## Title
Future 6 Sensitivity 7: National RPS State/Regional Implementation, Higher PHEV Levels with Modified Load Shape
"The results presented herein use modeling assumptions developed by EIPC, EIPC stakeholders and CRA for purposes of EIPC capacity expansion modeling. As such, these results do not necessarily reflect the opinions or views of CRA or any individual EIPC stakeholder."

## Build Summary
EI New Build Summary
EI New Builds by Type
|  | Additions |  |  | Retirements
| 2010 | 2015 | 2020 | 2030 | 2015 | 2020 | 2030 | Total
Coal | 271.9154 | 8.4766 | 0 | 0 | 68.9442 | 28.2143 | 5.2338 | 177.9998
Nuclear | 99.849 | 2.7406 | 4.53 | 0 | 0 | 0.6145 | 1.4882 | 105.0169
CC | 132.682 | 25.4574 | 4.7302 | 3.5002 | 5.0963 | 0 | 0.45905 | 160.8145
CT | 120.329 | 7.0131 | 4.2714 | 14.8374 | 2.5078 | 0 | 1.8316 | 142.1115
Steam Oil/Gas | 74.547 | 0 | 0 | 0 | 34.5859 | 0 | 0.78716 | 39.174
Hydro | 44.6048 | 0 | 1.555 | 5.358 | 0 | 0 | 0 | 51.5178
On-Shore Wind | 18.707 | 22.1949 | 40.6598 | 82.7577 | 0 | 0 | 0 | 164.3194
Off-Shore Wind | 0 | 0.469 | 0 | 38.6246 | 0 | 0 | 0 | 39.0936
Other Renewable | 3.613 | 2.3484 | 16.1125 | 15.8076 | 0 | 0 | 0 | 37.8814
New HQ/Maritimes | 0 | 0 | 0.5 | 0 | 0 | 0 | 0 | 0.5
Other | 17.054 | 0 | 0 | 0 | 0 | 0 | 0 | 17.054
Total w/o DR | 783.3012 | 68.6999 | 72.3589 | 160.8854 | 111.1341 | 28.8288 | 9.7998 | 935.4827
DR | 33.1 | -1.3177 | 17.2353 | 26.7614 | 0 | 0 | 0 | 75.779
Total w/DR | 816.4012 | 67.3823 | 89.5942 | 187.6468 | 111.1341 | 28.8288 | 9.7998 | 1011.2618
EI New Builds by Region
| EI Cumulative New Builds |  |  |  | EI Cumulative New CCs |  |  |  | EI Cumulative New On-Shore Wind |  |  |  | EI Cumulative Coal Retirements
| 2015 | 2020 | 2030 |  |  | 2015 | 2020 | 2030 |  | 2015 | 2020 | 2030 |  | 2015 | 2020 | 2030
ENT | 890.29 | 1066.03 | 2857.8 |  | ENT | 0 | 110.56 | 1754.72 | ENT | 0 | 0 | 0 | ENT | 892.9 | 892.9 | 892.9
FRCC | 4226.23 | 7653.25 | 10958.51 |  | FRCC | 1516.9 | 4403.12 | 6021.27 | FRCC | 0 | 0 | 0 | FRCC | 466 | 1335 | 1335
IESO | 5144.99 | 5144.99 | 5144.99 |  | IESO | 1263 | 1263 | 1263 | IESO | 2105.9 | 2105.9 | 2105.9 | IESO | 6416 | 6416 | 6416
MAPP_CA | 394.78 | 740.77 | 5044.78 |  | MAPP_CA | 0 | 0 | 0 | MAPP_CA | 302.4 | 302.4 | 302.4 | MAPP_CA | 164.28 | 164.28 | 1745.9
MAPP_US | 729.6 | 2219.84 | 6453.33 |  | MAPP_US | 0 | 0 | 0 | MAPP_US | 421.3 | 1911.54 | 6073.36 | MAPP_US | 612.6 | 1186.5 | 1186.5
MISO_IN | 618 | 854.71 | 1085.93 |  | MISO_IN | 0 | 0 | 0 | MISO_IN | 0 | 0 | 0 | MISO_IN | 1273.5 | 1360.9 | 1360.9
MISO_MI | 2000 | 2000 | 2728.66 |  | MISO_MI | 0 | 0 | 0 | MISO_MI | 2000 | 2000 | 2568.41 | MISO_MI | 2326 | 3513 | 3513
MISO_MO-IL | 2090 | 2090 | 2593.33 |  | MISO_MO-IL | 0 | 0 | 0 | MISO_MO-IL | 300 | 300 | 300 | MISO_MO-IL | 1024.7 | 2319.7 | 2319.7
MISO_W | 2894.83 | 2894.83 | 19572.1 |  | MISO_W | 0 | 0 | 0 | MISO_W | 2800.5 | 2800.5 | 19406.1 | MISO_W | 2254.07 | 2928.56 | 2928.56
MISO_WUMS | 1818.9 | 6525.79 | 17653.64 |  | MISO_WUMS | 0 | 997.57 | 997.57 | MISO_WUMS | 968.9 | 968.9 | 968.9 | MISO_WUMS | 2817.23 | 3137.63 | 3137.63
NE | 435 | 2798.82 | 2870.49 |  | NE | 0 | 0 | 0 | NE | 202.9 | 2566.72 | 2566.72 | NE | 0 | 0 | 0
NEISO | 3384.16 | 5023.16 | 8547.66 |  | NEISO | 2049.5 | 2049.5 | 2049.5 | NEISO | 231.2 | 1545.59 | 4992.22 | NEISO | 2250.13 | 2570.13 | 2570.13
NonRTO_Midwest | 0 | 428.86 | 1615 |  | NonRTO_Midwest | 0 | 428.86 | 666.72 | NonRTO_Midwest | 0 | 0 | 0 | NonRTO_Midwest | 1781.61 | 1781.61 | 1781.61
NYISO_A-F | 3289.7 | 3999.5 | 4067.43 |  | NYISO_A-F | 639 | 639 | 639 | NYISO_A-F | 2476.3 | 3186.1 | 3186.1 | NYISO_A-F | 2251.9 | 2251.9 | 2251.9
NYISO_G-I | 0 | 60 | 134.33 |  | NYISO_G-I | 0 | 0 | 0 | NYISO_G-I | 0 | 60 | 60 | NYISO_G-I | 368.2 | 368.2 | 368.2
NYISO_J-K | 1207.4 | 1207.4 | 4406.84 |  | NYISO_J-K | 1175.4 | 1175.4 | 1175.4 | NYISO_J-K | 0 | 0 | 0 | NYISO_J-K | 0 | 0 | 0
PJM_E | 5940.05 | 6092.95 | 18142.95 |  | PJM_E | 4634.3 | 4634.3 | 4634.3 | PJM_E | 1150 | 1170 | 3620 | PJM_E | 3285 | 3853 | 3853
PJM_ROM | 2243.7 | 11203.95 | 13635.76 |  | PJM_ROM | 1678.5 | 1678.5 | 1678.5 | PJM_ROM | 479.8 | 7040 | 7040 | PJM_ROM | 9064.73 | 10298.73 | 10298.73
PJM_ROR | 14076.1 | 28613.69 | 61810.87 |  | PJM_ROR | 3077 | 3197 | 3197 | PJM_ROR | 8325.7 | 21726.58 | 53600 | PJM_ROR | 13328.52 | 24641.4 | 24641.4
SOCO | 5151.9 | 9385.29 | 14246.54 |  | SOCO | 5026.9 | 5213.9 | 5213.9 | SOCO | 0 | 100 | 100 | SOCO | 10341.26 | 11493 | 11493
SPP_N | 465.04 | 2089.48 | 12523.06 |  | SPP_N | 0 | 0 | 0 | SPP_N | 0 | 1361.39 | 10934.22 | SPP_N | 0 | 374.9 | 775.5
SPP_S | 1830.99 | 11810.1 | 25984.1 |  | SPP_S | 0 | 0 | 0 | SPP_S | 430 | 10109.11 | 24188.11 | SPP_S | 1475.64 | 1475.64 | 2003.64
TVA | 3115.89 | 6841.74 | 10514.93 |  | TVA | 1418 | 1418 | 1418 | TVA | 0 | 100 | 100 | TVA | 3595.9 | 6141.82 | 6141.82
VACAR | 6752.38 | 19813.65 | 48851.17 |  | VACAR | 2978.89 | 2978.89 | 2978.89 | VACAR | 0 | 3500 | 3500 | VACAR | 2954 | 8653.71 | 11377.28
| 68699.93 | 140558.8 | 301444.2 |  |  | 25457.39 | 30187.6 | 33687.77 |  | 22194.9 | 62854.73 | 145612.44 |  | 68944.17 | 97158.51 | 102392.3

## Generation
#1 | Total Generation (GWh)
Total Generation by Reporting Type: Entergy
ReportingType | 2015 | 2020 | 2025 | 2030 | 2035 | 2040
BM | 0 | 0 | 0 | 0 | 0 | 0
CC | 65321.39 | 78106.88 | 70804.74 | 65974.07 | 70049.3 | 76331.9
CSP | 0 | 0 | 0 | 0 | 0 | 0
CT | 0 | 0 | 0 | 0 | 0 | 0
Coal | 60846.36 | 53925.86 | 57547.45 | 58932.11 | 60276.3 | 60276.3
Geo | 0 | 0 | 0 | 0 | 0 | 0
H | 153 | 153 | 153 | 153 | 153 | 153
LFG | 63.07 | 63.07 | 63.07 | 909.81 | 909.81 | 909.81
Nuc | 42234.08 | 42234.08 | 42234.08 | 42234.08 | 35675.42 | 27909.39
PS | 25.66 | 25.66 | 25.66 | 24.19 | 25.66 | 25.66
PV | 0.57 | 126.17 | 195.64 | 203.66 | 212.5 | 219.17
PeakG | 0 | 0 | 8.42 | 0 | 0 | 0
PeakO | 0 | 0 | 0 | 0 | 0 | 0
ST | 0 | 0 | 0 | 0 | 0 | 0
STOG | 1427.57 | 1564.95 | 1325.41 | 1008.92 | 1345.12 | 1345.12
STWD | 1443.65 | 85.1 | 80.65 | 80.65 | 83.2 | 83.2
WT | 315.27 | 315.27 | 315.27 | 315.27 | 315.27 | 315.27
IGCC | 0 | 0 | 0 | 0 | 0 | 0
DemandResponse | 0 | 0 | 0 | 0 | 0 | 0
IGCC-CCS | 0 | 0 | 0 | 0 | 0 | 0
WT_off | 0 | 0 | 0 | 0 | 0 | 0
PseudoUnit | 0 | 0 | 0 | 0 | 0 | 0
FixedInterchange | 0 | 0 | 0 | 0 | 0 | 0
Total Generation by Reporting Type: FRCC
ReportingType | 2015 | 2020 | 2025 | 2030 | 2035 | 2040
BM | 0 | 2559.39 | 14946.59 | 14946.59 | 14946.59 | 14946.59
CC | 147332.38 | 157240.92 | 156476.22 | 162798.39 | 215416.71 | 246372.7
CSP | 0 | 0 | 0 | 0 | 0 | 0
CT | 951.85 | 966.32 | 949.79 | 486.48 | 649.12 | 344.52
Coal | 57677.9 | 56335.61 | 57442.04 | 58850.64 | 60270.36 | 60270.36
Geo | 0 | 0 | 0 | 0 | 0 | 0
H | 27.85 | 27.85 | 93.24 | 93.24 | 93.24 | 93.24
LFG | 3831.62 | 5392.66 | 5392.66 | 5392.66 | 5392.66 | 5392.66
Nuc | 32180.57 | 32180.57 | 32180.57 | 32180.57 | 19598.11 | 6535.31
PS | 0 | 0 | 0 | 0 | 0 | 0
PV | 134.03 | 134.03 | 134.03 | 134.03 | 134.03 | 134.03
PeakG | 395.8 | 509.18 | 770.93 | 485.32 | 177.41 | 106.16
PeakO | 0 | 0 | 0 | 0 | 0 | 0
ST | 0 | 0 | 0 | 0 | 0 | 0
STOG | 3891.83 | 3316.29 | 3158.91 | 2041.45 | 1831.1 | 1788.8
STWD | 1366.56 | 1366.56 | 1366.56 | 1366.56 | 1366.56 | 1366.56
WT | 0 | 0 | 0 | 0 | 0 | 0
IGCC | 0 | 0 | 0 | 0 | 0 | 0
DemandResponse | 0 | 0 | 0 | 0 | 0 | 0
IGCC-CCS | 0 | 0 | 0 | 0 | 0 | 0
WT_off | 0 | 0 | 0 | 0 | 0 | 0
PseudoUnit | 0 | 0 | 0 | 0 | 0 | 0
FixedInterchange | 0 | 0 | 0 | 0 | 0 | 0
Total Generation by Reporting Type: MAPP_US
ReportingType | 2015 | 2020 | 2025 | 2030 | 2035 | 2040
BM | 0 | 0 | 0 | 0 | 0 | 0
CC | 261.33 | 350.53 | 305.38 | 118.05 | 199.46 | 199.46
CSP | 0 | 0 | 0 | 0 | 0 | 0
CT | 0 | 0 | 0 | 0 | 0 | 0
Coal | 21992.45 | 17658.88 | 17658.88 | 17658.88 | 17658.88 | 17658.88
Geo | 354.6 | 354.6 | 354.6 | 354.6 | 354.6 | 354.6
H | 10150.02 | 10150.02 | 10150.02 | 10150.02 | 10150.02 | 10150.02
LFG | 15.77 | 15.77 | 15.77 | 580.79 | 580.79 | 580.79
Nuc | 0 | 0 | 0 | 0 | 0 | 0
PS | 0 | 0 | 0 | 0 | 0 | 0
PV | 0 | 0 | 0 | 0 | 0 | 0
PeakG | 25.29 | 90.12 | 132.12 | 31.01 | 175.95 | 47.21
PeakO | 0 | 0 | 0 | 0 | 0 | 0
ST | 0 | 0 | 0 | 0 | 0 | 0
STOG | 0 | 0 | 0 | 0 | 0 | 0
STWD | 0 | 0 | 0 | 0 | 0 | 0
WT | 5908.78 | 11121.31 | 11121.31 | 25678.38 | 37889.59 | 45246.01
IGCC | 0 | 0 | 0 | 0 | 0 | 0
DemandResponse | 0 | 0 | 0 | 0 | 0 | 0
IGCC-CCS | 0 | 0 | 0 | 0 | 0 | 0
WT_off | 0 | 0 | 0 | 0 | 0 | 0
PseudoUnit | 0 | 0 | 0 | 0 | 0 | 0
FixedInterchange | 0 | 0 | 0 | 0 | 0 | 0
Total Generation by Reporting Type: MISO_IN
ReportingType | 2015 | 2020 | 2025 | 2030 | 2035 | 2040
BM | 0 | 0 | 0 | 0 | 0 | 0
CC | 4340.02 | 7122.36 | 5725.86 | 4155.23 | 32625.49 | 40501.34
CSP | 0 | 0 | 0 | 0 | 0 | 0
CT | 0 | 0 | 0 | 0 | 0 | 0
Coal | 88116.12 | 90768.34 | 91974.31 | 92248.43 | 96964.13 | 98667.76
Geo | 0 | 0 | 0 | 0 | 0 | 0
H | 417.2 | 417.2 | 417.2 | 417.2 | 417.2 | 417.2
LFG | 291.71 | 291.71 | 923.41 | 923.41 | 923.41 | 923.41
Nuc | 0 | 0 | 0 | 0 | 0 | 0
PS | 0 | 0 | 0 | 0 | 0 | 0
PV | 0 | 393.98 | 644.56 | 645.47 | 678.53 | 709.1
PeakG | 5.19 | 0 | 23.56 | 6.97 | 90.35 | 90.35
PeakO | 0 | 0 | 0 | 0 | 0 | 0
ST | 0 | 0 | 0 | 0 | 0 | 0
STOG | 54.68 | 106.75 | 54.68 | 54.68 | 113.26 | 113.26
STWD | 0 | 0 | 0 | 0 | 0 | 0
WT | 1553.06 | 1553.06 | 1553.06 | 1553.06 | 1553.06 | 1553.06
IGCC | 4427.31 | 4427.31 | 4427.31 | 4427.31 | 4427.31 | 4427.31
DemandResponse | 0 | 0 | 0 | 0 | 0 | 0
IGCC-CCS | 0 | 0 | 0 | 0 | 0 | 0
WT_off | 0 | 0 | 0 | 0 | 0 | 0
PseudoUnit | 0 | 0 | 0 | 0 | 0 | 0
FixedInterchange | 0 | 0 | 0 | 0 | 0 | 0
Total Generation by Reporting Type: MISO_MI
ReportingType | 2015 | 2020 | 2025 | 2030 | 2035 | 2040
BM | 0 | 0 | 0 | 0 | 0 | 0
CC | 12081.82 | 14159.31 | 13057.49 | 8372.71 | 8684.03 | 6348.3
CSP | 0 | 0 | 0 | 0 | 0 | 0
CT | 0 | 0 | 0 | 0 | 0 | 0
Coal | 57633.22 | 49016.63 | 49713.47 | 48829.06 | 53223.33 | 53729.7
Geo | 0 | 0 | 0 | 0 | 0 | 0
H | 410 | 410 | 410 | 410 | 410 | 410
LFG | 1285.09 | 1285.09 | 2548.5 | 2548.5 | 2548.5 | 2548.5
Nuc | 14714.16 | 14714.16 | 14714.16 | 14714.16 | 8654.01 | 8654.01
PS | 814.32 | 835.21 | 811.59 | 1017.76 | 1449.5 | 1421.98
PV | 0 | 0 | 0 | 0 | 0 | 0
PeakG | 27.63 | 26.89 | 34.62 | 33.39 | 60.31 | 40.22
PeakO | 0 | 0 | 0 | 0 | 0 | 0
ST | 0 | 0 | 0 | 0 | 0 | 0
STOG | 442.29 | 552.7 | 540.49 | 402.66 | 988.84 | 1055.51
STWD | 203.21 | 511.48 | 1142.3 | 1142.3 | 1142.3 | 1142.3
WT | 5161.16 | 5161.16 | 6124.33 | 6688.58 | 7249.92 | 7852.47
IGCC | 0 | 0 | 0 | 0 | 0 | 0
DemandResponse | 0 | 0 | 0 | 0 | 0 | 0
IGCC-CCS | 0 | 0 | 0 | 0 | 0 | 0
WT_off | 0 | 0 | 0 | 0 | 0 | 0
PseudoUnit | 0 | 0 | 0 | 0 | 0 | 0
FixedInterchange | 0 | 0 | 0 | 0 | 0 | 0
Total Generation by Reporting Type: MISO_MO-IL
ReportingType | 2015 | 2020 | 2025 | 2030 | 2035 | 2040
BM | 0 | 0 | 0 | 0 | 0 | 0
CC | 2908.19 | 4600.11 | 3096.58 | 1503.08 | 1856.32 | 1832.35
CSP | 0 | 0 | 0 | 0 | 0 | 0
CT | 0 | 0 | 0 | 0 | 0 | 0
Coal | 102443.02 | 85298.02 | 88551.11 | 86323.76 | 98096.06 | 98096.06
Geo | 0 | 0 | 0 | 0 | 0 | 0
H | 1317.1 | 1317.1 | 2690.42 | 2690.42 | 2690.42 | 2690.42
LFG | 141.91 | 141.91 | 1902.67 | 1902.67 | 1902.67 | 1902.67
Nuc | 17393.71 | 17393.71 | 17393.71 | 17393.71 | 17393.71 | 17393.71
PS | 334.4 | 202.4 | 191.4 | 191.4 | 334.4 | 334.4
PV | 0 | 0 | 0 | 0 | 0 | 0
PeakG | 140.51 | 271.66 | 389.39 | 475.31 | 441.61 | 441.61
PeakO | 0 | 0 | 0 | 0 | 0 | 0
ST | 0 | 0 | 0 | 0 | 0 | 0
STOG | 57.9 | 110.53 | 110.53 | 110.53 | 57.9 | 18.42
STWD | 0 | 0 | 0 | 0 | 0 | 0
WT | 2075.16 | 2075.16 | 2075.16 | 2075.16 | 2075.16 | 4239.58
IGCC | 0 | 0 | 0 | 0 | 0 | 0
DemandResponse | 0 | 0 | 0 | 0 | 0 | 0
IGCC-CCS | 0 | 0 | 0 | 0 | 0 | 0
WT_off | 0 | 0 | 0 | 0 | 0 | 0
PseudoUnit | 0 | 0 | 0 | 0 | 0 | 0
FixedInterchange | 0 | 0 | 0 | 0 | 0 | 0
Total Generation by Reporting Type: MISO_W
ReportingType | 2015 | 2020 | 2025 | 2030 | 2035 | 2040
BM | 0 | 0 | 0 | 0 | 0 | 0
CC | 10130.82 | 9367.41 | 6956.64 | 3435.33 | 4731.04 | 3793.32
CSP | 0 | 0 | 0 | 0 | 0 | 0
CT | 0 | 0 | 0 | 0 | 0 | 0
Coal | 85749.36 | 80656.28 | 80999.77 | 79379.68 | 81424.19 | 101747.77
Geo | 0 | 0 | 0 | 0 | 0 | 0
H | 1643.73 | 1643.73 | 1643.73 | 1643.73 | 1643.73 | 1643.73
LFG | 1616.22 | 1616.22 | 2181.24 | 2181.24 | 2181.24 | 2181.24
Nuc | 18393.35 | 18393.35 | 18393.35 | 18393.35 | 0.78 | 0.78
PS | 0 | 0 | 0 | 0 | 0 | 0
PV | 0 | 0 | 0 | 0 | 0 | 0
PeakG | 289.72 | 121.39 | 103.76 | 78.66 | 514.91 | 165.26
PeakO | 0 | 0 | 0 | 0 | 0 | 0
ST | 0 | 0 | 0 | 0 | 0 | 0
STOG | 14.27 | 3.07 | 1.95 | 1.95 | 1.51 | 0
STWD | 0 | 2193.5 | 587.4 | 812.92 | 812.92 | 985.81
WT | 27590.66 | 27590.66 | 44995.01 | 82404.26 | 82404.26 | 82404.26
IGCC | 0 | 0 | 0 | 0 | 0 | 0
DemandResponse | 0 | 0 | 0 | 0 | 0 | 0
IGCC-CCS | 0 | 0 | 0 | 0 | 0 | 0
WT_off | 0 | 0 | 0 | 0 | 0 | 0
PseudoUnit | 0 | 0 | 0 | 0 | 0 | 0
FixedInterchange | 0 | 0 | 0 | 0 | 0 | 0
Total Generation by Reporting Type: MISO_WUMS
ReportingType | 2015 | 2020 | 2025 | 2030 | 2035 | 2040
BM | 0 | 0 | 0 | 0 | 0 | 0
CC | 12308.72 | 23157.32 | 21927.17 | 12964.25 | 41580.23 | 33769.69
CSP | 0 | 0 | 0 | 0 | 0 | 0
CT | 0 | 276.6 | 479.32 | 386.58 | 806.58 | 1255.44
Coal | 27725.59 | 29209 | 30737.77 | 29441.92 | 35698.23 | 36917.33
Geo | 0 | 0 | 0 | 0 | 0 | 0
H | 1018.41 | 1023.31 | 1023.31 | 1023.31 | 1023.31 | 1023.31
LFG | 559.76 | 559.76 | 2320.52 | 2320.52 | 2320.52 | 2320.52
Nuc | 14153.33 | 14153.33 | 14153.33 | 14153.33 | 0.78 | 0.78
PS | 0 | 0 | 0 | 0 | 0 | 0
PV | 0 | 0 | 0 | 0 | 0 | 0
PeakG | 30.99 | 18.02 | 0 | 0 | 0 | 0
PeakO | 0 | 0 | 0 | 0 | 0 | 0
ST | 0 | 0 | 0 | 0 | 0 | 0
STOG | 2.33 | 0 | 0 | 0 | 0 | 0
STWD | 0 | 80.48 | 94.85 | 70.76 | 272.7 | 329.48
WT | 4109.61 | 4109.61 | 4109.61 | 4109.61 | 4109.61 | 4109.61
IGCC | 0 | 0 | 0 | 0 | 0 | 0
DemandResponse | 0 | 0 | 0 | 0 | 0 | 0
IGCC-CCS | 0 | 0 | 0 | 0 | 0 | 0
WT_off | 0 | 0 | 0 | 0 | 0 | 0
PseudoUnit | 0 | 0 | 0 | 0 | 0 | 0
FixedInterchange | 0 | 0 | 0 | 0 | 0 | 0
Total Generation by Reporting Type: Nebraska
ReportingType | 2015 | 2020 | 2025 | 2030 | 2035 | 2040
BM | 0 | 0 | 0 | 0 | 0 | 0
CC | 1055.16 | 454.72 | 387.49 | 247.08 | 448.78 | 381.54
CSP | 0 | 0 | 0 | 0 | 0 | 0
CT | 0 | 0 | 0 | 0 | 0 | 0
Coal | 30719.51 | 30424.37 | 30424.37 | 30424.37 | 30424.37 | 44385.66
Geo | 0 | 0 | 0 | 0 | 0 | 0
H | 591 | 591 | 591 | 591 | 591 | 591
LFG | 47.3 | 47.3 | 47.3 | 612.32 | 612.32 | 612.32
Nuc | 9752.32 | 9752.32 | 9752.32 | 9752.32 | 1.56 | 1.56
PS | 0 | 0 | 0 | 0 | 0 | 0
PV | 0 | 0 | 0 | 0 | 0 | 0
PeakG | 59.78 | 167.98 | 165.8 | 37.2 | 0 | 0
PeakO | 0 | 0 | 0 | 0 | 0 | 0
ST | 0 | 0 | 0 | 0 | 0 | 0
STOG | 35.97 | 52.91 | 103.31 | 52.91 | 103.31 | 0
STWD | 0 | 0 | 0 | 0 | 0 | 0
WT | 1223.92 | 9612.19 | 9612.19 | 9612.19 | 9612.19 | 9612.19
IGCC | 0 | 0 | 0 | 0 | 0 | 0
DemandResponse | 0 | 0 | 0 | 0 | 0 | 0
IGCC-CCS | 0 | 0 | 0 | 0 | 0 | 0
WT_off | 0 | 0 | 0 | 0 | 0 | 0
PseudoUnit | 0 | 0 | 0 | 0 | 0 | 0
FixedInterchange | 0 | 0 | 0 | 0 | 0 | 0
Total Generation by Reporting Type: NEISO
ReportingType | 2015 | 2020 | 2025 | 2030 | 2035 | 2040
BM | 1882.96 | 1882.96 | 528.34 | 527.9 | 551.15 | 597.66
CC | 45515.39 | 38427.01 | 40700.73 | 44647.18 | 57470.42 | 67268.99
CSP | 0 | 0 | 0 | 0 | 0 | 0
CT | 3.12 | 10.92 | 10.92 | 5.79 | 83.81 | 143.68
Coal | 32.27 | 0 | 0 | 0 | 0 | 0
Geo | 0 | 0 | 0 | 0 | 0 | 0
H | 12289.94 | 12289.94 | 12289.94 | 12289.94 | 12303.66 | 12303.66
LFG | 4582.65 | 4582.65 | 5132.48 | 5132.48 | 5132.48 | 5132.48
Nuc | 36181.73 | 36181.73 | 36181.73 | 36181.73 | 26141.23 | 19310.53
PS | 64.43 | 184.14 | 184.14 | 177.07 | 273.76 | 506.4
PV | 5.26 | 573.97 | 583.32 | 588.22 | 601.96 | 616.57
PeakG | 30.03 | 38.51 | 38.51 | 36.44 | 102.41 | 102.41
PeakO | 0 | 0 | 0 | 0 | 0 | 0
ST | 0 | 0 | 0 | 0 | 0 | 0
STOG | 0 | 0 | 0 | 0 | 0 | 0
STWD | 4274.88 | 4274.88 | 2242 | 2235.34 | 2163.56 | 2977.48
WT | 1283.3 | 5168.02 | 12045.88 | 15354.68 | 16205.23 | 16205.23
IGCC | 0 | 0 | 0 | 0 | 0 | 0
DemandResponse | 0 | 0 | 0 | 0 | 0 | 0
IGCC-CCS | 0 | 0 | 0 | 0 | 0 | 0
WT_off | 1870.13 | 1870.13 | 1870.13 | 1870.13 | 1870.13 | 1870.13
PseudoUnit | 0 | 0 | 0 | 0 | 0 | 0
FixedInterchange | 0 | 0 | 0 | 0 | 0 | 0
Total Generation by Reporting Type: NonRTO_Midwest
ReportingType | 2015 | 2020 | 2025 | 2030 | 2035 | 2040
BM | 0 | 0 | 0 | 0 | 0 | 0
CC | 0 | 1691.85 | 2122.91 | 2320.29 | 2059.98 | 2967.62
CSP | 0 | 0 | 0 | 0 | 0 | 0
CT | 0 | 0 | 0 | 8.24 | 17.08 | 83.16
Coal | 57679.58 | 59101.83 | 59754.41 | 60310.77 | 61566.86 | 63974.64
Geo | 0 | 0 | 0 | 0 | 0 | 0
H | 457.8 | 457.8 | 3593.25 | 3593.25 | 3593.25 | 3593.25
LFG | 110.38 | 110.38 | 1373.79 | 1373.79 | 1373.79 | 1373.79
Nuc | 0 | 0 | 0 | 0 | 0 | 0.04
PS | 0 | 0 | 0 | 0 | 0 | 0
PV | 0 | 0 | 0 | 0 | 0 | 0
PeakG | 156.53 | 293.22 | 406.92 | 310.3 | 383.32 | 279.49
PeakO | 0 | 0 | 0 | 0 | 0 | 0
ST | 0 | 0 | 0 | 0 | 0 | 0
STOG | 0 | 0 | 0 | 0 | 0 | 0
STWD | 0 | 0 | 0 | 0 | 0 | 0
WT | 151.43 | 151.43 | 151.43 | 151.43 | 151.43 | 151.43
IGCC | 0 | 0 | 0 | 0 | 0 | 0
DemandResponse | 0 | 0 | 0 | 0 | 0 | 0
IGCC-CCS | 0 | 0 | 0 | 0 | 0 | 0
WT_off | 0 | 0 | 0 | 0 | 0 | 0
PseudoUnit | 0 | 0 | 0 | 0 | 0 | 0
FixedInterchange | 0 | 0 | 0 | 0 | 0 | 0
Total Generation by Reporting Type: NYISO_A-F
ReportingType | 2015 | 2020 | 2025 | 2030 | 2035 | 2040
BM | 0 | 0 | 0 | 0 | 0 | 0
CC | 8457.36 | 9124.68 | 12694.66 | 13168.48 | 16146.9 | 14253.01
CSP | 0 | 0 | 0 | 0 | 0 | 0
CT | 0 | 0 | 0 | 0 | 0 | 0
Coal | 0 | 0 | 0 | 0 | 0 | 0
Geo | 0 | 0 | 0 | 0 | 0 | 0
H | 27149.99 | 27149.98 | 27149.98 | 27149.98 | 27149.98 | 27149.98
LFG | 1359.2 | 1359.2 | 1359.2 | 1894.79 | 1894.79 | 1894.79
Nuc | 26211.3 | 26211.3 | 26211.3 | 21372.53 | 16850.79 | 10212.67
PS | 48.86 | 101.1 | 147.99 | 155.32 | 248.05 | 227.76
PV | 0 | 0 | 0 | 0 | 0 | 0
PeakG | 0 | 0 | 6.58 | 6.48 | 6.58 | 6.58
PeakO | 0 | 0 | 0 | 0 | 0 | 0
ST | 0 | 0 | 0 | 0 | 0 | 0
STOG | 0 | 0 | 0 | 0 | 0 | 0
STWD | 0 | 0 | 0 | 0 | 0 | 0
WT | 10101.82 | 11933.66 | 11933.66 | 11933.66 | 8614.58 | 8614.58
IGCC | 0 | 0 | 0 | 0 | 0 | 0
DemandResponse | 0 | 0 | 0 | 0 | 0 | 0
IGCC-CCS | 0 | 0 | 0 | 0 | 0 | 0
WT_off | 0 | 0 | 0 | 0 | 0 | 0
PseudoUnit | 0 | 0 | 0 | 0 | 0 | 0
FixedInterchange | 0 | 0 | 0 | 0 | 0 | 0
Total Generation by Reporting Type: NYISO_G-I
ReportingType | 2015 | 2020 | 2025 | 2030 | 2035 | 2040
BM | 0 | 0 | 0 | 0 | 0 | 0
CC | 5937.1 | 7816.73 | 8233.74 | 8502.35 | 41677.74 | 66327.46
CSP | 0 | 0 | 0 | 0 | 0 | 0
CT | 0 | 0 | 0 | 0 | 0 | 0
Coal | 0 | 0 | 0 | 0 | 0 | 0
Geo | 0 | 0 | 0 | 0 | 0 | 0
H | 266.56 | 266.56 | 266.56 | 266.56 | 266.56 | 266.56
LFG | 504.58 | 504.58 | 504.58 | 1090.62 | 1090.62 | 1090.62
Nuc | 15929.31 | 15929.31 | 15929.31 | 15929.31 | 7987.24 | 3.12
PS | 0 | 0 | 0 | 0 | 0 | 0
PV | 0 | 0 | 0 | 0 | 0 | 0
PeakG | 0.01 | 0.03 | 0.03 | 0.03 | 0.03 | 0.03
PeakO | 0 | 0 | 0 | 0 | 0 | 0
ST | 0 | 0 | 0 | 0 | 0 | 0
STOG | 0 | 0 | 0 | 0 | 0 | 0
STWD | 0 | 0 | 0 | 0 | 0 | 0
WT | 0 | 178.23 | 178.23 | 178.23 | 178.23 | 178.23
IGCC | 0 | 0 | 0 | 0 | 0 | 0
DemandResponse | 0 | 0 | 0 | 0 | 0 | 0
IGCC-CCS | 0 | 0 | 0 | 0 | 0 | 0
WT_off | 0 | 0 | 0 | 0 | 0 | 0
PseudoUnit | 0 | 0 | 0 | 0 | 0 | 0
FixedInterchange | 0 | 0 | 0 | 0 | 0 | 0
Total Generation by Reporting Type: NYISO_J-K
ReportingType | 2015 | 2020 | 2025 | 2030 | 2035 | 2040
BM | 0 | 0 | 0 | 0 | 0 | 0
CC | 24626.8 | 29890.51 | 30453.21 | 30229.03 | 31034.27 | 31841.95
CSP | 0 | 0 | 0 | 0 | 0 | 0
CT | 0 | 0 | 30.57 | 102.17 | 219.08 | 440.79
Coal | 0 | 0 | 0 | 0 | 0 | 0
Geo | 0 | 0 | 0 | 0 | 0 | 0
H | 0 | 0 | 0 | 0 | 0 | 0
LFG | 977.62 | 977.62 | 977.62 | 1563.66 | 1563.66 | 1563.66
Nuc | 0 | 0 | 0 | 0 | 0 | 0
PS | 0 | 0 | 0 | 0 | 0 | 0
PV | 53.26 | 53.26 | 53.26 | 53.26 | 0 | 0
PeakG | 50.97 | 155.98 | 214.73 | 167.31 | 512.06 | 319.41
PeakO | 0 | 0 | 0 | 0 | 0 | 0
ST | 0 | 0 | 0 | 0 | 0 | 0
STOG | 983.62 | 1516.74 | 2035.35 | 2121.56 | 2541.97 | 3769.84
STWD | 0 | 0 | 0 | 0 | 0 | 0
WT | 0 | 0 | 0 | 0 | 0 | 0
IGCC | 0 | 0 | 0 | 0 | 0 | 0
DemandResponse | 0 | 0 | 0 | 0 | 0 | 0
IGCC-CCS | 0 | 0 | 0 | 0 | 0 | 0
WT_off | 0 | 0 | 0 | 0 | 0 | 0
PseudoUnit | 0 | 0 | 0 | 0 | 0 | 0
FixedInterchange | 0 | 0 | 0 | 0 | 0 | 0
Total Generation by Reporting Type: PJM_E
ReportingType | 2015 | 2020 | 2025 | 2030 | 2035 | 2040
BM | 223.98 | 223.98 | 223.98 | 223.98 | 223.98 | 223.98
CC | 28548.28 | 40043.38 | 30118.07 | 22905.52 | 50850.76 | 52656.18
CSP | 0 | 0 | 0 | 0 | 0 | 0
CT | 0 | 0.86 | 0.86 | 2.69 | 10.03 | 70.63
Coal | 368.17 | 129.58 | 150.41 | 127.5 | 207.62 | 207.62
Geo | 0 | 0 | 0 | 0 | 0 | 0
H | 1839.27 | 1839.27 | 1839.27 | 1839.27 | 1839.27 | 1839.27
LFG | 3714.15 | 4761.94 | 4761.94 | 4761.94 | 4761.94 | 4761.94
Nuc | 66287.73 | 61501.14 | 61501.14 | 61501.14 | 44177.54 | 35032.79
PS | 164 | 303.12 | 184 | 174 | 328.15 | 284
PV | 102.4 | 102.4 | 102.4 | 102.4 | 102.4 | 102.4
PeakG | 22.93 | 80.25 | 252.23 | 252.23 | 940.13 | 252.23
PeakO | 0 | 0 | 0 | 0 | 0 | 0
ST | 0 | 0 | 0 | 0 | 0 | 0
STOG | 304.05 | 512.56 | 512.56 | 506.48 | 1000.72 | 733.34
STWD | 0 | 0 | 0 | 0 | 0 | 0
WT | 2143.36 | 2183.19 | 6478.55 | 6478.55 | 6478.55 | 6478.55
IGCC | 0 | 0 | 0 | 0 | 0 | 0
DemandResponse | 0 | 0 | 0 | 0 | 0 | 0
IGCC-CCS | 0 | 0 | 0 | 0 | 0 | 0
WT_off | 0 | 0 | 17794.72 | 34826.4 | 34826.4 | 34826.4
PseudoUnit | 0 | 0 | 0 | 0 | 0 | 0
FixedInterchange | 0 | 0 | 0 | 0 | 0 | 0
Total Generation by Reporting Type: PJM_ROM
ReportingType | 2015 | 2020 | 2025 | 2030 | 2035 | 2040
BM | 134.39 | 437.35 | 437.35 | 9565.29 | 14129.13 | 14129.13
CC | 16908.49 | 21853.76 | 17298.21 | 13356.84 | 25291.61 | 123551.11
CSP | 0 | 0 | 0 | 0 | 0 | 0
CT | 0.15 | 0.52 | 1.64 | 1.64 | 6.13 | 1.64
Coal | 48922.37 | 41779.47 | 41572.19 | 40084.67 | 46163.34 | 46163.34
Geo | 0 | 0 | 0 | 0 | 0 | 0
H | 3645.46 | 6490.47 | 6490.47 | 6490.47 | 6490.47 | 6490.47
LFG | 2813.8 | 4903.85 | 4903.85 | 4903.85 | 4903.85 | 4903.85
Nuc | 39227.38 | 39227.38 | 39227.38 | 39227.38 | 25736.15 | 18733.49
PS | 620.33 | 1149.88 | 924.76 | 789.33 | 1112.06 | 1096.25
PV | 10.51 | 2491.99 | 4104.94 | 4610.59 | 4858.44 | 5146.36
PeakG | 0 | 39.85 | 0 | 0 | 347.68 | 48.51
PeakO | 0 | 0 | 0 | 0 | 0 | 0
ST | 0 | 0 | 0 | 0 | 0 | 0
STOG | 691.59 | 1350.24 | 1350.24 | 1266.03 | 1548.42 | 1350.24
STWD | 490.56 | 490.56 | 490.56 | 490.56 | 490.56 | 490.56
WT | 3032.09 | 17226.14 | 17226.14 | 17226.14 | 17226.14 | 17226.14
IGCC | 0 | 0 | 0 | 0 | 0 | 0
DemandResponse | 0 | 0 | 0 | 0 | 0 | 0
IGCC-CCS | 0 | 0 | 0 | 0 | 0 | 0
WT_off | 0 | 0 | 0 | 0 | 0 | 5301.71
PseudoUnit | 0 | 0 | 0 | 0 | 0 | 0
FixedInterchange | 0 | 0 | 0 | 0 | 0 | 0
Total Generation by Reporting Type: PJM_ROR
ReportingType | 2015 | 2020 | 2025 | 2030 | 2035 | 2040
BM | 2271.27 | 2874.47 | 2874.47 | 12757.84 | 20742.77 | 28123.84
CC | 64552.93 | 62112.95 | 44969.72 | 31041.97 | 50039.09 | 37249.77
CSP | 0 | 0 | 0 | 0 | 0 | 0
CT | 5.69 | 5.69 | 5.69 | 2.98 | 1534.86 | 3422.53
Coal | 352246.53 | 268951.15 | 268618.53 | 268584.86 | 271315.39 | 273890.84
Geo | 0 | 0 | 0 | 0 | 0 | 0
H | 4602.26 | 6925.78 | 6925.78 | 6925.78 | 6925.78 | 6925.78
LFG | 4252.63 | 8302.71 | 8302.71 | 8302.71 | 8302.71 | 8302.71
Nuc | 156083.84 | 156083.84 | 156083.84 | 149330.43 | 116030.78 | 77993.94
PS | 1747.56 | 2341.56 | 2341.56 | 2092.11 | 2480.32 | 2341.56
PV | 63.07 | 63.07 | 63.07 | 63.07 | 63.07 | 63.07
PeakG | 1199.26 | 1253.11 | 1022.63 | 566.02 | 655.13 | 343.58
PeakO | 0 | 0 | 0 | 0 | 0 | 0
ST | 0 | 0 | 0 | 0 | 0 | 0
STOG | 798.51 | 836.35 | 798.51 | 798.51 | 800.07 | 847.2
STWD | 1359.55 | 1359.55 | 1359.55 | 1359.55 | 1359.55 | 1359.55
WT | 28147.97 | 59813.03 | 103571.07 | 134931.36 | 134931.36 | 134931.36
IGCC | 0 | 0 | 0 | 0 | 0 | 0
DemandResponse | 0 | 0 | 0 | 0 | 0 | 0
IGCC-CCS | 0 | 0 | 0 | 0 | 0 | 0
WT_off | 0 | 0 | 0 | 0 | 0 | 0
PseudoUnit | 0 | 0 | 0 | 0 | 0 | 0
FixedInterchange | 0 | 0 | 0 | 0 | 0 | 0
Total Generation by Reporting Type: SOCO
ReportingType | 2015 | 2020 | 2025 | 2030 | 2035 | 2040
BM | 410.64 | 12647.58 | 34195.96 | 48942.4 | 48942.4 | 48942.4
CC | 115869.91 | 109224.47 | 94188.36 | 71745 | 73249.5 | 69397.55
CSP | 0 | 0 | 0 | 0 | 0 | 0
CT | 0 | 0 | 0 | 0 | 0 | 0
Coal | 91563.72 | 89155.62 | 96531.64 | 101343.59 | 103396.65 | 157105.65
Geo | 0 | 0 | 0 | 0 | 0 | 0
H | 10893.11 | 10893.11 | 10893.11 | 10893.11 | 10893.11 | 12917.99
LFG | 291.71 | 1138.45 | 1138.45 | 1138.45 | 1138.45 | 1138.45
Nuc | 45497.84 | 62634.5 | 62634.5 | 62634.5 | 62634.5 | 42031.17
PS | 1022.34 | 1273 | 1224.63 | 765.23 | 1273 | 887.79
PV | 0 | 0 | 0 | 0 | 0 | 0
PeakG | 626.07 | 923.11 | 1005.39 | 454.27 | 846.73 | 847.78
PeakO | 0 | 0 | 0 | 0 | 0 | 0
ST | 0 | 0 | 0 | 0 | 0 | 0
STOG | 0 | 0 | 0 | 0 | 0 | 0
STWD | 4681.34 | 4681.34 | 4681.34 | 4681.34 | 4681.34 | 4681.34
WT | 0 | 209.15 | 209.15 | 209.15 | 209.15 | 209.15
IGCC | 0 | 0 | 0 | 0 | 0 | 0
DemandResponse | 0 | 0 | 0 | 0 | 0 | 0
IGCC-CCS | 0 | 0 | 0 | 0 | 0 | 0
WT_off | 0 | 0 | 0 | 0 | 0 | 0
PseudoUnit | 0 | 0 | 0 | 0 | 0 | 0
FixedInterchange | 0 | 0 | 0 | 0 | 0 | 0
Total Generation by Reporting Type: SPP_N
ReportingType | 2015 | 2020 | 2025 | 2030 | 2035 | 2040
BM | 0 | 0 | 0 | 0 | 0 | 0
CC | 6964.45 | 3632.43 | 2097.98 | 1244.28 | 2015.76 | 1685.1
CSP | 0 | 0 | 0 | 0 | 0 | 0
CT | 0 | 51.6 | 51.6 | 104.4 | 924.7 | 609.99
Coal | 61836.51 | 58850.56 | 56230.27 | 56230.27 | 56230.27 | 56230.27
Geo | 0 | 0 | 0 | 0 | 0 | 0
H | 60 | 60 | 60 | 60 | 60 | 60
LFG | 55.19 | 55.19 | 55.19 | 804.17 | 804.17 | 804.17
Nuc | 9035.69 | 9035.69 | 9035.69 | 9035.69 | 9035.69 | 9035.69
PS | 0 | 0 | 0 | 0 | 0 | 0
PV | 0 | 0 | 0 | 0 | 0 | 0
PeakG | 0 | 72.87 | 94.54 | 0 | 0 | 0
PeakO | 0 | 0 | 0 | 0 | 0 | 0
ST | 0 | 0 | 0 | 0 | 0 | 0
STOG | 329.09 | 642.37 | 648.82 | 499.72 | 662.38 | 639.02
STWD | 0 | 0 | 0 | 0 | 0 | 0
WT | 4213.48 | 8888.46 | 20923.12 | 41761.26 | 48522.62 | 48522.62
IGCC | 0 | 0 | 0 | 0 | 0 | 0
DemandResponse | 0 | 0 | 0 | 0 | 0 | 0
IGCC-CCS | 0 | 0 | 0 | 0 | 0 | 0
WT_off | 0 | 0 | 0 | 0 | 0 | 0
PseudoUnit | 0 | 0 | 0 | 0 | 0 | 0
FixedInterchange | 0 | 0 | 0 | 0 | 0 | 0
Total Generation by Reporting Type: SPP_S
ReportingType | 2015 | 2020 | 2025 | 2030 | 2035 | 2040
BM | 0 | 0 | 0 | 0 | 0 | 0
CC | 46546.18 | 40027.67 | 24127.84 | 13213.7 | 20156.38 | 17342.09
CSP | 0 | 0 | 0 | 0 | 0 | 0
CT | 0 | 0 | 0 | 0 | 0 | 0
Coal | 89214.66 | 78099.14 | 77242.39 | 69222.35 | 82056.33 | 83003.01
Geo | 0 | 0 | 0 | 0 | 0 | 0
H | 10050.79 | 10050.79 | 10050.79 | 10050.79 | 10050.79 | 10050.79
LFG | 149.8 | 149.8 | 149.8 | 898.78 | 898.78 | 898.78
Nuc | 0 | 0 | 0 | 0 | 0 | 0
PS | 327.81 | 327.81 | 327.81 | 323.35 | 327.81 | 493.87
PV | 0 | 0 | 0 | 0 | 0 | 0
PeakG | 0 | 0 | 0 | 0 | 0 | 0
PeakO | 0 | 0 | 0 | 0 | 0 | 0
ST | 0 | 0 | 0 | 0 | 0 | 0
STOG | 2936.32 | 2274.22 | 1856.09 | 1010.2 | 2775.92 | 2189.59
STWD | 588.67 | 55.57 | 32.89 | 30.24 | 55.57 | 55.57
WT | 9404.55 | 42784.71 | 70842.14 | 91338.67 | 91338.67 | 95851.48
IGCC | 0 | 0 | 0 | 0 | 0 | 0
DemandResponse | 0 | 0 | 0 | 0 | 0 | 0
IGCC-CCS | 0 | 0 | 0 | 0 | 0 | 0
WT_off | 0 | 0 | 0 | 0 | 0 | 0
PseudoUnit | 0 | 0 | 0 | 0 | 0 | 0
FixedInterchange | 0 | 0 | 0 | 0 | 0 | 0
Total Generation by Reporting Type: TVA
ReportingType | 2015 | 2020 | 2025 | 2030 | 2035 | 2040
BM | 0 | 26067.69 | 28510.1 | 53492.27 | 55206.83 | 55206.83
CC | 18773.44 | 8661.49 | 9734.89 | 4197.36 | 9736.7 | 11292.51
CSP | 0 | 0 | 0 | 0 | 0 | 0
CT | 0 | 0 | 0 | 0 | 69.97 | 142.17
Coal | 85633.42 | 64118.39 | 64873.81 | 61559.28 | 66607.18 | 70521.29
Geo | 0 | 0 | 0 | 0 | 0 | 0
H | 17444.8 | 17545.57 | 17545.57 | 17545.57 | 17545.57 | 17545.57
LFG | 102.49 | 949.23 | 949.23 | 949.23 | 949.23 | 949.23
Nuc | 65391.09 | 65391.09 | 65391.09 | 65391.09 | 45821.54 | 35861.5
PS | 757.92 | 599.67 | 714.63 | 568.44 | 895.89 | 902.87
PV | 0 | 0 | 0 | 0 | 0 | 0
PeakG | 0 | 0 | 0 | 0 | 0 | 0
PeakO | 0 | 0 | 0 | 0 | 0 | 0
ST | 0 | 0 | 0 | 0 | 0 | 0
STOG | 0 | 0 | 0 | 0 | 0 | 0
STWD | 35.04 | 35.04 | 35.04 | 35.04 | 35.04 | 35.04
WT | 73.94 | 283.09 | 283.09 | 283.09 | 283.09 | 283.09
IGCC | 0 | 0 | 0 | 0 | 0 | 0
DemandResponse | 0 | 0 | 0 | 0 | 0 | 0
IGCC-CCS | 0 | 0 | 0 | 0 | 0 | 0
WT_off | 0 | 0 | 0 | 0 | 0 | 0
PseudoUnit | 0 | 0 | 0 | 0 | 0 | 0
FixedInterchange | 0 | 0 | 0 | 0 | 0 | 0
Total Generation by Reporting Type: TVA_Transmission
ReportingType | 2015 | 2020 | 2025 | 2030 | 2035 | 2040
BM | 0 | 0 | 0 | 0 | 0 | 0
CC | 0 | 0 | 0 | 0 | 0 | 0
CSP | 0 | 0 | 0 | 0 | 0 | 0
CT | 0 | 0 | 0 | 0 | 0 | 0
Coal | 0 | 0 | 0 | 0 | 0 | 0
Geo | 0 | 0 | 0 | 0 | 0 | 0
H | 0 | 0 | 0 | 0 | 0 | 0
LFG | 0 | 0 | 0 | 0 | 0 | 0
Nuc | 0 | 0 | 0 | 0 | 0 | 0
PS | 0 | 0 | 0 | 0 | 0 | 0
PV | 0 | 0 | 0 | 0 | 0 | 0
PeakG | 0 | 0 | 0 | 0 | 0 | 0
PeakO | 0 | 0 | 0 | 0 | 0 | 0
ST | 0 | 0 | 0 | 0 | 0 | 0
STOG | 0 | 0 | 0 | 0 | 0 | 0
STWD | 0 | 0 | 0 | 0 | 0 | 0
WT | 0 | 0 | 0 | 0 | 0 | 0
IGCC | 0 | 0 | 0 | 0 | 0 | 0
DemandResponse | 0 | 0 | 0 | 0 | 0 | 0
IGCC-CCS | 0 | 0 | 0 | 0 | 0 | 0
WT_off | 0 | 0 | 0 | 0 | 0 | 0
PseudoUnit | 0 | 0 | 0 | 0 | 0 | 0
FixedInterchange | 0 | 0 | 0 | 0 | 0 | 0
Total Generation by Reporting Type: VACAR
ReportingType | 2015 | 2020 | 2025 | 2030 | 2035 | 2040
BM | 6.84 | 52160.85 | 52160.85 | 52160.85 | 52160.85 | 52160.85
CC | 33223.95 | 24825.22 | 14712 | 5810.21 | 8777.98 | 14857.56
CSP | 0 | 0 | 0 | 0 | 0 | 0
CT | 421.29 | 434.74 | 269.74 | 72.15 | 393.77 | 749.69
Coal | 96377.38 | 67718.94 | 48888.82 | 29892.01 | 56401.31 | 66650.79
Geo | 0 | 0 | 0 | 0 | 0 | 0
H | 4325 | 4325 | 4325 | 4325 | 4446.45 | 4446.45
LFG | 499.37 | 1343.43 | 1343.43 | 1343.43 | 1343.43 | 1343.43
Nuc | 89032.75 | 107182.03 | 107182.03 | 107182.03 | 81882.09 | 67409.4
PS | 1055.2 | 1203.36 | 1203.36 | 1226.38 | 1995.46 | 2182.72
PV | 42.05 | 309.59 | 324.19 | 334.58 | 360.06 | 381.84
PeakG | 119.02 | 180.03 | 138.98 | 53.37 | 106.02 | 99.85
PeakO | 0 | 0 | 0 | 0 | 0 | 0
ST | 0 | 0 | 0 | 0 | 0 | 0
STOG | 0 | 0 | 0 | 0 | 0 | 0
STWD | 1969.25 | 1969.25 | 1969.25 | 1969.25 | 1969.25 | 1969.25
WT | 0 | 7866.99 | 7866.99 | 7866.99 | 7866.99 | 7866.99
IGCC | 0 | 0 | 0 | 0 | 0 | 0
DemandResponse | 0 | 0 | 0 | 0 | 0 | 0
IGCC-CCS | 0 | 0 | 0 | 0 | 0 | 0
WT_off | 3.46 | 3.46 | 49971.49 | 100323.04 | 116372.07 | 134620.31
PseudoUnit | 0 | 0 | 0 | 0 | 0 | 0
FixedInterchange | 0 | 0 | 0 | 0 | 0 | 0
Total Generation by Reporting Type: IESO
ReportingType | 2015 | 2020 | 2025 | 2030 | 2035 | 2040
BM | 0 | 0 | 0 | 0 | 0 | 0
CC | 1308.48 | 852.56 | 1746.8 | 1523.4 | 14733.41 | 33616.99
CSP | 0 | 0 | 0 | 0 | 0 | 0
CT | 0 | 0 | 0 | 0 | 0 | 44.92
Coal | 0 | 0 | 0 | 0 | 0 | 0
Geo | 0 | 0 | 0 | 0 | 0 | 0
H | 46189.03 | 46189.03 | 46189.03 | 46189.03 | 46189.03 | 47737.94
LFG | 926.37 | 926.37 | 926.37 | 926.37 | 930.31 | 930.31
Nuc | 101402.31 | 101402.31 | 101402.31 | 101402.31 | 93379.23 | 81383.57
PS | 13.53 | 4.3 | 16.13 | 13.53 | 25.83 | 50.43
PV | 78.84 | 78.84 | 78.84 | 78.84 | 78.84 | 78.84
PeakG | 0 | 0 | 0 | 0 | 0 | 0
PeakO | 0 | 0 | 0 | 0 | 0 | 0
ST | 0 | 0 | 0 | 0 | 0 | 0
STOG | 0 | 0 | 0 | 0 | 0 | 0
STWD | 0 | 0 | 0 | 0 | 0 | 0
WT | 8479.75 | 8479.75 | 8479.75 | 8479.75 | 3205.67 | 3205.67
IGCC | 0 | 0 | 0 | 0 | 0 | 0
DemandResponse | 0 | 0 | 0 | 0 | 0 | 0
IGCC-CCS | 0 | 0 | 0 | 0 | 0 | 0
WT_off | 0 | 0 | 0 | 0 | 0 | 0
PseudoUnit | 0 | 0 | 0 | 0 | 0 | 0
FixedInterchange | 0 | 0 | 0 | 0 | 0 | 0
Total Generation by Reporting Type: MAPP_CA
ReportingType | 2015 | 2020 | 2025 | 2030 | 2035 | 2040
BM | 0 | 0 | 0 | 0 | 0 | 0
CC | 3508.1 | 3508.1 | 569.52 | 0 | 26.23 | 112.29
CSP | 0 | 0 | 0 | 0 | 0 | 0
CT | 0 | 0 | 0 | 0 | 0 | 0
Coal | 606.64 | 1138.35 | 0 | 0 | 0 | 0
Geo | 0 | 0 | 0 | 0 | 0 | 0
H | 41520.42 | 43549.88 | 54366.11 | 68795.52 | 68795.52 | 68795.52
LFG | 0 | 0 | 0 | 0 | 0 | 0
Nuc | 0 | 0 | 0 | 0 | 0 | 0
PS | 0 | 0 | 0 | 0 | 0 | 0
PV | 0 | 0 | 0 | 0 | 0 | 0
PeakG | 0 | 0 | 0 | 0 | 0 | 0
PeakO | 0 | 0 | 0 | 0 | 0 | 0
ST | 0 | 0 | 0 | 0 | 0 | 0
STOG | 0 | 0 | 0 | 0 | 0 | 0
STWD | 0 | 0 | 0 | 0 | 0 | 0
WT | 1446.06 | 1446.06 | 1446.06 | 1446.06 | 1446.06 | 1446.06
IGCC | 0 | 0 | 0 | 0 | 0 | 0
DemandResponse | 0 | 0 | 0 | 0 | 0 | 0
IGCC-CCS | 0 | 0 | 0 | 0 | 0 | 0
WT_off | 0 | 0 | 0 | 0 | 0 | 0
PseudoUnit | 0 | 0 | 0 | 0 | 0 | 0
FixedInterchange | 0 | 0 | 0 | 0 | 0 | 0
Total Generation by Reporting Type: AZ_NM_SNV_Coal
ReportingType | 2015 | 2020 | 2025 | 2030 | 2035 | 2040
BM | 0 | 0 | 0 | 0 | 0 | 0
CC | 0 | 0 | 0 | 0 | 0 | 0
CSP | 0 | 0 | 0 | 0 | 0 | 0
CT | 0 | 0 | 0 | 0 | 0 | 0
Coal | 77016.08 | 77472.95 | 77472.95 | 77472.95 | 77472.95 | 149165.87
Geo | 0 | 0 | 0 | 0 | 0 | 0
H | 0 | 0 | 0 | 0 | 0 | 0
LFG | 0 | 0 | 0 | 0 | 0 | 0
Nuc | 0 | 0 | 0 | 0 | 0 | 0
PS | 0 | 0 | 0 | 0 | 0 | 0
PV | 0 | 0 | 0 | 0 | 0 | 0
PeakG | 0 | 0 | 0 | 0 | 0 | 0
PeakO | 0 | 0 | 0 | 0 | 0 | 0
ST | 0 | 0 | 0 | 0 | 0 | 0
STOG | 0 | 0 | 0 | 0 | 0 | 0
STWD | 0 | 0 | 0 | 0 | 0 | 0
WT | 0 | 0 | 0 | 0 | 0 | 0
IGCC | 0 | 0 | 0 | 0 | 0 | 0
DemandResponse | 0 | 0 | 0 | 0 | 0 | 0
IGCC-CCS | 0 | 0 | 0 | 0 | 0 | 0
WT_off | 0 | 0 | 0 | 0 | 0 | 0
PseudoUnit | 0 | 0 | 0 | 0 | 0 | 0
FixedInterchange | 0 | 0 | 0 | 0 | 0 | 0
Total Generation by Reporting Type: AZ_NM_SNV_Gas
ReportingType | 2015 | 2020 | 2025 | 2030 | 2035 | 2040
BM | 0 | 0 | 0 | 0 | 0 | 0
CC | 104791.96 | 125611.61 | 126763.78 | 167551.46 | 184424.77 | 176390.42
CSP | 0 | 0 | 0 | 0 | 0 | 0
CT | 0 | 0 | 144.37 | 144.37 | 0 | 0
Coal | 0 | 0 | 0 | 0 | 0 | 0
Geo | 0 | 0 | 0 | 0 | 0 | 0
H | 0 | 0 | 0 | 0 | 0 | 0
LFG | 0 | 0 | 0 | 0 | 0 | 0
Nuc | 0 | 0 | 0 | 0 | 0 | 0
PS | 0 | 0 | 0 | 0 | 0 | 0
PV | 0 | 0 | 0 | 0 | 0 | 0
PeakG | 0 | 0 | 233.01 | 0 | 0 | 0
PeakO | 0 | 0 | 0 | 0 | 0 | 0
ST | 0 | 0 | 0 | 0 | 0 | 0
STOG | 0 | 0 | 0 | 0 | 0 | 0
STWD | 0 | 0 | 0 | 0 | 0 | 0
WT | 0 | 0 | 0 | 0 | 0 | 0
IGCC | 0 | 0 | 0 | 0 | 0 | 0
DemandResponse | 0 | 0 | 0 | 0 | 0 | 0
IGCC-CCS | 0 | 0 | 0 | 0 | 0 | 0
WT_off | 0 | 0 | 0 | 0 | 0 | 0
PseudoUnit | 0 | 0 | 0 | 0 | 0 | 0
FixedInterchange | 0 | 0 | 0 | 0 | 0 | 0
Total Generation by Reporting Type: AZ_NM_SNV_NucRenew
ReportingType | 2015 | 2020 | 2025 | 2030 | 2035 | 2040
BM | 0 | 0 | 0 | 0 | 0 | 0
CC | 0 | 0 | 0 | 0 | 0 | 0
CSP | 0 | 0 | 0 | 0 | 0 | 0
CT | 0 | 0 | 0 | 0 | 0 | 0
Coal | 0 | 0 | 0 | 0 | 0 | 0
Geo | 0 | 0 | 12066.9 | 12066.9 | 12066.9 | 12066.9
H | 8952 | 8952 | 8952 | 8952 | 8952 | 8952
LFG | 55.19 | 55.19 | 533.48 | 533.48 | 533.48 | 533.48
Nuc | 30183.89 | 30183.89 | 30183.89 | 30183.89 | 30183.89 | 30183.89
PS | 45.36 | 45.36 | 63.38 | 88.56 | 88.56 | 88.56
PV | 365.63 | 365.63 | 365.63 | 365.63 | 365.63 | 365.63
PeakG | 0 | 0 | 0 | 0 | 0 | 0
PeakO | 0 | 0 | 0 | 0 | 0 | 0
ST | 981.12 | 2534.84 | 3545.72 | 4040.04 | 4040.04 | 4040.04
STOG | 0 | 0 | 0 | 0 | 0 | 0
STWD | 182.21 | 182.21 | 182.21 | 182.21 | 182.21 | 182.21
WT | 1407.73 | 3259.22 | 4354.1 | 6229.56 | 6229.56 | 6229.56
IGCC | 0 | 0 | 0 | 0 | 0 | 0
DemandResponse | 0 | 0 | 0 | 0 | 0 | 0
IGCC-CCS | 0 | 0 | 0 | 0 | 0 | 0
WT_off | 0 | 0 | 0 | 0 | 0 | 0
PseudoUnit | 0 | 0 | 0 | 0 | 0 | 0
FixedInterchange | 0 | 0 | 0 | 0 | 0 | 0
Total Generation by Reporting Type: ERCOT
ReportingType | 2015 | 2020 | 2025 | 2030 | 2035 | 2040
BM | 0 | 185.61 | 151.75 | 14114.56 | 14778.97 | 15844.47
CC | 145893.5 | 136442.05 | 113234.84 | 97173.27 | 106282 | 119530.71
CSP | 0 | 0 | 0 | 0 | 0 | 0
CT | 0 | 0 | 0 | 0 | 0 | 0
Coal | 116378.19 | 117377.95 | 128143.1 | 130702.4 | 131473.37 | 131473.37
Geo | 0 | 0 | 0 | 0 | 0 | 0
H | 607.38 | 607.38 | 607.38 | 2022.97 | 2022.97 | 2022.97
LFG | 591.3 | 591.3 | 3382.24 | 3382.24 | 3382.24 | 3382.24
Nuc | 39655.79 | 39655.79 | 39655.79 | 39655.79 | 39655.79 | 39655.79
PS | 0 | 0 | 0 | 0 | 0 | 0
PV | 30.84 | 30.84 | 30.84 | 30.84 | 2.63 | 2.63
PeakG | 0 | 0 | 0 | 0 | 0 | 0
PeakO | 0 | 0 | 0 | 0 | 0 | 0
ST | 0 | 0 | 0 | 0 | 0 | 0
STOG | 5880.35 | 6044.93 | 6038.67 | 4562.91 | 4030.79 | 3090.57
STWD | 0 | 0 | 0 | 0 | 0 | 0
WT | 27080.39 | 51499.55 | 79485.82 | 97568.03 | 100918.29 | 106245.78
IGCC | 0 | 0 | 0 | 0 | 0 | 0
DemandResponse | 0 | 0 | 0 | 0 | 0 | 0
IGCC-CCS | 0 | 0 | 0 | 0 | 0 | 0
WT_off | 0 | 0 | 0 | 0 | 0 | 0
PseudoUnit | 0 | 0 | 0 | 0 | 0 | 0
FixedInterchange | 0 | 0 | 0 | 0 | 0 | 0
Total Generation by Reporting Type: NP15
ReportingType | 2015 | 2020 | 2025 | 2030 | 2035 | 2040
BM | 0 | 0 | 0 | 0 | 0 | 0
CC | 35967.17 | 38715.91 | 29822.41 | 23797 | 13682.01 | 6797.08
CSP | 0 | 0 | 0 | 0 | 0 | 0
CT | 0 | 0 | 0 | 0 | 0 | 0
Coal | 213.44 | 0 | 0 | 0 | 0 | 0
Geo | 9050.48 | 10396.46 | 14043.68 | 14043.68 | 14043.68 | 14043.68
H | 24182 | 24182 | 24182 | 24182 | 24182 | 24182
LFG | 670.14 | 670.14 | 5124.6 | 5124.6 | 5124.6 | 5124.6
Nuc | 17915.6 | 17915.6 | 17915.6 | 17915.6 | 17915.6 | 17915.6
PS | 1.2 | 15.97 | 0 | 17.92 | 355.55 | 473.97
PV | 153.52 | 153.52 | 153.52 | 153.52 | 139.28 | 139.28
PeakG | 0 | 0 | 0 | 0 | 7.45 | 7.31
PeakO | 0 | 0 | 0 | 0 | 0 | 0
ST | 99.08 | 99.08 | 99.08 | 99.08 | 99.08 | 99.08
STOG | 132.32 | 233.69 | 89.73 | 199.69 | 156.8 | 290.85
STWD | 3097.54 | 3097.54 | 3097.54 | 3097.54 | 3097.54 | 3097.54
WT | 3102.31 | 3102.31 | 26441.54 | 34929.44 | 34957.15 | 34975.72
IGCC | 0 | 0 | 0 | 0 | 0 | 0
DemandResponse | 0 | 0 | 0 | 0 | 0 | 0
IGCC-CCS | 0 | 0 | 0 | 0 | 0 | 0
WT_off | 0 | 0 | 0 | 0 | 0 | 0
PseudoUnit | 0 | 0 | 0 | 0 | 0 | 0
FixedInterchange | 0 | 0 | 0 | 0 | 0 | 0
Total Generation by Reporting Type: NWPP_Coal
ReportingType | 2015 | 2020 | 2025 | 2030 | 2035 | 2040
BM | 0 | 0 | 0 | 0 | 0 | 0
CC | 0 | 0 | 0 | 0 | 0 | 0
CSP | 0 | 0 | 0 | 0 | 0 | 0
CT | 0 | 0 | 0 | 0 | 0 | 0
Coal | 97191.1 | 97072.99 | 97072.99 | 97072.99 | 97072.99 | 97072.99
Geo | 0 | 0 | 0 | 0 | 0 | 0
H | 0 | 0 | 0 | 0 | 0 | 0
LFG | 0 | 0 | 0 | 0 | 0 | 0
Nuc | 0 | 0 | 0 | 0 | 0 | 0
PS | 0 | 0 | 0 | 0 | 0 | 0
PV | 0 | 0 | 0 | 0 | 0 | 0
PeakG | 0 | 0 | 0 | 0 | 0 | 0
PeakO | 0 | 0 | 0 | 0 | 0 | 0
ST | 0 | 0 | 0 | 0 | 0 | 0
STOG | 0 | 0 | 0 | 0 | 0 | 0
STWD | 0 | 0 | 0 | 0 | 0 | 0
WT | 0 | 0 | 0 | 0 | 0 | 0
IGCC | 0 | 0 | 0 | 0 | 0 | 0
DemandResponse | 0 | 0 | 0 | 0 | 0 | 0
IGCC-CCS | 0 | 0 | 0 | 0 | 0 | 0
WT_off | 0 | 0 | 0 | 0 | 0 | 0
PseudoUnit | 0 | 0 | 0 | 0 | 0 | 0
FixedInterchange | 0 | 0 | 0 | 0 | 0 | 0
Total Generation by Reporting Type: NWPP_Gas
ReportingType | 2015 | 2020 | 2025 | 2030 | 2035 | 2040
BM | 0 | 0 | 0 | 0 | 0 | 0
CC | 50575.36 | 50575.36 | 50575.36 | 76235.96 | 121561.85 | 129284.66
CSP | 0 | 0 | 0 | 0 | 0 | 0
CT | 0 | 0 | 0 | 0 | 0 | 0
Coal | 0 | 0 | 0 | 0 | 0 | 3276.44
Geo | 0 | 0 | 0 | 0 | 0 | 0
H | 0 | 0 | 0 | 0 | 0 | 0
LFG | 0 | 0 | 0 | 0 | 0 | 0
Nuc | 0 | 0 | 0 | 0 | 0 | 0
PS | 0 | 0 | 0 | 0 | 0 | 0
PV | 0 | 0 | 0 | 0 | 0 | 0
PeakG | 0 | 0 | 0 | 0 | 0 | 0
PeakO | 0 | 0 | 0 | 0 | 0 | 0
ST | 0 | 0 | 0 | 0 | 0 | 0
STOG | 0 | 0 | 0 | 0 | 0 | 0
STWD | 0 | 0 | 0 | 0 | 0 | 0
WT | 0 | 0 | 0 | 0 | 0 | 0
IGCC | 0 | 0 | 0 | 0 | 0 | 0
DemandResponse | 0 | 0 | 0 | 0 | 0 | 0
IGCC-CCS | 0 | 0 | 0 | 0 | 0 | 0
WT_off | 0 | 0 | 0 | 0 | 0 | 0
PseudoUnit | 0 | 0 | 0 | 0 | 0 | 0
FixedInterchange | 0 | 0 | 0 | 0 | 0 | 0
Total Generation by Reporting Type: NWPP_NucRenew
ReportingType | 2015 | 2020 | 2025 | 2030 | 2035 | 2040
BM | 0 | 0 | 0 | 64.83 | 64.83 | 64.83
CC | 0 | 0 | 0 | 0 | 0 | 0
CSP | 0 | 0 | 0 | 0 | 0 | 0
CT | 0 | 0 | 0 | 0 | 0 | 0
Coal | 0 | 0 | 0 | 0 | 0 | 0
Geo | 3280.13 | 3280.13 | 6891.88 | 6891.88 | 6891.88 | 6891.88
H | 133486 | 133486 | 133486 | 133486 | 133486 | 133486
LFG | 1013.09 | 1013.09 | 2647.18 | 2940.73 | 2940.73 | 2940.73
Nuc | 8809.8 | 8809.8 | 8809.8 | 8809.8 | 8809.8 | 8809.8
PS | 0 | 0 | 0 | 0 | 0 | 0
PV | 7.88 | 7.88 | 7.88 | 7.88 | 7.88 | 7.88
PeakG | 0 | 0 | 0 | 0 | 0 | 0
PeakO | 0 | 0 | 0 | 0 | 0 | 0
ST | 0 | 0 | 0 | 0 | 0 | 0
STOG | 0 | 0 | 0 | 0 | 0 | 0
STWD | 0 | 133.66 | 2298.76 | 3931.49 | 3931.49 | 3931.49
WT | 15874.4 | 15874.4 | 15874.4 | 15874.4 | 15874.4 | 15874.4
IGCC | 0 | 0 | 0 | 0 | 0 | 0
DemandResponse | 0 | 0 | 0 | 0 | 0 | 0
IGCC-CCS | 0 | 0 | 0 | 0 | 0 | 0
WT_off | 0 | 0 | 0 | 0 | 0 | 0
PseudoUnit | 0 | 0 | 0 | 0 | 0 | 0
FixedInterchange | 0 | 0 | 0 | 0 | 0 | 0
Total Generation by Reporting Type: RMPA
ReportingType | 2015 | 2020 | 2025 | 2030 | 2035 | 2040
BM | 0 | 0 | 0 | 0 | 0 | 0
CC | 5228.95 | 9377.77 | 3799.3 | 2701.45 | 2715.2 | 2411.99
CSP | 0 | 0 | 0 | 0 | 0 | 0
CT | 0 | 0 | 0 | 0 | 0 | 0
Coal | 55435.07 | 54817.76 | 52182.89 | 55716.27 | 66926.54 | 79393.26
Geo | 0 | 3855.27 | 21043.25 | 21387.54 | 21387.54 | 21387.54
H | 4353 | 4353 | 4353 | 4353 | 4353 | 4353
LFG | 58.34 | 58.34 | 58.34 | 286.45 | 286.45 | 286.45
Nuc | 0 | 0 | 0 | 0 | 0 | 0
PS | 50.25 | 85.82 | 193.07 | 233.12 | 192.17 | 782.7
PV | 54.93 | 54.93 | 54.93 | 54.93 | 54.93 | 54.93
PeakG | 4.01 | 28.42 | 3 | 43.87 | 4.73 | 12.03
PeakO | 0 | 0 | 0 | 0 | 0 | 0
ST | 9.83 | 1260.81 | 1378.95 | 1447.75 | 1447.75 | 1447.75
STOG | 0 | 0 | 0 | 0 | 0 | 0
STWD | 0 | 0 | 0 | 0 | 0 | 0
WT | 6354.34 | 6354.34 | 6354.34 | 6354.34 | 6354.34 | 6354.34
IGCC | 0 | 0 | 0 | 0 | 0 | 0
DemandResponse | 0 | 0 | 0 | 0 | 0 | 0
IGCC-CCS | 0 | 0 | 0 | 0 | 0 | 0
WT_off | 0 | 0 | 0 | 0 | 0 | 0
PseudoUnit | 0 | 0 | 0 | 0 | 0 | 0
FixedInterchange | 0 | 0 | 0 | 0 | 0 | 0
Total Generation by Reporting Type: SP15
ReportingType | 2015 | 2020 | 2025 | 2030 | 2035 | 2040
BM | 44.8 | 44.8 | 44.8 | 44.8 | 39.65 | 21.07
CC | 24431.36 | 27072.55 | 26366.41 | 18721.4 | 18046.3 | 10967.54
CSP | 0 | 0 | 0 | 0 | 0 | 0
CT | 0 | 0 | 0 | 0 | 0 | 0
Coal | 761.6 | 761.6 | 761.6 | 467.51 | 95.08 | 0
Geo | 7774.15 | 19841.05 | 19841.05 | 19841.05 | 19841.05 | 19841.05
H | 5920 | 5920 | 5920 | 5920 | 5920 | 5920
LFG | 1759.71 | 5870.68 | 6141.64 | 6141.64 | 6141.64 | 6141.64
Nuc | 17526.13 | 17526.13 | 17526.13 | 17526.13 | 17526.13 | 17526.13
PS | 193.4 | 262.62 | 302.4 | 332.82 | 590.4 | 590.4
PV | 331.57 | 331.57 | 331.57 | 331.57 | 323.24 | 323.24
PeakG | 0 | 0 | 0 | 0 | 20.06 | 0
PeakO | 0 | 0 | 0 | 0 | 0 | 0
ST | 1569.79 | 1569.79 | 1569.79 | 1569.79 | 1569.79 | 1569.79
STOG | 223.96 | 330.8 | 315.03 | 638.51 | 1312.83 | 679
STWD | 833.95 | 833.95 | 833.95 | 833.95 | 833.95 | 833.95
WT | 5740.26 | 5740.26 | 5740.26 | 5740.26 | 5740.26 | 5740.26
IGCC | 0 | 0 | 0 | 0 | 0 | 0
DemandResponse | 0 | 0 | 0 | 0 | 0 | 0
IGCC-CCS | 0 | 0 | 0 | 0 | 0 | 0
WT_off | 0 | 0 | 0 | 0 | 0 | 0
PseudoUnit | 0 | 0 | 0 | 0 | 0 | 0
FixedInterchange | 0 | 0 | 0 | 0 | 0 | 0
Total Generation by Reporting Type: ALB
ReportingType | 2015 | 2020 | 2025 | 2030 | 2035 | 2040
BM | 0 | 0 | 0 | 0 | 0 | 0
CC | 18642.06 | 22498.87 | 28671.15 | 33553.5 | 40072.49 | 44528.15
CSP | 0 | 0 | 0 | 0 | 0 | 0
CT | 0 | 0 | 0 | 0 | 0 | 0
Coal | 46350.59 | 46350.59 | 46350.59 | 46350.59 | 46350.59 | 46350.59
Geo | 0 | 0 | 0 | 0 | 0 | 0
H | 1979.87 | 1979.87 | 1979.87 | 1979.87 | 1979.87 | 1979.87
LFG | 78.84 | 78.84 | 78.84 | 78.84 | 78.84 | 78.84
Nuc | 0 | 0 | 0 | 0 | 0 | 0
PS | 0 | 0 | 0 | 0 | 0 | 0
PV | 0 | 0 | 0 | 0 | 0 | 0
PeakG | 0 | 0 | 0 | 0 | 0 | 0
PeakO | 0 | 0 | 0 | 0 | 0 | 0
ST | 0 | 0 | 0 | 0 | 0 | 0
STOG | 0 | 0 | 0 | 0 | 0 | 0
STWD | 0 | 0 | 0 | 0 | 0 | 0
WT | 1553.84 | 1553.84 | 1553.84 | 1553.84 | 1553.84 | 1553.84
IGCC | 0 | 0 | 0 | 0 | 0 | 0
DemandResponse | 0 | 0 | 0 | 0 | 0 | 0
IGCC-CCS | 0 | 0 | 0 | 0 | 0 | 0
WT_off | 0 | 0 | 0 | 0 | 0 | 0
PseudoUnit | 0 | 0 | 0 | 0 | 0 | 0
FixedInterchange | 0 | 0 | 0 | 0 | 0 | 0
Total Generation by Reporting Type: BC
ReportingType | 2015 | 2020 | 2025 | 2030 | 2035 | 2040
BM | 0 | 0 | 0 | 0 | 0 | 0
CC | 10506.74 | 11828.8 | 16225.55 | 20871.64 | 25831.92 | 31014.79
CSP | 0 | 0 | 0 | 0 | 0 | 0
CT | 0 | 0 | 0 | 0 | 0 | 0
Coal | 0 | 0 | 0 | 0 | 0 | 0
Geo | 0 | 0 | 0 | 0 | 0 | 0
H | 54411.22 | 54411.22 | 54411.22 | 54411.22 | 54411.22 | 54411.22
LFG | 189.22 | 189.22 | 189.22 | 189.22 | 189.22 | 189.22
Nuc | 0 | 0 | 0 | 0 | 0 | 0
PS | 0 | 0 | 0 | 0 | 0 | 0
PV | 0 | 0 | 0 | 0 | 0 | 0
PeakG | 0 | 0 | 0 | 0 | 0 | 0
PeakO | 0 | 0 | 0 | 0 | 0 | 0
ST | 0 | 0 | 0 | 0 | 0 | 0
STOG | 0 | 0 | 0 | 0 | 0 | 0
STWD | 0 | 0 | 0 | 0 | 0 | 0
WT | 568.82 | 568.82 | 568.82 | 568.82 | 568.82 | 568.82
IGCC | 0 | 0 | 0 | 0 | 0 | 0
DemandResponse | 0 | 0 | 0 | 0 | 0 | 0
IGCC-CCS | 0 | 0 | 0 | 0 | 0 | 0
WT_off | 0 | 0 | 0 | 0 | 0 | 0
PseudoUnit | 0 | 0 | 0 | 0 | 0 | 0
FixedInterchange | 0 | 0 | 0 | 0 | 0 | 0
Total Generation by Reporting Type: HQ_IESO
ReportingType | 2015 | 2020 | 2025 | 2030 | 2035 | 2040
BM | 0 | 0 | 0 | 0 | 0 | 0
CC | 0 | 0 | 0 | 0 | 0 | 0
CSP | 0 | 0 | 0 | 0 | 0 | 0
CT | 0 | 0 | 0 | 0 | 0 | 0
Coal | 0 | 0 | 0 | 0 | 0 | 0
Geo | 0 | 0 | 0 | 0 | 0 | 0
H | 0 | 0 | 0 | 0 | 0 | 0
LFG | 0 | 0 | 0 | 0 | 0 | 0
Nuc | 0 | 0 | 0 | 0 | 0 | 0
PS | 0 | 0 | 0 | 0 | 0 | 0
PV | 0 | 0 | 0 | 0 | 0 | 0
PeakG | 0 | 0 | 0 | 0 | 0 | 0
PeakO | 0 | 0 | 0 | 0 | 0 | 0
ST | 0 | 0 | 0 | 0 | 0 | 0
STOG | 0 | 0 | 0 | 0 | 0 | 0
STWD | 0 | 0 | 0 | 0 | 0 | 0
WT | 0 | 0 | 0 | 0 | 0 | 0
IGCC | 0 | 0 | 0 | 0 | 0 | 0
DemandResponse | 0 | 0 | 0 | 0 | 0 | 0
IGCC-CCS | 0 | 0 | 0 | 0 | 0 | 0
WT_off | 0 | 0 | 0 | 0 | 0 | 0
PseudoUnit | 0 | 0 | 0 | 0 | 0 | 0
FixedInterchange | 2336 | 2336 | 2336 | 2336 | 2336 | 2336
Total Generation by Reporting Type: HQ_NEISO
ReportingType | 2015 | 2020 | 2025 | 2030 | 2035 | 2040
BM | 0 | 0 | 0 | 0 | 0 | 0
CC | 0 | 0 | 0 | 0 | 0 | 0
CSP | 0 | 0 | 0 | 0 | 0 | 0
CT | 0 | 0 | 0 | 0 | 0 | 0
Coal | 0 | 0 | 0 | 0 | 0 | 0
Geo | 0 | 0 | 0 | 0 | 0 | 0
H | 0 | 0 | 0 | 0 | 0 | 0
LFG | 0 | 0 | 0 | 0 | 0 | 0
Nuc | 0 | 0 | 0 | 0 | 0 | 0
PS | 0 | 0 | 0 | 0 | 0 | 0
PV | 0 | 0 | 0 | 0 | 0 | 0
PeakG | 0 | 0 | 0 | 0 | 0 | 0
PeakO | 0 | 0 | 0 | 0 | 0 | 0
ST | 0 | 0 | 0 | 0 | 0 | 0
STOG | 0 | 0 | 0 | 0 | 0 | 0
STWD | 0 | 0 | 0 | 0 | 0 | 0
WT | 0 | 0 | 0 | 0 | 0 | 0
IGCC | 0 | 0 | 0 | 0 | 0 | 0
DemandResponse | 0 | 0 | 0 | 0 | 0 | 0
IGCC-CCS | 0 | 0 | 0 | 0 | 0 | 0
WT_off | 0 | 0 | 0 | 0 | 0 | 0
PseudoUnit | 0 | 0 | 0 | 0 | 0 | 0
FixedInterchange | 19184.4 | 19184.4 | 19184.4 | 19184.4 | 19184.4 | 19184.4
Total Generation by Reporting Type: HQ_NY
ReportingType | 2015 | 2020 | 2025 | 2030 | 2035 | 2040
BM | 0 | 0 | 0 | 0 | 0 | 0
CC | 0 | 0 | 0 | 0 | 0 | 0
CSP | 0 | 0 | 0 | 0 | 0 | 0
CT | 0 | 0 | 0 | 0 | 0 | 0
Coal | 0 | 0 | 0 | 0 | 0 | 0
Geo | 0 | 0 | 0 | 0 | 0 | 0
H | 0 | 0 | 0 | 0 | 0 | 0
LFG | 0 | 0 | 0 | 0 | 0 | 0
Nuc | 0 | 0 | 0 | 0 | 0 | 0
PS | 0 | 0 | 0 | 0 | 0 | 0
PV | 0 | 0 | 0 | 0 | 0 | 0
PeakG | 0 | 0 | 0 | 0 | 0 | 0
PeakO | 0 | 0 | 0 | 0 | 0 | 0
ST | 0 | 0 | 0 | 0 | 0 | 0
STOG | 0 | 0 | 0 | 0 | 0 | 0
STWD | 0 | 0 | 0 | 0 | 0 | 0
WT | 0 | 0 | 0 | 0 | 0 | 0
IGCC | 0 | 0 | 0 | 0 | 0 | 0
DemandResponse | 0 | 0 | 0 | 0 | 0 | 0
IGCC-CCS | 0 | 0 | 0 | 0 | 0 | 0
WT_off | 0 | 0 | 0 | 0 | 0 | 0
PseudoUnit | 0 | 0 | 0 | 0 | 0 | 0
FixedInterchange | 5840 | 5840 | 5840 | 5840 | 5840 | 5840
Total Generation by Reporting Type: MARITIMES
ReportingType | 2015 | 2020 | 2025 | 2030 | 2035 | 2040
BM | 0 | 0 | 0 | 0 | 0 | 0
CC | 0 | 0 | 0 | 0 | 0 | 0
CSP | 0 | 0 | 0 | 0 | 0 | 0
CT | 0 | 0 | 0 | 0 | 0 | 0
Coal | 0 | 0 | 0 | 0 | 0 | 0
Geo | 0 | 0 | 0 | 0 | 0 | 0
H | 0 | 0 | 0 | 0 | 0 | 0
LFG | 0 | 0 | 0 | 0 | 0 | 0
Nuc | 0 | 0 | 0 | 0 | 0 | 0
PS | 0 | 0 | 0 | 0 | 0 | 0
PV | 0 | 0 | 0 | 0 | 0 | 0
PeakG | 0 | 0 | 0 | 0 | 0 | 0
PeakO | 0 | 0 | 0 | 0 | 0 | 0
ST | 0 | 0 | 0 | 0 | 0 | 0
STOG | 0 | 0 | 0 | 0 | 0 | 0
STWD | 0 | 0 | 0 | 0 | 0 | 0
WT | 0 | 0 | 0 | 0 | 0 | 0
IGCC | 0 | 0 | 0 | 0 | 0 | 0
DemandResponse | 0 | 0 | 0 | 0 | 0 | 0
IGCC-CCS | 0 | 0 | 0 | 0 | 0 | 0
WT_off | 0 | 0 | 0 | 0 | 0 | 0
PseudoUnit | 0 | 2480.72 | 2480.72 | 2480.72 | 2480.72 | 2480.72
FixedInterchange | 8760 | 8760 | 8760 | 8760 | 8760 | 8760
Total Generation by Reporting Type: All
ReportingType | 2015 | 2020 | 2025 | 2030 | 2035 | 2040
BM | 4974.88 | 99084.68 | 134074.19 | 206841.32 | 221787.16 | 230261.67
CC | 1072517.75 | 1118375.29 | 1007965.01 | 964079.48 | 1291474.62 | 1474876.11
CSP | 0 | 0 | 0 | 0 | 0 | 0
CT | 1382.1 | 1747.25 | 1944.51 | 1317.51 | 4715.13 | 7309.15
Coal | 1810730.87 | 1616189.87 | 1620895.76 | 1597226.87 | 1697372.33 | 1896229.8
Geo | 20459.37 | 37727.52 | 74241.36 | 74585.65 | 74585.65 | 74585.65
H | 430354.22 | 437657.87 | 453048.27 | 468893.27 | 469028.44 | 472602.23
LFG | 32608.22 | 48005.68 | 65429.32 | 71133.39 | 71137.33 | 71137.33
Nuc | 913193.71 | 943693.07 | 943693.07 | 932100.9 | 725092.38 | 571594.68
PS | 7286.59 | 8960.99 | 8856.52 | 8190.53 | 11996.57 | 12691.33
PV | 1434.35 | 5271.66 | 7228.61 | 7758.48 | 7983.43 | 8344.98
PeakG | 3183.75 | 4270.62 | 5045.17 | 3038.19 | 5392.87 | 3210.01
PeakO | 0 | 0 | 0 | 0 | 0 | 0
ST | 2659.82 | 5464.51 | 6593.54 | 7156.66 | 7156.66 | 7156.66
STOG | 18206.65 | 19449.09 | 18940.27 | 15276.69 | 19270.93 | 17910.77
STWD | 20526.41 | 21350.67 | 20494.86 | 22319.7 | 22477.73 | 23521.32
WT | 178097.45 | 316103.05 | 481914.29 | 638894.22 | 654063.48 | 674045.74
IGCC | 4427.31 | 4427.31 | 4427.31 | 4427.31 | 4427.31 | 4427.31
DemandResponse | 0 | 0 | 0 | 0 | 0 | 0
IGCC-CCS | 0 | 0 | 0 | 0 | 0 | 0
WT_off | 1873.58 | 1873.58 | 69636.34 | 137019.57 | 153068.59 | 176618.55
PseudoUnit | 0 | 2480.72 | 2480.72 | 2480.72 | 2480.72 | 2480.72
FixedInterchange | 36120.4 | 36120.4 | 36120.4 | 36120.4 | 36120.4 | 36120.4
Total Generation by Reporting Type: EI_US
ReportingType | 2015 | 2020 | 2025 | 2030 | 2035 | 2040
BM | 4930.08 | 98854.27 | 133877.64 | 192617.13 | 206903.71 | 214331.29
CC | 671664.09 | 691891.7 | 610189.89 | 521950.39 | 764098.43 | 920221.49
CSP | 0 | 0 | 0 | 0 | 0 | 0
CT | 1382.1 | 1747.25 | 1800.14 | 1173.13 | 4715.13 | 7264.23
Coal | 1416778.16 | 1221197.67 | 1218911.63 | 1189444.15 | 1277980.81 | 1389497.29
Geo | 354.6 | 354.6 | 354.6 | 354.6 | 354.6 | 354.6
H | 108753.3 | 114027.49 | 118601.66 | 118601.66 | 118736.83 | 120761.72
LFG | 27266.03 | 38552.51 | 46347.41 | 51529.82 | 51529.82 | 51529.82
Nuc | 697700.18 | 728199.54 | 728199.54 | 716607.37 | 517621.93 | 376119.89
PS | 6982.84 | 8546.91 | 8281.54 | 7504.58 | 10744.06 | 10705.27
PV | 411.15 | 4248.46 | 6205.41 | 6735.28 | 7010.99 | 7372.54
PeakG | 3179.73 | 4242.2 | 4809.17 | 2994.31 | 5360.63 | 3190.67
PeakO | 0 | 0 | 0 | 0 | 0 | 0
ST | 0 | 0 | 0 | 0 | 0 | 0
STOG | 11970.01 | 12839.68 | 12496.85 | 9875.58 | 13770.51 | 13850.34
STWD | 16412.71 | 17103.31 | 14082.4 | 14274.51 | 14432.55 | 15476.14
WT | 106489.55 | 218224.5 | 331615.38 | 460149.72 | 477215.11 | 491851.3
IGCC | 4427.31 | 4427.31 | 4427.31 | 4427.31 | 4427.31 | 4427.31
DemandResponse | 0 | 0 | 0 | 0 | 0 | 0
IGCC-CCS | 0 | 0 | 0 | 0 | 0 | 0
WT_off | 1873.58 | 1873.58 | 69636.34 | 137019.57 | 153068.59 | 176618.55
PseudoUnit | 0 | 2480.72 | 2480.72 | 2480.72 | 2480.72 | 2480.72
FixedInterchange | 33784.4 | 33784.4 | 33784.4 | 33784.4 | 33784.4 | 33784.4
Total Generation by Reporting Type: EI_Canada
ReportingType | 2015 | 2020 | 2025 | 2030 | 2035 | 2040
BM | 0 | 0 | 0 | 0 | 0 | 0
CC | 4816.58 | 4360.67 | 2316.32 | 1523.4 | 14759.65 | 33729.27
CSP | 0 | 0 | 0 | 0 | 0 | 0
CT | 0 | 0 | 0 | 0 | 0 | 44.92
Coal | 606.64 | 1138.35 | 0 | 0 | 0 | 0
Geo | 0 | 0 | 0 | 0 | 0 | 0
H | 87709.45 | 89738.91 | 100555.14 | 114984.55 | 114984.55 | 116533.45
LFG | 926.37 | 926.37 | 926.37 | 926.37 | 930.31 | 930.31
Nuc | 101402.31 | 101402.31 | 101402.31 | 101402.31 | 93379.23 | 81383.57
PS | 13.53 | 4.3 | 16.13 | 13.53 | 25.83 | 50.43
PV | 78.84 | 78.84 | 78.84 | 78.84 | 78.84 | 78.84
PeakG | 0 | 0 | 0 | 0 | 0 | 0
PeakO | 0 | 0 | 0 | 0 | 0 | 0
ST | 0 | 0 | 0 | 0 | 0 | 0
STOG | 0 | 0 | 0 | 0 | 0 | 0
STWD | 0 | 0 | 0 | 0 | 0 | 0
WT | 9925.81 | 9925.81 | 9925.81 | 9925.81 | 4651.73 | 4651.73
IGCC | 0 | 0 | 0 | 0 | 0 | 0
DemandResponse | 0 | 0 | 0 | 0 | 0 | 0
IGCC-CCS | 0 | 0 | 0 | 0 | 0 | 0
WT_off | 0 | 0 | 0 | 0 | 0 | 0
PseudoUnit | 0 | 0 | 0 | 0 | 0 | 0
FixedInterchange | 2336 | 2336 | 2336 | 2336 | 2336 | 2336
Total Generation by Reporting Type: EI
ReportingType | 2015 | 2020 | 2025 | 2030 | 2035 | 2040
BM | 4930.08 | 98854.27 | 133877.64 | 192617.13 | 206903.71 | 214331.29
CC | 676480.67 | 696252.37 | 612506.21 | 523473.79 | 778858.07 | 953950.76
CSP | 0 | 0 | 0 | 0 | 0 | 0
CT | 1382.1 | 1747.25 | 1800.14 | 1173.13 | 4715.13 | 7309.15
Coal | 1417384.8 | 1222336.02 | 1218911.63 | 1189444.15 | 1277980.81 | 1389497.29
Geo | 354.6 | 354.6 | 354.6 | 354.6 | 354.6 | 354.6
H | 196462.75 | 203766.4 | 219156.8 | 233586.21 | 233721.38 | 237295.17
LFG | 28192.4 | 39478.88 | 47273.78 | 52456.19 | 52460.14 | 52460.14
Nuc | 799102.48 | 829601.85 | 829601.85 | 818009.67 | 611001.16 | 457503.45
PS | 6996.37 | 8551.21 | 8297.67 | 7518.11 | 10769.89 | 10755.7
PV | 489.99 | 4327.3 | 6284.25 | 6814.12 | 7089.83 | 7451.38
PeakG | 3179.73 | 4242.2 | 4809.17 | 2994.31 | 5360.63 | 3190.67
PeakO | 0 | 0 | 0 | 0 | 0 | 0
ST | 0 | 0 | 0 | 0 | 0 | 0
STOG | 11970.01 | 12839.68 | 12496.85 | 9875.58 | 13770.51 | 13850.34
STWD | 16412.71 | 17103.31 | 14082.4 | 14274.51 | 14432.55 | 15476.14
WT | 116415.35 | 228150.31 | 341541.19 | 470075.53 | 481866.83 | 496503.02
IGCC | 4427.31 | 4427.31 | 4427.31 | 4427.31 | 4427.31 | 4427.31
DemandResponse | 0 | 0 | 0 | 0 | 0 | 0
IGCC-CCS | 0 | 0 | 0 | 0 | 0 | 0
WT_off | 1873.58 | 1873.58 | 69636.34 | 137019.57 | 153068.59 | 176618.55
PseudoUnit | 0 | 2480.72 | 2480.72 | 2480.72 | 2480.72 | 2480.72
FixedInterchange | 36120.4 | 36120.4 | 36120.4 | 36120.4 | 36120.4 | 36120.4
Total Generation by Reporting Type: Outside_EI
ReportingType | 2015 | 2020 | 2025 | 2030 | 2035 | 2040
BM | 44.8 | 230.41 | 196.55 | 14224.19 | 14883.45 | 15930.38
CC | 396037.08 | 422122.92 | 395458.8 | 440605.69 | 512616.55 | 520925.35
CSP | 0 | 0 | 0 | 0 | 0 | 0
CT | 0 | 0 | 144.37 | 144.37 | 0 | 0
Coal | 393346.07 | 393853.85 | 401984.13 | 407782.72 | 419391.52 | 506732.51
Geo | 20104.76 | 37372.91 | 73886.76 | 74231.05 | 74231.05 | 74231.05
H | 233891.47 | 233891.47 | 233891.47 | 235307.06 | 235307.06 | 235307.06
LFG | 4415.83 | 8526.8 | 18155.54 | 18677.2 | 18677.2 | 18677.2
Nuc | 114091.22 | 114091.22 | 114091.22 | 114091.22 | 114091.22 | 114091.23
PS | 290.21 | 409.77 | 558.86 | 672.42 | 1226.68 | 1935.63
PV | 944.36 | 944.36 | 944.36 | 944.36 | 893.6 | 893.6
PeakG | 4.01 | 28.42 | 236 | 43.87 | 32.24 | 19.34
PeakO | 0 | 0 | 0 | 0 | 0 | 0
ST | 2659.82 | 5464.51 | 6593.54 | 7156.66 | 7156.66 | 7156.66
STOG | 6236.63 | 6609.41 | 6443.43 | 5401.11 | 5500.41 | 4060.42
STWD | 4113.7 | 4247.36 | 6412.46 | 8045.18 | 8045.18 | 8045.18
WT | 61682.09 | 87952.74 | 140373.11 | 168818.69 | 172196.65 | 177542.72
IGCC | 0 | 0 | 0 | 0 | 0 | 0
DemandResponse | 0 | 0 | 0 | 0 | 0 | 0
IGCC-CCS | 0 | 0 | 0 | 0 | 0 | 0
WT_off | 0 | 0 | 0 | 0 | 0 | 0
PseudoUnit | 0 | 0 | 0 | 0 | 0 | 0
FixedInterchange | 0 | 0 | 0 | 0 | 0 | 0
#2 | Energy Demand (TWh)
Energy Demand by Pool & Region:
Pool/Region | 2015 | 2020 | 2025 | 2030 | 2035 | 2040
ENT | 170.33 | 175.96 | 178.81 | 186.94 | 185.74 | 190.99
FRCC | 249.63 | 262.01 | 275.63 | 283.41 | 321.17 | 342.88
MAPP_US | 29.17 | 31.45 | 31.97 | 35.47 | 39.78 | 42.25
MISO_IN | 101.26 | 101.22 | 103.06 | 114.96 | 121.16 | 126.16
MISO_MI | 97.72 | 101.19 | 107.94 | 113.46 | 120.13 | 126.45
MISO_MO-IL | 99.49 | 104.19 | 112.8 | 118.19 | 123.43 | 129.43
MISO_W | 139.54 | 142.19 | 152.81 | 171.5 | 179.36 | 185.26
MISO_WUMS | 69.43 | 70.58 | 74.49 | 74.57 | 84.22 | 88.34
NE | 33.64 | 35.98 | 36.35 | 41.77 | 44.43 | 45.95
NEISO | 132.46 | 134.03 | 136.47 | 137.38 | 140.59 | 144
NonRTO_Midwest | 59.41 | 62.59 | 68.58 | 69.25 | 69.93 | 71.86
NYISO_A-F | 59.72 | 62.87 | 63.89 | 66.45 | 68.6 | 71.78
NYISO_G-I | 18.18 | 19.12 | 19.9 | 20.68 | 22.04 | 23.48
NYISO_J-K | 68.61 | 73.34 | 76.51 | 80.25 | 86.91 | 93.1
PJM_E | 131.41 | 121.7 | 127.44 | 134.26 | 140.66 | 150.4
PJM_ROM | 147.2 | 152.64 | 160.8 | 170.8 | 180.45 | 189.34
PJM_ROR | 542.62 | 528.92 | 547.1 | 547.8 | 574.42 | 599.02
SOCO | 269.57 | 291.43 | 304.58 | 308.65 | 314.38 | 340.83
SPP_N | 81.5 | 87.94 | 93.23 | 98.91 | 106.46 | 110.59
SPP_S | 178.69 | 187.03 | 194.59 | 197.12 | 210.76 | 214.94
TVA | 186.99 | 182.14 | 186.92 | 201.51 | 194.78 | 194.66
TVA_Transmission | 0 | 0 | 0 | 0 | 0 | 0
VACAR | 250.02 | 277.15 | 292.13 | 301.18 | 324.12 | 343.73
IESO | 141.53 | 137.16 | 144.3 | 151.24 | 159.17 | 167.55
MAPP_CA | 53.65 | 56.59 | 59.27 | 61.56 | 64.3 | 67.16
AZ_NM_SNV_Coal | 133.65 | 143.31 | 155.3 | 175.19 | 183.54 | 201.85
AZ_NM_SNV_Gas | 0 | 0 | 0 | 0 | 0 | 0
AZ_NM_SNV_NucRenew | 0 | 0 | 0 | 0 | 0 | 0
ERCOT | 336.51 | 352.76 | 371.81 | 390.4 | 403.68 | 424.99
NP15 | 114.74 | 120.38 | 128.55 | 140.73 | 151.6 | 161.5
NWPP_Coal | 255.82 | 274.42 | 291.99 | 312.21 | 332.91 | 349.07
NWPP_Gas | 0 | 0 | 0 | 0 | 0 | 0
NWPP_NucRenew | 0 | 0 | 0 | 0 | 0 | 0
RMPA | 72.53 | 81.47 | 88.78 | 93.04 | 100.16 | 107.77
SP15 | 189.3 | 202.82 | 214.02 | 229.27 | 244.84 | 262.18
ALB | 69.09 | 72.79 | 78.47 | 83.82 | 90.06 | 96.76
BC | 66.88 | 68.93 | 72.69 | 75.96 | 79.83 | 83.9
HQ_IESO | 0 | 0 | 0 | 0 | 0 | 0
HQ_NEISO | 0 | 0 | 0 | 0 | 0 | 0
HQ_NY | 0 | 0 | 0 | 0 | 0 | 0
MARITIMES | 0 | 0 | 0 | 0 | 0 | 0
All | 4550.32 | 4716.31 | 4951.22 | 5187.94 | 5463.64 | 5748.2
EI_US | 3116.6 | 3205.67 | 3346.03 | 3474.52 | 3653.53 | 3825.45
EI_Canada | 195.18 | 193.75 | 203.57 | 212.81 | 223.46 | 234.71
EI | 3311.78 | 3399.42 | 3549.61 | 3687.32 | 3876.99 | 4060.17
Outside_EI | 1238.54 | 1316.89 | 1401.62 | 1500.62 | 1586.64 | 1688.04
#3 | Generation Minus Energy (TWh)
Generation Minus Energy by Pool & Region:
Pool/Region | 2015 | 2020 | 2025 | 2030 | 2035 | 2040
ENT | 1.5 | 0.64 | -6.06 | -17.1 | -16.7 | -23.43
FRCC | -1.84 | -1.98 | -2.72 | -4.63 | -1.3 | -5.53
MAPP_US | 9.53 | 8.29 | 7.77 | 19.1 | 27.23 | 31.98
MISO_IN | -2.06 | 3.87 | 2.68 | -10.53 | 16.63 | 21.24
MISO_MI | -4.95 | -14.52 | -18.85 | -29.3 | -35.72 | -43.25
MISO_MO-IL | 27.32 | 7.22 | 3.6 | -5.53 | 1.41 | -2.48
MISO_W | 5.89 | -0.6 | 3.05 | 16.83 | -5.64 | 7.66
MISO_WUMS | -9.52 | 2.01 | 0.36 | -10.1 | 1.59 | -8.61
NE | 9.85 | 15.12 | 14.73 | 9.56 | -2.64 | 9.64
NEISO | -24.44 | -28.55 | -24.67 | -18.33 | -17.69 | -16.96
NonRTO_Midwest | -0.85 | -0.78 | -1.17 | -1.18 | -0.78 | 0.56
NYISO_A-F | 13.61 | 13.01 | 15.61 | 9.23 | 2.32 | -9.42
NYISO_G-I | 4.46 | 5.57 | 5.21 | 5.29 | 29.16 | 44.39
NYISO_J-K | -41.92 | -40.74 | -42.74 | -46.02 | -51.04 | -55.16
PJM_E | -27.7 | -10.02 | -3.52 | -0.56 | 5.09 | -12.93
PJM_ROM | -30.71 | -15.2 | -26.78 | -32.79 | -32.14 | 55.29
PJM_ROR | 74.71 | 42 | 49.84 | 68.96 | 40.76 | -23.23
SOCO | 1.29 | 1.35 | 2.12 | -5.84 | -7.11 | -2.67
SPP_N | 1 | -6.65 | -4.04 | 10.83 | 11.8 | 7
SPP_S | -19.47 | -13.26 | -9.96 | -11.03 | -3.1 | -5.05
TVA | 1.22 | 1.51 | 1.11 | 2.51 | 2.37 | -1.92
TVA_Transmission | 0 | 0 | 0 | 0 | 0 | 0
VACAR | -22.94 | -7.63 | -1.77 | 11.38 | 9.95 | 11.01
IESO | 16.86 | 20.77 | 14.53 | 7.37 | -0.63 | -0.5
MAPP_CA | -6.57 | -6.95 | -2.89 | 8.68 | 5.97 | 3.19
AZ_NM_SNV_Coal | -56.64 | -65.84 | -77.82 | -97.71 | -106.07 | -52.69
AZ_NM_SNV_Gas | 104.79 | 125.61 | 127.14 | 167.7 | 184.42 | 176.39
AZ_NM_SNV_NucRenew | 42.17 | 45.58 | 60.25 | 62.64 | 62.64 | 62.64
ERCOT | -0.4 | -0.33 | -1.08 | -1.18 | -1.14 | -3.75
NP15 | -20.16 | -21.8 | -7.58 | -17.17 | -37.84 | -54.35
NWPP_Coal | -158.63 | -177.34 | -194.92 | -215.14 | -235.84 | -252
NWPP_Gas | 50.58 | 50.58 | 50.58 | 76.24 | 121.56 | 132.56
NWPP_NucRenew | 162.47 | 162.6 | 170.02 | 172.01 | 172.01 | 172.01
RMPA | -0.98 | -1.22 | 0.64 | -0.47 | 3.56 | 8.71
SP15 | -122.19 | -116.72 | -128.33 | -151.16 | -166.84 | -192.03
ALB | -0.49 | -0.33 | 0.16 | -0.31 | -0.03 | -2.27
BC | -1.21 | -1.93 | -1.29 | 0.08 | 1.17 | 2.28
HQ_IESO | 2.34 | 2.34 | 2.34 | 2.34 | 2.34 | 2.34
HQ_NEISO | 19.18 | 19.18 | 19.18 | 19.18 | 19.18 | 19.18
HQ_NY | 5.84 | 5.84 | 5.84 | 5.84 | 5.84 | 5.84
MARITIMES | 8.76 | 11.24 | 11.24 | 11.24 | 11.24 | 11.24
All | 9.72 | 11.95 | 11.81 | 10.92 | 16 | 16.92
EI_US | -2.24 | -3.07 | 0.07 | -2.99 | 10.71 | 14.39
EI_Canada | 12.63 | 16.16 | 13.98 | 18.38 | 7.68 | 5.03
EI | 10.4 | 13.09 | 14.05 | 15.39 | 18.39 | 19.41
Outside_EI | -0.68 | -1.14 | -2.24 | -4.47 | -2.39 | -2.49
#4 | Fuel Use (TBtu)
Total Fuel Consumption by Reporting Type: Entergy
ReportingType | 2015 | 2020 | 2025 | 2030 | 2035 | 2040
BM | 0 | 0 | 0 | 0 | 0 | 0
CC | 474.65 | 568.67 | 515.2 | 468.55 | 494.22 | 526.34
CSP | 0 | 0 | 0 | 0 | 0 | 0
CT | 0 | 0 | 0 | 0 | 0 | 0
Coal | 610.98 | 545.62 | 583.29 | 598.06 | 612.4 | 612.4
Geo | 0 | 0 | 0 | 0 | 0 | 0
H | 0 | 0 | 0 | 0 | 0 | 0
LFG | 0 | 0 | 0 | 11.56 | 11.56 | 11.56
Nuc | 464.87 | 464.87 | 464.87 | 464.87 | 392.68 | 307.2
PS | 0 | 0 | 0 | 0 | 0 | 0
PV | 0 | 0 | 0 | 0 | 0 | 0
PeakG | 0 | 0 | 0.1 | 0 | 0 | 0
PeakO | 0 | 0 | 0 | 0 | 0 | 0
ST | 0 | 0 | 0 | 0 | 0 | 0
STOG | 15.37 | 16.85 | 14.27 | 10.86 | 14.48 | 14.48
STWD | 18.94 | 1.12 | 1.06 | 1.06 | 1.09 | 1.09
WT | 0 | 0 | 0 | 0 | 0 | 0
IGCC | 0 | 0 | 0 | 0 | 0 | 0
DemandResponse | 0 | 0 | 0 | 0 | 0 | 0
IGCC-CCS | 0 | 0 | 0 | 0 | 0 | 0
WT_off | 0 | 0 | 0 | 0 | 0 | 0
PseudoUnit | 0 | 0 | 0 | 0 | 0 | 0
FixedInterchange | 0 | 0 | 0 | 0 | 0 | 0
Total Fuel Consumption by Reporting Type: FRCC
ReportingType | 2015 | 2020 | 2025 | 2030 | 2035 | 2040
BM | 0 | 33.27 | 194.31 | 194.31 | 194.31 | 194.31
CC | 1059.25 | 1111.53 | 1105.86 | 1141.16 | 1458.05 | 1642.19
CSP | 0 | 0 | 0 | 0 | 0 | 0
CT | 10.29 | 10.45 | 10.27 | 5.26 | 7.02 | 3.72
Coal | 610.32 | 599.08 | 610.94 | 626.27 | 642.17 | 642.17
Geo | 0 | 0 | 0 | 0 | 0 | 0
H | 0 | 0 | 0 | 0 | 0 | 0
LFG | 0 | 21.31 | 21.31 | 21.31 | 21.31 | 21.31
Nuc | 352.09 | 352.09 | 352.09 | 352.09 | 214.42 | 71.5
PS | 0 | 0 | 0 | 0 | 0 | 0
PV | 0 | 0 | 0 | 0 | 0 | 0
PeakG | 4.46 | 5.73 | 8.68 | 5.46 | 2 | 1.2
PeakO | 0 | 0 | 0 | 0 | 0 | 0
ST | 0 | 0 | 0 | 0 | 0 | 0
STOG | 40.18 | 34.24 | 32.61 | 21.08 | 18.9 | 18.47
STWD | 15.45 | 15.45 | 15.45 | 15.45 | 15.45 | 15.45
WT | 0 | 0 | 0 | 0 | 0 | 0
IGCC | 0 | 0 | 0 | 0 | 0 | 0
DemandResponse | 0 | 0 | 0 | 0 | 0 | 0
IGCC-CCS | 0 | 0 | 0 | 0 | 0 | 0
WT_off | 0 | 0 | 0 | 0 | 0 | 0
PseudoUnit | 0 | 0 | 0 | 0 | 0 | 0
FixedInterchange | 0 | 0 | 0 | 0 | 0 | 0
Total Fuel Consumption by Reporting Type: MAPP_US
ReportingType | 2015 | 2020 | 2025 | 2030 | 2035 | 2040
BM | 0 | 0 | 0 | 0 | 0 | 0
CC | 1.88 | 2.53 | 2.2 | 0.85 | 1.44 | 1.44
CSP | 0 | 0 | 0 | 0 | 0 | 0
CT | 0 | 0 | 0 | 0 | 0 | 0
Coal | 233.11 | 185.28 | 185.28 | 185.28 | 185.28 | 185.28
Geo | 0 | 0 | 0 | 0 | 0 | 0
H | 0 | 0 | 0 | 0 | 0 | 0
LFG | 0 | 0 | 0 | 7.71 | 7.71 | 7.71
Nuc | 0 | 0 | 0 | 0 | 0 | 0
PS | 0 | 0 | 0 | 0 | 0 | 0
PV | 0 | 0 | 0 | 0 | 0 | 0
PeakG | 0.25 | 0.9 | 1.31 | 0.31 | 1.75 | 0.47
PeakO | 0 | 0 | 0 | 0 | 0 | 0
ST | 0 | 0 | 0 | 0 | 0 | 0
STOG | 0 | 0 | 0 | 0 | 0 | 0
STWD | 0 | 0 | 0 | 0 | 0 | 0
WT | 0.01 | 0.01 | 0.01 | 0.03 | 0.04 | 0.05
IGCC | 0 | 0 | 0 | 0 | 0 | 0
DemandResponse | 0 | 0 | 0 | 0 | 0 | 0
IGCC-CCS | 0 | 0 | 0 | 0 | 0 | 0
WT_off | 0 | 0 | 0 | 0 | 0 | 0
PseudoUnit | 0 | 0 | 0 | 0 | 0 | 0
FixedInterchange | 0 | 0 | 0 | 0 | 0 | 0
Total Fuel Consumption by Reporting Type: MISO_IN
ReportingType | 2015 | 2020 | 2025 | 2030 | 2035 | 2040
BM | 0 | 0 | 0 | 0 | 0 | 0
CC | 31.52 | 51.66 | 41.53 | 30.1 | 213.01 | 263.65
CSP | 0 | 0 | 0 | 0 | 0 | 0
CT | 0 | 0 | 0 | 0 | 0 | 0
Coal | 895.06 | 928.55 | 942.55 | 946.09 | 997.91 | 1018.1
Geo | 0 | 0 | 0 | 0 | 0 | 0
H | 0 | 0 | 0 | 0 | 0 | 0
LFG | 0 | 0 | 8.62 | 8.62 | 8.62 | 8.62
Nuc | 0 | 0 | 0 | 0 | 0 | 0
PS | 0 | 0 | 0 | 0 | 0 | 0
PV | 0 | 0 | 0 | 0 | 0 | 0
PeakG | 0.06 | 0 | 0.28 | 0.08 | 1.07 | 1.07
PeakO | 0 | 0 | 0 | 0 | 0 | 0
ST | 0 | 0 | 0 | 0 | 0 | 0
STOG | 0.65 | 1.26 | 0.65 | 0.65 | 1.34 | 1.34
STWD | 0 | 0 | 0 | 0 | 0 | 0
WT | 0 | 0 | 0 | 0 | 0 | 0
IGCC | 40.45 | 40.45 | 40.45 | 40.45 | 40.45 | 40.45
DemandResponse | 0 | 0 | 0 | 0 | 0 | 0
IGCC-CCS | 0 | 0 | 0 | 0 | 0 | 0
WT_off | 0 | 0 | 0 | 0 | 0 | 0
PseudoUnit | 0 | 0 | 0 | 0 | 0 | 0
FixedInterchange | 0 | 0 | 0 | 0 | 0 | 0
Total Fuel Consumption by Reporting Type: MISO_MI
ReportingType | 2015 | 2020 | 2025 | 2030 | 2035 | 2040
BM | 0 | 0 | 0 | 0 | 0 | 0
CC | 90.6 | 106.12 | 97.47 | 62.14 | 66.23 | 48.73
CSP | 0 | 0 | 0 | 0 | 0 | 0
CT | 0 | 0 | 0 | 0 | 0 | 0
Coal | 578.87 | 498.17 | 505.37 | 496.11 | 541.79 | 546.86
Geo | 0 | 0 | 0 | 0 | 0 | 0
H | 0 | 0 | 0 | 0 | 0 | 0
LFG | 0 | 0 | 17.24 | 17.24 | 17.24 | 17.24
Nuc | 174.19 | 174.19 | 174.19 | 174.19 | 102.45 | 102.45
PS | 0 | 0 | 0 | 0 | 0 | 0
PV | 0 | 0 | 0 | 0 | 0 | 0
PeakG | 0.33 | 0.32 | 0.41 | 0.39 | 0.71 | 0.47
PeakO | 0 | 0 | 0 | 0 | 0 | 0
ST | 0 | 0 | 0 | 0 | 0 | 0
STOG | 5.27 | 6.59 | 6.45 | 4.8 | 11.79 | 12.59
STWD | 2.38 | 6 | 13.39 | 13.39 | 13.39 | 13.39
WT | 0.01 | 0.01 | 0.01 | 0.01 | 0.01 | 0.01
IGCC | 0 | 0 | 0 | 0 | 0 | 0
DemandResponse | 0 | 0 | 0 | 0 | 0 | 0
IGCC-CCS | 0 | 0 | 0 | 0 | 0 | 0
WT_off | 0 | 0 | 0 | 0 | 0 | 0
PseudoUnit | 0 | 0 | 0 | 0 | 0 | 0
FixedInterchange | 0 | 0 | 0 | 0 | 0 | 0
Total Fuel Consumption by Reporting Type: MISO_MO-IL
ReportingType | 2015 | 2020 | 2025 | 2030 | 2035 | 2040
BM | 0 | 0 | 0 | 0 | 0 | 0
CC | 21.23 | 33.53 | 22.5 | 10.97 | 13.57 | 13.39
CSP | 0 | 0 | 0 | 0 | 0 | 0
CT | 0 | 0 | 0 | 0 | 0 | 0
Coal | 1034.25 | 862.5 | 895.49 | 872.38 | 994.86 | 994.86
Geo | 0 | 0 | 0 | 0 | 0 | 0
H | 0 | 0 | 0 | 0 | 0 | 0
LFG | 0 | 0 | 24.03 | 24.03 | 24.03 | 24.03
Nuc | 178.81 | 178.81 | 178.81 | 178.81 | 178.81 | 178.81
PS | 0 | 0 | 0 | 0 | 0 | 0
PV | 0 | 0 | 0 | 0 | 0 | 0
PeakG | 1.58 | 3.06 | 4.38 | 5.35 | 4.97 | 4.97
PeakO | 0 | 0 | 0 | 0 | 0 | 0
ST | 0 | 0 | 0 | 0 | 0 | 0
STOG | 0.7 | 1.34 | 1.34 | 1.34 | 0.7 | 0.22
STWD | 0 | 0 | 0 | 0 | 0 | 0
WT | 0 | 0 | 0 | 0 | 0 | 0
IGCC | 0 | 0 | 0 | 0 | 0 | 0
DemandResponse | 0 | 0 | 0 | 0 | 0 | 0
IGCC-CCS | 0 | 0 | 0 | 0 | 0 | 0
WT_off | 0 | 0 | 0 | 0 | 0 | 0
PseudoUnit | 0 | 0 | 0 | 0 | 0 | 0
FixedInterchange | 0 | 0 | 0 | 0 | 0 | 0
Total Fuel Consumption by Reporting Type: MISO_W
ReportingType | 2015 | 2020 | 2025 | 2030 | 2035 | 2040
BM | 0 | 0 | 0 | 0 | 0 | 0
CC | 73.17 | 67.66 | 50.27 | 24.86 | 34.23 | 27.48
CSP | 0 | 0 | 0 | 0 | 0 | 0
CT | 0 | 0 | 0 | 0 | 0 | 0
Coal | 890.98 | 835.82 | 839.84 | 822.6 | 844.81 | 1031.79
Geo | 0 | 0 | 0 | 0 | 0 | 0
H | 0 | 0 | 0 | 0 | 0 | 0
LFG | 0 | 0 | 7.71 | 7.71 | 7.71 | 7.71
Nuc | 190.11 | 190.11 | 190.11 | 190.11 | 0.01 | 0.01
PS | 0 | 0 | 0 | 0 | 0 | 0
PV | 0 | 0 | 0 | 0 | 0 | 0
PeakG | 3.25 | 1.36 | 1.16 | 0.88 | 5.75 | 1.85
PeakO | 0 | 0 | 0 | 0 | 0 | 0
ST | 0 | 0 | 0 | 0 | 0 | 0
STOG | 0.18 | 0.04 | 0.02 | 0.02 | 0.02 | 0
STWD | 0 | 24.94 | 6.68 | 9.24 | 9.24 | 11.21
WT | 0.03 | 0.03 | 0.04 | 0.08 | 0.08 | 0.08
IGCC | 0 | 0 | 0 | 0 | 0 | 0
DemandResponse | 0 | 0 | 0 | 0 | 0 | 0
IGCC-CCS | 0 | 0 | 0 | 0 | 0 | 0
WT_off | 0 | 0 | 0 | 0 | 0 | 0
PseudoUnit | 0 | 0 | 0 | 0 | 0 | 0
FixedInterchange | 0 | 0 | 0 | 0 | 0 | 0
Total Fuel Consumption by Reporting Type: MISO_WUMS
ReportingType | 2015 | 2020 | 2025 | 2030 | 2035 | 2040
BM | 0 | 0 | 0 | 0 | 0 | 0
CC | 88.78 | 161.02 | 152.54 | 89.01 | 274.39 | 221.6
CSP | 0 | 0 | 0 | 0 | 0 | 0
CT | 0 | 2.99 | 5.18 | 4.18 | 8.72 | 13.57
Coal | 285.4 | 305.4 | 320.17 | 306.23 | 367.62 | 380.14
Geo | 0 | 0 | 0 | 0 | 0 | 0
H | 0 | 0 | 0 | 0 | 0 | 0
LFG | 0 | 0 | 24.03 | 24.03 | 24.03 | 24.03
Nuc | 150.68 | 150.68 | 150.68 | 150.68 | 0.01 | 0.01
PS | 0 | 0 | 0 | 0 | 0 | 0
PV | 0 | 0 | 0 | 0 | 0 | 0
PeakG | 0.37 | 0.21 | 0 | 0 | 0 | 0
PeakO | 0 | 0 | 0 | 0 | 0 | 0
ST | 0 | 0 | 0 | 0 | 0 | 0
STOG | 0.03 | 0 | 0 | 0 | 0 | 0
STWD | 0 | 1.06 | 1.25 | 0.93 | 3.6 | 4.34
WT | 0 | 0 | 0 | 0 | 0 | 0
IGCC | 0 | 0 | 0 | 0 | 0 | 0
DemandResponse | 0 | 0 | 0 | 0 | 0 | 0
IGCC-CCS | 0 | 0 | 0 | 0 | 0 | 0
WT_off | 0 | 0 | 0 | 0 | 0 | 0
PseudoUnit | 0 | 0 | 0 | 0 | 0 | 0
FixedInterchange | 0 | 0 | 0 | 0 | 0 | 0
Total Fuel Consumption by Reporting Type: Nebraska
ReportingType | 2015 | 2020 | 2025 | 2030 | 2035 | 2040
BM | 0 | 0 | 0 | 0 | 0 | 0
CC | 8.25 | 3.56 | 3.03 | 1.93 | 3.51 | 2.98
CSP | 0 | 0 | 0 | 0 | 0 | 0
CT | 0 | 0 | 0 | 0 | 0 | 0
Coal | 332.69 | 332.38 | 332.38 | 332.38 | 332.38 | 460.82
Geo | 0 | 0 | 0 | 0 | 0 | 0
H | 0 | 0 | 0 | 0 | 0 | 0
LFG | 0 | 0 | 0 | 7.71 | 7.71 | 7.71
Nuc | 104.28 | 104.28 | 104.28 | 104.28 | 0.02 | 0.02
PS | 0 | 0 | 0 | 0 | 0 | 0
PV | 0 | 0 | 0 | 0 | 0 | 0
PeakG | 0.69 | 1.94 | 1.91 | 0.43 | 0 | 0
PeakO | 0 | 0 | 0 | 0 | 0 | 0
ST | 0 | 0 | 0 | 0 | 0 | 0
STOG | 0.44 | 0.64 | 1.25 | 0.64 | 1.25 | 0
STWD | 0 | 0 | 0 | 0 | 0 | 0
WT | 0 | 0.01 | 0.01 | 0.01 | 0.01 | 0.01
IGCC | 0 | 0 | 0 | 0 | 0 | 0
DemandResponse | 0 | 0 | 0 | 0 | 0 | 0
IGCC-CCS | 0 | 0 | 0 | 0 | 0 | 0
WT_off | 0 | 0 | 0 | 0 | 0 | 0
PseudoUnit | 0 | 0 | 0 | 0 | 0 | 0
FixedInterchange | 0 | 0 | 0 | 0 | 0 | 0
Total Fuel Consumption by Reporting Type: NEISO
ReportingType | 2015 | 2020 | 2025 | 2030 | 2035 | 2040
BM | 24.48 | 24.48 | 6.87 | 6.86 | 7.16 | 7.77
CC | 315.67 | 264.66 | 281.03 | 309.41 | 401.82 | 472.33
CSP | 0 | 0 | 0 | 0 | 0 | 0
CT | 0.03 | 0.12 | 0.12 | 0.06 | 0.91 | 1.55
Coal | 0.36 | 0 | 0 | 0 | 0 | 0
Geo | 0 | 0 | 0 | 0 | 0 | 0
H | 0 | 0 | 0 | 0 | 0 | 0
LFG | 5.3 | 5.3 | 12.81 | 12.81 | 12.81 | 12.81
Nuc | 365.51 | 365.51 | 365.51 | 365.51 | 264.08 | 195.08
PS | 0 | 0 | 0 | 0 | 0 | 0
PV | 0 | 0 | 0 | 0 | 0 | 0
PeakG | 0.31 | 0.4 | 0.4 | 0.38 | 1.06 | 1.06
PeakO | 0 | 0 | 0 | 0 | 0 | 0
ST | 0 | 0 | 0 | 0 | 0 | 0
STOG | 0 | 0 | 0 | 0 | 0 | 0
STWD | 51.79 | 51.79 | 26.55 | 26.46 | 25.68 | 35.6
WT | 0 | 0.01 | 0.01 | 0.02 | 0.02 | 0.02
IGCC | 0 | 0 | 0 | 0 | 0 | 0
DemandResponse | 0 | 0 | 0 | 0 | 0 | 0
IGCC-CCS | 0 | 0 | 0 | 0 | 0 | 0
WT_off | 0 | 0 | 0 | 0 | 0 | 0
PseudoUnit | 0 | 0 | 0 | 0 | 0 | 0
FixedInterchange | 0 | 0 | 0 | 0 | 0 | 0
Total Fuel Consumption by Reporting Type: NonRTO_Midwest
ReportingType | 2015 | 2020 | 2025 | 2030 | 2035 | 2040
BM | 0 | 0 | 0 | 0 | 0 | 0
CC | 0 | 10.88 | 13.65 | 14.92 | 13.25 | 19.08
CSP | 0 | 0 | 0 | 0 | 0 | 0
CT | 0 | 0 | 0 | 0.09 | 0.18 | 0.9
Coal | 575.88 | 589.23 | 595.94 | 601.63 | 614.55 | 639.02
Geo | 0 | 0 | 0 | 0 | 0 | 0
H | 0 | 0 | 0 | 0 | 0 | 0
LFG | 0 | 0 | 17.24 | 17.24 | 17.24 | 17.24
Nuc | 0 | 0 | 0 | 0 | 0 | 0
PS | 0 | 0 | 0 | 0 | 0 | 0
PV | 0 | 0 | 0 | 0 | 0 | 0
PeakG | 1.78 | 3.34 | 4.64 | 3.54 | 4.37 | 3.19
PeakO | 0 | 0 | 0 | 0 | 0 | 0
ST | 0 | 0 | 0 | 0 | 0 | 0
STOG | 0 | 0 | 0 | 0 | 0 | 0
STWD | 0 | 0 | 0 | 0 | 0 | 0
WT | 0 | 0 | 0 | 0 | 0 | 0
IGCC | 0 | 0 | 0 | 0 | 0 | 0
DemandResponse | 0 | 0 | 0 | 0 | 0 | 0
IGCC-CCS | 0 | 0 | 0 | 0 | 0 | 0
WT_off | 0 | 0 | 0 | 0 | 0 | 0
PseudoUnit | 0 | 0 | 0 | 0 | 0 | 0
FixedInterchange | 0 | 0 | 0 | 0 | 0 | 0
Total Fuel Consumption by Reporting Type: NYISO_A-F
ReportingType | 2015 | 2020 | 2025 | 2030 | 2035 | 2040
BM | 0 | 0 | 0 | 0 | 0 | 0
CC | 57.71 | 63.08 | 89.13 | 92.99 | 115.87 | 102.01
CSP | 0 | 0 | 0 | 0 | 0 | 0
CT | 0 | 0 | 0 | 0 | 0 | 0
Coal | 0 | 0 | 0 | 0 | 0 | 0
Geo | 0 | 0 | 0 | 0 | 0 | 0
H | 0 | 0 | 0 | 0 | 0 | 0
LFG | 0.69 | 0.69 | 0.69 | 8 | 8 | 8
Nuc | 270.5 | 270.5 | 270.5 | 220.56 | 173.9 | 105.39
PS | 0 | 0 | 0 | 0 | 0 | 0
PV | 0 | 0 | 0 | 0 | 0 | 0
PeakG | 0 | 0 | 0.07 | 0.07 | 0.07 | 0.07
PeakO | 0 | 0 | 0 | 0 | 0 | 0
ST | 0 | 0 | 0 | 0 | 0 | 0
STOG | 0 | 0 | 0 | 0 | 0 | 0
STWD | 0 | 0 | 0 | 0 | 0 | 0
WT | 0.01 | 0.01 | 0.01 | 0.01 | 0.01 | 0.01
IGCC | 0 | 0 | 0 | 0 | 0 | 0
DemandResponse | 0 | 0 | 0 | 0 | 0 | 0
IGCC-CCS | 0 | 0 | 0 | 0 | 0 | 0
WT_off | 0 | 0 | 0 | 0 | 0 | 0
PseudoUnit | 0 | 0 | 0 | 0 | 0 | 0
FixedInterchange | 0 | 0 | 0 | 0 | 0 | 0
Total Fuel Consumption by Reporting Type: NYISO_G-I
ReportingType | 2015 | 2020 | 2025 | 2030 | 2035 | 2040
BM | 0 | 0 | 0 | 0 | 0 | 0
CC | 42.73 | 56.26 | 59.27 | 61.2 | 274.66 | 433.16
CSP | 0 | 0 | 0 | 0 | 0 | 0
CT | 0 | 0 | 0 | 0 | 0 | 0
Coal | 0 | 0 | 0 | 0 | 0 | 0
Geo | 0 | 0 | 0 | 0 | 0 | 0
H | 0 | 0 | 0 | 0 | 0 | 0
LFG | 0 | 0 | 0 | 8 | 8 | 8
Nuc | 162.83 | 162.83 | 162.83 | 162.83 | 81.65 | 0.03
PS | 0 | 0 | 0 | 0 | 0 | 0
PV | 0 | 0 | 0 | 0 | 0 | 0
PeakG | 0 | 0 | 0 | 0 | 0 | 0
PeakO | 0 | 0 | 0 | 0 | 0 | 0
ST | 0 | 0 | 0 | 0 | 0 | 0
STOG | 0 | 0 | 0 | 0 | 0 | 0
STWD | 0 | 0 | 0 | 0 | 0 | 0
WT | 0 | 0 | 0 | 0 | 0 | 0
IGCC | 0 | 0 | 0 | 0 | 0 | 0
DemandResponse | 0 | 0 | 0 | 0 | 0 | 0
IGCC-CCS | 0 | 0 | 0 | 0 | 0 | 0
WT_off | 0 | 0 | 0 | 0 | 0 | 0
PseudoUnit | 0 | 0 | 0 | 0 | 0 | 0
FixedInterchange | 0 | 0 | 0 | 0 | 0 | 0
Total Fuel Consumption by Reporting Type: NYISO_J-K
ReportingType | 2015 | 2020 | 2025 | 2030 | 2035 | 2040
BM | 0 | 0 | 0 | 0 | 0 | 0
CC | 171.22 | 210.94 | 215.15 | 213.38 | 219.37 | 225.62
CSP | 0 | 0 | 0 | 0 | 0 | 0
CT | 0 | 0 | 0.33 | 1.1 | 2.37 | 4.76
Coal | 0 | 0 | 0 | 0 | 0 | 0
Geo | 0 | 0 | 0 | 0 | 0 | 0
H | 0 | 0 | 0 | 0 | 0 | 0
LFG | 0 | 0 | 0 | 8 | 8 | 8
Nuc | 0 | 0 | 0 | 0 | 0 | 0
PS | 0 | 0 | 0 | 0 | 0 | 0
PV | 0 | 0 | 0 | 0 | 0 | 0
PeakG | 0.51 | 1.59 | 2.13 | 1.66 | 5.08 | 3.17
PeakO | 0 | 0 | 0 | 0 | 0 | 0
ST | 0 | 0 | 0 | 0 | 0 | 0
STOG | 10.19 | 15.72 | 21.09 | 21.99 | 26.34 | 39.07
STWD | 0 | 0 | 0 | 0 | 0 | 0
WT | 0 | 0 | 0 | 0 | 0 | 0
IGCC | 0 | 0 | 0 | 0 | 0 | 0
DemandResponse | 0 | 0 | 0 | 0 | 0 | 0
IGCC-CCS | 0 | 0 | 0 | 0 | 0 | 0
WT_off | 0 | 0 | 0 | 0 | 0 | 0
PseudoUnit | 0 | 0 | 0 | 0 | 0 | 0
FixedInterchange | 0 | 0 | 0 | 0 | 0 | 0
Total Fuel Consumption by Reporting Type: PJM_E
ReportingType | 2015 | 2020 | 2025 | 2030 | 2035 | 2040
BM | 2.91 | 2.91 | 2.91 | 2.91 | 2.91 | 2.91
CC | 192.87 | 274.51 | 206.58 | 155.07 | 349.33 | 362.32
CSP | 0 | 0 | 0 | 0 | 0 | 0
CT | 0 | 0.01 | 0.01 | 0.03 | 0.11 | 0.76
Coal | 3.92 | 1.19 | 1.38 | 1.17 | 1.91 | 1.91
Geo | 0 | 0 | 0 | 0 | 0 | 0
H | 0 | 0 | 0 | 0 | 0 | 0
LFG | 0.98 | 15.28 | 15.28 | 15.28 | 15.28 | 15.28
Nuc | 702.72 | 651.97 | 651.97 | 651.97 | 468.33 | 371.38
PS | 0 | 0 | 0 | 0 | 0 | 0
PV | 0 | 0 | 0 | 0 | 0 | 0
PeakG | 0.25 | 0.87 | 2.74 | 2.74 | 10.22 | 2.74
PeakO | 0 | 0 | 0 | 0 | 0 | 0
ST | 0 | 0 | 0 | 0 | 0 | 0
STOG | 3.41 | 5.76 | 5.76 | 5.69 | 11.24 | 8.24
STWD | 0 | 0 | 0 | 0 | 0 | 0
WT | 0 | 0 | 0.01 | 0.01 | 0.01 | 0.01
IGCC | 0 | 0 | 0 | 0 | 0 | 0
DemandResponse | 0 | 0 | 0 | 0 | 0 | 0
IGCC-CCS | 0 | 0 | 0 | 0 | 0 | 0
WT_off | 0 | 0 | 0.02 | 0.03 | 0.03 | 0.03
PseudoUnit | 0 | 0 | 0 | 0 | 0 | 0
FixedInterchange | 0 | 0 | 0 | 0 | 0 | 0
Total Fuel Consumption by Reporting Type: PJM_ROM
ReportingType | 2015 | 2020 | 2025 | 2030 | 2035 | 2040
BM | 1.75 | 5.69 | 5.69 | 124.35 | 183.68 | 183.68
CC | 114.86 | 149.54 | 119.31 | 91.39 | 173.69 | 806.38
CSP | 0 | 0 | 0 | 0 | 0 | 0
CT | 0 | 0.01 | 0.02 | 0.02 | 0.07 | 0.02
Coal | 472.43 | 403.04 | 401.14 | 386.83 | 445.81 | 445.81
Geo | 0 | 0 | 0 | 0 | 0 | 0
H | 0 | 0 | 0 | 0 | 0 | 0
LFG | 2.04 | 30.56 | 30.56 | 30.56 | 30.56 | 30.56
Nuc | 420.79 | 420.79 | 420.79 | 420.79 | 276.07 | 200.95
PS | 0 | 0 | 0 | 0 | 0 | 0
PV | 0 | 0 | 0 | 0 | 0 | 0.01
PeakG | 0 | 0.46 | 0 | 0 | 3.98 | 0.55
PeakO | 0 | 0 | 0 | 0 | 0 | 0
ST | 0 | 0 | 0 | 0 | 0 | 0
STOG | 7.33 | 14.3 | 14.3 | 13.41 | 16.4 | 14.3
STWD | 5.38 | 5.38 | 5.38 | 5.38 | 5.38 | 5.38
WT | 0 | 0.02 | 0.02 | 0.02 | 0.02 | 0.02
IGCC | 0 | 0 | 0 | 0 | 0 | 0
DemandResponse | 0 | 0 | 0 | 0 | 0 | 0
IGCC-CCS | 0 | 0 | 0 | 0 | 0 | 0
WT_off | 0 | 0 | 0 | 0 | 0 | 0.01
PseudoUnit | 0 | 0 | 0 | 0 | 0 | 0
FixedInterchange | 0 | 0 | 0 | 0 | 0 | 0
Total Fuel Consumption by Reporting Type: PJM_ROR
ReportingType | 2015 | 2020 | 2025 | 2030 | 2035 | 2040
BM | 29.53 | 37.37 | 37.37 | 165.85 | 269.66 | 365.61
CC | 455.46 | 437.32 | 313.51 | 214.56 | 341.58 | 255.96
CSP | 0 | 0 | 0 | 0 | 0 | 0
CT | 0.06 | 0.06 | 0.06 | 0.03 | 16.59 | 37
Coal | 3479.58 | 2632.47 | 2629.07 | 2628.74 | 2656.36 | 2682.45
Geo | 0 | 0 | 0 | 0 | 0 | 0
H | 0 | 0 | 0 | 0 | 0 | 0
LFG | 6.18 | 61.46 | 61.46 | 61.46 | 61.46 | 61.46
Nuc | 1644.81 | 1644.81 | 1644.81 | 1573.64 | 1222.73 | 821.9
PS | 0 | 0 | 0 | 0 | 0 | 0
PV | 0 | 0 | 0 | 0 | 0 | 0
PeakG | 13.66 | 14.28 | 11.65 | 6.45 | 7.46 | 3.91
PeakO | 0 | 0 | 0 | 0 | 0 | 0
ST | 0 | 0 | 0 | 0 | 0 | 0
STOG | 8.36 | 8.76 | 8.36 | 8.36 | 8.38 | 8.87
STWD | 15.91 | 15.91 | 15.91 | 15.91 | 15.91 | 15.91
WT | 0.03 | 0.06 | 0.1 | 0.13 | 0.13 | 0.13
IGCC | 0 | 0 | 0 | 0 | 0 | 0
DemandResponse | 0 | 0 | 0 | 0 | 0 | 0
IGCC-CCS | 0 | 0 | 0 | 0 | 0 | 0
WT_off | 0 | 0 | 0 | 0 | 0 | 0
PseudoUnit | 0 | 0 | 0 | 0 | 0 | 0
FixedInterchange | 0 | 0 | 0 | 0 | 0 | 0
Total Fuel Consumption by Reporting Type: SOCO
ReportingType | 2015 | 2020 | 2025 | 2030 | 2035 | 2040
BM | 5.34 | 164.42 | 444.55 | 636.25 | 636.25 | 636.25
CC | 805.6 | 756.61 | 648.1 | 488.98 | 500.22 | 473.47
CSP | 0 | 0 | 0 | 0 | 0 | 0
CT | 0 | 0 | 0 | 0 | 0 | 0
Coal | 934.94 | 914 | 989.15 | 1038.16 | 1059.29 | 1553.42
Geo | 0 | 0 | 0 | 0 | 0 | 0
H | 0 | 0 | 0 | 0 | 0 | 0
LFG | 0 | 11.56 | 11.56 | 11.56 | 11.56 | 11.56
Nuc | 494.38 | 673.18 | 673.18 | 673.18 | 673.18 | 449.31
PS | 0 | 0 | 0 | 0 | 0 | 0
PV | 0 | 0 | 0 | 0 | 0 | 0
PeakG | 7.18 | 10.59 | 11.54 | 5.21 | 9.71 | 9.73
PeakO | 0 | 0 | 0 | 0 | 0 | 0
ST | 0 | 0 | 0 | 0 | 0 | 0
STOG | 0 | 0 | 0 | 0 | 0 | 0
STWD | 60.13 | 60.13 | 60.13 | 60.13 | 60.13 | 60.13
WT | 0 | 0 | 0 | 0 | 0 | 0
IGCC | 0 | 0 | 0 | 0 | 0 | 0
DemandResponse | 0 | 0 | 0 | 0 | 0 | 0
IGCC-CCS | 0 | 0 | 0 | 0 | 0 | 0
WT_off | 0 | 0 | 0 | 0 | 0 | 0
PseudoUnit | 0 | 0 | 0 | 0 | 0 | 0
FixedInterchange | 0 | 0 | 0 | 0 | 0 | 0
Total Fuel Consumption by Reporting Type: SPP_N
ReportingType | 2015 | 2020 | 2025 | 2030 | 2035 | 2040
BM | 0 | 0 | 0 | 0 | 0 | 0
CC | 51.08 | 26.69 | 15.41 | 9.13 | 14.81 | 12.39
CSP | 0 | 0 | 0 | 0 | 0 | 0
CT | 0 | 0.56 | 0.56 | 1.13 | 10 | 6.59
Coal | 647.03 | 614.74 | 586.03 | 586.03 | 586.03 | 586.03
Geo | 0 | 0 | 0 | 0 | 0 | 0
H | 0 | 0 | 0 | 0 | 0 | 0
LFG | 0 | 0 | 0 | 10.22 | 10.22 | 10.22
Nuc | 93.19 | 93.19 | 93.19 | 93.19 | 93.19 | 93.19
PS | 0 | 0 | 0 | 0 | 0 | 0
PV | 0 | 0 | 0 | 0 | 0 | 0
PeakG | 0 | 0.83 | 1.08 | 0 | 0 | 0
PeakO | 0 | 0 | 0 | 0 | 0 | 0
ST | 0 | 0 | 0 | 0 | 0 | 0
STOG | 3.77 | 7.36 | 7.43 | 5.72 | 7.58 | 7.31
STWD | 0 | 0 | 0 | 0 | 0 | 0
WT | 0 | 0.01 | 0.02 | 0.04 | 0.05 | 0.05
IGCC | 0 | 0 | 0 | 0 | 0 | 0
DemandResponse | 0 | 0 | 0 | 0 | 0 | 0
IGCC-CCS | 0 | 0 | 0 | 0 | 0 | 0
WT_off | 0 | 0 | 0 | 0 | 0 | 0
PseudoUnit | 0 | 0 | 0 | 0 | 0 | 0
FixedInterchange | 0 | 0 | 0 | 0 | 0 | 0
Total Fuel Consumption by Reporting Type: SPP_S
ReportingType | 2015 | 2020 | 2025 | 2030 | 2035 | 2040
BM | 0 | 0 | 0 | 0 | 0 | 0
CC | 338.05 | 291.13 | 175.87 | 96.74 | 147.47 | 126.87
CSP | 0 | 0 | 0 | 0 | 0 | 0
CT | 0 | 0 | 0 | 0 | 0 | 0
Coal | 902.63 | 797.46 | 787.68 | 705.79 | 838.4 | 848.2
Geo | 0 | 0 | 0 | 0 | 0 | 0
H | 0 | 0 | 0 | 0 | 0 | 0
LFG | 0 | 0 | 0 | 10.22 | 10.22 | 10.22
Nuc | 0 | 0 | 0 | 0 | 0 | 0
PS | 0 | 0 | 0 | 0 | 0 | 0
PV | 0 | 0 | 0 | 0 | 0 | 0
PeakG | 0 | 0 | 0 | 0 | 0 | 0
PeakO | 0 | 0 | 0 | 0 | 0 | 0
ST | 0 | 0 | 0 | 0 | 0 | 0
STOG | 31.16 | 24.09 | 19.65 | 10.69 | 29.39 | 23.22
STWD | 7.67 | 0.72 | 0.43 | 0.39 | 0.72 | 0.72
WT | 0.01 | 0.04 | 0.07 | 0.09 | 0.09 | 0.1
IGCC | 0 | 0 | 0 | 0 | 0 | 0
DemandResponse | 0 | 0 | 0 | 0 | 0 | 0
IGCC-CCS | 0 | 0 | 0 | 0 | 0 | 0
WT_off | 0 | 0 | 0 | 0 | 0 | 0
PseudoUnit | 0 | 0 | 0 | 0 | 0 | 0
FixedInterchange | 0 | 0 | 0 | 0 | 0 | 0
Total Fuel Consumption by Reporting Type: TVA
ReportingType | 2015 | 2020 | 2025 | 2030 | 2035 | 2040
BM | 0 | 338.88 | 370.63 | 695.4 | 717.69 | 717.69
CC | 129.87 | 58.88 | 66.29 | 29.64 | 66.27 | 77.14
CSP | 0 | 0 | 0 | 0 | 0 | 0
CT | 0 | 0 | 0 | 0 | 0.76 | 1.54
Coal | 872.58 | 655.71 | 663.78 | 628.62 | 682.54 | 718.55
Geo | 0 | 0 | 0 | 0 | 0 | 0
H | 0 | 0 | 0 | 0 | 0 | 0
LFG | 0 | 11.56 | 11.56 | 11.56 | 11.56 | 11.56
Nuc | 676.63 | 676.63 | 676.63 | 676.63 | 474.42 | 371.5
PS | 0 | 0 | 0 | 0 | 0 | 0
PV | 0 | 0 | 0 | 0 | 0 | 0
PeakG | 0 | 0 | 0 | 0 | 0 | 0
PeakO | 0 | 0 | 0 | 0 | 0 | 0
ST | 0 | 0 | 0 | 0 | 0 | 0
STOG | 0 | 0 | 0 | 0 | 0 | 0
STWD | 0.42 | 0.42 | 0.42 | 0.42 | 0.42 | 0.42
WT | 0 | 0 | 0 | 0 | 0 | 0
IGCC | 0 | 0 | 0 | 0 | 0 | 0
DemandResponse | 0 | 0 | 0 | 0 | 0 | 0
IGCC-CCS | 0 | 0 | 0 | 0 | 0 | 0
WT_off | 0 | 0 | 0 | 0 | 0 | 0
PseudoUnit | 0 | 0 | 0 | 0 | 0 | 0
FixedInterchange | 0 | 0 | 0 | 0 | 0 | 0
Total Fuel Consumption by Reporting Type: TVA_Transmission
ReportingType | 2015 | 2020 | 2025 | 2030 | 2035 | 2040
BM | 0 | 0 | 0 | 0 | 0 | 0
CC | 0 | 0 | 0 | 0 | 0 | 0
CSP | 0 | 0 | 0 | 0 | 0 | 0
CT | 0 | 0 | 0 | 0 | 0 | 0
Coal | 0 | 0 | 0 | 0 | 0 | 0
Geo | 0 | 0 | 0 | 0 | 0 | 0
H | 0 | 0 | 0 | 0 | 0 | 0
LFG | 0 | 0 | 0 | 0 | 0 | 0
Nuc | 0 | 0 | 0 | 0 | 0 | 0
PS | 0 | 0 | 0 | 0 | 0 | 0
PV | 0 | 0 | 0 | 0 | 0 | 0
PeakG | 0 | 0 | 0 | 0 | 0 | 0
PeakO | 0 | 0 | 0 | 0 | 0 | 0
ST | 0 | 0 | 0 | 0 | 0 | 0
STOG | 0 | 0 | 0 | 0 | 0 | 0
STWD | 0 | 0 | 0 | 0 | 0 | 0
WT | 0 | 0 | 0 | 0 | 0 | 0
IGCC | 0 | 0 | 0 | 0 | 0 | 0
DemandResponse | 0 | 0 | 0 | 0 | 0 | 0
IGCC-CCS | 0 | 0 | 0 | 0 | 0 | 0
WT_off | 0 | 0 | 0 | 0 | 0 | 0
PseudoUnit | 0 | 0 | 0 | 0 | 0 | 0
FixedInterchange | 0 | 0 | 0 | 0 | 0 | 0
Total Fuel Consumption by Reporting Type: VACAR
ReportingType | 2015 | 2020 | 2025 | 2030 | 2035 | 2040
BM | 0.09 | 678.09 | 678.09 | 678.09 | 678.09 | 678.09
CC | 224.55 | 166.35 | 98.19 | 39.52 | 59.6 | 99.31
CSP | 0 | 0 | 0 | 0 | 0 | 0
CT | 4.55 | 4.7 | 2.92 | 0.78 | 4.26 | 8.1
Coal | 959.9 | 665.69 | 477.26 | 289.32 | 552.58 | 658.02
Geo | 0 | 0 | 0 | 0 | 0 | 0
H | 0 | 0 | 0 | 0 | 0 | 0
LFG | 0.04 | 11.56 | 11.56 | 11.56 | 11.56 | 11.56
Nuc | 910.72 | 1100.09 | 1100.09 | 1100.09 | 841.29 | 693.25
PS | 0 | 0 | 0 | 0 | 0 | 0
PV | 0 | 0 | 0 | 0 | 0 | 0
PeakG | 1.35 | 2.04 | 1.57 | 0.6 | 1.2 | 1.13
PeakO | 0 | 0 | 0 | 0 | 0 | 0
ST | 0 | 0 | 0 | 0 | 0 | 0
STOG | 0 | 0 | 0 | 0 | 0 | 0
STWD | 24.47 | 24.47 | 24.47 | 24.47 | 24.47 | 24.47
WT | 0 | 0.01 | 0.01 | 0.01 | 0.01 | 0.01
IGCC | 0 | 0 | 0 | 0 | 0 | 0
DemandResponse | 0 | 0 | 0 | 0 | 0 | 0
IGCC-CCS | 0 | 0 | 0 | 0 | 0 | 0
WT_off | 0 | 0 | 0.05 | 0.1 | 0.12 | 0.13
PseudoUnit | 0 | 0 | 0 | 0 | 0 | 0
FixedInterchange | 0 | 0 | 0 | 0 | 0 | 0
Total Fuel Consumption by Reporting Type: IESO
ReportingType | 2015 | 2020 | 2025 | 2030 | 2035 | 2040
BM | 0 | 0 | 0 | 0 | 0 | 0
CC | 8.78 | 5.76 | 11.92 | 10.26 | 97.56 | 219.02
CSP | 0 | 0 | 0 | 0 | 0 | 0
CT | 0 | 0 | 0 | 0 | 0 | 0.49
Coal | 0 | 0 | 0 | 0 | 0 | 0
Geo | 0 | 0 | 0 | 0 | 0 | 0
H | 0 | 0 | 0 | 0 | 0 | 0
LFG | 1.56 | 1.56 | 1.56 | 1.56 | 1.61 | 1.61
Nuc | 1064.72 | 1064.72 | 1064.72 | 1064.72 | 980.48 | 854.53
PS | 0 | 0 | 0 | 0 | 0 | 0
PV | 0 | 0 | 0 | 0 | 0 | 0
PeakG | 0 | 0 | 0 | 0 | 0 | 0
PeakO | 0 | 0 | 0 | 0 | 0 | 0
ST | 0 | 0 | 0 | 0 | 0 | 0
STOG | 0 | 0 | 0 | 0 | 0 | 0
STWD | 0 | 0 | 0 | 0 | 0 | 0
WT | 0.01 | 0.01 | 0.01 | 0.01 | 0 | 0
IGCC | 0 | 0 | 0 | 0 | 0 | 0
DemandResponse | 0 | 0 | 0 | 0 | 0 | 0
IGCC-CCS | 0 | 0 | 0 | 0 | 0 | 0
WT_off | 0 | 0 | 0 | 0 | 0 | 0
PseudoUnit | 0 | 0 | 0 | 0 | 0 | 0
FixedInterchange | 0 | 0 | 0 | 0 | 0 | 0
Total Fuel Consumption by Reporting Type: MAPP_CA
ReportingType | 2015 | 2020 | 2025 | 2030 | 2035 | 2040
BM | 0 | 0 | 0 | 0 | 0 | 0
CC | 26.07 | 26.07 | 4.3 | 0 | 0.19 | 0.81
CSP | 0 | 0 | 0 | 0 | 0 | 0
CT | 0 | 0 | 0 | 0 | 0 | 0
Coal | 6.07 | 11.39 | 0 | 0 | 0 | 0
Geo | 0 | 0 | 0 | 0 | 0 | 0
H | 0 | 0 | 0.01 | 0.03 | 0.03 | 0.03
LFG | 0 | 0 | 0 | 0 | 0 | 0
Nuc | 0 | 0 | 0 | 0 | 0 | 0
PS | 0 | 0 | 0 | 0 | 0 | 0
PV | 0 | 0 | 0 | 0 | 0 | 0
PeakG | 0 | 0 | 0 | 0 | 0 | 0
PeakO | 0 | 0 | 0 | 0 | 0 | 0
ST | 0 | 0 | 0 | 0 | 0 | 0
STOG | 0 | 0 | 0 | 0 | 0 | 0
STWD | 0 | 0 | 0 | 0 | 0 | 0
WT | 0 | 0 | 0 | 0 | 0 | 0
IGCC | 0 | 0 | 0 | 0 | 0 | 0
DemandResponse | 0 | 0 | 0 | 0 | 0 | 0
IGCC-CCS | 0 | 0 | 0 | 0 | 0 | 0
WT_off | 0 | 0 | 0 | 0 | 0 | 0
PseudoUnit | 0 | 0 | 0 | 0 | 0 | 0
FixedInterchange | 0 | 0 | 0 | 0 | 0 | 0
Total Fuel Consumption by Reporting Type: AZ_NM_SNV_Coal
ReportingType | 2015 | 2020 | 2025 | 2030 | 2035 | 2040
BM | 0 | 0 | 0 | 0 | 0 | 0
CC | 0 | 0 | 0 | 0 | 0 | 0
CSP | 0 | 0 | 0 | 0 | 0 | 0
CT | 0 | 0 | 0 | 0 | 0 | 0
Coal | 770.68 | 775.36 | 775.36 | 775.36 | 775.36 | 1434.94
Geo | 0 | 0 | 0 | 0 | 0 | 0
H | 0 | 0 | 0 | 0 | 0 | 0
LFG | 0 | 0 | 0 | 0 | 0 | 0
Nuc | 0 | 0 | 0 | 0 | 0 | 0
PS | 0 | 0 | 0 | 0 | 0 | 0
PV | 0 | 0 | 0 | 0 | 0 | 0
PeakG | 0 | 0 | 0 | 0 | 0 | 0
PeakO | 0 | 0 | 0 | 0 | 0 | 0
ST | 0 | 0 | 0 | 0 | 0 | 0
STOG | 0 | 0 | 0 | 0 | 0 | 0
STWD | 0 | 0 | 0 | 0 | 0 | 0
WT | 0 | 0 | 0 | 0 | 0 | 0
IGCC | 0 | 0 | 0 | 0 | 0 | 0
DemandResponse | 0 | 0 | 0 | 0 | 0 | 0
IGCC-CCS | 0 | 0 | 0 | 0 | 0 | 0
WT_off | 0 | 0 | 0 | 0 | 0 | 0
PseudoUnit | 0 | 0 | 0 | 0 | 0 | 0
FixedInterchange | 0 | 0 | 0 | 0 | 0 | 0
Total Fuel Consumption by Reporting Type: AZ_NM_SNV_Gas
ReportingType | 2015 | 2020 | 2025 | 2030 | 2035 | 2040
BM | 0 | 0 | 0 | 0 | 0 | 0
CC | 752.54 | 899.44 | 908.29 | 1168.1 | 1278.99 | 1218.13
CSP | 0 | 0 | 0 | 0 | 0 | 0
CT | 0 | 0 | 1.56 | 1.56 | 0 | 0
Coal | 0 | 0 | 0 | 0 | 0 | 0
Geo | 0 | 0 | 0 | 0 | 0 | 0
H | 0 | 0 | 0 | 0 | 0 | 0
LFG | 0 | 0 | 0 | 0 | 0 | 0
Nuc | 0 | 0 | 0 | 0 | 0 | 0
PS | 0 | 0 | 0 | 0 | 0 | 0
PV | 0 | 0 | 0 | 0 | 0 | 0
PeakG | 0 | 0 | 2.61 | 0 | 0 | 0
PeakO | 0 | 0 | 0 | 0 | 0 | 0
ST | 0 | 0 | 0 | 0 | 0 | 0
STOG | 0 | 0 | 0 | 0 | 0 | 0
STWD | 0 | 0 | 0 | 0 | 0 | 0
WT | 0 | 0 | 0 | 0 | 0 | 0
IGCC | 0 | 0 | 0 | 0 | 0 | 0
DemandResponse | 0 | 0 | 0 | 0 | 0 | 0
IGCC-CCS | 0 | 0 | 0 | 0 | 0 | 0
WT_off | 0 | 0 | 0 | 0 | 0 | 0
PseudoUnit | 0 | 0 | 0 | 0 | 0 | 0
FixedInterchange | 0 | 0 | 0 | 0 | 0 | 0
Total Fuel Consumption by Reporting Type: AZ_NM_SNV_NucRenew
ReportingType | 2015 | 2020 | 2025 | 2030 | 2035 | 2040
BM | 0 | 0 | 0 | 0 | 0 | 0
CC | 0 | 0 | 0 | 0 | 0 | 0
CSP | 0 | 0 | 0 | 0 | 0 | 0
CT | 0 | 0 | 0 | 0 | 0 | 0
Coal | 0 | 0 | 0 | 0 | 0 | 0
Geo | 0 | 0 | 0.01 | 0.01 | 0.01 | 0.01
H | 0 | 0 | 0 | 0 | 0 | 0
LFG | 0 | 0 | 6.53 | 6.53 | 6.53 | 6.53
Nuc | 317.72 | 317.72 | 317.72 | 317.72 | 317.72 | 317.72
PS | 0 | 0 | 0 | 0 | 0 | 0
PV | 0 | 0 | 0 | 0 | 0 | 0
PeakG | 0 | 0 | 0 | 0 | 0 | 0
PeakO | 0 | 0 | 0 | 0 | 0 | 0
ST | 0 | 0 | 0 | 0 | 0 | 0
STOG | 0 | 0 | 0 | 0 | 0 | 0
STWD | 1.77 | 1.77 | 1.77 | 1.77 | 1.77 | 1.77
WT | 0 | 0 | 0 | 0.01 | 0.01 | 0.01
IGCC | 0 | 0 | 0 | 0 | 0 | 0
DemandResponse | 0 | 0 | 0 | 0 | 0 | 0
IGCC-CCS | 0 | 0 | 0 | 0 | 0 | 0
WT_off | 0 | 0 | 0 | 0 | 0 | 0
PseudoUnit | 0 | 0 | 0 | 0 | 0 | 0
FixedInterchange | 0 | 0 | 0 | 0 | 0 | 0
Total Fuel Consumption by Reporting Type: ERCOT
ReportingType | 2015 | 2020 | 2025 | 2030 | 2035 | 2040
BM | 0 | 2.41 | 1.97 | 183.49 | 192.13 | 205.98
CC | 1054.08 | 984.78 | 816.3 | 692.81 | 743.76 | 819.49
CSP | 0 | 0 | 0 | 0 | 0 | 0
CT | 0 | 0 | 0 | 0 | 0 | 0
Coal | 1194.83 | 1204.9 | 1327.37 | 1365.75 | 1377.32 | 1377.32
Geo | 0 | 0 | 0 | 0 | 0 | 0
H | 0 | 0 | 0 | 0 | 0 | 0
LFG | 0 | 0 | 38.09 | 38.09 | 38.09 | 38.09
Nuc | 422.69 | 422.69 | 422.69 | 422.69 | 422.69 | 422.69
PS | 0 | 0 | 0 | 0 | 0 | 0
PV | 0 | 0 | 0 | 0 | 0 | 0
PeakG | 0 | 0 | 0 | 0 | 0 | 0
PeakO | 0 | 0 | 0 | 0 | 0 | 0
ST | 0 | 0 | 0 | 0 | 0 | 0
STOG | 62.94 | 64.7 | 64.64 | 48.84 | 43.15 | 33.08
STWD | 0 | 0 | 0 | 0 | 0 | 0
WT | 0.03 | 0.05 | 0.08 | 0.1 | 0.1 | 0.11
IGCC | 0 | 0 | 0 | 0 | 0 | 0
DemandResponse | 0 | 0 | 0 | 0 | 0 | 0
IGCC-CCS | 0 | 0 | 0 | 0 | 0 | 0
WT_off | 0 | 0 | 0 | 0 | 0 | 0
PseudoUnit | 0 | 0 | 0 | 0 | 0 | 0
FixedInterchange | 0 | 0 | 0 | 0 | 0 | 0
Total Fuel Consumption by Reporting Type: NP15
ReportingType | 2015 | 2020 | 2025 | 2030 | 2035 | 2040
BM | 0 | 0 | 0 | 0 | 0 | 0
CC | 253.57 | 273.54 | 209.28 | 166.04 | 93.57 | 47
CSP | 0 | 0 | 0 | 0 | 0 | 0
CT | 0 | 0 | 0 | 0 | 0 | 0
Coal | 2.5 | 0 | 0 | 0 | 0 | 0
Geo | 0.01 | 0.01 | 0.01 | 0.01 | 0.01 | 0.01
H | 0 | 0 | 0 | 0 | 0 | 0
LFG | 0 | 0 | 60.8 | 60.8 | 60.8 | 60.8
Nuc | 187.74 | 187.74 | 187.74 | 187.74 | 187.74 | 187.74
PS | 0 | 0 | 0 | 0 | 0 | 0
PV | 0 | 0 | 0 | 0 | 0 | 0
PeakG | 0 | 0 | 0 | 0 | 0.08 | 0.08
PeakO | 0 | 0 | 0 | 0 | 0 | 0
ST | 0 | 0 | 0 | 0 | 0 | 0
STOG | 1.31 | 2.31 | 0.89 | 1.97 | 1.55 | 2.87
STWD | 37.44 | 37.44 | 37.44 | 37.44 | 37.44 | 37.44
WT | 0 | 0 | 0.03 | 0.03 | 0.03 | 0.03
IGCC | 0 | 0 | 0 | 0 | 0 | 0
DemandResponse | 0 | 0 | 0 | 0 | 0 | 0
IGCC-CCS | 0 | 0 | 0 | 0 | 0 | 0
WT_off | 0 | 0 | 0 | 0 | 0 | 0
PseudoUnit | 0 | 0 | 0 | 0 | 0 | 0
FixedInterchange | 0 | 0 | 0 | 0 | 0 | 0
Total Fuel Consumption by Reporting Type: NWPP_Coal
ReportingType | 2015 | 2020 | 2025 | 2030 | 2035 | 2040
BM | 0 | 0 | 0 | 0 | 0 | 0
CC | 0 | 0 | 0 | 0 | 0 | 0
CSP | 0 | 0 | 0 | 0 | 0 | 0
CT | 0 | 0 | 0 | 0 | 0 | 0
Coal | 1032.68 | 1032.58 | 1032.58 | 1032.58 | 1032.58 | 1032.58
Geo | 0 | 0 | 0 | 0 | 0 | 0
H | 0 | 0 | 0 | 0 | 0 | 0
LFG | 0 | 0 | 0 | 0 | 0 | 0
Nuc | 0 | 0 | 0 | 0 | 0 | 0
PS | 0 | 0 | 0 | 0 | 0 | 0
PV | 0 | 0 | 0 | 0 | 0 | 0
PeakG | 0 | 0 | 0 | 0 | 0 | 0
PeakO | 0 | 0 | 0 | 0 | 0 | 0
ST | 0 | 0 | 0 | 0 | 0 | 0
STOG | 0 | 0 | 0 | 0 | 0 | 0
STWD | 0 | 0 | 0 | 0 | 0 | 0
WT | 0 | 0 | 0 | 0 | 0 | 0
IGCC | 0 | 0 | 0 | 0 | 0 | 0
DemandResponse | 0 | 0 | 0 | 0 | 0 | 0
IGCC-CCS | 0 | 0 | 0 | 0 | 0 | 0
WT_off | 0 | 0 | 0 | 0 | 0 | 0
PseudoUnit | 0 | 0 | 0 | 0 | 0 | 0
FixedInterchange | 0 | 0 | 0 | 0 | 0 | 0
Total Fuel Consumption by Reporting Type: NWPP_Gas
ReportingType | 2015 | 2020 | 2025 | 2030 | 2035 | 2040
BM | 0 | 0 | 0 | 0 | 0 | 0
CC | 362.19 | 362.19 | 362.19 | 527.18 | 818.63 | 868.29
CSP | 0 | 0 | 0 | 0 | 0 | 0
CT | 0 | 0 | 0 | 0 | 0 | 0
Coal | 0 | 0 | 0 | 0 | 0 | 30.14
Geo | 0 | 0 | 0 | 0 | 0 | 0
H | 0 | 0 | 0 | 0 | 0 | 0
LFG | 0 | 0 | 0 | 0 | 0 | 0
Nuc | 0 | 0 | 0 | 0 | 0 | 0
PS | 0 | 0 | 0 | 0 | 0 | 0
PV | 0 | 0 | 0 | 0 | 0 | 0
PeakG | 0 | 0 | 0 | 0 | 0 | 0
PeakO | 0 | 0 | 0 | 0 | 0 | 0
ST | 0 | 0 | 0 | 0 | 0 | 0
STOG | 0 | 0 | 0 | 0 | 0 | 0
STWD | 0 | 0 | 0 | 0 | 0 | 0
WT | 0 | 0 | 0 | 0 | 0 | 0
IGCC | 0 | 0 | 0 | 0 | 0 | 0
DemandResponse | 0 | 0 | 0 | 0 | 0 | 0
IGCC-CCS | 0 | 0 | 0 | 0 | 0 | 0
WT_off | 0 | 0 | 0 | 0 | 0 | 0
PseudoUnit | 0 | 0 | 0 | 0 | 0 | 0
FixedInterchange | 0 | 0 | 0 | 0 | 0 | 0
Total Fuel Consumption by Reporting Type: NWPP_NucRenew
ReportingType | 2015 | 2020 | 2025 | 2030 | 2035 | 2040
BM | 0 | 0 | 0 | 0.84 | 0.84 | 0.84
CC | 0 | 0 | 0 | 0 | 0 | 0
CSP | 0 | 0 | 0 | 0 | 0 | 0
CT | 0 | 0 | 0 | 0 | 0 | 0
Coal | 0 | 0 | 0 | 0 | 0 | 0
Geo | 0 | 0 | 0.01 | 0.01 | 0.01 | 0.01
H | 0 | 0 | 0 | 0 | 0 | 0
LFG | 2.74 | 2.74 | 25.05 | 29.05 | 29.05 | 29.05
Nuc | 88.66 | 88.66 | 88.66 | 88.66 | 88.66 | 88.66
PS | 0 | 0 | 0 | 0 | 0 | 0
PV | 0 | 0 | 0 | 0 | 0 | 0
PeakG | 0 | 0 | 0 | 0 | 0 | 0
PeakO | 0 | 0 | 0 | 0 | 0 | 0
ST | 0 | 0 | 0 | 0 | 0 | 0
STOG | 0 | 0 | 0 | 0 | 0 | 0
STWD | 0 | 1.57 | 27 | 46.18 | 46.18 | 46.18
WT | 0.02 | 0.02 | 0.02 | 0.02 | 0.02 | 0.02
IGCC | 0 | 0 | 0 | 0 | 0 | 0
DemandResponse | 0 | 0 | 0 | 0 | 0 | 0
IGCC-CCS | 0 | 0 | 0 | 0 | 0 | 0
WT_off | 0 | 0 | 0 | 0 | 0 | 0
PseudoUnit | 0 | 0 | 0 | 0 | 0 | 0
FixedInterchange | 0 | 0 | 0 | 0 | 0 | 0
Total Fuel Consumption by Reporting Type: RMPA
ReportingType | 2015 | 2020 | 2025 | 2030 | 2035 | 2040
BM | 0 | 0 | 0 | 0 | 0 | 0
CC | 39.62 | 71.06 | 28.79 | 20.47 | 20.57 | 18.28
CSP | 0 | 0 | 0 | 0 | 0 | 0
CT | 0 | 0 | 0 | 0 | 0 | 0
Coal | 577.93 | 571.74 | 545.09 | 577.6 | 680.38 | 792.37
Geo | 0 | 0 | 0.02 | 0.02 | 0.02 | 0.02
H | 0 | 0 | 0 | 0 | 0 | 0
LFG | 0.15 | 0.15 | 0.15 | 3.26 | 3.26 | 3.26
Nuc | 0 | 0 | 0 | 0 | 0 | 0
PS | 0 | 0 | 0 | 0 | 0 | 0
PV | 0 | 0 | 0 | 0 | 0 | 0
PeakG | 0.04 | 0.31 | 0.03 | 0.48 | 0.05 | 0.13
PeakO | 0 | 0 | 0 | 0 | 0 | 0
ST | 0 | 0 | 0 | 0 | 0 | 0
STOG | 0 | 0 | 0 | 0 | 0 | 0
STWD | 0 | 0 | 0 | 0 | 0 | 0
WT | 0.01 | 0.01 | 0.01 | 0.01 | 0.01 | 0.01
IGCC | 0 | 0 | 0 | 0 | 0 | 0
DemandResponse | 0 | 0 | 0 | 0 | 0 | 0
IGCC-CCS | 0 | 0 | 0 | 0 | 0 | 0
WT_off | 0 | 0 | 0 | 0 | 0 | 0
PseudoUnit | 0 | 0 | 0 | 0 | 0 | 0
FixedInterchange | 0 | 0 | 0 | 0 | 0 | 0
Total Fuel Consumption by Reporting Type: SP15
ReportingType | 2015 | 2020 | 2025 | 2030 | 2035 | 2040
BM | 0.58 | 0.58 | 0.58 | 0.58 | 0.52 | 0.27
CC | 174.37 | 193.34 | 188.8 | 134.3 | 129.41 | 79.01
CSP | 0 | 0 | 0 | 0 | 0 | 0
CT | 0 | 0 | 0 | 0 | 0 | 0
Coal | 8.42 | 8.42 | 8.42 | 5.17 | 1.05 | 0
Geo | 0.01 | 0.02 | 0.02 | 0.02 | 0.02 | 0.02
H | 0 | 0 | 0 | 0 | 0 | 0
LFG | 0.99 | 57.1 | 60.8 | 60.8 | 60.8 | 60.8
Nuc | 173.28 | 173.28 | 173.28 | 173.28 | 173.28 | 173.28
PS | 0 | 0 | 0 | 0 | 0 | 0
PV | 0 | 0 | 0 | 0 | 0 | 0
PeakG | 0 | 0 | 0 | 0 | 0.23 | 0
PeakO | 0 | 0 | 0 | 0 | 0 | 0
ST | 0 | 0 | 0 | 0 | 0 | 0
STOG | 2.34 | 3.46 | 3.29 | 6.67 | 13.72 | 7.09
STWD | 9.59 | 9.59 | 9.59 | 9.59 | 9.59 | 9.59
WT | 0.01 | 0.01 | 0.01 | 0.01 | 0.01 | 0.01
IGCC | 0 | 0 | 0 | 0 | 0 | 0
DemandResponse | 0 | 0 | 0 | 0 | 0 | 0
IGCC-CCS | 0 | 0 | 0 | 0 | 0 | 0
WT_off | 0 | 0 | 0 | 0 | 0 | 0
PseudoUnit | 0 | 0 | 0 | 0 | 0 | 0
FixedInterchange | 0 | 0 | 0 | 0 | 0 | 0
Total Fuel Consumption by Reporting Type: ALB
ReportingType | 2015 | 2020 | 2025 | 2030 | 2035 | 2040
BM | 0 | 0 | 0 | 0 | 0 | 0
CC | 139.49 | 163.99 | 204.22 | 235.64 | 271.96 | 295.56
CSP | 0 | 0 | 0 | 0 | 0 | 0
CT | 0 | 0 | 0 | 0 | 0 | 0
Coal | 470.15 | 470.15 | 470.15 | 470.15 | 470.15 | 470.15
Geo | 0 | 0 | 0 | 0 | 0 | 0
H | 0 | 0 | 0 | 0 | 0 | 0
LFG | 0 | 0 | 0 | 0 | 0 | 0
Nuc | 0 | 0 | 0 | 0 | 0 | 0
PS | 0 | 0 | 0 | 0 | 0 | 0
PV | 0 | 0 | 0 | 0 | 0 | 0
PeakG | 0 | 0 | 0 | 0 | 0 | 0
PeakO | 0 | 0 | 0 | 0 | 0 | 0
ST | 0 | 0 | 0 | 0 | 0 | 0
STOG | 0 | 0 | 0 | 0 | 0 | 0
STWD | 0 | 0 | 0 | 0 | 0 | 0
WT | 0 | 0 | 0 | 0 | 0 | 0
IGCC | 0 | 0 | 0 | 0 | 0 | 0
DemandResponse | 0 | 0 | 0 | 0 | 0 | 0
IGCC-CCS | 0 | 0 | 0 | 0 | 0 | 0
WT_off | 0 | 0 | 0 | 0 | 0 | 0
PseudoUnit | 0 | 0 | 0 | 0 | 0 | 0
FixedInterchange | 0 | 0 | 0 | 0 | 0 | 0
Total Fuel Consumption by Reporting Type: BC
ReportingType | 2015 | 2020 | 2025 | 2030 | 2035 | 2040
BM | 0 | 0 | 0 | 0 | 0 | 0
CC | 68.76 | 77.26 | 105.53 | 135.4 | 166.42 | 199.74
CSP | 0 | 0 | 0 | 0 | 0 | 0
CT | 0 | 0 | 0 | 0 | 0 | 0
Coal | 0 | 0 | 0 | 0 | 0 | 0
Geo | 0 | 0 | 0 | 0 | 0 | 0
H | 0 | 0 | 0 | 0 | 0 | 0
LFG | 0 | 0 | 0 | 0 | 0 | 0
Nuc | 0 | 0 | 0 | 0 | 0 | 0
PS | 0 | 0 | 0 | 0 | 0 | 0
PV | 0 | 0 | 0 | 0 | 0 | 0
PeakG | 0 | 0 | 0 | 0 | 0 | 0
PeakO | 0 | 0 | 0 | 0 | 0 | 0
ST | 0 | 0 | 0 | 0 | 0 | 0
STOG | 0 | 0 | 0 | 0 | 0 | 0
STWD | 0 | 0 | 0 | 0 | 0 | 0
WT | 0 | 0 | 0 | 0 | 0 | 0
IGCC | 0 | 0 | 0 | 0 | 0 | 0
DemandResponse | 0 | 0 | 0 | 0 | 0 | 0
IGCC-CCS | 0 | 0 | 0 | 0 | 0 | 0
WT_off | 0 | 0 | 0 | 0 | 0 | 0
PseudoUnit | 0 | 0 | 0 | 0 | 0 | 0
FixedInterchange | 0 | 0 | 0 | 0 | 0 | 0
Total Fuel Consumption by Reporting Type: HQ_IESO
ReportingType | 2015 | 2020 | 2025 | 2030 | 2035 | 2040
BM | 0 | 0 | 0 | 0 | 0 | 0
CC | 0 | 0 | 0 | 0 | 0 | 0
CSP | 0 | 0 | 0 | 0 | 0 | 0
CT | 0 | 0 | 0 | 0 | 0 | 0
Coal | 0 | 0 | 0 | 0 | 0 | 0
Geo | 0 | 0 | 0 | 0 | 0 | 0
H | 0 | 0 | 0 | 0 | 0 | 0
LFG | 0 | 0 | 0 | 0 | 0 | 0
Nuc | 0 | 0 | 0 | 0 | 0 | 0
PS | 0 | 0 | 0 | 0 | 0 | 0
PV | 0 | 0 | 0 | 0 | 0 | 0
PeakG | 0 | 0 | 0 | 0 | 0 | 0
PeakO | 0 | 0 | 0 | 0 | 0 | 0
ST | 0 | 0 | 0 | 0 | 0 | 0
STOG | 0 | 0 | 0 | 0 | 0 | 0
STWD | 0 | 0 | 0 | 0 | 0 | 0
WT | 0 | 0 | 0 | 0 | 0 | 0
IGCC | 0 | 0 | 0 | 0 | 0 | 0
DemandResponse | 0 | 0 | 0 | 0 | 0 | 0
IGCC-CCS | 0 | 0 | 0 | 0 | 0 | 0
WT_off | 0 | 0 | 0 | 0 | 0 | 0
PseudoUnit | 0 | 0 | 0 | 0 | 0 | 0
FixedInterchange | 0 | 0 | 0 | 0 | 0 | 0
Total Fuel Consumption by Reporting Type: HQ_NEISO
ReportingType | 2015 | 2020 | 2025 | 2030 | 2035 | 2040
BM | 0 | 0 | 0 | 0 | 0 | 0
CC | 0 | 0 | 0 | 0 | 0 | 0
CSP | 0 | 0 | 0 | 0 | 0 | 0
CT | 0 | 0 | 0 | 0 | 0 | 0
Coal | 0 | 0 | 0 | 0 | 0 | 0
Geo | 0 | 0 | 0 | 0 | 0 | 0
H | 0 | 0 | 0 | 0 | 0 | 0
LFG | 0 | 0 | 0 | 0 | 0 | 0
Nuc | 0 | 0 | 0 | 0 | 0 | 0
PS | 0 | 0 | 0 | 0 | 0 | 0
PV | 0 | 0 | 0 | 0 | 0 | 0
PeakG | 0 | 0 | 0 | 0 | 0 | 0
PeakO | 0 | 0 | 0 | 0 | 0 | 0
ST | 0 | 0 | 0 | 0 | 0 | 0
STOG | 0 | 0 | 0 | 0 | 0 | 0
STWD | 0 | 0 | 0 | 0 | 0 | 0
WT | 0 | 0 | 0 | 0 | 0 | 0
IGCC | 0 | 0 | 0 | 0 | 0 | 0
DemandResponse | 0 | 0 | 0 | 0 | 0 | 0
IGCC-CCS | 0 | 0 | 0 | 0 | 0 | 0
WT_off | 0 | 0 | 0 | 0 | 0 | 0
PseudoUnit | 0 | 0 | 0 | 0 | 0 | 0
FixedInterchange | 0.02 | 0.02 | 0.02 | 0.02 | 0.02 | 0.02
Total Fuel Consumption by Reporting Type: HQ_NY
ReportingType | 2015 | 2020 | 2025 | 2030 | 2035 | 2040
BM | 0 | 0 | 0 | 0 | 0 | 0
CC | 0 | 0 | 0 | 0 | 0 | 0
CSP | 0 | 0 | 0 | 0 | 0 | 0
CT | 0 | 0 | 0 | 0 | 0 | 0
Coal | 0 | 0 | 0 | 0 | 0 | 0
Geo | 0 | 0 | 0 | 0 | 0 | 0
H | 0 | 0 | 0 | 0 | 0 | 0
LFG | 0 | 0 | 0 | 0 | 0 | 0
Nuc | 0 | 0 | 0 | 0 | 0 | 0
PS | 0 | 0 | 0 | 0 | 0 | 0
PV | 0 | 0 | 0 | 0 | 0 | 0
PeakG | 0 | 0 | 0 | 0 | 0 | 0
PeakO | 0 | 0 | 0 | 0 | 0 | 0
ST | 0 | 0 | 0 | 0 | 0 | 0
STOG | 0 | 0 | 0 | 0 | 0 | 0
STWD | 0 | 0 | 0 | 0 | 0 | 0
WT | 0 | 0 | 0 | 0 | 0 | 0
IGCC | 0 | 0 | 0 | 0 | 0 | 0
DemandResponse | 0 | 0 | 0 | 0 | 0 | 0
IGCC-CCS | 0 | 0 | 0 | 0 | 0 | 0
WT_off | 0 | 0 | 0 | 0 | 0 | 0
PseudoUnit | 0 | 0 | 0 | 0 | 0 | 0
FixedInterchange | 0.01 | 0.01 | 0.01 | 0.01 | 0.01 | 0.01
Total Fuel Consumption by Reporting Type: MARITIMES
ReportingType | 2015 | 2020 | 2025 | 2030 | 2035 | 2040
BM | 0 | 0 | 0 | 0 | 0 | 0
CC | 0 | 0 | 0 | 0 | 0 | 0
CSP | 0 | 0 | 0 | 0 | 0 | 0
CT | 0 | 0 | 0 | 0 | 0 | 0
Coal | 0 | 0 | 0 | 0 | 0 | 0
Geo | 0 | 0 | 0 | 0 | 0 | 0
H | 0 | 0 | 0 | 0 | 0 | 0
LFG | 0 | 0 | 0 | 0 | 0 | 0
Nuc | 0 | 0 | 0 | 0 | 0 | 0
PS | 0 | 0 | 0 | 0 | 0 | 0
PV | 0 | 0 | 0 | 0 | 0 | 0
PeakG | 0 | 0 | 0 | 0 | 0 | 0
PeakO | 0 | 0 | 0 | 0 | 0 | 0
ST | 0 | 0 | 0 | 0 | 0 | 0
STOG | 0 | 0 | 0 | 0 | 0 | 0
STWD | 0 | 0 | 0 | 0 | 0 | 0
WT | 0 | 0 | 0 | 0 | 0 | 0
IGCC | 0 | 0 | 0 | 0 | 0 | 0
DemandResponse | 0 | 0 | 0 | 0 | 0 | 0
IGCC-CCS | 0 | 0 | 0 | 0 | 0 | 0
WT_off | 0 | 0 | 0 | 0 | 0 | 0
PseudoUnit | 0 | 0 | 0 | 0 | 0 | 0
FixedInterchange | 0.01 | 0.01 | 0.01 | 0.01 | 0.01 | 0.01
Total Fuel Consumption by Reporting Type: All
ReportingType | 2015 | 2020 | 2025 | 2030 | 2035 | 2040
BM | 64.67 | 1288.1 | 1742.96 | 2688.94 | 2883.23 | 2993.4
CC | 7628.47 | 7930.55 | 7131.66 | 6736.72 | 8857.65 | 9979.16
CSP | 0 | 0 | 0 | 0 | 0 | 0
CT | 14.94 | 18.89 | 21.02 | 14.24 | 50.97 | 79.01
Coal | 18384.16 | 16440.86 | 16505.73 | 16278.3 | 17293.54 | 19143.32
Geo | 0.02 | 0.04 | 0.07 | 0.07 | 0.07 | 0.07
H | 0 | 0.01 | 0.02 | 0.04 | 0.04 | 0.04
LFG | 20.69 | 230.83 | 468.63 | 546.48 | 546.54 | 546.54
Nuc | 9611.91 | 9929.34 | 9929.34 | 9808.23 | 7627.79 | 6006.59
PS | 0 | 0 | 0 | 0 | 0 | 0
PV | 0 | 0.01 | 0.01 | 0.01 | 0.01 | 0.01
PeakG | 36.07 | 48.23 | 56.69 | 34.03 | 59.77 | 35.79
PeakO | 0 | 0 | 0 | 0 | 0 | 0
ST | 0 | 0.01 | 0.01 | 0.01 | 0.01 | 0.01
STOG | 193.63 | 207.41 | 202.01 | 162.74 | 206.24 | 191.16
STWD | 251.33 | 257.75 | 246.91 | 268.21 | 270.45 | 283.08
WT | 0.18 | 0.32 | 0.48 | 0.64 | 0.65 | 0.67
IGCC | 40.45 | 40.45 | 40.45 | 40.45 | 40.45 | 40.45
DemandResponse | 0 | 0 | 0 | 0 | 0 | 0
IGCC-CCS | 0 | 0 | 0 | 0 | 0 | 0
WT_off | 0 | 0 | 0.07 | 0.14 | 0.15 | 0.18
PseudoUnit | 0 | 0 | 0 | 0 | 0 | 0
FixedInterchange | 0.04 | 0.04 | 0.04 | 0.04 | 0.04 | 0.04
Total Fuel Consumption by Reporting Type: EI_US
ReportingType | 2015 | 2020 | 2025 | 2030 | 2035 | 2040
BM | 64.09 | 1285.11 | 1740.41 | 2504.02 | 2689.75 | 2786.31
CC | 4748.99 | 4873.14 | 4292.06 | 3646.51 | 5236.59 | 6213.83
CSP | 0 | 0 | 0 | 0 | 0 | 0
CT | 14.94 | 18.89 | 19.46 | 12.68 | 50.97 | 78.53
Coal | 14320.9 | 12366.32 | 12346.76 | 12051.69 | 12956.7 | 14005.83
Geo | 0 | 0 | 0 | 0 | 0 | 0
H | 0 | 0.01 | 0.01 | 0.01 | 0.01 | 0.01
LFG | 15.24 | 169.28 | 275.66 | 346.39 | 346.39 | 346.39
Nuc | 7357.09 | 7674.53 | 7674.53 | 7553.42 | 5457.23 | 3961.98
PS | 0 | 0 | 0 | 0 | 0 | 0
PV | 0 | 0 | 0.01 | 0.01 | 0.01 | 0.01
PeakG | 36.02 | 47.92 | 54.05 | 33.55 | 59.41 | 35.58
PeakO | 0 | 0 | 0 | 0 | 0 | 0
ST | 0 | 0 | 0 | 0 | 0 | 0
STOG | 127.04 | 136.94 | 133.19 | 105.25 | 147.83 | 148.11
STWD | 202.52 | 207.37 | 171.1 | 173.23 | 175.47 | 188.1
WT | 0.11 | 0.22 | 0.33 | 0.46 | 0.48 | 0.49
IGCC | 40.45 | 40.45 | 40.45 | 40.45 | 40.45 | 40.45
DemandResponse | 0 | 0 | 0 | 0 | 0 | 0
IGCC-CCS | 0 | 0 | 0 | 0 | 0 | 0
WT_off | 0 | 0 | 0.07 | 0.14 | 0.15 | 0.18
PseudoUnit | 0 | 0 | 0 | 0 | 0 | 0
FixedInterchange | 0.03 | 0.03 | 0.03 | 0.03 | 0.03 | 0.03
Total Fuel Consumption by Reporting Type: EI_Canada
ReportingType | 2015 | 2020 | 2025 | 2030 | 2035 | 2040
BM | 0 | 0 | 0 | 0 | 0 | 0
CC | 34.86 | 31.83 | 16.21 | 10.26 | 97.75 | 219.83
CSP | 0 | 0 | 0 | 0 | 0 | 0
CT | 0 | 0 | 0 | 0 | 0 | 0.49
Coal | 6.07 | 11.39 | 0 | 0 | 0 | 0
Geo | 0 | 0 | 0 | 0 | 0 | 0
H | 0 | 0 | 0.01 | 0.03 | 0.03 | 0.03
LFG | 1.56 | 1.56 | 1.56 | 1.56 | 1.61 | 1.61
Nuc | 1064.72 | 1064.72 | 1064.72 | 1064.72 | 980.48 | 854.53
PS | 0 | 0 | 0 | 0 | 0 | 0
PV | 0 | 0 | 0 | 0 | 0 | 0
PeakG | 0 | 0 | 0 | 0 | 0 | 0
PeakO | 0 | 0 | 0 | 0 | 0 | 0
ST | 0 | 0 | 0 | 0 | 0 | 0
STOG | 0 | 0 | 0 | 0 | 0 | 0
STWD | 0 | 0 | 0 | 0 | 0 | 0
WT | 0.01 | 0.01 | 0.01 | 0.01 | 0 | 0
IGCC | 0 | 0 | 0 | 0 | 0 | 0
DemandResponse | 0 | 0 | 0 | 0 | 0 | 0
IGCC-CCS | 0 | 0 | 0 | 0 | 0 | 0
WT_off | 0 | 0 | 0 | 0 | 0 | 0
PseudoUnit | 0 | 0 | 0 | 0 | 0 | 0
FixedInterchange | 0 | 0 | 0 | 0 | 0 | 0
Total Fuel Consumption by Reporting Type: EI
ReportingType | 2015 | 2020 | 2025 | 2030 | 2035 | 2040
BM | 64.09 | 1285.11 | 1740.41 | 2504.02 | 2689.75 | 2786.31
CC | 4783.84 | 4904.97 | 4308.27 | 3656.78 | 5334.34 | 6433.66
CSP | 0 | 0 | 0 | 0 | 0 | 0
CT | 14.94 | 18.89 | 19.46 | 12.68 | 50.97 | 79.01
Coal | 14326.97 | 12377.71 | 12346.76 | 12051.69 | 12956.7 | 14005.83
Geo | 0 | 0 | 0 | 0 | 0 | 0
H | 0 | 0.01 | 0.02 | 0.04 | 0.04 | 0.04
LFG | 16.8 | 170.84 | 277.22 | 347.95 | 348.01 | 348.01
Nuc | 8421.82 | 8739.25 | 8739.25 | 8618.15 | 6437.71 | 4816.51
PS | 0 | 0 | 0 | 0 | 0 | 0
PV | 0 | 0 | 0.01 | 0.01 | 0.01 | 0.01
PeakG | 36.02 | 47.92 | 54.05 | 33.55 | 59.41 | 35.58
PeakO | 0 | 0 | 0 | 0 | 0 | 0
ST | 0 | 0 | 0 | 0 | 0 | 0
STOG | 127.04 | 136.94 | 133.19 | 105.25 | 147.83 | 148.11
STWD | 202.52 | 207.37 | 171.1 | 173.23 | 175.47 | 188.1
WT | 0.12 | 0.23 | 0.34 | 0.47 | 0.48 | 0.5
IGCC | 40.45 | 40.45 | 40.45 | 40.45 | 40.45 | 40.45
DemandResponse | 0 | 0 | 0 | 0 | 0 | 0
IGCC-CCS | 0 | 0 | 0 | 0 | 0 | 0
WT_off | 0 | 0 | 0.07 | 0.14 | 0.15 | 0.18
PseudoUnit | 0 | 0 | 0 | 0 | 0 | 0
FixedInterchange | 0.04 | 0.04 | 0.04 | 0.04 | 0.04 | 0.04
Total Fuel Consumption by Reporting Type: Outside_EI
ReportingType | 2015 | 2020 | 2025 | 2030 | 2035 | 2040
BM | 0.58 | 3 | 2.56 | 184.91 | 193.48 | 207.09
CC | 2844.63 | 3025.59 | 2823.39 | 3079.94 | 3523.31 | 3545.5
CSP | 0 | 0 | 0 | 0 | 0 | 0
CT | 0 | 0 | 1.56 | 1.56 | 0 | 0
Coal | 4057.19 | 4063.15 | 4158.97 | 4226.61 | 4336.84 | 5137.49
Geo | 0.02 | 0.04 | 0.07 | 0.07 | 0.07 | 0.07
H | 0 | 0 | 0 | 0 | 0 | 0
LFG | 3.89 | 60 | 191.41 | 198.53 | 198.53 | 198.53
Nuc | 1190.09 | 1190.09 | 1190.09 | 1190.09 | 1190.09 | 1190.09
PS | 0 | 0 | 0 | 0 | 0 | 0
PV | 0 | 0 | 0 | 0 | 0 | 0
PeakG | 0.04 | 0.31 | 2.64 | 0.48 | 0.37 | 0.21
PeakO | 0 | 0 | 0 | 0 | 0 | 0
ST | 0 | 0.01 | 0.01 | 0.01 | 0.01 | 0.01
STOG | 66.59 | 70.47 | 68.82 | 57.48 | 58.41 | 43.05
STWD | 48.8 | 50.37 | 75.8 | 94.98 | 94.98 | 94.98
WT | 0.06 | 0.09 | 0.14 | 0.17 | 0.17 | 0.18
IGCC | 0 | 0 | 0 | 0 | 0 | 0
DemandResponse | 0 | 0 | 0 | 0 | 0 | 0
IGCC-CCS | 0 | 0 | 0 | 0 | 0 | 0
WT_off | 0 | 0 | 0 | 0 | 0 | 0
PseudoUnit | 0 | 0 | 0 | 0 | 0 | 0
FixedInterchange | 0 | 0 | 0 | 0 | 0 | 0
#5 | Annual Emmission Levels
SO2 Emissions (MMshortTons): Entergy
ReportingType | 2015 | 2020 | 2025 | 2030 | 2035 | 2040
BM | 0 | 0 | 0 | 0 | 0 | 0
CC | 0 | 0 | 0 | 0 | 0 | 0
CSP | 0 | 0 | 0 | 0 | 0 | 0
CT | 0 | 0 | 0 | 0 | 0 | 0
Coal | 0.38 | 0.1 | 0.14 | 0.15 | 0.25 | 0.25
Geo | 0 | 0 | 0 | 0 | 0 | 0
H | 0 | 0 | 0 | 0 | 0 | 0
LFG | 0 | 0 | 0 | 0 | 0 | 0
Nuc | 0 | 0 | 0 | 0 | 0 | 0
PS | 0 | 0 | 0 | 0 | 0 | 0
PV | 0 | 0 | 0 | 0 | 0 | 0
PeakG | 0 | 0 | 0 | 0 | 0 | 0
PeakO | 0 | 0 | 0 | 0 | 0 | 0
ST | 0 | 0 | 0 | 0 | 0 | 0
STOG | 0 | 0 | 0 | 0 | 0 | 0
STWD | 0 | 0 | 0 | 0 | 0 | 0
WT | 0 | 0 | 0 | 0 | 0 | 0
IGCC | 0 | 0 | 0 | 0 | 0 | 0
DemandResponse | 0 | 0 | 0 | 0 | 0 | 0
IGCC-CCS | 0 | 0 | 0 | 0 | 0 | 0
WT_off | 0 | 0 | 0 | 0 | 0 | 0
PseudoUnit | 0 | 0 | 0 | 0 | 0 | 0
FixedInterchange | 0 | 0 | 0 | 0 | 0 | 0
SO2 Emissions (MMshortTons): FRCC
ReportingType | 2015 | 2020 | 2025 | 2030 | 2035 | 2040
BM | 0 | 0 | 0 | 0 | 0 | 0
CC | 0 | 0 | 0 | 0 | 0 | 0
CSP | 0 | 0 | 0 | 0 | 0 | 0
CT | 0 | 0 | 0 | 0 | 0 | 0
Coal | 0.07 | 0.03 | 0.03 | 0.03 | 0.04 | 0.04
Geo | 0 | 0 | 0 | 0 | 0 | 0
H | 0 | 0 | 0 | 0 | 0 | 0
LFG | 0 | 0 | 0 | 0 | 0 | 0
Nuc | 0 | 0 | 0 | 0 | 0 | 0
PS | 0 | 0 | 0 | 0 | 0 | 0
PV | 0 | 0 | 0 | 0 | 0 | 0
PeakG | 0 | 0 | 0 | 0 | 0 | 0
PeakO | 0 | 0 | 0 | 0 | 0 | 0
ST | 0 | 0 | 0 | 0 | 0 | 0
STOG | 0 | 0 | 0 | 0 | 0 | 0
STWD | 0 | 0 | 0 | 0 | 0 | 0
WT | 0 | 0 | 0 | 0 | 0 | 0
IGCC | 0 | 0 | 0 | 0 | 0 | 0
DemandResponse | 0 | 0 | 0 | 0 | 0 | 0
IGCC-CCS | 0 | 0 | 0 | 0 | 0 | 0
WT_off | 0 | 0 | 0 | 0 | 0 | 0
PseudoUnit | 0 | 0 | 0 | 0 | 0 | 0
FixedInterchange | 0 | 0 | 0 | 0 | 0 | 0
SO2 Emissions (MMshortTons): MAPP_US
ReportingType | 2015 | 2020 | 2025 | 2030 | 2035 | 2040
BM | 0 | 0 | 0 | 0 | 0 | 0
CC | 0 | 0 | 0 | 0 | 0 | 0
CSP | 0 | 0 | 0 | 0 | 0 | 0
CT | 0 | 0 | 0 | 0 | 0 | 0
Coal | 0.04 | 0.01 | 0.01 | 0.01 | 0.01 | 0.01
Geo | 0 | 0 | 0 | 0 | 0 | 0
H | 0 | 0 | 0 | 0 | 0 | 0
LFG | 0 | 0 | 0 | 0 | 0 | 0
Nuc | 0 | 0 | 0 | 0 | 0 | 0
PS | 0 | 0 | 0 | 0 | 0 | 0
PV | 0 | 0 | 0 | 0 | 0 | 0
PeakG | 0 | 0 | 0 | 0 | 0 | 0
PeakO | 0 | 0 | 0 | 0 | 0 | 0
ST | 0 | 0 | 0 | 0 | 0 | 0
STOG | 0 | 0 | 0 | 0 | 0 | 0
STWD | 0 | 0 | 0 | 0 | 0 | 0
WT | 0 | 0 | 0 | 0 | 0 | 0
IGCC | 0 | 0 | 0 | 0 | 0 | 0
DemandResponse | 0 | 0 | 0 | 0 | 0 | 0
IGCC-CCS | 0 | 0 | 0 | 0 | 0 | 0
WT_off | 0 | 0 | 0 | 0 | 0 | 0
PseudoUnit | 0 | 0 | 0 | 0 | 0 | 0
FixedInterchange | 0 | 0 | 0 | 0 | 0 | 0
SO2 Emissions (MMshortTons): MISO_IN
ReportingType | 2015 | 2020 | 2025 | 2030 | 2035 | 2040
BM | 0 | 0 | 0 | 0 | 0 | 0
CC | 0 | 0 | 0 | 0 | 0 | 0
CSP | 0 | 0 | 0 | 0 | 0 | 0
CT | 0 | 0 | 0 | 0 | 0 | 0
Coal | 0.26 | 0.14 | 0.15 | 0.15 | 0.16 | 0.17
Geo | 0 | 0 | 0 | 0 | 0 | 0
H | 0 | 0 | 0 | 0 | 0 | 0
LFG | 0 | 0 | 0 | 0 | 0 | 0
Nuc | 0 | 0 | 0 | 0 | 0 | 0
PS | 0 | 0 | 0 | 0 | 0 | 0
PV | 0 | 0 | 0 | 0 | 0 | 0
PeakG | 0 | 0 | 0 | 0 | 0 | 0
PeakO | 0 | 0 | 0 | 0 | 0 | 0
ST | 0 | 0 | 0 | 0 | 0 | 0
STOG | 0 | 0 | 0 | 0 | 0 | 0
STWD | 0 | 0 | 0 | 0 | 0 | 0
WT | 0 | 0 | 0 | 0 | 0 | 0
IGCC | 0 | 0 | 0 | 0 | 0 | 0
DemandResponse | 0 | 0 | 0 | 0 | 0 | 0
IGCC-CCS | 0 | 0 | 0 | 0 | 0 | 0
WT_off | 0 | 0 | 0 | 0 | 0 | 0
PseudoUnit | 0 | 0 | 0 | 0 | 0 | 0
FixedInterchange | 0 | 0 | 0 | 0 | 0 | 0
SO2 Emissions (MMshortTons): MISO_MI
ReportingType | 2015 | 2020 | 2025 | 2030 | 2035 | 2040
BM | 0 | 0 | 0 | 0 | 0 | 0
CC | 0 | 0 | 0 | 0 | 0 | 0
CSP | 0 | 0 | 0 | 0 | 0 | 0
CT | 0 | 0 | 0 | 0 | 0 | 0
Coal | 0.25 | 0.03 | 0.03 | 0.03 | 0.06 | 0.06
Geo | 0 | 0 | 0 | 0 | 0 | 0
H | 0 | 0 | 0 | 0 | 0 | 0
LFG | 0 | 0 | 0 | 0 | 0 | 0
Nuc | 0 | 0 | 0 | 0 | 0 | 0
PS | 0 | 0 | 0 | 0 | 0 | 0
PV | 0 | 0 | 0 | 0 | 0 | 0
PeakG | 0 | 0 | 0 | 0 | 0 | 0
PeakO | 0 | 0 | 0 | 0 | 0 | 0
ST | 0 | 0 | 0 | 0 | 0 | 0
STOG | 0 | 0 | 0 | 0 | 0 | 0
STWD | 0 | 0 | 0 | 0 | 0 | 0
WT | 0 | 0 | 0 | 0 | 0 | 0
IGCC | 0 | 0 | 0 | 0 | 0 | 0
DemandResponse | 0 | 0 | 0 | 0 | 0 | 0
IGCC-CCS | 0 | 0 | 0 | 0 | 0 | 0
WT_off | 0 | 0 | 0 | 0 | 0 | 0
PseudoUnit | 0 | 0 | 0 | 0 | 0 | 0
FixedInterchange | 0 | 0 | 0 | 0 | 0 | 0
SO2 Emissions (MMshortTons): MISO_MO-IL
ReportingType | 2015 | 2020 | 2025 | 2030 | 2035 | 2040
BM | 0 | 0 | 0 | 0 | 0 | 0
CC | 0 | 0 | 0 | 0 | 0 | 0
CSP | 0 | 0 | 0 | 0 | 0 | 0
CT | 0 | 0 | 0 | 0 | 0 | 0
Coal | 0.47 | 0.15 | 0.2 | 0.18 | 0.29 | 0.29
Geo | 0 | 0 | 0 | 0 | 0 | 0
H | 0 | 0 | 0 | 0 | 0 | 0
LFG | 0 | 0 | 0 | 0 | 0 | 0
Nuc | 0 | 0 | 0 | 0 | 0 | 0
PS | 0 | 0 | 0 | 0 | 0 | 0
PV | 0 | 0 | 0 | 0 | 0 | 0
PeakG | 0 | 0 | 0 | 0 | 0 | 0
PeakO | 0 | 0 | 0 | 0 | 0 | 0
ST | 0 | 0 | 0 | 0 | 0 | 0
STOG | 0 | 0 | 0 | 0 | 0 | 0
STWD | 0 | 0 | 0 | 0 | 0 | 0
WT | 0 | 0 | 0 | 0 | 0 | 0
IGCC | 0 | 0 | 0 | 0 | 0 | 0
DemandResponse | 0 | 0 | 0 | 0 | 0 | 0
IGCC-CCS | 0 | 0 | 0 | 0 | 0 | 0
WT_off | 0 | 0 | 0 | 0 | 0 | 0
PseudoUnit | 0 | 0 | 0 | 0 | 0 | 0
FixedInterchange | 0 | 0 | 0 | 0 | 0 | 0
SO2 Emissions (MMshortTons): MISO_W
ReportingType | 2015 | 2020 | 2025 | 2030 | 2035 | 2040
BM | 0 | 0 | 0 | 0 | 0 | 0
CC | 0 | 0 | 0 | 0 | 0 | 0
CSP | 0 | 0 | 0 | 0 | 0 | 0
CT | 0 | 0 | 0 | 0 | 0 | 0
Coal | 0.23 | 0.06 | 0.06 | 0.05 | 0.06 | 0.06
Geo | 0 | 0 | 0 | 0 | 0 | 0
H | 0 | 0 | 0 | 0 | 0 | 0
LFG | 0 | 0 | 0 | 0 | 0 | 0
Nuc | 0 | 0 | 0 | 0 | 0 | 0
PS | 0 | 0 | 0 | 0 | 0 | 0
PV | 0 | 0 | 0 | 0 | 0 | 0
PeakG | 0 | 0 | 0 | 0 | 0 | 0
PeakO | 0 | 0 | 0 | 0 | 0 | 0
ST | 0 | 0 | 0 | 0 | 0 | 0
STOG | 0 | 0 | 0 | 0 | 0 | 0
STWD | 0 | 0 | 0 | 0 | 0 | 0
WT | 0 | 0 | 0 | 0 | 0 | 0
IGCC | 0 | 0 | 0 | 0 | 0 | 0
DemandResponse | 0 | 0 | 0 | 0 | 0 | 0
IGCC-CCS | 0 | 0 | 0 | 0 | 0 | 0
WT_off | 0 | 0 | 0 | 0 | 0 | 0
PseudoUnit | 0 | 0 | 0 | 0 | 0 | 0
FixedInterchange | 0 | 0 | 0 | 0 | 0 | 0
SO2 Emissions (MMshortTons): MISO_WUMS
ReportingType | 2015 | 2020 | 2025 | 2030 | 2035 | 2040
BM | 0 | 0 | 0 | 0 | 0 | 0
CC | 0 | 0 | 0 | 0 | 0 | 0
CSP | 0 | 0 | 0 | 0 | 0 | 0
CT | 0 | 0 | 0 | 0 | 0 | 0
Coal | 0.04 | 0.01 | 0.01 | 0.01 | 0.01 | 0.02
Geo | 0 | 0 | 0 | 0 | 0 | 0
H | 0 | 0 | 0 | 0 | 0 | 0
LFG | 0 | 0 | 0 | 0 | 0 | 0
Nuc | 0 | 0 | 0 | 0 | 0 | 0
PS | 0 | 0 | 0 | 0 | 0 | 0
PV | 0 | 0 | 0 | 0 | 0 | 0
PeakG | 0 | 0 | 0 | 0 | 0 | 0
PeakO | 0 | 0 | 0 | 0 | 0 | 0
ST | 0 | 0 | 0 | 0 | 0 | 0
STOG | 0 | 0 | 0 | 0 | 0 | 0
STWD | 0 | 0 | 0 | 0 | 0 | 0
WT | 0 | 0 | 0 | 0 | 0 | 0
IGCC | 0 | 0 | 0 | 0 | 0 | 0
DemandResponse | 0 | 0 | 0 | 0 | 0 | 0
IGCC-CCS | 0 | 0 | 0 | 0 | 0 | 0
WT_off | 0 | 0 | 0 | 0 | 0 | 0
PseudoUnit | 0 | 0 | 0 | 0 | 0 | 0
FixedInterchange | 0 | 0 | 0 | 0 | 0 | 0
SO2 Emissions (MMshortTons): Nebraska
ReportingType | 2015 | 2020 | 2025 | 2030 | 2035 | 2040
BM | 0 | 0 | 0 | 0 | 0 | 0
CC | 0 | 0 | 0 | 0 | 0 | 0
CSP | 0 | 0 | 0 | 0 | 0 | 0
CT | 0 | 0 | 0 | 0 | 0 | 0
Coal | 0.1 | 0.02 | 0.02 | 0.02 | 0.02 | 0.02
Geo | 0 | 0 | 0 | 0 | 0 | 0
H | 0 | 0 | 0 | 0 | 0 | 0
LFG | 0 | 0 | 0 | 0 | 0 | 0
Nuc | 0 | 0 | 0 | 0 | 0 | 0
PS | 0 | 0 | 0 | 0 | 0 | 0
PV | 0 | 0 | 0 | 0 | 0 | 0
PeakG | 0 | 0 | 0 | 0 | 0 | 0
PeakO | 0 | 0 | 0 | 0 | 0 | 0
ST | 0 | 0 | 0 | 0 | 0 | 0
STOG | 0 | 0 | 0 | 0 | 0 | 0
STWD | 0 | 0 | 0 | 0 | 0 | 0
WT | 0 | 0 | 0 | 0 | 0 | 0
IGCC | 0 | 0 | 0 | 0 | 0 | 0
DemandResponse | 0 | 0 | 0 | 0 | 0 | 0
IGCC-CCS | 0 | 0 | 0 | 0 | 0 | 0
WT_off | 0 | 0 | 0 | 0 | 0 | 0
PseudoUnit | 0 | 0 | 0 | 0 | 0 | 0
FixedInterchange | 0 | 0 | 0 | 0 | 0 | 0
SO2 Emissions (MMshortTons): NEISO
ReportingType | 2015 | 2020 | 2025 | 2030 | 2035 | 2040
BM | 0 | 0 | 0 | 0 | 0 | 0
CC | 0 | 0 | 0 | 0 | 0 | 0
CSP | 0 | 0 | 0 | 0 | 0 | 0
CT | 0 | 0 | 0 | 0 | 0 | 0
Coal | 0 | 0 | 0 | 0 | 0 | 0
Geo | 0 | 0 | 0 | 0 | 0 | 0
H | 0 | 0 | 0 | 0 | 0 | 0
LFG | 0 | 0 | 0 | 0 | 0 | 0
Nuc | 0 | 0 | 0 | 0 | 0 | 0
PS | 0 | 0 | 0 | 0 | 0 | 0
PV | 0 | 0 | 0 | 0 | 0 | 0
PeakG | 0 | 0 | 0 | 0 | 0 | 0
PeakO | 0 | 0 | 0 | 0 | 0 | 0
ST | 0 | 0 | 0 | 0 | 0 | 0
STOG | 0 | 0 | 0 | 0 | 0 | 0
STWD | 0 | 0 | 0 | 0 | 0 | 0
WT | 0 | 0 | 0 | 0 | 0 | 0
IGCC | 0 | 0 | 0 | 0 | 0 | 0
DemandResponse | 0 | 0 | 0 | 0 | 0 | 0
IGCC-CCS | 0 | 0 | 0 | 0 | 0 | 0
WT_off | 0 | 0 | 0 | 0 | 0 | 0
PseudoUnit | 0 | 0 | 0 | 0 | 0 | 0
FixedInterchange | 0 | 0 | 0 | 0 | 0 | 0
SO2 Emissions (MMshortTons): NonRTO_Midwest
ReportingType | 2015 | 2020 | 2025 | 2030 | 2035 | 2040
BM | 0 | 0 | 0 | 0 | 0 | 0
CC | 0 | 0 | 0 | 0 | 0 | 0
CSP | 0 | 0 | 0 | 0 | 0 | 0
CT | 0 | 0 | 0 | 0 | 0 | 0
Coal | 0.13 | 0.08 | 0.09 | 0.09 | 0.1 | 0.12
Geo | 0 | 0 | 0 | 0 | 0 | 0
H | 0 | 0 | 0 | 0 | 0 | 0
LFG | 0 | 0 | 0 | 0 | 0 | 0
Nuc | 0 | 0 | 0 | 0 | 0 | 0
PS | 0 | 0 | 0 | 0 | 0 | 0
PV | 0 | 0 | 0 | 0 | 0 | 0
PeakG | 0 | 0 | 0 | 0 | 0 | 0
PeakO | 0 | 0 | 0 | 0 | 0 | 0
ST | 0 | 0 | 0 | 0 | 0 | 0
STOG | 0 | 0 | 0 | 0 | 0 | 0
STWD | 0 | 0 | 0 | 0 | 0 | 0
WT | 0 | 0 | 0 | 0 | 0 | 0
IGCC | 0 | 0 | 0 | 0 | 0 | 0
DemandResponse | 0 | 0 | 0 | 0 | 0 | 0
IGCC-CCS | 0 | 0 | 0 | 0 | 0 | 0
WT_off | 0 | 0 | 0 | 0 | 0 | 0
PseudoUnit | 0 | 0 | 0 | 0 | 0 | 0
FixedInterchange | 0 | 0 | 0 | 0 | 0 | 0
SO2 Emissions (MMshortTons): NYISO_A-F
ReportingType | 2015 | 2020 | 2025 | 2030 | 2035 | 2040
BM | 0 | 0 | 0 | 0 | 0 | 0
CC | 0 | 0 | 0 | 0 | 0 | 0
CSP | 0 | 0 | 0 | 0 | 0 | 0
CT | 0 | 0 | 0 | 0 | 0 | 0
Coal | 0 | 0 | 0 | 0 | 0 | 0
Geo | 0 | 0 | 0 | 0 | 0 | 0
H | 0 | 0 | 0 | 0 | 0 | 0
LFG | 0 | 0 | 0 | 0 | 0 | 0
Nuc | 0 | 0 | 0 | 0 | 0 | 0
PS | 0 | 0 | 0 | 0 | 0 | 0
PV | 0 | 0 | 0 | 0 | 0 | 0
PeakG | 0 | 0 | 0 | 0 | 0 | 0
PeakO | 0 | 0 | 0 | 0 | 0 | 0
ST | 0 | 0 | 0 | 0 | 0 | 0
STOG | 0 | 0 | 0 | 0 | 0 | 0
STWD | 0 | 0 | 0 | 0 | 0 | 0
WT | 0 | 0 | 0 | 0 | 0 | 0
IGCC | 0 | 0 | 0 | 0 | 0 | 0
DemandResponse | 0 | 0 | 0 | 0 | 0 | 0
IGCC-CCS | 0 | 0 | 0 | 0 | 0 | 0
WT_off | 0 | 0 | 0 | 0 | 0 | 0
PseudoUnit | 0 | 0 | 0 | 0 | 0 | 0
FixedInterchange | 0 | 0 | 0 | 0 | 0 | 0
SO2 Emissions (MMshortTons): NYISO_G-I
ReportingType | 2015 | 2020 | 2025 | 2030 | 2035 | 2040
BM | 0 | 0 | 0 | 0 | 0 | 0
CC | 0 | 0 | 0 | 0 | 0 | 0
CSP | 0 | 0 | 0 | 0 | 0 | 0
CT | 0 | 0 | 0 | 0 | 0 | 0
Coal | 0 | 0 | 0 | 0 | 0 | 0
Geo | 0 | 0 | 0 | 0 | 0 | 0
H | 0 | 0 | 0 | 0 | 0 | 0
LFG | 0 | 0 | 0 | 0 | 0 | 0
Nuc | 0 | 0 | 0 | 0 | 0 | 0
PS | 0 | 0 | 0 | 0 | 0 | 0
PV | 0 | 0 | 0 | 0 | 0 | 0
PeakG | 0 | 0 | 0 | 0 | 0 | 0
PeakO | 0 | 0 | 0 | 0 | 0 | 0
ST | 0 | 0 | 0 | 0 | 0 | 0
STOG | 0 | 0 | 0 | 0 | 0 | 0
STWD | 0 | 0 | 0 | 0 | 0 | 0
WT | 0 | 0 | 0 | 0 | 0 | 0
IGCC | 0 | 0 | 0 | 0 | 0 | 0
DemandResponse | 0 | 0 | 0 | 0 | 0 | 0
IGCC-CCS | 0 | 0 | 0 | 0 | 0 | 0
WT_off | 0 | 0 | 0 | 0 | 0 | 0
PseudoUnit | 0 | 0 | 0 | 0 | 0 | 0
FixedInterchange | 0 | 0 | 0 | 0 | 0 | 0
SO2 Emissions (MMshortTons): NYISO_J-K
ReportingType | 2015 | 2020 | 2025 | 2030 | 2035 | 2040
BM | 0 | 0 | 0 | 0 | 0 | 0
CC | 0 | 0 | 0 | 0 | 0 | 0
CSP | 0 | 0 | 0 | 0 | 0 | 0
CT | 0 | 0 | 0 | 0 | 0 | 0
Coal | 0 | 0 | 0 | 0 | 0 | 0
Geo | 0 | 0 | 0 | 0 | 0 | 0
H | 0 | 0 | 0 | 0 | 0 | 0
LFG | 0 | 0 | 0 | 0 | 0 | 0
Nuc | 0 | 0 | 0 | 0 | 0 | 0
PS | 0 | 0 | 0 | 0 | 0 | 0
PV | 0 | 0 | 0 | 0 | 0 | 0
PeakG | 0 | 0 | 0 | 0 | 0 | 0
PeakO | 0 | 0 | 0 | 0 | 0 | 0
ST | 0 | 0 | 0 | 0 | 0 | 0
STOG | 0 | 0 | 0 | 0 | 0 | 0
STWD | 0 | 0 | 0 | 0 | 0 | 0
WT | 0 | 0 | 0 | 0 | 0 | 0
IGCC | 0 | 0 | 0 | 0 | 0 | 0
DemandResponse | 0 | 0 | 0 | 0 | 0 | 0
IGCC-CCS | 0 | 0 | 0 | 0 | 0 | 0
WT_off | 0 | 0 | 0 | 0 | 0 | 0
PseudoUnit | 0 | 0 | 0 | 0 | 0 | 0
FixedInterchange | 0 | 0 | 0 | 0 | 0 | 0
SO2 Emissions (MMshortTons): PJM_E
ReportingType | 2015 | 2020 | 2025 | 2030 | 2035 | 2040
BM | 0 | 0 | 0 | 0 | 0 | 0
CC | 0 | 0 | 0 | 0 | 0 | 0
CSP | 0 | 0 | 0 | 0 | 0 | 0
CT | 0 | 0 | 0 | 0 | 0 | 0
Coal | 0 | 0 | 0 | 0 | 0 | 0
Geo | 0 | 0 | 0 | 0 | 0 | 0
H | 0 | 0 | 0 | 0 | 0 | 0
LFG | 0 | 0 | 0 | 0 | 0 | 0
Nuc | 0 | 0 | 0 | 0 | 0 | 0
PS | 0 | 0 | 0 | 0 | 0 | 0
PV | 0 | 0 | 0 | 0 | 0 | 0
PeakG | 0 | 0 | 0 | 0 | 0 | 0
PeakO | 0 | 0 | 0 | 0 | 0 | 0
ST | 0 | 0 | 0 | 0 | 0 | 0
STOG | 0 | 0 | 0 | 0 | 0 | 0
STWD | 0 | 0 | 0 | 0 | 0 | 0
WT | 0 | 0 | 0 | 0 | 0 | 0
IGCC | 0 | 0 | 0 | 0 | 0 | 0
DemandResponse | 0 | 0 | 0 | 0 | 0 | 0
IGCC-CCS | 0 | 0 | 0 | 0 | 0 | 0
WT_off | 0 | 0 | 0 | 0 | 0 | 0
PseudoUnit | 0 | 0 | 0 | 0 | 0 | 0
FixedInterchange | 0 | 0 | 0 | 0 | 0 | 0
SO2 Emissions (MMshortTons): PJM_ROM
ReportingType | 2015 | 2020 | 2025 | 2030 | 2035 | 2040
BM | 0 | 0 | 0 | 0 | 0 | 0
CC | 0 | 0 | 0 | 0 | 0 | 0
CSP | 0 | 0 | 0 | 0 | 0 | 0
CT | 0 | 0 | 0 | 0 | 0 | 0
Coal | 0.14 | 0.04 | 0.04 | 0.04 | 0.05 | 0.05
Geo | 0 | 0 | 0 | 0 | 0 | 0
H | 0 | 0 | 0 | 0 | 0 | 0
LFG | 0 | 0 | 0 | 0 | 0 | 0
Nuc | 0 | 0 | 0 | 0 | 0 | 0
PS | 0 | 0 | 0 | 0 | 0 | 0
PV | 0 | 0 | 0 | 0 | 0 | 0
PeakG | 0 | 0 | 0 | 0 | 0 | 0
PeakO | 0 | 0 | 0 | 0 | 0 | 0
ST | 0 | 0 | 0 | 0 | 0 | 0
STOG | 0 | 0 | 0 | 0 | 0 | 0
STWD | 0 | 0 | 0 | 0 | 0 | 0
WT | 0 | 0 | 0 | 0 | 0 | 0
IGCC | 0 | 0 | 0 | 0 | 0 | 0
DemandResponse | 0 | 0 | 0 | 0 | 0 | 0
IGCC-CCS | 0 | 0 | 0 | 0 | 0 | 0
WT_off | 0 | 0 | 0 | 0 | 0 | 0
PseudoUnit | 0 | 0 | 0 | 0 | 0 | 0
FixedInterchange | 0 | 0 | 0 | 0 | 0 | 0
SO2 Emissions (MMshortTons): PJM_ROR
ReportingType | 2015 | 2020 | 2025 | 2030 | 2035 | 2040
BM | 0 | 0 | 0 | 0 | 0 | 0
CC | 0 | 0 | 0 | 0 | 0 | 0
CSP | 0 | 0 | 0 | 0 | 0 | 0
CT | 0 | 0 | 0 | 0 | 0 | 0
Coal | 1.35 | 0.23 | 0.24 | 0.25 | 0.25 | 0.24
Geo | 0 | 0 | 0 | 0 | 0 | 0
H | 0 | 0 | 0 | 0 | 0 | 0
LFG | 0 | 0 | 0 | 0 | 0 | 0
Nuc | 0 | 0 | 0 | 0 | 0 | 0
PS | 0 | 0 | 0 | 0 | 0 | 0
PV | 0 | 0 | 0 | 0 | 0 | 0
PeakG | 0 | 0 | 0 | 0 | 0 | 0
PeakO | 0 | 0 | 0 | 0 | 0 | 0
ST | 0 | 0 | 0 | 0 | 0 | 0
STOG | 0 | 0 | 0 | 0 | 0 | 0
STWD | 0 | 0 | 0 | 0 | 0 | 0
WT | 0 | 0 | 0 | 0 | 0 | 0
IGCC | 0 | 0 | 0 | 0 | 0 | 0
DemandResponse | 0 | 0 | 0 | 0 | 0 | 0
IGCC-CCS | 0 | 0 | 0 | 0 | 0 | 0
WT_off | 0 | 0 | 0 | 0 | 0 | 0
PseudoUnit | 0 | 0 | 0 | 0 | 0 | 0
FixedInterchange | 0 | 0 | 0 | 0 | 0 | 0
SO2 Emissions (MMshortTons): SOCO
ReportingType | 2015 | 2020 | 2025 | 2030 | 2035 | 2040
BM | 0 | 0 | 0 | 0 | 0 | 0
CC | 0 | 0 | 0 | 0 | 0 | 0
CSP | 0 | 0 | 0 | 0 | 0 | 0
CT | 0 | 0 | 0 | 0 | 0 | 0
Coal | 0.29 | 0.13 | 0.14 | 0.14 | 0.15 | 0.12
Geo | 0 | 0 | 0 | 0 | 0 | 0
H | 0 | 0 | 0 | 0 | 0 | 0
LFG | 0 | 0 | 0 | 0 | 0 | 0
Nuc | 0 | 0 | 0 | 0 | 0 | 0
PS | 0 | 0 | 0 | 0 | 0 | 0
PV | 0 | 0 | 0 | 0 | 0 | 0
PeakG | 0 | 0 | 0 | 0 | 0 | 0
PeakO | 0 | 0 | 0 | 0 | 0 | 0
ST | 0 | 0 | 0 | 0 | 0 | 0
STOG | 0 | 0 | 0 | 0 | 0 | 0
STWD | 0 | 0 | 0 | 0 | 0 | 0
WT | 0 | 0 | 0 | 0 | 0 | 0
IGCC | 0 | 0 | 0 | 0 | 0 | 0
DemandResponse | 0 | 0 | 0 | 0 | 0 | 0
IGCC-CCS | 0 | 0 | 0 | 0 | 0 | 0
WT_off | 0 | 0 | 0 | 0 | 0 | 0
PseudoUnit | 0 | 0 | 0 | 0 | 0 | 0
FixedInterchange | 0 | 0 | 0 | 0 | 0 | 0
SO2 Emissions (MMshortTons): SPP_N
ReportingType | 2015 | 2020 | 2025 | 2030 | 2035 | 2040
BM | 0 | 0 | 0 | 0 | 0 | 0
CC | 0 | 0 | 0 | 0 | 0 | 0
CSP | 0 | 0 | 0 | 0 | 0 | 0
CT | 0 | 0 | 0 | 0 | 0 | 0
Coal | 0.08 | 0.04 | 0.03 | 0.03 | 0.03 | 0.03
Geo | 0 | 0 | 0 | 0 | 0 | 0
H | 0 | 0 | 0 | 0 | 0 | 0
LFG | 0 | 0 | 0 | 0 | 0 | 0
Nuc | 0 | 0 | 0 | 0 | 0 | 0
PS | 0 | 0 | 0 | 0 | 0 | 0
PV | 0 | 0 | 0 | 0 | 0 | 0
PeakG | 0 | 0 | 0 | 0 | 0 | 0
PeakO | 0 | 0 | 0 | 0 | 0 | 0
ST | 0 | 0 | 0 | 0 | 0 | 0
STOG | 0 | 0 | 0 | 0 | 0 | 0
STWD | 0 | 0 | 0 | 0 | 0 | 0
WT | 0 | 0 | 0 | 0 | 0 | 0
IGCC | 0 | 0 | 0 | 0 | 0 | 0
DemandResponse | 0 | 0 | 0 | 0 | 0 | 0
IGCC-CCS | 0 | 0 | 0 | 0 | 0 | 0
WT_off | 0 | 0 | 0 | 0 | 0 | 0
PseudoUnit | 0 | 0 | 0 | 0 | 0 | 0
FixedInterchange | 0 | 0 | 0 | 0 | 0 | 0
SO2 Emissions (MMshortTons): SPP_S
ReportingType | 2015 | 2020 | 2025 | 2030 | 2035 | 2040
BM | 0 | 0 | 0 | 0 | 0 | 0
CC | 0 | 0 | 0 | 0 | 0 | 0
CSP | 0 | 0 | 0 | 0 | 0 | 0
CT | 0 | 0 | 0 | 0 | 0 | 0
Coal | 0.3 | 0.1 | 0.1 | 0.09 | 0.12 | 0.13
Geo | 0 | 0 | 0 | 0 | 0 | 0
H | 0 | 0 | 0 | 0 | 0 | 0
LFG | 0 | 0 | 0 | 0 | 0 | 0
Nuc | 0 | 0 | 0 | 0 | 0 | 0
PS | 0 | 0 | 0 | 0 | 0 | 0
PV | 0 | 0 | 0 | 0 | 0 | 0
PeakG | 0 | 0 | 0 | 0 | 0 | 0
PeakO | 0 | 0 | 0 | 0 | 0 | 0
ST | 0 | 0 | 0 | 0 | 0 | 0
STOG | 0 | 0 | 0 | 0 | 0 | 0
STWD | 0 | 0 | 0 | 0 | 0 | 0
WT | 0 | 0 | 0 | 0 | 0 | 0
IGCC | 0 | 0 | 0 | 0 | 0 | 0
DemandResponse | 0 | 0 | 0 | 0 | 0 | 0
IGCC-CCS | 0 | 0 | 0 | 0 | 0 | 0
WT_off | 0 | 0 | 0 | 0 | 0 | 0
PseudoUnit | 0 | 0 | 0 | 0 | 0 | 0
FixedInterchange | 0 | 0 | 0 | 0 | 0 | 0
SO2 Emissions (MMshortTons): TVA
ReportingType | 2015 | 2020 | 2025 | 2030 | 2035 | 2040
BM | 0 | 0 | 0 | 0 | 0 | 0
CC | 0 | 0 | 0 | 0 | 0 | 0
CSP | 0 | 0 | 0 | 0 | 0 | 0
CT | 0 | 0 | 0 | 0 | 0 | 0
Coal | 0.35 | 0.2 | 0.21 | 0.18 | 0.23 | 0.23
Geo | 0 | 0 | 0 | 0 | 0 | 0
H | 0 | 0 | 0 | 0 | 0 | 0
LFG | 0 | 0 | 0 | 0 | 0 | 0
Nuc | 0 | 0 | 0 | 0 | 0 | 0
PS | 0 | 0 | 0 | 0 | 0 | 0
PV | 0 | 0 | 0 | 0 | 0 | 0
PeakG | 0 | 0 | 0 | 0 | 0 | 0
PeakO | 0 | 0 | 0 | 0 | 0 | 0
ST | 0 | 0 | 0 | 0 | 0 | 0
STOG | 0 | 0 | 0 | 0 | 0 | 0
STWD | 0 | 0 | 0 | 0 | 0 | 0
WT | 0 | 0 | 0 | 0 | 0 | 0
IGCC | 0 | 0 | 0 | 0 | 0 | 0
DemandResponse | 0 | 0 | 0 | 0 | 0 | 0
IGCC-CCS | 0 | 0 | 0 | 0 | 0 | 0
WT_off | 0 | 0 | 0 | 0 | 0 | 0
PseudoUnit | 0 | 0 | 0 | 0 | 0 | 0
FixedInterchange | 0 | 0 | 0 | 0 | 0 | 0
SO2 Emissions (MMshortTons): TVA_Transmission
ReportingType | 2015 | 2020 | 2025 | 2030 | 2035 | 2040
BM | 0 | 0 | 0 | 0 | 0 | 0
CC | 0 | 0 | 0 | 0 | 0 | 0
CSP | 0 | 0 | 0 | 0 | 0 | 0
CT | 0 | 0 | 0 | 0 | 0 | 0
Coal | 0 | 0 | 0 | 0 | 0 | 0
Geo | 0 | 0 | 0 | 0 | 0 | 0
H | 0 | 0 | 0 | 0 | 0 | 0
LFG | 0 | 0 | 0 | 0 | 0 | 0
Nuc | 0 | 0 | 0 | 0 | 0 | 0
PS | 0 | 0 | 0 | 0 | 0 | 0
PV | 0 | 0 | 0 | 0 | 0 | 0
PeakG | 0 | 0 | 0 | 0 | 0 | 0
PeakO | 0 | 0 | 0 | 0 | 0 | 0
ST | 0 | 0 | 0 | 0 | 0 | 0
STOG | 0 | 0 | 0 | 0 | 0 | 0
STWD | 0 | 0 | 0 | 0 | 0 | 0
WT | 0 | 0 | 0 | 0 | 0 | 0
IGCC | 0 | 0 | 0 | 0 | 0 | 0
DemandResponse | 0 | 0 | 0 | 0 | 0 | 0
IGCC-CCS | 0 | 0 | 0 | 0 | 0 | 0
WT_off | 0 | 0 | 0 | 0 | 0 | 0
PseudoUnit | 0 | 0 | 0 | 0 | 0 | 0
FixedInterchange | 0 | 0 | 0 | 0 | 0 | 0
SO2 Emissions (MMshortTons): VACAR
ReportingType | 2015 | 2020 | 2025 | 2030 | 2035 | 2040
BM | 0 | 0 | 0 | 0 | 0 | 0
CC | 0 | 0 | 0 | 0 | 0 | 0
CSP | 0 | 0 | 0 | 0 | 0 | 0
CT | 0 | 0 | 0 | 0 | 0 | 0
Coal | 0.17 | 0.04 | 0.03 | 0.02 | 0.03 | 0.04
Geo | 0 | 0 | 0 | 0 | 0 | 0
H | 0 | 0 | 0 | 0 | 0 | 0
LFG | 0 | 0 | 0 | 0 | 0 | 0
Nuc | 0 | 0 | 0 | 0 | 0 | 0
PS | 0 | 0 | 0 | 0 | 0 | 0
PV | 0 | 0 | 0 | 0 | 0 | 0
PeakG | 0 | 0 | 0 | 0 | 0 | 0
PeakO | 0 | 0 | 0 | 0 | 0 | 0
ST | 0 | 0 | 0 | 0 | 0 | 0
STOG | 0 | 0 | 0 | 0 | 0 | 0
STWD | 0 | 0 | 0 | 0 | 0 | 0
WT | 0 | 0 | 0 | 0 | 0 | 0
IGCC | 0 | 0 | 0 | 0 | 0 | 0
DemandResponse | 0 | 0 | 0 | 0 | 0 | 0
IGCC-CCS | 0 | 0 | 0 | 0 | 0 | 0
WT_off | 0 | 0 | 0 | 0 | 0 | 0
PseudoUnit | 0 | 0 | 0 | 0 | 0 | 0
FixedInterchange | 0 | 0 | 0 | 0 | 0 | 0
SO2 Emissions (MMshortTons): IESO
ReportingType | 2015 | 2020 | 2025 | 2030 | 2035 | 2040
BM | 0 | 0 | 0 | 0 | 0 | 0
CC | 0 | 0 | 0 | 0 | 0 | 0
CSP | 0 | 0 | 0 | 0 | 0 | 0
CT | 0 | 0 | 0 | 0 | 0 | 0
Coal | 0 | 0 | 0 | 0 | 0 | 0
Geo | 0 | 0 | 0 | 0 | 0 | 0
H | 0 | 0 | 0 | 0 | 0 | 0
LFG | 0 | 0 | 0 | 0 | 0 | 0
Nuc | 0 | 0 | 0 | 0 | 0 | 0
PS | 0 | 0 | 0 | 0 | 0 | 0
PV | 0 | 0 | 0 | 0 | 0 | 0
PeakG | 0 | 0 | 0 | 0 | 0 | 0
PeakO | 0 | 0 | 0 | 0 | 0 | 0
ST | 0 | 0 | 0 | 0 | 0 | 0
STOG | 0 | 0 | 0 | 0 | 0 | 0
STWD | 0 | 0 | 0 | 0 | 0 | 0
WT | 0 | 0 | 0 | 0 | 0 | 0
IGCC | 0 | 0 | 0 | 0 | 0 | 0
DemandResponse | 0 | 0 | 0 | 0 | 0 | 0
IGCC-CCS | 0 | 0 | 0 | 0 | 0 | 0
WT_off | 0 | 0 | 0 | 0 | 0 | 0
PseudoUnit | 0 | 0 | 0 | 0 | 0 | 0
FixedInterchange | 0 | 0 | 0 | 0 | 0 | 0
SO2 Emissions (MMshortTons): MAPP_CA
ReportingType | 2015 | 2020 | 2025 | 2030 | 2035 | 2040
BM | 0 | 0 | 0 | 0 | 0 | 0
CC | 0 | 0 | 0 | 0 | 0 | 0
CSP | 0 | 0 | 0 | 0 | 0 | 0
CT | 0 | 0 | 0 | 0 | 0 | 0
Coal | 0.01 | 0.02 | 0 | 0 | 0 | 0
Geo | 0 | 0 | 0 | 0 | 0 | 0
H | 0 | 0 | 0 | 0 | 0 | 0
LFG | 0 | 0 | 0 | 0 | 0 | 0
Nuc | 0 | 0 | 0 | 0 | 0 | 0
PS | 0 | 0 | 0 | 0 | 0 | 0
PV | 0 | 0 | 0 | 0 | 0 | 0
PeakG | 0 | 0 | 0 | 0 | 0 | 0
PeakO | 0 | 0 | 0 | 0 | 0 | 0
ST | 0 | 0 | 0 | 0 | 0 | 0
STOG | 0 | 0 | 0 | 0 | 0 | 0
STWD | 0 | 0 | 0 | 0 | 0 | 0
WT | 0 | 0 | 0 | 0 | 0 | 0
IGCC | 0 | 0 | 0 | 0 | 0 | 0
DemandResponse | 0 | 0 | 0 | 0 | 0 | 0
IGCC-CCS | 0 | 0 | 0 | 0 | 0 | 0
WT_off | 0 | 0 | 0 | 0 | 0 | 0
PseudoUnit | 0 | 0 | 0 | 0 | 0 | 0
FixedInterchange | 0 | 0 | 0 | 0 | 0 | 0
SO2 Emissions (MMshortTons): AZ_NM_SNV_Coal
ReportingType | 2015 | 2020 | 2025 | 2030 | 2035 | 2040
BM | 0 | 0 | 0 | 0 | 0 | 0
CC | 0 | 0 | 0 | 0 | 0 | 0
CSP | 0 | 0 | 0 | 0 | 0 | 0
CT | 0 | 0 | 0 | 0 | 0 | 0
Coal | 0.03 | 0.02 | 0.02 | 0.02 | 0.02 | 0.03
Geo | 0 | 0 | 0 | 0 | 0 | 0
H | 0 | 0 | 0 | 0 | 0 | 0
LFG | 0 | 0 | 0 | 0 | 0 | 0
Nuc | 0 | 0 | 0 | 0 | 0 | 0
PS | 0 | 0 | 0 | 0 | 0 | 0
PV | 0 | 0 | 0 | 0 | 0 | 0
PeakG | 0 | 0 | 0 | 0 | 0 | 0
PeakO | 0 | 0 | 0 | 0 | 0 | 0
ST | 0 | 0 | 0 | 0 | 0 | 0
STOG | 0 | 0 | 0 | 0 | 0 | 0
STWD | 0 | 0 | 0 | 0 | 0 | 0
WT | 0 | 0 | 0 | 0 | 0 | 0
IGCC | 0 | 0 | 0 | 0 | 0 | 0
DemandResponse | 0 | 0 | 0 | 0 | 0 | 0
IGCC-CCS | 0 | 0 | 0 | 0 | 0 | 0
WT_off | 0 | 0 | 0 | 0 | 0 | 0
PseudoUnit | 0 | 0 | 0 | 0 | 0 | 0
FixedInterchange | 0 | 0 | 0 | 0 | 0 | 0
SO2 Emissions (MMshortTons): AZ_NM_SNV_Gas
ReportingType | 2015 | 2020 | 2025 | 2030 | 2035 | 2040
BM | 0 | 0 | 0 | 0 | 0 | 0
CC | 0 | 0 | 0 | 0 | 0 | 0
CSP | 0 | 0 | 0 | 0 | 0 | 0
CT | 0 | 0 | 0 | 0 | 0 | 0
Coal | 0 | 0 | 0 | 0 | 0 | 0
Geo | 0 | 0 | 0 | 0 | 0 | 0
H | 0 | 0 | 0 | 0 | 0 | 0
LFG | 0 | 0 | 0 | 0 | 0 | 0
Nuc | 0 | 0 | 0 | 0 | 0 | 0
PS | 0 | 0 | 0 | 0 | 0 | 0
PV | 0 | 0 | 0 | 0 | 0 | 0
PeakG | 0 | 0 | 0 | 0 | 0 | 0
PeakO | 0 | 0 | 0 | 0 | 0 | 0
ST | 0 | 0 | 0 | 0 | 0 | 0
STOG | 0 | 0 | 0 | 0 | 0 | 0
STWD | 0 | 0 | 0 | 0 | 0 | 0
WT | 0 | 0 | 0 | 0 | 0 | 0
IGCC | 0 | 0 | 0 | 0 | 0 | 0
DemandResponse | 0 | 0 | 0 | 0 | 0 | 0
IGCC-CCS | 0 | 0 | 0 | 0 | 0 | 0
WT_off | 0 | 0 | 0 | 0 | 0 | 0
PseudoUnit | 0 | 0 | 0 | 0 | 0 | 0
FixedInterchange | 0 | 0 | 0 | 0 | 0 | 0
SO2 Emissions (MMshortTons): AZ_NM_SNV_NucRenew
ReportingType | 2015 | 2020 | 2025 | 2030 | 2035 | 2040
BM | 0 | 0 | 0 | 0 | 0 | 0
CC | 0 | 0 | 0 | 0 | 0 | 0
CSP | 0 | 0 | 0 | 0 | 0 | 0
CT | 0 | 0 | 0 | 0 | 0 | 0
Coal | 0 | 0 | 0 | 0 | 0 | 0
Geo | 0 | 0 | 0 | 0 | 0 | 0
H | 0 | 0 | 0 | 0 | 0 | 0
LFG | 0 | 0 | 0 | 0 | 0 | 0
Nuc | 0 | 0 | 0 | 0 | 0 | 0
PS | 0 | 0 | 0 | 0 | 0 | 0
PV | 0 | 0 | 0 | 0 | 0 | 0
PeakG | 0 | 0 | 0 | 0 | 0 | 0
PeakO | 0 | 0 | 0 | 0 | 0 | 0
ST | 0 | 0 | 0 | 0 | 0 | 0
STOG | 0 | 0 | 0 | 0 | 0 | 0
STWD | 0 | 0 | 0 | 0 | 0 | 0
WT | 0 | 0 | 0 | 0 | 0 | 0
IGCC | 0 | 0 | 0 | 0 | 0 | 0
DemandResponse | 0 | 0 | 0 | 0 | 0 | 0
IGCC-CCS | 0 | 0 | 0 | 0 | 0 | 0
WT_off | 0 | 0 | 0 | 0 | 0 | 0
PseudoUnit | 0 | 0 | 0 | 0 | 0 | 0
FixedInterchange | 0 | 0 | 0 | 0 | 0 | 0
SO2 Emissions (MMshortTons): ERCOT
ReportingType | 2015 | 2020 | 2025 | 2030 | 2035 | 2040
BM | 0 | 0 | 0 | 0 | 0 | 0
CC | 0 | 0 | 0 | 0 | 0 | 0
CSP | 0 | 0 | 0 | 0 | 0 | 0
CT | 0 | 0 | 0 | 0 | 0 | 0
Coal | 0.2 | 0.07 | 0.08 | 0.08 | 0.08 | 0.08
Geo | 0 | 0 | 0 | 0 | 0 | 0
H | 0 | 0 | 0 | 0 | 0 | 0
LFG | 0 | 0 | 0 | 0 | 0 | 0
Nuc | 0 | 0 | 0 | 0 | 0 | 0
PS | 0 | 0 | 0 | 0 | 0 | 0
PV | 0 | 0 | 0 | 0 | 0 | 0
PeakG | 0 | 0 | 0 | 0 | 0 | 0
PeakO | 0 | 0 | 0 | 0 | 0 | 0
ST | 0 | 0 | 0 | 0 | 0 | 0
STOG | 0 | 0 | 0 | 0 | 0 | 0
STWD | 0 | 0 | 0 | 0 | 0 | 0
WT | 0 | 0 | 0 | 0 | 0 | 0
IGCC | 0 | 0 | 0 | 0 | 0 | 0
DemandResponse | 0 | 0 | 0 | 0 | 0 | 0
IGCC-CCS | 0 | 0 | 0 | 0 | 0 | 0
WT_off | 0 | 0 | 0 | 0 | 0 | 0
PseudoUnit | 0 | 0 | 0 | 0 | 0 | 0
FixedInterchange | 0 | 0 | 0 | 0 | 0 | 0
SO2 Emissions (MMshortTons): NP15
ReportingType | 2015 | 2020 | 2025 | 2030 | 2035 | 2040
BM | 0 | 0 | 0 | 0 | 0 | 0
CC | 0 | 0 | 0 | 0 | 0 | 0
CSP | 0 | 0 | 0 | 0 | 0 | 0
CT | 0 | 0 | 0 | 0 | 0 | 0
Coal | 0 | 0 | 0 | 0 | 0 | 0
Geo | 0 | 0 | 0 | 0 | 0 | 0
H | 0 | 0 | 0 | 0 | 0 | 0
LFG | 0 | 0 | 0 | 0 | 0 | 0
Nuc | 0 | 0 | 0 | 0 | 0 | 0
PS | 0 | 0 | 0 | 0 | 0 | 0
PV | 0 | 0 | 0 | 0 | 0 | 0
PeakG | 0 | 0 | 0 | 0 | 0 | 0
PeakO | 0 | 0 | 0 | 0 | 0 | 0
ST | 0 | 0 | 0 | 0 | 0 | 0
STOG | 0 | 0 | 0 | 0 | 0 | 0
STWD | 0 | 0 | 0 | 0 | 0 | 0
WT | 0 | 0 | 0 | 0 | 0 | 0
IGCC | 0 | 0 | 0 | 0 | 0 | 0
DemandResponse | 0 | 0 | 0 | 0 | 0 | 0
IGCC-CCS | 0 | 0 | 0 | 0 | 0 | 0
WT_off | 0 | 0 | 0 | 0 | 0 | 0
PseudoUnit | 0 | 0 | 0 | 0 | 0 | 0
FixedInterchange | 0 | 0 | 0 | 0 | 0 | 0
SO2 Emissions (MMshortTons): NWPP_Coal
ReportingType | 2015 | 2020 | 2025 | 2030 | 2035 | 2040
BM | 0 | 0 | 0 | 0 | 0 | 0
CC | 0 | 0 | 0 | 0 | 0 | 0
CSP | 0 | 0 | 0 | 0 | 0 | 0
CT | 0 | 0 | 0 | 0 | 0 | 0
Coal | 0.09 | 0.05 | 0.05 | 0.05 | 0.05 | 0.05
Geo | 0 | 0 | 0 | 0 | 0 | 0
H | 0 | 0 | 0 | 0 | 0 | 0
LFG | 0 | 0 | 0 | 0 | 0 | 0
Nuc | 0 | 0 | 0 | 0 | 0 | 0
PS | 0 | 0 | 0 | 0 | 0 | 0
PV | 0 | 0 | 0 | 0 | 0 | 0
PeakG | 0 | 0 | 0 | 0 | 0 | 0
PeakO | 0 | 0 | 0 | 0 | 0 | 0
ST | 0 | 0 | 0 | 0 | 0 | 0
STOG | 0 | 0 | 0 | 0 | 0 | 0
STWD | 0 | 0 | 0 | 0 | 0 | 0
WT | 0 | 0 | 0 | 0 | 0 | 0
IGCC | 0 | 0 | 0 | 0 | 0 | 0
DemandResponse | 0 | 0 | 0 | 0 | 0 | 0
IGCC-CCS | 0 | 0 | 0 | 0 | 0 | 0
WT_off | 0 | 0 | 0 | 0 | 0 | 0
PseudoUnit | 0 | 0 | 0 | 0 | 0 | 0
FixedInterchange | 0 | 0 | 0 | 0 | 0 | 0
SO2 Emissions (MMshortTons): NWPP_Gas
ReportingType | 2015 | 2020 | 2025 | 2030 | 2035 | 2040
BM | 0 | 0 | 0 | 0 | 0 | 0
CC | 0 | 0 | 0 | 0 | 0 | 0
CSP | 0 | 0 | 0 | 0 | 0 | 0
CT | 0 | 0 | 0 | 0 | 0 | 0
Coal | 0 | 0 | 0 | 0 | 0 | 0
Geo | 0 | 0 | 0 | 0 | 0 | 0
H | 0 | 0 | 0 | 0 | 0 | 0
LFG | 0 | 0 | 0 | 0 | 0 | 0
Nuc | 0 | 0 | 0 | 0 | 0 | 0
PS | 0 | 0 | 0 | 0 | 0 | 0
PV | 0 | 0 | 0 | 0 | 0 | 0
PeakG | 0 | 0 | 0 | 0 | 0 | 0
PeakO | 0 | 0 | 0 | 0 | 0 | 0
ST | 0 | 0 | 0 | 0 | 0 | 0
STOG | 0 | 0 | 0 | 0 | 0 | 0
STWD | 0 | 0 | 0 | 0 | 0 | 0
WT | 0 | 0 | 0 | 0 | 0 | 0
IGCC | 0 | 0 | 0 | 0 | 0 | 0
DemandResponse | 0 | 0 | 0 | 0 | 0 | 0
IGCC-CCS | 0 | 0 | 0 | 0 | 0 | 0
WT_off | 0 | 0 | 0 | 0 | 0 | 0
PseudoUnit | 0 | 0 | 0 | 0 | 0 | 0
FixedInterchange | 0 | 0 | 0 | 0 | 0 | 0
SO2 Emissions (MMshortTons): NWPP_NucRenew
ReportingType | 2015 | 2020 | 2025 | 2030 | 2035 | 2040
BM | 0 | 0 | 0 | 0 | 0 | 0
CC | 0 | 0 | 0 | 0 | 0 | 0
CSP | 0 | 0 | 0 | 0 | 0 | 0
CT | 0 | 0 | 0 | 0 | 0 | 0
Coal | 0 | 0 | 0 | 0 | 0 | 0
Geo | 0 | 0 | 0 | 0 | 0 | 0
H | 0 | 0 | 0 | 0 | 0 | 0
LFG | 0 | 0 | 0 | 0 | 0 | 0
Nuc | 0 | 0 | 0 | 0 | 0 | 0
PS | 0 | 0 | 0 | 0 | 0 | 0
PV | 0 | 0 | 0 | 0 | 0 | 0
PeakG | 0 | 0 | 0 | 0 | 0 | 0
PeakO | 0 | 0 | 0 | 0 | 0 | 0
ST | 0 | 0 | 0 | 0 | 0 | 0
STOG | 0 | 0 | 0 | 0 | 0 | 0
STWD | 0 | 0 | 0 | 0 | 0 | 0
WT | 0 | 0 | 0 | 0 | 0 | 0
IGCC | 0 | 0 | 0 | 0 | 0 | 0
DemandResponse | 0 | 0 | 0 | 0 | 0 | 0
IGCC-CCS | 0 | 0 | 0 | 0 | 0 | 0
WT_off | 0 | 0 | 0 | 0 | 0 | 0
PseudoUnit | 0 | 0 | 0 | 0 | 0 | 0
FixedInterchange | 0 | 0 | 0 | 0 | 0 | 0
SO2 Emissions (MMshortTons): RMPA
ReportingType | 2015 | 2020 | 2025 | 2030 | 2035 | 2040
BM | 0 | 0 | 0 | 0 | 0 | 0
CC | 0 | 0 | 0 | 0 | 0 | 0
CSP | 0 | 0 | 0 | 0 | 0 | 0
CT | 0 | 0 | 0 | 0 | 0 | 0
Coal | 0.06 | 0.03 | 0.03 | 0.03 | 0.03 | 0.03
Geo | 0 | 0 | 0 | 0 | 0 | 0
H | 0 | 0 | 0 | 0 | 0 | 0
LFG | 0 | 0 | 0 | 0 | 0 | 0
Nuc | 0 | 0 | 0 | 0 | 0 | 0
PS | 0 | 0 | 0 | 0 | 0 | 0
PV | 0 | 0 | 0 | 0 | 0 | 0
PeakG | 0 | 0 | 0 | 0 | 0 | 0
PeakO | 0 | 0 | 0 | 0 | 0 | 0
ST | 0 | 0 | 0 | 0 | 0 | 0
STOG | 0 | 0 | 0 | 0 | 0 | 0
STWD | 0 | 0 | 0 | 0 | 0 | 0
WT | 0 | 0 | 0 | 0 | 0 | 0
IGCC | 0 | 0 | 0 | 0 | 0 | 0
DemandResponse | 0 | 0 | 0 | 0 | 0 | 0
IGCC-CCS | 0 | 0 | 0 | 0 | 0 | 0
WT_off | 0 | 0 | 0 | 0 | 0 | 0
PseudoUnit | 0 | 0 | 0 | 0 | 0 | 0
FixedInterchange | 0 | 0 | 0 | 0 | 0 | 0
SO2 Emissions (MMshortTons): SP15
ReportingType | 2015 | 2020 | 2025 | 2030 | 2035 | 2040
BM | 0 | 0 | 0 | 0 | 0 | 0
CC | 0 | 0 | 0 | 0 | 0 | 0
CSP | 0 | 0 | 0 | 0 | 0 | 0
CT | 0 | 0 | 0 | 0 | 0 | 0
Coal | 0 | 0 | 0 | 0 | 0 | 0
Geo | 0 | 0 | 0 | 0 | 0 | 0
H | 0 | 0 | 0 | 0 | 0 | 0
LFG | 0 | 0 | 0 | 0 | 0 | 0
Nuc | 0 | 0 | 0 | 0 | 0 | 0
PS | 0 | 0 | 0 | 0 | 0 | 0
PV | 0 | 0 | 0 | 0 | 0 | 0
PeakG | 0 | 0 | 0 | 0 | 0 | 0
PeakO | 0 | 0 | 0 | 0 | 0 | 0
ST | 0 | 0 | 0 | 0 | 0 | 0
STOG | 0 | 0 | 0 | 0 | 0 | 0
STWD | 0 | 0 | 0 | 0 | 0 | 0
WT | 0 | 0 | 0 | 0 | 0 | 0
IGCC | 0 | 0 | 0 | 0 | 0 | 0
DemandResponse | 0 | 0 | 0 | 0 | 0 | 0
IGCC-CCS | 0 | 0 | 0 | 0 | 0 | 0
WT_off | 0 | 0 | 0 | 0 | 0 | 0
PseudoUnit | 0 | 0 | 0 | 0 | 0 | 0
FixedInterchange | 0 | 0 | 0 | 0 | 0 | 0
SO2 Emissions (MMshortTons): ALB
ReportingType | 2015 | 2020 | 2025 | 2030 | 2035 | 2040
BM | 0 | 0 | 0 | 0 | 0 | 0
CC | 0 | 0 | 0 | 0 | 0 | 0
CSP | 0 | 0 | 0 | 0 | 0 | 0
CT | 0 | 0 | 0 | 0 | 0 | 0
Coal | 0.16 | 0.14 | 0.14 | 0.14 | 0.14 | 0.14
Geo | 0 | 0 | 0 | 0 | 0 | 0
H | 0 | 0 | 0 | 0 | 0 | 0
LFG | 0 | 0 | 0 | 0 | 0 | 0
Nuc | 0 | 0 | 0 | 0 | 0 | 0
PS | 0 | 0 | 0 | 0 | 0 | 0
PV | 0 | 0 | 0 | 0 | 0 | 0
PeakG | 0 | 0 | 0 | 0 | 0 | 0
PeakO | 0 | 0 | 0 | 0 | 0 | 0
ST | 0 | 0 | 0 | 0 | 0 | 0
STOG | 0 | 0 | 0 | 0 | 0 | 0
STWD | 0 | 0 | 0 | 0 | 0 | 0
WT | 0 | 0 | 0 | 0 | 0 | 0
IGCC | 0 | 0 | 0 | 0 | 0 | 0
DemandResponse | 0 | 0 | 0 | 0 | 0 | 0
IGCC-CCS | 0 | 0 | 0 | 0 | 0 | 0
WT_off | 0 | 0 | 0 | 0 | 0 | 0
PseudoUnit | 0 | 0 | 0 | 0 | 0 | 0
FixedInterchange | 0 | 0 | 0 | 0 | 0 | 0
SO2 Emissions (MMshortTons): BC
ReportingType | 2015 | 2020 | 2025 | 2030 | 2035 | 2040
BM | 0 | 0 | 0 | 0 | 0 | 0
CC | 0 | 0 | 0 | 0 | 0 | 0
CSP | 0 | 0 | 0 | 0 | 0 | 0
CT | 0 | 0 | 0 | 0 | 0 | 0
Coal | 0 | 0 | 0 | 0 | 0 | 0
Geo | 0 | 0 | 0 | 0 | 0 | 0
H | 0 | 0 | 0 | 0 | 0 | 0
LFG | 0 | 0 | 0 | 0 | 0 | 0
Nuc | 0 | 0 | 0 | 0 | 0 | 0
PS | 0 | 0 | 0 | 0 | 0 | 0
PV | 0 | 0 | 0 | 0 | 0 | 0
PeakG | 0 | 0 | 0 | 0 | 0 | 0
PeakO | 0 | 0 | 0 | 0 | 0 | 0
ST | 0 | 0 | 0 | 0 | 0 | 0
STOG | 0 | 0 | 0 | 0 | 0 | 0
STWD | 0 | 0 | 0 | 0 | 0 | 0
WT | 0 | 0 | 0 | 0 | 0 | 0
IGCC | 0 | 0 | 0 | 0 | 0 | 0
DemandResponse | 0 | 0 | 0 | 0 | 0 | 0
IGCC-CCS | 0 | 0 | 0 | 0 | 0 | 0
WT_off | 0 | 0 | 0 | 0 | 0 | 0
PseudoUnit | 0 | 0 | 0 | 0 | 0 | 0
FixedInterchange | 0 | 0 | 0 | 0 | 0 | 0
SO2 Emissions (MMshortTons): HQ_IESO
ReportingType | 2015 | 2020 | 2025 | 2030 | 2035 | 2040
BM | 0 | 0 | 0 | 0 | 0 | 0
CC | 0 | 0 | 0 | 0 | 0 | 0
CSP | 0 | 0 | 0 | 0 | 0 | 0
CT | 0 | 0 | 0 | 0 | 0 | 0
Coal | 0 | 0 | 0 | 0 | 0 | 0
Geo | 0 | 0 | 0 | 0 | 0 | 0
H | 0 | 0 | 0 | 0 | 0 | 0
LFG | 0 | 0 | 0 | 0 | 0 | 0
Nuc | 0 | 0 | 0 | 0 | 0 | 0
PS | 0 | 0 | 0 | 0 | 0 | 0
PV | 0 | 0 | 0 | 0 | 0 | 0
PeakG | 0 | 0 | 0 | 0 | 0 | 0
PeakO | 0 | 0 | 0 | 0 | 0 | 0
ST | 0 | 0 | 0 | 0 | 0 | 0
STOG | 0 | 0 | 0 | 0 | 0 | 0
STWD | 0 | 0 | 0 | 0 | 0 | 0
WT | 0 | 0 | 0 | 0 | 0 | 0
IGCC | 0 | 0 | 0 | 0 | 0 | 0
DemandResponse | 0 | 0 | 0 | 0 | 0 | 0
IGCC-CCS | 0 | 0 | 0 | 0 | 0 | 0
WT_off | 0 | 0 | 0 | 0 | 0 | 0
PseudoUnit | 0 | 0 | 0 | 0 | 0 | 0
FixedInterchange | 0 | 0 | 0 | 0 | 0 | 0
SO2 Emissions (MMshortTons): HQ_NEISO
ReportingType | 2015 | 2020 | 2025 | 2030 | 2035 | 2040
BM | 0 | 0 | 0 | 0 | 0 | 0
CC | 0 | 0 | 0 | 0 | 0 | 0
CSP | 0 | 0 | 0 | 0 | 0 | 0
CT | 0 | 0 | 0 | 0 | 0 | 0
Coal | 0 | 0 | 0 | 0 | 0 | 0
Geo | 0 | 0 | 0 | 0 | 0 | 0
H | 0 | 0 | 0 | 0 | 0 | 0
LFG | 0 | 0 | 0 | 0 | 0 | 0
Nuc | 0 | 0 | 0 | 0 | 0 | 0
PS | 0 | 0 | 0 | 0 | 0 | 0
PV | 0 | 0 | 0 | 0 | 0 | 0
PeakG | 0 | 0 | 0 | 0 | 0 | 0
PeakO | 0 | 0 | 0 | 0 | 0 | 0
ST | 0 | 0 | 0 | 0 | 0 | 0
STOG | 0 | 0 | 0 | 0 | 0 | 0
STWD | 0 | 0 | 0 | 0 | 0 | 0
WT | 0 | 0 | 0 | 0 | 0 | 0
IGCC | 0 | 0 | 0 | 0 | 0 | 0
DemandResponse | 0 | 0 | 0 | 0 | 0 | 0
IGCC-CCS | 0 | 0 | 0 | 0 | 0 | 0
WT_off | 0 | 0 | 0 | 0 | 0 | 0
PseudoUnit | 0 | 0 | 0 | 0 | 0 | 0
FixedInterchange | 0 | 0 | 0 | 0 | 0 | 0
SO2 Emissions (MMshortTons): HQ_NY
ReportingType | 2015 | 2020 | 2025 | 2030 | 2035 | 2040
BM | 0 | 0 | 0 | 0 | 0 | 0
CC | 0 | 0 | 0 | 0 | 0 | 0
CSP | 0 | 0 | 0 | 0 | 0 | 0
CT | 0 | 0 | 0 | 0 | 0 | 0
Coal | 0 | 0 | 0 | 0 | 0 | 0
Geo | 0 | 0 | 0 | 0 | 0 | 0
H | 0 | 0 | 0 | 0 | 0 | 0
LFG | 0 | 0 | 0 | 0 | 0 | 0
Nuc | 0 | 0 | 0 | 0 | 0 | 0
PS | 0 | 0 | 0 | 0 | 0 | 0
PV | 0 | 0 | 0 | 0 | 0 | 0
PeakG | 0 | 0 | 0 | 0 | 0 | 0
PeakO | 0 | 0 | 0 | 0 | 0 | 0
ST | 0 | 0 | 0 | 0 | 0 | 0
STOG | 0 | 0 | 0 | 0 | 0 | 0
STWD | 0 | 0 | 0 | 0 | 0 | 0
WT | 0 | 0 | 0 | 0 | 0 | 0
IGCC | 0 | 0 | 0 | 0 | 0 | 0
DemandResponse | 0 | 0 | 0 | 0 | 0 | 0
IGCC-CCS | 0 | 0 | 0 | 0 | 0 | 0
WT_off | 0 | 0 | 0 | 0 | 0 | 0
PseudoUnit | 0 | 0 | 0 | 0 | 0 | 0
FixedInterchange | 0 | 0 | 0 | 0 | 0 | 0
SO2 Emissions (MMshortTons): MARITIMES
ReportingType | 2015 | 2020 | 2025 | 2030 | 2035 | 2040
BM | 0 | 0 | 0 | 0 | 0 | 0
CC | 0 | 0 | 0 | 0 | 0 | 0
CSP | 0 | 0 | 0 | 0 | 0 | 0
CT | 0 | 0 | 0 | 0 | 0 | 0
Coal | 0 | 0 | 0 | 0 | 0 | 0
Geo | 0 | 0 | 0 | 0 | 0 | 0
H | 0 | 0 | 0 | 0 | 0 | 0
LFG | 0 | 0 | 0 | 0 | 0 | 0
Nuc | 0 | 0 | 0 | 0 | 0 | 0
PS | 0 | 0 | 0 | 0 | 0 | 0
PV | 0 | 0 | 0 | 0 | 0 | 0
PeakG | 0 | 0 | 0 | 0 | 0 | 0
PeakO | 0 | 0 | 0 | 0 | 0 | 0
ST | 0 | 0 | 0 | 0 | 0 | 0
STOG | 0 | 0 | 0 | 0 | 0 | 0
STWD | 0 | 0 | 0 | 0 | 0 | 0
WT | 0 | 0 | 0 | 0 | 0 | 0
IGCC | 0 | 0 | 0 | 0 | 0 | 0
DemandResponse | 0 | 0 | 0 | 0 | 0 | 0
IGCC-CCS | 0 | 0 | 0 | 0 | 0 | 0
WT_off | 0 | 0 | 0 | 0 | 0 | 0
PseudoUnit | 0 | 0 | 0 | 0 | 0 | 0
FixedInterchange | 0 | 0 | 0 | 0 | 0 | 0
SO2 Emissions (MMshortTons): All
ReportingType | 2015 | 2020 | 2025 | 2030 | 2035 | 2040
BM | 0 | 0 | 0 | 0 | 0 | 0
CC | 0 | 0 | 0 | 0 | 0 | 0
CSP | 0 | 0 | 0 | 0 | 0 | 0
CT | 0 | 0 | 0 | 0 | 0 | 0
Coal | 5.2 | 1.74 | 1.86 | 1.79 | 2.2 | 2.22
Geo | 0 | 0 | 0 | 0 | 0 | 0
H | 0 | 0 | 0 | 0 | 0 | 0
LFG | 0 | 0 | 0 | 0 | 0 | 0
Nuc | 0 | 0 | 0 | 0 | 0 | 0
PS | 0 | 0 | 0 | 0 | 0 | 0
PV | 0 | 0 | 0 | 0 | 0 | 0
PeakG | 0 | 0 | 0 | 0 | 0 | 0
PeakO | 0 | 0 | 0 | 0 | 0 | 0
ST | 0 | 0 | 0 | 0 | 0 | 0
STOG | 0 | 0 | 0 | 0 | 0 | 0
STWD | 0 | 0 | 0 | 0 | 0 | 0
WT | 0 | 0 | 0 | 0 | 0 | 0
IGCC | 0 | 0 | 0 | 0 | 0 | 0
DemandResponse | 0 | 0 | 0 | 0 | 0 | 0
IGCC-CCS | 0 | 0 | 0 | 0 | 0 | 0
WT_off | 0 | 0 | 0 | 0 | 0 | 0
PseudoUnit | 0 | 0 | 0 | 0 | 0 | 0
FixedInterchange | 0 | 0 | 0 | 0 | 0 | 0
SO2 Emissions (MMshortTons): EI_US
ReportingType | 2015 | 2020 | 2025 | 2030 | 2035 | 2040
BM | 0 | 0 | 0 | 0 | 0 | 0
CC | 0 | 0 | 0 | 0 | 0 | 0
CSP | 0 | 0 | 0 | 0 | 0 | 0
CT | 0 | 0 | 0 | 0 | 0 | 0
Coal | 4.64 | 1.4 | 1.54 | 1.47 | 1.87 | 1.88
Geo | 0 | 0 | 0 | 0 | 0 | 0
H | 0 | 0 | 0 | 0 | 0 | 0
LFG | 0 | 0 | 0 | 0 | 0 | 0
Nuc | 0 | 0 | 0 | 0 | 0 | 0
PS | 0 | 0 | 0 | 0 | 0 | 0
PV | 0 | 0 | 0 | 0 | 0 | 0
PeakG | 0 | 0 | 0 | 0 | 0 | 0
PeakO | 0 | 0 | 0 | 0 | 0 | 0
ST | 0 | 0 | 0 | 0 | 0 | 0
STOG | 0 | 0 | 0 | 0 | 0 | 0
STWD | 0 | 0 | 0 | 0 | 0 | 0
WT | 0 | 0 | 0 | 0 | 0 | 0
IGCC | 0 | 0 | 0 | 0 | 0 | 0
DemandResponse | 0 | 0 | 0 | 0 | 0 | 0
IGCC-CCS | 0 | 0 | 0 | 0 | 0 | 0
WT_off | 0 | 0 | 0 | 0 | 0 | 0
PseudoUnit | 0 | 0 | 0 | 0 | 0 | 0
FixedInterchange | 0 | 0 | 0 | 0 | 0 | 0
SO2 Emissions (MMshortTons): EI_Canada
ReportingType | 2015 | 2020 | 2025 | 2030 | 2035 | 2040
BM | 0 | 0 | 0 | 0 | 0 | 0
CC | 0 | 0 | 0 | 0 | 0 | 0
CSP | 0 | 0 | 0 | 0 | 0 | 0
CT | 0 | 0 | 0 | 0 | 0 | 0
Coal | 0.01 | 0.02 | 0 | 0 | 0 | 0
Geo | 0 | 0 | 0 | 0 | 0 | 0
H | 0 | 0 | 0 | 0 | 0 | 0
LFG | 0 | 0 | 0 | 0 | 0 | 0
Nuc | 0 | 0 | 0 | 0 | 0 | 0
PS | 0 | 0 | 0 | 0 | 0 | 0
PV | 0 | 0 | 0 | 0 | 0 | 0
PeakG | 0 | 0 | 0 | 0 | 0 | 0
PeakO | 0 | 0 | 0 | 0 | 0 | 0
ST | 0 | 0 | 0 | 0 | 0 | 0
STOG | 0 | 0 | 0 | 0 | 0 | 0
STWD | 0 | 0 | 0 | 0 | 0 | 0
WT | 0 | 0 | 0 | 0 | 0 | 0
IGCC | 0 | 0 | 0 | 0 | 0 | 0
DemandResponse | 0 | 0 | 0 | 0 | 0 | 0
IGCC-CCS | 0 | 0 | 0 | 0 | 0 | 0
WT_off | 0 | 0 | 0 | 0 | 0 | 0
PseudoUnit | 0 | 0 | 0 | 0 | 0 | 0
FixedInterchange | 0 | 0 | 0 | 0 | 0 | 0
SO2 Emissions (MMshortTons): EI
ReportingType | 2015 | 2020 | 2025 | 2030 | 2035 | 2040
BM | 0 | 0 | 0 | 0 | 0 | 0
CC | 0 | 0 | 0 | 0 | 0 | 0
CSP | 0 | 0 | 0 | 0 | 0 | 0
CT | 0 | 0 | 0 | 0 | 0 | 0
Coal | 4.65 | 1.42 | 1.54 | 1.47 | 1.87 | 1.88
Geo | 0 | 0 | 0 | 0 | 0 | 0
H | 0 | 0 | 0 | 0 | 0 | 0
LFG | 0 | 0 | 0 | 0 | 0 | 0
Nuc | 0 | 0 | 0 | 0 | 0 | 0
PS | 0 | 0 | 0 | 0 | 0 | 0
PV | 0 | 0 | 0 | 0 | 0 | 0
PeakG | 0 | 0 | 0 | 0 | 0 | 0
PeakO | 0 | 0 | 0 | 0 | 0 | 0
ST | 0 | 0 | 0 | 0 | 0 | 0
STOG | 0 | 0 | 0 | 0 | 0 | 0
STWD | 0 | 0 | 0 | 0 | 0 | 0
WT | 0 | 0 | 0 | 0 | 0 | 0
IGCC | 0 | 0 | 0 | 0 | 0 | 0
DemandResponse | 0 | 0 | 0 | 0 | 0 | 0
IGCC-CCS | 0 | 0 | 0 | 0 | 0 | 0
WT_off | 0 | 0 | 0 | 0 | 0 | 0
PseudoUnit | 0 | 0 | 0 | 0 | 0 | 0
FixedInterchange | 0 | 0 | 0 | 0 | 0 | 0
SO2 Emissions (MMshortTons): Outside_EI
ReportingType | 2015 | 2020 | 2025 | 2030 | 2035 | 2040
BM | 0 | 0 | 0 | 0 | 0 | 0
CC | 0 | 0 | 0 | 0 | 0 | 0
CSP | 0 | 0 | 0 | 0 | 0 | 0
CT | 0 | 0 | 0 | 0 | 0 | 0
Coal | 0.55 | 0.31 | 0.32 | 0.33 | 0.33 | 0.33
Geo | 0 | 0 | 0 | 0 | 0 | 0
H | 0 | 0 | 0 | 0 | 0 | 0
LFG | 0 | 0 | 0 | 0 | 0 | 0
Nuc | 0 | 0 | 0 | 0 | 0 | 0
PS | 0 | 0 | 0 | 0 | 0 | 0
PV | 0 | 0 | 0 | 0 | 0 | 0
PeakG | 0 | 0 | 0 | 0 | 0 | 0
PeakO | 0 | 0 | 0 | 0 | 0 | 0
ST | 0 | 0 | 0 | 0 | 0 | 0
STOG | 0 | 0 | 0 | 0 | 0 | 0
STWD | 0 | 0 | 0 | 0 | 0 | 0
WT | 0 | 0 | 0 | 0 | 0 | 0
IGCC | 0 | 0 | 0 | 0 | 0 | 0
DemandResponse | 0 | 0 | 0 | 0 | 0 | 0
IGCC-CCS | 0 | 0 | 0 | 0 | 0 | 0
WT_off | 0 | 0 | 0 | 0 | 0 | 0
PseudoUnit | 0 | 0 | 0 | 0 | 0 | 0
FixedInterchange | 0 | 0 | 0 | 0 | 0 | 0
NOx Emissions (MMshortTons): Entergy
ReportingType | 2015 | 2020 | 2025 | 2030 | 2035 | 2040
BM | 0 | 0 | 0 | 0 | 0 | 0
CC | 0 | 0.01 | 0.01 | 0 | 0 | 0.01
CSP | 0 | 0 | 0 | 0 | 0 | 0
CT | 0 | 0 | 0 | 0 | 0 | 0
Coal | 0.05 | 0.05 | 0.05 | 0.05 | 0.05 | 0.05
Geo | 0 | 0 | 0 | 0 | 0 | 0
H | 0 | 0 | 0 | 0 | 0 | 0
LFG | 0 | 0 | 0 | 0 | 0 | 0
Nuc | 0 | 0 | 0 | 0 | 0 | 0
PS | 0 | 0 | 0 | 0 | 0 | 0
PV | 0 | 0 | 0 | 0 | 0 | 0
PeakG | 0 | 0 | 0 | 0 | 0 | 0
PeakO | 0 | 0 | 0 | 0 | 0 | 0
ST | 0 | 0 | 0 | 0 | 0 | 0
STOG | 0 | 0 | 0 | 0 | 0 | 0
STWD | 0 | 0 | 0 | 0 | 0 | 0
WT | 0 | 0 | 0 | 0 | 0 | 0
IGCC | 0 | 0 | 0 | 0 | 0 | 0
DemandResponse | 0 | 0 | 0 | 0 | 0 | 0
IGCC-CCS | 0 | 0 | 0 | 0 | 0 | 0
WT_off | 0 | 0 | 0 | 0 | 0 | 0
PseudoUnit | 0 | 0 | 0 | 0 | 0 | 0
FixedInterchange | 0 | 0 | 0 | 0 | 0 | 0
NOx Emissions (MMshortTons): FRCC
ReportingType | 2015 | 2020 | 2025 | 2030 | 2035 | 2040
BM | 0 | 0 | 0 | 0 | 0 | 0
CC | 0.01 | 0.01 | 0.01 | 0.01 | 0.01 | 0.02
CSP | 0 | 0 | 0 | 0 | 0 | 0
CT | 0 | 0 | 0 | 0 | 0 | 0
Coal | 0.04 | 0.03 | 0.04 | 0.04 | 0.04 | 0.04
Geo | 0 | 0 | 0 | 0 | 0 | 0
H | 0 | 0 | 0 | 0 | 0 | 0
LFG | 0 | 0 | 0 | 0 | 0 | 0
Nuc | 0 | 0 | 0 | 0 | 0 | 0
PS | 0 | 0 | 0 | 0 | 0 | 0
PV | 0 | 0 | 0 | 0 | 0 | 0
PeakG | 0 | 0 | 0 | 0 | 0 | 0
PeakO | 0 | 0 | 0 | 0 | 0 | 0
ST | 0 | 0 | 0 | 0 | 0 | 0
STOG | 0 | 0 | 0 | 0 | 0 | 0
STWD | 0 | 0 | 0 | 0 | 0 | 0
WT | 0 | 0 | 0 | 0 | 0 | 0
IGCC | 0 | 0 | 0 | 0 | 0 | 0
DemandResponse | 0 | 0 | 0 | 0 | 0 | 0
IGCC-CCS | 0 | 0 | 0 | 0 | 0 | 0
WT_off | 0 | 0 | 0 | 0 | 0 | 0
PseudoUnit | 0 | 0 | 0 | 0 | 0 | 0
FixedInterchange | 0 | 0 | 0 | 0 | 0 | 0
NOx Emissions (MMshortTons): MAPP_US
ReportingType | 2015 | 2020 | 2025 | 2030 | 2035 | 2040
BM | 0 | 0 | 0 | 0 | 0 | 0
CC | 0 | 0 | 0 | 0 | 0 | 0
CSP | 0 | 0 | 0 | 0 | 0 | 0
CT | 0 | 0 | 0 | 0 | 0 | 0
Coal | 0.05 | 0.03 | 0.03 | 0.03 | 0.03 | 0.03
Geo | 0 | 0 | 0 | 0 | 0 | 0
H | 0 | 0 | 0 | 0 | 0 | 0
LFG | 0 | 0 | 0 | 0 | 0 | 0
Nuc | 0 | 0 | 0 | 0 | 0 | 0
PS | 0 | 0 | 0 | 0 | 0 | 0
PV | 0 | 0 | 0 | 0 | 0 | 0
PeakG | 0 | 0 | 0 | 0 | 0 | 0
PeakO | 0 | 0 | 0 | 0 | 0 | 0
ST | 0 | 0 | 0 | 0 | 0 | 0
STOG | 0 | 0 | 0 | 0 | 0 | 0
STWD | 0 | 0 | 0 | 0 | 0 | 0
WT | 0 | 0 | 0 | 0 | 0 | 0
IGCC | 0 | 0 | 0 | 0 | 0 | 0
DemandResponse | 0 | 0 | 0 | 0 | 0 | 0
IGCC-CCS | 0 | 0 | 0 | 0 | 0 | 0
WT_off | 0 | 0 | 0 | 0 | 0 | 0
PseudoUnit | 0 | 0 | 0 | 0 | 0 | 0
FixedInterchange | 0 | 0 | 0 | 0 | 0 | 0
NOx Emissions (MMshortTons): MISO_IN
ReportingType | 2015 | 2020 | 2025 | 2030 | 2035 | 2040
BM | 0 | 0 | 0 | 0 | 0 | 0
CC | 0 | 0 | 0 | 0 | 0 | 0
CSP | 0 | 0 | 0 | 0 | 0 | 0
CT | 0 | 0 | 0 | 0 | 0 | 0
Coal | 0.07 | 0.07 | 0.07 | 0.07 | 0.08 | 0.08
Geo | 0 | 0 | 0 | 0 | 0 | 0
H | 0 | 0 | 0 | 0 | 0 | 0
LFG | 0 | 0 | 0 | 0 | 0 | 0
Nuc | 0 | 0 | 0 | 0 | 0 | 0
PS | 0 | 0 | 0 | 0 | 0 | 0
PV | 0 | 0 | 0 | 0 | 0 | 0
PeakG | 0 | 0 | 0 | 0 | 0 | 0
PeakO | 0 | 0 | 0 | 0 | 0 | 0
ST | 0 | 0 | 0 | 0 | 0 | 0
STOG | 0 | 0 | 0 | 0 | 0 | 0
STWD | 0 | 0 | 0 | 0 | 0 | 0
WT | 0 | 0 | 0 | 0 | 0 | 0
IGCC | 0 | 0 | 0 | 0 | 0 | 0
DemandResponse | 0 | 0 | 0 | 0 | 0 | 0
IGCC-CCS | 0 | 0 | 0 | 0 | 0 | 0
WT_off | 0 | 0 | 0 | 0 | 0 | 0
PseudoUnit | 0 | 0 | 0 | 0 | 0 | 0
FixedInterchange | 0 | 0 | 0 | 0 | 0 | 0
NOx Emissions (MMshortTons): MISO_MI
ReportingType | 2015 | 2020 | 2025 | 2030 | 2035 | 2040
BM | 0 | 0 | 0 | 0 | 0 | 0
CC | 0 | 0 | 0 | 0 | 0 | 0
CSP | 0 | 0 | 0 | 0 | 0 | 0
CT | 0 | 0 | 0 | 0 | 0 | 0
Coal | 0.06 | 0.05 | 0.05 | 0.05 | 0.06 | 0.06
Geo | 0 | 0 | 0 | 0 | 0 | 0
H | 0 | 0 | 0 | 0 | 0 | 0
LFG | 0 | 0 | 0 | 0 | 0 | 0
Nuc | 0 | 0 | 0 | 0 | 0 | 0
PS | 0 | 0 | 0 | 0 | 0 | 0
PV | 0 | 0 | 0 | 0 | 0 | 0
PeakG | 0 | 0 | 0 | 0 | 0 | 0
PeakO | 0 | 0 | 0 | 0 | 0 | 0
ST | 0 | 0 | 0 | 0 | 0 | 0
STOG | 0 | 0 | 0 | 0 | 0 | 0
STWD | 0 | 0 | 0 | 0 | 0 | 0
WT | 0 | 0 | 0 | 0 | 0 | 0
IGCC | 0 | 0 | 0 | 0 | 0 | 0
DemandResponse | 0 | 0 | 0 | 0 | 0 | 0
IGCC-CCS | 0 | 0 | 0 | 0 | 0 | 0
WT_off | 0 | 0 | 0 | 0 | 0 | 0
PseudoUnit | 0 | 0 | 0 | 0 | 0 | 0
FixedInterchange | 0 | 0 | 0 | 0 | 0 | 0
NOx Emissions (MMshortTons): MISO_MO-IL
ReportingType | 2015 | 2020 | 2025 | 2030 | 2035 | 2040
BM | 0 | 0 | 0 | 0 | 0 | 0
CC | 0 | 0 | 0 | 0 | 0 | 0
CSP | 0 | 0 | 0 | 0 | 0 | 0
CT | 0 | 0 | 0 | 0 | 0 | 0
Coal | 0.05 | 0.04 | 0.04 | 0.04 | 0.05 | 0.05
Geo | 0 | 0 | 0 | 0 | 0 | 0
H | 0 | 0 | 0 | 0 | 0 | 0
LFG | 0 | 0 | 0 | 0 | 0 | 0
Nuc | 0 | 0 | 0 | 0 | 0 | 0
PS | 0 | 0 | 0 | 0 | 0 | 0
PV | 0 | 0 | 0 | 0 | 0 | 0
PeakG | 0 | 0 | 0 | 0 | 0 | 0
PeakO | 0 | 0 | 0 | 0 | 0 | 0
ST | 0 | 0 | 0 | 0 | 0 | 0
STOG | 0 | 0 | 0 | 0 | 0 | 0
STWD | 0 | 0 | 0 | 0 | 0 | 0
WT | 0 | 0 | 0 | 0 | 0 | 0
IGCC | 0 | 0 | 0 | 0 | 0 | 0
DemandResponse | 0 | 0 | 0 | 0 | 0 | 0
IGCC-CCS | 0 | 0 | 0 | 0 | 0 | 0
WT_off | 0 | 0 | 0 | 0 | 0 | 0
PseudoUnit | 0 | 0 | 0 | 0 | 0 | 0
FixedInterchange | 0 | 0 | 0 | 0 | 0 | 0
NOx Emissions (MMshortTons): MISO_W
ReportingType | 2015 | 2020 | 2025 | 2030 | 2035 | 2040
BM | 0 | 0 | 0 | 0 | 0 | 0
CC | 0 | 0 | 0 | 0 | 0 | 0
CSP | 0 | 0 | 0 | 0 | 0 | 0
CT | 0 | 0 | 0 | 0 | 0 | 0
Coal | 0.1 | 0.09 | 0.09 | 0.09 | 0.09 | 0.1
Geo | 0 | 0 | 0 | 0 | 0 | 0
H | 0 | 0 | 0 | 0 | 0 | 0
LFG | 0 | 0 | 0 | 0 | 0 | 0
Nuc | 0 | 0 | 0 | 0 | 0 | 0
PS | 0 | 0 | 0 | 0 | 0 | 0
PV | 0 | 0 | 0 | 0 | 0 | 0
PeakG | 0 | 0 | 0 | 0 | 0 | 0
PeakO | 0 | 0 | 0 | 0 | 0 | 0
ST | 0 | 0 | 0 | 0 | 0 | 0
STOG | 0 | 0 | 0 | 0 | 0 | 0
STWD | 0 | 0 | 0 | 0 | 0 | 0
WT | 0 | 0 | 0 | 0 | 0 | 0
IGCC | 0 | 0 | 0 | 0 | 0 | 0
DemandResponse | 0 | 0 | 0 | 0 | 0 | 0
IGCC-CCS | 0 | 0 | 0 | 0 | 0 | 0
WT_off | 0 | 0 | 0 | 0 | 0 | 0
PseudoUnit | 0 | 0 | 0 | 0 | 0 | 0
FixedInterchange | 0 | 0 | 0 | 0 | 0 | 0
NOx Emissions (MMshortTons): MISO_WUMS
ReportingType | 2015 | 2020 | 2025 | 2030 | 2035 | 2040
BM | 0 | 0 | 0 | 0 | 0 | 0
CC | 0 | 0 | 0 | 0 | 0 | 0
CSP | 0 | 0 | 0 | 0 | 0 | 0
CT | 0 | 0 | 0 | 0 | 0 | 0
Coal | 0.01 | 0.01 | 0.01 | 0.01 | 0.01 | 0.01
Geo | 0 | 0 | 0 | 0 | 0 | 0
H | 0 | 0 | 0 | 0 | 0 | 0
LFG | 0 | 0 | 0 | 0 | 0 | 0
Nuc | 0 | 0 | 0 | 0 | 0 | 0
PS | 0 | 0 | 0 | 0 | 0 | 0
PV | 0 | 0 | 0 | 0 | 0 | 0
PeakG | 0 | 0 | 0 | 0 | 0 | 0
PeakO | 0 | 0 | 0 | 0 | 0 | 0
ST | 0 | 0 | 0 | 0 | 0 | 0
STOG | 0 | 0 | 0 | 0 | 0 | 0
STWD | 0 | 0 | 0 | 0 | 0 | 0
WT | 0 | 0 | 0 | 0 | 0 | 0
IGCC | 0 | 0 | 0 | 0 | 0 | 0
DemandResponse | 0 | 0 | 0 | 0 | 0 | 0
IGCC-CCS | 0 | 0 | 0 | 0 | 0 | 0
WT_off | 0 | 0 | 0 | 0 | 0 | 0
PseudoUnit | 0 | 0 | 0 | 0 | 0 | 0
FixedInterchange | 0 | 0 | 0 | 0 | 0 | 0
NOx Emissions (MMshortTons): Nebraska
ReportingType | 2015 | 2020 | 2025 | 2030 | 2035 | 2040
BM | 0 | 0 | 0 | 0 | 0 | 0
CC | 0 | 0 | 0 | 0 | 0 | 0
CSP | 0 | 0 | 0 | 0 | 0 | 0
CT | 0 | 0 | 0 | 0 | 0 | 0
Coal | 0.04 | 0.04 | 0.04 | 0.04 | 0.04 | 0.05
Geo | 0 | 0 | 0 | 0 | 0 | 0
H | 0 | 0 | 0 | 0 | 0 | 0
LFG | 0 | 0 | 0 | 0 | 0 | 0
Nuc | 0 | 0 | 0 | 0 | 0 | 0
PS | 0 | 0 | 0 | 0 | 0 | 0
PV | 0 | 0 | 0 | 0 | 0 | 0
PeakG | 0 | 0 | 0 | 0 | 0 | 0
PeakO | 0 | 0 | 0 | 0 | 0 | 0
ST | 0 | 0 | 0 | 0 | 0 | 0
STOG | 0 | 0 | 0 | 0 | 0 | 0
STWD | 0 | 0 | 0 | 0 | 0 | 0
WT | 0 | 0 | 0 | 0 | 0 | 0
IGCC | 0 | 0 | 0 | 0 | 0 | 0
DemandResponse | 0 | 0 | 0 | 0 | 0 | 0
IGCC-CCS | 0 | 0 | 0 | 0 | 0 | 0
WT_off | 0 | 0 | 0 | 0 | 0 | 0
PseudoUnit | 0 | 0 | 0 | 0 | 0 | 0
FixedInterchange | 0 | 0 | 0 | 0 | 0 | 0
NOx Emissions (MMshortTons): NEISO
ReportingType | 2015 | 2020 | 2025 | 2030 | 2035 | 2040
BM | 0 | 0 | 0 | 0 | 0 | 0
CC | 0 | 0 | 0 | 0 | 0 | 0
CSP | 0 | 0 | 0 | 0 | 0 | 0
CT | 0 | 0 | 0 | 0 | 0 | 0
Coal | 0 | 0 | 0 | 0 | 0 | 0
Geo | 0 | 0 | 0 | 0 | 0 | 0
H | 0 | 0 | 0 | 0 | 0 | 0
LFG | 0 | 0 | 0 | 0 | 0 | 0
Nuc | 0 | 0 | 0 | 0 | 0 | 0
PS | 0 | 0 | 0 | 0 | 0 | 0
PV | 0 | 0 | 0 | 0 | 0 | 0
PeakG | 0 | 0 | 0 | 0 | 0 | 0
PeakO | 0 | 0 | 0 | 0 | 0 | 0
ST | 0 | 0 | 0 | 0 | 0 | 0
STOG | 0 | 0 | 0 | 0 | 0 | 0
STWD | 0 | 0 | 0 | 0 | 0 | 0
WT | 0 | 0 | 0 | 0 | 0 | 0
IGCC | 0 | 0 | 0 | 0 | 0 | 0
DemandResponse | 0 | 0 | 0 | 0 | 0 | 0
IGCC-CCS | 0 | 0 | 0 | 0 | 0 | 0
WT_off | 0 | 0 | 0 | 0 | 0 | 0
PseudoUnit | 0 | 0 | 0 | 0 | 0 | 0
FixedInterchange | 0 | 0 | 0 | 0 | 0 | 0
NOx Emissions (MMshortTons): NonRTO_Midwest
ReportingType | 2015 | 2020 | 2025 | 2030 | 2035 | 2040
BM | 0 | 0 | 0 | 0 | 0 | 0
CC | 0 | 0 | 0 | 0 | 0 | 0
CSP | 0 | 0 | 0 | 0 | 0 | 0
CT | 0 | 0 | 0 | 0 | 0 | 0
Coal | 0.04 | 0.04 | 0.04 | 0.04 | 0.05 | 0.05
Geo | 0 | 0 | 0 | 0 | 0 | 0
H | 0 | 0 | 0 | 0 | 0 | 0
LFG | 0 | 0 | 0 | 0 | 0 | 0
Nuc | 0 | 0 | 0 | 0 | 0 | 0
PS | 0 | 0 | 0 | 0 | 0 | 0
PV | 0 | 0 | 0 | 0 | 0 | 0
PeakG | 0 | 0 | 0 | 0 | 0 | 0
PeakO | 0 | 0 | 0 | 0 | 0 | 0
ST | 0 | 0 | 0 | 0 | 0 | 0
STOG | 0 | 0 | 0 | 0 | 0 | 0
STWD | 0 | 0 | 0 | 0 | 0 | 0
WT | 0 | 0 | 0 | 0 | 0 | 0
IGCC | 0 | 0 | 0 | 0 | 0 | 0
DemandResponse | 0 | 0 | 0 | 0 | 0 | 0
IGCC-CCS | 0 | 0 | 0 | 0 | 0 | 0
WT_off | 0 | 0 | 0 | 0 | 0 | 0
PseudoUnit | 0 | 0 | 0 | 0 | 0 | 0
FixedInterchange | 0 | 0 | 0 | 0 | 0 | 0
NOx Emissions (MMshortTons): NYISO_A-F
ReportingType | 2015 | 2020 | 2025 | 2030 | 2035 | 2040
BM | 0 | 0 | 0 | 0 | 0 | 0
CC | 0 | 0 | 0 | 0 | 0 | 0
CSP | 0 | 0 | 0 | 0 | 0 | 0
CT | 0 | 0 | 0 | 0 | 0 | 0
Coal | 0 | 0 | 0 | 0 | 0 | 0
Geo | 0 | 0 | 0 | 0 | 0 | 0
H | 0 | 0 | 0 | 0 | 0 | 0
LFG | 0 | 0 | 0 | 0 | 0 | 0
Nuc | 0 | 0 | 0 | 0 | 0 | 0
PS | 0 | 0 | 0 | 0 | 0 | 0
PV | 0 | 0 | 0 | 0 | 0 | 0
PeakG | 0 | 0 | 0 | 0 | 0 | 0
PeakO | 0 | 0 | 0 | 0 | 0 | 0
ST | 0 | 0 | 0 | 0 | 0 | 0
STOG | 0 | 0 | 0 | 0 | 0 | 0
STWD | 0 | 0 | 0 | 0 | 0 | 0
WT | 0 | 0 | 0 | 0 | 0 | 0
IGCC | 0 | 0 | 0 | 0 | 0 | 0
DemandResponse | 0 | 0 | 0 | 0 | 0 | 0
IGCC-CCS | 0 | 0 | 0 | 0 | 0 | 0
WT_off | 0 | 0 | 0 | 0 | 0 | 0
PseudoUnit | 0 | 0 | 0 | 0 | 0 | 0
FixedInterchange | 0 | 0 | 0 | 0 | 0 | 0
NOx Emissions (MMshortTons): NYISO_G-I
ReportingType | 2015 | 2020 | 2025 | 2030 | 2035 | 2040
BM | 0 | 0 | 0 | 0 | 0 | 0
CC | 0 | 0 | 0 | 0 | 0 | 0
CSP | 0 | 0 | 0 | 0 | 0 | 0
CT | 0 | 0 | 0 | 0 | 0 | 0
Coal | 0 | 0 | 0 | 0 | 0 | 0
Geo | 0 | 0 | 0 | 0 | 0 | 0
H | 0 | 0 | 0 | 0 | 0 | 0
LFG | 0 | 0 | 0 | 0 | 0 | 0
Nuc | 0 | 0 | 0 | 0 | 0 | 0
PS | 0 | 0 | 0 | 0 | 0 | 0
PV | 0 | 0 | 0 | 0 | 0 | 0
PeakG | 0 | 0 | 0 | 0 | 0 | 0
PeakO | 0 | 0 | 0 | 0 | 0 | 0
ST | 0 | 0 | 0 | 0 | 0 | 0
STOG | 0 | 0 | 0 | 0 | 0 | 0
STWD | 0 | 0 | 0 | 0 | 0 | 0
WT | 0 | 0 | 0 | 0 | 0 | 0
IGCC | 0 | 0 | 0 | 0 | 0 | 0
DemandResponse | 0 | 0 | 0 | 0 | 0 | 0
IGCC-CCS | 0 | 0 | 0 | 0 | 0 | 0
WT_off | 0 | 0 | 0 | 0 | 0 | 0
PseudoUnit | 0 | 0 | 0 | 0 | 0 | 0
FixedInterchange | 0 | 0 | 0 | 0 | 0 | 0
NOx Emissions (MMshortTons): NYISO_J-K
ReportingType | 2015 | 2020 | 2025 | 2030 | 2035 | 2040
BM | 0 | 0 | 0 | 0 | 0 | 0
CC | 0 | 0 | 0 | 0 | 0 | 0
CSP | 0 | 0 | 0 | 0 | 0 | 0
CT | 0 | 0 | 0 | 0 | 0 | 0
Coal | 0 | 0 | 0 | 0 | 0 | 0
Geo | 0 | 0 | 0 | 0 | 0 | 0
H | 0 | 0 | 0 | 0 | 0 | 0
LFG | 0 | 0 | 0 | 0 | 0 | 0
Nuc | 0 | 0 | 0 | 0 | 0 | 0
PS | 0 | 0 | 0 | 0 | 0 | 0
PV | 0 | 0 | 0 | 0 | 0 | 0
PeakG | 0 | 0 | 0 | 0 | 0 | 0
PeakO | 0 | 0 | 0 | 0 | 0 | 0
ST | 0 | 0 | 0 | 0 | 0 | 0
STOG | 0 | 0 | 0 | 0 | 0 | 0
STWD | 0 | 0 | 0 | 0 | 0 | 0
WT | 0 | 0 | 0 | 0 | 0 | 0
IGCC | 0 | 0 | 0 | 0 | 0 | 0
DemandResponse | 0 | 0 | 0 | 0 | 0 | 0
IGCC-CCS | 0 | 0 | 0 | 0 | 0 | 0
WT_off | 0 | 0 | 0 | 0 | 0 | 0
PseudoUnit | 0 | 0 | 0 | 0 | 0 | 0
FixedInterchange | 0 | 0 | 0 | 0 | 0 | 0
NOx Emissions (MMshortTons): PJM_E
ReportingType | 2015 | 2020 | 2025 | 2030 | 2035 | 2040
BM | 0 | 0 | 0 | 0 | 0 | 0
CC | 0 | 0 | 0 | 0 | 0 | 0
CSP | 0 | 0 | 0 | 0 | 0 | 0
CT | 0 | 0 | 0 | 0 | 0 | 0
Coal | 0 | 0 | 0 | 0 | 0 | 0
Geo | 0 | 0 | 0 | 0 | 0 | 0
H | 0 | 0 | 0 | 0 | 0 | 0
LFG | 0 | 0 | 0 | 0 | 0 | 0
Nuc | 0 | 0 | 0 | 0 | 0 | 0
PS | 0 | 0 | 0 | 0 | 0 | 0
PV | 0 | 0 | 0 | 0 | 0 | 0
PeakG | 0 | 0 | 0 | 0 | 0 | 0
PeakO | 0 | 0 | 0 | 0 | 0 | 0
ST | 0 | 0 | 0 | 0 | 0 | 0
STOG | 0 | 0 | 0 | 0 | 0 | 0
STWD | 0 | 0 | 0 | 0 | 0 | 0
WT | 0 | 0 | 0 | 0 | 0 | 0
IGCC | 0 | 0 | 0 | 0 | 0 | 0
DemandResponse | 0 | 0 | 0 | 0 | 0 | 0
IGCC-CCS | 0 | 0 | 0 | 0 | 0 | 0
WT_off | 0 | 0 | 0 | 0 | 0 | 0
PseudoUnit | 0 | 0 | 0 | 0 | 0 | 0
FixedInterchange | 0 | 0 | 0 | 0 | 0 | 0
NOx Emissions (MMshortTons): PJM_ROM
ReportingType | 2015 | 2020 | 2025 | 2030 | 2035 | 2040
BM | 0 | 0 | 0 | 0 | 0 | 0
CC | 0 | 0 | 0 | 0 | 0 | 0.01
CSP | 0 | 0 | 0 | 0 | 0 | 0
CT | 0 | 0 | 0 | 0 | 0 | 0
Coal | 0.04 | 0.03 | 0.03 | 0.03 | 0.03 | 0.03
Geo | 0 | 0 | 0 | 0 | 0 | 0
H | 0 | 0 | 0 | 0 | 0 | 0
LFG | 0 | 0 | 0 | 0 | 0 | 0
Nuc | 0 | 0 | 0 | 0 | 0 | 0
PS | 0 | 0 | 0 | 0 | 0 | 0
PV | 0 | 0 | 0 | 0 | 0 | 0
PeakG | 0 | 0 | 0 | 0 | 0 | 0
PeakO | 0 | 0 | 0 | 0 | 0 | 0
ST | 0 | 0 | 0 | 0 | 0 | 0
STOG | 0 | 0 | 0 | 0 | 0 | 0
STWD | 0 | 0 | 0 | 0 | 0 | 0
WT | 0 | 0 | 0 | 0 | 0 | 0
IGCC | 0 | 0 | 0 | 0 | 0 | 0
DemandResponse | 0 | 0 | 0 | 0 | 0 | 0
IGCC-CCS | 0 | 0 | 0 | 0 | 0 | 0
WT_off | 0 | 0 | 0 | 0 | 0 | 0
PseudoUnit | 0 | 0 | 0 | 0 | 0 | 0
FixedInterchange | 0 | 0 | 0 | 0 | 0 | 0
NOx Emissions (MMshortTons): PJM_ROR
ReportingType | 2015 | 2020 | 2025 | 2030 | 2035 | 2040
BM | 0 | 0 | 0 | 0 | 0 | 0
CC | 0 | 0 | 0 | 0 | 0 | 0
CSP | 0 | 0 | 0 | 0 | 0 | 0
CT | 0 | 0 | 0 | 0 | 0 | 0
Coal | 0.27 | 0.17 | 0.17 | 0.17 | 0.17 | 0.17
Geo | 0 | 0 | 0 | 0 | 0 | 0
H | 0 | 0 | 0 | 0 | 0 | 0
LFG | 0 | 0 | 0 | 0 | 0 | 0
Nuc | 0 | 0 | 0 | 0 | 0 | 0
PS | 0 | 0 | 0 | 0 | 0 | 0
PV | 0 | 0 | 0 | 0 | 0 | 0
PeakG | 0 | 0 | 0 | 0 | 0 | 0
PeakO | 0 | 0 | 0 | 0 | 0 | 0
ST | 0 | 0 | 0 | 0 | 0 | 0
STOG | 0 | 0 | 0 | 0 | 0 | 0
STWD | 0 | 0 | 0 | 0 | 0 | 0
WT | 0 | 0 | 0 | 0 | 0 | 0
IGCC | 0 | 0 | 0 | 0 | 0 | 0
DemandResponse | 0 | 0 | 0 | 0 | 0 | 0
IGCC-CCS | 0 | 0 | 0 | 0 | 0 | 0
WT_off | 0 | 0 | 0 | 0 | 0 | 0
PseudoUnit | 0 | 0 | 0 | 0 | 0 | 0
FixedInterchange | 0 | 0 | 0 | 0 | 0 | 0
NOx Emissions (MMshortTons): SOCO
ReportingType | 2015 | 2020 | 2025 | 2030 | 2035 | 2040
BM | 0 | 0 | 0 | 0 | 0 | 0
CC | 0.01 | 0.01 | 0.01 | 0 | 0.01 | 0
CSP | 0 | 0 | 0 | 0 | 0 | 0
CT | 0 | 0 | 0 | 0 | 0 | 0
Coal | 0.06 | 0.05 | 0.05 | 0.05 | 0.05 | 0.07
Geo | 0 | 0 | 0 | 0 | 0 | 0
H | 0 | 0 | 0 | 0 | 0 | 0
LFG | 0 | 0 | 0 | 0 | 0 | 0
Nuc | 0 | 0 | 0 | 0 | 0 | 0
PS | 0 | 0 | 0 | 0 | 0 | 0
PV | 0 | 0 | 0 | 0 | 0 | 0
PeakG | 0 | 0 | 0 | 0 | 0 | 0
PeakO | 0 | 0 | 0 | 0 | 0 | 0
ST | 0 | 0 | 0 | 0 | 0 | 0
STOG | 0 | 0 | 0 | 0 | 0 | 0
STWD | 0 | 0 | 0 | 0 | 0 | 0
WT | 0 | 0 | 0 | 0 | 0 | 0
IGCC | 0 | 0 | 0 | 0 | 0 | 0
DemandResponse | 0 | 0 | 0 | 0 | 0 | 0
IGCC-CCS | 0 | 0 | 0 | 0 | 0 | 0
WT_off | 0 | 0 | 0 | 0 | 0 | 0
PseudoUnit | 0 | 0 | 0 | 0 | 0 | 0
FixedInterchange | 0 | 0 | 0 | 0 | 0 | 0
NOx Emissions (MMshortTons): SPP_N
ReportingType | 2015 | 2020 | 2025 | 2030 | 2035 | 2040
BM | 0 | 0 | 0 | 0 | 0 | 0
CC | 0 | 0 | 0 | 0 | 0 | 0
CSP | 0 | 0 | 0 | 0 | 0 | 0
CT | 0 | 0 | 0 | 0 | 0 | 0
Coal | 0.07 | 0.06 | 0.06 | 0.06 | 0.06 | 0.06
Geo | 0 | 0 | 0 | 0 | 0 | 0
H | 0 | 0 | 0 | 0 | 0 | 0
LFG | 0 | 0 | 0 | 0 | 0 | 0
Nuc | 0 | 0 | 0 | 0 | 0 | 0
PS | 0 | 0 | 0 | 0 | 0 | 0
PV | 0 | 0 | 0 | 0 | 0 | 0
PeakG | 0 | 0 | 0 | 0 | 0 | 0
PeakO | 0 | 0 | 0 | 0 | 0 | 0
ST | 0 | 0 | 0 | 0 | 0 | 0
STOG | 0 | 0 | 0 | 0 | 0 | 0
STWD | 0 | 0 | 0 | 0 | 0 | 0
WT | 0 | 0 | 0 | 0 | 0 | 0
IGCC | 0 | 0 | 0 | 0 | 0 | 0
DemandResponse | 0 | 0 | 0 | 0 | 0 | 0
IGCC-CCS | 0 | 0 | 0 | 0 | 0 | 0
WT_off | 0 | 0 | 0 | 0 | 0 | 0
PseudoUnit | 0 | 0 | 0 | 0 | 0 | 0
FixedInterchange | 0 | 0 | 0 | 0 | 0 | 0
NOx Emissions (MMshortTons): SPP_S
ReportingType | 2015 | 2020 | 2025 | 2030 | 2035 | 2040
BM | 0 | 0 | 0 | 0 | 0 | 0
CC | 0 | 0 | 0 | 0 | 0 | 0
CSP | 0 | 0 | 0 | 0 | 0 | 0
CT | 0 | 0 | 0 | 0 | 0 | 0
Coal | 0.1 | 0.09 | 0.09 | 0.08 | 0.1 | 0.1
Geo | 0 | 0 | 0 | 0 | 0 | 0
H | 0 | 0 | 0 | 0 | 0 | 0
LFG | 0 | 0 | 0 | 0 | 0 | 0
Nuc | 0 | 0 | 0 | 0 | 0 | 0
PS | 0 | 0 | 0 | 0 | 0 | 0
PV | 0 | 0 | 0 | 0 | 0 | 0
PeakG | 0 | 0 | 0 | 0 | 0 | 0
PeakO | 0 | 0 | 0 | 0 | 0 | 0
ST | 0 | 0 | 0 | 0 | 0 | 0
STOG | 0 | 0 | 0 | 0 | 0 | 0
STWD | 0 | 0 | 0 | 0 | 0 | 0
WT | 0 | 0 | 0 | 0 | 0 | 0
IGCC | 0 | 0 | 0 | 0 | 0 | 0
DemandResponse | 0 | 0 | 0 | 0 | 0 | 0
IGCC-CCS | 0 | 0 | 0 | 0 | 0 | 0
WT_off | 0 | 0 | 0 | 0 | 0 | 0
PseudoUnit | 0 | 0 | 0 | 0 | 0 | 0
FixedInterchange | 0 | 0 | 0 | 0 | 0 | 0
NOx Emissions (MMshortTons): TVA
ReportingType | 2015 | 2020 | 2025 | 2030 | 2035 | 2040
BM | 0 | 0 | 0 | 0 | 0 | 0
CC | 0 | 0 | 0 | 0 | 0 | 0
CSP | 0 | 0 | 0 | 0 | 0 | 0
CT | 0 | 0 | 0 | 0 | 0 | 0
Coal | 0.07 | 0.05 | 0.05 | 0.05 | 0.05 | 0.05
Geo | 0 | 0 | 0 | 0 | 0 | 0
H | 0 | 0 | 0 | 0 | 0 | 0
LFG | 0 | 0 | 0 | 0 | 0 | 0
Nuc | 0 | 0 | 0 | 0 | 0 | 0
PS | 0 | 0 | 0 | 0 | 0 | 0
PV | 0 | 0 | 0 | 0 | 0 | 0
PeakG | 0 | 0 | 0 | 0 | 0 | 0
PeakO | 0 | 0 | 0 | 0 | 0 | 0
ST | 0 | 0 | 0 | 0 | 0 | 0
STOG | 0 | 0 | 0 | 0 | 0 | 0
STWD | 0 | 0 | 0 | 0 | 0 | 0
WT | 0 | 0 | 0 | 0 | 0 | 0
IGCC | 0 | 0 | 0 | 0 | 0 | 0
DemandResponse | 0 | 0 | 0 | 0 | 0 | 0
IGCC-CCS | 0 | 0 | 0 | 0 | 0 | 0
WT_off | 0 | 0 | 0 | 0 | 0 | 0
PseudoUnit | 0 | 0 | 0 | 0 | 0 | 0
FixedInterchange | 0 | 0 | 0 | 0 | 0 | 0
NOx Emissions (MMshortTons): TVA_Transmission
ReportingType | 2015 | 2020 | 2025 | 2030 | 2035 | 2040
BM | 0 | 0 | 0 | 0 | 0 | 0
CC | 0 | 0 | 0 | 0 | 0 | 0
CSP | 0 | 0 | 0 | 0 | 0 | 0
CT | 0 | 0 | 0 | 0 | 0 | 0
Coal | 0 | 0 | 0 | 0 | 0 | 0
Geo | 0 | 0 | 0 | 0 | 0 | 0
H | 0 | 0 | 0 | 0 | 0 | 0
LFG | 0 | 0 | 0 | 0 | 0 | 0
Nuc | 0 | 0 | 0 | 0 | 0 | 0
PS | 0 | 0 | 0 | 0 | 0 | 0
PV | 0 | 0 | 0 | 0 | 0 | 0
PeakG | 0 | 0 | 0 | 0 | 0 | 0
PeakO | 0 | 0 | 0 | 0 | 0 | 0
ST | 0 | 0 | 0 | 0 | 0 | 0
STOG | 0 | 0 | 0 | 0 | 0 | 0
STWD | 0 | 0 | 0 | 0 | 0 | 0
WT | 0 | 0 | 0 | 0 | 0 | 0
IGCC | 0 | 0 | 0 | 0 | 0 | 0
DemandResponse | 0 | 0 | 0 | 0 | 0 | 0
IGCC-CCS | 0 | 0 | 0 | 0 | 0 | 0
WT_off | 0 | 0 | 0 | 0 | 0 | 0
PseudoUnit | 0 | 0 | 0 | 0 | 0 | 0
FixedInterchange | 0 | 0 | 0 | 0 | 0 | 0
NOx Emissions (MMshortTons): VACAR
ReportingType | 2015 | 2020 | 2025 | 2030 | 2035 | 2040
BM | 0 | 0 | 0 | 0 | 0 | 0
CC | 0 | 0 | 0 | 0 | 0 | 0
CSP | 0 | 0 | 0 | 0 | 0 | 0
CT | 0 | 0 | 0 | 0 | 0 | 0
Coal | 0.05 | 0.03 | 0.02 | 0.01 | 0.02 | 0.03
Geo | 0 | 0 | 0 | 0 | 0 | 0
H | 0 | 0 | 0 | 0 | 0 | 0
LFG | 0 | 0 | 0 | 0 | 0 | 0
Nuc | 0 | 0 | 0 | 0 | 0 | 0
PS | 0 | 0 | 0 | 0 | 0 | 0
PV | 0 | 0 | 0 | 0 | 0 | 0
PeakG | 0 | 0 | 0 | 0 | 0 | 0
PeakO | 0 | 0 | 0 | 0 | 0 | 0
ST | 0 | 0 | 0 | 0 | 0 | 0
STOG | 0 | 0 | 0 | 0 | 0 | 0
STWD | 0 | 0 | 0 | 0 | 0 | 0
WT | 0 | 0 | 0 | 0 | 0 | 0
IGCC | 0 | 0 | 0 | 0 | 0 | 0
DemandResponse | 0 | 0 | 0 | 0 | 0 | 0
IGCC-CCS | 0 | 0 | 0 | 0 | 0 | 0
WT_off | 0 | 0 | 0 | 0 | 0 | 0
PseudoUnit | 0 | 0 | 0 | 0 | 0 | 0
FixedInterchange | 0 | 0 | 0 | 0 | 0 | 0
NOx Emissions (MMshortTons): IESO
ReportingType | 2015 | 2020 | 2025 | 2030 | 2035 | 2040
BM | 0 | 0 | 0 | 0 | 0 | 0
CC | 0 | 0 | 0 | 0 | 0 | 0
CSP | 0 | 0 | 0 | 0 | 0 | 0
CT | 0 | 0 | 0 | 0 | 0 | 0
Coal | 0 | 0 | 0 | 0 | 0 | 0
Geo | 0 | 0 | 0 | 0 | 0 | 0
H | 0 | 0 | 0 | 0 | 0 | 0
LFG | 0 | 0 | 0 | 0 | 0 | 0
Nuc | 0 | 0 | 0 | 0 | 0 | 0
PS | 0 | 0 | 0 | 0 | 0 | 0
PV | 0 | 0 | 0 | 0 | 0 | 0
PeakG | 0 | 0 | 0 | 0 | 0 | 0
PeakO | 0 | 0 | 0 | 0 | 0 | 0
ST | 0 | 0 | 0 | 0 | 0 | 0
STOG | 0 | 0 | 0 | 0 | 0 | 0
STWD | 0 | 0 | 0 | 0 | 0 | 0
WT | 0 | 0 | 0 | 0 | 0 | 0
IGCC | 0 | 0 | 0 | 0 | 0 | 0
DemandResponse | 0 | 0 | 0 | 0 | 0 | 0
IGCC-CCS | 0 | 0 | 0 | 0 | 0 | 0
WT_off | 0 | 0 | 0 | 0 | 0 | 0
PseudoUnit | 0 | 0 | 0 | 0 | 0 | 0
FixedInterchange | 0 | 0 | 0 | 0 | 0 | 0
NOx Emissions (MMshortTons): MAPP_CA
ReportingType | 2015 | 2020 | 2025 | 2030 | 2035 | 2040
BM | 0 | 0 | 0 | 0 | 0 | 0
CC | 0 | 0 | 0 | 0 | 0 | 0
CSP | 0 | 0 | 0 | 0 | 0 | 0
CT | 0 | 0 | 0 | 0 | 0 | 0
Coal | 0 | 0 | 0 | 0 | 0 | 0
Geo | 0 | 0 | 0 | 0 | 0 | 0
H | 0 | 0 | 0 | 0 | 0 | 0
LFG | 0 | 0 | 0 | 0 | 0 | 0
Nuc | 0 | 0 | 0 | 0 | 0 | 0
PS | 0 | 0 | 0 | 0 | 0 | 0
PV | 0 | 0 | 0 | 0 | 0 | 0
PeakG | 0 | 0 | 0 | 0 | 0 | 0
PeakO | 0 | 0 | 0 | 0 | 0 | 0
ST | 0 | 0 | 0 | 0 | 0 | 0
STOG | 0 | 0 | 0 | 0 | 0 | 0
STWD | 0 | 0 | 0 | 0 | 0 | 0
WT | 0 | 0 | 0 | 0 | 0 | 0
IGCC | 0 | 0 | 0 | 0 | 0 | 0
DemandResponse | 0 | 0 | 0 | 0 | 0 | 0
IGCC-CCS | 0 | 0 | 0 | 0 | 0 | 0
WT_off | 0 | 0 | 0 | 0 | 0 | 0
PseudoUnit | 0 | 0 | 0 | 0 | 0 | 0
FixedInterchange | 0 | 0 | 0 | 0 | 0 | 0
NOx Emissions (MMshortTons): AZ_NM_SNV_Coal
ReportingType | 2015 | 2020 | 2025 | 2030 | 2035 | 2040
BM | 0 | 0 | 0 | 0 | 0 | 0
CC | 0 | 0 | 0 | 0 | 0 | 0
CSP | 0 | 0 | 0 | 0 | 0 | 0
CT | 0 | 0 | 0 | 0 | 0 | 0
Coal | 0.12 | 0.12 | 0.12 | 0.12 | 0.12 | 0.14
Geo | 0 | 0 | 0 | 0 | 0 | 0
H | 0 | 0 | 0 | 0 | 0 | 0
LFG | 0 | 0 | 0 | 0 | 0 | 0
Nuc | 0 | 0 | 0 | 0 | 0 | 0
PS | 0 | 0 | 0 | 0 | 0 | 0
PV | 0 | 0 | 0 | 0 | 0 | 0
PeakG | 0 | 0 | 0 | 0 | 0 | 0
PeakO | 0 | 0 | 0 | 0 | 0 | 0
ST | 0 | 0 | 0 | 0 | 0 | 0
STOG | 0 | 0 | 0 | 0 | 0 | 0
STWD | 0 | 0 | 0 | 0 | 0 | 0
WT | 0 | 0 | 0 | 0 | 0 | 0
IGCC | 0 | 0 | 0 | 0 | 0 | 0
DemandResponse | 0 | 0 | 0 | 0 | 0 | 0
IGCC-CCS | 0 | 0 | 0 | 0 | 0 | 0
WT_off | 0 | 0 | 0 | 0 | 0 | 0
PseudoUnit | 0 | 0 | 0 | 0 | 0 | 0
FixedInterchange | 0 | 0 | 0 | 0 | 0 | 0
NOx Emissions (MMshortTons): AZ_NM_SNV_Gas
ReportingType | 2015 | 2020 | 2025 | 2030 | 2035 | 2040
BM | 0 | 0 | 0 | 0 | 0 | 0
CC | 0.01 | 0.01 | 0.01 | 0.01 | 0.01 | 0.01
CSP | 0 | 0 | 0 | 0 | 0 | 0
CT | 0 | 0 | 0 | 0 | 0 | 0
Coal | 0 | 0 | 0 | 0 | 0 | 0
Geo | 0 | 0 | 0 | 0 | 0 | 0
H | 0 | 0 | 0 | 0 | 0 | 0
LFG | 0 | 0 | 0 | 0 | 0 | 0
Nuc | 0 | 0 | 0 | 0 | 0 | 0
PS | 0 | 0 | 0 | 0 | 0 | 0
PV | 0 | 0 | 0 | 0 | 0 | 0
PeakG | 0 | 0 | 0 | 0 | 0 | 0
PeakO | 0 | 0 | 0 | 0 | 0 | 0
ST | 0 | 0 | 0 | 0 | 0 | 0
STOG | 0 | 0 | 0 | 0 | 0 | 0
STWD | 0 | 0 | 0 | 0 | 0 | 0
WT | 0 | 0 | 0 | 0 | 0 | 0
IGCC | 0 | 0 | 0 | 0 | 0 | 0
DemandResponse | 0 | 0 | 0 | 0 | 0 | 0
IGCC-CCS | 0 | 0 | 0 | 0 | 0 | 0
WT_off | 0 | 0 | 0 | 0 | 0 | 0
PseudoUnit | 0 | 0 | 0 | 0 | 0 | 0
FixedInterchange | 0 | 0 | 0 | 0 | 0 | 0
NOx Emissions (MMshortTons): AZ_NM_SNV_NucRenew
ReportingType | 2015 | 2020 | 2025 | 2030 | 2035 | 2040
BM | 0 | 0 | 0 | 0 | 0 | 0
CC | 0 | 0 | 0 | 0 | 0 | 0
CSP | 0 | 0 | 0 | 0 | 0 | 0
CT | 0 | 0 | 0 | 0 | 0 | 0
Coal | 0 | 0 | 0 | 0 | 0 | 0
Geo | 0 | 0 | 0 | 0 | 0 | 0
H | 0 | 0 | 0 | 0 | 0 | 0
LFG | 0 | 0 | 0 | 0 | 0 | 0
Nuc | 0 | 0 | 0 | 0 | 0 | 0
PS | 0 | 0 | 0 | 0 | 0 | 0
PV | 0 | 0 | 0 | 0 | 0 | 0
PeakG | 0 | 0 | 0 | 0 | 0 | 0
PeakO | 0 | 0 | 0 | 0 | 0 | 0
ST | 0 | 0 | 0 | 0 | 0 | 0
STOG | 0 | 0 | 0 | 0 | 0 | 0
STWD | 0 | 0 | 0 | 0 | 0 | 0
WT | 0 | 0 | 0 | 0 | 0 | 0
IGCC | 0 | 0 | 0 | 0 | 0 | 0
DemandResponse | 0 | 0 | 0 | 0 | 0 | 0
IGCC-CCS | 0 | 0 | 0 | 0 | 0 | 0
WT_off | 0 | 0 | 0 | 0 | 0 | 0
PseudoUnit | 0 | 0 | 0 | 0 | 0 | 0
FixedInterchange | 0 | 0 | 0 | 0 | 0 | 0
NOx Emissions (MMshortTons): ERCOT
ReportingType | 2015 | 2020 | 2025 | 2030 | 2035 | 2040
BM | 0 | 0 | 0 | 0 | 0 | 0
CC | 0.01 | 0.01 | 0.01 | 0.01 | 0.01 | 0.01
CSP | 0 | 0 | 0 | 0 | 0 | 0
CT | 0 | 0 | 0 | 0 | 0 | 0
Coal | 0.07 | 0.07 | 0.08 | 0.08 | 0.08 | 0.08
Geo | 0 | 0 | 0 | 0 | 0 | 0
H | 0 | 0 | 0 | 0 | 0 | 0
LFG | 0 | 0 | 0 | 0 | 0 | 0
Nuc | 0 | 0 | 0 | 0 | 0 | 0
PS | 0 | 0 | 0 | 0 | 0 | 0
PV | 0 | 0 | 0 | 0 | 0 | 0
PeakG | 0 | 0 | 0 | 0 | 0 | 0
PeakO | 0 | 0 | 0 | 0 | 0 | 0
ST | 0 | 0 | 0 | 0 | 0 | 0
STOG | 0.01 | 0.01 | 0.01 | 0 | 0 | 0
STWD | 0 | 0 | 0 | 0 | 0 | 0
WT | 0 | 0 | 0 | 0 | 0 | 0
IGCC | 0 | 0 | 0 | 0 | 0 | 0
DemandResponse | 0 | 0 | 0 | 0 | 0 | 0
IGCC-CCS | 0 | 0 | 0 | 0 | 0 | 0
WT_off | 0 | 0 | 0 | 0 | 0 | 0
PseudoUnit | 0 | 0 | 0 | 0 | 0 | 0
FixedInterchange | 0 | 0 | 0 | 0 | 0 | 0
NOx Emissions (MMshortTons): NP15
ReportingType | 2015 | 2020 | 2025 | 2030 | 2035 | 2040
BM | 0 | 0 | 0 | 0 | 0 | 0
CC | 0 | 0 | 0 | 0 | 0 | 0
CSP | 0 | 0 | 0 | 0 | 0 | 0
CT | 0 | 0 | 0 | 0 | 0 | 0
Coal | 0 | 0 | 0 | 0 | 0 | 0
Geo | 0 | 0 | 0 | 0 | 0 | 0
H | 0 | 0 | 0 | 0 | 0 | 0
LFG | 0 | 0 | 0 | 0 | 0 | 0
Nuc | 0 | 0 | 0 | 0 | 0 | 0
PS | 0 | 0 | 0 | 0 | 0 | 0
PV | 0 | 0 | 0 | 0 | 0 | 0
PeakG | 0 | 0 | 0 | 0 | 0 | 0
PeakO | 0 | 0 | 0 | 0 | 0 | 0
ST | 0 | 0 | 0 | 0 | 0 | 0
STOG | 0 | 0 | 0 | 0 | 0 | 0
STWD | 0 | 0 | 0 | 0 | 0 | 0
WT | 0 | 0 | 0 | 0 | 0 | 0
IGCC | 0 | 0 | 0 | 0 | 0 | 0
DemandResponse | 0 | 0 | 0 | 0 | 0 | 0
IGCC-CCS | 0 | 0 | 0 | 0 | 0 | 0
WT_off | 0 | 0 | 0 | 0 | 0 | 0
PseudoUnit | 0 | 0 | 0 | 0 | 0 | 0
FixedInterchange | 0 | 0 | 0 | 0 | 0 | 0
NOx Emissions (MMshortTons): NWPP_Coal
ReportingType | 2015 | 2020 | 2025 | 2030 | 2035 | 2040
BM | 0 | 0 | 0 | 0 | 0 | 0
CC | 0 | 0 | 0 | 0 | 0 | 0
CSP | 0 | 0 | 0 | 0 | 0 | 0
CT | 0 | 0 | 0 | 0 | 0 | 0
Coal | 0.15 | 0.15 | 0.15 | 0.15 | 0.15 | 0.15
Geo | 0 | 0 | 0 | 0 | 0 | 0
H | 0 | 0 | 0 | 0 | 0 | 0
LFG | 0 | 0 | 0 | 0 | 0 | 0
Nuc | 0 | 0 | 0 | 0 | 0 | 0
PS | 0 | 0 | 0 | 0 | 0 | 0
PV | 0 | 0 | 0 | 0 | 0 | 0
PeakG | 0 | 0 | 0 | 0 | 0 | 0
PeakO | 0 | 0 | 0 | 0 | 0 | 0
ST | 0 | 0 | 0 | 0 | 0 | 0
STOG | 0 | 0 | 0 | 0 | 0 | 0
STWD | 0 | 0 | 0 | 0 | 0 | 0
WT | 0 | 0 | 0 | 0 | 0 | 0
IGCC | 0 | 0 | 0 | 0 | 0 | 0
DemandResponse | 0 | 0 | 0 | 0 | 0 | 0
IGCC-CCS | 0 | 0 | 0 | 0 | 0 | 0
WT_off | 0 | 0 | 0 | 0 | 0 | 0
PseudoUnit | 0 | 0 | 0 | 0 | 0 | 0
FixedInterchange | 0 | 0 | 0 | 0 | 0 | 0
NOx Emissions (MMshortTons): NWPP_Gas
ReportingType | 2015 | 2020 | 2025 | 2030 | 2035 | 2040
BM | 0 | 0 | 0 | 0 | 0 | 0
CC | 0 | 0 | 0 | 0.01 | 0.01 | 0.01
CSP | 0 | 0 | 0 | 0 | 0 | 0
CT | 0 | 0 | 0 | 0 | 0 | 0
Coal | 0 | 0 | 0 | 0 | 0 | 0
Geo | 0 | 0 | 0 | 0 | 0 | 0
H | 0 | 0 | 0 | 0 | 0 | 0
LFG | 0 | 0 | 0 | 0 | 0 | 0
Nuc | 0 | 0 | 0 | 0 | 0 | 0
PS | 0 | 0 | 0 | 0 | 0 | 0
PV | 0 | 0 | 0 | 0 | 0 | 0
PeakG | 0 | 0 | 0 | 0 | 0 | 0
PeakO | 0 | 0 | 0 | 0 | 0 | 0
ST | 0 | 0 | 0 | 0 | 0 | 0
STOG | 0 | 0 | 0 | 0 | 0 | 0
STWD | 0 | 0 | 0 | 0 | 0 | 0
WT | 0 | 0 | 0 | 0 | 0 | 0
IGCC | 0 | 0 | 0 | 0 | 0 | 0
DemandResponse | 0 | 0 | 0 | 0 | 0 | 0
IGCC-CCS | 0 | 0 | 0 | 0 | 0 | 0
WT_off | 0 | 0 | 0 | 0 | 0 | 0
PseudoUnit | 0 | 0 | 0 | 0 | 0 | 0
FixedInterchange | 0 | 0 | 0 | 0 | 0 | 0
NOx Emissions (MMshortTons): NWPP_NucRenew
ReportingType | 2015 | 2020 | 2025 | 2030 | 2035 | 2040
BM | 0 | 0 | 0 | 0 | 0 | 0
CC | 0 | 0 | 0 | 0 | 0 | 0
CSP | 0 | 0 | 0 | 0 | 0 | 0
CT | 0 | 0 | 0 | 0 | 0 | 0
Coal | 0 | 0 | 0 | 0 | 0 | 0
Geo | 0 | 0 | 0 | 0 | 0 | 0
H | 0 | 0 | 0 | 0 | 0 | 0
LFG | 0 | 0 | 0 | 0 | 0 | 0
Nuc | 0 | 0 | 0 | 0 | 0 | 0
PS | 0 | 0 | 0 | 0 | 0 | 0
PV | 0 | 0 | 0 | 0 | 0 | 0
PeakG | 0 | 0 | 0 | 0 | 0 | 0
PeakO | 0 | 0 | 0 | 0 | 0 | 0
ST | 0 | 0 | 0 | 0 | 0 | 0
STOG | 0 | 0 | 0 | 0 | 0 | 0
STWD | 0 | 0 | 0 | 0 | 0 | 0
WT | 0 | 0 | 0 | 0 | 0 | 0
IGCC | 0 | 0 | 0 | 0 | 0 | 0
DemandResponse | 0 | 0 | 0 | 0 | 0 | 0
IGCC-CCS | 0 | 0 | 0 | 0 | 0 | 0
WT_off | 0 | 0 | 0 | 0 | 0 | 0
PseudoUnit | 0 | 0 | 0 | 0 | 0 | 0
FixedInterchange | 0 | 0 | 0 | 0 | 0 | 0
NOx Emissions (MMshortTons): RMPA
ReportingType | 2015 | 2020 | 2025 | 2030 | 2035 | 2040
BM | 0 | 0 | 0 | 0 | 0 | 0
CC | 0 | 0 | 0 | 0 | 0 | 0
CSP | 0 | 0 | 0 | 0 | 0 | 0
CT | 0 | 0 | 0 | 0 | 0 | 0
Coal | 0.06 | 0.06 | 0.05 | 0.06 | 0.06 | 0.06
Geo | 0 | 0 | 0 | 0 | 0 | 0
H | 0 | 0 | 0 | 0 | 0 | 0
LFG | 0 | 0 | 0 | 0 | 0 | 0
Nuc | 0 | 0 | 0 | 0 | 0 | 0
PS | 0 | 0 | 0 | 0 | 0 | 0
PV | 0 | 0 | 0 | 0 | 0 | 0
PeakG | 0 | 0 | 0 | 0 | 0 | 0
PeakO | 0 | 0 | 0 | 0 | 0 | 0
ST | 0 | 0 | 0 | 0 | 0 | 0
STOG | 0 | 0 | 0 | 0 | 0 | 0
STWD | 0 | 0 | 0 | 0 | 0 | 0
WT | 0 | 0 | 0 | 0 | 0 | 0
IGCC | 0 | 0 | 0 | 0 | 0 | 0
DemandResponse | 0 | 0 | 0 | 0 | 0 | 0
IGCC-CCS | 0 | 0 | 0 | 0 | 0 | 0
WT_off | 0 | 0 | 0 | 0 | 0 | 0
PseudoUnit | 0 | 0 | 0 | 0 | 0 | 0
FixedInterchange | 0 | 0 | 0 | 0 | 0 | 0
NOx Emissions (MMshortTons): SP15
ReportingType | 2015 | 2020 | 2025 | 2030 | 2035 | 2040
BM | 0 | 0 | 0 | 0 | 0 | 0
CC | 0 | 0 | 0 | 0 | 0 | 0
CSP | 0 | 0 | 0 | 0 | 0 | 0
CT | 0 | 0 | 0 | 0 | 0 | 0
Coal | 0 | 0 | 0 | 0 | 0 | 0
Geo | 0 | 0 | 0 | 0 | 0 | 0
H | 0 | 0 | 0 | 0 | 0 | 0
LFG | 0 | 0 | 0 | 0 | 0 | 0
Nuc | 0 | 0 | 0 | 0 | 0 | 0
PS | 0 | 0 | 0 | 0 | 0 | 0
PV | 0 | 0 | 0 | 0 | 0 | 0
PeakG | 0 | 0 | 0 | 0 | 0 | 0
PeakO | 0 | 0 | 0 | 0 | 0 | 0
ST | 0 | 0 | 0 | 0 | 0 | 0
STOG | 0 | 0 | 0 | 0 | 0 | 0
STWD | 0 | 0 | 0 | 0 | 0 | 0
WT | 0 | 0 | 0 | 0 | 0 | 0
IGCC | 0 | 0 | 0 | 0 | 0 | 0
DemandResponse | 0 | 0 | 0 | 0 | 0 | 0
IGCC-CCS | 0 | 0 | 0 | 0 | 0 | 0
WT_off | 0 | 0 | 0 | 0 | 0 | 0
PseudoUnit | 0 | 0 | 0 | 0 | 0 | 0
FixedInterchange | 0 | 0 | 0 | 0 | 0 | 0
NOx Emissions (MMshortTons): ALB
ReportingType | 2015 | 2020 | 2025 | 2030 | 2035 | 2040
BM | 0 | 0 | 0 | 0 | 0 | 0
CC | 0 | 0 | 0 | 0 | 0 | 0
CSP | 0 | 0 | 0 | 0 | 0 | 0
CT | 0 | 0 | 0 | 0 | 0 | 0
Coal | 0.01 | 0.01 | 0.01 | 0.01 | 0.01 | 0.01
Geo | 0 | 0 | 0 | 0 | 0 | 0
H | 0 | 0 | 0 | 0 | 0 | 0
LFG | 0 | 0 | 0 | 0 | 0 | 0
Nuc | 0 | 0 | 0 | 0 | 0 | 0
PS | 0 | 0 | 0 | 0 | 0 | 0
PV | 0 | 0 | 0 | 0 | 0 | 0
PeakG | 0 | 0 | 0 | 0 | 0 | 0
PeakO | 0 | 0 | 0 | 0 | 0 | 0
ST | 0 | 0 | 0 | 0 | 0 | 0
STOG | 0 | 0 | 0 | 0 | 0 | 0
STWD | 0 | 0 | 0 | 0 | 0 | 0
WT | 0 | 0 | 0 | 0 | 0 | 0
IGCC | 0 | 0 | 0 | 0 | 0 | 0
DemandResponse | 0 | 0 | 0 | 0 | 0 | 0
IGCC-CCS | 0 | 0 | 0 | 0 | 0 | 0
WT_off | 0 | 0 | 0 | 0 | 0 | 0
PseudoUnit | 0 | 0 | 0 | 0 | 0 | 0
FixedInterchange | 0 | 0 | 0 | 0 | 0 | 0
NOx Emissions (MMshortTons): BC
ReportingType | 2015 | 2020 | 2025 | 2030 | 2035 | 2040
BM | 0 | 0 | 0 | 0 | 0 | 0
CC | 0 | 0 | 0 | 0 | 0 | 0
CSP | 0 | 0 | 0 | 0 | 0 | 0
CT | 0 | 0 | 0 | 0 | 0 | 0
Coal | 0 | 0 | 0 | 0 | 0 | 0
Geo | 0 | 0 | 0 | 0 | 0 | 0
H | 0 | 0 | 0 | 0 | 0 | 0
LFG | 0 | 0 | 0 | 0 | 0 | 0
Nuc | 0 | 0 | 0 | 0 | 0 | 0
PS | 0 | 0 | 0 | 0 | 0 | 0
PV | 0 | 0 | 0 | 0 | 0 | 0
PeakG | 0 | 0 | 0 | 0 | 0 | 0
PeakO | 0 | 0 | 0 | 0 | 0 | 0
ST | 0 | 0 | 0 | 0 | 0 | 0
STOG | 0 | 0 | 0 | 0 | 0 | 0
STWD | 0 | 0 | 0 | 0 | 0 | 0
WT | 0 | 0 | 0 | 0 | 0 | 0
IGCC | 0 | 0 | 0 | 0 | 0 | 0
DemandResponse | 0 | 0 | 0 | 0 | 0 | 0
IGCC-CCS | 0 | 0 | 0 | 0 | 0 | 0
WT_off | 0 | 0 | 0 | 0 | 0 | 0
PseudoUnit | 0 | 0 | 0 | 0 | 0 | 0
FixedInterchange | 0 | 0 | 0 | 0 | 0 | 0
NOx Emissions (MMshortTons): HQ_IESO
ReportingType | 2015 | 2020 | 2025 | 2030 | 2035 | 2040
BM | 0 | 0 | 0 | 0 | 0 | 0
CC | 0 | 0 | 0 | 0 | 0 | 0
CSP | 0 | 0 | 0 | 0 | 0 | 0
CT | 0 | 0 | 0 | 0 | 0 | 0
Coal | 0 | 0 | 0 | 0 | 0 | 0
Geo | 0 | 0 | 0 | 0 | 0 | 0
H | 0 | 0 | 0 | 0 | 0 | 0
LFG | 0 | 0 | 0 | 0 | 0 | 0
Nuc | 0 | 0 | 0 | 0 | 0 | 0
PS | 0 | 0 | 0 | 0 | 0 | 0
PV | 0 | 0 | 0 | 0 | 0 | 0
PeakG | 0 | 0 | 0 | 0 | 0 | 0
PeakO | 0 | 0 | 0 | 0 | 0 | 0
ST | 0 | 0 | 0 | 0 | 0 | 0
STOG | 0 | 0 | 0 | 0 | 0 | 0
STWD | 0 | 0 | 0 | 0 | 0 | 0
WT | 0 | 0 | 0 | 0 | 0 | 0
IGCC | 0 | 0 | 0 | 0 | 0 | 0
DemandResponse | 0 | 0 | 0 | 0 | 0 | 0
IGCC-CCS | 0 | 0 | 0 | 0 | 0 | 0
WT_off | 0 | 0 | 0 | 0 | 0 | 0
PseudoUnit | 0 | 0 | 0 | 0 | 0 | 0
FixedInterchange | 0 | 0 | 0 | 0 | 0 | 0
NOx Emissions (MMshortTons): HQ_NEISO
ReportingType | 2015 | 2020 | 2025 | 2030 | 2035 | 2040
BM | 0 | 0 | 0 | 0 | 0 | 0
CC | 0 | 0 | 0 | 0 | 0 | 0
CSP | 0 | 0 | 0 | 0 | 0 | 0
CT | 0 | 0 | 0 | 0 | 0 | 0
Coal | 0 | 0 | 0 | 0 | 0 | 0
Geo | 0 | 0 | 0 | 0 | 0 | 0
H | 0 | 0 | 0 | 0 | 0 | 0
LFG | 0 | 0 | 0 | 0 | 0 | 0
Nuc | 0 | 0 | 0 | 0 | 0 | 0
PS | 0 | 0 | 0 | 0 | 0 | 0
PV | 0 | 0 | 0 | 0 | 0 | 0
PeakG | 0 | 0 | 0 | 0 | 0 | 0
PeakO | 0 | 0 | 0 | 0 | 0 | 0
ST | 0 | 0 | 0 | 0 | 0 | 0
STOG | 0 | 0 | 0 | 0 | 0 | 0
STWD | 0 | 0 | 0 | 0 | 0 | 0
WT | 0 | 0 | 0 | 0 | 0 | 0
IGCC | 0 | 0 | 0 | 0 | 0 | 0
DemandResponse | 0 | 0 | 0 | 0 | 0 | 0
IGCC-CCS | 0 | 0 | 0 | 0 | 0 | 0
WT_off | 0 | 0 | 0 | 0 | 0 | 0
PseudoUnit | 0 | 0 | 0 | 0 | 0 | 0
FixedInterchange | 0 | 0 | 0 | 0 | 0 | 0
NOx Emissions (MMshortTons): HQ_NY
ReportingType | 2015 | 2020 | 2025 | 2030 | 2035 | 2040
BM | 0 | 0 | 0 | 0 | 0 | 0
CC | 0 | 0 | 0 | 0 | 0 | 0
CSP | 0 | 0 | 0 | 0 | 0 | 0
CT | 0 | 0 | 0 | 0 | 0 | 0
Coal | 0 | 0 | 0 | 0 | 0 | 0
Geo | 0 | 0 | 0 | 0 | 0 | 0
H | 0 | 0 | 0 | 0 | 0 | 0
LFG | 0 | 0 | 0 | 0 | 0 | 0
Nuc | 0 | 0 | 0 | 0 | 0 | 0
PS | 0 | 0 | 0 | 0 | 0 | 0
PV | 0 | 0 | 0 | 0 | 0 | 0
PeakG | 0 | 0 | 0 | 0 | 0 | 0
PeakO | 0 | 0 | 0 | 0 | 0 | 0
ST | 0 | 0 | 0 | 0 | 0 | 0
STOG | 0 | 0 | 0 | 0 | 0 | 0
STWD | 0 | 0 | 0 | 0 | 0 | 0
WT | 0 | 0 | 0 | 0 | 0 | 0
IGCC | 0 | 0 | 0 | 0 | 0 | 0
DemandResponse | 0 | 0 | 0 | 0 | 0 | 0
IGCC-CCS | 0 | 0 | 0 | 0 | 0 | 0
WT_off | 0 | 0 | 0 | 0 | 0 | 0
PseudoUnit | 0 | 0 | 0 | 0 | 0 | 0
FixedInterchange | 0 | 0 | 0 | 0 | 0 | 0
NOx Emissions (MMshortTons): MARITIMES
ReportingType | 2015 | 2020 | 2025 | 2030 | 2035 | 2040
BM | 0 | 0 | 0 | 0 | 0 | 0
CC | 0 | 0 | 0 | 0 | 0 | 0
CSP | 0 | 0 | 0 | 0 | 0 | 0
CT | 0 | 0 | 0 | 0 | 0 | 0
Coal | 0 | 0 | 0 | 0 | 0 | 0
Geo | 0 | 0 | 0 | 0 | 0 | 0
H | 0 | 0 | 0 | 0 | 0 | 0
LFG | 0 | 0 | 0 | 0 | 0 | 0
Nuc | 0 | 0 | 0 | 0 | 0 | 0
PS | 0 | 0 | 0 | 0 | 0 | 0
PV | 0 | 0 | 0 | 0 | 0 | 0
PeakG | 0 | 0 | 0 | 0 | 0 | 0
PeakO | 0 | 0 | 0 | 0 | 0 | 0
ST | 0 | 0 | 0 | 0 | 0 | 0
STOG | 0 | 0 | 0 | 0 | 0 | 0
STWD | 0 | 0 | 0 | 0 | 0 | 0
WT | 0 | 0 | 0 | 0 | 0 | 0
IGCC | 0 | 0 | 0 | 0 | 0 | 0
DemandResponse | 0 | 0 | 0 | 0 | 0 | 0
IGCC-CCS | 0 | 0 | 0 | 0 | 0 | 0
WT_off | 0 | 0 | 0 | 0 | 0 | 0
PseudoUnit | 0 | 0 | 0 | 0 | 0 | 0
FixedInterchange | 0 | 0 | 0 | 0 | 0 | 0
NOx Emissions (MMshortTons): All
ReportingType | 2015 | 2020 | 2025 | 2030 | 2035 | 2040
BM | 0 | 0 | 0 | 0 | 0 | 0
CC | 0.08 | 0.08 | 0.07 | 0.07 | 0.09 | 0.1
CSP | 0 | 0 | 0 | 0 | 0 | 0
CT | 0 | 0 | 0 | 0 | 0 | 0
Coal | 1.57 | 1.36 | 1.36 | 1.34 | 1.41 | 1.47
Geo | 0 | 0 | 0 | 0 | 0 | 0
H | 0 | 0 | 0 | 0 | 0 | 0
LFG | 0 | 0 | 0 | 0 | 0 | 0
Nuc | 0 | 0 | 0 | 0 | 0 | 0
PS | 0 | 0 | 0 | 0 | 0 | 0
PV | 0 | 0 | 0 | 0 | 0 | 0
PeakG | 0 | 0 | 0 | 0 | 0 | 0
PeakO | 0 | 0 | 0 | 0 | 0 | 0
ST | 0 | 0 | 0 | 0 | 0 | 0
STOG | 0.02 | 0.02 | 0.02 | 0.01 | 0.02 | 0.02
STWD | 0 | 0 | 0 | 0 | 0 | 0
WT | 0 | 0 | 0 | 0 | 0 | 0
IGCC | 0 | 0 | 0 | 0 | 0 | 0
DemandResponse | 0 | 0 | 0 | 0 | 0 | 0
IGCC-CCS | 0 | 0 | 0 | 0 | 0 | 0
WT_off | 0 | 0 | 0 | 0 | 0 | 0
PseudoUnit | 0 | 0 | 0 | 0 | 0 | 0
FixedInterchange | 0 | 0 | 0 | 0 | 0 | 0
NOx Emissions (MMshortTons): EI_US
ReportingType | 2015 | 2020 | 2025 | 2030 | 2035 | 2040
BM | 0 | 0 | 0 | 0 | 0 | 0
CC | 0.05 | 0.05 | 0.04 | 0.04 | 0.05 | 0.06
CSP | 0 | 0 | 0 | 0 | 0 | 0
CT | 0 | 0 | 0 | 0 | 0 | 0
Coal | 1.16 | 0.95 | 0.95 | 0.92 | 0.99 | 1.03
Geo | 0 | 0 | 0 | 0 | 0 | 0
H | 0 | 0 | 0 | 0 | 0 | 0
LFG | 0 | 0 | 0 | 0 | 0 | 0
Nuc | 0 | 0 | 0 | 0 | 0 | 0
PS | 0 | 0 | 0 | 0 | 0 | 0
PV | 0 | 0 | 0 | 0 | 0 | 0
PeakG | 0 | 0 | 0 | 0 | 0 | 0
PeakO | 0 | 0 | 0 | 0 | 0 | 0
ST | 0 | 0 | 0 | 0 | 0 | 0
STOG | 0.01 | 0.01 | 0.01 | 0.01 | 0.01 | 0.01
STWD | 0 | 0 | 0 | 0 | 0 | 0
WT | 0 | 0 | 0 | 0 | 0 | 0
IGCC | 0 | 0 | 0 | 0 | 0 | 0
DemandResponse | 0 | 0 | 0 | 0 | 0 | 0
IGCC-CCS | 0 | 0 | 0 | 0 | 0 | 0
WT_off | 0 | 0 | 0 | 0 | 0 | 0
PseudoUnit | 0 | 0 | 0 | 0 | 0 | 0
FixedInterchange | 0 | 0 | 0 | 0 | 0 | 0
NOx Emissions (MMshortTons): EI_Canada
ReportingType | 2015 | 2020 | 2025 | 2030 | 2035 | 2040
BM | 0 | 0 | 0 | 0 | 0 | 0
CC | 0 | 0 | 0 | 0 | 0 | 0
CSP | 0 | 0 | 0 | 0 | 0 | 0
CT | 0 | 0 | 0 | 0 | 0 | 0
Coal | 0 | 0 | 0 | 0 | 0 | 0
Geo | 0 | 0 | 0 | 0 | 0 | 0
H | 0 | 0 | 0 | 0 | 0 | 0
LFG | 0 | 0 | 0 | 0 | 0 | 0
Nuc | 0 | 0 | 0 | 0 | 0 | 0
PS | 0 | 0 | 0 | 0 | 0 | 0
PV | 0 | 0 | 0 | 0 | 0 | 0
PeakG | 0 | 0 | 0 | 0 | 0 | 0
PeakO | 0 | 0 | 0 | 0 | 0 | 0
ST | 0 | 0 | 0 | 0 | 0 | 0
STOG | 0 | 0 | 0 | 0 | 0 | 0
STWD | 0 | 0 | 0 | 0 | 0 | 0
WT | 0 | 0 | 0 | 0 | 0 | 0
IGCC | 0 | 0 | 0 | 0 | 0 | 0
DemandResponse | 0 | 0 | 0 | 0 | 0 | 0
IGCC-CCS | 0 | 0 | 0 | 0 | 0 | 0
WT_off | 0 | 0 | 0 | 0 | 0 | 0
PseudoUnit | 0 | 0 | 0 | 0 | 0 | 0
FixedInterchange | 0 | 0 | 0 | 0 | 0 | 0
NOx Emissions (MMshortTons): EI
ReportingType | 2015 | 2020 | 2025 | 2030 | 2035 | 2040
BM | 0 | 0 | 0 | 0 | 0 | 0
CC | 0.05 | 0.05 | 0.04 | 0.04 | 0.05 | 0.06
CSP | 0 | 0 | 0 | 0 | 0 | 0
CT | 0 | 0 | 0 | 0 | 0 | 0
Coal | 1.16 | 0.95 | 0.95 | 0.92 | 0.99 | 1.03
Geo | 0 | 0 | 0 | 0 | 0 | 0
H | 0 | 0 | 0 | 0 | 0 | 0
LFG | 0 | 0 | 0 | 0 | 0 | 0
Nuc | 0 | 0 | 0 | 0 | 0 | 0
PS | 0 | 0 | 0 | 0 | 0 | 0
PV | 0 | 0 | 0 | 0 | 0 | 0
PeakG | 0 | 0 | 0 | 0 | 0 | 0
PeakO | 0 | 0 | 0 | 0 | 0 | 0
ST | 0 | 0 | 0 | 0 | 0 | 0
STOG | 0.01 | 0.01 | 0.01 | 0.01 | 0.01 | 0.01
STWD | 0 | 0 | 0 | 0 | 0 | 0
WT | 0 | 0 | 0 | 0 | 0 | 0
IGCC | 0 | 0 | 0 | 0 | 0 | 0
DemandResponse | 0 | 0 | 0 | 0 | 0 | 0
IGCC-CCS | 0 | 0 | 0 | 0 | 0 | 0
WT_off | 0 | 0 | 0 | 0 | 0 | 0
PseudoUnit | 0 | 0 | 0 | 0 | 0 | 0
FixedInterchange | 0 | 0 | 0 | 0 | 0 | 0
NOx Emissions (MMshortTons): Outside_EI
ReportingType | 2015 | 2020 | 2025 | 2030 | 2035 | 2040
BM | 0 | 0 | 0 | 0 | 0 | 0
CC | 0.03 | 0.03 | 0.03 | 0.03 | 0.04 | 0.04
CSP | 0 | 0 | 0 | 0 | 0 | 0
CT | 0 | 0 | 0 | 0 | 0 | 0
Coal | 0.41 | 0.41 | 0.41 | 0.41 | 0.42 | 0.44
Geo | 0 | 0 | 0 | 0 | 0 | 0
H | 0 | 0 | 0 | 0 | 0 | 0
LFG | 0 | 0 | 0 | 0 | 0 | 0
Nuc | 0 | 0 | 0 | 0 | 0 | 0
PS | 0 | 0 | 0 | 0 | 0 | 0
PV | 0 | 0 | 0 | 0 | 0 | 0
PeakG | 0 | 0 | 0 | 0 | 0 | 0
PeakO | 0 | 0 | 0 | 0 | 0 | 0
ST | 0 | 0 | 0 | 0 | 0 | 0
STOG | 0.01 | 0.01 | 0.01 | 0.01 | 0.01 | 0
STWD | 0 | 0 | 0 | 0 | 0 | 0
WT | 0 | 0 | 0 | 0 | 0 | 0
IGCC | 0 | 0 | 0 | 0 | 0 | 0
DemandResponse | 0 | 0 | 0 | 0 | 0 | 0
IGCC-CCS | 0 | 0 | 0 | 0 | 0 | 0
WT_off | 0 | 0 | 0 | 0 | 0 | 0
PseudoUnit | 0 | 0 | 0 | 0 | 0 | 0
FixedInterchange | 0 | 0 | 0 | 0 | 0 | 0
CO2 Emissions (MMshortTons): Entergy
ReportingType | 2015 | 2020 | 2025 | 2030 | 2035 | 2040
BM | 0 | 0 | 0 | 0 | 0 | 0
CC | 27.7 | 33.18 | 30.06 | 27.34 | 28.84 | 30.71
CSP | 0 | 0 | 0 | 0 | 0 | 0
CT | 0 | 0 | 0 | 0 | 0 | 0
Coal | 64.43 | 57.72 | 61.59 | 63.1 | 64.26 | 64.26
Geo | 0 | 0 | 0 | 0 | 0 | 0
H | 0 | 0 | 0 | 0 | 0 | 0
LFG | 0 | 0 | 0 | 0 | 0 | 0
Nuc | 0 | 0 | 0 | 0 | 0 | 0
PS | 0 | 0 | 0 | 0 | 0 | 0
PV | 0 | 0 | 0 | 0 | 0 | 0
PeakG | 0 | 0 | 0.01 | 0 | 0 | 0
PeakO | 0 | 0 | 0 | 0 | 0 | 0
ST | 0 | 0 | 0 | 0 | 0 | 0
STOG | 0.9 | 0.98 | 0.83 | 0.63 | 0.84 | 0.84
STWD | 0 | 0 | 0 | 0 | 0 | 0
WT | 0 | 0 | 0 | 0 | 0 | 0
IGCC | 0 | 0 | 0 | 0 | 0 | 0
DemandResponse | 0 | 0 | 0 | 0 | 0 | 0
IGCC-CCS | 0 | 0 | 0 | 0 | 0 | 0
WT_off | 0 | 0 | 0 | 0 | 0 | 0
PseudoUnit | 0 | 0 | 0 | 0 | 0 | 0
FixedInterchange | 0 | 0 | 0 | 0 | 0 | 0
CO2 Emissions (MMshortTons): FRCC
ReportingType | 2015 | 2020 | 2025 | 2030 | 2035 | 2040
BM | 0 | 0 | 0 | 0 | 0 | 0
CC | 61.81 | 64.86 | 64.53 | 66.59 | 85.08 | 95.82
CSP | 0 | 0 | 0 | 0 | 0 | 0
CT | 0.6 | 0.61 | 0.6 | 0.31 | 0.41 | 0.22
Coal | 62.65 | 61.5 | 62.71 | 64.29 | 65.92 | 65.92
Geo | 0 | 0 | 0 | 0 | 0 | 0
H | 0 | 0 | 0 | 0 | 0 | 0
LFG | 0 | 0 | 0 | 0 | 0 | 0
Nuc | 0 | 0 | 0 | 0 | 0 | 0
PS | 0 | 0 | 0 | 0 | 0 | 0
PV | 0 | 0 | 0 | 0 | 0 | 0
PeakG | 0.26 | 0.33 | 0.51 | 0.32 | 0.12 | 0.07
PeakO | 0 | 0 | 0 | 0 | 0 | 0
ST | 0 | 0 | 0 | 0 | 0 | 0
STOG | 2.34 | 2 | 1.9 | 1.23 | 1.1 | 1.08
STWD | 0 | 0 | 0 | 0 | 0 | 0
WT | 0 | 0 | 0 | 0 | 0 | 0
IGCC | 0 | 0 | 0 | 0 | 0 | 0
DemandResponse | 0 | 0 | 0 | 0 | 0 | 0
IGCC-CCS | 0 | 0 | 0 | 0 | 0 | 0
WT_off | 0 | 0 | 0 | 0 | 0 | 0
PseudoUnit | 0 | 0 | 0 | 0 | 0 | 0
FixedInterchange | 0 | 0 | 0 | 0 | 0 | 0
CO2 Emissions (MMshortTons): MAPP_US
ReportingType | 2015 | 2020 | 2025 | 2030 | 2035 | 2040
BM | 0 | 0 | 0 | 0 | 0 | 0
CC | 0.11 | 0.15 | 0.13 | 0.05 | 0.08 | 0.08
CSP | 0 | 0 | 0 | 0 | 0 | 0
CT | 0 | 0 | 0 | 0 | 0 | 0
Coal | 24.97 | 19.85 | 19.85 | 19.85 | 19.85 | 19.85
Geo | 0 | 0 | 0 | 0 | 0 | 0
H | 0 | 0 | 0 | 0 | 0 | 0
LFG | 0 | 0 | 0 | 0 | 0 | 0
Nuc | 0 | 0 | 0 | 0 | 0 | 0
PS | 0 | 0 | 0 | 0 | 0 | 0
PV | 0 | 0 | 0 | 0 | 0 | 0
PeakG | 0.01 | 0.05 | 0.08 | 0.02 | 0.1 | 0.03
PeakO | 0 | 0 | 0 | 0 | 0 | 0
ST | 0 | 0 | 0 | 0 | 0 | 0
STOG | 0 | 0 | 0 | 0 | 0 | 0
STWD | 0 | 0 | 0 | 0 | 0 | 0
WT | 0 | 0 | 0 | 0 | 0 | 0
IGCC | 0 | 0 | 0 | 0 | 0 | 0
DemandResponse | 0 | 0 | 0 | 0 | 0 | 0
IGCC-CCS | 0 | 0 | 0 | 0 | 0 | 0
WT_off | 0 | 0 | 0 | 0 | 0 | 0
PseudoUnit | 0 | 0 | 0 | 0 | 0 | 0
FixedInterchange | 0 | 0 | 0 | 0 | 0 | 0
CO2 Emissions (MMshortTons): MISO_IN
ReportingType | 2015 | 2020 | 2025 | 2030 | 2035 | 2040
BM | 0 | 0 | 0 | 0 | 0 | 0
CC | 1.84 | 3.01 | 2.42 | 1.76 | 12.43 | 15.38
CSP | 0 | 0 | 0 | 0 | 0 | 0
CT | 0 | 0 | 0 | 0 | 0 | 0
Coal | 92.47 | 95.95 | 97.41 | 97.77 | 103.21 | 105.31
Geo | 0 | 0 | 0 | 0 | 0 | 0
H | 0 | 0 | 0 | 0 | 0 | 0
LFG | 0 | 0 | 0 | 0 | 0 | 0
Nuc | 0 | 0 | 0 | 0 | 0 | 0
PS | 0 | 0 | 0 | 0 | 0 | 0
PV | 0 | 0 | 0 | 0 | 0 | 0
PeakG | 0 | 0 | 0.02 | 0 | 0.06 | 0.06
PeakO | 0 | 0 | 0 | 0 | 0 | 0
ST | 0 | 0 | 0 | 0 | 0 | 0
STOG | 0.04 | 0.07 | 0.04 | 0.04 | 0.08 | 0.08
STWD | 0 | 0 | 0 | 0 | 0 | 0
WT | 0 | 0 | 0 | 0 | 0 | 0
IGCC | 4.15 | 4.15 | 4.15 | 4.15 | 4.15 | 4.15
DemandResponse | 0 | 0 | 0 | 0 | 0 | 0
IGCC-CCS | 0 | 0 | 0 | 0 | 0 | 0
WT_off | 0 | 0 | 0 | 0 | 0 | 0
PseudoUnit | 0 | 0 | 0 | 0 | 0 | 0
FixedInterchange | 0 | 0 | 0 | 0 | 0 | 0
CO2 Emissions (MMshortTons): MISO_MI
ReportingType | 2015 | 2020 | 2025 | 2030 | 2035 | 2040
BM | 0 | 0 | 0 | 0 | 0 | 0
CC | 5.29 | 6.19 | 5.69 | 3.63 | 3.86 | 2.84
CSP | 0 | 0 | 0 | 0 | 0 | 0
CT | 0 | 0 | 0 | 0 | 0 | 0
Coal | 61.56 | 52.98 | 53.75 | 52.76 | 56.8 | 57.34
Geo | 0 | 0 | 0 | 0 | 0 | 0
H | 0 | 0 | 0 | 0 | 0 | 0
LFG | 0 | 0 | 0 | 0 | 0 | 0
Nuc | 0 | 0 | 0 | 0 | 0 | 0
PS | 0 | 0 | 0 | 0 | 0 | 0
PV | 0 | 0 | 0 | 0 | 0 | 0
PeakG | 0.02 | 0.02 | 0.02 | 0.02 | 0.04 | 0.03
PeakO | 0 | 0 | 0 | 0 | 0 | 0
ST | 0 | 0 | 0 | 0 | 0 | 0
STOG | 0.31 | 0.38 | 0.38 | 0.28 | 0.69 | 0.73
STWD | 0 | 0 | 0 | 0 | 0 | 0
WT | 0 | 0 | 0 | 0 | 0 | 0
IGCC | 0 | 0 | 0 | 0 | 0 | 0
DemandResponse | 0 | 0 | 0 | 0 | 0 | 0
IGCC-CCS | 0 | 0 | 0 | 0 | 0 | 0
WT_off | 0 | 0 | 0 | 0 | 0 | 0
PseudoUnit | 0 | 0 | 0 | 0 | 0 | 0
FixedInterchange | 0 | 0 | 0 | 0 | 0 | 0
CO2 Emissions (MMshortTons): MISO_MO-IL
ReportingType | 2015 | 2020 | 2025 | 2030 | 2035 | 2040
BM | 0 | 0 | 0 | 0 | 0 | 0
CC | 1.24 | 1.96 | 1.31 | 0.64 | 0.79 | 0.78
CSP | 0 | 0 | 0 | 0 | 0 | 0
CT | 0 | 0 | 0 | 0 | 0 | 0
Coal | 109.1 | 90.7 | 93.85 | 91.46 | 104.12 | 104.12
Geo | 0 | 0 | 0 | 0 | 0 | 0
H | 0 | 0 | 0 | 0 | 0 | 0
LFG | 0 | 0 | 0 | 0 | 0 | 0
Nuc | 0 | 0 | 0 | 0 | 0 | 0
PS | 0 | 0 | 0 | 0 | 0 | 0
PV | 0 | 0 | 0 | 0 | 0 | 0
PeakG | 0.09 | 0.18 | 0.26 | 0.31 | 0.29 | 0.29
PeakO | 0 | 0 | 0 | 0 | 0 | 0
ST | 0 | 0 | 0 | 0 | 0 | 0
STOG | 0.04 | 0.08 | 0.08 | 0.08 | 0.04 | 0.01
STWD | 0 | 0 | 0 | 0 | 0 | 0
WT | 0 | 0 | 0 | 0 | 0 | 0
IGCC | 0 | 0 | 0 | 0 | 0 | 0
DemandResponse | 0 | 0 | 0 | 0 | 0 | 0
IGCC-CCS | 0 | 0 | 0 | 0 | 0 | 0
WT_off | 0 | 0 | 0 | 0 | 0 | 0
PseudoUnit | 0 | 0 | 0 | 0 | 0 | 0
FixedInterchange | 0 | 0 | 0 | 0 | 0 | 0
CO2 Emissions (MMshortTons): MISO_W
ReportingType | 2015 | 2020 | 2025 | 2030 | 2035 | 2040
BM | 0 | 0 | 0 | 0 | 0 | 0
CC | 4.27 | 3.95 | 2.93 | 1.45 | 2 | 1.6
CSP | 0 | 0 | 0 | 0 | 0 | 0
CT | 0 | 0 | 0 | 0 | 0 | 0
Coal | 94.88 | 89.01 | 89.44 | 87.61 | 89.97 | 109.84
Geo | 0 | 0 | 0 | 0 | 0 | 0
H | 0 | 0 | 0 | 0 | 0 | 0
LFG | 0 | 0 | 0 | 0 | 0 | 0
Nuc | 0 | 0 | 0 | 0 | 0 | 0
PS | 0 | 0 | 0 | 0 | 0 | 0
PV | 0 | 0 | 0 | 0 | 0 | 0
PeakG | 0.19 | 0.08 | 0.07 | 0.05 | 0.34 | 0.11
PeakO | 0 | 0 | 0 | 0 | 0 | 0
ST | 0 | 0 | 0 | 0 | 0 | 0
STOG | 0.01 | 0 | 0 | 0 | 0 | 0
STWD | 0 | 0 | 0 | 0 | 0 | 0
WT | 0 | 0 | 0 | 0 | 0 | 0
IGCC | 0 | 0 | 0 | 0 | 0 | 0
DemandResponse | 0 | 0 | 0 | 0 | 0 | 0
IGCC-CCS | 0 | 0 | 0 | 0 | 0 | 0
WT_off | 0 | 0 | 0 | 0 | 0 | 0
PseudoUnit | 0 | 0 | 0 | 0 | 0 | 0
FixedInterchange | 0 | 0 | 0 | 0 | 0 | 0
CO2 Emissions (MMshortTons): MISO_WUMS
ReportingType | 2015 | 2020 | 2025 | 2030 | 2035 | 2040
BM | 0 | 0 | 0 | 0 | 0 | 0
CC | 5.18 | 9.4 | 8.9 | 5.19 | 16.01 | 12.93
CSP | 0 | 0 | 0 | 0 | 0 | 0
CT | 0 | 0.17 | 0.3 | 0.24 | 0.51 | 0.79
Coal | 30.33 | 32.43 | 33.98 | 32.49 | 38.93 | 40.26
Geo | 0 | 0 | 0 | 0 | 0 | 0
H | 0 | 0 | 0 | 0 | 0 | 0
LFG | 0 | 0 | 0 | 0 | 0 | 0
Nuc | 0 | 0 | 0 | 0 | 0 | 0
PS | 0 | 0 | 0 | 0 | 0 | 0
PV | 0 | 0 | 0 | 0 | 0 | 0
PeakG | 0.02 | 0.01 | 0 | 0 | 0 | 0
PeakO | 0 | 0 | 0 | 0 | 0 | 0
ST | 0 | 0 | 0 | 0 | 0 | 0
STOG | 0 | 0 | 0 | 0 | 0 | 0
STWD | 0 | 0 | 0 | 0 | 0 | 0
WT | 0 | 0 | 0 | 0 | 0 | 0
IGCC | 0 | 0 | 0 | 0 | 0 | 0
DemandResponse | 0 | 0 | 0 | 0 | 0 | 0
IGCC-CCS | 0 | 0 | 0 | 0 | 0 | 0
WT_off | 0 | 0 | 0 | 0 | 0 | 0
PseudoUnit | 0 | 0 | 0 | 0 | 0 | 0
FixedInterchange | 0 | 0 | 0 | 0 | 0 | 0
CO2 Emissions (MMshortTons): Nebraska
ReportingType | 2015 | 2020 | 2025 | 2030 | 2035 | 2040
BM | 0 | 0 | 0 | 0 | 0 | 0
CC | 0.48 | 0.21 | 0.18 | 0.11 | 0.2 | 0.17
CSP | 0 | 0 | 0 | 0 | 0 | 0
CT | 0 | 0 | 0 | 0 | 0 | 0
Coal | 35.38 | 35.35 | 35.35 | 35.35 | 35.35 | 48.99
Geo | 0 | 0 | 0 | 0 | 0 | 0
H | 0 | 0 | 0 | 0 | 0 | 0
LFG | 0 | 0 | 0 | 0 | 0 | 0
Nuc | 0 | 0 | 0 | 0 | 0 | 0
PS | 0 | 0 | 0 | 0 | 0 | 0
PV | 0 | 0 | 0 | 0 | 0 | 0
PeakG | 0.04 | 0.11 | 0.11 | 0.03 | 0 | 0
PeakO | 0 | 0 | 0 | 0 | 0 | 0
ST | 0 | 0 | 0 | 0 | 0 | 0
STOG | 0.03 | 0.04 | 0.07 | 0.04 | 0.07 | 0
STWD | 0 | 0 | 0 | 0 | 0 | 0
WT | 0 | 0 | 0 | 0 | 0 | 0
IGCC | 0 | 0 | 0 | 0 | 0 | 0
DemandResponse | 0 | 0 | 0 | 0 | 0 | 0
IGCC-CCS | 0 | 0 | 0 | 0 | 0 | 0
WT_off | 0 | 0 | 0 | 0 | 0 | 0
PseudoUnit | 0 | 0 | 0 | 0 | 0 | 0
FixedInterchange | 0 | 0 | 0 | 0 | 0 | 0
CO2 Emissions (MMshortTons): NEISO
ReportingType | 2015 | 2020 | 2025 | 2030 | 2035 | 2040
BM | 0 | 0 | 0 | 0 | 0 | 0
CC | 18.42 | 15.44 | 16.4 | 18.05 | 23.45 | 27.56
CSP | 0 | 0 | 0 | 0 | 0 | 0
CT | 0 | 0.01 | 0.01 | 0 | 0.05 | 0.09
Coal | 0.04 | 0 | 0 | 0 | 0 | 0
Geo | 0 | 0 | 0 | 0 | 0 | 0
H | 0 | 0 | 0 | 0 | 0 | 0
LFG | 0 | 0 | 0 | 0 | 0 | 0
Nuc | 0 | 0 | 0 | 0 | 0 | 0
PS | 0 | 0 | 0 | 0 | 0 | 0
PV | 0 | 0 | 0 | 0 | 0 | 0
PeakG | 0.02 | 0.02 | 0.02 | 0.02 | 0.06 | 0.06
PeakO | 0 | 0 | 0 | 0 | 0 | 0
ST | 0 | 0 | 0 | 0 | 0 | 0
STOG | 0 | 0 | 0 | 0 | 0 | 0
STWD | 0 | 0 | 0 | 0 | 0 | 0
WT | 0 | 0 | 0 | 0 | 0 | 0
IGCC | 0 | 0 | 0 | 0 | 0 | 0
DemandResponse | 0 | 0 | 0 | 0 | 0 | 0
IGCC-CCS | 0 | 0 | 0 | 0 | 0 | 0
WT_off | 0 | 0 | 0 | 0 | 0 | 0
PseudoUnit | 0 | 0 | 0 | 0 | 0 | 0
FixedInterchange | 0 | 0 | 0 | 0 | 0 | 0
CO2 Emissions (MMshortTons): NonRTO_Midwest
ReportingType | 2015 | 2020 | 2025 | 2030 | 2035 | 2040
BM | 0 | 0 | 0 | 0 | 0 | 0
CC | 0 | 0.63 | 0.8 | 0.87 | 0.77 | 1.11
CSP | 0 | 0 | 0 | 0 | 0 | 0
CT | 0 | 0 | 0 | 0.01 | 0.01 | 0.05
Coal | 59.11 | 60.48 | 61.17 | 61.76 | 63.08 | 65.6
Geo | 0 | 0 | 0 | 0 | 0 | 0
H | 0 | 0 | 0 | 0 | 0 | 0
LFG | 0 | 0 | 0 | 0 | 0 | 0
Nuc | 0 | 0 | 0 | 0 | 0 | 0
PS | 0 | 0 | 0 | 0 | 0 | 0
PV | 0 | 0 | 0 | 0 | 0 | 0
PeakG | 0.1 | 0.2 | 0.27 | 0.21 | 0.26 | 0.19
PeakO | 0 | 0 | 0 | 0 | 0 | 0
ST | 0 | 0 | 0 | 0 | 0 | 0
STOG | 0 | 0 | 0 | 0 | 0 | 0
STWD | 0 | 0 | 0 | 0 | 0 | 0
WT | 0 | 0 | 0 | 0 | 0 | 0
IGCC | 0 | 0 | 0 | 0 | 0 | 0
DemandResponse | 0 | 0 | 0 | 0 | 0 | 0
IGCC-CCS | 0 | 0 | 0 | 0 | 0 | 0
WT_off | 0 | 0 | 0 | 0 | 0 | 0
PseudoUnit | 0 | 0 | 0 | 0 | 0 | 0
FixedInterchange | 0 | 0 | 0 | 0 | 0 | 0
CO2 Emissions (MMshortTons): NYISO_A-F
ReportingType | 2015 | 2020 | 2025 | 2030 | 2035 | 2040
BM | 0 | 0 | 0 | 0 | 0 | 0
CC | 3.37 | 3.68 | 5.2 | 5.43 | 6.76 | 5.95
CSP | 0 | 0 | 0 | 0 | 0 | 0
CT | 0 | 0 | 0 | 0 | 0 | 0
Coal | 0 | 0 | 0 | 0 | 0 | 0
Geo | 0 | 0 | 0 | 0 | 0 | 0
H | 0 | 0 | 0 | 0 | 0 | 0
LFG | 0 | 0 | 0 | 0 | 0 | 0
Nuc | 0 | 0 | 0 | 0 | 0 | 0
PS | 0 | 0 | 0 | 0 | 0 | 0
PV | 0 | 0 | 0 | 0 | 0 | 0
PeakG | 0 | 0 | 0 | 0 | 0 | 0
PeakO | 0 | 0 | 0 | 0 | 0 | 0
ST | 0 | 0 | 0 | 0 | 0 | 0
STOG | 0 | 0 | 0 | 0 | 0 | 0
STWD | 0 | 0 | 0 | 0 | 0 | 0
WT | 0 | 0 | 0 | 0 | 0 | 0
IGCC | 0 | 0 | 0 | 0 | 0 | 0
DemandResponse | 0 | 0 | 0 | 0 | 0 | 0
IGCC-CCS | 0 | 0 | 0 | 0 | 0 | 0
WT_off | 0 | 0 | 0 | 0 | 0 | 0
PseudoUnit | 0 | 0 | 0 | 0 | 0 | 0
FixedInterchange | 0 | 0 | 0 | 0 | 0 | 0
CO2 Emissions (MMshortTons): NYISO_G-I
ReportingType | 2015 | 2020 | 2025 | 2030 | 2035 | 2040
BM | 0 | 0 | 0 | 0 | 0 | 0
CC | 2.49 | 3.28 | 3.46 | 3.57 | 16.03 | 25.27
CSP | 0 | 0 | 0 | 0 | 0 | 0
CT | 0 | 0 | 0 | 0 | 0 | 0
Coal | 0 | 0 | 0 | 0 | 0 | 0
Geo | 0 | 0 | 0 | 0 | 0 | 0
H | 0 | 0 | 0 | 0 | 0 | 0
LFG | 0 | 0 | 0 | 0 | 0 | 0
Nuc | 0 | 0 | 0 | 0 | 0 | 0
PS | 0 | 0 | 0 | 0 | 0 | 0
PV | 0 | 0 | 0 | 0 | 0 | 0
PeakG | 0 | 0 | 0 | 0 | 0 | 0
PeakO | 0 | 0 | 0 | 0 | 0 | 0
ST | 0 | 0 | 0 | 0 | 0 | 0
STOG | 0 | 0 | 0 | 0 | 0 | 0
STWD | 0 | 0 | 0 | 0 | 0 | 0
WT | 0 | 0 | 0 | 0 | 0 | 0
IGCC | 0 | 0 | 0 | 0 | 0 | 0
DemandResponse | 0 | 0 | 0 | 0 | 0 | 0
IGCC-CCS | 0 | 0 | 0 | 0 | 0 | 0
WT_off | 0 | 0 | 0 | 0 | 0 | 0
PseudoUnit | 0 | 0 | 0 | 0 | 0 | 0
FixedInterchange | 0 | 0 | 0 | 0 | 0 | 0
CO2 Emissions (MMshortTons): NYISO_J-K
ReportingType | 2015 | 2020 | 2025 | 2030 | 2035 | 2040
BM | 0 | 0 | 0 | 0 | 0 | 0
CC | 9.99 | 12.31 | 12.55 | 12.45 | 12.8 | 13.16
CSP | 0 | 0 | 0 | 0 | 0 | 0
CT | 0 | 0 | 0.02 | 0.06 | 0.14 | 0.28
Coal | 0 | 0 | 0 | 0 | 0 | 0
Geo | 0 | 0 | 0 | 0 | 0 | 0
H | 0 | 0 | 0 | 0 | 0 | 0
LFG | 0 | 0 | 0 | 0 | 0 | 0
Nuc | 0 | 0 | 0 | 0 | 0 | 0
PS | 0 | 0 | 0 | 0 | 0 | 0
PV | 0 | 0 | 0 | 0 | 0 | 0
PeakG | 0.03 | 0.09 | 0.12 | 0.1 | 0.3 | 0.19
PeakO | 0 | 0 | 0 | 0 | 0 | 0
ST | 0 | 0 | 0 | 0 | 0 | 0
STOG | 0.59 | 0.92 | 1.23 | 1.28 | 1.54 | 2.28
STWD | 0 | 0 | 0 | 0 | 0 | 0
WT | 0 | 0 | 0 | 0 | 0 | 0
IGCC | 0 | 0 | 0 | 0 | 0 | 0
DemandResponse | 0 | 0 | 0 | 0 | 0 | 0
IGCC-CCS | 0 | 0 | 0 | 0 | 0 | 0
WT_off | 0 | 0 | 0 | 0 | 0 | 0
PseudoUnit | 0 | 0 | 0 | 0 | 0 | 0
FixedInterchange | 0 | 0 | 0 | 0 | 0 | 0
CO2 Emissions (MMshortTons): PJM_E
ReportingType | 2015 | 2020 | 2025 | 2030 | 2035 | 2040
BM | 0 | 0 | 0 | 0 | 0 | 0
CC | 11.25 | 16.02 | 12.05 | 9.05 | 20.38 | 21.14
CSP | 0 | 0 | 0 | 0 | 0 | 0
CT | 0 | 0 | 0 | 0 | 0.01 | 0.04
Coal | 0.4 | 0.12 | 0.14 | 0.12 | 0.2 | 0.2
Geo | 0 | 0 | 0 | 0 | 0 | 0
H | 0 | 0 | 0 | 0 | 0 | 0
LFG | 0 | 0 | 0 | 0 | 0 | 0
Nuc | 0 | 0 | 0 | 0 | 0 | 0
PS | 0 | 0 | 0 | 0 | 0 | 0
PV | 0 | 0 | 0 | 0 | 0 | 0
PeakG | 0.01 | 0.05 | 0.16 | 0.16 | 0.6 | 0.16
PeakO | 0 | 0 | 0 | 0 | 0 | 0
ST | 0 | 0 | 0 | 0 | 0 | 0
STOG | 0.2 | 0.34 | 0.34 | 0.33 | 0.66 | 0.48
STWD | 0 | 0 | 0 | 0 | 0 | 0
WT | 0 | 0 | 0 | 0 | 0 | 0
IGCC | 0 | 0 | 0 | 0 | 0 | 0
DemandResponse | 0 | 0 | 0 | 0 | 0 | 0
IGCC-CCS | 0 | 0 | 0 | 0 | 0 | 0
WT_off | 0 | 0 | 0 | 0 | 0 | 0
PseudoUnit | 0 | 0 | 0 | 0 | 0 | 0
FixedInterchange | 0 | 0 | 0 | 0 | 0 | 0
CO2 Emissions (MMshortTons): PJM_ROM
ReportingType | 2015 | 2020 | 2025 | 2030 | 2035 | 2040
BM | 0 | 0 | 0 | 0 | 0 | 0
CC | 6.7 | 8.73 | 6.96 | 5.33 | 10.13 | 47.05
CSP | 0 | 0 | 0 | 0 | 0 | 0
CT | 0 | 0 | 0 | 0 | 0 | 0
Coal | 48.49 | 41.37 | 41.18 | 39.71 | 45.76 | 45.76
Geo | 0 | 0 | 0 | 0 | 0 | 0
H | 0 | 0 | 0 | 0 | 0 | 0
LFG | 0 | 0 | 0 | 0 | 0 | 0
Nuc | 0 | 0 | 0 | 0 | 0 | 0
PS | 0 | 0 | 0 | 0 | 0 | 0
PV | 0 | 0 | 0 | 0 | 0 | 0
PeakG | 0 | 0.03 | 0 | 0 | 0.23 | 0.03
PeakO | 0 | 0 | 0 | 0 | 0 | 0
ST | 0 | 0 | 0 | 0 | 0 | 0
STOG | 0.43 | 0.83 | 0.83 | 0.78 | 0.96 | 0.83
STWD | 0 | 0 | 0 | 0 | 0 | 0
WT | 0 | 0 | 0 | 0 | 0 | 0
IGCC | 0 | 0 | 0 | 0 | 0 | 0
DemandResponse | 0 | 0 | 0 | 0 | 0 | 0
IGCC-CCS | 0 | 0 | 0 | 0 | 0 | 0
WT_off | 0 | 0 | 0 | 0 | 0 | 0
PseudoUnit | 0 | 0 | 0 | 0 | 0 | 0
FixedInterchange | 0 | 0 | 0 | 0 | 0 | 0
CO2 Emissions (MMshortTons): PJM_ROR
ReportingType | 2015 | 2020 | 2025 | 2030 | 2035 | 2040
BM | 0 | 0 | 0 | 0 | 0 | 0
CC | 26.58 | 25.52 | 18.29 | 12.52 | 19.93 | 14.93
CSP | 0 | 0 | 0 | 0 | 0 | 0
CT | 0 | 0 | 0 | 0 | 0.97 | 2.16
Coal | 358.87 | 270.66 | 270.31 | 270.28 | 273.12 | 275.79
Geo | 0 | 0 | 0 | 0 | 0 | 0
H | 0 | 0 | 0 | 0 | 0 | 0
LFG | 0 | 0 | 0 | 0 | 0 | 0
Nuc | 0 | 0 | 0 | 0 | 0 | 0
PS | 0 | 0 | 0 | 0 | 0 | 0
PV | 0 | 0 | 0 | 0 | 0 | 0
PeakG | 0.8 | 0.83 | 0.68 | 0.38 | 0.44 | 0.23
PeakO | 0 | 0 | 0 | 0 | 0 | 0
ST | 0 | 0 | 0 | 0 | 0 | 0
STOG | 0.49 | 0.51 | 0.49 | 0.49 | 0.49 | 0.52
STWD | 0 | 0 | 0 | 0 | 0 | 0
WT | 0 | 0 | 0 | 0 | 0 | 0
IGCC | 0 | 0 | 0 | 0 | 0 | 0
DemandResponse | 0 | 0 | 0 | 0 | 0 | 0
IGCC-CCS | 0 | 0 | 0 | 0 | 0 | 0
WT_off | 0 | 0 | 0 | 0 | 0 | 0
PseudoUnit | 0 | 0 | 0 | 0 | 0 | 0
FixedInterchange | 0 | 0 | 0 | 0 | 0 | 0
CO2 Emissions (MMshortTons): SOCO
ReportingType | 2015 | 2020 | 2025 | 2030 | 2035 | 2040
BM | 0 | 0 | 0 | 0 | 0 | 0
CC | 47.01 | 44.15 | 37.82 | 28.53 | 29.19 | 27.63
CSP | 0 | 0 | 0 | 0 | 0 | 0
CT | 0 | 0 | 0 | 0 | 0 | 0
Coal | 96.11 | 93.82 | 101.54 | 106.57 | 108.74 | 161.23
Geo | 0 | 0 | 0 | 0 | 0 | 0
H | 0 | 0 | 0 | 0 | 0 | 0
LFG | 0 | 0 | 0 | 0 | 0 | 0
Nuc | 0 | 0 | 0 | 0 | 0 | 0
PS | 0 | 0 | 0 | 0 | 0 | 0
PV | 0 | 0 | 0 | 0 | 0 | 0
PeakG | 0.42 | 0.62 | 0.67 | 0.3 | 0.57 | 0.57
PeakO | 0 | 0 | 0 | 0 | 0 | 0
ST | 0 | 0 | 0 | 0 | 0 | 0
STOG | 0 | 0 | 0 | 0 | 0 | 0
STWD | 0 | 0 | 0 | 0 | 0 | 0
WT | 0 | 0 | 0 | 0 | 0 | 0
IGCC | 0 | 0 | 0 | 0 | 0 | 0
DemandResponse | 0 | 0 | 0 | 0 | 0 | 0
IGCC-CCS | 0 | 0 | 0 | 0 | 0 | 0
WT_off | 0 | 0 | 0 | 0 | 0 | 0
PseudoUnit | 0 | 0 | 0 | 0 | 0 | 0
FixedInterchange | 0 | 0 | 0 | 0 | 0 | 0
CO2 Emissions (MMshortTons): SPP_N
ReportingType | 2015 | 2020 | 2025 | 2030 | 2035 | 2040
BM | 0 | 0 | 0 | 0 | 0 | 0
CC | 2.98 | 1.56 | 0.9 | 0.53 | 0.86 | 0.72
CSP | 0 | 0 | 0 | 0 | 0 | 0
CT | 0 | 0.03 | 0.03 | 0.07 | 0.58 | 0.38
Coal | 68.81 | 65.37 | 62.32 | 62.32 | 62.32 | 62.32
Geo | 0 | 0 | 0 | 0 | 0 | 0
H | 0 | 0 | 0 | 0 | 0 | 0
LFG | 0 | 0 | 0 | 0 | 0 | 0
Nuc | 0 | 0 | 0 | 0 | 0 | 0
PS | 0 | 0 | 0 | 0 | 0 | 0
PV | 0 | 0 | 0 | 0 | 0 | 0
PeakG | 0 | 0.05 | 0.06 | 0 | 0 | 0
PeakO | 0 | 0 | 0 | 0 | 0 | 0
ST | 0 | 0 | 0 | 0 | 0 | 0
STOG | 0.22 | 0.43 | 0.43 | 0.33 | 0.44 | 0.43
STWD | 0 | 0 | 0 | 0 | 0 | 0
WT | 0 | 0 | 0 | 0 | 0 | 0
IGCC | 0 | 0 | 0 | 0 | 0 | 0
DemandResponse | 0 | 0 | 0 | 0 | 0 | 0
IGCC-CCS | 0 | 0 | 0 | 0 | 0 | 0
WT_off | 0 | 0 | 0 | 0 | 0 | 0
PseudoUnit | 0 | 0 | 0 | 0 | 0 | 0
FixedInterchange | 0 | 0 | 0 | 0 | 0 | 0
CO2 Emissions (MMshortTons): SPP_S
ReportingType | 2015 | 2020 | 2025 | 2030 | 2035 | 2040
BM | 0 | 0 | 0 | 0 | 0 | 0
CC | 19.73 | 16.99 | 10.26 | 5.64 | 8.6 | 7.4
CSP | 0 | 0 | 0 | 0 | 0 | 0
CT | 0 | 0 | 0 | 0 | 0 | 0
Coal | 95.97 | 84.87 | 83.84 | 75.09 | 89.11 | 90.15
Geo | 0 | 0 | 0 | 0 | 0 | 0
H | 0 | 0 | 0 | 0 | 0 | 0
LFG | 0 | 0 | 0 | 0 | 0 | 0
Nuc | 0 | 0 | 0 | 0 | 0 | 0
PS | 0 | 0 | 0 | 0 | 0 | 0
PV | 0 | 0 | 0 | 0 | 0 | 0
PeakG | 0 | 0 | 0 | 0 | 0 | 0
PeakO | 0 | 0 | 0 | 0 | 0 | 0
ST | 0 | 0 | 0 | 0 | 0 | 0
STOG | 1.82 | 1.41 | 1.15 | 0.62 | 1.71 | 1.35
STWD | 0 | 0 | 0 | 0 | 0 | 0
WT | 0 | 0 | 0 | 0 | 0 | 0
IGCC | 0 | 0 | 0 | 0 | 0 | 0
DemandResponse | 0 | 0 | 0 | 0 | 0 | 0
IGCC-CCS | 0 | 0 | 0 | 0 | 0 | 0
WT_off | 0 | 0 | 0 | 0 | 0 | 0
PseudoUnit | 0 | 0 | 0 | 0 | 0 | 0
FixedInterchange | 0 | 0 | 0 | 0 | 0 | 0
CO2 Emissions (MMshortTons): TVA
ReportingType | 2015 | 2020 | 2025 | 2030 | 2035 | 2040
BM | 0 | 0 | 0 | 0 | 0 | 0
CC | 7.58 | 3.44 | 3.87 | 1.73 | 3.87 | 4.5
CSP | 0 | 0 | 0 | 0 | 0 | 0
CT | 0 | 0 | 0 | 0 | 0.04 | 0.09
Coal | 91.03 | 67.47 | 68.3 | 64.69 | 70.26 | 73.95
Geo | 0 | 0 | 0 | 0 | 0 | 0
H | 0 | 0 | 0 | 0 | 0 | 0
LFG | 0 | 0 | 0 | 0 | 0 | 0
Nuc | 0 | 0 | 0 | 0 | 0 | 0
PS | 0 | 0 | 0 | 0 | 0 | 0
PV | 0 | 0 | 0 | 0 | 0 | 0
PeakG | 0 | 0 | 0 | 0 | 0 | 0
PeakO | 0 | 0 | 0 | 0 | 0 | 0
ST | 0 | 0 | 0 | 0 | 0 | 0
STOG | 0 | 0 | 0 | 0 | 0 | 0
STWD | 0 | 0 | 0 | 0 | 0 | 0
WT | 0 | 0 | 0 | 0 | 0 | 0
IGCC | 0 | 0 | 0 | 0 | 0 | 0
DemandResponse | 0 | 0 | 0 | 0 | 0 | 0
IGCC-CCS | 0 | 0 | 0 | 0 | 0 | 0
WT_off | 0 | 0 | 0 | 0 | 0 | 0
PseudoUnit | 0 | 0 | 0 | 0 | 0 | 0
FixedInterchange | 0 | 0 | 0 | 0 | 0 | 0
CO2 Emissions (MMshortTons): TVA_Transmission
ReportingType | 2015 | 2020 | 2025 | 2030 | 2035 | 2040
BM | 0 | 0 | 0 | 0 | 0 | 0
CC | 0 | 0 | 0 | 0 | 0 | 0
CSP | 0 | 0 | 0 | 0 | 0 | 0
CT | 0 | 0 | 0 | 0 | 0 | 0
Coal | 0 | 0 | 0 | 0 | 0 | 0
Geo | 0 | 0 | 0 | 0 | 0 | 0
H | 0 | 0 | 0 | 0 | 0 | 0
LFG | 0 | 0 | 0 | 0 | 0 | 0
Nuc | 0 | 0 | 0 | 0 | 0 | 0
PS | 0 | 0 | 0 | 0 | 0 | 0
PV | 0 | 0 | 0 | 0 | 0 | 0
PeakG | 0 | 0 | 0 | 0 | 0 | 0
PeakO | 0 | 0 | 0 | 0 | 0 | 0
ST | 0 | 0 | 0 | 0 | 0 | 0
STOG | 0 | 0 | 0 | 0 | 0 | 0
STWD | 0 | 0 | 0 | 0 | 0 | 0
WT | 0 | 0 | 0 | 0 | 0 | 0
IGCC | 0 | 0 | 0 | 0 | 0 | 0
DemandResponse | 0 | 0 | 0 | 0 | 0 | 0
IGCC-CCS | 0 | 0 | 0 | 0 | 0 | 0
WT_off | 0 | 0 | 0 | 0 | 0 | 0
PseudoUnit | 0 | 0 | 0 | 0 | 0 | 0
FixedInterchange | 0 | 0 | 0 | 0 | 0 | 0
CO2 Emissions (MMshortTons): VACAR
ReportingType | 2015 | 2020 | 2025 | 2030 | 2035 | 2040
BM | 0 | 0 | 0 | 0 | 0 | 0
CC | 13.1 | 9.71 | 5.73 | 2.31 | 3.48 | 5.79
CSP | 0 | 0 | 0 | 0 | 0 | 0
CT | 0.27 | 0.27 | 0.17 | 0.05 | 0.25 | 0.47
Coal | 98.53 | 68.33 | 48.98 | 29.69 | 56.72 | 67.54
Geo | 0 | 0 | 0 | 0 | 0 | 0
H | 0 | 0 | 0 | 0 | 0 | 0
LFG | 0 | 0 | 0 | 0 | 0 | 0
Nuc | 0 | 0 | 0 | 0 | 0 | 0
PS | 0 | 0 | 0 | 0 | 0 | 0
PV | 0 | 0 | 0 | 0 | 0 | 0
PeakG | 0.08 | 0.12 | 0.09 | 0.04 | 0.07 | 0.07
PeakO | 0 | 0 | 0 | 0 | 0 | 0
ST | 0 | 0 | 0 | 0 | 0 | 0
STOG | 0 | 0 | 0 | 0 | 0 | 0
STWD | 0 | 0 | 0 | 0 | 0 | 0
WT | 0 | 0 | 0 | 0 | 0 | 0
IGCC | 0 | 0 | 0 | 0 | 0 | 0
DemandResponse | 0 | 0 | 0 | 0 | 0 | 0
IGCC-CCS | 0 | 0 | 0 | 0 | 0 | 0
WT_off | 0 | 0 | 0 | 0 | 0 | 0
PseudoUnit | 0 | 0 | 0 | 0 | 0 | 0
FixedInterchange | 0 | 0 | 0 | 0 | 0 | 0
CO2 Emissions (MMshortTons): IESO
ReportingType | 2015 | 2020 | 2025 | 2030 | 2035 | 2040
BM | 0 | 0 | 0 | 0 | 0 | 0
CC | 0.51 | 0.34 | 0.7 | 0.6 | 5.69 | 12.78
CSP | 0 | 0 | 0 | 0 | 0 | 0
CT | 0 | 0 | 0 | 0 | 0 | 0.03
Coal | 0 | 0 | 0 | 0 | 0 | 0
Geo | 0 | 0 | 0 | 0 | 0 | 0
H | 0 | 0 | 0 | 0 | 0 | 0
LFG | 0 | 0 | 0 | 0 | 0 | 0
Nuc | 0 | 0 | 0 | 0 | 0 | 0
PS | 0 | 0 | 0 | 0 | 0 | 0
PV | 0 | 0 | 0 | 0 | 0 | 0
PeakG | 0 | 0 | 0 | 0 | 0 | 0
PeakO | 0 | 0 | 0 | 0 | 0 | 0
ST | 0 | 0 | 0 | 0 | 0 | 0
STOG | 0 | 0 | 0 | 0 | 0 | 0
STWD | 0 | 0 | 0 | 0 | 0 | 0
WT | 0 | 0 | 0 | 0 | 0 | 0
IGCC | 0 | 0 | 0 | 0 | 0 | 0
DemandResponse | 0 | 0 | 0 | 0 | 0 | 0
IGCC-CCS | 0 | 0 | 0 | 0 | 0 | 0
WT_off | 0 | 0 | 0 | 0 | 0 | 0
PseudoUnit | 0 | 0 | 0 | 0 | 0 | 0
FixedInterchange | 0 | 0 | 0 | 0 | 0 | 0
CO2 Emissions (MMshortTons): MAPP_CA
ReportingType | 2015 | 2020 | 2025 | 2030 | 2035 | 2040
BM | 0 | 0 | 0 | 0 | 0 | 0
CC | 1.52 | 1.52 | 0.25 | 0 | 0.01 | 0.05
CSP | 0 | 0 | 0 | 0 | 0 | 0
CT | 0 | 0 | 0 | 0 | 0 | 0
Coal | 0.62 | 1.17 | 0 | 0 | 0 | 0
Geo | 0 | 0 | 0 | 0 | 0 | 0
H | 0 | 0 | 0 | 0 | 0 | 0
LFG | 0 | 0 | 0 | 0 | 0 | 0
Nuc | 0 | 0 | 0 | 0 | 0 | 0
PS | 0 | 0 | 0 | 0 | 0 | 0
PV | 0 | 0 | 0 | 0 | 0 | 0
PeakG | 0 | 0 | 0 | 0 | 0 | 0
PeakO | 0 | 0 | 0 | 0 | 0 | 0
ST | 0 | 0 | 0 | 0 | 0 | 0
STOG | 0 | 0 | 0 | 0 | 0 | 0
STWD | 0 | 0 | 0 | 0 | 0 | 0
WT | 0 | 0 | 0 | 0 | 0 | 0
IGCC | 0 | 0 | 0 | 0 | 0 | 0
DemandResponse | 0 | 0 | 0 | 0 | 0 | 0
IGCC-CCS | 0 | 0 | 0 | 0 | 0 | 0
WT_off | 0 | 0 | 0 | 0 | 0 | 0
PseudoUnit | 0 | 0 | 0 | 0 | 0 | 0
FixedInterchange | 0 | 0 | 0 | 0 | 0 | 0
CO2 Emissions (MMshortTons): AZ_NM_SNV_Coal
ReportingType | 2015 | 2020 | 2025 | 2030 | 2035 | 2040
BM | 0 | 0 | 0 | 0 | 0 | 0
CC | 0 | 0 | 0 | 0 | 0 | 0
CSP | 0 | 0 | 0 | 0 | 0 | 0
CT | 0 | 0 | 0 | 0 | 0 | 0
Coal | 79.82 | 80.51 | 80.51 | 80.51 | 80.51 | 150.58
Geo | 0 | 0 | 0 | 0 | 0 | 0
H | 0 | 0 | 0 | 0 | 0 | 0
LFG | 0 | 0 | 0 | 0 | 0 | 0
Nuc | 0 | 0 | 0 | 0 | 0 | 0
PS | 0 | 0 | 0 | 0 | 0 | 0
PV | 0 | 0 | 0 | 0 | 0 | 0
PeakG | 0 | 0 | 0 | 0 | 0 | 0
PeakO | 0 | 0 | 0 | 0 | 0 | 0
ST | 0 | 0 | 0 | 0 | 0 | 0
STOG | 0 | 0 | 0 | 0 | 0 | 0
STWD | 0 | 0 | 0 | 0 | 0 | 0
WT | 0 | 0 | 0 | 0 | 0 | 0
IGCC | 0 | 0 | 0 | 0 | 0 | 0
DemandResponse | 0 | 0 | 0 | 0 | 0 | 0
IGCC-CCS | 0 | 0 | 0 | 0 | 0 | 0
WT_off | 0 | 0 | 0 | 0 | 0 | 0
PseudoUnit | 0 | 0 | 0 | 0 | 0 | 0
FixedInterchange | 0 | 0 | 0 | 0 | 0 | 0
CO2 Emissions (MMshortTons): AZ_NM_SNV_Gas
ReportingType | 2015 | 2020 | 2025 | 2030 | 2035 | 2040
BM | 0 | 0 | 0 | 0 | 0 | 0
CC | 43.91 | 52.48 | 53 | 68.16 | 74.63 | 71.08
CSP | 0 | 0 | 0 | 0 | 0 | 0
CT | 0 | 0 | 0.09 | 0.09 | 0 | 0
Coal | 0 | 0 | 0 | 0 | 0 | 0
Geo | 0 | 0 | 0 | 0 | 0 | 0
H | 0 | 0 | 0 | 0 | 0 | 0
LFG | 0 | 0 | 0 | 0 | 0 | 0
Nuc | 0 | 0 | 0 | 0 | 0 | 0
PS | 0 | 0 | 0 | 0 | 0 | 0
PV | 0 | 0 | 0 | 0 | 0 | 0
PeakG | 0 | 0 | 0.15 | 0 | 0 | 0
PeakO | 0 | 0 | 0 | 0 | 0 | 0
ST | 0 | 0 | 0 | 0 | 0 | 0
STOG | 0 | 0 | 0 | 0 | 0 | 0
STWD | 0 | 0 | 0 | 0 | 0 | 0
WT | 0 | 0 | 0 | 0 | 0 | 0
IGCC | 0 | 0 | 0 | 0 | 0 | 0
DemandResponse | 0 | 0 | 0 | 0 | 0 | 0
IGCC-CCS | 0 | 0 | 0 | 0 | 0 | 0
WT_off | 0 | 0 | 0 | 0 | 0 | 0
PseudoUnit | 0 | 0 | 0 | 0 | 0 | 0
FixedInterchange | 0 | 0 | 0 | 0 | 0 | 0
CO2 Emissions (MMshortTons): AZ_NM_SNV_NucRenew
ReportingType | 2015 | 2020 | 2025 | 2030 | 2035 | 2040
BM | 0 | 0 | 0 | 0 | 0 | 0
CC | 0 | 0 | 0 | 0 | 0 | 0
CSP | 0 | 0 | 0 | 0 | 0 | 0
CT | 0 | 0 | 0 | 0 | 0 | 0
Coal | 0 | 0 | 0 | 0 | 0 | 0
Geo | 0 | 0 | 0 | 0 | 0 | 0
H | 0 | 0 | 0 | 0 | 0 | 0
LFG | 0 | 0 | 0 | 0 | 0 | 0
Nuc | 0 | 0 | 0 | 0 | 0 | 0
PS | 0 | 0 | 0 | 0 | 0 | 0
PV | 0 | 0 | 0 | 0 | 0 | 0
PeakG | 0 | 0 | 0 | 0 | 0 | 0
PeakO | 0 | 0 | 0 | 0 | 0 | 0
ST | 0 | 0 | 0 | 0 | 0 | 0
STOG | 0 | 0 | 0 | 0 | 0 | 0
STWD | 0 | 0 | 0 | 0 | 0 | 0
WT | 0 | 0 | 0 | 0 | 0 | 0
IGCC | 0 | 0 | 0 | 0 | 0 | 0
DemandResponse | 0 | 0 | 0 | 0 | 0 | 0
IGCC-CCS | 0 | 0 | 0 | 0 | 0 | 0
WT_off | 0 | 0 | 0 | 0 | 0 | 0
PseudoUnit | 0 | 0 | 0 | 0 | 0 | 0
FixedInterchange | 0 | 0 | 0 | 0 | 0 | 0
CO2 Emissions (MMshortTons): ERCOT
ReportingType | 2015 | 2020 | 2025 | 2030 | 2035 | 2040
BM | 0 | 0 | 0 | 0 | 0 | 0
CC | 61.5 | 57.46 | 47.63 | 40.43 | 43.4 | 47.82
CSP | 0 | 0 | 0 | 0 | 0 | 0
CT | 0 | 0 | 0 | 0 | 0 | 0
Coal | 127.39 | 128.42 | 141.49 | 145.62 | 146.87 | 146.87
Geo | 0 | 0 | 0 | 0 | 0 | 0
H | 0 | 0 | 0 | 0 | 0 | 0
LFG | 0 | 0 | 0 | 0 | 0 | 0
Nuc | 0 | 0 | 0 | 0 | 0 | 0
PS | 0 | 0 | 0 | 0 | 0 | 0
PV | 0 | 0 | 0 | 0 | 0 | 0
PeakG | 0 | 0 | 0 | 0 | 0 | 0
PeakO | 0 | 0 | 0 | 0 | 0 | 0
ST | 0 | 0 | 0 | 0 | 0 | 0
STOG | 3.67 | 3.78 | 3.77 | 2.85 | 2.52 | 1.93
STWD | 0 | 0 | 0 | 0 | 0 | 0
WT | 0 | 0 | 0 | 0 | 0 | 0
IGCC | 0 | 0 | 0 | 0 | 0 | 0
DemandResponse | 0 | 0 | 0 | 0 | 0 | 0
IGCC-CCS | 0 | 0 | 0 | 0 | 0 | 0
WT_off | 0 | 0 | 0 | 0 | 0 | 0
PseudoUnit | 0 | 0 | 0 | 0 | 0 | 0
FixedInterchange | 0 | 0 | 0 | 0 | 0 | 0
CO2 Emissions (MMshortTons): NP15
ReportingType | 2015 | 2020 | 2025 | 2030 | 2035 | 2040
BM | 0 | 0 | 0 | 0 | 0 | 0
CC | 14.8 | 15.96 | 12.21 | 9.69 | 5.46 | 2.74
CSP | 0 | 0 | 0 | 0 | 0 | 0
CT | 0 | 0 | 0 | 0 | 0 | 0
Coal | 0.27 | 0 | 0 | 0 | 0 | 0
Geo | 0 | 0 | 0 | 0 | 0 | 0
H | 0 | 0 | 0 | 0 | 0 | 0
LFG | 0 | 0 | 0 | 0 | 0 | 0
Nuc | 0 | 0 | 0 | 0 | 0 | 0
PS | 0 | 0 | 0 | 0 | 0 | 0
PV | 0 | 0 | 0 | 0 | 0 | 0
PeakG | 0 | 0 | 0 | 0 | 0 | 0
PeakO | 0 | 0 | 0 | 0 | 0 | 0
ST | 0 | 0 | 0 | 0 | 0 | 0
STOG | 0.08 | 0.13 | 0.05 | 0.12 | 0.09 | 0.17
STWD | 0 | 0 | 0 | 0 | 0 | 0
WT | 0 | 0 | 0 | 0 | 0 | 0
IGCC | 0 | 0 | 0 | 0 | 0 | 0
DemandResponse | 0 | 0 | 0 | 0 | 0 | 0
IGCC-CCS | 0 | 0 | 0 | 0 | 0 | 0
WT_off | 0 | 0 | 0 | 0 | 0 | 0
PseudoUnit | 0 | 0 | 0 | 0 | 0 | 0
FixedInterchange | 0 | 0 | 0 | 0 | 0 | 0
CO2 Emissions (MMshortTons): NWPP_Coal
ReportingType | 2015 | 2020 | 2025 | 2030 | 2035 | 2040
BM | 0 | 0 | 0 | 0 | 0 | 0
CC | 0 | 0 | 0 | 0 | 0 | 0
CSP | 0 | 0 | 0 | 0 | 0 | 0
CT | 0 | 0 | 0 | 0 | 0 | 0
Coal | 108.92 | 109.08 | 109.08 | 109.08 | 108.57 | 108.57
Geo | 0 | 0 | 0 | 0 | 0 | 0
H | 0 | 0 | 0 | 0 | 0 | 0
LFG | 0 | 0 | 0 | 0 | 0 | 0
Nuc | 0 | 0 | 0 | 0 | 0 | 0
PS | 0 | 0 | 0 | 0 | 0 | 0
PV | 0 | 0 | 0 | 0 | 0 | 0
PeakG | 0 | 0 | 0 | 0 | 0 | 0
PeakO | 0 | 0 | 0 | 0 | 0 | 0
ST | 0 | 0 | 0 | 0 | 0 | 0
STOG | 0 | 0 | 0 | 0 | 0 | 0
STWD | 0 | 0 | 0 | 0 | 0 | 0
WT | 0 | 0 | 0 | 0 | 0 | 0
IGCC | 0 | 0 | 0 | 0 | 0 | 0
DemandResponse | 0 | 0 | 0 | 0 | 0 | 0
IGCC-CCS | 0 | 0 | 0 | 0 | 0 | 0
WT_off | 0 | 0 | 0 | 0 | 0 | 0
PseudoUnit | 0 | 0 | 0 | 0 | 0 | 0
FixedInterchange | 0 | 0 | 0 | 0 | 0 | 0
CO2 Emissions (MMshortTons): NWPP_Gas
ReportingType | 2015 | 2020 | 2025 | 2030 | 2035 | 2040
BM | 0 | 0 | 0 | 0 | 0 | 0
CC | 21.13 | 21.13 | 21.13 | 30.76 | 47.77 | 50.66
CSP | 0 | 0 | 0 | 0 | 0 | 0
CT | 0 | 0 | 0 | 0 | 0 | 0
Coal | 0 | 0 | 0 | 0 | 0 | 3.2
Geo | 0 | 0 | 0 | 0 | 0 | 0
H | 0 | 0 | 0 | 0 | 0 | 0
LFG | 0 | 0 | 0 | 0 | 0 | 0
Nuc | 0 | 0 | 0 | 0 | 0 | 0
PS | 0 | 0 | 0 | 0 | 0 | 0
PV | 0 | 0 | 0 | 0 | 0 | 0
PeakG | 0 | 0 | 0 | 0 | 0 | 0
PeakO | 0 | 0 | 0 | 0 | 0 | 0
ST | 0 | 0 | 0 | 0 | 0 | 0
STOG | 0 | 0 | 0 | 0 | 0 | 0
STWD | 0 | 0 | 0 | 0 | 0 | 0
WT | 0 | 0 | 0 | 0 | 0 | 0
IGCC | 0 | 0 | 0 | 0 | 0 | 0
DemandResponse | 0 | 0 | 0 | 0 | 0 | 0
IGCC-CCS | 0 | 0 | 0 | 0 | 0 | 0
WT_off | 0 | 0 | 0 | 0 | 0 | 0
PseudoUnit | 0 | 0 | 0 | 0 | 0 | 0
FixedInterchange | 0 | 0 | 0 | 0 | 0 | 0
CO2 Emissions (MMshortTons): NWPP_NucRenew
ReportingType | 2015 | 2020 | 2025 | 2030 | 2035 | 2040
BM | 0 | 0 | 0 | 0 | 0 | 0
CC | 0 | 0 | 0 | 0 | 0 | 0
CSP | 0 | 0 | 0 | 0 | 0 | 0
CT | 0 | 0 | 0 | 0 | 0 | 0
Coal | 0 | 0 | 0 | 0 | 0 | 0
Geo | 0 | 0 | 0 | 0 | 0 | 0
H | 0 | 0 | 0 | 0 | 0 | 0
LFG | 0 | 0 | 0 | 0 | 0 | 0
Nuc | 0 | 0 | 0 | 0 | 0 | 0
PS | 0 | 0 | 0 | 0 | 0 | 0
PV | 0 | 0 | 0 | 0 | 0 | 0
PeakG | 0 | 0 | 0 | 0 | 0 | 0
PeakO | 0 | 0 | 0 | 0 | 0 | 0
ST | 0 | 0 | 0 | 0 | 0 | 0
STOG | 0 | 0 | 0 | 0 | 0 | 0
STWD | 0 | 0 | 0 | 0 | 0 | 0
WT | 0 | 0 | 0 | 0 | 0 | 0
IGCC | 0 | 0 | 0 | 0 | 0 | 0
DemandResponse | 0 | 0 | 0 | 0 | 0 | 0
IGCC-CCS | 0 | 0 | 0 | 0 | 0 | 0
WT_off | 0 | 0 | 0 | 0 | 0 | 0
PseudoUnit | 0 | 0 | 0 | 0 | 0 | 0
FixedInterchange | 0 | 0 | 0 | 0 | 0 | 0
CO2 Emissions (MMshortTons): RMPA
ReportingType | 2015 | 2020 | 2025 | 2030 | 2035 | 2040
BM | 0 | 0 | 0 | 0 | 0 | 0
CC | 2.31 | 4.15 | 1.68 | 1.19 | 1.2 | 1.07
CSP | 0 | 0 | 0 | 0 | 0 | 0
CT | 0 | 0 | 0 | 0 | 0 | 0
Coal | 61.31 | 60.65 | 57.82 | 61.27 | 72.2 | 84.16
Geo | 0 | 0 | 0 | 0 | 0 | 0
H | 0 | 0 | 0 | 0 | 0 | 0
LFG | 0 | 0 | 0 | 0 | 0 | 0
Nuc | 0 | 0 | 0 | 0 | 0 | 0
PS | 0 | 0 | 0 | 0 | 0 | 0
PV | 0 | 0 | 0 | 0 | 0 | 0
PeakG | 0 | 0.02 | 0 | 0.03 | 0 | 0.01
PeakO | 0 | 0 | 0 | 0 | 0 | 0
ST | 0 | 0 | 0 | 0 | 0 | 0
STOG | 0 | 0 | 0 | 0 | 0 | 0
STWD | 0 | 0 | 0 | 0 | 0 | 0
WT | 0 | 0 | 0 | 0 | 0 | 0
IGCC | 0 | 0 | 0 | 0 | 0 | 0
DemandResponse | 0 | 0 | 0 | 0 | 0 | 0
IGCC-CCS | 0 | 0 | 0 | 0 | 0 | 0
WT_off | 0 | 0 | 0 | 0 | 0 | 0
PseudoUnit | 0 | 0 | 0 | 0 | 0 | 0
FixedInterchange | 0 | 0 | 0 | 0 | 0 | 0
CO2 Emissions (MMshortTons): SP15
ReportingType | 2015 | 2020 | 2025 | 2030 | 2035 | 2040
BM | 0 | 0 | 0 | 0 | 0 | 0
CC | 10.17 | 11.28 | 11.02 | 7.84 | 7.55 | 4.61
CSP | 0 | 0 | 0 | 0 | 0 | 0
CT | 0 | 0 | 0 | 0 | 0 | 0
Coal | 0.9 | 0.9 | 0.9 | 0.55 | 0.11 | 0
Geo | 0 | 0 | 0 | 0 | 0 | 0
H | 0 | 0 | 0 | 0 | 0 | 0
LFG | 0 | 0 | 0 | 0 | 0 | 0
Nuc | 0 | 0 | 0 | 0 | 0 | 0
PS | 0 | 0 | 0 | 0 | 0 | 0
PV | 0 | 0 | 0 | 0 | 0 | 0
PeakG | 0 | 0 | 0 | 0 | 0.01 | 0
PeakO | 0 | 0 | 0 | 0 | 0 | 0
ST | 0 | 0 | 0 | 0 | 0 | 0
STOG | 0.14 | 0.2 | 0.19 | 0.39 | 0.8 | 0.41
STWD | 0 | 0 | 0 | 0 | 0 | 0
WT | 0 | 0 | 0 | 0 | 0 | 0
IGCC | 0 | 0 | 0 | 0 | 0 | 0
DemandResponse | 0 | 0 | 0 | 0 | 0 | 0
IGCC-CCS | 0 | 0 | 0 | 0 | 0 | 0
WT_off | 0 | 0 | 0 | 0 | 0 | 0
PseudoUnit | 0 | 0 | 0 | 0 | 0 | 0
FixedInterchange | 0 | 0 | 0 | 0 | 0 | 0
CO2 Emissions (MMshortTons): ALB
ReportingType | 2015 | 2020 | 2025 | 2030 | 2035 | 2040
BM | 0 | 0 | 0 | 0 | 0 | 0
CC | 8.14 | 9.57 | 11.92 | 13.75 | 15.87 | 17.25
CSP | 0 | 0 | 0 | 0 | 0 | 0
CT | 0 | 0 | 0 | 0 | 0 | 0
Coal | 50 | 50 | 50 | 50 | 50 | 50
Geo | 0 | 0 | 0 | 0 | 0 | 0
H | 0 | 0 | 0 | 0 | 0 | 0
LFG | 0 | 0 | 0 | 0 | 0 | 0
Nuc | 0 | 0 | 0 | 0 | 0 | 0
PS | 0 | 0 | 0 | 0 | 0 | 0
PV | 0 | 0 | 0 | 0 | 0 | 0
PeakG | 0 | 0 | 0 | 0 | 0 | 0
PeakO | 0 | 0 | 0 | 0 | 0 | 0
ST | 0 | 0 | 0 | 0 | 0 | 0
STOG | 0 | 0 | 0 | 0 | 0 | 0
STWD | 0 | 0 | 0 | 0 | 0 | 0
WT | 0 | 0 | 0 | 0 | 0 | 0
IGCC | 0 | 0 | 0 | 0 | 0 | 0
DemandResponse | 0 | 0 | 0 | 0 | 0 | 0
IGCC-CCS | 0 | 0 | 0 | 0 | 0 | 0
WT_off | 0 | 0 | 0 | 0 | 0 | 0
PseudoUnit | 0 | 0 | 0 | 0 | 0 | 0
FixedInterchange | 0 | 0 | 0 | 0 | 0 | 0
CO2 Emissions (MMshortTons): BC
ReportingType | 2015 | 2020 | 2025 | 2030 | 2035 | 2040
BM | 0 | 0 | 0 | 0 | 0 | 0
CC | 4.01 | 4.51 | 6.16 | 7.9 | 9.71 | 11.65
CSP | 0 | 0 | 0 | 0 | 0 | 0
CT | 0 | 0 | 0 | 0 | 0 | 0
Coal | 0 | 0 | 0 | 0 | 0 | 0
Geo | 0 | 0 | 0 | 0 | 0 | 0
H | 0 | 0 | 0 | 0 | 0 | 0
LFG | 0 | 0 | 0 | 0 | 0 | 0
Nuc | 0 | 0 | 0 | 0 | 0 | 0
PS | 0 | 0 | 0 | 0 | 0 | 0
PV | 0 | 0 | 0 | 0 | 0 | 0
PeakG | 0 | 0 | 0 | 0 | 0 | 0
PeakO | 0 | 0 | 0 | 0 | 0 | 0
ST | 0 | 0 | 0 | 0 | 0 | 0
STOG | 0 | 0 | 0 | 0 | 0 | 0
STWD | 0 | 0 | 0 | 0 | 0 | 0
WT | 0 | 0 | 0 | 0 | 0 | 0
IGCC | 0 | 0 | 0 | 0 | 0 | 0
DemandResponse | 0 | 0 | 0 | 0 | 0 | 0
IGCC-CCS | 0 | 0 | 0 | 0 | 0 | 0
WT_off | 0 | 0 | 0 | 0 | 0 | 0
PseudoUnit | 0 | 0 | 0 | 0 | 0 | 0
FixedInterchange | 0 | 0 | 0 | 0 | 0 | 0
CO2 Emissions (MMshortTons): HQ_IESO
ReportingType | 2015 | 2020 | 2025 | 2030 | 2035 | 2040
BM | 0 | 0 | 0 | 0 | 0 | 0
CC | 0 | 0 | 0 | 0 | 0 | 0
CSP | 0 | 0 | 0 | 0 | 0 | 0
CT | 0 | 0 | 0 | 0 | 0 | 0
Coal | 0 | 0 | 0 | 0 | 0 | 0
Geo | 0 | 0 | 0 | 0 | 0 | 0
H | 0 | 0 | 0 | 0 | 0 | 0
LFG | 0 | 0 | 0 | 0 | 0 | 0
Nuc | 0 | 0 | 0 | 0 | 0 | 0
PS | 0 | 0 | 0 | 0 | 0 | 0
PV | 0 | 0 | 0 | 0 | 0 | 0
PeakG | 0 | 0 | 0 | 0 | 0 | 0
PeakO | 0 | 0 | 0 | 0 | 0 | 0
ST | 0 | 0 | 0 | 0 | 0 | 0
STOG | 0 | 0 | 0 | 0 | 0 | 0
STWD | 0 | 0 | 0 | 0 | 0 | 0
WT | 0 | 0 | 0 | 0 | 0 | 0
IGCC | 0 | 0 | 0 | 0 | 0 | 0
DemandResponse | 0 | 0 | 0 | 0 | 0 | 0
IGCC-CCS | 0 | 0 | 0 | 0 | 0 | 0
WT_off | 0 | 0 | 0 | 0 | 0 | 0
PseudoUnit | 0 | 0 | 0 | 0 | 0 | 0
FixedInterchange | 0 | 0 | 0 | 0 | 0 | 0
CO2 Emissions (MMshortTons): HQ_NEISO
ReportingType | 2015 | 2020 | 2025 | 2030 | 2035 | 2040
BM | 0 | 0 | 0 | 0 | 0 | 0
CC | 0 | 0 | 0 | 0 | 0 | 0
CSP | 0 | 0 | 0 | 0 | 0 | 0
CT | 0 | 0 | 0 | 0 | 0 | 0
Coal | 0 | 0 | 0 | 0 | 0 | 0
Geo | 0 | 0 | 0 | 0 | 0 | 0
H | 0 | 0 | 0 | 0 | 0 | 0
LFG | 0 | 0 | 0 | 0 | 0 | 0
Nuc | 0 | 0 | 0 | 0 | 0 | 0
PS | 0 | 0 | 0 | 0 | 0 | 0
PV | 0 | 0 | 0 | 0 | 0 | 0
PeakG | 0 | 0 | 0 | 0 | 0 | 0
PeakO | 0 | 0 | 0 | 0 | 0 | 0
ST | 0 | 0 | 0 | 0 | 0 | 0
STOG | 0 | 0 | 0 | 0 | 0 | 0
STWD | 0 | 0 | 0 | 0 | 0 | 0
WT | 0 | 0 | 0 | 0 | 0 | 0
IGCC | 0 | 0 | 0 | 0 | 0 | 0
DemandResponse | 0 | 0 | 0 | 0 | 0 | 0
IGCC-CCS | 0 | 0 | 0 | 0 | 0 | 0
WT_off | 0 | 0 | 0 | 0 | 0 | 0
PseudoUnit | 0 | 0 | 0 | 0 | 0 | 0
FixedInterchange | 0 | 0 | 0 | 0 | 0 | 0
CO2 Emissions (MMshortTons): HQ_NY
ReportingType | 2015 | 2020 | 2025 | 2030 | 2035 | 2040
BM | 0 | 0 | 0 | 0 | 0 | 0
CC | 0 | 0 | 0 | 0 | 0 | 0
CSP | 0 | 0 | 0 | 0 | 0 | 0
CT | 0 | 0 | 0 | 0 | 0 | 0
Coal | 0 | 0 | 0 | 0 | 0 | 0
Geo | 0 | 0 | 0 | 0 | 0 | 0
H | 0 | 0 | 0 | 0 | 0 | 0
LFG | 0 | 0 | 0 | 0 | 0 | 0
Nuc | 0 | 0 | 0 | 0 | 0 | 0
PS | 0 | 0 | 0 | 0 | 0 | 0
PV | 0 | 0 | 0 | 0 | 0 | 0
PeakG | 0 | 0 | 0 | 0 | 0 | 0
PeakO | 0 | 0 | 0 | 0 | 0 | 0
ST | 0 | 0 | 0 | 0 | 0 | 0
STOG | 0 | 0 | 0 | 0 | 0 | 0
STWD | 0 | 0 | 0 | 0 | 0 | 0
WT | 0 | 0 | 0 | 0 | 0 | 0
IGCC | 0 | 0 | 0 | 0 | 0 | 0
DemandResponse | 0 | 0 | 0 | 0 | 0 | 0
IGCC-CCS | 0 | 0 | 0 | 0 | 0 | 0
WT_off | 0 | 0 | 0 | 0 | 0 | 0
PseudoUnit | 0 | 0 | 0 | 0 | 0 | 0
FixedInterchange | 0 | 0 | 0 | 0 | 0 | 0
CO2 Emissions (MMshortTons): MARITIMES
ReportingType | 2015 | 2020 | 2025 | 2030 | 2035 | 2040
BM | 0 | 0 | 0 | 0 | 0 | 0
CC | 0 | 0 | 0 | 0 | 0 | 0
CSP | 0 | 0 | 0 | 0 | 0 | 0
CT | 0 | 0 | 0 | 0 | 0 | 0
Coal | 0 | 0 | 0 | 0 | 0 | 0
Geo | 0 | 0 | 0 | 0 | 0 | 0
H | 0 | 0 | 0 | 0 | 0 | 0
LFG | 0 | 0 | 0 | 0 | 0 | 0
Nuc | 0 | 0 | 0 | 0 | 0 | 0
PS | 0 | 0 | 0 | 0 | 0 | 0
PV | 0 | 0 | 0 | 0 | 0 | 0
PeakG | 0 | 0 | 0 | 0 | 0 | 0
PeakO | 0 | 0 | 0 | 0 | 0 | 0
ST | 0 | 0 | 0 | 0 | 0 | 0
STOG | 0 | 0 | 0 | 0 | 0 | 0
STWD | 0 | 0 | 0 | 0 | 0 | 0
WT | 0 | 0 | 0 | 0 | 0 | 0
IGCC | 0 | 0 | 0 | 0 | 0 | 0
DemandResponse | 0 | 0 | 0 | 0 | 0 | 0
IGCC-CCS | 0 | 0 | 0 | 0 | 0 | 0
WT_off | 0 | 0 | 0 | 0 | 0 | 0
PseudoUnit | 0 | 0 | 0 | 0 | 0 | 0
FixedInterchange | 0 | 0 | 0 | 0 | 0 | 0
CO2 Emissions (MMshortTons): All
ReportingType | 2015 | 2020 | 2025 | 2030 | 2035 | 2040
BM | 0 | 0 | 0 | 0 | 0 | 0
CC | 445.11 | 462.74 | 416.13 | 393.08 | 516.84 | 582.28
CSP | 0 | 0 | 0 | 0 | 0 | 0
CT | 0.87 | 1.1 | 1.23 | 0.83 | 2.97 | 4.61
Coal | 1922.35 | 1718.72 | 1725.5 | 1701.92 | 1805.96 | 2001.83
Geo | 0 | 0 | 0 | 0 | 0 | 0
H | 0 | 0 | 0 | 0 | 0 | 0
LFG | 0 | 0 | 0 | 0 | 0 | 0
Nuc | 0 | 0 | 0 | 0 | 0 | 0
PS | 0 | 0 | 0 | 0 | 0 | 0
PV | 0 | 0 | 0 | 0 | 0 | 0
PeakG | 2.1 | 2.81 | 3.31 | 1.99 | 3.49 | 2.09
PeakO | 0 | 0 | 0 | 0 | 0 | 0
ST | 0 | 0 | 0 | 0 | 0 | 0
STOG | 11.3 | 12.1 | 11.79 | 9.5 | 12.03 | 11.15
STWD | 0 | 0 | 0 | 0 | 0 | 0
WT | 0 | 0 | 0 | 0 | 0 | 0
IGCC | 4.15 | 4.15 | 4.15 | 4.15 | 4.15 | 4.15
DemandResponse | 0 | 0 | 0 | 0 | 0 | 0
IGCC-CCS | 0 | 0 | 0 | 0 | 0 | 0
WT_off | 0 | 0 | 0 | 0 | 0 | 0
PseudoUnit | 0 | 0 | 0 | 0 | 0 | 0
FixedInterchange | 0 | 0 | 0 | 0 | 0 | 0
CO2 Emissions (MMshortTons): EI_US
ReportingType | 2015 | 2020 | 2025 | 2030 | 2035 | 2040
BM | 0 | 0 | 0 | 0 | 0 | 0
CC | 277.1 | 284.34 | 250.44 | 212.77 | 305.55 | 362.57
CSP | 0 | 0 | 0 | 0 | 0 | 0
CT | 0.87 | 1.1 | 1.14 | 0.74 | 2.97 | 4.58
Coal | 1493.13 | 1288 | 1285.72 | 1254.9 | 1347.71 | 1458.44
Geo | 0 | 0 | 0 | 0 | 0 | 0
H | 0 | 0 | 0 | 0 | 0 | 0
LFG | 0 | 0 | 0 | 0 | 0 | 0
Nuc | 0 | 0 | 0 | 0 | 0 | 0
PS | 0 | 0 | 0 | 0 | 0 | 0
PV | 0 | 0 | 0 | 0 | 0 | 0
PeakG | 2.1 | 2.8 | 3.15 | 1.96 | 3.47 | 2.08
PeakO | 0 | 0 | 0 | 0 | 0 | 0
ST | 0 | 0 | 0 | 0 | 0 | 0
STOG | 7.41 | 7.99 | 7.77 | 6.14 | 8.63 | 8.64
STWD | 0 | 0 | 0 | 0 | 0 | 0
WT | 0 | 0 | 0 | 0 | 0 | 0
IGCC | 4.15 | 4.15 | 4.15 | 4.15 | 4.15 | 4.15
DemandResponse | 0 | 0 | 0 | 0 | 0 | 0
IGCC-CCS | 0 | 0 | 0 | 0 | 0 | 0
WT_off | 0 | 0 | 0 | 0 | 0 | 0
PseudoUnit | 0 | 0 | 0 | 0 | 0 | 0
FixedInterchange | 0 | 0 | 0 | 0 | 0 | 0
CO2 Emissions (MMshortTons): EI_Canada
ReportingType | 2015 | 2020 | 2025 | 2030 | 2035 | 2040
BM | 0 | 0 | 0 | 0 | 0 | 0
CC | 2.03 | 1.86 | 0.95 | 0.6 | 5.7 | 12.83
CSP | 0 | 0 | 0 | 0 | 0 | 0
CT | 0 | 0 | 0 | 0 | 0 | 0.03
Coal | 0.62 | 1.17 | 0 | 0 | 0 | 0
Geo | 0 | 0 | 0 | 0 | 0 | 0
H | 0 | 0 | 0 | 0 | 0 | 0
LFG | 0 | 0 | 0 | 0 | 0 | 0
Nuc | 0 | 0 | 0 | 0 | 0 | 0
PS | 0 | 0 | 0 | 0 | 0 | 0
PV | 0 | 0 | 0 | 0 | 0 | 0
PeakG | 0 | 0 | 0 | 0 | 0 | 0
PeakO | 0 | 0 | 0 | 0 | 0 | 0
ST | 0 | 0 | 0 | 0 | 0 | 0
STOG | 0 | 0 | 0 | 0 | 0 | 0
STWD | 0 | 0 | 0 | 0 | 0 | 0
WT | 0 | 0 | 0 | 0 | 0 | 0
IGCC | 0 | 0 | 0 | 0 | 0 | 0
DemandResponse | 0 | 0 | 0 | 0 | 0 | 0
IGCC-CCS | 0 | 0 | 0 | 0 | 0 | 0
WT_off | 0 | 0 | 0 | 0 | 0 | 0
PseudoUnit | 0 | 0 | 0 | 0 | 0 | 0
FixedInterchange | 0 | 0 | 0 | 0 | 0 | 0
CO2 Emissions (MMshortTons): EI
ReportingType | 2015 | 2020 | 2025 | 2030 | 2035 | 2040
BM | 0 | 0 | 0 | 0 | 0 | 0
CC | 279.13 | 286.2 | 251.38 | 213.37 | 311.25 | 375.4
CSP | 0 | 0 | 0 | 0 | 0 | 0
CT | 0.87 | 1.1 | 1.14 | 0.74 | 2.97 | 4.61
Coal | 1493.75 | 1289.17 | 1285.72 | 1254.9 | 1347.71 | 1458.44
Geo | 0 | 0 | 0 | 0 | 0 | 0
H | 0 | 0 | 0 | 0 | 0 | 0
LFG | 0 | 0 | 0 | 0 | 0 | 0
Nuc | 0 | 0 | 0 | 0 | 0 | 0
PS | 0 | 0 | 0 | 0 | 0 | 0
PV | 0 | 0 | 0 | 0 | 0 | 0
PeakG | 2.1 | 2.8 | 3.15 | 1.96 | 3.47 | 2.08
PeakO | 0 | 0 | 0 | 0 | 0 | 0
ST | 0 | 0 | 0 | 0 | 0 | 0
STOG | 7.41 | 7.99 | 7.77 | 6.14 | 8.63 | 8.64
STWD | 0 | 0 | 0 | 0 | 0 | 0
WT | 0 | 0 | 0 | 0 | 0 | 0
IGCC | 4.15 | 4.15 | 4.15 | 4.15 | 4.15 | 4.15
DemandResponse | 0 | 0 | 0 | 0 | 0 | 0
IGCC-CCS | 0 | 0 | 0 | 0 | 0 | 0
WT_off | 0 | 0 | 0 | 0 | 0 | 0
PseudoUnit | 0 | 0 | 0 | 0 | 0 | 0
FixedInterchange | 0 | 0 | 0 | 0 | 0 | 0
CO2 Emissions (MMshortTons): Outside_EI
ReportingType | 2015 | 2020 | 2025 | 2030 | 2035 | 2040
BM | 0 | 0 | 0 | 0 | 0 | 0
CC | 165.98 | 176.54 | 164.74 | 179.71 | 205.58 | 206.88
CSP | 0 | 0 | 0 | 0 | 0 | 0
CT | 0 | 0 | 0.09 | 0.09 | 0 | 0
Coal | 428.6 | 429.55 | 439.78 | 447.02 | 458.25 | 543.38
Geo | 0 | 0 | 0 | 0 | 0 | 0
H | 0 | 0 | 0 | 0 | 0 | 0
LFG | 0 | 0 | 0 | 0 | 0 | 0
Nuc | 0 | 0 | 0 | 0 | 0 | 0
PS | 0 | 0 | 0 | 0 | 0 | 0
PV | 0 | 0 | 0 | 0 | 0 | 0
PeakG | 0 | 0.02 | 0.15 | 0.03 | 0.02 | 0.01
PeakO | 0 | 0 | 0 | 0 | 0 | 0
ST | 0 | 0 | 0 | 0 | 0 | 0
STOG | 3.89 | 4.11 | 4.02 | 3.35 | 3.41 | 2.51
STWD | 0 | 0 | 0 | 0 | 0 | 0
WT | 0 | 0 | 0 | 0 | 0 | 0
IGCC | 0 | 0 | 0 | 0 | 0 | 0
DemandResponse | 0 | 0 | 0 | 0 | 0 | 0
IGCC-CCS | 0 | 0 | 0 | 0 | 0 | 0
WT_off | 0 | 0 | 0 | 0 | 0 | 0
PseudoUnit | 0 | 0 | 0 | 0 | 0 | 0
FixedInterchange | 0 | 0 | 0 | 0 | 0 | 0
CO2 Emissions (MMmetricTons): Entergy
ReportingType | 2015 | 2020 | 2025 | 2030 | 2035 | 2040
BM | 0 | 0 | 0 | 0 | 0 | 0
CC | 25.12 | 30.1 | 27.27 | 24.8 | 26.16 | 27.86
CSP | 0 | 0 | 0 | 0 | 0 | 0
CT | 0 | 0 | 0 | 0 | 0 | 0
Coal | 58.45 | 52.36 | 55.87 | 57.24 | 58.3 | 58.3
Geo | 0 | 0 | 0 | 0 | 0 | 0
H | 0 | 0 | 0 | 0 | 0 | 0
LFG | 0 | 0 | 0 | 0 | 0 | 0
Nuc | 0 | 0 | 0 | 0 | 0 | 0
PS | 0 | 0 | 0 | 0 | 0 | 0
PV | 0 | 0 | 0 | 0 | 0 | 0
PeakG | 0 | 0 | 0.01 | 0 | 0 | 0
PeakO | 0 | 0 | 0 | 0 | 0 | 0
ST | 0 | 0 | 0 | 0 | 0 | 0
STOG | 0.81 | 0.89 | 0.76 | 0.57 | 0.77 | 0.77
STWD | 0 | 0 | 0 | 0 | 0 | 0
WT | 0 | 0 | 0 | 0 | 0 | 0
IGCC | 0 | 0 | 0 | 0 | 0 | 0
DemandResponse | 0 | 0 | 0 | 0 | 0 | 0
IGCC-CCS | 0 | 0 | 0 | 0 | 0 | 0
WT_off | 0 | 0 | 0 | 0 | 0 | 0
PseudoUnit | 0 | 0 | 0 | 0 | 0 | 0
FixedInterchange | 0 | 0 | 0 | 0 | 0 | 0
CO2 Emissions (MMmetricTons): FRCC
ReportingType | 2015 | 2020 | 2025 | 2030 | 2035 | 2040
BM | 0 | 0 | 0 | 0 | 0 | 0
CC | 56.07 | 58.84 | 58.54 | 60.41 | 77.18 | 86.93
CSP | 0 | 0 | 0 | 0 | 0 | 0
CT | 0.54 | 0.55 | 0.54 | 0.28 | 0.37 | 0.2
Coal | 56.83 | 55.79 | 56.89 | 58.32 | 59.8 | 59.8
Geo | 0 | 0 | 0 | 0 | 0 | 0
H | 0 | 0 | 0 | 0 | 0 | 0
LFG | 0 | 0 | 0 | 0 | 0 | 0
Nuc | 0 | 0 | 0 | 0 | 0 | 0
PS | 0 | 0 | 0 | 0 | 0 | 0
PV | 0 | 0 | 0 | 0 | 0 | 0
PeakG | 0.24 | 0.3 | 0.46 | 0.29 | 0.11 | 0.06
PeakO | 0 | 0 | 0 | 0 | 0 | 0
ST | 0 | 0 | 0 | 0 | 0 | 0
STOG | 2.13 | 1.81 | 1.73 | 1.12 | 1 | 0.98
STWD | 0 | 0 | 0 | 0 | 0 | 0
WT | 0 | 0 | 0 | 0 | 0 | 0
IGCC | 0 | 0 | 0 | 0 | 0 | 0
DemandResponse | 0 | 0 | 0 | 0 | 0 | 0
IGCC-CCS | 0 | 0 | 0 | 0 | 0 | 0
WT_off | 0 | 0 | 0 | 0 | 0 | 0
PseudoUnit | 0 | 0 | 0 | 0 | 0 | 0
FixedInterchange | 0 | 0 | 0 | 0 | 0 | 0
CO2 Emissions (MMmetricTons): MAPP_US
ReportingType | 2015 | 2020 | 2025 | 2030 | 2035 | 2040
BM | 0 | 0 | 0 | 0 | 0 | 0
CC | 0.1 | 0.13 | 0.12 | 0.05 | 0.08 | 0.08
CSP | 0 | 0 | 0 | 0 | 0 | 0
CT | 0 | 0 | 0 | 0 | 0 | 0
Coal | 22.65 | 18.01 | 18.01 | 18.01 | 18.01 | 18.01
Geo | 0 | 0 | 0 | 0 | 0 | 0
H | 0 | 0 | 0 | 0 | 0 | 0
LFG | 0 | 0 | 0 | 0 | 0 | 0
Nuc | 0 | 0 | 0 | 0 | 0 | 0
PS | 0 | 0 | 0 | 0 | 0 | 0
PV | 0 | 0 | 0 | 0 | 0 | 0
PeakG | 0.01 | 0.05 | 0.07 | 0.02 | 0.09 | 0.02
PeakO | 0 | 0 | 0 | 0 | 0 | 0
ST | 0 | 0 | 0 | 0 | 0 | 0
STOG | 0 | 0 | 0 | 0 | 0 | 0
STWD | 0 | 0 | 0 | 0 | 0 | 0
WT | 0 | 0 | 0 | 0 | 0 | 0
IGCC | 0 | 0 | 0 | 0 | 0 | 0
DemandResponse | 0 | 0 | 0 | 0 | 0 | 0
IGCC-CCS | 0 | 0 | 0 | 0 | 0 | 0
WT_off | 0 | 0 | 0 | 0 | 0 | 0
PseudoUnit | 0 | 0 | 0 | 0 | 0 | 0
FixedInterchange | 0 | 0 | 0 | 0 | 0 | 0
CO2 Emissions (MMmetricTons): MISO_IN
ReportingType | 2015 | 2020 | 2025 | 2030 | 2035 | 2040
BM | 0 | 0 | 0 | 0 | 0 | 0
CC | 1.67 | 2.73 | 2.2 | 1.59 | 11.28 | 13.96
CSP | 0 | 0 | 0 | 0 | 0 | 0
CT | 0 | 0 | 0 | 0 | 0 | 0
Coal | 83.89 | 87.05 | 88.37 | 88.7 | 93.63 | 95.54
Geo | 0 | 0 | 0 | 0 | 0 | 0
H | 0 | 0 | 0 | 0 | 0 | 0
LFG | 0 | 0 | 0 | 0 | 0 | 0
Nuc | 0 | 0 | 0 | 0 | 0 | 0
PS | 0 | 0 | 0 | 0 | 0 | 0
PV | 0 | 0 | 0 | 0 | 0 | 0
PeakG | 0 | 0 | 0.01 | 0 | 0.06 | 0.06
PeakO | 0 | 0 | 0 | 0 | 0 | 0
ST | 0 | 0 | 0 | 0 | 0 | 0
STOG | 0.03 | 0.07 | 0.03 | 0.03 | 0.07 | 0.07
STWD | 0 | 0 | 0 | 0 | 0 | 0
WT | 0 | 0 | 0 | 0 | 0 | 0
IGCC | 3.76 | 3.76 | 3.76 | 3.76 | 3.76 | 3.76
DemandResponse | 0 | 0 | 0 | 0 | 0 | 0
IGCC-CCS | 0 | 0 | 0 | 0 | 0 | 0
WT_off | 0 | 0 | 0 | 0 | 0 | 0
PseudoUnit | 0 | 0 | 0 | 0 | 0 | 0
FixedInterchange | 0 | 0 | 0 | 0 | 0 | 0
CO2 Emissions (MMmetricTons): MISO_MI
ReportingType | 2015 | 2020 | 2025 | 2030 | 2035 | 2040
BM | 0 | 0 | 0 | 0 | 0 | 0
CC | 4.8 | 5.62 | 5.16 | 3.29 | 3.51 | 2.58
CSP | 0 | 0 | 0 | 0 | 0 | 0
CT | 0 | 0 | 0 | 0 | 0 | 0
Coal | 55.85 | 48.06 | 48.76 | 47.86 | 51.53 | 52.02
Geo | 0 | 0 | 0 | 0 | 0 | 0
H | 0 | 0 | 0 | 0 | 0 | 0
LFG | 0 | 0 | 0 | 0 | 0 | 0
Nuc | 0 | 0 | 0 | 0 | 0 | 0
PS | 0 | 0 | 0 | 0 | 0 | 0
PV | 0 | 0 | 0 | 0 | 0 | 0
PeakG | 0.02 | 0.02 | 0.02 | 0.02 | 0.04 | 0.03
PeakO | 0 | 0 | 0 | 0 | 0 | 0
ST | 0 | 0 | 0 | 0 | 0 | 0
STOG | 0.28 | 0.35 | 0.34 | 0.25 | 0.62 | 0.67
STWD | 0 | 0 | 0 | 0 | 0 | 0
WT | 0 | 0 | 0 | 0 | 0 | 0
IGCC | 0 | 0 | 0 | 0 | 0 | 0
DemandResponse | 0 | 0 | 0 | 0 | 0 | 0
IGCC-CCS | 0 | 0 | 0 | 0 | 0 | 0
WT_off | 0 | 0 | 0 | 0 | 0 | 0
PseudoUnit | 0 | 0 | 0 | 0 | 0 | 0
FixedInterchange | 0 | 0 | 0 | 0 | 0 | 0
CO2 Emissions (MMmetricTons): MISO_MO-IL
ReportingType | 2015 | 2020 | 2025 | 2030 | 2035 | 2040
BM | 0 | 0 | 0 | 0 | 0 | 0
CC | 1.12 | 1.77 | 1.19 | 0.58 | 0.72 | 0.71
CSP | 0 | 0 | 0 | 0 | 0 | 0
CT | 0 | 0 | 0 | 0 | 0 | 0
Coal | 98.98 | 82.28 | 85.14 | 82.97 | 94.46 | 94.46
Geo | 0 | 0 | 0 | 0 | 0 | 0
H | 0 | 0 | 0 | 0 | 0 | 0
LFG | 0 | 0 | 0 | 0 | 0 | 0
Nuc | 0 | 0 | 0 | 0 | 0 | 0
PS | 0 | 0 | 0 | 0 | 0 | 0
PV | 0 | 0 | 0 | 0 | 0 | 0
PeakG | 0.08 | 0.16 | 0.23 | 0.28 | 0.26 | 0.26
PeakO | 0 | 0 | 0 | 0 | 0 | 0
ST | 0 | 0 | 0 | 0 | 0 | 0
STOG | 0.04 | 0.07 | 0.07 | 0.07 | 0.04 | 0.01
STWD | 0 | 0 | 0 | 0 | 0 | 0
WT | 0 | 0 | 0 | 0 | 0 | 0
IGCC | 0 | 0 | 0 | 0 | 0 | 0
DemandResponse | 0 | 0 | 0 | 0 | 0 | 0
IGCC-CCS | 0 | 0 | 0 | 0 | 0 | 0
WT_off | 0 | 0 | 0 | 0 | 0 | 0
PseudoUnit | 0 | 0 | 0 | 0 | 0 | 0
FixedInterchange | 0 | 0 | 0 | 0 | 0 | 0
CO2 Emissions (MMmetricTons): MISO_W
ReportingType | 2015 | 2020 | 2025 | 2030 | 2035 | 2040
BM | 0 | 0 | 0 | 0 | 0 | 0
CC | 3.87 | 3.58 | 2.66 | 1.32 | 1.81 | 1.45
CSP | 0 | 0 | 0 | 0 | 0 | 0
CT | 0 | 0 | 0 | 0 | 0 | 0
Coal | 86.07 | 80.75 | 81.14 | 79.48 | 81.62 | 99.64
Geo | 0 | 0 | 0 | 0 | 0 | 0
H | 0 | 0 | 0 | 0 | 0 | 0
LFG | 0 | 0 | 0 | 0 | 0 | 0
Nuc | 0 | 0 | 0 | 0 | 0 | 0
PS | 0 | 0 | 0 | 0 | 0 | 0
PV | 0 | 0 | 0 | 0 | 0 | 0
PeakG | 0.17 | 0.07 | 0.06 | 0.05 | 0.3 | 0.1
PeakO | 0 | 0 | 0 | 0 | 0 | 0
ST | 0 | 0 | 0 | 0 | 0 | 0
STOG | 0.01 | 0 | 0 | 0 | 0 | 0
STWD | 0 | 0 | 0 | 0 | 0 | 0
WT | 0 | 0 | 0 | 0 | 0 | 0
IGCC | 0 | 0 | 0 | 0 | 0 | 0
DemandResponse | 0 | 0 | 0 | 0 | 0 | 0
IGCC-CCS | 0 | 0 | 0 | 0 | 0 | 0
WT_off | 0 | 0 | 0 | 0 | 0 | 0
PseudoUnit | 0 | 0 | 0 | 0 | 0 | 0
FixedInterchange | 0 | 0 | 0 | 0 | 0 | 0
CO2 Emissions (MMmetricTons): MISO_WUMS
ReportingType | 2015 | 2020 | 2025 | 2030 | 2035 | 2040
BM | 0 | 0 | 0 | 0 | 0 | 0
CC | 4.7 | 8.52 | 8.07 | 4.71 | 14.52 | 11.73
CSP | 0 | 0 | 0 | 0 | 0 | 0
CT | 0 | 0.16 | 0.27 | 0.22 | 0.46 | 0.72
Coal | 27.52 | 29.42 | 30.82 | 29.48 | 35.32 | 36.53
Geo | 0 | 0 | 0 | 0 | 0 | 0
H | 0 | 0 | 0 | 0 | 0 | 0
LFG | 0 | 0 | 0 | 0 | 0 | 0
Nuc | 0 | 0 | 0 | 0 | 0 | 0
PS | 0 | 0 | 0 | 0 | 0 | 0
PV | 0 | 0 | 0 | 0 | 0 | 0
PeakG | 0.02 | 0.01 | 0 | 0 | 0 | 0
PeakO | 0 | 0 | 0 | 0 | 0 | 0
ST | 0 | 0 | 0 | 0 | 0 | 0
STOG | 0 | 0 | 0 | 0 | 0 | 0
STWD | 0 | 0 | 0 | 0 | 0 | 0
WT | 0 | 0 | 0 | 0 | 0 | 0
IGCC | 0 | 0 | 0 | 0 | 0 | 0
DemandResponse | 0 | 0 | 0 | 0 | 0 | 0
IGCC-CCS | 0 | 0 | 0 | 0 | 0 | 0
WT_off | 0 | 0 | 0 | 0 | 0 | 0
PseudoUnit | 0 | 0 | 0 | 0 | 0 | 0
FixedInterchange | 0 | 0 | 0 | 0 | 0 | 0
CO2 Emissions (MMmetricTons): Nebraska
ReportingType | 2015 | 2020 | 2025 | 2030 | 2035 | 2040
BM | 0 | 0 | 0 | 0 | 0 | 0
CC | 0.44 | 0.19 | 0.16 | 0.1 | 0.19 | 0.16
CSP | 0 | 0 | 0 | 0 | 0 | 0
CT | 0 | 0 | 0 | 0 | 0 | 0
Coal | 32.1 | 32.07 | 32.07 | 32.07 | 32.07 | 44.45
Geo | 0 | 0 | 0 | 0 | 0 | 0
H | 0 | 0 | 0 | 0 | 0 | 0
LFG | 0 | 0 | 0 | 0 | 0 | 0
Nuc | 0 | 0 | 0 | 0 | 0 | 0
PS | 0 | 0 | 0 | 0 | 0 | 0
PV | 0 | 0 | 0 | 0 | 0 | 0
PeakG | 0.04 | 0.1 | 0.1 | 0.02 | 0 | 0
PeakO | 0 | 0 | 0 | 0 | 0 | 0
ST | 0 | 0 | 0 | 0 | 0 | 0
STOG | 0.02 | 0.03 | 0.07 | 0.03 | 0.07 | 0
STWD | 0 | 0 | 0 | 0 | 0 | 0
WT | 0 | 0 | 0 | 0 | 0 | 0
IGCC | 0 | 0 | 0 | 0 | 0 | 0
DemandResponse | 0 | 0 | 0 | 0 | 0 | 0
IGCC-CCS | 0 | 0 | 0 | 0 | 0 | 0
WT_off | 0 | 0 | 0 | 0 | 0 | 0
PseudoUnit | 0 | 0 | 0 | 0 | 0 | 0
FixedInterchange | 0 | 0 | 0 | 0 | 0 | 0
CO2 Emissions (MMmetricTons): NEISO
ReportingType | 2015 | 2020 | 2025 | 2030 | 2035 | 2040
BM | 0 | 0 | 0 | 0 | 0 | 0
CC | 16.71 | 14.01 | 14.88 | 16.38 | 21.27 | 25
CSP | 0 | 0 | 0 | 0 | 0 | 0
CT | 0 | 0.01 | 0.01 | 0 | 0.05 | 0.08
Coal | 0.03 | 0 | 0 | 0 | 0 | 0
Geo | 0 | 0 | 0 | 0 | 0 | 0
H | 0 | 0 | 0 | 0 | 0 | 0
LFG | 0 | 0 | 0 | 0 | 0 | 0
Nuc | 0 | 0 | 0 | 0 | 0 | 0
PS | 0 | 0 | 0 | 0 | 0 | 0
PV | 0 | 0 | 0 | 0 | 0 | 0
PeakG | 0.02 | 0.02 | 0.02 | 0.02 | 0.06 | 0.06
PeakO | 0 | 0 | 0 | 0 | 0 | 0
ST | 0 | 0 | 0 | 0 | 0 | 0
STOG | 0 | 0 | 0 | 0 | 0 | 0
STWD | 0 | 0 | 0 | 0 | 0 | 0
WT | 0 | 0 | 0 | 0 | 0 | 0
IGCC | 0 | 0 | 0 | 0 | 0 | 0
DemandResponse | 0 | 0 | 0 | 0 | 0 | 0
IGCC-CCS | 0 | 0 | 0 | 0 | 0 | 0
WT_off | 0 | 0 | 0 | 0 | 0 | 0
PseudoUnit | 0 | 0 | 0 | 0 | 0 | 0
FixedInterchange | 0 | 0 | 0 | 0 | 0 | 0
CO2 Emissions (MMmetricTons): NonRTO_Midwest
ReportingType | 2015 | 2020 | 2025 | 2030 | 2035 | 2040
BM | 0 | 0 | 0 | 0 | 0 | 0
CC | 0 | 0.58 | 0.72 | 0.79 | 0.7 | 1.01
CSP | 0 | 0 | 0 | 0 | 0 | 0
CT | 0 | 0 | 0 | 0 | 0.01 | 0.05
Coal | 53.63 | 54.87 | 55.5 | 56.03 | 57.23 | 59.51
Geo | 0 | 0 | 0 | 0 | 0 | 0
H | 0 | 0 | 0 | 0 | 0 | 0
LFG | 0 | 0 | 0 | 0 | 0 | 0
Nuc | 0 | 0 | 0 | 0 | 0 | 0
PS | 0 | 0 | 0 | 0 | 0 | 0
PV | 0 | 0 | 0 | 0 | 0 | 0
PeakG | 0.09 | 0.18 | 0.25 | 0.19 | 0.23 | 0.17
PeakO | 0 | 0 | 0 | 0 | 0 | 0
ST | 0 | 0 | 0 | 0 | 0 | 0
STOG | 0 | 0 | 0 | 0 | 0 | 0
STWD | 0 | 0 | 0 | 0 | 0 | 0
WT | 0 | 0 | 0 | 0 | 0 | 0
IGCC | 0 | 0 | 0 | 0 | 0 | 0
DemandResponse | 0 | 0 | 0 | 0 | 0 | 0
IGCC-CCS | 0 | 0 | 0 | 0 | 0 | 0
WT_off | 0 | 0 | 0 | 0 | 0 | 0
PseudoUnit | 0 | 0 | 0 | 0 | 0 | 0
FixedInterchange | 0 | 0 | 0 | 0 | 0 | 0
CO2 Emissions (MMmetricTons): NYISO_A-F
ReportingType | 2015 | 2020 | 2025 | 2030 | 2035 | 2040
BM | 0 | 0 | 0 | 0 | 0 | 0
CC | 3.05 | 3.34 | 4.72 | 4.92 | 6.13 | 5.4
CSP | 0 | 0 | 0 | 0 | 0 | 0
CT | 0 | 0 | 0 | 0 | 0 | 0
Coal | 0 | 0 | 0 | 0 | 0 | 0
Geo | 0 | 0 | 0 | 0 | 0 | 0
H | 0 | 0 | 0 | 0 | 0 | 0
LFG | 0 | 0 | 0 | 0 | 0 | 0
Nuc | 0 | 0 | 0 | 0 | 0 | 0
PS | 0 | 0 | 0 | 0 | 0 | 0
PV | 0 | 0 | 0 | 0 | 0 | 0
PeakG | 0 | 0 | 0 | 0 | 0 | 0
PeakO | 0 | 0 | 0 | 0 | 0 | 0
ST | 0 | 0 | 0 | 0 | 0 | 0
STOG | 0 | 0 | 0 | 0 | 0 | 0
STWD | 0 | 0 | 0 | 0 | 0 | 0
WT | 0 | 0 | 0 | 0 | 0 | 0
IGCC | 0 | 0 | 0 | 0 | 0 | 0
DemandResponse | 0 | 0 | 0 | 0 | 0 | 0
IGCC-CCS | 0 | 0 | 0 | 0 | 0 | 0
WT_off | 0 | 0 | 0 | 0 | 0 | 0
PseudoUnit | 0 | 0 | 0 | 0 | 0 | 0
FixedInterchange | 0 | 0 | 0 | 0 | 0 | 0
CO2 Emissions (MMmetricTons): NYISO_G-I
ReportingType | 2015 | 2020 | 2025 | 2030 | 2035 | 2040
BM | 0 | 0 | 0 | 0 | 0 | 0
CC | 2.26 | 2.98 | 3.14 | 3.24 | 14.54 | 22.93
CSP | 0 | 0 | 0 | 0 | 0 | 0
CT | 0 | 0 | 0 | 0 | 0 | 0
Coal | 0 | 0 | 0 | 0 | 0 | 0
Geo | 0 | 0 | 0 | 0 | 0 | 0
H | 0 | 0 | 0 | 0 | 0 | 0
LFG | 0 | 0 | 0 | 0 | 0 | 0
Nuc | 0 | 0 | 0 | 0 | 0 | 0
PS | 0 | 0 | 0 | 0 | 0 | 0
PV | 0 | 0 | 0 | 0 | 0 | 0
PeakG | 0 | 0 | 0 | 0 | 0 | 0
PeakO | 0 | 0 | 0 | 0 | 0 | 0
ST | 0 | 0 | 0 | 0 | 0 | 0
STOG | 0 | 0 | 0 | 0 | 0 | 0
STWD | 0 | 0 | 0 | 0 | 0 | 0
WT | 0 | 0 | 0 | 0 | 0 | 0
IGCC | 0 | 0 | 0 | 0 | 0 | 0
DemandResponse | 0 | 0 | 0 | 0 | 0 | 0
IGCC-CCS | 0 | 0 | 0 | 0 | 0 | 0
WT_off | 0 | 0 | 0 | 0 | 0 | 0
PseudoUnit | 0 | 0 | 0 | 0 | 0 | 0
FixedInterchange | 0 | 0 | 0 | 0 | 0 | 0
CO2 Emissions (MMmetricTons): NYISO_J-K
ReportingType | 2015 | 2020 | 2025 | 2030 | 2035 | 2040
BM | 0 | 0 | 0 | 0 | 0 | 0
CC | 9.06 | 11.17 | 11.39 | 11.29 | 11.61 | 11.94
CSP | 0 | 0 | 0 | 0 | 0 | 0
CT | 0 | 0 | 0.02 | 0.06 | 0.13 | 0.25
Coal | 0 | 0 | 0 | 0 | 0 | 0
Geo | 0 | 0 | 0 | 0 | 0 | 0
H | 0 | 0 | 0 | 0 | 0 | 0
LFG | 0 | 0 | 0 | 0 | 0 | 0
Nuc | 0 | 0 | 0 | 0 | 0 | 0
PS | 0 | 0 | 0 | 0 | 0 | 0
PV | 0 | 0 | 0 | 0 | 0 | 0
PeakG | 0.03 | 0.08 | 0.11 | 0.09 | 0.27 | 0.17
PeakO | 0 | 0 | 0 | 0 | 0 | 0
ST | 0 | 0 | 0 | 0 | 0 | 0
STOG | 0.54 | 0.83 | 1.12 | 1.16 | 1.39 | 2.07
STWD | 0 | 0 | 0 | 0 | 0 | 0
WT | 0 | 0 | 0 | 0 | 0 | 0
IGCC | 0 | 0 | 0 | 0 | 0 | 0
DemandResponse | 0 | 0 | 0 | 0 | 0 | 0
IGCC-CCS | 0 | 0 | 0 | 0 | 0 | 0
WT_off | 0 | 0 | 0 | 0 | 0 | 0
PseudoUnit | 0 | 0 | 0 | 0 | 0 | 0
FixedInterchange | 0 | 0 | 0 | 0 | 0 | 0
CO2 Emissions (MMmetricTons): PJM_E
ReportingType | 2015 | 2020 | 2025 | 2030 | 2035 | 2040
BM | 0 | 0 | 0 | 0 | 0 | 0
CC | 10.21 | 14.53 | 10.94 | 8.21 | 18.49 | 19.18
CSP | 0 | 0 | 0 | 0 | 0 | 0
CT | 0 | 0 | 0 | 0 | 0.01 | 0.04
Coal | 0.37 | 0.11 | 0.13 | 0.11 | 0.18 | 0.18
Geo | 0 | 0 | 0 | 0 | 0 | 0
H | 0 | 0 | 0 | 0 | 0 | 0
LFG | 0 | 0 | 0 | 0 | 0 | 0
Nuc | 0 | 0 | 0 | 0 | 0 | 0
PS | 0 | 0 | 0 | 0 | 0 | 0
PV | 0 | 0 | 0 | 0 | 0 | 0
PeakG | 0.01 | 0.05 | 0.15 | 0.15 | 0.54 | 0.15
PeakO | 0 | 0 | 0 | 0 | 0 | 0
ST | 0 | 0 | 0 | 0 | 0 | 0
STOG | 0.18 | 0.3 | 0.3 | 0.3 | 0.59 | 0.44
STWD | 0 | 0 | 0 | 0 | 0 | 0
WT | 0 | 0 | 0 | 0 | 0 | 0
IGCC | 0 | 0 | 0 | 0 | 0 | 0
DemandResponse | 0 | 0 | 0 | 0 | 0 | 0
IGCC-CCS | 0 | 0 | 0 | 0 | 0 | 0
WT_off | 0 | 0 | 0 | 0 | 0 | 0
PseudoUnit | 0 | 0 | 0 | 0 | 0 | 0
FixedInterchange | 0 | 0 | 0 | 0 | 0 | 0
CO2 Emissions (MMmetricTons): PJM_ROM
ReportingType | 2015 | 2020 | 2025 | 2030 | 2035 | 2040
BM | 0 | 0 | 0 | 0 | 0 | 0
CC | 6.08 | 7.92 | 6.32 | 4.84 | 9.19 | 42.68
CSP | 0 | 0 | 0 | 0 | 0 | 0
CT | 0 | 0 | 0 | 0 | 0 | 0
Coal | 43.99 | 37.53 | 37.36 | 36.02 | 41.52 | 41.52
Geo | 0 | 0 | 0 | 0 | 0 | 0
H | 0 | 0 | 0 | 0 | 0 | 0
LFG | 0 | 0 | 0 | 0 | 0 | 0
Nuc | 0 | 0 | 0 | 0 | 0 | 0
PS | 0 | 0 | 0 | 0 | 0 | 0
PV | 0 | 0 | 0 | 0 | 0 | 0
PeakG | 0 | 0.02 | 0 | 0 | 0.21 | 0.03
PeakO | 0 | 0 | 0 | 0 | 0 | 0
ST | 0 | 0 | 0 | 0 | 0 | 0
STOG | 0.39 | 0.76 | 0.76 | 0.71 | 0.87 | 0.76
STWD | 0 | 0 | 0 | 0 | 0 | 0
WT | 0 | 0 | 0 | 0 | 0 | 0
IGCC | 0 | 0 | 0 | 0 | 0 | 0
DemandResponse | 0 | 0 | 0 | 0 | 0 | 0
IGCC-CCS | 0 | 0 | 0 | 0 | 0 | 0
WT_off | 0 | 0 | 0 | 0 | 0 | 0
PseudoUnit | 0 | 0 | 0 | 0 | 0 | 0
FixedInterchange | 0 | 0 | 0 | 0 | 0 | 0
CO2 Emissions (MMmetricTons): PJM_ROR
ReportingType | 2015 | 2020 | 2025 | 2030 | 2035 | 2040
BM | 0 | 0 | 0 | 0 | 0 | 0
CC | 24.11 | 23.15 | 16.6 | 11.36 | 18.08 | 13.55
CSP | 0 | 0 | 0 | 0 | 0 | 0
CT | 0 | 0 | 0 | 0 | 0.88 | 1.96
Coal | 325.56 | 245.54 | 245.23 | 245.19 | 247.77 | 250.2
Geo | 0 | 0 | 0 | 0 | 0 | 0
H | 0 | 0 | 0 | 0 | 0 | 0
LFG | 0 | 0 | 0 | 0 | 0 | 0
Nuc | 0 | 0 | 0 | 0 | 0 | 0
PS | 0 | 0 | 0 | 0 | 0 | 0
PV | 0 | 0 | 0 | 0 | 0 | 0
PeakG | 0.72 | 0.76 | 0.62 | 0.34 | 0.4 | 0.21
PeakO | 0 | 0 | 0 | 0 | 0 | 0
ST | 0 | 0 | 0 | 0 | 0 | 0
STOG | 0.44 | 0.46 | 0.44 | 0.44 | 0.44 | 0.47
STWD | 0 | 0 | 0 | 0 | 0 | 0
WT | 0 | 0 | 0 | 0 | 0 | 0
IGCC | 0 | 0 | 0 | 0 | 0 | 0
DemandResponse | 0 | 0 | 0 | 0 | 0 | 0
IGCC-CCS | 0 | 0 | 0 | 0 | 0 | 0
WT_off | 0 | 0 | 0 | 0 | 0 | 0
PseudoUnit | 0 | 0 | 0 | 0 | 0 | 0
FixedInterchange | 0 | 0 | 0 | 0 | 0 | 0
CO2 Emissions (MMmetricTons): SOCO
ReportingType | 2015 | 2020 | 2025 | 2030 | 2035 | 2040
BM | 0 | 0 | 0 | 0 | 0 | 0
CC | 42.64 | 40.05 | 34.31 | 25.88 | 26.48 | 25.06
CSP | 0 | 0 | 0 | 0 | 0 | 0
CT | 0 | 0 | 0 | 0 | 0 | 0
Coal | 87.19 | 85.11 | 92.11 | 96.68 | 98.64 | 146.27
Geo | 0 | 0 | 0 | 0 | 0 | 0
H | 0 | 0 | 0 | 0 | 0 | 0
LFG | 0 | 0 | 0 | 0 | 0 | 0
Nuc | 0 | 0 | 0 | 0 | 0 | 0
PS | 0 | 0 | 0 | 0 | 0 | 0
PV | 0 | 0 | 0 | 0 | 0 | 0
PeakG | 0.38 | 0.56 | 0.61 | 0.28 | 0.51 | 0.51
PeakO | 0 | 0 | 0 | 0 | 0 | 0
ST | 0 | 0 | 0 | 0 | 0 | 0
STOG | 0 | 0 | 0 | 0 | 0 | 0
STWD | 0 | 0 | 0 | 0 | 0 | 0
WT | 0 | 0 | 0 | 0 | 0 | 0
IGCC | 0 | 0 | 0 | 0 | 0 | 0
DemandResponse | 0 | 0 | 0 | 0 | 0 | 0
IGCC-CCS | 0 | 0 | 0 | 0 | 0 | 0
WT_off | 0 | 0 | 0 | 0 | 0 | 0
PseudoUnit | 0 | 0 | 0 | 0 | 0 | 0
FixedInterchange | 0 | 0 | 0 | 0 | 0 | 0
CO2 Emissions (MMmetricTons): SPP_N
ReportingType | 2015 | 2020 | 2025 | 2030 | 2035 | 2040
BM | 0 | 0 | 0 | 0 | 0 | 0
CC | 2.7 | 1.41 | 0.82 | 0.48 | 0.78 | 0.66
CSP | 0 | 0 | 0 | 0 | 0 | 0
CT | 0 | 0.03 | 0.03 | 0.06 | 0.53 | 0.35
Coal | 62.42 | 59.31 | 56.54 | 56.54 | 56.54 | 56.54
Geo | 0 | 0 | 0 | 0 | 0 | 0
H | 0 | 0 | 0 | 0 | 0 | 0
LFG | 0 | 0 | 0 | 0 | 0 | 0
Nuc | 0 | 0 | 0 | 0 | 0 | 0
PS | 0 | 0 | 0 | 0 | 0 | 0
PV | 0 | 0 | 0 | 0 | 0 | 0
PeakG | 0 | 0.04 | 0.06 | 0 | 0 | 0
PeakO | 0 | 0 | 0 | 0 | 0 | 0
ST | 0 | 0 | 0 | 0 | 0 | 0
STOG | 0.2 | 0.39 | 0.39 | 0.3 | 0.4 | 0.39
STWD | 0 | 0 | 0 | 0 | 0 | 0
WT | 0 | 0 | 0 | 0 | 0 | 0
IGCC | 0 | 0 | 0 | 0 | 0 | 0
DemandResponse | 0 | 0 | 0 | 0 | 0 | 0
IGCC-CCS | 0 | 0 | 0 | 0 | 0 | 0
WT_off | 0 | 0 | 0 | 0 | 0 | 0
PseudoUnit | 0 | 0 | 0 | 0 | 0 | 0
FixedInterchange | 0 | 0 | 0 | 0 | 0 | 0
CO2 Emissions (MMmetricTons): SPP_S
ReportingType | 2015 | 2020 | 2025 | 2030 | 2035 | 2040
BM | 0 | 0 | 0 | 0 | 0 | 0
CC | 17.89 | 15.41 | 9.31 | 5.12 | 7.81 | 6.72
CSP | 0 | 0 | 0 | 0 | 0 | 0
CT | 0 | 0 | 0 | 0 | 0 | 0
Coal | 87.06 | 77 | 76.06 | 68.12 | 80.84 | 81.78
Geo | 0 | 0 | 0 | 0 | 0 | 0
H | 0 | 0 | 0 | 0 | 0 | 0
LFG | 0 | 0 | 0 | 0 | 0 | 0
Nuc | 0 | 0 | 0 | 0 | 0 | 0
PS | 0 | 0 | 0 | 0 | 0 | 0
PV | 0 | 0 | 0 | 0 | 0 | 0
PeakG | 0 | 0 | 0 | 0 | 0 | 0
PeakO | 0 | 0 | 0 | 0 | 0 | 0
ST | 0 | 0 | 0 | 0 | 0 | 0
STOG | 1.65 | 1.28 | 1.04 | 0.57 | 1.56 | 1.23
STWD | 0 | 0 | 0 | 0 | 0 | 0
WT | 0 | 0 | 0 | 0 | 0 | 0
IGCC | 0 | 0 | 0 | 0 | 0 | 0
DemandResponse | 0 | 0 | 0 | 0 | 0 | 0
IGCC-CCS | 0 | 0 | 0 | 0 | 0 | 0
WT_off | 0 | 0 | 0 | 0 | 0 | 0
PseudoUnit | 0 | 0 | 0 | 0 | 0 | 0
FixedInterchange | 0 | 0 | 0 | 0 | 0 | 0
CO2 Emissions (MMmetricTons): TVA
ReportingType | 2015 | 2020 | 2025 | 2030 | 2035 | 2040
BM | 0 | 0 | 0 | 0 | 0 | 0
CC | 6.87 | 3.12 | 3.51 | 1.57 | 3.51 | 4.08
CSP | 0 | 0 | 0 | 0 | 0 | 0
CT | 0 | 0 | 0 | 0 | 0.04 | 0.08
Coal | 82.58 | 61.21 | 61.96 | 58.69 | 63.74 | 67.09
Geo | 0 | 0 | 0 | 0 | 0 | 0
H | 0 | 0 | 0 | 0 | 0 | 0
LFG | 0 | 0 | 0 | 0 | 0 | 0
Nuc | 0 | 0 | 0 | 0 | 0 | 0
PS | 0 | 0 | 0 | 0 | 0 | 0
PV | 0 | 0 | 0 | 0 | 0 | 0
PeakG | 0 | 0 | 0 | 0 | 0 | 0
PeakO | 0 | 0 | 0 | 0 | 0 | 0
ST | 0 | 0 | 0 | 0 | 0 | 0
STOG | 0 | 0 | 0 | 0 | 0 | 0
STWD | 0 | 0 | 0 | 0 | 0 | 0
WT | 0 | 0 | 0 | 0 | 0 | 0
IGCC | 0 | 0 | 0 | 0 | 0 | 0
DemandResponse | 0 | 0 | 0 | 0 | 0 | 0
IGCC-CCS | 0 | 0 | 0 | 0 | 0 | 0
WT_off | 0 | 0 | 0 | 0 | 0 | 0
PseudoUnit | 0 | 0 | 0 | 0 | 0 | 0
FixedInterchange | 0 | 0 | 0 | 0 | 0 | 0
CO2 Emissions (MMmetricTons): TVA_Transmission
ReportingType | 2015 | 2020 | 2025 | 2030 | 2035 | 2040
BM | 0 | 0 | 0 | 0 | 0 | 0
CC | 0 | 0 | 0 | 0 | 0 | 0
CSP | 0 | 0 | 0 | 0 | 0 | 0
CT | 0 | 0 | 0 | 0 | 0 | 0
Coal | 0 | 0 | 0 | 0 | 0 | 0
Geo | 0 | 0 | 0 | 0 | 0 | 0
H | 0 | 0 | 0 | 0 | 0 | 0
LFG | 0 | 0 | 0 | 0 | 0 | 0
Nuc | 0 | 0 | 0 | 0 | 0 | 0
PS | 0 | 0 | 0 | 0 | 0 | 0
PV | 0 | 0 | 0 | 0 | 0 | 0
PeakG | 0 | 0 | 0 | 0 | 0 | 0
PeakO | 0 | 0 | 0 | 0 | 0 | 0
ST | 0 | 0 | 0 | 0 | 0 | 0
STOG | 0 | 0 | 0 | 0 | 0 | 0
STWD | 0 | 0 | 0 | 0 | 0 | 0
WT | 0 | 0 | 0 | 0 | 0 | 0
IGCC | 0 | 0 | 0 | 0 | 0 | 0
DemandResponse | 0 | 0 | 0 | 0 | 0 | 0
IGCC-CCS | 0 | 0 | 0 | 0 | 0 | 0
WT_off | 0 | 0 | 0 | 0 | 0 | 0
PseudoUnit | 0 | 0 | 0 | 0 | 0 | 0
FixedInterchange | 0 | 0 | 0 | 0 | 0 | 0
CO2 Emissions (MMmetricTons): VACAR
ReportingType | 2015 | 2020 | 2025 | 2030 | 2035 | 2040
BM | 0 | 0 | 0 | 0 | 0 | 0
CC | 11.89 | 8.81 | 5.2 | 2.09 | 3.15 | 5.26
CSP | 0 | 0 | 0 | 0 | 0 | 0
CT | 0.24 | 0.25 | 0.15 | 0.04 | 0.23 | 0.43
Coal | 89.38 | 61.99 | 44.44 | 26.94 | 51.45 | 61.27
Geo | 0 | 0 | 0 | 0 | 0 | 0
H | 0 | 0 | 0 | 0 | 0 | 0
LFG | 0 | 0 | 0 | 0 | 0 | 0
Nuc | 0 | 0 | 0 | 0 | 0 | 0
PS | 0 | 0 | 0 | 0 | 0 | 0
PV | 0 | 0 | 0 | 0 | 0 | 0
PeakG | 0.07 | 0.11 | 0.08 | 0.03 | 0.06 | 0.06
PeakO | 0 | 0 | 0 | 0 | 0 | 0
ST | 0 | 0 | 0 | 0 | 0 | 0
STOG | 0 | 0 | 0 | 0 | 0 | 0
STWD | 0 | 0 | 0 | 0 | 0 | 0
WT | 0 | 0 | 0 | 0 | 0 | 0
IGCC | 0 | 0 | 0 | 0 | 0 | 0
DemandResponse | 0 | 0 | 0 | 0 | 0 | 0
IGCC-CCS | 0 | 0 | 0 | 0 | 0 | 0
WT_off | 0 | 0 | 0 | 0 | 0 | 0
PseudoUnit | 0 | 0 | 0 | 0 | 0 | 0
FixedInterchange | 0 | 0 | 0 | 0 | 0 | 0
CO2 Emissions (MMmetricTons): IESO
ReportingType | 2015 | 2020 | 2025 | 2030 | 2035 | 2040
BM | 0 | 0 | 0 | 0 | 0 | 0
CC | 0.46 | 0.3 | 0.63 | 0.54 | 5.16 | 11.59
CSP | 0 | 0 | 0 | 0 | 0 | 0
CT | 0 | 0 | 0 | 0 | 0 | 0.03
Coal | 0 | 0 | 0 | 0 | 0 | 0
Geo | 0 | 0 | 0 | 0 | 0 | 0
H | 0 | 0 | 0 | 0 | 0 | 0
LFG | 0 | 0 | 0 | 0 | 0 | 0
Nuc | 0 | 0 | 0 | 0 | 0 | 0
PS | 0 | 0 | 0 | 0 | 0 | 0
PV | 0 | 0 | 0 | 0 | 0 | 0
PeakG | 0 | 0 | 0 | 0 | 0 | 0
PeakO | 0 | 0 | 0 | 0 | 0 | 0
ST | 0 | 0 | 0 | 0 | 0 | 0
STOG | 0 | 0 | 0 | 0 | 0 | 0
STWD | 0 | 0 | 0 | 0 | 0 | 0
WT | 0 | 0 | 0 | 0 | 0 | 0
IGCC | 0 | 0 | 0 | 0 | 0 | 0
DemandResponse | 0 | 0 | 0 | 0 | 0 | 0
IGCC-CCS | 0 | 0 | 0 | 0 | 0 | 0
WT_off | 0 | 0 | 0 | 0 | 0 | 0
PseudoUnit | 0 | 0 | 0 | 0 | 0 | 0
FixedInterchange | 0 | 0 | 0 | 0 | 0 | 0
CO2 Emissions (MMmetricTons): MAPP_CA
ReportingType | 2015 | 2020 | 2025 | 2030 | 2035 | 2040
BM | 0 | 0 | 0 | 0 | 0 | 0
CC | 1.38 | 1.38 | 0.23 | 0 | 0.01 | 0.04
CSP | 0 | 0 | 0 | 0 | 0 | 0
CT | 0 | 0 | 0 | 0 | 0 | 0
Coal | 0.57 | 1.06 | 0 | 0 | 0 | 0
Geo | 0 | 0 | 0 | 0 | 0 | 0
H | 0 | 0 | 0 | 0 | 0 | 0
LFG | 0 | 0 | 0 | 0 | 0 | 0
Nuc | 0 | 0 | 0 | 0 | 0 | 0
PS | 0 | 0 | 0 | 0 | 0 | 0
PV | 0 | 0 | 0 | 0 | 0 | 0
PeakG | 0 | 0 | 0 | 0 | 0 | 0
PeakO | 0 | 0 | 0 | 0 | 0 | 0
ST | 0 | 0 | 0 | 0 | 0 | 0
STOG | 0 | 0 | 0 | 0 | 0 | 0
STWD | 0 | 0 | 0 | 0 | 0 | 0
WT | 0 | 0 | 0 | 0 | 0 | 0
IGCC | 0 | 0 | 0 | 0 | 0 | 0
DemandResponse | 0 | 0 | 0 | 0 | 0 | 0
IGCC-CCS | 0 | 0 | 0 | 0 | 0 | 0
WT_off | 0 | 0 | 0 | 0 | 0 | 0
PseudoUnit | 0 | 0 | 0 | 0 | 0 | 0
FixedInterchange | 0 | 0 | 0 | 0 | 0 | 0
CO2 Emissions (MMmetricTons): AZ_NM_SNV_Coal
ReportingType | 2015 | 2020 | 2025 | 2030 | 2035 | 2040
BM | 0 | 0 | 0 | 0 | 0 | 0
CC | 0 | 0 | 0 | 0 | 0 | 0
CSP | 0 | 0 | 0 | 0 | 0 | 0
CT | 0 | 0 | 0 | 0 | 0 | 0
Coal | 72.41 | 73.03 | 73.03 | 73.03 | 73.03 | 136.61
Geo | 0 | 0 | 0 | 0 | 0 | 0
H | 0 | 0 | 0 | 0 | 0 | 0
LFG | 0 | 0 | 0 | 0 | 0 | 0
Nuc | 0 | 0 | 0 | 0 | 0 | 0
PS | 0 | 0 | 0 | 0 | 0 | 0
PV | 0 | 0 | 0 | 0 | 0 | 0
PeakG | 0 | 0 | 0 | 0 | 0 | 0
PeakO | 0 | 0 | 0 | 0 | 0 | 0
ST | 0 | 0 | 0 | 0 | 0 | 0
STOG | 0 | 0 | 0 | 0 | 0 | 0
STWD | 0 | 0 | 0 | 0 | 0 | 0
WT | 0 | 0 | 0 | 0 | 0 | 0
IGCC | 0 | 0 | 0 | 0 | 0 | 0
DemandResponse | 0 | 0 | 0 | 0 | 0 | 0
IGCC-CCS | 0 | 0 | 0 | 0 | 0 | 0
WT_off | 0 | 0 | 0 | 0 | 0 | 0
PseudoUnit | 0 | 0 | 0 | 0 | 0 | 0
FixedInterchange | 0 | 0 | 0 | 0 | 0 | 0
CO2 Emissions (MMmetricTons): AZ_NM_SNV_Gas
ReportingType | 2015 | 2020 | 2025 | 2030 | 2035 | 2040
BM | 0 | 0 | 0 | 0 | 0 | 0
CC | 39.84 | 47.61 | 48.08 | 61.83 | 67.7 | 64.48
CSP | 0 | 0 | 0 | 0 | 0 | 0
CT | 0 | 0 | 0.08 | 0.08 | 0 | 0
Coal | 0 | 0 | 0 | 0 | 0 | 0
Geo | 0 | 0 | 0 | 0 | 0 | 0
H | 0 | 0 | 0 | 0 | 0 | 0
LFG | 0 | 0 | 0 | 0 | 0 | 0
Nuc | 0 | 0 | 0 | 0 | 0 | 0
PS | 0 | 0 | 0 | 0 | 0 | 0
PV | 0 | 0 | 0 | 0 | 0 | 0
PeakG | 0 | 0 | 0.14 | 0 | 0 | 0
PeakO | 0 | 0 | 0 | 0 | 0 | 0
ST | 0 | 0 | 0 | 0 | 0 | 0
STOG | 0 | 0 | 0 | 0 | 0 | 0
STWD | 0 | 0 | 0 | 0 | 0 | 0
WT | 0 | 0 | 0 | 0 | 0 | 0
IGCC | 0 | 0 | 0 | 0 | 0 | 0
DemandResponse | 0 | 0 | 0 | 0 | 0 | 0
IGCC-CCS | 0 | 0 | 0 | 0 | 0 | 0
WT_off | 0 | 0 | 0 | 0 | 0 | 0
PseudoUnit | 0 | 0 | 0 | 0 | 0 | 0
FixedInterchange | 0 | 0 | 0 | 0 | 0 | 0
CO2 Emissions (MMmetricTons): AZ_NM_SNV_NucRenew
ReportingType | 2015 | 2020 | 2025 | 2030 | 2035 | 2040
BM | 0 | 0 | 0 | 0 | 0 | 0
CC | 0 | 0 | 0 | 0 | 0 | 0
CSP | 0 | 0 | 0 | 0 | 0 | 0
CT | 0 | 0 | 0 | 0 | 0 | 0
Coal | 0 | 0 | 0 | 0 | 0 | 0
Geo | 0 | 0 | 0 | 0 | 0 | 0
H | 0 | 0 | 0 | 0 | 0 | 0
LFG | 0 | 0 | 0 | 0 | 0 | 0
Nuc | 0 | 0 | 0 | 0 | 0 | 0
PS | 0 | 0 | 0 | 0 | 0 | 0
PV | 0 | 0 | 0 | 0 | 0 | 0
PeakG | 0 | 0 | 0 | 0 | 0 | 0
PeakO | 0 | 0 | 0 | 0 | 0 | 0
ST | 0 | 0 | 0 | 0 | 0 | 0
STOG | 0 | 0 | 0 | 0 | 0 | 0
STWD | 0 | 0 | 0 | 0 | 0 | 0
WT | 0 | 0 | 0 | 0 | 0 | 0
IGCC | 0 | 0 | 0 | 0 | 0 | 0
DemandResponse | 0 | 0 | 0 | 0 | 0 | 0
IGCC-CCS | 0 | 0 | 0 | 0 | 0 | 0
WT_off | 0 | 0 | 0 | 0 | 0 | 0
PseudoUnit | 0 | 0 | 0 | 0 | 0 | 0
FixedInterchange | 0 | 0 | 0 | 0 | 0 | 0
CO2 Emissions (MMmetricTons): ERCOT
ReportingType | 2015 | 2020 | 2025 | 2030 | 2035 | 2040
BM | 0 | 0 | 0 | 0 | 0 | 0
CC | 55.8 | 52.13 | 43.21 | 36.67 | 39.37 | 43.38
CSP | 0 | 0 | 0 | 0 | 0 | 0
CT | 0 | 0 | 0 | 0 | 0 | 0
Coal | 115.57 | 116.5 | 128.36 | 132.11 | 133.24 | 133.24
Geo | 0 | 0 | 0 | 0 | 0 | 0
H | 0 | 0 | 0 | 0 | 0 | 0
LFG | 0 | 0 | 0 | 0 | 0 | 0
Nuc | 0 | 0 | 0 | 0 | 0 | 0
PS | 0 | 0 | 0 | 0 | 0 | 0
PV | 0 | 0 | 0 | 0 | 0 | 0
PeakG | 0 | 0 | 0 | 0 | 0 | 0
PeakO | 0 | 0 | 0 | 0 | 0 | 0
ST | 0 | 0 | 0 | 0 | 0 | 0
STOG | 3.33 | 3.43 | 3.42 | 2.59 | 2.28 | 1.75
STWD | 0 | 0 | 0 | 0 | 0 | 0
WT | 0 | 0 | 0 | 0 | 0 | 0
IGCC | 0 | 0 | 0 | 0 | 0 | 0
DemandResponse | 0 | 0 | 0 | 0 | 0 | 0
IGCC-CCS | 0 | 0 | 0 | 0 | 0 | 0
WT_off | 0 | 0 | 0 | 0 | 0 | 0
PseudoUnit | 0 | 0 | 0 | 0 | 0 | 0
FixedInterchange | 0 | 0 | 0 | 0 | 0 | 0
CO2 Emissions (MMmetricTons): NP15
ReportingType | 2015 | 2020 | 2025 | 2030 | 2035 | 2040
BM | 0 | 0 | 0 | 0 | 0 | 0
CC | 13.42 | 14.48 | 11.08 | 8.79 | 4.95 | 2.49
CSP | 0 | 0 | 0 | 0 | 0 | 0
CT | 0 | 0 | 0 | 0 | 0 | 0
Coal | 0.24 | 0 | 0 | 0 | 0 | 0
Geo | 0 | 0 | 0 | 0 | 0 | 0
H | 0 | 0 | 0 | 0 | 0 | 0
LFG | 0 | 0 | 0 | 0 | 0 | 0
Nuc | 0 | 0 | 0 | 0 | 0 | 0
PS | 0 | 0 | 0 | 0 | 0 | 0
PV | 0 | 0 | 0 | 0 | 0 | 0
PeakG | 0 | 0 | 0 | 0 | 0 | 0
PeakO | 0 | 0 | 0 | 0 | 0 | 0
ST | 0 | 0 | 0 | 0 | 0 | 0
STOG | 0.07 | 0.12 | 0.05 | 0.1 | 0.08 | 0.15
STWD | 0 | 0 | 0 | 0 | 0 | 0
WT | 0 | 0 | 0 | 0 | 0 | 0
IGCC | 0 | 0 | 0 | 0 | 0 | 0
DemandResponse | 0 | 0 | 0 | 0 | 0 | 0
IGCC-CCS | 0 | 0 | 0 | 0 | 0 | 0
WT_off | 0 | 0 | 0 | 0 | 0 | 0
PseudoUnit | 0 | 0 | 0 | 0 | 0 | 0
FixedInterchange | 0 | 0 | 0 | 0 | 0 | 0
CO2 Emissions (MMmetricTons): NWPP_Coal
ReportingType | 2015 | 2020 | 2025 | 2030 | 2035 | 2040
BM | 0 | 0 | 0 | 0 | 0 | 0
CC | 0 | 0 | 0 | 0 | 0 | 0
CSP | 0 | 0 | 0 | 0 | 0 | 0
CT | 0 | 0 | 0 | 0 | 0 | 0
Coal | 98.81 | 98.95 | 98.95 | 98.95 | 98.49 | 98.49
Geo | 0 | 0 | 0 | 0 | 0 | 0
H | 0 | 0 | 0 | 0 | 0 | 0
LFG | 0 | 0 | 0 | 0 | 0 | 0
Nuc | 0 | 0 | 0 | 0 | 0 | 0
PS | 0 | 0 | 0 | 0 | 0 | 0
PV | 0 | 0 | 0 | 0 | 0 | 0
PeakG | 0 | 0 | 0 | 0 | 0 | 0
PeakO | 0 | 0 | 0 | 0 | 0 | 0
ST | 0 | 0 | 0 | 0 | 0 | 0
STOG | 0 | 0 | 0 | 0 | 0 | 0
STWD | 0 | 0 | 0 | 0 | 0 | 0
WT | 0 | 0 | 0 | 0 | 0 | 0
IGCC | 0 | 0 | 0 | 0 | 0 | 0
DemandResponse | 0 | 0 | 0 | 0 | 0 | 0
IGCC-CCS | 0 | 0 | 0 | 0 | 0 | 0
WT_off | 0 | 0 | 0 | 0 | 0 | 0
PseudoUnit | 0 | 0 | 0 | 0 | 0 | 0
FixedInterchange | 0 | 0 | 0 | 0 | 0 | 0
CO2 Emissions (MMmetricTons): NWPP_Gas
ReportingType | 2015 | 2020 | 2025 | 2030 | 2035 | 2040
BM | 0 | 0 | 0 | 0 | 0 | 0
CC | 19.17 | 19.17 | 19.17 | 27.91 | 43.33 | 45.96
CSP | 0 | 0 | 0 | 0 | 0 | 0
CT | 0 | 0 | 0 | 0 | 0 | 0
Coal | 0 | 0 | 0 | 0 | 0 | 2.91
Geo | 0 | 0 | 0 | 0 | 0 | 0
H | 0 | 0 | 0 | 0 | 0 | 0
LFG | 0 | 0 | 0 | 0 | 0 | 0
Nuc | 0 | 0 | 0 | 0 | 0 | 0
PS | 0 | 0 | 0 | 0 | 0 | 0
PV | 0 | 0 | 0 | 0 | 0 | 0
PeakG | 0 | 0 | 0 | 0 | 0 | 0
PeakO | 0 | 0 | 0 | 0 | 0 | 0
ST | 0 | 0 | 0 | 0 | 0 | 0
STOG | 0 | 0 | 0 | 0 | 0 | 0
STWD | 0 | 0 | 0 | 0 | 0 | 0
WT | 0 | 0 | 0 | 0 | 0 | 0
IGCC | 0 | 0 | 0 | 0 | 0 | 0
DemandResponse | 0 | 0 | 0 | 0 | 0 | 0
IGCC-CCS | 0 | 0 | 0 | 0 | 0 | 0
WT_off | 0 | 0 | 0 | 0 | 0 | 0
PseudoUnit | 0 | 0 | 0 | 0 | 0 | 0
FixedInterchange | 0 | 0 | 0 | 0 | 0 | 0
CO2 Emissions (MMmetricTons): NWPP_NucRenew
ReportingType | 2015 | 2020 | 2025 | 2030 | 2035 | 2040
BM | 0 | 0 | 0 | 0 | 0 | 0
CC | 0 | 0 | 0 | 0 | 0 | 0
CSP | 0 | 0 | 0 | 0 | 0 | 0
CT | 0 | 0 | 0 | 0 | 0 | 0
Coal | 0 | 0 | 0 | 0 | 0 | 0
Geo | 0 | 0 | 0 | 0 | 0 | 0
H | 0 | 0 | 0 | 0 | 0 | 0
LFG | 0 | 0 | 0 | 0 | 0 | 0
Nuc | 0 | 0 | 0 | 0 | 0 | 0
PS | 0 | 0 | 0 | 0 | 0 | 0
PV | 0 | 0 | 0 | 0 | 0 | 0
PeakG | 0 | 0 | 0 | 0 | 0 | 0
PeakO | 0 | 0 | 0 | 0 | 0 | 0
ST | 0 | 0 | 0 | 0 | 0 | 0
STOG | 0 | 0 | 0 | 0 | 0 | 0
STWD | 0 | 0 | 0 | 0 | 0 | 0
WT | 0 | 0 | 0 | 0 | 0 | 0
IGCC | 0 | 0 | 0 | 0 | 0 | 0
DemandResponse | 0 | 0 | 0 | 0 | 0 | 0
IGCC-CCS | 0 | 0 | 0 | 0 | 0 | 0
WT_off | 0 | 0 | 0 | 0 | 0 | 0
PseudoUnit | 0 | 0 | 0 | 0 | 0 | 0
FixedInterchange | 0 | 0 | 0 | 0 | 0 | 0
CO2 Emissions (MMmetricTons): RMPA
ReportingType | 2015 | 2020 | 2025 | 2030 | 2035 | 2040
BM | 0 | 0 | 0 | 0 | 0 | 0
CC | 2.1 | 3.76 | 1.52 | 1.08 | 1.09 | 0.97
CSP | 0 | 0 | 0 | 0 | 0 | 0
CT | 0 | 0 | 0 | 0 | 0 | 0
Coal | 55.62 | 55.02 | 52.45 | 55.58 | 65.5 | 76.35
Geo | 0 | 0 | 0 | 0 | 0 | 0
H | 0 | 0 | 0 | 0 | 0 | 0
LFG | 0 | 0 | 0 | 0 | 0 | 0
Nuc | 0 | 0 | 0 | 0 | 0 | 0
PS | 0 | 0 | 0 | 0 | 0 | 0
PV | 0 | 0 | 0 | 0 | 0 | 0
PeakG | 0 | 0.02 | 0 | 0.03 | 0 | 0.01
PeakO | 0 | 0 | 0 | 0 | 0 | 0
ST | 0 | 0 | 0 | 0 | 0 | 0
STOG | 0 | 0 | 0 | 0 | 0 | 0
STWD | 0 | 0 | 0 | 0 | 0 | 0
WT | 0 | 0 | 0 | 0 | 0 | 0
IGCC | 0 | 0 | 0 | 0 | 0 | 0
DemandResponse | 0 | 0 | 0 | 0 | 0 | 0
IGCC-CCS | 0 | 0 | 0 | 0 | 0 | 0
WT_off | 0 | 0 | 0 | 0 | 0 | 0
PseudoUnit | 0 | 0 | 0 | 0 | 0 | 0
FixedInterchange | 0 | 0 | 0 | 0 | 0 | 0
CO2 Emissions (MMmetricTons): SP15
ReportingType | 2015 | 2020 | 2025 | 2030 | 2035 | 2040
BM | 0 | 0 | 0 | 0 | 0 | 0
CC | 9.23 | 10.23 | 9.99 | 7.11 | 6.85 | 4.18
CSP | 0 | 0 | 0 | 0 | 0 | 0
CT | 0 | 0 | 0 | 0 | 0 | 0
Coal | 0.81 | 0.81 | 0.81 | 0.5 | 0.1 | 0
Geo | 0 | 0 | 0 | 0 | 0 | 0
H | 0 | 0 | 0 | 0 | 0 | 0
LFG | 0 | 0 | 0 | 0 | 0 | 0
Nuc | 0 | 0 | 0 | 0 | 0 | 0
PS | 0 | 0 | 0 | 0 | 0 | 0
PV | 0 | 0 | 0 | 0 | 0 | 0
PeakG | 0 | 0 | 0 | 0 | 0.01 | 0
PeakO | 0 | 0 | 0 | 0 | 0 | 0
ST | 0 | 0 | 0 | 0 | 0 | 0
STOG | 0.12 | 0.18 | 0.17 | 0.35 | 0.73 | 0.38
STWD | 0 | 0 | 0 | 0 | 0 | 0
WT | 0 | 0 | 0 | 0 | 0 | 0
IGCC | 0 | 0 | 0 | 0 | 0 | 0
DemandResponse | 0 | 0 | 0 | 0 | 0 | 0
IGCC-CCS | 0 | 0 | 0 | 0 | 0 | 0
WT_off | 0 | 0 | 0 | 0 | 0 | 0
PseudoUnit | 0 | 0 | 0 | 0 | 0 | 0
FixedInterchange | 0 | 0 | 0 | 0 | 0 | 0
CO2 Emissions (MMmetricTons): ALB
ReportingType | 2015 | 2020 | 2025 | 2030 | 2035 | 2040
BM | 0 | 0 | 0 | 0 | 0 | 0
CC | 7.38 | 8.68 | 10.81 | 12.47 | 14.4 | 15.65
CSP | 0 | 0 | 0 | 0 | 0 | 0
CT | 0 | 0 | 0 | 0 | 0 | 0
Coal | 45.36 | 45.36 | 45.36 | 45.36 | 45.36 | 45.36
Geo | 0 | 0 | 0 | 0 | 0 | 0
H | 0 | 0 | 0 | 0 | 0 | 0
LFG | 0 | 0 | 0 | 0 | 0 | 0
Nuc | 0 | 0 | 0 | 0 | 0 | 0
PS | 0 | 0 | 0 | 0 | 0 | 0
PV | 0 | 0 | 0 | 0 | 0 | 0
PeakG | 0 | 0 | 0 | 0 | 0 | 0
PeakO | 0 | 0 | 0 | 0 | 0 | 0
ST | 0 | 0 | 0 | 0 | 0 | 0
STOG | 0 | 0 | 0 | 0 | 0 | 0
STWD | 0 | 0 | 0 | 0 | 0 | 0
WT | 0 | 0 | 0 | 0 | 0 | 0
IGCC | 0 | 0 | 0 | 0 | 0 | 0
DemandResponse | 0 | 0 | 0 | 0 | 0 | 0
IGCC-CCS | 0 | 0 | 0 | 0 | 0 | 0
WT_off | 0 | 0 | 0 | 0 | 0 | 0
PseudoUnit | 0 | 0 | 0 | 0 | 0 | 0
FixedInterchange | 0 | 0 | 0 | 0 | 0 | 0
CO2 Emissions (MMmetricTons): BC
ReportingType | 2015 | 2020 | 2025 | 2030 | 2035 | 2040
BM | 0 | 0 | 0 | 0 | 0 | 0
CC | 3.64 | 4.09 | 5.59 | 7.17 | 8.81 | 10.57
CSP | 0 | 0 | 0 | 0 | 0 | 0
CT | 0 | 0 | 0 | 0 | 0 | 0
Coal | 0 | 0 | 0 | 0 | 0 | 0
Geo | 0 | 0 | 0 | 0 | 0 | 0
H | 0 | 0 | 0 | 0 | 0 | 0
LFG | 0 | 0 | 0 | 0 | 0 | 0
Nuc | 0 | 0 | 0 | 0 | 0 | 0
PS | 0 | 0 | 0 | 0 | 0 | 0
PV | 0 | 0 | 0 | 0 | 0 | 0
PeakG | 0 | 0 | 0 | 0 | 0 | 0
PeakO | 0 | 0 | 0 | 0 | 0 | 0
ST | 0 | 0 | 0 | 0 | 0 | 0
STOG | 0 | 0 | 0 | 0 | 0 | 0
STWD | 0 | 0 | 0 | 0 | 0 | 0
WT | 0 | 0 | 0 | 0 | 0 | 0
IGCC | 0 | 0 | 0 | 0 | 0 | 0
DemandResponse | 0 | 0 | 0 | 0 | 0 | 0
IGCC-CCS | 0 | 0 | 0 | 0 | 0 | 0
WT_off | 0 | 0 | 0 | 0 | 0 | 0
PseudoUnit | 0 | 0 | 0 | 0 | 0 | 0
FixedInterchange | 0 | 0 | 0 | 0 | 0 | 0
CO2 Emissions (MMmetricTons): HQ_IESO
ReportingType | 2015 | 2020 | 2025 | 2030 | 2035 | 2040
BM | 0 | 0 | 0 | 0 | 0 | 0
CC | 0 | 0 | 0 | 0 | 0 | 0
CSP | 0 | 0 | 0 | 0 | 0 | 0
CT | 0 | 0 | 0 | 0 | 0 | 0
Coal | 0 | 0 | 0 | 0 | 0 | 0
Geo | 0 | 0 | 0 | 0 | 0 | 0
H | 0 | 0 | 0 | 0 | 0 | 0
LFG | 0 | 0 | 0 | 0 | 0 | 0
Nuc | 0 | 0 | 0 | 0 | 0 | 0
PS | 0 | 0 | 0 | 0 | 0 | 0
PV | 0 | 0 | 0 | 0 | 0 | 0
PeakG | 0 | 0 | 0 | 0 | 0 | 0
PeakO | 0 | 0 | 0 | 0 | 0 | 0
ST | 0 | 0 | 0 | 0 | 0 | 0
STOG | 0 | 0 | 0 | 0 | 0 | 0
STWD | 0 | 0 | 0 | 0 | 0 | 0
WT | 0 | 0 | 0 | 0 | 0 | 0
IGCC | 0 | 0 | 0 | 0 | 0 | 0
DemandResponse | 0 | 0 | 0 | 0 | 0 | 0
IGCC-CCS | 0 | 0 | 0 | 0 | 0 | 0
WT_off | 0 | 0 | 0 | 0 | 0 | 0
PseudoUnit | 0 | 0 | 0 | 0 | 0 | 0
FixedInterchange | 0 | 0 | 0 | 0 | 0 | 0
CO2 Emissions (MMmetricTons): HQ_NEISO
ReportingType | 2015 | 2020 | 2025 | 2030 | 2035 | 2040
BM | 0 | 0 | 0 | 0 | 0 | 0
CC | 0 | 0 | 0 | 0 | 0 | 0
CSP | 0 | 0 | 0 | 0 | 0 | 0
CT | 0 | 0 | 0 | 0 | 0 | 0
Coal | 0 | 0 | 0 | 0 | 0 | 0
Geo | 0 | 0 | 0 | 0 | 0 | 0
H | 0 | 0 | 0 | 0 | 0 | 0
LFG | 0 | 0 | 0 | 0 | 0 | 0
Nuc | 0 | 0 | 0 | 0 | 0 | 0
PS | 0 | 0 | 0 | 0 | 0 | 0
PV | 0 | 0 | 0 | 0 | 0 | 0
PeakG | 0 | 0 | 0 | 0 | 0 | 0
PeakO | 0 | 0 | 0 | 0 | 0 | 0
ST | 0 | 0 | 0 | 0 | 0 | 0
STOG | 0 | 0 | 0 | 0 | 0 | 0
STWD | 0 | 0 | 0 | 0 | 0 | 0
WT | 0 | 0 | 0 | 0 | 0 | 0
IGCC | 0 | 0 | 0 | 0 | 0 | 0
DemandResponse | 0 | 0 | 0 | 0 | 0 | 0
IGCC-CCS | 0 | 0 | 0 | 0 | 0 | 0
WT_off | 0 | 0 | 0 | 0 | 0 | 0
PseudoUnit | 0 | 0 | 0 | 0 | 0 | 0
FixedInterchange | 0 | 0 | 0 | 0 | 0 | 0
CO2 Emissions (MMmetricTons): HQ_NY
ReportingType | 2015 | 2020 | 2025 | 2030 | 2035 | 2040
BM | 0 | 0 | 0 | 0 | 0 | 0
CC | 0 | 0 | 0 | 0 | 0 | 0
CSP | 0 | 0 | 0 | 0 | 0 | 0
CT | 0 | 0 | 0 | 0 | 0 | 0
Coal | 0 | 0 | 0 | 0 | 0 | 0
Geo | 0 | 0 | 0 | 0 | 0 | 0
H | 0 | 0 | 0 | 0 | 0 | 0
LFG | 0 | 0 | 0 | 0 | 0 | 0
Nuc | 0 | 0 | 0 | 0 | 0 | 0
PS | 0 | 0 | 0 | 0 | 0 | 0
PV | 0 | 0 | 0 | 0 | 0 | 0
PeakG | 0 | 0 | 0 | 0 | 0 | 0
PeakO | 0 | 0 | 0 | 0 | 0 | 0
ST | 0 | 0 | 0 | 0 | 0 | 0
STOG | 0 | 0 | 0 | 0 | 0 | 0
STWD | 0 | 0 | 0 | 0 | 0 | 0
WT | 0 | 0 | 0 | 0 | 0 | 0
IGCC | 0 | 0 | 0 | 0 | 0 | 0
DemandResponse | 0 | 0 | 0 | 0 | 0 | 0
IGCC-CCS | 0 | 0 | 0 | 0 | 0 | 0
WT_off | 0 | 0 | 0 | 0 | 0 | 0
PseudoUnit | 0 | 0 | 0 | 0 | 0 | 0
FixedInterchange | 0 | 0 | 0 | 0 | 0 | 0
CO2 Emissions (MMmetricTons): MARITIMES
ReportingType | 2015 | 2020 | 2025 | 2030 | 2035 | 2040
BM | 0 | 0 | 0 | 0 | 0 | 0
CC | 0 | 0 | 0 | 0 | 0 | 0
CSP | 0 | 0 | 0 | 0 | 0 | 0
CT | 0 | 0 | 0 | 0 | 0 | 0
Coal | 0 | 0 | 0 | 0 | 0 | 0
Geo | 0 | 0 | 0 | 0 | 0 | 0
H | 0 | 0 | 0 | 0 | 0 | 0
LFG | 0 | 0 | 0 | 0 | 0 | 0
Nuc | 0 | 0 | 0 | 0 | 0 | 0
PS | 0 | 0 | 0 | 0 | 0 | 0
PV | 0 | 0 | 0 | 0 | 0 | 0
PeakG | 0 | 0 | 0 | 0 | 0 | 0
PeakO | 0 | 0 | 0 | 0 | 0 | 0
ST | 0 | 0 | 0 | 0 | 0 | 0
STOG | 0 | 0 | 0 | 0 | 0 | 0
STWD | 0 | 0 | 0 | 0 | 0 | 0
WT | 0 | 0 | 0 | 0 | 0 | 0
IGCC | 0 | 0 | 0 | 0 | 0 | 0
DemandResponse | 0 | 0 | 0 | 0 | 0 | 0
IGCC-CCS | 0 | 0 | 0 | 0 | 0 | 0
WT_off | 0 | 0 | 0 | 0 | 0 | 0
PseudoUnit | 0 | 0 | 0 | 0 | 0 | 0
FixedInterchange | 0 | 0 | 0 | 0 | 0 | 0
CO2 Emissions (MMmetricTons): All
ReportingType | 2015 | 2020 | 2025 | 2030 | 2035 | 2040
BM | 0 | 0 | 0 | 0 | 0 | 0
CC | 403.8 | 419.79 | 377.51 | 356.6 | 468.87 | 528.23
CSP | 0 | 0 | 0 | 0 | 0 | 0
CT | 0.79 | 1 | 1.11 | 0.75 | 2.7 | 4.18
Coal | 1743.94 | 1559.2 | 1565.35 | 1543.97 | 1638.35 | 1816.04
Geo | 0 | 0 | 0 | 0 | 0 | 0
H | 0 | 0 | 0 | 0 | 0 | 0
LFG | 0 | 0 | 0 | 0 | 0 | 0
Nuc | 0 | 0 | 0 | 0 | 0 | 0
PS | 0 | 0 | 0 | 0 | 0 | 0
PV | 0 | 0 | 0 | 0 | 0 | 0
PeakG | 1.91 | 2.55 | 3 | 1.8 | 3.16 | 1.89
PeakO | 0 | 0 | 0 | 0 | 0 | 0
ST | 0 | 0 | 0 | 0 | 0 | 0
STOG | 10.25 | 10.98 | 10.69 | 8.61 | 10.92 | 10.12
STWD | 0 | 0 | 0 | 0 | 0 | 0
WT | 0 | 0 | 0 | 0 | 0 | 0
IGCC | 3.76 | 3.76 | 3.76 | 3.76 | 3.76 | 3.76
DemandResponse | 0 | 0 | 0 | 0 | 0 | 0
IGCC-CCS | 0 | 0 | 0 | 0 | 0 | 0
WT_off | 0 | 0 | 0 | 0 | 0 | 0
PseudoUnit | 0 | 0 | 0 | 0 | 0 | 0
FixedInterchange | 0 | 0 | 0 | 0 | 0 | 0
CO2 Emissions (MMmetricTons): EI_US
ReportingType | 2015 | 2020 | 2025 | 2030 | 2035 | 2040
BM | 0 | 0 | 0 | 0 | 0 | 0
CC | 251.38 | 257.95 | 227.19 | 193.02 | 277.19 | 328.92
CSP | 0 | 0 | 0 | 0 | 0 | 0
CT | 0.79 | 1 | 1.03 | 0.67 | 2.7 | 4.16
Coal | 1354.55 | 1168.46 | 1166.39 | 1138.43 | 1222.63 | 1323.09
Geo | 0 | 0 | 0 | 0 | 0 | 0
H | 0 | 0 | 0 | 0 | 0 | 0
LFG | 0 | 0 | 0 | 0 | 0 | 0
Nuc | 0 | 0 | 0 | 0 | 0 | 0
PS | 0 | 0 | 0 | 0 | 0 | 0
PV | 0 | 0 | 0 | 0 | 0 | 0
PeakG | 1.91 | 2.54 | 2.86 | 1.78 | 3.14 | 1.88
PeakO | 0 | 0 | 0 | 0 | 0 | 0
ST | 0 | 0 | 0 | 0 | 0 | 0
STOG | 6.72 | 7.25 | 7.05 | 5.57 | 7.83 | 7.84
STWD | 0 | 0 | 0 | 0 | 0 | 0
WT | 0 | 0 | 0 | 0 | 0 | 0
IGCC | 3.76 | 3.76 | 3.76 | 3.76 | 3.76 | 3.76
DemandResponse | 0 | 0 | 0 | 0 | 0 | 0
IGCC-CCS | 0 | 0 | 0 | 0 | 0 | 0
WT_off | 0 | 0 | 0 | 0 | 0 | 0
PseudoUnit | 0 | 0 | 0 | 0 | 0 | 0
FixedInterchange | 0 | 0 | 0 | 0 | 0 | 0
CO2 Emissions (MMmetricTons): EI_Canada
ReportingType | 2015 | 2020 | 2025 | 2030 | 2035 | 2040
BM | 0 | 0 | 0 | 0 | 0 | 0
CC | 1.85 | 1.68 | 0.86 | 0.54 | 5.17 | 11.64
CSP | 0 | 0 | 0 | 0 | 0 | 0
CT | 0 | 0 | 0 | 0 | 0 | 0.03
Coal | 0.57 | 1.06 | 0 | 0 | 0 | 0
Geo | 0 | 0 | 0 | 0 | 0 | 0
H | 0 | 0 | 0 | 0 | 0 | 0
LFG | 0 | 0 | 0 | 0 | 0 | 0
Nuc | 0 | 0 | 0 | 0 | 0 | 0
PS | 0 | 0 | 0 | 0 | 0 | 0
PV | 0 | 0 | 0 | 0 | 0 | 0
PeakG | 0 | 0 | 0 | 0 | 0 | 0
PeakO | 0 | 0 | 0 | 0 | 0 | 0
ST | 0 | 0 | 0 | 0 | 0 | 0
STOG | 0 | 0 | 0 | 0 | 0 | 0
STWD | 0 | 0 | 0 | 0 | 0 | 0
WT | 0 | 0 | 0 | 0 | 0 | 0
IGCC | 0 | 0 | 0 | 0 | 0 | 0
DemandResponse | 0 | 0 | 0 | 0 | 0 | 0
IGCC-CCS | 0 | 0 | 0 | 0 | 0 | 0
WT_off | 0 | 0 | 0 | 0 | 0 | 0
PseudoUnit | 0 | 0 | 0 | 0 | 0 | 0
FixedInterchange | 0 | 0 | 0 | 0 | 0 | 0
CO2 Emissions (MMmetricTons): EI
ReportingType | 2015 | 2020 | 2025 | 2030 | 2035 | 2040
BM | 0 | 0 | 0 | 0 | 0 | 0
CC | 253.23 | 259.64 | 228.05 | 193.57 | 282.37 | 340.56
CSP | 0 | 0 | 0 | 0 | 0 | 0
CT | 0.79 | 1 | 1.03 | 0.67 | 2.7 | 4.18
Coal | 1355.12 | 1169.52 | 1166.39 | 1138.43 | 1222.63 | 1323.09
Geo | 0 | 0 | 0 | 0 | 0 | 0
H | 0 | 0 | 0 | 0 | 0 | 0
LFG | 0 | 0 | 0 | 0 | 0 | 0
Nuc | 0 | 0 | 0 | 0 | 0 | 0
PS | 0 | 0 | 0 | 0 | 0 | 0
PV | 0 | 0 | 0 | 0 | 0 | 0
PeakG | 1.91 | 2.54 | 2.86 | 1.78 | 3.14 | 1.88
PeakO | 0 | 0 | 0 | 0 | 0 | 0
ST | 0 | 0 | 0 | 0 | 0 | 0
STOG | 6.72 | 7.25 | 7.05 | 5.57 | 7.83 | 7.84
STWD | 0 | 0 | 0 | 0 | 0 | 0
WT | 0 | 0 | 0 | 0 | 0 | 0
IGCC | 3.76 | 3.76 | 3.76 | 3.76 | 3.76 | 3.76
DemandResponse | 0 | 0 | 0 | 0 | 0 | 0
IGCC-CCS | 0 | 0 | 0 | 0 | 0 | 0
WT_off | 0 | 0 | 0 | 0 | 0 | 0
PseudoUnit | 0 | 0 | 0 | 0 | 0 | 0
FixedInterchange | 0 | 0 | 0 | 0 | 0 | 0
CO2 Emissions (MMmetricTons): Outside_EI
ReportingType | 2015 | 2020 | 2025 | 2030 | 2035 | 2040
BM | 0 | 0 | 0 | 0 | 0 | 0
CC | 150.58 | 160.16 | 149.45 | 163.03 | 186.5 | 187.68
CSP | 0 | 0 | 0 | 0 | 0 | 0
CT | 0 | 0 | 0.08 | 0.08 | 0 | 0
Coal | 388.82 | 389.68 | 398.96 | 405.53 | 415.72 | 492.95
Geo | 0 | 0 | 0 | 0 | 0 | 0
H | 0 | 0 | 0 | 0 | 0 | 0
LFG | 0 | 0 | 0 | 0 | 0 | 0
Nuc | 0 | 0 | 0 | 0 | 0 | 0
PS | 0 | 0 | 0 | 0 | 0 | 0
PV | 0 | 0 | 0 | 0 | 0 | 0
PeakG | 0 | 0.02 | 0.14 | 0.03 | 0.02 | 0.01
PeakO | 0 | 0 | 0 | 0 | 0 | 0
ST | 0 | 0 | 0 | 0 | 0 | 0
STOG | 3.52 | 3.73 | 3.64 | 3.04 | 3.09 | 2.28
STWD | 0 | 0 | 0 | 0 | 0 | 0
WT | 0 | 0 | 0 | 0 | 0 | 0
IGCC | 0 | 0 | 0 | 0 | 0 | 0
DemandResponse | 0 | 0 | 0 | 0 | 0 | 0
IGCC-CCS | 0 | 0 | 0 | 0 | 0 | 0
WT_off | 0 | 0 | 0 | 0 | 0 | 0
PseudoUnit | 0 | 0 | 0 | 0 | 0 | 0
FixedInterchange | 0 | 0 | 0 | 0 | 0 | 0
#6 | Fuel Cost [includes coal shadow price] ($million)
Fuel Cost by Reporting Type: Entergy
ReportingType | 2015 | 2020 | 2025 | 2030 | 2035 | 2040
BM | 0 | 0 | 0 | 0 | 0 | 0
CC | 2321.61 | 3009.78 | 2876.45 | 2770.52 | 3304.72 | 3975.12
CSP | 0 | 0 | 0 | 0 | 0 | 0
CT | 0 | 0 | 0 | 0 | 0 | 0
Coal | 1412.05 | 1176.26 | 1264.13 | 1303.35 | 1440.56 | 1540.54
Geo | 0 | 0 | 0 | 0 | 0 | 0
H | 0 | 0 | 0 | 0 | 0 | 0
LFG | 0 | 0 | 0 | 0.14 | 0.14 | 0.14
Nuc | 372.97 | 380.57 | 404.36 | 412.26 | 348.24 | 272.43
PS | 0 | 0 | 0 | 0 | 0 | 0
PV | 0 | 0 | 0 | 0 | 0 | 0
PeakG | 0 | 0 | 0.54 | 0 | 0 | 0
PeakO | 0 | 0 | 0 | 0 | 0 | 0
ST | 0 | 0 | 0 | 0 | 0 | 0
STOG | 73.2 | 86.71 | 77.82 | 62.62 | 94.16 | 106.46
STWD | 123.64 | 7.29 | 6.91 | 6.91 | 7.12 | 7.12
WT | 0 | 0 | 0 | 0 | 0 | 0
IGCC | 0 | 0 | 0 | 0 | 0 | 0
DemandResponse | 0 | 0 | 0 | 0 | 0 | 0
IGCC-CCS | 0 | 0 | 0 | 0 | 0 | 0
WT_off | 0 | 0 | 0 | 0 | 0 | 0
PseudoUnit | 0 | 0 | 0 | 0 | 0 | 0
FixedInterchange | 0 | 0 | 0 | 0 | 0 | 0
Fuel Cost by Reporting Type: FRCC
ReportingType | 2015 | 2020 | 2025 | 2030 | 2035 | 2040
BM | 0 | 217.22 | 1268.52 | 1268.52 | 1268.52 | 1268.52
CC | 6194.33 | 6979.97 | 7355.19 | 7987.23 | 11330.04 | 14195.42
CSP | 0 | 0 | 0 | 0 | 0 | 0
CT | 59.21 | 64.46 | 67.05 | 36.12 | 53.45 | 31.55
Coal | 1816.95 | 1771.36 | 1830.42 | 1890.25 | 1970.28 | 1993.84
Geo | 0 | 0 | 0 | 0 | 0 | 0
H | 0 | 0 | 0 | 0 | 0 | 0
LFG | 0 | 0.25 | 0.25 | 0.25 | 0.25 | 0.25
Nuc | 282.48 | 288.24 | 306.26 | 312.24 | 190.15 | 63.41
PS | 0 | 0 | 0 | 0 | 0 | 0
PV | 0 | 0 | 0 | 0 | 0 | 0
PeakG | 25.61 | 35.36 | 56.67 | 37.52 | 15.21 | 10.12
PeakO | 0 | 0 | 0 | 0 | 0 | 0
ST | 0 | 0 | 0 | 0 | 0 | 0
STOG | 231.32 | 211.59 | 213.4 | 145.05 | 144.16 | 156.6
STWD | 100.84 | 100.84 | 100.84 | 100.84 | 100.84 | 100.84
WT | 0 | 0 | 0 | 0 | 0 | 0
IGCC | 0 | 0 | 0 | 0 | 0 | 0
DemandResponse | 0 | 0 | 0 | 0 | 0 | 0
IGCC-CCS | 0 | 0 | 0 | 0 | 0 | 0
WT_off | 0 | 0 | 0 | 0 | 0 | 0
PseudoUnit | 0 | 0 | 0 | 0 | 0 | 0
FixedInterchange | 0 | 0 | 0 | 0 | 0 | 0
Fuel Cost by Reporting Type: MAPP_US
ReportingType | 2015 | 2020 | 2025 | 2030 | 2035 | 2040
BM | 0 | 0 | 0 | 0 | 0 | 0
CC | 8.4 | 12.52 | 11.64 | 4.85 | 9.28 | 10.55
CSP | 0 | 0 | 0 | 0 | 0 | 0
CT | 0 | 0 | 0 | 0 | 0 | 0
Coal | 298.91 | 225.45 | 225.45 | 225.45 | 225.45 | 265.52
Geo | 0 | 0 | 0 | 0 | 0 | 0
H | 0 | 0 | 0 | 0 | 0 | 0
LFG | 0 | 0 | 0 | 0.09 | 0.09 | 0.09
Nuc | 0 | 0 | 0 | 0 | 0 | 0
PS | 0 | 0 | 0 | 0 | 0 | 0
PV | 0 | 0 | 0 | 0 | 0 | 0
PeakG | 1.11 | 4.41 | 6.92 | 1.74 | 11.28 | 3.44
PeakO | 0 | 0 | 0 | 0 | 0 | 0
ST | 0 | 0 | 0 | 0 | 0 | 0
STOG | 0 | 0 | 0 | 0 | 0 | 0
STWD | 0 | 0 | 0 | 0 | 0 | 0
WT | 0 | 0 | 0 | 0 | 0 | 0
IGCC | 0 | 0 | 0 | 0 | 0 | 0
DemandResponse | 0 | 0 | 0 | 0 | 0 | 0
IGCC-CCS | 0 | 0 | 0 | 0 | 0 | 0
WT_off | 0 | 0 | 0 | 0 | 0 | 0
PseudoUnit | 0 | 0 | 0 | 0 | 0 | 0
FixedInterchange | 0 | 0 | 0 | 0 | 0 | 0
Fuel Cost by Reporting Type: MISO_IN
ReportingType | 2015 | 2020 | 2025 | 2030 | 2035 | 2040
BM | 0 | 0 | 0 | 0 | 0 | 0
CC | 142.87 | 252.39 | 216.82 | 166.96 | 1338.74 | 1882.05
CSP | 0 | 0 | 0 | 0 | 0 | 0
CT | 0 | 0 | 0 | 0 | 0 | 0
Coal | 1826.54 | 1878.46 | 1904.33 | 1931.05 | 2192.43 | 2308.72
Geo | 0 | 0 | 0 | 0 | 0 | 0
H | 0 | 0 | 0 | 0 | 0 | 0
LFG | 0 | 0 | 0.1 | 0.1 | 0.1 | 0.1
Nuc | 0 | 0 | 0 | 0 | 0 | 0
PS | 0 | 0 | 0 | 0 | 0 | 0
PV | 0 | 0 | 0 | 0 | 0 | 0
PeakG | 0.27 | 0 | 1.41 | 0.45 | 6.53 | 7.41
PeakO | 0 | 0 | 0 | 0 | 0 | 0
ST | 0 | 0 | 0 | 0 | 0 | 0
STOG | 2.86 | 5.97 | 3.26 | 3.48 | 8.17 | 9.26
STWD | 0 | 0 | 0 | 0 | 0 | 0
WT | 0 | 0 | 0 | 0 | 0 | 0
IGCC | 90.43 | 91.11 | 90.97 | 92.47 | 97.9 | 100.77
DemandResponse | 0 | 0 | 0 | 0 | 0 | 0
IGCC-CCS | 0 | 0 | 0 | 0 | 0 | 0
WT_off | 0 | 0 | 0 | 0 | 0 | 0
PseudoUnit | 0 | 0 | 0 | 0 | 0 | 0
FixedInterchange | 0 | 0 | 0 | 0 | 0 | 0
Fuel Cost by Reporting Type: MISO_MI
ReportingType | 2015 | 2020 | 2025 | 2030 | 2035 | 2040
BM | 0 | 0 | 0 | 0 | 0 | 0
CC | 400.76 | 512.95 | 503.54 | 345.95 | 415.01 | 345.86
CSP | 0 | 0 | 0 | 0 | 0 | 0
CT | 0 | 0 | 0 | 0 | 0 | 0
Coal | 1415.55 | 1161.6 | 1191.94 | 1186.6 | 1394.57 | 1455.66
Geo | 0 | 0 | 0 | 0 | 0 | 0
H | 0 | 0 | 0 | 0 | 0 | 0
LFG | 0 | 0 | 0.2 | 0.2 | 0.2 | 0.2
Nuc | 139.75 | 142.6 | 151.51 | 154.47 | 90.85 | 90.85
PS | 0 | 0 | 0 | 0 | 0 | 0
PV | 0 | 0 | 0 | 0 | 0 | 0
PeakG | 1.41 | 1.5 | 2.06 | 2.13 | 4.37 | 3.31
PeakO | 0 | 0 | 0 | 0 | 0 | 0
ST | 0 | 0 | 0 | 0 | 0 | 0
STOG | 22.84 | 31.16 | 32.56 | 26 | 72.36 | 87.82
STWD | 15.55 | 39.15 | 87.42 | 87.42 | 87.42 | 87.42
WT | 0 | 0 | 0 | 0 | 0 | 0
IGCC | 0 | 0 | 0 | 0 | 0 | 0
DemandResponse | 0 | 0 | 0 | 0 | 0 | 0
IGCC-CCS | 0 | 0 | 0 | 0 | 0 | 0
WT_off | 0 | 0 | 0 | 0 | 0 | 0
PseudoUnit | 0 | 0 | 0 | 0 | 0 | 0
FixedInterchange | 0 | 0 | 0 | 0 | 0 | 0
Fuel Cost by Reporting Type: MISO_MO-IL
ReportingType | 2015 | 2020 | 2025 | 2030 | 2035 | 2040
BM | 0 | 0 | 0 | 0 | 0 | 0
CC | 96.06 | 165.25 | 120.49 | 61.8 | 87.89 | 98.22
CSP | 0 | 0 | 0 | 0 | 0 | 0
CT | 0 | 0 | 0 | 0 | 0 | 0
Coal | 2158.58 | 1676.83 | 1749.81 | 1716.44 | 2148.56 | 2216.64
Geo | 0 | 0 | 0 | 0 | 0 | 0
H | 0 | 0 | 0 | 0 | 0 | 0
LFG | 0 | 0 | 0.29 | 0.29 | 0.29 | 0.29
Nuc | 143.46 | 146.38 | 155.53 | 158.57 | 158.57 | 158.57
PS | 0 | 0 | 0 | 0 | 0 | 0
PV | 0 | 0 | 0 | 0 | 0 | 0
PeakG | 6.97 | 14.58 | 22.57 | 29.63 | 31.11 | 35.28
PeakO | 0 | 0 | 0 | 0 | 0 | 0
ST | 0 | 0 | 0 | 0 | 0 | 0
STOG | 3.1 | 6.4 | 6.92 | 7.44 | 4.4 | 1.59
STWD | 0 | 0 | 0 | 0 | 0 | 0
WT | 0 | 0 | 0 | 0 | 0 | 0
IGCC | 0 | 0 | 0 | 0 | 0 | 0
DemandResponse | 0 | 0 | 0 | 0 | 0 | 0
IGCC-CCS | 0 | 0 | 0 | 0 | 0 | 0
WT_off | 0 | 0 | 0 | 0 | 0 | 0
PseudoUnit | 0 | 0 | 0 | 0 | 0 | 0
FixedInterchange | 0 | 0 | 0 | 0 | 0 | 0
Fuel Cost by Reporting Type: MISO_W
ReportingType | 2015 | 2020 | 2025 | 2030 | 2035 | 2040
BM | 0 | 0 | 0 | 0 | 0 | 0
CC | 335.92 | 343.64 | 274.56 | 142.55 | 225.28 | 204.22
CSP | 0 | 0 | 0 | 0 | 0 | 0
CT | 0 | 0 | 0 | 0 | 0 | 0
Coal | 1557.92 | 1364.63 | 1388.85 | 1378.13 | 1444.38 | 1975.77
Geo | 0 | 0 | 0 | 0 | 0 | 0
H | 0 | 0 | 0 | 0 | 0 | 0
LFG | 0 | 0 | 0.09 | 0.09 | 0.09 | 0.09
Nuc | 152.53 | 155.64 | 165.37 | 168.6 | 0.01 | 0.01
PS | 0 | 0 | 0 | 0 | 0 | 0
PV | 0 | 0 | 0 | 0 | 0 | 0
PeakG | 14.45 | 6.69 | 6.14 | 5 | 37.03 | 13.48
PeakO | 0 | 0 | 0 | 0 | 0 | 0
ST | 0 | 0 | 0 | 0 | 0 | 0
STOG | 0.79 | 0.19 | 0.13 | 0.13 | 0.12 | 0
STWD | 0 | 162.84 | 43.61 | 60.35 | 60.35 | 73.18
WT | 0 | 0 | 0 | 0 | 0 | 0
IGCC | 0 | 0 | 0 | 0 | 0 | 0
DemandResponse | 0 | 0 | 0 | 0 | 0 | 0
IGCC-CCS | 0 | 0 | 0 | 0 | 0 | 0
WT_off | 0 | 0 | 0 | 0 | 0 | 0
PseudoUnit | 0 | 0 | 0 | 0 | 0 | 0
FixedInterchange | 0 | 0 | 0 | 0 | 0 | 0
Fuel Cost by Reporting Type: MISO_WUMS
ReportingType | 2015 | 2020 | 2025 | 2030 | 2035 | 2040
BM | 0 | 0 | 0 | 0 | 0 | 0
CC | 392.11 | 777.74 | 786.74 | 490.54 | 1715.55 | 1579.87
CSP | 0 | 0 | 0 | 0 | 0 | 0
CT | 0 | 13.97 | 25.86 | 22.34 | 52.79 | 93.6
Coal | 665.63 | 665.97 | 708.85 | 678.56 | 933.51 | 993.14
Geo | 0 | 0 | 0 | 0 | 0 | 0
H | 0 | 0 | 0 | 0 | 0 | 0
LFG | 0 | 0 | 0.29 | 0.29 | 0.29 | 0.29
Nuc | 120.89 | 123.35 | 131.06 | 133.62 | 0.01 | 0.01
PS | 0 | 0 | 0 | 0 | 0 | 0
PV | 0 | 0 | 0 | 0 | 0 | 0
PeakG | 1.58 | 1 | 0 | 0 | 0 | 0
PeakO | 0 | 0 | 0 | 0 | 0 | 0
ST | 0 | 0 | 0 | 0 | 0 | 0
STOG | 0.13 | 0 | 0 | 0 | 0 | 0
STWD | 0 | 6.93 | 8.16 | 6.09 | 23.47 | 28.36
WT | 0 | 0 | 0 | 0 | 0 | 0
IGCC | 0 | 0 | 0 | 0 | 0 | 0
DemandResponse | 0 | 0 | 0 | 0 | 0 | 0
IGCC-CCS | 0 | 0 | 0 | 0 | 0 | 0
WT_off | 0 | 0 | 0 | 0 | 0 | 0
PseudoUnit | 0 | 0 | 0 | 0 | 0 | 0
FixedInterchange | 0 | 0 | 0 | 0 | 0 | 0
Fuel Cost by Reporting Type: Nebraska
ReportingType | 2015 | 2020 | 2025 | 2030 | 2035 | 2040
BM | 0 | 0 | 0 | 0 | 0 | 0
CC | 37.73 | 17.72 | 16.15 | 11.06 | 22.93 | 22.04
CSP | 0 | 0 | 0 | 0 | 0 | 0
CT | 0 | 0 | 0 | 0 | 0 | 0
Coal | 457.71 | 414.52 | 414.52 | 414.52 | 438.86 | 802.92
Geo | 0 | 0 | 0 | 0 | 0 | 0
H | 0 | 0 | 0 | 0 | 0 | 0
LFG | 0 | 0 | 0 | 0.09 | 0.09 | 0.09
Nuc | 83.67 | 85.37 | 90.71 | 92.48 | 0.01 | 0.01
PS | 0 | 0 | 0 | 0 | 0 | 0
PV | 0 | 0 | 0 | 0 | 0 | 0
PeakG | 3.08 | 9.58 | 10.17 | 2.45 | 0 | 0
PeakO | 0 | 0 | 0 | 0 | 0 | 0
ST | 0 | 0 | 0 | 0 | 0 | 0
STOG | 1.95 | 3.17 | 6.66 | 3.67 | 8.13 | 0
STWD | 0 | 0 | 0 | 0 | 0 | 0
WT | 0 | 0 | 0 | 0 | 0 | 0
IGCC | 0 | 0 | 0 | 0 | 0 | 0
DemandResponse | 0 | 0 | 0 | 0 | 0 | 0
IGCC-CCS | 0 | 0 | 0 | 0 | 0 | 0
WT_off | 0 | 0 | 0 | 0 | 0 | 0
PseudoUnit | 0 | 0 | 0 | 0 | 0 | 0
FixedInterchange | 0 | 0 | 0 | 0 | 0 | 0
Fuel Cost by Reporting Type: NEISO
ReportingType | 2015 | 2020 | 2025 | 2030 | 2035 | 2040
BM | 159.81 | 159.81 | 44.84 | 44.8 | 46.78 | 50.72
CC | 1492.75 | 1256.76 | 1356.27 | 1558.62 | 2174.77 | 2770.74
CSP | 0 | 0 | 0 | 0 | 0 | 0
CT | 0.15 | 0.52 | 0.53 | 0.29 | 4.47 | 8.24
Coal | 1.14 | 0 | 0 | 0 | 0 | 0
Geo | 0 | 0 | 0 | 0 | 0 | 0
H | 0 | 0 | 0 | 0 | 0 | 0
LFG | 0.06 | 0.06 | 0.15 | 0.15 | 0.15 | 0.15
Nuc | 293.25 | 299.23 | 317.93 | 324.14 | 234.19 | 173
PS | 0 | 0 | 0 | 0 | 0 | 0
PV | 0 | 0 | 0 | 0 | 0 | 0
PeakG | 1.34 | 1.76 | 1.82 | 1.78 | 5.24 | 5.63
PeakO | 0 | 0 | 0 | 0 | 0 | 0
ST | 0 | 0 | 0 | 0 | 0 | 0
STOG | 0 | 0 | 0 | 0 | 0 | 0
STWD | 338.09 | 338.09 | 173.33 | 172.77 | 167.62 | 232.39
WT | 0 | 0 | 0 | 0 | 0 | 0
IGCC | 0 | 0 | 0 | 0 | 0 | 0
DemandResponse | 0 | 0 | 0 | 0 | 0 | 0
IGCC-CCS | 0 | 0 | 0 | 0 | 0 | 0
WT_off | 0 | 0 | 0 | 0 | 0 | 0
PseudoUnit | 0 | 0 | 0 | 0 | 0 | 0
FixedInterchange | 0 | 0 | 0 | 0 | 0 | 0
Fuel Cost by Reporting Type: NonRTO_Midwest
ReportingType | 2015 | 2020 | 2025 | 2030 | 2035 | 2040
BM | 0 | 0 | 0 | 0 | 0 | 0
CC | 0 | 60.26 | 79.99 | 91.44 | 91.28 | 147.93
CSP | 0 | 0 | 0 | 0 | 0 | 0
CT | 0 | 0 | 0 | 0.53 | 1.24 | 6.77
Coal | 1294.7 | 1320.01 | 1344.01 | 1390.74 | 1494.12 | 1613.34
Geo | 0 | 0 | 0 | 0 | 0 | 0
H | 0 | 0 | 0 | 0 | 0 | 0
LFG | 0 | 0 | 0.2 | 0.2 | 0.2 | 0.2
Nuc | 0 | 0 | 0 | 0 | 0 | 0
PS | 0 | 0 | 0 | 0 | 0 | 0
PV | 0 | 0 | 0 | 0 | 0 | 0
PeakG | 8.88 | 17.84 | 26.15 | 21.04 | 29.22 | 23.96
PeakO | 0 | 0 | 0 | 0 | 0 | 0
ST | 0 | 0 | 0 | 0 | 0 | 0
STOG | 0 | 0 | 0 | 0 | 0 | 0
STWD | 0 | 0 | 0 | 0 | 0 | 0
WT | 0 | 0 | 0 | 0 | 0 | 0
IGCC | 0 | 0 | 0 | 0 | 0 | 0
DemandResponse | 0 | 0 | 0 | 0 | 0 | 0
IGCC-CCS | 0 | 0 | 0 | 0 | 0 | 0
WT_off | 0 | 0 | 0 | 0 | 0 | 0
PseudoUnit | 0 | 0 | 0 | 0 | 0 | 0
FixedInterchange | 0 | 0 | 0 | 0 | 0 | 0
Fuel Cost by Reporting Type: NYISO_A-F
ReportingType | 2015 | 2020 | 2025 | 2030 | 2035 | 2040
BM | 0 | 0 | 0 | 0 | 0 | 0
CC | 297.26 | 319.58 | 479.52 | 521.04 | 692 | 657.82
CSP | 0 | 0 | 0 | 0 | 0 | 0
CT | 0 | 0 | 0 | 0 | 0 | 0
Coal | 0 | 0 | 0 | 0 | 0 | 0
Geo | 0 | 0 | 0 | 0 | 0 | 0
H | 0 | 0 | 0 | 0 | 0 | 0
LFG | 0.01 | 0.01 | 0.01 | 0.09 | 0.09 | 0.09
Nuc | 217.02 | 221.45 | 235.29 | 195.6 | 154.22 | 93.47
PS | 0 | 0 | 0 | 0 | 0 | 0
PV | 0 | 0 | 0 | 0 | 0 | 0
PeakG | 0 | 0 | 0.34 | 0.35 | 0.38 | 0.41
PeakO | 0 | 0 | 0 | 0 | 0 | 0
ST | 0 | 0 | 0 | 0 | 0 | 0
STOG | 0 | 0 | 0 | 0 | 0 | 0
STWD | 0 | 0 | 0 | 0 | 0 | 0
WT | 0 | 0 | 0 | 0 | 0 | 0
IGCC | 0 | 0 | 0 | 0 | 0 | 0
DemandResponse | 0 | 0 | 0 | 0 | 0 | 0
IGCC-CCS | 0 | 0 | 0 | 0 | 0 | 0
WT_off | 0 | 0 | 0 | 0 | 0 | 0
PseudoUnit | 0 | 0 | 0 | 0 | 0 | 0
FixedInterchange | 0 | 0 | 0 | 0 | 0 | 0
Fuel Cost by Reporting Type: NYISO_G-I
ReportingType | 2015 | 2020 | 2025 | 2030 | 2035 | 2040
BM | 0 | 0 | 0 | 0 | 0 | 0
CC | 211.23 | 277.2 | 309.59 | 335.2 | 1576.55 | 2678.74
CSP | 0 | 0 | 0 | 0 | 0 | 0
CT | 0 | 0 | 0 | 0 | 0 | 0
Coal | 0 | 0 | 0 | 0 | 0 | 0
Geo | 0 | 0 | 0 | 0 | 0 | 0
H | 0 | 0 | 0 | 0 | 0 | 0
LFG | 0 | 0 | 0 | 0.09 | 0.09 | 0.09
Nuc | 130.64 | 133.3 | 141.63 | 144.4 | 72.41 | 0.03
PS | 0 | 0 | 0 | 0 | 0 | 0
PV | 0 | 0 | 0 | 0 | 0 | 0
PeakG | 0 | 0 | 0 | 0 | 0 | 0
PeakO | 0 | 0 | 0 | 0 | 0 | 0
ST | 0 | 0 | 0 | 0 | 0 | 0
STOG | 0 | 0 | 0 | 0 | 0 | 0
STWD | 0 | 0 | 0 | 0 | 0 | 0
WT | 0 | 0 | 0 | 0 | 0 | 0
IGCC | 0 | 0 | 0 | 0 | 0 | 0
DemandResponse | 0 | 0 | 0 | 0 | 0 | 0
IGCC-CCS | 0 | 0 | 0 | 0 | 0 | 0
WT_off | 0 | 0 | 0 | 0 | 0 | 0
PseudoUnit | 0 | 0 | 0 | 0 | 0 | 0
FixedInterchange | 0 | 0 | 0 | 0 | 0 | 0
Fuel Cost by Reporting Type: NYISO_J-K
ReportingType | 2015 | 2020 | 2025 | 2030 | 2035 | 2040
BM | 0 | 0 | 0 | 0 | 0 | 0
CC | 815.6 | 994.83 | 1066.03 | 1102.05 | 1219.15 | 1363.88
CSP | 0 | 0 | 0 | 0 | 0 | 0
CT | 0 | 0 | 1.51 | 5.23 | 11.9 | 25.81
Coal | 0 | 0 | 0 | 0 | 0 | 0
Geo | 0 | 0 | 0 | 0 | 0 | 0
H | 0 | 0 | 0 | 0 | 0 | 0
LFG | 0 | 0 | 0 | 0.09 | 0.09 | 0.09
Nuc | 0 | 0 | 0 | 0 | 0 | 0
PS | 0 | 0 | 0 | 0 | 0 | 0
PV | 0 | 0 | 0 | 0 | 0 | 0
PeakG | 2.25 | 6.98 | 9.75 | 7.87 | 25.55 | 17.18
PeakO | 0 | 0 | 0 | 0 | 0 | 0
ST | 0 | 0 | 0 | 0 | 0 | 0
STOG | 45.24 | 68.92 | 96.45 | 104.16 | 132.81 | 214.68
STWD | 0 | 0 | 0 | 0 | 0 | 0
WT | 0 | 0 | 0 | 0 | 0 | 0
IGCC | 0 | 0 | 0 | 0 | 0 | 0
DemandResponse | 0 | 0 | 0 | 0 | 0 | 0
IGCC-CCS | 0 | 0 | 0 | 0 | 0 | 0
WT_off | 0 | 0 | 0 | 0 | 0 | 0
PseudoUnit | 0 | 0 | 0 | 0 | 0 | 0
FixedInterchange | 0 | 0 | 0 | 0 | 0 | 0
Fuel Cost by Reporting Type: PJM_E
ReportingType | 2015 | 2020 | 2025 | 2030 | 2035 | 2040
BM | 19.01 | 19.01 | 19.01 | 19.01 | 19.01 | 19.01
CC | 969.54 | 1384.92 | 1081.53 | 843.29 | 2039.74 | 2267.13
CSP | 0 | 0 | 0 | 0 | 0 | 0
CT | 0 | 0.04 | 0.05 | 0.15 | 0.6 | 4.58
Coal | 12.03 | 3.75 | 4.32 | 3.9 | 6.45 | 6.73
Geo | 0 | 0 | 0 | 0 | 0 | 0
H | 0 | 0 | 0 | 0 | 0 | 0
LFG | 0.01 | 0.18 | 0.18 | 0.18 | 0.18 | 0.18
Nuc | 563.79 | 533.75 | 567.11 | 578.18 | 415.32 | 329.35
PS | 0 | 0 | 0 | 0 | 0 | 0
PV | 0 | 0 | 0 | 0 | 0 | 0
PeakG | 1.2 | 4.21 | 13.86 | 14.39 | 56.9 | 16.43
PeakO | 0 | 0 | 0 | 0 | 0 | 0
ST | 0 | 0 | 0 | 0 | 0 | 0
STOG | 16.4 | 27.76 | 29.11 | 29.87 | 62.6 | 49.37
STWD | 0 | 0 | 0 | 0 | 0 | 0
WT | 0 | 0 | 0 | 0 | 0 | 0
IGCC | 0 | 0 | 0 | 0 | 0 | 0
DemandResponse | 0 | 0 | 0 | 0 | 0 | 0
IGCC-CCS | 0 | 0 | 0 | 0 | 0 | 0
WT_off | 0 | 0 | 0 | 0 | 0 | 0
PseudoUnit | 0 | 0 | 0 | 0 | 0 | 0
FixedInterchange | 0 | 0 | 0 | 0 | 0 | 0
Fuel Cost by Reporting Type: PJM_ROM
ReportingType | 2015 | 2020 | 2025 | 2030 | 2035 | 2040
BM | 11.41 | 37.12 | 37.12 | 811.81 | 1199.15 | 1199.15
CC | 581.7 | 755.87 | 635.15 | 497.65 | 1021.36 | 5120.37
CSP | 0 | 0 | 0 | 0 | 0 | 0
CT | 0.01 | 0.03 | 0.09 | 0.09 | 0.37 | 0.11
Coal | 1164.23 | 992.79 | 985.88 | 982.32 | 1160.4 | 1214.64
Geo | 0 | 0 | 0 | 0 | 0 | 0
H | 0 | 0 | 0 | 0 | 0 | 0
LFG | 0.02 | 0.36 | 0.36 | 0.36 | 0.36 | 0.36
Nuc | 337.6 | 344.49 | 366.02 | 373.17 | 244.83 | 178.21
PS | 0 | 0 | 0 | 0 | 0 | 0
PV | 0 | 0 | 0 | 0 | 0 | 0
PeakG | 0 | 2.22 | 0 | 0 | 22.28 | 3.34
PeakO | 0 | 0 | 0 | 0 | 0 | 0
ST | 0 | 0 | 0 | 0 | 0 | 0
STOG | 35.46 | 69.51 | 72.94 | 70.96 | 92.19 | 86.01
STWD | 35.1 | 35.1 | 35.1 | 35.1 | 35.1 | 35.1
WT | 0 | 0 | 0 | 0 | 0 | 0
IGCC | 0 | 0 | 0 | 0 | 0 | 0
DemandResponse | 0 | 0 | 0 | 0 | 0 | 0
IGCC-CCS | 0 | 0 | 0 | 0 | 0 | 0
WT_off | 0 | 0 | 0 | 0 | 0 | 0
PseudoUnit | 0 | 0 | 0 | 0 | 0 | 0
FixedInterchange | 0 | 0 | 0 | 0 | 0 | 0
Fuel Cost by Reporting Type: PJM_ROR
ReportingType | 2015 | 2020 | 2025 | 2030 | 2035 | 2040
BM | 192.76 | 243.96 | 243.96 | 1082.76 | 1760.45 | 2386.88
CC | 2064.92 | 2125.53 | 1627.06 | 1185.45 | 2134.35 | 1811.82
CSP | 0 | 0 | 0 | 0 | 0 | 0
CT | 0.27 | 0.29 | 0.31 | 0.17 | 100.29 | 253.81
Coal | 7610.92 | 5653.88 | 5683.68 | 5951.81 | 6326.29 | 6719.11
Geo | 0 | 0 | 0 | 0 | 0 | 0
H | 0 | 0 | 0 | 0 | 0 | 0
LFG | 0.07 | 0.73 | 0.73 | 0.73 | 0.73 | 0.73
Nuc | 1319.64 | 1346.55 | 1430.71 | 1395.54 | 1084.35 | 728.88
PS | 0 | 0 | 0 | 0 | 0 | 0
PV | 0 | 0 | 0 | 0 | 0 | 0
PeakG | 59.94 | 67.11 | 58.44 | 34.51 | 45.12 | 26.86
PeakO | 0 | 0 | 0 | 0 | 0 | 0
ST | 0 | 0 | 0 | 0 | 0 | 0
STOG | 36.69 | 41.25 | 41.94 | 44.75 | 50.65 | 61.02
STWD | 103.87 | 103.87 | 103.87 | 103.87 | 103.87 | 103.87
WT | 0 | 0 | 0 | 0 | 0 | 0
IGCC | 0 | 0 | 0 | 0 | 0 | 0
DemandResponse | 0 | 0 | 0 | 0 | 0 | 0
IGCC-CCS | 0 | 0 | 0 | 0 | 0 | 0
WT_off | 0 | 0 | 0 | 0 | 0 | 0
PseudoUnit | 0 | 0 | 0 | 0 | 0 | 0
FixedInterchange | 0 | 0 | 0 | 0 | 0 | 0
Fuel Cost by Reporting Type: SOCO
ReportingType | 2015 | 2020 | 2025 | 2030 | 2035 | 2040
BM | 34.85 | 1073.41 | 2902.23 | 4153.77 | 4153.77 | 4153.77
CC | 4199.21 | 4191.99 | 3796.43 | 3020.55 | 3478.31 | 3713.01
CSP | 0 | 0 | 0 | 0 | 0 | 0
CT | 0 | 0 | 0 | 0 | 0 | 0
Coal | 2408.94 | 2414.33 | 2653.73 | 2866.28 | 3067.5 | 4460.36
Geo | 0 | 0 | 0 | 0 | 0 | 0
H | 0 | 0 | 0 | 0 | 0 | 0
LFG | 0 | 0.14 | 0.14 | 0.14 | 0.14 | 0.14
Nuc | 396.64 | 551.11 | 585.56 | 596.99 | 596.99 | 398.46
PS | 0 | 0 | 0 | 0 | 0 | 0
PV | 0 | 0 | 0 | 0 | 0 | 0
PeakG | 36.39 | 57.3 | 66 | 31.57 | 66.29 | 75.12
PeakO | 0 | 0 | 0 | 0 | 0 | 0
ST | 0 | 0 | 0 | 0 | 0 | 0
STOG | 0 | 0 | 0 | 0 | 0 | 0
STWD | 392.54 | 392.54 | 392.54 | 392.54 | 392.54 | 392.54
WT | 0 | 0 | 0 | 0 | 0 | 0
IGCC | 0 | 0 | 0 | 0 | 0 | 0
DemandResponse | 0 | 0 | 0 | 0 | 0 | 0
IGCC-CCS | 0 | 0 | 0 | 0 | 0 | 0
WT_off | 0 | 0 | 0 | 0 | 0 | 0
PseudoUnit | 0 | 0 | 0 | 0 | 0 | 0
FixedInterchange | 0 | 0 | 0 | 0 | 0 | 0
Fuel Cost by Reporting Type: SPP_N
ReportingType | 2015 | 2020 | 2025 | 2030 | 2035 | 2040
BM | 0 | 0 | 0 | 0 | 0 | 0
CC | 242.62 | 137.96 | 84.61 | 53.44 | 98.47 | 93.22
CSP | 0 | 0 | 0 | 0 | 0 | 0
CT | 0 | 2.85 | 3.04 | 6.6 | 66.05 | 49.34
Coal | 1114.92 | 961.72 | 915.68 | 915.68 | 973.33 | 1161.12
Geo | 0 | 0 | 0 | 0 | 0 | 0
H | 0 | 0 | 0 | 0 | 0 | 0
LFG | 0 | 0 | 0 | 0.12 | 0.12 | 0.12
Nuc | 74.76 | 76.29 | 81.06 | 82.64 | 82.64 | 82.64
PS | 0 | 0 | 0 | 0 | 0 | 0
PV | 0 | 0 | 0 | 0 | 0 | 0
PeakG | 0 | 4.26 | 5.9 | 0 | 0 | 0
PeakO | 0 | 0 | 0 | 0 | 0 | 0
ST | 0 | 0 | 0 | 0 | 0 | 0
STOG | 17.43 | 37.57 | 40.56 | 33.43 | 50.16 | 54.73
STWD | 0 | 0 | 0 | 0 | 0 | 0
WT | 0 | 0 | 0 | 0 | 0 | 0
IGCC | 0 | 0 | 0 | 0 | 0 | 0
DemandResponse | 0 | 0 | 0 | 0 | 0 | 0
IGCC-CCS | 0 | 0 | 0 | 0 | 0 | 0
WT_off | 0 | 0 | 0 | 0 | 0 | 0
PseudoUnit | 0 | 0 | 0 | 0 | 0 | 0
FixedInterchange | 0 | 0 | 0 | 0 | 0 | 0
Fuel Cost by Reporting Type: SPP_S
ReportingType | 2015 | 2020 | 2025 | 2030 | 2035 | 2040
BM | 0 | 0 | 0 | 0 | 0 | 0
CC | 1633.57 | 1515.49 | 960.58 | 555.89 | 957.71 | 931.75
CSP | 0 | 0 | 0 | 0 | 0 | 0
CT | 0 | 0 | 0 | 0 | 0 | 0
Coal | 1908.39 | 1595.68 | 1574.67 | 1427.38 | 1806.74 | 1973.82
Geo | 0 | 0 | 0 | 0 | 0 | 0
H | 0 | 0 | 0 | 0 | 0 | 0
LFG | 0 | 0 | 0 | 0.12 | 0.12 | 0.12
Nuc | 0 | 0 | 0 | 0 | 0 | 0
PS | 0 | 0 | 0 | 0 | 0 | 0
PV | 0 | 0 | 0 | 0 | 0 | 0
PeakG | 0 | 0 | 0 | 0 | 0 | 0
PeakO | 0 | 0 | 0 | 0 | 0 | 0
ST | 0 | 0 | 0 | 0 | 0 | 0
STOG | 147.01 | 123.17 | 106.28 | 61.22 | 189.62 | 169.55
STWD | 50.06 | 4.73 | 2.8 | 2.57 | 4.73 | 4.73
WT | 0 | 0 | 0 | 0 | 0 | 0
IGCC | 0 | 0 | 0 | 0 | 0 | 0
DemandResponse | 0 | 0 | 0 | 0 | 0 | 0
IGCC-CCS | 0 | 0 | 0 | 0 | 0 | 0
WT_off | 0 | 0 | 0 | 0 | 0 | 0
PseudoUnit | 0 | 0 | 0 | 0 | 0 | 0
FixedInterchange | 0 | 0 | 0 | 0 | 0 | 0
Fuel Cost by Reporting Type: TVA
ReportingType | 2015 | 2020 | 2025 | 2030 | 2035 | 2040
BM | 0 | 2212.38 | 2419.67 | 4539.92 | 4685.43 | 4685.43
CC | 662.83 | 320.34 | 380.86 | 179.51 | 451.98 | 595.46
CSP | 0 | 0 | 0 | 0 | 0 | 0
CT | 0 | 0 | 0 | 0 | 5.09 | 11.65
Coal | 1993.7 | 1463.49 | 1480.74 | 1424.85 | 1636.19 | 1777.82
Geo | 0 | 0 | 0 | 0 | 0 | 0
H | 0 | 0 | 0 | 0 | 0 | 0
LFG | 0 | 0.14 | 0.14 | 0.14 | 0.14 | 0.14
Nuc | 542.87 | 553.94 | 588.56 | 600.05 | 420.73 | 329.46
PS | 0 | 0 | 0 | 0 | 0 | 0
PV | 0 | 0 | 0 | 0 | 0 | 0
PeakG | 0 | 0 | 0 | 0 | 0 | 0
PeakO | 0 | 0 | 0 | 0 | 0 | 0
ST | 0 | 0 | 0 | 0 | 0 | 0
STOG | 0 | 0 | 0 | 0 | 0 | 0
STWD | 2.75 | 2.75 | 2.75 | 2.75 | 2.75 | 2.75
WT | 0 | 0 | 0 | 0 | 0 | 0
IGCC | 0 | 0 | 0 | 0 | 0 | 0
DemandResponse | 0 | 0 | 0 | 0 | 0 | 0
IGCC-CCS | 0 | 0 | 0 | 0 | 0 | 0
WT_off | 0 | 0 | 0 | 0 | 0 | 0
PseudoUnit | 0 | 0 | 0 | 0 | 0 | 0
FixedInterchange | 0 | 0 | 0 | 0 | 0 | 0
Fuel Cost by Reporting Type: TVA_Transmission
ReportingType | 2015 | 2020 | 2025 | 2030 | 2035 | 2040
BM | 0 | 0 | 0 | 0 | 0 | 0
CC | 0 | 0 | 0 | 0 | 0 | 0
CSP | 0 | 0 | 0 | 0 | 0 | 0
CT | 0 | 0 | 0 | 0 | 0 | 0
Coal | 0 | 0 | 0 | 0 | 0 | 0
Geo | 0 | 0 | 0 | 0 | 0 | 0
H | 0 | 0 | 0 | 0 | 0 | 0
LFG | 0 | 0 | 0 | 0 | 0 | 0
Nuc | 0 | 0 | 0 | 0 | 0 | 0
PS | 0 | 0 | 0 | 0 | 0 | 0
PV | 0 | 0 | 0 | 0 | 0 | 0
PeakG | 0 | 0 | 0 | 0 | 0 | 0
PeakO | 0 | 0 | 0 | 0 | 0 | 0
ST | 0 | 0 | 0 | 0 | 0 | 0
STOG | 0 | 0 | 0 | 0 | 0 | 0
STWD | 0 | 0 | 0 | 0 | 0 | 0
WT | 0 | 0 | 0 | 0 | 0 | 0
IGCC | 0 | 0 | 0 | 0 | 0 | 0
DemandResponse | 0 | 0 | 0 | 0 | 0 | 0
IGCC-CCS | 0 | 0 | 0 | 0 | 0 | 0
WT_off | 0 | 0 | 0 | 0 | 0 | 0
PseudoUnit | 0 | 0 | 0 | 0 | 0 | 0
FixedInterchange | 0 | 0 | 0 | 0 | 0 | 0
Fuel Cost by Reporting Type: VACAR
ReportingType | 2015 | 2020 | 2025 | 2030 | 2035 | 2040
BM | 0.58 | 4426.92 | 4426.92 | 4426.92 | 4426.92 | 4426.92
CC | 1255.12 | 998.23 | 614.02 | 254.33 | 420.9 | 771.83
CSP | 0 | 0 | 0 | 0 | 0 | 0
CT | 24.74 | 27.22 | 17.86 | 5 | 29.76 | 62.33
Coal | 2972.5 | 1999.64 | 1523.77 | 929.38 | 1832.45 | 2283.2
Geo | 0 | 0 | 0 | 0 | 0 | 0
H | 0 | 0 | 0 | 0 | 0 | 0
LFG | 0 | 0.14 | 0.14 | 0.14 | 0.14 | 0.14
Nuc | 730.67 | 900.6 | 956.89 | 975.58 | 746.08 | 614.79
PS | 0 | 0 | 0 | 0 | 0 | 0
PV | 0 | 0 | 0 | 0 | 0 | 0
PeakG | 7.31 | 11.79 | 9.63 | 3.87 | 8.38 | 8.65
PeakO | 0 | 0 | 0 | 0 | 0 | 0
ST | 0 | 0 | 0 | 0 | 0 | 0
STOG | 0 | 0 | 0 | 0 | 0 | 0
STWD | 159.73 | 159.73 | 159.73 | 159.73 | 159.73 | 159.73
WT | 0 | 0 | 0 | 0 | 0 | 0
IGCC | 0 | 0 | 0 | 0 | 0 | 0
DemandResponse | 0 | 0 | 0 | 0 | 0 | 0
IGCC-CCS | 0 | 0 | 0 | 0 | 0 | 0
WT_off | 0 | 0 | 0 | 0 | 0 | 0
PseudoUnit | 0 | 0 | 0 | 0 | 0 | 0
FixedInterchange | 0 | 0 | 0 | 0 | 0 | 0
Fuel Cost by Reporting Type: IESO
ReportingType | 2015 | 2020 | 2025 | 2030 | 2035 | 2040
BM | 0 | 0 | 0 | 0 | 0 | 0
CC | 43.63 | 29.43 | 67.04 | 62.52 | 646.18 | 1542.77
CSP | 0 | 0 | 0 | 0 | 0 | 0
CT | 0 | 0 | 0 | 0 | 0 | 3.35
Coal | 0 | 0 | 0 | 0 | 0 | 0
Geo | 0 | 0 | 0 | 0 | 0 | 0
H | 0 | 0 | 0 | 0 | 0 | 0
LFG | 0.02 | 0.02 | 0.02 | 0.02 | 0.02 | 0.02
Nuc | 854.23 | 871.65 | 926.13 | 944.22 | 869.51 | 757.81
PS | 0 | 0 | 0 | 0 | 0 | 0
PV | 0 | 0 | 0 | 0 | 0 | 0
PeakG | 0 | 0 | 0 | 0 | 0 | 0
PeakO | 0 | 0 | 0 | 0 | 0 | 0
ST | 0 | 0 | 0 | 0 | 0 | 0
STOG | 0 | 0 | 0 | 0 | 0 | 0
STWD | 0 | 0 | 0 | 0 | 0 | 0
WT | 0 | 0 | 0 | 0 | 0 | 0
IGCC | 0 | 0 | 0 | 0 | 0 | 0
DemandResponse | 0 | 0 | 0 | 0 | 0 | 0
IGCC-CCS | 0 | 0 | 0 | 0 | 0 | 0
WT_off | 0 | 0 | 0 | 0 | 0 | 0
PseudoUnit | 0 | 0 | 0 | 0 | 0 | 0
FixedInterchange | 0 | 0 | 0 | 0 | 0 | 0
Fuel Cost by Reporting Type: MAPP_CA
ReportingType | 2015 | 2020 | 2025 | 2030 | 2035 | 2040
BM | 0 | 0 | 0 | 0 | 0 | 0
CC | 123.79 | 141.71 | 24.78 | 0 | 1.42 | 6.57
CSP | 0 | 0 | 0 | 0 | 0 | 0
CT | 0 | 0 | 0 | 0 | 0 | 0
Coal | 26.35 | 49.47 | 0 | 0 | 0 | 0
Geo | 0 | 0 | 0 | 0 | 0 | 0
H | 0 | 0 | 0 | 0 | 0 | 0
LFG | 0 | 0 | 0 | 0 | 0 | 0
Nuc | 0 | 0 | 0 | 0 | 0 | 0
PS | 0 | 0 | 0 | 0 | 0 | 0
PV | 0 | 0 | 0 | 0 | 0 | 0
PeakG | 0 | 0 | 0 | 0 | 0 | 0
PeakO | 0 | 0 | 0 | 0 | 0 | 0
ST | 0 | 0 | 0 | 0 | 0 | 0
STOG | 0 | 0 | 0 | 0 | 0 | 0
STWD | 0 | 0 | 0 | 0 | 0 | 0
WT | 0 | 0 | 0 | 0 | 0 | 0
IGCC | 0 | 0 | 0 | 0 | 0 | 0
DemandResponse | 0 | 0 | 0 | 0 | 0 | 0
IGCC-CCS | 0 | 0 | 0 | 0 | 0 | 0
WT_off | 0 | 0 | 0 | 0 | 0 | 0
PseudoUnit | 0 | 0 | 0 | 0 | 0 | 0
FixedInterchange | 0 | 0 | 0 | 0 | 0 | 0
Fuel Cost by Reporting Type: AZ_NM_SNV_Coal
ReportingType | 2015 | 2020 | 2025 | 2030 | 2035 | 2040
BM | 0 | 0 | 0 | 0 | 0 | 0
CC | 0 | 0 | 0 | 0 | 0 | 0
CSP | 0 | 0 | 0 | 0 | 0 | 0
CT | 0 | 0 | 0 | 0 | 0 | 0
Coal | 1360.77 | 1320.25 | 1320.25 | 1320.25 | 1450.74 | 3256.56
Geo | 0 | 0 | 0 | 0 | 0 | 0
H | 0 | 0 | 0 | 0 | 0 | 0
LFG | 0 | 0 | 0 | 0 | 0 | 0
Nuc | 0 | 0 | 0 | 0 | 0 | 0
PS | 0 | 0 | 0 | 0 | 0 | 0
PV | 0 | 0 | 0 | 0 | 0 | 0
PeakG | 0 | 0 | 0 | 0 | 0 | 0
PeakO | 0 | 0 | 0 | 0 | 0 | 0
ST | 0 | 0 | 0 | 0 | 0 | 0
STOG | 0 | 0 | 0 | 0 | 0 | 0
STWD | 0 | 0 | 0 | 0 | 0 | 0
WT | 0 | 0 | 0 | 0 | 0 | 0
IGCC | 0 | 0 | 0 | 0 | 0 | 0
DemandResponse | 0 | 0 | 0 | 0 | 0 | 0
IGCC-CCS | 0 | 0 | 0 | 0 | 0 | 0
WT_off | 0 | 0 | 0 | 0 | 0 | 0
PseudoUnit | 0 | 0 | 0 | 0 | 0 | 0
FixedInterchange | 0 | 0 | 0 | 0 | 0 | 0
Fuel Cost by Reporting Type: AZ_NM_SNV_Gas
ReportingType | 2015 | 2020 | 2025 | 2030 | 2035 | 2040
BM | 0 | 0 | 0 | 0 | 0 | 0
CC | 3704.08 | 4937.61 | 5332.75 | 7345.81 | 8967.57 | 9534.64
CSP | 0 | 0 | 0 | 0 | 0 | 0
CT | 0 | 0 | 8.81 | 9.42 | 0 | 0
Coal | 0 | 0 | 0 | 0 | 0 | 0
Geo | 0 | 0 | 0 | 0 | 0 | 0
H | 0 | 0 | 0 | 0 | 0 | 0
LFG | 0 | 0 | 0 | 0 | 0 | 0
Nuc | 0 | 0 | 0 | 0 | 0 | 0
PS | 0 | 0 | 0 | 0 | 0 | 0
PV | 0 | 0 | 0 | 0 | 0 | 0
PeakG | 0 | 0 | 14.73 | 0 | 0 | 0
PeakO | 0 | 0 | 0 | 0 | 0 | 0
ST | 0 | 0 | 0 | 0 | 0 | 0
STOG | 0 | 0 | 0 | 0 | 0 | 0
STWD | 0 | 0 | 0 | 0 | 0 | 0
WT | 0 | 0 | 0 | 0 | 0 | 0
IGCC | 0 | 0 | 0 | 0 | 0 | 0
DemandResponse | 0 | 0 | 0 | 0 | 0 | 0
IGCC-CCS | 0 | 0 | 0 | 0 | 0 | 0
WT_off | 0 | 0 | 0 | 0 | 0 | 0
PseudoUnit | 0 | 0 | 0 | 0 | 0 | 0
FixedInterchange | 0 | 0 | 0 | 0 | 0 | 0
Fuel Cost by Reporting Type: AZ_NM_SNV_NucRenew
ReportingType | 2015 | 2020 | 2025 | 2030 | 2035 | 2040
BM | 0 | 0 | 0 | 0 | 0 | 0
CC | 0 | 0 | 0 | 0 | 0 | 0
CSP | 0 | 0 | 0 | 0 | 0 | 0
CT | 0 | 0 | 0 | 0 | 0 | 0
Coal | 0 | 0 | 0 | 0 | 0 | 0
Geo | 0 | 0 | 0 | 0 | 0 | 0
H | 0 | 0 | 0 | 0 | 0 | 0
LFG | 0 | 0 | 0.08 | 0.08 | 0.08 | 0.08
Nuc | 254.91 | 260.1 | 276.36 | 281.76 | 281.76 | 281.76
PS | 0 | 0 | 0 | 0 | 0 | 0
PV | 0 | 0 | 0 | 0 | 0 | 0
PeakG | 0 | 0 | 0 | 0 | 0 | 0
PeakO | 0 | 0 | 0 | 0 | 0 | 0
ST | 0 | 0 | 0 | 0 | 0 | 0
STOG | 0 | 0 | 0 | 0 | 0 | 0
STWD | 11.54 | 11.54 | 11.54 | 11.54 | 11.54 | 11.54
WT | 0 | 0 | 0 | 0 | 0 | 0
IGCC | 0 | 0 | 0 | 0 | 0 | 0
DemandResponse | 0 | 0 | 0 | 0 | 0 | 0
IGCC-CCS | 0 | 0 | 0 | 0 | 0 | 0
WT_off | 0 | 0 | 0 | 0 | 0 | 0
PseudoUnit | 0 | 0 | 0 | 0 | 0 | 0
FixedInterchange | 0 | 0 | 0 | 0 | 0 | 0
Fuel Cost by Reporting Type: ERCOT
ReportingType | 2015 | 2020 | 2025 | 2030 | 2035 | 2040
BM | 0 | 15.75 | 12.88 | 1197.91 | 1254.3 | 1344.73
CC | 5111.82 | 5172.72 | 4532.22 | 4066.12 | 4918.3 | 6126.78
CSP | 0 | 0 | 0 | 0 | 0 | 0
CT | 0 | 0 | 0 | 0 | 0 | 0
Coal | 2884.87 | 2944.09 | 3246.44 | 3329.93 | 3365.69 | 3909.51
Geo | 0 | 0 | 0 | 0 | 0 | 0
H | 0 | 0 | 0 | 0 | 0 | 0
LFG | 0 | 0 | 0.45 | 0.45 | 0.45 | 0.45
Nuc | 339.13 | 346.04 | 367.67 | 374.85 | 374.85 | 374.85
PS | 0 | 0 | 0 | 0 | 0 | 0
PV | 0 | 0 | 0 | 0 | 0 | 0
PeakG | 0 | 0 | 0 | 0 | 0 | 0
PeakO | 0 | 0 | 0 | 0 | 0 | 0
ST | 0 | 0 | 0 | 0 | 0 | 0
STOG | 298.66 | 332.61 | 351.71 | 281.39 | 279.89 | 242.74
STWD | 0 | 0 | 0 | 0 | 0 | 0
WT | 0 | 0 | 0 | 0 | 0 | 0
IGCC | 0 | 0 | 0 | 0 | 0 | 0
DemandResponse | 0 | 0 | 0 | 0 | 0 | 0
IGCC-CCS | 0 | 0 | 0 | 0 | 0 | 0
WT_off | 0 | 0 | 0 | 0 | 0 | 0
PseudoUnit | 0 | 0 | 0 | 0 | 0 | 0
FixedInterchange | 0 | 0 | 0 | 0 | 0 | 0
Fuel Cost by Reporting Type: NP15
ReportingType | 2015 | 2020 | 2025 | 2030 | 2035 | 2040
BM | 0 | 0 | 0 | 0 | 0 | 0
CC | 1328.23 | 1597.25 | 1306.57 | 1104.87 | 689.25 | 381.61
CSP | 0 | 0 | 0 | 0 | 0 | 0
CT | 0 | 0 | 0 | 0 | 0 | 0
Coal | 1.66 | 0 | 0 | 0 | 0 | 0
Geo | 0 | 0 | 0 | 0 | 0 | 0
H | 0 | 0 | 0 | 0 | 0 | 0
LFG | 0 | 0 | 0.72 | 0.72 | 0.72 | 0.72
Nuc | 150.62 | 153.69 | 163.3 | 166.49 | 166.49 | 166.49
PS | 0 | 0 | 0 | 0 | 0 | 0
PV | 0 | 0 | 0 | 0 | 0 | 0
PeakG | 0 | 0 | 0 | 0 | 0.58 | 0.63
PeakO | 0 | 0 | 0 | 0 | 0 | 0
ST | 0 | 0 | 0 | 0 | 0 | 0
STOG | 6.62 | 13.07 | 5.37 | 12.75 | 11.19 | 23.23
STWD | 244.45 | 244.45 | 244.45 | 244.45 | 244.45 | 244.45
WT | 0 | 0 | 0 | 0 | 0 | 0
IGCC | 0 | 0 | 0 | 0 | 0 | 0
DemandResponse | 0 | 0 | 0 | 0 | 0 | 0
IGCC-CCS | 0 | 0 | 0 | 0 | 0 | 0
WT_off | 0 | 0 | 0 | 0 | 0 | 0
PseudoUnit | 0 | 0 | 0 | 0 | 0 | 0
FixedInterchange | 0 | 0 | 0 | 0 | 0 | 0
Fuel Cost by Reporting Type: NWPP_Coal
ReportingType | 2015 | 2020 | 2025 | 2030 | 2035 | 2040
BM | 0 | 0 | 0 | 0 | 0 | 0
CC | 0 | 0 | 0 | 0 | 0 | 0
CSP | 0 | 0 | 0 | 0 | 0 | 0
CT | 0 | 0 | 0 | 0 | 0 | 0
Coal | 1524.5 | 1345.17 | 1365.92 | 1390.47 | 1440.72 | 1884.05
Geo | 0 | 0 | 0 | 0 | 0 | 0
H | 0 | 0 | 0 | 0 | 0 | 0
LFG | 0 | 0 | 0 | 0 | 0 | 0
Nuc | 0 | 0 | 0 | 0 | 0 | 0
PS | 0 | 0 | 0 | 0 | 0 | 0
PV | 0 | 0 | 0 | 0 | 0 | 0
PeakG | 0 | 0 | 0 | 0 | 0 | 0
PeakO | 0 | 0 | 0 | 0 | 0 | 0
ST | 0 | 0 | 0 | 0 | 0 | 0
STOG | 0 | 0 | 0 | 0 | 0 | 0
STWD | 0 | 0 | 0 | 0 | 0 | 0
WT | 0 | 0 | 0 | 0 | 0 | 0
IGCC | 0 | 0 | 0 | 0 | 0 | 0
DemandResponse | 0 | 0 | 0 | 0 | 0 | 0
IGCC-CCS | 0 | 0 | 0 | 0 | 0 | 0
WT_off | 0 | 0 | 0 | 0 | 0 | 0
PseudoUnit | 0 | 0 | 0 | 0 | 0 | 0
FixedInterchange | 0 | 0 | 0 | 0 | 0 | 0
Fuel Cost by Reporting Type: NWPP_Gas
ReportingType | 2015 | 2020 | 2025 | 2030 | 2035 | 2040
BM | 0 | 0 | 0 | 0 | 0 | 0
CC | 1730.69 | 1944.62 | 2091.2 | 3299.52 | 5862.96 | 7089.82
CSP | 0 | 0 | 0 | 0 | 0 | 0
CT | 0 | 0 | 0 | 0 | 0 | 0
Coal | 0 | 0 | 0 | 0 | 0 | 78.91
Geo | 0 | 0 | 0 | 0 | 0 | 0
H | 0 | 0 | 0 | 0 | 0 | 0
LFG | 0 | 0 | 0 | 0 | 0 | 0
Nuc | 0 | 0 | 0 | 0 | 0 | 0
PS | 0 | 0 | 0 | 0 | 0 | 0
PV | 0 | 0 | 0 | 0 | 0 | 0
PeakG | 0 | 0 | 0 | 0 | 0 | 0
PeakO | 0 | 0 | 0 | 0 | 0 | 0
ST | 0 | 0 | 0 | 0 | 0 | 0
STOG | 0 | 0 | 0 | 0 | 0 | 0
STWD | 0 | 0 | 0 | 0 | 0 | 0
WT | 0 | 0 | 0 | 0 | 0 | 0
IGCC | 0 | 0 | 0 | 0 | 0 | 0
DemandResponse | 0 | 0 | 0 | 0 | 0 | 0
IGCC-CCS | 0 | 0 | 0 | 0 | 0 | 0
WT_off | 0 | 0 | 0 | 0 | 0 | 0
PseudoUnit | 0 | 0 | 0 | 0 | 0 | 0
FixedInterchange | 0 | 0 | 0 | 0 | 0 | 0
Fuel Cost by Reporting Type: NWPP_NucRenew
ReportingType | 2015 | 2020 | 2025 | 2030 | 2035 | 2040
BM | 0 | 0 | 0 | 5.5 | 5.5 | 5.5
CC | 0 | 0 | 0 | 0 | 0 | 0
CSP | 0 | 0 | 0 | 0 | 0 | 0
CT | 0 | 0 | 0 | 0 | 0 | 0
Coal | 0 | 0 | 0 | 0 | 0 | 0
Geo | 0 | 0 | 0 | 0 | 0 | 0
H | 0 | 0 | 0 | 0 | 0 | 0
LFG | 0.03 | 0.03 | 0.3 | 0.34 | 0.34 | 0.34
Nuc | 71.13 | 72.58 | 77.12 | 78.63 | 78.63 | 78.63
PS | 0 | 0 | 0 | 0 | 0 | 0
PV | 0 | 0 | 0 | 0 | 0 | 0
PeakG | 0 | 0 | 0 | 0 | 0 | 0
PeakO | 0 | 0 | 0 | 0 | 0 | 0
ST | 0 | 0 | 0 | 0 | 0 | 0
STOG | 0 | 0 | 0 | 0 | 0 | 0
STWD | 0 | 10.25 | 176.26 | 301.46 | 301.46 | 301.46
WT | 0 | 0 | 0 | 0 | 0 | 0
IGCC | 0 | 0 | 0 | 0 | 0 | 0
DemandResponse | 0 | 0 | 0 | 0 | 0 | 0
IGCC-CCS | 0 | 0 | 0 | 0 | 0 | 0
WT_off | 0 | 0 | 0 | 0 | 0 | 0
PseudoUnit | 0 | 0 | 0 | 0 | 0 | 0
FixedInterchange | 0 | 0 | 0 | 0 | 0 | 0
Fuel Cost by Reporting Type: RMPA
ReportingType | 2015 | 2020 | 2025 | 2030 | 2035 | 2040
BM | 0 | 0 | 0 | 0 | 0 | 0
CC | 194.52 | 390.65 | 166.45 | 125.64 | 141.93 | 140.19
CSP | 0 | 0 | 0 | 0 | 0 | 0
CT | 0 | 0 | 0 | 0 | 0 | 0
Coal | 721.3 | 632.97 | 607.42 | 645.16 | 851.91 | 1170.66
Geo | 0 | 0 | 0 | 0 | 0 | 0
H | 0 | 0 | 0 | 0 | 0 | 0
LFG | 0 | 0 | 0 | 0.04 | 0.04 | 0.04
Nuc | 0 | 0 | 0 | 0 | 0 | 0
PS | 0 | 0 | 0 | 0 | 0 | 0
PV | 0 | 0 | 0 | 0 | 0 | 0
PeakG | 0.21 | 1.64 | 0.19 | 2.9 | 0.35 | 1
PeakO | 0 | 0 | 0 | 0 | 0 | 0
ST | 0 | 0 | 0 | 0 | 0 | 0
STOG | 0 | 0 | 0 | 0 | 0 | 0
STWD | 0 | 0 | 0 | 0 | 0 | 0
WT | 0 | 0 | 0 | 0 | 0 | 0
IGCC | 0 | 0 | 0 | 0 | 0 | 0
DemandResponse | 0 | 0 | 0 | 0 | 0 | 0
IGCC-CCS | 0 | 0 | 0 | 0 | 0 | 0
WT_off | 0 | 0 | 0 | 0 | 0 | 0
PseudoUnit | 0 | 0 | 0 | 0 | 0 | 0
FixedInterchange | 0 | 0 | 0 | 0 | 0 | 0
Fuel Cost by Reporting Type: SP15
ReportingType | 2015 | 2020 | 2025 | 2030 | 2035 | 2040
BM | 3.8 | 3.8 | 3.8 | 3.8 | 3.36 | 1.79
CC | 884.66 | 1109.54 | 1155.93 | 868.14 | 936.2 | 637.54
CSP | 0 | 0 | 0 | 0 | 0 | 0
CT | 0 | 0 | 0 | 0 | 0 | 0
Coal | 5.6 | 3.9 | 3.9 | 2.39 | 0.72 | 0
Geo | 0 | 0 | 0 | 0 | 0 | 0
H | 0 | 0 | 0 | 0 | 0 | 0
LFG | 0.01 | 0.68 | 0.72 | 0.72 | 0.72 | 0.72
Nuc | 139.02 | 141.86 | 150.73 | 153.67 | 153.67 | 153.67
PS | 0 | 0 | 0 | 0 | 0 | 0
PV | 0 | 0 | 0 | 0 | 0 | 0
PeakG | 0 | 0 | 0 | 0 | 1.68 | 0
PeakO | 0 | 0 | 0 | 0 | 0 | 0
ST | 0 | 0 | 0 | 0 | 0 | 0
STOG | 11.82 | 19.5 | 19.85 | 42.97 | 98.78 | 57.2
STWD | 62.63 | 62.63 | 62.63 | 62.63 | 62.63 | 62.63
WT | 0 | 0 | 0 | 0 | 0 | 0
IGCC | 0 | 0 | 0 | 0 | 0 | 0
DemandResponse | 0 | 0 | 0 | 0 | 0 | 0
IGCC-CCS | 0 | 0 | 0 | 0 | 0 | 0
WT_off | 0 | 0 | 0 | 0 | 0 | 0
PseudoUnit | 0 | 0 | 0 | 0 | 0 | 0
FixedInterchange | 0 | 0 | 0 | 0 | 0 | 0
Fuel Cost by Reporting Type: ALB
ReportingType | 2015 | 2020 | 2025 | 2030 | 2035 | 2040
BM | 0 | 0 | 0 | 0 | 0 | 0
CC | 673.85 | 916.65 | 1276.99 | 1644.45 | 2143.46 | 2629.34
CSP | 0 | 0 | 0 | 0 | 0 | 0
CT | 0 | 0 | 0 | 0 | 0 | 0
Coal | 279.5 | 217.7 | 217.7 | 217.7 | 321.1 | 352.59
Geo | 0 | 0 | 0 | 0 | 0 | 0
H | 0 | 0 | 0 | 0 | 0 | 0
LFG | 0 | 0 | 0 | 0 | 0 | 0
Nuc | 0 | 0 | 0 | 0 | 0 | 0
PS | 0 | 0 | 0 | 0 | 0 | 0
PV | 0 | 0 | 0 | 0 | 0 | 0
PeakG | 0 | 0 | 0 | 0 | 0 | 0
PeakO | 0 | 0 | 0 | 0 | 0 | 0
ST | 0 | 0 | 0 | 0 | 0 | 0
STOG | 0 | 0 | 0 | 0 | 0 | 0
STWD | 0 | 0 | 0 | 0 | 0 | 0
WT | 0 | 0 | 0 | 0 | 0 | 0
IGCC | 0 | 0 | 0 | 0 | 0 | 0
DemandResponse | 0 | 0 | 0 | 0 | 0 | 0
IGCC-CCS | 0 | 0 | 0 | 0 | 0 | 0
WT_off | 0 | 0 | 0 | 0 | 0 | 0
PseudoUnit | 0 | 0 | 0 | 0 | 0 | 0
FixedInterchange | 0 | 0 | 0 | 0 | 0 | 0
Fuel Cost by Reporting Type: BC
ReportingType | 2015 | 2020 | 2025 | 2030 | 2035 | 2040
BM | 0 | 0 | 0 | 0 | 0 | 0
CC | 334.08 | 433.42 | 663.24 | 948.14 | 1319.37 | 1780.5
CSP | 0 | 0 | 0 | 0 | 0 | 0
CT | 0 | 0 | 0 | 0 | 0 | 0
Coal | 0 | 0 | 0 | 0 | 0 | 0
Geo | 0 | 0 | 0 | 0 | 0 | 0
H | 0 | 0 | 0 | 0 | 0 | 0
LFG | 0 | 0 | 0 | 0 | 0 | 0
Nuc | 0 | 0 | 0 | 0 | 0 | 0
PS | 0 | 0 | 0 | 0 | 0 | 0
PV | 0 | 0 | 0 | 0 | 0 | 0
PeakG | 0 | 0 | 0 | 0 | 0 | 0
PeakO | 0 | 0 | 0 | 0 | 0 | 0
ST | 0 | 0 | 0 | 0 | 0 | 0
STOG | 0 | 0 | 0 | 0 | 0 | 0
STWD | 0 | 0 | 0 | 0 | 0 | 0
WT | 0 | 0 | 0 | 0 | 0 | 0
IGCC | 0 | 0 | 0 | 0 | 0 | 0
DemandResponse | 0 | 0 | 0 | 0 | 0 | 0
IGCC-CCS | 0 | 0 | 0 | 0 | 0 | 0
WT_off | 0 | 0 | 0 | 0 | 0 | 0
PseudoUnit | 0 | 0 | 0 | 0 | 0 | 0
FixedInterchange | 0 | 0 | 0 | 0 | 0 | 0
Fuel Cost by Reporting Type: HQ_IESO
ReportingType | 2015 | 2020 | 2025 | 2030 | 2035 | 2040
BM | 0 | 0 | 0 | 0 | 0 | 0
CC | 0 | 0 | 0 | 0 | 0 | 0
CSP | 0 | 0 | 0 | 0 | 0 | 0
CT | 0 | 0 | 0 | 0 | 0 | 0
Coal | 0 | 0 | 0 | 0 | 0 | 0
Geo | 0 | 0 | 0 | 0 | 0 | 0
H | 0 | 0 | 0 | 0 | 0 | 0
LFG | 0 | 0 | 0 | 0 | 0 | 0
Nuc | 0 | 0 | 0 | 0 | 0 | 0
PS | 0 | 0 | 0 | 0 | 0 | 0
PV | 0 | 0 | 0 | 0 | 0 | 0
PeakG | 0 | 0 | 0 | 0 | 0 | 0
PeakO | 0 | 0 | 0 | 0 | 0 | 0
ST | 0 | 0 | 0 | 0 | 0 | 0
STOG | 0 | 0 | 0 | 0 | 0 | 0
STWD | 0 | 0 | 0 | 0 | 0 | 0
WT | 0 | 0 | 0 | 0 | 0 | 0
IGCC | 0 | 0 | 0 | 0 | 0 | 0
DemandResponse | 0 | 0 | 0 | 0 | 0 | 0
IGCC-CCS | 0 | 0 | 0 | 0 | 0 | 0
WT_off | 0 | 0 | 0 | 0 | 0 | 0
PseudoUnit | 0 | 0 | 0 | 0 | 0 | 0
FixedInterchange | 0 | 0 | 0 | 0 | 0 | 0
Fuel Cost by Reporting Type: HQ_NEISO
ReportingType | 2015 | 2020 | 2025 | 2030 | 2035 | 2040
BM | 0 | 0 | 0 | 0 | 0 | 0
CC | 0 | 0 | 0 | 0 | 0 | 0
CSP | 0 | 0 | 0 | 0 | 0 | 0
CT | 0 | 0 | 0 | 0 | 0 | 0
Coal | 0 | 0 | 0 | 0 | 0 | 0
Geo | 0 | 0 | 0 | 0 | 0 | 0
H | 0 | 0 | 0 | 0 | 0 | 0
LFG | 0 | 0 | 0 | 0 | 0 | 0
Nuc | 0 | 0 | 0 | 0 | 0 | 0
PS | 0 | 0 | 0 | 0 | 0 | 0
PV | 0 | 0 | 0 | 0 | 0 | 0
PeakG | 0 | 0 | 0 | 0 | 0 | 0
PeakO | 0 | 0 | 0 | 0 | 0 | 0
ST | 0 | 0 | 0 | 0 | 0 | 0
STOG | 0 | 0 | 0 | 0 | 0 | 0
STWD | 0 | 0 | 0 | 0 | 0 | 0
WT | 0 | 0 | 0 | 0 | 0 | 0
IGCC | 0 | 0 | 0 | 0 | 0 | 0
DemandResponse | 0 | 0 | 0 | 0 | 0 | 0
IGCC-CCS | 0 | 0 | 0 | 0 | 0 | 0
WT_off | 0 | 0 | 0 | 0 | 0 | 0
PseudoUnit | 0 | 0 | 0 | 0 | 0 | 0
FixedInterchange | 0 | 0 | 0 | 0 | 0 | 0
Fuel Cost by Reporting Type: HQ_NY
ReportingType | 2015 | 2020 | 2025 | 2030 | 2035 | 2040
BM | 0 | 0 | 0 | 0 | 0 | 0
CC | 0 | 0 | 0 | 0 | 0 | 0
CSP | 0 | 0 | 0 | 0 | 0 | 0
CT | 0 | 0 | 0 | 0 | 0 | 0
Coal | 0 | 0 | 0 | 0 | 0 | 0
Geo | 0 | 0 | 0 | 0 | 0 | 0
H | 0 | 0 | 0 | 0 | 0 | 0
LFG | 0 | 0 | 0 | 0 | 0 | 0
Nuc | 0 | 0 | 0 | 0 | 0 | 0
PS | 0 | 0 | 0 | 0 | 0 | 0
PV | 0 | 0 | 0 | 0 | 0 | 0
PeakG | 0 | 0 | 0 | 0 | 0 | 0
PeakO | 0 | 0 | 0 | 0 | 0 | 0
ST | 0 | 0 | 0 | 0 | 0 | 0
STOG | 0 | 0 | 0 | 0 | 0 | 0
STWD | 0 | 0 | 0 | 0 | 0 | 0
WT | 0 | 0 | 0 | 0 | 0 | 0
IGCC | 0 | 0 | 0 | 0 | 0 | 0
DemandResponse | 0 | 0 | 0 | 0 | 0 | 0
IGCC-CCS | 0 | 0 | 0 | 0 | 0 | 0
WT_off | 0 | 0 | 0 | 0 | 0 | 0
PseudoUnit | 0 | 0 | 0 | 0 | 0 | 0
FixedInterchange | 0 | 0 | 0 | 0 | 0 | 0
Fuel Cost by Reporting Type: MARITIMES
ReportingType | 2015 | 2020 | 2025 | 2030 | 2035 | 2040
BM | 0 | 0 | 0 | 0 | 0 | 0
CC | 0 | 0 | 0 | 0 | 0 | 0
CSP | 0 | 0 | 0 | 0 | 0 | 0
CT | 0 | 0 | 0 | 0 | 0 | 0
Coal | 0 | 0 | 0 | 0 | 0 | 0
Geo | 0 | 0 | 0 | 0 | 0 | 0
H | 0 | 0 | 0 | 0 | 0 | 0
LFG | 0 | 0 | 0 | 0 | 0 | 0
Nuc | 0 | 0 | 0 | 0 | 0 | 0
PS | 0 | 0 | 0 | 0 | 0 | 0
PV | 0 | 0 | 0 | 0 | 0 | 0
PeakG | 0 | 0 | 0 | 0 | 0 | 0
PeakO | 0 | 0 | 0 | 0 | 0 | 0
ST | 0 | 0 | 0 | 0 | 0 | 0
STOG | 0 | 0 | 0 | 0 | 0 | 0
STWD | 0 | 0 | 0 | 0 | 0 | 0
WT | 0 | 0 | 0 | 0 | 0 | 0
IGCC | 0 | 0 | 0 | 0 | 0 | 0
DemandResponse | 0 | 0 | 0 | 0 | 0 | 0
IGCC-CCS | 0 | 0 | 0 | 0 | 0 | 0
WT_off | 0 | 0 | 0 | 0 | 0 | 0
PseudoUnit | 0 | 0 | 0 | 0 | 0 | 0
FixedInterchange | 0 | 0 | 0 | 0 | 0 | 0
Fuel Cost by Reporting Type: All
ReportingType | 2015 | 2020 | 2025 | 2030 | 2035 | 2040
BM | 422.22 | 8409.37 | 11378.94 | 17554.73 | 18823.19 | 19542.42
CC | 38485.48 | 43084.55 | 41250.4 | 41645.11 | 60432.64 | 75106.82
CSP | 0 | 0 | 0 | 0 | 0 | 0
CT | 84.37 | 109.37 | 125.12 | 85.96 | 326.01 | 551.16
Coal | 38895.87 | 33253.91 | 33606.4 | 33522.6 | 37922.97 | 45415.17
Geo | 0 | 0 | 0 | 0 | 0 | 0
H | 0 | 0 | 0 | 0 | 0 | 0
LFG | 0.25 | 2.74 | 5.56 | 6.49 | 6.49 | 6.49
Nuc | 7711.69 | 8128.82 | 8636.85 | 8698.16 | 6764.49 | 5326.78
PS | 0 | 0 | 0 | 0 | 0 | 0
PV | 0 | 0 | 0 | 0 | 0 | 0
PeakG | 171.99 | 248.23 | 313.3 | 197.23 | 367.51 | 252.25
PeakO | 0 | 0 | 0 | 0 | 0 | 0
ST | 0 | 0 | 0 | 0 | 0 | 0
STOG | 951.51 | 1078.56 | 1104.96 | 929.9 | 1299.39 | 1320.25
STWD | 1640.79 | 1682.71 | 1611.94 | 1751.01 | 1765.61 | 1848.11
WT | 0 | 0 | 0.01 | 0.01 | 0.01 | 0.01
IGCC | 90.43 | 91.11 | 90.97 | 92.47 | 97.9 | 100.77
DemandResponse | 0 | 0 | 0 | 0 | 0 | 0
IGCC-CCS | 0 | 0 | 0 | 0 | 0 | 0
WT_off | 0 | 0 | 0 | 0 | 0 | 0
PseudoUnit | 0 | 0 | 0 | 0 | 0 | 0
FixedInterchange | 0 | 0 | 0 | 0 | 0 | 0
Fuel Cost by Reporting Type: EI_US
ReportingType | 2015 | 2020 | 2025 | 2030 | 2035 | 2040
BM | 418.42 | 8389.81 | 11362.26 | 16347.51 | 17560.02 | 18190.4
CC | 24356.13 | 26410.93 | 24633.22 | 22179.9 | 34805.99 | 45237.06
CSP | 0 | 0 | 0 | 0 | 0 | 0
CT | 84.37 | 109.37 | 116.31 | 76.53 | 326.01 | 547.81
Coal | 32091.3 | 26740.37 | 26844.77 | 26616.69 | 30492.1 | 34762.89
Geo | 0 | 0 | 0 | 0 | 0 | 0
H | 0 | 0 | 0 | 0 | 0 | 0
LFG | 0.18 | 2.01 | 3.27 | 4.11 | 4.11 | 4.11
Nuc | 5902.64 | 6282.88 | 6675.54 | 6698.54 | 4839.59 | 3513.57
PS | 0 | 0 | 0 | 0 | 0 | 0
PV | 0 | 0 | 0 | 0 | 0 | 0
PeakG | 171.79 | 246.59 | 298.39 | 194.32 | 364.9 | 250.62
PeakO | 0 | 0 | 0 | 0 | 0 | 0
ST | 0 | 0 | 0 | 0 | 0 | 0
STOG | 634.4 | 713.38 | 728.03 | 592.8 | 909.52 | 997.09
STWD | 1322.16 | 1353.84 | 1117.05 | 1130.93 | 1145.54 | 1228.03
WT | 0 | 0 | 0 | 0.01 | 0.01 | 0.01
IGCC | 90.43 | 91.11 | 90.97 | 92.47 | 97.9 | 100.77
DemandResponse | 0 | 0 | 0 | 0 | 0 | 0
IGCC-CCS | 0 | 0 | 0 | 0 | 0 | 0
WT_off | 0 | 0 | 0 | 0 | 0 | 0
PseudoUnit | 0 | 0 | 0 | 0 | 0 | 0
FixedInterchange | 0 | 0 | 0 | 0 | 0 | 0
Fuel Cost by Reporting Type: EI_Canada
ReportingType | 2015 | 2020 | 2025 | 2030 | 2035 | 2040
BM | 0 | 0 | 0 | 0 | 0 | 0
CC | 167.42 | 171.14 | 91.83 | 62.52 | 647.61 | 1549.34
CSP | 0 | 0 | 0 | 0 | 0 | 0
CT | 0 | 0 | 0 | 0 | 0 | 3.35
Coal | 26.35 | 49.47 | 0 | 0 | 0 | 0
Geo | 0 | 0 | 0 | 0 | 0 | 0
H | 0 | 0 | 0 | 0 | 0 | 0
LFG | 0.02 | 0.02 | 0.02 | 0.02 | 0.02 | 0.02
Nuc | 854.23 | 871.65 | 926.13 | 944.22 | 869.51 | 757.81
PS | 0 | 0 | 0 | 0 | 0 | 0
PV | 0 | 0 | 0 | 0 | 0 | 0
PeakG | 0 | 0 | 0 | 0 | 0 | 0
PeakO | 0 | 0 | 0 | 0 | 0 | 0
ST | 0 | 0 | 0 | 0 | 0 | 0
STOG | 0 | 0 | 0 | 0 | 0 | 0
STWD | 0 | 0 | 0 | 0 | 0 | 0
WT | 0 | 0 | 0 | 0 | 0 | 0
IGCC | 0 | 0 | 0 | 0 | 0 | 0
DemandResponse | 0 | 0 | 0 | 0 | 0 | 0
IGCC-CCS | 0 | 0 | 0 | 0 | 0 | 0
WT_off | 0 | 0 | 0 | 0 | 0 | 0
PseudoUnit | 0 | 0 | 0 | 0 | 0 | 0
FixedInterchange | 0 | 0 | 0 | 0 | 0 | 0
Fuel Cost by Reporting Type: EI
ReportingType | 2015 | 2020 | 2025 | 2030 | 2035 | 2040
BM | 418.42 | 8389.81 | 11362.26 | 16347.51 | 17560.02 | 18190.4
CC | 24523.55 | 26582.07 | 24725.05 | 22242.42 | 35453.6 | 46786.4
CSP | 0 | 0 | 0 | 0 | 0 | 0
CT | 84.37 | 109.37 | 116.31 | 76.53 | 326.01 | 551.16
Coal | 32117.66 | 26789.83 | 26844.77 | 26616.69 | 30492.1 | 34762.89
Geo | 0 | 0 | 0 | 0 | 0 | 0
H | 0 | 0 | 0 | 0 | 0 | 0
LFG | 0.2 | 2.03 | 3.29 | 4.13 | 4.13 | 4.13
Nuc | 6756.88 | 7154.54 | 7601.67 | 7642.76 | 5709.1 | 4271.38
PS | 0 | 0 | 0 | 0 | 0 | 0
PV | 0 | 0 | 0 | 0 | 0 | 0
PeakG | 171.79 | 246.59 | 298.39 | 194.32 | 364.9 | 250.62
PeakO | 0 | 0 | 0 | 0 | 0 | 0
ST | 0 | 0 | 0 | 0 | 0 | 0
STOG | 634.4 | 713.38 | 728.03 | 592.8 | 909.52 | 997.09
STWD | 1322.16 | 1353.84 | 1117.05 | 1130.93 | 1145.54 | 1228.03
WT | 0 | 0 | 0 | 0.01 | 0.01 | 0.01
IGCC | 90.43 | 91.11 | 90.97 | 92.47 | 97.9 | 100.77
DemandResponse | 0 | 0 | 0 | 0 | 0 | 0
IGCC-CCS | 0 | 0 | 0 | 0 | 0 | 0
WT_off | 0 | 0 | 0 | 0 | 0 | 0
PseudoUnit | 0 | 0 | 0 | 0 | 0 | 0
FixedInterchange | 0 | 0 | 0 | 0 | 0 | 0
Fuel Cost by Reporting Type: Outside_EI
ReportingType | 2015 | 2020 | 2025 | 2030 | 2035 | 2040
BM | 3.8 | 19.55 | 16.68 | 1207.21 | 1263.17 | 1352.02
CC | 13961.93 | 16502.47 | 16525.35 | 19402.69 | 24979.04 | 28320.41
CSP | 0 | 0 | 0 | 0 | 0 | 0
CT | 0 | 0 | 8.81 | 9.42 | 0 | 0
Coal | 6778.21 | 6464.08 | 6761.63 | 6905.91 | 7430.87 | 10652.28
Geo | 0 | 0 | 0 | 0 | 0 | 0
H | 0 | 0 | 0 | 0 | 0 | 0
LFG | 0.05 | 0.71 | 2.27 | 2.36 | 2.36 | 2.36
Nuc | 954.81 | 974.28 | 1035.18 | 1055.4 | 1055.4 | 1055.4
PS | 0 | 0 | 0 | 0 | 0 | 0
PV | 0 | 0 | 0 | 0 | 0 | 0
PeakG | 0.21 | 1.64 | 14.91 | 2.9 | 2.61 | 1.63
PeakO | 0 | 0 | 0 | 0 | 0 | 0
ST | 0 | 0 | 0 | 0 | 0 | 0
STOG | 317.11 | 365.18 | 376.93 | 337.11 | 389.87 | 323.16
STWD | 318.62 | 328.87 | 494.88 | 620.08 | 620.08 | 620.08
WT | 0 | 0 | 0 | 0 | 0 | 0
IGCC | 0 | 0 | 0 | 0 | 0 | 0
DemandResponse | 0 | 0 | 0 | 0 | 0 | 0
IGCC-CCS | 0 | 0 | 0 | 0 | 0 | 0
WT_off | 0 | 0 | 0 | 0 | 0 | 0
PseudoUnit | 0 | 0 | 0 | 0 | 0 | 0
FixedInterchange | 0 | 0 | 0 | 0 | 0 | 0
#7 | Emission Cost ($million)
==== Emission Program: TitleIV_CAIRSO2 : (SO2) ====
Emission Cost by Reporting Type: Entergy
ReportingType | 2015 | 2020 | 2025 | 2030 | 2035 | 2040
BM | 0 | 0 | 0 | 0 | 0 | 0
CC | 0 | 0 | 0 | 0 | 0 | 0
CSP | 0 | 0 | 0 | 0 | 0 | 0
CT | 0 | 0 | 0 | 0 | 0 | 0
Coal | 44.73 | 0 | 0 | 0 | 0 | 0
Geo | 0 | 0 | 0 | 0 | 0 | 0
H | 0 | 0 | 0 | 0 | 0 | 0
LFG | 0 | 0 | 0 | 0 | 0 | 0
Nuc | 0 | 0 | 0 | 0 | 0 | 0
PS | 0 | 0 | 0 | 0 | 0 | 0
PV | 0 | 0 | 0 | 0 | 0 | 0
PeakG | 0 | 0 | 0 | 0 | 0 | 0
PeakO | 0 | 0 | 0 | 0 | 0 | 0
ST | 0 | 0 | 0 | 0 | 0 | 0
STOG | 0 | 0 | 0 | 0 | 0 | 0
STWD | 0 | 0 | 0 | 0 | 0 | 0
WT | 0 | 0 | 0 | 0 | 0 | 0
IGCC | 0 | 0 | 0 | 0 | 0 | 0
DemandResponse | 0 | 0 | 0 | 0 | 0 | 0
IGCC-CCS | 0 | 0 | 0 | 0 | 0 | 0
WT_off | 0 | 0 | 0 | 0 | 0 | 0
PseudoUnit | 0 | 0 | 0 | 0 | 0 | 0
FixedInterchange | 0 | 0 | 0 | 0 | 0 | 0
Emission Cost by Reporting Type: FRCC
ReportingType | 2015 | 2020 | 2025 | 2030 | 2035 | 2040
BM | 0 | 0 | 0 | 0 | 0 | 0
CC | 0 | 0 | 0 | 0 | 0 | 0
CSP | 0 | 0 | 0 | 0 | 0 | 0
CT | 0 | 0 | 0 | 0 | 0 | 0
Coal | 9.53 | 0 | 0 | 0 | 0 | 0
Geo | 0 | 0 | 0 | 0 | 0 | 0
H | 0 | 0 | 0 | 0 | 0 | 0
LFG | 0 | 0 | 0 | 0 | 0 | 0
Nuc | 0 | 0 | 0 | 0 | 0 | 0
PS | 0 | 0 | 0 | 0 | 0 | 0
PV | 0 | 0 | 0 | 0 | 0 | 0
PeakG | 0 | 0 | 0 | 0 | 0 | 0
PeakO | 0 | 0 | 0 | 0 | 0 | 0
ST | 0 | 0 | 0 | 0 | 0 | 0
STOG | 0 | 0 | 0 | 0 | 0 | 0
STWD | 0 | 0 | 0 | 0 | 0 | 0
WT | 0 | 0 | 0 | 0 | 0 | 0
IGCC | 0 | 0 | 0 | 0 | 0 | 0
DemandResponse | 0 | 0 | 0 | 0 | 0 | 0
IGCC-CCS | 0 | 0 | 0 | 0 | 0 | 0
WT_off | 0 | 0 | 0 | 0 | 0 | 0
PseudoUnit | 0 | 0 | 0 | 0 | 0 | 0
FixedInterchange | 0 | 0 | 0 | 0 | 0 | 0
Emission Cost by Reporting Type: MAPP_US
ReportingType | 2015 | 2020 | 2025 | 2030 | 2035 | 2040
BM | 0 | 0 | 0 | 0 | 0 | 0
CC | 0 | 0 | 0 | 0 | 0 | 0
CSP | 0 | 0 | 0 | 0 | 0 | 0
CT | 0 | 0 | 0 | 0 | 0 | 0
Coal | 2.02 | 0 | 0 | 0 | 0 | 0
Geo | 0 | 0 | 0 | 0 | 0 | 0
H | 0 | 0 | 0 | 0 | 0 | 0
LFG | 0 | 0 | 0 | 0 | 0 | 0
Nuc | 0 | 0 | 0 | 0 | 0 | 0
PS | 0 | 0 | 0 | 0 | 0 | 0
PV | 0 | 0 | 0 | 0 | 0 | 0
PeakG | 0 | 0 | 0 | 0 | 0 | 0
PeakO | 0 | 0 | 0 | 0 | 0 | 0
ST | 0 | 0 | 0 | 0 | 0 | 0
STOG | 0 | 0 | 0 | 0 | 0 | 0
STWD | 0 | 0 | 0 | 0 | 0 | 0
WT | 0 | 0 | 0 | 0 | 0 | 0
IGCC | 0 | 0 | 0 | 0 | 0 | 0
DemandResponse | 0 | 0 | 0 | 0 | 0 | 0
IGCC-CCS | 0 | 0 | 0 | 0 | 0 | 0
WT_off | 0 | 0 | 0 | 0 | 0 | 0
PseudoUnit | 0 | 0 | 0 | 0 | 0 | 0
FixedInterchange | 0 | 0 | 0 | 0 | 0 | 0
Emission Cost by Reporting Type: MISO_IN
ReportingType | 2015 | 2020 | 2025 | 2030 | 2035 | 2040
BM | 0 | 0 | 0 | 0 | 0 | 0
CC | 0 | 0 | 0 | 0 | 0 | 0
CSP | 0 | 0 | 0 | 0 | 0 | 0
CT | 0 | 0 | 0 | 0 | 0 | 0
Coal | 36.47 | 0 | 0 | 0 | 0 | 0
Geo | 0 | 0 | 0 | 0 | 0 | 0
H | 0 | 0 | 0 | 0 | 0 | 0
LFG | 0 | 0 | 0 | 0 | 0 | 0
Nuc | 0 | 0 | 0 | 0 | 0 | 0
PS | 0 | 0 | 0 | 0 | 0 | 0
PV | 0 | 0 | 0 | 0 | 0 | 0
PeakG | 0 | 0 | 0 | 0 | 0 | 0
PeakO | 0 | 0 | 0 | 0 | 0 | 0
ST | 0 | 0 | 0 | 0 | 0 | 0
STOG | 0 | 0 | 0 | 0 | 0 | 0
STWD | 0 | 0 | 0 | 0 | 0 | 0
WT | 0 | 0 | 0 | 0 | 0 | 0
IGCC | 0.29 | 0 | 0 | 0 | 0 | 0
DemandResponse | 0 | 0 | 0 | 0 | 0 | 0
IGCC-CCS | 0 | 0 | 0 | 0 | 0 | 0
WT_off | 0 | 0 | 0 | 0 | 0 | 0
PseudoUnit | 0 | 0 | 0 | 0 | 0 | 0
FixedInterchange | 0 | 0 | 0 | 0 | 0 | 0
Emission Cost by Reporting Type: MISO_MI
ReportingType | 2015 | 2020 | 2025 | 2030 | 2035 | 2040
BM | 0 | 0 | 0 | 0 | 0 | 0
CC | 0 | 0 | 0 | 0 | 0 | 0
CSP | 0 | 0 | 0 | 0 | 0 | 0
CT | 0 | 0 | 0 | 0 | 0 | 0
Coal | 34.69 | 0 | 0 | 0 | 0 | 0
Geo | 0 | 0 | 0 | 0 | 0 | 0
H | 0 | 0 | 0 | 0 | 0 | 0
LFG | 0 | 0 | 0 | 0 | 0 | 0
Nuc | 0 | 0 | 0 | 0 | 0 | 0
PS | 0 | 0 | 0 | 0 | 0 | 0
PV | 0 | 0 | 0 | 0 | 0 | 0
PeakG | 0 | 0 | 0 | 0 | 0 | 0
PeakO | 0 | 0 | 0 | 0 | 0 | 0
ST | 0 | 0 | 0 | 0 | 0 | 0
STOG | 0 | 0 | 0 | 0 | 0 | 0
STWD | 0 | 0 | 0 | 0 | 0 | 0
WT | 0 | 0 | 0 | 0 | 0 | 0
IGCC | 0 | 0 | 0 | 0 | 0 | 0
DemandResponse | 0 | 0 | 0 | 0 | 0 | 0
IGCC-CCS | 0 | 0 | 0 | 0 | 0 | 0
WT_off | 0 | 0 | 0 | 0 | 0 | 0
PseudoUnit | 0 | 0 | 0 | 0 | 0 | 0
FixedInterchange | 0 | 0 | 0 | 0 | 0 | 0
Emission Cost by Reporting Type: MISO_MO-IL
ReportingType | 2015 | 2020 | 2025 | 2030 | 2035 | 2040
BM | 0 | 0 | 0 | 0 | 0 | 0
CC | 0 | 0 | 0 | 0 | 0 | 0
CSP | 0 | 0 | 0 | 0 | 0 | 0
CT | 0 | 0 | 0 | 0 | 0 | 0
Coal | 67.14 | 0 | 0 | 0 | 0 | 0
Geo | 0 | 0 | 0 | 0 | 0 | 0
H | 0 | 0 | 0 | 0 | 0 | 0
LFG | 0 | 0 | 0 | 0 | 0 | 0
Nuc | 0 | 0 | 0 | 0 | 0 | 0
PS | 0 | 0 | 0 | 0 | 0 | 0
PV | 0 | 0 | 0 | 0 | 0 | 0
PeakG | 0 | 0 | 0 | 0 | 0 | 0
PeakO | 0 | 0 | 0 | 0 | 0 | 0
ST | 0 | 0 | 0 | 0 | 0 | 0
STOG | 0 | 0 | 0 | 0 | 0 | 0
STWD | 0 | 0 | 0 | 0 | 0 | 0
WT | 0 | 0 | 0 | 0 | 0 | 0
IGCC | 0 | 0 | 0 | 0 | 0 | 0
DemandResponse | 0 | 0 | 0 | 0 | 0 | 0
IGCC-CCS | 0 | 0 | 0 | 0 | 0 | 0
WT_off | 0 | 0 | 0 | 0 | 0 | 0
PseudoUnit | 0 | 0 | 0 | 0 | 0 | 0
FixedInterchange | 0 | 0 | 0 | 0 | 0 | 0
Emission Cost by Reporting Type: MISO_W
ReportingType | 2015 | 2020 | 2025 | 2030 | 2035 | 2040
BM | 0 | 0 | 0 | 0 | 0 | 0
CC | 0 | 0 | 0 | 0 | 0 | 0
CSP | 0 | 0 | 0 | 0 | 0 | 0
CT | 0 | 0 | 0 | 0 | 0 | 0
Coal | 32.36 | 0 | 0 | 0 | 0 | 0
Geo | 0 | 0 | 0 | 0 | 0 | 0
H | 0 | 0 | 0 | 0 | 0 | 0
LFG | 0 | 0 | 0 | 0 | 0 | 0
Nuc | 0 | 0 | 0 | 0 | 0 | 0
PS | 0 | 0 | 0 | 0 | 0 | 0
PV | 0 | 0 | 0 | 0 | 0 | 0
PeakG | 0 | 0 | 0 | 0 | 0 | 0
PeakO | 0 | 0 | 0 | 0 | 0 | 0
ST | 0 | 0 | 0 | 0 | 0 | 0
STOG | 0 | 0 | 0 | 0 | 0 | 0
STWD | 0 | 0 | 0 | 0 | 0 | 0
WT | 0 | 0 | 0 | 0 | 0 | 0
IGCC | 0 | 0 | 0 | 0 | 0 | 0
DemandResponse | 0 | 0 | 0 | 0 | 0 | 0
IGCC-CCS | 0 | 0 | 0 | 0 | 0 | 0
WT_off | 0 | 0 | 0 | 0 | 0 | 0
PseudoUnit | 0 | 0 | 0 | 0 | 0 | 0
FixedInterchange | 0 | 0 | 0 | 0 | 0 | 0
Emission Cost by Reporting Type: MISO_WUMS
ReportingType | 2015 | 2020 | 2025 | 2030 | 2035 | 2040
BM | 0 | 0 | 0 | 0 | 0 | 0
CC | 0 | 0 | 0 | 0 | 0 | 0
CSP | 0 | 0 | 0 | 0 | 0 | 0
CT | 0 | 0 | 0 | 0 | 0 | 0
Coal | 5.05 | 0 | 0 | 0 | 0 | 0
Geo | 0 | 0 | 0 | 0 | 0 | 0
H | 0 | 0 | 0 | 0 | 0 | 0
LFG | 0 | 0 | 0 | 0 | 0 | 0
Nuc | 0 | 0 | 0 | 0 | 0 | 0
PS | 0 | 0 | 0 | 0 | 0 | 0
PV | 0 | 0 | 0 | 0 | 0 | 0
PeakG | 0 | 0 | 0 | 0 | 0 | 0
PeakO | 0 | 0 | 0 | 0 | 0 | 0
ST | 0 | 0 | 0 | 0 | 0 | 0
STOG | 0 | 0 | 0 | 0 | 0 | 0
STWD | 0 | 0 | 0 | 0 | 0 | 0
WT | 0 | 0 | 0 | 0 | 0 | 0
IGCC | 0 | 0 | 0 | 0 | 0 | 0
DemandResponse | 0 | 0 | 0 | 0 | 0 | 0
IGCC-CCS | 0 | 0 | 0 | 0 | 0 | 0
WT_off | 0 | 0 | 0 | 0 | 0 | 0
PseudoUnit | 0 | 0 | 0 | 0 | 0 | 0
FixedInterchange | 0 | 0 | 0 | 0 | 0 | 0
Emission Cost by Reporting Type: Nebraska
ReportingType | 2015 | 2020 | 2025 | 2030 | 2035 | 2040
BM | 0 | 0 | 0 | 0 | 0 | 0
CC | 0 | 0 | 0 | 0 | 0 | 0
CSP | 0 | 0 | 0 | 0 | 0 | 0
CT | 0 | 0 | 0 | 0 | 0 | 0
Coal | 5.16 | 0 | 0 | 0 | 0 | 0
Geo | 0 | 0 | 0 | 0 | 0 | 0
H | 0 | 0 | 0 | 0 | 0 | 0
LFG | 0 | 0 | 0 | 0 | 0 | 0
Nuc | 0 | 0 | 0 | 0 | 0 | 0
PS | 0 | 0 | 0 | 0 | 0 | 0
PV | 0 | 0 | 0 | 0 | 0 | 0
PeakG | 0 | 0 | 0 | 0 | 0 | 0
PeakO | 0 | 0 | 0 | 0 | 0 | 0
ST | 0 | 0 | 0 | 0 | 0 | 0
STOG | 0 | 0 | 0 | 0 | 0 | 0
STWD | 0 | 0 | 0 | 0 | 0 | 0
WT | 0 | 0 | 0 | 0 | 0 | 0
IGCC | 0 | 0 | 0 | 0 | 0 | 0
DemandResponse | 0 | 0 | 0 | 0 | 0 | 0
IGCC-CCS | 0 | 0 | 0 | 0 | 0 | 0
WT_off | 0 | 0 | 0 | 0 | 0 | 0
PseudoUnit | 0 | 0 | 0 | 0 | 0 | 0
FixedInterchange | 0 | 0 | 0 | 0 | 0 | 0
Emission Cost by Reporting Type: NEISO
ReportingType | 2015 | 2020 | 2025 | 2030 | 2035 | 2040
BM | 0 | 0 | 0 | 0 | 0 | 0
CC | 0 | 0 | 0 | 0 | 0 | 0
CSP | 0 | 0 | 0 | 0 | 0 | 0
CT | 0 | 0 | 0 | 0 | 0 | 0
Coal | 0 | 0 | 0 | 0 | 0 | 0
Geo | 0 | 0 | 0 | 0 | 0 | 0
H | 0 | 0 | 0 | 0 | 0 | 0
LFG | 0 | 0 | 0 | 0 | 0 | 0
Nuc | 0 | 0 | 0 | 0 | 0 | 0
PS | 0 | 0 | 0 | 0 | 0 | 0
PV | 0 | 0 | 0 | 0 | 0 | 0
PeakG | 0 | 0 | 0 | 0 | 0 | 0
PeakO | 0 | 0 | 0 | 0 | 0 | 0
ST | 0 | 0 | 0 | 0 | 0 | 0
STOG | 0 | 0 | 0 | 0 | 0 | 0
STWD | 0 | 0 | 0 | 0 | 0 | 0
WT | 0 | 0 | 0 | 0 | 0 | 0
IGCC | 0 | 0 | 0 | 0 | 0 | 0
DemandResponse | 0 | 0 | 0 | 0 | 0 | 0
IGCC-CCS | 0 | 0 | 0 | 0 | 0 | 0
WT_off | 0 | 0 | 0 | 0 | 0 | 0
PseudoUnit | 0 | 0 | 0 | 0 | 0 | 0
FixedInterchange | 0 | 0 | 0 | 0 | 0 | 0
Emission Cost by Reporting Type: NonRTO_Midwest
ReportingType | 2015 | 2020 | 2025 | 2030 | 2035 | 2040
BM | 0 | 0 | 0 | 0 | 0 | 0
CC | 0 | 0 | 0 | 0 | 0 | 0
CSP | 0 | 0 | 0 | 0 | 0 | 0
CT | 0 | 0 | 0 | 0 | 0 | 0
Coal | 18.56 | 0 | 0 | 0 | 0 | 0
Geo | 0 | 0 | 0 | 0 | 0 | 0
H | 0 | 0 | 0 | 0 | 0 | 0
LFG | 0 | 0 | 0 | 0 | 0 | 0
Nuc | 0 | 0 | 0 | 0 | 0 | 0
PS | 0 | 0 | 0 | 0 | 0 | 0
PV | 0 | 0 | 0 | 0 | 0 | 0
PeakG | 0 | 0 | 0 | 0 | 0 | 0
PeakO | 0 | 0 | 0 | 0 | 0 | 0
ST | 0 | 0 | 0 | 0 | 0 | 0
STOG | 0 | 0 | 0 | 0 | 0 | 0
STWD | 0 | 0 | 0 | 0 | 0 | 0
WT | 0 | 0 | 0 | 0 | 0 | 0
IGCC | 0 | 0 | 0 | 0 | 0 | 0
DemandResponse | 0 | 0 | 0 | 0 | 0 | 0
IGCC-CCS | 0 | 0 | 0 | 0 | 0 | 0
WT_off | 0 | 0 | 0 | 0 | 0 | 0
PseudoUnit | 0 | 0 | 0 | 0 | 0 | 0
FixedInterchange | 0 | 0 | 0 | 0 | 0 | 0
Emission Cost by Reporting Type: NYISO_A-F
ReportingType | 2015 | 2020 | 2025 | 2030 | 2035 | 2040
BM | 0 | 0 | 0 | 0 | 0 | 0
CC | 0 | 0 | 0 | 0 | 0 | 0
CSP | 0 | 0 | 0 | 0 | 0 | 0
CT | 0 | 0 | 0 | 0 | 0 | 0
Coal | 0 | 0 | 0 | 0 | 0 | 0
Geo | 0 | 0 | 0 | 0 | 0 | 0
H | 0 | 0 | 0 | 0 | 0 | 0
LFG | 0 | 0 | 0 | 0 | 0 | 0
Nuc | 0 | 0 | 0 | 0 | 0 | 0
PS | 0 | 0 | 0 | 0 | 0 | 0
PV | 0 | 0 | 0 | 0 | 0 | 0
PeakG | 0 | 0 | 0 | 0 | 0 | 0
PeakO | 0 | 0 | 0 | 0 | 0 | 0
ST | 0 | 0 | 0 | 0 | 0 | 0
STOG | 0 | 0 | 0 | 0 | 0 | 0
STWD | 0 | 0 | 0 | 0 | 0 | 0
WT | 0 | 0 | 0 | 0 | 0 | 0
IGCC | 0 | 0 | 0 | 0 | 0 | 0
DemandResponse | 0 | 0 | 0 | 0 | 0 | 0
IGCC-CCS | 0 | 0 | 0 | 0 | 0 | 0
WT_off | 0 | 0 | 0 | 0 | 0 | 0
PseudoUnit | 0 | 0 | 0 | 0 | 0 | 0
FixedInterchange | 0 | 0 | 0 | 0 | 0 | 0
Emission Cost by Reporting Type: NYISO_G-I
ReportingType | 2015 | 2020 | 2025 | 2030 | 2035 | 2040
BM | 0 | 0 | 0 | 0 | 0 | 0
CC | 0 | 0 | 0 | 0 | 0 | 0
CSP | 0 | 0 | 0 | 0 | 0 | 0
CT | 0 | 0 | 0 | 0 | 0 | 0
Coal | 0 | 0 | 0 | 0 | 0 | 0
Geo | 0 | 0 | 0 | 0 | 0 | 0
H | 0 | 0 | 0 | 0 | 0 | 0
LFG | 0 | 0 | 0 | 0 | 0 | 0
Nuc | 0 | 0 | 0 | 0 | 0 | 0
PS | 0 | 0 | 0 | 0 | 0 | 0
PV | 0 | 0 | 0 | 0 | 0 | 0
PeakG | 0 | 0 | 0 | 0 | 0 | 0
PeakO | 0 | 0 | 0 | 0 | 0 | 0
ST | 0 | 0 | 0 | 0 | 0 | 0
STOG | 0 | 0 | 0 | 0 | 0 | 0
STWD | 0 | 0 | 0 | 0 | 0 | 0
WT | 0 | 0 | 0 | 0 | 0 | 0
IGCC | 0 | 0 | 0 | 0 | 0 | 0
DemandResponse | 0 | 0 | 0 | 0 | 0 | 0
IGCC-CCS | 0 | 0 | 0 | 0 | 0 | 0
WT_off | 0 | 0 | 0 | 0 | 0 | 0
PseudoUnit | 0 | 0 | 0 | 0 | 0 | 0
FixedInterchange | 0 | 0 | 0 | 0 | 0 | 0
Emission Cost by Reporting Type: NYISO_J-K
ReportingType | 2015 | 2020 | 2025 | 2030 | 2035 | 2040
BM | 0 | 0 | 0 | 0 | 0 | 0
CC | 0 | 0 | 0 | 0 | 0 | 0
CSP | 0 | 0 | 0 | 0 | 0 | 0
CT | 0 | 0 | 0 | 0 | 0 | 0
Coal | 0 | 0 | 0 | 0 | 0 | 0
Geo | 0 | 0 | 0 | 0 | 0 | 0
H | 0 | 0 | 0 | 0 | 0 | 0
LFG | 0 | 0 | 0 | 0 | 0 | 0
Nuc | 0 | 0 | 0 | 0 | 0 | 0
PS | 0 | 0 | 0 | 0 | 0 | 0
PV | 0 | 0 | 0 | 0 | 0 | 0
PeakG | 0 | 0 | 0 | 0 | 0 | 0
PeakO | 0 | 0 | 0 | 0 | 0 | 0
ST | 0 | 0 | 0 | 0 | 0 | 0
STOG | 0 | 0 | 0 | 0 | 0 | 0
STWD | 0 | 0 | 0 | 0 | 0 | 0
WT | 0 | 0 | 0 | 0 | 0 | 0
IGCC | 0 | 0 | 0 | 0 | 0 | 0
DemandResponse | 0 | 0 | 0 | 0 | 0 | 0
IGCC-CCS | 0 | 0 | 0 | 0 | 0 | 0
WT_off | 0 | 0 | 0 | 0 | 0 | 0
PseudoUnit | 0 | 0 | 0 | 0 | 0 | 0
FixedInterchange | 0 | 0 | 0 | 0 | 0 | 0
Emission Cost by Reporting Type: PJM_E
ReportingType | 2015 | 2020 | 2025 | 2030 | 2035 | 2040
BM | 0 | 0 | 0 | 0 | 0 | 0
CC | 0 | 0 | 0 | 0 | 0 | 0
CSP | 0 | 0 | 0 | 0 | 0 | 0
CT | 0 | 0 | 0 | 0 | 0 | 0
Coal | 0.03 | 0 | 0 | 0 | 0 | 0
Geo | 0 | 0 | 0 | 0 | 0 | 0
H | 0 | 0 | 0 | 0 | 0 | 0
LFG | 0 | 0 | 0 | 0 | 0 | 0
Nuc | 0 | 0 | 0 | 0 | 0 | 0
PS | 0 | 0 | 0 | 0 | 0 | 0
PV | 0 | 0 | 0 | 0 | 0 | 0
PeakG | 0 | 0 | 0 | 0 | 0 | 0
PeakO | 0 | 0 | 0 | 0 | 0 | 0
ST | 0 | 0 | 0 | 0 | 0 | 0
STOG | 0 | 0 | 0 | 0 | 0 | 0
STWD | 0 | 0 | 0 | 0 | 0 | 0
WT | 0 | 0 | 0 | 0 | 0 | 0
IGCC | 0 | 0 | 0 | 0 | 0 | 0
DemandResponse | 0 | 0 | 0 | 0 | 0 | 0
IGCC-CCS | 0 | 0 | 0 | 0 | 0 | 0
WT_off | 0 | 0 | 0 | 0 | 0 | 0
PseudoUnit | 0 | 0 | 0 | 0 | 0 | 0
FixedInterchange | 0 | 0 | 0 | 0 | 0 | 0
Emission Cost by Reporting Type: PJM_ROM
ReportingType | 2015 | 2020 | 2025 | 2030 | 2035 | 2040
BM | 0 | 0 | 0 | 0 | 0 | 0
CC | 0 | 0 | 0 | 0 | 0 | 0
CSP | 0 | 0 | 0 | 0 | 0 | 0
CT | 0 | 0 | 0 | 0 | 0 | 0
Coal | 19.32 | 0 | 0 | 0 | 0 | 0
Geo | 0 | 0 | 0 | 0 | 0 | 0
H | 0 | 0 | 0 | 0 | 0 | 0
LFG | 0 | 0 | 0 | 0 | 0 | 0
Nuc | 0 | 0 | 0 | 0 | 0 | 0
PS | 0 | 0 | 0 | 0 | 0 | 0
PV | 0 | 0 | 0 | 0 | 0 | 0
PeakG | 0 | 0 | 0 | 0 | 0 | 0
PeakO | 0 | 0 | 0 | 0 | 0 | 0
ST | 0 | 0 | 0 | 0 | 0 | 0
STOG | 0 | 0 | 0 | 0 | 0 | 0
STWD | 0 | 0 | 0 | 0 | 0 | 0
WT | 0 | 0 | 0 | 0 | 0 | 0
IGCC | 0 | 0 | 0 | 0 | 0 | 0
DemandResponse | 0 | 0 | 0 | 0 | 0 | 0
IGCC-CCS | 0 | 0 | 0 | 0 | 0 | 0
WT_off | 0 | 0 | 0 | 0 | 0 | 0
PseudoUnit | 0 | 0 | 0 | 0 | 0 | 0
FixedInterchange | 0 | 0 | 0 | 0 | 0 | 0
Emission Cost by Reporting Type: PJM_ROR
ReportingType | 2015 | 2020 | 2025 | 2030 | 2035 | 2040
BM | 0 | 0 | 0 | 0 | 0 | 0
CC | 0 | 0 | 0 | 0 | 0 | 0
CSP | 0 | 0 | 0 | 0 | 0 | 0
CT | 0 | 0 | 0 | 0 | 0 | 0
Coal | 190.22 | 0 | 0 | 0 | 0 | 0
Geo | 0 | 0 | 0 | 0 | 0 | 0
H | 0 | 0 | 0 | 0 | 0 | 0
LFG | 0 | 0 | 0 | 0 | 0 | 0
Nuc | 0 | 0 | 0 | 0 | 0 | 0
PS | 0 | 0 | 0 | 0 | 0 | 0
PV | 0 | 0 | 0 | 0 | 0 | 0
PeakG | 0 | 0 | 0 | 0 | 0 | 0
PeakO | 0 | 0 | 0 | 0 | 0 | 0
ST | 0 | 0 | 0 | 0 | 0 | 0
STOG | 0 | 0 | 0 | 0 | 0 | 0
STWD | 0 | 0 | 0 | 0 | 0 | 0
WT | 0 | 0 | 0 | 0 | 0 | 0
IGCC | 0 | 0 | 0 | 0 | 0 | 0
DemandResponse | 0 | 0 | 0 | 0 | 0 | 0
IGCC-CCS | 0 | 0 | 0 | 0 | 0 | 0
WT_off | 0 | 0 | 0 | 0 | 0 | 0
PseudoUnit | 0 | 0 | 0 | 0 | 0 | 0
FixedInterchange | 0 | 0 | 0 | 0 | 0 | 0
Emission Cost by Reporting Type: SOCO
ReportingType | 2015 | 2020 | 2025 | 2030 | 2035 | 2040
BM | 0 | 0 | 0 | 0 | 0 | 0
CC | 0 | 0 | 0 | 0 | 0 | 0
CSP | 0 | 0 | 0 | 0 | 0 | 0
CT | 0 | 0 | 0 | 0 | 0 | 0
Coal | 40.91 | 0 | 0 | 0 | 0 | 0
Geo | 0 | 0 | 0 | 0 | 0 | 0
H | 0 | 0 | 0 | 0 | 0 | 0
LFG | 0 | 0 | 0 | 0 | 0 | 0
Nuc | 0 | 0 | 0 | 0 | 0 | 0
PS | 0 | 0 | 0 | 0 | 0 | 0
PV | 0 | 0 | 0 | 0 | 0 | 0
PeakG | 0 | 0 | 0 | 0 | 0 | 0
PeakO | 0 | 0 | 0 | 0 | 0 | 0
ST | 0 | 0 | 0 | 0 | 0 | 0
STOG | 0 | 0 | 0 | 0 | 0 | 0
STWD | 0 | 0 | 0 | 0 | 0 | 0
WT | 0 | 0 | 0 | 0 | 0 | 0
IGCC | 0 | 0 | 0 | 0 | 0 | 0
DemandResponse | 0 | 0 | 0 | 0 | 0 | 0
IGCC-CCS | 0 | 0 | 0 | 0 | 0 | 0
WT_off | 0 | 0 | 0 | 0 | 0 | 0
PseudoUnit | 0 | 0 | 0 | 0 | 0 | 0
FixedInterchange | 0 | 0 | 0 | 0 | 0 | 0
Emission Cost by Reporting Type: SPP_N
ReportingType | 2015 | 2020 | 2025 | 2030 | 2035 | 2040
BM | 0 | 0 | 0 | 0 | 0 | 0
CC | 0 | 0 | 0 | 0 | 0 | 0
CSP | 0 | 0 | 0 | 0 | 0 | 0
CT | 0 | 0 | 0 | 0 | 0 | 0
Coal | 7.38 | 0 | 0 | 0 | 0 | 0
Geo | 0 | 0 | 0 | 0 | 0 | 0
H | 0 | 0 | 0 | 0 | 0 | 0
LFG | 0 | 0 | 0 | 0 | 0 | 0
Nuc | 0 | 0 | 0 | 0 | 0 | 0
PS | 0 | 0 | 0 | 0 | 0 | 0
PV | 0 | 0 | 0 | 0 | 0 | 0
PeakG | 0 | 0 | 0 | 0 | 0 | 0
PeakO | 0 | 0 | 0 | 0 | 0 | 0
ST | 0 | 0 | 0 | 0 | 0 | 0
STOG | 0 | 0 | 0 | 0 | 0 | 0
STWD | 0 | 0 | 0 | 0 | 0 | 0
WT | 0 | 0 | 0 | 0 | 0 | 0
IGCC | 0 | 0 | 0 | 0 | 0 | 0
DemandResponse | 0 | 0 | 0 | 0 | 0 | 0
IGCC-CCS | 0 | 0 | 0 | 0 | 0 | 0
WT_off | 0 | 0 | 0 | 0 | 0 | 0
PseudoUnit | 0 | 0 | 0 | 0 | 0 | 0
FixedInterchange | 0 | 0 | 0 | 0 | 0 | 0
Emission Cost by Reporting Type: SPP_S
ReportingType | 2015 | 2020 | 2025 | 2030 | 2035 | 2040
BM | 0 | 0 | 0 | 0 | 0 | 0
CC | 0 | 0 | 0 | 0 | 0 | 0
CSP | 0 | 0 | 0 | 0 | 0 | 0
CT | 0 | 0 | 0 | 0 | 0 | 0
Coal | 21.97 | 0 | 0 | 0 | 0 | 0
Geo | 0 | 0 | 0 | 0 | 0 | 0
H | 0 | 0 | 0 | 0 | 0 | 0
LFG | 0 | 0 | 0 | 0 | 0 | 0
Nuc | 0 | 0 | 0 | 0 | 0 | 0
PS | 0 | 0 | 0 | 0 | 0 | 0
PV | 0 | 0 | 0 | 0 | 0 | 0
PeakG | 0 | 0 | 0 | 0 | 0 | 0
PeakO | 0 | 0 | 0 | 0 | 0 | 0
ST | 0 | 0 | 0 | 0 | 0 | 0
STOG | 0 | 0 | 0 | 0 | 0 | 0
STWD | 0 | 0 | 0 | 0 | 0 | 0
WT | 0 | 0 | 0 | 0 | 0 | 0
IGCC | 0 | 0 | 0 | 0 | 0 | 0
DemandResponse | 0 | 0 | 0 | 0 | 0 | 0
IGCC-CCS | 0 | 0 | 0 | 0 | 0 | 0
WT_off | 0 | 0 | 0 | 0 | 0 | 0
PseudoUnit | 0 | 0 | 0 | 0 | 0 | 0
FixedInterchange | 0 | 0 | 0 | 0 | 0 | 0
Emission Cost by Reporting Type: TVA
ReportingType | 2015 | 2020 | 2025 | 2030 | 2035 | 2040
BM | 0 | 0 | 0 | 0 | 0 | 0
CC | 0 | 0 | 0 | 0 | 0 | 0
CSP | 0 | 0 | 0 | 0 | 0 | 0
CT | 0 | 0 | 0 | 0 | 0 | 0
Coal | 49.05 | 0 | 0 | 0 | 0 | 0
Geo | 0 | 0 | 0 | 0 | 0 | 0
H | 0 | 0 | 0 | 0 | 0 | 0
LFG | 0 | 0 | 0 | 0 | 0 | 0
Nuc | 0 | 0 | 0 | 0 | 0 | 0
PS | 0 | 0 | 0 | 0 | 0 | 0
PV | 0 | 0 | 0 | 0 | 0 | 0
PeakG | 0 | 0 | 0 | 0 | 0 | 0
PeakO | 0 | 0 | 0 | 0 | 0 | 0
ST | 0 | 0 | 0 | 0 | 0 | 0
STOG | 0 | 0 | 0 | 0 | 0 | 0
STWD | 0 | 0 | 0 | 0 | 0 | 0
WT | 0 | 0 | 0 | 0 | 0 | 0
IGCC | 0 | 0 | 0 | 0 | 0 | 0
DemandResponse | 0 | 0 | 0 | 0 | 0 | 0
IGCC-CCS | 0 | 0 | 0 | 0 | 0 | 0
WT_off | 0 | 0 | 0 | 0 | 0 | 0
PseudoUnit | 0 | 0 | 0 | 0 | 0 | 0
FixedInterchange | 0 | 0 | 0 | 0 | 0 | 0
Emission Cost by Reporting Type: TVA_Transmission
ReportingType | 2015 | 2020 | 2025 | 2030 | 2035 | 2040
BM | 0 | 0 | 0 | 0 | 0 | 0
CC | 0 | 0 | 0 | 0 | 0 | 0
CSP | 0 | 0 | 0 | 0 | 0 | 0
CT | 0 | 0 | 0 | 0 | 0 | 0
Coal | 0 | 0 | 0 | 0 | 0 | 0
Geo | 0 | 0 | 0 | 0 | 0 | 0
H | 0 | 0 | 0 | 0 | 0 | 0
LFG | 0 | 0 | 0 | 0 | 0 | 0
Nuc | 0 | 0 | 0 | 0 | 0 | 0
PS | 0 | 0 | 0 | 0 | 0 | 0
PV | 0 | 0 | 0 | 0 | 0 | 0
PeakG | 0 | 0 | 0 | 0 | 0 | 0
PeakO | 0 | 0 | 0 | 0 | 0 | 0
ST | 0 | 0 | 0 | 0 | 0 | 0
STOG | 0 | 0 | 0 | 0 | 0 | 0
STWD | 0 | 0 | 0 | 0 | 0 | 0
WT | 0 | 0 | 0 | 0 | 0 | 0
IGCC | 0 | 0 | 0 | 0 | 0 | 0
DemandResponse | 0 | 0 | 0 | 0 | 0 | 0
IGCC-CCS | 0 | 0 | 0 | 0 | 0 | 0
WT_off | 0 | 0 | 0 | 0 | 0 | 0
PseudoUnit | 0 | 0 | 0 | 0 | 0 | 0
FixedInterchange | 0 | 0 | 0 | 0 | 0 | 0
Emission Cost by Reporting Type: VACAR
ReportingType | 2015 | 2020 | 2025 | 2030 | 2035 | 2040
BM | 0 | 0 | 0 | 0 | 0 | 0
CC | 0 | 0 | 0 | 0 | 0 | 0
CSP | 0 | 0 | 0 | 0 | 0 | 0
CT | 0 | 0 | 0 | 0 | 0 | 0
Coal | 23.53 | 0 | 0 | 0 | 0 | 0
Geo | 0 | 0 | 0 | 0 | 0 | 0
H | 0 | 0 | 0 | 0 | 0 | 0
LFG | 0 | 0 | 0 | 0 | 0 | 0
Nuc | 0 | 0 | 0 | 0 | 0 | 0
PS | 0 | 0 | 0 | 0 | 0 | 0
PV | 0 | 0 | 0 | 0 | 0 | 0
PeakG | 0 | 0 | 0 | 0 | 0 | 0
PeakO | 0 | 0 | 0 | 0 | 0 | 0
ST | 0 | 0 | 0 | 0 | 0 | 0
STOG | 0 | 0 | 0 | 0 | 0 | 0
STWD | 0 | 0 | 0 | 0 | 0 | 0
WT | 0 | 0 | 0 | 0 | 0 | 0
IGCC | 0 | 0 | 0 | 0 | 0 | 0
DemandResponse | 0 | 0 | 0 | 0 | 0 | 0
IGCC-CCS | 0 | 0 | 0 | 0 | 0 | 0
WT_off | 0 | 0 | 0 | 0 | 0 | 0
PseudoUnit | 0 | 0 | 0 | 0 | 0 | 0
FixedInterchange | 0 | 0 | 0 | 0 | 0 | 0
Emission Cost by Reporting Type: IESO
ReportingType | 2015 | 2020 | 2025 | 2030 | 2035 | 2040
BM | 0 | 0 | 0 | 0 | 0 | 0
CC | 0 | 0 | 0 | 0 | 0 | 0
CSP | 0 | 0 | 0 | 0 | 0 | 0
CT | 0 | 0 | 0 | 0 | 0 | 0
Coal | 0 | 0 | 0 | 0 | 0 | 0
Geo | 0 | 0 | 0 | 0 | 0 | 0
H | 0 | 0 | 0 | 0 | 0 | 0
LFG | 0 | 0 | 0 | 0 | 0 | 0
Nuc | 0 | 0 | 0 | 0 | 0 | 0
PS | 0 | 0 | 0 | 0 | 0 | 0
PV | 0 | 0 | 0 | 0 | 0 | 0
PeakG | 0 | 0 | 0 | 0 | 0 | 0
PeakO | 0 | 0 | 0 | 0 | 0 | 0
ST | 0 | 0 | 0 | 0 | 0 | 0
STOG | 0 | 0 | 0 | 0 | 0 | 0
STWD | 0 | 0 | 0 | 0 | 0 | 0
WT | 0 | 0 | 0 | 0 | 0 | 0
IGCC | 0 | 0 | 0 | 0 | 0 | 0
DemandResponse | 0 | 0 | 0 | 0 | 0 | 0
IGCC-CCS | 0 | 0 | 0 | 0 | 0 | 0
WT_off | 0 | 0 | 0 | 0 | 0 | 0
PseudoUnit | 0 | 0 | 0 | 0 | 0 | 0
FixedInterchange | 0 | 0 | 0 | 0 | 0 | 0
Emission Cost by Reporting Type: MAPP_CA
ReportingType | 2015 | 2020 | 2025 | 2030 | 2035 | 2040
BM | 0 | 0 | 0 | 0 | 0 | 0
CC | 0 | 0 | 0 | 0 | 0 | 0
CSP | 0 | 0 | 0 | 0 | 0 | 0
CT | 0 | 0 | 0 | 0 | 0 | 0
Coal | 0 | 0 | 0 | 0 | 0 | 0
Geo | 0 | 0 | 0 | 0 | 0 | 0
H | 0 | 0 | 0 | 0 | 0 | 0
LFG | 0 | 0 | 0 | 0 | 0 | 0
Nuc | 0 | 0 | 0 | 0 | 0 | 0
PS | 0 | 0 | 0 | 0 | 0 | 0
PV | 0 | 0 | 0 | 0 | 0 | 0
PeakG | 0 | 0 | 0 | 0 | 0 | 0
PeakO | 0 | 0 | 0 | 0 | 0 | 0
ST | 0 | 0 | 0 | 0 | 0 | 0
STOG | 0 | 0 | 0 | 0 | 0 | 0
STWD | 0 | 0 | 0 | 0 | 0 | 0
WT | 0 | 0 | 0 | 0 | 0 | 0
IGCC | 0 | 0 | 0 | 0 | 0 | 0
DemandResponse | 0 | 0 | 0 | 0 | 0 | 0
IGCC-CCS | 0 | 0 | 0 | 0 | 0 | 0
WT_off | 0 | 0 | 0 | 0 | 0 | 0
PseudoUnit | 0 | 0 | 0 | 0 | 0 | 0
FixedInterchange | 0 | 0 | 0 | 0 | 0 | 0
Emission Cost by Reporting Type: AZ_NM_SNV_Coal
ReportingType | 2015 | 2020 | 2025 | 2030 | 2035 | 2040
BM | 0 | 0 | 0 | 0 | 0 | 0
CC | 0 | 0 | 0 | 0 | 0 | 0
CSP | 0 | 0 | 0 | 0 | 0 | 0
CT | 0 | 0 | 0 | 0 | 0 | 0
Coal | 1.4 | 0 | 0 | 0 | 0 | 0
Geo | 0 | 0 | 0 | 0 | 0 | 0
H | 0 | 0 | 0 | 0 | 0 | 0
LFG | 0 | 0 | 0 | 0 | 0 | 0
Nuc | 0 | 0 | 0 | 0 | 0 | 0
PS | 0 | 0 | 0 | 0 | 0 | 0
PV | 0 | 0 | 0 | 0 | 0 | 0
PeakG | 0 | 0 | 0 | 0 | 0 | 0
PeakO | 0 | 0 | 0 | 0 | 0 | 0
ST | 0 | 0 | 0 | 0 | 0 | 0
STOG | 0 | 0 | 0 | 0 | 0 | 0
STWD | 0 | 0 | 0 | 0 | 0 | 0
WT | 0 | 0 | 0 | 0 | 0 | 0
IGCC | 0 | 0 | 0 | 0 | 0 | 0
DemandResponse | 0 | 0 | 0 | 0 | 0 | 0
IGCC-CCS | 0 | 0 | 0 | 0 | 0 | 0
WT_off | 0 | 0 | 0 | 0 | 0 | 0
PseudoUnit | 0 | 0 | 0 | 0 | 0 | 0
FixedInterchange | 0 | 0 | 0 | 0 | 0 | 0
Emission Cost by Reporting Type: AZ_NM_SNV_Gas
ReportingType | 2015 | 2020 | 2025 | 2030 | 2035 | 2040
BM | 0 | 0 | 0 | 0 | 0 | 0
CC | 0 | 0 | 0 | 0 | 0 | 0
CSP | 0 | 0 | 0 | 0 | 0 | 0
CT | 0 | 0 | 0 | 0 | 0 | 0
Coal | 0 | 0 | 0 | 0 | 0 | 0
Geo | 0 | 0 | 0 | 0 | 0 | 0
H | 0 | 0 | 0 | 0 | 0 | 0
LFG | 0 | 0 | 0 | 0 | 0 | 0
Nuc | 0 | 0 | 0 | 0 | 0 | 0
PS | 0 | 0 | 0 | 0 | 0 | 0
PV | 0 | 0 | 0 | 0 | 0 | 0
PeakG | 0 | 0 | 0 | 0 | 0 | 0
PeakO | 0 | 0 | 0 | 0 | 0 | 0
ST | 0 | 0 | 0 | 0 | 0 | 0
STOG | 0 | 0 | 0 | 0 | 0 | 0
STWD | 0 | 0 | 0 | 0 | 0 | 0
WT | 0 | 0 | 0 | 0 | 0 | 0
IGCC | 0 | 0 | 0 | 0 | 0 | 0
DemandResponse | 0 | 0 | 0 | 0 | 0 | 0
IGCC-CCS | 0 | 0 | 0 | 0 | 0 | 0
WT_off | 0 | 0 | 0 | 0 | 0 | 0
PseudoUnit | 0 | 0 | 0 | 0 | 0 | 0
FixedInterchange | 0 | 0 | 0 | 0 | 0 | 0
Emission Cost by Reporting Type: AZ_NM_SNV_NucRenew
ReportingType | 2015 | 2020 | 2025 | 2030 | 2035 | 2040
BM | 0 | 0 | 0 | 0 | 0 | 0
CC | 0 | 0 | 0 | 0 | 0 | 0
CSP | 0 | 0 | 0 | 0 | 0 | 0
CT | 0 | 0 | 0 | 0 | 0 | 0
Coal | 0 | 0 | 0 | 0 | 0 | 0
Geo | 0 | 0 | 0 | 0 | 0 | 0
H | 0 | 0 | 0 | 0 | 0 | 0
LFG | 0 | 0 | 0 | 0 | 0 | 0
Nuc | 0 | 0 | 0 | 0 | 0 | 0
PS | 0 | 0 | 0 | 0 | 0 | 0
PV | 0 | 0 | 0 | 0 | 0 | 0
PeakG | 0 | 0 | 0 | 0 | 0 | 0
PeakO | 0 | 0 | 0 | 0 | 0 | 0
ST | 0 | 0 | 0 | 0 | 0 | 0
STOG | 0 | 0 | 0 | 0 | 0 | 0
STWD | 0 | 0 | 0 | 0 | 0 | 0
WT | 0 | 0 | 0 | 0 | 0 | 0
IGCC | 0 | 0 | 0 | 0 | 0 | 0
DemandResponse | 0 | 0 | 0 | 0 | 0 | 0
IGCC-CCS | 0 | 0 | 0 | 0 | 0 | 0
WT_off | 0 | 0 | 0 | 0 | 0 | 0
PseudoUnit | 0 | 0 | 0 | 0 | 0 | 0
FixedInterchange | 0 | 0 | 0 | 0 | 0 | 0
Emission Cost by Reporting Type: ERCOT
ReportingType | 2015 | 2020 | 2025 | 2030 | 2035 | 2040
BM | 0 | 0 | 0 | 0 | 0 | 0
CC | 0 | 0 | 0 | 0 | 0 | 0
CSP | 0 | 0 | 0 | 0 | 0 | 0
CT | 0 | 0 | 0 | 0 | 0 | 0
Coal | 28.95 | 0 | 0 | 0 | 0 | 0
Geo | 0 | 0 | 0 | 0 | 0 | 0
H | 0 | 0 | 0 | 0 | 0 | 0
LFG | 0 | 0 | 0 | 0 | 0 | 0
Nuc | 0 | 0 | 0 | 0 | 0 | 0
PS | 0 | 0 | 0 | 0 | 0 | 0
PV | 0 | 0 | 0 | 0 | 0 | 0
PeakG | 0 | 0 | 0 | 0 | 0 | 0
PeakO | 0 | 0 | 0 | 0 | 0 | 0
ST | 0 | 0 | 0 | 0 | 0 | 0
STOG | 0 | 0 | 0 | 0 | 0 | 0
STWD | 0 | 0 | 0 | 0 | 0 | 0
WT | 0 | 0 | 0 | 0 | 0 | 0
IGCC | 0 | 0 | 0 | 0 | 0 | 0
DemandResponse | 0 | 0 | 0 | 0 | 0 | 0
IGCC-CCS | 0 | 0 | 0 | 0 | 0 | 0
WT_off | 0 | 0 | 0 | 0 | 0 | 0
PseudoUnit | 0 | 0 | 0 | 0 | 0 | 0
FixedInterchange | 0 | 0 | 0 | 0 | 0 | 0
Emission Cost by Reporting Type: NP15
ReportingType | 2015 | 2020 | 2025 | 2030 | 2035 | 2040
BM | 0 | 0 | 0 | 0 | 0 | 0
CC | 0 | 0 | 0 | 0 | 0 | 0
CSP | 0 | 0 | 0 | 0 | 0 | 0
CT | 0 | 0 | 0 | 0 | 0 | 0
Coal | 0 | 0 | 0 | 0 | 0 | 0
Geo | 0 | 0 | 0 | 0 | 0 | 0
H | 0 | 0 | 0 | 0 | 0 | 0
LFG | 0 | 0 | 0 | 0 | 0 | 0
Nuc | 0 | 0 | 0 | 0 | 0 | 0
PS | 0 | 0 | 0 | 0 | 0 | 0
PV | 0 | 0 | 0 | 0 | 0 | 0
PeakG | 0 | 0 | 0 | 0 | 0 | 0
PeakO | 0 | 0 | 0 | 0 | 0 | 0
ST | 0 | 0 | 0 | 0 | 0 | 0
STOG | 0 | 0 | 0 | 0 | 0 | 0
STWD | 0 | 0 | 0 | 0 | 0 | 0
WT | 0 | 0 | 0 | 0 | 0 | 0
IGCC | 0 | 0 | 0 | 0 | 0 | 0
DemandResponse | 0 | 0 | 0 | 0 | 0 | 0
IGCC-CCS | 0 | 0 | 0 | 0 | 0 | 0
WT_off | 0 | 0 | 0 | 0 | 0 | 0
PseudoUnit | 0 | 0 | 0 | 0 | 0 | 0
FixedInterchange | 0 | 0 | 0 | 0 | 0 | 0
Emission Cost by Reporting Type: NWPP_Coal
ReportingType | 2015 | 2020 | 2025 | 2030 | 2035 | 2040
BM | 0 | 0 | 0 | 0 | 0 | 0
CC | 0 | 0 | 0 | 0 | 0 | 0
CSP | 0 | 0 | 0 | 0 | 0 | 0
CT | 0 | 0 | 0 | 0 | 0 | 0
Coal | 4.57 | 0 | 0 | 0 | 0 | 0
Geo | 0 | 0 | 0 | 0 | 0 | 0
H | 0 | 0 | 0 | 0 | 0 | 0
LFG | 0 | 0 | 0 | 0 | 0 | 0
Nuc | 0 | 0 | 0 | 0 | 0 | 0
PS | 0 | 0 | 0 | 0 | 0 | 0
PV | 0 | 0 | 0 | 0 | 0 | 0
PeakG | 0 | 0 | 0 | 0 | 0 | 0
PeakO | 0 | 0 | 0 | 0 | 0 | 0
ST | 0 | 0 | 0 | 0 | 0 | 0
STOG | 0 | 0 | 0 | 0 | 0 | 0
STWD | 0 | 0 | 0 | 0 | 0 | 0
WT | 0 | 0 | 0 | 0 | 0 | 0
IGCC | 0 | 0 | 0 | 0 | 0 | 0
DemandResponse | 0 | 0 | 0 | 0 | 0 | 0
IGCC-CCS | 0 | 0 | 0 | 0 | 0 | 0
WT_off | 0 | 0 | 0 | 0 | 0 | 0
PseudoUnit | 0 | 0 | 0 | 0 | 0 | 0
FixedInterchange | 0 | 0 | 0 | 0 | 0 | 0
Emission Cost by Reporting Type: NWPP_Gas
ReportingType | 2015 | 2020 | 2025 | 2030 | 2035 | 2040
BM | 0 | 0 | 0 | 0 | 0 | 0
CC | 0 | 0 | 0 | 0 | 0 | 0
CSP | 0 | 0 | 0 | 0 | 0 | 0
CT | 0 | 0 | 0 | 0 | 0 | 0
Coal | 0 | 0 | 0 | 0 | 0 | 0
Geo | 0 | 0 | 0 | 0 | 0 | 0
H | 0 | 0 | 0 | 0 | 0 | 0
LFG | 0 | 0 | 0 | 0 | 0 | 0
Nuc | 0 | 0 | 0 | 0 | 0 | 0
PS | 0 | 0 | 0 | 0 | 0 | 0
PV | 0 | 0 | 0 | 0 | 0 | 0
PeakG | 0 | 0 | 0 | 0 | 0 | 0
PeakO | 0 | 0 | 0 | 0 | 0 | 0
ST | 0 | 0 | 0 | 0 | 0 | 0
STOG | 0 | 0 | 0 | 0 | 0 | 0
STWD | 0 | 0 | 0 | 0 | 0 | 0
WT | 0 | 0 | 0 | 0 | 0 | 0
IGCC | 0 | 0 | 0 | 0 | 0 | 0
DemandResponse | 0 | 0 | 0 | 0 | 0 | 0
IGCC-CCS | 0 | 0 | 0 | 0 | 0 | 0
WT_off | 0 | 0 | 0 | 0 | 0 | 0
PseudoUnit | 0 | 0 | 0 | 0 | 0 | 0
FixedInterchange | 0 | 0 | 0 | 0 | 0 | 0
Emission Cost by Reporting Type: NWPP_NucRenew
ReportingType | 2015 | 2020 | 2025 | 2030 | 2035 | 2040
BM | 0 | 0 | 0 | 0 | 0 | 0
CC | 0 | 0 | 0 | 0 | 0 | 0
CSP | 0 | 0 | 0 | 0 | 0 | 0
CT | 0 | 0 | 0 | 0 | 0 | 0
Coal | 0 | 0 | 0 | 0 | 0 | 0
Geo | 0 | 0 | 0 | 0 | 0 | 0
H | 0 | 0 | 0 | 0 | 0 | 0
LFG | 0 | 0 | 0 | 0 | 0 | 0
Nuc | 0 | 0 | 0 | 0 | 0 | 0
PS | 0 | 0 | 0 | 0 | 0 | 0
PV | 0 | 0 | 0 | 0 | 0 | 0
PeakG | 0 | 0 | 0 | 0 | 0 | 0
PeakO | 0 | 0 | 0 | 0 | 0 | 0
ST | 0 | 0 | 0 | 0 | 0 | 0
STOG | 0 | 0 | 0 | 0 | 0 | 0
STWD | 0 | 0 | 0 | 0 | 0 | 0
WT | 0 | 0 | 0 | 0 | 0 | 0
IGCC | 0 | 0 | 0 | 0 | 0 | 0
DemandResponse | 0 | 0 | 0 | 0 | 0 | 0
IGCC-CCS | 0 | 0 | 0 | 0 | 0 | 0
WT_off | 0 | 0 | 0 | 0 | 0 | 0
PseudoUnit | 0 | 0 | 0 | 0 | 0 | 0
FixedInterchange | 0 | 0 | 0 | 0 | 0 | 0
Emission Cost by Reporting Type: RMPA
ReportingType | 2015 | 2020 | 2025 | 2030 | 2035 | 2040
BM | 0 | 0 | 0 | 0 | 0 | 0
CC | 0 | 0 | 0 | 0 | 0 | 0
CSP | 0 | 0 | 0 | 0 | 0 | 0
CT | 0 | 0 | 0 | 0 | 0 | 0
Coal | 2.85 | 0 | 0 | 0 | 0 | 0
Geo | 0 | 0 | 0 | 0 | 0 | 0
H | 0 | 0 | 0 | 0 | 0 | 0
LFG | 0 | 0 | 0 | 0 | 0 | 0
Nuc | 0 | 0 | 0 | 0 | 0 | 0
PS | 0 | 0 | 0 | 0 | 0 | 0
PV | 0 | 0 | 0 | 0 | 0 | 0
PeakG | 0 | 0 | 0 | 0 | 0 | 0
PeakO | 0 | 0 | 0 | 0 | 0 | 0
ST | 0 | 0 | 0 | 0 | 0 | 0
STOG | 0 | 0 | 0 | 0 | 0 | 0
STWD | 0 | 0 | 0 | 0 | 0 | 0
WT | 0 | 0 | 0 | 0 | 0 | 0
IGCC | 0 | 0 | 0 | 0 | 0 | 0
DemandResponse | 0 | 0 | 0 | 0 | 0 | 0
IGCC-CCS | 0 | 0 | 0 | 0 | 0 | 0
WT_off | 0 | 0 | 0 | 0 | 0 | 0
PseudoUnit | 0 | 0 | 0 | 0 | 0 | 0
FixedInterchange | 0 | 0 | 0 | 0 | 0 | 0
Emission Cost by Reporting Type: SP15
ReportingType | 2015 | 2020 | 2025 | 2030 | 2035 | 2040
BM | 0 | 0 | 0 | 0 | 0 | 0
CC | 0 | 0 | 0 | 0 | 0 | 0
CSP | 0 | 0 | 0 | 0 | 0 | 0
CT | 0 | 0 | 0 | 0 | 0 | 0
Coal | 0.01 | 0 | 0 | 0 | 0 | 0
Geo | 0 | 0 | 0 | 0 | 0 | 0
H | 0 | 0 | 0 | 0 | 0 | 0
LFG | 0 | 0 | 0 | 0 | 0 | 0
Nuc | 0 | 0 | 0 | 0 | 0 | 0
PS | 0 | 0 | 0 | 0 | 0 | 0
PV | 0 | 0 | 0 | 0 | 0 | 0
PeakG | 0 | 0 | 0 | 0 | 0 | 0
PeakO | 0 | 0 | 0 | 0 | 0 | 0
ST | 0 | 0 | 0 | 0 | 0 | 0
STOG | 0 | 0 | 0 | 0 | 0 | 0
STWD | 0 | 0 | 0 | 0 | 0 | 0
WT | 0 | 0 | 0 | 0 | 0 | 0
IGCC | 0 | 0 | 0 | 0 | 0 | 0
DemandResponse | 0 | 0 | 0 | 0 | 0 | 0
IGCC-CCS | 0 | 0 | 0 | 0 | 0 | 0
WT_off | 0 | 0 | 0 | 0 | 0 | 0
PseudoUnit | 0 | 0 | 0 | 0 | 0 | 0
FixedInterchange | 0 | 0 | 0 | 0 | 0 | 0
Emission Cost by Reporting Type: ALB
ReportingType | 2015 | 2020 | 2025 | 2030 | 2035 | 2040
BM | 0 | 0 | 0 | 0 | 0 | 0
CC | 0 | 0 | 0 | 0 | 0 | 0
CSP | 0 | 0 | 0 | 0 | 0 | 0
CT | 0 | 0 | 0 | 0 | 0 | 0
Coal | 0 | 0 | 0 | 0 | 0 | 0
Geo | 0 | 0 | 0 | 0 | 0 | 0
H | 0 | 0 | 0 | 0 | 0 | 0
LFG | 0 | 0 | 0 | 0 | 0 | 0
Nuc | 0 | 0 | 0 | 0 | 0 | 0
PS | 0 | 0 | 0 | 0 | 0 | 0
PV | 0 | 0 | 0 | 0 | 0 | 0
PeakG | 0 | 0 | 0 | 0 | 0 | 0
PeakO | 0 | 0 | 0 | 0 | 0 | 0
ST | 0 | 0 | 0 | 0 | 0 | 0
STOG | 0 | 0 | 0 | 0 | 0 | 0
STWD | 0 | 0 | 0 | 0 | 0 | 0
WT | 0 | 0 | 0 | 0 | 0 | 0
IGCC | 0 | 0 | 0 | 0 | 0 | 0
DemandResponse | 0 | 0 | 0 | 0 | 0 | 0
IGCC-CCS | 0 | 0 | 0 | 0 | 0 | 0
WT_off | 0 | 0 | 0 | 0 | 0 | 0
PseudoUnit | 0 | 0 | 0 | 0 | 0 | 0
FixedInterchange | 0 | 0 | 0 | 0 | 0 | 0
Emission Cost by Reporting Type: BC
ReportingType | 2015 | 2020 | 2025 | 2030 | 2035 | 2040
BM | 0 | 0 | 0 | 0 | 0 | 0
CC | 0 | 0 | 0 | 0 | 0 | 0
CSP | 0 | 0 | 0 | 0 | 0 | 0
CT | 0 | 0 | 0 | 0 | 0 | 0
Coal | 0 | 0 | 0 | 0 | 0 | 0
Geo | 0 | 0 | 0 | 0 | 0 | 0
H | 0 | 0 | 0 | 0 | 0 | 0
LFG | 0 | 0 | 0 | 0 | 0 | 0
Nuc | 0 | 0 | 0 | 0 | 0 | 0
PS | 0 | 0 | 0 | 0 | 0 | 0
PV | 0 | 0 | 0 | 0 | 0 | 0
PeakG | 0 | 0 | 0 | 0 | 0 | 0
PeakO | 0 | 0 | 0 | 0 | 0 | 0
ST | 0 | 0 | 0 | 0 | 0 | 0
STOG | 0 | 0 | 0 | 0 | 0 | 0
STWD | 0 | 0 | 0 | 0 | 0 | 0
WT | 0 | 0 | 0 | 0 | 0 | 0
IGCC | 0 | 0 | 0 | 0 | 0 | 0
DemandResponse | 0 | 0 | 0 | 0 | 0 | 0
IGCC-CCS | 0 | 0 | 0 | 0 | 0 | 0
WT_off | 0 | 0 | 0 | 0 | 0 | 0
PseudoUnit | 0 | 0 | 0 | 0 | 0 | 0
FixedInterchange | 0 | 0 | 0 | 0 | 0 | 0
Emission Cost by Reporting Type: HQ_IESO
ReportingType | 2015 | 2020 | 2025 | 2030 | 2035 | 2040
BM | 0 | 0 | 0 | 0 | 0 | 0
CC | 0 | 0 | 0 | 0 | 0 | 0
CSP | 0 | 0 | 0 | 0 | 0 | 0
CT | 0 | 0 | 0 | 0 | 0 | 0
Coal | 0 | 0 | 0 | 0 | 0 | 0
Geo | 0 | 0 | 0 | 0 | 0 | 0
H | 0 | 0 | 0 | 0 | 0 | 0
LFG | 0 | 0 | 0 | 0 | 0 | 0
Nuc | 0 | 0 | 0 | 0 | 0 | 0
PS | 0 | 0 | 0 | 0 | 0 | 0
PV | 0 | 0 | 0 | 0 | 0 | 0
PeakG | 0 | 0 | 0 | 0 | 0 | 0
PeakO | 0 | 0 | 0 | 0 | 0 | 0
ST | 0 | 0 | 0 | 0 | 0 | 0
STOG | 0 | 0 | 0 | 0 | 0 | 0
STWD | 0 | 0 | 0 | 0 | 0 | 0
WT | 0 | 0 | 0 | 0 | 0 | 0
IGCC | 0 | 0 | 0 | 0 | 0 | 0
DemandResponse | 0 | 0 | 0 | 0 | 0 | 0
IGCC-CCS | 0 | 0 | 0 | 0 | 0 | 0
WT_off | 0 | 0 | 0 | 0 | 0 | 0
PseudoUnit | 0 | 0 | 0 | 0 | 0 | 0
FixedInterchange | 0 | 0 | 0 | 0 | 0 | 0
Emission Cost by Reporting Type: HQ_NEISO
ReportingType | 2015 | 2020 | 2025 | 2030 | 2035 | 2040
BM | 0 | 0 | 0 | 0 | 0 | 0
CC | 0 | 0 | 0 | 0 | 0 | 0
CSP | 0 | 0 | 0 | 0 | 0 | 0
CT | 0 | 0 | 0 | 0 | 0 | 0
Coal | 0 | 0 | 0 | 0 | 0 | 0
Geo | 0 | 0 | 0 | 0 | 0 | 0
H | 0 | 0 | 0 | 0 | 0 | 0
LFG | 0 | 0 | 0 | 0 | 0 | 0
Nuc | 0 | 0 | 0 | 0 | 0 | 0
PS | 0 | 0 | 0 | 0 | 0 | 0
PV | 0 | 0 | 0 | 0 | 0 | 0
PeakG | 0 | 0 | 0 | 0 | 0 | 0
PeakO | 0 | 0 | 0 | 0 | 0 | 0
ST | 0 | 0 | 0 | 0 | 0 | 0
STOG | 0 | 0 | 0 | 0 | 0 | 0
STWD | 0 | 0 | 0 | 0 | 0 | 0
WT | 0 | 0 | 0 | 0 | 0 | 0
IGCC | 0 | 0 | 0 | 0 | 0 | 0
DemandResponse | 0 | 0 | 0 | 0 | 0 | 0
IGCC-CCS | 0 | 0 | 0 | 0 | 0 | 0
WT_off | 0 | 0 | 0 | 0 | 0 | 0
PseudoUnit | 0 | 0 | 0 | 0 | 0 | 0
FixedInterchange | 0 | 0 | 0 | 0 | 0 | 0
Emission Cost by Reporting Type: HQ_NY
ReportingType | 2015 | 2020 | 2025 | 2030 | 2035 | 2040
BM | 0 | 0 | 0 | 0 | 0 | 0
CC | 0 | 0 | 0 | 0 | 0 | 0
CSP | 0 | 0 | 0 | 0 | 0 | 0
CT | 0 | 0 | 0 | 0 | 0 | 0
Coal | 0 | 0 | 0 | 0 | 0 | 0
Geo | 0 | 0 | 0 | 0 | 0 | 0
H | 0 | 0 | 0 | 0 | 0 | 0
LFG | 0 | 0 | 0 | 0 | 0 | 0
Nuc | 0 | 0 | 0 | 0 | 0 | 0
PS | 0 | 0 | 0 | 0 | 0 | 0
PV | 0 | 0 | 0 | 0 | 0 | 0
PeakG | 0 | 0 | 0 | 0 | 0 | 0
PeakO | 0 | 0 | 0 | 0 | 0 | 0
ST | 0 | 0 | 0 | 0 | 0 | 0
STOG | 0 | 0 | 0 | 0 | 0 | 0
STWD | 0 | 0 | 0 | 0 | 0 | 0
WT | 0 | 0 | 0 | 0 | 0 | 0
IGCC | 0 | 0 | 0 | 0 | 0 | 0
DemandResponse | 0 | 0 | 0 | 0 | 0 | 0
IGCC-CCS | 0 | 0 | 0 | 0 | 0 | 0
WT_off | 0 | 0 | 0 | 0 | 0 | 0
PseudoUnit | 0 | 0 | 0 | 0 | 0 | 0
FixedInterchange | 0 | 0 | 0 | 0 | 0 | 0
Emission Cost by Reporting Type: MARITIMES
ReportingType | 2015 | 2020 | 2025 | 2030 | 2035 | 2040
BM | 0 | 0 | 0 | 0 | 0 | 0
CC | 0 | 0 | 0 | 0 | 0 | 0
CSP | 0 | 0 | 0 | 0 | 0 | 0
CT | 0 | 0 | 0 | 0 | 0 | 0
Coal | 0 | 0 | 0 | 0 | 0 | 0
Geo | 0 | 0 | 0 | 0 | 0 | 0
H | 0 | 0 | 0 | 0 | 0 | 0
LFG | 0 | 0 | 0 | 0 | 0 | 0
Nuc | 0 | 0 | 0 | 0 | 0 | 0
PS | 0 | 0 | 0 | 0 | 0 | 0
PV | 0 | 0 | 0 | 0 | 0 | 0
PeakG | 0 | 0 | 0 | 0 | 0 | 0
PeakO | 0 | 0 | 0 | 0 | 0 | 0
ST | 0 | 0 | 0 | 0 | 0 | 0
STOG | 0 | 0 | 0 | 0 | 0 | 0
STWD | 0 | 0 | 0 | 0 | 0 | 0
WT | 0 | 0 | 0 | 0 | 0 | 0
IGCC | 0 | 0 | 0 | 0 | 0 | 0
DemandResponse | 0 | 0 | 0 | 0 | 0 | 0
IGCC-CCS | 0 | 0 | 0 | 0 | 0 | 0
WT_off | 0 | 0 | 0 | 0 | 0 | 0
PseudoUnit | 0 | 0 | 0 | 0 | 0 | 0
FixedInterchange | 0 | 0 | 0 | 0 | 0 | 0
Emission Cost by Reporting Type: All
ReportingType | 2015 | 2020 | 2025 | 2030 | 2035 | 2040
BM | 0 | 0 | 0 | 0 | 0 | 0
CC | 0 | 0 | 0 | 0 | 0 | 0
CSP | 0 | 0 | 0 | 0 | 0 | 0
CT | 0 | 0 | 0 | 0 | 0 | 0
Coal | 645.92 | 0 | 0 | 0 | 0 | 0
Geo | 0 | 0 | 0 | 0 | 0 | 0
H | 0 | 0 | 0 | 0 | 0 | 0
LFG | 0 | 0 | 0 | 0 | 0 | 0
Nuc | 0 | 0 | 0 | 0 | 0 | 0
PS | 0 | 0 | 0 | 0 | 0 | 0
PV | 0 | 0 | 0 | 0 | 0 | 0
PeakG | 0 | 0 | 0 | 0 | 0 | 0
PeakO | 0 | 0 | 0 | 0 | 0 | 0
ST | 0 | 0 | 0 | 0 | 0 | 0
STOG | 0 | 0 | 0 | 0 | 0 | 0
STWD | 0 | 0 | 0 | 0 | 0 | 0
WT | 0 | 0 | 0 | 0 | 0 | 0
IGCC | 0.29 | 0 | 0 | 0 | 0 | 0
DemandResponse | 0 | 0 | 0 | 0 | 0 | 0
IGCC-CCS | 0 | 0 | 0 | 0 | 0 | 0
WT_off | 0 | 0 | 0 | 0 | 0 | 0
PseudoUnit | 0 | 0 | 0 | 0 | 0 | 0
FixedInterchange | 0 | 0 | 0 | 0 | 0 | 0
Emission Cost by Reporting Type: EI_US
ReportingType | 2015 | 2020 | 2025 | 2030 | 2035 | 2040
BM | 0 | 0 | 0 | 0 | 0 | 0
CC | 0 | 0 | 0 | 0 | 0 | 0
CSP | 0 | 0 | 0 | 0 | 0 | 0
CT | 0 | 0 | 0 | 0 | 0 | 0
Coal | 608.14 | 0 | 0 | 0 | 0 | 0
Geo | 0 | 0 | 0 | 0 | 0 | 0
H | 0 | 0 | 0 | 0 | 0 | 0
LFG | 0 | 0 | 0 | 0 | 0 | 0
Nuc | 0 | 0 | 0 | 0 | 0 | 0
PS | 0 | 0 | 0 | 0 | 0 | 0
PV | 0 | 0 | 0 | 0 | 0 | 0
PeakG | 0 | 0 | 0 | 0 | 0 | 0
PeakO | 0 | 0 | 0 | 0 | 0 | 0
ST | 0 | 0 | 0 | 0 | 0 | 0
STOG | 0 | 0 | 0 | 0 | 0 | 0
STWD | 0 | 0 | 0 | 0 | 0 | 0
WT | 0 | 0 | 0 | 0 | 0 | 0
IGCC | 0.29 | 0 | 0 | 0 | 0 | 0
DemandResponse | 0 | 0 | 0 | 0 | 0 | 0
IGCC-CCS | 0 | 0 | 0 | 0 | 0 | 0
WT_off | 0 | 0 | 0 | 0 | 0 | 0
PseudoUnit | 0 | 0 | 0 | 0 | 0 | 0
FixedInterchange | 0 | 0 | 0 | 0 | 0 | 0
Emission Cost by Reporting Type: EI_Canada
ReportingType | 2015 | 2020 | 2025 | 2030 | 2035 | 2040
BM | 0 | 0 | 0 | 0 | 0 | 0
CC | 0 | 0 | 0 | 0 | 0 | 0
CSP | 0 | 0 | 0 | 0 | 0 | 0
CT | 0 | 0 | 0 | 0 | 0 | 0
Coal | 0 | 0 | 0 | 0 | 0 | 0
Geo | 0 | 0 | 0 | 0 | 0 | 0
H | 0 | 0 | 0 | 0 | 0 | 0
LFG | 0 | 0 | 0 | 0 | 0 | 0
Nuc | 0 | 0 | 0 | 0 | 0 | 0
PS | 0 | 0 | 0 | 0 | 0 | 0
PV | 0 | 0 | 0 | 0 | 0 | 0
PeakG | 0 | 0 | 0 | 0 | 0 | 0
PeakO | 0 | 0 | 0 | 0 | 0 | 0
ST | 0 | 0 | 0 | 0 | 0 | 0
STOG | 0 | 0 | 0 | 0 | 0 | 0
STWD | 0 | 0 | 0 | 0 | 0 | 0
WT | 0 | 0 | 0 | 0 | 0 | 0
IGCC | 0 | 0 | 0 | 0 | 0 | 0
DemandResponse | 0 | 0 | 0 | 0 | 0 | 0
IGCC-CCS | 0 | 0 | 0 | 0 | 0 | 0
WT_off | 0 | 0 | 0 | 0 | 0 | 0
PseudoUnit | 0 | 0 | 0 | 0 | 0 | 0
FixedInterchange | 0 | 0 | 0 | 0 | 0 | 0
Emission Cost by Reporting Type: EI
ReportingType | 2015 | 2020 | 2025 | 2030 | 2035 | 2040
BM | 0 | 0 | 0 | 0 | 0 | 0
CC | 0 | 0 | 0 | 0 | 0 | 0
CSP | 0 | 0 | 0 | 0 | 0 | 0
CT | 0 | 0 | 0 | 0 | 0 | 0
Coal | 608.14 | 0 | 0 | 0 | 0 | 0
Geo | 0 | 0 | 0 | 0 | 0 | 0
H | 0 | 0 | 0 | 0 | 0 | 0
LFG | 0 | 0 | 0 | 0 | 0 | 0
Nuc | 0 | 0 | 0 | 0 | 0 | 0
PS | 0 | 0 | 0 | 0 | 0 | 0
PV | 0 | 0 | 0 | 0 | 0 | 0
PeakG | 0 | 0 | 0 | 0 | 0 | 0
PeakO | 0 | 0 | 0 | 0 | 0 | 0
ST | 0 | 0 | 0 | 0 | 0 | 0
STOG | 0 | 0 | 0 | 0 | 0 | 0
STWD | 0 | 0 | 0 | 0 | 0 | 0
WT | 0 | 0 | 0 | 0 | 0 | 0
IGCC | 0.29 | 0 | 0 | 0 | 0 | 0
DemandResponse | 0 | 0 | 0 | 0 | 0 | 0
IGCC-CCS | 0 | 0 | 0 | 0 | 0 | 0
WT_off | 0 | 0 | 0 | 0 | 0 | 0
PseudoUnit | 0 | 0 | 0 | 0 | 0 | 0
FixedInterchange | 0 | 0 | 0 | 0 | 0 | 0
Emission Cost by Reporting Type: Outside_EI
ReportingType | 2015 | 2020 | 2025 | 2030 | 2035 | 2040
BM | 0 | 0 | 0 | 0 | 0 | 0
CC | 0 | 0 | 0 | 0 | 0 | 0
CSP | 0 | 0 | 0 | 0 | 0 | 0
CT | 0 | 0 | 0 | 0 | 0 | 0
Coal | 37.78 | 0 | 0 | 0 | 0 | 0
Geo | 0 | 0 | 0 | 0 | 0 | 0
H | 0 | 0 | 0 | 0 | 0 | 0
LFG | 0 | 0 | 0 | 0 | 0 | 0
Nuc | 0 | 0 | 0 | 0 | 0 | 0
PS | 0 | 0 | 0 | 0 | 0 | 0
PV | 0 | 0 | 0 | 0 | 0 | 0
PeakG | 0 | 0 | 0 | 0 | 0 | 0
PeakO | 0 | 0 | 0 | 0 | 0 | 0
ST | 0 | 0 | 0 | 0 | 0 | 0
STOG | 0 | 0 | 0 | 0 | 0 | 0
STWD | 0 | 0 | 0 | 0 | 0 | 0
WT | 0 | 0 | 0 | 0 | 0 | 0
IGCC | 0 | 0 | 0 | 0 | 0 | 0
DemandResponse | 0 | 0 | 0 | 0 | 0 | 0
IGCC-CCS | 0 | 0 | 0 | 0 | 0 | 0
WT_off | 0 | 0 | 0 | 0 | 0 | 0
PseudoUnit | 0 | 0 | 0 | 0 | 0 | 0
FixedInterchange | 0 | 0 | 0 | 0 | 0 | 0
==== Emission Program: CAIRNoxSeasonal : (NOx) ====
Emission Cost by Reporting Type: Entergy
ReportingType | 2015 | 2020 | 2025 | 2030 | 2035 | 2040
BM | 0 | 0 | 0 | 0 | 0 | 0
CC | 0 | 0 | 0 | 0 | 0 | 0
CSP | 0 | 0 | 0 | 0 | 0 | 0
CT | 0 | 0 | 0 | 0 | 0 | 0
Coal | 0 | 0 | 0 | 0 | 0 | 0
Geo | 0 | 0 | 0 | 0 | 0 | 0
H | 0 | 0 | 0 | 0 | 0 | 0
LFG | 0 | 0 | 0 | 0 | 0 | 0
Nuc | 0 | 0 | 0 | 0 | 0 | 0
PS | 0 | 0 | 0 | 0 | 0 | 0
PV | 0 | 0 | 0 | 0 | 0 | 0
PeakG | 0 | 0 | 0 | 0 | 0 | 0
PeakO | 0 | 0 | 0 | 0 | 0 | 0
ST | 0 | 0 | 0 | 0 | 0 | 0
STOG | 0 | 0 | 0 | 0 | 0 | 0
STWD | 0 | 0 | 0 | 0 | 0 | 0
WT | 0 | 0 | 0 | 0 | 0 | 0
IGCC | 0 | 0 | 0 | 0 | 0 | 0
DemandResponse | 0 | 0 | 0 | 0 | 0 | 0
IGCC-CCS | 0 | 0 | 0 | 0 | 0 | 0
WT_off | 0 | 0 | 0 | 0 | 0 | 0
PseudoUnit | 0 | 0 | 0 | 0 | 0 | 0
FixedInterchange | 0 | 0 | 0 | 0 | 0 | 0
Emission Cost by Reporting Type: FRCC
ReportingType | 2015 | 2020 | 2025 | 2030 | 2035 | 2040
BM | 0 | 0 | 0 | 0 | 0 | 0
CC | 0 | 0 | 0 | 0 | 0 | 0
CSP | 0 | 0 | 0 | 0 | 0 | 0
CT | 0 | 0 | 0 | 0 | 0 | 0
Coal | 0 | 0 | 0 | 0 | 0 | 0
Geo | 0 | 0 | 0 | 0 | 0 | 0
H | 0 | 0 | 0 | 0 | 0 | 0
LFG | 0 | 0 | 0 | 0 | 0 | 0
Nuc | 0 | 0 | 0 | 0 | 0 | 0
PS | 0 | 0 | 0 | 0 | 0 | 0
PV | 0 | 0 | 0 | 0 | 0 | 0
PeakG | 0 | 0 | 0 | 0 | 0 | 0
PeakO | 0 | 0 | 0 | 0 | 0 | 0
ST | 0 | 0 | 0 | 0 | 0 | 0
STOG | 0 | 0 | 0 | 0 | 0 | 0
STWD | 0 | 0 | 0 | 0 | 0 | 0
WT | 0 | 0 | 0 | 0 | 0 | 0
IGCC | 0 | 0 | 0 | 0 | 0 | 0
DemandResponse | 0 | 0 | 0 | 0 | 0 | 0
IGCC-CCS | 0 | 0 | 0 | 0 | 0 | 0
WT_off | 0 | 0 | 0 | 0 | 0 | 0
PseudoUnit | 0 | 0 | 0 | 0 | 0 | 0
FixedInterchange | 0 | 0 | 0 | 0 | 0 | 0
Emission Cost by Reporting Type: MAPP_US
ReportingType | 2015 | 2020 | 2025 | 2030 | 2035 | 2040
BM | 0 | 0 | 0 | 0 | 0 | 0
CC | 0 | 0 | 0 | 0 | 0 | 0
CSP | 0 | 0 | 0 | 0 | 0 | 0
CT | 0 | 0 | 0 | 0 | 0 | 0
Coal | 0 | 0 | 0 | 0 | 0 | 0
Geo | 0 | 0 | 0 | 0 | 0 | 0
H | 0 | 0 | 0 | 0 | 0 | 0
LFG | 0 | 0 | 0 | 0 | 0 | 0
Nuc | 0 | 0 | 0 | 0 | 0 | 0
PS | 0 | 0 | 0 | 0 | 0 | 0
PV | 0 | 0 | 0 | 0 | 0 | 0
PeakG | 0 | 0 | 0 | 0 | 0 | 0
PeakO | 0 | 0 | 0 | 0 | 0 | 0
ST | 0 | 0 | 0 | 0 | 0 | 0
STOG | 0 | 0 | 0 | 0 | 0 | 0
STWD | 0 | 0 | 0 | 0 | 0 | 0
WT | 0 | 0 | 0 | 0 | 0 | 0
IGCC | 0 | 0 | 0 | 0 | 0 | 0
DemandResponse | 0 | 0 | 0 | 0 | 0 | 0
IGCC-CCS | 0 | 0 | 0 | 0 | 0 | 0
WT_off | 0 | 0 | 0 | 0 | 0 | 0
PseudoUnit | 0 | 0 | 0 | 0 | 0 | 0
FixedInterchange | 0 | 0 | 0 | 0 | 0 | 0
Emission Cost by Reporting Type: MISO_IN
ReportingType | 2015 | 2020 | 2025 | 2030 | 2035 | 2040
BM | 0 | 0 | 0 | 0 | 0 | 0
CC | 0 | 0 | 0 | 0 | 0 | 0
CSP | 0 | 0 | 0 | 0 | 0 | 0
CT | 0 | 0 | 0 | 0 | 0 | 0
Coal | 0 | 0 | 0 | 0 | 0 | 0
Geo | 0 | 0 | 0 | 0 | 0 | 0
H | 0 | 0 | 0 | 0 | 0 | 0
LFG | 0 | 0 | 0 | 0 | 0 | 0
Nuc | 0 | 0 | 0 | 0 | 0 | 0
PS | 0 | 0 | 0 | 0 | 0 | 0
PV | 0 | 0 | 0 | 0 | 0 | 0
PeakG | 0 | 0 | 0 | 0 | 0 | 0
PeakO | 0 | 0 | 0 | 0 | 0 | 0
ST | 0 | 0 | 0 | 0 | 0 | 0
STOG | 0 | 0 | 0 | 0 | 0 | 0
STWD | 0 | 0 | 0 | 0 | 0 | 0
WT | 0 | 0 | 0 | 0 | 0 | 0
IGCC | 0 | 0 | 0 | 0 | 0 | 0
DemandResponse | 0 | 0 | 0 | 0 | 0 | 0
IGCC-CCS | 0 | 0 | 0 | 0 | 0 | 0
WT_off | 0 | 0 | 0 | 0 | 0 | 0
PseudoUnit | 0 | 0 | 0 | 0 | 0 | 0
FixedInterchange | 0 | 0 | 0 | 0 | 0 | 0
Emission Cost by Reporting Type: MISO_MI
ReportingType | 2015 | 2020 | 2025 | 2030 | 2035 | 2040
BM | 0 | 0 | 0 | 0 | 0 | 0
CC | 0 | 0 | 0 | 0 | 0 | 0
CSP | 0 | 0 | 0 | 0 | 0 | 0
CT | 0 | 0 | 0 | 0 | 0 | 0
Coal | 0 | 0 | 0 | 0 | 0 | 0
Geo | 0 | 0 | 0 | 0 | 0 | 0
H | 0 | 0 | 0 | 0 | 0 | 0
LFG | 0 | 0 | 0 | 0 | 0 | 0
Nuc | 0 | 0 | 0 | 0 | 0 | 0
PS | 0 | 0 | 0 | 0 | 0 | 0
PV | 0 | 0 | 0 | 0 | 0 | 0
PeakG | 0 | 0 | 0 | 0 | 0 | 0
PeakO | 0 | 0 | 0 | 0 | 0 | 0
ST | 0 | 0 | 0 | 0 | 0 | 0
STOG | 0 | 0 | 0 | 0 | 0 | 0
STWD | 0 | 0 | 0 | 0 | 0 | 0
WT | 0 | 0 | 0 | 0 | 0 | 0
IGCC | 0 | 0 | 0 | 0 | 0 | 0
DemandResponse | 0 | 0 | 0 | 0 | 0 | 0
IGCC-CCS | 0 | 0 | 0 | 0 | 0 | 0
WT_off | 0 | 0 | 0 | 0 | 0 | 0
PseudoUnit | 0 | 0 | 0 | 0 | 0 | 0
FixedInterchange | 0 | 0 | 0 | 0 | 0 | 0
Emission Cost by Reporting Type: MISO_MO-IL
ReportingType | 2015 | 2020 | 2025 | 2030 | 2035 | 2040
BM | 0 | 0 | 0 | 0 | 0 | 0
CC | 0 | 0 | 0 | 0 | 0 | 0
CSP | 0 | 0 | 0 | 0 | 0 | 0
CT | 0 | 0 | 0 | 0 | 0 | 0
Coal | 0 | 0 | 0 | 0 | 0 | 0
Geo | 0 | 0 | 0 | 0 | 0 | 0
H | 0 | 0 | 0 | 0 | 0 | 0
LFG | 0 | 0 | 0 | 0 | 0 | 0
Nuc | 0 | 0 | 0 | 0 | 0 | 0
PS | 0 | 0 | 0 | 0 | 0 | 0
PV | 0 | 0 | 0 | 0 | 0 | 0
PeakG | 0 | 0 | 0 | 0 | 0 | 0
PeakO | 0 | 0 | 0 | 0 | 0 | 0
ST | 0 | 0 | 0 | 0 | 0 | 0
STOG | 0 | 0 | 0 | 0 | 0 | 0
STWD | 0 | 0 | 0 | 0 | 0 | 0
WT | 0 | 0 | 0 | 0 | 0 | 0
IGCC | 0 | 0 | 0 | 0 | 0 | 0
DemandResponse | 0 | 0 | 0 | 0 | 0 | 0
IGCC-CCS | 0 | 0 | 0 | 0 | 0 | 0
WT_off | 0 | 0 | 0 | 0 | 0 | 0
PseudoUnit | 0 | 0 | 0 | 0 | 0 | 0
FixedInterchange | 0 | 0 | 0 | 0 | 0 | 0
Emission Cost by Reporting Type: MISO_W
ReportingType | 2015 | 2020 | 2025 | 2030 | 2035 | 2040
BM | 0 | 0 | 0 | 0 | 0 | 0
CC | 0 | 0 | 0 | 0 | 0 | 0
CSP | 0 | 0 | 0 | 0 | 0 | 0
CT | 0 | 0 | 0 | 0 | 0 | 0
Coal | 0 | 0 | 0 | 0 | 0 | 0
Geo | 0 | 0 | 0 | 0 | 0 | 0
H | 0 | 0 | 0 | 0 | 0 | 0
LFG | 0 | 0 | 0 | 0 | 0 | 0
Nuc | 0 | 0 | 0 | 0 | 0 | 0
PS | 0 | 0 | 0 | 0 | 0 | 0
PV | 0 | 0 | 0 | 0 | 0 | 0
PeakG | 0 | 0 | 0 | 0 | 0 | 0
PeakO | 0 | 0 | 0 | 0 | 0 | 0
ST | 0 | 0 | 0 | 0 | 0 | 0
STOG | 0 | 0 | 0 | 0 | 0 | 0
STWD | 0 | 0 | 0 | 0 | 0 | 0
WT | 0 | 0 | 0 | 0 | 0 | 0
IGCC | 0 | 0 | 0 | 0 | 0 | 0
DemandResponse | 0 | 0 | 0 | 0 | 0 | 0
IGCC-CCS | 0 | 0 | 0 | 0 | 0 | 0
WT_off | 0 | 0 | 0 | 0 | 0 | 0
PseudoUnit | 0 | 0 | 0 | 0 | 0 | 0
FixedInterchange | 0 | 0 | 0 | 0 | 0 | 0
Emission Cost by Reporting Type: MISO_WUMS
ReportingType | 2015 | 2020 | 2025 | 2030 | 2035 | 2040
BM | 0 | 0 | 0 | 0 | 0 | 0
CC | 0 | 0 | 0 | 0 | 0 | 0
CSP | 0 | 0 | 0 | 0 | 0 | 0
CT | 0 | 0 | 0 | 0 | 0 | 0
Coal | 0 | 0 | 0 | 0 | 0 | 0
Geo | 0 | 0 | 0 | 0 | 0 | 0
H | 0 | 0 | 0 | 0 | 0 | 0
LFG | 0 | 0 | 0 | 0 | 0 | 0
Nuc | 0 | 0 | 0 | 0 | 0 | 0
PS | 0 | 0 | 0 | 0 | 0 | 0
PV | 0 | 0 | 0 | 0 | 0 | 0
PeakG | 0 | 0 | 0 | 0 | 0 | 0
PeakO | 0 | 0 | 0 | 0 | 0 | 0
ST | 0 | 0 | 0 | 0 | 0 | 0
STOG | 0 | 0 | 0 | 0 | 0 | 0
STWD | 0 | 0 | 0 | 0 | 0 | 0
WT | 0 | 0 | 0 | 0 | 0 | 0
IGCC | 0 | 0 | 0 | 0 | 0 | 0
DemandResponse | 0 | 0 | 0 | 0 | 0 | 0
IGCC-CCS | 0 | 0 | 0 | 0 | 0 | 0
WT_off | 0 | 0 | 0 | 0 | 0 | 0
PseudoUnit | 0 | 0 | 0 | 0 | 0 | 0
FixedInterchange | 0 | 0 | 0 | 0 | 0 | 0
Emission Cost by Reporting Type: Nebraska
ReportingType | 2015 | 2020 | 2025 | 2030 | 2035 | 2040
BM | 0 | 0 | 0 | 0 | 0 | 0
CC | 0 | 0 | 0 | 0 | 0 | 0
CSP | 0 | 0 | 0 | 0 | 0 | 0
CT | 0 | 0 | 0 | 0 | 0 | 0
Coal | 0 | 0 | 0 | 0 | 0 | 0
Geo | 0 | 0 | 0 | 0 | 0 | 0
H | 0 | 0 | 0 | 0 | 0 | 0
LFG | 0 | 0 | 0 | 0 | 0 | 0
Nuc | 0 | 0 | 0 | 0 | 0 | 0
PS | 0 | 0 | 0 | 0 | 0 | 0
PV | 0 | 0 | 0 | 0 | 0 | 0
PeakG | 0 | 0 | 0 | 0 | 0 | 0
PeakO | 0 | 0 | 0 | 0 | 0 | 0
ST | 0 | 0 | 0 | 0 | 0 | 0
STOG | 0 | 0 | 0 | 0 | 0 | 0
STWD | 0 | 0 | 0 | 0 | 0 | 0
WT | 0 | 0 | 0 | 0 | 0 | 0
IGCC | 0 | 0 | 0 | 0 | 0 | 0
DemandResponse | 0 | 0 | 0 | 0 | 0 | 0
IGCC-CCS | 0 | 0 | 0 | 0 | 0 | 0
WT_off | 0 | 0 | 0 | 0 | 0 | 0
PseudoUnit | 0 | 0 | 0 | 0 | 0 | 0
FixedInterchange | 0 | 0 | 0 | 0 | 0 | 0
Emission Cost by Reporting Type: NEISO
ReportingType | 2015 | 2020 | 2025 | 2030 | 2035 | 2040
BM | 0 | 0 | 0 | 0 | 0 | 0
CC | 0 | 0 | 0 | 0 | 0 | 0
CSP | 0 | 0 | 0 | 0 | 0 | 0
CT | 0 | 0 | 0 | 0 | 0 | 0
Coal | 0 | 0 | 0 | 0 | 0 | 0
Geo | 0 | 0 | 0 | 0 | 0 | 0
H | 0 | 0 | 0 | 0 | 0 | 0
LFG | 0 | 0 | 0 | 0 | 0 | 0
Nuc | 0 | 0 | 0 | 0 | 0 | 0
PS | 0 | 0 | 0 | 0 | 0 | 0
PV | 0 | 0 | 0 | 0 | 0 | 0
PeakG | 0 | 0 | 0 | 0 | 0 | 0
PeakO | 0 | 0 | 0 | 0 | 0 | 0
ST | 0 | 0 | 0 | 0 | 0 | 0
STOG | 0 | 0 | 0 | 0 | 0 | 0
STWD | 0 | 0 | 0 | 0 | 0 | 0
WT | 0 | 0 | 0 | 0 | 0 | 0
IGCC | 0 | 0 | 0 | 0 | 0 | 0
DemandResponse | 0 | 0 | 0 | 0 | 0 | 0
IGCC-CCS | 0 | 0 | 0 | 0 | 0 | 0
WT_off | 0 | 0 | 0 | 0 | 0 | 0
PseudoUnit | 0 | 0 | 0 | 0 | 0 | 0
FixedInterchange | 0 | 0 | 0 | 0 | 0 | 0
Emission Cost by Reporting Type: NonRTO_Midwest
ReportingType | 2015 | 2020 | 2025 | 2030 | 2035 | 2040
BM | 0 | 0 | 0 | 0 | 0 | 0
CC | 0 | 0 | 0 | 0 | 0 | 0
CSP | 0 | 0 | 0 | 0 | 0 | 0
CT | 0 | 0 | 0 | 0 | 0 | 0
Coal | 0 | 0 | 0 | 0 | 0 | 0
Geo | 0 | 0 | 0 | 0 | 0 | 0
H | 0 | 0 | 0 | 0 | 0 | 0
LFG | 0 | 0 | 0 | 0 | 0 | 0
Nuc | 0 | 0 | 0 | 0 | 0 | 0
PS | 0 | 0 | 0 | 0 | 0 | 0
PV | 0 | 0 | 0 | 0 | 0 | 0
PeakG | 0 | 0 | 0 | 0 | 0 | 0
PeakO | 0 | 0 | 0 | 0 | 0 | 0
ST | 0 | 0 | 0 | 0 | 0 | 0
STOG | 0 | 0 | 0 | 0 | 0 | 0
STWD | 0 | 0 | 0 | 0 | 0 | 0
WT | 0 | 0 | 0 | 0 | 0 | 0
IGCC | 0 | 0 | 0 | 0 | 0 | 0
DemandResponse | 0 | 0 | 0 | 0 | 0 | 0
IGCC-CCS | 0 | 0 | 0 | 0 | 0 | 0
WT_off | 0 | 0 | 0 | 0 | 0 | 0
PseudoUnit | 0 | 0 | 0 | 0 | 0 | 0
FixedInterchange | 0 | 0 | 0 | 0 | 0 | 0
Emission Cost by Reporting Type: NYISO_A-F
ReportingType | 2015 | 2020 | 2025 | 2030 | 2035 | 2040
BM | 0 | 0 | 0 | 0 | 0 | 0
CC | 0 | 0 | 0 | 0 | 0 | 0
CSP | 0 | 0 | 0 | 0 | 0 | 0
CT | 0 | 0 | 0 | 0 | 0 | 0
Coal | 0 | 0 | 0 | 0 | 0 | 0
Geo | 0 | 0 | 0 | 0 | 0 | 0
H | 0 | 0 | 0 | 0 | 0 | 0
LFG | 0 | 0 | 0 | 0 | 0 | 0
Nuc | 0 | 0 | 0 | 0 | 0 | 0
PS | 0 | 0 | 0 | 0 | 0 | 0
PV | 0 | 0 | 0 | 0 | 0 | 0
PeakG | 0 | 0 | 0 | 0 | 0 | 0
PeakO | 0 | 0 | 0 | 0 | 0 | 0
ST | 0 | 0 | 0 | 0 | 0 | 0
STOG | 0 | 0 | 0 | 0 | 0 | 0
STWD | 0 | 0 | 0 | 0 | 0 | 0
WT | 0 | 0 | 0 | 0 | 0 | 0
IGCC | 0 | 0 | 0 | 0 | 0 | 0
DemandResponse | 0 | 0 | 0 | 0 | 0 | 0
IGCC-CCS | 0 | 0 | 0 | 0 | 0 | 0
WT_off | 0 | 0 | 0 | 0 | 0 | 0
PseudoUnit | 0 | 0 | 0 | 0 | 0 | 0
FixedInterchange | 0 | 0 | 0 | 0 | 0 | 0
Emission Cost by Reporting Type: NYISO_G-I
ReportingType | 2015 | 2020 | 2025 | 2030 | 2035 | 2040
BM | 0 | 0 | 0 | 0 | 0 | 0
CC | 0 | 0 | 0 | 0 | 0 | 0
CSP | 0 | 0 | 0 | 0 | 0 | 0
CT | 0 | 0 | 0 | 0 | 0 | 0
Coal | 0 | 0 | 0 | 0 | 0 | 0
Geo | 0 | 0 | 0 | 0 | 0 | 0
H | 0 | 0 | 0 | 0 | 0 | 0
LFG | 0 | 0 | 0 | 0 | 0 | 0
Nuc | 0 | 0 | 0 | 0 | 0 | 0
PS | 0 | 0 | 0 | 0 | 0 | 0
PV | 0 | 0 | 0 | 0 | 0 | 0
PeakG | 0 | 0 | 0 | 0 | 0 | 0
PeakO | 0 | 0 | 0 | 0 | 0 | 0
ST | 0 | 0 | 0 | 0 | 0 | 0
STOG | 0 | 0 | 0 | 0 | 0 | 0
STWD | 0 | 0 | 0 | 0 | 0 | 0
WT | 0 | 0 | 0 | 0 | 0 | 0
IGCC | 0 | 0 | 0 | 0 | 0 | 0
DemandResponse | 0 | 0 | 0 | 0 | 0 | 0
IGCC-CCS | 0 | 0 | 0 | 0 | 0 | 0
WT_off | 0 | 0 | 0 | 0 | 0 | 0
PseudoUnit | 0 | 0 | 0 | 0 | 0 | 0
FixedInterchange | 0 | 0 | 0 | 0 | 0 | 0
Emission Cost by Reporting Type: NYISO_J-K
ReportingType | 2015 | 2020 | 2025 | 2030 | 2035 | 2040
BM | 0 | 0 | 0 | 0 | 0 | 0
CC | 0 | 0 | 0 | 0 | 0 | 0
CSP | 0 | 0 | 0 | 0 | 0 | 0
CT | 0 | 0 | 0 | 0 | 0 | 0
Coal | 0 | 0 | 0 | 0 | 0 | 0
Geo | 0 | 0 | 0 | 0 | 0 | 0
H | 0 | 0 | 0 | 0 | 0 | 0
LFG | 0 | 0 | 0 | 0 | 0 | 0
Nuc | 0 | 0 | 0 | 0 | 0 | 0
PS | 0 | 0 | 0 | 0 | 0 | 0
PV | 0 | 0 | 0 | 0 | 0 | 0
PeakG | 0 | 0 | 0 | 0 | 0 | 0
PeakO | 0 | 0 | 0 | 0 | 0 | 0
ST | 0 | 0 | 0 | 0 | 0 | 0
STOG | 0 | 0 | 0 | 0 | 0 | 0
STWD | 0 | 0 | 0 | 0 | 0 | 0
WT | 0 | 0 | 0 | 0 | 0 | 0
IGCC | 0 | 0 | 0 | 0 | 0 | 0
DemandResponse | 0 | 0 | 0 | 0 | 0 | 0
IGCC-CCS | 0 | 0 | 0 | 0 | 0 | 0
WT_off | 0 | 0 | 0 | 0 | 0 | 0
PseudoUnit | 0 | 0 | 0 | 0 | 0 | 0
FixedInterchange | 0 | 0 | 0 | 0 | 0 | 0
Emission Cost by Reporting Type: PJM_E
ReportingType | 2015 | 2020 | 2025 | 2030 | 2035 | 2040
BM | 0 | 0 | 0 | 0 | 0 | 0
CC | 0 | 0 | 0 | 0 | 0 | 0
CSP | 0 | 0 | 0 | 0 | 0 | 0
CT | 0 | 0 | 0 | 0 | 0 | 0
Coal | 0 | 0 | 0 | 0 | 0 | 0
Geo | 0 | 0 | 0 | 0 | 0 | 0
H | 0 | 0 | 0 | 0 | 0 | 0
LFG | 0 | 0 | 0 | 0 | 0 | 0
Nuc | 0 | 0 | 0 | 0 | 0 | 0
PS | 0 | 0 | 0 | 0 | 0 | 0
PV | 0 | 0 | 0 | 0 | 0 | 0
PeakG | 0 | 0 | 0 | 0 | 0 | 0
PeakO | 0 | 0 | 0 | 0 | 0 | 0
ST | 0 | 0 | 0 | 0 | 0 | 0
STOG | 0 | 0 | 0 | 0 | 0 | 0
STWD | 0 | 0 | 0 | 0 | 0 | 0
WT | 0 | 0 | 0 | 0 | 0 | 0
IGCC | 0 | 0 | 0 | 0 | 0 | 0
DemandResponse | 0 | 0 | 0 | 0 | 0 | 0
IGCC-CCS | 0 | 0 | 0 | 0 | 0 | 0
WT_off | 0 | 0 | 0 | 0 | 0 | 0
PseudoUnit | 0 | 0 | 0 | 0 | 0 | 0
FixedInterchange | 0 | 0 | 0 | 0 | 0 | 0
Emission Cost by Reporting Type: PJM_ROM
ReportingType | 2015 | 2020 | 2025 | 2030 | 2035 | 2040
BM | 0 | 0 | 0 | 0 | 0 | 0
CC | 0 | 0 | 0 | 0 | 0 | 0
CSP | 0 | 0 | 0 | 0 | 0 | 0
CT | 0 | 0 | 0 | 0 | 0 | 0
Coal | 0 | 0 | 0 | 0 | 0 | 0
Geo | 0 | 0 | 0 | 0 | 0 | 0
H | 0 | 0 | 0 | 0 | 0 | 0
LFG | 0 | 0 | 0 | 0 | 0 | 0
Nuc | 0 | 0 | 0 | 0 | 0 | 0
PS | 0 | 0 | 0 | 0 | 0 | 0
PV | 0 | 0 | 0 | 0 | 0 | 0
PeakG | 0 | 0 | 0 | 0 | 0 | 0
PeakO | 0 | 0 | 0 | 0 | 0 | 0
ST | 0 | 0 | 0 | 0 | 0 | 0
STOG | 0 | 0 | 0 | 0 | 0 | 0
STWD | 0 | 0 | 0 | 0 | 0 | 0
WT | 0 | 0 | 0 | 0 | 0 | 0
IGCC | 0 | 0 | 0 | 0 | 0 | 0
DemandResponse | 0 | 0 | 0 | 0 | 0 | 0
IGCC-CCS | 0 | 0 | 0 | 0 | 0 | 0
WT_off | 0 | 0 | 0 | 0 | 0 | 0
PseudoUnit | 0 | 0 | 0 | 0 | 0 | 0
FixedInterchange | 0 | 0 | 0 | 0 | 0 | 0
Emission Cost by Reporting Type: PJM_ROR
ReportingType | 2015 | 2020 | 2025 | 2030 | 2035 | 2040
BM | 0 | 0 | 0 | 0 | 0 | 0
CC | 0 | 0 | 0 | 0 | 0 | 0
CSP | 0 | 0 | 0 | 0 | 0 | 0
CT | 0 | 0 | 0 | 0 | 0 | 0
Coal | 0 | 0 | 0 | 0 | 0 | 0
Geo | 0 | 0 | 0 | 0 | 0 | 0
H | 0 | 0 | 0 | 0 | 0 | 0
LFG | 0 | 0 | 0 | 0 | 0 | 0
Nuc | 0 | 0 | 0 | 0 | 0 | 0
PS | 0 | 0 | 0 | 0 | 0 | 0
PV | 0 | 0 | 0 | 0 | 0 | 0
PeakG | 0 | 0 | 0 | 0 | 0 | 0
PeakO | 0 | 0 | 0 | 0 | 0 | 0
ST | 0 | 0 | 0 | 0 | 0 | 0
STOG | 0 | 0 | 0 | 0 | 0 | 0
STWD | 0 | 0 | 0 | 0 | 0 | 0
WT | 0 | 0 | 0 | 0 | 0 | 0
IGCC | 0 | 0 | 0 | 0 | 0 | 0
DemandResponse | 0 | 0 | 0 | 0 | 0 | 0
IGCC-CCS | 0 | 0 | 0 | 0 | 0 | 0
WT_off | 0 | 0 | 0 | 0 | 0 | 0
PseudoUnit | 0 | 0 | 0 | 0 | 0 | 0
FixedInterchange | 0 | 0 | 0 | 0 | 0 | 0
Emission Cost by Reporting Type: SOCO
ReportingType | 2015 | 2020 | 2025 | 2030 | 2035 | 2040
BM | 0 | 0 | 0 | 0 | 0 | 0
CC | 0 | 0 | 0 | 0 | 0 | 0
CSP | 0 | 0 | 0 | 0 | 0 | 0
CT | 0 | 0 | 0 | 0 | 0 | 0
Coal | 0 | 0 | 0 | 0 | 0 | 0
Geo | 0 | 0 | 0 | 0 | 0 | 0
H | 0 | 0 | 0 | 0 | 0 | 0
LFG | 0 | 0 | 0 | 0 | 0 | 0
Nuc | 0 | 0 | 0 | 0 | 0 | 0
PS | 0 | 0 | 0 | 0 | 0 | 0
PV | 0 | 0 | 0 | 0 | 0 | 0
PeakG | 0 | 0 | 0 | 0 | 0 | 0
PeakO | 0 | 0 | 0 | 0 | 0 | 0
ST | 0 | 0 | 0 | 0 | 0 | 0
STOG | 0 | 0 | 0 | 0 | 0 | 0
STWD | 0 | 0 | 0 | 0 | 0 | 0
WT | 0 | 0 | 0 | 0 | 0 | 0
IGCC | 0 | 0 | 0 | 0 | 0 | 0
DemandResponse | 0 | 0 | 0 | 0 | 0 | 0
IGCC-CCS | 0 | 0 | 0 | 0 | 0 | 0
WT_off | 0 | 0 | 0 | 0 | 0 | 0
PseudoUnit | 0 | 0 | 0 | 0 | 0 | 0
FixedInterchange | 0 | 0 | 0 | 0 | 0 | 0
Emission Cost by Reporting Type: SPP_N
ReportingType | 2015 | 2020 | 2025 | 2030 | 2035 | 2040
BM | 0 | 0 | 0 | 0 | 0 | 0
CC | 0 | 0 | 0 | 0 | 0 | 0
CSP | 0 | 0 | 0 | 0 | 0 | 0
CT | 0 | 0 | 0 | 0 | 0 | 0
Coal | 0 | 0 | 0 | 0 | 0 | 0
Geo | 0 | 0 | 0 | 0 | 0 | 0
H | 0 | 0 | 0 | 0 | 0 | 0
LFG | 0 | 0 | 0 | 0 | 0 | 0
Nuc | 0 | 0 | 0 | 0 | 0 | 0
PS | 0 | 0 | 0 | 0 | 0 | 0
PV | 0 | 0 | 0 | 0 | 0 | 0
PeakG | 0 | 0 | 0 | 0 | 0 | 0
PeakO | 0 | 0 | 0 | 0 | 0 | 0
ST | 0 | 0 | 0 | 0 | 0 | 0
STOG | 0 | 0 | 0 | 0 | 0 | 0
STWD | 0 | 0 | 0 | 0 | 0 | 0
WT | 0 | 0 | 0 | 0 | 0 | 0
IGCC | 0 | 0 | 0 | 0 | 0 | 0
DemandResponse | 0 | 0 | 0 | 0 | 0 | 0
IGCC-CCS | 0 | 0 | 0 | 0 | 0 | 0
WT_off | 0 | 0 | 0 | 0 | 0 | 0
PseudoUnit | 0 | 0 | 0 | 0 | 0 | 0
FixedInterchange | 0 | 0 | 0 | 0 | 0 | 0
Emission Cost by Reporting Type: SPP_S
ReportingType | 2015 | 2020 | 2025 | 2030 | 2035 | 2040
BM | 0 | 0 | 0 | 0 | 0 | 0
CC | 0 | 0 | 0 | 0 | 0 | 0
CSP | 0 | 0 | 0 | 0 | 0 | 0
CT | 0 | 0 | 0 | 0 | 0 | 0
Coal | 0 | 0 | 0 | 0 | 0 | 0
Geo | 0 | 0 | 0 | 0 | 0 | 0
H | 0 | 0 | 0 | 0 | 0 | 0
LFG | 0 | 0 | 0 | 0 | 0 | 0
Nuc | 0 | 0 | 0 | 0 | 0 | 0
PS | 0 | 0 | 0 | 0 | 0 | 0
PV | 0 | 0 | 0 | 0 | 0 | 0
PeakG | 0 | 0 | 0 | 0 | 0 | 0
PeakO | 0 | 0 | 0 | 0 | 0 | 0
ST | 0 | 0 | 0 | 0 | 0 | 0
STOG | 0 | 0 | 0 | 0 | 0 | 0
STWD | 0 | 0 | 0 | 0 | 0 | 0
WT | 0 | 0 | 0 | 0 | 0 | 0
IGCC | 0 | 0 | 0 | 0 | 0 | 0
DemandResponse | 0 | 0 | 0 | 0 | 0 | 0
IGCC-CCS | 0 | 0 | 0 | 0 | 0 | 0
WT_off | 0 | 0 | 0 | 0 | 0 | 0
PseudoUnit | 0 | 0 | 0 | 0 | 0 | 0
FixedInterchange | 0 | 0 | 0 | 0 | 0 | 0
Emission Cost by Reporting Type: TVA
ReportingType | 2015 | 2020 | 2025 | 2030 | 2035 | 2040
BM | 0 | 0 | 0 | 0 | 0 | 0
CC | 0 | 0 | 0 | 0 | 0 | 0
CSP | 0 | 0 | 0 | 0 | 0 | 0
CT | 0 | 0 | 0 | 0 | 0 | 0
Coal | 0 | 0 | 0 | 0 | 0 | 0
Geo | 0 | 0 | 0 | 0 | 0 | 0
H | 0 | 0 | 0 | 0 | 0 | 0
LFG | 0 | 0 | 0 | 0 | 0 | 0
Nuc | 0 | 0 | 0 | 0 | 0 | 0
PS | 0 | 0 | 0 | 0 | 0 | 0
PV | 0 | 0 | 0 | 0 | 0 | 0
PeakG | 0 | 0 | 0 | 0 | 0 | 0
PeakO | 0 | 0 | 0 | 0 | 0 | 0
ST | 0 | 0 | 0 | 0 | 0 | 0
STOG | 0 | 0 | 0 | 0 | 0 | 0
STWD | 0 | 0 | 0 | 0 | 0 | 0
WT | 0 | 0 | 0 | 0 | 0 | 0
IGCC | 0 | 0 | 0 | 0 | 0 | 0
DemandResponse | 0 | 0 | 0 | 0 | 0 | 0
IGCC-CCS | 0 | 0 | 0 | 0 | 0 | 0
WT_off | 0 | 0 | 0 | 0 | 0 | 0
PseudoUnit | 0 | 0 | 0 | 0 | 0 | 0
FixedInterchange | 0 | 0 | 0 | 0 | 0 | 0
Emission Cost by Reporting Type: TVA_Transmission
ReportingType | 2015 | 2020 | 2025 | 2030 | 2035 | 2040
BM | 0 | 0 | 0 | 0 | 0 | 0
CC | 0 | 0 | 0 | 0 | 0 | 0
CSP | 0 | 0 | 0 | 0 | 0 | 0
CT | 0 | 0 | 0 | 0 | 0 | 0
Coal | 0 | 0 | 0 | 0 | 0 | 0
Geo | 0 | 0 | 0 | 0 | 0 | 0
H | 0 | 0 | 0 | 0 | 0 | 0
LFG | 0 | 0 | 0 | 0 | 0 | 0
Nuc | 0 | 0 | 0 | 0 | 0 | 0
PS | 0 | 0 | 0 | 0 | 0 | 0
PV | 0 | 0 | 0 | 0 | 0 | 0
PeakG | 0 | 0 | 0 | 0 | 0 | 0
PeakO | 0 | 0 | 0 | 0 | 0 | 0
ST | 0 | 0 | 0 | 0 | 0 | 0
STOG | 0 | 0 | 0 | 0 | 0 | 0
STWD | 0 | 0 | 0 | 0 | 0 | 0
WT | 0 | 0 | 0 | 0 | 0 | 0
IGCC | 0 | 0 | 0 | 0 | 0 | 0
DemandResponse | 0 | 0 | 0 | 0 | 0 | 0
IGCC-CCS | 0 | 0 | 0 | 0 | 0 | 0
WT_off | 0 | 0 | 0 | 0 | 0 | 0
PseudoUnit | 0 | 0 | 0 | 0 | 0 | 0
FixedInterchange | 0 | 0 | 0 | 0 | 0 | 0
Emission Cost by Reporting Type: VACAR
ReportingType | 2015 | 2020 | 2025 | 2030 | 2035 | 2040
BM | 0 | 0 | 0 | 0 | 0 | 0
CC | 0 | 0 | 0 | 0 | 0 | 0
CSP | 0 | 0 | 0 | 0 | 0 | 0
CT | 0 | 0 | 0 | 0 | 0 | 0
Coal | 0 | 0 | 0 | 0 | 0 | 0
Geo | 0 | 0 | 0 | 0 | 0 | 0
H | 0 | 0 | 0 | 0 | 0 | 0
LFG | 0 | 0 | 0 | 0 | 0 | 0
Nuc | 0 | 0 | 0 | 0 | 0 | 0
PS | 0 | 0 | 0 | 0 | 0 | 0
PV | 0 | 0 | 0 | 0 | 0 | 0
PeakG | 0 | 0 | 0 | 0 | 0 | 0
PeakO | 0 | 0 | 0 | 0 | 0 | 0
ST | 0 | 0 | 0 | 0 | 0 | 0
STOG | 0 | 0 | 0 | 0 | 0 | 0
STWD | 0 | 0 | 0 | 0 | 0 | 0
WT | 0 | 0 | 0 | 0 | 0 | 0
IGCC | 0 | 0 | 0 | 0 | 0 | 0
DemandResponse | 0 | 0 | 0 | 0 | 0 | 0
IGCC-CCS | 0 | 0 | 0 | 0 | 0 | 0
WT_off | 0 | 0 | 0 | 0 | 0 | 0
PseudoUnit | 0 | 0 | 0 | 0 | 0 | 0
FixedInterchange | 0 | 0 | 0 | 0 | 0 | 0
Emission Cost by Reporting Type: IESO
ReportingType | 2015 | 2020 | 2025 | 2030 | 2035 | 2040
BM | 0 | 0 | 0 | 0 | 0 | 0
CC | 0 | 0 | 0 | 0 | 0 | 0
CSP | 0 | 0 | 0 | 0 | 0 | 0
CT | 0 | 0 | 0 | 0 | 0 | 0
Coal | 0 | 0 | 0 | 0 | 0 | 0
Geo | 0 | 0 | 0 | 0 | 0 | 0
H | 0 | 0 | 0 | 0 | 0 | 0
LFG | 0 | 0 | 0 | 0 | 0 | 0
Nuc | 0 | 0 | 0 | 0 | 0 | 0
PS | 0 | 0 | 0 | 0 | 0 | 0
PV | 0 | 0 | 0 | 0 | 0 | 0
PeakG | 0 | 0 | 0 | 0 | 0 | 0
PeakO | 0 | 0 | 0 | 0 | 0 | 0
ST | 0 | 0 | 0 | 0 | 0 | 0
STOG | 0 | 0 | 0 | 0 | 0 | 0
STWD | 0 | 0 | 0 | 0 | 0 | 0
WT | 0 | 0 | 0 | 0 | 0 | 0
IGCC | 0 | 0 | 0 | 0 | 0 | 0
DemandResponse | 0 | 0 | 0 | 0 | 0 | 0
IGCC-CCS | 0 | 0 | 0 | 0 | 0 | 0
WT_off | 0 | 0 | 0 | 0 | 0 | 0
PseudoUnit | 0 | 0 | 0 | 0 | 0 | 0
FixedInterchange | 0 | 0 | 0 | 0 | 0 | 0
Emission Cost by Reporting Type: MAPP_CA
ReportingType | 2015 | 2020 | 2025 | 2030 | 2035 | 2040
BM | 0 | 0 | 0 | 0 | 0 | 0
CC | 0 | 0 | 0 | 0 | 0 | 0
CSP | 0 | 0 | 0 | 0 | 0 | 0
CT | 0 | 0 | 0 | 0 | 0 | 0
Coal | 0 | 0 | 0 | 0 | 0 | 0
Geo | 0 | 0 | 0 | 0 | 0 | 0
H | 0 | 0 | 0 | 0 | 0 | 0
LFG | 0 | 0 | 0 | 0 | 0 | 0
Nuc | 0 | 0 | 0 | 0 | 0 | 0
PS | 0 | 0 | 0 | 0 | 0 | 0
PV | 0 | 0 | 0 | 0 | 0 | 0
PeakG | 0 | 0 | 0 | 0 | 0 | 0
PeakO | 0 | 0 | 0 | 0 | 0 | 0
ST | 0 | 0 | 0 | 0 | 0 | 0
STOG | 0 | 0 | 0 | 0 | 0 | 0
STWD | 0 | 0 | 0 | 0 | 0 | 0
WT | 0 | 0 | 0 | 0 | 0 | 0
IGCC | 0 | 0 | 0 | 0 | 0 | 0
DemandResponse | 0 | 0 | 0 | 0 | 0 | 0
IGCC-CCS | 0 | 0 | 0 | 0 | 0 | 0
WT_off | 0 | 0 | 0 | 0 | 0 | 0
PseudoUnit | 0 | 0 | 0 | 0 | 0 | 0
FixedInterchange | 0 | 0 | 0 | 0 | 0 | 0
Emission Cost by Reporting Type: AZ_NM_SNV_Coal
ReportingType | 2015 | 2020 | 2025 | 2030 | 2035 | 2040
BM | 0 | 0 | 0 | 0 | 0 | 0
CC | 0 | 0 | 0 | 0 | 0 | 0
CSP | 0 | 0 | 0 | 0 | 0 | 0
CT | 0 | 0 | 0 | 0 | 0 | 0
Coal | 0 | 0 | 0 | 0 | 0 | 0
Geo | 0 | 0 | 0 | 0 | 0 | 0
H | 0 | 0 | 0 | 0 | 0 | 0
LFG | 0 | 0 | 0 | 0 | 0 | 0
Nuc | 0 | 0 | 0 | 0 | 0 | 0
PS | 0 | 0 | 0 | 0 | 0 | 0
PV | 0 | 0 | 0 | 0 | 0 | 0
PeakG | 0 | 0 | 0 | 0 | 0 | 0
PeakO | 0 | 0 | 0 | 0 | 0 | 0
ST | 0 | 0 | 0 | 0 | 0 | 0
STOG | 0 | 0 | 0 | 0 | 0 | 0
STWD | 0 | 0 | 0 | 0 | 0 | 0
WT | 0 | 0 | 0 | 0 | 0 | 0
IGCC | 0 | 0 | 0 | 0 | 0 | 0
DemandResponse | 0 | 0 | 0 | 0 | 0 | 0
IGCC-CCS | 0 | 0 | 0 | 0 | 0 | 0
WT_off | 0 | 0 | 0 | 0 | 0 | 0
PseudoUnit | 0 | 0 | 0 | 0 | 0 | 0
FixedInterchange | 0 | 0 | 0 | 0 | 0 | 0
Emission Cost by Reporting Type: AZ_NM_SNV_Gas
ReportingType | 2015 | 2020 | 2025 | 2030 | 2035 | 2040
BM | 0 | 0 | 0 | 0 | 0 | 0
CC | 0 | 0 | 0 | 0 | 0 | 0
CSP | 0 | 0 | 0 | 0 | 0 | 0
CT | 0 | 0 | 0 | 0 | 0 | 0
Coal | 0 | 0 | 0 | 0 | 0 | 0
Geo | 0 | 0 | 0 | 0 | 0 | 0
H | 0 | 0 | 0 | 0 | 0 | 0
LFG | 0 | 0 | 0 | 0 | 0 | 0
Nuc | 0 | 0 | 0 | 0 | 0 | 0
PS | 0 | 0 | 0 | 0 | 0 | 0
PV | 0 | 0 | 0 | 0 | 0 | 0
PeakG | 0 | 0 | 0 | 0 | 0 | 0
PeakO | 0 | 0 | 0 | 0 | 0 | 0
ST | 0 | 0 | 0 | 0 | 0 | 0
STOG | 0 | 0 | 0 | 0 | 0 | 0
STWD | 0 | 0 | 0 | 0 | 0 | 0
WT | 0 | 0 | 0 | 0 | 0 | 0
IGCC | 0 | 0 | 0 | 0 | 0 | 0
DemandResponse | 0 | 0 | 0 | 0 | 0 | 0
IGCC-CCS | 0 | 0 | 0 | 0 | 0 | 0
WT_off | 0 | 0 | 0 | 0 | 0 | 0
PseudoUnit | 0 | 0 | 0 | 0 | 0 | 0
FixedInterchange | 0 | 0 | 0 | 0 | 0 | 0
Emission Cost by Reporting Type: AZ_NM_SNV_NucRenew
ReportingType | 2015 | 2020 | 2025 | 2030 | 2035 | 2040
BM | 0 | 0 | 0 | 0 | 0 | 0
CC | 0 | 0 | 0 | 0 | 0 | 0
CSP | 0 | 0 | 0 | 0 | 0 | 0
CT | 0 | 0 | 0 | 0 | 0 | 0
Coal | 0 | 0 | 0 | 0 | 0 | 0
Geo | 0 | 0 | 0 | 0 | 0 | 0
H | 0 | 0 | 0 | 0 | 0 | 0
LFG | 0 | 0 | 0 | 0 | 0 | 0
Nuc | 0 | 0 | 0 | 0 | 0 | 0
PS | 0 | 0 | 0 | 0 | 0 | 0
PV | 0 | 0 | 0 | 0 | 0 | 0
PeakG | 0 | 0 | 0 | 0 | 0 | 0
PeakO | 0 | 0 | 0 | 0 | 0 | 0
ST | 0 | 0 | 0 | 0 | 0 | 0
STOG | 0 | 0 | 0 | 0 | 0 | 0
STWD | 0 | 0 | 0 | 0 | 0 | 0
WT | 0 | 0 | 0 | 0 | 0 | 0
IGCC | 0 | 0 | 0 | 0 | 0 | 0
DemandResponse | 0 | 0 | 0 | 0 | 0 | 0
IGCC-CCS | 0 | 0 | 0 | 0 | 0 | 0
WT_off | 0 | 0 | 0 | 0 | 0 | 0
PseudoUnit | 0 | 0 | 0 | 0 | 0 | 0
FixedInterchange | 0 | 0 | 0 | 0 | 0 | 0
Emission Cost by Reporting Type: ERCOT
ReportingType | 2015 | 2020 | 2025 | 2030 | 2035 | 2040
BM | 0 | 0 | 0 | 0 | 0 | 0
CC | 0 | 0 | 0 | 0 | 0 | 0
CSP | 0 | 0 | 0 | 0 | 0 | 0
CT | 0 | 0 | 0 | 0 | 0 | 0
Coal | 0 | 0 | 0 | 0 | 0 | 0
Geo | 0 | 0 | 0 | 0 | 0 | 0
H | 0 | 0 | 0 | 0 | 0 | 0
LFG | 0 | 0 | 0 | 0 | 0 | 0
Nuc | 0 | 0 | 0 | 0 | 0 | 0
PS | 0 | 0 | 0 | 0 | 0 | 0
PV | 0 | 0 | 0 | 0 | 0 | 0
PeakG | 0 | 0 | 0 | 0 | 0 | 0
PeakO | 0 | 0 | 0 | 0 | 0 | 0
ST | 0 | 0 | 0 | 0 | 0 | 0
STOG | 0 | 0 | 0 | 0 | 0 | 0
STWD | 0 | 0 | 0 | 0 | 0 | 0
WT | 0 | 0 | 0 | 0 | 0 | 0
IGCC | 0 | 0 | 0 | 0 | 0 | 0
DemandResponse | 0 | 0 | 0 | 0 | 0 | 0
IGCC-CCS | 0 | 0 | 0 | 0 | 0 | 0
WT_off | 0 | 0 | 0 | 0 | 0 | 0
PseudoUnit | 0 | 0 | 0 | 0 | 0 | 0
FixedInterchange | 0 | 0 | 0 | 0 | 0 | 0
Emission Cost by Reporting Type: NP15
ReportingType | 2015 | 2020 | 2025 | 2030 | 2035 | 2040
BM | 0 | 0 | 0 | 0 | 0 | 0
CC | 0 | 0 | 0 | 0 | 0 | 0
CSP | 0 | 0 | 0 | 0 | 0 | 0
CT | 0 | 0 | 0 | 0 | 0 | 0
Coal | 0 | 0 | 0 | 0 | 0 | 0
Geo | 0 | 0 | 0 | 0 | 0 | 0
H | 0 | 0 | 0 | 0 | 0 | 0
LFG | 0 | 0 | 0 | 0 | 0 | 0
Nuc | 0 | 0 | 0 | 0 | 0 | 0
PS | 0 | 0 | 0 | 0 | 0 | 0
PV | 0 | 0 | 0 | 0 | 0 | 0
PeakG | 0 | 0 | 0 | 0 | 0 | 0
PeakO | 0 | 0 | 0 | 0 | 0 | 0
ST | 0 | 0 | 0 | 0 | 0 | 0
STOG | 0 | 0 | 0 | 0 | 0 | 0
STWD | 0 | 0 | 0 | 0 | 0 | 0
WT | 0 | 0 | 0 | 0 | 0 | 0
IGCC | 0 | 0 | 0 | 0 | 0 | 0
DemandResponse | 0 | 0 | 0 | 0 | 0 | 0
IGCC-CCS | 0 | 0 | 0 | 0 | 0 | 0
WT_off | 0 | 0 | 0 | 0 | 0 | 0
PseudoUnit | 0 | 0 | 0 | 0 | 0 | 0
FixedInterchange | 0 | 0 | 0 | 0 | 0 | 0
Emission Cost by Reporting Type: NWPP_Coal
ReportingType | 2015 | 2020 | 2025 | 2030 | 2035 | 2040
BM | 0 | 0 | 0 | 0 | 0 | 0
CC | 0 | 0 | 0 | 0 | 0 | 0
CSP | 0 | 0 | 0 | 0 | 0 | 0
CT | 0 | 0 | 0 | 0 | 0 | 0
Coal | 0 | 0 | 0 | 0 | 0 | 0
Geo | 0 | 0 | 0 | 0 | 0 | 0
H | 0 | 0 | 0 | 0 | 0 | 0
LFG | 0 | 0 | 0 | 0 | 0 | 0
Nuc | 0 | 0 | 0 | 0 | 0 | 0
PS | 0 | 0 | 0 | 0 | 0 | 0
PV | 0 | 0 | 0 | 0 | 0 | 0
PeakG | 0 | 0 | 0 | 0 | 0 | 0
PeakO | 0 | 0 | 0 | 0 | 0 | 0
ST | 0 | 0 | 0 | 0 | 0 | 0
STOG | 0 | 0 | 0 | 0 | 0 | 0
STWD | 0 | 0 | 0 | 0 | 0 | 0
WT | 0 | 0 | 0 | 0 | 0 | 0
IGCC | 0 | 0 | 0 | 0 | 0 | 0
DemandResponse | 0 | 0 | 0 | 0 | 0 | 0
IGCC-CCS | 0 | 0 | 0 | 0 | 0 | 0
WT_off | 0 | 0 | 0 | 0 | 0 | 0
PseudoUnit | 0 | 0 | 0 | 0 | 0 | 0
FixedInterchange | 0 | 0 | 0 | 0 | 0 | 0
Emission Cost by Reporting Type: NWPP_Gas
ReportingType | 2015 | 2020 | 2025 | 2030 | 2035 | 2040
BM | 0 | 0 | 0 | 0 | 0 | 0
CC | 0 | 0 | 0 | 0 | 0 | 0
CSP | 0 | 0 | 0 | 0 | 0 | 0
CT | 0 | 0 | 0 | 0 | 0 | 0
Coal | 0 | 0 | 0 | 0 | 0 | 0
Geo | 0 | 0 | 0 | 0 | 0 | 0
H | 0 | 0 | 0 | 0 | 0 | 0
LFG | 0 | 0 | 0 | 0 | 0 | 0
Nuc | 0 | 0 | 0 | 0 | 0 | 0
PS | 0 | 0 | 0 | 0 | 0 | 0
PV | 0 | 0 | 0 | 0 | 0 | 0
PeakG | 0 | 0 | 0 | 0 | 0 | 0
PeakO | 0 | 0 | 0 | 0 | 0 | 0
ST | 0 | 0 | 0 | 0 | 0 | 0
STOG | 0 | 0 | 0 | 0 | 0 | 0
STWD | 0 | 0 | 0 | 0 | 0 | 0
WT | 0 | 0 | 0 | 0 | 0 | 0
IGCC | 0 | 0 | 0 | 0 | 0 | 0
DemandResponse | 0 | 0 | 0 | 0 | 0 | 0
IGCC-CCS | 0 | 0 | 0 | 0 | 0 | 0
WT_off | 0 | 0 | 0 | 0 | 0 | 0
PseudoUnit | 0 | 0 | 0 | 0 | 0 | 0
FixedInterchange | 0 | 0 | 0 | 0 | 0 | 0
Emission Cost by Reporting Type: NWPP_NucRenew
ReportingType | 2015 | 2020 | 2025 | 2030 | 2035 | 2040
BM | 0 | 0 | 0 | 0 | 0 | 0
CC | 0 | 0 | 0 | 0 | 0 | 0
CSP | 0 | 0 | 0 | 0 | 0 | 0
CT | 0 | 0 | 0 | 0 | 0 | 0
Coal | 0 | 0 | 0 | 0 | 0 | 0
Geo | 0 | 0 | 0 | 0 | 0 | 0
H | 0 | 0 | 0 | 0 | 0 | 0
LFG | 0 | 0 | 0 | 0 | 0 | 0
Nuc | 0 | 0 | 0 | 0 | 0 | 0
PS | 0 | 0 | 0 | 0 | 0 | 0
PV | 0 | 0 | 0 | 0 | 0 | 0
PeakG | 0 | 0 | 0 | 0 | 0 | 0
PeakO | 0 | 0 | 0 | 0 | 0 | 0
ST | 0 | 0 | 0 | 0 | 0 | 0
STOG | 0 | 0 | 0 | 0 | 0 | 0
STWD | 0 | 0 | 0 | 0 | 0 | 0
WT | 0 | 0 | 0 | 0 | 0 | 0
IGCC | 0 | 0 | 0 | 0 | 0 | 0
DemandResponse | 0 | 0 | 0 | 0 | 0 | 0
IGCC-CCS | 0 | 0 | 0 | 0 | 0 | 0
WT_off | 0 | 0 | 0 | 0 | 0 | 0
PseudoUnit | 0 | 0 | 0 | 0 | 0 | 0
FixedInterchange | 0 | 0 | 0 | 0 | 0 | 0
Emission Cost by Reporting Type: RMPA
ReportingType | 2015 | 2020 | 2025 | 2030 | 2035 | 2040
BM | 0 | 0 | 0 | 0 | 0 | 0
CC | 0 | 0 | 0 | 0 | 0 | 0
CSP | 0 | 0 | 0 | 0 | 0 | 0
CT | 0 | 0 | 0 | 0 | 0 | 0
Coal | 0 | 0 | 0 | 0 | 0 | 0
Geo | 0 | 0 | 0 | 0 | 0 | 0
H | 0 | 0 | 0 | 0 | 0 | 0
LFG | 0 | 0 | 0 | 0 | 0 | 0
Nuc | 0 | 0 | 0 | 0 | 0 | 0
PS | 0 | 0 | 0 | 0 | 0 | 0
PV | 0 | 0 | 0 | 0 | 0 | 0
PeakG | 0 | 0 | 0 | 0 | 0 | 0
PeakO | 0 | 0 | 0 | 0 | 0 | 0
ST | 0 | 0 | 0 | 0 | 0 | 0
STOG | 0 | 0 | 0 | 0 | 0 | 0
STWD | 0 | 0 | 0 | 0 | 0 | 0
WT | 0 | 0 | 0 | 0 | 0 | 0
IGCC | 0 | 0 | 0 | 0 | 0 | 0
DemandResponse | 0 | 0 | 0 | 0 | 0 | 0
IGCC-CCS | 0 | 0 | 0 | 0 | 0 | 0
WT_off | 0 | 0 | 0 | 0 | 0 | 0
PseudoUnit | 0 | 0 | 0 | 0 | 0 | 0
FixedInterchange | 0 | 0 | 0 | 0 | 0 | 0
Emission Cost by Reporting Type: SP15
ReportingType | 2015 | 2020 | 2025 | 2030 | 2035 | 2040
BM | 0 | 0 | 0 | 0 | 0 | 0
CC | 0 | 0 | 0 | 0 | 0 | 0
CSP | 0 | 0 | 0 | 0 | 0 | 0
CT | 0 | 0 | 0 | 0 | 0 | 0
Coal | 0 | 0 | 0 | 0 | 0 | 0
Geo | 0 | 0 | 0 | 0 | 0 | 0
H | 0 | 0 | 0 | 0 | 0 | 0
LFG | 0 | 0 | 0 | 0 | 0 | 0
Nuc | 0 | 0 | 0 | 0 | 0 | 0
PS | 0 | 0 | 0 | 0 | 0 | 0
PV | 0 | 0 | 0 | 0 | 0 | 0
PeakG | 0 | 0 | 0 | 0 | 0 | 0
PeakO | 0 | 0 | 0 | 0 | 0 | 0
ST | 0 | 0 | 0 | 0 | 0 | 0
STOG | 0 | 0 | 0 | 0 | 0 | 0
STWD | 0 | 0 | 0 | 0 | 0 | 0
WT | 0 | 0 | 0 | 0 | 0 | 0
IGCC | 0 | 0 | 0 | 0 | 0 | 0
DemandResponse | 0 | 0 | 0 | 0 | 0 | 0
IGCC-CCS | 0 | 0 | 0 | 0 | 0 | 0
WT_off | 0 | 0 | 0 | 0 | 0 | 0
PseudoUnit | 0 | 0 | 0 | 0 | 0 | 0
FixedInterchange | 0 | 0 | 0 | 0 | 0 | 0
Emission Cost by Reporting Type: ALB
ReportingType | 2015 | 2020 | 2025 | 2030 | 2035 | 2040
BM | 0 | 0 | 0 | 0 | 0 | 0
CC | 0 | 0 | 0 | 0 | 0 | 0
CSP | 0 | 0 | 0 | 0 | 0 | 0
CT | 0 | 0 | 0 | 0 | 0 | 0
Coal | 0 | 0 | 0 | 0 | 0 | 0
Geo | 0 | 0 | 0 | 0 | 0 | 0
H | 0 | 0 | 0 | 0 | 0 | 0
LFG | 0 | 0 | 0 | 0 | 0 | 0
Nuc | 0 | 0 | 0 | 0 | 0 | 0
PS | 0 | 0 | 0 | 0 | 0 | 0
PV | 0 | 0 | 0 | 0 | 0 | 0
PeakG | 0 | 0 | 0 | 0 | 0 | 0
PeakO | 0 | 0 | 0 | 0 | 0 | 0
ST | 0 | 0 | 0 | 0 | 0 | 0
STOG | 0 | 0 | 0 | 0 | 0 | 0
STWD | 0 | 0 | 0 | 0 | 0 | 0
WT | 0 | 0 | 0 | 0 | 0 | 0
IGCC | 0 | 0 | 0 | 0 | 0 | 0
DemandResponse | 0 | 0 | 0 | 0 | 0 | 0
IGCC-CCS | 0 | 0 | 0 | 0 | 0 | 0
WT_off | 0 | 0 | 0 | 0 | 0 | 0
PseudoUnit | 0 | 0 | 0 | 0 | 0 | 0
FixedInterchange | 0 | 0 | 0 | 0 | 0 | 0
Emission Cost by Reporting Type: BC
ReportingType | 2015 | 2020 | 2025 | 2030 | 2035 | 2040
BM | 0 | 0 | 0 | 0 | 0 | 0
CC | 0 | 0 | 0 | 0 | 0 | 0
CSP | 0 | 0 | 0 | 0 | 0 | 0
CT | 0 | 0 | 0 | 0 | 0 | 0
Coal | 0 | 0 | 0 | 0 | 0 | 0
Geo | 0 | 0 | 0 | 0 | 0 | 0
H | 0 | 0 | 0 | 0 | 0 | 0
LFG | 0 | 0 | 0 | 0 | 0 | 0
Nuc | 0 | 0 | 0 | 0 | 0 | 0
PS | 0 | 0 | 0 | 0 | 0 | 0
PV | 0 | 0 | 0 | 0 | 0 | 0
PeakG | 0 | 0 | 0 | 0 | 0 | 0
PeakO | 0 | 0 | 0 | 0 | 0 | 0
ST | 0 | 0 | 0 | 0 | 0 | 0
STOG | 0 | 0 | 0 | 0 | 0 | 0
STWD | 0 | 0 | 0 | 0 | 0 | 0
WT | 0 | 0 | 0 | 0 | 0 | 0
IGCC | 0 | 0 | 0 | 0 | 0 | 0
DemandResponse | 0 | 0 | 0 | 0 | 0 | 0
IGCC-CCS | 0 | 0 | 0 | 0 | 0 | 0
WT_off | 0 | 0 | 0 | 0 | 0 | 0
PseudoUnit | 0 | 0 | 0 | 0 | 0 | 0
FixedInterchange | 0 | 0 | 0 | 0 | 0 | 0
Emission Cost by Reporting Type: HQ_IESO
ReportingType | 2015 | 2020 | 2025 | 2030 | 2035 | 2040
BM | 0 | 0 | 0 | 0 | 0 | 0
CC | 0 | 0 | 0 | 0 | 0 | 0
CSP | 0 | 0 | 0 | 0 | 0 | 0
CT | 0 | 0 | 0 | 0 | 0 | 0
Coal | 0 | 0 | 0 | 0 | 0 | 0
Geo | 0 | 0 | 0 | 0 | 0 | 0
H | 0 | 0 | 0 | 0 | 0 | 0
LFG | 0 | 0 | 0 | 0 | 0 | 0
Nuc | 0 | 0 | 0 | 0 | 0 | 0
PS | 0 | 0 | 0 | 0 | 0 | 0
PV | 0 | 0 | 0 | 0 | 0 | 0
PeakG | 0 | 0 | 0 | 0 | 0 | 0
PeakO | 0 | 0 | 0 | 0 | 0 | 0
ST | 0 | 0 | 0 | 0 | 0 | 0
STOG | 0 | 0 | 0 | 0 | 0 | 0
STWD | 0 | 0 | 0 | 0 | 0 | 0
WT | 0 | 0 | 0 | 0 | 0 | 0
IGCC | 0 | 0 | 0 | 0 | 0 | 0
DemandResponse | 0 | 0 | 0 | 0 | 0 | 0
IGCC-CCS | 0 | 0 | 0 | 0 | 0 | 0
WT_off | 0 | 0 | 0 | 0 | 0 | 0
PseudoUnit | 0 | 0 | 0 | 0 | 0 | 0
FixedInterchange | 0 | 0 | 0 | 0 | 0 | 0
Emission Cost by Reporting Type: HQ_NEISO
ReportingType | 2015 | 2020 | 2025 | 2030 | 2035 | 2040
BM | 0 | 0 | 0 | 0 | 0 | 0
CC | 0 | 0 | 0 | 0 | 0 | 0
CSP | 0 | 0 | 0 | 0 | 0 | 0
CT | 0 | 0 | 0 | 0 | 0 | 0
Coal | 0 | 0 | 0 | 0 | 0 | 0
Geo | 0 | 0 | 0 | 0 | 0 | 0
H | 0 | 0 | 0 | 0 | 0 | 0
LFG | 0 | 0 | 0 | 0 | 0 | 0
Nuc | 0 | 0 | 0 | 0 | 0 | 0
PS | 0 | 0 | 0 | 0 | 0 | 0
PV | 0 | 0 | 0 | 0 | 0 | 0
PeakG | 0 | 0 | 0 | 0 | 0 | 0
PeakO | 0 | 0 | 0 | 0 | 0 | 0
ST | 0 | 0 | 0 | 0 | 0 | 0
STOG | 0 | 0 | 0 | 0 | 0 | 0
STWD | 0 | 0 | 0 | 0 | 0 | 0
WT | 0 | 0 | 0 | 0 | 0 | 0
IGCC | 0 | 0 | 0 | 0 | 0 | 0
DemandResponse | 0 | 0 | 0 | 0 | 0 | 0
IGCC-CCS | 0 | 0 | 0 | 0 | 0 | 0
WT_off | 0 | 0 | 0 | 0 | 0 | 0
PseudoUnit | 0 | 0 | 0 | 0 | 0 | 0
FixedInterchange | 0 | 0 | 0 | 0 | 0 | 0
Emission Cost by Reporting Type: HQ_NY
ReportingType | 2015 | 2020 | 2025 | 2030 | 2035 | 2040
BM | 0 | 0 | 0 | 0 | 0 | 0
CC | 0 | 0 | 0 | 0 | 0 | 0
CSP | 0 | 0 | 0 | 0 | 0 | 0
CT | 0 | 0 | 0 | 0 | 0 | 0
Coal | 0 | 0 | 0 | 0 | 0 | 0
Geo | 0 | 0 | 0 | 0 | 0 | 0
H | 0 | 0 | 0 | 0 | 0 | 0
LFG | 0 | 0 | 0 | 0 | 0 | 0
Nuc | 0 | 0 | 0 | 0 | 0 | 0
PS | 0 | 0 | 0 | 0 | 0 | 0
PV | 0 | 0 | 0 | 0 | 0 | 0
PeakG | 0 | 0 | 0 | 0 | 0 | 0
PeakO | 0 | 0 | 0 | 0 | 0 | 0
ST | 0 | 0 | 0 | 0 | 0 | 0
STOG | 0 | 0 | 0 | 0 | 0 | 0
STWD | 0 | 0 | 0 | 0 | 0 | 0
WT | 0 | 0 | 0 | 0 | 0 | 0
IGCC | 0 | 0 | 0 | 0 | 0 | 0
DemandResponse | 0 | 0 | 0 | 0 | 0 | 0
IGCC-CCS | 0 | 0 | 0 | 0 | 0 | 0
WT_off | 0 | 0 | 0 | 0 | 0 | 0
PseudoUnit | 0 | 0 | 0 | 0 | 0 | 0
FixedInterchange | 0 | 0 | 0 | 0 | 0 | 0
Emission Cost by Reporting Type: MARITIMES
ReportingType | 2015 | 2020 | 2025 | 2030 | 2035 | 2040
BM | 0 | 0 | 0 | 0 | 0 | 0
CC | 0 | 0 | 0 | 0 | 0 | 0
CSP | 0 | 0 | 0 | 0 | 0 | 0
CT | 0 | 0 | 0 | 0 | 0 | 0
Coal | 0 | 0 | 0 | 0 | 0 | 0
Geo | 0 | 0 | 0 | 0 | 0 | 0
H | 0 | 0 | 0 | 0 | 0 | 0
LFG | 0 | 0 | 0 | 0 | 0 | 0
Nuc | 0 | 0 | 0 | 0 | 0 | 0
PS | 0 | 0 | 0 | 0 | 0 | 0
PV | 0 | 0 | 0 | 0 | 0 | 0
PeakG | 0 | 0 | 0 | 0 | 0 | 0
PeakO | 0 | 0 | 0 | 0 | 0 | 0
ST | 0 | 0 | 0 | 0 | 0 | 0
STOG | 0 | 0 | 0 | 0 | 0 | 0
STWD | 0 | 0 | 0 | 0 | 0 | 0
WT | 0 | 0 | 0 | 0 | 0 | 0
IGCC | 0 | 0 | 0 | 0 | 0 | 0
DemandResponse | 0 | 0 | 0 | 0 | 0 | 0
IGCC-CCS | 0 | 0 | 0 | 0 | 0 | 0
WT_off | 0 | 0 | 0 | 0 | 0 | 0
PseudoUnit | 0 | 0 | 0 | 0 | 0 | 0
FixedInterchange | 0 | 0 | 0 | 0 | 0 | 0
Emission Cost by Reporting Type: All
ReportingType | 2015 | 2020 | 2025 | 2030 | 2035 | 2040
BM | 0 | 0 | 0 | 0 | 0 | 0
CC | 0 | 0 | 0 | 0 | 0 | 0
CSP | 0 | 0 | 0 | 0 | 0 | 0
CT | 0 | 0 | 0 | 0 | 0 | 0
Coal | 0 | 0 | 0 | 0 | 0 | 0
Geo | 0 | 0 | 0 | 0 | 0 | 0
H | 0 | 0 | 0 | 0 | 0 | 0
LFG | 0 | 0 | 0 | 0 | 0 | 0
Nuc | 0 | 0 | 0 | 0 | 0 | 0
PS | 0 | 0 | 0 | 0 | 0 | 0
PV | 0 | 0 | 0 | 0 | 0 | 0
PeakG | 0 | 0 | 0 | 0 | 0 | 0
PeakO | 0 | 0 | 0 | 0 | 0 | 0
ST | 0 | 0 | 0 | 0 | 0 | 0
STOG | 0 | 0 | 0 | 0 | 0 | 0
STWD | 0 | 0 | 0 | 0 | 0 | 0
WT | 0 | 0 | 0 | 0 | 0 | 0
IGCC | 0 | 0 | 0 | 0 | 0 | 0
DemandResponse | 0 | 0 | 0 | 0 | 0 | 0
IGCC-CCS | 0 | 0 | 0 | 0 | 0 | 0
WT_off | 0 | 0 | 0 | 0 | 0 | 0
PseudoUnit | 0 | 0 | 0 | 0 | 0 | 0
FixedInterchange | 0 | 0 | 0 | 0 | 0 | 0
Emission Cost by Reporting Type: EI_US
ReportingType | 2015 | 2020 | 2025 | 2030 | 2035 | 2040
BM | 0 | 0 | 0 | 0 | 0 | 0
CC | 0 | 0 | 0 | 0 | 0 | 0
CSP | 0 | 0 | 0 | 0 | 0 | 0
CT | 0 | 0 | 0 | 0 | 0 | 0
Coal | 0 | 0 | 0 | 0 | 0 | 0
Geo | 0 | 0 | 0 | 0 | 0 | 0
H | 0 | 0 | 0 | 0 | 0 | 0
LFG | 0 | 0 | 0 | 0 | 0 | 0
Nuc | 0 | 0 | 0 | 0 | 0 | 0
PS | 0 | 0 | 0 | 0 | 0 | 0
PV | 0 | 0 | 0 | 0 | 0 | 0
PeakG | 0 | 0 | 0 | 0 | 0 | 0
PeakO | 0 | 0 | 0 | 0 | 0 | 0
ST | 0 | 0 | 0 | 0 | 0 | 0
STOG | 0 | 0 | 0 | 0 | 0 | 0
STWD | 0 | 0 | 0 | 0 | 0 | 0
WT | 0 | 0 | 0 | 0 | 0 | 0
IGCC | 0 | 0 | 0 | 0 | 0 | 0
DemandResponse | 0 | 0 | 0 | 0 | 0 | 0
IGCC-CCS | 0 | 0 | 0 | 0 | 0 | 0
WT_off | 0 | 0 | 0 | 0 | 0 | 0
PseudoUnit | 0 | 0 | 0 | 0 | 0 | 0
FixedInterchange | 0 | 0 | 0 | 0 | 0 | 0
Emission Cost by Reporting Type: EI_Canada
ReportingType | 2015 | 2020 | 2025 | 2030 | 2035 | 2040
BM | 0 | 0 | 0 | 0 | 0 | 0
CC | 0 | 0 | 0 | 0 | 0 | 0
CSP | 0 | 0 | 0 | 0 | 0 | 0
CT | 0 | 0 | 0 | 0 | 0 | 0
Coal | 0 | 0 | 0 | 0 | 0 | 0
Geo | 0 | 0 | 0 | 0 | 0 | 0
H | 0 | 0 | 0 | 0 | 0 | 0
LFG | 0 | 0 | 0 | 0 | 0 | 0
Nuc | 0 | 0 | 0 | 0 | 0 | 0
PS | 0 | 0 | 0 | 0 | 0 | 0
PV | 0 | 0 | 0 | 0 | 0 | 0
PeakG | 0 | 0 | 0 | 0 | 0 | 0
PeakO | 0 | 0 | 0 | 0 | 0 | 0
ST | 0 | 0 | 0 | 0 | 0 | 0
STOG | 0 | 0 | 0 | 0 | 0 | 0
STWD | 0 | 0 | 0 | 0 | 0 | 0
WT | 0 | 0 | 0 | 0 | 0 | 0
IGCC | 0 | 0 | 0 | 0 | 0 | 0
DemandResponse | 0 | 0 | 0 | 0 | 0 | 0
IGCC-CCS | 0 | 0 | 0 | 0 | 0 | 0
WT_off | 0 | 0 | 0 | 0 | 0 | 0
PseudoUnit | 0 | 0 | 0 | 0 | 0 | 0
FixedInterchange | 0 | 0 | 0 | 0 | 0 | 0
Emission Cost by Reporting Type: EI
ReportingType | 2015 | 2020 | 2025 | 2030 | 2035 | 2040
BM | 0 | 0 | 0 | 0 | 0 | 0
CC | 0 | 0 | 0 | 0 | 0 | 0
CSP | 0 | 0 | 0 | 0 | 0 | 0
CT | 0 | 0 | 0 | 0 | 0 | 0
Coal | 0 | 0 | 0 | 0 | 0 | 0
Geo | 0 | 0 | 0 | 0 | 0 | 0
H | 0 | 0 | 0 | 0 | 0 | 0
LFG | 0 | 0 | 0 | 0 | 0 | 0
Nuc | 0 | 0 | 0 | 0 | 0 | 0
PS | 0 | 0 | 0 | 0 | 0 | 0
PV | 0 | 0 | 0 | 0 | 0 | 0
PeakG | 0 | 0 | 0 | 0 | 0 | 0
PeakO | 0 | 0 | 0 | 0 | 0 | 0
ST | 0 | 0 | 0 | 0 | 0 | 0
STOG | 0 | 0 | 0 | 0 | 0 | 0
STWD | 0 | 0 | 0 | 0 | 0 | 0
WT | 0 | 0 | 0 | 0 | 0 | 0
IGCC | 0 | 0 | 0 | 0 | 0 | 0
DemandResponse | 0 | 0 | 0 | 0 | 0 | 0
IGCC-CCS | 0 | 0 | 0 | 0 | 0 | 0
WT_off | 0 | 0 | 0 | 0 | 0 | 0
PseudoUnit | 0 | 0 | 0 | 0 | 0 | 0
FixedInterchange | 0 | 0 | 0 | 0 | 0 | 0
Emission Cost by Reporting Type: Outside_EI
ReportingType | 2015 | 2020 | 2025 | 2030 | 2035 | 2040
BM | 0 | 0 | 0 | 0 | 0 | 0
CC | 0 | 0 | 0 | 0 | 0 | 0
CSP | 0 | 0 | 0 | 0 | 0 | 0
CT | 0 | 0 | 0 | 0 | 0 | 0
Coal | 0 | 0 | 0 | 0 | 0 | 0
Geo | 0 | 0 | 0 | 0 | 0 | 0
H | 0 | 0 | 0 | 0 | 0 | 0
LFG | 0 | 0 | 0 | 0 | 0 | 0
Nuc | 0 | 0 | 0 | 0 | 0 | 0
PS | 0 | 0 | 0 | 0 | 0 | 0
PV | 0 | 0 | 0 | 0 | 0 | 0
PeakG | 0 | 0 | 0 | 0 | 0 | 0
PeakO | 0 | 0 | 0 | 0 | 0 | 0
ST | 0 | 0 | 0 | 0 | 0 | 0
STOG | 0 | 0 | 0 | 0 | 0 | 0
STWD | 0 | 0 | 0 | 0 | 0 | 0
WT | 0 | 0 | 0 | 0 | 0 | 0
IGCC | 0 | 0 | 0 | 0 | 0 | 0
DemandResponse | 0 | 0 | 0 | 0 | 0 | 0
IGCC-CCS | 0 | 0 | 0 | 0 | 0 | 0
WT_off | 0 | 0 | 0 | 0 | 0 | 0
PseudoUnit | 0 | 0 | 0 | 0 | 0 | 0
FixedInterchange | 0 | 0 | 0 | 0 | 0 | 0
==== Emission Program: CAMR : (Hg) ====
Emission Cost by Reporting Type: Entergy
ReportingType | 2015 | 2020 | 2025 | 2030 | 2035 | 2040
BM | 0 | 0 | 0 | 0 | 0 | 0
CC | 0 | 0 | 0 | 0 | 0 | 0
CSP | 0 | 0 | 0 | 0 | 0 | 0
CT | 0 | 0 | 0 | 0 | 0 | 0
Coal | 0 | 0 | 0 | 0 | 0 | 0
Geo | 0 | 0 | 0 | 0 | 0 | 0
H | 0 | 0 | 0 | 0 | 0 | 0
LFG | 0 | 0 | 0 | 0 | 0 | 0
Nuc | 0 | 0 | 0 | 0 | 0 | 0
PS | 0 | 0 | 0 | 0 | 0 | 0
PV | 0 | 0 | 0 | 0 | 0 | 0
PeakG | 0 | 0 | 0 | 0 | 0 | 0
PeakO | 0 | 0 | 0 | 0 | 0 | 0
ST | 0 | 0 | 0 | 0 | 0 | 0
STOG | 0 | 0 | 0 | 0 | 0 | 0
STWD | 0 | 0 | 0 | 0 | 0 | 0
WT | 0 | 0 | 0 | 0 | 0 | 0
IGCC | 0 | 0 | 0 | 0 | 0 | 0
DemandResponse | 0 | 0 | 0 | 0 | 0 | 0
IGCC-CCS | 0 | 0 | 0 | 0 | 0 | 0
WT_off | 0 | 0 | 0 | 0 | 0 | 0
PseudoUnit | 0 | 0 | 0 | 0 | 0 | 0
FixedInterchange | 0 | 0 | 0 | 0 | 0 | 0
Emission Cost by Reporting Type: FRCC
ReportingType | 2015 | 2020 | 2025 | 2030 | 2035 | 2040
BM | 0 | 0 | 0 | 0 | 0 | 0
CC | 0 | 0 | 0 | 0 | 0 | 0
CSP | 0 | 0 | 0 | 0 | 0 | 0
CT | 0 | 0 | 0 | 0 | 0 | 0
Coal | 0 | 0 | 0 | 0 | 0 | 0
Geo | 0 | 0 | 0 | 0 | 0 | 0
H | 0 | 0 | 0 | 0 | 0 | 0
LFG | 0 | 0 | 0 | 0 | 0 | 0
Nuc | 0 | 0 | 0 | 0 | 0 | 0
PS | 0 | 0 | 0 | 0 | 0 | 0
PV | 0 | 0 | 0 | 0 | 0 | 0
PeakG | 0 | 0 | 0 | 0 | 0 | 0
PeakO | 0 | 0 | 0 | 0 | 0 | 0
ST | 0 | 0 | 0 | 0 | 0 | 0
STOG | 0 | 0 | 0 | 0 | 0 | 0
STWD | 0 | 0 | 0 | 0 | 0 | 0
WT | 0 | 0 | 0 | 0 | 0 | 0
IGCC | 0 | 0 | 0 | 0 | 0 | 0
DemandResponse | 0 | 0 | 0 | 0 | 0 | 0
IGCC-CCS | 0 | 0 | 0 | 0 | 0 | 0
WT_off | 0 | 0 | 0 | 0 | 0 | 0
PseudoUnit | 0 | 0 | 0 | 0 | 0 | 0
FixedInterchange | 0 | 0 | 0 | 0 | 0 | 0
Emission Cost by Reporting Type: MAPP_US
ReportingType | 2015 | 2020 | 2025 | 2030 | 2035 | 2040
BM | 0 | 0 | 0 | 0 | 0 | 0
CC | 0 | 0 | 0 | 0 | 0 | 0
CSP | 0 | 0 | 0 | 0 | 0 | 0
CT | 0 | 0 | 0 | 0 | 0 | 0
Coal | 0 | 0 | 0 | 0 | 0 | 0
Geo | 0 | 0 | 0 | 0 | 0 | 0
H | 0 | 0 | 0 | 0 | 0 | 0
LFG | 0 | 0 | 0 | 0 | 0 | 0
Nuc | 0 | 0 | 0 | 0 | 0 | 0
PS | 0 | 0 | 0 | 0 | 0 | 0
PV | 0 | 0 | 0 | 0 | 0 | 0
PeakG | 0 | 0 | 0 | 0 | 0 | 0
PeakO | 0 | 0 | 0 | 0 | 0 | 0
ST | 0 | 0 | 0 | 0 | 0 | 0
STOG | 0 | 0 | 0 | 0 | 0 | 0
STWD | 0 | 0 | 0 | 0 | 0 | 0
WT | 0 | 0 | 0 | 0 | 0 | 0
IGCC | 0 | 0 | 0 | 0 | 0 | 0
DemandResponse | 0 | 0 | 0 | 0 | 0 | 0
IGCC-CCS | 0 | 0 | 0 | 0 | 0 | 0
WT_off | 0 | 0 | 0 | 0 | 0 | 0
PseudoUnit | 0 | 0 | 0 | 0 | 0 | 0
FixedInterchange | 0 | 0 | 0 | 0 | 0 | 0
Emission Cost by Reporting Type: MISO_IN
ReportingType | 2015 | 2020 | 2025 | 2030 | 2035 | 2040
BM | 0 | 0 | 0 | 0 | 0 | 0
CC | 0 | 0 | 0 | 0 | 0 | 0
CSP | 0 | 0 | 0 | 0 | 0 | 0
CT | 0 | 0 | 0 | 0 | 0 | 0
Coal | 0 | 0 | 0 | 0 | 0 | 0
Geo | 0 | 0 | 0 | 0 | 0 | 0
H | 0 | 0 | 0 | 0 | 0 | 0
LFG | 0 | 0 | 0 | 0 | 0 | 0
Nuc | 0 | 0 | 0 | 0 | 0 | 0
PS | 0 | 0 | 0 | 0 | 0 | 0
PV | 0 | 0 | 0 | 0 | 0 | 0
PeakG | 0 | 0 | 0 | 0 | 0 | 0
PeakO | 0 | 0 | 0 | 0 | 0 | 0
ST | 0 | 0 | 0 | 0 | 0 | 0
STOG | 0 | 0 | 0 | 0 | 0 | 0
STWD | 0 | 0 | 0 | 0 | 0 | 0
WT | 0 | 0 | 0 | 0 | 0 | 0
IGCC | 0 | 0 | 0 | 0 | 0 | 0
DemandResponse | 0 | 0 | 0 | 0 | 0 | 0
IGCC-CCS | 0 | 0 | 0 | 0 | 0 | 0
WT_off | 0 | 0 | 0 | 0 | 0 | 0
PseudoUnit | 0 | 0 | 0 | 0 | 0 | 0
FixedInterchange | 0 | 0 | 0 | 0 | 0 | 0
Emission Cost by Reporting Type: MISO_MI
ReportingType | 2015 | 2020 | 2025 | 2030 | 2035 | 2040
BM | 0 | 0 | 0 | 0 | 0 | 0
CC | 0 | 0 | 0 | 0 | 0 | 0
CSP | 0 | 0 | 0 | 0 | 0 | 0
CT | 0 | 0 | 0 | 0 | 0 | 0
Coal | 0 | 0 | 0 | 0 | 0 | 0
Geo | 0 | 0 | 0 | 0 | 0 | 0
H | 0 | 0 | 0 | 0 | 0 | 0
LFG | 0 | 0 | 0 | 0 | 0 | 0
Nuc | 0 | 0 | 0 | 0 | 0 | 0
PS | 0 | 0 | 0 | 0 | 0 | 0
PV | 0 | 0 | 0 | 0 | 0 | 0
PeakG | 0 | 0 | 0 | 0 | 0 | 0
PeakO | 0 | 0 | 0 | 0 | 0 | 0
ST | 0 | 0 | 0 | 0 | 0 | 0
STOG | 0 | 0 | 0 | 0 | 0 | 0
STWD | 0 | 0 | 0 | 0 | 0 | 0
WT | 0 | 0 | 0 | 0 | 0 | 0
IGCC | 0 | 0 | 0 | 0 | 0 | 0
DemandResponse | 0 | 0 | 0 | 0 | 0 | 0
IGCC-CCS | 0 | 0 | 0 | 0 | 0 | 0
WT_off | 0 | 0 | 0 | 0 | 0 | 0
PseudoUnit | 0 | 0 | 0 | 0 | 0 | 0
FixedInterchange | 0 | 0 | 0 | 0 | 0 | 0
Emission Cost by Reporting Type: MISO_MO-IL
ReportingType | 2015 | 2020 | 2025 | 2030 | 2035 | 2040
BM | 0 | 0 | 0 | 0 | 0 | 0
CC | 0 | 0 | 0 | 0 | 0 | 0
CSP | 0 | 0 | 0 | 0 | 0 | 0
CT | 0 | 0 | 0 | 0 | 0 | 0
Coal | 0 | 0 | 0 | 0 | 0 | 0
Geo | 0 | 0 | 0 | 0 | 0 | 0
H | 0 | 0 | 0 | 0 | 0 | 0
LFG | 0 | 0 | 0 | 0 | 0 | 0
Nuc | 0 | 0 | 0 | 0 | 0 | 0
PS | 0 | 0 | 0 | 0 | 0 | 0
PV | 0 | 0 | 0 | 0 | 0 | 0
PeakG | 0 | 0 | 0 | 0 | 0 | 0
PeakO | 0 | 0 | 0 | 0 | 0 | 0
ST | 0 | 0 | 0 | 0 | 0 | 0
STOG | 0 | 0 | 0 | 0 | 0 | 0
STWD | 0 | 0 | 0 | 0 | 0 | 0
WT | 0 | 0 | 0 | 0 | 0 | 0
IGCC | 0 | 0 | 0 | 0 | 0 | 0
DemandResponse | 0 | 0 | 0 | 0 | 0 | 0
IGCC-CCS | 0 | 0 | 0 | 0 | 0 | 0
WT_off | 0 | 0 | 0 | 0 | 0 | 0
PseudoUnit | 0 | 0 | 0 | 0 | 0 | 0
FixedInterchange | 0 | 0 | 0 | 0 | 0 | 0
Emission Cost by Reporting Type: MISO_W
ReportingType | 2015 | 2020 | 2025 | 2030 | 2035 | 2040
BM | 0 | 0 | 0 | 0 | 0 | 0
CC | 0 | 0 | 0 | 0 | 0 | 0
CSP | 0 | 0 | 0 | 0 | 0 | 0
CT | 0 | 0 | 0 | 0 | 0 | 0
Coal | 0 | 0 | 0 | 0 | 0 | 0
Geo | 0 | 0 | 0 | 0 | 0 | 0
H | 0 | 0 | 0 | 0 | 0 | 0
LFG | 0 | 0 | 0 | 0 | 0 | 0
Nuc | 0 | 0 | 0 | 0 | 0 | 0
PS | 0 | 0 | 0 | 0 | 0 | 0
PV | 0 | 0 | 0 | 0 | 0 | 0
PeakG | 0 | 0 | 0 | 0 | 0 | 0
PeakO | 0 | 0 | 0 | 0 | 0 | 0
ST | 0 | 0 | 0 | 0 | 0 | 0
STOG | 0 | 0 | 0 | 0 | 0 | 0
STWD | 0 | 0 | 0 | 0 | 0 | 0
WT | 0 | 0 | 0 | 0 | 0 | 0
IGCC | 0 | 0 | 0 | 0 | 0 | 0
DemandResponse | 0 | 0 | 0 | 0 | 0 | 0
IGCC-CCS | 0 | 0 | 0 | 0 | 0 | 0
WT_off | 0 | 0 | 0 | 0 | 0 | 0
PseudoUnit | 0 | 0 | 0 | 0 | 0 | 0
FixedInterchange | 0 | 0 | 0 | 0 | 0 | 0
Emission Cost by Reporting Type: MISO_WUMS
ReportingType | 2015 | 2020 | 2025 | 2030 | 2035 | 2040
BM | 0 | 0 | 0 | 0 | 0 | 0
CC | 0 | 0 | 0 | 0 | 0 | 0
CSP | 0 | 0 | 0 | 0 | 0 | 0
CT | 0 | 0 | 0 | 0 | 0 | 0
Coal | 0 | 0 | 0 | 0 | 0 | 0
Geo | 0 | 0 | 0 | 0 | 0 | 0
H | 0 | 0 | 0 | 0 | 0 | 0
LFG | 0 | 0 | 0 | 0 | 0 | 0
Nuc | 0 | 0 | 0 | 0 | 0 | 0
PS | 0 | 0 | 0 | 0 | 0 | 0
PV | 0 | 0 | 0 | 0 | 0 | 0
PeakG | 0 | 0 | 0 | 0 | 0 | 0
PeakO | 0 | 0 | 0 | 0 | 0 | 0
ST | 0 | 0 | 0 | 0 | 0 | 0
STOG | 0 | 0 | 0 | 0 | 0 | 0
STWD | 0 | 0 | 0 | 0 | 0 | 0
WT | 0 | 0 | 0 | 0 | 0 | 0
IGCC | 0 | 0 | 0 | 0 | 0 | 0
DemandResponse | 0 | 0 | 0 | 0 | 0 | 0
IGCC-CCS | 0 | 0 | 0 | 0 | 0 | 0
WT_off | 0 | 0 | 0 | 0 | 0 | 0
PseudoUnit | 0 | 0 | 0 | 0 | 0 | 0
FixedInterchange | 0 | 0 | 0 | 0 | 0 | 0
Emission Cost by Reporting Type: Nebraska
ReportingType | 2015 | 2020 | 2025 | 2030 | 2035 | 2040
BM | 0 | 0 | 0 | 0 | 0 | 0
CC | 0 | 0 | 0 | 0 | 0 | 0
CSP | 0 | 0 | 0 | 0 | 0 | 0
CT | 0 | 0 | 0 | 0 | 0 | 0
Coal | 0 | 0 | 0 | 0 | 0 | 0
Geo | 0 | 0 | 0 | 0 | 0 | 0
H | 0 | 0 | 0 | 0 | 0 | 0
LFG | 0 | 0 | 0 | 0 | 0 | 0
Nuc | 0 | 0 | 0 | 0 | 0 | 0
PS | 0 | 0 | 0 | 0 | 0 | 0
PV | 0 | 0 | 0 | 0 | 0 | 0
PeakG | 0 | 0 | 0 | 0 | 0 | 0
PeakO | 0 | 0 | 0 | 0 | 0 | 0
ST | 0 | 0 | 0 | 0 | 0 | 0
STOG | 0 | 0 | 0 | 0 | 0 | 0
STWD | 0 | 0 | 0 | 0 | 0 | 0
WT | 0 | 0 | 0 | 0 | 0 | 0
IGCC | 0 | 0 | 0 | 0 | 0 | 0
DemandResponse | 0 | 0 | 0 | 0 | 0 | 0
IGCC-CCS | 0 | 0 | 0 | 0 | 0 | 0
WT_off | 0 | 0 | 0 | 0 | 0 | 0
PseudoUnit | 0 | 0 | 0 | 0 | 0 | 0
FixedInterchange | 0 | 0 | 0 | 0 | 0 | 0
Emission Cost by Reporting Type: NEISO
ReportingType | 2015 | 2020 | 2025 | 2030 | 2035 | 2040
BM | 0 | 0 | 0 | 0 | 0 | 0
CC | 0 | 0 | 0 | 0 | 0 | 0
CSP | 0 | 0 | 0 | 0 | 0 | 0
CT | 0 | 0 | 0 | 0 | 0 | 0
Coal | 0 | 0 | 0 | 0 | 0 | 0
Geo | 0 | 0 | 0 | 0 | 0 | 0
H | 0 | 0 | 0 | 0 | 0 | 0
LFG | 0 | 0 | 0 | 0 | 0 | 0
Nuc | 0 | 0 | 0 | 0 | 0 | 0
PS | 0 | 0 | 0 | 0 | 0 | 0
PV | 0 | 0 | 0 | 0 | 0 | 0
PeakG | 0 | 0 | 0 | 0 | 0 | 0
PeakO | 0 | 0 | 0 | 0 | 0 | 0
ST | 0 | 0 | 0 | 0 | 0 | 0
STOG | 0 | 0 | 0 | 0 | 0 | 0
STWD | 0 | 0 | 0 | 0 | 0 | 0
WT | 0 | 0 | 0 | 0 | 0 | 0
IGCC | 0 | 0 | 0 | 0 | 0 | 0
DemandResponse | 0 | 0 | 0 | 0 | 0 | 0
IGCC-CCS | 0 | 0 | 0 | 0 | 0 | 0
WT_off | 0 | 0 | 0 | 0 | 0 | 0
PseudoUnit | 0 | 0 | 0 | 0 | 0 | 0
FixedInterchange | 0 | 0 | 0 | 0 | 0 | 0
Emission Cost by Reporting Type: NonRTO_Midwest
ReportingType | 2015 | 2020 | 2025 | 2030 | 2035 | 2040
BM | 0 | 0 | 0 | 0 | 0 | 0
CC | 0 | 0 | 0 | 0 | 0 | 0
CSP | 0 | 0 | 0 | 0 | 0 | 0
CT | 0 | 0 | 0 | 0 | 0 | 0
Coal | 0 | 0 | 0 | 0 | 0 | 0
Geo | 0 | 0 | 0 | 0 | 0 | 0
H | 0 | 0 | 0 | 0 | 0 | 0
LFG | 0 | 0 | 0 | 0 | 0 | 0
Nuc | 0 | 0 | 0 | 0 | 0 | 0
PS | 0 | 0 | 0 | 0 | 0 | 0
PV | 0 | 0 | 0 | 0 | 0 | 0
PeakG | 0 | 0 | 0 | 0 | 0 | 0
PeakO | 0 | 0 | 0 | 0 | 0 | 0
ST | 0 | 0 | 0 | 0 | 0 | 0
STOG | 0 | 0 | 0 | 0 | 0 | 0
STWD | 0 | 0 | 0 | 0 | 0 | 0
WT | 0 | 0 | 0 | 0 | 0 | 0
IGCC | 0 | 0 | 0 | 0 | 0 | 0
DemandResponse | 0 | 0 | 0 | 0 | 0 | 0
IGCC-CCS | 0 | 0 | 0 | 0 | 0 | 0
WT_off | 0 | 0 | 0 | 0 | 0 | 0
PseudoUnit | 0 | 0 | 0 | 0 | 0 | 0
FixedInterchange | 0 | 0 | 0 | 0 | 0 | 0
Emission Cost by Reporting Type: NYISO_A-F
ReportingType | 2015 | 2020 | 2025 | 2030 | 2035 | 2040
BM | 0 | 0 | 0 | 0 | 0 | 0
CC | 0 | 0 | 0 | 0 | 0 | 0
CSP | 0 | 0 | 0 | 0 | 0 | 0
CT | 0 | 0 | 0 | 0 | 0 | 0
Coal | 0 | 0 | 0 | 0 | 0 | 0
Geo | 0 | 0 | 0 | 0 | 0 | 0
H | 0 | 0 | 0 | 0 | 0 | 0
LFG | 0 | 0 | 0 | 0 | 0 | 0
Nuc | 0 | 0 | 0 | 0 | 0 | 0
PS | 0 | 0 | 0 | 0 | 0 | 0
PV | 0 | 0 | 0 | 0 | 0 | 0
PeakG | 0 | 0 | 0 | 0 | 0 | 0
PeakO | 0 | 0 | 0 | 0 | 0 | 0
ST | 0 | 0 | 0 | 0 | 0 | 0
STOG | 0 | 0 | 0 | 0 | 0 | 0
STWD | 0 | 0 | 0 | 0 | 0 | 0
WT | 0 | 0 | 0 | 0 | 0 | 0
IGCC | 0 | 0 | 0 | 0 | 0 | 0
DemandResponse | 0 | 0 | 0 | 0 | 0 | 0
IGCC-CCS | 0 | 0 | 0 | 0 | 0 | 0
WT_off | 0 | 0 | 0 | 0 | 0 | 0
PseudoUnit | 0 | 0 | 0 | 0 | 0 | 0
FixedInterchange | 0 | 0 | 0 | 0 | 0 | 0
Emission Cost by Reporting Type: NYISO_G-I
ReportingType | 2015 | 2020 | 2025 | 2030 | 2035 | 2040
BM | 0 | 0 | 0 | 0 | 0 | 0
CC | 0 | 0 | 0 | 0 | 0 | 0
CSP | 0 | 0 | 0 | 0 | 0 | 0
CT | 0 | 0 | 0 | 0 | 0 | 0
Coal | 0 | 0 | 0 | 0 | 0 | 0
Geo | 0 | 0 | 0 | 0 | 0 | 0
H | 0 | 0 | 0 | 0 | 0 | 0
LFG | 0 | 0 | 0 | 0 | 0 | 0
Nuc | 0 | 0 | 0 | 0 | 0 | 0
PS | 0 | 0 | 0 | 0 | 0 | 0
PV | 0 | 0 | 0 | 0 | 0 | 0
PeakG | 0 | 0 | 0 | 0 | 0 | 0
PeakO | 0 | 0 | 0 | 0 | 0 | 0
ST | 0 | 0 | 0 | 0 | 0 | 0
STOG | 0 | 0 | 0 | 0 | 0 | 0
STWD | 0 | 0 | 0 | 0 | 0 | 0
WT | 0 | 0 | 0 | 0 | 0 | 0
IGCC | 0 | 0 | 0 | 0 | 0 | 0
DemandResponse | 0 | 0 | 0 | 0 | 0 | 0
IGCC-CCS | 0 | 0 | 0 | 0 | 0 | 0
WT_off | 0 | 0 | 0 | 0 | 0 | 0
PseudoUnit | 0 | 0 | 0 | 0 | 0 | 0
FixedInterchange | 0 | 0 | 0 | 0 | 0 | 0
Emission Cost by Reporting Type: NYISO_J-K
ReportingType | 2015 | 2020 | 2025 | 2030 | 2035 | 2040
BM | 0 | 0 | 0 | 0 | 0 | 0
CC | 0 | 0 | 0 | 0 | 0 | 0
CSP | 0 | 0 | 0 | 0 | 0 | 0
CT | 0 | 0 | 0 | 0 | 0 | 0
Coal | 0 | 0 | 0 | 0 | 0 | 0
Geo | 0 | 0 | 0 | 0 | 0 | 0
H | 0 | 0 | 0 | 0 | 0 | 0
LFG | 0 | 0 | 0 | 0 | 0 | 0
Nuc | 0 | 0 | 0 | 0 | 0 | 0
PS | 0 | 0 | 0 | 0 | 0 | 0
PV | 0 | 0 | 0 | 0 | 0 | 0
PeakG | 0 | 0 | 0 | 0 | 0 | 0
PeakO | 0 | 0 | 0 | 0 | 0 | 0
ST | 0 | 0 | 0 | 0 | 0 | 0
STOG | 0 | 0 | 0 | 0 | 0 | 0
STWD | 0 | 0 | 0 | 0 | 0 | 0
WT | 0 | 0 | 0 | 0 | 0 | 0
IGCC | 0 | 0 | 0 | 0 | 0 | 0
DemandResponse | 0 | 0 | 0 | 0 | 0 | 0
IGCC-CCS | 0 | 0 | 0 | 0 | 0 | 0
WT_off | 0 | 0 | 0 | 0 | 0 | 0
PseudoUnit | 0 | 0 | 0 | 0 | 0 | 0
FixedInterchange | 0 | 0 | 0 | 0 | 0 | 0
Emission Cost by Reporting Type: PJM_E
ReportingType | 2015 | 2020 | 2025 | 2030 | 2035 | 2040
BM | 0 | 0 | 0 | 0 | 0 | 0
CC | 0 | 0 | 0 | 0 | 0 | 0
CSP | 0 | 0 | 0 | 0 | 0 | 0
CT | 0 | 0 | 0 | 0 | 0 | 0
Coal | 0 | 0 | 0 | 0 | 0 | 0
Geo | 0 | 0 | 0 | 0 | 0 | 0
H | 0 | 0 | 0 | 0 | 0 | 0
LFG | 0 | 0 | 0 | 0 | 0 | 0
Nuc | 0 | 0 | 0 | 0 | 0 | 0
PS | 0 | 0 | 0 | 0 | 0 | 0
PV | 0 | 0 | 0 | 0 | 0 | 0
PeakG | 0 | 0 | 0 | 0 | 0 | 0
PeakO | 0 | 0 | 0 | 0 | 0 | 0
ST | 0 | 0 | 0 | 0 | 0 | 0
STOG | 0 | 0 | 0 | 0 | 0 | 0
STWD | 0 | 0 | 0 | 0 | 0 | 0
WT | 0 | 0 | 0 | 0 | 0 | 0
IGCC | 0 | 0 | 0 | 0 | 0 | 0
DemandResponse | 0 | 0 | 0 | 0 | 0 | 0
IGCC-CCS | 0 | 0 | 0 | 0 | 0 | 0
WT_off | 0 | 0 | 0 | 0 | 0 | 0
PseudoUnit | 0 | 0 | 0 | 0 | 0 | 0
FixedInterchange | 0 | 0 | 0 | 0 | 0 | 0
Emission Cost by Reporting Type: PJM_ROM
ReportingType | 2015 | 2020 | 2025 | 2030 | 2035 | 2040
BM | 0 | 0 | 0 | 0 | 0 | 0
CC | 0 | 0 | 0 | 0 | 0 | 0
CSP | 0 | 0 | 0 | 0 | 0 | 0
CT | 0 | 0 | 0 | 0 | 0 | 0
Coal | 0 | 0 | 0 | 0 | 0 | 0
Geo | 0 | 0 | 0 | 0 | 0 | 0
H | 0 | 0 | 0 | 0 | 0 | 0
LFG | 0 | 0 | 0 | 0 | 0 | 0
Nuc | 0 | 0 | 0 | 0 | 0 | 0
PS | 0 | 0 | 0 | 0 | 0 | 0
PV | 0 | 0 | 0 | 0 | 0 | 0
PeakG | 0 | 0 | 0 | 0 | 0 | 0
PeakO | 0 | 0 | 0 | 0 | 0 | 0
ST | 0 | 0 | 0 | 0 | 0 | 0
STOG | 0 | 0 | 0 | 0 | 0 | 0
STWD | 0 | 0 | 0 | 0 | 0 | 0
WT | 0 | 0 | 0 | 0 | 0 | 0
IGCC | 0 | 0 | 0 | 0 | 0 | 0
DemandResponse | 0 | 0 | 0 | 0 | 0 | 0
IGCC-CCS | 0 | 0 | 0 | 0 | 0 | 0
WT_off | 0 | 0 | 0 | 0 | 0 | 0
PseudoUnit | 0 | 0 | 0 | 0 | 0 | 0
FixedInterchange | 0 | 0 | 0 | 0 | 0 | 0
Emission Cost by Reporting Type: PJM_ROR
ReportingType | 2015 | 2020 | 2025 | 2030 | 2035 | 2040
BM | 0 | 0 | 0 | 0 | 0 | 0
CC | 0 | 0 | 0 | 0 | 0 | 0
CSP | 0 | 0 | 0 | 0 | 0 | 0
CT | 0 | 0 | 0 | 0 | 0 | 0
Coal | 0 | 0 | 0 | 0 | 0 | 0
Geo | 0 | 0 | 0 | 0 | 0 | 0
H | 0 | 0 | 0 | 0 | 0 | 0
LFG | 0 | 0 | 0 | 0 | 0 | 0
Nuc | 0 | 0 | 0 | 0 | 0 | 0
PS | 0 | 0 | 0 | 0 | 0 | 0
PV | 0 | 0 | 0 | 0 | 0 | 0
PeakG | 0 | 0 | 0 | 0 | 0 | 0
PeakO | 0 | 0 | 0 | 0 | 0 | 0
ST | 0 | 0 | 0 | 0 | 0 | 0
STOG | 0 | 0 | 0 | 0 | 0 | 0
STWD | 0 | 0 | 0 | 0 | 0 | 0
WT | 0 | 0 | 0 | 0 | 0 | 0
IGCC | 0 | 0 | 0 | 0 | 0 | 0
DemandResponse | 0 | 0 | 0 | 0 | 0 | 0
IGCC-CCS | 0 | 0 | 0 | 0 | 0 | 0
WT_off | 0 | 0 | 0 | 0 | 0 | 0
PseudoUnit | 0 | 0 | 0 | 0 | 0 | 0
FixedInterchange | 0 | 0 | 0 | 0 | 0 | 0
Emission Cost by Reporting Type: SOCO
ReportingType | 2015 | 2020 | 2025 | 2030 | 2035 | 2040
BM | 0 | 0 | 0 | 0 | 0 | 0
CC | 0 | 0 | 0 | 0 | 0 | 0
CSP | 0 | 0 | 0 | 0 | 0 | 0
CT | 0 | 0 | 0 | 0 | 0 | 0
Coal | 0 | 0 | 0 | 0 | 0 | 0
Geo | 0 | 0 | 0 | 0 | 0 | 0
H | 0 | 0 | 0 | 0 | 0 | 0
LFG | 0 | 0 | 0 | 0 | 0 | 0
Nuc | 0 | 0 | 0 | 0 | 0 | 0
PS | 0 | 0 | 0 | 0 | 0 | 0
PV | 0 | 0 | 0 | 0 | 0 | 0
PeakG | 0 | 0 | 0 | 0 | 0 | 0
PeakO | 0 | 0 | 0 | 0 | 0 | 0
ST | 0 | 0 | 0 | 0 | 0 | 0
STOG | 0 | 0 | 0 | 0 | 0 | 0
STWD | 0 | 0 | 0 | 0 | 0 | 0
WT | 0 | 0 | 0 | 0 | 0 | 0
IGCC | 0 | 0 | 0 | 0 | 0 | 0
DemandResponse | 0 | 0 | 0 | 0 | 0 | 0
IGCC-CCS | 0 | 0 | 0 | 0 | 0 | 0
WT_off | 0 | 0 | 0 | 0 | 0 | 0
PseudoUnit | 0 | 0 | 0 | 0 | 0 | 0
FixedInterchange | 0 | 0 | 0 | 0 | 0 | 0
Emission Cost by Reporting Type: SPP_N
ReportingType | 2015 | 2020 | 2025 | 2030 | 2035 | 2040
BM | 0 | 0 | 0 | 0 | 0 | 0
CC | 0 | 0 | 0 | 0 | 0 | 0
CSP | 0 | 0 | 0 | 0 | 0 | 0
CT | 0 | 0 | 0 | 0 | 0 | 0
Coal | 0 | 0 | 0 | 0 | 0 | 0
Geo | 0 | 0 | 0 | 0 | 0 | 0
H | 0 | 0 | 0 | 0 | 0 | 0
LFG | 0 | 0 | 0 | 0 | 0 | 0
Nuc | 0 | 0 | 0 | 0 | 0 | 0
PS | 0 | 0 | 0 | 0 | 0 | 0
PV | 0 | 0 | 0 | 0 | 0 | 0
PeakG | 0 | 0 | 0 | 0 | 0 | 0
PeakO | 0 | 0 | 0 | 0 | 0 | 0
ST | 0 | 0 | 0 | 0 | 0 | 0
STOG | 0 | 0 | 0 | 0 | 0 | 0
STWD | 0 | 0 | 0 | 0 | 0 | 0
WT | 0 | 0 | 0 | 0 | 0 | 0
IGCC | 0 | 0 | 0 | 0 | 0 | 0
DemandResponse | 0 | 0 | 0 | 0 | 0 | 0
IGCC-CCS | 0 | 0 | 0 | 0 | 0 | 0
WT_off | 0 | 0 | 0 | 0 | 0 | 0
PseudoUnit | 0 | 0 | 0 | 0 | 0 | 0
FixedInterchange | 0 | 0 | 0 | 0 | 0 | 0
Emission Cost by Reporting Type: SPP_S
ReportingType | 2015 | 2020 | 2025 | 2030 | 2035 | 2040
BM | 0 | 0 | 0 | 0 | 0 | 0
CC | 0 | 0 | 0 | 0 | 0 | 0
CSP | 0 | 0 | 0 | 0 | 0 | 0
CT | 0 | 0 | 0 | 0 | 0 | 0
Coal | 0 | 0 | 0 | 0 | 0 | 0
Geo | 0 | 0 | 0 | 0 | 0 | 0
H | 0 | 0 | 0 | 0 | 0 | 0
LFG | 0 | 0 | 0 | 0 | 0 | 0
Nuc | 0 | 0 | 0 | 0 | 0 | 0
PS | 0 | 0 | 0 | 0 | 0 | 0
PV | 0 | 0 | 0 | 0 | 0 | 0
PeakG | 0 | 0 | 0 | 0 | 0 | 0
PeakO | 0 | 0 | 0 | 0 | 0 | 0
ST | 0 | 0 | 0 | 0 | 0 | 0
STOG | 0 | 0 | 0 | 0 | 0 | 0
STWD | 0 | 0 | 0 | 0 | 0 | 0
WT | 0 | 0 | 0 | 0 | 0 | 0
IGCC | 0 | 0 | 0 | 0 | 0 | 0
DemandResponse | 0 | 0 | 0 | 0 | 0 | 0
IGCC-CCS | 0 | 0 | 0 | 0 | 0 | 0
WT_off | 0 | 0 | 0 | 0 | 0 | 0
PseudoUnit | 0 | 0 | 0 | 0 | 0 | 0
FixedInterchange | 0 | 0 | 0 | 0 | 0 | 0
Emission Cost by Reporting Type: TVA
ReportingType | 2015 | 2020 | 2025 | 2030 | 2035 | 2040
BM | 0 | 0 | 0 | 0 | 0 | 0
CC | 0 | 0 | 0 | 0 | 0 | 0
CSP | 0 | 0 | 0 | 0 | 0 | 0
CT | 0 | 0 | 0 | 0 | 0 | 0
Coal | 0 | 0 | 0 | 0 | 0 | 0
Geo | 0 | 0 | 0 | 0 | 0 | 0
H | 0 | 0 | 0 | 0 | 0 | 0
LFG | 0 | 0 | 0 | 0 | 0 | 0
Nuc | 0 | 0 | 0 | 0 | 0 | 0
PS | 0 | 0 | 0 | 0 | 0 | 0
PV | 0 | 0 | 0 | 0 | 0 | 0
PeakG | 0 | 0 | 0 | 0 | 0 | 0
PeakO | 0 | 0 | 0 | 0 | 0 | 0
ST | 0 | 0 | 0 | 0 | 0 | 0
STOG | 0 | 0 | 0 | 0 | 0 | 0
STWD | 0 | 0 | 0 | 0 | 0 | 0
WT | 0 | 0 | 0 | 0 | 0 | 0
IGCC | 0 | 0 | 0 | 0 | 0 | 0
DemandResponse | 0 | 0 | 0 | 0 | 0 | 0
IGCC-CCS | 0 | 0 | 0 | 0 | 0 | 0
WT_off | 0 | 0 | 0 | 0 | 0 | 0
PseudoUnit | 0 | 0 | 0 | 0 | 0 | 0
FixedInterchange | 0 | 0 | 0 | 0 | 0 | 0
Emission Cost by Reporting Type: TVA_Transmission
ReportingType | 2015 | 2020 | 2025 | 2030 | 2035 | 2040
BM | 0 | 0 | 0 | 0 | 0 | 0
CC | 0 | 0 | 0 | 0 | 0 | 0
CSP | 0 | 0 | 0 | 0 | 0 | 0
CT | 0 | 0 | 0 | 0 | 0 | 0
Coal | 0 | 0 | 0 | 0 | 0 | 0
Geo | 0 | 0 | 0 | 0 | 0 | 0
H | 0 | 0 | 0 | 0 | 0 | 0
LFG | 0 | 0 | 0 | 0 | 0 | 0
Nuc | 0 | 0 | 0 | 0 | 0 | 0
PS | 0 | 0 | 0 | 0 | 0 | 0
PV | 0 | 0 | 0 | 0 | 0 | 0
PeakG | 0 | 0 | 0 | 0 | 0 | 0
PeakO | 0 | 0 | 0 | 0 | 0 | 0
ST | 0 | 0 | 0 | 0 | 0 | 0
STOG | 0 | 0 | 0 | 0 | 0 | 0
STWD | 0 | 0 | 0 | 0 | 0 | 0
WT | 0 | 0 | 0 | 0 | 0 | 0
IGCC | 0 | 0 | 0 | 0 | 0 | 0
DemandResponse | 0 | 0 | 0 | 0 | 0 | 0
IGCC-CCS | 0 | 0 | 0 | 0 | 0 | 0
WT_off | 0 | 0 | 0 | 0 | 0 | 0
PseudoUnit | 0 | 0 | 0 | 0 | 0 | 0
FixedInterchange | 0 | 0 | 0 | 0 | 0 | 0
Emission Cost by Reporting Type: VACAR
ReportingType | 2015 | 2020 | 2025 | 2030 | 2035 | 2040
BM | 0 | 0 | 0 | 0 | 0 | 0
CC | 0 | 0 | 0 | 0 | 0 | 0
CSP | 0 | 0 | 0 | 0 | 0 | 0
CT | 0 | 0 | 0 | 0 | 0 | 0
Coal | 0 | 0 | 0 | 0 | 0 | 0
Geo | 0 | 0 | 0 | 0 | 0 | 0
H | 0 | 0 | 0 | 0 | 0 | 0
LFG | 0 | 0 | 0 | 0 | 0 | 0
Nuc | 0 | 0 | 0 | 0 | 0 | 0
PS | 0 | 0 | 0 | 0 | 0 | 0
PV | 0 | 0 | 0 | 0 | 0 | 0
PeakG | 0 | 0 | 0 | 0 | 0 | 0
PeakO | 0 | 0 | 0 | 0 | 0 | 0
ST | 0 | 0 | 0 | 0 | 0 | 0
STOG | 0 | 0 | 0 | 0 | 0 | 0
STWD | 0 | 0 | 0 | 0 | 0 | 0
WT | 0 | 0 | 0 | 0 | 0 | 0
IGCC | 0 | 0 | 0 | 0 | 0 | 0
DemandResponse | 0 | 0 | 0 | 0 | 0 | 0
IGCC-CCS | 0 | 0 | 0 | 0 | 0 | 0
WT_off | 0 | 0 | 0 | 0 | 0 | 0
PseudoUnit | 0 | 0 | 0 | 0 | 0 | 0
FixedInterchange | 0 | 0 | 0 | 0 | 0 | 0
Emission Cost by Reporting Type: IESO
ReportingType | 2015 | 2020 | 2025 | 2030 | 2035 | 2040
BM | 0 | 0 | 0 | 0 | 0 | 0
CC | 0 | 0 | 0 | 0 | 0 | 0
CSP | 0 | 0 | 0 | 0 | 0 | 0
CT | 0 | 0 | 0 | 0 | 0 | 0
Coal | 0 | 0 | 0 | 0 | 0 | 0
Geo | 0 | 0 | 0 | 0 | 0 | 0
H | 0 | 0 | 0 | 0 | 0 | 0
LFG | 0 | 0 | 0 | 0 | 0 | 0
Nuc | 0 | 0 | 0 | 0 | 0 | 0
PS | 0 | 0 | 0 | 0 | 0 | 0
PV | 0 | 0 | 0 | 0 | 0 | 0
PeakG | 0 | 0 | 0 | 0 | 0 | 0
PeakO | 0 | 0 | 0 | 0 | 0 | 0
ST | 0 | 0 | 0 | 0 | 0 | 0
STOG | 0 | 0 | 0 | 0 | 0 | 0
STWD | 0 | 0 | 0 | 0 | 0 | 0
WT | 0 | 0 | 0 | 0 | 0 | 0
IGCC | 0 | 0 | 0 | 0 | 0 | 0
DemandResponse | 0 | 0 | 0 | 0 | 0 | 0
IGCC-CCS | 0 | 0 | 0 | 0 | 0 | 0
WT_off | 0 | 0 | 0 | 0 | 0 | 0
PseudoUnit | 0 | 0 | 0 | 0 | 0 | 0
FixedInterchange | 0 | 0 | 0 | 0 | 0 | 0
Emission Cost by Reporting Type: MAPP_CA
ReportingType | 2015 | 2020 | 2025 | 2030 | 2035 | 2040
BM | 0 | 0 | 0 | 0 | 0 | 0
CC | 0 | 0 | 0 | 0 | 0 | 0
CSP | 0 | 0 | 0 | 0 | 0 | 0
CT | 0 | 0 | 0 | 0 | 0 | 0
Coal | 0 | 0 | 0 | 0 | 0 | 0
Geo | 0 | 0 | 0 | 0 | 0 | 0
H | 0 | 0 | 0 | 0 | 0 | 0
LFG | 0 | 0 | 0 | 0 | 0 | 0
Nuc | 0 | 0 | 0 | 0 | 0 | 0
PS | 0 | 0 | 0 | 0 | 0 | 0
PV | 0 | 0 | 0 | 0 | 0 | 0
PeakG | 0 | 0 | 0 | 0 | 0 | 0
PeakO | 0 | 0 | 0 | 0 | 0 | 0
ST | 0 | 0 | 0 | 0 | 0 | 0
STOG | 0 | 0 | 0 | 0 | 0 | 0
STWD | 0 | 0 | 0 | 0 | 0 | 0
WT | 0 | 0 | 0 | 0 | 0 | 0
IGCC | 0 | 0 | 0 | 0 | 0 | 0
DemandResponse | 0 | 0 | 0 | 0 | 0 | 0
IGCC-CCS | 0 | 0 | 0 | 0 | 0 | 0
WT_off | 0 | 0 | 0 | 0 | 0 | 0
PseudoUnit | 0 | 0 | 0 | 0 | 0 | 0
FixedInterchange | 0 | 0 | 0 | 0 | 0 | 0
Emission Cost by Reporting Type: AZ_NM_SNV_Coal
ReportingType | 2015 | 2020 | 2025 | 2030 | 2035 | 2040
BM | 0 | 0 | 0 | 0 | 0 | 0
CC | 0 | 0 | 0 | 0 | 0 | 0
CSP | 0 | 0 | 0 | 0 | 0 | 0
CT | 0 | 0 | 0 | 0 | 0 | 0
Coal | 0 | 0 | 0 | 0 | 0 | 0
Geo | 0 | 0 | 0 | 0 | 0 | 0
H | 0 | 0 | 0 | 0 | 0 | 0
LFG | 0 | 0 | 0 | 0 | 0 | 0
Nuc | 0 | 0 | 0 | 0 | 0 | 0
PS | 0 | 0 | 0 | 0 | 0 | 0
PV | 0 | 0 | 0 | 0 | 0 | 0
PeakG | 0 | 0 | 0 | 0 | 0 | 0
PeakO | 0 | 0 | 0 | 0 | 0 | 0
ST | 0 | 0 | 0 | 0 | 0 | 0
STOG | 0 | 0 | 0 | 0 | 0 | 0
STWD | 0 | 0 | 0 | 0 | 0 | 0
WT | 0 | 0 | 0 | 0 | 0 | 0
IGCC | 0 | 0 | 0 | 0 | 0 | 0
DemandResponse | 0 | 0 | 0 | 0 | 0 | 0
IGCC-CCS | 0 | 0 | 0 | 0 | 0 | 0
WT_off | 0 | 0 | 0 | 0 | 0 | 0
PseudoUnit | 0 | 0 | 0 | 0 | 0 | 0
FixedInterchange | 0 | 0 | 0 | 0 | 0 | 0
Emission Cost by Reporting Type: AZ_NM_SNV_Gas
ReportingType | 2015 | 2020 | 2025 | 2030 | 2035 | 2040
BM | 0 | 0 | 0 | 0 | 0 | 0
CC | 0 | 0 | 0 | 0 | 0 | 0
CSP | 0 | 0 | 0 | 0 | 0 | 0
CT | 0 | 0 | 0 | 0 | 0 | 0
Coal | 0 | 0 | 0 | 0 | 0 | 0
Geo | 0 | 0 | 0 | 0 | 0 | 0
H | 0 | 0 | 0 | 0 | 0 | 0
LFG | 0 | 0 | 0 | 0 | 0 | 0
Nuc | 0 | 0 | 0 | 0 | 0 | 0
PS | 0 | 0 | 0 | 0 | 0 | 0
PV | 0 | 0 | 0 | 0 | 0 | 0
PeakG | 0 | 0 | 0 | 0 | 0 | 0
PeakO | 0 | 0 | 0 | 0 | 0 | 0
ST | 0 | 0 | 0 | 0 | 0 | 0
STOG | 0 | 0 | 0 | 0 | 0 | 0
STWD | 0 | 0 | 0 | 0 | 0 | 0
WT | 0 | 0 | 0 | 0 | 0 | 0
IGCC | 0 | 0 | 0 | 0 | 0 | 0
DemandResponse | 0 | 0 | 0 | 0 | 0 | 0
IGCC-CCS | 0 | 0 | 0 | 0 | 0 | 0
WT_off | 0 | 0 | 0 | 0 | 0 | 0
PseudoUnit | 0 | 0 | 0 | 0 | 0 | 0
FixedInterchange | 0 | 0 | 0 | 0 | 0 | 0
Emission Cost by Reporting Type: AZ_NM_SNV_NucRenew
ReportingType | 2015 | 2020 | 2025 | 2030 | 2035 | 2040
BM | 0 | 0 | 0 | 0 | 0 | 0
CC | 0 | 0 | 0 | 0 | 0 | 0
CSP | 0 | 0 | 0 | 0 | 0 | 0
CT | 0 | 0 | 0 | 0 | 0 | 0
Coal | 0 | 0 | 0 | 0 | 0 | 0
Geo | 0 | 0 | 0 | 0 | 0 | 0
H | 0 | 0 | 0 | 0 | 0 | 0
LFG | 0 | 0 | 0 | 0 | 0 | 0
Nuc | 0 | 0 | 0 | 0 | 0 | 0
PS | 0 | 0 | 0 | 0 | 0 | 0
PV | 0 | 0 | 0 | 0 | 0 | 0
PeakG | 0 | 0 | 0 | 0 | 0 | 0
PeakO | 0 | 0 | 0 | 0 | 0 | 0
ST | 0 | 0 | 0 | 0 | 0 | 0
STOG | 0 | 0 | 0 | 0 | 0 | 0
STWD | 0 | 0 | 0 | 0 | 0 | 0
WT | 0 | 0 | 0 | 0 | 0 | 0
IGCC | 0 | 0 | 0 | 0 | 0 | 0
DemandResponse | 0 | 0 | 0 | 0 | 0 | 0
IGCC-CCS | 0 | 0 | 0 | 0 | 0 | 0
WT_off | 0 | 0 | 0 | 0 | 0 | 0
PseudoUnit | 0 | 0 | 0 | 0 | 0 | 0
FixedInterchange | 0 | 0 | 0 | 0 | 0 | 0
Emission Cost by Reporting Type: ERCOT
ReportingType | 2015 | 2020 | 2025 | 2030 | 2035 | 2040
BM | 0 | 0 | 0 | 0 | 0 | 0
CC | 0 | 0 | 0 | 0 | 0 | 0
CSP | 0 | 0 | 0 | 0 | 0 | 0
CT | 0 | 0 | 0 | 0 | 0 | 0
Coal | 0 | 0 | 0 | 0 | 0 | 0
Geo | 0 | 0 | 0 | 0 | 0 | 0
H | 0 | 0 | 0 | 0 | 0 | 0
LFG | 0 | 0 | 0 | 0 | 0 | 0
Nuc | 0 | 0 | 0 | 0 | 0 | 0
PS | 0 | 0 | 0 | 0 | 0 | 0
PV | 0 | 0 | 0 | 0 | 0 | 0
PeakG | 0 | 0 | 0 | 0 | 0 | 0
PeakO | 0 | 0 | 0 | 0 | 0 | 0
ST | 0 | 0 | 0 | 0 | 0 | 0
STOG | 0 | 0 | 0 | 0 | 0 | 0
STWD | 0 | 0 | 0 | 0 | 0 | 0
WT | 0 | 0 | 0 | 0 | 0 | 0
IGCC | 0 | 0 | 0 | 0 | 0 | 0
DemandResponse | 0 | 0 | 0 | 0 | 0 | 0
IGCC-CCS | 0 | 0 | 0 | 0 | 0 | 0
WT_off | 0 | 0 | 0 | 0 | 0 | 0
PseudoUnit | 0 | 0 | 0 | 0 | 0 | 0
FixedInterchange | 0 | 0 | 0 | 0 | 0 | 0
Emission Cost by Reporting Type: NP15
ReportingType | 2015 | 2020 | 2025 | 2030 | 2035 | 2040
BM | 0 | 0 | 0 | 0 | 0 | 0
CC | 0 | 0 | 0 | 0 | 0 | 0
CSP | 0 | 0 | 0 | 0 | 0 | 0
CT | 0 | 0 | 0 | 0 | 0 | 0
Coal | 0 | 0 | 0 | 0 | 0 | 0
Geo | 0 | 0 | 0 | 0 | 0 | 0
H | 0 | 0 | 0 | 0 | 0 | 0
LFG | 0 | 0 | 0 | 0 | 0 | 0
Nuc | 0 | 0 | 0 | 0 | 0 | 0
PS | 0 | 0 | 0 | 0 | 0 | 0
PV | 0 | 0 | 0 | 0 | 0 | 0
PeakG | 0 | 0 | 0 | 0 | 0 | 0
PeakO | 0 | 0 | 0 | 0 | 0 | 0
ST | 0 | 0 | 0 | 0 | 0 | 0
STOG | 0 | 0 | 0 | 0 | 0 | 0
STWD | 0 | 0 | 0 | 0 | 0 | 0
WT | 0 | 0 | 0 | 0 | 0 | 0
IGCC | 0 | 0 | 0 | 0 | 0 | 0
DemandResponse | 0 | 0 | 0 | 0 | 0 | 0
IGCC-CCS | 0 | 0 | 0 | 0 | 0 | 0
WT_off | 0 | 0 | 0 | 0 | 0 | 0
PseudoUnit | 0 | 0 | 0 | 0 | 0 | 0
FixedInterchange | 0 | 0 | 0 | 0 | 0 | 0
Emission Cost by Reporting Type: NWPP_Coal
ReportingType | 2015 | 2020 | 2025 | 2030 | 2035 | 2040
BM | 0 | 0 | 0 | 0 | 0 | 0
CC | 0 | 0 | 0 | 0 | 0 | 0
CSP | 0 | 0 | 0 | 0 | 0 | 0
CT | 0 | 0 | 0 | 0 | 0 | 0
Coal | 0 | 0 | 0 | 0 | 0 | 0
Geo | 0 | 0 | 0 | 0 | 0 | 0
H | 0 | 0 | 0 | 0 | 0 | 0
LFG | 0 | 0 | 0 | 0 | 0 | 0
Nuc | 0 | 0 | 0 | 0 | 0 | 0
PS | 0 | 0 | 0 | 0 | 0 | 0
PV | 0 | 0 | 0 | 0 | 0 | 0
PeakG | 0 | 0 | 0 | 0 | 0 | 0
PeakO | 0 | 0 | 0 | 0 | 0 | 0
ST | 0 | 0 | 0 | 0 | 0 | 0
STOG | 0 | 0 | 0 | 0 | 0 | 0
STWD | 0 | 0 | 0 | 0 | 0 | 0
WT | 0 | 0 | 0 | 0 | 0 | 0
IGCC | 0 | 0 | 0 | 0 | 0 | 0
DemandResponse | 0 | 0 | 0 | 0 | 0 | 0
IGCC-CCS | 0 | 0 | 0 | 0 | 0 | 0
WT_off | 0 | 0 | 0 | 0 | 0 | 0
PseudoUnit | 0 | 0 | 0 | 0 | 0 | 0
FixedInterchange | 0 | 0 | 0 | 0 | 0 | 0
Emission Cost by Reporting Type: NWPP_Gas
ReportingType | 2015 | 2020 | 2025 | 2030 | 2035 | 2040
BM | 0 | 0 | 0 | 0 | 0 | 0
CC | 0 | 0 | 0 | 0 | 0 | 0
CSP | 0 | 0 | 0 | 0 | 0 | 0
CT | 0 | 0 | 0 | 0 | 0 | 0
Coal | 0 | 0 | 0 | 0 | 0 | 0
Geo | 0 | 0 | 0 | 0 | 0 | 0
H | 0 | 0 | 0 | 0 | 0 | 0
LFG | 0 | 0 | 0 | 0 | 0 | 0
Nuc | 0 | 0 | 0 | 0 | 0 | 0
PS | 0 | 0 | 0 | 0 | 0 | 0
PV | 0 | 0 | 0 | 0 | 0 | 0
PeakG | 0 | 0 | 0 | 0 | 0 | 0
PeakO | 0 | 0 | 0 | 0 | 0 | 0
ST | 0 | 0 | 0 | 0 | 0 | 0
STOG | 0 | 0 | 0 | 0 | 0 | 0
STWD | 0 | 0 | 0 | 0 | 0 | 0
WT | 0 | 0 | 0 | 0 | 0 | 0
IGCC | 0 | 0 | 0 | 0 | 0 | 0
DemandResponse | 0 | 0 | 0 | 0 | 0 | 0
IGCC-CCS | 0 | 0 | 0 | 0 | 0 | 0
WT_off | 0 | 0 | 0 | 0 | 0 | 0
PseudoUnit | 0 | 0 | 0 | 0 | 0 | 0
FixedInterchange | 0 | 0 | 0 | 0 | 0 | 0
Emission Cost by Reporting Type: NWPP_NucRenew
ReportingType | 2015 | 2020 | 2025 | 2030 | 2035 | 2040
BM | 0 | 0 | 0 | 0 | 0 | 0
CC | 0 | 0 | 0 | 0 | 0 | 0
CSP | 0 | 0 | 0 | 0 | 0 | 0
CT | 0 | 0 | 0 | 0 | 0 | 0
Coal | 0 | 0 | 0 | 0 | 0 | 0
Geo | 0 | 0 | 0 | 0 | 0 | 0
H | 0 | 0 | 0 | 0 | 0 | 0
LFG | 0 | 0 | 0 | 0 | 0 | 0
Nuc | 0 | 0 | 0 | 0 | 0 | 0
PS | 0 | 0 | 0 | 0 | 0 | 0
PV | 0 | 0 | 0 | 0 | 0 | 0
PeakG | 0 | 0 | 0 | 0 | 0 | 0
PeakO | 0 | 0 | 0 | 0 | 0 | 0
ST | 0 | 0 | 0 | 0 | 0 | 0
STOG | 0 | 0 | 0 | 0 | 0 | 0
STWD | 0 | 0 | 0 | 0 | 0 | 0
WT | 0 | 0 | 0 | 0 | 0 | 0
IGCC | 0 | 0 | 0 | 0 | 0 | 0
DemandResponse | 0 | 0 | 0 | 0 | 0 | 0
IGCC-CCS | 0 | 0 | 0 | 0 | 0 | 0
WT_off | 0 | 0 | 0 | 0 | 0 | 0
PseudoUnit | 0 | 0 | 0 | 0 | 0 | 0
FixedInterchange | 0 | 0 | 0 | 0 | 0 | 0
Emission Cost by Reporting Type: RMPA
ReportingType | 2015 | 2020 | 2025 | 2030 | 2035 | 2040
BM | 0 | 0 | 0 | 0 | 0 | 0
CC | 0 | 0 | 0 | 0 | 0 | 0
CSP | 0 | 0 | 0 | 0 | 0 | 0
CT | 0 | 0 | 0 | 0 | 0 | 0
Coal | 0 | 0 | 0 | 0 | 0 | 0
Geo | 0 | 0 | 0 | 0 | 0 | 0
H | 0 | 0 | 0 | 0 | 0 | 0
LFG | 0 | 0 | 0 | 0 | 0 | 0
Nuc | 0 | 0 | 0 | 0 | 0 | 0
PS | 0 | 0 | 0 | 0 | 0 | 0
PV | 0 | 0 | 0 | 0 | 0 | 0
PeakG | 0 | 0 | 0 | 0 | 0 | 0
PeakO | 0 | 0 | 0 | 0 | 0 | 0
ST | 0 | 0 | 0 | 0 | 0 | 0
STOG | 0 | 0 | 0 | 0 | 0 | 0
STWD | 0 | 0 | 0 | 0 | 0 | 0
WT | 0 | 0 | 0 | 0 | 0 | 0
IGCC | 0 | 0 | 0 | 0 | 0 | 0
DemandResponse | 0 | 0 | 0 | 0 | 0 | 0
IGCC-CCS | 0 | 0 | 0 | 0 | 0 | 0
WT_off | 0 | 0 | 0 | 0 | 0 | 0
PseudoUnit | 0 | 0 | 0 | 0 | 0 | 0
FixedInterchange | 0 | 0 | 0 | 0 | 0 | 0
Emission Cost by Reporting Type: SP15
ReportingType | 2015 | 2020 | 2025 | 2030 | 2035 | 2040
BM | 0 | 0 | 0 | 0 | 0 | 0
CC | 0 | 0 | 0 | 0 | 0 | 0
CSP | 0 | 0 | 0 | 0 | 0 | 0
CT | 0 | 0 | 0 | 0 | 0 | 0
Coal | 0 | 0 | 0 | 0 | 0 | 0
Geo | 0 | 0 | 0 | 0 | 0 | 0
H | 0 | 0 | 0 | 0 | 0 | 0
LFG | 0 | 0 | 0 | 0 | 0 | 0
Nuc | 0 | 0 | 0 | 0 | 0 | 0
PS | 0 | 0 | 0 | 0 | 0 | 0
PV | 0 | 0 | 0 | 0 | 0 | 0
PeakG | 0 | 0 | 0 | 0 | 0 | 0
PeakO | 0 | 0 | 0 | 0 | 0 | 0
ST | 0 | 0 | 0 | 0 | 0 | 0
STOG | 0 | 0 | 0 | 0 | 0 | 0
STWD | 0 | 0 | 0 | 0 | 0 | 0
WT | 0 | 0 | 0 | 0 | 0 | 0
IGCC | 0 | 0 | 0 | 0 | 0 | 0
DemandResponse | 0 | 0 | 0 | 0 | 0 | 0
IGCC-CCS | 0 | 0 | 0 | 0 | 0 | 0
WT_off | 0 | 0 | 0 | 0 | 0 | 0
PseudoUnit | 0 | 0 | 0 | 0 | 0 | 0
FixedInterchange | 0 | 0 | 0 | 0 | 0 | 0
Emission Cost by Reporting Type: ALB
ReportingType | 2015 | 2020 | 2025 | 2030 | 2035 | 2040
BM | 0 | 0 | 0 | 0 | 0 | 0
CC | 0 | 0 | 0 | 0 | 0 | 0
CSP | 0 | 0 | 0 | 0 | 0 | 0
CT | 0 | 0 | 0 | 0 | 0 | 0
Coal | 0 | 0 | 0 | 0 | 0 | 0
Geo | 0 | 0 | 0 | 0 | 0 | 0
H | 0 | 0 | 0 | 0 | 0 | 0
LFG | 0 | 0 | 0 | 0 | 0 | 0
Nuc | 0 | 0 | 0 | 0 | 0 | 0
PS | 0 | 0 | 0 | 0 | 0 | 0
PV | 0 | 0 | 0 | 0 | 0 | 0
PeakG | 0 | 0 | 0 | 0 | 0 | 0
PeakO | 0 | 0 | 0 | 0 | 0 | 0
ST | 0 | 0 | 0 | 0 | 0 | 0
STOG | 0 | 0 | 0 | 0 | 0 | 0
STWD | 0 | 0 | 0 | 0 | 0 | 0
WT | 0 | 0 | 0 | 0 | 0 | 0
IGCC | 0 | 0 | 0 | 0 | 0 | 0
DemandResponse | 0 | 0 | 0 | 0 | 0 | 0
IGCC-CCS | 0 | 0 | 0 | 0 | 0 | 0
WT_off | 0 | 0 | 0 | 0 | 0 | 0
PseudoUnit | 0 | 0 | 0 | 0 | 0 | 0
FixedInterchange | 0 | 0 | 0 | 0 | 0 | 0
Emission Cost by Reporting Type: BC
ReportingType | 2015 | 2020 | 2025 | 2030 | 2035 | 2040
BM | 0 | 0 | 0 | 0 | 0 | 0
CC | 0 | 0 | 0 | 0 | 0 | 0
CSP | 0 | 0 | 0 | 0 | 0 | 0
CT | 0 | 0 | 0 | 0 | 0 | 0
Coal | 0 | 0 | 0 | 0 | 0 | 0
Geo | 0 | 0 | 0 | 0 | 0 | 0
H | 0 | 0 | 0 | 0 | 0 | 0
LFG | 0 | 0 | 0 | 0 | 0 | 0
Nuc | 0 | 0 | 0 | 0 | 0 | 0
PS | 0 | 0 | 0 | 0 | 0 | 0
PV | 0 | 0 | 0 | 0 | 0 | 0
PeakG | 0 | 0 | 0 | 0 | 0 | 0
PeakO | 0 | 0 | 0 | 0 | 0 | 0
ST | 0 | 0 | 0 | 0 | 0 | 0
STOG | 0 | 0 | 0 | 0 | 0 | 0
STWD | 0 | 0 | 0 | 0 | 0 | 0
WT | 0 | 0 | 0 | 0 | 0 | 0
IGCC | 0 | 0 | 0 | 0 | 0 | 0
DemandResponse | 0 | 0 | 0 | 0 | 0 | 0
IGCC-CCS | 0 | 0 | 0 | 0 | 0 | 0
WT_off | 0 | 0 | 0 | 0 | 0 | 0
PseudoUnit | 0 | 0 | 0 | 0 | 0 | 0
FixedInterchange | 0 | 0 | 0 | 0 | 0 | 0
Emission Cost by Reporting Type: HQ_IESO
ReportingType | 2015 | 2020 | 2025 | 2030 | 2035 | 2040
BM | 0 | 0 | 0 | 0 | 0 | 0
CC | 0 | 0 | 0 | 0 | 0 | 0
CSP | 0 | 0 | 0 | 0 | 0 | 0
CT | 0 | 0 | 0 | 0 | 0 | 0
Coal | 0 | 0 | 0 | 0 | 0 | 0
Geo | 0 | 0 | 0 | 0 | 0 | 0
H | 0 | 0 | 0 | 0 | 0 | 0
LFG | 0 | 0 | 0 | 0 | 0 | 0
Nuc | 0 | 0 | 0 | 0 | 0 | 0
PS | 0 | 0 | 0 | 0 | 0 | 0
PV | 0 | 0 | 0 | 0 | 0 | 0
PeakG | 0 | 0 | 0 | 0 | 0 | 0
PeakO | 0 | 0 | 0 | 0 | 0 | 0
ST | 0 | 0 | 0 | 0 | 0 | 0
STOG | 0 | 0 | 0 | 0 | 0 | 0
STWD | 0 | 0 | 0 | 0 | 0 | 0
WT | 0 | 0 | 0 | 0 | 0 | 0
IGCC | 0 | 0 | 0 | 0 | 0 | 0
DemandResponse | 0 | 0 | 0 | 0 | 0 | 0
IGCC-CCS | 0 | 0 | 0 | 0 | 0 | 0
WT_off | 0 | 0 | 0 | 0 | 0 | 0
PseudoUnit | 0 | 0 | 0 | 0 | 0 | 0
FixedInterchange | 0 | 0 | 0 | 0 | 0 | 0
Emission Cost by Reporting Type: HQ_NEISO
ReportingType | 2015 | 2020 | 2025 | 2030 | 2035 | 2040
BM | 0 | 0 | 0 | 0 | 0 | 0
CC | 0 | 0 | 0 | 0 | 0 | 0
CSP | 0 | 0 | 0 | 0 | 0 | 0
CT | 0 | 0 | 0 | 0 | 0 | 0
Coal | 0 | 0 | 0 | 0 | 0 | 0
Geo | 0 | 0 | 0 | 0 | 0 | 0
H | 0 | 0 | 0 | 0 | 0 | 0
LFG | 0 | 0 | 0 | 0 | 0 | 0
Nuc | 0 | 0 | 0 | 0 | 0 | 0
PS | 0 | 0 | 0 | 0 | 0 | 0
PV | 0 | 0 | 0 | 0 | 0 | 0
PeakG | 0 | 0 | 0 | 0 | 0 | 0
PeakO | 0 | 0 | 0 | 0 | 0 | 0
ST | 0 | 0 | 0 | 0 | 0 | 0
STOG | 0 | 0 | 0 | 0 | 0 | 0
STWD | 0 | 0 | 0 | 0 | 0 | 0
WT | 0 | 0 | 0 | 0 | 0 | 0
IGCC | 0 | 0 | 0 | 0 | 0 | 0
DemandResponse | 0 | 0 | 0 | 0 | 0 | 0
IGCC-CCS | 0 | 0 | 0 | 0 | 0 | 0
WT_off | 0 | 0 | 0 | 0 | 0 | 0
PseudoUnit | 0 | 0 | 0 | 0 | 0 | 0
FixedInterchange | 0 | 0 | 0 | 0 | 0 | 0
Emission Cost by Reporting Type: HQ_NY
ReportingType | 2015 | 2020 | 2025 | 2030 | 2035 | 2040
BM | 0 | 0 | 0 | 0 | 0 | 0
CC | 0 | 0 | 0 | 0 | 0 | 0
CSP | 0 | 0 | 0 | 0 | 0 | 0
CT | 0 | 0 | 0 | 0 | 0 | 0
Coal | 0 | 0 | 0 | 0 | 0 | 0
Geo | 0 | 0 | 0 | 0 | 0 | 0
H | 0 | 0 | 0 | 0 | 0 | 0
LFG | 0 | 0 | 0 | 0 | 0 | 0
Nuc | 0 | 0 | 0 | 0 | 0 | 0
PS | 0 | 0 | 0 | 0 | 0 | 0
PV | 0 | 0 | 0 | 0 | 0 | 0
PeakG | 0 | 0 | 0 | 0 | 0 | 0
PeakO | 0 | 0 | 0 | 0 | 0 | 0
ST | 0 | 0 | 0 | 0 | 0 | 0
STOG | 0 | 0 | 0 | 0 | 0 | 0
STWD | 0 | 0 | 0 | 0 | 0 | 0
WT | 0 | 0 | 0 | 0 | 0 | 0
IGCC | 0 | 0 | 0 | 0 | 0 | 0
DemandResponse | 0 | 0 | 0 | 0 | 0 | 0
IGCC-CCS | 0 | 0 | 0 | 0 | 0 | 0
WT_off | 0 | 0 | 0 | 0 | 0 | 0
PseudoUnit | 0 | 0 | 0 | 0 | 0 | 0
FixedInterchange | 0 | 0 | 0 | 0 | 0 | 0
Emission Cost by Reporting Type: MARITIMES
ReportingType | 2015 | 2020 | 2025 | 2030 | 2035 | 2040
BM | 0 | 0 | 0 | 0 | 0 | 0
CC | 0 | 0 | 0 | 0 | 0 | 0
CSP | 0 | 0 | 0 | 0 | 0 | 0
CT | 0 | 0 | 0 | 0 | 0 | 0
Coal | 0 | 0 | 0 | 0 | 0 | 0
Geo | 0 | 0 | 0 | 0 | 0 | 0
H | 0 | 0 | 0 | 0 | 0 | 0
LFG | 0 | 0 | 0 | 0 | 0 | 0
Nuc | 0 | 0 | 0 | 0 | 0 | 0
PS | 0 | 0 | 0 | 0 | 0 | 0
PV | 0 | 0 | 0 | 0 | 0 | 0
PeakG | 0 | 0 | 0 | 0 | 0 | 0
PeakO | 0 | 0 | 0 | 0 | 0 | 0
ST | 0 | 0 | 0 | 0 | 0 | 0
STOG | 0 | 0 | 0 | 0 | 0 | 0
STWD | 0 | 0 | 0 | 0 | 0 | 0
WT | 0 | 0 | 0 | 0 | 0 | 0
IGCC | 0 | 0 | 0 | 0 | 0 | 0
DemandResponse | 0 | 0 | 0 | 0 | 0 | 0
IGCC-CCS | 0 | 0 | 0 | 0 | 0 | 0
WT_off | 0 | 0 | 0 | 0 | 0 | 0
PseudoUnit | 0 | 0 | 0 | 0 | 0 | 0
FixedInterchange | 0 | 0 | 0 | 0 | 0 | 0
Emission Cost by Reporting Type: All
ReportingType | 2015 | 2020 | 2025 | 2030 | 2035 | 2040
BM | 0 | 0 | 0 | 0 | 0 | 0
CC | 0 | 0 | 0 | 0 | 0 | 0
CSP | 0 | 0 | 0 | 0 | 0 | 0
CT | 0 | 0 | 0 | 0 | 0 | 0
Coal | 0 | 0 | 0 | 0 | 0 | 0
Geo | 0 | 0 | 0 | 0 | 0 | 0
H | 0 | 0 | 0 | 0 | 0 | 0
LFG | 0 | 0 | 0 | 0 | 0 | 0
Nuc | 0 | 0 | 0 | 0 | 0 | 0
PS | 0 | 0 | 0 | 0 | 0 | 0
PV | 0 | 0 | 0 | 0 | 0 | 0
PeakG | 0 | 0 | 0 | 0 | 0 | 0
PeakO | 0 | 0 | 0 | 0 | 0 | 0
ST | 0 | 0 | 0 | 0 | 0 | 0
STOG | 0 | 0 | 0 | 0 | 0 | 0
STWD | 0 | 0 | 0 | 0 | 0 | 0
WT | 0 | 0 | 0 | 0 | 0 | 0
IGCC | 0 | 0 | 0 | 0 | 0 | 0
DemandResponse | 0 | 0 | 0 | 0 | 0 | 0
IGCC-CCS | 0 | 0 | 0 | 0 | 0 | 0
WT_off | 0 | 0 | 0 | 0 | 0 | 0
PseudoUnit | 0 | 0 | 0 | 0 | 0 | 0
FixedInterchange | 0 | 0 | 0 | 0 | 0 | 0
Emission Cost by Reporting Type: EI_US
ReportingType | 2015 | 2020 | 2025 | 2030 | 2035 | 2040
BM | 0 | 0 | 0 | 0 | 0 | 0
CC | 0 | 0 | 0 | 0 | 0 | 0
CSP | 0 | 0 | 0 | 0 | 0 | 0
CT | 0 | 0 | 0 | 0 | 0 | 0
Coal | 0 | 0 | 0 | 0 | 0 | 0
Geo | 0 | 0 | 0 | 0 | 0 | 0
H | 0 | 0 | 0 | 0 | 0 | 0
LFG | 0 | 0 | 0 | 0 | 0 | 0
Nuc | 0 | 0 | 0 | 0 | 0 | 0
PS | 0 | 0 | 0 | 0 | 0 | 0
PV | 0 | 0 | 0 | 0 | 0 | 0
PeakG | 0 | 0 | 0 | 0 | 0 | 0
PeakO | 0 | 0 | 0 | 0 | 0 | 0
ST | 0 | 0 | 0 | 0 | 0 | 0
STOG | 0 | 0 | 0 | 0 | 0 | 0
STWD | 0 | 0 | 0 | 0 | 0 | 0
WT | 0 | 0 | 0 | 0 | 0 | 0
IGCC | 0 | 0 | 0 | 0 | 0 | 0
DemandResponse | 0 | 0 | 0 | 0 | 0 | 0
IGCC-CCS | 0 | 0 | 0 | 0 | 0 | 0
WT_off | 0 | 0 | 0 | 0 | 0 | 0
PseudoUnit | 0 | 0 | 0 | 0 | 0 | 0
FixedInterchange | 0 | 0 | 0 | 0 | 0 | 0
Emission Cost by Reporting Type: EI_Canada
ReportingType | 2015 | 2020 | 2025 | 2030 | 2035 | 2040
BM | 0 | 0 | 0 | 0 | 0 | 0
CC | 0 | 0 | 0 | 0 | 0 | 0
CSP | 0 | 0 | 0 | 0 | 0 | 0
CT | 0 | 0 | 0 | 0 | 0 | 0
Coal | 0 | 0 | 0 | 0 | 0 | 0
Geo | 0 | 0 | 0 | 0 | 0 | 0
H | 0 | 0 | 0 | 0 | 0 | 0
LFG | 0 | 0 | 0 | 0 | 0 | 0
Nuc | 0 | 0 | 0 | 0 | 0 | 0
PS | 0 | 0 | 0 | 0 | 0 | 0
PV | 0 | 0 | 0 | 0 | 0 | 0
PeakG | 0 | 0 | 0 | 0 | 0 | 0
PeakO | 0 | 0 | 0 | 0 | 0 | 0
ST | 0 | 0 | 0 | 0 | 0 | 0
STOG | 0 | 0 | 0 | 0 | 0 | 0
STWD | 0 | 0 | 0 | 0 | 0 | 0
WT | 0 | 0 | 0 | 0 | 0 | 0
IGCC | 0 | 0 | 0 | 0 | 0 | 0
DemandResponse | 0 | 0 | 0 | 0 | 0 | 0
IGCC-CCS | 0 | 0 | 0 | 0 | 0 | 0
WT_off | 0 | 0 | 0 | 0 | 0 | 0
PseudoUnit | 0 | 0 | 0 | 0 | 0 | 0
FixedInterchange | 0 | 0 | 0 | 0 | 0 | 0
Emission Cost by Reporting Type: EI
ReportingType | 2015 | 2020 | 2025 | 2030 | 2035 | 2040
BM | 0 | 0 | 0 | 0 | 0 | 0
CC | 0 | 0 | 0 | 0 | 0 | 0
CSP | 0 | 0 | 0 | 0 | 0 | 0
CT | 0 | 0 | 0 | 0 | 0 | 0
Coal | 0 | 0 | 0 | 0 | 0 | 0
Geo | 0 | 0 | 0 | 0 | 0 | 0
H | 0 | 0 | 0 | 0 | 0 | 0
LFG | 0 | 0 | 0 | 0 | 0 | 0
Nuc | 0 | 0 | 0 | 0 | 0 | 0
PS | 0 | 0 | 0 | 0 | 0 | 0
PV | 0 | 0 | 0 | 0 | 0 | 0
PeakG | 0 | 0 | 0 | 0 | 0 | 0
PeakO | 0 | 0 | 0 | 0 | 0 | 0
ST | 0 | 0 | 0 | 0 | 0 | 0
STOG | 0 | 0 | 0 | 0 | 0 | 0
STWD | 0 | 0 | 0 | 0 | 0 | 0
WT | 0 | 0 | 0 | 0 | 0 | 0
IGCC | 0 | 0 | 0 | 0 | 0 | 0
DemandResponse | 0 | 0 | 0 | 0 | 0 | 0
IGCC-CCS | 0 | 0 | 0 | 0 | 0 | 0
WT_off | 0 | 0 | 0 | 0 | 0 | 0
PseudoUnit | 0 | 0 | 0 | 0 | 0 | 0
FixedInterchange | 0 | 0 | 0 | 0 | 0 | 0
Emission Cost by Reporting Type: Outside_EI
ReportingType | 2015 | 2020 | 2025 | 2030 | 2035 | 2040
BM | 0 | 0 | 0 | 0 | 0 | 0
CC | 0 | 0 | 0 | 0 | 0 | 0
CSP | 0 | 0 | 0 | 0 | 0 | 0
CT | 0 | 0 | 0 | 0 | 0 | 0
Coal | 0 | 0 | 0 | 0 | 0 | 0
Geo | 0 | 0 | 0 | 0 | 0 | 0
H | 0 | 0 | 0 | 0 | 0 | 0
LFG | 0 | 0 | 0 | 0 | 0 | 0
Nuc | 0 | 0 | 0 | 0 | 0 | 0
PS | 0 | 0 | 0 | 0 | 0 | 0
PV | 0 | 0 | 0 | 0 | 0 | 0
PeakG | 0 | 0 | 0 | 0 | 0 | 0
PeakO | 0 | 0 | 0 | 0 | 0 | 0
ST | 0 | 0 | 0 | 0 | 0 | 0
STOG | 0 | 0 | 0 | 0 | 0 | 0
STWD | 0 | 0 | 0 | 0 | 0 | 0
WT | 0 | 0 | 0 | 0 | 0 | 0
IGCC | 0 | 0 | 0 | 0 | 0 | 0
DemandResponse | 0 | 0 | 0 | 0 | 0 | 0
IGCC-CCS | 0 | 0 | 0 | 0 | 0 | 0
WT_off | 0 | 0 | 0 | 0 | 0 | 0
PseudoUnit | 0 | 0 | 0 | 0 | 0 | 0
FixedInterchange | 0 | 0 | 0 | 0 | 0 | 0
==== Emission Program: CAIRNOxAnnual : (NOx) ====
Emission Cost by Reporting Type: Entergy
ReportingType | 2015 | 2020 | 2025 | 2030 | 2035 | 2040
BM | 0 | 0 | 0 | 0 | 0 | 0
CC | 0 | 0 | 0 | 0 | 0 | 0
CSP | 0 | 0 | 0 | 0 | 0 | 0
CT | 0 | 0 | 0 | 0 | 0 | 0
Coal | 0 | 0 | 0 | 0 | 0 | 0
Geo | 0 | 0 | 0 | 0 | 0 | 0
H | 0 | 0 | 0 | 0 | 0 | 0
LFG | 0 | 0 | 0 | 0 | 0 | 0
Nuc | 0 | 0 | 0 | 0 | 0 | 0
PS | 0 | 0 | 0 | 0 | 0 | 0
PV | 0 | 0 | 0 | 0 | 0 | 0
PeakG | 0 | 0 | 0 | 0 | 0 | 0
PeakO | 0 | 0 | 0 | 0 | 0 | 0
ST | 0 | 0 | 0 | 0 | 0 | 0
STOG | 0 | 0 | 0 | 0 | 0 | 0
STWD | 0 | 0 | 0 | 0 | 0 | 0
WT | 0 | 0 | 0 | 0 | 0 | 0
IGCC | 0 | 0 | 0 | 0 | 0 | 0
DemandResponse | 0 | 0 | 0 | 0 | 0 | 0
IGCC-CCS | 0 | 0 | 0 | 0 | 0 | 0
WT_off | 0 | 0 | 0 | 0 | 0 | 0
PseudoUnit | 0 | 0 | 0 | 0 | 0 | 0
FixedInterchange | 0 | 0 | 0 | 0 | 0 | 0
Emission Cost by Reporting Type: FRCC
ReportingType | 2015 | 2020 | 2025 | 2030 | 2035 | 2040
BM | 0 | 0 | 0 | 0 | 0 | 0
CC | 0 | 0 | 0 | 0 | 0 | 0
CSP | 0 | 0 | 0 | 0 | 0 | 0
CT | 0 | 0 | 0 | 0 | 0 | 0
Coal | 0 | 0 | 0 | 0 | 0 | 0
Geo | 0 | 0 | 0 | 0 | 0 | 0
H | 0 | 0 | 0 | 0 | 0 | 0
LFG | 0 | 0 | 0 | 0 | 0 | 0
Nuc | 0 | 0 | 0 | 0 | 0 | 0
PS | 0 | 0 | 0 | 0 | 0 | 0
PV | 0 | 0 | 0 | 0 | 0 | 0
PeakG | 0 | 0 | 0 | 0 | 0 | 0
PeakO | 0 | 0 | 0 | 0 | 0 | 0
ST | 0 | 0 | 0 | 0 | 0 | 0
STOG | 0 | 0 | 0 | 0 | 0 | 0
STWD | 0 | 0 | 0 | 0 | 0 | 0
WT | 0 | 0 | 0 | 0 | 0 | 0
IGCC | 0 | 0 | 0 | 0 | 0 | 0
DemandResponse | 0 | 0 | 0 | 0 | 0 | 0
IGCC-CCS | 0 | 0 | 0 | 0 | 0 | 0
WT_off | 0 | 0 | 0 | 0 | 0 | 0
PseudoUnit | 0 | 0 | 0 | 0 | 0 | 0
FixedInterchange | 0 | 0 | 0 | 0 | 0 | 0
Emission Cost by Reporting Type: MAPP_US
ReportingType | 2015 | 2020 | 2025 | 2030 | 2035 | 2040
BM | 0 | 0 | 0 | 0 | 0 | 0
CC | 0 | 0 | 0 | 0 | 0 | 0
CSP | 0 | 0 | 0 | 0 | 0 | 0
CT | 0 | 0 | 0 | 0 | 0 | 0
Coal | 0 | 0 | 0 | 0 | 0 | 0
Geo | 0 | 0 | 0 | 0 | 0 | 0
H | 0 | 0 | 0 | 0 | 0 | 0
LFG | 0 | 0 | 0 | 0 | 0 | 0
Nuc | 0 | 0 | 0 | 0 | 0 | 0
PS | 0 | 0 | 0 | 0 | 0 | 0
PV | 0 | 0 | 0 | 0 | 0 | 0
PeakG | 0 | 0 | 0 | 0 | 0 | 0
PeakO | 0 | 0 | 0 | 0 | 0 | 0
ST | 0 | 0 | 0 | 0 | 0 | 0
STOG | 0 | 0 | 0 | 0 | 0 | 0
STWD | 0 | 0 | 0 | 0 | 0 | 0
WT | 0 | 0 | 0 | 0 | 0 | 0
IGCC | 0 | 0 | 0 | 0 | 0 | 0
DemandResponse | 0 | 0 | 0 | 0 | 0 | 0
IGCC-CCS | 0 | 0 | 0 | 0 | 0 | 0
WT_off | 0 | 0 | 0 | 0 | 0 | 0
PseudoUnit | 0 | 0 | 0 | 0 | 0 | 0
FixedInterchange | 0 | 0 | 0 | 0 | 0 | 0
Emission Cost by Reporting Type: MISO_IN
ReportingType | 2015 | 2020 | 2025 | 2030 | 2035 | 2040
BM | 0 | 0 | 0 | 0 | 0 | 0
CC | 0 | 0 | 0 | 0 | 0 | 0
CSP | 0 | 0 | 0 | 0 | 0 | 0
CT | 0 | 0 | 0 | 0 | 0 | 0
Coal | 0 | 0 | 0 | 0 | 0 | 0
Geo | 0 | 0 | 0 | 0 | 0 | 0
H | 0 | 0 | 0 | 0 | 0 | 0
LFG | 0 | 0 | 0 | 0 | 0 | 0
Nuc | 0 | 0 | 0 | 0 | 0 | 0
PS | 0 | 0 | 0 | 0 | 0 | 0
PV | 0 | 0 | 0 | 0 | 0 | 0
PeakG | 0 | 0 | 0 | 0 | 0 | 0
PeakO | 0 | 0 | 0 | 0 | 0 | 0
ST | 0 | 0 | 0 | 0 | 0 | 0
STOG | 0 | 0 | 0 | 0 | 0 | 0
STWD | 0 | 0 | 0 | 0 | 0 | 0
WT | 0 | 0 | 0 | 0 | 0 | 0
IGCC | 0 | 0 | 0 | 0 | 0 | 0
DemandResponse | 0 | 0 | 0 | 0 | 0 | 0
IGCC-CCS | 0 | 0 | 0 | 0 | 0 | 0
WT_off | 0 | 0 | 0 | 0 | 0 | 0
PseudoUnit | 0 | 0 | 0 | 0 | 0 | 0
FixedInterchange | 0 | 0 | 0 | 0 | 0 | 0
Emission Cost by Reporting Type: MISO_MI
ReportingType | 2015 | 2020 | 2025 | 2030 | 2035 | 2040
BM | 0 | 0 | 0 | 0 | 0 | 0
CC | 0 | 0 | 0 | 0 | 0 | 0
CSP | 0 | 0 | 0 | 0 | 0 | 0
CT | 0 | 0 | 0 | 0 | 0 | 0
Coal | 0 | 0 | 0 | 0 | 0 | 0
Geo | 0 | 0 | 0 | 0 | 0 | 0
H | 0 | 0 | 0 | 0 | 0 | 0
LFG | 0 | 0 | 0 | 0 | 0 | 0
Nuc | 0 | 0 | 0 | 0 | 0 | 0
PS | 0 | 0 | 0 | 0 | 0 | 0
PV | 0 | 0 | 0 | 0 | 0 | 0
PeakG | 0 | 0 | 0 | 0 | 0 | 0
PeakO | 0 | 0 | 0 | 0 | 0 | 0
ST | 0 | 0 | 0 | 0 | 0 | 0
STOG | 0 | 0 | 0 | 0 | 0 | 0
STWD | 0 | 0 | 0 | 0 | 0 | 0
WT | 0 | 0 | 0 | 0 | 0 | 0
IGCC | 0 | 0 | 0 | 0 | 0 | 0
DemandResponse | 0 | 0 | 0 | 0 | 0 | 0
IGCC-CCS | 0 | 0 | 0 | 0 | 0 | 0
WT_off | 0 | 0 | 0 | 0 | 0 | 0
PseudoUnit | 0 | 0 | 0 | 0 | 0 | 0
FixedInterchange | 0 | 0 | 0 | 0 | 0 | 0
Emission Cost by Reporting Type: MISO_MO-IL
ReportingType | 2015 | 2020 | 2025 | 2030 | 2035 | 2040
BM | 0 | 0 | 0 | 0 | 0 | 0
CC | 0 | 0 | 0 | 0 | 0 | 0
CSP | 0 | 0 | 0 | 0 | 0 | 0
CT | 0 | 0 | 0 | 0 | 0 | 0
Coal | 0 | 0 | 0 | 0 | 0 | 0
Geo | 0 | 0 | 0 | 0 | 0 | 0
H | 0 | 0 | 0 | 0 | 0 | 0
LFG | 0 | 0 | 0 | 0 | 0 | 0
Nuc | 0 | 0 | 0 | 0 | 0 | 0
PS | 0 | 0 | 0 | 0 | 0 | 0
PV | 0 | 0 | 0 | 0 | 0 | 0
PeakG | 0 | 0 | 0 | 0 | 0 | 0
PeakO | 0 | 0 | 0 | 0 | 0 | 0
ST | 0 | 0 | 0 | 0 | 0 | 0
STOG | 0 | 0 | 0 | 0 | 0 | 0
STWD | 0 | 0 | 0 | 0 | 0 | 0
WT | 0 | 0 | 0 | 0 | 0 | 0
IGCC | 0 | 0 | 0 | 0 | 0 | 0
DemandResponse | 0 | 0 | 0 | 0 | 0 | 0
IGCC-CCS | 0 | 0 | 0 | 0 | 0 | 0
WT_off | 0 | 0 | 0 | 0 | 0 | 0
PseudoUnit | 0 | 0 | 0 | 0 | 0 | 0
FixedInterchange | 0 | 0 | 0 | 0 | 0 | 0
Emission Cost by Reporting Type: MISO_W
ReportingType | 2015 | 2020 | 2025 | 2030 | 2035 | 2040
BM | 0 | 0 | 0 | 0 | 0 | 0
CC | 0 | 0 | 0 | 0 | 0 | 0
CSP | 0 | 0 | 0 | 0 | 0 | 0
CT | 0 | 0 | 0 | 0 | 0 | 0
Coal | 0 | 0 | 0 | 0 | 0 | 0
Geo | 0 | 0 | 0 | 0 | 0 | 0
H | 0 | 0 | 0 | 0 | 0 | 0
LFG | 0 | 0 | 0 | 0 | 0 | 0
Nuc | 0 | 0 | 0 | 0 | 0 | 0
PS | 0 | 0 | 0 | 0 | 0 | 0
PV | 0 | 0 | 0 | 0 | 0 | 0
PeakG | 0 | 0 | 0 | 0 | 0 | 0
PeakO | 0 | 0 | 0 | 0 | 0 | 0
ST | 0 | 0 | 0 | 0 | 0 | 0
STOG | 0 | 0 | 0 | 0 | 0 | 0
STWD | 0 | 0 | 0 | 0 | 0 | 0
WT | 0 | 0 | 0 | 0 | 0 | 0
IGCC | 0 | 0 | 0 | 0 | 0 | 0
DemandResponse | 0 | 0 | 0 | 0 | 0 | 0
IGCC-CCS | 0 | 0 | 0 | 0 | 0 | 0
WT_off | 0 | 0 | 0 | 0 | 0 | 0
PseudoUnit | 0 | 0 | 0 | 0 | 0 | 0
FixedInterchange | 0 | 0 | 0 | 0 | 0 | 0
Emission Cost by Reporting Type: MISO_WUMS
ReportingType | 2015 | 2020 | 2025 | 2030 | 2035 | 2040
BM | 0 | 0 | 0 | 0 | 0 | 0
CC | 0 | 0 | 0 | 0 | 0 | 0
CSP | 0 | 0 | 0 | 0 | 0 | 0
CT | 0 | 0 | 0 | 0 | 0 | 0
Coal | 0 | 0 | 0 | 0 | 0 | 0
Geo | 0 | 0 | 0 | 0 | 0 | 0
H | 0 | 0 | 0 | 0 | 0 | 0
LFG | 0 | 0 | 0 | 0 | 0 | 0
Nuc | 0 | 0 | 0 | 0 | 0 | 0
PS | 0 | 0 | 0 | 0 | 0 | 0
PV | 0 | 0 | 0 | 0 | 0 | 0
PeakG | 0 | 0 | 0 | 0 | 0 | 0
PeakO | 0 | 0 | 0 | 0 | 0 | 0
ST | 0 | 0 | 0 | 0 | 0 | 0
STOG | 0 | 0 | 0 | 0 | 0 | 0
STWD | 0 | 0 | 0 | 0 | 0 | 0
WT | 0 | 0 | 0 | 0 | 0 | 0
IGCC | 0 | 0 | 0 | 0 | 0 | 0
DemandResponse | 0 | 0 | 0 | 0 | 0 | 0
IGCC-CCS | 0 | 0 | 0 | 0 | 0 | 0
WT_off | 0 | 0 | 0 | 0 | 0 | 0
PseudoUnit | 0 | 0 | 0 | 0 | 0 | 0
FixedInterchange | 0 | 0 | 0 | 0 | 0 | 0
Emission Cost by Reporting Type: Nebraska
ReportingType | 2015 | 2020 | 2025 | 2030 | 2035 | 2040
BM | 0 | 0 | 0 | 0 | 0 | 0
CC | 0 | 0 | 0 | 0 | 0 | 0
CSP | 0 | 0 | 0 | 0 | 0 | 0
CT | 0 | 0 | 0 | 0 | 0 | 0
Coal | 0 | 0 | 0 | 0 | 0 | 0
Geo | 0 | 0 | 0 | 0 | 0 | 0
H | 0 | 0 | 0 | 0 | 0 | 0
LFG | 0 | 0 | 0 | 0 | 0 | 0
Nuc | 0 | 0 | 0 | 0 | 0 | 0
PS | 0 | 0 | 0 | 0 | 0 | 0
PV | 0 | 0 | 0 | 0 | 0 | 0
PeakG | 0 | 0 | 0 | 0 | 0 | 0
PeakO | 0 | 0 | 0 | 0 | 0 | 0
ST | 0 | 0 | 0 | 0 | 0 | 0
STOG | 0 | 0 | 0 | 0 | 0 | 0
STWD | 0 | 0 | 0 | 0 | 0 | 0
WT | 0 | 0 | 0 | 0 | 0 | 0
IGCC | 0 | 0 | 0 | 0 | 0 | 0
DemandResponse | 0 | 0 | 0 | 0 | 0 | 0
IGCC-CCS | 0 | 0 | 0 | 0 | 0 | 0
WT_off | 0 | 0 | 0 | 0 | 0 | 0
PseudoUnit | 0 | 0 | 0 | 0 | 0 | 0
FixedInterchange | 0 | 0 | 0 | 0 | 0 | 0
Emission Cost by Reporting Type: NEISO
ReportingType | 2015 | 2020 | 2025 | 2030 | 2035 | 2040
BM | 0 | 0 | 0 | 0 | 0 | 0
CC | 0 | 0 | 0 | 0 | 0 | 0
CSP | 0 | 0 | 0 | 0 | 0 | 0
CT | 0 | 0 | 0 | 0 | 0 | 0
Coal | 0 | 0 | 0 | 0 | 0 | 0
Geo | 0 | 0 | 0 | 0 | 0 | 0
H | 0 | 0 | 0 | 0 | 0 | 0
LFG | 0 | 0 | 0 | 0 | 0 | 0
Nuc | 0 | 0 | 0 | 0 | 0 | 0
PS | 0 | 0 | 0 | 0 | 0 | 0
PV | 0 | 0 | 0 | 0 | 0 | 0
PeakG | 0 | 0 | 0 | 0 | 0 | 0
PeakO | 0 | 0 | 0 | 0 | 0 | 0
ST | 0 | 0 | 0 | 0 | 0 | 0
STOG | 0 | 0 | 0 | 0 | 0 | 0
STWD | 0 | 0 | 0 | 0 | 0 | 0
WT | 0 | 0 | 0 | 0 | 0 | 0
IGCC | 0 | 0 | 0 | 0 | 0 | 0
DemandResponse | 0 | 0 | 0 | 0 | 0 | 0
IGCC-CCS | 0 | 0 | 0 | 0 | 0 | 0
WT_off | 0 | 0 | 0 | 0 | 0 | 0
PseudoUnit | 0 | 0 | 0 | 0 | 0 | 0
FixedInterchange | 0 | 0 | 0 | 0 | 0 | 0
Emission Cost by Reporting Type: NonRTO_Midwest
ReportingType | 2015 | 2020 | 2025 | 2030 | 2035 | 2040
BM | 0 | 0 | 0 | 0 | 0 | 0
CC | 0 | 0 | 0 | 0 | 0 | 0
CSP | 0 | 0 | 0 | 0 | 0 | 0
CT | 0 | 0 | 0 | 0 | 0 | 0
Coal | 0 | 0 | 0 | 0 | 0 | 0
Geo | 0 | 0 | 0 | 0 | 0 | 0
H | 0 | 0 | 0 | 0 | 0 | 0
LFG | 0 | 0 | 0 | 0 | 0 | 0
Nuc | 0 | 0 | 0 | 0 | 0 | 0
PS | 0 | 0 | 0 | 0 | 0 | 0
PV | 0 | 0 | 0 | 0 | 0 | 0
PeakG | 0 | 0 | 0 | 0 | 0 | 0
PeakO | 0 | 0 | 0 | 0 | 0 | 0
ST | 0 | 0 | 0 | 0 | 0 | 0
STOG | 0 | 0 | 0 | 0 | 0 | 0
STWD | 0 | 0 | 0 | 0 | 0 | 0
WT | 0 | 0 | 0 | 0 | 0 | 0
IGCC | 0 | 0 | 0 | 0 | 0 | 0
DemandResponse | 0 | 0 | 0 | 0 | 0 | 0
IGCC-CCS | 0 | 0 | 0 | 0 | 0 | 0
WT_off | 0 | 0 | 0 | 0 | 0 | 0
PseudoUnit | 0 | 0 | 0 | 0 | 0 | 0
FixedInterchange | 0 | 0 | 0 | 0 | 0 | 0
Emission Cost by Reporting Type: NYISO_A-F
ReportingType | 2015 | 2020 | 2025 | 2030 | 2035 | 2040
BM | 0 | 0 | 0 | 0 | 0 | 0
CC | 0 | 0 | 0 | 0 | 0 | 0
CSP | 0 | 0 | 0 | 0 | 0 | 0
CT | 0 | 0 | 0 | 0 | 0 | 0
Coal | 0 | 0 | 0 | 0 | 0 | 0
Geo | 0 | 0 | 0 | 0 | 0 | 0
H | 0 | 0 | 0 | 0 | 0 | 0
LFG | 0 | 0 | 0 | 0 | 0 | 0
Nuc | 0 | 0 | 0 | 0 | 0 | 0
PS | 0 | 0 | 0 | 0 | 0 | 0
PV | 0 | 0 | 0 | 0 | 0 | 0
PeakG | 0 | 0 | 0 | 0 | 0 | 0
PeakO | 0 | 0 | 0 | 0 | 0 | 0
ST | 0 | 0 | 0 | 0 | 0 | 0
STOG | 0 | 0 | 0 | 0 | 0 | 0
STWD | 0 | 0 | 0 | 0 | 0 | 0
WT | 0 | 0 | 0 | 0 | 0 | 0
IGCC | 0 | 0 | 0 | 0 | 0 | 0
DemandResponse | 0 | 0 | 0 | 0 | 0 | 0
IGCC-CCS | 0 | 0 | 0 | 0 | 0 | 0
WT_off | 0 | 0 | 0 | 0 | 0 | 0
PseudoUnit | 0 | 0 | 0 | 0 | 0 | 0
FixedInterchange | 0 | 0 | 0 | 0 | 0 | 0
Emission Cost by Reporting Type: NYISO_G-I
ReportingType | 2015 | 2020 | 2025 | 2030 | 2035 | 2040
BM | 0 | 0 | 0 | 0 | 0 | 0
CC | 0 | 0 | 0 | 0 | 0 | 0
CSP | 0 | 0 | 0 | 0 | 0 | 0
CT | 0 | 0 | 0 | 0 | 0 | 0
Coal | 0 | 0 | 0 | 0 | 0 | 0
Geo | 0 | 0 | 0 | 0 | 0 | 0
H | 0 | 0 | 0 | 0 | 0 | 0
LFG | 0 | 0 | 0 | 0 | 0 | 0
Nuc | 0 | 0 | 0 | 0 | 0 | 0
PS | 0 | 0 | 0 | 0 | 0 | 0
PV | 0 | 0 | 0 | 0 | 0 | 0
PeakG | 0 | 0 | 0 | 0 | 0 | 0
PeakO | 0 | 0 | 0 | 0 | 0 | 0
ST | 0 | 0 | 0 | 0 | 0 | 0
STOG | 0 | 0 | 0 | 0 | 0 | 0
STWD | 0 | 0 | 0 | 0 | 0 | 0
WT | 0 | 0 | 0 | 0 | 0 | 0
IGCC | 0 | 0 | 0 | 0 | 0 | 0
DemandResponse | 0 | 0 | 0 | 0 | 0 | 0
IGCC-CCS | 0 | 0 | 0 | 0 | 0 | 0
WT_off | 0 | 0 | 0 | 0 | 0 | 0
PseudoUnit | 0 | 0 | 0 | 0 | 0 | 0
FixedInterchange | 0 | 0 | 0 | 0 | 0 | 0
Emission Cost by Reporting Type: NYISO_J-K
ReportingType | 2015 | 2020 | 2025 | 2030 | 2035 | 2040
BM | 0 | 0 | 0 | 0 | 0 | 0
CC | 0 | 0 | 0 | 0 | 0 | 0
CSP | 0 | 0 | 0 | 0 | 0 | 0
CT | 0 | 0 | 0 | 0 | 0 | 0
Coal | 0 | 0 | 0 | 0 | 0 | 0
Geo | 0 | 0 | 0 | 0 | 0 | 0
H | 0 | 0 | 0 | 0 | 0 | 0
LFG | 0 | 0 | 0 | 0 | 0 | 0
Nuc | 0 | 0 | 0 | 0 | 0 | 0
PS | 0 | 0 | 0 | 0 | 0 | 0
PV | 0 | 0 | 0 | 0 | 0 | 0
PeakG | 0 | 0 | 0 | 0 | 0 | 0
PeakO | 0 | 0 | 0 | 0 | 0 | 0
ST | 0 | 0 | 0 | 0 | 0 | 0
STOG | 0 | 0 | 0 | 0 | 0 | 0
STWD | 0 | 0 | 0 | 0 | 0 | 0
WT | 0 | 0 | 0 | 0 | 0 | 0
IGCC | 0 | 0 | 0 | 0 | 0 | 0
DemandResponse | 0 | 0 | 0 | 0 | 0 | 0
IGCC-CCS | 0 | 0 | 0 | 0 | 0 | 0
WT_off | 0 | 0 | 0 | 0 | 0 | 0
PseudoUnit | 0 | 0 | 0 | 0 | 0 | 0
FixedInterchange | 0 | 0 | 0 | 0 | 0 | 0
Emission Cost by Reporting Type: PJM_E
ReportingType | 2015 | 2020 | 2025 | 2030 | 2035 | 2040
BM | 0 | 0 | 0 | 0 | 0 | 0
CC | 0 | 0 | 0 | 0 | 0 | 0
CSP | 0 | 0 | 0 | 0 | 0 | 0
CT | 0 | 0 | 0 | 0 | 0 | 0
Coal | 0 | 0 | 0 | 0 | 0 | 0
Geo | 0 | 0 | 0 | 0 | 0 | 0
H | 0 | 0 | 0 | 0 | 0 | 0
LFG | 0 | 0 | 0 | 0 | 0 | 0
Nuc | 0 | 0 | 0 | 0 | 0 | 0
PS | 0 | 0 | 0 | 0 | 0 | 0
PV | 0 | 0 | 0 | 0 | 0 | 0
PeakG | 0 | 0 | 0 | 0 | 0 | 0
PeakO | 0 | 0 | 0 | 0 | 0 | 0
ST | 0 | 0 | 0 | 0 | 0 | 0
STOG | 0 | 0 | 0 | 0 | 0 | 0
STWD | 0 | 0 | 0 | 0 | 0 | 0
WT | 0 | 0 | 0 | 0 | 0 | 0
IGCC | 0 | 0 | 0 | 0 | 0 | 0
DemandResponse | 0 | 0 | 0 | 0 | 0 | 0
IGCC-CCS | 0 | 0 | 0 | 0 | 0 | 0
WT_off | 0 | 0 | 0 | 0 | 0 | 0
PseudoUnit | 0 | 0 | 0 | 0 | 0 | 0
FixedInterchange | 0 | 0 | 0 | 0 | 0 | 0
Emission Cost by Reporting Type: PJM_ROM
ReportingType | 2015 | 2020 | 2025 | 2030 | 2035 | 2040
BM | 0 | 0 | 0 | 0 | 0 | 0
CC | 0 | 0 | 0 | 0 | 0 | 0
CSP | 0 | 0 | 0 | 0 | 0 | 0
CT | 0 | 0 | 0 | 0 | 0 | 0
Coal | 0 | 0 | 0 | 0 | 0 | 0
Geo | 0 | 0 | 0 | 0 | 0 | 0
H | 0 | 0 | 0 | 0 | 0 | 0
LFG | 0 | 0 | 0 | 0 | 0 | 0
Nuc | 0 | 0 | 0 | 0 | 0 | 0
PS | 0 | 0 | 0 | 0 | 0 | 0
PV | 0 | 0 | 0 | 0 | 0 | 0
PeakG | 0 | 0 | 0 | 0 | 0 | 0
PeakO | 0 | 0 | 0 | 0 | 0 | 0
ST | 0 | 0 | 0 | 0 | 0 | 0
STOG | 0 | 0 | 0 | 0 | 0 | 0
STWD | 0 | 0 | 0 | 0 | 0 | 0
WT | 0 | 0 | 0 | 0 | 0 | 0
IGCC | 0 | 0 | 0 | 0 | 0 | 0
DemandResponse | 0 | 0 | 0 | 0 | 0 | 0
IGCC-CCS | 0 | 0 | 0 | 0 | 0 | 0
WT_off | 0 | 0 | 0 | 0 | 0 | 0
PseudoUnit | 0 | 0 | 0 | 0 | 0 | 0
FixedInterchange | 0 | 0 | 0 | 0 | 0 | 0
Emission Cost by Reporting Type: PJM_ROR
ReportingType | 2015 | 2020 | 2025 | 2030 | 2035 | 2040
BM | 0 | 0 | 0 | 0 | 0 | 0
CC | 0 | 0 | 0 | 0 | 0 | 0
CSP | 0 | 0 | 0 | 0 | 0 | 0
CT | 0 | 0 | 0 | 0 | 0 | 0
Coal | 0 | 0 | 0 | 0 | 0 | 0
Geo | 0 | 0 | 0 | 0 | 0 | 0
H | 0 | 0 | 0 | 0 | 0 | 0
LFG | 0 | 0 | 0 | 0 | 0 | 0
Nuc | 0 | 0 | 0 | 0 | 0 | 0
PS | 0 | 0 | 0 | 0 | 0 | 0
PV | 0 | 0 | 0 | 0 | 0 | 0
PeakG | 0 | 0 | 0 | 0 | 0 | 0
PeakO | 0 | 0 | 0 | 0 | 0 | 0
ST | 0 | 0 | 0 | 0 | 0 | 0
STOG | 0 | 0 | 0 | 0 | 0 | 0
STWD | 0 | 0 | 0 | 0 | 0 | 0
WT | 0 | 0 | 0 | 0 | 0 | 0
IGCC | 0 | 0 | 0 | 0 | 0 | 0
DemandResponse | 0 | 0 | 0 | 0 | 0 | 0
IGCC-CCS | 0 | 0 | 0 | 0 | 0 | 0
WT_off | 0 | 0 | 0 | 0 | 0 | 0
PseudoUnit | 0 | 0 | 0 | 0 | 0 | 0
FixedInterchange | 0 | 0 | 0 | 0 | 0 | 0
Emission Cost by Reporting Type: SOCO
ReportingType | 2015 | 2020 | 2025 | 2030 | 2035 | 2040
BM | 0 | 0 | 0 | 0 | 0 | 0
CC | 0 | 0 | 0 | 0 | 0 | 0
CSP | 0 | 0 | 0 | 0 | 0 | 0
CT | 0 | 0 | 0 | 0 | 0 | 0
Coal | 0 | 0 | 0 | 0 | 0 | 0
Geo | 0 | 0 | 0 | 0 | 0 | 0
H | 0 | 0 | 0 | 0 | 0 | 0
LFG | 0 | 0 | 0 | 0 | 0 | 0
Nuc | 0 | 0 | 0 | 0 | 0 | 0
PS | 0 | 0 | 0 | 0 | 0 | 0
PV | 0 | 0 | 0 | 0 | 0 | 0
PeakG | 0 | 0 | 0 | 0 | 0 | 0
PeakO | 0 | 0 | 0 | 0 | 0 | 0
ST | 0 | 0 | 0 | 0 | 0 | 0
STOG | 0 | 0 | 0 | 0 | 0 | 0
STWD | 0 | 0 | 0 | 0 | 0 | 0
WT | 0 | 0 | 0 | 0 | 0 | 0
IGCC | 0 | 0 | 0 | 0 | 0 | 0
DemandResponse | 0 | 0 | 0 | 0 | 0 | 0
IGCC-CCS | 0 | 0 | 0 | 0 | 0 | 0
WT_off | 0 | 0 | 0 | 0 | 0 | 0
PseudoUnit | 0 | 0 | 0 | 0 | 0 | 0
FixedInterchange | 0 | 0 | 0 | 0 | 0 | 0
Emission Cost by Reporting Type: SPP_N
ReportingType | 2015 | 2020 | 2025 | 2030 | 2035 | 2040
BM | 0 | 0 | 0 | 0 | 0 | 0
CC | 0 | 0 | 0 | 0 | 0 | 0
CSP | 0 | 0 | 0 | 0 | 0 | 0
CT | 0 | 0 | 0 | 0 | 0 | 0
Coal | 0 | 0 | 0 | 0 | 0 | 0
Geo | 0 | 0 | 0 | 0 | 0 | 0
H | 0 | 0 | 0 | 0 | 0 | 0
LFG | 0 | 0 | 0 | 0 | 0 | 0
Nuc | 0 | 0 | 0 | 0 | 0 | 0
PS | 0 | 0 | 0 | 0 | 0 | 0
PV | 0 | 0 | 0 | 0 | 0 | 0
PeakG | 0 | 0 | 0 | 0 | 0 | 0
PeakO | 0 | 0 | 0 | 0 | 0 | 0
ST | 0 | 0 | 0 | 0 | 0 | 0
STOG | 0 | 0 | 0 | 0 | 0 | 0
STWD | 0 | 0 | 0 | 0 | 0 | 0
WT | 0 | 0 | 0 | 0 | 0 | 0
IGCC | 0 | 0 | 0 | 0 | 0 | 0
DemandResponse | 0 | 0 | 0 | 0 | 0 | 0
IGCC-CCS | 0 | 0 | 0 | 0 | 0 | 0
WT_off | 0 | 0 | 0 | 0 | 0 | 0
PseudoUnit | 0 | 0 | 0 | 0 | 0 | 0
FixedInterchange | 0 | 0 | 0 | 0 | 0 | 0
Emission Cost by Reporting Type: SPP_S
ReportingType | 2015 | 2020 | 2025 | 2030 | 2035 | 2040
BM | 0 | 0 | 0 | 0 | 0 | 0
CC | 0 | 0 | 0 | 0 | 0 | 0
CSP | 0 | 0 | 0 | 0 | 0 | 0
CT | 0 | 0 | 0 | 0 | 0 | 0
Coal | 0 | 0 | 0 | 0 | 0 | 0
Geo | 0 | 0 | 0 | 0 | 0 | 0
H | 0 | 0 | 0 | 0 | 0 | 0
LFG | 0 | 0 | 0 | 0 | 0 | 0
Nuc | 0 | 0 | 0 | 0 | 0 | 0
PS | 0 | 0 | 0 | 0 | 0 | 0
PV | 0 | 0 | 0 | 0 | 0 | 0
PeakG | 0 | 0 | 0 | 0 | 0 | 0
PeakO | 0 | 0 | 0 | 0 | 0 | 0
ST | 0 | 0 | 0 | 0 | 0 | 0
STOG | 0 | 0 | 0 | 0 | 0 | 0
STWD | 0 | 0 | 0 | 0 | 0 | 0
WT | 0 | 0 | 0 | 0 | 0 | 0
IGCC | 0 | 0 | 0 | 0 | 0 | 0
DemandResponse | 0 | 0 | 0 | 0 | 0 | 0
IGCC-CCS | 0 | 0 | 0 | 0 | 0 | 0
WT_off | 0 | 0 | 0 | 0 | 0 | 0
PseudoUnit | 0 | 0 | 0 | 0 | 0 | 0
FixedInterchange | 0 | 0 | 0 | 0 | 0 | 0
Emission Cost by Reporting Type: TVA
ReportingType | 2015 | 2020 | 2025 | 2030 | 2035 | 2040
BM | 0 | 0 | 0 | 0 | 0 | 0
CC | 0 | 0 | 0 | 0 | 0 | 0
CSP | 0 | 0 | 0 | 0 | 0 | 0
CT | 0 | 0 | 0 | 0 | 0 | 0
Coal | 0 | 0 | 0 | 0 | 0 | 0
Geo | 0 | 0 | 0 | 0 | 0 | 0
H | 0 | 0 | 0 | 0 | 0 | 0
LFG | 0 | 0 | 0 | 0 | 0 | 0
Nuc | 0 | 0 | 0 | 0 | 0 | 0
PS | 0 | 0 | 0 | 0 | 0 | 0
PV | 0 | 0 | 0 | 0 | 0 | 0
PeakG | 0 | 0 | 0 | 0 | 0 | 0
PeakO | 0 | 0 | 0 | 0 | 0 | 0
ST | 0 | 0 | 0 | 0 | 0 | 0
STOG | 0 | 0 | 0 | 0 | 0 | 0
STWD | 0 | 0 | 0 | 0 | 0 | 0
WT | 0 | 0 | 0 | 0 | 0 | 0
IGCC | 0 | 0 | 0 | 0 | 0 | 0
DemandResponse | 0 | 0 | 0 | 0 | 0 | 0
IGCC-CCS | 0 | 0 | 0 | 0 | 0 | 0
WT_off | 0 | 0 | 0 | 0 | 0 | 0
PseudoUnit | 0 | 0 | 0 | 0 | 0 | 0
FixedInterchange | 0 | 0 | 0 | 0 | 0 | 0
Emission Cost by Reporting Type: TVA_Transmission
ReportingType | 2015 | 2020 | 2025 | 2030 | 2035 | 2040
BM | 0 | 0 | 0 | 0 | 0 | 0
CC | 0 | 0 | 0 | 0 | 0 | 0
CSP | 0 | 0 | 0 | 0 | 0 | 0
CT | 0 | 0 | 0 | 0 | 0 | 0
Coal | 0 | 0 | 0 | 0 | 0 | 0
Geo | 0 | 0 | 0 | 0 | 0 | 0
H | 0 | 0 | 0 | 0 | 0 | 0
LFG | 0 | 0 | 0 | 0 | 0 | 0
Nuc | 0 | 0 | 0 | 0 | 0 | 0
PS | 0 | 0 | 0 | 0 | 0 | 0
PV | 0 | 0 | 0 | 0 | 0 | 0
PeakG | 0 | 0 | 0 | 0 | 0 | 0
PeakO | 0 | 0 | 0 | 0 | 0 | 0
ST | 0 | 0 | 0 | 0 | 0 | 0
STOG | 0 | 0 | 0 | 0 | 0 | 0
STWD | 0 | 0 | 0 | 0 | 0 | 0
WT | 0 | 0 | 0 | 0 | 0 | 0
IGCC | 0 | 0 | 0 | 0 | 0 | 0
DemandResponse | 0 | 0 | 0 | 0 | 0 | 0
IGCC-CCS | 0 | 0 | 0 | 0 | 0 | 0
WT_off | 0 | 0 | 0 | 0 | 0 | 0
PseudoUnit | 0 | 0 | 0 | 0 | 0 | 0
FixedInterchange | 0 | 0 | 0 | 0 | 0 | 0
Emission Cost by Reporting Type: VACAR
ReportingType | 2015 | 2020 | 2025 | 2030 | 2035 | 2040
BM | 0 | 0 | 0 | 0 | 0 | 0
CC | 0 | 0 | 0 | 0 | 0 | 0
CSP | 0 | 0 | 0 | 0 | 0 | 0
CT | 0 | 0 | 0 | 0 | 0 | 0
Coal | 0 | 0 | 0 | 0 | 0 | 0
Geo | 0 | 0 | 0 | 0 | 0 | 0
H | 0 | 0 | 0 | 0 | 0 | 0
LFG | 0 | 0 | 0 | 0 | 0 | 0
Nuc | 0 | 0 | 0 | 0 | 0 | 0
PS | 0 | 0 | 0 | 0 | 0 | 0
PV | 0 | 0 | 0 | 0 | 0 | 0
PeakG | 0 | 0 | 0 | 0 | 0 | 0
PeakO | 0 | 0 | 0 | 0 | 0 | 0
ST | 0 | 0 | 0 | 0 | 0 | 0
STOG | 0 | 0 | 0 | 0 | 0 | 0
STWD | 0 | 0 | 0 | 0 | 0 | 0
WT | 0 | 0 | 0 | 0 | 0 | 0
IGCC | 0 | 0 | 0 | 0 | 0 | 0
DemandResponse | 0 | 0 | 0 | 0 | 0 | 0
IGCC-CCS | 0 | 0 | 0 | 0 | 0 | 0
WT_off | 0 | 0 | 0 | 0 | 0 | 0
PseudoUnit | 0 | 0 | 0 | 0 | 0 | 0
FixedInterchange | 0 | 0 | 0 | 0 | 0 | 0
Emission Cost by Reporting Type: IESO
ReportingType | 2015 | 2020 | 2025 | 2030 | 2035 | 2040
BM | 0 | 0 | 0 | 0 | 0 | 0
CC | 0 | 0 | 0 | 0 | 0 | 0
CSP | 0 | 0 | 0 | 0 | 0 | 0
CT | 0 | 0 | 0 | 0 | 0 | 0
Coal | 0 | 0 | 0 | 0 | 0 | 0
Geo | 0 | 0 | 0 | 0 | 0 | 0
H | 0 | 0 | 0 | 0 | 0 | 0
LFG | 0 | 0 | 0 | 0 | 0 | 0
Nuc | 0 | 0 | 0 | 0 | 0 | 0
PS | 0 | 0 | 0 | 0 | 0 | 0
PV | 0 | 0 | 0 | 0 | 0 | 0
PeakG | 0 | 0 | 0 | 0 | 0 | 0
PeakO | 0 | 0 | 0 | 0 | 0 | 0
ST | 0 | 0 | 0 | 0 | 0 | 0
STOG | 0 | 0 | 0 | 0 | 0 | 0
STWD | 0 | 0 | 0 | 0 | 0 | 0
WT | 0 | 0 | 0 | 0 | 0 | 0
IGCC | 0 | 0 | 0 | 0 | 0 | 0
DemandResponse | 0 | 0 | 0 | 0 | 0 | 0
IGCC-CCS | 0 | 0 | 0 | 0 | 0 | 0
WT_off | 0 | 0 | 0 | 0 | 0 | 0
PseudoUnit | 0 | 0 | 0 | 0 | 0 | 0
FixedInterchange | 0 | 0 | 0 | 0 | 0 | 0
Emission Cost by Reporting Type: MAPP_CA
ReportingType | 2015 | 2020 | 2025 | 2030 | 2035 | 2040
BM | 0 | 0 | 0 | 0 | 0 | 0
CC | 0 | 0 | 0 | 0 | 0 | 0
CSP | 0 | 0 | 0 | 0 | 0 | 0
CT | 0 | 0 | 0 | 0 | 0 | 0
Coal | 0 | 0 | 0 | 0 | 0 | 0
Geo | 0 | 0 | 0 | 0 | 0 | 0
H | 0 | 0 | 0 | 0 | 0 | 0
LFG | 0 | 0 | 0 | 0 | 0 | 0
Nuc | 0 | 0 | 0 | 0 | 0 | 0
PS | 0 | 0 | 0 | 0 | 0 | 0
PV | 0 | 0 | 0 | 0 | 0 | 0
PeakG | 0 | 0 | 0 | 0 | 0 | 0
PeakO | 0 | 0 | 0 | 0 | 0 | 0
ST | 0 | 0 | 0 | 0 | 0 | 0
STOG | 0 | 0 | 0 | 0 | 0 | 0
STWD | 0 | 0 | 0 | 0 | 0 | 0
WT | 0 | 0 | 0 | 0 | 0 | 0
IGCC | 0 | 0 | 0 | 0 | 0 | 0
DemandResponse | 0 | 0 | 0 | 0 | 0 | 0
IGCC-CCS | 0 | 0 | 0 | 0 | 0 | 0
WT_off | 0 | 0 | 0 | 0 | 0 | 0
PseudoUnit | 0 | 0 | 0 | 0 | 0 | 0
FixedInterchange | 0 | 0 | 0 | 0 | 0 | 0
Emission Cost by Reporting Type: AZ_NM_SNV_Coal
ReportingType | 2015 | 2020 | 2025 | 2030 | 2035 | 2040
BM | 0 | 0 | 0 | 0 | 0 | 0
CC | 0 | 0 | 0 | 0 | 0 | 0
CSP | 0 | 0 | 0 | 0 | 0 | 0
CT | 0 | 0 | 0 | 0 | 0 | 0
Coal | 0 | 0 | 0 | 0 | 0 | 0
Geo | 0 | 0 | 0 | 0 | 0 | 0
H | 0 | 0 | 0 | 0 | 0 | 0
LFG | 0 | 0 | 0 | 0 | 0 | 0
Nuc | 0 | 0 | 0 | 0 | 0 | 0
PS | 0 | 0 | 0 | 0 | 0 | 0
PV | 0 | 0 | 0 | 0 | 0 | 0
PeakG | 0 | 0 | 0 | 0 | 0 | 0
PeakO | 0 | 0 | 0 | 0 | 0 | 0
ST | 0 | 0 | 0 | 0 | 0 | 0
STOG | 0 | 0 | 0 | 0 | 0 | 0
STWD | 0 | 0 | 0 | 0 | 0 | 0
WT | 0 | 0 | 0 | 0 | 0 | 0
IGCC | 0 | 0 | 0 | 0 | 0 | 0
DemandResponse | 0 | 0 | 0 | 0 | 0 | 0
IGCC-CCS | 0 | 0 | 0 | 0 | 0 | 0
WT_off | 0 | 0 | 0 | 0 | 0 | 0
PseudoUnit | 0 | 0 | 0 | 0 | 0 | 0
FixedInterchange | 0 | 0 | 0 | 0 | 0 | 0
Emission Cost by Reporting Type: AZ_NM_SNV_Gas
ReportingType | 2015 | 2020 | 2025 | 2030 | 2035 | 2040
BM | 0 | 0 | 0 | 0 | 0 | 0
CC | 0 | 0 | 0 | 0 | 0 | 0
CSP | 0 | 0 | 0 | 0 | 0 | 0
CT | 0 | 0 | 0 | 0 | 0 | 0
Coal | 0 | 0 | 0 | 0 | 0 | 0
Geo | 0 | 0 | 0 | 0 | 0 | 0
H | 0 | 0 | 0 | 0 | 0 | 0
LFG | 0 | 0 | 0 | 0 | 0 | 0
Nuc | 0 | 0 | 0 | 0 | 0 | 0
PS | 0 | 0 | 0 | 0 | 0 | 0
PV | 0 | 0 | 0 | 0 | 0 | 0
PeakG | 0 | 0 | 0 | 0 | 0 | 0
PeakO | 0 | 0 | 0 | 0 | 0 | 0
ST | 0 | 0 | 0 | 0 | 0 | 0
STOG | 0 | 0 | 0 | 0 | 0 | 0
STWD | 0 | 0 | 0 | 0 | 0 | 0
WT | 0 | 0 | 0 | 0 | 0 | 0
IGCC | 0 | 0 | 0 | 0 | 0 | 0
DemandResponse | 0 | 0 | 0 | 0 | 0 | 0
IGCC-CCS | 0 | 0 | 0 | 0 | 0 | 0
WT_off | 0 | 0 | 0 | 0 | 0 | 0
PseudoUnit | 0 | 0 | 0 | 0 | 0 | 0
FixedInterchange | 0 | 0 | 0 | 0 | 0 | 0
Emission Cost by Reporting Type: AZ_NM_SNV_NucRenew
ReportingType | 2015 | 2020 | 2025 | 2030 | 2035 | 2040
BM | 0 | 0 | 0 | 0 | 0 | 0
CC | 0 | 0 | 0 | 0 | 0 | 0
CSP | 0 | 0 | 0 | 0 | 0 | 0
CT | 0 | 0 | 0 | 0 | 0 | 0
Coal | 0 | 0 | 0 | 0 | 0 | 0
Geo | 0 | 0 | 0 | 0 | 0 | 0
H | 0 | 0 | 0 | 0 | 0 | 0
LFG | 0 | 0 | 0 | 0 | 0 | 0
Nuc | 0 | 0 | 0 | 0 | 0 | 0
PS | 0 | 0 | 0 | 0 | 0 | 0
PV | 0 | 0 | 0 | 0 | 0 | 0
PeakG | 0 | 0 | 0 | 0 | 0 | 0
PeakO | 0 | 0 | 0 | 0 | 0 | 0
ST | 0 | 0 | 0 | 0 | 0 | 0
STOG | 0 | 0 | 0 | 0 | 0 | 0
STWD | 0 | 0 | 0 | 0 | 0 | 0
WT | 0 | 0 | 0 | 0 | 0 | 0
IGCC | 0 | 0 | 0 | 0 | 0 | 0
DemandResponse | 0 | 0 | 0 | 0 | 0 | 0
IGCC-CCS | 0 | 0 | 0 | 0 | 0 | 0
WT_off | 0 | 0 | 0 | 0 | 0 | 0
PseudoUnit | 0 | 0 | 0 | 0 | 0 | 0
FixedInterchange | 0 | 0 | 0 | 0 | 0 | 0
Emission Cost by Reporting Type: ERCOT
ReportingType | 2015 | 2020 | 2025 | 2030 | 2035 | 2040
BM | 0 | 0 | 0 | 0 | 0 | 0
CC | 0 | 0 | 0 | 0 | 0 | 0
CSP | 0 | 0 | 0 | 0 | 0 | 0
CT | 0 | 0 | 0 | 0 | 0 | 0
Coal | 0 | 0 | 0 | 0 | 0 | 0
Geo | 0 | 0 | 0 | 0 | 0 | 0
H | 0 | 0 | 0 | 0 | 0 | 0
LFG | 0 | 0 | 0 | 0 | 0 | 0
Nuc | 0 | 0 | 0 | 0 | 0 | 0
PS | 0 | 0 | 0 | 0 | 0 | 0
PV | 0 | 0 | 0 | 0 | 0 | 0
PeakG | 0 | 0 | 0 | 0 | 0 | 0
PeakO | 0 | 0 | 0 | 0 | 0 | 0
ST | 0 | 0 | 0 | 0 | 0 | 0
STOG | 0 | 0 | 0 | 0 | 0 | 0
STWD | 0 | 0 | 0 | 0 | 0 | 0
WT | 0 | 0 | 0 | 0 | 0 | 0
IGCC | 0 | 0 | 0 | 0 | 0 | 0
DemandResponse | 0 | 0 | 0 | 0 | 0 | 0
IGCC-CCS | 0 | 0 | 0 | 0 | 0 | 0
WT_off | 0 | 0 | 0 | 0 | 0 | 0
PseudoUnit | 0 | 0 | 0 | 0 | 0 | 0
FixedInterchange | 0 | 0 | 0 | 0 | 0 | 0
Emission Cost by Reporting Type: NP15
ReportingType | 2015 | 2020 | 2025 | 2030 | 2035 | 2040
BM | 0 | 0 | 0 | 0 | 0 | 0
CC | 0 | 0 | 0 | 0 | 0 | 0
CSP | 0 | 0 | 0 | 0 | 0 | 0
CT | 0 | 0 | 0 | 0 | 0 | 0
Coal | 0 | 0 | 0 | 0 | 0 | 0
Geo | 0 | 0 | 0 | 0 | 0 | 0
H | 0 | 0 | 0 | 0 | 0 | 0
LFG | 0 | 0 | 0 | 0 | 0 | 0
Nuc | 0 | 0 | 0 | 0 | 0 | 0
PS | 0 | 0 | 0 | 0 | 0 | 0
PV | 0 | 0 | 0 | 0 | 0 | 0
PeakG | 0 | 0 | 0 | 0 | 0 | 0
PeakO | 0 | 0 | 0 | 0 | 0 | 0
ST | 0 | 0 | 0 | 0 | 0 | 0
STOG | 0 | 0 | 0 | 0 | 0 | 0
STWD | 0 | 0 | 0 | 0 | 0 | 0
WT | 0 | 0 | 0 | 0 | 0 | 0
IGCC | 0 | 0 | 0 | 0 | 0 | 0
DemandResponse | 0 | 0 | 0 | 0 | 0 | 0
IGCC-CCS | 0 | 0 | 0 | 0 | 0 | 0
WT_off | 0 | 0 | 0 | 0 | 0 | 0
PseudoUnit | 0 | 0 | 0 | 0 | 0 | 0
FixedInterchange | 0 | 0 | 0 | 0 | 0 | 0
Emission Cost by Reporting Type: NWPP_Coal
ReportingType | 2015 | 2020 | 2025 | 2030 | 2035 | 2040
BM | 0 | 0 | 0 | 0 | 0 | 0
CC | 0 | 0 | 0 | 0 | 0 | 0
CSP | 0 | 0 | 0 | 0 | 0 | 0
CT | 0 | 0 | 0 | 0 | 0 | 0
Coal | 0 | 0 | 0 | 0 | 0 | 0
Geo | 0 | 0 | 0 | 0 | 0 | 0
H | 0 | 0 | 0 | 0 | 0 | 0
LFG | 0 | 0 | 0 | 0 | 0 | 0
Nuc | 0 | 0 | 0 | 0 | 0 | 0
PS | 0 | 0 | 0 | 0 | 0 | 0
PV | 0 | 0 | 0 | 0 | 0 | 0
PeakG | 0 | 0 | 0 | 0 | 0 | 0
PeakO | 0 | 0 | 0 | 0 | 0 | 0
ST | 0 | 0 | 0 | 0 | 0 | 0
STOG | 0 | 0 | 0 | 0 | 0 | 0
STWD | 0 | 0 | 0 | 0 | 0 | 0
WT | 0 | 0 | 0 | 0 | 0 | 0
IGCC | 0 | 0 | 0 | 0 | 0 | 0
DemandResponse | 0 | 0 | 0 | 0 | 0 | 0
IGCC-CCS | 0 | 0 | 0 | 0 | 0 | 0
WT_off | 0 | 0 | 0 | 0 | 0 | 0
PseudoUnit | 0 | 0 | 0 | 0 | 0 | 0
FixedInterchange | 0 | 0 | 0 | 0 | 0 | 0
Emission Cost by Reporting Type: NWPP_Gas
ReportingType | 2015 | 2020 | 2025 | 2030 | 2035 | 2040
BM | 0 | 0 | 0 | 0 | 0 | 0
CC | 0 | 0 | 0 | 0 | 0 | 0
CSP | 0 | 0 | 0 | 0 | 0 | 0
CT | 0 | 0 | 0 | 0 | 0 | 0
Coal | 0 | 0 | 0 | 0 | 0 | 0
Geo | 0 | 0 | 0 | 0 | 0 | 0
H | 0 | 0 | 0 | 0 | 0 | 0
LFG | 0 | 0 | 0 | 0 | 0 | 0
Nuc | 0 | 0 | 0 | 0 | 0 | 0
PS | 0 | 0 | 0 | 0 | 0 | 0
PV | 0 | 0 | 0 | 0 | 0 | 0
PeakG | 0 | 0 | 0 | 0 | 0 | 0
PeakO | 0 | 0 | 0 | 0 | 0 | 0
ST | 0 | 0 | 0 | 0 | 0 | 0
STOG | 0 | 0 | 0 | 0 | 0 | 0
STWD | 0 | 0 | 0 | 0 | 0 | 0
WT | 0 | 0 | 0 | 0 | 0 | 0
IGCC | 0 | 0 | 0 | 0 | 0 | 0
DemandResponse | 0 | 0 | 0 | 0 | 0 | 0
IGCC-CCS | 0 | 0 | 0 | 0 | 0 | 0
WT_off | 0 | 0 | 0 | 0 | 0 | 0
PseudoUnit | 0 | 0 | 0 | 0 | 0 | 0
FixedInterchange | 0 | 0 | 0 | 0 | 0 | 0
Emission Cost by Reporting Type: NWPP_NucRenew
ReportingType | 2015 | 2020 | 2025 | 2030 | 2035 | 2040
BM | 0 | 0 | 0 | 0 | 0 | 0
CC | 0 | 0 | 0 | 0 | 0 | 0
CSP | 0 | 0 | 0 | 0 | 0 | 0
CT | 0 | 0 | 0 | 0 | 0 | 0
Coal | 0 | 0 | 0 | 0 | 0 | 0
Geo | 0 | 0 | 0 | 0 | 0 | 0
H | 0 | 0 | 0 | 0 | 0 | 0
LFG | 0 | 0 | 0 | 0 | 0 | 0
Nuc | 0 | 0 | 0 | 0 | 0 | 0
PS | 0 | 0 | 0 | 0 | 0 | 0
PV | 0 | 0 | 0 | 0 | 0 | 0
PeakG | 0 | 0 | 0 | 0 | 0 | 0
PeakO | 0 | 0 | 0 | 0 | 0 | 0
ST | 0 | 0 | 0 | 0 | 0 | 0
STOG | 0 | 0 | 0 | 0 | 0 | 0
STWD | 0 | 0 | 0 | 0 | 0 | 0
WT | 0 | 0 | 0 | 0 | 0 | 0
IGCC | 0 | 0 | 0 | 0 | 0 | 0
DemandResponse | 0 | 0 | 0 | 0 | 0 | 0
IGCC-CCS | 0 | 0 | 0 | 0 | 0 | 0
WT_off | 0 | 0 | 0 | 0 | 0 | 0
PseudoUnit | 0 | 0 | 0 | 0 | 0 | 0
FixedInterchange | 0 | 0 | 0 | 0 | 0 | 0
Emission Cost by Reporting Type: RMPA
ReportingType | 2015 | 2020 | 2025 | 2030 | 2035 | 2040
BM | 0 | 0 | 0 | 0 | 0 | 0
CC | 0 | 0 | 0 | 0 | 0 | 0
CSP | 0 | 0 | 0 | 0 | 0 | 0
CT | 0 | 0 | 0 | 0 | 0 | 0
Coal | 0 | 0 | 0 | 0 | 0 | 0
Geo | 0 | 0 | 0 | 0 | 0 | 0
H | 0 | 0 | 0 | 0 | 0 | 0
LFG | 0 | 0 | 0 | 0 | 0 | 0
Nuc | 0 | 0 | 0 | 0 | 0 | 0
PS | 0 | 0 | 0 | 0 | 0 | 0
PV | 0 | 0 | 0 | 0 | 0 | 0
PeakG | 0 | 0 | 0 | 0 | 0 | 0
PeakO | 0 | 0 | 0 | 0 | 0 | 0
ST | 0 | 0 | 0 | 0 | 0 | 0
STOG | 0 | 0 | 0 | 0 | 0 | 0
STWD | 0 | 0 | 0 | 0 | 0 | 0
WT | 0 | 0 | 0 | 0 | 0 | 0
IGCC | 0 | 0 | 0 | 0 | 0 | 0
DemandResponse | 0 | 0 | 0 | 0 | 0 | 0
IGCC-CCS | 0 | 0 | 0 | 0 | 0 | 0
WT_off | 0 | 0 | 0 | 0 | 0 | 0
PseudoUnit | 0 | 0 | 0 | 0 | 0 | 0
FixedInterchange | 0 | 0 | 0 | 0 | 0 | 0
Emission Cost by Reporting Type: SP15
ReportingType | 2015 | 2020 | 2025 | 2030 | 2035 | 2040
BM | 0 | 0 | 0 | 0 | 0 | 0
CC | 0 | 0 | 0 | 0 | 0 | 0
CSP | 0 | 0 | 0 | 0 | 0 | 0
CT | 0 | 0 | 0 | 0 | 0 | 0
Coal | 0 | 0 | 0 | 0 | 0 | 0
Geo | 0 | 0 | 0 | 0 | 0 | 0
H | 0 | 0 | 0 | 0 | 0 | 0
LFG | 0 | 0 | 0 | 0 | 0 | 0
Nuc | 0 | 0 | 0 | 0 | 0 | 0
PS | 0 | 0 | 0 | 0 | 0 | 0
PV | 0 | 0 | 0 | 0 | 0 | 0
PeakG | 0 | 0 | 0 | 0 | 0 | 0
PeakO | 0 | 0 | 0 | 0 | 0 | 0
ST | 0 | 0 | 0 | 0 | 0 | 0
STOG | 0 | 0 | 0 | 0 | 0 | 0
STWD | 0 | 0 | 0 | 0 | 0 | 0
WT | 0 | 0 | 0 | 0 | 0 | 0
IGCC | 0 | 0 | 0 | 0 | 0 | 0
DemandResponse | 0 | 0 | 0 | 0 | 0 | 0
IGCC-CCS | 0 | 0 | 0 | 0 | 0 | 0
WT_off | 0 | 0 | 0 | 0 | 0 | 0
PseudoUnit | 0 | 0 | 0 | 0 | 0 | 0
FixedInterchange | 0 | 0 | 0 | 0 | 0 | 0
Emission Cost by Reporting Type: ALB
ReportingType | 2015 | 2020 | 2025 | 2030 | 2035 | 2040
BM | 0 | 0 | 0 | 0 | 0 | 0
CC | 0 | 0 | 0 | 0 | 0 | 0
CSP | 0 | 0 | 0 | 0 | 0 | 0
CT | 0 | 0 | 0 | 0 | 0 | 0
Coal | 0 | 0 | 0 | 0 | 0 | 0
Geo | 0 | 0 | 0 | 0 | 0 | 0
H | 0 | 0 | 0 | 0 | 0 | 0
LFG | 0 | 0 | 0 | 0 | 0 | 0
Nuc | 0 | 0 | 0 | 0 | 0 | 0
PS | 0 | 0 | 0 | 0 | 0 | 0
PV | 0 | 0 | 0 | 0 | 0 | 0
PeakG | 0 | 0 | 0 | 0 | 0 | 0
PeakO | 0 | 0 | 0 | 0 | 0 | 0
ST | 0 | 0 | 0 | 0 | 0 | 0
STOG | 0 | 0 | 0 | 0 | 0 | 0
STWD | 0 | 0 | 0 | 0 | 0 | 0
WT | 0 | 0 | 0 | 0 | 0 | 0
IGCC | 0 | 0 | 0 | 0 | 0 | 0
DemandResponse | 0 | 0 | 0 | 0 | 0 | 0
IGCC-CCS | 0 | 0 | 0 | 0 | 0 | 0
WT_off | 0 | 0 | 0 | 0 | 0 | 0
PseudoUnit | 0 | 0 | 0 | 0 | 0 | 0
FixedInterchange | 0 | 0 | 0 | 0 | 0 | 0
Emission Cost by Reporting Type: BC
ReportingType | 2015 | 2020 | 2025 | 2030 | 2035 | 2040
BM | 0 | 0 | 0 | 0 | 0 | 0
CC | 0 | 0 | 0 | 0 | 0 | 0
CSP | 0 | 0 | 0 | 0 | 0 | 0
CT | 0 | 0 | 0 | 0 | 0 | 0
Coal | 0 | 0 | 0 | 0 | 0 | 0
Geo | 0 | 0 | 0 | 0 | 0 | 0
H | 0 | 0 | 0 | 0 | 0 | 0
LFG | 0 | 0 | 0 | 0 | 0 | 0
Nuc | 0 | 0 | 0 | 0 | 0 | 0
PS | 0 | 0 | 0 | 0 | 0 | 0
PV | 0 | 0 | 0 | 0 | 0 | 0
PeakG | 0 | 0 | 0 | 0 | 0 | 0
PeakO | 0 | 0 | 0 | 0 | 0 | 0
ST | 0 | 0 | 0 | 0 | 0 | 0
STOG | 0 | 0 | 0 | 0 | 0 | 0
STWD | 0 | 0 | 0 | 0 | 0 | 0
WT | 0 | 0 | 0 | 0 | 0 | 0
IGCC | 0 | 0 | 0 | 0 | 0 | 0
DemandResponse | 0 | 0 | 0 | 0 | 0 | 0
IGCC-CCS | 0 | 0 | 0 | 0 | 0 | 0
WT_off | 0 | 0 | 0 | 0 | 0 | 0
PseudoUnit | 0 | 0 | 0 | 0 | 0 | 0
FixedInterchange | 0 | 0 | 0 | 0 | 0 | 0
Emission Cost by Reporting Type: HQ_IESO
ReportingType | 2015 | 2020 | 2025 | 2030 | 2035 | 2040
BM | 0 | 0 | 0 | 0 | 0 | 0
CC | 0 | 0 | 0 | 0 | 0 | 0
CSP | 0 | 0 | 0 | 0 | 0 | 0
CT | 0 | 0 | 0 | 0 | 0 | 0
Coal | 0 | 0 | 0 | 0 | 0 | 0
Geo | 0 | 0 | 0 | 0 | 0 | 0
H | 0 | 0 | 0 | 0 | 0 | 0
LFG | 0 | 0 | 0 | 0 | 0 | 0
Nuc | 0 | 0 | 0 | 0 | 0 | 0
PS | 0 | 0 | 0 | 0 | 0 | 0
PV | 0 | 0 | 0 | 0 | 0 | 0
PeakG | 0 | 0 | 0 | 0 | 0 | 0
PeakO | 0 | 0 | 0 | 0 | 0 | 0
ST | 0 | 0 | 0 | 0 | 0 | 0
STOG | 0 | 0 | 0 | 0 | 0 | 0
STWD | 0 | 0 | 0 | 0 | 0 | 0
WT | 0 | 0 | 0 | 0 | 0 | 0
IGCC | 0 | 0 | 0 | 0 | 0 | 0
DemandResponse | 0 | 0 | 0 | 0 | 0 | 0
IGCC-CCS | 0 | 0 | 0 | 0 | 0 | 0
WT_off | 0 | 0 | 0 | 0 | 0 | 0
PseudoUnit | 0 | 0 | 0 | 0 | 0 | 0
FixedInterchange | 0 | 0 | 0 | 0 | 0 | 0
Emission Cost by Reporting Type: HQ_NEISO
ReportingType | 2015 | 2020 | 2025 | 2030 | 2035 | 2040
BM | 0 | 0 | 0 | 0 | 0 | 0
CC | 0 | 0 | 0 | 0 | 0 | 0
CSP | 0 | 0 | 0 | 0 | 0 | 0
CT | 0 | 0 | 0 | 0 | 0 | 0
Coal | 0 | 0 | 0 | 0 | 0 | 0
Geo | 0 | 0 | 0 | 0 | 0 | 0
H | 0 | 0 | 0 | 0 | 0 | 0
LFG | 0 | 0 | 0 | 0 | 0 | 0
Nuc | 0 | 0 | 0 | 0 | 0 | 0
PS | 0 | 0 | 0 | 0 | 0 | 0
PV | 0 | 0 | 0 | 0 | 0 | 0
PeakG | 0 | 0 | 0 | 0 | 0 | 0
PeakO | 0 | 0 | 0 | 0 | 0 | 0
ST | 0 | 0 | 0 | 0 | 0 | 0
STOG | 0 | 0 | 0 | 0 | 0 | 0
STWD | 0 | 0 | 0 | 0 | 0 | 0
WT | 0 | 0 | 0 | 0 | 0 | 0
IGCC | 0 | 0 | 0 | 0 | 0 | 0
DemandResponse | 0 | 0 | 0 | 0 | 0 | 0
IGCC-CCS | 0 | 0 | 0 | 0 | 0 | 0
WT_off | 0 | 0 | 0 | 0 | 0 | 0
PseudoUnit | 0 | 0 | 0 | 0 | 0 | 0
FixedInterchange | 0 | 0 | 0 | 0 | 0 | 0
Emission Cost by Reporting Type: HQ_NY
ReportingType | 2015 | 2020 | 2025 | 2030 | 2035 | 2040
BM | 0 | 0 | 0 | 0 | 0 | 0
CC | 0 | 0 | 0 | 0 | 0 | 0
CSP | 0 | 0 | 0 | 0 | 0 | 0
CT | 0 | 0 | 0 | 0 | 0 | 0
Coal | 0 | 0 | 0 | 0 | 0 | 0
Geo | 0 | 0 | 0 | 0 | 0 | 0
H | 0 | 0 | 0 | 0 | 0 | 0
LFG | 0 | 0 | 0 | 0 | 0 | 0
Nuc | 0 | 0 | 0 | 0 | 0 | 0
PS | 0 | 0 | 0 | 0 | 0 | 0
PV | 0 | 0 | 0 | 0 | 0 | 0
PeakG | 0 | 0 | 0 | 0 | 0 | 0
PeakO | 0 | 0 | 0 | 0 | 0 | 0
ST | 0 | 0 | 0 | 0 | 0 | 0
STOG | 0 | 0 | 0 | 0 | 0 | 0
STWD | 0 | 0 | 0 | 0 | 0 | 0
WT | 0 | 0 | 0 | 0 | 0 | 0
IGCC | 0 | 0 | 0 | 0 | 0 | 0
DemandResponse | 0 | 0 | 0 | 0 | 0 | 0
IGCC-CCS | 0 | 0 | 0 | 0 | 0 | 0
WT_off | 0 | 0 | 0 | 0 | 0 | 0
PseudoUnit | 0 | 0 | 0 | 0 | 0 | 0
FixedInterchange | 0 | 0 | 0 | 0 | 0 | 0
Emission Cost by Reporting Type: MARITIMES
ReportingType | 2015 | 2020 | 2025 | 2030 | 2035 | 2040
BM | 0 | 0 | 0 | 0 | 0 | 0
CC | 0 | 0 | 0 | 0 | 0 | 0
CSP | 0 | 0 | 0 | 0 | 0 | 0
CT | 0 | 0 | 0 | 0 | 0 | 0
Coal | 0 | 0 | 0 | 0 | 0 | 0
Geo | 0 | 0 | 0 | 0 | 0 | 0
H | 0 | 0 | 0 | 0 | 0 | 0
LFG | 0 | 0 | 0 | 0 | 0 | 0
Nuc | 0 | 0 | 0 | 0 | 0 | 0
PS | 0 | 0 | 0 | 0 | 0 | 0
PV | 0 | 0 | 0 | 0 | 0 | 0
PeakG | 0 | 0 | 0 | 0 | 0 | 0
PeakO | 0 | 0 | 0 | 0 | 0 | 0
ST | 0 | 0 | 0 | 0 | 0 | 0
STOG | 0 | 0 | 0 | 0 | 0 | 0
STWD | 0 | 0 | 0 | 0 | 0 | 0
WT | 0 | 0 | 0 | 0 | 0 | 0
IGCC | 0 | 0 | 0 | 0 | 0 | 0
DemandResponse | 0 | 0 | 0 | 0 | 0 | 0
IGCC-CCS | 0 | 0 | 0 | 0 | 0 | 0
WT_off | 0 | 0 | 0 | 0 | 0 | 0
PseudoUnit | 0 | 0 | 0 | 0 | 0 | 0
FixedInterchange | 0 | 0 | 0 | 0 | 0 | 0
Emission Cost by Reporting Type: All
ReportingType | 2015 | 2020 | 2025 | 2030 | 2035 | 2040
BM | 0 | 0 | 0 | 0 | 0 | 0
CC | 0 | 0 | 0 | 0 | 0 | 0
CSP | 0 | 0 | 0 | 0 | 0 | 0
CT | 0 | 0 | 0 | 0 | 0 | 0
Coal | 0 | 0 | 0 | 0 | 0 | 0
Geo | 0 | 0 | 0 | 0 | 0 | 0
H | 0 | 0 | 0 | 0 | 0 | 0
LFG | 0 | 0 | 0 | 0 | 0 | 0
Nuc | 0 | 0 | 0 | 0 | 0 | 0
PS | 0 | 0 | 0 | 0 | 0 | 0
PV | 0 | 0 | 0 | 0 | 0 | 0
PeakG | 0 | 0 | 0 | 0 | 0 | 0
PeakO | 0 | 0 | 0 | 0 | 0 | 0
ST | 0 | 0 | 0 | 0 | 0 | 0
STOG | 0 | 0 | 0 | 0 | 0 | 0
STWD | 0 | 0 | 0 | 0 | 0 | 0
WT | 0 | 0 | 0 | 0 | 0 | 0
IGCC | 0 | 0 | 0 | 0 | 0 | 0
DemandResponse | 0 | 0 | 0 | 0 | 0 | 0
IGCC-CCS | 0 | 0 | 0 | 0 | 0 | 0
WT_off | 0 | 0 | 0 | 0 | 0 | 0
PseudoUnit | 0 | 0 | 0 | 0 | 0 | 0
FixedInterchange | 0 | 0 | 0 | 0 | 0 | 0
Emission Cost by Reporting Type: EI_US
ReportingType | 2015 | 2020 | 2025 | 2030 | 2035 | 2040
BM | 0 | 0 | 0 | 0 | 0 | 0
CC | 0 | 0 | 0 | 0 | 0 | 0
CSP | 0 | 0 | 0 | 0 | 0 | 0
CT | 0 | 0 | 0 | 0 | 0 | 0
Coal | 0 | 0 | 0 | 0 | 0 | 0
Geo | 0 | 0 | 0 | 0 | 0 | 0
H | 0 | 0 | 0 | 0 | 0 | 0
LFG | 0 | 0 | 0 | 0 | 0 | 0
Nuc | 0 | 0 | 0 | 0 | 0 | 0
PS | 0 | 0 | 0 | 0 | 0 | 0
PV | 0 | 0 | 0 | 0 | 0 | 0
PeakG | 0 | 0 | 0 | 0 | 0 | 0
PeakO | 0 | 0 | 0 | 0 | 0 | 0
ST | 0 | 0 | 0 | 0 | 0 | 0
STOG | 0 | 0 | 0 | 0 | 0 | 0
STWD | 0 | 0 | 0 | 0 | 0 | 0
WT | 0 | 0 | 0 | 0 | 0 | 0
IGCC | 0 | 0 | 0 | 0 | 0 | 0
DemandResponse | 0 | 0 | 0 | 0 | 0 | 0
IGCC-CCS | 0 | 0 | 0 | 0 | 0 | 0
WT_off | 0 | 0 | 0 | 0 | 0 | 0
PseudoUnit | 0 | 0 | 0 | 0 | 0 | 0
FixedInterchange | 0 | 0 | 0 | 0 | 0 | 0
Emission Cost by Reporting Type: EI_Canada
ReportingType | 2015 | 2020 | 2025 | 2030 | 2035 | 2040
BM | 0 | 0 | 0 | 0 | 0 | 0
CC | 0 | 0 | 0 | 0 | 0 | 0
CSP | 0 | 0 | 0 | 0 | 0 | 0
CT | 0 | 0 | 0 | 0 | 0 | 0
Coal | 0 | 0 | 0 | 0 | 0 | 0
Geo | 0 | 0 | 0 | 0 | 0 | 0
H | 0 | 0 | 0 | 0 | 0 | 0
LFG | 0 | 0 | 0 | 0 | 0 | 0
Nuc | 0 | 0 | 0 | 0 | 0 | 0
PS | 0 | 0 | 0 | 0 | 0 | 0
PV | 0 | 0 | 0 | 0 | 0 | 0
PeakG | 0 | 0 | 0 | 0 | 0 | 0
PeakO | 0 | 0 | 0 | 0 | 0 | 0
ST | 0 | 0 | 0 | 0 | 0 | 0
STOG | 0 | 0 | 0 | 0 | 0 | 0
STWD | 0 | 0 | 0 | 0 | 0 | 0
WT | 0 | 0 | 0 | 0 | 0 | 0
IGCC | 0 | 0 | 0 | 0 | 0 | 0
DemandResponse | 0 | 0 | 0 | 0 | 0 | 0
IGCC-CCS | 0 | 0 | 0 | 0 | 0 | 0
WT_off | 0 | 0 | 0 | 0 | 0 | 0
PseudoUnit | 0 | 0 | 0 | 0 | 0 | 0
FixedInterchange | 0 | 0 | 0 | 0 | 0 | 0
Emission Cost by Reporting Type: EI
ReportingType | 2015 | 2020 | 2025 | 2030 | 2035 | 2040
BM | 0 | 0 | 0 | 0 | 0 | 0
CC | 0 | 0 | 0 | 0 | 0 | 0
CSP | 0 | 0 | 0 | 0 | 0 | 0
CT | 0 | 0 | 0 | 0 | 0 | 0
Coal | 0 | 0 | 0 | 0 | 0 | 0
Geo | 0 | 0 | 0 | 0 | 0 | 0
H | 0 | 0 | 0 | 0 | 0 | 0
LFG | 0 | 0 | 0 | 0 | 0 | 0
Nuc | 0 | 0 | 0 | 0 | 0 | 0
PS | 0 | 0 | 0 | 0 | 0 | 0
PV | 0 | 0 | 0 | 0 | 0 | 0
PeakG | 0 | 0 | 0 | 0 | 0 | 0
PeakO | 0 | 0 | 0 | 0 | 0 | 0
ST | 0 | 0 | 0 | 0 | 0 | 0
STOG | 0 | 0 | 0 | 0 | 0 | 0
STWD | 0 | 0 | 0 | 0 | 0 | 0
WT | 0 | 0 | 0 | 0 | 0 | 0
IGCC | 0 | 0 | 0 | 0 | 0 | 0
DemandResponse | 0 | 0 | 0 | 0 | 0 | 0
IGCC-CCS | 0 | 0 | 0 | 0 | 0 | 0
WT_off | 0 | 0 | 0 | 0 | 0 | 0
PseudoUnit | 0 | 0 | 0 | 0 | 0 | 0
FixedInterchange | 0 | 0 | 0 | 0 | 0 | 0
Emission Cost by Reporting Type: Outside_EI
ReportingType | 2015 | 2020 | 2025 | 2030 | 2035 | 2040
BM | 0 | 0 | 0 | 0 | 0 | 0
CC | 0 | 0 | 0 | 0 | 0 | 0
CSP | 0 | 0 | 0 | 0 | 0 | 0
CT | 0 | 0 | 0 | 0 | 0 | 0
Coal | 0 | 0 | 0 | 0 | 0 | 0
Geo | 0 | 0 | 0 | 0 | 0 | 0
H | 0 | 0 | 0 | 0 | 0 | 0
LFG | 0 | 0 | 0 | 0 | 0 | 0
Nuc | 0 | 0 | 0 | 0 | 0 | 0
PS | 0 | 0 | 0 | 0 | 0 | 0
PV | 0 | 0 | 0 | 0 | 0 | 0
PeakG | 0 | 0 | 0 | 0 | 0 | 0
PeakO | 0 | 0 | 0 | 0 | 0 | 0
ST | 0 | 0 | 0 | 0 | 0 | 0
STOG | 0 | 0 | 0 | 0 | 0 | 0
STWD | 0 | 0 | 0 | 0 | 0 | 0
WT | 0 | 0 | 0 | 0 | 0 | 0
IGCC | 0 | 0 | 0 | 0 | 0 | 0
DemandResponse | 0 | 0 | 0 | 0 | 0 | 0
IGCC-CCS | 0 | 0 | 0 | 0 | 0 | 0
WT_off | 0 | 0 | 0 | 0 | 0 | 0
PseudoUnit | 0 | 0 | 0 | 0 | 0 | 0
FixedInterchange | 0 | 0 | 0 | 0 | 0 | 0
==== Emission Program: Carbon_CA : (CO2) ====
Emission Cost by Reporting Type: Entergy
ReportingType | 2015 | 2020 | 2025 | 2030 | 2035 | 2040
BM | 0 | 0 | 0 | 0 | 0 | 0
CC | 0 | 0 | 0 | 0 | 0 | 0
CSP | 0 | 0 | 0 | 0 | 0 | 0
CT | 0 | 0 | 0 | 0 | 0 | 0
Coal | 0 | 0 | 0 | 0 | 0 | 0
Geo | 0 | 0 | 0 | 0 | 0 | 0
H | 0 | 0 | 0 | 0 | 0 | 0
LFG | 0 | 0 | 0 | 0 | 0 | 0
Nuc | 0 | 0 | 0 | 0 | 0 | 0
PS | 0 | 0 | 0 | 0 | 0 | 0
PV | 0 | 0 | 0 | 0 | 0 | 0
PeakG | 0 | 0 | 0 | 0 | 0 | 0
PeakO | 0 | 0 | 0 | 0 | 0 | 0
ST | 0 | 0 | 0 | 0 | 0 | 0
STOG | 0 | 0 | 0 | 0 | 0 | 0
STWD | 0 | 0 | 0 | 0 | 0 | 0
WT | 0 | 0 | 0 | 0 | 0 | 0
IGCC | 0 | 0 | 0 | 0 | 0 | 0
DemandResponse | 0 | 0 | 0 | 0 | 0 | 0
IGCC-CCS | 0 | 0 | 0 | 0 | 0 | 0
WT_off | 0 | 0 | 0 | 0 | 0 | 0
PseudoUnit | 0 | 0 | 0 | 0 | 0 | 0
FixedInterchange | 0 | 0 | 0 | 0 | 0 | 0
Emission Cost by Reporting Type: FRCC
ReportingType | 2015 | 2020 | 2025 | 2030 | 2035 | 2040
BM | 0 | 0 | 0 | 0 | 0 | 0
CC | 0 | 0 | 0 | 0 | 0 | 0
CSP | 0 | 0 | 0 | 0 | 0 | 0
CT | 0 | 0 | 0 | 0 | 0 | 0
Coal | 0 | 0 | 0 | 0 | 0 | 0
Geo | 0 | 0 | 0 | 0 | 0 | 0
H | 0 | 0 | 0 | 0 | 0 | 0
LFG | 0 | 0 | 0 | 0 | 0 | 0
Nuc | 0 | 0 | 0 | 0 | 0 | 0
PS | 0 | 0 | 0 | 0 | 0 | 0
PV | 0 | 0 | 0 | 0 | 0 | 0
PeakG | 0 | 0 | 0 | 0 | 0 | 0
PeakO | 0 | 0 | 0 | 0 | 0 | 0
ST | 0 | 0 | 0 | 0 | 0 | 0
STOG | 0 | 0 | 0 | 0 | 0 | 0
STWD | 0 | 0 | 0 | 0 | 0 | 0
WT | 0 | 0 | 0 | 0 | 0 | 0
IGCC | 0 | 0 | 0 | 0 | 0 | 0
DemandResponse | 0 | 0 | 0 | 0 | 0 | 0
IGCC-CCS | 0 | 0 | 0 | 0 | 0 | 0
WT_off | 0 | 0 | 0 | 0 | 0 | 0
PseudoUnit | 0 | 0 | 0 | 0 | 0 | 0
FixedInterchange | 0 | 0 | 0 | 0 | 0 | 0
Emission Cost by Reporting Type: MAPP_US
ReportingType | 2015 | 2020 | 2025 | 2030 | 2035 | 2040
BM | 0 | 0 | 0 | 0 | 0 | 0
CC | 0 | 0 | 0 | 0 | 0 | 0
CSP | 0 | 0 | 0 | 0 | 0 | 0
CT | 0 | 0 | 0 | 0 | 0 | 0
Coal | 0 | 0 | 0 | 0 | 0 | 0
Geo | 0 | 0 | 0 | 0 | 0 | 0
H | 0 | 0 | 0 | 0 | 0 | 0
LFG | 0 | 0 | 0 | 0 | 0 | 0
Nuc | 0 | 0 | 0 | 0 | 0 | 0
PS | 0 | 0 | 0 | 0 | 0 | 0
PV | 0 | 0 | 0 | 0 | 0 | 0
PeakG | 0 | 0 | 0 | 0 | 0 | 0
PeakO | 0 | 0 | 0 | 0 | 0 | 0
ST | 0 | 0 | 0 | 0 | 0 | 0
STOG | 0 | 0 | 0 | 0 | 0 | 0
STWD | 0 | 0 | 0 | 0 | 0 | 0
WT | 0 | 0 | 0 | 0 | 0 | 0
IGCC | 0 | 0 | 0 | 0 | 0 | 0
DemandResponse | 0 | 0 | 0 | 0 | 0 | 0
IGCC-CCS | 0 | 0 | 0 | 0 | 0 | 0
WT_off | 0 | 0 | 0 | 0 | 0 | 0
PseudoUnit | 0 | 0 | 0 | 0 | 0 | 0
FixedInterchange | 0 | 0 | 0 | 0 | 0 | 0
Emission Cost by Reporting Type: MISO_IN
ReportingType | 2015 | 2020 | 2025 | 2030 | 2035 | 2040
BM | 0 | 0 | 0 | 0 | 0 | 0
CC | 0 | 0 | 0 | 0 | 0 | 0
CSP | 0 | 0 | 0 | 0 | 0 | 0
CT | 0 | 0 | 0 | 0 | 0 | 0
Coal | 0 | 0 | 0 | 0 | 0 | 0
Geo | 0 | 0 | 0 | 0 | 0 | 0
H | 0 | 0 | 0 | 0 | 0 | 0
LFG | 0 | 0 | 0 | 0 | 0 | 0
Nuc | 0 | 0 | 0 | 0 | 0 | 0
PS | 0 | 0 | 0 | 0 | 0 | 0
PV | 0 | 0 | 0 | 0 | 0 | 0
PeakG | 0 | 0 | 0 | 0 | 0 | 0
PeakO | 0 | 0 | 0 | 0 | 0 | 0
ST | 0 | 0 | 0 | 0 | 0 | 0
STOG | 0 | 0 | 0 | 0 | 0 | 0
STWD | 0 | 0 | 0 | 0 | 0 | 0
WT | 0 | 0 | 0 | 0 | 0 | 0
IGCC | 0 | 0 | 0 | 0 | 0 | 0
DemandResponse | 0 | 0 | 0 | 0 | 0 | 0
IGCC-CCS | 0 | 0 | 0 | 0 | 0 | 0
WT_off | 0 | 0 | 0 | 0 | 0 | 0
PseudoUnit | 0 | 0 | 0 | 0 | 0 | 0
FixedInterchange | 0 | 0 | 0 | 0 | 0 | 0
Emission Cost by Reporting Type: MISO_MI
ReportingType | 2015 | 2020 | 2025 | 2030 | 2035 | 2040
BM | 0 | 0 | 0 | 0 | 0 | 0
CC | 0 | 0 | 0 | 0 | 0 | 0
CSP | 0 | 0 | 0 | 0 | 0 | 0
CT | 0 | 0 | 0 | 0 | 0 | 0
Coal | 0 | 0 | 0 | 0 | 0 | 0
Geo | 0 | 0 | 0 | 0 | 0 | 0
H | 0 | 0 | 0 | 0 | 0 | 0
LFG | 0 | 0 | 0 | 0 | 0 | 0
Nuc | 0 | 0 | 0 | 0 | 0 | 0
PS | 0 | 0 | 0 | 0 | 0 | 0
PV | 0 | 0 | 0 | 0 | 0 | 0
PeakG | 0 | 0 | 0 | 0 | 0 | 0
PeakO | 0 | 0 | 0 | 0 | 0 | 0
ST | 0 | 0 | 0 | 0 | 0 | 0
STOG | 0 | 0 | 0 | 0 | 0 | 0
STWD | 0 | 0 | 0 | 0 | 0 | 0
WT | 0 | 0 | 0 | 0 | 0 | 0
IGCC | 0 | 0 | 0 | 0 | 0 | 0
DemandResponse | 0 | 0 | 0 | 0 | 0 | 0
IGCC-CCS | 0 | 0 | 0 | 0 | 0 | 0
WT_off | 0 | 0 | 0 | 0 | 0 | 0
PseudoUnit | 0 | 0 | 0 | 0 | 0 | 0
FixedInterchange | 0 | 0 | 0 | 0 | 0 | 0
Emission Cost by Reporting Type: MISO_MO-IL
ReportingType | 2015 | 2020 | 2025 | 2030 | 2035 | 2040
BM | 0 | 0 | 0 | 0 | 0 | 0
CC | 0 | 0 | 0 | 0 | 0 | 0
CSP | 0 | 0 | 0 | 0 | 0 | 0
CT | 0 | 0 | 0 | 0 | 0 | 0
Coal | 0 | 0 | 0 | 0 | 0 | 0
Geo | 0 | 0 | 0 | 0 | 0 | 0
H | 0 | 0 | 0 | 0 | 0 | 0
LFG | 0 | 0 | 0 | 0 | 0 | 0
Nuc | 0 | 0 | 0 | 0 | 0 | 0
PS | 0 | 0 | 0 | 0 | 0 | 0
PV | 0 | 0 | 0 | 0 | 0 | 0
PeakG | 0 | 0 | 0 | 0 | 0 | 0
PeakO | 0 | 0 | 0 | 0 | 0 | 0
ST | 0 | 0 | 0 | 0 | 0 | 0
STOG | 0 | 0 | 0 | 0 | 0 | 0
STWD | 0 | 0 | 0 | 0 | 0 | 0
WT | 0 | 0 | 0 | 0 | 0 | 0
IGCC | 0 | 0 | 0 | 0 | 0 | 0
DemandResponse | 0 | 0 | 0 | 0 | 0 | 0
IGCC-CCS | 0 | 0 | 0 | 0 | 0 | 0
WT_off | 0 | 0 | 0 | 0 | 0 | 0
PseudoUnit | 0 | 0 | 0 | 0 | 0 | 0
FixedInterchange | 0 | 0 | 0 | 0 | 0 | 0
Emission Cost by Reporting Type: MISO_W
ReportingType | 2015 | 2020 | 2025 | 2030 | 2035 | 2040
BM | 0 | 0 | 0 | 0 | 0 | 0
CC | 0 | 0 | 0 | 0 | 0 | 0
CSP | 0 | 0 | 0 | 0 | 0 | 0
CT | 0 | 0 | 0 | 0 | 0 | 0
Coal | 0 | 0 | 0 | 0 | 0 | 0
Geo | 0 | 0 | 0 | 0 | 0 | 0
H | 0 | 0 | 0 | 0 | 0 | 0
LFG | 0 | 0 | 0 | 0 | 0 | 0
Nuc | 0 | 0 | 0 | 0 | 0 | 0
PS | 0 | 0 | 0 | 0 | 0 | 0
PV | 0 | 0 | 0 | 0 | 0 | 0
PeakG | 0 | 0 | 0 | 0 | 0 | 0
PeakO | 0 | 0 | 0 | 0 | 0 | 0
ST | 0 | 0 | 0 | 0 | 0 | 0
STOG | 0 | 0 | 0 | 0 | 0 | 0
STWD | 0 | 0 | 0 | 0 | 0 | 0
WT | 0 | 0 | 0 | 0 | 0 | 0
IGCC | 0 | 0 | 0 | 0 | 0 | 0
DemandResponse | 0 | 0 | 0 | 0 | 0 | 0
IGCC-CCS | 0 | 0 | 0 | 0 | 0 | 0
WT_off | 0 | 0 | 0 | 0 | 0 | 0
PseudoUnit | 0 | 0 | 0 | 0 | 0 | 0
FixedInterchange | 0 | 0 | 0 | 0 | 0 | 0
Emission Cost by Reporting Type: MISO_WUMS
ReportingType | 2015 | 2020 | 2025 | 2030 | 2035 | 2040
BM | 0 | 0 | 0 | 0 | 0 | 0
CC | 0 | 0 | 0 | 0 | 0 | 0
CSP | 0 | 0 | 0 | 0 | 0 | 0
CT | 0 | 0 | 0 | 0 | 0 | 0
Coal | 0 | 0 | 0 | 0 | 0 | 0
Geo | 0 | 0 | 0 | 0 | 0 | 0
H | 0 | 0 | 0 | 0 | 0 | 0
LFG | 0 | 0 | 0 | 0 | 0 | 0
Nuc | 0 | 0 | 0 | 0 | 0 | 0
PS | 0 | 0 | 0 | 0 | 0 | 0
PV | 0 | 0 | 0 | 0 | 0 | 0
PeakG | 0 | 0 | 0 | 0 | 0 | 0
PeakO | 0 | 0 | 0 | 0 | 0 | 0
ST | 0 | 0 | 0 | 0 | 0 | 0
STOG | 0 | 0 | 0 | 0 | 0 | 0
STWD | 0 | 0 | 0 | 0 | 0 | 0
WT | 0 | 0 | 0 | 0 | 0 | 0
IGCC | 0 | 0 | 0 | 0 | 0 | 0
DemandResponse | 0 | 0 | 0 | 0 | 0 | 0
IGCC-CCS | 0 | 0 | 0 | 0 | 0 | 0
WT_off | 0 | 0 | 0 | 0 | 0 | 0
PseudoUnit | 0 | 0 | 0 | 0 | 0 | 0
FixedInterchange | 0 | 0 | 0 | 0 | 0 | 0
Emission Cost by Reporting Type: Nebraska
ReportingType | 2015 | 2020 | 2025 | 2030 | 2035 | 2040
BM | 0 | 0 | 0 | 0 | 0 | 0
CC | 0 | 0 | 0 | 0 | 0 | 0
CSP | 0 | 0 | 0 | 0 | 0 | 0
CT | 0 | 0 | 0 | 0 | 0 | 0
Coal | 0 | 0 | 0 | 0 | 0 | 0
Geo | 0 | 0 | 0 | 0 | 0 | 0
H | 0 | 0 | 0 | 0 | 0 | 0
LFG | 0 | 0 | 0 | 0 | 0 | 0
Nuc | 0 | 0 | 0 | 0 | 0 | 0
PS | 0 | 0 | 0 | 0 | 0 | 0
PV | 0 | 0 | 0 | 0 | 0 | 0
PeakG | 0 | 0 | 0 | 0 | 0 | 0
PeakO | 0 | 0 | 0 | 0 | 0 | 0
ST | 0 | 0 | 0 | 0 | 0 | 0
STOG | 0 | 0 | 0 | 0 | 0 | 0
STWD | 0 | 0 | 0 | 0 | 0 | 0
WT | 0 | 0 | 0 | 0 | 0 | 0
IGCC | 0 | 0 | 0 | 0 | 0 | 0
DemandResponse | 0 | 0 | 0 | 0 | 0 | 0
IGCC-CCS | 0 | 0 | 0 | 0 | 0 | 0
WT_off | 0 | 0 | 0 | 0 | 0 | 0
PseudoUnit | 0 | 0 | 0 | 0 | 0 | 0
FixedInterchange | 0 | 0 | 0 | 0 | 0 | 0
Emission Cost by Reporting Type: NEISO
ReportingType | 2015 | 2020 | 2025 | 2030 | 2035 | 2040
BM | 0 | 0 | 0 | 0 | 0 | 0
CC | 0 | 0 | 0 | 0 | 0 | 0
CSP | 0 | 0 | 0 | 0 | 0 | 0
CT | 0 | 0 | 0 | 0 | 0 | 0
Coal | 0 | 0 | 0 | 0 | 0 | 0
Geo | 0 | 0 | 0 | 0 | 0 | 0
H | 0 | 0 | 0 | 0 | 0 | 0
LFG | 0 | 0 | 0 | 0 | 0 | 0
Nuc | 0 | 0 | 0 | 0 | 0 | 0
PS | 0 | 0 | 0 | 0 | 0 | 0
PV | 0 | 0 | 0 | 0 | 0 | 0
PeakG | 0 | 0 | 0 | 0 | 0 | 0
PeakO | 0 | 0 | 0 | 0 | 0 | 0
ST | 0 | 0 | 0 | 0 | 0 | 0
STOG | 0 | 0 | 0 | 0 | 0 | 0
STWD | 0 | 0 | 0 | 0 | 0 | 0
WT | 0 | 0 | 0 | 0 | 0 | 0
IGCC | 0 | 0 | 0 | 0 | 0 | 0
DemandResponse | 0 | 0 | 0 | 0 | 0 | 0
IGCC-CCS | 0 | 0 | 0 | 0 | 0 | 0
WT_off | 0 | 0 | 0 | 0 | 0 | 0
PseudoUnit | 0 | 0 | 0 | 0 | 0 | 0
FixedInterchange | 0 | 0 | 0 | 0 | 0 | 0
Emission Cost by Reporting Type: NonRTO_Midwest
ReportingType | 2015 | 2020 | 2025 | 2030 | 2035 | 2040
BM | 0 | 0 | 0 | 0 | 0 | 0
CC | 0 | 0 | 0 | 0 | 0 | 0
CSP | 0 | 0 | 0 | 0 | 0 | 0
CT | 0 | 0 | 0 | 0 | 0 | 0
Coal | 0 | 0 | 0 | 0 | 0 | 0
Geo | 0 | 0 | 0 | 0 | 0 | 0
H | 0 | 0 | 0 | 0 | 0 | 0
LFG | 0 | 0 | 0 | 0 | 0 | 0
Nuc | 0 | 0 | 0 | 0 | 0 | 0
PS | 0 | 0 | 0 | 0 | 0 | 0
PV | 0 | 0 | 0 | 0 | 0 | 0
PeakG | 0 | 0 | 0 | 0 | 0 | 0
PeakO | 0 | 0 | 0 | 0 | 0 | 0
ST | 0 | 0 | 0 | 0 | 0 | 0
STOG | 0 | 0 | 0 | 0 | 0 | 0
STWD | 0 | 0 | 0 | 0 | 0 | 0
WT | 0 | 0 | 0 | 0 | 0 | 0
IGCC | 0 | 0 | 0 | 0 | 0 | 0
DemandResponse | 0 | 0 | 0 | 0 | 0 | 0
IGCC-CCS | 0 | 0 | 0 | 0 | 0 | 0
WT_off | 0 | 0 | 0 | 0 | 0 | 0
PseudoUnit | 0 | 0 | 0 | 0 | 0 | 0
FixedInterchange | 0 | 0 | 0 | 0 | 0 | 0
Emission Cost by Reporting Type: NYISO_A-F
ReportingType | 2015 | 2020 | 2025 | 2030 | 2035 | 2040
BM | 0 | 0 | 0 | 0 | 0 | 0
CC | 0 | 0 | 0 | 0 | 0 | 0
CSP | 0 | 0 | 0 | 0 | 0 | 0
CT | 0 | 0 | 0 | 0 | 0 | 0
Coal | 0 | 0 | 0 | 0 | 0 | 0
Geo | 0 | 0 | 0 | 0 | 0 | 0
H | 0 | 0 | 0 | 0 | 0 | 0
LFG | 0 | 0 | 0 | 0 | 0 | 0
Nuc | 0 | 0 | 0 | 0 | 0 | 0
PS | 0 | 0 | 0 | 0 | 0 | 0
PV | 0 | 0 | 0 | 0 | 0 | 0
PeakG | 0 | 0 | 0 | 0 | 0 | 0
PeakO | 0 | 0 | 0 | 0 | 0 | 0
ST | 0 | 0 | 0 | 0 | 0 | 0
STOG | 0 | 0 | 0 | 0 | 0 | 0
STWD | 0 | 0 | 0 | 0 | 0 | 0
WT | 0 | 0 | 0 | 0 | 0 | 0
IGCC | 0 | 0 | 0 | 0 | 0 | 0
DemandResponse | 0 | 0 | 0 | 0 | 0 | 0
IGCC-CCS | 0 | 0 | 0 | 0 | 0 | 0
WT_off | 0 | 0 | 0 | 0 | 0 | 0
PseudoUnit | 0 | 0 | 0 | 0 | 0 | 0
FixedInterchange | 0 | 0 | 0 | 0 | 0 | 0
Emission Cost by Reporting Type: NYISO_G-I
ReportingType | 2015 | 2020 | 2025 | 2030 | 2035 | 2040
BM | 0 | 0 | 0 | 0 | 0 | 0
CC | 0 | 0 | 0 | 0 | 0 | 0
CSP | 0 | 0 | 0 | 0 | 0 | 0
CT | 0 | 0 | 0 | 0 | 0 | 0
Coal | 0 | 0 | 0 | 0 | 0 | 0
Geo | 0 | 0 | 0 | 0 | 0 | 0
H | 0 | 0 | 0 | 0 | 0 | 0
LFG | 0 | 0 | 0 | 0 | 0 | 0
Nuc | 0 | 0 | 0 | 0 | 0 | 0
PS | 0 | 0 | 0 | 0 | 0 | 0
PV | 0 | 0 | 0 | 0 | 0 | 0
PeakG | 0 | 0 | 0 | 0 | 0 | 0
PeakO | 0 | 0 | 0 | 0 | 0 | 0
ST | 0 | 0 | 0 | 0 | 0 | 0
STOG | 0 | 0 | 0 | 0 | 0 | 0
STWD | 0 | 0 | 0 | 0 | 0 | 0
WT | 0 | 0 | 0 | 0 | 0 | 0
IGCC | 0 | 0 | 0 | 0 | 0 | 0
DemandResponse | 0 | 0 | 0 | 0 | 0 | 0
IGCC-CCS | 0 | 0 | 0 | 0 | 0 | 0
WT_off | 0 | 0 | 0 | 0 | 0 | 0
PseudoUnit | 0 | 0 | 0 | 0 | 0 | 0
FixedInterchange | 0 | 0 | 0 | 0 | 0 | 0
Emission Cost by Reporting Type: NYISO_J-K
ReportingType | 2015 | 2020 | 2025 | 2030 | 2035 | 2040
BM | 0 | 0 | 0 | 0 | 0 | 0
CC | 0 | 0 | 0 | 0 | 0 | 0
CSP | 0 | 0 | 0 | 0 | 0 | 0
CT | 0 | 0 | 0 | 0 | 0 | 0
Coal | 0 | 0 | 0 | 0 | 0 | 0
Geo | 0 | 0 | 0 | 0 | 0 | 0
H | 0 | 0 | 0 | 0 | 0 | 0
LFG | 0 | 0 | 0 | 0 | 0 | 0
Nuc | 0 | 0 | 0 | 0 | 0 | 0
PS | 0 | 0 | 0 | 0 | 0 | 0
PV | 0 | 0 | 0 | 0 | 0 | 0
PeakG | 0 | 0 | 0 | 0 | 0 | 0
PeakO | 0 | 0 | 0 | 0 | 0 | 0
ST | 0 | 0 | 0 | 0 | 0 | 0
STOG | 0 | 0 | 0 | 0 | 0 | 0
STWD | 0 | 0 | 0 | 0 | 0 | 0
WT | 0 | 0 | 0 | 0 | 0 | 0
IGCC | 0 | 0 | 0 | 0 | 0 | 0
DemandResponse | 0 | 0 | 0 | 0 | 0 | 0
IGCC-CCS | 0 | 0 | 0 | 0 | 0 | 0
WT_off | 0 | 0 | 0 | 0 | 0 | 0
PseudoUnit | 0 | 0 | 0 | 0 | 0 | 0
FixedInterchange | 0 | 0 | 0 | 0 | 0 | 0
Emission Cost by Reporting Type: PJM_E
ReportingType | 2015 | 2020 | 2025 | 2030 | 2035 | 2040
BM | 0 | 0 | 0 | 0 | 0 | 0
CC | 0 | 0 | 0 | 0 | 0 | 0
CSP | 0 | 0 | 0 | 0 | 0 | 0
CT | 0 | 0 | 0 | 0 | 0 | 0
Coal | 0 | 0 | 0 | 0 | 0 | 0
Geo | 0 | 0 | 0 | 0 | 0 | 0
H | 0 | 0 | 0 | 0 | 0 | 0
LFG | 0 | 0 | 0 | 0 | 0 | 0
Nuc | 0 | 0 | 0 | 0 | 0 | 0
PS | 0 | 0 | 0 | 0 | 0 | 0
PV | 0 | 0 | 0 | 0 | 0 | 0
PeakG | 0 | 0 | 0 | 0 | 0 | 0
PeakO | 0 | 0 | 0 | 0 | 0 | 0
ST | 0 | 0 | 0 | 0 | 0 | 0
STOG | 0 | 0 | 0 | 0 | 0 | 0
STWD | 0 | 0 | 0 | 0 | 0 | 0
WT | 0 | 0 | 0 | 0 | 0 | 0
IGCC | 0 | 0 | 0 | 0 | 0 | 0
DemandResponse | 0 | 0 | 0 | 0 | 0 | 0
IGCC-CCS | 0 | 0 | 0 | 0 | 0 | 0
WT_off | 0 | 0 | 0 | 0 | 0 | 0
PseudoUnit | 0 | 0 | 0 | 0 | 0 | 0
FixedInterchange | 0 | 0 | 0 | 0 | 0 | 0
Emission Cost by Reporting Type: PJM_ROM
ReportingType | 2015 | 2020 | 2025 | 2030 | 2035 | 2040
BM | 0 | 0 | 0 | 0 | 0 | 0
CC | 0 | 0 | 0 | 0 | 0 | 0
CSP | 0 | 0 | 0 | 0 | 0 | 0
CT | 0 | 0 | 0 | 0 | 0 | 0
Coal | 0 | 0 | 0 | 0 | 0 | 0
Geo | 0 | 0 | 0 | 0 | 0 | 0
H | 0 | 0 | 0 | 0 | 0 | 0
LFG | 0 | 0 | 0 | 0 | 0 | 0
Nuc | 0 | 0 | 0 | 0 | 0 | 0
PS | 0 | 0 | 0 | 0 | 0 | 0
PV | 0 | 0 | 0 | 0 | 0 | 0
PeakG | 0 | 0 | 0 | 0 | 0 | 0
PeakO | 0 | 0 | 0 | 0 | 0 | 0
ST | 0 | 0 | 0 | 0 | 0 | 0
STOG | 0 | 0 | 0 | 0 | 0 | 0
STWD | 0 | 0 | 0 | 0 | 0 | 0
WT | 0 | 0 | 0 | 0 | 0 | 0
IGCC | 0 | 0 | 0 | 0 | 0 | 0
DemandResponse | 0 | 0 | 0 | 0 | 0 | 0
IGCC-CCS | 0 | 0 | 0 | 0 | 0 | 0
WT_off | 0 | 0 | 0 | 0 | 0 | 0
PseudoUnit | 0 | 0 | 0 | 0 | 0 | 0
FixedInterchange | 0 | 0 | 0 | 0 | 0 | 0
Emission Cost by Reporting Type: PJM_ROR
ReportingType | 2015 | 2020 | 2025 | 2030 | 2035 | 2040
BM | 0 | 0 | 0 | 0 | 0 | 0
CC | 0 | 0 | 0 | 0 | 0 | 0
CSP | 0 | 0 | 0 | 0 | 0 | 0
CT | 0 | 0 | 0 | 0 | 0 | 0
Coal | 0 | 0 | 0 | 0 | 0 | 0
Geo | 0 | 0 | 0 | 0 | 0 | 0
H | 0 | 0 | 0 | 0 | 0 | 0
LFG | 0 | 0 | 0 | 0 | 0 | 0
Nuc | 0 | 0 | 0 | 0 | 0 | 0
PS | 0 | 0 | 0 | 0 | 0 | 0
PV | 0 | 0 | 0 | 0 | 0 | 0
PeakG | 0 | 0 | 0 | 0 | 0 | 0
PeakO | 0 | 0 | 0 | 0 | 0 | 0
ST | 0 | 0 | 0 | 0 | 0 | 0
STOG | 0 | 0 | 0 | 0 | 0 | 0
STWD | 0 | 0 | 0 | 0 | 0 | 0
WT | 0 | 0 | 0 | 0 | 0 | 0
IGCC | 0 | 0 | 0 | 0 | 0 | 0
DemandResponse | 0 | 0 | 0 | 0 | 0 | 0
IGCC-CCS | 0 | 0 | 0 | 0 | 0 | 0
WT_off | 0 | 0 | 0 | 0 | 0 | 0
PseudoUnit | 0 | 0 | 0 | 0 | 0 | 0
FixedInterchange | 0 | 0 | 0 | 0 | 0 | 0
Emission Cost by Reporting Type: SOCO
ReportingType | 2015 | 2020 | 2025 | 2030 | 2035 | 2040
BM | 0 | 0 | 0 | 0 | 0 | 0
CC | 0 | 0 | 0 | 0 | 0 | 0
CSP | 0 | 0 | 0 | 0 | 0 | 0
CT | 0 | 0 | 0 | 0 | 0 | 0
Coal | 0 | 0 | 0 | 0 | 0 | 0
Geo | 0 | 0 | 0 | 0 | 0 | 0
H | 0 | 0 | 0 | 0 | 0 | 0
LFG | 0 | 0 | 0 | 0 | 0 | 0
Nuc | 0 | 0 | 0 | 0 | 0 | 0
PS | 0 | 0 | 0 | 0 | 0 | 0
PV | 0 | 0 | 0 | 0 | 0 | 0
PeakG | 0 | 0 | 0 | 0 | 0 | 0
PeakO | 0 | 0 | 0 | 0 | 0 | 0
ST | 0 | 0 | 0 | 0 | 0 | 0
STOG | 0 | 0 | 0 | 0 | 0 | 0
STWD | 0 | 0 | 0 | 0 | 0 | 0
WT | 0 | 0 | 0 | 0 | 0 | 0
IGCC | 0 | 0 | 0 | 0 | 0 | 0
DemandResponse | 0 | 0 | 0 | 0 | 0 | 0
IGCC-CCS | 0 | 0 | 0 | 0 | 0 | 0
WT_off | 0 | 0 | 0 | 0 | 0 | 0
PseudoUnit | 0 | 0 | 0 | 0 | 0 | 0
FixedInterchange | 0 | 0 | 0 | 0 | 0 | 0
Emission Cost by Reporting Type: SPP_N
ReportingType | 2015 | 2020 | 2025 | 2030 | 2035 | 2040
BM | 0 | 0 | 0 | 0 | 0 | 0
CC | 0 | 0 | 0 | 0 | 0 | 0
CSP | 0 | 0 | 0 | 0 | 0 | 0
CT | 0 | 0 | 0 | 0 | 0 | 0
Coal | 0 | 0 | 0 | 0 | 0 | 0
Geo | 0 | 0 | 0 | 0 | 0 | 0
H | 0 | 0 | 0 | 0 | 0 | 0
LFG | 0 | 0 | 0 | 0 | 0 | 0
Nuc | 0 | 0 | 0 | 0 | 0 | 0
PS | 0 | 0 | 0 | 0 | 0 | 0
PV | 0 | 0 | 0 | 0 | 0 | 0
PeakG | 0 | 0 | 0 | 0 | 0 | 0
PeakO | 0 | 0 | 0 | 0 | 0 | 0
ST | 0 | 0 | 0 | 0 | 0 | 0
STOG | 0 | 0 | 0 | 0 | 0 | 0
STWD | 0 | 0 | 0 | 0 | 0 | 0
WT | 0 | 0 | 0 | 0 | 0 | 0
IGCC | 0 | 0 | 0 | 0 | 0 | 0
DemandResponse | 0 | 0 | 0 | 0 | 0 | 0
IGCC-CCS | 0 | 0 | 0 | 0 | 0 | 0
WT_off | 0 | 0 | 0 | 0 | 0 | 0
PseudoUnit | 0 | 0 | 0 | 0 | 0 | 0
FixedInterchange | 0 | 0 | 0 | 0 | 0 | 0
Emission Cost by Reporting Type: SPP_S
ReportingType | 2015 | 2020 | 2025 | 2030 | 2035 | 2040
BM | 0 | 0 | 0 | 0 | 0 | 0
CC | 0 | 0 | 0 | 0 | 0 | 0
CSP | 0 | 0 | 0 | 0 | 0 | 0
CT | 0 | 0 | 0 | 0 | 0 | 0
Coal | 0 | 0 | 0 | 0 | 0 | 0
Geo | 0 | 0 | 0 | 0 | 0 | 0
H | 0 | 0 | 0 | 0 | 0 | 0
LFG | 0 | 0 | 0 | 0 | 0 | 0
Nuc | 0 | 0 | 0 | 0 | 0 | 0
PS | 0 | 0 | 0 | 0 | 0 | 0
PV | 0 | 0 | 0 | 0 | 0 | 0
PeakG | 0 | 0 | 0 | 0 | 0 | 0
PeakO | 0 | 0 | 0 | 0 | 0 | 0
ST | 0 | 0 | 0 | 0 | 0 | 0
STOG | 0 | 0 | 0 | 0 | 0 | 0
STWD | 0 | 0 | 0 | 0 | 0 | 0
WT | 0 | 0 | 0 | 0 | 0 | 0
IGCC | 0 | 0 | 0 | 0 | 0 | 0
DemandResponse | 0 | 0 | 0 | 0 | 0 | 0
IGCC-CCS | 0 | 0 | 0 | 0 | 0 | 0
WT_off | 0 | 0 | 0 | 0 | 0 | 0
PseudoUnit | 0 | 0 | 0 | 0 | 0 | 0
FixedInterchange | 0 | 0 | 0 | 0 | 0 | 0
Emission Cost by Reporting Type: TVA
ReportingType | 2015 | 2020 | 2025 | 2030 | 2035 | 2040
BM | 0 | 0 | 0 | 0 | 0 | 0
CC | 0 | 0 | 0 | 0 | 0 | 0
CSP | 0 | 0 | 0 | 0 | 0 | 0
CT | 0 | 0 | 0 | 0 | 0 | 0
Coal | 0 | 0 | 0 | 0 | 0 | 0
Geo | 0 | 0 | 0 | 0 | 0 | 0
H | 0 | 0 | 0 | 0 | 0 | 0
LFG | 0 | 0 | 0 | 0 | 0 | 0
Nuc | 0 | 0 | 0 | 0 | 0 | 0
PS | 0 | 0 | 0 | 0 | 0 | 0
PV | 0 | 0 | 0 | 0 | 0 | 0
PeakG | 0 | 0 | 0 | 0 | 0 | 0
PeakO | 0 | 0 | 0 | 0 | 0 | 0
ST | 0 | 0 | 0 | 0 | 0 | 0
STOG | 0 | 0 | 0 | 0 | 0 | 0
STWD | 0 | 0 | 0 | 0 | 0 | 0
WT | 0 | 0 | 0 | 0 | 0 | 0
IGCC | 0 | 0 | 0 | 0 | 0 | 0
DemandResponse | 0 | 0 | 0 | 0 | 0 | 0
IGCC-CCS | 0 | 0 | 0 | 0 | 0 | 0
WT_off | 0 | 0 | 0 | 0 | 0 | 0
PseudoUnit | 0 | 0 | 0 | 0 | 0 | 0
FixedInterchange | 0 | 0 | 0 | 0 | 0 | 0
Emission Cost by Reporting Type: TVA_Transmission
ReportingType | 2015 | 2020 | 2025 | 2030 | 2035 | 2040
BM | 0 | 0 | 0 | 0 | 0 | 0
CC | 0 | 0 | 0 | 0 | 0 | 0
CSP | 0 | 0 | 0 | 0 | 0 | 0
CT | 0 | 0 | 0 | 0 | 0 | 0
Coal | 0 | 0 | 0 | 0 | 0 | 0
Geo | 0 | 0 | 0 | 0 | 0 | 0
H | 0 | 0 | 0 | 0 | 0 | 0
LFG | 0 | 0 | 0 | 0 | 0 | 0
Nuc | 0 | 0 | 0 | 0 | 0 | 0
PS | 0 | 0 | 0 | 0 | 0 | 0
PV | 0 | 0 | 0 | 0 | 0 | 0
PeakG | 0 | 0 | 0 | 0 | 0 | 0
PeakO | 0 | 0 | 0 | 0 | 0 | 0
ST | 0 | 0 | 0 | 0 | 0 | 0
STOG | 0 | 0 | 0 | 0 | 0 | 0
STWD | 0 | 0 | 0 | 0 | 0 | 0
WT | 0 | 0 | 0 | 0 | 0 | 0
IGCC | 0 | 0 | 0 | 0 | 0 | 0
DemandResponse | 0 | 0 | 0 | 0 | 0 | 0
IGCC-CCS | 0 | 0 | 0 | 0 | 0 | 0
WT_off | 0 | 0 | 0 | 0 | 0 | 0
PseudoUnit | 0 | 0 | 0 | 0 | 0 | 0
FixedInterchange | 0 | 0 | 0 | 0 | 0 | 0
Emission Cost by Reporting Type: VACAR
ReportingType | 2015 | 2020 | 2025 | 2030 | 2035 | 2040
BM | 0 | 0 | 0 | 0 | 0 | 0
CC | 0 | 0 | 0 | 0 | 0 | 0
CSP | 0 | 0 | 0 | 0 | 0 | 0
CT | 0 | 0 | 0 | 0 | 0 | 0
Coal | 0 | 0 | 0 | 0 | 0 | 0
Geo | 0 | 0 | 0 | 0 | 0 | 0
H | 0 | 0 | 0 | 0 | 0 | 0
LFG | 0 | 0 | 0 | 0 | 0 | 0
Nuc | 0 | 0 | 0 | 0 | 0 | 0
PS | 0 | 0 | 0 | 0 | 0 | 0
PV | 0 | 0 | 0 | 0 | 0 | 0
PeakG | 0 | 0 | 0 | 0 | 0 | 0
PeakO | 0 | 0 | 0 | 0 | 0 | 0
ST | 0 | 0 | 0 | 0 | 0 | 0
STOG | 0 | 0 | 0 | 0 | 0 | 0
STWD | 0 | 0 | 0 | 0 | 0 | 0
WT | 0 | 0 | 0 | 0 | 0 | 0
IGCC | 0 | 0 | 0 | 0 | 0 | 0
DemandResponse | 0 | 0 | 0 | 0 | 0 | 0
IGCC-CCS | 0 | 0 | 0 | 0 | 0 | 0
WT_off | 0 | 0 | 0 | 0 | 0 | 0
PseudoUnit | 0 | 0 | 0 | 0 | 0 | 0
FixedInterchange | 0 | 0 | 0 | 0 | 0 | 0
Emission Cost by Reporting Type: IESO
ReportingType | 2015 | 2020 | 2025 | 2030 | 2035 | 2040
BM | 0 | 0 | 0 | 0 | 0 | 0
CC | 0 | 0 | 0 | 0 | 0 | 0
CSP | 0 | 0 | 0 | 0 | 0 | 0
CT | 0 | 0 | 0 | 0 | 0 | 0
Coal | 0 | 0 | 0 | 0 | 0 | 0
Geo | 0 | 0 | 0 | 0 | 0 | 0
H | 0 | 0 | 0 | 0 | 0 | 0
LFG | 0 | 0 | 0 | 0 | 0 | 0
Nuc | 0 | 0 | 0 | 0 | 0 | 0
PS | 0 | 0 | 0 | 0 | 0 | 0
PV | 0 | 0 | 0 | 0 | 0 | 0
PeakG | 0 | 0 | 0 | 0 | 0 | 0
PeakO | 0 | 0 | 0 | 0 | 0 | 0
ST | 0 | 0 | 0 | 0 | 0 | 0
STOG | 0 | 0 | 0 | 0 | 0 | 0
STWD | 0 | 0 | 0 | 0 | 0 | 0
WT | 0 | 0 | 0 | 0 | 0 | 0
IGCC | 0 | 0 | 0 | 0 | 0 | 0
DemandResponse | 0 | 0 | 0 | 0 | 0 | 0
IGCC-CCS | 0 | 0 | 0 | 0 | 0 | 0
WT_off | 0 | 0 | 0 | 0 | 0 | 0
PseudoUnit | 0 | 0 | 0 | 0 | 0 | 0
FixedInterchange | 0 | 0 | 0 | 0 | 0 | 0
Emission Cost by Reporting Type: MAPP_CA
ReportingType | 2015 | 2020 | 2025 | 2030 | 2035 | 2040
BM | 0 | 0 | 0 | 0 | 0 | 0
CC | 0 | 0 | 0 | 0 | 0 | 0
CSP | 0 | 0 | 0 | 0 | 0 | 0
CT | 0 | 0 | 0 | 0 | 0 | 0
Coal | 0 | 0 | 0 | 0 | 0 | 0
Geo | 0 | 0 | 0 | 0 | 0 | 0
H | 0 | 0 | 0 | 0 | 0 | 0
LFG | 0 | 0 | 0 | 0 | 0 | 0
Nuc | 0 | 0 | 0 | 0 | 0 | 0
PS | 0 | 0 | 0 | 0 | 0 | 0
PV | 0 | 0 | 0 | 0 | 0 | 0
PeakG | 0 | 0 | 0 | 0 | 0 | 0
PeakO | 0 | 0 | 0 | 0 | 0 | 0
ST | 0 | 0 | 0 | 0 | 0 | 0
STOG | 0 | 0 | 0 | 0 | 0 | 0
STWD | 0 | 0 | 0 | 0 | 0 | 0
WT | 0 | 0 | 0 | 0 | 0 | 0
IGCC | 0 | 0 | 0 | 0 | 0 | 0
DemandResponse | 0 | 0 | 0 | 0 | 0 | 0
IGCC-CCS | 0 | 0 | 0 | 0 | 0 | 0
WT_off | 0 | 0 | 0 | 0 | 0 | 0
PseudoUnit | 0 | 0 | 0 | 0 | 0 | 0
FixedInterchange | 0 | 0 | 0 | 0 | 0 | 0
Emission Cost by Reporting Type: AZ_NM_SNV_Coal
ReportingType | 2015 | 2020 | 2025 | 2030 | 2035 | 2040
BM | 0 | 0 | 0 | 0 | 0 | 0
CC | 0 | 0 | 0 | 0 | 0 | 0
CSP | 0 | 0 | 0 | 0 | 0 | 0
CT | 0 | 0 | 0 | 0 | 0 | 0
Coal | 0 | 0 | 0 | 0 | 0 | 0
Geo | 0 | 0 | 0 | 0 | 0 | 0
H | 0 | 0 | 0 | 0 | 0 | 0
LFG | 0 | 0 | 0 | 0 | 0 | 0
Nuc | 0 | 0 | 0 | 0 | 0 | 0
PS | 0 | 0 | 0 | 0 | 0 | 0
PV | 0 | 0 | 0 | 0 | 0 | 0
PeakG | 0 | 0 | 0 | 0 | 0 | 0
PeakO | 0 | 0 | 0 | 0 | 0 | 0
ST | 0 | 0 | 0 | 0 | 0 | 0
STOG | 0 | 0 | 0 | 0 | 0 | 0
STWD | 0 | 0 | 0 | 0 | 0 | 0
WT | 0 | 0 | 0 | 0 | 0 | 0
IGCC | 0 | 0 | 0 | 0 | 0 | 0
DemandResponse | 0 | 0 | 0 | 0 | 0 | 0
IGCC-CCS | 0 | 0 | 0 | 0 | 0 | 0
WT_off | 0 | 0 | 0 | 0 | 0 | 0
PseudoUnit | 0 | 0 | 0 | 0 | 0 | 0
FixedInterchange | 0 | 0 | 0 | 0 | 0 | 0
Emission Cost by Reporting Type: AZ_NM_SNV_Gas
ReportingType | 2015 | 2020 | 2025 | 2030 | 2035 | 2040
BM | 0 | 0 | 0 | 0 | 0 | 0
CC | 0 | 0 | 0 | 0 | 0 | 0
CSP | 0 | 0 | 0 | 0 | 0 | 0
CT | 0 | 0 | 0 | 0 | 0 | 0
Coal | 0 | 0 | 0 | 0 | 0 | 0
Geo | 0 | 0 | 0 | 0 | 0 | 0
H | 0 | 0 | 0 | 0 | 0 | 0
LFG | 0 | 0 | 0 | 0 | 0 | 0
Nuc | 0 | 0 | 0 | 0 | 0 | 0
PS | 0 | 0 | 0 | 0 | 0 | 0
PV | 0 | 0 | 0 | 0 | 0 | 0
PeakG | 0 | 0 | 0 | 0 | 0 | 0
PeakO | 0 | 0 | 0 | 0 | 0 | 0
ST | 0 | 0 | 0 | 0 | 0 | 0
STOG | 0 | 0 | 0 | 0 | 0 | 0
STWD | 0 | 0 | 0 | 0 | 0 | 0
WT | 0 | 0 | 0 | 0 | 0 | 0
IGCC | 0 | 0 | 0 | 0 | 0 | 0
DemandResponse | 0 | 0 | 0 | 0 | 0 | 0
IGCC-CCS | 0 | 0 | 0 | 0 | 0 | 0
WT_off | 0 | 0 | 0 | 0 | 0 | 0
PseudoUnit | 0 | 0 | 0 | 0 | 0 | 0
FixedInterchange | 0 | 0 | 0 | 0 | 0 | 0
Emission Cost by Reporting Type: AZ_NM_SNV_NucRenew
ReportingType | 2015 | 2020 | 2025 | 2030 | 2035 | 2040
BM | 0 | 0 | 0 | 0 | 0 | 0
CC | 0 | 0 | 0 | 0 | 0 | 0
CSP | 0 | 0 | 0 | 0 | 0 | 0
CT | 0 | 0 | 0 | 0 | 0 | 0
Coal | 0 | 0 | 0 | 0 | 0 | 0
Geo | 0 | 0 | 0 | 0 | 0 | 0
H | 0 | 0 | 0 | 0 | 0 | 0
LFG | 0 | 0 | 0 | 0 | 0 | 0
Nuc | 0 | 0 | 0 | 0 | 0 | 0
PS | 0 | 0 | 0 | 0 | 0 | 0
PV | 0 | 0 | 0 | 0 | 0 | 0
PeakG | 0 | 0 | 0 | 0 | 0 | 0
PeakO | 0 | 0 | 0 | 0 | 0 | 0
ST | 0 | 0 | 0 | 0 | 0 | 0
STOG | 0 | 0 | 0 | 0 | 0 | 0
STWD | 0 | 0 | 0 | 0 | 0 | 0
WT | 0 | 0 | 0 | 0 | 0 | 0
IGCC | 0 | 0 | 0 | 0 | 0 | 0
DemandResponse | 0 | 0 | 0 | 0 | 0 | 0
IGCC-CCS | 0 | 0 | 0 | 0 | 0 | 0
WT_off | 0 | 0 | 0 | 0 | 0 | 0
PseudoUnit | 0 | 0 | 0 | 0 | 0 | 0
FixedInterchange | 0 | 0 | 0 | 0 | 0 | 0
Emission Cost by Reporting Type: ERCOT
ReportingType | 2015 | 2020 | 2025 | 2030 | 2035 | 2040
BM | 0 | 0 | 0 | 0 | 0 | 0
CC | 0 | 0 | 0 | 0 | 0 | 0
CSP | 0 | 0 | 0 | 0 | 0 | 0
CT | 0 | 0 | 0 | 0 | 0 | 0
Coal | 0 | 0 | 0 | 0 | 0 | 0
Geo | 0 | 0 | 0 | 0 | 0 | 0
H | 0 | 0 | 0 | 0 | 0 | 0
LFG | 0 | 0 | 0 | 0 | 0 | 0
Nuc | 0 | 0 | 0 | 0 | 0 | 0
PS | 0 | 0 | 0 | 0 | 0 | 0
PV | 0 | 0 | 0 | 0 | 0 | 0
PeakG | 0 | 0 | 0 | 0 | 0 | 0
PeakO | 0 | 0 | 0 | 0 | 0 | 0
ST | 0 | 0 | 0 | 0 | 0 | 0
STOG | 0 | 0 | 0 | 0 | 0 | 0
STWD | 0 | 0 | 0 | 0 | 0 | 0
WT | 0 | 0 | 0 | 0 | 0 | 0
IGCC | 0 | 0 | 0 | 0 | 0 | 0
DemandResponse | 0 | 0 | 0 | 0 | 0 | 0
IGCC-CCS | 0 | 0 | 0 | 0 | 0 | 0
WT_off | 0 | 0 | 0 | 0 | 0 | 0
PseudoUnit | 0 | 0 | 0 | 0 | 0 | 0
FixedInterchange | 0 | 0 | 0 | 0 | 0 | 0
Emission Cost by Reporting Type: NP15
ReportingType | 2015 | 2020 | 2025 | 2030 | 2035 | 2040
BM | 0 | 0 | 0 | 0 | 0 | 0
CC | 256.34 | 352.93 | 344.61 | 348.95 | 250.99 | 160.9
CSP | 0 | 0 | 0 | 0 | 0 | 0
CT | 0 | 0 | 0 | 0 | 0 | 0
Coal | 4.6 | 0 | 0 | 0 | 0 | 0
Geo | 0 | 0 | 0 | 0 | 0 | 0
H | 0 | 0 | 0 | 0 | 0 | 0
LFG | 0 | 0 | 0 | 0 | 0 | 0
Nuc | 0 | 0 | 0 | 0 | 0 | 0
PS | 0 | 0 | 0 | 0 | 0 | 0
PV | 0 | 0 | 0 | 0 | 0 | 0
PeakG | 0 | 0 | 0 | 0 | 0.21 | 0.27
PeakO | 0 | 0 | 0 | 0 | 0 | 0
ST | 0 | 0 | 0 | 0 | 0 | 0
STOG | 1.32 | 2.98 | 1.46 | 4.14 | 4.15 | 9.83
STWD | 0 | 0 | 0 | 0 | 0 | 0
WT | 0 | 0 | 0 | 0 | 0 | 0
IGCC | 0 | 0 | 0 | 0 | 0 | 0
DemandResponse | 0 | 0 | 0 | 0 | 0 | 0
IGCC-CCS | 0 | 0 | 0 | 0 | 0 | 0
WT_off | 0 | 0 | 0 | 0 | 0 | 0
PseudoUnit | 0 | 0 | 0 | 0 | 0 | 0
FixedInterchange | 0 | 0 | 0 | 0 | 0 | 0
Emission Cost by Reporting Type: NWPP_Coal
ReportingType | 2015 | 2020 | 2025 | 2030 | 2035 | 2040
BM | 0 | 0 | 0 | 0 | 0 | 0
CC | 0 | 0 | 0 | 0 | 0 | 0
CSP | 0 | 0 | 0 | 0 | 0 | 0
CT | 0 | 0 | 0 | 0 | 0 | 0
Coal | 0 | 0 | 0 | 0 | 0 | 0
Geo | 0 | 0 | 0 | 0 | 0 | 0
H | 0 | 0 | 0 | 0 | 0 | 0
LFG | 0 | 0 | 0 | 0 | 0 | 0
Nuc | 0 | 0 | 0 | 0 | 0 | 0
PS | 0 | 0 | 0 | 0 | 0 | 0
PV | 0 | 0 | 0 | 0 | 0 | 0
PeakG | 0 | 0 | 0 | 0 | 0 | 0
PeakO | 0 | 0 | 0 | 0 | 0 | 0
ST | 0 | 0 | 0 | 0 | 0 | 0
STOG | 0 | 0 | 0 | 0 | 0 | 0
STWD | 0 | 0 | 0 | 0 | 0 | 0
WT | 0 | 0 | 0 | 0 | 0 | 0
IGCC | 0 | 0 | 0 | 0 | 0 | 0
DemandResponse | 0 | 0 | 0 | 0 | 0 | 0
IGCC-CCS | 0 | 0 | 0 | 0 | 0 | 0
WT_off | 0 | 0 | 0 | 0 | 0 | 0
PseudoUnit | 0 | 0 | 0 | 0 | 0 | 0
FixedInterchange | 0 | 0 | 0 | 0 | 0 | 0
Emission Cost by Reporting Type: NWPP_Gas
ReportingType | 2015 | 2020 | 2025 | 2030 | 2035 | 2040
BM | 0 | 0 | 0 | 0 | 0 | 0
CC | 0 | 0 | 0 | 0 | 0 | 0
CSP | 0 | 0 | 0 | 0 | 0 | 0
CT | 0 | 0 | 0 | 0 | 0 | 0
Coal | 0 | 0 | 0 | 0 | 0 | 0
Geo | 0 | 0 | 0 | 0 | 0 | 0
H | 0 | 0 | 0 | 0 | 0 | 0
LFG | 0 | 0 | 0 | 0 | 0 | 0
Nuc | 0 | 0 | 0 | 0 | 0 | 0
PS | 0 | 0 | 0 | 0 | 0 | 0
PV | 0 | 0 | 0 | 0 | 0 | 0
PeakG | 0 | 0 | 0 | 0 | 0 | 0
PeakO | 0 | 0 | 0 | 0 | 0 | 0
ST | 0 | 0 | 0 | 0 | 0 | 0
STOG | 0 | 0 | 0 | 0 | 0 | 0
STWD | 0 | 0 | 0 | 0 | 0 | 0
WT | 0 | 0 | 0 | 0 | 0 | 0
IGCC | 0 | 0 | 0 | 0 | 0 | 0
DemandResponse | 0 | 0 | 0 | 0 | 0 | 0
IGCC-CCS | 0 | 0 | 0 | 0 | 0 | 0
WT_off | 0 | 0 | 0 | 0 | 0 | 0
PseudoUnit | 0 | 0 | 0 | 0 | 0 | 0
FixedInterchange | 0 | 0 | 0 | 0 | 0 | 0
Emission Cost by Reporting Type: NWPP_NucRenew
ReportingType | 2015 | 2020 | 2025 | 2030 | 2035 | 2040
BM | 0 | 0 | 0 | 0 | 0 | 0
CC | 0 | 0 | 0 | 0 | 0 | 0
CSP | 0 | 0 | 0 | 0 | 0 | 0
CT | 0 | 0 | 0 | 0 | 0 | 0
Coal | 0 | 0 | 0 | 0 | 0 | 0
Geo | 0 | 0 | 0 | 0 | 0 | 0
H | 0 | 0 | 0 | 0 | 0 | 0
LFG | 0 | 0 | 0 | 0 | 0 | 0
Nuc | 0 | 0 | 0 | 0 | 0 | 0
PS | 0 | 0 | 0 | 0 | 0 | 0
PV | 0 | 0 | 0 | 0 | 0 | 0
PeakG | 0 | 0 | 0 | 0 | 0 | 0
PeakO | 0 | 0 | 0 | 0 | 0 | 0
ST | 0 | 0 | 0 | 0 | 0 | 0
STOG | 0 | 0 | 0 | 0 | 0 | 0
STWD | 0 | 0 | 0 | 0 | 0 | 0
WT | 0 | 0 | 0 | 0 | 0 | 0
IGCC | 0 | 0 | 0 | 0 | 0 | 0
DemandResponse | 0 | 0 | 0 | 0 | 0 | 0
IGCC-CCS | 0 | 0 | 0 | 0 | 0 | 0
WT_off | 0 | 0 | 0 | 0 | 0 | 0
PseudoUnit | 0 | 0 | 0 | 0 | 0 | 0
FixedInterchange | 0 | 0 | 0 | 0 | 0 | 0
Emission Cost by Reporting Type: RMPA
ReportingType | 2015 | 2020 | 2025 | 2030 | 2035 | 2040
BM | 0 | 0 | 0 | 0 | 0 | 0
CC | 0 | 0 | 0 | 0 | 0 | 0
CSP | 0 | 0 | 0 | 0 | 0 | 0
CT | 0 | 0 | 0 | 0 | 0 | 0
Coal | 0 | 0 | 0 | 0 | 0 | 0
Geo | 0 | 0 | 0 | 0 | 0 | 0
H | 0 | 0 | 0 | 0 | 0 | 0
LFG | 0 | 0 | 0 | 0 | 0 | 0
Nuc | 0 | 0 | 0 | 0 | 0 | 0
PS | 0 | 0 | 0 | 0 | 0 | 0
PV | 0 | 0 | 0 | 0 | 0 | 0
PeakG | 0 | 0 | 0 | 0 | 0 | 0
PeakO | 0 | 0 | 0 | 0 | 0 | 0
ST | 0 | 0 | 0 | 0 | 0 | 0
STOG | 0 | 0 | 0 | 0 | 0 | 0
STWD | 0 | 0 | 0 | 0 | 0 | 0
WT | 0 | 0 | 0 | 0 | 0 | 0
IGCC | 0 | 0 | 0 | 0 | 0 | 0
DemandResponse | 0 | 0 | 0 | 0 | 0 | 0
IGCC-CCS | 0 | 0 | 0 | 0 | 0 | 0
WT_off | 0 | 0 | 0 | 0 | 0 | 0
PseudoUnit | 0 | 0 | 0 | 0 | 0 | 0
FixedInterchange | 0 | 0 | 0 | 0 | 0 | 0
Emission Cost by Reporting Type: SP15
ReportingType | 2015 | 2020 | 2025 | 2030 | 2035 | 2040
BM | 0 | 0 | 0 | 0 | 0 | 0
CC | 176.28 | 249.46 | 310.9 | 282.24 | 347.11 | 270.47
CSP | 0 | 0 | 0 | 0 | 0 | 0
CT | 0 | 0 | 0 | 0 | 0 | 0
Coal | 15.51 | 19.79 | 25.26 | 19.79 | 5.14 | 0
Geo | 0 | 0 | 0 | 0 | 0 | 0
H | 0 | 0 | 0 | 0 | 0 | 0
LFG | 0 | 0 | 0 | 0 | 0 | 0
Nuc | 0 | 0 | 0 | 0 | 0 | 0
PS | 0 | 0 | 0 | 0 | 0 | 0
PV | 0 | 0 | 0 | 0 | 0 | 0
PeakG | 0 | 0 | 0 | 0 | 0.63 | 0
PeakO | 0 | 0 | 0 | 0 | 0 | 0
ST | 0 | 0 | 0 | 0 | 0 | 0
STOG | 2.37 | 4.46 | 5.42 | 14.02 | 36.8 | 24.29
STWD | 0 | 0 | 0 | 0 | 0 | 0
WT | 0 | 0 | 0 | 0 | 0 | 0
IGCC | 0 | 0 | 0 | 0 | 0 | 0
DemandResponse | 0 | 0 | 0 | 0 | 0 | 0
IGCC-CCS | 0 | 0 | 0 | 0 | 0 | 0
WT_off | 0 | 0 | 0 | 0 | 0 | 0
PseudoUnit | 0 | 0 | 0 | 0 | 0 | 0
FixedInterchange | 0 | 0 | 0 | 0 | 0 | 0
Emission Cost by Reporting Type: ALB
ReportingType | 2015 | 2020 | 2025 | 2030 | 2035 | 2040
BM | 0 | 0 | 0 | 0 | 0 | 0
CC | 0 | 0 | 0 | 0 | 0 | 0
CSP | 0 | 0 | 0 | 0 | 0 | 0
CT | 0 | 0 | 0 | 0 | 0 | 0
Coal | 0 | 0 | 0 | 0 | 0 | 0
Geo | 0 | 0 | 0 | 0 | 0 | 0
H | 0 | 0 | 0 | 0 | 0 | 0
LFG | 0 | 0 | 0 | 0 | 0 | 0
Nuc | 0 | 0 | 0 | 0 | 0 | 0
PS | 0 | 0 | 0 | 0 | 0 | 0
PV | 0 | 0 | 0 | 0 | 0 | 0
PeakG | 0 | 0 | 0 | 0 | 0 | 0
PeakO | 0 | 0 | 0 | 0 | 0 | 0
ST | 0 | 0 | 0 | 0 | 0 | 0
STOG | 0 | 0 | 0 | 0 | 0 | 0
STWD | 0 | 0 | 0 | 0 | 0 | 0
WT | 0 | 0 | 0 | 0 | 0 | 0
IGCC | 0 | 0 | 0 | 0 | 0 | 0
DemandResponse | 0 | 0 | 0 | 0 | 0 | 0
IGCC-CCS | 0 | 0 | 0 | 0 | 0 | 0
WT_off | 0 | 0 | 0 | 0 | 0 | 0
PseudoUnit | 0 | 0 | 0 | 0 | 0 | 0
FixedInterchange | 0 | 0 | 0 | 0 | 0 | 0
Emission Cost by Reporting Type: BC
ReportingType | 2015 | 2020 | 2025 | 2030 | 2035 | 2040
BM | 0 | 0 | 0 | 0 | 0 | 0
CC | 0 | 0 | 0 | 0 | 0 | 0
CSP | 0 | 0 | 0 | 0 | 0 | 0
CT | 0 | 0 | 0 | 0 | 0 | 0
Coal | 0 | 0 | 0 | 0 | 0 | 0
Geo | 0 | 0 | 0 | 0 | 0 | 0
H | 0 | 0 | 0 | 0 | 0 | 0
LFG | 0 | 0 | 0 | 0 | 0 | 0
Nuc | 0 | 0 | 0 | 0 | 0 | 0
PS | 0 | 0 | 0 | 0 | 0 | 0
PV | 0 | 0 | 0 | 0 | 0 | 0
PeakG | 0 | 0 | 0 | 0 | 0 | 0
PeakO | 0 | 0 | 0 | 0 | 0 | 0
ST | 0 | 0 | 0 | 0 | 0 | 0
STOG | 0 | 0 | 0 | 0 | 0 | 0
STWD | 0 | 0 | 0 | 0 | 0 | 0
WT | 0 | 0 | 0 | 0 | 0 | 0
IGCC | 0 | 0 | 0 | 0 | 0 | 0
DemandResponse | 0 | 0 | 0 | 0 | 0 | 0
IGCC-CCS | 0 | 0 | 0 | 0 | 0 | 0
WT_off | 0 | 0 | 0 | 0 | 0 | 0
PseudoUnit | 0 | 0 | 0 | 0 | 0 | 0
FixedInterchange | 0 | 0 | 0 | 0 | 0 | 0
Emission Cost by Reporting Type: HQ_IESO
ReportingType | 2015 | 2020 | 2025 | 2030 | 2035 | 2040
BM | 0 | 0 | 0 | 0 | 0 | 0
CC | 0 | 0 | 0 | 0 | 0 | 0
CSP | 0 | 0 | 0 | 0 | 0 | 0
CT | 0 | 0 | 0 | 0 | 0 | 0
Coal | 0 | 0 | 0 | 0 | 0 | 0
Geo | 0 | 0 | 0 | 0 | 0 | 0
H | 0 | 0 | 0 | 0 | 0 | 0
LFG | 0 | 0 | 0 | 0 | 0 | 0
Nuc | 0 | 0 | 0 | 0 | 0 | 0
PS | 0 | 0 | 0 | 0 | 0 | 0
PV | 0 | 0 | 0 | 0 | 0 | 0
PeakG | 0 | 0 | 0 | 0 | 0 | 0
PeakO | 0 | 0 | 0 | 0 | 0 | 0
ST | 0 | 0 | 0 | 0 | 0 | 0
STOG | 0 | 0 | 0 | 0 | 0 | 0
STWD | 0 | 0 | 0 | 0 | 0 | 0
WT | 0 | 0 | 0 | 0 | 0 | 0
IGCC | 0 | 0 | 0 | 0 | 0 | 0
DemandResponse | 0 | 0 | 0 | 0 | 0 | 0
IGCC-CCS | 0 | 0 | 0 | 0 | 0 | 0
WT_off | 0 | 0 | 0 | 0 | 0 | 0
PseudoUnit | 0 | 0 | 0 | 0 | 0 | 0
FixedInterchange | 0 | 0 | 0 | 0 | 0 | 0
Emission Cost by Reporting Type: HQ_NEISO
ReportingType | 2015 | 2020 | 2025 | 2030 | 2035 | 2040
BM | 0 | 0 | 0 | 0 | 0 | 0
CC | 0 | 0 | 0 | 0 | 0 | 0
CSP | 0 | 0 | 0 | 0 | 0 | 0
CT | 0 | 0 | 0 | 0 | 0 | 0
Coal | 0 | 0 | 0 | 0 | 0 | 0
Geo | 0 | 0 | 0 | 0 | 0 | 0
H | 0 | 0 | 0 | 0 | 0 | 0
LFG | 0 | 0 | 0 | 0 | 0 | 0
Nuc | 0 | 0 | 0 | 0 | 0 | 0
PS | 0 | 0 | 0 | 0 | 0 | 0
PV | 0 | 0 | 0 | 0 | 0 | 0
PeakG | 0 | 0 | 0 | 0 | 0 | 0
PeakO | 0 | 0 | 0 | 0 | 0 | 0
ST | 0 | 0 | 0 | 0 | 0 | 0
STOG | 0 | 0 | 0 | 0 | 0 | 0
STWD | 0 | 0 | 0 | 0 | 0 | 0
WT | 0 | 0 | 0 | 0 | 0 | 0
IGCC | 0 | 0 | 0 | 0 | 0 | 0
DemandResponse | 0 | 0 | 0 | 0 | 0 | 0
IGCC-CCS | 0 | 0 | 0 | 0 | 0 | 0
WT_off | 0 | 0 | 0 | 0 | 0 | 0
PseudoUnit | 0 | 0 | 0 | 0 | 0 | 0
FixedInterchange | 0 | 0 | 0 | 0 | 0 | 0
Emission Cost by Reporting Type: HQ_NY
ReportingType | 2015 | 2020 | 2025 | 2030 | 2035 | 2040
BM | 0 | 0 | 0 | 0 | 0 | 0
CC | 0 | 0 | 0 | 0 | 0 | 0
CSP | 0 | 0 | 0 | 0 | 0 | 0
CT | 0 | 0 | 0 | 0 | 0 | 0
Coal | 0 | 0 | 0 | 0 | 0 | 0
Geo | 0 | 0 | 0 | 0 | 0 | 0
H | 0 | 0 | 0 | 0 | 0 | 0
LFG | 0 | 0 | 0 | 0 | 0 | 0
Nuc | 0 | 0 | 0 | 0 | 0 | 0
PS | 0 | 0 | 0 | 0 | 0 | 0
PV | 0 | 0 | 0 | 0 | 0 | 0
PeakG | 0 | 0 | 0 | 0 | 0 | 0
PeakO | 0 | 0 | 0 | 0 | 0 | 0
ST | 0 | 0 | 0 | 0 | 0 | 0
STOG | 0 | 0 | 0 | 0 | 0 | 0
STWD | 0 | 0 | 0 | 0 | 0 | 0
WT | 0 | 0 | 0 | 0 | 0 | 0
IGCC | 0 | 0 | 0 | 0 | 0 | 0
DemandResponse | 0 | 0 | 0 | 0 | 0 | 0
IGCC-CCS | 0 | 0 | 0 | 0 | 0 | 0
WT_off | 0 | 0 | 0 | 0 | 0 | 0
PseudoUnit | 0 | 0 | 0 | 0 | 0 | 0
FixedInterchange | 0 | 0 | 0 | 0 | 0 | 0
Emission Cost by Reporting Type: MARITIMES
ReportingType | 2015 | 2020 | 2025 | 2030 | 2035 | 2040
BM | 0 | 0 | 0 | 0 | 0 | 0
CC | 0 | 0 | 0 | 0 | 0 | 0
CSP | 0 | 0 | 0 | 0 | 0 | 0
CT | 0 | 0 | 0 | 0 | 0 | 0
Coal | 0 | 0 | 0 | 0 | 0 | 0
Geo | 0 | 0 | 0 | 0 | 0 | 0
H | 0 | 0 | 0 | 0 | 0 | 0
LFG | 0 | 0 | 0 | 0 | 0 | 0
Nuc | 0 | 0 | 0 | 0 | 0 | 0
PS | 0 | 0 | 0 | 0 | 0 | 0
PV | 0 | 0 | 0 | 0 | 0 | 0
PeakG | 0 | 0 | 0 | 0 | 0 | 0
PeakO | 0 | 0 | 0 | 0 | 0 | 0
ST | 0 | 0 | 0 | 0 | 0 | 0
STOG | 0 | 0 | 0 | 0 | 0 | 0
STWD | 0 | 0 | 0 | 0 | 0 | 0
WT | 0 | 0 | 0 | 0 | 0 | 0
IGCC | 0 | 0 | 0 | 0 | 0 | 0
DemandResponse | 0 | 0 | 0 | 0 | 0 | 0
IGCC-CCS | 0 | 0 | 0 | 0 | 0 | 0
WT_off | 0 | 0 | 0 | 0 | 0 | 0
PseudoUnit | 0 | 0 | 0 | 0 | 0 | 0
FixedInterchange | 0 | 0 | 0 | 0 | 0 | 0
Emission Cost by Reporting Type: All
ReportingType | 2015 | 2020 | 2025 | 2030 | 2035 | 2040
BM | 0 | 0 | 0 | 0 | 0 | 0
CC | 432.62 | 602.39 | 655.51 | 631.2 | 598.1 | 431.37
CSP | 0 | 0 | 0 | 0 | 0 | 0
CT | 0 | 0 | 0 | 0 | 0 | 0
Coal | 20.1 | 19.79 | 25.26 | 19.79 | 5.14 | 0
Geo | 0 | 0 | 0 | 0 | 0 | 0
H | 0 | 0 | 0 | 0 | 0 | 0
LFG | 0 | 0 | 0 | 0 | 0 | 0
Nuc | 0 | 0 | 0 | 0 | 0 | 0
PS | 0 | 0 | 0 | 0 | 0 | 0
PV | 0 | 0 | 0 | 0 | 0 | 0
PeakG | 0 | 0 | 0 | 0 | 0.84 | 0.27
PeakO | 0 | 0 | 0 | 0 | 0 | 0
ST | 0 | 0 | 0 | 0 | 0 | 0
STOG | 3.69 | 7.44 | 6.88 | 18.16 | 40.95 | 34.12
STWD | 0 | 0 | 0 | 0 | 0 | 0
WT | 0 | 0 | 0 | 0 | 0 | 0
IGCC | 0 | 0 | 0 | 0 | 0 | 0
DemandResponse | 0 | 0 | 0 | 0 | 0 | 0
IGCC-CCS | 0 | 0 | 0 | 0 | 0 | 0
WT_off | 0 | 0 | 0 | 0 | 0 | 0
PseudoUnit | 0 | 0 | 0 | 0 | 0 | 0
FixedInterchange | 0 | 0 | 0 | 0 | 0 | 0
Emission Cost by Reporting Type: EI_US
ReportingType | 2015 | 2020 | 2025 | 2030 | 2035 | 2040
BM | 0 | 0 | 0 | 0 | 0 | 0
CC | 0 | 0 | 0 | 0 | 0 | 0
CSP | 0 | 0 | 0 | 0 | 0 | 0
CT | 0 | 0 | 0 | 0 | 0 | 0
Coal | 0 | 0 | 0 | 0 | 0 | 0
Geo | 0 | 0 | 0 | 0 | 0 | 0
H | 0 | 0 | 0 | 0 | 0 | 0
LFG | 0 | 0 | 0 | 0 | 0 | 0
Nuc | 0 | 0 | 0 | 0 | 0 | 0
PS | 0 | 0 | 0 | 0 | 0 | 0
PV | 0 | 0 | 0 | 0 | 0 | 0
PeakG | 0 | 0 | 0 | 0 | 0 | 0
PeakO | 0 | 0 | 0 | 0 | 0 | 0
ST | 0 | 0 | 0 | 0 | 0 | 0
STOG | 0 | 0 | 0 | 0 | 0 | 0
STWD | 0 | 0 | 0 | 0 | 0 | 0
WT | 0 | 0 | 0 | 0 | 0 | 0
IGCC | 0 | 0 | 0 | 0 | 0 | 0
DemandResponse | 0 | 0 | 0 | 0 | 0 | 0
IGCC-CCS | 0 | 0 | 0 | 0 | 0 | 0
WT_off | 0 | 0 | 0 | 0 | 0 | 0
PseudoUnit | 0 | 0 | 0 | 0 | 0 | 0
FixedInterchange | 0 | 0 | 0 | 0 | 0 | 0
Emission Cost by Reporting Type: EI_Canada
ReportingType | 2015 | 2020 | 2025 | 2030 | 2035 | 2040
BM | 0 | 0 | 0 | 0 | 0 | 0
CC | 0 | 0 | 0 | 0 | 0 | 0
CSP | 0 | 0 | 0 | 0 | 0 | 0
CT | 0 | 0 | 0 | 0 | 0 | 0
Coal | 0 | 0 | 0 | 0 | 0 | 0
Geo | 0 | 0 | 0 | 0 | 0 | 0
H | 0 | 0 | 0 | 0 | 0 | 0
LFG | 0 | 0 | 0 | 0 | 0 | 0
Nuc | 0 | 0 | 0 | 0 | 0 | 0
PS | 0 | 0 | 0 | 0 | 0 | 0
PV | 0 | 0 | 0 | 0 | 0 | 0
PeakG | 0 | 0 | 0 | 0 | 0 | 0
PeakO | 0 | 0 | 0 | 0 | 0 | 0
ST | 0 | 0 | 0 | 0 | 0 | 0
STOG | 0 | 0 | 0 | 0 | 0 | 0
STWD | 0 | 0 | 0 | 0 | 0 | 0
WT | 0 | 0 | 0 | 0 | 0 | 0
IGCC | 0 | 0 | 0 | 0 | 0 | 0
DemandResponse | 0 | 0 | 0 | 0 | 0 | 0
IGCC-CCS | 0 | 0 | 0 | 0 | 0 | 0
WT_off | 0 | 0 | 0 | 0 | 0 | 0
PseudoUnit | 0 | 0 | 0 | 0 | 0 | 0
FixedInterchange | 0 | 0 | 0 | 0 | 0 | 0
Emission Cost by Reporting Type: EI
ReportingType | 2015 | 2020 | 2025 | 2030 | 2035 | 2040
BM | 0 | 0 | 0 | 0 | 0 | 0
CC | 0 | 0 | 0 | 0 | 0 | 0
CSP | 0 | 0 | 0 | 0 | 0 | 0
CT | 0 | 0 | 0 | 0 | 0 | 0
Coal | 0 | 0 | 0 | 0 | 0 | 0
Geo | 0 | 0 | 0 | 0 | 0 | 0
H | 0 | 0 | 0 | 0 | 0 | 0
LFG | 0 | 0 | 0 | 0 | 0 | 0
Nuc | 0 | 0 | 0 | 0 | 0 | 0
PS | 0 | 0 | 0 | 0 | 0 | 0
PV | 0 | 0 | 0 | 0 | 0 | 0
PeakG | 0 | 0 | 0 | 0 | 0 | 0
PeakO | 0 | 0 | 0 | 0 | 0 | 0
ST | 0 | 0 | 0 | 0 | 0 | 0
STOG | 0 | 0 | 0 | 0 | 0 | 0
STWD | 0 | 0 | 0 | 0 | 0 | 0
WT | 0 | 0 | 0 | 0 | 0 | 0
IGCC | 0 | 0 | 0 | 0 | 0 | 0
DemandResponse | 0 | 0 | 0 | 0 | 0 | 0
IGCC-CCS | 0 | 0 | 0 | 0 | 0 | 0
WT_off | 0 | 0 | 0 | 0 | 0 | 0
PseudoUnit | 0 | 0 | 0 | 0 | 0 | 0
FixedInterchange | 0 | 0 | 0 | 0 | 0 | 0
Emission Cost by Reporting Type: Outside_EI
ReportingType | 2015 | 2020 | 2025 | 2030 | 2035 | 2040
BM | 0 | 0 | 0 | 0 | 0 | 0
CC | 432.62 | 602.39 | 655.51 | 631.2 | 598.1 | 431.37
CSP | 0 | 0 | 0 | 0 | 0 | 0
CT | 0 | 0 | 0 | 0 | 0 | 0
Coal | 20.1 | 19.79 | 25.26 | 19.79 | 5.14 | 0
Geo | 0 | 0 | 0 | 0 | 0 | 0
H | 0 | 0 | 0 | 0 | 0 | 0
LFG | 0 | 0 | 0 | 0 | 0 | 0
Nuc | 0 | 0 | 0 | 0 | 0 | 0
PS | 0 | 0 | 0 | 0 | 0 | 0
PV | 0 | 0 | 0 | 0 | 0 | 0
PeakG | 0 | 0 | 0 | 0 | 0.84 | 0.27
PeakO | 0 | 0 | 0 | 0 | 0 | 0
ST | 0 | 0 | 0 | 0 | 0 | 0
STOG | 3.69 | 7.44 | 6.88 | 18.16 | 40.95 | 34.12
STWD | 0 | 0 | 0 | 0 | 0 | 0
WT | 0 | 0 | 0 | 0 | 0 | 0
IGCC | 0 | 0 | 0 | 0 | 0 | 0
DemandResponse | 0 | 0 | 0 | 0 | 0 | 0
IGCC-CCS | 0 | 0 | 0 | 0 | 0 | 0
WT_off | 0 | 0 | 0 | 0 | 0 | 0
PseudoUnit | 0 | 0 | 0 | 0 | 0 | 0
FixedInterchange | 0 | 0 | 0 | 0 | 0 | 0
==== Emission Program: RGGI : (CO2) ====
Emission Cost by Reporting Type: Entergy
ReportingType | 2015 | 2020 | 2025 | 2030 | 2035 | 2040
BM | 0 | 0 | 0 | 0 | 0 | 0
CC | 0 | 0 | 0 | 0 | 0 | 0
CSP | 0 | 0 | 0 | 0 | 0 | 0
CT | 0 | 0 | 0 | 0 | 0 | 0
Coal | 0 | 0 | 0 | 0 | 0 | 0
Geo | 0 | 0 | 0 | 0 | 0 | 0
H | 0 | 0 | 0 | 0 | 0 | 0
LFG | 0 | 0 | 0 | 0 | 0 | 0
Nuc | 0 | 0 | 0 | 0 | 0 | 0
PS | 0 | 0 | 0 | 0 | 0 | 0
PV | 0 | 0 | 0 | 0 | 0 | 0
PeakG | 0 | 0 | 0 | 0 | 0 | 0
PeakO | 0 | 0 | 0 | 0 | 0 | 0
ST | 0 | 0 | 0 | 0 | 0 | 0
STOG | 0 | 0 | 0 | 0 | 0 | 0
STWD | 0 | 0 | 0 | 0 | 0 | 0
WT | 0 | 0 | 0 | 0 | 0 | 0
IGCC | 0 | 0 | 0 | 0 | 0 | 0
DemandResponse | 0 | 0 | 0 | 0 | 0 | 0
IGCC-CCS | 0 | 0 | 0 | 0 | 0 | 0
WT_off | 0 | 0 | 0 | 0 | 0 | 0
PseudoUnit | 0 | 0 | 0 | 0 | 0 | 0
FixedInterchange | 0 | 0 | 0 | 0 | 0 | 0
Emission Cost by Reporting Type: FRCC
ReportingType | 2015 | 2020 | 2025 | 2030 | 2035 | 2040
BM | 0 | 0 | 0 | 0 | 0 | 0
CC | 0 | 0 | 0 | 0 | 0 | 0
CSP | 0 | 0 | 0 | 0 | 0 | 0
CT | 0 | 0 | 0 | 0 | 0 | 0
Coal | 0 | 0 | 0 | 0 | 0 | 0
Geo | 0 | 0 | 0 | 0 | 0 | 0
H | 0 | 0 | 0 | 0 | 0 | 0
LFG | 0 | 0 | 0 | 0 | 0 | 0
Nuc | 0 | 0 | 0 | 0 | 0 | 0
PS | 0 | 0 | 0 | 0 | 0 | 0
PV | 0 | 0 | 0 | 0 | 0 | 0
PeakG | 0 | 0 | 0 | 0 | 0 | 0
PeakO | 0 | 0 | 0 | 0 | 0 | 0
ST | 0 | 0 | 0 | 0 | 0 | 0
STOG | 0 | 0 | 0 | 0 | 0 | 0
STWD | 0 | 0 | 0 | 0 | 0 | 0
WT | 0 | 0 | 0 | 0 | 0 | 0
IGCC | 0 | 0 | 0 | 0 | 0 | 0
DemandResponse | 0 | 0 | 0 | 0 | 0 | 0
IGCC-CCS | 0 | 0 | 0 | 0 | 0 | 0
WT_off | 0 | 0 | 0 | 0 | 0 | 0
PseudoUnit | 0 | 0 | 0 | 0 | 0 | 0
FixedInterchange | 0 | 0 | 0 | 0 | 0 | 0
Emission Cost by Reporting Type: MAPP_US
ReportingType | 2015 | 2020 | 2025 | 2030 | 2035 | 2040
BM | 0 | 0 | 0 | 0 | 0 | 0
CC | 0 | 0 | 0 | 0 | 0 | 0
CSP | 0 | 0 | 0 | 0 | 0 | 0
CT | 0 | 0 | 0 | 0 | 0 | 0
Coal | 0 | 0 | 0 | 0 | 0 | 0
Geo | 0 | 0 | 0 | 0 | 0 | 0
H | 0 | 0 | 0 | 0 | 0 | 0
LFG | 0 | 0 | 0 | 0 | 0 | 0
Nuc | 0 | 0 | 0 | 0 | 0 | 0
PS | 0 | 0 | 0 | 0 | 0 | 0
PV | 0 | 0 | 0 | 0 | 0 | 0
PeakG | 0 | 0 | 0 | 0 | 0 | 0
PeakO | 0 | 0 | 0 | 0 | 0 | 0
ST | 0 | 0 | 0 | 0 | 0 | 0
STOG | 0 | 0 | 0 | 0 | 0 | 0
STWD | 0 | 0 | 0 | 0 | 0 | 0
WT | 0 | 0 | 0 | 0 | 0 | 0
IGCC | 0 | 0 | 0 | 0 | 0 | 0
DemandResponse | 0 | 0 | 0 | 0 | 0 | 0
IGCC-CCS | 0 | 0 | 0 | 0 | 0 | 0
WT_off | 0 | 0 | 0 | 0 | 0 | 0
PseudoUnit | 0 | 0 | 0 | 0 | 0 | 0
FixedInterchange | 0 | 0 | 0 | 0 | 0 | 0
Emission Cost by Reporting Type: MISO_IN
ReportingType | 2015 | 2020 | 2025 | 2030 | 2035 | 2040
BM | 0 | 0 | 0 | 0 | 0 | 0
CC | 0 | 0 | 0 | 0 | 0 | 0
CSP | 0 | 0 | 0 | 0 | 0 | 0
CT | 0 | 0 | 0 | 0 | 0 | 0
Coal | 0 | 0 | 0 | 0 | 0 | 0
Geo | 0 | 0 | 0 | 0 | 0 | 0
H | 0 | 0 | 0 | 0 | 0 | 0
LFG | 0 | 0 | 0 | 0 | 0 | 0
Nuc | 0 | 0 | 0 | 0 | 0 | 0
PS | 0 | 0 | 0 | 0 | 0 | 0
PV | 0 | 0 | 0 | 0 | 0 | 0
PeakG | 0 | 0 | 0 | 0 | 0 | 0
PeakO | 0 | 0 | 0 | 0 | 0 | 0
ST | 0 | 0 | 0 | 0 | 0 | 0
STOG | 0 | 0 | 0 | 0 | 0 | 0
STWD | 0 | 0 | 0 | 0 | 0 | 0
WT | 0 | 0 | 0 | 0 | 0 | 0
IGCC | 0 | 0 | 0 | 0 | 0 | 0
DemandResponse | 0 | 0 | 0 | 0 | 0 | 0
IGCC-CCS | 0 | 0 | 0 | 0 | 0 | 0
WT_off | 0 | 0 | 0 | 0 | 0 | 0
PseudoUnit | 0 | 0 | 0 | 0 | 0 | 0
FixedInterchange | 0 | 0 | 0 | 0 | 0 | 0
Emission Cost by Reporting Type: MISO_MI
ReportingType | 2015 | 2020 | 2025 | 2030 | 2035 | 2040
BM | 0 | 0 | 0 | 0 | 0 | 0
CC | 0 | 0 | 0 | 0 | 0 | 0
CSP | 0 | 0 | 0 | 0 | 0 | 0
CT | 0 | 0 | 0 | 0 | 0 | 0
Coal | 0 | 0 | 0 | 0 | 0 | 0
Geo | 0 | 0 | 0 | 0 | 0 | 0
H | 0 | 0 | 0 | 0 | 0 | 0
LFG | 0 | 0 | 0 | 0 | 0 | 0
Nuc | 0 | 0 | 0 | 0 | 0 | 0
PS | 0 | 0 | 0 | 0 | 0 | 0
PV | 0 | 0 | 0 | 0 | 0 | 0
PeakG | 0 | 0 | 0 | 0 | 0 | 0
PeakO | 0 | 0 | 0 | 0 | 0 | 0
ST | 0 | 0 | 0 | 0 | 0 | 0
STOG | 0 | 0 | 0 | 0 | 0 | 0
STWD | 0 | 0 | 0 | 0 | 0 | 0
WT | 0 | 0 | 0 | 0 | 0 | 0
IGCC | 0 | 0 | 0 | 0 | 0 | 0
DemandResponse | 0 | 0 | 0 | 0 | 0 | 0
IGCC-CCS | 0 | 0 | 0 | 0 | 0 | 0
WT_off | 0 | 0 | 0 | 0 | 0 | 0
PseudoUnit | 0 | 0 | 0 | 0 | 0 | 0
FixedInterchange | 0 | 0 | 0 | 0 | 0 | 0
Emission Cost by Reporting Type: MISO_MO-IL
ReportingType | 2015 | 2020 | 2025 | 2030 | 2035 | 2040
BM | 0 | 0 | 0 | 0 | 0 | 0
CC | 0 | 0 | 0 | 0 | 0 | 0
CSP | 0 | 0 | 0 | 0 | 0 | 0
CT | 0 | 0 | 0 | 0 | 0 | 0
Coal | 0 | 0 | 0 | 0 | 0 | 0
Geo | 0 | 0 | 0 | 0 | 0 | 0
H | 0 | 0 | 0 | 0 | 0 | 0
LFG | 0 | 0 | 0 | 0 | 0 | 0
Nuc | 0 | 0 | 0 | 0 | 0 | 0
PS | 0 | 0 | 0 | 0 | 0 | 0
PV | 0 | 0 | 0 | 0 | 0 | 0
PeakG | 0 | 0 | 0 | 0 | 0 | 0
PeakO | 0 | 0 | 0 | 0 | 0 | 0
ST | 0 | 0 | 0 | 0 | 0 | 0
STOG | 0 | 0 | 0 | 0 | 0 | 0
STWD | 0 | 0 | 0 | 0 | 0 | 0
WT | 0 | 0 | 0 | 0 | 0 | 0
IGCC | 0 | 0 | 0 | 0 | 0 | 0
DemandResponse | 0 | 0 | 0 | 0 | 0 | 0
IGCC-CCS | 0 | 0 | 0 | 0 | 0 | 0
WT_off | 0 | 0 | 0 | 0 | 0 | 0
PseudoUnit | 0 | 0 | 0 | 0 | 0 | 0
FixedInterchange | 0 | 0 | 0 | 0 | 0 | 0
Emission Cost by Reporting Type: MISO_W
ReportingType | 2015 | 2020 | 2025 | 2030 | 2035 | 2040
BM | 0 | 0 | 0 | 0 | 0 | 0
CC | 0 | 0 | 0 | 0 | 0 | 0
CSP | 0 | 0 | 0 | 0 | 0 | 0
CT | 0 | 0 | 0 | 0 | 0 | 0
Coal | 0 | 0 | 0 | 0 | 0 | 0
Geo | 0 | 0 | 0 | 0 | 0 | 0
H | 0 | 0 | 0 | 0 | 0 | 0
LFG | 0 | 0 | 0 | 0 | 0 | 0
Nuc | 0 | 0 | 0 | 0 | 0 | 0
PS | 0 | 0 | 0 | 0 | 0 | 0
PV | 0 | 0 | 0 | 0 | 0 | 0
PeakG | 0 | 0 | 0 | 0 | 0 | 0
PeakO | 0 | 0 | 0 | 0 | 0 | 0
ST | 0 | 0 | 0 | 0 | 0 | 0
STOG | 0 | 0 | 0 | 0 | 0 | 0
STWD | 0 | 0 | 0 | 0 | 0 | 0
WT | 0 | 0 | 0 | 0 | 0 | 0
IGCC | 0 | 0 | 0 | 0 | 0 | 0
DemandResponse | 0 | 0 | 0 | 0 | 0 | 0
IGCC-CCS | 0 | 0 | 0 | 0 | 0 | 0
WT_off | 0 | 0 | 0 | 0 | 0 | 0
PseudoUnit | 0 | 0 | 0 | 0 | 0 | 0
FixedInterchange | 0 | 0 | 0 | 0 | 0 | 0
Emission Cost by Reporting Type: MISO_WUMS
ReportingType | 2015 | 2020 | 2025 | 2030 | 2035 | 2040
BM | 0 | 0 | 0 | 0 | 0 | 0
CC | 0 | 0 | 0 | 0 | 0 | 0
CSP | 0 | 0 | 0 | 0 | 0 | 0
CT | 0 | 0 | 0 | 0 | 0 | 0
Coal | 0 | 0 | 0 | 0 | 0 | 0
Geo | 0 | 0 | 0 | 0 | 0 | 0
H | 0 | 0 | 0 | 0 | 0 | 0
LFG | 0 | 0 | 0 | 0 | 0 | 0
Nuc | 0 | 0 | 0 | 0 | 0 | 0
PS | 0 | 0 | 0 | 0 | 0 | 0
PV | 0 | 0 | 0 | 0 | 0 | 0
PeakG | 0 | 0 | 0 | 0 | 0 | 0
PeakO | 0 | 0 | 0 | 0 | 0 | 0
ST | 0 | 0 | 0 | 0 | 0 | 0
STOG | 0 | 0 | 0 | 0 | 0 | 0
STWD | 0 | 0 | 0 | 0 | 0 | 0
WT | 0 | 0 | 0 | 0 | 0 | 0
IGCC | 0 | 0 | 0 | 0 | 0 | 0
DemandResponse | 0 | 0 | 0 | 0 | 0 | 0
IGCC-CCS | 0 | 0 | 0 | 0 | 0 | 0
WT_off | 0 | 0 | 0 | 0 | 0 | 0
PseudoUnit | 0 | 0 | 0 | 0 | 0 | 0
FixedInterchange | 0 | 0 | 0 | 0 | 0 | 0
Emission Cost by Reporting Type: Nebraska
ReportingType | 2015 | 2020 | 2025 | 2030 | 2035 | 2040
BM | 0 | 0 | 0 | 0 | 0 | 0
CC | 0 | 0 | 0 | 0 | 0 | 0
CSP | 0 | 0 | 0 | 0 | 0 | 0
CT | 0 | 0 | 0 | 0 | 0 | 0
Coal | 0 | 0 | 0 | 0 | 0 | 0
Geo | 0 | 0 | 0 | 0 | 0 | 0
H | 0 | 0 | 0 | 0 | 0 | 0
LFG | 0 | 0 | 0 | 0 | 0 | 0
Nuc | 0 | 0 | 0 | 0 | 0 | 0
PS | 0 | 0 | 0 | 0 | 0 | 0
PV | 0 | 0 | 0 | 0 | 0 | 0
PeakG | 0 | 0 | 0 | 0 | 0 | 0
PeakO | 0 | 0 | 0 | 0 | 0 | 0
ST | 0 | 0 | 0 | 0 | 0 | 0
STOG | 0 | 0 | 0 | 0 | 0 | 0
STWD | 0 | 0 | 0 | 0 | 0 | 0
WT | 0 | 0 | 0 | 0 | 0 | 0
IGCC | 0 | 0 | 0 | 0 | 0 | 0
DemandResponse | 0 | 0 | 0 | 0 | 0 | 0
IGCC-CCS | 0 | 0 | 0 | 0 | 0 | 0
WT_off | 0 | 0 | 0 | 0 | 0 | 0
PseudoUnit | 0 | 0 | 0 | 0 | 0 | 0
FixedInterchange | 0 | 0 | 0 | 0 | 0 | 0
Emission Cost by Reporting Type: NEISO
ReportingType | 2015 | 2020 | 2025 | 2030 | 2035 | 2040
BM | 0 | 0 | 0 | 0 | 0 | 0
CC | 34.81 | 29.19 | 30.99 | 34.12 | 44.31 | 52.09
CSP | 0 | 0 | 0 | 0 | 0 | 0
CT | 0 | 0.01 | 0.01 | 0.01 | 0.1 | 0.17
Coal | 0.07 | 0 | 0 | 0 | 0 | 0
Geo | 0 | 0 | 0 | 0 | 0 | 0
H | 0 | 0 | 0 | 0 | 0 | 0
LFG | 0 | 0 | 0 | 0 | 0 | 0
Nuc | 0 | 0 | 0 | 0 | 0 | 0
PS | 0 | 0 | 0 | 0 | 0 | 0
PV | 0 | 0 | 0 | 0 | 0 | 0
PeakG | 0.03 | 0.04 | 0.04 | 0.04 | 0.12 | 0.12
PeakO | 0 | 0 | 0 | 0 | 0 | 0
ST | 0 | 0 | 0 | 0 | 0 | 0
STOG | 0 | 0 | 0 | 0 | 0 | 0
STWD | 0 | 0 | 0 | 0 | 0 | 0
WT | 0 | 0 | 0 | 0 | 0 | 0
IGCC | 0 | 0 | 0 | 0 | 0 | 0
DemandResponse | 0 | 0 | 0 | 0 | 0 | 0
IGCC-CCS | 0 | 0 | 0 | 0 | 0 | 0
WT_off | 0 | 0 | 0 | 0 | 0 | 0
PseudoUnit | 0 | 0 | 0 | 0 | 0 | 0
FixedInterchange | 0 | 0 | 0 | 0 | 0 | 0
Emission Cost by Reporting Type: NonRTO_Midwest
ReportingType | 2015 | 2020 | 2025 | 2030 | 2035 | 2040
BM | 0 | 0 | 0 | 0 | 0 | 0
CC | 0 | 0 | 0 | 0 | 0 | 0
CSP | 0 | 0 | 0 | 0 | 0 | 0
CT | 0 | 0 | 0 | 0 | 0 | 0
Coal | 0 | 0 | 0 | 0 | 0 | 0
Geo | 0 | 0 | 0 | 0 | 0 | 0
H | 0 | 0 | 0 | 0 | 0 | 0
LFG | 0 | 0 | 0 | 0 | 0 | 0
Nuc | 0 | 0 | 0 | 0 | 0 | 0
PS | 0 | 0 | 0 | 0 | 0 | 0
PV | 0 | 0 | 0 | 0 | 0 | 0
PeakG | 0 | 0 | 0 | 0 | 0 | 0
PeakO | 0 | 0 | 0 | 0 | 0 | 0
ST | 0 | 0 | 0 | 0 | 0 | 0
STOG | 0 | 0 | 0 | 0 | 0 | 0
STWD | 0 | 0 | 0 | 0 | 0 | 0
WT | 0 | 0 | 0 | 0 | 0 | 0
IGCC | 0 | 0 | 0 | 0 | 0 | 0
DemandResponse | 0 | 0 | 0 | 0 | 0 | 0
IGCC-CCS | 0 | 0 | 0 | 0 | 0 | 0
WT_off | 0 | 0 | 0 | 0 | 0 | 0
PseudoUnit | 0 | 0 | 0 | 0 | 0 | 0
FixedInterchange | 0 | 0 | 0 | 0 | 0 | 0
Emission Cost by Reporting Type: NYISO_A-F
ReportingType | 2015 | 2020 | 2025 | 2030 | 2035 | 2040
BM | 0 | 0 | 0 | 0 | 0 | 0
CC | 6.36 | 6.96 | 9.83 | 10.25 | 12.78 | 11.25
CSP | 0 | 0 | 0 | 0 | 0 | 0
CT | 0 | 0 | 0 | 0 | 0 | 0
Coal | 0 | 0 | 0 | 0 | 0 | 0
Geo | 0 | 0 | 0 | 0 | 0 | 0
H | 0 | 0 | 0 | 0 | 0 | 0
LFG | 0 | 0 | 0 | 0 | 0 | 0
Nuc | 0 | 0 | 0 | 0 | 0 | 0
PS | 0 | 0 | 0 | 0 | 0 | 0
PV | 0 | 0 | 0 | 0 | 0 | 0
PeakG | 0 | 0 | 0.01 | 0.01 | 0.01 | 0.01
PeakO | 0 | 0 | 0 | 0 | 0 | 0
ST | 0 | 0 | 0 | 0 | 0 | 0
STOG | 0 | 0 | 0 | 0 | 0 | 0
STWD | 0 | 0 | 0 | 0 | 0 | 0
WT | 0 | 0 | 0 | 0 | 0 | 0
IGCC | 0 | 0 | 0 | 0 | 0 | 0
DemandResponse | 0 | 0 | 0 | 0 | 0 | 0
IGCC-CCS | 0 | 0 | 0 | 0 | 0 | 0
WT_off | 0 | 0 | 0 | 0 | 0 | 0
PseudoUnit | 0 | 0 | 0 | 0 | 0 | 0
FixedInterchange | 0 | 0 | 0 | 0 | 0 | 0
Emission Cost by Reporting Type: NYISO_G-I
ReportingType | 2015 | 2020 | 2025 | 2030 | 2035 | 2040
BM | 0 | 0 | 0 | 0 | 0 | 0
CC | 4.71 | 6.2 | 6.54 | 6.75 | 30.29 | 47.77
CSP | 0 | 0 | 0 | 0 | 0 | 0
CT | 0 | 0 | 0 | 0 | 0 | 0
Coal | 0 | 0 | 0 | 0 | 0 | 0
Geo | 0 | 0 | 0 | 0 | 0 | 0
H | 0 | 0 | 0 | 0 | 0 | 0
LFG | 0 | 0 | 0 | 0 | 0 | 0
Nuc | 0 | 0 | 0 | 0 | 0 | 0
PS | 0 | 0 | 0 | 0 | 0 | 0
PV | 0 | 0 | 0 | 0 | 0 | 0
PeakG | 0 | 0 | 0 | 0 | 0 | 0
PeakO | 0 | 0 | 0 | 0 | 0 | 0
ST | 0 | 0 | 0 | 0 | 0 | 0
STOG | 0 | 0 | 0 | 0 | 0 | 0
STWD | 0 | 0 | 0 | 0 | 0 | 0
WT | 0 | 0 | 0 | 0 | 0 | 0
IGCC | 0 | 0 | 0 | 0 | 0 | 0
DemandResponse | 0 | 0 | 0 | 0 | 0 | 0
IGCC-CCS | 0 | 0 | 0 | 0 | 0 | 0
WT_off | 0 | 0 | 0 | 0 | 0 | 0
PseudoUnit | 0 | 0 | 0 | 0 | 0 | 0
FixedInterchange | 0 | 0 | 0 | 0 | 0 | 0
Emission Cost by Reporting Type: NYISO_J-K
ReportingType | 2015 | 2020 | 2025 | 2030 | 2035 | 2040
BM | 0 | 0 | 0 | 0 | 0 | 0
CC | 18.88 | 23.26 | 23.73 | 23.53 | 24.19 | 24.88
CSP | 0 | 0 | 0 | 0 | 0 | 0
CT | 0 | 0 | 0.04 | 0.12 | 0.26 | 0.53
Coal | 0 | 0 | 0 | 0 | 0 | 0
Geo | 0 | 0 | 0 | 0 | 0 | 0
H | 0 | 0 | 0 | 0 | 0 | 0
LFG | 0 | 0 | 0 | 0 | 0 | 0
Nuc | 0 | 0 | 0 | 0 | 0 | 0
PS | 0 | 0 | 0 | 0 | 0 | 0
PV | 0 | 0 | 0 | 0 | 0 | 0
PeakG | 0.06 | 0.18 | 0.24 | 0.18 | 0.56 | 0.35
PeakO | 0 | 0 | 0 | 0 | 0 | 0
ST | 0 | 0 | 0 | 0 | 0 | 0
STOG | 1.12 | 1.73 | 2.33 | 2.42 | 2.91 | 4.31
STWD | 0 | 0 | 0 | 0 | 0 | 0
WT | 0 | 0 | 0 | 0 | 0 | 0
IGCC | 0 | 0 | 0 | 0 | 0 | 0
DemandResponse | 0 | 0 | 0 | 0 | 0 | 0
IGCC-CCS | 0 | 0 | 0 | 0 | 0 | 0
WT_off | 0 | 0 | 0 | 0 | 0 | 0
PseudoUnit | 0 | 0 | 0 | 0 | 0 | 0
FixedInterchange | 0 | 0 | 0 | 0 | 0 | 0
Emission Cost by Reporting Type: PJM_E
ReportingType | 2015 | 2020 | 2025 | 2030 | 2035 | 2040
BM | 0 | 0 | 0 | 0 | 0 | 0
CC | 21.27 | 30.27 | 22.78 | 17.1 | 38.52 | 39.95
CSP | 0 | 0 | 0 | 0 | 0 | 0
CT | 0 | 0 | 0 | 0 | 0.01 | 0.08
Coal | 0.76 | 0.23 | 0.27 | 0.23 | 0.37 | 0.37
Geo | 0 | 0 | 0 | 0 | 0 | 0
H | 0 | 0 | 0 | 0 | 0 | 0
LFG | 0 | 0 | 0 | 0 | 0 | 0
Nuc | 0 | 0 | 0 | 0 | 0 | 0
PS | 0 | 0 | 0 | 0 | 0 | 0
PV | 0 | 0 | 0 | 0 | 0 | 0
PeakG | 0.03 | 0.1 | 0.3 | 0.3 | 1.13 | 0.3
PeakO | 0 | 0 | 0 | 0 | 0 | 0
ST | 0 | 0 | 0 | 0 | 0 | 0
STOG | 0.38 | 0.63 | 0.63 | 0.63 | 1.24 | 0.91
STWD | 0 | 0 | 0 | 0 | 0 | 0
WT | 0 | 0 | 0 | 0 | 0 | 0
IGCC | 0 | 0 | 0 | 0 | 0 | 0
DemandResponse | 0 | 0 | 0 | 0 | 0 | 0
IGCC-CCS | 0 | 0 | 0 | 0 | 0 | 0
WT_off | 0 | 0 | 0 | 0 | 0 | 0
PseudoUnit | 0 | 0 | 0 | 0 | 0 | 0
FixedInterchange | 0 | 0 | 0 | 0 | 0 | 0
Emission Cost by Reporting Type: PJM_ROM
ReportingType | 2015 | 2020 | 2025 | 2030 | 2035 | 2040
BM | 0 | 0 | 0 | 0 | 0 | 0
CC | 0.14 | 0.18 | 0.14 | 0.14 | 0.2 | 0.27
CSP | 0 | 0 | 0 | 0 | 0 | 0
CT | 0 | 0 | 0 | 0 | 0 | 0
Coal | 11.14 | 15.63 | 15.26 | 15.26 | 21.14 | 21.14
Geo | 0 | 0 | 0 | 0 | 0 | 0
H | 0 | 0 | 0 | 0 | 0 | 0
LFG | 0 | 0 | 0 | 0 | 0 | 0
Nuc | 0 | 0 | 0 | 0 | 0 | 0
PS | 0 | 0 | 0 | 0 | 0 | 0
PV | 0 | 0 | 0 | 0 | 0 | 0
PeakG | 0 | 0.05 | 0 | 0 | 0.44 | 0.06
PeakO | 0 | 0 | 0 | 0 | 0 | 0
ST | 0 | 0 | 0 | 0 | 0 | 0
STOG | 0 | 0 | 0 | 0 | 0 | 0
STWD | 0 | 0 | 0 | 0 | 0 | 0
WT | 0 | 0 | 0 | 0 | 0 | 0
IGCC | 0 | 0 | 0 | 0 | 0 | 0
DemandResponse | 0 | 0 | 0 | 0 | 0 | 0
IGCC-CCS | 0 | 0 | 0 | 0 | 0 | 0
WT_off | 0 | 0 | 0 | 0 | 0 | 0
PseudoUnit | 0 | 0 | 0 | 0 | 0 | 0
FixedInterchange | 0 | 0 | 0 | 0 | 0 | 0
Emission Cost by Reporting Type: PJM_ROR
ReportingType | 2015 | 2020 | 2025 | 2030 | 2035 | 2040
BM | 0 | 0 | 0 | 0 | 0 | 0
CC | 0 | 0 | 0 | 0 | 0 | 0
CSP | 0 | 0 | 0 | 0 | 0 | 0
CT | 0 | 0 | 0 | 0 | 0 | 0
Coal | 0 | 0 | 0 | 0 | 0 | 0
Geo | 0 | 0 | 0 | 0 | 0 | 0
H | 0 | 0 | 0 | 0 | 0 | 0
LFG | 0 | 0 | 0 | 0 | 0 | 0
Nuc | 0 | 0 | 0 | 0 | 0 | 0
PS | 0 | 0 | 0 | 0 | 0 | 0
PV | 0 | 0 | 0 | 0 | 0 | 0
PeakG | 0 | 0 | 0 | 0 | 0 | 0
PeakO | 0 | 0 | 0 | 0 | 0 | 0
ST | 0 | 0 | 0 | 0 | 0 | 0
STOG | 0 | 0 | 0 | 0 | 0 | 0
STWD | 0 | 0 | 0 | 0 | 0 | 0
WT | 0 | 0 | 0 | 0 | 0 | 0
IGCC | 0 | 0 | 0 | 0 | 0 | 0
DemandResponse | 0 | 0 | 0 | 0 | 0 | 0
IGCC-CCS | 0 | 0 | 0 | 0 | 0 | 0
WT_off | 0 | 0 | 0 | 0 | 0 | 0
PseudoUnit | 0 | 0 | 0 | 0 | 0 | 0
FixedInterchange | 0 | 0 | 0 | 0 | 0 | 0
Emission Cost by Reporting Type: SOCO
ReportingType | 2015 | 2020 | 2025 | 2030 | 2035 | 2040
BM | 0 | 0 | 0 | 0 | 0 | 0
CC | 0 | 0 | 0 | 0 | 0 | 0
CSP | 0 | 0 | 0 | 0 | 0 | 0
CT | 0 | 0 | 0 | 0 | 0 | 0
Coal | 0 | 0 | 0 | 0 | 0 | 0
Geo | 0 | 0 | 0 | 0 | 0 | 0
H | 0 | 0 | 0 | 0 | 0 | 0
LFG | 0 | 0 | 0 | 0 | 0 | 0
Nuc | 0 | 0 | 0 | 0 | 0 | 0
PS | 0 | 0 | 0 | 0 | 0 | 0
PV | 0 | 0 | 0 | 0 | 0 | 0
PeakG | 0 | 0 | 0 | 0 | 0 | 0
PeakO | 0 | 0 | 0 | 0 | 0 | 0
ST | 0 | 0 | 0 | 0 | 0 | 0
STOG | 0 | 0 | 0 | 0 | 0 | 0
STWD | 0 | 0 | 0 | 0 | 0 | 0
WT | 0 | 0 | 0 | 0 | 0 | 0
IGCC | 0 | 0 | 0 | 0 | 0 | 0
DemandResponse | 0 | 0 | 0 | 0 | 0 | 0
IGCC-CCS | 0 | 0 | 0 | 0 | 0 | 0
WT_off | 0 | 0 | 0 | 0 | 0 | 0
PseudoUnit | 0 | 0 | 0 | 0 | 0 | 0
FixedInterchange | 0 | 0 | 0 | 0 | 0 | 0
Emission Cost by Reporting Type: SPP_N
ReportingType | 2015 | 2020 | 2025 | 2030 | 2035 | 2040
BM | 0 | 0 | 0 | 0 | 0 | 0
CC | 0 | 0 | 0 | 0 | 0 | 0
CSP | 0 | 0 | 0 | 0 | 0 | 0
CT | 0 | 0 | 0 | 0 | 0 | 0
Coal | 0 | 0 | 0 | 0 | 0 | 0
Geo | 0 | 0 | 0 | 0 | 0 | 0
H | 0 | 0 | 0 | 0 | 0 | 0
LFG | 0 | 0 | 0 | 0 | 0 | 0
Nuc | 0 | 0 | 0 | 0 | 0 | 0
PS | 0 | 0 | 0 | 0 | 0 | 0
PV | 0 | 0 | 0 | 0 | 0 | 0
PeakG | 0 | 0 | 0 | 0 | 0 | 0
PeakO | 0 | 0 | 0 | 0 | 0 | 0
ST | 0 | 0 | 0 | 0 | 0 | 0
STOG | 0 | 0 | 0 | 0 | 0 | 0
STWD | 0 | 0 | 0 | 0 | 0 | 0
WT | 0 | 0 | 0 | 0 | 0 | 0
IGCC | 0 | 0 | 0 | 0 | 0 | 0
DemandResponse | 0 | 0 | 0 | 0 | 0 | 0
IGCC-CCS | 0 | 0 | 0 | 0 | 0 | 0
WT_off | 0 | 0 | 0 | 0 | 0 | 0
PseudoUnit | 0 | 0 | 0 | 0 | 0 | 0
FixedInterchange | 0 | 0 | 0 | 0 | 0 | 0
Emission Cost by Reporting Type: SPP_S
ReportingType | 2015 | 2020 | 2025 | 2030 | 2035 | 2040
BM | 0 | 0 | 0 | 0 | 0 | 0
CC | 0 | 0 | 0 | 0 | 0 | 0
CSP | 0 | 0 | 0 | 0 | 0 | 0
CT | 0 | 0 | 0 | 0 | 0 | 0
Coal | 0 | 0 | 0 | 0 | 0 | 0
Geo | 0 | 0 | 0 | 0 | 0 | 0
H | 0 | 0 | 0 | 0 | 0 | 0
LFG | 0 | 0 | 0 | 0 | 0 | 0
Nuc | 0 | 0 | 0 | 0 | 0 | 0
PS | 0 | 0 | 0 | 0 | 0 | 0
PV | 0 | 0 | 0 | 0 | 0 | 0
PeakG | 0 | 0 | 0 | 0 | 0 | 0
PeakO | 0 | 0 | 0 | 0 | 0 | 0
ST | 0 | 0 | 0 | 0 | 0 | 0
STOG | 0 | 0 | 0 | 0 | 0 | 0
STWD | 0 | 0 | 0 | 0 | 0 | 0
WT | 0 | 0 | 0 | 0 | 0 | 0
IGCC | 0 | 0 | 0 | 0 | 0 | 0
DemandResponse | 0 | 0 | 0 | 0 | 0 | 0
IGCC-CCS | 0 | 0 | 0 | 0 | 0 | 0
WT_off | 0 | 0 | 0 | 0 | 0 | 0
PseudoUnit | 0 | 0 | 0 | 0 | 0 | 0
FixedInterchange | 0 | 0 | 0 | 0 | 0 | 0
Emission Cost by Reporting Type: TVA
ReportingType | 2015 | 2020 | 2025 | 2030 | 2035 | 2040
BM | 0 | 0 | 0 | 0 | 0 | 0
CC | 0 | 0 | 0 | 0 | 0 | 0
CSP | 0 | 0 | 0 | 0 | 0 | 0
CT | 0 | 0 | 0 | 0 | 0 | 0
Coal | 0 | 0 | 0 | 0 | 0 | 0
Geo | 0 | 0 | 0 | 0 | 0 | 0
H | 0 | 0 | 0 | 0 | 0 | 0
LFG | 0 | 0 | 0 | 0 | 0 | 0
Nuc | 0 | 0 | 0 | 0 | 0 | 0
PS | 0 | 0 | 0 | 0 | 0 | 0
PV | 0 | 0 | 0 | 0 | 0 | 0
PeakG | 0 | 0 | 0 | 0 | 0 | 0
PeakO | 0 | 0 | 0 | 0 | 0 | 0
ST | 0 | 0 | 0 | 0 | 0 | 0
STOG | 0 | 0 | 0 | 0 | 0 | 0
STWD | 0 | 0 | 0 | 0 | 0 | 0
WT | 0 | 0 | 0 | 0 | 0 | 0
IGCC | 0 | 0 | 0 | 0 | 0 | 0
DemandResponse | 0 | 0 | 0 | 0 | 0 | 0
IGCC-CCS | 0 | 0 | 0 | 0 | 0 | 0
WT_off | 0 | 0 | 0 | 0 | 0 | 0
PseudoUnit | 0 | 0 | 0 | 0 | 0 | 0
FixedInterchange | 0 | 0 | 0 | 0 | 0 | 0
Emission Cost by Reporting Type: TVA_Transmission
ReportingType | 2015 | 2020 | 2025 | 2030 | 2035 | 2040
BM | 0 | 0 | 0 | 0 | 0 | 0
CC | 0 | 0 | 0 | 0 | 0 | 0
CSP | 0 | 0 | 0 | 0 | 0 | 0
CT | 0 | 0 | 0 | 0 | 0 | 0
Coal | 0 | 0 | 0 | 0 | 0 | 0
Geo | 0 | 0 | 0 | 0 | 0 | 0
H | 0 | 0 | 0 | 0 | 0 | 0
LFG | 0 | 0 | 0 | 0 | 0 | 0
Nuc | 0 | 0 | 0 | 0 | 0 | 0
PS | 0 | 0 | 0 | 0 | 0 | 0
PV | 0 | 0 | 0 | 0 | 0 | 0
PeakG | 0 | 0 | 0 | 0 | 0 | 0
PeakO | 0 | 0 | 0 | 0 | 0 | 0
ST | 0 | 0 | 0 | 0 | 0 | 0
STOG | 0 | 0 | 0 | 0 | 0 | 0
STWD | 0 | 0 | 0 | 0 | 0 | 0
WT | 0 | 0 | 0 | 0 | 0 | 0
IGCC | 0 | 0 | 0 | 0 | 0 | 0
DemandResponse | 0 | 0 | 0 | 0 | 0 | 0
IGCC-CCS | 0 | 0 | 0 | 0 | 0 | 0
WT_off | 0 | 0 | 0 | 0 | 0 | 0
PseudoUnit | 0 | 0 | 0 | 0 | 0 | 0
FixedInterchange | 0 | 0 | 0 | 0 | 0 | 0
Emission Cost by Reporting Type: VACAR
ReportingType | 2015 | 2020 | 2025 | 2030 | 2035 | 2040
BM | 0 | 0 | 0 | 0 | 0 | 0
CC | 0 | 0 | 0 | 0 | 0 | 0
CSP | 0 | 0 | 0 | 0 | 0 | 0
CT | 0 | 0 | 0 | 0 | 0 | 0
Coal | 0 | 0 | 0 | 0 | 0 | 0
Geo | 0 | 0 | 0 | 0 | 0 | 0
H | 0 | 0 | 0 | 0 | 0 | 0
LFG | 0 | 0 | 0 | 0 | 0 | 0
Nuc | 0 | 0 | 0 | 0 | 0 | 0
PS | 0 | 0 | 0 | 0 | 0 | 0
PV | 0 | 0 | 0 | 0 | 0 | 0
PeakG | 0 | 0 | 0 | 0 | 0 | 0
PeakO | 0 | 0 | 0 | 0 | 0 | 0
ST | 0 | 0 | 0 | 0 | 0 | 0
STOG | 0 | 0 | 0 | 0 | 0 | 0
STWD | 0 | 0 | 0 | 0 | 0 | 0
WT | 0 | 0 | 0 | 0 | 0 | 0
IGCC | 0 | 0 | 0 | 0 | 0 | 0
DemandResponse | 0 | 0 | 0 | 0 | 0 | 0
IGCC-CCS | 0 | 0 | 0 | 0 | 0 | 0
WT_off | 0 | 0 | 0 | 0 | 0 | 0
PseudoUnit | 0 | 0 | 0 | 0 | 0 | 0
FixedInterchange | 0 | 0 | 0 | 0 | 0 | 0
Emission Cost by Reporting Type: IESO
ReportingType | 2015 | 2020 | 2025 | 2030 | 2035 | 2040
BM | 0 | 0 | 0 | 0 | 0 | 0
CC | 0 | 0 | 0 | 0 | 0 | 0
CSP | 0 | 0 | 0 | 0 | 0 | 0
CT | 0 | 0 | 0 | 0 | 0 | 0
Coal | 0 | 0 | 0 | 0 | 0 | 0
Geo | 0 | 0 | 0 | 0 | 0 | 0
H | 0 | 0 | 0 | 0 | 0 | 0
LFG | 0 | 0 | 0 | 0 | 0 | 0
Nuc | 0 | 0 | 0 | 0 | 0 | 0
PS | 0 | 0 | 0 | 0 | 0 | 0
PV | 0 | 0 | 0 | 0 | 0 | 0
PeakG | 0 | 0 | 0 | 0 | 0 | 0
PeakO | 0 | 0 | 0 | 0 | 0 | 0
ST | 0 | 0 | 0 | 0 | 0 | 0
STOG | 0 | 0 | 0 | 0 | 0 | 0
STWD | 0 | 0 | 0 | 0 | 0 | 0
WT | 0 | 0 | 0 | 0 | 0 | 0
IGCC | 0 | 0 | 0 | 0 | 0 | 0
DemandResponse | 0 | 0 | 0 | 0 | 0 | 0
IGCC-CCS | 0 | 0 | 0 | 0 | 0 | 0
WT_off | 0 | 0 | 0 | 0 | 0 | 0
PseudoUnit | 0 | 0 | 0 | 0 | 0 | 0
FixedInterchange | 0 | 0 | 0 | 0 | 0 | 0
Emission Cost by Reporting Type: MAPP_CA
ReportingType | 2015 | 2020 | 2025 | 2030 | 2035 | 2040
BM | 0 | 0 | 0 | 0 | 0 | 0
CC | 0 | 0 | 0 | 0 | 0 | 0
CSP | 0 | 0 | 0 | 0 | 0 | 0
CT | 0 | 0 | 0 | 0 | 0 | 0
Coal | 0 | 0 | 0 | 0 | 0 | 0
Geo | 0 | 0 | 0 | 0 | 0 | 0
H | 0 | 0 | 0 | 0 | 0 | 0
LFG | 0 | 0 | 0 | 0 | 0 | 0
Nuc | 0 | 0 | 0 | 0 | 0 | 0
PS | 0 | 0 | 0 | 0 | 0 | 0
PV | 0 | 0 | 0 | 0 | 0 | 0
PeakG | 0 | 0 | 0 | 0 | 0 | 0
PeakO | 0 | 0 | 0 | 0 | 0 | 0
ST | 0 | 0 | 0 | 0 | 0 | 0
STOG | 0 | 0 | 0 | 0 | 0 | 0
STWD | 0 | 0 | 0 | 0 | 0 | 0
WT | 0 | 0 | 0 | 0 | 0 | 0
IGCC | 0 | 0 | 0 | 0 | 0 | 0
DemandResponse | 0 | 0 | 0 | 0 | 0 | 0
IGCC-CCS | 0 | 0 | 0 | 0 | 0 | 0
WT_off | 0 | 0 | 0 | 0 | 0 | 0
PseudoUnit | 0 | 0 | 0 | 0 | 0 | 0
FixedInterchange | 0 | 0 | 0 | 0 | 0 | 0
Emission Cost by Reporting Type: AZ_NM_SNV_Coal
ReportingType | 2015 | 2020 | 2025 | 2030 | 2035 | 2040
BM | 0 | 0 | 0 | 0 | 0 | 0
CC | 0 | 0 | 0 | 0 | 0 | 0
CSP | 0 | 0 | 0 | 0 | 0 | 0
CT | 0 | 0 | 0 | 0 | 0 | 0
Coal | 0 | 0 | 0 | 0 | 0 | 0
Geo | 0 | 0 | 0 | 0 | 0 | 0
H | 0 | 0 | 0 | 0 | 0 | 0
LFG | 0 | 0 | 0 | 0 | 0 | 0
Nuc | 0 | 0 | 0 | 0 | 0 | 0
PS | 0 | 0 | 0 | 0 | 0 | 0
PV | 0 | 0 | 0 | 0 | 0 | 0
PeakG | 0 | 0 | 0 | 0 | 0 | 0
PeakO | 0 | 0 | 0 | 0 | 0 | 0
ST | 0 | 0 | 0 | 0 | 0 | 0
STOG | 0 | 0 | 0 | 0 | 0 | 0
STWD | 0 | 0 | 0 | 0 | 0 | 0
WT | 0 | 0 | 0 | 0 | 0 | 0
IGCC | 0 | 0 | 0 | 0 | 0 | 0
DemandResponse | 0 | 0 | 0 | 0 | 0 | 0
IGCC-CCS | 0 | 0 | 0 | 0 | 0 | 0
WT_off | 0 | 0 | 0 | 0 | 0 | 0
PseudoUnit | 0 | 0 | 0 | 0 | 0 | 0
FixedInterchange | 0 | 0 | 0 | 0 | 0 | 0
Emission Cost by Reporting Type: AZ_NM_SNV_Gas
ReportingType | 2015 | 2020 | 2025 | 2030 | 2035 | 2040
BM | 0 | 0 | 0 | 0 | 0 | 0
CC | 0 | 0 | 0 | 0 | 0 | 0
CSP | 0 | 0 | 0 | 0 | 0 | 0
CT | 0 | 0 | 0 | 0 | 0 | 0
Coal | 0 | 0 | 0 | 0 | 0 | 0
Geo | 0 | 0 | 0 | 0 | 0 | 0
H | 0 | 0 | 0 | 0 | 0 | 0
LFG | 0 | 0 | 0 | 0 | 0 | 0
Nuc | 0 | 0 | 0 | 0 | 0 | 0
PS | 0 | 0 | 0 | 0 | 0 | 0
PV | 0 | 0 | 0 | 0 | 0 | 0
PeakG | 0 | 0 | 0 | 0 | 0 | 0
PeakO | 0 | 0 | 0 | 0 | 0 | 0
ST | 0 | 0 | 0 | 0 | 0 | 0
STOG | 0 | 0 | 0 | 0 | 0 | 0
STWD | 0 | 0 | 0 | 0 | 0 | 0
WT | 0 | 0 | 0 | 0 | 0 | 0
IGCC | 0 | 0 | 0 | 0 | 0 | 0
DemandResponse | 0 | 0 | 0 | 0 | 0 | 0
IGCC-CCS | 0 | 0 | 0 | 0 | 0 | 0
WT_off | 0 | 0 | 0 | 0 | 0 | 0
PseudoUnit | 0 | 0 | 0 | 0 | 0 | 0
FixedInterchange | 0 | 0 | 0 | 0 | 0 | 0
Emission Cost by Reporting Type: AZ_NM_SNV_NucRenew
ReportingType | 2015 | 2020 | 2025 | 2030 | 2035 | 2040
BM | 0 | 0 | 0 | 0 | 0 | 0
CC | 0 | 0 | 0 | 0 | 0 | 0
CSP | 0 | 0 | 0 | 0 | 0 | 0
CT | 0 | 0 | 0 | 0 | 0 | 0
Coal | 0 | 0 | 0 | 0 | 0 | 0
Geo | 0 | 0 | 0 | 0 | 0 | 0
H | 0 | 0 | 0 | 0 | 0 | 0
LFG | 0 | 0 | 0 | 0 | 0 | 0
Nuc | 0 | 0 | 0 | 0 | 0 | 0
PS | 0 | 0 | 0 | 0 | 0 | 0
PV | 0 | 0 | 0 | 0 | 0 | 0
PeakG | 0 | 0 | 0 | 0 | 0 | 0
PeakO | 0 | 0 | 0 | 0 | 0 | 0
ST | 0 | 0 | 0 | 0 | 0 | 0
STOG | 0 | 0 | 0 | 0 | 0 | 0
STWD | 0 | 0 | 0 | 0 | 0 | 0
WT | 0 | 0 | 0 | 0 | 0 | 0
IGCC | 0 | 0 | 0 | 0 | 0 | 0
DemandResponse | 0 | 0 | 0 | 0 | 0 | 0
IGCC-CCS | 0 | 0 | 0 | 0 | 0 | 0
WT_off | 0 | 0 | 0 | 0 | 0 | 0
PseudoUnit | 0 | 0 | 0 | 0 | 0 | 0
FixedInterchange | 0 | 0 | 0 | 0 | 0 | 0
Emission Cost by Reporting Type: ERCOT
ReportingType | 2015 | 2020 | 2025 | 2030 | 2035 | 2040
BM | 0 | 0 | 0 | 0 | 0 | 0
CC | 0 | 0 | 0 | 0 | 0 | 0
CSP | 0 | 0 | 0 | 0 | 0 | 0
CT | 0 | 0 | 0 | 0 | 0 | 0
Coal | 0 | 0 | 0 | 0 | 0 | 0
Geo | 0 | 0 | 0 | 0 | 0 | 0
H | 0 | 0 | 0 | 0 | 0 | 0
LFG | 0 | 0 | 0 | 0 | 0 | 0
Nuc | 0 | 0 | 0 | 0 | 0 | 0
PS | 0 | 0 | 0 | 0 | 0 | 0
PV | 0 | 0 | 0 | 0 | 0 | 0
PeakG | 0 | 0 | 0 | 0 | 0 | 0
PeakO | 0 | 0 | 0 | 0 | 0 | 0
ST | 0 | 0 | 0 | 0 | 0 | 0
STOG | 0 | 0 | 0 | 0 | 0 | 0
STWD | 0 | 0 | 0 | 0 | 0 | 0
WT | 0 | 0 | 0 | 0 | 0 | 0
IGCC | 0 | 0 | 0 | 0 | 0 | 0
DemandResponse | 0 | 0 | 0 | 0 | 0 | 0
IGCC-CCS | 0 | 0 | 0 | 0 | 0 | 0
WT_off | 0 | 0 | 0 | 0 | 0 | 0
PseudoUnit | 0 | 0 | 0 | 0 | 0 | 0
FixedInterchange | 0 | 0 | 0 | 0 | 0 | 0
Emission Cost by Reporting Type: NP15
ReportingType | 2015 | 2020 | 2025 | 2030 | 2035 | 2040
BM | 0 | 0 | 0 | 0 | 0 | 0
CC | 0 | 0 | 0 | 0 | 0 | 0
CSP | 0 | 0 | 0 | 0 | 0 | 0
CT | 0 | 0 | 0 | 0 | 0 | 0
Coal | 0 | 0 | 0 | 0 | 0 | 0
Geo | 0 | 0 | 0 | 0 | 0 | 0
H | 0 | 0 | 0 | 0 | 0 | 0
LFG | 0 | 0 | 0 | 0 | 0 | 0
Nuc | 0 | 0 | 0 | 0 | 0 | 0
PS | 0 | 0 | 0 | 0 | 0 | 0
PV | 0 | 0 | 0 | 0 | 0 | 0
PeakG | 0 | 0 | 0 | 0 | 0 | 0
PeakO | 0 | 0 | 0 | 0 | 0 | 0
ST | 0 | 0 | 0 | 0 | 0 | 0
STOG | 0 | 0 | 0 | 0 | 0 | 0
STWD | 0 | 0 | 0 | 0 | 0 | 0
WT | 0 | 0 | 0 | 0 | 0 | 0
IGCC | 0 | 0 | 0 | 0 | 0 | 0
DemandResponse | 0 | 0 | 0 | 0 | 0 | 0
IGCC-CCS | 0 | 0 | 0 | 0 | 0 | 0
WT_off | 0 | 0 | 0 | 0 | 0 | 0
PseudoUnit | 0 | 0 | 0 | 0 | 0 | 0
FixedInterchange | 0 | 0 | 0 | 0 | 0 | 0
Emission Cost by Reporting Type: NWPP_Coal
ReportingType | 2015 | 2020 | 2025 | 2030 | 2035 | 2040
BM | 0 | 0 | 0 | 0 | 0 | 0
CC | 0 | 0 | 0 | 0 | 0 | 0
CSP | 0 | 0 | 0 | 0 | 0 | 0
CT | 0 | 0 | 0 | 0 | 0 | 0
Coal | 0 | 0 | 0 | 0 | 0 | 0
Geo | 0 | 0 | 0 | 0 | 0 | 0
H | 0 | 0 | 0 | 0 | 0 | 0
LFG | 0 | 0 | 0 | 0 | 0 | 0
Nuc | 0 | 0 | 0 | 0 | 0 | 0
PS | 0 | 0 | 0 | 0 | 0 | 0
PV | 0 | 0 | 0 | 0 | 0 | 0
PeakG | 0 | 0 | 0 | 0 | 0 | 0
PeakO | 0 | 0 | 0 | 0 | 0 | 0
ST | 0 | 0 | 0 | 0 | 0 | 0
STOG | 0 | 0 | 0 | 0 | 0 | 0
STWD | 0 | 0 | 0 | 0 | 0 | 0
WT | 0 | 0 | 0 | 0 | 0 | 0
IGCC | 0 | 0 | 0 | 0 | 0 | 0
DemandResponse | 0 | 0 | 0 | 0 | 0 | 0
IGCC-CCS | 0 | 0 | 0 | 0 | 0 | 0
WT_off | 0 | 0 | 0 | 0 | 0 | 0
PseudoUnit | 0 | 0 | 0 | 0 | 0 | 0
FixedInterchange | 0 | 0 | 0 | 0 | 0 | 0
Emission Cost by Reporting Type: NWPP_Gas
ReportingType | 2015 | 2020 | 2025 | 2030 | 2035 | 2040
BM | 0 | 0 | 0 | 0 | 0 | 0
CC | 0 | 0 | 0 | 0 | 0 | 0
CSP | 0 | 0 | 0 | 0 | 0 | 0
CT | 0 | 0 | 0 | 0 | 0 | 0
Coal | 0 | 0 | 0 | 0 | 0 | 0
Geo | 0 | 0 | 0 | 0 | 0 | 0
H | 0 | 0 | 0 | 0 | 0 | 0
LFG | 0 | 0 | 0 | 0 | 0 | 0
Nuc | 0 | 0 | 0 | 0 | 0 | 0
PS | 0 | 0 | 0 | 0 | 0 | 0
PV | 0 | 0 | 0 | 0 | 0 | 0
PeakG | 0 | 0 | 0 | 0 | 0 | 0
PeakO | 0 | 0 | 0 | 0 | 0 | 0
ST | 0 | 0 | 0 | 0 | 0 | 0
STOG | 0 | 0 | 0 | 0 | 0 | 0
STWD | 0 | 0 | 0 | 0 | 0 | 0
WT | 0 | 0 | 0 | 0 | 0 | 0
IGCC | 0 | 0 | 0 | 0 | 0 | 0
DemandResponse | 0 | 0 | 0 | 0 | 0 | 0
IGCC-CCS | 0 | 0 | 0 | 0 | 0 | 0
WT_off | 0 | 0 | 0 | 0 | 0 | 0
PseudoUnit | 0 | 0 | 0 | 0 | 0 | 0
FixedInterchange | 0 | 0 | 0 | 0 | 0 | 0
Emission Cost by Reporting Type: NWPP_NucRenew
ReportingType | 2015 | 2020 | 2025 | 2030 | 2035 | 2040
BM | 0 | 0 | 0 | 0 | 0 | 0
CC | 0 | 0 | 0 | 0 | 0 | 0
CSP | 0 | 0 | 0 | 0 | 0 | 0
CT | 0 | 0 | 0 | 0 | 0 | 0
Coal | 0 | 0 | 0 | 0 | 0 | 0
Geo | 0 | 0 | 0 | 0 | 0 | 0
H | 0 | 0 | 0 | 0 | 0 | 0
LFG | 0 | 0 | 0 | 0 | 0 | 0
Nuc | 0 | 0 | 0 | 0 | 0 | 0
PS | 0 | 0 | 0 | 0 | 0 | 0
PV | 0 | 0 | 0 | 0 | 0 | 0
PeakG | 0 | 0 | 0 | 0 | 0 | 0
PeakO | 0 | 0 | 0 | 0 | 0 | 0
ST | 0 | 0 | 0 | 0 | 0 | 0
STOG | 0 | 0 | 0 | 0 | 0 | 0
STWD | 0 | 0 | 0 | 0 | 0 | 0
WT | 0 | 0 | 0 | 0 | 0 | 0
IGCC | 0 | 0 | 0 | 0 | 0 | 0
DemandResponse | 0 | 0 | 0 | 0 | 0 | 0
IGCC-CCS | 0 | 0 | 0 | 0 | 0 | 0
WT_off | 0 | 0 | 0 | 0 | 0 | 0
PseudoUnit | 0 | 0 | 0 | 0 | 0 | 0
FixedInterchange | 0 | 0 | 0 | 0 | 0 | 0
Emission Cost by Reporting Type: RMPA
ReportingType | 2015 | 2020 | 2025 | 2030 | 2035 | 2040
BM | 0 | 0 | 0 | 0 | 0 | 0
CC | 0 | 0 | 0 | 0 | 0 | 0
CSP | 0 | 0 | 0 | 0 | 0 | 0
CT | 0 | 0 | 0 | 0 | 0 | 0
Coal | 0 | 0 | 0 | 0 | 0 | 0
Geo | 0 | 0 | 0 | 0 | 0 | 0
H | 0 | 0 | 0 | 0 | 0 | 0
LFG | 0 | 0 | 0 | 0 | 0 | 0
Nuc | 0 | 0 | 0 | 0 | 0 | 0
PS | 0 | 0 | 0 | 0 | 0 | 0
PV | 0 | 0 | 0 | 0 | 0 | 0
PeakG | 0 | 0 | 0 | 0 | 0 | 0
PeakO | 0 | 0 | 0 | 0 | 0 | 0
ST | 0 | 0 | 0 | 0 | 0 | 0
STOG | 0 | 0 | 0 | 0 | 0 | 0
STWD | 0 | 0 | 0 | 0 | 0 | 0
WT | 0 | 0 | 0 | 0 | 0 | 0
IGCC | 0 | 0 | 0 | 0 | 0 | 0
DemandResponse | 0 | 0 | 0 | 0 | 0 | 0
IGCC-CCS | 0 | 0 | 0 | 0 | 0 | 0
WT_off | 0 | 0 | 0 | 0 | 0 | 0
PseudoUnit | 0 | 0 | 0 | 0 | 0 | 0
FixedInterchange | 0 | 0 | 0 | 0 | 0 | 0
Emission Cost by Reporting Type: SP15
ReportingType | 2015 | 2020 | 2025 | 2030 | 2035 | 2040
BM | 0 | 0 | 0 | 0 | 0 | 0
CC | 0 | 0 | 0 | 0 | 0 | 0
CSP | 0 | 0 | 0 | 0 | 0 | 0
CT | 0 | 0 | 0 | 0 | 0 | 0
Coal | 0 | 0 | 0 | 0 | 0 | 0
Geo | 0 | 0 | 0 | 0 | 0 | 0
H | 0 | 0 | 0 | 0 | 0 | 0
LFG | 0 | 0 | 0 | 0 | 0 | 0
Nuc | 0 | 0 | 0 | 0 | 0 | 0
PS | 0 | 0 | 0 | 0 | 0 | 0
PV | 0 | 0 | 0 | 0 | 0 | 0
PeakG | 0 | 0 | 0 | 0 | 0 | 0
PeakO | 0 | 0 | 0 | 0 | 0 | 0
ST | 0 | 0 | 0 | 0 | 0 | 0
STOG | 0 | 0 | 0 | 0 | 0 | 0
STWD | 0 | 0 | 0 | 0 | 0 | 0
WT | 0 | 0 | 0 | 0 | 0 | 0
IGCC | 0 | 0 | 0 | 0 | 0 | 0
DemandResponse | 0 | 0 | 0 | 0 | 0 | 0
IGCC-CCS | 0 | 0 | 0 | 0 | 0 | 0
WT_off | 0 | 0 | 0 | 0 | 0 | 0
PseudoUnit | 0 | 0 | 0 | 0 | 0 | 0
FixedInterchange | 0 | 0 | 0 | 0 | 0 | 0
Emission Cost by Reporting Type: ALB
ReportingType | 2015 | 2020 | 2025 | 2030 | 2035 | 2040
BM | 0 | 0 | 0 | 0 | 0 | 0
CC | 0 | 0 | 0 | 0 | 0 | 0
CSP | 0 | 0 | 0 | 0 | 0 | 0
CT | 0 | 0 | 0 | 0 | 0 | 0
Coal | 0 | 0 | 0 | 0 | 0 | 0
Geo | 0 | 0 | 0 | 0 | 0 | 0
H | 0 | 0 | 0 | 0 | 0 | 0
LFG | 0 | 0 | 0 | 0 | 0 | 0
Nuc | 0 | 0 | 0 | 0 | 0 | 0
PS | 0 | 0 | 0 | 0 | 0 | 0
PV | 0 | 0 | 0 | 0 | 0 | 0
PeakG | 0 | 0 | 0 | 0 | 0 | 0
PeakO | 0 | 0 | 0 | 0 | 0 | 0
ST | 0 | 0 | 0 | 0 | 0 | 0
STOG | 0 | 0 | 0 | 0 | 0 | 0
STWD | 0 | 0 | 0 | 0 | 0 | 0
WT | 0 | 0 | 0 | 0 | 0 | 0
IGCC | 0 | 0 | 0 | 0 | 0 | 0
DemandResponse | 0 | 0 | 0 | 0 | 0 | 0
IGCC-CCS | 0 | 0 | 0 | 0 | 0 | 0
WT_off | 0 | 0 | 0 | 0 | 0 | 0
PseudoUnit | 0 | 0 | 0 | 0 | 0 | 0
FixedInterchange | 0 | 0 | 0 | 0 | 0 | 0
Emission Cost by Reporting Type: BC
ReportingType | 2015 | 2020 | 2025 | 2030 | 2035 | 2040
BM | 0 | 0 | 0 | 0 | 0 | 0
CC | 0 | 0 | 0 | 0 | 0 | 0
CSP | 0 | 0 | 0 | 0 | 0 | 0
CT | 0 | 0 | 0 | 0 | 0 | 0
Coal | 0 | 0 | 0 | 0 | 0 | 0
Geo | 0 | 0 | 0 | 0 | 0 | 0
H | 0 | 0 | 0 | 0 | 0 | 0
LFG | 0 | 0 | 0 | 0 | 0 | 0
Nuc | 0 | 0 | 0 | 0 | 0 | 0
PS | 0 | 0 | 0 | 0 | 0 | 0
PV | 0 | 0 | 0 | 0 | 0 | 0
PeakG | 0 | 0 | 0 | 0 | 0 | 0
PeakO | 0 | 0 | 0 | 0 | 0 | 0
ST | 0 | 0 | 0 | 0 | 0 | 0
STOG | 0 | 0 | 0 | 0 | 0 | 0
STWD | 0 | 0 | 0 | 0 | 0 | 0
WT | 0 | 0 | 0 | 0 | 0 | 0
IGCC | 0 | 0 | 0 | 0 | 0 | 0
DemandResponse | 0 | 0 | 0 | 0 | 0 | 0
IGCC-CCS | 0 | 0 | 0 | 0 | 0 | 0
WT_off | 0 | 0 | 0 | 0 | 0 | 0
PseudoUnit | 0 | 0 | 0 | 0 | 0 | 0
FixedInterchange | 0 | 0 | 0 | 0 | 0 | 0
Emission Cost by Reporting Type: HQ_IESO
ReportingType | 2015 | 2020 | 2025 | 2030 | 2035 | 2040
BM | 0 | 0 | 0 | 0 | 0 | 0
CC | 0 | 0 | 0 | 0 | 0 | 0
CSP | 0 | 0 | 0 | 0 | 0 | 0
CT | 0 | 0 | 0 | 0 | 0 | 0
Coal | 0 | 0 | 0 | 0 | 0 | 0
Geo | 0 | 0 | 0 | 0 | 0 | 0
H | 0 | 0 | 0 | 0 | 0 | 0
LFG | 0 | 0 | 0 | 0 | 0 | 0
Nuc | 0 | 0 | 0 | 0 | 0 | 0
PS | 0 | 0 | 0 | 0 | 0 | 0
PV | 0 | 0 | 0 | 0 | 0 | 0
PeakG | 0 | 0 | 0 | 0 | 0 | 0
PeakO | 0 | 0 | 0 | 0 | 0 | 0
ST | 0 | 0 | 0 | 0 | 0 | 0
STOG | 0 | 0 | 0 | 0 | 0 | 0
STWD | 0 | 0 | 0 | 0 | 0 | 0
WT | 0 | 0 | 0 | 0 | 0 | 0
IGCC | 0 | 0 | 0 | 0 | 0 | 0
DemandResponse | 0 | 0 | 0 | 0 | 0 | 0
IGCC-CCS | 0 | 0 | 0 | 0 | 0 | 0
WT_off | 0 | 0 | 0 | 0 | 0 | 0
PseudoUnit | 0 | 0 | 0 | 0 | 0 | 0
FixedInterchange | 0 | 0 | 0 | 0 | 0 | 0
Emission Cost by Reporting Type: HQ_NEISO
ReportingType | 2015 | 2020 | 2025 | 2030 | 2035 | 2040
BM | 0 | 0 | 0 | 0 | 0 | 0
CC | 0 | 0 | 0 | 0 | 0 | 0
CSP | 0 | 0 | 0 | 0 | 0 | 0
CT | 0 | 0 | 0 | 0 | 0 | 0
Coal | 0 | 0 | 0 | 0 | 0 | 0
Geo | 0 | 0 | 0 | 0 | 0 | 0
H | 0 | 0 | 0 | 0 | 0 | 0
LFG | 0 | 0 | 0 | 0 | 0 | 0
Nuc | 0 | 0 | 0 | 0 | 0 | 0
PS | 0 | 0 | 0 | 0 | 0 | 0
PV | 0 | 0 | 0 | 0 | 0 | 0
PeakG | 0 | 0 | 0 | 0 | 0 | 0
PeakO | 0 | 0 | 0 | 0 | 0 | 0
ST | 0 | 0 | 0 | 0 | 0 | 0
STOG | 0 | 0 | 0 | 0 | 0 | 0
STWD | 0 | 0 | 0 | 0 | 0 | 0
WT | 0 | 0 | 0 | 0 | 0 | 0
IGCC | 0 | 0 | 0 | 0 | 0 | 0
DemandResponse | 0 | 0 | 0 | 0 | 0 | 0
IGCC-CCS | 0 | 0 | 0 | 0 | 0 | 0
WT_off | 0 | 0 | 0 | 0 | 0 | 0
PseudoUnit | 0 | 0 | 0 | 0 | 0 | 0
FixedInterchange | 0 | 0 | 0 | 0 | 0 | 0
Emission Cost by Reporting Type: HQ_NY
ReportingType | 2015 | 2020 | 2025 | 2030 | 2035 | 2040
BM | 0 | 0 | 0 | 0 | 0 | 0
CC | 0 | 0 | 0 | 0 | 0 | 0
CSP | 0 | 0 | 0 | 0 | 0 | 0
CT | 0 | 0 | 0 | 0 | 0 | 0
Coal | 0 | 0 | 0 | 0 | 0 | 0
Geo | 0 | 0 | 0 | 0 | 0 | 0
H | 0 | 0 | 0 | 0 | 0 | 0
LFG | 0 | 0 | 0 | 0 | 0 | 0
Nuc | 0 | 0 | 0 | 0 | 0 | 0
PS | 0 | 0 | 0 | 0 | 0 | 0
PV | 0 | 0 | 0 | 0 | 0 | 0
PeakG | 0 | 0 | 0 | 0 | 0 | 0
PeakO | 0 | 0 | 0 | 0 | 0 | 0
ST | 0 | 0 | 0 | 0 | 0 | 0
STOG | 0 | 0 | 0 | 0 | 0 | 0
STWD | 0 | 0 | 0 | 0 | 0 | 0
WT | 0 | 0 | 0 | 0 | 0 | 0
IGCC | 0 | 0 | 0 | 0 | 0 | 0
DemandResponse | 0 | 0 | 0 | 0 | 0 | 0
IGCC-CCS | 0 | 0 | 0 | 0 | 0 | 0
WT_off | 0 | 0 | 0 | 0 | 0 | 0
PseudoUnit | 0 | 0 | 0 | 0 | 0 | 0
FixedInterchange | 0 | 0 | 0 | 0 | 0 | 0
Emission Cost by Reporting Type: MARITIMES
ReportingType | 2015 | 2020 | 2025 | 2030 | 2035 | 2040
BM | 0 | 0 | 0 | 0 | 0 | 0
CC | 0 | 0 | 0 | 0 | 0 | 0
CSP | 0 | 0 | 0 | 0 | 0 | 0
CT | 0 | 0 | 0 | 0 | 0 | 0
Coal | 0 | 0 | 0 | 0 | 0 | 0
Geo | 0 | 0 | 0 | 0 | 0 | 0
H | 0 | 0 | 0 | 0 | 0 | 0
LFG | 0 | 0 | 0 | 0 | 0 | 0
Nuc | 0 | 0 | 0 | 0 | 0 | 0
PS | 0 | 0 | 0 | 0 | 0 | 0
PV | 0 | 0 | 0 | 0 | 0 | 0
PeakG | 0 | 0 | 0 | 0 | 0 | 0
PeakO | 0 | 0 | 0 | 0 | 0 | 0
ST | 0 | 0 | 0 | 0 | 0 | 0
STOG | 0 | 0 | 0 | 0 | 0 | 0
STWD | 0 | 0 | 0 | 0 | 0 | 0
WT | 0 | 0 | 0 | 0 | 0 | 0
IGCC | 0 | 0 | 0 | 0 | 0 | 0
DemandResponse | 0 | 0 | 0 | 0 | 0 | 0
IGCC-CCS | 0 | 0 | 0 | 0 | 0 | 0
WT_off | 0 | 0 | 0 | 0 | 0 | 0
PseudoUnit | 0 | 0 | 0 | 0 | 0 | 0
FixedInterchange | 0 | 0 | 0 | 0 | 0 | 0
Emission Cost by Reporting Type: All
ReportingType | 2015 | 2020 | 2025 | 2030 | 2035 | 2040
BM | 0 | 0 | 0 | 0 | 0 | 0
CC | 86.18 | 96.06 | 94 | 91.89 | 150.29 | 176.21
CSP | 0 | 0 | 0 | 0 | 0 | 0
CT | 0 | 0.01 | 0.05 | 0.13 | 0.37 | 0.78
Coal | 11.97 | 15.86 | 15.53 | 15.49 | 21.51 | 21.51
Geo | 0 | 0 | 0 | 0 | 0 | 0
H | 0 | 0 | 0 | 0 | 0 | 0
LFG | 0 | 0 | 0 | 0 | 0 | 0
Nuc | 0 | 0 | 0 | 0 | 0 | 0
PS | 0 | 0 | 0 | 0 | 0 | 0
PV | 0 | 0 | 0 | 0 | 0 | 0
PeakG | 0.12 | 0.37 | 0.59 | 0.53 | 2.25 | 0.84
PeakO | 0 | 0 | 0 | 0 | 0 | 0
ST | 0 | 0 | 0 | 0 | 0 | 0
STOG | 1.5 | 2.37 | 2.96 | 3.05 | 4.14 | 5.22
STWD | 0 | 0 | 0 | 0 | 0 | 0
WT | 0 | 0 | 0 | 0 | 0 | 0
IGCC | 0 | 0 | 0 | 0 | 0 | 0
DemandResponse | 0 | 0 | 0 | 0 | 0 | 0
IGCC-CCS | 0 | 0 | 0 | 0 | 0 | 0
WT_off | 0 | 0 | 0 | 0 | 0 | 0
PseudoUnit | 0 | 0 | 0 | 0 | 0 | 0
FixedInterchange | 0 | 0 | 0 | 0 | 0 | 0
Emission Cost by Reporting Type: EI_US
ReportingType | 2015 | 2020 | 2025 | 2030 | 2035 | 2040
BM | 0 | 0 | 0 | 0 | 0 | 0
CC | 86.18 | 96.06 | 94 | 91.89 | 150.29 | 176.21
CSP | 0 | 0 | 0 | 0 | 0 | 0
CT | 0 | 0.01 | 0.05 | 0.13 | 0.37 | 0.78
Coal | 11.97 | 15.86 | 15.53 | 15.49 | 21.51 | 21.51
Geo | 0 | 0 | 0 | 0 | 0 | 0
H | 0 | 0 | 0 | 0 | 0 | 0
LFG | 0 | 0 | 0 | 0 | 0 | 0
Nuc | 0 | 0 | 0 | 0 | 0 | 0
PS | 0 | 0 | 0 | 0 | 0 | 0
PV | 0 | 0 | 0 | 0 | 0 | 0
PeakG | 0.12 | 0.37 | 0.59 | 0.53 | 2.25 | 0.84
PeakO | 0 | 0 | 0 | 0 | 0 | 0
ST | 0 | 0 | 0 | 0 | 0 | 0
STOG | 1.5 | 2.37 | 2.96 | 3.05 | 4.14 | 5.22
STWD | 0 | 0 | 0 | 0 | 0 | 0
WT | 0 | 0 | 0 | 0 | 0 | 0
IGCC | 0 | 0 | 0 | 0 | 0 | 0
DemandResponse | 0 | 0 | 0 | 0 | 0 | 0
IGCC-CCS | 0 | 0 | 0 | 0 | 0 | 0
WT_off | 0 | 0 | 0 | 0 | 0 | 0
PseudoUnit | 0 | 0 | 0 | 0 | 0 | 0
FixedInterchange | 0 | 0 | 0 | 0 | 0 | 0
Emission Cost by Reporting Type: EI_Canada
ReportingType | 2015 | 2020 | 2025 | 2030 | 2035 | 2040
BM | 0 | 0 | 0 | 0 | 0 | 0
CC | 0 | 0 | 0 | 0 | 0 | 0
CSP | 0 | 0 | 0 | 0 | 0 | 0
CT | 0 | 0 | 0 | 0 | 0 | 0
Coal | 0 | 0 | 0 | 0 | 0 | 0
Geo | 0 | 0 | 0 | 0 | 0 | 0
H | 0 | 0 | 0 | 0 | 0 | 0
LFG | 0 | 0 | 0 | 0 | 0 | 0
Nuc | 0 | 0 | 0 | 0 | 0 | 0
PS | 0 | 0 | 0 | 0 | 0 | 0
PV | 0 | 0 | 0 | 0 | 0 | 0
PeakG | 0 | 0 | 0 | 0 | 0 | 0
PeakO | 0 | 0 | 0 | 0 | 0 | 0
ST | 0 | 0 | 0 | 0 | 0 | 0
STOG | 0 | 0 | 0 | 0 | 0 | 0
STWD | 0 | 0 | 0 | 0 | 0 | 0
WT | 0 | 0 | 0 | 0 | 0 | 0
IGCC | 0 | 0 | 0 | 0 | 0 | 0
DemandResponse | 0 | 0 | 0 | 0 | 0 | 0
IGCC-CCS | 0 | 0 | 0 | 0 | 0 | 0
WT_off | 0 | 0 | 0 | 0 | 0 | 0
PseudoUnit | 0 | 0 | 0 | 0 | 0 | 0
FixedInterchange | 0 | 0 | 0 | 0 | 0 | 0
Emission Cost by Reporting Type: EI
ReportingType | 2015 | 2020 | 2025 | 2030 | 2035 | 2040
BM | 0 | 0 | 0 | 0 | 0 | 0
CC | 86.18 | 96.06 | 94 | 91.89 | 150.29 | 176.21
CSP | 0 | 0 | 0 | 0 | 0 | 0
CT | 0 | 0.01 | 0.05 | 0.13 | 0.37 | 0.78
Coal | 11.97 | 15.86 | 15.53 | 15.49 | 21.51 | 21.51
Geo | 0 | 0 | 0 | 0 | 0 | 0
H | 0 | 0 | 0 | 0 | 0 | 0
LFG | 0 | 0 | 0 | 0 | 0 | 0
Nuc | 0 | 0 | 0 | 0 | 0 | 0
PS | 0 | 0 | 0 | 0 | 0 | 0
PV | 0 | 0 | 0 | 0 | 0 | 0
PeakG | 0.12 | 0.37 | 0.59 | 0.53 | 2.25 | 0.84
PeakO | 0 | 0 | 0 | 0 | 0 | 0
ST | 0 | 0 | 0 | 0 | 0 | 0
STOG | 1.5 | 2.37 | 2.96 | 3.05 | 4.14 | 5.22
STWD | 0 | 0 | 0 | 0 | 0 | 0
WT | 0 | 0 | 0 | 0 | 0 | 0
IGCC | 0 | 0 | 0 | 0 | 0 | 0
DemandResponse | 0 | 0 | 0 | 0 | 0 | 0
IGCC-CCS | 0 | 0 | 0 | 0 | 0 | 0
WT_off | 0 | 0 | 0 | 0 | 0 | 0
PseudoUnit | 0 | 0 | 0 | 0 | 0 | 0
FixedInterchange | 0 | 0 | 0 | 0 | 0 | 0
Emission Cost by Reporting Type: Outside_EI
ReportingType | 2015 | 2020 | 2025 | 2030 | 2035 | 2040
BM | 0 | 0 | 0 | 0 | 0 | 0
CC | 0 | 0 | 0 | 0 | 0 | 0
CSP | 0 | 0 | 0 | 0 | 0 | 0
CT | 0 | 0 | 0 | 0 | 0 | 0
Coal | 0 | 0 | 0 | 0 | 0 | 0
Geo | 0 | 0 | 0 | 0 | 0 | 0
H | 0 | 0 | 0 | 0 | 0 | 0
LFG | 0 | 0 | 0 | 0 | 0 | 0
Nuc | 0 | 0 | 0 | 0 | 0 | 0
PS | 0 | 0 | 0 | 0 | 0 | 0
PV | 0 | 0 | 0 | 0 | 0 | 0
PeakG | 0 | 0 | 0 | 0 | 0 | 0
PeakO | 0 | 0 | 0 | 0 | 0 | 0
ST | 0 | 0 | 0 | 0 | 0 | 0
STOG | 0 | 0 | 0 | 0 | 0 | 0
STWD | 0 | 0 | 0 | 0 | 0 | 0
WT | 0 | 0 | 0 | 0 | 0 | 0
IGCC | 0 | 0 | 0 | 0 | 0 | 0
DemandResponse | 0 | 0 | 0 | 0 | 0 | 0
IGCC-CCS | 0 | 0 | 0 | 0 | 0 | 0
WT_off | 0 | 0 | 0 | 0 | 0 | 0
PseudoUnit | 0 | 0 | 0 | 0 | 0 | 0
FixedInterchange | 0 | 0 | 0 | 0 | 0 | 0
#8 | Base VOM Costs ($million)
Base VOM Costs by Reporting Type: Entergy
ReportingType | 2015 | 2020 | 2025 | 2030 | 2035 | 2040
BM | 0 | 0 | 0 | 0 | 0 | 0
CC | 155.07 | 186.32 | 168.98 | 170.77 | 185.59 | 217.65
CSP | 0 | 0 | 0 | 0 | 0 | 0
CT | 0 | 0 | 0 | 0 | 0 | 0
Coal | 233.41 | 226.33 | 241.5 | 247.31 | 252.94 | 252.94
Geo | 0 | 0 | 0 | 0 | 0 | 0
H | 0 | 0 | 0 | 0 | 0 | 0
LFG | 0 | 0 | 0 | 0.01 | 0.01 | 0.01
Nuc | 100.26 | 100.26 | 100.26 | 100.26 | 84.69 | 66.26
PS | 0 | 0 | 0 | 0 | 0 | 0
PV | 0 | 0 | 0 | 0 | 0 | 0
PeakG | 0 | 0 | 0.07 | 0 | 0 | 0
PeakO | 0 | 0 | 0 | 0 | 0 | 0
ST | 0 | 0 | 0 | 0 | 0 | 0
STOG | 3.39 | 3.72 | 3.15 | 2.4 | 3.19 | 3.19
STWD | 3.43 | 0.2 | 0.19 | 0.19 | 0.2 | 0.2
WT | 0 | 0 | 0 | 0 | 0 | 0
IGCC | 0 | 0 | 0 | 0 | 0 | 0
DemandResponse | 0 | 0 | 0 | 0 | 0 | 0
IGCC-CCS | 0 | 0 | 0 | 0 | 0 | 0
WT_off | 0 | 0 | 0 | 0 | 0 | 0
PseudoUnit | 0 | 0 | 0 | 0 | 0 | 0
FixedInterchange | 0 | 0 | 0 | 0 | 0 | 0
Base VOM Costs by Reporting Type: FRCC
ReportingType | 2015 | 2020 | 2025 | 2030 | 2035 | 2040
BM | 0 | 12.79 | 74.69 | 74.69 | 74.69 | 74.69
CC | 362 | 408.79 | 406.97 | 435.03 | 642.48 | 768.6
CSP | 0 | 0 | 0 | 0 | 0 | 0
CT | 9.4 | 9.54 | 9.38 | 4.8 | 6.41 | 3.4
Coal | 218.87 | 236.1 | 240.74 | 246.64 | 252.59 | 252.59
Geo | 0 | 0 | 0 | 0 | 0 | 0
H | 0 | 0 | 0 | 0 | 0 | 0
LFG | 0.04 | 0.06 | 0.06 | 0.06 | 0.06 | 0.06
Nuc | 76.4 | 76.4 | 76.4 | 76.4 | 46.53 | 15.51
PS | 0 | 0 | 0 | 0 | 0 | 0
PV | 0 | 0 | 0 | 0 | 0 | 0
PeakG | 3.29 | 4.23 | 6.41 | 4.03 | 1.47 | 0.88
PeakO | 0 | 0 | 0 | 0 | 0 | 0
ST | 0 | 0 | 0 | 0 | 0 | 0
STOG | 9.24 | 7.87 | 7.5 | 4.85 | 4.35 | 4.25
STWD | 3.24 | 3.24 | 3.24 | 3.24 | 3.24 | 3.24
WT | 0 | 0 | 0 | 0 | 0 | 0
IGCC | 0 | 0 | 0 | 0 | 0 | 0
DemandResponse | 0 | 0 | 0 | 0 | 0 | 0
IGCC-CCS | 0 | 0 | 0 | 0 | 0 | 0
WT_off | 0 | 0 | 0 | 0 | 0 | 0
PseudoUnit | 0 | 0 | 0 | 0 | 0 | 0
FixedInterchange | 0 | 0 | 0 | 0 | 0 | 0
Base VOM Costs by Reporting Type: MAPP_US
ReportingType | 2015 | 2020 | 2025 | 2030 | 2035 | 2040
BM | 0 | 0 | 0 | 0 | 0 | 0
CC | 0.62 | 0.83 | 0.72 | 0.28 | 0.47 | 0.47
CSP | 0 | 0 | 0 | 0 | 0 | 0
CT | 0 | 0 | 0 | 0 | 0 | 0
Coal | 83.46 | 74.01 | 74.01 | 74.01 | 74.01 | 74.01
Geo | 0 | 0 | 0 | 0 | 0 | 0
H | 0 | 0 | 0 | 0 | 0 | 0
LFG | 0 | 0 | 0 | 0.01 | 0.01 | 0.01
Nuc | 0 | 0 | 0 | 0 | 0 | 0
PS | 0 | 0 | 0 | 0 | 0 | 0
PV | 0 | 0 | 0 | 0 | 0 | 0
PeakG | 0.21 | 0.75 | 1.1 | 0.26 | 1.46 | 0.39
PeakO | 0 | 0 | 0 | 0 | 0 | 0
ST | 0 | 0 | 0 | 0 | 0 | 0
STOG | 0 | 0 | 0 | 0 | 0 | 0
STWD | 0 | 0 | 0 | 0 | 0 | 0
WT | 0.07 | 0.12 | 0.12 | 0.28 | 0.41 | 0.49
IGCC | 0 | 0 | 0 | 0 | 0 | 0
DemandResponse | 0 | 0 | 0 | 0 | 0 | 0
IGCC-CCS | 0 | 0 | 0 | 0 | 0 | 0
WT_off | 0 | 0 | 0 | 0 | 0 | 0
PseudoUnit | 0 | 0 | 0 | 0 | 0 | 0
FixedInterchange | 0 | 0 | 0 | 0 | 0 | 0
Base VOM Costs by Reporting Type: MISO_IN
ReportingType | 2015 | 2020 | 2025 | 2030 | 2035 | 2040
BM | 0 | 0 | 0 | 0 | 0 | 0
CC | 10.3 | 16.91 | 13.59 | 9.86 | 107.86 | 134.88
CSP | 0 | 0 | 0 | 0 | 0 | 0
CT | 0 | 0 | 0 | 0 | 0 | 0
Coal | 334.38 | 380.41 | 385.46 | 386.61 | 406.37 | 413.51
Geo | 0 | 0 | 0 | 0 | 0 | 0
H | 0 | 0 | 0 | 0 | 0 | 0
LFG | 0 | 0 | 0.01 | 0.01 | 0.01 | 0.01
Nuc | 0 | 0 | 0 | 0 | 0 | 0
PS | 0 | 0 | 0 | 0 | 0 | 0
PV | 0 | 0 | 0.01 | 0.01 | 0.01 | 0.01
PeakG | 0.04 | 0 | 0.2 | 0.06 | 0.75 | 0.75
PeakO | 0 | 0 | 0 | 0 | 0 | 0
ST | 0 | 0 | 0 | 0 | 0 | 0
STOG | 0.13 | 0.25 | 0.13 | 0.13 | 0.27 | 0.27
STWD | 0 | 0 | 0 | 0 | 0 | 0
WT | 0.02 | 0.02 | 0.02 | 0.02 | 0.02 | 0.02
IGCC | 30.43 | 30.43 | 30.43 | 30.43 | 30.43 | 30.43
DemandResponse | 0 | 0 | 0 | 0 | 0 | 0
IGCC-CCS | 0 | 0 | 0 | 0 | 0 | 0
WT_off | 0 | 0 | 0 | 0 | 0 | 0
PseudoUnit | 0 | 0 | 0 | 0 | 0 | 0
FixedInterchange | 0 | 0 | 0 | 0 | 0 | 0
Base VOM Costs by Reporting Type: MISO_MI
ReportingType | 2015 | 2020 | 2025 | 2030 | 2035 | 2040
BM | 0 | 0 | 0 | 0 | 0 | 0
CC | 28.68 | 33.61 | 31 | 19.88 | 20.62 | 15.07
CSP | 0 | 0 | 0 | 0 | 0 | 0
CT | 0 | 0 | 0 | 0 | 0 | 0
Coal | 218.7 | 205.43 | 208.35 | 204.64 | 223.06 | 225.18
Geo | 0 | 0 | 0 | 0 | 0 | 0
H | 0 | 0 | 0 | 0 | 0 | 0
LFG | 0.01 | 0.01 | 0.03 | 0.03 | 0.03 | 0.03
Nuc | 34.93 | 34.93 | 34.93 | 34.93 | 20.54 | 20.54
PS | 0 | 0 | 0 | 0 | 0 | 0
PV | 0 | 0 | 0 | 0 | 0 | 0
PeakG | 0.23 | 0.22 | 0.29 | 0.28 | 0.5 | 0.33
PeakO | 0 | 0 | 0 | 0 | 0 | 0
ST | 0 | 0 | 0 | 0 | 0 | 0
STOG | 1.05 | 1.31 | 1.28 | 0.96 | 2.35 | 2.51
STWD | 0.48 | 1.21 | 2.71 | 2.71 | 2.71 | 2.71
WT | 0.06 | 0.06 | 0.07 | 0.07 | 0.08 | 0.08
IGCC | 0 | 0 | 0 | 0 | 0 | 0
DemandResponse | 0 | 0 | 0 | 0 | 0 | 0
IGCC-CCS | 0 | 0 | 0 | 0 | 0 | 0
WT_off | 0 | 0 | 0 | 0 | 0 | 0
PseudoUnit | 0 | 0 | 0 | 0 | 0 | 0
FixedInterchange | 0 | 0 | 0 | 0 | 0 | 0
Base VOM Costs by Reporting Type: MISO_MO-IL
ReportingType | 2015 | 2020 | 2025 | 2030 | 2035 | 2040
BM | 0 | 0 | 0 | 0 | 0 | 0
CC | 6.9 | 10.92 | 7.35 | 3.57 | 4.41 | 4.35
CSP | 0 | 0 | 0 | 0 | 0 | 0
CT | 0 | 0 | 0 | 0 | 0 | 0
Coal | 395 | 358.29 | 371.92 | 362.59 | 411.92 | 411.92
Geo | 0 | 0 | 0 | 0 | 0 | 0
H | 0 | 0 | 0.02 | 0.02 | 0.02 | 0.02
LFG | 0 | 0 | 0.02 | 0.02 | 0.02 | 0.02
Nuc | 41.29 | 41.29 | 41.29 | 41.29 | 41.29 | 41.29
PS | 0 | 0 | 0 | 0 | 0 | 0
PV | 0 | 0 | 0 | 0 | 0 | 0
PeakG | 1.17 | 2.26 | 3.24 | 3.95 | 3.67 | 3.67
PeakO | 0 | 0 | 0 | 0 | 0 | 0
ST | 0 | 0 | 0 | 0 | 0 | 0
STOG | 0.14 | 0.26 | 0.26 | 0.26 | 0.14 | 0.04
STWD | 0 | 0 | 0 | 0 | 0 | 0
WT | 0.02 | 0.02 | 0.02 | 0.02 | 0.02 | 0.05
IGCC | 0 | 0 | 0 | 0 | 0 | 0
DemandResponse | 0 | 0 | 0 | 0 | 0 | 0
IGCC-CCS | 0 | 0 | 0 | 0 | 0 | 0
WT_off | 0 | 0 | 0 | 0 | 0 | 0
PseudoUnit | 0 | 0 | 0 | 0 | 0 | 0
FixedInterchange | 0 | 0 | 0 | 0 | 0 | 0
Base VOM Costs by Reporting Type: MISO_W
ReportingType | 2015 | 2020 | 2025 | 2030 | 2035 | 2040
BM | 0 | 0 | 0 | 0 | 0 | 0
CC | 24.05 | 22.24 | 16.52 | 8.16 | 11.23 | 9.01
CSP | 0 | 0 | 0 | 0 | 0 | 0
CT | 0 | 0 | 0 | 0 | 0 | 0
Coal | 325.39 | 338.03 | 339.47 | 332.68 | 341.25 | 427.61
Geo | 0 | 0 | 0 | 0 | 0 | 0
H | 0 | 0 | 0 | 0 | 0 | 0
LFG | 0.02 | 0.02 | 0.02 | 0.02 | 0.02 | 0.02
Nuc | 43.67 | 43.67 | 43.67 | 43.67 | 0 | 0
PS | 0 | 0 | 0 | 0 | 0 | 0
PV | 0 | 0 | 0 | 0 | 0 | 0
PeakG | 2.41 | 1.01 | 0.86 | 0.65 | 4.28 | 1.37
PeakO | 0 | 0 | 0 | 0 | 0 | 0
ST | 0 | 0 | 0 | 0 | 0 | 0
STOG | 0.03 | 0.01 | 0 | 0 | 0 | 0
STWD | 0 | 5.21 | 1.39 | 1.93 | 1.93 | 2.34
WT | 0.32 | 0.32 | 0.5 | 0.9 | 0.9 | 0.9
IGCC | 0 | 0 | 0 | 0 | 0 | 0
DemandResponse | 0 | 0 | 0 | 0 | 0 | 0
IGCC-CCS | 0 | 0 | 0 | 0 | 0 | 0
WT_off | 0 | 0 | 0 | 0 | 0 | 0
PseudoUnit | 0 | 0 | 0 | 0 | 0 | 0
FixedInterchange | 0 | 0 | 0 | 0 | 0 | 0
Base VOM Costs by Reporting Type: MISO_WUMS
ReportingType | 2015 | 2020 | 2025 | 2030 | 2035 | 2040
BM | 0 | 0 | 0 | 0 | 0 | 0
CC | 29.22 | 63.02 | 59.44 | 36.78 | 133.15 | 109.83
CSP | 0 | 0 | 0 | 0 | 0 | 0
CT | 0 | 2.73 | 4.73 | 3.82 | 7.97 | 12.4
Coal | 105.44 | 122.5 | 128.95 | 123.52 | 149.89 | 155
Geo | 0 | 0 | 0 | 0 | 0 | 0
H | 0 | 0 | 0 | 0 | 0 | 0
LFG | 0.01 | 0.01 | 0.03 | 0.03 | 0.03 | 0.03
Nuc | 33.6 | 33.6 | 33.6 | 33.6 | 0 | 0
PS | 0 | 0 | 0 | 0 | 0 | 0
PV | 0 | 0 | 0 | 0 | 0 | 0
PeakG | 0.26 | 0.15 | 0 | 0 | 0 | 0
PeakO | 0 | 0 | 0 | 0 | 0 | 0
ST | 0 | 0 | 0 | 0 | 0 | 0
STOG | 0.01 | 0 | 0 | 0 | 0 | 0
STWD | 0 | 0.19 | 0.23 | 0.17 | 0.65 | 0.78
WT | 0.05 | 0.05 | 0.05 | 0.05 | 0.05 | 0.05
IGCC | 0 | 0 | 0 | 0 | 0 | 0
DemandResponse | 0 | 0 | 0 | 0 | 0 | 0
IGCC-CCS | 0 | 0 | 0 | 0 | 0 | 0
WT_off | 0 | 0 | 0 | 0 | 0 | 0
PseudoUnit | 0 | 0 | 0 | 0 | 0 | 0
FixedInterchange | 0 | 0 | 0 | 0 | 0 | 0
Base VOM Costs by Reporting Type: Nebraska
ReportingType | 2015 | 2020 | 2025 | 2030 | 2035 | 2040
BM | 0 | 0 | 0 | 0 | 0 | 0
CC | 2.5 | 1.08 | 0.92 | 0.59 | 1.07 | 0.91
CSP | 0 | 0 | 0 | 0 | 0 | 0
CT | 0 | 0 | 0 | 0 | 0 | 0
Coal | 117.38 | 127.61 | 127.61 | 127.61 | 127.61 | 186.94
Geo | 0 | 0 | 0 | 0 | 0 | 0
H | 0 | 0 | 0 | 0 | 0 | 0
LFG | 0 | 0 | 0 | 0.01 | 0.01 | 0.01
Nuc | 23.15 | 23.15 | 23.15 | 23.15 | 0 | 0
PS | 0 | 0 | 0 | 0 | 0 | 0
PV | 0 | 0 | 0 | 0 | 0 | 0
PeakG | 0.5 | 1.4 | 1.38 | 0.31 | 0 | 0
PeakO | 0 | 0 | 0 | 0 | 0 | 0
ST | 0 | 0 | 0 | 0 | 0 | 0
STOG | 0.09 | 0.13 | 0.25 | 0.13 | 0.25 | 0
STWD | 0 | 0 | 0 | 0 | 0 | 0
WT | 0.01 | 0.1 | 0.1 | 0.1 | 0.1 | 0.1
IGCC | 0 | 0 | 0 | 0 | 0 | 0
DemandResponse | 0 | 0 | 0 | 0 | 0 | 0
IGCC-CCS | 0 | 0 | 0 | 0 | 0 | 0
WT_off | 0 | 0 | 0 | 0 | 0 | 0
PseudoUnit | 0 | 0 | 0 | 0 | 0 | 0
FixedInterchange | 0 | 0 | 0 | 0 | 0 | 0
Base VOM Costs by Reporting Type: NEISO
ReportingType | 2015 | 2020 | 2025 | 2030 | 2035 | 2040
BM | 9.41 | 9.41 | 2.64 | 2.64 | 2.75 | 2.99
CC | 124.58 | 107.75 | 113.15 | 122.52 | 152.96 | 176.22
CSP | 0 | 0 | 0 | 0 | 0 | 0
CT | 0.03 | 0.11 | 0.11 | 0.06 | 0.83 | 1.42
Coal | 0.12 | 0 | 0 | 0 | 0 | 0
Geo | 0 | 0 | 0 | 0 | 0 | 0
H | 0 | 0 | 0 | 0 | 0 | 0
LFG | 0.05 | 0.05 | 0.06 | 0.06 | 0.06 | 0.06
Nuc | 85.9 | 85.9 | 85.9 | 85.9 | 62.06 | 45.84
PS | 0 | 0 | 0 | 0 | 0 | 0
PV | 0 | 0.01 | 0.01 | 0.01 | 0.01 | 0.01
PeakG | 0.25 | 0.32 | 0.32 | 0.3 | 0.85 | 0.85
PeakO | 0 | 0 | 0 | 0 | 0 | 0
ST | 0 | 0 | 0 | 0 | 0 | 0
STOG | 0 | 0 | 0 | 0 | 0 | 0
STWD | 10.15 | 10.15 | 5.32 | 5.31 | 5.14 | 7.07
WT | 0.01 | 0.06 | 0.13 | 0.16 | 0.17 | 0.17
IGCC | 0 | 0 | 0 | 0 | 0 | 0
DemandResponse | 0 | 0 | 0 | 0 | 0 | 0
IGCC-CCS | 0 | 0 | 0 | 0 | 0 | 0
WT_off | 0.02 | 0.02 | 0.02 | 0.02 | 0.02 | 0.02
PseudoUnit | 0 | 0 | 0 | 0 | 0 | 0
FixedInterchange | 0 | 0 | 0 | 0 | 0 | 0
Base VOM Costs by Reporting Type: NonRTO_Midwest
ReportingType | 2015 | 2020 | 2025 | 2030 | 2035 | 2040
BM | 0 | 0 | 0 | 0 | 0 | 0
CC | 0 | 5.8 | 7.28 | 7.96 | 7.07 | 10.18
CSP | 0 | 0 | 0 | 0 | 0 | 0
CT | 0 | 0 | 0 | 0.08 | 0.17 | 0.82
Coal | 218.88 | 247.69 | 250.43 | 252.76 | 258.03 | 268.12
Geo | 0 | 0 | 0 | 0 | 0 | 0
H | 0 | 0 | 0.04 | 0.04 | 0.04 | 0.04
LFG | 0 | 0 | 0.01 | 0.01 | 0.01 | 0.01
Nuc | 0 | 0 | 0 | 0 | 0 | 0
PS | 0 | 0 | 0 | 0 | 0 | 0
PV | 0 | 0 | 0 | 0 | 0 | 0
PeakG | 1.3 | 2.44 | 3.38 | 2.58 | 3.19 | 2.32
PeakO | 0 | 0 | 0 | 0 | 0 | 0
ST | 0 | 0 | 0 | 0 | 0 | 0
STOG | 0 | 0 | 0 | 0 | 0 | 0
STWD | 0 | 0 | 0 | 0 | 0 | 0
WT | 0 | 0 | 0 | 0 | 0 | 0
IGCC | 0 | 0 | 0 | 0 | 0 | 0
DemandResponse | 0 | 0 | 0 | 0 | 0 | 0
IGCC-CCS | 0 | 0 | 0 | 0 | 0 | 0
WT_off | 0 | 0 | 0 | 0 | 0 | 0
PseudoUnit | 0 | 0 | 0 | 0 | 0 | 0
FixedInterchange | 0 | 0 | 0 | 0 | 0 | 0
Base VOM Costs by Reporting Type: NYISO_A-F
ReportingType | 2015 | 2020 | 2025 | 2030 | 2035 | 2040
BM | 0 | 0 | 0 | 0 | 0 | 0
CC | 25.23 | 26.81 | 35.29 | 36.41 | 43.48 | 38.99
CSP | 0 | 0 | 0 | 0 | 0 | 0
CT | 0 | 0 | 0 | 0 | 0 | 0
Coal | 0 | 0 | 0 | 0 | 0 | 0
Geo | 0 | 0 | 0 | 0 | 0 | 0
H | 0 | 0 | 0 | 0 | 0 | 0
LFG | 0.02 | 0.02 | 0.02 | 0.02 | 0.02 | 0.02
Nuc | 62.23 | 62.23 | 62.23 | 50.74 | 40 | 24.24
PS | 0 | 0 | 0 | 0 | 0 | 0
PV | 0 | 0 | 0 | 0 | 0 | 0
PeakG | 0 | 0 | 0.05 | 0.05 | 0.05 | 0.05
PeakO | 0 | 0 | 0 | 0 | 0 | 0
ST | 0 | 0 | 0 | 0 | 0 | 0
STOG | 0 | 0 | 0 | 0 | 0 | 0
STWD | 0 | 0 | 0 | 0 | 0 | 0
WT | 0.11 | 0.13 | 0.13 | 0.13 | 0.1 | 0.1
IGCC | 0 | 0 | 0 | 0 | 0 | 0
DemandResponse | 0 | 0 | 0 | 0 | 0 | 0
IGCC-CCS | 0 | 0 | 0 | 0 | 0 | 0
WT_off | 0 | 0 | 0 | 0 | 0 | 0
PseudoUnit | 0 | 0 | 0 | 0 | 0 | 0
FixedInterchange | 0 | 0 | 0 | 0 | 0 | 0
Base VOM Costs by Reporting Type: NYISO_G-I
ReportingType | 2015 | 2020 | 2025 | 2030 | 2035 | 2040
BM | 0 | 0 | 0 | 0 | 0 | 0
CC | 14.09 | 18.56 | 19.55 | 20.18 | 133.78 | 218.34
CSP | 0 | 0 | 0 | 0 | 0 | 0
CT | 0 | 0 | 0 | 0 | 0 | 0
Coal | 0 | 0 | 0 | 0 | 0 | 0
Geo | 0 | 0 | 0 | 0 | 0 | 0
H | 0 | 0 | 0 | 0 | 0 | 0
LFG | 0.01 | 0.01 | 0.01 | 0.01 | 0.01 | 0.01
Nuc | 37.82 | 37.82 | 37.82 | 37.82 | 18.96 | 0.01
PS | 0 | 0 | 0 | 0 | 0 | 0
PV | 0 | 0 | 0 | 0 | 0 | 0
PeakG | 0 | 0 | 0 | 0 | 0 | 0
PeakO | 0 | 0 | 0 | 0 | 0 | 0
ST | 0 | 0 | 0 | 0 | 0 | 0
STOG | 0 | 0 | 0 | 0 | 0 | 0
STWD | 0 | 0 | 0 | 0 | 0 | 0
WT | 0 | 0 | 0 | 0 | 0 | 0
IGCC | 0 | 0 | 0 | 0 | 0 | 0
DemandResponse | 0 | 0 | 0 | 0 | 0 | 0
IGCC-CCS | 0 | 0 | 0 | 0 | 0 | 0
WT_off | 0 | 0 | 0 | 0 | 0 | 0
PseudoUnit | 0 | 0 | 0 | 0 | 0 | 0
FixedInterchange | 0 | 0 | 0 | 0 | 0 | 0
Base VOM Costs by Reporting Type: NYISO_J-K
ReportingType | 2015 | 2020 | 2025 | 2030 | 2035 | 2040
BM | 0 | 0 | 0 | 0 | 0 | 0
CC | 67.53 | 80.44 | 81.77 | 81.24 | 83.15 | 85.07
CSP | 0 | 0 | 0 | 0 | 0 | 0
CT | 0 | 0 | 0.3 | 1.01 | 2.16 | 4.35
Coal | 0 | 0 | 0 | 0 | 0 | 0
Geo | 0 | 0 | 0 | 0 | 0 | 0
H | 0 | 0 | 0 | 0 | 0 | 0
LFG | 0.01 | 0.01 | 0.01 | 0.02 | 0.02 | 0.02
Nuc | 0 | 0 | 0 | 0 | 0 | 0
PS | 0 | 0 | 0 | 0 | 0 | 0
PV | 0 | 0 | 0 | 0 | 0 | 0
PeakG | 0.42 | 1.3 | 1.78 | 1.39 | 4.25 | 2.65
PeakO | 0 | 0 | 0 | 0 | 0 | 0
ST | 0 | 0 | 0 | 0 | 0 | 0
STOG | 2.34 | 3.6 | 4.83 | 5.04 | 6.03 | 8.95
STWD | 0 | 0 | 0 | 0 | 0 | 0
WT | 0 | 0 | 0 | 0 | 0 | 0
IGCC | 0 | 0 | 0 | 0 | 0 | 0
DemandResponse | 0 | 0 | 0 | 0 | 0 | 0
IGCC-CCS | 0 | 0 | 0 | 0 | 0 | 0
WT_off | 0 | 0 | 0 | 0 | 0 | 0
PseudoUnit | 0 | 0 | 0 | 0 | 0 | 0
FixedInterchange | 0 | 0 | 0 | 0 | 0 | 0
Base VOM Costs by Reporting Type: PJM_E
ReportingType | 2015 | 2020 | 2025 | 2030 | 2035 | 2040
BM | 1.12 | 1.12 | 1.12 | 1.12 | 1.12 | 1.12
CC | 88.5 | 120.23 | 90.29 | 71.16 | 152.52 | 156.96
CSP | 0 | 0 | 0 | 0 | 0 | 0
CT | 0 | 0.01 | 0.01 | 0.03 | 0.1 | 0.7
Coal | 1.46 | 0.55 | 0.64 | 0.54 | 0.88 | 0.88
Geo | 0 | 0 | 0 | 0 | 0 | 0
H | 0 | 0 | 0 | 0 | 0 | 0
LFG | 0.04 | 0.05 | 0.05 | 0.05 | 0.05 | 0.05
Nuc | 157.37 | 146 | 146 | 146 | 104.88 | 83.17
PS | 0 | 0 | 0 | 0 | 0 | 0
PV | 0 | 0 | 0 | 0 | 0 | 0
PeakG | 0.19 | 0.67 | 2.1 | 2.1 | 7.81 | 2.1
PeakO | 0 | 0 | 0 | 0 | 0 | 0
ST | 0 | 0 | 0 | 0 | 0 | 0
STOG | 0.72 | 1.22 | 1.22 | 1.2 | 2.38 | 1.74
STWD | 0 | 0 | 0 | 0 | 0 | 0
WT | 0.02 | 0.02 | 0.07 | 0.07 | 0.07 | 0.07
IGCC | 0 | 0 | 0 | 0 | 0 | 0
DemandResponse | 0 | 0 | 0 | 0 | 0 | 0
IGCC-CCS | 0 | 0 | 0 | 0 | 0 | 0
WT_off | 0 | 0 | 0.19 | 0.37 | 0.37 | 0.37
PseudoUnit | 0 | 0 | 0 | 0 | 0 | 0
FixedInterchange | 0 | 0 | 0 | 0 | 0 | 0
Base VOM Costs by Reporting Type: PJM_ROM
ReportingType | 2015 | 2020 | 2025 | 2030 | 2035 | 2040
BM | 0.67 | 2.19 | 2.19 | 47.8 | 70.61 | 70.61
CC | 50.56 | 64.31 | 49.39 | 39.21 | 73.3 | 409.76
CSP | 0 | 0 | 0 | 0 | 0 | 0
CT | 0 | 0.01 | 0.02 | 0.02 | 0.06 | 0.02
Coal | 185.74 | 175.11 | 174.24 | 168 | 193.48 | 193.48
Geo | 0 | 0 | 0 | 0 | 0 | 0
H | 0 | 0.03 | 0.03 | 0.03 | 0.03 | 0.03
LFG | 0.03 | 0.05 | 0.05 | 0.05 | 0.05 | 0.05
Nuc | 93.13 | 93.13 | 93.13 | 93.13 | 61.1 | 44.47
PS | 0 | 0 | 0 | 0 | 0 | 0
PV | 0 | 0.03 | 0.04 | 0.05 | 0.05 | 0.05
PeakG | 0 | 0.33 | 0 | 0 | 2.89 | 0.4
PeakO | 0 | 0 | 0 | 0 | 0 | 0
ST | 0 | 0 | 0 | 0 | 0 | 0
STOG | 1.64 | 3.21 | 3.21 | 3.01 | 3.68 | 3.21
STWD | 1.16 | 1.16 | 1.16 | 1.16 | 1.16 | 1.16
WT | 0.03 | 0.19 | 0.19 | 0.19 | 0.19 | 0.19
IGCC | 0 | 0 | 0 | 0 | 0 | 0
DemandResponse | 0 | 0 | 0 | 0 | 0 | 0
IGCC-CCS | 0 | 0 | 0 | 0 | 0 | 0
WT_off | 0 | 0 | 0 | 0 | 0 | 0.06
PseudoUnit | 0 | 0 | 0 | 0 | 0 | 0
FixedInterchange | 0 | 0 | 0 | 0 | 0 | 0
Base VOM Costs by Reporting Type: PJM_ROR
ReportingType | 2015 | 2020 | 2025 | 2030 | 2035 | 2040
BM | 11.35 | 14.36 | 14.36 | 63.75 | 103.66 | 140.54
CC | 175.61 | 170.57 | 126 | 88.94 | 149.4 | 109.68
CSP | 0 | 0 | 0 | 0 | 0 | 0
CT | 0.06 | 0.06 | 0.06 | 0.03 | 15.16 | 33.8
Coal | 1344.24 | 1128.14 | 1126.75 | 1126.61 | 1138.05 | 1148.84
Geo | 0 | 0 | 0 | 0 | 0 | 0
H | 0 | 0.03 | 0.03 | 0.03 | 0.03 | 0.03
LFG | 0.05 | 0.09 | 0.09 | 0.09 | 0.09 | 0.09
Nuc | 370.54 | 370.54 | 370.54 | 354.51 | 275.46 | 185.16
PS | 0 | 0 | 0 | 0 | 0 | 0
PV | 0 | 0 | 0 | 0 | 0 | 0
PeakG | 9.96 | 10.41 | 8.5 | 4.7 | 5.44 | 2.85
PeakO | 0 | 0 | 0 | 0 | 0 | 0
ST | 0 | 0 | 0 | 0 | 0 | 0
STOG | 1.9 | 1.99 | 1.9 | 1.9 | 1.9 | 2.01
STWD | 3.23 | 3.23 | 3.23 | 3.23 | 3.23 | 3.23
WT | 0.31 | 0.64 | 1.11 | 1.44 | 1.44 | 1.44
IGCC | 0 | 0 | 0 | 0 | 0 | 0
DemandResponse | 0 | 0 | 0 | 0 | 0 | 0
IGCC-CCS | 0 | 0 | 0 | 0 | 0 | 0
WT_off | 0 | 0 | 0 | 0 | 0 | 0
PseudoUnit | 0 | 0 | 0 | 0 | 0 | 0
FixedInterchange | 0 | 0 | 0 | 0 | 0 | 0
Base VOM Costs by Reporting Type: SOCO
ReportingType | 2015 | 2020 | 2025 | 2030 | 2035 | 2040
BM | 2.05 | 63.2 | 170.89 | 244.58 | 244.58 | 244.58
CC | 315.6 | 301.34 | 265.64 | 208.94 | 211.94 | 201.29
CSP | 0 | 0 | 0 | 0 | 0 | 0
CT | 0 | 0 | 0 | 0 | 0 | 0
Coal | 347.46 | 373.65 | 404.56 | 424.73 | 433.33 | 661.57
Geo | 0 | 0 | 0 | 0 | 0 | 0
H | 0 | 0 | 0 | 0 | 0 | 0.02
LFG | 0 | 0.01 | 0.01 | 0.01 | 0.01 | 0.01
Nuc | 108.01 | 143 | 143 | 143 | 143 | 94.09
PS | 0 | 0 | 0 | 0 | 0 | 0
PV | 0 | 0 | 0 | 0 | 0 | 0
PeakG | 5.2 | 7.67 | 8.35 | 3.77 | 7.04 | 7.04
PeakO | 0 | 0 | 0 | 0 | 0 | 0
ST | 0 | 0 | 0 | 0 | 0 | 0
STOG | 0 | 0 | 0 | 0 | 0 | 0
STWD | 11.11 | 11.11 | 11.11 | 11.11 | 11.11 | 11.11
WT | 0 | 0 | 0 | 0 | 0 | 0
IGCC | 0 | 0 | 0 | 0 | 0 | 0
DemandResponse | 0 | 0 | 0 | 0 | 0 | 0
IGCC-CCS | 0 | 0 | 0 | 0 | 0 | 0
WT_off | 0 | 0 | 0 | 0 | 0 | 0
PseudoUnit | 0 | 0 | 0 | 0 | 0 | 0
FixedInterchange | 0 | 0 | 0 | 0 | 0 | 0
Base VOM Costs by Reporting Type: SPP_N
ReportingType | 2015 | 2020 | 2025 | 2030 | 2035 | 2040
BM | 0 | 0 | 0 | 0 | 0 | 0
CC | 16.53 | 8.62 | 4.98 | 2.95 | 4.79 | 4
CSP | 0 | 0 | 0 | 0 | 0 | 0
CT | 0 | 0.51 | 0.51 | 1.03 | 9.13 | 6.02
Coal | 236.28 | 246.85 | 235.87 | 235.87 | 235.87 | 235.87
Geo | 0 | 0 | 0 | 0 | 0 | 0
H | 0 | 0 | 0 | 0 | 0 | 0
LFG | 0 | 0 | 0 | 0.01 | 0.01 | 0.01
Nuc | 21.45 | 21.45 | 21.45 | 21.45 | 21.45 | 21.45
PS | 0 | 0 | 0 | 0 | 0 | 0
PV | 0 | 0 | 0 | 0 | 0 | 0
PeakG | 0 | 0.61 | 0.79 | 0 | 0 | 0
PeakO | 0 | 0 | 0 | 0 | 0 | 0
ST | 0 | 0 | 0 | 0 | 0 | 0
STOG | 0.78 | 1.52 | 1.54 | 1.19 | 1.57 | 1.52
STWD | 0 | 0 | 0 | 0 | 0 | 0
WT | 0.05 | 0.1 | 0.23 | 0.45 | 0.52 | 0.52
IGCC | 0 | 0 | 0 | 0 | 0 | 0
DemandResponse | 0 | 0 | 0 | 0 | 0 | 0
IGCC-CCS | 0 | 0 | 0 | 0 | 0 | 0
WT_off | 0 | 0 | 0 | 0 | 0 | 0
PseudoUnit | 0 | 0 | 0 | 0 | 0 | 0
FixedInterchange | 0 | 0 | 0 | 0 | 0 | 0
Base VOM Costs by Reporting Type: SPP_S
ReportingType | 2015 | 2020 | 2025 | 2030 | 2035 | 2040
BM | 0 | 0 | 0 | 0 | 0 | 0
CC | 110.5 | 95.03 | 57.28 | 31.37 | 47.85 | 41.17
CSP | 0 | 0 | 0 | 0 | 0 | 0
CT | 0 | 0 | 0 | 0 | 0 | 0
Coal | 342 | 327.76 | 324.17 | 290.55 | 344.34 | 348.31
Geo | 0 | 0 | 0 | 0 | 0 | 0
H | 0 | 0 | 0 | 0 | 0 | 0
LFG | 0 | 0 | 0 | 0.01 | 0.01 | 0.01
Nuc | 0 | 0 | 0 | 0 | 0 | 0
PS | 0 | 0 | 0 | 0 | 0 | 0
PV | 0 | 0 | 0 | 0 | 0 | 0
PeakG | 0 | 0 | 0 | 0 | 0 | 0
PeakO | 0 | 0 | 0 | 0 | 0 | 0
ST | 0 | 0 | 0 | 0 | 0 | 0
STOG | 6.97 | 5.4 | 4.41 | 2.4 | 6.59 | 5.2
STWD | 1.4 | 0.13 | 0.08 | 0.07 | 0.13 | 0.13
WT | 0.11 | 0.46 | 0.76 | 0.98 | 0.98 | 1.03
IGCC | 0 | 0 | 0 | 0 | 0 | 0
DemandResponse | 0 | 0 | 0 | 0 | 0 | 0
IGCC-CCS | 0 | 0 | 0 | 0 | 0 | 0
WT_off | 0 | 0 | 0 | 0 | 0 | 0
PseudoUnit | 0 | 0 | 0 | 0 | 0 | 0
FixedInterchange | 0 | 0 | 0 | 0 | 0 | 0
Base VOM Costs by Reporting Type: TVA
ReportingType | 2015 | 2020 | 2025 | 2030 | 2035 | 2040
BM | 0 | 130.27 | 142.47 | 267.32 | 275.88 | 275.88
CC | 52.87 | 26.17 | 29.25 | 11.46 | 29.26 | 33.52
CSP | 0 | 0 | 0 | 0 | 0 | 0
CT | 0 | 0 | 0 | 0 | 0.69 | 1.4
Coal | 324.95 | 268.72 | 271.88 | 257.99 | 279.15 | 295.78
Geo | 0 | 0 | 0 | 0 | 0 | 0
H | 0 | 0 | 0 | 0 | 0 | 0
LFG | 0 | 0.01 | 0.01 | 0.01 | 0.01 | 0.01
Nuc | 152.12 | 152.12 | 152.12 | 152.12 | 105.66 | 82.02
PS | 0 | 0 | 0 | 0 | 0 | 0
PV | 0 | 0 | 0 | 0 | 0 | 0
PeakG | 0 | 0 | 0 | 0 | 0 | 0
PeakO | 0 | 0 | 0 | 0 | 0 | 0
ST | 0 | 0 | 0 | 0 | 0 | 0
STOG | 0 | 0 | 0 | 0 | 0 | 0
STWD | 0.08 | 0.08 | 0.08 | 0.08 | 0.08 | 0.08
WT | 0 | 0 | 0 | 0 | 0 | 0
IGCC | 0 | 0 | 0 | 0 | 0 | 0
DemandResponse | 0 | 0 | 0 | 0 | 0 | 0
IGCC-CCS | 0 | 0 | 0 | 0 | 0 | 0
WT_off | 0 | 0 | 0 | 0 | 0 | 0
PseudoUnit | 0 | 0 | 0 | 0 | 0 | 0
FixedInterchange | 0 | 0 | 0 | 0 | 0 | 0
Base VOM Costs by Reporting Type: TVA_Transmission
ReportingType | 2015 | 2020 | 2025 | 2030 | 2035 | 2040
BM | 0 | 0 | 0 | 0 | 0 | 0
CC | 0 | 0 | 0 | 0 | 0 | 0
CSP | 0 | 0 | 0 | 0 | 0 | 0
CT | 0 | 0 | 0 | 0 | 0 | 0
Coal | 0 | 0 | 0 | 0 | 0 | 0
Geo | 0 | 0 | 0 | 0 | 0 | 0
H | 0 | 0 | 0 | 0 | 0 | 0
LFG | 0 | 0 | 0 | 0 | 0 | 0
Nuc | 0 | 0 | 0 | 0 | 0 | 0
PS | 0 | 0 | 0 | 0 | 0 | 0
PV | 0 | 0 | 0 | 0 | 0 | 0
PeakG | 0 | 0 | 0 | 0 | 0 | 0
PeakO | 0 | 0 | 0 | 0 | 0 | 0
ST | 0 | 0 | 0 | 0 | 0 | 0
STOG | 0 | 0 | 0 | 0 | 0 | 0
STWD | 0 | 0 | 0 | 0 | 0 | 0
WT | 0 | 0 | 0 | 0 | 0 | 0
IGCC | 0 | 0 | 0 | 0 | 0 | 0
DemandResponse | 0 | 0 | 0 | 0 | 0 | 0
IGCC-CCS | 0 | 0 | 0 | 0 | 0 | 0
WT_off | 0 | 0 | 0 | 0 | 0 | 0
PseudoUnit | 0 | 0 | 0 | 0 | 0 | 0
FixedInterchange | 0 | 0 | 0 | 0 | 0 | 0
Base VOM Costs by Reporting Type: VACAR
ReportingType | 2015 | 2020 | 2025 | 2030 | 2035 | 2040
BM | 0.03 | 260.66 | 260.66 | 260.66 | 260.66 | 260.66
CC | 100.94 | 77.07 | 46.32 | 17.49 | 26.52 | 46.53
CSP | 0 | 0 | 0 | 0 | 0 | 0
CT | 4.16 | 4.29 | 2.66 | 0.71 | 3.89 | 7.4
Coal | 368.61 | 284.18 | 205.26 | 125.65 | 236.75 | 279.7
Geo | 0 | 0 | 0 | 0 | 0 | 0
H | 0 | 0 | 0 | 0 | 0 | 0
LFG | 0.01 | 0.01 | 0.01 | 0.01 | 0.01 | 0.01
Nuc | 211.36 | 248.42 | 248.42 | 248.42 | 188.36 | 154
PS | 0 | 0 | 0 | 0 | 0 | 0
PV | 0 | 0 | 0 | 0 | 0 | 0
PeakG | 0.99 | 1.5 | 1.15 | 0.44 | 0.88 | 0.83
PeakO | 0 | 0 | 0 | 0 | 0 | 0
ST | 0 | 0 | 0 | 0 | 0 | 0
STOG | 0 | 0 | 0 | 0 | 0 | 0
STWD | 4.67 | 4.67 | 4.67 | 4.67 | 4.67 | 4.67
WT | 0 | 0.08 | 0.08 | 0.08 | 0.08 | 0.08
IGCC | 0 | 0 | 0 | 0 | 0 | 0
DemandResponse | 0 | 0 | 0 | 0 | 0 | 0
IGCC-CCS | 0 | 0 | 0 | 0 | 0 | 0
WT_off | 0 | 0 | 0.53 | 1.07 | 1.24 | 1.43
PseudoUnit | 0 | 0 | 0 | 0 | 0 | 0
FixedInterchange | 0 | 0 | 0 | 0 | 0 | 0
Base VOM Costs by Reporting Type: IESO
ReportingType | 2015 | 2020 | 2025 | 2030 | 2035 | 2040
BM | 0 | 0 | 0 | 0 | 0 | 0
CC | 3.98 | 2.54 | 5.05 | 4.58 | 46.65 | 111.37
CSP | 0 | 0 | 0 | 0 | 0 | 0
CT | 0 | 0 | 0 | 0 | 0 | 0.44
Coal | 0 | 0 | 0 | 0 | 0 | 0
Geo | 0 | 0 | 0 | 0 | 0 | 0
H | 0 | 0 | 0 | 0 | 0 | 0.02
LFG | 0.01 | 0.01 | 0.01 | 0.01 | 0.01 | 0.01
Nuc | 240.73 | 240.73 | 240.73 | 240.73 | 221.68 | 193.2
PS | 0 | 0 | 0 | 0 | 0 | 0
PV | 0 | 0 | 0 | 0 | 0 | 0
PeakG | 0 | 0 | 0 | 0 | 0 | 0
PeakO | 0 | 0 | 0 | 0 | 0 | 0
ST | 0 | 0 | 0 | 0 | 0 | 0
STOG | 0 | 0 | 0 | 0 | 0 | 0
STWD | 0 | 0 | 0 | 0 | 0 | 0
WT | 0.09 | 0.09 | 0.09 | 0.09 | 0.04 | 0.04
IGCC | 0 | 0 | 0 | 0 | 0 | 0
DemandResponse | 0 | 0 | 0 | 0 | 0 | 0
IGCC-CCS | 0 | 0 | 0 | 0 | 0 | 0
WT_off | 0 | 0 | 0 | 0 | 0 | 0
PseudoUnit | 0 | 0 | 0 | 0 | 0 | 0
FixedInterchange | 0 | 0 | 0 | 0 | 0 | 0
Base VOM Costs by Reporting Type: MAPP_CA
ReportingType | 2015 | 2020 | 2025 | 2030 | 2035 | 2040
BM | 0 | 0 | 0 | 0 | 0 | 0
CC | 8.33 | 8.33 | 1.35 | 0 | 0.06 | 0.27
CSP | 0 | 0 | 0 | 0 | 0 | 0
CT | 0 | 0 | 0 | 0 | 0 | 0
Coal | 2.16 | 4.05 | 0 | 0 | 0 | 0
Geo | 0 | 0 | 0 | 0 | 0 | 0
H | 0 | 0.02 | 0.15 | 0.32 | 0.32 | 0.32
LFG | 0 | 0 | 0 | 0 | 0 | 0
Nuc | 0 | 0 | 0 | 0 | 0 | 0
PS | 0 | 0 | 0 | 0 | 0 | 0
PV | 0 | 0 | 0 | 0 | 0 | 0
PeakG | 0 | 0 | 0 | 0 | 0 | 0
PeakO | 0 | 0 | 0 | 0 | 0 | 0
ST | 0 | 0 | 0 | 0 | 0 | 0
STOG | 0 | 0 | 0 | 0 | 0 | 0
STWD | 0 | 0 | 0 | 0 | 0 | 0
WT | 0.02 | 0.02 | 0.02 | 0.02 | 0.02 | 0.02
IGCC | 0 | 0 | 0 | 0 | 0 | 0
DemandResponse | 0 | 0 | 0 | 0 | 0 | 0
IGCC-CCS | 0 | 0 | 0 | 0 | 0 | 0
WT_off | 0 | 0 | 0 | 0 | 0 | 0
PseudoUnit | 0 | 0 | 0 | 0 | 0 | 0
FixedInterchange | 0 | 0 | 0 | 0 | 0 | 0
Base VOM Costs by Reporting Type: AZ_NM_SNV_Coal
ReportingType | 2015 | 2020 | 2025 | 2030 | 2035 | 2040
BM | 0 | 0 | 0 | 0 | 0 | 0
CC | 0 | 0 | 0 | 0 | 0 | 0
CSP | 0 | 0 | 0 | 0 | 0 | 0
CT | 0 | 0 | 0 | 0 | 0 | 0
Coal | 292.25 | 324.69 | 324.69 | 324.69 | 324.69 | 629.34
Geo | 0 | 0 | 0 | 0 | 0 | 0
H | 0 | 0 | 0 | 0 | 0 | 0
LFG | 0 | 0 | 0 | 0 | 0 | 0
Nuc | 0 | 0 | 0 | 0 | 0 | 0
PS | 0 | 0 | 0 | 0 | 0 | 0
PV | 0 | 0 | 0 | 0 | 0 | 0
PeakG | 0 | 0 | 0 | 0 | 0 | 0
PeakO | 0 | 0 | 0 | 0 | 0 | 0
ST | 0 | 0 | 0 | 0 | 0 | 0
STOG | 0 | 0 | 0 | 0 | 0 | 0
STWD | 0 | 0 | 0 | 0 | 0 | 0
WT | 0 | 0 | 0 | 0 | 0 | 0
IGCC | 0 | 0 | 0 | 0 | 0 | 0
DemandResponse | 0 | 0 | 0 | 0 | 0 | 0
IGCC-CCS | 0 | 0 | 0 | 0 | 0 | 0
WT_off | 0 | 0 | 0 | 0 | 0 | 0
PseudoUnit | 0 | 0 | 0 | 0 | 0 | 0
FixedInterchange | 0 | 0 | 0 | 0 | 0 | 0
Base VOM Costs by Reporting Type: AZ_NM_SNV_Gas
ReportingType | 2015 | 2020 | 2025 | 2030 | 2035 | 2040
BM | 0 | 0 | 0 | 0 | 0 | 0
CC | 254.16 | 314.59 | 317.33 | 459.32 | 515.18 | 496.1
CSP | 0 | 0 | 0 | 0 | 0 | 0
CT | 0 | 0 | 1.43 | 1.43 | 0 | 0
Coal | 0 | 0 | 0 | 0 | 0 | 0
Geo | 0 | 0 | 0 | 0 | 0 | 0
H | 0 | 0 | 0 | 0 | 0 | 0
LFG | 0 | 0 | 0 | 0 | 0 | 0
Nuc | 0 | 0 | 0 | 0 | 0 | 0
PS | 0 | 0 | 0 | 0 | 0 | 0
PV | 0 | 0 | 0 | 0 | 0 | 0
PeakG | 0 | 0 | 1.94 | 0 | 0 | 0
PeakO | 0 | 0 | 0 | 0 | 0 | 0
ST | 0 | 0 | 0 | 0 | 0 | 0
STOG | 0 | 0 | 0 | 0 | 0 | 0
STWD | 0 | 0 | 0 | 0 | 0 | 0
WT | 0 | 0 | 0 | 0 | 0 | 0
IGCC | 0 | 0 | 0 | 0 | 0 | 0
DemandResponse | 0 | 0 | 0 | 0 | 0 | 0
IGCC-CCS | 0 | 0 | 0 | 0 | 0 | 0
WT_off | 0 | 0 | 0 | 0 | 0 | 0
PseudoUnit | 0 | 0 | 0 | 0 | 0 | 0
FixedInterchange | 0 | 0 | 0 | 0 | 0 | 0
Base VOM Costs by Reporting Type: AZ_NM_SNV_NucRenew
ReportingType | 2015 | 2020 | 2025 | 2030 | 2035 | 2040
BM | 0 | 0 | 0 | 0 | 0 | 0
CC | 0 | 0 | 0 | 0 | 0 | 0
CSP | 0 | 0 | 0 | 0 | 0 | 0
CT | 0 | 0 | 0 | 0 | 0 | 0
Coal | 0 | 0 | 0 | 0 | 0 | 0
Geo | 0 | 0 | 116.31 | 116.31 | 116.31 | 116.31
H | 0 | 0 | 0 | 0 | 0 | 0
LFG | 0 | 0 | 0.01 | 0.01 | 0.01 | 0.01
Nuc | 71.66 | 71.66 | 71.66 | 71.66 | 71.66 | 71.66
PS | 0 | 0 | 0 | 0 | 0 | 0
PV | 0 | 0 | 0 | 0 | 0 | 0
PeakG | 0 | 0 | 0 | 0 | 0 | 0
PeakO | 0 | 0 | 0 | 0 | 0 | 0
ST | 0.01 | 0.03 | 0.04 | 0.04 | 0.04 | 0.04
STOG | 0 | 0 | 0 | 0 | 0 | 0
STWD | 0.43 | 0.43 | 0.43 | 0.43 | 0.43 | 0.43
WT | 0.02 | 0.04 | 0.05 | 0.07 | 0.07 | 0.07
IGCC | 0 | 0 | 0 | 0 | 0 | 0
DemandResponse | 0 | 0 | 0 | 0 | 0 | 0
IGCC-CCS | 0 | 0 | 0 | 0 | 0 | 0
WT_off | 0 | 0 | 0 | 0 | 0 | 0
PseudoUnit | 0 | 0 | 0 | 0 | 0 | 0
FixedInterchange | 0 | 0 | 0 | 0 | 0 | 0
Base VOM Costs by Reporting Type: ERCOT
ReportingType | 2015 | 2020 | 2025 | 2030 | 2035 | 2040
BM | 0 | 0.93 | 0.76 | 70.53 | 73.85 | 79.18
CC | 348.57 | 327.91 | 274.02 | 245.15 | 286.17 | 343.96
CSP | 0 | 0 | 0 | 0 | 0 | 0
CT | 0 | 0 | 0 | 0 | 0 | 0
Coal | 448.69 | 492.84 | 537.95 | 548.68 | 551.91 | 551.91
Geo | 0 | 0 | 0 | 0 | 0 | 0
H | 0 | 0 | 0 | 0.02 | 0.02 | 0.02
LFG | 0.01 | 0.01 | 0.04 | 0.04 | 0.04 | 0.04
Nuc | 94.14 | 94.14 | 94.14 | 94.14 | 94.14 | 94.14
PS | 0 | 0 | 0 | 0 | 0 | 0
PV | 0 | 0 | 0 | 0 | 0 | 0
PeakG | 0 | 0 | 0 | 0 | 0 | 0
PeakO | 0 | 0 | 0 | 0 | 0 | 0
ST | 0 | 0 | 0 | 0 | 0 | 0
STOG | 13.96 | 14.35 | 14.34 | 10.83 | 9.57 | 7.34
STWD | 0 | 0 | 0 | 0 | 0 | 0
WT | 0.32 | 0.58 | 0.88 | 1.07 | 1.1 | 1.16
IGCC | 0 | 0 | 0 | 0 | 0 | 0
DemandResponse | 0 | 0 | 0 | 0 | 0 | 0
IGCC-CCS | 0 | 0 | 0 | 0 | 0 | 0
WT_off | 0 | 0 | 0 | 0 | 0 | 0
PseudoUnit | 0 | 0 | 0 | 0 | 0 | 0
FixedInterchange | 0 | 0 | 0 | 0 | 0 | 0
Base VOM Costs by Reporting Type: NP15
ReportingType | 2015 | 2020 | 2025 | 2030 | 2035 | 2040
BM | 0 | 0 | 0 | 0 | 0 | 0
CC | 92.96 | 99.49 | 78.38 | 64.07 | 40.06 | 19.49
CSP | 0 | 0 | 0 | 0 | 0 | 0
CT | 0 | 0 | 0 | 0 | 0 | 0
Coal | 0.81 | 0 | 0 | 0 | 0 | 0
Geo | 0.11 | 13.08 | 48.23 | 48.23 | 48.23 | 48.23
H | 0 | 0 | 0 | 0 | 0 | 0
LFG | 0.01 | 0.01 | 0.06 | 0.06 | 0.06 | 0.06
Nuc | 42.53 | 42.53 | 42.53 | 42.53 | 42.53 | 42.53
PS | 0 | 0 | 0 | 0 | 0 | 0
PV | 0 | 0 | 0 | 0 | 0 | 0
PeakG | 0 | 0 | 0 | 0 | 0.06 | 0.06
PeakO | 0 | 0 | 0 | 0 | 0 | 0
ST | 0 | 0 | 0 | 0 | 0 | 0
STOG | 0.31 | 0.55 | 0.21 | 0.47 | 0.37 | 0.69
STWD | 7.35 | 7.35 | 7.35 | 7.35 | 7.35 | 7.35
WT | 0.04 | 0.04 | 0.28 | 0.37 | 0.37 | 0.38
IGCC | 0 | 0 | 0 | 0 | 0 | 0
DemandResponse | 0 | 0 | 0 | 0 | 0 | 0
IGCC-CCS | 0 | 0 | 0 | 0 | 0 | 0
WT_off | 0 | 0 | 0 | 0 | 0 | 0
PseudoUnit | 0 | 0 | 0 | 0 | 0 | 0
FixedInterchange | 0 | 0 | 0 | 0 | 0 | 0
Base VOM Costs by Reporting Type: NWPP_Coal
ReportingType | 2015 | 2020 | 2025 | 2030 | 2035 | 2040
BM | 0 | 0 | 0 | 0 | 0 | 0
CC | 0 | 0 | 0 | 0 | 0 | 0
CSP | 0 | 0 | 0 | 0 | 0 | 0
CT | 0 | 0 | 0 | 0 | 0 | 0
Coal | 368.81 | 406.83 | 406.83 | 406.83 | 406.83 | 406.83
Geo | 0 | 0 | 0 | 0 | 0 | 0
H | 0 | 0 | 0 | 0 | 0 | 0
LFG | 0 | 0 | 0 | 0 | 0 | 0
Nuc | 0 | 0 | 0 | 0 | 0 | 0
PS | 0 | 0 | 0 | 0 | 0 | 0
PV | 0 | 0 | 0 | 0 | 0 | 0
PeakG | 0 | 0 | 0 | 0 | 0 | 0
PeakO | 0 | 0 | 0 | 0 | 0 | 0
ST | 0 | 0 | 0 | 0 | 0 | 0
STOG | 0 | 0 | 0 | 0 | 0 | 0
STWD | 0 | 0 | 0 | 0 | 0 | 0
WT | 0 | 0 | 0 | 0 | 0 | 0
IGCC | 0 | 0 | 0 | 0 | 0 | 0
DemandResponse | 0 | 0 | 0 | 0 | 0 | 0
IGCC-CCS | 0 | 0 | 0 | 0 | 0 | 0
WT_off | 0 | 0 | 0 | 0 | 0 | 0
PseudoUnit | 0 | 0 | 0 | 0 | 0 | 0
FixedInterchange | 0 | 0 | 0 | 0 | 0 | 0
Base VOM Costs by Reporting Type: NWPP_Gas
ReportingType | 2015 | 2020 | 2025 | 2030 | 2035 | 2040
BM | 0 | 0 | 0 | 0 | 0 | 0
CC | 122.48 | 122.48 | 122.48 | 210.51 | 366 | 392.49
CSP | 0 | 0 | 0 | 0 | 0 | 0
CT | 0 | 0 | 0 | 0 | 0 | 0
Coal | 0 | 0 | 0 | 0 | 0 | 13.92
Geo | 0 | 0 | 0 | 0 | 0 | 0
H | 0 | 0 | 0 | 0 | 0 | 0
LFG | 0 | 0 | 0 | 0 | 0 | 0
Nuc | 0 | 0 | 0 | 0 | 0 | 0
PS | 0 | 0 | 0 | 0 | 0 | 0
PV | 0 | 0 | 0 | 0 | 0 | 0
PeakG | 0 | 0 | 0 | 0 | 0 | 0
PeakO | 0 | 0 | 0 | 0 | 0 | 0
ST | 0 | 0 | 0 | 0 | 0 | 0
STOG | 0 | 0 | 0 | 0 | 0 | 0
STWD | 0 | 0 | 0 | 0 | 0 | 0
WT | 0 | 0 | 0 | 0 | 0 | 0
IGCC | 0 | 0 | 0 | 0 | 0 | 0
DemandResponse | 0 | 0 | 0 | 0 | 0 | 0
IGCC-CCS | 0 | 0 | 0 | 0 | 0 | 0
WT_off | 0 | 0 | 0 | 0 | 0 | 0
PseudoUnit | 0 | 0 | 0 | 0 | 0 | 0
FixedInterchange | 0 | 0 | 0 | 0 | 0 | 0
Base VOM Costs by Reporting Type: NWPP_NucRenew
ReportingType | 2015 | 2020 | 2025 | 2030 | 2035 | 2040
BM | 0 | 0 | 0 | 0.32 | 0.32 | 0.32
CC | 0 | 0 | 0 | 0 | 0 | 0
CSP | 0 | 0 | 0 | 0 | 0 | 0
CT | 0 | 0 | 0 | 0 | 0 | 0
Coal | 0 | 0 | 0 | 0 | 0 | 0
Geo | 6.93 | 6.93 | 41.74 | 41.74 | 41.74 | 41.74
H | 0 | 0 | 0 | 0 | 0 | 0
LFG | 0.01 | 0.01 | 0.03 | 0.03 | 0.03 | 0.03
Nuc | 20.91 | 20.91 | 20.91 | 20.91 | 20.91 | 20.91
PS | 0 | 0 | 0 | 0 | 0 | 0
PV | 0 | 0 | 0 | 0 | 0 | 0
PeakG | 0 | 0 | 0 | 0 | 0 | 0
PeakO | 0 | 0 | 0 | 0 | 0 | 0
ST | 0 | 0 | 0 | 0 | 0 | 0
STOG | 0 | 0 | 0 | 0 | 0 | 0
STWD | 0 | 0.32 | 5.46 | 9.33 | 9.33 | 9.33
WT | 0.19 | 0.19 | 0.19 | 0.19 | 0.19 | 0.19
IGCC | 0 | 0 | 0 | 0 | 0 | 0
DemandResponse | 0 | 0 | 0 | 0 | 0 | 0
IGCC-CCS | 0 | 0 | 0 | 0 | 0 | 0
WT_off | 0 | 0 | 0 | 0 | 0 | 0
PseudoUnit | 0 | 0 | 0 | 0 | 0 | 0
FixedInterchange | 0 | 0 | 0 | 0 | 0 | 0
Base VOM Costs by Reporting Type: RMPA
ReportingType | 2015 | 2020 | 2025 | 2030 | 2035 | 2040
BM | 0 | 0 | 0 | 0 | 0 | 0
CC | 12.41 | 22.26 | 9.02 | 6.41 | 6.45 | 5.73
CSP | 0 | 0 | 0 | 0 | 0 | 0
CT | 0 | 0 | 0 | 0 | 0 | 0
Coal | 211.72 | 229.96 | 218.92 | 233.93 | 281.58 | 334.65
Geo | 0 | 37.16 | 202.82 | 206.14 | 206.14 | 206.14
H | 0 | 0 | 0 | 0 | 0 | 0
LFG | 0 | 0 | 0 | 0 | 0 | 0
Nuc | 0 | 0 | 0 | 0 | 0 | 0
PS | 0 | 0 | 0 | 0 | 0 | 0
PV | 0 | 0 | 0 | 0 | 0 | 0
PeakG | 0.03 | 0.24 | 0.02 | 0.36 | 0.04 | 0.1
PeakO | 0 | 0 | 0 | 0 | 0 | 0
ST | 0 | 0.01 | 0.01 | 0.02 | 0.02 | 0.02
STOG | 0 | 0 | 0 | 0 | 0 | 0
STWD | 0 | 0 | 0 | 0 | 0 | 0
WT | 0.07 | 0.07 | 0.07 | 0.07 | 0.07 | 0.07
IGCC | 0 | 0 | 0 | 0 | 0 | 0
DemandResponse | 0 | 0 | 0 | 0 | 0 | 0
IGCC-CCS | 0 | 0 | 0 | 0 | 0 | 0
WT_off | 0 | 0 | 0 | 0 | 0 | 0
PseudoUnit | 0 | 0 | 0 | 0 | 0 | 0
FixedInterchange | 0 | 0 | 0 | 0 | 0 | 0
Base VOM Costs by Reporting Type: SP15
ReportingType | 2015 | 2020 | 2025 | 2030 | 2035 | 2040
BM | 0.22 | 0.22 | 0.22 | 0.22 | 0.2 | 0.11
CC | 61.3 | 67.57 | 65.9 | 46.98 | 45.38 | 27.13
CSP | 0 | 0 | 0 | 0 | 0 | 0
CT | 0 | 0 | 0 | 0 | 0 | 0
Coal | 2.89 | 3.19 | 3.19 | 1.96 | 0.4 | 0
Geo | 4.1 | 120.4 | 120.4 | 120.4 | 120.4 | 120.4
H | 0 | 0 | 0 | 0 | 0 | 0
LFG | 0.02 | 0.06 | 0.07 | 0.07 | 0.07 | 0.07
Nuc | 41.61 | 41.61 | 41.61 | 41.61 | 41.61 | 41.61
PS | 0 | 0 | 0 | 0 | 0 | 0
PV | 0 | 0 | 0 | 0 | 0 | 0
PeakG | 0 | 0 | 0 | 0 | 0.17 | 0
PeakO | 0 | 0 | 0 | 0 | 0 | 0
ST | 0.02 | 0.02 | 0.02 | 0.02 | 0.02 | 0.02
STOG | 0.53 | 0.79 | 0.75 | 1.52 | 3.12 | 1.61
STWD | 1.98 | 1.98 | 1.98 | 1.98 | 1.98 | 1.98
WT | 0.07 | 0.07 | 0.07 | 0.07 | 0.07 | 0.07
IGCC | 0 | 0 | 0 | 0 | 0 | 0
DemandResponse | 0 | 0 | 0 | 0 | 0 | 0
IGCC-CCS | 0 | 0 | 0 | 0 | 0 | 0
WT_off | 0 | 0 | 0 | 0 | 0 | 0
PseudoUnit | 0 | 0 | 0 | 0 | 0 | 0
FixedInterchange | 0 | 0 | 0 | 0 | 0 | 0
Base VOM Costs by Reporting Type: ALB
ReportingType | 2015 | 2020 | 2025 | 2030 | 2035 | 2040
BM | 0 | 0 | 0 | 0 | 0 | 0
CC | 47.54 | 61.01 | 81.76 | 98.48 | 125.28 | 144.57
CSP | 0 | 0 | 0 | 0 | 0 | 0
CT | 0 | 0 | 0 | 0 | 0 | 0
Coal | 167.67 | 167.67 | 167.67 | 167.67 | 167.67 | 167.67
Geo | 0 | 0 | 0 | 0 | 0 | 0
H | 0 | 0 | 0 | 0 | 0 | 0
LFG | 0 | 0 | 0 | 0 | 0 | 0
Nuc | 0 | 0 | 0 | 0 | 0 | 0
PS | 0 | 0 | 0 | 0 | 0 | 0
PV | 0 | 0 | 0 | 0 | 0 | 0
PeakG | 0 | 0 | 0 | 0 | 0 | 0
PeakO | 0 | 0 | 0 | 0 | 0 | 0
ST | 0 | 0 | 0 | 0 | 0 | 0
STOG | 0 | 0 | 0 | 0 | 0 | 0
STWD | 0 | 0 | 0 | 0 | 0 | 0
WT | 0.02 | 0.02 | 0.02 | 0.02 | 0.02 | 0.02
IGCC | 0 | 0 | 0 | 0 | 0 | 0
DemandResponse | 0 | 0 | 0 | 0 | 0 | 0
IGCC-CCS | 0 | 0 | 0 | 0 | 0 | 0
WT_off | 0 | 0 | 0 | 0 | 0 | 0
PseudoUnit | 0 | 0 | 0 | 0 | 0 | 0
FixedInterchange | 0 | 0 | 0 | 0 | 0 | 0
Base VOM Costs by Reporting Type: BC
ReportingType | 2015 | 2020 | 2025 | 2030 | 2035 | 2040
BM | 0 | 0 | 0 | 0 | 0 | 0
CC | 34.39 | 38.93 | 54.01 | 69.95 | 88.18 | 105.95
CSP | 0 | 0 | 0 | 0 | 0 | 0
CT | 0 | 0 | 0 | 0 | 0 | 0
Coal | 0 | 0 | 0 | 0 | 0 | 0
Geo | 0 | 0 | 0 | 0 | 0 | 0
H | 0 | 0 | 0 | 0 | 0 | 0
LFG | 0 | 0 | 0 | 0 | 0 | 0
Nuc | 0 | 0 | 0 | 0 | 0 | 0
PS | 0 | 0 | 0 | 0 | 0 | 0
PV | 0 | 0 | 0 | 0 | 0 | 0
PeakG | 0 | 0 | 0 | 0 | 0 | 0
PeakO | 0 | 0 | 0 | 0 | 0 | 0
ST | 0 | 0 | 0 | 0 | 0 | 0
STOG | 0 | 0 | 0 | 0 | 0 | 0
STWD | 0 | 0 | 0 | 0 | 0 | 0
WT | 0.01 | 0.01 | 0.01 | 0.01 | 0.01 | 0.01
IGCC | 0 | 0 | 0 | 0 | 0 | 0
DemandResponse | 0 | 0 | 0 | 0 | 0 | 0
IGCC-CCS | 0 | 0 | 0 | 0 | 0 | 0
WT_off | 0 | 0 | 0 | 0 | 0 | 0
PseudoUnit | 0 | 0 | 0 | 0 | 0 | 0
FixedInterchange | 0 | 0 | 0 | 0 | 0 | 0
Base VOM Costs by Reporting Type: HQ_IESO
ReportingType | 2015 | 2020 | 2025 | 2030 | 2035 | 2040
BM | 0 | 0 | 0 | 0 | 0 | 0
CC | 0 | 0 | 0 | 0 | 0 | 0
CSP | 0 | 0 | 0 | 0 | 0 | 0
CT | 0 | 0 | 0 | 0 | 0 | 0
Coal | 0 | 0 | 0 | 0 | 0 | 0
Geo | 0 | 0 | 0 | 0 | 0 | 0
H | 0 | 0 | 0 | 0 | 0 | 0
LFG | 0 | 0 | 0 | 0 | 0 | 0
Nuc | 0 | 0 | 0 | 0 | 0 | 0
PS | 0 | 0 | 0 | 0 | 0 | 0
PV | 0 | 0 | 0 | 0 | 0 | 0
PeakG | 0 | 0 | 0 | 0 | 0 | 0
PeakO | 0 | 0 | 0 | 0 | 0 | 0
ST | 0 | 0 | 0 | 0 | 0 | 0
STOG | 0 | 0 | 0 | 0 | 0 | 0
STWD | 0 | 0 | 0 | 0 | 0 | 0
WT | 0 | 0 | 0 | 0 | 0 | 0
IGCC | 0 | 0 | 0 | 0 | 0 | 0
DemandResponse | 0 | 0 | 0 | 0 | 0 | 0
IGCC-CCS | 0 | 0 | 0 | 0 | 0 | 0
WT_off | 0 | 0 | 0 | 0 | 0 | 0
PseudoUnit | 0 | 0 | 0 | 0 | 0 | 0
FixedInterchange | 0 | 0 | 0 | 0 | 0 | 0
Base VOM Costs by Reporting Type: HQ_NEISO
ReportingType | 2015 | 2020 | 2025 | 2030 | 2035 | 2040
BM | 0 | 0 | 0 | 0 | 0 | 0
CC | 0 | 0 | 0 | 0 | 0 | 0
CSP | 0 | 0 | 0 | 0 | 0 | 0
CT | 0 | 0 | 0 | 0 | 0 | 0
Coal | 0 | 0 | 0 | 0 | 0 | 0
Geo | 0 | 0 | 0 | 0 | 0 | 0
H | 0 | 0 | 0 | 0 | 0 | 0
LFG | 0 | 0 | 0 | 0 | 0 | 0
Nuc | 0 | 0 | 0 | 0 | 0 | 0
PS | 0 | 0 | 0 | 0 | 0 | 0
PV | 0 | 0 | 0 | 0 | 0 | 0
PeakG | 0 | 0 | 0 | 0 | 0 | 0
PeakO | 0 | 0 | 0 | 0 | 0 | 0
ST | 0 | 0 | 0 | 0 | 0 | 0
STOG | 0 | 0 | 0 | 0 | 0 | 0
STWD | 0 | 0 | 0 | 0 | 0 | 0
WT | 0 | 0 | 0 | 0 | 0 | 0
IGCC | 0 | 0 | 0 | 0 | 0 | 0
DemandResponse | 0 | 0 | 0 | 0 | 0 | 0
IGCC-CCS | 0 | 0 | 0 | 0 | 0 | 0
WT_off | 0 | 0 | 0 | 0 | 0 | 0
PseudoUnit | 0 | 0 | 0 | 0 | 0 | 0
FixedInterchange | 0 | 0 | 0 | 0 | 0 | 0
Base VOM Costs by Reporting Type: HQ_NY
ReportingType | 2015 | 2020 | 2025 | 2030 | 2035 | 2040
BM | 0 | 0 | 0 | 0 | 0 | 0
CC | 0 | 0 | 0 | 0 | 0 | 0
CSP | 0 | 0 | 0 | 0 | 0 | 0
CT | 0 | 0 | 0 | 0 | 0 | 0
Coal | 0 | 0 | 0 | 0 | 0 | 0
Geo | 0 | 0 | 0 | 0 | 0 | 0
H | 0 | 0 | 0 | 0 | 0 | 0
LFG | 0 | 0 | 0 | 0 | 0 | 0
Nuc | 0 | 0 | 0 | 0 | 0 | 0
PS | 0 | 0 | 0 | 0 | 0 | 0
PV | 0 | 0 | 0 | 0 | 0 | 0
PeakG | 0 | 0 | 0 | 0 | 0 | 0
PeakO | 0 | 0 | 0 | 0 | 0 | 0
ST | 0 | 0 | 0 | 0 | 0 | 0
STOG | 0 | 0 | 0 | 0 | 0 | 0
STWD | 0 | 0 | 0 | 0 | 0 | 0
WT | 0 | 0 | 0 | 0 | 0 | 0
IGCC | 0 | 0 | 0 | 0 | 0 | 0
DemandResponse | 0 | 0 | 0 | 0 | 0 | 0
IGCC-CCS | 0 | 0 | 0 | 0 | 0 | 0
WT_off | 0 | 0 | 0 | 0 | 0 | 0
PseudoUnit | 0 | 0 | 0 | 0 | 0 | 0
FixedInterchange | 0 | 0 | 0 | 0 | 0 | 0
Base VOM Costs by Reporting Type: MARITIMES
ReportingType | 2015 | 2020 | 2025 | 2030 | 2035 | 2040
BM | 0 | 0 | 0 | 0 | 0 | 0
CC | 0 | 0 | 0 | 0 | 0 | 0
CSP | 0 | 0 | 0 | 0 | 0 | 0
CT | 0 | 0 | 0 | 0 | 0 | 0
Coal | 0 | 0 | 0 | 0 | 0 | 0
Geo | 0 | 0 | 0 | 0 | 0 | 0
H | 0 | 0 | 0 | 0 | 0 | 0
LFG | 0 | 0 | 0 | 0 | 0 | 0
Nuc | 0 | 0 | 0 | 0 | 0 | 0
PS | 0 | 0 | 0 | 0 | 0 | 0
PV | 0 | 0 | 0 | 0 | 0 | 0
PeakG | 0 | 0 | 0 | 0 | 0 | 0
PeakO | 0 | 0 | 0 | 0 | 0 | 0
ST | 0 | 0 | 0 | 0 | 0 | 0
STOG | 0 | 0 | 0 | 0 | 0 | 0
STWD | 0 | 0 | 0 | 0 | 0 | 0
WT | 0 | 0 | 0 | 0 | 0 | 0
IGCC | 0 | 0 | 0 | 0 | 0 | 0
DemandResponse | 0 | 0 | 0 | 0 | 0 | 0
IGCC-CCS | 0 | 0 | 0 | 0 | 0 | 0
WT_off | 0 | 0 | 0 | 0 | 0 | 0
PseudoUnit | 0 | 17.37 | 17.37 | 17.37 | 17.37 | 17.37
FixedInterchange | 0 | 0 | 0 | 0 | 0 | 0
Base VOM Costs by Reporting Type: All
ReportingType | 2015 | 2020 | 2025 | 2030 | 2035 | 2040
BM | 24.86 | 495.15 | 670 | 1033.64 | 1108.33 | 1150.68
CC | 2748.03 | 2911.55 | 2641 | 2630.2 | 3742.3 | 4439.53
CSP | 0 | 0 | 0 | 0 | 0 | 0
CT | 13.65 | 17.26 | 19.2 | 13.01 | 46.57 | 72.18
Coal | 6896.8 | 6750.58 | 6771.06 | 6672.07 | 7092.6 | 7936.6
Geo | 11.14 | 177.58 | 529.51 | 532.83 | 532.83 | 532.83
H | 0 | 0.09 | 0.27 | 0.46 | 0.46 | 0.5
LFG | 0.38 | 0.54 | 0.73 | 0.79 | 0.79 | 0.79
Nuc | 2164.81 | 2225.48 | 2225.48 | 2197.96 | 1706.52 | 1342.12
PS | 0 | 0 | 0 | 0 | 0 | 0
PV | 0.02 | 0.06 | 0.08 | 0.08 | 0.09 | 0.09
PeakG | 26.45 | 35.48 | 41.92 | 25.24 | 44.81 | 26.67
PeakO | 0 | 0 | 0 | 0 | 0 | 0
ST | 0.03 | 0.06 | 0.07 | 0.08 | 0.08 | 0.08
STOG | 43.22 | 46.17 | 44.96 | 36.27 | 45.75 | 42.52
STWD | 48.73 | 50.69 | 48.65 | 52.99 | 53.36 | 55.84
WT | 2.03 | 3.5 | 5.26 | 6.93 | 7.09 | 7.3
IGCC | 30.43 | 30.43 | 30.43 | 30.43 | 30.43 | 30.43
DemandResponse | 0 | 0 | 0 | 0 | 0 | 0
IGCC-CCS | 0 | 0 | 0 | 0 | 0 | 0
WT_off | 0.02 | 0.02 | 0.74 | 1.46 | 1.63 | 1.88
PseudoUnit | 0 | 17.37 | 17.37 | 17.37 | 17.37 | 17.37
FixedInterchange | 0 | 0 | 0 | 0 | 0 | 0
Base VOM Costs by Reporting Type: EI_US
ReportingType | 2015 | 2020 | 2025 | 2030 | 2035 | 2040
BM | 24.64 | 494 | 669.02 | 962.56 | 1033.95 | 1071.07
CC | 1761.9 | 1846.43 | 1631.7 | 1424.74 | 2222.9 | 2792.48
CSP | 0 | 0 | 0 | 0 | 0 | 0
CT | 13.65 | 17.26 | 17.78 | 11.59 | 46.57 | 71.74
Coal | 5401.78 | 5121.35 | 5111.81 | 4988.31 | 5359.52 | 5832.26
Geo | 0 | 0 | 0 | 0 | 0 | 0
H | 0 | 0.06 | 0.12 | 0.12 | 0.12 | 0.14
LFG | 0.32 | 0.44 | 0.52 | 0.57 | 0.57 | 0.57
Nuc | 1653.22 | 1713.9 | 1713.9 | 1686.38 | 1213.99 | 878.06
PS | 0 | 0 | 0 | 0 | 0 | 0
PV | 0 | 0.05 | 0.07 | 0.07 | 0.07 | 0.08
PeakG | 26.42 | 35.25 | 39.96 | 24.88 | 44.54 | 26.51
PeakO | 0 | 0 | 0 | 0 | 0 | 0
ST | 0 | 0 | 0 | 0 | 0 | 0
STOG | 28.42 | 30.48 | 29.67 | 23.44 | 32.69 | 32.88
STWD | 38.96 | 40.6 | 33.43 | 33.89 | 34.26 | 36.74
WT | 1.2 | 2.39 | 3.59 | 4.96 | 5.14 | 5.29
IGCC | 30.43 | 30.43 | 30.43 | 30.43 | 30.43 | 30.43
DemandResponse | 0 | 0 | 0 | 0 | 0 | 0
IGCC-CCS | 0 | 0 | 0 | 0 | 0 | 0
WT_off | 0.02 | 0.02 | 0.74 | 1.46 | 1.63 | 1.88
PseudoUnit | 0 | 17.37 | 17.37 | 17.37 | 17.37 | 17.37
FixedInterchange | 0 | 0 | 0 | 0 | 0 | 0
Base VOM Costs by Reporting Type: EI_Canada
ReportingType | 2015 | 2020 | 2025 | 2030 | 2035 | 2040
BM | 0 | 0 | 0 | 0 | 0 | 0
CC | 12.31 | 10.87 | 6.4 | 4.58 | 46.71 | 111.64
CSP | 0 | 0 | 0 | 0 | 0 | 0
CT | 0 | 0 | 0 | 0 | 0 | 0.44
Coal | 2.16 | 4.05 | 0 | 0 | 0 | 0
Geo | 0 | 0 | 0 | 0 | 0 | 0
H | 0 | 0.02 | 0.15 | 0.32 | 0.32 | 0.34
LFG | 0.01 | 0.01 | 0.01 | 0.01 | 0.01 | 0.01
Nuc | 240.73 | 240.73 | 240.73 | 240.73 | 221.68 | 193.2
PS | 0 | 0 | 0 | 0 | 0 | 0
PV | 0 | 0 | 0 | 0 | 0 | 0
PeakG | 0 | 0 | 0 | 0 | 0 | 0
PeakO | 0 | 0 | 0 | 0 | 0 | 0
ST | 0 | 0 | 0 | 0 | 0 | 0
STOG | 0 | 0 | 0 | 0 | 0 | 0
STWD | 0 | 0 | 0 | 0 | 0 | 0
WT | 0.11 | 0.11 | 0.11 | 0.11 | 0.05 | 0.05
IGCC | 0 | 0 | 0 | 0 | 0 | 0
DemandResponse | 0 | 0 | 0 | 0 | 0 | 0
IGCC-CCS | 0 | 0 | 0 | 0 | 0 | 0
WT_off | 0 | 0 | 0 | 0 | 0 | 0
PseudoUnit | 0 | 0 | 0 | 0 | 0 | 0
FixedInterchange | 0 | 0 | 0 | 0 | 0 | 0
Base VOM Costs by Reporting Type: EI
ReportingType | 2015 | 2020 | 2025 | 2030 | 2035 | 2040
BM | 24.64 | 494 | 669.02 | 962.56 | 1033.95 | 1071.07
CC | 1774.21 | 1857.3 | 1638.1 | 1429.32 | 2269.61 | 2904.11
CSP | 0 | 0 | 0 | 0 | 0 | 0
CT | 13.65 | 17.26 | 17.78 | 11.59 | 46.57 | 72.18
Coal | 5403.94 | 5125.4 | 5111.81 | 4988.31 | 5359.52 | 5832.26
Geo | 0 | 0 | 0 | 0 | 0 | 0
H | 0 | 0.09 | 0.27 | 0.44 | 0.44 | 0.48
LFG | 0.33 | 0.45 | 0.53 | 0.58 | 0.58 | 0.58
Nuc | 1893.95 | 1954.63 | 1954.63 | 1927.11 | 1435.67 | 1071.27
PS | 0 | 0 | 0 | 0 | 0 | 0
PV | 0.01 | 0.05 | 0.07 | 0.07 | 0.08 | 0.08
PeakG | 26.42 | 35.25 | 39.96 | 24.88 | 44.54 | 26.51
PeakO | 0 | 0 | 0 | 0 | 0 | 0
ST | 0 | 0 | 0 | 0 | 0 | 0
STOG | 28.42 | 30.48 | 29.67 | 23.44 | 32.69 | 32.88
STWD | 38.96 | 40.6 | 33.43 | 33.89 | 34.26 | 36.74
WT | 1.31 | 2.5 | 3.7 | 5.07 | 5.19 | 5.35
IGCC | 30.43 | 30.43 | 30.43 | 30.43 | 30.43 | 30.43
DemandResponse | 0 | 0 | 0 | 0 | 0 | 0
IGCC-CCS | 0 | 0 | 0 | 0 | 0 | 0
WT_off | 0.02 | 0.02 | 0.74 | 1.46 | 1.63 | 1.88
PseudoUnit | 0 | 17.37 | 17.37 | 17.37 | 17.37 | 17.37
FixedInterchange | 0 | 0 | 0 | 0 | 0 | 0
Base VOM Costs by Reporting Type: Outside_EI
ReportingType | 2015 | 2020 | 2025 | 2030 | 2035 | 2040
BM | 0.22 | 1.15 | 0.98 | 71.08 | 74.38 | 79.61
CC | 973.82 | 1054.25 | 1002.89 | 1200.88 | 1472.69 | 1535.41
CSP | 0 | 0 | 0 | 0 | 0 | 0
CT | 0 | 0 | 1.43 | 1.43 | 0 | 0
Coal | 1492.85 | 1625.18 | 1659.25 | 1683.76 | 1733.08 | 2104.34
Geo | 11.13 | 177.57 | 529.51 | 532.83 | 532.83 | 532.83
H | 0 | 0 | 0 | 0.02 | 0.02 | 0.02
LFG | 0.05 | 0.09 | 0.2 | 0.2 | 0.2 | 0.2
Nuc | 270.85 | 270.85 | 270.85 | 270.85 | 270.85 | 270.85
PS | 0 | 0 | 0 | 0 | 0 | 0
PV | 0.01 | 0.01 | 0.01 | 0.01 | 0.01 | 0.01
PeakG | 0.03 | 0.24 | 1.96 | 0.36 | 0.27 | 0.16
PeakO | 0 | 0 | 0 | 0 | 0 | 0
ST | 0.03 | 0.06 | 0.07 | 0.08 | 0.08 | 0.08
STOG | 14.81 | 15.69 | 15.3 | 12.82 | 13.06 | 9.64
STWD | 9.77 | 10.08 | 15.22 | 19.1 | 19.1 | 19.1
WT | 0.72 | 1 | 1.56 | 1.86 | 1.9 | 1.95
IGCC | 0 | 0 | 0 | 0 | 0 | 0
DemandResponse | 0 | 0 | 0 | 0 | 0 | 0
IGCC-CCS | 0 | 0 | 0 | 0 | 0 | 0
WT_off | 0 | 0 | 0 | 0 | 0 | 0
PseudoUnit | 0 | 0 | 0 | 0 | 0 | 0
FixedInterchange | 0 | 0 | 0 | 0 | 0 | 0
#9 | Retrofit VOM Costs ($million)
Retrofit VOM Costs by Reporting Type: Entergy
ReportingType | 2015 | 2020 | 2025 | 2030 | 2035 | 2040
BM | 0 | 0 | 0 | 0 | 0 | 0
CC | 0 | 0 | 0 | 0 | 0 | 0
CSP | 0 | 0 | 0 | 0 | 0 | 0
CT | 0 | 0 | 0 | 0 | 0 | 0
Coal | 14.82 | 335.71 | 383.78 | 402.16 | 420 | 420
Geo | 0 | 0 | 0 | 0 | 0 | 0
H | 0 | 0 | 0 | 0 | 0 | 0
LFG | 0 | 0 | 0 | 0 | 0 | 0
Nuc | 0 | 0 | 0 | 0 | 0 | 0
PS | 0 | 0 | 0 | 0 | 0 | 0
PV | 0 | 0 | 0 | 0 | 0 | 0
PeakG | 0 | 0 | 0 | 0 | 0 | 0
PeakO | 0 | 0 | 0 | 0 | 0 | 0
ST | 0 | 0 | 0 | 0 | 0 | 0
STOG | 0 | 0 | 0 | 0 | 0 | 0
STWD | 0 | 0 | 0 | 0 | 0 | 0
WT | 0 | 0 | 0 | 0 | 0 | 0
IGCC | 0 | 0 | 0 | 0 | 0 | 0
DemandResponse | 0 | 0 | 0 | 0 | 0 | 0
IGCC-CCS | 0 | 0 | 0 | 0 | 0 | 0
WT_off | 0 | 0 | 0 | 0 | 0 | 0
PseudoUnit | 0 | 0 | 0 | 0 | 0 | 0
FixedInterchange | 0 | 0 | 0 | 0 | 0 | 0
Retrofit VOM Costs by Reporting Type: FRCC
ReportingType | 2015 | 2020 | 2025 | 2030 | 2035 | 2040
BM | 0 | 0 | 0 | 0 | 0 | 0
CC | 0 | 0 | 0 | 0 | 0 | 0
CSP | 0 | 0 | 0 | 0 | 0 | 0
CT | 0 | 0 | 0 | 0 | 0 | 0
Coal | 234.71 | 281.55 | 288.11 | 297.61 | 309.24 | 309.24
Geo | 0 | 0 | 0 | 0 | 0 | 0
H | 0 | 0 | 0 | 0 | 0 | 0
LFG | 0 | 0 | 0 | 0 | 0 | 0
Nuc | 0 | 0 | 0 | 0 | 0 | 0
PS | 0 | 0 | 0 | 0 | 0 | 0
PV | 0 | 0 | 0 | 0 | 0 | 0
PeakG | 0 | 0 | 0 | 0 | 0 | 0
PeakO | 0 | 0 | 0 | 0 | 0 | 0
ST | 0 | 0 | 0 | 0 | 0 | 0
STOG | 0 | 0 | 0 | 0 | 0 | 0
STWD | 0 | 0 | 0 | 0 | 0 | 0
WT | 0 | 0 | 0 | 0 | 0 | 0
IGCC | 0 | 0 | 0 | 0 | 0 | 0
DemandResponse | 0 | 0 | 0 | 0 | 0 | 0
IGCC-CCS | 0 | 0 | 0 | 0 | 0 | 0
WT_off | 0 | 0 | 0 | 0 | 0 | 0
PseudoUnit | 0 | 0 | 0 | 0 | 0 | 0
FixedInterchange | 0 | 0 | 0 | 0 | 0 | 0
Retrofit VOM Costs by Reporting Type: MAPP_US
ReportingType | 2015 | 2020 | 2025 | 2030 | 2035 | 2040
BM | 0 | 0 | 0 | 0 | 0 | 0
CC | 0 | 0 | 0 | 0 | 0 | 0
CSP | 0 | 0 | 0 | 0 | 0 | 0
CT | 0 | 0 | 0 | 0 | 0 | 0
Coal | 94.43 | 98.64 | 98.64 | 98.64 | 98.64 | 98.64
Geo | 0 | 0 | 0 | 0 | 0 | 0
H | 0 | 0 | 0 | 0 | 0 | 0
LFG | 0 | 0 | 0 | 0 | 0 | 0
Nuc | 0 | 0 | 0 | 0 | 0 | 0
PS | 0 | 0 | 0 | 0 | 0 | 0
PV | 0 | 0 | 0 | 0 | 0 | 0
PeakG | 0 | 0 | 0 | 0 | 0 | 0
PeakO | 0 | 0 | 0 | 0 | 0 | 0
ST | 0 | 0 | 0 | 0 | 0 | 0
STOG | 0 | 0 | 0 | 0 | 0 | 0
STWD | 0 | 0 | 0 | 0 | 0 | 0
WT | 0 | 0 | 0 | 0 | 0 | 0
IGCC | 0 | 0 | 0 | 0 | 0 | 0
DemandResponse | 0 | 0 | 0 | 0 | 0 | 0
IGCC-CCS | 0 | 0 | 0 | 0 | 0 | 0
WT_off | 0 | 0 | 0 | 0 | 0 | 0
PseudoUnit | 0 | 0 | 0 | 0 | 0 | 0
FixedInterchange | 0 | 0 | 0 | 0 | 0 | 0
Retrofit VOM Costs by Reporting Type: MISO_IN
ReportingType | 2015 | 2020 | 2025 | 2030 | 2035 | 2040
BM | 0 | 0 | 0 | 0 | 0 | 0
CC | 0 | 0 | 0 | 0 | 0 | 0
CSP | 0 | 0 | 0 | 0 | 0 | 0
CT | 0 | 0 | 0 | 0 | 0 | 0
Coal | 324.24 | 492.75 | 507.25 | 513.13 | 568.4 | 588.83
Geo | 0 | 0 | 0 | 0 | 0 | 0
H | 0 | 0 | 0 | 0 | 0 | 0
LFG | 0 | 0 | 0 | 0 | 0 | 0
Nuc | 0 | 0 | 0 | 0 | 0 | 0
PS | 0 | 0 | 0 | 0 | 0 | 0
PV | 0 | 0 | 0 | 0 | 0 | 0
PeakG | 0 | 0 | 0 | 0 | 0 | 0
PeakO | 0 | 0 | 0 | 0 | 0 | 0
ST | 0 | 0 | 0 | 0 | 0 | 0
STOG | 0 | 0 | 0 | 0 | 0 | 0
STWD | 0 | 0 | 0 | 0 | 0 | 0
WT | 0 | 0 | 0 | 0 | 0 | 0
IGCC | 0 | 0 | 0 | 0 | 0 | 0
DemandResponse | 0 | 0 | 0 | 0 | 0 | 0
IGCC-CCS | 0 | 0 | 0 | 0 | 0 | 0
WT_off | 0 | 0 | 0 | 0 | 0 | 0
PseudoUnit | 0 | 0 | 0 | 0 | 0 | 0
FixedInterchange | 0 | 0 | 0 | 0 | 0 | 0
Retrofit VOM Costs by Reporting Type: MISO_MI
ReportingType | 2015 | 2020 | 2025 | 2030 | 2035 | 2040
BM | 0 | 0 | 0 | 0 | 0 | 0
CC | 0 | 0 | 0 | 0 | 0 | 0
CSP | 0 | 0 | 0 | 0 | 0 | 0
CT | 0 | 0 | 0 | 0 | 0 | 0
Coal | 48.91 | 224.03 | 232.23 | 226.59 | 266.45 | 273.17
Geo | 0 | 0 | 0 | 0 | 0 | 0
H | 0 | 0 | 0 | 0 | 0 | 0
LFG | 0 | 0 | 0 | 0 | 0 | 0
Nuc | 0 | 0 | 0 | 0 | 0 | 0
PS | 0 | 0 | 0 | 0 | 0 | 0
PV | 0 | 0 | 0 | 0 | 0 | 0
PeakG | 0 | 0 | 0 | 0 | 0 | 0
PeakO | 0 | 0 | 0 | 0 | 0 | 0
ST | 0 | 0 | 0 | 0 | 0 | 0
STOG | 0 | 0 | 0 | 0 | 0 | 0
STWD | 0 | 0 | 0 | 0 | 0 | 0
WT | 0 | 0 | 0 | 0 | 0 | 0
IGCC | 0 | 0 | 0 | 0 | 0 | 0
DemandResponse | 0 | 0 | 0 | 0 | 0 | 0
IGCC-CCS | 0 | 0 | 0 | 0 | 0 | 0
WT_off | 0 | 0 | 0 | 0 | 0 | 0
PseudoUnit | 0 | 0 | 0 | 0 | 0 | 0
FixedInterchange | 0 | 0 | 0 | 0 | 0 | 0
Retrofit VOM Costs by Reporting Type: MISO_MO-IL
ReportingType | 2015 | 2020 | 2025 | 2030 | 2035 | 2040
BM | 0 | 0 | 0 | 0 | 0 | 0
CC | 0 | 0 | 0 | 0 | 0 | 0
CSP | 0 | 0 | 0 | 0 | 0 | 0
CT | 0 | 0 | 0 | 0 | 0 | 0
Coal | 117.56 | 436.24 | 479.27 | 451.46 | 599.64 | 599.64
Geo | 0 | 0 | 0 | 0 | 0 | 0
H | 0 | 0 | 0 | 0 | 0 | 0
LFG | 0 | 0 | 0 | 0 | 0 | 0
Nuc | 0 | 0 | 0 | 0 | 0 | 0
PS | 0 | 0 | 0 | 0 | 0 | 0
PV | 0 | 0 | 0 | 0 | 0 | 0
PeakG | 0 | 0 | 0 | 0 | 0 | 0
PeakO | 0 | 0 | 0 | 0 | 0 | 0
ST | 0 | 0 | 0 | 0 | 0 | 0
STOG | 0 | 0 | 0 | 0 | 0 | 0
STWD | 0 | 0 | 0 | 0 | 0 | 0
WT | 0 | 0 | 0 | 0 | 0 | 0
IGCC | 0 | 0 | 0 | 0 | 0 | 0
DemandResponse | 0 | 0 | 0 | 0 | 0 | 0
IGCC-CCS | 0 | 0 | 0 | 0 | 0 | 0
WT_off | 0 | 0 | 0 | 0 | 0 | 0
PseudoUnit | 0 | 0 | 0 | 0 | 0 | 0
FixedInterchange | 0 | 0 | 0 | 0 | 0 | 0
Retrofit VOM Costs by Reporting Type: MISO_W
ReportingType | 2015 | 2020 | 2025 | 2030 | 2035 | 2040
BM | 0 | 0 | 0 | 0 | 0 | 0
CC | 0 | 0 | 0 | 0 | 0 | 0
CSP | 0 | 0 | 0 | 0 | 0 | 0
CT | 0 | 0 | 0 | 0 | 0 | 0
Coal | 144.25 | 405.43 | 408.25 | 390.55 | 411.74 | 411.74
Geo | 0 | 0 | 0 | 0 | 0 | 0
H | 0 | 0 | 0 | 0 | 0 | 0
LFG | 0 | 0 | 0 | 0 | 0 | 0
Nuc | 0 | 0 | 0 | 0 | 0 | 0
PS | 0 | 0 | 0 | 0 | 0 | 0
PV | 0 | 0 | 0 | 0 | 0 | 0
PeakG | 0 | 0 | 0 | 0 | 0 | 0
PeakO | 0 | 0 | 0 | 0 | 0 | 0
ST | 0 | 0 | 0 | 0 | 0 | 0
STOG | 0 | 0 | 0 | 0 | 0 | 0
STWD | 0 | 0 | 0 | 0 | 0 | 0
WT | 0 | 0 | 0 | 0 | 0 | 0
IGCC | 0 | 0 | 0 | 0 | 0 | 0
DemandResponse | 0 | 0 | 0 | 0 | 0 | 0
IGCC-CCS | 0 | 0 | 0 | 0 | 0 | 0
WT_off | 0 | 0 | 0 | 0 | 0 | 0
PseudoUnit | 0 | 0 | 0 | 0 | 0 | 0
FixedInterchange | 0 | 0 | 0 | 0 | 0 | 0
Retrofit VOM Costs by Reporting Type: MISO_WUMS
ReportingType | 2015 | 2020 | 2025 | 2030 | 2035 | 2040
BM | 0 | 0 | 0 | 0 | 0 | 0
CC | 0 | 0 | 0 | 0 | 0 | 0
CSP | 0 | 0 | 0 | 0 | 0 | 0
CT | 0 | 0 | 0 | 0 | 0 | 0
Coal | 93.55 | 152.92 | 162.12 | 153.74 | 186.32 | 202.35
Geo | 0 | 0 | 0 | 0 | 0 | 0
H | 0 | 0 | 0 | 0 | 0 | 0
LFG | 0 | 0 | 0 | 0 | 0 | 0
Nuc | 0 | 0 | 0 | 0 | 0 | 0
PS | 0 | 0 | 0 | 0 | 0 | 0
PV | 0 | 0 | 0 | 0 | 0 | 0
PeakG | 0 | 0 | 0 | 0 | 0 | 0
PeakO | 0 | 0 | 0 | 0 | 0 | 0
ST | 0 | 0 | 0 | 0 | 0 | 0
STOG | 0 | 0 | 0 | 0 | 0 | 0
STWD | 0 | 0 | 0 | 0 | 0 | 0
WT | 0 | 0 | 0 | 0 | 0 | 0
IGCC | 0 | 0 | 0 | 0 | 0 | 0
DemandResponse | 0 | 0 | 0 | 0 | 0 | 0
IGCC-CCS | 0 | 0 | 0 | 0 | 0 | 0
WT_off | 0 | 0 | 0 | 0 | 0 | 0
PseudoUnit | 0 | 0 | 0 | 0 | 0 | 0
FixedInterchange | 0 | 0 | 0 | 0 | 0 | 0
Retrofit VOM Costs by Reporting Type: Nebraska
ReportingType | 2015 | 2020 | 2025 | 2030 | 2035 | 2040
BM | 0 | 0 | 0 | 0 | 0 | 0
CC | 0 | 0 | 0 | 0 | 0 | 0
CSP | 0 | 0 | 0 | 0 | 0 | 0
CT | 0 | 0 | 0 | 0 | 0 | 0
Coal | 16.57 | 135.66 | 135.66 | 135.66 | 135.66 | 135.66
Geo | 0 | 0 | 0 | 0 | 0 | 0
H | 0 | 0 | 0 | 0 | 0 | 0
LFG | 0 | 0 | 0 | 0 | 0 | 0
Nuc | 0 | 0 | 0 | 0 | 0 | 0
PS | 0 | 0 | 0 | 0 | 0 | 0
PV | 0 | 0 | 0 | 0 | 0 | 0
PeakG | 0 | 0 | 0 | 0 | 0 | 0
PeakO | 0 | 0 | 0 | 0 | 0 | 0
ST | 0 | 0 | 0 | 0 | 0 | 0
STOG | 0 | 0 | 0 | 0 | 0 | 0
STWD | 0 | 0 | 0 | 0 | 0 | 0
WT | 0 | 0 | 0 | 0 | 0 | 0
IGCC | 0 | 0 | 0 | 0 | 0 | 0
DemandResponse | 0 | 0 | 0 | 0 | 0 | 0
IGCC-CCS | 0 | 0 | 0 | 0 | 0 | 0
WT_off | 0 | 0 | 0 | 0 | 0 | 0
PseudoUnit | 0 | 0 | 0 | 0 | 0 | 0
FixedInterchange | 0 | 0 | 0 | 0 | 0 | 0
Retrofit VOM Costs by Reporting Type: NEISO
ReportingType | 2015 | 2020 | 2025 | 2030 | 2035 | 2040
BM | 0 | 0 | 0 | 0 | 0 | 0
CC | 0 | 0 | 0 | 0 | 0 | 0
CSP | 0 | 0 | 0 | 0 | 0 | 0
CT | 0 | 0 | 0 | 0 | 0 | 0
Coal | 0.16 | 0 | 0 | 0 | 0 | 0
Geo | 0 | 0 | 0 | 0 | 0 | 0
H | 0 | 0 | 0 | 0 | 0 | 0
LFG | 0 | 0 | 0 | 0 | 0 | 0
Nuc | 0 | 0 | 0 | 0 | 0 | 0
PS | 0 | 0 | 0 | 0 | 0 | 0
PV | 0 | 0 | 0 | 0 | 0 | 0
PeakG | 0 | 0 | 0 | 0 | 0 | 0
PeakO | 0 | 0 | 0 | 0 | 0 | 0
ST | 0 | 0 | 0 | 0 | 0 | 0
STOG | 0 | 0 | 0 | 0 | 0 | 0
STWD | 0 | 0 | 0 | 0 | 0 | 0
WT | 0 | 0 | 0 | 0 | 0 | 0
IGCC | 0 | 0 | 0 | 0 | 0 | 0
DemandResponse | 0 | 0 | 0 | 0 | 0 | 0
IGCC-CCS | 0 | 0 | 0 | 0 | 0 | 0
WT_off | 0 | 0 | 0 | 0 | 0 | 0
PseudoUnit | 0 | 0 | 0 | 0 | 0 | 0
FixedInterchange | 0 | 0 | 0 | 0 | 0 | 0
Retrofit VOM Costs by Reporting Type: NonRTO_Midwest
ReportingType | 2015 | 2020 | 2025 | 2030 | 2035 | 2040
BM | 0 | 0 | 0 | 0 | 0 | 0
CC | 0 | 0 | 0 | 0 | 0 | 0
CSP | 0 | 0 | 0 | 0 | 0 | 0
CT | 0 | 0 | 0 | 0 | 0 | 0
Coal | 232.13 | 299.77 | 304.79 | 309.14 | 322.27 | 346.86
Geo | 0 | 0 | 0 | 0 | 0 | 0
H | 0 | 0 | 0 | 0 | 0 | 0
LFG | 0 | 0 | 0 | 0 | 0 | 0
Nuc | 0 | 0 | 0 | 0 | 0 | 0
PS | 0 | 0 | 0 | 0 | 0 | 0
PV | 0 | 0 | 0 | 0 | 0 | 0
PeakG | 0 | 0 | 0 | 0 | 0 | 0
PeakO | 0 | 0 | 0 | 0 | 0 | 0
ST | 0 | 0 | 0 | 0 | 0 | 0
STOG | 0 | 0 | 0 | 0 | 0 | 0
STWD | 0 | 0 | 0 | 0 | 0 | 0
WT | 0 | 0 | 0 | 0 | 0 | 0
IGCC | 0 | 0 | 0 | 0 | 0 | 0
DemandResponse | 0 | 0 | 0 | 0 | 0 | 0
IGCC-CCS | 0 | 0 | 0 | 0 | 0 | 0
WT_off | 0 | 0 | 0 | 0 | 0 | 0
PseudoUnit | 0 | 0 | 0 | 0 | 0 | 0
FixedInterchange | 0 | 0 | 0 | 0 | 0 | 0
Retrofit VOM Costs by Reporting Type: NYISO_A-F
ReportingType | 2015 | 2020 | 2025 | 2030 | 2035 | 2040
BM | 0 | 0 | 0 | 0 | 0 | 0
CC | 0 | 0 | 0 | 0 | 0 | 0
CSP | 0 | 0 | 0 | 0 | 0 | 0
CT | 0 | 0 | 0 | 0 | 0 | 0
Coal | 0 | 0 | 0 | 0 | 0 | 0
Geo | 0 | 0 | 0 | 0 | 0 | 0
H | 0 | 0 | 0 | 0 | 0 | 0
LFG | 0 | 0 | 0 | 0 | 0 | 0
Nuc | 0 | 0 | 0 | 0 | 0 | 0
PS | 0 | 0 | 0 | 0 | 0 | 0
PV | 0 | 0 | 0 | 0 | 0 | 0
PeakG | 0 | 0 | 0 | 0 | 0 | 0
PeakO | 0 | 0 | 0 | 0 | 0 | 0
ST | 0 | 0 | 0 | 0 | 0 | 0
STOG | 0 | 0 | 0 | 0 | 0 | 0
STWD | 0 | 0 | 0 | 0 | 0 | 0
WT | 0 | 0 | 0 | 0 | 0 | 0
IGCC | 0 | 0 | 0 | 0 | 0 | 0
DemandResponse | 0 | 0 | 0 | 0 | 0 | 0
IGCC-CCS | 0 | 0 | 0 | 0 | 0 | 0
WT_off | 0 | 0 | 0 | 0 | 0 | 0
PseudoUnit | 0 | 0 | 0 | 0 | 0 | 0
FixedInterchange | 0 | 0 | 0 | 0 | 0 | 0
Retrofit VOM Costs by Reporting Type: NYISO_G-I
ReportingType | 2015 | 2020 | 2025 | 2030 | 2035 | 2040
BM | 0 | 0 | 0 | 0 | 0 | 0
CC | 0 | 0 | 0 | 0 | 0 | 0
CSP | 0 | 0 | 0 | 0 | 0 | 0
CT | 0 | 0 | 0 | 0 | 0 | 0
Coal | 0 | 0 | 0 | 0 | 0 | 0
Geo | 0 | 0 | 0 | 0 | 0 | 0
H | 0 | 0 | 0 | 0 | 0 | 0
LFG | 0 | 0 | 0 | 0 | 0 | 0
Nuc | 0 | 0 | 0 | 0 | 0 | 0
PS | 0 | 0 | 0 | 0 | 0 | 0
PV | 0 | 0 | 0 | 0 | 0 | 0
PeakG | 0 | 0 | 0 | 0 | 0 | 0
PeakO | 0 | 0 | 0 | 0 | 0 | 0
ST | 0 | 0 | 0 | 0 | 0 | 0
STOG | 0 | 0 | 0 | 0 | 0 | 0
STWD | 0 | 0 | 0 | 0 | 0 | 0
WT | 0 | 0 | 0 | 0 | 0 | 0
IGCC | 0 | 0 | 0 | 0 | 0 | 0
DemandResponse | 0 | 0 | 0 | 0 | 0 | 0
IGCC-CCS | 0 | 0 | 0 | 0 | 0 | 0
WT_off | 0 | 0 | 0 | 0 | 0 | 0
PseudoUnit | 0 | 0 | 0 | 0 | 0 | 0
FixedInterchange | 0 | 0 | 0 | 0 | 0 | 0
Retrofit VOM Costs by Reporting Type: NYISO_J-K
ReportingType | 2015 | 2020 | 2025 | 2030 | 2035 | 2040
BM | 0 | 0 | 0 | 0 | 0 | 0
CC | 0 | 0 | 0 | 0 | 0 | 0
CSP | 0 | 0 | 0 | 0 | 0 | 0
CT | 0 | 0 | 0 | 0 | 0 | 0
Coal | 0 | 0 | 0 | 0 | 0 | 0
Geo | 0 | 0 | 0 | 0 | 0 | 0
H | 0 | 0 | 0 | 0 | 0 | 0
LFG | 0 | 0 | 0 | 0 | 0 | 0
Nuc | 0 | 0 | 0 | 0 | 0 | 0
PS | 0 | 0 | 0 | 0 | 0 | 0
PV | 0 | 0 | 0 | 0 | 0 | 0
PeakG | 0 | 0 | 0 | 0 | 0 | 0
PeakO | 0 | 0 | 0 | 0 | 0 | 0
ST | 0 | 0 | 0 | 0 | 0 | 0
STOG | 0 | 0 | 0 | 0 | 0 | 0
STWD | 0 | 0 | 0 | 0 | 0 | 0
WT | 0 | 0 | 0 | 0 | 0 | 0
IGCC | 0 | 0 | 0 | 0 | 0 | 0
DemandResponse | 0 | 0 | 0 | 0 | 0 | 0
IGCC-CCS | 0 | 0 | 0 | 0 | 0 | 0
WT_off | 0 | 0 | 0 | 0 | 0 | 0
PseudoUnit | 0 | 0 | 0 | 0 | 0 | 0
FixedInterchange | 0 | 0 | 0 | 0 | 0 | 0
Retrofit VOM Costs by Reporting Type: PJM_E
ReportingType | 2015 | 2020 | 2025 | 2030 | 2035 | 2040
BM | 0 | 0 | 0 | 0 | 0 | 0
CC | 0 | 0 | 0 | 0 | 0 | 0
CSP | 0 | 0 | 0 | 0 | 0 | 0
CT | 0 | 0 | 0 | 0 | 0 | 0
Coal | 1.8 | 0 | 0 | 0 | 0 | 0
Geo | 0 | 0 | 0 | 0 | 0 | 0
H | 0 | 0 | 0 | 0 | 0 | 0
LFG | 0 | 0 | 0 | 0 | 0 | 0
Nuc | 0 | 0 | 0 | 0 | 0 | 0
PS | 0 | 0 | 0 | 0 | 0 | 0
PV | 0 | 0 | 0 | 0 | 0 | 0
PeakG | 0 | 0 | 0 | 0 | 0 | 0
PeakO | 0 | 0 | 0 | 0 | 0 | 0
ST | 0 | 0 | 0 | 0 | 0 | 0
STOG | 0 | 0 | 0 | 0 | 0 | 0
STWD | 0 | 0 | 0 | 0 | 0 | 0
WT | 0 | 0 | 0 | 0 | 0 | 0
IGCC | 0 | 0 | 0 | 0 | 0 | 0
DemandResponse | 0 | 0 | 0 | 0 | 0 | 0
IGCC-CCS | 0 | 0 | 0 | 0 | 0 | 0
WT_off | 0 | 0 | 0 | 0 | 0 | 0
PseudoUnit | 0 | 0 | 0 | 0 | 0 | 0
FixedInterchange | 0 | 0 | 0 | 0 | 0 | 0
Retrofit VOM Costs by Reporting Type: PJM_ROM
ReportingType | 2015 | 2020 | 2025 | 2030 | 2035 | 2040
BM | 0 | 0 | 0 | 0 | 0 | 0
CC | 0 | 0 | 0 | 0 | 0 | 0
CSP | 0 | 0 | 0 | 0 | 0 | 0
CT | 0 | 0 | 0 | 0 | 0 | 0
Coal | 180.14 | 189.96 | 189.09 | 181.2 | 215.21 | 215.21
Geo | 0 | 0 | 0 | 0 | 0 | 0
H | 0 | 0 | 0 | 0 | 0 | 0
LFG | 0 | 0 | 0 | 0 | 0 | 0
Nuc | 0 | 0 | 0 | 0 | 0 | 0
PS | 0 | 0 | 0 | 0 | 0 | 0
PV | 0 | 0 | 0 | 0 | 0 | 0
PeakG | 0 | 0 | 0 | 0 | 0 | 0
PeakO | 0 | 0 | 0 | 0 | 0 | 0
ST | 0 | 0 | 0 | 0 | 0 | 0
STOG | 0 | 0 | 0 | 0 | 0 | 0
STWD | 0 | 0 | 0 | 0 | 0 | 0
WT | 0 | 0 | 0 | 0 | 0 | 0
IGCC | 0 | 0 | 0 | 0 | 0 | 0
DemandResponse | 0 | 0 | 0 | 0 | 0 | 0
IGCC-CCS | 0 | 0 | 0 | 0 | 0 | 0
WT_off | 0 | 0 | 0 | 0 | 0 | 0
PseudoUnit | 0 | 0 | 0 | 0 | 0 | 0
FixedInterchange | 0 | 0 | 0 | 0 | 0 | 0
Retrofit VOM Costs by Reporting Type: PJM_ROR
ReportingType | 2015 | 2020 | 2025 | 2030 | 2035 | 2040
BM | 0 | 0 | 0 | 0 | 0 | 0
CC | 0 | 0 | 0 | 0 | 0 | 0
CSP | 0 | 0 | 0 | 0 | 0 | 0
CT | 0 | 0 | 0 | 0 | 0 | 0
Coal | 944.31 | 1064.71 | 1062.86 | 1062.6 | 1079.1 | 1094.54
Geo | 0 | 0 | 0 | 0 | 0 | 0
H | 0 | 0 | 0 | 0 | 0 | 0
LFG | 0 | 0 | 0 | 0 | 0 | 0
Nuc | 0 | 0 | 0 | 0 | 0 | 0
PS | 0 | 0 | 0 | 0 | 0 | 0
PV | 0 | 0 | 0 | 0 | 0 | 0
PeakG | 0 | 0 | 0 | 0 | 0 | 0
PeakO | 0 | 0 | 0 | 0 | 0 | 0
ST | 0 | 0 | 0 | 0 | 0 | 0
STOG | 0 | 0 | 0 | 0 | 0 | 0
STWD | 0 | 0 | 0 | 0 | 0 | 0
WT | 0 | 0 | 0 | 0 | 0 | 0
IGCC | 0 | 0 | 0 | 0 | 0 | 0
DemandResponse | 0 | 0 | 0 | 0 | 0 | 0
IGCC-CCS | 0 | 0 | 0 | 0 | 0 | 0
WT_off | 0 | 0 | 0 | 0 | 0 | 0
PseudoUnit | 0 | 0 | 0 | 0 | 0 | 0
FixedInterchange | 0 | 0 | 0 | 0 | 0 | 0
Retrofit VOM Costs by Reporting Type: SOCO
ReportingType | 2015 | 2020 | 2025 | 2030 | 2035 | 2040
BM | 0 | 0 | 0 | 0 | 0 | 0
CC | 0 | 0 | 0 | 0 | 0 | 0
CSP | 0 | 0 | 0 | 0 | 0 | 0
CT | 0 | 0 | 0 | 0 | 0 | 0
Coal | 342.25 | 448.32 | 489.48 | 511.17 | 520.5 | 520.5
Geo | 0 | 0 | 0 | 0 | 0 | 0
H | 0 | 0 | 0 | 0 | 0 | 0
LFG | 0 | 0 | 0 | 0 | 0 | 0
Nuc | 0 | 0 | 0 | 0 | 0 | 0
PS | 0 | 0 | 0 | 0 | 0 | 0
PV | 0 | 0 | 0 | 0 | 0 | 0
PeakG | 0 | 0 | 0 | 0 | 0 | 0
PeakO | 0 | 0 | 0 | 0 | 0 | 0
ST | 0 | 0 | 0 | 0 | 0 | 0
STOG | 0 | 0 | 0 | 0 | 0 | 0
STWD | 0 | 0 | 0 | 0 | 0 | 0
WT | 0 | 0 | 0 | 0 | 0 | 0
IGCC | 0 | 0 | 0 | 0 | 0 | 0
DemandResponse | 0 | 0 | 0 | 0 | 0 | 0
IGCC-CCS | 0 | 0 | 0 | 0 | 0 | 0
WT_off | 0 | 0 | 0 | 0 | 0 | 0
PseudoUnit | 0 | 0 | 0 | 0 | 0 | 0
FixedInterchange | 0 | 0 | 0 | 0 | 0 | 0
Retrofit VOM Costs by Reporting Type: SPP_N
ReportingType | 2015 | 2020 | 2025 | 2030 | 2035 | 2040
BM | 0 | 0 | 0 | 0 | 0 | 0
CC | 0 | 0 | 0 | 0 | 0 | 0
CSP | 0 | 0 | 0 | 0 | 0 | 0
CT | 0 | 0 | 0 | 0 | 0 | 0
Coal | 190.31 | 340.41 | 303.58 | 303.58 | 303.58 | 303.58
Geo | 0 | 0 | 0 | 0 | 0 | 0
H | 0 | 0 | 0 | 0 | 0 | 0
LFG | 0 | 0 | 0 | 0 | 0 | 0
Nuc | 0 | 0 | 0 | 0 | 0 | 0
PS | 0 | 0 | 0 | 0 | 0 | 0
PV | 0 | 0 | 0 | 0 | 0 | 0
PeakG | 0 | 0 | 0 | 0 | 0 | 0
PeakO | 0 | 0 | 0 | 0 | 0 | 0
ST | 0 | 0 | 0 | 0 | 0 | 0
STOG | 0 | 0 | 0 | 0 | 0 | 0
STWD | 0 | 0 | 0 | 0 | 0 | 0
WT | 0 | 0 | 0 | 0 | 0 | 0
IGCC | 0 | 0 | 0 | 0 | 0 | 0
DemandResponse | 0 | 0 | 0 | 0 | 0 | 0
IGCC-CCS | 0 | 0 | 0 | 0 | 0 | 0
WT_off | 0 | 0 | 0 | 0 | 0 | 0
PseudoUnit | 0 | 0 | 0 | 0 | 0 | 0
FixedInterchange | 0 | 0 | 0 | 0 | 0 | 0
Retrofit VOM Costs by Reporting Type: SPP_S
ReportingType | 2015 | 2020 | 2025 | 2030 | 2035 | 2040
BM | 0 | 0 | 0 | 0 | 0 | 0
CC | 0 | 0 | 0 | 0 | 0 | 0
CSP | 0 | 0 | 0 | 0 | 0 | 0
CT | 0 | 0 | 0 | 0 | 0 | 0
Coal | 81.56 | 664.89 | 655.23 | 551.81 | 713.23 | 723.59
Geo | 0 | 0 | 0 | 0 | 0 | 0
H | 0 | 0 | 0 | 0 | 0 | 0
LFG | 0 | 0 | 0 | 0 | 0 | 0
Nuc | 0 | 0 | 0 | 0 | 0 | 0
PS | 0 | 0 | 0 | 0 | 0 | 0
PV | 0 | 0 | 0 | 0 | 0 | 0
PeakG | 0 | 0 | 0 | 0 | 0 | 0
PeakO | 0 | 0 | 0 | 0 | 0 | 0
ST | 0 | 0 | 0 | 0 | 0 | 0
STOG | 0 | 0 | 0 | 0 | 0 | 0
STWD | 0 | 0 | 0 | 0 | 0 | 0
WT | 0 | 0 | 0 | 0 | 0 | 0
IGCC | 0 | 0 | 0 | 0 | 0 | 0
DemandResponse | 0 | 0 | 0 | 0 | 0 | 0
IGCC-CCS | 0 | 0 | 0 | 0 | 0 | 0
WT_off | 0 | 0 | 0 | 0 | 0 | 0
PseudoUnit | 0 | 0 | 0 | 0 | 0 | 0
FixedInterchange | 0 | 0 | 0 | 0 | 0 | 0
Retrofit VOM Costs by Reporting Type: TVA
ReportingType | 2015 | 2020 | 2025 | 2030 | 2035 | 2040
BM | 0 | 0 | 0 | 0 | 0 | 0
CC | 0 | 0 | 0 | 0 | 0 | 0
CSP | 0 | 0 | 0 | 0 | 0 | 0
CT | 0 | 0 | 0 | 0 | 0 | 0
Coal | 204.22 | 360.98 | 366.6 | 342.82 | 378.86 | 378.86
Geo | 0 | 0 | 0 | 0 | 0 | 0
H | 0 | 0 | 0 | 0 | 0 | 0
LFG | 0 | 0 | 0 | 0 | 0 | 0
Nuc | 0 | 0 | 0 | 0 | 0 | 0
PS | 0 | 0 | 0 | 0 | 0 | 0
PV | 0 | 0 | 0 | 0 | 0 | 0
PeakG | 0 | 0 | 0 | 0 | 0 | 0
PeakO | 0 | 0 | 0 | 0 | 0 | 0
ST | 0 | 0 | 0 | 0 | 0 | 0
STOG | 0 | 0 | 0 | 0 | 0 | 0
STWD | 0 | 0 | 0 | 0 | 0 | 0
WT | 0 | 0 | 0 | 0 | 0 | 0
IGCC | 0 | 0 | 0 | 0 | 0 | 0
DemandResponse | 0 | 0 | 0 | 0 | 0 | 0
IGCC-CCS | 0 | 0 | 0 | 0 | 0 | 0
WT_off | 0 | 0 | 0 | 0 | 0 | 0
PseudoUnit | 0 | 0 | 0 | 0 | 0 | 0
FixedInterchange | 0 | 0 | 0 | 0 | 0 | 0
Retrofit VOM Costs by Reporting Type: TVA_Transmission
ReportingType | 2015 | 2020 | 2025 | 2030 | 2035 | 2040
BM | 0 | 0 | 0 | 0 | 0 | 0
CC | 0 | 0 | 0 | 0 | 0 | 0
CSP | 0 | 0 | 0 | 0 | 0 | 0
CT | 0 | 0 | 0 | 0 | 0 | 0
Coal | 0 | 0 | 0 | 0 | 0 | 0
Geo | 0 | 0 | 0 | 0 | 0 | 0
H | 0 | 0 | 0 | 0 | 0 | 0
LFG | 0 | 0 | 0 | 0 | 0 | 0
Nuc | 0 | 0 | 0 | 0 | 0 | 0
PS | 0 | 0 | 0 | 0 | 0 | 0
PV | 0 | 0 | 0 | 0 | 0 | 0
PeakG | 0 | 0 | 0 | 0 | 0 | 0
PeakO | 0 | 0 | 0 | 0 | 0 | 0
ST | 0 | 0 | 0 | 0 | 0 | 0
STOG | 0 | 0 | 0 | 0 | 0 | 0
STWD | 0 | 0 | 0 | 0 | 0 | 0
WT | 0 | 0 | 0 | 0 | 0 | 0
IGCC | 0 | 0 | 0 | 0 | 0 | 0
DemandResponse | 0 | 0 | 0 | 0 | 0 | 0
IGCC-CCS | 0 | 0 | 0 | 0 | 0 | 0
WT_off | 0 | 0 | 0 | 0 | 0 | 0
PseudoUnit | 0 | 0 | 0 | 0 | 0 | 0
FixedInterchange | 0 | 0 | 0 | 0 | 0 | 0
Retrofit VOM Costs by Reporting Type: VACAR
ReportingType | 2015 | 2020 | 2025 | 2030 | 2035 | 2040
BM | 0 | 0 | 0 | 0 | 0 | 0
CC | 0 | 0 | 0 | 0 | 0 | 0
CSP | 0 | 0 | 0 | 0 | 0 | 0
CT | 0 | 0 | 0 | 0 | 0 | 0
Coal | 357.17 | 283.63 | 195.45 | 107.55 | 232.95 | 283.58
Geo | 0 | 0 | 0 | 0 | 0 | 0
H | 0 | 0 | 0 | 0 | 0 | 0
LFG | 0 | 0 | 0 | 0 | 0 | 0
Nuc | 0 | 0 | 0 | 0 | 0 | 0
PS | 0 | 0 | 0 | 0 | 0 | 0
PV | 0 | 0 | 0 | 0 | 0 | 0
PeakG | 0 | 0 | 0 | 0 | 0 | 0
PeakO | 0 | 0 | 0 | 0 | 0 | 0
ST | 0 | 0 | 0 | 0 | 0 | 0
STOG | 0 | 0 | 0 | 0 | 0 | 0
STWD | 0 | 0 | 0 | 0 | 0 | 0
WT | 0 | 0 | 0 | 0 | 0 | 0
IGCC | 0 | 0 | 0 | 0 | 0 | 0
DemandResponse | 0 | 0 | 0 | 0 | 0 | 0
IGCC-CCS | 0 | 0 | 0 | 0 | 0 | 0
WT_off | 0 | 0 | 0 | 0 | 0 | 0
PseudoUnit | 0 | 0 | 0 | 0 | 0 | 0
FixedInterchange | 0 | 0 | 0 | 0 | 0 | 0
Retrofit VOM Costs by Reporting Type: IESO
ReportingType | 2015 | 2020 | 2025 | 2030 | 2035 | 2040
BM | 0 | 0 | 0 | 0 | 0 | 0
CC | 0 | 0 | 0 | 0 | 0 | 0
CSP | 0 | 0 | 0 | 0 | 0 | 0
CT | 0 | 0 | 0 | 0 | 0 | 0
Coal | 0 | 0 | 0 | 0 | 0 | 0
Geo | 0 | 0 | 0 | 0 | 0 | 0
H | 0 | 0 | 0 | 0 | 0 | 0
LFG | 0 | 0 | 0 | 0 | 0 | 0
Nuc | 0 | 0 | 0 | 0 | 0 | 0
PS | 0 | 0 | 0 | 0 | 0 | 0
PV | 0 | 0 | 0 | 0 | 0 | 0
PeakG | 0 | 0 | 0 | 0 | 0 | 0
PeakO | 0 | 0 | 0 | 0 | 0 | 0
ST | 0 | 0 | 0 | 0 | 0 | 0
STOG | 0 | 0 | 0 | 0 | 0 | 0
STWD | 0 | 0 | 0 | 0 | 0 | 0
WT | 0 | 0 | 0 | 0 | 0 | 0
IGCC | 0 | 0 | 0 | 0 | 0 | 0
DemandResponse | 0 | 0 | 0 | 0 | 0 | 0
IGCC-CCS | 0 | 0 | 0 | 0 | 0 | 0
WT_off | 0 | 0 | 0 | 0 | 0 | 0
PseudoUnit | 0 | 0 | 0 | 0 | 0 | 0
FixedInterchange | 0 | 0 | 0 | 0 | 0 | 0
Retrofit VOM Costs by Reporting Type: MAPP_CA
ReportingType | 2015 | 2020 | 2025 | 2030 | 2035 | 2040
BM | 0 | 0 | 0 | 0 | 0 | 0
CC | 0 | 0 | 0 | 0 | 0 | 0
CSP | 0 | 0 | 0 | 0 | 0 | 0
CT | 0 | 0 | 0 | 0 | 0 | 0
Coal | 0 | 0 | 0 | 0 | 0 | 0
Geo | 0 | 0 | 0 | 0 | 0 | 0
H | 0 | 0 | 0 | 0 | 0 | 0
LFG | 0 | 0 | 0 | 0 | 0 | 0
Nuc | 0 | 0 | 0 | 0 | 0 | 0
PS | 0 | 0 | 0 | 0 | 0 | 0
PV | 0 | 0 | 0 | 0 | 0 | 0
PeakG | 0 | 0 | 0 | 0 | 0 | 0
PeakO | 0 | 0 | 0 | 0 | 0 | 0
ST | 0 | 0 | 0 | 0 | 0 | 0
STOG | 0 | 0 | 0 | 0 | 0 | 0
STWD | 0 | 0 | 0 | 0 | 0 | 0
WT | 0 | 0 | 0 | 0 | 0 | 0
IGCC | 0 | 0 | 0 | 0 | 0 | 0
DemandResponse | 0 | 0 | 0 | 0 | 0 | 0
IGCC-CCS | 0 | 0 | 0 | 0 | 0 | 0
WT_off | 0 | 0 | 0 | 0 | 0 | 0
PseudoUnit | 0 | 0 | 0 | 0 | 0 | 0
FixedInterchange | 0 | 0 | 0 | 0 | 0 | 0
Retrofit VOM Costs by Reporting Type: AZ_NM_SNV_Coal
ReportingType | 2015 | 2020 | 2025 | 2030 | 2035 | 2040
BM | 0 | 0 | 0 | 0 | 0 | 0
CC | 0 | 0 | 0 | 0 | 0 | 0
CSP | 0 | 0 | 0 | 0 | 0 | 0
CT | 0 | 0 | 0 | 0 | 0 | 0
Coal | 354.51 | 404.7 | 404.7 | 404.7 | 404.7 | 404.7
Geo | 0 | 0 | 0 | 0 | 0 | 0
H | 0 | 0 | 0 | 0 | 0 | 0
LFG | 0 | 0 | 0 | 0 | 0 | 0
Nuc | 0 | 0 | 0 | 0 | 0 | 0
PS | 0 | 0 | 0 | 0 | 0 | 0
PV | 0 | 0 | 0 | 0 | 0 | 0
PeakG | 0 | 0 | 0 | 0 | 0 | 0
PeakO | 0 | 0 | 0 | 0 | 0 | 0
ST | 0 | 0 | 0 | 0 | 0 | 0
STOG | 0 | 0 | 0 | 0 | 0 | 0
STWD | 0 | 0 | 0 | 0 | 0 | 0
WT | 0 | 0 | 0 | 0 | 0 | 0
IGCC | 0 | 0 | 0 | 0 | 0 | 0
DemandResponse | 0 | 0 | 0 | 0 | 0 | 0
IGCC-CCS | 0 | 0 | 0 | 0 | 0 | 0
WT_off | 0 | 0 | 0 | 0 | 0 | 0
PseudoUnit | 0 | 0 | 0 | 0 | 0 | 0
FixedInterchange | 0 | 0 | 0 | 0 | 0 | 0
Retrofit VOM Costs by Reporting Type: AZ_NM_SNV_Gas
ReportingType | 2015 | 2020 | 2025 | 2030 | 2035 | 2040
BM | 0 | 0 | 0 | 0 | 0 | 0
CC | 0 | 0 | 0 | 0 | 0 | 0
CSP | 0 | 0 | 0 | 0 | 0 | 0
CT | 0 | 0 | 0 | 0 | 0 | 0
Coal | 0 | 0 | 0 | 0 | 0 | 0
Geo | 0 | 0 | 0 | 0 | 0 | 0
H | 0 | 0 | 0 | 0 | 0 | 0
LFG | 0 | 0 | 0 | 0 | 0 | 0
Nuc | 0 | 0 | 0 | 0 | 0 | 0
PS | 0 | 0 | 0 | 0 | 0 | 0
PV | 0 | 0 | 0 | 0 | 0 | 0
PeakG | 0 | 0 | 0 | 0 | 0 | 0
PeakO | 0 | 0 | 0 | 0 | 0 | 0
ST | 0 | 0 | 0 | 0 | 0 | 0
STOG | 0 | 0 | 0 | 0 | 0 | 0
STWD | 0 | 0 | 0 | 0 | 0 | 0
WT | 0 | 0 | 0 | 0 | 0 | 0
IGCC | 0 | 0 | 0 | 0 | 0 | 0
DemandResponse | 0 | 0 | 0 | 0 | 0 | 0
IGCC-CCS | 0 | 0 | 0 | 0 | 0 | 0
WT_off | 0 | 0 | 0 | 0 | 0 | 0
PseudoUnit | 0 | 0 | 0 | 0 | 0 | 0
FixedInterchange | 0 | 0 | 0 | 0 | 0 | 0
Retrofit VOM Costs by Reporting Type: AZ_NM_SNV_NucRenew
ReportingType | 2015 | 2020 | 2025 | 2030 | 2035 | 2040
BM | 0 | 0 | 0 | 0 | 0 | 0
CC | 0 | 0 | 0 | 0 | 0 | 0
CSP | 0 | 0 | 0 | 0 | 0 | 0
CT | 0 | 0 | 0 | 0 | 0 | 0
Coal | 0 | 0 | 0 | 0 | 0 | 0
Geo | 0 | 0 | 0 | 0 | 0 | 0
H | 0 | 0 | 0 | 0 | 0 | 0
LFG | 0 | 0 | 0 | 0 | 0 | 0
Nuc | 0 | 0 | 0 | 0 | 0 | 0
PS | 0 | 0 | 0 | 0 | 0 | 0
PV | 0 | 0 | 0 | 0 | 0 | 0
PeakG | 0 | 0 | 0 | 0 | 0 | 0
PeakO | 0 | 0 | 0 | 0 | 0 | 0
ST | 0 | 0 | 0 | 0 | 0 | 0
STOG | 0 | 0 | 0 | 0 | 0 | 0
STWD | 0 | 0 | 0 | 0 | 0 | 0
WT | 0 | 0 | 0 | 0 | 0 | 0
IGCC | 0 | 0 | 0 | 0 | 0 | 0
DemandResponse | 0 | 0 | 0 | 0 | 0 | 0
IGCC-CCS | 0 | 0 | 0 | 0 | 0 | 0
WT_off | 0 | 0 | 0 | 0 | 0 | 0
PseudoUnit | 0 | 0 | 0 | 0 | 0 | 0
FixedInterchange | 0 | 0 | 0 | 0 | 0 | 0
Retrofit VOM Costs by Reporting Type: ERCOT
ReportingType | 2015 | 2020 | 2025 | 2030 | 2035 | 2040
BM | 0 | 0 | 0 | 0 | 0 | 0
CC | 0 | 0 | 0 | 0 | 0 | 0
CSP | 0 | 0 | 0 | 0 | 0 | 0
CT | 0 | 0 | 0 | 0 | 0 | 0
Coal | 318.94 | 503.78 | 579.12 | 595.46 | 600.38 | 600.38
Geo | 0 | 0 | 0 | 0 | 0 | 0
H | 0 | 0 | 0 | 0 | 0 | 0
LFG | 0 | 0 | 0 | 0 | 0 | 0
Nuc | 0 | 0 | 0 | 0 | 0 | 0
PS | 0 | 0 | 0 | 0 | 0 | 0
PV | 0 | 0 | 0 | 0 | 0 | 0
PeakG | 0 | 0 | 0 | 0 | 0 | 0
PeakO | 0 | 0 | 0 | 0 | 0 | 0
ST | 0 | 0 | 0 | 0 | 0 | 0
STOG | 0 | 0 | 0 | 0 | 0 | 0
STWD | 0 | 0 | 0 | 0 | 0 | 0
WT | 0 | 0 | 0 | 0 | 0 | 0
IGCC | 0 | 0 | 0 | 0 | 0 | 0
DemandResponse | 0 | 0 | 0 | 0 | 0 | 0
IGCC-CCS | 0 | 0 | 0 | 0 | 0 | 0
WT_off | 0 | 0 | 0 | 0 | 0 | 0
PseudoUnit | 0 | 0 | 0 | 0 | 0 | 0
FixedInterchange | 0 | 0 | 0 | 0 | 0 | 0
Retrofit VOM Costs by Reporting Type: NP15
ReportingType | 2015 | 2020 | 2025 | 2030 | 2035 | 2040
BM | 0 | 0 | 0 | 0 | 0 | 0
CC | 0 | 0 | 0 | 0 | 0 | 0
CSP | 0 | 0 | 0 | 0 | 0 | 0
CT | 0 | 0 | 0 | 0 | 0 | 0
Coal | 1.46 | 0 | 0 | 0 | 0 | 0
Geo | 0 | 0 | 0 | 0 | 0 | 0
H | 0 | 0 | 0 | 0 | 0 | 0
LFG | 0 | 0 | 0 | 0 | 0 | 0
Nuc | 0 | 0 | 0 | 0 | 0 | 0
PS | 0 | 0 | 0 | 0 | 0 | 0
PV | 0 | 0 | 0 | 0 | 0 | 0
PeakG | 0 | 0 | 0 | 0 | 0 | 0
PeakO | 0 | 0 | 0 | 0 | 0 | 0
ST | 0 | 0 | 0 | 0 | 0 | 0
STOG | 0 | 0 | 0 | 0 | 0 | 0
STWD | 0 | 0 | 0 | 0 | 0 | 0
WT | 0 | 0 | 0 | 0 | 0 | 0
IGCC | 0 | 0 | 0 | 0 | 0 | 0
DemandResponse | 0 | 0 | 0 | 0 | 0 | 0
IGCC-CCS | 0 | 0 | 0 | 0 | 0 | 0
WT_off | 0 | 0 | 0 | 0 | 0 | 0
PseudoUnit | 0 | 0 | 0 | 0 | 0 | 0
FixedInterchange | 0 | 0 | 0 | 0 | 0 | 0
Retrofit VOM Costs by Reporting Type: NWPP_Coal
ReportingType | 2015 | 2020 | 2025 | 2030 | 2035 | 2040
BM | 0 | 0 | 0 | 0 | 0 | 0
CC | 0 | 0 | 0 | 0 | 0 | 0
CSP | 0 | 0 | 0 | 0 | 0 | 0
CT | 0 | 0 | 0 | 0 | 0 | 0
Coal | 536.7 | 693.67 | 693.67 | 693.67 | 693.67 | 693.67
Geo | 0 | 0 | 0 | 0 | 0 | 0
H | 0 | 0 | 0 | 0 | 0 | 0
LFG | 0 | 0 | 0 | 0 | 0 | 0
Nuc | 0 | 0 | 0 | 0 | 0 | 0
PS | 0 | 0 | 0 | 0 | 0 | 0
PV | 0 | 0 | 0 | 0 | 0 | 0
PeakG | 0 | 0 | 0 | 0 | 0 | 0
PeakO | 0 | 0 | 0 | 0 | 0 | 0
ST | 0 | 0 | 0 | 0 | 0 | 0
STOG | 0 | 0 | 0 | 0 | 0 | 0
STWD | 0 | 0 | 0 | 0 | 0 | 0
WT | 0 | 0 | 0 | 0 | 0 | 0
IGCC | 0 | 0 | 0 | 0 | 0 | 0
DemandResponse | 0 | 0 | 0 | 0 | 0 | 0
IGCC-CCS | 0 | 0 | 0 | 0 | 0 | 0
WT_off | 0 | 0 | 0 | 0 | 0 | 0
PseudoUnit | 0 | 0 | 0 | 0 | 0 | 0
FixedInterchange | 0 | 0 | 0 | 0 | 0 | 0
Retrofit VOM Costs by Reporting Type: NWPP_Gas
ReportingType | 2015 | 2020 | 2025 | 2030 | 2035 | 2040
BM | 0 | 0 | 0 | 0 | 0 | 0
CC | 0 | 0 | 0 | 0 | 0 | 0
CSP | 0 | 0 | 0 | 0 | 0 | 0
CT | 0 | 0 | 0 | 0 | 0 | 0
Coal | 0 | 0 | 0 | 0 | 0 | 0
Geo | 0 | 0 | 0 | 0 | 0 | 0
H | 0 | 0 | 0 | 0 | 0 | 0
LFG | 0 | 0 | 0 | 0 | 0 | 0
Nuc | 0 | 0 | 0 | 0 | 0 | 0
PS | 0 | 0 | 0 | 0 | 0 | 0
PV | 0 | 0 | 0 | 0 | 0 | 0
PeakG | 0 | 0 | 0 | 0 | 0 | 0
PeakO | 0 | 0 | 0 | 0 | 0 | 0
ST | 0 | 0 | 0 | 0 | 0 | 0
STOG | 0 | 0 | 0 | 0 | 0 | 0
STWD | 0 | 0 | 0 | 0 | 0 | 0
WT | 0 | 0 | 0 | 0 | 0 | 0
IGCC | 0 | 0 | 0 | 0 | 0 | 0
DemandResponse | 0 | 0 | 0 | 0 | 0 | 0
IGCC-CCS | 0 | 0 | 0 | 0 | 0 | 0
WT_off | 0 | 0 | 0 | 0 | 0 | 0
PseudoUnit | 0 | 0 | 0 | 0 | 0 | 0
FixedInterchange | 0 | 0 | 0 | 0 | 0 | 0
Retrofit VOM Costs by Reporting Type: NWPP_NucRenew
ReportingType | 2015 | 2020 | 2025 | 2030 | 2035 | 2040
BM | 0 | 0 | 0 | 0 | 0 | 0
CC | 0 | 0 | 0 | 0 | 0 | 0
CSP | 0 | 0 | 0 | 0 | 0 | 0
CT | 0 | 0 | 0 | 0 | 0 | 0
Coal | 0 | 0 | 0 | 0 | 0 | 0
Geo | 0 | 0 | 0 | 0 | 0 | 0
H | 0 | 0 | 0 | 0 | 0 | 0
LFG | 0 | 0 | 0 | 0 | 0 | 0
Nuc | 0 | 0 | 0 | 0 | 0 | 0
PS | 0 | 0 | 0 | 0 | 0 | 0
PV | 0 | 0 | 0 | 0 | 0 | 0
PeakG | 0 | 0 | 0 | 0 | 0 | 0
PeakO | 0 | 0 | 0 | 0 | 0 | 0
ST | 0 | 0 | 0 | 0 | 0 | 0
STOG | 0 | 0 | 0 | 0 | 0 | 0
STWD | 0 | 0 | 0 | 0 | 0 | 0
WT | 0 | 0 | 0 | 0 | 0 | 0
IGCC | 0 | 0 | 0 | 0 | 0 | 0
DemandResponse | 0 | 0 | 0 | 0 | 0 | 0
IGCC-CCS | 0 | 0 | 0 | 0 | 0 | 0
WT_off | 0 | 0 | 0 | 0 | 0 | 0
PseudoUnit | 0 | 0 | 0 | 0 | 0 | 0
FixedInterchange | 0 | 0 | 0 | 0 | 0 | 0
Retrofit VOM Costs by Reporting Type: RMPA
ReportingType | 2015 | 2020 | 2025 | 2030 | 2035 | 2040
BM | 0 | 0 | 0 | 0 | 0 | 0
CC | 0 | 0 | 0 | 0 | 0 | 0
CSP | 0 | 0 | 0 | 0 | 0 | 0
CT | 0 | 0 | 0 | 0 | 0 | 0
Coal | 259.51 | 340.11 | 320.52 | 320.52 | 319.5 | 311.8
Geo | 0 | 0 | 0 | 0 | 0 | 0
H | 0 | 0 | 0 | 0 | 0 | 0
LFG | 0 | 0 | 0 | 0 | 0 | 0
Nuc | 0 | 0 | 0 | 0 | 0 | 0
PS | 0 | 0 | 0 | 0 | 0 | 0
PV | 0 | 0 | 0 | 0 | 0 | 0
PeakG | 0 | 0 | 0 | 0 | 0 | 0
PeakO | 0 | 0 | 0 | 0 | 0 | 0
ST | 0 | 0 | 0 | 0 | 0 | 0
STOG | 0 | 0 | 0 | 0 | 0 | 0
STWD | 0 | 0 | 0 | 0 | 0 | 0
WT | 0 | 0 | 0 | 0 | 0 | 0
IGCC | 0 | 0 | 0 | 0 | 0 | 0
DemandResponse | 0 | 0 | 0 | 0 | 0 | 0
IGCC-CCS | 0 | 0 | 0 | 0 | 0 | 0
WT_off | 0 | 0 | 0 | 0 | 0 | 0
PseudoUnit | 0 | 0 | 0 | 0 | 0 | 0
FixedInterchange | 0 | 0 | 0 | 0 | 0 | 0
Retrofit VOM Costs by Reporting Type: SP15
ReportingType | 2015 | 2020 | 2025 | 2030 | 2035 | 2040
BM | 0 | 0 | 0 | 0 | 0 | 0
CC | 0 | 0 | 0 | 0 | 0 | 0
CSP | 0 | 0 | 0 | 0 | 0 | 0
CT | 0 | 0 | 0 | 0 | 0 | 0
Coal | 5.19 | 5.66 | 5.66 | 3.48 | 0.71 | 0
Geo | 0 | 0 | 0 | 0 | 0 | 0
H | 0 | 0 | 0 | 0 | 0 | 0
LFG | 0 | 0 | 0 | 0 | 0 | 0
Nuc | 0 | 0 | 0 | 0 | 0 | 0
PS | 0 | 0 | 0 | 0 | 0 | 0
PV | 0 | 0 | 0 | 0 | 0 | 0
PeakG | 0 | 0 | 0 | 0 | 0 | 0
PeakO | 0 | 0 | 0 | 0 | 0 | 0
ST | 0 | 0 | 0 | 0 | 0 | 0
STOG | 0 | 0 | 0 | 0 | 0 | 0
STWD | 0 | 0 | 0 | 0 | 0 | 0
WT | 0 | 0 | 0 | 0 | 0 | 0
IGCC | 0 | 0 | 0 | 0 | 0 | 0
DemandResponse | 0 | 0 | 0 | 0 | 0 | 0
IGCC-CCS | 0 | 0 | 0 | 0 | 0 | 0
WT_off | 0 | 0 | 0 | 0 | 0 | 0
PseudoUnit | 0 | 0 | 0 | 0 | 0 | 0
FixedInterchange | 0 | 0 | 0 | 0 | 0 | 0
Retrofit VOM Costs by Reporting Type: ALB
ReportingType | 2015 | 2020 | 2025 | 2030 | 2035 | 2040
BM | 0 | 0 | 0 | 0 | 0 | 0
CC | 0 | 0 | 0 | 0 | 0 | 0
CSP | 0 | 0 | 0 | 0 | 0 | 0
CT | 0 | 0 | 0 | 0 | 0 | 0
Coal | 21.2 | 21.2 | 21.2 | 21.2 | 21.2 | 21.2
Geo | 0 | 0 | 0 | 0 | 0 | 0
H | 0 | 0 | 0 | 0 | 0 | 0
LFG | 0 | 0 | 0 | 0 | 0 | 0
Nuc | 0 | 0 | 0 | 0 | 0 | 0
PS | 0 | 0 | 0 | 0 | 0 | 0
PV | 0 | 0 | 0 | 0 | 0 | 0
PeakG | 0 | 0 | 0 | 0 | 0 | 0
PeakO | 0 | 0 | 0 | 0 | 0 | 0
ST | 0 | 0 | 0 | 0 | 0 | 0
STOG | 0 | 0 | 0 | 0 | 0 | 0
STWD | 0 | 0 | 0 | 0 | 0 | 0
WT | 0 | 0 | 0 | 0 | 0 | 0
IGCC | 0 | 0 | 0 | 0 | 0 | 0
DemandResponse | 0 | 0 | 0 | 0 | 0 | 0
IGCC-CCS | 0 | 0 | 0 | 0 | 0 | 0
WT_off | 0 | 0 | 0 | 0 | 0 | 0
PseudoUnit | 0 | 0 | 0 | 0 | 0 | 0
FixedInterchange | 0 | 0 | 0 | 0 | 0 | 0
Retrofit VOM Costs by Reporting Type: BC
ReportingType | 2015 | 2020 | 2025 | 2030 | 2035 | 2040
BM | 0 | 0 | 0 | 0 | 0 | 0
CC | 0 | 0 | 0 | 0 | 0 | 0
CSP | 0 | 0 | 0 | 0 | 0 | 0
CT | 0 | 0 | 0 | 0 | 0 | 0
Coal | 0 | 0 | 0 | 0 | 0 | 0
Geo | 0 | 0 | 0 | 0 | 0 | 0
H | 0 | 0 | 0 | 0 | 0 | 0
LFG | 0 | 0 | 0 | 0 | 0 | 0
Nuc | 0 | 0 | 0 | 0 | 0 | 0
PS | 0 | 0 | 0 | 0 | 0 | 0
PV | 0 | 0 | 0 | 0 | 0 | 0
PeakG | 0 | 0 | 0 | 0 | 0 | 0
PeakO | 0 | 0 | 0 | 0 | 0 | 0
ST | 0 | 0 | 0 | 0 | 0 | 0
STOG | 0 | 0 | 0 | 0 | 0 | 0
STWD | 0 | 0 | 0 | 0 | 0 | 0
WT | 0 | 0 | 0 | 0 | 0 | 0
IGCC | 0 | 0 | 0 | 0 | 0 | 0
DemandResponse | 0 | 0 | 0 | 0 | 0 | 0
IGCC-CCS | 0 | 0 | 0 | 0 | 0 | 0
WT_off | 0 | 0 | 0 | 0 | 0 | 0
PseudoUnit | 0 | 0 | 0 | 0 | 0 | 0
FixedInterchange | 0 | 0 | 0 | 0 | 0 | 0
Retrofit VOM Costs by Reporting Type: HQ_IESO
ReportingType | 2015 | 2020 | 2025 | 2030 | 2035 | 2040
BM | 0 | 0 | 0 | 0 | 0 | 0
CC | 0 | 0 | 0 | 0 | 0 | 0
CSP | 0 | 0 | 0 | 0 | 0 | 0
CT | 0 | 0 | 0 | 0 | 0 | 0
Coal | 0 | 0 | 0 | 0 | 0 | 0
Geo | 0 | 0 | 0 | 0 | 0 | 0
H | 0 | 0 | 0 | 0 | 0 | 0
LFG | 0 | 0 | 0 | 0 | 0 | 0
Nuc | 0 | 0 | 0 | 0 | 0 | 0
PS | 0 | 0 | 0 | 0 | 0 | 0
PV | 0 | 0 | 0 | 0 | 0 | 0
PeakG | 0 | 0 | 0 | 0 | 0 | 0
PeakO | 0 | 0 | 0 | 0 | 0 | 0
ST | 0 | 0 | 0 | 0 | 0 | 0
STOG | 0 | 0 | 0 | 0 | 0 | 0
STWD | 0 | 0 | 0 | 0 | 0 | 0
WT | 0 | 0 | 0 | 0 | 0 | 0
IGCC | 0 | 0 | 0 | 0 | 0 | 0
DemandResponse | 0 | 0 | 0 | 0 | 0 | 0
IGCC-CCS | 0 | 0 | 0 | 0 | 0 | 0
WT_off | 0 | 0 | 0 | 0 | 0 | 0
PseudoUnit | 0 | 0 | 0 | 0 | 0 | 0
FixedInterchange | 0 | 0 | 0 | 0 | 0 | 0
Retrofit VOM Costs by Reporting Type: HQ_NEISO
ReportingType | 2015 | 2020 | 2025 | 2030 | 2035 | 2040
BM | 0 | 0 | 0 | 0 | 0 | 0
CC | 0 | 0 | 0 | 0 | 0 | 0
CSP | 0 | 0 | 0 | 0 | 0 | 0
CT | 0 | 0 | 0 | 0 | 0 | 0
Coal | 0 | 0 | 0 | 0 | 0 | 0
Geo | 0 | 0 | 0 | 0 | 0 | 0
H | 0 | 0 | 0 | 0 | 0 | 0
LFG | 0 | 0 | 0 | 0 | 0 | 0
Nuc | 0 | 0 | 0 | 0 | 0 | 0
PS | 0 | 0 | 0 | 0 | 0 | 0
PV | 0 | 0 | 0 | 0 | 0 | 0
PeakG | 0 | 0 | 0 | 0 | 0 | 0
PeakO | 0 | 0 | 0 | 0 | 0 | 0
ST | 0 | 0 | 0 | 0 | 0 | 0
STOG | 0 | 0 | 0 | 0 | 0 | 0
STWD | 0 | 0 | 0 | 0 | 0 | 0
WT | 0 | 0 | 0 | 0 | 0 | 0
IGCC | 0 | 0 | 0 | 0 | 0 | 0
DemandResponse | 0 | 0 | 0 | 0 | 0 | 0
IGCC-CCS | 0 | 0 | 0 | 0 | 0 | 0
WT_off | 0 | 0 | 0 | 0 | 0 | 0
PseudoUnit | 0 | 0 | 0 | 0 | 0 | 0
FixedInterchange | 0 | 0 | 0 | 0 | 0 | 0
Retrofit VOM Costs by Reporting Type: HQ_NY
ReportingType | 2015 | 2020 | 2025 | 2030 | 2035 | 2040
BM | 0 | 0 | 0 | 0 | 0 | 0
CC | 0 | 0 | 0 | 0 | 0 | 0
CSP | 0 | 0 | 0 | 0 | 0 | 0
CT | 0 | 0 | 0 | 0 | 0 | 0
Coal | 0 | 0 | 0 | 0 | 0 | 0
Geo | 0 | 0 | 0 | 0 | 0 | 0
H | 0 | 0 | 0 | 0 | 0 | 0
LFG | 0 | 0 | 0 | 0 | 0 | 0
Nuc | 0 | 0 | 0 | 0 | 0 | 0
PS | 0 | 0 | 0 | 0 | 0 | 0
PV | 0 | 0 | 0 | 0 | 0 | 0
PeakG | 0 | 0 | 0 | 0 | 0 | 0
PeakO | 0 | 0 | 0 | 0 | 0 | 0
ST | 0 | 0 | 0 | 0 | 0 | 0
STOG | 0 | 0 | 0 | 0 | 0 | 0
STWD | 0 | 0 | 0 | 0 | 0 | 0
WT | 0 | 0 | 0 | 0 | 0 | 0
IGCC | 0 | 0 | 0 | 0 | 0 | 0
DemandResponse | 0 | 0 | 0 | 0 | 0 | 0
IGCC-CCS | 0 | 0 | 0 | 0 | 0 | 0
WT_off | 0 | 0 | 0 | 0 | 0 | 0
PseudoUnit | 0 | 0 | 0 | 0 | 0 | 0
FixedInterchange | 0 | 0 | 0 | 0 | 0 | 0
Retrofit VOM Costs by Reporting Type: MARITIMES
ReportingType | 2015 | 2020 | 2025 | 2030 | 2035 | 2040
BM | 0 | 0 | 0 | 0 | 0 | 0
CC | 0 | 0 | 0 | 0 | 0 | 0
CSP | 0 | 0 | 0 | 0 | 0 | 0
CT | 0 | 0 | 0 | 0 | 0 | 0
Coal | 0 | 0 | 0 | 0 | 0 | 0
Geo | 0 | 0 | 0 | 0 | 0 | 0
H | 0 | 0 | 0 | 0 | 0 | 0
LFG | 0 | 0 | 0 | 0 | 0 | 0
Nuc | 0 | 0 | 0 | 0 | 0 | 0
PS | 0 | 0 | 0 | 0 | 0 | 0
PV | 0 | 0 | 0 | 0 | 0 | 0
PeakG | 0 | 0 | 0 | 0 | 0 | 0
PeakO | 0 | 0 | 0 | 0 | 0 | 0
ST | 0 | 0 | 0 | 0 | 0 | 0
STOG | 0 | 0 | 0 | 0 | 0 | 0
STWD | 0 | 0 | 0 | 0 | 0 | 0
WT | 0 | 0 | 0 | 0 | 0 | 0
IGCC | 0 | 0 | 0 | 0 | 0 | 0
DemandResponse | 0 | 0 | 0 | 0 | 0 | 0
IGCC-CCS | 0 | 0 | 0 | 0 | 0 | 0
WT_off | 0 | 0 | 0 | 0 | 0 | 0
PseudoUnit | 0 | 0 | 0 | 0 | 0 | 0
FixedInterchange | 0 | 0 | 0 | 0 | 0 | 0
retrofit VOM Costs by Reporting Type: All
ReportingType | 2015 | 2020 | 2025 | 2030 | 2035 | 2040
BM | 0 | 0 | 0 | 0 | 0 | 0
CC | 0 | 0 | 0 | 0 | 0 | 0
CSP | 0 | 0 | 0 | 0 | 0 | 0
CT | 0 | 0 | 0 | 0 | 0 | 0
Coal | 5120.59 | 8184.73 | 8287.25 | 8078.43 | 8801.96 | 8937.76
Geo | 0 | 0 | 0 | 0 | 0 | 0
H | 0 | 0 | 0 | 0 | 0 | 0
LFG | 0 | 0 | 0 | 0 | 0 | 0
Nuc | 0 | 0 | 0 | 0 | 0 | 0
PS | 0 | 0 | 0 | 0 | 0 | 0
PV | 0 | 0 | 0 | 0 | 0 | 0
PeakG | 0 | 0 | 0 | 0 | 0 | 0
PeakO | 0 | 0 | 0 | 0 | 0 | 0
ST | 0 | 0 | 0 | 0 | 0 | 0
STOG | 0 | 0 | 0 | 0 | 0 | 0
STWD | 0 | 0 | 0 | 0 | 0 | 0
WT | 0 | 0 | 0 | 0 | 0 | 0
IGCC | 0 | 0 | 0 | 0 | 0 | 0
DemandResponse | 0 | 0 | 0 | 0 | 0 | 0
IGCC-CCS | 0 | 0 | 0 | 0 | 0 | 0
WT_off | 0 | 0 | 0 | 0 | 0 | 0
PseudoUnit | 0 | 0 | 0 | 0 | 0 | 0
FixedInterchange | 0 | 0 | 0 | 0 | 0 | 0
retrofit VOM Costs by Reporting Type: EI_US
ReportingType | 2015 | 2020 | 2025 | 2030 | 2035 | 2040
BM | 0 | 0 | 0 | 0 | 0 | 0
CC | 0 | 0 | 0 | 0 | 0 | 0
CSP | 0 | 0 | 0 | 0 | 0 | 0
CT | 0 | 0 | 0 | 0 | 0 | 0
Coal | 3623.09 | 6215.61 | 6262.38 | 6039.41 | 6761.8 | 6906.01
Geo | 0 | 0 | 0 | 0 | 0 | 0
H | 0 | 0 | 0 | 0 | 0 | 0
LFG | 0 | 0 | 0 | 0 | 0 | 0
Nuc | 0 | 0 | 0 | 0 | 0 | 0
PS | 0 | 0 | 0 | 0 | 0 | 0
PV | 0 | 0 | 0 | 0 | 0 | 0
PeakG | 0 | 0 | 0 | 0 | 0 | 0
PeakO | 0 | 0 | 0 | 0 | 0 | 0
ST | 0 | 0 | 0 | 0 | 0 | 0
STOG | 0 | 0 | 0 | 0 | 0 | 0
STWD | 0 | 0 | 0 | 0 | 0 | 0
WT | 0 | 0 | 0 | 0 | 0 | 0
IGCC | 0 | 0 | 0 | 0 | 0 | 0
DemandResponse | 0 | 0 | 0 | 0 | 0 | 0
IGCC-CCS | 0 | 0 | 0 | 0 | 0 | 0
WT_off | 0 | 0 | 0 | 0 | 0 | 0
PseudoUnit | 0 | 0 | 0 | 0 | 0 | 0
FixedInterchange | 0 | 0 | 0 | 0 | 0 | 0
retrofit VOM Costs by Reporting Type: EI_Canada
ReportingType | 2015 | 2020 | 2025 | 2030 | 2035 | 2040
BM | 0 | 0 | 0 | 0 | 0 | 0
CC | 0 | 0 | 0 | 0 | 0 | 0
CSP | 0 | 0 | 0 | 0 | 0 | 0
CT | 0 | 0 | 0 | 0 | 0 | 0
Coal | 0 | 0 | 0 | 0 | 0 | 0
Geo | 0 | 0 | 0 | 0 | 0 | 0
H | 0 | 0 | 0 | 0 | 0 | 0
LFG | 0 | 0 | 0 | 0 | 0 | 0
Nuc | 0 | 0 | 0 | 0 | 0 | 0
PS | 0 | 0 | 0 | 0 | 0 | 0
PV | 0 | 0 | 0 | 0 | 0 | 0
PeakG | 0 | 0 | 0 | 0 | 0 | 0
PeakO | 0 | 0 | 0 | 0 | 0 | 0
ST | 0 | 0 | 0 | 0 | 0 | 0
STOG | 0 | 0 | 0 | 0 | 0 | 0
STWD | 0 | 0 | 0 | 0 | 0 | 0
WT | 0 | 0 | 0 | 0 | 0 | 0
IGCC | 0 | 0 | 0 | 0 | 0 | 0
DemandResponse | 0 | 0 | 0 | 0 | 0 | 0
IGCC-CCS | 0 | 0 | 0 | 0 | 0 | 0
WT_off | 0 | 0 | 0 | 0 | 0 | 0
PseudoUnit | 0 | 0 | 0 | 0 | 0 | 0
FixedInterchange | 0 | 0 | 0 | 0 | 0 | 0
retrofit VOM Costs by Reporting Type: EI
ReportingType | 2015 | 2020 | 2025 | 2030 | 2035 | 2040
BM | 0 | 0 | 0 | 0 | 0 | 0
CC | 0 | 0 | 0 | 0 | 0 | 0
CSP | 0 | 0 | 0 | 0 | 0 | 0
CT | 0 | 0 | 0 | 0 | 0 | 0
Coal | 3623.09 | 6215.61 | 6262.38 | 6039.41 | 6761.8 | 6906.01
Geo | 0 | 0 | 0 | 0 | 0 | 0
H | 0 | 0 | 0 | 0 | 0 | 0
LFG | 0 | 0 | 0 | 0 | 0 | 0
Nuc | 0 | 0 | 0 | 0 | 0 | 0
PS | 0 | 0 | 0 | 0 | 0 | 0
PV | 0 | 0 | 0 | 0 | 0 | 0
PeakG | 0 | 0 | 0 | 0 | 0 | 0
PeakO | 0 | 0 | 0 | 0 | 0 | 0
ST | 0 | 0 | 0 | 0 | 0 | 0
STOG | 0 | 0 | 0 | 0 | 0 | 0
STWD | 0 | 0 | 0 | 0 | 0 | 0
WT | 0 | 0 | 0 | 0 | 0 | 0
IGCC | 0 | 0 | 0 | 0 | 0 | 0
DemandResponse | 0 | 0 | 0 | 0 | 0 | 0
IGCC-CCS | 0 | 0 | 0 | 0 | 0 | 0
WT_off | 0 | 0 | 0 | 0 | 0 | 0
PseudoUnit | 0 | 0 | 0 | 0 | 0 | 0
FixedInterchange | 0 | 0 | 0 | 0 | 0 | 0
retrofit VOM Costs by Reporting Type: Outside_EI
ReportingType | 2015 | 2020 | 2025 | 2030 | 2035 | 2040
BM | 0 | 0 | 0 | 0 | 0 | 0
CC | 0 | 0 | 0 | 0 | 0 | 0
CSP | 0 | 0 | 0 | 0 | 0 | 0
CT | 0 | 0 | 0 | 0 | 0 | 0
Coal | 1497.51 | 1969.13 | 2024.87 | 2039.02 | 2040.16 | 2031.75
Geo | 0 | 0 | 0 | 0 | 0 | 0
H | 0 | 0 | 0 | 0 | 0 | 0
LFG | 0 | 0 | 0 | 0 | 0 | 0
Nuc | 0 | 0 | 0 | 0 | 0 | 0
PS | 0 | 0 | 0 | 0 | 0 | 0
PV | 0 | 0 | 0 | 0 | 0 | 0
PeakG | 0 | 0 | 0 | 0 | 0 | 0
PeakO | 0 | 0 | 0 | 0 | 0 | 0
ST | 0 | 0 | 0 | 0 | 0 | 0
STOG | 0 | 0 | 0 | 0 | 0 | 0
STWD | 0 | 0 | 0 | 0 | 0 | 0
WT | 0 | 0 | 0 | 0 | 0 | 0
IGCC | 0 | 0 | 0 | 0 | 0 | 0
DemandResponse | 0 | 0 | 0 | 0 | 0 | 0
IGCC-CCS | 0 | 0 | 0 | 0 | 0 | 0
WT_off | 0 | 0 | 0 | 0 | 0 | 0
PseudoUnit | 0 | 0 | 0 | 0 | 0 | 0
FixedInterchange | 0 | 0 | 0 | 0 | 0 | 0
#10 | Base FOM Costs ($million)
Base FOM Costs by Reporting Type: Entergy
ReportingType | 2015 | 2020 | 2025 | 2030 | 2035 | 2040
BM | 0 | 0 | 0 | 0 | 0 | 0
CC | 413.46 | 526.88 | 423.79 | 475.45 | 549.51 | 580.51
CSP | 0 | 0 | 0 | 0 | 0 | 0
CT | 0 | 0 | 0 | 0 | 0 | 0
Coal | 517.35 | 557.26 | 562.84 | 589.52 | 615.72 | 775.53
Geo | 0 | 0 | 0 | 0 | 0 | 0
H | 10.6 | 10.6 | 10.6 | 10.6 | 10.6 | 10.6
LFG | 0.97 | 0.97 | 0.97 | 13.89 | 13.89 | 13.89
Nuc | 789.41 | 804.93 | 789.41 | 789.41 | 666.82 | 1125.48
PS | 1.4 | 1.4 | 1.4 | 1.4 | 1.4 | 1.4
PV | 0 | 1.09 | 1.7 | 1.76 | 1.84 | 1.9
PeakG | 47.54 | 69.98 | 49.29 | 63.1 | 67 | 67
PeakO | 4.42 | 5.87 | 5.08 | 5.22 | 5.22 | 5.22
ST | 0 | 0 | 0 | 0 | 0 | 0
STOG | 174.67 | 206.68 | 147.7 | 147.7 | 147.7 | 147.7
STWD | 6.6 | 8.26 | 6.73 | 6.73 | 6.73 | 6.73
WT | 3.66 | 3.66 | 3.66 | 3.66 | 3.66 | 3.66
IGCC | 0 | 0 | 0 | 0 | 0 | 0
DemandResponse | 0 | 0 | 0 | 0 | 0 | 0
IGCC-CCS | 0 | 0 | 0 | 0 | 0 | 0
WT_off | 0 | 0 | 0 | 0 | 0 | 0
PseudoUnit | 0 | 0 | 0 | 0 | 0 | 0
FixedInterchange | 0 | 0 | 0 | 0 | 0 | 0
Base FOM Costs by Reporting Type: FRCC
ReportingType | 2015 | 2020 | 2025 | 2030 | 2035 | 2040
BM | 0 | 34.45 | 201.2 | 201.2 | 201.2 | 201.2
CC | 674.93 | 891.9 | 730.18 | 781.18 | 1017.03 | 1135.93
CSP | 0 | 0 | 0 | 0 | 0 | 0
CT | 16.6 | 16.6 | 16.6 | 16.6 | 16.6 | 16.6
Coal | 581.48 | 559.11 | 579.81 | 624.95 | 657.59 | 710.17
Geo | 0 | 0 | 0 | 0 | 0 | 0
H | 0.78 | 0.78 | 1.18 | 1.18 | 1.18 | 1.18
LFG | 58.63 | 82.46 | 82.46 | 82.46 | 82.46 | 82.46
Nuc | 601.49 | 635.55 | 601.49 | 601.49 | 946.02 | 369.98
PS | 0 | 0 | 0 | 0 | 0 | 0
PV | 0.75 | 0.75 | 0.75 | 0.75 | 0.75 | 0.75
PeakG | 149.81 | 217.71 | 155.12 | 202.68 | 202.68 | 202.68
PeakO | 64.61 | 83.43 | 68.43 | 68.43 | 68.43 | 68.43
ST | 0 | 0 | 0 | 0 | 0 | 0
STOG | 198.23 | 234.55 | 201.07 | 201.07 | 201.07 | 201.07
STWD | 6.25 | 7.82 | 6.37 | 6.37 | 6.37 | 6.37
WT | 0 | 0 | 0 | 0 | 0 | 0
IGCC | 0 | 0 | 0 | 0 | 0 | 0
DemandResponse | 0 | 0 | 0 | 0 | 0 | 0
IGCC-CCS | 0 | 0 | 0 | 0 | 0 | 0
WT_off | 0 | 0 | 0 | 0 | 0 | 0
PseudoUnit | 0 | 0 | 0 | 0 | 0 | 0
FixedInterchange | 0 | 0 | 0 | 0 | 0 | 0
Base FOM Costs by Reporting Type: MAPP_US
ReportingType | 2015 | 2020 | 2025 | 2030 | 2035 | 2040
BM | 0 | 0 | 0 | 0 | 0 | 0
CC | 8.58 | 10.9 | 8.79 | 8.81 | 9.52 | 10.72
CSP | 0 | 0 | 0 | 0 | 0 | 0
CT | 2.06 | 2.06 | 2.06 | 2.06 | 4.62 | 5.97
Coal | 200.74 | 173.05 | 172.13 | 173.29 | 204.74 | 236.69
Geo | 3.95 | 3.95 | 3.95 | 3.95 | 3.95 | 3.95
H | 31.14 | 31.14 | 31.14 | 31.14 | 31.14 | 31.14
LFG | 0.24 | 0.24 | 0.24 | 8.86 | 8.86 | 8.86
Nuc | 0.01 | 0.01 | 0.01 | 0.01 | 0.01 | 0.01
PS | 0 | 0 | 0 | 0 | 0 | 0
PV | 0 | 0 | 0 | 0 | 0 | 0
PeakG | 12.29 | 19.13 | 14.16 | 16.07 | 17.04 | 17.04
PeakO | 1.42 | 2.35 | 1.89 | 1.89 | 1.89 | 1.89
ST | 0 | 0 | 0 | 0 | 0 | 0
STOG | 0 | 0 | 0 | 0 | 0 | 0
STWD | 0 | 0 | 0 | 0 | 0 | 0
WT | 55.22 | 97.05 | 97.05 | 213.89 | 311.89 | 370.93
IGCC | 0 | 0 | 0 | 0 | 0 | 0
DemandResponse | 0 | 0 | 0 | 0 | 0 | 0
IGCC-CCS | 0 | 0 | 0 | 0 | 0 | 0
WT_off | 0 | 0 | 0 | 0 | 0 | 0
PseudoUnit | 0 | 0 | 0 | 0 | 0 | 0
FixedInterchange | 0 | 0 | 0 | 0 | 0 | 0
Base FOM Costs by Reporting Type: MISO_IN
ReportingType | 2015 | 2020 | 2025 | 2030 | 2035 | 2040
BM | 0 | 0 | 0 | 0 | 0 | 0
CC | 41.43 | 52.67 | 42.31 | 45.82 | 119.7 | 145.05
CSP | 0 | 0 | 0 | 0 | 0 | 0
CT | 0 | 0 | 0 | 0 | 0 | 0
Coal | 936.29 | 1050.46 | 1043.15 | 1172.34 | 1310.67 | 1455.93
Geo | 0 | 0 | 0 | 0 | 0 | 0
H | 1.07 | 1.07 | 1.07 | 1.07 | 1.07 | 1.07
LFG | 4.46 | 4.46 | 14.11 | 14.11 | 14.11 | 14.11
Nuc | 0.01 | 0.01 | 0.01 | 0.01 | 0.01 | 0.01
PS | 0 | 0 | 0 | 0 | 0 | 0
PV | 0 | 3.95 | 6.47 | 6.48 | 6.81 | 7.12
PeakG | 52.35 | 76.94 | 54.27 | 73.39 | 73.39 | 73.39
PeakO | 10.59 | 13.5 | 10.82 | 10.82 | 10.82 | 10.82
ST | 0 | 0 | 0 | 0 | 0 | 0
STOG | 12.26 | 14.51 | 12.44 | 12.44 | 12.44 | 12.44
STWD | 0 | 0 | 0 | 0 | 0 | 0
WT | 18.31 | 18.31 | 18.31 | 18.31 | 18.31 | 18.31
IGCC | 30.22 | 30.22 | 30.22 | 30.22 | 30.22 | 30.22
DemandResponse | 0 | 0 | 0 | 0 | 0 | 0
IGCC-CCS | 0 | 0 | 0 | 0 | 0 | 0
WT_off | 0 | 0 | 0 | 0 | 0 | 0
PseudoUnit | 0 | 0 | 0 | 0 | 0 | 0
FixedInterchange | 0 | 0 | 0 | 0 | 0 | 0
Base FOM Costs by Reporting Type: MISO_MI
ReportingType | 2015 | 2020 | 2025 | 2030 | 2035 | 2040
BM | 0 | 0 | 0 | 0 | 0 | 0
CC | 128.88 | 172.17 | 142.32 | 148.71 | 160.93 | 160.93
CSP | 0 | 0 | 0 | 0 | 0 | 0
CT | 0 | 0 | 0 | 0 | 0 | 0
Coal | 635.18 | 651.46 | 596.18 | 672.33 | 752.48 | 800.7
Geo | 0 | 0 | 0 | 0 | 0 | 0
H | 2.01 | 2.01 | 2.01 | 2.01 | 2.01 | 2.01
LFG | 19.67 | 19.67 | 38.95 | 38.95 | 38.95 | 38.95
Nuc | 275.03 | 275.03 | 275.03 | 275.03 | 161.75 | 417.74
PS | 44.44 | 44.44 | 44.44 | 44.44 | 44.44 | 44.44
PV | 0 | 0 | 0 | 0 | 0 | 0
PeakG | 61.2 | 89.88 | 71.67 | 85.63 | 85.63 | 85.63
PeakO | 15.67 | 19.97 | 16.01 | 16.01 | 16.01 | 16.01
ST | 0 | 0 | 0 | 0 | 0 | 0
STOG | 125.33 | 148.3 | 127.13 | 127.13 | 127.13 | 127.13
STWD | 5.22 | 6.54 | 5.33 | 5.33 | 5.33 | 5.33
WT | 61.65 | 61.65 | 71.72 | 77.61 | 84.16 | 91.31
IGCC | 0 | 0 | 0 | 0 | 0 | 0
DemandResponse | 0 | 0 | 0 | 0 | 0 | 0
IGCC-CCS | 0 | 0 | 0 | 0 | 0 | 0
WT_off | 0 | 0 | 0 | 0 | 0 | 0
PseudoUnit | 0 | 0 | 0 | 0 | 0 | 0
FixedInterchange | 0 | 0 | 0 | 0 | 0 | 0
Base FOM Costs by Reporting Type: MISO_MO-IL
ReportingType | 2015 | 2020 | 2025 | 2030 | 2035 | 2040
BM | 0 | 0 | 0 | 0 | 0 | 0
CC | 31.4 | 39.92 | 32.06 | 35.22 | 39.25 | 39.25
CSP | 0 | 0 | 0 | 0 | 0 | 0
CT | 0 | 0 | 0 | 0 | 0 | 0
Coal | 1032.33 | 1085.74 | 1013.98 | 1161.36 | 1326.56 | 1398.98
Geo | 0 | 0 | 0 | 0 | 0 | 0
H | 5.01 | 5.01 | 9 | 9 | 9 | 9
LFG | 2.17 | 2.17 | 29.04 | 29.04 | 29.04 | 29.04
Nuc | 308.98 | 325.11 | 325.11 | 325.11 | 325.11 | 325.11
PS | 10.45 | 10.45 | 10.45 | 10.45 | 10.45 | 10.45
PV | 0 | 0 | 0 | 0 | 0 | 0
PeakG | 77.83 | 114.84 | 80.73 | 103.92 | 110.46 | 110.46
PeakO | 21.48 | 28.65 | 22.96 | 22.96 | 22.96 | 22.96
ST | 0 | 0 | 0 | 0 | 0 | 0
STOG | 26.02 | 30.78 | 26.39 | 26.39 | 26.39 | 26.39
STWD | 0 | 0 | 0 | 0 | 0 | 0
WT | 21.36 | 21.36 | 21.36 | 21.36 | 21.36 | 41.21
IGCC | 0 | 0 | 0 | 0 | 0 | 0
DemandResponse | 0 | 0 | 0 | 0 | 0 | 0
IGCC-CCS | 0 | 0 | 0 | 0 | 0 | 0
WT_off | 0 | 0 | 0 | 0 | 0 | 0
PseudoUnit | 0 | 0 | 0 | 0 | 0 | 0
FixedInterchange | 0 | 0 | 0 | 0 | 0 | 0
Base FOM Costs by Reporting Type: MISO_W
ReportingType | 2015 | 2020 | 2025 | 2030 | 2035 | 2040
BM | 0 | 0 | 0 | 0 | 0 | 0
CC | 90.43 | 114.8 | 92.68 | 92.68 | 109.48 | 112.22
CSP | 0 | 0 | 0 | 0 | 0 | 0
CT | 0 | 0 | 0 | 0 | 0 | 0
Coal | 767.54 | 804.13 | 806.71 | 837.25 | 973.19 | 1246.18
Geo | 0 | 0 | 0 | 0 | 0 | 0
H | 7.08 | 7.08 | 7.08 | 7.08 | 7.08 | 7.08
LFG | 24.73 | 24.73 | 33.36 | 33.36 | 33.36 | 33.36
Nuc | 343.79 | 343.79 | 343.79 | 602.57 | 0.04 | 0.04
PS | 0 | 0 | 0 | 0 | 0 | 0
PV | 0 | 0 | 0 | 0 | 0 | 0
PeakG | 87.12 | 123.54 | 89.97 | 105.17 | 108.71 | 108.71
PeakO | 56.38 | 79.08 | 64.57 | 64.57 | 64.57 | 64.57
ST | 0 | 0 | 0 | 0 | 0 | 0
STOG | 7.56 | 8.94 | 7.67 | 7.67 | 7.67 | 7.67
STWD | 10.03 | 12.55 | 10.23 | 10.23 | 10.23 | 10.23
WT | 268.82 | 268.82 | 416.83 | 734.98 | 734.98 | 734.98
IGCC | 0 | 0 | 0 | 0 | 0 | 0
DemandResponse | 0 | 0 | 0 | 0 | 0 | 0
IGCC-CCS | 0 | 0 | 0 | 0 | 0 | 0
WT_off | 0 | 0 | 0 | 0 | 0 | 0
PseudoUnit | 0 | 0 | 0 | 0 | 0 | 0
FixedInterchange | 0 | 0 | 0 | 0 | 0 | 0
Base FOM Costs by Reporting Type: MISO_WUMS
ReportingType | 2015 | 2020 | 2025 | 2030 | 2035 | 2040
BM | 0 | 0 | 0 | 0 | 0 | 0
CC | 80.83 | 117.12 | 96.9 | 96.9 | 169.13 | 172.94
CSP | 0 | 0 | 0 | 0 | 0 | 0
CT | 0 | 24.83 | 45.38 | 97.83 | 127.17 | 139.22
Coal | 326.97 | 349.28 | 361.46 | 370.75 | 374.76 | 428.3
Geo | 0 | 0 | 0 | 0 | 0 | 0
H | 4.79 | 4.8 | 4.8 | 4.8 | 4.8 | 4.8
LFG | 8.57 | 8.57 | 35.44 | 35.44 | 35.44 | 35.44
Nuc | 264.54 | 287.77 | 264.54 | 570.75 | 0.04 | 0.04
PS | 0 | 0 | 0 | 0 | 0 | 0
PV | 0 | 0 | 0 | 0 | 0 | 0
PeakG | 55.64 | 81.65 | 65.08 | 77.65 | 77.65 | 77.65
PeakO | 13.52 | 17.78 | 14.69 | 14.69 | 14.69 | 14.69
ST | 0 | 0 | 0 | 0 | 0 | 0
STOG | 13.21 | 15.63 | 13.39 | 13.39 | 13.39 | 13.39
STWD | 3.37 | 4.21 | 3.43 | 3.43 | 3.43 | 3.43
WT | 46.36 | 46.36 | 46.36 | 46.36 | 46.36 | 46.36
IGCC | 0 | 0 | 0 | 0 | 0 | 0
DemandResponse | 0 | 0 | 0 | 0 | 0 | 0
IGCC-CCS | 0 | 0 | 0 | 0 | 0 | 0
WT_off | 0 | 0 | 0 | 0 | 0 | 0
PseudoUnit | 0 | 0 | 0 | 0 | 0 | 0
FixedInterchange | 0 | 0 | 0 | 0 | 0 | 0
Base FOM Costs by Reporting Type: Nebraska
ReportingType | 2015 | 2020 | 2025 | 2030 | 2035 | 2040
BM | 0 | 0 | 0 | 0 | 0 | 0
CC | 10.62 | 13.51 | 10.85 | 10.85 | 12.75 | 13.28
CSP | 0 | 0 | 0 | 0 | 0 | 0
CT | 0 | 0 | 0 | 0 | 0 | 0
Coal | 257.61 | 296.53 | 307.03 | 324.87 | 335.48 | 463.02
Geo | 0 | 0 | 0 | 0 | 0 | 0
H | 2.38 | 2.38 | 2.38 | 2.38 | 2.38 | 2.38
LFG | 0.72 | 0.72 | 0.72 | 9.35 | 9.35 | 9.35
Nuc | 182.28 | 198.29 | 182.28 | 249.21 | 0.09 | 0.09
PS | 0 | 0 | 0 | 0 | 0 | 0
PV | 0 | 0 | 0 | 0 | 0 | 0
PeakG | 21.82 | 37.31 | 31.37 | 31.37 | 31.37 | 31.37
PeakO | 9.57 | 12.19 | 9.77 | 9.77 | 9.77 | 9.77
ST | 0 | 0 | 0 | 0 | 0 | 0
STOG | 11.87 | 14.04 | 12.04 | 12.04 | 12.04 | 12.04
STWD | 0 | 0 | 0 | 0 | 0 | 0
WT | 10.56 | 76.91 | 76.91 | 76.91 | 76.91 | 76.91
IGCC | 0 | 0 | 0 | 0 | 0 | 0
DemandResponse | 0 | 0 | 0 | 0 | 0 | 0
IGCC-CCS | 0 | 0 | 0 | 0 | 0 | 0
WT_off | 0 | 0 | 0 | 0 | 0 | 0
PseudoUnit | 0 | 0 | 0 | 0 | 0 | 0
FixedInterchange | 0 | 0 | 0 | 0 | 0 | 0
Base FOM Costs by Reporting Type: NEISO
ReportingType | 2015 | 2020 | 2025 | 2030 | 2035 | 2040
BM | 25.35 | 25.35 | 25.35 | 25.35 | 25.35 | 25.35
CC | 315.4 | 393 | 326.6 | 353.49 | 386.92 | 386.92
CSP | 0 | 0 | 0 | 0 | 0 | 0
CT | 2.24 | 2.24 | 2.24 | 2.24 | 17.16 | 30.58
Coal | 22.84 | 0 | 0 | 0 | 0 | 0
Geo | 0 | 0 | 0 | 0 | 0 | 0
H | 46.4 | 46.4 | 46.4 | 46.4 | 46.45 | 46.45
LFG | 70.11 | 70.11 | 78.5 | 78.5 | 78.5 | 78.5
Nuc | 676.28 | 735.67 | 676.28 | 676.28 | 488.61 | 932.14
PS | 39.74 | 39.74 | 39.74 | 39.74 | 39.74 | 39.74
PV | 0.03 | 5.45 | 5.54 | 5.59 | 5.72 | 5.86
PeakG | 19.94 | 29.61 | 20.7 | 22.52 | 28.85 | 28.85
PeakO | 29.73 | 37.89 | 30.37 | 30.37 | 30.37 | 30.37
ST | 0 | 0 | 0 | 0 | 0 | 0
STOG | 0 | 0 | 0 | 0 | 0 | 0
STWD | 19.55 | 24.46 | 19.93 | 19.93 | 19.93 | 19.93
WT | 13.44 | 50.34 | 115.66 | 147.09 | 155.17 | 155.17
IGCC | 0 | 0 | 0 | 0 | 0 | 0
DemandResponse | 0 | 0 | 0 | 0 | 0 | 0
IGCC-CCS | 0 | 0 | 0 | 0 | 0 | 0
WT_off | 24.96 | 24.96 | 24.96 | 24.96 | 24.96 | 24.96
PseudoUnit | 0 | 0 | 0 | 0 | 0 | 0
FixedInterchange | 0 | 0 | 0 | 0 | 0 | 0
Base FOM Costs by Reporting Type: NonRTO_Midwest
ReportingType | 2015 | 2020 | 2025 | 2030 | 2035 | 2040
BM | 0 | 0 | 0 | 0 | 0 | 0
CC | 0 | 6.17 | 7.74 | 9.59 | 12.07 | 16.08
CSP | 0 | 0 | 0 | 0 | 0 | 0
CT | 0 | 0 | 0 | 0.28 | 0.28 | 1.37
Coal | 653.05 | 692.27 | 695.69 | 748.13 | 826.71 | 914.21
Geo | 0 | 0 | 0 | 0 | 0 | 0
H | 2.04 | 2.04 | 12.66 | 12.66 | 12.66 | 12.66
LFG | 1.69 | 1.69 | 20.97 | 20.97 | 20.97 | 20.97
Nuc | 0.01 | 0.01 | 0.01 | 0.01 | 0.01 | 0.01
PS | 0 | 0 | 0 | 0 | 0 | 0
PV | 0 | 0 | 0 | 0 | 0 | 0
PeakG | 56.39 | 83.4 | 58.5 | 71.11 | 80.61 | 80.61
PeakO | 0.35 | 0.45 | 0.36 | 0.36 | 0.36 | 0.36
ST | 0 | 0 | 0 | 0 | 0 | 0
STOG | 0 | 0 | 0 | 0 | 0 | 0
STWD | 0 | 0 | 0 | 0 | 0 | 0
WT | 2.26 | 2.26 | 2.26 | 2.26 | 2.26 | 2.26
IGCC | 0 | 0 | 0 | 0 | 0 | 0
DemandResponse | 0 | 0 | 0 | 0 | 0 | 0
IGCC-CCS | 0 | 0 | 0 | 0 | 0 | 0
WT_off | 0 | 0 | 0 | 0 | 0 | 0
PseudoUnit | 0 | 0 | 0 | 0 | 0 | 0
FixedInterchange | 0 | 0 | 0 | 0 | 0 | 0
Base FOM Costs by Reporting Type: NYISO_A-F
ReportingType | 2015 | 2020 | 2025 | 2030 | 2035 | 2040
BM | 0 | 0 | 0 | 0 | 0 | 0
CC | 115.84 | 148.08 | 131.11 | 142.52 | 142.52 | 142.52
CSP | 0 | 0 | 0 | 0 | 0 | 0
CT | 0 | 0 | 0 | 0 | 0 | 0
Coal | 0 | 0 | 0 | 0 | 0 | 0
Geo | 0 | 0 | 0 | 0 | 0 | 0
H | 62.6 | 62.6 | 62.6 | 62.6 | 62.6 | 62.6
LFG | 20.8 | 20.8 | 20.8 | 28.97 | 28.97 | 28.97
Nuc | 489.92 | 509.2 | 489.92 | 399.48 | 552.03 | 578.17
PS | 33.52 | 33.52 | 33.52 | 33.52 | 33.52 | 33.52
PV | 0 | 0 | 0 | 0 | 0 | 0
PeakG | 3.78 | 5.56 | 5.31 | 5.31 | 5.31 | 5.31
PeakO | 1.14 | 1.46 | 1.17 | 1.17 | 1.17 | 1.17
ST | 0 | 0 | 0 | 0 | 0 | 0
STOG | 0 | 0 | 0 | 0 | 0 | 0
STWD | 2.76 | 3.45 | 2.81 | 2.81 | 2.81 | 2.81
WT | 113.42 | 133.35 | 133.35 | 133.35 | 95.51 | 95.51
IGCC | 0 | 0 | 0 | 0 | 0 | 0
DemandResponse | 0 | 0 | 0 | 0 | 0 | 0
IGCC-CCS | 0 | 0 | 0 | 0 | 0 | 0
WT_off | 0 | 0 | 0 | 0 | 0 | 0
PseudoUnit | 0 | 0 | 0 | 0 | 0 | 0
FixedInterchange | 0 | 0 | 0 | 0 | 0 | 0
Base FOM Costs by Reporting Type: NYISO_G-I
ReportingType | 2015 | 2020 | 2025 | 2030 | 2035 | 2040
BM | 0 | 0 | 0 | 0 | 0 | 0
CC | 34.33 | 43.65 | 35.09 | 35.19 | 105.08 | 151.55
CSP | 0 | 0 | 0 | 0 | 0 | 0
CT | 0 | 0 | 0 | 0 | 0 | 0
Coal | 0 | 0 | 0 | 0 | 0 | 0
Geo | 0 | 0 | 0 | 0 | 0 | 0
H | 0.46 | 0.46 | 0.46 | 0.46 | 0.46 | 0.46
LFG | 7.72 | 7.72 | 7.72 | 16.67 | 16.67 | 16.67
Nuc | 297.74 | 323.88 | 297.74 | 297.74 | 452.18 | 0.18
PS | 0 | 0 | 0 | 0 | 0 | 0
PV | 0 | 0 | 0 | 0 | 0 | 0
PeakG | 1.51 | 2.04 | 1.56 | 1.56 | 1.56 | 1.56
PeakO | 2.55 | 3.25 | 2.61 | 2.61 | 2.61 | 2.61
ST | 0 | 0 | 0 | 0 | 0 | 0
STOG | 0 | 0 | 0 | 0 | 0 | 0
STWD | 0 | 0 | 0 | 0 | 0 | 0
WT | 0 | 1.68 | 1.68 | 1.68 | 1.68 | 1.68
IGCC | 0 | 0 | 0 | 0 | 0 | 0
DemandResponse | 0 | 0 | 0 | 0 | 0 | 0
IGCC-CCS | 0 | 0 | 0 | 0 | 0 | 0
WT_off | 0 | 0 | 0 | 0 | 0 | 0
PseudoUnit | 0 | 0 | 0 | 0 | 0 | 0
FixedInterchange | 0 | 0 | 0 | 0 | 0 | 0
Base FOM Costs by Reporting Type: NYISO_J-K
ReportingType | 2015 | 2020 | 2025 | 2030 | 2035 | 2040
BM | 0 | 0 | 0 | 0 | 0 | 0
CC | 125.46 | 154.92 | 127.77 | 138.94 | 152.61 | 152.61
CSP | 0 | 0 | 0 | 0 | 0 | 0
CT | 0 | 0 | 6.26 | 20.92 | 20.92 | 29.81
Coal | 0 | 0 | 0 | 0 | 0 | 0
Geo | 0 | 0 | 0 | 0 | 0 | 0
H | 0 | 0 | 0 | 0 | 0 | 0
LFG | 14.96 | 14.96 | 14.96 | 23.9 | 23.9 | 23.9
Nuc | 0.01 | 0.01 | 0.01 | 0.01 | 0.01 | 0.01
PS | 0 | 0 | 0 | 0 | 0 | 0
PV | 0.53 | 0.53 | 0.53 | 0.53 | 0 | 0
PeakG | 54.7 | 77.08 | 56.45 | 62.35 | 66.78 | 66.78
PeakO | 61.69 | 79.16 | 63.78 | 65.02 | 65.02 | 65.02
ST | 0 | 0 | 0 | 0 | 0 | 0
STOG | 202.52 | 239.64 | 205.43 | 205.43 | 205.43 | 205.43
STWD | 0 | 0 | 0 | 0 | 0 | 0
WT | 0 | 0 | 0 | 0 | 0 | 0
IGCC | 0 | 0 | 0 | 0 | 0 | 0
DemandResponse | 0 | 0 | 0 | 0 | 0 | 0
IGCC-CCS | 0 | 0 | 0 | 0 | 0 | 0
WT_off | 0 | 0 | 0 | 0 | 0 | 0
PseudoUnit | 0 | 0 | 0 | 0 | 0 | 0
FixedInterchange | 0 | 0 | 0 | 0 | 0 | 0
Base FOM Costs by Reporting Type: PJM_E
ReportingType | 2015 | 2020 | 2025 | 2030 | 2035 | 2040
BM | 3.02 | 3.02 | 3.02 | 3.02 | 3.02 | 3.02
CC | 297.21 | 359.4 | 312.87 | 330.19 | 350.43 | 350.43
CSP | 0 | 0 | 0 | 0 | 0 | 0
CT | 0.18 | 0.18 | 0.18 | 0.18 | 0.18 | 4.6
Coal | 41.72 | 0.8 | 0.8 | 0.8 | 0.8 | 0.8
Geo | 0 | 0 | 0 | 0 | 0 | 0
H | 3.85 | 3.85 | 3.85 | 3.85 | 3.85 | 3.85
LFG | 56.83 | 72.83 | 72.83 | 72.83 | 72.83 | 72.83
Nuc | 1239 | 1184.31 | 1149.53 | 1149.53 | 825.73 | 1983.3
PS | 9.5 | 9.5 | 9.5 | 9.5 | 9.5 | 9.5
PV | 0.75 | 0.75 | 0.75 | 0.75 | 0.75 | 0.75
PeakG | 75.2 | 106.43 | 77.64 | 89.79 | 93.22 | 93.22
PeakO | 75.92 | 100.78 | 82.41 | 82.41 | 82.41 | 82.41
ST | 0 | 0 | 0 | 0 | 0 | 0
STOG | 114.94 | 136 | 116.59 | 116.59 | 116.59 | 116.59
STWD | 0 | 0 | 0 | 0 | 0 | 0
WT | 32.63 | 33.19 | 101.96 | 101.96 | 101.96 | 101.96
IGCC | 0 | 0 | 0 | 0 | 0 | 0
DemandResponse | 0 | 0 | 0 | 0 | 0 | 0
IGCC-CCS | 0 | 0 | 0 | 0 | 0 | 0
WT_off | 0 | 0 | 261.6 | 511.99 | 511.99 | 511.99
PseudoUnit | 0 | 0 | 0 | 0 | 0 | 0
FixedInterchange | 0 | 0 | 0 | 0 | 0 | 0
Base FOM Costs by Reporting Type: PJM_ROM
ReportingType | 2015 | 2020 | 2025 | 2030 | 2035 | 2040
BM | 1.81 | 5.89 | 5.89 | 128.76 | 190.2 | 190.2
CC | 142.43 | 174.53 | 145.82 | 151.1 | 172.02 | 363.37
CSP | 0 | 0 | 0 | 0 | 0 | 0
CT | 0.11 | 0.11 | 0.11 | 0.11 | 0.11 | 0.11
Coal | 516.92 | 437.81 | 479.24 | 605.58 | 632.02 | 649.71
Geo | 0 | 0 | 0 | 0 | 0 | 0
H | 19.83 | 29.48 | 29.48 | 29.48 | 29.48 | 29.48
LFG | 43.05 | 74.95 | 74.95 | 74.95 | 74.95 | 74.95
Nuc | 733.21 | 756.8 | 733.21 | 733.21 | 657.66 | 1060.55
PS | 35.92 | 35.92 | 35.92 | 35.92 | 35.92 | 35.92
PV | 0.06 | 23.71 | 39.09 | 43.91 | 46.27 | 49.02
PeakG | 30.83 | 44.67 | 41.32 | 41.32 | 41.32 | 41.32
PeakO | 45.95 | 58.57 | 46.94 | 46.94 | 46.94 | 46.94
ST | 0 | 0 | 0 | 0 | 0 | 0
STOG | 155.08 | 183.5 | 157.31 | 157.31 | 157.31 | 157.31
STWD | 2.24 | 2.81 | 2.29 | 2.29 | 2.29 | 2.29
WT | 38.48 | 222.65 | 222.65 | 222.65 | 222.65 | 222.65
IGCC | 0 | 0 | 0 | 0 | 0 | 0
DemandResponse | 0 | 0 | 0 | 0 | 0 | 0
IGCC-CCS | 0 | 0 | 0 | 0 | 0 | 0
WT_off | 0 | 0 | 0 | 0 | 0 | 81.2
PseudoUnit | 0 | 0 | 0 | 0 | 0 | 0
FixedInterchange | 0 | 0 | 0 | 0 | 0 | 0
Base FOM Costs by Reporting Type: PJM_ROR
ReportingType | 2015 | 2020 | 2025 | 2030 | 2035 | 2040
BM | 38.69 | 38.69 | 38.69 | 171.74 | 279.22 | 378.58
CC | 357.07 | 446.97 | 374.27 | 400.44 | 474.34 | 474.34
CSP | 0 | 0 | 0 | 0 | 0 | 0
CT | 0.19 | 0.19 | 0.19 | 0.19 | 73.94 | 82.67
Coal | 3459.1 | 2686.1 | 2783.02 | 3294.12 | 3776.22 | 4024.22
Geo | 0 | 0 | 0 | 0 | 0 | 0
H | 26.17 | 33.33 | 33.33 | 33.33 | 33.33 | 33.33
LFG | 65.06 | 126.87 | 126.87 | 126.87 | 126.87 | 126.87
Nuc | 2917.4 | 3014.07 | 2917.4 | 2791.17 | 2168.76 | 4415.45
PS | 73.14 | 73.14 | 73.14 | 73.14 | 73.14 | 73.14
PV | 0.35 | 0.35 | 0.35 | 0.35 | 0.35 | 0.35
PeakG | 325.76 | 481.29 | 337.93 | 436.45 | 464.24 | 464.24
PeakO | 48.69 | 65.15 | 52.22 | 52.22 | 52.22 | 52.22
ST | 0 | 0 | 0 | 0 | 0 | 0
STOG | 91.71 | 108.52 | 93.03 | 93.03 | 93.03 | 93.03
STWD | 6.22 | 7.78 | 6.34 | 6.34 | 6.34 | 6.34
WT | 322.6 | 698.79 | 1220.01 | 1593.56 | 1593.56 | 1593.56
IGCC | 0 | 0 | 0 | 0 | 0 | 0
DemandResponse | 0 | 0 | 0 | 0 | 0 | 0
IGCC-CCS | 0 | 0 | 0 | 0 | 0 | 0
WT_off | 0 | 0 | 0 | 0 | 0 | 0
PseudoUnit | 0 | 0 | 0 | 0 | 0 | 0
FixedInterchange | 0 | 0 | 0 | 0 | 0 | 0
Base FOM Costs by Reporting Type: SOCO
ReportingType | 2015 | 2020 | 2025 | 2030 | 2035 | 2040
BM | 5.53 | 170.25 | 460.32 | 658.82 | 658.82 | 658.82
CC | 507.09 | 627.78 | 518.25 | 538.67 | 617.59 | 617.59
CSP | 0 | 0 | 0 | 0 | 0 | 0
CT | 0 | 0 | 0 | 0 | 0 | 0
Coal | 1047.61 | 1018.08 | 1022.11 | 1161.78 | 1356.19 | 1628.02
Geo | 0 | 0 | 0 | 0 | 0 | 0
H | 59.74 | 59.74 | 59.74 | 59.74 | 59.74 | 72.09
LFG | 4.46 | 17.39 | 17.39 | 17.39 | 17.39 | 17.39
Nuc | 850.41 | 1045.67 | 1045.67 | 1045.67 | 1045.67 | 1199.16
PS | 39.76 | 39.76 | 39.76 | 39.76 | 39.76 | 39.76
PV | 0 | 0 | 0 | 0 | 0 | 0
PeakG | 178.03 | 264.31 | 153.19 | 200.24 | 213.51 | 213.51
PeakO | 0 | 0 | 0 | 0 | 0 | 0
ST | 0 | 0 | 0 | 0 | 0 | 0
STOG | 0 | 0 | 0 | 0 | 0 | 0
STWD | 21.41 | 26.79 | 21.83 | 21.83 | 21.83 | 21.83
WT | 0 | 2.81 | 2.81 | 2.81 | 2.81 | 2.81
IGCC | 0 | 0 | 0 | 0 | 0 | 0
DemandResponse | 0 | 0 | 0 | 0 | 0 | 0
IGCC-CCS | 0 | 0 | 0 | 0 | 0 | 0
WT_off | 0 | 0 | 0 | 0 | 0 | 0
PseudoUnit | 0 | 0 | 0 | 0 | 0 | 0
FixedInterchange | 0 | 0 | 0 | 0 | 0 | 0
Base FOM Costs by Reporting Type: SPP_N
ReportingType | 2015 | 2020 | 2025 | 2030 | 2035 | 2040
BM | 0 | 0 | 0 | 0 | 0 | 0
CC | 41.13 | 52.29 | 42 | 46.53 | 51.42 | 51.42
CSP | 0 | 0 | 0 | 0 | 0 | 0
CT | 0 | 1.76 | 1.76 | 6.89 | 35.68 | 35.92
Coal | 578.25 | 623.61 | 593.5 | 646.45 | 700.18 | 821.27
Geo | 0 | 0 | 0 | 0 | 0 | 0
H | 0.3 | 0.3 | 0.3 | 0.3 | 0.3 | 0.3
LFG | 0.84 | 0.84 | 0.84 | 12.28 | 12.28 | 12.28
Nuc | 160.51 | 168.89 | 168.89 | 168.89 | 168.89 | 168.89
PS | 0 | 0 | 0 | 0 | 0 | 0
PV | 0 | 0 | 0 | 0 | 0 | 0
PeakG | 74.97 | 117.69 | 105.7 | 105.7 | 105.7 | 105.7
PeakO | 34.89 | 44.84 | 35.94 | 35.94 | 35.94 | 35.94
ST | 0 | 0 | 0 | 0 | 0 | 0
STOG | 74.49 | 88.14 | 75.55 | 75.55 | 75.55 | 75.55
STWD | 0 | 0 | 0 | 0 | 0 | 0
WT | 41.99 | 80.21 | 178.59 | 348.94 | 404.21 | 404.21
IGCC | 0 | 0 | 0 | 0 | 0 | 0
DemandResponse | 0 | 0 | 0 | 0 | 0 | 0
IGCC-CCS | 0 | 0 | 0 | 0 | 0 | 0
WT_off | 0 | 0 | 0 | 0 | 0 | 0
PseudoUnit | 0 | 0 | 0 | 0 | 0 | 0
FixedInterchange | 0 | 0 | 0 | 0 | 0 | 0
Base FOM Costs by Reporting Type: SPP_S
ReportingType | 2015 | 2020 | 2025 | 2030 | 2035 | 2040
BM | 0 | 0 | 0 | 0 | 0 | 0
CC | 327.42 | 415.34 | 336.76 | 365.29 | 401.35 | 404.99
CSP | 0 | 0 | 0 | 0 | 0 | 0
CT | 2.76 | 4.77 | 4.77 | 4.77 | 18.41 | 19.08
Coal | 791.75 | 879.85 | 831.54 | 838.93 | 902.04 | 1124.41
Geo | 0 | 0 | 0 | 0 | 0 | 0
H | 30.03 | 30.03 | 30.03 | 30.03 | 30.03 | 30.03
LFG | 2.29 | 2.29 | 2.29 | 13.72 | 13.72 | 13.72
Nuc | 0.01 | 0.01 | 0.01 | 0.01 | 0.01 | 0.01
PS | 10.59 | 10.59 | 10.59 | 10.59 | 10.59 | 10.59
PV | 0 | 0 | 0 | 0 | 0 | 0
PeakG | 60.2 | 87.93 | 62.37 | 76.78 | 82.77 | 82.77
PeakO | 3.36 | 4.54 | 3.63 | 3.63 | 3.64 | 3.66
ST | 0 | 0 | 0 | 0 | 0 | 0
STOG | 407.69 | 482.4 | 413.53 | 413.53 | 413.53 | 413.53
STWD | 2.69 | 3.37 | 2.75 | 2.75 | 2.75 | 2.75
WT | 90.68 | 362.39 | 590.78 | 757.63 | 757.63 | 794.36
IGCC | 0 | 0 | 0 | 0 | 0 | 0
DemandResponse | 0 | 0 | 0 | 0 | 0 | 0
IGCC-CCS | 0 | 0 | 0 | 0 | 0 | 0
WT_off | 0 | 0 | 0 | 0 | 0 | 0
PseudoUnit | 0 | 0 | 0 | 0 | 0 | 0
FixedInterchange | 0 | 0 | 0 | 0 | 0 | 0
Base FOM Costs by Reporting Type: TVA
ReportingType | 2015 | 2020 | 2025 | 2030 | 2035 | 2040
BM | 0 | 350.9 | 383.78 | 720.07 | 743.15 | 743.15
CC | 152.84 | 188.78 | 155.65 | 161.51 | 185.96 | 185.96
CSP | 0 | 0 | 0 | 0 | 0 | 0
CT | 0 | 0 | 0 | 0 | 4.56 | 9.26
Coal | 1028.12 | 876.63 | 889.05 | 978.79 | 1051.7 | 1067.78
Geo | 0 | 0 | 0 | 0 | 0 | 0
H | 72.8 | 73.19 | 73.19 | 73.19 | 73.19 | 73.19
LFG | 1.57 | 14.49 | 14.49 | 14.49 | 14.49 | 14.49
Nuc | 1153.81 | 1199.07 | 1153.81 | 1153.81 | 788.03 | 1385.25
PS | 41.38 | 41.38 | 41.38 | 41.38 | 41.38 | 41.38
PV | 0 | 0 | 0 | 0 | 0 | 0
PeakG | 99.24 | 153.37 | 140.99 | 140.99 | 140.99 | 140.99
PeakO | 1.87 | 2.54 | 1.92 | 2.49 | 2.49 | 2.49
ST | 0 | 0 | 0 | 0 | 0 | 0
STOG | 0 | 0 | 0 | 0 | 0 | 0
STWD | 0.16 | 0.2 | 0.16 | 0.16 | 0.16 | 0.16
WT | 0.99 | 3.8 | 3.8 | 3.8 | 3.8 | 3.8
IGCC | 0 | 0 | 0 | 0 | 0 | 0
DemandResponse | 0 | 0 | 0 | 0 | 0 | 0
IGCC-CCS | 0 | 0 | 0 | 0 | 0 | 0
WT_off | 0 | 0 | 0 | 0 | 0 | 0
PseudoUnit | 0 | 0 | 0 | 0 | 0 | 0
FixedInterchange | 0 | 0 | 0 | 0 | 0 | 0
Base FOM Costs by Reporting Type: TVA_Transmission
ReportingType | 2015 | 2020 | 2025 | 2030 | 2035 | 2040
BM | 0 | 0 | 0 | 0 | 0 | 0
CC | 0 | 0 | 0 | 0 | 0 | 0
CSP | 0 | 0 | 0 | 0 | 0 | 0
CT | 0 | 0 | 0 | 0 | 0 | 0
Coal | 0 | 0 | 0 | 0 | 0 | 0
Geo | 0 | 0 | 0 | 0 | 0 | 0
H | 0 | 0 | 0 | 0 | 0 | 0
LFG | 0 | 0 | 0 | 0 | 0 | 0
Nuc | 0 | 0 | 0 | 0 | 0 | 0
PS | 0 | 0 | 0 | 0 | 0 | 0
PV | 0 | 0 | 0 | 0 | 0 | 0
PeakG | 0 | 0 | 0 | 0 | 0 | 0
PeakO | 0 | 0 | 0 | 0 | 0 | 0
ST | 0 | 0 | 0 | 0 | 0 | 0
STOG | 0 | 0 | 0 | 0 | 0 | 0
STWD | 0 | 0 | 0 | 0 | 0 | 0
WT | 0 | 0 | 0 | 0 | 0 | 0
IGCC | 0 | 0 | 0 | 0 | 0 | 0
DemandResponse | 0 | 0 | 0 | 0 | 0 | 0
IGCC-CCS | 0 | 0 | 0 | 0 | 0 | 0
WT_off | 0 | 0 | 0 | 0 | 0 | 0
PseudoUnit | 0 | 0 | 0 | 0 | 0 | 0
FixedInterchange | 0 | 0 | 0 | 0 | 0 | 0
Base FOM Costs by Reporting Type: VACAR
ReportingType | 2015 | 2020 | 2025 | 2030 | 2035 | 2040
BM | 0.09 | 702.15 | 702.15 | 702.15 | 702.15 | 702.15
CC | 147.69 | 177.11 | 150.94 | 159.59 | 173.62 | 196.38
CSP | 0 | 0 | 0 | 0 | 0 | 0
CT | 19.72 | 19.72 | 19.72 | 19.72 | 48.2 | 67.61
Coal | 1258.66 | 867.74 | 656.97 | 750.05 | 886.5 | 941.6
Geo | 0 | 0 | 0 | 0 | 0 | 0
H | 30.23 | 30.23 | 30.23 | 30.23 | 30.97 | 30.97
LFG | 7.64 | 20.52 | 20.52 | 20.52 | 20.52 | 20.52
Nuc | 1664.13 | 1955.26 | 1870.92 | 1870.92 | 1398.04 | 2995.54
PS | 62.1 | 62.1 | 62.1 | 62.1 | 62.1 | 62.1
PV | 0.23 | 2.55 | 2.68 | 2.77 | 2.99 | 3.18
PeakG | 142.93 | 209.84 | 148.17 | 188.38 | 199.72 | 199.72
PeakO | 36.13 | 46.34 | 37.33 | 38.01 | 38.01 | 38.01
ST | 0 | 0 | 0 | 0 | 0 | 0
STOG | 4.04 | 4.78 | 4.1 | 4.1 | 4.1 | 4.1
STWD | 9.01 | 11.27 | 9.18 | 9.18 | 9.18 | 9.18
WT | 0 | 98.25 | 98.25 | 98.25 | 98.25 | 98.25
IGCC | 0 | 0 | 0 | 0 | 0 | 0
DemandResponse | 0 | 0 | 0 | 0 | 0 | 0
IGCC-CCS | 0 | 0 | 0 | 0 | 0 | 0
WT_off | 0.05 | 0.05 | 771.06 | 1547.99 | 1795.63 | 2077.2
PseudoUnit | 0 | 0 | 0 | 0 | 0 | 0
FixedInterchange | 0 | 0 | 0 | 0 | 0 | 0
Base FOM Costs by Reporting Type: IESO
ReportingType | 2015 | 2020 | 2025 | 2030 | 2035 | 2040
BM | 32.8 | 32.8 | 32.8 | 32.8 | 32.8 | 32.8
CC | 102.32 | 102.32 | 102.32 | 102.32 | 112.12 | 159.73
CSP | 0 | 0 | 0 | 0 | 0 | 0
CT | 2.46 | 2.46 | 2.46 | 2.46 | 20.16 | 24.85
Coal | 0 | 0 | 0 | 0 | 0 | 0
Geo | 0 | 0 | 0 | 0 | 0 | 0
H | 123.83 | 123.83 | 123.83 | 123.83 | 123.83 | 127.39
LFG | 14.17 | 14.17 | 14.17 | 14.17 | 14.23 | 14.23
Nuc | 1895.33 | 1895.33 | 1895.33 | 1895.33 | 1745.37 | 2079.68
PS | 2.92 | 2.92 | 2.92 | 2.92 | 2.92 | 2.92
PV | 18.26 | 18.26 | 18.26 | 18.26 | 0.44 | 0.44
PeakG | 11.67 | 13.67 | 13.67 | 13.67 | 13.67 | 13.67
PeakO | 0.66 | 0.66 | 0.78 | 0.86 | 0.86 | 0.86
ST | 0 | 0 | 0 | 0 | 0 | 0
STOG | 0 | 0 | 0 | 0 | 0 | 0
STWD | 0 | 0 | 0 | 0 | 0 | 0
WT | 102.92 | 102.92 | 102.92 | 102.92 | 43.8 | 43.8
IGCC | 0 | 0 | 0 | 0 | 0 | 0
DemandResponse | 0 | 0 | 0 | 0 | 0 | 0
IGCC-CCS | 0 | 0 | 0 | 0 | 0 | 0
WT_off | 0 | 0 | 0 | 0 | 0 | 0
PseudoUnit | 0 | 0 | 0 | 0 | 0 | 0
FixedInterchange | 0 | 0 | 0 | 0 | 0 | 0
Base FOM Costs by Reporting Type: MAPP_CA
ReportingType | 2015 | 2020 | 2025 | 2030 | 2035 | 2040
BM | 0 | 0 | 0 | 0 | 0 | 0
CC | 21.69 | 21.69 | 21.69 | 9.56 | 10.83 | 10.83
CSP | 0 | 0 | 0 | 0 | 0 | 0
CT | 0.62 | 0.62 | 0.62 | 0.62 | 0 | 0
Coal | 107.43 | 109.07 | 0 | 0 | 0 | 0
Geo | 0 | 0 | 0 | 0 | 0 | 0
H | 92.24 | 97.16 | 123.42 | 158.45 | 158.45 | 158.45
LFG | 0 | 0 | 0 | 0 | 0 | 0
Nuc | 0.01 | 0.01 | 0.01 | 0.01 | 0.01 | 0.01
PS | 0 | 0 | 0 | 0 | 0 | 0
PV | 0 | 0 | 0 | 0 | 0 | 0
PeakG | 9.88 | 9.88 | 9.88 | 9.88 | 13.09 | 13.09
PeakO | 0.09 | 0.09 | 0.09 | 0.12 | 0.12 | 0.12
ST | 0 | 0 | 0 | 0 | 0 | 0
STOG | 5.54 | 5.54 | 5.54 | 0 | 0 | 0
STWD | 0 | 0 | 0 | 0 | 0 | 0
WT | 17.9 | 17.9 | 17.9 | 17.9 | 17.9 | 17.9
IGCC | 0 | 0 | 0 | 0 | 0 | 0
DemandResponse | 0 | 0 | 0 | 0 | 0 | 0
IGCC-CCS | 0 | 0 | 0 | 0 | 0 | 0
WT_off | 0 | 0 | 0 | 0 | 0 | 0
PseudoUnit | 0 | 0 | 0 | 0 | 0 | 0
FixedInterchange | 0 | 0 | 0 | 0 | 0 | 0
Base FOM Costs by Reporting Type: AZ_NM_SNV_Coal
ReportingType | 2015 | 2020 | 2025 | 2030 | 2035 | 2040
BM | 0 | 0 | 0 | 0 | 0 | 0
CC | 0 | 0 | 0 | 0 | 0 | 0
CSP | 0 | 0 | 0 | 0 | 0 | 0
CT | 0 | 0 | 0 | 0 | 0 | 0
Coal | 731.78 | 781.65 | 789.38 | 904.87 | 1033.76 | 1427.25
Geo | 0 | 0 | 0 | 0 | 0 | 0
H | 0 | 0 | 0 | 0 | 0 | 0
LFG | 0 | 0 | 0 | 0 | 0 | 0
Nuc | 0 | 0 | 0 | 0 | 0 | 0
PS | 0 | 0 | 0 | 0 | 0 | 0
PV | 0 | 0 | 0 | 0 | 0 | 0
PeakG | 0 | 0 | 0 | 0 | 0 | 0
PeakO | 0 | 0 | 0 | 0 | 0 | 0
ST | 0 | 0 | 0 | 0 | 0 | 0
STOG | 0 | 0 | 0 | 0 | 0 | 0
STWD | 0 | 0 | 0 | 0 | 0 | 0
WT | 0 | 0 | 0 | 0 | 0 | 0
IGCC | 0 | 0 | 0 | 0 | 0 | 0
DemandResponse | 0 | 0 | 0 | 0 | 0 | 0
IGCC-CCS | 0 | 0 | 0 | 0 | 0 | 0
WT_off | 0 | 0 | 0 | 0 | 0 | 0
PseudoUnit | 0 | 0 | 0 | 0 | 0 | 0
FixedInterchange | 0 | 0 | 0 | 0 | 0 | 0
Base FOM Costs by Reporting Type: AZ_NM_SNV_Gas
ReportingType | 2015 | 2020 | 2025 | 2030 | 2035 | 2040
BM | 0 | 0 | 0 | 0 | 0 | 0
CC | 442.18 | 579.22 | 471.01 | 578.26 | 678.79 | 678.79
CSP | 0 | 0 | 0 | 0 | 0 | 0
CT | 4.93 | 4.93 | 4.93 | 4.93 | 0 | 0
Coal | 0 | 0 | 0 | 0 | 0 | 0
Geo | 0 | 0 | 0 | 0 | 0 | 0
H | 0 | 0 | 0 | 0 | 0 | 0
LFG | 0 | 0 | 0 | 0 | 0 | 0
Nuc | 0 | 0 | 0 | 0 | 0 | 0
PS | 0 | 0 | 0 | 0 | 0 | 0
PV | 0 | 0 | 0 | 0 | 0 | 0
PeakG | 30.53 | 45.33 | 34.77 | 0 | 0 | 0
PeakO | 0 | 0 | 0 | 0 | 0 | 0
ST | 0 | 0 | 0 | 0 | 0 | 0
STOG | 0 | 0 | 0 | 0 | 0 | 0
STWD | 0 | 0 | 0 | 0 | 0 | 0
WT | 0 | 0 | 0 | 0 | 0 | 0
IGCC | 0 | 0 | 0 | 0 | 0 | 0
DemandResponse | 0 | 0 | 0 | 0 | 0 | 0
IGCC-CCS | 0 | 0 | 0 | 0 | 0 | 0
WT_off | 0 | 0 | 0 | 0 | 0 | 0
PseudoUnit | 0 | 0 | 0 | 0 | 0 | 0
FixedInterchange | 0 | 0 | 0 | 0 | 0 | 0
Base FOM Costs by Reporting Type: AZ_NM_SNV_NucRenew
ReportingType | 2015 | 2020 | 2025 | 2030 | 2035 | 2040
BM | 0 | 0 | 0 | 0 | 0 | 0
CC | 0 | 0 | 0 | 0 | 0 | 0
CSP | 0 | 0 | 0 | 0 | 0 | 0
CT | 0 | 0 | 0 | 0 | 0 | 0
Coal | 0 | 0 | 0 | 0 | 0 | 0
Geo | 0 | 0 | 122.18 | 122.18 | 122.18 | 122.18
H | 44.6 | 44.6 | 44.6 | 44.6 | 44.6 | 44.6
LFG | 0.84 | 0.84 | 8.14 | 8.14 | 8.14 | 8.14
Nuc | 484.16 | 564.17 | 564.17 | 564.17 | 564.17 | 564.17
PS | 5.13 | 5.13 | 5.13 | 5.13 | 5.13 | 5.13
PV | 2.38 | 2.38 | 2.38 | 2.38 | 2.38 | 2.38
PeakG | 0 | 0 | 0 | 0 | 0 | 0
PeakO | 0 | 0 | 0 | 0 | 0 | 0
ST | 17.92 | 46.3 | 64.77 | 73.79 | 73.79 | 73.79
STOG | 0 | 0 | 0 | 0 | 0 | 0
STWD | 0.83 | 1.04 | 0.85 | 0.85 | 0.85 | 0.85
WT | 17.57 | 36.96 | 48.42 | 68.06 | 68.06 | 68.06
IGCC | 0 | 0 | 0 | 0 | 0 | 0
DemandResponse | 0 | 0 | 0 | 0 | 0 | 0
IGCC-CCS | 0 | 0 | 0 | 0 | 0 | 0
WT_off | 0 | 0 | 0 | 0 | 0 | 0
PseudoUnit | 0 | 0 | 0 | 0 | 0 | 0
FixedInterchange | 0 | 0 | 0 | 0 | 0 | 0
Base FOM Costs by Reporting Type: ERCOT
ReportingType | 2015 | 2020 | 2025 | 2030 | 2035 | 2040
BM | 14.57 | 14.57 | 14.57 | 190 | 198.94 | 213.29
CC | 862.73 | 1105.3 | 917.76 | 966.16 | 1139.72 | 1205.17
CSP | 0 | 0 | 0 | 0 | 0 | 0
CT | 1.67 | 1.67 | 1.67 | 1.67 | 1.67 | 1.67
Coal | 1088.3 | 1256.62 | 1162.23 | 1216.66 | 1355.05 | 1623.43
Geo | 0 | 0 | 0 | 0 | 0 | 0
H | 8.05 | 8.05 | 8.05 | 16.99 | 16.99 | 16.99
LFG | 9.05 | 9.05 | 51.64 | 51.64 | 51.64 | 51.64
Nuc | 574.09 | 734.71 | 741.22 | 741.22 | 741.22 | 741.22
PS | 0 | 0 | 0 | 0 | 0 | 0
PV | 0.25 | 0.25 | 0.25 | 0.25 | 0.01 | 0.01
PeakG | 80.63 | 119.03 | 114.62 | 114.62 | 114.62 | 114.62
PeakO | 1.29 | 1.86 | 1.53 | 1.53 | 1.53 | 1.53
ST | 0 | 0 | 0 | 0 | 0 | 0
STOG | 813.58 | 962.68 | 825.24 | 825.24 | 825.24 | 825.24
STWD | 0 | 0 | 0 | 0 | 0 | 0
WT | 315.42 | 550.34 | 819.57 | 993.52 | 1025.75 | 1077
IGCC | 0 | 0 | 0 | 0 | 0 | 0
DemandResponse | 0 | 0 | 0 | 0 | 0 | 0
IGCC-CCS | 0 | 0 | 0 | 0 | 0 | 0
WT_off | 0 | 0 | 0 | 0 | 0 | 0
PseudoUnit | 0 | 0 | 0 | 0 | 0 | 0
FixedInterchange | 0 | 0 | 0 | 0 | 0 | 0
Base FOM Costs by Reporting Type: NP15
ReportingType | 2015 | 2020 | 2025 | 2030 | 2035 | 2040
BM | 0 | 0 | 0 | 0 | 0 | 0
CC | 205.4 | 258.04 | 212.25 | 226.85 | 253.32 | 253.32
CSP | 0 | 0 | 0 | 0 | 0 | 0
CT | 2.03 | 21.16 | 29.47 | 69.32 | 113.04 | 158.87
Coal | 1.65 | 0 | 0 | 0 | 0 | 0
Geo | 100.8 | 114.43 | 151.36 | 151.36 | 151.36 | 151.36
H | 125.7 | 125.7 | 125.7 | 125.7 | 125.7 | 125.7
LFG | 10.26 | 10.26 | 78.24 | 78.24 | 78.24 | 78.24
Nuc | 302.44 | 364.27 | 334.86 | 334.86 | 334.86 | 334.86
PS | 53.58 | 53.58 | 53.58 | 53.58 | 53.58 | 53.58
PV | 0.89 | 0.89 | 0.89 | 0.89 | 0.78 | 0.78
PeakG | 56.04 | 82.34 | 58.1 | 74.01 | 78.49 | 78.49
PeakO | 10.26 | 13.08 | 10.48 | 10.49 | 10.49 | 10.49
ST | 1.86 | 1.86 | 1.86 | 1.86 | 1.86 | 1.86
STOG | 167.55 | 198.25 | 169.95 | 169.95 | 169.95 | 169.95
STWD | 14.17 | 17.73 | 14.44 | 14.44 | 14.44 | 14.44
WT | 40.21 | 40.21 | 292.21 | 383.85 | 384.15 | 384.35
IGCC | 0 | 0 | 0 | 0 | 0 | 0
DemandResponse | 0 | 0 | 0 | 0 | 0 | 0
IGCC-CCS | 0 | 0 | 0 | 0 | 0 | 0
WT_off | 0 | 0 | 0 | 0 | 0 | 0
PseudoUnit | 0 | 0 | 0 | 0 | 0 | 0
FixedInterchange | 0 | 0 | 0 | 0 | 0 | 0
Base FOM Costs by Reporting Type: NWPP_Coal
ReportingType | 2015 | 2020 | 2025 | 2030 | 2035 | 2040
BM | 0 | 0 | 0 | 0 | 0 | 0
CC | 0 | 0 | 0 | 0 | 0 | 0
CSP | 0 | 0 | 0 | 0 | 0 | 0
CT | 0 | 0 | 0 | 0 | 0 | 0
Coal | 900.45 | 954.62 | 993.33 | 1065.23 | 1236.5 | 1338.59
Geo | 0 | 0 | 0 | 0 | 0 | 0
H | 0 | 0 | 0 | 0 | 0 | 0
LFG | 0 | 0 | 0 | 0 | 0 | 0
Nuc | 0 | 0 | 0 | 0 | 0 | 0
PS | 0 | 0 | 0 | 0 | 0 | 0
PV | 0 | 0 | 0 | 0 | 0 | 0
PeakG | 0 | 0 | 0 | 0 | 0 | 0
PeakO | 0 | 0 | 0 | 0 | 0 | 0
ST | 0 | 0 | 0 | 0 | 0 | 0
STOG | 0 | 0 | 0 | 0 | 0 | 0
STWD | 0 | 0 | 0 | 0 | 0 | 0
WT | 0 | 0 | 0 | 0 | 0 | 0
IGCC | 0 | 0 | 0 | 0 | 0 | 0
DemandResponse | 0 | 0 | 0 | 0 | 0 | 0
IGCC-CCS | 0 | 0 | 0 | 0 | 0 | 0
WT_off | 0 | 0 | 0 | 0 | 0 | 0
PseudoUnit | 0 | 0 | 0 | 0 | 0 | 0
FixedInterchange | 0 | 0 | 0 | 0 | 0 | 0
Base FOM Costs by Reporting Type: NWPP_Gas
ReportingType | 2015 | 2020 | 2025 | 2030 | 2035 | 2040
BM | 0 | 0 | 0 | 0 | 0 | 0
CC | 192.07 | 243.03 | 196.06 | 244.43 | 372.84 | 387.4
CSP | 0 | 0 | 0 | 0 | 0 | 0
CT | 1 | 1 | 1 | 1 | 0 | 0
Coal | 0 | 0 | 0 | 0 | 0 | 12.64
Geo | 0 | 0 | 0 | 0 | 0 | 0
H | 0 | 0 | 0 | 0 | 0 | 0
LFG | 0 | 0 | 0 | 0 | 0 | 0
Nuc | 0 | 0 | 0 | 0 | 0 | 0
PS | 0 | 0 | 0 | 0 | 0 | 0
PV | 0 | 0 | 0 | 0 | 0 | 0
PeakG | 0 | 0 | 0 | 0 | 0 | 0
PeakO | 0 | 0 | 0 | 0 | 0 | 0
ST | 0 | 0 | 0 | 0 | 0 | 0
STOG | 0 | 0 | 0 | 0 | 0 | 0
STWD | 0 | 0 | 0 | 0 | 0 | 0
WT | 0 | 0 | 0 | 0 | 0 | 0
IGCC | 0 | 0 | 0 | 0 | 0 | 0
DemandResponse | 0 | 0 | 0 | 0 | 0 | 0
IGCC-CCS | 0 | 0 | 0 | 0 | 0 | 0
WT_off | 0 | 0 | 0 | 0 | 0 | 0
PseudoUnit | 0 | 0 | 0 | 0 | 0 | 0
FixedInterchange | 0 | 0 | 0 | 0 | 0 | 0
Base FOM Costs by Reporting Type: NWPP_NucRenew
ReportingType | 2015 | 2020 | 2025 | 2030 | 2035 | 2040
BM | 3.27 | 3.27 | 3.27 | 3.27 | 3.27 | 3.27
CC | 0 | 0 | 0 | 0 | 0 | 0
CSP | 0 | 0 | 0 | 0 | 0 | 0
CT | 0 | 0 | 0 | 0 | 0 | 0
Coal | 0 | 0 | 0 | 0 | 0 | 0
Geo | 35.81 | 35.81 | 72.38 | 72.38 | 72.38 | 72.38
H | 480.54 | 480.54 | 480.54 | 480.54 | 480.54 | 480.54
LFG | 15.5 | 15.5 | 40.43 | 44.91 | 44.91 | 44.91
Nuc | 164.67 | 164.67 | 164.67 | 164.67 | 164.67 | 225.13
PS | 6.12 | 6.12 | 6.12 | 6.12 | 6.12 | 6.12
PV | 0.04 | 0.04 | 0.04 | 0.04 | 0.04 | 0.04
PeakG | 0 | 0 | 0 | 0 | 0 | 0
PeakO | 0 | 0 | 0 | 0 | 0 | 0
ST | 0 | 0 | 0 | 0 | 0 | 0
STOG | 0 | 0 | 0 | 0 | 0 | 0
STWD | 17.98 | 22.5 | 18.33 | 18.33 | 18.33 | 18.33
WT | 228.93 | 228.93 | 228.93 | 228.93 | 228.93 | 228.93
IGCC | 0 | 0 | 0 | 0 | 0 | 0
DemandResponse | 0 | 0 | 0 | 0 | 0 | 0
IGCC-CCS | 0 | 0 | 0 | 0 | 0 | 0
WT_off | 0 | 0 | 0 | 0 | 0 | 0
PseudoUnit | 0 | 0 | 0 | 0 | 0 | 0
FixedInterchange | 0 | 0 | 0 | 0 | 0 | 0
Base FOM Costs by Reporting Type: RMPA
ReportingType | 2015 | 2020 | 2025 | 2030 | 2035 | 2040
BM | 0 | 0 | 0 | 0 | 0 | 0
CC | 79.71 | 101.34 | 81.4 | 99.64 | 99.64 | 99.64
CSP | 0 | 0 | 0 | 0 | 0 | 0
CT | 1.02 | 1.02 | 1.02 | 1.02 | 1.02 | 1.02
Coal | 483.02 | 503.64 | 508.76 | 530.21 | 613.6 | 762.64
Geo | 0 | 39.04 | 213.08 | 216.56 | 216.56 | 216.56
H | 13.99 | 13.99 | 13.99 | 13.99 | 13.99 | 13.99
LFG | 0.89 | 0.89 | 0.89 | 4.37 | 4.37 | 4.37
Nuc | 0.01 | 0.01 | 0.01 | 0.01 | 0.01 | 0.01
PS | 13.37 | 13.37 | 13.37 | 13.37 | 13.37 | 13.37
PV | 0.31 | 0.31 | 0.31 | 0.31 | 0.31 | 0.31
PeakG | 48.87 | 72.26 | 50.7 | 61.6 | 69.81 | 69.81
PeakO | 5.49 | 6.99 | 5.61 | 5.61 | 5.61 | 5.61
ST | 0.19 | 24.63 | 26.94 | 28.28 | 28.28 | 28.28
STOG | 0 | 0 | 0 | 0 | 0 | 0
STWD | 0 | 0 | 0 | 0 | 0 | 0
WT | 67.62 | 67.62 | 67.62 | 67.62 | 67.62 | 67.62
IGCC | 0 | 0 | 0 | 0 | 0 | 0
DemandResponse | 0 | 0 | 0 | 0 | 0 | 0
IGCC-CCS | 0 | 0 | 0 | 0 | 0 | 0
WT_off | 0 | 0 | 0 | 0 | 0 | 0
PseudoUnit | 0 | 0 | 0 | 0 | 0 | 0
FixedInterchange | 0 | 0 | 0 | 0 | 0 | 0
Base FOM Costs by Reporting Type: SP15
ReportingType | 2015 | 2020 | 2025 | 2030 | 2035 | 2040
BM | 0.6 | 0.6 | 0.6 | 0.6 | 0.6 | 0.6
CC | 299.75 | 377.64 | 311.5 | 321.09 | 355.07 | 364.66
CSP | 0 | 0 | 0 | 0 | 0 | 0
CT | 0 | 0 | 0 | 0 | 0 | 0
Coal | 6.4 | 8.11 | 7.61 | 8.09 | 8.23 | 0
Geo | 86.16 | 208.35 | 208.35 | 208.35 | 208.35 | 208.35
H | 16.57 | 16.57 | 16.57 | 16.57 | 16.57 | 16.57
LFG | 26.93 | 89.67 | 93.8 | 93.8 | 93.8 | 93.8
Nuc | 327.58 | 356.35 | 327.58 | 327.58 | 327.58 | 447.86
PS | 34.19 | 34.19 | 34.19 | 34.19 | 34.19 | 34.19
PV | 1.87 | 1.87 | 1.87 | 1.87 | 1.8 | 1.8
PeakG | 76.73 | 111.44 | 93.22 | 103.59 | 103.59 | 103.59
PeakO | 1.47 | 1.91 | 1.53 | 1.53 | 1.53 | 1.53
ST | 28.67 | 28.67 | 28.67 | 28.67 | 28.67 | 28.67
STOG | 450.09 | 532.57 | 456.54 | 456.54 | 456.54 | 456.54
STWD | 3.81 | 4.77 | 3.89 | 3.89 | 3.89 | 3.89
WT | 71.03 | 71.03 | 71.03 | 71.03 | 71.03 | 71.03
IGCC | 0 | 0 | 0 | 0 | 0 | 0
DemandResponse | 0 | 0 | 0 | 0 | 0 | 0
IGCC-CCS | 0 | 0 | 0 | 0 | 0 | 0
WT_off | 0 | 0 | 0 | 0 | 0 | 0
PseudoUnit | 0 | 0 | 0 | 0 | 0 | 0
FixedInterchange | 0 | 0 | 0 | 0 | 0 | 0
Base FOM Costs by Reporting Type: ALB
ReportingType | 2015 | 2020 | 2025 | 2030 | 2035 | 2040
BM | 0 | 0 | 0 | 0 | 0 | 0
CC | 71.2 | 78.91 | 92.17 | 112.51 | 126.89 | 142.42
CSP | 0 | 0 | 0 | 0 | 0 | 0
CT | 1.35 | 1.35 | 1.35 | 1.35 | 0 | 0
Coal | 380.9 | 399.22 | 412.86 | 439.17 | 499.16 | 562.47
Geo | 0 | 0 | 0 | 0 | 0 | 0
H | 12.99 | 12.99 | 12.99 | 12.99 | 12.99 | 12.99
LFG | 1.21 | 1.21 | 1.21 | 1.21 | 1.21 | 1.21
Nuc | 0.01 | 0.01 | 0.01 | 0.01 | 0.01 | 0.01
PS | 0 | 0 | 0 | 0 | 0 | 0
PV | 0 | 0 | 0 | 0 | 0 | 0
PeakG | 24.72 | 24.11 | 24.11 | 24.11 | 33.96 | 33.96
PeakO | 0 | 0 | 0 | 0 | 0 | 0
ST | 0 | 0 | 0 | 0 | 0 | 0
STOG | 0 | 0 | 0 | 0 | 0 | 0
STWD | 0 | 0 | 0 | 0 | 0 | 0
WT | 22.94 | 22.94 | 22.94 | 22.94 | 22.94 | 22.94
IGCC | 0 | 0 | 0 | 0 | 0 | 0
DemandResponse | 0 | 0 | 0 | 0 | 0 | 0
IGCC-CCS | 0 | 0 | 0 | 0 | 0 | 0
WT_off | 0 | 0 | 0 | 0 | 0 | 0
PseudoUnit | 0 | 0 | 0 | 0 | 0 | 0
FixedInterchange | 0 | 0 | 0 | 0 | 0 | 0
Base FOM Costs by Reporting Type: BC
ReportingType | 2015 | 2020 | 2025 | 2030 | 2035 | 2040
BM | 0 | 0 | 0 | 0 | 0 | 0
CC | 22.94 | 25.43 | 33.72 | 43 | 55.39 | 65.16
CSP | 0 | 0 | 0 | 0 | 0 | 0
CT | 0 | 0 | 0 | 0 | 0 | 1.08
Coal | 0 | 0 | 0 | 0 | 0 | 0
Geo | 0 | 0 | 0 | 0 | 0 | 0
H | 173.22 | 173.22 | 173.22 | 173.22 | 173.22 | 173.22
LFG | 2.9 | 2.9 | 2.9 | 2.9 | 2.9 | 2.9
Nuc | 0.01 | 0.01 | 0.01 | 0.01 | 0.01 | 0.01
PS | 0 | 0 | 0 | 0 | 0 | 0
PV | 0 | 0 | 0 | 0 | 0 | 0
PeakG | 2.66 | 2.77 | 3.3 | 3.3 | 3.3 | 3.3
PeakO | 1.16 | 1.29 | 1.29 | 1.29 | 1.29 | 1.29
ST | 0 | 0 | 0 | 0 | 0 | 0
STOG | 0 | 0 | 0 | 0 | 0 | 0
STWD | 16.34 | 16.34 | 16.34 | 16.34 | 16.34 | 16.34
WT | 7.53 | 7.53 | 7.53 | 7.53 | 7.53 | 7.53
IGCC | 0 | 0 | 0 | 0 | 0 | 0
DemandResponse | 0 | 0 | 0 | 0 | 0 | 0
IGCC-CCS | 0 | 0 | 0 | 0 | 0 | 0
WT_off | 0 | 0 | 0 | 0 | 0 | 0
PseudoUnit | 0 | 0 | 0 | 0 | 0 | 0
FixedInterchange | 0 | 0 | 0 | 0 | 0 | 0
Base FOM Costs by Reporting Type: HQ_IESO
ReportingType | 2015 | 2020 | 2025 | 2030 | 2035 | 2040
BM | 0 | 0 | 0 | 0 | 0 | 0
CC | 0 | 0 | 0 | 0 | 0 | 0
CSP | 0 | 0 | 0 | 0 | 0 | 0
CT | 0 | 0 | 0 | 0 | 0 | 0
Coal | 0 | 0 | 0 | 0 | 0 | 0
Geo | 0 | 0 | 0 | 0 | 0 | 0
H | 0 | 0 | 0 | 0 | 0 | 0
LFG | 0 | 0 | 0 | 0 | 0 | 0
Nuc | 0.01 | 0.01 | 0.01 | 0.01 | 0.01 | 0.01
PS | 0 | 0 | 0 | 0 | 0 | 0
PV | 0 | 0 | 0 | 0 | 0 | 0
PeakG | 0 | 0 | 0 | 0 | 0 | 0
PeakO | 0 | 0 | 0 | 0 | 0 | 0
ST | 0 | 0 | 0 | 0 | 0 | 0
STOG | 0 | 0 | 0 | 0 | 0 | 0
STWD | 0 | 0 | 0 | 0 | 0 | 0
WT | 0 | 0 | 0 | 0 | 0 | 0
IGCC | 0 | 0 | 0 | 0 | 0 | 0
DemandResponse | 0 | 0 | 0 | 0 | 0 | 0
IGCC-CCS | 0 | 0 | 0 | 0 | 0 | 0
WT_off | 0 | 0 | 0 | 0 | 0 | 0
PseudoUnit | 0 | 0 | 0 | 0 | 0 | 0
FixedInterchange | 0 | 0 | 0 | 0 | 0 | 0
Base FOM Costs by Reporting Type: HQ_NEISO
ReportingType | 2015 | 2020 | 2025 | 2030 | 2035 | 2040
BM | 0 | 0 | 0 | 0 | 0 | 0
CC | 0 | 0 | 0 | 0 | 0 | 0
CSP | 0 | 0 | 0 | 0 | 0 | 0
CT | 0 | 0 | 0 | 0 | 0 | 0
Coal | 0 | 0 | 0 | 0 | 0 | 0
Geo | 0 | 0 | 0 | 0 | 0 | 0
H | 0 | 0 | 0 | 0 | 0 | 0
LFG | 0 | 0 | 0 | 0 | 0 | 0
Nuc | 0.01 | 0.01 | 0.01 | 0.01 | 0.01 | 0.01
PS | 0 | 0 | 0 | 0 | 0 | 0
PV | 0 | 0 | 0 | 0 | 0 | 0
PeakG | 0 | 0 | 0 | 0 | 0 | 0
PeakO | 0 | 0 | 0 | 0 | 0 | 0
ST | 0 | 0 | 0 | 0 | 0 | 0
STOG | 0 | 0 | 0 | 0 | 0 | 0
STWD | 0 | 0 | 0 | 0 | 0 | 0
WT | 0 | 0 | 0 | 0 | 0 | 0
IGCC | 0 | 0 | 0 | 0 | 0 | 0
DemandResponse | 0 | 0 | 0 | 0 | 0 | 0
IGCC-CCS | 0 | 0 | 0 | 0 | 0 | 0
WT_off | 0 | 0 | 0 | 0 | 0 | 0
PseudoUnit | 0 | 0 | 0 | 0 | 0 | 0
FixedInterchange | 0 | 0 | 0 | 0 | 0 | 0
Base FOM Costs by Reporting Type: HQ_NY
ReportingType | 2015 | 2020 | 2025 | 2030 | 2035 | 2040
BM | 0 | 0 | 0 | 0 | 0 | 0
CC | 0 | 0 | 0 | 0 | 0 | 0
CSP | 0 | 0 | 0 | 0 | 0 | 0
CT | 0 | 0 | 0 | 0 | 0 | 0
Coal | 0 | 0 | 0 | 0 | 0 | 0
Geo | 0 | 0 | 0 | 0 | 0 | 0
H | 0 | 0 | 0 | 0 | 0 | 0
LFG | 0 | 0 | 0 | 0 | 0 | 0
Nuc | 0.01 | 0.01 | 0.01 | 0.01 | 0.01 | 0.01
PS | 0 | 0 | 0 | 0 | 0 | 0
PV | 0 | 0 | 0 | 0 | 0 | 0
PeakG | 0 | 0 | 0 | 0 | 0 | 0
PeakO | 0 | 0 | 0 | 0 | 0 | 0
ST | 0 | 0 | 0 | 0 | 0 | 0
STOG | 0 | 0 | 0 | 0 | 0 | 0
STWD | 0 | 0 | 0 | 0 | 0 | 0
WT | 0 | 0 | 0 | 0 | 0 | 0
IGCC | 0 | 0 | 0 | 0 | 0 | 0
DemandResponse | 0 | 0 | 0 | 0 | 0 | 0
IGCC-CCS | 0 | 0 | 0 | 0 | 0 | 0
WT_off | 0 | 0 | 0 | 0 | 0 | 0
PseudoUnit | 0 | 0 | 0 | 0 | 0 | 0
FixedInterchange | 0 | 0 | 0 | 0 | 0 | 0
Base FOM Costs by Reporting Type: MARITIMES
ReportingType | 2015 | 2020 | 2025 | 2030 | 2035 | 2040
BM | 0 | 0 | 0 | 0 | 0 | 0
CC | 0 | 0 | 0 | 0 | 0 | 0
CSP | 0 | 0 | 0 | 0 | 0 | 0
CT | 0 | 0 | 0 | 0 | 0 | 0
Coal | 0 | 0 | 0 | 0 | 0 | 0
Geo | 0 | 0 | 0 | 0 | 0 | 0
H | 0 | 0 | 0 | 0 | 0 | 0
LFG | 0 | 0 | 0 | 0 | 0 | 0
Nuc | 0.01 | 0.01 | 0.01 | 0.01 | 0.01 | 0.01
PS | 0 | 0 | 0 | 0 | 0 | 0
PV | 0 | 0 | 0 | 0 | 0 | 0
PeakG | 0 | 0 | 0 | 0 | 0 | 0
PeakO | 0 | 0 | 0 | 0 | 0 | 0
ST | 0 | 0 | 0 | 0 | 0 | 0
STOG | 0 | 0 | 0 | 0 | 0 | 0
STWD | 0 | 0 | 0 | 0 | 0 | 0
WT | 0 | 0 | 0 | 0 | 0 | 0
IGCC | 0 | 0 | 0 | 0 | 0 | 0
DemandResponse | 0 | 0 | 0 | 0 | 0 | 0
IGCC-CCS | 0 | 0 | 0 | 0 | 0 | 0
WT_off | 0 | 0 | 0 | 0 | 0 | 0
PseudoUnit | 0 | 7.12 | 7.12 | 7.12 | 7.12 | 7.12
FixedInterchange | 0 | 0 | 0 | 0 | 0 | 0
Base FOM Costs by Reporting Type: All
ReportingType | 2015 | 2020 | 2025 | 2030 | 2035 | 2040
BM | 125.73 | 1381.94 | 1871.63 | 2837.77 | 3038.71 | 3152.42
CC | 6344.47 | 8020.83 | 6684.63 | 7232.52 | 8617.83 | 9232.09
CSP | 0 | 0 | 0 | 0 | 0 | 0
CT | 58.95 | 106.68 | 141.8 | 254.16 | 503.72 | 630.31
Coal | 18353.43 | 17622.86 | 17269.38 | 19115.54 | 21429.86 | 24414.56
Geo | 226.72 | 401.57 | 771.3 | 774.79 | 774.79 | 774.79
H | 1511 | 1533.14 | 1574.41 | 1618.38 | 1619.17 | 1635.07
LFG | 498.94 | 733.94 | 999.86 | 1086.91 | 1086.97 | 1086.97
Nuc | 16696.36 | 17842.96 | 17313.01 | 17728.25 | 14523.5 | 21350.19
PS | 517.25 | 517.25 | 517.25 | 517.25 | 517.25 | 517.25
PV | 26.7 | 63.14 | 81.85 | 86.88 | 71.24 | 74.68
PeakG | 2030.83 | 2975.03 | 2223.9 | 2606.29 | 2729.08 | 2729.08
PeakO | 560.35 | 733.66 | 594.19 | 596.93 | 596.94 | 596.95
ST | 48.64 | 101.46 | 122.23 | 132.61 | 132.61 | 132.61
STOG | 3056.35 | 3615.48 | 3070.61 | 3065.08 | 3065.08 | 3065.08
STWD | 148.64 | 181.89 | 151.24 | 151.24 | 151.24 | 151.24
WT | 2034.5 | 3430.23 | 5103.1 | 6571.38 | 6674.85 | 6849.09
IGCC | 30.22 | 30.22 | 30.22 | 30.22 | 30.22 | 30.22
DemandResponse | 0 | 0 | 0 | 0 | 0 | 0
IGCC-CCS | 0 | 0 | 0 | 0 | 0 | 0
WT_off | 25.01 | 25.01 | 1057.62 | 2084.93 | 2332.57 | 2695.34
PseudoUnit | 0 | 7.12 | 7.12 | 7.12 | 7.12 | 7.12
FixedInterchange | 0 | 0 | 0 | 0 | 0 | 0
Base FOM Costs by Reporting Type: EI_US
ReportingType | 2015 | 2020 | 2025 | 2030 | 2035 | 2040
BM | 74.48 | 1330.7 | 1820.39 | 2611.1 | 2803.1 | 2902.46
CC | 4044.48 | 5127.91 | 4244.76 | 4528.7 | 5413.22 | 5864.97
CSP | 0 | 0 | 0 | 0 | 0 | 0
CT | 43.87 | 72.46 | 99.28 | 171.8 | 367.82 | 442.81
Coal | 14653.5 | 13609.92 | 13395.2 | 14951.3 | 16683.56 | 18687.53
Geo | 3.95 | 3.95 | 3.95 | 3.95 | 3.95 | 3.95
H | 419.29 | 436.5 | 451.51 | 451.51 | 452.3 | 464.64
LFG | 417.2 | 589.46 | 708.43 | 787.52 | 787.52 | 787.52
Nuc | 12948.03 | 13763.39 | 13285.11 | 13700.35 | 10645.57 | 16957.2
PS | 401.94 | 401.94 | 401.94 | 401.94 | 401.94 | 401.94
PV | 2.71 | 39.15 | 57.85 | 62.89 | 65.48 | 68.91
PeakG | 1689.1 | 2494.21 | 1821.52 | 2201.51 | 2298.54 | 2298.54
PeakO | 539.93 | 707.77 | 572.89 | 575.5 | 575.51 | 575.53
ST | 0 | 0 | 0 | 0 | 0 | 0
STOG | 1619.61 | 1916.43 | 1613.35 | 1613.35 | 1613.35 | 1613.35
STWD | 95.51 | 119.51 | 97.38 | 97.38 | 97.38 | 97.38
WT | 1142.42 | 2283.85 | 3424.02 | 4607.07 | 4737.13 | 4859.91
IGCC | 30.22 | 30.22 | 30.22 | 30.22 | 30.22 | 30.22
DemandResponse | 0 | 0 | 0 | 0 | 0 | 0
IGCC-CCS | 0 | 0 | 0 | 0 | 0 | 0
WT_off | 25.01 | 25.01 | 1057.62 | 2084.93 | 2332.57 | 2695.34
PseudoUnit | 0 | 7.12 | 7.12 | 7.12 | 7.12 | 7.12
FixedInterchange | 0 | 0 | 0 | 0 | 0 | 0
Base FOM Costs by Reporting Type: EI_Canada
ReportingType | 2015 | 2020 | 2025 | 2030 | 2035 | 2040
BM | 32.8 | 32.8 | 32.8 | 32.8 | 32.8 | 32.8
CC | 124.01 | 124.01 | 124.01 | 111.88 | 122.95 | 170.56
CSP | 0 | 0 | 0 | 0 | 0 | 0
CT | 3.08 | 3.08 | 3.08 | 3.08 | 20.16 | 24.85
Coal | 107.43 | 109.07 | 0 | 0 | 0 | 0
Geo | 0 | 0 | 0 | 0 | 0 | 0
H | 216.06 | 220.99 | 247.25 | 282.28 | 282.28 | 285.84
LFG | 14.17 | 14.17 | 14.17 | 14.17 | 14.23 | 14.23
Nuc | 1895.36 | 1895.36 | 1895.36 | 1895.36 | 1745.4 | 2079.7
PS | 2.92 | 2.92 | 2.92 | 2.92 | 2.92 | 2.92
PV | 18.26 | 18.26 | 18.26 | 18.26 | 0.44 | 0.44
PeakG | 21.55 | 23.55 | 23.55 | 23.55 | 26.76 | 26.76
PeakO | 0.75 | 0.75 | 0.87 | 0.98 | 0.98 | 0.98
ST | 0 | 0 | 0 | 0 | 0 | 0
STOG | 5.54 | 5.54 | 5.54 | 0 | 0 | 0
STWD | 0 | 0 | 0 | 0 | 0 | 0
WT | 120.82 | 120.82 | 120.82 | 120.82 | 61.7 | 61.7
IGCC | 0 | 0 | 0 | 0 | 0 | 0
DemandResponse | 0 | 0 | 0 | 0 | 0 | 0
IGCC-CCS | 0 | 0 | 0 | 0 | 0 | 0
WT_off | 0 | 0 | 0 | 0 | 0 | 0
PseudoUnit | 0 | 0 | 0 | 0 | 0 | 0
FixedInterchange | 0 | 0 | 0 | 0 | 0 | 0
Base FOM Costs by Reporting Type: EI
ReportingType | 2015 | 2020 | 2025 | 2030 | 2035 | 2040
BM | 107.28 | 1363.49 | 1853.19 | 2643.9 | 2835.9 | 2935.26
CC | 4168.49 | 5251.92 | 4368.77 | 4640.58 | 5536.16 | 6035.53
CSP | 0 | 0 | 0 | 0 | 0 | 0
CT | 46.95 | 75.55 | 102.36 | 174.88 | 387.98 | 467.66
Coal | 14760.93 | 13718.99 | 13395.2 | 14951.3 | 16683.56 | 18687.53
Geo | 3.95 | 3.95 | 3.95 | 3.95 | 3.95 | 3.95
H | 635.35 | 657.49 | 698.76 | 733.79 | 734.57 | 750.48
LFG | 431.38 | 603.63 | 722.6 | 801.69 | 801.75 | 801.75
Nuc | 14843.39 | 15658.74 | 15180.47 | 15595.71 | 12390.96 | 19036.91
PS | 404.86 | 404.86 | 404.86 | 404.86 | 404.86 | 404.86
PV | 20.97 | 57.41 | 76.12 | 81.15 | 65.92 | 69.35
PeakG | 1710.64 | 2517.76 | 1845.07 | 2225.06 | 2325.3 | 2325.3
PeakO | 540.68 | 708.53 | 573.75 | 576.48 | 576.49 | 576.51
ST | 0 | 0 | 0 | 0 | 0 | 0
STOG | 1625.14 | 1921.97 | 1618.89 | 1613.35 | 1613.35 | 1613.35
STWD | 95.51 | 119.51 | 97.38 | 97.38 | 97.38 | 97.38
WT | 1263.24 | 2404.67 | 3544.85 | 4727.89 | 4798.83 | 4921.62
IGCC | 30.22 | 30.22 | 30.22 | 30.22 | 30.22 | 30.22
DemandResponse | 0 | 0 | 0 | 0 | 0 | 0
IGCC-CCS | 0 | 0 | 0 | 0 | 0 | 0
WT_off | 25.01 | 25.01 | 1057.62 | 2084.93 | 2332.57 | 2695.34
PseudoUnit | 0 | 7.12 | 7.12 | 7.12 | 7.12 | 7.12
FixedInterchange | 0 | 0 | 0 | 0 | 0 | 0
Base FOM Costs by Reporting Type: Outside_EI
ReportingType | 2015 | 2020 | 2025 | 2030 | 2035 | 2040
BM | 18.45 | 18.45 | 18.45 | 193.87 | 202.82 | 217.16
CC | 2175.98 | 2768.91 | 2315.86 | 2591.94 | 3081.66 | 3196.56
CSP | 0 | 0 | 0 | 0 | 0 | 0
CT | 12 | 31.13 | 39.44 | 79.29 | 115.73 | 162.65
Coal | 3592.5 | 3903.86 | 3874.17 | 4164.24 | 4746.3 | 5727.03
Geo | 222.78 | 397.63 | 767.35 | 770.84 | 770.84 | 770.84
H | 875.65 | 875.65 | 875.65 | 884.59 | 884.59 | 884.59
LFG | 67.56 | 130.31 | 277.26 | 285.22 | 285.22 | 285.22
Nuc | 1852.97 | 2184.21 | 2132.54 | 2132.54 | 2132.54 | 2313.28
PS | 112.39 | 112.39 | 112.39 | 112.39 | 112.39 | 112.39
PV | 5.73 | 5.73 | 5.73 | 5.73 | 5.32 | 5.32
PeakG | 320.19 | 457.28 | 378.83 | 381.23 | 403.78 | 403.78
PeakO | 19.67 | 25.14 | 20.44 | 20.44 | 20.45 | 20.45
ST | 48.64 | 101.46 | 122.23 | 132.61 | 132.61 | 132.61
STOG | 1431.21 | 1693.51 | 1451.73 | 1451.73 | 1451.73 | 1451.73
STWD | 53.14 | 62.38 | 53.86 | 53.86 | 53.86 | 53.86
WT | 771.26 | 1025.56 | 1558.25 | 1843.49 | 1876.02 | 1927.47
IGCC | 0 | 0 | 0 | 0 | 0 | 0
DemandResponse | 0 | 0 | 0 | 0 | 0 | 0
IGCC-CCS | 0 | 0 | 0 | 0 | 0 | 0
WT_off | 0 | 0 | 0 | 0 | 0 | 0
PseudoUnit | 0 | 0 | 0 | 0 | 0 | 0
FixedInterchange | 0 | 0 | 0 | 0 | 0 | 0
#11 | Retrofit FOM Costs ($million)
Retrofit FOM Costs by Reporting Type: Entergy
ReportingType | 2015 | 2020 | 2025 | 2030 | 2035 | 2040
BM | 0 | 0 | 0 | 0 | 0 | 0
CC | 0 | 0 | 0 | 0 | 0 | 0
CSP | 0 | 0 | 0 | 0 | 0 | 0
CT | 0 | 0 | 0 | 0 | 0 | 0
Coal | 3.38 | 31.29 | 31.29 | 31.29 | 31.29 | 31.29
Geo | 0 | 0 | 0 | 0 | 0 | 0
H | 0 | 0 | 0 | 0 | 0 | 0
LFG | 0 | 0 | 0 | 0 | 0 | 0
Nuc | 0 | 0 | 0 | 0 | 0 | 0
PS | 0 | 0 | 0 | 0 | 0 | 0
PV | 0 | 0 | 0 | 0 | 0 | 0
PeakG | 0 | 0 | 0 | 0 | 0 | 0
PeakO | 0 | 0 | 0 | 0 | 0 | 0
ST | 0 | 0 | 0 | 0 | 0 | 0
STOG | 0 | 0 | 0 | 0 | 0 | 0
STWD | 0 | 0 | 0 | 0 | 0 | 0
WT | 0 | 0 | 0 | 0 | 0 | 0
IGCC | 0 | 0 | 0 | 0 | 0 | 0
DemandResponse | 0 | 0 | 0 | 0 | 0 | 0
IGCC-CCS | 0 | 0 | 0 | 0 | 0 | 0
WT_off | 0 | 0 | 0 | 0 | 0 | 0
PseudoUnit | 0 | 0 | 0 | 0 | 0 | 0
FixedInterchange | 0 | 0 | 0 | 0 | 0 | 0
Retrofit FOM Costs by Reporting Type: FRCC
ReportingType | 2015 | 2020 | 2025 | 2030 | 2035 | 2040
BM | 0 | 0 | 0 | 0 | 0 | 0
CC | 0 | 0 | 0 | 0 | 0 | 0
CSP | 0 | 0 | 0 | 0 | 0 | 0
CT | 0 | 0 | 0 | 0 | 0 | 0
Coal | 67.35 | 70.41 | 70.41 | 70.41 | 70.41 | 70.41
Geo | 0 | 0 | 0 | 0 | 0 | 0
H | 0 | 0 | 0 | 0 | 0 | 0
LFG | 0 | 0 | 0 | 0 | 0 | 0
Nuc | 0 | 0 | 0 | 0 | 0 | 0
PS | 0 | 0 | 0 | 0 | 0 | 0
PV | 0 | 0 | 0 | 0 | 0 | 0
PeakG | 0 | 0 | 0 | 0 | 0 | 0
PeakO | 0 | 0 | 0 | 0 | 0 | 0
ST | 0 | 0 | 0 | 0 | 0 | 0
STOG | 0 | 0 | 0 | 0 | 0 | 0
STWD | 0 | 0 | 0 | 0 | 0 | 0
WT | 0 | 0 | 0 | 0 | 0 | 0
IGCC | 0 | 0 | 0 | 0 | 0 | 0
DemandResponse | 0 | 0 | 0 | 0 | 0 | 0
IGCC-CCS | 0 | 0 | 0 | 0 | 0 | 0
WT_off | 0 | 0 | 0 | 0 | 0 | 0
PseudoUnit | 0 | 0 | 0 | 0 | 0 | 0
FixedInterchange | 0 | 0 | 0 | 0 | 0 | 0
Retrofit FOM Costs by Reporting Type: MAPP_US
ReportingType | 2015 | 2020 | 2025 | 2030 | 2035 | 2040
BM | 0 | 0 | 0 | 0 | 0 | 0
CC | 0 | 0 | 0 | 0 | 0 | 0
CSP | 0 | 0 | 0 | 0 | 0 | 0
CT | 0 | 0 | 0 | 0 | 0 | 0
Coal | 16.92 | 14.86 | 14.86 | 14.86 | 14.86 | 14.86
Geo | 0 | 0 | 0 | 0 | 0 | 0
H | 0 | 0 | 0 | 0 | 0 | 0
LFG | 0 | 0 | 0 | 0 | 0 | 0
Nuc | 0 | 0 | 0 | 0 | 0 | 0
PS | 0 | 0 | 0 | 0 | 0 | 0
PV | 0 | 0 | 0 | 0 | 0 | 0
PeakG | 0 | 0 | 0 | 0 | 0 | 0
PeakO | 0 | 0 | 0 | 0 | 0 | 0
ST | 0 | 0 | 0 | 0 | 0 | 0
STOG | 0 | 0 | 0 | 0 | 0 | 0
STWD | 0 | 0 | 0 | 0 | 0 | 0
WT | 0 | 0 | 0 | 0 | 0 | 0
IGCC | 0 | 0 | 0 | 0 | 0 | 0
DemandResponse | 0 | 0 | 0 | 0 | 0 | 0
IGCC-CCS | 0 | 0 | 0 | 0 | 0 | 0
WT_off | 0 | 0 | 0 | 0 | 0 | 0
PseudoUnit | 0 | 0 | 0 | 0 | 0 | 0
FixedInterchange | 0 | 0 | 0 | 0 | 0 | 0
Retrofit FOM Costs by Reporting Type: MISO_IN
ReportingType | 2015 | 2020 | 2025 | 2030 | 2035 | 2040
BM | 0 | 0 | 0 | 0 | 0 | 0
CC | 0 | 0 | 0 | 0 | 0 | 0
CSP | 0 | 0 | 0 | 0 | 0 | 0
CT | 0 | 0 | 0 | 0 | 0 | 0
Coal | 103.25 | 113.14 | 113.14 | 113.14 | 113.14 | 113.14
Geo | 0 | 0 | 0 | 0 | 0 | 0
H | 0 | 0 | 0 | 0 | 0 | 0
LFG | 0 | 0 | 0 | 0 | 0 | 0
Nuc | 0 | 0 | 0 | 0 | 0 | 0
PS | 0 | 0 | 0 | 0 | 0 | 0
PV | 0 | 0 | 0 | 0 | 0 | 0
PeakG | 0 | 0 | 0 | 0 | 0 | 0
PeakO | 0 | 0 | 0 | 0 | 0 | 0
ST | 0 | 0 | 0 | 0 | 0 | 0
STOG | 0 | 0 | 0 | 0 | 0 | 0
STWD | 0 | 0 | 0 | 0 | 0 | 0
WT | 0 | 0 | 0 | 0 | 0 | 0
IGCC | 0 | 0 | 0 | 0 | 0 | 0
DemandResponse | 0 | 0 | 0 | 0 | 0 | 0
IGCC-CCS | 0 | 0 | 0 | 0 | 0 | 0
WT_off | 0 | 0 | 0 | 0 | 0 | 0
PseudoUnit | 0 | 0 | 0 | 0 | 0 | 0
FixedInterchange | 0 | 0 | 0 | 0 | 0 | 0
Retrofit FOM Costs by Reporting Type: MISO_MI
ReportingType | 2015 | 2020 | 2025 | 2030 | 2035 | 2040
BM | 0 | 0 | 0 | 0 | 0 | 0
CC | 0 | 0 | 0 | 0 | 0 | 0
CSP | 0 | 0 | 0 | 0 | 0 | 0
CT | 0 | 0 | 0 | 0 | 0 | 0
Coal | 17.66 | 44.76 | 44.76 | 44.76 | 44.76 | 44.76
Geo | 0 | 0 | 0 | 0 | 0 | 0
H | 0 | 0 | 0 | 0 | 0 | 0
LFG | 0 | 0 | 0 | 0 | 0 | 0
Nuc | 0 | 0 | 0 | 0 | 0 | 0
PS | 0 | 0 | 0 | 0 | 0 | 0
PV | 0 | 0 | 0 | 0 | 0 | 0
PeakG | 0 | 0 | 0 | 0 | 0 | 0
PeakO | 0 | 0 | 0 | 0 | 0 | 0
ST | 0 | 0 | 0 | 0 | 0 | 0
STOG | 0 | 0 | 0 | 0 | 0 | 0
STWD | 0 | 0 | 0 | 0 | 0 | 0
WT | 0 | 0 | 0 | 0 | 0 | 0
IGCC | 0 | 0 | 0 | 0 | 0 | 0
DemandResponse | 0 | 0 | 0 | 0 | 0 | 0
IGCC-CCS | 0 | 0 | 0 | 0 | 0 | 0
WT_off | 0 | 0 | 0 | 0 | 0 | 0
PseudoUnit | 0 | 0 | 0 | 0 | 0 | 0
FixedInterchange | 0 | 0 | 0 | 0 | 0 | 0
Retrofit FOM Costs by Reporting Type: MISO_MO-IL
ReportingType | 2015 | 2020 | 2025 | 2030 | 2035 | 2040
BM | 0 | 0 | 0 | 0 | 0 | 0
CC | 0 | 0 | 0 | 0 | 0 | 0
CSP | 0 | 0 | 0 | 0 | 0 | 0
CT | 0 | 0 | 0 | 0 | 0 | 0
Coal | 30.23 | 57.98 | 57.98 | 57.98 | 57.98 | 57.98
Geo | 0 | 0 | 0 | 0 | 0 | 0
H | 0 | 0 | 0 | 0 | 0 | 0
LFG | 0 | 0 | 0 | 0 | 0 | 0
Nuc | 0 | 0 | 0 | 0 | 0 | 0
PS | 0 | 0 | 0 | 0 | 0 | 0
PV | 0 | 0 | 0 | 0 | 0 | 0
PeakG | 0 | 0 | 0 | 0 | 0 | 0
PeakO | 0 | 0 | 0 | 0 | 0 | 0
ST | 0 | 0 | 0 | 0 | 0 | 0
STOG | 0 | 0 | 0 | 0 | 0 | 0
STWD | 0 | 0 | 0 | 0 | 0 | 0
WT | 0 | 0 | 0 | 0 | 0 | 0
IGCC | 0 | 0 | 0 | 0 | 0 | 0
DemandResponse | 0 | 0 | 0 | 0 | 0 | 0
IGCC-CCS | 0 | 0 | 0 | 0 | 0 | 0
WT_off | 0 | 0 | 0 | 0 | 0 | 0
PseudoUnit | 0 | 0 | 0 | 0 | 0 | 0
FixedInterchange | 0 | 0 | 0 | 0 | 0 | 0
Retrofit FOM Costs by Reporting Type: MISO_W
ReportingType | 2015 | 2020 | 2025 | 2030 | 2035 | 2040
BM | 0 | 0 | 0 | 0 | 0 | 0
CC | 0 | 0 | 0 | 0 | 0 | 0
CSP | 0 | 0 | 0 | 0 | 0 | 0
CT | 0 | 0 | 0 | 0 | 0 | 0
Coal | 38.36 | 61.93 | 61.93 | 61.93 | 61.93 | 61.93
Geo | 0 | 0 | 0 | 0 | 0 | 0
H | 0 | 0 | 0 | 0 | 0 | 0
LFG | 0 | 0 | 0 | 0 | 0 | 0
Nuc | 0 | 0 | 0 | 0 | 0 | 0
PS | 0 | 0 | 0 | 0 | 0 | 0
PV | 0 | 0 | 0 | 0 | 0 | 0
PeakG | 0 | 0 | 0 | 0 | 0 | 0
PeakO | 0 | 0 | 0 | 0 | 0 | 0
ST | 0 | 0 | 0 | 0 | 0 | 0
STOG | 0 | 0 | 0 | 0 | 0 | 0
STWD | 0 | 0 | 0 | 0 | 0 | 0
WT | 0 | 0 | 0 | 0 | 0 | 0
IGCC | 0 | 0 | 0 | 0 | 0 | 0
DemandResponse | 0 | 0 | 0 | 0 | 0 | 0
IGCC-CCS | 0 | 0 | 0 | 0 | 0 | 0
WT_off | 0 | 0 | 0 | 0 | 0 | 0
PseudoUnit | 0 | 0 | 0 | 0 | 0 | 0
FixedInterchange | 0 | 0 | 0 | 0 | 0 | 0
Retrofit FOM Costs by Reporting Type: MISO_WUMS
ReportingType | 2015 | 2020 | 2025 | 2030 | 2035 | 2040
BM | 0 | 0 | 0 | 0 | 0 | 0
CC | 0 | 0 | 0 | 0 | 0 | 0
CSP | 0 | 0 | 0 | 0 | 0 | 0
CT | 0 | 0 | 0 | 0 | 0 | 0
Coal | 35.36 | 36.75 | 36.75 | 36.75 | 36.75 | 36.75
Geo | 0 | 0 | 0 | 0 | 0 | 0
H | 0 | 0 | 0 | 0 | 0 | 0
LFG | 0 | 0 | 0 | 0 | 0 | 0
Nuc | 0 | 0 | 0 | 0 | 0 | 0
PS | 0 | 0 | 0 | 0 | 0 | 0
PV | 0 | 0 | 0 | 0 | 0 | 0
PeakG | 0 | 0 | 0 | 0 | 0 | 0
PeakO | 0 | 0 | 0 | 0 | 0 | 0
ST | 0 | 0 | 0 | 0 | 0 | 0
STOG | 0 | 0 | 0 | 0 | 0 | 0
STWD | 0 | 0 | 0 | 0 | 0 | 0
WT | 0 | 0 | 0 | 0 | 0 | 0
IGCC | 0 | 0 | 0 | 0 | 0 | 0
DemandResponse | 0 | 0 | 0 | 0 | 0 | 0
IGCC-CCS | 0 | 0 | 0 | 0 | 0 | 0
WT_off | 0 | 0 | 0 | 0 | 0 | 0
PseudoUnit | 0 | 0 | 0 | 0 | 0 | 0
FixedInterchange | 0 | 0 | 0 | 0 | 0 | 0
Retrofit FOM Costs by Reporting Type: Nebraska
ReportingType | 2015 | 2020 | 2025 | 2030 | 2035 | 2040
BM | 0 | 0 | 0 | 0 | 0 | 0
CC | 0 | 0 | 0 | 0 | 0 | 0
CSP | 0 | 0 | 0 | 0 | 0 | 0
CT | 0 | 0 | 0 | 0 | 0 | 0
Coal | 4.88 | 22.22 | 22.22 | 22.22 | 22.22 | 22.22
Geo | 0 | 0 | 0 | 0 | 0 | 0
H | 0 | 0 | 0 | 0 | 0 | 0
LFG | 0 | 0 | 0 | 0 | 0 | 0
Nuc | 0 | 0 | 0 | 0 | 0 | 0
PS | 0 | 0 | 0 | 0 | 0 | 0
PV | 0 | 0 | 0 | 0 | 0 | 0
PeakG | 0 | 0 | 0 | 0 | 0 | 0
PeakO | 0 | 0 | 0 | 0 | 0 | 0
ST | 0 | 0 | 0 | 0 | 0 | 0
STOG | 0 | 0 | 0 | 0 | 0 | 0
STWD | 0 | 0 | 0 | 0 | 0 | 0
WT | 0 | 0 | 0 | 0 | 0 | 0
IGCC | 0 | 0 | 0 | 0 | 0 | 0
DemandResponse | 0 | 0 | 0 | 0 | 0 | 0
IGCC-CCS | 0 | 0 | 0 | 0 | 0 | 0
WT_off | 0 | 0 | 0 | 0 | 0 | 0
PseudoUnit | 0 | 0 | 0 | 0 | 0 | 0
FixedInterchange | 0 | 0 | 0 | 0 | 0 | 0
Retrofit FOM Costs by Reporting Type: NEISO
ReportingType | 2015 | 2020 | 2025 | 2030 | 2035 | 2040
BM | 0 | 0 | 0 | 0 | 0 | 0
CC | 0 | 0 | 0 | 0 | 0 | 0
CSP | 0 | 0 | 0 | 0 | 0 | 0
CT | 0 | 0 | 0 | 0 | 0 | 0
Coal | 4.08 | 0 | 0 | 0 | 0 | 0
Geo | 0 | 0 | 0 | 0 | 0 | 0
H | 0 | 0 | 0 | 0 | 0 | 0
LFG | 0 | 0 | 0 | 0 | 0 | 0
Nuc | 0 | 0 | 0 | 0 | 0 | 0
PS | 0 | 0 | 0 | 0 | 0 | 0
PV | 0 | 0 | 0 | 0 | 0 | 0
PeakG | 0 | 0 | 0 | 0 | 0 | 0
PeakO | 0 | 0 | 0 | 0 | 0 | 0
ST | 0 | 0 | 0 | 0 | 0 | 0
STOG | 0 | 0 | 0 | 0 | 0 | 0
STWD | 0 | 0 | 0 | 0 | 0 | 0
WT | 0 | 0 | 0 | 0 | 0 | 0
IGCC | 0 | 0 | 0 | 0 | 0 | 0
DemandResponse | 0 | 0 | 0 | 0 | 0 | 0
IGCC-CCS | 0 | 0 | 0 | 0 | 0 | 0
WT_off | 0 | 0 | 0 | 0 | 0 | 0
PseudoUnit | 0 | 0 | 0 | 0 | 0 | 0
FixedInterchange | 0 | 0 | 0 | 0 | 0 | 0
Retrofit FOM Costs by Reporting Type: NonRTO_Midwest
ReportingType | 2015 | 2020 | 2025 | 2030 | 2035 | 2040
BM | 0 | 0 | 0 | 0 | 0 | 0
CC | 0 | 0 | 0 | 0 | 0 | 0
CSP | 0 | 0 | 0 | 0 | 0 | 0
CT | 0 | 0 | 0 | 0 | 0 | 0
Coal | 86.61 | 91.38 | 91.38 | 91.38 | 91.38 | 91.38
Geo | 0 | 0 | 0 | 0 | 0 | 0
H | 0 | 0 | 0 | 0 | 0 | 0
LFG | 0 | 0 | 0 | 0 | 0 | 0
Nuc | 0 | 0 | 0 | 0 | 0 | 0
PS | 0 | 0 | 0 | 0 | 0 | 0
PV | 0 | 0 | 0 | 0 | 0 | 0
PeakG | 0 | 0 | 0 | 0 | 0 | 0
PeakO | 0 | 0 | 0 | 0 | 0 | 0
ST | 0 | 0 | 0 | 0 | 0 | 0
STOG | 0 | 0 | 0 | 0 | 0 | 0
STWD | 0 | 0 | 0 | 0 | 0 | 0
WT | 0 | 0 | 0 | 0 | 0 | 0
IGCC | 0 | 0 | 0 | 0 | 0 | 0
DemandResponse | 0 | 0 | 0 | 0 | 0 | 0
IGCC-CCS | 0 | 0 | 0 | 0 | 0 | 0
WT_off | 0 | 0 | 0 | 0 | 0 | 0
PseudoUnit | 0 | 0 | 0 | 0 | 0 | 0
FixedInterchange | 0 | 0 | 0 | 0 | 0 | 0
Retrofit FOM Costs by Reporting Type: NYISO_A-F
ReportingType | 2015 | 2020 | 2025 | 2030 | 2035 | 2040
BM | 0 | 0 | 0 | 0 | 0 | 0
CC | 0 | 0 | 0 | 0 | 0 | 0
CSP | 0 | 0 | 0 | 0 | 0 | 0
CT | 0 | 0 | 0 | 0 | 0 | 0
Coal | 0 | 0 | 0 | 0 | 0 | 0
Geo | 0 | 0 | 0 | 0 | 0 | 0
H | 0 | 0 | 0 | 0 | 0 | 0
LFG | 0 | 0 | 0 | 0 | 0 | 0
Nuc | 0 | 0 | 0 | 0 | 0 | 0
PS | 0 | 0 | 0 | 0 | 0 | 0
PV | 0 | 0 | 0 | 0 | 0 | 0
PeakG | 0 | 0 | 0 | 0 | 0 | 0
PeakO | 0 | 0 | 0 | 0 | 0 | 0
ST | 0 | 0 | 0 | 0 | 0 | 0
STOG | 0 | 0 | 0 | 0 | 0 | 0
STWD | 0 | 0 | 0 | 0 | 0 | 0
WT | 0 | 0 | 0 | 0 | 0 | 0
IGCC | 0 | 0 | 0 | 0 | 0 | 0
DemandResponse | 0 | 0 | 0 | 0 | 0 | 0
IGCC-CCS | 0 | 0 | 0 | 0 | 0 | 0
WT_off | 0 | 0 | 0 | 0 | 0 | 0
PseudoUnit | 0 | 0 | 0 | 0 | 0 | 0
FixedInterchange | 0 | 0 | 0 | 0 | 0 | 0
Retrofit FOM Costs by Reporting Type: NYISO_G-I
ReportingType | 2015 | 2020 | 2025 | 2030 | 2035 | 2040
BM | 0 | 0 | 0 | 0 | 0 | 0
CC | 0 | 0 | 0 | 0 | 0 | 0
CSP | 0 | 0 | 0 | 0 | 0 | 0
CT | 0 | 0 | 0 | 0 | 0 | 0
Coal | 0 | 0 | 0 | 0 | 0 | 0
Geo | 0 | 0 | 0 | 0 | 0 | 0
H | 0 | 0 | 0 | 0 | 0 | 0
LFG | 0 | 0 | 0 | 0 | 0 | 0
Nuc | 0 | 0 | 0 | 0 | 0 | 0
PS | 0 | 0 | 0 | 0 | 0 | 0
PV | 0 | 0 | 0 | 0 | 0 | 0
PeakG | 0 | 0 | 0 | 0 | 0 | 0
PeakO | 0 | 0 | 0 | 0 | 0 | 0
ST | 0 | 0 | 0 | 0 | 0 | 0
STOG | 0 | 0 | 0 | 0 | 0 | 0
STWD | 0 | 0 | 0 | 0 | 0 | 0
WT | 0 | 0 | 0 | 0 | 0 | 0
IGCC | 0 | 0 | 0 | 0 | 0 | 0
DemandResponse | 0 | 0 | 0 | 0 | 0 | 0
IGCC-CCS | 0 | 0 | 0 | 0 | 0 | 0
WT_off | 0 | 0 | 0 | 0 | 0 | 0
PseudoUnit | 0 | 0 | 0 | 0 | 0 | 0
FixedInterchange | 0 | 0 | 0 | 0 | 0 | 0
Retrofit FOM Costs by Reporting Type: NYISO_J-K
ReportingType | 2015 | 2020 | 2025 | 2030 | 2035 | 2040
BM | 0 | 0 | 0 | 0 | 0 | 0
CC | 0 | 0 | 0 | 0 | 0 | 0
CSP | 0 | 0 | 0 | 0 | 0 | 0
CT | 0 | 0 | 0 | 0 | 0 | 0
Coal | 0 | 0 | 0 | 0 | 0 | 0
Geo | 0 | 0 | 0 | 0 | 0 | 0
H | 0 | 0 | 0 | 0 | 0 | 0
LFG | 0 | 0 | 0 | 0 | 0 | 0
Nuc | 0 | 0 | 0 | 0 | 0 | 0
PS | 0 | 0 | 0 | 0 | 0 | 0
PV | 0 | 0 | 0 | 0 | 0 | 0
PeakG | 0 | 0 | 0 | 0 | 0 | 0
PeakO | 0 | 0 | 0 | 0 | 0 | 0
ST | 0 | 0 | 0 | 0 | 0 | 0
STOG | 0 | 0 | 0 | 0 | 0 | 0
STWD | 0 | 0 | 0 | 0 | 0 | 0
WT | 0 | 0 | 0 | 0 | 0 | 0
IGCC | 0 | 0 | 0 | 0 | 0 | 0
DemandResponse | 0 | 0 | 0 | 0 | 0 | 0
IGCC-CCS | 0 | 0 | 0 | 0 | 0 | 0
WT_off | 0 | 0 | 0 | 0 | 0 | 0
PseudoUnit | 0 | 0 | 0 | 0 | 0 | 0
FixedInterchange | 0 | 0 | 0 | 0 | 0 | 0
Retrofit FOM Costs by Reporting Type: PJM_E
ReportingType | 2015 | 2020 | 2025 | 2030 | 2035 | 2040
BM | 0 | 0 | 0 | 0 | 0 | 0
CC | 0 | 0 | 0 | 0 | 0 | 0
CSP | 0 | 0 | 0 | 0 | 0 | 0
CT | 0 | 0 | 0 | 0 | 0 | 0
Coal | 1.07 | 0 | 0 | 0 | 0 | 0
Geo | 0 | 0 | 0 | 0 | 0 | 0
H | 0 | 0 | 0 | 0 | 0 | 0
LFG | 0 | 0 | 0 | 0 | 0 | 0
Nuc | 0 | 0 | 0 | 0 | 0 | 0
PS | 0 | 0 | 0 | 0 | 0 | 0
PV | 0 | 0 | 0 | 0 | 0 | 0
PeakG | 0 | 0 | 0 | 0 | 0 | 0
PeakO | 0 | 0 | 0 | 0 | 0 | 0
ST | 0 | 0 | 0 | 0 | 0 | 0
STOG | 0 | 0 | 0 | 0 | 0 | 0
STWD | 0 | 0 | 0 | 0 | 0 | 0
WT | 0 | 0 | 0 | 0 | 0 | 0
IGCC | 0 | 0 | 0 | 0 | 0 | 0
DemandResponse | 0 | 0 | 0 | 0 | 0 | 0
IGCC-CCS | 0 | 0 | 0 | 0 | 0 | 0
WT_off | 0 | 0 | 0 | 0 | 0 | 0
PseudoUnit | 0 | 0 | 0 | 0 | 0 | 0
FixedInterchange | 0 | 0 | 0 | 0 | 0 | 0
Retrofit FOM Costs by Reporting Type: PJM_ROM
ReportingType | 2015 | 2020 | 2025 | 2030 | 2035 | 2040
BM | 0 | 0 | 0 | 0 | 0 | 0
CC | 0 | 0 | 0 | 0 | 0 | 0
CSP | 0 | 0 | 0 | 0 | 0 | 0
CT | 0 | 0 | 0 | 0 | 0 | 0
Coal | 48.62 | 48.27 | 48.27 | 48.27 | 48.27 | 48.27
Geo | 0 | 0 | 0 | 0 | 0 | 0
H | 0 | 0 | 0 | 0 | 0 | 0
LFG | 0 | 0 | 0 | 0 | 0 | 0
Nuc | 0 | 0 | 0 | 0 | 0 | 0
PS | 0 | 0 | 0 | 0 | 0 | 0
PV | 0 | 0 | 0 | 0 | 0 | 0
PeakG | 0 | 0 | 0 | 0 | 0 | 0
PeakO | 0 | 0 | 0 | 0 | 0 | 0
ST | 0 | 0 | 0 | 0 | 0 | 0
STOG | 0 | 0 | 0 | 0 | 0 | 0
STWD | 0 | 0 | 0 | 0 | 0 | 0
WT | 0 | 0 | 0 | 0 | 0 | 0
IGCC | 0 | 0 | 0 | 0 | 0 | 0
DemandResponse | 0 | 0 | 0 | 0 | 0 | 0
IGCC-CCS | 0 | 0 | 0 | 0 | 0 | 0
WT_off | 0 | 0 | 0 | 0 | 0 | 0
PseudoUnit | 0 | 0 | 0 | 0 | 0 | 0
FixedInterchange | 0 | 0 | 0 | 0 | 0 | 0
Retrofit FOM Costs by Reporting Type: PJM_ROR
ReportingType | 2015 | 2020 | 2025 | 2030 | 2035 | 2040
BM | 0 | 0 | 0 | 0 | 0 | 0
CC | 0 | 0 | 0 | 0 | 0 | 0
CSP | 0 | 0 | 0 | 0 | 0 | 0
CT | 0 | 0 | 0 | 0 | 0 | 0
Coal | 265.04 | 300.37 | 300.37 | 300.37 | 300.37 | 300.37
Geo | 0 | 0 | 0 | 0 | 0 | 0
H | 0 | 0 | 0 | 0 | 0 | 0
LFG | 0 | 0 | 0 | 0 | 0 | 0
Nuc | 0 | 0 | 0 | 0 | 0 | 0
PS | 0 | 0 | 0 | 0 | 0 | 0
PV | 0 | 0 | 0 | 0 | 0 | 0
PeakG | 0 | 0 | 0 | 0 | 0 | 0
PeakO | 0 | 0 | 0 | 0 | 0 | 0
ST | 0 | 0 | 0 | 0 | 0 | 0
STOG | 0 | 0 | 0 | 0 | 0 | 0
STWD | 0 | 0 | 0 | 0 | 0 | 0
WT | 0 | 0 | 0 | 0 | 0 | 0
IGCC | 0 | 0 | 0 | 0 | 0 | 0
DemandResponse | 0 | 0 | 0 | 0 | 0 | 0
IGCC-CCS | 0 | 0 | 0 | 0 | 0 | 0
WT_off | 0 | 0 | 0 | 0 | 0 | 0
PseudoUnit | 0 | 0 | 0 | 0 | 0 | 0
FixedInterchange | 0 | 0 | 0 | 0 | 0 | 0
Retrofit FOM Costs by Reporting Type: SOCO
ReportingType | 2015 | 2020 | 2025 | 2030 | 2035 | 2040
BM | 0 | 0 | 0 | 0 | 0 | 0
CC | 0 | 0 | 0 | 0 | 0 | 0
CSP | 0 | 0 | 0 | 0 | 0 | 0
CT | 0 | 0 | 0 | 0 | 0 | 0
Coal | 113.97 | 118.83 | 118.83 | 118.83 | 118.83 | 118.83
Geo | 0 | 0 | 0 | 0 | 0 | 0
H | 0 | 0 | 0 | 0 | 0 | 0
LFG | 0 | 0 | 0 | 0 | 0 | 0
Nuc | 0 | 0 | 0 | 0 | 0 | 0
PS | 0 | 0 | 0 | 0 | 0 | 0
PV | 0 | 0 | 0 | 0 | 0 | 0
PeakG | 0 | 0 | 0 | 0 | 0 | 0
PeakO | 0 | 0 | 0 | 0 | 0 | 0
ST | 0 | 0 | 0 | 0 | 0 | 0
STOG | 0 | 0 | 0 | 0 | 0 | 0
STWD | 0 | 0 | 0 | 0 | 0 | 0
WT | 0 | 0 | 0 | 0 | 0 | 0
IGCC | 0 | 0 | 0 | 0 | 0 | 0
DemandResponse | 0 | 0 | 0 | 0 | 0 | 0
IGCC-CCS | 0 | 0 | 0 | 0 | 0 | 0
WT_off | 0 | 0 | 0 | 0 | 0 | 0
PseudoUnit | 0 | 0 | 0 | 0 | 0 | 0
FixedInterchange | 0 | 0 | 0 | 0 | 0 | 0
Retrofit FOM Costs by Reporting Type: SPP_N
ReportingType | 2015 | 2020 | 2025 | 2030 | 2035 | 2040
BM | 0 | 0 | 0 | 0 | 0 | 0
CC | 0 | 0 | 0 | 0 | 0 | 0
CSP | 0 | 0 | 0 | 0 | 0 | 0
CT | 0 | 0 | 0 | 0 | 0 | 0
Coal | 36.22 | 44.06 | 42.9 | 42.9 | 42.9 | 42.9
Geo | 0 | 0 | 0 | 0 | 0 | 0
H | 0 | 0 | 0 | 0 | 0 | 0
LFG | 0 | 0 | 0 | 0 | 0 | 0
Nuc | 0 | 0 | 0 | 0 | 0 | 0
PS | 0 | 0 | 0 | 0 | 0 | 0
PV | 0 | 0 | 0 | 0 | 0 | 0
PeakG | 0 | 0 | 0 | 0 | 0 | 0
PeakO | 0 | 0 | 0 | 0 | 0 | 0
ST | 0 | 0 | 0 | 0 | 0 | 0
STOG | 0 | 0 | 0 | 0 | 0 | 0
STWD | 0 | 0 | 0 | 0 | 0 | 0
WT | 0 | 0 | 0 | 0 | 0 | 0
IGCC | 0 | 0 | 0 | 0 | 0 | 0
DemandResponse | 0 | 0 | 0 | 0 | 0 | 0
IGCC-CCS | 0 | 0 | 0 | 0 | 0 | 0
WT_off | 0 | 0 | 0 | 0 | 0 | 0
PseudoUnit | 0 | 0 | 0 | 0 | 0 | 0
FixedInterchange | 0 | 0 | 0 | 0 | 0 | 0
Retrofit FOM Costs by Reporting Type: SPP_S
ReportingType | 2015 | 2020 | 2025 | 2030 | 2035 | 2040
BM | 0 | 0 | 0 | 0 | 0 | 0
CC | 0 | 0 | 0 | 0 | 0 | 0
CSP | 0 | 0 | 0 | 0 | 0 | 0
CT | 0 | 0 | 0 | 0 | 0 | 0
Coal | 19.83 | 33.83 | 33.2 | 33.2 | 33.2 | 33.2
Geo | 0 | 0 | 0 | 0 | 0 | 0
H | 0 | 0 | 0 | 0 | 0 | 0
LFG | 0 | 0 | 0 | 0 | 0 | 0
Nuc | 0 | 0 | 0 | 0 | 0 | 0
PS | 0 | 0 | 0 | 0 | 0 | 0
PV | 0 | 0 | 0 | 0 | 0 | 0
PeakG | 0 | 0 | 0 | 0 | 0 | 0
PeakO | 0 | 0 | 0 | 0 | 0 | 0
ST | 0 | 0 | 0 | 0 | 0 | 0
STOG | 0 | 0 | 0 | 0 | 0 | 0
STWD | 0 | 0 | 0 | 0 | 0 | 0
WT | 0 | 0 | 0 | 0 | 0 | 0
IGCC | 0 | 0 | 0 | 0 | 0 | 0
DemandResponse | 0 | 0 | 0 | 0 | 0 | 0
IGCC-CCS | 0 | 0 | 0 | 0 | 0 | 0
WT_off | 0 | 0 | 0 | 0 | 0 | 0
PseudoUnit | 0 | 0 | 0 | 0 | 0 | 0
FixedInterchange | 0 | 0 | 0 | 0 | 0 | 0
Retrofit FOM Costs by Reporting Type: TVA
ReportingType | 2015 | 2020 | 2025 | 2030 | 2035 | 2040
BM | 0 | 0 | 0 | 0 | 0 | 0
CC | 0 | 0 | 0 | 0 | 0 | 0
CSP | 0 | 0 | 0 | 0 | 0 | 0
CT | 0 | 0 | 0 | 0 | 0 | 0
Coal | 45.28 | 56.04 | 56.04 | 56.04 | 56.04 | 56.04
Geo | 0 | 0 | 0 | 0 | 0 | 0
H | 0 | 0 | 0 | 0 | 0 | 0
LFG | 0 | 0 | 0 | 0 | 0 | 0
Nuc | 0 | 0 | 0 | 0 | 0 | 0
PS | 0 | 0 | 0 | 0 | 0 | 0
PV | 0 | 0 | 0 | 0 | 0 | 0
PeakG | 0 | 0 | 0 | 0 | 0 | 0
PeakO | 0 | 0 | 0 | 0 | 0 | 0
ST | 0 | 0 | 0 | 0 | 0 | 0
STOG | 0 | 0 | 0 | 0 | 0 | 0
STWD | 0 | 0 | 0 | 0 | 0 | 0
WT | 0 | 0 | 0 | 0 | 0 | 0
IGCC | 0 | 0 | 0 | 0 | 0 | 0
DemandResponse | 0 | 0 | 0 | 0 | 0 | 0
IGCC-CCS | 0 | 0 | 0 | 0 | 0 | 0
WT_off | 0 | 0 | 0 | 0 | 0 | 0
PseudoUnit | 0 | 0 | 0 | 0 | 0 | 0
FixedInterchange | 0 | 0 | 0 | 0 | 0 | 0
Retrofit FOM Costs by Reporting Type: TVA_Transmission
ReportingType | 2015 | 2020 | 2025 | 2030 | 2035 | 2040
BM | 0 | 0 | 0 | 0 | 0 | 0
CC | 0 | 0 | 0 | 0 | 0 | 0
CSP | 0 | 0 | 0 | 0 | 0 | 0
CT | 0 | 0 | 0 | 0 | 0 | 0
Coal | 0 | 0 | 0 | 0 | 0 | 0
Geo | 0 | 0 | 0 | 0 | 0 | 0
H | 0 | 0 | 0 | 0 | 0 | 0
LFG | 0 | 0 | 0 | 0 | 0 | 0
Nuc | 0 | 0 | 0 | 0 | 0 | 0
PS | 0 | 0 | 0 | 0 | 0 | 0
PV | 0 | 0 | 0 | 0 | 0 | 0
PeakG | 0 | 0 | 0 | 0 | 0 | 0
PeakO | 0 | 0 | 0 | 0 | 0 | 0
ST | 0 | 0 | 0 | 0 | 0 | 0
STOG | 0 | 0 | 0 | 0 | 0 | 0
STWD | 0 | 0 | 0 | 0 | 0 | 0
WT | 0 | 0 | 0 | 0 | 0 | 0
IGCC | 0 | 0 | 0 | 0 | 0 | 0
DemandResponse | 0 | 0 | 0 | 0 | 0 | 0
IGCC-CCS | 0 | 0 | 0 | 0 | 0 | 0
WT_off | 0 | 0 | 0 | 0 | 0 | 0
PseudoUnit | 0 | 0 | 0 | 0 | 0 | 0
FixedInterchange | 0 | 0 | 0 | 0 | 0 | 0
Retrofit FOM Costs by Reporting Type: VACAR
ReportingType | 2015 | 2020 | 2025 | 2030 | 2035 | 2040
BM | 0 | 0 | 0 | 0 | 0 | 0
CC | 0 | 0 | 0 | 0 | 0 | 0
CSP | 0 | 0 | 0 | 0 | 0 | 0
CT | 0 | 0 | 0 | 0 | 0 | 0
Coal | 139.43 | 105.99 | 78.08 | 78.08 | 78.08 | 78.08
Geo | 0 | 0 | 0 | 0 | 0 | 0
H | 0 | 0 | 0 | 0 | 0 | 0
LFG | 0 | 0 | 0 | 0 | 0 | 0
Nuc | 0 | 0 | 0 | 0 | 0 | 0
PS | 0 | 0 | 0 | 0 | 0 | 0
PV | 0 | 0 | 0 | 0 | 0 | 0
PeakG | 0 | 0 | 0 | 0 | 0 | 0
PeakO | 0 | 0 | 0 | 0 | 0 | 0
ST | 0 | 0 | 0 | 0 | 0 | 0
STOG | 0 | 0 | 0 | 0 | 0 | 0
STWD | 0 | 0 | 0 | 0 | 0 | 0
WT | 0 | 0 | 0 | 0 | 0 | 0
IGCC | 0 | 0 | 0 | 0 | 0 | 0
DemandResponse | 0 | 0 | 0 | 0 | 0 | 0
IGCC-CCS | 0 | 0 | 0 | 0 | 0 | 0
WT_off | 0 | 0 | 0 | 0 | 0 | 0
PseudoUnit | 0 | 0 | 0 | 0 | 0 | 0
FixedInterchange | 0 | 0 | 0 | 0 | 0 | 0
Retrofit FOM Costs by Reporting Type: IESO
ReportingType | 2015 | 2020 | 2025 | 2030 | 2035 | 2040
BM | 0 | 0 | 0 | 0 | 0 | 0
CC | 0 | 0 | 0 | 0 | 0 | 0
CSP | 0 | 0 | 0 | 0 | 0 | 0
CT | 0 | 0 | 0 | 0 | 0 | 0
Coal | 0 | 0 | 0 | 0 | 0 | 0
Geo | 0 | 0 | 0 | 0 | 0 | 0
H | 0 | 0 | 0 | 0 | 0 | 0
LFG | 0 | 0 | 0 | 0 | 0 | 0
Nuc | 0 | 0 | 0 | 0 | 0 | 0
PS | 0 | 0 | 0 | 0 | 0 | 0
PV | 0 | 0 | 0 | 0 | 0 | 0
PeakG | 0 | 0 | 0 | 0 | 0 | 0
PeakO | 0 | 0 | 0 | 0 | 0 | 0
ST | 0 | 0 | 0 | 0 | 0 | 0
STOG | 0 | 0 | 0 | 0 | 0 | 0
STWD | 0 | 0 | 0 | 0 | 0 | 0
WT | 0 | 0 | 0 | 0 | 0 | 0
IGCC | 0 | 0 | 0 | 0 | 0 | 0
DemandResponse | 0 | 0 | 0 | 0 | 0 | 0
IGCC-CCS | 0 | 0 | 0 | 0 | 0 | 0
WT_off | 0 | 0 | 0 | 0 | 0 | 0
PseudoUnit | 0 | 0 | 0 | 0 | 0 | 0
FixedInterchange | 0 | 0 | 0 | 0 | 0 | 0
Retrofit FOM Costs by Reporting Type: MAPP_CA
ReportingType | 2015 | 2020 | 2025 | 2030 | 2035 | 2040
BM | 0 | 0 | 0 | 0 | 0 | 0
CC | 0 | 0 | 0 | 0 | 0 | 0
CSP | 0 | 0 | 0 | 0 | 0 | 0
CT | 0 | 0 | 0 | 0 | 0 | 0
Coal | 0 | 0 | 0 | 0 | 0 | 0
Geo | 0 | 0 | 0 | 0 | 0 | 0
H | 0 | 0 | 0 | 0 | 0 | 0
LFG | 0 | 0 | 0 | 0 | 0 | 0
Nuc | 0 | 0 | 0 | 0 | 0 | 0
PS | 0 | 0 | 0 | 0 | 0 | 0
PV | 0 | 0 | 0 | 0 | 0 | 0
PeakG | 0 | 0 | 0 | 0 | 0 | 0
PeakO | 0 | 0 | 0 | 0 | 0 | 0
ST | 0 | 0 | 0 | 0 | 0 | 0
STOG | 0 | 0 | 0 | 0 | 0 | 0
STWD | 0 | 0 | 0 | 0 | 0 | 0
WT | 0 | 0 | 0 | 0 | 0 | 0
IGCC | 0 | 0 | 0 | 0 | 0 | 0
DemandResponse | 0 | 0 | 0 | 0 | 0 | 0
IGCC-CCS | 0 | 0 | 0 | 0 | 0 | 0
WT_off | 0 | 0 | 0 | 0 | 0 | 0
PseudoUnit | 0 | 0 | 0 | 0 | 0 | 0
FixedInterchange | 0 | 0 | 0 | 0 | 0 | 0
Retrofit FOM Costs by Reporting Type: AZ_NM_SNV_Coal
ReportingType | 2015 | 2020 | 2025 | 2030 | 2035 | 2040
BM | 0 | 0 | 0 | 0 | 0 | 0
CC | 0 | 0 | 0 | 0 | 0 | 0
CSP | 0 | 0 | 0 | 0 | 0 | 0
CT | 0 | 0 | 0 | 0 | 0 | 0
Coal | 70.07 | 75.36 | 75.36 | 75.36 | 75.36 | 75.36
Geo | 0 | 0 | 0 | 0 | 0 | 0
H | 0 | 0 | 0 | 0 | 0 | 0
LFG | 0 | 0 | 0 | 0 | 0 | 0
Nuc | 0 | 0 | 0 | 0 | 0 | 0
PS | 0 | 0 | 0 | 0 | 0 | 0
PV | 0 | 0 | 0 | 0 | 0 | 0
PeakG | 0 | 0 | 0 | 0 | 0 | 0
PeakO | 0 | 0 | 0 | 0 | 0 | 0
ST | 0 | 0 | 0 | 0 | 0 | 0
STOG | 0 | 0 | 0 | 0 | 0 | 0
STWD | 0 | 0 | 0 | 0 | 0 | 0
WT | 0 | 0 | 0 | 0 | 0 | 0
IGCC | 0 | 0 | 0 | 0 | 0 | 0
DemandResponse | 0 | 0 | 0 | 0 | 0 | 0
IGCC-CCS | 0 | 0 | 0 | 0 | 0 | 0
WT_off | 0 | 0 | 0 | 0 | 0 | 0
PseudoUnit | 0 | 0 | 0 | 0 | 0 | 0
FixedInterchange | 0 | 0 | 0 | 0 | 0 | 0
Retrofit FOM Costs by Reporting Type: AZ_NM_SNV_Gas
ReportingType | 2015 | 2020 | 2025 | 2030 | 2035 | 2040
BM | 0 | 0 | 0 | 0 | 0 | 0
CC | 0 | 0 | 0 | 0 | 0 | 0
CSP | 0 | 0 | 0 | 0 | 0 | 0
CT | 0 | 0 | 0 | 0 | 0 | 0
Coal | 0 | 0 | 0 | 0 | 0 | 0
Geo | 0 | 0 | 0 | 0 | 0 | 0
H | 0 | 0 | 0 | 0 | 0 | 0
LFG | 0 | 0 | 0 | 0 | 0 | 0
Nuc | 0 | 0 | 0 | 0 | 0 | 0
PS | 0 | 0 | 0 | 0 | 0 | 0
PV | 0 | 0 | 0 | 0 | 0 | 0
PeakG | 0 | 0 | 0 | 0 | 0 | 0
PeakO | 0 | 0 | 0 | 0 | 0 | 0
ST | 0 | 0 | 0 | 0 | 0 | 0
STOG | 0 | 0 | 0 | 0 | 0 | 0
STWD | 0 | 0 | 0 | 0 | 0 | 0
WT | 0 | 0 | 0 | 0 | 0 | 0
IGCC | 0 | 0 | 0 | 0 | 0 | 0
DemandResponse | 0 | 0 | 0 | 0 | 0 | 0
IGCC-CCS | 0 | 0 | 0 | 0 | 0 | 0
WT_off | 0 | 0 | 0 | 0 | 0 | 0
PseudoUnit | 0 | 0 | 0 | 0 | 0 | 0
FixedInterchange | 0 | 0 | 0 | 0 | 0 | 0
Retrofit FOM Costs by Reporting Type: AZ_NM_SNV_NucRenew
ReportingType | 2015 | 2020 | 2025 | 2030 | 2035 | 2040
BM | 0 | 0 | 0 | 0 | 0 | 0
CC | 0 | 0 | 0 | 0 | 0 | 0
CSP | 0 | 0 | 0 | 0 | 0 | 0
CT | 0 | 0 | 0 | 0 | 0 | 0
Coal | 0 | 0 | 0 | 0 | 0 | 0
Geo | 0 | 0 | 0 | 0 | 0 | 0
H | 0 | 0 | 0 | 0 | 0 | 0
LFG | 0 | 0 | 0 | 0 | 0 | 0
Nuc | 0 | 0 | 0 | 0 | 0 | 0
PS | 0 | 0 | 0 | 0 | 0 | 0
PV | 0 | 0 | 0 | 0 | 0 | 0
PeakG | 0 | 0 | 0 | 0 | 0 | 0
PeakO | 0 | 0 | 0 | 0 | 0 | 0
ST | 0 | 0 | 0 | 0 | 0 | 0
STOG | 0 | 0 | 0 | 0 | 0 | 0
STWD | 0 | 0 | 0 | 0 | 0 | 0
WT | 0 | 0 | 0 | 0 | 0 | 0
IGCC | 0 | 0 | 0 | 0 | 0 | 0
DemandResponse | 0 | 0 | 0 | 0 | 0 | 0
IGCC-CCS | 0 | 0 | 0 | 0 | 0 | 0
WT_off | 0 | 0 | 0 | 0 | 0 | 0
PseudoUnit | 0 | 0 | 0 | 0 | 0 | 0
FixedInterchange | 0 | 0 | 0 | 0 | 0 | 0
Retrofit FOM Costs by Reporting Type: ERCOT
ReportingType | 2015 | 2020 | 2025 | 2030 | 2035 | 2040
BM | 0 | 0 | 0 | 0 | 0 | 0
CC | 0 | 0 | 0 | 0 | 0 | 0
CSP | 0 | 0 | 0 | 0 | 0 | 0
CT | 0 | 0 | 0 | 0 | 0 | 0
Coal | 86.5 | 107.07 | 107.07 | 107.07 | 107.07 | 107.07
Geo | 0 | 0 | 0 | 0 | 0 | 0
H | 0 | 0 | 0 | 0 | 0 | 0
LFG | 0 | 0 | 0 | 0 | 0 | 0
Nuc | 0 | 0 | 0 | 0 | 0 | 0
PS | 0 | 0 | 0 | 0 | 0 | 0
PV | 0 | 0 | 0 | 0 | 0 | 0
PeakG | 0 | 0 | 0 | 0 | 0 | 0
PeakO | 0 | 0 | 0 | 0 | 0 | 0
ST | 0 | 0 | 0 | 0 | 0 | 0
STOG | 0 | 0 | 0 | 0 | 0 | 0
STWD | 0 | 0 | 0 | 0 | 0 | 0
WT | 0 | 0 | 0 | 0 | 0 | 0
IGCC | 0 | 0 | 0 | 0 | 0 | 0
DemandResponse | 0 | 0 | 0 | 0 | 0 | 0
IGCC-CCS | 0 | 0 | 0 | 0 | 0 | 0
WT_off | 0 | 0 | 0 | 0 | 0 | 0
PseudoUnit | 0 | 0 | 0 | 0 | 0 | 0
FixedInterchange | 0 | 0 | 0 | 0 | 0 | 0
Retrofit FOM Costs by Reporting Type: NP15
ReportingType | 2015 | 2020 | 2025 | 2030 | 2035 | 2040
BM | 0 | 0 | 0 | 0 | 0 | 0
CC | 0 | 0 | 0 | 0 | 0 | 0
CSP | 0 | 0 | 0 | 0 | 0 | 0
CT | 0 | 0 | 0 | 0 | 0 | 0
Coal | 0.19 | 0 | 0 | 0 | 0 | 0
Geo | 0 | 0 | 0 | 0 | 0 | 0
H | 0 | 0 | 0 | 0 | 0 | 0
LFG | 0 | 0 | 0 | 0 | 0 | 0
Nuc | 0 | 0 | 0 | 0 | 0 | 0
PS | 0 | 0 | 0 | 0 | 0 | 0
PV | 0 | 0 | 0 | 0 | 0 | 0
PeakG | 0 | 0 | 0 | 0 | 0 | 0
PeakO | 0 | 0 | 0 | 0 | 0 | 0
ST | 0 | 0 | 0 | 0 | 0 | 0
STOG | 0 | 0 | 0 | 0 | 0 | 0
STWD | 0 | 0 | 0 | 0 | 0 | 0
WT | 0 | 0 | 0 | 0 | 0 | 0
IGCC | 0 | 0 | 0 | 0 | 0 | 0
DemandResponse | 0 | 0 | 0 | 0 | 0 | 0
IGCC-CCS | 0 | 0 | 0 | 0 | 0 | 0
WT_off | 0 | 0 | 0 | 0 | 0 | 0
PseudoUnit | 0 | 0 | 0 | 0 | 0 | 0
FixedInterchange | 0 | 0 | 0 | 0 | 0 | 0
Retrofit FOM Costs by Reporting Type: NWPP_Coal
ReportingType | 2015 | 2020 | 2025 | 2030 | 2035 | 2040
BM | 0 | 0 | 0 | 0 | 0 | 0
CC | 0 | 0 | 0 | 0 | 0 | 0
CSP | 0 | 0 | 0 | 0 | 0 | 0
CT | 0 | 0 | 0 | 0 | 0 | 0
Coal | 67.09 | 76.88 | 76.88 | 76.88 | 76.88 | 76.88
Geo | 0 | 0 | 0 | 0 | 0 | 0
H | 0 | 0 | 0 | 0 | 0 | 0
LFG | 0 | 0 | 0 | 0 | 0 | 0
Nuc | 0 | 0 | 0 | 0 | 0 | 0
PS | 0 | 0 | 0 | 0 | 0 | 0
PV | 0 | 0 | 0 | 0 | 0 | 0
PeakG | 0 | 0 | 0 | 0 | 0 | 0
PeakO | 0 | 0 | 0 | 0 | 0 | 0
ST | 0 | 0 | 0 | 0 | 0 | 0
STOG | 0 | 0 | 0 | 0 | 0 | 0
STWD | 0 | 0 | 0 | 0 | 0 | 0
WT | 0 | 0 | 0 | 0 | 0 | 0
IGCC | 0 | 0 | 0 | 0 | 0 | 0
DemandResponse | 0 | 0 | 0 | 0 | 0 | 0
IGCC-CCS | 0 | 0 | 0 | 0 | 0 | 0
WT_off | 0 | 0 | 0 | 0 | 0 | 0
PseudoUnit | 0 | 0 | 0 | 0 | 0 | 0
FixedInterchange | 0 | 0 | 0 | 0 | 0 | 0
Retrofit FOM Costs by Reporting Type: NWPP_Gas
ReportingType | 2015 | 2020 | 2025 | 2030 | 2035 | 2040
BM | 0 | 0 | 0 | 0 | 0 | 0
CC | 0 | 0 | 0 | 0 | 0 | 0
CSP | 0 | 0 | 0 | 0 | 0 | 0
CT | 0 | 0 | 0 | 0 | 0 | 0
Coal | 0 | 0 | 0 | 0 | 0 | 0
Geo | 0 | 0 | 0 | 0 | 0 | 0
H | 0 | 0 | 0 | 0 | 0 | 0
LFG | 0 | 0 | 0 | 0 | 0 | 0
Nuc | 0 | 0 | 0 | 0 | 0 | 0
PS | 0 | 0 | 0 | 0 | 0 | 0
PV | 0 | 0 | 0 | 0 | 0 | 0
PeakG | 0 | 0 | 0 | 0 | 0 | 0
PeakO | 0 | 0 | 0 | 0 | 0 | 0
ST | 0 | 0 | 0 | 0 | 0 | 0
STOG | 0 | 0 | 0 | 0 | 0 | 0
STWD | 0 | 0 | 0 | 0 | 0 | 0
WT | 0 | 0 | 0 | 0 | 0 | 0
IGCC | 0 | 0 | 0 | 0 | 0 | 0
DemandResponse | 0 | 0 | 0 | 0 | 0 | 0
IGCC-CCS | 0 | 0 | 0 | 0 | 0 | 0
WT_off | 0 | 0 | 0 | 0 | 0 | 0
PseudoUnit | 0 | 0 | 0 | 0 | 0 | 0
FixedInterchange | 0 | 0 | 0 | 0 | 0 | 0
Retrofit FOM Costs by Reporting Type: NWPP_NucRenew
ReportingType | 2015 | 2020 | 2025 | 2030 | 2035 | 2040
BM | 0 | 0 | 0 | 0 | 0 | 0
CC | 0 | 0 | 0 | 0 | 0 | 0
CSP | 0 | 0 | 0 | 0 | 0 | 0
CT | 0 | 0 | 0 | 0 | 0 | 0
Coal | 0 | 0 | 0 | 0 | 0 | 0
Geo | 0 | 0 | 0 | 0 | 0 | 0
H | 0 | 0 | 0 | 0 | 0 | 0
LFG | 0 | 0 | 0 | 0 | 0 | 0
Nuc | 0 | 0 | 0 | 0 | 0 | 0
PS | 0 | 0 | 0 | 0 | 0 | 0
PV | 0 | 0 | 0 | 0 | 0 | 0
PeakG | 0 | 0 | 0 | 0 | 0 | 0
PeakO | 0 | 0 | 0 | 0 | 0 | 0
ST | 0 | 0 | 0 | 0 | 0 | 0
STOG | 0 | 0 | 0 | 0 | 0 | 0
STWD | 0 | 0 | 0 | 0 | 0 | 0
WT | 0 | 0 | 0 | 0 | 0 | 0
IGCC | 0 | 0 | 0 | 0 | 0 | 0
DemandResponse | 0 | 0 | 0 | 0 | 0 | 0
IGCC-CCS | 0 | 0 | 0 | 0 | 0 | 0
WT_off | 0 | 0 | 0 | 0 | 0 | 0
PseudoUnit | 0 | 0 | 0 | 0 | 0 | 0
FixedInterchange | 0 | 0 | 0 | 0 | 0 | 0
Retrofit FOM Costs by Reporting Type: RMPA
ReportingType | 2015 | 2020 | 2025 | 2030 | 2035 | 2040
BM | 0 | 0 | 0 | 0 | 0 | 0
CC | 0 | 0 | 0 | 0 | 0 | 0
CSP | 0 | 0 | 0 | 0 | 0 | 0
CT | 0 | 0 | 0 | 0 | 0 | 0
Coal | 26.21 | 35.01 | 34.59 | 34.59 | 34.59 | 31.21
Geo | 0 | 0 | 0 | 0 | 0 | 0
H | 0 | 0 | 0 | 0 | 0 | 0
LFG | 0 | 0 | 0 | 0 | 0 | 0
Nuc | 0 | 0 | 0 | 0 | 0 | 0
PS | 0 | 0 | 0 | 0 | 0 | 0
PV | 0 | 0 | 0 | 0 | 0 | 0
PeakG | 0 | 0 | 0 | 0 | 0 | 0
PeakO | 0 | 0 | 0 | 0 | 0 | 0
ST | 0 | 0 | 0 | 0 | 0 | 0
STOG | 0 | 0 | 0 | 0 | 0 | 0
STWD | 0 | 0 | 0 | 0 | 0 | 0
WT | 0 | 0 | 0 | 0 | 0 | 0
IGCC | 0 | 0 | 0 | 0 | 0 | 0
DemandResponse | 0 | 0 | 0 | 0 | 0 | 0
IGCC-CCS | 0 | 0 | 0 | 0 | 0 | 0
WT_off | 0 | 0 | 0 | 0 | 0 | 0
PseudoUnit | 0 | 0 | 0 | 0 | 0 | 0
FixedInterchange | 0 | 0 | 0 | 0 | 0 | 0
Retrofit FOM Costs by Reporting Type: SP15
ReportingType | 2015 | 2020 | 2025 | 2030 | 2035 | 2040
BM | 0 | 0 | 0 | 0 | 0 | 0
CC | 0 | 0 | 0 | 0 | 0 | 0
CSP | 0 | 0 | 0 | 0 | 0 | 0
CT | 0 | 0 | 0 | 0 | 0 | 0
Coal | 0.23 | 0.41 | 0.41 | 0.41 | 0.41 | 0
Geo | 0 | 0 | 0 | 0 | 0 | 0
H | 0 | 0 | 0 | 0 | 0 | 0
LFG | 0 | 0 | 0 | 0 | 0 | 0
Nuc | 0 | 0 | 0 | 0 | 0 | 0
PS | 0 | 0 | 0 | 0 | 0 | 0
PV | 0 | 0 | 0 | 0 | 0 | 0
PeakG | 0 | 0 | 0 | 0 | 0 | 0
PeakO | 0 | 0 | 0 | 0 | 0 | 0
ST | 0 | 0 | 0 | 0 | 0 | 0
STOG | 0 | 0 | 0 | 0 | 0 | 0
STWD | 0 | 0 | 0 | 0 | 0 | 0
WT | 0 | 0 | 0 | 0 | 0 | 0
IGCC | 0 | 0 | 0 | 0 | 0 | 0
DemandResponse | 0 | 0 | 0 | 0 | 0 | 0
IGCC-CCS | 0 | 0 | 0 | 0 | 0 | 0
WT_off | 0 | 0 | 0 | 0 | 0 | 0
PseudoUnit | 0 | 0 | 0 | 0 | 0 | 0
FixedInterchange | 0 | 0 | 0 | 0 | 0 | 0
Retrofit FOM Costs by Reporting Type: ALB
ReportingType | 2015 | 2020 | 2025 | 2030 | 2035 | 2040
BM | 0 | 0 | 0 | 0 | 0 | 0
CC | 0 | 0 | 0 | 0 | 0 | 0
CSP | 0 | 0 | 0 | 0 | 0 | 0
CT | 0 | 0 | 0 | 0 | 0 | 0
Coal | 0.29 | 0.29 | 0.29 | 0.29 | 0.29 | 0.29
Geo | 0 | 0 | 0 | 0 | 0 | 0
H | 0 | 0 | 0 | 0 | 0 | 0
LFG | 0 | 0 | 0 | 0 | 0 | 0
Nuc | 0 | 0 | 0 | 0 | 0 | 0
PS | 0 | 0 | 0 | 0 | 0 | 0
PV | 0 | 0 | 0 | 0 | 0 | 0
PeakG | 0 | 0 | 0 | 0 | 0 | 0
PeakO | 0 | 0 | 0 | 0 | 0 | 0
ST | 0 | 0 | 0 | 0 | 0 | 0
STOG | 0 | 0 | 0 | 0 | 0 | 0
STWD | 0 | 0 | 0 | 0 | 0 | 0
WT | 0 | 0 | 0 | 0 | 0 | 0
IGCC | 0 | 0 | 0 | 0 | 0 | 0
DemandResponse | 0 | 0 | 0 | 0 | 0 | 0
IGCC-CCS | 0 | 0 | 0 | 0 | 0 | 0
WT_off | 0 | 0 | 0 | 0 | 0 | 0
PseudoUnit | 0 | 0 | 0 | 0 | 0 | 0
FixedInterchange | 0 | 0 | 0 | 0 | 0 | 0
Retrofit FOM Costs by Reporting Type: BC
ReportingType | 2015 | 2020 | 2025 | 2030 | 2035 | 2040
BM | 0 | 0 | 0 | 0 | 0 | 0
CC | 0 | 0 | 0 | 0 | 0 | 0
CSP | 0 | 0 | 0 | 0 | 0 | 0
CT | 0 | 0 | 0 | 0 | 0 | 0
Coal | 0 | 0 | 0 | 0 | 0 | 0
Geo | 0 | 0 | 0 | 0 | 0 | 0
H | 0 | 0 | 0 | 0 | 0 | 0
LFG | 0 | 0 | 0 | 0 | 0 | 0
Nuc | 0 | 0 | 0 | 0 | 0 | 0
PS | 0 | 0 | 0 | 0 | 0 | 0
PV | 0 | 0 | 0 | 0 | 0 | 0
PeakG | 0 | 0 | 0 | 0 | 0 | 0
PeakO | 0 | 0 | 0 | 0 | 0 | 0
ST | 0 | 0 | 0 | 0 | 0 | 0
STOG | 0 | 0 | 0 | 0 | 0 | 0
STWD | 0 | 0 | 0 | 0 | 0 | 0
WT | 0 | 0 | 0 | 0 | 0 | 0
IGCC | 0 | 0 | 0 | 0 | 0 | 0
DemandResponse | 0 | 0 | 0 | 0 | 0 | 0
IGCC-CCS | 0 | 0 | 0 | 0 | 0 | 0
WT_off | 0 | 0 | 0 | 0 | 0 | 0
PseudoUnit | 0 | 0 | 0 | 0 | 0 | 0
FixedInterchange | 0 | 0 | 0 | 0 | 0 | 0
Retrofit FOM Costs by Reporting Type: HQ_IESO
ReportingType | 2015 | 2020 | 2025 | 2030 | 2035 | 2040
BM | 0 | 0 | 0 | 0 | 0 | 0
CC | 0 | 0 | 0 | 0 | 0 | 0
CSP | 0 | 0 | 0 | 0 | 0 | 0
CT | 0 | 0 | 0 | 0 | 0 | 0
Coal | 0 | 0 | 0 | 0 | 0 | 0
Geo | 0 | 0 | 0 | 0 | 0 | 0
H | 0 | 0 | 0 | 0 | 0 | 0
LFG | 0 | 0 | 0 | 0 | 0 | 0
Nuc | 0 | 0 | 0 | 0 | 0 | 0
PS | 0 | 0 | 0 | 0 | 0 | 0
PV | 0 | 0 | 0 | 0 | 0 | 0
PeakG | 0 | 0 | 0 | 0 | 0 | 0
PeakO | 0 | 0 | 0 | 0 | 0 | 0
ST | 0 | 0 | 0 | 0 | 0 | 0
STOG | 0 | 0 | 0 | 0 | 0 | 0
STWD | 0 | 0 | 0 | 0 | 0 | 0
WT | 0 | 0 | 0 | 0 | 0 | 0
IGCC | 0 | 0 | 0 | 0 | 0 | 0
DemandResponse | 0 | 0 | 0 | 0 | 0 | 0
IGCC-CCS | 0 | 0 | 0 | 0 | 0 | 0
WT_off | 0 | 0 | 0 | 0 | 0 | 0
PseudoUnit | 0 | 0 | 0 | 0 | 0 | 0
FixedInterchange | 0 | 0 | 0 | 0 | 0 | 0
Retrofit FOM Costs by Reporting Type: HQ_NEISO
ReportingType | 2015 | 2020 | 2025 | 2030 | 2035 | 2040
BM | 0 | 0 | 0 | 0 | 0 | 0
CC | 0 | 0 | 0 | 0 | 0 | 0
CSP | 0 | 0 | 0 | 0 | 0 | 0
CT | 0 | 0 | 0 | 0 | 0 | 0
Coal | 0 | 0 | 0 | 0 | 0 | 0
Geo | 0 | 0 | 0 | 0 | 0 | 0
H | 0 | 0 | 0 | 0 | 0 | 0
LFG | 0 | 0 | 0 | 0 | 0 | 0
Nuc | 0 | 0 | 0 | 0 | 0 | 0
PS | 0 | 0 | 0 | 0 | 0 | 0
PV | 0 | 0 | 0 | 0 | 0 | 0
PeakG | 0 | 0 | 0 | 0 | 0 | 0
PeakO | 0 | 0 | 0 | 0 | 0 | 0
ST | 0 | 0 | 0 | 0 | 0 | 0
STOG | 0 | 0 | 0 | 0 | 0 | 0
STWD | 0 | 0 | 0 | 0 | 0 | 0
WT | 0 | 0 | 0 | 0 | 0 | 0
IGCC | 0 | 0 | 0 | 0 | 0 | 0
DemandResponse | 0 | 0 | 0 | 0 | 0 | 0
IGCC-CCS | 0 | 0 | 0 | 0 | 0 | 0
WT_off | 0 | 0 | 0 | 0 | 0 | 0
PseudoUnit | 0 | 0 | 0 | 0 | 0 | 0
FixedInterchange | 0 | 0 | 0 | 0 | 0 | 0
Retrofit FOM Costs by Reporting Type: HQ_NY
ReportingType | 2015 | 2020 | 2025 | 2030 | 2035 | 2040
BM | 0 | 0 | 0 | 0 | 0 | 0
CC | 0 | 0 | 0 | 0 | 0 | 0
CSP | 0 | 0 | 0 | 0 | 0 | 0
CT | 0 | 0 | 0 | 0 | 0 | 0
Coal | 0 | 0 | 0 | 0 | 0 | 0
Geo | 0 | 0 | 0 | 0 | 0 | 0
H | 0 | 0 | 0 | 0 | 0 | 0
LFG | 0 | 0 | 0 | 0 | 0 | 0
Nuc | 0 | 0 | 0 | 0 | 0 | 0
PS | 0 | 0 | 0 | 0 | 0 | 0
PV | 0 | 0 | 0 | 0 | 0 | 0
PeakG | 0 | 0 | 0 | 0 | 0 | 0
PeakO | 0 | 0 | 0 | 0 | 0 | 0
ST | 0 | 0 | 0 | 0 | 0 | 0
STOG | 0 | 0 | 0 | 0 | 0 | 0
STWD | 0 | 0 | 0 | 0 | 0 | 0
WT | 0 | 0 | 0 | 0 | 0 | 0
IGCC | 0 | 0 | 0 | 0 | 0 | 0
DemandResponse | 0 | 0 | 0 | 0 | 0 | 0
IGCC-CCS | 0 | 0 | 0 | 0 | 0 | 0
WT_off | 0 | 0 | 0 | 0 | 0 | 0
PseudoUnit | 0 | 0 | 0 | 0 | 0 | 0
FixedInterchange | 0 | 0 | 0 | 0 | 0 | 0
Retrofit FOM Costs by Reporting Type: MARITIMES
ReportingType | 2015 | 2020 | 2025 | 2030 | 2035 | 2040
BM | 0 | 0 | 0 | 0 | 0 | 0
CC | 0 | 0 | 0 | 0 | 0 | 0
CSP | 0 | 0 | 0 | 0 | 0 | 0
CT | 0 | 0 | 0 | 0 | 0 | 0
Coal | 0 | 0 | 0 | 0 | 0 | 0
Geo | 0 | 0 | 0 | 0 | 0 | 0
H | 0 | 0 | 0 | 0 | 0 | 0
LFG | 0 | 0 | 0 | 0 | 0 | 0
Nuc | 0 | 0 | 0 | 0 | 0 | 0
PS | 0 | 0 | 0 | 0 | 0 | 0
PV | 0 | 0 | 0 | 0 | 0 | 0
PeakG | 0 | 0 | 0 | 0 | 0 | 0
PeakO | 0 | 0 | 0 | 0 | 0 | 0
ST | 0 | 0 | 0 | 0 | 0 | 0
STOG | 0 | 0 | 0 | 0 | 0 | 0
STWD | 0 | 0 | 0 | 0 | 0 | 0
WT | 0 | 0 | 0 | 0 | 0 | 0
IGCC | 0 | 0 | 0 | 0 | 0 | 0
DemandResponse | 0 | 0 | 0 | 0 | 0 | 0
IGCC-CCS | 0 | 0 | 0 | 0 | 0 | 0
WT_off | 0 | 0 | 0 | 0 | 0 | 0
PseudoUnit | 0 | 0 | 0 | 0 | 0 | 0
FixedInterchange | 0 | 0 | 0 | 0 | 0 | 0
Retrofit FOM Costs by Reporting Type: All
ReportingType | 2015 | 2020 | 2025 | 2030 | 2035 | 2040
BM | 0 | 0 | 0 | 0 | 0 | 0
CC | 0 | 0 | 0 | 0 | 0 | 0
CSP | 0 | 0 | 0 | 0 | 0 | 0
CT | 0 | 0 | 0 | 0 | 0 | 0
Coal | 1328.11 | 1547.13 | 1517.01 | 1517.01 | 1517.01 | 1513.21
Geo | 0 | 0 | 0 | 0 | 0 | 0
H | 0 | 0 | 0 | 0 | 0 | 0
LFG | 0 | 0 | 0 | 0 | 0 | 0
Nuc | 0 | 0 | 0 | 0 | 0 | 0
PS | 0 | 0 | 0 | 0 | 0 | 0
PV | 0 | 0 | 0 | 0 | 0 | 0
PeakG | 0 | 0 | 0 | 0 | 0 | 0
PeakO | 0 | 0 | 0 | 0 | 0 | 0
ST | 0 | 0 | 0 | 0 | 0 | 0
STOG | 0 | 0 | 0 | 0 | 0 | 0
STWD | 0 | 0 | 0 | 0 | 0 | 0
WT | 0 | 0 | 0 | 0 | 0 | 0
IGCC | 0 | 0 | 0 | 0 | 0 | 0
DemandResponse | 0 | 0 | 0 | 0 | 0 | 0
IGCC-CCS | 0 | 0 | 0 | 0 | 0 | 0
WT_off | 0 | 0 | 0 | 0 | 0 | 0
PseudoUnit | 0 | 0 | 0 | 0 | 0 | 0
FixedInterchange | 0 | 0 | 0 | 0 | 0 | 0
Retrofit FOM Costs by Reporting Type: EI_US
ReportingType | 2015 | 2020 | 2025 | 2030 | 2035 | 2040
BM | 0 | 0 | 0 | 0 | 0 | 0
CC | 0 | 0 | 0 | 0 | 0 | 0
CSP | 0 | 0 | 0 | 0 | 0 | 0
CT | 0 | 0 | 0 | 0 | 0 | 0
Coal | 1077.52 | 1252.1 | 1222.4 | 1222.4 | 1222.4 | 1222.4
Geo | 0 | 0 | 0 | 0 | 0 | 0
H | 0 | 0 | 0 | 0 | 0 | 0
LFG | 0 | 0 | 0 | 0 | 0 | 0
Nuc | 0 | 0 | 0 | 0 | 0 | 0
PS | 0 | 0 | 0 | 0 | 0 | 0
PV | 0 | 0 | 0 | 0 | 0 | 0
PeakG | 0 | 0 | 0 | 0 | 0 | 0
PeakO | 0 | 0 | 0 | 0 | 0 | 0
ST | 0 | 0 | 0 | 0 | 0 | 0
STOG | 0 | 0 | 0 | 0 | 0 | 0
STWD | 0 | 0 | 0 | 0 | 0 | 0
WT | 0 | 0 | 0 | 0 | 0 | 0
IGCC | 0 | 0 | 0 | 0 | 0 | 0
DemandResponse | 0 | 0 | 0 | 0 | 0 | 0
IGCC-CCS | 0 | 0 | 0 | 0 | 0 | 0
WT_off | 0 | 0 | 0 | 0 | 0 | 0
PseudoUnit | 0 | 0 | 0 | 0 | 0 | 0
FixedInterchange | 0 | 0 | 0 | 0 | 0 | 0
Retrofit FOM Costs by Reporting Type: EI_Canada
ReportingType | 2015 | 2020 | 2025 | 2030 | 2035 | 2040
BM | 0 | 0 | 0 | 0 | 0 | 0
CC | 0 | 0 | 0 | 0 | 0 | 0
CSP | 0 | 0 | 0 | 0 | 0 | 0
CT | 0 | 0 | 0 | 0 | 0 | 0
Coal | 0 | 0 | 0 | 0 | 0 | 0
Geo | 0 | 0 | 0 | 0 | 0 | 0
H | 0 | 0 | 0 | 0 | 0 | 0
LFG | 0 | 0 | 0 | 0 | 0 | 0
Nuc | 0 | 0 | 0 | 0 | 0 | 0
PS | 0 | 0 | 0 | 0 | 0 | 0
PV | 0 | 0 | 0 | 0 | 0 | 0
PeakG | 0 | 0 | 0 | 0 | 0 | 0
PeakO | 0 | 0 | 0 | 0 | 0 | 0
ST | 0 | 0 | 0 | 0 | 0 | 0
STOG | 0 | 0 | 0 | 0 | 0 | 0
STWD | 0 | 0 | 0 | 0 | 0 | 0
WT | 0 | 0 | 0 | 0 | 0 | 0
IGCC | 0 | 0 | 0 | 0 | 0 | 0
DemandResponse | 0 | 0 | 0 | 0 | 0 | 0
IGCC-CCS | 0 | 0 | 0 | 0 | 0 | 0
WT_off | 0 | 0 | 0 | 0 | 0 | 0
PseudoUnit | 0 | 0 | 0 | 0 | 0 | 0
FixedInterchange | 0 | 0 | 0 | 0 | 0 | 0
Retrofit FOM Costs by Reporting Type: EI
ReportingType | 2015 | 2020 | 2025 | 2030 | 2035 | 2040
BM | 0 | 0 | 0 | 0 | 0 | 0
CC | 0 | 0 | 0 | 0 | 0 | 0
CSP | 0 | 0 | 0 | 0 | 0 | 0
CT | 0 | 0 | 0 | 0 | 0 | 0
Coal | 1077.52 | 1252.1 | 1222.4 | 1222.4 | 1222.4 | 1222.4
Geo | 0 | 0 | 0 | 0 | 0 | 0
H | 0 | 0 | 0 | 0 | 0 | 0
LFG | 0 | 0 | 0 | 0 | 0 | 0
Nuc | 0 | 0 | 0 | 0 | 0 | 0
PS | 0 | 0 | 0 | 0 | 0 | 0
PV | 0 | 0 | 0 | 0 | 0 | 0
PeakG | 0 | 0 | 0 | 0 | 0 | 0
PeakO | 0 | 0 | 0 | 0 | 0 | 0
ST | 0 | 0 | 0 | 0 | 0 | 0
STOG | 0 | 0 | 0 | 0 | 0 | 0
STWD | 0 | 0 | 0 | 0 | 0 | 0
WT | 0 | 0 | 0 | 0 | 0 | 0
IGCC | 0 | 0 | 0 | 0 | 0 | 0
DemandResponse | 0 | 0 | 0 | 0 | 0 | 0
IGCC-CCS | 0 | 0 | 0 | 0 | 0 | 0
WT_off | 0 | 0 | 0 | 0 | 0 | 0
PseudoUnit | 0 | 0 | 0 | 0 | 0 | 0
FixedInterchange | 0 | 0 | 0 | 0 | 0 | 0
Retrofit FOM Costs by Reporting Type: Outside_EI
ReportingType | 2015 | 2020 | 2025 | 2030 | 2035 | 2040
BM | 0 | 0 | 0 | 0 | 0 | 0
CC | 0 | 0 | 0 | 0 | 0 | 0
CSP | 0 | 0 | 0 | 0 | 0 | 0
CT | 0 | 0 | 0 | 0 | 0 | 0
Coal | 250.59 | 295.03 | 294.61 | 294.61 | 294.61 | 290.81
Geo | 0 | 0 | 0 | 0 | 0 | 0
H | 0 | 0 | 0 | 0 | 0 | 0
LFG | 0 | 0 | 0 | 0 | 0 | 0
Nuc | 0 | 0 | 0 | 0 | 0 | 0
PS | 0 | 0 | 0 | 0 | 0 | 0
PV | 0 | 0 | 0 | 0 | 0 | 0
PeakG | 0 | 0 | 0 | 0 | 0 | 0
PeakO | 0 | 0 | 0 | 0 | 0 | 0
ST | 0 | 0 | 0 | 0 | 0 | 0
STOG | 0 | 0 | 0 | 0 | 0 | 0
STWD | 0 | 0 | 0 | 0 | 0 | 0
WT | 0 | 0 | 0 | 0 | 0 | 0
IGCC | 0 | 0 | 0 | 0 | 0 | 0
DemandResponse | 0 | 0 | 0 | 0 | 0 | 0
IGCC-CCS | 0 | 0 | 0 | 0 | 0 | 0
WT_off | 0 | 0 | 0 | 0 | 0 | 0
PseudoUnit | 0 | 0 | 0 | 0 | 0 | 0
FixedInterchange | 0 | 0 | 0 | 0 | 0 | 0
#12 | Levelized Capital Costs ($million)
Levelized Capital Costs by Reporting Type: Entergy
ReportingType | 2015 | 2020 | 2025 | 2030 | 2035 | 2040
BM | 0 | 0 | 0 | 0 | 0 | 0
CC | 0 | 11.73 | 11.73 | 183 | 249.42 | 473.9
CSP | 0 | 0 | 0 | 0 | 0 | 0
CT | 0 | 0 | 0 | 0 | 0 | 0
Coal | 202.06 | 202.06 | 202.06 | 202.06 | 202.06 | 202.06
Geo | 0 | 0 | 0 | 0 | 0 | 0
H | 0 | 0 | 0 | 0 | 0 | 0
LFG | 0 | 0 | 0 | 29.03 | 29.03 | 29.03
Nuc | 0 | 0 | 0 | 0 | 0 | 0
PS | 0 | 0 | 0 | 0 | 0 | 0
PV | 0.15 | 30.14 | 45.38 | 47.14 | 48.93 | 20.4
PeakG | 0 | 0 | 0 | 0 | 0 | 0
PeakO | 0 | 0 | 0 | 0 | 0 | 0
ST | 0 | 0 | 0 | 0 | 0 | 0
STOG | 0 | 0 | 0 | 0 | 0 | 0
STWD | 0 | 0 | 0 | 0 | 0 | 0
WT | 0 | 0 | 0 | 0 | 0 | 0
IGCC | 0 | 0 | 0 | 0 | 0 | 0
DemandResponse | 0 | 0 | 0 | 0 | 0 | 0
IGCC-CCS | 0 | 0 | 0 | 0 | 0 | 0
WT_off | 0 | 0 | 0 | 0 | 0 | 0
PseudoUnit | 0 | 0 | 0 | 0 | 0 | 0
FixedInterchange | 0 | 0 | 0 | 0 | 0 | 0
Levelized Capital Costs by Reporting Type: FRCC
ReportingType | 2015 | 2020 | 2025 | 2030 | 2035 | 2040
BM | 0 | 127.56 | 695 | 695 | 695 | 695
CC | 165.38 | 474.56 | 474.56 | 644.74 | 1721.33 | 2242.52
CSP | 0 | 0 | 0 | 0 | 0 | 0
CT | 196.14 | 196.14 | 196.14 | 196.14 | 0 | 0
Coal | 0 | 0 | 0 | 0 | 0 | 0
Geo | 0 | 0 | 0 | 0 | 0 | 0
H | 0 | 0 | 9.23 | 9.23 | 9.23 | 9.23
LFG | 0 | 55.33 | 55.33 | 55.33 | 55.33 | 0
Nuc | 0 | 0 | 0 | 0 | 0 | 0
PS | 0 | 0 | 0 | 0 | 0 | 0
PV | 0 | 0 | 0 | 0 | 0 | 0
PeakG | 0 | 0 | 0 | 0 | 0 | 0
PeakO | 0 | 0 | 0 | 0 | 0 | 0
ST | 0 | 0 | 0 | 0 | 0 | 0
STOG | 0 | 0 | 0 | 0 | 0 | 0
STWD | 0 | 0 | 0 | 0 | 0 | 0
WT | 0 | 0 | 0 | 0 | 0 | 0
IGCC | 0 | 0 | 0 | 0 | 0 | 0
DemandResponse | 0 | 0 | 0 | 0 | 0 | 0
IGCC-CCS | 0 | 0 | 0 | 0 | 0 | 0
WT_off | 0 | 0 | 0 | 0 | 0 | 0
PseudoUnit | 0 | 0 | 0 | 0 | 0 | 0
FixedInterchange | 0 | 0 | 0 | 0 | 0 | 0
Levelized Capital Costs by Reporting Type: MAPP_US
ReportingType | 2015 | 2020 | 2025 | 2030 | 2035 | 2040
BM | 0 | 0 | 0 | 0 | 0 | 0
CC | 0 | 0 | 0 | 0 | 0 | 0
CSP | 0 | 0 | 0 | 0 | 0 | 0
CT | 25.9 | 25.9 | 25.9 | 25.19 | 30.93 | 47.31
Coal | 0 | 0 | 0 | 0 | 0 | 0
Geo | 0 | 0 | 0 | 0 | 0 | 0
H | 0 | 0 | 0 | 0 | 0 | 0
LFG | 0 | 0 | 0 | 19.19 | 19.19 | 19.19
Nuc | 0 | 0 | 0 | 0 | 0 | 0
PS | 0 | 0 | 0 | 0 | 0 | 0
PV | 0 | 0 | 0 | 0 | 0 | 0
PeakG | 0 | 0 | 0 | 0 | 0 | 0
PeakO | 0 | 0 | 0 | 0 | 0 | 0
ST | 0 | 0 | 0 | 0 | 0 | 0
STOG | 0 | 0 | 0 | 0 | 0 | 0
STWD | 0 | 0 | 0 | 0 | 0 | 0
WT | 122.91 | 536.98 | 536.98 | 1600.15 | 2460.43 | 2608.74
IGCC | 0 | 0 | 0 | 0 | 0 | 0
DemandResponse | 0 | 0 | 0 | 0 | 0 | 0
IGCC-CCS | 0 | 0 | 0 | 0 | 0 | 0
WT_off | 0 | 0 | 0 | 0 | 0 | 0
PseudoUnit | 0 | 0 | 0 | 0 | 0 | 0
FixedInterchange | 0 | 0 | 0 | 0 | 0 | 0
Levelized Capital Costs by Reporting Type: MISO_IN
ReportingType | 2015 | 2020 | 2025 | 2030 | 2035 | 2040
BM | 0 | 0 | 0 | 0 | 0 | 0
CC | 0 | 0 | 0 | 0 | 531.75 | 730.25
CSP | 0 | 0 | 0 | 0 | 0 | 0
CT | 0 | 0 | 0 | 0 | 0 | 0
Coal | 0 | 0 | 0 | 0 | 0 | 0
Geo | 0 | 0 | 0 | 0 | 0 | 0
H | 0 | 0 | 0 | 0 | 0 | 0
LFG | 0 | 0 | 22.52 | 22.52 | 22.52 | 22.52
Nuc | 0 | 0 | 0 | 0 | 0 | 0
PS | 0 | 0 | 0 | 0 | 0 | 0
PV | 0 | 115.12 | 182.37 | 182.61 | 191.48 | 84.57
PeakG | 0 | 0 | 0 | 0 | 0 | 0
PeakO | 0 | 0 | 0 | 0 | 0 | 0
ST | 0 | 0 | 0 | 0 | 0 | 0
STOG | 0 | 0 | 0 | 0 | 0 | 0
STWD | 0 | 0 | 0 | 0 | 0 | 0
WT | 0 | 0 | 0 | 0 | 0 | 0
IGCC | 215.26 | 215.26 | 215.26 | 215.26 | 215.26 | 215.26
DemandResponse | 0 | 0 | 0 | 0 | 0 | 0
IGCC-CCS | 0 | 0 | 0 | 0 | 0 | 0
WT_off | 0 | 0 | 0 | 0 | 0 | 0
PseudoUnit | 0 | 0 | 0 | 0 | 0 | 0
FixedInterchange | 0 | 0 | 0 | 0 | 0 | 0
Levelized Capital Costs by Reporting Type: MISO_MI
ReportingType | 2015 | 2020 | 2025 | 2030 | 2035 | 2040
BM | 0 | 0 | 0 | 0 | 0 | 0
CC | 0 | 0 | 0 | 0 | 0 | 0
CSP | 0 | 0 | 0 | 0 | 0 | 0
CT | 0 | 0 | 0 | 0 | 0 | 0
Coal | 0 | 0 | 0 | 0 | 0 | 0
Geo | 0 | 0 | 0 | 0 | 0 | 0
H | 0 | 0 | 0 | 0 | 0 | 0
LFG | 0 | 0 | 46.68 | 46.68 | 46.68 | 46.68
Nuc | 0 | 0 | 0 | 0 | 0 | 0
PS | 0 | 0 | 0 | 0 | 0 | 0
PV | 0 | 0 | 0 | 0 | 0 | 0
PeakG | 0 | 0 | 0 | 0 | 0 | 0
PeakO | 0 | 0 | 0 | 0 | 0 | 0
ST | 0 | 0 | 0 | 0 | 0 | 0
STOG | 0 | 0 | 0 | 0 | 0 | 0
STWD | 0 | 0 | 0 | 0 | 0 | 0
WT | 580.29 | 580.29 | 676.69 | 733.17 | 215.58 | 284.13
IGCC | 0 | 0 | 0 | 0 | 0 | 0
DemandResponse | 0 | 0 | 0 | 0 | 0 | 0
IGCC-CCS | 0 | 0 | 0 | 0 | 0 | 0
WT_off | 0 | 0 | 0 | 0 | 0 | 0
PseudoUnit | 0 | 0 | 0 | 0 | 0 | 0
FixedInterchange | 0 | 0 | 0 | 0 | 0 | 0
Levelized Capital Costs by Reporting Type: MISO_MO-IL
ReportingType | 2015 | 2020 | 2025 | 2030 | 2035 | 2040
BM | 0 | 0 | 0 | 0 | 0 | 0
CC | 0 | 0 | 0 | 0 | 0 | 0
CSP | 0 | 0 | 0 | 0 | 0 | 0
CT | 0 | 0 | 0 | 0 | 0 | 0
Coal | 574.94 | 574.94 | 574.94 | 574.94 | 574.94 | 574.94
Geo | 0 | 0 | 0 | 0 | 0 | 0
H | 0 | 0 | 92.29 | 92.29 | 92.29 | 92.29
LFG | 0 | 0 | 65.25 | 65.25 | 65.25 | 65.25
Nuc | 0 | 0 | 0 | 0 | 0 | 0
PS | 0 | 0 | 0 | 0 | 0 | 0
PV | 0 | 0 | 0 | 0 | 0 | 0
PeakG | 0 | 0 | 0 | 0 | 0 | 0
PeakO | 0 | 0 | 0 | 0 | 0 | 0
ST | 0 | 0 | 0 | 0 | 0 | 0
STOG | 0 | 0 | 0 | 0 | 0 | 0
STWD | 0 | 0 | 0 | 0 | 0 | 0
WT | 87.81 | 87.81 | 87.81 | 87.81 | 0 | 191.87
IGCC | 0 | 0 | 0 | 0 | 0 | 0
DemandResponse | 0 | 0 | 0 | 0 | 0 | 0
IGCC-CCS | 0 | 0 | 0 | 0 | 0 | 0
WT_off | 0 | 0 | 0 | 0 | 0 | 0
PseudoUnit | 0 | 0 | 0 | 0 | 0 | 0
FixedInterchange | 0 | 0 | 0 | 0 | 0 | 0
Levelized Capital Costs by Reporting Type: MISO_W
ReportingType | 2015 | 2020 | 2025 | 2030 | 2035 | 2040
BM | 0 | 0 | 0 | 0 | 0 | 0
CC | 0 | 0 | 0 | 0 | 0 | 0
CSP | 0 | 0 | 0 | 0 | 0 | 0
CT | 0 | 0 | 0 | 0 | 0 | 0
Coal | 0 | 0 | 0 | 0 | 0 | 791.31
Geo | 0 | 0 | 0 | 0 | 0 | 0
H | 0 | 0 | 0 | 0 | 0 | 0
LFG | 0 | 0 | 20.79 | 20.79 | 20.79 | 20.79
Nuc | 0 | 0 | 0 | 0 | 0 | 0
PS | 0 | 0 | 0 | 0 | 0 | 0
PV | 0 | 0 | 0 | 0 | 0 | 0
PeakG | 0 | 0 | 0 | 0 | 0 | 0
PeakO | 0 | 0 | 0 | 0 | 0 | 0
ST | 0 | 0 | 0 | 0 | 0 | 0
STOG | 0 | 0 | 0 | 0 | 0 | 0
STWD | 0 | 0 | 0 | 0 | 0 | 0
WT | 852.88 | 852.88 | 2337.31 | 5444.02 | 4675.1 | 4675.1
IGCC | 0 | 0 | 0 | 0 | 0 | 0
DemandResponse | 0 | 0 | 0 | 0 | 0 | 0
IGCC-CCS | 0 | 0 | 0 | 0 | 0 | 0
WT_off | 0 | 0 | 0 | 0 | 0 | 0
PseudoUnit | 0 | 0 | 0 | 0 | 0 | 0
FixedInterchange | 0 | 0 | 0 | 0 | 0 | 0
Levelized Capital Costs by Reporting Type: MISO_WUMS
ReportingType | 2015 | 2020 | 2025 | 2030 | 2035 | 2040
BM | 0 | 0 | 0 | 0 | 0 | 0
CC | 0 | 111.97 | 111.97 | 111.97 | 552.65 | 552.65
CSP | 0 | 0 | 0 | 0 | 0 | 0
CT | 0 | 286.51 | 519.64 | 1114.52 | 1447.38 | 1297.48
Coal | 184.51 | 184.51 | 184.51 | 184.51 | 184.51 | 184.51
Geo | 0 | 0 | 0 | 0 | 0 | 0
H | 0 | 0.35 | 0.35 | 0.35 | 0.35 | 0.35
LFG | 0 | 0 | 61.89 | 61.89 | 61.89 | 61.89
Nuc | 0 | 0 | 0 | 0 | 0 | 0
PS | 0 | 0 | 0 | 0 | 0 | 0
PV | 0 | 0 | 0 | 0 | 0 | 0
PeakG | 0 | 0 | 0 | 0 | 0 | 0
PeakO | 0 | 0 | 0 | 0 | 0 | 0
ST | 0 | 0 | 0 | 0 | 0 | 0
STOG | 0 | 0 | 0 | 0 | 0 | 0
STWD | 0 | 0 | 0 | 0 | 0 | 0
WT | 270.99 | 270.99 | 270.99 | 270.99 | 0 | 0
IGCC | 0 | 0 | 0 | 0 | 0 | 0
DemandResponse | 0 | 0 | 0 | 0 | 0 | 0
IGCC-CCS | 0 | 0 | 0 | 0 | 0 | 0
WT_off | 0 | 0 | 0 | 0 | 0 | 0
PseudoUnit | 0 | 0 | 0 | 0 | 0 | 0
FixedInterchange | 0 | 0 | 0 | 0 | 0 | 0
Levelized Capital Costs by Reporting Type: Nebraska
ReportingType | 2015 | 2020 | 2025 | 2030 | 2035 | 2040
BM | 0 | 0 | 0 | 0 | 0 | 0
CC | 0 | 0 | 0 | 0 | 0 | 0
CSP | 0 | 0 | 0 | 0 | 0 | 0
CT | 0 | 0 | 0 | 0 | 0 | 0
Coal | 66.52 | 66.52 | 66.52 | 66.52 | 66.52 | 568.33
Geo | 0 | 0 | 0 | 0 | 0 | 0
H | 0 | 0 | 0 | 0 | 0 | 0
LFG | 0 | 0 | 0 | 19.72 | 19.72 | 19.72
Nuc | 0 | 0 | 0 | 0 | 0 | 0
PS | 0 | 0 | 0 | 0 | 0 | 0
PV | 0 | 0 | 0 | 0 | 0 | 0
PeakG | 0 | 0 | 0 | 0 | 0 | 0
PeakO | 0 | 0 | 0 | 0 | 0 | 0
ST | 0 | 0 | 0 | 0 | 0 | 0
STOG | 0 | 0 | 0 | 0 | 0 | 0
STWD | 0 | 0 | 0 | 0 | 0 | 0
WT | 59.68 | 725.48 | 725.48 | 712.84 | 665.79 | 0
IGCC | 0 | 0 | 0 | 0 | 0 | 0
DemandResponse | 0 | 0 | 0 | 0 | 0 | 0
IGCC-CCS | 0 | 0 | 0 | 0 | 0 | 0
WT_off | 0 | 0 | 0 | 0 | 0 | 0
PseudoUnit | 0 | 0 | 0 | 0 | 0 | 0
FixedInterchange | 0 | 0 | 0 | 0 | 0 | 0
Levelized Capital Costs by Reporting Type: NEISO
ReportingType | 2015 | 2020 | 2025 | 2030 | 2035 | 2040
BM | 115.57 | 115.57 | 115.57 | 115.57 | 115.57 | 115.57
CC | 273.49 | 273.49 | 273.49 | 273.49 | 273.49 | 0
CSP | 0 | 0 | 0 | 0 | 0 | 0
CT | 30 | 30 | 30 | 29.13 | 193.39 | 367.21
Coal | 0 | 0 | 0 | 0 | 0 | 0
Geo | 0 | 0 | 0 | 0 | 0 | 0
H | 0 | 0 | 0 | 0 | 0.99 | 0.99
LFG | 14.72 | 14.72 | 34.82 | 34.82 | 20.1 | 20.1
Nuc | 0 | 0 | 0 | 0 | 0 | 0
PS | 0 | 0 | 0 | 0 | 0 | 0
PV | 0 | 164.9 | 167.39 | 168.69 | 172.35 | 11.35
PeakG | 0 | 0 | 0 | 0 | 0 | 0
PeakO | 0 | 0 | 0 | 0 | 0 | 0
ST | 0 | 0 | 0 | 0 | 0 | 0
STOG | 0 | 0 | 0 | 0 | 0 | 0
STWD | 0 | 0 | 0 | 0 | 0 | 0
WT | 68.84 | 444.42 | 1084.35 | 1383.05 | 1402.5 | 1026.93
IGCC | 0 | 0 | 0 | 0 | 0 | 0
DemandResponse | 0 | 0 | 0 | 0 | 0 | 0
IGCC-CCS | 0 | 0 | 0 | 0 | 0 | 0
WT_off | 322.52 | 322.52 | 322.52 | 322.52 | 0 | 0
PseudoUnit | 0 | 0 | 0 | 0 | 0 | 0
FixedInterchange | 0 | 0 | 0 | 0 | 0 | 0
Levelized Capital Costs by Reporting Type: NonRTO_Midwest
ReportingType | 2015 | 2020 | 2025 | 2030 | 2035 | 2040
BM | 0 | 0 | 0 | 0 | 0 | 0
CC | 0 | 46.23 | 57.8 | 71.41 | 89.65 | 119.12
CSP | 0 | 0 | 0 | 0 | 0 | 0
CT | 0 | 0 | 0 | 3.21 | 3.21 | 15.64
Coal | 0 | 0 | 0 | 0 | 0 | 0
Geo | 0 | 0 | 0 | 0 | 0 | 0
H | 0 | 0 | 245.9 | 245.9 | 245.9 | 245.9
LFG | 0 | 0 | 43.27 | 43.27 | 43.27 | 43.27
Nuc | 0 | 0 | 0 | 0 | 0 | 0
PS | 0 | 0 | 0 | 0 | 0 | 0
PV | 0 | 0 | 0 | 0 | 0 | 0
PeakG | 0 | 0 | 0 | 0 | 0 | 0
PeakO | 0 | 0 | 0 | 0 | 0 | 0
ST | 0 | 0 | 0 | 0 | 0 | 0
STOG | 0 | 0 | 0 | 0 | 0 | 0
STWD | 0 | 0 | 0 | 0 | 0 | 0
WT | 0 | 0 | 0 | 0 | 0 | 0
IGCC | 0 | 0 | 0 | 0 | 0 | 0
DemandResponse | 0 | 0 | 0 | 0 | 0 | 0
IGCC-CCS | 0 | 0 | 0 | 0 | 0 | 0
WT_off | 0 | 0 | 0 | 0 | 0 | 0
PseudoUnit | 0 | 0 | 0 | 0 | 0 | 0
FixedInterchange | 0 | 0 | 0 | 0 | 0 | 0
Levelized Capital Costs by Reporting Type: NYISO_A-F
ReportingType | 2015 | 2020 | 2025 | 2030 | 2035 | 2040
BM | 0 | 0 | 0 | 0 | 0 | 0
CC | 85.71 | 85.71 | 85.71 | 85.71 | 85.71 | 0
CSP | 0 | 0 | 0 | 0 | 0 | 0
CT | 0 | 0 | 0 | 0 | 0 | 0
Coal | 0 | 0 | 0 | 0 | 0 | 0
Geo | 0 | 0 | 0 | 0 | 0 | 0
H | 0 | 0 | 0 | 0 | 0 | 0
LFG | 1.88 | 1.88 | 1.88 | 21.07 | 19.19 | 19.19
Nuc | 0 | 0 | 0 | 0 | 0 | 0
PS | 0 | 0 | 0 | 0 | 0 | 0
PV | 0 | 0 | 0 | 0 | 0 | 0
PeakG | 0 | 0 | 0 | 0 | 0 | 0
PeakO | 0 | 0 | 0 | 0 | 0 | 0
ST | 0 | 0 | 0 | 0 | 0 | 0
STOG | 0 | 0 | 0 | 0 | 0 | 0
STWD | 0 | 0 | 0 | 0 | 0 | 0
WT | 705.19 | 899.9 | 899.9 | 899.9 | 194.71 | 0
IGCC | 0 | 0 | 0 | 0 | 0 | 0
DemandResponse | 0 | 0 | 0 | 0 | 0 | 0
IGCC-CCS | 0 | 0 | 0 | 0 | 0 | 0
WT_off | 0 | 0 | 0 | 0 | 0 | 0
PseudoUnit | 0 | 0 | 0 | 0 | 0 | 0
FixedInterchange | 0 | 0 | 0 | 0 | 0 | 0
Levelized Capital Costs by Reporting Type: NYISO_G-I
ReportingType | 2015 | 2020 | 2025 | 2030 | 2035 | 2040
BM | 0 | 0 | 0 | 0 | 0 | 0
CC | 0 | 0 | 0 | 0 | 559.12 | 977.07
CSP | 0 | 0 | 0 | 0 | 0 | 0
CT | 0 | 0 | 0 | 0 | 0 | 0
Coal | 0 | 0 | 0 | 0 | 0 | 0
Geo | 0 | 0 | 0 | 0 | 0 | 0
H | 0 | 0 | 0 | 0 | 0 | 0
LFG | 0 | 0 | 0 | 21 | 21 | 21
Nuc | 0 | 0 | 0 | 0 | 0 | 0
PS | 0 | 0 | 0 | 0 | 0 | 0
PV | 0 | 0 | 0 | 0 | 0 | 0
PeakG | 0 | 0 | 0 | 0 | 0 | 0
PeakO | 0 | 0 | 0 | 0 | 0 | 0
ST | 0 | 0 | 0 | 0 | 0 | 0
STOG | 0 | 0 | 0 | 0 | 0 | 0
STWD | 0 | 0 | 0 | 0 | 0 | 0
WT | 0 | 16.46 | 16.46 | 16.46 | 16.46 | 0
IGCC | 0 | 0 | 0 | 0 | 0 | 0
DemandResponse | 0 | 0 | 0 | 0 | 0 | 0
IGCC-CCS | 0 | 0 | 0 | 0 | 0 | 0
WT_off | 0 | 0 | 0 | 0 | 0 | 0
PseudoUnit | 0 | 0 | 0 | 0 | 0 | 0
FixedInterchange | 0 | 0 | 0 | 0 | 0 | 0
Levelized Capital Costs by Reporting Type: NYISO_J-K
ReportingType | 2015 | 2020 | 2025 | 2030 | 2035 | 2040
BM | 0 | 0 | 0 | 0 | 0 | 0
CC | 226.37 | 226.37 | 226.37 | 226.37 | 226.37 | 0
CSP | 0 | 0 | 0 | 0 | 0 | 0
CT | 0 | 0 | 72.36 | 241.8 | 241.8 | 344.58
Coal | 0 | 0 | 0 | 0 | 0 | 0
Geo | 0 | 0 | 0 | 0 | 0 | 0
H | 0 | 0 | 0 | 0 | 0 | 0
LFG | 0 | 0 | 0 | 26.63 | 26.63 | 26.63
Nuc | 0 | 0 | 0 | 0 | 0 | 0
PS | 0 | 0 | 0 | 0 | 0 | 0
PV | 23.27 | 23.27 | 23.27 | 23.27 | 0 | 0
PeakG | 0 | 0 | 0 | 0 | 0 | 0
PeakO | 0 | 0 | 0 | 0 | 0 | 0
ST | 0 | 0 | 0 | 0 | 0 | 0
STOG | 0 | 0 | 0 | 0 | 0 | 0
STWD | 0 | 0 | 0 | 0 | 0 | 0
WT | 0 | 0 | 0 | 0 | 0 | 0
IGCC | 0 | 0 | 0 | 0 | 0 | 0
DemandResponse | 0 | 0 | 0 | 0 | 0 | 0
IGCC-CCS | 0 | 0 | 0 | 0 | 0 | 0
WT_off | 0 | 0 | 0 | 0 | 0 | 0
PseudoUnit | 0 | 0 | 0 | 0 | 0 | 0
FixedInterchange | 0 | 0 | 0 | 0 | 0 | 0
Levelized Capital Costs by Reporting Type: PJM_E
ReportingType | 2015 | 2020 | 2025 | 2030 | 2035 | 2040
BM | 14.48 | 14.48 | 14.48 | 14.48 | 14.48 | 14.48
CC | 673.31 | 673.31 | 673.31 | 673.31 | 582.39 | 0
CSP | 0 | 0 | 0 | 0 | 0 | 0
CT | 2.28 | 2.28 | 2.28 | 0 | 0 | 54.92
Coal | 9.09 | 9.09 | 9.09 | 9.09 | 9.09 | 9.09
Geo | 0 | 0 | 0 | 0 | 0 | 0
H | 0 | 0 | 0 | 0 | 0 | 0
LFG | 2.95 | 44.61 | 44.61 | 41.67 | 41.67 | 0
Nuc | 0 | 0 | 0 | 0 | 0 | 0
PS | 0 | 0 | 0 | 0 | 0 | 0
PV | 15.12 | 15.12 | 15.12 | 15.12 | 0 | 0
PeakG | 0 | 0 | 0 | 0 | 0 | 0
PeakO | 0 | 0 | 0 | 0 | 0 | 0
ST | 0 | 0 | 0 | 0 | 0 | 0
STOG | 0 | 0 | 0 | 0 | 0 | 0
STWD | 0 | 0 | 0 | 0 | 0 | 0
WT | 344.71 | 350.49 | 1031.27 | 1031.27 | 686.56 | 680.78
IGCC | 0 | 0 | 0 | 0 | 0 | 0
DemandResponse | 0 | 0 | 0 | 0 | 0 | 0
IGCC-CCS | 0 | 0 | 0 | 0 | 0 | 0
WT_off | 0 | 0 | 2783.28 | 5447.2 | 5447.2 | 5447.2
PseudoUnit | 0 | 0 | 0 | 0 | 0 | 0
FixedInterchange | 0 | 0 | 0 | 0 | 0 | 0
Levelized Capital Costs by Reporting Type: PJM_ROM
ReportingType | 2015 | 2020 | 2025 | 2030 | 2035 | 2040
BM | 7.8 | 24.07 | 24.07 | 474.57 | 699.82 | 699.82
CC | 232.92 | 232.92 | 232.92 | 232.92 | 232.92 | 1780.49
CSP | 0 | 0 | 0 | 0 | 0 | 0
CT | 1.4 | 1.4 | 1.4 | 1.4 | 0 | 0
Coal | 10.21 | 10.21 | 10.21 | 10.21 | 10.21 | 10.21
Geo | 0 | 0 | 0 | 0 | 0 | 0
H | 0 | 235.24 | 235.24 | 235.24 | 235.24 | 235.24
LFG | 5.5 | 80.8 | 80.8 | 78.6 | 75.3 | 0
Nuc | 0 | 0 | 0 | 0 | 0 | 0
PS | 0 | 0 | 0 | 0 | 0 | 0
PV | 0 | 679.05 | 1084.46 | 1211.55 | 1273.84 | 667.16
PeakG | 0 | 0 | 0 | 0 | 0 | 0
PeakO | 0 | 0 | 0 | 0 | 0 | 0
ST | 0 | 0 | 0 | 0 | 0 | 0
STOG | 0 | 0 | 0 | 0 | 0 | 0
STWD | 0 | 0 | 0 | 0 | 0 | 0
WT | 138.79 | 1954.4 | 1954.4 | 1921.06 | 1815.61 | 0
IGCC | 0 | 0 | 0 | 0 | 0 | 0
DemandResponse | 0 | 0 | 0 | 0 | 0 | 0
IGCC-CCS | 0 | 0 | 0 | 0 | 0 | 0
WT_off | 0 | 0 | 0 | 0 | 0 | 845.75
PseudoUnit | 0 | 0 | 0 | 0 | 0 | 0
FixedInterchange | 0 | 0 | 0 | 0 | 0 | 0
Levelized Capital Costs by Reporting Type: PJM_ROR
ReportingType | 2015 | 2020 | 2025 | 2030 | 2035 | 2040
BM | 165.77 | 165.77 | 165.77 | 636.27 | 1016.4 | 1282.71
CC | 350.7 | 364.13 | 364.13 | 364.13 | 628.94 | 298.33
CSP | 0 | 0 | 0 | 0 | 0 | 0
CT | 2.4 | 2.4 | 2.4 | 2.4 | 880.51 | 984.86
Coal | 648.6 | 648.6 | 648.6 | 648.6 | 648.6 | 648.6
Geo | 0 | 0 | 0 | 0 | 0 | 0
H | 0 | 174.52 | 174.52 | 174.52 | 174.52 | 174.52
LFG | 16.47 | 160.32 | 160.32 | 152.4 | 143.84 | 0
Nuc | 0 | 0 | 0 | 0 | 0 | 0
PS | 0 | 0 | 0 | 0 | 0 | 0
PV | 0 | 0 | 0 | 0 | 0 | 0
PeakG | 0 | 0 | 0 | 0 | 0 | 0
PeakO | 0 | 0 | 0 | 0 | 0 | 0
ST | 0 | 0 | 0 | 0 | 0 | 0
STOG | 0 | 0 | 0 | 0 | 0 | 0
STWD | 0 | 0 | 0 | 0 | 0 | 0
WT | 2334.11 | 5911.67 | 10681.89 | 13148.45 | 11766.47 | 8188.91
IGCC | 0 | 0 | 0 | 0 | 0 | 0
DemandResponse | 0 | 0 | 0 | 0 | 0 | 0
IGCC-CCS | 0 | 0 | 0 | 0 | 0 | 0
WT_off | 0 | 0 | 0 | 0 | 0 | 0
PseudoUnit | 0 | 0 | 0 | 0 | 0 | 0
FixedInterchange | 0 | 0 | 0 | 0 | 0 | 0
Levelized Capital Costs by Reporting Type: SOCO
ReportingType | 2015 | 2020 | 2025 | 2030 | 2035 | 2040
BM | 21 | 599.85 | 1536.7 | 2177.82 | 2177.82 | 2177.82
CC | 545.14 | 565.07 | 565.07 | 565.07 | 565.07 | 19.93
CSP | 0 | 0 | 0 | 0 | 0 | 0
CT | 0 | 0 | 0 | 0 | 0 | 0
Coal | 0 | 0 | 0 | 0 | 0 | 1830.04
Geo | 0 | 0 | 0 | 0 | 0 | 0
H | 0 | 0 | 0 | 0 | 0 | 285.78
LFG | 0 | 29.08 | 29.08 | 29.08 | 29.08 | 0
Nuc | 0 | 1254.21 | 1254.21 | 1254.21 | 1254.21 | 1254.21
PS | 0 | 0 | 0 | 0 | 0 | 0
PV | 0 | 0 | 0 | 0 | 0 | 0
PeakG | 0 | 0 | 0 | 0 | 0 | 0
PeakO | 0 | 0 | 0 | 0 | 0 | 0
ST | 0 | 0 | 0 | 0 | 0 | 0
STOG | 0 | 0 | 0 | 0 | 0 | 0
STWD | 0 | 0 | 0 | 0 | 0 | 0
WT | 0 | 26.15 | 26.15 | 26.15 | 26.15 | 0
IGCC | 0 | 0 | 0 | 0 | 0 | 0
DemandResponse | 0 | 0 | 0 | 0 | 0 | 0
IGCC-CCS | 0 | 0 | 0 | 0 | 0 | 0
WT_off | 0 | 0 | 0 | 0 | 0 | 0
PseudoUnit | 0 | 0 | 0 | 0 | 0 | 0
FixedInterchange | 0 | 0 | 0 | 0 | 0 | 0
Levelized Capital Costs by Reporting Type: SPP_N
ReportingType | 2015 | 2020 | 2025 | 2030 | 2035 | 2040
BM | 0 | 0 | 0 | 0 | 0 | 0
CC | 0 | 0 | 0 | 0 | 0 | 0
CSP | 0 | 0 | 0 | 0 | 0 | 0
CT | 0 | 20.8 | 20.8 | 80.29 | 414.42 | 396.42
Coal | 128.56 | 128.56 | 128.56 | 128.56 | 128.56 | 128.56
Geo | 0 | 0 | 0 | 0 | 0 | 0
H | 0 | 0 | 0 | 0 | 0 | 0
LFG | 0 | 0 | 0 | 25.49 | 25.49 | 25.49
Nuc | 0 | 0 | 0 | 0 | 0 | 0
PS | 0 | 0 | 0 | 0 | 0 | 0
PV | 0 | 0 | 0 | 0 | 0 | 0
PeakG | 0 | 0 | 0 | 0 | 0 | 0
PeakO | 0 | 0 | 0 | 0 | 0 | 0
ST | 0 | 0 | 0 | 0 | 0 | 0
STOG | 0 | 0 | 0 | 0 | 0 | 0
STWD | 0 | 0 | 0 | 0 | 0 | 0
WT | 0 | 377.52 | 1312.8 | 2932.24 | 3457.7 | 3080.18
IGCC | 0 | 0 | 0 | 0 | 0 | 0
DemandResponse | 0 | 0 | 0 | 0 | 0 | 0
IGCC-CCS | 0 | 0 | 0 | 0 | 0 | 0
WT_off | 0 | 0 | 0 | 0 | 0 | 0
PseudoUnit | 0 | 0 | 0 | 0 | 0 | 0
FixedInterchange | 0 | 0 | 0 | 0 | 0 | 0
Levelized Capital Costs by Reporting Type: SPP_S
ReportingType | 2015 | 2020 | 2025 | 2030 | 2035 | 2040
BM | 0 | 0 | 0 | 0 | 0 | 0
CC | 0 | 0 | 0 | 0 | 0 | 0
CSP | 0 | 0 | 0 | 0 | 0 | 0
CT | 33.21 | 56.93 | 56.93 | 56.93 | 181.97 | 166.08
Coal | 273.14 | 273.14 | 273.14 | 273.14 | 273.14 | 273.14
Geo | 0 | 0 | 0 | 0 | 0 | 0
H | 0 | 0 | 0 | 0 | 0 | 0
LFG | 0 | 0 | 0 | 25.49 | 25.49 | 25.49
Nuc | 0 | 0 | 0 | 0 | 0 | 0
PS | 0 | 0 | 0 | 0 | 0 | 0
PV | 0 | 0 | 0 | 0 | 0 | 0
PeakG | 0 | 0 | 0 | 0 | 0 | 0
PeakO | 0 | 0 | 0 | 0 | 0 | 0
ST | 0 | 0 | 0 | 0 | 0 | 0
STOG | 0 | 0 | 0 | 0 | 0 | 0
STWD | 0 | 0 | 0 | 0 | 0 | 0
WT | 123.79 | 2807.87 | 4979.06 | 6565.15 | 6441.36 | 4106.5
IGCC | 0 | 0 | 0 | 0 | 0 | 0
DemandResponse | 0 | 0 | 0 | 0 | 0 | 0
IGCC-CCS | 0 | 0 | 0 | 0 | 0 | 0
WT_off | 0 | 0 | 0 | 0 | 0 | 0
PseudoUnit | 0 | 0 | 0 | 0 | 0 | 0
FixedInterchange | 0 | 0 | 0 | 0 | 0 | 0
Levelized Capital Costs by Reporting Type: TVA
ReportingType | 2015 | 2020 | 2025 | 2030 | 2035 | 2040
BM | 0 | 1216.55 | 1321.31 | 2392.89 | 2466.43 | 2466.43
CC | 151.13 | 151.13 | 151.13 | 151.13 | 116.66 | 0
CSP | 0 | 0 | 0 | 0 | 0 | 0
CT | 0 | 0 | 0 | 0 | 53.73 | 109.16
Coal | 0 | 0 | 0 | 0 | 0 | 132.19
Geo | 0 | 0 | 0 | 0 | 0 | 0
H | 0 | 9.37 | 9.37 | 9.37 | 9.37 | 9.37
LFG | 0 | 28.77 | 28.77 | 28.77 | 28.77 | 0
Nuc | 684.91 | 684.91 | 684.91 | 684.91 | 684.91 | 684.91
PS | 0 | 0 | 0 | 0 | 0 | 0
PV | 0 | 0 | 0 | 0 | 0 | 0
PeakG | 0 | 0 | 0 | 0 | 0 | 0
PeakO | 0 | 0 | 0 | 0 | 0 | 0
ST | 0 | 0 | 0 | 0 | 0 | 0
STOG | 0 | 0 | 0 | 0 | 0 | 0
STWD | 0 | 0 | 0 | 0 | 0 | 0
WT | 0 | 25.96 | 25.96 | 25.96 | 25.96 | 0
IGCC | 0 | 0 | 0 | 0 | 0 | 0
DemandResponse | 0 | 0 | 0 | 0 | 0 | 0
IGCC-CCS | 0 | 0 | 0 | 0 | 0 | 0
WT_off | 0 | 0 | 0 | 0 | 0 | 0
PseudoUnit | 0 | 0 | 0 | 0 | 0 | 0
FixedInterchange | 0 | 0 | 0 | 0 | 0 | 0
Levelized Capital Costs by Reporting Type: TVA_Transmission
ReportingType | 2015 | 2020 | 2025 | 2030 | 2035 | 2040
BM | 0 | 0 | 0 | 0 | 0 | 0
CC | 0 | 0 | 0 | 0 | 0 | 0
CSP | 0 | 0 | 0 | 0 | 0 | 0
CT | 0 | 0 | 0 | 0 | 0 | 0
Coal | 0 | 0 | 0 | 0 | 0 | 0
Geo | 0 | 0 | 0 | 0 | 0 | 0
H | 0 | 0 | 0 | 0 | 0 | 0
LFG | 0 | 0 | 0 | 0 | 0 | 0
Nuc | 0 | 0 | 0 | 0 | 0 | 0
PS | 0 | 0 | 0 | 0 | 0 | 0
PV | 0 | 0 | 0 | 0 | 0 | 0
PeakG | 0 | 0 | 0 | 0 | 0 | 0
PeakO | 0 | 0 | 0 | 0 | 0 | 0
ST | 0 | 0 | 0 | 0 | 0 | 0
STOG | 0 | 0 | 0 | 0 | 0 | 0
STWD | 0 | 0 | 0 | 0 | 0 | 0
WT | 0 | 0 | 0 | 0 | 0 | 0
IGCC | 0 | 0 | 0 | 0 | 0 | 0
DemandResponse | 0 | 0 | 0 | 0 | 0 | 0
IGCC-CCS | 0 | 0 | 0 | 0 | 0 | 0
WT_off | 0 | 0 | 0 | 0 | 0 | 0
PseudoUnit | 0 | 0 | 0 | 0 | 0 | 0
FixedInterchange | 0 | 0 | 0 | 0 | 0 | 0
Levelized Capital Costs by Reporting Type: VACAR
ReportingType | 2015 | 2020 | 2025 | 2030 | 2035 | 2040
BM | 0.34 | 2387.44 | 2387.44 | 2387.44 | 2387.44 | 2387.44
CC | 313.39 | 313.39 | 313.39 | 313.39 | 313.39 | 160.52
CSP | 0 | 0 | 0 | 0 | 0 | 0
CT | 247.18 | 247.18 | 247.18 | 247.18 | 344.8 | 579.79
Coal | 220.45 | 220.45 | 220.45 | 220.45 | 220.45 | 220.45
Geo | 0 | 0 | 0 | 0 | 0 | 0
H | 0 | 0 | 0 | 0 | 17.14 | 17.14
LFG | 0.09 | 28.46 | 28.46 | 28.46 | 28.37 | 0
Nuc | 0 | 1320.06 | 1320.06 | 1320.06 | 1320.06 | 1320.06
PS | 0 | 0 | 0 | 0 | 0 | 0
PV | 0 | 60.41 | 63.43 | 65.59 | 70.87 | 14.98
PeakG | 0 | 0 | 0 | 0 | 0 | 0
PeakO | 0 | 0 | 0 | 0 | 0 | 0
ST | 0 | 0 | 0 | 0 | 0 | 0
STOG | 0 | 0 | 0 | 0 | 0 | 0
STWD | 0 | 0 | 0 | 0 | 0 | 0
WT | 0 | 905.8 | 905.8 | 905.8 | 905.8 | 0
IGCC | 0 | 0 | 0 | 0 | 0 | 0
DemandResponse | 0 | 0 | 0 | 0 | 0 | 0
IGCC-CCS | 0 | 0 | 0 | 0 | 0 | 0
WT_off | 0.61 | 0.61 | 7440.76 | 14938.01 | 17327.08 | 20044.21
PseudoUnit | 0 | 0 | 0 | 0 | 0 | 0
FixedInterchange | 0 | 0 | 0 | 0 | 0 | 0
Levelized Capital Costs by Reporting Type: IESO
ReportingType | 2015 | 2020 | 2025 | 2030 | 2035 | 2040
BM | 144.8 | 144.8 | 144.8 | 144.8 | 144.8 | 144.8
CC | 175.41 | 175.41 | 175.41 | 175.41 | 200.12 | 355.28
CSP | 0 | 0 | 0 | 0 | 0 | 0
CT | 41.8 | 41.8 | 41.8 | 41.8 | 290.08 | 366.97
Coal | 0 | 0 | 0 | 0 | 0 | 0
Geo | 0 | 0 | 0 | 0 | 0 | 0
H | 0 | 0 | 0 | 0 | 0 | 98.84
LFG | 5.12 | 5.12 | 5.12 | 5.12 | 0.17 | 0.17
Nuc | 0 | 0 | 0 | 0 | 0 | 0
PS | 0 | 0 | 0 | 0 | 0 | 0
PV | 539.74 | 539.74 | 539.74 | 539.74 | 0 | 0
PeakG | 0 | 0 | 0 | 0 | 0 | 0
PeakO | 0 | 0 | 0 | 0 | 0 | 0
ST | 0 | 0 | 0 | 0 | 0 | 0
STOG | 0 | 0 | 0 | 0 | 0 | 0
STWD | 0 | 0 | 0 | 0 | 0 | 0
WT | 660.4 | 660.4 | 660.4 | 660.4 | 0 | 0
IGCC | 0 | 0 | 0 | 0 | 0 | 0
DemandResponse | 0 | 0 | 0 | 0 | 0 | 0
IGCC-CCS | 0 | 0 | 0 | 0 | 0 | 0
WT_off | 0 | 0 | 0 | 0 | 0 | 0
PseudoUnit | 0 | 0 | 0 | 0 | 0 | 0
FixedInterchange | 0 | 0 | 0 | 0 | 0 | 0
Levelized Capital Costs by Reporting Type: MAPP_CA
ReportingType | 2015 | 2020 | 2025 | 2030 | 2035 | 2040
BM | 0 | 0 | 0 | 0 | 0 | 0
CC | 0 | 0 | 0 | 0 | 0 | 0
CSP | 0 | 0 | 0 | 0 | 0 | 0
CT | 7.76 | 7.76 | 7.76 | 7.76 | 0 | 0
Coal | 0 | 0 | 0 | 0 | 0 | 0
Geo | 0 | 0 | 0 | 0 | 0 | 0
H | 0 | 120.05 | 727.87 | 1538.73 | 1538.73 | 1538.73
LFG | 0 | 0 | 0 | 0 | 0 | 0
Nuc | 0 | 0 | 0 | 0 | 0 | 0
PS | 0 | 0 | 0 | 0 | 0 | 0
PV | 0 | 0 | 0 | 0 | 0 | 0
PeakG | 0 | 0 | 0 | 0 | 0 | 0
PeakO | 0 | 0 | 0 | 0 | 0 | 0
ST | 0 | 0 | 0 | 0 | 0 | 0
STOG | 0 | 0 | 0 | 0 | 0 | 0
STWD | 0 | 0 | 0 | 0 | 0 | 0
WT | 87.23 | 87.23 | 87.23 | 87.23 | 0 | 0
IGCC | 0 | 0 | 0 | 0 | 0 | 0
DemandResponse | 0 | 0 | 0 | 0 | 0 | 0
IGCC-CCS | 0 | 0 | 0 | 0 | 0 | 0
WT_off | 0 | 0 | 0 | 0 | 0 | 0
PseudoUnit | 0 | 0 | 0 | 0 | 0 | 0
FixedInterchange | 0 | 0 | 0 | 0 | 0 | 0
Levelized Capital Costs by Reporting Type: AZ_NM_SNV_Coal
ReportingType | 2015 | 2020 | 2025 | 2030 | 2035 | 2040
BM | 0 | 0 | 0 | 0 | 0 | 0
CC | 0 | 0 | 0 | 0 | 0 | 0
CSP | 0 | 0 | 0 | 0 | 0 | 0
CT | 0 | 0 | 0 | 0 | 0 | 0
Coal | 0 | 0 | 0 | 0 | 0 | 2528.61
Geo | 0 | 0 | 0 | 0 | 0 | 0
H | 0 | 0 | 0 | 0 | 0 | 0
LFG | 0 | 0 | 0 | 0 | 0 | 0
Nuc | 0 | 0 | 0 | 0 | 0 | 0
PS | 0 | 0 | 0 | 0 | 0 | 0
PV | 0 | 0 | 0 | 0 | 0 | 0
PeakG | 0 | 0 | 0 | 0 | 0 | 0
PeakO | 0 | 0 | 0 | 0 | 0 | 0
ST | 0 | 0 | 0 | 0 | 0 | 0
STOG | 0 | 0 | 0 | 0 | 0 | 0
STWD | 0 | 0 | 0 | 0 | 0 | 0
WT | 0 | 0 | 0 | 0 | 0 | 0
IGCC | 0 | 0 | 0 | 0 | 0 | 0
DemandResponse | 0 | 0 | 0 | 0 | 0 | 0
IGCC-CCS | 0 | 0 | 0 | 0 | 0 | 0
WT_off | 0 | 0 | 0 | 0 | 0 | 0
PseudoUnit | 0 | 0 | 0 | 0 | 0 | 0
FixedInterchange | 0 | 0 | 0 | 0 | 0 | 0
Levelized Capital Costs by Reporting Type: AZ_NM_SNV_Gas
ReportingType | 2015 | 2020 | 2025 | 2030 | 2035 | 2040
BM | 0 | 0 | 0 | 0 | 0 | 0
CC | 79.32 | 238.6 | 238.6 | 880.2 | 1104.72 | 1025.4
CSP | 0 | 0 | 0 | 0 | 0 | 0
CT | 63.7 | 63.7 | 63.7 | 63.7 | 0 | 0
Coal | 0 | 0 | 0 | 0 | 0 | 0
Geo | 0 | 0 | 0 | 0 | 0 | 0
H | 0 | 0 | 0 | 0 | 0 | 0
LFG | 0 | 0 | 0 | 0 | 0 | 0
Nuc | 0 | 0 | 0 | 0 | 0 | 0
PS | 0 | 0 | 0 | 0 | 0 | 0
PV | 0 | 0 | 0 | 0 | 0 | 0
PeakG | 0 | 0 | 0 | 0 | 0 | 0
PeakO | 0 | 0 | 0 | 0 | 0 | 0
ST | 0 | 0 | 0 | 0 | 0 | 0
STOG | 0 | 0 | 0 | 0 | 0 | 0
STWD | 0 | 0 | 0 | 0 | 0 | 0
WT | 0 | 0 | 0 | 0 | 0 | 0
IGCC | 0 | 0 | 0 | 0 | 0 | 0
DemandResponse | 0 | 0 | 0 | 0 | 0 | 0
IGCC-CCS | 0 | 0 | 0 | 0 | 0 | 0
WT_off | 0 | 0 | 0 | 0 | 0 | 0
PseudoUnit | 0 | 0 | 0 | 0 | 0 | 0
FixedInterchange | 0 | 0 | 0 | 0 | 0 | 0
Levelized Capital Costs by Reporting Type: AZ_NM_SNV_NucRenew
ReportingType | 2015 | 2020 | 2025 | 2030 | 2035 | 2040
BM | 0 | 0 | 0 | 0 | 0 | 0
CC | 0 | 0 | 0 | 0 | 0 | 0
CSP | 0 | 0 | 0 | 0 | 0 | 0
CT | 0 | 0 | 0 | 0 | 0 | 0
Coal | 0 | 0 | 0 | 0 | 0 | 0
Geo | 0 | 0 | 623.07 | 623.07 | 623.07 | 623.07
H | 0 | 0 | 0 | 0 | 0 | 0
LFG | 0 | 0 | 16.43 | 16.43 | 16.43 | 16.43
Nuc | 0 | 0 | 0 | 0 | 0 | 0
PS | 0 | 0 | 0 | 0 | 0 | 0
PV | 47.79 | 47.79 | 47.79 | 47.79 | 0 | 0
PeakG | 0 | 0 | 0 | 0 | 0 | 0
PeakO | 0 | 0 | 0 | 0 | 0 | 0
ST | 139.01 | 335.24 | 452.52 | 421.8 | 370.85 | 174.62
STOG | 0 | 0 | 0 | 0 | 0 | 0
STWD | 0 | 0 | 0 | 0 | 0 | 0
WT | 17.95 | 201.38 | 305.77 | 484.59 | 466.64 | 283.21
IGCC | 0 | 0 | 0 | 0 | 0 | 0
DemandResponse | 0 | 0 | 0 | 0 | 0 | 0
IGCC-CCS | 0 | 0 | 0 | 0 | 0 | 0
WT_off | 0 | 0 | 0 | 0 | 0 | 0
PseudoUnit | 0 | 0 | 0 | 0 | 0 | 0
FixedInterchange | 0 | 0 | 0 | 0 | 0 | 0
Levelized Capital Costs by Reporting Type: ERCOT
ReportingType | 2015 | 2020 | 2025 | 2030 | 2035 | 2040
BM | 54.69 | 54.69 | 54.69 | 614.31 | 642.84 | 688.6
CC | 29.12 | 52.12 | 67.39 | 200.93 | 488.14 | 923.82
CSP | 0 | 0 | 0 | 0 | 0 | 0
CT | 20.97 | 20.97 | 20.97 | 20.97 | 0 | 0
Coal | 540.38 | 540.38 | 540.38 | 540.38 | 540.38 | 540.38
Geo | 0 | 0 | 0 | 0 | 0 | 0
H | 0 | 0 | 0 | 207 | 207 | 207
LFG | 0 | 0 | 93.08 | 93.08 | 93.08 | 93.08
Nuc | 0 | 0 | 0 | 0 | 0 | 0
PS | 0 | 0 | 0 | 0 | 0 | 0
PV | 6.7 | 6.7 | 6.7 | 6.7 | 0 | 0
PeakG | 0 | 0 | 0 | 0 | 0 | 0
PeakO | 0 | 0 | 0 | 0 | 0 | 0
ST | 0 | 0 | 0 | 0 | 0 | 0
STOG | 0 | 0 | 0 | 0 | 0 | 0
STWD | 0 | 0 | 0 | 0 | 0 | 0
WT | 94.16 | 2262.12 | 4653.28 | 6198.23 | 6390.31 | 4677.54
IGCC | 0 | 0 | 0 | 0 | 0 | 0
DemandResponse | 0 | 0 | 0 | 0 | 0 | 0
IGCC-CCS | 0 | 0 | 0 | 0 | 0 | 0
WT_off | 0 | 0 | 0 | 0 | 0 | 0
PseudoUnit | 0 | 0 | 0 | 0 | 0 | 0
FixedInterchange | 0 | 0 | 0 | 0 | 0 | 0
Levelized Capital Costs by Reporting Type: NP15
ReportingType | 2015 | 2020 | 2025 | 2030 | 2035 | 2040
BM | 0 | 0 | 0 | 0 | 0 | 0
CC | 130.44 | 130.44 | 130.44 | 130.44 | 130.44 | 0
CSP | 0 | 0 | 0 | 0 | 0 | 0
CT | 25.41 | 261.39 | 362.04 | 845.02 | 1349.56 | 1669.06
Coal | 0 | 0 | 0 | 0 | 0 | 0
Geo | 0 | 78.51 | 283.14 | 283.14 | 283.14 | 204.63
H | 0 | 0 | 0 | 0 | 0 | 0
LFG | 0 | 0 | 169.39 | 169.39 | 169.39 | 169.39
Nuc | 0 | 0 | 0 | 0 | 0 | 0
PS | 0 | 0 | 0 | 0 | 0 | 0
PV | 3.82 | 3.82 | 3.82 | 3.82 | 0 | 0
PeakG | 0 | 0 | 0 | 0 | 0 | 0
PeakO | 0 | 0 | 0 | 0 | 0 | 0
ST | 17.26 | 17.26 | 17.26 | 17.26 | 0 | 0
STOG | 0 | 0 | 0 | 0 | 0 | 0
STWD | 0 | 0 | 0 | 0 | 0 | 0
WT | 31.59 | 31.59 | 2629.39 | 3574.14 | 3545.63 | 3547.7
IGCC | 0 | 0 | 0 | 0 | 0 | 0
DemandResponse | 0 | 0 | 0 | 0 | 0 | 0
IGCC-CCS | 0 | 0 | 0 | 0 | 0 | 0
WT_off | 0 | 0 | 0 | 0 | 0 | 0
PseudoUnit | 0 | 0 | 0 | 0 | 0 | 0
FixedInterchange | 0 | 0 | 0 | 0 | 0 | 0
Levelized Capital Costs by Reporting Type: NWPP_Coal
ReportingType | 2015 | 2020 | 2025 | 2030 | 2035 | 2040
BM | 0 | 0 | 0 | 0 | 0 | 0
CC | 0 | 0 | 0 | 0 | 0 | 0
CSP | 0 | 0 | 0 | 0 | 0 | 0
CT | 0 | 0 | 0 | 0 | 0 | 0
Coal | 0 | 0 | 0 | 0 | 0 | 0
Geo | 0 | 0 | 0 | 0 | 0 | 0
H | 0 | 0 | 0 | 0 | 0 | 0
LFG | 0 | 0 | 0 | 0 | 0 | 0
Nuc | 0 | 0 | 0 | 0 | 0 | 0
PS | 0 | 0 | 0 | 0 | 0 | 0
PV | 0 | 0 | 0 | 0 | 0 | 0
PeakG | 0 | 0 | 0 | 0 | 0 | 0
PeakO | 0 | 0 | 0 | 0 | 0 | 0
ST | 0 | 0 | 0 | 0 | 0 | 0
STOG | 0 | 0 | 0 | 0 | 0 | 0
STWD | 0 | 0 | 0 | 0 | 0 | 0
WT | 0 | 0 | 0 | 0 | 0 | 0
IGCC | 0 | 0 | 0 | 0 | 0 | 0
DemandResponse | 0 | 0 | 0 | 0 | 0 | 0
IGCC-CCS | 0 | 0 | 0 | 0 | 0 | 0
WT_off | 0 | 0 | 0 | 0 | 0 | 0
PseudoUnit | 0 | 0 | 0 | 0 | 0 | 0
FixedInterchange | 0 | 0 | 0 | 0 | 0 | 0
Levelized Capital Costs by Reporting Type: NWPP_Gas
ReportingType | 2015 | 2020 | 2025 | 2030 | 2035 | 2040
BM | 0 | 0 | 0 | 0 | 0 | 0
CC | 33.4 | 33.4 | 33.4 | 394.54 | 1032.43 | 1107.71
CSP | 0 | 0 | 0 | 0 | 0 | 0
CT | 13.02 | 13.02 | 13.02 | 13.02 | 0 | 0
Coal | 0 | 0 | 0 | 0 | 0 | 118.5
Geo | 0 | 0 | 0 | 0 | 0 | 0
H | 0 | 0 | 0 | 0 | 0 | 0
LFG | 0 | 0 | 0 | 0 | 0 | 0
Nuc | 0 | 0 | 0 | 0 | 0 | 0
PS | 0 | 0 | 0 | 0 | 0 | 0
PV | 0 | 0 | 0 | 0 | 0 | 0
PeakG | 0 | 0 | 0 | 0 | 0 | 0
PeakO | 0 | 0 | 0 | 0 | 0 | 0
ST | 0 | 0 | 0 | 0 | 0 | 0
STOG | 0 | 0 | 0 | 0 | 0 | 0
STWD | 0 | 0 | 0 | 0 | 0 | 0
WT | 0 | 0 | 0 | 0 | 0 | 0
IGCC | 0 | 0 | 0 | 0 | 0 | 0
DemandResponse | 0 | 0 | 0 | 0 | 0 | 0
IGCC-CCS | 0 | 0 | 0 | 0 | 0 | 0
WT_off | 0 | 0 | 0 | 0 | 0 | 0
PseudoUnit | 0 | 0 | 0 | 0 | 0 | 0
FixedInterchange | 0 | 0 | 0 | 0 | 0 | 0
Levelized Capital Costs by Reporting Type: NWPP_NucRenew
ReportingType | 2015 | 2020 | 2025 | 2030 | 2035 | 2040
BM | 13.89 | 13.89 | 13.89 | 13.89 | 13.89 | 13.89
CC | 0 | 0 | 0 | 0 | 0 | 0
CSP | 0 | 0 | 0 | 0 | 0 | 0
CT | 0 | 0 | 0 | 0 | 0 | 0
Coal | 0 | 0 | 0 | 0 | 0 | 0
Geo | 39.91 | 39.91 | 226.59 | 226.59 | 186.68 | 186.68
H | 0 | 0 | 0 | 0 | 0 | 0
LFG | 7.13 | 7.13 | 63.04 | 73.08 | 65.95 | 65.95
Nuc | 0 | 0 | 0 | 0 | 0 | 0
PS | 0 | 0 | 0 | 0 | 0 | 0
PV | 0 | 0 | 0 | 0 | 0 | 0
PeakG | 0 | 0 | 0 | 0 | 0 | 0
PeakO | 0 | 0 | 0 | 0 | 0 | 0
ST | 0 | 0 | 0 | 0 | 0 | 0
STOG | 0 | 0 | 0 | 0 | 0 | 0
STWD | 0 | 0 | 0 | 0 | 0 | 0
WT | 286.32 | 286.32 | 286.32 | 286.32 | 0 | 0
IGCC | 0 | 0 | 0 | 0 | 0 | 0
DemandResponse | 0 | 0 | 0 | 0 | 0 | 0
IGCC-CCS | 0 | 0 | 0 | 0 | 0 | 0
WT_off | 0 | 0 | 0 | 0 | 0 | 0
PseudoUnit | 0 | 0 | 0 | 0 | 0 | 0
FixedInterchange | 0 | 0 | 0 | 0 | 0 | 0
Levelized Capital Costs by Reporting Type: RMPA
ReportingType | 2015 | 2020 | 2025 | 2030 | 2035 | 2040
BM | 0 | 0 | 0 | 0 | 0 | 0
CC | 0 | 0 | 0 | 0 | 0 | 0
CSP | 0 | 0 | 0 | 0 | 0 | 0
CT | 15.2 | 15.2 | 15.2 | 15.2 | 0 | 0
Coal | 108.63 | 134.95 | 134.95 | 258.39 | 657.58 | 1150.7
Geo | 0 | 207.58 | 1097.82 | 1115.65 | 1115.65 | 908.07
H | 0 | 0 | 0 | 0 | 0 | 0
LFG | 0.39 | 0.39 | 0.39 | 8.21 | 7.82 | 7.82
Nuc | 0 | 0 | 0 | 0 | 0 | 0
PS | 0 | 0 | 0 | 0 | 0 | 0
PV | 0.51 | 0.51 | 0.51 | 0.51 | 0 | 0
PeakG | 0 | 0 | 0 | 0 | 0 | 0
PeakO | 0 | 0 | 0 | 0 | 0 | 0
ST | 1.46 | 173.41 | 188.32 | 197.01 | 195.55 | 23.6
STOG | 0 | 0 | 0 | 0 | 0 | 0
STWD | 0 | 0 | 0 | 0 | 0 | 0
WT | 221 | 221 | 221 | 221 | 0 | 0
IGCC | 0 | 0 | 0 | 0 | 0 | 0
DemandResponse | 0 | 0 | 0 | 0 | 0 | 0
IGCC-CCS | 0 | 0 | 0 | 0 | 0 | 0
WT_off | 0 | 0 | 0 | 0 | 0 | 0
PseudoUnit | 0 | 0 | 0 | 0 | 0 | 0
FixedInterchange | 0 | 0 | 0 | 0 | 0 | 0
Levelized Capital Costs by Reporting Type: SP15
ReportingType | 2015 | 2020 | 2025 | 2030 | 2035 | 2040
BM | 2.9 | 2.9 | 2.9 | 2.9 | 2.9 | 2.9
CC | 60.76 | 60.76 | 60.76 | 60.76 | 60.76 | 0
CSP | 0 | 0 | 0 | 0 | 0 | 0
CT | 0 | 0 | 0 | 0 | 0 | 0
Coal | 0 | 0 | 0 | 0 | 0 | 0
Geo | 23 | 647.36 | 647.36 | 624.36 | 624.36 | 0
H | 0 | 0 | 0 | 0 | 0 | 0
LFG | 2.85 | 161.36 | 171.62 | 171.31 | 168.77 | 10.26
Nuc | 0 | 0 | 0 | 0 | 0 | 0
PS | 0 | 0 | 0 | 0 | 0 | 0
PV | 2.22 | 2.22 | 2.22 | 2.22 | 0 | 0
PeakG | 0 | 0 | 0 | 0 | 0 | 0
PeakO | 0 | 0 | 0 | 0 | 0 | 0
ST | 262.18 | 262.18 | 262.18 | 262.18 | 0 | 0
STOG | 0 | 0 | 0 | 0 | 0 | 0
STWD | 0 | 0 | 0 | 0 | 0 | 0
WT | 233.4 | 233.4 | 233.4 | 233.4 | 0 | 0
IGCC | 0 | 0 | 0 | 0 | 0 | 0
DemandResponse | 0 | 0 | 0 | 0 | 0 | 0
IGCC-CCS | 0 | 0 | 0 | 0 | 0 | 0
WT_off | 0 | 0 | 0 | 0 | 0 | 0
PseudoUnit | 0 | 0 | 0 | 0 | 0 | 0
FixedInterchange | 0 | 0 | 0 | 0 | 0 | 0
Levelized Capital Costs by Reporting Type: ALB
ReportingType | 2015 | 2020 | 2025 | 2030 | 2035 | 2040
BM | 0 | 0 | 0 | 0 | 0 | 0
CC | 47.13 | 108.04 | 192.36 | 263.5 | 420.32 | 493.71
CSP | 0 | 0 | 0 | 0 | 0 | 0
CT | 16.7 | 16.7 | 16.7 | 16.7 | 0 | 0
Coal | 147.62 | 147.62 | 147.62 | 147.62 | 147.62 | 147.62
Geo | 0 | 0 | 0 | 0 | 0 | 0
H | 0 | 0 | 0 | 0 | 0 | 0
LFG | 0 | 0 | 0 | 0 | 0 | 0
Nuc | 0 | 0 | 0 | 0 | 0 | 0
PS | 0 | 0 | 0 | 0 | 0 | 0
PV | 0 | 0 | 0 | 0 | 0 | 0
PeakG | 0 | 0 | 0 | 0 | 0 | 0
PeakO | 0 | 0 | 0 | 0 | 0 | 0
ST | 0 | 0 | 0 | 0 | 0 | 0
STOG | 0 | 0 | 0 | 0 | 0 | 0
STWD | 0 | 0 | 0 | 0 | 0 | 0
WT | 2.54 | 2.54 | 2.54 | 2.54 | 0 | 0
IGCC | 0 | 0 | 0 | 0 | 0 | 0
DemandResponse | 0 | 0 | 0 | 0 | 0 | 0
IGCC-CCS | 0 | 0 | 0 | 0 | 0 | 0
WT_off | 0 | 0 | 0 | 0 | 0 | 0
PseudoUnit | 0 | 0 | 0 | 0 | 0 | 0
FixedInterchange | 0 | 0 | 0 | 0 | 0 | 0
Levelized Capital Costs by Reporting Type: BC
ReportingType | 2015 | 2020 | 2025 | 2030 | 2035 | 2040
BM | 0 | 0 | 0 | 0 | 0 | 0
CC | 135.61 | 155.31 | 219.63 | 287.6 | 376.97 | 317.18
CSP | 0 | 0 | 0 | 0 | 0 | 0
CT | 0 | 0 | 0 | 0 | 0 | 12.93
Coal | 0 | 0 | 0 | 0 | 0 | 0
Geo | 0 | 0 | 0 | 0 | 0 | 0
H | 0 | 0 | 0 | 0 | 0 | 0
LFG | 0 | 0 | 0 | 0 | 0 | 0
Nuc | 0 | 0 | 0 | 0 | 0 | 0
PS | 0 | 0 | 0 | 0 | 0 | 0
PV | 0 | 0 | 0 | 0 | 0 | 0
PeakG | 0 | 0 | 0 | 0 | 0 | 0
PeakO | 0 | 0 | 0 | 0 | 0 | 0
ST | 0 | 0 | 0 | 0 | 0 | 0
STOG | 0 | 0 | 0 | 0 | 0 | 0
STWD | 0 | 0 | 0 | 0 | 0 | 0
WT | 40.68 | 40.68 | 40.68 | 40.68 | 0 | 0
IGCC | 0 | 0 | 0 | 0 | 0 | 0
DemandResponse | 0 | 0 | 0 | 0 | 0 | 0
IGCC-CCS | 0 | 0 | 0 | 0 | 0 | 0
WT_off | 0 | 0 | 0 | 0 | 0 | 0
PseudoUnit | 0 | 0 | 0 | 0 | 0 | 0
FixedInterchange | 0 | 0 | 0 | 0 | 0 | 0
Levelized Capital Costs by Reporting Type: HQ_IESO
ReportingType | 2015 | 2020 | 2025 | 2030 | 2035 | 2040
BM | 0 | 0 | 0 | 0 | 0 | 0
CC | 0 | 0 | 0 | 0 | 0 | 0
CSP | 0 | 0 | 0 | 0 | 0 | 0
CT | 0 | 0 | 0 | 0 | 0 | 0
Coal | 0 | 0 | 0 | 0 | 0 | 0
Geo | 0 | 0 | 0 | 0 | 0 | 0
H | 0 | 0 | 0 | 0 | 0 | 0
LFG | 0 | 0 | 0 | 0 | 0 | 0
Nuc | 0 | 0 | 0 | 0 | 0 | 0
PS | 0 | 0 | 0 | 0 | 0 | 0
PV | 0 | 0 | 0 | 0 | 0 | 0
PeakG | 0 | 0 | 0 | 0 | 0 | 0
PeakO | 0 | 0 | 0 | 0 | 0 | 0
ST | 0 | 0 | 0 | 0 | 0 | 0
STOG | 0 | 0 | 0 | 0 | 0 | 0
STWD | 0 | 0 | 0 | 0 | 0 | 0
WT | 0 | 0 | 0 | 0 | 0 | 0
IGCC | 0 | 0 | 0 | 0 | 0 | 0
DemandResponse | 0 | 0 | 0 | 0 | 0 | 0
IGCC-CCS | 0 | 0 | 0 | 0 | 0 | 0
WT_off | 0 | 0 | 0 | 0 | 0 | 0
PseudoUnit | 0 | 0 | 0 | 0 | 0 | 0
FixedInterchange | 0 | 0 | 0 | 0 | 0 | 0
Levelized Capital Costs by Reporting Type: HQ_NEISO
ReportingType | 2015 | 2020 | 2025 | 2030 | 2035 | 2040
BM | 0 | 0 | 0 | 0 | 0 | 0
CC | 0 | 0 | 0 | 0 | 0 | 0
CSP | 0 | 0 | 0 | 0 | 0 | 0
CT | 0 | 0 | 0 | 0 | 0 | 0
Coal | 0 | 0 | 0 | 0 | 0 | 0
Geo | 0 | 0 | 0 | 0 | 0 | 0
H | 0 | 0 | 0 | 0 | 0 | 0
LFG | 0 | 0 | 0 | 0 | 0 | 0
Nuc | 0 | 0 | 0 | 0 | 0 | 0
PS | 0 | 0 | 0 | 0 | 0 | 0
PV | 0 | 0 | 0 | 0 | 0 | 0
PeakG | 0 | 0 | 0 | 0 | 0 | 0
PeakO | 0 | 0 | 0 | 0 | 0 | 0
ST | 0 | 0 | 0 | 0 | 0 | 0
STOG | 0 | 0 | 0 | 0 | 0 | 0
STWD | 0 | 0 | 0 | 0 | 0 | 0
WT | 0 | 0 | 0 | 0 | 0 | 0
IGCC | 0 | 0 | 0 | 0 | 0 | 0
DemandResponse | 0 | 0 | 0 | 0 | 0 | 0
IGCC-CCS | 0 | 0 | 0 | 0 | 0 | 0
WT_off | 0 | 0 | 0 | 0 | 0 | 0
PseudoUnit | 0 | 0 | 0 | 0 | 0 | 0
FixedInterchange | 0 | 0 | 0 | 0 | 0 | 0
Levelized Capital Costs by Reporting Type: HQ_NY
ReportingType | 2015 | 2020 | 2025 | 2030 | 2035 | 2040
BM | 0 | 0 | 0 | 0 | 0 | 0
CC | 0 | 0 | 0 | 0 | 0 | 0
CSP | 0 | 0 | 0 | 0 | 0 | 0
CT | 0 | 0 | 0 | 0 | 0 | 0
Coal | 0 | 0 | 0 | 0 | 0 | 0
Geo | 0 | 0 | 0 | 0 | 0 | 0
H | 0 | 0 | 0 | 0 | 0 | 0
LFG | 0 | 0 | 0 | 0 | 0 | 0
Nuc | 0 | 0 | 0 | 0 | 0 | 0
PS | 0 | 0 | 0 | 0 | 0 | 0
PV | 0 | 0 | 0 | 0 | 0 | 0
PeakG | 0 | 0 | 0 | 0 | 0 | 0
PeakO | 0 | 0 | 0 | 0 | 0 | 0
ST | 0 | 0 | 0 | 0 | 0 | 0
STOG | 0 | 0 | 0 | 0 | 0 | 0
STWD | 0 | 0 | 0 | 0 | 0 | 0
WT | 0 | 0 | 0 | 0 | 0 | 0
IGCC | 0 | 0 | 0 | 0 | 0 | 0
DemandResponse | 0 | 0 | 0 | 0 | 0 | 0
IGCC-CCS | 0 | 0 | 0 | 0 | 0 | 0
WT_off | 0 | 0 | 0 | 0 | 0 | 0
PseudoUnit | 0 | 0 | 0 | 0 | 0 | 0
FixedInterchange | 0 | 0 | 0 | 0 | 0 | 0
Levelized Capital Costs by Reporting Type: MARITIMES
ReportingType | 2015 | 2020 | 2025 | 2030 | 2035 | 2040
BM | 0 | 0 | 0 | 0 | 0 | 0
CC | 0 | 0 | 0 | 0 | 0 | 0
CSP | 0 | 0 | 0 | 0 | 0 | 0
CT | 0 | 0 | 0 | 0 | 0 | 0
Coal | 0 | 0 | 0 | 0 | 0 | 0
Geo | 0 | 0 | 0 | 0 | 0 | 0
H | 0 | 0 | 0 | 0 | 0 | 0
LFG | 0 | 0 | 0 | 0 | 0 | 0
Nuc | 0 | 0 | 0 | 0 | 0 | 0
PS | 0 | 0 | 0 | 0 | 0 | 0
PV | 0 | 0 | 0 | 0 | 0 | 0
PeakG | 0 | 0 | 0 | 0 | 0 | 0
PeakO | 0 | 0 | 0 | 0 | 0 | 0
ST | 0 | 0 | 0 | 0 | 0 | 0
STOG | 0 | 0 | 0 | 0 | 0 | 0
STWD | 0 | 0 | 0 | 0 | 0 | 0
WT | 0 | 0 | 0 | 0 | 0 | 0
IGCC | 0 | 0 | 0 | 0 | 0 | 0
DemandResponse | 0 | 0 | 0 | 0 | 0 | 0
IGCC-CCS | 0 | 0 | 0 | 0 | 0 | 0
WT_off | 0 | 0 | 0 | 0 | 0 | 0
PseudoUnit | 0 | 173.48 | 173.48 | 173.48 | 173.48 | 173.48
FixedInterchange | 0 | 0 | 0 | 0 | 0 | 0
Levelized Capital Costs by Reporting Type: All
ReportingType | 2015 | 2020 | 2025 | 2030 | 2035 | 2040
BM | 541.24 | 4867.56 | 6476.61 | 9669.94 | 10377.39 | 10689.45
CC | 3708.75 | 4484.09 | 4659.58 | 6290.03 | 10542.78 | 11577.91
CSP | 0 | 0 | 0 | 0 | 0 | 0
CT | 743.08 | 1310.09 | 1716.22 | 3022.38 | 5431.78 | 6412.42
Coal | 3114.71 | 3141.03 | 3141.03 | 3264.46 | 3663.66 | 10059.24
Geo | 62.91 | 973.36 | 2877.98 | 2872.81 | 2832.9 | 1922.45
H | 0 | 539.53 | 1494.77 | 2512.63 | 2530.76 | 2915.37
LFG | 57.1 | 617.98 | 1243.54 | 1433.76 | 1390.21 | 829.34
Nuc | 684.91 | 3259.17 | 3259.17 | 3259.17 | 3259.17 | 3259.17
PS | 0 | 0 | 0 | 0 | 0 | 0
PV | 639.32 | 1688.78 | 2182.19 | 2314.75 | 1757.48 | 798.46
PeakG | 0 | 0 | 0 | 0 | 0 | 0
PeakO | 0 | 0 | 0 | 0 | 0 | 0
ST | 419.92 | 788.09 | 920.28 | 898.25 | 566.4 | 198.22
STOG | 0 | 0 | 0 | 0 | 0 | 0
STWD | 0 | 0 | 0 | 0 | 0 | 0
WT | 7365.25 | 20801.72 | 36673.3 | 49493 | 45158.79 | 33351.59
IGCC | 215.26 | 215.26 | 215.26 | 215.26 | 215.26 | 215.26
DemandResponse | 0 | 0 | 0 | 0 | 0 | 0
IGCC-CCS | 0 | 0 | 0 | 0 | 0 | 0
WT_off | 323.12 | 323.12 | 10546.55 | 20707.73 | 22774.28 | 26337.16
PseudoUnit | 0 | 173.48 | 173.48 | 173.48 | 173.48 | 173.48
FixedInterchange | 0 | 0 | 0 | 0 | 0 | 0
Levelized Capital Costs by Reporting Type: EI_US
ReportingType | 2015 | 2020 | 2025 | 2030 | 2035 | 2040
BM | 324.96 | 4651.28 | 6260.33 | 8894.03 | 9572.95 | 9839.26
CC | 3017.55 | 3530.02 | 3541.58 | 3896.64 | 6728.87 | 7354.79
CSP | 0 | 0 | 0 | 0 | 0 | 0
CT | 538.52 | 869.55 | 1175.03 | 1998.21 | 3792.14 | 4363.45
Coal | 2318.08 | 2318.08 | 2318.08 | 2318.08 | 2318.08 | 5573.43
Geo | 0 | 0 | 0 | 0 | 0 | 0
H | 0 | 419.48 | 766.9 | 766.9 | 785.03 | 1070.81
LFG | 41.61 | 443.97 | 724.47 | 897.14 | 868.6 | 466.24
Nuc | 684.91 | 3259.17 | 3259.17 | 3259.17 | 3259.17 | 3259.17
PS | 0 | 0 | 0 | 0 | 0 | 0
PV | 38.54 | 1088 | 1581.41 | 1713.97 | 1757.48 | 798.46
PeakG | 0 | 0 | 0 | 0 | 0 | 0
PeakO | 0 | 0 | 0 | 0 | 0 | 0
ST | 0 | 0 | 0 | 0 | 0 | 0
STOG | 0 | 0 | 0 | 0 | 0 | 0
STWD | 0 | 0 | 0 | 0 | 0 | 0
WT | 5689.99 | 16775.06 | 27553.3 | 37704.48 | 34756.21 | 24843.15
IGCC | 215.26 | 215.26 | 215.26 | 215.26 | 215.26 | 215.26
DemandResponse | 0 | 0 | 0 | 0 | 0 | 0
IGCC-CCS | 0 | 0 | 0 | 0 | 0 | 0
WT_off | 323.12 | 323.12 | 10546.55 | 20707.73 | 22774.28 | 26337.16
PseudoUnit | 0 | 173.48 | 173.48 | 173.48 | 173.48 | 173.48
FixedInterchange | 0 | 0 | 0 | 0 | 0 | 0
Levelized Capital Costs by Reporting Type: EI_Canada
ReportingType | 2015 | 2020 | 2025 | 2030 | 2035 | 2040
BM | 144.8 | 144.8 | 144.8 | 144.8 | 144.8 | 144.8
CC | 175.41 | 175.41 | 175.41 | 175.41 | 200.12 | 355.28
CSP | 0 | 0 | 0 | 0 | 0 | 0
CT | 49.55 | 49.55 | 49.55 | 49.55 | 290.08 | 366.97
Coal | 0 | 0 | 0 | 0 | 0 | 0
Geo | 0 | 0 | 0 | 0 | 0 | 0
H | 0 | 120.05 | 727.87 | 1538.73 | 1538.73 | 1637.56
LFG | 5.12 | 5.12 | 5.12 | 5.12 | 0.17 | 0.17
Nuc | 0 | 0 | 0 | 0 | 0 | 0
PS | 0 | 0 | 0 | 0 | 0 | 0
PV | 539.74 | 539.74 | 539.74 | 539.74 | 0 | 0
PeakG | 0 | 0 | 0 | 0 | 0 | 0
PeakO | 0 | 0 | 0 | 0 | 0 | 0
ST | 0 | 0 | 0 | 0 | 0 | 0
STOG | 0 | 0 | 0 | 0 | 0 | 0
STWD | 0 | 0 | 0 | 0 | 0 | 0
WT | 747.62 | 747.62 | 747.62 | 747.62 | 0 | 0
IGCC | 0 | 0 | 0 | 0 | 0 | 0
DemandResponse | 0 | 0 | 0 | 0 | 0 | 0
IGCC-CCS | 0 | 0 | 0 | 0 | 0 | 0
WT_off | 0 | 0 | 0 | 0 | 0 | 0
PseudoUnit | 0 | 0 | 0 | 0 | 0 | 0
FixedInterchange | 0 | 0 | 0 | 0 | 0 | 0
Levelized Capital Costs by Reporting Type: EI
ReportingType | 2015 | 2020 | 2025 | 2030 | 2035 | 2040
BM | 469.76 | 4796.08 | 6405.13 | 9038.84 | 9717.75 | 9984.06
CC | 3192.96 | 3705.43 | 3716.99 | 4072.05 | 6928.99 | 7710.07
CSP | 0 | 0 | 0 | 0 | 0 | 0
CT | 588.07 | 919.1 | 1224.59 | 2047.77 | 4082.22 | 4730.42
Coal | 2318.08 | 2318.08 | 2318.08 | 2318.08 | 2318.08 | 5573.43
Geo | 0 | 0 | 0 | 0 | 0 | 0
H | 0 | 539.53 | 1494.77 | 2305.63 | 2323.76 | 2708.37
LFG | 46.73 | 449.09 | 729.59 | 902.26 | 868.77 | 466.41
Nuc | 684.91 | 3259.17 | 3259.17 | 3259.17 | 3259.17 | 3259.17
PS | 0 | 0 | 0 | 0 | 0 | 0
PV | 578.28 | 1627.74 | 2121.16 | 2253.71 | 1757.48 | 798.46
PeakG | 0 | 0 | 0 | 0 | 0 | 0
PeakO | 0 | 0 | 0 | 0 | 0 | 0
ST | 0 | 0 | 0 | 0 | 0 | 0
STOG | 0 | 0 | 0 | 0 | 0 | 0
STWD | 0 | 0 | 0 | 0 | 0 | 0
WT | 6437.61 | 17522.69 | 28300.92 | 38452.11 | 34756.21 | 24843.15
IGCC | 215.26 | 215.26 | 215.26 | 215.26 | 215.26 | 215.26
DemandResponse | 0 | 0 | 0 | 0 | 0 | 0
IGCC-CCS | 0 | 0 | 0 | 0 | 0 | 0
WT_off | 323.12 | 323.12 | 10546.55 | 20707.73 | 22774.28 | 26337.16
PseudoUnit | 0 | 173.48 | 173.48 | 173.48 | 173.48 | 173.48
FixedInterchange | 0 | 0 | 0 | 0 | 0 | 0
Levelized Capital Costs by Reporting Type: Outside_EI
ReportingType | 2015 | 2020 | 2025 | 2030 | 2035 | 2040
BM | 71.48 | 71.48 | 71.48 | 631.1 | 659.63 | 705.39
CC | 515.79 | 778.67 | 942.59 | 2217.98 | 3613.78 | 3867.83
CSP | 0 | 0 | 0 | 0 | 0 | 0
CT | 155 | 390.99 | 491.63 | 974.61 | 1349.56 | 1681.99
Coal | 796.63 | 822.95 | 822.95 | 946.39 | 1345.58 | 4485.81
Geo | 62.91 | 973.36 | 2877.98 | 2872.81 | 2832.9 | 1922.45
H | 0 | 0 | 0 | 207 | 207 | 207
LFG | 10.38 | 168.89 | 513.95 | 531.51 | 521.44 | 362.93
Nuc | 0 | 0 | 0 | 0 | 0 | 0
PS | 0 | 0 | 0 | 0 | 0 | 0
PV | 61.04 | 61.04 | 61.04 | 61.04 | 0 | 0
PeakG | 0 | 0 | 0 | 0 | 0 | 0
PeakO | 0 | 0 | 0 | 0 | 0 | 0
ST | 419.92 | 788.09 | 920.28 | 898.25 | 566.4 | 198.22
STOG | 0 | 0 | 0 | 0 | 0 | 0
STWD | 0 | 0 | 0 | 0 | 0 | 0
WT | 927.64 | 3279.03 | 8372.38 | 11040.9 | 10402.59 | 8508.44
IGCC | 0 | 0 | 0 | 0 | 0 | 0
DemandResponse | 0 | 0 | 0 | 0 | 0 | 0
IGCC-CCS | 0 | 0 | 0 | 0 | 0 | 0
WT_off | 0 | 0 | 0 | 0 | 0 | 0
PseudoUnit | 0 | 0 | 0 | 0 | 0 | 0
FixedInterchange | 0 | 0 | 0 | 0 | 0 | 0
#13 | Levelized Retrofit Capital Costs ($million)
Levelized Retrofit Capital Costs by Reporting Type: Entergy
ReportingType | 2015 | 2020 | 2025 | 2030 | 2035 | 2040
BM | 0 | 0 | 0 | 0 | 0 | 0
CC | 0 | 0 | 0 | 0 | 0 | 0
CSP | 0 | 0 | 0 | 0 | 0 | 0
CT | 0 | 0 | 0 | 0 | 0 | 0
Coal | 0 | 353.26 | 353.26 | 0 | 0 | 0
Geo | 0 | 0 | 0 | 0 | 0 | 0
H | 0 | 0 | 0 | 0 | 0 | 0
LFG | 0 | 0 | 0 | 0 | 0 | 0
Nuc | 0 | 0 | 0 | 0 | 0 | 0
PS | 0 | 0 | 0 | 0 | 0 | 0
PV | 0 | 0 | 0 | 0 | 0 | 0
PeakG | 0 | 0 | 0 | 0 | 0 | 0
PeakO | 0 | 0 | 0 | 0 | 0 | 0
ST | 0 | 0 | 0 | 0 | 0 | 0
STOG | 0 | 0 | 0 | 0 | 0 | 0
STWD | 0 | 0 | 0 | 0 | 0 | 0
WT | 0 | 0 | 0 | 0 | 0 | 0
IGCC | 0 | 0 | 0 | 0 | 0 | 0
DemandResponse | 0 | 0 | 0 | 0 | 0 | 0
IGCC-CCS | 0 | 0 | 0 | 0 | 0 | 0
WT_off | 0 | 0 | 0 | 0 | 0 | 0
PseudoUnit | 0 | 0 | 0 | 0 | 0 | 0
FixedInterchange | 0 | 0 | 0 | 0 | 0 | 0
Levelized Retrofit Capital Costs by Reporting Type: FRCC
ReportingType | 2015 | 2020 | 2025 | 2030 | 2035 | 2040
BM | 0 | 0 | 0 | 0 | 0 | 0
CC | 0 | 0 | 0 | 0 | 0 | 0
CSP | 0 | 0 | 0 | 0 | 0 | 0
CT | 0 | 0 | 0 | 0 | 0 | 0
Coal | 73.1 | 90.37 | 90.37 | 0 | 0 | 0
Geo | 0 | 0 | 0 | 0 | 0 | 0
H | 0 | 0 | 0 | 0 | 0 | 0
LFG | 0 | 0 | 0 | 0 | 0 | 0
Nuc | 0 | 0 | 0 | 0 | 0 | 0
PS | 0 | 0 | 0 | 0 | 0 | 0
PV | 0 | 0 | 0 | 0 | 0 | 0
PeakG | 0 | 0 | 0 | 0 | 0 | 0
PeakO | 0 | 0 | 0 | 0 | 0 | 0
ST | 0 | 0 | 0 | 0 | 0 | 0
STOG | 0 | 0 | 0 | 0 | 0 | 0
STWD | 0 | 0 | 0 | 0 | 0 | 0
WT | 0 | 0 | 0 | 0 | 0 | 0
IGCC | 0 | 0 | 0 | 0 | 0 | 0
DemandResponse | 0 | 0 | 0 | 0 | 0 | 0
IGCC-CCS | 0 | 0 | 0 | 0 | 0 | 0
WT_off | 0 | 0 | 0 | 0 | 0 | 0
PseudoUnit | 0 | 0 | 0 | 0 | 0 | 0
FixedInterchange | 0 | 0 | 0 | 0 | 0 | 0
Levelized Retrofit Capital Costs by Reporting Type: MAPP_US
ReportingType | 2015 | 2020 | 2025 | 2030 | 2035 | 2040
BM | 0 | 0 | 0 | 0 | 0 | 0
CC | 0 | 0 | 0 | 0 | 0 | 0
CSP | 0 | 0 | 0 | 0 | 0 | 0
CT | 0 | 0 | 0 | 0 | 0 | 0
Coal | 22.36 | 41.43 | 19.07 | 0 | 0 | 0
Geo | 0 | 0 | 0 | 0 | 0 | 0
H | 0 | 0 | 0 | 0 | 0 | 0
LFG | 0 | 0 | 0 | 0 | 0 | 0
Nuc | 0 | 0 | 0 | 0 | 0 | 0
PS | 0 | 0 | 0 | 0 | 0 | 0
PV | 0 | 0 | 0 | 0 | 0 | 0
PeakG | 0 | 0 | 0 | 0 | 0 | 0
PeakO | 0 | 0 | 0 | 0 | 0 | 0
ST | 0 | 0 | 0 | 0 | 0 | 0
STOG | 0 | 0 | 0 | 0 | 0 | 0
STWD | 0 | 0 | 0 | 0 | 0 | 0
WT | 0 | 0 | 0 | 0 | 0 | 0
IGCC | 0 | 0 | 0 | 0 | 0 | 0
DemandResponse | 0 | 0 | 0 | 0 | 0 | 0
IGCC-CCS | 0 | 0 | 0 | 0 | 0 | 0
WT_off | 0 | 0 | 0 | 0 | 0 | 0
PseudoUnit | 0 | 0 | 0 | 0 | 0 | 0
FixedInterchange | 0 | 0 | 0 | 0 | 0 | 0
Levelized Retrofit Capital Costs by Reporting Type: MISO_IN
ReportingType | 2015 | 2020 | 2025 | 2030 | 2035 | 2040
BM | 0 | 0 | 0 | 0 | 0 | 0
CC | 0 | 0 | 0 | 0 | 0 | 0
CSP | 0 | 0 | 0 | 0 | 0 | 0
CT | 0 | 0 | 0 | 0 | 0 | 0
Coal | 0 | 223.79 | 223.79 | 0 | 0 | 0
Geo | 0 | 0 | 0 | 0 | 0 | 0
H | 0 | 0 | 0 | 0 | 0 | 0
LFG | 0 | 0 | 0 | 0 | 0 | 0
Nuc | 0 | 0 | 0 | 0 | 0 | 0
PS | 0 | 0 | 0 | 0 | 0 | 0
PV | 0 | 0 | 0 | 0 | 0 | 0
PeakG | 0 | 0 | 0 | 0 | 0 | 0
PeakO | 0 | 0 | 0 | 0 | 0 | 0
ST | 0 | 0 | 0 | 0 | 0 | 0
STOG | 0 | 0 | 0 | 0 | 0 | 0
STWD | 0 | 0 | 0 | 0 | 0 | 0
WT | 0 | 0 | 0 | 0 | 0 | 0
IGCC | 0 | 0 | 0 | 0 | 0 | 0
DemandResponse | 0 | 0 | 0 | 0 | 0 | 0
IGCC-CCS | 0 | 0 | 0 | 0 | 0 | 0
WT_off | 0 | 0 | 0 | 0 | 0 | 0
PseudoUnit | 0 | 0 | 0 | 0 | 0 | 0
FixedInterchange | 0 | 0 | 0 | 0 | 0 | 0
Levelized Retrofit Capital Costs by Reporting Type: MISO_MI
ReportingType | 2015 | 2020 | 2025 | 2030 | 2035 | 2040
BM | 0 | 0 | 0 | 0 | 0 | 0
CC | 0 | 0 | 0 | 0 | 0 | 0
CSP | 0 | 0 | 0 | 0 | 0 | 0
CT | 0 | 0 | 0 | 0 | 0 | 0
Coal | 15.14 | 363.91 | 348.77 | 0 | 0 | 0
Geo | 0 | 0 | 0 | 0 | 0 | 0
H | 0 | 0 | 0 | 0 | 0 | 0
LFG | 0 | 0 | 0 | 0 | 0 | 0
Nuc | 0 | 0 | 0 | 0 | 0 | 0
PS | 0 | 0 | 0 | 0 | 0 | 0
PV | 0 | 0 | 0 | 0 | 0 | 0
PeakG | 0 | 0 | 0 | 0 | 0 | 0
PeakO | 0 | 0 | 0 | 0 | 0 | 0
ST | 0 | 0 | 0 | 0 | 0 | 0
STOG | 0 | 0 | 0 | 0 | 0 | 0
STWD | 0 | 0 | 0 | 0 | 0 | 0
WT | 0 | 0 | 0 | 0 | 0 | 0
IGCC | 0 | 0 | 0 | 0 | 0 | 0
DemandResponse | 0 | 0 | 0 | 0 | 0 | 0
IGCC-CCS | 0 | 0 | 0 | 0 | 0 | 0
WT_off | 0 | 0 | 0 | 0 | 0 | 0
PseudoUnit | 0 | 0 | 0 | 0 | 0 | 0
FixedInterchange | 0 | 0 | 0 | 0 | 0 | 0
Levelized Retrofit Capital Costs by Reporting Type: MISO_MO-IL
ReportingType | 2015 | 2020 | 2025 | 2030 | 2035 | 2040
BM | 0 | 0 | 0 | 0 | 0 | 0
CC | 0 | 0 | 0 | 0 | 0 | 0
CSP | 0 | 0 | 0 | 0 | 0 | 0
CT | 0 | 0 | 0 | 0 | 0 | 0
Coal | 9.29 | 368.63 | 368.63 | 0 | 0 | 0
Geo | 0 | 0 | 0 | 0 | 0 | 0
H | 0 | 0 | 0 | 0 | 0 | 0
LFG | 0 | 0 | 0 | 0 | 0 | 0
Nuc | 0 | 0 | 0 | 0 | 0 | 0
PS | 0 | 0 | 0 | 0 | 0 | 0
PV | 0 | 0 | 0 | 0 | 0 | 0
PeakG | 0 | 0 | 0 | 0 | 0 | 0
PeakO | 0 | 0 | 0 | 0 | 0 | 0
ST | 0 | 0 | 0 | 0 | 0 | 0
STOG | 0 | 0 | 0 | 0 | 0 | 0
STWD | 0 | 0 | 0 | 0 | 0 | 0
WT | 0 | 0 | 0 | 0 | 0 | 0
IGCC | 0 | 0 | 0 | 0 | 0 | 0
DemandResponse | 0 | 0 | 0 | 0 | 0 | 0
IGCC-CCS | 0 | 0 | 0 | 0 | 0 | 0
WT_off | 0 | 0 | 0 | 0 | 0 | 0
PseudoUnit | 0 | 0 | 0 | 0 | 0 | 0
FixedInterchange | 0 | 0 | 0 | 0 | 0 | 0
Levelized Retrofit Capital Costs by Reporting Type: MISO_W
ReportingType | 2015 | 2020 | 2025 | 2030 | 2035 | 2040
BM | 0 | 0 | 0 | 0 | 0 | 0
CC | 0 | 0 | 0 | 0 | 0 | 0
CSP | 0 | 0 | 0 | 0 | 0 | 0
CT | 0 | 0 | 0 | 0 | 0 | 0
Coal | 26.68 | 279.54 | 279.54 | 0 | 0 | 0
Geo | 0 | 0 | 0 | 0 | 0 | 0
H | 0 | 0 | 0 | 0 | 0 | 0
LFG | 0 | 0 | 0 | 0 | 0 | 0
Nuc | 0 | 0 | 0 | 0 | 0 | 0
PS | 0 | 0 | 0 | 0 | 0 | 0
PV | 0 | 0 | 0 | 0 | 0 | 0
PeakG | 0 | 0 | 0 | 0 | 0 | 0
PeakO | 0 | 0 | 0 | 0 | 0 | 0
ST | 0 | 0 | 0 | 0 | 0 | 0
STOG | 0 | 0 | 0 | 0 | 0 | 0
STWD | 0 | 0 | 0 | 0 | 0 | 0
WT | 0 | 0 | 0 | 0 | 0 | 0
IGCC | 0 | 0 | 0 | 0 | 0 | 0
DemandResponse | 0 | 0 | 0 | 0 | 0 | 0
IGCC-CCS | 0 | 0 | 0 | 0 | 0 | 0
WT_off | 0 | 0 | 0 | 0 | 0 | 0
PseudoUnit | 0 | 0 | 0 | 0 | 0 | 0
FixedInterchange | 0 | 0 | 0 | 0 | 0 | 0
Levelized Retrofit Capital Costs by Reporting Type: MISO_WUMS
ReportingType | 2015 | 2020 | 2025 | 2030 | 2035 | 2040
BM | 0 | 0 | 0 | 0 | 0 | 0
CC | 0 | 0 | 0 | 0 | 0 | 0
CSP | 0 | 0 | 0 | 0 | 0 | 0
CT | 0 | 0 | 0 | 0 | 0 | 0
Coal | 197.26 | 216.75 | 43.47 | 0 | 0 | 0
Geo | 0 | 0 | 0 | 0 | 0 | 0
H | 0 | 0 | 0 | 0 | 0 | 0
LFG | 0 | 0 | 0 | 0 | 0 | 0
Nuc | 0 | 0 | 0 | 0 | 0 | 0
PS | 0 | 0 | 0 | 0 | 0 | 0
PV | 0 | 0 | 0 | 0 | 0 | 0
PeakG | 0 | 0 | 0 | 0 | 0 | 0
PeakO | 0 | 0 | 0 | 0 | 0 | 0
ST | 0 | 0 | 0 | 0 | 0 | 0
STOG | 0 | 0 | 0 | 0 | 0 | 0
STWD | 0 | 0 | 0 | 0 | 0 | 0
WT | 0 | 0 | 0 | 0 | 0 | 0
IGCC | 0 | 0 | 0 | 0 | 0 | 0
DemandResponse | 0 | 0 | 0 | 0 | 0 | 0
IGCC-CCS | 0 | 0 | 0 | 0 | 0 | 0
WT_off | 0 | 0 | 0 | 0 | 0 | 0
PseudoUnit | 0 | 0 | 0 | 0 | 0 | 0
FixedInterchange | 0 | 0 | 0 | 0 | 0 | 0
Levelized Retrofit Capital Costs by Reporting Type: Nebraska
ReportingType | 2015 | 2020 | 2025 | 2030 | 2035 | 2040
BM | 0 | 0 | 0 | 0 | 0 | 0
CC | 0 | 0 | 0 | 0 | 0 | 0
CSP | 0 | 0 | 0 | 0 | 0 | 0
CT | 0 | 0 | 0 | 0 | 0 | 0
Coal | 0 | 187.72 | 187.72 | 0 | 0 | 0
Geo | 0 | 0 | 0 | 0 | 0 | 0
H | 0 | 0 | 0 | 0 | 0 | 0
LFG | 0 | 0 | 0 | 0 | 0 | 0
Nuc | 0 | 0 | 0 | 0 | 0 | 0
PS | 0 | 0 | 0 | 0 | 0 | 0
PV | 0 | 0 | 0 | 0 | 0 | 0
PeakG | 0 | 0 | 0 | 0 | 0 | 0
PeakO | 0 | 0 | 0 | 0 | 0 | 0
ST | 0 | 0 | 0 | 0 | 0 | 0
STOG | 0 | 0 | 0 | 0 | 0 | 0
STWD | 0 | 0 | 0 | 0 | 0 | 0
WT | 0 | 0 | 0 | 0 | 0 | 0
IGCC | 0 | 0 | 0 | 0 | 0 | 0
DemandResponse | 0 | 0 | 0 | 0 | 0 | 0
IGCC-CCS | 0 | 0 | 0 | 0 | 0 | 0
WT_off | 0 | 0 | 0 | 0 | 0 | 0
PseudoUnit | 0 | 0 | 0 | 0 | 0 | 0
FixedInterchange | 0 | 0 | 0 | 0 | 0 | 0
Levelized Retrofit Capital Costs by Reporting Type: NEISO
ReportingType | 2015 | 2020 | 2025 | 2030 | 2035 | 2040
BM | 0 | 0 | 0 | 0 | 0 | 0
CC | 0 | 0 | 0 | 0 | 0 | 0
CSP | 0 | 0 | 0 | 0 | 0 | 0
CT | 0 | 0 | 0 | 0 | 0 | 0
Coal | 29.15 | 29.15 | 0 | 0 | 0 | 0
Geo | 0 | 0 | 0 | 0 | 0 | 0
H | 0 | 0 | 0 | 0 | 0 | 0
LFG | 0 | 0 | 0 | 0 | 0 | 0
Nuc | 0 | 0 | 0 | 0 | 0 | 0
PS | 0 | 0 | 0 | 0 | 0 | 0
PV | 0 | 0 | 0 | 0 | 0 | 0
PeakG | 0 | 0 | 0 | 0 | 0 | 0
PeakO | 0 | 0 | 0 | 0 | 0 | 0
ST | 0 | 0 | 0 | 0 | 0 | 0
STOG | 0 | 0 | 0 | 0 | 0 | 0
STWD | 0 | 0 | 0 | 0 | 0 | 0
WT | 0 | 0 | 0 | 0 | 0 | 0
IGCC | 0 | 0 | 0 | 0 | 0 | 0
DemandResponse | 0 | 0 | 0 | 0 | 0 | 0
IGCC-CCS | 0 | 0 | 0 | 0 | 0 | 0
WT_off | 0 | 0 | 0 | 0 | 0 | 0
PseudoUnit | 0 | 0 | 0 | 0 | 0 | 0
FixedInterchange | 0 | 0 | 0 | 0 | 0 | 0
Levelized Retrofit Capital Costs by Reporting Type: NonRTO_Midwest
ReportingType | 2015 | 2020 | 2025 | 2030 | 2035 | 2040
BM | 0 | 0 | 0 | 0 | 0 | 0
CC | 0 | 0 | 0 | 0 | 0 | 0
CSP | 0 | 0 | 0 | 0 | 0 | 0
CT | 0 | 0 | 0 | 0 | 0 | 0
Coal | 165.72 | 256.75 | 118.73 | 0 | 0 | 0
Geo | 0 | 0 | 0 | 0 | 0 | 0
H | 0 | 0 | 0 | 0 | 0 | 0
LFG | 0 | 0 | 0 | 0 | 0 | 0
Nuc | 0 | 0 | 0 | 0 | 0 | 0
PS | 0 | 0 | 0 | 0 | 0 | 0
PV | 0 | 0 | 0 | 0 | 0 | 0
PeakG | 0 | 0 | 0 | 0 | 0 | 0
PeakO | 0 | 0 | 0 | 0 | 0 | 0
ST | 0 | 0 | 0 | 0 | 0 | 0
STOG | 0 | 0 | 0 | 0 | 0 | 0
STWD | 0 | 0 | 0 | 0 | 0 | 0
WT | 0 | 0 | 0 | 0 | 0 | 0
IGCC | 0 | 0 | 0 | 0 | 0 | 0
DemandResponse | 0 | 0 | 0 | 0 | 0 | 0
IGCC-CCS | 0 | 0 | 0 | 0 | 0 | 0
WT_off | 0 | 0 | 0 | 0 | 0 | 0
PseudoUnit | 0 | 0 | 0 | 0 | 0 | 0
FixedInterchange | 0 | 0 | 0 | 0 | 0 | 0
Levelized Retrofit Capital Costs by Reporting Type: NYISO_A-F
ReportingType | 2015 | 2020 | 2025 | 2030 | 2035 | 2040
BM | 0 | 0 | 0 | 0 | 0 | 0
CC | 0 | 0 | 0 | 0 | 0 | 0
CSP | 0 | 0 | 0 | 0 | 0 | 0
CT | 0 | 0 | 0 | 0 | 0 | 0
Coal | 0 | 0 | 0 | 0 | 0 | 0
Geo | 0 | 0 | 0 | 0 | 0 | 0
H | 0 | 0 | 0 | 0 | 0 | 0
LFG | 0 | 0 | 0 | 0 | 0 | 0
Nuc | 0 | 0 | 0 | 0 | 0 | 0
PS | 0 | 0 | 0 | 0 | 0 | 0
PV | 0 | 0 | 0 | 0 | 0 | 0
PeakG | 0 | 0 | 0 | 0 | 0 | 0
PeakO | 0 | 0 | 0 | 0 | 0 | 0
ST | 0 | 0 | 0 | 0 | 0 | 0
STOG | 0 | 0 | 0 | 0 | 0 | 0
STWD | 0 | 0 | 0 | 0 | 0 | 0
WT | 0 | 0 | 0 | 0 | 0 | 0
IGCC | 0 | 0 | 0 | 0 | 0 | 0
DemandResponse | 0 | 0 | 0 | 0 | 0 | 0
IGCC-CCS | 0 | 0 | 0 | 0 | 0 | 0
WT_off | 0 | 0 | 0 | 0 | 0 | 0
PseudoUnit | 0 | 0 | 0 | 0 | 0 | 0
FixedInterchange | 0 | 0 | 0 | 0 | 0 | 0
Levelized Retrofit Capital Costs by Reporting Type: NYISO_G-I
ReportingType | 2015 | 2020 | 2025 | 2030 | 2035 | 2040
BM | 0 | 0 | 0 | 0 | 0 | 0
CC | 0 | 0 | 0 | 0 | 0 | 0
CSP | 0 | 0 | 0 | 0 | 0 | 0
CT | 0 | 0 | 0 | 0 | 0 | 0
Coal | 0 | 0 | 0 | 0 | 0 | 0
Geo | 0 | 0 | 0 | 0 | 0 | 0
H | 0 | 0 | 0 | 0 | 0 | 0
LFG | 0 | 0 | 0 | 0 | 0 | 0
Nuc | 0 | 0 | 0 | 0 | 0 | 0
PS | 0 | 0 | 0 | 0 | 0 | 0
PV | 0 | 0 | 0 | 0 | 0 | 0
PeakG | 0 | 0 | 0 | 0 | 0 | 0
PeakO | 0 | 0 | 0 | 0 | 0 | 0
ST | 0 | 0 | 0 | 0 | 0 | 0
STOG | 0 | 0 | 0 | 0 | 0 | 0
STWD | 0 | 0 | 0 | 0 | 0 | 0
WT | 0 | 0 | 0 | 0 | 0 | 0
IGCC | 0 | 0 | 0 | 0 | 0 | 0
DemandResponse | 0 | 0 | 0 | 0 | 0 | 0
IGCC-CCS | 0 | 0 | 0 | 0 | 0 | 0
WT_off | 0 | 0 | 0 | 0 | 0 | 0
PseudoUnit | 0 | 0 | 0 | 0 | 0 | 0
FixedInterchange | 0 | 0 | 0 | 0 | 0 | 0
Levelized Retrofit Capital Costs by Reporting Type: NYISO_J-K
ReportingType | 2015 | 2020 | 2025 | 2030 | 2035 | 2040
BM | 0 | 0 | 0 | 0 | 0 | 0
CC | 0 | 0 | 0 | 0 | 0 | 0
CSP | 0 | 0 | 0 | 0 | 0 | 0
CT | 0 | 0 | 0 | 0 | 0 | 0
Coal | 0 | 0 | 0 | 0 | 0 | 0
Geo | 0 | 0 | 0 | 0 | 0 | 0
H | 0 | 0 | 0 | 0 | 0 | 0
LFG | 0 | 0 | 0 | 0 | 0 | 0
Nuc | 0 | 0 | 0 | 0 | 0 | 0
PS | 0 | 0 | 0 | 0 | 0 | 0
PV | 0 | 0 | 0 | 0 | 0 | 0
PeakG | 0 | 0 | 0 | 0 | 0 | 0
PeakO | 0 | 0 | 0 | 0 | 0 | 0
ST | 0 | 0 | 0 | 0 | 0 | 0
STOG | 0 | 0 | 0 | 0 | 0 | 0
STWD | 0 | 0 | 0 | 0 | 0 | 0
WT | 0 | 0 | 0 | 0 | 0 | 0
IGCC | 0 | 0 | 0 | 0 | 0 | 0
DemandResponse | 0 | 0 | 0 | 0 | 0 | 0
IGCC-CCS | 0 | 0 | 0 | 0 | 0 | 0
WT_off | 0 | 0 | 0 | 0 | 0 | 0
PseudoUnit | 0 | 0 | 0 | 0 | 0 | 0
FixedInterchange | 0 | 0 | 0 | 0 | 0 | 0
Levelized Retrofit Capital Costs by Reporting Type: PJM_E
ReportingType | 2015 | 2020 | 2025 | 2030 | 2035 | 2040
BM | 0 | 0 | 0 | 0 | 0 | 0
CC | 0 | 0 | 0 | 0 | 0 | 0
CSP | 0 | 0 | 0 | 0 | 0 | 0
CT | 0 | 0 | 0 | 0 | 0 | 0
Coal | 22.45 | 22.45 | 0 | 0 | 0 | 0
Geo | 0 | 0 | 0 | 0 | 0 | 0
H | 0 | 0 | 0 | 0 | 0 | 0
LFG | 0 | 0 | 0 | 0 | 0 | 0
Nuc | 0 | 0 | 0 | 0 | 0 | 0
PS | 0 | 0 | 0 | 0 | 0 | 0
PV | 0 | 0 | 0 | 0 | 0 | 0
PeakG | 0 | 0 | 0 | 0 | 0 | 0
PeakO | 0 | 0 | 0 | 0 | 0 | 0
ST | 0 | 0 | 0 | 0 | 0 | 0
STOG | 0 | 0 | 0 | 0 | 0 | 0
STWD | 0 | 0 | 0 | 0 | 0 | 0
WT | 0 | 0 | 0 | 0 | 0 | 0
IGCC | 0 | 0 | 0 | 0 | 0 | 0
DemandResponse | 0 | 0 | 0 | 0 | 0 | 0
IGCC-CCS | 0 | 0 | 0 | 0 | 0 | 0
WT_off | 0 | 0 | 0 | 0 | 0 | 0
PseudoUnit | 0 | 0 | 0 | 0 | 0 | 0
FixedInterchange | 0 | 0 | 0 | 0 | 0 | 0
Levelized Retrofit Capital Costs by Reporting Type: PJM_ROM
ReportingType | 2015 | 2020 | 2025 | 2030 | 2035 | 2040
BM | 0 | 0 | 0 | 0 | 0 | 0
CC | 0 | 0 | 0 | 0 | 0 | 0
CSP | 0 | 0 | 0 | 0 | 0 | 0
CT | 0 | 0 | 0 | 0 | 0 | 0
Coal | 14.63 | 45.58 | 45.58 | 0 | 0 | 0
Geo | 0 | 0 | 0 | 0 | 0 | 0
H | 0 | 0 | 0 | 0 | 0 | 0
LFG | 0 | 0 | 0 | 0 | 0 | 0
Nuc | 0 | 0 | 0 | 0 | 0 | 0
PS | 0 | 0 | 0 | 0 | 0 | 0
PV | 0 | 0 | 0 | 0 | 0 | 0
PeakG | 0 | 0 | 0 | 0 | 0 | 0
PeakO | 0 | 0 | 0 | 0 | 0 | 0
ST | 0 | 0 | 0 | 0 | 0 | 0
STOG | 0 | 0 | 0 | 0 | 0 | 0
STWD | 0 | 0 | 0 | 0 | 0 | 0
WT | 0 | 0 | 0 | 0 | 0 | 0
IGCC | 0 | 0 | 0 | 0 | 0 | 0
DemandResponse | 0 | 0 | 0 | 0 | 0 | 0
IGCC-CCS | 0 | 0 | 0 | 0 | 0 | 0
WT_off | 0 | 0 | 0 | 0 | 0 | 0
PseudoUnit | 0 | 0 | 0 | 0 | 0 | 0
FixedInterchange | 0 | 0 | 0 | 0 | 0 | 0
Levelized Retrofit Capital Costs by Reporting Type: PJM_ROR
ReportingType | 2015 | 2020 | 2025 | 2030 | 2035 | 2040
BM | 0 | 0 | 0 | 0 | 0 | 0
CC | 0 | 0 | 0 | 0 | 0 | 0
CSP | 0 | 0 | 0 | 0 | 0 | 0
CT | 0 | 0 | 0 | 0 | 0 | 0
Coal | 46.99 | 707.52 | 707.52 | 0 | 0 | 0
Geo | 0 | 0 | 0 | 0 | 0 | 0
H | 0 | 0 | 0 | 0 | 0 | 0
LFG | 0 | 0 | 0 | 0 | 0 | 0
Nuc | 0 | 0 | 0 | 0 | 0 | 0
PS | 0 | 0 | 0 | 0 | 0 | 0
PV | 0 | 0 | 0 | 0 | 0 | 0
PeakG | 0 | 0 | 0 | 0 | 0 | 0
PeakO | 0 | 0 | 0 | 0 | 0 | 0
ST | 0 | 0 | 0 | 0 | 0 | 0
STOG | 0 | 0 | 0 | 0 | 0 | 0
STWD | 0 | 0 | 0 | 0 | 0 | 0
WT | 0 | 0 | 0 | 0 | 0 | 0
IGCC | 0 | 0 | 0 | 0 | 0 | 0
DemandResponse | 0 | 0 | 0 | 0 | 0 | 0
IGCC-CCS | 0 | 0 | 0 | 0 | 0 | 0
WT_off | 0 | 0 | 0 | 0 | 0 | 0
PseudoUnit | 0 | 0 | 0 | 0 | 0 | 0
FixedInterchange | 0 | 0 | 0 | 0 | 0 | 0
Levelized Retrofit Capital Costs by Reporting Type: SOCO
ReportingType | 2015 | 2020 | 2025 | 2030 | 2035 | 2040
BM | 0 | 0 | 0 | 0 | 0 | 0
CC | 0 | 0 | 0 | 0 | 0 | 0
CSP | 0 | 0 | 0 | 0 | 0 | 0
CT | 0 | 0 | 0 | 0 | 0 | 0
Coal | 400.34 | 538.8 | 138.46 | 0 | 0 | 0
Geo | 0 | 0 | 0 | 0 | 0 | 0
H | 0 | 0 | 0 | 0 | 0 | 0
LFG | 0 | 0 | 0 | 0 | 0 | 0
Nuc | 0 | 0 | 0 | 0 | 0 | 0
PS | 0 | 0 | 0 | 0 | 0 | 0
PV | 0 | 0 | 0 | 0 | 0 | 0
PeakG | 0 | 0 | 0 | 0 | 0 | 0
PeakO | 0 | 0 | 0 | 0 | 0 | 0
ST | 0 | 0 | 0 | 0 | 0 | 0
STOG | 0 | 0 | 0 | 0 | 0 | 0
STWD | 0 | 0 | 0 | 0 | 0 | 0
WT | 0 | 0 | 0 | 0 | 0 | 0
IGCC | 0 | 0 | 0 | 0 | 0 | 0
DemandResponse | 0 | 0 | 0 | 0 | 0 | 0
IGCC-CCS | 0 | 0 | 0 | 0 | 0 | 0
WT_off | 0 | 0 | 0 | 0 | 0 | 0
PseudoUnit | 0 | 0 | 0 | 0 | 0 | 0
FixedInterchange | 0 | 0 | 0 | 0 | 0 | 0
Levelized Retrofit Capital Costs by Reporting Type: SPP_N
ReportingType | 2015 | 2020 | 2025 | 2030 | 2035 | 2040
BM | 0 | 0 | 0 | 0 | 0 | 0
CC | 0 | 0 | 0 | 0 | 0 | 0
CSP | 0 | 0 | 0 | 0 | 0 | 0
CT | 0 | 0 | 0 | 0 | 0 | 0
Coal | 0 | 129.92 | 129.92 | 0 | 0 | 0
Geo | 0 | 0 | 0 | 0 | 0 | 0
H | 0 | 0 | 0 | 0 | 0 | 0
LFG | 0 | 0 | 0 | 0 | 0 | 0
Nuc | 0 | 0 | 0 | 0 | 0 | 0
PS | 0 | 0 | 0 | 0 | 0 | 0
PV | 0 | 0 | 0 | 0 | 0 | 0
PeakG | 0 | 0 | 0 | 0 | 0 | 0
PeakO | 0 | 0 | 0 | 0 | 0 | 0
ST | 0 | 0 | 0 | 0 | 0 | 0
STOG | 0 | 0 | 0 | 0 | 0 | 0
STWD | 0 | 0 | 0 | 0 | 0 | 0
WT | 0 | 0 | 0 | 0 | 0 | 0
IGCC | 0 | 0 | 0 | 0 | 0 | 0
DemandResponse | 0 | 0 | 0 | 0 | 0 | 0
IGCC-CCS | 0 | 0 | 0 | 0 | 0 | 0
WT_off | 0 | 0 | 0 | 0 | 0 | 0
PseudoUnit | 0 | 0 | 0 | 0 | 0 | 0
FixedInterchange | 0 | 0 | 0 | 0 | 0 | 0
Levelized Retrofit Capital Costs by Reporting Type: SPP_S
ReportingType | 2015 | 2020 | 2025 | 2030 | 2035 | 2040
BM | 0 | 0 | 0 | 0 | 0 | 0
CC | 0 | 0 | 0 | 0 | 0 | 0
CSP | 0 | 0 | 0 | 0 | 0 | 0
CT | 0 | 0 | 0 | 0 | 0 | 0
Coal | 0 | 208.53 | 208.53 | 0 | 0 | 0
Geo | 0 | 0 | 0 | 0 | 0 | 0
H | 0 | 0 | 0 | 0 | 0 | 0
LFG | 0 | 0 | 0 | 0 | 0 | 0
Nuc | 0 | 0 | 0 | 0 | 0 | 0
PS | 0 | 0 | 0 | 0 | 0 | 0
PV | 0 | 0 | 0 | 0 | 0 | 0
PeakG | 0 | 0 | 0 | 0 | 0 | 0
PeakO | 0 | 0 | 0 | 0 | 0 | 0
ST | 0 | 0 | 0 | 0 | 0 | 0
STOG | 0 | 0 | 0 | 0 | 0 | 0
STWD | 0 | 0 | 0 | 0 | 0 | 0
WT | 0 | 0 | 0 | 0 | 0 | 0
IGCC | 0 | 0 | 0 | 0 | 0 | 0
DemandResponse | 0 | 0 | 0 | 0 | 0 | 0
IGCC-CCS | 0 | 0 | 0 | 0 | 0 | 0
WT_off | 0 | 0 | 0 | 0 | 0 | 0
PseudoUnit | 0 | 0 | 0 | 0 | 0 | 0
FixedInterchange | 0 | 0 | 0 | 0 | 0 | 0
Levelized Retrofit Capital Costs by Reporting Type: TVA
ReportingType | 2015 | 2020 | 2025 | 2030 | 2035 | 2040
BM | 0 | 0 | 0 | 0 | 0 | 0
CC | 0 | 0 | 0 | 0 | 0 | 0
CSP | 0 | 0 | 0 | 0 | 0 | 0
CT | 0 | 0 | 0 | 0 | 0 | 0
Coal | 0 | 208.28 | 208.28 | 0 | 0 | 0
Geo | 0 | 0 | 0 | 0 | 0 | 0
H | 0 | 0 | 0 | 0 | 0 | 0
LFG | 0 | 0 | 0 | 0 | 0 | 0
Nuc | 0 | 0 | 0 | 0 | 0 | 0
PS | 0 | 0 | 0 | 0 | 0 | 0
PV | 0 | 0 | 0 | 0 | 0 | 0
PeakG | 0 | 0 | 0 | 0 | 0 | 0
PeakO | 0 | 0 | 0 | 0 | 0 | 0
ST | 0 | 0 | 0 | 0 | 0 | 0
STOG | 0 | 0 | 0 | 0 | 0 | 0
STWD | 0 | 0 | 0 | 0 | 0 | 0
WT | 0 | 0 | 0 | 0 | 0 | 0
IGCC | 0 | 0 | 0 | 0 | 0 | 0
DemandResponse | 0 | 0 | 0 | 0 | 0 | 0
IGCC-CCS | 0 | 0 | 0 | 0 | 0 | 0
WT_off | 0 | 0 | 0 | 0 | 0 | 0
PseudoUnit | 0 | 0 | 0 | 0 | 0 | 0
FixedInterchange | 0 | 0 | 0 | 0 | 0 | 0
Levelized Retrofit Capital Costs by Reporting Type: TVA_Transmission
ReportingType | 2015 | 2020 | 2025 | 2030 | 2035 | 2040
BM | 0 | 0 | 0 | 0 | 0 | 0
CC | 0 | 0 | 0 | 0 | 0 | 0
CSP | 0 | 0 | 0 | 0 | 0 | 0
CT | 0 | 0 | 0 | 0 | 0 | 0
Coal | 0 | 0 | 0 | 0 | 0 | 0
Geo | 0 | 0 | 0 | 0 | 0 | 0
H | 0 | 0 | 0 | 0 | 0 | 0
LFG | 0 | 0 | 0 | 0 | 0 | 0
Nuc | 0 | 0 | 0 | 0 | 0 | 0
PS | 0 | 0 | 0 | 0 | 0 | 0
PV | 0 | 0 | 0 | 0 | 0 | 0
PeakG | 0 | 0 | 0 | 0 | 0 | 0
PeakO | 0 | 0 | 0 | 0 | 0 | 0
ST | 0 | 0 | 0 | 0 | 0 | 0
STOG | 0 | 0 | 0 | 0 | 0 | 0
STWD | 0 | 0 | 0 | 0 | 0 | 0
WT | 0 | 0 | 0 | 0 | 0 | 0
IGCC | 0 | 0 | 0 | 0 | 0 | 0
DemandResponse | 0 | 0 | 0 | 0 | 0 | 0
IGCC-CCS | 0 | 0 | 0 | 0 | 0 | 0
WT_off | 0 | 0 | 0 | 0 | 0 | 0
PseudoUnit | 0 | 0 | 0 | 0 | 0 | 0
FixedInterchange | 0 | 0 | 0 | 0 | 0 | 0
Levelized Retrofit Capital Costs by Reporting Type: VACAR
ReportingType | 2015 | 2020 | 2025 | 2030 | 2035 | 2040
BM | 0 | 0 | 0 | 0 | 0 | 0
CC | 0 | 0 | 0 | 0 | 0 | 0
CSP | 0 | 0 | 0 | 0 | 0 | 0
CT | 0 | 0 | 0 | 0 | 0 | 0
Coal | 0 | 108.18 | 108.18 | 0 | 0 | 0
Geo | 0 | 0 | 0 | 0 | 0 | 0
H | 0 | 0 | 0 | 0 | 0 | 0
LFG | 0 | 0 | 0 | 0 | 0 | 0
Nuc | 0 | 0 | 0 | 0 | 0 | 0
PS | 0 | 0 | 0 | 0 | 0 | 0
PV | 0 | 0 | 0 | 0 | 0 | 0
PeakG | 0 | 0 | 0 | 0 | 0 | 0
PeakO | 0 | 0 | 0 | 0 | 0 | 0
ST | 0 | 0 | 0 | 0 | 0 | 0
STOG | 0 | 0 | 0 | 0 | 0 | 0
STWD | 0 | 0 | 0 | 0 | 0 | 0
WT | 0 | 0 | 0 | 0 | 0 | 0
IGCC | 0 | 0 | 0 | 0 | 0 | 0
DemandResponse | 0 | 0 | 0 | 0 | 0 | 0
IGCC-CCS | 0 | 0 | 0 | 0 | 0 | 0
WT_off | 0 | 0 | 0 | 0 | 0 | 0
PseudoUnit | 0 | 0 | 0 | 0 | 0 | 0
FixedInterchange | 0 | 0 | 0 | 0 | 0 | 0
Levelized Retrofit Capital Costs by Reporting Type: IESO
ReportingType | 2015 | 2020 | 2025 | 2030 | 2035 | 2040
BM | 0 | 0 | 0 | 0 | 0 | 0
CC | 0 | 0 | 0 | 0 | 0 | 0
CSP | 0 | 0 | 0 | 0 | 0 | 0
CT | 0 | 0 | 0 | 0 | 0 | 0
Coal | 0 | 0 | 0 | 0 | 0 | 0
Geo | 0 | 0 | 0 | 0 | 0 | 0
H | 0 | 0 | 0 | 0 | 0 | 0
LFG | 0 | 0 | 0 | 0 | 0 | 0
Nuc | 0 | 0 | 0 | 0 | 0 | 0
PS | 0 | 0 | 0 | 0 | 0 | 0
PV | 0 | 0 | 0 | 0 | 0 | 0
PeakG | 0 | 0 | 0 | 0 | 0 | 0
PeakO | 0 | 0 | 0 | 0 | 0 | 0
ST | 0 | 0 | 0 | 0 | 0 | 0
STOG | 0 | 0 | 0 | 0 | 0 | 0
STWD | 0 | 0 | 0 | 0 | 0 | 0
WT | 0 | 0 | 0 | 0 | 0 | 0
IGCC | 0 | 0 | 0 | 0 | 0 | 0
DemandResponse | 0 | 0 | 0 | 0 | 0 | 0
IGCC-CCS | 0 | 0 | 0 | 0 | 0 | 0
WT_off | 0 | 0 | 0 | 0 | 0 | 0
PseudoUnit | 0 | 0 | 0 | 0 | 0 | 0
FixedInterchange | 0 | 0 | 0 | 0 | 0 | 0
Levelized Retrofit Capital Costs by Reporting Type: MAPP_CA
ReportingType | 2015 | 2020 | 2025 | 2030 | 2035 | 2040
BM | 0 | 0 | 0 | 0 | 0 | 0
CC | 0 | 0 | 0 | 0 | 0 | 0
CSP | 0 | 0 | 0 | 0 | 0 | 0
CT | 0 | 0 | 0 | 0 | 0 | 0
Coal | 0 | 0 | 0 | 0 | 0 | 0
Geo | 0 | 0 | 0 | 0 | 0 | 0
H | 0 | 0 | 0 | 0 | 0 | 0
LFG | 0 | 0 | 0 | 0 | 0 | 0
Nuc | 0 | 0 | 0 | 0 | 0 | 0
PS | 0 | 0 | 0 | 0 | 0 | 0
PV | 0 | 0 | 0 | 0 | 0 | 0
PeakG | 0 | 0 | 0 | 0 | 0 | 0
PeakO | 0 | 0 | 0 | 0 | 0 | 0
ST | 0 | 0 | 0 | 0 | 0 | 0
STOG | 0 | 0 | 0 | 0 | 0 | 0
STWD | 0 | 0 | 0 | 0 | 0 | 0
WT | 0 | 0 | 0 | 0 | 0 | 0
IGCC | 0 | 0 | 0 | 0 | 0 | 0
DemandResponse | 0 | 0 | 0 | 0 | 0 | 0
IGCC-CCS | 0 | 0 | 0 | 0 | 0 | 0
WT_off | 0 | 0 | 0 | 0 | 0 | 0
PseudoUnit | 0 | 0 | 0 | 0 | 0 | 0
FixedInterchange | 0 | 0 | 0 | 0 | 0 | 0
Levelized Retrofit Capital Costs by Reporting Type: AZ_NM_SNV_Coal
ReportingType | 2015 | 2020 | 2025 | 2030 | 2035 | 2040
BM | 0 | 0 | 0 | 0 | 0 | 0
CC | 0 | 0 | 0 | 0 | 0 | 0
CSP | 0 | 0 | 0 | 0 | 0 | 0
CT | 0 | 0 | 0 | 0 | 0 | 0
Coal | 49.67 | 122 | 89.07 | 0 | 0 | 0
Geo | 0 | 0 | 0 | 0 | 0 | 0
H | 0 | 0 | 0 | 0 | 0 | 0
LFG | 0 | 0 | 0 | 0 | 0 | 0
Nuc | 0 | 0 | 0 | 0 | 0 | 0
PS | 0 | 0 | 0 | 0 | 0 | 0
PV | 0 | 0 | 0 | 0 | 0 | 0
PeakG | 0 | 0 | 0 | 0 | 0 | 0
PeakO | 0 | 0 | 0 | 0 | 0 | 0
ST | 0 | 0 | 0 | 0 | 0 | 0
STOG | 0 | 0 | 0 | 0 | 0 | 0
STWD | 0 | 0 | 0 | 0 | 0 | 0
WT | 0 | 0 | 0 | 0 | 0 | 0
IGCC | 0 | 0 | 0 | 0 | 0 | 0
DemandResponse | 0 | 0 | 0 | 0 | 0 | 0
IGCC-CCS | 0 | 0 | 0 | 0 | 0 | 0
WT_off | 0 | 0 | 0 | 0 | 0 | 0
PseudoUnit | 0 | 0 | 0 | 0 | 0 | 0
FixedInterchange | 0 | 0 | 0 | 0 | 0 | 0
Levelized Retrofit Capital Costs by Reporting Type: AZ_NM_SNV_Gas
ReportingType | 2015 | 2020 | 2025 | 2030 | 2035 | 2040
BM | 0 | 0 | 0 | 0 | 0 | 0
CC | 0 | 0 | 0 | 0 | 0 | 0
CSP | 0 | 0 | 0 | 0 | 0 | 0
CT | 0 | 0 | 0 | 0 | 0 | 0
Coal | 0 | 0 | 0 | 0 | 0 | 0
Geo | 0 | 0 | 0 | 0 | 0 | 0
H | 0 | 0 | 0 | 0 | 0 | 0
LFG | 0 | 0 | 0 | 0 | 0 | 0
Nuc | 0 | 0 | 0 | 0 | 0 | 0
PS | 0 | 0 | 0 | 0 | 0 | 0
PV | 0 | 0 | 0 | 0 | 0 | 0
PeakG | 0 | 0 | 0 | 0 | 0 | 0
PeakO | 0 | 0 | 0 | 0 | 0 | 0
ST | 0 | 0 | 0 | 0 | 0 | 0
STOG | 0 | 0 | 0 | 0 | 0 | 0
STWD | 0 | 0 | 0 | 0 | 0 | 0
WT | 0 | 0 | 0 | 0 | 0 | 0
IGCC | 0 | 0 | 0 | 0 | 0 | 0
DemandResponse | 0 | 0 | 0 | 0 | 0 | 0
IGCC-CCS | 0 | 0 | 0 | 0 | 0 | 0
WT_off | 0 | 0 | 0 | 0 | 0 | 0
PseudoUnit | 0 | 0 | 0 | 0 | 0 | 0
FixedInterchange | 0 | 0 | 0 | 0 | 0 | 0
Levelized Retrofit Capital Costs by Reporting Type: AZ_NM_SNV_NucRenew
ReportingType | 2015 | 2020 | 2025 | 2030 | 2035 | 2040
BM | 0 | 0 | 0 | 0 | 0 | 0
CC | 0 | 0 | 0 | 0 | 0 | 0
CSP | 0 | 0 | 0 | 0 | 0 | 0
CT | 0 | 0 | 0 | 0 | 0 | 0
Coal | 0 | 0 | 0 | 0 | 0 | 0
Geo | 0 | 0 | 0 | 0 | 0 | 0
H | 0 | 0 | 0 | 0 | 0 | 0
LFG | 0 | 0 | 0 | 0 | 0 | 0
Nuc | 0 | 0 | 0 | 0 | 0 | 0
PS | 0 | 0 | 0 | 0 | 0 | 0
PV | 0 | 0 | 0 | 0 | 0 | 0
PeakG | 0 | 0 | 0 | 0 | 0 | 0
PeakO | 0 | 0 | 0 | 0 | 0 | 0
ST | 0 | 0 | 0 | 0 | 0 | 0
STOG | 0 | 0 | 0 | 0 | 0 | 0
STWD | 0 | 0 | 0 | 0 | 0 | 0
WT | 0 | 0 | 0 | 0 | 0 | 0
IGCC | 0 | 0 | 0 | 0 | 0 | 0
DemandResponse | 0 | 0 | 0 | 0 | 0 | 0
IGCC-CCS | 0 | 0 | 0 | 0 | 0 | 0
WT_off | 0 | 0 | 0 | 0 | 0 | 0
PseudoUnit | 0 | 0 | 0 | 0 | 0 | 0
FixedInterchange | 0 | 0 | 0 | 0 | 0 | 0
Levelized Retrofit Capital Costs by Reporting Type: ERCOT
ReportingType | 2015 | 2020 | 2025 | 2030 | 2035 | 2040
BM | 0 | 0 | 0 | 0 | 0 | 0
CC | 0 | 0 | 0 | 0 | 0 | 0
CSP | 0 | 0 | 0 | 0 | 0 | 0
CT | 0 | 0 | 0 | 0 | 0 | 0
Coal | 82.51 | 259.08 | 259.08 | 0 | 0 | 0
Geo | 0 | 0 | 0 | 0 | 0 | 0
H | 0 | 0 | 0 | 0 | 0 | 0
LFG | 0 | 0 | 0 | 0 | 0 | 0
Nuc | 0 | 0 | 0 | 0 | 0 | 0
PS | 0 | 0 | 0 | 0 | 0 | 0
PV | 0 | 0 | 0 | 0 | 0 | 0
PeakG | 0 | 0 | 0 | 0 | 0 | 0
PeakO | 0 | 0 | 0 | 0 | 0 | 0
ST | 0 | 0 | 0 | 0 | 0 | 0
STOG | 0 | 0 | 0 | 0 | 0 | 0
STWD | 0 | 0 | 0 | 0 | 0 | 0
WT | 0 | 0 | 0 | 0 | 0 | 0
IGCC | 0 | 0 | 0 | 0 | 0 | 0
DemandResponse | 0 | 0 | 0 | 0 | 0 | 0
IGCC-CCS | 0 | 0 | 0 | 0 | 0 | 0
WT_off | 0 | 0 | 0 | 0 | 0 | 0
PseudoUnit | 0 | 0 | 0 | 0 | 0 | 0
FixedInterchange | 0 | 0 | 0 | 0 | 0 | 0
Levelized Retrofit Capital Costs by Reporting Type: NP15
ReportingType | 2015 | 2020 | 2025 | 2030 | 2035 | 2040
BM | 0 | 0 | 0 | 0 | 0 | 0
CC | 0 | 0 | 0 | 0 | 0 | 0
CSP | 0 | 0 | 0 | 0 | 0 | 0
CT | 0 | 0 | 0 | 0 | 0 | 0
Coal | 0 | 0 | 0 | 0 | 0 | 0
Geo | 0 | 0 | 0 | 0 | 0 | 0
H | 0 | 0 | 0 | 0 | 0 | 0
LFG | 0 | 0 | 0 | 0 | 0 | 0
Nuc | 0 | 0 | 0 | 0 | 0 | 0
PS | 0 | 0 | 0 | 0 | 0 | 0
PV | 0 | 0 | 0 | 0 | 0 | 0
PeakG | 0 | 0 | 0 | 0 | 0 | 0
PeakO | 0 | 0 | 0 | 0 | 0 | 0
ST | 0 | 0 | 0 | 0 | 0 | 0
STOG | 0 | 0 | 0 | 0 | 0 | 0
STWD | 0 | 0 | 0 | 0 | 0 | 0
WT | 0 | 0 | 0 | 0 | 0 | 0
IGCC | 0 | 0 | 0 | 0 | 0 | 0
DemandResponse | 0 | 0 | 0 | 0 | 0 | 0
IGCC-CCS | 0 | 0 | 0 | 0 | 0 | 0
WT_off | 0 | 0 | 0 | 0 | 0 | 0
PseudoUnit | 0 | 0 | 0 | 0 | 0 | 0
FixedInterchange | 0 | 0 | 0 | 0 | 0 | 0
Levelized Retrofit Capital Costs by Reporting Type: NWPP_Coal
ReportingType | 2015 | 2020 | 2025 | 2030 | 2035 | 2040
BM | 0 | 0 | 0 | 0 | 0 | 0
CC | 0 | 0 | 0 | 0 | 0 | 0
CSP | 0 | 0 | 0 | 0 | 0 | 0
CT | 0 | 0 | 0 | 0 | 0 | 0
Coal | 0 | 173.87 | 173.87 | 0 | 0 | 0
Geo | 0 | 0 | 0 | 0 | 0 | 0
H | 0 | 0 | 0 | 0 | 0 | 0
LFG | 0 | 0 | 0 | 0 | 0 | 0
Nuc | 0 | 0 | 0 | 0 | 0 | 0
PS | 0 | 0 | 0 | 0 | 0 | 0
PV | 0 | 0 | 0 | 0 | 0 | 0
PeakG | 0 | 0 | 0 | 0 | 0 | 0
PeakO | 0 | 0 | 0 | 0 | 0 | 0
ST | 0 | 0 | 0 | 0 | 0 | 0
STOG | 0 | 0 | 0 | 0 | 0 | 0
STWD | 0 | 0 | 0 | 0 | 0 | 0
WT | 0 | 0 | 0 | 0 | 0 | 0
IGCC | 0 | 0 | 0 | 0 | 0 | 0
DemandResponse | 0 | 0 | 0 | 0 | 0 | 0
IGCC-CCS | 0 | 0 | 0 | 0 | 0 | 0
WT_off | 0 | 0 | 0 | 0 | 0 | 0
PseudoUnit | 0 | 0 | 0 | 0 | 0 | 0
FixedInterchange | 0 | 0 | 0 | 0 | 0 | 0
Levelized Retrofit Capital Costs by Reporting Type: NWPP_Gas
ReportingType | 2015 | 2020 | 2025 | 2030 | 2035 | 2040
BM | 0 | 0 | 0 | 0 | 0 | 0
CC | 0 | 0 | 0 | 0 | 0 | 0
CSP | 0 | 0 | 0 | 0 | 0 | 0
CT | 0 | 0 | 0 | 0 | 0 | 0
Coal | 0 | 0 | 0 | 0 | 0 | 0
Geo | 0 | 0 | 0 | 0 | 0 | 0
H | 0 | 0 | 0 | 0 | 0 | 0
LFG | 0 | 0 | 0 | 0 | 0 | 0
Nuc | 0 | 0 | 0 | 0 | 0 | 0
PS | 0 | 0 | 0 | 0 | 0 | 0
PV | 0 | 0 | 0 | 0 | 0 | 0
PeakG | 0 | 0 | 0 | 0 | 0 | 0
PeakO | 0 | 0 | 0 | 0 | 0 | 0
ST | 0 | 0 | 0 | 0 | 0 | 0
STOG | 0 | 0 | 0 | 0 | 0 | 0
STWD | 0 | 0 | 0 | 0 | 0 | 0
WT | 0 | 0 | 0 | 0 | 0 | 0
IGCC | 0 | 0 | 0 | 0 | 0 | 0
DemandResponse | 0 | 0 | 0 | 0 | 0 | 0
IGCC-CCS | 0 | 0 | 0 | 0 | 0 | 0
WT_off | 0 | 0 | 0 | 0 | 0 | 0
PseudoUnit | 0 | 0 | 0 | 0 | 0 | 0
FixedInterchange | 0 | 0 | 0 | 0 | 0 | 0
Levelized Retrofit Capital Costs by Reporting Type: NWPP_NucRenew
ReportingType | 2015 | 2020 | 2025 | 2030 | 2035 | 2040
BM | 0 | 0 | 0 | 0 | 0 | 0
CC | 0 | 0 | 0 | 0 | 0 | 0
CSP | 0 | 0 | 0 | 0 | 0 | 0
CT | 0 | 0 | 0 | 0 | 0 | 0
Coal | 0 | 0 | 0 | 0 | 0 | 0
Geo | 0 | 0 | 0 | 0 | 0 | 0
H | 0 | 0 | 0 | 0 | 0 | 0
LFG | 0 | 0 | 0 | 0 | 0 | 0
Nuc | 0 | 0 | 0 | 0 | 0 | 0
PS | 0 | 0 | 0 | 0 | 0 | 0
PV | 0 | 0 | 0 | 0 | 0 | 0
PeakG | 0 | 0 | 0 | 0 | 0 | 0
PeakO | 0 | 0 | 0 | 0 | 0 | 0
ST | 0 | 0 | 0 | 0 | 0 | 0
STOG | 0 | 0 | 0 | 0 | 0 | 0
STWD | 0 | 0 | 0 | 0 | 0 | 0
WT | 0 | 0 | 0 | 0 | 0 | 0
IGCC | 0 | 0 | 0 | 0 | 0 | 0
DemandResponse | 0 | 0 | 0 | 0 | 0 | 0
IGCC-CCS | 0 | 0 | 0 | 0 | 0 | 0
WT_off | 0 | 0 | 0 | 0 | 0 | 0
PseudoUnit | 0 | 0 | 0 | 0 | 0 | 0
FixedInterchange | 0 | 0 | 0 | 0 | 0 | 0
Levelized Retrofit Capital Costs by Reporting Type: RMPA
ReportingType | 2015 | 2020 | 2025 | 2030 | 2035 | 2040
BM | 0 | 0 | 0 | 0 | 0 | 0
CC | 0 | 0 | 0 | 0 | 0 | 0
CSP | 0 | 0 | 0 | 0 | 0 | 0
CT | 0 | 0 | 0 | 0 | 0 | 0
Coal | 29.1 | 91.53 | 91.53 | 0 | 0 | 0
Geo | 0 | 0 | 0 | 0 | 0 | 0
H | 0 | 0 | 0 | 0 | 0 | 0
LFG | 0 | 0 | 0 | 0 | 0 | 0
Nuc | 0 | 0 | 0 | 0 | 0 | 0
PS | 0 | 0 | 0 | 0 | 0 | 0
PV | 0 | 0 | 0 | 0 | 0 | 0
PeakG | 0 | 0 | 0 | 0 | 0 | 0
PeakO | 0 | 0 | 0 | 0 | 0 | 0
ST | 0 | 0 | 0 | 0 | 0 | 0
STOG | 0 | 0 | 0 | 0 | 0 | 0
STWD | 0 | 0 | 0 | 0 | 0 | 0
WT | 0 | 0 | 0 | 0 | 0 | 0
IGCC | 0 | 0 | 0 | 0 | 0 | 0
DemandResponse | 0 | 0 | 0 | 0 | 0 | 0
IGCC-CCS | 0 | 0 | 0 | 0 | 0 | 0
WT_off | 0 | 0 | 0 | 0 | 0 | 0
PseudoUnit | 0 | 0 | 0 | 0 | 0 | 0
FixedInterchange | 0 | 0 | 0 | 0 | 0 | 0
Levelized Retrofit Capital Costs by Reporting Type: SP15
ReportingType | 2015 | 2020 | 2025 | 2030 | 2035 | 2040
BM | 0 | 0 | 0 | 0 | 0 | 0
CC | 0 | 0 | 0 | 0 | 0 | 0
CSP | 0 | 0 | 0 | 0 | 0 | 0
CT | 0 | 0 | 0 | 0 | 0 | 0
Coal | 0 | 2.92 | 2.92 | 0 | 0 | 0
Geo | 0 | 0 | 0 | 0 | 0 | 0
H | 0 | 0 | 0 | 0 | 0 | 0
LFG | 0 | 0 | 0 | 0 | 0 | 0
Nuc | 0 | 0 | 0 | 0 | 0 | 0
PS | 0 | 0 | 0 | 0 | 0 | 0
PV | 0 | 0 | 0 | 0 | 0 | 0
PeakG | 0 | 0 | 0 | 0 | 0 | 0
PeakO | 0 | 0 | 0 | 0 | 0 | 0
ST | 0 | 0 | 0 | 0 | 0 | 0
STOG | 0 | 0 | 0 | 0 | 0 | 0
STWD | 0 | 0 | 0 | 0 | 0 | 0
WT | 0 | 0 | 0 | 0 | 0 | 0
IGCC | 0 | 0 | 0 | 0 | 0 | 0
DemandResponse | 0 | 0 | 0 | 0 | 0 | 0
IGCC-CCS | 0 | 0 | 0 | 0 | 0 | 0
WT_off | 0 | 0 | 0 | 0 | 0 | 0
PseudoUnit | 0 | 0 | 0 | 0 | 0 | 0
FixedInterchange | 0 | 0 | 0 | 0 | 0 | 0
Levelized Retrofit Capital Costs by Reporting Type: ALB
ReportingType | 2015 | 2020 | 2025 | 2030 | 2035 | 2040
BM | 0 | 0 | 0 | 0 | 0 | 0
CC | 0 | 0 | 0 | 0 | 0 | 0
CSP | 0 | 0 | 0 | 0 | 0 | 0
CT | 0 | 0 | 0 | 0 | 0 | 0
Coal | 0 | 0 | 0 | 0 | 0 | 0
Geo | 0 | 0 | 0 | 0 | 0 | 0
H | 0 | 0 | 0 | 0 | 0 | 0
LFG | 0 | 0 | 0 | 0 | 0 | 0
Nuc | 0 | 0 | 0 | 0 | 0 | 0
PS | 0 | 0 | 0 | 0 | 0 | 0
PV | 0 | 0 | 0 | 0 | 0 | 0
PeakG | 0 | 0 | 0 | 0 | 0 | 0
PeakO | 0 | 0 | 0 | 0 | 0 | 0
ST | 0 | 0 | 0 | 0 | 0 | 0
STOG | 0 | 0 | 0 | 0 | 0 | 0
STWD | 0 | 0 | 0 | 0 | 0 | 0
WT | 0 | 0 | 0 | 0 | 0 | 0
IGCC | 0 | 0 | 0 | 0 | 0 | 0
DemandResponse | 0 | 0 | 0 | 0 | 0 | 0
IGCC-CCS | 0 | 0 | 0 | 0 | 0 | 0
WT_off | 0 | 0 | 0 | 0 | 0 | 0
PseudoUnit | 0 | 0 | 0 | 0 | 0 | 0
FixedInterchange | 0 | 0 | 0 | 0 | 0 | 0
Levelized Retrofit Capital Costs by Reporting Type: BC
ReportingType | 2015 | 2020 | 2025 | 2030 | 2035 | 2040
BM | 0 | 0 | 0 | 0 | 0 | 0
CC | 0 | 0 | 0 | 0 | 0 | 0
CSP | 0 | 0 | 0 | 0 | 0 | 0
CT | 0 | 0 | 0 | 0 | 0 | 0
Coal | 0 | 0 | 0 | 0 | 0 | 0
Geo | 0 | 0 | 0 | 0 | 0 | 0
H | 0 | 0 | 0 | 0 | 0 | 0
LFG | 0 | 0 | 0 | 0 | 0 | 0
Nuc | 0 | 0 | 0 | 0 | 0 | 0
PS | 0 | 0 | 0 | 0 | 0 | 0
PV | 0 | 0 | 0 | 0 | 0 | 0
PeakG | 0 | 0 | 0 | 0 | 0 | 0
PeakO | 0 | 0 | 0 | 0 | 0 | 0
ST | 0 | 0 | 0 | 0 | 0 | 0
STOG | 0 | 0 | 0 | 0 | 0 | 0
STWD | 0 | 0 | 0 | 0 | 0 | 0
WT | 0 | 0 | 0 | 0 | 0 | 0
IGCC | 0 | 0 | 0 | 0 | 0 | 0
DemandResponse | 0 | 0 | 0 | 0 | 0 | 0
IGCC-CCS | 0 | 0 | 0 | 0 | 0 | 0
WT_off | 0 | 0 | 0 | 0 | 0 | 0
PseudoUnit | 0 | 0 | 0 | 0 | 0 | 0
FixedInterchange | 0 | 0 | 0 | 0 | 0 | 0
Levelized Retrofit Capital Costs by Reporting Type: HQ_IESO
ReportingType | 2015 | 2020 | 2025 | 2030 | 2035 | 2040
BM | 0 | 0 | 0 | 0 | 0 | 0
CC | 0 | 0 | 0 | 0 | 0 | 0
CSP | 0 | 0 | 0 | 0 | 0 | 0
CT | 0 | 0 | 0 | 0 | 0 | 0
Coal | 0 | 0 | 0 | 0 | 0 | 0
Geo | 0 | 0 | 0 | 0 | 0 | 0
H | 0 | 0 | 0 | 0 | 0 | 0
LFG | 0 | 0 | 0 | 0 | 0 | 0
Nuc | 0 | 0 | 0 | 0 | 0 | 0
PS | 0 | 0 | 0 | 0 | 0 | 0
PV | 0 | 0 | 0 | 0 | 0 | 0
PeakG | 0 | 0 | 0 | 0 | 0 | 0
PeakO | 0 | 0 | 0 | 0 | 0 | 0
ST | 0 | 0 | 0 | 0 | 0 | 0
STOG | 0 | 0 | 0 | 0 | 0 | 0
STWD | 0 | 0 | 0 | 0 | 0 | 0
WT | 0 | 0 | 0 | 0 | 0 | 0
IGCC | 0 | 0 | 0 | 0 | 0 | 0
DemandResponse | 0 | 0 | 0 | 0 | 0 | 0
IGCC-CCS | 0 | 0 | 0 | 0 | 0 | 0
WT_off | 0 | 0 | 0 | 0 | 0 | 0
PseudoUnit | 0 | 0 | 0 | 0 | 0 | 0
FixedInterchange | 0 | 0 | 0 | 0 | 0 | 0
Levelized Retrofit Capital Costs by Reporting Type: HQ_NEISO
ReportingType | 2015 | 2020 | 2025 | 2030 | 2035 | 2040
BM | 0 | 0 | 0 | 0 | 0 | 0
CC | 0 | 0 | 0 | 0 | 0 | 0
CSP | 0 | 0 | 0 | 0 | 0 | 0
CT | 0 | 0 | 0 | 0 | 0 | 0
Coal | 0 | 0 | 0 | 0 | 0 | 0
Geo | 0 | 0 | 0 | 0 | 0 | 0
H | 0 | 0 | 0 | 0 | 0 | 0
LFG | 0 | 0 | 0 | 0 | 0 | 0
Nuc | 0 | 0 | 0 | 0 | 0 | 0
PS | 0 | 0 | 0 | 0 | 0 | 0
PV | 0 | 0 | 0 | 0 | 0 | 0
PeakG | 0 | 0 | 0 | 0 | 0 | 0
PeakO | 0 | 0 | 0 | 0 | 0 | 0
ST | 0 | 0 | 0 | 0 | 0 | 0
STOG | 0 | 0 | 0 | 0 | 0 | 0
STWD | 0 | 0 | 0 | 0 | 0 | 0
WT | 0 | 0 | 0 | 0 | 0 | 0
IGCC | 0 | 0 | 0 | 0 | 0 | 0
DemandResponse | 0 | 0 | 0 | 0 | 0 | 0
IGCC-CCS | 0 | 0 | 0 | 0 | 0 | 0
WT_off | 0 | 0 | 0 | 0 | 0 | 0
PseudoUnit | 0 | 0 | 0 | 0 | 0 | 0
FixedInterchange | 0 | 0 | 0 | 0 | 0 | 0
Levelized Retrofit Capital Costs by Reporting Type: HQ_NY
ReportingType | 2015 | 2020 | 2025 | 2030 | 2035 | 2040
BM | 0 | 0 | 0 | 0 | 0 | 0
CC | 0 | 0 | 0 | 0 | 0 | 0
CSP | 0 | 0 | 0 | 0 | 0 | 0
CT | 0 | 0 | 0 | 0 | 0 | 0
Coal | 0 | 0 | 0 | 0 | 0 | 0
Geo | 0 | 0 | 0 | 0 | 0 | 0
H | 0 | 0 | 0 | 0 | 0 | 0
LFG | 0 | 0 | 0 | 0 | 0 | 0
Nuc | 0 | 0 | 0 | 0 | 0 | 0
PS | 0 | 0 | 0 | 0 | 0 | 0
PV | 0 | 0 | 0 | 0 | 0 | 0
PeakG | 0 | 0 | 0 | 0 | 0 | 0
PeakO | 0 | 0 | 0 | 0 | 0 | 0
ST | 0 | 0 | 0 | 0 | 0 | 0
STOG | 0 | 0 | 0 | 0 | 0 | 0
STWD | 0 | 0 | 0 | 0 | 0 | 0
WT | 0 | 0 | 0 | 0 | 0 | 0
IGCC | 0 | 0 | 0 | 0 | 0 | 0
DemandResponse | 0 | 0 | 0 | 0 | 0 | 0
IGCC-CCS | 0 | 0 | 0 | 0 | 0 | 0
WT_off | 0 | 0 | 0 | 0 | 0 | 0
PseudoUnit | 0 | 0 | 0 | 0 | 0 | 0
FixedInterchange | 0 | 0 | 0 | 0 | 0 | 0
Levelized Retrofit Capital Costs by Reporting Type: MARITIMES
ReportingType | 2015 | 2020 | 2025 | 2030 | 2035 | 2040
BM | 0 | 0 | 0 | 0 | 0 | 0
CC | 0 | 0 | 0 | 0 | 0 | 0
CSP | 0 | 0 | 0 | 0 | 0 | 0
CT | 0 | 0 | 0 | 0 | 0 | 0
Coal | 0 | 0 | 0 | 0 | 0 | 0
Geo | 0 | 0 | 0 | 0 | 0 | 0
H | 0 | 0 | 0 | 0 | 0 | 0
LFG | 0 | 0 | 0 | 0 | 0 | 0
Nuc | 0 | 0 | 0 | 0 | 0 | 0
PS | 0 | 0 | 0 | 0 | 0 | 0
PV | 0 | 0 | 0 | 0 | 0 | 0
PeakG | 0 | 0 | 0 | 0 | 0 | 0
PeakO | 0 | 0 | 0 | 0 | 0 | 0
ST | 0 | 0 | 0 | 0 | 0 | 0
STOG | 0 | 0 | 0 | 0 | 0 | 0
STWD | 0 | 0 | 0 | 0 | 0 | 0
WT | 0 | 0 | 0 | 0 | 0 | 0
IGCC | 0 | 0 | 0 | 0 | 0 | 0
DemandResponse | 0 | 0 | 0 | 0 | 0 | 0
IGCC-CCS | 0 | 0 | 0 | 0 | 0 | 0
WT_off | 0 | 0 | 0 | 0 | 0 | 0
PseudoUnit | 0 | 0 | 0 | 0 | 0 | 0
FixedInterchange | 0 | 0 | 0 | 0 | 0 | 0
Levelized Retrofit Capital Costs by Reporting Type: All
ReportingType | 2015 | 2020 | 2025 | 2030 | 2035 | 2040
BM | 0 | 0 | 0 | 0 | 0 | 0
CC | 0 | 0 | 0 | 0 | 0 | 0
CSP | 0 | 0 | 0 | 0 | 0 | 0
CT | 0 | 0 | 0 | 0 | 0 | 0
Coal | 1184.41 | 5029.95 | 4196.28 | 0 | 0 | 0
Geo | 0 | 0 | 0 | 0 | 0 | 0
H | 0 | 0 | 0 | 0 | 0 | 0
LFG | 0 | 0 | 0 | 0 | 0 | 0
Nuc | 0 | 0 | 0 | 0 | 0 | 0
PS | 0 | 0 | 0 | 0 | 0 | 0
PV | 0 | 0 | 0 | 0 | 0 | 0
PeakG | 0 | 0 | 0 | 0 | 0 | 0
PeakO | 0 | 0 | 0 | 0 | 0 | 0
ST | 0 | 0 | 0 | 0 | 0 | 0
STOG | 0 | 0 | 0 | 0 | 0 | 0
STWD | 0 | 0 | 0 | 0 | 0 | 0
WT | 0 | 0 | 0 | 0 | 0 | 0
IGCC | 0 | 0 | 0 | 0 | 0 | 0
DemandResponse | 0 | 0 | 0 | 0 | 0 | 0
IGCC-CCS | 0 | 0 | 0 | 0 | 0 | 0
WT_off | 0 | 0 | 0 | 0 | 0 | 0
PseudoUnit | 0 | 0 | 0 | 0 | 0 | 0
FixedInterchange | 0 | 0 | 0 | 0 | 0 | 0
Levelized Retrofit Capital Costs by Reporting Type: EI_US
ReportingType | 2015 | 2020 | 2025 | 2030 | 2035 | 2040
BM | 0 | 0 | 0 | 0 | 0 | 0
CC | 0 | 0 | 0 | 0 | 0 | 0
CSP | 0 | 0 | 0 | 0 | 0 | 0
CT | 0 | 0 | 0 | 0 | 0 | 0
Coal | 1023.13 | 4380.55 | 3579.81 | 0 | 0 | 0
Geo | 0 | 0 | 0 | 0 | 0 | 0
H | 0 | 0 | 0 | 0 | 0 | 0
LFG | 0 | 0 | 0 | 0 | 0 | 0
Nuc | 0 | 0 | 0 | 0 | 0 | 0
PS | 0 | 0 | 0 | 0 | 0 | 0
PV | 0 | 0 | 0 | 0 | 0 | 0
PeakG | 0 | 0 | 0 | 0 | 0 | 0
PeakO | 0 | 0 | 0 | 0 | 0 | 0
ST | 0 | 0 | 0 | 0 | 0 | 0
STOG | 0 | 0 | 0 | 0 | 0 | 0
STWD | 0 | 0 | 0 | 0 | 0 | 0
WT | 0 | 0 | 0 | 0 | 0 | 0
IGCC | 0 | 0 | 0 | 0 | 0 | 0
DemandResponse | 0 | 0 | 0 | 0 | 0 | 0
IGCC-CCS | 0 | 0 | 0 | 0 | 0 | 0
WT_off | 0 | 0 | 0 | 0 | 0 | 0
PseudoUnit | 0 | 0 | 0 | 0 | 0 | 0
FixedInterchange | 0 | 0 | 0 | 0 | 0 | 0
Levelized Retrofit Capital Costs by Reporting Type: EI_Canada
ReportingType | 2015 | 2020 | 2025 | 2030 | 2035 | 2040
BM | 0 | 0 | 0 | 0 | 0 | 0
CC | 0 | 0 | 0 | 0 | 0 | 0
CSP | 0 | 0 | 0 | 0 | 0 | 0
CT | 0 | 0 | 0 | 0 | 0 | 0
Coal | 0 | 0 | 0 | 0 | 0 | 0
Geo | 0 | 0 | 0 | 0 | 0 | 0
H | 0 | 0 | 0 | 0 | 0 | 0
LFG | 0 | 0 | 0 | 0 | 0 | 0
Nuc | 0 | 0 | 0 | 0 | 0 | 0
PS | 0 | 0 | 0 | 0 | 0 | 0
PV | 0 | 0 | 0 | 0 | 0 | 0
PeakG | 0 | 0 | 0 | 0 | 0 | 0
PeakO | 0 | 0 | 0 | 0 | 0 | 0
ST | 0 | 0 | 0 | 0 | 0 | 0
STOG | 0 | 0 | 0 | 0 | 0 | 0
STWD | 0 | 0 | 0 | 0 | 0 | 0
WT | 0 | 0 | 0 | 0 | 0 | 0
IGCC | 0 | 0 | 0 | 0 | 0 | 0
DemandResponse | 0 | 0 | 0 | 0 | 0 | 0
IGCC-CCS | 0 | 0 | 0 | 0 | 0 | 0
WT_off | 0 | 0 | 0 | 0 | 0 | 0
PseudoUnit | 0 | 0 | 0 | 0 | 0 | 0
FixedInterchange | 0 | 0 | 0 | 0 | 0 | 0
Levelized Retrofit Capital Costs by Reporting Type: EI
ReportingType | 2015 | 2020 | 2025 | 2030 | 2035 | 2040
BM | 0 | 0 | 0 | 0 | 0 | 0
CC | 0 | 0 | 0 | 0 | 0 | 0
CSP | 0 | 0 | 0 | 0 | 0 | 0
CT | 0 | 0 | 0 | 0 | 0 | 0
Coal | 1023.13 | 4380.55 | 3579.81 | 0 | 0 | 0
Geo | 0 | 0 | 0 | 0 | 0 | 0
H | 0 | 0 | 0 | 0 | 0 | 0
LFG | 0 | 0 | 0 | 0 | 0 | 0
Nuc | 0 | 0 | 0 | 0 | 0 | 0
PS | 0 | 0 | 0 | 0 | 0 | 0
PV | 0 | 0 | 0 | 0 | 0 | 0
PeakG | 0 | 0 | 0 | 0 | 0 | 0
PeakO | 0 | 0 | 0 | 0 | 0 | 0
ST | 0 | 0 | 0 | 0 | 0 | 0
STOG | 0 | 0 | 0 | 0 | 0 | 0
STWD | 0 | 0 | 0 | 0 | 0 | 0
WT | 0 | 0 | 0 | 0 | 0 | 0
IGCC | 0 | 0 | 0 | 0 | 0 | 0
DemandResponse | 0 | 0 | 0 | 0 | 0 | 0
IGCC-CCS | 0 | 0 | 0 | 0 | 0 | 0
WT_off | 0 | 0 | 0 | 0 | 0 | 0
PseudoUnit | 0 | 0 | 0 | 0 | 0 | 0
FixedInterchange | 0 | 0 | 0 | 0 | 0 | 0
Levelized Retrofit Capital Costs by Reporting Type: Outside_EI
ReportingType | 2015 | 2020 | 2025 | 2030 | 2035 | 2040
BM | 0 | 0 | 0 | 0 | 0 | 0
CC | 0 | 0 | 0 | 0 | 0 | 0
CSP | 0 | 0 | 0 | 0 | 0 | 0
CT | 0 | 0 | 0 | 0 | 0 | 0
Coal | 161.28 | 649.4 | 616.47 | 0 | 0 | 0
Geo | 0 | 0 | 0 | 0 | 0 | 0
H | 0 | 0 | 0 | 0 | 0 | 0
LFG | 0 | 0 | 0 | 0 | 0 | 0
Nuc | 0 | 0 | 0 | 0 | 0 | 0
PS | 0 | 0 | 0 | 0 | 0 | 0
PV | 0 | 0 | 0 | 0 | 0 | 0
PeakG | 0 | 0 | 0 | 0 | 0 | 0
PeakO | 0 | 0 | 0 | 0 | 0 | 0
ST | 0 | 0 | 0 | 0 | 0 | 0
STOG | 0 | 0 | 0 | 0 | 0 | 0
STWD | 0 | 0 | 0 | 0 | 0 | 0
WT | 0 | 0 | 0 | 0 | 0 | 0
IGCC | 0 | 0 | 0 | 0 | 0 | 0
DemandResponse | 0 | 0 | 0 | 0 | 0 | 0
IGCC-CCS | 0 | 0 | 0 | 0 | 0 | 0
WT_off | 0 | 0 | 0 | 0 | 0 | 0
PseudoUnit | 0 | 0 | 0 | 0 | 0 | 0
FixedInterchange | 0 | 0 | 0 | 0 | 0 | 0
#14 | Total Costs ($million)
Total Costs by Reporting Type: Entergy
ReportingType | 2015 | 2020 | 2025 | 2030 | 2035 | 2040
BM | 0 | 0 | 0 | 0 | 0 | 0
CC | 2890.14 | 3734.7 | 3480.96 | 3599.74 | 4289.23 | 5247.19
CSP | 0 | 0 | 0 | 0 | 0 | 0
CT | 0 | 0 | 0 | 0 | 0 | 0
Coal | 2427.81 | 2882.16 | 3038.85 | 2775.68 | 2962.56 | 3222.34
Geo | 0 | 0 | 0 | 0 | 0 | 0
H | 10.6 | 10.6 | 10.6 | 10.6 | 10.6 | 10.6
LFG | 0.97 | 0.97 | 0.97 | 43.07 | 43.07 | 43.07
Nuc | 1262.64 | 1285.77 | 1294.03 | 1301.93 | 1099.75 | 1464.17
PS | 1.4 | 1.4 | 1.4 | 1.4 | 1.4 | 1.4
PV | 0.15 | 31.24 | 47.08 | 48.91 | 50.77 | 22.3
PeakG | 47.54 | 69.98 | 49.9 | 63.1 | 67 | 67
PeakO | 4.42 | 5.87 | 5.08 | 5.22 | 5.22 | 5.22
ST | 0 | 0 | 0 | 0 | 0 | 0
STOG | 251.26 | 297.11 | 228.67 | 212.72 | 245.06 | 257.36
STWD | 133.66 | 15.75 | 13.83 | 13.83 | 14.05 | 14.05
WT | 3.67 | 3.67 | 3.67 | 3.67 | 3.67 | 3.67
IGCC | 0 | 0 | 0 | 0 | 0 | 0
DemandResponse | 0 | 0 | 0 | 0 | 0 | 0
IGCC-CCS | 0 | 0 | 0 | 0 | 0 | 0
WT_off | 0 | 0 | 0 | 0 | 0 | 0
PseudoUnit | 0 | 0 | 0 | 0 | 0 | 0
FixedInterchange | 0 | 0 | 0 | 0 | 0 | 0
Total Costs by Reporting Type: FRCC
ReportingType | 2015 | 2020 | 2025 | 2030 | 2035 | 2040
BM | 0 | 392.02 | 2239.41 | 2239.41 | 2239.41 | 2239.41
CC | 7396.64 | 8755.22 | 8966.9 | 9848.19 | 14710.88 | 18342.47
CSP | 0 | 0 | 0 | 0 | 0 | 0
CT | 281.35 | 286.74 | 289.17 | 253.67 | 76.46 | 51.55
Coal | 3001.99 | 3008.9 | 3099.86 | 3129.87 | 3260.11 | 3336.26
Geo | 0 | 0 | 0 | 0 | 0 | 0
H | 0.78 | 0.78 | 10.41 | 10.41 | 10.41 | 10.41
LFG | 58.68 | 138.1 | 138.1 | 138.1 | 138.1 | 82.77
Nuc | 960.37 | 1000.19 | 984.15 | 990.13 | 1182.7 | 448.91
PS | 0 | 0 | 0 | 0 | 0 | 0
PV | 0.75 | 0.75 | 0.75 | 0.75 | 0.75 | 0.75
PeakG | 178.71 | 257.3 | 218.2 | 244.24 | 219.37 | 213.69
PeakO | 64.61 | 83.43 | 68.43 | 68.43 | 68.43 | 68.43
ST | 0 | 0 | 0 | 0 | 0 | 0
STOG | 438.79 | 454.01 | 421.96 | 350.97 | 349.57 | 361.91
STWD | 110.33 | 111.9 | 110.46 | 110.46 | 110.46 | 110.46
WT | 0 | 0 | 0 | 0 | 0 | 0
IGCC | 0 | 0 | 0 | 0 | 0 | 0
DemandResponse | 0 | 0 | 0 | 0 | 0 | 0
IGCC-CCS | 0 | 0 | 0 | 0 | 0 | 0
WT_off | 0 | 0 | 0 | 0 | 0 | 0
PseudoUnit | 0 | 0 | 0 | 0 | 0 | 0
FixedInterchange | 0 | 0 | 0 | 0 | 0 | 0
Total Costs by Reporting Type: MAPP_US
ReportingType | 2015 | 2020 | 2025 | 2030 | 2035 | 2040
BM | 0 | 0 | 0 | 0 | 0 | 0
CC | 17.59 | 24.26 | 21.15 | 13.93 | 19.27 | 21.74
CSP | 0 | 0 | 0 | 0 | 0 | 0
CT | 27.96 | 27.96 | 27.96 | 27.26 | 35.55 | 53.28
Coal | 718.84 | 627.45 | 604.17 | 586.26 | 617.71 | 689.72
Geo | 3.95 | 3.95 | 3.95 | 3.95 | 3.95 | 3.95
H | 31.14 | 31.14 | 31.14 | 31.14 | 31.14 | 31.14
LFG | 0.24 | 0.24 | 0.24 | 28.15 | 28.15 | 28.15
Nuc | 0.01 | 0.01 | 0.01 | 0.01 | 0.01 | 0.01
PS | 0 | 0 | 0 | 0 | 0 | 0
PV | 0 | 0 | 0 | 0 | 0 | 0
PeakG | 13.61 | 24.29 | 22.18 | 18.07 | 29.79 | 20.88
PeakO | 1.42 | 2.35 | 1.89 | 1.89 | 1.89 | 1.89
ST | 0 | 0 | 0 | 0 | 0 | 0
STOG | 0 | 0 | 0 | 0 | 0 | 0
STWD | 0 | 0 | 0 | 0 | 0 | 0
WT | 178.2 | 634.16 | 634.16 | 1814.32 | 2772.73 | 2980.16
IGCC | 0 | 0 | 0 | 0 | 0 | 0
DemandResponse | 0 | 0 | 0 | 0 | 0 | 0
IGCC-CCS | 0 | 0 | 0 | 0 | 0 | 0
WT_off | 0 | 0 | 0 | 0 | 0 | 0
PseudoUnit | 0 | 0 | 0 | 0 | 0 | 0
FixedInterchange | 0 | 0 | 0 | 0 | 0 | 0
Total Costs by Reporting Type: MISO_IN
ReportingType | 2015 | 2020 | 2025 | 2030 | 2035 | 2040
BM | 0 | 0 | 0 | 0 | 0 | 0
CC | 194.6 | 321.97 | 272.72 | 222.64 | 2098.05 | 2892.23
CSP | 0 | 0 | 0 | 0 | 0 | 0
CT | 0 | 0 | 0 | 0 | 0 | 0
Coal | 3561.16 | 4139.02 | 4177.13 | 4116.28 | 4591.02 | 4880.13
Geo | 0 | 0 | 0 | 0 | 0 | 0
H | 1.07 | 1.07 | 1.07 | 1.07 | 1.07 | 1.07
LFG | 4.47 | 4.47 | 36.74 | 36.74 | 36.74 | 36.74
Nuc | 0.01 | 0.01 | 0.01 | 0.01 | 0.01 | 0.01
PS | 0 | 0 | 0 | 0 | 0 | 0
PV | 0 | 119.07 | 188.84 | 189.09 | 198.3 | 91.69
PeakG | 52.67 | 76.94 | 55.88 | 73.9 | 80.68 | 81.55
PeakO | 10.59 | 13.5 | 10.82 | 10.82 | 10.82 | 10.82
ST | 0 | 0 | 0 | 0 | 0 | 0
STOG | 15.25 | 20.73 | 15.83 | 16.05 | 20.87 | 21.97
STWD | 0 | 0 | 0 | 0 | 0 | 0
WT | 18.33 | 18.33 | 18.33 | 18.33 | 18.33 | 18.33
IGCC | 366.62 | 367.02 | 366.88 | 368.38 | 373.81 | 376.68
DemandResponse | 0 | 0 | 0 | 0 | 0 | 0
IGCC-CCS | 0 | 0 | 0 | 0 | 0 | 0
WT_off | 0 | 0 | 0 | 0 | 0 | 0
PseudoUnit | 0 | 0 | 0 | 0 | 0 | 0
FixedInterchange | 0 | 0 | 0 | 0 | 0 | 0
Total Costs by Reporting Type: MISO_MI
ReportingType | 2015 | 2020 | 2025 | 2030 | 2035 | 2040
BM | 0 | 0 | 0 | 0 | 0 | 0
CC | 558.32 | 718.74 | 676.86 | 514.54 | 596.55 | 521.86
CSP | 0 | 0 | 0 | 0 | 0 | 0
CT | 0 | 0 | 0 | 0 | 0 | 0
Coal | 2385.82 | 2651.19 | 2622.22 | 2334.91 | 2681.32 | 2799.46
Geo | 0 | 0 | 0 | 0 | 0 | 0
H | 2.01 | 2.01 | 2.01 | 2.01 | 2.01 | 2.01
LFG | 19.68 | 19.68 | 85.86 | 85.86 | 85.86 | 85.86
Nuc | 449.71 | 452.56 | 461.47 | 464.43 | 273.15 | 529.13
PS | 44.44 | 44.44 | 44.44 | 44.44 | 44.44 | 44.44
PV | 0 | 0 | 0 | 0 | 0 | 0
PeakG | 62.84 | 91.61 | 74.03 | 88.04 | 90.5 | 89.28
PeakO | 15.67 | 19.97 | 16.01 | 16.01 | 16.01 | 16.01
ST | 0 | 0 | 0 | 0 | 0 | 0
STOG | 149.22 | 180.78 | 160.97 | 154.09 | 201.83 | 217.46
STWD | 21.26 | 46.9 | 95.46 | 95.46 | 95.46 | 95.46
WT | 642 | 642 | 748.48 | 810.85 | 299.82 | 375.52
IGCC | 0 | 0 | 0 | 0 | 0 | 0
DemandResponse | 0 | 0 | 0 | 0 | 0 | 0
IGCC-CCS | 0 | 0 | 0 | 0 | 0 | 0
WT_off | 0 | 0 | 0 | 0 | 0 | 0
PseudoUnit | 0 | 0 | 0 | 0 | 0 | 0
FixedInterchange | 0 | 0 | 0 | 0 | 0 | 0
Total Costs by Reporting Type: MISO_MO-IL
ReportingType | 2015 | 2020 | 2025 | 2030 | 2035 | 2040
BM | 0 | 0 | 0 | 0 | 0 | 0
CC | 134.36 | 216.09 | 159.9 | 100.59 | 131.55 | 141.82
CSP | 0 | 0 | 0 | 0 | 0 | 0
CT | 0 | 0 | 0 | 0 | 0 | 0
Coal | 4385.07 | 4558.64 | 4616.53 | 4324.77 | 5119.61 | 5260.11
Geo | 0 | 0 | 0 | 0 | 0 | 0
H | 5.01 | 5.01 | 101.31 | 101.31 | 101.31 | 101.31
LFG | 2.17 | 2.17 | 94.6 | 94.6 | 94.6 | 94.6
Nuc | 493.74 | 512.79 | 521.93 | 524.97 | 524.97 | 524.97
PS | 10.45 | 10.45 | 10.45 | 10.45 | 10.45 | 10.45
PV | 0 | 0 | 0 | 0 | 0 | 0
PeakG | 85.97 | 131.68 | 106.53 | 137.51 | 145.24 | 149.41
PeakO | 21.48 | 28.65 | 22.96 | 22.96 | 22.96 | 22.96
ST | 0 | 0 | 0 | 0 | 0 | 0
STOG | 29.25 | 37.45 | 33.57 | 34.09 | 30.93 | 28.02
STWD | 0 | 0 | 0 | 0 | 0 | 0
WT | 109.19 | 109.19 | 109.19 | 109.19 | 21.38 | 233.13
IGCC | 0 | 0 | 0 | 0 | 0 | 0
DemandResponse | 0 | 0 | 0 | 0 | 0 | 0
IGCC-CCS | 0 | 0 | 0 | 0 | 0 | 0
WT_off | 0 | 0 | 0 | 0 | 0 | 0
PseudoUnit | 0 | 0 | 0 | 0 | 0 | 0
FixedInterchange | 0 | 0 | 0 | 0 | 0 | 0
Total Costs by Reporting Type: MISO_W
ReportingType | 2015 | 2020 | 2025 | 2030 | 2035 | 2040
BM | 0 | 0 | 0 | 0 | 0 | 0
CC | 450.41 | 480.67 | 383.76 | 243.39 | 345.99 | 325.44
CSP | 0 | 0 | 0 | 0 | 0 | 0
CT | 0 | 0 | 0 | 0 | 0 | 0
Coal | 2892.5 | 3253.69 | 3284.75 | 3000.54 | 3232.48 | 4914.53
Geo | 0 | 0 | 0 | 0 | 0 | 0
H | 7.08 | 7.08 | 7.08 | 7.08 | 7.08 | 7.08
LFG | 24.75 | 24.75 | 54.27 | 54.27 | 54.27 | 54.27
Nuc | 539.99 | 543.1 | 552.83 | 814.83 | 0.05 | 0.05
PS | 0 | 0 | 0 | 0 | 0 | 0
PV | 0 | 0 | 0 | 0 | 0 | 0
PeakG | 103.98 | 131.24 | 96.97 | 110.82 | 150.02 | 123.56
PeakO | 56.38 | 79.08 | 64.57 | 64.57 | 64.57 | 64.57
ST | 0 | 0 | 0 | 0 | 0 | 0
STOG | 8.38 | 9.14 | 7.8 | 7.81 | 7.79 | 7.67
STWD | 10.03 | 180.6 | 55.23 | 72.51 | 72.51 | 85.75
WT | 1122.01 | 1122.01 | 2754.64 | 6179.9 | 5410.98 | 5410.98
IGCC | 0 | 0 | 0 | 0 | 0 | 0
DemandResponse | 0 | 0 | 0 | 0 | 0 | 0
IGCC-CCS | 0 | 0 | 0 | 0 | 0 | 0
WT_off | 0 | 0 | 0 | 0 | 0 | 0
PseudoUnit | 0 | 0 | 0 | 0 | 0 | 0
FixedInterchange | 0 | 0 | 0 | 0 | 0 | 0
Total Costs by Reporting Type: MISO_WUMS
ReportingType | 2015 | 2020 | 2025 | 2030 | 2035 | 2040
BM | 0 | 0 | 0 | 0 | 0 | 0
CC | 502.16 | 1069.85 | 1055.05 | 736.19 | 2570.48 | 2415.3
CSP | 0 | 0 | 0 | 0 | 0 | 0
CT | 0 | 328.05 | 595.62 | 1238.51 | 1635.31 | 1542.7
Coal | 1613.77 | 1728.69 | 1626.11 | 1547.83 | 1865.73 | 2000.06
Geo | 0 | 0 | 0 | 0 | 0 | 0
H | 4.79 | 5.15 | 5.15 | 5.15 | 5.15 | 5.15
LFG | 8.57 | 8.57 | 97.64 | 97.64 | 97.64 | 97.64
Nuc | 419.03 | 444.73 | 429.21 | 737.97 | 0.05 | 0.05
PS | 0 | 0 | 0 | 0 | 0 | 0
PV | 0 | 0 | 0 | 0 | 0 | 0
PeakG | 57.48 | 82.81 | 65.08 | 77.65 | 77.65 | 77.65
PeakO | 13.52 | 17.78 | 14.69 | 14.69 | 14.69 | 14.69
ST | 0 | 0 | 0 | 0 | 0 | 0
STOG | 13.34 | 15.63 | 13.39 | 13.39 | 13.39 | 13.39
STWD | 3.37 | 11.33 | 11.82 | 9.69 | 27.55 | 32.57
WT | 317.4 | 317.4 | 317.4 | 317.4 | 46.41 | 46.41
IGCC | 0 | 0 | 0 | 0 | 0 | 0
DemandResponse | 0 | 0 | 0 | 0 | 0 | 0
IGCC-CCS | 0 | 0 | 0 | 0 | 0 | 0
WT_off | 0 | 0 | 0 | 0 | 0 | 0
PseudoUnit | 0 | 0 | 0 | 0 | 0 | 0
FixedInterchange | 0 | 0 | 0 | 0 | 0 | 0
Total Costs by Reporting Type: Nebraska
ReportingType | 2015 | 2020 | 2025 | 2030 | 2035 | 2040
BM | 0 | 0 | 0 | 0 | 0 | 0
CC | 50.86 | 32.31 | 27.92 | 22.49 | 36.74 | 36.23
CSP | 0 | 0 | 0 | 0 | 0 | 0
CT | 0 | 0 | 0 | 0 | 0 | 0
Coal | 925.83 | 1250.79 | 1261.29 | 1091.41 | 1126.36 | 2179.09
Geo | 0 | 0 | 0 | 0 | 0 | 0
H | 2.38 | 2.38 | 2.38 | 2.38 | 2.38 | 2.38
LFG | 0.72 | 0.72 | 0.72 | 29.16 | 29.16 | 29.16
Nuc | 289.1 | 306.81 | 296.14 | 364.84 | 0.11 | 0.11
PS | 0 | 0 | 0 | 0 | 0 | 0
PV | 0 | 0 | 0 | 0 | 0 | 0
PeakG | 25.39 | 48.28 | 42.92 | 34.13 | 31.37 | 31.37
PeakO | 9.57 | 12.19 | 9.77 | 9.77 | 9.77 | 9.77
ST | 0 | 0 | 0 | 0 | 0 | 0
STOG | 13.9 | 17.34 | 18.94 | 15.83 | 20.41 | 12.04
STWD | 0 | 0 | 0 | 0 | 0 | 0
WT | 70.25 | 802.49 | 802.49 | 789.86 | 742.81 | 77.02
IGCC | 0 | 0 | 0 | 0 | 0 | 0
DemandResponse | 0 | 0 | 0 | 0 | 0 | 0
IGCC-CCS | 0 | 0 | 0 | 0 | 0 | 0
WT_off | 0 | 0 | 0 | 0 | 0 | 0
PseudoUnit | 0 | 0 | 0 | 0 | 0 | 0
FixedInterchange | 0 | 0 | 0 | 0 | 0 | 0
Total Costs by Reporting Type: NEISO
ReportingType | 2015 | 2020 | 2025 | 2030 | 2035 | 2040
BM | 310.13 | 310.13 | 188.39 | 188.35 | 190.44 | 194.62
CC | 2241.04 | 2060.2 | 2100.51 | 2342.25 | 3032.45 | 3385.96
CSP | 0 | 0 | 0 | 0 | 0 | 0
CT | 32.42 | 32.87 | 32.89 | 31.73 | 215.95 | 407.62
Coal | 57.56 | 29.15 | 0 | 0 | 0 | 0
Geo | 0 | 0 | 0 | 0 | 0 | 0
H | 46.4 | 46.4 | 46.4 | 46.4 | 47.43 | 47.43
LFG | 84.95 | 84.95 | 113.53 | 113.53 | 98.81 | 98.81
Nuc | 1055.43 | 1120.79 | 1080.11 | 1086.32 | 784.86 | 1150.98
PS | 39.74 | 39.74 | 39.74 | 39.74 | 39.74 | 39.74
PV | 0.03 | 170.35 | 172.93 | 174.28 | 178.07 | 17.21
PeakG | 21.57 | 31.73 | 22.89 | 24.64 | 35.05 | 35.44
PeakO | 29.73 | 37.89 | 30.37 | 30.37 | 30.37 | 30.37
ST | 0 | 0 | 0 | 0 | 0 | 0
STOG | 0 | 0 | 0 | 0 | 0 | 0
STWD | 367.79 | 372.7 | 198.59 | 198.01 | 192.69 | 259.39
WT | 82.29 | 494.81 | 1200.14 | 1530.31 | 1557.85 | 1182.27
IGCC | 0 | 0 | 0 | 0 | 0 | 0
DemandResponse | 0 | 0 | 0 | 0 | 0 | 0
IGCC-CCS | 0 | 0 | 0 | 0 | 0 | 0
WT_off | 347.5 | 347.5 | 347.5 | 347.5 | 24.98 | 24.98
PseudoUnit | 0 | 0 | 0 | 0 | 0 | 0
FixedInterchange | 0 | 0 | 0 | 0 | 0 | 0
Total Costs by Reporting Type: NonRTO_Midwest
ReportingType | 2015 | 2020 | 2025 | 2030 | 2035 | 2040
BM | 0 | 0 | 0 | 0 | 0 | 0
CC | 0 | 118.47 | 152.82 | 180.4 | 200.07 | 293.31
CSP | 0 | 0 | 0 | 0 | 0 | 0
CT | 0 | 0 | 0 | 4.1 | 4.9 | 24.6
Coal | 2669.65 | 2907.88 | 2805.02 | 2792.15 | 2992.51 | 3233.91
Geo | 0 | 0 | 0 | 0 | 0 | 0
H | 2.04 | 2.04 | 258.59 | 258.59 | 258.59 | 258.59
LFG | 1.69 | 1.69 | 64.46 | 64.46 | 64.46 | 64.46
Nuc | 0.01 | 0.01 | 0.01 | 0.01 | 0.01 | 0.02
PS | 0 | 0 | 0 | 0 | 0 | 0
PV | 0 | 0 | 0 | 0 | 0 | 0
PeakG | 66.57 | 103.67 | 88.04 | 94.74 | 113.02 | 106.89
PeakO | 0.35 | 0.45 | 0.36 | 0.36 | 0.36 | 0.36
ST | 0 | 0 | 0 | 0 | 0 | 0
STOG | 0 | 0 | 0 | 0 | 0 | 0
STWD | 0 | 0 | 0 | 0 | 0 | 0
WT | 2.26 | 2.26 | 2.26 | 2.26 | 2.26 | 2.26
IGCC | 0 | 0 | 0 | 0 | 0 | 0
DemandResponse | 0 | 0 | 0 | 0 | 0 | 0
IGCC-CCS | 0 | 0 | 0 | 0 | 0 | 0
WT_off | 0 | 0 | 0 | 0 | 0 | 0
PseudoUnit | 0 | 0 | 0 | 0 | 0 | 0
FixedInterchange | 0 | 0 | 0 | 0 | 0 | 0
Total Costs by Reporting Type: NYISO_A-F
ReportingType | 2015 | 2020 | 2025 | 2030 | 2035 | 2040
BM | 0 | 0 | 0 | 0 | 0 | 0
CC | 530.41 | 587.15 | 741.47 | 795.94 | 976.49 | 850.58
CSP | 0 | 0 | 0 | 0 | 0 | 0
CT | 0 | 0 | 0 | 0 | 0 | 0
Coal | 0 | 0 | 0 | 0 | 0 | 0
Geo | 0 | 0 | 0 | 0 | 0 | 0
H | 62.6 | 62.6 | 62.6 | 62.6 | 62.6 | 62.6
LFG | 22.7 | 22.7 | 22.7 | 50.15 | 48.28 | 48.28
Nuc | 769.17 | 792.88 | 787.44 | 645.82 | 746.25 | 695.88
PS | 33.52 | 33.52 | 33.52 | 33.52 | 33.52 | 33.52
PV | 0 | 0 | 0 | 0 | 0 | 0
PeakG | 3.78 | 5.56 | 5.72 | 5.72 | 5.75 | 5.78
PeakO | 1.14 | 1.46 | 1.17 | 1.17 | 1.17 | 1.17
ST | 0 | 0 | 0 | 0 | 0 | 0
STOG | 0 | 0 | 0 | 0 | 0 | 0
STWD | 2.76 | 3.45 | 2.81 | 2.81 | 2.81 | 2.81
WT | 818.73 | 1033.38 | 1033.38 | 1033.38 | 290.31 | 95.61
IGCC | 0 | 0 | 0 | 0 | 0 | 0
DemandResponse | 0 | 0 | 0 | 0 | 0 | 0
IGCC-CCS | 0 | 0 | 0 | 0 | 0 | 0
WT_off | 0 | 0 | 0 | 0 | 0 | 0
PseudoUnit | 0 | 0 | 0 | 0 | 0 | 0
FixedInterchange | 0 | 0 | 0 | 0 | 0 | 0
Total Costs by Reporting Type: NYISO_G-I
ReportingType | 2015 | 2020 | 2025 | 2030 | 2035 | 2040
BM | 0 | 0 | 0 | 0 | 0 | 0
CC | 264.37 | 345.61 | 370.76 | 397.33 | 2404.82 | 4073.47
CSP | 0 | 0 | 0 | 0 | 0 | 0
CT | 0 | 0 | 0 | 0 | 0 | 0
Coal | 0 | 0 | 0 | 0 | 0 | 0
Geo | 0 | 0 | 0 | 0 | 0 | 0
H | 0.46 | 0.46 | 0.46 | 0.46 | 0.46 | 0.46
LFG | 7.73 | 7.73 | 7.73 | 37.77 | 37.77 | 37.77
Nuc | 466.19 | 495 | 477.19 | 479.96 | 543.55 | 0.21
PS | 0 | 0 | 0 | 0 | 0 | 0
PV | 0 | 0 | 0 | 0 | 0 | 0
PeakG | 1.52 | 2.04 | 1.56 | 1.56 | 1.56 | 1.57
PeakO | 2.55 | 3.25 | 2.61 | 2.61 | 2.61 | 2.61
ST | 0 | 0 | 0 | 0 | 0 | 0
STOG | 0 | 0 | 0 | 0 | 0 | 0
STWD | 0 | 0 | 0 | 0 | 0 | 0
WT | 0 | 18.15 | 18.15 | 18.15 | 18.15 | 1.69
IGCC | 0 | 0 | 0 | 0 | 0 | 0
DemandResponse | 0 | 0 | 0 | 0 | 0 | 0
IGCC-CCS | 0 | 0 | 0 | 0 | 0 | 0
WT_off | 0 | 0 | 0 | 0 | 0 | 0
PseudoUnit | 0 | 0 | 0 | 0 | 0 | 0
FixedInterchange | 0 | 0 | 0 | 0 | 0 | 0
Total Costs by Reporting Type: NYISO_J-K
ReportingType | 2015 | 2020 | 2025 | 2030 | 2035 | 2040
BM | 0 | 0 | 0 | 0 | 0 | 0
CC | 1253.84 | 1479.82 | 1525.65 | 1572.12 | 1705.47 | 1626.44
CSP | 0 | 0 | 0 | 0 | 0 | 0
CT | 0 | 0 | 80.47 | 269.09 | 277.05 | 405.09
Coal | 0 | 0 | 0 | 0 | 0 | 0
Geo | 0 | 0 | 0 | 0 | 0 | 0
H | 0 | 0 | 0 | 0 | 0 | 0
LFG | 14.97 | 14.97 | 14.97 | 50.65 | 50.65 | 50.65
Nuc | 0.01 | 0.01 | 0.01 | 0.01 | 0.01 | 0.01
PS | 0 | 0 | 0 | 0 | 0 | 0
PV | 23.8 | 23.8 | 23.8 | 23.8 | 0 | 0
PeakG | 57.43 | 85.53 | 68.22 | 71.79 | 97.14 | 86.97
PeakO | 61.69 | 79.16 | 63.78 | 65.02 | 65.02 | 65.02
ST | 0 | 0 | 0 | 0 | 0 | 0
STOG | 251.22 | 313.9 | 309.03 | 317.05 | 347.17 | 433.36
STWD | 0 | 0 | 0 | 0 | 0 | 0
WT | 0 | 0 | 0 | 0 | 0 | 0
IGCC | 0 | 0 | 0 | 0 | 0 | 0
DemandResponse | 0 | 0 | 0 | 0 | 0 | 0
IGCC-CCS | 0 | 0 | 0 | 0 | 0 | 0
WT_off | 0 | 0 | 0 | 0 | 0 | 0
PseudoUnit | 0 | 0 | 0 | 0 | 0 | 0
FixedInterchange | 0 | 0 | 0 | 0 | 0 | 0
Total Costs by Reporting Type: PJM_E
ReportingType | 2015 | 2020 | 2025 | 2030 | 2035 | 2040
BM | 37.62 | 37.62 | 37.62 | 37.62 | 37.62 | 37.62
CC | 2049.83 | 2568.13 | 2180.78 | 1935.05 | 3163.6 | 2814.48
CSP | 0 | 0 | 0 | 0 | 0 | 0
CT | 2.46 | 2.51 | 2.51 | 0.36 | 0.89 | 64.88
Coal | 90.4 | 36.87 | 15.12 | 14.56 | 17.6 | 17.87
Geo | 0 | 0 | 0 | 0 | 0 | 0
H | 3.85 | 3.85 | 3.85 | 3.85 | 3.85 | 3.85
LFG | 59.84 | 117.68 | 117.68 | 114.73 | 114.73 | 73.06
Nuc | 1960.16 | 1864.06 | 1862.64 | 1873.72 | 1345.93 | 2395.82
PS | 9.5 | 9.5 | 9.5 | 9.5 | 9.5 | 9.5
PV | 15.87 | 15.87 | 15.87 | 15.87 | 0.75 | 0.75
PeakG | 76.61 | 111.4 | 93.9 | 106.58 | 159.06 | 112.05
PeakO | 75.92 | 100.78 | 82.41 | 82.41 | 82.41 | 82.41
ST | 0 | 0 | 0 | 0 | 0 | 0
STOG | 132.44 | 165.61 | 147.55 | 148.28 | 182.8 | 168.61
STWD | 0 | 0 | 0 | 0 | 0 | 0
WT | 377.36 | 383.7 | 1133.31 | 1133.31 | 788.59 | 782.82
IGCC | 0 | 0 | 0 | 0 | 0 | 0
DemandResponse | 0 | 0 | 0 | 0 | 0 | 0
IGCC-CCS | 0 | 0 | 0 | 0 | 0 | 0
WT_off | 0 | 0 | 3045.07 | 5959.56 | 5959.56 | 5959.56
PseudoUnit | 0 | 0 | 0 | 0 | 0 | 0
FixedInterchange | 0 | 0 | 0 | 0 | 0 | 0
Total Costs by Reporting Type: PJM_ROM
ReportingType | 2015 | 2020 | 2025 | 2030 | 2035 | 2040
BM | 21.69 | 69.26 | 69.26 | 1462.95 | 2159.77 | 2159.77
CC | 1007.76 | 1227.82 | 1063.43 | 921.02 | 1499.8 | 7674.27
CSP | 0 | 0 | 0 | 0 | 0 | 0
CT | 1.52 | 1.54 | 1.61 | 1.62 | 0.54 | 0.23
Coal | 2150.96 | 1915.34 | 1947.75 | 2010.84 | 2280.73 | 2352.67
Geo | 0 | 0 | 0 | 0 | 0 | 0
H | 19.83 | 264.76 | 264.76 | 264.76 | 264.76 | 264.76
LFG | 48.61 | 156.17 | 156.17 | 153.97 | 150.67 | 75.37
Nuc | 1163.94 | 1194.41 | 1192.35 | 1199.5 | 963.59 | 1283.24
PS | 35.92 | 35.92 | 35.92 | 35.92 | 35.92 | 35.92
PV | 0.06 | 702.79 | 1123.59 | 1255.51 | 1320.17 | 716.23
PeakG | 30.83 | 47.27 | 41.32 | 41.32 | 66.93 | 45.13
PeakO | 45.95 | 58.57 | 46.94 | 46.94 | 46.94 | 46.94
ST | 0 | 0 | 0 | 0 | 0 | 0
STOG | 192.18 | 256.23 | 233.45 | 231.27 | 253.17 | 246.52
STWD | 38.51 | 39.07 | 38.55 | 38.55 | 38.55 | 38.55
WT | 177.31 | 2177.24 | 2177.24 | 2143.89 | 2038.45 | 222.83
IGCC | 0 | 0 | 0 | 0 | 0 | 0
DemandResponse | 0 | 0 | 0 | 0 | 0 | 0
IGCC-CCS | 0 | 0 | 0 | 0 | 0 | 0
WT_off | 0 | 0 | 0 | 0 | 0 | 927.01
PseudoUnit | 0 | 0 | 0 | 0 | 0 | 0
FixedInterchange | 0 | 0 | 0 | 0 | 0 | 0
Total Costs by Reporting Type: PJM_ROR
ReportingType | 2015 | 2020 | 2025 | 2030 | 2035 | 2040
BM | 408.58 | 462.78 | 462.78 | 1954.53 | 3159.73 | 4188.72
CC | 2948.31 | 3107.2 | 2491.47 | 2038.95 | 3387.04 | 2694.18
CSP | 0 | 0 | 0 | 0 | 0 | 0
CT | 2.92 | 2.94 | 2.96 | 2.8 | 1069.9 | 1355.15
Coal | 14509.44 | 12189.31 | 12312.79 | 12384.09 | 13268.63 | 13935.68
Geo | 0 | 0 | 0 | 0 | 0 | 0
H | 26.17 | 207.89 | 207.89 | 207.89 | 207.89 | 207.89
LFG | 81.66 | 288.01 | 288.01 | 280.09 | 271.54 | 127.69
Nuc | 4607.58 | 4731.16 | 4718.65 | 4541.22 | 3528.56 | 5329.49
PS | 73.14 | 73.14 | 73.14 | 73.14 | 73.14 | 73.14
PV | 0.35 | 0.35 | 0.35 | 0.35 | 0.35 | 0.35
PeakG | 395.67 | 558.81 | 404.86 | 475.67 | 514.8 | 493.95
PeakO | 48.69 | 65.15 | 52.22 | 52.22 | 52.22 | 52.22
ST | 0 | 0 | 0 | 0 | 0 | 0
STOG | 130.29 | 151.76 | 136.87 | 139.68 | 145.58 | 156.06
STWD | 113.31 | 114.87 | 113.43 | 113.43 | 113.43 | 113.43
WT | 2657.01 | 6611.11 | 11903.01 | 14743.45 | 13361.48 | 9783.91
IGCC | 0 | 0 | 0 | 0 | 0 | 0
DemandResponse | 0 | 0 | 0 | 0 | 0 | 0
IGCC-CCS | 0 | 0 | 0 | 0 | 0 | 0
WT_off | 0 | 0 | 0 | 0 | 0 | 0
PseudoUnit | 0 | 0 | 0 | 0 | 0 | 0
FixedInterchange | 0 | 0 | 0 | 0 | 0 | 0
Total Costs by Reporting Type: SOCO
ReportingType | 2015 | 2020 | 2025 | 2030 | 2035 | 2040
BM | 63.43 | 1906.71 | 5070.13 | 7234.99 | 7234.99 | 7234.99
CC | 5567.04 | 5686.18 | 5145.39 | 4333.23 | 4872.91 | 4551.82
CSP | 0 | 0 | 0 | 0 | 0 | 0
CT | 0 | 0 | 0 | 0 | 0 | 0
Coal | 4701.48 | 4912 | 4827.17 | 5082.78 | 5496.35 | 9219.31
Geo | 0 | 0 | 0 | 0 | 0 | 0
H | 59.74 | 59.74 | 59.74 | 59.74 | 59.74 | 357.89
LFG | 4.47 | 46.62 | 46.62 | 46.62 | 46.62 | 17.54
Nuc | 1355.07 | 2993.98 | 3028.43 | 3039.86 | 3039.86 | 2945.91
PS | 39.76 | 39.76 | 39.76 | 39.76 | 39.76 | 39.76
PV | 0 | 0 | 0 | 0 | 0 | 0
PeakG | 219.62 | 329.28 | 227.54 | 235.59 | 286.83 | 295.67
PeakO | 0 | 0 | 0 | 0 | 0 | 0
ST | 0 | 0 | 0 | 0 | 0 | 0
STOG | 0 | 0 | 0 | 0 | 0 | 0
STWD | 425.06 | 430.44 | 425.48 | 425.48 | 425.48 | 425.48
WT | 0 | 28.96 | 28.96 | 28.96 | 28.96 | 2.81
IGCC | 0 | 0 | 0 | 0 | 0 | 0
DemandResponse | 0 | 0 | 0 | 0 | 0 | 0
IGCC-CCS | 0 | 0 | 0 | 0 | 0 | 0
WT_off | 0 | 0 | 0 | 0 | 0 | 0
PseudoUnit | 0 | 0 | 0 | 0 | 0 | 0
FixedInterchange | 0 | 0 | 0 | 0 | 0 | 0
Total Costs by Reporting Type: SPP_N
ReportingType | 2015 | 2020 | 2025 | 2030 | 2035 | 2040
BM | 0 | 0 | 0 | 0 | 0 | 0
CC | 300.28 | 198.87 | 131.6 | 102.93 | 154.67 | 148.63
CSP | 0 | 0 | 0 | 0 | 0 | 0
CT | 0 | 25.91 | 26.11 | 94.81 | 525.28 | 487.71
Coal | 2291.93 | 2475.13 | 2350.01 | 2273.04 | 2384.43 | 2693.31
Geo | 0 | 0 | 0 | 0 | 0 | 0
H | 0.3 | 0.3 | 0.3 | 0.3 | 0.3 | 0.3
LFG | 0.85 | 0.85 | 0.85 | 37.9 | 37.9 | 37.9
Nuc | 256.73 | 266.63 | 271.39 | 272.98 | 272.98 | 272.98
PS | 0 | 0 | 0 | 0 | 0 | 0
PV | 0 | 0 | 0 | 0 | 0 | 0
PeakG | 74.97 | 122.55 | 112.39 | 105.7 | 105.7 | 105.7
PeakO | 34.89 | 44.84 | 35.94 | 35.94 | 35.94 | 35.94
ST | 0 | 0 | 0 | 0 | 0 | 0
STOG | 92.69 | 127.23 | 117.66 | 110.18 | 127.29 | 131.8
STWD | 0 | 0 | 0 | 0 | 0 | 0
WT | 42.04 | 457.83 | 1491.62 | 3281.63 | 3862.43 | 3484.91
IGCC | 0 | 0 | 0 | 0 | 0 | 0
DemandResponse | 0 | 0 | 0 | 0 | 0 | 0
IGCC-CCS | 0 | 0 | 0 | 0 | 0 | 0
WT_off | 0 | 0 | 0 | 0 | 0 | 0
PseudoUnit | 0 | 0 | 0 | 0 | 0 | 0
FixedInterchange | 0 | 0 | 0 | 0 | 0 | 0
Total Costs by Reporting Type: SPP_S
ReportingType | 2015 | 2020 | 2025 | 2030 | 2035 | 2040
BM | 0 | 0 | 0 | 0 | 0 | 0
CC | 2071.49 | 2025.86 | 1354.62 | 952.54 | 1406.91 | 1377.9
CSP | 0 | 0 | 0 | 0 | 0 | 0
CT | 35.98 | 61.7 | 61.7 | 61.7 | 200.38 | 185.16
Coal | 3438.65 | 3983.68 | 3900.48 | 3415.03 | 4072.69 | 4476.47
Geo | 0 | 0 | 0 | 0 | 0 | 0
H | 30.03 | 30.03 | 30.03 | 30.03 | 30.03 | 30.03
LFG | 2.29 | 2.29 | 2.29 | 39.34 | 39.34 | 39.34
Nuc | 0.01 | 0.01 | 0.01 | 0.01 | 0.01 | 0.01
PS | 10.59 | 10.59 | 10.59 | 10.59 | 10.59 | 10.59
PV | 0 | 0 | 0 | 0 | 0 | 0
PeakG | 60.2 | 87.93 | 62.37 | 76.78 | 82.77 | 82.77
PeakO | 3.36 | 4.54 | 3.63 | 3.63 | 3.64 | 3.66
ST | 0 | 0 | 0 | 0 | 0 | 0
STOG | 561.67 | 610.97 | 524.22 | 477.14 | 609.74 | 588.28
STWD | 54.15 | 8.23 | 5.62 | 5.39 | 7.6 | 7.6
WT | 214.58 | 3170.73 | 5570.6 | 7323.76 | 7199.97 | 4901.9
IGCC | 0 | 0 | 0 | 0 | 0 | 0
DemandResponse | 0 | 0 | 0 | 0 | 0 | 0
IGCC-CCS | 0 | 0 | 0 | 0 | 0 | 0
WT_off | 0 | 0 | 0 | 0 | 0 | 0
PseudoUnit | 0 | 0 | 0 | 0 | 0 | 0
FixedInterchange | 0 | 0 | 0 | 0 | 0 | 0
Total Costs by Reporting Type: TVA
ReportingType | 2015 | 2020 | 2025 | 2030 | 2035 | 2040
BM | 0 | 3910.09 | 4267.23 | 7920.19 | 8170.89 | 8170.89
CC | 1019.67 | 686.43 | 716.89 | 503.61 | 783.87 | 814.94
CSP | 0 | 0 | 0 | 0 | 0 | 0
CT | 0 | 0 | 0 | 0 | 64.07 | 131.48
Coal | 3645.31 | 3234.14 | 3272.59 | 3060.49 | 3401.93 | 3708.48
Geo | 0 | 0 | 0 | 0 | 0 | 0
H | 72.8 | 82.55 | 82.55 | 82.55 | 82.55 | 82.55
LFG | 1.57 | 43.41 | 43.41 | 43.41 | 43.41 | 14.64
Nuc | 2533.71 | 2590.04 | 2579.4 | 2590.89 | 1999.33 | 2481.64
PS | 41.38 | 41.38 | 41.38 | 41.38 | 41.38 | 41.38
PV | 0 | 0 | 0 | 0 | 0 | 0
PeakG | 99.24 | 153.37 | 140.99 | 140.99 | 140.99 | 140.99
PeakO | 1.87 | 2.54 | 1.92 | 2.49 | 2.49 | 2.49
ST | 0 | 0 | 0 | 0 | 0 | 0
STOG | 0 | 0 | 0 | 0 | 0 | 0
STWD | 2.99 | 3.03 | 3 | 3 | 3 | 3
WT | 0.99 | 29.76 | 29.76 | 29.76 | 29.76 | 3.8
IGCC | 0 | 0 | 0 | 0 | 0 | 0
DemandResponse | 0 | 0 | 0 | 0 | 0 | 0
IGCC-CCS | 0 | 0 | 0 | 0 | 0 | 0
WT_off | 0 | 0 | 0 | 0 | 0 | 0
PseudoUnit | 0 | 0 | 0 | 0 | 0 | 0
FixedInterchange | 0 | 0 | 0 | 0 | 0 | 0
Total Costs by Reporting Type: TVA_Transmission
ReportingType | 2015 | 2020 | 2025 | 2030 | 2035 | 2040
BM | 0 | 0 | 0 | 0 | 0 | 0
CC | 0 | 0 | 0 | 0 | 0 | 0
CSP | 0 | 0 | 0 | 0 | 0 | 0
CT | 0 | 0 | 0 | 0 | 0 | 0
Coal | 0 | 0 | 0 | 0 | 0 | 0
Geo | 0 | 0 | 0 | 0 | 0 | 0
H | 0 | 0 | 0 | 0 | 0 | 0
LFG | 0 | 0 | 0 | 0 | 0 | 0
Nuc | 0 | 0 | 0 | 0 | 0 | 0
PS | 0 | 0 | 0 | 0 | 0 | 0
PV | 0 | 0 | 0 | 0 | 0 | 0
PeakG | 0 | 0 | 0 | 0 | 0 | 0
PeakO | 0 | 0 | 0 | 0 | 0 | 0
ST | 0 | 0 | 0 | 0 | 0 | 0
STOG | 0 | 0 | 0 | 0 | 0 | 0
STWD | 0 | 0 | 0 | 0 | 0 | 0
WT | 0 | 0 | 0 | 0 | 0 | 0
IGCC | 0 | 0 | 0 | 0 | 0 | 0
DemandResponse | 0 | 0 | 0 | 0 | 0 | 0
IGCC-CCS | 0 | 0 | 0 | 0 | 0 | 0
WT_off | 0 | 0 | 0 | 0 | 0 | 0
PseudoUnit | 0 | 0 | 0 | 0 | 0 | 0
FixedInterchange | 0 | 0 | 0 | 0 | 0 | 0
Total Costs by Reporting Type: VACAR
ReportingType | 2015 | 2020 | 2025 | 2030 | 2035 | 2040
BM | 1.05 | 7777.17 | 7777.17 | 7777.17 | 7777.17 | 7777.17
CC | 1817.13 | 1565.8 | 1124.68 | 744.8 | 934.44 | 1175.25
CSP | 0 | 0 | 0 | 0 | 0 | 0
CT | 295.8 | 298.42 | 287.43 | 272.62 | 426.65 | 717.13
Coal | 5340.35 | 3869.81 | 2988.16 | 2211.16 | 3487.2 | 4086.63
Geo | 0 | 0 | 0 | 0 | 0 | 0
H | 30.23 | 30.23 | 30.23 | 30.23 | 48.11 | 48.11
LFG | 7.74 | 49.14 | 49.14 | 49.14 | 49.05 | 20.68
Nuc | 2606.17 | 4424.34 | 4396.29 | 4414.98 | 3652.53 | 5084.39
PS | 62.1 | 62.1 | 62.1 | 62.1 | 62.1 | 62.1
PV | 0.24 | 62.96 | 66.12 | 68.36 | 73.87 | 18.17
PeakG | 151.23 | 223.13 | 158.95 | 192.7 | 208.99 | 209.2
PeakO | 36.13 | 46.34 | 37.33 | 38.01 | 38.01 | 38.01
ST | 0 | 0 | 0 | 0 | 0 | 0
STOG | 4.04 | 4.78 | 4.1 | 4.1 | 4.1 | 4.1
STWD | 173.41 | 175.67 | 173.58 | 173.58 | 173.58 | 173.58
WT | 0 | 1004.14 | 1004.14 | 1004.14 | 1004.14 | 98.34
IGCC | 0 | 0 | 0 | 0 | 0 | 0
DemandResponse | 0 | 0 | 0 | 0 | 0 | 0
IGCC-CCS | 0 | 0 | 0 | 0 | 0 | 0
WT_off | 0.66 | 0.66 | 8212.35 | 16487.07 | 19123.94 | 22122.83
PseudoUnit | 0 | 0 | 0 | 0 | 0 | 0
FixedInterchange | 0 | 0 | 0 | 0 | 0 | 0
Total Costs by Reporting Type: IESO
ReportingType | 2015 | 2020 | 2025 | 2030 | 2035 | 2040
BM | 177.6 | 177.6 | 177.6 | 177.6 | 177.6 | 177.6
CC | 325.34 | 309.71 | 349.82 | 344.83 | 1005.07 | 2169.16
CSP | 0 | 0 | 0 | 0 | 0 | 0
CT | 44.26 | 44.26 | 44.26 | 44.26 | 310.24 | 395.62
Coal | 0 | 0 | 0 | 0 | 0 | 0
Geo | 0 | 0 | 0 | 0 | 0 | 0
H | 123.83 | 123.83 | 123.83 | 123.83 | 123.83 | 226.24
LFG | 19.32 | 19.32 | 19.32 | 19.32 | 14.43 | 14.43
Nuc | 2990.3 | 3007.72 | 3062.19 | 3080.28 | 2836.57 | 3030.7
PS | 2.92 | 2.92 | 2.92 | 2.92 | 2.92 | 2.92
PV | 558.01 | 558.01 | 558.01 | 558.01 | 0.44 | 0.44
PeakG | 11.67 | 13.67 | 13.67 | 13.67 | 13.67 | 13.67
PeakO | 0.66 | 0.66 | 0.78 | 0.86 | 0.86 | 0.86
ST | 0 | 0 | 0 | 0 | 0 | 0
STOG | 0 | 0 | 0 | 0 | 0 | 0
STWD | 0 | 0 | 0 | 0 | 0 | 0
WT | 763.41 | 763.41 | 763.41 | 763.41 | 43.84 | 43.84
IGCC | 0 | 0 | 0 | 0 | 0 | 0
DemandResponse | 0 | 0 | 0 | 0 | 0 | 0
IGCC-CCS | 0 | 0 | 0 | 0 | 0 | 0
WT_off | 0 | 0 | 0 | 0 | 0 | 0
PseudoUnit | 0 | 0 | 0 | 0 | 0 | 0
FixedInterchange | 0 | 0 | 0 | 0 | 0 | 0
Total Costs by Reporting Type: MAPP_CA
ReportingType | 2015 | 2020 | 2025 | 2030 | 2035 | 2040
BM | 0 | 0 | 0 | 0 | 0 | 0
CC | 153.81 | 171.73 | 47.83 | 9.56 | 12.32 | 17.67
CSP | 0 | 0 | 0 | 0 | 0 | 0
CT | 8.38 | 8.38 | 8.38 | 8.38 | 0 | 0
Coal | 135.95 | 162.6 | 0 | 0 | 0 | 0
Geo | 0 | 0 | 0 | 0 | 0 | 0
H | 92.24 | 217.23 | 851.44 | 1697.5 | 1697.5 | 1697.5
LFG | 0 | 0 | 0 | 0 | 0 | 0
Nuc | 0.01 | 0.01 | 0.01 | 0.01 | 0.01 | 0.01
PS | 0 | 0 | 0 | 0 | 0 | 0
PV | 0 | 0 | 0 | 0 | 0 | 0
PeakG | 9.88 | 9.88 | 9.88 | 9.88 | 13.09 | 13.09
PeakO | 0.09 | 0.09 | 0.09 | 0.12 | 0.12 | 0.12
ST | 0 | 0 | 0 | 0 | 0 | 0
STOG | 5.54 | 5.54 | 5.54 | 0 | 0 | 0
STWD | 0 | 0 | 0 | 0 | 0 | 0
WT | 105.14 | 105.14 | 105.14 | 105.14 | 17.92 | 17.92
IGCC | 0 | 0 | 0 | 0 | 0 | 0
DemandResponse | 0 | 0 | 0 | 0 | 0 | 0
IGCC-CCS | 0 | 0 | 0 | 0 | 0 | 0
WT_off | 0 | 0 | 0 | 0 | 0 | 0
PseudoUnit | 0 | 0 | 0 | 0 | 0 | 0
FixedInterchange | 0 | 0 | 0 | 0 | 0 | 0
Total Costs by Reporting Type: AZ_NM_SNV_Coal
ReportingType | 2015 | 2020 | 2025 | 2030 | 2035 | 2040
BM | 0 | 0 | 0 | 0 | 0 | 0
CC | 0 | 0 | 0 | 0 | 0 | 0
CSP | 0 | 0 | 0 | 0 | 0 | 0
CT | 0 | 0 | 0 | 0 | 0 | 0
Coal | 2860.44 | 3028.63 | 3003.44 | 3029.86 | 3289.24 | 8321.82
Geo | 0 | 0 | 0 | 0 | 0 | 0
H | 0 | 0 | 0 | 0 | 0 | 0
LFG | 0 | 0 | 0 | 0 | 0 | 0
Nuc | 0 | 0 | 0 | 0 | 0 | 0
PS | 0 | 0 | 0 | 0 | 0 | 0
PV | 0 | 0 | 0 | 0 | 0 | 0
PeakG | 0 | 0 | 0 | 0 | 0 | 0
PeakO | 0 | 0 | 0 | 0 | 0 | 0
ST | 0 | 0 | 0 | 0 | 0 | 0
STOG | 0 | 0 | 0 | 0 | 0 | 0
STWD | 0 | 0 | 0 | 0 | 0 | 0
WT | 0 | 0 | 0 | 0 | 0 | 0
IGCC | 0 | 0 | 0 | 0 | 0 | 0
DemandResponse | 0 | 0 | 0 | 0 | 0 | 0
IGCC-CCS | 0 | 0 | 0 | 0 | 0 | 0
WT_off | 0 | 0 | 0 | 0 | 0 | 0
PseudoUnit | 0 | 0 | 0 | 0 | 0 | 0
FixedInterchange | 0 | 0 | 0 | 0 | 0 | 0
Total Costs by Reporting Type: AZ_NM_SNV_Gas
ReportingType | 2015 | 2020 | 2025 | 2030 | 2035 | 2040
BM | 0 | 0 | 0 | 0 | 0 | 0
CC | 4479.74 | 6070.03 | 6359.68 | 9263.58 | 11266.26 | 11734.93
CSP | 0 | 0 | 0 | 0 | 0 | 0
CT | 68.63 | 68.63 | 78.87 | 79.48 | 0 | 0
Coal | 0 | 0 | 0 | 0 | 0 | 0
Geo | 0 | 0 | 0 | 0 | 0 | 0
H | 0 | 0 | 0 | 0 | 0 | 0
LFG | 0 | 0 | 0 | 0 | 0 | 0
Nuc | 0 | 0 | 0 | 0 | 0 | 0
PS | 0 | 0 | 0 | 0 | 0 | 0
PV | 0 | 0 | 0 | 0 | 0 | 0
PeakG | 30.53 | 45.33 | 51.44 | 0 | 0 | 0
PeakO | 0 | 0 | 0 | 0 | 0 | 0
ST | 0 | 0 | 0 | 0 | 0 | 0
STOG | 0 | 0 | 0 | 0 | 0 | 0
STWD | 0 | 0 | 0 | 0 | 0 | 0
WT | 0 | 0 | 0 | 0 | 0 | 0
IGCC | 0 | 0 | 0 | 0 | 0 | 0
DemandResponse | 0 | 0 | 0 | 0 | 0 | 0
IGCC-CCS | 0 | 0 | 0 | 0 | 0 | 0
WT_off | 0 | 0 | 0 | 0 | 0 | 0
PseudoUnit | 0 | 0 | 0 | 0 | 0 | 0
FixedInterchange | 0 | 0 | 0 | 0 | 0 | 0
Total Costs by Reporting Type: AZ_NM_SNV_NucRenew
ReportingType | 2015 | 2020 | 2025 | 2030 | 2035 | 2040
BM | 0 | 0 | 0 | 0 | 0 | 0
CC | 0 | 0 | 0 | 0 | 0 | 0
CSP | 0 | 0 | 0 | 0 | 0 | 0
CT | 0 | 0 | 0 | 0 | 0 | 0
Coal | 0 | 0 | 0 | 0 | 0 | 0
Geo | 0 | 0 | 861.56 | 861.56 | 861.56 | 861.56
H | 44.6 | 44.6 | 44.6 | 44.6 | 44.6 | 44.6
LFG | 0.85 | 0.85 | 24.66 | 24.66 | 24.66 | 24.66
Nuc | 810.72 | 895.93 | 912.19 | 917.59 | 917.59 | 917.59
PS | 5.13 | 5.13 | 5.13 | 5.13 | 5.13 | 5.13
PV | 50.17 | 50.17 | 50.17 | 50.17 | 2.38 | 2.38
PeakG | 0 | 0 | 0 | 0 | 0 | 0
PeakO | 0 | 0 | 0 | 0 | 0 | 0
ST | 156.95 | 381.57 | 517.32 | 495.64 | 444.69 | 248.46
STOG | 0 | 0 | 0 | 0 | 0 | 0
STWD | 12.81 | 13.02 | 12.82 | 12.82 | 12.82 | 12.82
WT | 35.54 | 238.38 | 354.24 | 552.72 | 534.77 | 351.34
IGCC | 0 | 0 | 0 | 0 | 0 | 0
DemandResponse | 0 | 0 | 0 | 0 | 0 | 0
IGCC-CCS | 0 | 0 | 0 | 0 | 0 | 0
WT_off | 0 | 0 | 0 | 0 | 0 | 0
PseudoUnit | 0 | 0 | 0 | 0 | 0 | 0
FixedInterchange | 0 | 0 | 0 | 0 | 0 | 0
Total Costs by Reporting Type: ERCOT
ReportingType | 2015 | 2020 | 2025 | 2030 | 2035 | 2040
BM | 69.26 | 85.94 | 82.9 | 2072.75 | 2169.94 | 2325.79
CC | 6352.24 | 6658.05 | 5791.39 | 5478.37 | 6832.32 | 8599.73
CSP | 0 | 0 | 0 | 0 | 0 | 0
CT | 22.65 | 22.65 | 22.65 | 22.65 | 1.67 | 1.67
Coal | 5479.14 | 6103.86 | 6432.27 | 6338.18 | 6520.47 | 7332.68
Geo | 0 | 0 | 0 | 0 | 0 | 0
H | 8.05 | 8.05 | 8.05 | 224.01 | 224.01 | 224.01
LFG | 9.06 | 9.06 | 145.21 | 145.21 | 145.21 | 145.21
Nuc | 1007.36 | 1174.9 | 1203.03 | 1210.21 | 1210.21 | 1210.21
PS | 0 | 0 | 0 | 0 | 0 | 0
PV | 6.95 | 6.95 | 6.95 | 6.95 | 0.01 | 0.01
PeakG | 80.63 | 119.03 | 114.62 | 114.62 | 114.62 | 114.62
PeakO | 1.29 | 1.86 | 1.53 | 1.53 | 1.53 | 1.53
ST | 0 | 0 | 0 | 0 | 0 | 0
STOG | 1126.2 | 1309.64 | 1191.28 | 1117.46 | 1114.7 | 1075.31
STWD | 0 | 0 | 0 | 0 | 0 | 0
WT | 409.91 | 2813.04 | 5473.72 | 7192.82 | 7417.17 | 5755.7
IGCC | 0 | 0 | 0 | 0 | 0 | 0
DemandResponse | 0 | 0 | 0 | 0 | 0 | 0
IGCC-CCS | 0 | 0 | 0 | 0 | 0 | 0
WT_off | 0 | 0 | 0 | 0 | 0 | 0
PseudoUnit | 0 | 0 | 0 | 0 | 0 | 0
FixedInterchange | 0 | 0 | 0 | 0 | 0 | 0
Total Costs by Reporting Type: NP15
ReportingType | 2015 | 2020 | 2025 | 2030 | 2035 | 2040
BM | 0 | 0 | 0 | 0 | 0 | 0
CC | 2013.37 | 2438.16 | 2072.25 | 1875.19 | 1364.06 | 815.32
CSP | 0 | 0 | 0 | 0 | 0 | 0
CT | 27.43 | 282.55 | 391.5 | 914.33 | 1462.6 | 1827.93
Coal | 10.37 | 0 | 0 | 0 | 0 | 0
Geo | 100.91 | 206.02 | 482.73 | 482.73 | 482.73 | 404.23
H | 125.7 | 125.7 | 125.7 | 125.7 | 125.7 | 125.7
LFG | 10.26 | 10.26 | 248.41 | 248.41 | 248.41 | 248.41
Nuc | 495.59 | 560.5 | 540.7 | 543.89 | 543.89 | 543.89
PS | 53.58 | 53.58 | 53.58 | 53.58 | 53.58 | 53.58
PV | 4.71 | 4.71 | 4.71 | 4.71 | 0.78 | 0.78
PeakG | 56.04 | 82.34 | 58.1 | 74.01 | 79.34 | 79.45
PeakO | 10.26 | 13.08 | 10.48 | 10.49 | 10.49 | 10.49
ST | 19.12 | 19.12 | 19.12 | 19.12 | 1.86 | 1.86
STOG | 175.8 | 214.85 | 176.99 | 187.32 | 185.66 | 203.69
STWD | 265.97 | 269.53 | 266.24 | 266.24 | 266.24 | 266.24
WT | 71.84 | 71.84 | 2921.88 | 3958.37 | 3930.16 | 3932.43
IGCC | 0 | 0 | 0 | 0 | 0 | 0
DemandResponse | 0 | 0 | 0 | 0 | 0 | 0
IGCC-CCS | 0 | 0 | 0 | 0 | 0 | 0
WT_off | 0 | 0 | 0 | 0 | 0 | 0
PseudoUnit | 0 | 0 | 0 | 0 | 0 | 0
FixedInterchange | 0 | 0 | 0 | 0 | 0 | 0
Total Costs by Reporting Type: NWPP_Coal
ReportingType | 2015 | 2020 | 2025 | 2030 | 2035 | 2040
BM | 0 | 0 | 0 | 0 | 0 | 0
CC | 0 | 0 | 0 | 0 | 0 | 0
CSP | 0 | 0 | 0 | 0 | 0 | 0
CT | 0 | 0 | 0 | 0 | 0 | 0
Coal | 3402.14 | 3651.05 | 3710.5 | 3633.09 | 3854.6 | 4400.02
Geo | 0 | 0 | 0 | 0 | 0 | 0
H | 0 | 0 | 0 | 0 | 0 | 0
LFG | 0 | 0 | 0 | 0 | 0 | 0
Nuc | 0 | 0 | 0 | 0 | 0 | 0
PS | 0 | 0 | 0 | 0 | 0 | 0
PV | 0 | 0 | 0 | 0 | 0 | 0
PeakG | 0 | 0 | 0 | 0 | 0 | 0
PeakO | 0 | 0 | 0 | 0 | 0 | 0
ST | 0 | 0 | 0 | 0 | 0 | 0
STOG | 0 | 0 | 0 | 0 | 0 | 0
STWD | 0 | 0 | 0 | 0 | 0 | 0
WT | 0 | 0 | 0 | 0 | 0 | 0
IGCC | 0 | 0 | 0 | 0 | 0 | 0
DemandResponse | 0 | 0 | 0 | 0 | 0 | 0
IGCC-CCS | 0 | 0 | 0 | 0 | 0 | 0
WT_off | 0 | 0 | 0 | 0 | 0 | 0
PseudoUnit | 0 | 0 | 0 | 0 | 0 | 0
FixedInterchange | 0 | 0 | 0 | 0 | 0 | 0
Total Costs by Reporting Type: NWPP_Gas
ReportingType | 2015 | 2020 | 2025 | 2030 | 2035 | 2040
BM | 0 | 0 | 0 | 0 | 0 | 0
CC | 2078.65 | 2343.53 | 2443.15 | 4148.99 | 7634.23 | 8977.43
CSP | 0 | 0 | 0 | 0 | 0 | 0
CT | 14.02 | 14.02 | 14.02 | 14.02 | 0 | 0
Coal | 0 | 0 | 0 | 0 | 0 | 223.98
Geo | 0 | 0 | 0 | 0 | 0 | 0
H | 0 | 0 | 0 | 0 | 0 | 0
LFG | 0 | 0 | 0 | 0 | 0 | 0
Nuc | 0 | 0 | 0 | 0 | 0 | 0
PS | 0 | 0 | 0 | 0 | 0 | 0
PV | 0 | 0 | 0 | 0 | 0 | 0
PeakG | 0 | 0 | 0 | 0 | 0 | 0
PeakO | 0 | 0 | 0 | 0 | 0 | 0
ST | 0 | 0 | 0 | 0 | 0 | 0
STOG | 0 | 0 | 0 | 0 | 0 | 0
STWD | 0 | 0 | 0 | 0 | 0 | 0
WT | 0 | 0 | 0 | 0 | 0 | 0
IGCC | 0 | 0 | 0 | 0 | 0 | 0
DemandResponse | 0 | 0 | 0 | 0 | 0 | 0
IGCC-CCS | 0 | 0 | 0 | 0 | 0 | 0
WT_off | 0 | 0 | 0 | 0 | 0 | 0
PseudoUnit | 0 | 0 | 0 | 0 | 0 | 0
FixedInterchange | 0 | 0 | 0 | 0 | 0 | 0
Total Costs by Reporting Type: NWPP_NucRenew
ReportingType | 2015 | 2020 | 2025 | 2030 | 2035 | 2040
BM | 17.16 | 17.16 | 17.16 | 22.99 | 22.99 | 22.99
CC | 0 | 0 | 0 | 0 | 0 | 0
CSP | 0 | 0 | 0 | 0 | 0 | 0
CT | 0 | 0 | 0 | 0 | 0 | 0
Coal | 0 | 0 | 0 | 0 | 0 | 0
Geo | 82.65 | 82.65 | 340.71 | 340.71 | 300.8 | 300.8
H | 480.54 | 480.54 | 480.54 | 480.54 | 480.54 | 480.54
LFG | 22.67 | 22.67 | 103.8 | 118.38 | 111.24 | 111.24
Nuc | 256.71 | 258.17 | 262.7 | 264.21 | 264.21 | 324.67
PS | 6.12 | 6.12 | 6.12 | 6.12 | 6.12 | 6.12
PV | 0.04 | 0.04 | 0.04 | 0.04 | 0.04 | 0.04
PeakG | 0 | 0 | 0 | 0 | 0 | 0
PeakO | 0 | 0 | 0 | 0 | 0 | 0
ST | 0 | 0 | 0 | 0 | 0 | 0
STOG | 0 | 0 | 0 | 0 | 0 | 0
STWD | 17.98 | 33.06 | 200.05 | 329.12 | 329.12 | 329.12
WT | 515.43 | 515.43 | 515.43 | 515.43 | 229.12 | 229.12
IGCC | 0 | 0 | 0 | 0 | 0 | 0
DemandResponse | 0 | 0 | 0 | 0 | 0 | 0
IGCC-CCS | 0 | 0 | 0 | 0 | 0 | 0
WT_off | 0 | 0 | 0 | 0 | 0 | 0
PseudoUnit | 0 | 0 | 0 | 0 | 0 | 0
FixedInterchange | 0 | 0 | 0 | 0 | 0 | 0
Total Costs by Reporting Type: RMPA
ReportingType | 2015 | 2020 | 2025 | 2030 | 2035 | 2040
BM | 0 | 0 | 0 | 0 | 0 | 0
CC | 286.65 | 514.26 | 256.86 | 231.69 | 248.02 | 245.56
CSP | 0 | 0 | 0 | 0 | 0 | 0
CT | 16.21 | 16.21 | 16.21 | 16.21 | 1.02 | 1.02
Coal | 1842.35 | 1968.18 | 1916.7 | 2022.8 | 2758.77 | 3761.66
Geo | 0 | 283.78 | 1513.72 | 1538.36 | 1538.36 | 1330.77
H | 13.99 | 13.99 | 13.99 | 13.99 | 13.99 | 13.99
LFG | 1.29 | 1.29 | 1.29 | 12.63 | 12.24 | 12.24
Nuc | 0.01 | 0.01 | 0.01 | 0.01 | 0.01 | 0.01
PS | 13.37 | 13.37 | 13.37 | 13.37 | 13.37 | 13.37
PV | 0.82 | 0.82 | 0.82 | 0.82 | 0.31 | 0.31
PeakG | 49.11 | 74.13 | 50.91 | 64.87 | 70.2 | 70.91
PeakO | 5.49 | 6.99 | 5.61 | 5.61 | 5.61 | 5.61
ST | 1.65 | 198.05 | 215.28 | 225.31 | 223.85 | 51.9
STOG | 0 | 0 | 0 | 0 | 0 | 0
STWD | 0 | 0 | 0 | 0 | 0 | 0
WT | 288.68 | 288.68 | 288.68 | 288.68 | 67.69 | 67.69
IGCC | 0 | 0 | 0 | 0 | 0 | 0
DemandResponse | 0 | 0 | 0 | 0 | 0 | 0
IGCC-CCS | 0 | 0 | 0 | 0 | 0 | 0
WT_off | 0 | 0 | 0 | 0 | 0 | 0
PseudoUnit | 0 | 0 | 0 | 0 | 0 | 0
FixedInterchange | 0 | 0 | 0 | 0 | 0 | 0
Total Costs by Reporting Type: SP15
ReportingType | 2015 | 2020 | 2025 | 2030 | 2035 | 2040
BM | 7.53 | 7.53 | 7.53 | 7.53 | 7.07 | 5.4
CC | 1482.75 | 1864.97 | 1904.99 | 1579.22 | 1744.52 | 1299.79
CSP | 0 | 0 | 0 | 0 | 0 | 0
CT | 0 | 0 | 0 | 0 | 0 | 0
Coal | 35.83 | 43.99 | 48.96 | 36.13 | 15.6 | 0
Geo | 113.26 | 976.11 | 976.11 | 953.11 | 953.11 | 328.75
H | 16.57 | 16.57 | 16.57 | 16.57 | 16.57 | 16.57
LFG | 29.81 | 251.77 | 266.21 | 265.9 | 263.36 | 104.85
Nuc | 508.22 | 539.82 | 519.92 | 522.86 | 522.86 | 643.14
PS | 34.19 | 34.19 | 34.19 | 34.19 | 34.19 | 34.19
PV | 4.09 | 4.09 | 4.09 | 4.09 | 1.81 | 1.81
PeakG | 76.73 | 111.44 | 93.22 | 103.59 | 106.07 | 103.59
PeakO | 1.47 | 1.91 | 1.53 | 1.53 | 1.53 | 1.53
ST | 290.87 | 290.87 | 290.87 | 290.87 | 28.69 | 28.69
STOG | 464.8 | 557.32 | 482.56 | 515.04 | 595.23 | 539.64
STWD | 68.43 | 69.39 | 68.5 | 68.5 | 68.5 | 68.5
WT | 304.5 | 304.5 | 304.5 | 304.5 | 71.1 | 71.1
IGCC | 0 | 0 | 0 | 0 | 0 | 0
DemandResponse | 0 | 0 | 0 | 0 | 0 | 0
IGCC-CCS | 0 | 0 | 0 | 0 | 0 | 0
WT_off | 0 | 0 | 0 | 0 | 0 | 0
PseudoUnit | 0 | 0 | 0 | 0 | 0 | 0
FixedInterchange | 0 | 0 | 0 | 0 | 0 | 0
Total Costs by Reporting Type: ALB
ReportingType | 2015 | 2020 | 2025 | 2030 | 2035 | 2040
BM | 0 | 0 | 0 | 0 | 0 | 0
CC | 839.72 | 1164.61 | 1643.28 | 2118.94 | 2815.95 | 3410.04
CSP | 0 | 0 | 0 | 0 | 0 | 0
CT | 18.05 | 18.05 | 18.05 | 18.05 | 0 | 0
Coal | 997.19 | 953.71 | 967.34 | 993.65 | 1157.04 | 1251.85
Geo | 0 | 0 | 0 | 0 | 0 | 0
H | 12.99 | 12.99 | 12.99 | 12.99 | 12.99 | 12.99
LFG | 1.21 | 1.21 | 1.21 | 1.21 | 1.21 | 1.21
Nuc | 0.01 | 0.01 | 0.01 | 0.01 | 0.01 | 0.01
PS | 0 | 0 | 0 | 0 | 0 | 0
PV | 0 | 0 | 0 | 0 | 0 | 0
PeakG | 24.72 | 24.11 | 24.11 | 24.11 | 33.96 | 33.96
PeakO | 0 | 0 | 0 | 0 | 0 | 0
ST | 0 | 0 | 0 | 0 | 0 | 0
STOG | 0 | 0 | 0 | 0 | 0 | 0
STWD | 0 | 0 | 0 | 0 | 0 | 0
WT | 25.5 | 25.5 | 25.5 | 25.5 | 22.96 | 22.96
IGCC | 0 | 0 | 0 | 0 | 0 | 0
DemandResponse | 0 | 0 | 0 | 0 | 0 | 0
IGCC-CCS | 0 | 0 | 0 | 0 | 0 | 0
WT_off | 0 | 0 | 0 | 0 | 0 | 0
PseudoUnit | 0 | 0 | 0 | 0 | 0 | 0
FixedInterchange | 0 | 0 | 0 | 0 | 0 | 0
Total Costs by Reporting Type: BC
ReportingType | 2015 | 2020 | 2025 | 2030 | 2035 | 2040
BM | 0 | 0 | 0 | 0 | 0 | 0
CC | 527.02 | 653.09 | 970.6 | 1348.69 | 1839.9 | 2268.79
CSP | 0 | 0 | 0 | 0 | 0 | 0
CT | 0 | 0 | 0 | 0 | 0 | 14.01
Coal | 0 | 0 | 0 | 0 | 0 | 0
Geo | 0 | 0 | 0 | 0 | 0 | 0
H | 173.22 | 173.22 | 173.22 | 173.22 | 173.22 | 173.22
LFG | 2.9 | 2.9 | 2.9 | 2.9 | 2.9 | 2.9
Nuc | 0.01 | 0.01 | 0.01 | 0.01 | 0.01 | 0.01
PS | 0 | 0 | 0 | 0 | 0 | 0
PV | 0 | 0 | 0 | 0 | 0 | 0
PeakG | 2.66 | 2.77 | 3.3 | 3.3 | 3.3 | 3.3
PeakO | 1.16 | 1.29 | 1.29 | 1.29 | 1.29 | 1.29
ST | 0 | 0 | 0 | 0 | 0 | 0
STOG | 0 | 0 | 0 | 0 | 0 | 0
STWD | 16.34 | 16.34 | 16.34 | 16.34 | 16.34 | 16.34
WT | 48.22 | 48.22 | 48.22 | 48.22 | 7.54 | 7.54
IGCC | 0 | 0 | 0 | 0 | 0 | 0
DemandResponse | 0 | 0 | 0 | 0 | 0 | 0
IGCC-CCS | 0 | 0 | 0 | 0 | 0 | 0
WT_off | 0 | 0 | 0 | 0 | 0 | 0
PseudoUnit | 0 | 0 | 0 | 0 | 0 | 0
FixedInterchange | 0 | 0 | 0 | 0 | 0 | 0
Total Costs by Reporting Type: HQ_IESO
ReportingType | 2015 | 2020 | 2025 | 2030 | 2035 | 2040
BM | 0 | 0 | 0 | 0 | 0 | 0
CC | 0 | 0 | 0 | 0 | 0 | 0
CSP | 0 | 0 | 0 | 0 | 0 | 0
CT | 0 | 0 | 0 | 0 | 0 | 0
Coal | 0 | 0 | 0 | 0 | 0 | 0
Geo | 0 | 0 | 0 | 0 | 0 | 0
H | 0 | 0 | 0 | 0 | 0 | 0
LFG | 0 | 0 | 0 | 0 | 0 | 0
Nuc | 0.01 | 0.01 | 0.01 | 0.01 | 0.01 | 0.01
PS | 0 | 0 | 0 | 0 | 0 | 0
PV | 0 | 0 | 0 | 0 | 0 | 0
PeakG | 0 | 0 | 0 | 0 | 0 | 0
PeakO | 0 | 0 | 0 | 0 | 0 | 0
ST | 0 | 0 | 0 | 0 | 0 | 0
STOG | 0 | 0 | 0 | 0 | 0 | 0
STWD | 0 | 0 | 0 | 0 | 0 | 0
WT | 0 | 0 | 0 | 0 | 0 | 0
IGCC | 0 | 0 | 0 | 0 | 0 | 0
DemandResponse | 0 | 0 | 0 | 0 | 0 | 0
IGCC-CCS | 0 | 0 | 0 | 0 | 0 | 0
WT_off | 0 | 0 | 0 | 0 | 0 | 0
PseudoUnit | 0 | 0 | 0 | 0 | 0 | 0
FixedInterchange | 0 | 0 | 0 | 0 | 0 | 0
Total Costs by Reporting Type: HQ_NEISO
ReportingType | 2015 | 2020 | 2025 | 2030 | 2035 | 2040
BM | 0 | 0 | 0 | 0 | 0 | 0
CC | 0 | 0 | 0 | 0 | 0 | 0
CSP | 0 | 0 | 0 | 0 | 0 | 0
CT | 0 | 0 | 0 | 0 | 0 | 0
Coal | 0 | 0 | 0 | 0 | 0 | 0
Geo | 0 | 0 | 0 | 0 | 0 | 0
H | 0 | 0 | 0 | 0 | 0 | 0
LFG | 0 | 0 | 0 | 0 | 0 | 0
Nuc | 0.01 | 0.01 | 0.01 | 0.01 | 0.01 | 0.01
PS | 0 | 0 | 0 | 0 | 0 | 0
PV | 0 | 0 | 0 | 0 | 0 | 0
PeakG | 0 | 0 | 0 | 0 | 0 | 0
PeakO | 0 | 0 | 0 | 0 | 0 | 0
ST | 0 | 0 | 0 | 0 | 0 | 0
STOG | 0 | 0 | 0 | 0 | 0 | 0
STWD | 0 | 0 | 0 | 0 | 0 | 0
WT | 0 | 0 | 0 | 0 | 0 | 0
IGCC | 0 | 0 | 0 | 0 | 0 | 0
DemandResponse | 0 | 0 | 0 | 0 | 0 | 0
IGCC-CCS | 0 | 0 | 0 | 0 | 0 | 0
WT_off | 0 | 0 | 0 | 0 | 0 | 0
PseudoUnit | 0 | 0 | 0 | 0 | 0 | 0
FixedInterchange | 0 | 0 | 0 | 0 | 0 | 0
Total Costs by Reporting Type: HQ_NY
ReportingType | 2015 | 2020 | 2025 | 2030 | 2035 | 2040
BM | 0 | 0 | 0 | 0 | 0 | 0
CC | 0 | 0 | 0 | 0 | 0 | 0
CSP | 0 | 0 | 0 | 0 | 0 | 0
CT | 0 | 0 | 0 | 0 | 0 | 0
Coal | 0 | 0 | 0 | 0 | 0 | 0
Geo | 0 | 0 | 0 | 0 | 0 | 0
H | 0 | 0 | 0 | 0 | 0 | 0
LFG | 0 | 0 | 0 | 0 | 0 | 0
Nuc | 0.01 | 0.01 | 0.01 | 0.01 | 0.01 | 0.01
PS | 0 | 0 | 0 | 0 | 0 | 0
PV | 0 | 0 | 0 | 0 | 0 | 0
PeakG | 0 | 0 | 0 | 0 | 0 | 0
PeakO | 0 | 0 | 0 | 0 | 0 | 0
ST | 0 | 0 | 0 | 0 | 0 | 0
STOG | 0 | 0 | 0 | 0 | 0 | 0
STWD | 0 | 0 | 0 | 0 | 0 | 0
WT | 0 | 0 | 0 | 0 | 0 | 0
IGCC | 0 | 0 | 0 | 0 | 0 | 0
DemandResponse | 0 | 0 | 0 | 0 | 0 | 0
IGCC-CCS | 0 | 0 | 0 | 0 | 0 | 0
WT_off | 0 | 0 | 0 | 0 | 0 | 0
PseudoUnit | 0 | 0 | 0 | 0 | 0 | 0
FixedInterchange | 0 | 0 | 0 | 0 | 0 | 0
Total Costs by Reporting Type: MARITIMES
ReportingType | 2015 | 2020 | 2025 | 2030 | 2035 | 2040
BM | 0 | 0 | 0 | 0 | 0 | 0
CC | 0 | 0 | 0 | 0 | 0 | 0
CSP | 0 | 0 | 0 | 0 | 0 | 0
CT | 0 | 0 | 0 | 0 | 0 | 0
Coal | 0 | 0 | 0 | 0 | 0 | 0
Geo | 0 | 0 | 0 | 0 | 0 | 0
H | 0 | 0 | 0 | 0 | 0 | 0
LFG | 0 | 0 | 0 | 0 | 0 | 0
Nuc | 0.01 | 0.01 | 0.01 | 0.01 | 0.01 | 0.01
PS | 0 | 0 | 0 | 0 | 0 | 0
PV | 0 | 0 | 0 | 0 | 0 | 0
PeakG | 0 | 0 | 0 | 0 | 0 | 0
PeakO | 0 | 0 | 0 | 0 | 0 | 0
ST | 0 | 0 | 0 | 0 | 0 | 0
STOG | 0 | 0 | 0 | 0 | 0 | 0
STWD | 0 | 0 | 0 | 0 | 0 | 0
WT | 0 | 0 | 0 | 0 | 0 | 0
IGCC | 0 | 0 | 0 | 0 | 0 | 0
DemandResponse | 0 | 0 | 0 | 0 | 0 | 0
IGCC-CCS | 0 | 0 | 0 | 0 | 0 | 0
WT_off | 0 | 0 | 0 | 0 | 0 | 0
PseudoUnit | 0 | 197.97 | 197.97 | 197.97 | 197.97 | 197.97
FixedInterchange | 0 | 0 | 0 | 0 | 0 | 0
Total Costs by Reporting Type: All
ReportingType | 2015 | 2020 | 2025 | 2030 | 2035 | 2040
BM | 1114.05 | 15154.02 | 20397.19 | 31096.08 | 33347.62 | 34534.97
CC | 51805.54 | 59199.47 | 55985.12 | 58520.95 | 84083.93 | 100963.92
CSP | 0 | 0 | 0 | 0 | 0 | 0
CT | 900.04 | 1543.42 | 2002.39 | 3375.64 | 6308.45 | 7666.84
Coal | 75571.91 | 75565.85 | 74829.19 | 72205.39 | 80454.71 | 98298.04
Geo | 300.77 | 1552.51 | 4178.79 | 4180.43 | 4140.52 | 3230.07
H | 1511 | 2072.76 | 3069.45 | 4131.47 | 4150.39 | 4550.95
LFG | 556.66 | 1355.19 | 2249.69 | 2527.95 | 2484.46 | 1923.59
Nuc | 27257.76 | 31456.43 | 31434.52 | 31883.54 | 26253.69 | 31278.26
PS | 517.25 | 517.25 | 517.25 | 517.25 | 517.25 | 517.25
PV | 666.04 | 1751.98 | 2264.12 | 2401.71 | 1828.81 | 873.23
PeakG | 2229.4 | 3259.12 | 2579.71 | 2829.3 | 3144.48 | 3009.11
PeakO | 560.35 | 733.66 | 594.19 | 596.93 | 596.94 | 596.95
ST | 468.59 | 889.61 | 1042.58 | 1030.93 | 699.08 | 330.91
STOG | 4056.27 | 4750.01 | 4230.38 | 4052.46 | 4455.31 | 4467.18
STWD | 1838.16 | 1915.28 | 1811.83 | 1955.24 | 1970.22 | 2055.19
WT | 9401.79 | 24235.45 | 41781.66 | 56071.32 | 51840.74 | 40207.99
IGCC | 366.62 | 367.02 | 366.88 | 368.38 | 373.81 | 376.68
DemandResponse | 0 | 0 | 0 | 0 | 0 | 0
IGCC-CCS | 0 | 0 | 0 | 0 | 0 | 0
WT_off | 348.15 | 348.15 | 11604.91 | 22794.12 | 25108.48 | 29034.38
PseudoUnit | 0 | 197.97 | 197.97 | 197.97 | 197.97 | 197.97
FixedInterchange | 0 | 0 | 0 | 0 | 0 | 0
Total Costs by Reporting Type: EI_US
ReportingType | 2015 | 2020 | 2025 | 2030 | 2035 | 2040
BM | 842.5 | 14865.79 | 20112 | 28815.2 | 30970.02 | 32003.19
CC | 33266.24 | 37011.34 | 34145.27 | 32121.88 | 49321.27 | 61425.51
CSP | 0 | 0 | 0 | 0 | 0 | 0
CT | 680.41 | 1068.65 | 1408.45 | 2258.26 | 4532.92 | 5426.59
Coal | 60808.51 | 59653.84 | 58749.98 | 56151.68 | 62858.97 | 73006.03
Geo | 3.95 | 3.95 | 3.95 | 3.95 | 3.95 | 3.95
H | 419.29 | 856.05 | 1218.53 | 1218.53 | 1237.44 | 1535.59
LFG | 459.31 | 1035.87 | 1436.69 | 1689.34 | 1660.81 | 1258.44
Nuc | 21188.8 | 25019.34 | 24933.73 | 25344.45 | 19958.32 | 24608.01
PS | 401.94 | 401.94 | 401.94 | 401.94 | 401.94 | 401.94
PV | 41.25 | 1127.19 | 1639.33 | 1776.93 | 1823.03 | 867.45
PeakG | 1887.42 | 2776.42 | 2160.45 | 2421.25 | 2710.23 | 2576.51
PeakO | 539.93 | 707.77 | 572.89 | 575.5 | 575.51 | 575.53
ST | 0 | 0 | 0 | 0 | 0 | 0
STOG | 2283.92 | 2662.66 | 2374.01 | 2232.64 | 2559.71 | 2648.54
STWD | 1456.63 | 1513.95 | 1247.87 | 1262.2 | 1277.18 | 1362.15
WT | 6833.61 | 19061.3 | 30980.92 | 42316.51 | 39498.48 | 29708.36
IGCC | 366.62 | 367.02 | 366.88 | 368.38 | 373.81 | 376.68
DemandResponse | 0 | 0 | 0 | 0 | 0 | 0
IGCC-CCS | 0 | 0 | 0 | 0 | 0 | 0
WT_off | 348.15 | 348.15 | 11604.91 | 22794.12 | 25108.48 | 29034.38
PseudoUnit | 0 | 197.97 | 197.97 | 197.97 | 197.97 | 197.97
FixedInterchange | 0 | 0 | 0 | 0 | 0 | 0
Total Costs by Reporting Type: EI_Canada
ReportingType | 2015 | 2020 | 2025 | 2030 | 2035 | 2040
BM | 177.6 | 177.6 | 177.6 | 177.6 | 177.6 | 177.6
CC | 479.15 | 481.44 | 397.65 | 354.39 | 1017.39 | 2186.82
CSP | 0 | 0 | 0 | 0 | 0 | 0
CT | 52.64 | 52.64 | 52.64 | 52.64 | 310.24 | 395.62
Coal | 135.95 | 162.6 | 0 | 0 | 0 | 0
Geo | 0 | 0 | 0 | 0 | 0 | 0
H | 216.06 | 341.06 | 975.27 | 1821.33 | 1821.33 | 1923.75
LFG | 19.32 | 19.32 | 19.32 | 19.32 | 14.43 | 14.43
Nuc | 2990.32 | 3007.74 | 3062.22 | 3080.31 | 2836.59 | 3030.72
PS | 2.92 | 2.92 | 2.92 | 2.92 | 2.92 | 2.92
PV | 558.01 | 558.01 | 558.01 | 558.01 | 0.44 | 0.44
PeakG | 21.55 | 23.55 | 23.55 | 23.55 | 26.76 | 26.76
PeakO | 0.75 | 0.75 | 0.87 | 0.98 | 0.98 | 0.98
ST | 0 | 0 | 0 | 0 | 0 | 0
STOG | 5.54 | 5.54 | 5.54 | 0 | 0 | 0
STWD | 0 | 0 | 0 | 0 | 0 | 0
WT | 868.55 | 868.55 | 868.55 | 868.55 | 61.76 | 61.76
IGCC | 0 | 0 | 0 | 0 | 0 | 0
DemandResponse | 0 | 0 | 0 | 0 | 0 | 0
IGCC-CCS | 0 | 0 | 0 | 0 | 0 | 0
WT_off | 0 | 0 | 0 | 0 | 0 | 0
PseudoUnit | 0 | 0 | 0 | 0 | 0 | 0
FixedInterchange | 0 | 0 | 0 | 0 | 0 | 0
Total Costs by Reporting Type: EI
ReportingType | 2015 | 2020 | 2025 | 2030 | 2035 | 2040
BM | 1020.1 | 15043.39 | 20289.6 | 28992.8 | 31147.62 | 32180.79
CC | 33745.39 | 37492.78 | 34542.92 | 32476.27 | 50338.65 | 63612.33
CSP | 0 | 0 | 0 | 0 | 0 | 0
CT | 733.04 | 1121.29 | 1461.08 | 2310.9 | 4843.16 | 5822.21
Coal | 60944.46 | 59816.43 | 58749.98 | 56151.68 | 62858.97 | 73006.03
Geo | 3.95 | 3.95 | 3.95 | 3.95 | 3.95 | 3.95
H | 635.35 | 1197.11 | 2193.8 | 3039.86 | 3058.78 | 3459.34
LFG | 478.63 | 1055.19 | 1456 | 1708.66 | 1675.24 | 1272.88
Nuc | 24179.13 | 28027.08 | 27995.95 | 28424.75 | 22794.91 | 27638.73
PS | 404.86 | 404.86 | 404.86 | 404.86 | 404.86 | 404.86
PV | 599.26 | 1685.2 | 2197.34 | 2334.93 | 1823.47 | 867.89
PeakG | 1908.97 | 2799.97 | 2184.01 | 2444.8 | 2736.98 | 2603.27
PeakO | 540.68 | 708.53 | 573.75 | 576.48 | 576.49 | 576.51
ST | 0 | 0 | 0 | 0 | 0 | 0
STOG | 2289.46 | 2668.2 | 2379.55 | 2232.64 | 2559.71 | 2648.54
STWD | 1456.63 | 1513.95 | 1247.87 | 1262.2 | 1277.18 | 1362.15
WT | 7702.16 | 19929.85 | 31849.47 | 43185.07 | 39560.24 | 29770.11
IGCC | 366.62 | 367.02 | 366.88 | 368.38 | 373.81 | 376.68
DemandResponse | 0 | 0 | 0 | 0 | 0 | 0
IGCC-CCS | 0 | 0 | 0 | 0 | 0 | 0
WT_off | 348.15 | 348.15 | 11604.91 | 22794.12 | 25108.48 | 29034.38
PseudoUnit | 0 | 197.97 | 197.97 | 197.97 | 197.97 | 197.97
FixedInterchange | 0 | 0 | 0 | 0 | 0 | 0
Total Costs by Reporting Type: Outside_EI
ReportingType | 2015 | 2020 | 2025 | 2030 | 2035 | 2040
BM | 93.95 | 110.63 | 107.59 | 2103.27 | 2199.99 | 2354.18
CC | 18060.15 | 21706.7 | 21442.2 | 26044.68 | 33745.28 | 37351.59
CSP | 0 | 0 | 0 | 0 | 0 | 0
CT | 167 | 422.12 | 541.31 | 1064.75 | 1465.3 | 1844.64
Coal | 14627.45 | 15749.42 | 16079.21 | 16053.71 | 17595.73 | 25292.01
Geo | 296.82 | 1548.56 | 4174.84 | 4176.47 | 4136.57 | 3226.12
H | 875.65 | 875.65 | 875.65 | 1091.61 | 1091.61 | 1091.61
LFG | 78.04 | 300 | 793.68 | 819.29 | 809.22 | 650.71
Nuc | 3078.63 | 3429.35 | 3438.57 | 3458.79 | 3458.79 | 3639.53
PS | 112.39 | 112.39 | 112.39 | 112.39 | 112.39 | 112.39
PV | 66.78 | 66.78 | 66.78 | 66.78 | 5.33 | 5.33
PeakG | 320.43 | 459.15 | 395.7 | 384.5 | 407.5 | 405.84
PeakO | 19.67 | 25.14 | 20.44 | 20.44 | 20.45 | 20.45
ST | 468.59 | 889.61 | 1042.58 | 1030.93 | 699.08 | 330.91
STOG | 1766.81 | 2081.81 | 1850.83 | 1819.82 | 1895.6 | 1818.64
STWD | 381.53 | 401.34 | 563.97 | 693.04 | 693.04 | 693.04
WT | 1699.62 | 4305.6 | 9932.19 | 12886.25 | 12280.5 | 10437.87
IGCC | 0 | 0 | 0 | 0 | 0 | 0
DemandResponse | 0 | 0 | 0 | 0 | 0 | 0
IGCC-CCS | 0 | 0 | 0 | 0 | 0 | 0
WT_off | 0 | 0 | 0 | 0 | 0 | 0
PseudoUnit | 0 | 0 | 0 | 0 | 0 | 0
FixedInterchange | 0 | 0 | 0 | 0 | 0 | 0
#15 A | RPS Generation Compliance Payments ($)
RPS Program | 2015 | 2020 | 2025 | 2030 | 2035 | 2040
NEISO | 8.79 | 0 | 0 | 0 | 0 | 0
CA | 1663.06 | 1886.34 | 0 | 0 | 0 | 0
NWPP | 0 | 0 | 0 | 0 | 0 | 0
PJM | 0 | 0 | 0 | 0 | 0 | 0
US_EI | 0 | 0 | 0 | 0 | 0 | 0
Southwest_Super | 1086.96 | 0 | 0 | 0 | 0 | 0
PJM_MAAC_Super | 462.74 | 0 | 0 | 0 | 0 | 0
PJM_ROR_Super | 0 | 0 | 0 | 0 | 0 | 0
Midwest_Super | 0 | 0 | 0 | 0 | 0 | 0
Northeast_Super | 0 | 0 | 0 | 0 | 0 | 0
Southeast_Super | 4309.45 | 0 | 0 | 0 | 0 | 0
US_WECC | 0 | 0 | 0 | 0 | 0 | 0
US_ERCOT | 0 | 0 | 0 | 0 | 0 | 0
PJM_Solar | 377.03 | 0 | 0 | 0 | 0 | 0
MA_Solar | 161.53 | 0 | 0 | 0 | 0 | 0
NH_Solar | 10.88 | 0 | 0 | 0 | 0 | 0
MRETS_Solar | 0 | 0 | 0 | 0 | 0 | 0
AZNMSNV | 220.64 | 359.39 | 0 | 0 | 0 | 0
AZNMSNV_Solar | 63.04 | 0 | 0 | 0 | 0 | 0
MRETS | 0 | 0 | 0 | 0 | 0 | 0
MI | 74.55 | 73.8 | 0 | 0 | 0 | 0
Ohio | 0 | 0 | 0 | 0 | 0 | 0
Ohio_Solar | 57.14 | 0 | 0 | 0 | 0 | 0
MOKSOKNE | 231.31 | 0 | 0 | 0 | 0 | 0
MO_Solar | 30.08 | 0 | 0 | 0 | 0 | 0
NC | 763.46 | 0 | 0 | 0 | 0 | 0
NC_Solar | 25.79 | 0 | 0 | 0 | 0 | 0
CO | 24.4 | 0 | 0 | 0 | 0 | 0
CO_Solar | 185.57 | 0 | 0 | 0 | 0 | 0
NY | 7.04 | 0 | 0 | 0 | 0 | 0
TX | 0 | 0 | 0 | 0 | 0 | 0
#15 B | RPS Capacity Compliance Payments ($)
RPS Program | 2015 | 2020 | 2025 | 2030 | 2035 | 2040
NEISO | 0 | 0 | 0 | 0 | 0 | 0
CA | 0 | 0 | 0 | 0 | 0 | 0
NWPP | 0 | 0 | 0 | 0 | 0 | 0
PJM | 0 | 0 | 0 | 0 | 0 | 0
US_EI | 0 | 0 | 0 | 0 | 0 | 0
Southwest_Super | 0 | 0 | 0 | 0 | 0 | 0
PJM_MAAC_Super | 0 | 0 | 0 | 0 | 0 | 0
PJM_ROR_Super | 0 | 0 | 0 | 0 | 0 | 0
Midwest_Super | 0 | 0 | 0 | 0 | 0 | 0
Northeast_Super | 0 | 0 | 0 | 0 | 0 | 0
Southeast_Super | 0 | 0 | 0 | 0 | 0 | 0
US_WECC | 0 | 0 | 0 | 0 | 0 | 0
US_ERCOT | 0 | 0 | 0 | 0 | 0 | 0
PJM_Solar | 0 | 0 | 0 | 0 | 0 | 0
MA_Solar | 0 | 0 | 0 | 0 | 0 | 0
NH_Solar | 0 | 0 | 0 | 0 | 0 | 0
MRETS_Solar | 0 | 0 | 0 | 0 | 0 | 0
AZNMSNV | 0 | 0 | 0 | 0 | 0 | 0
AZNMSNV_Solar | 0 | 0 | 0 | 0 | 0 | 0
MRETS | 0 | 0 | 0 | 0 | 0 | 0
MI | 0 | 0 | 0 | 0 | 0 | 0
Ohio | 0 | 0 | 0 | 0 | 0 | 0
Ohio_Solar | 0 | 0 | 0 | 0 | 0 | 0
MOKSOKNE | 0 | 0 | 0 | 0 | 0 | 0
MO_Solar | 0 | 0 | 0 | 0 | 0 | 0
NC | 0 | 0 | 0 | 0 | 0 | 0
NC_Solar | 0 | 0 | 0 | 0 | 0 | 0
CO | 0 | 0 | 0 | 0 | 0 | 0
CO_Solar | 0 | 0 | 0 | 0 | 0 | 0
NY | 0 | 0 | 0 | 0 | 0 | 0
TX | 0 | 0 | 0 | 0 | 0 | 0
#16a | Transmission Costs ($million) [excludes shadow cost]
Transmission Costs: Entergy
Cost | 2015 | 2020 | 2025 | 2030 | 2035 | 2040
a. Wheel Share | 2.26 | 2.11 | 10.37 | 23.66 | 27.42 | 40.04
b. Friction Share | 3.76 | 3.29 | 10.91 | 27.42 | 29.86 | 38.5
Transmission Costs: FRCC
Cost | 2015 | 2020 | 2025 | 2030 | 2035 | 2040
a. Wheel Share | 4.59 | 4.94 | 6.81 | 11.59 | 3.24 | 13.82
b. Friction Share | 4.59 | 4.94 | 6.81 | 11.59 | 3.24 | 13.82
Transmission Costs: MAPP_US
Cost | 2015 | 2020 | 2025 | 2030 | 2035 | 2040
a. Wheel Share | 19.89 | 17.56 | 16.48 | 40.15 | 56.58 | 65.85
b. Friction Share | 14.58 | 12.72 | 11.86 | 29.52 | 41.94 | 49.07
Transmission Costs: MISO_IN
Cost | 2015 | 2020 | 2025 | 2030 | 2035 | 2040
a. Wheel Share | 2.05 | 1.65 | 2.62 | 1.71 | 1.99 | 3.13
b. Friction Share | 3.66 | 1.17 | 2.6 | 5.95 | 1.87 | 5.23
Transmission Costs: MISO_MI
Cost | 2015 | 2020 | 2025 | 2030 | 2035 | 2040
a. Wheel Share | 3.21 | 7.56 | 6.47 | 3.74 | 1.78 | 1.87
b. Friction Share | 9.96 | 19.13 | 18.67 | 19.06 | 6.79 | 10.86
Transmission Costs: MISO_MO-IL
Cost | 2015 | 2020 | 2025 | 2030 | 2035 | 2040
a. Wheel Share | 0.79 | 0.08 | 5.29 | 8.8 | 13.68 | 27.73
b. Friction Share | 7.14 | 0.32 | 4.78 | 7.46 | 9.91 | 21.72
Transmission Costs: MISO_W
Cost | 2015 | 2020 | 2025 | 2030 | 2035 | 2040
a. Wheel Share | 3.68 | 4.91 | 3.51 | 18.93 | 35.08 | 45.55
b. Friction Share | 4.76 | 5.11 | 4.12 | 16 | 27.31 | 37.74
Transmission Costs: MISO_WUMS
Cost | 2015 | 2020 | 2025 | 2030 | 2035 | 2040
a. Wheel Share | 0 | 0 | 0 | 0 | 0 | 0
b. Friction Share | 0.47 | 0.16 | 1.65 | 5.74 | 1.47 | 3.62
Transmission Costs: Nebraska
Cost | 2015 | 2020 | 2025 | 2030 | 2035 | 2040
a. Wheel Share | 14.91 | 9.72 | 10.56 | 18.23 | 18.18 | 21.21
b. Friction Share | 11.48 | 7.71 | 8.77 | 15.26 | 14.72 | 17.44
Transmission Costs: NEISO
Cost | 2015 | 2020 | 2025 | 2030 | 2035 | 2040
a. Wheel Share | 0 | 0 | 0 | 0 | 0 | 0
b. Friction Share | 5.31 | 6.49 | 12.13 | 17.97 | 18.74 | 19.36
Transmission Costs: NonRTO_Midwest
Cost | 2015 | 2020 | 2025 | 2030 | 2035 | 2040
a. Wheel Share | 2.11 | 1.9 | 2.87 | 2.7 | 2.5 | 4.64
b. Friction Share | 1.31 | 1.3 | 1.89 | 2.27 | 1.92 | 5.43
Transmission Costs: NYISO_A-F
Cost | 2015 | 2020 | 2025 | 2030 | 2035 | 2040
a. Wheel Share | 14.35 | 16.86 | 12.02 | 13.89 | 4.76 | 4.79
b. Friction Share | 36.04 | 38.23 | 29.27 | 28.76 | 10.5 | 10.45
Transmission Costs: NYISO_G-I
Cost | 2015 | 2020 | 2025 | 2030 | 2035 | 2040
a. Wheel Share | 1.62 | 2.2 | 2.93 | 2.64 | 2.33 | 2.37
b. Friction Share | 3.46 | 4.11 | 6.39 | 9.23 | 8.47 | 8.41
Transmission Costs: NYISO_J-K
Cost | 2015 | 2020 | 2025 | 2030 | 2035 | 2040
a. Wheel Share | 0.9 | 0.97 | 1.21 | 2.49 | 1.59 | 1.59
b. Friction Share | 3.62 | 2.76 | 4.63 | 8.34 | 7.61 | 8.41
Transmission Costs: PJM_E
Cost | 2015 | 2020 | 2025 | 2030 | 2035 | 2040
a. Wheel Share | 2.52 | 3.18 | 4.15 | 5.13 | 3.92 | 3.96
b. Friction Share | 2.49 | 2.84 | 3.61 | 5.14 | 3.24 | 3.38
Transmission Costs: PJM_ROM
Cost | 2015 | 2020 | 2025 | 2030 | 2035 | 2040
a. Wheel Share | 0.6 | 4.25 | 3.8 | 7.95 | 4.57 | 4.5
b. Friction Share | 0.89 | 3.99 | 3.73 | 8.12 | 4.16 | 4.22
Transmission Costs: PJM_ROR
Cost | 2015 | 2020 | 2025 | 2030 | 2035 | 2040
a. Wheel Share | 36.77 | 15.2 | 7.94 | 1.06 | 2.6 | 4.5
b. Friction Share | 49.63 | 16.19 | 15.38 | 24.47 | 8.18 | 20.67
Transmission Costs: SOCO
Cost | 2015 | 2020 | 2025 | 2030 | 2035 | 2040
a. Wheel Share | 7.68 | 8.79 | 9.75 | 24.41 | 14.56 | 23.81
b. Friction Share | 9.37 | 11.56 | 12.39 | 40.32 | 28.5 | 37.29
Transmission Costs: SPP_N
Cost | 2015 | 2020 | 2025 | 2030 | 2035 | 2040
a. Wheel Share | 3.76 | 2.34 | 4.93 | 11.19 | 10.42 | 17.35
b. Friction Share | 3.13 | 2.14 | 6.57 | 16.84 | 14.58 | 23.17
Transmission Costs: SPP_S
Cost | 2015 | 2020 | 2025 | 2030 | 2035 | 2040
a. Wheel Share | 0.63 | 0.54 | 2.09 | 4.73 | 5.37 | 8.39
b. Friction Share | 1.11 | 0.92 | 3.23 | 7.2 | 8.13 | 12.68
Transmission Costs: TVA
Cost | 2015 | 2020 | 2025 | 2030 | 2035 | 2040
a. Wheel Share | 1.06 | 1.8 | 1.63 | 3.8 | 3.53 | 0.67
b. Friction Share | 1.32 | 2.25 | 2.05 | 4.76 | 4.41 | 0.85
Transmission Costs: TVA_Transmission
Cost | 2015 | 2020 | 2025 | 2030 | 2035 | 2040
a. Wheel Share | 0.59 | 0.37 | 1.19 | 1.31 | 1.13 | 4.78
b. Friction Share | 0.55 | 0.41 | 1.18 | 1.56 | 1.32 | 7.72
Transmission Costs: VACAR
Cost | 2015 | 2020 | 2025 | 2030 | 2035 | 2040
a. Wheel Share | 36.55 | 16.67 | 8.41 | 10.6 | 10.46 | 12.28
b. Friction Share | 36.58 | 18.3 | 10.44 | 25.73 | 23.31 | 26.93
Transmission Costs: IESO
Cost | 2015 | 2020 | 2025 | 2030 | 2035 | 2040
a. Wheel Share | 19.18 | 23.1 | 16.85 | 10.16 | 2.62 | 2.8
b. Friction Share | 47.97 | 57.78 | 42.14 | 24.77 | 5.32 | 5.69
Transmission Costs: MAPP_CA
Cost | 2015 | 2020 | 2025 | 2030 | 2035 | 2040
a. Wheel Share | 3.73 | 4.66 | 3.13 | 1.59 | 2.16 | 2.81
b. Friction Share | 6.25 | 7.55 | 5.49 | 1.21 | 1.64 | 2.24
Transmission Costs: AZ_NM_SNV_Coal
Cost | 2015 | 2020 | 2025 | 2030 | 2035 | 2040
a. Wheel Share | 20.89 | 20.84 | 22.61 | 23.25 | 27.81 | 62.27
b. Friction Share | 35.22 | 35.19 | 38.21 | 39.39 | 47.02 | 104.24
Transmission Costs: AZ_NM_SNV_Gas
Cost | 2015 | 2020 | 2025 | 2030 | 2035 | 2040
a. Wheel Share | 79.49 | 98.63 | 95.02 | 120.66 | 131.55 | 154.42
b. Friction Share | 132.79 | 164.74 | 158.75 | 201.63 | 219.84 | 257.82
Transmission Costs: AZ_NM_SNV_NucRenew
Cost | 2015 | 2020 | 2025 | 2030 | 2035 | 2040
a. Wheel Share | 39.27 | 43.48 | 55.27 | 65.55 | 72.04 | 91.37
b. Friction Share | 65.54 | 72.56 | 92.26 | 109.36 | 120.15 | 152.31
Transmission Costs: ERCOT
Cost | 2015 | 2020 | 2025 | 2030 | 2035 | 2040
a. Wheel Share | 0.4 | 0.33 | 1.08 | 1.18 | 1.14 | 3.75
b. Friction Share | 0.59 | 0.49 | 1.62 | 1.77 | 1.7 | 5.62
Transmission Costs: NP15
Cost | 2015 | 2020 | 2025 | 2030 | 2035 | 2040
a. Wheel Share | 35.37 | 19.49 | 8.86 | 17.75 | 49.89 | 56.63
b. Friction Share | 59.03 | 32.57 | 14.88 | 29.69 | 83.25 | 94.52
Transmission Costs: NWPP_Coal
Cost | 2015 | 2020 | 2025 | 2030 | 2035 | 2040
a. Wheel Share | 83.31 | 55.84 | 43.6 | 57.12 | 99.9 | 111.49
b. Friction Share | 140.11 | 94.32 | 73.98 | 96.68 | 168.25 | 187.63
Transmission Costs: NWPP_Gas
Cost | 2015 | 2020 | 2025 | 2030 | 2035 | 2040
a. Wheel Share | 0 | 0 | 0 | 0 | 0 | 0
b. Friction Share | 0.3 | 0.3 | 0.3 | 0.45 | 0.72 | 0.79
Transmission Costs: NWPP_NucRenew
Cost | 2015 | 2020 | 2025 | 2030 | 2035 | 2040
a. Wheel Share | 0 | 0 | 0 | 0 | 0 | 0
b. Friction Share | 0.96 | 0.97 | 1.01 | 1.02 | 1.02 | 1.02
Transmission Costs: RMPA
Cost | 2015 | 2020 | 2025 | 2030 | 2035 | 2040
a. Wheel Share | 3.56 | 4.97 | 8.84 | 12.69 | 16.01 | 18.52
b. Friction Share | 2.86 | 4.39 | 10.65 | 16.35 | 22.2 | 27.4
Transmission Costs: SP15
Cost | 2015 | 2020 | 2025 | 2030 | 2035 | 2040
a. Wheel Share | 182.96 | 193.14 | 199.82 | 240.67 | 265.41 | 322.73
b. Friction Share | 305.01 | 321.99 | 333.15 | 401.22 | 442.45 | 538.03
Transmission Costs: ALB
Cost | 2015 | 2020 | 2025 | 2030 | 2035 | 2040
a. Wheel Share | 0.75 | 0.51 | 1.55 | 2.25 | 0.04 | 3.48
b. Friction Share | 1.25 | 0.85 | 2.58 | 3.75 | 0.07 | 5.8
Transmission Costs: BC
Cost | 2015 | 2020 | 2025 | 2030 | 2035 | 2040
a. Wheel Share | 3.35 | 3.98 | 3.32 | 2.75 | 2.54 | 3.49
b. Friction Share | 5.58 | 6.63 | 5.53 | 4.59 | 4.23 | 5.82
Transmission Costs: HQ_IESO
Cost | 2015 | 2020 | 2025 | 2030 | 2035 | 2040
a. Wheel Share | 0 | 0 | 0 | 0 | 0 | 0
b. Friction Share | 0.01 | 0.01 | 0.01 | 0.01 | 0.01 | 0.01
Transmission Costs: HQ_NEISO
Cost | 2015 | 2020 | 2025 | 2030 | 2035 | 2040
a. Wheel Share | 0 | 0 | 0 | 0 | 0 | 0
b. Friction Share | 0.11 | 0.11 | 0.11 | 0.11 | 0.11 | 0.11
Transmission Costs: HQ_NY
Cost | 2015 | 2020 | 2025 | 2030 | 2035 | 2040
a. Wheel Share | 0 | 0 | 0 | 0 | 0 | 0
b. Friction Share | 0.03 | 0.03 | 0.03 | 0.03 | 0.03 | 0.03
Transmission Costs: MARITIMES
Cost | 2015 | 2020 | 2025 | 2030 | 2035 | 2040
a. Wheel Share | 0 | 0 | 0 | 0 | 0 | 0
b. Friction Share | 0.05 | 0.07 | 0.07 | 0.07 | 0.07 | 0.07
Transmission Costs: All
Cost | 2015 | 2020 | 2025 | 2030 | 2035 | 2040
a. Wheel Share | 632.75 | 592.57 | 585 | 774.33 | 896.78 | 1146.59
b. Friction Share | 1018.89 | 966.6 | 963.85 | 1270.81 | 1398.28 | 1776.13
Transmission Costs: EI_US
Cost | 2015 | 2020 | 2025 | 2030 | 2035 | 2040
a. Wheel Share | 160.52 | 123.63 | 125.04 | 218.71 | 225.7 | 312.83
b. Friction Share | 215.42 | 166.25 | 183.27 | 338.91 | 280.42 | 387.2
Transmission Costs: EI_Canada
Cost | 2015 | 2020 | 2025 | 2030 | 2035 | 2040
a. Wheel Share | 22.91 | 27.76 | 19.98 | 11.75 | 4.77 | 5.62
b. Friction Share | 54.23 | 65.34 | 47.64 | 26 | 6.97 | 7.95
Transmission Costs: EI
Cost | 2015 | 2020 | 2025 | 2030 | 2035 | 2040
a. Wheel Share | 183.43 | 151.39 | 145.02 | 230.46 | 230.47 | 318.44
b. Friction Share | 269.65 | 231.59 | 230.91 | 364.91 | 287.39 | 395.14
Transmission Costs: Outside_EI
Cost | 2015 | 2020 | 2025 | 2030 | 2035 | 2040
a. Wheel Share | 449.32 | 441.18 | 439.98 | 543.87 | 666.31 | 828.15
b. Friction Share | 749.24 | 735.01 | 732.94 | 905.91 | 1110.89 | 1380.99

## Capacity
#1 | New Build Capacity (MW)
New Build Capacity by Reporting Type: Entergy
ReportingType | 2015 | 2020 | 2025 | 2030 | 2035 | 2040
BM | 0 | 0 | 0 | 0 | 0 | 0
CC | 0 | 110.56 | 0 | 1644.16 | 637.63 | 2155.04
CSP | 0 | 0 | 0 | 0 | 0 | 0
CT | 0 | 0 | 0 | 0 | 0 | 0
Coal | 720 | 0 | 0 | 0 | 0 | 0
Geo | 0 | 0 | 0 | 0 | 0 | 0
H | 0 | 0 | 0 | 0 | 0 | 0
LFG | 0 | 0 | 0 | 107.4 | 0 | 0
Nuc | 170 | 0 | 0 | 0 | 0 | 0
PS | 0 | 0 | 0 | 0 | 0 | 0
PV | 0.29 | 65.17 | 36.05 | 4.16 | 4.59 | 3.46
PeakG | 0 | 0 | 0 | 0 | 0 | 0
PeakO | 0 | 0 | 0 | 0 | 0 | 0
ST | 0 | 0 | 0 | 0 | 0 | 0
STOG | 0 | 0 | 0 | 0 | 0 | 0
STWD | 0 | 0 | 0 | 0 | 0 | 0
WT | 0 | 0 | 0 | 0 | 0 | 0
IGCC | 0 | 0 | 0 | 0 | 0 | 0
DemandResponse | 0 | 0 | 0 | 0 | 0 | 0
IGCC-CCS | 0 | 0 | 0 | 0 | 0 | 0
WT_off | 0 | 0 | 0 | 0 | 0 | 0
PseudoUnit | 0 | 0 | 0 | 0 | 0 | 0
FixedInterchange | 0 | 0 | 0 | 0 | 0 | 0
New Build Capacity by Reporting Type: FRCC
ReportingType | 2015 | 2020 | 2025 | 2030 | 2035 | 2040
BM | 0 | 342.8 | 1659.12 | 0 | 0 | 0
CC | 1516.9 | 2886.22 | 0 | 1618.15 | 10236.5 | 6528.09
CSP | 0 | 0 | 0 | 0 | 0 | 0
CT | 2480 | 0 | 0 | 0 | 0 | 0
Coal | 0 | 0 | 0 | 0 | 0 | 0
Geo | 0 | 0 | 0 | 0 | 0 | 0
H | 0 | 0 | 28 | 0 | 0 | 0
LFG | 0 | 198 | 0 | 0 | 0 | 0
Nuc | 229.33 | 0 | 0 | 0 | 0 | 0
PS | 0 | 0 | 0 | 0 | 0 | 0
PV | 0 | 0 | 0 | 0 | 0 | 0
PeakG | 0 | 0 | 0 | 0 | 0 | 0
PeakO | 0 | 0 | 0 | 0 | 0 | 0
ST | 0 | 0 | 0 | 0 | 0 | 0
STOG | 0 | 0 | 0 | 0 | 0 | 0
STWD | 0 | 0 | 0 | 0 | 0 | 0
WT | 0 | 0 | 0 | 0 | 0 | 0
IGCC | 0 | 0 | 0 | 0 | 0 | 0
DemandResponse | 0 | 0 | 0 | 0 | 0 | 0
IGCC-CCS | 0 | 0 | 0 | 0 | 0 | 0
WT_off | 0 | 0 | 0 | 0 | 0 | 0
PseudoUnit | 0 | 0 | 0 | 0 | 0 | 0
FixedInterchange | 0 | 0 | 0 | 0 | 0 | 0
New Build Capacity by Reporting Type: MAPP_US
ReportingType | 2015 | 2020 | 2025 | 2030 | 2035 | 2040
BM | 0 | 0 | 0 | 0 | 0 | 0
CC | 0 | 0 | 0 | 0 | 0 | 0
CSP | 0 | 0 | 0 | 0 | 0 | 0
CT | 308.3 | 0 | 0 | 0 | 381.24 | 201.84
Coal | 0 | 0 | 0 | 0 | 0 | 0
Geo | 0 | 0 | 0 | 0 | 0 | 0
H | 0 | 0 | 0 | 0 | 0 | 0
LFG | 0 | 0 | 0 | 71.67 | 0 | 0
Nuc | 0 | 0 | 0 | 0 | 0 | 0
PS | 0 | 0 | 0 | 0 | 0 | 0
PV | 0 | 0 | 0 | 0 | 0 | 0
PeakG | 0 | 0 | 0 | 0 | 0 | 0
PeakO | 0 | 0 | 0 | 0 | 0 | 0
ST | 0 | 0 | 0 | 0 | 0 | 0
STOG | 0 | 0 | 0 | 0 | 0 | 0
STWD | 0 | 0 | 0 | 0 | 0 | 0
WT | 421.3 | 1490.24 | 0 | 4161.81 | 3491.14 | 2103.17
IGCC | 0 | 0 | 0 | 0 | 0 | 0
DemandResponse | 0 | 0 | 0 | 0 | 0 | 0
IGCC-CCS | 0 | 0 | 0 | 0 | 0 | 0
WT_off | 0 | 0 | 0 | 0 | 0 | 0
PseudoUnit | 0 | 0 | 0 | 0 | 0 | 0
FixedInterchange | 0 | 0 | 0 | 0 | 0 | 0
New Build Capacity by Reporting Type: MISO_IN
ReportingType | 2015 | 2020 | 2025 | 2030 | 2035 | 2040
BM | 0 | 0 | 0 | 0 | 0 | 0
CC | 0 | 0 | 0 | 0 | 4720.27 | 1762.11
CSP | 0 | 0 | 0 | 0 | 0 | 0
CT | 0 | 0 | 0 | 0 | 0 | 0
Coal | 0 | 0 | 0 | 0 | 0 | 0
Geo | 0 | 0 | 0 | 0 | 0 | 0
H | 0 | 0 | 0 | 0 | 0 | 0
LFG | 0 | 0 | 80.12 | 0 | 0 | 0
Nuc | 0 | 0 | 0 | 0 | 0 | 0
PS | 0 | 0 | 0 | 0 | 0 | 0
PV | 0 | 236.71 | 150.56 | 0.54 | 19.87 | 18.36
PeakG | 0 | 0 | 0 | 0 | 0 | 0
PeakO | 0 | 0 | 0 | 0 | 0 | 0
ST | 0 | 0 | 0 | 0 | 0 | 0
STOG | 0 | 0 | 0 | 0 | 0 | 0
STWD | 0 | 0 | 0 | 0 | 0 | 0
WT | 0 | 0 | 0 | 0 | 0 | 0
IGCC | 618 | 0 | 0 | 0 | 0 | 0
DemandResponse | 0 | 0 | 0 | 0 | 0 | 0
IGCC-CCS | 0 | 0 | 0 | 0 | 0 | 0
WT_off | 0 | 0 | 0 | 0 | 0 | 0
PseudoUnit | 0 | 0 | 0 | 0 | 0 | 0
FixedInterchange | 0 | 0 | 0 | 0 | 0 | 0
New Build Capacity by Reporting Type: MISO_MI
ReportingType | 2015 | 2020 | 2025 | 2030 | 2035 | 2040
BM | 0 | 0 | 0 | 0 | 0 | 0
CC | 0 | 0 | 0 | 0 | 0 | 0
CSP | 0 | 0 | 0 | 0 | 0 | 0
CT | 0 | 0 | 0 | 0 | 0 | 0
Coal | 0 | 0 | 0 | 0 | 0 | 0
Geo | 0 | 0 | 0 | 0 | 0 | 0
H | 0 | 0 | 0 | 0 | 0 | 0
LFG | 0 | 0 | 160.25 | 0 | 0 | 0
Nuc | 0 | 0 | 0 | 0 | 0 | 0
PS | 0 | 0 | 0 | 0 | 0 | 0
PV | 0 | 0 | 0 | 0 | 0 | 0
PeakG | 0 | 0 | 0 | 0 | 0 | 0
PeakO | 0 | 0 | 0 | 0 | 0 | 0
ST | 0 | 0 | 0 | 0 | 0 | 0
STOG | 0 | 0 | 0 | 0 | 0 | 0
STWD | 0 | 0 | 0 | 0 | 0 | 0
WT | 2000 | 0 | 358.43 | 209.98 | 233.11 | 254.86
IGCC | 0 | 0 | 0 | 0 | 0 | 0
DemandResponse | 0 | 0 | 0 | 0 | 0 | 0
IGCC-CCS | 0 | 0 | 0 | 0 | 0 | 0
WT_off | 0 | 0 | 0 | 0 | 0 | 0
PseudoUnit | 0 | 0 | 0 | 0 | 0 | 0
FixedInterchange | 0 | 0 | 0 | 0 | 0 | 0
New Build Capacity by Reporting Type: MISO_MO-IL
ReportingType | 2015 | 2020 | 2025 | 2030 | 2035 | 2040
BM | 0 | 0 | 0 | 0 | 0 | 0
CC | 0 | 0 | 0 | 0 | 0 | 0
CSP | 0 | 0 | 0 | 0 | 0 | 0
CT | 0 | 0 | 0 | 0 | 0 | 0
Coal | 1790 | 0 | 0 | 0 | 0 | 0
Geo | 0 | 0 | 0 | 0 | 0 | 0
H | 0 | 0 | 280 | 0 | 0 | 0
LFG | 0 | 0 | 223.33 | 0 | 0 | 0
Nuc | 0 | 0 | 0 | 0 | 0 | 0
PS | 0 | 0 | 0 | 0 | 0 | 0
PV | 0 | 0 | 0 | 0 | 0 | 0
PeakG | 0 | 0 | 0 | 0 | 0 | 0
PeakO | 0 | 0 | 0 | 0 | 0 | 0
ST | 0 | 0 | 0 | 0 | 0 | 0
STOG | 0 | 0 | 0 | 0 | 0 | 0
STWD | 0 | 0 | 0 | 0 | 0 | 0
WT | 300 | 0 | 0 | 0 | 0 | 707.16
IGCC | 0 | 0 | 0 | 0 | 0 | 0
DemandResponse | 0 | 0 | 0 | 0 | 0 | 0
IGCC-CCS | 0 | 0 | 0 | 0 | 0 | 0
WT_off | 0 | 0 | 0 | 0 | 0 | 0
PseudoUnit | 0 | 0 | 0 | 0 | 0 | 0
FixedInterchange | 0 | 0 | 0 | 0 | 0 | 0
New Build Capacity by Reporting Type: MISO_W
ReportingType | 2015 | 2020 | 2025 | 2030 | 2035 | 2040
BM | 0 | 0 | 0 | 0 | 0 | 0
CC | 0 | 0 | 0 | 0 | 0 | 0
CSP | 0 | 0 | 0 | 0 | 0 | 0
CT | 0 | 0 | 0 | 0 | 0 | 0
Coal | 0 | 0 | 0 | 0 | 0 | 2643.02
Geo | 0 | 0 | 0 | 0 | 0 | 0
H | 0 | 0 | 0 | 0 | 0 | 0
LFG | 0 | 0 | 71.67 | 0 | 0 | 0
Nuc | 94.33 | 0 | 0 | 0 | 0 | 0
PS | 0 | 0 | 0 | 0 | 0 | 0
PV | 0 | 0 | 0 | 0 | 0 | 0
PeakG | 0 | 0 | 0 | 0 | 0 | 0
PeakO | 0 | 0 | 0 | 0 | 0 | 0
ST | 0 | 0 | 0 | 0 | 0 | 0
STOG | 0 | 0 | 0 | 0 | 0 | 0
STWD | 0 | 0 | 0 | 0 | 0 | 0
WT | 2800.5 | 0 | 5272.59 | 11333.01 | 0 | 0
IGCC | 0 | 0 | 0 | 0 | 0 | 0
DemandResponse | 0 | 0 | 0 | 0 | 0 | 0
IGCC-CCS | 0 | 0 | 0 | 0 | 0 | 0
WT_off | 0 | 0 | 0 | 0 | 0 | 0
PseudoUnit | 0 | 0 | 0 | 0 | 0 | 0
FixedInterchange | 0 | 0 | 0 | 0 | 0 | 0
New Build Capacity by Reporting Type: MISO_WUMS
ReportingType | 2015 | 2020 | 2025 | 2030 | 2035 | 2040
BM | 0 | 0 | 0 | 0 | 0 | 0
CC | 0 | 997.57 | 0 | 0 | 3999.12 | 0
CSP | 0 | 0 | 0 | 0 | 0 | 0
CT | 0 | 3708.32 | 3070.21 | 7834.31 | 4383.53 | 1799.2
Coal | 615 | 0 | 0 | 0 | 0 | 0
Geo | 0 | 0 | 0 | 0 | 0 | 0
H | 0 | 1 | 0 | 0 | 0 | 0
LFG | 0 | 0 | 223.33 | 0 | 0 | 0
Nuc | 235 | 0 | 0 | 0 | 0 | 0
PS | 0 | 0 | 0 | 0 | 0 | 0
PV | 0 | 0 | 0 | 0 | 0 | 0
PeakG | 0 | 0 | 0 | 0 | 0 | 0
PeakO | 0 | 0 | 0 | 0 | 0 | 0
ST | 0 | 0 | 0 | 0 | 0 | 0
STOG | 0 | 0 | 0 | 0 | 0 | 0
STWD | 0 | 0 | 0 | 0 | 0 | 0
WT | 968.9 | 0 | 0 | 0 | 0 | 0
IGCC | 0 | 0 | 0 | 0 | 0 | 0
DemandResponse | 0 | 0 | 0 | 0 | 0 | 0
IGCC-CCS | 0 | 0 | 0 | 0 | 0 | 0
WT_off | 0 | 0 | 0 | 0 | 0 | 0
PseudoUnit | 0 | 0 | 0 | 0 | 0 | 0
FixedInterchange | 0 | 0 | 0 | 0 | 0 | 0
New Build Capacity by Reporting Type: Nebraska
ReportingType | 2015 | 2020 | 2025 | 2030 | 2035 | 2040
BM | 0 | 0 | 0 | 0 | 0 | 0
CC | 0 | 0 | 0 | 0 | 0 | 0
CSP | 0 | 0 | 0 | 0 | 0 | 0
CT | 0 | 0 | 0 | 0 | 0 | 0
Coal | 232.1 | 0 | 0 | 0 | 0 | 1815.62
Geo | 0 | 0 | 0 | 0 | 0 | 0
H | 0 | 0 | 0 | 0 | 0 | 0
LFG | 0 | 0 | 0 | 71.67 | 0 | 0
Nuc | 0 | 0 | 0 | 0 | 0 | 0
PS | 0 | 0 | 0 | 0 | 0 | 0
PV | 0 | 0 | 0 | 0 | 0 | 0
PeakG | 0 | 0 | 0 | 0 | 0 | 0
PeakO | 0 | 0 | 0 | 0 | 0 | 0
ST | 0 | 0 | 0 | 0 | 0 | 0
STOG | 0 | 0 | 0 | 0 | 0 | 0
STWD | 0 | 0 | 0 | 0 | 0 | 0
WT | 202.9 | 2363.82 | 0 | 0 | 0 | 0
IGCC | 0 | 0 | 0 | 0 | 0 | 0
DemandResponse | 0 | 0 | 0 | 0 | 0 | 0
IGCC-CCS | 0 | 0 | 0 | 0 | 0 | 0
WT_off | 0 | 0 | 0 | 0 | 0 | 0
PseudoUnit | 0 | 0 | 0 | 0 | 0 | 0
FixedInterchange | 0 | 0 | 0 | 0 | 0 | 0
New Build Capacity by Reporting Type: NEISO
ReportingType | 2015 | 2020 | 2025 | 2030 | 2035 | 2040
BM | 252.2 | 0 | 0 | 0 | 0 | 0
CC | 2049.5 | 0 | 0 | 0 | 0 | 0
CSP | 0 | 0 | 0 | 0 | 0 | 0
CT | 334 | 0 | 0 | 0 | 2229.4 | 2003.82
Coal | 0 | 0 | 0 | 0 | 0 | 0
Geo | 0 | 0 | 0 | 0 | 0 | 0
H | 0 | 0 | 0 | 0 | 3 | 0
LFG | 49.26 | 0 | 69.74 | 0 | 0 | 0
Nuc | 0 | 0 | 0 | 0 | 0 | 0
PS | 0 | 0 | 0 | 0 | 0 | 0
PV | 0 | 324.61 | 5.34 | 2.8 | 7.84 | 8.34
PeakG | 0 | 0 | 0 | 0 | 0 | 0
PeakO | 0 | 0 | 0 | 0 | 0 | 0
ST | 0 | 0 | 0 | 0 | 0 | 0
STOG | 0 | 0 | 0 | 0 | 0 | 0
STWD | 0 | 0 | 0 | 0 | 0 | 0
WT | 231.2 | 1314.39 | 2327.11 | 1119.52 | 287.78 | 0
IGCC | 0 | 0 | 0 | 0 | 0 | 0
DemandResponse | 0 | 0 | 0 | 0 | 0 | 0
IGCC-CCS | 0 | 0 | 0 | 0 | 0 | 0
WT_off | 468 | 0 | 0 | 0 | 0 | 0
PseudoUnit | 0 | 0 | 0 | 0 | 0 | 0
FixedInterchange | 0 | 0 | 0 | 0 | 0 | 0
New Build Capacity by Reporting Type: NonRTO_Midwest
ReportingType | 2015 | 2020 | 2025 | 2030 | 2035 | 2040
BM | 0 | 0 | 0 | 0 | 0 | 0
CC | 0 | 428.86 | 109.27 | 128.59 | 172.35 | 278.45
CSP | 0 | 0 | 0 | 0 | 0 | 0
CT | 0 | 0 | 0 | 42.03 | 0 | 162.62
Coal | 0 | 0 | 0 | 0 | 0 | 0
Geo | 0 | 0 | 0 | 0 | 0 | 0
H | 0 | 0 | 746 | 0 | 0 | 0
LFG | 0 | 0 | 160.25 | 0 | 0 | 0
Nuc | 0 | 0 | 0 | 0 | 0 | 0
PS | 0 | 0 | 0 | 0 | 0 | 0
PV | 0 | 0 | 0 | 0 | 0 | 0
PeakG | 0 | 0 | 0 | 0 | 0 | 0
PeakO | 0 | 0 | 0 | 0 | 0 | 0
ST | 0 | 0 | 0 | 0 | 0 | 0
STOG | 0 | 0 | 0 | 0 | 0 | 0
STWD | 0 | 0 | 0 | 0 | 0 | 0
WT | 0 | 0 | 0 | 0 | 0 | 0
IGCC | 0 | 0 | 0 | 0 | 0 | 0
DemandResponse | 0 | 0 | 0 | 0 | 0 | 0
IGCC-CCS | 0 | 0 | 0 | 0 | 0 | 0
WT_off | 0 | 0 | 0 | 0 | 0 | 0
PseudoUnit | 0 | 0 | 0 | 0 | 0 | 0
FixedInterchange | 0 | 0 | 0 | 0 | 0 | 0
New Build Capacity by Reporting Type: NYISO_A-F
ReportingType | 2015 | 2020 | 2025 | 2030 | 2035 | 2040
BM | 0 | 0 | 0 | 0 | 0 | 0
CC | 639 | 0 | 0 | 0 | 0 | 0
CSP | 0 | 0 | 0 | 0 | 0 | 0
CT | 0 | 0 | 0 | 0 | 0 | 0
Coal | 0 | 0 | 0 | 0 | 0 | 0
Geo | 0 | 0 | 0 | 0 | 0 | 0
H | 0 | 0 | 0 | 0 | 0 | 0
LFG | 6.4 | 0 | 0 | 67.93 | 0 | 0
Nuc | 168 | 0 | 0 | 0 | 0 | 0
PS | 0 | 0 | 0 | 0 | 0 | 0
PV | 0 | 0 | 0 | 0 | 0 | 0
PeakG | 0 | 0 | 0 | 0 | 0 | 0
PeakO | 0 | 0 | 0 | 0 | 0 | 0
ST | 0 | 0 | 0 | 0 | 0 | 0
STOG | 0 | 0 | 0 | 0 | 0 | 0
STWD | 0 | 0 | 0 | 0 | 0 | 0
WT | 2476.3 | 709.8 | 0 | 0 | 0 | 0
IGCC | 0 | 0 | 0 | 0 | 0 | 0
DemandResponse | 0 | 0 | 0 | 0 | 0 | 0
IGCC-CCS | 0 | 0 | 0 | 0 | 0 | 0
WT_off | 0 | 0 | 0 | 0 | 0 | 0
PseudoUnit | 0 | 0 | 0 | 0 | 0 | 0
FixedInterchange | 0 | 0 | 0 | 0 | 0 | 0
New Build Capacity by Reporting Type: NYISO_G-I
ReportingType | 2015 | 2020 | 2025 | 2030 | 2035 | 2040
BM | 0 | 0 | 0 | 0 | 0 | 0
CC | 0 | 0 | 0 | 0 | 4320.9 | 3229.91
CSP | 0 | 0 | 0 | 0 | 0 | 0
CT | 0 | 0 | 0 | 0 | 0 | 0
Coal | 0 | 0 | 0 | 0 | 0 | 0
Geo | 0 | 0 | 0 | 0 | 0 | 0
H | 0 | 0 | 0 | 0 | 0 | 0
LFG | 0 | 0 | 0 | 74.33 | 0 | 0
Nuc | 0 | 0 | 0 | 0 | 0 | 0
PS | 0 | 0 | 0 | 0 | 0 | 0
PV | 0 | 0 | 0 | 0 | 0 | 0
PeakG | 0 | 0 | 0 | 0 | 0 | 0
PeakO | 0 | 0 | 0 | 0 | 0 | 0
ST | 0 | 0 | 0 | 0 | 0 | 0
STOG | 0 | 0 | 0 | 0 | 0 | 0
STWD | 0 | 0 | 0 | 0 | 0 | 0
WT | 0 | 60 | 0 | 0 | 0 | 0
IGCC | 0 | 0 | 0 | 0 | 0 | 0
DemandResponse | 0 | 0 | 0 | 0 | 0 | 0
IGCC-CCS | 0 | 0 | 0 | 0 | 0 | 0
WT_off | 0 | 0 | 0 | 0 | 0 | 0
PseudoUnit | 0 | 0 | 0 | 0 | 0 | 0
FixedInterchange | 0 | 0 | 0 | 0 | 0 | 0
New Build Capacity by Reporting Type: NYISO_J-K
ReportingType | 2015 | 2020 | 2025 | 2030 | 2035 | 2040
BM | 0 | 0 | 0 | 0 | 0 | 0
CC | 1175.4 | 0 | 0 | 0 | 0 | 0
CSP | 0 | 0 | 0 | 0 | 0 | 0
CT | 0 | 0 | 935.17 | 2189.95 | 0 | 1328.36
Coal | 0 | 0 | 0 | 0 | 0 | 0
Geo | 0 | 0 | 0 | 0 | 0 | 0
H | 0 | 0 | 0 | 0 | 0 | 0
LFG | 0 | 0 | 0 | 74.33 | 0 | 0
Nuc | 0 | 0 | 0 | 0 | 0 | 0
PS | 0 | 0 | 0 | 0 | 0 | 0
PV | 32 | 0 | 0 | 0 | 0 | 0
PeakG | 0 | 0 | 0 | 0 | 0 | 0
PeakO | 0 | 0 | 0 | 0 | 0 | 0
ST | 0 | 0 | 0 | 0 | 0 | 0
STOG | 0 | 0 | 0 | 0 | 0 | 0
STWD | 0 | 0 | 0 | 0 | 0 | 0
WT | 0 | 0 | 0 | 0 | 0 | 0
IGCC | 0 | 0 | 0 | 0 | 0 | 0
DemandResponse | 0 | 0 | 0 | 0 | 0 | 0
IGCC-CCS | 0 | 0 | 0 | 0 | 0 | 0
WT_off | 0 | 0 | 0 | 0 | 0 | 0
PseudoUnit | 0 | 0 | 0 | 0 | 0 | 0
FixedInterchange | 0 | 0 | 0 | 0 | 0 | 0
New Build Capacity by Reporting Type: PJM_E
ReportingType | 2015 | 2020 | 2025 | 2030 | 2035 | 2040
BM | 30 | 0 | 0 | 0 | 0 | 0
CC | 4634.3 | 0 | 0 | 0 | 0 | 0
CSP | 0 | 0 | 0 | 0 | 0 | 0
CT | 26.2 | 0 | 0 | 0 | 0 | 661.18
Coal | 27 | 0 | 0 | 0 | 0 | 0
Geo | 0 | 0 | 0 | 0 | 0 | 0
H | 0 | 0 | 0 | 0 | 0 | 0
LFG | 9.1 | 132.9 | 0 | 0 | 0 | 0
Nuc | 38 | 0 | 0 | 0 | 0 | 0
PS | 0 | 0 | 0 | 0 | 0 | 0
PV | 25.45 | 0 | 0 | 0 | 0 | 0
PeakG | 0 | 0 | 0 | 0 | 0 | 0
PeakO | 0 | 0 | 0 | 0 | 0 | 0
ST | 0 | 0 | 0 | 0 | 0 | 0
STOG | 0 | 0 | 0 | 0 | 0 | 0
STWD | 0 | 0 | 0 | 0 | 0 | 0
WT | 1150 | 20 | 2450 | 0 | 0 | 0
IGCC | 0 | 0 | 0 | 0 | 0 | 0
DemandResponse | 0 | 0 | 0 | 0 | 0 | 0
IGCC-CCS | 0 | 0 | 0 | 0 | 0 | 0
WT_off | 0 | 0 | 4905.17 | 4694.83 | 0 | 0
PseudoUnit | 0 | 0 | 0 | 0 | 0 | 0
FixedInterchange | 0 | 0 | 0 | 0 | 0 | 0
New Build Capacity by Reporting Type: PJM_ROM
ReportingType | 2015 | 2020 | 2025 | 2030 | 2035 | 2040
BM | 18 | 40.58 | 0 | 1222.58 | 611.27 | 0
CC | 1678.5 | 0 | 0 | 0 | 0 | 13300.67
CSP | 0 | 0 | 0 | 0 | 0 | 0
CT | 16 | 0 | 0 | 0 | 0 | 0
Coal | 32.5 | 0 | 0 | 0 | 0 | 0
Geo | 0 | 0 | 0 | 0 | 0 | 0
H | 0 | 678 | 0 | 0 | 0 | 0
LFG | 18.9 | 265.1 | 0 | 0 | 0 | 0
Nuc | 0 | 0 | 0 | 0 | 0 | 0
PS | 0 | 0 | 0 | 0 | 0 | 0
PV | 0 | 1416.37 | 920.63 | 288.61 | 141.47 | 164.34
PeakG | 0 | 0 | 0 | 0 | 0 | 0
PeakO | 0 | 0 | 0 | 0 | 0 | 0
ST | 0 | 0 | 0 | 0 | 0 | 0
STOG | 0 | 0 | 0 | 0 | 0 | 0
STWD | 0 | 0 | 0 | 0 | 0 | 0
WT | 479.8 | 6560.2 | 0 | 0 | 0 | 0
IGCC | 0 | 0 | 0 | 0 | 0 | 0
DemandResponse | 0 | 0 | 0 | 0 | 0 | 0
IGCC-CCS | 0 | 0 | 0 | 0 | 0 | 0
WT_off | 0 | 0 | 0 | 0 | 0 | 1522.51
PseudoUnit | 0 | 0 | 0 | 0 | 0 | 0
FixedInterchange | 0 | 0 | 0 | 0 | 0 | 0
New Build Capacity by Reporting Type: PJM_ROR
ReportingType | 2015 | 2020 | 2025 | 2030 | 2035 | 2040
BM | 385 | 0 | 0 | 1323.76 | 1069.48 | 988.61
CC | 3077 | 120 | 0 | 0 | 2593.34 | 0
CSP | 0 | 0 | 0 | 0 | 0 | 0
CT | 29 | 0 | 0 | 0 | 11014.97 | 1305.36
Coal | 2164 | 0 | 0 | 0 | 0 | 0
Geo | 0 | 0 | 0 | 0 | 0 | 0
H | 0 | 503 | 0 | 0 | 0 | 0
LFG | 57.4 | 513.71 | 0 | 0 | 0 | 0
Nuc | 38 | 0 | 0 | 0 | 0 | 0
PS | 0 | 0 | 0 | 0 | 0 | 0
PV | 0 | 0 | 0 | 0 | 0 | 0
PeakG | 0 | 0 | 0 | 0 | 0 | 0
PeakO | 0 | 0 | 0 | 0 | 0 | 0
ST | 0 | 0 | 0 | 0 | 0 | 0
STOG | 0 | 0 | 0 | 0 | 0 | 0
STWD | 0 | 0 | 0 | 0 | 0 | 0
WT | 8325.7 | 13400.88 | 18566.95 | 13306.47 | 0 | 0
IGCC | 0 | 0 | 0 | 0 | 0 | 0
DemandResponse | 0 | 0 | 0 | 0 | 0 | 0
IGCC-CCS | 0 | 0 | 0 | 0 | 0 | 0
WT_off | 0 | 0 | 0 | 0 | 0 | 0
PseudoUnit | 0 | 0 | 0 | 0 | 0 | 0
FixedInterchange | 0 | 0 | 0 | 0 | 0 | 0
New Build Capacity by Reporting Type: SOCO
ReportingType | 2015 | 2020 | 2025 | 2030 | 2035 | 2040
BM | 55 | 1638.99 | 2886.14 | 1975.11 | 0 | 0
CC | 5026.9 | 187 | 0 | 0 | 0 | 0
CSP | 0 | 0 | 0 | 0 | 0 | 0
CT | 0 | 0 | 0 | 0 | 0 | 0
Coal | 0 | 0 | 0 | 0 | 0 | 6984.69
Geo | 0 | 0 | 0 | 0 | 0 | 0
H | 0 | 0 | 0 | 0 | 0 | 867
LFG | 0 | 107.4 | 0 | 0 | 0 | 0
Nuc | 70 | 2200 | 0 | 0 | 0 | 0
PS | 0 | 0 | 0 | 0 | 0 | 0
PV | 0 | 0 | 0 | 0 | 0 | 0
PeakG | 0 | 0 | 0 | 0 | 0 | 0
PeakO | 0 | 0 | 0 | 0 | 0 | 0
ST | 0 | 0 | 0 | 0 | 0 | 0
STOG | 0 | 0 | 0 | 0 | 0 | 0
STWD | 0 | 0 | 0 | 0 | 0 | 0
WT | 0 | 100 | 0 | 0 | 0 | 0
IGCC | 0 | 0 | 0 | 0 | 0 | 0
DemandResponse | 0 | 0 | 0 | 0 | 0 | 0
IGCC-CCS | 0 | 0 | 0 | 0 | 0 | 0
WT_off | 0 | 0 | 0 | 0 | 0 | 0
PseudoUnit | 0 | 0 | 0 | 0 | 0 | 0
FixedInterchange | 0 | 0 | 0 | 0 | 0 | 0
New Build Capacity by Reporting Type: SPP_N
ReportingType | 2015 | 2020 | 2025 | 2030 | 2035 | 2040
BM | 0 | 0 | 0 | 0 | 0 | 0
CC | 0 | 0 | 0 | 0 | 0 | 0
CSP | 0 | 0 | 0 | 0 | 0 | 0
CT | 0 | 263.05 | 0 | 765.76 | 4300.56 | 35.99
Coal | 465.04 | 0 | 0 | 0 | 0 | 0
Geo | 0 | 0 | 0 | 0 | 0 | 0
H | 0 | 0 | 0 | 0 | 0 | 0
LFG | 0 | 0 | 0 | 95 | 0 | 0
Nuc | 0 | 0 | 0 | 0 | 0 | 0
PS | 0 | 0 | 0 | 0 | 0 | 0
PV | 0 | 0 | 0 | 0 | 0 | 0
PeakG | 0 | 0 | 0 | 0 | 0 | 0
PeakO | 0 | 0 | 0 | 0 | 0 | 0
ST | 0 | 0 | 0 | 0 | 0 | 0
STOG | 0 | 0 | 0 | 0 | 0 | 0
STWD | 0 | 0 | 0 | 0 | 0 | 0
WT | 0 | 1361.39 | 3504.59 | 6068.24 | 1968.96 | 0
IGCC | 0 | 0 | 0 | 0 | 0 | 0
DemandResponse | 0 | 0 | 0 | 0 | 0 | 0
IGCC-CCS | 0 | 0 | 0 | 0 | 0 | 0
WT_off | 0 | 0 | 0 | 0 | 0 | 0
PseudoUnit | 0 | 0 | 0 | 0 | 0 | 0
FixedInterchange | 0 | 0 | 0 | 0 | 0 | 0
New Build Capacity by Reporting Type: SPP_S
ReportingType | 2015 | 2020 | 2025 | 2030 | 2035 | 2040
BM | 0 | 0 | 0 | 0 | 0 | 0
CC | 0 | 0 | 0 | 0 | 0 | 0
CSP | 0 | 0 | 0 | 0 | 0 | 0
CT | 412.99 | 300 | 0 | 0 | 2036.85 | 100.72
Coal | 988 | 0 | 0 | 0 | 0 | 0
Geo | 0 | 0 | 0 | 0 | 0 | 0
H | 0 | 0 | 0 | 0 | 0 | 0
LFG | 0 | 0 | 0 | 95 | 0 | 0
Nuc | 0 | 0 | 0 | 0 | 0 | 0
PS | 0 | 0 | 0 | 0 | 0 | 0
PV | 0 | 0 | 0 | 0 | 0 | 0
PeakG | 0 | 0 | 0 | 0 | 0 | 0
PeakO | 0 | 0 | 0 | 0 | 0 | 0
ST | 0 | 0 | 0 | 0 | 0 | 0
STOG | 0 | 0 | 0 | 0 | 0 | 0
STWD | 0 | 0 | 0 | 0 | 0 | 0
WT | 430 | 9679.11 | 8135.7 | 5943.3 | 0 | 1308.56
IGCC | 0 | 0 | 0 | 0 | 0 | 0
DemandResponse | 0 | 0 | 0 | 0 | 0 | 0
IGCC-CCS | 0 | 0 | 0 | 0 | 0 | 0
WT_off | 0 | 0 | 0 | 0 | 0 | 0
PseudoUnit | 0 | 0 | 0 | 0 | 0 | 0
FixedInterchange | 0 | 0 | 0 | 0 | 0 | 0
New Build Capacity by Reporting Type: TVA
ReportingType | 2015 | 2020 | 2025 | 2030 | 2035 | 2040
BM | 0 | 3491.45 | 327.13 | 3346.06 | 229.64 | 0
CC | 1418 | 0 | 0 | 0 | 0 | 0
CSP | 0 | 0 | 0 | 0 | 0 | 0
CT | 0 | 0 | 0 | 0 | 680.99 | 702.64
Coal | 0 | 0 | 0 | 0 | 0 | 509.02
Geo | 0 | 0 | 0 | 0 | 0 | 0
H | 0 | 27 | 0 | 0 | 0 | 0
LFG | 0 | 107.4 | 0 | 0 | 0 | 0
Nuc | 1697.89 | 0 | 0 | 0 | 0 | 0
PS | 0 | 0 | 0 | 0 | 0 | 0
PV | 0 | 0 | 0 | 0 | 0 | 0
PeakG | 0 | 0 | 0 | 0 | 0 | 0
PeakO | 0 | 0 | 0 | 0 | 0 | 0
ST | 0 | 0 | 0 | 0 | 0 | 0
STOG | 0 | 0 | 0 | 0 | 0 | 0
STWD | 0 | 0 | 0 | 0 | 0 | 0
WT | 0 | 100 | 0 | 0 | 0 | 0
IGCC | 0 | 0 | 0 | 0 | 0 | 0
DemandResponse | 0 | 0 | 0 | 0 | 0 | 0
IGCC-CCS | 0 | 0 | 0 | 0 | 0 | 0
WT_off | 0 | 0 | 0 | 0 | 0 | 0
PseudoUnit | 0 | 0 | 0 | 0 | 0 | 0
FixedInterchange | 0 | 0 | 0 | 0 | 0 | 0
New Build Capacity by Reporting Type: TVA_Transmission
ReportingType | 2015 | 2020 | 2025 | 2030 | 2035 | 2040
BM | 0 | 0 | 0 | 0 | 0 | 0
CC | 0 | 0 | 0 | 0 | 0 | 0
CSP | 0 | 0 | 0 | 0 | 0 | 0
CT | 0 | 0 | 0 | 0 | 0 | 0
Coal | 0 | 0 | 0 | 0 | 0 | 0
Geo | 0 | 0 | 0 | 0 | 0 | 0
H | 0 | 0 | 0 | 0 | 0 | 0
LFG | 0 | 0 | 0 | 0 | 0 | 0
Nuc | 0 | 0 | 0 | 0 | 0 | 0
PS | 0 | 0 | 0 | 0 | 0 | 0
PV | 0 | 0 | 0 | 0 | 0 | 0
PeakG | 0 | 0 | 0 | 0 | 0 | 0
PeakO | 0 | 0 | 0 | 0 | 0 | 0
ST | 0 | 0 | 0 | 0 | 0 | 0
STOG | 0 | 0 | 0 | 0 | 0 | 0
STWD | 0 | 0 | 0 | 0 | 0 | 0
WT | 0 | 0 | 0 | 0 | 0 | 0
IGCC | 0 | 0 | 0 | 0 | 0 | 0
DemandResponse | 0 | 0 | 0 | 0 | 0 | 0
IGCC-CCS | 0 | 0 | 0 | 0 | 0 | 0
WT_off | 0 | 0 | 0 | 0 | 0 | 0
PseudoUnit | 0 | 0 | 0 | 0 | 0 | 0
FixedInterchange | 0 | 0 | 0 | 0 | 0 | 0
New Build Capacity by Reporting Type: VACAR
ReportingType | 2015 | 2020 | 2025 | 2030 | 2035 | 2040
BM | 0.92 | 6985.4 | 0 | 0 | 0 | 0
CC | 2978.89 | 0 | 0 | 0 | 0 | 1581.66
CSP | 0 | 0 | 0 | 0 | 0 | 0
CT | 2946.23 | 0 | 0 | 0 | 4253.67 | 2899.02
Coal | 825 | 0 | 0 | 0 | 0 | 0
Geo | 0 | 0 | 0 | 0 | 0 | 0
H | 0 | 0 | 0 | 0 | 52 | 0
LFG | 0.34 | 107.06 | 0 | 0 | 0 | 0
Nuc | 0 | 2330 | 0 | 0 | 0 | 0
PS | 0 | 0 | 0 | 0 | 0 | 0
PV | 0 | 138.82 | 7.57 | 5.39 | 13.22 | 11.3
PeakG | 0 | 0 | 0 | 0 | 0 | 0
PeakO | 0 | 0 | 0 | 0 | 0 | 0
ST | 0 | 0 | 0 | 0 | 0 | 0
STOG | 0 | 0 | 0 | 0 | 0 | 0
STWD | 0 | 0 | 0 | 0 | 0 | 0
WT | 0 | 3500 | 0 | 0 | 0 | 0
IGCC | 0 | 0 | 0 | 0 | 0 | 0
DemandResponse | 0 | 0 | 0 | 0 | 0 | 0
IGCC-CCS | 0 | 0 | 0 | 0 | 0 | 0
WT_off | 1 | 0 | 14456.79 | 14567.76 | 4643.32 | 5279.6
PseudoUnit | 0 | 0 | 0 | 0 | 0 | 0
FixedInterchange | 0 | 0 | 0 | 0 | 0 | 0
New Build Capacity by Reporting Type: IESO
ReportingType | 2015 | 2020 | 2025 | 2030 | 2035 | 2040
BM | 326.33 | 0 | 0 | 0 | 0 | 0
CC | 1263 | 0 | 0 | 0 | 184.44 | 2467.39
CSP | 0 | 0 | 0 | 0 | 0 | 0
CT | 368 | 0 | 0 | 0 | 2643.48 | 700.71
Coal | 0 | 0 | 0 | 0 | 0 | 0
Geo | 0 | 0 | 0 | 0 | 0 | 0
H | 0 | 0 | 0 | 0 | 0 | 250
LFG | 14.5 | 0 | 0 | 0 | 0.5 | 0
Nuc | 0 | 0 | 0 | 0 | 0 | 0
PS | 0 | 0 | 0 | 0 | 0 | 0
PV | 1067.26 | 0 | 0 | 0 | 0 | 0
PeakG | 0 | 0 | 0 | 0 | 0 | 0
PeakO | 0 | 0 | 0 | 0 | 0 | 0
ST | 0 | 0 | 0 | 0 | 0 | 0
STOG | 0 | 0 | 0 | 0 | 0 | 0
STWD | 0 | 0 | 0 | 0 | 0 | 0
WT | 2105.9 | 0 | 0 | 0 | 0 | 0
IGCC | 0 | 0 | 0 | 0 | 0 | 0
DemandResponse | 0 | 0 | 0 | 0 | 0 | 0
IGCC-CCS | 0 | 0 | 0 | 0 | 0 | 0
WT_off | 0 | 0 | 0 | 0 | 0 | 0
PseudoUnit | 0 | 0 | 0 | 0 | 0 | 0
FixedInterchange | 0 | 0 | 0 | 0 | 0 | 0
New Build Capacity by Reporting Type: MAPP_CA
ReportingType | 2015 | 2020 | 2025 | 2030 | 2035 | 2040
BM | 0 | 0 | 0 | 0 | 0 | 0
CC | 0 | 0 | 0 | 0 | 0 | 0
CSP | 0 | 0 | 0 | 0 | 0 | 0
CT | 92.38 | 0 | 0 | 0 | 0 | 0
Coal | 0 | 0 | 0 | 0 | 0 | 0
Geo | 0 | 0 | 0 | 0 | 0 | 0
H | 0 | 345.99 | 1844.01 | 2460 | 0 | 0
LFG | 0 | 0 | 0 | 0 | 0 | 0
Nuc | 0 | 0 | 0 | 0 | 0 | 0
PS | 0 | 0 | 0 | 0 | 0 | 0
PV | 0 | 0 | 0 | 0 | 0 | 0
PeakG | 0 | 0 | 0 | 0 | 0 | 0
PeakO | 0 | 0 | 0 | 0 | 0 | 0
ST | 0 | 0 | 0 | 0 | 0 | 0
STOG | 0 | 0 | 0 | 0 | 0 | 0
STWD | 0 | 0 | 0 | 0 | 0 | 0
WT | 302.4 | 0 | 0 | 0 | 0 | 0
IGCC | 0 | 0 | 0 | 0 | 0 | 0
DemandResponse | 0 | 0 | 0 | 0 | 0 | 0
IGCC-CCS | 0 | 0 | 0 | 0 | 0 | 0
WT_off | 0 | 0 | 0 | 0 | 0 | 0
PseudoUnit | 0 | 0 | 0 | 0 | 0 | 0
FixedInterchange | 0 | 0 | 0 | 0 | 0 | 0
New Build Capacity by Reporting Type: AZ_NM_SNV_Coal
ReportingType | 2015 | 2020 | 2025 | 2030 | 2035 | 2040
BM | 0 | 0 | 0 | 0 | 0 | 0
CC | 0 | 0 | 0 | 0 | 0 | 0
CSP | 0 | 0 | 0 | 0 | 0 | 0
CT | 0 | 0 | 0 | 0 | 0 | 0
Coal | 0 | 0 | 0 | 0 | 0 | 9323.45
Geo | 0 | 0 | 0 | 0 | 0 | 0
H | 0 | 0 | 0 | 0 | 0 | 0
LFG | 0 | 0 | 0 | 0 | 0 | 0
Nuc | 0 | 0 | 0 | 0 | 0 | 0
PS | 0 | 0 | 0 | 0 | 0 | 0
PV | 0 | 0 | 0 | 0 | 0 | 0
PeakG | 0 | 0 | 0 | 0 | 0 | 0
PeakO | 0 | 0 | 0 | 0 | 0 | 0
ST | 0 | 0 | 0 | 0 | 0 | 0
STOG | 0 | 0 | 0 | 0 | 0 | 0
STWD | 0 | 0 | 0 | 0 | 0 | 0
WT | 0 | 0 | 0 | 0 | 0 | 0
IGCC | 0 | 0 | 0 | 0 | 0 | 0
DemandResponse | 0 | 0 | 0 | 0 | 0 | 0
IGCC-CCS | 0 | 0 | 0 | 0 | 0 | 0
WT_off | 0 | 0 | 0 | 0 | 0 | 0
PseudoUnit | 0 | 0 | 0 | 0 | 0 | 0
FixedInterchange | 0 | 0 | 0 | 0 | 0 | 0
New Build Capacity by Reporting Type: AZ_NM_SNV_Gas
ReportingType | 2015 | 2020 | 2025 | 2030 | 2035 | 2040
BM | 0 | 0 | 0 | 0 | 0 | 0
CC | 668 | 1365.14 | 0 | 5601.05 | 1960.06 | 0
CSP | 0 | 0 | 0 | 0 | 0 | 0
CT | 736 | 0 | 0 | 0 | 0 | 0
Coal | 0 | 0 | 0 | 0 | 0 | 0
Geo | 0 | 0 | 0 | 0 | 0 | 0
H | 0 | 0 | 0 | 0 | 0 | 0
LFG | 0 | 0 | 0 | 0 | 0 | 0
Nuc | 0 | 0 | 0 | 0 | 0 | 0
PS | 0 | 0 | 0 | 0 | 0 | 0
PV | 0 | 0 | 0 | 0 | 0 | 0
PeakG | 0 | 0 | 0 | 0 | 0 | 0
PeakO | 0 | 0 | 0 | 0 | 0 | 0
ST | 0 | 0 | 0 | 0 | 0 | 0
STOG | 0 | 0 | 0 | 0 | 0 | 0
STWD | 0 | 0 | 0 | 0 | 0 | 0
WT | 0 | 0 | 0 | 0 | 0 | 0
IGCC | 0 | 0 | 0 | 0 | 0 | 0
DemandResponse | 0 | 0 | 0 | 0 | 0 | 0
IGCC-CCS | 0 | 0 | 0 | 0 | 0 | 0
WT_off | 0 | 0 | 0 | 0 | 0 | 0
PseudoUnit | 0 | 0 | 0 | 0 | 0 | 0
FixedInterchange | 0 | 0 | 0 | 0 | 0 | 0
New Build Capacity by Reporting Type: AZ_NM_SNV_NucRenew
ReportingType | 2015 | 2020 | 2025 | 2030 | 2035 | 2040
BM | 0 | 0 | 0 | 0 | 0 | 0
CC | 0 | 0 | 0 | 0 | 0 | 0
CSP | 0 | 0 | 0 | 0 | 0 | 0
CT | 0 | 0 | 0 | 0 | 0 | 0
Coal | 0 | 0 | 0 | 0 | 0 | 0
Geo | 0 | 0 | 1450 | 0 | 0 | 0
H | 0 | 0 | 0 | 0 | 0 | 0
LFG | 0 | 0 | 60.67 | 0 | 0 | 0
Nuc | 0 | 0 | 0 | 0 | 0 | 0
PS | 0 | 0 | 0 | 0 | 0 | 0
PV | 95.7 | 0 | 0 | 0 | 0 | 0
PeakG | 0 | 0 | 0 | 0 | 0 | 0
PeakO | 0 | 0 | 0 | 0 | 0 | 0
ST | 280 | 443.41 | 288.49 | 141.07 | 0 | 0
STOG | 0 | 0 | 0 | 0 | 0 | 0
STWD | 0 | 0 | 0 | 0 | 0 | 0
WT | 65.1 | 690.63 | 408.4 | 699.57 | 0 | 0
IGCC | 0 | 0 | 0 | 0 | 0 | 0
DemandResponse | 0 | 0 | 0 | 0 | 0 | 0
IGCC-CCS | 0 | 0 | 0 | 0 | 0 | 0
WT_off | 0 | 0 | 0 | 0 | 0 | 0
PseudoUnit | 0 | 0 | 0 | 0 | 0 | 0
FixedInterchange | 0 | 0 | 0 | 0 | 0 | 0
New Build Capacity by Reporting Type: ERCOT
ReportingType | 2015 | 2020 | 2025 | 2030 | 2035 | 2040
BM | 145 | 0 | 0 | 1745.47 | 88.99 | 142.71
CC | 275 | 220.99 | 149.5 | 1307.24 | 2811.41 | 4549.89
CSP | 0 | 0 | 0 | 0 | 0 | 0
CT | 250 | 0 | 0 | 0 | 0 | 0
Coal | 2020 | 0 | 0 | 0 | 0 | 0
Geo | 0 | 0 | 0 | 0 | 0 | 0
H | 0 | 0 | 0 | 628 | 0 | 0
LFG | 0 | 0 | 354 | 0 | 0 | 0
Nuc | 0 | 0 | 0 | 0 | 0 | 0
PS | 0 | 0 | 0 | 0 | 0 | 0
PV | 14 | 0 | 0 | 0 | 0 | 0
PeakG | 0 | 0 | 0 | 0 | 0 | 0
PeakO | 0 | 0 | 0 | 0 | 0 | 0
ST | 0 | 0 | 0 | 0 | 0 | 0
STOG | 0 | 0 | 0 | 0 | 0 | 0
STWD | 0 | 0 | 0 | 0 | 0 | 0
WT | 350.1 | 8368.13 | 9590.53 | 6196.54 | 1148.09 | 1825.66
IGCC | 0 | 0 | 0 | 0 | 0 | 0
DemandResponse | 0 | 0 | 0 | 0 | 0 | 0
IGCC-CCS | 0 | 0 | 0 | 0 | 0 | 0
WT_off | 0 | 0 | 0 | 0 | 0 | 0
PseudoUnit | 0 | 0 | 0 | 0 | 0 | 0
FixedInterchange | 0 | 0 | 0 | 0 | 0 | 0
New Build Capacity by Reporting Type: NP15
ReportingType | 2015 | 2020 | 2025 | 2030 | 2035 | 2040
BM | 0 | 0 | 0 | 0 | 0 | 0
CC | 940 | 0 | 0 | 0 | 0 | 0
CSP | 0 | 0 | 0 | 0 | 0 | 0
CT | 302.51 | 2858.39 | 1240.37 | 5952.5 | 6531.43 | 6846.1
Coal | 0 | 0 | 0 | 0 | 0 | 0
Geo | 0 | 161.74 | 438.26 | 0 | 0 | 0
H | 0 | 0 | 0 | 0 | 0 | 0
LFG | 0 | 0 | 565 | 0 | 0 | 0
Nuc | 0 | 0 | 0 | 0 | 0 | 0
PS | 0 | 0 | 0 | 0 | 0 | 0
PV | 6.5 | 0 | 0 | 0 | 0 | 0
PeakG | 0 | 0 | 0 | 0 | 0 | 0
PeakO | 0 | 0 | 0 | 0 | 0 | 0
ST | 29 | 0 | 0 | 0 | 0 | 0
STOG | 0 | 0 | 0 | 0 | 0 | 0
STWD | 0 | 0 | 0 | 0 | 0 | 0
WT | 101.2 | 0 | 8976.66 | 3264.59 | 10.66 | 7.14
IGCC | 0 | 0 | 0 | 0 | 0 | 0
DemandResponse | 0 | 0 | 0 | 0 | 0 | 0
IGCC-CCS | 0 | 0 | 0 | 0 | 0 | 0
WT_off | 0 | 0 | 0 | 0 | 0 | 0
PseudoUnit | 0 | 0 | 0 | 0 | 0 | 0
FixedInterchange | 0 | 0 | 0 | 0 | 0 | 0
New Build Capacity by Reporting Type: NWPP_Coal
ReportingType | 2015 | 2020 | 2025 | 2030 | 2035 | 2040
BM | 0 | 0 | 0 | 0 | 0 | 0
CC | 0 | 0 | 0 | 0 | 0 | 0
CSP | 0 | 0 | 0 | 0 | 0 | 0
CT | 0 | 0 | 0 | 0 | 0 | 0
Coal | 0 | 0 | 0 | 0 | 0 | 0
Geo | 0 | 0 | 0 | 0 | 0 | 0
H | 0 | 0 | 0 | 0 | 0 | 0
LFG | 0 | 0 | 0 | 0 | 0 | 0
Nuc | 0 | 0 | 0 | 0 | 0 | 0
PS | 0 | 0 | 0 | 0 | 0 | 0
PV | 0 | 0 | 0 | 0 | 0 | 0
PeakG | 0 | 0 | 0 | 0 | 0 | 0
PeakO | 0 | 0 | 0 | 0 | 0 | 0
ST | 0 | 0 | 0 | 0 | 0 | 0
STOG | 0 | 0 | 0 | 0 | 0 | 0
STWD | 0 | 0 | 0 | 0 | 0 | 0
WT | 0 | 0 | 0 | 0 | 0 | 0
IGCC | 0 | 0 | 0 | 0 | 0 | 0
DemandResponse | 0 | 0 | 0 | 0 | 0 | 0
IGCC-CCS | 0 | 0 | 0 | 0 | 0 | 0
WT_off | 0 | 0 | 0 | 0 | 0 | 0
PseudoUnit | 0 | 0 | 0 | 0 | 0 | 0
FixedInterchange | 0 | 0 | 0 | 0 | 0 | 0
New Build Capacity by Reporting Type: NWPP_Gas
ReportingType | 2015 | 2020 | 2025 | 2030 | 2035 | 2040
BM | 0 | 0 | 0 | 0 | 0 | 0
CC | 300 | 0 | 0 | 3362.37 | 5939.15 | 1011.94
CSP | 0 | 0 | 0 | 0 | 0 | 0
CT | 150 | 0 | 0 | 0 | 0 | 0
Coal | 0 | 0 | 0 | 0 | 0 | 426.09
Geo | 0 | 0 | 0 | 0 | 0 | 0
H | 0 | 0 | 0 | 0 | 0 | 0
LFG | 0 | 0 | 0 | 0 | 0 | 0
Nuc | 0 | 0 | 0 | 0 | 0 | 0
PS | 0 | 0 | 0 | 0 | 0 | 0
PV | 0 | 0 | 0 | 0 | 0 | 0
PeakG | 0 | 0 | 0 | 0 | 0 | 0
PeakO | 0 | 0 | 0 | 0 | 0 | 0
ST | 0 | 0 | 0 | 0 | 0 | 0
STOG | 0 | 0 | 0 | 0 | 0 | 0
STWD | 0 | 0 | 0 | 0 | 0 | 0
WT | 0 | 0 | 0 | 0 | 0 | 0
IGCC | 0 | 0 | 0 | 0 | 0 | 0
DemandResponse | 0 | 0 | 0 | 0 | 0 | 0
IGCC-CCS | 0 | 0 | 0 | 0 | 0 | 0
WT_off | 0 | 0 | 0 | 0 | 0 | 0
PseudoUnit | 0 | 0 | 0 | 0 | 0 | 0
FixedInterchange | 0 | 0 | 0 | 0 | 0 | 0
New Build Capacity by Reporting Type: NWPP_NucRenew
ReportingType | 2015 | 2020 | 2025 | 2030 | 2035 | 2040
BM | 32.55 | 0 | 0 | 0 | 0 | 0
CC | 0 | 0 | 0 | 0 | 0 | 0
CSP | 0 | 0 | 0 | 0 | 0 | 0
CT | 0 | 0 | 0 | 0 | 0 | 0
Coal | 0 | 0 | 0 | 0 | 0 | 0
Geo | 86 | 0 | 434 | 0 | 0 | 0
H | 0 | 0 | 0 | 0 | 0 | 0
LFG | 25.5 | 0 | 207.27 | 37.23 | 0 | 0
Nuc | 0 | 0 | 0 | 0 | 0 | 0
PS | 0 | 0 | 0 | 0 | 0 | 0
PV | 0 | 0 | 0 | 0 | 0 | 0
PeakG | 0 | 0 | 0 | 0 | 0 | 0
PeakO | 0 | 0 | 0 | 0 | 0 | 0
ST | 0 | 0 | 0 | 0 | 0 | 0
STOG | 0 | 0 | 0 | 0 | 0 | 0
STWD | 0 | 0 | 0 | 0 | 0 | 0
WT | 977.3 | 0 | 0 | 0 | 0 | 0
IGCC | 0 | 0 | 0 | 0 | 0 | 0
DemandResponse | 0 | 0 | 0 | 0 | 0 | 0
IGCC-CCS | 0 | 0 | 0 | 0 | 0 | 0
WT_off | 0 | 0 | 0 | 0 | 0 | 0
PseudoUnit | 0 | 0 | 0 | 0 | 0 | 0
FixedInterchange | 0 | 0 | 0 | 0 | 0 | 0
New Build Capacity by Reporting Type: RMPA
ReportingType | 2015 | 2020 | 2025 | 2030 | 2035 | 2040
BM | 0 | 0 | 0 | 0 | 0 | 0
CC | 0 | 0 | 0 | 0 | 0 | 0
CSP | 0 | 0 | 0 | 0 | 0 | 0
CT | 152 | 0 | 0 | 0 | 0 | 0
Coal | 390 | 96.22 | 0 | 459.51 | 1486.09 | 1835.72
Geo | 0 | 463.26 | 2065.37 | 41.37 | 0 | 0
H | 0 | 0 | 0 | 0 | 0 | 0
LFG | 1.4 | 0 | 0 | 28.93 | 0 | 0
Nuc | 0 | 0 | 0 | 0 | 0 | 0
PS | 0 | 0 | 0 | 0 | 0 | 0
PV | 1 | 0 | 0 | 0 | 0 | 0
PeakG | 0 | 0 | 0 | 0 | 0 | 0
PeakO | 0 | 0 | 0 | 0 | 0 | 0
ST | 3 | 381.83 | 36.06 | 21 | 0 | 0
STOG | 0 | 0 | 0 | 0 | 0 | 0
STWD | 0 | 0 | 0 | 0 | 0 | 0
WT | 765.4 | 0 | 0 | 0 | 0 | 0
IGCC | 0 | 0 | 0 | 0 | 0 | 0
DemandResponse | 0 | 0 | 0 | 0 | 0 | 0
IGCC-CCS | 0 | 0 | 0 | 0 | 0 | 0
WT_off | 0 | 0 | 0 | 0 | 0 | 0
PseudoUnit | 0 | 0 | 0 | 0 | 0 | 0
FixedInterchange | 0 | 0 | 0 | 0 | 0 | 0
New Build Capacity by Reporting Type: SP15
ReportingType | 2015 | 2020 | 2025 | 2030 | 2035 | 2040
BM | 6 | 0 | 0 | 0 | 0 | 0
CC | 409.5 | 0 | 0 | 0 | 0 | 0
CSP | 0 | 0 | 0 | 0 | 0 | 0
CT | 0 | 0 | 0 | 0 | 0 | 0
Coal | 0 | 0 | 0 | 0 | 0 | 0
Geo | 50 | 1450 | 0 | 0 | 0 | 0
H | 0 | 0 | 0 | 0 | 0 | 0
LFG | 9.2 | 521.43 | 34.37 | 0 | 0 | 0
Nuc | 0 | 0 | 0 | 0 | 0 | 0
PS | 0 | 0 | 0 | 0 | 0 | 0
PV | 3.8 | 0 | 0 | 0 | 0 | 0
PeakG | 0 | 0 | 0 | 0 | 0 | 0
PeakO | 0 | 0 | 0 | 0 | 0 | 0
ST | 448 | 0 | 0 | 0 | 0 | 0
STOG | 0 | 0 | 0 | 0 | 0 | 0
STWD | 0 | 0 | 0 | 0 | 0 | 0
WT | 735 | 0 | 0 | 0 | 0 | 0
IGCC | 0 | 0 | 0 | 0 | 0 | 0
DemandResponse | 0 | 0 | 0 | 0 | 0 | 0
IGCC-CCS | 0 | 0 | 0 | 0 | 0 | 0
WT_off | 0 | 0 | 0 | 0 | 0 | 0
PseudoUnit | 0 | 0 | 0 | 0 | 0 | 0
FixedInterchange | 0 | 0 | 0 | 0 | 0 | 0
New Build Capacity by Reporting Type: ALB
ReportingType | 2015 | 2020 | 2025 | 2030 | 2035 | 2040
BM | 0 | 0 | 0 | 0 | 0 | 0
CC | 407.19 | 535.62 | 755.29 | 637.19 | 1404.56 | 1079.47
CSP | 0 | 0 | 0 | 0 | 0 | 0
CT | 201.5 | 0 | 0 | 0 | 0 | 0
Coal | 495 | 0 | 0 | 0 | 0 | 0
Geo | 0 | 0 | 0 | 0 | 0 | 0
H | 0 | 0 | 0 | 0 | 0 | 0
LFG | 0 | 0 | 0 | 0 | 0 | 0
Nuc | 0 | 0 | 0 | 0 | 0 | 0
PS | 0 | 0 | 0 | 0 | 0 | 0
PV | 0 | 0 | 0 | 0 | 0 | 0
PeakG | 0 | 0 | 0 | 0 | 0 | 0
PeakO | 0 | 0 | 0 | 0 | 0 | 0
ST | 0 | 0 | 0 | 0 | 0 | 0
STOG | 0 | 0 | 0 | 0 | 0 | 0
STWD | 0 | 0 | 0 | 0 | 0 | 0
WT | 9 | 0 | 0 | 0 | 0 | 0
IGCC | 0 | 0 | 0 | 0 | 0 | 0
DemandResponse | 0 | 0 | 0 | 0 | 0 | 0
IGCC-CCS | 0 | 0 | 0 | 0 | 0 | 0
WT_off | 0 | 0 | 0 | 0 | 0 | 0
PseudoUnit | 0 | 0 | 0 | 0 | 0 | 0
FixedInterchange | 0 | 0 | 0 | 0 | 0 | 0
New Build Capacity by Reporting Type: BC
ReportingType | 2015 | 2020 | 2025 | 2030 | 2035 | 2040
BM | 0 | 0 | 0 | 0 | 0 | 0
CC | 1171.72 | 173.23 | 576.12 | 608.79 | 800.47 | 679.12
CSP | 0 | 0 | 0 | 0 | 0 | 0
CT | 0 | 0 | 0 | 0 | 0 | 161.45
Coal | 0 | 0 | 0 | 0 | 0 | 0
Geo | 0 | 0 | 0 | 0 | 0 | 0
H | 0 | 0 | 0 | 0 | 0 | 0
LFG | 0 | 0 | 0 | 0 | 0 | 0
Nuc | 0 | 0 | 0 | 0 | 0 | 0
PS | 0 | 0 | 0 | 0 | 0 | 0
PV | 0 | 0 | 0 | 0 | 0 | 0
PeakG | 0 | 0 | 0 | 0 | 0 | 0
PeakO | 0 | 0 | 0 | 0 | 0 | 0
ST | 0 | 0 | 0 | 0 | 0 | 0
STOG | 0 | 0 | 0 | 0 | 0 | 0
STWD | 0 | 0 | 0 | 0 | 0 | 0
WT | 144 | 0 | 0 | 0 | 0 | 0
IGCC | 0 | 0 | 0 | 0 | 0 | 0
DemandResponse | 0 | 0 | 0 | 0 | 0 | 0
IGCC-CCS | 0 | 0 | 0 | 0 | 0 | 0
WT_off | 0 | 0 | 0 | 0 | 0 | 0
PseudoUnit | 0 | 0 | 0 | 0 | 0 | 0
FixedInterchange | 0 | 0 | 0 | 0 | 0 | 0
New Build Capacity by Reporting Type: HQ_IESO
ReportingType | 2015 | 2020 | 2025 | 2030 | 2035 | 2040
BM | 0 | 0 | 0 | 0 | 0 | 0
CC | 0 | 0 | 0 | 0 | 0 | 0
CSP | 0 | 0 | 0 | 0 | 0 | 0
CT | 0 | 0 | 0 | 0 | 0 | 0
Coal | 0 | 0 | 0 | 0 | 0 | 0
Geo | 0 | 0 | 0 | 0 | 0 | 0
H | 0 | 0 | 0 | 0 | 0 | 0
LFG | 0 | 0 | 0 | 0 | 0 | 0
Nuc | 0 | 0 | 0 | 0 | 0 | 0
PS | 0 | 0 | 0 | 0 | 0 | 0
PV | 0 | 0 | 0 | 0 | 0 | 0
PeakG | 0 | 0 | 0 | 0 | 0 | 0
PeakO | 0 | 0 | 0 | 0 | 0 | 0
ST | 0 | 0 | 0 | 0 | 0 | 0
STOG | 0 | 0 | 0 | 0 | 0 | 0
STWD | 0 | 0 | 0 | 0 | 0 | 0
WT | 0 | 0 | 0 | 0 | 0 | 0
IGCC | 0 | 0 | 0 | 0 | 0 | 0
DemandResponse | 0 | 0 | 0 | 0 | 0 | 0
IGCC-CCS | 0 | 0 | 0 | 0 | 0 | 0
WT_off | 0 | 0 | 0 | 0 | 0 | 0
PseudoUnit | 0 | 0 | 0 | 0 | 0 | 0
FixedInterchange | 0 | 0 | 0 | 0 | 0 | 0
New Build Capacity by Reporting Type: HQ_NEISO
ReportingType | 2015 | 2020 | 2025 | 2030 | 2035 | 2040
BM | 0 | 0 | 0 | 0 | 0 | 0
CC | 0 | 0 | 0 | 0 | 0 | 0
CSP | 0 | 0 | 0 | 0 | 0 | 0
CT | 0 | 0 | 0 | 0 | 0 | 0
Coal | 0 | 0 | 0 | 0 | 0 | 0
Geo | 0 | 0 | 0 | 0 | 0 | 0
H | 0 | 0 | 0 | 0 | 0 | 0
LFG | 0 | 0 | 0 | 0 | 0 | 0
Nuc | 0 | 0 | 0 | 0 | 0 | 0
PS | 0 | 0 | 0 | 0 | 0 | 0
PV | 0 | 0 | 0 | 0 | 0 | 0
PeakG | 0 | 0 | 0 | 0 | 0 | 0
PeakO | 0 | 0 | 0 | 0 | 0 | 0
ST | 0 | 0 | 0 | 0 | 0 | 0
STOG | 0 | 0 | 0 | 0 | 0 | 0
STWD | 0 | 0 | 0 | 0 | 0 | 0
WT | 0 | 0 | 0 | 0 | 0 | 0
IGCC | 0 | 0 | 0 | 0 | 0 | 0
DemandResponse | 0 | 0 | 0 | 0 | 0 | 0
IGCC-CCS | 0 | 0 | 0 | 0 | 0 | 0
WT_off | 0 | 0 | 0 | 0 | 0 | 0
PseudoUnit | 0 | 0 | 0 | 0 | 0 | 0
FixedInterchange | 0 | 0 | 0 | 0 | 0 | 0
New Build Capacity by Reporting Type: HQ_NY
ReportingType | 2015 | 2020 | 2025 | 2030 | 2035 | 2040
BM | 0 | 0 | 0 | 0 | 0 | 0
CC | 0 | 0 | 0 | 0 | 0 | 0
CSP | 0 | 0 | 0 | 0 | 0 | 0
CT | 0 | 0 | 0 | 0 | 0 | 0
Coal | 0 | 0 | 0 | 0 | 0 | 0
Geo | 0 | 0 | 0 | 0 | 0 | 0
H | 0 | 0 | 0 | 0 | 0 | 0
LFG | 0 | 0 | 0 | 0 | 0 | 0
Nuc | 0 | 0 | 0 | 0 | 0 | 0
PS | 0 | 0 | 0 | 0 | 0 | 0
PV | 0 | 0 | 0 | 0 | 0 | 0
PeakG | 0 | 0 | 0 | 0 | 0 | 0
PeakO | 0 | 0 | 0 | 0 | 0 | 0
ST | 0 | 0 | 0 | 0 | 0 | 0
STOG | 0 | 0 | 0 | 0 | 0 | 0
STWD | 0 | 0 | 0 | 0 | 0 | 0
WT | 0 | 0 | 0 | 0 | 0 | 0
IGCC | 0 | 0 | 0 | 0 | 0 | 0
DemandResponse | 0 | 0 | 0 | 0 | 0 | 0
IGCC-CCS | 0 | 0 | 0 | 0 | 0 | 0
WT_off | 0 | 0 | 0 | 0 | 0 | 0
PseudoUnit | 0 | 0 | 0 | 0 | 0 | 0
FixedInterchange | 0 | 0 | 0 | 0 | 0 | 0
New Build Capacity by Reporting Type: MARITIMES
ReportingType | 2015 | 2020 | 2025 | 2030 | 2035 | 2040
BM | 0 | 0 | 0 | 0 | 0 | 0
CC | 0 | 0 | 0 | 0 | 0 | 0
CSP | 0 | 0 | 0 | 0 | 0 | 0
CT | 0 | 0 | 0 | 0 | 0 | 0
Coal | 0 | 0 | 0 | 0 | 0 | 0
Geo | 0 | 0 | 0 | 0 | 0 | 0
H | 0 | 0 | 0 | 0 | 0 | 0
LFG | 0 | 0 | 0 | 0 | 0 | 0
Nuc | 0 | 0 | 0 | 0 | 0 | 0
PS | 0 | 0 | 0 | 0 | 0 | 0
PV | 0 | 0 | 0 | 0 | 0 | 0
PeakG | 0 | 0 | 0 | 0 | 0 | 0
PeakO | 0 | 0 | 0 | 0 | 0 | 0
ST | 0 | 0 | 0 | 0 | 0 | 0
STOG | 0 | 0 | 0 | 0 | 0 | 0
STWD | 0 | 0 | 0 | 0 | 0 | 0
WT | 0 | 0 | 0 | 0 | 0 | 0
IGCC | 0 | 0 | 0 | 0 | 0 | 0
DemandResponse | 0 | 0 | 0 | 0 | 0 | 0
IGCC-CCS | 0 | 0 | 0 | 0 | 0 | 0
WT_off | 0 | 0 | 0 | 0 | 0 | 0
PseudoUnit | 0 | 500 | 0 | 0 | 0 | 0
FixedInterchange | 0 | 0 | 0 | 0 | 0 | 0
New Build Capacity by Reporting Type: All
ReportingType | 2015 | 2020 | 2025 | 2030 | 2035 | 2040
BM | 1251 | 12499.21 | 4872.39 | 9612.98 | 1999.39 | 1131.32
CC | 29628.81 | 7025.19 | 1590.18 | 14907.52 | 39780.2 | 38623.73
CSP | 0 | 0 | 0 | 0 | 0 | 0
CT | 8805.11 | 7129.76 | 5245.74 | 16784.53 | 38456.13 | 18909
Coal | 10763.64 | 96.22 | 0 | 459.51 | 1486.09 | 23537.62
Geo | 136 | 2075 | 4387.63 | 41.37 | 0 | 0
H | 0 | 1554.99 | 2898.01 | 3088 | 55 | 1117
LFG | 192 | 1953 | 2210 | 723.5 | 0.5 | 0
Nuc | 2740.56 | 4530 | 0 | 0 | 0 | 0
PS | 0 | 0 | 0 | 0 | 0 | 0
PV | 1246 | 2181.68 | 1120.15 | 301.51 | 186.99 | 205.81
PeakG | 0 | 0 | 0 | 0 | 0 | 0
PeakO | 0 | 0 | 0 | 0 | 0 | 0
ST | 760 | 825.25 | 324.56 | 162.07 | 0 | 0
STOG | 0 | 0 | 0 | 0 | 0 | 0
STWD | 0 | 0 | 0 | 0 | 0 | 0
WT | 25342 | 49718.58 | 59590.96 | 52303.04 | 7139.74 | 6206.56
IGCC | 618 | 0 | 0 | 0 | 0 | 0
DemandResponse | 0 | 0 | 0 | 0 | 0 | 0
IGCC-CCS | 0 | 0 | 0 | 0 | 0 | 0
WT_off | 469 | 0 | 19361.96 | 19262.59 | 4643.32 | 6802.1
PseudoUnit | 0 | 500 | 0 | 0 | 0 | 0
FixedInterchange | 0 | 0 | 0 | 0 | 0 | 0
New Build Capacity by Reporting Type: EI_US
ReportingType | 2015 | 2020 | 2025 | 2030 | 2035 | 2040
BM | 741.12 | 12499.21 | 4872.39 | 7867.5 | 1910.4 | 988.61
CC | 24194.39 | 4730.21 | 109.27 | 3390.9 | 26680.1 | 28835.93
CSP | 0 | 0 | 0 | 0 | 0 | 0
CT | 6552.72 | 4271.37 | 4005.38 | 10832.04 | 29281.22 | 11200.74
Coal | 7858.64 | 0 | 0 | 0 | 0 | 11952.36
Geo | 0 | 0 | 0 | 0 | 0 | 0
H | 0 | 1209 | 1054 | 0 | 55 | 867
LFG | 141.4 | 1431.57 | 988.7 | 657.33 | 0 | 0
Nuc | 2740.56 | 4530 | 0 | 0 | 0 | 0
PS | 0 | 0 | 0 | 0 | 0 | 0
PV | 57.74 | 2181.68 | 1120.15 | 301.51 | 186.99 | 205.81
PeakG | 0 | 0 | 0 | 0 | 0 | 0
PeakO | 0 | 0 | 0 | 0 | 0 | 0
ST | 0 | 0 | 0 | 0 | 0 | 0
STOG | 0 | 0 | 0 | 0 | 0 | 0
STWD | 0 | 0 | 0 | 0 | 0 | 0
WT | 19786.6 | 40659.83 | 40615.38 | 42142.34 | 5981 | 4373.75
IGCC | 618 | 0 | 0 | 0 | 0 | 0
DemandResponse | 0 | 0 | 0 | 0 | 0 | 0
IGCC-CCS | 0 | 0 | 0 | 0 | 0 | 0
WT_off | 469 | 0 | 19361.96 | 19262.59 | 4643.32 | 6802.1
PseudoUnit | 0 | 500 | 0 | 0 | 0 | 0
FixedInterchange | 0 | 0 | 0 | 0 | 0 | 0
New Build Capacity by Reporting Type: EI_Canada
ReportingType | 2015 | 2020 | 2025 | 2030 | 2035 | 2040
BM | 326.33 | 0 | 0 | 0 | 0 | 0
CC | 1263 | 0 | 0 | 0 | 184.44 | 2467.39
CSP | 0 | 0 | 0 | 0 | 0 | 0
CT | 460.38 | 0 | 0 | 0 | 2643.48 | 700.71
Coal | 0 | 0 | 0 | 0 | 0 | 0
Geo | 0 | 0 | 0 | 0 | 0 | 0
H | 0 | 345.99 | 1844.01 | 2460 | 0 | 250
LFG | 14.5 | 0 | 0 | 0 | 0.5 | 0
Nuc | 0 | 0 | 0 | 0 | 0 | 0
PS | 0 | 0 | 0 | 0 | 0 | 0
PV | 1067.26 | 0 | 0 | 0 | 0 | 0
PeakG | 0 | 0 | 0 | 0 | 0 | 0
PeakO | 0 | 0 | 0 | 0 | 0 | 0
ST | 0 | 0 | 0 | 0 | 0 | 0
STOG | 0 | 0 | 0 | 0 | 0 | 0
STWD | 0 | 0 | 0 | 0 | 0 | 0
WT | 2408.3 | 0 | 0 | 0 | 0 | 0
IGCC | 0 | 0 | 0 | 0 | 0 | 0
DemandResponse | 0 | 0 | 0 | 0 | 0 | 0
IGCC-CCS | 0 | 0 | 0 | 0 | 0 | 0
WT_off | 0 | 0 | 0 | 0 | 0 | 0
PseudoUnit | 0 | 0 | 0 | 0 | 0 | 0
FixedInterchange | 0 | 0 | 0 | 0 | 0 | 0
New Build Capacity by Reporting Type: EI
ReportingType | 2015 | 2020 | 2025 | 2030 | 2035 | 2040
BM | 1067.45 | 12499.21 | 4872.39 | 7867.5 | 1910.4 | 988.61
CC | 25457.39 | 4730.21 | 109.27 | 3390.9 | 26864.54 | 31303.32
CSP | 0 | 0 | 0 | 0 | 0 | 0
CT | 7013.1 | 4271.37 | 4005.38 | 10832.04 | 31924.7 | 11901.45
Coal | 7858.64 | 0 | 0 | 0 | 0 | 11952.36
Geo | 0 | 0 | 0 | 0 | 0 | 0
H | 0 | 1554.99 | 2898.01 | 2460 | 55 | 1117
LFG | 155.9 | 1431.57 | 988.7 | 657.33 | 0.5 | 0
Nuc | 2740.56 | 4530 | 0 | 0 | 0 | 0
PS | 0 | 0 | 0 | 0 | 0 | 0
PV | 1125 | 2181.68 | 1120.15 | 301.51 | 186.99 | 205.81
PeakG | 0 | 0 | 0 | 0 | 0 | 0
PeakO | 0 | 0 | 0 | 0 | 0 | 0
ST | 0 | 0 | 0 | 0 | 0 | 0
STOG | 0 | 0 | 0 | 0 | 0 | 0
STWD | 0 | 0 | 0 | 0 | 0 | 0
WT | 22194.9 | 40659.83 | 40615.38 | 42142.34 | 5981 | 4373.75
IGCC | 618 | 0 | 0 | 0 | 0 | 0
DemandResponse | 0 | 0 | 0 | 0 | 0 | 0
IGCC-CCS | 0 | 0 | 0 | 0 | 0 | 0
WT_off | 469 | 0 | 19361.96 | 19262.59 | 4643.32 | 6802.1
PseudoUnit | 0 | 500 | 0 | 0 | 0 | 0
FixedInterchange | 0 | 0 | 0 | 0 | 0 | 0
New Build Capacity by Reporting Type: Outside_EI
ReportingType | 2015 | 2020 | 2025 | 2030 | 2035 | 2040
BM | 183.55 | 0 | 0 | 1745.47 | 88.99 | 142.71
CC | 4171.41 | 2294.98 | 1480.91 | 11516.63 | 12915.66 | 7320.41
CSP | 0 | 0 | 0 | 0 | 0 | 0
CT | 1792.01 | 2858.39 | 1240.37 | 5952.5 | 6531.43 | 7007.55
Coal | 2905 | 96.22 | 0 | 459.51 | 1486.09 | 11585.26
Geo | 136 | 2075 | 4387.63 | 41.37 | 0 | 0
H | 0 | 0 | 0 | 628 | 0 | 0
LFG | 36.1 | 521.43 | 1221.3 | 66.17 | 0 | 0
Nuc | 0 | 0 | 0 | 0 | 0 | 0
PS | 0 | 0 | 0 | 0 | 0 | 0
PV | 121 | 0 | 0 | 0 | 0 | 0
PeakG | 0 | 0 | 0 | 0 | 0 | 0
PeakO | 0 | 0 | 0 | 0 | 0 | 0
ST | 760 | 825.25 | 324.56 | 162.07 | 0 | 0
STOG | 0 | 0 | 0 | 0 | 0 | 0
STWD | 0 | 0 | 0 | 0 | 0 | 0
WT | 3147.1 | 9058.76 | 18975.59 | 10160.7 | 1158.75 | 1832.81
IGCC | 0 | 0 | 0 | 0 | 0 | 0
DemandResponse | 0 | 0 | 0 | 0 | 0 | 0
IGCC-CCS | 0 | 0 | 0 | 0 | 0 | 0
WT_off | 0 | 0 | 0 | 0 | 0 | 0
PseudoUnit | 0 | 0 | 0 | 0 | 0 | 0
FixedInterchange | 0 | 0 | 0 | 0 | 0 | 0
#2 | Cumulative New Build Capacity (MW)
Cumulative New Build Capacity by Reporting Type: Entergy
ReportingType | 2015 | 2020 | 2025 | 2030 | 2035 | 2040
BM | 0 | 0 | 0 | 0 | 0 | 0
CC | 0 | 110.56 | 110.56 | 1754.72 | 2392.35 | 4547.39
CSP | 0 | 0 | 0 | 0 | 0 | 0
CT | 0 | 0 | 0 | 0 | 0 | 0
Coal | 720 | 720 | 720 | 720 | 720 | 720
Geo | 0 | 0 | 0 | 0 | 0 | 0
H | 0 | 0 | 0 | 0 | 0 | 0
LFG | 0 | 0 | 0 | 107.4 | 107.4 | 107.4
Nuc | 170 | 170 | 170 | 170 | 170 | 170
PS | 0 | 0 | 0 | 0 | 0 | 0
PV | 0.29 | 65.47 | 101.51 | 105.68 | 110.26 | 113.73
PeakG | 0 | 0 | 0 | 0 | 0 | 0
PeakO | 0 | 0 | 0 | 0 | 0 | 0
ST | 0 | 0 | 0 | 0 | 0 | 0
STOG | 0 | 0 | 0 | 0 | 0 | 0
STWD | 0 | 0 | 0 | 0 | 0 | 0
WT | 0 | 0 | 0 | 0 | 0 | 0
IGCC | 0 | 0 | 0 | 0 | 0 | 0
DemandResponse | 0 | 0 | 0 | 0 | 0 | 0
IGCC-CCS | 0 | 0 | 0 | 0 | 0 | 0
WT_off | 0 | 0 | 0 | 0 | 0 | 0
PseudoUnit | 0 | 0 | 0 | 0 | 0 | 0
FixedInterchange | 0 | 0 | 0 | 0 | 0 | 0
Cumulative New Build Capacity by Reporting Type: FRCC
ReportingType | 2015 | 2020 | 2025 | 2030 | 2035 | 2040
BM | 0 | 342.8 | 2001.91 | 2001.91 | 2001.91 | 2001.91
CC | 1516.9 | 4403.12 | 4403.12 | 6021.27 | 16257.77 | 22785.86
CSP | 0 | 0 | 0 | 0 | 0 | 0
CT | 2480 | 2480 | 2480 | 2480 | 2480 | 2480
Coal | 0 | 0 | 0 | 0 | 0 | 0
Geo | 0 | 0 | 0 | 0 | 0 | 0
H | 0 | 0 | 28 | 28 | 28 | 28
LFG | 0 | 198 | 198 | 198 | 198 | 198
Nuc | 229.33 | 229.33 | 229.33 | 229.33 | 229.33 | 229.33
PS | 0 | 0 | 0 | 0 | 0 | 0
PV | 0 | 0 | 0 | 0 | 0 | 0
PeakG | 0 | 0 | 0 | 0 | 0 | 0
PeakO | 0 | 0 | 0 | 0 | 0 | 0
ST | 0 | 0 | 0 | 0 | 0 | 0
STOG | 0 | 0 | 0 | 0 | 0 | 0
STWD | 0 | 0 | 0 | 0 | 0 | 0
WT | 0 | 0 | 0 | 0 | 0 | 0
IGCC | 0 | 0 | 0 | 0 | 0 | 0
DemandResponse | 0 | 0 | 0 | 0 | 0 | 0
IGCC-CCS | 0 | 0 | 0 | 0 | 0 | 0
WT_off | 0 | 0 | 0 | 0 | 0 | 0
PseudoUnit | 0 | 0 | 0 | 0 | 0 | 0
FixedInterchange | 0 | 0 | 0 | 0 | 0 | 0
Cumulative New Build Capacity by Reporting Type: MAPP_US
ReportingType | 2015 | 2020 | 2025 | 2030 | 2035 | 2040
BM | 0 | 0 | 0 | 0 | 0 | 0
CC | 0 | 0 | 0 | 0 | 0 | 0
CSP | 0 | 0 | 0 | 0 | 0 | 0
CT | 308.3 | 308.3 | 308.3 | 308.3 | 689.54 | 891.38
Coal | 0 | 0 | 0 | 0 | 0 | 0
Geo | 0 | 0 | 0 | 0 | 0 | 0
H | 0 | 0 | 0 | 0 | 0 | 0
LFG | 0 | 0 | 0 | 71.67 | 71.67 | 71.67
Nuc | 0 | 0 | 0 | 0 | 0 | 0
PS | 0 | 0 | 0 | 0 | 0 | 0
PV | 0 | 0 | 0 | 0 | 0 | 0
PeakG | 0 | 0 | 0 | 0 | 0 | 0
PeakO | 0 | 0 | 0 | 0 | 0 | 0
ST | 0 | 0 | 0 | 0 | 0 | 0
STOG | 0 | 0 | 0 | 0 | 0 | 0
STWD | 0 | 0 | 0 | 0 | 0 | 0
WT | 421.3 | 1911.54 | 1911.54 | 6073.36 | 9564.5 | 11667.67
IGCC | 0 | 0 | 0 | 0 | 0 | 0
DemandResponse | 0 | 0 | 0 | 0 | 0 | 0
IGCC-CCS | 0 | 0 | 0 | 0 | 0 | 0
WT_off | 0 | 0 | 0 | 0 | 0 | 0
PseudoUnit | 0 | 0 | 0 | 0 | 0 | 0
FixedInterchange | 0 | 0 | 0 | 0 | 0 | 0
Cumulative New Build Capacity by Reporting Type: MISO_IN
ReportingType | 2015 | 2020 | 2025 | 2030 | 2035 | 2040
BM | 0 | 0 | 0 | 0 | 0 | 0
CC | 0 | 0 | 0 | 0 | 4720.27 | 6482.37
CSP | 0 | 0 | 0 | 0 | 0 | 0
CT | 0 | 0 | 0 | 0 | 0 | 0
Coal | 0 | 0 | 0 | 0 | 0 | 0
Geo | 0 | 0 | 0 | 0 | 0 | 0
H | 0 | 0 | 0 | 0 | 0 | 0
LFG | 0 | 0 | 80.12 | 80.12 | 80.12 | 80.12
Nuc | 0 | 0 | 0 | 0 | 0 | 0
PS | 0 | 0 | 0 | 0 | 0 | 0
PV | 0 | 236.71 | 387.26 | 387.81 | 407.67 | 426.04
PeakG | 0 | 0 | 0 | 0 | 0 | 0
PeakO | 0 | 0 | 0 | 0 | 0 | 0
ST | 0 | 0 | 0 | 0 | 0 | 0
STOG | 0 | 0 | 0 | 0 | 0 | 0
STWD | 0 | 0 | 0 | 0 | 0 | 0
WT | 0 | 0 | 0 | 0 | 0 | 0
IGCC | 618 | 618 | 618 | 618 | 618 | 618
DemandResponse | 0 | 0 | 0 | 0 | 0 | 0
IGCC-CCS | 0 | 0 | 0 | 0 | 0 | 0
WT_off | 0 | 0 | 0 | 0 | 0 | 0
PseudoUnit | 0 | 0 | 0 | 0 | 0 | 0
FixedInterchange | 0 | 0 | 0 | 0 | 0 | 0
Cumulative New Build Capacity by Reporting Type: MISO_MI
ReportingType | 2015 | 2020 | 2025 | 2030 | 2035 | 2040
BM | 0 | 0 | 0 | 0 | 0 | 0
CC | 0 | 0 | 0 | 0 | 0 | 0
CSP | 0 | 0 | 0 | 0 | 0 | 0
CT | 0 | 0 | 0 | 0 | 0 | 0
Coal | 0 | 0 | 0 | 0 | 0 | 0
Geo | 0 | 0 | 0 | 0 | 0 | 0
H | 0 | 0 | 0 | 0 | 0 | 0
LFG | 0 | 0 | 160.25 | 160.25 | 160.25 | 160.25
Nuc | 0 | 0 | 0 | 0 | 0 | 0
PS | 0 | 0 | 0 | 0 | 0 | 0
PV | 0 | 0 | 0 | 0 | 0 | 0
PeakG | 0 | 0 | 0 | 0 | 0 | 0
PeakO | 0 | 0 | 0 | 0 | 0 | 0
ST | 0 | 0 | 0 | 0 | 0 | 0
STOG | 0 | 0 | 0 | 0 | 0 | 0
STWD | 0 | 0 | 0 | 0 | 0 | 0
WT | 2000 | 2000 | 2358.43 | 2568.41 | 2801.52 | 3056.38
IGCC | 0 | 0 | 0 | 0 | 0 | 0
DemandResponse | 0 | 0 | 0 | 0 | 0 | 0
IGCC-CCS | 0 | 0 | 0 | 0 | 0 | 0
WT_off | 0 | 0 | 0 | 0 | 0 | 0
PseudoUnit | 0 | 0 | 0 | 0 | 0 | 0
FixedInterchange | 0 | 0 | 0 | 0 | 0 | 0
Cumulative New Build Capacity by Reporting Type: MISO_MO-IL
ReportingType | 2015 | 2020 | 2025 | 2030 | 2035 | 2040
BM | 0 | 0 | 0 | 0 | 0 | 0
CC | 0 | 0 | 0 | 0 | 0 | 0
CSP | 0 | 0 | 0 | 0 | 0 | 0
CT | 0 | 0 | 0 | 0 | 0 | 0
Coal | 1790 | 1790 | 1790 | 1790 | 1790 | 1790
Geo | 0 | 0 | 0 | 0 | 0 | 0
H | 0 | 0 | 280 | 280 | 280 | 280
LFG | 0 | 0 | 223.33 | 223.33 | 223.33 | 223.33
Nuc | 0 | 0 | 0 | 0 | 0 | 0
PS | 0 | 0 | 0 | 0 | 0 | 0
PV | 0 | 0 | 0 | 0 | 0 | 0
PeakG | 0 | 0 | 0 | 0 | 0 | 0
PeakO | 0 | 0 | 0 | 0 | 0 | 0
ST | 0 | 0 | 0 | 0 | 0 | 0
STOG | 0 | 0 | 0 | 0 | 0 | 0
STWD | 0 | 0 | 0 | 0 | 0 | 0
WT | 300 | 300 | 300 | 300 | 300 | 1007.16
IGCC | 0 | 0 | 0 | 0 | 0 | 0
DemandResponse | 0 | 0 | 0 | 0 | 0 | 0
IGCC-CCS | 0 | 0 | 0 | 0 | 0 | 0
WT_off | 0 | 0 | 0 | 0 | 0 | 0
PseudoUnit | 0 | 0 | 0 | 0 | 0 | 0
FixedInterchange | 0 | 0 | 0 | 0 | 0 | 0
Cumulative New Build Capacity by Reporting Type: MISO_W
ReportingType | 2015 | 2020 | 2025 | 2030 | 2035 | 2040
BM | 0 | 0 | 0 | 0 | 0 | 0
CC | 0 | 0 | 0 | 0 | 0 | 0
CSP | 0 | 0 | 0 | 0 | 0 | 0
CT | 0 | 0 | 0 | 0 | 0 | 0
Coal | 0 | 0 | 0 | 0 | 0 | 2643.02
Geo | 0 | 0 | 0 | 0 | 0 | 0
H | 0 | 0 | 0 | 0 | 0 | 0
LFG | 0 | 0 | 71.67 | 71.67 | 71.67 | 71.67
Nuc | 94.33 | 94.33 | 94.33 | 94.33 | 94.33 | 94.33
PS | 0 | 0 | 0 | 0 | 0 | 0
PV | 0 | 0 | 0 | 0 | 0 | 0
PeakG | 0 | 0 | 0 | 0 | 0 | 0
PeakO | 0 | 0 | 0 | 0 | 0 | 0
ST | 0 | 0 | 0 | 0 | 0 | 0
STOG | 0 | 0 | 0 | 0 | 0 | 0
STWD | 0 | 0 | 0 | 0 | 0 | 0
WT | 2800.5 | 2800.5 | 8073.09 | 19406.1 | 19406.1 | 19406.1
IGCC | 0 | 0 | 0 | 0 | 0 | 0
DemandResponse | 0 | 0 | 0 | 0 | 0 | 0
IGCC-CCS | 0 | 0 | 0 | 0 | 0 | 0
WT_off | 0 | 0 | 0 | 0 | 0 | 0
PseudoUnit | 0 | 0 | 0 | 0 | 0 | 0
FixedInterchange | 0 | 0 | 0 | 0 | 0 | 0
Cumulative New Build Capacity by Reporting Type: MISO_WUMS
ReportingType | 2015 | 2020 | 2025 | 2030 | 2035 | 2040
BM | 0 | 0 | 0 | 0 | 0 | 0
CC | 0 | 997.57 | 997.57 | 997.57 | 4996.69 | 4996.69
CSP | 0 | 0 | 0 | 0 | 0 | 0
CT | 0 | 3708.32 | 6778.53 | 14612.84 | 18996.37 | 20795.58
Coal | 615 | 615 | 615 | 615 | 615 | 615
Geo | 0 | 0 | 0 | 0 | 0 | 0
H | 0 | 1 | 1 | 1 | 1 | 1
LFG | 0 | 0 | 223.33 | 223.33 | 223.33 | 223.33
Nuc | 235 | 235 | 235 | 235 | 235 | 235
PS | 0 | 0 | 0 | 0 | 0 | 0
PV | 0 | 0 | 0 | 0 | 0 | 0
PeakG | 0 | 0 | 0 | 0 | 0 | 0
PeakO | 0 | 0 | 0 | 0 | 0 | 0
ST | 0 | 0 | 0 | 0 | 0 | 0
STOG | 0 | 0 | 0 | 0 | 0 | 0
STWD | 0 | 0 | 0 | 0 | 0 | 0
WT | 968.9 | 968.9 | 968.9 | 968.9 | 968.9 | 968.9
IGCC | 0 | 0 | 0 | 0 | 0 | 0
DemandResponse | 0 | 0 | 0 | 0 | 0 | 0
IGCC-CCS | 0 | 0 | 0 | 0 | 0 | 0
WT_off | 0 | 0 | 0 | 0 | 0 | 0
PseudoUnit | 0 | 0 | 0 | 0 | 0 | 0
FixedInterchange | 0 | 0 | 0 | 0 | 0 | 0
Cumulative New Build Capacity by Reporting Type: Nebraska
ReportingType | 2015 | 2020 | 2025 | 2030 | 2035 | 2040
BM | 0 | 0 | 0 | 0 | 0 | 0
CC | 0 | 0 | 0 | 0 | 0 | 0
CSP | 0 | 0 | 0 | 0 | 0 | 0
CT | 0 | 0 | 0 | 0 | 0 | 0
Coal | 232.1 | 232.1 | 232.1 | 232.1 | 232.1 | 2047.72
Geo | 0 | 0 | 0 | 0 | 0 | 0
H | 0 | 0 | 0 | 0 | 0 | 0
LFG | 0 | 0 | 0 | 71.67 | 71.67 | 71.67
Nuc | 0 | 0 | 0 | 0 | 0 | 0
PS | 0 | 0 | 0 | 0 | 0 | 0
PV | 0 | 0 | 0 | 0 | 0 | 0
PeakG | 0 | 0 | 0 | 0 | 0 | 0
PeakO | 0 | 0 | 0 | 0 | 0 | 0
ST | 0 | 0 | 0 | 0 | 0 | 0
STOG | 0 | 0 | 0 | 0 | 0 | 0
STWD | 0 | 0 | 0 | 0 | 0 | 0
WT | 202.9 | 2566.72 | 2566.72 | 2566.72 | 2566.72 | 2566.72
IGCC | 0 | 0 | 0 | 0 | 0 | 0
DemandResponse | 0 | 0 | 0 | 0 | 0 | 0
IGCC-CCS | 0 | 0 | 0 | 0 | 0 | 0
WT_off | 0 | 0 | 0 | 0 | 0 | 0
PseudoUnit | 0 | 0 | 0 | 0 | 0 | 0
FixedInterchange | 0 | 0 | 0 | 0 | 0 | 0
Cumulative New Build Capacity by Reporting Type: NEISO
ReportingType | 2015 | 2020 | 2025 | 2030 | 2035 | 2040
BM | 252.2 | 252.2 | 252.2 | 252.2 | 252.2 | 252.2
CC | 2049.5 | 2049.5 | 2049.5 | 2049.5 | 2049.5 | 2049.5
CSP | 0 | 0 | 0 | 0 | 0 | 0
CT | 334 | 334 | 334 | 334 | 2563.4 | 4567.22
Coal | 0 | 0 | 0 | 0 | 0 | 0
Geo | 0 | 0 | 0 | 0 | 0 | 0
H | 0 | 0 | 0 | 0 | 3 | 3
LFG | 49.26 | 49.26 | 119 | 119 | 119 | 119
Nuc | 0 | 0 | 0 | 0 | 0 | 0
PS | 0 | 0 | 0 | 0 | 0 | 0
PV | 0 | 324.61 | 329.95 | 332.74 | 340.59 | 348.92
PeakG | 0 | 0 | 0 | 0 | 0 | 0
PeakO | 0 | 0 | 0 | 0 | 0 | 0
ST | 0 | 0 | 0 | 0 | 0 | 0
STOG | 0 | 0 | 0 | 0 | 0 | 0
STWD | 0 | 0 | 0 | 0 | 0 | 0
WT | 231.2 | 1545.59 | 3872.7 | 4992.22 | 5280 | 5280
IGCC | 0 | 0 | 0 | 0 | 0 | 0
DemandResponse | 0 | 0 | 0 | 0 | 0 | 0
IGCC-CCS | 0 | 0 | 0 | 0 | 0 | 0
WT_off | 468 | 468 | 468 | 468 | 468 | 468
PseudoUnit | 0 | 0 | 0 | 0 | 0 | 0
FixedInterchange | 0 | 0 | 0 | 0 | 0 | 0
Cumulative New Build Capacity by Reporting Type: NonRTO_Midwest
ReportingType | 2015 | 2020 | 2025 | 2030 | 2035 | 2040
BM | 0 | 0 | 0 | 0 | 0 | 0
CC | 0 | 428.86 | 538.13 | 666.72 | 839.07 | 1117.52
CSP | 0 | 0 | 0 | 0 | 0 | 0
CT | 0 | 0 | 0 | 42.03 | 42.03 | 204.65
Coal | 0 | 0 | 0 | 0 | 0 | 0
Geo | 0 | 0 | 0 | 0 | 0 | 0
H | 0 | 0 | 746 | 746 | 746 | 746
LFG | 0 | 0 | 160.25 | 160.25 | 160.25 | 160.25
Nuc | 0 | 0 | 0 | 0 | 0 | 0
PS | 0 | 0 | 0 | 0 | 0 | 0
PV | 0 | 0 | 0 | 0 | 0 | 0
PeakG | 0 | 0 | 0 | 0 | 0 | 0
PeakO | 0 | 0 | 0 | 0 | 0 | 0
ST | 0 | 0 | 0 | 0 | 0 | 0
STOG | 0 | 0 | 0 | 0 | 0 | 0
STWD | 0 | 0 | 0 | 0 | 0 | 0
WT | 0 | 0 | 0 | 0 | 0 | 0
IGCC | 0 | 0 | 0 | 0 | 0 | 0
DemandResponse | 0 | 0 | 0 | 0 | 0 | 0
IGCC-CCS | 0 | 0 | 0 | 0 | 0 | 0
WT_off | 0 | 0 | 0 | 0 | 0 | 0
PseudoUnit | 0 | 0 | 0 | 0 | 0 | 0
FixedInterchange | 0 | 0 | 0 | 0 | 0 | 0
Cumulative New Build Capacity by Reporting Type: NYISO_A-F
ReportingType | 2015 | 2020 | 2025 | 2030 | 2035 | 2040
BM | 0 | 0 | 0 | 0 | 0 | 0
CC | 639 | 639 | 639 | 639 | 639 | 639
CSP | 0 | 0 | 0 | 0 | 0 | 0
CT | 0 | 0 | 0 | 0 | 0 | 0
Coal | 0 | 0 | 0 | 0 | 0 | 0
Geo | 0 | 0 | 0 | 0 | 0 | 0
H | 0 | 0 | 0 | 0 | 0 | 0
LFG | 6.4 | 6.4 | 6.4 | 74.33 | 74.33 | 74.33
Nuc | 168 | 168 | 168 | 168 | 168 | 168
PS | 0 | 0 | 0 | 0 | 0 | 0
PV | 0 | 0 | 0 | 0 | 0 | 0
PeakG | 0 | 0 | 0 | 0 | 0 | 0
PeakO | 0 | 0 | 0 | 0 | 0 | 0
ST | 0 | 0 | 0 | 0 | 0 | 0
STOG | 0 | 0 | 0 | 0 | 0 | 0
STWD | 0 | 0 | 0 | 0 | 0 | 0
WT | 2476.3 | 3186.1 | 3186.1 | 3186.1 | 3186.1 | 3186.1
IGCC | 0 | 0 | 0 | 0 | 0 | 0
DemandResponse | 0 | 0 | 0 | 0 | 0 | 0
IGCC-CCS | 0 | 0 | 0 | 0 | 0 | 0
WT_off | 0 | 0 | 0 | 0 | 0 | 0
PseudoUnit | 0 | 0 | 0 | 0 | 0 | 0
FixedInterchange | 0 | 0 | 0 | 0 | 0 | 0
Cumulative New Build Capacity by Reporting Type: NYISO_G-I
ReportingType | 2015 | 2020 | 2025 | 2030 | 2035 | 2040
BM | 0 | 0 | 0 | 0 | 0 | 0
CC | 0 | 0 | 0 | 0 | 4320.9 | 7550.81
CSP | 0 | 0 | 0 | 0 | 0 | 0
CT | 0 | 0 | 0 | 0 | 0 | 0
Coal | 0 | 0 | 0 | 0 | 0 | 0
Geo | 0 | 0 | 0 | 0 | 0 | 0
H | 0 | 0 | 0 | 0 | 0 | 0
LFG | 0 | 0 | 0 | 74.33 | 74.33 | 74.33
Nuc | 0 | 0 | 0 | 0 | 0 | 0
PS | 0 | 0 | 0 | 0 | 0 | 0
PV | 0 | 0 | 0 | 0 | 0 | 0
PeakG | 0 | 0 | 0 | 0 | 0 | 0
PeakO | 0 | 0 | 0 | 0 | 0 | 0
ST | 0 | 0 | 0 | 0 | 0 | 0
STOG | 0 | 0 | 0 | 0 | 0 | 0
STWD | 0 | 0 | 0 | 0 | 0 | 0
WT | 0 | 60 | 60 | 60 | 60 | 60
IGCC | 0 | 0 | 0 | 0 | 0 | 0
DemandResponse | 0 | 0 | 0 | 0 | 0 | 0
IGCC-CCS | 0 | 0 | 0 | 0 | 0 | 0
WT_off | 0 | 0 | 0 | 0 | 0 | 0
PseudoUnit | 0 | 0 | 0 | 0 | 0 | 0
FixedInterchange | 0 | 0 | 0 | 0 | 0 | 0
Cumulative New Build Capacity by Reporting Type: NYISO_J-K
ReportingType | 2015 | 2020 | 2025 | 2030 | 2035 | 2040
BM | 0 | 0 | 0 | 0 | 0 | 0
CC | 1175.4 | 1175.4 | 1175.4 | 1175.4 | 1175.4 | 1175.4
CSP | 0 | 0 | 0 | 0 | 0 | 0
CT | 0 | 0 | 935.17 | 3125.11 | 3125.11 | 4453.48
Coal | 0 | 0 | 0 | 0 | 0 | 0
Geo | 0 | 0 | 0 | 0 | 0 | 0
H | 0 | 0 | 0 | 0 | 0 | 0
LFG | 0 | 0 | 0 | 74.33 | 74.33 | 74.33
Nuc | 0 | 0 | 0 | 0 | 0 | 0
PS | 0 | 0 | 0 | 0 | 0 | 0
PV | 32 | 32 | 32 | 32 | 32 | 32
PeakG | 0 | 0 | 0 | 0 | 0 | 0
PeakO | 0 | 0 | 0 | 0 | 0 | 0
ST | 0 | 0 | 0 | 0 | 0 | 0
STOG | 0 | 0 | 0 | 0 | 0 | 0
STWD | 0 | 0 | 0 | 0 | 0 | 0
WT | 0 | 0 | 0 | 0 | 0 | 0
IGCC | 0 | 0 | 0 | 0 | 0 | 0
DemandResponse | 0 | 0 | 0 | 0 | 0 | 0
IGCC-CCS | 0 | 0 | 0 | 0 | 0 | 0
WT_off | 0 | 0 | 0 | 0 | 0 | 0
PseudoUnit | 0 | 0 | 0 | 0 | 0 | 0
FixedInterchange | 0 | 0 | 0 | 0 | 0 | 0
Cumulative New Build Capacity by Reporting Type: PJM_E
ReportingType | 2015 | 2020 | 2025 | 2030 | 2035 | 2040
BM | 30 | 30 | 30 | 30 | 30 | 30
CC | 4634.3 | 4634.3 | 4634.3 | 4634.3 | 4634.3 | 4634.3
CSP | 0 | 0 | 0 | 0 | 0 | 0
CT | 26.2 | 26.2 | 26.2 | 26.2 | 26.2 | 687.38
Coal | 27 | 27 | 27 | 27 | 27 | 27
Geo | 0 | 0 | 0 | 0 | 0 | 0
H | 0 | 0 | 0 | 0 | 0 | 0
LFG | 9.1 | 142 | 142 | 142 | 142 | 142
Nuc | 38 | 38 | 38 | 38 | 38 | 38
PS | 0 | 0 | 0 | 0 | 0 | 0
PV | 25.45 | 25.45 | 25.45 | 25.45 | 25.45 | 25.45
PeakG | 0 | 0 | 0 | 0 | 0 | 0
PeakO | 0 | 0 | 0 | 0 | 0 | 0
ST | 0 | 0 | 0 | 0 | 0 | 0
STOG | 0 | 0 | 0 | 0 | 0 | 0
STWD | 0 | 0 | 0 | 0 | 0 | 0
WT | 1150 | 1170 | 3620 | 3620 | 3620 | 3620
IGCC | 0 | 0 | 0 | 0 | 0 | 0
DemandResponse | 0 | 0 | 0 | 0 | 0 | 0
IGCC-CCS | 0 | 0 | 0 | 0 | 0 | 0
WT_off | 0 | 0 | 4905.17 | 9600 | 9600 | 9600
PseudoUnit | 0 | 0 | 0 | 0 | 0 | 0
FixedInterchange | 0 | 0 | 0 | 0 | 0 | 0
Cumulative New Build Capacity by Reporting Type: PJM_ROM
ReportingType | 2015 | 2020 | 2025 | 2030 | 2035 | 2040
BM | 18 | 58.58 | 58.58 | 1281.15 | 1892.43 | 1892.43
CC | 1678.5 | 1678.5 | 1678.5 | 1678.5 | 1678.5 | 14979.17
CSP | 0 | 0 | 0 | 0 | 0 | 0
CT | 16 | 16 | 16 | 16 | 16 | 16
Coal | 32.5 | 32.5 | 32.5 | 32.5 | 32.5 | 32.5
Geo | 0 | 0 | 0 | 0 | 0 | 0
H | 0 | 678 | 678 | 678 | 678 | 678
LFG | 18.9 | 284 | 284 | 284 | 284 | 284
Nuc | 0 | 0 | 0 | 0 | 0 | 0
PS | 0 | 0 | 0 | 0 | 0 | 0
PV | 0 | 1416.37 | 2337 | 2625.61 | 2767.08 | 2931.42
PeakG | 0 | 0 | 0 | 0 | 0 | 0
PeakO | 0 | 0 | 0 | 0 | 0 | 0
ST | 0 | 0 | 0 | 0 | 0 | 0
STOG | 0 | 0 | 0 | 0 | 0 | 0
STWD | 0 | 0 | 0 | 0 | 0 | 0
WT | 479.8 | 7040 | 7040 | 7040 | 7040 | 7040
IGCC | 0 | 0 | 0 | 0 | 0 | 0
DemandResponse | 0 | 0 | 0 | 0 | 0 | 0
IGCC-CCS | 0 | 0 | 0 | 0 | 0 | 0
WT_off | 0 | 0 | 0 | 0 | 0 | 1522.51
PseudoUnit | 0 | 0 | 0 | 0 | 0 | 0
FixedInterchange | 0 | 0 | 0 | 0 | 0 | 0
Cumulative New Build Capacity by Reporting Type: PJM_ROR
ReportingType | 2015 | 2020 | 2025 | 2030 | 2035 | 2040
BM | 385 | 385 | 385 | 1708.76 | 2778.24 | 3766.85
CC | 3077 | 3197 | 3197 | 3197 | 5790.34 | 5790.34
CSP | 0 | 0 | 0 | 0 | 0 | 0
CT | 29 | 29 | 29 | 29 | 11043.97 | 12349.33
Coal | 2164 | 2164 | 2164 | 2164 | 2164 | 2164
Geo | 0 | 0 | 0 | 0 | 0 | 0
H | 0 | 503 | 503 | 503 | 503 | 503
LFG | 57.4 | 571.11 | 571.11 | 571.11 | 571.11 | 571.11
Nuc | 38 | 38 | 38 | 38 | 38 | 38
PS | 0 | 0 | 0 | 0 | 0 | 0
PV | 0 | 0 | 0 | 0 | 0 | 0
PeakG | 0 | 0 | 0 | 0 | 0 | 0
PeakO | 0 | 0 | 0 | 0 | 0 | 0
ST | 0 | 0 | 0 | 0 | 0 | 0
STOG | 0 | 0 | 0 | 0 | 0 | 0
STWD | 0 | 0 | 0 | 0 | 0 | 0
WT | 8325.7 | 21726.58 | 40293.53 | 53600 | 53600 | 53600
IGCC | 0 | 0 | 0 | 0 | 0 | 0
DemandResponse | 0 | 0 | 0 | 0 | 0 | 0
IGCC-CCS | 0 | 0 | 0 | 0 | 0 | 0
WT_off | 0 | 0 | 0 | 0 | 0 | 0
PseudoUnit | 0 | 0 | 0 | 0 | 0 | 0
FixedInterchange | 0 | 0 | 0 | 0 | 0 | 0
Cumulative New Build Capacity by Reporting Type: SOCO
ReportingType | 2015 | 2020 | 2025 | 2030 | 2035 | 2040
BM | 55 | 1693.99 | 4580.13 | 6555.24 | 6555.24 | 6555.24
CC | 5026.9 | 5213.9 | 5213.9 | 5213.9 | 5213.9 | 5213.9
CSP | 0 | 0 | 0 | 0 | 0 | 0
CT | 0 | 0 | 0 | 0 | 0 | 0
Coal | 0 | 0 | 0 | 0 | 0 | 6984.69
Geo | 0 | 0 | 0 | 0 | 0 | 0
H | 0 | 0 | 0 | 0 | 0 | 867
LFG | 0 | 107.4 | 107.4 | 107.4 | 107.4 | 107.4
Nuc | 70 | 2270 | 2270 | 2270 | 2270 | 2270
PS | 0 | 0 | 0 | 0 | 0 | 0
PV | 0 | 0 | 0 | 0 | 0 | 0
PeakG | 0 | 0 | 0 | 0 | 0 | 0
PeakO | 0 | 0 | 0 | 0 | 0 | 0
ST | 0 | 0 | 0 | 0 | 0 | 0
STOG | 0 | 0 | 0 | 0 | 0 | 0
STWD | 0 | 0 | 0 | 0 | 0 | 0
WT | 0 | 100 | 100 | 100 | 100 | 100
IGCC | 0 | 0 | 0 | 0 | 0 | 0
DemandResponse | 0 | 0 | 0 | 0 | 0 | 0
IGCC-CCS | 0 | 0 | 0 | 0 | 0 | 0
WT_off | 0 | 0 | 0 | 0 | 0 | 0
PseudoUnit | 0 | 0 | 0 | 0 | 0 | 0
FixedInterchange | 0 | 0 | 0 | 0 | 0 | 0
Cumulative New Build Capacity by Reporting Type: SPP_N
ReportingType | 2015 | 2020 | 2025 | 2030 | 2035 | 2040
BM | 0 | 0 | 0 | 0 | 0 | 0
CC | 0 | 0 | 0 | 0 | 0 | 0
CSP | 0 | 0 | 0 | 0 | 0 | 0
CT | 0 | 263.05 | 263.05 | 1028.8 | 5329.36 | 5365.35
Coal | 465.04 | 465.04 | 465.04 | 465.04 | 465.04 | 465.04
Geo | 0 | 0 | 0 | 0 | 0 | 0
H | 0 | 0 | 0 | 0 | 0 | 0
LFG | 0 | 0 | 0 | 95 | 95 | 95
Nuc | 0 | 0 | 0 | 0 | 0 | 0
PS | 0 | 0 | 0 | 0 | 0 | 0
PV | 0 | 0 | 0 | 0 | 0 | 0
PeakG | 0 | 0 | 0 | 0 | 0 | 0
PeakO | 0 | 0 | 0 | 0 | 0 | 0
ST | 0 | 0 | 0 | 0 | 0 | 0
STOG | 0 | 0 | 0 | 0 | 0 | 0
STWD | 0 | 0 | 0 | 0 | 0 | 0
WT | 0 | 1361.39 | 4865.98 | 10934.22 | 12903.18 | 12903.18
IGCC | 0 | 0 | 0 | 0 | 0 | 0
DemandResponse | 0 | 0 | 0 | 0 | 0 | 0
IGCC-CCS | 0 | 0 | 0 | 0 | 0 | 0
WT_off | 0 | 0 | 0 | 0 | 0 | 0
PseudoUnit | 0 | 0 | 0 | 0 | 0 | 0
FixedInterchange | 0 | 0 | 0 | 0 | 0 | 0
Cumulative New Build Capacity by Reporting Type: SPP_S
ReportingType | 2015 | 2020 | 2025 | 2030 | 2035 | 2040
BM | 0 | 0 | 0 | 0 | 0 | 0
CC | 0 | 0 | 0 | 0 | 0 | 0
CSP | 0 | 0 | 0 | 0 | 0 | 0
CT | 412.99 | 712.99 | 712.99 | 712.99 | 2749.85 | 2850.56
Coal | 988 | 988 | 988 | 988 | 988 | 988
Geo | 0 | 0 | 0 | 0 | 0 | 0
H | 0 | 0 | 0 | 0 | 0 | 0
LFG | 0 | 0 | 0 | 95 | 95 | 95
Nuc | 0 | 0 | 0 | 0 | 0 | 0
PS | 0 | 0 | 0 | 0 | 0 | 0
PV | 0 | 0 | 0 | 0 | 0 | 0
PeakG | 0 | 0 | 0 | 0 | 0 | 0
PeakO | 0 | 0 | 0 | 0 | 0 | 0
ST | 0 | 0 | 0 | 0 | 0 | 0
STOG | 0 | 0 | 0 | 0 | 0 | 0
STWD | 0 | 0 | 0 | 0 | 0 | 0
WT | 430 | 10109.11 | 18244.81 | 24188.11 | 24188.11 | 25496.67
IGCC | 0 | 0 | 0 | 0 | 0 | 0
DemandResponse | 0 | 0 | 0 | 0 | 0 | 0
IGCC-CCS | 0 | 0 | 0 | 0 | 0 | 0
WT_off | 0 | 0 | 0 | 0 | 0 | 0
PseudoUnit | 0 | 0 | 0 | 0 | 0 | 0
FixedInterchange | 0 | 0 | 0 | 0 | 0 | 0
Cumulative New Build Capacity by Reporting Type: TVA
ReportingType | 2015 | 2020 | 2025 | 2030 | 2035 | 2040
BM | 0 | 3491.45 | 3818.58 | 7164.64 | 7394.28 | 7394.28
CC | 1418 | 1418 | 1418 | 1418 | 1418 | 1418
CSP | 0 | 0 | 0 | 0 | 0 | 0
CT | 0 | 0 | 0 | 0 | 680.99 | 1383.63
Coal | 0 | 0 | 0 | 0 | 0 | 509.02
Geo | 0 | 0 | 0 | 0 | 0 | 0
H | 0 | 27 | 27 | 27 | 27 | 27
LFG | 0 | 107.4 | 107.4 | 107.4 | 107.4 | 107.4
Nuc | 1697.89 | 1697.89 | 1697.89 | 1697.89 | 1697.89 | 1697.89
PS | 0 | 0 | 0 | 0 | 0 | 0
PV | 0 | 0 | 0 | 0 | 0 | 0
PeakG | 0 | 0 | 0 | 0 | 0 | 0
PeakO | 0 | 0 | 0 | 0 | 0 | 0
ST | 0 | 0 | 0 | 0 | 0 | 0
STOG | 0 | 0 | 0 | 0 | 0 | 0
STWD | 0 | 0 | 0 | 0 | 0 | 0
WT | 0 | 100 | 100 | 100 | 100 | 100
IGCC | 0 | 0 | 0 | 0 | 0 | 0
DemandResponse | 0 | 0 | 0 | 0 | 0 | 0
IGCC-CCS | 0 | 0 | 0 | 0 | 0 | 0
WT_off | 0 | 0 | 0 | 0 | 0 | 0
PseudoUnit | 0 | 0 | 0 | 0 | 0 | 0
FixedInterchange | 0 | 0 | 0 | 0 | 0 | 0
Cumulative New Build Capacity by Reporting Type: TVA_Transmission
ReportingType | 2015 | 2020 | 2025 | 2030 | 2035 | 2040
BM | 0 | 0 | 0 | 0 | 0 | 0
CC | 0 | 0 | 0 | 0 | 0 | 0
CSP | 0 | 0 | 0 | 0 | 0 | 0
CT | 0 | 0 | 0 | 0 | 0 | 0
Coal | 0 | 0 | 0 | 0 | 0 | 0
Geo | 0 | 0 | 0 | 0 | 0 | 0
H | 0 | 0 | 0 | 0 | 0 | 0
LFG | 0 | 0 | 0 | 0 | 0 | 0
Nuc | 0 | 0 | 0 | 0 | 0 | 0
PS | 0 | 0 | 0 | 0 | 0 | 0
PV | 0 | 0 | 0 | 0 | 0 | 0
PeakG | 0 | 0 | 0 | 0 | 0 | 0
PeakO | 0 | 0 | 0 | 0 | 0 | 0
ST | 0 | 0 | 0 | 0 | 0 | 0
STOG | 0 | 0 | 0 | 0 | 0 | 0
STWD | 0 | 0 | 0 | 0 | 0 | 0
WT | 0 | 0 | 0 | 0 | 0 | 0
IGCC | 0 | 0 | 0 | 0 | 0 | 0
DemandResponse | 0 | 0 | 0 | 0 | 0 | 0
IGCC-CCS | 0 | 0 | 0 | 0 | 0 | 0
WT_off | 0 | 0 | 0 | 0 | 0 | 0
PseudoUnit | 0 | 0 | 0 | 0 | 0 | 0
FixedInterchange | 0 | 0 | 0 | 0 | 0 | 0
Cumulative New Build Capacity by Reporting Type: VACAR
ReportingType | 2015 | 2020 | 2025 | 2030 | 2035 | 2040
BM | 0.92 | 6986.31 | 6986.31 | 6986.31 | 6986.31 | 6986.31
CC | 2978.89 | 2978.89 | 2978.89 | 2978.89 | 2978.89 | 4560.55
CSP | 0 | 0 | 0 | 0 | 0 | 0
CT | 2946.23 | 2946.23 | 2946.23 | 2946.23 | 7199.9 | 10098.92
Coal | 825 | 825 | 825 | 825 | 825 | 825
Geo | 0 | 0 | 0 | 0 | 0 | 0
H | 0 | 0 | 0 | 0 | 52 | 52
LFG | 0.34 | 107.4 | 107.4 | 107.4 | 107.4 | 107.4
Nuc | 0 | 2330 | 2330 | 2330 | 2330 | 2330
PS | 0 | 0 | 0 | 0 | 0 | 0
PV | 0 | 138.82 | 146.4 | 151.79 | 165.01 | 176.31
PeakG | 0 | 0 | 0 | 0 | 0 | 0
PeakO | 0 | 0 | 0 | 0 | 0 | 0
ST | 0 | 0 | 0 | 0 | 0 | 0
STOG | 0 | 0 | 0 | 0 | 0 | 0
STWD | 0 | 0 | 0 | 0 | 0 | 0
WT | 0 | 3500 | 3500 | 3500 | 3500 | 3500
IGCC | 0 | 0 | 0 | 0 | 0 | 0
DemandResponse | 0 | 0 | 0 | 0 | 0 | 0
IGCC-CCS | 0 | 0 | 0 | 0 | 0 | 0
WT_off | 1 | 1 | 14457.79 | 29025.55 | 33668.87 | 38948.47
PseudoUnit | 0 | 0 | 0 | 0 | 0 | 0
FixedInterchange | 0 | 0 | 0 | 0 | 0 | 0
Cumulative New Build Capacity by Reporting Type: IESO
ReportingType | 2015 | 2020 | 2025 | 2030 | 2035 | 2040
BM | 326.33 | 326.33 | 326.33 | 326.33 | 326.33 | 326.33
CC | 1263 | 1263 | 1263 | 1263 | 1447.44 | 3914.83
CSP | 0 | 0 | 0 | 0 | 0 | 0
CT | 368 | 368 | 368 | 368 | 3011.48 | 3712.19
Coal | 0 | 0 | 0 | 0 | 0 | 0
Geo | 0 | 0 | 0 | 0 | 0 | 0
H | 0 | 0 | 0 | 0 | 0 | 250
LFG | 14.5 | 14.5 | 14.5 | 14.5 | 15 | 15
Nuc | 0 | 0 | 0 | 0 | 0 | 0
PS | 0 | 0 | 0 | 0 | 0 | 0
PV | 1067.26 | 1067.26 | 1067.26 | 1067.26 | 1067.26 | 1067.26
PeakG | 0 | 0 | 0 | 0 | 0 | 0
PeakO | 0 | 0 | 0 | 0 | 0 | 0
ST | 0 | 0 | 0 | 0 | 0 | 0
STOG | 0 | 0 | 0 | 0 | 0 | 0
STWD | 0 | 0 | 0 | 0 | 0 | 0
WT | 2105.9 | 2105.9 | 2105.9 | 2105.9 | 2105.9 | 2105.9
IGCC | 0 | 0 | 0 | 0 | 0 | 0
DemandResponse | 0 | 0 | 0 | 0 | 0 | 0
IGCC-CCS | 0 | 0 | 0 | 0 | 0 | 0
WT_off | 0 | 0 | 0 | 0 | 0 | 0
PseudoUnit | 0 | 0 | 0 | 0 | 0 | 0
FixedInterchange | 0 | 0 | 0 | 0 | 0 | 0
Cumulative New Build Capacity by Reporting Type: MAPP_CA
ReportingType | 2015 | 2020 | 2025 | 2030 | 2035 | 2040
BM | 0 | 0 | 0 | 0 | 0 | 0
CC | 0 | 0 | 0 | 0 | 0 | 0
CSP | 0 | 0 | 0 | 0 | 0 | 0
CT | 92.38 | 92.38 | 92.38 | 92.38 | 92.38 | 92.38
Coal | 0 | 0 | 0 | 0 | 0 | 0
Geo | 0 | 0 | 0 | 0 | 0 | 0
H | 0 | 345.99 | 2190 | 4650 | 4650 | 4650
LFG | 0 | 0 | 0 | 0 | 0 | 0
Nuc | 0 | 0 | 0 | 0 | 0 | 0
PS | 0 | 0 | 0 | 0 | 0 | 0
PV | 0 | 0 | 0 | 0 | 0 | 0
PeakG | 0 | 0 | 0 | 0 | 0 | 0
PeakO | 0 | 0 | 0 | 0 | 0 | 0
ST | 0 | 0 | 0 | 0 | 0 | 0
STOG | 0 | 0 | 0 | 0 | 0 | 0
STWD | 0 | 0 | 0 | 0 | 0 | 0
WT | 302.4 | 302.4 | 302.4 | 302.4 | 302.4 | 302.4
IGCC | 0 | 0 | 0 | 0 | 0 | 0
DemandResponse | 0 | 0 | 0 | 0 | 0 | 0
IGCC-CCS | 0 | 0 | 0 | 0 | 0 | 0
WT_off | 0 | 0 | 0 | 0 | 0 | 0
PseudoUnit | 0 | 0 | 0 | 0 | 0 | 0
FixedInterchange | 0 | 0 | 0 | 0 | 0 | 0
Cumulative New Build Capacity by Reporting Type: AZ_NM_SNV_Coal
ReportingType | 2015 | 2020 | 2025 | 2030 | 2035 | 2040
BM | 0 | 0 | 0 | 0 | 0 | 0
CC | 0 | 0 | 0 | 0 | 0 | 0
CSP | 0 | 0 | 0 | 0 | 0 | 0
CT | 0 | 0 | 0 | 0 | 0 | 0
Coal | 0 | 0 | 0 | 0 | 0 | 9323.45
Geo | 0 | 0 | 0 | 0 | 0 | 0
H | 0 | 0 | 0 | 0 | 0 | 0
LFG | 0 | 0 | 0 | 0 | 0 | 0
Nuc | 0 | 0 | 0 | 0 | 0 | 0
PS | 0 | 0 | 0 | 0 | 0 | 0
PV | 0 | 0 | 0 | 0 | 0 | 0
PeakG | 0 | 0 | 0 | 0 | 0 | 0
PeakO | 0 | 0 | 0 | 0 | 0 | 0
ST | 0 | 0 | 0 | 0 | 0 | 0
STOG | 0 | 0 | 0 | 0 | 0 | 0
STWD | 0 | 0 | 0 | 0 | 0 | 0
WT | 0 | 0 | 0 | 0 | 0 | 0
IGCC | 0 | 0 | 0 | 0 | 0 | 0
DemandResponse | 0 | 0 | 0 | 0 | 0 | 0
IGCC-CCS | 0 | 0 | 0 | 0 | 0 | 0
WT_off | 0 | 0 | 0 | 0 | 0 | 0
PseudoUnit | 0 | 0 | 0 | 0 | 0 | 0
FixedInterchange | 0 | 0 | 0 | 0 | 0 | 0
Cumulative New Build Capacity by Reporting Type: AZ_NM_SNV_Gas
ReportingType | 2015 | 2020 | 2025 | 2030 | 2035 | 2040
BM | 0 | 0 | 0 | 0 | 0 | 0
CC | 668 | 2033.14 | 2033.14 | 7634.18 | 9594.24 | 9594.24
CSP | 0 | 0 | 0 | 0 | 0 | 0
CT | 736 | 736 | 736 | 736 | 736 | 736
Coal | 0 | 0 | 0 | 0 | 0 | 0
Geo | 0 | 0 | 0 | 0 | 0 | 0
H | 0 | 0 | 0 | 0 | 0 | 0
LFG | 0 | 0 | 0 | 0 | 0 | 0
Nuc | 0 | 0 | 0 | 0 | 0 | 0
PS | 0 | 0 | 0 | 0 | 0 | 0
PV | 0 | 0 | 0 | 0 | 0 | 0
PeakG | 0 | 0 | 0 | 0 | 0 | 0
PeakO | 0 | 0 | 0 | 0 | 0 | 0
ST | 0 | 0 | 0 | 0 | 0 | 0
STOG | 0 | 0 | 0 | 0 | 0 | 0
STWD | 0 | 0 | 0 | 0 | 0 | 0
WT | 0 | 0 | 0 | 0 | 0 | 0
IGCC | 0 | 0 | 0 | 0 | 0 | 0
DemandResponse | 0 | 0 | 0 | 0 | 0 | 0
IGCC-CCS | 0 | 0 | 0 | 0 | 0 | 0
WT_off | 0 | 0 | 0 | 0 | 0 | 0
PseudoUnit | 0 | 0 | 0 | 0 | 0 | 0
FixedInterchange | 0 | 0 | 0 | 0 | 0 | 0
Cumulative New Build Capacity by Reporting Type: AZ_NM_SNV_NucRenew
ReportingType | 2015 | 2020 | 2025 | 2030 | 2035 | 2040
BM | 0 | 0 | 0 | 0 | 0 | 0
CC | 0 | 0 | 0 | 0 | 0 | 0
CSP | 0 | 0 | 0 | 0 | 0 | 0
CT | 0 | 0 | 0 | 0 | 0 | 0
Coal | 0 | 0 | 0 | 0 | 0 | 0
Geo | 0 | 0 | 1450 | 1450 | 1450 | 1450
H | 0 | 0 | 0 | 0 | 0 | 0
LFG | 0 | 0 | 60.67 | 60.67 | 60.67 | 60.67
Nuc | 0 | 0 | 0 | 0 | 0 | 0
PS | 0 | 0 | 0 | 0 | 0 | 0
PV | 95.7 | 95.7 | 95.7 | 95.7 | 95.7 | 95.7
PeakG | 0 | 0 | 0 | 0 | 0 | 0
PeakO | 0 | 0 | 0 | 0 | 0 | 0
ST | 280 | 723.41 | 1011.91 | 1152.98 | 1152.98 | 1152.98
STOG | 0 | 0 | 0 | 0 | 0 | 0
STWD | 0 | 0 | 0 | 0 | 0 | 0
WT | 65.1 | 755.73 | 1164.13 | 1863.69 | 1863.69 | 1863.69
IGCC | 0 | 0 | 0 | 0 | 0 | 0
DemandResponse | 0 | 0 | 0 | 0 | 0 | 0
IGCC-CCS | 0 | 0 | 0 | 0 | 0 | 0
WT_off | 0 | 0 | 0 | 0 | 0 | 0
PseudoUnit | 0 | 0 | 0 | 0 | 0 | 0
FixedInterchange | 0 | 0 | 0 | 0 | 0 | 0
Cumulative New Build Capacity by Reporting Type: ERCOT
ReportingType | 2015 | 2020 | 2025 | 2030 | 2035 | 2040
BM | 145 | 145 | 145 | 1890.47 | 1979.46 | 2122.18
CC | 275 | 495.99 | 645.49 | 1952.73 | 4764.14 | 9314.03
CSP | 0 | 0 | 0 | 0 | 0 | 0
CT | 250 | 250 | 250 | 250 | 250 | 250
Coal | 2020 | 2020 | 2020 | 2020 | 2020 | 2020
Geo | 0 | 0 | 0 | 0 | 0 | 0
H | 0 | 0 | 0 | 628 | 628 | 628
LFG | 0 | 0 | 354 | 354 | 354 | 354
Nuc | 0 | 0 | 0 | 0 | 0 | 0
PS | 0 | 0 | 0 | 0 | 0 | 0
PV | 14 | 14 | 14 | 14 | 14 | 14
PeakG | 0 | 0 | 0 | 0 | 0 | 0
PeakO | 0 | 0 | 0 | 0 | 0 | 0
ST | 0 | 0 | 0 | 0 | 0 | 0
STOG | 0 | 0 | 0 | 0 | 0 | 0
STWD | 0 | 0 | 0 | 0 | 0 | 0
WT | 350.1 | 8718.23 | 18308.76 | 24505.3 | 25653.4 | 27479.06
IGCC | 0 | 0 | 0 | 0 | 0 | 0
DemandResponse | 0 | 0 | 0 | 0 | 0 | 0
IGCC-CCS | 0 | 0 | 0 | 0 | 0 | 0
WT_off | 0 | 0 | 0 | 0 | 0 | 0
PseudoUnit | 0 | 0 | 0 | 0 | 0 | 0
FixedInterchange | 0 | 0 | 0 | 0 | 0 | 0
Cumulative New Build Capacity by Reporting Type: NP15
ReportingType | 2015 | 2020 | 2025 | 2030 | 2035 | 2040
BM | 0 | 0 | 0 | 0 | 0 | 0
CC | 940 | 940 | 940 | 940 | 940 | 940
CSP | 0 | 0 | 0 | 0 | 0 | 0
CT | 302.51 | 3160.9 | 4401.27 | 10353.76 | 16885.19 | 23731.3
Coal | 0 | 0 | 0 | 0 | 0 | 0
Geo | 0 | 161.74 | 600 | 600 | 600 | 600
H | 0 | 0 | 0 | 0 | 0 | 0
LFG | 0 | 0 | 565 | 565 | 565 | 565
Nuc | 0 | 0 | 0 | 0 | 0 | 0
PS | 0 | 0 | 0 | 0 | 0 | 0
PV | 6.5 | 6.5 | 6.5 | 6.5 | 6.5 | 6.5
PeakG | 0 | 0 | 0 | 0 | 0 | 0
PeakO | 0 | 0 | 0 | 0 | 0 | 0
ST | 29 | 29 | 29 | 29 | 29 | 29
STOG | 0 | 0 | 0 | 0 | 0 | 0
STWD | 0 | 0 | 0 | 0 | 0 | 0
WT | 101.2 | 101.2 | 9077.86 | 12342.45 | 12353.1 | 12360.25
IGCC | 0 | 0 | 0 | 0 | 0 | 0
DemandResponse | 0 | 0 | 0 | 0 | 0 | 0
IGCC-CCS | 0 | 0 | 0 | 0 | 0 | 0
WT_off | 0 | 0 | 0 | 0 | 0 | 0
PseudoUnit | 0 | 0 | 0 | 0 | 0 | 0
FixedInterchange | 0 | 0 | 0 | 0 | 0 | 0
Cumulative New Build Capacity by Reporting Type: NWPP_Coal
ReportingType | 2015 | 2020 | 2025 | 2030 | 2035 | 2040
BM | 0 | 0 | 0 | 0 | 0 | 0
CC | 0 | 0 | 0 | 0 | 0 | 0
CSP | 0 | 0 | 0 | 0 | 0 | 0
CT | 0 | 0 | 0 | 0 | 0 | 0
Coal | 0 | 0 | 0 | 0 | 0 | 0
Geo | 0 | 0 | 0 | 0 | 0 | 0
H | 0 | 0 | 0 | 0 | 0 | 0
LFG | 0 | 0 | 0 | 0 | 0 | 0
Nuc | 0 | 0 | 0 | 0 | 0 | 0
PS | 0 | 0 | 0 | 0 | 0 | 0
PV | 0 | 0 | 0 | 0 | 0 | 0
PeakG | 0 | 0 | 0 | 0 | 0 | 0
PeakO | 0 | 0 | 0 | 0 | 0 | 0
ST | 0 | 0 | 0 | 0 | 0 | 0
STOG | 0 | 0 | 0 | 0 | 0 | 0
STWD | 0 | 0 | 0 | 0 | 0 | 0
WT | 0 | 0 | 0 | 0 | 0 | 0
IGCC | 0 | 0 | 0 | 0 | 0 | 0
DemandResponse | 0 | 0 | 0 | 0 | 0 | 0
IGCC-CCS | 0 | 0 | 0 | 0 | 0 | 0
WT_off | 0 | 0 | 0 | 0 | 0 | 0
PseudoUnit | 0 | 0 | 0 | 0 | 0 | 0
FixedInterchange | 0 | 0 | 0 | 0 | 0 | 0
Cumulative New Build Capacity by Reporting Type: NWPP_Gas
ReportingType | 2015 | 2020 | 2025 | 2030 | 2035 | 2040
BM | 0 | 0 | 0 | 0 | 0 | 0
CC | 300 | 300 | 300 | 3662.37 | 9601.52 | 10613.45
CSP | 0 | 0 | 0 | 0 | 0 | 0
CT | 150 | 150 | 150 | 150 | 150 | 150
Coal | 0 | 0 | 0 | 0 | 0 | 426.09
Geo | 0 | 0 | 0 | 0 | 0 | 0
H | 0 | 0 | 0 | 0 | 0 | 0
LFG | 0 | 0 | 0 | 0 | 0 | 0
Nuc | 0 | 0 | 0 | 0 | 0 | 0
PS | 0 | 0 | 0 | 0 | 0 | 0
PV | 0 | 0 | 0 | 0 | 0 | 0
PeakG | 0 | 0 | 0 | 0 | 0 | 0
PeakO | 0 | 0 | 0 | 0 | 0 | 0
ST | 0 | 0 | 0 | 0 | 0 | 0
STOG | 0 | 0 | 0 | 0 | 0 | 0
STWD | 0 | 0 | 0 | 0 | 0 | 0
WT | 0 | 0 | 0 | 0 | 0 | 0
IGCC | 0 | 0 | 0 | 0 | 0 | 0
DemandResponse | 0 | 0 | 0 | 0 | 0 | 0
IGCC-CCS | 0 | 0 | 0 | 0 | 0 | 0
WT_off | 0 | 0 | 0 | 0 | 0 | 0
PseudoUnit | 0 | 0 | 0 | 0 | 0 | 0
FixedInterchange | 0 | 0 | 0 | 0 | 0 | 0
Cumulative New Build Capacity by Reporting Type: NWPP_NucRenew
ReportingType | 2015 | 2020 | 2025 | 2030 | 2035 | 2040
BM | 32.55 | 32.55 | 32.55 | 32.55 | 32.55 | 32.55
CC | 0 | 0 | 0 | 0 | 0 | 0
CSP | 0 | 0 | 0 | 0 | 0 | 0
CT | 0 | 0 | 0 | 0 | 0 | 0
Coal | 0 | 0 | 0 | 0 | 0 | 0
Geo | 86 | 86 | 520 | 520 | 520 | 520
H | 0 | 0 | 0 | 0 | 0 | 0
LFG | 25.5 | 25.5 | 232.77 | 270 | 270 | 270
Nuc | 0 | 0 | 0 | 0 | 0 | 0
PS | 0 | 0 | 0 | 0 | 0 | 0
PV | 0 | 0 | 0 | 0 | 0 | 0
PeakG | 0 | 0 | 0 | 0 | 0 | 0
PeakO | 0 | 0 | 0 | 0 | 0 | 0
ST | 0 | 0 | 0 | 0 | 0 | 0
STOG | 0 | 0 | 0 | 0 | 0 | 0
STWD | 0 | 0 | 0 | 0 | 0 | 0
WT | 977.3 | 977.3 | 977.3 | 977.3 | 977.3 | 977.3
IGCC | 0 | 0 | 0 | 0 | 0 | 0
DemandResponse | 0 | 0 | 0 | 0 | 0 | 0
IGCC-CCS | 0 | 0 | 0 | 0 | 0 | 0
WT_off | 0 | 0 | 0 | 0 | 0 | 0
PseudoUnit | 0 | 0 | 0 | 0 | 0 | 0
FixedInterchange | 0 | 0 | 0 | 0 | 0 | 0
Cumulative New Build Capacity by Reporting Type: RMPA
ReportingType | 2015 | 2020 | 2025 | 2030 | 2035 | 2040
BM | 0 | 0 | 0 | 0 | 0 | 0
CC | 0 | 0 | 0 | 0 | 0 | 0
CSP | 0 | 0 | 0 | 0 | 0 | 0
CT | 152 | 152 | 152 | 152 | 152 | 152
Coal | 390 | 486.22 | 486.22 | 945.73 | 2431.82 | 4267.54
Geo | 0 | 463.26 | 2528.63 | 2570 | 2570 | 2570
H | 0 | 0 | 0 | 0 | 0 | 0
LFG | 1.4 | 1.4 | 1.4 | 30.33 | 30.33 | 30.33
Nuc | 0 | 0 | 0 | 0 | 0 | 0
PS | 0 | 0 | 0 | 0 | 0 | 0
PV | 1 | 1 | 1 | 1 | 1 | 1
PeakG | 0 | 0 | 0 | 0 | 0 | 0
PeakO | 0 | 0 | 0 | 0 | 0 | 0
ST | 3 | 384.83 | 420.9 | 441.9 | 441.9 | 441.9
STOG | 0 | 0 | 0 | 0 | 0 | 0
STWD | 0 | 0 | 0 | 0 | 0 | 0
WT | 765.4 | 765.4 | 765.4 | 765.4 | 765.4 | 765.4
IGCC | 0 | 0 | 0 | 0 | 0 | 0
DemandResponse | 0 | 0 | 0 | 0 | 0 | 0
IGCC-CCS | 0 | 0 | 0 | 0 | 0 | 0
WT_off | 0 | 0 | 0 | 0 | 0 | 0
PseudoUnit | 0 | 0 | 0 | 0 | 0 | 0
FixedInterchange | 0 | 0 | 0 | 0 | 0 | 0
Cumulative New Build Capacity by Reporting Type: SP15
ReportingType | 2015 | 2020 | 2025 | 2030 | 2035 | 2040
BM | 6 | 6 | 6 | 6 | 6 | 6
CC | 409.5 | 409.5 | 409.5 | 409.5 | 409.5 | 409.5
CSP | 0 | 0 | 0 | 0 | 0 | 0
CT | 0 | 0 | 0 | 0 | 0 | 0
Coal | 0 | 0 | 0 | 0 | 0 | 0
Geo | 50 | 1500 | 1500 | 1500 | 1500 | 1500
H | 0 | 0 | 0 | 0 | 0 | 0
LFG | 9.2 | 530.63 | 565 | 565 | 565 | 565
Nuc | 0 | 0 | 0 | 0 | 0 | 0
PS | 0 | 0 | 0 | 0 | 0 | 0
PV | 3.8 | 3.8 | 3.8 | 3.8 | 3.8 | 3.8
PeakG | 0 | 0 | 0 | 0 | 0 | 0
PeakO | 0 | 0 | 0 | 0 | 0 | 0
ST | 448 | 448 | 448 | 448 | 448 | 448
STOG | 0 | 0 | 0 | 0 | 0 | 0
STWD | 0 | 0 | 0 | 0 | 0 | 0
WT | 735 | 735 | 735 | 735 | 735 | 735
IGCC | 0 | 0 | 0 | 0 | 0 | 0
DemandResponse | 0 | 0 | 0 | 0 | 0 | 0
IGCC-CCS | 0 | 0 | 0 | 0 | 0 | 0
WT_off | 0 | 0 | 0 | 0 | 0 | 0
PseudoUnit | 0 | 0 | 0 | 0 | 0 | 0
FixedInterchange | 0 | 0 | 0 | 0 | 0 | 0
Cumulative New Build Capacity by Reporting Type: ALB
ReportingType | 2015 | 2020 | 2025 | 2030 | 2035 | 2040
BM | 0 | 0 | 0 | 0 | 0 | 0
CC | 407.19 | 942.81 | 1698.1 | 2335.29 | 3739.86 | 4819.33
CSP | 0 | 0 | 0 | 0 | 0 | 0
CT | 201.5 | 201.5 | 201.5 | 201.5 | 201.5 | 201.5
Coal | 495 | 495 | 495 | 495 | 495 | 495
Geo | 0 | 0 | 0 | 0 | 0 | 0
H | 0 | 0 | 0 | 0 | 0 | 0
LFG | 0 | 0 | 0 | 0 | 0 | 0
Nuc | 0 | 0 | 0 | 0 | 0 | 0
PS | 0 | 0 | 0 | 0 | 0 | 0
PV | 0 | 0 | 0 | 0 | 0 | 0
PeakG | 0 | 0 | 0 | 0 | 0 | 0
PeakO | 0 | 0 | 0 | 0 | 0 | 0
ST | 0 | 0 | 0 | 0 | 0 | 0
STOG | 0 | 0 | 0 | 0 | 0 | 0
STWD | 0 | 0 | 0 | 0 | 0 | 0
WT | 9 | 9 | 9 | 9 | 9 | 9
IGCC | 0 | 0 | 0 | 0 | 0 | 0
DemandResponse | 0 | 0 | 0 | 0 | 0 | 0
IGCC-CCS | 0 | 0 | 0 | 0 | 0 | 0
WT_off | 0 | 0 | 0 | 0 | 0 | 0
PseudoUnit | 0 | 0 | 0 | 0 | 0 | 0
FixedInterchange | 0 | 0 | 0 | 0 | 0 | 0
Cumulative New Build Capacity by Reporting Type: BC
ReportingType | 2015 | 2020 | 2025 | 2030 | 2035 | 2040
BM | 0 | 0 | 0 | 0 | 0 | 0
CC | 1171.72 | 1344.95 | 1921.07 | 2529.86 | 3330.33 | 4009.45
CSP | 0 | 0 | 0 | 0 | 0 | 0
CT | 0 | 0 | 0 | 0 | 0 | 161.45
Coal | 0 | 0 | 0 | 0 | 0 | 0
Geo | 0 | 0 | 0 | 0 | 0 | 0
H | 0 | 0 | 0 | 0 | 0 | 0
LFG | 0 | 0 | 0 | 0 | 0 | 0
Nuc | 0 | 0 | 0 | 0 | 0 | 0
PS | 0 | 0 | 0 | 0 | 0 | 0
PV | 0 | 0 | 0 | 0 | 0 | 0
PeakG | 0 | 0 | 0 | 0 | 0 | 0
PeakO | 0 | 0 | 0 | 0 | 0 | 0
ST | 0 | 0 | 0 | 0 | 0 | 0
STOG | 0 | 0 | 0 | 0 | 0 | 0
STWD | 0 | 0 | 0 | 0 | 0 | 0
WT | 144 | 144 | 144 | 144 | 144 | 144
IGCC | 0 | 0 | 0 | 0 | 0 | 0
DemandResponse | 0 | 0 | 0 | 0 | 0 | 0
IGCC-CCS | 0 | 0 | 0 | 0 | 0 | 0
WT_off | 0 | 0 | 0 | 0 | 0 | 0
PseudoUnit | 0 | 0 | 0 | 0 | 0 | 0
FixedInterchange | 0 | 0 | 0 | 0 | 0 | 0
Cumulative New Build Capacity by Reporting Type: HQ_IESO
ReportingType | 2015 | 2020 | 2025 | 2030 | 2035 | 2040
BM | 0 | 0 | 0 | 0 | 0 | 0
CC | 0 | 0 | 0 | 0 | 0 | 0
CSP | 0 | 0 | 0 | 0 | 0 | 0
CT | 0 | 0 | 0 | 0 | 0 | 0
Coal | 0 | 0 | 0 | 0 | 0 | 0
Geo | 0 | 0 | 0 | 0 | 0 | 0
H | 0 | 0 | 0 | 0 | 0 | 0
LFG | 0 | 0 | 0 | 0 | 0 | 0
Nuc | 0 | 0 | 0 | 0 | 0 | 0
PS | 0 | 0 | 0 | 0 | 0 | 0
PV | 0 | 0 | 0 | 0 | 0 | 0
PeakG | 0 | 0 | 0 | 0 | 0 | 0
PeakO | 0 | 0 | 0 | 0 | 0 | 0
ST | 0 | 0 | 0 | 0 | 0 | 0
STOG | 0 | 0 | 0 | 0 | 0 | 0
STWD | 0 | 0 | 0 | 0 | 0 | 0
WT | 0 | 0 | 0 | 0 | 0 | 0
IGCC | 0 | 0 | 0 | 0 | 0 | 0
DemandResponse | 0 | 0 | 0 | 0 | 0 | 0
IGCC-CCS | 0 | 0 | 0 | 0 | 0 | 0
WT_off | 0 | 0 | 0 | 0 | 0 | 0
PseudoUnit | 0 | 0 | 0 | 0 | 0 | 0
FixedInterchange | 0 | 0 | 0 | 0 | 0 | 0
Cumulative New Build Capacity by Reporting Type: HQ_NEISO
ReportingType | 2015 | 2020 | 2025 | 2030 | 2035 | 2040
BM | 0 | 0 | 0 | 0 | 0 | 0
CC | 0 | 0 | 0 | 0 | 0 | 0
CSP | 0 | 0 | 0 | 0 | 0 | 0
CT | 0 | 0 | 0 | 0 | 0 | 0
Coal | 0 | 0 | 0 | 0 | 0 | 0
Geo | 0 | 0 | 0 | 0 | 0 | 0
H | 0 | 0 | 0 | 0 | 0 | 0
LFG | 0 | 0 | 0 | 0 | 0 | 0
Nuc | 0 | 0 | 0 | 0 | 0 | 0
PS | 0 | 0 | 0 | 0 | 0 | 0
PV | 0 | 0 | 0 | 0 | 0 | 0
PeakG | 0 | 0 | 0 | 0 | 0 | 0
PeakO | 0 | 0 | 0 | 0 | 0 | 0
ST | 0 | 0 | 0 | 0 | 0 | 0
STOG | 0 | 0 | 0 | 0 | 0 | 0
STWD | 0 | 0 | 0 | 0 | 0 | 0
WT | 0 | 0 | 0 | 0 | 0 | 0
IGCC | 0 | 0 | 0 | 0 | 0 | 0
DemandResponse | 0 | 0 | 0 | 0 | 0 | 0
IGCC-CCS | 0 | 0 | 0 | 0 | 0 | 0
WT_off | 0 | 0 | 0 | 0 | 0 | 0
PseudoUnit | 0 | 0 | 0 | 0 | 0 | 0
FixedInterchange | 0 | 0 | 0 | 0 | 0 | 0
Cumulative New Build Capacity by Reporting Type: HQ_NY
ReportingType | 2015 | 2020 | 2025 | 2030 | 2035 | 2040
BM | 0 | 0 | 0 | 0 | 0 | 0
CC | 0 | 0 | 0 | 0 | 0 | 0
CSP | 0 | 0 | 0 | 0 | 0 | 0
CT | 0 | 0 | 0 | 0 | 0 | 0
Coal | 0 | 0 | 0 | 0 | 0 | 0
Geo | 0 | 0 | 0 | 0 | 0 | 0
H | 0 | 0 | 0 | 0 | 0 | 0
LFG | 0 | 0 | 0 | 0 | 0 | 0
Nuc | 0 | 0 | 0 | 0 | 0 | 0
PS | 0 | 0 | 0 | 0 | 0 | 0
PV | 0 | 0 | 0 | 0 | 0 | 0
PeakG | 0 | 0 | 0 | 0 | 0 | 0
PeakO | 0 | 0 | 0 | 0 | 0 | 0
ST | 0 | 0 | 0 | 0 | 0 | 0
STOG | 0 | 0 | 0 | 0 | 0 | 0
STWD | 0 | 0 | 0 | 0 | 0 | 0
WT | 0 | 0 | 0 | 0 | 0 | 0
IGCC | 0 | 0 | 0 | 0 | 0 | 0
DemandResponse | 0 | 0 | 0 | 0 | 0 | 0
IGCC-CCS | 0 | 0 | 0 | 0 | 0 | 0
WT_off | 0 | 0 | 0 | 0 | 0 | 0
PseudoUnit | 0 | 0 | 0 | 0 | 0 | 0
FixedInterchange | 0 | 0 | 0 | 0 | 0 | 0
Cumulative New Build Capacity by Reporting Type: MARITIMES
ReportingType | 2015 | 2020 | 2025 | 2030 | 2035 | 2040
BM | 0 | 0 | 0 | 0 | 0 | 0
CC | 0 | 0 | 0 | 0 | 0 | 0
CSP | 0 | 0 | 0 | 0 | 0 | 0
CT | 0 | 0 | 0 | 0 | 0 | 0
Coal | 0 | 0 | 0 | 0 | 0 | 0
Geo | 0 | 0 | 0 | 0 | 0 | 0
H | 0 | 0 | 0 | 0 | 0 | 0
LFG | 0 | 0 | 0 | 0 | 0 | 0
Nuc | 0 | 0 | 0 | 0 | 0 | 0
PS | 0 | 0 | 0 | 0 | 0 | 0
PV | 0 | 0 | 0 | 0 | 0 | 0
PeakG | 0 | 0 | 0 | 0 | 0 | 0
PeakO | 0 | 0 | 0 | 0 | 0 | 0
ST | 0 | 0 | 0 | 0 | 0 | 0
STOG | 0 | 0 | 0 | 0 | 0 | 0
STWD | 0 | 0 | 0 | 0 | 0 | 0
WT | 0 | 0 | 0 | 0 | 0 | 0
IGCC | 0 | 0 | 0 | 0 | 0 | 0
DemandResponse | 0 | 0 | 0 | 0 | 0 | 0
IGCC-CCS | 0 | 0 | 0 | 0 | 0 | 0
WT_off | 0 | 0 | 0 | 0 | 0 | 0
PseudoUnit | 0 | 500 | 500 | 500 | 500 | 500
FixedInterchange | 0 | 0 | 0 | 0 | 0 | 0
Cumulative New Build Capacity by Reporting Type: All
ReportingType | 2015 | 2020 | 2025 | 2030 | 2035 | 2040
BM | 1251 | 13750.21 | 18622.61 | 28235.58 | 30234.97 | 31366.29
CC | 29628.81 | 36654 | 38244.18 | 53151.7 | 92931.9 | 131555.64
CSP | 0 | 0 | 0 | 0 | 0 | 0
CT | 8805.11 | 15934.87 | 21180.62 | 37965.15 | 76421.28 | 95330.28
Coal | 10763.64 | 10859.86 | 10859.86 | 11319.36 | 12805.46 | 36343.07
Geo | 136 | 2211 | 6598.63 | 6640 | 6640 | 6640
H | 0 | 1554.99 | 4453 | 7541 | 7596 | 8713
LFG | 192 | 2145 | 4355 | 5078.5 | 5079 | 5079
Nuc | 2740.56 | 7270.56 | 7270.56 | 7270.56 | 7270.56 | 7270.56
PS | 0 | 0 | 0 | 0 | 0 | 0
PV | 1246 | 3427.68 | 4547.83 | 4849.34 | 5036.32 | 5242.13
PeakG | 0 | 0 | 0 | 0 | 0 | 0
PeakO | 0 | 0 | 0 | 0 | 0 | 0
ST | 760 | 1585.25 | 1909.8 | 2071.87 | 2071.87 | 2071.87
STOG | 0 | 0 | 0 | 0 | 0 | 0
STWD | 0 | 0 | 0 | 0 | 0 | 0
WT | 25342 | 75060.58 | 134651.55 | 186954.58 | 194094.33 | 200300.89
IGCC | 618 | 618 | 618 | 618 | 618 | 618
DemandResponse | 0 | 0 | 0 | 0 | 0 | 0
IGCC-CCS | 0 | 0 | 0 | 0 | 0 | 0
WT_off | 469 | 469 | 19830.96 | 39093.55 | 43736.87 | 50538.97
PseudoUnit | 0 | 500 | 500 | 500 | 500 | 500
FixedInterchange | 0 | 0 | 0 | 0 | 0 | 0
Cumulative New Build Capacity by Reporting Type: EI_US
ReportingType | 2015 | 2020 | 2025 | 2030 | 2035 | 2040
BM | 741.12 | 13240.33 | 18112.72 | 25980.22 | 27890.62 | 28879.23
CC | 24194.39 | 28924.61 | 29033.87 | 32424.77 | 59104.87 | 87940.8
CSP | 0 | 0 | 0 | 0 | 0 | 0
CT | 6552.72 | 10824.09 | 14829.47 | 25661.51 | 54942.72 | 66143.46
Coal | 7858.64 | 7858.64 | 7858.64 | 7858.64 | 7858.64 | 19810.99
Geo | 0 | 0 | 0 | 0 | 0 | 0
H | 0 | 1209 | 2263 | 2263 | 2318 | 3185
LFG | 141.4 | 1572.97 | 2561.67 | 3219 | 3219 | 3219
Nuc | 2740.56 | 7270.56 | 7270.56 | 7270.56 | 7270.56 | 7270.56
PS | 0 | 0 | 0 | 0 | 0 | 0
PV | 57.74 | 2239.43 | 3359.57 | 3661.08 | 3848.06 | 4053.87
PeakG | 0 | 0 | 0 | 0 | 0 | 0
PeakO | 0 | 0 | 0 | 0 | 0 | 0
ST | 0 | 0 | 0 | 0 | 0 | 0
STOG | 0 | 0 | 0 | 0 | 0 | 0
STWD | 0 | 0 | 0 | 0 | 0 | 0
WT | 19786.6 | 60446.43 | 101061.8 | 143204.14 | 149185.14 | 153558.89
IGCC | 618 | 618 | 618 | 618 | 618 | 618
DemandResponse | 0 | 0 | 0 | 0 | 0 | 0
IGCC-CCS | 0 | 0 | 0 | 0 | 0 | 0
WT_off | 469 | 469 | 19830.96 | 39093.55 | 43736.87 | 50538.97
PseudoUnit | 0 | 500 | 500 | 500 | 500 | 500
FixedInterchange | 0 | 0 | 0 | 0 | 0 | 0
Cumulative New Build Capacity by Reporting Type: EI_Canada
ReportingType | 2015 | 2020 | 2025 | 2030 | 2035 | 2040
BM | 326.33 | 326.33 | 326.33 | 326.33 | 326.33 | 326.33
CC | 1263 | 1263 | 1263 | 1263 | 1447.44 | 3914.83
CSP | 0 | 0 | 0 | 0 | 0 | 0
CT | 460.38 | 460.38 | 460.38 | 460.38 | 3103.86 | 3804.58
Coal | 0 | 0 | 0 | 0 | 0 | 0
Geo | 0 | 0 | 0 | 0 | 0 | 0
H | 0 | 345.99 | 2190 | 4650 | 4650 | 4900
LFG | 14.5 | 14.5 | 14.5 | 14.5 | 15 | 15
Nuc | 0 | 0 | 0 | 0 | 0 | 0
PS | 0 | 0 | 0 | 0 | 0 | 0
PV | 1067.26 | 1067.26 | 1067.26 | 1067.26 | 1067.26 | 1067.26
PeakG | 0 | 0 | 0 | 0 | 0 | 0
PeakO | 0 | 0 | 0 | 0 | 0 | 0
ST | 0 | 0 | 0 | 0 | 0 | 0
STOG | 0 | 0 | 0 | 0 | 0 | 0
STWD | 0 | 0 | 0 | 0 | 0 | 0
WT | 2408.3 | 2408.3 | 2408.3 | 2408.3 | 2408.3 | 2408.3
IGCC | 0 | 0 | 0 | 0 | 0 | 0
DemandResponse | 0 | 0 | 0 | 0 | 0 | 0
IGCC-CCS | 0 | 0 | 0 | 0 | 0 | 0
WT_off | 0 | 0 | 0 | 0 | 0 | 0
PseudoUnit | 0 | 0 | 0 | 0 | 0 | 0
FixedInterchange | 0 | 0 | 0 | 0 | 0 | 0
Cumulative New Build Capacity by Reporting Type: EI
ReportingType | 2015 | 2020 | 2025 | 2030 | 2035 | 2040
BM | 1067.45 | 13566.66 | 18439.06 | 26306.56 | 28216.96 | 29205.56
CC | 25457.39 | 30187.61 | 30296.87 | 33687.77 | 60552.31 | 91855.63
CSP | 0 | 0 | 0 | 0 | 0 | 0
CT | 7013.1 | 11284.47 | 15289.85 | 26121.89 | 58046.59 | 69948.04
Coal | 7858.64 | 7858.64 | 7858.64 | 7858.64 | 7858.64 | 19810.99
Geo | 0 | 0 | 0 | 0 | 0 | 0
H | 0 | 1554.99 | 4453 | 6913 | 6968 | 8085
LFG | 155.9 | 1587.47 | 2576.17 | 3233.5 | 3234 | 3234
Nuc | 2740.56 | 7270.56 | 7270.56 | 7270.56 | 7270.56 | 7270.56
PS | 0 | 0 | 0 | 0 | 0 | 0
PV | 1125 | 3306.68 | 4426.83 | 4728.34 | 4915.32 | 5121.13
PeakG | 0 | 0 | 0 | 0 | 0 | 0
PeakO | 0 | 0 | 0 | 0 | 0 | 0
ST | 0 | 0 | 0 | 0 | 0 | 0
STOG | 0 | 0 | 0 | 0 | 0 | 0
STWD | 0 | 0 | 0 | 0 | 0 | 0
WT | 22194.9 | 62854.73 | 103470.1 | 145612.44 | 151593.44 | 155967.19
IGCC | 618 | 618 | 618 | 618 | 618 | 618
DemandResponse | 0 | 0 | 0 | 0 | 0 | 0
IGCC-CCS | 0 | 0 | 0 | 0 | 0 | 0
WT_off | 469 | 469 | 19830.96 | 39093.55 | 43736.87 | 50538.97
PseudoUnit | 0 | 500 | 500 | 500 | 500 | 500
FixedInterchange | 0 | 0 | 0 | 0 | 0 | 0
Cumulative New Build Capacity by Reporting Type: Outside_EI
ReportingType | 2015 | 2020 | 2025 | 2030 | 2035 | 2040
BM | 183.55 | 183.55 | 183.55 | 1929.02 | 2018.01 | 2160.73
CC | 4171.41 | 6466.4 | 7947.31 | 19463.93 | 32379.59 | 39700.01
CSP | 0 | 0 | 0 | 0 | 0 | 0
CT | 1792.01 | 4650.4 | 5890.77 | 11843.26 | 18374.69 | 25382.24
Coal | 2905 | 3001.22 | 3001.22 | 3460.73 | 4946.82 | 16532.08
Geo | 136 | 2211 | 6598.63 | 6640 | 6640 | 6640
H | 0 | 0 | 0 | 628 | 628 | 628
LFG | 36.1 | 557.53 | 1778.83 | 1845 | 1845 | 1845
Nuc | 0 | 0 | 0 | 0 | 0 | 0
PS | 0 | 0 | 0 | 0 | 0 | 0
PV | 121 | 121 | 121 | 121 | 121 | 121
PeakG | 0 | 0 | 0 | 0 | 0 | 0
PeakO | 0 | 0 | 0 | 0 | 0 | 0
ST | 760 | 1585.25 | 1909.8 | 2071.87 | 2071.87 | 2071.87
STOG | 0 | 0 | 0 | 0 | 0 | 0
STWD | 0 | 0 | 0 | 0 | 0 | 0
WT | 3147.1 | 12205.86 | 31181.45 | 41342.14 | 42500.89 | 44333.7
IGCC | 0 | 0 | 0 | 0 | 0 | 0
DemandResponse | 0 | 0 | 0 | 0 | 0 | 0
IGCC-CCS | 0 | 0 | 0 | 0 | 0 | 0
WT_off | 0 | 0 | 0 | 0 | 0 | 0
PseudoUnit | 0 | 0 | 0 | 0 | 0 | 0
FixedInterchange | 0 | 0 | 0 | 0 | 0 | 0
#3 | Retirements of Capacity (MW)
Retirements of Capacity by Reporting Type: Entergy
ReportingType | 2015 | 2020 | 2025 | 2030 | 2035 | 2040
BM | 0 | 0 | 0 | 0 | 0 | 0
CC | 0 | 0 | 0 | 0 | 0 | 0
CSP | 0 | 0 | 0 | 0 | 0 | 0
CT | 0 | 0 | 0 | 0 | 0 | 0
Coal | 892.9 | 0 | 0 | 0 | 0 | 0
Geo | 0 | 0 | 0 | 0 | 0 | 0
H | 0 | 0 | 0 | 0 | 0 | 0
LFG | 0 | 0 | 0 | 0 | 0 | 0
Nuc | 0 | 0 | 0 | 0 | 842 | 997
PS | 0 | 0 | 0 | 0 | 0 | 0
PV | 0 | 0 | 0 | 0 | 0 | 0
PeakG | 0 | 0 | 0 | 0 | 0 | 0
PeakO | 0 | 0 | 0 | 0 | 0 | 0
ST | 0 | 0 | 0 | 0 | 0 | 0
STOG | 10890.25 | 0 | 661.16 | 0 | 0 | 0
STWD | 0 | 0 | 0 | 0 | 0 | 0
WT | 0 | 0 | 0 | 0 | 0 | 0
IGCC | 0 | 0 | 0 | 0 | 0 | 0
DemandResponse | 0 | 0 | 0 | 0 | 0 | 0
IGCC-CCS | 0 | 0 | 0 | 0 | 0 | 0
WT_off | 0 | 0 | 0 | 0 | 0 | 0
PseudoUnit | 0 | 0 | 0 | 0 | 0 | 0
FixedInterchange | 0 | 0 | 0 | 0 | 0 | 0
Retirements of Capacity by Reporting Type: FRCC
ReportingType | 2015 | 2020 | 2025 | 2030 | 2035 | 2040
BM | 0 | 0 | 0 | 0 | 0 | 0
CC | 0 | 0 | 0 | 0 | 0 | 0
CSP | 0 | 0 | 0 | 0 | 0 | 0
CT | 0 | 0 | 0 | 0 | 0 | 0
Coal | 466 | 869 | 0 | 0 | 0 | 0
Geo | 0 | 0 | 0 | 0 | 0 | 0
H | 0 | 0 | 0 | 0 | 0 | 0
LFG | 0 | 0 | 0 | 0 | 0 | 0
Nuc | 0 | 0 | 0 | 0 | 1615.33 | 1677
PS | 0 | 0 | 0 | 0 | 0 | 0
PV | 0 | 0 | 0 | 0 | 0 | 0
PeakG | 0 | 0 | 0 | 0 | 0 | 0
PeakO | 0 | 0 | 0 | 0 | 0 | 0
ST | 0 | 0 | 0 | 0 | 0 | 0
STOG | 5322.26 | 0 | 0 | 0 | 0 | 0
STWD | 0 | 0 | 0 | 0 | 0 | 0
WT | 0 | 0 | 0 | 0 | 0 | 0
IGCC | 0 | 0 | 0 | 0 | 0 | 0
DemandResponse | 0 | 0 | 0 | 0 | 0 | 0
IGCC-CCS | 0 | 0 | 0 | 0 | 0 | 0
WT_off | 0 | 0 | 0 | 0 | 0 | 0
PseudoUnit | 0 | 0 | 0 | 0 | 0 | 0
FixedInterchange | 0 | 0 | 0 | 0 | 0 | 0
Retirements of Capacity by Reporting Type: MAPP_US
ReportingType | 2015 | 2020 | 2025 | 2030 | 2035 | 2040
BM | 0 | 0 | 0 | 0 | 0 | 0
CC | 0 | 0 | 0 | 0 | 0 | 0
CSP | 0 | 0 | 0 | 0 | 0 | 0
CT | 0 | 0 | 0 | 0 | 0 | 0
Coal | 612.6 | 573.9 | 0 | 0 | 0 | 0
Geo | 0 | 0 | 0 | 0 | 0 | 0
H | 0 | 0 | 0 | 0 | 0 | 0
LFG | 0 | 0 | 0 | 0 | 0 | 0
Nuc | 0 | 0 | 0 | 0 | 0 | 0
PS | 0 | 0 | 0 | 0 | 0 | 0
PV | 0 | 0 | 0 | 0 | 0 | 0
PeakG | 0 | 0 | 0 | 0 | 0 | 0
PeakO | 283.1 | 0 | 0 | 0 | 0 | 0
ST | 0 | 0 | 0 | 0 | 0 | 0
STOG | 36 | 0 | 0 | 0 | 0 | 0
STWD | 0 | 0 | 0 | 0 | 0 | 0
WT | 0 | 0 | 0 | 0 | 0 | 0
IGCC | 0 | 0 | 0 | 0 | 0 | 0
DemandResponse | 0 | 0 | 0 | 0 | 0 | 0
IGCC-CCS | 0 | 0 | 0 | 0 | 0 | 0
WT_off | 0 | 0 | 0 | 0 | 0 | 0
PseudoUnit | 0 | 0 | 0 | 0 | 0 | 0
FixedInterchange | 0 | 0 | 0 | 0 | 0 | 0
Retirements of Capacity by Reporting Type: MISO_IN
ReportingType | 2015 | 2020 | 2025 | 2030 | 2035 | 2040
BM | 0 | 0 | 0 | 0 | 0 | 0
CC | 0 | 0 | 0 | 0 | 0 | 0
CSP | 0 | 0 | 0 | 0 | 0 | 0
CT | 0 | 0 | 0 | 0 | 0 | 0
Coal | 1273.5 | 87.4 | 0 | 0 | 0 | 0
Geo | 0 | 0 | 0 | 0 | 0 | 0
H | 0 | 0 | 0 | 0 | 0 | 0
LFG | 0 | 0 | 0 | 0 | 0 | 0
Nuc | 0 | 0 | 0 | 0 | 0 | 0
PS | 0 | 0 | 0 | 0 | 0 | 0
PV | 0 | 0 | 0 | 0 | 0 | 0
PeakG | 0 | 0 | 0 | 0 | 0 | 0
PeakO | 0 | 0 | 0 | 0 | 0 | 0
ST | 0 | 0 | 0 | 0 | 0 | 0
STOG | 0 | 0 | 0 | 0 | 0 | 0
STWD | 0 | 0 | 0 | 0 | 0 | 0
WT | 0 | 0 | 0 | 0 | 0 | 0
IGCC | 0 | 0 | 0 | 0 | 0 | 0
DemandResponse | 0 | 0 | 0 | 0 | 0 | 0
IGCC-CCS | 0 | 0 | 0 | 0 | 0 | 0
WT_off | 0 | 0 | 0 | 0 | 0 | 0
PseudoUnit | 0 | 0 | 0 | 0 | 0 | 0
FixedInterchange | 0 | 0 | 0 | 0 | 0 | 0
Retirements of Capacity by Reporting Type: MISO_MI
ReportingType | 2015 | 2020 | 2025 | 2030 | 2035 | 2040
BM | 0 | 0 | 0 | 0 | 0 | 0
CC | 0 | 0 | 0 | 0 | 0 | 0
CSP | 0 | 0 | 0 | 0 | 0 | 0
CT | 0 | 0 | 0 | 0 | 0 | 0
Coal | 2326 | 1187 | 0 | 0 | 0 | 0
Geo | 0 | 0 | 0 | 0 | 0 | 0
H | 0 | 0 | 0 | 0 | 0 | 0
LFG | 0 | 0 | 0 | 0 | 0 | 0
Nuc | 0 | 0 | 0 | 0 | 778 | 0
PS | 0 | 0 | 0 | 0 | 0 | 0
PV | 0 | 0 | 0 | 0 | 0 | 0
PeakG | 0 | 0 | 0 | 0 | 0 | 0
PeakO | 0 | 0 | 0 | 0 | 0 | 0
ST | 0 | 0 | 0 | 0 | 0 | 0
STOG | 0 | 0 | 0 | 0 | 0 | 0
STWD | 0 | 0 | 0 | 0 | 0 | 0
WT | 0 | 0 | 0 | 0 | 0 | 0
IGCC | 0 | 0 | 0 | 0 | 0 | 0
DemandResponse | 0 | 0 | 0 | 0 | 0 | 0
IGCC-CCS | 0 | 0 | 0 | 0 | 0 | 0
WT_off | 0 | 0 | 0 | 0 | 0 | 0
PseudoUnit | 0 | 0 | 0 | 0 | 0 | 0
FixedInterchange | 0 | 0 | 0 | 0 | 0 | 0
Retirements of Capacity by Reporting Type: MISO_MO-IL
ReportingType | 2015 | 2020 | 2025 | 2030 | 2035 | 2040
BM | 0 | 0 | 0 | 0 | 0 | 0
CC | 0 | 0 | 0 | 0 | 0 | 0
CSP | 0 | 0 | 0 | 0 | 0 | 0
CT | 0 | 0 | 0 | 0 | 0 | 0
Coal | 1024.7 | 1295 | 0 | 0 | 0 | 0
Geo | 0 | 0 | 0 | 0 | 0 | 0
H | 0 | 0 | 0 | 0 | 0 | 0
LFG | 0 | 0 | 0 | 0 | 0 | 0
Nuc | 0 | 0 | 0 | 0 | 0 | 0
PS | 0 | 0 | 0 | 0 | 0 | 0
PV | 0 | 0 | 0 | 0 | 0 | 0
PeakG | 0 | 0 | 0 | 0 | 0 | 0
PeakO | 0 | 0 | 0 | 0 | 0 | 0
ST | 0 | 0 | 0 | 0 | 0 | 0
STOG | 0 | 0 | 0 | 0 | 0 | 0
STWD | 0 | 0 | 0 | 0 | 0 | 0
WT | 0 | 0 | 0 | 0 | 0 | 0
IGCC | 0 | 0 | 0 | 0 | 0 | 0
DemandResponse | 0 | 0 | 0 | 0 | 0 | 0
IGCC-CCS | 0 | 0 | 0 | 0 | 0 | 0
WT_off | 0 | 0 | 0 | 0 | 0 | 0
PseudoUnit | 0 | 0 | 0 | 0 | 0 | 0
FixedInterchange | 0 | 0 | 0 | 0 | 0 | 0
Retirements of Capacity by Reporting Type: MISO_W
ReportingType | 2015 | 2020 | 2025 | 2030 | 2035 | 2040
BM | 0 | 0 | 0 | 0 | 0 | 0
CC | 0 | 0 | 0 | 0 | 0 | 0
CSP | 0 | 0 | 0 | 0 | 0 | 0
CT | 0 | 0 | 0 | 0 | 0 | 0
Coal | 2254.07 | 674.49 | 0 | 0 | 0 | 0
Geo | 0 | 0 | 0 | 0 | 0 | 0
H | 0 | 0 | 0 | 0 | 0 | 0
LFG | 0 | 0 | 0 | 0 | 0 | 0
Nuc | 0 | 0 | 0 | 0 | 2361.23 | 0
PS | 0 | 0 | 0 | 0 | 0 | 0
PV | 0 | 0 | 0 | 0 | 0 | 0
PeakG | 0 | 0 | 0 | 0 | 0 | 0
PeakO | 0 | 0 | 0 | 0 | 0 | 0
ST | 0 | 0 | 0 | 0 | 0 | 0
STOG | 0 | 0 | 0 | 0 | 0 | 0
STWD | 0 | 0 | 0 | 0 | 0 | 0
WT | 0 | 0 | 0 | 0 | 0 | 0
IGCC | 0 | 0 | 0 | 0 | 0 | 0
DemandResponse | 0 | 0 | 0 | 0 | 0 | 0
IGCC-CCS | 0 | 0 | 0 | 0 | 0 | 0
WT_off | 0 | 0 | 0 | 0 | 0 | 0
PseudoUnit | 0 | 0 | 0 | 0 | 0 | 0
FixedInterchange | 0 | 0 | 0 | 0 | 0 | 0
Retirements of Capacity by Reporting Type: MISO_WUMS
ReportingType | 2015 | 2020 | 2025 | 2030 | 2035 | 2040
BM | 0 | 0 | 0 | 0 | 0 | 0
CC | 0 | 0 | 0 | 0 | 0 | 0
CSP | 0 | 0 | 0 | 0 | 0 | 0
CT | 0 | 0 | 0 | 0 | 0 | 0
Coal | 2817.23 | 320.4 | 0 | 0 | 0 | 0
Geo | 0 | 0 | 0 | 0 | 0 | 0
H | 0 | 0 | 0 | 0 | 0 | 0
LFG | 0 | 0 | 0 | 0 | 0 | 0
Nuc | 0 | 0 | 0 | 0 | 1816.9 | 0
PS | 0 | 0 | 0 | 0 | 0 | 0
PV | 0 | 0 | 0 | 0 | 0 | 0
PeakG | 0 | 0 | 0 | 0 | 0 | 0
PeakO | 0 | 0 | 0 | 0 | 0 | 0
ST | 0 | 0 | 0 | 0 | 0 | 0
STOG | 59.5 | 0 | 0 | 0 | 0 | 0
STWD | 0 | 0 | 0 | 0 | 0 | 0
WT | 0 | 0 | 0 | 0 | 0 | 0
IGCC | 0 | 0 | 0 | 0 | 0 | 0
DemandResponse | 0 | 0 | 0 | 0 | 0 | 0
IGCC-CCS | 0 | 0 | 0 | 0 | 0 | 0
WT_off | 0 | 0 | 0 | 0 | 0 | 0
PseudoUnit | 0 | 0 | 0 | 0 | 0 | 0
FixedInterchange | 0 | 0 | 0 | 0 | 0 | 0
Retirements of Capacity by Reporting Type: Nebraska
ReportingType | 2015 | 2020 | 2025 | 2030 | 2035 | 2040
BM | 0 | 0 | 0 | 0 | 0 | 0
CC | 0 | 0 | 0 | 0 | 0 | 0
CSP | 0 | 0 | 0 | 0 | 0 | 0
CT | 0 | 0 | 0 | 0 | 0 | 0
Coal | 0 | 0 | 0 | 0 | 0 | 0
Geo | 0 | 0 | 0 | 0 | 0 | 0
H | 0 | 0 | 0 | 0 | 0 | 0
LFG | 0 | 0 | 0 | 0 | 0 | 0
Nuc | 0 | 0 | 0 | 0 | 1251.8 | 0
PS | 0 | 0 | 0 | 0 | 0 | 0
PV | 0 | 0 | 0 | 0 | 0 | 0
PeakG | 0 | 0 | 0 | 0 | 0 | 0
PeakO | 0 | 0 | 0 | 0 | 0 | 0
ST | 0 | 0 | 0 | 0 | 0 | 0
STOG | 0 | 0 | 0 | 0 | 0 | 0
STWD | 0 | 0 | 0 | 0 | 0 | 0
WT | 0 | 0 | 0 | 0 | 0 | 0
IGCC | 0 | 0 | 0 | 0 | 0 | 0
DemandResponse | 0 | 0 | 0 | 0 | 0 | 0
IGCC-CCS | 0 | 0 | 0 | 0 | 0 | 0
WT_off | 0 | 0 | 0 | 0 | 0 | 0
PseudoUnit | 0 | 0 | 0 | 0 | 0 | 0
FixedInterchange | 0 | 0 | 0 | 0 | 0 | 0
Retirements of Capacity by Reporting Type: NEISO
ReportingType | 2015 | 2020 | 2025 | 2030 | 2035 | 2040
BM | 0 | 0 | 0 | 0 | 0 | 0
CC | 1828 | 0 | 0 | 0 | 0 | 0
CSP | 0 | 0 | 0 | 0 | 0 | 0
CT | 0 | 0 | 0 | 0 | 0 | 0
Coal | 2250.13 | 320 | 0 | 0 | 0 | 0
Geo | 0 | 0 | 0 | 0 | 0 | 0
H | 0 | 0 | 0 | 0 | 0 | 0
LFG | 0 | 0 | 0 | 0 | 0 | 0
Nuc | 0 | 0 | 0 | 0 | 1289 | 876.92
PS | 0 | 0 | 0 | 0 | 0 | 0
PV | 0 | 0 | 0 | 0 | 0 | 0
PeakG | 0 | 0 | 0 | 0 | 0 | 0
PeakO | 169.86 | 0 | 0 | 0 | 0 | 0
ST | 0 | 0 | 0 | 0 | 0 | 0
STOG | 6237 | 0 | 0 | 0 | 0 | 0
STWD | 0 | 0 | 0 | 0 | 0 | 0
WT | 0 | 0 | 0 | 0 | 0 | 0
IGCC | 0 | 0 | 0 | 0 | 0 | 0
DemandResponse | 0 | 0 | 0 | 0 | 0 | 0
IGCC-CCS | 0 | 0 | 0 | 0 | 0 | 0
WT_off | 0 | 0 | 0 | 0 | 0 | 0
PseudoUnit | 0 | 0 | 0 | 0 | 0 | 0
FixedInterchange | 0 | 0 | 0 | 0 | 0 | 0
Retirements of Capacity by Reporting Type: NonRTO_Midwest
ReportingType | 2015 | 2020 | 2025 | 2030 | 2035 | 2040
BM | 0 | 0 | 0 | 0 | 0 | 0
CC | 0 | 0 | 0 | 0 | 0 | 0
CSP | 0 | 0 | 0 | 0 | 0 | 0
CT | 0 | 0 | 0 | 0 | 0 | 0
Coal | 1781.61 | 0 | 0 | 0 | 0 | 0
Geo | 0 | 0 | 0 | 0 | 0 | 0
H | 0 | 0 | 0 | 0 | 0 | 0
LFG | 0 | 0 | 0 | 0 | 0 | 0
Nuc | 0 | 0 | 0 | 0 | 0 | 0
PS | 0 | 0 | 0 | 0 | 0 | 0
PV | 0 | 0 | 0 | 0 | 0 | 0
PeakG | 0 | 0 | 0 | 0 | 0 | 0
PeakO | 0 | 0 | 0 | 0 | 0 | 0
ST | 0 | 0 | 0 | 0 | 0 | 0
STOG | 0 | 0 | 0 | 0 | 0 | 0
STWD | 0 | 0 | 0 | 0 | 0 | 0
WT | 0 | 0 | 0 | 0 | 0 | 0
IGCC | 0 | 0 | 0 | 0 | 0 | 0
DemandResponse | 0 | 0 | 0 | 0 | 0 | 0
IGCC-CCS | 0 | 0 | 0 | 0 | 0 | 0
WT_off | 0 | 0 | 0 | 0 | 0 | 0
PseudoUnit | 0 | 0 | 0 | 0 | 0 | 0
FixedInterchange | 0 | 0 | 0 | 0 | 0 | 0
Retirements of Capacity by Reporting Type: NYISO_A-F
ReportingType | 2015 | 2020 | 2025 | 2030 | 2035 | 2040
BM | 0 | 0 | 0 | 0 | 0 | 0
CC | 0 | 0 | 0 | 0 | 0 | 0
CSP | 0 | 0 | 0 | 0 | 0 | 0
CT | 0 | 0 | 0 | 0 | 0 | 0
Coal | 2251.9 | 0 | 0 | 0 | 0 | 0
Geo | 0 | 0 | 0 | 0 | 0 | 0
H | 0 | 0 | 0 | 0 | 0 | 0
LFG | 0 | 0 | 0 | 0 | 0 | 0
Nuc | 0 | 0 | 0 | 621.2 | 580.5 | 852.2
PS | 0 | 0 | 0 | 0 | 0 | 0
PV | 0 | 0 | 0 | 0 | 0 | 0
PeakG | 0 | 0 | 0 | 0 | 0 | 0
PeakO | 0 | 0 | 0 | 0 | 0 | 0
ST | 0 | 0 | 0 | 0 | 0 | 0
STOG | 1701 | 0 | 0 | 0 | 0 | 0
STWD | 0 | 0 | 0 | 0 | 0 | 0
WT | 0 | 0 | 0 | 0 | 1347.88 | 0
IGCC | 0 | 0 | 0 | 0 | 0 | 0
DemandResponse | 0 | 0 | 0 | 0 | 0 | 0
IGCC-CCS | 0 | 0 | 0 | 0 | 0 | 0
WT_off | 0 | 0 | 0 | 0 | 0 | 0
PseudoUnit | 0 | 0 | 0 | 0 | 0 | 0
FixedInterchange | 0 | 0 | 0 | 0 | 0 | 0
Retirements of Capacity by Reporting Type: NYISO_G-I
ReportingType | 2015 | 2020 | 2025 | 2030 | 2035 | 2040
BM | 0 | 0 | 0 | 0 | 0 | 0
CC | 0 | 0 | 0 | 0 | 0 | 0
CSP | 0 | 0 | 0 | 0 | 0 | 0
CT | 0 | 0 | 0 | 0 | 0 | 0
Coal | 368.2 | 0 | 0 | 0 | 0 | 0
Geo | 0 | 0 | 0 | 0 | 0 | 0
H | 0 | 0 | 0 | 0 | 0 | 0
LFG | 0 | 0 | 0 | 0 | 0 | 0
Nuc | 0 | 0 | 0 | 0 | 1019.6 | 1025
PS | 0 | 0 | 0 | 0 | 0 | 0
PV | 0 | 0 | 0 | 0 | 0 | 0
PeakG | 0 | 0 | 0 | 0 | 0 | 0
PeakO | 0 | 0 | 0 | 0 | 0 | 0
ST | 0 | 0 | 0 | 0 | 0 | 0
STOG | 2431 | 0 | 0 | 0 | 0 | 0
STWD | 0 | 0 | 0 | 0 | 0 | 0
WT | 0 | 0 | 0 | 0 | 0 | 0
IGCC | 0 | 0 | 0 | 0 | 0 | 0
DemandResponse | 0 | 0 | 0 | 0 | 0 | 0
IGCC-CCS | 0 | 0 | 0 | 0 | 0 | 0
WT_off | 0 | 0 | 0 | 0 | 0 | 0
PseudoUnit | 0 | 0 | 0 | 0 | 0 | 0
FixedInterchange | 0 | 0 | 0 | 0 | 0 | 0
Retirements of Capacity by Reporting Type: NYISO_J-K
ReportingType | 2015 | 2020 | 2025 | 2030 | 2035 | 2040
BM | 0 | 0 | 0 | 0 | 0 | 0
CC | 0 | 0 | 0 | 0 | 0 | 0
CSP | 0 | 0 | 0 | 0 | 0 | 0
CT | 0 | 0 | 0 | 0 | 0 | 0
Coal | 0 | 0 | 0 | 0 | 0 | 0
Geo | 0 | 0 | 0 | 0 | 0 | 0
H | 0 | 0 | 0 | 0 | 0 | 0
LFG | 0 | 0 | 0 | 0 | 0 | 0
Nuc | 0 | 0 | 0 | 0 | 0 | 0
PS | 0 | 0 | 0 | 0 | 0 | 0
PV | 0 | 0 | 0 | 0 | 32 | 0
PeakG | 0 | 0 | 0 | 0 | 0 | 0
PeakO | 0 | 0 | 0 | 0 | 0 | 0
ST | 0 | 0 | 0 | 0 | 0 | 0
STOG | 2190.47 | 0 | 0 | 0 | 0 | 0
STWD | 0 | 0 | 0 | 0 | 0 | 0
WT | 0 | 0 | 0 | 0 | 0 | 0
IGCC | 0 | 0 | 0 | 0 | 0 | 0
DemandResponse | 0 | 0 | 0 | 0 | 0 | 0
IGCC-CCS | 0 | 0 | 0 | 0 | 0 | 0
WT_off | 0 | 0 | 0 | 0 | 0 | 0
PseudoUnit | 0 | 0 | 0 | 0 | 0 | 0
FixedInterchange | 0 | 0 | 0 | 0 | 0 | 0
Retirements of Capacity by Reporting Type: PJM_E
ReportingType | 2015 | 2020 | 2025 | 2030 | 2035 | 2040
BM | 0 | 0 | 0 | 0 | 0 | 0
CC | 0 | 0 | 0 | 0 | 0 | 0
CSP | 0 | 0 | 0 | 0 | 0 | 0
CT | 0 | 0 | 0 | 0 | 0 | 0
Coal | 3285 | 568 | 0 | 0 | 0 | 0
Geo | 0 | 0 | 0 | 0 | 0 | 0
H | 0 | 0 | 0 | 0 | 0 | 0
LFG | 0 | 0 | 0 | 0 | 0 | 0
Nuc | 0 | 614.5 | 0 | 0 | 2224 | 1174
PS | 0 | 0 | 0 | 0 | 0 | 0
PV | 0 | 0 | 0 | 0 | 0 | 0
PeakG | 268.5 | 0 | 0 | 0 | 0 | 0
PeakO | 2.7 | 0 | 0 | 0 | 0 | 0
ST | 0 | 0 | 0 | 0 | 0 | 0
STOG | 636.5 | 0 | 0 | 0 | 0 | 0
STWD | 0 | 0 | 0 | 0 | 0 | 0
WT | 0 | 0 | 0 | 0 | 0 | 0
IGCC | 0 | 0 | 0 | 0 | 0 | 0
DemandResponse | 0 | 0 | 0 | 0 | 0 | 0
IGCC-CCS | 0 | 0 | 0 | 0 | 0 | 0
WT_off | 0 | 0 | 0 | 0 | 0 | 0
PseudoUnit | 0 | 0 | 0 | 0 | 0 | 0
FixedInterchange | 0 | 0 | 0 | 0 | 0 | 0
Retirements of Capacity by Reporting Type: PJM_ROM
ReportingType | 2015 | 2020 | 2025 | 2030 | 2035 | 2040
BM | 0 | 0 | 0 | 0 | 0 | 0
CC | 0 | 0 | 0 | 0 | 0 | 0
CSP | 0 | 0 | 0 | 0 | 0 | 0
CT | 0 | 0 | 0 | 0 | 0 | 0
Coal | 9064.73 | 1234 | 0 | 0 | 0 | 0
Geo | 0 | 0 | 0 | 0 | 0 | 0
H | 0 | 0 | 0 | 0 | 0 | 0
LFG | 0 | 0 | 0 | 0 | 0 | 0
Nuc | 0 | 0 | 0 | 0 | 1732 | 899
PS | 0 | 0 | 0 | 0 | 0 | 0
PV | 0 | 0 | 0 | 0 | 0 | 0
PeakG | 0 | 0 | 0 | 0 | 0 | 0
PeakO | 270 | 0 | 0 | 0 | 0 | 0
ST | 0 | 0 | 0 | 0 | 0 | 0
STOG | 580 | 0 | 0 | 0 | 0 | 0
STWD | 0 | 0 | 0 | 0 | 0 | 0
WT | 0 | 0 | 0 | 0 | 0 | 0
IGCC | 0 | 0 | 0 | 0 | 0 | 0
DemandResponse | 0 | 0 | 0 | 0 | 0 | 0
IGCC-CCS | 0 | 0 | 0 | 0 | 0 | 0
WT_off | 0 | 0 | 0 | 0 | 0 | 0
PseudoUnit | 0 | 0 | 0 | 0 | 0 | 0
FixedInterchange | 0 | 0 | 0 | 0 | 0 | 0
Retirements of Capacity by Reporting Type: PJM_ROR
ReportingType | 2015 | 2020 | 2025 | 2030 | 2035 | 2040
BM | 0 | 0 | 0 | 0 | 0 | 0
CC | 0 | 0 | 0 | 0 | 0 | 0
CSP | 0 | 0 | 0 | 0 | 0 | 0
CT | 0 | 0 | 0 | 0 | 0 | 0
Coal | 13328.52 | 11312.88 | 0 | 0 | 0 | 0
Geo | 0 | 0 | 0 | 0 | 0 | 0
H | 0 | 0 | 0 | 0 | 0 | 0
LFG | 0 | 0 | 0 | 0 | 0 | 0
Nuc | 0 | 0 | 0 | 867 | 4275 | 4883.16
PS | 0 | 0 | 0 | 0 | 0 | 0
PV | 0 | 0 | 0 | 0 | 0 | 0
PeakG | 0 | 0 | 0 | 0 | 0 | 0
PeakO | 19 | 0 | 0 | 0 | 0 | 0
ST | 0 | 0 | 0 | 0 | 0 | 0
STOG | 35 | 0 | 0 | 0 | 0 | 0
STWD | 0 | 0 | 0 | 0 | 0 | 0
WT | 0 | 0 | 0 | 0 | 0 | 0
IGCC | 0 | 0 | 0 | 0 | 0 | 0
DemandResponse | 0 | 0 | 0 | 0 | 0 | 0
IGCC-CCS | 0 | 0 | 0 | 0 | 0 | 0
WT_off | 0 | 0 | 0 | 0 | 0 | 0
PseudoUnit | 0 | 0 | 0 | 0 | 0 | 0
FixedInterchange | 0 | 0 | 0 | 0 | 0 | 0
Retirements of Capacity by Reporting Type: SOCO
ReportingType | 2015 | 2020 | 2025 | 2030 | 2035 | 2040
BM | 0 | 0 | 0 | 0 | 0 | 0
CC | 160.95 | 0 | 25.05 | 0 | 0 | 0
CSP | 0 | 0 | 0 | 0 | 0 | 0
CT | 0 | 0 | 0 | 0 | 0 | 0
Coal | 10341.26 | 1151.74 | 0 | 0 | 0 | 0
Geo | 0 | 0 | 0 | 0 | 0 | 0
H | 0 | 0 | 0 | 0 | 0 | 0
LFG | 0 | 0 | 0 | 0 | 0 | 0
Nuc | 0 | 0 | 0 | 0 | 0 | 2645.05
PS | 0 | 0 | 0 | 0 | 0 | 0
PV | 0 | 0 | 0 | 0 | 0 | 0
PeakG | 210 | 0 | 1831.62 | 0 | 0 | 0
PeakO | 1139 | 0 | 0 | 0 | 0 | 0
ST | 0 | 0 | 0 | 0 | 0 | 0
STOG | 854 | 0 | 0 | 0 | 0 | 0
STWD | 0 | 0 | 0 | 0 | 0 | 0
WT | 0 | 0 | 0 | 0 | 0 | 0
IGCC | 0 | 0 | 0 | 0 | 0 | 0
DemandResponse | 0 | 0 | 0 | 0 | 0 | 0
IGCC-CCS | 0 | 0 | 0 | 0 | 0 | 0
WT_off | 0 | 0 | 0 | 0 | 0 | 0
PseudoUnit | 0 | 0 | 0 | 0 | 0 | 0
FixedInterchange | 0 | 0 | 0 | 0 | 0 | 0
Retirements of Capacity by Reporting Type: SPP_N
ReportingType | 2015 | 2020 | 2025 | 2030 | 2035 | 2040
BM | 0 | 0 | 0 | 0 | 0 | 0
CC | 0 | 0 | 0 | 0 | 0 | 0
CSP | 0 | 0 | 0 | 0 | 0 | 0
CT | 0 | 0 | 0 | 0 | 0 | 0
Coal | 0 | 374.9 | 400.6 | 0 | 0 | 0
Geo | 0 | 0 | 0 | 0 | 0 | 0
H | 0 | 0 | 0 | 0 | 0 | 0
LFG | 0 | 0 | 0 | 0 | 0 | 0
Nuc | 0 | 0 | 0 | 0 | 0 | 0
PS | 0 | 0 | 0 | 0 | 0 | 0
PV | 0 | 0 | 0 | 0 | 0 | 0
PeakG | 0 | 0 | 0 | 0 | 0 | 0
PeakO | 0 | 0 | 0 | 0 | 0 | 0
ST | 0 | 0 | 0 | 0 | 0 | 0
STOG | 54 | 0 | 0 | 0 | 0 | 0
STWD | 0 | 0 | 0 | 0 | 0 | 0
WT | 0 | 0 | 0 | 0 | 0 | 0
IGCC | 0 | 0 | 0 | 0 | 0 | 0
DemandResponse | 0 | 0 | 0 | 0 | 0 | 0
IGCC-CCS | 0 | 0 | 0 | 0 | 0 | 0
WT_off | 0 | 0 | 0 | 0 | 0 | 0
PseudoUnit | 0 | 0 | 0 | 0 | 0 | 0
FixedInterchange | 0 | 0 | 0 | 0 | 0 | 0
Retirements of Capacity by Reporting Type: SPP_S
ReportingType | 2015 | 2020 | 2025 | 2030 | 2035 | 2040
BM | 0 | 0 | 0 | 0 | 0 | 0
CC | 0 | 0 | 0 | 0 | 0 | 0
CSP | 0 | 0 | 0 | 0 | 0 | 0
CT | 0 | 0 | 0 | 0 | 0 | 0
Coal | 1475.64 | 0 | 528 | 0 | 0 | 0
Geo | 0 | 0 | 0 | 0 | 0 | 0
H | 0 | 0 | 0 | 0 | 0 | 0
LFG | 0 | 0 | 0 | 0 | 0 | 0
Nuc | 0 | 0 | 0 | 0 | 0 | 0
PS | 0 | 0 | 0 | 0 | 0 | 0
PV | 0 | 0 | 0 | 0 | 0 | 0
PeakG | 0 | 0 | 0 | 0 | 0 | 0
PeakO | 0 | 0 | 0 | 0 | 0 | 0
ST | 0 | 0 | 0 | 0 | 0 | 0
STOG | 1293.87 | 0 | 0 | 0 | 0 | 0
STWD | 0 | 0 | 0 | 0 | 0 | 0
WT | 0 | 0 | 0 | 0 | 0 | 0
IGCC | 0 | 0 | 0 | 0 | 0 | 0
DemandResponse | 0 | 0 | 0 | 0 | 0 | 0
IGCC-CCS | 0 | 0 | 0 | 0 | 0 | 0
WT_off | 0 | 0 | 0 | 0 | 0 | 0
PseudoUnit | 0 | 0 | 0 | 0 | 0 | 0
FixedInterchange | 0 | 0 | 0 | 0 | 0 | 0
Retirements of Capacity by Reporting Type: TVA
ReportingType | 2015 | 2020 | 2025 | 2030 | 2035 | 2040
BM | 0 | 0 | 0 | 0 | 0 | 0
CC | 0 | 0 | 0 | 0 | 0 | 0
CSP | 0 | 0 | 0 | 0 | 0 | 0
CT | 0 | 0 | 0 | 0 | 0 | 0
Coal | 3595.9 | 2545.91 | 0 | 0 | 0 | 0
Geo | 0 | 0 | 0 | 0 | 0 | 0
H | 0 | 0 | 0 | 0 | 0 | 0
LFG | 0 | 0 | 0 | 0 | 0 | 0
Nuc | 0 | 0 | 0 | 0 | 2512.33 | 1278.67
PS | 0 | 0 | 0 | 0 | 0 | 0
PV | 0 | 0 | 0 | 0 | 0 | 0
PeakG | 0 | 0 | 0 | 0 | 0 | 0
PeakO | 0 | 0 | 0 | 0 | 0 | 0
ST | 0 | 0 | 0 | 0 | 0 | 0
STOG | 0 | 0 | 0 | 0 | 0 | 0
STWD | 0 | 0 | 0 | 0 | 0 | 0
WT | 0 | 0 | 0 | 0 | 0 | 0
IGCC | 0 | 0 | 0 | 0 | 0 | 0
DemandResponse | 0 | 0 | 0 | 0 | 0 | 0
IGCC-CCS | 0 | 0 | 0 | 0 | 0 | 0
WT_off | 0 | 0 | 0 | 0 | 0 | 0
PseudoUnit | 0 | 0 | 0 | 0 | 0 | 0
FixedInterchange | 0 | 0 | 0 | 0 | 0 | 0
Retirements of Capacity by Reporting Type: TVA_Transmission
ReportingType | 2015 | 2020 | 2025 | 2030 | 2035 | 2040
BM | 0 | 0 | 0 | 0 | 0 | 0
CC | 0 | 0 | 0 | 0 | 0 | 0
CSP | 0 | 0 | 0 | 0 | 0 | 0
CT | 0 | 0 | 0 | 0 | 0 | 0
Coal | 0 | 0 | 0 | 0 | 0 | 0
Geo | 0 | 0 | 0 | 0 | 0 | 0
H | 0 | 0 | 0 | 0 | 0 | 0
LFG | 0 | 0 | 0 | 0 | 0 | 0
Nuc | 0 | 0 | 0 | 0 | 0 | 0
PS | 0 | 0 | 0 | 0 | 0 | 0
PV | 0 | 0 | 0 | 0 | 0 | 0
PeakG | 0 | 0 | 0 | 0 | 0 | 0
PeakO | 0 | 0 | 0 | 0 | 0 | 0
ST | 0 | 0 | 0 | 0 | 0 | 0
STOG | 0 | 0 | 0 | 0 | 0 | 0
STWD | 0 | 0 | 0 | 0 | 0 | 0
WT | 0 | 0 | 0 | 0 | 0 | 0
IGCC | 0 | 0 | 0 | 0 | 0 | 0
DemandResponse | 0 | 0 | 0 | 0 | 0 | 0
IGCC-CCS | 0 | 0 | 0 | 0 | 0 | 0
WT_off | 0 | 0 | 0 | 0 | 0 | 0
PseudoUnit | 0 | 0 | 0 | 0 | 0 | 0
FixedInterchange | 0 | 0 | 0 | 0 | 0 | 0
Retirements of Capacity by Reporting Type: VACAR
ReportingType | 2015 | 2020 | 2025 | 2030 | 2035 | 2040
BM | 0 | 0 | 0 | 0 | 0 | 0
CC | 0 | 0 | 0 | 0 | 0 | 0
CSP | 0 | 0 | 0 | 0 | 0 | 0
CT | 0 | 0 | 0 | 0 | 0 | 0
Coal | 2954 | 5699.71 | 2723.57 | 0 | 0 | 0
Geo | 0 | 0 | 0 | 0 | 0 | 0
H | 0 | 0 | 0 | 0 | 0 | 0
LFG | 0 | 0 | 0 | 0 | 0 | 0
Nuc | 0 | 0 | 0 | 0 | 3248 | 1858
PS | 0 | 0 | 0 | 0 | 0 | 0
PV | 0 | 0 | 0 | 0 | 0 | 0
PeakG | 0 | 0 | 0 | 0 | 0 | 0
PeakO | 0 | 0 | 0 | 0 | 0 | 0
ST | 0 | 0 | 0 | 0 | 0 | 0
STOG | 0 | 0 | 0 | 0 | 0 | 0
STWD | 0 | 0 | 0 | 0 | 0 | 0
WT | 0 | 0 | 0 | 0 | 0 | 0
IGCC | 0 | 0 | 0 | 0 | 0 | 0
DemandResponse | 0 | 0 | 0 | 0 | 0 | 0
IGCC-CCS | 0 | 0 | 0 | 0 | 0 | 0
WT_off | 0 | 0 | 0 | 0 | 0 | 0
PseudoUnit | 0 | 0 | 0 | 0 | 0 | 0
FixedInterchange | 0 | 0 | 0 | 0 | 0 | 0
Retirements of Capacity by Reporting Type: IESO
ReportingType | 2015 | 2020 | 2025 | 2030 | 2035 | 2040
BM | 0 | 0 | 0 | 0 | 0 | 0
CC | 3107.3 | 0 | 0 | 0 | 0 | 0
CSP | 0 | 0 | 0 | 0 | 0 | 0
CT | 0 | 0 | 0 | 0 | 0 | 0
Coal | 6416 | 0 | 0 | 0 | 0 | 0
Geo | 0 | 0 | 0 | 0 | 0 | 0
H | 0 | 0 | 0 | 0 | 0 | 0
LFG | 0 | 0 | 0 | 0 | 0 | 0
Nuc | 0 | 0 | 0 | 0 | 1030 | 1540
PS | 0 | 0 | 0 | 0 | 0 | 0
PV | 0 | 0 | 0 | 0 | 1067.26 | 0
PeakG | 0 | 0 | 0 | 0 | 0 | 0
PeakO | 145.65 | 0 | 0 | 0 | 0 | 0
ST | 0 | 0 | 0 | 0 | 0 | 0
STOG | 2126 | 0 | 0 | 0 | 0 | 0
STWD | 139 | 0 | 0 | 0 | 0 | 0
WT | 0 | 0 | 0 | 0 | 2105.9 | 0
IGCC | 0 | 0 | 0 | 0 | 0 | 0
DemandResponse | 0 | 0 | 0 | 0 | 0 | 0
IGCC-CCS | 0 | 0 | 0 | 0 | 0 | 0
WT_off | 0 | 0 | 0 | 0 | 0 | 0
PseudoUnit | 0 | 0 | 0 | 0 | 0 | 0
FixedInterchange | 0 | 0 | 0 | 0 | 0 | 0
Retirements of Capacity by Reporting Type: MAPP_CA
ReportingType | 2015 | 2020 | 2025 | 2030 | 2035 | 2040
BM | 0 | 0 | 0 | 0 | 0 | 0
CC | 0 | 0 | 0 | 434 | 0 | 0
CSP | 0 | 0 | 0 | 0 | 0 | 0
CT | 0 | 0 | 0 | 0 | 92.38 | 0
Coal | 164.28 | 0 | 1581.62 | 0 | 0 | 0
Geo | 0 | 0 | 0 | 0 | 0 | 0
H | 0 | 0 | 0 | 0 | 0 | 0
LFG | 0 | 0 | 0 | 0 | 0 | 0
Nuc | 0 | 0 | 0 | 0 | 0 | 0
PS | 0 | 0 | 0 | 0 | 0 | 0
PV | 0 | 0 | 0 | 0 | 0 | 0
PeakG | 0 | 0 | 0 | 0 | 0 | 0
PeakO | 0 | 0 | 0 | 0 | 0 | 0
ST | 0 | 0 | 0 | 0 | 0 | 0
STOG | 0 | 0 | 0 | 126 | 0 | 0
STWD | 0 | 0 | 0 | 0 | 0 | 0
WT | 0 | 0 | 0 | 0 | 0 | 0
IGCC | 0 | 0 | 0 | 0 | 0 | 0
DemandResponse | 0 | 0 | 0 | 0 | 0 | 0
IGCC-CCS | 0 | 0 | 0 | 0 | 0 | 0
WT_off | 0 | 0 | 0 | 0 | 0 | 0
PseudoUnit | 0 | 0 | 0 | 0 | 0 | 0
FixedInterchange | 0 | 0 | 0 | 0 | 0 | 0
Retirements of Capacity by Reporting Type: AZ_NM_SNV_Coal
ReportingType | 2015 | 2020 | 2025 | 2030 | 2035 | 2040
BM | 0 | 0 | 0 | 0 | 0 | 0
CC | 0 | 0 | 0 | 0 | 0 | 0
CSP | 0 | 0 | 0 | 0 | 0 | 0
CT | 0 | 0 | 0 | 0 | 0 | 0
Coal | 0 | 0 | 0 | 0 | 0 | 0
Geo | 0 | 0 | 0 | 0 | 0 | 0
H | 0 | 0 | 0 | 0 | 0 | 0
LFG | 0 | 0 | 0 | 0 | 0 | 0
Nuc | 0 | 0 | 0 | 0 | 0 | 0
PS | 0 | 0 | 0 | 0 | 0 | 0
PV | 0 | 0 | 0 | 0 | 0 | 0
PeakG | 0 | 0 | 0 | 0 | 0 | 0
PeakO | 200 | 0 | 0 | 0 | 0 | 0
ST | 0 | 0 | 0 | 0 | 0 | 0
STOG | 0 | 0 | 0 | 0 | 0 | 0
STWD | 0 | 0 | 0 | 0 | 0 | 0
WT | 0 | 0 | 0 | 0 | 0 | 0
IGCC | 0 | 0 | 0 | 0 | 0 | 0
DemandResponse | 0 | 0 | 0 | 0 | 0 | 0
IGCC-CCS | 0 | 0 | 0 | 0 | 0 | 0
WT_off | 0 | 0 | 0 | 0 | 0 | 0
PseudoUnit | 0 | 0 | 0 | 0 | 0 | 0
FixedInterchange | 0 | 0 | 0 | 0 | 0 | 0
Retirements of Capacity by Reporting Type: AZ_NM_SNV_Gas
ReportingType | 2015 | 2020 | 2025 | 2030 | 2035 | 2040
BM | 0 | 0 | 0 | 0 | 0 | 0
CC | 1095 | 0 | 0 | 0 | 0 | 0
CSP | 0 | 0 | 0 | 0 | 0 | 0
CT | 0 | 0 | 0 | 0 | 736 | 0
Coal | 0 | 0 | 0 | 0 | 0 | 0
Geo | 0 | 0 | 0 | 0 | 0 | 0
H | 0 | 0 | 0 | 0 | 0 | 0
LFG | 0 | 0 | 0 | 0 | 0 | 0
Nuc | 0 | 0 | 0 | 0 | 0 | 0
PS | 0 | 0 | 0 | 0 | 0 | 0
PV | 0 | 0 | 0 | 0 | 0 | 0
PeakG | 1822.79 | 0 | 78.09 | 1759.12 | 0 | 0
PeakO | 0 | 0 | 0 | 0 | 0 | 0
ST | 0 | 0 | 0 | 0 | 0 | 0
STOG | 2064 | 0 | 0 | 0 | 0 | 0
STWD | 0 | 0 | 0 | 0 | 0 | 0
WT | 0 | 0 | 0 | 0 | 0 | 0
IGCC | 0 | 0 | 0 | 0 | 0 | 0
DemandResponse | 0 | 0 | 0 | 0 | 0 | 0
IGCC-CCS | 0 | 0 | 0 | 0 | 0 | 0
WT_off | 0 | 0 | 0 | 0 | 0 | 0
PseudoUnit | 0 | 0 | 0 | 0 | 0 | 0
FixedInterchange | 0 | 0 | 0 | 0 | 0 | 0
Retirements of Capacity by Reporting Type: AZ_NM_SNV_NucRenew
ReportingType | 2015 | 2020 | 2025 | 2030 | 2035 | 2040
BM | 0 | 0 | 0 | 0 | 0 | 0
CC | 0 | 0 | 0 | 0 | 0 | 0
CSP | 65 | 0 | 0 | 0 | 0 | 0
CT | 0 | 0 | 0 | 0 | 0 | 0
Coal | 0 | 0 | 0 | 0 | 0 | 0
Geo | 0 | 0 | 0 | 0 | 0 | 0
H | 0 | 0 | 0 | 0 | 0 | 0
LFG | 0 | 0 | 0 | 0 | 0 | 0
Nuc | 0 | 0 | 0 | 0 | 0 | 0
PS | 0 | 0 | 0 | 0 | 0 | 0
PV | 0 | 0 | 0 | 0 | 0 | 0
PeakG | 0 | 0 | 0 | 0 | 0 | 0
PeakO | 0 | 0 | 0 | 0 | 0 | 0
ST | 0 | 0 | 0 | 0 | 0 | 0
STOG | 0 | 0 | 0 | 0 | 0 | 0
STWD | 0 | 0 | 0 | 0 | 0 | 0
WT | 0 | 0 | 0 | 0 | 0 | 0
IGCC | 0 | 0 | 0 | 0 | 0 | 0
DemandResponse | 0 | 0 | 0 | 0 | 0 | 0
IGCC-CCS | 0 | 0 | 0 | 0 | 0 | 0
WT_off | 0 | 0 | 0 | 0 | 0 | 0
PseudoUnit | 0 | 0 | 0 | 0 | 0 | 0
FixedInterchange | 0 | 0 | 0 | 0 | 0 | 0
Retirements of Capacity by Reporting Type: ERCOT
ReportingType | 2015 | 2020 | 2025 | 2030 | 2035 | 2040
BM | 0 | 0 | 0 | 0 | 0 | 0
CC | 0 | 0 | 0 | 0 | 0 | 0
CSP | 0 | 0 | 0 | 0 | 0 | 0
CT | 0 | 0 | 0 | 0 | 0 | 0
Coal | 2389.85 | 0 | 0 | 0 | 0 | 0
Geo | 0 | 0 | 0 | 0 | 0 | 0
H | 0 | 0 | 0 | 0 | 0 | 0
LFG | 0 | 0 | 0 | 0 | 0 | 0
Nuc | 0 | 0 | 0 | 0 | 0 | 0
PS | 0 | 0 | 0 | 0 | 0 | 0
PV | 0 | 0 | 0 | 0 | 14 | 0
PeakG | 0 | 0 | 0 | 0 | 0 | 0
PeakO | 0 | 0 | 0 | 0 | 0 | 0
ST | 0 | 0 | 0 | 0 | 0 | 0
STOG | 419.56 | 0 | 0 | 0 | 0 | 0
STWD | 0 | 0 | 0 | 0 | 0 | 0
WT | 0 | 0 | 0 | 0 | 0 | 0
IGCC | 0 | 0 | 0 | 0 | 0 | 0
DemandResponse | 0 | 0 | 0 | 0 | 0 | 0
IGCC-CCS | 0 | 0 | 0 | 0 | 0 | 0
WT_off | 0 | 0 | 0 | 0 | 0 | 0
PseudoUnit | 0 | 0 | 0 | 0 | 0 | 0
FixedInterchange | 0 | 0 | 0 | 0 | 0 | 0
Retirements of Capacity by Reporting Type: NP15
ReportingType | 2015 | 2020 | 2025 | 2030 | 2035 | 2040
BM | 0 | 0 | 0 | 0 | 0 | 0
CC | 0 | 0 | 0 | 0 | 0 | 0
CSP | 0 | 0 | 0 | 0 | 0 | 0
CT | 0 | 0 | 0 | 0 | 0 | 0
Coal | 163.7 | 28.2 | 0 | 0 | 0 | 0
Geo | 0 | 0 | 0 | 0 | 0 | 0
H | 0 | 0 | 0 | 0 | 0 | 0
LFG | 0 | 0 | 0 | 0 | 0 | 0
Nuc | 0 | 0 | 0 | 0 | 0 | 0
PS | 0 | 0 | 0 | 0 | 0 | 0
PV | 0 | 0 | 0 | 0 | 6.5 | 0
PeakG | 0 | 0 | 0 | 0 | 0 | 0
PeakO | 156 | 0 | 0 | 0 | 0 | 0
ST | 0 | 0 | 0 | 0 | 0 | 0
STOG | 1046.4 | 0 | 0 | 0 | 0 | 0
STWD | 0 | 0 | 0 | 0 | 0 | 0
WT | 0 | 0 | 0 | 0 | 0 | 0
IGCC | 0 | 0 | 0 | 0 | 0 | 0
DemandResponse | 0 | 0 | 0 | 0 | 0 | 0
IGCC-CCS | 0 | 0 | 0 | 0 | 0 | 0
WT_off | 0 | 0 | 0 | 0 | 0 | 0
PseudoUnit | 0 | 0 | 0 | 0 | 0 | 0
FixedInterchange | 0 | 0 | 0 | 0 | 0 | 0
Retirements of Capacity by Reporting Type: NWPP_Coal
ReportingType | 2015 | 2020 | 2025 | 2030 | 2035 | 2040
BM | 0 | 0 | 0 | 0 | 0 | 0
CC | 0 | 0 | 0 | 0 | 0 | 0
CSP | 0 | 0 | 0 | 0 | 0 | 0
CT | 0 | 0 | 0 | 0 | 0 | 0
Coal | 685.88 | 0 | 0 | 0 | 0 | 0
Geo | 0 | 0 | 0 | 0 | 0 | 0
H | 0 | 0 | 0 | 0 | 0 | 0
LFG | 0 | 0 | 0 | 0 | 0 | 0
Nuc | 0 | 0 | 0 | 0 | 0 | 0
PS | 0 | 0 | 0 | 0 | 0 | 0
PV | 0 | 0 | 0 | 0 | 0 | 0
PeakG | 0 | 0 | 0 | 0 | 0 | 0
PeakO | 183 | 0 | 0 | 0 | 0 | 0
ST | 0 | 0 | 0 | 0 | 0 | 0
STOG | 0 | 0 | 0 | 0 | 0 | 0
STWD | 0 | 0 | 0 | 0 | 0 | 0
WT | 0 | 0 | 0 | 0 | 0 | 0
IGCC | 0 | 0 | 0 | 0 | 0 | 0
DemandResponse | 0 | 0 | 0 | 0 | 0 | 0
IGCC-CCS | 0 | 0 | 0 | 0 | 0 | 0
WT_off | 0 | 0 | 0 | 0 | 0 | 0
PseudoUnit | 0 | 0 | 0 | 0 | 0 | 0
FixedInterchange | 0 | 0 | 0 | 0 | 0 | 0
Retirements of Capacity by Reporting Type: NWPP_Gas
ReportingType | 2015 | 2020 | 2025 | 2030 | 2035 | 2040
BM | 0 | 0 | 0 | 0 | 0 | 0
CC | 1678 | 0 | 0 | 0 | 0 | 0
CSP | 0 | 0 | 0 | 0 | 0 | 0
CT | 0 | 0 | 0 | 0 | 150 | 0
Coal | 0 | 0 | 0 | 0 | 0 | 0
Geo | 0 | 0 | 0 | 0 | 0 | 0
H | 0 | 0 | 0 | 0 | 0 | 0
LFG | 0 | 0 | 0 | 0 | 0 | 0
Nuc | 0 | 0 | 0 | 0 | 0 | 0
PS | 0 | 0 | 0 | 0 | 0 | 0
PV | 0 | 0 | 0 | 0 | 0 | 0
PeakG | 2623 | 0 | 0 | 0 | 0 | 0
PeakO | 0 | 0 | 0 | 0 | 0 | 0
ST | 0 | 0 | 0 | 0 | 0 | 0
STOG | 786 | 0 | 0 | 0 | 0 | 0
STWD | 0 | 0 | 0 | 0 | 0 | 0
WT | 0 | 0 | 0 | 0 | 0 | 0
IGCC | 0 | 0 | 0 | 0 | 0 | 0
DemandResponse | 0 | 0 | 0 | 0 | 0 | 0
IGCC-CCS | 0 | 0 | 0 | 0 | 0 | 0
WT_off | 0 | 0 | 0 | 0 | 0 | 0
PseudoUnit | 0 | 0 | 0 | 0 | 0 | 0
FixedInterchange | 0 | 0 | 0 | 0 | 0 | 0
Retirements of Capacity by Reporting Type: NWPP_NucRenew
ReportingType | 2015 | 2020 | 2025 | 2030 | 2035 | 2040
BM | 0 | 0 | 0 | 0 | 0 | 0
CC | 0 | 0 | 0 | 0 | 0 | 0
CSP | 0 | 0 | 0 | 0 | 0 | 0
CT | 0 | 0 | 0 | 0 | 0 | 0
Coal | 0 | 0 | 0 | 0 | 0 | 0
Geo | 4.8 | 0 | 0 | 0 | 0 | 0
H | 0 | 0 | 0 | 0 | 0 | 0
LFG | 0 | 0 | 0 | 0 | 0 | 0
Nuc | 0 | 0 | 0 | 0 | 0 | 0
PS | 0 | 0 | 0 | 0 | 0 | 0
PV | 0 | 0 | 0 | 0 | 0 | 0
PeakG | 0 | 0 | 0 | 0 | 0 | 0
PeakO | 0 | 0 | 0 | 0 | 0 | 0
ST | 0 | 0 | 0 | 0 | 0 | 0
STOG | 0 | 0 | 0 | 0 | 0 | 0
STWD | 0 | 0 | 0 | 0 | 0 | 0
WT | 0 | 0 | 0 | 0 | 0 | 0
IGCC | 0 | 0 | 0 | 0 | 0 | 0
DemandResponse | 0 | 0 | 0 | 0 | 0 | 0
IGCC-CCS | 0 | 0 | 0 | 0 | 0 | 0
WT_off | 0 | 0 | 0 | 0 | 0 | 0
PseudoUnit | 0 | 0 | 0 | 0 | 0 | 0
FixedInterchange | 0 | 0 | 0 | 0 | 0 | 0
Retirements of Capacity by Reporting Type: RMPA
ReportingType | 2015 | 2020 | 2025 | 2030 | 2035 | 2040
BM | 0 | 0 | 0 | 0 | 0 | 0
CC | 0 | 0 | 0 | 0 | 0 | 0
CSP | 1 | 0 | 0 | 0 | 0 | 0
CT | 0 | 0 | 0 | 0 | 0 | 0
Coal | 480 | 170.5 | 352 | 0 | 0 | 247
Geo | 0 | 0 | 0 | 0 | 0 | 0
H | 0 | 0 | 0 | 0 | 0 | 0
LFG | 0 | 0 | 0 | 0 | 0 | 0
Nuc | 0 | 0 | 0 | 0 | 0 | 0
PS | 0 | 0 | 0 | 0 | 0 | 0
PV | 0 | 0 | 0 | 0 | 0 | 0
PeakG | 0 | 0 | 0 | 0 | 0 | 0
PeakO | 0 | 0 | 0 | 0 | 0 | 0
ST | 0 | 0 | 0 | 0 | 0 | 0
STOG | 217 | 0 | 0 | 0 | 0 | 0
STWD | 0 | 0 | 0 | 0 | 0 | 0
WT | 0 | 0 | 0 | 0 | 0 | 0
IGCC | 0 | 0 | 0 | 0 | 0 | 0
DemandResponse | 0 | 0 | 0 | 0 | 0 | 0
IGCC-CCS | 0 | 0 | 0 | 0 | 0 | 0
WT_off | 0 | 0 | 0 | 0 | 0 | 0
PseudoUnit | 0 | 0 | 0 | 0 | 0 | 0
FixedInterchange | 0 | 0 | 0 | 0 | 0 | 0
Retirements of Capacity by Reporting Type: SP15
ReportingType | 2015 | 2020 | 2025 | 2030 | 2035 | 2040
BM | 0 | 0 | 0 | 0 | 0 | 0
CC | 0 | 0 | 0 | 0 | 0 | 0
CSP | 409 | 0 | 0 | 0 | 0 | 0
CT | 0 | 0 | 0 | 0 | 0 | 0
Coal | 141.5 | 0 | 0 | 0 | 0 | 101.2
Geo | 0 | 0 | 0 | 0 | 0 | 0
H | 0 | 0 | 0 | 0 | 0 | 0
LFG | 0 | 0 | 0 | 0 | 0 | 0
Nuc | 0 | 0 | 0 | 0 | 0 | 0
PS | 0 | 0 | 0 | 0 | 0 | 0
PV | 0 | 0 | 0 | 0 | 3.8 | 0
PeakG | 44 | 0 | 0 | 0 | 0 | 0
PeakO | 15 | 0 | 0 | 0 | 0 | 0
ST | 0 | 0 | 0 | 0 | 0 | 0
STOG | 958 | 0 | 0 | 0 | 0 | 0
STWD | 0 | 0 | 0 | 0 | 0 | 0
WT | 126.2 | 0 | 0 | 0 | 0 | 0
IGCC | 0 | 0 | 0 | 0 | 0 | 0
DemandResponse | 0 | 0 | 0 | 0 | 0 | 0
IGCC-CCS | 0 | 0 | 0 | 0 | 0 | 0
WT_off | 0 | 0 | 0 | 0 | 0 | 0
PseudoUnit | 0 | 0 | 0 | 0 | 0 | 0
FixedInterchange | 0 | 0 | 0 | 0 | 0 | 0
Retirements of Capacity by Reporting Type: ALB
ReportingType | 2015 | 2020 | 2025 | 2030 | 2035 | 2040
BM | 0 | 0 | 0 | 0 | 0 | 0
CC | 0 | 0 | 0 | 0 | 197.78 | 0
CSP | 0 | 0 | 0 | 0 | 0 | 0
CT | 0 | 0 | 0 | 0 | 201.5 | 0
Coal | 0 | 0 | 0 | 0 | 0 | 0
Geo | 0 | 0 | 0 | 0 | 0 | 0
H | 0 | 0 | 0 | 0 | 0 | 0
LFG | 0 | 0 | 0 | 0 | 0 | 0
Nuc | 0 | 0 | 0 | 0 | 0 | 0
PS | 0 | 0 | 0 | 0 | 0 | 0
PV | 0 | 0 | 0 | 0 | 0 | 0
PeakG | 880.29 | 36.84 | 0 | 0 | 0 | 0
PeakO | 6 | 0 | 0 | 0 | 0 | 0
ST | 0 | 0 | 0 | 0 | 0 | 0
STOG | 186 | 0 | 0 | 0 | 0 | 0
STWD | 174 | 0 | 0 | 0 | 0 | 0
WT | 0 | 0 | 0 | 0 | 0 | 0
IGCC | 0 | 0 | 0 | 0 | 0 | 0
DemandResponse | 0 | 0 | 0 | 0 | 0 | 0
IGCC-CCS | 0 | 0 | 0 | 0 | 0 | 0
WT_off | 0 | 0 | 0 | 0 | 0 | 0
PseudoUnit | 0 | 0 | 0 | 0 | 0 | 0
FixedInterchange | 0 | 0 | 0 | 0 | 0 | 0
Retirements of Capacity by Reporting Type: BC
ReportingType | 2015 | 2020 | 2025 | 2030 | 2035 | 2040
BM | 0 | 0 | 0 | 0 | 0 | 0
CC | 0 | 0 | 0 | 0 | 0 | 0
CSP | 0 | 0 | 0 | 0 | 0 | 0
CT | 0 | 0 | 0 | 0 | 0 | 0
Coal | 0 | 0 | 0 | 0 | 0 | 0
Geo | 0 | 0 | 0 | 0 | 0 | 0
H | 0 | 0 | 0 | 0 | 0 | 0
LFG | 0 | 0 | 0 | 0 | 0 | 0
Nuc | 0 | 0 | 0 | 0 | 0 | 0
PS | 0 | 0 | 0 | 0 | 0 | 0
PV | 0 | 0 | 0 | 0 | 0 | 0
PeakG | 0 | 0 | 0 | 0 | 0 | 0
PeakO | 0 | 0 | 0 | 0 | 0 | 0
ST | 0 | 0 | 0 | 0 | 0 | 0
STOG | 938 | 0 | 0 | 0 | 0 | 0
STWD | 0 | 0 | 0 | 0 | 0 | 0
WT | 0 | 0 | 0 | 0 | 0 | 0
IGCC | 0 | 0 | 0 | 0 | 0 | 0
DemandResponse | 0 | 0 | 0 | 0 | 0 | 0
IGCC-CCS | 0 | 0 | 0 | 0 | 0 | 0
WT_off | 0 | 0 | 0 | 0 | 0 | 0
PseudoUnit | 0 | 0 | 0 | 0 | 0 | 0
FixedInterchange | 0 | 0 | 0 | 0 | 0 | 0
Retirements of Capacity by Reporting Type: HQ_IESO
ReportingType | 2015 | 2020 | 2025 | 2030 | 2035 | 2040
BM | 0 | 0 | 0 | 0 | 0 | 0
CC | 0 | 0 | 0 | 0 | 0 | 0
CSP | 0 | 0 | 0 | 0 | 0 | 0
CT | 0 | 0 | 0 | 0 | 0 | 0
Coal | 0 | 0 | 0 | 0 | 0 | 0
Geo | 0 | 0 | 0 | 0 | 0 | 0
H | 0 | 0 | 0 | 0 | 0 | 0
LFG | 0 | 0 | 0 | 0 | 0 | 0
Nuc | 0 | 0 | 0 | 0 | 0 | 0
PS | 0 | 0 | 0 | 0 | 0 | 0
PV | 0 | 0 | 0 | 0 | 0 | 0
PeakG | 0 | 0 | 0 | 0 | 0 | 0
PeakO | 0 | 0 | 0 | 0 | 0 | 0
ST | 0 | 0 | 0 | 0 | 0 | 0
STOG | 0 | 0 | 0 | 0 | 0 | 0
STWD | 0 | 0 | 0 | 0 | 0 | 0
WT | 0 | 0 | 0 | 0 | 0 | 0
IGCC | 0 | 0 | 0 | 0 | 0 | 0
DemandResponse | 0 | 0 | 0 | 0 | 0 | 0
IGCC-CCS | 0 | 0 | 0 | 0 | 0 | 0
WT_off | 0 | 0 | 0 | 0 | 0 | 0
PseudoUnit | 0 | 0 | 0 | 0 | 0 | 0
FixedInterchange | 0 | 0 | 0 | 0 | 0 | 0
Retirements of Capacity by Reporting Type: HQ_NEISO
ReportingType | 2015 | 2020 | 2025 | 2030 | 2035 | 2040
BM | 0 | 0 | 0 | 0 | 0 | 0
CC | 0 | 0 | 0 | 0 | 0 | 0
CSP | 0 | 0 | 0 | 0 | 0 | 0
CT | 0 | 0 | 0 | 0 | 0 | 0
Coal | 0 | 0 | 0 | 0 | 0 | 0
Geo | 0 | 0 | 0 | 0 | 0 | 0
H | 0 | 0 | 0 | 0 | 0 | 0
LFG | 0 | 0 | 0 | 0 | 0 | 0
Nuc | 0 | 0 | 0 | 0 | 0 | 0
PS | 0 | 0 | 0 | 0 | 0 | 0
PV | 0 | 0 | 0 | 0 | 0 | 0
PeakG | 0 | 0 | 0 | 0 | 0 | 0
PeakO | 0 | 0 | 0 | 0 | 0 | 0
ST | 0 | 0 | 0 | 0 | 0 | 0
STOG | 0 | 0 | 0 | 0 | 0 | 0
STWD | 0 | 0 | 0 | 0 | 0 | 0
WT | 0 | 0 | 0 | 0 | 0 | 0
IGCC | 0 | 0 | 0 | 0 | 0 | 0
DemandResponse | 0 | 0 | 0 | 0 | 0 | 0
IGCC-CCS | 0 | 0 | 0 | 0 | 0 | 0
WT_off | 0 | 0 | 0 | 0 | 0 | 0
PseudoUnit | 0 | 0 | 0 | 0 | 0 | 0
FixedInterchange | 0 | 0 | 0 | 0 | 0 | 0
Retirements of Capacity by Reporting Type: HQ_NY
ReportingType | 2015 | 2020 | 2025 | 2030 | 2035 | 2040
BM | 0 | 0 | 0 | 0 | 0 | 0
CC | 0 | 0 | 0 | 0 | 0 | 0
CSP | 0 | 0 | 0 | 0 | 0 | 0
CT | 0 | 0 | 0 | 0 | 0 | 0
Coal | 0 | 0 | 0 | 0 | 0 | 0
Geo | 0 | 0 | 0 | 0 | 0 | 0
H | 0 | 0 | 0 | 0 | 0 | 0
LFG | 0 | 0 | 0 | 0 | 0 | 0
Nuc | 0 | 0 | 0 | 0 | 0 | 0
PS | 0 | 0 | 0 | 0 | 0 | 0
PV | 0 | 0 | 0 | 0 | 0 | 0
PeakG | 0 | 0 | 0 | 0 | 0 | 0
PeakO | 0 | 0 | 0 | 0 | 0 | 0
ST | 0 | 0 | 0 | 0 | 0 | 0
STOG | 0 | 0 | 0 | 0 | 0 | 0
STWD | 0 | 0 | 0 | 0 | 0 | 0
WT | 0 | 0 | 0 | 0 | 0 | 0
IGCC | 0 | 0 | 0 | 0 | 0 | 0
DemandResponse | 0 | 0 | 0 | 0 | 0 | 0
IGCC-CCS | 0 | 0 | 0 | 0 | 0 | 0
WT_off | 0 | 0 | 0 | 0 | 0 | 0
PseudoUnit | 0 | 0 | 0 | 0 | 0 | 0
FixedInterchange | 0 | 0 | 0 | 0 | 0 | 0
Retirements of Capacity by Reporting Type: MARITIMES
ReportingType | 2015 | 2020 | 2025 | 2030 | 2035 | 2040
BM | 0 | 0 | 0 | 0 | 0 | 0
CC | 0 | 0 | 0 | 0 | 0 | 0
CSP | 0 | 0 | 0 | 0 | 0 | 0
CT | 0 | 0 | 0 | 0 | 0 | 0
Coal | 0 | 0 | 0 | 0 | 0 | 0
Geo | 0 | 0 | 0 | 0 | 0 | 0
H | 0 | 0 | 0 | 0 | 0 | 0
LFG | 0 | 0 | 0 | 0 | 0 | 0
Nuc | 0 | 0 | 0 | 0 | 0 | 0
PS | 0 | 0 | 0 | 0 | 0 | 0
PV | 0 | 0 | 0 | 0 | 0 | 0
PeakG | 0 | 0 | 0 | 0 | 0 | 0
PeakO | 0 | 0 | 0 | 0 | 0 | 0
ST | 0 | 0 | 0 | 0 | 0 | 0
STOG | 0 | 0 | 0 | 0 | 0 | 0
STWD | 0 | 0 | 0 | 0 | 0 | 0
WT | 0 | 0 | 0 | 0 | 0 | 0
IGCC | 0 | 0 | 0 | 0 | 0 | 0
DemandResponse | 0 | 0 | 0 | 0 | 0 | 0
IGCC-CCS | 0 | 0 | 0 | 0 | 0 | 0
WT_off | 0 | 0 | 0 | 0 | 0 | 0
PseudoUnit | 0 | 0 | 0 | 0 | 0 | 0
FixedInterchange | 0 | 0 | 0 | 0 | 0 | 0
Retirements of Capacity by Reporting Type: All
ReportingType | 2015 | 2020 | 2025 | 2030 | 2035 | 2040
BM | 0 | 0 | 0 | 0 | 0 | 0
CC | 7869.25 | 0 | 25.05 | 434 | 197.78 | 0
CSP | 475 | 0 | 0 | 0 | 0 | 0
CT | 0 | 0 | 0 | 0 | 1179.88 | 0
Coal | 72805.11 | 28413.03 | 5585.79 | 0 | 0 | 348.2
Geo | 4.8 | 0 | 0 | 0 | 0 | 0
H | 0 | 0 | 0 | 0 | 0 | 0
LFG | 0 | 0 | 0 | 0 | 0 | 0
Nuc | 0 | 614.5 | 0 | 1488.2 | 26575.7 | 19706
PS | 0 | 0 | 0 | 0 | 0 | 0
PV | 0 | 0 | 0 | 0 | 1123.56 | 0
PeakG | 5848.58 | 36.84 | 1909.71 | 1759.12 | 0 | 0
PeakO | 2589.31 | 0 | 0 | 0 | 0 | 0
ST | 0 | 0 | 0 | 0 | 0 | 0
STOG | 41061.81 | 0 | 661.16 | 126 | 0 | 0
STWD | 313 | 0 | 0 | 0 | 0 | 0
WT | 126.2 | 0 | 0 | 0 | 3453.78 | 0
IGCC | 0 | 0 | 0 | 0 | 0 | 0
DemandResponse | 0 | 0 | 0 | 0 | 0 | 0
IGCC-CCS | 0 | 0 | 0 | 0 | 0 | 0
WT_off | 0 | 0 | 0 | 0 | 0 | 0
PseudoUnit | 0 | 0 | 0 | 0 | 0 | 0
FixedInterchange | 0 | 0 | 0 | 0 | 0 | 0
Retirements of Capacity by Reporting Type: EI_US
ReportingType | 2015 | 2020 | 2025 | 2030 | 2035 | 2040
BM | 0 | 0 | 0 | 0 | 0 | 0
CC | 1988.95 | 0 | 25.05 | 0 | 0 | 0
CSP | 0 | 0 | 0 | 0 | 0 | 0
CT | 0 | 0 | 0 | 0 | 0 | 0
Coal | 62363.9 | 28214.33 | 3652.17 | 0 | 0 | 0
Geo | 0 | 0 | 0 | 0 | 0 | 0
H | 0 | 0 | 0 | 0 | 0 | 0
LFG | 0 | 0 | 0 | 0 | 0 | 0
Nuc | 0 | 614.5 | 0 | 1488.2 | 25545.7 | 18166
PS | 0 | 0 | 0 | 0 | 0 | 0
PV | 0 | 0 | 0 | 0 | 32 | 0
PeakG | 478.5 | 0 | 1831.62 | 0 | 0 | 0
PeakO | 1883.66 | 0 | 0 | 0 | 0 | 0
ST | 0 | 0 | 0 | 0 | 0 | 0
STOG | 32320.85 | 0 | 661.16 | 0 | 0 | 0
STWD | 0 | 0 | 0 | 0 | 0 | 0
WT | 0 | 0 | 0 | 0 | 1347.88 | 0
IGCC | 0 | 0 | 0 | 0 | 0 | 0
DemandResponse | 0 | 0 | 0 | 0 | 0 | 0
IGCC-CCS | 0 | 0 | 0 | 0 | 0 | 0
WT_off | 0 | 0 | 0 | 0 | 0 | 0
PseudoUnit | 0 | 0 | 0 | 0 | 0 | 0
FixedInterchange | 0 | 0 | 0 | 0 | 0 | 0
Retirements of Capacity by Reporting Type: EI_Canada
ReportingType | 2015 | 2020 | 2025 | 2030 | 2035 | 2040
BM | 0 | 0 | 0 | 0 | 0 | 0
CC | 3107.3 | 0 | 0 | 434 | 0 | 0
CSP | 0 | 0 | 0 | 0 | 0 | 0
CT | 0 | 0 | 0 | 0 | 92.38 | 0
Coal | 6580.28 | 0 | 1581.62 | 0 | 0 | 0
Geo | 0 | 0 | 0 | 0 | 0 | 0
H | 0 | 0 | 0 | 0 | 0 | 0
LFG | 0 | 0 | 0 | 0 | 0 | 0
Nuc | 0 | 0 | 0 | 0 | 1030 | 1540
PS | 0 | 0 | 0 | 0 | 0 | 0
PV | 0 | 0 | 0 | 0 | 1067.26 | 0
PeakG | 0 | 0 | 0 | 0 | 0 | 0
PeakO | 145.65 | 0 | 0 | 0 | 0 | 0
ST | 0 | 0 | 0 | 0 | 0 | 0
STOG | 2126 | 0 | 0 | 126 | 0 | 0
STWD | 139 | 0 | 0 | 0 | 0 | 0
WT | 0 | 0 | 0 | 0 | 2105.9 | 0
IGCC | 0 | 0 | 0 | 0 | 0 | 0
DemandResponse | 0 | 0 | 0 | 0 | 0 | 0
IGCC-CCS | 0 | 0 | 0 | 0 | 0 | 0
WT_off | 0 | 0 | 0 | 0 | 0 | 0
PseudoUnit | 0 | 0 | 0 | 0 | 0 | 0
FixedInterchange | 0 | 0 | 0 | 0 | 0 | 0
Retirements of Capacity by Reporting Type: EI
ReportingType | 2015 | 2020 | 2025 | 2030 | 2035 | 2040
BM | 0 | 0 | 0 | 0 | 0 | 0
CC | 5096.25 | 0 | 25.05 | 434 | 0 | 0
CSP | 0 | 0 | 0 | 0 | 0 | 0
CT | 0 | 0 | 0 | 0 | 92.38 | 0
Coal | 68944.18 | 28214.33 | 5233.79 | 0 | 0 | 0
Geo | 0 | 0 | 0 | 0 | 0 | 0
H | 0 | 0 | 0 | 0 | 0 | 0
LFG | 0 | 0 | 0 | 0 | 0 | 0
Nuc | 0 | 614.5 | 0 | 1488.2 | 26575.7 | 19706
PS | 0 | 0 | 0 | 0 | 0 | 0
PV | 0 | 0 | 0 | 0 | 1099.26 | 0
PeakG | 478.5 | 0 | 1831.62 | 0 | 0 | 0
PeakO | 2029.31 | 0 | 0 | 0 | 0 | 0
ST | 0 | 0 | 0 | 0 | 0 | 0
STOG | 34446.85 | 0 | 661.16 | 126 | 0 | 0
STWD | 139 | 0 | 0 | 0 | 0 | 0
WT | 0 | 0 | 0 | 0 | 3453.78 | 0
IGCC | 0 | 0 | 0 | 0 | 0 | 0
DemandResponse | 0 | 0 | 0 | 0 | 0 | 0
IGCC-CCS | 0 | 0 | 0 | 0 | 0 | 0
WT_off | 0 | 0 | 0 | 0 | 0 | 0
PseudoUnit | 0 | 0 | 0 | 0 | 0 | 0
FixedInterchange | 0 | 0 | 0 | 0 | 0 | 0
Retirements of Capacity by Reporting Type: Outside_EI
ReportingType | 2015 | 2020 | 2025 | 2030 | 2035 | 2040
BM | 0 | 0 | 0 | 0 | 0 | 0
CC | 2773 | 0 | 0 | 0 | 197.78 | 0
CSP | 475 | 0 | 0 | 0 | 0 | 0
CT | 0 | 0 | 0 | 0 | 1087.5 | 0
Coal | 3860.93 | 198.7 | 352 | 0 | 0 | 348.2
Geo | 4.8 | 0 | 0 | 0 | 0 | 0
H | 0 | 0 | 0 | 0 | 0 | 0
LFG | 0 | 0 | 0 | 0 | 0 | 0
Nuc | 0 | 0 | 0 | 0 | 0 | 0
PS | 0 | 0 | 0 | 0 | 0 | 0
PV | 0 | 0 | 0 | 0 | 24.3 | 0
PeakG | 5370.08 | 36.84 | 78.09 | 1759.12 | 0 | 0
PeakO | 560 | 0 | 0 | 0 | 0 | 0
ST | 0 | 0 | 0 | 0 | 0 | 0
STOG | 6614.96 | 0 | 0 | 0 | 0 | 0
STWD | 174 | 0 | 0 | 0 | 0 | 0
WT | 126.2 | 0 | 0 | 0 | 0 | 0
IGCC | 0 | 0 | 0 | 0 | 0 | 0
DemandResponse | 0 | 0 | 0 | 0 | 0 | 0
IGCC-CCS | 0 | 0 | 0 | 0 | 0 | 0
WT_off | 0 | 0 | 0 | 0 | 0 | 0
PseudoUnit | 0 | 0 | 0 | 0 | 0 | 0
FixedInterchange | 0 | 0 | 0 | 0 | 0 | 0
#4 | Cumulative Retirements of Capacity (MW)
Cumulative Retirements of Capacity by Reporting Type: Entergy
ReportingType | 2015 | 2020 | 2025 | 2030 | 2035 | 2040
BM | 0 | 0 | 0 | 0 | 0 | 0
CC | 0 | 0 | 0 | 0 | 0 | 0
CSP | 0 | 0 | 0 | 0 | 0 | 0
CT | 0 | 0 | 0 | 0 | 0 | 0
Coal | 892.9 | 892.9 | 892.9 | 892.9 | 892.9 | 892.9
Geo | 0 | 0 | 0 | 0 | 0 | 0
H | 0 | 0 | 0 | 0 | 0 | 0
LFG | 0 | 0 | 0 | 0 | 0 | 0
Nuc | 0 | 0 | 0 | 0 | 842 | 1839
PS | 0 | 0 | 0 | 0 | 0 | 0
PV | 0 | 0 | 0 | 0 | 0 | 0
PeakG | 0 | 0 | 0 | 0 | 0 | 0
PeakO | 0 | 0 | 0 | 0 | 0 | 0
ST | 0 | 0 | 0 | 0 | 0 | 0
STOG | 10890.25 | 10890.25 | 11551.41 | 11551.41 | 11551.41 | 11551.41
STWD | 0 | 0 | 0 | 0 | 0 | 0
WT | 0 | 0 | 0 | 0 | 0 | 0
IGCC | 0 | 0 | 0 | 0 | 0 | 0
DemandResponse | 0 | 0 | 0 | 0 | 0 | 0
IGCC-CCS | 0 | 0 | 0 | 0 | 0 | 0
WT_off | 0 | 0 | 0 | 0 | 0 | 0
PseudoUnit | 0 | 0 | 0 | 0 | 0 | 0
FixedInterchange | 0 | 0 | 0 | 0 | 0 | 0
Cumulative Retirements of Capacity by Reporting Type: FRCC
ReportingType | 2015 | 2020 | 2025 | 2030 | 2035 | 2040
BM | 0 | 0 | 0 | 0 | 0 | 0
CC | 0 | 0 | 0 | 0 | 0 | 0
CSP | 0 | 0 | 0 | 0 | 0 | 0
CT | 0 | 0 | 0 | 0 | 0 | 0
Coal | 466 | 1335 | 1335 | 1335 | 1335 | 1335
Geo | 0 | 0 | 0 | 0 | 0 | 0
H | 0 | 0 | 0 | 0 | 0 | 0
LFG | 0 | 0 | 0 | 0 | 0 | 0
Nuc | 0 | 0 | 0 | 0 | 1615.33 | 3292.33
PS | 0 | 0 | 0 | 0 | 0 | 0
PV | 0 | 0 | 0 | 0 | 0 | 0
PeakG | 0 | 0 | 0 | 0 | 0 | 0
PeakO | 0 | 0 | 0 | 0 | 0 | 0
ST | 0 | 0 | 0 | 0 | 0 | 0
STOG | 5322.26 | 5322.26 | 5322.26 | 5322.26 | 5322.26 | 5322.26
STWD | 0 | 0 | 0 | 0 | 0 | 0
WT | 0 | 0 | 0 | 0 | 0 | 0
IGCC | 0 | 0 | 0 | 0 | 0 | 0
DemandResponse | 0 | 0 | 0 | 0 | 0 | 0
IGCC-CCS | 0 | 0 | 0 | 0 | 0 | 0
WT_off | 0 | 0 | 0 | 0 | 0 | 0
PseudoUnit | 0 | 0 | 0 | 0 | 0 | 0
FixedInterchange | 0 | 0 | 0 | 0 | 0 | 0
Cumulative Retirements of Capacity by Reporting Type: MAPP_US
ReportingType | 2015 | 2020 | 2025 | 2030 | 2035 | 2040
BM | 0 | 0 | 0 | 0 | 0 | 0
CC | 0 | 0 | 0 | 0 | 0 | 0
CSP | 0 | 0 | 0 | 0 | 0 | 0
CT | 0 | 0 | 0 | 0 | 0 | 0
Coal | 612.6 | 1186.5 | 1186.5 | 1186.5 | 1186.5 | 1186.5
Geo | 0 | 0 | 0 | 0 | 0 | 0
H | 0 | 0 | 0 | 0 | 0 | 0
LFG | 0 | 0 | 0 | 0 | 0 | 0
Nuc | 0 | 0 | 0 | 0 | 0 | 0
PS | 0 | 0 | 0 | 0 | 0 | 0
PV | 0 | 0 | 0 | 0 | 0 | 0
PeakG | 0 | 0 | 0 | 0 | 0 | 0
PeakO | 283.1 | 283.1 | 283.1 | 283.1 | 283.1 | 283.1
ST | 0 | 0 | 0 | 0 | 0 | 0
STOG | 36 | 36 | 36 | 36 | 36 | 36
STWD | 0 | 0 | 0 | 0 | 0 | 0
WT | 0 | 0 | 0 | 0 | 0 | 0
IGCC | 0 | 0 | 0 | 0 | 0 | 0
DemandResponse | 0 | 0 | 0 | 0 | 0 | 0
IGCC-CCS | 0 | 0 | 0 | 0 | 0 | 0
WT_off | 0 | 0 | 0 | 0 | 0 | 0
PseudoUnit | 0 | 0 | 0 | 0 | 0 | 0
FixedInterchange | 0 | 0 | 0 | 0 | 0 | 0
Cumulative Retirements of Capacity by Reporting Type: MISO_IN
ReportingType | 2015 | 2020 | 2025 | 2030 | 2035 | 2040
BM | 0 | 0 | 0 | 0 | 0 | 0
CC | 0 | 0 | 0 | 0 | 0 | 0
CSP | 0 | 0 | 0 | 0 | 0 | 0
CT | 0 | 0 | 0 | 0 | 0 | 0
Coal | 1273.5 | 1360.9 | 1360.9 | 1360.9 | 1360.9 | 1360.9
Geo | 0 | 0 | 0 | 0 | 0 | 0
H | 0 | 0 | 0 | 0 | 0 | 0
LFG | 0 | 0 | 0 | 0 | 0 | 0
Nuc | 0 | 0 | 0 | 0 | 0 | 0
PS | 0 | 0 | 0 | 0 | 0 | 0
PV | 0 | 0 | 0 | 0 | 0 | 0
PeakG | 0 | 0 | 0 | 0 | 0 | 0
PeakO | 0 | 0 | 0 | 0 | 0 | 0
ST | 0 | 0 | 0 | 0 | 0 | 0
STOG | 0 | 0 | 0 | 0 | 0 | 0
STWD | 0 | 0 | 0 | 0 | 0 | 0
WT | 0 | 0 | 0 | 0 | 0 | 0
IGCC | 0 | 0 | 0 | 0 | 0 | 0
DemandResponse | 0 | 0 | 0 | 0 | 0 | 0
IGCC-CCS | 0 | 0 | 0 | 0 | 0 | 0
WT_off | 0 | 0 | 0 | 0 | 0 | 0
PseudoUnit | 0 | 0 | 0 | 0 | 0 | 0
FixedInterchange | 0 | 0 | 0 | 0 | 0 | 0
Cumulative Retirements of Capacity by Reporting Type: MISO_MI
ReportingType | 2015 | 2020 | 2025 | 2030 | 2035 | 2040
BM | 0 | 0 | 0 | 0 | 0 | 0
CC | 0 | 0 | 0 | 0 | 0 | 0
CSP | 0 | 0 | 0 | 0 | 0 | 0
CT | 0 | 0 | 0 | 0 | 0 | 0
Coal | 2326 | 3513 | 3513 | 3513 | 3513 | 3513
Geo | 0 | 0 | 0 | 0 | 0 | 0
H | 0 | 0 | 0 | 0 | 0 | 0
LFG | 0 | 0 | 0 | 0 | 0 | 0
Nuc | 0 | 0 | 0 | 0 | 778 | 778
PS | 0 | 0 | 0 | 0 | 0 | 0
PV | 0 | 0 | 0 | 0 | 0 | 0
PeakG | 0 | 0 | 0 | 0 | 0 | 0
PeakO | 0 | 0 | 0 | 0 | 0 | 0
ST | 0 | 0 | 0 | 0 | 0 | 0
STOG | 0 | 0 | 0 | 0 | 0 | 0
STWD | 0 | 0 | 0 | 0 | 0 | 0
WT | 0 | 0 | 0 | 0 | 0 | 0
IGCC | 0 | 0 | 0 | 0 | 0 | 0
DemandResponse | 0 | 0 | 0 | 0 | 0 | 0
IGCC-CCS | 0 | 0 | 0 | 0 | 0 | 0
WT_off | 0 | 0 | 0 | 0 | 0 | 0
PseudoUnit | 0 | 0 | 0 | 0 | 0 | 0
FixedInterchange | 0 | 0 | 0 | 0 | 0 | 0
Cumulative Retirements of Capacity by Reporting Type: MISO_MO-IL
ReportingType | 2015 | 2020 | 2025 | 2030 | 2035 | 2040
BM | 0 | 0 | 0 | 0 | 0 | 0
CC | 0 | 0 | 0 | 0 | 0 | 0
CSP | 0 | 0 | 0 | 0 | 0 | 0
CT | 0 | 0 | 0 | 0 | 0 | 0
Coal | 1024.7 | 2319.7 | 2319.7 | 2319.7 | 2319.7 | 2319.7
Geo | 0 | 0 | 0 | 0 | 0 | 0
H | 0 | 0 | 0 | 0 | 0 | 0
LFG | 0 | 0 | 0 | 0 | 0 | 0
Nuc | 0 | 0 | 0 | 0 | 0 | 0
PS | 0 | 0 | 0 | 0 | 0 | 0
PV | 0 | 0 | 0 | 0 | 0 | 0
PeakG | 0 | 0 | 0 | 0 | 0 | 0
PeakO | 0 | 0 | 0 | 0 | 0 | 0
ST | 0 | 0 | 0 | 0 | 0 | 0
STOG | 0 | 0 | 0 | 0 | 0 | 0
STWD | 0 | 0 | 0 | 0 | 0 | 0
WT | 0 | 0 | 0 | 0 | 0 | 0
IGCC | 0 | 0 | 0 | 0 | 0 | 0
DemandResponse | 0 | 0 | 0 | 0 | 0 | 0
IGCC-CCS | 0 | 0 | 0 | 0 | 0 | 0
WT_off | 0 | 0 | 0 | 0 | 0 | 0
PseudoUnit | 0 | 0 | 0 | 0 | 0 | 0
FixedInterchange | 0 | 0 | 0 | 0 | 0 | 0
Cumulative Retirements of Capacity by Reporting Type: MISO_W
ReportingType | 2015 | 2020 | 2025 | 2030 | 2035 | 2040
BM | 0 | 0 | 0 | 0 | 0 | 0
CC | 0 | 0 | 0 | 0 | 0 | 0
CSP | 0 | 0 | 0 | 0 | 0 | 0
CT | 0 | 0 | 0 | 0 | 0 | 0
Coal | 2254.07 | 2928.56 | 2928.56 | 2928.56 | 2928.56 | 2928.56
Geo | 0 | 0 | 0 | 0 | 0 | 0
H | 0 | 0 | 0 | 0 | 0 | 0
LFG | 0 | 0 | 0 | 0 | 0 | 0
Nuc | 0 | 0 | 0 | 0 | 2361.23 | 2361.23
PS | 0 | 0 | 0 | 0 | 0 | 0
PV | 0 | 0 | 0 | 0 | 0 | 0
PeakG | 0 | 0 | 0 | 0 | 0 | 0
PeakO | 0 | 0 | 0 | 0 | 0 | 0
ST | 0 | 0 | 0 | 0 | 0 | 0
STOG | 0 | 0 | 0 | 0 | 0 | 0
STWD | 0 | 0 | 0 | 0 | 0 | 0
WT | 0 | 0 | 0 | 0 | 0 | 0
IGCC | 0 | 0 | 0 | 0 | 0 | 0
DemandResponse | 0 | 0 | 0 | 0 | 0 | 0
IGCC-CCS | 0 | 0 | 0 | 0 | 0 | 0
WT_off | 0 | 0 | 0 | 0 | 0 | 0
PseudoUnit | 0 | 0 | 0 | 0 | 0 | 0
FixedInterchange | 0 | 0 | 0 | 0 | 0 | 0
Cumulative Retirements of Capacity by Reporting Type: MISO_WUMS
ReportingType | 2015 | 2020 | 2025 | 2030 | 2035 | 2040
BM | 0 | 0 | 0 | 0 | 0 | 0
CC | 0 | 0 | 0 | 0 | 0 | 0
CSP | 0 | 0 | 0 | 0 | 0 | 0
CT | 0 | 0 | 0 | 0 | 0 | 0
Coal | 2817.23 | 3137.63 | 3137.63 | 3137.63 | 3137.63 | 3137.63
Geo | 0 | 0 | 0 | 0 | 0 | 0
H | 0 | 0 | 0 | 0 | 0 | 0
LFG | 0 | 0 | 0 | 0 | 0 | 0
Nuc | 0 | 0 | 0 | 0 | 1816.9 | 1816.9
PS | 0 | 0 | 0 | 0 | 0 | 0
PV | 0 | 0 | 0 | 0 | 0 | 0
PeakG | 0 | 0 | 0 | 0 | 0 | 0
PeakO | 0 | 0 | 0 | 0 | 0 | 0
ST | 0 | 0 | 0 | 0 | 0 | 0
STOG | 59.5 | 59.5 | 59.5 | 59.5 | 59.5 | 59.5
STWD | 0 | 0 | 0 | 0 | 0 | 0
WT | 0 | 0 | 0 | 0 | 0 | 0
IGCC | 0 | 0 | 0 | 0 | 0 | 0
DemandResponse | 0 | 0 | 0 | 0 | 0 | 0
IGCC-CCS | 0 | 0 | 0 | 0 | 0 | 0
WT_off | 0 | 0 | 0 | 0 | 0 | 0
PseudoUnit | 0 | 0 | 0 | 0 | 0 | 0
FixedInterchange | 0 | 0 | 0 | 0 | 0 | 0
Cumulative Retirements of Capacity by Reporting Type: Nebraska
ReportingType | 2015 | 2020 | 2025 | 2030 | 2035 | 2040
BM | 0 | 0 | 0 | 0 | 0 | 0
CC | 0 | 0 | 0 | 0 | 0 | 0
CSP | 0 | 0 | 0 | 0 | 0 | 0
CT | 0 | 0 | 0 | 0 | 0 | 0
Coal | 0 | 0 | 0 | 0 | 0 | 0
Geo | 0 | 0 | 0 | 0 | 0 | 0
H | 0 | 0 | 0 | 0 | 0 | 0
LFG | 0 | 0 | 0 | 0 | 0 | 0
Nuc | 0 | 0 | 0 | 0 | 1251.8 | 1251.8
PS | 0 | 0 | 0 | 0 | 0 | 0
PV | 0 | 0 | 0 | 0 | 0 | 0
PeakG | 0 | 0 | 0 | 0 | 0 | 0
PeakO | 0 | 0 | 0 | 0 | 0 | 0
ST | 0 | 0 | 0 | 0 | 0 | 0
STOG | 0 | 0 | 0 | 0 | 0 | 0
STWD | 0 | 0 | 0 | 0 | 0 | 0
WT | 0 | 0 | 0 | 0 | 0 | 0
IGCC | 0 | 0 | 0 | 0 | 0 | 0
DemandResponse | 0 | 0 | 0 | 0 | 0 | 0
IGCC-CCS | 0 | 0 | 0 | 0 | 0 | 0
WT_off | 0 | 0 | 0 | 0 | 0 | 0
PseudoUnit | 0 | 0 | 0 | 0 | 0 | 0
FixedInterchange | 0 | 0 | 0 | 0 | 0 | 0
Cumulative Retirements of Capacity by Reporting Type: NEISO
ReportingType | 2015 | 2020 | 2025 | 2030 | 2035 | 2040
BM | 0 | 0 | 0 | 0 | 0 | 0
CC | 1828 | 1828 | 1828 | 1828 | 1828 | 1828
CSP | 0 | 0 | 0 | 0 | 0 | 0
CT | 0 | 0 | 0 | 0 | 0 | 0
Coal | 2250.13 | 2570.13 | 2570.13 | 2570.13 | 2570.13 | 2570.13
Geo | 0 | 0 | 0 | 0 | 0 | 0
H | 0 | 0 | 0 | 0 | 0 | 0
LFG | 0 | 0 | 0 | 0 | 0 | 0
Nuc | 0 | 0 | 0 | 0 | 1289 | 2165.92
PS | 0 | 0 | 0 | 0 | 0 | 0
PV | 0 | 0 | 0 | 0 | 0 | 0
PeakG | 0 | 0 | 0 | 0 | 0 | 0
PeakO | 169.86 | 169.86 | 169.86 | 169.86 | 169.86 | 169.86
ST | 0 | 0 | 0 | 0 | 0 | 0
STOG | 6237 | 6237 | 6237 | 6237 | 6237 | 6237
STWD | 0 | 0 | 0 | 0 | 0 | 0
WT | 0 | 0 | 0 | 0 | 0 | 0
IGCC | 0 | 0 | 0 | 0 | 0 | 0
DemandResponse | 0 | 0 | 0 | 0 | 0 | 0
IGCC-CCS | 0 | 0 | 0 | 0 | 0 | 0
WT_off | 0 | 0 | 0 | 0 | 0 | 0
PseudoUnit | 0 | 0 | 0 | 0 | 0 | 0
FixedInterchange | 0 | 0 | 0 | 0 | 0 | 0
Cumulative Retirements of Capacity by Reporting Type: NonRTO_Midwest
ReportingType | 2015 | 2020 | 2025 | 2030 | 2035 | 2040
BM | 0 | 0 | 0 | 0 | 0 | 0
CC | 0 | 0 | 0 | 0 | 0 | 0
CSP | 0 | 0 | 0 | 0 | 0 | 0
CT | 0 | 0 | 0 | 0 | 0 | 0
Coal | 1781.61 | 1781.61 | 1781.61 | 1781.61 | 1781.61 | 1781.61
Geo | 0 | 0 | 0 | 0 | 0 | 0
H | 0 | 0 | 0 | 0 | 0 | 0
LFG | 0 | 0 | 0 | 0 | 0 | 0
Nuc | 0 | 0 | 0 | 0 | 0 | 0
PS | 0 | 0 | 0 | 0 | 0 | 0
PV | 0 | 0 | 0 | 0 | 0 | 0
PeakG | 0 | 0 | 0 | 0 | 0 | 0
PeakO | 0 | 0 | 0 | 0 | 0 | 0
ST | 0 | 0 | 0 | 0 | 0 | 0
STOG | 0 | 0 | 0 | 0 | 0 | 0
STWD | 0 | 0 | 0 | 0 | 0 | 0
WT | 0 | 0 | 0 | 0 | 0 | 0
IGCC | 0 | 0 | 0 | 0 | 0 | 0
DemandResponse | 0 | 0 | 0 | 0 | 0 | 0
IGCC-CCS | 0 | 0 | 0 | 0 | 0 | 0
WT_off | 0 | 0 | 0 | 0 | 0 | 0
PseudoUnit | 0 | 0 | 0 | 0 | 0 | 0
FixedInterchange | 0 | 0 | 0 | 0 | 0 | 0
Cumulative Retirements of Capacity by Reporting Type: NYISO_A-F
ReportingType | 2015 | 2020 | 2025 | 2030 | 2035 | 2040
BM | 0 | 0 | 0 | 0 | 0 | 0
CC | 0 | 0 | 0 | 0 | 0 | 0
CSP | 0 | 0 | 0 | 0 | 0 | 0
CT | 0 | 0 | 0 | 0 | 0 | 0
Coal | 2251.9 | 2251.9 | 2251.9 | 2251.9 | 2251.9 | 2251.9
Geo | 0 | 0 | 0 | 0 | 0 | 0
H | 0 | 0 | 0 | 0 | 0 | 0
LFG | 0 | 0 | 0 | 0 | 0 | 0
Nuc | 0 | 0 | 0 | 621.2 | 1201.7 | 2053.9
PS | 0 | 0 | 0 | 0 | 0 | 0
PV | 0 | 0 | 0 | 0 | 0 | 0
PeakG | 0 | 0 | 0 | 0 | 0 | 0
PeakO | 0 | 0 | 0 | 0 | 0 | 0
ST | 0 | 0 | 0 | 0 | 0 | 0
STOG | 1701 | 1701 | 1701 | 1701 | 1701 | 1701
STWD | 0 | 0 | 0 | 0 | 0 | 0
WT | 0 | 0 | 0 | 0 | 1347.88 | 1347.88
IGCC | 0 | 0 | 0 | 0 | 0 | 0
DemandResponse | 0 | 0 | 0 | 0 | 0 | 0
IGCC-CCS | 0 | 0 | 0 | 0 | 0 | 0
WT_off | 0 | 0 | 0 | 0 | 0 | 0
PseudoUnit | 0 | 0 | 0 | 0 | 0 | 0
FixedInterchange | 0 | 0 | 0 | 0 | 0 | 0
Cumulative Retirements of Capacity by Reporting Type: NYISO_G-I
ReportingType | 2015 | 2020 | 2025 | 2030 | 2035 | 2040
BM | 0 | 0 | 0 | 0 | 0 | 0
CC | 0 | 0 | 0 | 0 | 0 | 0
CSP | 0 | 0 | 0 | 0 | 0 | 0
CT | 0 | 0 | 0 | 0 | 0 | 0
Coal | 368.2 | 368.2 | 368.2 | 368.2 | 368.2 | 368.2
Geo | 0 | 0 | 0 | 0 | 0 | 0
H | 0 | 0 | 0 | 0 | 0 | 0
LFG | 0 | 0 | 0 | 0 | 0 | 0
Nuc | 0 | 0 | 0 | 0 | 1019.6 | 2044.6
PS | 0 | 0 | 0 | 0 | 0 | 0
PV | 0 | 0 | 0 | 0 | 0 | 0
PeakG | 0 | 0 | 0 | 0 | 0 | 0
PeakO | 0 | 0 | 0 | 0 | 0 | 0
ST | 0 | 0 | 0 | 0 | 0 | 0
STOG | 2431 | 2431 | 2431 | 2431 | 2431 | 2431
STWD | 0 | 0 | 0 | 0 | 0 | 0
WT | 0 | 0 | 0 | 0 | 0 | 0
IGCC | 0 | 0 | 0 | 0 | 0 | 0
DemandResponse | 0 | 0 | 0 | 0 | 0 | 0
IGCC-CCS | 0 | 0 | 0 | 0 | 0 | 0
WT_off | 0 | 0 | 0 | 0 | 0 | 0
PseudoUnit | 0 | 0 | 0 | 0 | 0 | 0
FixedInterchange | 0 | 0 | 0 | 0 | 0 | 0
Cumulative Retirements of Capacity by Reporting Type: NYISO_J-K
ReportingType | 2015 | 2020 | 2025 | 2030 | 2035 | 2040
BM | 0 | 0 | 0 | 0 | 0 | 0
CC | 0 | 0 | 0 | 0 | 0 | 0
CSP | 0 | 0 | 0 | 0 | 0 | 0
CT | 0 | 0 | 0 | 0 | 0 | 0
Coal | 0 | 0 | 0 | 0 | 0 | 0
Geo | 0 | 0 | 0 | 0 | 0 | 0
H | 0 | 0 | 0 | 0 | 0 | 0
LFG | 0 | 0 | 0 | 0 | 0 | 0
Nuc | 0 | 0 | 0 | 0 | 0 | 0
PS | 0 | 0 | 0 | 0 | 0 | 0
PV | 0 | 0 | 0 | 0 | 32 | 32
PeakG | 0 | 0 | 0 | 0 | 0 | 0
PeakO | 0 | 0 | 0 | 0 | 0 | 0
ST | 0 | 0 | 0 | 0 | 0 | 0
STOG | 2190.47 | 2190.47 | 2190.47 | 2190.47 | 2190.47 | 2190.47
STWD | 0 | 0 | 0 | 0 | 0 | 0
WT | 0 | 0 | 0 | 0 | 0 | 0
IGCC | 0 | 0 | 0 | 0 | 0 | 0
DemandResponse | 0 | 0 | 0 | 0 | 0 | 0
IGCC-CCS | 0 | 0 | 0 | 0 | 0 | 0
WT_off | 0 | 0 | 0 | 0 | 0 | 0
PseudoUnit | 0 | 0 | 0 | 0 | 0 | 0
FixedInterchange | 0 | 0 | 0 | 0 | 0 | 0
Cumulative Retirements of Capacity by Reporting Type: PJM_E
ReportingType | 2015 | 2020 | 2025 | 2030 | 2035 | 2040
BM | 0 | 0 | 0 | 0 | 0 | 0
CC | 0 | 0 | 0 | 0 | 0 | 0
CSP | 0 | 0 | 0 | 0 | 0 | 0
CT | 0 | 0 | 0 | 0 | 0 | 0
Coal | 3285 | 3853 | 3853 | 3853 | 3853 | 3853
Geo | 0 | 0 | 0 | 0 | 0 | 0
H | 0 | 0 | 0 | 0 | 0 | 0
LFG | 0 | 0 | 0 | 0 | 0 | 0
Nuc | 0 | 614.5 | 614.5 | 614.5 | 2838.5 | 4012.5
PS | 0 | 0 | 0 | 0 | 0 | 0
PV | 0 | 0 | 0 | 0 | 0 | 0
PeakG | 268.5 | 268.5 | 268.5 | 268.5 | 268.5 | 268.5
PeakO | 2.7 | 2.7 | 2.7 | 2.7 | 2.7 | 2.7
ST | 0 | 0 | 0 | 0 | 0 | 0
STOG | 636.5 | 636.5 | 636.5 | 636.5 | 636.5 | 636.5
STWD | 0 | 0 | 0 | 0 | 0 | 0
WT | 0 | 0 | 0 | 0 | 0 | 0
IGCC | 0 | 0 | 0 | 0 | 0 | 0
DemandResponse | 0 | 0 | 0 | 0 | 0 | 0
IGCC-CCS | 0 | 0 | 0 | 0 | 0 | 0
WT_off | 0 | 0 | 0 | 0 | 0 | 0
PseudoUnit | 0 | 0 | 0 | 0 | 0 | 0
FixedInterchange | 0 | 0 | 0 | 0 | 0 | 0
Cumulative Retirements of Capacity by Reporting Type: PJM_ROM
ReportingType | 2015 | 2020 | 2025 | 2030 | 2035 | 2040
BM | 0 | 0 | 0 | 0 | 0 | 0
CC | 0 | 0 | 0 | 0 | 0 | 0
CSP | 0 | 0 | 0 | 0 | 0 | 0
CT | 0 | 0 | 0 | 0 | 0 | 0
Coal | 9064.73 | 10298.73 | 10298.73 | 10298.73 | 10298.73 | 10298.73
Geo | 0 | 0 | 0 | 0 | 0 | 0
H | 0 | 0 | 0 | 0 | 0 | 0
LFG | 0 | 0 | 0 | 0 | 0 | 0
Nuc | 0 | 0 | 0 | 0 | 1732 | 2631
PS | 0 | 0 | 0 | 0 | 0 | 0
PV | 0 | 0 | 0 | 0 | 0 | 0
PeakG | 0 | 0 | 0 | 0 | 0 | 0
PeakO | 270 | 270 | 270 | 270 | 270 | 270
ST | 0 | 0 | 0 | 0 | 0 | 0
STOG | 580 | 580 | 580 | 580 | 580 | 580
STWD | 0 | 0 | 0 | 0 | 0 | 0
WT | 0 | 0 | 0 | 0 | 0 | 0
IGCC | 0 | 0 | 0 | 0 | 0 | 0
DemandResponse | 0 | 0 | 0 | 0 | 0 | 0
IGCC-CCS | 0 | 0 | 0 | 0 | 0 | 0
WT_off | 0 | 0 | 0 | 0 | 0 | 0
PseudoUnit | 0 | 0 | 0 | 0 | 0 | 0
FixedInterchange | 0 | 0 | 0 | 0 | 0 | 0
Cumulative Retirements of Capacity by Reporting Type: PJM_ROR
ReportingType | 2015 | 2020 | 2025 | 2030 | 2035 | 2040
BM | 0 | 0 | 0 | 0 | 0 | 0
CC | 0 | 0 | 0 | 0 | 0 | 0
CSP | 0 | 0 | 0 | 0 | 0 | 0
CT | 0 | 0 | 0 | 0 | 0 | 0
Coal | 13328.52 | 24641.4 | 24641.4 | 24641.4 | 24641.4 | 24641.4
Geo | 0 | 0 | 0 | 0 | 0 | 0
H | 0 | 0 | 0 | 0 | 0 | 0
LFG | 0 | 0 | 0 | 0 | 0 | 0
Nuc | 0 | 0 | 0 | 867 | 5142 | 10025.16
PS | 0 | 0 | 0 | 0 | 0 | 0
PV | 0 | 0 | 0 | 0 | 0 | 0
PeakG | 0 | 0 | 0 | 0 | 0 | 0
PeakO | 19 | 19 | 19 | 19 | 19 | 19
ST | 0 | 0 | 0 | 0 | 0 | 0
STOG | 35 | 35 | 35 | 35 | 35 | 35
STWD | 0 | 0 | 0 | 0 | 0 | 0
WT | 0 | 0 | 0 | 0 | 0 | 0
IGCC | 0 | 0 | 0 | 0 | 0 | 0
DemandResponse | 0 | 0 | 0 | 0 | 0 | 0
IGCC-CCS | 0 | 0 | 0 | 0 | 0 | 0
WT_off | 0 | 0 | 0 | 0 | 0 | 0
PseudoUnit | 0 | 0 | 0 | 0 | 0 | 0
FixedInterchange | 0 | 0 | 0 | 0 | 0 | 0
Cumulative Retirements of Capacity by Reporting Type: SOCO
ReportingType | 2015 | 2020 | 2025 | 2030 | 2035 | 2040
BM | 0 | 0 | 0 | 0 | 0 | 0
CC | 160.95 | 160.95 | 186 | 186 | 186 | 186
CSP | 0 | 0 | 0 | 0 | 0 | 0
CT | 0 | 0 | 0 | 0 | 0 | 0
Coal | 10341.26 | 11493 | 11493 | 11493 | 11493 | 11493
Geo | 0 | 0 | 0 | 0 | 0 | 0
H | 0 | 0 | 0 | 0 | 0 | 0
LFG | 0 | 0 | 0 | 0 | 0 | 0
Nuc | 0 | 0 | 0 | 0 | 0 | 2645.05
PS | 0 | 0 | 0 | 0 | 0 | 0
PV | 0 | 0 | 0 | 0 | 0 | 0
PeakG | 210 | 210 | 2041.62 | 2041.62 | 2041.62 | 2041.62
PeakO | 1139 | 1139 | 1139 | 1139 | 1139 | 1139
ST | 0 | 0 | 0 | 0 | 0 | 0
STOG | 854 | 854 | 854 | 854 | 854 | 854
STWD | 0 | 0 | 0 | 0 | 0 | 0
WT | 0 | 0 | 0 | 0 | 0 | 0
IGCC | 0 | 0 | 0 | 0 | 0 | 0
DemandResponse | 0 | 0 | 0 | 0 | 0 | 0
IGCC-CCS | 0 | 0 | 0 | 0 | 0 | 0
WT_off | 0 | 0 | 0 | 0 | 0 | 0
PseudoUnit | 0 | 0 | 0 | 0 | 0 | 0
FixedInterchange | 0 | 0 | 0 | 0 | 0 | 0
Cumulative Retirements of Capacity by Reporting Type: SPP_N
ReportingType | 2015 | 2020 | 2025 | 2030 | 2035 | 2040
BM | 0 | 0 | 0 | 0 | 0 | 0
CC | 0 | 0 | 0 | 0 | 0 | 0
CSP | 0 | 0 | 0 | 0 | 0 | 0
CT | 0 | 0 | 0 | 0 | 0 | 0
Coal | 0 | 374.9 | 775.5 | 775.5 | 775.5 | 775.5
Geo | 0 | 0 | 0 | 0 | 0 | 0
H | 0 | 0 | 0 | 0 | 0 | 0
LFG | 0 | 0 | 0 | 0 | 0 | 0
Nuc | 0 | 0 | 0 | 0 | 0 | 0
PS | 0 | 0 | 0 | 0 | 0 | 0
PV | 0 | 0 | 0 | 0 | 0 | 0
PeakG | 0 | 0 | 0 | 0 | 0 | 0
PeakO | 0 | 0 | 0 | 0 | 0 | 0
ST | 0 | 0 | 0 | 0 | 0 | 0
STOG | 54 | 54 | 54 | 54 | 54 | 54
STWD | 0 | 0 | 0 | 0 | 0 | 0
WT | 0 | 0 | 0 | 0 | 0 | 0
IGCC | 0 | 0 | 0 | 0 | 0 | 0
DemandResponse | 0 | 0 | 0 | 0 | 0 | 0
IGCC-CCS | 0 | 0 | 0 | 0 | 0 | 0
WT_off | 0 | 0 | 0 | 0 | 0 | 0
PseudoUnit | 0 | 0 | 0 | 0 | 0 | 0
FixedInterchange | 0 | 0 | 0 | 0 | 0 | 0
Cumulative Retirements of Capacity by Reporting Type: SPP_S
ReportingType | 2015 | 2020 | 2025 | 2030 | 2035 | 2040
BM | 0 | 0 | 0 | 0 | 0 | 0
CC | 0 | 0 | 0 | 0 | 0 | 0
CSP | 0 | 0 | 0 | 0 | 0 | 0
CT | 0 | 0 | 0 | 0 | 0 | 0
Coal | 1475.64 | 1475.64 | 2003.64 | 2003.64 | 2003.64 | 2003.64
Geo | 0 | 0 | 0 | 0 | 0 | 0
H | 0 | 0 | 0 | 0 | 0 | 0
LFG | 0 | 0 | 0 | 0 | 0 | 0
Nuc | 0 | 0 | 0 | 0 | 0 | 0
PS | 0 | 0 | 0 | 0 | 0 | 0
PV | 0 | 0 | 0 | 0 | 0 | 0
PeakG | 0 | 0 | 0 | 0 | 0 | 0
PeakO | 0 | 0 | 0 | 0 | 0 | 0
ST | 0 | 0 | 0 | 0 | 0 | 0
STOG | 1293.87 | 1293.87 | 1293.87 | 1293.87 | 1293.87 | 1293.87
STWD | 0 | 0 | 0 | 0 | 0 | 0
WT | 0 | 0 | 0 | 0 | 0 | 0
IGCC | 0 | 0 | 0 | 0 | 0 | 0
DemandResponse | 0 | 0 | 0 | 0 | 0 | 0
IGCC-CCS | 0 | 0 | 0 | 0 | 0 | 0
WT_off | 0 | 0 | 0 | 0 | 0 | 0
PseudoUnit | 0 | 0 | 0 | 0 | 0 | 0
FixedInterchange | 0 | 0 | 0 | 0 | 0 | 0
Cumulative Retirements of Capacity by Reporting Type: TVA
ReportingType | 2015 | 2020 | 2025 | 2030 | 2035 | 2040
BM | 0 | 0 | 0 | 0 | 0 | 0
CC | 0 | 0 | 0 | 0 | 0 | 0
CSP | 0 | 0 | 0 | 0 | 0 | 0
CT | 0 | 0 | 0 | 0 | 0 | 0
Coal | 3595.9 | 6141.82 | 6141.82 | 6141.82 | 6141.82 | 6141.82
Geo | 0 | 0 | 0 | 0 | 0 | 0
H | 0 | 0 | 0 | 0 | 0 | 0
LFG | 0 | 0 | 0 | 0 | 0 | 0
Nuc | 0 | 0 | 0 | 0 | 2512.33 | 3791
PS | 0 | 0 | 0 | 0 | 0 | 0
PV | 0 | 0 | 0 | 0 | 0 | 0
PeakG | 0 | 0 | 0 | 0 | 0 | 0
PeakO | 0 | 0 | 0 | 0 | 0 | 0
ST | 0 | 0 | 0 | 0 | 0 | 0
STOG | 0 | 0 | 0 | 0 | 0 | 0
STWD | 0 | 0 | 0 | 0 | 0 | 0
WT | 0 | 0 | 0 | 0 | 0 | 0
IGCC | 0 | 0 | 0 | 0 | 0 | 0
DemandResponse | 0 | 0 | 0 | 0 | 0 | 0
IGCC-CCS | 0 | 0 | 0 | 0 | 0 | 0
WT_off | 0 | 0 | 0 | 0 | 0 | 0
PseudoUnit | 0 | 0 | 0 | 0 | 0 | 0
FixedInterchange | 0 | 0 | 0 | 0 | 0 | 0
Cumulative Retirements of Capacity by Reporting Type: TVA_Transmission
ReportingType | 2015 | 2020 | 2025 | 2030 | 2035 | 2040
BM | 0 | 0 | 0 | 0 | 0 | 0
CC | 0 | 0 | 0 | 0 | 0 | 0
CSP | 0 | 0 | 0 | 0 | 0 | 0
CT | 0 | 0 | 0 | 0 | 0 | 0
Coal | 0 | 0 | 0 | 0 | 0 | 0
Geo | 0 | 0 | 0 | 0 | 0 | 0
H | 0 | 0 | 0 | 0 | 0 | 0
LFG | 0 | 0 | 0 | 0 | 0 | 0
Nuc | 0 | 0 | 0 | 0 | 0 | 0
PS | 0 | 0 | 0 | 0 | 0 | 0
PV | 0 | 0 | 0 | 0 | 0 | 0
PeakG | 0 | 0 | 0 | 0 | 0 | 0
PeakO | 0 | 0 | 0 | 0 | 0 | 0
ST | 0 | 0 | 0 | 0 | 0 | 0
STOG | 0 | 0 | 0 | 0 | 0 | 0
STWD | 0 | 0 | 0 | 0 | 0 | 0
WT | 0 | 0 | 0 | 0 | 0 | 0
IGCC | 0 | 0 | 0 | 0 | 0 | 0
DemandResponse | 0 | 0 | 0 | 0 | 0 | 0
IGCC-CCS | 0 | 0 | 0 | 0 | 0 | 0
WT_off | 0 | 0 | 0 | 0 | 0 | 0
PseudoUnit | 0 | 0 | 0 | 0 | 0 | 0
FixedInterchange | 0 | 0 | 0 | 0 | 0 | 0
Cumulative Retirements of Capacity by Reporting Type: VACAR
ReportingType | 2015 | 2020 | 2025 | 2030 | 2035 | 2040
BM | 0 | 0 | 0 | 0 | 0 | 0
CC | 0 | 0 | 0 | 0 | 0 | 0
CSP | 0 | 0 | 0 | 0 | 0 | 0
CT | 0 | 0 | 0 | 0 | 0 | 0
Coal | 2954 | 8653.71 | 11377.28 | 11377.28 | 11377.28 | 11377.28
Geo | 0 | 0 | 0 | 0 | 0 | 0
H | 0 | 0 | 0 | 0 | 0 | 0
LFG | 0 | 0 | 0 | 0 | 0 | 0
Nuc | 0 | 0 | 0 | 0 | 3248 | 5106
PS | 0 | 0 | 0 | 0 | 0 | 0
PV | 0 | 0 | 0 | 0 | 0 | 0
PeakG | 0 | 0 | 0 | 0 | 0 | 0
PeakO | 0 | 0 | 0 | 0 | 0 | 0
ST | 0 | 0 | 0 | 0 | 0 | 0
STOG | 0 | 0 | 0 | 0 | 0 | 0
STWD | 0 | 0 | 0 | 0 | 0 | 0
WT | 0 | 0 | 0 | 0 | 0 | 0
IGCC | 0 | 0 | 0 | 0 | 0 | 0
DemandResponse | 0 | 0 | 0 | 0 | 0 | 0
IGCC-CCS | 0 | 0 | 0 | 0 | 0 | 0
WT_off | 0 | 0 | 0 | 0 | 0 | 0
PseudoUnit | 0 | 0 | 0 | 0 | 0 | 0
FixedInterchange | 0 | 0 | 0 | 0 | 0 | 0
Cumulative Retirements of Capacity by Reporting Type: IESO
ReportingType | 2015 | 2020 | 2025 | 2030 | 2035 | 2040
BM | 0 | 0 | 0 | 0 | 0 | 0
CC | 3107.3 | 3107.3 | 3107.3 | 3107.3 | 3107.3 | 3107.3
CSP | 0 | 0 | 0 | 0 | 0 | 0
CT | 0 | 0 | 0 | 0 | 0 | 0
Coal | 6416 | 6416 | 6416 | 6416 | 6416 | 6416
Geo | 0 | 0 | 0 | 0 | 0 | 0
H | 0 | 0 | 0 | 0 | 0 | 0
LFG | 0 | 0 | 0 | 0 | 0 | 0
Nuc | 0 | 0 | 0 | 0 | 1030 | 2570
PS | 0 | 0 | 0 | 0 | 0 | 0
PV | 0 | 0 | 0 | 0 | 1067.26 | 1067.26
PeakG | 0 | 0 | 0 | 0 | 0 | 0
PeakO | 145.65 | 145.65 | 145.65 | 145.65 | 145.65 | 145.65
ST | 0 | 0 | 0 | 0 | 0 | 0
STOG | 2126 | 2126 | 2126 | 2126 | 2126 | 2126
STWD | 139 | 139 | 139 | 139 | 139 | 139
WT | 0 | 0 | 0 | 0 | 2105.9 | 2105.9
IGCC | 0 | 0 | 0 | 0 | 0 | 0
DemandResponse | 0 | 0 | 0 | 0 | 0 | 0
IGCC-CCS | 0 | 0 | 0 | 0 | 0 | 0
WT_off | 0 | 0 | 0 | 0 | 0 | 0
PseudoUnit | 0 | 0 | 0 | 0 | 0 | 0
FixedInterchange | 0 | 0 | 0 | 0 | 0 | 0
Cumulative Retirements of Capacity by Reporting Type: MAPP_CA
ReportingType | 2015 | 2020 | 2025 | 2030 | 2035 | 2040
BM | 0 | 0 | 0 | 0 | 0 | 0
CC | 0 | 0 | 0 | 434 | 434 | 434
CSP | 0 | 0 | 0 | 0 | 0 | 0
CT | 0 | 0 | 0 | 0 | 92.38 | 92.38
Coal | 164.28 | 164.28 | 1745.9 | 1745.9 | 1745.9 | 1745.9
Geo | 0 | 0 | 0 | 0 | 0 | 0
H | 0 | 0 | 0 | 0 | 0 | 0
LFG | 0 | 0 | 0 | 0 | 0 | 0
Nuc | 0 | 0 | 0 | 0 | 0 | 0
PS | 0 | 0 | 0 | 0 | 0 | 0
PV | 0 | 0 | 0 | 0 | 0 | 0
PeakG | 0 | 0 | 0 | 0 | 0 | 0
PeakO | 0 | 0 | 0 | 0 | 0 | 0
ST | 0 | 0 | 0 | 0 | 0 | 0
STOG | 0 | 0 | 0 | 126 | 126 | 126
STWD | 0 | 0 | 0 | 0 | 0 | 0
WT | 0 | 0 | 0 | 0 | 0 | 0
IGCC | 0 | 0 | 0 | 0 | 0 | 0
DemandResponse | 0 | 0 | 0 | 0 | 0 | 0
IGCC-CCS | 0 | 0 | 0 | 0 | 0 | 0
WT_off | 0 | 0 | 0 | 0 | 0 | 0
PseudoUnit | 0 | 0 | 0 | 0 | 0 | 0
FixedInterchange | 0 | 0 | 0 | 0 | 0 | 0
Cumulative Retirements of Capacity by Reporting Type: AZ_NM_SNV_Coal
ReportingType | 2015 | 2020 | 2025 | 2030 | 2035 | 2040
BM | 0 | 0 | 0 | 0 | 0 | 0
CC | 0 | 0 | 0 | 0 | 0 | 0
CSP | 0 | 0 | 0 | 0 | 0 | 0
CT | 0 | 0 | 0 | 0 | 0 | 0
Coal | 0 | 0 | 0 | 0 | 0 | 0
Geo | 0 | 0 | 0 | 0 | 0 | 0
H | 0 | 0 | 0 | 0 | 0 | 0
LFG | 0 | 0 | 0 | 0 | 0 | 0
Nuc | 0 | 0 | 0 | 0 | 0 | 0
PS | 0 | 0 | 0 | 0 | 0 | 0
PV | 0 | 0 | 0 | 0 | 0 | 0
PeakG | 0 | 0 | 0 | 0 | 0 | 0
PeakO | 200 | 200 | 200 | 200 | 200 | 200
ST | 0 | 0 | 0 | 0 | 0 | 0
STOG | 0 | 0 | 0 | 0 | 0 | 0
STWD | 0 | 0 | 0 | 0 | 0 | 0
WT | 0 | 0 | 0 | 0 | 0 | 0
IGCC | 0 | 0 | 0 | 0 | 0 | 0
DemandResponse | 0 | 0 | 0 | 0 | 0 | 0
IGCC-CCS | 0 | 0 | 0 | 0 | 0 | 0
WT_off | 0 | 0 | 0 | 0 | 0 | 0
PseudoUnit | 0 | 0 | 0 | 0 | 0 | 0
FixedInterchange | 0 | 0 | 0 | 0 | 0 | 0
Cumulative Retirements of Capacity by Reporting Type: AZ_NM_SNV_Gas
ReportingType | 2015 | 2020 | 2025 | 2030 | 2035 | 2040
BM | 0 | 0 | 0 | 0 | 0 | 0
CC | 1095 | 1095 | 1095 | 1095 | 1095 | 1095
CSP | 0 | 0 | 0 | 0 | 0 | 0
CT | 0 | 0 | 0 | 0 | 736 | 736
Coal | 0 | 0 | 0 | 0 | 0 | 0
Geo | 0 | 0 | 0 | 0 | 0 | 0
H | 0 | 0 | 0 | 0 | 0 | 0
LFG | 0 | 0 | 0 | 0 | 0 | 0
Nuc | 0 | 0 | 0 | 0 | 0 | 0
PS | 0 | 0 | 0 | 0 | 0 | 0
PV | 0 | 0 | 0 | 0 | 0 | 0
PeakG | 1822.79 | 1822.79 | 1900.88 | 3660 | 3660 | 3660
PeakO | 0 | 0 | 0 | 0 | 0 | 0
ST | 0 | 0 | 0 | 0 | 0 | 0
STOG | 2064 | 2064 | 2064 | 2064 | 2064 | 2064
STWD | 0 | 0 | 0 | 0 | 0 | 0
WT | 0 | 0 | 0 | 0 | 0 | 0
IGCC | 0 | 0 | 0 | 0 | 0 | 0
DemandResponse | 0 | 0 | 0 | 0 | 0 | 0
IGCC-CCS | 0 | 0 | 0 | 0 | 0 | 0
WT_off | 0 | 0 | 0 | 0 | 0 | 0
PseudoUnit | 0 | 0 | 0 | 0 | 0 | 0
FixedInterchange | 0 | 0 | 0 | 0 | 0 | 0
Cumulative Retirements of Capacity by Reporting Type: AZ_NM_SNV_NucRenew
ReportingType | 2015 | 2020 | 2025 | 2030 | 2035 | 2040
BM | 0 | 0 | 0 | 0 | 0 | 0
CC | 0 | 0 | 0 | 0 | 0 | 0
CSP | 65 | 65 | 65 | 65 | 65 | 65
CT | 0 | 0 | 0 | 0 | 0 | 0
Coal | 0 | 0 | 0 | 0 | 0 | 0
Geo | 0 | 0 | 0 | 0 | 0 | 0
H | 0 | 0 | 0 | 0 | 0 | 0
LFG | 0 | 0 | 0 | 0 | 0 | 0
Nuc | 0 | 0 | 0 | 0 | 0 | 0
PS | 0 | 0 | 0 | 0 | 0 | 0
PV | 0 | 0 | 0 | 0 | 0 | 0
PeakG | 0 | 0 | 0 | 0 | 0 | 0
PeakO | 0 | 0 | 0 | 0 | 0 | 0
ST | 0 | 0 | 0 | 0 | 0 | 0
STOG | 0 | 0 | 0 | 0 | 0 | 0
STWD | 0 | 0 | 0 | 0 | 0 | 0
WT | 0 | 0 | 0 | 0 | 0 | 0
IGCC | 0 | 0 | 0 | 0 | 0 | 0
DemandResponse | 0 | 0 | 0 | 0 | 0 | 0
IGCC-CCS | 0 | 0 | 0 | 0 | 0 | 0
WT_off | 0 | 0 | 0 | 0 | 0 | 0
PseudoUnit | 0 | 0 | 0 | 0 | 0 | 0
FixedInterchange | 0 | 0 | 0 | 0 | 0 | 0
Cumulative Retirements of Capacity by Reporting Type: ERCOT
ReportingType | 2015 | 2020 | 2025 | 2030 | 2035 | 2040
BM | 0 | 0 | 0 | 0 | 0 | 0
CC | 0 | 0 | 0 | 0 | 0 | 0
CSP | 0 | 0 | 0 | 0 | 0 | 0
CT | 0 | 0 | 0 | 0 | 0 | 0
Coal | 2389.85 | 2389.85 | 2389.85 | 2389.85 | 2389.85 | 2389.85
Geo | 0 | 0 | 0 | 0 | 0 | 0
H | 0 | 0 | 0 | 0 | 0 | 0
LFG | 0 | 0 | 0 | 0 | 0 | 0
Nuc | 0 | 0 | 0 | 0 | 0 | 0
PS | 0 | 0 | 0 | 0 | 0 | 0
PV | 0 | 0 | 0 | 0 | 14 | 14
PeakG | 0 | 0 | 0 | 0 | 0 | 0
PeakO | 0 | 0 | 0 | 0 | 0 | 0
ST | 0 | 0 | 0 | 0 | 0 | 0
STOG | 419.56 | 419.56 | 419.56 | 419.56 | 419.56 | 419.56
STWD | 0 | 0 | 0 | 0 | 0 | 0
WT | 0 | 0 | 0 | 0 | 0 | 0
IGCC | 0 | 0 | 0 | 0 | 0 | 0
DemandResponse | 0 | 0 | 0 | 0 | 0 | 0
IGCC-CCS | 0 | 0 | 0 | 0 | 0 | 0
WT_off | 0 | 0 | 0 | 0 | 0 | 0
PseudoUnit | 0 | 0 | 0 | 0 | 0 | 0
FixedInterchange | 0 | 0 | 0 | 0 | 0 | 0
Cumulative Retirements of Capacity by Reporting Type: NP15
ReportingType | 2015 | 2020 | 2025 | 2030 | 2035 | 2040
BM | 0 | 0 | 0 | 0 | 0 | 0
CC | 0 | 0 | 0 | 0 | 0 | 0
CSP | 0 | 0 | 0 | 0 | 0 | 0
CT | 0 | 0 | 0 | 0 | 0 | 0
Coal | 163.7 | 191.9 | 191.9 | 191.9 | 191.9 | 191.9
Geo | 0 | 0 | 0 | 0 | 0 | 0
H | 0 | 0 | 0 | 0 | 0 | 0
LFG | 0 | 0 | 0 | 0 | 0 | 0
Nuc | 0 | 0 | 0 | 0 | 0 | 0
PS | 0 | 0 | 0 | 0 | 0 | 0
PV | 0 | 0 | 0 | 0 | 6.5 | 6.5
PeakG | 0 | 0 | 0 | 0 | 0 | 0
PeakO | 156 | 156 | 156 | 156 | 156 | 156
ST | 0 | 0 | 0 | 0 | 0 | 0
STOG | 1046.4 | 1046.4 | 1046.4 | 1046.4 | 1046.4 | 1046.4
STWD | 0 | 0 | 0 | 0 | 0 | 0
WT | 0 | 0 | 0 | 0 | 0 | 0
IGCC | 0 | 0 | 0 | 0 | 0 | 0
DemandResponse | 0 | 0 | 0 | 0 | 0 | 0
IGCC-CCS | 0 | 0 | 0 | 0 | 0 | 0
WT_off | 0 | 0 | 0 | 0 | 0 | 0
PseudoUnit | 0 | 0 | 0 | 0 | 0 | 0
FixedInterchange | 0 | 0 | 0 | 0 | 0 | 0
Cumulative Retirements of Capacity by Reporting Type: NWPP_Coal
ReportingType | 2015 | 2020 | 2025 | 2030 | 2035 | 2040
BM | 0 | 0 | 0 | 0 | 0 | 0
CC | 0 | 0 | 0 | 0 | 0 | 0
CSP | 0 | 0 | 0 | 0 | 0 | 0
CT | 0 | 0 | 0 | 0 | 0 | 0
Coal | 685.88 | 685.88 | 685.88 | 685.88 | 685.88 | 685.88
Geo | 0 | 0 | 0 | 0 | 0 | 0
H | 0 | 0 | 0 | 0 | 0 | 0
LFG | 0 | 0 | 0 | 0 | 0 | 0
Nuc | 0 | 0 | 0 | 0 | 0 | 0
PS | 0 | 0 | 0 | 0 | 0 | 0
PV | 0 | 0 | 0 | 0 | 0 | 0
PeakG | 0 | 0 | 0 | 0 | 0 | 0
PeakO | 183 | 183 | 183 | 183 | 183 | 183
ST | 0 | 0 | 0 | 0 | 0 | 0
STOG | 0 | 0 | 0 | 0 | 0 | 0
STWD | 0 | 0 | 0 | 0 | 0 | 0
WT | 0 | 0 | 0 | 0 | 0 | 0
IGCC | 0 | 0 | 0 | 0 | 0 | 0
DemandResponse | 0 | 0 | 0 | 0 | 0 | 0
IGCC-CCS | 0 | 0 | 0 | 0 | 0 | 0
WT_off | 0 | 0 | 0 | 0 | 0 | 0
PseudoUnit | 0 | 0 | 0 | 0 | 0 | 0
FixedInterchange | 0 | 0 | 0 | 0 | 0 | 0
Cumulative Retirements of Capacity by Reporting Type: NWPP_Gas
ReportingType | 2015 | 2020 | 2025 | 2030 | 2035 | 2040
BM | 0 | 0 | 0 | 0 | 0 | 0
CC | 1678 | 1678 | 1678 | 1678 | 1678 | 1678
CSP | 0 | 0 | 0 | 0 | 0 | 0
CT | 0 | 0 | 0 | 0 | 150 | 150
Coal | 0 | 0 | 0 | 0 | 0 | 0
Geo | 0 | 0 | 0 | 0 | 0 | 0
H | 0 | 0 | 0 | 0 | 0 | 0
LFG | 0 | 0 | 0 | 0 | 0 | 0
Nuc | 0 | 0 | 0 | 0 | 0 | 0
PS | 0 | 0 | 0 | 0 | 0 | 0
PV | 0 | 0 | 0 | 0 | 0 | 0
PeakG | 2623 | 2623 | 2623 | 2623 | 2623 | 2623
PeakO | 0 | 0 | 0 | 0 | 0 | 0
ST | 0 | 0 | 0 | 0 | 0 | 0
STOG | 786 | 786 | 786 | 786 | 786 | 786
STWD | 0 | 0 | 0 | 0 | 0 | 0
WT | 0 | 0 | 0 | 0 | 0 | 0
IGCC | 0 | 0 | 0 | 0 | 0 | 0
DemandResponse | 0 | 0 | 0 | 0 | 0 | 0
IGCC-CCS | 0 | 0 | 0 | 0 | 0 | 0
WT_off | 0 | 0 | 0 | 0 | 0 | 0
PseudoUnit | 0 | 0 | 0 | 0 | 0 | 0
FixedInterchange | 0 | 0 | 0 | 0 | 0 | 0
Cumulative Retirements of Capacity by Reporting Type: NWPP_NucRenew
ReportingType | 2015 | 2020 | 2025 | 2030 | 2035 | 2040
BM | 0 | 0 | 0 | 0 | 0 | 0
CC | 0 | 0 | 0 | 0 | 0 | 0
CSP | 0 | 0 | 0 | 0 | 0 | 0
CT | 0 | 0 | 0 | 0 | 0 | 0
Coal | 0 | 0 | 0 | 0 | 0 | 0
Geo | 4.8 | 4.8 | 4.8 | 4.8 | 4.8 | 4.8
H | 0 | 0 | 0 | 0 | 0 | 0
LFG | 0 | 0 | 0 | 0 | 0 | 0
Nuc | 0 | 0 | 0 | 0 | 0 | 0
PS | 0 | 0 | 0 | 0 | 0 | 0
PV | 0 | 0 | 0 | 0 | 0 | 0
PeakG | 0 | 0 | 0 | 0 | 0 | 0
PeakO | 0 | 0 | 0 | 0 | 0 | 0
ST | 0 | 0 | 0 | 0 | 0 | 0
STOG | 0 | 0 | 0 | 0 | 0 | 0
STWD | 0 | 0 | 0 | 0 | 0 | 0
WT | 0 | 0 | 0 | 0 | 0 | 0
IGCC | 0 | 0 | 0 | 0 | 0 | 0
DemandResponse | 0 | 0 | 0 | 0 | 0 | 0
IGCC-CCS | 0 | 0 | 0 | 0 | 0 | 0
WT_off | 0 | 0 | 0 | 0 | 0 | 0
PseudoUnit | 0 | 0 | 0 | 0 | 0 | 0
FixedInterchange | 0 | 0 | 0 | 0 | 0 | 0
Cumulative Retirements of Capacity by Reporting Type: RMPA
ReportingType | 2015 | 2020 | 2025 | 2030 | 2035 | 2040
BM | 0 | 0 | 0 | 0 | 0 | 0
CC | 0 | 0 | 0 | 0 | 0 | 0
CSP | 1 | 1 | 1 | 1 | 1 | 1
CT | 0 | 0 | 0 | 0 | 0 | 0
Coal | 480 | 650.5 | 1002.5 | 1002.5 | 1002.5 | 1249.5
Geo | 0 | 0 | 0 | 0 | 0 | 0
H | 0 | 0 | 0 | 0 | 0 | 0
LFG | 0 | 0 | 0 | 0 | 0 | 0
Nuc | 0 | 0 | 0 | 0 | 0 | 0
PS | 0 | 0 | 0 | 0 | 0 | 0
PV | 0 | 0 | 0 | 0 | 0 | 0
PeakG | 0 | 0 | 0 | 0 | 0 | 0
PeakO | 0 | 0 | 0 | 0 | 0 | 0
ST | 0 | 0 | 0 | 0 | 0 | 0
STOG | 217 | 217 | 217 | 217 | 217 | 217
STWD | 0 | 0 | 0 | 0 | 0 | 0
WT | 0 | 0 | 0 | 0 | 0 | 0
IGCC | 0 | 0 | 0 | 0 | 0 | 0
DemandResponse | 0 | 0 | 0 | 0 | 0 | 0
IGCC-CCS | 0 | 0 | 0 | 0 | 0 | 0
WT_off | 0 | 0 | 0 | 0 | 0 | 0
PseudoUnit | 0 | 0 | 0 | 0 | 0 | 0
FixedInterchange | 0 | 0 | 0 | 0 | 0 | 0
Cumulative Retirements of Capacity by Reporting Type: SP15
ReportingType | 2015 | 2020 | 2025 | 2030 | 2035 | 2040
BM | 0 | 0 | 0 | 0 | 0 | 0
CC | 0 | 0 | 0 | 0 | 0 | 0
CSP | 409 | 409 | 409 | 409 | 409 | 409
CT | 0 | 0 | 0 | 0 | 0 | 0
Coal | 141.5 | 141.5 | 141.5 | 141.5 | 141.5 | 242.7
Geo | 0 | 0 | 0 | 0 | 0 | 0
H | 0 | 0 | 0 | 0 | 0 | 0
LFG | 0 | 0 | 0 | 0 | 0 | 0
Nuc | 0 | 0 | 0 | 0 | 0 | 0
PS | 0 | 0 | 0 | 0 | 0 | 0
PV | 0 | 0 | 0 | 0 | 3.8 | 3.8
PeakG | 44 | 44 | 44 | 44 | 44 | 44
PeakO | 15 | 15 | 15 | 15 | 15 | 15
ST | 0 | 0 | 0 | 0 | 0 | 0
STOG | 958 | 958 | 958 | 958 | 958 | 958
STWD | 0 | 0 | 0 | 0 | 0 | 0
WT | 126.2 | 126.2 | 126.2 | 126.2 | 126.2 | 126.2
IGCC | 0 | 0 | 0 | 0 | 0 | 0
DemandResponse | 0 | 0 | 0 | 0 | 0 | 0
IGCC-CCS | 0 | 0 | 0 | 0 | 0 | 0
WT_off | 0 | 0 | 0 | 0 | 0 | 0
PseudoUnit | 0 | 0 | 0 | 0 | 0 | 0
FixedInterchange | 0 | 0 | 0 | 0 | 0 | 0
Cumulative Retirements of Capacity by Reporting Type: ALB
ReportingType | 2015 | 2020 | 2025 | 2030 | 2035 | 2040
BM | 0 | 0 | 0 | 0 | 0 | 0
CC | 0 | 0 | 0 | 0 | 197.78 | 197.78
CSP | 0 | 0 | 0 | 0 | 0 | 0
CT | 0 | 0 | 0 | 0 | 201.5 | 201.5
Coal | 0 | 0 | 0 | 0 | 0 | 0
Geo | 0 | 0 | 0 | 0 | 0 | 0
H | 0 | 0 | 0 | 0 | 0 | 0
LFG | 0 | 0 | 0 | 0 | 0 | 0
Nuc | 0 | 0 | 0 | 0 | 0 | 0
PS | 0 | 0 | 0 | 0 | 0 | 0
PV | 0 | 0 | 0 | 0 | 0 | 0
PeakG | 880.29 | 917.13 | 917.13 | 917.13 | 917.13 | 917.13
PeakO | 6 | 6 | 6 | 6 | 6 | 6
ST | 0 | 0 | 0 | 0 | 0 | 0
STOG | 186 | 186 | 186 | 186 | 186 | 186
STWD | 174 | 174 | 174 | 174 | 174 | 174
WT | 0 | 0 | 0 | 0 | 0 | 0
IGCC | 0 | 0 | 0 | 0 | 0 | 0
DemandResponse | 0 | 0 | 0 | 0 | 0 | 0
IGCC-CCS | 0 | 0 | 0 | 0 | 0 | 0
WT_off | 0 | 0 | 0 | 0 | 0 | 0
PseudoUnit | 0 | 0 | 0 | 0 | 0 | 0
FixedInterchange | 0 | 0 | 0 | 0 | 0 | 0
Cumulative Retirements of Capacity by Reporting Type: BC
ReportingType | 2015 | 2020 | 2025 | 2030 | 2035 | 2040
BM | 0 | 0 | 0 | 0 | 0 | 0
CC | 0 | 0 | 0 | 0 | 0 | 0
CSP | 0 | 0 | 0 | 0 | 0 | 0
CT | 0 | 0 | 0 | 0 | 0 | 0
Coal | 0 | 0 | 0 | 0 | 0 | 0
Geo | 0 | 0 | 0 | 0 | 0 | 0
H | 0 | 0 | 0 | 0 | 0 | 0
LFG | 0 | 0 | 0 | 0 | 0 | 0
Nuc | 0 | 0 | 0 | 0 | 0 | 0
PS | 0 | 0 | 0 | 0 | 0 | 0
PV | 0 | 0 | 0 | 0 | 0 | 0
PeakG | 0 | 0 | 0 | 0 | 0 | 0
PeakO | 0 | 0 | 0 | 0 | 0 | 0
ST | 0 | 0 | 0 | 0 | 0 | 0
STOG | 938 | 938 | 938 | 938 | 938 | 938
STWD | 0 | 0 | 0 | 0 | 0 | 0
WT | 0 | 0 | 0 | 0 | 0 | 0
IGCC | 0 | 0 | 0 | 0 | 0 | 0
DemandResponse | 0 | 0 | 0 | 0 | 0 | 0
IGCC-CCS | 0 | 0 | 0 | 0 | 0 | 0
WT_off | 0 | 0 | 0 | 0 | 0 | 0
PseudoUnit | 0 | 0 | 0 | 0 | 0 | 0
FixedInterchange | 0 | 0 | 0 | 0 | 0 | 0
Cumulative Retirements of Capacity by Reporting Type: HQ_IESO
ReportingType | 2015 | 2020 | 2025 | 2030 | 2035 | 2040
BM | 0 | 0 | 0 | 0 | 0 | 0
CC | 0 | 0 | 0 | 0 | 0 | 0
CSP | 0 | 0 | 0 | 0 | 0 | 0
CT | 0 | 0 | 0 | 0 | 0 | 0
Coal | 0 | 0 | 0 | 0 | 0 | 0
Geo | 0 | 0 | 0 | 0 | 0 | 0
H | 0 | 0 | 0 | 0 | 0 | 0
LFG | 0 | 0 | 0 | 0 | 0 | 0
Nuc | 0 | 0 | 0 | 0 | 0 | 0
PS | 0 | 0 | 0 | 0 | 0 | 0
PV | 0 | 0 | 0 | 0 | 0 | 0
PeakG | 0 | 0 | 0 | 0 | 0 | 0
PeakO | 0 | 0 | 0 | 0 | 0 | 0
ST | 0 | 0 | 0 | 0 | 0 | 0
STOG | 0 | 0 | 0 | 0 | 0 | 0
STWD | 0 | 0 | 0 | 0 | 0 | 0
WT | 0 | 0 | 0 | 0 | 0 | 0
IGCC | 0 | 0 | 0 | 0 | 0 | 0
DemandResponse | 0 | 0 | 0 | 0 | 0 | 0
IGCC-CCS | 0 | 0 | 0 | 0 | 0 | 0
WT_off | 0 | 0 | 0 | 0 | 0 | 0
PseudoUnit | 0 | 0 | 0 | 0 | 0 | 0
FixedInterchange | 0 | 0 | 0 | 0 | 0 | 0
Cumulative Retirements of Capacity by Reporting Type: HQ_NEISO
ReportingType | 2015 | 2020 | 2025 | 2030 | 2035 | 2040
BM | 0 | 0 | 0 | 0 | 0 | 0
CC | 0 | 0 | 0 | 0 | 0 | 0
CSP | 0 | 0 | 0 | 0 | 0 | 0
CT | 0 | 0 | 0 | 0 | 0 | 0
Coal | 0 | 0 | 0 | 0 | 0 | 0
Geo | 0 | 0 | 0 | 0 | 0 | 0
H | 0 | 0 | 0 | 0 | 0 | 0
LFG | 0 | 0 | 0 | 0 | 0 | 0
Nuc | 0 | 0 | 0 | 0 | 0 | 0
PS | 0 | 0 | 0 | 0 | 0 | 0
PV | 0 | 0 | 0 | 0 | 0 | 0
PeakG | 0 | 0 | 0 | 0 | 0 | 0
PeakO | 0 | 0 | 0 | 0 | 0 | 0
ST | 0 | 0 | 0 | 0 | 0 | 0
STOG | 0 | 0 | 0 | 0 | 0 | 0
STWD | 0 | 0 | 0 | 0 | 0 | 0
WT | 0 | 0 | 0 | 0 | 0 | 0
IGCC | 0 | 0 | 0 | 0 | 0 | 0
DemandResponse | 0 | 0 | 0 | 0 | 0 | 0
IGCC-CCS | 0 | 0 | 0 | 0 | 0 | 0
WT_off | 0 | 0 | 0 | 0 | 0 | 0
PseudoUnit | 0 | 0 | 0 | 0 | 0 | 0
FixedInterchange | 0 | 0 | 0 | 0 | 0 | 0
Cumulative Retirements of Capacity by Reporting Type: HQ_NY
ReportingType | 2015 | 2020 | 2025 | 2030 | 2035 | 2040
BM | 0 | 0 | 0 | 0 | 0 | 0
CC | 0 | 0 | 0 | 0 | 0 | 0
CSP | 0 | 0 | 0 | 0 | 0 | 0
CT | 0 | 0 | 0 | 0 | 0 | 0
Coal | 0 | 0 | 0 | 0 | 0 | 0
Geo | 0 | 0 | 0 | 0 | 0 | 0
H | 0 | 0 | 0 | 0 | 0 | 0
LFG | 0 | 0 | 0 | 0 | 0 | 0
Nuc | 0 | 0 | 0 | 0 | 0 | 0
PS | 0 | 0 | 0 | 0 | 0 | 0
PV | 0 | 0 | 0 | 0 | 0 | 0
PeakG | 0 | 0 | 0 | 0 | 0 | 0
PeakO | 0 | 0 | 0 | 0 | 0 | 0
ST | 0 | 0 | 0 | 0 | 0 | 0
STOG | 0 | 0 | 0 | 0 | 0 | 0
STWD | 0 | 0 | 0 | 0 | 0 | 0
WT | 0 | 0 | 0 | 0 | 0 | 0
IGCC | 0 | 0 | 0 | 0 | 0 | 0
DemandResponse | 0 | 0 | 0 | 0 | 0 | 0
IGCC-CCS | 0 | 0 | 0 | 0 | 0 | 0
WT_off | 0 | 0 | 0 | 0 | 0 | 0
PseudoUnit | 0 | 0 | 0 | 0 | 0 | 0
FixedInterchange | 0 | 0 | 0 | 0 | 0 | 0
Cumulative Retirements of Capacity by Reporting Type: MARITIMES
ReportingType | 2015 | 2020 | 2025 | 2030 | 2035 | 2040
BM | 0 | 0 | 0 | 0 | 0 | 0
CC | 0 | 0 | 0 | 0 | 0 | 0
CSP | 0 | 0 | 0 | 0 | 0 | 0
CT | 0 | 0 | 0 | 0 | 0 | 0
Coal | 0 | 0 | 0 | 0 | 0 | 0
Geo | 0 | 0 | 0 | 0 | 0 | 0
H | 0 | 0 | 0 | 0 | 0 | 0
LFG | 0 | 0 | 0 | 0 | 0 | 0
Nuc | 0 | 0 | 0 | 0 | 0 | 0
PS | 0 | 0 | 0 | 0 | 0 | 0
PV | 0 | 0 | 0 | 0 | 0 | 0
PeakG | 0 | 0 | 0 | 0 | 0 | 0
PeakO | 0 | 0 | 0 | 0 | 0 | 0
ST | 0 | 0 | 0 | 0 | 0 | 0
STOG | 0 | 0 | 0 | 0 | 0 | 0
STWD | 0 | 0 | 0 | 0 | 0 | 0
WT | 0 | 0 | 0 | 0 | 0 | 0
IGCC | 0 | 0 | 0 | 0 | 0 | 0
DemandResponse | 0 | 0 | 0 | 0 | 0 | 0
IGCC-CCS | 0 | 0 | 0 | 0 | 0 | 0
WT_off | 0 | 0 | 0 | 0 | 0 | 0
PseudoUnit | 0 | 0 | 0 | 0 | 0 | 0
FixedInterchange | 0 | 0 | 0 | 0 | 0 | 0
Cumulative Retirements of Capacity by Reporting Type: All
ReportingType | 2015 | 2020 | 2025 | 2030 | 2035 | 2040
BM | 0 | 0 | 0 | 0 | 0 | 0
CC | 7869.25 | 7869.25 | 7894.3 | 8328.3 | 8526.09 | 8526.09
CSP | 475 | 475 | 475 | 475 | 475 | 475
CT | 0 | 0 | 0 | 0 | 1179.88 | 1179.88
Coal | 72805.11 | 101218.14 | 106803.93 | 106803.93 | 106803.93 | 107152.13
Geo | 4.8 | 4.8 | 4.8 | 4.8 | 4.8 | 4.8
H | 0 | 0 | 0 | 0 | 0 | 0
LFG | 0 | 0 | 0 | 0 | 0 | 0
Nuc | 0 | 614.5 | 614.5 | 2102.7 | 28678.4 | 48384.39
PS | 0 | 0 | 0 | 0 | 0 | 0
PV | 0 | 0 | 0 | 0 | 1123.56 | 1123.56
PeakG | 5848.58 | 5885.42 | 7795.13 | 9554.25 | 9554.25 | 9554.25
PeakO | 2589.31 | 2589.31 | 2589.31 | 2589.31 | 2589.31 | 2589.31
ST | 0 | 0 | 0 | 0 | 0 | 0
STOG | 41061.81 | 41061.81 | 41722.97 | 41848.97 | 41848.97 | 41848.97
STWD | 313 | 313 | 313 | 313 | 313 | 313
WT | 126.2 | 126.2 | 126.2 | 126.2 | 3579.98 | 3579.98
IGCC | 0 | 0 | 0 | 0 | 0 | 0
DemandResponse | 0 | 0 | 0 | 0 | 0 | 0
IGCC-CCS | 0 | 0 | 0 | 0 | 0 | 0
WT_off | 0 | 0 | 0 | 0 | 0 | 0
PseudoUnit | 0 | 0 | 0 | 0 | 0 | 0
FixedInterchange | 0 | 0 | 0 | 0 | 0 | 0
Cumulative Retirements of Capacity by Reporting Type: EI_US
ReportingType | 2015 | 2020 | 2025 | 2030 | 2035 | 2040
BM | 0 | 0 | 0 | 0 | 0 | 0
CC | 1988.95 | 1988.95 | 2014 | 2014 | 2014 | 2014
CSP | 0 | 0 | 0 | 0 | 0 | 0
CT | 0 | 0 | 0 | 0 | 0 | 0
Coal | 62363.9 | 90578.23 | 94230.4 | 94230.4 | 94230.4 | 94230.4
Geo | 0 | 0 | 0 | 0 | 0 | 0
H | 0 | 0 | 0 | 0 | 0 | 0
LFG | 0 | 0 | 0 | 0 | 0 | 0
Nuc | 0 | 614.5 | 614.5 | 2102.7 | 27648.4 | 45814.39
PS | 0 | 0 | 0 | 0 | 0 | 0
PV | 0 | 0 | 0 | 0 | 32 | 32
PeakG | 478.5 | 478.5 | 2310.12 | 2310.12 | 2310.12 | 2310.12
PeakO | 1883.66 | 1883.66 | 1883.66 | 1883.66 | 1883.66 | 1883.66
ST | 0 | 0 | 0 | 0 | 0 | 0
STOG | 32320.85 | 32320.85 | 32982.01 | 32982.01 | 32982.01 | 32982.01
STWD | 0 | 0 | 0 | 0 | 0 | 0
WT | 0 | 0 | 0 | 0 | 1347.88 | 1347.88
IGCC | 0 | 0 | 0 | 0 | 0 | 0
DemandResponse | 0 | 0 | 0 | 0 | 0 | 0
IGCC-CCS | 0 | 0 | 0 | 0 | 0 | 0
WT_off | 0 | 0 | 0 | 0 | 0 | 0
PseudoUnit | 0 | 0 | 0 | 0 | 0 | 0
FixedInterchange | 0 | 0 | 0 | 0 | 0 | 0
Cumulative Retirements of Capacity by Reporting Type: EI_Canada
ReportingType | 2015 | 2020 | 2025 | 2030 | 2035 | 2040
BM | 0 | 0 | 0 | 0 | 0 | 0
CC | 3107.3 | 3107.3 | 3107.3 | 3541.3 | 3541.3 | 3541.3
CSP | 0 | 0 | 0 | 0 | 0 | 0
CT | 0 | 0 | 0 | 0 | 92.38 | 92.38
Coal | 6580.28 | 6580.28 | 8161.9 | 8161.9 | 8161.9 | 8161.9
Geo | 0 | 0 | 0 | 0 | 0 | 0
H | 0 | 0 | 0 | 0 | 0 | 0
LFG | 0 | 0 | 0 | 0 | 0 | 0
Nuc | 0 | 0 | 0 | 0 | 1030 | 2570
PS | 0 | 0 | 0 | 0 | 0 | 0
PV | 0 | 0 | 0 | 0 | 1067.26 | 1067.26
PeakG | 0 | 0 | 0 | 0 | 0 | 0
PeakO | 145.65 | 145.65 | 145.65 | 145.65 | 145.65 | 145.65
ST | 0 | 0 | 0 | 0 | 0 | 0
STOG | 2126 | 2126 | 2126 | 2252 | 2252 | 2252
STWD | 139 | 139 | 139 | 139 | 139 | 139
WT | 0 | 0 | 0 | 0 | 2105.9 | 2105.9
IGCC | 0 | 0 | 0 | 0 | 0 | 0
DemandResponse | 0 | 0 | 0 | 0 | 0 | 0
IGCC-CCS | 0 | 0 | 0 | 0 | 0 | 0
WT_off | 0 | 0 | 0 | 0 | 0 | 0
PseudoUnit | 0 | 0 | 0 | 0 | 0 | 0
FixedInterchange | 0 | 0 | 0 | 0 | 0 | 0
Cumulative Retirements of Capacity by Reporting Type: EI
ReportingType | 2015 | 2020 | 2025 | 2030 | 2035 | 2040
BM | 0 | 0 | 0 | 0 | 0 | 0
CC | 5096.25 | 5096.25 | 5121.3 | 5555.3 | 5555.3 | 5555.3
CSP | 0 | 0 | 0 | 0 | 0 | 0
CT | 0 | 0 | 0 | 0 | 92.38 | 92.38
Coal | 68944.18 | 97158.51 | 102392.3 | 102392.3 | 102392.3 | 102392.3
Geo | 0 | 0 | 0 | 0 | 0 | 0
H | 0 | 0 | 0 | 0 | 0 | 0
LFG | 0 | 0 | 0 | 0 | 0 | 0
Nuc | 0 | 614.5 | 614.5 | 2102.7 | 28678.4 | 48384.39
PS | 0 | 0 | 0 | 0 | 0 | 0
PV | 0 | 0 | 0 | 0 | 1099.26 | 1099.26
PeakG | 478.5 | 478.5 | 2310.12 | 2310.12 | 2310.12 | 2310.12
PeakO | 2029.31 | 2029.31 | 2029.31 | 2029.31 | 2029.31 | 2029.31
ST | 0 | 0 | 0 | 0 | 0 | 0
STOG | 34446.85 | 34446.85 | 35108.01 | 35234.01 | 35234.01 | 35234.01
STWD | 139 | 139 | 139 | 139 | 139 | 139
WT | 0 | 0 | 0 | 0 | 3453.78 | 3453.78
IGCC | 0 | 0 | 0 | 0 | 0 | 0
DemandResponse | 0 | 0 | 0 | 0 | 0 | 0
IGCC-CCS | 0 | 0 | 0 | 0 | 0 | 0
WT_off | 0 | 0 | 0 | 0 | 0 | 0
PseudoUnit | 0 | 0 | 0 | 0 | 0 | 0
FixedInterchange | 0 | 0 | 0 | 0 | 0 | 0
Cumulative Retirements of Capacity by Reporting Type: Outside_EI
ReportingType | 2015 | 2020 | 2025 | 2030 | 2035 | 2040
BM | 0 | 0 | 0 | 0 | 0 | 0
CC | 2773 | 2773 | 2773 | 2773 | 2970.78 | 2970.78
CSP | 475 | 475 | 475 | 475 | 475 | 475
CT | 0 | 0 | 0 | 0 | 1087.5 | 1087.5
Coal | 3860.93 | 4059.63 | 4411.63 | 4411.63 | 4411.63 | 4759.83
Geo | 4.8 | 4.8 | 4.8 | 4.8 | 4.8 | 4.8
H | 0 | 0 | 0 | 0 | 0 | 0
LFG | 0 | 0 | 0 | 0 | 0 | 0
Nuc | 0 | 0 | 0 | 0 | 0 | 0
PS | 0 | 0 | 0 | 0 | 0 | 0
PV | 0 | 0 | 0 | 0 | 24.3 | 24.3
PeakG | 5370.08 | 5406.92 | 5485.02 | 7244.13 | 7244.13 | 7244.13
PeakO | 560 | 560 | 560 | 560 | 560 | 560
ST | 0 | 0 | 0 | 0 | 0 | 0
STOG | 6614.96 | 6614.96 | 6614.96 | 6614.96 | 6614.96 | 6614.96
STWD | 174 | 174 | 174 | 174 | 174 | 174
WT | 126.2 | 126.2 | 126.2 | 126.2 | 126.2 | 126.2
IGCC | 0 | 0 | 0 | 0 | 0 | 0
DemandResponse | 0 | 0 | 0 | 0 | 0 | 0
IGCC-CCS | 0 | 0 | 0 | 0 | 0 | 0
WT_off | 0 | 0 | 0 | 0 | 0 | 0
PseudoUnit | 0 | 0 | 0 | 0 | 0 | 0
FixedInterchange | 0 | 0 | 0 | 0 | 0 | 0
#5 | Total Installed ACTIVE Capacity (MW)
Total Installed Capacity by Reporting Type: Entergy
ReportingType | 2015 | 2020 | 2025 | 2030 | 2035 | 2040
BM | 0 | 0 | 0 | 0 | 0 | 0
CC | 13885 | 13995.56 | 13995.56 | 15639.72 | 16277.35 | 18432.39
CSP | 0 | 0 | 0 | 0 | 0 | 0
CT | 0 | 0 | 0 | 0 | 0 | 0
Coal | 8136 | 8136 | 8136 | 8136 | 8136 | 8136
Geo | 0 | 0 | 0 | 0 | 0 | 0
H | 744 | 744 | 744 | 744 | 744 | 744
LFG | 8 | 8 | 8 | 115.4 | 115.4 | 115.4
Nuc | 5422 | 5422 | 5422 | 5422 | 4580 | 3583
PS | 59 | 59 | 59 | 59 | 59 | 59
PV | 0.29 | 65.47 | 101.51 | 105.68 | 110.26 | 113.73
PeakG | 2787 | 2787 | 2787 | 2787 | 2787 | 2787
PeakO | 174 | 174 | 174 | 174 | 174 | 174
ST | 0 | 0 | 0 | 0 | 0 | 0
STOG | 3974.75 | 3974.75 | 3313.59 | 3313.59 | 3313.59 | 3313.59
STWD | 206 | 206 | 206 | 206 | 206 | 206
WT | 107 | 107 | 107 | 107 | 107 | 107
IGCC | 0 | 0 | 0 | 0 | 0 | 0
DemandResponse | 301.75 | 1552.62 | 2945.34 | 3120.97 | 3302.49 | 3494.31
IGCC-CCS | 0 | 0 | 0 | 0 | 0 | 0
WT_off | 0 | 0 | 0 | 0 | 0 | 0
PseudoUnit | 0 | 0 | 0 | 0 | 0 | 0
FixedInterchange | 0 | 0 | 0 | 0 | 0 | 0
Total Installed Capacity by Reporting Type: FRCC
ReportingType | 2015 | 2020 | 2025 | 2030 | 2035 | 2040
BM | 0 | 342.8 | 2001.91 | 2001.91 | 2001.91 | 2001.91
CC | 23300.9 | 26187.12 | 26187.12 | 27805.27 | 38041.77 | 44569.86
CSP | 0 | 0 | 0 | 0 | 0 | 0
CT | 2480 | 2480 | 2480 | 2480 | 2480 | 2480
Coal | 8997.4 | 8128.4 | 8128.4 | 8128.4 | 8128.4 | 8128.4
Geo | 0 | 0 | 0 | 0 | 0 | 0
H | 55 | 55 | 83 | 83 | 83 | 83
LFG | 486 | 684 | 684 | 684 | 684 | 684
Nuc | 4131.33 | 4131.33 | 4131.33 | 4131.33 | 2516 | 839
PS | 0 | 0 | 0 | 0 | 0 | 0
PV | 51 | 51 | 51 | 51 | 51 | 51
PeakG | 8431 | 8431 | 8431 | 8431 | 8431 | 8431
PeakO | 2283 | 2283 | 2283 | 2283 | 2283 | 2283
ST | 0 | 0 | 0 | 0 | 0 | 0
STOG | 4510.74 | 4510.74 | 4510.74 | 4510.74 | 4510.74 | 4510.74
STWD | 195 | 195 | 195 | 195 | 195 | 195
WT | 0 | 0 | 0 | 0 | 0 | 0
IGCC | 0 | 0 | 0 | 0 | 0 | 0
DemandResponse | 2736.95 | 4015.18 | 5841.05 | 6534.89 | 7265.22 | 8046.72
IGCC-CCS | 0 | 0 | 0 | 0 | 0 | 0
WT_off | 0 | 0 | 0 | 0 | 0 | 0
PseudoUnit | 0 | 0 | 0 | 0 | 0 | 0
FixedInterchange | 0 | 0 | 0 | 0 | 0 | 0
Total Installed Capacity by Reporting Type: MAPP_US
ReportingType | 2015 | 2020 | 2025 | 2030 | 2035 | 2040
BM | 0 | 0 | 0 | 0 | 0 | 0
CC | 289 | 289 | 289 | 289 | 289 | 289
CSP | 0 | 0 | 0 | 0 | 0 | 0
CT | 308.3 | 308.3 | 308.3 | 308.3 | 689.54 | 891.38
Coal | 2933.9 | 2360 | 2360 | 2360 | 2360 | 2360
Geo | 44 | 44 | 44 | 44 | 44 | 44
H | 2186 | 2186 | 2186 | 2186 | 2186 | 2186
LFG | 2 | 2 | 2 | 73.67 | 73.67 | 73.67
Nuc | 0.1 | 0.1 | 0.1 | 0.1 | 0.1 | 0.1
PS | 0 | 0 | 0 | 0 | 0 | 0
PV | 0 | 0 | 0 | 0 | 0 | 0
PeakG | 709 | 709 | 709 | 709 | 709 | 709
PeakO | 62.9 | 62.9 | 62.9 | 62.9 | 62.9 | 62.9
ST | 0 | 0 | 0 | 0 | 0 | 0
STOG | 0 | 0 | 0 | 0 | 0 | 0
STWD | 0 | 0 | 0 | 0 | 0 | 0
WT | 1689.3 | 3179.54 | 3179.54 | 7341.36 | 10832.5 | 12935.67
IGCC | 0 | 0 | 0 | 0 | 0 | 0
DemandResponse | 59.01 | 200.22 | 358.74 | 377.59 | 396.87 | 417.52
IGCC-CCS | 0 | 0 | 0 | 0 | 0 | 0
WT_off | 0 | 0 | 0 | 0 | 0 | 0
PseudoUnit | 0 | 0 | 0 | 0 | 0 | 0
FixedInterchange | 0 | 0 | 0 | 0 | 0 | 0
Total Installed Capacity by Reporting Type: MISO_IN
ReportingType | 2015 | 2020 | 2025 | 2030 | 2035 | 2040
BM | 0 | 0 | 0 | 0 | 0 | 0
CC | 1396 | 1396 | 1396 | 1396 | 6116.27 | 7878.37
CSP | 0 | 0 | 0 | 0 | 0 | 0
CT | 0 | 0 | 0 | 0 | 0 | 0
Coal | 13473.2 | 13385.8 | 13385.8 | 13385.8 | 13385.8 | 13385.8
Geo | 0 | 0 | 0 | 0 | 0 | 0
H | 75 | 75 | 75 | 75 | 75 | 75
LFG | 37 | 37 | 117.13 | 117.13 | 117.13 | 117.13
Nuc | 0.1 | 0.1 | 0.1 | 0.1 | 0.1 | 0.1
PS | 0 | 0 | 0 | 0 | 0 | 0
PV | 0 | 236.71 | 387.26 | 387.81 | 407.67 | 426.04
PeakG | 3053 | 3053 | 3053 | 3053 | 3053 | 3053
PeakO | 361 | 361 | 361 | 361 | 361 | 361
ST | 0 | 0 | 0 | 0 | 0 | 0
STOG | 279 | 279 | 279 | 279 | 279 | 279
STWD | 0 | 0 | 0 | 0 | 0 | 0
WT | 535 | 535 | 535 | 535 | 535 | 535
IGCC | 618 | 618 | 618 | 618 | 618 | 618
DemandResponse | 1069.38 | 1299.98 | 1613.06 | 1732.43 | 1851.23 | 1981.3
IGCC-CCS | 0 | 0 | 0 | 0 | 0 | 0
WT_off | 0 | 0 | 0 | 0 | 0 | 0
PseudoUnit | 0 | 0 | 0 | 0 | 0 | 0
FixedInterchange | 0 | 0 | 0 | 0 | 0 | 0
Total Installed Capacity by Reporting Type: MISO_MI
ReportingType | 2015 | 2020 | 2025 | 2030 | 2035 | 2040
BM | 0 | 0 | 0 | 0 | 0 | 0
CC | 4338 | 4338 | 4338 | 4338 | 4338 | 4338
CSP | 0 | 0 | 0 | 0 | 0 | 0
CT | 0 | 0 | 0 | 0 | 0 | 0
Coal | 8466 | 7279 | 7279 | 7279 | 7279 | 7279
Geo | 0 | 0 | 0 | 0 | 0 | 0
H | 141 | 141 | 141 | 141 | 141 | 141
LFG | 163 | 163 | 323.25 | 323.25 | 323.25 | 323.25
Nuc | 1889 | 1889 | 1889 | 1889 | 1111 | 1111
PS | 1872 | 1872 | 1872 | 1872 | 1872 | 1872
PV | 0 | 0 | 0 | 0 | 0 | 0
PeakG | 3562 | 3562 | 3562 | 3562 | 3562 | 3562
PeakO | 534 | 534 | 534 | 534 | 534 | 534
ST | 0 | 0 | 0 | 0 | 0 | 0
STOG | 2852 | 2852 | 2852 | 2852 | 2852 | 2852
STWD | 163 | 163 | 163 | 163 | 163 | 163
WT | 2161 | 2161 | 2519.43 | 2729.41 | 2962.52 | 3217.38
IGCC | 0 | 0 | 0 | 0 | 0 | 0
DemandResponse | 1840.68 | 2368.87 | 3083.71 | 3292.06 | 3502.74 | 3730.41
IGCC-CCS | 0 | 0 | 0 | 0 | 0 | 0
WT_off | 0 | 0 | 0 | 0 | 0 | 0
PseudoUnit | 0 | 0 | 0 | 0 | 0 | 0
FixedInterchange | 0 | 0 | 0 | 0 | 0 | 0
Total Installed Capacity by Reporting Type: MISO_MO-IL
ReportingType | 2015 | 2020 | 2025 | 2030 | 2035 | 2040
BM | 0 | 0 | 0 | 0 | 0 | 0
CC | 1058 | 1058 | 1058 | 1058 | 1058 | 1058
CSP | 0 | 0 | 0 | 0 | 0 | 0
CT | 0 | 0 | 0 | 0 | 0 | 0
Coal | 14729 | 13434 | 13434 | 13434 | 13434 | 13434
Geo | 0 | 0 | 0 | 0 | 0 | 0
H | 352 | 352 | 632 | 632 | 632 | 632
LFG | 18 | 18 | 241.33 | 241.33 | 241.33 | 241.33
Nuc | 2233 | 2233 | 2233 | 2233 | 2233 | 2233
PS | 440 | 440 | 440 | 440 | 440 | 440
PV | 0 | 0 | 0 | 0 | 0 | 0
PeakG | 4595 | 4595 | 4595 | 4595 | 4595 | 4595
PeakO | 766 | 766 | 766 | 766 | 766 | 766
ST | 0 | 0 | 0 | 0 | 0 | 0
STOG | 592 | 592 | 592 | 592 | 592 | 592
STWD | 0 | 0 | 0 | 0 | 0 | 0
WT | 678 | 678 | 678 | 678 | 678 | 1385.16
IGCC | 0 | 0 | 0 | 0 | 0 | 0
DemandResponse | 301.41 | 1152.62 | 2150.71 | 2323.1 | 2496.71 | 2686.23
IGCC-CCS | 0 | 0 | 0 | 0 | 0 | 0
WT_off | 0 | 0 | 0 | 0 | 0 | 0
PseudoUnit | 0 | 0 | 0 | 0 | 0 | 0
FixedInterchange | 0 | 0 | 0 | 0 | 0 | 0
Total Installed Capacity by Reporting Type: MISO_W
ReportingType | 2015 | 2020 | 2025 | 2030 | 2035 | 2040
BM | 0 | 0 | 0 | 0 | 0 | 0
CC | 3025 | 3025 | 3025 | 3025 | 3025 | 3025
CSP | 0 | 0 | 0 | 0 | 0 | 0
CT | 0 | 0 | 0 | 0 | 0 | 0
Coal | 11680.52 | 11006.03 | 11006.03 | 11006.03 | 11006.03 | 13649.05
Geo | 0 | 0 | 0 | 0 | 0 | 0
H | 497 | 497 | 497 | 497 | 497 | 497
LFG | 205 | 205 | 276.67 | 276.67 | 276.67 | 276.67
Nuc | 2361.33 | 2361.33 | 2361.33 | 2361.33 | 0.1 | 0.1
PS | 0 | 0 | 0 | 0 | 0 | 0
PV | 0 | 0 | 0 | 0 | 0 | 0
PeakG | 4522 | 4522 | 4522 | 4522 | 4522 | 4522
PeakO | 2154 | 2154 | 2154 | 2154 | 2154 | 2154
ST | 0 | 0 | 0 | 0 | 0 | 0
STOG | 172 | 172 | 172 | 172 | 172 | 172
STWD | 313 | 313 | 313 | 313 | 313 | 313
WT | 8358.5 | 8358.5 | 13631.09 | 24964.1 | 24964.1 | 24964.1
IGCC | 0 | 0 | 0 | 0 | 0 | 0
DemandResponse | 2624.99 | 2906.04 | 3406.98 | 3624.89 | 3845.92 | 4086.39
IGCC-CCS | 0 | 0 | 0 | 0 | 0 | 0
WT_off | 0 | 0 | 0 | 0 | 0 | 0
PseudoUnit | 0 | 0 | 0 | 0 | 0 | 0
FixedInterchange | 0 | 0 | 0 | 0 | 0 | 0
Total Installed Capacity by Reporting Type: MISO_WUMS
ReportingType | 2015 | 2020 | 2025 | 2030 | 2035 | 2040
BM | 0 | 0 | 0 | 0 | 0 | 0
CC | 2724 | 3721.57 | 3721.57 | 3721.57 | 7720.69 | 7720.69
CSP | 0 | 0 | 0 | 0 | 0 | 0
CT | 0 | 3708.32 | 6778.53 | 14612.84 | 18996.37 | 20795.58
Coal | 5342.97 | 5022.57 | 5022.57 | 5022.57 | 5022.57 | 5022.57
Geo | 0 | 0 | 0 | 0 | 0 | 0
H | 336 | 337 | 337 | 337 | 337 | 337
LFG | 71 | 71 | 294.33 | 294.33 | 294.33 | 294.33
Nuc | 1817 | 1817 | 1817 | 1817 | 0.1 | 0.1
PS | 0 | 0 | 0 | 0 | 0 | 0
PV | 0 | 0 | 0 | 0 | 0 | 0
PeakG | 3230 | 3230 | 3230 | 3230 | 3230 | 3230
PeakO | 490 | 490 | 490 | 490 | 490 | 490
ST | 0 | 0 | 0 | 0 | 0 | 0
STOG | 300.5 | 300.5 | 300.5 | 300.5 | 300.5 | 300.5
STWD | 105 | 105 | 105 | 105 | 105 | 105
WT | 1528.9 | 1528.9 | 1528.9 | 1528.9 | 1528.9 | 1528.9
IGCC | 0 | 0 | 0 | 0 | 0 | 0
DemandResponse | 193.51 | 458.57 | 772.41 | 833.62 | 894.61 | 961.43
IGCC-CCS | 0 | 0 | 0 | 0 | 0 | 0
WT_off | 0 | 0 | 0 | 0 | 0 | 0
PseudoUnit | 0 | 0 | 0 | 0 | 0 | 0
FixedInterchange | 0 | 0 | 0 | 0 | 0 | 0
Total Installed Capacity by Reporting Type: Nebraska
ReportingType | 2015 | 2020 | 2025 | 2030 | 2035 | 2040
BM | 0 | 0 | 0 | 0 | 0 | 0
CC | 358 | 358 | 358 | 358 | 358 | 358
CSP | 0 | 0 | 0 | 0 | 0 | 0
CT | 0 | 0 | 0 | 0 | 0 | 0
Coal | 4110.1 | 4110.1 | 4110.1 | 4110.1 | 4110.1 | 5925.72
Geo | 0 | 0 | 0 | 0 | 0 | 0
H | 167 | 167 | 167 | 167 | 167 | 167
LFG | 6 | 6 | 6 | 77.67 | 77.67 | 77.67
Nuc | 1252 | 1252 | 1252 | 1252 | 0.2 | 0.2
PS | 0 | 0 | 0 | 0 | 0 | 0
PV | 0 | 0 | 0 | 0 | 0 | 0
PeakG | 1305 | 1305 | 1305 | 1305 | 1305 | 1305
PeakO | 326 | 326 | 326 | 326 | 326 | 326
ST | 0 | 0 | 0 | 0 | 0 | 0
STOG | 270 | 270 | 270 | 270 | 270 | 270
STWD | 0 | 0 | 0 | 0 | 0 | 0
WT | 344.9 | 2708.72 | 2708.72 | 2708.72 | 2708.72 | 2708.72
IGCC | 0 | 0 | 0 | 0 | 0 | 0
DemandResponse | 624.82 | 760.43 | 938.23 | 993.97 | 1050.68 | 1112.03
IGCC-CCS | 0 | 0 | 0 | 0 | 0 | 0
WT_off | 0 | 0 | 0 | 0 | 0 | 0
PseudoUnit | 0 | 0 | 0 | 0 | 0 | 0
FixedInterchange | 0 | 0 | 0 | 0 | 0 | 0
Total Installed Capacity by Reporting Type: NEISO
ReportingType | 2015 | 2020 | 2025 | 2030 | 2035 | 2040
BM | 252.2 | 252.2 | 252.2 | 252.2 | 252.2 | 252.2
CC | 11684.5 | 11684.5 | 11684.5 | 11684.5 | 11684.5 | 11684.5
CSP | 0 | 0 | 0 | 0 | 0 | 0
CT | 334 | 334 | 334 | 334 | 2563.4 | 4567.22
Coal | 320 | 0 | 0 | 0 | 0 | 0
Geo | 0 | 0 | 0 | 0 | 0 | 0
H | 3257.7 | 3257.7 | 3257.7 | 3257.7 | 3260.7 | 3260.7
LFG | 581.26 | 581.26 | 651 | 651 | 651 | 651
Nuc | 4645 | 4645 | 4645 | 4645 | 3356 | 2479.08
PS | 1674 | 1674 | 1674 | 1674 | 1674 | 1674
PV | 2 | 326.61 | 331.95 | 334.74 | 342.59 | 350.92
PeakG | 1200 | 1200 | 1200 | 1200 | 1200 | 1200
PeakO | 1013.14 | 1013.14 | 1013.14 | 1013.14 | 1013.14 | 1013.14
ST | 0 | 0 | 0 | 0 | 0 | 0
STOG | 0 | 0 | 0 | 0 | 0 | 0
STWD | 610 | 610 | 610 | 610 | 610 | 610
WT | 434.2 | 1748.59 | 4075.7 | 5195.22 | 5483 | 5483
IGCC | 0 | 0 | 0 | 0 | 0 | 0
DemandResponse | 3094.75 | 3653.16 | 4370.2 | 4565.02 | 4758.64 | 4964.1
IGCC-CCS | 0 | 0 | 0 | 0 | 0 | 0
WT_off | 468 | 468 | 468 | 468 | 468 | 468
PseudoUnit | 0 | 0 | 0 | 0 | 0 | 0
FixedInterchange | 0 | 0 | 0 | 0 | 0 | 0
Total Installed Capacity by Reporting Type: NonRTO_Midwest
ReportingType | 2015 | 2020 | 2025 | 2030 | 2035 | 2040
BM | 0 | 0 | 0 | 0 | 0 | 0
CC | 0 | 428.86 | 538.13 | 666.72 | 839.07 | 1117.52
CSP | 0 | 0 | 0 | 0 | 0 | 0
CT | 0 | 0 | 0 | 42.03 | 42.03 | 204.65
Coal | 8848.59 | 8848.59 | 8848.59 | 8848.59 | 8848.59 | 8848.59
Geo | 0 | 0 | 0 | 0 | 0 | 0
H | 143 | 143 | 889 | 889 | 889 | 889
LFG | 14 | 14 | 174.25 | 174.25 | 174.25 | 174.25
Nuc | 0.1 | 0.1 | 0.1 | 0.1 | 0.1 | 0.1
PS | 0 | 0 | 0 | 0 | 0 | 0
PV | 0 | 0 | 0 | 0 | 0 | 0
PeakG | 3353 | 3353 | 3353 | 3353 | 3353 | 3353
PeakO | 12 | 12 | 12 | 12 | 12 | 12
ST | 0 | 0 | 0 | 0 | 0 | 0
STOG | 0 | 0 | 0 | 0 | 0 | 0
STWD | 0 | 0 | 0 | 0 | 0 | 0
WT | 66 | 66 | 66 | 66 | 66 | 66
IGCC | 0 | 0 | 0 | 0 | 0 | 0
DemandResponse | 194.1 | 458.12 | 758.97 | 810.6 | 863.02 | 919.36
IGCC-CCS | 0 | 0 | 0 | 0 | 0 | 0
WT_off | 0 | 0 | 0 | 0 | 0 | 0
PseudoUnit | 0 | 0 | 0 | 0 | 0 | 0
FixedInterchange | 0 | 0 | 0 | 0 | 0 | 0
Total Installed Capacity by Reporting Type: NYISO_A-F
ReportingType | 2015 | 2020 | 2025 | 2030 | 2035 | 2040
BM | 0 | 0 | 0 | 0 | 0 | 0
CC | 4233 | 4233 | 4233 | 4233 | 4233 | 4233
CSP | 0 | 0 | 0 | 0 | 0 | 0
CT | 0 | 0 | 0 | 0 | 0 | 0
Coal | 0 | 0 | 0 | 0 | 0 | 0
Geo | 0 | 0 | 0 | 0 | 0 | 0
H | 4395 | 4395 | 4395 | 4395 | 4395 | 4395
LFG | 172.4 | 172.4 | 172.4 | 240.33 | 240.33 | 240.33
Nuc | 3365 | 3365 | 3365 | 2743.8 | 2163.3 | 1311.1
PS | 1412 | 1412 | 1412 | 1412 | 1412 | 1412
PV | 0 | 0 | 0 | 0 | 0 | 0
PeakG | 221 | 221 | 221 | 221 | 221 | 221
PeakO | 39 | 39 | 39 | 39 | 39 | 39
ST | 0 | 0 | 0 | 0 | 0 | 0
STOG | 0 | 0 | 0 | 0 | 0 | 0
STWD | 86 | 86 | 86 | 86 | 86 | 86
WT | 3759.3 | 4469.1 | 4469.1 | 4469.1 | 3121.22 | 3121.22
IGCC | 0 | 0 | 0 | 0 | 0 | 0
DemandResponse | 908.31 | 1030.1 | 1205.08 | 1303.66 | 1403.07 | 1509.97
IGCC-CCS | 0 | 0 | 0 | 0 | 0 | 0
WT_off | 0 | 0 | 0 | 0 | 0 | 0
PseudoUnit | 0 | 0 | 0 | 0 | 0 | 0
FixedInterchange | 0 | 0 | 0 | 0 | 0 | 0
Total Installed Capacity by Reporting Type: NYISO_G-I
ReportingType | 2015 | 2020 | 2025 | 2030 | 2035 | 2040
BM | 0 | 0 | 0 | 0 | 0 | 0
CC | 1157 | 1157 | 1157 | 1157 | 5477.9 | 8707.81
CSP | 0 | 0 | 0 | 0 | 0 | 0
CT | 0 | 0 | 0 | 0 | 0 | 0
Coal | 0 | 0 | 0 | 0 | 0 | 0
Geo | 0 | 0 | 0 | 0 | 0 | 0
H | 32 | 32 | 32 | 32 | 32 | 32
LFG | 64 | 64 | 64 | 138.33 | 138.33 | 138.33
Nuc | 2045 | 2045 | 2045 | 2045 | 1025.4 | 0.4
PS | 0 | 0 | 0 | 0 | 0 | 0
PV | 0 | 0 | 0 | 0 | 0 | 0
PeakG | 65 | 65 | 65 | 65 | 65 | 65
PeakO | 87 | 87 | 87 | 87 | 87 | 87
ST | 0 | 0 | 0 | 0 | 0 | 0
STOG | 0 | 0 | 0 | 0 | 0 | 0
STWD | 0 | 0 | 0 | 0 | 0 | 0
WT | 0 | 60 | 60 | 60 | 60 | 60
IGCC | 0 | 0 | 0 | 0 | 0 | 0
DemandResponse | 339.91 | 384.01 | 453.4 | 493.5 | 534.44 | 578.3
IGCC-CCS | 0 | 0 | 0 | 0 | 0 | 0
WT_off | 0 | 0 | 0 | 0 | 0 | 0
PseudoUnit | 0 | 0 | 0 | 0 | 0 | 0
FixedInterchange | 0 | 0 | 0 | 0 | 0 | 0
Total Installed Capacity by Reporting Type: NYISO_J-K
ReportingType | 2015 | 2020 | 2025 | 2030 | 2035 | 2040
BM | 0 | 0 | 0 | 0 | 0 | 0
CC | 4833.4 | 4833.4 | 4833.4 | 4833.4 | 4833.4 | 4833.4
CSP | 0 | 0 | 0 | 0 | 0 | 0
CT | 0 | 0 | 935.17 | 3125.11 | 3125.11 | 4453.48
Coal | 0 | 0 | 0 | 0 | 0 | 0
Geo | 0 | 0 | 0 | 0 | 0 | 0
H | 0 | 0 | 0 | 0 | 0 | 0
LFG | 124 | 124 | 124 | 198.33 | 198.33 | 198.33
Nuc | 0.1 | 0.1 | 0.1 | 0.1 | 0.1 | 0.1
PS | 0 | 0 | 0 | 0 | 0 | 0
PV | 32 | 32 | 32 | 32 | 0 | 0
PeakG | 2778 | 2778 | 2778 | 2778 | 2778 | 2778
PeakO | 2169 | 2169 | 2169 | 2169 | 2169 | 2169
ST | 0 | 0 | 0 | 0 | 0 | 0
STOG | 4608.53 | 4608.53 | 4608.53 | 4608.53 | 4608.53 | 4608.53
STWD | 0 | 0 | 0 | 0 | 0 | 0
WT | 0 | 0 | 0 | 0 | 0 | 0
IGCC | 0 | 0 | 0 | 0 | 0 | 0
DemandResponse | 1320.36 | 1516.5 | 1790.22 | 1947.26 | 2107.85 | 2279.81
IGCC-CCS | 0 | 0 | 0 | 0 | 0 | 0
WT_off | 0 | 0 | 0 | 0 | 0 | 0
PseudoUnit | 0 | 0 | 0 | 0 | 0 | 0
FixedInterchange | 0 | 0 | 0 | 0 | 0 | 0
Total Installed Capacity by Reporting Type: PJM_E
ReportingType | 2015 | 2020 | 2025 | 2030 | 2035 | 2040
BM | 30 | 30 | 30 | 30 | 30 | 30
CC | 12283.3 | 12283.3 | 12283.3 | 12283.3 | 12283.3 | 12283.3
CSP | 0 | 0 | 0 | 0 | 0 | 0
CT | 26.2 | 26.2 | 26.2 | 26.2 | 26.2 | 687.38
Coal | 595 | 27 | 27 | 27 | 27 | 27
Geo | 0 | 0 | 0 | 0 | 0 | 0
H | 269.99 | 269.99 | 269.99 | 269.99 | 269.99 | 269.99
LFG | 471.1 | 604 | 604 | 604 | 604 | 604
Nuc | 8510 | 7895.5 | 7895.5 | 7895.5 | 5671.5 | 4497.5
PS | 400 | 400 | 400 | 400 | 400 | 400
PV | 47.45 | 47.45 | 47.45 | 47.45 | 47.45 | 47.45
PeakG | 3877.5 | 3877.5 | 3877.5 | 3877.5 | 3877.5 | 3877.5
PeakO | 2749.3 | 2749.3 | 2749.3 | 2749.3 | 2749.3 | 2749.3
ST | 0 | 0 | 0 | 0 | 0 | 0
STOG | 2615.5 | 2615.5 | 2615.5 | 2615.5 | 2615.5 | 2615.5
STWD | 0 | 0 | 0 | 0 | 0 | 0
WT | 1160 | 1180 | 3630 | 3630 | 3630 | 3630
IGCC | 0 | 0 | 0 | 0 | 0 | 0
DemandResponse | 1257.43 | 1731.91 | 2473.59 | 2649.41 | 2828.64 | 3019.67
IGCC-CCS | 0 | 0 | 0 | 0 | 0 | 0
WT_off | 0 | 0 | 4905.17 | 9600 | 9600 | 9600
PseudoUnit | 0 | 0 | 0 | 0 | 0 | 0
FixedInterchange | 0 | 0 | 0 | 0 | 0 | 0
Total Installed Capacity by Reporting Type: PJM_ROM
ReportingType | 2015 | 2020 | 2025 | 2030 | 2035 | 2040
BM | 18 | 58.58 | 58.58 | 1281.15 | 1892.43 | 1892.43
CC | 5664.5 | 5664.5 | 5664.5 | 5664.5 | 5664.5 | 18965.17
CSP | 0 | 0 | 0 | 0 | 0 | 0
CT | 16 | 16 | 16 | 16 | 16 | 16
Coal | 7348.27 | 6114.27 | 6114.27 | 6114.27 | 6114.27 | 6114.27
Geo | 0 | 0 | 0 | 0 | 0 | 0
H | 1392 | 2070 | 2070 | 2070 | 2070 | 2070
LFG | 356.9 | 622 | 622 | 622 | 622 | 622
Nuc | 5036 | 5036 | 5036 | 5036 | 3304 | 2405
PS | 1513 | 1513 | 1513 | 1513 | 1513 | 1513
PV | 4 | 1420.37 | 2341 | 2629.61 | 2771.08 | 2935.42
PeakG | 1719 | 1719 | 1719 | 1719 | 1719 | 1719
PeakO | 1566 | 1566 | 1566 | 1566 | 1566 | 1566
ST | 0 | 0 | 0 | 0 | 0 | 0
STOG | 3529 | 3529 | 3529 | 3529 | 3529 | 3529
STWD | 70 | 70 | 70 | 70 | 70 | 70
WT | 1210.8 | 7771 | 7771 | 7771 | 7771 | 7771
IGCC | 0 | 0 | 0 | 0 | 0 | 0
DemandResponse | 2310.65 | 2831.99 | 3617.14 | 4001.34 | 4393.81 | 4814.75
IGCC-CCS | 0 | 0 | 0 | 0 | 0 | 0
WT_off | 0 | 0 | 0 | 0 | 0 | 1522.51
PseudoUnit | 0 | 0 | 0 | 0 | 0 | 0
FixedInterchange | 0 | 0 | 0 | 0 | 0 | 0
Total Installed Capacity by Reporting Type: PJM_ROR
ReportingType | 2015 | 2020 | 2025 | 2030 | 2035 | 2040
BM | 385 | 385 | 385 | 1708.76 | 2778.24 | 3766.85
CC | 13618 | 13738 | 13738 | 13738 | 16331.34 | 16331.34
CSP | 0 | 0 | 0 | 0 | 0 | 0
CT | 29 | 29 | 29 | 29 | 11043.97 | 12349.33
Coal | 48703.68 | 37390.8 | 37390.8 | 37390.8 | 37390.8 | 37390.8
Geo | 0 | 0 | 0 | 0 | 0 | 0
H | 1837.4 | 2340.4 | 2340.4 | 2340.4 | 2340.4 | 2340.4
LFG | 539.4 | 1053.11 | 1053.11 | 1053.11 | 1053.11 | 1053.11
Nuc | 20038 | 20038 | 20038 | 19171 | 14896 | 10012.84
PS | 3081 | 3081 | 3081 | 3081 | 3081 | 3081
PV | 24 | 24 | 24 | 24 | 24 | 24
PeakG | 19311 | 19311 | 19311 | 19311 | 19311 | 19311
PeakO | 1742 | 1742 | 1742 | 1742 | 1742 | 1742
ST | 0 | 0 | 0 | 0 | 0 | 0
STOG | 2087 | 2087 | 2087 | 2087 | 2087 | 2087
STWD | 194 | 194 | 194 | 194 | 194 | 194
WT | 10922.7 | 24323.58 | 42890.53 | 56197 | 56197 | 56197
IGCC | 0 | 0 | 0 | 0 | 0 | 0
DemandResponse | 3326.94 | 6331.5 | 10062.39 | 10681.4 | 11309.66 | 11983.51
IGCC-CCS | 0 | 0 | 0 | 0 | 0 | 0
WT_off | 0 | 0 | 0 | 0 | 0 | 0
PseudoUnit | 0 | 0 | 0 | 0 | 0 | 0
FixedInterchange | 0 | 0 | 0 | 0 | 0 | 0
Total Installed Capacity by Reporting Type: SOCO
ReportingType | 2015 | 2020 | 2025 | 2030 | 2035 | 2040
BM | 55 | 1693.99 | 4580.13 | 6555.24 | 6555.24 | 6555.24
CC | 19677.95 | 19864.95 | 19839.9 | 19839.9 | 19839.9 | 19839.9
CSP | 0 | 0 | 0 | 0 | 0 | 0
CT | 0 | 0 | 0 | 0 | 0 | 0
Coal | 14993.74 | 13842 | 13842 | 13842 | 13842 | 20826.69
Geo | 0 | 0 | 0 | 0 | 0 | 0
H | 4194 | 4194 | 4194 | 4194 | 4194 | 5061
LFG | 37 | 144.4 | 144.4 | 144.4 | 144.4 | 144.4
Nuc | 5841 | 8041 | 8041 | 8041 | 8041 | 5395.95
PS | 1675 | 1675 | 1675 | 1675 | 1675 | 1675
PV | 0 | 0 | 0 | 0 | 0 | 0
PeakG | 10713 | 10713 | 8881.38 | 8881.38 | 8881.38 | 8881.38
PeakO | 0 | 0 | 0 | 0 | 0 | 0
ST | 0 | 0 | 0 | 0 | 0 | 0
STOG | 0 | 0 | 0 | 0 | 0 | 0
STWD | 668 | 668 | 668 | 668 | 668 | 668
WT | 0 | 100 | 100 | 100 | 100 | 100
IGCC | 0 | 0 | 0 | 0 | 0 | 0
DemandResponse | 2571.98 | 4805.48 | 7404.61 | 7907.85 | 8430.41 | 8983.26
IGCC-CCS | 0 | 0 | 0 | 0 | 0 | 0
WT_off | 0 | 0 | 0 | 0 | 0 | 0
PseudoUnit | 0 | 0 | 0 | 0 | 0 | 0
FixedInterchange | 0 | 0 | 0 | 0 | 0 | 0
Total Installed Capacity by Reporting Type: SPP_N
ReportingType | 2015 | 2020 | 2025 | 2030 | 2035 | 2040
BM | 0 | 0 | 0 | 0 | 0 | 0
CC | 1386 | 1386 | 1386 | 1386 | 1386 | 1386
CSP | 0 | 0 | 0 | 0 | 0 | 0
CT | 0 | 263.05 | 263.05 | 1028.8 | 5329.36 | 5365.35
Coal | 8347.54 | 7972.63 | 7572.04 | 7572.04 | 7572.04 | 7572.04
Geo | 0 | 0 | 0 | 0 | 0 | 0
H | 21 | 21 | 21 | 21 | 21 | 21
LFG | 7 | 7 | 7 | 102 | 102 | 102
Nuc | 1160 | 1160 | 1160 | 1160 | 1160 | 1160
PS | 0 | 0 | 0 | 0 | 0 | 0
PV | 0 | 0 | 0 | 0 | 0 | 0
PeakG | 4397 | 4397 | 4397 | 4397 | 4397 | 4397
PeakO | 1199 | 1199 | 1199 | 1199 | 1199 | 1199
ST | 0 | 0 | 0 | 0 | 0 | 0
STOG | 1695 | 1695 | 1695 | 1695 | 1695 | 1695
STWD | 0 | 0 | 0 | 0 | 0 | 0
WT | 1227 | 2588.39 | 6092.98 | 12161.22 | 14130.18 | 14130.18
IGCC | 0 | 0 | 0 | 0 | 0 | 0
DemandResponse | 446.9 | 926.15 | 1464.17 | 1561.23 | 1660.62 | 1768.21
IGCC-CCS | 0 | 0 | 0 | 0 | 0 | 0
WT_off | 0 | 0 | 0 | 0 | 0 | 0
PseudoUnit | 0 | 0 | 0 | 0 | 0 | 0
FixedInterchange | 0 | 0 | 0 | 0 | 0 | 0
Total Installed Capacity by Reporting Type: SPP_S
ReportingType | 2015 | 2020 | 2025 | 2030 | 2035 | 2040
BM | 0 | 0 | 0 | 0 | 0 | 0
CC | 10917 | 10917 | 10917 | 10917 | 10917 | 10917
CSP | 0 | 0 | 0 | 0 | 0 | 0
CT | 412.99 | 712.99 | 712.99 | 712.99 | 2749.85 | 2850.56
Coal | 12652.29 | 12652.29 | 12124.29 | 12124.29 | 12124.29 | 12124.29
Geo | 0 | 0 | 0 | 0 | 0 | 0
H | 2108 | 2108 | 2108 | 2108 | 2108 | 2108
LFG | 19 | 19 | 19 | 114 | 114 | 114
Nuc | 0.1 | 0.1 | 0.1 | 0.1 | 0.1 | 0.1
PS | 446 | 446 | 446 | 446 | 446 | 446
PV | 0 | 0 | 0 | 0 | 0 | 0
PeakG | 3443 | 3443 | 3443 | 3443 | 3443 | 3443
PeakO | 122 | 122 | 122 | 122 | 122 | 122
ST | 0 | 0 | 0 | 0 | 0 | 0
STOG | 9277.13 | 9277.13 | 9277.13 | 9277.13 | 9277.13 | 9277.13
STWD | 84 | 84 | 84 | 84 | 84 | 84
WT | 2727 | 12406.11 | 20541.81 | 26485.11 | 26485.11 | 27793.67
IGCC | 0 | 0 | 0 | 0 | 0 | 0
DemandResponse | 61.13 | 1761.1 | 3608.2 | 3777.3 | 3953.11 | 4136.18
IGCC-CCS | 0 | 0 | 0 | 0 | 0 | 0
WT_off | 0 | 0 | 0 | 0 | 0 | 0
PseudoUnit | 0 | 0 | 0 | 0 | 0 | 0
FixedInterchange | 0 | 0 | 0 | 0 | 0 | 0
Total Installed Capacity by Reporting Type: TVA
ReportingType | 2015 | 2020 | 2025 | 2030 | 2035 | 2040
BM | 0 | 3491.45 | 3818.58 | 7164.64 | 7394.28 | 7394.28
CC | 5881 | 5881 | 5881 | 5881 | 5881 | 5881
CSP | 0 | 0 | 0 | 0 | 0 | 0
CT | 0 | 0 | 0 | 0 | 680.99 | 1383.63
Coal | 11563.1 | 9017.18 | 9017.18 | 9017.18 | 9017.18 | 9526.2
Geo | 0 | 0 | 0 | 0 | 0 | 0
H | 5111 | 5138 | 5138 | 5138 | 5138 | 5138
LFG | 13 | 120.4 | 120.4 | 120.4 | 120.4 | 120.4
Nuc | 8394.89 | 8394.89 | 8394.89 | 8394.89 | 5882.56 | 4603.89
PS | 1743 | 1743 | 1743 | 1743 | 1743 | 1743
PV | 0 | 0 | 0 | 0 | 0 | 0
PeakG | 5865 | 5865 | 5865 | 5865 | 5865 | 5865
PeakO | 83 | 83 | 83 | 83 | 83 | 83
ST | 0 | 0 | 0 | 0 | 0 | 0
STOG | 0 | 0 | 0 | 0 | 0 | 0
STWD | 5 | 5 | 5 | 5 | 5 | 5
WT | 29 | 129 | 129 | 129 | 129 | 129
IGCC | 0 | 0 | 0 | 0 | 0 | 0
DemandResponse | 1805.71 | 2569.76 | 3440.71 | 3613.38 | 3789.01 | 3975.97
IGCC-CCS | 0 | 0 | 0 | 0 | 0 | 0
WT_off | 0 | 0 | 0 | 0 | 0 | 0
PseudoUnit | 0 | 0 | 0 | 0 | 0 | 0
FixedInterchange | 0 | 0 | 0 | 0 | 0 | 0
Total Installed Capacity by Reporting Type: TVA_Transmission
ReportingType | 2015 | 2020 | 2025 | 2030 | 2035 | 2040
BM | 0 | 0 | 0 | 0 | 0 | 0
CC | 0 | 0 | 0 | 0 | 0 | 0
CSP | 0 | 0 | 0 | 0 | 0 | 0
CT | 0 | 0 | 0 | 0 | 0 | 0
Coal | 0 | 0 | 0 | 0 | 0 | 0
Geo | 0 | 0 | 0 | 0 | 0 | 0
H | 0 | 0 | 0 | 0 | 0 | 0
LFG | 0 | 0 | 0 | 0 | 0 | 0
Nuc | 0 | 0 | 0 | 0 | 0 | 0
PS | 0 | 0 | 0 | 0 | 0 | 0
PV | 0 | 0 | 0 | 0 | 0 | 0
PeakG | 0 | 0 | 0 | 0 | 0 | 0
PeakO | 0 | 0 | 0 | 0 | 0 | 0
ST | 0 | 0 | 0 | 0 | 0 | 0
STOG | 0 | 0 | 0 | 0 | 0 | 0
STWD | 0 | 0 | 0 | 0 | 0 | 0
WT | 0 | 0 | 0 | 0 | 0 | 0
IGCC | 0 | 0 | 0 | 0 | 0 | 0
DemandResponse | 0 | 0 | 0 | 0 | 0 | 0
IGCC-CCS | 0 | 0 | 0 | 0 | 0 | 0
WT_off | 0 | 0 | 0 | 0 | 0 | 0
PseudoUnit | 0 | 0 | 0 | 0 | 0 | 0
FixedInterchange | 0 | 0 | 0 | 0 | 0 | 0
Total Installed Capacity by Reporting Type: VACAR
ReportingType | 2015 | 2020 | 2025 | 2030 | 2035 | 2040
BM | 0.92 | 6986.31 | 6986.31 | 6986.31 | 6986.31 | 6986.31
CC | 6503.89 | 6503.89 | 6503.89 | 6503.89 | 6503.89 | 8085.55
CSP | 0 | 0 | 0 | 0 | 0 | 0
CT | 2946.23 | 2946.23 | 2946.23 | 2946.23 | 7199.9 | 10098.92
Coal | 18007 | 12307.29 | 9583.72 | 9583.72 | 9583.72 | 9583.72
Geo | 0 | 0 | 0 | 0 | 0 | 0
H | 2122 | 2122 | 2122 | 2122 | 2174 | 2174
LFG | 63.34 | 170.4 | 170.4 | 170.4 | 170.4 | 170.4
Nuc | 11430 | 13760 | 13760 | 13760 | 10512 | 8654
PS | 2616 | 2616 | 2616 | 2616 | 2616 | 2616
PV | 16 | 154.82 | 162.4 | 167.79 | 181.01 | 192.31
PeakG | 8308 | 8308 | 8308 | 8308 | 8308 | 8308
PeakO | 1268 | 1268 | 1268 | 1268 | 1268 | 1268
ST | 0 | 0 | 0 | 0 | 0 | 0
STOG | 92 | 92 | 92 | 92 | 92 | 92
STWD | 281 | 281 | 281 | 281 | 281 | 281
WT | 0 | 3500 | 3500 | 3500 | 3500 | 3500
IGCC | 0 | 0 | 0 | 0 | 0 | 0
DemandResponse | 2340.74 | 3901.33 | 5852.17 | 6347.97 | 6866.37 | 7416.52
IGCC-CCS | 0 | 0 | 0 | 0 | 0 | 0
WT_off | 1 | 1 | 14457.79 | 29025.55 | 33668.87 | 38948.47
PseudoUnit | 0 | 0 | 0 | 0 | 0 | 0
FixedInterchange | 0 | 0 | 0 | 0 | 0 | 0
Total Installed Capacity by Reporting Type: IESO
ReportingType | 2015 | 2020 | 2025 | 2030 | 2035 | 2040
BM | 326.33 | 326.33 | 326.33 | 326.33 | 326.33 | 326.33
CC | 4098.7 | 4098.7 | 4098.7 | 4098.7 | 4283.13 | 6750.53
CSP | 0 | 0 | 0 | 0 | 0 | 0
CT | 368 | 368 | 368 | 368 | 3011.48 | 3712.19
Coal | 0 | 0 | 0 | 0 | 0 | 0
Geo | 0 | 0 | 0 | 0 | 0 | 0
H | 8693.3 | 8693.3 | 8693.3 | 8693.3 | 8693.3 | 8943.3
LFG | 117.5 | 117.5 | 117.5 | 117.5 | 118 | 118
Nuc | 13018 | 13018 | 13018 | 13018 | 11988 | 10448
PS | 123 | 123 | 123 | 123 | 123 | 123
PV | 1097.26 | 1097.26 | 1097.26 | 1097.26 | 30 | 30
PeakG | 584 | 584 | 584 | 584 | 584 | 584
PeakO | 29.35 | 29.35 | 29.35 | 29.35 | 29.35 | 29.35
ST | 0 | 0 | 0 | 0 | 0 | 0
STOG | 0 | 0 | 0 | 0 | 0 | 0
STWD | 0 | 0 | 0 | 0 | 0 | 0
WT | 3385.9 | 3385.9 | 3385.9 | 3385.9 | 1280 | 1280
IGCC | 0 | 0 | 0 | 0 | 0 | 0
DemandResponse | 1961.39 | 2092.42 | 2472.51 | 2699.96 | 2929.45 | 3176.91
IGCC-CCS | 0 | 0 | 0 | 0 | 0 | 0
WT_off | 0 | 0 | 0 | 0 | 0 | 0
PseudoUnit | 0 | 0 | 0 | 0 | 0 | 0
FixedInterchange | 0 | 0 | 0 | 0 | 0 | 0
Total Installed Capacity by Reporting Type: MAPP_CA
ReportingType | 2015 | 2020 | 2025 | 2030 | 2035 | 2040
BM | 0 | 0 | 0 | 0 | 0 | 0
CC | 731 | 731 | 731 | 297 | 297 | 297
CSP | 0 | 0 | 0 | 0 | 0 | 0
CT | 92.38 | 92.38 | 92.38 | 92.38 | 0 | 0
Coal | 1581.62 | 1581.62 | 0 | 0 | 0 | 0
Geo | 0 | 0 | 0 | 0 | 0 | 0
H | 6475.4 | 6821.39 | 8665.4 | 11125.4 | 11125.4 | 11125.4
LFG | 0 | 0 | 0 | 0 | 0 | 0
Nuc | 0.1 | 0.1 | 0.1 | 0.1 | 0.1 | 0.1
PS | 0 | 0 | 0 | 0 | 0 | 0
PV | 0 | 0 | 0 | 0 | 0 | 0
PeakG | 559 | 559 | 559 | 559 | 559 | 559
PeakO | 4 | 4 | 4 | 4 | 4 | 4
ST | 0 | 0 | 0 | 0 | 0 | 0
STOG | 126 | 126 | 126 | 0 | 0 | 0
STWD | 0 | 0 | 0 | 0 | 0 | 0
WT | 577.4 | 577.4 | 577.4 | 577.4 | 577.4 | 577.4
IGCC | 0 | 0 | 0 | 0 | 0 | 0
DemandResponse | 89.53 | 309.59 | 555.46 | 585.63 | 616.45 | 649.55
IGCC-CCS | 0 | 0 | 0 | 0 | 0 | 0
WT_off | 0 | 0 | 0 | 0 | 0 | 0
PseudoUnit | 0 | 0 | 0 | 0 | 0 | 0
FixedInterchange | 0 | 0 | 0 | 0 | 0 | 0
Total Installed Capacity by Reporting Type: AZ_NM_SNV_Coal
ReportingType | 2015 | 2020 | 2025 | 2030 | 2035 | 2040
BM | 0 | 0 | 0 | 0 | 0 | 0
CC | 0 | 0 | 0 | 0 | 0 | 0
CSP | 0 | 0 | 0 | 0 | 0 | 0
CT | 0 | 0 | 0 | 0 | 0 | 0
Coal | 10466 | 10466 | 10466 | 10466 | 10466 | 19789.45
Geo | 0 | 0 | 0 | 0 | 0 | 0
H | 0 | 0 | 0 | 0 | 0 | 0
LFG | 0 | 0 | 0 | 0 | 0 | 0
Nuc | 0 | 0 | 0 | 0 | 0 | 0
PS | 0 | 0 | 0 | 0 | 0 | 0
PV | 0 | 0 | 0 | 0 | 0 | 0
PeakG | 0 | 0 | 0 | 0 | 0 | 0
PeakO | 0 | 0 | 0 | 0 | 0 | 0
ST | 0 | 0 | 0 | 0 | 0 | 0
STOG | 0 | 0 | 0 | 0 | 0 | 0
STWD | 0 | 0 | 0 | 0 | 0 | 0
WT | 0 | 0 | 0 | 0 | 0 | 0
IGCC | 0 | 0 | 0 | 0 | 0 | 0
DemandResponse | 0 | 0 | 0 | 0 | 0 | 0
IGCC-CCS | 0 | 0 | 0 | 0 | 0 | 0
WT_off | 0 | 0 | 0 | 0 | 0 | 0
PseudoUnit | 0 | 0 | 0 | 0 | 0 | 0
FixedInterchange | 0 | 0 | 0 | 0 | 0 | 0
Total Installed Capacity by Reporting Type: AZ_NM_SNV_Gas
ReportingType | 2015 | 2020 | 2025 | 2030 | 2035 | 2040
BM | 0 | 0 | 0 | 0 | 0 | 0
CC | 15245 | 16610.14 | 16610.14 | 22211.18 | 24171.24 | 24171.24
CSP | 0 | 0 | 0 | 0 | 0 | 0
CT | 736 | 736 | 736 | 736 | 0 | 0
Coal | 0 | 0 | 0 | 0 | 0 | 0
Geo | 0 | 0 | 0 | 0 | 0 | 0
H | 0 | 0 | 0 | 0 | 0 | 0
LFG | 0 | 0 | 0 | 0 | 0 | 0
Nuc | 0 | 0 | 0 | 0 | 0 | 0
PS | 0 | 0 | 0 | 0 | 0 | 0
PV | 0 | 0 | 0 | 0 | 0 | 0
PeakG | 1837.21 | 1837.21 | 1759.12 | 0 | 0 | 0
PeakO | 0 | 0 | 0 | 0 | 0 | 0
ST | 0 | 0 | 0 | 0 | 0 | 0
STOG | 0 | 0 | 0 | 0 | 0 | 0
STWD | 0 | 0 | 0 | 0 | 0 | 0
WT | 0 | 0 | 0 | 0 | 0 | 0
IGCC | 0 | 0 | 0 | 0 | 0 | 0
DemandResponse | 334.95 | 1109.37 | 2129.15 | 2469.44 | 2827.73 | 3214.84
IGCC-CCS | 0 | 0 | 0 | 0 | 0 | 0
WT_off | 0 | 0 | 0 | 0 | 0 | 0
PseudoUnit | 0 | 0 | 0 | 0 | 0 | 0
FixedInterchange | 0 | 0 | 0 | 0 | 0 | 0
Total Installed Capacity by Reporting Type: AZ_NM_SNV_NucRenew
ReportingType | 2015 | 2020 | 2025 | 2030 | 2035 | 2040
BM | 0 | 0 | 0 | 0 | 0 | 0
CC | 0 | 0 | 0 | 0 | 0 | 0
CSP | 0 | 0 | 0 | 0 | 0 | 0
CT | 0 | 0 | 0 | 0 | 0 | 0
Coal | 0 | 0 | 0 | 0 | 0 | 0
Geo | 0 | 0 | 1450 | 1450 | 1450 | 1450
H | 3131 | 3131 | 3131 | 3131 | 3131 | 3131
LFG | 7 | 7 | 67.67 | 67.67 | 67.67 | 67.67
Nuc | 3875 | 3875 | 3875 | 3875 | 3875 | 3875
PS | 216 | 216 | 216 | 216 | 216 | 216
PV | 148.7 | 148.7 | 148.7 | 148.7 | 148.7 | 148.7
PeakG | 0 | 0 | 0 | 0 | 0 | 0
PeakO | 0 | 0 | 0 | 0 | 0 | 0
ST | 280 | 723.41 | 1011.91 | 1152.98 | 1152.98 | 1152.98
STOG | 0 | 0 | 0 | 0 | 0 | 0
STWD | 26 | 26 | 26 | 26 | 26 | 26
WT | 525.1 | 1215.73 | 1624.13 | 2323.69 | 2323.69 | 2323.69
IGCC | 0 | 0 | 0 | 0 | 0 | 0
DemandResponse | 0 | 0 | 0 | 0 | 0 | 0
IGCC-CCS | 0 | 0 | 0 | 0 | 0 | 0
WT_off | 0 | 0 | 0 | 0 | 0 | 0
PseudoUnit | 0 | 0 | 0 | 0 | 0 | 0
FixedInterchange | 0 | 0 | 0 | 0 | 0 | 0
Total Installed Capacity by Reporting Type: ERCOT
ReportingType | 2015 | 2020 | 2025 | 2030 | 2035 | 2040
BM | 145 | 145 | 145 | 1890.47 | 1979.46 | 2122.18
CC | 29150 | 29370.99 | 29520.49 | 30827.73 | 33639.14 | 38189.03
CSP | 0 | 0 | 0 | 0 | 0 | 0
CT | 250 | 250 | 250 | 250 | 250 | 250
Coal | 17622.02 | 17622.02 | 17622.02 | 17622.02 | 17622.02 | 17622.02
Geo | 0 | 0 | 0 | 0 | 0 | 0
H | 565 | 565 | 565 | 1193 | 1193 | 1193
LFG | 75 | 75 | 429 | 429 | 429 | 429
Nuc | 5091 | 5091 | 5091 | 5091 | 5091 | 5091
PS | 0 | 0 | 0 | 0 | 0 | 0
PV | 15 | 15 | 15 | 15 | 1 | 1
PeakG | 4768 | 4768 | 4768 | 4768 | 4768 | 4768
PeakO | 51 | 51 | 51 | 51 | 51 | 51
ST | 0 | 0 | 0 | 0 | 0 | 0
STOG | 18513.44 | 18513.44 | 18513.44 | 18513.44 | 18513.44 | 18513.44
STWD | 0 | 0 | 0 | 0 | 0 | 0
WT | 9280.1 | 17648.23 | 27238.76 | 33435.3 | 34583.4 | 36409.06
IGCC | 0 | 0 | 0 | 0 | 0 | 0
DemandResponse | 741.27 | 3650.03 | 6940 | 7391.83 | 7880.65 | 8391.35
IGCC-CCS | 0 | 0 | 0 | 0 | 0 | 0
WT_off | 0 | 0 | 0 | 0 | 0 | 0
PseudoUnit | 0 | 0 | 0 | 0 | 0 | 0
FixedInterchange | 0 | 0 | 0 | 0 | 0 | 0
Total Installed Capacity by Reporting Type: NP15
ReportingType | 2015 | 2020 | 2025 | 2030 | 2035 | 2040
BM | 0 | 0 | 0 | 0 | 0 | 0
CC | 7404 | 7404 | 7404 | 7404 | 7404 | 7404
CSP | 0 | 0 | 0 | 0 | 0 | 0
CT | 302.51 | 3160.9 | 4401.27 | 10353.76 | 16885.19 | 23731.3
Coal | 28.2 | 0 | 0 | 0 | 0 | 0
Geo | 1123 | 1284.74 | 1723 | 1723 | 1723 | 1723
H | 8825 | 8825 | 8825 | 8825 | 8825 | 8825
LFG | 85 | 85 | 650 | 650 | 650 | 650
Nuc | 2300 | 2300 | 2300 | 2300 | 2300 | 2300
PS | 2257 | 2257 | 2257 | 2257 | 2257 | 2257
PV | 59.5 | 59.5 | 59.5 | 59.5 | 53 | 53
PeakG | 3265 | 3265 | 3265 | 3265 | 3265 | 3265
PeakO | 350 | 350 | 350 | 350 | 350 | 350
ST | 29 | 29 | 29 | 29 | 29 | 29
STOG | 3812.6 | 3812.6 | 3812.6 | 3812.6 | 3812.6 | 3812.6
STWD | 442 | 442 | 442 | 442 | 442 | 442
WT | 1193.2 | 1193.2 | 10169.86 | 13434.45 | 13445.1 | 13452.25
IGCC | 0 | 0 | 0 | 0 | 0 | 0
DemandResponse | 1830.71 | 1909.84 | 2222.83 | 2547.37 | 2874.7 | 3222.61
IGCC-CCS | 0 | 0 | 0 | 0 | 0 | 0
WT_off | 0 | 0 | 0 | 0 | 0 | 0
PseudoUnit | 0 | 0 | 0 | 0 | 0 | 0
FixedInterchange | 0 | 0 | 0 | 0 | 0 | 0
Total Installed Capacity by Reporting Type: NWPP_Coal
ReportingType | 2015 | 2020 | 2025 | 2030 | 2035 | 2040
BM | 0 | 0 | 0 | 0 | 0 | 0
CC | 0 | 0 | 0 | 0 | 0 | 0
CSP | 0 | 0 | 0 | 0 | 0 | 0
CT | 0 | 0 | 0 | 0 | 0 | 0
Coal | 13097.62 | 13097.62 | 13097.62 | 13097.62 | 13097.62 | 13097.62
Geo | 0 | 0 | 0 | 0 | 0 | 0
H | 0 | 0 | 0 | 0 | 0 | 0
LFG | 0 | 0 | 0 | 0 | 0 | 0
Nuc | 0 | 0 | 0 | 0 | 0 | 0
PS | 0 | 0 | 0 | 0 | 0 | 0
PV | 0 | 0 | 0 | 0 | 0 | 0
PeakG | 0 | 0 | 0 | 0 | 0 | 0
PeakO | 0 | 0 | 0 | 0 | 0 | 0
ST | 0 | 0 | 0 | 0 | 0 | 0
STOG | 0 | 0 | 0 | 0 | 0 | 0
STWD | 0 | 0 | 0 | 0 | 0 | 0
WT | 0 | 0 | 0 | 0 | 0 | 0
IGCC | 0 | 0 | 0 | 0 | 0 | 0
DemandResponse | 0 | 0 | 0 | 0 | 0 | 0
IGCC-CCS | 0 | 0 | 0 | 0 | 0 | 0
WT_off | 0 | 0 | 0 | 0 | 0 | 0
PseudoUnit | 0 | 0 | 0 | 0 | 0 | 0
FixedInterchange | 0 | 0 | 0 | 0 | 0 | 0
Total Installed Capacity by Reporting Type: NWPP_Gas
ReportingType | 2015 | 2020 | 2025 | 2030 | 2035 | 2040
BM | 0 | 0 | 0 | 0 | 0 | 0
CC | 6627 | 6627 | 6627 | 9989.37 | 15928.52 | 16940.45
CSP | 0 | 0 | 0 | 0 | 0 | 0
CT | 150 | 150 | 150 | 150 | 0 | 0
Coal | 0 | 0 | 0 | 0 | 0 | 426.09
Geo | 0 | 0 | 0 | 0 | 0 | 0
H | 0 | 0 | 0 | 0 | 0 | 0
LFG | 0 | 0 | 0 | 0 | 0 | 0
Nuc | 0 | 0 | 0 | 0 | 0 | 0
PS | 0 | 0 | 0 | 0 | 0 | 0
PV | 0 | 0 | 0 | 0 | 0 | 0
PeakG | 0 | 0 | 0 | 0 | 0 | 0
PeakO | 0 | 0 | 0 | 0 | 0 | 0
ST | 0 | 0 | 0 | 0 | 0 | 0
STOG | 0 | 0 | 0 | 0 | 0 | 0
STWD | 0 | 0 | 0 | 0 | 0 | 0
WT | 0 | 0 | 0 | 0 | 0 | 0
IGCC | 0 | 0 | 0 | 0 | 0 | 0
DemandResponse | 0.01 | 967.68 | 2086.27 | 2293.07 | 2505 | 2728.05
IGCC-CCS | 0 | 0 | 0 | 0 | 0 | 0
WT_off | 0 | 0 | 0 | 0 | 0 | 0
PseudoUnit | 0 | 0 | 0 | 0 | 0 | 0
FixedInterchange | 0 | 0 | 0 | 0 | 0 | 0
Total Installed Capacity by Reporting Type: NWPP_NucRenew
ReportingType | 2015 | 2020 | 2025 | 2030 | 2035 | 2040
BM | 32.55 | 32.55 | 32.55 | 32.55 | 32.55 | 32.55
CC | 0 | 0 | 0 | 0 | 0 | 0
CSP | 0 | 0 | 0 | 0 | 0 | 0
CT | 0 | 0 | 0 | 0 | 0 | 0
Coal | 0 | 0 | 0 | 0 | 0 | 0
Geo | 404.2 | 404.2 | 838.2 | 838.2 | 838.2 | 838.2
H | 33736 | 33736 | 33736 | 33736 | 33736 | 33736
LFG | 128.5 | 128.5 | 335.77 | 373 | 373 | 373
Nuc | 1131 | 1131 | 1131 | 1131 | 1131 | 1131
PS | 258 | 258 | 258 | 258 | 258 | 258
PV | 3 | 3 | 3 | 3 | 3 | 3
PeakG | 0 | 0 | 0 | 0 | 0 | 0
PeakO | 0 | 0 | 0 | 0 | 0 | 0
ST | 0 | 0 | 0 | 0 | 0 | 0
STOG | 0 | 0 | 0 | 0 | 0 | 0
STWD | 561 | 561 | 561 | 561 | 561 | 561
WT | 6865.3 | 6865.3 | 6865.3 | 6865.3 | 6865.3 | 6865.3
IGCC | 0 | 0 | 0 | 0 | 0 | 0
DemandResponse | 0 | 0 | 0 | 0 | 0 | 0
IGCC-CCS | 0 | 0 | 0 | 0 | 0 | 0
WT_off | 0 | 0 | 0 | 0 | 0 | 0
PseudoUnit | 0 | 0 | 0 | 0 | 0 | 0
FixedInterchange | 0 | 0 | 0 | 0 | 0 | 0
Total Installed Capacity by Reporting Type: RMPA
ReportingType | 2015 | 2020 | 2025 | 2030 | 2035 | 2040
BM | 0 | 0 | 0 | 0 | 0 | 0
CC | 2686 | 2686 | 2686 | 2686 | 2686 | 2686
CSP | 0 | 0 | 0 | 0 | 0 | 0
CT | 152 | 152 | 152 | 152 | 152 | 152
Coal | 7475.3 | 7401.02 | 7049.02 | 7508.53 | 8994.62 | 10583.34
Geo | 0 | 463.26 | 2528.63 | 2570 | 2570 | 2570
H | 982 | 982 | 982 | 982 | 982 | 982
LFG | 7.4 | 7.4 | 7.4 | 36.33 | 36.33 | 36.33
Nuc | 0.1 | 0.1 | 0.1 | 0.1 | 0.1 | 0.1
PS | 563 | 563 | 563 | 563 | 563 | 563
PV | 21 | 21 | 21 | 21 | 21 | 21
PeakG | 2904 | 2904 | 2904 | 2904 | 2904 | 2904
PeakO | 187 | 187 | 187 | 187 | 187 | 187
ST | 3 | 384.83 | 420.9 | 441.9 | 441.9 | 441.9
STOG | 0 | 0 | 0 | 0 | 0 | 0
STWD | 0 | 0 | 0 | 0 | 0 | 0
WT | 2113.4 | 2113.4 | 2113.4 | 2113.4 | 2113.4 | 2113.4
IGCC | 0 | 0 | 0 | 0 | 0 | 0
DemandResponse | 486.61 | 633.56 | 865.35 | 982.78 | 1106.63 | 1239.58
IGCC-CCS | 0 | 0 | 0 | 0 | 0 | 0
WT_off | 0 | 0 | 0 | 0 | 0 | 0
PseudoUnit | 0 | 0 | 0 | 0 | 0 | 0
FixedInterchange | 0 | 0 | 0 | 0 | 0 | 0
Total Installed Capacity by Reporting Type: SP15
ReportingType | 2015 | 2020 | 2025 | 2030 | 2035 | 2040
BM | 6 | 6 | 6 | 6 | 6 | 6
CC | 10080.5 | 10080.5 | 10080.5 | 10080.5 | 10080.5 | 10080.5
CSP | 0 | 0 | 0 | 0 | 0 | 0
CT | 0 | 0 | 0 | 0 | 0 | 0
Coal | 101.2 | 101.2 | 101.2 | 101.2 | 101.2 | 0
Geo | 963 | 2413 | 2413 | 2413 | 2413 | 2413
H | 1163 | 1163 | 1163 | 1163 | 1163 | 1163
LFG | 223.2 | 744.63 | 779 | 779 | 779 | 779
Nuc | 2250 | 2250 | 2250 | 2250 | 2250 | 2250
PS | 1440 | 1440 | 1440 | 1440 | 1440 | 1440
PV | 126.8 | 126.8 | 126.8 | 126.8 | 123 | 123
PeakG | 4309 | 4309 | 4309 | 4309 | 4309 | 4309
PeakO | 51 | 51 | 51 | 51 | 51 | 51
ST | 448 | 448 | 448 | 448 | 448 | 448
STOG | 10242 | 10242 | 10242 | 10242 | 10242 | 10242
STWD | 119 | 119 | 119 | 119 | 119 | 119
WT | 2207.8 | 2207.8 | 2207.8 | 2207.8 | 2207.8 | 2207.8
IGCC | 0 | 0 | 0 | 0 | 0 | 0
DemandResponse | 2615.79 | 2762.8 | 3148.04 | 3525.24 | 3903.41 | 4303.8
IGCC-CCS | 0 | 0 | 0 | 0 | 0 | 0
WT_off | 0 | 0 | 0 | 0 | 0 | 0
PseudoUnit | 0 | 0 | 0 | 0 | 0 | 0
FixedInterchange | 0 | 0 | 0 | 0 | 0 | 0
Total Installed Capacity by Reporting Type: ALB
ReportingType | 2015 | 2020 | 2025 | 2030 | 2035 | 2040
BM | 0 | 0 | 0 | 0 | 0 | 0
CC | 2609.19 | 3144.81 | 3900.1 | 4537.29 | 5744.07 | 6823.54
CSP | 0 | 0 | 0 | 0 | 0 | 0
CT | 201.5 | 201.5 | 201.5 | 201.5 | 0 | 0
Coal | 6240.83 | 6240.83 | 6240.83 | 6240.83 | 6240.83 | 6240.83
Geo | 0 | 0 | 0 | 0 | 0 | 0
H | 912 | 912 | 912 | 912 | 912 | 912
LFG | 10 | 10 | 10 | 10 | 10 | 10
Nuc | 0.1 | 0.1 | 0.1 | 0.1 | 0.1 | 0.1
PS | 0 | 0 | 0 | 0 | 0 | 0
PV | 0 | 0 | 0 | 0 | 0 | 0
PeakG | 1487.71 | 1450.87 | 1450.87 | 1450.87 | 1450.87 | 1450.87
PeakO | 0 | 0 | 0 | 0 | 0 | 0
ST | 0 | 0 | 0 | 0 | 0 | 0
STOG | 0 | 0 | 0 | 0 | 0 | 0
STWD | 0 | 0 | 0 | 0 | 0 | 0
WT | 672 | 672 | 672 | 672 | 672 | 672
IGCC | 0 | 0 | 0 | 0 | 0 | 0
DemandResponse | 105.16 | 361.08 | 660.83 | 708.64 | 759.9 | 814.88
IGCC-CCS | 0 | 0 | 0 | 0 | 0 | 0
WT_off | 0 | 0 | 0 | 0 | 0 | 0
PseudoUnit | 0 | 0 | 0 | 0 | 0 | 0
FixedInterchange | 0 | 0 | 0 | 0 | 0 | 0
Total Installed Capacity by Reporting Type: BC
ReportingType | 2015 | 2020 | 2025 | 2030 | 2035 | 2040
BM | 0 | 0 | 0 | 0 | 0 | 0
CC | 1376.72 | 1549.95 | 2126.07 | 2734.86 | 3535.33 | 4214.45
CSP | 0 | 0 | 0 | 0 | 0 | 0
CT | 0 | 0 | 0 | 0 | 0 | 161.45
Coal | 0 | 0 | 0 | 0 | 0 | 0
Geo | 0 | 0 | 0 | 0 | 0 | 0
H | 12161 | 12161 | 12161 | 12161 | 12161 | 12161
LFG | 24 | 24 | 24 | 24 | 24 | 24
Nuc | 0.1 | 0.1 | 0.1 | 0.1 | 0.1 | 0.1
PS | 0 | 0 | 0 | 0 | 0 | 0
PV | 0 | 0 | 0 | 0 | 0 | 0
PeakG | 141 | 141 | 141 | 141 | 141 | 141
PeakO | 44 | 44 | 44 | 44 | 44 | 44
ST | 0 | 0 | 0 | 0 | 0 | 0
STOG | 0 | 0 | 0 | 0 | 0 | 0
STWD | 510 | 510 | 510 | 510 | 510 | 510
WT | 246 | 246 | 246 | 246 | 246 | 246
IGCC | 0 | 0 | 0 | 0 | 0 | 0
DemandResponse | 0.01 | 264.69 | 555.31 | 582.51 | 611.05 | 640.98
IGCC-CCS | 0 | 0 | 0 | 0 | 0 | 0
WT_off | 0 | 0 | 0 | 0 | 0 | 0
PseudoUnit | 0 | 0 | 0 | 0 | 0 | 0
FixedInterchange | 0 | 0 | 0 | 0 | 0 | 0
Total Installed Capacity by Reporting Type: HQ_IESO
ReportingType | 2015 | 2020 | 2025 | 2030 | 2035 | 2040
BM | 0 | 0 | 0 | 0 | 0 | 0
CC | 0 | 0 | 0 | 0 | 0 | 0
CSP | 0 | 0 | 0 | 0 | 0 | 0
CT | 0 | 0 | 0 | 0 | 0 | 0
Coal | 0 | 0 | 0 | 0 | 0 | 0
Geo | 0 | 0 | 0 | 0 | 0 | 0
H | 0 | 0 | 0 | 0 | 0 | 0
LFG | 0 | 0 | 0 | 0 | 0 | 0
Nuc | 0.1 | 0.1 | 0.1 | 0.1 | 0.1 | 0.1
PS | 0 | 0 | 0 | 0 | 0 | 0
PV | 0 | 0 | 0 | 0 | 0 | 0
PeakG | 0 | 0 | 0 | 0 | 0 | 0
PeakO | 0 | 0 | 0 | 0 | 0 | 0
ST | 0 | 0 | 0 | 0 | 0 | 0
STOG | 0 | 0 | 0 | 0 | 0 | 0
STWD | 0 | 0 | 0 | 0 | 0 | 0
WT | 0 | 0 | 0 | 0 | 0 | 0
IGCC | 0 | 0 | 0 | 0 | 0 | 0
DemandResponse | 0 | 0 | 0 | 0 | 0 | 0
IGCC-CCS | 0 | 0 | 0 | 0 | 0 | 0
WT_off | 0 | 0 | 0 | 0 | 0 | 0
PseudoUnit | 0 | 0 | 0 | 0 | 0 | 0
FixedInterchange | 3000 | 3000 | 3000 | 3000 | 3000 | 3000
Total Installed Capacity by Reporting Type: HQ_NEISO
ReportingType | 2015 | 2020 | 2025 | 2030 | 2035 | 2040
BM | 0 | 0 | 0 | 0 | 0 | 0
CC | 0 | 0 | 0 | 0 | 0 | 0
CSP | 0 | 0 | 0 | 0 | 0 | 0
CT | 0 | 0 | 0 | 0 | 0 | 0
Coal | 0 | 0 | 0 | 0 | 0 | 0
Geo | 0 | 0 | 0 | 0 | 0 | 0
H | 0 | 0 | 0 | 0 | 0 | 0
LFG | 0 | 0 | 0 | 0 | 0 | 0
Nuc | 0.1 | 0.1 | 0.1 | 0.1 | 0.1 | 0.1
PS | 0 | 0 | 0 | 0 | 0 | 0
PV | 0 | 0 | 0 | 0 | 0 | 0
PeakG | 0 | 0 | 0 | 0 | 0 | 0
PeakO | 0 | 0 | 0 | 0 | 0 | 0
ST | 0 | 0 | 0 | 0 | 0 | 0
STOG | 0 | 0 | 0 | 0 | 0 | 0
STWD | 0 | 0 | 0 | 0 | 0 | 0
WT | 0 | 0 | 0 | 0 | 0 | 0
IGCC | 0 | 0 | 0 | 0 | 0 | 0
DemandResponse | 0 | 0 | 0 | 0 | 0 | 0
IGCC-CCS | 0 | 0 | 0 | 0 | 0 | 0
WT_off | 0 | 0 | 0 | 0 | 0 | 0
PseudoUnit | 0 | 0 | 0 | 0 | 0 | 0
FixedInterchange | 2920 | 2920 | 2920 | 2920 | 2920 | 2920
Total Installed Capacity by Reporting Type: HQ_NY
ReportingType | 2015 | 2020 | 2025 | 2030 | 2035 | 2040
BM | 0 | 0 | 0 | 0 | 0 | 0
CC | 0 | 0 | 0 | 0 | 0 | 0
CSP | 0 | 0 | 0 | 0 | 0 | 0
CT | 0 | 0 | 0 | 0 | 0 | 0
Coal | 0 | 0 | 0 | 0 | 0 | 0
Geo | 0 | 0 | 0 | 0 | 0 | 0
H | 0 | 0 | 0 | 0 | 0 | 0
LFG | 0 | 0 | 0 | 0 | 0 | 0
Nuc | 0.1 | 0.1 | 0.1 | 0.1 | 0.1 | 0.1
PS | 0 | 0 | 0 | 0 | 0 | 0
PV | 0 | 0 | 0 | 0 | 0 | 0
PeakG | 0 | 0 | 0 | 0 | 0 | 0
PeakO | 0 | 0 | 0 | 0 | 0 | 0
ST | 0 | 0 | 0 | 0 | 0 | 0
STOG | 0 | 0 | 0 | 0 | 0 | 0
STWD | 0 | 0 | 0 | 0 | 0 | 0
WT | 0 | 0 | 0 | 0 | 0 | 0
IGCC | 0 | 0 | 0 | 0 | 0 | 0
DemandResponse | 0 | 0 | 0 | 0 | 0 | 0
IGCC-CCS | 0 | 0 | 0 | 0 | 0 | 0
WT_off | 0 | 0 | 0 | 0 | 0 | 0
PseudoUnit | 0 | 0 | 0 | 0 | 0 | 0
FixedInterchange | 1500 | 1500 | 1500 | 1500 | 1500 | 1500
Total Installed Capacity by Reporting Type: MARITIMES
ReportingType | 2015 | 2020 | 2025 | 2030 | 2035 | 2040
BM | 0 | 0 | 0 | 0 | 0 | 0
CC | 0 | 0 | 0 | 0 | 0 | 0
CSP | 0 | 0 | 0 | 0 | 0 | 0
CT | 0 | 0 | 0 | 0 | 0 | 0
Coal | 0 | 0 | 0 | 0 | 0 | 0
Geo | 0 | 0 | 0 | 0 | 0 | 0
H | 0 | 0 | 0 | 0 | 0 | 0
LFG | 0 | 0 | 0 | 0 | 0 | 0
Nuc | 0.1 | 0.1 | 0.1 | 0.1 | 0.1 | 0.1
PS | 0 | 0 | 0 | 0 | 0 | 0
PV | 0 | 0 | 0 | 0 | 0 | 0
PeakG | 0 | 0 | 0 | 0 | 0 | 0
PeakO | 0 | 0 | 0 | 0 | 0 | 0
ST | 0 | 0 | 0 | 0 | 0 | 0
STOG | 0 | 0 | 0 | 0 | 0 | 0
STWD | 0 | 0 | 0 | 0 | 0 | 0
WT | 0 | 0 | 0 | 0 | 0 | 0
IGCC | 0 | 0 | 0 | 0 | 0 | 0
DemandResponse | 0 | 0 | 0 | 0 | 0 | 0
IGCC-CCS | 0 | 0 | 0 | 0 | 0 | 0
WT_off | 0 | 0 | 0 | 0 | 0 | 0
PseudoUnit | 0 | 500 | 500 | 500 | 500 | 500
FixedInterchange | 1400 | 1400 | 1400 | 1400 | 1400 | 1400
Total Installed Capacity by Reporting Type: All
ReportingType | 2015 | 2020 | 2025 | 2030 | 2035 | 2040
BM | 1251 | 13750.21 | 18622.61 | 28235.58 | 30234.97 | 31366.29
CC | 228221.56 | 235246.75 | 236811.88 | 251285.4 | 290867.82 | 329491.55
CSP | 0 | 0 | 0 | 0 | 0 | 0
CT | 8805.11 | 15934.87 | 21180.62 | 37965.15 | 75241.4 | 94150.4
Coal | 265861.08 | 237544.27 | 231958.48 | 232417.98 | 233904.08 | 257093.49
Geo | 2534.2 | 4609.2 | 8996.83 | 9038.2 | 9038.2 | 9038.2
H | 106079.79 | 107634.79 | 110532.79 | 113620.79 | 113675.79 | 114792.79
LFG | 4136 | 6089 | 8299 | 9022.5 | 9023 | 9023
Nuc | 117236.86 | 121152.36 | 121152.36 | 119664.16 | 93088.46 | 73382.46
PS | 21788 | 21788 | 21788 | 21788 | 21788 | 21788
PV | 1648 | 3829.68 | 4949.83 | 5251.34 | 4314.76 | 4520.57
PeakG | 117299.42 | 117262.58 | 115352.87 | 113593.75 | 113593.75 | 113593.75
PeakO | 19916.69 | 19916.69 | 19916.69 | 19916.69 | 19916.69 | 19916.69
ST | 760 | 1585.25 | 1909.8 | 2071.87 | 2071.87 | 2071.87
STOG | 69549.19 | 69549.19 | 68888.03 | 68762.03 | 68762.03 | 68762.03
STWD | 4638 | 4638 | 4638 | 4638 | 4638 | 4638
WT | 64004.8 | 113723.38 | 173314.35 | 225617.38 | 229303.35 | 235509.91
IGCC | 618 | 618 | 618 | 618 | 618 | 618
DemandResponse | 37896.83 | 60676.69 | 89246.82 | 96279.93 | 103520.11 | 111248.49
IGCC-CCS | 0 | 0 | 0 | 0 | 0 | 0
WT_off | 469 | 469 | 19830.96 | 39093.55 | 43736.87 | 50538.97
PseudoUnit | 0 | 500 | 500 | 500 | 500 | 500
FixedInterchange | 8820 | 8820 | 8820 | 8820 | 8820 | 8820
Total Installed Capacity by Reporting Type: EI_US
ReportingType | 2015 | 2020 | 2025 | 2030 | 2035 | 2040
BM | 741.12 | 13240.33 | 18112.72 | 25980.22 | 27890.62 | 28879.23
CC | 148213.44 | 152943.66 | 153027.87 | 156418.77 | 183098.88 | 211934.8
CSP | 0 | 0 | 0 | 0 | 0 | 0
CT | 6552.72 | 10824.09 | 14829.47 | 25661.51 | 54942.72 | 66143.46
Coal | 209248.29 | 181033.97 | 177381.79 | 177381.79 | 177381.79 | 189334.15
Geo | 44 | 44 | 44 | 44 | 44 | 44
H | 29436.09 | 30645.09 | 31699.09 | 31699.09 | 31754.09 | 32621.09
LFG | 3458.4 | 4889.97 | 5878.67 | 6536 | 6536 | 6536
Nuc | 89571.36 | 93486.86 | 93486.86 | 91998.66 | 66452.96 | 48286.96
PS | 16931 | 16931 | 16931 | 16931 | 16931 | 16931
PV | 176.74 | 2358.43 | 3478.57 | 3780.08 | 3935.06 | 4140.87
PeakG | 97444.5 | 97444.5 | 95612.88 | 95612.88 | 95612.88 | 95612.88
PeakO | 19200.34 | 19200.34 | 19200.34 | 19200.34 | 19200.34 | 19200.34
ST | 0 | 0 | 0 | 0 | 0 | 0
STOG | 36855.15 | 36855.15 | 36193.99 | 36193.99 | 36193.99 | 36193.99
STWD | 2980 | 2980 | 2980 | 2980 | 2980 | 2980
WT | 36938.6 | 77598.43 | 118213.8 | 160356.14 | 164989.25 | 169363.01
IGCC | 618 | 618 | 618 | 618 | 618 | 618
DemandResponse | 29731.41 | 46615.63 | 67611.1 | 72493.45 | 77505.13 | 82865.95
IGCC-CCS | 0 | 0 | 0 | 0 | 0 | 0
WT_off | 469 | 469 | 19830.96 | 39093.55 | 43736.87 | 50538.97
PseudoUnit | 0 | 500 | 500 | 500 | 500 | 500
FixedInterchange | 5820 | 5820 | 5820 | 5820 | 5820 | 5820
Total Installed Capacity by Reporting Type: EI_Canada
ReportingType | 2015 | 2020 | 2025 | 2030 | 2035 | 2040
BM | 326.33 | 326.33 | 326.33 | 326.33 | 326.33 | 326.33
CC | 4829.7 | 4829.7 | 4829.7 | 4395.7 | 4580.13 | 7047.53
CSP | 0 | 0 | 0 | 0 | 0 | 0
CT | 460.38 | 460.38 | 460.38 | 460.38 | 3011.48 | 3712.19
Coal | 1581.62 | 1581.62 | 0 | 0 | 0 | 0
Geo | 0 | 0 | 0 | 0 | 0 | 0
H | 15168.7 | 15514.69 | 17358.7 | 19818.7 | 19818.7 | 20068.7
LFG | 117.5 | 117.5 | 117.5 | 117.5 | 118 | 118
Nuc | 13018.2 | 13018.2 | 13018.2 | 13018.2 | 11988.2 | 10448.2
PS | 123 | 123 | 123 | 123 | 123 | 123
PV | 1097.26 | 1097.26 | 1097.26 | 1097.26 | 30 | 30
PeakG | 1143 | 1143 | 1143 | 1143 | 1143 | 1143
PeakO | 33.35 | 33.35 | 33.35 | 33.35 | 33.35 | 33.35
ST | 0 | 0 | 0 | 0 | 0 | 0
STOG | 126 | 126 | 126 | 0 | 0 | 0
STWD | 0 | 0 | 0 | 0 | 0 | 0
WT | 3963.3 | 3963.3 | 3963.3 | 3963.3 | 1857.4 | 1857.4
IGCC | 0 | 0 | 0 | 0 | 0 | 0
DemandResponse | 2050.91 | 2402.01 | 3027.97 | 3285.59 | 3545.91 | 3826.46
IGCC-CCS | 0 | 0 | 0 | 0 | 0 | 0
WT_off | 0 | 0 | 0 | 0 | 0 | 0
PseudoUnit | 0 | 0 | 0 | 0 | 0 | 0
FixedInterchange | 3000 | 3000 | 3000 | 3000 | 3000 | 3000
Total Installed Capacity by Reporting Type: EI
ReportingType | 2015 | 2020 | 2025 | 2030 | 2035 | 2040
BM | 1067.45 | 13566.66 | 18439.06 | 26306.56 | 28216.96 | 29205.56
CC | 153043.14 | 157773.35 | 157857.57 | 160814.47 | 187679.01 | 218982.33
CSP | 0 | 0 | 0 | 0 | 0 | 0
CT | 7013.1 | 11284.47 | 15289.85 | 26121.89 | 57954.2 | 69855.66
Coal | 210829.91 | 182615.59 | 177381.79 | 177381.79 | 177381.79 | 189334.15
Geo | 44 | 44 | 44 | 44 | 44 | 44
H | 44604.79 | 46159.79 | 49057.79 | 51517.79 | 51572.79 | 52689.79
LFG | 3575.9 | 5007.47 | 5996.17 | 6653.5 | 6654 | 6654
Nuc | 102589.56 | 106505.06 | 106505.06 | 105016.86 | 78441.16 | 58735.16
PS | 17054 | 17054 | 17054 | 17054 | 17054 | 17054
PV | 1274 | 3455.68 | 4575.83 | 4877.34 | 3965.06 | 4170.87
PeakG | 98587.5 | 98587.5 | 96755.88 | 96755.88 | 96755.88 | 96755.88
PeakO | 19233.69 | 19233.69 | 19233.69 | 19233.69 | 19233.69 | 19233.69
ST | 0 | 0 | 0 | 0 | 0 | 0
STOG | 36981.15 | 36981.15 | 36319.99 | 36193.99 | 36193.99 | 36193.99
STWD | 2980 | 2980 | 2980 | 2980 | 2980 | 2980
WT | 40901.9 | 81561.73 | 122177.1 | 164319.44 | 166846.65 | 171220.41
IGCC | 618 | 618 | 618 | 618 | 618 | 618
DemandResponse | 31782.33 | 49017.64 | 70639.07 | 75779.04 | 81051.04 | 86692.41
IGCC-CCS | 0 | 0 | 0 | 0 | 0 | 0
WT_off | 469 | 469 | 19830.96 | 39093.55 | 43736.87 | 50538.97
PseudoUnit | 0 | 500 | 500 | 500 | 500 | 500
FixedInterchange | 8820 | 8820 | 8820 | 8820 | 8820 | 8820
Total Installed Capacity by Reporting Type: Outside_EI
ReportingType | 2015 | 2020 | 2025 | 2030 | 2035 | 2040
BM | 183.55 | 183.55 | 183.55 | 1929.02 | 2018.01 | 2160.73
CC | 75178.41 | 77473.4 | 78954.31 | 90470.93 | 103188.81 | 110509.22
CSP | 0 | 0 | 0 | 0 | 0 | 0
CT | 1792.01 | 4650.4 | 5890.77 | 11843.26 | 17287.19 | 24294.74
Coal | 55031.16 | 54928.69 | 54576.69 | 55036.19 | 56522.28 | 67759.35
Geo | 2490.2 | 4565.2 | 8952.83 | 8994.2 | 8994.2 | 8994.2
H | 61475 | 61475 | 61475 | 62103 | 62103 | 62103
LFG | 560.1 | 1081.53 | 2302.83 | 2369 | 2369 | 2369
Nuc | 14647.3 | 14647.3 | 14647.3 | 14647.3 | 14647.3 | 14647.3
PS | 4734 | 4734 | 4734 | 4734 | 4734 | 4734
PV | 374 | 374 | 374 | 374 | 349.7 | 349.7
PeakG | 18711.92 | 18675.08 | 18596.98 | 16837.87 | 16837.87 | 16837.87
PeakO | 683 | 683 | 683 | 683 | 683 | 683
ST | 760 | 1585.25 | 1909.8 | 2071.87 | 2071.87 | 2071.87
STOG | 32568.04 | 32568.04 | 32568.04 | 32568.04 | 32568.04 | 32568.04
STWD | 1658 | 1658 | 1658 | 1658 | 1658 | 1658
WT | 23102.9 | 32161.66 | 51137.25 | 61297.94 | 62456.69 | 64289.5
IGCC | 0 | 0 | 0 | 0 | 0 | 0
DemandResponse | 6114.51 | 11659.05 | 18607.76 | 20500.89 | 22469.07 | 24556.08
IGCC-CCS | 0 | 0 | 0 | 0 | 0 | 0
WT_off | 0 | 0 | 0 | 0 | 0 | 0
PseudoUnit | 0 | 0 | 0 | 0 | 0 | 0
FixedInterchange | 0 | 0 | 0 | 0 | 0 | 0
#6 | Retrofit Capacity (MW)
Retrofit Capacity by Reporting Type: Entergy
ReportingType | 2015 | 2020 | 2025 | 2030 | 2035 | 2040
FGD | 0 | 7356 | 7356 | 7356 | 7356 | 7356
SNCR | 0 | 0 | 0 | 0 | 0 | 0
SCR | 0 | 0 | 0 | 0 | 0 | 0
ACI90 | 0 | 0 | 0 | 0 | 0 | 0
RPJ90 | 0 | 7416 | 7416 | 7416 | 7416 | 7416
PCSEQ | 0 | 0 | 0 | 0 | 0 | 0
Retrofit Capacity by Reporting Type: FRCC
ReportingType | 2015 | 2020 | 2025 | 2030 | 2035 | 2040
FGD | 0 | 235 | 235 | 235 | 235 | 235
SNCR | 0 | 0 | 0 | 0 | 0 | 0
SCR | 3796 | 1898 | 1898 | 1898 | 1898 | 1898
ACI90 | 0 | 0 | 0 | 0 | 0 | 0
RPJ90 | 0 | 7900 | 7900 | 7900 | 7900 | 7900
PCSEQ | 0 | 0 | 0 | 0 | 0 | 0
Retrofit Capacity by Reporting Type: MAPP_US
ReportingType | 2015 | 2020 | 2025 | 2030 | 2035 | 2040
FGD | 221 | 0 | 0 | 0 | 0 | 0
SNCR | 0 | 0 | 0 | 0 | 0 | 0
SCR | 0 | 0 | 0 | 0 | 0 | 0
ACI90 | 0 | 0 | 0 | 0 | 0 | 0
RPJ90 | 0 | 2360 | 2360 | 2360 | 2360 | 2360
PCSEQ | 0 | 0 | 0 | 0 | 0 | 0
Retrofit Capacity by Reporting Type: MISO_IN
ReportingType | 2015 | 2020 | 2025 | 2030 | 2035 | 2040
FGD | 0 | 2276 | 2276 | 2276 | 2276 | 2276
SNCR | 0 | 0 | 0 | 0 | 0 | 0
SCR | 0 | 0 | 0 | 0 | 0 | 0
ACI90 | 0 | 0 | 0 | 0 | 0 | 0
RPJ90 | 0 | 13115.8 | 13115.8 | 13115.8 | 13115.8 | 13115.8
PCSEQ | 0 | 0 | 0 | 0 | 0 | 0
Retrofit Capacity by Reporting Type: MISO_MI
ReportingType | 2015 | 2020 | 2025 | 2030 | 2035 | 2040
FGD | 0 | 5477.2 | 5477.2 | 5477.2 | 5477.2 | 5477.2
SNCR | 0 | 0 | 0 | 0 | 0 | 0
SCR | 355 | 0 | 0 | 0 | 0 | 0
ACI90 | 0 | 0 | 0 | 0 | 0 | 0
RPJ90 | 0 | 7279 | 7279 | 7279 | 7279 | 7279
PCSEQ | 0 | 0 | 0 | 0 | 0 | 0
Retrofit Capacity by Reporting Type: MISO_MO-IL
ReportingType | 2015 | 2020 | 2025 | 2030 | 2035 | 2040
FGD | 0 | 7794 | 7794 | 7794 | 7794 | 7794
SNCR | 0 | 0 | 0 | 0 | 0 | 0
SCR | 400 | 200 | 200 | 200 | 200 | 200
ACI90 | 0 | 0 | 0 | 0 | 0 | 0
RPJ90 | 2490 | 11444 | 11444 | 11444 | 11444 | 11444
PCSEQ | 0 | 0 | 0 | 0 | 0 | 0
Retrofit Capacity by Reporting Type: MISO_W
ReportingType | 2015 | 2020 | 2025 | 2030 | 2035 | 2040
FGD | 0 | 5555.5 | 5555.5 | 5555.5 | 5555.5 | 5555.5
SNCR | 0 | 0 | 0 | 0 | 0 | 0
SCR | 1225.26 | 612.63 | 612.63 | 612.63 | 612.63 | 612.63
ACI90 | 0 | 0 | 0 | 0 | 0 | 0
RPJ90 | 2652.36 | 11006.03 | 11006.03 | 11006.03 | 11006.03 | 11006.03
PCSEQ | 0 | 0 | 0 | 0 | 0 | 0
Retrofit Capacity by Reporting Type: MISO_WUMS
ReportingType | 2015 | 2020 | 2025 | 2030 | 2035 | 2040
FGD | 1135 | 2039.57 | 2039.57 | 2039.57 | 2039.57 | 2039.57
SNCR | 0 | 0 | 0 | 0 | 0 | 0
SCR | 2778.6 | 2163.6 | 2163.6 | 2163.6 | 2163.6 | 2163.6
ACI90 | 0 | 0 | 0 | 0 | 0 | 0
RPJ90 | 1740.2 | 3792.57 | 3792.57 | 3792.57 | 3792.57 | 3792.57
PCSEQ | 0 | 0 | 0 | 0 | 0 | 0
Retrofit Capacity by Reporting Type: Nebraska
ReportingType | 2015 | 2020 | 2025 | 2030 | 2035 | 2040
FGD | 0 | 3195.8 | 3195.8 | 3195.8 | 3195.8 | 3195.8
SNCR | 0 | 0 | 0 | 0 | 0 | 0
SCR | 0 | 0 | 0 | 0 | 0 | 0
ACI90 | 0 | 0 | 0 | 0 | 0 | 0
RPJ90 | 1364.4 | 3878 | 3878 | 3878 | 3878 | 3878
PCSEQ | 0 | 0 | 0 | 0 | 0 | 0
Retrofit Capacity by Reporting Type: NEISO
ReportingType | 2015 | 2020 | 2025 | 2030 | 2035 | 2040
FGD | 320 | 0 | 0 | 0 | 0 | 0
SNCR | 0 | 0 | 0 | 0 | 0 | 0
SCR | 0 | 0 | 0 | 0 | 0 | 0
ACI90 | 0 | 0 | 0 | 0 | 0 | 0
RPJ90 | 870.93 | 0 | 0 | 0 | 0 | 0
PCSEQ | 0 | 0 | 0 | 0 | 0 | 0
Retrofit Capacity by Reporting Type: NonRTO_Midwest
ReportingType | 2015 | 2020 | 2025 | 2030 | 2035 | 2040
FGD | 1403 | 2276.39 | 2276.39 | 2276.39 | 2276.39 | 2276.39
SNCR | 0 | 0 | 0 | 0 | 0 | 0
SCR | 1463.8 | 731.9 | 731.9 | 731.9 | 731.9 | 731.9
ACI90 | 0 | 0 | 0 | 0 | 0 | 0
RPJ90 | 0 | 8116.69 | 8116.69 | 8116.69 | 8116.69 | 8116.69
PCSEQ | 0 | 0 | 0 | 0 | 0 | 0
Retrofit Capacity by Reporting Type: NYISO_A-F
ReportingType | 2015 | 2020 | 2025 | 2030 | 2035 | 2040
FGD | 0 | 0 | 0 | 0 | 0 | 0
SNCR | 0 | 0 | 0 | 0 | 0 | 0
SCR | 0 | 0 | 0 | 0 | 0 | 0
ACI90 | 0 | 0 | 0 | 0 | 0 | 0
RPJ90 | 486.3 | 0 | 0 | 0 | 0 | 0
PCSEQ | 0 | 0 | 0 | 0 | 0 | 0
Retrofit Capacity by Reporting Type: NYISO_G-I
ReportingType | 2015 | 2020 | 2025 | 2030 | 2035 | 2040
FGD | 0 | 0 | 0 | 0 | 0 | 0
SNCR | 0 | 0 | 0 | 0 | 0 | 0
SCR | 0 | 0 | 0 | 0 | 0 | 0
ACI90 | 0 | 0 | 0 | 0 | 0 | 0
RPJ90 | 0 | 0 | 0 | 0 | 0 | 0
PCSEQ | 0 | 0 | 0 | 0 | 0 | 0
Retrofit Capacity by Reporting Type: NYISO_J-K
ReportingType | 2015 | 2020 | 2025 | 2030 | 2035 | 2040
FGD | 0 | 0 | 0 | 0 | 0 | 0
SNCR | 0 | 0 | 0 | 0 | 0 | 0
SCR | 0 | 0 | 0 | 0 | 0 | 0
ACI90 | 0 | 0 | 0 | 0 | 0 | 0
RPJ90 | 0 | 0 | 0 | 0 | 0 | 0
PCSEQ | 0 | 0 | 0 | 0 | 0 | 0
Retrofit Capacity by Reporting Type: PJM_E
ReportingType | 2015 | 2020 | 2025 | 2030 | 2035 | 2040
FGD | 0 | 0 | 0 | 0 | 0 | 0
SNCR | 0 | 0 | 0 | 0 | 0 | 0
SCR | 568 | 0 | 0 | 0 | 0 | 0
ACI90 | 0 | 0 | 0 | 0 | 0 | 0
RPJ90 | 1784 | 0 | 0 | 0 | 0 | 0
PCSEQ | 0 | 0 | 0 | 0 | 0 | 0
Retrofit Capacity by Reporting Type: PJM_ROM
ReportingType | 2015 | 2020 | 2025 | 2030 | 2035 | 2040
FGD | 0 | 0 | 0 | 0 | 0 | 0
SNCR | 0 | 0 | 0 | 0 | 0 | 0
SCR | 341 | 0 | 0 | 0 | 0 | 0
ACI90 | 0 | 0 | 0 | 0 | 0 | 0
RPJ90 | 2572 | 6081.77 | 6081.77 | 6081.77 | 6081.77 | 6081.77
PCSEQ | 0 | 0 | 0 | 0 | 0 | 0
Retrofit Capacity by Reporting Type: PJM_ROR
ReportingType | 2015 | 2020 | 2025 | 2030 | 2035 | 2040
FGD | 0 | 5738 | 5738 | 5738 | 5738 | 5738
SNCR | 0 | 0 | 0 | 0 | 0 | 0
SCR | 2400 | 1200 | 1200 | 1200 | 1200 | 1200
ACI90 | 0 | 0 | 0 | 0 | 0 | 0
RPJ90 | 0 | 34989 | 34989 | 34989 | 34989 | 34989
PCSEQ | 0 | 0 | 0 | 0 | 0 | 0
Retrofit Capacity by Reporting Type: SOCO
ReportingType | 2015 | 2020 | 2025 | 2030 | 2035 | 2040
FGD | 4088.7 | 5358.2 | 5358.2 | 5358.2 | 5358.2 | 5358.2
SNCR | 0 | 0 | 0 | 0 | 0 | 0
SCR | 3404.7 | 3404.7 | 3404.7 | 3404.7 | 3404.7 | 3404.7
ACI90 | 0 | 0 | 0 | 0 | 0 | 0
RPJ90 | 6809.4 | 13842 | 13842 | 13842 | 13842 | 13842
PCSEQ | 0 | 0 | 0 | 0 | 0 | 0
Retrofit Capacity by Reporting Type: SPP_N
ReportingType | 2015 | 2020 | 2025 | 2030 | 2035 | 2040
FGD | 0 | 2009.6 | 1609 | 1609 | 1609 | 1609
SNCR | 0 | 0 | 0 | 0 | 0 | 0
SCR | 0 | 0 | 0 | 0 | 0 | 0
ACI90 | 0 | 0 | 0 | 0 | 0 | 0
RPJ90 | 1302 | 6944.6 | 6544 | 6544 | 6544 | 6544
PCSEQ | 0 | 0 | 0 | 0 | 0 | 0
Retrofit Capacity by Reporting Type: SPP_S
ReportingType | 2015 | 2020 | 2025 | 2030 | 2035 | 2040
FGD | 0 | 8675.8 | 8147.8 | 8147.8 | 8147.8 | 8147.8
SNCR | 0 | 0 | 0 | 0 | 0 | 0
SCR | 0 | 0 | 0 | 0 | 0 | 0
ACI90 | 0 | 0 | 0 | 0 | 0 | 0
RPJ90 | 0 | 11664.29 | 11136.29 | 11136.29 | 11136.29 | 11136.29
PCSEQ | 0 | 0 | 0 | 0 | 0 | 0
Retrofit Capacity by Reporting Type: TVA
ReportingType | 2015 | 2020 | 2025 | 2030 | 2035 | 2040
FGD | 0 | 3261.09 | 3261.09 | 3261.09 | 3261.09 | 3261.09
SNCR | 0 | 0 | 0 | 0 | 0 | 0
SCR | 0 | 0 | 0 | 0 | 0 | 0
ACI90 | 0 | 0 | 0 | 0 | 0 | 0
RPJ90 | 0 | 9017.18 | 9017.18 | 9017.18 | 9017.18 | 9017.18
PCSEQ | 0 | 0 | 0 | 0 | 0 | 0
Retrofit Capacity by Reporting Type: TVA_Transmission
ReportingType | 2015 | 2020 | 2025 | 2030 | 2035 | 2040
FGD | 0 | 0 | 0 | 0 | 0 | 0
SNCR | 0 | 0 | 0 | 0 | 0 | 0
SCR | 0 | 0 | 0 | 0 | 0 | 0
ACI90 | 0 | 0 | 0 | 0 | 0 | 0
RPJ90 | 0 | 0 | 0 | 0 | 0 | 0
PCSEQ | 0 | 0 | 0 | 0 | 0 | 0
Retrofit Capacity by Reporting Type: VACAR
ReportingType | 2015 | 2020 | 2025 | 2030 | 2035 | 2040
FGD | 0 | 0 | 0 | 0 | 0 | 0
SNCR | 0 | 0 | 0 | 0 | 0 | 0
SCR | 0 | 0 | 0 | 0 | 0 | 0
ACI90 | 0 | 0 | 0 | 0 | 0 | 0
RPJ90 | 0 | 10362.3 | 7988.72 | 7988.72 | 7988.72 | 7988.72
PCSEQ | 0 | 0 | 0 | 0 | 0 | 0
Retrofit Capacity by Reporting Type: IESO
ReportingType | 2015 | 2020 | 2025 | 2030 | 2035 | 2040
FGD | 0 | 0 | 0 | 0 | 0 | 0
SNCR | 0 | 0 | 0 | 0 | 0 | 0
SCR | 0 | 0 | 0 | 0 | 0 | 0
ACI90 | 0 | 0 | 0 | 0 | 0 | 0
RPJ90 | 0 | 0 | 0 | 0 | 0 | 0
PCSEQ | 0 | 0 | 0 | 0 | 0 | 0
Retrofit Capacity by Reporting Type: MAPP_CA
ReportingType | 2015 | 2020 | 2025 | 2030 | 2035 | 2040
FGD | 0 | 0 | 0 | 0 | 0 | 0
SNCR | 0 | 0 | 0 | 0 | 0 | 0
SCR | 0 | 0 | 0 | 0 | 0 | 0
ACI90 | 0 | 0 | 0 | 0 | 0 | 0
RPJ90 | 0 | 0 | 0 | 0 | 0 | 0
PCSEQ | 0 | 0 | 0 | 0 | 0 | 0
Retrofit Capacity by Reporting Type: AZ_NM_SNV_Coal
ReportingType | 2015 | 2020 | 2025 | 2030 | 2035 | 2040
FGD | 384 | 540 | 540 | 540 | 540 | 540
SNCR | 0 | 0 | 0 | 0 | 0 | 0
SCR | 800 | 400 | 400 | 400 | 400 | 400
ACI90 | 0 | 0 | 0 | 0 | 0 | 0
RPJ90 | 3286 | 10066 | 10066 | 10066 | 10066 | 10066
PCSEQ | 0 | 0 | 0 | 0 | 0 | 0
Retrofit Capacity by Reporting Type: AZ_NM_SNV_Gas
ReportingType | 2015 | 2020 | 2025 | 2030 | 2035 | 2040
FGD | 0 | 0 | 0 | 0 | 0 | 0
SNCR | 0 | 0 | 0 | 0 | 0 | 0
SCR | 0 | 0 | 0 | 0 | 0 | 0
ACI90 | 0 | 0 | 0 | 0 | 0 | 0
RPJ90 | 0 | 0 | 0 | 0 | 0 | 0
PCSEQ | 0 | 0 | 0 | 0 | 0 | 0
Retrofit Capacity by Reporting Type: AZ_NM_SNV_NucRenew
ReportingType | 2015 | 2020 | 2025 | 2030 | 2035 | 2040
FGD | 0 | 0 | 0 | 0 | 0 | 0
SNCR | 0 | 0 | 0 | 0 | 0 | 0
SCR | 0 | 0 | 0 | 0 | 0 | 0
ACI90 | 0 | 0 | 0 | 0 | 0 | 0
RPJ90 | 0 | 0 | 0 | 0 | 0 | 0
PCSEQ | 0 | 0 | 0 | 0 | 0 | 0
Retrofit Capacity by Reporting Type: ERCOT
ReportingType | 2015 | 2020 | 2025 | 2030 | 2035 | 2040
FGD | 0 | 5125 | 5125 | 5125 | 5125 | 5125
SNCR | 0 | 0 | 0 | 0 | 0 | 0
SCR | 4370 | 2185 | 2185 | 2185 | 2185 | 2185
ACI90 | 0 | 0 | 0 | 0 | 0 | 0
RPJ90 | 9196 | 15002.02 | 15002.02 | 15002.02 | 15002.02 | 15002.02
PCSEQ | 0 | 0 | 0 | 0 | 0 | 0
Retrofit Capacity by Reporting Type: NP15
ReportingType | 2015 | 2020 | 2025 | 2030 | 2035 | 2040
FGD | 0 | 0 | 0 | 0 | 0 | 0
SNCR | 0 | 0 | 0 | 0 | 0 | 0
SCR | 0 | 0 | 0 | 0 | 0 | 0
ACI90 | 0 | 0 | 0 | 0 | 0 | 0
RPJ90 | 0 | 0 | 0 | 0 | 0 | 0
PCSEQ | 0 | 0 | 0 | 0 | 0 | 0
Retrofit Capacity by Reporting Type: NWPP_Coal
ReportingType | 2015 | 2020 | 2025 | 2030 | 2035 | 2040
FGD | 0 | 1601.2 | 1601.2 | 1601.2 | 1601.2 | 1601.2
SNCR | 0 | 0 | 0 | 0 | 0 | 0
SCR | 0 | 0 | 0 | 0 | 0 | 0
ACI90 | 0 | 0 | 0 | 0 | 0 | 0
RPJ90 | 453.6 | 13097.62 | 13097.62 | 13097.62 | 13097.62 | 13097.62
PCSEQ | 0 | 0 | 0 | 0 | 0 | 0
Retrofit Capacity by Reporting Type: NWPP_Gas
ReportingType | 2015 | 2020 | 2025 | 2030 | 2035 | 2040
FGD | 0 | 0 | 0 | 0 | 0 | 0
SNCR | 0 | 0 | 0 | 0 | 0 | 0
SCR | 0 | 0 | 0 | 0 | 0 | 0
ACI90 | 0 | 0 | 0 | 0 | 0 | 0
RPJ90 | 0 | 0 | 0 | 0 | 0 | 0
PCSEQ | 0 | 0 | 0 | 0 | 0 | 0
Retrofit Capacity by Reporting Type: NWPP_NucRenew
ReportingType | 2015 | 2020 | 2025 | 2030 | 2035 | 2040
FGD | 0 | 0 | 0 | 0 | 0 | 0
SNCR | 0 | 0 | 0 | 0 | 0 | 0
SCR | 0 | 0 | 0 | 0 | 0 | 0
ACI90 | 0 | 0 | 0 | 0 | 0 | 0
RPJ90 | 0 | 0 | 0 | 0 | 0 | 0
PCSEQ | 0 | 0 | 0 | 0 | 0 | 0
Retrofit Capacity by Reporting Type: RMPA
ReportingType | 2015 | 2020 | 2025 | 2030 | 2035 | 2040
FGD | 0 | 1282 | 1282 | 1282 | 1282 | 1282
SNCR | 0 | 0 | 0 | 0 | 0 | 0
SCR | 1554.6 | 777.3 | 777.3 | 777.3 | 777.3 | 777.3
ACI90 | 0 | 0 | 0 | 0 | 0 | 0
RPJ90 | 2874.6 | 6914.8 | 6562.8 | 6562.8 | 6562.8 | 6315.8
PCSEQ | 0 | 0 | 0 | 0 | 0 | 0
Retrofit Capacity by Reporting Type: SP15
ReportingType | 2015 | 2020 | 2025 | 2030 | 2035 | 2040
FGD | 0 | 0 | 0 | 0 | 0 | 0
SNCR | 0 | 0 | 0 | 0 | 0 | 0
SCR | 0 | 0 | 0 | 0 | 0 | 0
ACI90 | 0 | 0 | 0 | 0 | 0 | 0
RPJ90 | 0 | 101.2 | 101.2 | 101.2 | 101.2 | 0
PCSEQ | 0 | 0 | 0 | 0 | 0 | 0
Retrofit Capacity by Reporting Type: ALB
ReportingType | 2015 | 2020 | 2025 | 2030 | 2035 | 2040
FGD | 0 | 0 | 0 | 0 | 0 | 0
SNCR | 0 | 0 | 0 | 0 | 0 | 0
SCR | 0 | 0 | 0 | 0 | 0 | 0
ACI90 | 0 | 0 | 0 | 0 | 0 | 0
RPJ90 | 0 | 0 | 0 | 0 | 0 | 0
PCSEQ | 0 | 0 | 0 | 0 | 0 | 0
Retrofit Capacity by Reporting Type: BC
ReportingType | 2015 | 2020 | 2025 | 2030 | 2035 | 2040
FGD | 0 | 0 | 0 | 0 | 0 | 0
SNCR | 0 | 0 | 0 | 0 | 0 | 0
SCR | 0 | 0 | 0 | 0 | 0 | 0
ACI90 | 0 | 0 | 0 | 0 | 0 | 0
RPJ90 | 0 | 0 | 0 | 0 | 0 | 0
PCSEQ | 0 | 0 | 0 | 0 | 0 | 0
Retrofit Capacity by Reporting Type: HQ_IESO
ReportingType | 2015 | 2020 | 2025 | 2030 | 2035 | 2040
FGD | 0 | 0 | 0 | 0 | 0 | 0
SNCR | 0 | 0 | 0 | 0 | 0 | 0
SCR | 0 | 0 | 0 | 0 | 0 | 0
ACI90 | 0 | 0 | 0 | 0 | 0 | 0
RPJ90 | 0 | 0 | 0 | 0 | 0 | 0
PCSEQ | 0 | 0 | 0 | 0 | 0 | 0
Retrofit Capacity by Reporting Type: HQ_NEISO
ReportingType | 2015 | 2020 | 2025 | 2030 | 2035 | 2040
FGD | 0 | 0 | 0 | 0 | 0 | 0
SNCR | 0 | 0 | 0 | 0 | 0 | 0
SCR | 0 | 0 | 0 | 0 | 0 | 0
ACI90 | 0 | 0 | 0 | 0 | 0 | 0
RPJ90 | 0 | 0 | 0 | 0 | 0 | 0
PCSEQ | 0 | 0 | 0 | 0 | 0 | 0
Retrofit Capacity by Reporting Type: HQ_NY
ReportingType | 2015 | 2020 | 2025 | 2030 | 2035 | 2040
FGD | 0 | 0 | 0 | 0 | 0 | 0
SNCR | 0 | 0 | 0 | 0 | 0 | 0
SCR | 0 | 0 | 0 | 0 | 0 | 0
ACI90 | 0 | 0 | 0 | 0 | 0 | 0
RPJ90 | 0 | 0 | 0 | 0 | 0 | 0
PCSEQ | 0 | 0 | 0 | 0 | 0 | 0
Retrofit Capacity by Reporting Type: MARITIMES
ReportingType | 2015 | 2020 | 2025 | 2030 | 2035 | 2040
FGD | 0 | 0 | 0 | 0 | 0 | 0
SNCR | 0 | 0 | 0 | 0 | 0 | 0
SCR | 0 | 0 | 0 | 0 | 0 | 0
ACI90 | 0 | 0 | 0 | 0 | 0 | 0
RPJ90 | 0 | 0 | 0 | 0 | 0 | 0
PCSEQ | 0 | 0 | 0 | 0 | 0 | 0
Retrofit Capacity by Reporting Type: All
ReportingType | 2015 | 2020 | 2025 | 2030 | 2035 | 2040
FGD | 7551.7 | 69796.35 | 68867.75 | 68867.75 | 68867.75 | 68867.75
SNCR | 0 | 0 | 0 | 0 | 0 | 0
SCR | 23456.96 | 13573.13 | 13573.13 | 13573.13 | 13573.13 | 13573.13
ACI90 | 0 | 0 | 0 | 0 | 0 | 0
RPJ90 | 37881.79 | 214390.87 | 210736.7 | 210736.7 | 210736.7 | 210388.5
PCSEQ | 0 | 0 | 0 | 0 | 0 | 0
Retrofit Capacity by Reporting Type: EI_US
ReportingType | 2015 | 2020 | 2025 | 2030 | 2035 | 2040
FGD | 7167.7 | 61248.15 | 60319.55 | 60319.55 | 60319.55 | 60319.55
SNCR | 0 | 0 | 0 | 0 | 0 | 0
SCR | 16732.36 | 10210.83 | 10210.83 | 10210.83 | 10210.83 | 10210.83
ACI90 | 0 | 0 | 0 | 0 | 0 | 0
RPJ90 | 22071.59 | 169209.23 | 165907.06 | 165907.06 | 165907.07 | 165907.07
PCSEQ | 0 | 0 | 0 | 0 | 0 | 0
Retrofit Capacity by Reporting Type: EI_Canada
ReportingType | 2015 | 2020 | 2025 | 2030 | 2035 | 2040
FGD | 0 | 0 | 0 | 0 | 0 | 0
SNCR | 0 | 0 | 0 | 0 | 0 | 0
SCR | 0 | 0 | 0 | 0 | 0 | 0
ACI90 | 0 | 0 | 0 | 0 | 0 | 0
RPJ90 | 0 | 0 | 0 | 0 | 0 | 0
PCSEQ | 0 | 0 | 0 | 0 | 0 | 0
Retrofit Capacity by Reporting Type: EI
ReportingType | 2015 | 2020 | 2025 | 2030 | 2035 | 2040
FGD | 7167.7 | 61248.15 | 60319.55 | 60319.55 | 60319.55 | 60319.55
SNCR | 0 | 0 | 0 | 0 | 0 | 0
SCR | 16732.36 | 10210.83 | 10210.83 | 10210.83 | 10210.83 | 10210.83
ACI90 | 0 | 0 | 0 | 0 | 0 | 0
RPJ90 | 22071.59 | 169209.23 | 165907.06 | 165907.06 | 165907.07 | 165907.07
PCSEQ | 0 | 0 | 0 | 0 | 0 | 0
Retrofit Capacity by Reporting Type: Outside_EI
ReportingType | 2015 | 2020 | 2025 | 2030 | 2035 | 2040
FGD | 384 | 8548.2 | 8548.2 | 8548.2 | 8548.2 | 8548.2
SNCR | 0 | 0 | 0 | 0 | 0 | 0
SCR | 6724.6 | 3362.3 | 3362.3 | 3362.3 | 3362.3 | 3362.3
ACI90 | 0 | 0 | 0 | 0 | 0 | 0
RPJ90 | 15810.2 | 45181.64 | 44829.64 | 44829.64 | 44829.64 | 44481.44
PCSEQ | 0 | 0 | 0 | 0 | 0 | 0
#7 | Reserve Margin (MW)
Reserve Margin Data: ALB
| 2015 | 2020 | 2025 | 2030 | 2035 | 2040
a. Peak Demand | 9916.01 | 10447.08 | 11261.72 | 12030.19 | 12925.57 | 13886.96
b. Peak Demand + Reserve Margin | 11700.89 | 12327.55 | 13288.83 | 14195.62 | 15252.17 | 16386.61
c. DR MW | 105.16 | 361.08 | 660.83 | 708.64 | 759.9 | 814.88
d. Capacity Credit | 11700.89 | 12455.58 | 13510.63 | 14195.62 | 15252.17 | 16386.61
Reserve Margin Data: BC
| 2015 | 2020 | 2025 | 2030 | 2035 | 2040
a. Peak Demand | 12123.75 | 12494.86 | 13175.83 | 13768.36 | 14470.91 | 15208.63
b. Peak Demand + Reserve Margin | 14306.03 | 14743.94 | 15547.48 | 16246.67 | 17075.68 | 17946.18
c. DR MW | 0.01 | 264.69 | 555.31 | 582.51 | 611.05 | 640.98
d. Capacity Credit | 14306.03 | 14743.94 | 15610.68 | 16246.67 | 17075.68 | 17946.18
Reserve Margin Data: ENT
| 2015 | 2020 | 2025 | 2030 | 2035 | 2040
a. Peak Demand | 31327.75 | 32458.25 | 33109.45 | 34801.06 | 34782.23 | 35967.23
b. Peak Demand + Reserve Margin | 35713.64 | 37002.4 | 37744.77 | 39673.21 | 39651.74 | 41002.64
c. DR MW | 301.75 | 1552.62 | 2945.34 | 3120.97 | 3302.49 | 3494.31
d. Capacity Credit | 35713.64 | 37002.4 | 37744.77 | 39673.21 | 39651.74 | 41002.64
Reserve Margin Data: ERCOT
| 2015 | 2020 | 2025 | 2030 | 2035 | 2040
a. Peak Demand | 69165.72 | 72571.2 | 76710.41 | 80879.51 | 83980.26 | 88751.47
b. Peak Demand + Reserve Margin | 77811.43 | 81642.6 | 86299.21 | 90989.45 | 94477.79 | 99845.4
c. DR MW | 741.27 | 3650.03 | 6940 | 7391.83 | 7880.65 | 8391.35
d. Capacity Credit | 77811.43 | 81642.6 | 86299.21 | 90989.45 | 94477.79 | 99845.4
Reserve Margin Data: FRCC
| 2015 | 2020 | 2025 | 2030 | 2035 | 2040
a. Peak Demand | 49674.67 | 52980.35 | 56008.79 | 58001.88 | 66063.51 | 70919.19
b. Peak Demand + Reserve Margin | 57622.62 | 61457.21 | 64970.19 | 67282.18 | 76633.67 | 82266.26
c. DR MW | 2736.95 | 4015.18 | 5841.05 | 6534.89 | 7265.22 | 8046.72
d. Capacity Credit | 57622.62 | 61457.21 | 64970.19 | 67282.18 | 76633.67 | 82266.26
Reserve Margin Data: IESO
| 2015 | 2020 | 2025 | 2030 | 2035 | 2040
a. Peak Demand | 23354.96 | 22867.52 | 24312.28 | 25850.72 | 27552.1 | 29368.82
b. Peak Demand + Reserve Margin | 27325.31 | 26755 | 28445.37 | 30245.34 | 32235.95 | 34361.52
c. DR MW | 1961.39 | 2092.42 | 2472.51 | 2699.96 | 2929.45 | 3176.91
d. Capacity Credit | 30021.29 | 30152.32 | 30532.42 | 30759.86 | 32235.95 | 34361.52
Reserve Margin Data: MAPP_CA
| 2015 | 2020 | 2025 | 2030 | 2035 | 2040
a. Peak Demand | 8680.84 | 9186.25 | 9640.05 | 10039.03 | 10508.33 | 11003.69
b. Peak Demand + Reserve Margin | 9722.54 | 10288.6 | 10796.85 | 11243.71 | 11769.33 | 12324.13
c. DR MW | 89.53 | 309.59 | 555.46 | 585.63 | 616.45 | 649.55
d. Capacity Credit | 9722.54 | 10288.6 | 10796.85 | 12727.02 | 12665.47 | 12698.57
Reserve Margin Data: MAPP_US
| 2015 | 2020 | 2025 | 2030 | 2035 | 2040
a. Peak Demand | 5386.99 | 5823.2 | 5929.09 | 6589.26 | 7399.96 | 7871.85
b. Peak Demand + Reserve Margin | 6141.17 | 6638.45 | 6759.16 | 7511.76 | 8435.95 | 8973.91
c. DR MW | 59.01 | 200.22 | 358.74 | 377.59 | 396.87 | 417.52
d. Capacity Credit | 6842.96 | 6638.45 | 6796.97 | 7511.76 | 8435.95 | 8973.91
Reserve Margin Data: NEISO
| 2015 | 2020 | 2025 | 2030 | 2035 | 2040
a. Peak Demand | 28608.76 | 29317.81 | 30153.24 | 30729.9 | 31818.46 | 32969.19
b. Peak Demand + Reserve Margin | 33186.16 | 34008.66 | 34977.76 | 35646.69 | 36909.41 | 38244.26
c. DR MW | 3094.75 | 3653.16 | 4370.2 | 4565.02 | 4758.64 | 4964.1
d. Capacity Credit | 33186.16 | 34225.83 | 35363.27 | 35726.87 | 36909.41 | 38244.26
Reserve Margin Data: NonRTO_Midwest
| 2015 | 2020 | 2025 | 2030 | 2035 | 2040
a. Peak Demand | 11004.59 | 11603.93 | 12758.63 | 12953.59 | 13150.76 | 13587.09
b. Peak Demand + Reserve Margin | 12545.23 | 13228.48 | 14544.84 | 14767.09 | 14991.87 | 15489.28
c. DR MW | 194.1 | 458.12 | 758.97 | 810.6 | 863.02 | 919.36
d. Capacity Credit | 12545.23 | 13228.48 | 14544.84 | 14767.09 | 14991.87 | 15489.28
Reserve Margin Data: NYISO_J-K
| 2015 | 2020 | 2025 | 2030 | 2035 | 2040
a. Peak Demand | 15351.02 | 16240.55 | 17023 | 17974.54 | 19570.45 | 21073.66
b. Peak Demand + Reserve Margin | 14122.94 | 14941.31 | 15661.16 | 16536.58 | 18004.82 | 19387.77
c. DR MW | 1320.36 | 1516.5 | 1790.22 | 1947.26 | 2107.85 | 2279.81
d. Capacity Credit | 15842.99 | 16039.13 | 17248.01 | 19669.34 | 19820.32 | 21320.65
Reserve Margin Data: PJM_E
| 2015 | 2020 | 2025 | 2030 | 2035 | 2040
a. Peak Demand | 30513.47 | 28122.12 | 29525.28 | 31222.01 | 32819.45 | 35201.72
b. Peak Demand + Reserve Margin | 29842.17 | 27503.43 | 28875.72 | 30535.12 | 32097.43 | 34427.28
c. DR MW | 1257.43 | 1731.91 | 2473.59 | 2649.41 | 2828.64 | 3019.67
d. Capacity Credit | 33250.36 | 32677.83 | 35209.57 | 36793.84 | 34749.07 | 34427.28
Reserve Margin Data: RMPA
| 2015 | 2020 | 2025 | 2030 | 2035 | 2040
a. Peak Demand | 12786.98 | 14393.86 | 15781.92 | 16682.91 | 18095.14 | 19605.38
b. Peak Demand + Reserve Margin | 14577.16 | 16409 | 17991.39 | 19018.52 | 20628.46 | 22350.13
c. DR MW | 486.61 | 633.56 | 865.35 | 982.78 | 1106.63 | 1239.58
d. Capacity Credit | 15767.62 | 16409 | 18364.97 | 19018.52 | 20628.46 | 22350.13
Reserve Margin Data: SOCO
| 2015 | 2020 | 2025 | 2030 | 2035 | 2040
a. Peak Demand | 52930.54 | 57508.43 | 60295.86 | 61393.82 | 62829.56 | 68375.99
b. Peak Demand + Reserve Margin | 60340.81 | 65559.6 | 68737.28 | 69988.95 | 71625.7 | 77948.62
c. DR MW | 2571.98 | 4805.48 | 7404.61 | 7907.85 | 8430.41 | 8983.26
d. Capacity Credit | 60340.81 | 65559.6 | 69188.22 | 71666.57 | 72189.13 | 77948.62
Reserve Margin Data: TVA
| 2015 | 2020 | 2025 | 2030 | 2035 | 2040
a. Peak Demand | 35189.72 | 36783.49 | 37825.3 | 40885.06 | 39645 | 39749.3
b. Peak Demand + Reserve Margin | 40468.18 | 42301.01 | 43499.1 | 47017.82 | 45591.75 | 45711.7
c. DR MW | 1805.71 | 2569.76 | 3440.71 | 3613.38 | 3789.01 | 3975.97
d. Capacity Credit | 40468.18 | 42301.01 | 43499.1 | 47017.82 | 45591.75 | 45711.7
Reserve Margin Data: VACAR
| 2015 | 2020 | 2025 | 2030 | 2035 | 2040
a. Peak Demand | 49108.96 | 54240.53 | 57369.11 | 59445.14 | 64246.99 | 68422.51
b. Peak Demand + Reserve Margin | 55984.22 | 61834.21 | 65400.78 | 67767.46 | 73241.56 | 78001.66
c. DR MW | 2340.74 | 3901.33 | 5852.17 | 6347.97 | 6866.37 | 7416.52
d. Capacity Credit | 55984.22 | 61834.21 | 65400.78 | 70268.53 | 73241.56 | 78001.66
Reserve Margin Data: AZ_NM_SNV
| 2015 | 2020 | 2025 | 2030 | 2035 | 2040
a. Peak Demand | 27356.06 | 29408.83 | 31657.12 | 35420.58 | 36788.22 | 40178.16
b. Peak Demand + Reserve Margin | 31650.96 | 34026.02 | 36627.29 | 40981.61 | 42563.97 | 46486.13
c. DR MW | 334.95 | 1109.37 | 2129.15 | 2469.44 | 2827.73 | 3214.84
d. Capacity Credit | 31650.96 | 34026.02 | 36627.29 | 40981.61 | 42563.97 | 52274.52
Reserve Margin Data: CA
| 2015 | 2020 | 2025 | 2030 | 2035 | 2040
a. Peak Demand | 62487.49 | 66937.91 | 71414.13 | 77799.68 | 84005.93 | 90433.88
b. Peak Demand + Reserve Margin | 72860.41 | 78049.6 | 83268.88 | 90714.42 | 97950.92 | 105445.91
c. DR MW | 4446.5 | 4672.64 | 5370.86 | 6072.62 | 6778.11 | 7526.41
d. Capacity Credit | 72860.41 | 78049.6 | 83268.88 | 90714.42 | 97950.92 | 105445.91
Reserve Margin Data: MISO
| 2015 | 2020 | 2025 | 2030 | 2035 | 2040
a. Peak Demand | 98293.84 | 100957.3 | 107634.93 | 116446.8 | 124089.76 | 130230.04
b. Peak Demand + Reserve Margin | 115396.97 | 118523.87 | 126363.4 | 136708.54 | 145681.38 | 152890.07
c. DR MW | 6029.97 | 8186.08 | 11026.88 | 11806.1 | 12591.22 | 13445.77
d. Capacity Credit | 115396.97 | 118523.87 | 126363.4 | 136708.54 | 145681.38 | 152890.07
Reserve Margin Data: NWPP
| 2015 | 2020 | 2025 | 2030 | 2035 | 2040
a. Peak Demand | 39530.27 | 42076.54 | 44803.98 | 47953.78 | 51180.14 | 53714.89
b. Peak Demand + Reserve Margin | 46645.72 | 49650.31 | 52868.69 | 56585.46 | 60392.57 | 63383.57
c. DR MW | 0.01 | 967.68 | 2086.27 | 2293.07 | 2505 | 2728.05
d. Capacity Credit | 55356.63 | 56310.11 | 58069.97 | 61676.37 | 67677.45 | 69338.53
Reserve Margin Data: NYISO
| 2015 | 2020 | 2025 | 2030 | 2035 | 2040
a. Peak Demand | 29847.39 | 31507.38 | 32754.82 | 34541.14 | 36953.12 | 39531.48
b. Peak Demand + Reserve Margin | 34772.2 | 36706.1 | 38159.37 | 40240.43 | 43050.39 | 46054.17
c. DR MW | 2568.58 | 2930.6 | 3448.71 | 3744.43 | 4045.36 | 4368.08
d. Capacity Credit | 36228.6 | 36706.1 | 38159.37 | 40240.43 | 43050.39 | 46054.17
Reserve Margin Data: NYISO_G-I_J-K
| 2015 | 2020 | 2025 | 2030 | 2035 | 2040
a. Peak Demand | 19303.17 | 20353.97 | 21327.1 | 22480.42 | 24401.27 | 26252.62
b. Peak Demand + Reserve Margin | 18338.01 | 19336.28 | 20260.75 | 21356.4 | 23181.21 | 24939.99
c. DR MW | 1660.27 | 1900.51 | 2243.62 | 2440.77 | 2642.29 | 2858.1
d. Capacity Credit | 19632.9 | 19882.13 | 21160.42 | 23696.18 | 27189.4 | 30938.48
Reserve Margin Data: PJM
| 2015 | 2020 | 2025 | 2030 | 2035 | 2040
a. Peak Demand | 156346.8 | 152418.76 | 159352.34 | 163962.6 | 173339.29 | 182959.01
b. Peak Demand + Reserve Margin | 180267.86 | 175738.83 | 183733.25 | 189048.88 | 199860.2 | 210951.73
c. DR MW | 6895.02 | 10895.39 | 16153.13 | 17332.15 | 18532.1 | 19817.93
d. Capacity Credit | 180267.86 | 175738.83 | 185476.52 | 191559.75 | 199860.2 | 210951.73
Reserve Margin Data: SPP
| 2015 | 2020 | 2025 | 2030 | 2035 | 2040
a. Peak Demand | 59212.88 | 63059.43 | 65869.85 | 68818.73 | 73847.66 | 76048.91
b. Peak Demand + Reserve Margin | 67265.83 | 71635.52 | 74828.15 | 78178.08 | 83890.94 | 86391.56
c. DR MW | 1132.85 | 3447.69 | 6010.6 | 6332.5 | 6664.41 | 7016.42
d. Capacity Credit | 67265.83 | 71635.52 | 75027.02 | 78178.08 | 83890.94 | 86391.56

## Transmission
$/MW
[8 empty] | Transfer |  | $/MWh | $/MWh | Wheel+ | $/MWh
Year | Line | From | To | EI Internal/External | Season | Block | Duration | Limit | MW flow | From price | To price | Friction | Shadow Price
2015 | ENT_2_MISO_MO-IL | ENT | MISO_MO-IL | Internal | Shoulder | B11 | 25 | 2260 | 0 | 55.32 | 48.06 | 8 | 0
2015 | ENT_2_MISO_MO-IL | ENT | MISO_MO-IL | Internal | Shoulder | B12 | 200 | 2260 | 0 | 39.32 | 40.66 | 8 | 0
2015 | ENT_2_MISO_MO-IL | ENT | MISO_MO-IL | Internal | Shoulder | B13 | 600 | 2260 | 0 | 39.32 | 37.95 | 8 | 0
2015 | ENT_2_MISO_MO-IL | ENT | MISO_MO-IL | Internal | Shoulder | B14 | 900 | 2260 | 0 | 39.04 | 36.54 | 8 | 0
2015 | ENT_2_MISO_MO-IL | ENT | MISO_MO-IL | Internal | Shoulder | B15 | 1203 | 2260 | 0 | 37.77 | 33.25 | 8 | 0
2015 | ENT_2_MISO_MO-IL | ENT | MISO_MO-IL | Internal | Summer | B1 | 10 | 2260 | 0 | 60.79 | 60.79 | 8 | 0
2015 | ENT_2_MISO_MO-IL | ENT | MISO_MO-IL | Internal | Summer | B2 | 25 | 2260 | 0 | 59.29 | 59.29 | 8 | 0
2015 | ENT_2_MISO_MO-IL | ENT | MISO_MO-IL | Internal | Summer | B3 | 75 | 2260 | 0 | 58.43 | 57.04 | 8 | 0
2015 | ENT_2_MISO_MO-IL | ENT | MISO_MO-IL | Internal | Summer | B4 | 100 | 2260 | 0 | 57.64 | 55.57 | 8 | 0
2015 | ENT_2_MISO_MO-IL | ENT | MISO_MO-IL | Internal | Summer | B5 | 200 | 2260 | 0 | 53.58 | 48.52 | 8 | 0
2015 | ENT_2_MISO_MO-IL | ENT | MISO_MO-IL | Internal | Summer | B6 | 300 | 2260 | 0 | 46.15 | 43.11 | 8 | 0
2015 | ENT_2_MISO_MO-IL | ENT | MISO_MO-IL | Internal | Summer | B7 | 400 | 2260 | 0 | 43.72 | 36.96 | 8 | 0
2015 | ENT_2_MISO_MO-IL | ENT | MISO_MO-IL | Internal | Summer | B8 | 500 | 2260 | 0 | 38.1 | 35.16 | 8 | 0
2015 | ENT_2_MISO_MO-IL | ENT | MISO_MO-IL | Internal | Summer | B9 | 800 | 2260 | 0 | 37.83 | 33.51 | 8 | 0
2015 | ENT_2_MISO_MO-IL | ENT | MISO_MO-IL | Internal | Summer | B10 | 1262 | 2260 | 0 | 36.6 | 30.06 | 8 | 0
2015 | ENT_2_MISO_MO-IL | ENT | MISO_MO-IL | Internal | Winter | B16 | 25 | 2260 | 0 | 53.57 | 48.78 | 8 | 0
2015 | ENT_2_MISO_MO-IL | ENT | MISO_MO-IL | Internal | Winter | B17 | 100 | 2260 | 0 | 41.76 | 43.2 | 8 | 0
2015 | ENT_2_MISO_MO-IL | ENT | MISO_MO-IL | Internal | Winter | B18 | 400 | 2260 | 0 | 41.46 | 39.14 | 8 | 0
2015 | ENT_2_MISO_MO-IL | ENT | MISO_MO-IL | Internal | Winter | B19 | 700 | 2260 | 0 | 41.46 | 37.27 | 8 | 0
2015 | ENT_2_MISO_MO-IL | ENT | MISO_MO-IL | Internal | Winter | B20 | 935 | 2260 | 0 | 40.11 | 32.27 | 8 | 0
2015 | ENT_2_SOCO | ENT | SOCO | Internal | Shoulder | B11 | 25 | 2000 | 475.35 | 55.32 | 63.32 | 8 | 0
2015 | ENT_2_SOCO | ENT | SOCO | Internal | Shoulder | B12 | 200 | 2000 | 0 | 39.32 | 43.06 | 8 | 0
2015 | ENT_2_SOCO | ENT | SOCO | Internal | Shoulder | B13 | 600 | 2000 | 0 | 39.32 | 40 | 8 | 0
2015 | ENT_2_SOCO | ENT | SOCO | Internal | Shoulder | B14 | 900 | 2000 | 0 | 39.04 | 40 | 8 | 0
2015 | ENT_2_SOCO | ENT | SOCO | Internal | Shoulder | B15 | 1203 | 2000 | 0 | 37.77 | 40 | 8 | 0
2015 | ENT_2_SOCO | ENT | SOCO | Internal | Summer | B1 | 10 | 2000 | 0 | 60.79 | 66.43 | 8 | 0
2015 | ENT_2_SOCO | ENT | SOCO | Internal | Summer | B2 | 25 | 2000 | 0 | 59.29 | 66.43 | 8 | 0
2015 | ENT_2_SOCO | ENT | SOCO | Internal | Summer | B3 | 75 | 2000 | 1904.24 | 58.43 | 66.43 | 8 | 0
2015 | ENT_2_SOCO | ENT | SOCO | Internal | Summer | B4 | 100 | 2000 | 2000 | 57.64 | 66.43 | 8 | 0.79
2015 | ENT_2_SOCO | ENT | SOCO | Internal | Summer | B5 | 200 | 2000 | 2000 | 53.58 | 62.02 | 8 | 0.44
2015 | ENT_2_SOCO | ENT | SOCO | Internal | Summer | B6 | 300 | 2000 | 437.22 | 46.15 | 54.15 | 8 | 0
2015 | ENT_2_SOCO | ENT | SOCO | Internal | Summer | B7 | 400 | 2000 | 1313.88 | 43.72 | 51.72 | 8 | 0
2015 | ENT_2_SOCO | ENT | SOCO | Internal | Summer | B8 | 500 | 2000 | 0 | 38.1 | 43.47 | 8 | 0
2015 | ENT_2_SOCO | ENT | SOCO | Internal | Summer | B9 | 800 | 2000 | 0 | 37.83 | 38.83 | 8 | 0
2015 | ENT_2_SOCO | ENT | SOCO | Internal | Summer | B10 | 1262 | 2000 | 0 | 36.6 | 38.83 | 8 | 0
2015 | ENT_2_SOCO | ENT | SOCO | Internal | Winter | B16 | 25 | 2000 | 1798.45 | 53.57 | 61.57 | 8 | 0
2015 | ENT_2_SOCO | ENT | SOCO | Internal | Winter | B17 | 100 | 2000 | 0 | 41.76 | 43.89 | 8 | 0
2015 | ENT_2_SOCO | ENT | SOCO | Internal | Winter | B18 | 400 | 2000 | 0 | 41.46 | 42.39 | 8 | 0
2015 | ENT_2_SOCO | ENT | SOCO | Internal | Winter | B19 | 700 | 2000 | 0 | 41.46 | 42.39 | 8 | 0
2015 | ENT_2_SOCO | ENT | SOCO | Internal | Winter | B20 | 935 | 2000 | 0 | 40.11 | 42.39 | 8 | 0
2015 | ENT_2_SPP_N | ENT | SPP_N | Internal | Shoulder | B11 | 25 | 1300 | 0 | 55.32 | 55.05 | 8 | 0
2015 | ENT_2_SPP_N | ENT | SPP_N | Internal | Shoulder | B12 | 200 | 1300 | 0 | 39.32 | 40.67 | 8 | 0
2015 | ENT_2_SPP_N | ENT | SPP_N | Internal | Shoulder | B13 | 600 | 1300 | 0 | 39.32 | 39.31 | 8 | 0
2015 | ENT_2_SPP_N | ENT | SPP_N | Internal | Shoulder | B14 | 900 | 1300 | 0 | 39.04 | 38.93 | 8 | 0
2015 | ENT_2_SPP_N | ENT | SPP_N | Internal | Shoulder | B15 | 1203 | 1300 | 0 | 37.77 | 37.62 | 8 | 0
2015 | ENT_2_SPP_N | ENT | SPP_N | Internal | Summer | B1 | 10 | 1300 | 0 | 60.79 | 60.79 | 8 | 0
2015 | ENT_2_SPP_N | ENT | SPP_N | Internal | Summer | B2 | 25 | 1300 | 0 | 59.29 | 59.77 | 8 | 0
2015 | ENT_2_SPP_N | ENT | SPP_N | Internal | Summer | B3 | 75 | 1300 | 0 | 58.43 | 59.77 | 8 | 0
2015 | ENT_2_SPP_N | ENT | SPP_N | Internal | Summer | B4 | 100 | 1300 | 0 | 57.64 | 56.46 | 8 | 0
2015 | ENT_2_SPP_N | ENT | SPP_N | Internal | Summer | B5 | 200 | 1300 | 0 | 53.58 | 55.13 | 8 | 0
2015 | ENT_2_SPP_N | ENT | SPP_N | Internal | Summer | B6 | 300 | 1300 | 0 | 46.15 | 51.11 | 8 | 0
2015 | ENT_2_SPP_N | ENT | SPP_N | Internal | Summer | B7 | 400 | 1300 | 0 | 43.72 | 44.01 | 8 | 0
2015 | ENT_2_SPP_N | ENT | SPP_N | Internal | Summer | B8 | 500 | 1300 | 0 | 38.1 | 37.98 | 8 | 0
2015 | ENT_2_SPP_N | ENT | SPP_N | Internal | Summer | B9 | 800 | 1300 | 0 | 37.83 | 36.35 | 8 | 0
2015 | ENT_2_SPP_N | ENT | SPP_N | Internal | Summer | B10 | 1262 | 1300 | 0 | 36.6 | 36.12 | 8 | 0
2015 | ENT_2_SPP_N | ENT | SPP_N | Internal | Winter | B16 | 25 | 1300 | 0 | 53.57 | 52.92 | 8 | 0
2015 | ENT_2_SPP_N | ENT | SPP_N | Internal | Winter | B17 | 100 | 1300 | 0 | 41.76 | 41.82 | 8 | 0
2015 | ENT_2_SPP_N | ENT | SPP_N | Internal | Winter | B18 | 400 | 1300 | 0 | 41.46 | 40.09 | 8 | 0
2015 | ENT_2_SPP_N | ENT | SPP_N | Internal | Winter | B19 | 700 | 1300 | 0 | 41.46 | 40.09 | 8 | 0
2015 | ENT_2_SPP_N | ENT | SPP_N | Internal | Winter | B20 | 935 | 1300 | 0 | 40.11 | 39.35 | 8 | 0
2015 | ENT_2_TVA_Transmission | ENT | TVA_Transmission | Internal | Shoulder | B11 | 25 | 2100 | 0 | 55.32 | 54.32 | 8 | 0
2015 | ENT_2_TVA_Transmission | ENT | TVA_Transmission | Internal | Shoulder | B12 | 200 | 2100 | 0 | 39.32 | 44.38 | 8 | 0
2015 | ENT_2_TVA_Transmission | ENT | TVA_Transmission | Internal | Shoulder | B13 | 600 | 2100 | 0 | 39.32 | 42.38 | 8 | 0
2015 | ENT_2_TVA_Transmission | ENT | TVA_Transmission | Internal | Shoulder | B14 | 900 | 2100 | 0 | 39.04 | 41.06 | 8 | 0
2015 | ENT_2_TVA_Transmission | ENT | TVA_Transmission | Internal | Shoulder | B15 | 1203 | 2100 | 0 | 37.77 | 39.91 | 8 | 0
2015 | ENT_2_TVA_Transmission | ENT | TVA_Transmission | Internal | Summer | B1 | 10 | 2100 | 726.2 | 60.79 | 68.79 | 8 | 0
2015 | ENT_2_TVA_Transmission | ENT | TVA_Transmission | Internal | Summer | B2 | 25 | 2100 | 1121.15 | 59.29 | 67.29 | 8 | 0
2015 | ENT_2_TVA_Transmission | ENT | TVA_Transmission | Internal | Summer | B3 | 75 | 2100 | 0 | 58.43 | 64.29 | 8 | 0
2015 | ENT_2_TVA_Transmission | ENT | TVA_Transmission | Internal | Summer | B4 | 100 | 2100 | 0 | 57.64 | 63.57 | 8 | 0
2015 | ENT_2_TVA_Transmission | ENT | TVA_Transmission | Internal | Summer | B5 | 200 | 2100 | 0 | 53.58 | 54.8 | 8 | 0
2015 | ENT_2_TVA_Transmission | ENT | TVA_Transmission | Internal | Summer | B6 | 300 | 2100 | 0 | 46.15 | 47.88 | 8 | 0
2015 | ENT_2_TVA_Transmission | ENT | TVA_Transmission | Internal | Summer | B7 | 400 | 2100 | 0 | 43.72 | 43.31 | 8 | 0
2015 | ENT_2_TVA_Transmission | ENT | TVA_Transmission | Internal | Summer | B8 | 500 | 2100 | 0 | 38.1 | 39.85 | 8 | 0
2015 | ENT_2_TVA_Transmission | ENT | TVA_Transmission | Internal | Summer | B9 | 800 | 2100 | 0 | 37.83 | 39.09 | 8 | 0
2015 | ENT_2_TVA_Transmission | ENT | TVA_Transmission | Internal | Summer | B10 | 1262 | 2100 | 0 | 36.6 | 36.46 | 8 | 0
2015 | ENT_2_TVA_Transmission | ENT | TVA_Transmission | Internal | Winter | B16 | 25 | 2100 | 0 | 53.57 | 56.78 | 8 | 0
2015 | ENT_2_TVA_Transmission | ENT | TVA_Transmission | Internal | Winter | B17 | 100 | 2100 | 0 | 41.76 | 46.85 | 8 | 0
2015 | ENT_2_TVA_Transmission | ENT | TVA_Transmission | Internal | Winter | B18 | 400 | 2100 | 0 | 41.46 | 43.36 | 8 | 0
2015 | ENT_2_TVA_Transmission | ENT | TVA_Transmission | Internal | Winter | B19 | 700 | 2100 | 0 | 41.46 | 41.34 | 8 | 0
2015 | ENT_2_TVA_Transmission | ENT | TVA_Transmission | Internal | Winter | B20 | 935 | 2100 | 0 | 40.11 | 39.59 | 8 | 0
2015 | HQ_NEISO_2_NEISO | HQ_NEISO | NEISO | Internal | Shoulder | B11 | 25 | 99999 | 2920 | 36.89 | 36.9 | 0.01 | 0
2015 | HQ_NEISO_2_NEISO | HQ_NEISO | NEISO | Internal | Shoulder | B12 | 200 | 99999 | 2920 | 36.89 | 36.9 | 0.01 | 0
2015 | HQ_NEISO_2_NEISO | HQ_NEISO | NEISO | Internal | Shoulder | B13 | 600 | 99999 | 2920 | 36.89 | 36.9 | 0.01 | 0
2015 | HQ_NEISO_2_NEISO | HQ_NEISO | NEISO | Internal | Shoulder | B14 | 900 | 99999 | 2920 | 36.89 | 36.9 | 0.01 | 0
2015 | HQ_NEISO_2_NEISO | HQ_NEISO | NEISO | Internal | Shoulder | B15 | 1203 | 99999 | 1143.24 | 36.89 | 36.9 | 0.01 | 0
2015 | HQ_NEISO_2_NEISO | HQ_NEISO | NEISO | Internal | Summer | B1 | 10 | 99999 | 2920 | 65.8 | 65.81 | 0.01 | 0
2015 | HQ_NEISO_2_NEISO | HQ_NEISO | NEISO | Internal | Summer | B2 | 25 | 99999 | 2920 | 53.82 | 53.84 | 0.01 | 0
2015 | HQ_NEISO_2_NEISO | HQ_NEISO | NEISO | Internal | Summer | B3 | 75 | 99999 | 2920 | 47.97 | 47.98 | 0.01 | 0
2015 | HQ_NEISO_2_NEISO | HQ_NEISO | NEISO | Internal | Summer | B4 | 100 | 99999 | 2920 | 42.06 | 42.07 | 0.01 | 0
2015 | HQ_NEISO_2_NEISO | HQ_NEISO | NEISO | Internal | Summer | B5 | 200 | 99999 | 2920 | 34.19 | 34.2 | 0.01 | 0
2015 | HQ_NEISO_2_NEISO | HQ_NEISO | NEISO | Internal | Summer | B6 | 300 | 99999 | 2920 | 34.19 | 34.2 | 0.01 | 0
2015 | HQ_NEISO_2_NEISO | HQ_NEISO | NEISO | Internal | Summer | B7 | 400 | 99999 | 2920 | 34.19 | 34.2 | 0.01 | 0
2015 | HQ_NEISO_2_NEISO | HQ_NEISO | NEISO | Internal | Summer | B8 | 500 | 99999 | 2920 | 34.19 | 34.2 | 0.01 | 0
2015 | HQ_NEISO_2_NEISO | HQ_NEISO | NEISO | Internal | Summer | B9 | 800 | 99999 | 2920 | 34.19 | 34.2 | 0.01 | 0
2015 | HQ_NEISO_2_NEISO | HQ_NEISO | NEISO | Internal | Summer | B10 | 1262 | 99999 | 795.94 | 34.19 | 34.2 | 0.01 | 0
2015 | HQ_NEISO_2_NEISO | HQ_NEISO | NEISO | Internal | Winter | B16 | 25 | 99999 | 2920 | 45.28 | 45.29 | 0.01 | 0
2015 | HQ_NEISO_2_NEISO | HQ_NEISO | NEISO | Internal | Winter | B17 | 100 | 99999 | 2920 | 45.28 | 45.29 | 0.01 | 0
2015 | HQ_NEISO_2_NEISO | HQ_NEISO | NEISO | Internal | Winter | B18 | 400 | 99999 | 2920 | 45.28 | 45.29 | 0.01 | 0
2015 | HQ_NEISO_2_NEISO | HQ_NEISO | NEISO | Internal | Winter | B19 | 700 | 99999 | 2920 | 45.28 | 45.29 | 0.01 | 0
2015 | HQ_NEISO_2_NEISO | HQ_NEISO | NEISO | Internal | Winter | B20 | 935 | 99999 | 1233.58 | 45.28 | 45.29 | 0.01 | 0
2015 | HQ_NY_2_NYISO_A-F | HQ_NY | NYISO_A-F | Internal | Shoulder | B11 | 25 | 99999 | 1000 | 40.12 | 40.13 | 0.01 | 0
2015 | HQ_NY_2_NYISO_A-F | HQ_NY | NYISO_A-F | Internal | Shoulder | B12 | 200 | 99999 | 1000 | 39.89 | 39.9 | 0.01 | 0
2015 | HQ_NY_2_NYISO_A-F | HQ_NY | NYISO_A-F | Internal | Shoulder | B13 | 600 | 99999 | 1000 | 39.86 | 39.87 | 0.01 | 0
2015 | HQ_NY_2_NYISO_A-F | HQ_NY | NYISO_A-F | Internal | Shoulder | B14 | 900 | 99999 | 1000 | 37.99 | 38 | 0.01 | 0
2015 | HQ_NY_2_NYISO_A-F | HQ_NY | NYISO_A-F | Internal | Shoulder | B15 | 1203 | 99999 | 188.69 | 37.99 | 38 | 0.01 | 0
2015 | HQ_NY_2_NYISO_A-F | HQ_NY | NYISO_A-F | Internal | Summer | B1 | 10 | 99999 | 1000 | 54.79 | 54.8 | 0.01 | 0
2015 | HQ_NY_2_NYISO_A-F | HQ_NY | NYISO_A-F | Internal | Summer | B2 | 25 | 99999 | 1000 | 51.93 | 51.95 | 0.01 | 0
2015 | HQ_NY_2_NYISO_A-F | HQ_NY | NYISO_A-F | Internal | Summer | B3 | 75 | 99999 | 1000 | 50.29 | 50.3 | 0.01 | 0
2015 | HQ_NY_2_NYISO_A-F | HQ_NY | NYISO_A-F | Internal | Summer | B4 | 100 | 99999 | 1000 | 45.06 | 45.07 | 0.01 | 0
2015 | HQ_NY_2_NYISO_A-F | HQ_NY | NYISO_A-F | Internal | Summer | B5 | 200 | 99999 | 1000 | 42.52 | 42.53 | 0.01 | 0
2015 | HQ_NY_2_NYISO_A-F | HQ_NY | NYISO_A-F | Internal | Summer | B6 | 300 | 99999 | 1000 | 42.32 | 42.33 | 0.01 | 0
2015 | HQ_NY_2_NYISO_A-F | HQ_NY | NYISO_A-F | Internal | Summer | B7 | 400 | 99999 | 1000 | 37.26 | 37.27 | 0.01 | 0
2015 | HQ_NY_2_NYISO_A-F | HQ_NY | NYISO_A-F | Internal | Summer | B8 | 500 | 99999 | 1000 | 37.18 | 37.19 | 0.01 | 0
2015 | HQ_NY_2_NYISO_A-F | HQ_NY | NYISO_A-F | Internal | Summer | B9 | 800 | 99999 | 1000 | 37.17 | 37.18 | 0.01 | 0
2015 | HQ_NY_2_NYISO_A-F | HQ_NY | NYISO_A-F | Internal | Summer | B10 | 1262 | 99999 | 30.11 | 37.17 | 37.18 | 0.01 | 0
2015 | HQ_NY_2_NYISO_A-F | HQ_NY | NYISO_A-F | Internal | Winter | B16 | 25 | 99999 | 1000 | 45.51 | 45.52 | 0.01 | 0
2015 | HQ_NY_2_NYISO_A-F | HQ_NY | NYISO_A-F | Internal | Winter | B17 | 100 | 99999 | 1000 | 43.16 | 43.17 | 0.01 | 0
2015 | HQ_NY_2_NYISO_A-F | HQ_NY | NYISO_A-F | Internal | Winter | B18 | 400 | 99999 | 1000 | 42.54 | 42.55 | 0.01 | 0
2015 | HQ_NY_2_NYISO_A-F | HQ_NY | NYISO_A-F | Internal | Winter | B19 | 700 | 99999 | 1000 | 42.54 | 42.55 | 0.01 | 0
2015 | HQ_NY_2_NYISO_A-F | HQ_NY | NYISO_A-F | Internal | Winter | B20 | 935 | 99999 | 229.95 | 42.54 | 42.55 | 0.01 | 0
2015 | HQ_IESO_2_IESO | HQ_IESO | IESO | Internal | Shoulder | B11 | 25 | 99999 | 400 | 33.12 | 33.13 | 0.01 | 0
2015 | HQ_IESO_2_IESO | HQ_IESO | IESO | Internal | Shoulder | B12 | 200 | 99999 | 400 | 32.89 | 32.9 | 0.01 | 0
2015 | HQ_IESO_2_IESO | HQ_IESO | IESO | Internal | Shoulder | B13 | 600 | 99999 | 400 | 30.95 | 30.96 | 0.01 | 0
2015 | HQ_IESO_2_IESO | HQ_IESO | IESO | Internal | Shoulder | B14 | 900 | 99999 | 400 | 30.95 | 30.96 | 0.01 | 0
2015 | HQ_IESO_2_IESO | HQ_IESO | IESO | Internal | Shoulder | B15 | 1203 | 99999 | 75.48 | 30.95 | 30.96 | 0.01 | 0
2015 | HQ_IESO_2_IESO | HQ_IESO | IESO | Internal | Summer | B1 | 10 | 99999 | 400 | 47.79 | 47.8 | 0.01 | 0
2015 | HQ_IESO_2_IESO | HQ_IESO | IESO | Internal | Summer | B2 | 25 | 99999 | 400 | 44.93 | 44.95 | 0.01 | 0
2015 | HQ_IESO_2_IESO | HQ_IESO | IESO | Internal | Summer | B3 | 75 | 99999 | 400 | 43.29 | 43.3 | 0.01 | 0
2015 | HQ_IESO_2_IESO | HQ_IESO | IESO | Internal | Summer | B4 | 100 | 99999 | 400 | 38.06 | 38.07 | 0.01 | 0
2015 | HQ_IESO_2_IESO | HQ_IESO | IESO | Internal | Summer | B5 | 200 | 99999 | 400 | 35.52 | 35.53 | 0.01 | 0
2015 | HQ_IESO_2_IESO | HQ_IESO | IESO | Internal | Summer | B6 | 300 | 99999 | 400 | 35.32 | 35.33 | 0.01 | 0
2015 | HQ_IESO_2_IESO | HQ_IESO | IESO | Internal | Summer | B7 | 400 | 99999 | 400 | 29.97 | 29.98 | 0.01 | 0
2015 | HQ_IESO_2_IESO | HQ_IESO | IESO | Internal | Summer | B8 | 500 | 99999 | 400 | 29.61 | 29.62 | 0.01 | 0
2015 | HQ_IESO_2_IESO | HQ_IESO | IESO | Internal | Summer | B9 | 800 | 99999 | 400 | 29.61 | 29.62 | 0.01 | 0
2015 | HQ_IESO_2_IESO | HQ_IESO | IESO | Internal | Summer | B10 | 1262 | 99999 | 12.04 | 29.61 | 29.62 | 0.01 | 0
2015 | HQ_IESO_2_IESO | HQ_IESO | IESO | Internal | Winter | B16 | 25 | 99999 | 400 | 38.51 | 38.52 | 0.01 | 0
2015 | HQ_IESO_2_IESO | HQ_IESO | IESO | Internal | Winter | B17 | 100 | 99999 | 400 | 36.16 | 36.17 | 0.01 | 0
2015 | HQ_IESO_2_IESO | HQ_IESO | IESO | Internal | Winter | B18 | 400 | 99999 | 400 | 35.54 | 35.55 | 0.01 | 0
2015 | HQ_IESO_2_IESO | HQ_IESO | IESO | Internal | Winter | B19 | 700 | 99999 | 400 | 35.54 | 35.55 | 0.01 | 0
2015 | HQ_IESO_2_IESO | HQ_IESO | IESO | Internal | Winter | B20 | 935 | 99999 | 91.98 | 35.54 | 35.55 | 0.01 | 0
2015 | IESO_2_MAPP_CA | IESO | MAPP_CA | Internal | Shoulder | B11 | 25 | 262 | 262 | 33.13 | 47.98 | 7 | 7.85
2015 | IESO_2_MAPP_CA | IESO | MAPP_CA | Internal | Shoulder | B12 | 200 | 262 | 262 | 32.9 | 40.64 | 7 | 0.75
2015 | IESO_2_MAPP_CA | IESO | MAPP_CA | Internal | Shoulder | B13 | 600 | 262 | 262 | 30.96 | 38.91 | 7 | 0.95
2015 | IESO_2_MAPP_CA | IESO | MAPP_CA | Internal | Shoulder | B14 | 900 | 262 | 262 | 30.96 | 38.91 | 7 | 0.95
2015 | IESO_2_MAPP_CA | IESO | MAPP_CA | Internal | Shoulder | B15 | 1203 | 262 | 262 | 30.96 | 38.91 | 7 | 0.95
2015 | IESO_2_MAPP_CA | IESO | MAPP_CA | Internal | Summer | B1 | 10 | 262 | 58.46 | 47.8 | 54.8 | 7 | 0
2015 | IESO_2_MAPP_CA | IESO | MAPP_CA | Internal | Summer | B2 | 25 | 262 | 222.49 | 44.95 | 51.95 | 7 | 0
2015 | IESO_2_MAPP_CA | IESO | MAPP_CA | Internal | Summer | B3 | 75 | 262 | 262 | 43.3 | 52.99 | 7 | 2.69
2015 | IESO_2_MAPP_CA | IESO | MAPP_CA | Internal | Summer | B4 | 100 | 262 | 262 | 38.07 | 47.98 | 7 | 2.91
2015 | IESO_2_MAPP_CA | IESO | MAPP_CA | Internal | Summer | B5 | 200 | 262 | 262 | 35.53 | 47.98 | 7 | 5.46
2015 | IESO_2_MAPP_CA | IESO | MAPP_CA | Internal | Summer | B6 | 300 | 262 | 262 | 35.33 | 44.1 | 7 | 1.77
2015 | IESO_2_MAPP_CA | IESO | MAPP_CA | Internal | Summer | B7 | 400 | 262 | 262 | 29.98 | 36.99 | 7 | 0.01
2015 | IESO_2_MAPP_CA | IESO | MAPP_CA | Internal | Summer | B8 | 500 | 262 | 151.02 | 29.62 | 36.62 | 7 | 0
2015 | IESO_2_MAPP_CA | IESO | MAPP_CA | Internal | Summer | B9 | 800 | 262 | 160.53 | 29.62 | 36.62 | 7 | 0
2015 | IESO_2_MAPP_CA | IESO | MAPP_CA | Internal | Summer | B10 | 1262 | 262 | 172.8 | 29.62 | 36.62 | 7 | 0
2015 | IESO_2_MAPP_CA | IESO | MAPP_CA | Internal | Winter | B16 | 25 | 262 | 262 | 38.52 | 48.75 | 7 | 3.23
2015 | IESO_2_MAPP_CA | IESO | MAPP_CA | Internal | Winter | B17 | 100 | 262 | 243.25 | 36.17 | 43.17 | 7 | 0
2015 | IESO_2_MAPP_CA | IESO | MAPP_CA | Internal | Winter | B18 | 400 | 262 | 197.93 | 35.55 | 42.55 | 7 | 0
2015 | IESO_2_MAPP_CA | IESO | MAPP_CA | Internal | Winter | B19 | 700 | 262 | 218.22 | 35.55 | 42.55 | 7 | 0
2015 | IESO_2_MAPP_CA | IESO | MAPP_CA | Internal | Winter | B20 | 935 | 262 | 227.36 | 35.55 | 42.55 | 7 | 0
2015 | IESO_2_MISO_MI | IESO | MISO_MI | Internal | Shoulder | B11 | 25 | 1840 | 1840 | 33.13 | 48.06 | 7 | 7.93
2015 | IESO_2_MISO_MI | IESO | MISO_MI | Internal | Shoulder | B12 | 200 | 1840 | 1840 | 32.9 | 40.66 | 7 | 0.76
2015 | IESO_2_MISO_MI | IESO | MISO_MI | Internal | Shoulder | B13 | 600 | 1840 | 1744.47 | 30.96 | 37.96 | 7 | 0
2015 | IESO_2_MISO_MI | IESO | MISO_MI | Internal | Shoulder | B14 | 900 | 1840 | 0 | 30.96 | 36.57 | 7 | 0
2015 | IESO_2_MISO_MI | IESO | MISO_MI | Internal | Shoulder | B15 | 1203 | 1840 | 0 | 30.96 | 34.31 | 7 | 0
2015 | IESO_2_MISO_MI | IESO | MISO_MI | Internal | Summer | B1 | 10 | 1840 | 1840 | 47.8 | 59.43 | 7 | 4.63
2015 | IESO_2_MISO_MI | IESO | MISO_MI | Internal | Summer | B2 | 25 | 1840 | 1840 | 44.95 | 59.29 | 7 | 7.34
2015 | IESO_2_MISO_MI | IESO | MISO_MI | Internal | Summer | B3 | 75 | 1840 | 1840 | 43.3 | 56.29 | 7 | 5.99
2015 | IESO_2_MISO_MI | IESO | MISO_MI | Internal | Summer | B4 | 100 | 1840 | 1840 | 38.07 | 54.01 | 7 | 8.94
2015 | IESO_2_MISO_MI | IESO | MISO_MI | Internal | Summer | B5 | 200 | 1840 | 1840 | 35.53 | 48.51 | 7 | 5.98
2015 | IESO_2_MISO_MI | IESO | MISO_MI | Internal | Summer | B6 | 300 | 1840 | 1840 | 35.33 | 43.1 | 7 | 0.77
2015 | IESO_2_MISO_MI | IESO | MISO_MI | Internal | Summer | B7 | 400 | 1840 | 539.83 | 29.98 | 36.98 | 7 | 0
2015 | IESO_2_MISO_MI | IESO | MISO_MI | Internal | Summer | B8 | 500 | 1840 | 0 | 29.62 | 35.19 | 7 | 0
2015 | IESO_2_MISO_MI | IESO | MISO_MI | Internal | Summer | B9 | 800 | 1840 | 0 | 29.62 | 33.53 | 7 | 0
2015 | IESO_2_MISO_MI | IESO | MISO_MI | Internal | Summer | B10 | 1262 | 1840 | 0 | 29.62 | 32.65 | 7 | 0
2015 | IESO_2_MISO_MI | IESO | MISO_MI | Internal | Winter | B16 | 25 | 1840 | 1840 | 38.52 | 48.77 | 7 | 3.25
2015 | IESO_2_MISO_MI | IESO | MISO_MI | Internal | Winter | B17 | 100 | 1840 | 1840 | 36.17 | 43.2 | 7 | 0.02
2015 | IESO_2_MISO_MI | IESO | MISO_MI | Internal | Winter | B18 | 400 | 1840 | 0 | 35.55 | 39.15 | 7 | 0
2015 | IESO_2_MISO_MI | IESO | MISO_MI | Internal | Winter | B19 | 700 | 1840 | 0 | 35.55 | 37.29 | 7 | 0
2015 | IESO_2_MISO_MI | IESO | MISO_MI | Internal | Winter | B20 | 935 | 1840 | 0 | 35.55 | 33.28 | 7 | 0
2015 | IESO_2_MISO_W | IESO | MISO_W | Internal | Shoulder | B11 | 25 | 140 | 140 | 33.13 | 48.05 | 7 | 7.92
2015 | IESO_2_MISO_W | IESO | MISO_W | Internal | Shoulder | B12 | 200 | 140 | 140 | 32.9 | 40.66 | 7 | 0.76
2015 | IESO_2_MISO_W | IESO | MISO_W | Internal | Shoulder | B13 | 600 | 140 | 96.11 | 30.96 | 37.96 | 7 | 0
2015 | IESO_2_MISO_W | IESO | MISO_W | Internal | Shoulder | B14 | 900 | 140 | 0 | 30.96 | 36.55 | 7 | 0
2015 | IESO_2_MISO_W | IESO | MISO_W | Internal | Shoulder | B15 | 1203 | 140 | 0 | 30.96 | 33.57 | 7 | 0
2015 | IESO_2_MISO_W | IESO | MISO_W | Internal | Summer | B1 | 10 | 140 | 140 | 47.8 | 60.78 | 7 | 5.98
2015 | IESO_2_MISO_W | IESO | MISO_W | Internal | Summer | B2 | 25 | 140 | 140 | 44.95 | 59.29 | 7 | 7.34
2015 | IESO_2_MISO_W | IESO | MISO_W | Internal | Summer | B3 | 75 | 140 | 140 | 43.3 | 58.02 | 7 | 7.71
2015 | IESO_2_MISO_W | IESO | MISO_W | Internal | Summer | B4 | 100 | 140 | 140 | 38.07 | 56.45 | 7 | 11.38
2015 | IESO_2_MISO_W | IESO | MISO_W | Internal | Summer | B5 | 200 | 140 | 140 | 35.53 | 48.53 | 7 | 6
2015 | IESO_2_MISO_W | IESO | MISO_W | Internal | Summer | B6 | 300 | 140 | 140 | 35.33 | 44.11 | 7 | 1.78
2015 | IESO_2_MISO_W | IESO | MISO_W | Internal | Summer | B7 | 400 | 140 | 140 | 29.98 | 37.01 | 7 | 0.02
2015 | IESO_2_MISO_W | IESO | MISO_W | Internal | Summer | B8 | 500 | 140 | 0 | 29.62 | 35.18 | 7 | 0
2015 | IESO_2_MISO_W | IESO | MISO_W | Internal | Summer | B9 | 800 | 140 | 0 | 29.62 | 33.52 | 7 | 0
2015 | IESO_2_MISO_W | IESO | MISO_W | Internal | Summer | B10 | 1262 | 140 | 0 | 29.62 | 30.07 | 7 | 0
2015 | IESO_2_MISO_W | IESO | MISO_W | Internal | Winter | B16 | 25 | 140 | 140 | 38.52 | 48.77 | 7 | 3.25
2015 | IESO_2_MISO_W | IESO | MISO_W | Internal | Winter | B17 | 100 | 140 | 140 | 36.17 | 43.18 | 7 | 0.01
2015 | IESO_2_MISO_W | IESO | MISO_W | Internal | Winter | B18 | 400 | 140 | 0 | 35.55 | 39.15 | 7 | 0
2015 | IESO_2_MISO_W | IESO | MISO_W | Internal | Winter | B19 | 700 | 140 | 0 | 35.55 | 37.58 | 7 | 0
2015 | IESO_2_MISO_W | IESO | MISO_W | Internal | Winter | B20 | 935 | 140 | 0 | 35.55 | 32.35 | 7 | 0
2015 | IESO_2_NYISO_A-F | IESO | NYISO_A-F | Internal | Shoulder | B11 | 25 | 1725 | 1586.78 | 33.13 | 40.13 | 7 | 0
2015 | IESO_2_NYISO_A-F | IESO | NYISO_A-F | Internal | Shoulder | B12 | 200 | 1725 | 1391.55 | 32.9 | 39.9 | 7 | 0
2015 | IESO_2_NYISO_A-F | IESO | NYISO_A-F | Internal | Shoulder | B13 | 600 | 1725 | 1725 | 30.96 | 39.87 | 7 | 1.91
2015 | IESO_2_NYISO_A-F | IESO | NYISO_A-F | Internal | Shoulder | B14 | 900 | 1725 | 1725 | 30.96 | 38 | 7 | 0.04
2015 | IESO_2_NYISO_A-F | IESO | NYISO_A-F | Internal | Shoulder | B15 | 1203 | 1725 | 1725 | 30.96 | 38 | 7 | 0.04
2015 | IESO_2_NYISO_A-F | IESO | NYISO_A-F | Internal | Summer | B1 | 10 | 1725 | 332.18 | 47.8 | 54.8 | 7 | 0
2015 | IESO_2_NYISO_A-F | IESO | NYISO_A-F | Internal | Summer | B2 | 25 | 1725 | 681.93 | 44.95 | 51.95 | 7 | 0
2015 | IESO_2_NYISO_A-F | IESO | NYISO_A-F | Internal | Summer | B3 | 75 | 1725 | 1661.34 | 43.3 | 50.3 | 7 | 0
2015 | IESO_2_NYISO_A-F | IESO | NYISO_A-F | Internal | Summer | B4 | 100 | 1725 | 1629.75 | 38.07 | 45.07 | 7 | 0
2015 | IESO_2_NYISO_A-F | IESO | NYISO_A-F | Internal | Summer | B5 | 200 | 1725 | 388.11 | 35.53 | 42.53 | 7 | 0
2015 | IESO_2_NYISO_A-F | IESO | NYISO_A-F | Internal | Summer | B6 | 300 | 1725 | 784.63 | 35.33 | 42.33 | 7 | 0
2015 | IESO_2_NYISO_A-F | IESO | NYISO_A-F | Internal | Summer | B7 | 400 | 1725 | 1725 | 29.98 | 37.27 | 7 | 0.29
2015 | IESO_2_NYISO_A-F | IESO | NYISO_A-F | Internal | Summer | B8 | 500 | 1725 | 1725 | 29.62 | 37.19 | 7 | 0.57
2015 | IESO_2_NYISO_A-F | IESO | NYISO_A-F | Internal | Summer | B9 | 800 | 1725 | 1725 | 29.62 | 37.18 | 7 | 0.56
2015 | IESO_2_NYISO_A-F | IESO | NYISO_A-F | Internal | Summer | B10 | 1262 | 1725 | 1725 | 29.62 | 37.18 | 7 | 0.56
2015 | IESO_2_NYISO_A-F | IESO | NYISO_A-F | Internal | Winter | B16 | 25 | 1725 | 699.12 | 38.52 | 45.52 | 7 | 0
2015 | IESO_2_NYISO_A-F | IESO | NYISO_A-F | Internal | Winter | B17 | 100 | 1725 | 504.24 | 36.17 | 43.17 | 7 | 0
2015 | IESO_2_NYISO_A-F | IESO | NYISO_A-F | Internal | Winter | B18 | 400 | 1725 | 1382.12 | 35.55 | 42.55 | 7 | 0
2015 | IESO_2_NYISO_A-F | IESO | NYISO_A-F | Internal | Winter | B19 | 700 | 1725 | 1443.19 | 35.55 | 42.55 | 7 | 0
2015 | IESO_2_NYISO_A-F | IESO | NYISO_A-F | Internal | Winter | B20 | 935 | 1725 | 1510.14 | 35.55 | 42.55 | 7 | 0
2015 | MAPP_CA_2_IESO | MAPP_CA | IESO | Internal | Shoulder | B11 | 25 | 330 | 0 | 47.98 | 33.13 | 8 | 0
2015 | MAPP_CA_2_IESO | MAPP_CA | IESO | Internal | Shoulder | B12 | 200 | 330 | 0 | 40.64 | 32.9 | 8 | 0
2015 | MAPP_CA_2_IESO | MAPP_CA | IESO | Internal | Shoulder | B13 | 600 | 330 | 0 | 38.91 | 30.96 | 8 | 0
2015 | MAPP_CA_2_IESO | MAPP_CA | IESO | Internal | Shoulder | B14 | 900 | 330 | 0 | 38.91 | 30.96 | 8 | 0
2015 | MAPP_CA_2_IESO | MAPP_CA | IESO | Internal | Shoulder | B15 | 1203 | 330 | 0 | 38.91 | 30.96 | 8 | 0
2015 | MAPP_CA_2_IESO | MAPP_CA | IESO | Internal | Summer | B1 | 10 | 330 | 0 | 54.8 | 47.8 | 8 | 0
2015 | MAPP_CA_2_IESO | MAPP_CA | IESO | Internal | Summer | B2 | 25 | 330 | 0 | 51.95 | 44.95 | 8 | 0
2015 | MAPP_CA_2_IESO | MAPP_CA | IESO | Internal | Summer | B3 | 75 | 330 | 0 | 52.99 | 43.3 | 8 | 0
2015 | MAPP_CA_2_IESO | MAPP_CA | IESO | Internal | Summer | B4 | 100 | 330 | 0 | 47.98 | 38.07 | 8 | 0
2015 | MAPP_CA_2_IESO | MAPP_CA | IESO | Internal | Summer | B5 | 200 | 330 | 0 | 47.98 | 35.53 | 8 | 0
2015 | MAPP_CA_2_IESO | MAPP_CA | IESO | Internal | Summer | B6 | 300 | 330 | 0 | 44.1 | 35.33 | 8 | 0
2015 | MAPP_CA_2_IESO | MAPP_CA | IESO | Internal | Summer | B7 | 400 | 330 | 0 | 36.99 | 29.98 | 8 | 0
2015 | MAPP_CA_2_IESO | MAPP_CA | IESO | Internal | Summer | B8 | 500 | 330 | 0 | 36.62 | 29.62 | 8 | 0
2015 | MAPP_CA_2_IESO | MAPP_CA | IESO | Internal | Summer | B9 | 800 | 330 | 0 | 36.62 | 29.62 | 8 | 0
2015 | MAPP_CA_2_IESO | MAPP_CA | IESO | Internal | Summer | B10 | 1262 | 330 | 0 | 36.62 | 29.62 | 8 | 0
2015 | MAPP_CA_2_IESO | MAPP_CA | IESO | Internal | Winter | B16 | 25 | 330 | 0 | 48.75 | 38.52 | 8 | 0
2015 | MAPP_CA_2_IESO | MAPP_CA | IESO | Internal | Winter | B17 | 100 | 330 | 0 | 43.17 | 36.17 | 8 | 0
2015 | MAPP_CA_2_IESO | MAPP_CA | IESO | Internal | Winter | B18 | 400 | 330 | 0 | 42.55 | 35.55 | 8 | 0
2015 | MAPP_CA_2_IESO | MAPP_CA | IESO | Internal | Winter | B19 | 700 | 330 | 0 | 42.55 | 35.55 | 8 | 0
2015 | MAPP_CA_2_IESO | MAPP_CA | IESO | Internal | Winter | B20 | 935 | 330 | 0 | 42.55 | 35.55 | 8 | 0
2015 | MAPP_CA_2_MAPP_US | MAPP_CA | MAPP_US | Internal | Shoulder | B11 | 25 | 372 | 0 | 47.98 | 48.04 | 7 | 0
2015 | MAPP_CA_2_MAPP_US | MAPP_CA | MAPP_US | Internal | Shoulder | B12 | 200 | 372 | 0 | 40.64 | 33.66 | 7 | 0
2015 | MAPP_CA_2_MAPP_US | MAPP_CA | MAPP_US | Internal | Shoulder | B13 | 600 | 372 | 0 | 38.91 | 32.3 | 7 | 0
2015 | MAPP_CA_2_MAPP_US | MAPP_CA | MAPP_US | Internal | Shoulder | B14 | 900 | 372 | 0 | 38.91 | 31.91 | 7 | 0
2015 | MAPP_CA_2_MAPP_US | MAPP_CA | MAPP_US | Internal | Shoulder | B15 | 1203 | 372 | 0 | 38.91 | 31.91 | 7 | 0
2015 | MAPP_CA_2_MAPP_US | MAPP_CA | MAPP_US | Internal | Summer | B1 | 10 | 372 | 0 | 54.8 | 53.78 | 7 | 0
2015 | MAPP_CA_2_MAPP_US | MAPP_CA | MAPP_US | Internal | Summer | B2 | 25 | 372 | 0 | 51.95 | 52.76 | 7 | 0
2015 | MAPP_CA_2_MAPP_US | MAPP_CA | MAPP_US | Internal | Summer | B3 | 75 | 372 | 0 | 52.99 | 52.76 | 7 | 0
2015 | MAPP_CA_2_MAPP_US | MAPP_CA | MAPP_US | Internal | Summer | B4 | 100 | 372 | 0 | 47.98 | 49.45 | 7 | 0
2015 | MAPP_CA_2_MAPP_US | MAPP_CA | MAPP_US | Internal | Summer | B5 | 200 | 372 | 0 | 47.98 | 48.12 | 7 | 0
2015 | MAPP_CA_2_MAPP_US | MAPP_CA | MAPP_US | Internal | Summer | B6 | 300 | 372 | 0 | 44.1 | 44.1 | 7 | 0
2015 | MAPP_CA_2_MAPP_US | MAPP_CA | MAPP_US | Internal | Summer | B7 | 400 | 372 | 0 | 36.99 | 34.34 | 7 | 0
2015 | MAPP_CA_2_MAPP_US | MAPP_CA | MAPP_US | Internal | Summer | B8 | 500 | 372 | 0 | 36.62 | 30.24 | 7 | 0
2015 | MAPP_CA_2_MAPP_US | MAPP_CA | MAPP_US | Internal | Summer | B9 | 800 | 372 | 0 | 36.62 | 29.34 | 7 | 0
2015 | MAPP_CA_2_MAPP_US | MAPP_CA | MAPP_US | Internal | Summer | B10 | 1262 | 372 | 0 | 36.62 | 29.11 | 7 | 0
2015 | MAPP_CA_2_MAPP_US | MAPP_CA | MAPP_US | Internal | Winter | B16 | 25 | 372 | 0 | 48.75 | 41.77 | 7 | 0
2015 | MAPP_CA_2_MAPP_US | MAPP_CA | MAPP_US | Internal | Winter | B17 | 100 | 372 | 0 | 43.17 | 36.18 | 7 | 0
2015 | MAPP_CA_2_MAPP_US | MAPP_CA | MAPP_US | Internal | Winter | B18 | 400 | 372 | 0 | 42.55 | 33.08 | 7 | 0
2015 | MAPP_CA_2_MAPP_US | MAPP_CA | MAPP_US | Internal | Winter | B19 | 700 | 372 | 0 | 42.55 | 33.08 | 7 | 0
2015 | MAPP_CA_2_MAPP_US | MAPP_CA | MAPP_US | Internal | Winter | B20 | 935 | 372 | 0 | 42.55 | 32.34 | 7 | 0
2015 | MAPP_CA_2_MISO_W | MAPP_CA | MISO_W | Internal | Shoulder | B11 | 25 | 1988 | 1988 | 47.98 | 48.05 | 0.01 | 0.05
2015 | MAPP_CA_2_MISO_W | MAPP_CA | MISO_W | Internal | Shoulder | B12 | 200 | 1988 | 659.03 | 40.64 | 40.66 | 0.01 | 0
2015 | MAPP_CA_2_MISO_W | MAPP_CA | MISO_W | Internal | Shoulder | B13 | 600 | 1988 | 0 | 38.91 | 37.96 | 0.01 | 0
2015 | MAPP_CA_2_MISO_W | MAPP_CA | MISO_W | Internal | Shoulder | B14 | 900 | 1988 | 0 | 38.91 | 36.55 | 0.01 | 0
2015 | MAPP_CA_2_MISO_W | MAPP_CA | MISO_W | Internal | Shoulder | B15 | 1203 | 1988 | 0 | 38.91 | 33.57 | 0.01 | 0
2015 | MAPP_CA_2_MISO_W | MAPP_CA | MISO_W | Internal | Summer | B1 | 10 | 1988 | 1988 | 54.8 | 60.78 | 0.01 | 5.96
2015 | MAPP_CA_2_MISO_W | MAPP_CA | MISO_W | Internal | Summer | B2 | 25 | 1988 | 1988 | 51.95 | 59.29 | 0.01 | 7.33
2015 | MAPP_CA_2_MISO_W | MAPP_CA | MISO_W | Internal | Summer | B3 | 75 | 1988 | 1988 | 52.99 | 58.02 | 0.01 | 5.01
2015 | MAPP_CA_2_MISO_W | MAPP_CA | MISO_W | Internal | Summer | B4 | 100 | 1988 | 1988 | 47.98 | 56.45 | 0.01 | 8.46
2015 | MAPP_CA_2_MISO_W | MAPP_CA | MISO_W | Internal | Summer | B5 | 200 | 1988 | 1988 | 47.98 | 48.53 | 0.01 | 0.53
2015 | MAPP_CA_2_MISO_W | MAPP_CA | MISO_W | Internal | Summer | B6 | 300 | 1988 | 838.49 | 44.1 | 44.11 | 0.01 | 0
2015 | MAPP_CA_2_MISO_W | MAPP_CA | MISO_W | Internal | Summer | B7 | 400 | 1988 | 564.77 | 36.99 | 37.01 | 0.01 | 0
2015 | MAPP_CA_2_MISO_W | MAPP_CA | MISO_W | Internal | Summer | B8 | 500 | 1988 | 0 | 36.62 | 35.18 | 0.01 | 0
2015 | MAPP_CA_2_MISO_W | MAPP_CA | MISO_W | Internal | Summer | B9 | 800 | 1988 | 0 | 36.62 | 33.52 | 0.01 | 0
2015 | MAPP_CA_2_MISO_W | MAPP_CA | MISO_W | Internal | Summer | B10 | 1262 | 1988 | 0 | 36.62 | 30.07 | 0.01 | 0
2015 | MAPP_CA_2_MISO_W | MAPP_CA | MISO_W | Internal | Winter | B16 | 25 | 1988 | 1577.93 | 48.75 | 48.77 | 0.01 | 0
2015 | MAPP_CA_2_MISO_W | MAPP_CA | MISO_W | Internal | Winter | B17 | 100 | 1988 | 23.51 | 43.17 | 43.18 | 0.01 | 0
2015 | MAPP_CA_2_MISO_W | MAPP_CA | MISO_W | Internal | Winter | B18 | 400 | 1988 | 0 | 42.55 | 39.15 | 0.01 | 0
2015 | MAPP_CA_2_MISO_W | MAPP_CA | MISO_W | Internal | Winter | B19 | 700 | 1988 | 0 | 42.55 | 37.58 | 0.01 | 0
2015 | MAPP_CA_2_MISO_W | MAPP_CA | MISO_W | Internal | Winter | B20 | 935 | 1988 | 0 | 42.55 | 32.35 | 0.01 | 0
2015 | MAPP_US_2_MAPP_CA | MAPP_US | MAPP_CA | Internal | Shoulder | B11 | 25 | 165 | 0 | 48.04 | 47.98 | 7 | 0
2015 | MAPP_US_2_MAPP_CA | MAPP_US | MAPP_CA | Internal | Shoulder | B12 | 200 | 165 | 0 | 33.66 | 40.64 | 7 | 0
2015 | MAPP_US_2_MAPP_CA | MAPP_US | MAPP_CA | Internal | Shoulder | B13 | 600 | 165 | 0 | 32.3 | 38.91 | 7 | 0
2015 | MAPP_US_2_MAPP_CA | MAPP_US | MAPP_CA | Internal | Shoulder | B14 | 900 | 165 | 45.74 | 31.91 | 38.91 | 7 | 0
2015 | MAPP_US_2_MAPP_CA | MAPP_US | MAPP_CA | Internal | Shoulder | B15 | 1203 | 165 | 141.92 | 31.91 | 38.91 | 7 | 0
2015 | MAPP_US_2_MAPP_CA | MAPP_US | MAPP_CA | Internal | Summer | B1 | 10 | 165 | 0 | 53.78 | 54.8 | 7 | 0
2015 | MAPP_US_2_MAPP_CA | MAPP_US | MAPP_CA | Internal | Summer | B2 | 25 | 165 | 0 | 52.76 | 51.95 | 7 | 0
2015 | MAPP_US_2_MAPP_CA | MAPP_US | MAPP_CA | Internal | Summer | B3 | 75 | 165 | 0 | 52.76 | 52.99 | 7 | 0
2015 | MAPP_US_2_MAPP_CA | MAPP_US | MAPP_CA | Internal | Summer | B4 | 100 | 165 | 0 | 49.45 | 47.98 | 7 | 0
2015 | MAPP_US_2_MAPP_CA | MAPP_US | MAPP_CA | Internal | Summer | B5 | 200 | 165 | 0 | 48.12 | 47.98 | 7 | 0
2015 | MAPP_US_2_MAPP_CA | MAPP_US | MAPP_CA | Internal | Summer | B6 | 300 | 165 | 0 | 44.1 | 44.1 | 7 | 0
2015 | MAPP_US_2_MAPP_CA | MAPP_US | MAPP_CA | Internal | Summer | B7 | 400 | 165 | 0 | 34.34 | 36.99 | 7 | 0
2015 | MAPP_US_2_MAPP_CA | MAPP_US | MAPP_CA | Internal | Summer | B8 | 500 | 165 | 0 | 30.24 | 36.62 | 7 | 0
2015 | MAPP_US_2_MAPP_CA | MAPP_US | MAPP_CA | Internal | Summer | B9 | 800 | 165 | 165 | 29.34 | 36.62 | 7 | 0.28
2015 | MAPP_US_2_MAPP_CA | MAPP_US | MAPP_CA | Internal | Summer | B10 | 1262 | 165 | 165 | 29.11 | 36.62 | 7 | 0.51
2015 | MAPP_US_2_MAPP_CA | MAPP_US | MAPP_CA | Internal | Winter | B16 | 25 | 165 | 0 | 41.77 | 48.75 | 7 | 0
2015 | MAPP_US_2_MAPP_CA | MAPP_US | MAPP_CA | Internal | Winter | B17 | 100 | 165 | 0 | 36.18 | 43.17 | 7 | 0
2015 | MAPP_US_2_MAPP_CA | MAPP_US | MAPP_CA | Internal | Winter | B18 | 400 | 165 | 165 | 33.08 | 42.55 | 7 | 2.47
2015 | MAPP_US_2_MAPP_CA | MAPP_US | MAPP_CA | Internal | Winter | B19 | 700 | 165 | 165 | 33.08 | 42.55 | 7 | 2.47
2015 | MAPP_US_2_MAPP_CA | MAPP_US | MAPP_CA | Internal | Winter | B20 | 935 | 165 | 165 | 32.34 | 42.55 | 7 | 3.21
2015 | MAPP_US_2_MISO_W | MAPP_US | MISO_W | Internal | Shoulder | B11 | 25 | 2635 | 0 | 48.04 | 48.05 | 7 | 0
2015 | MAPP_US_2_MISO_W | MAPP_US | MISO_W | Internal | Shoulder | B12 | 200 | 2635 | 71.27 | 33.66 | 40.66 | 7 | 0
2015 | MAPP_US_2_MISO_W | MAPP_US | MISO_W | Internal | Shoulder | B13 | 600 | 2635 | 0 | 32.3 | 37.96 | 7 | 0
2015 | MAPP_US_2_MISO_W | MAPP_US | MISO_W | Internal | Shoulder | B14 | 900 | 2635 | 0 | 31.91 | 36.55 | 7 | 0
2015 | MAPP_US_2_MISO_W | MAPP_US | MISO_W | Internal | Shoulder | B15 | 1203 | 2635 | 0 | 31.91 | 33.57 | 7 | 0
2015 | MAPP_US_2_MISO_W | MAPP_US | MISO_W | Internal | Summer | B1 | 10 | 2635 | 243.86 | 53.78 | 60.78 | 7 | 0
2015 | MAPP_US_2_MISO_W | MAPP_US | MISO_W | Internal | Summer | B2 | 25 | 2635 | 0 | 52.76 | 59.29 | 7 | 0
2015 | MAPP_US_2_MISO_W | MAPP_US | MISO_W | Internal | Summer | B3 | 75 | 2635 | 0 | 52.76 | 58.02 | 7 | 0
2015 | MAPP_US_2_MISO_W | MAPP_US | MISO_W | Internal | Summer | B4 | 100 | 2635 | 408.68 | 49.45 | 56.45 | 7 | 0
2015 | MAPP_US_2_MISO_W | MAPP_US | MISO_W | Internal | Summer | B5 | 200 | 2635 | 0 | 48.12 | 48.53 | 7 | 0
2015 | MAPP_US_2_MISO_W | MAPP_US | MISO_W | Internal | Summer | B6 | 300 | 2635 | 0 | 44.1 | 44.11 | 7 | 0
2015 | MAPP_US_2_MISO_W | MAPP_US | MISO_W | Internal | Summer | B7 | 400 | 2635 | 0 | 34.34 | 37.01 | 7 | 0
2015 | MAPP_US_2_MISO_W | MAPP_US | MISO_W | Internal | Summer | B8 | 500 | 2635 | 0 | 30.24 | 35.18 | 7 | 0
2015 | MAPP_US_2_MISO_W | MAPP_US | MISO_W | Internal | Summer | B9 | 800 | 2635 | 0 | 29.34 | 33.52 | 7 | 0
2015 | MAPP_US_2_MISO_W | MAPP_US | MISO_W | Internal | Summer | B10 | 1262 | 2635 | 0 | 29.11 | 30.07 | 7 | 0
2015 | MAPP_US_2_MISO_W | MAPP_US | MISO_W | Internal | Winter | B16 | 25 | 2635 | 231.52 | 41.77 | 48.77 | 7 | 0
2015 | MAPP_US_2_MISO_W | MAPP_US | MISO_W | Internal | Winter | B17 | 100 | 2635 | 1567.28 | 36.18 | 43.18 | 7 | 0
2015 | MAPP_US_2_MISO_W | MAPP_US | MISO_W | Internal | Winter | B18 | 400 | 2635 | 0 | 33.08 | 39.15 | 7 | 0
2015 | MAPP_US_2_MISO_W | MAPP_US | MISO_W | Internal | Winter | B19 | 700 | 2635 | 0 | 33.08 | 37.58 | 7 | 0
2015 | MAPP_US_2_MISO_W | MAPP_US | MISO_W | Internal | Winter | B20 | 935 | 2635 | 0 | 32.34 | 32.35 | 7 | 0
2015 | MAPP_US_2_NE | MAPP_US | NE | Internal | Shoulder | B11 | 25 | 2000 | 1991.57 | 48.04 | 55.04 | 7 | 0
2015 | MAPP_US_2_NE | MAPP_US | NE | Internal | Shoulder | B12 | 200 | 2000 | 1212.06 | 33.66 | 40.66 | 7 | 0
2015 | MAPP_US_2_NE | MAPP_US | NE | Internal | Shoulder | B13 | 600 | 2000 | 1371.96 | 32.3 | 39.3 | 7 | 0
2015 | MAPP_US_2_NE | MAPP_US | NE | Internal | Shoulder | B14 | 900 | 2000 | 46.53 | 31.91 | 38.91 | 7 | 0
2015 | MAPP_US_2_NE | MAPP_US | NE | Internal | Shoulder | B15 | 1203 | 2000 | 0 | 31.91 | 37.6 | 7 | 0
2015 | MAPP_US_2_NE | MAPP_US | NE | Internal | Summer | B1 | 10 | 2000 | 1542.69 | 53.78 | 60.78 | 7 | 0
2015 | MAPP_US_2_NE | MAPP_US | NE | Internal | Summer | B2 | 25 | 2000 | 1602.63 | 52.76 | 59.76 | 7 | 0
2015 | MAPP_US_2_NE | MAPP_US | NE | Internal | Summer | B3 | 75 | 2000 | 1572.28 | 52.76 | 59.76 | 7 | 0
2015 | MAPP_US_2_NE | MAPP_US | NE | Internal | Summer | B4 | 100 | 2000 | 1195.04 | 49.45 | 56.45 | 7 | 0
2015 | MAPP_US_2_NE | MAPP_US | NE | Internal | Summer | B5 | 200 | 2000 | 1732.6 | 48.12 | 55.12 | 7 | 0
2015 | MAPP_US_2_NE | MAPP_US | NE | Internal | Summer | B6 | 300 | 2000 | 1815.35 | 44.1 | 51.1 | 7 | 0
2015 | MAPP_US_2_NE | MAPP_US | NE | Internal | Summer | B7 | 400 | 2000 | 2000 | 34.34 | 43.99 | 7 | 2.66
2015 | MAPP_US_2_NE | MAPP_US | NE | Internal | Summer | B8 | 500 | 2000 | 1993.54 | 30.24 | 37.24 | 7 | 0
2015 | MAPP_US_2_NE | MAPP_US | NE | Internal | Summer | B9 | 800 | 2000 | 1073.27 | 29.34 | 36.34 | 7 | 0
2015 | MAPP_US_2_NE | MAPP_US | NE | Internal | Summer | B10 | 1262 | 2000 | 932.5 | 29.11 | 36.11 | 7 | 0
2015 | MAPP_US_2_NE | MAPP_US | NE | Internal | Winter | B16 | 25 | 2000 | 1755.49 | 41.77 | 48.77 | 7 | 0
2015 | MAPP_US_2_NE | MAPP_US | NE | Internal | Winter | B17 | 100 | 2000 | 0 | 36.18 | 41.81 | 7 | 0
2015 | MAPP_US_2_NE | MAPP_US | NE | Internal | Winter | B18 | 400 | 2000 | 883.69 | 33.08 | 40.08 | 7 | 0
2015 | MAPP_US_2_NE | MAPP_US | NE | Internal | Winter | B19 | 700 | 2000 | 340.87 | 33.08 | 40.08 | 7 | 0
2015 | MAPP_US_2_NE | MAPP_US | NE | Internal | Winter | B20 | 935 | 2000 | 570.85 | 32.34 | 39.34 | 7 | 0
2015 | MARITIMES_2_NEISO | MARITIMES | NEISO | Internal | Shoulder | B11 | 25 | 99999 | 1400 | 36.89 | 36.9 | 0.01 | 0
2015 | MARITIMES_2_NEISO | MARITIMES | NEISO | Internal | Shoulder | B12 | 200 | 99999 | 1400 | 36.89 | 36.9 | 0.01 | 0
2015 | MARITIMES_2_NEISO | MARITIMES | NEISO | Internal | Shoulder | B13 | 600 | 99999 | 1400 | 36.89 | 36.9 | 0.01 | 0
2015 | MARITIMES_2_NEISO | MARITIMES | NEISO | Internal | Shoulder | B14 | 900 | 99999 | 1400 | 36.89 | 36.9 | 0.01 | 0
2015 | MARITIMES_2_NEISO | MARITIMES | NEISO | Internal | Shoulder | B15 | 1203 | 99999 | 426.43 | 36.89 | 36.9 | 0.01 | 0
2015 | MARITIMES_2_NEISO | MARITIMES | NEISO | Internal | Summer | B1 | 10 | 99999 | 1400 | 65.8 | 65.81 | 0.01 | 0
2015 | MARITIMES_2_NEISO | MARITIMES | NEISO | Internal | Summer | B2 | 25 | 99999 | 1400 | 53.82 | 53.84 | 0.01 | 0
2015 | MARITIMES_2_NEISO | MARITIMES | NEISO | Internal | Summer | B3 | 75 | 99999 | 1400 | 47.97 | 47.98 | 0.01 | 0
2015 | MARITIMES_2_NEISO | MARITIMES | NEISO | Internal | Summer | B4 | 100 | 99999 | 1400 | 42.06 | 42.07 | 0.01 | 0
2015 | MARITIMES_2_NEISO | MARITIMES | NEISO | Internal | Summer | B5 | 200 | 99999 | 1400 | 34.19 | 34.2 | 0.01 | 0
2015 | MARITIMES_2_NEISO | MARITIMES | NEISO | Internal | Summer | B6 | 300 | 99999 | 1400 | 34.19 | 34.2 | 0.01 | 0
2015 | MARITIMES_2_NEISO | MARITIMES | NEISO | Internal | Summer | B7 | 400 | 99999 | 1400 | 34.19 | 34.2 | 0.01 | 0
2015 | MARITIMES_2_NEISO | MARITIMES | NEISO | Internal | Summer | B8 | 500 | 99999 | 1400 | 34.19 | 34.2 | 0.01 | 0
2015 | MARITIMES_2_NEISO | MARITIMES | NEISO | Internal | Summer | B9 | 800 | 99999 | 1400 | 34.19 | 34.2 | 0.01 | 0
2015 | MARITIMES_2_NEISO | MARITIMES | NEISO | Internal | Summer | B10 | 1262 | 99999 | 236.13 | 34.19 | 34.2 | 0.01 | 0
2015 | MARITIMES_2_NEISO | MARITIMES | NEISO | Internal | Winter | B16 | 25 | 99999 | 1400 | 45.28 | 45.29 | 0.01 | 0
2015 | MARITIMES_2_NEISO | MARITIMES | NEISO | Internal | Winter | B17 | 100 | 99999 | 1400 | 45.28 | 45.29 | 0.01 | 0
2015 | MARITIMES_2_NEISO | MARITIMES | NEISO | Internal | Winter | B18 | 400 | 99999 | 1400 | 45.28 | 45.29 | 0.01 | 0
2015 | MARITIMES_2_NEISO | MARITIMES | NEISO | Internal | Winter | B19 | 700 | 99999 | 1400 | 45.28 | 45.29 | 0.01 | 0
2015 | MARITIMES_2_NEISO | MARITIMES | NEISO | Internal | Winter | B20 | 935 | 99999 | 475.94 | 45.28 | 45.29 | 0.01 | 0
2015 | MISO_IN_2_MISO_MI | MISO_IN | MISO_MI | Internal | Shoulder | B11 | 25 | 5000 | 0 | 48.07 | 48.06 | 0.01 | 0
2015 | MISO_IN_2_MISO_MI | MISO_IN | MISO_MI | Internal | Shoulder | B12 | 200 | 5000 | 0 | 40.67 | 40.66 | 0.01 | 0
2015 | MISO_IN_2_MISO_MI | MISO_IN | MISO_MI | Internal | Shoulder | B13 | 600 | 5000 | 0 | 37.96 | 37.96 | 0.01 | 0
2015 | MISO_IN_2_MISO_MI | MISO_IN | MISO_MI | Internal | Shoulder | B14 | 900 | 5000 | 712 | 36.55 | 36.57 | 0.01 | 0
2015 | MISO_IN_2_MISO_MI | MISO_IN | MISO_MI | Internal | Shoulder | B15 | 1203 | 5000 | 1472.37 | 34.3 | 34.31 | 0.01 | 0
2015 | MISO_IN_2_MISO_MI | MISO_IN | MISO_MI | Internal | Summer | B1 | 10 | 5000 | 0 | 60.8 | 59.43 | 0.01 | 0
2015 | MISO_IN_2_MISO_MI | MISO_IN | MISO_MI | Internal | Summer | B2 | 25 | 5000 | 0 | 59.3 | 59.29 | 0.01 | 0
2015 | MISO_IN_2_MISO_MI | MISO_IN | MISO_MI | Internal | Summer | B3 | 75 | 5000 | 0 | 57.02 | 56.29 | 0.01 | 0
2015 | MISO_IN_2_MISO_MI | MISO_IN | MISO_MI | Internal | Summer | B4 | 100 | 5000 | 0 | 55.58 | 54.01 | 0.01 | 0
2015 | MISO_IN_2_MISO_MI | MISO_IN | MISO_MI | Internal | Summer | B5 | 200 | 5000 | 0 | 48.52 | 48.51 | 0.01 | 0
2015 | MISO_IN_2_MISO_MI | MISO_IN | MISO_MI | Internal | Summer | B6 | 300 | 5000 | 0 | 43.11 | 43.1 | 0.01 | 0
2015 | MISO_IN_2_MISO_MI | MISO_IN | MISO_MI | Internal | Summer | B7 | 400 | 5000 | 749.76 | 36.97 | 36.98 | 0.01 | 0
2015 | MISO_IN_2_MISO_MI | MISO_IN | MISO_MI | Internal | Summer | B8 | 500 | 5000 | 904.23 | 35.18 | 35.19 | 0.01 | 0
2015 | MISO_IN_2_MISO_MI | MISO_IN | MISO_MI | Internal | Summer | B9 | 800 | 5000 | 1634.34 | 33.52 | 33.53 | 0.01 | 0
2015 | MISO_IN_2_MISO_MI | MISO_IN | MISO_MI | Internal | Summer | B10 | 1262 | 5000 | 2564.94 | 32.64 | 32.65 | 0.01 | 0
2015 | MISO_IN_2_MISO_MI | MISO_IN | MISO_MI | Internal | Winter | B16 | 25 | 5000 | 0 | 48.79 | 48.77 | 0.01 | 0
2015 | MISO_IN_2_MISO_MI | MISO_IN | MISO_MI | Internal | Winter | B17 | 100 | 5000 | 0 | 43.21 | 43.2 | 0.01 | 0
2015 | MISO_IN_2_MISO_MI | MISO_IN | MISO_MI | Internal | Winter | B18 | 400 | 5000 | 0 | 39.15 | 39.15 | 0.01 | 0
2015 | MISO_IN_2_MISO_MI | MISO_IN | MISO_MI | Internal | Winter | B19 | 700 | 5000 | 639.54 | 37.28 | 37.29 | 0.01 | 0
2015 | MISO_IN_2_MISO_MI | MISO_IN | MISO_MI | Internal | Winter | B20 | 935 | 5000 | 1135.61 | 33.26 | 33.28 | 0.01 | 0
2015 | MISO_IN_2_MISO_MO-IL | MISO_IN | MISO_MO-IL | Internal | Shoulder | B11 | 25 | 5000 | 0 | 48.07 | 48.06 | 0.01 | 0
2015 | MISO_IN_2_MISO_MO-IL | MISO_IN | MISO_MO-IL | Internal | Shoulder | B12 | 200 | 5000 | 0 | 40.67 | 40.66 | 0.01 | 0
2015 | MISO_IN_2_MISO_MO-IL | MISO_IN | MISO_MO-IL | Internal | Shoulder | B13 | 600 | 5000 | 0 | 37.96 | 37.95 | 0.01 | 0
2015 | MISO_IN_2_MISO_MO-IL | MISO_IN | MISO_MO-IL | Internal | Shoulder | B14 | 900 | 5000 | 0 | 36.55 | 36.54 | 0.01 | 0
2015 | MISO_IN_2_MISO_MO-IL | MISO_IN | MISO_MO-IL | Internal | Shoulder | B15 | 1203 | 5000 | 0 | 34.3 | 33.25 | 0.01 | 0
2015 | MISO_IN_2_MISO_MO-IL | MISO_IN | MISO_MO-IL | Internal | Summer | B1 | 10 | 5000 | 0 | 60.8 | 60.79 | 0.01 | 0
2015 | MISO_IN_2_MISO_MO-IL | MISO_IN | MISO_MO-IL | Internal | Summer | B2 | 25 | 5000 | 0 | 59.3 | 59.29 | 0.01 | 0
2015 | MISO_IN_2_MISO_MO-IL | MISO_IN | MISO_MO-IL | Internal | Summer | B3 | 75 | 5000 | 13.57 | 57.02 | 57.04 | 0.01 | 0
2015 | MISO_IN_2_MISO_MO-IL | MISO_IN | MISO_MO-IL | Internal | Summer | B4 | 100 | 5000 | 0 | 55.58 | 55.57 | 0.01 | 0
2015 | MISO_IN_2_MISO_MO-IL | MISO_IN | MISO_MO-IL | Internal | Summer | B5 | 200 | 5000 | 0 | 48.52 | 48.52 | 0.01 | 0
2015 | MISO_IN_2_MISO_MO-IL | MISO_IN | MISO_MO-IL | Internal | Summer | B6 | 300 | 5000 | 0 | 43.11 | 43.11 | 0.01 | 0
2015 | MISO_IN_2_MISO_MO-IL | MISO_IN | MISO_MO-IL | Internal | Summer | B7 | 400 | 5000 | 0 | 36.97 | 36.96 | 0.01 | 0
2015 | MISO_IN_2_MISO_MO-IL | MISO_IN | MISO_MO-IL | Internal | Summer | B8 | 500 | 5000 | 0 | 35.18 | 35.16 | 0.01 | 0
2015 | MISO_IN_2_MISO_MO-IL | MISO_IN | MISO_MO-IL | Internal | Summer | B9 | 800 | 5000 | 0 | 33.52 | 33.51 | 0.01 | 0
2015 | MISO_IN_2_MISO_MO-IL | MISO_IN | MISO_MO-IL | Internal | Summer | B10 | 1262 | 5000 | 0 | 32.64 | 30.06 | 0.01 | 0
2015 | MISO_IN_2_MISO_MO-IL | MISO_IN | MISO_MO-IL | Internal | Winter | B16 | 25 | 5000 | 0 | 48.79 | 48.78 | 0.01 | 0
2015 | MISO_IN_2_MISO_MO-IL | MISO_IN | MISO_MO-IL | Internal | Winter | B17 | 100 | 5000 | 0 | 43.21 | 43.2 | 0.01 | 0
2015 | MISO_IN_2_MISO_MO-IL | MISO_IN | MISO_MO-IL | Internal | Winter | B18 | 400 | 5000 | 0 | 39.15 | 39.14 | 0.01 | 0
2015 | MISO_IN_2_MISO_MO-IL | MISO_IN | MISO_MO-IL | Internal | Winter | B19 | 700 | 5000 | 0 | 37.28 | 37.27 | 0.01 | 0
2015 | MISO_IN_2_MISO_MO-IL | MISO_IN | MISO_MO-IL | Internal | Winter | B20 | 935 | 5000 | 0 | 33.26 | 32.27 | 0.01 | 0
2015 | MISO_IN_2_NonRTO_Midwest | MISO_IN | NonRTO_Midwest | Internal | Shoulder | B11 | 25 | 4800 | 930.99 | 48.07 | 56.07 | 8 | 0
2015 | MISO_IN_2_NonRTO_Midwest | MISO_IN | NonRTO_Midwest | Internal | Shoulder | B12 | 200 | 4800 | 527.18 | 40.67 | 48.67 | 8 | 0
2015 | MISO_IN_2_NonRTO_Midwest | MISO_IN | NonRTO_Midwest | Internal | Shoulder | B13 | 600 | 4800 | 0 | 37.96 | 45.64 | 8 | 0
2015 | MISO_IN_2_NonRTO_Midwest | MISO_IN | NonRTO_Midwest | Internal | Shoulder | B14 | 900 | 4800 | 0 | 36.55 | 35.98 | 8 | 0
2015 | MISO_IN_2_NonRTO_Midwest | MISO_IN | NonRTO_Midwest | Internal | Shoulder | B15 | 1203 | 4800 | 0 | 34.3 | 32.92 | 8 | 0
2015 | MISO_IN_2_NonRTO_Midwest | MISO_IN | NonRTO_Midwest | Internal | Summer | B1 | 10 | 4800 | 0 | 60.8 | 65.02 | 8 | 0
2015 | MISO_IN_2_NonRTO_Midwest | MISO_IN | NonRTO_Midwest | Internal | Summer | B2 | 25 | 4800 | 0 | 59.3 | 65.02 | 8 | 0
2015 | MISO_IN_2_NonRTO_Midwest | MISO_IN | NonRTO_Midwest | Internal | Summer | B3 | 75 | 4800 | 100.19 | 57.02 | 65.02 | 8 | 0
2015 | MISO_IN_2_NonRTO_Midwest | MISO_IN | NonRTO_Midwest | Internal | Summer | B4 | 100 | 4800 | 926.92 | 55.58 | 63.58 | 8 | 0
2015 | MISO_IN_2_NonRTO_Midwest | MISO_IN | NonRTO_Midwest | Internal | Summer | B5 | 200 | 4800 | 628.13 | 48.52 | 56.52 | 8 | 0
2015 | MISO_IN_2_NonRTO_Midwest | MISO_IN | NonRTO_Midwest | Internal | Summer | B6 | 300 | 4800 | 64.59 | 43.11 | 51.11 | 8 | 0
2015 | MISO_IN_2_NonRTO_Midwest | MISO_IN | NonRTO_Midwest | Internal | Summer | B7 | 400 | 4800 | 0 | 36.97 | 35.95 | 8 | 0
2015 | MISO_IN_2_NonRTO_Midwest | MISO_IN | NonRTO_Midwest | Internal | Summer | B8 | 500 | 4800 | 0 | 35.18 | 34.5 | 8 | 0
2015 | MISO_IN_2_NonRTO_Midwest | MISO_IN | NonRTO_Midwest | Internal | Summer | B9 | 800 | 4800 | 0 | 33.52 | 32.92 | 8 | 0
2015 | MISO_IN_2_NonRTO_Midwest | MISO_IN | NonRTO_Midwest | Internal | Summer | B10 | 1262 | 4800 | 0 | 32.64 | 32.07 | 8 | 0
2015 | MISO_IN_2_NonRTO_Midwest | MISO_IN | NonRTO_Midwest | Internal | Winter | B16 | 25 | 4800 | 2390.6 | 48.79 | 56.79 | 8 | 0
2015 | MISO_IN_2_NonRTO_Midwest | MISO_IN | NonRTO_Midwest | Internal | Winter | B17 | 100 | 4800 | 1426.92 | 43.21 | 51.21 | 8 | 0
2015 | MISO_IN_2_NonRTO_Midwest | MISO_IN | NonRTO_Midwest | Internal | Winter | B18 | 400 | 4800 | 610.35 | 39.15 | 47.15 | 8 | 0
2015 | MISO_IN_2_NonRTO_Midwest | MISO_IN | NonRTO_Midwest | Internal | Winter | B19 | 700 | 4800 | 0 | 37.28 | 36.09 | 8 | 0
2015 | MISO_IN_2_NonRTO_Midwest | MISO_IN | NonRTO_Midwest | Internal | Winter | B20 | 935 | 4800 | 0 | 33.26 | 33 | 8 | 0
2015 | MISO_IN_2_PJM_ROR | MISO_IN | PJM_ROR | Internal | Shoulder | B11 | 25 | 992 | 0 | 48.07 | 48.32 | 2 | 0
2015 | MISO_IN_2_PJM_ROR | MISO_IN | PJM_ROR | Internal | Shoulder | B12 | 200 | 992 | 0 | 40.67 | 42.66 | 2 | 0
2015 | MISO_IN_2_PJM_ROR | MISO_IN | PJM_ROR | Internal | Shoulder | B13 | 600 | 992 | 493.62 | 37.96 | 39.96 | 2 | 0
2015 | MISO_IN_2_PJM_ROR | MISO_IN | PJM_ROR | Internal | Shoulder | B14 | 900 | 992 | 874.63 | 36.55 | 38.55 | 2 | 0
2015 | MISO_IN_2_PJM_ROR | MISO_IN | PJM_ROR | Internal | Shoulder | B15 | 1203 | 992 | 0 | 34.3 | 35.25 | 2 | 0
2015 | MISO_IN_2_PJM_ROR | MISO_IN | PJM_ROR | Internal | Summer | B1 | 10 | 992 | 0 | 60.8 | 62.79 | 2 | 0
2015 | MISO_IN_2_PJM_ROR | MISO_IN | PJM_ROR | Internal | Summer | B2 | 25 | 992 | 0 | 59.3 | 61.29 | 2 | 0
2015 | MISO_IN_2_PJM_ROR | MISO_IN | PJM_ROR | Internal | Summer | B3 | 75 | 992 | 0 | 57.02 | 58.29 | 2 | 0
2015 | MISO_IN_2_PJM_ROR | MISO_IN | PJM_ROR | Internal | Summer | B4 | 100 | 992 | 0 | 55.58 | 57.57 | 2 | 0
2015 | MISO_IN_2_PJM_ROR | MISO_IN | PJM_ROR | Internal | Summer | B5 | 200 | 992 | 171.31 | 48.52 | 50.52 | 2 | 0
2015 | MISO_IN_2_PJM_ROR | MISO_IN | PJM_ROR | Internal | Summer | B6 | 300 | 992 | 274.3 | 43.11 | 45.11 | 2 | 0
2015 | MISO_IN_2_PJM_ROR | MISO_IN | PJM_ROR | Internal | Summer | B7 | 400 | 992 | 992 | 36.97 | 38.98 | 2 | 0.01
2015 | MISO_IN_2_PJM_ROR | MISO_IN | PJM_ROR | Internal | Summer | B8 | 500 | 992 | 992 | 35.18 | 37.19 | 2 | 0.01
2015 | MISO_IN_2_PJM_ROR | MISO_IN | PJM_ROR | Internal | Summer | B9 | 800 | 992 | 0 | 33.52 | 35.51 | 2 | 0
2015 | MISO_IN_2_PJM_ROR | MISO_IN | PJM_ROR | Internal | Summer | B10 | 1262 | 992 | 0 | 32.64 | 32.06 | 2 | 0
2015 | MISO_IN_2_PJM_ROR | MISO_IN | PJM_ROR | Internal | Winter | B16 | 25 | 992 | 0 | 48.79 | 50.78 | 2 | 0
2015 | MISO_IN_2_PJM_ROR | MISO_IN | PJM_ROR | Internal | Winter | B17 | 100 | 992 | 0 | 43.21 | 45.2 | 2 | 0
2015 | MISO_IN_2_PJM_ROR | MISO_IN | PJM_ROR | Internal | Winter | B18 | 400 | 992 | 208.13 | 39.15 | 41.15 | 2 | 0
2015 | MISO_IN_2_PJM_ROR | MISO_IN | PJM_ROR | Internal | Winter | B19 | 700 | 992 | 159.82 | 37.28 | 39.28 | 2 | 0
2015 | MISO_IN_2_PJM_ROR | MISO_IN | PJM_ROR | Internal | Winter | B20 | 935 | 992 | 0 | 33.26 | 34.23 | 2 | 0
2015 | MISO_MI_2_MISO_IN | MISO_MI | MISO_IN | Internal | Shoulder | B11 | 25 | 2045 | 1579.92 | 48.06 | 48.07 | 0.01 | 0
2015 | MISO_MI_2_MISO_IN | MISO_MI | MISO_IN | Internal | Shoulder | B12 | 200 | 2045 | 61.3 | 40.66 | 40.67 | 0.01 | 0
2015 | MISO_MI_2_MISO_IN | MISO_MI | MISO_IN | Internal | Shoulder | B13 | 600 | 2045 | 0 | 37.96 | 37.96 | 0.01 | 0
2015 | MISO_MI_2_MISO_IN | MISO_MI | MISO_IN | Internal | Shoulder | B14 | 900 | 2045 | 0 | 36.57 | 36.55 | 0.01 | 0
2015 | MISO_MI_2_MISO_IN | MISO_MI | MISO_IN | Internal | Shoulder | B15 | 1203 | 2045 | 0 | 34.31 | 34.3 | 0.01 | 0
2015 | MISO_MI_2_MISO_IN | MISO_MI | MISO_IN | Internal | Summer | B1 | 10 | 2045 | 2045 | 59.43 | 60.8 | 0.01 | 1.36
2015 | MISO_MI_2_MISO_IN | MISO_MI | MISO_IN | Internal | Summer | B2 | 25 | 2045 | 1212.46 | 59.29 | 59.3 | 0.01 | 0
2015 | MISO_MI_2_MISO_IN | MISO_MI | MISO_IN | Internal | Summer | B3 | 75 | 2045 | 2045 | 56.29 | 57.02 | 0.01 | 0.72
2015 | MISO_MI_2_MISO_IN | MISO_MI | MISO_IN | Internal | Summer | B4 | 100 | 2045 | 2045 | 54.01 | 55.58 | 0.01 | 1.56
2015 | MISO_MI_2_MISO_IN | MISO_MI | MISO_IN | Internal | Summer | B5 | 200 | 2045 | 1652.25 | 48.51 | 48.52 | 0.01 | 0
2015 | MISO_MI_2_MISO_IN | MISO_MI | MISO_IN | Internal | Summer | B6 | 300 | 2045 | 269.12 | 43.1 | 43.11 | 0.01 | 0
2015 | MISO_MI_2_MISO_IN | MISO_MI | MISO_IN | Internal | Summer | B7 | 400 | 2045 | 0 | 36.98 | 36.97 | 0.01 | 0
2015 | MISO_MI_2_MISO_IN | MISO_MI | MISO_IN | Internal | Summer | B8 | 500 | 2045 | 0 | 35.19 | 35.18 | 0.01 | 0
2015 | MISO_MI_2_MISO_IN | MISO_MI | MISO_IN | Internal | Summer | B9 | 800 | 2045 | 0 | 33.53 | 33.52 | 0.01 | 0
2015 | MISO_MI_2_MISO_IN | MISO_MI | MISO_IN | Internal | Summer | B10 | 1262 | 2045 | 0 | 32.65 | 32.64 | 0.01 | 0
2015 | MISO_MI_2_MISO_IN | MISO_MI | MISO_IN | Internal | Winter | B16 | 25 | 2045 | 2045 | 48.77 | 48.79 | 0.01 | 0.01
2015 | MISO_MI_2_MISO_IN | MISO_MI | MISO_IN | Internal | Winter | B17 | 100 | 2045 | 129.1 | 43.2 | 43.21 | 0.01 | 0
2015 | MISO_MI_2_MISO_IN | MISO_MI | MISO_IN | Internal | Winter | B18 | 400 | 2045 | 0 | 39.15 | 39.15 | 0.01 | 0
2015 | MISO_MI_2_MISO_IN | MISO_MI | MISO_IN | Internal | Winter | B19 | 700 | 2045 | 0 | 37.29 | 37.28 | 0.01 | 0
2015 | MISO_MI_2_MISO_IN | MISO_MI | MISO_IN | Internal | Winter | B20 | 935 | 2045 | 0 | 33.28 | 33.26 | 0.01 | 0
2015 | MISO_MI_2_MISO_WUMS | MISO_MI | MISO_WUMS | Internal | Shoulder | B11 | 25 | 947 | 0 | 48.06 | 48.06 | 0.01 | 0
2015 | MISO_MI_2_MISO_WUMS | MISO_MI | MISO_WUMS | Internal | Shoulder | B12 | 200 | 947 | 127.72 | 40.66 | 40.67 | 0.01 | 0
2015 | MISO_MI_2_MISO_WUMS | MISO_MI | MISO_WUMS | Internal | Shoulder | B13 | 600 | 947 | 246.59 | 37.96 | 37.97 | 0.01 | 0
2015 | MISO_MI_2_MISO_WUMS | MISO_MI | MISO_WUMS | Internal | Shoulder | B14 | 900 | 947 | 0 | 36.57 | 36.57 | 0.01 | 0
2015 | MISO_MI_2_MISO_WUMS | MISO_MI | MISO_WUMS | Internal | Shoulder | B15 | 1203 | 947 | 472.38 | 34.31 | 34.32 | 0.01 | 0
2015 | MISO_MI_2_MISO_WUMS | MISO_MI | MISO_WUMS | Internal | Summer | B1 | 10 | 947 | 947 | 59.43 | 60.76 | 0.01 | 1.33
2015 | MISO_MI_2_MISO_WUMS | MISO_MI | MISO_WUMS | Internal | Summer | B2 | 25 | 947 | 833.11 | 59.29 | 59.3 | 0.01 | 0
2015 | MISO_MI_2_MISO_WUMS | MISO_MI | MISO_WUMS | Internal | Summer | B3 | 75 | 947 | 947 | 56.29 | 58.03 | 0.01 | 1.73
2015 | MISO_MI_2_MISO_WUMS | MISO_MI | MISO_WUMS | Internal | Summer | B4 | 100 | 947 | 947 | 54.01 | 56.44 | 0.01 | 2.41
2015 | MISO_MI_2_MISO_WUMS | MISO_MI | MISO_WUMS | Internal | Summer | B5 | 200 | 947 | 598.35 | 48.51 | 48.52 | 0.01 | 0
2015 | MISO_MI_2_MISO_WUMS | MISO_MI | MISO_WUMS | Internal | Summer | B6 | 300 | 947 | 873.43 | 43.1 | 43.11 | 0.01 | 0
2015 | MISO_MI_2_MISO_WUMS | MISO_MI | MISO_WUMS | Internal | Summer | B7 | 400 | 947 | 554.55 | 36.98 | 36.99 | 0.01 | 0
2015 | MISO_MI_2_MISO_WUMS | MISO_MI | MISO_WUMS | Internal | Summer | B8 | 500 | 947 | 0 | 35.19 | 35.19 | 0.01 | 0
2015 | MISO_MI_2_MISO_WUMS | MISO_MI | MISO_WUMS | Internal | Summer | B9 | 800 | 947 | 0 | 33.53 | 33.53 | 0.01 | 0
2015 | MISO_MI_2_MISO_WUMS | MISO_MI | MISO_WUMS | Internal | Summer | B10 | 1262 | 947 | 645.41 | 32.65 | 32.66 | 0.01 | 0
2015 | MISO_MI_2_MISO_WUMS | MISO_MI | MISO_WUMS | Internal | Winter | B16 | 25 | 947 | 426.61 | 48.77 | 48.78 | 0.01 | 0
2015 | MISO_MI_2_MISO_WUMS | MISO_MI | MISO_WUMS | Internal | Winter | B17 | 100 | 947 | 0 | 43.2 | 43.2 | 0.01 | 0
2015 | MISO_MI_2_MISO_WUMS | MISO_MI | MISO_WUMS | Internal | Winter | B18 | 400 | 947 | 88.87 | 39.15 | 39.16 | 0.01 | 0
2015 | MISO_MI_2_MISO_WUMS | MISO_MI | MISO_WUMS | Internal | Winter | B19 | 700 | 947 | 947 | 37.29 | 37.57 | 0.01 | 0.26
2015 | MISO_MI_2_MISO_WUMS | MISO_MI | MISO_WUMS | Internal | Winter | B20 | 935 | 947 | 584.16 | 33.28 | 33.29 | 0.01 | 0
2015 | MISO_MI_2_PJM_ROR | MISO_MI | PJM_ROR | Internal | Shoulder | B11 | 25 | 1424 | 0 | 48.06 | 48.32 | 2 | 0
2015 | MISO_MI_2_PJM_ROR | MISO_MI | PJM_ROR | Internal | Shoulder | B12 | 200 | 1424 | 118.87 | 40.66 | 42.66 | 2 | 0
2015 | MISO_MI_2_PJM_ROR | MISO_MI | PJM_ROR | Internal | Shoulder | B13 | 600 | 1424 | 230.19 | 37.96 | 39.96 | 2 | 0
2015 | MISO_MI_2_PJM_ROR | MISO_MI | PJM_ROR | Internal | Shoulder | B14 | 900 | 1424 | 0 | 36.57 | 38.55 | 2 | 0
2015 | MISO_MI_2_PJM_ROR | MISO_MI | PJM_ROR | Internal | Shoulder | B15 | 1203 | 1424 | 0 | 34.31 | 35.25 | 2 | 0
2015 | MISO_MI_2_PJM_ROR | MISO_MI | PJM_ROR | Internal | Summer | B1 | 10 | 1424 | 1424 | 59.43 | 62.79 | 2 | 1.36
2015 | MISO_MI_2_PJM_ROR | MISO_MI | PJM_ROR | Internal | Summer | B2 | 25 | 1424 | 805.41 | 59.29 | 61.29 | 2 | 0
2015 | MISO_MI_2_PJM_ROR | MISO_MI | PJM_ROR | Internal | Summer | B3 | 75 | 1424 | 1303.38 | 56.29 | 58.29 | 2 | 0
2015 | MISO_MI_2_PJM_ROR | MISO_MI | PJM_ROR | Internal | Summer | B4 | 100 | 1424 | 1424 | 54.01 | 57.57 | 2 | 1.56
2015 | MISO_MI_2_PJM_ROR | MISO_MI | PJM_ROR | Internal | Summer | B5 | 200 | 1424 | 1424 | 48.51 | 50.52 | 2 | 0.01
2015 | MISO_MI_2_PJM_ROR | MISO_MI | PJM_ROR | Internal | Summer | B6 | 300 | 1424 | 1424 | 43.1 | 45.11 | 2 | 0.01
2015 | MISO_MI_2_PJM_ROR | MISO_MI | PJM_ROR | Internal | Summer | B7 | 400 | 1424 | 701.75 | 36.98 | 38.98 | 2 | 0
2015 | MISO_MI_2_PJM_ROR | MISO_MI | PJM_ROR | Internal | Summer | B8 | 500 | 1424 | 261.69 | 35.19 | 37.19 | 2 | 0
2015 | MISO_MI_2_PJM_ROR | MISO_MI | PJM_ROR | Internal | Summer | B9 | 800 | 1424 | 0 | 33.53 | 35.51 | 2 | 0
2015 | MISO_MI_2_PJM_ROR | MISO_MI | PJM_ROR | Internal | Summer | B10 | 1262 | 1424 | 0 | 32.65 | 32.06 | 2 | 0
2015 | MISO_MI_2_PJM_ROR | MISO_MI | PJM_ROR | Internal | Winter | B16 | 25 | 1424 | 1424 | 48.77 | 50.78 | 2 | 0.01
2015 | MISO_MI_2_PJM_ROR | MISO_MI | PJM_ROR | Internal | Winter | B17 | 100 | 1424 | 1395.39 | 43.2 | 45.2 | 2 | 0
2015 | MISO_MI_2_PJM_ROR | MISO_MI | PJM_ROR | Internal | Winter | B18 | 400 | 1424 | 282.44 | 39.15 | 41.15 | 2 | 0
2015 | MISO_MI_2_PJM_ROR | MISO_MI | PJM_ROR | Internal | Winter | B19 | 700 | 1424 | 0 | 37.29 | 39.28 | 2 | 0
2015 | MISO_MI_2_PJM_ROR | MISO_MI | PJM_ROR | Internal | Winter | B20 | 935 | 1424 | 0 | 33.28 | 34.23 | 2 | 0
2015 | MISO_MO-IL_2_ENT | MISO_MO-IL | ENT | Internal | Shoulder | B11 | 25 | 2540 | 0 | 48.06 | 55.32 | 8 | 0
2015 | MISO_MO-IL_2_ENT | MISO_MO-IL | ENT | Internal | Shoulder | B12 | 200 | 2540 | 0 | 40.66 | 39.32 | 8 | 0
2015 | MISO_MO-IL_2_ENT | MISO_MO-IL | ENT | Internal | Shoulder | B13 | 600 | 2540 | 0 | 37.95 | 39.32 | 8 | 0
2015 | MISO_MO-IL_2_ENT | MISO_MO-IL | ENT | Internal | Shoulder | B14 | 900 | 2540 | 0 | 36.54 | 39.04 | 8 | 0
2015 | MISO_MO-IL_2_ENT | MISO_MO-IL | ENT | Internal | Shoulder | B15 | 1203 | 2540 | 0 | 33.25 | 37.77 | 8 | 0
2015 | MISO_MO-IL_2_ENT | MISO_MO-IL | ENT | Internal | Summer | B1 | 10 | 2540 | 0 | 60.79 | 60.79 | 8 | 0
2015 | MISO_MO-IL_2_ENT | MISO_MO-IL | ENT | Internal | Summer | B2 | 25 | 2540 | 0 | 59.29 | 59.29 | 8 | 0
2015 | MISO_MO-IL_2_ENT | MISO_MO-IL | ENT | Internal | Summer | B3 | 75 | 2540 | 0 | 57.04 | 58.43 | 8 | 0
2015 | MISO_MO-IL_2_ENT | MISO_MO-IL | ENT | Internal | Summer | B4 | 100 | 2540 | 0 | 55.57 | 57.64 | 8 | 0
2015 | MISO_MO-IL_2_ENT | MISO_MO-IL | ENT | Internal | Summer | B5 | 200 | 2540 | 0 | 48.52 | 53.58 | 8 | 0
2015 | MISO_MO-IL_2_ENT | MISO_MO-IL | ENT | Internal | Summer | B6 | 300 | 2540 | 0 | 43.11 | 46.15 | 8 | 0
2015 | MISO_MO-IL_2_ENT | MISO_MO-IL | ENT | Internal | Summer | B7 | 400 | 2540 | 0 | 36.96 | 43.72 | 8 | 0
2015 | MISO_MO-IL_2_ENT | MISO_MO-IL | ENT | Internal | Summer | B8 | 500 | 2540 | 0 | 35.16 | 38.1 | 8 | 0
2015 | MISO_MO-IL_2_ENT | MISO_MO-IL | ENT | Internal | Summer | B9 | 800 | 2540 | 0 | 33.51 | 37.83 | 8 | 0
2015 | MISO_MO-IL_2_ENT | MISO_MO-IL | ENT | Internal | Summer | B10 | 1262 | 2540 | 0 | 30.06 | 36.6 | 8 | 0
2015 | MISO_MO-IL_2_ENT | MISO_MO-IL | ENT | Internal | Winter | B16 | 25 | 2540 | 0 | 48.78 | 53.57 | 8 | 0
2015 | MISO_MO-IL_2_ENT | MISO_MO-IL | ENT | Internal | Winter | B17 | 100 | 2540 | 0 | 43.2 | 41.76 | 8 | 0
2015 | MISO_MO-IL_2_ENT | MISO_MO-IL | ENT | Internal | Winter | B18 | 400 | 2540 | 0 | 39.14 | 41.46 | 8 | 0
2015 | MISO_MO-IL_2_ENT | MISO_MO-IL | ENT | Internal | Winter | B19 | 700 | 2540 | 0 | 37.27 | 41.46 | 8 | 0
2015 | MISO_MO-IL_2_ENT | MISO_MO-IL | ENT | Internal | Winter | B20 | 935 | 2540 | 0 | 32.27 | 40.11 | 8 | 0
2015 | MISO_MO-IL_2_MISO_IN | MISO_MO-IL | MISO_IN | Internal | Shoulder | B11 | 25 | 2100 | 453.91 | 48.06 | 48.07 | 0.01 | 0
2015 | MISO_MO-IL_2_MISO_IN | MISO_MO-IL | MISO_IN | Internal | Shoulder | B12 | 200 | 2100 | 1249.96 | 40.66 | 40.67 | 0.01 | 0
2015 | MISO_MO-IL_2_MISO_IN | MISO_MO-IL | MISO_IN | Internal | Shoulder | B13 | 600 | 2100 | 818.23 | 37.95 | 37.96 | 0.01 | 0
2015 | MISO_MO-IL_2_MISO_IN | MISO_MO-IL | MISO_IN | Internal | Shoulder | B14 | 900 | 2100 | 1497.22 | 36.54 | 36.55 | 0.01 | 0
2015 | MISO_MO-IL_2_MISO_IN | MISO_MO-IL | MISO_IN | Internal | Shoulder | B15 | 1203 | 2100 | 2100 | 33.25 | 34.3 | 0.01 | 1.04
2015 | MISO_MO-IL_2_MISO_IN | MISO_MO-IL | MISO_IN | Internal | Summer | B1 | 10 | 2100 | 497.38 | 60.79 | 60.8 | 0.01 | 0
2015 | MISO_MO-IL_2_MISO_IN | MISO_MO-IL | MISO_IN | Internal | Summer | B2 | 25 | 2100 | 1587.06 | 59.29 | 59.3 | 0.01 | 0
2015 | MISO_MO-IL_2_MISO_IN | MISO_MO-IL | MISO_IN | Internal | Summer | B3 | 75 | 2100 | 0 | 57.04 | 57.02 | 0.01 | 0
2015 | MISO_MO-IL_2_MISO_IN | MISO_MO-IL | MISO_IN | Internal | Summer | B4 | 100 | 2100 | 8.24 | 55.57 | 55.58 | 0.01 | 0
2015 | MISO_MO-IL_2_MISO_IN | MISO_MO-IL | MISO_IN | Internal | Summer | B5 | 200 | 2100 | 0 | 48.52 | 48.52 | 0.01 | 0
2015 | MISO_MO-IL_2_MISO_IN | MISO_MO-IL | MISO_IN | Internal | Summer | B6 | 300 | 2100 | 0 | 43.11 | 43.11 | 0.01 | 0
2015 | MISO_MO-IL_2_MISO_IN | MISO_MO-IL | MISO_IN | Internal | Summer | B7 | 400 | 2100 | 1052.71 | 36.96 | 36.97 | 0.01 | 0
2015 | MISO_MO-IL_2_MISO_IN | MISO_MO-IL | MISO_IN | Internal | Summer | B8 | 500 | 2100 | 1716.27 | 35.16 | 35.18 | 0.01 | 0
2015 | MISO_MO-IL_2_MISO_IN | MISO_MO-IL | MISO_IN | Internal | Summer | B9 | 800 | 2100 | 1506.48 | 33.51 | 33.52 | 0.01 | 0
2015 | MISO_MO-IL_2_MISO_IN | MISO_MO-IL | MISO_IN | Internal | Summer | B10 | 1262 | 2100 | 2100 | 30.06 | 32.64 | 0.01 | 2.57
2015 | MISO_MO-IL_2_MISO_IN | MISO_MO-IL | MISO_IN | Internal | Winter | B16 | 25 | 2100 | 1798.14 | 48.78 | 48.79 | 0.01 | 0
2015 | MISO_MO-IL_2_MISO_IN | MISO_MO-IL | MISO_IN | Internal | Winter | B17 | 100 | 2100 | 1946.76 | 43.2 | 43.21 | 0.01 | 0
2015 | MISO_MO-IL_2_MISO_IN | MISO_MO-IL | MISO_IN | Internal | Winter | B18 | 400 | 2100 | 1396.39 | 39.14 | 39.15 | 0.01 | 0
2015 | MISO_MO-IL_2_MISO_IN | MISO_MO-IL | MISO_IN | Internal | Winter | B19 | 700 | 2100 | 1258.85 | 37.27 | 37.28 | 0.01 | 0
2015 | MISO_MO-IL_2_MISO_IN | MISO_MO-IL | MISO_IN | Internal | Winter | B20 | 935 | 2100 | 2100 | 32.27 | 33.26 | 0.01 | 0.98
2015 | MISO_MO-IL_2_MISO_W | MISO_MO-IL | MISO_W | Internal | Shoulder | B11 | 25 | 960 | 0 | 48.06 | 48.05 | 0.01 | 0
2015 | MISO_MO-IL_2_MISO_W | MISO_MO-IL | MISO_W | Internal | Shoulder | B12 | 200 | 960 | 0 | 40.66 | 40.66 | 0.01 | 0
2015 | MISO_MO-IL_2_MISO_W | MISO_MO-IL | MISO_W | Internal | Shoulder | B13 | 600 | 960 | 618.1 | 37.95 | 37.96 | 0.01 | 0
2015 | MISO_MO-IL_2_MISO_W | MISO_MO-IL | MISO_W | Internal | Shoulder | B14 | 900 | 960 | 274.89 | 36.54 | 36.55 | 0.01 | 0
2015 | MISO_MO-IL_2_MISO_W | MISO_MO-IL | MISO_W | Internal | Shoulder | B15 | 1203 | 960 | 960 | 33.25 | 33.57 | 0.01 | 0.31
2015 | MISO_MO-IL_2_MISO_W | MISO_MO-IL | MISO_W | Internal | Summer | B1 | 10 | 960 | 0 | 60.79 | 60.78 | 0.01 | 0
2015 | MISO_MO-IL_2_MISO_W | MISO_MO-IL | MISO_W | Internal | Summer | B2 | 25 | 960 | 0 | 59.29 | 59.29 | 0.01 | 0
2015 | MISO_MO-IL_2_MISO_W | MISO_MO-IL | MISO_W | Internal | Summer | B3 | 75 | 960 | 960 | 57.04 | 58.02 | 0.01 | 0.97
2015 | MISO_MO-IL_2_MISO_W | MISO_MO-IL | MISO_W | Internal | Summer | B4 | 100 | 960 | 960 | 55.57 | 56.45 | 0.01 | 0.87
2015 | MISO_MO-IL_2_MISO_W | MISO_MO-IL | MISO_W | Internal | Summer | B5 | 200 | 960 | 685.1 | 48.52 | 48.53 | 0.01 | 0
2015 | MISO_MO-IL_2_MISO_W | MISO_MO-IL | MISO_W | Internal | Summer | B6 | 300 | 960 | 960 | 43.11 | 44.11 | 0.01 | 0.99
2015 | MISO_MO-IL_2_MISO_W | MISO_MO-IL | MISO_W | Internal | Summer | B7 | 400 | 960 | 960 | 36.96 | 37.01 | 0.01 | 0.04
2015 | MISO_MO-IL_2_MISO_W | MISO_MO-IL | MISO_W | Internal | Summer | B8 | 500 | 960 | 637.09 | 35.16 | 35.18 | 0.01 | 0
2015 | MISO_MO-IL_2_MISO_W | MISO_MO-IL | MISO_W | Internal | Summer | B9 | 800 | 960 | 892.12 | 33.51 | 33.52 | 0.01 | 0
2015 | MISO_MO-IL_2_MISO_W | MISO_MO-IL | MISO_W | Internal | Summer | B10 | 1262 | 960 | 820.97 | 30.06 | 30.07 | 0.01 | 0
2015 | MISO_MO-IL_2_MISO_W | MISO_MO-IL | MISO_W | Internal | Winter | B16 | 25 | 960 | 0 | 48.78 | 48.77 | 0.01 | 0
2015 | MISO_MO-IL_2_MISO_W | MISO_MO-IL | MISO_W | Internal | Winter | B17 | 100 | 960 | 0 | 43.2 | 43.18 | 0.01 | 0
2015 | MISO_MO-IL_2_MISO_W | MISO_MO-IL | MISO_W | Internal | Winter | B18 | 400 | 960 | 587.84 | 39.14 | 39.15 | 0.01 | 0
2015 | MISO_MO-IL_2_MISO_W | MISO_MO-IL | MISO_W | Internal | Winter | B19 | 700 | 960 | 960 | 37.27 | 37.58 | 0.01 | 0.3
2015 | MISO_MO-IL_2_MISO_W | MISO_MO-IL | MISO_W | Internal | Winter | B20 | 935 | 960 | 960 | 32.27 | 32.35 | 0.01 | 0.08
2015 | MISO_MO-IL_2_PJM_ROR | MISO_MO-IL | PJM_ROR | Internal | Shoulder | B11 | 25 | 1212 | 0 | 48.06 | 48.32 | 2 | 0
2015 | MISO_MO-IL_2_PJM_ROR | MISO_MO-IL | PJM_ROR | Internal | Shoulder | B12 | 200 | 1212 | 1063.45 | 40.66 | 42.66 | 2 | 0
2015 | MISO_MO-IL_2_PJM_ROR | MISO_MO-IL | PJM_ROR | Internal | Shoulder | B13 | 600 | 1212 | 1212 | 37.95 | 39.96 | 2 | 0.01
2015 | MISO_MO-IL_2_PJM_ROR | MISO_MO-IL | PJM_ROR | Internal | Shoulder | B14 | 900 | 1212 | 1212 | 36.54 | 38.55 | 2 | 0.01
2015 | MISO_MO-IL_2_PJM_ROR | MISO_MO-IL | PJM_ROR | Internal | Shoulder | B15 | 1203 | 1212 | 65.27 | 33.25 | 35.25 | 2 | 0
2015 | MISO_MO-IL_2_PJM_ROR | MISO_MO-IL | PJM_ROR | Internal | Summer | B1 | 10 | 1212 | 910.54 | 60.79 | 62.79 | 2 | 0
2015 | MISO_MO-IL_2_PJM_ROR | MISO_MO-IL | PJM_ROR | Internal | Summer | B2 | 25 | 1212 | 844.43 | 59.29 | 61.29 | 2 | 0
2015 | MISO_MO-IL_2_PJM_ROR | MISO_MO-IL | PJM_ROR | Internal | Summer | B3 | 75 | 1212 | 0 | 57.04 | 58.29 | 2 | 0
2015 | MISO_MO-IL_2_PJM_ROR | MISO_MO-IL | PJM_ROR | Internal | Summer | B4 | 100 | 1212 | 205.32 | 55.57 | 57.57 | 2 | 0
2015 | MISO_MO-IL_2_PJM_ROR | MISO_MO-IL | PJM_ROR | Internal | Summer | B5 | 200 | 1212 | 1125.1 | 48.52 | 50.52 | 2 | 0
2015 | MISO_MO-IL_2_PJM_ROR | MISO_MO-IL | PJM_ROR | Internal | Summer | B6 | 300 | 1212 | 1079.9 | 43.11 | 45.11 | 2 | 0
2015 | MISO_MO-IL_2_PJM_ROR | MISO_MO-IL | PJM_ROR | Internal | Summer | B7 | 400 | 1212 | 1212 | 36.96 | 38.98 | 2 | 0.02
2015 | MISO_MO-IL_2_PJM_ROR | MISO_MO-IL | PJM_ROR | Internal | Summer | B8 | 500 | 1212 | 1212 | 35.16 | 37.19 | 2 | 0.02
2015 | MISO_MO-IL_2_PJM_ROR | MISO_MO-IL | PJM_ROR | Internal | Summer | B9 | 800 | 1212 | 1212 | 33.51 | 35.51 | 2 | 0
2015 | MISO_MO-IL_2_PJM_ROR | MISO_MO-IL | PJM_ROR | Internal | Summer | B10 | 1262 | 1212 | 242.85 | 30.06 | 32.06 | 2 | 0
2015 | MISO_MO-IL_2_PJM_ROR | MISO_MO-IL | PJM_ROR | Internal | Winter | B16 | 25 | 1212 | 821.18 | 48.78 | 50.78 | 2 | 0
2015 | MISO_MO-IL_2_PJM_ROR | MISO_MO-IL | PJM_ROR | Internal | Winter | B17 | 100 | 1212 | 1194.4 | 43.2 | 45.2 | 2 | 0
2015 | MISO_MO-IL_2_PJM_ROR | MISO_MO-IL | PJM_ROR | Internal | Winter | B18 | 400 | 1212 | 1212 | 39.14 | 41.15 | 2 | 0.01
2015 | MISO_MO-IL_2_PJM_ROR | MISO_MO-IL | PJM_ROR | Internal | Winter | B19 | 700 | 1212 | 1212 | 37.27 | 39.28 | 2 | 0.01
2015 | MISO_MO-IL_2_PJM_ROR | MISO_MO-IL | PJM_ROR | Internal | Winter | B20 | 935 | 1212 | 0 | 32.27 | 34.23 | 2 | 0
2015 | MISO_MO-IL_2_SPP_N | MISO_MO-IL | SPP_N | Internal | Shoulder | B11 | 25 | 2000 | 0 | 48.06 | 55.05 | 8 | 0
2015 | MISO_MO-IL_2_SPP_N | MISO_MO-IL | SPP_N | Internal | Shoulder | B12 | 200 | 2000 | 0 | 40.66 | 40.67 | 8 | 0
2015 | MISO_MO-IL_2_SPP_N | MISO_MO-IL | SPP_N | Internal | Shoulder | B13 | 600 | 2000 | 0 | 37.95 | 39.31 | 8 | 0
2015 | MISO_MO-IL_2_SPP_N | MISO_MO-IL | SPP_N | Internal | Shoulder | B14 | 900 | 2000 | 0 | 36.54 | 38.93 | 8 | 0
2015 | MISO_MO-IL_2_SPP_N | MISO_MO-IL | SPP_N | Internal | Shoulder | B15 | 1203 | 2000 | 0 | 33.25 | 37.62 | 8 | 0
2015 | MISO_MO-IL_2_SPP_N | MISO_MO-IL | SPP_N | Internal | Summer | B1 | 10 | 2000 | 0 | 60.79 | 60.79 | 8 | 0
2015 | MISO_MO-IL_2_SPP_N | MISO_MO-IL | SPP_N | Internal | Summer | B2 | 25 | 2000 | 0 | 59.29 | 59.77 | 8 | 0
2015 | MISO_MO-IL_2_SPP_N | MISO_MO-IL | SPP_N | Internal | Summer | B3 | 75 | 2000 | 0 | 57.04 | 59.77 | 8 | 0
2015 | MISO_MO-IL_2_SPP_N | MISO_MO-IL | SPP_N | Internal | Summer | B4 | 100 | 2000 | 0 | 55.57 | 56.46 | 8 | 0
2015 | MISO_MO-IL_2_SPP_N | MISO_MO-IL | SPP_N | Internal | Summer | B5 | 200 | 2000 | 0 | 48.52 | 55.13 | 8 | 0
2015 | MISO_MO-IL_2_SPP_N | MISO_MO-IL | SPP_N | Internal | Summer | B6 | 300 | 2000 | 794.06 | 43.11 | 51.11 | 8 | 0
2015 | MISO_MO-IL_2_SPP_N | MISO_MO-IL | SPP_N | Internal | Summer | B7 | 400 | 2000 | 0 | 36.96 | 44.01 | 8 | 0
2015 | MISO_MO-IL_2_SPP_N | MISO_MO-IL | SPP_N | Internal | Summer | B8 | 500 | 2000 | 0 | 35.16 | 37.98 | 8 | 0
2015 | MISO_MO-IL_2_SPP_N | MISO_MO-IL | SPP_N | Internal | Summer | B9 | 800 | 2000 | 0 | 33.51 | 36.35 | 8 | 0
2015 | MISO_MO-IL_2_SPP_N | MISO_MO-IL | SPP_N | Internal | Summer | B10 | 1262 | 2000 | 0 | 30.06 | 36.12 | 8 | 0
2015 | MISO_MO-IL_2_SPP_N | MISO_MO-IL | SPP_N | Internal | Winter | B16 | 25 | 2000 | 0 | 48.78 | 52.92 | 8 | 0
2015 | MISO_MO-IL_2_SPP_N | MISO_MO-IL | SPP_N | Internal | Winter | B17 | 100 | 2000 | 0 | 43.2 | 41.82 | 8 | 0
2015 | MISO_MO-IL_2_SPP_N | MISO_MO-IL | SPP_N | Internal | Winter | B18 | 400 | 2000 | 0 | 39.14 | 40.09 | 8 | 0
2015 | MISO_MO-IL_2_SPP_N | MISO_MO-IL | SPP_N | Internal | Winter | B19 | 700 | 2000 | 0 | 37.27 | 40.09 | 8 | 0
2015 | MISO_MO-IL_2_SPP_N | MISO_MO-IL | SPP_N | Internal | Winter | B20 | 935 | 2000 | 0 | 32.27 | 39.35 | 8 | 0
2015 | MISO_MO-IL_2_TVA_Transmission | MISO_MO-IL | TVA_Transmission | Internal | Shoulder | B11 | 25 | 4000 | 0 | 48.06 | 54.32 | 8 | 0
2015 | MISO_MO-IL_2_TVA_Transmission | MISO_MO-IL | TVA_Transmission | Internal | Shoulder | B12 | 200 | 4000 | 0 | 40.66 | 44.38 | 8 | 0
2015 | MISO_MO-IL_2_TVA_Transmission | MISO_MO-IL | TVA_Transmission | Internal | Shoulder | B13 | 600 | 4000 | 0 | 37.95 | 42.38 | 8 | 0
2015 | MISO_MO-IL_2_TVA_Transmission | MISO_MO-IL | TVA_Transmission | Internal | Shoulder | B14 | 900 | 4000 | 0 | 36.54 | 41.06 | 8 | 0
2015 | MISO_MO-IL_2_TVA_Transmission | MISO_MO-IL | TVA_Transmission | Internal | Shoulder | B15 | 1203 | 4000 | 0 | 33.25 | 39.91 | 8 | 0
2015 | MISO_MO-IL_2_TVA_Transmission | MISO_MO-IL | TVA_Transmission | Internal | Summer | B1 | 10 | 4000 | 2382.03 | 60.79 | 68.79 | 8 | 0
2015 | MISO_MO-IL_2_TVA_Transmission | MISO_MO-IL | TVA_Transmission | Internal | Summer | B2 | 25 | 4000 | 1292.16 | 59.29 | 67.29 | 8 | 0
2015 | MISO_MO-IL_2_TVA_Transmission | MISO_MO-IL | TVA_Transmission | Internal | Summer | B3 | 75 | 4000 | 0 | 57.04 | 64.29 | 8 | 0
2015 | MISO_MO-IL_2_TVA_Transmission | MISO_MO-IL | TVA_Transmission | Internal | Summer | B4 | 100 | 4000 | 200.5 | 55.57 | 63.57 | 8 | 0
2015 | MISO_MO-IL_2_TVA_Transmission | MISO_MO-IL | TVA_Transmission | Internal | Summer | B5 | 200 | 4000 | 0 | 48.52 | 54.8 | 8 | 0
2015 | MISO_MO-IL_2_TVA_Transmission | MISO_MO-IL | TVA_Transmission | Internal | Summer | B6 | 300 | 4000 | 0 | 43.11 | 47.88 | 8 | 0
2015 | MISO_MO-IL_2_TVA_Transmission | MISO_MO-IL | TVA_Transmission | Internal | Summer | B7 | 400 | 4000 | 0 | 36.96 | 43.31 | 8 | 0
2015 | MISO_MO-IL_2_TVA_Transmission | MISO_MO-IL | TVA_Transmission | Internal | Summer | B8 | 500 | 4000 | 0 | 35.16 | 39.85 | 8 | 0
2015 | MISO_MO-IL_2_TVA_Transmission | MISO_MO-IL | TVA_Transmission | Internal | Summer | B9 | 800 | 4000 | 0 | 33.51 | 39.09 | 8 | 0
2015 | MISO_MO-IL_2_TVA_Transmission | MISO_MO-IL | TVA_Transmission | Internal | Summer | B10 | 1262 | 4000 | 0 | 30.06 | 36.46 | 8 | 0
2015 | MISO_MO-IL_2_TVA_Transmission | MISO_MO-IL | TVA_Transmission | Internal | Winter | B16 | 25 | 4000 | 79.67 | 48.78 | 56.78 | 8 | 0
2015 | MISO_MO-IL_2_TVA_Transmission | MISO_MO-IL | TVA_Transmission | Internal | Winter | B17 | 100 | 4000 | 0 | 43.2 | 46.85 | 8 | 0
2015 | MISO_MO-IL_2_TVA_Transmission | MISO_MO-IL | TVA_Transmission | Internal | Winter | B18 | 400 | 4000 | 0 | 39.14 | 43.36 | 8 | 0
2015 | MISO_MO-IL_2_TVA_Transmission | MISO_MO-IL | TVA_Transmission | Internal | Winter | B19 | 700 | 4000 | 0 | 37.27 | 41.34 | 8 | 0
2015 | MISO_MO-IL_2_TVA_Transmission | MISO_MO-IL | TVA_Transmission | Internal | Winter | B20 | 935 | 4000 | 0 | 32.27 | 39.59 | 8 | 0
2015 | MISO_W_2_IESO | MISO_W | IESO | Internal | Shoulder | B11 | 25 | 90 | 0 | 48.05 | 33.13 | 8 | 0
2015 | MISO_W_2_IESO | MISO_W | IESO | Internal | Shoulder | B12 | 200 | 90 | 0 | 40.66 | 32.9 | 8 | 0
2015 | MISO_W_2_IESO | MISO_W | IESO | Internal | Shoulder | B13 | 600 | 90 | 0 | 37.96 | 30.96 | 8 | 0
2015 | MISO_W_2_IESO | MISO_W | IESO | Internal | Shoulder | B14 | 900 | 90 | 0 | 36.55 | 30.96 | 8 | 0
2015 | MISO_W_2_IESO | MISO_W | IESO | Internal | Shoulder | B15 | 1203 | 90 | 0 | 33.57 | 30.96 | 8 | 0
2015 | MISO_W_2_IESO | MISO_W | IESO | Internal | Summer | B1 | 10 | 90 | 0 | 60.78 | 47.8 | 8 | 0
2015 | MISO_W_2_IESO | MISO_W | IESO | Internal | Summer | B2 | 25 | 90 | 0 | 59.29 | 44.95 | 8 | 0
2015 | MISO_W_2_IESO | MISO_W | IESO | Internal | Summer | B3 | 75 | 90 | 0 | 58.02 | 43.3 | 8 | 0
2015 | MISO_W_2_IESO | MISO_W | IESO | Internal | Summer | B4 | 100 | 90 | 0 | 56.45 | 38.07 | 8 | 0
2015 | MISO_W_2_IESO | MISO_W | IESO | Internal | Summer | B5 | 200 | 90 | 0 | 48.53 | 35.53 | 8 | 0
2015 | MISO_W_2_IESO | MISO_W | IESO | Internal | Summer | B6 | 300 | 90 | 0 | 44.11 | 35.33 | 8 | 0
2015 | MISO_W_2_IESO | MISO_W | IESO | Internal | Summer | B7 | 400 | 90 | 0 | 37.01 | 29.98 | 8 | 0
2015 | MISO_W_2_IESO | MISO_W | IESO | Internal | Summer | B8 | 500 | 90 | 0 | 35.18 | 29.62 | 8 | 0
2015 | MISO_W_2_IESO | MISO_W | IESO | Internal | Summer | B9 | 800 | 90 | 0 | 33.52 | 29.62 | 8 | 0
2015 | MISO_W_2_IESO | MISO_W | IESO | Internal | Summer | B10 | 1262 | 90 | 0 | 30.07 | 29.62 | 8 | 0
2015 | MISO_W_2_IESO | MISO_W | IESO | Internal | Winter | B16 | 25 | 90 | 0 | 48.77 | 38.52 | 8 | 0
2015 | MISO_W_2_IESO | MISO_W | IESO | Internal | Winter | B17 | 100 | 90 | 0 | 43.18 | 36.17 | 8 | 0
2015 | MISO_W_2_IESO | MISO_W | IESO | Internal | Winter | B18 | 400 | 90 | 0 | 39.15 | 35.55 | 8 | 0
2015 | MISO_W_2_IESO | MISO_W | IESO | Internal | Winter | B19 | 700 | 90 | 0 | 37.58 | 35.55 | 8 | 0
2015 | MISO_W_2_IESO | MISO_W | IESO | Internal | Winter | B20 | 935 | 90 | 0 | 32.35 | 35.55 | 8 | 0
2015 | MISO_W_2_MAPP_CA | MISO_W | MAPP_CA | Internal | Shoulder | B11 | 25 | 718 | 0 | 48.05 | 47.98 | 0.01 | 0
2015 | MISO_W_2_MAPP_CA | MISO_W | MAPP_CA | Internal | Shoulder | B12 | 200 | 718 | 0 | 40.66 | 40.64 | 0.01 | 0
2015 | MISO_W_2_MAPP_CA | MISO_W | MAPP_CA | Internal | Shoulder | B13 | 600 | 718 | 718 | 37.96 | 38.91 | 0.01 | 0.94
2015 | MISO_W_2_MAPP_CA | MISO_W | MAPP_CA | Internal | Shoulder | B14 | 900 | 718 | 718 | 36.55 | 38.91 | 0.01 | 2.35
2015 | MISO_W_2_MAPP_CA | MISO_W | MAPP_CA | Internal | Shoulder | B15 | 1203 | 718 | 718 | 33.57 | 38.91 | 0.01 | 5.33
2015 | MISO_W_2_MAPP_CA | MISO_W | MAPP_CA | Internal | Summer | B1 | 10 | 718 | 0 | 60.78 | 54.8 | 0.01 | 0
2015 | MISO_W_2_MAPP_CA | MISO_W | MAPP_CA | Internal | Summer | B2 | 25 | 718 | 0 | 59.29 | 51.95 | 0.01 | 0
2015 | MISO_W_2_MAPP_CA | MISO_W | MAPP_CA | Internal | Summer | B3 | 75 | 718 | 0 | 58.02 | 52.99 | 0.01 | 0
2015 | MISO_W_2_MAPP_CA | MISO_W | MAPP_CA | Internal | Summer | B4 | 100 | 718 | 0 | 56.45 | 47.98 | 0.01 | 0
2015 | MISO_W_2_MAPP_CA | MISO_W | MAPP_CA | Internal | Summer | B5 | 200 | 718 | 0 | 48.53 | 47.98 | 0.01 | 0
2015 | MISO_W_2_MAPP_CA | MISO_W | MAPP_CA | Internal | Summer | B6 | 300 | 718 | 0 | 44.11 | 44.1 | 0.01 | 0
2015 | MISO_W_2_MAPP_CA | MISO_W | MAPP_CA | Internal | Summer | B7 | 400 | 718 | 0 | 37.01 | 36.99 | 0.01 | 0
2015 | MISO_W_2_MAPP_CA | MISO_W | MAPP_CA | Internal | Summer | B8 | 500 | 718 | 718 | 35.18 | 36.62 | 0.01 | 1.43
2015 | MISO_W_2_MAPP_CA | MISO_W | MAPP_CA | Internal | Summer | B9 | 800 | 718 | 718 | 33.52 | 36.62 | 0.01 | 3.09
2015 | MISO_W_2_MAPP_CA | MISO_W | MAPP_CA | Internal | Summer | B10 | 1262 | 718 | 718 | 30.07 | 36.62 | 0.01 | 6.54
2015 | MISO_W_2_MAPP_CA | MISO_W | MAPP_CA | Internal | Winter | B16 | 25 | 718 | 0 | 48.77 | 48.75 | 0.01 | 0
2015 | MISO_W_2_MAPP_CA | MISO_W | MAPP_CA | Internal | Winter | B17 | 100 | 718 | 0 | 43.18 | 43.17 | 0.01 | 0
2015 | MISO_W_2_MAPP_CA | MISO_W | MAPP_CA | Internal | Winter | B18 | 400 | 718 | 718 | 39.15 | 42.55 | 0.01 | 3.39
2015 | MISO_W_2_MAPP_CA | MISO_W | MAPP_CA | Internal | Winter | B19 | 700 | 718 | 718 | 37.58 | 42.55 | 0.01 | 4.96
2015 | MISO_W_2_MAPP_CA | MISO_W | MAPP_CA | Internal | Winter | B20 | 935 | 718 | 718 | 32.35 | 42.55 | 0.01 | 10.19
2015 | MISO_W_2_MISO_MO-IL | MISO_W | MISO_MO-IL | Internal | Shoulder | B11 | 25 | 3800 | 81.58 | 48.05 | 48.06 | 0.01 | 0
2015 | MISO_W_2_MISO_MO-IL | MISO_W | MISO_MO-IL | Internal | Shoulder | B12 | 200 | 3800 | 0 | 40.66 | 40.66 | 0.01 | 0
2015 | MISO_W_2_MISO_MO-IL | MISO_W | MISO_MO-IL | Internal | Shoulder | B13 | 600 | 3800 | 0 | 37.96 | 37.95 | 0.01 | 0
2015 | MISO_W_2_MISO_MO-IL | MISO_W | MISO_MO-IL | Internal | Shoulder | B14 | 900 | 3800 | 0 | 36.55 | 36.54 | 0.01 | 0
2015 | MISO_W_2_MISO_MO-IL | MISO_W | MISO_MO-IL | Internal | Shoulder | B15 | 1203 | 3800 | 0 | 33.57 | 33.25 | 0.01 | 0
2015 | MISO_W_2_MISO_MO-IL | MISO_W | MISO_MO-IL | Internal | Summer | B1 | 10 | 3800 | 658.55 | 60.78 | 60.79 | 0.01 | 0
2015 | MISO_W_2_MISO_MO-IL | MISO_W | MISO_MO-IL | Internal | Summer | B2 | 25 | 3800 | 0 | 59.29 | 59.29 | 0.01 | 0
2015 | MISO_W_2_MISO_MO-IL | MISO_W | MISO_MO-IL | Internal | Summer | B3 | 75 | 3800 | 0 | 58.02 | 57.04 | 0.01 | 0
2015 | MISO_W_2_MISO_MO-IL | MISO_W | MISO_MO-IL | Internal | Summer | B4 | 100 | 3800 | 0 | 56.45 | 55.57 | 0.01 | 0
2015 | MISO_W_2_MISO_MO-IL | MISO_W | MISO_MO-IL | Internal | Summer | B5 | 200 | 3800 | 0 | 48.53 | 48.52 | 0.01 | 0
2015 | MISO_W_2_MISO_MO-IL | MISO_W | MISO_MO-IL | Internal | Summer | B6 | 300 | 3800 | 0 | 44.11 | 43.11 | 0.01 | 0
2015 | MISO_W_2_MISO_MO-IL | MISO_W | MISO_MO-IL | Internal | Summer | B7 | 400 | 3800 | 0 | 37.01 | 36.96 | 0.01 | 0
2015 | MISO_W_2_MISO_MO-IL | MISO_W | MISO_MO-IL | Internal | Summer | B8 | 500 | 3800 | 0 | 35.18 | 35.16 | 0.01 | 0
2015 | MISO_W_2_MISO_MO-IL | MISO_W | MISO_MO-IL | Internal | Summer | B9 | 800 | 3800 | 0 | 33.52 | 33.51 | 0.01 | 0
2015 | MISO_W_2_MISO_MO-IL | MISO_W | MISO_MO-IL | Internal | Summer | B10 | 1262 | 3800 | 0 | 30.07 | 30.06 | 0.01 | 0
2015 | MISO_W_2_MISO_MO-IL | MISO_W | MISO_MO-IL | Internal | Winter | B16 | 25 | 3800 | 545.61 | 48.77 | 48.78 | 0.01 | 0
2015 | MISO_W_2_MISO_MO-IL | MISO_W | MISO_MO-IL | Internal | Winter | B17 | 100 | 3800 | 402.98 | 43.18 | 43.2 | 0.01 | 0
2015 | MISO_W_2_MISO_MO-IL | MISO_W | MISO_MO-IL | Internal | Winter | B18 | 400 | 3800 | 0 | 39.15 | 39.14 | 0.01 | 0
2015 | MISO_W_2_MISO_MO-IL | MISO_W | MISO_MO-IL | Internal | Winter | B19 | 700 | 3800 | 0 | 37.58 | 37.27 | 0.01 | 0
2015 | MISO_W_2_MISO_MO-IL | MISO_W | MISO_MO-IL | Internal | Winter | B20 | 935 | 3800 | 0 | 32.35 | 32.27 | 0.01 | 0
2015 | MISO_W_2_MISO_WUMS | MISO_W | MISO_WUMS | Internal | Shoulder | B11 | 25 | 1629 | 651.52 | 48.05 | 48.06 | 0.01 | 0
2015 | MISO_W_2_MISO_WUMS | MISO_W | MISO_WUMS | Internal | Shoulder | B12 | 200 | 1629 | 800.01 | 40.66 | 40.67 | 0.01 | 0
2015 | MISO_W_2_MISO_WUMS | MISO_W | MISO_WUMS | Internal | Shoulder | B13 | 600 | 1629 | 448.13 | 37.96 | 37.97 | 0.01 | 0
2015 | MISO_W_2_MISO_WUMS | MISO_W | MISO_WUMS | Internal | Shoulder | B14 | 900 | 1629 | 703.17 | 36.55 | 36.57 | 0.01 | 0
2015 | MISO_W_2_MISO_WUMS | MISO_W | MISO_WUMS | Internal | Shoulder | B15 | 1203 | 1629 | 1629 | 33.57 | 34.32 | 0.01 | 0.74
2015 | MISO_W_2_MISO_WUMS | MISO_W | MISO_WUMS | Internal | Summer | B1 | 10 | 1629 | 0 | 60.78 | 60.76 | 0.01 | 0
2015 | MISO_W_2_MISO_WUMS | MISO_W | MISO_WUMS | Internal | Summer | B2 | 25 | 1629 | 1098.34 | 59.29 | 59.3 | 0.01 | 0
2015 | MISO_W_2_MISO_WUMS | MISO_W | MISO_WUMS | Internal | Summer | B3 | 75 | 1629 | 556.13 | 58.02 | 58.03 | 0.01 | 0
2015 | MISO_W_2_MISO_WUMS | MISO_W | MISO_WUMS | Internal | Summer | B4 | 100 | 1629 | 0 | 56.45 | 56.44 | 0.01 | 0
2015 | MISO_W_2_MISO_WUMS | MISO_W | MISO_WUMS | Internal | Summer | B5 | 200 | 1629 | 0 | 48.53 | 48.52 | 0.01 | 0
2015 | MISO_W_2_MISO_WUMS | MISO_W | MISO_WUMS | Internal | Summer | B6 | 300 | 1629 | 0 | 44.11 | 43.11 | 0.01 | 0
2015 | MISO_W_2_MISO_WUMS | MISO_W | MISO_WUMS | Internal | Summer | B7 | 400 | 1629 | 0 | 37.01 | 36.99 | 0.01 | 0
2015 | MISO_W_2_MISO_WUMS | MISO_W | MISO_WUMS | Internal | Summer | B8 | 500 | 1629 | 801.84 | 35.18 | 35.19 | 0.01 | 0
2015 | MISO_W_2_MISO_WUMS | MISO_W | MISO_WUMS | Internal | Summer | B9 | 800 | 1629 | 126.49 | 33.52 | 33.53 | 0.01 | 0
2015 | MISO_W_2_MISO_WUMS | MISO_W | MISO_WUMS | Internal | Summer | B10 | 1262 | 1629 | 1629 | 30.07 | 32.66 | 0.01 | 2.58
2015 | MISO_W_2_MISO_WUMS | MISO_W | MISO_WUMS | Internal | Winter | B16 | 25 | 1629 | 579.57 | 48.77 | 48.78 | 0.01 | 0
2015 | MISO_W_2_MISO_WUMS | MISO_W | MISO_WUMS | Internal | Winter | B17 | 100 | 1629 | 1282.8 | 43.18 | 43.2 | 0.01 | 0
2015 | MISO_W_2_MISO_WUMS | MISO_W | MISO_WUMS | Internal | Winter | B18 | 400 | 1629 | 70.07 | 39.15 | 39.16 | 0.01 | 0
2015 | MISO_W_2_MISO_WUMS | MISO_W | MISO_WUMS | Internal | Winter | B19 | 700 | 1629 | 0 | 37.58 | 37.57 | 0.01 | 0
2015 | MISO_W_2_MISO_WUMS | MISO_W | MISO_WUMS | Internal | Winter | B20 | 935 | 1629 | 1629 | 32.35 | 33.29 | 0.01 | 0.92
2015 | MISO_W_2_PJM_ROR | MISO_W | PJM_ROR | Internal | Shoulder | B11 | 25 | 773 | 0 | 48.05 | 48.32 | 2 | 0
2015 | MISO_W_2_PJM_ROR | MISO_W | PJM_ROR | Internal | Shoulder | B12 | 200 | 773 | 289.67 | 40.66 | 42.66 | 2 | 0
2015 | MISO_W_2_PJM_ROR | MISO_W | PJM_ROR | Internal | Shoulder | B13 | 600 | 773 | 255.62 | 37.96 | 39.96 | 2 | 0
2015 | MISO_W_2_PJM_ROR | MISO_W | PJM_ROR | Internal | Shoulder | B14 | 900 | 773 | 706.69 | 36.55 | 38.55 | 2 | 0
2015 | MISO_W_2_PJM_ROR | MISO_W | PJM_ROR | Internal | Shoulder | B15 | 1203 | 773 | 0 | 33.57 | 35.25 | 2 | 0
2015 | MISO_W_2_PJM_ROR | MISO_W | PJM_ROR | Internal | Summer | B1 | 10 | 773 | 773 | 60.78 | 62.79 | 2 | 0.01
2015 | MISO_W_2_PJM_ROR | MISO_W | PJM_ROR | Internal | Summer | B2 | 25 | 773 | 133.61 | 59.29 | 61.29 | 2 | 0
2015 | MISO_W_2_PJM_ROR | MISO_W | PJM_ROR | Internal | Summer | B3 | 75 | 773 | 0 | 58.02 | 58.29 | 2 | 0
2015 | MISO_W_2_PJM_ROR | MISO_W | PJM_ROR | Internal | Summer | B4 | 100 | 773 | 0 | 56.45 | 57.57 | 2 | 0
2015 | MISO_W_2_PJM_ROR | MISO_W | PJM_ROR | Internal | Summer | B5 | 200 | 773 | 0 | 48.53 | 50.52 | 2 | 0
2015 | MISO_W_2_PJM_ROR | MISO_W | PJM_ROR | Internal | Summer | B6 | 300 | 773 | 0 | 44.11 | 45.11 | 2 | 0
2015 | MISO_W_2_PJM_ROR | MISO_W | PJM_ROR | Internal | Summer | B7 | 400 | 773 | 0 | 37.01 | 38.98 | 2 | 0
2015 | MISO_W_2_PJM_ROR | MISO_W | PJM_ROR | Internal | Summer | B8 | 500 | 773 | 773 | 35.18 | 37.19 | 2 | 0.01
2015 | MISO_W_2_PJM_ROR | MISO_W | PJM_ROR | Internal | Summer | B9 | 800 | 773 | 0 | 33.52 | 35.51 | 2 | 0
2015 | MISO_W_2_PJM_ROR | MISO_W | PJM_ROR | Internal | Summer | B10 | 1262 | 773 | 0 | 30.07 | 32.06 | 2 | 0
2015 | MISO_W_2_PJM_ROR | MISO_W | PJM_ROR | Internal | Winter | B16 | 25 | 773 | 773 | 48.77 | 50.78 | 2 | 0.01
2015 | MISO_W_2_PJM_ROR | MISO_W | PJM_ROR | Internal | Winter | B17 | 100 | 773 | 773 | 43.18 | 45.2 | 2 | 0.01
2015 | MISO_W_2_PJM_ROR | MISO_W | PJM_ROR | Internal | Winter | B18 | 400 | 773 | 183.27 | 39.15 | 41.15 | 2 | 0
2015 | MISO_W_2_PJM_ROR | MISO_W | PJM_ROR | Internal | Winter | B19 | 700 | 773 | 0 | 37.58 | 39.28 | 2 | 0
2015 | MISO_W_2_PJM_ROR | MISO_W | PJM_ROR | Internal | Winter | B20 | 935 | 773 | 0 | 32.35 | 34.23 | 2 | 0
2015 | MISO_W_2_SPP_N | MISO_W | SPP_N | Internal | Shoulder | B11 | 25 | 3200 | 271.98 | 48.05 | 55.05 | 7 | 0
2015 | MISO_W_2_SPP_N | MISO_W | SPP_N | Internal | Shoulder | B12 | 200 | 3200 | 0 | 40.66 | 40.67 | 7 | 0
2015 | MISO_W_2_SPP_N | MISO_W | SPP_N | Internal | Shoulder | B13 | 600 | 3200 | 0 | 37.96 | 39.31 | 7 | 0
2015 | MISO_W_2_SPP_N | MISO_W | SPP_N | Internal | Shoulder | B14 | 900 | 3200 | 0 | 36.55 | 38.93 | 7 | 0
2015 | MISO_W_2_SPP_N | MISO_W | SPP_N | Internal | Shoulder | B15 | 1203 | 3200 | 0 | 33.57 | 37.62 | 7 | 0
2015 | MISO_W_2_SPP_N | MISO_W | SPP_N | Internal | Summer | B1 | 10 | 3200 | 0 | 60.78 | 60.79 | 7 | 0
2015 | MISO_W_2_SPP_N | MISO_W | SPP_N | Internal | Summer | B2 | 25 | 3200 | 0 | 59.29 | 59.77 | 7 | 0
2015 | MISO_W_2_SPP_N | MISO_W | SPP_N | Internal | Summer | B3 | 75 | 3200 | 0 | 58.02 | 59.77 | 7 | 0
2015 | MISO_W_2_SPP_N | MISO_W | SPP_N | Internal | Summer | B4 | 100 | 3200 | 0 | 56.45 | 56.46 | 7 | 0
2015 | MISO_W_2_SPP_N | MISO_W | SPP_N | Internal | Summer | B5 | 200 | 3200 | 0 | 48.53 | 55.13 | 7 | 0
2015 | MISO_W_2_SPP_N | MISO_W | SPP_N | Internal | Summer | B6 | 300 | 3200 | 1419.29 | 44.11 | 51.11 | 7 | 0
2015 | MISO_W_2_SPP_N | MISO_W | SPP_N | Internal | Summer | B7 | 400 | 3200 | 1601.87 | 37.01 | 44.01 | 7 | 0
2015 | MISO_W_2_SPP_N | MISO_W | SPP_N | Internal | Summer | B8 | 500 | 3200 | 0 | 35.18 | 37.98 | 7 | 0
2015 | MISO_W_2_SPP_N | MISO_W | SPP_N | Internal | Summer | B9 | 800 | 3200 | 0 | 33.52 | 36.35 | 7 | 0
2015 | MISO_W_2_SPP_N | MISO_W | SPP_N | Internal | Summer | B10 | 1262 | 3200 | 0 | 30.07 | 36.12 | 7 | 0
2015 | MISO_W_2_SPP_N | MISO_W | SPP_N | Internal | Winter | B16 | 25 | 3200 | 0 | 48.77 | 52.92 | 7 | 0
2015 | MISO_W_2_SPP_N | MISO_W | SPP_N | Internal | Winter | B17 | 100 | 3200 | 0 | 43.18 | 41.82 | 7 | 0
2015 | MISO_W_2_SPP_N | MISO_W | SPP_N | Internal | Winter | B18 | 400 | 3200 | 0 | 39.15 | 40.09 | 7 | 0
2015 | MISO_W_2_SPP_N | MISO_W | SPP_N | Internal | Winter | B19 | 700 | 3200 | 0 | 37.58 | 40.09 | 7 | 0
2015 | MISO_W_2_SPP_N | MISO_W | SPP_N | Internal | Winter | B20 | 935 | 3200 | 444.24 | 32.35 | 39.35 | 7 | 0
2015 | MISO_WUMS_2_MISO_MI | MISO_WUMS | MISO_MI | Internal | Shoulder | B11 | 25 | 929 | 0 | 48.06 | 48.06 | 0.01 | 0
2015 | MISO_WUMS_2_MISO_MI | MISO_WUMS | MISO_MI | Internal | Shoulder | B12 | 200 | 929 | 0 | 40.67 | 40.66 | 0.01 | 0
2015 | MISO_WUMS_2_MISO_MI | MISO_WUMS | MISO_MI | Internal | Shoulder | B13 | 600 | 929 | 0 | 37.97 | 37.96 | 0.01 | 0
2015 | MISO_WUMS_2_MISO_MI | MISO_WUMS | MISO_MI | Internal | Shoulder | B14 | 900 | 929 | 0 | 36.57 | 36.57 | 0.01 | 0
2015 | MISO_WUMS_2_MISO_MI | MISO_WUMS | MISO_MI | Internal | Shoulder | B15 | 1203 | 929 | 0 | 34.32 | 34.31 | 0.01 | 0
2015 | MISO_WUMS_2_MISO_MI | MISO_WUMS | MISO_MI | Internal | Summer | B1 | 10 | 929 | 0 | 60.76 | 59.43 | 0.01 | 0
2015 | MISO_WUMS_2_MISO_MI | MISO_WUMS | MISO_MI | Internal | Summer | B2 | 25 | 929 | 0 | 59.3 | 59.29 | 0.01 | 0
2015 | MISO_WUMS_2_MISO_MI | MISO_WUMS | MISO_MI | Internal | Summer | B3 | 75 | 929 | 0 | 58.03 | 56.29 | 0.01 | 0
2015 | MISO_WUMS_2_MISO_MI | MISO_WUMS | MISO_MI | Internal | Summer | B4 | 100 | 929 | 0 | 56.44 | 54.01 | 0.01 | 0
2015 | MISO_WUMS_2_MISO_MI | MISO_WUMS | MISO_MI | Internal | Summer | B5 | 200 | 929 | 0 | 48.52 | 48.51 | 0.01 | 0
2015 | MISO_WUMS_2_MISO_MI | MISO_WUMS | MISO_MI | Internal | Summer | B6 | 300 | 929 | 0 | 43.11 | 43.1 | 0.01 | 0
2015 | MISO_WUMS_2_MISO_MI | MISO_WUMS | MISO_MI | Internal | Summer | B7 | 400 | 929 | 0 | 36.99 | 36.98 | 0.01 | 0
2015 | MISO_WUMS_2_MISO_MI | MISO_WUMS | MISO_MI | Internal | Summer | B8 | 500 | 929 | 0 | 35.19 | 35.19 | 0.01 | 0
2015 | MISO_WUMS_2_MISO_MI | MISO_WUMS | MISO_MI | Internal | Summer | B9 | 800 | 929 | 0 | 33.53 | 33.53 | 0.01 | 0
2015 | MISO_WUMS_2_MISO_MI | MISO_WUMS | MISO_MI | Internal | Summer | B10 | 1262 | 929 | 0 | 32.66 | 32.65 | 0.01 | 0
2015 | MISO_WUMS_2_MISO_MI | MISO_WUMS | MISO_MI | Internal | Winter | B16 | 25 | 929 | 0 | 48.78 | 48.77 | 0.01 | 0
2015 | MISO_WUMS_2_MISO_MI | MISO_WUMS | MISO_MI | Internal | Winter | B17 | 100 | 929 | 0 | 43.2 | 43.2 | 0.01 | 0
2015 | MISO_WUMS_2_MISO_MI | MISO_WUMS | MISO_MI | Internal | Winter | B18 | 400 | 929 | 0 | 39.16 | 39.15 | 0.01 | 0
2015 | MISO_WUMS_2_MISO_MI | MISO_WUMS | MISO_MI | Internal | Winter | B19 | 700 | 929 | 0 | 37.57 | 37.29 | 0.01 | 0
2015 | MISO_WUMS_2_MISO_MI | MISO_WUMS | MISO_MI | Internal | Winter | B20 | 935 | 929 | 0 | 33.29 | 33.28 | 0.01 | 0
2015 | MISO_WUMS_2_MISO_W | MISO_WUMS | MISO_W | Internal | Shoulder | B11 | 25 | 1137 | 0 | 48.06 | 48.05 | 0.01 | 0
2015 | MISO_WUMS_2_MISO_W | MISO_WUMS | MISO_W | Internal | Shoulder | B12 | 200 | 1137 | 0 | 40.67 | 40.66 | 0.01 | 0
2015 | MISO_WUMS_2_MISO_W | MISO_WUMS | MISO_W | Internal | Shoulder | B13 | 600 | 1137 | 0 | 37.97 | 37.96 | 0.01 | 0
2015 | MISO_WUMS_2_MISO_W | MISO_WUMS | MISO_W | Internal | Shoulder | B14 | 900 | 1137 | 0 | 36.57 | 36.55 | 0.01 | 0
2015 | MISO_WUMS_2_MISO_W | MISO_WUMS | MISO_W | Internal | Shoulder | B15 | 1203 | 1137 | 0 | 34.32 | 33.57 | 0.01 | 0
2015 | MISO_WUMS_2_MISO_W | MISO_WUMS | MISO_W | Internal | Summer | B1 | 10 | 1137 | 121.83 | 60.76 | 60.78 | 0.01 | 0
2015 | MISO_WUMS_2_MISO_W | MISO_WUMS | MISO_W | Internal | Summer | B2 | 25 | 1137 | 0 | 59.3 | 59.29 | 0.01 | 0
2015 | MISO_WUMS_2_MISO_W | MISO_WUMS | MISO_W | Internal | Summer | B3 | 75 | 1137 | 0 | 58.03 | 58.02 | 0.01 | 0
2015 | MISO_WUMS_2_MISO_W | MISO_WUMS | MISO_W | Internal | Summer | B4 | 100 | 1137 | 189.08 | 56.44 | 56.45 | 0.01 | 0
2015 | MISO_WUMS_2_MISO_W | MISO_WUMS | MISO_W | Internal | Summer | B5 | 200 | 1137 | 77.06 | 48.52 | 48.53 | 0.01 | 0
2015 | MISO_WUMS_2_MISO_W | MISO_WUMS | MISO_W | Internal | Summer | B6 | 300 | 1137 | 1137 | 43.11 | 44.11 | 0.01 | 0.99
2015 | MISO_WUMS_2_MISO_W | MISO_WUMS | MISO_W | Internal | Summer | B7 | 400 | 1137 | 278.32 | 36.99 | 37.01 | 0.01 | 0
2015 | MISO_WUMS_2_MISO_W | MISO_WUMS | MISO_W | Internal | Summer | B8 | 500 | 1137 | 0 | 35.19 | 35.18 | 0.01 | 0
2015 | MISO_WUMS_2_MISO_W | MISO_WUMS | MISO_W | Internal | Summer | B9 | 800 | 1137 | 0 | 33.53 | 33.52 | 0.01 | 0
2015 | MISO_WUMS_2_MISO_W | MISO_WUMS | MISO_W | Internal | Summer | B10 | 1262 | 1137 | 0 | 32.66 | 30.07 | 0.01 | 0
2015 | MISO_WUMS_2_MISO_W | MISO_WUMS | MISO_W | Internal | Winter | B16 | 25 | 1137 | 0 | 48.78 | 48.77 | 0.01 | 0
2015 | MISO_WUMS_2_MISO_W | MISO_WUMS | MISO_W | Internal | Winter | B17 | 100 | 1137 | 0 | 43.2 | 43.18 | 0.01 | 0
2015 | MISO_WUMS_2_MISO_W | MISO_WUMS | MISO_W | Internal | Winter | B18 | 400 | 1137 | 0 | 39.16 | 39.15 | 0.01 | 0
2015 | MISO_WUMS_2_MISO_W | MISO_WUMS | MISO_W | Internal | Winter | B19 | 700 | 1137 | 811.14 | 37.57 | 37.58 | 0.01 | 0
2015 | MISO_WUMS_2_MISO_W | MISO_WUMS | MISO_W | Internal | Winter | B20 | 935 | 1137 | 0 | 33.29 | 32.35 | 0.01 | 0
2015 | MISO_WUMS_2_PJM_ROR | MISO_WUMS | PJM_ROR | Internal | Shoulder | B11 | 25 | 1600 | 0 | 48.06 | 48.32 | 2 | 0
2015 | MISO_WUMS_2_PJM_ROR | MISO_WUMS | PJM_ROR | Internal | Shoulder | B12 | 200 | 1600 | 0 | 40.67 | 42.66 | 2 | 0
2015 | MISO_WUMS_2_PJM_ROR | MISO_WUMS | PJM_ROR | Internal | Shoulder | B13 | 600 | 1600 | 0 | 37.97 | 39.96 | 2 | 0
2015 | MISO_WUMS_2_PJM_ROR | MISO_WUMS | PJM_ROR | Internal | Shoulder | B14 | 900 | 1600 | 0 | 36.57 | 38.55 | 2 | 0
2015 | MISO_WUMS_2_PJM_ROR | MISO_WUMS | PJM_ROR | Internal | Shoulder | B15 | 1203 | 1600 | 0 | 34.32 | 35.25 | 2 | 0
2015 | MISO_WUMS_2_PJM_ROR | MISO_WUMS | PJM_ROR | Internal | Summer | B1 | 10 | 1600 | 1600 | 60.76 | 62.79 | 2 | 0.02
2015 | MISO_WUMS_2_PJM_ROR | MISO_WUMS | PJM_ROR | Internal | Summer | B2 | 25 | 1600 | 0 | 59.3 | 61.29 | 2 | 0
2015 | MISO_WUMS_2_PJM_ROR | MISO_WUMS | PJM_ROR | Internal | Summer | B3 | 75 | 1600 | 0 | 58.03 | 58.29 | 2 | 0
2015 | MISO_WUMS_2_PJM_ROR | MISO_WUMS | PJM_ROR | Internal | Summer | B4 | 100 | 1600 | 0 | 56.44 | 57.57 | 2 | 0
2015 | MISO_WUMS_2_PJM_ROR | MISO_WUMS | PJM_ROR | Internal | Summer | B5 | 200 | 1600 | 318.82 | 48.52 | 50.52 | 2 | 0
2015 | MISO_WUMS_2_PJM_ROR | MISO_WUMS | PJM_ROR | Internal | Summer | B6 | 300 | 1600 | 48.64 | 43.11 | 45.11 | 2 | 0
2015 | MISO_WUMS_2_PJM_ROR | MISO_WUMS | PJM_ROR | Internal | Summer | B7 | 400 | 1600 | 0 | 36.99 | 38.98 | 2 | 0
2015 | MISO_WUMS_2_PJM_ROR | MISO_WUMS | PJM_ROR | Internal | Summer | B8 | 500 | 1600 | 232.32 | 35.19 | 37.19 | 2 | 0
2015 | MISO_WUMS_2_PJM_ROR | MISO_WUMS | PJM_ROR | Internal | Summer | B9 | 800 | 1600 | 0 | 33.53 | 35.51 | 2 | 0
2015 | MISO_WUMS_2_PJM_ROR | MISO_WUMS | PJM_ROR | Internal | Summer | B10 | 1262 | 1600 | 0 | 32.66 | 32.06 | 2 | 0
2015 | MISO_WUMS_2_PJM_ROR | MISO_WUMS | PJM_ROR | Internal | Winter | B16 | 25 | 1600 | 1002.79 | 48.78 | 50.78 | 2 | 0
2015 | MISO_WUMS_2_PJM_ROR | MISO_WUMS | PJM_ROR | Internal | Winter | B17 | 100 | 1600 | 1581.77 | 43.2 | 45.2 | 2 | 0
2015 | MISO_WUMS_2_PJM_ROR | MISO_WUMS | PJM_ROR | Internal | Winter | B18 | 400 | 1600 | 0 | 39.16 | 41.15 | 2 | 0
2015 | MISO_WUMS_2_PJM_ROR | MISO_WUMS | PJM_ROR | Internal | Winter | B19 | 700 | 1600 | 0 | 37.57 | 39.28 | 2 | 0
2015 | MISO_WUMS_2_PJM_ROR | MISO_WUMS | PJM_ROR | Internal | Winter | B20 | 935 | 1600 | 0 | 33.29 | 34.23 | 2 | 0
2015 | NE_2_MISO_W | NE | MISO_W | Internal | Shoulder | B11 | 25 | 1600 | 0 | 55.04 | 48.05 | 5 | 0
2015 | NE_2_MISO_W | NE | MISO_W | Internal | Shoulder | B12 | 200 | 1600 | 0 | 40.66 | 40.66 | 5 | 0
2015 | NE_2_MISO_W | NE | MISO_W | Internal | Shoulder | B13 | 600 | 1600 | 0 | 39.3 | 37.96 | 5 | 0
2015 | NE_2_MISO_W | NE | MISO_W | Internal | Shoulder | B14 | 900 | 1600 | 0 | 38.91 | 36.55 | 5 | 0
2015 | NE_2_MISO_W | NE | MISO_W | Internal | Shoulder | B15 | 1203 | 1600 | 0 | 37.6 | 33.57 | 5 | 0
2015 | NE_2_MISO_W | NE | MISO_W | Internal | Summer | B1 | 10 | 1600 | 0 | 60.78 | 60.78 | 5 | 0
2015 | NE_2_MISO_W | NE | MISO_W | Internal | Summer | B2 | 25 | 1600 | 0 | 59.76 | 59.29 | 5 | 0
2015 | NE_2_MISO_W | NE | MISO_W | Internal | Summer | B3 | 75 | 1600 | 0 | 59.76 | 58.02 | 5 | 0
2015 | NE_2_MISO_W | NE | MISO_W | Internal | Summer | B4 | 100 | 1600 | 0 | 56.45 | 56.45 | 5 | 0
2015 | NE_2_MISO_W | NE | MISO_W | Internal | Summer | B5 | 200 | 1600 | 0 | 55.12 | 48.53 | 5 | 0
2015 | NE_2_MISO_W | NE | MISO_W | Internal | Summer | B6 | 300 | 1600 | 0 | 51.1 | 44.11 | 5 | 0
2015 | NE_2_MISO_W | NE | MISO_W | Internal | Summer | B7 | 400 | 1600 | 0 | 43.99 | 37.01 | 5 | 0
2015 | NE_2_MISO_W | NE | MISO_W | Internal | Summer | B8 | 500 | 1600 | 0 | 37.24 | 35.18 | 5 | 0
2015 | NE_2_MISO_W | NE | MISO_W | Internal | Summer | B9 | 800 | 1600 | 0 | 36.34 | 33.52 | 5 | 0
2015 | NE_2_MISO_W | NE | MISO_W | Internal | Summer | B10 | 1262 | 1600 | 0 | 36.11 | 30.07 | 5 | 0
2015 | NE_2_MISO_W | NE | MISO_W | Internal | Winter | B16 | 25 | 1600 | 0 | 48.77 | 48.77 | 5 | 0
2015 | NE_2_MISO_W | NE | MISO_W | Internal | Winter | B17 | 100 | 1600 | 0 | 41.81 | 43.18 | 5 | 0
2015 | NE_2_MISO_W | NE | MISO_W | Internal | Winter | B18 | 400 | 1600 | 0 | 40.08 | 39.15 | 5 | 0
2015 | NE_2_MISO_W | NE | MISO_W | Internal | Winter | B19 | 700 | 1600 | 0 | 40.08 | 37.58 | 5 | 0
2015 | NE_2_MISO_W | NE | MISO_W | Internal | Winter | B20 | 935 | 1600 | 0 | 39.34 | 32.35 | 5 | 0
2015 | NE_2_SPP_N | NE | SPP_N | Internal | Shoulder | B11 | 25 | 3001 | 2287.67 | 55.04 | 55.05 | 0.01 | 0
2015 | NE_2_SPP_N | NE | SPP_N | Internal | Shoulder | B12 | 200 | 3001 | 1622.03 | 40.66 | 40.67 | 0.01 | 0
2015 | NE_2_SPP_N | NE | SPP_N | Internal | Shoulder | B13 | 600 | 3001 | 1926.74 | 39.3 | 39.31 | 0.01 | 0
2015 | NE_2_SPP_N | NE | SPP_N | Internal | Shoulder | B14 | 900 | 3001 | 823.76 | 38.91 | 38.93 | 0.01 | 0
2015 | NE_2_SPP_N | NE | SPP_N | Internal | Shoulder | B15 | 1203 | 3001 | 849.87 | 37.6 | 37.62 | 0.01 | 0
2015 | NE_2_SPP_N | NE | SPP_N | Internal | Summer | B1 | 10 | 3001 | 2970.9 | 60.78 | 60.79 | 0.01 | 0
2015 | NE_2_SPP_N | NE | SPP_N | Internal | Summer | B2 | 25 | 3001 | 2818.29 | 59.76 | 59.77 | 0.01 | 0
2015 | NE_2_SPP_N | NE | SPP_N | Internal | Summer | B3 | 75 | 3001 | 2155.04 | 59.76 | 59.77 | 0.01 | 0
2015 | NE_2_SPP_N | NE | SPP_N | Internal | Summer | B4 | 100 | 3001 | 1416.89 | 56.45 | 56.46 | 0.01 | 0
2015 | NE_2_SPP_N | NE | SPP_N | Internal | Summer | B5 | 200 | 3001 | 2287.94 | 55.12 | 55.13 | 0.01 | 0
2015 | NE_2_SPP_N | NE | SPP_N | Internal | Summer | B6 | 300 | 3001 | 2688.33 | 51.1 | 51.11 | 0.01 | 0
2015 | NE_2_SPP_N | NE | SPP_N | Internal | Summer | B7 | 400 | 3001 | 2798.29 | 43.99 | 44.01 | 0.01 | 0
2015 | NE_2_SPP_N | NE | SPP_N | Internal | Summer | B8 | 500 | 3001 | 3001 | 37.24 | 37.98 | 0.01 | 0.73
2015 | NE_2_SPP_N | NE | SPP_N | Internal | Summer | B9 | 800 | 3001 | 2200.24 | 36.34 | 36.35 | 0.01 | 0
2015 | NE_2_SPP_N | NE | SPP_N | Internal | Summer | B10 | 1262 | 3001 | 2673.49 | 36.11 | 36.12 | 0.01 | 0
2015 | NE_2_SPP_N | NE | SPP_N | Internal | Winter | B16 | 25 | 3001 | 3001 | 48.77 | 52.92 | 0.01 | 4.15
2015 | NE_2_SPP_N | NE | SPP_N | Internal | Winter | B17 | 100 | 3001 | 1506.1 | 41.81 | 41.82 | 0.01 | 0
2015 | NE_2_SPP_N | NE | SPP_N | Internal | Winter | B18 | 400 | 3001 | 2153.25 | 40.08 | 40.09 | 0.01 | 0
2015 | NE_2_SPP_N | NE | SPP_N | Internal | Winter | B19 | 700 | 3001 | 1790.31 | 40.08 | 40.09 | 0.01 | 0
2015 | NE_2_SPP_N | NE | SPP_N | Internal | Winter | B20 | 935 | 3001 | 2433.26 | 39.34 | 39.35 | 0.01 | 0
2015 | NEISO_2_NYISO_A-F | NEISO | NYISO_A-F | Internal | Shoulder | B11 | 25 | 600 | 600 | 36.9 | 40.13 | 3 | 0.23
2015 | NEISO_2_NYISO_A-F | NEISO | NYISO_A-F | Internal | Shoulder | B12 | 200 | 600 | 459.19 | 36.9 | 39.9 | 3 | 0
2015 | NEISO_2_NYISO_A-F | NEISO | NYISO_A-F | Internal | Shoulder | B13 | 600 | 600 | 0 | 36.9 | 39.87 | 3 | 0
2015 | NEISO_2_NYISO_A-F | NEISO | NYISO_A-F | Internal | Shoulder | B14 | 900 | 600 | 0 | 36.9 | 38 | 3 | 0
2015 | NEISO_2_NYISO_A-F | NEISO | NYISO_A-F | Internal | Shoulder | B15 | 1203 | 600 | 0 | 36.9 | 38 | 3 | 0
2015 | NEISO_2_NYISO_A-F | NEISO | NYISO_A-F | Internal | Summer | B1 | 10 | 600 | 0 | 65.81 | 54.8 | 3 | 0
2015 | NEISO_2_NYISO_A-F | NEISO | NYISO_A-F | Internal | Summer | B2 | 25 | 600 | 0 | 53.84 | 51.95 | 3 | 0
2015 | NEISO_2_NYISO_A-F | NEISO | NYISO_A-F | Internal | Summer | B3 | 75 | 600 | 0 | 47.98 | 50.3 | 3 | 0
2015 | NEISO_2_NYISO_A-F | NEISO | NYISO_A-F | Internal | Summer | B4 | 100 | 600 | 530.84 | 42.07 | 45.07 | 3 | 0
2015 | NEISO_2_NYISO_A-F | NEISO | NYISO_A-F | Internal | Summer | B5 | 200 | 600 | 600 | 34.2 | 42.53 | 3 | 5.33
2015 | NEISO_2_NYISO_A-F | NEISO | NYISO_A-F | Internal | Summer | B6 | 300 | 600 | 600 | 34.2 | 42.33 | 3 | 5.13
2015 | NEISO_2_NYISO_A-F | NEISO | NYISO_A-F | Internal | Summer | B7 | 400 | 600 | 600 | 34.2 | 37.27 | 3 | 0.07
2015 | NEISO_2_NYISO_A-F | NEISO | NYISO_A-F | Internal | Summer | B8 | 500 | 600 | 0 | 34.2 | 37.19 | 3 | 0
2015 | NEISO_2_NYISO_A-F | NEISO | NYISO_A-F | Internal | Summer | B9 | 800 | 600 | 0 | 34.2 | 37.18 | 3 | 0
2015 | NEISO_2_NYISO_A-F | NEISO | NYISO_A-F | Internal | Summer | B10 | 1262 | 600 | 0 | 34.2 | 37.18 | 3 | 0
2015 | NEISO_2_NYISO_A-F | NEISO | NYISO_A-F | Internal | Winter | B16 | 25 | 600 | 0 | 45.29 | 45.52 | 3 | 0
2015 | NEISO_2_NYISO_A-F | NEISO | NYISO_A-F | Internal | Winter | B17 | 100 | 600 | 0 | 45.29 | 43.17 | 3 | 0
2015 | NEISO_2_NYISO_A-F | NEISO | NYISO_A-F | Internal | Winter | B18 | 400 | 600 | 0 | 45.29 | 42.55 | 3 | 0
2015 | NEISO_2_NYISO_A-F | NEISO | NYISO_A-F | Internal | Winter | B19 | 700 | 600 | 0 | 45.29 | 42.55 | 3 | 0
2015 | NEISO_2_NYISO_A-F | NEISO | NYISO_A-F | Internal | Winter | B20 | 935 | 600 | 0 | 45.29 | 42.55 | 3 | 0
2015 | NEISO_2_NYISO_G-I | NEISO | NYISO_G-I | Internal | Shoulder | B11 | 25 | 600 | 600 | 36.9 | 40.3 | 3 | 0.4
2015 | NEISO_2_NYISO_G-I | NEISO | NYISO_G-I | Internal | Shoulder | B12 | 200 | 600 | 600 | 36.9 | 39.91 | 3 | 0.01
2015 | NEISO_2_NYISO_G-I | NEISO | NYISO_G-I | Internal | Shoulder | B13 | 600 | 600 | 0 | 36.9 | 39.89 | 3 | 0
2015 | NEISO_2_NYISO_G-I | NEISO | NYISO_G-I | Internal | Shoulder | B14 | 900 | 600 | 0 | 36.9 | 38.02 | 3 | 0
2015 | NEISO_2_NYISO_G-I | NEISO | NYISO_G-I | Internal | Shoulder | B15 | 1203 | 600 | 0 | 36.9 | 38.02 | 3 | 0
2015 | NEISO_2_NYISO_G-I | NEISO | NYISO_G-I | Internal | Summer | B1 | 10 | 600 | 0 | 65.81 | 68.8 | 3 | 0
2015 | NEISO_2_NYISO_G-I | NEISO | NYISO_G-I | Internal | Summer | B2 | 25 | 600 | 0 | 53.84 | 53.45 | 3 | 0
2015 | NEISO_2_NYISO_G-I | NEISO | NYISO_G-I | Internal | Summer | B3 | 75 | 600 | 0 | 47.98 | 50.31 | 3 | 0
2015 | NEISO_2_NYISO_G-I | NEISO | NYISO_G-I | Internal | Summer | B4 | 100 | 600 | 600 | 42.07 | 49.5 | 3 | 4.42
2015 | NEISO_2_NYISO_G-I | NEISO | NYISO_G-I | Internal | Summer | B5 | 200 | 600 | 600 | 34.2 | 49.5 | 3 | 12.29
2015 | NEISO_2_NYISO_G-I | NEISO | NYISO_G-I | Internal | Summer | B6 | 300 | 600 | 600 | 34.2 | 42.34 | 3 | 5.14
2015 | NEISO_2_NYISO_G-I | NEISO | NYISO_G-I | Internal | Summer | B7 | 400 | 600 | 600 | 34.2 | 37.28 | 3 | 0.08
2015 | NEISO_2_NYISO_G-I | NEISO | NYISO_G-I | Internal | Summer | B8 | 500 | 600 | 561.45 | 34.2 | 37.2 | 3 | 0
2015 | NEISO_2_NYISO_G-I | NEISO | NYISO_G-I | Internal | Summer | B9 | 800 | 600 | 0 | 34.2 | 37.19 | 3 | 0
2015 | NEISO_2_NYISO_G-I | NEISO | NYISO_G-I | Internal | Summer | B10 | 1262 | 600 | 0 | 34.2 | 37.19 | 3 | 0
2015 | NEISO_2_NYISO_G-I | NEISO | NYISO_G-I | Internal | Winter | B16 | 25 | 600 | 600 | 45.29 | 51.19 | 3 | 2.9
2015 | NEISO_2_NYISO_G-I | NEISO | NYISO_G-I | Internal | Winter | B17 | 100 | 600 | 136.16 | 45.29 | 48.29 | 3 | 0
2015 | NEISO_2_NYISO_G-I | NEISO | NYISO_G-I | Internal | Winter | B18 | 400 | 600 | 0 | 45.29 | 48.28 | 3 | 0
2015 | NEISO_2_NYISO_G-I | NEISO | NYISO_G-I | Internal | Winter | B19 | 700 | 600 | 0 | 45.29 | 47.71 | 3 | 0
2015 | NEISO_2_NYISO_G-I | NEISO | NYISO_G-I | Internal | Winter | B20 | 935 | 600 | 0 | 45.29 | 44.31 | 3 | 0
2015 | NEISO_2_NYISO_J-K | NEISO | NYISO_J-K | Internal | Shoulder | B11 | 25 | 500 | 500 | 36.9 | 40.31 | 3 | 0.41
2015 | NEISO_2_NYISO_J-K | NEISO | NYISO_J-K | Internal | Shoulder | B12 | 200 | 500 | 500 | 36.9 | 39.92 | 3 | 0.02
2015 | NEISO_2_NYISO_J-K | NEISO | NYISO_J-K | Internal | Shoulder | B13 | 600 | 500 | 405.11 | 36.9 | 39.9 | 3 | 0
2015 | NEISO_2_NYISO_J-K | NEISO | NYISO_J-K | Internal | Shoulder | B14 | 900 | 500 | 0 | 36.9 | 38.03 | 3 | 0
2015 | NEISO_2_NYISO_J-K | NEISO | NYISO_J-K | Internal | Shoulder | B15 | 1203 | 500 | 0 | 36.9 | 38.03 | 3 | 0
2015 | NEISO_2_NYISO_J-K | NEISO | NYISO_J-K | Internal | Summer | B1 | 10 | 500 | 186.09 | 65.81 | 68.81 | 3 | 0
2015 | NEISO_2_NYISO_J-K | NEISO | NYISO_J-K | Internal | Summer | B2 | 25 | 500 | 0 | 53.84 | 53.46 | 3 | 0
2015 | NEISO_2_NYISO_J-K | NEISO | NYISO_J-K | Internal | Summer | B3 | 75 | 500 | 0 | 47.98 | 50.33 | 3 | 0
2015 | NEISO_2_NYISO_J-K | NEISO | NYISO_J-K | Internal | Summer | B4 | 100 | 500 | 500 | 42.07 | 49.51 | 3 | 4.43
2015 | NEISO_2_NYISO_J-K | NEISO | NYISO_J-K | Internal | Summer | B5 | 200 | 500 | 500 | 34.2 | 49.51 | 3 | 12.31
2015 | NEISO_2_NYISO_J-K | NEISO | NYISO_J-K | Internal | Summer | B6 | 300 | 500 | 500 | 34.2 | 42.35 | 3 | 5.15
2015 | NEISO_2_NYISO_J-K | NEISO | NYISO_J-K | Internal | Summer | B7 | 400 | 500 | 500 | 34.2 | 37.29 | 3 | 0.09
2015 | NEISO_2_NYISO_J-K | NEISO | NYISO_J-K | Internal | Summer | B8 | 500 | 500 | 500 | 34.2 | 37.21 | 3 | 0.01
2015 | NEISO_2_NYISO_J-K | NEISO | NYISO_J-K | Internal | Summer | B9 | 800 | 500 | 225.79 | 34.2 | 37.2 | 3 | 0
2015 | NEISO_2_NYISO_J-K | NEISO | NYISO_J-K | Internal | Summer | B10 | 1262 | 500 | 110.71 | 34.2 | 37.2 | 3 | 0
2015 | NEISO_2_NYISO_J-K | NEISO | NYISO_J-K | Internal | Winter | B16 | 25 | 500 | 500 | 45.29 | 51.21 | 3 | 2.91
2015 | NEISO_2_NYISO_J-K | NEISO | NYISO_J-K | Internal | Winter | B17 | 100 | 500 | 500 | 45.29 | 48.3 | 3 | 0.01
2015 | NEISO_2_NYISO_J-K | NEISO | NYISO_J-K | Internal | Winter | B18 | 400 | 500 | 473.67 | 45.29 | 48.29 | 3 | 0
2015 | NEISO_2_NYISO_J-K | NEISO | NYISO_J-K | Internal | Winter | B19 | 700 | 500 | 0 | 45.29 | 48.14 | 3 | 0
2015 | NEISO_2_NYISO_J-K | NEISO | NYISO_J-K | Internal | Winter | B20 | 935 | 500 | 0 | 45.29 | 44.32 | 3 | 0
2015 | NonRTO_Midwest_2_MISO_IN | NonRTO_Midwest | MISO_IN | Internal | Shoulder | B11 | 25 | 4450 | 0 | 56.07 | 48.07 | 8 | 0
2015 | NonRTO_Midwest_2_MISO_IN | NonRTO_Midwest | MISO_IN | Internal | Shoulder | B12 | 200 | 4450 | 0 | 48.67 | 40.67 | 8 | 0
2015 | NonRTO_Midwest_2_MISO_IN | NonRTO_Midwest | MISO_IN | Internal | Shoulder | B13 | 600 | 4450 | 0 | 45.64 | 37.96 | 8 | 0
2015 | NonRTO_Midwest_2_MISO_IN | NonRTO_Midwest | MISO_IN | Internal | Shoulder | B14 | 900 | 4450 | 0 | 35.98 | 36.55 | 8 | 0
2015 | NonRTO_Midwest_2_MISO_IN | NonRTO_Midwest | MISO_IN | Internal | Shoulder | B15 | 1203 | 4450 | 0 | 32.92 | 34.3 | 8 | 0
2015 | NonRTO_Midwest_2_MISO_IN | NonRTO_Midwest | MISO_IN | Internal | Summer | B1 | 10 | 4450 | 0 | 65.02 | 60.8 | 8 | 0
2015 | NonRTO_Midwest_2_MISO_IN | NonRTO_Midwest | MISO_IN | Internal | Summer | B2 | 25 | 4450 | 0 | 65.02 | 59.3 | 8 | 0
2015 | NonRTO_Midwest_2_MISO_IN | NonRTO_Midwest | MISO_IN | Internal | Summer | B3 | 75 | 4450 | 0 | 65.02 | 57.02 | 8 | 0
2015 | NonRTO_Midwest_2_MISO_IN | NonRTO_Midwest | MISO_IN | Internal | Summer | B4 | 100 | 4450 | 0 | 63.58 | 55.58 | 8 | 0
2015 | NonRTO_Midwest_2_MISO_IN | NonRTO_Midwest | MISO_IN | Internal | Summer | B5 | 200 | 4450 | 0 | 56.52 | 48.52 | 8 | 0
2015 | NonRTO_Midwest_2_MISO_IN | NonRTO_Midwest | MISO_IN | Internal | Summer | B6 | 300 | 4450 | 0 | 51.11 | 43.11 | 8 | 0
2015 | NonRTO_Midwest_2_MISO_IN | NonRTO_Midwest | MISO_IN | Internal | Summer | B7 | 400 | 4450 | 0 | 35.95 | 36.97 | 8 | 0
2015 | NonRTO_Midwest_2_MISO_IN | NonRTO_Midwest | MISO_IN | Internal | Summer | B8 | 500 | 4450 | 0 | 34.5 | 35.18 | 8 | 0
2015 | NonRTO_Midwest_2_MISO_IN | NonRTO_Midwest | MISO_IN | Internal | Summer | B9 | 800 | 4450 | 0 | 32.92 | 33.52 | 8 | 0
2015 | NonRTO_Midwest_2_MISO_IN | NonRTO_Midwest | MISO_IN | Internal | Summer | B10 | 1262 | 4450 | 0 | 32.07 | 32.64 | 8 | 0
2015 | NonRTO_Midwest_2_MISO_IN | NonRTO_Midwest | MISO_IN | Internal | Winter | B16 | 25 | 4450 | 0 | 56.79 | 48.79 | 8 | 0
2015 | NonRTO_Midwest_2_MISO_IN | NonRTO_Midwest | MISO_IN | Internal | Winter | B17 | 100 | 4450 | 0 | 51.21 | 43.21 | 8 | 0
2015 | NonRTO_Midwest_2_MISO_IN | NonRTO_Midwest | MISO_IN | Internal | Winter | B18 | 400 | 4450 | 0 | 47.15 | 39.15 | 8 | 0
2015 | NonRTO_Midwest_2_MISO_IN | NonRTO_Midwest | MISO_IN | Internal | Winter | B19 | 700 | 4450 | 0 | 36.09 | 37.28 | 8 | 0
2015 | NonRTO_Midwest_2_MISO_IN | NonRTO_Midwest | MISO_IN | Internal | Winter | B20 | 935 | 4450 | 0 | 33 | 33.26 | 8 | 0
2015 | NonRTO_Midwest_2_TVA_Transmission | NonRTO_Midwest | TVA_Transmission | Internal | Shoulder | B11 | 25 | 2400 | 0 | 56.07 | 54.32 | 8 | 0
2015 | NonRTO_Midwest_2_TVA_Transmission | NonRTO_Midwest | TVA_Transmission | Internal | Shoulder | B12 | 200 | 2400 | 0 | 48.67 | 44.38 | 8 | 0
2015 | NonRTO_Midwest_2_TVA_Transmission | NonRTO_Midwest | TVA_Transmission | Internal | Shoulder | B13 | 600 | 2400 | 0 | 45.64 | 42.38 | 8 | 0
2015 | NonRTO_Midwest_2_TVA_Transmission | NonRTO_Midwest | TVA_Transmission | Internal | Shoulder | B14 | 900 | 2400 | 0 | 35.98 | 41.06 | 8 | 0
2015 | NonRTO_Midwest_2_TVA_Transmission | NonRTO_Midwest | TVA_Transmission | Internal | Shoulder | B15 | 1203 | 2400 | 0 | 32.92 | 39.91 | 8 | 0
2015 | NonRTO_Midwest_2_TVA_Transmission | NonRTO_Midwest | TVA_Transmission | Internal | Summer | B1 | 10 | 2400 | 0 | 65.02 | 68.79 | 8 | 0
2015 | NonRTO_Midwest_2_TVA_Transmission | NonRTO_Midwest | TVA_Transmission | Internal | Summer | B2 | 25 | 2400 | 0 | 65.02 | 67.29 | 8 | 0
2015 | NonRTO_Midwest_2_TVA_Transmission | NonRTO_Midwest | TVA_Transmission | Internal | Summer | B3 | 75 | 2400 | 0 | 65.02 | 64.29 | 8 | 0
2015 | NonRTO_Midwest_2_TVA_Transmission | NonRTO_Midwest | TVA_Transmission | Internal | Summer | B4 | 100 | 2400 | 0 | 63.58 | 63.57 | 8 | 0
2015 | NonRTO_Midwest_2_TVA_Transmission | NonRTO_Midwest | TVA_Transmission | Internal | Summer | B5 | 200 | 2400 | 0 | 56.52 | 54.8 | 8 | 0
2015 | NonRTO_Midwest_2_TVA_Transmission | NonRTO_Midwest | TVA_Transmission | Internal | Summer | B6 | 300 | 2400 | 0 | 51.11 | 47.88 | 8 | 0
2015 | NonRTO_Midwest_2_TVA_Transmission | NonRTO_Midwest | TVA_Transmission | Internal | Summer | B7 | 400 | 2400 | 0 | 35.95 | 43.31 | 8 | 0
2015 | NonRTO_Midwest_2_TVA_Transmission | NonRTO_Midwest | TVA_Transmission | Internal | Summer | B8 | 500 | 2400 | 0 | 34.5 | 39.85 | 8 | 0
2015 | NonRTO_Midwest_2_TVA_Transmission | NonRTO_Midwest | TVA_Transmission | Internal | Summer | B9 | 800 | 2400 | 0 | 32.92 | 39.09 | 8 | 0
2015 | NonRTO_Midwest_2_TVA_Transmission | NonRTO_Midwest | TVA_Transmission | Internal | Summer | B10 | 1262 | 2400 | 0 | 32.07 | 36.46 | 8 | 0
2015 | NonRTO_Midwest_2_TVA_Transmission | NonRTO_Midwest | TVA_Transmission | Internal | Winter | B16 | 25 | 2400 | 0 | 56.79 | 56.78 | 8 | 0
2015 | NonRTO_Midwest_2_TVA_Transmission | NonRTO_Midwest | TVA_Transmission | Internal | Winter | B17 | 100 | 2400 | 0 | 51.21 | 46.85 | 8 | 0
2015 | NonRTO_Midwest_2_TVA_Transmission | NonRTO_Midwest | TVA_Transmission | Internal | Winter | B18 | 400 | 2400 | 0 | 47.15 | 43.36 | 8 | 0
2015 | NonRTO_Midwest_2_TVA_Transmission | NonRTO_Midwest | TVA_Transmission | Internal | Winter | B19 | 700 | 2400 | 0 | 36.09 | 41.34 | 8 | 0
2015 | NonRTO_Midwest_2_TVA_Transmission | NonRTO_Midwest | TVA_Transmission | Internal | Winter | B20 | 935 | 2400 | 0 | 33 | 39.59 | 8 | 0
2015 | NYISO_A-F_2_IESO | NYISO_A-F | IESO | Internal | Shoulder | B11 | 25 | 1600 | 0 | 40.13 | 33.13 | 7 | 0
2015 | NYISO_A-F_2_IESO | NYISO_A-F | IESO | Internal | Shoulder | B12 | 200 | 1600 | 0 | 39.9 | 32.9 | 7 | 0
2015 | NYISO_A-F_2_IESO | NYISO_A-F | IESO | Internal | Shoulder | B13 | 600 | 1600 | 0 | 39.87 | 30.96 | 7 | 0
2015 | NYISO_A-F_2_IESO | NYISO_A-F | IESO | Internal | Shoulder | B14 | 900 | 1600 | 0 | 38 | 30.96 | 7 | 0
2015 | NYISO_A-F_2_IESO | NYISO_A-F | IESO | Internal | Shoulder | B15 | 1203 | 1600 | 0 | 38 | 30.96 | 7 | 0
2015 | NYISO_A-F_2_IESO | NYISO_A-F | IESO | Internal | Summer | B1 | 10 | 1600 | 0 | 54.8 | 47.8 | 7 | 0
2015 | NYISO_A-F_2_IESO | NYISO_A-F | IESO | Internal | Summer | B2 | 25 | 1600 | 0 | 51.95 | 44.95 | 7 | 0
2015 | NYISO_A-F_2_IESO | NYISO_A-F | IESO | Internal | Summer | B3 | 75 | 1600 | 0 | 50.3 | 43.3 | 7 | 0
2015 | NYISO_A-F_2_IESO | NYISO_A-F | IESO | Internal | Summer | B4 | 100 | 1600 | 0 | 45.07 | 38.07 | 7 | 0
2015 | NYISO_A-F_2_IESO | NYISO_A-F | IESO | Internal | Summer | B5 | 200 | 1600 | 0 | 42.53 | 35.53 | 7 | 0
2015 | NYISO_A-F_2_IESO | NYISO_A-F | IESO | Internal | Summer | B6 | 300 | 1600 | 0 | 42.33 | 35.33 | 7 | 0
2015 | NYISO_A-F_2_IESO | NYISO_A-F | IESO | Internal | Summer | B7 | 400 | 1600 | 0 | 37.27 | 29.98 | 7 | 0
2015 | NYISO_A-F_2_IESO | NYISO_A-F | IESO | Internal | Summer | B8 | 500 | 1600 | 0 | 37.19 | 29.62 | 7 | 0
2015 | NYISO_A-F_2_IESO | NYISO_A-F | IESO | Internal | Summer | B9 | 800 | 1600 | 0 | 37.18 | 29.62 | 7 | 0
2015 | NYISO_A-F_2_IESO | NYISO_A-F | IESO | Internal | Summer | B10 | 1262 | 1600 | 0 | 37.18 | 29.62 | 7 | 0
2015 | NYISO_A-F_2_IESO | NYISO_A-F | IESO | Internal | Winter | B16 | 25 | 1600 | 0 | 45.52 | 38.52 | 7 | 0
2015 | NYISO_A-F_2_IESO | NYISO_A-F | IESO | Internal | Winter | B17 | 100 | 1600 | 0 | 43.17 | 36.17 | 7 | 0
2015 | NYISO_A-F_2_IESO | NYISO_A-F | IESO | Internal | Winter | B18 | 400 | 1600 | 0 | 42.55 | 35.55 | 7 | 0
2015 | NYISO_A-F_2_IESO | NYISO_A-F | IESO | Internal | Winter | B19 | 700 | 1600 | 0 | 42.55 | 35.55 | 7 | 0
2015 | NYISO_A-F_2_IESO | NYISO_A-F | IESO | Internal | Winter | B20 | 935 | 1600 | 0 | 42.55 | 35.55 | 7 | 0
2015 | NYISO_A-F_2_NEISO | NYISO_A-F | NEISO | Internal | Shoulder | B11 | 25 | 600 | 0 | 40.13 | 36.9 | 3 | 0
2015 | NYISO_A-F_2_NEISO | NYISO_A-F | NEISO | Internal | Shoulder | B12 | 200 | 600 | 0 | 39.9 | 36.9 | 3 | 0
2015 | NYISO_A-F_2_NEISO | NYISO_A-F | NEISO | Internal | Shoulder | B13 | 600 | 600 | 0 | 39.87 | 36.9 | 3 | 0
2015 | NYISO_A-F_2_NEISO | NYISO_A-F | NEISO | Internal | Shoulder | B14 | 900 | 600 | 0 | 38 | 36.9 | 3 | 0
2015 | NYISO_A-F_2_NEISO | NYISO_A-F | NEISO | Internal | Shoulder | B15 | 1203 | 600 | 0 | 38 | 36.9 | 3 | 0
2015 | NYISO_A-F_2_NEISO | NYISO_A-F | NEISO | Internal | Summer | B1 | 10 | 600 | 600 | 54.8 | 65.81 | 3 | 8.01
2015 | NYISO_A-F_2_NEISO | NYISO_A-F | NEISO | Internal | Summer | B2 | 25 | 600 | 0 | 51.95 | 53.84 | 3 | 0
2015 | NYISO_A-F_2_NEISO | NYISO_A-F | NEISO | Internal | Summer | B3 | 75 | 600 | 0 | 50.3 | 47.98 | 3 | 0
2015 | NYISO_A-F_2_NEISO | NYISO_A-F | NEISO | Internal | Summer | B4 | 100 | 600 | 0 | 45.07 | 42.07 | 3 | 0
2015 | NYISO_A-F_2_NEISO | NYISO_A-F | NEISO | Internal | Summer | B5 | 200 | 600 | 0 | 42.53 | 34.2 | 3 | 0
2015 | NYISO_A-F_2_NEISO | NYISO_A-F | NEISO | Internal | Summer | B6 | 300 | 600 | 0 | 42.33 | 34.2 | 3 | 0
2015 | NYISO_A-F_2_NEISO | NYISO_A-F | NEISO | Internal | Summer | B7 | 400 | 600 | 0 | 37.27 | 34.2 | 3 | 0
2015 | NYISO_A-F_2_NEISO | NYISO_A-F | NEISO | Internal | Summer | B8 | 500 | 600 | 0 | 37.19 | 34.2 | 3 | 0
2015 | NYISO_A-F_2_NEISO | NYISO_A-F | NEISO | Internal | Summer | B9 | 800 | 600 | 0 | 37.18 | 34.2 | 3 | 0
2015 | NYISO_A-F_2_NEISO | NYISO_A-F | NEISO | Internal | Summer | B10 | 1262 | 600 | 0 | 37.18 | 34.2 | 3 | 0
2015 | NYISO_A-F_2_NEISO | NYISO_A-F | NEISO | Internal | Winter | B16 | 25 | 600 | 0 | 45.52 | 45.29 | 3 | 0
2015 | NYISO_A-F_2_NEISO | NYISO_A-F | NEISO | Internal | Winter | B17 | 100 | 600 | 0 | 43.17 | 45.29 | 3 | 0
2015 | NYISO_A-F_2_NEISO | NYISO_A-F | NEISO | Internal | Winter | B18 | 400 | 600 | 0 | 42.55 | 45.29 | 3 | 0
2015 | NYISO_A-F_2_NEISO | NYISO_A-F | NEISO | Internal | Winter | B19 | 700 | 600 | 0 | 42.55 | 45.29 | 3 | 0
2015 | NYISO_A-F_2_NEISO | NYISO_A-F | NEISO | Internal | Winter | B20 | 935 | 600 | 0 | 42.55 | 45.29 | 3 | 0
2015 | NYISO_A-F_2_NYISO_G-I | NYISO_A-F | NYISO_G-I | Internal | Shoulder | B11 | 25 | 4757 | 4757 | 40.13 | 40.3 | 0.01 | 0.15
2015 | NYISO_A-F_2_NYISO_G-I | NYISO_A-F | NYISO_G-I | Internal | Shoulder | B12 | 200 | 4757 | 3955.99 | 39.9 | 39.91 | 0.01 | 0
2015 | NYISO_A-F_2_NYISO_G-I | NYISO_A-F | NYISO_G-I | Internal | Shoulder | B13 | 600 | 4757 | 4255.01 | 39.87 | 39.89 | 0.01 | 0
2015 | NYISO_A-F_2_NYISO_G-I | NYISO_A-F | NYISO_G-I | Internal | Shoulder | B14 | 900 | 4757 | 4654.63 | 38 | 38.02 | 0.01 | 0
2015 | NYISO_A-F_2_NYISO_G-I | NYISO_A-F | NYISO_G-I | Internal | Shoulder | B15 | 1203 | 4757 | 2652.95 | 38 | 38.02 | 0.01 | 0
2015 | NYISO_A-F_2_NYISO_G-I | NYISO_A-F | NYISO_G-I | Internal | Summer | B1 | 10 | 4757 | 4757 | 54.8 | 68.8 | 0.01 | 13.99
2015 | NYISO_A-F_2_NYISO_G-I | NYISO_A-F | NYISO_G-I | Internal | Summer | B2 | 25 | 4757 | 4757 | 51.95 | 53.45 | 0.01 | 1.49
2015 | NYISO_A-F_2_NYISO_G-I | NYISO_A-F | NYISO_G-I | Internal | Summer | B3 | 75 | 4757 | 4666.15 | 50.3 | 50.31 | 0.01 | 0
2015 | NYISO_A-F_2_NYISO_G-I | NYISO_A-F | NYISO_G-I | Internal | Summer | B4 | 100 | 4757 | 4757 | 45.07 | 49.5 | 0.01 | 4.41
2015 | NYISO_A-F_2_NYISO_G-I | NYISO_A-F | NYISO_G-I | Internal | Summer | B5 | 200 | 4757 | 4757 | 42.53 | 49.5 | 0.01 | 6.96
2015 | NYISO_A-F_2_NYISO_G-I | NYISO_A-F | NYISO_G-I | Internal | Summer | B6 | 300 | 4757 | 4599.98 | 42.33 | 42.34 | 0.01 | 0
2015 | NYISO_A-F_2_NYISO_G-I | NYISO_A-F | NYISO_G-I | Internal | Summer | B7 | 400 | 4757 | 4269.52 | 37.27 | 37.28 | 0.01 | 0
2015 | NYISO_A-F_2_NYISO_G-I | NYISO_A-F | NYISO_G-I | Internal | Summer | B8 | 500 | 4757 | 4066.52 | 37.19 | 37.2 | 0.01 | 0
2015 | NYISO_A-F_2_NYISO_G-I | NYISO_A-F | NYISO_G-I | Internal | Summer | B9 | 800 | 4757 | 3859.05 | 37.18 | 37.19 | 0.01 | 0
2015 | NYISO_A-F_2_NYISO_G-I | NYISO_A-F | NYISO_G-I | Internal | Summer | B10 | 1262 | 4757 | 1838.65 | 37.18 | 37.19 | 0.01 | 0
2015 | NYISO_A-F_2_NYISO_G-I | NYISO_A-F | NYISO_G-I | Internal | Winter | B16 | 25 | 4757 | 4757 | 45.52 | 51.19 | 0.01 | 5.66
2015 | NYISO_A-F_2_NYISO_G-I | NYISO_A-F | NYISO_G-I | Internal | Winter | B17 | 100 | 4757 | 4757 | 43.17 | 48.29 | 0.01 | 5.11
2015 | NYISO_A-F_2_NYISO_G-I | NYISO_A-F | NYISO_G-I | Internal | Winter | B18 | 400 | 4757 | 4757 | 42.55 | 48.28 | 0.01 | 5.71
2015 | NYISO_A-F_2_NYISO_G-I | NYISO_A-F | NYISO_G-I | Internal | Winter | B19 | 700 | 4757 | 4757 | 42.55 | 47.71 | 0.01 | 5.15
2015 | NYISO_A-F_2_NYISO_G-I | NYISO_A-F | NYISO_G-I | Internal | Winter | B20 | 935 | 4757 | 4757 | 42.55 | 44.31 | 0.01 | 1.75
2015 | NYISO_A-F_2_PJM_ROM | NYISO_A-F | PJM_ROM | Internal | Shoulder | B11 | 25 | 1000 | 1000 | 40.13 | 48.31 | 8 | 0.18
2015 | NYISO_A-F_2_PJM_ROM | NYISO_A-F | PJM_ROM | Internal | Shoulder | B12 | 200 | 1000 | 0 | 39.9 | 42.67 | 8 | 0
2015 | NYISO_A-F_2_PJM_ROM | NYISO_A-F | PJM_ROM | Internal | Shoulder | B13 | 600 | 1000 | 0 | 39.87 | 39.97 | 8 | 0
2015 | NYISO_A-F_2_PJM_ROM | NYISO_A-F | PJM_ROM | Internal | Shoulder | B14 | 900 | 1000 | 0 | 38 | 39.3 | 8 | 0
2015 | NYISO_A-F_2_PJM_ROM | NYISO_A-F | PJM_ROM | Internal | Shoulder | B15 | 1203 | 1000 | 0 | 38 | 36.47 | 8 | 0
2015 | NYISO_A-F_2_PJM_ROM | NYISO_A-F | PJM_ROM | Internal | Summer | B1 | 10 | 1000 | 433.83 | 54.8 | 62.8 | 8 | 0
2015 | NYISO_A-F_2_PJM_ROM | NYISO_A-F | PJM_ROM | Internal | Summer | B2 | 25 | 1000 | 1000 | 51.95 | 61.3 | 8 | 1.36
2015 | NYISO_A-F_2_PJM_ROM | NYISO_A-F | PJM_ROM | Internal | Summer | B3 | 75 | 1000 | 873.67 | 50.3 | 58.3 | 8 | 0
2015 | NYISO_A-F_2_PJM_ROM | NYISO_A-F | PJM_ROM | Internal | Summer | B4 | 100 | 1000 | 1000 | 45.07 | 57.56 | 8 | 4.49
2015 | NYISO_A-F_2_PJM_ROM | NYISO_A-F | PJM_ROM | Internal | Summer | B5 | 200 | 1000 | 91.53 | 42.53 | 50.53 | 8 | 0
2015 | NYISO_A-F_2_PJM_ROM | NYISO_A-F | PJM_ROM | Internal | Summer | B6 | 300 | 1000 | 0 | 42.33 | 45.13 | 8 | 0
2015 | NYISO_A-F_2_PJM_ROM | NYISO_A-F | PJM_ROM | Internal | Summer | B7 | 400 | 1000 | 0 | 37.27 | 38.99 | 8 | 0
2015 | NYISO_A-F_2_PJM_ROM | NYISO_A-F | PJM_ROM | Internal | Summer | B8 | 500 | 1000 | 0 | 37.19 | 37.2 | 8 | 0
2015 | NYISO_A-F_2_PJM_ROM | NYISO_A-F | PJM_ROM | Internal | Summer | B9 | 800 | 1000 | 0 | 37.18 | 35.52 | 8 | 0
2015 | NYISO_A-F_2_PJM_ROM | NYISO_A-F | PJM_ROM | Internal | Summer | B10 | 1262 | 1000 | 0 | 37.18 | 34.55 | 8 | 0
2015 | NYISO_A-F_2_PJM_ROM | NYISO_A-F | PJM_ROM | Internal | Winter | B16 | 25 | 1000 | 0 | 45.52 | 50.79 | 8 | 0
2015 | NYISO_A-F_2_PJM_ROM | NYISO_A-F | PJM_ROM | Internal | Winter | B17 | 100 | 1000 | 0 | 43.17 | 45.21 | 8 | 0
2015 | NYISO_A-F_2_PJM_ROM | NYISO_A-F | PJM_ROM | Internal | Winter | B18 | 400 | 1000 | 0 | 42.55 | 44.02 | 8 | 0
2015 | NYISO_A-F_2_PJM_ROM | NYISO_A-F | PJM_ROM | Internal | Winter | B19 | 700 | 1000 | 0 | 42.55 | 41.7 | 8 | 0
2015 | NYISO_A-F_2_PJM_ROM | NYISO_A-F | PJM_ROM | Internal | Winter | B20 | 935 | 1000 | 0 | 42.55 | 36.8 | 8 | 0
2015 | NYISO_G-I_2_NEISO | NYISO_G-I | NEISO | Internal | Shoulder | B11 | 25 | 600 | 0 | 40.3 | 36.9 | 3 | 0
2015 | NYISO_G-I_2_NEISO | NYISO_G-I | NEISO | Internal | Shoulder | B12 | 200 | 600 | 0 | 39.91 | 36.9 | 3 | 0
2015 | NYISO_G-I_2_NEISO | NYISO_G-I | NEISO | Internal | Shoulder | B13 | 600 | 600 | 0 | 39.89 | 36.9 | 3 | 0
2015 | NYISO_G-I_2_NEISO | NYISO_G-I | NEISO | Internal | Shoulder | B14 | 900 | 600 | 0 | 38.02 | 36.9 | 3 | 0
2015 | NYISO_G-I_2_NEISO | NYISO_G-I | NEISO | Internal | Shoulder | B15 | 1203 | 600 | 0 | 38.02 | 36.9 | 3 | 0
2015 | NYISO_G-I_2_NEISO | NYISO_G-I | NEISO | Internal | Summer | B1 | 10 | 600 | 0 | 68.8 | 65.81 | 3 | 0
2015 | NYISO_G-I_2_NEISO | NYISO_G-I | NEISO | Internal | Summer | B2 | 25 | 600 | 0 | 53.45 | 53.84 | 3 | 0
2015 | NYISO_G-I_2_NEISO | NYISO_G-I | NEISO | Internal | Summer | B3 | 75 | 600 | 0 | 50.31 | 47.98 | 3 | 0
2015 | NYISO_G-I_2_NEISO | NYISO_G-I | NEISO | Internal | Summer | B4 | 100 | 600 | 0 | 49.5 | 42.07 | 3 | 0
2015 | NYISO_G-I_2_NEISO | NYISO_G-I | NEISO | Internal | Summer | B5 | 200 | 600 | 0 | 49.5 | 34.2 | 3 | 0
2015 | NYISO_G-I_2_NEISO | NYISO_G-I | NEISO | Internal | Summer | B6 | 300 | 600 | 0 | 42.34 | 34.2 | 3 | 0
2015 | NYISO_G-I_2_NEISO | NYISO_G-I | NEISO | Internal | Summer | B7 | 400 | 600 | 0 | 37.28 | 34.2 | 3 | 0
2015 | NYISO_G-I_2_NEISO | NYISO_G-I | NEISO | Internal | Summer | B8 | 500 | 600 | 0 | 37.2 | 34.2 | 3 | 0
2015 | NYISO_G-I_2_NEISO | NYISO_G-I | NEISO | Internal | Summer | B9 | 800 | 600 | 0 | 37.19 | 34.2 | 3 | 0
2015 | NYISO_G-I_2_NEISO | NYISO_G-I | NEISO | Internal | Summer | B10 | 1262 | 600 | 0 | 37.19 | 34.2 | 3 | 0
2015 | NYISO_G-I_2_NEISO | NYISO_G-I | NEISO | Internal | Winter | B16 | 25 | 600 | 0 | 51.19 | 45.29 | 3 | 0
2015 | NYISO_G-I_2_NEISO | NYISO_G-I | NEISO | Internal | Winter | B17 | 100 | 600 | 0 | 48.29 | 45.29 | 3 | 0
2015 | NYISO_G-I_2_NEISO | NYISO_G-I | NEISO | Internal | Winter | B18 | 400 | 600 | 0 | 48.28 | 45.29 | 3 | 0
2015 | NYISO_G-I_2_NEISO | NYISO_G-I | NEISO | Internal | Winter | B19 | 700 | 600 | 0 | 47.71 | 45.29 | 3 | 0
2015 | NYISO_G-I_2_NEISO | NYISO_G-I | NEISO | Internal | Winter | B20 | 935 | 600 | 0 | 44.31 | 45.29 | 3 | 0
2015 | NYISO_G-I_2_NYISO_A-F | NYISO_G-I | NYISO_A-F | Internal | Shoulder | B11 | 25 | 2506 | 0 | 40.3 | 40.13 | 0.01 | 0
2015 | NYISO_G-I_2_NYISO_A-F | NYISO_G-I | NYISO_A-F | Internal | Shoulder | B12 | 200 | 2506 | 0 | 39.91 | 39.9 | 0.01 | 0
2015 | NYISO_G-I_2_NYISO_A-F | NYISO_G-I | NYISO_A-F | Internal | Shoulder | B13 | 600 | 2506 | 0 | 39.89 | 39.87 | 0.01 | 0
2015 | NYISO_G-I_2_NYISO_A-F | NYISO_G-I | NYISO_A-F | Internal | Shoulder | B14 | 900 | 2506 | 0 | 38.02 | 38 | 0.01 | 0
2015 | NYISO_G-I_2_NYISO_A-F | NYISO_G-I | NYISO_A-F | Internal | Shoulder | B15 | 1203 | 2506 | 0 | 38.02 | 38 | 0.01 | 0
2015 | NYISO_G-I_2_NYISO_A-F | NYISO_G-I | NYISO_A-F | Internal | Summer | B1 | 10 | 2506 | 0 | 68.8 | 54.8 | 0.01 | 0
2015 | NYISO_G-I_2_NYISO_A-F | NYISO_G-I | NYISO_A-F | Internal | Summer | B2 | 25 | 2506 | 0 | 53.45 | 51.95 | 0.01 | 0
2015 | NYISO_G-I_2_NYISO_A-F | NYISO_G-I | NYISO_A-F | Internal | Summer | B3 | 75 | 2506 | 0 | 50.31 | 50.3 | 0.01 | 0
2015 | NYISO_G-I_2_NYISO_A-F | NYISO_G-I | NYISO_A-F | Internal | Summer | B4 | 100 | 2506 | 0 | 49.5 | 45.07 | 0.01 | 0
2015 | NYISO_G-I_2_NYISO_A-F | NYISO_G-I | NYISO_A-F | Internal | Summer | B5 | 200 | 2506 | 0 | 49.5 | 42.53 | 0.01 | 0
2015 | NYISO_G-I_2_NYISO_A-F | NYISO_G-I | NYISO_A-F | Internal | Summer | B6 | 300 | 2506 | 0 | 42.34 | 42.33 | 0.01 | 0
2015 | NYISO_G-I_2_NYISO_A-F | NYISO_G-I | NYISO_A-F | Internal | Summer | B7 | 400 | 2506 | 0 | 37.28 | 37.27 | 0.01 | 0
2015 | NYISO_G-I_2_NYISO_A-F | NYISO_G-I | NYISO_A-F | Internal | Summer | B8 | 500 | 2506 | 0 | 37.2 | 37.19 | 0.01 | 0
2015 | NYISO_G-I_2_NYISO_A-F | NYISO_G-I | NYISO_A-F | Internal | Summer | B9 | 800 | 2506 | 0 | 37.19 | 37.18 | 0.01 | 0
2015 | NYISO_G-I_2_NYISO_A-F | NYISO_G-I | NYISO_A-F | Internal | Summer | B10 | 1262 | 2506 | 0 | 37.19 | 37.18 | 0.01 | 0
2015 | NYISO_G-I_2_NYISO_A-F | NYISO_G-I | NYISO_A-F | Internal | Winter | B16 | 25 | 2506 | 0 | 51.19 | 45.52 | 0.01 | 0
2015 | NYISO_G-I_2_NYISO_A-F | NYISO_G-I | NYISO_A-F | Internal | Winter | B17 | 100 | 2506 | 0 | 48.29 | 43.17 | 0.01 | 0
2015 | NYISO_G-I_2_NYISO_A-F | NYISO_G-I | NYISO_A-F | Internal | Winter | B18 | 400 | 2506 | 0 | 48.28 | 42.55 | 0.01 | 0
2015 | NYISO_G-I_2_NYISO_A-F | NYISO_G-I | NYISO_A-F | Internal | Winter | B19 | 700 | 2506 | 0 | 47.71 | 42.55 | 0.01 | 0
2015 | NYISO_G-I_2_NYISO_A-F | NYISO_G-I | NYISO_A-F | Internal | Winter | B20 | 935 | 2506 | 0 | 44.31 | 42.55 | 0.01 | 0
2015 | NYISO_G-I_2_NYISO_J-K | NYISO_G-I | NYISO_J-K | Internal | Shoulder | B11 | 25 | 6188 | 5394.53 | 40.3 | 40.31 | 0.01 | 0
2015 | NYISO_G-I_2_NYISO_J-K | NYISO_G-I | NYISO_J-K | Internal | Shoulder | B12 | 200 | 6188 | 4696.08 | 39.91 | 39.92 | 0.01 | 0
2015 | NYISO_G-I_2_NYISO_J-K | NYISO_G-I | NYISO_J-K | Internal | Shoulder | B13 | 600 | 6188 | 4515.58 | 39.89 | 39.9 | 0.01 | 0
2015 | NYISO_G-I_2_NYISO_J-K | NYISO_G-I | NYISO_J-K | Internal | Shoulder | B14 | 900 | 6188 | 4226.58 | 38.02 | 38.03 | 0.01 | 0
2015 | NYISO_G-I_2_NYISO_J-K | NYISO_G-I | NYISO_J-K | Internal | Shoulder | B15 | 1203 | 6188 | 2636.53 | 38.02 | 38.03 | 0.01 | 0
2015 | NYISO_G-I_2_NYISO_J-K | NYISO_G-I | NYISO_J-K | Internal | Summer | B1 | 10 | 6188 | 4057.32 | 68.8 | 68.81 | 0.01 | 0
2015 | NYISO_G-I_2_NYISO_J-K | NYISO_G-I | NYISO_J-K | Internal | Summer | B2 | 25 | 6188 | 4216.59 | 53.45 | 53.46 | 0.01 | 0
2015 | NYISO_G-I_2_NYISO_J-K | NYISO_G-I | NYISO_J-K | Internal | Summer | B3 | 75 | 6188 | 4305.45 | 50.31 | 50.33 | 0.01 | 0
2015 | NYISO_G-I_2_NYISO_J-K | NYISO_G-I | NYISO_J-K | Internal | Summer | B4 | 100 | 6188 | 3978.25 | 49.5 | 49.51 | 0.01 | 0
2015 | NYISO_G-I_2_NYISO_J-K | NYISO_G-I | NYISO_J-K | Internal | Summer | B5 | 200 | 6188 | 5611.31 | 49.5 | 49.51 | 0.01 | 0
2015 | NYISO_G-I_2_NYISO_J-K | NYISO_G-I | NYISO_J-K | Internal | Summer | B6 | 300 | 6188 | 5646.28 | 42.34 | 42.35 | 0.01 | 0
2015 | NYISO_G-I_2_NYISO_J-K | NYISO_G-I | NYISO_J-K | Internal | Summer | B7 | 400 | 6188 | 5489.6 | 37.28 | 37.29 | 0.01 | 0
2015 | NYISO_G-I_2_NYISO_J-K | NYISO_G-I | NYISO_J-K | Internal | Summer | B8 | 500 | 6188 | 5400.41 | 37.2 | 37.21 | 0.01 | 0
2015 | NYISO_G-I_2_NYISO_J-K | NYISO_G-I | NYISO_J-K | Internal | Summer | B9 | 800 | 6188 | 4832.72 | 37.19 | 37.2 | 0.01 | 0
2015 | NYISO_G-I_2_NYISO_J-K | NYISO_G-I | NYISO_J-K | Internal | Summer | B10 | 1262 | 6188 | 3245.91 | 37.19 | 37.2 | 0.01 | 0
2015 | NYISO_G-I_2_NYISO_J-K | NYISO_G-I | NYISO_J-K | Internal | Winter | B16 | 25 | 6188 | 5953.17 | 51.19 | 51.21 | 0.01 | 0
2015 | NYISO_G-I_2_NYISO_J-K | NYISO_G-I | NYISO_J-K | Internal | Winter | B17 | 100 | 6188 | 5601.73 | 48.29 | 48.3 | 0.01 | 0
2015 | NYISO_G-I_2_NYISO_J-K | NYISO_G-I | NYISO_J-K | Internal | Winter | B18 | 400 | 6188 | 5537.55 | 48.28 | 48.29 | 0.01 | 0
2015 | NYISO_G-I_2_NYISO_J-K | NYISO_G-I | NYISO_J-K | Internal | Winter | B19 | 700 | 6188 | 6188 | 47.71 | 48.14 | 0.01 | 0.41
2015 | NYISO_G-I_2_NYISO_J-K | NYISO_G-I | NYISO_J-K | Internal | Winter | B20 | 935 | 6188 | 5533.32 | 44.31 | 44.32 | 0.01 | 0
2015 | NYISO_G-I_2_PJM_E | NYISO_G-I | PJM_E | Internal | Shoulder | B11 | 25 | 1500 | 34.82 | 40.3 | 48.3 | 8 | 0
2015 | NYISO_G-I_2_PJM_E | NYISO_G-I | PJM_E | Internal | Shoulder | B12 | 200 | 1500 | 0 | 39.91 | 42.66 | 8 | 0
2015 | NYISO_G-I_2_PJM_E | NYISO_G-I | PJM_E | Internal | Shoulder | B13 | 600 | 1500 | 0 | 39.89 | 39.98 | 8 | 0
2015 | NYISO_G-I_2_PJM_E | NYISO_G-I | PJM_E | Internal | Shoulder | B14 | 900 | 1500 | 0 | 38.02 | 39.31 | 8 | 0
2015 | NYISO_G-I_2_PJM_E | NYISO_G-I | PJM_E | Internal | Shoulder | B15 | 1203 | 1500 | 0 | 38.02 | 36.48 | 8 | 0
2015 | NYISO_G-I_2_PJM_E | NYISO_G-I | PJM_E | Internal | Summer | B1 | 10 | 1500 | 0 | 68.8 | 62.81 | 8 | 0
2015 | NYISO_G-I_2_PJM_E | NYISO_G-I | PJM_E | Internal | Summer | B2 | 25 | 1500 | 0 | 53.45 | 61.31 | 8 | 0
2015 | NYISO_G-I_2_PJM_E | NYISO_G-I | PJM_E | Internal | Summer | B3 | 75 | 1500 | 218 | 50.31 | 58.31 | 8 | 0
2015 | NYISO_G-I_2_PJM_E | NYISO_G-I | PJM_E | Internal | Summer | B4 | 100 | 1500 | 1500 | 49.5 | 57.55 | 8 | 0.05
2015 | NYISO_G-I_2_PJM_E | NYISO_G-I | PJM_E | Internal | Summer | B5 | 200 | 1500 | 0 | 49.5 | 50.54 | 8 | 0
2015 | NYISO_G-I_2_PJM_E | NYISO_G-I | PJM_E | Internal | Summer | B6 | 300 | 1500 | 0 | 42.34 | 45.14 | 8 | 0
2015 | NYISO_G-I_2_PJM_E | NYISO_G-I | PJM_E | Internal | Summer | B7 | 400 | 1500 | 0 | 37.28 | 39.01 | 8 | 0
2015 | NYISO_G-I_2_PJM_E | NYISO_G-I | PJM_E | Internal | Summer | B8 | 500 | 1500 | 0 | 37.2 | 37.21 | 8 | 0
2015 | NYISO_G-I_2_PJM_E | NYISO_G-I | PJM_E | Internal | Summer | B9 | 800 | 1500 | 0 | 37.19 | 35.54 | 8 | 0
2015 | NYISO_G-I_2_PJM_E | NYISO_G-I | PJM_E | Internal | Summer | B10 | 1262 | 1500 | 0 | 37.19 | 34.56 | 8 | 0
2015 | NYISO_G-I_2_PJM_E | NYISO_G-I | PJM_E | Internal | Winter | B16 | 25 | 1500 | 0 | 51.19 | 50.8 | 8 | 0
2015 | NYISO_G-I_2_PJM_E | NYISO_G-I | PJM_E | Internal | Winter | B17 | 100 | 1500 | 0 | 48.29 | 45.22 | 8 | 0
2015 | NYISO_G-I_2_PJM_E | NYISO_G-I | PJM_E | Internal | Winter | B18 | 400 | 1500 | 0 | 48.28 | 44.03 | 8 | 0
2015 | NYISO_G-I_2_PJM_E | NYISO_G-I | PJM_E | Internal | Winter | B19 | 700 | 1500 | 0 | 47.71 | 41.71 | 8 | 0
2015 | NYISO_G-I_2_PJM_E | NYISO_G-I | PJM_E | Internal | Winter | B20 | 935 | 1500 | 0 | 44.31 | 36.81 | 8 | 0
2015 | NYISO_J-K_2_PJM_E | NYISO_J-K | PJM_E | Internal | Shoulder | B11 | 25 | 330 | 0 | 40.31 | 48.3 | 8 | 0
2015 | NYISO_J-K_2_PJM_E | NYISO_J-K | PJM_E | Internal | Shoulder | B12 | 200 | 330 | 0 | 39.92 | 42.66 | 8 | 0
2015 | NYISO_J-K_2_PJM_E | NYISO_J-K | PJM_E | Internal | Shoulder | B13 | 600 | 330 | 0 | 39.9 | 39.98 | 8 | 0
2015 | NYISO_J-K_2_PJM_E | NYISO_J-K | PJM_E | Internal | Shoulder | B14 | 900 | 330 | 0 | 38.03 | 39.31 | 8 | 0
2015 | NYISO_J-K_2_PJM_E | NYISO_J-K | PJM_E | Internal | Shoulder | B15 | 1203 | 330 | 0 | 38.03 | 36.48 | 8 | 0
2015 | NYISO_J-K_2_PJM_E | NYISO_J-K | PJM_E | Internal | Summer | B1 | 10 | 330 | 0 | 68.81 | 62.81 | 8 | 0
2015 | NYISO_J-K_2_PJM_E | NYISO_J-K | PJM_E | Internal | Summer | B2 | 25 | 330 | 0 | 53.46 | 61.31 | 8 | 0
2015 | NYISO_J-K_2_PJM_E | NYISO_J-K | PJM_E | Internal | Summer | B3 | 75 | 330 | 0 | 50.33 | 58.31 | 8 | 0
2015 | NYISO_J-K_2_PJM_E | NYISO_J-K | PJM_E | Internal | Summer | B4 | 100 | 330 | 330 | 49.51 | 57.55 | 8 | 0.04
2015 | NYISO_J-K_2_PJM_E | NYISO_J-K | PJM_E | Internal | Summer | B5 | 200 | 330 | 0 | 49.51 | 50.54 | 8 | 0
2015 | NYISO_J-K_2_PJM_E | NYISO_J-K | PJM_E | Internal | Summer | B6 | 300 | 330 | 0 | 42.35 | 45.14 | 8 | 0
2015 | NYISO_J-K_2_PJM_E | NYISO_J-K | PJM_E | Internal | Summer | B7 | 400 | 330 | 0 | 37.29 | 39.01 | 8 | 0
2015 | NYISO_J-K_2_PJM_E | NYISO_J-K | PJM_E | Internal | Summer | B8 | 500 | 330 | 0 | 37.21 | 37.21 | 8 | 0
2015 | NYISO_J-K_2_PJM_E | NYISO_J-K | PJM_E | Internal | Summer | B9 | 800 | 330 | 0 | 37.2 | 35.54 | 8 | 0
2015 | NYISO_J-K_2_PJM_E | NYISO_J-K | PJM_E | Internal | Summer | B10 | 1262 | 330 | 0 | 37.2 | 34.56 | 8 | 0
2015 | NYISO_J-K_2_PJM_E | NYISO_J-K | PJM_E | Internal | Winter | B16 | 25 | 330 | 0 | 51.21 | 50.8 | 8 | 0
2015 | NYISO_J-K_2_PJM_E | NYISO_J-K | PJM_E | Internal | Winter | B17 | 100 | 330 | 0 | 48.3 | 45.22 | 8 | 0
2015 | NYISO_J-K_2_PJM_E | NYISO_J-K | PJM_E | Internal | Winter | B18 | 400 | 330 | 0 | 48.29 | 44.03 | 8 | 0
2015 | NYISO_J-K_2_PJM_E | NYISO_J-K | PJM_E | Internal | Winter | B19 | 700 | 330 | 0 | 48.14 | 41.71 | 8 | 0
2015 | NYISO_J-K_2_PJM_E | NYISO_J-K | PJM_E | Internal | Winter | B20 | 935 | 330 | 0 | 44.32 | 36.81 | 8 | 0
2015 | PJM_E_2_NYISO_G-I | PJM_E | NYISO_G-I | Internal | Shoulder | B11 | 25 | 500 | 0 | 48.3 | 40.3 | 6 | 0
2015 | PJM_E_2_NYISO_G-I | PJM_E | NYISO_G-I | Internal | Shoulder | B12 | 200 | 500 | 0 | 42.66 | 39.91 | 6 | 0
2015 | PJM_E_2_NYISO_G-I | PJM_E | NYISO_G-I | Internal | Shoulder | B13 | 600 | 500 | 0 | 39.98 | 39.89 | 6 | 0
2015 | PJM_E_2_NYISO_G-I | PJM_E | NYISO_G-I | Internal | Shoulder | B14 | 900 | 500 | 0 | 39.31 | 38.02 | 6 | 0
2015 | PJM_E_2_NYISO_G-I | PJM_E | NYISO_G-I | Internal | Shoulder | B15 | 1203 | 500 | 0 | 36.48 | 38.02 | 6 | 0
2015 | PJM_E_2_NYISO_G-I | PJM_E | NYISO_G-I | Internal | Summer | B1 | 10 | 500 | 0 | 62.81 | 68.8 | 6 | 0
2015 | PJM_E_2_NYISO_G-I | PJM_E | NYISO_G-I | Internal | Summer | B2 | 25 | 500 | 0 | 61.31 | 53.45 | 6 | 0
2015 | PJM_E_2_NYISO_G-I | PJM_E | NYISO_G-I | Internal | Summer | B3 | 75 | 500 | 0 | 58.31 | 50.31 | 6 | 0
2015 | PJM_E_2_NYISO_G-I | PJM_E | NYISO_G-I | Internal | Summer | B4 | 100 | 500 | 0 | 57.55 | 49.5 | 6 | 0
2015 | PJM_E_2_NYISO_G-I | PJM_E | NYISO_G-I | Internal | Summer | B5 | 200 | 500 | 0 | 50.54 | 49.5 | 6 | 0
2015 | PJM_E_2_NYISO_G-I | PJM_E | NYISO_G-I | Internal | Summer | B6 | 300 | 500 | 0 | 45.14 | 42.34 | 6 | 0
2015 | PJM_E_2_NYISO_G-I | PJM_E | NYISO_G-I | Internal | Summer | B7 | 400 | 500 | 0 | 39.01 | 37.28 | 6 | 0
2015 | PJM_E_2_NYISO_G-I | PJM_E | NYISO_G-I | Internal | Summer | B8 | 500 | 500 | 0 | 37.21 | 37.2 | 6 | 0
2015 | PJM_E_2_NYISO_G-I | PJM_E | NYISO_G-I | Internal | Summer | B9 | 800 | 500 | 0 | 35.54 | 37.19 | 6 | 0
2015 | PJM_E_2_NYISO_G-I | PJM_E | NYISO_G-I | Internal | Summer | B10 | 1262 | 500 | 0 | 34.56 | 37.19 | 6 | 0
2015 | PJM_E_2_NYISO_G-I | PJM_E | NYISO_G-I | Internal | Winter | B16 | 25 | 500 | 0 | 50.8 | 51.19 | 6 | 0
2015 | PJM_E_2_NYISO_G-I | PJM_E | NYISO_G-I | Internal | Winter | B17 | 100 | 500 | 0 | 45.22 | 48.29 | 6 | 0
2015 | PJM_E_2_NYISO_G-I | PJM_E | NYISO_G-I | Internal | Winter | B18 | 400 | 500 | 0 | 44.03 | 48.28 | 6 | 0
2015 | PJM_E_2_NYISO_G-I | PJM_E | NYISO_G-I | Internal | Winter | B19 | 700 | 500 | 479.4 | 41.71 | 47.71 | 6 | 0
2015 | PJM_E_2_NYISO_G-I | PJM_E | NYISO_G-I | Internal | Winter | B20 | 935 | 500 | 500 | 36.81 | 44.31 | 6 | 1.5
2015 | PJM_E_2_NYISO_J-K | PJM_E | NYISO_J-K | Internal | Shoulder | B11 | 25 | 330 | 0 | 48.3 | 40.31 | 6 | 0
2015 | PJM_E_2_NYISO_J-K | PJM_E | NYISO_J-K | Internal | Shoulder | B12 | 200 | 330 | 0 | 42.66 | 39.92 | 6 | 0
2015 | PJM_E_2_NYISO_J-K | PJM_E | NYISO_J-K | Internal | Shoulder | B13 | 600 | 330 | 0 | 39.98 | 39.9 | 6 | 0
2015 | PJM_E_2_NYISO_J-K | PJM_E | NYISO_J-K | Internal | Shoulder | B14 | 900 | 330 | 0 | 39.31 | 38.03 | 6 | 0
2015 | PJM_E_2_NYISO_J-K | PJM_E | NYISO_J-K | Internal | Shoulder | B15 | 1203 | 330 | 0 | 36.48 | 38.03 | 6 | 0
2015 | PJM_E_2_NYISO_J-K | PJM_E | NYISO_J-K | Internal | Summer | B1 | 10 | 330 | 322.88 | 62.81 | 68.81 | 6 | 0
2015 | PJM_E_2_NYISO_J-K | PJM_E | NYISO_J-K | Internal | Summer | B2 | 25 | 330 | 0 | 61.31 | 53.46 | 6 | 0
2015 | PJM_E_2_NYISO_J-K | PJM_E | NYISO_J-K | Internal | Summer | B3 | 75 | 330 | 0 | 58.31 | 50.33 | 6 | 0
2015 | PJM_E_2_NYISO_J-K | PJM_E | NYISO_J-K | Internal | Summer | B4 | 100 | 330 | 0 | 57.55 | 49.51 | 6 | 0
2015 | PJM_E_2_NYISO_J-K | PJM_E | NYISO_J-K | Internal | Summer | B5 | 200 | 330 | 0 | 50.54 | 49.51 | 6 | 0
2015 | PJM_E_2_NYISO_J-K | PJM_E | NYISO_J-K | Internal | Summer | B6 | 300 | 330 | 0 | 45.14 | 42.35 | 6 | 0
2015 | PJM_E_2_NYISO_J-K | PJM_E | NYISO_J-K | Internal | Summer | B7 | 400 | 330 | 0 | 39.01 | 37.29 | 6 | 0
2015 | PJM_E_2_NYISO_J-K | PJM_E | NYISO_J-K | Internal | Summer | B8 | 500 | 330 | 0 | 37.21 | 37.21 | 6 | 0
2015 | PJM_E_2_NYISO_J-K | PJM_E | NYISO_J-K | Internal | Summer | B9 | 800 | 330 | 0 | 35.54 | 37.2 | 6 | 0
2015 | PJM_E_2_NYISO_J-K | PJM_E | NYISO_J-K | Internal | Summer | B10 | 1262 | 330 | 0 | 34.56 | 37.2 | 6 | 0
2015 | PJM_E_2_NYISO_J-K | PJM_E | NYISO_J-K | Internal | Winter | B16 | 25 | 330 | 0 | 50.8 | 51.21 | 6 | 0
2015 | PJM_E_2_NYISO_J-K | PJM_E | NYISO_J-K | Internal | Winter | B17 | 100 | 330 | 0 | 45.22 | 48.3 | 6 | 0
2015 | PJM_E_2_NYISO_J-K | PJM_E | NYISO_J-K | Internal | Winter | B18 | 400 | 330 | 0 | 44.03 | 48.29 | 6 | 0
2015 | PJM_E_2_NYISO_J-K | PJM_E | NYISO_J-K | Internal | Winter | B19 | 700 | 330 | 330 | 41.71 | 48.14 | 6 | 0.43
2015 | PJM_E_2_NYISO_J-K | PJM_E | NYISO_J-K | Internal | Winter | B20 | 935 | 330 | 330 | 36.81 | 44.32 | 6 | 1.52
2015 | PJM_E_2_PJM_ROM | PJM_E | PJM_ROM | Internal | Shoulder | B11 | 25 | 8000 | 1806.74 | 48.3 | 48.31 | 0.01 | 0
2015 | PJM_E_2_PJM_ROM | PJM_E | PJM_ROM | Internal | Shoulder | B12 | 200 | 8000 | 874.24 | 42.66 | 42.67 | 0.01 | 0
2015 | PJM_E_2_PJM_ROM | PJM_E | PJM_ROM | Internal | Shoulder | B13 | 600 | 8000 | 0 | 39.98 | 39.97 | 0.01 | 0
2015 | PJM_E_2_PJM_ROM | PJM_E | PJM_ROM | Internal | Shoulder | B14 | 900 | 8000 | 0 | 39.31 | 39.3 | 0.01 | 0
2015 | PJM_E_2_PJM_ROM | PJM_E | PJM_ROM | Internal | Shoulder | B15 | 1203 | 8000 | 0 | 36.48 | 36.47 | 0.01 | 0
2015 | PJM_E_2_PJM_ROM | PJM_E | PJM_ROM | Internal | Summer | B1 | 10 | 8000 | 0 | 62.81 | 62.8 | 0.01 | 0
2015 | PJM_E_2_PJM_ROM | PJM_E | PJM_ROM | Internal | Summer | B2 | 25 | 8000 | 0 | 61.31 | 61.3 | 0.01 | 0
2015 | PJM_E_2_PJM_ROM | PJM_E | PJM_ROM | Internal | Summer | B3 | 75 | 8000 | 0 | 58.31 | 58.3 | 0.01 | 0
2015 | PJM_E_2_PJM_ROM | PJM_E | PJM_ROM | Internal | Summer | B4 | 100 | 8000 | 120.38 | 57.55 | 57.56 | 0.01 | 0
2015 | PJM_E_2_PJM_ROM | PJM_E | PJM_ROM | Internal | Summer | B5 | 200 | 8000 | 0 | 50.54 | 50.53 | 0.01 | 0
2015 | PJM_E_2_PJM_ROM | PJM_E | PJM_ROM | Internal | Summer | B6 | 300 | 8000 | 0 | 45.14 | 45.13 | 0.01 | 0
2015 | PJM_E_2_PJM_ROM | PJM_E | PJM_ROM | Internal | Summer | B7 | 400 | 8000 | 0 | 39.01 | 38.99 | 0.01 | 0
2015 | PJM_E_2_PJM_ROM | PJM_E | PJM_ROM | Internal | Summer | B8 | 500 | 8000 | 0 | 37.21 | 37.2 | 0.01 | 0
2015 | PJM_E_2_PJM_ROM | PJM_E | PJM_ROM | Internal | Summer | B9 | 800 | 8000 | 0 | 35.54 | 35.52 | 0.01 | 0
2015 | PJM_E_2_PJM_ROM | PJM_E | PJM_ROM | Internal | Summer | B10 | 1262 | 8000 | 0 | 34.56 | 34.55 | 0.01 | 0
2015 | PJM_E_2_PJM_ROM | PJM_E | PJM_ROM | Internal | Winter | B16 | 25 | 8000 | 0 | 50.8 | 50.79 | 0.01 | 0
2015 | PJM_E_2_PJM_ROM | PJM_E | PJM_ROM | Internal | Winter | B17 | 100 | 8000 | 0 | 45.22 | 45.21 | 0.01 | 0
2015 | PJM_E_2_PJM_ROM | PJM_E | PJM_ROM | Internal | Winter | B18 | 400 | 8000 | 0 | 44.03 | 44.02 | 0.01 | 0
2015 | PJM_E_2_PJM_ROM | PJM_E | PJM_ROM | Internal | Winter | B19 | 700 | 8000 | 0 | 41.71 | 41.7 | 0.01 | 0
2015 | PJM_E_2_PJM_ROM | PJM_E | PJM_ROM | Internal | Winter | B20 | 935 | 8000 | 0 | 36.81 | 36.8 | 0.01 | 0
2015 | PJM_ROR_2_MISO_IN | PJM_ROR | MISO_IN | Internal | Shoulder | B11 | 25 | 909 | 0 | 48.32 | 48.07 | 2 | 0
2015 | PJM_ROR_2_MISO_IN | PJM_ROR | MISO_IN | Internal | Shoulder | B12 | 200 | 909 | 0 | 42.66 | 40.67 | 2 | 0
2015 | PJM_ROR_2_MISO_IN | PJM_ROR | MISO_IN | Internal | Shoulder | B13 | 600 | 909 | 0 | 39.96 | 37.96 | 2 | 0
2015 | PJM_ROR_2_MISO_IN | PJM_ROR | MISO_IN | Internal | Shoulder | B14 | 900 | 909 | 0 | 38.55 | 36.55 | 2 | 0
2015 | PJM_ROR_2_MISO_IN | PJM_ROR | MISO_IN | Internal | Shoulder | B15 | 1203 | 909 | 0 | 35.25 | 34.3 | 2 | 0
2015 | PJM_ROR_2_MISO_IN | PJM_ROR | MISO_IN | Internal | Summer | B1 | 10 | 909 | 0 | 62.79 | 60.8 | 2 | 0
2015 | PJM_ROR_2_MISO_IN | PJM_ROR | MISO_IN | Internal | Summer | B2 | 25 | 909 | 0 | 61.29 | 59.3 | 2 | 0
2015 | PJM_ROR_2_MISO_IN | PJM_ROR | MISO_IN | Internal | Summer | B3 | 75 | 909 | 0 | 58.29 | 57.02 | 2 | 0
2015 | PJM_ROR_2_MISO_IN | PJM_ROR | MISO_IN | Internal | Summer | B4 | 100 | 909 | 0 | 57.57 | 55.58 | 2 | 0
2015 | PJM_ROR_2_MISO_IN | PJM_ROR | MISO_IN | Internal | Summer | B5 | 200 | 909 | 0 | 50.52 | 48.52 | 2 | 0
2015 | PJM_ROR_2_MISO_IN | PJM_ROR | MISO_IN | Internal | Summer | B6 | 300 | 909 | 0 | 45.11 | 43.11 | 2 | 0
2015 | PJM_ROR_2_MISO_IN | PJM_ROR | MISO_IN | Internal | Summer | B7 | 400 | 909 | 0 | 38.98 | 36.97 | 2 | 0
2015 | PJM_ROR_2_MISO_IN | PJM_ROR | MISO_IN | Internal | Summer | B8 | 500 | 909 | 0 | 37.19 | 35.18 | 2 | 0
2015 | PJM_ROR_2_MISO_IN | PJM_ROR | MISO_IN | Internal | Summer | B9 | 800 | 909 | 0 | 35.51 | 33.52 | 2 | 0
2015 | PJM_ROR_2_MISO_IN | PJM_ROR | MISO_IN | Internal | Summer | B10 | 1262 | 909 | 0 | 32.06 | 32.64 | 2 | 0
2015 | PJM_ROR_2_MISO_IN | PJM_ROR | MISO_IN | Internal | Winter | B16 | 25 | 909 | 0 | 50.78 | 48.79 | 2 | 0
2015 | PJM_ROR_2_MISO_IN | PJM_ROR | MISO_IN | Internal | Winter | B17 | 100 | 909 | 0 | 45.2 | 43.21 | 2 | 0
2015 | PJM_ROR_2_MISO_IN | PJM_ROR | MISO_IN | Internal | Winter | B18 | 400 | 909 | 0 | 41.15 | 39.15 | 2 | 0
2015 | PJM_ROR_2_MISO_IN | PJM_ROR | MISO_IN | Internal | Winter | B19 | 700 | 909 | 0 | 39.28 | 37.28 | 2 | 0
2015 | PJM_ROR_2_MISO_IN | PJM_ROR | MISO_IN | Internal | Winter | B20 | 935 | 909 | 0 | 34.23 | 33.26 | 2 | 0
2015 | PJM_ROR_2_MISO_MI | PJM_ROR | MISO_MI | Internal | Shoulder | B11 | 25 | 1305 | 0 | 48.32 | 48.06 | 2 | 0
2015 | PJM_ROR_2_MISO_MI | PJM_ROR | MISO_MI | Internal | Shoulder | B12 | 200 | 1305 | 0 | 42.66 | 40.66 | 2 | 0
2015 | PJM_ROR_2_MISO_MI | PJM_ROR | MISO_MI | Internal | Shoulder | B13 | 600 | 1305 | 0 | 39.96 | 37.96 | 2 | 0
2015 | PJM_ROR_2_MISO_MI | PJM_ROR | MISO_MI | Internal | Shoulder | B14 | 900 | 1305 | 0 | 38.55 | 36.57 | 2 | 0
2015 | PJM_ROR_2_MISO_MI | PJM_ROR | MISO_MI | Internal | Shoulder | B15 | 1203 | 1305 | 0 | 35.25 | 34.31 | 2 | 0
2015 | PJM_ROR_2_MISO_MI | PJM_ROR | MISO_MI | Internal | Summer | B1 | 10 | 1305 | 0 | 62.79 | 59.43 | 2 | 0
2015 | PJM_ROR_2_MISO_MI | PJM_ROR | MISO_MI | Internal | Summer | B2 | 25 | 1305 | 0 | 61.29 | 59.29 | 2 | 0
2015 | PJM_ROR_2_MISO_MI | PJM_ROR | MISO_MI | Internal | Summer | B3 | 75 | 1305 | 0 | 58.29 | 56.29 | 2 | 0
2015 | PJM_ROR_2_MISO_MI | PJM_ROR | MISO_MI | Internal | Summer | B4 | 100 | 1305 | 0 | 57.57 | 54.01 | 2 | 0
2015 | PJM_ROR_2_MISO_MI | PJM_ROR | MISO_MI | Internal | Summer | B5 | 200 | 1305 | 0 | 50.52 | 48.51 | 2 | 0
2015 | PJM_ROR_2_MISO_MI | PJM_ROR | MISO_MI | Internal | Summer | B6 | 300 | 1305 | 0 | 45.11 | 43.1 | 2 | 0
2015 | PJM_ROR_2_MISO_MI | PJM_ROR | MISO_MI | Internal | Summer | B7 | 400 | 1305 | 0 | 38.98 | 36.98 | 2 | 0
2015 | PJM_ROR_2_MISO_MI | PJM_ROR | MISO_MI | Internal | Summer | B8 | 500 | 1305 | 0 | 37.19 | 35.19 | 2 | 0
2015 | PJM_ROR_2_MISO_MI | PJM_ROR | MISO_MI | Internal | Summer | B9 | 800 | 1305 | 0 | 35.51 | 33.53 | 2 | 0
2015 | PJM_ROR_2_MISO_MI | PJM_ROR | MISO_MI | Internal | Summer | B10 | 1262 | 1305 | 0 | 32.06 | 32.65 | 2 | 0
2015 | PJM_ROR_2_MISO_MI | PJM_ROR | MISO_MI | Internal | Winter | B16 | 25 | 1305 | 0 | 50.78 | 48.77 | 2 | 0
2015 | PJM_ROR_2_MISO_MI | PJM_ROR | MISO_MI | Internal | Winter | B17 | 100 | 1305 | 0 | 45.2 | 43.2 | 2 | 0
2015 | PJM_ROR_2_MISO_MI | PJM_ROR | MISO_MI | Internal | Winter | B18 | 400 | 1305 | 0 | 41.15 | 39.15 | 2 | 0
2015 | PJM_ROR_2_MISO_MI | PJM_ROR | MISO_MI | Internal | Winter | B19 | 700 | 1305 | 0 | 39.28 | 37.29 | 2 | 0
2015 | PJM_ROR_2_MISO_MI | PJM_ROR | MISO_MI | Internal | Winter | B20 | 935 | 1305 | 0 | 34.23 | 33.28 | 2 | 0
2015 | PJM_ROR_2_MISO_MO-IL | PJM_ROR | MISO_MO-IL | Internal | Shoulder | B11 | 25 | 1111 | 0 | 48.32 | 48.06 | 2 | 0
2015 | PJM_ROR_2_MISO_MO-IL | PJM_ROR | MISO_MO-IL | Internal | Shoulder | B12 | 200 | 1111 | 0 | 42.66 | 40.66 | 2 | 0
2015 | PJM_ROR_2_MISO_MO-IL | PJM_ROR | MISO_MO-IL | Internal | Shoulder | B13 | 600 | 1111 | 0 | 39.96 | 37.95 | 2 | 0
2015 | PJM_ROR_2_MISO_MO-IL | PJM_ROR | MISO_MO-IL | Internal | Shoulder | B14 | 900 | 1111 | 0 | 38.55 | 36.54 | 2 | 0
2015 | PJM_ROR_2_MISO_MO-IL | PJM_ROR | MISO_MO-IL | Internal | Shoulder | B15 | 1203 | 1111 | 0 | 35.25 | 33.25 | 2 | 0
2015 | PJM_ROR_2_MISO_MO-IL | PJM_ROR | MISO_MO-IL | Internal | Summer | B1 | 10 | 1111 | 0 | 62.79 | 60.79 | 2 | 0
2015 | PJM_ROR_2_MISO_MO-IL | PJM_ROR | MISO_MO-IL | Internal | Summer | B2 | 25 | 1111 | 0 | 61.29 | 59.29 | 2 | 0
2015 | PJM_ROR_2_MISO_MO-IL | PJM_ROR | MISO_MO-IL | Internal | Summer | B3 | 75 | 1111 | 0 | 58.29 | 57.04 | 2 | 0
2015 | PJM_ROR_2_MISO_MO-IL | PJM_ROR | MISO_MO-IL | Internal | Summer | B4 | 100 | 1111 | 0 | 57.57 | 55.57 | 2 | 0
2015 | PJM_ROR_2_MISO_MO-IL | PJM_ROR | MISO_MO-IL | Internal | Summer | B5 | 200 | 1111 | 0 | 50.52 | 48.52 | 2 | 0
2015 | PJM_ROR_2_MISO_MO-IL | PJM_ROR | MISO_MO-IL | Internal | Summer | B6 | 300 | 1111 | 0 | 45.11 | 43.11 | 2 | 0
2015 | PJM_ROR_2_MISO_MO-IL | PJM_ROR | MISO_MO-IL | Internal | Summer | B7 | 400 | 1111 | 0 | 38.98 | 36.96 | 2 | 0
2015 | PJM_ROR_2_MISO_MO-IL | PJM_ROR | MISO_MO-IL | Internal | Summer | B8 | 500 | 1111 | 0 | 37.19 | 35.16 | 2 | 0
2015 | PJM_ROR_2_MISO_MO-IL | PJM_ROR | MISO_MO-IL | Internal | Summer | B9 | 800 | 1111 | 0 | 35.51 | 33.51 | 2 | 0
2015 | PJM_ROR_2_MISO_MO-IL | PJM_ROR | MISO_MO-IL | Internal | Summer | B10 | 1262 | 1111 | 0 | 32.06 | 30.06 | 2 | 0
2015 | PJM_ROR_2_MISO_MO-IL | PJM_ROR | MISO_MO-IL | Internal | Winter | B16 | 25 | 1111 | 0 | 50.78 | 48.78 | 2 | 0
2015 | PJM_ROR_2_MISO_MO-IL | PJM_ROR | MISO_MO-IL | Internal | Winter | B17 | 100 | 1111 | 0 | 45.2 | 43.2 | 2 | 0
2015 | PJM_ROR_2_MISO_MO-IL | PJM_ROR | MISO_MO-IL | Internal | Winter | B18 | 400 | 1111 | 0 | 41.15 | 39.14 | 2 | 0
2015 | PJM_ROR_2_MISO_MO-IL | PJM_ROR | MISO_MO-IL | Internal | Winter | B19 | 700 | 1111 | 0 | 39.28 | 37.27 | 2 | 0
2015 | PJM_ROR_2_MISO_MO-IL | PJM_ROR | MISO_MO-IL | Internal | Winter | B20 | 935 | 1111 | 0 | 34.23 | 32.27 | 2 | 0
2015 | PJM_ROR_2_MISO_W | PJM_ROR | MISO_W | Internal | Shoulder | B11 | 25 | 709 | 0 | 48.32 | 48.05 | 2 | 0
2015 | PJM_ROR_2_MISO_W | PJM_ROR | MISO_W | Internal | Shoulder | B12 | 200 | 709 | 0 | 42.66 | 40.66 | 2 | 0
2015 | PJM_ROR_2_MISO_W | PJM_ROR | MISO_W | Internal | Shoulder | B13 | 600 | 709 | 0 | 39.96 | 37.96 | 2 | 0
2015 | PJM_ROR_2_MISO_W | PJM_ROR | MISO_W | Internal | Shoulder | B14 | 900 | 709 | 0 | 38.55 | 36.55 | 2 | 0
2015 | PJM_ROR_2_MISO_W | PJM_ROR | MISO_W | Internal | Shoulder | B15 | 1203 | 709 | 0 | 35.25 | 33.57 | 2 | 0
2015 | PJM_ROR_2_MISO_W | PJM_ROR | MISO_W | Internal | Summer | B1 | 10 | 709 | 0 | 62.79 | 60.78 | 2 | 0
2015 | PJM_ROR_2_MISO_W | PJM_ROR | MISO_W | Internal | Summer | B2 | 25 | 709 | 0 | 61.29 | 59.29 | 2 | 0
2015 | PJM_ROR_2_MISO_W | PJM_ROR | MISO_W | Internal | Summer | B3 | 75 | 709 | 0 | 58.29 | 58.02 | 2 | 0
2015 | PJM_ROR_2_MISO_W | PJM_ROR | MISO_W | Internal | Summer | B4 | 100 | 709 | 0 | 57.57 | 56.45 | 2 | 0
2015 | PJM_ROR_2_MISO_W | PJM_ROR | MISO_W | Internal | Summer | B5 | 200 | 709 | 0 | 50.52 | 48.53 | 2 | 0
2015 | PJM_ROR_2_MISO_W | PJM_ROR | MISO_W | Internal | Summer | B6 | 300 | 709 | 0 | 45.11 | 44.11 | 2 | 0
2015 | PJM_ROR_2_MISO_W | PJM_ROR | MISO_W | Internal | Summer | B7 | 400 | 709 | 0 | 38.98 | 37.01 | 2 | 0
2015 | PJM_ROR_2_MISO_W | PJM_ROR | MISO_W | Internal | Summer | B8 | 500 | 709 | 0 | 37.19 | 35.18 | 2 | 0
2015 | PJM_ROR_2_MISO_W | PJM_ROR | MISO_W | Internal | Summer | B9 | 800 | 709 | 0 | 35.51 | 33.52 | 2 | 0
2015 | PJM_ROR_2_MISO_W | PJM_ROR | MISO_W | Internal | Summer | B10 | 1262 | 709 | 0 | 32.06 | 30.07 | 2 | 0
2015 | PJM_ROR_2_MISO_W | PJM_ROR | MISO_W | Internal | Winter | B16 | 25 | 709 | 0 | 50.78 | 48.77 | 2 | 0
2015 | PJM_ROR_2_MISO_W | PJM_ROR | MISO_W | Internal | Winter | B17 | 100 | 709 | 0 | 45.2 | 43.18 | 2 | 0
2015 | PJM_ROR_2_MISO_W | PJM_ROR | MISO_W | Internal | Winter | B18 | 400 | 709 | 0 | 41.15 | 39.15 | 2 | 0
2015 | PJM_ROR_2_MISO_W | PJM_ROR | MISO_W | Internal | Winter | B19 | 700 | 709 | 0 | 39.28 | 37.58 | 2 | 0
2015 | PJM_ROR_2_MISO_W | PJM_ROR | MISO_W | Internal | Winter | B20 | 935 | 709 | 0 | 34.23 | 32.35 | 2 | 0
2015 | PJM_ROR_2_MISO_WUMS | PJM_ROR | MISO_WUMS | Internal | Shoulder | B11 | 25 | 1467 | 0 | 48.32 | 48.06 | 2 | 0
2015 | PJM_ROR_2_MISO_WUMS | PJM_ROR | MISO_WUMS | Internal | Shoulder | B12 | 200 | 1467 | 0 | 42.66 | 40.67 | 2 | 0
2015 | PJM_ROR_2_MISO_WUMS | PJM_ROR | MISO_WUMS | Internal | Shoulder | B13 | 600 | 1467 | 0 | 39.96 | 37.97 | 2 | 0
2015 | PJM_ROR_2_MISO_WUMS | PJM_ROR | MISO_WUMS | Internal | Shoulder | B14 | 900 | 1467 | 0 | 38.55 | 36.57 | 2 | 0
2015 | PJM_ROR_2_MISO_WUMS | PJM_ROR | MISO_WUMS | Internal | Shoulder | B15 | 1203 | 1467 | 0 | 35.25 | 34.32 | 2 | 0
2015 | PJM_ROR_2_MISO_WUMS | PJM_ROR | MISO_WUMS | Internal | Summer | B1 | 10 | 1467 | 0 | 62.79 | 60.76 | 2 | 0
2015 | PJM_ROR_2_MISO_WUMS | PJM_ROR | MISO_WUMS | Internal | Summer | B2 | 25 | 1467 | 0 | 61.29 | 59.3 | 2 | 0
2015 | PJM_ROR_2_MISO_WUMS | PJM_ROR | MISO_WUMS | Internal | Summer | B3 | 75 | 1467 | 0 | 58.29 | 58.03 | 2 | 0
2015 | PJM_ROR_2_MISO_WUMS | PJM_ROR | MISO_WUMS | Internal | Summer | B4 | 100 | 1467 | 0 | 57.57 | 56.44 | 2 | 0
2015 | PJM_ROR_2_MISO_WUMS | PJM_ROR | MISO_WUMS | Internal | Summer | B5 | 200 | 1467 | 0 | 50.52 | 48.52 | 2 | 0
2015 | PJM_ROR_2_MISO_WUMS | PJM_ROR | MISO_WUMS | Internal | Summer | B6 | 300 | 1467 | 0 | 45.11 | 43.11 | 2 | 0
2015 | PJM_ROR_2_MISO_WUMS | PJM_ROR | MISO_WUMS | Internal | Summer | B7 | 400 | 1467 | 0 | 38.98 | 36.99 | 2 | 0
2015 | PJM_ROR_2_MISO_WUMS | PJM_ROR | MISO_WUMS | Internal | Summer | B8 | 500 | 1467 | 0 | 37.19 | 35.19 | 2 | 0
2015 | PJM_ROR_2_MISO_WUMS | PJM_ROR | MISO_WUMS | Internal | Summer | B9 | 800 | 1467 | 0 | 35.51 | 33.53 | 2 | 0
2015 | PJM_ROR_2_MISO_WUMS | PJM_ROR | MISO_WUMS | Internal | Summer | B10 | 1262 | 1467 | 0 | 32.06 | 32.66 | 2 | 0
2015 | PJM_ROR_2_MISO_WUMS | PJM_ROR | MISO_WUMS | Internal | Winter | B16 | 25 | 1467 | 0 | 50.78 | 48.78 | 2 | 0
2015 | PJM_ROR_2_MISO_WUMS | PJM_ROR | MISO_WUMS | Internal | Winter | B17 | 100 | 1467 | 0 | 45.2 | 43.2 | 2 | 0
2015 | PJM_ROR_2_MISO_WUMS | PJM_ROR | MISO_WUMS | Internal | Winter | B18 | 400 | 1467 | 0 | 41.15 | 39.16 | 2 | 0
2015 | PJM_ROR_2_MISO_WUMS | PJM_ROR | MISO_WUMS | Internal | Winter | B19 | 700 | 1467 | 0 | 39.28 | 37.57 | 2 | 0
2015 | PJM_ROR_2_MISO_WUMS | PJM_ROR | MISO_WUMS | Internal | Winter | B20 | 935 | 1467 | 0 | 34.23 | 33.29 | 2 | 0
2015 | PJM_ROR_2_PJM_ROM | PJM_ROR | PJM_ROM | Internal | Shoulder | B11 | 25 | 8000 | 0 | 48.32 | 48.31 | 0.01 | 0
2015 | PJM_ROR_2_PJM_ROM | PJM_ROR | PJM_ROM | Internal | Shoulder | B12 | 200 | 8000 | 2761.9 | 42.66 | 42.67 | 0.01 | 0
2015 | PJM_ROR_2_PJM_ROM | PJM_ROR | PJM_ROM | Internal | Shoulder | B13 | 600 | 8000 | 4804.14 | 39.96 | 39.97 | 0.01 | 0
2015 | PJM_ROR_2_PJM_ROM | PJM_ROR | PJM_ROM | Internal | Shoulder | B14 | 900 | 8000 | 8000 | 38.55 | 39.3 | 0.01 | 0.73
2015 | PJM_ROR_2_PJM_ROM | PJM_ROR | PJM_ROM | Internal | Shoulder | B15 | 1203 | 8000 | 8000 | 35.25 | 36.47 | 0.01 | 1.2
2015 | PJM_ROR_2_PJM_ROM | PJM_ROR | PJM_ROM | Internal | Summer | B1 | 10 | 8000 | 5194.84 | 62.79 | 62.8 | 0.01 | 0
2015 | PJM_ROR_2_PJM_ROM | PJM_ROR | PJM_ROM | Internal | Summer | B2 | 25 | 8000 | 5195.96 | 61.29 | 61.3 | 0.01 | 0
2015 | PJM_ROR_2_PJM_ROM | PJM_ROR | PJM_ROM | Internal | Summer | B3 | 75 | 8000 | 508.69 | 58.29 | 58.3 | 0.01 | 0
2015 | PJM_ROR_2_PJM_ROM | PJM_ROR | PJM_ROM | Internal | Summer | B4 | 100 | 8000 | 0 | 57.57 | 57.56 | 0.01 | 0
2015 | PJM_ROR_2_PJM_ROM | PJM_ROR | PJM_ROM | Internal | Summer | B5 | 200 | 8000 | 2818.19 | 50.52 | 50.53 | 0.01 | 0
2015 | PJM_ROR_2_PJM_ROM | PJM_ROR | PJM_ROM | Internal | Summer | B6 | 300 | 8000 | 2863.19 | 45.11 | 45.13 | 0.01 | 0
2015 | PJM_ROR_2_PJM_ROM | PJM_ROR | PJM_ROM | Internal | Summer | B7 | 400 | 8000 | 4032.65 | 38.98 | 38.99 | 0.01 | 0
2015 | PJM_ROR_2_PJM_ROM | PJM_ROR | PJM_ROM | Internal | Summer | B8 | 500 | 8000 | 7729.52 | 37.19 | 37.2 | 0.01 | 0
2015 | PJM_ROR_2_PJM_ROM | PJM_ROR | PJM_ROM | Internal | Summer | B9 | 800 | 8000 | 7443.19 | 35.51 | 35.52 | 0.01 | 0
2015 | PJM_ROR_2_PJM_ROM | PJM_ROR | PJM_ROM | Internal | Summer | B10 | 1262 | 8000 | 8000 | 32.06 | 34.55 | 0.01 | 2.48
2015 | PJM_ROR_2_PJM_ROM | PJM_ROR | PJM_ROM | Internal | Winter | B16 | 25 | 8000 | 5327.1 | 50.78 | 50.79 | 0.01 | 0
2015 | PJM_ROR_2_PJM_ROM | PJM_ROR | PJM_ROM | Internal | Winter | B17 | 100 | 8000 | 7530.06 | 45.2 | 45.21 | 0.01 | 0
2015 | PJM_ROR_2_PJM_ROM | PJM_ROR | PJM_ROM | Internal | Winter | B18 | 400 | 8000 | 8000 | 41.15 | 44.02 | 0.01 | 2.86
2015 | PJM_ROR_2_PJM_ROM | PJM_ROR | PJM_ROM | Internal | Winter | B19 | 700 | 8000 | 8000 | 39.28 | 41.7 | 0.01 | 2.41
2015 | PJM_ROR_2_PJM_ROM | PJM_ROR | PJM_ROM | Internal | Winter | B20 | 935 | 8000 | 8000 | 34.23 | 36.8 | 0.01 | 2.55
2015 | PJM_ROR_2_TVA_Transmission | PJM_ROR | TVA_Transmission | Internal | Shoulder | B11 | 25 | 2500 | 677.75 | 48.32 | 54.32 | 6 | 0
2015 | PJM_ROR_2_TVA_Transmission | PJM_ROR | TVA_Transmission | Internal | Shoulder | B12 | 200 | 2500 | 0 | 42.66 | 44.38 | 6 | 0
2015 | PJM_ROR_2_TVA_Transmission | PJM_ROR | TVA_Transmission | Internal | Shoulder | B13 | 600 | 2500 | 0 | 39.96 | 42.38 | 6 | 0
2015 | PJM_ROR_2_TVA_Transmission | PJM_ROR | TVA_Transmission | Internal | Shoulder | B14 | 900 | 2500 | 0 | 38.55 | 41.06 | 6 | 0
2015 | PJM_ROR_2_TVA_Transmission | PJM_ROR | TVA_Transmission | Internal | Shoulder | B15 | 1203 | 2500 | 0 | 35.25 | 39.91 | 6 | 0
2015 | PJM_ROR_2_TVA_Transmission | PJM_ROR | TVA_Transmission | Internal | Summer | B1 | 10 | 2500 | 418.57 | 62.79 | 68.79 | 6 | 0
2015 | PJM_ROR_2_TVA_Transmission | PJM_ROR | TVA_Transmission | Internal | Summer | B2 | 25 | 2500 | 421.33 | 61.29 | 67.29 | 6 | 0
2015 | PJM_ROR_2_TVA_Transmission | PJM_ROR | TVA_Transmission | Internal | Summer | B3 | 75 | 2500 | 1504.78 | 58.29 | 64.29 | 6 | 0
2015 | PJM_ROR_2_TVA_Transmission | PJM_ROR | TVA_Transmission | Internal | Summer | B4 | 100 | 2500 | 702.36 | 57.57 | 63.57 | 6 | 0
2015 | PJM_ROR_2_TVA_Transmission | PJM_ROR | TVA_Transmission | Internal | Summer | B5 | 200 | 2500 | 0 | 50.52 | 54.8 | 6 | 0
2015 | PJM_ROR_2_TVA_Transmission | PJM_ROR | TVA_Transmission | Internal | Summer | B6 | 300 | 2500 | 0 | 45.11 | 47.88 | 6 | 0
2015 | PJM_ROR_2_TVA_Transmission | PJM_ROR | TVA_Transmission | Internal | Summer | B7 | 400 | 2500 | 0 | 38.98 | 43.31 | 6 | 0
2015 | PJM_ROR_2_TVA_Transmission | PJM_ROR | TVA_Transmission | Internal | Summer | B8 | 500 | 2500 | 0 | 37.19 | 39.85 | 6 | 0
2015 | PJM_ROR_2_TVA_Transmission | PJM_ROR | TVA_Transmission | Internal | Summer | B9 | 800 | 2500 | 0 | 35.51 | 39.09 | 6 | 0
2015 | PJM_ROR_2_TVA_Transmission | PJM_ROR | TVA_Transmission | Internal | Summer | B10 | 1262 | 2500 | 0 | 32.06 | 36.46 | 6 | 0
2015 | PJM_ROR_2_TVA_Transmission | PJM_ROR | TVA_Transmission | Internal | Winter | B16 | 25 | 2500 | 72.57 | 50.78 | 56.78 | 6 | 0
2015 | PJM_ROR_2_TVA_Transmission | PJM_ROR | TVA_Transmission | Internal | Winter | B17 | 100 | 2500 | 0 | 45.2 | 46.85 | 6 | 0
2015 | PJM_ROR_2_TVA_Transmission | PJM_ROR | TVA_Transmission | Internal | Winter | B18 | 400 | 2500 | 0 | 41.15 | 43.36 | 6 | 0
2015 | PJM_ROR_2_TVA_Transmission | PJM_ROR | TVA_Transmission | Internal | Winter | B19 | 700 | 2500 | 0 | 39.28 | 41.34 | 6 | 0
2015 | PJM_ROR_2_TVA_Transmission | PJM_ROR | TVA_Transmission | Internal | Winter | B20 | 935 | 2500 | 0 | 34.23 | 39.59 | 6 | 0
2015 | PJM_ROR_2_VACAR | PJM_ROR | VACAR | Internal | Shoulder | B11 | 25 | 3000 | 3000 | 48.32 | 59.38 | 6 | 5.06
2015 | PJM_ROR_2_VACAR | PJM_ROR | VACAR | Internal | Shoulder | B12 | 200 | 3000 | 2803.03 | 42.66 | 48.66 | 6 | 0
2015 | PJM_ROR_2_VACAR | PJM_ROR | VACAR | Internal | Shoulder | B13 | 600 | 3000 | 2717.44 | 39.96 | 45.96 | 6 | 0
2015 | PJM_ROR_2_VACAR | PJM_ROR | VACAR | Internal | Shoulder | B14 | 900 | 3000 | 3000 | 38.55 | 45.66 | 6 | 1.1
2015 | PJM_ROR_2_VACAR | PJM_ROR | VACAR | Internal | Shoulder | B15 | 1203 | 3000 | 3000 | 35.25 | 42.76 | 6 | 1.51
2015 | PJM_ROR_2_VACAR | PJM_ROR | VACAR | Internal | Summer | B1 | 10 | 3000 | 3000 | 62.79 | 69.73 | 6 | 0.94
2015 | PJM_ROR_2_VACAR | PJM_ROR | VACAR | Internal | Summer | B2 | 25 | 3000 | 3000 | 61.29 | 69.73 | 6 | 2.44
2015 | PJM_ROR_2_VACAR | PJM_ROR | VACAR | Internal | Summer | B3 | 75 | 3000 | 3000 | 58.29 | 69.73 | 6 | 5.44
2015 | PJM_ROR_2_VACAR | PJM_ROR | VACAR | Internal | Summer | B4 | 100 | 3000 | 3000 | 57.57 | 68.59 | 6 | 5.02
2015 | PJM_ROR_2_VACAR | PJM_ROR | VACAR | Internal | Summer | B5 | 200 | 3000 | 3000 | 50.52 | 57.65 | 6 | 1.13
2015 | PJM_ROR_2_VACAR | PJM_ROR | VACAR | Internal | Summer | B6 | 300 | 3000 | 2998.16 | 45.11 | 51.11 | 6 | 0
2015 | PJM_ROR_2_VACAR | PJM_ROR | VACAR | Internal | Summer | B7 | 400 | 3000 | 3000 | 38.98 | 47.04 | 6 | 2.05
2015 | PJM_ROR_2_VACAR | PJM_ROR | VACAR | Internal | Summer | B8 | 500 | 3000 | 3000 | 37.19 | 43.81 | 6 | 0.62
2015 | PJM_ROR_2_VACAR | PJM_ROR | VACAR | Internal | Summer | B9 | 800 | 3000 | 3000 | 35.51 | 42.35 | 6 | 0.84
2015 | PJM_ROR_2_VACAR | PJM_ROR | VACAR | Internal | Summer | B10 | 1262 | 3000 | 3000 | 32.06 | 41.46 | 6 | 3.4
2015 | PJM_ROR_2_VACAR | PJM_ROR | VACAR | Internal | Winter | B16 | 25 | 3000 | 3000 | 50.78 | 65.78 | 6 | 9
2015 | PJM_ROR_2_VACAR | PJM_ROR | VACAR | Internal | Winter | B17 | 100 | 3000 | 1519.01 | 45.2 | 51.2 | 6 | 0
2015 | PJM_ROR_2_VACAR | PJM_ROR | VACAR | Internal | Winter | B18 | 400 | 3000 | 974.88 | 41.15 | 47.15 | 6 | 0
2015 | PJM_ROR_2_VACAR | PJM_ROR | VACAR | Internal | Winter | B19 | 700 | 3000 | 1837.56 | 39.28 | 45.28 | 6 | 0
2015 | PJM_ROR_2_VACAR | PJM_ROR | VACAR | Internal | Winter | B20 | 935 | 3000 | 3000 | 34.23 | 42.73 | 6 | 2.5
2015 | PJM_ROM_2_NYISO_A-F | PJM_ROM | NYISO_A-F | Internal | Shoulder | B11 | 25 | 2000 | 0 | 48.31 | 40.13 | 6 | 0
2015 | PJM_ROM_2_NYISO_A-F | PJM_ROM | NYISO_A-F | Internal | Shoulder | B12 | 200 | 2000 | 0 | 42.67 | 39.9 | 6 | 0
2015 | PJM_ROM_2_NYISO_A-F | PJM_ROM | NYISO_A-F | Internal | Shoulder | B13 | 600 | 2000 | 0 | 39.97 | 39.87 | 6 | 0
2015 | PJM_ROM_2_NYISO_A-F | PJM_ROM | NYISO_A-F | Internal | Shoulder | B14 | 900 | 2000 | 0 | 39.3 | 38 | 6 | 0
2015 | PJM_ROM_2_NYISO_A-F | PJM_ROM | NYISO_A-F | Internal | Shoulder | B15 | 1203 | 2000 | 0 | 36.47 | 38 | 6 | 0
2015 | PJM_ROM_2_NYISO_A-F | PJM_ROM | NYISO_A-F | Internal | Summer | B1 | 10 | 2000 | 0 | 62.8 | 54.8 | 6 | 0
2015 | PJM_ROM_2_NYISO_A-F | PJM_ROM | NYISO_A-F | Internal | Summer | B2 | 25 | 2000 | 0 | 61.3 | 51.95 | 6 | 0
2015 | PJM_ROM_2_NYISO_A-F | PJM_ROM | NYISO_A-F | Internal | Summer | B3 | 75 | 2000 | 0 | 58.3 | 50.3 | 6 | 0
2015 | PJM_ROM_2_NYISO_A-F | PJM_ROM | NYISO_A-F | Internal | Summer | B4 | 100 | 2000 | 0 | 57.56 | 45.07 | 6 | 0
2015 | PJM_ROM_2_NYISO_A-F | PJM_ROM | NYISO_A-F | Internal | Summer | B5 | 200 | 2000 | 0 | 50.53 | 42.53 | 6 | 0
2015 | PJM_ROM_2_NYISO_A-F | PJM_ROM | NYISO_A-F | Internal | Summer | B6 | 300 | 2000 | 0 | 45.13 | 42.33 | 6 | 0
2015 | PJM_ROM_2_NYISO_A-F | PJM_ROM | NYISO_A-F | Internal | Summer | B7 | 400 | 2000 | 0 | 38.99 | 37.27 | 6 | 0
2015 | PJM_ROM_2_NYISO_A-F | PJM_ROM | NYISO_A-F | Internal | Summer | B8 | 500 | 2000 | 0 | 37.2 | 37.19 | 6 | 0
2015 | PJM_ROM_2_NYISO_A-F | PJM_ROM | NYISO_A-F | Internal | Summer | B9 | 800 | 2000 | 0 | 35.52 | 37.18 | 6 | 0
2015 | PJM_ROM_2_NYISO_A-F | PJM_ROM | NYISO_A-F | Internal | Summer | B10 | 1262 | 2000 | 0 | 34.55 | 37.18 | 6 | 0
2015 | PJM_ROM_2_NYISO_A-F | PJM_ROM | NYISO_A-F | Internal | Winter | B16 | 25 | 2000 | 0 | 50.79 | 45.52 | 6 | 0
2015 | PJM_ROM_2_NYISO_A-F | PJM_ROM | NYISO_A-F | Internal | Winter | B17 | 100 | 2000 | 0 | 45.21 | 43.17 | 6 | 0
2015 | PJM_ROM_2_NYISO_A-F | PJM_ROM | NYISO_A-F | Internal | Winter | B18 | 400 | 2000 | 0 | 44.02 | 42.55 | 6 | 0
2015 | PJM_ROM_2_NYISO_A-F | PJM_ROM | NYISO_A-F | Internal | Winter | B19 | 700 | 2000 | 0 | 41.7 | 42.55 | 6 | 0
2015 | PJM_ROM_2_NYISO_A-F | PJM_ROM | NYISO_A-F | Internal | Winter | B20 | 935 | 2000 | 0 | 36.8 | 42.55 | 6 | 0
2015 | PJM_ROM_2_PJM_E | PJM_ROM | PJM_E | Internal | Shoulder | B11 | 25 | 8000 | 0 | 48.31 | 48.3 | 0.01 | 0
2015 | PJM_ROM_2_PJM_E | PJM_ROM | PJM_E | Internal | Shoulder | B12 | 200 | 8000 | 0 | 42.67 | 42.66 | 0.01 | 0
2015 | PJM_ROM_2_PJM_E | PJM_ROM | PJM_E | Internal | Shoulder | B13 | 600 | 8000 | 2063.79 | 39.97 | 39.98 | 0.01 | 0
2015 | PJM_ROM_2_PJM_E | PJM_ROM | PJM_E | Internal | Shoulder | B14 | 900 | 8000 | 3159.15 | 39.3 | 39.31 | 0.01 | 0
2015 | PJM_ROM_2_PJM_E | PJM_ROM | PJM_E | Internal | Shoulder | B15 | 1203 | 8000 | 4410.31 | 36.47 | 36.48 | 0.01 | 0
2015 | PJM_ROM_2_PJM_E | PJM_ROM | PJM_E | Internal | Summer | B1 | 10 | 8000 | 3600.03 | 62.8 | 62.81 | 0.01 | 0
2015 | PJM_ROM_2_PJM_E | PJM_ROM | PJM_E | Internal | Summer | B2 | 25 | 8000 | 4642.43 | 61.3 | 61.31 | 0.01 | 0
2015 | PJM_ROM_2_PJM_E | PJM_ROM | PJM_E | Internal | Summer | B3 | 75 | 8000 | 1425.88 | 58.3 | 58.31 | 0.01 | 0
2015 | PJM_ROM_2_PJM_E | PJM_ROM | PJM_E | Internal | Summer | B4 | 100 | 8000 | 0 | 57.56 | 57.55 | 0.01 | 0
2015 | PJM_ROM_2_PJM_E | PJM_ROM | PJM_E | Internal | Summer | B5 | 200 | 8000 | 1483.7 | 50.53 | 50.54 | 0.01 | 0
2015 | PJM_ROM_2_PJM_E | PJM_ROM | PJM_E | Internal | Summer | B6 | 300 | 8000 | 988.75 | 45.13 | 45.14 | 0.01 | 0
2015 | PJM_ROM_2_PJM_E | PJM_ROM | PJM_E | Internal | Summer | B7 | 400 | 8000 | 1726.69 | 38.99 | 39.01 | 0.01 | 0
2015 | PJM_ROM_2_PJM_E | PJM_ROM | PJM_E | Internal | Summer | B8 | 500 | 8000 | 4130.01 | 37.2 | 37.21 | 0.01 | 0
2015 | PJM_ROM_2_PJM_E | PJM_ROM | PJM_E | Internal | Summer | B9 | 800 | 8000 | 2598.52 | 35.52 | 35.54 | 0.01 | 0
2015 | PJM_ROM_2_PJM_E | PJM_ROM | PJM_E | Internal | Summer | B10 | 1262 | 8000 | 3844.97 | 34.55 | 34.56 | 0.01 | 0
2015 | PJM_ROM_2_PJM_E | PJM_ROM | PJM_E | Internal | Winter | B16 | 25 | 8000 | 1278.48 | 50.79 | 50.8 | 0.01 | 0
2015 | PJM_ROM_2_PJM_E | PJM_ROM | PJM_E | Internal | Winter | B17 | 100 | 8000 | 3694.97 | 45.21 | 45.22 | 0.01 | 0
2015 | PJM_ROM_2_PJM_E | PJM_ROM | PJM_E | Internal | Winter | B18 | 400 | 8000 | 4676.1 | 44.02 | 44.03 | 0.01 | 0
2015 | PJM_ROM_2_PJM_E | PJM_ROM | PJM_E | Internal | Winter | B19 | 700 | 8000 | 4241.49 | 41.7 | 41.71 | 0.01 | 0
2015 | PJM_ROM_2_PJM_E | PJM_ROM | PJM_E | Internal | Winter | B20 | 935 | 8000 | 4412.29 | 36.8 | 36.81 | 0.01 | 0
2015 | PJM_ROM_2_PJM_ROR | PJM_ROM | PJM_ROR | Internal | Shoulder | B11 | 25 | 8000 | 204.97 | 48.31 | 48.32 | 0.01 | 0
2015 | PJM_ROM_2_PJM_ROR | PJM_ROM | PJM_ROR | Internal | Shoulder | B12 | 200 | 8000 | 0 | 42.67 | 42.66 | 0.01 | 0
2015 | PJM_ROM_2_PJM_ROR | PJM_ROM | PJM_ROR | Internal | Shoulder | B13 | 600 | 8000 | 0 | 39.97 | 39.96 | 0.01 | 0
2015 | PJM_ROM_2_PJM_ROR | PJM_ROM | PJM_ROR | Internal | Shoulder | B14 | 900 | 8000 | 0 | 39.3 | 38.55 | 0.01 | 0
2015 | PJM_ROM_2_PJM_ROR | PJM_ROM | PJM_ROR | Internal | Shoulder | B15 | 1203 | 8000 | 0 | 36.47 | 35.25 | 0.01 | 0
2015 | PJM_ROM_2_PJM_ROR | PJM_ROM | PJM_ROR | Internal | Summer | B1 | 10 | 8000 | 0 | 62.8 | 62.79 | 0.01 | 0
2015 | PJM_ROM_2_PJM_ROR | PJM_ROM | PJM_ROR | Internal | Summer | B2 | 25 | 8000 | 0 | 61.3 | 61.29 | 0.01 | 0
2015 | PJM_ROM_2_PJM_ROR | PJM_ROM | PJM_ROR | Internal | Summer | B3 | 75 | 8000 | 0 | 58.3 | 58.29 | 0.01 | 0
2015 | PJM_ROM_2_PJM_ROR | PJM_ROM | PJM_ROR | Internal | Summer | B4 | 100 | 8000 | 2350.97 | 57.56 | 57.57 | 0.01 | 0
2015 | PJM_ROM_2_PJM_ROR | PJM_ROM | PJM_ROR | Internal | Summer | B5 | 200 | 8000 | 0 | 50.53 | 50.52 | 0.01 | 0
2015 | PJM_ROM_2_PJM_ROR | PJM_ROM | PJM_ROR | Internal | Summer | B6 | 300 | 8000 | 0 | 45.13 | 45.11 | 0.01 | 0
2015 | PJM_ROM_2_PJM_ROR | PJM_ROM | PJM_ROR | Internal | Summer | B7 | 400 | 8000 | 0 | 38.99 | 38.98 | 0.01 | 0
2015 | PJM_ROM_2_PJM_ROR | PJM_ROM | PJM_ROR | Internal | Summer | B8 | 500 | 8000 | 0 | 37.2 | 37.19 | 0.01 | 0
2015 | PJM_ROM_2_PJM_ROR | PJM_ROM | PJM_ROR | Internal | Summer | B9 | 800 | 8000 | 0 | 35.52 | 35.51 | 0.01 | 0
2015 | PJM_ROM_2_PJM_ROR | PJM_ROM | PJM_ROR | Internal | Summer | B10 | 1262 | 8000 | 0 | 34.55 | 32.06 | 0.01 | 0
2015 | PJM_ROM_2_PJM_ROR | PJM_ROM | PJM_ROR | Internal | Winter | B16 | 25 | 8000 | 0 | 50.79 | 50.78 | 0.01 | 0
2015 | PJM_ROM_2_PJM_ROR | PJM_ROM | PJM_ROR | Internal | Winter | B17 | 100 | 8000 | 0 | 45.21 | 45.2 | 0.01 | 0
2015 | PJM_ROM_2_PJM_ROR | PJM_ROM | PJM_ROR | Internal | Winter | B18 | 400 | 8000 | 0 | 44.02 | 41.15 | 0.01 | 0
2015 | PJM_ROM_2_PJM_ROR | PJM_ROM | PJM_ROR | Internal | Winter | B19 | 700 | 8000 | 0 | 41.7 | 39.28 | 0.01 | 0
2015 | PJM_ROM_2_PJM_ROR | PJM_ROM | PJM_ROR | Internal | Winter | B20 | 935 | 8000 | 0 | 36.8 | 34.23 | 0.01 | 0
2015 | SOCO_2_FRCC | SOCO | FRCC | Internal | Shoulder | B11 | 25 | 3700 | 621.99 | 63.32 | 73.32 | 10 | 0
2015 | SOCO_2_FRCC | SOCO | FRCC | Internal | Shoulder | B12 | 200 | 3700 | 1638.6 | 43.06 | 53.06 | 10 | 0
2015 | SOCO_2_FRCC | SOCO | FRCC | Internal | Shoulder | B13 | 600 | 3700 | 353.38 | 40 | 50 | 10 | 0
2015 | SOCO_2_FRCC | SOCO | FRCC | Internal | Shoulder | B14 | 900 | 3700 | 0 | 40 | 46.3 | 10 | 0
2015 | SOCO_2_FRCC | SOCO | FRCC | Internal | Shoulder | B15 | 1203 | 3700 | 0 | 40 | 44.41 | 10 | 0
2015 | SOCO_2_FRCC | SOCO | FRCC | Internal | Summer | B1 | 10 | 3700 | 0 | 66.43 | 73.02 | 10 | 0
2015 | SOCO_2_FRCC | SOCO | FRCC | Internal | Summer | B2 | 25 | 3700 | 0 | 66.43 | 73.02 | 10 | 0
2015 | SOCO_2_FRCC | SOCO | FRCC | Internal | Summer | B3 | 75 | 3700 | 0 | 66.43 | 73.02 | 10 | 0
2015 | SOCO_2_FRCC | SOCO | FRCC | Internal | Summer | B4 | 100 | 3700 | 0 | 66.43 | 73.02 | 10 | 0
2015 | SOCO_2_FRCC | SOCO | FRCC | Internal | Summer | B5 | 200 | 3700 | 447.61 | 62.02 | 72.02 | 10 | 0
2015 | SOCO_2_FRCC | SOCO | FRCC | Internal | Summer | B6 | 300 | 3700 | 540.66 | 54.15 | 64.15 | 10 | 0
2015 | SOCO_2_FRCC | SOCO | FRCC | Internal | Summer | B7 | 400 | 3700 | 1126.43 | 51.72 | 61.72 | 10 | 0
2015 | SOCO_2_FRCC | SOCO | FRCC | Internal | Summer | B8 | 500 | 3700 | 706.27 | 43.47 | 53.47 | 10 | 0
2015 | SOCO_2_FRCC | SOCO | FRCC | Internal | Summer | B9 | 800 | 3700 | 0 | 38.83 | 46.12 | 10 | 0
2015 | SOCO_2_FRCC | SOCO | FRCC | Internal | Summer | B10 | 1262 | 3700 | 0 | 38.83 | 43.74 | 10 | 0
2015 | SOCO_2_FRCC | SOCO | FRCC | Internal | Winter | B16 | 25 | 3700 | 1842.54 | 61.57 | 71.57 | 10 | 0
2015 | SOCO_2_FRCC | SOCO | FRCC | Internal | Winter | B17 | 100 | 3700 | 1788.59 | 43.89 | 53.89 | 10 | 0
2015 | SOCO_2_FRCC | SOCO | FRCC | Internal | Winter | B18 | 400 | 3700 | 0 | 42.39 | 52.22 | 10 | 0
2015 | SOCO_2_FRCC | SOCO | FRCC | Internal | Winter | B19 | 700 | 3700 | 0 | 42.39 | 48.42 | 10 | 0
2015 | SOCO_2_FRCC | SOCO | FRCC | Internal | Winter | B20 | 935 | 3700 | 0 | 42.39 | 46.43 | 10 | 0
2015 | SOCO_2_VACAR | SOCO | VACAR | Internal | Shoulder | B11 | 25 | 2000 | 0 | 63.32 | 59.38 | 10 | 0
2015 | SOCO_2_VACAR | SOCO | VACAR | Internal | Shoulder | B12 | 200 | 2000 | 0 | 43.06 | 48.66 | 10 | 0
2015 | SOCO_2_VACAR | SOCO | VACAR | Internal | Shoulder | B13 | 600 | 2000 | 0 | 40 | 45.96 | 10 | 0
2015 | SOCO_2_VACAR | SOCO | VACAR | Internal | Shoulder | B14 | 900 | 2000 | 0 | 40 | 45.66 | 10 | 0
2015 | SOCO_2_VACAR | SOCO | VACAR | Internal | Shoulder | B15 | 1203 | 2000 | 0 | 40 | 42.76 | 10 | 0
2015 | SOCO_2_VACAR | SOCO | VACAR | Internal | Summer | B1 | 10 | 2000 | 0 | 66.43 | 69.73 | 10 | 0
2015 | SOCO_2_VACAR | SOCO | VACAR | Internal | Summer | B2 | 25 | 2000 | 0 | 66.43 | 69.73 | 10 | 0
2015 | SOCO_2_VACAR | SOCO | VACAR | Internal | Summer | B3 | 75 | 2000 | 0 | 66.43 | 69.73 | 10 | 0
2015 | SOCO_2_VACAR | SOCO | VACAR | Internal | Summer | B4 | 100 | 2000 | 0 | 66.43 | 68.59 | 10 | 0
2015 | SOCO_2_VACAR | SOCO | VACAR | Internal | Summer | B5 | 200 | 2000 | 0 | 62.02 | 57.65 | 10 | 0
2015 | SOCO_2_VACAR | SOCO | VACAR | Internal | Summer | B6 | 300 | 2000 | 0 | 54.15 | 51.11 | 10 | 0
2015 | SOCO_2_VACAR | SOCO | VACAR | Internal | Summer | B7 | 400 | 2000 | 0 | 51.72 | 47.04 | 10 | 0
2015 | SOCO_2_VACAR | SOCO | VACAR | Internal | Summer | B8 | 500 | 2000 | 0 | 43.47 | 43.81 | 10 | 0
2015 | SOCO_2_VACAR | SOCO | VACAR | Internal | Summer | B9 | 800 | 2000 | 0 | 38.83 | 42.35 | 10 | 0
2015 | SOCO_2_VACAR | SOCO | VACAR | Internal | Summer | B10 | 1262 | 2000 | 0 | 38.83 | 41.46 | 10 | 0
2015 | SOCO_2_VACAR | SOCO | VACAR | Internal | Winter | B16 | 25 | 2000 | 0 | 61.57 | 65.78 | 10 | 0
2015 | SOCO_2_VACAR | SOCO | VACAR | Internal | Winter | B17 | 100 | 2000 | 0 | 43.89 | 51.2 | 10 | 0
2015 | SOCO_2_VACAR | SOCO | VACAR | Internal | Winter | B18 | 400 | 2000 | 0 | 42.39 | 47.15 | 10 | 0
2015 | SOCO_2_VACAR | SOCO | VACAR | Internal | Winter | B19 | 700 | 2000 | 0 | 42.39 | 45.28 | 10 | 0
2015 | SOCO_2_VACAR | SOCO | VACAR | Internal | Winter | B20 | 935 | 2000 | 0 | 42.39 | 42.73 | 10 | 0
2015 | SPP_N_2_ENT | SPP_N | ENT | Internal | Shoulder | B11 | 25 | 1800 | 0 | 55.05 | 55.32 | 5 | 0
2015 | SPP_N_2_ENT | SPP_N | ENT | Internal | Shoulder | B12 | 200 | 1800 | 0 | 40.67 | 39.32 | 5 | 0
2015 | SPP_N_2_ENT | SPP_N | ENT | Internal | Shoulder | B13 | 600 | 1800 | 0 | 39.31 | 39.32 | 5 | 0
2015 | SPP_N_2_ENT | SPP_N | ENT | Internal | Shoulder | B14 | 900 | 1800 | 0 | 38.93 | 39.04 | 5 | 0
2015 | SPP_N_2_ENT | SPP_N | ENT | Internal | Shoulder | B15 | 1203 | 1800 | 0 | 37.62 | 37.77 | 5 | 0
2015 | SPP_N_2_ENT | SPP_N | ENT | Internal | Summer | B1 | 10 | 1800 | 0 | 60.79 | 60.79 | 5 | 0
2015 | SPP_N_2_ENT | SPP_N | ENT | Internal | Summer | B2 | 25 | 1800 | 0 | 59.77 | 59.29 | 5 | 0
2015 | SPP_N_2_ENT | SPP_N | ENT | Internal | Summer | B3 | 75 | 1800 | 0 | 59.77 | 58.43 | 5 | 0
2015 | SPP_N_2_ENT | SPP_N | ENT | Internal | Summer | B4 | 100 | 1800 | 0 | 56.46 | 57.64 | 5 | 0
2015 | SPP_N_2_ENT | SPP_N | ENT | Internal | Summer | B5 | 200 | 1800 | 0 | 55.13 | 53.58 | 5 | 0
2015 | SPP_N_2_ENT | SPP_N | ENT | Internal | Summer | B6 | 300 | 1800 | 0 | 51.11 | 46.15 | 5 | 0
2015 | SPP_N_2_ENT | SPP_N | ENT | Internal | Summer | B7 | 400 | 1800 | 0 | 44.01 | 43.72 | 5 | 0
2015 | SPP_N_2_ENT | SPP_N | ENT | Internal | Summer | B8 | 500 | 1800 | 0 | 37.98 | 38.1 | 5 | 0
2015 | SPP_N_2_ENT | SPP_N | ENT | Internal | Summer | B9 | 800 | 1800 | 0 | 36.35 | 37.83 | 5 | 0
2015 | SPP_N_2_ENT | SPP_N | ENT | Internal | Summer | B10 | 1262 | 1800 | 0 | 36.12 | 36.6 | 5 | 0
2015 | SPP_N_2_ENT | SPP_N | ENT | Internal | Winter | B16 | 25 | 1800 | 0 | 52.92 | 53.57 | 5 | 0
2015 | SPP_N_2_ENT | SPP_N | ENT | Internal | Winter | B17 | 100 | 1800 | 0 | 41.82 | 41.76 | 5 | 0
2015 | SPP_N_2_ENT | SPP_N | ENT | Internal | Winter | B18 | 400 | 1800 | 0 | 40.09 | 41.46 | 5 | 0
2015 | SPP_N_2_ENT | SPP_N | ENT | Internal | Winter | B19 | 700 | 1800 | 0 | 40.09 | 41.46 | 5 | 0
2015 | SPP_N_2_ENT | SPP_N | ENT | Internal | Winter | B20 | 935 | 1800 | 0 | 39.35 | 40.11 | 5 | 0
2015 | SPP_N_2_MISO_MO-IL | SPP_N | MISO_MO-IL | Internal | Shoulder | B11 | 25 | 2000 | 0 | 55.05 | 48.06 | 5 | 0
2015 | SPP_N_2_MISO_MO-IL | SPP_N | MISO_MO-IL | Internal | Shoulder | B12 | 200 | 2000 | 0 | 40.67 | 40.66 | 5 | 0
2015 | SPP_N_2_MISO_MO-IL | SPP_N | MISO_MO-IL | Internal | Shoulder | B13 | 600 | 2000 | 0 | 39.31 | 37.95 | 5 | 0
2015 | SPP_N_2_MISO_MO-IL | SPP_N | MISO_MO-IL | Internal | Shoulder | B14 | 900 | 2000 | 0 | 38.93 | 36.54 | 5 | 0
2015 | SPP_N_2_MISO_MO-IL | SPP_N | MISO_MO-IL | Internal | Shoulder | B15 | 1203 | 2000 | 0 | 37.62 | 33.25 | 5 | 0
2015 | SPP_N_2_MISO_MO-IL | SPP_N | MISO_MO-IL | Internal | Summer | B1 | 10 | 2000 | 0 | 60.79 | 60.79 | 5 | 0
2015 | SPP_N_2_MISO_MO-IL | SPP_N | MISO_MO-IL | Internal | Summer | B2 | 25 | 2000 | 0 | 59.77 | 59.29 | 5 | 0
2015 | SPP_N_2_MISO_MO-IL | SPP_N | MISO_MO-IL | Internal | Summer | B3 | 75 | 2000 | 0 | 59.77 | 57.04 | 5 | 0
2015 | SPP_N_2_MISO_MO-IL | SPP_N | MISO_MO-IL | Internal | Summer | B4 | 100 | 2000 | 0 | 56.46 | 55.57 | 5 | 0
2015 | SPP_N_2_MISO_MO-IL | SPP_N | MISO_MO-IL | Internal | Summer | B5 | 200 | 2000 | 0 | 55.13 | 48.52 | 5 | 0
2015 | SPP_N_2_MISO_MO-IL | SPP_N | MISO_MO-IL | Internal | Summer | B6 | 300 | 2000 | 0 | 51.11 | 43.11 | 5 | 0
2015 | SPP_N_2_MISO_MO-IL | SPP_N | MISO_MO-IL | Internal | Summer | B7 | 400 | 2000 | 0 | 44.01 | 36.96 | 5 | 0
2015 | SPP_N_2_MISO_MO-IL | SPP_N | MISO_MO-IL | Internal | Summer | B8 | 500 | 2000 | 0 | 37.98 | 35.16 | 5 | 0
2015 | SPP_N_2_MISO_MO-IL | SPP_N | MISO_MO-IL | Internal | Summer | B9 | 800 | 2000 | 0 | 36.35 | 33.51 | 5 | 0
2015 | SPP_N_2_MISO_MO-IL | SPP_N | MISO_MO-IL | Internal | Summer | B10 | 1262 | 2000 | 0 | 36.12 | 30.06 | 5 | 0
2015 | SPP_N_2_MISO_MO-IL | SPP_N | MISO_MO-IL | Internal | Winter | B16 | 25 | 2000 | 0 | 52.92 | 48.78 | 5 | 0
2015 | SPP_N_2_MISO_MO-IL | SPP_N | MISO_MO-IL | Internal | Winter | B17 | 100 | 2000 | 0 | 41.82 | 43.2 | 5 | 0
2015 | SPP_N_2_MISO_MO-IL | SPP_N | MISO_MO-IL | Internal | Winter | B18 | 400 | 2000 | 0 | 40.09 | 39.14 | 5 | 0
2015 | SPP_N_2_MISO_MO-IL | SPP_N | MISO_MO-IL | Internal | Winter | B19 | 700 | 2000 | 0 | 40.09 | 37.27 | 5 | 0
2015 | SPP_N_2_MISO_MO-IL | SPP_N | MISO_MO-IL | Internal | Winter | B20 | 935 | 2000 | 0 | 39.35 | 32.27 | 5 | 0
2015 | SPP_N_2_NE | SPP_N | NE | Internal | Shoulder | B11 | 25 | 1531 | 0 | 55.05 | 55.04 | 0.01 | 0
2015 | SPP_N_2_NE | SPP_N | NE | Internal | Shoulder | B12 | 200 | 1531 | 0 | 40.67 | 40.66 | 0.01 | 0
2015 | SPP_N_2_NE | SPP_N | NE | Internal | Shoulder | B13 | 600 | 1531 | 0 | 39.31 | 39.3 | 0.01 | 0
2015 | SPP_N_2_NE | SPP_N | NE | Internal | Shoulder | B14 | 900 | 1531 | 0 | 38.93 | 38.91 | 0.01 | 0
2015 | SPP_N_2_NE | SPP_N | NE | Internal | Shoulder | B15 | 1203 | 1531 | 0 | 37.62 | 37.6 | 0.01 | 0
2015 | SPP_N_2_NE | SPP_N | NE | Internal | Summer | B1 | 10 | 1531 | 0 | 60.79 | 60.78 | 0.01 | 0
2015 | SPP_N_2_NE | SPP_N | NE | Internal | Summer | B2 | 25 | 1531 | 0 | 59.77 | 59.76 | 0.01 | 0
2015 | SPP_N_2_NE | SPP_N | NE | Internal | Summer | B3 | 75 | 1531 | 0 | 59.77 | 59.76 | 0.01 | 0
2015 | SPP_N_2_NE | SPP_N | NE | Internal | Summer | B4 | 100 | 1531 | 0 | 56.46 | 56.45 | 0.01 | 0
2015 | SPP_N_2_NE | SPP_N | NE | Internal | Summer | B5 | 200 | 1531 | 0 | 55.13 | 55.12 | 0.01 | 0
2015 | SPP_N_2_NE | SPP_N | NE | Internal | Summer | B6 | 300 | 1531 | 0 | 51.11 | 51.1 | 0.01 | 0
2015 | SPP_N_2_NE | SPP_N | NE | Internal | Summer | B7 | 400 | 1531 | 0 | 44.01 | 43.99 | 0.01 | 0
2015 | SPP_N_2_NE | SPP_N | NE | Internal | Summer | B8 | 500 | 1531 | 0 | 37.98 | 37.24 | 0.01 | 0
2015 | SPP_N_2_NE | SPP_N | NE | Internal | Summer | B9 | 800 | 1531 | 0 | 36.35 | 36.34 | 0.01 | 0
2015 | SPP_N_2_NE | SPP_N | NE | Internal | Summer | B10 | 1262 | 1531 | 0 | 36.12 | 36.11 | 0.01 | 0
2015 | SPP_N_2_NE | SPP_N | NE | Internal | Winter | B16 | 25 | 1531 | 0 | 52.92 | 48.77 | 0.01 | 0
2015 | SPP_N_2_NE | SPP_N | NE | Internal | Winter | B17 | 100 | 1531 | 0 | 41.82 | 41.81 | 0.01 | 0
2015 | SPP_N_2_NE | SPP_N | NE | Internal | Winter | B18 | 400 | 1531 | 0 | 40.09 | 40.08 | 0.01 | 0
2015 | SPP_N_2_NE | SPP_N | NE | Internal | Winter | B19 | 700 | 1531 | 0 | 40.09 | 40.08 | 0.01 | 0
2015 | SPP_N_2_NE | SPP_N | NE | Internal | Winter | B20 | 935 | 1531 | 0 | 39.35 | 39.34 | 0.01 | 0
2015 | SPP_N_2_SPP_S | SPP_N | SPP_S | Internal | Shoulder | B11 | 25 | 4383 | 0 | 55.05 | 54.07 | 0.01 | 0
2015 | SPP_N_2_SPP_S | SPP_N | SPP_S | Internal | Shoulder | B12 | 200 | 4383 | 214.83 | 40.67 | 40.68 | 0.01 | 0
2015 | SPP_N_2_SPP_S | SPP_N | SPP_S | Internal | Shoulder | B13 | 600 | 4383 | 1083.8 | 39.31 | 39.32 | 0.01 | 0
2015 | SPP_N_2_SPP_S | SPP_N | SPP_S | Internal | Shoulder | B14 | 900 | 4383 | 640.12 | 38.93 | 38.94 | 0.01 | 0
2015 | SPP_N_2_SPP_S | SPP_N | SPP_S | Internal | Shoulder | B15 | 1203 | 4383 | 1479.57 | 37.62 | 37.63 | 0.01 | 0
2015 | SPP_N_2_SPP_S | SPP_N | SPP_S | Internal | Summer | B1 | 10 | 4383 | 0 | 60.79 | 55.79 | 0.01 | 0
2015 | SPP_N_2_SPP_S | SPP_N | SPP_S | Internal | Summer | B2 | 25 | 4383 | 0 | 59.77 | 59.76 | 0.01 | 0
2015 | SPP_N_2_SPP_S | SPP_N | SPP_S | Internal | Summer | B3 | 75 | 4383 | 0 | 59.77 | 54.49 | 0.01 | 0
2015 | SPP_N_2_SPP_S | SPP_N | SPP_S | Internal | Summer | B4 | 100 | 4383 | 0 | 56.46 | 52.64 | 0.01 | 0
2015 | SPP_N_2_SPP_S | SPP_N | SPP_S | Internal | Summer | B5 | 200 | 4383 | 0 | 55.13 | 52.64 | 0.01 | 0
2015 | SPP_N_2_SPP_S | SPP_N | SPP_S | Internal | Summer | B6 | 300 | 4383 | 2622.57 | 51.11 | 51.13 | 0.01 | 0
2015 | SPP_N_2_SPP_S | SPP_N | SPP_S | Internal | Summer | B7 | 400 | 4383 | 2762.01 | 44.01 | 44.02 | 0.01 | 0
2015 | SPP_N_2_SPP_S | SPP_N | SPP_S | Internal | Summer | B8 | 500 | 4383 | 2485.16 | 37.98 | 38 | 0.01 | 0
2015 | SPP_N_2_SPP_S | SPP_N | SPP_S | Internal | Summer | B9 | 800 | 4383 | 2433.68 | 36.35 | 36.36 | 0.01 | 0
2015 | SPP_N_2_SPP_S | SPP_N | SPP_S | Internal | Summer | B10 | 1262 | 4383 | 4383 | 36.12 | 36.28 | 0.01 | 0.15
2015 | SPP_N_2_SPP_S | SPP_N | SPP_S | Internal | Winter | B16 | 25 | 4383 | 2004.71 | 52.92 | 52.94 | 0.01 | 0
2015 | SPP_N_2_SPP_S | SPP_N | SPP_S | Internal | Winter | B17 | 100 | 4383 | 1693.82 | 41.82 | 41.83 | 0.01 | 0
2015 | SPP_N_2_SPP_S | SPP_N | SPP_S | Internal | Winter | B18 | 400 | 4383 | 2271.68 | 40.09 | 40.11 | 0.01 | 0
2015 | SPP_N_2_SPP_S | SPP_N | SPP_S | Internal | Winter | B19 | 700 | 4383 | 2489.15 | 40.09 | 40.11 | 0.01 | 0
2015 | SPP_N_2_SPP_S | SPP_N | SPP_S | Internal | Winter | B20 | 935 | 4383 | 4383 | 39.35 | 40.02 | 0.01 | 0.65
2015 | SPP_S_2_ENT | SPP_S | ENT | Internal | Shoulder | B11 | 25 | 850 | 0 | 54.07 | 55.32 | 5 | 0
2015 | SPP_S_2_ENT | SPP_S | ENT | Internal | Shoulder | B12 | 200 | 850 | 0 | 40.68 | 39.32 | 5 | 0
2015 | SPP_S_2_ENT | SPP_S | ENT | Internal | Shoulder | B13 | 600 | 850 | 0 | 39.32 | 39.32 | 5 | 0
2015 | SPP_S_2_ENT | SPP_S | ENT | Internal | Shoulder | B14 | 900 | 850 | 0 | 38.94 | 39.04 | 5 | 0
2015 | SPP_S_2_ENT | SPP_S | ENT | Internal | Shoulder | B15 | 1203 | 850 | 0 | 37.63 | 37.77 | 5 | 0
2015 | SPP_S_2_ENT | SPP_S | ENT | Internal | Summer | B1 | 10 | 850 | 18.81 | 55.79 | 60.79 | 5 | 0
2015 | SPP_S_2_ENT | SPP_S | ENT | Internal | Summer | B2 | 25 | 850 | 0 | 59.76 | 59.29 | 5 | 0
2015 | SPP_S_2_ENT | SPP_S | ENT | Internal | Summer | B3 | 75 | 850 | 0 | 54.49 | 58.43 | 5 | 0
2015 | SPP_S_2_ENT | SPP_S | ENT | Internal | Summer | B4 | 100 | 850 | 222.64 | 52.64 | 57.64 | 5 | 0
2015 | SPP_S_2_ENT | SPP_S | ENT | Internal | Summer | B5 | 200 | 850 | 0 | 52.64 | 53.58 | 5 | 0
2015 | SPP_S_2_ENT | SPP_S | ENT | Internal | Summer | B6 | 300 | 850 | 0 | 51.13 | 46.15 | 5 | 0
2015 | SPP_S_2_ENT | SPP_S | ENT | Internal | Summer | B7 | 400 | 850 | 0 | 44.02 | 43.72 | 5 | 0
2015 | SPP_S_2_ENT | SPP_S | ENT | Internal | Summer | B8 | 500 | 850 | 0 | 38 | 38.1 | 5 | 0
2015 | SPP_S_2_ENT | SPP_S | ENT | Internal | Summer | B9 | 800 | 850 | 0 | 36.36 | 37.83 | 5 | 0
2015 | SPP_S_2_ENT | SPP_S | ENT | Internal | Summer | B10 | 1262 | 850 | 0 | 36.28 | 36.6 | 5 | 0
2015 | SPP_S_2_ENT | SPP_S | ENT | Internal | Winter | B16 | 25 | 850 | 0 | 52.94 | 53.57 | 5 | 0
2015 | SPP_S_2_ENT | SPP_S | ENT | Internal | Winter | B17 | 100 | 850 | 0 | 41.83 | 41.76 | 5 | 0
2015 | SPP_S_2_ENT | SPP_S | ENT | Internal | Winter | B18 | 400 | 850 | 0 | 40.11 | 41.46 | 5 | 0
2015 | SPP_S_2_ENT | SPP_S | ENT | Internal | Winter | B19 | 700 | 850 | 0 | 40.11 | 41.46 | 5 | 0
2015 | SPP_S_2_ENT | SPP_S | ENT | Internal | Winter | B20 | 935 | 850 | 0 | 40.02 | 40.11 | 5 | 0
2015 | SPP_S_2_SPP_N | SPP_S | SPP_N | Internal | Shoulder | B11 | 25 | 1023 | 1023 | 54.07 | 55.05 | 0.01 | 0.97
2015 | SPP_S_2_SPP_N | SPP_S | SPP_N | Internal | Shoulder | B12 | 200 | 1023 | 0 | 40.68 | 40.67 | 0.01 | 0
2015 | SPP_S_2_SPP_N | SPP_S | SPP_N | Internal | Shoulder | B13 | 600 | 1023 | 0 | 39.32 | 39.31 | 0.01 | 0
2015 | SPP_S_2_SPP_N | SPP_S | SPP_N | Internal | Shoulder | B14 | 900 | 1023 | 0 | 38.94 | 38.93 | 0.01 | 0
2015 | SPP_S_2_SPP_N | SPP_S | SPP_N | Internal | Shoulder | B15 | 1203 | 1023 | 0 | 37.63 | 37.62 | 0.01 | 0
2015 | SPP_S_2_SPP_N | SPP_S | SPP_N | Internal | Summer | B1 | 10 | 1023 | 1023 | 55.79 | 60.79 | 0.01 | 4.99
2015 | SPP_S_2_SPP_N | SPP_S | SPP_N | Internal | Summer | B2 | 25 | 1023 | 909.26 | 59.76 | 59.77 | 0.01 | 0
2015 | SPP_S_2_SPP_N | SPP_S | SPP_N | Internal | Summer | B3 | 75 | 1023 | 1023 | 54.49 | 59.77 | 0.01 | 5.27
2015 | SPP_S_2_SPP_N | SPP_S | SPP_N | Internal | Summer | B4 | 100 | 1023 | 1023 | 52.64 | 56.46 | 0.01 | 3.81
2015 | SPP_S_2_SPP_N | SPP_S | SPP_N | Internal | Summer | B5 | 200 | 1023 | 1023 | 52.64 | 55.13 | 0.01 | 2.48
2015 | SPP_S_2_SPP_N | SPP_S | SPP_N | Internal | Summer | B6 | 300 | 1023 | 0 | 51.13 | 51.11 | 0.01 | 0
2015 | SPP_S_2_SPP_N | SPP_S | SPP_N | Internal | Summer | B7 | 400 | 1023 | 0 | 44.02 | 44.01 | 0.01 | 0
2015 | SPP_S_2_SPP_N | SPP_S | SPP_N | Internal | Summer | B8 | 500 | 1023 | 0 | 38 | 37.98 | 0.01 | 0
2015 | SPP_S_2_SPP_N | SPP_S | SPP_N | Internal | Summer | B9 | 800 | 1023 | 0 | 36.36 | 36.35 | 0.01 | 0
2015 | SPP_S_2_SPP_N | SPP_S | SPP_N | Internal | Summer | B10 | 1262 | 1023 | 0 | 36.28 | 36.12 | 0.01 | 0
2015 | SPP_S_2_SPP_N | SPP_S | SPP_N | Internal | Winter | B16 | 25 | 1023 | 0 | 52.94 | 52.92 | 0.01 | 0
2015 | SPP_S_2_SPP_N | SPP_S | SPP_N | Internal | Winter | B17 | 100 | 1023 | 0 | 41.83 | 41.82 | 0.01 | 0
2015 | SPP_S_2_SPP_N | SPP_S | SPP_N | Internal | Winter | B18 | 400 | 1023 | 0 | 40.11 | 40.09 | 0.01 | 0
2015 | SPP_S_2_SPP_N | SPP_S | SPP_N | Internal | Winter | B19 | 700 | 1023 | 0 | 40.11 | 40.09 | 0.01 | 0
2015 | SPP_S_2_SPP_N | SPP_S | SPP_N | Internal | Winter | B20 | 935 | 1023 | 0 | 40.02 | 39.35 | 0.01 | 0
2015 | TVA_2_ENT | TVA | ENT | Internal | Shoulder | B11 | 25 | 500 | 0 | 54.33 | 55.32 | 9 | 0
2015 | TVA_2_ENT | TVA | ENT | Internal | Shoulder | B12 | 200 | 500 | 0 | 41.02 | 39.32 | 9 | 0
2015 | TVA_2_ENT | TVA | ENT | Internal | Shoulder | B13 | 600 | 500 | 0 | 39.49 | 39.32 | 9 | 0
2015 | TVA_2_ENT | TVA | ENT | Internal | Shoulder | B14 | 900 | 500 | 0 | 39.49 | 39.04 | 9 | 0
2015 | TVA_2_ENT | TVA | ENT | Internal | Shoulder | B15 | 1203 | 500 | 0 | 39.49 | 37.77 | 9 | 0
2015 | TVA_2_ENT | TVA | ENT | Internal | Summer | B1 | 10 | 500 | 0 | 68.8 | 60.79 | 9 | 0
2015 | TVA_2_ENT | TVA | ENT | Internal | Summer | B2 | 25 | 500 | 0 | 67.3 | 59.29 | 9 | 0
2015 | TVA_2_ENT | TVA | ENT | Internal | Summer | B3 | 75 | 500 | 0 | 64.3 | 58.43 | 9 | 0
2015 | TVA_2_ENT | TVA | ENT | Internal | Summer | B4 | 100 | 500 | 0 | 63.58 | 57.64 | 9 | 0
2015 | TVA_2_ENT | TVA | ENT | Internal | Summer | B5 | 200 | 500 | 0 | 50.94 | 53.58 | 9 | 0
2015 | TVA_2_ENT | TVA | ENT | Internal | Summer | B6 | 300 | 500 | 0 | 39.84 | 46.15 | 9 | 0
2015 | TVA_2_ENT | TVA | ENT | Internal | Summer | B7 | 400 | 500 | 0 | 39.28 | 43.72 | 9 | 0
2015 | TVA_2_ENT | TVA | ENT | Internal | Summer | B8 | 500 | 500 | 0 | 38.22 | 38.1 | 9 | 0
2015 | TVA_2_ENT | TVA | ENT | Internal | Summer | B9 | 800 | 500 | 0 | 38.22 | 37.83 | 9 | 0
2015 | TVA_2_ENT | TVA | ENT | Internal | Summer | B10 | 1262 | 500 | 0 | 35.46 | 36.6 | 9 | 0
2015 | TVA_2_ENT | TVA | ENT | Internal | Winter | B16 | 25 | 500 | 0 | 54.82 | 53.57 | 9 | 0
2015 | TVA_2_ENT | TVA | ENT | Internal | Winter | B17 | 100 | 500 | 0 | 43.7 | 41.76 | 9 | 0
2015 | TVA_2_ENT | TVA | ENT | Internal | Winter | B18 | 400 | 500 | 0 | 39.34 | 41.46 | 9 | 0
2015 | TVA_2_ENT | TVA | ENT | Internal | Winter | B19 | 700 | 500 | 0 | 39.34 | 41.46 | 9 | 0
2015 | TVA_2_ENT | TVA | ENT | Internal | Winter | B20 | 935 | 500 | 0 | 39.34 | 40.11 | 9 | 0
2015 | TVA_2_MISO_MO-IL | TVA | MISO_MO-IL | Internal | Shoulder | B11 | 25 | 50 | 0 | 54.33 | 48.06 | 9 | 0
2015 | TVA_2_MISO_MO-IL | TVA | MISO_MO-IL | Internal | Shoulder | B12 | 200 | 50 | 0 | 41.02 | 40.66 | 9 | 0
2015 | TVA_2_MISO_MO-IL | TVA | MISO_MO-IL | Internal | Shoulder | B13 | 600 | 50 | 0 | 39.49 | 37.95 | 9 | 0
2015 | TVA_2_MISO_MO-IL | TVA | MISO_MO-IL | Internal | Shoulder | B14 | 900 | 50 | 0 | 39.49 | 36.54 | 9 | 0
2015 | TVA_2_MISO_MO-IL | TVA | MISO_MO-IL | Internal | Shoulder | B15 | 1203 | 50 | 0 | 39.49 | 33.25 | 9 | 0
2015 | TVA_2_MISO_MO-IL | TVA | MISO_MO-IL | Internal | Summer | B1 | 10 | 50 | 0 | 68.8 | 60.79 | 9 | 0
2015 | TVA_2_MISO_MO-IL | TVA | MISO_MO-IL | Internal | Summer | B2 | 25 | 50 | 0 | 67.3 | 59.29 | 9 | 0
2015 | TVA_2_MISO_MO-IL | TVA | MISO_MO-IL | Internal | Summer | B3 | 75 | 50 | 0 | 64.3 | 57.04 | 9 | 0
2015 | TVA_2_MISO_MO-IL | TVA | MISO_MO-IL | Internal | Summer | B4 | 100 | 50 | 0 | 63.58 | 55.57 | 9 | 0
2015 | TVA_2_MISO_MO-IL | TVA | MISO_MO-IL | Internal | Summer | B5 | 200 | 50 | 0 | 50.94 | 48.52 | 9 | 0
2015 | TVA_2_MISO_MO-IL | TVA | MISO_MO-IL | Internal | Summer | B6 | 300 | 50 | 0 | 39.84 | 43.11 | 9 | 0
2015 | TVA_2_MISO_MO-IL | TVA | MISO_MO-IL | Internal | Summer | B7 | 400 | 50 | 0 | 39.28 | 36.96 | 9 | 0
2015 | TVA_2_MISO_MO-IL | TVA | MISO_MO-IL | Internal | Summer | B8 | 500 | 50 | 0 | 38.22 | 35.16 | 9 | 0
2015 | TVA_2_MISO_MO-IL | TVA | MISO_MO-IL | Internal | Summer | B9 | 800 | 50 | 0 | 38.22 | 33.51 | 9 | 0
2015 | TVA_2_MISO_MO-IL | TVA | MISO_MO-IL | Internal | Summer | B10 | 1262 | 50 | 0 | 35.46 | 30.06 | 9 | 0
2015 | TVA_2_MISO_MO-IL | TVA | MISO_MO-IL | Internal | Winter | B16 | 25 | 50 | 0 | 54.82 | 48.78 | 9 | 0
2015 | TVA_2_MISO_MO-IL | TVA | MISO_MO-IL | Internal | Winter | B17 | 100 | 50 | 0 | 43.7 | 43.2 | 9 | 0
2015 | TVA_2_MISO_MO-IL | TVA | MISO_MO-IL | Internal | Winter | B18 | 400 | 50 | 0 | 39.34 | 39.14 | 9 | 0
2015 | TVA_2_MISO_MO-IL | TVA | MISO_MO-IL | Internal | Winter | B19 | 700 | 50 | 0 | 39.34 | 37.27 | 9 | 0
2015 | TVA_2_MISO_MO-IL | TVA | MISO_MO-IL | Internal | Winter | B20 | 935 | 50 | 0 | 39.34 | 32.27 | 9 | 0
2015 | TVA_2_NonRTO_Midwest | TVA | NonRTO_Midwest | Internal | Shoulder | B11 | 25 | 100 | 0 | 54.33 | 56.07 | 9 | 0
2015 | TVA_2_NonRTO_Midwest | TVA | NonRTO_Midwest | Internal | Shoulder | B12 | 200 | 100 | 0 | 41.02 | 48.67 | 9 | 0
2015 | TVA_2_NonRTO_Midwest | TVA | NonRTO_Midwest | Internal | Shoulder | B13 | 600 | 100 | 0 | 39.49 | 45.64 | 9 | 0
2015 | TVA_2_NonRTO_Midwest | TVA | NonRTO_Midwest | Internal | Shoulder | B14 | 900 | 100 | 0 | 39.49 | 35.98 | 9 | 0
2015 | TVA_2_NonRTO_Midwest | TVA | NonRTO_Midwest | Internal | Shoulder | B15 | 1203 | 100 | 0 | 39.49 | 32.92 | 9 | 0
2015 | TVA_2_NonRTO_Midwest | TVA | NonRTO_Midwest | Internal | Summer | B1 | 10 | 100 | 0 | 68.8 | 65.02 | 9 | 0
2015 | TVA_2_NonRTO_Midwest | TVA | NonRTO_Midwest | Internal | Summer | B2 | 25 | 100 | 0 | 67.3 | 65.02 | 9 | 0
2015 | TVA_2_NonRTO_Midwest | TVA | NonRTO_Midwest | Internal | Summer | B3 | 75 | 100 | 0 | 64.3 | 65.02 | 9 | 0
2015 | TVA_2_NonRTO_Midwest | TVA | NonRTO_Midwest | Internal | Summer | B4 | 100 | 100 | 0 | 63.58 | 63.58 | 9 | 0
2015 | TVA_2_NonRTO_Midwest | TVA | NonRTO_Midwest | Internal | Summer | B5 | 200 | 100 | 0 | 50.94 | 56.52 | 9 | 0
2015 | TVA_2_NonRTO_Midwest | TVA | NonRTO_Midwest | Internal | Summer | B6 | 300 | 100 | 100 | 39.84 | 51.11 | 9 | 2.28
2015 | TVA_2_NonRTO_Midwest | TVA | NonRTO_Midwest | Internal | Summer | B7 | 400 | 100 | 0 | 39.28 | 35.95 | 9 | 0
2015 | TVA_2_NonRTO_Midwest | TVA | NonRTO_Midwest | Internal | Summer | B8 | 500 | 100 | 0 | 38.22 | 34.5 | 9 | 0
2015 | TVA_2_NonRTO_Midwest | TVA | NonRTO_Midwest | Internal | Summer | B9 | 800 | 100 | 0 | 38.22 | 32.92 | 9 | 0
2015 | TVA_2_NonRTO_Midwest | TVA | NonRTO_Midwest | Internal | Summer | B10 | 1262 | 100 | 0 | 35.46 | 32.07 | 9 | 0
2015 | TVA_2_NonRTO_Midwest | TVA | NonRTO_Midwest | Internal | Winter | B16 | 25 | 100 | 0 | 54.82 | 56.79 | 9 | 0
2015 | TVA_2_NonRTO_Midwest | TVA | NonRTO_Midwest | Internal | Winter | B17 | 100 | 100 | 0 | 43.7 | 51.21 | 9 | 0
2015 | TVA_2_NonRTO_Midwest | TVA | NonRTO_Midwest | Internal | Winter | B18 | 400 | 100 | 0 | 39.34 | 47.15 | 9 | 0
2015 | TVA_2_NonRTO_Midwest | TVA | NonRTO_Midwest | Internal | Winter | B19 | 700 | 100 | 0 | 39.34 | 36.09 | 9 | 0
2015 | TVA_2_NonRTO_Midwest | TVA | NonRTO_Midwest | Internal | Winter | B20 | 935 | 100 | 0 | 39.34 | 33 | 9 | 0
2015 | TVA_2_PJM_ROR | TVA | PJM_ROR | Internal | Shoulder | B11 | 25 | 500 | 0 | 54.33 | 48.32 | 9 | 0
2015 | TVA_2_PJM_ROR | TVA | PJM_ROR | Internal | Shoulder | B12 | 200 | 500 | 0 | 41.02 | 42.66 | 9 | 0
2015 | TVA_2_PJM_ROR | TVA | PJM_ROR | Internal | Shoulder | B13 | 600 | 500 | 0 | 39.49 | 39.96 | 9 | 0
2015 | TVA_2_PJM_ROR | TVA | PJM_ROR | Internal | Shoulder | B14 | 900 | 500 | 0 | 39.49 | 38.55 | 9 | 0
2015 | TVA_2_PJM_ROR | TVA | PJM_ROR | Internal | Shoulder | B15 | 1203 | 500 | 0 | 39.49 | 35.25 | 9 | 0
2015 | TVA_2_PJM_ROR | TVA | PJM_ROR | Internal | Summer | B1 | 10 | 500 | 0 | 68.8 | 62.79 | 9 | 0
2015 | TVA_2_PJM_ROR | TVA | PJM_ROR | Internal | Summer | B2 | 25 | 500 | 0 | 67.3 | 61.29 | 9 | 0
2015 | TVA_2_PJM_ROR | TVA | PJM_ROR | Internal | Summer | B3 | 75 | 500 | 0 | 64.3 | 58.29 | 9 | 0
2015 | TVA_2_PJM_ROR | TVA | PJM_ROR | Internal | Summer | B4 | 100 | 500 | 0 | 63.58 | 57.57 | 9 | 0
2015 | TVA_2_PJM_ROR | TVA | PJM_ROR | Internal | Summer | B5 | 200 | 500 | 0 | 50.94 | 50.52 | 9 | 0
2015 | TVA_2_PJM_ROR | TVA | PJM_ROR | Internal | Summer | B6 | 300 | 500 | 0 | 39.84 | 45.11 | 9 | 0
2015 | TVA_2_PJM_ROR | TVA | PJM_ROR | Internal | Summer | B7 | 400 | 500 | 0 | 39.28 | 38.98 | 9 | 0
2015 | TVA_2_PJM_ROR | TVA | PJM_ROR | Internal | Summer | B8 | 500 | 500 | 0 | 38.22 | 37.19 | 9 | 0
2015 | TVA_2_PJM_ROR | TVA | PJM_ROR | Internal | Summer | B9 | 800 | 500 | 0 | 38.22 | 35.51 | 9 | 0
2015 | TVA_2_PJM_ROR | TVA | PJM_ROR | Internal | Summer | B10 | 1262 | 500 | 0 | 35.46 | 32.06 | 9 | 0
2015 | TVA_2_PJM_ROR | TVA | PJM_ROR | Internal | Winter | B16 | 25 | 500 | 0 | 54.82 | 50.78 | 9 | 0
2015 | TVA_2_PJM_ROR | TVA | PJM_ROR | Internal | Winter | B17 | 100 | 500 | 0 | 43.7 | 45.2 | 9 | 0
2015 | TVA_2_PJM_ROR | TVA | PJM_ROR | Internal | Winter | B18 | 400 | 500 | 0 | 39.34 | 41.15 | 9 | 0
2015 | TVA_2_PJM_ROR | TVA | PJM_ROR | Internal | Winter | B19 | 700 | 500 | 0 | 39.34 | 39.28 | 9 | 0
2015 | TVA_2_PJM_ROR | TVA | PJM_ROR | Internal | Winter | B20 | 935 | 500 | 0 | 39.34 | 34.23 | 9 | 0
2015 | TVA_2_SOCO | TVA | SOCO | Internal | Shoulder | B11 | 25 | 500 | 0 | 54.33 | 63.32 | 9 | 0
2015 | TVA_2_SOCO | TVA | SOCO | Internal | Shoulder | B12 | 200 | 500 | 0 | 41.02 | 43.06 | 9 | 0
2015 | TVA_2_SOCO | TVA | SOCO | Internal | Shoulder | B13 | 600 | 500 | 0 | 39.49 | 40 | 9 | 0
2015 | TVA_2_SOCO | TVA | SOCO | Internal | Shoulder | B14 | 900 | 500 | 0 | 39.49 | 40 | 9 | 0
2015 | TVA_2_SOCO | TVA | SOCO | Internal | Shoulder | B15 | 1203 | 500 | 0 | 39.49 | 40 | 9 | 0
2015 | TVA_2_SOCO | TVA | SOCO | Internal | Summer | B1 | 10 | 500 | 0 | 68.8 | 66.43 | 9 | 0
2015 | TVA_2_SOCO | TVA | SOCO | Internal | Summer | B2 | 25 | 500 | 0 | 67.3 | 66.43 | 9 | 0
2015 | TVA_2_SOCO | TVA | SOCO | Internal | Summer | B3 | 75 | 500 | 0 | 64.3 | 66.43 | 9 | 0
2015 | TVA_2_SOCO | TVA | SOCO | Internal | Summer | B4 | 100 | 500 | 0 | 63.58 | 66.43 | 9 | 0
2015 | TVA_2_SOCO | TVA | SOCO | Internal | Summer | B5 | 200 | 500 | 500 | 50.94 | 62.02 | 9 | 2.08
2015 | TVA_2_SOCO | TVA | SOCO | Internal | Summer | B6 | 300 | 500 | 500 | 39.84 | 54.15 | 9 | 5.31
2015 | TVA_2_SOCO | TVA | SOCO | Internal | Summer | B7 | 400 | 500 | 500 | 39.28 | 51.72 | 9 | 3.44
2015 | TVA_2_SOCO | TVA | SOCO | Internal | Summer | B8 | 500 | 500 | 0 | 38.22 | 43.47 | 9 | 0
2015 | TVA_2_SOCO | TVA | SOCO | Internal | Summer | B9 | 800 | 500 | 0 | 38.22 | 38.83 | 9 | 0
2015 | TVA_2_SOCO | TVA | SOCO | Internal | Summer | B10 | 1262 | 500 | 0 | 35.46 | 38.83 | 9 | 0
2015 | TVA_2_SOCO | TVA | SOCO | Internal | Winter | B16 | 25 | 500 | 0 | 54.82 | 61.57 | 9 | 0
2015 | TVA_2_SOCO | TVA | SOCO | Internal | Winter | B17 | 100 | 500 | 0 | 43.7 | 43.89 | 9 | 0
2015 | TVA_2_SOCO | TVA | SOCO | Internal | Winter | B18 | 400 | 500 | 0 | 39.34 | 42.39 | 9 | 0
2015 | TVA_2_SOCO | TVA | SOCO | Internal | Winter | B19 | 700 | 500 | 0 | 39.34 | 42.39 | 9 | 0
2015 | TVA_2_SOCO | TVA | SOCO | Internal | Winter | B20 | 935 | 500 | 0 | 39.34 | 42.39 | 9 | 0
2015 | TVA_2_VACAR | TVA | VACAR | Internal | Shoulder | B11 | 25 | 150 | 0 | 54.33 | 59.38 | 9 | 0
2015 | TVA_2_VACAR | TVA | VACAR | Internal | Shoulder | B12 | 200 | 150 | 0 | 41.02 | 48.66 | 9 | 0
2015 | TVA_2_VACAR | TVA | VACAR | Internal | Shoulder | B13 | 600 | 150 | 0 | 39.49 | 45.96 | 9 | 0
2015 | TVA_2_VACAR | TVA | VACAR | Internal | Shoulder | B14 | 900 | 150 | 0 | 39.49 | 45.66 | 9 | 0
2015 | TVA_2_VACAR | TVA | VACAR | Internal | Shoulder | B15 | 1203 | 150 | 0 | 39.49 | 42.76 | 9 | 0
2015 | TVA_2_VACAR | TVA | VACAR | Internal | Summer | B1 | 10 | 150 | 0 | 68.8 | 69.73 | 9 | 0
2015 | TVA_2_VACAR | TVA | VACAR | Internal | Summer | B2 | 25 | 150 | 0 | 67.3 | 69.73 | 9 | 0
2015 | TVA_2_VACAR | TVA | VACAR | Internal | Summer | B3 | 75 | 150 | 0 | 64.3 | 69.73 | 9 | 0
2015 | TVA_2_VACAR | TVA | VACAR | Internal | Summer | B4 | 100 | 150 | 0 | 63.58 | 68.59 | 9 | 0
2015 | TVA_2_VACAR | TVA | VACAR | Internal | Summer | B5 | 200 | 150 | 0 | 50.94 | 57.65 | 9 | 0
2015 | TVA_2_VACAR | TVA | VACAR | Internal | Summer | B6 | 300 | 150 | 150 | 39.84 | 51.11 | 9 | 2.28
2015 | TVA_2_VACAR | TVA | VACAR | Internal | Summer | B7 | 400 | 150 | 0 | 39.28 | 47.04 | 9 | 0
2015 | TVA_2_VACAR | TVA | VACAR | Internal | Summer | B8 | 500 | 150 | 0 | 38.22 | 43.81 | 9 | 0
2015 | TVA_2_VACAR | TVA | VACAR | Internal | Summer | B9 | 800 | 150 | 0 | 38.22 | 42.35 | 9 | 0
2015 | TVA_2_VACAR | TVA | VACAR | Internal | Summer | B10 | 1262 | 150 | 0 | 35.46 | 41.46 | 9 | 0
2015 | TVA_2_VACAR | TVA | VACAR | Internal | Winter | B16 | 25 | 150 | 150 | 54.82 | 65.78 | 9 | 1.95
2015 | TVA_2_VACAR | TVA | VACAR | Internal | Winter | B17 | 100 | 150 | 0 | 43.7 | 51.2 | 9 | 0
2015 | TVA_2_VACAR | TVA | VACAR | Internal | Winter | B18 | 400 | 150 | 0 | 39.34 | 47.15 | 9 | 0
2015 | TVA_2_VACAR | TVA | VACAR | Internal | Winter | B19 | 700 | 150 | 0 | 39.34 | 45.28 | 9 | 0
2015 | TVA_2_VACAR | TVA | VACAR | Internal | Winter | B20 | 935 | 150 | 0 | 39.34 | 42.73 | 9 | 0
2015 | TVA_Transmission_2_ENT | TVA_Transmission | ENT | Internal | Shoulder | B11 | 25 | 3000 | 0 | 54.32 | 55.32 | 9 | 0
2015 | TVA_Transmission_2_ENT | TVA_Transmission | ENT | Internal | Shoulder | B12 | 200 | 3000 | 0 | 44.38 | 39.32 | 9 | 0
2015 | TVA_Transmission_2_ENT | TVA_Transmission | ENT | Internal | Shoulder | B13 | 600 | 3000 | 0 | 42.38 | 39.32 | 9 | 0
2015 | TVA_Transmission_2_ENT | TVA_Transmission | ENT | Internal | Shoulder | B14 | 900 | 3000 | 0 | 41.06 | 39.04 | 9 | 0
2015 | TVA_Transmission_2_ENT | TVA_Transmission | ENT | Internal | Shoulder | B15 | 1203 | 3000 | 0 | 39.91 | 37.77 | 9 | 0
2015 | TVA_Transmission_2_ENT | TVA_Transmission | ENT | Internal | Summer | B1 | 10 | 3000 | 0 | 68.79 | 60.79 | 9 | 0
2015 | TVA_Transmission_2_ENT | TVA_Transmission | ENT | Internal | Summer | B2 | 25 | 3000 | 0 | 67.29 | 59.29 | 9 | 0
2015 | TVA_Transmission_2_ENT | TVA_Transmission | ENT | Internal | Summer | B3 | 75 | 3000 | 0 | 64.29 | 58.43 | 9 | 0
2015 | TVA_Transmission_2_ENT | TVA_Transmission | ENT | Internal | Summer | B4 | 100 | 3000 | 0 | 63.57 | 57.64 | 9 | 0
2015 | TVA_Transmission_2_ENT | TVA_Transmission | ENT | Internal | Summer | B5 | 200 | 3000 | 0 | 54.8 | 53.58 | 9 | 0
2015 | TVA_Transmission_2_ENT | TVA_Transmission | ENT | Internal | Summer | B6 | 300 | 3000 | 0 | 47.88 | 46.15 | 9 | 0
2015 | TVA_Transmission_2_ENT | TVA_Transmission | ENT | Internal | Summer | B7 | 400 | 3000 | 0 | 43.31 | 43.72 | 9 | 0
2015 | TVA_Transmission_2_ENT | TVA_Transmission | ENT | Internal | Summer | B8 | 500 | 3000 | 0 | 39.85 | 38.1 | 9 | 0
2015 | TVA_Transmission_2_ENT | TVA_Transmission | ENT | Internal | Summer | B9 | 800 | 3000 | 0 | 39.09 | 37.83 | 9 | 0
2015 | TVA_Transmission_2_ENT | TVA_Transmission | ENT | Internal | Summer | B10 | 1262 | 3000 | 0 | 36.46 | 36.6 | 9 | 0
2015 | TVA_Transmission_2_ENT | TVA_Transmission | ENT | Internal | Winter | B16 | 25 | 3000 | 0 | 56.78 | 53.57 | 9 | 0
2015 | TVA_Transmission_2_ENT | TVA_Transmission | ENT | Internal | Winter | B17 | 100 | 3000 | 0 | 46.85 | 41.76 | 9 | 0
2015 | TVA_Transmission_2_ENT | TVA_Transmission | ENT | Internal | Winter | B18 | 400 | 3000 | 0 | 43.36 | 41.46 | 9 | 0
2015 | TVA_Transmission_2_ENT | TVA_Transmission | ENT | Internal | Winter | B19 | 700 | 3000 | 0 | 41.34 | 41.46 | 9 | 0
2015 | TVA_Transmission_2_ENT | TVA_Transmission | ENT | Internal | Winter | B20 | 935 | 3000 | 0 | 39.59 | 40.11 | 9 | 0
2015 | TVA_Transmission_2_NonRTO_Midwest | TVA_Transmission | NonRTO_Midwest | Internal | Shoulder | B11 | 25 | 700 | 0 | 54.32 | 56.07 | 9 | 0
2015 | TVA_Transmission_2_NonRTO_Midwest | TVA_Transmission | NonRTO_Midwest | Internal | Shoulder | B12 | 200 | 700 | 0 | 44.38 | 48.67 | 9 | 0
2015 | TVA_Transmission_2_NonRTO_Midwest | TVA_Transmission | NonRTO_Midwest | Internal | Shoulder | B13 | 600 | 700 | 0 | 42.38 | 45.64 | 9 | 0
2015 | TVA_Transmission_2_NonRTO_Midwest | TVA_Transmission | NonRTO_Midwest | Internal | Shoulder | B14 | 900 | 700 | 0 | 41.06 | 35.98 | 9 | 0
2015 | TVA_Transmission_2_NonRTO_Midwest | TVA_Transmission | NonRTO_Midwest | Internal | Shoulder | B15 | 1203 | 700 | 0 | 39.91 | 32.92 | 9 | 0
2015 | TVA_Transmission_2_NonRTO_Midwest | TVA_Transmission | NonRTO_Midwest | Internal | Summer | B1 | 10 | 700 | 0 | 68.79 | 65.02 | 9 | 0
2015 | TVA_Transmission_2_NonRTO_Midwest | TVA_Transmission | NonRTO_Midwest | Internal | Summer | B2 | 25 | 700 | 0 | 67.29 | 65.02 | 9 | 0
2015 | TVA_Transmission_2_NonRTO_Midwest | TVA_Transmission | NonRTO_Midwest | Internal | Summer | B3 | 75 | 700 | 0 | 64.29 | 65.02 | 9 | 0
2015 | TVA_Transmission_2_NonRTO_Midwest | TVA_Transmission | NonRTO_Midwest | Internal | Summer | B4 | 100 | 700 | 0 | 63.57 | 63.58 | 9 | 0
2015 | TVA_Transmission_2_NonRTO_Midwest | TVA_Transmission | NonRTO_Midwest | Internal | Summer | B5 | 200 | 700 | 0 | 54.8 | 56.52 | 9 | 0
2015 | TVA_Transmission_2_NonRTO_Midwest | TVA_Transmission | NonRTO_Midwest | Internal | Summer | B6 | 300 | 700 | 0 | 47.88 | 51.11 | 9 | 0
2015 | TVA_Transmission_2_NonRTO_Midwest | TVA_Transmission | NonRTO_Midwest | Internal | Summer | B7 | 400 | 700 | 0 | 43.31 | 35.95 | 9 | 0
2015 | TVA_Transmission_2_NonRTO_Midwest | TVA_Transmission | NonRTO_Midwest | Internal | Summer | B8 | 500 | 700 | 0 | 39.85 | 34.5 | 9 | 0
2015 | TVA_Transmission_2_NonRTO_Midwest | TVA_Transmission | NonRTO_Midwest | Internal | Summer | B9 | 800 | 700 | 0 | 39.09 | 32.92 | 9 | 0
2015 | TVA_Transmission_2_NonRTO_Midwest | TVA_Transmission | NonRTO_Midwest | Internal | Summer | B10 | 1262 | 700 | 0 | 36.46 | 32.07 | 9 | 0
2015 | TVA_Transmission_2_NonRTO_Midwest | TVA_Transmission | NonRTO_Midwest | Internal | Winter | B16 | 25 | 700 | 0 | 56.78 | 56.79 | 9 | 0
2015 | TVA_Transmission_2_NonRTO_Midwest | TVA_Transmission | NonRTO_Midwest | Internal | Winter | B17 | 100 | 700 | 0 | 46.85 | 51.21 | 9 | 0
2015 | TVA_Transmission_2_NonRTO_Midwest | TVA_Transmission | NonRTO_Midwest | Internal | Winter | B18 | 400 | 700 | 0 | 43.36 | 47.15 | 9 | 0
2015 | TVA_Transmission_2_NonRTO_Midwest | TVA_Transmission | NonRTO_Midwest | Internal | Winter | B19 | 700 | 700 | 0 | 41.34 | 36.09 | 9 | 0
2015 | TVA_Transmission_2_NonRTO_Midwest | TVA_Transmission | NonRTO_Midwest | Internal | Winter | B20 | 935 | 700 | 0 | 39.59 | 33 | 9 | 0
2015 | TVA_Transmission_2_SOCO | TVA_Transmission | SOCO | Internal | Shoulder | B11 | 25 | 3200 | 202.23 | 54.32 | 63.32 | 9 | 0
2015 | TVA_Transmission_2_SOCO | TVA_Transmission | SOCO | Internal | Shoulder | B12 | 200 | 3200 | 0 | 44.38 | 43.06 | 9 | 0
2015 | TVA_Transmission_2_SOCO | TVA_Transmission | SOCO | Internal | Shoulder | B13 | 600 | 3200 | 0 | 42.38 | 40 | 9 | 0
2015 | TVA_Transmission_2_SOCO | TVA_Transmission | SOCO | Internal | Shoulder | B14 | 900 | 3200 | 0 | 41.06 | 40 | 9 | 0
2015 | TVA_Transmission_2_SOCO | TVA_Transmission | SOCO | Internal | Shoulder | B15 | 1203 | 3200 | 0 | 39.91 | 40 | 9 | 0
2015 | TVA_Transmission_2_SOCO | TVA_Transmission | SOCO | Internal | Summer | B1 | 10 | 3200 | 0 | 68.79 | 66.43 | 9 | 0
2015 | TVA_Transmission_2_SOCO | TVA_Transmission | SOCO | Internal | Summer | B2 | 25 | 3200 | 0 | 67.29 | 66.43 | 9 | 0
2015 | TVA_Transmission_2_SOCO | TVA_Transmission | SOCO | Internal | Summer | B3 | 75 | 3200 | 0 | 64.29 | 66.43 | 9 | 0
2015 | TVA_Transmission_2_SOCO | TVA_Transmission | SOCO | Internal | Summer | B4 | 100 | 3200 | 0 | 63.57 | 66.43 | 9 | 0
2015 | TVA_Transmission_2_SOCO | TVA_Transmission | SOCO | Internal | Summer | B5 | 200 | 3200 | 0 | 54.8 | 62.02 | 9 | 0
2015 | TVA_Transmission_2_SOCO | TVA_Transmission | SOCO | Internal | Summer | B6 | 300 | 3200 | 0 | 47.88 | 54.15 | 9 | 0
2015 | TVA_Transmission_2_SOCO | TVA_Transmission | SOCO | Internal | Summer | B7 | 400 | 3200 | 0 | 43.31 | 51.72 | 9 | 0
2015 | TVA_Transmission_2_SOCO | TVA_Transmission | SOCO | Internal | Summer | B8 | 500 | 3200 | 0 | 39.85 | 43.47 | 9 | 0
2015 | TVA_Transmission_2_SOCO | TVA_Transmission | SOCO | Internal | Summer | B9 | 800 | 3200 | 0 | 39.09 | 38.83 | 9 | 0
2015 | TVA_Transmission_2_SOCO | TVA_Transmission | SOCO | Internal | Summer | B10 | 1262 | 3200 | 0 | 36.46 | 38.83 | 9 | 0
2015 | TVA_Transmission_2_SOCO | TVA_Transmission | SOCO | Internal | Winter | B16 | 25 | 3200 | 0 | 56.78 | 61.57 | 9 | 0
2015 | TVA_Transmission_2_SOCO | TVA_Transmission | SOCO | Internal | Winter | B17 | 100 | 3200 | 0 | 46.85 | 43.89 | 9 | 0
2015 | TVA_Transmission_2_SOCO | TVA_Transmission | SOCO | Internal | Winter | B18 | 400 | 3200 | 0 | 43.36 | 42.39 | 9 | 0
2015 | TVA_Transmission_2_SOCO | TVA_Transmission | SOCO | Internal | Winter | B19 | 700 | 3200 | 0 | 41.34 | 42.39 | 9 | 0
2015 | TVA_Transmission_2_SOCO | TVA_Transmission | SOCO | Internal | Winter | B20 | 935 | 3200 | 0 | 39.59 | 42.39 | 9 | 0
2015 | TVA_Transmission_2_TVA | TVA_Transmission | TVA | Internal | Shoulder | B11 | 25 | 99999 | 475.53 | 54.32 | 54.33 | 0.01 | 0
2015 | TVA_Transmission_2_TVA | TVA_Transmission | TVA | Internal | Shoulder | B12 | 200 | 99999 | 0 | 44.38 | 41.02 | 0.01 | 0
2015 | TVA_Transmission_2_TVA | TVA_Transmission | TVA | Internal | Shoulder | B13 | 600 | 99999 | 0 | 42.38 | 39.49 | 0.01 | 0
2015 | TVA_Transmission_2_TVA | TVA_Transmission | TVA | Internal | Shoulder | B14 | 900 | 99999 | 0 | 41.06 | 39.49 | 0.01 | 0
2015 | TVA_Transmission_2_TVA | TVA_Transmission | TVA | Internal | Shoulder | B15 | 1203 | 99999 | 0 | 39.91 | 39.49 | 0.01 | 0
2015 | TVA_Transmission_2_TVA | TVA_Transmission | TVA | Internal | Summer | B1 | 10 | 99999 | 3526.81 | 68.79 | 68.8 | 0.01 | 0
2015 | TVA_Transmission_2_TVA | TVA_Transmission | TVA | Internal | Summer | B2 | 25 | 99999 | 2834.64 | 67.29 | 67.3 | 0.01 | 0
2015 | TVA_Transmission_2_TVA | TVA_Transmission | TVA | Internal | Summer | B3 | 75 | 99999 | 1504.78 | 64.29 | 64.3 | 0.01 | 0
2015 | TVA_Transmission_2_TVA | TVA_Transmission | TVA | Internal | Summer | B4 | 100 | 99999 | 902.86 | 63.57 | 63.58 | 0.01 | 0
2015 | TVA_Transmission_2_TVA | TVA_Transmission | TVA | Internal | Summer | B5 | 200 | 99999 | 0 | 54.8 | 50.94 | 0.01 | 0
2015 | TVA_Transmission_2_TVA | TVA_Transmission | TVA | Internal | Summer | B6 | 300 | 99999 | 0 | 47.88 | 39.84 | 0.01 | 0
2015 | TVA_Transmission_2_TVA | TVA_Transmission | TVA | Internal | Summer | B7 | 400 | 99999 | 0 | 43.31 | 39.28 | 0.01 | 0
2015 | TVA_Transmission_2_TVA | TVA_Transmission | TVA | Internal | Summer | B8 | 500 | 99999 | 0 | 39.85 | 38.22 | 0.01 | 0
2015 | TVA_Transmission_2_TVA | TVA_Transmission | TVA | Internal | Summer | B9 | 800 | 99999 | 0 | 39.09 | 38.22 | 0.01 | 0
2015 | TVA_Transmission_2_TVA | TVA_Transmission | TVA | Internal | Summer | B10 | 1262 | 99999 | 0 | 36.46 | 35.46 | 0.01 | 0
2015 | TVA_Transmission_2_TVA | TVA_Transmission | TVA | Internal | Winter | B16 | 25 | 99999 | 0 | 56.78 | 54.82 | 0.01 | 0
2015 | TVA_Transmission_2_TVA | TVA_Transmission | TVA | Internal | Winter | B17 | 100 | 99999 | 0 | 46.85 | 43.7 | 0.01 | 0
2015 | TVA_Transmission_2_TVA | TVA_Transmission | TVA | Internal | Winter | B18 | 400 | 99999 | 0 | 43.36 | 39.34 | 0.01 | 0
2015 | TVA_Transmission_2_TVA | TVA_Transmission | TVA | Internal | Winter | B19 | 700 | 99999 | 0 | 41.34 | 39.34 | 0.01 | 0
2015 | TVA_Transmission_2_TVA | TVA_Transmission | TVA | Internal | Winter | B20 | 935 | 99999 | 0 | 39.59 | 39.34 | 0.01 | 0
2015 | TVA_Transmission_2_VACAR | TVA_Transmission | VACAR | Internal | Shoulder | B11 | 25 | 900 | 0 | 54.32 | 59.38 | 9 | 0
2015 | TVA_Transmission_2_VACAR | TVA_Transmission | VACAR | Internal | Shoulder | B12 | 200 | 900 | 0 | 44.38 | 48.66 | 9 | 0
2015 | TVA_Transmission_2_VACAR | TVA_Transmission | VACAR | Internal | Shoulder | B13 | 600 | 900 | 0 | 42.38 | 45.96 | 9 | 0
2015 | TVA_Transmission_2_VACAR | TVA_Transmission | VACAR | Internal | Shoulder | B14 | 900 | 900 | 0 | 41.06 | 45.66 | 9 | 0
2015 | TVA_Transmission_2_VACAR | TVA_Transmission | VACAR | Internal | Shoulder | B15 | 1203 | 900 | 0 | 39.91 | 42.76 | 9 | 0
2015 | TVA_Transmission_2_VACAR | TVA_Transmission | VACAR | Internal | Summer | B1 | 10 | 900 | 0 | 68.79 | 69.73 | 9 | 0
2015 | TVA_Transmission_2_VACAR | TVA_Transmission | VACAR | Internal | Summer | B2 | 25 | 900 | 0 | 67.29 | 69.73 | 9 | 0
2015 | TVA_Transmission_2_VACAR | TVA_Transmission | VACAR | Internal | Summer | B3 | 75 | 900 | 0 | 64.29 | 69.73 | 9 | 0
2015 | TVA_Transmission_2_VACAR | TVA_Transmission | VACAR | Internal | Summer | B4 | 100 | 900 | 0 | 63.57 | 68.59 | 9 | 0
2015 | TVA_Transmission_2_VACAR | TVA_Transmission | VACAR | Internal | Summer | B5 | 200 | 900 | 0 | 54.8 | 57.65 | 9 | 0
2015 | TVA_Transmission_2_VACAR | TVA_Transmission | VACAR | Internal | Summer | B6 | 300 | 900 | 0 | 47.88 | 51.11 | 9 | 0
2015 | TVA_Transmission_2_VACAR | TVA_Transmission | VACAR | Internal | Summer | B7 | 400 | 900 | 0 | 43.31 | 47.04 | 9 | 0
2015 | TVA_Transmission_2_VACAR | TVA_Transmission | VACAR | Internal | Summer | B8 | 500 | 900 | 0 | 39.85 | 43.81 | 9 | 0
2015 | TVA_Transmission_2_VACAR | TVA_Transmission | VACAR | Internal | Summer | B9 | 800 | 900 | 0 | 39.09 | 42.35 | 9 | 0
2015 | TVA_Transmission_2_VACAR | TVA_Transmission | VACAR | Internal | Summer | B10 | 1262 | 900 | 0 | 36.46 | 41.46 | 9 | 0
2015 | TVA_Transmission_2_VACAR | TVA_Transmission | VACAR | Internal | Winter | B16 | 25 | 900 | 152.24 | 56.78 | 65.78 | 9 | 0
2015 | TVA_Transmission_2_VACAR | TVA_Transmission | VACAR | Internal | Winter | B17 | 100 | 900 | 0 | 46.85 | 51.2 | 9 | 0
2015 | TVA_Transmission_2_VACAR | TVA_Transmission | VACAR | Internal | Winter | B18 | 400 | 900 | 0 | 43.36 | 47.15 | 9 | 0
2015 | TVA_Transmission_2_VACAR | TVA_Transmission | VACAR | Internal | Winter | B19 | 700 | 900 | 0 | 41.34 | 45.28 | 9 | 0
2015 | TVA_Transmission_2_VACAR | TVA_Transmission | VACAR | Internal | Winter | B20 | 935 | 900 | 0 | 39.59 | 42.73 | 9 | 0
2015 | VACAR_2_SOCO | VACAR | SOCO | Internal | Shoulder | B11 | 25 | 3000 | 0 | 59.38 | 63.32 | 7 | 0
2015 | VACAR_2_SOCO | VACAR | SOCO | Internal | Shoulder | B12 | 200 | 3000 | 0 | 48.66 | 43.06 | 7 | 0
2015 | VACAR_2_SOCO | VACAR | SOCO | Internal | Shoulder | B13 | 600 | 3000 | 0 | 45.96 | 40 | 7 | 0
2015 | VACAR_2_SOCO | VACAR | SOCO | Internal | Shoulder | B14 | 900 | 3000 | 0 | 45.66 | 40 | 7 | 0
2015 | VACAR_2_SOCO | VACAR | SOCO | Internal | Shoulder | B15 | 1203 | 3000 | 0 | 42.76 | 40 | 7 | 0
2015 | VACAR_2_SOCO | VACAR | SOCO | Internal | Summer | B1 | 10 | 3000 | 0 | 69.73 | 66.43 | 7 | 0
2015 | VACAR_2_SOCO | VACAR | SOCO | Internal | Summer | B2 | 25 | 3000 | 0 | 69.73 | 66.43 | 7 | 0
2015 | VACAR_2_SOCO | VACAR | SOCO | Internal | Summer | B3 | 75 | 3000 | 0 | 69.73 | 66.43 | 7 | 0
2015 | VACAR_2_SOCO | VACAR | SOCO | Internal | Summer | B4 | 100 | 3000 | 0 | 68.59 | 66.43 | 7 | 0
2015 | VACAR_2_SOCO | VACAR | SOCO | Internal | Summer | B5 | 200 | 3000 | 0 | 57.65 | 62.02 | 7 | 0
2015 | VACAR_2_SOCO | VACAR | SOCO | Internal | Summer | B6 | 300 | 3000 | 0 | 51.11 | 54.15 | 7 | 0
2015 | VACAR_2_SOCO | VACAR | SOCO | Internal | Summer | B7 | 400 | 3000 | 0 | 47.04 | 51.72 | 7 | 0
2015 | VACAR_2_SOCO | VACAR | SOCO | Internal | Summer | B8 | 500 | 3000 | 0 | 43.81 | 43.47 | 7 | 0
2015 | VACAR_2_SOCO | VACAR | SOCO | Internal | Summer | B9 | 800 | 3000 | 0 | 42.35 | 38.83 | 7 | 0
2015 | VACAR_2_SOCO | VACAR | SOCO | Internal | Summer | B10 | 1262 | 3000 | 0 | 41.46 | 38.83 | 7 | 0
2015 | VACAR_2_SOCO | VACAR | SOCO | Internal | Winter | B16 | 25 | 3000 | 0 | 65.78 | 61.57 | 7 | 0
2015 | VACAR_2_SOCO | VACAR | SOCO | Internal | Winter | B17 | 100 | 3000 | 0 | 51.2 | 43.89 | 7 | 0
2015 | VACAR_2_SOCO | VACAR | SOCO | Internal | Winter | B18 | 400 | 3000 | 0 | 47.15 | 42.39 | 7 | 0
2015 | VACAR_2_SOCO | VACAR | SOCO | Internal | Winter | B19 | 700 | 3000 | 0 | 45.28 | 42.39 | 7 | 0
2015 | VACAR_2_SOCO | VACAR | SOCO | Internal | Winter | B20 | 935 | 3000 | 0 | 42.73 | 42.39 | 7 | 0
2015 | VACAR_2_TVA_Transmission | VACAR | TVA_Transmission | Internal | Shoulder | B11 | 25 | 900 | 0 | 59.38 | 54.32 | 7 | 0
2015 | VACAR_2_TVA_Transmission | VACAR | TVA_Transmission | Internal | Shoulder | B12 | 200 | 900 | 0 | 48.66 | 44.38 | 7 | 0
2015 | VACAR_2_TVA_Transmission | VACAR | TVA_Transmission | Internal | Shoulder | B13 | 600 | 900 | 0 | 45.96 | 42.38 | 7 | 0
2015 | VACAR_2_TVA_Transmission | VACAR | TVA_Transmission | Internal | Shoulder | B14 | 900 | 900 | 0 | 45.66 | 41.06 | 7 | 0
2015 | VACAR_2_TVA_Transmission | VACAR | TVA_Transmission | Internal | Shoulder | B15 | 1203 | 900 | 0 | 42.76 | 39.91 | 7 | 0
2015 | VACAR_2_TVA_Transmission | VACAR | TVA_Transmission | Internal | Summer | B1 | 10 | 900 | 0 | 69.73 | 68.79 | 7 | 0
2015 | VACAR_2_TVA_Transmission | VACAR | TVA_Transmission | Internal | Summer | B2 | 25 | 900 | 0 | 69.73 | 67.29 | 7 | 0
2015 | VACAR_2_TVA_Transmission | VACAR | TVA_Transmission | Internal | Summer | B3 | 75 | 900 | 0 | 69.73 | 64.29 | 7 | 0
2015 | VACAR_2_TVA_Transmission | VACAR | TVA_Transmission | Internal | Summer | B4 | 100 | 900 | 0 | 68.59 | 63.57 | 7 | 0
2015 | VACAR_2_TVA_Transmission | VACAR | TVA_Transmission | Internal | Summer | B5 | 200 | 900 | 0 | 57.65 | 54.8 | 7 | 0
2015 | VACAR_2_TVA_Transmission | VACAR | TVA_Transmission | Internal | Summer | B6 | 300 | 900 | 0 | 51.11 | 47.88 | 7 | 0
2015 | VACAR_2_TVA_Transmission | VACAR | TVA_Transmission | Internal | Summer | B7 | 400 | 900 | 0 | 47.04 | 43.31 | 7 | 0
2015 | VACAR_2_TVA_Transmission | VACAR | TVA_Transmission | Internal | Summer | B8 | 500 | 900 | 0 | 43.81 | 39.85 | 7 | 0
2015 | VACAR_2_TVA_Transmission | VACAR | TVA_Transmission | Internal | Summer | B9 | 800 | 900 | 0 | 42.35 | 39.09 | 7 | 0
2015 | VACAR_2_TVA_Transmission | VACAR | TVA_Transmission | Internal | Summer | B10 | 1262 | 900 | 0 | 41.46 | 36.46 | 7 | 0
2015 | VACAR_2_TVA_Transmission | VACAR | TVA_Transmission | Internal | Winter | B16 | 25 | 900 | 0 | 65.78 | 56.78 | 7 | 0
2015 | VACAR_2_TVA_Transmission | VACAR | TVA_Transmission | Internal | Winter | B17 | 100 | 900 | 0 | 51.2 | 46.85 | 7 | 0
2015 | VACAR_2_TVA_Transmission | VACAR | TVA_Transmission | Internal | Winter | B18 | 400 | 900 | 0 | 47.15 | 43.36 | 7 | 0
2015 | VACAR_2_TVA_Transmission | VACAR | TVA_Transmission | Internal | Winter | B19 | 700 | 900 | 0 | 45.28 | 41.34 | 7 | 0
2015 | VACAR_2_TVA_Transmission | VACAR | TVA_Transmission | Internal | Winter | B20 | 935 | 900 | 0 | 42.73 | 39.59 | 7 | 0
2020 | ENT_2_MISO_MO-IL | ENT | MISO_MO-IL | Internal | Shoulder | B11 | 25 | 2260 | 0 | 59.7 | 55.7 | 8 | 0
2020 | ENT_2_MISO_MO-IL | ENT | MISO_MO-IL | Internal | Shoulder | B12 | 200 | 2260 | 0 | 42.38 | 46.41 | 8 | 0
2020 | ENT_2_MISO_MO-IL | ENT | MISO_MO-IL | Internal | Shoulder | B13 | 600 | 2260 | 0 | 42.38 | 42.44 | 8 | 0
2020 | ENT_2_MISO_MO-IL | ENT | MISO_MO-IL | Internal | Shoulder | B14 | 900 | 2260 | 0 | 42.38 | 40.14 | 8 | 0
2020 | ENT_2_MISO_MO-IL | ENT | MISO_MO-IL | Internal | Shoulder | B15 | 1203 | 2260 | 0 | 42.07 | 38.1 | 8 | 0
2020 | ENT_2_MISO_MO-IL | ENT | MISO_MO-IL | Internal | Summer | B1 | 10 | 2260 | 0 | 64.53 | 64.53 | 8 | 0
2020 | ENT_2_MISO_MO-IL | ENT | MISO_MO-IL | Internal | Summer | B2 | 25 | 2260 | 0 | 63.16 | 63.37 | 8 | 0
2020 | ENT_2_MISO_MO-IL | ENT | MISO_MO-IL | Internal | Summer | B3 | 75 | 2260 | 0 | 62.36 | 61.99 | 8 | 0
2020 | ENT_2_MISO_MO-IL | ENT | MISO_MO-IL | Internal | Summer | B4 | 100 | 2260 | 0 | 62.36 | 61.17 | 8 | 0
2020 | ENT_2_MISO_MO-IL | ENT | MISO_MO-IL | Internal | Summer | B5 | 200 | 2260 | 0 | 59.77 | 58.77 | 8 | 0
2020 | ENT_2_MISO_MO-IL | ENT | MISO_MO-IL | Internal | Summer | B6 | 300 | 2260 | 0 | 55.77 | 47.77 | 8 | 0
2020 | ENT_2_MISO_MO-IL | ENT | MISO_MO-IL | Internal | Summer | B7 | 400 | 2260 | 0 | 48.06 | 40.4 | 8 | 0
2020 | ENT_2_MISO_MO-IL | ENT | MISO_MO-IL | Internal | Summer | B8 | 500 | 2260 | 0 | 41 | 38.03 | 8 | 0
2020 | ENT_2_MISO_MO-IL | ENT | MISO_MO-IL | Internal | Summer | B9 | 800 | 2260 | 0 | 41 | 37.02 | 8 | 0
2020 | ENT_2_MISO_MO-IL | ENT | MISO_MO-IL | Internal | Summer | B10 | 1262 | 2260 | 0 | 40.71 | 36 | 8 | 0
2020 | ENT_2_MISO_MO-IL | ENT | MISO_MO-IL | Internal | Winter | B16 | 25 | 2260 | 0 | 57.25 | 52.25 | 8 | 0
2020 | ENT_2_MISO_MO-IL | ENT | MISO_MO-IL | Internal | Winter | B17 | 100 | 2260 | 0 | 45.1 | 48.27 | 8 | 0
2020 | ENT_2_MISO_MO-IL | ENT | MISO_MO-IL | Internal | Winter | B18 | 400 | 2260 | 0 | 45.1 | 42.33 | 8 | 0
2020 | ENT_2_MISO_MO-IL | ENT | MISO_MO-IL | Internal | Winter | B19 | 700 | 2260 | 0 | 44.77 | 41.55 | 8 | 0
2020 | ENT_2_MISO_MO-IL | ENT | MISO_MO-IL | Internal | Winter | B20 | 935 | 2260 | 0 | 43.74 | 37.4 | 8 | 0
2020 | ENT_2_SOCO | ENT | SOCO | Internal | Shoulder | B11 | 25 | 2000 | 0 | 59.7 | 67.66 | 8 | 0
2020 | ENT_2_SOCO | ENT | SOCO | Internal | Shoulder | B12 | 200 | 2000 | 0 | 42.38 | 44.26 | 8 | 0
2020 | ENT_2_SOCO | ENT | SOCO | Internal | Shoulder | B13 | 600 | 2000 | 0 | 42.38 | 42.57 | 8 | 0
2020 | ENT_2_SOCO | ENT | SOCO | Internal | Shoulder | B14 | 900 | 2000 | 0 | 42.38 | 42.57 | 8 | 0
2020 | ENT_2_SOCO | ENT | SOCO | Internal | Shoulder | B15 | 1203 | 2000 | 0 | 42.07 | 42.57 | 8 | 0
2020 | ENT_2_SOCO | ENT | SOCO | Internal | Summer | B1 | 10 | 2000 | 0 | 64.53 | 71.71 | 8 | 0
2020 | ENT_2_SOCO | ENT | SOCO | Internal | Summer | B2 | 25 | 2000 | 0 | 63.16 | 70.36 | 8 | 0
2020 | ENT_2_SOCO | ENT | SOCO | Internal | Summer | B3 | 75 | 2000 | 1767.74 | 62.36 | 70.36 | 8 | 0
2020 | ENT_2_SOCO | ENT | SOCO | Internal | Summer | B4 | 100 | 2000 | 1809.48 | 62.36 | 70.36 | 8 | 0
2020 | ENT_2_SOCO | ENT | SOCO | Internal | Summer | B5 | 200 | 2000 | 2000 | 59.77 | 70.36 | 8 | 2.59
2020 | ENT_2_SOCO | ENT | SOCO | Internal | Summer | B6 | 300 | 2000 | 0 | 55.77 | 62.04 | 8 | 0
2020 | ENT_2_SOCO | ENT | SOCO | Internal | Summer | B7 | 400 | 2000 | 549.37 | 48.06 | 56.06 | 8 | 0
2020 | ENT_2_SOCO | ENT | SOCO | Internal | Summer | B8 | 500 | 2000 | 0 | 41 | 44.07 | 8 | 0
2020 | ENT_2_SOCO | ENT | SOCO | Internal | Summer | B9 | 800 | 2000 | 0 | 41 | 41.3 | 8 | 0
2020 | ENT_2_SOCO | ENT | SOCO | Internal | Summer | B10 | 1262 | 2000 | 0 | 40.71 | 41.3 | 8 | 0
2020 | ENT_2_SOCO | ENT | SOCO | Internal | Winter | B16 | 25 | 2000 | 1631.04 | 57.25 | 65.25 | 8 | 0
2020 | ENT_2_SOCO | ENT | SOCO | Internal | Winter | B17 | 100 | 2000 | 0 | 45.1 | 46.26 | 8 | 0
2020 | ENT_2_SOCO | ENT | SOCO | Internal | Winter | B18 | 400 | 2000 | 0 | 45.1 | 45.18 | 8 | 0
2020 | ENT_2_SOCO | ENT | SOCO | Internal | Winter | B19 | 700 | 2000 | 0 | 44.77 | 45.18 | 8 | 0
2020 | ENT_2_SOCO | ENT | SOCO | Internal | Winter | B20 | 935 | 2000 | 0 | 43.74 | 44.64 | 8 | 0
2020 | ENT_2_SPP_N | ENT | SPP_N | Internal | Shoulder | B11 | 25 | 1300 | 0 | 59.7 | 62.7 | 8 | 0
2020 | ENT_2_SPP_N | ENT | SPP_N | Internal | Shoulder | B12 | 200 | 1300 | 0 | 42.38 | 45.26 | 8 | 0
2020 | ENT_2_SPP_N | ENT | SPP_N | Internal | Shoulder | B13 | 600 | 1300 | 0 | 42.38 | 42.06 | 8 | 0
2020 | ENT_2_SPP_N | ENT | SPP_N | Internal | Shoulder | B14 | 900 | 1300 | 0 | 42.38 | 40.64 | 8 | 0
2020 | ENT_2_SPP_N | ENT | SPP_N | Internal | Shoulder | B15 | 1203 | 1300 | 0 | 42.07 | 40.53 | 8 | 0
2020 | ENT_2_SPP_N | ENT | SPP_N | Internal | Summer | B1 | 10 | 1300 | 0 | 64.53 | 66.76 | 8 | 0
2020 | ENT_2_SPP_N | ENT | SPP_N | Internal | Summer | B2 | 25 | 1300 | 0 | 63.16 | 66.76 | 8 | 0
2020 | ENT_2_SPP_N | ENT | SPP_N | Internal | Summer | B3 | 75 | 1300 | 0 | 62.36 | 66.76 | 8 | 0
2020 | ENT_2_SPP_N | ENT | SPP_N | Internal | Summer | B4 | 100 | 1300 | 0 | 62.36 | 65.34 | 8 | 0
2020 | ENT_2_SPP_N | ENT | SPP_N | Internal | Summer | B5 | 200 | 1300 | 0 | 59.77 | 61.61 | 8 | 0
2020 | ENT_2_SPP_N | ENT | SPP_N | Internal | Summer | B6 | 300 | 1300 | 0 | 55.77 | 55.77 | 8 | 0
2020 | ENT_2_SPP_N | ENT | SPP_N | Internal | Summer | B7 | 400 | 1300 | 0 | 48.06 | 47.41 | 8 | 0
2020 | ENT_2_SPP_N | ENT | SPP_N | Internal | Summer | B8 | 500 | 1300 | 0 | 41 | 40.98 | 8 | 0
2020 | ENT_2_SPP_N | ENT | SPP_N | Internal | Summer | B9 | 800 | 1300 | 0 | 41 | 39.65 | 8 | 0
2020 | ENT_2_SPP_N | ENT | SPP_N | Internal | Summer | B10 | 1262 | 1300 | 0 | 40.71 | 39.12 | 8 | 0
2020 | ENT_2_SPP_N | ENT | SPP_N | Internal | Winter | B16 | 25 | 1300 | 0 | 57.25 | 52.25 | 8 | 0
2020 | ENT_2_SPP_N | ENT | SPP_N | Internal | Winter | B17 | 100 | 1300 | 0 | 45.1 | 43.38 | 8 | 0
2020 | ENT_2_SPP_N | ENT | SPP_N | Internal | Winter | B18 | 400 | 1300 | 0 | 45.1 | 43.28 | 8 | 0
2020 | ENT_2_SPP_N | ENT | SPP_N | Internal | Winter | B19 | 700 | 1300 | 0 | 44.77 | 43.28 | 8 | 0
2020 | ENT_2_SPP_N | ENT | SPP_N | Internal | Winter | B20 | 935 | 1300 | 0 | 43.74 | 39.12 | 8 | 0
2020 | ENT_2_TVA_Transmission | ENT | TVA_Transmission | Internal | Shoulder | B11 | 25 | 2100 | 0 | 59.7 | 59.21 | 8 | 0
2020 | ENT_2_TVA_Transmission | ENT | TVA_Transmission | Internal | Shoulder | B12 | 200 | 2100 | 0 | 42.38 | 48.39 | 8 | 0
2020 | ENT_2_TVA_Transmission | ENT | TVA_Transmission | Internal | Shoulder | B13 | 600 | 2100 | 0 | 42.38 | 44.8 | 8 | 0
2020 | ENT_2_TVA_Transmission | ENT | TVA_Transmission | Internal | Shoulder | B14 | 900 | 2100 | 0 | 42.38 | 42.99 | 8 | 0
2020 | ENT_2_TVA_Transmission | ENT | TVA_Transmission | Internal | Shoulder | B15 | 1203 | 2100 | 0 | 42.07 | 41.29 | 8 | 0
2020 | ENT_2_TVA_Transmission | ENT | TVA_Transmission | Internal | Summer | B1 | 10 | 2100 | 630.24 | 64.53 | 72.53 | 8 | 0
2020 | ENT_2_TVA_Transmission | ENT | TVA_Transmission | Internal | Summer | B2 | 25 | 2100 | 1024.59 | 63.16 | 71.16 | 8 | 0
2020 | ENT_2_TVA_Transmission | ENT | TVA_Transmission | Internal | Summer | B3 | 75 | 2100 | 0 | 62.36 | 67.86 | 8 | 0
2020 | ENT_2_TVA_Transmission | ENT | TVA_Transmission | Internal | Summer | B4 | 100 | 2100 | 0 | 62.36 | 67.86 | 8 | 0
2020 | ENT_2_TVA_Transmission | ENT | TVA_Transmission | Internal | Summer | B5 | 200 | 2100 | 0 | 59.77 | 62.38 | 8 | 0
2020 | ENT_2_TVA_Transmission | ENT | TVA_Transmission | Internal | Summer | B6 | 300 | 2100 | 0 | 55.77 | 53.96 | 8 | 0
2020 | ENT_2_TVA_Transmission | ENT | TVA_Transmission | Internal | Summer | B7 | 400 | 2100 | 0 | 48.06 | 47.64 | 8 | 0
2020 | ENT_2_TVA_Transmission | ENT | TVA_Transmission | Internal | Summer | B8 | 500 | 2100 | 0 | 41 | 41.18 | 8 | 0
2020 | ENT_2_TVA_Transmission | ENT | TVA_Transmission | Internal | Summer | B9 | 800 | 2100 | 0 | 41 | 39.87 | 8 | 0
2020 | ENT_2_TVA_Transmission | ENT | TVA_Transmission | Internal | Summer | B10 | 1262 | 2100 | 0 | 40.71 | 38.25 | 8 | 0
2020 | ENT_2_TVA_Transmission | ENT | TVA_Transmission | Internal | Winter | B16 | 25 | 2100 | 0 | 57.25 | 56.36 | 8 | 0
2020 | ENT_2_TVA_Transmission | ENT | TVA_Transmission | Internal | Winter | B17 | 100 | 2100 | 0 | 45.1 | 50.65 | 8 | 0
2020 | ENT_2_TVA_Transmission | ENT | TVA_Transmission | Internal | Winter | B18 | 400 | 2100 | 0 | 45.1 | 45.88 | 8 | 0
2020 | ENT_2_TVA_Transmission | ENT | TVA_Transmission | Internal | Winter | B19 | 700 | 2100 | 0 | 44.77 | 44 | 8 | 0
2020 | ENT_2_TVA_Transmission | ENT | TVA_Transmission | Internal | Winter | B20 | 935 | 2100 | 0 | 43.74 | 40.84 | 8 | 0
2020 | HQ_NEISO_2_NEISO | HQ_NEISO | NEISO | Internal | Shoulder | B11 | 25 | 99999 | 2920 | 37.48 | 37.5 | 0.01 | 0
2020 | HQ_NEISO_2_NEISO | HQ_NEISO | NEISO | Internal | Shoulder | B12 | 200 | 99999 | 2920 | 37.48 | 37.5 | 0.01 | 0
2020 | HQ_NEISO_2_NEISO | HQ_NEISO | NEISO | Internal | Shoulder | B13 | 600 | 99999 | 2920 | 37.48 | 37.5 | 0.01 | 0
2020 | HQ_NEISO_2_NEISO | HQ_NEISO | NEISO | Internal | Shoulder | B14 | 900 | 99999 | 2920 | 37.48 | 37.5 | 0.01 | 0
2020 | HQ_NEISO_2_NEISO | HQ_NEISO | NEISO | Internal | Shoulder | B15 | 1203 | 99999 | 1143.24 | 37.48 | 37.5 | 0.01 | 0
2020 | HQ_NEISO_2_NEISO | HQ_NEISO | NEISO | Internal | Summer | B1 | 10 | 99999 | 2920 | 81.04 | 81.05 | 0.01 | 0
2020 | HQ_NEISO_2_NEISO | HQ_NEISO | NEISO | Internal | Summer | B2 | 25 | 99999 | 2920 | 68.16 | 68.17 | 0.01 | 0
2020 | HQ_NEISO_2_NEISO | HQ_NEISO | NEISO | Internal | Summer | B3 | 75 | 99999 | 2920 | 48.9 | 48.92 | 0.01 | 0
2020 | HQ_NEISO_2_NEISO | HQ_NEISO | NEISO | Internal | Summer | B4 | 100 | 99999 | 2920 | 43.13 | 43.14 | 0.01 | 0
2020 | HQ_NEISO_2_NEISO | HQ_NEISO | NEISO | Internal | Summer | B5 | 200 | 99999 | 2920 | 34.6 | 34.61 | 0.01 | 0
2020 | HQ_NEISO_2_NEISO | HQ_NEISO | NEISO | Internal | Summer | B6 | 300 | 99999 | 2920 | 34.6 | 34.61 | 0.01 | 0
2020 | HQ_NEISO_2_NEISO | HQ_NEISO | NEISO | Internal | Summer | B7 | 400 | 99999 | 2920 | 34.6 | 34.61 | 0.01 | 0
2020 | HQ_NEISO_2_NEISO | HQ_NEISO | NEISO | Internal | Summer | B8 | 500 | 99999 | 2920 | 34.6 | 34.61 | 0.01 | 0
2020 | HQ_NEISO_2_NEISO | HQ_NEISO | NEISO | Internal | Summer | B9 | 800 | 99999 | 2920 | 34.6 | 34.61 | 0.01 | 0
2020 | HQ_NEISO_2_NEISO | HQ_NEISO | NEISO | Internal | Summer | B10 | 1262 | 99999 | 795.94 | 34.6 | 34.61 | 0.01 | 0
2020 | HQ_NEISO_2_NEISO | HQ_NEISO | NEISO | Internal | Winter | B16 | 25 | 99999 | 2920 | 46.41 | 46.42 | 0.01 | 0
2020 | HQ_NEISO_2_NEISO | HQ_NEISO | NEISO | Internal | Winter | B17 | 100 | 99999 | 2920 | 46.41 | 46.42 | 0.01 | 0
2020 | HQ_NEISO_2_NEISO | HQ_NEISO | NEISO | Internal | Winter | B18 | 400 | 99999 | 2920 | 46.41 | 46.42 | 0.01 | 0
2020 | HQ_NEISO_2_NEISO | HQ_NEISO | NEISO | Internal | Winter | B19 | 700 | 99999 | 2920 | 46.41 | 46.42 | 0.01 | 0
2020 | HQ_NEISO_2_NEISO | HQ_NEISO | NEISO | Internal | Winter | B20 | 935 | 99999 | 1233.58 | 46.41 | 46.42 | 0.01 | 0
2020 | HQ_NY_2_NYISO_A-F | HQ_NY | NYISO_A-F | Internal | Shoulder | B11 | 25 | 99999 | 1000 | 40.48 | 40.5 | 0.01 | 0
2020 | HQ_NY_2_NYISO_A-F | HQ_NY | NYISO_A-F | Internal | Shoulder | B12 | 200 | 99999 | 1000 | 40.38 | 40.39 | 0.01 | 0
2020 | HQ_NY_2_NYISO_A-F | HQ_NY | NYISO_A-F | Internal | Shoulder | B13 | 600 | 99999 | 1000 | 39.86 | 39.87 | 0.01 | 0
2020 | HQ_NY_2_NYISO_A-F | HQ_NY | NYISO_A-F | Internal | Shoulder | B14 | 900 | 99999 | 1000 | 38.6 | 38.62 | 0.01 | 0
2020 | HQ_NY_2_NYISO_A-F | HQ_NY | NYISO_A-F | Internal | Shoulder | B15 | 1203 | 99999 | 188.69 | 38.6 | 38.62 | 0.01 | 0
2020 | HQ_NY_2_NYISO_A-F | HQ_NY | NYISO_A-F | Internal | Summer | B1 | 10 | 99999 | 1000 | 58.53 | 58.54 | 0.01 | 0
2020 | HQ_NY_2_NYISO_A-F | HQ_NY | NYISO_A-F | Internal | Summer | B2 | 25 | 99999 | 1000 | 57.16 | 57.17 | 0.01 | 0
2020 | HQ_NY_2_NYISO_A-F | HQ_NY | NYISO_A-F | Internal | Summer | B3 | 75 | 99999 | 1000 | 51.9 | 51.92 | 0.01 | 0
2020 | HQ_NY_2_NYISO_A-F | HQ_NY | NYISO_A-F | Internal | Summer | B4 | 100 | 99999 | 1000 | 46.13 | 46.14 | 0.01 | 0
2020 | HQ_NY_2_NYISO_A-F | HQ_NY | NYISO_A-F | Internal | Summer | B5 | 200 | 99999 | 1000 | 45.81 | 45.82 | 0.01 | 0
2020 | HQ_NY_2_NYISO_A-F | HQ_NY | NYISO_A-F | Internal | Summer | B6 | 300 | 99999 | 1000 | 42.31 | 42.32 | 0.01 | 0
2020 | HQ_NY_2_NYISO_A-F | HQ_NY | NYISO_A-F | Internal | Summer | B7 | 400 | 99999 | 1000 | 38.6 | 38.61 | 0.01 | 0
2020 | HQ_NY_2_NYISO_A-F | HQ_NY | NYISO_A-F | Internal | Summer | B8 | 500 | 99999 | 1000 | 37.59 | 37.6 | 0.01 | 0
2020 | HQ_NY_2_NYISO_A-F | HQ_NY | NYISO_A-F | Internal | Summer | B9 | 800 | 99999 | 1000 | 37.14 | 37.16 | 0.01 | 0
2020 | HQ_NY_2_NYISO_A-F | HQ_NY | NYISO_A-F | Internal | Summer | B10 | 1262 | 99999 | 30.11 | 37.14 | 37.16 | 0.01 | 0
2020 | HQ_NY_2_NYISO_A-F | HQ_NY | NYISO_A-F | Internal | Winter | B16 | 25 | 99999 | 1000 | 46.18 | 46.19 | 0.01 | 0
2020 | HQ_NY_2_NYISO_A-F | HQ_NY | NYISO_A-F | Internal | Winter | B17 | 100 | 99999 | 1000 | 43.41 | 43.42 | 0.01 | 0
2020 | HQ_NY_2_NYISO_A-F | HQ_NY | NYISO_A-F | Internal | Winter | B18 | 400 | 99999 | 1000 | 42.25 | 42.26 | 0.01 | 0
2020 | HQ_NY_2_NYISO_A-F | HQ_NY | NYISO_A-F | Internal | Winter | B19 | 700 | 99999 | 1000 | 42.25 | 42.26 | 0.01 | 0
2020 | HQ_NY_2_NYISO_A-F | HQ_NY | NYISO_A-F | Internal | Winter | B20 | 935 | 99999 | 229.95 | 42.25 | 42.26 | 0.01 | 0
2020 | HQ_IESO_2_IESO | HQ_IESO | IESO | Internal | Shoulder | B11 | 25 | 99999 | 400 | 31.6 | 31.62 | 0.01 | 0
2020 | HQ_IESO_2_IESO | HQ_IESO | IESO | Internal | Shoulder | B12 | 200 | 99999 | 400 | 33.38 | 33.39 | 0.01 | 0
2020 | HQ_IESO_2_IESO | HQ_IESO | IESO | Internal | Shoulder | B13 | 600 | 99999 | 400 | 31.6 | 31.62 | 0.01 | 0
2020 | HQ_IESO_2_IESO | HQ_IESO | IESO | Internal | Shoulder | B14 | 900 | 99999 | 400 | 31.6 | 31.62 | 0.01 | 0
2020 | HQ_IESO_2_IESO | HQ_IESO | IESO | Internal | Shoulder | B15 | 1203 | 99999 | 75.48 | 31.6 | 31.62 | 0.01 | 0
2020 | HQ_IESO_2_IESO | HQ_IESO | IESO | Internal | Summer | B1 | 10 | 99999 | 400 | 51.53 | 51.54 | 0.01 | 0
2020 | HQ_IESO_2_IESO | HQ_IESO | IESO | Internal | Summer | B2 | 25 | 99999 | 400 | 50.16 | 50.17 | 0.01 | 0
2020 | HQ_IESO_2_IESO | HQ_IESO | IESO | Internal | Summer | B3 | 75 | 99999 | 400 | 39.13 | 39.14 | 0.01 | 0
2020 | HQ_IESO_2_IESO | HQ_IESO | IESO | Internal | Summer | B4 | 100 | 99999 | 400 | 39.13 | 39.14 | 0.01 | 0
2020 | HQ_IESO_2_IESO | HQ_IESO | IESO | Internal | Summer | B5 | 200 | 99999 | 400 | 38.81 | 38.82 | 0.01 | 0
2020 | HQ_IESO_2_IESO | HQ_IESO | IESO | Internal | Summer | B6 | 300 | 99999 | 400 | 35.31 | 35.32 | 0.01 | 0
2020 | HQ_IESO_2_IESO | HQ_IESO | IESO | Internal | Summer | B7 | 400 | 99999 | 400 | 31.6 | 31.61 | 0.01 | 0
2020 | HQ_IESO_2_IESO | HQ_IESO | IESO | Internal | Summer | B8 | 500 | 99999 | 400 | 30.01 | 30.02 | 0.01 | 0
2020 | HQ_IESO_2_IESO | HQ_IESO | IESO | Internal | Summer | B9 | 800 | 99999 | 400 | 30.01 | 30.02 | 0.01 | 0
2020 | HQ_IESO_2_IESO | HQ_IESO | IESO | Internal | Summer | B10 | 1262 | 99999 | 12.04 | 30.01 | 30.02 | 0.01 | 0
2020 | HQ_IESO_2_IESO | HQ_IESO | IESO | Internal | Winter | B16 | 25 | 99999 | 400 | 39.18 | 39.19 | 0.01 | 0
2020 | HQ_IESO_2_IESO | HQ_IESO | IESO | Internal | Winter | B17 | 100 | 99999 | 400 | 36.41 | 36.42 | 0.01 | 0
2020 | HQ_IESO_2_IESO | HQ_IESO | IESO | Internal | Winter | B18 | 400 | 99999 | 400 | 35.25 | 35.26 | 0.01 | 0
2020 | HQ_IESO_2_IESO | HQ_IESO | IESO | Internal | Winter | B19 | 700 | 99999 | 400 | 35.25 | 35.26 | 0.01 | 0
2020 | HQ_IESO_2_IESO | HQ_IESO | IESO | Internal | Winter | B20 | 935 | 99999 | 91.98 | 35.25 | 35.26 | 0.01 | 0
2020 | IESO_2_MAPP_CA | IESO | MAPP_CA | Internal | Shoulder | B11 | 25 | 262 | 262 | 31.62 | 48.69 | 7 | 10.08
2020 | IESO_2_MAPP_CA | IESO | MAPP_CA | Internal | Shoulder | B12 | 200 | 262 | 262 | 33.39 | 46.39 | 7 | 6
2020 | IESO_2_MAPP_CA | IESO | MAPP_CA | Internal | Shoulder | B13 | 600 | 262 | 262 | 31.62 | 43.03 | 7 | 4.41
2020 | IESO_2_MAPP_CA | IESO | MAPP_CA | Internal | Shoulder | B14 | 900 | 262 | 262 | 31.62 | 43.03 | 7 | 4.41
2020 | IESO_2_MAPP_CA | IESO | MAPP_CA | Internal | Shoulder | B15 | 1203 | 262 | 262 | 31.62 | 43.03 | 7 | 4.41
2020 | IESO_2_MAPP_CA | IESO | MAPP_CA | Internal | Summer | B1 | 10 | 262 | 71.77 | 51.54 | 58.54 | 7 | 0
2020 | IESO_2_MAPP_CA | IESO | MAPP_CA | Internal | Summer | B2 | 25 | 262 | 182.26 | 50.17 | 57.17 | 7 | 0
2020 | IESO_2_MAPP_CA | IESO | MAPP_CA | Internal | Summer | B3 | 75 | 262 | 262 | 39.14 | 53.31 | 7 | 7.18
2020 | IESO_2_MAPP_CA | IESO | MAPP_CA | Internal | Summer | B4 | 100 | 262 | 262 | 39.14 | 51.33 | 7 | 5.19
2020 | IESO_2_MAPP_CA | IESO | MAPP_CA | Internal | Summer | B5 | 200 | 262 | 262 | 38.82 | 48.27 | 7 | 2.45
2020 | IESO_2_MAPP_CA | IESO | MAPP_CA | Internal | Summer | B6 | 300 | 262 | 262 | 35.32 | 48.27 | 7 | 5.95
2020 | IESO_2_MAPP_CA | IESO | MAPP_CA | Internal | Summer | B7 | 400 | 262 | 262 | 31.61 | 40.4 | 7 | 1.79
2020 | IESO_2_MAPP_CA | IESO | MAPP_CA | Internal | Summer | B8 | 500 | 262 | 262 | 30.02 | 39.64 | 7 | 2.62
2020 | IESO_2_MAPP_CA | IESO | MAPP_CA | Internal | Summer | B9 | 800 | 262 | 262 | 30.02 | 39.64 | 7 | 2.62
2020 | IESO_2_MAPP_CA | IESO | MAPP_CA | Internal | Summer | B10 | 1262 | 262 | 262 | 30.02 | 39.64 | 7 | 2.62
2020 | IESO_2_MAPP_CA | IESO | MAPP_CA | Internal | Winter | B16 | 25 | 262 | 262 | 39.19 | 52.23 | 7 | 6.03
2020 | IESO_2_MAPP_CA | IESO | MAPP_CA | Internal | Winter | B17 | 100 | 262 | 262 | 36.42 | 48.27 | 7 | 4.85
2020 | IESO_2_MAPP_CA | IESO | MAPP_CA | Internal | Winter | B18 | 400 | 262 | 262 | 35.26 | 48.27 | 7 | 6.01
2020 | IESO_2_MAPP_CA | IESO | MAPP_CA | Internal | Winter | B19 | 700 | 262 | 262 | 35.26 | 48.27 | 7 | 6.01
2020 | IESO_2_MAPP_CA | IESO | MAPP_CA | Internal | Winter | B20 | 935 | 262 | 262 | 35.26 | 48.27 | 7 | 6.01
2020 | IESO_2_MISO_MI | IESO | MISO_MI | Internal | Shoulder | B11 | 25 | 1840 | 1840 | 31.62 | 55.68 | 7 | 17.06
2020 | IESO_2_MISO_MI | IESO | MISO_MI | Internal | Shoulder | B12 | 200 | 1840 | 1840 | 33.39 | 46.41 | 7 | 6.02
2020 | IESO_2_MISO_MI | IESO | MISO_MI | Internal | Shoulder | B13 | 600 | 1840 | 1840 | 31.62 | 42.46 | 7 | 3.85
2020 | IESO_2_MISO_MI | IESO | MISO_MI | Internal | Shoulder | B14 | 900 | 1840 | 1840 | 31.62 | 40.16 | 7 | 1.54
2020 | IESO_2_MISO_MI | IESO | MISO_MI | Internal | Shoulder | B15 | 1203 | 1840 | 0 | 31.62 | 38.11 | 7 | 0
2020 | IESO_2_MISO_MI | IESO | MISO_MI | Internal | Summer | B1 | 10 | 1840 | 1840 | 51.54 | 64.12 | 7 | 5.57
2020 | IESO_2_MISO_MI | IESO | MISO_MI | Internal | Summer | B2 | 25 | 1840 | 1840 | 50.17 | 63.37 | 7 | 6.2
2020 | IESO_2_MISO_MI | IESO | MISO_MI | Internal | Summer | B3 | 75 | 1840 | 1840 | 39.14 | 60.38 | 7 | 14.24
2020 | IESO_2_MISO_MI | IESO | MISO_MI | Internal | Summer | B4 | 100 | 1840 | 1840 | 39.14 | 59.86 | 7 | 13.72
2020 | IESO_2_MISO_MI | IESO | MISO_MI | Internal | Summer | B5 | 200 | 1840 | 1840 | 38.82 | 58.75 | 7 | 12.93
2020 | IESO_2_MISO_MI | IESO | MISO_MI | Internal | Summer | B6 | 300 | 1840 | 1840 | 35.32 | 47.75 | 7 | 5.43
2020 | IESO_2_MISO_MI | IESO | MISO_MI | Internal | Summer | B7 | 400 | 1840 | 1840 | 31.61 | 40.41 | 7 | 1.8
2020 | IESO_2_MISO_MI | IESO | MISO_MI | Internal | Summer | B8 | 500 | 1840 | 1840 | 30.02 | 38.03 | 7 | 1.01
2020 | IESO_2_MISO_MI | IESO | MISO_MI | Internal | Summer | B9 | 800 | 1840 | 569.46 | 30.02 | 37.02 | 7 | 0
2020 | IESO_2_MISO_MI | IESO | MISO_MI | Internal | Summer | B10 | 1262 | 1840 | 0 | 30.02 | 36.03 | 7 | 0
2020 | IESO_2_MISO_MI | IESO | MISO_MI | Internal | Winter | B16 | 25 | 1840 | 1840 | 39.19 | 52.26 | 7 | 6.07
2020 | IESO_2_MISO_MI | IESO | MISO_MI | Internal | Winter | B17 | 100 | 1840 | 1840 | 36.42 | 48.27 | 7 | 4.85
2020 | IESO_2_MISO_MI | IESO | MISO_MI | Internal | Winter | B18 | 400 | 1840 | 1840 | 35.26 | 42.33 | 7 | 0.07
2020 | IESO_2_MISO_MI | IESO | MISO_MI | Internal | Winter | B19 | 700 | 1840 | 0 | 35.26 | 41.57 | 7 | 0
2020 | IESO_2_MISO_MI | IESO | MISO_MI | Internal | Winter | B20 | 935 | 1840 | 0 | 35.26 | 37.42 | 7 | 0
2020 | IESO_2_MISO_W | IESO | MISO_W | Internal | Shoulder | B11 | 25 | 140 | 140 | 31.62 | 55.7 | 7 | 17.09
2020 | IESO_2_MISO_W | IESO | MISO_W | Internal | Shoulder | B12 | 200 | 140 | 140 | 33.39 | 46.4 | 7 | 6.01
2020 | IESO_2_MISO_W | IESO | MISO_W | Internal | Shoulder | B13 | 600 | 140 | 140 | 31.62 | 42.45 | 7 | 3.83
2020 | IESO_2_MISO_W | IESO | MISO_W | Internal | Shoulder | B14 | 900 | 140 | 140 | 31.62 | 40.16 | 7 | 1.54
2020 | IESO_2_MISO_W | IESO | MISO_W | Internal | Shoulder | B15 | 1203 | 140 | 0 | 31.62 | 38.11 | 7 | 0
2020 | IESO_2_MISO_W | IESO | MISO_W | Internal | Summer | B1 | 10 | 140 | 140 | 51.54 | 64.52 | 7 | 5.98
2020 | IESO_2_MISO_W | IESO | MISO_W | Internal | Summer | B2 | 25 | 140 | 140 | 50.17 | 63.38 | 7 | 6.21
2020 | IESO_2_MISO_W | IESO | MISO_W | Internal | Summer | B3 | 75 | 140 | 140 | 39.14 | 63.38 | 7 | 17.24
2020 | IESO_2_MISO_W | IESO | MISO_W | Internal | Summer | B4 | 100 | 140 | 140 | 39.14 | 61.18 | 7 | 15.04
2020 | IESO_2_MISO_W | IESO | MISO_W | Internal | Summer | B5 | 200 | 140 | 140 | 38.82 | 58.78 | 7 | 12.96
2020 | IESO_2_MISO_W | IESO | MISO_W | Internal | Summer | B6 | 300 | 140 | 140 | 35.32 | 48.77 | 7 | 6.46
2020 | IESO_2_MISO_W | IESO | MISO_W | Internal | Summer | B7 | 400 | 140 | 140 | 31.61 | 40.41 | 7 | 1.8
2020 | IESO_2_MISO_W | IESO | MISO_W | Internal | Summer | B8 | 500 | 140 | 140 | 30.02 | 38.03 | 7 | 1.01
2020 | IESO_2_MISO_W | IESO | MISO_W | Internal | Summer | B9 | 800 | 140 | 140 | 30.02 | 37.03 | 7 | 0.01
2020 | IESO_2_MISO_W | IESO | MISO_W | Internal | Summer | B10 | 1262 | 140 | 0 | 30.02 | 35.99 | 7 | 0
2020 | IESO_2_MISO_W | IESO | MISO_W | Internal | Winter | B16 | 25 | 140 | 140 | 39.19 | 52.24 | 7 | 6.04
2020 | IESO_2_MISO_W | IESO | MISO_W | Internal | Winter | B17 | 100 | 140 | 140 | 36.42 | 48.26 | 7 | 4.83
2020 | IESO_2_MISO_W | IESO | MISO_W | Internal | Winter | B18 | 400 | 140 | 140 | 35.26 | 42.34 | 7 | 0.08
2020 | IESO_2_MISO_W | IESO | MISO_W | Internal | Winter | B19 | 700 | 140 | 0 | 35.26 | 41.59 | 7 | 0
2020 | IESO_2_MISO_W | IESO | MISO_W | Internal | Winter | B20 | 935 | 140 | 0 | 35.26 | 37.39 | 7 | 0
2020 | IESO_2_NYISO_A-F | IESO | NYISO_A-F | Internal | Shoulder | B11 | 25 | 1725 | 1725 | 31.62 | 40.5 | 7 | 1.88
2020 | IESO_2_NYISO_A-F | IESO | NYISO_A-F | Internal | Shoulder | B12 | 200 | 1725 | 1626.9 | 33.39 | 40.39 | 7 | 0
2020 | IESO_2_NYISO_A-F | IESO | NYISO_A-F | Internal | Shoulder | B13 | 600 | 1725 | 1725 | 31.62 | 39.87 | 7 | 1.25
2020 | IESO_2_NYISO_A-F | IESO | NYISO_A-F | Internal | Shoulder | B14 | 900 | 1725 | 1330.21 | 31.62 | 38.62 | 7 | 0
2020 | IESO_2_NYISO_A-F | IESO | NYISO_A-F | Internal | Shoulder | B15 | 1203 | 1725 | 908.77 | 31.62 | 38.62 | 7 | 0
2020 | IESO_2_NYISO_A-F | IESO | NYISO_A-F | Internal | Summer | B1 | 10 | 1725 | 1154.1 | 51.54 | 58.54 | 7 | 0
2020 | IESO_2_NYISO_A-F | IESO | NYISO_A-F | Internal | Summer | B2 | 25 | 1725 | 1491.93 | 50.17 | 57.17 | 7 | 0
2020 | IESO_2_NYISO_A-F | IESO | NYISO_A-F | Internal | Summer | B3 | 75 | 1725 | 1725 | 39.14 | 51.92 | 7 | 5.78
2020 | IESO_2_NYISO_A-F | IESO | NYISO_A-F | Internal | Summer | B4 | 100 | 1725 | 1614.81 | 39.14 | 46.14 | 7 | 0
2020 | IESO_2_NYISO_A-F | IESO | NYISO_A-F | Internal | Summer | B5 | 200 | 1725 | 1148.29 | 38.82 | 45.82 | 7 | 0
2020 | IESO_2_NYISO_A-F | IESO | NYISO_A-F | Internal | Summer | B6 | 300 | 1725 | 493.88 | 35.32 | 42.32 | 7 | 0
2020 | IESO_2_NYISO_A-F | IESO | NYISO_A-F | Internal | Summer | B7 | 400 | 1725 | 1208.69 | 31.61 | 38.61 | 7 | 0
2020 | IESO_2_NYISO_A-F | IESO | NYISO_A-F | Internal | Summer | B8 | 500 | 1725 | 1725 | 30.02 | 37.6 | 7 | 0.58
2020 | IESO_2_NYISO_A-F | IESO | NYISO_A-F | Internal | Summer | B9 | 800 | 1725 | 1725 | 30.02 | 37.16 | 7 | 0.13
2020 | IESO_2_NYISO_A-F | IESO | NYISO_A-F | Internal | Summer | B10 | 1262 | 1725 | 1725 | 30.02 | 37.16 | 7 | 0.13
2020 | IESO_2_NYISO_A-F | IESO | NYISO_A-F | Internal | Winter | B16 | 25 | 1725 | 824.18 | 39.19 | 46.19 | 7 | 0
2020 | IESO_2_NYISO_A-F | IESO | NYISO_A-F | Internal | Winter | B17 | 100 | 1725 | 1055.19 | 36.42 | 43.42 | 7 | 0
2020 | IESO_2_NYISO_A-F | IESO | NYISO_A-F | Internal | Winter | B18 | 400 | 1725 | 1480.45 | 35.26 | 42.26 | 7 | 0
2020 | IESO_2_NYISO_A-F | IESO | NYISO_A-F | Internal | Winter | B19 | 700 | 1725 | 1613.91 | 35.26 | 42.26 | 7 | 0
2020 | IESO_2_NYISO_A-F | IESO | NYISO_A-F | Internal | Winter | B20 | 935 | 1725 | 1540.71 | 35.26 | 42.26 | 7 | 0
2020 | MAPP_CA_2_IESO | MAPP_CA | IESO | Internal | Shoulder | B11 | 25 | 330 | 0 | 48.69 | 31.62 | 8 | 0
2020 | MAPP_CA_2_IESO | MAPP_CA | IESO | Internal | Shoulder | B12 | 200 | 330 | 0 | 46.39 | 33.39 | 8 | 0
2020 | MAPP_CA_2_IESO | MAPP_CA | IESO | Internal | Shoulder | B13 | 600 | 330 | 0 | 43.03 | 31.62 | 8 | 0
2020 | MAPP_CA_2_IESO | MAPP_CA | IESO | Internal | Shoulder | B14 | 900 | 330 | 0 | 43.03 | 31.62 | 8 | 0
2020 | MAPP_CA_2_IESO | MAPP_CA | IESO | Internal | Shoulder | B15 | 1203 | 330 | 0 | 43.03 | 31.62 | 8 | 0
2020 | MAPP_CA_2_IESO | MAPP_CA | IESO | Internal | Summer | B1 | 10 | 330 | 0 | 58.54 | 51.54 | 8 | 0
2020 | MAPP_CA_2_IESO | MAPP_CA | IESO | Internal | Summer | B2 | 25 | 330 | 0 | 57.17 | 50.17 | 8 | 0
2020 | MAPP_CA_2_IESO | MAPP_CA | IESO | Internal | Summer | B3 | 75 | 330 | 0 | 53.31 | 39.14 | 8 | 0
2020 | MAPP_CA_2_IESO | MAPP_CA | IESO | Internal | Summer | B4 | 100 | 330 | 0 | 51.33 | 39.14 | 8 | 0
2020 | MAPP_CA_2_IESO | MAPP_CA | IESO | Internal | Summer | B5 | 200 | 330 | 0 | 48.27 | 38.82 | 8 | 0
2020 | MAPP_CA_2_IESO | MAPP_CA | IESO | Internal | Summer | B6 | 300 | 330 | 0 | 48.27 | 35.32 | 8 | 0
2020 | MAPP_CA_2_IESO | MAPP_CA | IESO | Internal | Summer | B7 | 400 | 330 | 0 | 40.4 | 31.61 | 8 | 0
2020 | MAPP_CA_2_IESO | MAPP_CA | IESO | Internal | Summer | B8 | 500 | 330 | 0 | 39.64 | 30.02 | 8 | 0
2020 | MAPP_CA_2_IESO | MAPP_CA | IESO | Internal | Summer | B9 | 800 | 330 | 0 | 39.64 | 30.02 | 8 | 0
2020 | MAPP_CA_2_IESO | MAPP_CA | IESO | Internal | Summer | B10 | 1262 | 330 | 0 | 39.64 | 30.02 | 8 | 0
2020 | MAPP_CA_2_IESO | MAPP_CA | IESO | Internal | Winter | B16 | 25 | 330 | 0 | 52.23 | 39.19 | 8 | 0
2020 | MAPP_CA_2_IESO | MAPP_CA | IESO | Internal | Winter | B17 | 100 | 330 | 0 | 48.27 | 36.42 | 8 | 0
2020 | MAPP_CA_2_IESO | MAPP_CA | IESO | Internal | Winter | B18 | 400 | 330 | 0 | 48.27 | 35.26 | 8 | 0
2020 | MAPP_CA_2_IESO | MAPP_CA | IESO | Internal | Winter | B19 | 700 | 330 | 0 | 48.27 | 35.26 | 8 | 0
2020 | MAPP_CA_2_IESO | MAPP_CA | IESO | Internal | Winter | B20 | 935 | 330 | 0 | 48.27 | 35.26 | 8 | 0
2020 | MAPP_CA_2_MAPP_US | MAPP_CA | MAPP_US | Internal | Shoulder | B11 | 25 | 372 | 96.19 | 48.69 | 55.69 | 7 | 0
2020 | MAPP_CA_2_MAPP_US | MAPP_CA | MAPP_US | Internal | Shoulder | B12 | 200 | 372 | 0 | 46.39 | 39.4 | 7 | 0
2020 | MAPP_CA_2_MAPP_US | MAPP_CA | MAPP_US | Internal | Shoulder | B13 | 600 | 372 | 0 | 43.03 | 35.45 | 7 | 0
2020 | MAPP_CA_2_MAPP_US | MAPP_CA | MAPP_US | Internal | Shoulder | B14 | 900 | 372 | 0 | 43.03 | 34.5 | 7 | 0
2020 | MAPP_CA_2_MAPP_US | MAPP_CA | MAPP_US | Internal | Shoulder | B15 | 1203 | 372 | 0 | 43.03 | 33.51 | 7 | 0
2020 | MAPP_CA_2_MAPP_US | MAPP_CA | MAPP_US | Internal | Summer | B1 | 10 | 372 | 0 | 58.54 | 59.75 | 7 | 0
2020 | MAPP_CA_2_MAPP_US | MAPP_CA | MAPP_US | Internal | Summer | B2 | 25 | 372 | 0 | 57.17 | 58.33 | 7 | 0
2020 | MAPP_CA_2_MAPP_US | MAPP_CA | MAPP_US | Internal | Summer | B3 | 75 | 372 | 0 | 53.31 | 58.33 | 7 | 0
2020 | MAPP_CA_2_MAPP_US | MAPP_CA | MAPP_US | Internal | Summer | B4 | 100 | 372 | 40.01 | 51.33 | 58.33 | 7 | 0
2020 | MAPP_CA_2_MAPP_US | MAPP_CA | MAPP_US | Internal | Summer | B5 | 200 | 372 | 0 | 48.27 | 54.6 | 7 | 0
2020 | MAPP_CA_2_MAPP_US | MAPP_CA | MAPP_US | Internal | Summer | B6 | 300 | 372 | 0 | 48.27 | 48.76 | 7 | 0
2020 | MAPP_CA_2_MAPP_US | MAPP_CA | MAPP_US | Internal | Summer | B7 | 400 | 372 | 0 | 40.4 | 40.4 | 7 | 0
2020 | MAPP_CA_2_MAPP_US | MAPP_CA | MAPP_US | Internal | Summer | B8 | 500 | 372 | 0 | 39.64 | 32.64 | 7 | 0
2020 | MAPP_CA_2_MAPP_US | MAPP_CA | MAPP_US | Internal | Summer | B9 | 800 | 372 | 0 | 39.64 | 32.64 | 7 | 0
2020 | MAPP_CA_2_MAPP_US | MAPP_CA | MAPP_US | Internal | Summer | B10 | 1262 | 372 | 0 | 39.64 | 29.61 | 7 | 0
2020 | MAPP_CA_2_MAPP_US | MAPP_CA | MAPP_US | Internal | Winter | B16 | 25 | 372 | 0 | 52.23 | 45.24 | 7 | 0
2020 | MAPP_CA_2_MAPP_US | MAPP_CA | MAPP_US | Internal | Winter | B17 | 100 | 372 | 0 | 48.27 | 41.26 | 7 | 0
2020 | MAPP_CA_2_MAPP_US | MAPP_CA | MAPP_US | Internal | Winter | B18 | 400 | 372 | 0 | 48.27 | 36.27 | 7 | 0
2020 | MAPP_CA_2_MAPP_US | MAPP_CA | MAPP_US | Internal | Winter | B19 | 700 | 372 | 0 | 48.27 | 36.27 | 7 | 0
2020 | MAPP_CA_2_MAPP_US | MAPP_CA | MAPP_US | Internal | Winter | B20 | 935 | 372 | 0 | 48.27 | 32.11 | 7 | 0
2020 | MAPP_CA_2_MISO_W | MAPP_CA | MISO_W | Internal | Shoulder | B11 | 25 | 1988 | 1988 | 48.69 | 55.7 | 0.01 | 7
2020 | MAPP_CA_2_MISO_W | MAPP_CA | MISO_W | Internal | Shoulder | B12 | 200 | 1988 | 569.21 | 46.39 | 46.4 | 0.01 | 0
2020 | MAPP_CA_2_MISO_W | MAPP_CA | MISO_W | Internal | Shoulder | B13 | 600 | 1988 | 0 | 43.03 | 42.45 | 0.01 | 0
2020 | MAPP_CA_2_MISO_W | MAPP_CA | MISO_W | Internal | Shoulder | B14 | 900 | 1988 | 0 | 43.03 | 40.16 | 0.01 | 0
2020 | MAPP_CA_2_MISO_W | MAPP_CA | MISO_W | Internal | Shoulder | B15 | 1203 | 1988 | 0 | 43.03 | 38.11 | 0.01 | 0
2020 | MAPP_CA_2_MISO_W | MAPP_CA | MISO_W | Internal | Summer | B1 | 10 | 1988 | 1988 | 58.54 | 64.52 | 0.01 | 5.96
2020 | MAPP_CA_2_MISO_W | MAPP_CA | MISO_W | Internal | Summer | B2 | 25 | 1988 | 1988 | 57.17 | 63.38 | 0.01 | 6.2
2020 | MAPP_CA_2_MISO_W | MAPP_CA | MISO_W | Internal | Summer | B3 | 75 | 1988 | 1988 | 53.31 | 63.38 | 0.01 | 10.06
2020 | MAPP_CA_2_MISO_W | MAPP_CA | MISO_W | Internal | Summer | B4 | 100 | 1988 | 1988 | 51.33 | 61.18 | 0.01 | 9.84
2020 | MAPP_CA_2_MISO_W | MAPP_CA | MISO_W | Internal | Summer | B5 | 200 | 1988 | 1988 | 48.27 | 58.78 | 0.01 | 10.5
2020 | MAPP_CA_2_MISO_W | MAPP_CA | MISO_W | Internal | Summer | B6 | 300 | 1988 | 1988 | 48.27 | 48.77 | 0.01 | 0.49
2020 | MAPP_CA_2_MISO_W | MAPP_CA | MISO_W | Internal | Summer | B7 | 400 | 1988 | 482.86 | 40.4 | 40.41 | 0.01 | 0
2020 | MAPP_CA_2_MISO_W | MAPP_CA | MISO_W | Internal | Summer | B8 | 500 | 1988 | 0 | 39.64 | 38.03 | 0.01 | 0
2020 | MAPP_CA_2_MISO_W | MAPP_CA | MISO_W | Internal | Summer | B9 | 800 | 1988 | 0 | 39.64 | 37.03 | 0.01 | 0
2020 | MAPP_CA_2_MISO_W | MAPP_CA | MISO_W | Internal | Summer | B10 | 1262 | 1988 | 0 | 39.64 | 35.99 | 0.01 | 0
2020 | MAPP_CA_2_MISO_W | MAPP_CA | MISO_W | Internal | Winter | B16 | 25 | 1988 | 1454.82 | 52.23 | 52.24 | 0.01 | 0
2020 | MAPP_CA_2_MISO_W | MAPP_CA | MISO_W | Internal | Winter | B17 | 100 | 1988 | 0 | 48.27 | 48.26 | 0.01 | 0
2020 | MAPP_CA_2_MISO_W | MAPP_CA | MISO_W | Internal | Winter | B18 | 400 | 1988 | 0 | 48.27 | 42.34 | 0.01 | 0
2020 | MAPP_CA_2_MISO_W | MAPP_CA | MISO_W | Internal | Winter | B19 | 700 | 1988 | 0 | 48.27 | 41.59 | 0.01 | 0
2020 | MAPP_CA_2_MISO_W | MAPP_CA | MISO_W | Internal | Winter | B20 | 935 | 1988 | 0 | 48.27 | 37.39 | 0.01 | 0
2020 | MAPP_US_2_MAPP_CA | MAPP_US | MAPP_CA | Internal | Shoulder | B11 | 25 | 165 | 0 | 55.69 | 48.69 | 7 | 0
2020 | MAPP_US_2_MAPP_CA | MAPP_US | MAPP_CA | Internal | Shoulder | B12 | 200 | 165 | 0 | 39.4 | 46.39 | 7 | 0
2020 | MAPP_US_2_MAPP_CA | MAPP_US | MAPP_CA | Internal | Shoulder | B13 | 600 | 165 | 165 | 35.45 | 43.03 | 7 | 0.58
2020 | MAPP_US_2_MAPP_CA | MAPP_US | MAPP_CA | Internal | Shoulder | B14 | 900 | 165 | 165 | 34.5 | 43.03 | 7 | 1.53
2020 | MAPP_US_2_MAPP_CA | MAPP_US | MAPP_CA | Internal | Shoulder | B15 | 1203 | 165 | 165 | 33.51 | 43.03 | 7 | 2.51
2020 | MAPP_US_2_MAPP_CA | MAPP_US | MAPP_CA | Internal | Summer | B1 | 10 | 165 | 0 | 59.75 | 58.54 | 7 | 0
2020 | MAPP_US_2_MAPP_CA | MAPP_US | MAPP_CA | Internal | Summer | B2 | 25 | 165 | 0 | 58.33 | 57.17 | 7 | 0
2020 | MAPP_US_2_MAPP_CA | MAPP_US | MAPP_CA | Internal | Summer | B3 | 75 | 165 | 0 | 58.33 | 53.31 | 7 | 0
2020 | MAPP_US_2_MAPP_CA | MAPP_US | MAPP_CA | Internal | Summer | B4 | 100 | 165 | 0 | 58.33 | 51.33 | 7 | 0
2020 | MAPP_US_2_MAPP_CA | MAPP_US | MAPP_CA | Internal | Summer | B5 | 200 | 165 | 0 | 54.6 | 48.27 | 7 | 0
2020 | MAPP_US_2_MAPP_CA | MAPP_US | MAPP_CA | Internal | Summer | B6 | 300 | 165 | 0 | 48.76 | 48.27 | 7 | 0
2020 | MAPP_US_2_MAPP_CA | MAPP_US | MAPP_CA | Internal | Summer | B7 | 400 | 165 | 0 | 40.4 | 40.4 | 7 | 0
2020 | MAPP_US_2_MAPP_CA | MAPP_US | MAPP_CA | Internal | Summer | B8 | 500 | 165 | 83.01 | 32.64 | 39.64 | 7 | 0
2020 | MAPP_US_2_MAPP_CA | MAPP_US | MAPP_CA | Internal | Summer | B9 | 800 | 165 | 162.22 | 32.64 | 39.64 | 7 | 0
2020 | MAPP_US_2_MAPP_CA | MAPP_US | MAPP_CA | Internal | Summer | B10 | 1262 | 165 | 165 | 29.61 | 39.64 | 7 | 3.03
2020 | MAPP_US_2_MAPP_CA | MAPP_US | MAPP_CA | Internal | Winter | B16 | 25 | 165 | 0 | 45.24 | 52.23 | 7 | 0
2020 | MAPP_US_2_MAPP_CA | MAPP_US | MAPP_CA | Internal | Winter | B17 | 100 | 165 | 165 | 41.26 | 48.27 | 7 | 0.01
2020 | MAPP_US_2_MAPP_CA | MAPP_US | MAPP_CA | Internal | Winter | B18 | 400 | 165 | 165 | 36.27 | 48.27 | 7 | 5
2020 | MAPP_US_2_MAPP_CA | MAPP_US | MAPP_CA | Internal | Winter | B19 | 700 | 165 | 165 | 36.27 | 48.27 | 7 | 5
2020 | MAPP_US_2_MAPP_CA | MAPP_US | MAPP_CA | Internal | Winter | B20 | 935 | 165 | 165 | 32.11 | 48.27 | 7 | 9.16
2020 | MAPP_US_2_MISO_W | MAPP_US | MISO_W | Internal | Shoulder | B11 | 25 | 2635 | 0 | 55.69 | 55.7 | 7 | 0
2020 | MAPP_US_2_MISO_W | MAPP_US | MISO_W | Internal | Shoulder | B12 | 200 | 2635 | 1475.07 | 39.4 | 46.4 | 7 | 0
2020 | MAPP_US_2_MISO_W | MAPP_US | MISO_W | Internal | Shoulder | B13 | 600 | 2635 | 1034.63 | 35.45 | 42.45 | 7 | 0
2020 | MAPP_US_2_MISO_W | MAPP_US | MISO_W | Internal | Shoulder | B14 | 900 | 2635 | 0 | 34.5 | 40.16 | 7 | 0
2020 | MAPP_US_2_MISO_W | MAPP_US | MISO_W | Internal | Shoulder | B15 | 1203 | 2635 | 0 | 33.51 | 38.11 | 7 | 0
2020 | MAPP_US_2_MISO_W | MAPP_US | MISO_W | Internal | Summer | B1 | 10 | 2635 | 0 | 59.75 | 64.52 | 7 | 0
2020 | MAPP_US_2_MISO_W | MAPP_US | MISO_W | Internal | Summer | B2 | 25 | 2635 | 0 | 58.33 | 63.38 | 7 | 0
2020 | MAPP_US_2_MISO_W | MAPP_US | MISO_W | Internal | Summer | B3 | 75 | 2635 | 0 | 58.33 | 63.38 | 7 | 0
2020 | MAPP_US_2_MISO_W | MAPP_US | MISO_W | Internal | Summer | B4 | 100 | 2635 | 0 | 58.33 | 61.18 | 7 | 0
2020 | MAPP_US_2_MISO_W | MAPP_US | MISO_W | Internal | Summer | B5 | 200 | 2635 | 0 | 54.6 | 58.78 | 7 | 0
2020 | MAPP_US_2_MISO_W | MAPP_US | MISO_W | Internal | Summer | B6 | 300 | 2635 | 0 | 48.76 | 48.77 | 7 | 0
2020 | MAPP_US_2_MISO_W | MAPP_US | MISO_W | Internal | Summer | B7 | 400 | 2635 | 0 | 40.4 | 40.41 | 7 | 0
2020 | MAPP_US_2_MISO_W | MAPP_US | MISO_W | Internal | Summer | B8 | 500 | 2635 | 0 | 32.64 | 38.03 | 7 | 0
2020 | MAPP_US_2_MISO_W | MAPP_US | MISO_W | Internal | Summer | B9 | 800 | 2635 | 0 | 32.64 | 37.03 | 7 | 0
2020 | MAPP_US_2_MISO_W | MAPP_US | MISO_W | Internal | Summer | B10 | 1262 | 2635 | 0 | 29.61 | 35.99 | 7 | 0
2020 | MAPP_US_2_MISO_W | MAPP_US | MISO_W | Internal | Winter | B16 | 25 | 2635 | 1337.96 | 45.24 | 52.24 | 7 | 0
2020 | MAPP_US_2_MISO_W | MAPP_US | MISO_W | Internal | Winter | B17 | 100 | 2635 | 1176.35 | 41.26 | 48.26 | 7 | 0
2020 | MAPP_US_2_MISO_W | MAPP_US | MISO_W | Internal | Winter | B18 | 400 | 2635 | 0 | 36.27 | 42.34 | 7 | 0
2020 | MAPP_US_2_MISO_W | MAPP_US | MISO_W | Internal | Winter | B19 | 700 | 2635 | 0 | 36.27 | 41.59 | 7 | 0
2020 | MAPP_US_2_MISO_W | MAPP_US | MISO_W | Internal | Winter | B20 | 935 | 2635 | 0 | 32.11 | 37.39 | 7 | 0
2020 | MAPP_US_2_NE | MAPP_US | NE | Internal | Shoulder | B11 | 25 | 2000 | 1829.06 | 55.69 | 62.69 | 7 | 0
2020 | MAPP_US_2_NE | MAPP_US | NE | Internal | Shoulder | B12 | 200 | 2000 | 0 | 39.4 | 45.25 | 7 | 0
2020 | MAPP_US_2_NE | MAPP_US | NE | Internal | Shoulder | B13 | 600 | 2000 | 0 | 35.45 | 42.05 | 7 | 0
2020 | MAPP_US_2_NE | MAPP_US | NE | Internal | Shoulder | B14 | 900 | 2000 | 0 | 34.5 | 40.63 | 7 | 0
2020 | MAPP_US_2_NE | MAPP_US | NE | Internal | Shoulder | B15 | 1203 | 2000 | 74.74 | 33.51 | 40.51 | 7 | 0
2020 | MAPP_US_2_NE | MAPP_US | NE | Internal | Summer | B1 | 10 | 2000 | 1183.56 | 59.75 | 66.75 | 7 | 0
2020 | MAPP_US_2_NE | MAPP_US | NE | Internal | Summer | B2 | 25 | 2000 | 1385.09 | 58.33 | 65.33 | 7 | 0
2020 | MAPP_US_2_NE | MAPP_US | NE | Internal | Summer | B3 | 75 | 2000 | 1339.36 | 58.33 | 65.33 | 7 | 0
2020 | MAPP_US_2_NE | MAPP_US | NE | Internal | Summer | B4 | 100 | 2000 | 1651.35 | 58.33 | 65.33 | 7 | 0
2020 | MAPP_US_2_NE | MAPP_US | NE | Internal | Summer | B5 | 200 | 2000 | 1278.52 | 54.6 | 61.6 | 7 | 0
2020 | MAPP_US_2_NE | MAPP_US | NE | Internal | Summer | B6 | 300 | 2000 | 1377.42 | 48.76 | 55.76 | 7 | 0
2020 | MAPP_US_2_NE | MAPP_US | NE | Internal | Summer | B7 | 400 | 2000 | 1789.23 | 40.4 | 47.4 | 7 | 0
2020 | MAPP_US_2_NE | MAPP_US | NE | Internal | Summer | B8 | 500 | 2000 | 1638.59 | 32.64 | 39.64 | 7 | 0
2020 | MAPP_US_2_NE | MAPP_US | NE | Internal | Summer | B9 | 800 | 2000 | 859.65 | 32.64 | 39.64 | 7 | 0
2020 | MAPP_US_2_NE | MAPP_US | NE | Internal | Summer | B10 | 1262 | 2000 | 785.62 | 29.61 | 36.61 | 7 | 0
2020 | MAPP_US_2_NE | MAPP_US | NE | Internal | Winter | B16 | 25 | 2000 | 375.71 | 45.24 | 52.24 | 7 | 0
2020 | MAPP_US_2_NE | MAPP_US | NE | Internal | Winter | B17 | 100 | 2000 | 0 | 41.26 | 43.37 | 7 | 0
2020 | MAPP_US_2_NE | MAPP_US | NE | Internal | Winter | B18 | 400 | 2000 | 540 | 36.27 | 43.27 | 7 | 0
2020 | MAPP_US_2_NE | MAPP_US | NE | Internal | Winter | B19 | 700 | 2000 | 17.49 | 36.27 | 43.27 | 7 | 0
2020 | MAPP_US_2_NE | MAPP_US | NE | Internal | Winter | B20 | 935 | 2000 | 116.15 | 32.11 | 39.11 | 7 | 0
2020 | MARITIMES_2_NEISO | MARITIMES | NEISO | Internal | Shoulder | B11 | 25 | 99999 | 1720.66 | 37.48 | 37.5 | 0.01 | 0
2020 | MARITIMES_2_NEISO | MARITIMES | NEISO | Internal | Shoulder | B12 | 200 | 99999 | 1717.44 | 37.48 | 37.5 | 0.01 | 0
2020 | MARITIMES_2_NEISO | MARITIMES | NEISO | Internal | Shoulder | B13 | 600 | 99999 | 1704.78 | 37.48 | 37.5 | 0.01 | 0
2020 | MARITIMES_2_NEISO | MARITIMES | NEISO | Internal | Shoulder | B14 | 900 | 99999 | 1682.64 | 37.48 | 37.5 | 0.01 | 0
2020 | MARITIMES_2_NEISO | MARITIMES | NEISO | Internal | Shoulder | B15 | 1203 | 99999 | 648.08 | 37.48 | 37.5 | 0.01 | 0
2020 | MARITIMES_2_NEISO | MARITIMES | NEISO | Internal | Summer | B1 | 10 | 99999 | 1900 | 81.04 | 81.05 | 0.01 | 0
2020 | MARITIMES_2_NEISO | MARITIMES | NEISO | Internal | Summer | B2 | 25 | 99999 | 1878.75 | 68.16 | 68.17 | 0.01 | 0
2020 | MARITIMES_2_NEISO | MARITIMES | NEISO | Internal | Summer | B3 | 75 | 99999 | 1836.38 | 48.9 | 48.92 | 0.01 | 0
2020 | MARITIMES_2_NEISO | MARITIMES | NEISO | Internal | Summer | B4 | 100 | 99999 | 1799.97 | 43.13 | 43.14 | 0.01 | 0
2020 | MARITIMES_2_NEISO | MARITIMES | NEISO | Internal | Summer | B5 | 200 | 99999 | 1780.16 | 34.6 | 34.61 | 0.01 | 0
2020 | MARITIMES_2_NEISO | MARITIMES | NEISO | Internal | Summer | B6 | 300 | 99999 | 1757.82 | 34.6 | 34.61 | 0.01 | 0
2020 | MARITIMES_2_NEISO | MARITIMES | NEISO | Internal | Summer | B7 | 400 | 99999 | 1732.23 | 34.6 | 34.61 | 0.01 | 0
2020 | MARITIMES_2_NEISO | MARITIMES | NEISO | Internal | Summer | B8 | 500 | 99999 | 1712.1 | 34.6 | 34.61 | 0.01 | 0
2020 | MARITIMES_2_NEISO | MARITIMES | NEISO | Internal | Summer | B9 | 800 | 99999 | 1687.45 | 34.6 | 34.61 | 0.01 | 0
2020 | MARITIMES_2_NEISO | MARITIMES | NEISO | Internal | Summer | B10 | 1262 | 99999 | 465.06 | 34.6 | 34.61 | 0.01 | 0
2020 | MARITIMES_2_NEISO | MARITIMES | NEISO | Internal | Winter | B16 | 25 | 99999 | 1765.23 | 46.41 | 46.42 | 0.01 | 0
2020 | MARITIMES_2_NEISO | MARITIMES | NEISO | Internal | Winter | B17 | 100 | 99999 | 1747.34 | 46.41 | 46.42 | 0.01 | 0
2020 | MARITIMES_2_NEISO | MARITIMES | NEISO | Internal | Winter | B18 | 400 | 99999 | 1733.65 | 46.41 | 46.42 | 0.01 | 0
2020 | MARITIMES_2_NEISO | MARITIMES | NEISO | Internal | Winter | B19 | 700 | 99999 | 1708.15 | 46.41 | 46.42 | 0.01 | 0
2020 | MARITIMES_2_NEISO | MARITIMES | NEISO | Internal | Winter | B20 | 935 | 99999 | 723.43 | 46.41 | 46.42 | 0.01 | 0
2020 | MISO_IN_2_MISO_MI | MISO_IN | MISO_MI | Internal | Shoulder | B11 | 25 | 5000 | 0 | 55.69 | 55.68 | 0.01 | 0
2020 | MISO_IN_2_MISO_MI | MISO_IN | MISO_MI | Internal | Shoulder | B12 | 200 | 5000 | 0 | 46.43 | 46.41 | 0.01 | 0
2020 | MISO_IN_2_MISO_MI | MISO_IN | MISO_MI | Internal | Shoulder | B13 | 600 | 5000 | 175.52 | 42.45 | 42.46 | 0.01 | 0
2020 | MISO_IN_2_MISO_MI | MISO_IN | MISO_MI | Internal | Shoulder | B14 | 900 | 5000 | 0 | 40.16 | 40.16 | 0.01 | 0
2020 | MISO_IN_2_MISO_MI | MISO_IN | MISO_MI | Internal | Shoulder | B15 | 1203 | 5000 | 297.49 | 38.1 | 38.11 | 0.01 | 0
2020 | MISO_IN_2_MISO_MI | MISO_IN | MISO_MI | Internal | Summer | B1 | 10 | 5000 | 0 | 64.54 | 64.12 | 0.01 | 0
2020 | MISO_IN_2_MISO_MI | MISO_IN | MISO_MI | Internal | Summer | B2 | 25 | 5000 | 0 | 63.38 | 63.37 | 0.01 | 0
2020 | MISO_IN_2_MISO_MI | MISO_IN | MISO_MI | Internal | Summer | B3 | 75 | 5000 | 0 | 61.97 | 60.38 | 0.01 | 0
2020 | MISO_IN_2_MISO_MI | MISO_IN | MISO_MI | Internal | Summer | B4 | 100 | 5000 | 0 | 61.15 | 59.86 | 0.01 | 0
2020 | MISO_IN_2_MISO_MI | MISO_IN | MISO_MI | Internal | Summer | B5 | 200 | 5000 | 0 | 58.77 | 58.75 | 0.01 | 0
2020 | MISO_IN_2_MISO_MI | MISO_IN | MISO_MI | Internal | Summer | B6 | 300 | 5000 | 0 | 47.76 | 47.75 | 0.01 | 0
2020 | MISO_IN_2_MISO_MI | MISO_IN | MISO_MI | Internal | Summer | B7 | 400 | 5000 | 37.39 | 40.4 | 40.41 | 0.01 | 0
2020 | MISO_IN_2_MISO_MI | MISO_IN | MISO_MI | Internal | Summer | B8 | 500 | 5000 | 198.79 | 38.02 | 38.03 | 0.01 | 0
2020 | MISO_IN_2_MISO_MI | MISO_IN | MISO_MI | Internal | Summer | B9 | 800 | 5000 | 1159.47 | 37.01 | 37.02 | 0.01 | 0
2020 | MISO_IN_2_MISO_MI | MISO_IN | MISO_MI | Internal | Summer | B10 | 1262 | 5000 | 2768.41 | 36.02 | 36.03 | 0.01 | 0
2020 | MISO_IN_2_MISO_MI | MISO_IN | MISO_MI | Internal | Winter | B16 | 25 | 5000 | 0 | 52.27 | 52.26 | 0.01 | 0
2020 | MISO_IN_2_MISO_MI | MISO_IN | MISO_MI | Internal | Winter | B17 | 100 | 5000 | 0 | 48.28 | 48.27 | 0.01 | 0
2020 | MISO_IN_2_MISO_MI | MISO_IN | MISO_MI | Internal | Winter | B18 | 400 | 5000 | 0 | 42.34 | 42.33 | 0.01 | 0
2020 | MISO_IN_2_MISO_MI | MISO_IN | MISO_MI | Internal | Winter | B19 | 700 | 5000 | 1644.74 | 41.56 | 41.57 | 0.01 | 0
2020 | MISO_IN_2_MISO_MI | MISO_IN | MISO_MI | Internal | Winter | B20 | 935 | 5000 | 643.9 | 37.4 | 37.42 | 0.01 | 0
2020 | MISO_IN_2_MISO_MO-IL | MISO_IN | MISO_MO-IL | Internal | Shoulder | B11 | 25 | 5000 | 387.84 | 55.69 | 55.7 | 0.01 | 0
2020 | MISO_IN_2_MISO_MO-IL | MISO_IN | MISO_MO-IL | Internal | Shoulder | B12 | 200 | 5000 | 0 | 46.43 | 46.41 | 0.01 | 0
2020 | MISO_IN_2_MISO_MO-IL | MISO_IN | MISO_MO-IL | Internal | Shoulder | B13 | 600 | 5000 | 0 | 42.45 | 42.44 | 0.01 | 0
2020 | MISO_IN_2_MISO_MO-IL | MISO_IN | MISO_MO-IL | Internal | Shoulder | B14 | 900 | 5000 | 0 | 40.16 | 40.14 | 0.01 | 0
2020 | MISO_IN_2_MISO_MO-IL | MISO_IN | MISO_MO-IL | Internal | Shoulder | B15 | 1203 | 5000 | 0 | 38.1 | 38.1 | 0.01 | 0
2020 | MISO_IN_2_MISO_MO-IL | MISO_IN | MISO_MO-IL | Internal | Summer | B1 | 10 | 5000 | 0 | 64.54 | 64.53 | 0.01 | 0
2020 | MISO_IN_2_MISO_MO-IL | MISO_IN | MISO_MO-IL | Internal | Summer | B2 | 25 | 5000 | 0 | 63.38 | 63.37 | 0.01 | 0
2020 | MISO_IN_2_MISO_MO-IL | MISO_IN | MISO_MO-IL | Internal | Summer | B3 | 75 | 5000 | 93.71 | 61.97 | 61.99 | 0.01 | 0
2020 | MISO_IN_2_MISO_MO-IL | MISO_IN | MISO_MO-IL | Internal | Summer | B4 | 100 | 5000 | 593.29 | 61.15 | 61.17 | 0.01 | 0
2020 | MISO_IN_2_MISO_MO-IL | MISO_IN | MISO_MO-IL | Internal | Summer | B5 | 200 | 5000 | 0 | 58.77 | 58.77 | 0.01 | 0
2020 | MISO_IN_2_MISO_MO-IL | MISO_IN | MISO_MO-IL | Internal | Summer | B6 | 300 | 5000 | 367.68 | 47.76 | 47.77 | 0.01 | 0
2020 | MISO_IN_2_MISO_MO-IL | MISO_IN | MISO_MO-IL | Internal | Summer | B7 | 400 | 5000 | 0 | 40.4 | 40.4 | 0.01 | 0
2020 | MISO_IN_2_MISO_MO-IL | MISO_IN | MISO_MO-IL | Internal | Summer | B8 | 500 | 5000 | 381.97 | 38.02 | 38.03 | 0.01 | 0
2020 | MISO_IN_2_MISO_MO-IL | MISO_IN | MISO_MO-IL | Internal | Summer | B9 | 800 | 5000 | 482.31 | 37.01 | 37.02 | 0.01 | 0
2020 | MISO_IN_2_MISO_MO-IL | MISO_IN | MISO_MO-IL | Internal | Summer | B10 | 1262 | 5000 | 0 | 36.02 | 36 | 0.01 | 0
2020 | MISO_IN_2_MISO_MO-IL | MISO_IN | MISO_MO-IL | Internal | Winter | B16 | 25 | 5000 | 0 | 52.27 | 52.25 | 0.01 | 0
2020 | MISO_IN_2_MISO_MO-IL | MISO_IN | MISO_MO-IL | Internal | Winter | B17 | 100 | 5000 | 0 | 48.28 | 48.27 | 0.01 | 0
2020 | MISO_IN_2_MISO_MO-IL | MISO_IN | MISO_MO-IL | Internal | Winter | B18 | 400 | 5000 | 0 | 42.34 | 42.33 | 0.01 | 0
2020 | MISO_IN_2_MISO_MO-IL | MISO_IN | MISO_MO-IL | Internal | Winter | B19 | 700 | 5000 | 0 | 41.56 | 41.55 | 0.01 | 0
2020 | MISO_IN_2_MISO_MO-IL | MISO_IN | MISO_MO-IL | Internal | Winter | B20 | 935 | 5000 | 0 | 37.4 | 37.4 | 0.01 | 0
2020 | MISO_IN_2_NonRTO_Midwest | MISO_IN | NonRTO_Midwest | Internal | Shoulder | B11 | 25 | 4800 | 895.43 | 55.69 | 63.69 | 8 | 0
2020 | MISO_IN_2_NonRTO_Midwest | MISO_IN | NonRTO_Midwest | Internal | Shoulder | B12 | 200 | 4800 | 473.63 | 46.43 | 54.43 | 8 | 0
2020 | MISO_IN_2_NonRTO_Midwest | MISO_IN | NonRTO_Midwest | Internal | Shoulder | B13 | 600 | 4800 | 0 | 42.45 | 49.09 | 8 | 0
2020 | MISO_IN_2_NonRTO_Midwest | MISO_IN | NonRTO_Midwest | Internal | Shoulder | B14 | 900 | 4800 | 0 | 40.16 | 42.87 | 8 | 0
2020 | MISO_IN_2_NonRTO_Midwest | MISO_IN | NonRTO_Midwest | Internal | Shoulder | B15 | 1203 | 4800 | 0 | 38.1 | 35.71 | 8 | 0
2020 | MISO_IN_2_NonRTO_Midwest | MISO_IN | NonRTO_Midwest | Internal | Summer | B1 | 10 | 4800 | 0 | 64.54 | 69.15 | 8 | 0
2020 | MISO_IN_2_NonRTO_Midwest | MISO_IN | NonRTO_Midwest | Internal | Summer | B2 | 25 | 4800 | 0 | 63.38 | 69.15 | 8 | 0
2020 | MISO_IN_2_NonRTO_Midwest | MISO_IN | NonRTO_Midwest | Internal | Summer | B3 | 75 | 4800 | 0 | 61.97 | 69.15 | 8 | 0
2020 | MISO_IN_2_NonRTO_Midwest | MISO_IN | NonRTO_Midwest | Internal | Summer | B4 | 100 | 4800 | 309.65 | 61.15 | 69.15 | 8 | 0
2020 | MISO_IN_2_NonRTO_Midwest | MISO_IN | NonRTO_Midwest | Internal | Summer | B5 | 200 | 4800 | 833.46 | 58.77 | 66.77 | 8 | 0
2020 | MISO_IN_2_NonRTO_Midwest | MISO_IN | NonRTO_Midwest | Internal | Summer | B6 | 300 | 4800 | 353.75 | 47.76 | 55.76 | 8 | 0
2020 | MISO_IN_2_NonRTO_Midwest | MISO_IN | NonRTO_Midwest | Internal | Summer | B7 | 400 | 4800 | 0 | 40.4 | 43.83 | 8 | 0
2020 | MISO_IN_2_NonRTO_Midwest | MISO_IN | NonRTO_Midwest | Internal | Summer | B8 | 500 | 4800 | 0 | 38.02 | 41.32 | 8 | 0
2020 | MISO_IN_2_NonRTO_Midwest | MISO_IN | NonRTO_Midwest | Internal | Summer | B9 | 800 | 4800 | 0 | 37.01 | 36.93 | 8 | 0
2020 | MISO_IN_2_NonRTO_Midwest | MISO_IN | NonRTO_Midwest | Internal | Summer | B10 | 1262 | 4800 | 0 | 36.02 | 33.69 | 8 | 0
2020 | MISO_IN_2_NonRTO_Midwest | MISO_IN | NonRTO_Midwest | Internal | Winter | B16 | 25 | 4800 | 2179.9 | 52.27 | 60.27 | 8 | 0
2020 | MISO_IN_2_NonRTO_Midwest | MISO_IN | NonRTO_Midwest | Internal | Winter | B17 | 100 | 4800 | 1062.75 | 48.28 | 56.28 | 8 | 0
2020 | MISO_IN_2_NonRTO_Midwest | MISO_IN | NonRTO_Midwest | Internal | Winter | B18 | 400 | 4800 | 200.13 | 42.34 | 50.34 | 8 | 0
2020 | MISO_IN_2_NonRTO_Midwest | MISO_IN | NonRTO_Midwest | Internal | Winter | B19 | 700 | 4800 | 0 | 41.56 | 43.39 | 8 | 0
2020 | MISO_IN_2_NonRTO_Midwest | MISO_IN | NonRTO_Midwest | Internal | Winter | B20 | 935 | 4800 | 0 | 37.4 | 35.77 | 8 | 0
2020 | MISO_IN_2_PJM_ROR | MISO_IN | PJM_ROR | Internal | Shoulder | B11 | 25 | 992 | 0 | 55.69 | 53.69 | 2 | 0
2020 | MISO_IN_2_PJM_ROR | MISO_IN | PJM_ROR | Internal | Shoulder | B12 | 200 | 992 | 0 | 46.43 | 48.4 | 2 | 0
2020 | MISO_IN_2_PJM_ROR | MISO_IN | PJM_ROR | Internal | Shoulder | B13 | 600 | 992 | 0 | 42.45 | 42.88 | 2 | 0
2020 | MISO_IN_2_PJM_ROR | MISO_IN | PJM_ROR | Internal | Shoulder | B14 | 900 | 992 | 0 | 40.16 | 40.15 | 2 | 0
2020 | MISO_IN_2_PJM_ROR | MISO_IN | PJM_ROR | Internal | Shoulder | B15 | 1203 | 992 | 0 | 38.1 | 37.45 | 2 | 0
2020 | MISO_IN_2_PJM_ROR | MISO_IN | PJM_ROR | Internal | Summer | B1 | 10 | 992 | 0 | 64.54 | 66.53 | 2 | 0
2020 | MISO_IN_2_PJM_ROR | MISO_IN | PJM_ROR | Internal | Summer | B2 | 25 | 992 | 0 | 63.38 | 65.16 | 2 | 0
2020 | MISO_IN_2_PJM_ROR | MISO_IN | PJM_ROR | Internal | Summer | B3 | 75 | 992 | 0 | 61.97 | 61.86 | 2 | 0
2020 | MISO_IN_2_PJM_ROR | MISO_IN | PJM_ROR | Internal | Summer | B4 | 100 | 992 | 0 | 61.15 | 61.86 | 2 | 0
2020 | MISO_IN_2_PJM_ROR | MISO_IN | PJM_ROR | Internal | Summer | B5 | 200 | 992 | 0 | 58.77 | 56.97 | 2 | 0
2020 | MISO_IN_2_PJM_ROR | MISO_IN | PJM_ROR | Internal | Summer | B6 | 300 | 992 | 0 | 47.76 | 49.04 | 2 | 0
2020 | MISO_IN_2_PJM_ROR | MISO_IN | PJM_ROR | Internal | Summer | B7 | 400 | 992 | 225.85 | 40.4 | 42.4 | 2 | 0
2020 | MISO_IN_2_PJM_ROR | MISO_IN | PJM_ROR | Internal | Summer | B8 | 500 | 992 | 0 | 38.02 | 38.01 | 2 | 0
2020 | MISO_IN_2_PJM_ROR | MISO_IN | PJM_ROR | Internal | Summer | B9 | 800 | 992 | 0 | 37.01 | 36.2 | 2 | 0
2020 | MISO_IN_2_PJM_ROR | MISO_IN | PJM_ROR | Internal | Summer | B10 | 1262 | 992 | 0 | 36.02 | 34.67 | 2 | 0
2020 | MISO_IN_2_PJM_ROR | MISO_IN | PJM_ROR | Internal | Winter | B16 | 25 | 992 | 0 | 52.27 | 50.36 | 2 | 0
2020 | MISO_IN_2_PJM_ROR | MISO_IN | PJM_ROR | Internal | Winter | B17 | 100 | 992 | 0 | 48.28 | 50.26 | 2 | 0
2020 | MISO_IN_2_PJM_ROR | MISO_IN | PJM_ROR | Internal | Winter | B18 | 400 | 992 | 0 | 42.34 | 44.33 | 2 | 0
2020 | MISO_IN_2_PJM_ROR | MISO_IN | PJM_ROR | Internal | Winter | B19 | 700 | 992 | 0 | 41.56 | 41.99 | 2 | 0
2020 | MISO_IN_2_PJM_ROR | MISO_IN | PJM_ROR | Internal | Winter | B20 | 935 | 992 | 0 | 37.4 | 35.93 | 2 | 0
2020 | MISO_MI_2_MISO_IN | MISO_MI | MISO_IN | Internal | Shoulder | B11 | 25 | 2045 | 1951.43 | 55.68 | 55.69 | 0.01 | 0
2020 | MISO_MI_2_MISO_IN | MISO_MI | MISO_IN | Internal | Shoulder | B12 | 200 | 2045 | 673 | 46.41 | 46.43 | 0.01 | 0
2020 | MISO_MI_2_MISO_IN | MISO_MI | MISO_IN | Internal | Shoulder | B13 | 600 | 2045 | 0 | 42.46 | 42.45 | 0.01 | 0
2020 | MISO_MI_2_MISO_IN | MISO_MI | MISO_IN | Internal | Shoulder | B14 | 900 | 2045 | 0 | 40.16 | 40.16 | 0.01 | 0
2020 | MISO_MI_2_MISO_IN | MISO_MI | MISO_IN | Internal | Shoulder | B15 | 1203 | 2045 | 0 | 38.11 | 38.1 | 0.01 | 0
2020 | MISO_MI_2_MISO_IN | MISO_MI | MISO_IN | Internal | Summer | B1 | 10 | 2045 | 2045 | 64.12 | 64.54 | 0.01 | 0.41
2020 | MISO_MI_2_MISO_IN | MISO_MI | MISO_IN | Internal | Summer | B2 | 25 | 2045 | 1832 | 63.37 | 63.38 | 0.01 | 0
2020 | MISO_MI_2_MISO_IN | MISO_MI | MISO_IN | Internal | Summer | B3 | 75 | 2045 | 2045 | 60.38 | 61.97 | 0.01 | 1.58
2020 | MISO_MI_2_MISO_IN | MISO_MI | MISO_IN | Internal | Summer | B4 | 100 | 2045 | 2045 | 59.86 | 61.15 | 0.01 | 1.28
2020 | MISO_MI_2_MISO_IN | MISO_MI | MISO_IN | Internal | Summer | B5 | 200 | 2045 | 1444.29 | 58.75 | 58.77 | 0.01 | 0
2020 | MISO_MI_2_MISO_IN | MISO_MI | MISO_IN | Internal | Summer | B6 | 300 | 2045 | 665.12 | 47.75 | 47.76 | 0.01 | 0
2020 | MISO_MI_2_MISO_IN | MISO_MI | MISO_IN | Internal | Summer | B7 | 400 | 2045 | 0 | 40.41 | 40.4 | 0.01 | 0
2020 | MISO_MI_2_MISO_IN | MISO_MI | MISO_IN | Internal | Summer | B8 | 500 | 2045 | 0 | 38.03 | 38.02 | 0.01 | 0
2020 | MISO_MI_2_MISO_IN | MISO_MI | MISO_IN | Internal | Summer | B9 | 800 | 2045 | 0 | 37.02 | 37.01 | 0.01 | 0
2020 | MISO_MI_2_MISO_IN | MISO_MI | MISO_IN | Internal | Summer | B10 | 1262 | 2045 | 0 | 36.03 | 36.02 | 0.01 | 0
2020 | MISO_MI_2_MISO_IN | MISO_MI | MISO_IN | Internal | Winter | B16 | 25 | 2045 | 1263.26 | 52.26 | 52.27 | 0.01 | 0
2020 | MISO_MI_2_MISO_IN | MISO_MI | MISO_IN | Internal | Winter | B17 | 100 | 2045 | 52.18 | 48.27 | 48.28 | 0.01 | 0
2020 | MISO_MI_2_MISO_IN | MISO_MI | MISO_IN | Internal | Winter | B18 | 400 | 2045 | 78.66 | 42.33 | 42.34 | 0.01 | 0
2020 | MISO_MI_2_MISO_IN | MISO_MI | MISO_IN | Internal | Winter | B19 | 700 | 2045 | 0 | 41.57 | 41.56 | 0.01 | 0
2020 | MISO_MI_2_MISO_IN | MISO_MI | MISO_IN | Internal | Winter | B20 | 935 | 2045 | 0 | 37.42 | 37.4 | 0.01 | 0
2020 | MISO_MI_2_MISO_WUMS | MISO_MI | MISO_WUMS | Internal | Shoulder | B11 | 25 | 947 | 583.13 | 55.68 | 55.69 | 0.01 | 0
2020 | MISO_MI_2_MISO_WUMS | MISO_MI | MISO_WUMS | Internal | Shoulder | B12 | 200 | 947 | 0 | 46.41 | 46.4 | 0.01 | 0
2020 | MISO_MI_2_MISO_WUMS | MISO_MI | MISO_WUMS | Internal | Shoulder | B13 | 600 | 947 | 0 | 42.46 | 42.45 | 0.01 | 0
2020 | MISO_MI_2_MISO_WUMS | MISO_MI | MISO_WUMS | Internal | Shoulder | B14 | 900 | 947 | 122.89 | 40.16 | 40.17 | 0.01 | 0
2020 | MISO_MI_2_MISO_WUMS | MISO_MI | MISO_WUMS | Internal | Shoulder | B15 | 1203 | 947 | 0 | 38.11 | 38.1 | 0.01 | 0
2020 | MISO_MI_2_MISO_WUMS | MISO_MI | MISO_WUMS | Internal | Summer | B1 | 10 | 947 | 0 | 64.12 | 63.96 | 0.01 | 0
2020 | MISO_MI_2_MISO_WUMS | MISO_MI | MISO_WUMS | Internal | Summer | B2 | 25 | 947 | 0 | 63.37 | 63.36 | 0.01 | 0
2020 | MISO_MI_2_MISO_WUMS | MISO_MI | MISO_WUMS | Internal | Summer | B3 | 75 | 947 | 526.87 | 60.38 | 60.4 | 0.01 | 0
2020 | MISO_MI_2_MISO_WUMS | MISO_MI | MISO_WUMS | Internal | Summer | B4 | 100 | 947 | 947 | 59.86 | 60.4 | 0.01 | 0.52
2020 | MISO_MI_2_MISO_WUMS | MISO_MI | MISO_WUMS | Internal | Summer | B5 | 200 | 947 | 618.68 | 58.75 | 58.77 | 0.01 | 0
2020 | MISO_MI_2_MISO_WUMS | MISO_MI | MISO_WUMS | Internal | Summer | B6 | 300 | 947 | 252.35 | 47.75 | 47.76 | 0.01 | 0
2020 | MISO_MI_2_MISO_WUMS | MISO_MI | MISO_WUMS | Internal | Summer | B7 | 400 | 947 | 0 | 40.41 | 40.4 | 0.01 | 0
2020 | MISO_MI_2_MISO_WUMS | MISO_MI | MISO_WUMS | Internal | Summer | B8 | 500 | 947 | 0 | 38.03 | 38.02 | 0.01 | 0
2020 | MISO_MI_2_MISO_WUMS | MISO_MI | MISO_WUMS | Internal | Summer | B9 | 800 | 947 | 0 | 37.02 | 37.02 | 0.01 | 0
2020 | MISO_MI_2_MISO_WUMS | MISO_MI | MISO_WUMS | Internal | Summer | B10 | 1262 | 947 | 0 | 36.03 | 36 | 0.01 | 0
2020 | MISO_MI_2_MISO_WUMS | MISO_MI | MISO_WUMS | Internal | Winter | B16 | 25 | 947 | 0 | 52.26 | 52.25 | 0.01 | 0
2020 | MISO_MI_2_MISO_WUMS | MISO_MI | MISO_WUMS | Internal | Winter | B17 | 100 | 947 | 0 | 48.27 | 48.26 | 0.01 | 0
2020 | MISO_MI_2_MISO_WUMS | MISO_MI | MISO_WUMS | Internal | Winter | B18 | 400 | 947 | 0 | 42.33 | 42.33 | 0.01 | 0
2020 | MISO_MI_2_MISO_WUMS | MISO_MI | MISO_WUMS | Internal | Winter | B19 | 700 | 947 | 0 | 41.57 | 41.58 | 0.01 | 0
2020 | MISO_MI_2_MISO_WUMS | MISO_MI | MISO_WUMS | Internal | Winter | B20 | 935 | 947 | 0 | 37.42 | 37.4 | 0.01 | 0
2020 | MISO_MI_2_PJM_ROR | MISO_MI | PJM_ROR | Internal | Shoulder | B11 | 25 | 1424 | 0 | 55.68 | 53.69 | 2 | 0
2020 | MISO_MI_2_PJM_ROR | MISO_MI | PJM_ROR | Internal | Shoulder | B12 | 200 | 1424 | 0 | 46.41 | 48.4 | 2 | 0
2020 | MISO_MI_2_PJM_ROR | MISO_MI | PJM_ROR | Internal | Shoulder | B13 | 600 | 1424 | 0 | 42.46 | 42.88 | 2 | 0
2020 | MISO_MI_2_PJM_ROR | MISO_MI | PJM_ROR | Internal | Shoulder | B14 | 900 | 1424 | 0 | 40.16 | 40.15 | 2 | 0
2020 | MISO_MI_2_PJM_ROR | MISO_MI | PJM_ROR | Internal | Shoulder | B15 | 1203 | 1424 | 0 | 38.11 | 37.45 | 2 | 0
2020 | MISO_MI_2_PJM_ROR | MISO_MI | PJM_ROR | Internal | Summer | B1 | 10 | 1424 | 1424 | 64.12 | 66.53 | 2 | 0.41
2020 | MISO_MI_2_PJM_ROR | MISO_MI | PJM_ROR | Internal | Summer | B2 | 25 | 1424 | 0 | 63.37 | 65.16 | 2 | 0
2020 | MISO_MI_2_PJM_ROR | MISO_MI | PJM_ROR | Internal | Summer | B3 | 75 | 1424 | 0 | 60.38 | 61.86 | 2 | 0
2020 | MISO_MI_2_PJM_ROR | MISO_MI | PJM_ROR | Internal | Summer | B4 | 100 | 1424 | 716.53 | 59.86 | 61.86 | 2 | 0
2020 | MISO_MI_2_PJM_ROR | MISO_MI | PJM_ROR | Internal | Summer | B5 | 200 | 1424 | 0 | 58.75 | 56.97 | 2 | 0
2020 | MISO_MI_2_PJM_ROR | MISO_MI | PJM_ROR | Internal | Summer | B6 | 300 | 1424 | 0 | 47.75 | 49.04 | 2 | 0
2020 | MISO_MI_2_PJM_ROR | MISO_MI | PJM_ROR | Internal | Summer | B7 | 400 | 1424 | 0 | 40.41 | 42.4 | 2 | 0
2020 | MISO_MI_2_PJM_ROR | MISO_MI | PJM_ROR | Internal | Summer | B8 | 500 | 1424 | 0 | 38.03 | 38.01 | 2 | 0
2020 | MISO_MI_2_PJM_ROR | MISO_MI | PJM_ROR | Internal | Summer | B9 | 800 | 1424 | 0 | 37.02 | 36.2 | 2 | 0
2020 | MISO_MI_2_PJM_ROR | MISO_MI | PJM_ROR | Internal | Summer | B10 | 1262 | 1424 | 0 | 36.03 | 34.67 | 2 | 0
2020 | MISO_MI_2_PJM_ROR | MISO_MI | PJM_ROR | Internal | Winter | B16 | 25 | 1424 | 0 | 52.26 | 50.36 | 2 | 0
2020 | MISO_MI_2_PJM_ROR | MISO_MI | PJM_ROR | Internal | Winter | B17 | 100 | 1424 | 0 | 48.27 | 50.26 | 2 | 0
2020 | MISO_MI_2_PJM_ROR | MISO_MI | PJM_ROR | Internal | Winter | B18 | 400 | 1424 | 200.54 | 42.33 | 44.33 | 2 | 0
2020 | MISO_MI_2_PJM_ROR | MISO_MI | PJM_ROR | Internal | Winter | B19 | 700 | 1424 | 0 | 41.57 | 41.99 | 2 | 0
2020 | MISO_MI_2_PJM_ROR | MISO_MI | PJM_ROR | Internal | Winter | B20 | 935 | 1424 | 0 | 37.42 | 35.93 | 2 | 0
2020 | MISO_MO-IL_2_ENT | MISO_MO-IL | ENT | Internal | Shoulder | B11 | 25 | 2540 | 0 | 55.7 | 59.7 | 8 | 0
2020 | MISO_MO-IL_2_ENT | MISO_MO-IL | ENT | Internal | Shoulder | B12 | 200 | 2540 | 0 | 46.41 | 42.38 | 8 | 0
2020 | MISO_MO-IL_2_ENT | MISO_MO-IL | ENT | Internal | Shoulder | B13 | 600 | 2540 | 0 | 42.44 | 42.38 | 8 | 0
2020 | MISO_MO-IL_2_ENT | MISO_MO-IL | ENT | Internal | Shoulder | B14 | 900 | 2540 | 0 | 40.14 | 42.38 | 8 | 0
2020 | MISO_MO-IL_2_ENT | MISO_MO-IL | ENT | Internal | Shoulder | B15 | 1203 | 2540 | 0 | 38.1 | 42.07 | 8 | 0
2020 | MISO_MO-IL_2_ENT | MISO_MO-IL | ENT | Internal | Summer | B1 | 10 | 2540 | 0 | 64.53 | 64.53 | 8 | 0
2020 | MISO_MO-IL_2_ENT | MISO_MO-IL | ENT | Internal | Summer | B2 | 25 | 2540 | 0 | 63.37 | 63.16 | 8 | 0
2020 | MISO_MO-IL_2_ENT | MISO_MO-IL | ENT | Internal | Summer | B3 | 75 | 2540 | 0 | 61.99 | 62.36 | 8 | 0
2020 | MISO_MO-IL_2_ENT | MISO_MO-IL | ENT | Internal | Summer | B4 | 100 | 2540 | 0 | 61.17 | 62.36 | 8 | 0
2020 | MISO_MO-IL_2_ENT | MISO_MO-IL | ENT | Internal | Summer | B5 | 200 | 2540 | 0 | 58.77 | 59.77 | 8 | 0
2020 | MISO_MO-IL_2_ENT | MISO_MO-IL | ENT | Internal | Summer | B6 | 300 | 2540 | 46.18 | 47.77 | 55.77 | 8 | 0
2020 | MISO_MO-IL_2_ENT | MISO_MO-IL | ENT | Internal | Summer | B7 | 400 | 2540 | 0 | 40.4 | 48.06 | 8 | 0
2020 | MISO_MO-IL_2_ENT | MISO_MO-IL | ENT | Internal | Summer | B8 | 500 | 2540 | 0 | 38.03 | 41 | 8 | 0
2020 | MISO_MO-IL_2_ENT | MISO_MO-IL | ENT | Internal | Summer | B9 | 800 | 2540 | 0 | 37.02 | 41 | 8 | 0
2020 | MISO_MO-IL_2_ENT | MISO_MO-IL | ENT | Internal | Summer | B10 | 1262 | 2540 | 0 | 36 | 40.71 | 8 | 0
2020 | MISO_MO-IL_2_ENT | MISO_MO-IL | ENT | Internal | Winter | B16 | 25 | 2540 | 0 | 52.25 | 57.25 | 8 | 0
2020 | MISO_MO-IL_2_ENT | MISO_MO-IL | ENT | Internal | Winter | B17 | 100 | 2540 | 0 | 48.27 | 45.1 | 8 | 0
2020 | MISO_MO-IL_2_ENT | MISO_MO-IL | ENT | Internal | Winter | B18 | 400 | 2540 | 0 | 42.33 | 45.1 | 8 | 0
2020 | MISO_MO-IL_2_ENT | MISO_MO-IL | ENT | Internal | Winter | B19 | 700 | 2540 | 0 | 41.55 | 44.77 | 8 | 0
2020 | MISO_MO-IL_2_ENT | MISO_MO-IL | ENT | Internal | Winter | B20 | 935 | 2540 | 0 | 37.4 | 43.74 | 8 | 0
2020 | MISO_MO-IL_2_MISO_IN | MISO_MO-IL | MISO_IN | Internal | Shoulder | B11 | 25 | 2100 | 0 | 55.7 | 55.69 | 0.01 | 0
2020 | MISO_MO-IL_2_MISO_IN | MISO_MO-IL | MISO_IN | Internal | Shoulder | B12 | 200 | 2100 | 594.64 | 46.41 | 46.43 | 0.01 | 0
2020 | MISO_MO-IL_2_MISO_IN | MISO_MO-IL | MISO_IN | Internal | Shoulder | B13 | 600 | 2100 | 632.34 | 42.44 | 42.45 | 0.01 | 0
2020 | MISO_MO-IL_2_MISO_IN | MISO_MO-IL | MISO_IN | Internal | Shoulder | B14 | 900 | 2100 | 670.43 | 40.14 | 40.16 | 0.01 | 0
2020 | MISO_MO-IL_2_MISO_IN | MISO_MO-IL | MISO_IN | Internal | Shoulder | B15 | 1203 | 2100 | 0 | 38.1 | 38.1 | 0.01 | 0
2020 | MISO_MO-IL_2_MISO_IN | MISO_MO-IL | MISO_IN | Internal | Summer | B1 | 10 | 2100 | 1025.41 | 64.53 | 64.54 | 0.01 | 0
2020 | MISO_MO-IL_2_MISO_IN | MISO_MO-IL | MISO_IN | Internal | Summer | B2 | 25 | 2100 | 1001.4 | 63.37 | 63.38 | 0.01 | 0
2020 | MISO_MO-IL_2_MISO_IN | MISO_MO-IL | MISO_IN | Internal | Summer | B3 | 75 | 2100 | 0 | 61.99 | 61.97 | 0.01 | 0
2020 | MISO_MO-IL_2_MISO_IN | MISO_MO-IL | MISO_IN | Internal | Summer | B4 | 100 | 2100 | 0 | 61.17 | 61.15 | 0.01 | 0
2020 | MISO_MO-IL_2_MISO_IN | MISO_MO-IL | MISO_IN | Internal | Summer | B5 | 200 | 2100 | 0 | 58.77 | 58.77 | 0.01 | 0
2020 | MISO_MO-IL_2_MISO_IN | MISO_MO-IL | MISO_IN | Internal | Summer | B6 | 300 | 2100 | 0 | 47.77 | 47.76 | 0.01 | 0
2020 | MISO_MO-IL_2_MISO_IN | MISO_MO-IL | MISO_IN | Internal | Summer | B7 | 400 | 2100 | 0 | 40.4 | 40.4 | 0.01 | 0
2020 | MISO_MO-IL_2_MISO_IN | MISO_MO-IL | MISO_IN | Internal | Summer | B8 | 500 | 2100 | 0 | 38.03 | 38.02 | 0.01 | 0
2020 | MISO_MO-IL_2_MISO_IN | MISO_MO-IL | MISO_IN | Internal | Summer | B9 | 800 | 2100 | 0 | 37.02 | 37.01 | 0.01 | 0
2020 | MISO_MO-IL_2_MISO_IN | MISO_MO-IL | MISO_IN | Internal | Summer | B10 | 1262 | 2100 | 991.73 | 36 | 36.02 | 0.01 | 0
2020 | MISO_MO-IL_2_MISO_IN | MISO_MO-IL | MISO_IN | Internal | Winter | B16 | 25 | 2100 | 2100 | 52.25 | 52.27 | 0.01 | 0.01
2020 | MISO_MO-IL_2_MISO_IN | MISO_MO-IL | MISO_IN | Internal | Winter | B17 | 100 | 2100 | 1358.89 | 48.27 | 48.28 | 0.01 | 0
2020 | MISO_MO-IL_2_MISO_IN | MISO_MO-IL | MISO_IN | Internal | Winter | B18 | 400 | 2100 | 58.94 | 42.33 | 42.34 | 0.01 | 0
2020 | MISO_MO-IL_2_MISO_IN | MISO_MO-IL | MISO_IN | Internal | Winter | B19 | 700 | 2100 | 882.04 | 41.55 | 41.56 | 0.01 | 0
2020 | MISO_MO-IL_2_MISO_IN | MISO_MO-IL | MISO_IN | Internal | Winter | B20 | 935 | 2100 | 0 | 37.4 | 37.4 | 0.01 | 0
2020 | MISO_MO-IL_2_MISO_W | MISO_MO-IL | MISO_W | Internal | Shoulder | B11 | 25 | 960 | 0 | 55.7 | 55.7 | 0.01 | 0
2020 | MISO_MO-IL_2_MISO_W | MISO_MO-IL | MISO_W | Internal | Shoulder | B12 | 200 | 960 | 0 | 46.41 | 46.4 | 0.01 | 0
2020 | MISO_MO-IL_2_MISO_W | MISO_MO-IL | MISO_W | Internal | Shoulder | B13 | 600 | 960 | 665.11 | 42.44 | 42.45 | 0.01 | 0
2020 | MISO_MO-IL_2_MISO_W | MISO_MO-IL | MISO_W | Internal | Shoulder | B14 | 900 | 960 | 516.17 | 40.14 | 40.16 | 0.01 | 0
2020 | MISO_MO-IL_2_MISO_W | MISO_MO-IL | MISO_W | Internal | Shoulder | B15 | 1203 | 960 | 960 | 38.1 | 38.11 | 0.01 | 0
2020 | MISO_MO-IL_2_MISO_W | MISO_MO-IL | MISO_W | Internal | Summer | B1 | 10 | 960 | 0 | 64.53 | 64.52 | 0.01 | 0
2020 | MISO_MO-IL_2_MISO_W | MISO_MO-IL | MISO_W | Internal | Summer | B2 | 25 | 960 | 818.27 | 63.37 | 63.38 | 0.01 | 0
2020 | MISO_MO-IL_2_MISO_W | MISO_MO-IL | MISO_W | Internal | Summer | B3 | 75 | 960 | 960 | 61.99 | 63.38 | 0.01 | 1.38
2020 | MISO_MO-IL_2_MISO_W | MISO_MO-IL | MISO_W | Internal | Summer | B4 | 100 | 960 | 715.22 | 61.17 | 61.18 | 0.01 | 0
2020 | MISO_MO-IL_2_MISO_W | MISO_MO-IL | MISO_W | Internal | Summer | B5 | 200 | 960 | 46.54 | 58.77 | 58.78 | 0.01 | 0
2020 | MISO_MO-IL_2_MISO_W | MISO_MO-IL | MISO_W | Internal | Summer | B6 | 300 | 960 | 960 | 47.77 | 48.77 | 0.01 | 0.99
2020 | MISO_MO-IL_2_MISO_W | MISO_MO-IL | MISO_W | Internal | Summer | B7 | 400 | 960 | 705 | 40.4 | 40.41 | 0.01 | 0
2020 | MISO_MO-IL_2_MISO_W | MISO_MO-IL | MISO_W | Internal | Summer | B8 | 500 | 960 | 0 | 38.03 | 38.03 | 0.01 | 0
2020 | MISO_MO-IL_2_MISO_W | MISO_MO-IL | MISO_W | Internal | Summer | B9 | 800 | 960 | 939.44 | 37.02 | 37.03 | 0.01 | 0
2020 | MISO_MO-IL_2_MISO_W | MISO_MO-IL | MISO_W | Internal | Summer | B10 | 1262 | 960 | 0 | 36 | 35.99 | 0.01 | 0
2020 | MISO_MO-IL_2_MISO_W | MISO_MO-IL | MISO_W | Internal | Winter | B16 | 25 | 960 | 0 | 52.25 | 52.24 | 0.01 | 0
2020 | MISO_MO-IL_2_MISO_W | MISO_MO-IL | MISO_W | Internal | Winter | B17 | 100 | 960 | 0 | 48.27 | 48.26 | 0.01 | 0
2020 | MISO_MO-IL_2_MISO_W | MISO_MO-IL | MISO_W | Internal | Winter | B18 | 400 | 960 | 866.24 | 42.33 | 42.34 | 0.01 | 0
2020 | MISO_MO-IL_2_MISO_W | MISO_MO-IL | MISO_W | Internal | Winter | B19 | 700 | 960 | 960 | 41.55 | 41.59 | 0.01 | 0.03
2020 | MISO_MO-IL_2_MISO_W | MISO_MO-IL | MISO_W | Internal | Winter | B20 | 935 | 960 | 0 | 37.4 | 37.39 | 0.01 | 0
2020 | MISO_MO-IL_2_PJM_ROR | MISO_MO-IL | PJM_ROR | Internal | Shoulder | B11 | 25 | 1212 | 0 | 55.7 | 53.69 | 2 | 0
2020 | MISO_MO-IL_2_PJM_ROR | MISO_MO-IL | PJM_ROR | Internal | Shoulder | B12 | 200 | 1212 | 0 | 46.41 | 48.4 | 2 | 0
2020 | MISO_MO-IL_2_PJM_ROR | MISO_MO-IL | PJM_ROR | Internal | Shoulder | B13 | 600 | 1212 | 0 | 42.44 | 42.88 | 2 | 0
2020 | MISO_MO-IL_2_PJM_ROR | MISO_MO-IL | PJM_ROR | Internal | Shoulder | B14 | 900 | 1212 | 0 | 40.14 | 40.15 | 2 | 0
2020 | MISO_MO-IL_2_PJM_ROR | MISO_MO-IL | PJM_ROR | Internal | Shoulder | B15 | 1203 | 1212 | 0 | 38.1 | 37.45 | 2 | 0
2020 | MISO_MO-IL_2_PJM_ROR | MISO_MO-IL | PJM_ROR | Internal | Summer | B1 | 10 | 1212 | 184.65 | 64.53 | 66.53 | 2 | 0
2020 | MISO_MO-IL_2_PJM_ROR | MISO_MO-IL | PJM_ROR | Internal | Summer | B2 | 25 | 1212 | 0 | 63.37 | 65.16 | 2 | 0
2020 | MISO_MO-IL_2_PJM_ROR | MISO_MO-IL | PJM_ROR | Internal | Summer | B3 | 75 | 1212 | 0 | 61.99 | 61.86 | 2 | 0
2020 | MISO_MO-IL_2_PJM_ROR | MISO_MO-IL | PJM_ROR | Internal | Summer | B4 | 100 | 1212 | 0 | 61.17 | 61.86 | 2 | 0
2020 | MISO_MO-IL_2_PJM_ROR | MISO_MO-IL | PJM_ROR | Internal | Summer | B5 | 200 | 1212 | 0 | 58.77 | 56.97 | 2 | 0
2020 | MISO_MO-IL_2_PJM_ROR | MISO_MO-IL | PJM_ROR | Internal | Summer | B6 | 300 | 1212 | 0 | 47.77 | 49.04 | 2 | 0
2020 | MISO_MO-IL_2_PJM_ROR | MISO_MO-IL | PJM_ROR | Internal | Summer | B7 | 400 | 1212 | 332.43 | 40.4 | 42.4 | 2 | 0
2020 | MISO_MO-IL_2_PJM_ROR | MISO_MO-IL | PJM_ROR | Internal | Summer | B8 | 500 | 1212 | 0 | 38.03 | 38.01 | 2 | 0
2020 | MISO_MO-IL_2_PJM_ROR | MISO_MO-IL | PJM_ROR | Internal | Summer | B9 | 800 | 1212 | 0 | 37.02 | 36.2 | 2 | 0
2020 | MISO_MO-IL_2_PJM_ROR | MISO_MO-IL | PJM_ROR | Internal | Summer | B10 | 1262 | 1212 | 0 | 36 | 34.67 | 2 | 0
2020 | MISO_MO-IL_2_PJM_ROR | MISO_MO-IL | PJM_ROR | Internal | Winter | B16 | 25 | 1212 | 0 | 52.25 | 50.36 | 2 | 0
2020 | MISO_MO-IL_2_PJM_ROR | MISO_MO-IL | PJM_ROR | Internal | Winter | B17 | 100 | 1212 | 0 | 48.27 | 50.26 | 2 | 0
2020 | MISO_MO-IL_2_PJM_ROR | MISO_MO-IL | PJM_ROR | Internal | Winter | B18 | 400 | 1212 | 148.92 | 42.33 | 44.33 | 2 | 0
2020 | MISO_MO-IL_2_PJM_ROR | MISO_MO-IL | PJM_ROR | Internal | Winter | B19 | 700 | 1212 | 0 | 41.55 | 41.99 | 2 | 0
2020 | MISO_MO-IL_2_PJM_ROR | MISO_MO-IL | PJM_ROR | Internal | Winter | B20 | 935 | 1212 | 0 | 37.4 | 35.93 | 2 | 0
2020 | MISO_MO-IL_2_SPP_N | MISO_MO-IL | SPP_N | Internal | Shoulder | B11 | 25 | 2000 | 0 | 55.7 | 62.7 | 8 | 0
2020 | MISO_MO-IL_2_SPP_N | MISO_MO-IL | SPP_N | Internal | Shoulder | B12 | 200 | 2000 | 0 | 46.41 | 45.26 | 8 | 0
2020 | MISO_MO-IL_2_SPP_N | MISO_MO-IL | SPP_N | Internal | Shoulder | B13 | 600 | 2000 | 0 | 42.44 | 42.06 | 8 | 0
2020 | MISO_MO-IL_2_SPP_N | MISO_MO-IL | SPP_N | Internal | Shoulder | B14 | 900 | 2000 | 0 | 40.14 | 40.64 | 8 | 0
2020 | MISO_MO-IL_2_SPP_N | MISO_MO-IL | SPP_N | Internal | Shoulder | B15 | 1203 | 2000 | 0 | 38.1 | 40.53 | 8 | 0
2020 | MISO_MO-IL_2_SPP_N | MISO_MO-IL | SPP_N | Internal | Summer | B1 | 10 | 2000 | 0 | 64.53 | 66.76 | 8 | 0
2020 | MISO_MO-IL_2_SPP_N | MISO_MO-IL | SPP_N | Internal | Summer | B2 | 25 | 2000 | 0 | 63.37 | 66.76 | 8 | 0
2020 | MISO_MO-IL_2_SPP_N | MISO_MO-IL | SPP_N | Internal | Summer | B3 | 75 | 2000 | 0 | 61.99 | 66.76 | 8 | 0
2020 | MISO_MO-IL_2_SPP_N | MISO_MO-IL | SPP_N | Internal | Summer | B4 | 100 | 2000 | 0 | 61.17 | 65.34 | 8 | 0
2020 | MISO_MO-IL_2_SPP_N | MISO_MO-IL | SPP_N | Internal | Summer | B5 | 200 | 2000 | 0 | 58.77 | 61.61 | 8 | 0
2020 | MISO_MO-IL_2_SPP_N | MISO_MO-IL | SPP_N | Internal | Summer | B6 | 300 | 2000 | 44.17 | 47.77 | 55.77 | 8 | 0
2020 | MISO_MO-IL_2_SPP_N | MISO_MO-IL | SPP_N | Internal | Summer | B7 | 400 | 2000 | 0 | 40.4 | 47.41 | 8 | 0
2020 | MISO_MO-IL_2_SPP_N | MISO_MO-IL | SPP_N | Internal | Summer | B8 | 500 | 2000 | 0 | 38.03 | 40.98 | 8 | 0
2020 | MISO_MO-IL_2_SPP_N | MISO_MO-IL | SPP_N | Internal | Summer | B9 | 800 | 2000 | 0 | 37.02 | 39.65 | 8 | 0
2020 | MISO_MO-IL_2_SPP_N | MISO_MO-IL | SPP_N | Internal | Summer | B10 | 1262 | 2000 | 0 | 36 | 39.12 | 8 | 0
2020 | MISO_MO-IL_2_SPP_N | MISO_MO-IL | SPP_N | Internal | Winter | B16 | 25 | 2000 | 0 | 52.25 | 52.25 | 8 | 0
2020 | MISO_MO-IL_2_SPP_N | MISO_MO-IL | SPP_N | Internal | Winter | B17 | 100 | 2000 | 0 | 48.27 | 43.38 | 8 | 0
2020 | MISO_MO-IL_2_SPP_N | MISO_MO-IL | SPP_N | Internal | Winter | B18 | 400 | 2000 | 0 | 42.33 | 43.28 | 8 | 0
2020 | MISO_MO-IL_2_SPP_N | MISO_MO-IL | SPP_N | Internal | Winter | B19 | 700 | 2000 | 0 | 41.55 | 43.28 | 8 | 0
2020 | MISO_MO-IL_2_SPP_N | MISO_MO-IL | SPP_N | Internal | Winter | B20 | 935 | 2000 | 0 | 37.4 | 39.12 | 8 | 0
2020 | MISO_MO-IL_2_TVA_Transmission | MISO_MO-IL | TVA_Transmission | Internal | Shoulder | B11 | 25 | 4000 | 0 | 55.7 | 59.21 | 8 | 0
2020 | MISO_MO-IL_2_TVA_Transmission | MISO_MO-IL | TVA_Transmission | Internal | Shoulder | B12 | 200 | 4000 | 0 | 46.41 | 48.39 | 8 | 0
2020 | MISO_MO-IL_2_TVA_Transmission | MISO_MO-IL | TVA_Transmission | Internal | Shoulder | B13 | 600 | 4000 | 0 | 42.44 | 44.8 | 8 | 0
2020 | MISO_MO-IL_2_TVA_Transmission | MISO_MO-IL | TVA_Transmission | Internal | Shoulder | B14 | 900 | 4000 | 0 | 40.14 | 42.99 | 8 | 0
2020 | MISO_MO-IL_2_TVA_Transmission | MISO_MO-IL | TVA_Transmission | Internal | Shoulder | B15 | 1203 | 4000 | 0 | 38.1 | 41.29 | 8 | 0
2020 | MISO_MO-IL_2_TVA_Transmission | MISO_MO-IL | TVA_Transmission | Internal | Summer | B1 | 10 | 4000 | 538.66 | 64.53 | 72.53 | 8 | 0
2020 | MISO_MO-IL_2_TVA_Transmission | MISO_MO-IL | TVA_Transmission | Internal | Summer | B2 | 25 | 4000 | 0 | 63.37 | 71.16 | 8 | 0
2020 | MISO_MO-IL_2_TVA_Transmission | MISO_MO-IL | TVA_Transmission | Internal | Summer | B3 | 75 | 4000 | 0 | 61.99 | 67.86 | 8 | 0
2020 | MISO_MO-IL_2_TVA_Transmission | MISO_MO-IL | TVA_Transmission | Internal | Summer | B4 | 100 | 4000 | 0 | 61.17 | 67.86 | 8 | 0
2020 | MISO_MO-IL_2_TVA_Transmission | MISO_MO-IL | TVA_Transmission | Internal | Summer | B5 | 200 | 4000 | 0 | 58.77 | 62.38 | 8 | 0
2020 | MISO_MO-IL_2_TVA_Transmission | MISO_MO-IL | TVA_Transmission | Internal | Summer | B6 | 300 | 4000 | 0 | 47.77 | 53.96 | 8 | 0
2020 | MISO_MO-IL_2_TVA_Transmission | MISO_MO-IL | TVA_Transmission | Internal | Summer | B7 | 400 | 4000 | 0 | 40.4 | 47.64 | 8 | 0
2020 | MISO_MO-IL_2_TVA_Transmission | MISO_MO-IL | TVA_Transmission | Internal | Summer | B8 | 500 | 4000 | 0 | 38.03 | 41.18 | 8 | 0
2020 | MISO_MO-IL_2_TVA_Transmission | MISO_MO-IL | TVA_Transmission | Internal | Summer | B9 | 800 | 4000 | 0 | 37.02 | 39.87 | 8 | 0
2020 | MISO_MO-IL_2_TVA_Transmission | MISO_MO-IL | TVA_Transmission | Internal | Summer | B10 | 1262 | 4000 | 0 | 36 | 38.25 | 8 | 0
2020 | MISO_MO-IL_2_TVA_Transmission | MISO_MO-IL | TVA_Transmission | Internal | Winter | B16 | 25 | 4000 | 0 | 52.25 | 56.36 | 8 | 0
2020 | MISO_MO-IL_2_TVA_Transmission | MISO_MO-IL | TVA_Transmission | Internal | Winter | B17 | 100 | 4000 | 0 | 48.27 | 50.65 | 8 | 0
2020 | MISO_MO-IL_2_TVA_Transmission | MISO_MO-IL | TVA_Transmission | Internal | Winter | B18 | 400 | 4000 | 0 | 42.33 | 45.88 | 8 | 0
2020 | MISO_MO-IL_2_TVA_Transmission | MISO_MO-IL | TVA_Transmission | Internal | Winter | B19 | 700 | 4000 | 0 | 41.55 | 44 | 8 | 0
2020 | MISO_MO-IL_2_TVA_Transmission | MISO_MO-IL | TVA_Transmission | Internal | Winter | B20 | 935 | 4000 | 0 | 37.4 | 40.84 | 8 | 0
2020 | MISO_W_2_IESO | MISO_W | IESO | Internal | Shoulder | B11 | 25 | 90 | 0 | 55.7 | 31.62 | 8 | 0
2020 | MISO_W_2_IESO | MISO_W | IESO | Internal | Shoulder | B12 | 200 | 90 | 0 | 46.4 | 33.39 | 8 | 0
2020 | MISO_W_2_IESO | MISO_W | IESO | Internal | Shoulder | B13 | 600 | 90 | 0 | 42.45 | 31.62 | 8 | 0
2020 | MISO_W_2_IESO | MISO_W | IESO | Internal | Shoulder | B14 | 900 | 90 | 0 | 40.16 | 31.62 | 8 | 0
2020 | MISO_W_2_IESO | MISO_W | IESO | Internal | Shoulder | B15 | 1203 | 90 | 0 | 38.11 | 31.62 | 8 | 0
2020 | MISO_W_2_IESO | MISO_W | IESO | Internal | Summer | B1 | 10 | 90 | 0 | 64.52 | 51.54 | 8 | 0
2020 | MISO_W_2_IESO | MISO_W | IESO | Internal | Summer | B2 | 25 | 90 | 0 | 63.38 | 50.17 | 8 | 0
2020 | MISO_W_2_IESO | MISO_W | IESO | Internal | Summer | B3 | 75 | 90 | 0 | 63.38 | 39.14 | 8 | 0
2020 | MISO_W_2_IESO | MISO_W | IESO | Internal | Summer | B4 | 100 | 90 | 0 | 61.18 | 39.14 | 8 | 0
2020 | MISO_W_2_IESO | MISO_W | IESO | Internal | Summer | B5 | 200 | 90 | 0 | 58.78 | 38.82 | 8 | 0
2020 | MISO_W_2_IESO | MISO_W | IESO | Internal | Summer | B6 | 300 | 90 | 0 | 48.77 | 35.32 | 8 | 0
2020 | MISO_W_2_IESO | MISO_W | IESO | Internal | Summer | B7 | 400 | 90 | 0 | 40.41 | 31.61 | 8 | 0
2020 | MISO_W_2_IESO | MISO_W | IESO | Internal | Summer | B8 | 500 | 90 | 0 | 38.03 | 30.02 | 8 | 0
2020 | MISO_W_2_IESO | MISO_W | IESO | Internal | Summer | B9 | 800 | 90 | 0 | 37.03 | 30.02 | 8 | 0
2020 | MISO_W_2_IESO | MISO_W | IESO | Internal | Summer | B10 | 1262 | 90 | 0 | 35.99 | 30.02 | 8 | 0
2020 | MISO_W_2_IESO | MISO_W | IESO | Internal | Winter | B16 | 25 | 90 | 0 | 52.24 | 39.19 | 8 | 0
2020 | MISO_W_2_IESO | MISO_W | IESO | Internal | Winter | B17 | 100 | 90 | 0 | 48.26 | 36.42 | 8 | 0
2020 | MISO_W_2_IESO | MISO_W | IESO | Internal | Winter | B18 | 400 | 90 | 0 | 42.34 | 35.26 | 8 | 0
2020 | MISO_W_2_IESO | MISO_W | IESO | Internal | Winter | B19 | 700 | 90 | 0 | 41.59 | 35.26 | 8 | 0
2020 | MISO_W_2_IESO | MISO_W | IESO | Internal | Winter | B20 | 935 | 90 | 0 | 37.39 | 35.26 | 8 | 0
2020 | MISO_W_2_MAPP_CA | MISO_W | MAPP_CA | Internal | Shoulder | B11 | 25 | 718 | 0 | 55.7 | 48.69 | 0.01 | 0
2020 | MISO_W_2_MAPP_CA | MISO_W | MAPP_CA | Internal | Shoulder | B12 | 200 | 718 | 0 | 46.4 | 46.39 | 0.01 | 0
2020 | MISO_W_2_MAPP_CA | MISO_W | MAPP_CA | Internal | Shoulder | B13 | 600 | 718 | 718 | 42.45 | 43.03 | 0.01 | 0.56
2020 | MISO_W_2_MAPP_CA | MISO_W | MAPP_CA | Internal | Shoulder | B14 | 900 | 718 | 718 | 40.16 | 43.03 | 0.01 | 2.86
2020 | MISO_W_2_MAPP_CA | MISO_W | MAPP_CA | Internal | Shoulder | B15 | 1203 | 718 | 718 | 38.11 | 43.03 | 0.01 | 4.91
2020 | MISO_W_2_MAPP_CA | MISO_W | MAPP_CA | Internal | Summer | B1 | 10 | 718 | 0 | 64.52 | 58.54 | 0.01 | 0
2020 | MISO_W_2_MAPP_CA | MISO_W | MAPP_CA | Internal | Summer | B2 | 25 | 718 | 0 | 63.38 | 57.17 | 0.01 | 0
2020 | MISO_W_2_MAPP_CA | MISO_W | MAPP_CA | Internal | Summer | B3 | 75 | 718 | 0 | 63.38 | 53.31 | 0.01 | 0
2020 | MISO_W_2_MAPP_CA | MISO_W | MAPP_CA | Internal | Summer | B4 | 100 | 718 | 0 | 61.18 | 51.33 | 0.01 | 0
2020 | MISO_W_2_MAPP_CA | MISO_W | MAPP_CA | Internal | Summer | B5 | 200 | 718 | 0 | 58.78 | 48.27 | 0.01 | 0
2020 | MISO_W_2_MAPP_CA | MISO_W | MAPP_CA | Internal | Summer | B6 | 300 | 718 | 0 | 48.77 | 48.27 | 0.01 | 0
2020 | MISO_W_2_MAPP_CA | MISO_W | MAPP_CA | Internal | Summer | B7 | 400 | 718 | 0 | 40.41 | 40.4 | 0.01 | 0
2020 | MISO_W_2_MAPP_CA | MISO_W | MAPP_CA | Internal | Summer | B8 | 500 | 718 | 718 | 38.03 | 39.64 | 0.01 | 1.59
2020 | MISO_W_2_MAPP_CA | MISO_W | MAPP_CA | Internal | Summer | B9 | 800 | 718 | 718 | 37.03 | 39.64 | 0.01 | 2.59
2020 | MISO_W_2_MAPP_CA | MISO_W | MAPP_CA | Internal | Summer | B10 | 1262 | 718 | 718 | 35.99 | 39.64 | 0.01 | 3.63
2020 | MISO_W_2_MAPP_CA | MISO_W | MAPP_CA | Internal | Winter | B16 | 25 | 718 | 0 | 52.24 | 52.23 | 0.01 | 0
2020 | MISO_W_2_MAPP_CA | MISO_W | MAPP_CA | Internal | Winter | B17 | 100 | 718 | 476.34 | 48.26 | 48.27 | 0.01 | 0
2020 | MISO_W_2_MAPP_CA | MISO_W | MAPP_CA | Internal | Winter | B18 | 400 | 718 | 718 | 42.34 | 48.27 | 0.01 | 5.92
2020 | MISO_W_2_MAPP_CA | MISO_W | MAPP_CA | Internal | Winter | B19 | 700 | 718 | 718 | 41.59 | 48.27 | 0.01 | 6.67
2020 | MISO_W_2_MAPP_CA | MISO_W | MAPP_CA | Internal | Winter | B20 | 935 | 718 | 718 | 37.39 | 48.27 | 0.01 | 10.87
2020 | MISO_W_2_MISO_MO-IL | MISO_W | MISO_MO-IL | Internal | Shoulder | B11 | 25 | 3800 | 0 | 55.7 | 55.7 | 0.01 | 0
2020 | MISO_W_2_MISO_MO-IL | MISO_W | MISO_MO-IL | Internal | Shoulder | B12 | 200 | 3800 | 50.02 | 46.4 | 46.41 | 0.01 | 0
2020 | MISO_W_2_MISO_MO-IL | MISO_W | MISO_MO-IL | Internal | Shoulder | B13 | 600 | 3800 | 0 | 42.45 | 42.44 | 0.01 | 0
2020 | MISO_W_2_MISO_MO-IL | MISO_W | MISO_MO-IL | Internal | Shoulder | B14 | 900 | 3800 | 0 | 40.16 | 40.14 | 0.01 | 0
2020 | MISO_W_2_MISO_MO-IL | MISO_W | MISO_MO-IL | Internal | Shoulder | B15 | 1203 | 3800 | 0 | 38.11 | 38.1 | 0.01 | 0
2020 | MISO_W_2_MISO_MO-IL | MISO_W | MISO_MO-IL | Internal | Summer | B1 | 10 | 3800 | 524.53 | 64.52 | 64.53 | 0.01 | 0
2020 | MISO_W_2_MISO_MO-IL | MISO_W | MISO_MO-IL | Internal | Summer | B2 | 25 | 3800 | 0 | 63.38 | 63.37 | 0.01 | 0
2020 | MISO_W_2_MISO_MO-IL | MISO_W | MISO_MO-IL | Internal | Summer | B3 | 75 | 3800 | 0 | 63.38 | 61.99 | 0.01 | 0
2020 | MISO_W_2_MISO_MO-IL | MISO_W | MISO_MO-IL | Internal | Summer | B4 | 100 | 3800 | 0 | 61.18 | 61.17 | 0.01 | 0
2020 | MISO_W_2_MISO_MO-IL | MISO_W | MISO_MO-IL | Internal | Summer | B5 | 200 | 3800 | 0 | 58.78 | 58.77 | 0.01 | 0
2020 | MISO_W_2_MISO_MO-IL | MISO_W | MISO_MO-IL | Internal | Summer | B6 | 300 | 3800 | 0 | 48.77 | 47.77 | 0.01 | 0
2020 | MISO_W_2_MISO_MO-IL | MISO_W | MISO_MO-IL | Internal | Summer | B7 | 400 | 3800 | 0 | 40.41 | 40.4 | 0.01 | 0
2020 | MISO_W_2_MISO_MO-IL | MISO_W | MISO_MO-IL | Internal | Summer | B8 | 500 | 3800 | 0 | 38.03 | 38.03 | 0.01 | 0
2020 | MISO_W_2_MISO_MO-IL | MISO_W | MISO_MO-IL | Internal | Summer | B9 | 800 | 3800 | 0 | 37.03 | 37.02 | 0.01 | 0
2020 | MISO_W_2_MISO_MO-IL | MISO_W | MISO_MO-IL | Internal | Summer | B10 | 1262 | 3800 | 34.11 | 35.99 | 36 | 0.01 | 0
2020 | MISO_W_2_MISO_MO-IL | MISO_W | MISO_MO-IL | Internal | Winter | B16 | 25 | 3800 | 2208.77 | 52.24 | 52.25 | 0.01 | 0
2020 | MISO_W_2_MISO_MO-IL | MISO_W | MISO_MO-IL | Internal | Winter | B17 | 100 | 3800 | 796.59 | 48.26 | 48.27 | 0.01 | 0
2020 | MISO_W_2_MISO_MO-IL | MISO_W | MISO_MO-IL | Internal | Winter | B18 | 400 | 3800 | 0 | 42.34 | 42.33 | 0.01 | 0
2020 | MISO_W_2_MISO_MO-IL | MISO_W | MISO_MO-IL | Internal | Winter | B19 | 700 | 3800 | 0 | 41.59 | 41.55 | 0.01 | 0
2020 | MISO_W_2_MISO_MO-IL | MISO_W | MISO_MO-IL | Internal | Winter | B20 | 935 | 3800 | 40.83 | 37.39 | 37.4 | 0.01 | 0
2020 | MISO_W_2_MISO_WUMS | MISO_W | MISO_WUMS | Internal | Shoulder | B11 | 25 | 1629 | 0 | 55.7 | 55.69 | 0.01 | 0
2020 | MISO_W_2_MISO_WUMS | MISO_W | MISO_WUMS | Internal | Shoulder | B12 | 200 | 1629 | 0 | 46.4 | 46.4 | 0.01 | 0
2020 | MISO_W_2_MISO_WUMS | MISO_W | MISO_WUMS | Internal | Shoulder | B13 | 600 | 1629 | 0 | 42.45 | 42.45 | 0.01 | 0
2020 | MISO_W_2_MISO_WUMS | MISO_W | MISO_WUMS | Internal | Shoulder | B14 | 900 | 1629 | 0 | 40.16 | 40.17 | 0.01 | 0
2020 | MISO_W_2_MISO_WUMS | MISO_W | MISO_WUMS | Internal | Shoulder | B15 | 1203 | 1629 | 0 | 38.11 | 38.1 | 0.01 | 0
2020 | MISO_W_2_MISO_WUMS | MISO_W | MISO_WUMS | Internal | Summer | B1 | 10 | 1629 | 0 | 64.52 | 63.96 | 0.01 | 0
2020 | MISO_W_2_MISO_WUMS | MISO_W | MISO_WUMS | Internal | Summer | B2 | 25 | 1629 | 0 | 63.38 | 63.36 | 0.01 | 0
2020 | MISO_W_2_MISO_WUMS | MISO_W | MISO_WUMS | Internal | Summer | B3 | 75 | 1629 | 0 | 63.38 | 60.4 | 0.01 | 0
2020 | MISO_W_2_MISO_WUMS | MISO_W | MISO_WUMS | Internal | Summer | B4 | 100 | 1629 | 0 | 61.18 | 60.4 | 0.01 | 0
2020 | MISO_W_2_MISO_WUMS | MISO_W | MISO_WUMS | Internal | Summer | B5 | 200 | 1629 | 0 | 58.78 | 58.77 | 0.01 | 0
2020 | MISO_W_2_MISO_WUMS | MISO_W | MISO_WUMS | Internal | Summer | B6 | 300 | 1629 | 0 | 48.77 | 47.76 | 0.01 | 0
2020 | MISO_W_2_MISO_WUMS | MISO_W | MISO_WUMS | Internal | Summer | B7 | 400 | 1629 | 0 | 40.41 | 40.4 | 0.01 | 0
2020 | MISO_W_2_MISO_WUMS | MISO_W | MISO_WUMS | Internal | Summer | B8 | 500 | 1629 | 0 | 38.03 | 38.02 | 0.01 | 0
2020 | MISO_W_2_MISO_WUMS | MISO_W | MISO_WUMS | Internal | Summer | B9 | 800 | 1629 | 0 | 37.03 | 37.02 | 0.01 | 0
2020 | MISO_W_2_MISO_WUMS | MISO_W | MISO_WUMS | Internal | Summer | B10 | 1262 | 1629 | 1601.75 | 35.99 | 36 | 0.01 | 0
2020 | MISO_W_2_MISO_WUMS | MISO_W | MISO_WUMS | Internal | Winter | B16 | 25 | 1629 | 444.46 | 52.24 | 52.25 | 0.01 | 0
2020 | MISO_W_2_MISO_WUMS | MISO_W | MISO_WUMS | Internal | Winter | B17 | 100 | 1629 | 0 | 48.26 | 48.26 | 0.01 | 0
2020 | MISO_W_2_MISO_WUMS | MISO_W | MISO_WUMS | Internal | Winter | B18 | 400 | 1629 | 0 | 42.34 | 42.33 | 0.01 | 0
2020 | MISO_W_2_MISO_WUMS | MISO_W | MISO_WUMS | Internal | Winter | B19 | 700 | 1629 | 0 | 41.59 | 41.58 | 0.01 | 0
2020 | MISO_W_2_MISO_WUMS | MISO_W | MISO_WUMS | Internal | Winter | B20 | 935 | 1629 | 847.1 | 37.39 | 37.4 | 0.01 | 0
2020 | MISO_W_2_PJM_ROR | MISO_W | PJM_ROR | Internal | Shoulder | B11 | 25 | 773 | 0 | 55.7 | 53.69 | 2 | 0
2020 | MISO_W_2_PJM_ROR | MISO_W | PJM_ROR | Internal | Shoulder | B12 | 200 | 773 | 457.92 | 46.4 | 48.4 | 2 | 0
2020 | MISO_W_2_PJM_ROR | MISO_W | PJM_ROR | Internal | Shoulder | B13 | 600 | 773 | 0 | 42.45 | 42.88 | 2 | 0
2020 | MISO_W_2_PJM_ROR | MISO_W | PJM_ROR | Internal | Shoulder | B14 | 900 | 773 | 0 | 40.16 | 40.15 | 2 | 0
2020 | MISO_W_2_PJM_ROR | MISO_W | PJM_ROR | Internal | Shoulder | B15 | 1203 | 773 | 0 | 38.11 | 37.45 | 2 | 0
2020 | MISO_W_2_PJM_ROR | MISO_W | PJM_ROR | Internal | Summer | B1 | 10 | 773 | 773 | 64.52 | 66.53 | 2 | 0.01
2020 | MISO_W_2_PJM_ROR | MISO_W | PJM_ROR | Internal | Summer | B2 | 25 | 773 | 0 | 63.38 | 65.16 | 2 | 0
2020 | MISO_W_2_PJM_ROR | MISO_W | PJM_ROR | Internal | Summer | B3 | 75 | 773 | 0 | 63.38 | 61.86 | 2 | 0
2020 | MISO_W_2_PJM_ROR | MISO_W | PJM_ROR | Internal | Summer | B4 | 100 | 773 | 0 | 61.18 | 61.86 | 2 | 0
2020 | MISO_W_2_PJM_ROR | MISO_W | PJM_ROR | Internal | Summer | B5 | 200 | 773 | 0 | 58.78 | 56.97 | 2 | 0
2020 | MISO_W_2_PJM_ROR | MISO_W | PJM_ROR | Internal | Summer | B6 | 300 | 773 | 0 | 48.77 | 49.04 | 2 | 0
2020 | MISO_W_2_PJM_ROR | MISO_W | PJM_ROR | Internal | Summer | B7 | 400 | 773 | 0 | 40.41 | 42.4 | 2 | 0
2020 | MISO_W_2_PJM_ROR | MISO_W | PJM_ROR | Internal | Summer | B8 | 500 | 773 | 0 | 38.03 | 38.01 | 2 | 0
2020 | MISO_W_2_PJM_ROR | MISO_W | PJM_ROR | Internal | Summer | B9 | 800 | 773 | 0 | 37.03 | 36.2 | 2 | 0
2020 | MISO_W_2_PJM_ROR | MISO_W | PJM_ROR | Internal | Summer | B10 | 1262 | 773 | 0 | 35.99 | 34.67 | 2 | 0
2020 | MISO_W_2_PJM_ROR | MISO_W | PJM_ROR | Internal | Winter | B16 | 25 | 773 | 0 | 52.24 | 50.36 | 2 | 0
2020 | MISO_W_2_PJM_ROR | MISO_W | PJM_ROR | Internal | Winter | B17 | 100 | 773 | 636.45 | 48.26 | 50.26 | 2 | 0
2020 | MISO_W_2_PJM_ROR | MISO_W | PJM_ROR | Internal | Winter | B18 | 400 | 773 | 0 | 42.34 | 44.33 | 2 | 0
2020 | MISO_W_2_PJM_ROR | MISO_W | PJM_ROR | Internal | Winter | B19 | 700 | 773 | 0 | 41.59 | 41.99 | 2 | 0
2020 | MISO_W_2_PJM_ROR | MISO_W | PJM_ROR | Internal | Winter | B20 | 935 | 773 | 0 | 37.39 | 35.93 | 2 | 0
2020 | MISO_W_2_SPP_N | MISO_W | SPP_N | Internal | Shoulder | B11 | 25 | 3200 | 867.27 | 55.7 | 62.7 | 7 | 0
2020 | MISO_W_2_SPP_N | MISO_W | SPP_N | Internal | Shoulder | B12 | 200 | 3200 | 0 | 46.4 | 45.26 | 7 | 0
2020 | MISO_W_2_SPP_N | MISO_W | SPP_N | Internal | Shoulder | B13 | 600 | 3200 | 0 | 42.45 | 42.06 | 7 | 0
2020 | MISO_W_2_SPP_N | MISO_W | SPP_N | Internal | Shoulder | B14 | 900 | 3200 | 0 | 40.16 | 40.64 | 7 | 0
2020 | MISO_W_2_SPP_N | MISO_W | SPP_N | Internal | Shoulder | B15 | 1203 | 3200 | 0 | 38.11 | 40.53 | 7 | 0
2020 | MISO_W_2_SPP_N | MISO_W | SPP_N | Internal | Summer | B1 | 10 | 3200 | 0 | 64.52 | 66.76 | 7 | 0
2020 | MISO_W_2_SPP_N | MISO_W | SPP_N | Internal | Summer | B2 | 25 | 3200 | 0 | 63.38 | 66.76 | 7 | 0
2020 | MISO_W_2_SPP_N | MISO_W | SPP_N | Internal | Summer | B3 | 75 | 3200 | 0 | 63.38 | 66.76 | 7 | 0
2020 | MISO_W_2_SPP_N | MISO_W | SPP_N | Internal | Summer | B4 | 100 | 3200 | 0 | 61.18 | 65.34 | 7 | 0
2020 | MISO_W_2_SPP_N | MISO_W | SPP_N | Internal | Summer | B5 | 200 | 3200 | 0 | 58.78 | 61.61 | 7 | 0
2020 | MISO_W_2_SPP_N | MISO_W | SPP_N | Internal | Summer | B6 | 300 | 3200 | 2329.82 | 48.77 | 55.77 | 7 | 0
2020 | MISO_W_2_SPP_N | MISO_W | SPP_N | Internal | Summer | B7 | 400 | 3200 | 858.93 | 40.41 | 47.41 | 7 | 0
2020 | MISO_W_2_SPP_N | MISO_W | SPP_N | Internal | Summer | B8 | 500 | 3200 | 0 | 38.03 | 40.98 | 7 | 0
2020 | MISO_W_2_SPP_N | MISO_W | SPP_N | Internal | Summer | B9 | 800 | 3200 | 0 | 37.03 | 39.65 | 7 | 0
2020 | MISO_W_2_SPP_N | MISO_W | SPP_N | Internal | Summer | B10 | 1262 | 3200 | 0 | 35.99 | 39.12 | 7 | 0
2020 | MISO_W_2_SPP_N | MISO_W | SPP_N | Internal | Winter | B16 | 25 | 3200 | 0 | 52.24 | 52.25 | 7 | 0
2020 | MISO_W_2_SPP_N | MISO_W | SPP_N | Internal | Winter | B17 | 100 | 3200 | 0 | 48.26 | 43.38 | 7 | 0
2020 | MISO_W_2_SPP_N | MISO_W | SPP_N | Internal | Winter | B18 | 400 | 3200 | 0 | 42.34 | 43.28 | 7 | 0
2020 | MISO_W_2_SPP_N | MISO_W | SPP_N | Internal | Winter | B19 | 700 | 3200 | 0 | 41.59 | 43.28 | 7 | 0
2020 | MISO_W_2_SPP_N | MISO_W | SPP_N | Internal | Winter | B20 | 935 | 3200 | 0 | 37.39 | 39.12 | 7 | 0
2020 | MISO_WUMS_2_MISO_MI | MISO_WUMS | MISO_MI | Internal | Shoulder | B11 | 25 | 929 | 0 | 55.69 | 55.68 | 0.01 | 0
2020 | MISO_WUMS_2_MISO_MI | MISO_WUMS | MISO_MI | Internal | Shoulder | B12 | 200 | 929 | 13.19 | 46.4 | 46.41 | 0.01 | 0
2020 | MISO_WUMS_2_MISO_MI | MISO_WUMS | MISO_MI | Internal | Shoulder | B13 | 600 | 929 | 215.62 | 42.45 | 42.46 | 0.01 | 0
2020 | MISO_WUMS_2_MISO_MI | MISO_WUMS | MISO_MI | Internal | Shoulder | B14 | 900 | 929 | 0 | 40.17 | 40.16 | 0.01 | 0
2020 | MISO_WUMS_2_MISO_MI | MISO_WUMS | MISO_MI | Internal | Shoulder | B15 | 1203 | 929 | 883.43 | 38.1 | 38.11 | 0.01 | 0
2020 | MISO_WUMS_2_MISO_MI | MISO_WUMS | MISO_MI | Internal | Summer | B1 | 10 | 929 | 929 | 63.96 | 64.12 | 0.01 | 0.14
2020 | MISO_WUMS_2_MISO_MI | MISO_WUMS | MISO_MI | Internal | Summer | B2 | 25 | 929 | 771.82 | 63.36 | 63.37 | 0.01 | 0
2020 | MISO_WUMS_2_MISO_MI | MISO_WUMS | MISO_MI | Internal | Summer | B3 | 75 | 929 | 0 | 60.4 | 60.38 | 0.01 | 0
2020 | MISO_WUMS_2_MISO_MI | MISO_WUMS | MISO_MI | Internal | Summer | B4 | 100 | 929 | 0 | 60.4 | 59.86 | 0.01 | 0
2020 | MISO_WUMS_2_MISO_MI | MISO_WUMS | MISO_MI | Internal | Summer | B5 | 200 | 929 | 0 | 58.77 | 58.75 | 0.01 | 0
2020 | MISO_WUMS_2_MISO_MI | MISO_WUMS | MISO_MI | Internal | Summer | B6 | 300 | 929 | 0 | 47.76 | 47.75 | 0.01 | 0
2020 | MISO_WUMS_2_MISO_MI | MISO_WUMS | MISO_MI | Internal | Summer | B7 | 400 | 929 | 21.72 | 40.4 | 40.41 | 0.01 | 0
2020 | MISO_WUMS_2_MISO_MI | MISO_WUMS | MISO_MI | Internal | Summer | B8 | 500 | 929 | 368.28 | 38.02 | 38.03 | 0.01 | 0
2020 | MISO_WUMS_2_MISO_MI | MISO_WUMS | MISO_MI | Internal | Summer | B9 | 800 | 929 | 0 | 37.02 | 37.02 | 0.01 | 0
2020 | MISO_WUMS_2_MISO_MI | MISO_WUMS | MISO_MI | Internal | Summer | B10 | 1262 | 929 | 929 | 36 | 36.03 | 0.01 | 0.01
2020 | MISO_WUMS_2_MISO_MI | MISO_WUMS | MISO_MI | Internal | Winter | B16 | 25 | 929 | 707.16 | 52.25 | 52.26 | 0.01 | 0
2020 | MISO_WUMS_2_MISO_MI | MISO_WUMS | MISO_MI | Internal | Winter | B17 | 100 | 929 | 495.84 | 48.26 | 48.27 | 0.01 | 0
2020 | MISO_WUMS_2_MISO_MI | MISO_WUMS | MISO_MI | Internal | Winter | B18 | 400 | 929 | 0 | 42.33 | 42.33 | 0.01 | 0
2020 | MISO_WUMS_2_MISO_MI | MISO_WUMS | MISO_MI | Internal | Winter | B19 | 700 | 929 | 0 | 41.58 | 41.57 | 0.01 | 0
2020 | MISO_WUMS_2_MISO_MI | MISO_WUMS | MISO_MI | Internal | Winter | B20 | 935 | 929 | 489.68 | 37.4 | 37.42 | 0.01 | 0
2020 | MISO_WUMS_2_MISO_W | MISO_WUMS | MISO_W | Internal | Shoulder | B11 | 25 | 1137 | 1053.01 | 55.69 | 55.7 | 0.01 | 0
2020 | MISO_WUMS_2_MISO_W | MISO_WUMS | MISO_W | Internal | Shoulder | B12 | 200 | 1137 | 0 | 46.4 | 46.4 | 0.01 | 0
2020 | MISO_WUMS_2_MISO_W | MISO_WUMS | MISO_W | Internal | Shoulder | B13 | 600 | 1137 | 0 | 42.45 | 42.45 | 0.01 | 0
2020 | MISO_WUMS_2_MISO_W | MISO_WUMS | MISO_W | Internal | Shoulder | B14 | 900 | 1137 | 0 | 40.17 | 40.16 | 0.01 | 0
2020 | MISO_WUMS_2_MISO_W | MISO_WUMS | MISO_W | Internal | Shoulder | B15 | 1203 | 1137 | 362.47 | 38.1 | 38.11 | 0.01 | 0
2020 | MISO_WUMS_2_MISO_W | MISO_WUMS | MISO_W | Internal | Summer | B1 | 10 | 1137 | 1137 | 63.96 | 64.52 | 0.01 | 0.54
2020 | MISO_WUMS_2_MISO_W | MISO_WUMS | MISO_W | Internal | Summer | B2 | 25 | 1137 | 1137 | 63.36 | 63.38 | 0.01 | 0.01
2020 | MISO_WUMS_2_MISO_W | MISO_WUMS | MISO_W | Internal | Summer | B3 | 75 | 1137 | 1137 | 60.4 | 63.38 | 0.01 | 2.97
2020 | MISO_WUMS_2_MISO_W | MISO_WUMS | MISO_W | Internal | Summer | B4 | 100 | 1137 | 1137 | 60.4 | 61.18 | 0.01 | 0.77
2020 | MISO_WUMS_2_MISO_W | MISO_WUMS | MISO_W | Internal | Summer | B5 | 200 | 1137 | 981.93 | 58.77 | 58.78 | 0.01 | 0
2020 | MISO_WUMS_2_MISO_W | MISO_WUMS | MISO_W | Internal | Summer | B6 | 300 | 1137 | 1137 | 47.76 | 48.77 | 0.01 | 1
2020 | MISO_WUMS_2_MISO_W | MISO_WUMS | MISO_W | Internal | Summer | B7 | 400 | 1137 | 70.24 | 40.4 | 40.41 | 0.01 | 0
2020 | MISO_WUMS_2_MISO_W | MISO_WUMS | MISO_W | Internal | Summer | B8 | 500 | 1137 | 47.99 | 38.02 | 38.03 | 0.01 | 0
2020 | MISO_WUMS_2_MISO_W | MISO_WUMS | MISO_W | Internal | Summer | B9 | 800 | 1137 | 59.31 | 37.02 | 37.03 | 0.01 | 0
2020 | MISO_WUMS_2_MISO_W | MISO_WUMS | MISO_W | Internal | Summer | B10 | 1262 | 1137 | 0 | 36 | 35.99 | 0.01 | 0
2020 | MISO_WUMS_2_MISO_W | MISO_WUMS | MISO_W | Internal | Winter | B16 | 25 | 1137 | 0 | 52.25 | 52.24 | 0.01 | 0
2020 | MISO_WUMS_2_MISO_W | MISO_WUMS | MISO_W | Internal | Winter | B17 | 100 | 1137 | 0 | 48.26 | 48.26 | 0.01 | 0
2020 | MISO_WUMS_2_MISO_W | MISO_WUMS | MISO_W | Internal | Winter | B18 | 400 | 1137 | 436.51 | 42.33 | 42.34 | 0.01 | 0
2020 | MISO_WUMS_2_MISO_W | MISO_WUMS | MISO_W | Internal | Winter | B19 | 700 | 1137 | 838.68 | 41.58 | 41.59 | 0.01 | 0
2020 | MISO_WUMS_2_MISO_W | MISO_WUMS | MISO_W | Internal | Winter | B20 | 935 | 1137 | 0 | 37.4 | 37.39 | 0.01 | 0
2020 | MISO_WUMS_2_PJM_ROR | MISO_WUMS | PJM_ROR | Internal | Shoulder | B11 | 25 | 1600 | 0 | 55.69 | 53.69 | 2 | 0
2020 | MISO_WUMS_2_PJM_ROR | MISO_WUMS | PJM_ROR | Internal | Shoulder | B12 | 200 | 1600 | 30.89 | 46.4 | 48.4 | 2 | 0
2020 | MISO_WUMS_2_PJM_ROR | MISO_WUMS | PJM_ROR | Internal | Shoulder | B13 | 600 | 1600 | 0 | 42.45 | 42.88 | 2 | 0
2020 | MISO_WUMS_2_PJM_ROR | MISO_WUMS | PJM_ROR | Internal | Shoulder | B14 | 900 | 1600 | 0 | 40.17 | 40.15 | 2 | 0
2020 | MISO_WUMS_2_PJM_ROR | MISO_WUMS | PJM_ROR | Internal | Shoulder | B15 | 1203 | 1600 | 0 | 38.1 | 37.45 | 2 | 0
2020 | MISO_WUMS_2_PJM_ROR | MISO_WUMS | PJM_ROR | Internal | Summer | B1 | 10 | 1600 | 1600 | 63.96 | 66.53 | 2 | 0.57
2020 | MISO_WUMS_2_PJM_ROR | MISO_WUMS | PJM_ROR | Internal | Summer | B2 | 25 | 1600 | 0 | 63.36 | 65.16 | 2 | 0
2020 | MISO_WUMS_2_PJM_ROR | MISO_WUMS | PJM_ROR | Internal | Summer | B3 | 75 | 1600 | 0 | 60.4 | 61.86 | 2 | 0
2020 | MISO_WUMS_2_PJM_ROR | MISO_WUMS | PJM_ROR | Internal | Summer | B4 | 100 | 1600 | 0 | 60.4 | 61.86 | 2 | 0
2020 | MISO_WUMS_2_PJM_ROR | MISO_WUMS | PJM_ROR | Internal | Summer | B5 | 200 | 1600 | 0 | 58.77 | 56.97 | 2 | 0
2020 | MISO_WUMS_2_PJM_ROR | MISO_WUMS | PJM_ROR | Internal | Summer | B6 | 300 | 1600 | 0 | 47.76 | 49.04 | 2 | 0
2020 | MISO_WUMS_2_PJM_ROR | MISO_WUMS | PJM_ROR | Internal | Summer | B7 | 400 | 1600 | 98.04 | 40.4 | 42.4 | 2 | 0
2020 | MISO_WUMS_2_PJM_ROR | MISO_WUMS | PJM_ROR | Internal | Summer | B8 | 500 | 1600 | 0 | 38.02 | 38.01 | 2 | 0
2020 | MISO_WUMS_2_PJM_ROR | MISO_WUMS | PJM_ROR | Internal | Summer | B9 | 800 | 1600 | 0 | 37.02 | 36.2 | 2 | 0
2020 | MISO_WUMS_2_PJM_ROR | MISO_WUMS | PJM_ROR | Internal | Summer | B10 | 1262 | 1600 | 0 | 36 | 34.67 | 2 | 0
2020 | MISO_WUMS_2_PJM_ROR | MISO_WUMS | PJM_ROR | Internal | Winter | B16 | 25 | 1600 | 0 | 52.25 | 50.36 | 2 | 0
2020 | MISO_WUMS_2_PJM_ROR | MISO_WUMS | PJM_ROR | Internal | Winter | B17 | 100 | 1600 | 89.12 | 48.26 | 50.26 | 2 | 0
2020 | MISO_WUMS_2_PJM_ROR | MISO_WUMS | PJM_ROR | Internal | Winter | B18 | 400 | 1600 | 59.65 | 42.33 | 44.33 | 2 | 0
2020 | MISO_WUMS_2_PJM_ROR | MISO_WUMS | PJM_ROR | Internal | Winter | B19 | 700 | 1600 | 0 | 41.58 | 41.99 | 2 | 0
2020 | MISO_WUMS_2_PJM_ROR | MISO_WUMS | PJM_ROR | Internal | Winter | B20 | 935 | 1600 | 0 | 37.4 | 35.93 | 2 | 0
2020 | NE_2_MISO_W | NE | MISO_W | Internal | Shoulder | B11 | 25 | 1600 | 0 | 62.69 | 55.7 | 5 | 0
2020 | NE_2_MISO_W | NE | MISO_W | Internal | Shoulder | B12 | 200 | 1600 | 0 | 45.25 | 46.4 | 5 | 0
2020 | NE_2_MISO_W | NE | MISO_W | Internal | Shoulder | B13 | 600 | 1600 | 0 | 42.05 | 42.45 | 5 | 0
2020 | NE_2_MISO_W | NE | MISO_W | Internal | Shoulder | B14 | 900 | 1600 | 0 | 40.63 | 40.16 | 5 | 0
2020 | NE_2_MISO_W | NE | MISO_W | Internal | Shoulder | B15 | 1203 | 1600 | 0 | 40.51 | 38.11 | 5 | 0
2020 | NE_2_MISO_W | NE | MISO_W | Internal | Summer | B1 | 10 | 1600 | 0 | 66.75 | 64.52 | 5 | 0
2020 | NE_2_MISO_W | NE | MISO_W | Internal | Summer | B2 | 25 | 1600 | 0 | 65.33 | 63.38 | 5 | 0
2020 | NE_2_MISO_W | NE | MISO_W | Internal | Summer | B3 | 75 | 1600 | 0 | 65.33 | 63.38 | 5 | 0
2020 | NE_2_MISO_W | NE | MISO_W | Internal | Summer | B4 | 100 | 1600 | 0 | 65.33 | 61.18 | 5 | 0
2020 | NE_2_MISO_W | NE | MISO_W | Internal | Summer | B5 | 200 | 1600 | 0 | 61.6 | 58.78 | 5 | 0
2020 | NE_2_MISO_W | NE | MISO_W | Internal | Summer | B6 | 300 | 1600 | 0 | 55.76 | 48.77 | 5 | 0
2020 | NE_2_MISO_W | NE | MISO_W | Internal | Summer | B7 | 400 | 1600 | 0 | 47.4 | 40.41 | 5 | 0
2020 | NE_2_MISO_W | NE | MISO_W | Internal | Summer | B8 | 500 | 1600 | 0 | 39.64 | 38.03 | 5 | 0
2020 | NE_2_MISO_W | NE | MISO_W | Internal | Summer | B9 | 800 | 1600 | 0 | 39.64 | 37.03 | 5 | 0
2020 | NE_2_MISO_W | NE | MISO_W | Internal | Summer | B10 | 1262 | 1600 | 0 | 36.61 | 35.99 | 5 | 0
2020 | NE_2_MISO_W | NE | MISO_W | Internal | Winter | B16 | 25 | 1600 | 0 | 52.24 | 52.24 | 5 | 0
2020 | NE_2_MISO_W | NE | MISO_W | Internal | Winter | B17 | 100 | 1600 | 0 | 43.37 | 48.26 | 5 | 0
2020 | NE_2_MISO_W | NE | MISO_W | Internal | Winter | B18 | 400 | 1600 | 0 | 43.27 | 42.34 | 5 | 0
2020 | NE_2_MISO_W | NE | MISO_W | Internal | Winter | B19 | 700 | 1600 | 0 | 43.27 | 41.59 | 5 | 0
2020 | NE_2_MISO_W | NE | MISO_W | Internal | Winter | B20 | 935 | 1600 | 0 | 39.11 | 37.39 | 5 | 0
2020 | NE_2_SPP_N | NE | SPP_N | Internal | Shoulder | B11 | 25 | 3001 | 2444.43 | 62.69 | 62.7 | 0.01 | 0
2020 | NE_2_SPP_N | NE | SPP_N | Internal | Shoulder | B12 | 200 | 3001 | 967.25 | 45.25 | 45.26 | 0.01 | 0
2020 | NE_2_SPP_N | NE | SPP_N | Internal | Shoulder | B13 | 600 | 3001 | 889.42 | 42.05 | 42.06 | 0.01 | 0
2020 | NE_2_SPP_N | NE | SPP_N | Internal | Shoulder | B14 | 900 | 3001 | 1179.56 | 40.63 | 40.64 | 0.01 | 0
2020 | NE_2_SPP_N | NE | SPP_N | Internal | Shoulder | B15 | 1203 | 3001 | 1759.81 | 40.51 | 40.53 | 0.01 | 0
2020 | NE_2_SPP_N | NE | SPP_N | Internal | Summer | B1 | 10 | 3001 | 2800.72 | 66.75 | 66.76 | 0.01 | 0
2020 | NE_2_SPP_N | NE | SPP_N | Internal | Summer | B2 | 25 | 3001 | 3001 | 65.33 | 66.76 | 0.01 | 1.42
2020 | NE_2_SPP_N | NE | SPP_N | Internal | Summer | B3 | 75 | 3001 | 3001 | 65.33 | 66.76 | 0.01 | 1.42
2020 | NE_2_SPP_N | NE | SPP_N | Internal | Summer | B4 | 100 | 3001 | 2701.73 | 65.33 | 65.34 | 0.01 | 0
2020 | NE_2_SPP_N | NE | SPP_N | Internal | Summer | B5 | 200 | 3001 | 2039.99 | 61.6 | 61.61 | 0.01 | 0
2020 | NE_2_SPP_N | NE | SPP_N | Internal | Summer | B6 | 300 | 3001 | 2352.03 | 55.76 | 55.77 | 0.01 | 0
2020 | NE_2_SPP_N | NE | SPP_N | Internal | Summer | B7 | 400 | 3001 | 2931.6 | 47.4 | 47.41 | 0.01 | 0
2020 | NE_2_SPP_N | NE | SPP_N | Internal | Summer | B8 | 500 | 3001 | 3001 | 39.64 | 40.98 | 0.01 | 1.33
2020 | NE_2_SPP_N | NE | SPP_N | Internal | Summer | B9 | 800 | 3001 | 2502.44 | 39.64 | 39.65 | 0.01 | 0
2020 | NE_2_SPP_N | NE | SPP_N | Internal | Summer | B10 | 1262 | 3001 | 3001 | 36.61 | 39.12 | 0.01 | 2.51
2020 | NE_2_SPP_N | NE | SPP_N | Internal | Winter | B16 | 25 | 3001 | 2733.89 | 52.24 | 52.25 | 0.01 | 0
2020 | NE_2_SPP_N | NE | SPP_N | Internal | Winter | B17 | 100 | 3001 | 2224.41 | 43.37 | 43.38 | 0.01 | 0
2020 | NE_2_SPP_N | NE | SPP_N | Internal | Winter | B18 | 400 | 3001 | 2705.63 | 43.27 | 43.28 | 0.01 | 0
2020 | NE_2_SPP_N | NE | SPP_N | Internal | Winter | B19 | 700 | 3001 | 2214.62 | 43.27 | 43.28 | 0.01 | 0
2020 | NE_2_SPP_N | NE | SPP_N | Internal | Winter | B20 | 935 | 3001 | 2819.43 | 39.11 | 39.12 | 0.01 | 0
2020 | NEISO_2_NYISO_A-F | NEISO | NYISO_A-F | Internal | Shoulder | B11 | 25 | 600 | 114.09 | 37.5 | 40.5 | 3 | 0
2020 | NEISO_2_NYISO_A-F | NEISO | NYISO_A-F | Internal | Shoulder | B12 | 200 | 600 | 0 | 37.5 | 40.39 | 3 | 0
2020 | NEISO_2_NYISO_A-F | NEISO | NYISO_A-F | Internal | Shoulder | B13 | 600 | 600 | 0 | 37.5 | 39.87 | 3 | 0
2020 | NEISO_2_NYISO_A-F | NEISO | NYISO_A-F | Internal | Shoulder | B14 | 900 | 600 | 0 | 37.5 | 38.62 | 3 | 0
2020 | NEISO_2_NYISO_A-F | NEISO | NYISO_A-F | Internal | Shoulder | B15 | 1203 | 600 | 0 | 37.5 | 38.62 | 3 | 0
2020 | NEISO_2_NYISO_A-F | NEISO | NYISO_A-F | Internal | Summer | B1 | 10 | 600 | 0 | 81.05 | 58.54 | 3 | 0
2020 | NEISO_2_NYISO_A-F | NEISO | NYISO_A-F | Internal | Summer | B2 | 25 | 600 | 0 | 68.17 | 57.17 | 3 | 0
2020 | NEISO_2_NYISO_A-F | NEISO | NYISO_A-F | Internal | Summer | B3 | 75 | 600 | 82.04 | 48.92 | 51.92 | 3 | 0
2020 | NEISO_2_NYISO_A-F | NEISO | NYISO_A-F | Internal | Summer | B4 | 100 | 600 | 500.22 | 43.14 | 46.14 | 3 | 0
2020 | NEISO_2_NYISO_A-F | NEISO | NYISO_A-F | Internal | Summer | B5 | 200 | 600 | 600 | 34.61 | 45.82 | 3 | 8.21
2020 | NEISO_2_NYISO_A-F | NEISO | NYISO_A-F | Internal | Summer | B6 | 300 | 600 | 600 | 34.61 | 42.32 | 3 | 4.7
2020 | NEISO_2_NYISO_A-F | NEISO | NYISO_A-F | Internal | Summer | B7 | 400 | 600 | 600 | 34.61 | 38.61 | 3 | 1
2020 | NEISO_2_NYISO_A-F | NEISO | NYISO_A-F | Internal | Summer | B8 | 500 | 600 | 0 | 34.61 | 37.6 | 3 | 0
2020 | NEISO_2_NYISO_A-F | NEISO | NYISO_A-F | Internal | Summer | B9 | 800 | 600 | 0 | 34.61 | 37.16 | 3 | 0
2020 | NEISO_2_NYISO_A-F | NEISO | NYISO_A-F | Internal | Summer | B10 | 1262 | 600 | 0 | 34.61 | 37.16 | 3 | 0
2020 | NEISO_2_NYISO_A-F | NEISO | NYISO_A-F | Internal | Winter | B16 | 25 | 600 | 0 | 46.42 | 46.19 | 3 | 0
2020 | NEISO_2_NYISO_A-F | NEISO | NYISO_A-F | Internal | Winter | B17 | 100 | 600 | 0 | 46.42 | 43.42 | 3 | 0
2020 | NEISO_2_NYISO_A-F | NEISO | NYISO_A-F | Internal | Winter | B18 | 400 | 600 | 0 | 46.42 | 42.26 | 3 | 0
2020 | NEISO_2_NYISO_A-F | NEISO | NYISO_A-F | Internal | Winter | B19 | 700 | 600 | 0 | 46.42 | 42.26 | 3 | 0
2020 | NEISO_2_NYISO_A-F | NEISO | NYISO_A-F | Internal | Winter | B20 | 935 | 600 | 0 | 46.42 | 42.26 | 3 | 0
2020 | NEISO_2_NYISO_G-I | NEISO | NYISO_G-I | Internal | Shoulder | B11 | 25 | 600 | 600 | 37.5 | 45.67 | 3 | 5.17
2020 | NEISO_2_NYISO_G-I | NEISO | NYISO_G-I | Internal | Shoulder | B12 | 200 | 600 | 0 | 37.5 | 40.4 | 3 | 0
2020 | NEISO_2_NYISO_G-I | NEISO | NYISO_G-I | Internal | Shoulder | B13 | 600 | 600 | 0 | 37.5 | 40.02 | 3 | 0
2020 | NEISO_2_NYISO_G-I | NEISO | NYISO_G-I | Internal | Shoulder | B14 | 900 | 600 | 0 | 37.5 | 38.63 | 3 | 0
2020 | NEISO_2_NYISO_G-I | NEISO | NYISO_G-I | Internal | Shoulder | B15 | 1203 | 600 | 0 | 37.5 | 38.63 | 3 | 0
2020 | NEISO_2_NYISO_G-I | NEISO | NYISO_G-I | Internal | Summer | B1 | 10 | 600 | 0 | 81.05 | 78.05 | 3 | 0
2020 | NEISO_2_NYISO_G-I | NEISO | NYISO_G-I | Internal | Summer | B2 | 25 | 600 | 177.38 | 68.17 | 71.17 | 3 | 0
2020 | NEISO_2_NYISO_G-I | NEISO | NYISO_G-I | Internal | Summer | B3 | 75 | 600 | 600 | 48.92 | 52.92 | 3 | 1.01
2020 | NEISO_2_NYISO_G-I | NEISO | NYISO_G-I | Internal | Summer | B4 | 100 | 600 | 600 | 43.14 | 48.95 | 3 | 2.81
2020 | NEISO_2_NYISO_G-I | NEISO | NYISO_G-I | Internal | Summer | B5 | 200 | 600 | 600 | 34.61 | 48.95 | 3 | 11.33
2020 | NEISO_2_NYISO_G-I | NEISO | NYISO_G-I | Internal | Summer | B6 | 300 | 600 | 600 | 34.61 | 48.95 | 3 | 11.33
2020 | NEISO_2_NYISO_G-I | NEISO | NYISO_G-I | Internal | Summer | B7 | 400 | 600 | 600 | 34.61 | 38.62 | 3 | 1.01
2020 | NEISO_2_NYISO_G-I | NEISO | NYISO_G-I | Internal | Summer | B8 | 500 | 600 | 526.91 | 34.61 | 37.61 | 3 | 0
2020 | NEISO_2_NYISO_G-I | NEISO | NYISO_G-I | Internal | Summer | B9 | 800 | 600 | 0 | 34.61 | 37.17 | 3 | 0
2020 | NEISO_2_NYISO_G-I | NEISO | NYISO_G-I | Internal | Summer | B10 | 1262 | 600 | 0 | 34.61 | 37.17 | 3 | 0
2020 | NEISO_2_NYISO_G-I | NEISO | NYISO_G-I | Internal | Winter | B16 | 25 | 600 | 600 | 46.42 | 51.16 | 3 | 1.73
2020 | NEISO_2_NYISO_G-I | NEISO | NYISO_G-I | Internal | Winter | B17 | 100 | 600 | 600 | 46.42 | 51.16 | 3 | 1.73
2020 | NEISO_2_NYISO_G-I | NEISO | NYISO_G-I | Internal | Winter | B18 | 400 | 600 | 600 | 46.42 | 50.34 | 3 | 0.91
2020 | NEISO_2_NYISO_G-I | NEISO | NYISO_G-I | Internal | Winter | B19 | 700 | 600 | 0 | 46.42 | 48.09 | 3 | 0
2020 | NEISO_2_NYISO_G-I | NEISO | NYISO_G-I | Internal | Winter | B20 | 935 | 600 | 0 | 46.42 | 45.78 | 3 | 0
2020 | NEISO_2_NYISO_J-K | NEISO | NYISO_J-K | Internal | Shoulder | B11 | 25 | 500 | 500 | 37.5 | 45.68 | 3 | 5.18
2020 | NEISO_2_NYISO_J-K | NEISO | NYISO_J-K | Internal | Shoulder | B12 | 200 | 500 | 0 | 37.5 | 40.41 | 3 | 0
2020 | NEISO_2_NYISO_J-K | NEISO | NYISO_J-K | Internal | Shoulder | B13 | 600 | 500 | 0 | 37.5 | 40.03 | 3 | 0
2020 | NEISO_2_NYISO_J-K | NEISO | NYISO_J-K | Internal | Shoulder | B14 | 900 | 500 | 0 | 37.5 | 38.64 | 3 | 0
2020 | NEISO_2_NYISO_J-K | NEISO | NYISO_J-K | Internal | Shoulder | B15 | 1203 | 500 | 0 | 37.5 | 38.64 | 3 | 0
2020 | NEISO_2_NYISO_J-K | NEISO | NYISO_J-K | Internal | Summer | B1 | 10 | 500 | 0 | 81.05 | 78.06 | 3 | 0
2020 | NEISO_2_NYISO_J-K | NEISO | NYISO_J-K | Internal | Summer | B2 | 25 | 500 | 500 | 68.17 | 71.18 | 3 | 0.01
2020 | NEISO_2_NYISO_J-K | NEISO | NYISO_J-K | Internal | Summer | B3 | 75 | 500 | 500 | 48.92 | 52.93 | 3 | 1.02
2020 | NEISO_2_NYISO_J-K | NEISO | NYISO_J-K | Internal | Summer | B4 | 100 | 500 | 500 | 43.14 | 48.96 | 3 | 2.82
2020 | NEISO_2_NYISO_J-K | NEISO | NYISO_J-K | Internal | Summer | B5 | 200 | 500 | 500 | 34.61 | 48.96 | 3 | 11.34
2020 | NEISO_2_NYISO_J-K | NEISO | NYISO_J-K | Internal | Summer | B6 | 300 | 500 | 500 | 34.61 | 48.96 | 3 | 11.34
2020 | NEISO_2_NYISO_J-K | NEISO | NYISO_J-K | Internal | Summer | B7 | 400 | 500 | 500 | 34.61 | 38.64 | 3 | 1.02
2020 | NEISO_2_NYISO_J-K | NEISO | NYISO_J-K | Internal | Summer | B8 | 500 | 500 | 500 | 34.61 | 37.63 | 3 | 0.01
2020 | NEISO_2_NYISO_J-K | NEISO | NYISO_J-K | Internal | Summer | B9 | 800 | 500 | 0 | 34.61 | 37.18 | 3 | 0
2020 | NEISO_2_NYISO_J-K | NEISO | NYISO_J-K | Internal | Summer | B10 | 1262 | 500 | 0 | 34.61 | 37.18 | 3 | 0
2020 | NEISO_2_NYISO_J-K | NEISO | NYISO_J-K | Internal | Winter | B16 | 25 | 500 | 500 | 46.42 | 51.17 | 3 | 1.74
2020 | NEISO_2_NYISO_J-K | NEISO | NYISO_J-K | Internal | Winter | B17 | 100 | 500 | 500 | 46.42 | 51.17 | 3 | 1.74
2020 | NEISO_2_NYISO_J-K | NEISO | NYISO_J-K | Internal | Winter | B18 | 400 | 500 | 500 | 46.42 | 50.35 | 3 | 0.93
2020 | NEISO_2_NYISO_J-K | NEISO | NYISO_J-K | Internal | Winter | B19 | 700 | 500 | 0 | 46.42 | 48.1 | 3 | 0
2020 | NEISO_2_NYISO_J-K | NEISO | NYISO_J-K | Internal | Winter | B20 | 935 | 500 | 0 | 46.42 | 45.79 | 3 | 0
2020 | NonRTO_Midwest_2_MISO_IN | NonRTO_Midwest | MISO_IN | Internal | Shoulder | B11 | 25 | 4450 | 0 | 63.69 | 55.69 | 8 | 0
2020 | NonRTO_Midwest_2_MISO_IN | NonRTO_Midwest | MISO_IN | Internal | Shoulder | B12 | 200 | 4450 | 0 | 54.43 | 46.43 | 8 | 0
2020 | NonRTO_Midwest_2_MISO_IN | NonRTO_Midwest | MISO_IN | Internal | Shoulder | B13 | 600 | 4450 | 0 | 49.09 | 42.45 | 8 | 0
2020 | NonRTO_Midwest_2_MISO_IN | NonRTO_Midwest | MISO_IN | Internal | Shoulder | B14 | 900 | 4450 | 0 | 42.87 | 40.16 | 8 | 0
2020 | NonRTO_Midwest_2_MISO_IN | NonRTO_Midwest | MISO_IN | Internal | Shoulder | B15 | 1203 | 4450 | 0 | 35.71 | 38.1 | 8 | 0
2020 | NonRTO_Midwest_2_MISO_IN | NonRTO_Midwest | MISO_IN | Internal | Summer | B1 | 10 | 4450 | 0 | 69.15 | 64.54 | 8 | 0
2020 | NonRTO_Midwest_2_MISO_IN | NonRTO_Midwest | MISO_IN | Internal | Summer | B2 | 25 | 4450 | 0 | 69.15 | 63.38 | 8 | 0
2020 | NonRTO_Midwest_2_MISO_IN | NonRTO_Midwest | MISO_IN | Internal | Summer | B3 | 75 | 4450 | 0 | 69.15 | 61.97 | 8 | 0
2020 | NonRTO_Midwest_2_MISO_IN | NonRTO_Midwest | MISO_IN | Internal | Summer | B4 | 100 | 4450 | 0 | 69.15 | 61.15 | 8 | 0
2020 | NonRTO_Midwest_2_MISO_IN | NonRTO_Midwest | MISO_IN | Internal | Summer | B5 | 200 | 4450 | 0 | 66.77 | 58.77 | 8 | 0
2020 | NonRTO_Midwest_2_MISO_IN | NonRTO_Midwest | MISO_IN | Internal | Summer | B6 | 300 | 4450 | 0 | 55.76 | 47.76 | 8 | 0
2020 | NonRTO_Midwest_2_MISO_IN | NonRTO_Midwest | MISO_IN | Internal | Summer | B7 | 400 | 4450 | 0 | 43.83 | 40.4 | 8 | 0
2020 | NonRTO_Midwest_2_MISO_IN | NonRTO_Midwest | MISO_IN | Internal | Summer | B8 | 500 | 4450 | 0 | 41.32 | 38.02 | 8 | 0
2020 | NonRTO_Midwest_2_MISO_IN | NonRTO_Midwest | MISO_IN | Internal | Summer | B9 | 800 | 4450 | 0 | 36.93 | 37.01 | 8 | 0
2020 | NonRTO_Midwest_2_MISO_IN | NonRTO_Midwest | MISO_IN | Internal | Summer | B10 | 1262 | 4450 | 0 | 33.69 | 36.02 | 8 | 0
2020 | NonRTO_Midwest_2_MISO_IN | NonRTO_Midwest | MISO_IN | Internal | Winter | B16 | 25 | 4450 | 0 | 60.27 | 52.27 | 8 | 0
2020 | NonRTO_Midwest_2_MISO_IN | NonRTO_Midwest | MISO_IN | Internal | Winter | B17 | 100 | 4450 | 0 | 56.28 | 48.28 | 8 | 0
2020 | NonRTO_Midwest_2_MISO_IN | NonRTO_Midwest | MISO_IN | Internal | Winter | B18 | 400 | 4450 | 0 | 50.34 | 42.34 | 8 | 0
2020 | NonRTO_Midwest_2_MISO_IN | NonRTO_Midwest | MISO_IN | Internal | Winter | B19 | 700 | 4450 | 0 | 43.39 | 41.56 | 8 | 0
2020 | NonRTO_Midwest_2_MISO_IN | NonRTO_Midwest | MISO_IN | Internal | Winter | B20 | 935 | 4450 | 0 | 35.77 | 37.4 | 8 | 0
2020 | NonRTO_Midwest_2_TVA_Transmission | NonRTO_Midwest | TVA_Transmission | Internal | Shoulder | B11 | 25 | 2400 | 0 | 63.69 | 59.21 | 8 | 0
2020 | NonRTO_Midwest_2_TVA_Transmission | NonRTO_Midwest | TVA_Transmission | Internal | Shoulder | B12 | 200 | 2400 | 0 | 54.43 | 48.39 | 8 | 0
2020 | NonRTO_Midwest_2_TVA_Transmission | NonRTO_Midwest | TVA_Transmission | Internal | Shoulder | B13 | 600 | 2400 | 0 | 49.09 | 44.8 | 8 | 0
2020 | NonRTO_Midwest_2_TVA_Transmission | NonRTO_Midwest | TVA_Transmission | Internal | Shoulder | B14 | 900 | 2400 | 0 | 42.87 | 42.99 | 8 | 0
2020 | NonRTO_Midwest_2_TVA_Transmission | NonRTO_Midwest | TVA_Transmission | Internal | Shoulder | B15 | 1203 | 2400 | 0 | 35.71 | 41.29 | 8 | 0
2020 | NonRTO_Midwest_2_TVA_Transmission | NonRTO_Midwest | TVA_Transmission | Internal | Summer | B1 | 10 | 2400 | 0 | 69.15 | 72.53 | 8 | 0
2020 | NonRTO_Midwest_2_TVA_Transmission | NonRTO_Midwest | TVA_Transmission | Internal | Summer | B2 | 25 | 2400 | 0 | 69.15 | 71.16 | 8 | 0
2020 | NonRTO_Midwest_2_TVA_Transmission | NonRTO_Midwest | TVA_Transmission | Internal | Summer | B3 | 75 | 2400 | 0 | 69.15 | 67.86 | 8 | 0
2020 | NonRTO_Midwest_2_TVA_Transmission | NonRTO_Midwest | TVA_Transmission | Internal | Summer | B4 | 100 | 2400 | 0 | 69.15 | 67.86 | 8 | 0
2020 | NonRTO_Midwest_2_TVA_Transmission | NonRTO_Midwest | TVA_Transmission | Internal | Summer | B5 | 200 | 2400 | 0 | 66.77 | 62.38 | 8 | 0
2020 | NonRTO_Midwest_2_TVA_Transmission | NonRTO_Midwest | TVA_Transmission | Internal | Summer | B6 | 300 | 2400 | 0 | 55.76 | 53.96 | 8 | 0
2020 | NonRTO_Midwest_2_TVA_Transmission | NonRTO_Midwest | TVA_Transmission | Internal | Summer | B7 | 400 | 2400 | 0 | 43.83 | 47.64 | 8 | 0
2020 | NonRTO_Midwest_2_TVA_Transmission | NonRTO_Midwest | TVA_Transmission | Internal | Summer | B8 | 500 | 2400 | 0 | 41.32 | 41.18 | 8 | 0
2020 | NonRTO_Midwest_2_TVA_Transmission | NonRTO_Midwest | TVA_Transmission | Internal | Summer | B9 | 800 | 2400 | 0 | 36.93 | 39.87 | 8 | 0
2020 | NonRTO_Midwest_2_TVA_Transmission | NonRTO_Midwest | TVA_Transmission | Internal | Summer | B10 | 1262 | 2400 | 0 | 33.69 | 38.25 | 8 | 0
2020 | NonRTO_Midwest_2_TVA_Transmission | NonRTO_Midwest | TVA_Transmission | Internal | Winter | B16 | 25 | 2400 | 0 | 60.27 | 56.36 | 8 | 0
2020 | NonRTO_Midwest_2_TVA_Transmission | NonRTO_Midwest | TVA_Transmission | Internal | Winter | B17 | 100 | 2400 | 0 | 56.28 | 50.65 | 8 | 0
2020 | NonRTO_Midwest_2_TVA_Transmission | NonRTO_Midwest | TVA_Transmission | Internal | Winter | B18 | 400 | 2400 | 0 | 50.34 | 45.88 | 8 | 0
2020 | NonRTO_Midwest_2_TVA_Transmission | NonRTO_Midwest | TVA_Transmission | Internal | Winter | B19 | 700 | 2400 | 0 | 43.39 | 44 | 8 | 0
2020 | NonRTO_Midwest_2_TVA_Transmission | NonRTO_Midwest | TVA_Transmission | Internal | Winter | B20 | 935 | 2400 | 0 | 35.77 | 40.84 | 8 | 0
2020 | NYISO_A-F_2_IESO | NYISO_A-F | IESO | Internal | Shoulder | B11 | 25 | 1600 | 0 | 40.5 | 31.62 | 7 | 0
2020 | NYISO_A-F_2_IESO | NYISO_A-F | IESO | Internal | Shoulder | B12 | 200 | 1600 | 0 | 40.39 | 33.39 | 7 | 0
2020 | NYISO_A-F_2_IESO | NYISO_A-F | IESO | Internal | Shoulder | B13 | 600 | 1600 | 0 | 39.87 | 31.62 | 7 | 0
2020 | NYISO_A-F_2_IESO | NYISO_A-F | IESO | Internal | Shoulder | B14 | 900 | 1600 | 0 | 38.62 | 31.62 | 7 | 0
2020 | NYISO_A-F_2_IESO | NYISO_A-F | IESO | Internal | Shoulder | B15 | 1203 | 1600 | 0 | 38.62 | 31.62 | 7 | 0
2020 | NYISO_A-F_2_IESO | NYISO_A-F | IESO | Internal | Summer | B1 | 10 | 1600 | 0 | 58.54 | 51.54 | 7 | 0
2020 | NYISO_A-F_2_IESO | NYISO_A-F | IESO | Internal | Summer | B2 | 25 | 1600 | 0 | 57.17 | 50.17 | 7 | 0
2020 | NYISO_A-F_2_IESO | NYISO_A-F | IESO | Internal | Summer | B3 | 75 | 1600 | 0 | 51.92 | 39.14 | 7 | 0
2020 | NYISO_A-F_2_IESO | NYISO_A-F | IESO | Internal | Summer | B4 | 100 | 1600 | 0 | 46.14 | 39.14 | 7 | 0
2020 | NYISO_A-F_2_IESO | NYISO_A-F | IESO | Internal | Summer | B5 | 200 | 1600 | 0 | 45.82 | 38.82 | 7 | 0
2020 | NYISO_A-F_2_IESO | NYISO_A-F | IESO | Internal | Summer | B6 | 300 | 1600 | 0 | 42.32 | 35.32 | 7 | 0
2020 | NYISO_A-F_2_IESO | NYISO_A-F | IESO | Internal | Summer | B7 | 400 | 1600 | 0 | 38.61 | 31.61 | 7 | 0
2020 | NYISO_A-F_2_IESO | NYISO_A-F | IESO | Internal | Summer | B8 | 500 | 1600 | 0 | 37.6 | 30.02 | 7 | 0
2020 | NYISO_A-F_2_IESO | NYISO_A-F | IESO | Internal | Summer | B9 | 800 | 1600 | 0 | 37.16 | 30.02 | 7 | 0
2020 | NYISO_A-F_2_IESO | NYISO_A-F | IESO | Internal | Summer | B10 | 1262 | 1600 | 0 | 37.16 | 30.02 | 7 | 0
2020 | NYISO_A-F_2_IESO | NYISO_A-F | IESO | Internal | Winter | B16 | 25 | 1600 | 0 | 46.19 | 39.19 | 7 | 0
2020 | NYISO_A-F_2_IESO | NYISO_A-F | IESO | Internal | Winter | B17 | 100 | 1600 | 0 | 43.42 | 36.42 | 7 | 0
2020 | NYISO_A-F_2_IESO | NYISO_A-F | IESO | Internal | Winter | B18 | 400 | 1600 | 0 | 42.26 | 35.26 | 7 | 0
2020 | NYISO_A-F_2_IESO | NYISO_A-F | IESO | Internal | Winter | B19 | 700 | 1600 | 0 | 42.26 | 35.26 | 7 | 0
2020 | NYISO_A-F_2_IESO | NYISO_A-F | IESO | Internal | Winter | B20 | 935 | 1600 | 0 | 42.26 | 35.26 | 7 | 0
2020 | NYISO_A-F_2_NEISO | NYISO_A-F | NEISO | Internal | Shoulder | B11 | 25 | 600 | 0 | 40.5 | 37.5 | 3 | 0
2020 | NYISO_A-F_2_NEISO | NYISO_A-F | NEISO | Internal | Shoulder | B12 | 200 | 600 | 0 | 40.39 | 37.5 | 3 | 0
2020 | NYISO_A-F_2_NEISO | NYISO_A-F | NEISO | Internal | Shoulder | B13 | 600 | 600 | 0 | 39.87 | 37.5 | 3 | 0
2020 | NYISO_A-F_2_NEISO | NYISO_A-F | NEISO | Internal | Shoulder | B14 | 900 | 600 | 0 | 38.62 | 37.5 | 3 | 0
2020 | NYISO_A-F_2_NEISO | NYISO_A-F | NEISO | Internal | Shoulder | B15 | 1203 | 600 | 0 | 38.62 | 37.5 | 3 | 0
2020 | NYISO_A-F_2_NEISO | NYISO_A-F | NEISO | Internal | Summer | B1 | 10 | 600 | 600 | 58.54 | 81.05 | 3 | 19.51
2020 | NYISO_A-F_2_NEISO | NYISO_A-F | NEISO | Internal | Summer | B2 | 25 | 600 | 600 | 57.17 | 68.17 | 3 | 8
2020 | NYISO_A-F_2_NEISO | NYISO_A-F | NEISO | Internal | Summer | B3 | 75 | 600 | 0 | 51.92 | 48.92 | 3 | 0
2020 | NYISO_A-F_2_NEISO | NYISO_A-F | NEISO | Internal | Summer | B4 | 100 | 600 | 0 | 46.14 | 43.14 | 3 | 0
2020 | NYISO_A-F_2_NEISO | NYISO_A-F | NEISO | Internal | Summer | B5 | 200 | 600 | 0 | 45.82 | 34.61 | 3 | 0
2020 | NYISO_A-F_2_NEISO | NYISO_A-F | NEISO | Internal | Summer | B6 | 300 | 600 | 0 | 42.32 | 34.61 | 3 | 0
2020 | NYISO_A-F_2_NEISO | NYISO_A-F | NEISO | Internal | Summer | B7 | 400 | 600 | 0 | 38.61 | 34.61 | 3 | 0
2020 | NYISO_A-F_2_NEISO | NYISO_A-F | NEISO | Internal | Summer | B8 | 500 | 600 | 0 | 37.6 | 34.61 | 3 | 0
2020 | NYISO_A-F_2_NEISO | NYISO_A-F | NEISO | Internal | Summer | B9 | 800 | 600 | 0 | 37.16 | 34.61 | 3 | 0
2020 | NYISO_A-F_2_NEISO | NYISO_A-F | NEISO | Internal | Summer | B10 | 1262 | 600 | 0 | 37.16 | 34.61 | 3 | 0
2020 | NYISO_A-F_2_NEISO | NYISO_A-F | NEISO | Internal | Winter | B16 | 25 | 600 | 0 | 46.19 | 46.42 | 3 | 0
2020 | NYISO_A-F_2_NEISO | NYISO_A-F | NEISO | Internal | Winter | B17 | 100 | 600 | 427.97 | 43.42 | 46.42 | 3 | 0
2020 | NYISO_A-F_2_NEISO | NYISO_A-F | NEISO | Internal | Winter | B18 | 400 | 600 | 600 | 42.26 | 46.42 | 3 | 1.16
2020 | NYISO_A-F_2_NEISO | NYISO_A-F | NEISO | Internal | Winter | B19 | 700 | 600 | 600 | 42.26 | 46.42 | 3 | 1.16
2020 | NYISO_A-F_2_NEISO | NYISO_A-F | NEISO | Internal | Winter | B20 | 935 | 600 | 600 | 42.26 | 46.42 | 3 | 1.16
2020 | NYISO_A-F_2_NYISO_G-I | NYISO_A-F | NYISO_G-I | Internal | Shoulder | B11 | 25 | 4757 | 4757 | 40.5 | 45.67 | 0.01 | 5.16
2020 | NYISO_A-F_2_NYISO_G-I | NYISO_A-F | NYISO_G-I | Internal | Shoulder | B12 | 200 | 4757 | 4404.36 | 40.39 | 40.4 | 0.01 | 0
2020 | NYISO_A-F_2_NYISO_G-I | NYISO_A-F | NYISO_G-I | Internal | Shoulder | B13 | 600 | 4757 | 4757 | 39.87 | 40.02 | 0.01 | 0.14
2020 | NYISO_A-F_2_NYISO_G-I | NYISO_A-F | NYISO_G-I | Internal | Shoulder | B14 | 900 | 4757 | 4389.93 | 38.62 | 38.63 | 0.01 | 0
2020 | NYISO_A-F_2_NYISO_G-I | NYISO_A-F | NYISO_G-I | Internal | Shoulder | B15 | 1203 | 4757 | 2316.85 | 38.62 | 38.63 | 0.01 | 0
2020 | NYISO_A-F_2_NYISO_G-I | NYISO_A-F | NYISO_G-I | Internal | Summer | B1 | 10 | 4757 | 4757 | 58.54 | 78.05 | 0.01 | 19.5
2020 | NYISO_A-F_2_NYISO_G-I | NYISO_A-F | NYISO_G-I | Internal | Summer | B2 | 25 | 4757 | 4757 | 57.17 | 71.17 | 0.01 | 13.99
2020 | NYISO_A-F_2_NYISO_G-I | NYISO_A-F | NYISO_G-I | Internal | Summer | B3 | 75 | 4757 | 4757 | 51.92 | 52.92 | 0.01 | 0.99
2020 | NYISO_A-F_2_NYISO_G-I | NYISO_A-F | NYISO_G-I | Internal | Summer | B4 | 100 | 4757 | 4757 | 46.14 | 48.95 | 0.01 | 2.8
2020 | NYISO_A-F_2_NYISO_G-I | NYISO_A-F | NYISO_G-I | Internal | Summer | B5 | 200 | 4757 | 4757 | 45.82 | 48.95 | 0.01 | 3.11
2020 | NYISO_A-F_2_NYISO_G-I | NYISO_A-F | NYISO_G-I | Internal | Summer | B6 | 300 | 4757 | 4757 | 42.32 | 48.95 | 0.01 | 6.62
2020 | NYISO_A-F_2_NYISO_G-I | NYISO_A-F | NYISO_G-I | Internal | Summer | B7 | 400 | 4757 | 4231.06 | 38.61 | 38.62 | 0.01 | 0
2020 | NYISO_A-F_2_NYISO_G-I | NYISO_A-F | NYISO_G-I | Internal | Summer | B8 | 500 | 4757 | 3477.77 | 37.6 | 37.61 | 0.01 | 0
2020 | NYISO_A-F_2_NYISO_G-I | NYISO_A-F | NYISO_G-I | Internal | Summer | B9 | 800 | 4757 | 3426.31 | 37.16 | 37.17 | 0.01 | 0
2020 | NYISO_A-F_2_NYISO_G-I | NYISO_A-F | NYISO_G-I | Internal | Summer | B10 | 1262 | 4757 | 1192.11 | 37.16 | 37.17 | 0.01 | 0
2020 | NYISO_A-F_2_NYISO_G-I | NYISO_A-F | NYISO_G-I | Internal | Winter | B16 | 25 | 4757 | 4757 | 46.19 | 51.16 | 0.01 | 4.95
2020 | NYISO_A-F_2_NYISO_G-I | NYISO_A-F | NYISO_G-I | Internal | Winter | B17 | 100 | 4757 | 4757 | 43.42 | 51.16 | 0.01 | 7.72
2020 | NYISO_A-F_2_NYISO_G-I | NYISO_A-F | NYISO_G-I | Internal | Winter | B18 | 400 | 4757 | 4757 | 42.26 | 50.34 | 0.01 | 8.07
2020 | NYISO_A-F_2_NYISO_G-I | NYISO_A-F | NYISO_G-I | Internal | Winter | B19 | 700 | 4757 | 4757 | 42.26 | 48.09 | 0.01 | 5.82
2020 | NYISO_A-F_2_NYISO_G-I | NYISO_A-F | NYISO_G-I | Internal | Winter | B20 | 935 | 4757 | 4757 | 42.26 | 45.78 | 0.01 | 3.51
2020 | NYISO_A-F_2_PJM_ROM | NYISO_A-F | PJM_ROM | Internal | Shoulder | B11 | 25 | 1000 | 1000 | 40.5 | 53.68 | 8 | 5.18
2020 | NYISO_A-F_2_PJM_ROM | NYISO_A-F | PJM_ROM | Internal | Shoulder | B12 | 200 | 1000 | 775.66 | 40.39 | 48.39 | 8 | 0
2020 | NYISO_A-F_2_PJM_ROM | NYISO_A-F | PJM_ROM | Internal | Shoulder | B13 | 600 | 1000 | 0 | 39.87 | 42.87 | 8 | 0
2020 | NYISO_A-F_2_PJM_ROM | NYISO_A-F | PJM_ROM | Internal | Shoulder | B14 | 900 | 1000 | 0 | 38.62 | 40.16 | 8 | 0
2020 | NYISO_A-F_2_PJM_ROM | NYISO_A-F | PJM_ROM | Internal | Shoulder | B15 | 1203 | 1000 | 0 | 38.62 | 37.46 | 8 | 0
2020 | NYISO_A-F_2_PJM_ROM | NYISO_A-F | PJM_ROM | Internal | Summer | B1 | 10 | 1000 | 818.09 | 58.54 | 66.54 | 8 | 0
2020 | NYISO_A-F_2_PJM_ROM | NYISO_A-F | PJM_ROM | Internal | Summer | B2 | 25 | 1000 | 647.2 | 57.17 | 65.17 | 8 | 0
2020 | NYISO_A-F_2_PJM_ROM | NYISO_A-F | PJM_ROM | Internal | Summer | B3 | 75 | 1000 | 1000 | 51.92 | 61.85 | 8 | 1.93
2020 | NYISO_A-F_2_PJM_ROM | NYISO_A-F | PJM_ROM | Internal | Summer | B4 | 100 | 1000 | 1000 | 46.14 | 61.85 | 8 | 7.71
2020 | NYISO_A-F_2_PJM_ROM | NYISO_A-F | PJM_ROM | Internal | Summer | B5 | 200 | 1000 | 1000 | 45.82 | 56.96 | 8 | 3.14
2020 | NYISO_A-F_2_PJM_ROM | NYISO_A-F | PJM_ROM | Internal | Summer | B6 | 300 | 1000 | 0 | 42.32 | 49.03 | 8 | 0
2020 | NYISO_A-F_2_PJM_ROM | NYISO_A-F | PJM_ROM | Internal | Summer | B7 | 400 | 1000 | 0 | 38.61 | 42.39 | 8 | 0
2020 | NYISO_A-F_2_PJM_ROM | NYISO_A-F | PJM_ROM | Internal | Summer | B8 | 500 | 1000 | 0 | 37.6 | 38.02 | 8 | 0
2020 | NYISO_A-F_2_PJM_ROM | NYISO_A-F | PJM_ROM | Internal | Summer | B9 | 800 | 1000 | 0 | 37.16 | 36.21 | 8 | 0
2020 | NYISO_A-F_2_PJM_ROM | NYISO_A-F | PJM_ROM | Internal | Summer | B10 | 1262 | 1000 | 0 | 37.16 | 34.68 | 8 | 0
2020 | NYISO_A-F_2_PJM_ROM | NYISO_A-F | PJM_ROM | Internal | Winter | B16 | 25 | 1000 | 0 | 46.19 | 50.37 | 8 | 0
2020 | NYISO_A-F_2_PJM_ROM | NYISO_A-F | PJM_ROM | Internal | Winter | B17 | 100 | 1000 | 0 | 43.42 | 50.27 | 8 | 0
2020 | NYISO_A-F_2_PJM_ROM | NYISO_A-F | PJM_ROM | Internal | Winter | B18 | 400 | 1000 | 0 | 42.26 | 44.34 | 8 | 0
2020 | NYISO_A-F_2_PJM_ROM | NYISO_A-F | PJM_ROM | Internal | Winter | B19 | 700 | 1000 | 0 | 42.26 | 42 | 8 | 0
2020 | NYISO_A-F_2_PJM_ROM | NYISO_A-F | PJM_ROM | Internal | Winter | B20 | 935 | 1000 | 0 | 42.26 | 35.99 | 8 | 0
2020 | NYISO_G-I_2_NEISO | NYISO_G-I | NEISO | Internal | Shoulder | B11 | 25 | 600 | 0 | 45.67 | 37.5 | 3 | 0
2020 | NYISO_G-I_2_NEISO | NYISO_G-I | NEISO | Internal | Shoulder | B12 | 200 | 600 | 0 | 40.4 | 37.5 | 3 | 0
2020 | NYISO_G-I_2_NEISO | NYISO_G-I | NEISO | Internal | Shoulder | B13 | 600 | 600 | 0 | 40.02 | 37.5 | 3 | 0
2020 | NYISO_G-I_2_NEISO | NYISO_G-I | NEISO | Internal | Shoulder | B14 | 900 | 600 | 0 | 38.63 | 37.5 | 3 | 0
2020 | NYISO_G-I_2_NEISO | NYISO_G-I | NEISO | Internal | Shoulder | B15 | 1203 | 600 | 0 | 38.63 | 37.5 | 3 | 0
2020 | NYISO_G-I_2_NEISO | NYISO_G-I | NEISO | Internal | Summer | B1 | 10 | 600 | 229.92 | 78.05 | 81.05 | 3 | 0
2020 | NYISO_G-I_2_NEISO | NYISO_G-I | NEISO | Internal | Summer | B2 | 25 | 600 | 0 | 71.17 | 68.17 | 3 | 0
2020 | NYISO_G-I_2_NEISO | NYISO_G-I | NEISO | Internal | Summer | B3 | 75 | 600 | 0 | 52.92 | 48.92 | 3 | 0
2020 | NYISO_G-I_2_NEISO | NYISO_G-I | NEISO | Internal | Summer | B4 | 100 | 600 | 0 | 48.95 | 43.14 | 3 | 0
2020 | NYISO_G-I_2_NEISO | NYISO_G-I | NEISO | Internal | Summer | B5 | 200 | 600 | 0 | 48.95 | 34.61 | 3 | 0
2020 | NYISO_G-I_2_NEISO | NYISO_G-I | NEISO | Internal | Summer | B6 | 300 | 600 | 0 | 48.95 | 34.61 | 3 | 0
2020 | NYISO_G-I_2_NEISO | NYISO_G-I | NEISO | Internal | Summer | B7 | 400 | 600 | 0 | 38.62 | 34.61 | 3 | 0
2020 | NYISO_G-I_2_NEISO | NYISO_G-I | NEISO | Internal | Summer | B8 | 500 | 600 | 0 | 37.61 | 34.61 | 3 | 0
2020 | NYISO_G-I_2_NEISO | NYISO_G-I | NEISO | Internal | Summer | B9 | 800 | 600 | 0 | 37.17 | 34.61 | 3 | 0
2020 | NYISO_G-I_2_NEISO | NYISO_G-I | NEISO | Internal | Summer | B10 | 1262 | 600 | 0 | 37.17 | 34.61 | 3 | 0
2020 | NYISO_G-I_2_NEISO | NYISO_G-I | NEISO | Internal | Winter | B16 | 25 | 600 | 0 | 51.16 | 46.42 | 3 | 0
2020 | NYISO_G-I_2_NEISO | NYISO_G-I | NEISO | Internal | Winter | B17 | 100 | 600 | 0 | 51.16 | 46.42 | 3 | 0
2020 | NYISO_G-I_2_NEISO | NYISO_G-I | NEISO | Internal | Winter | B18 | 400 | 600 | 0 | 50.34 | 46.42 | 3 | 0
2020 | NYISO_G-I_2_NEISO | NYISO_G-I | NEISO | Internal | Winter | B19 | 700 | 600 | 0 | 48.09 | 46.42 | 3 | 0
2020 | NYISO_G-I_2_NEISO | NYISO_G-I | NEISO | Internal | Winter | B20 | 935 | 600 | 0 | 45.78 | 46.42 | 3 | 0
2020 | NYISO_G-I_2_NYISO_A-F | NYISO_G-I | NYISO_A-F | Internal | Shoulder | B11 | 25 | 2506 | 0 | 45.67 | 40.5 | 0.01 | 0
2020 | NYISO_G-I_2_NYISO_A-F | NYISO_G-I | NYISO_A-F | Internal | Shoulder | B12 | 200 | 2506 | 0 | 40.4 | 40.39 | 0.01 | 0
2020 | NYISO_G-I_2_NYISO_A-F | NYISO_G-I | NYISO_A-F | Internal | Shoulder | B13 | 600 | 2506 | 0 | 40.02 | 39.87 | 0.01 | 0
2020 | NYISO_G-I_2_NYISO_A-F | NYISO_G-I | NYISO_A-F | Internal | Shoulder | B14 | 900 | 2506 | 0 | 38.63 | 38.62 | 0.01 | 0
2020 | NYISO_G-I_2_NYISO_A-F | NYISO_G-I | NYISO_A-F | Internal | Shoulder | B15 | 1203 | 2506 | 0 | 38.63 | 38.62 | 0.01 | 0
2020 | NYISO_G-I_2_NYISO_A-F | NYISO_G-I | NYISO_A-F | Internal | Summer | B1 | 10 | 2506 | 0 | 78.05 | 58.54 | 0.01 | 0
2020 | NYISO_G-I_2_NYISO_A-F | NYISO_G-I | NYISO_A-F | Internal | Summer | B2 | 25 | 2506 | 0 | 71.17 | 57.17 | 0.01 | 0
2020 | NYISO_G-I_2_NYISO_A-F | NYISO_G-I | NYISO_A-F | Internal | Summer | B3 | 75 | 2506 | 0 | 52.92 | 51.92 | 0.01 | 0
2020 | NYISO_G-I_2_NYISO_A-F | NYISO_G-I | NYISO_A-F | Internal | Summer | B4 | 100 | 2506 | 0 | 48.95 | 46.14 | 0.01 | 0
2020 | NYISO_G-I_2_NYISO_A-F | NYISO_G-I | NYISO_A-F | Internal | Summer | B5 | 200 | 2506 | 0 | 48.95 | 45.82 | 0.01 | 0
2020 | NYISO_G-I_2_NYISO_A-F | NYISO_G-I | NYISO_A-F | Internal | Summer | B6 | 300 | 2506 | 0 | 48.95 | 42.32 | 0.01 | 0
2020 | NYISO_G-I_2_NYISO_A-F | NYISO_G-I | NYISO_A-F | Internal | Summer | B7 | 400 | 2506 | 0 | 38.62 | 38.61 | 0.01 | 0
2020 | NYISO_G-I_2_NYISO_A-F | NYISO_G-I | NYISO_A-F | Internal | Summer | B8 | 500 | 2506 | 0 | 37.61 | 37.6 | 0.01 | 0
2020 | NYISO_G-I_2_NYISO_A-F | NYISO_G-I | NYISO_A-F | Internal | Summer | B9 | 800 | 2506 | 0 | 37.17 | 37.16 | 0.01 | 0
2020 | NYISO_G-I_2_NYISO_A-F | NYISO_G-I | NYISO_A-F | Internal | Summer | B10 | 1262 | 2506 | 0 | 37.17 | 37.16 | 0.01 | 0
2020 | NYISO_G-I_2_NYISO_A-F | NYISO_G-I | NYISO_A-F | Internal | Winter | B16 | 25 | 2506 | 0 | 51.16 | 46.19 | 0.01 | 0
2020 | NYISO_G-I_2_NYISO_A-F | NYISO_G-I | NYISO_A-F | Internal | Winter | B17 | 100 | 2506 | 0 | 51.16 | 43.42 | 0.01 | 0
2020 | NYISO_G-I_2_NYISO_A-F | NYISO_G-I | NYISO_A-F | Internal | Winter | B18 | 400 | 2506 | 0 | 50.34 | 42.26 | 0.01 | 0
2020 | NYISO_G-I_2_NYISO_A-F | NYISO_G-I | NYISO_A-F | Internal | Winter | B19 | 700 | 2506 | 0 | 48.09 | 42.26 | 0.01 | 0
2020 | NYISO_G-I_2_NYISO_A-F | NYISO_G-I | NYISO_A-F | Internal | Winter | B20 | 935 | 2506 | 0 | 45.78 | 42.26 | 0.01 | 0
2020 | NYISO_G-I_2_NYISO_J-K | NYISO_G-I | NYISO_J-K | Internal | Shoulder | B11 | 25 | 6188 | 4697.43 | 45.67 | 45.68 | 0.01 | 0
2020 | NYISO_G-I_2_NYISO_J-K | NYISO_G-I | NYISO_J-K | Internal | Shoulder | B12 | 200 | 6188 | 4443.33 | 40.4 | 40.41 | 0.01 | 0
2020 | NYISO_G-I_2_NYISO_J-K | NYISO_G-I | NYISO_J-K | Internal | Shoulder | B13 | 600 | 6188 | 4930.11 | 40.02 | 40.03 | 0.01 | 0
2020 | NYISO_G-I_2_NYISO_J-K | NYISO_G-I | NYISO_J-K | Internal | Shoulder | B14 | 900 | 6188 | 4722.33 | 38.63 | 38.64 | 0.01 | 0
2020 | NYISO_G-I_2_NYISO_J-K | NYISO_G-I | NYISO_J-K | Internal | Shoulder | B15 | 1203 | 6188 | 3068.76 | 38.63 | 38.64 | 0.01 | 0
2020 | NYISO_G-I_2_NYISO_J-K | NYISO_G-I | NYISO_J-K | Internal | Summer | B1 | 10 | 6188 | 4214.7 | 78.05 | 78.06 | 0.01 | 0
2020 | NYISO_G-I_2_NYISO_J-K | NYISO_G-I | NYISO_J-K | Internal | Summer | B2 | 25 | 6188 | 4270.44 | 71.17 | 71.18 | 0.01 | 0
2020 | NYISO_G-I_2_NYISO_J-K | NYISO_G-I | NYISO_J-K | Internal | Summer | B3 | 75 | 6188 | 3602.97 | 52.92 | 52.93 | 0.01 | 0
2020 | NYISO_G-I_2_NYISO_J-K | NYISO_G-I | NYISO_J-K | Internal | Summer | B4 | 100 | 6188 | 3867.11 | 48.95 | 48.96 | 0.01 | 0
2020 | NYISO_G-I_2_NYISO_J-K | NYISO_G-I | NYISO_J-K | Internal | Summer | B5 | 200 | 6188 | 4955.65 | 48.95 | 48.96 | 0.01 | 0
2020 | NYISO_G-I_2_NYISO_J-K | NYISO_G-I | NYISO_J-K | Internal | Summer | B6 | 300 | 6188 | 5700.61 | 48.95 | 48.96 | 0.01 | 0
2020 | NYISO_G-I_2_NYISO_J-K | NYISO_G-I | NYISO_J-K | Internal | Summer | B7 | 400 | 6188 | 5345.32 | 38.62 | 38.64 | 0.01 | 0
2020 | NYISO_G-I_2_NYISO_J-K | NYISO_G-I | NYISO_J-K | Internal | Summer | B8 | 500 | 6188 | 4671.68 | 37.61 | 37.63 | 0.01 | 0
2020 | NYISO_G-I_2_NYISO_J-K | NYISO_G-I | NYISO_J-K | Internal | Summer | B9 | 800 | 6188 | 4300.75 | 37.17 | 37.18 | 0.01 | 0
2020 | NYISO_G-I_2_NYISO_J-K | NYISO_G-I | NYISO_J-K | Internal | Summer | B10 | 1262 | 6188 | 2512.91 | 37.17 | 37.18 | 0.01 | 0
2020 | NYISO_G-I_2_NYISO_J-K | NYISO_G-I | NYISO_J-K | Internal | Winter | B16 | 25 | 6188 | 5861.75 | 51.16 | 51.17 | 0.01 | 0
2020 | NYISO_G-I_2_NYISO_J-K | NYISO_G-I | NYISO_J-K | Internal | Winter | B17 | 100 | 6188 | 5991.18 | 51.16 | 51.17 | 0.01 | 0
2020 | NYISO_G-I_2_NYISO_J-K | NYISO_G-I | NYISO_J-K | Internal | Winter | B18 | 400 | 6188 | 6062.26 | 50.34 | 50.35 | 0.01 | 0
2020 | NYISO_G-I_2_NYISO_J-K | NYISO_G-I | NYISO_J-K | Internal | Winter | B19 | 700 | 6188 | 6125.28 | 48.09 | 48.1 | 0.01 | 0
2020 | NYISO_G-I_2_NYISO_J-K | NYISO_G-I | NYISO_J-K | Internal | Winter | B20 | 935 | 6188 | 5576.6 | 45.78 | 45.79 | 0.01 | 0
2020 | NYISO_G-I_2_PJM_E | NYISO_G-I | PJM_E | Internal | Shoulder | B11 | 25 | 1500 | 645.96 | 45.67 | 53.67 | 8 | 0
2020 | NYISO_G-I_2_PJM_E | NYISO_G-I | PJM_E | Internal | Shoulder | B12 | 200 | 1500 | 0 | 40.4 | 48.38 | 8 | 0
2020 | NYISO_G-I_2_PJM_E | NYISO_G-I | PJM_E | Internal | Shoulder | B13 | 600 | 1500 | 0 | 40.02 | 42.86 | 8 | 0
2020 | NYISO_G-I_2_PJM_E | NYISO_G-I | PJM_E | Internal | Shoulder | B14 | 900 | 1500 | 0 | 38.63 | 40.17 | 8 | 0
2020 | NYISO_G-I_2_PJM_E | NYISO_G-I | PJM_E | Internal | Shoulder | B15 | 1203 | 1500 | 0 | 38.63 | 37.47 | 8 | 0
2020 | NYISO_G-I_2_PJM_E | NYISO_G-I | PJM_E | Internal | Summer | B1 | 10 | 1500 | 0 | 78.05 | 66.56 | 8 | 0
2020 | NYISO_G-I_2_PJM_E | NYISO_G-I | PJM_E | Internal | Summer | B2 | 25 | 1500 | 0 | 71.17 | 65.18 | 8 | 0
2020 | NYISO_G-I_2_PJM_E | NYISO_G-I | PJM_E | Internal | Summer | B3 | 75 | 1500 | 1500 | 52.92 | 61.84 | 8 | 0.92
2020 | NYISO_G-I_2_PJM_E | NYISO_G-I | PJM_E | Internal | Summer | B4 | 100 | 1500 | 1500 | 48.95 | 61.84 | 8 | 4.89
2020 | NYISO_G-I_2_PJM_E | NYISO_G-I | PJM_E | Internal | Summer | B5 | 200 | 1500 | 546.71 | 48.95 | 56.95 | 8 | 0
2020 | NYISO_G-I_2_PJM_E | NYISO_G-I | PJM_E | Internal | Summer | B6 | 300 | 1500 | 0 | 48.95 | 49.02 | 8 | 0
2020 | NYISO_G-I_2_PJM_E | NYISO_G-I | PJM_E | Internal | Summer | B7 | 400 | 1500 | 0 | 38.62 | 42.38 | 8 | 0
2020 | NYISO_G-I_2_PJM_E | NYISO_G-I | PJM_E | Internal | Summer | B8 | 500 | 1500 | 0 | 37.61 | 38.03 | 8 | 0
2020 | NYISO_G-I_2_PJM_E | NYISO_G-I | PJM_E | Internal | Summer | B9 | 800 | 1500 | 0 | 37.17 | 36.22 | 8 | 0
2020 | NYISO_G-I_2_PJM_E | NYISO_G-I | PJM_E | Internal | Summer | B10 | 1262 | 1500 | 0 | 37.17 | 34.7 | 8 | 0
2020 | NYISO_G-I_2_PJM_E | NYISO_G-I | PJM_E | Internal | Winter | B16 | 25 | 1500 | 0 | 51.16 | 50.38 | 8 | 0
2020 | NYISO_G-I_2_PJM_E | NYISO_G-I | PJM_E | Internal | Winter | B17 | 100 | 1500 | 0 | 51.16 | 50.26 | 8 | 0
2020 | NYISO_G-I_2_PJM_E | NYISO_G-I | PJM_E | Internal | Winter | B18 | 400 | 1500 | 0 | 50.34 | 44.35 | 8 | 0
2020 | NYISO_G-I_2_PJM_E | NYISO_G-I | PJM_E | Internal | Winter | B19 | 700 | 1500 | 0 | 48.09 | 42.02 | 8 | 0
2020 | NYISO_G-I_2_PJM_E | NYISO_G-I | PJM_E | Internal | Winter | B20 | 935 | 1500 | 0 | 45.78 | 36.01 | 8 | 0
2020 | NYISO_J-K_2_PJM_E | NYISO_J-K | PJM_E | Internal | Shoulder | B11 | 25 | 330 | 0 | 45.68 | 53.67 | 8 | 0
2020 | NYISO_J-K_2_PJM_E | NYISO_J-K | PJM_E | Internal | Shoulder | B12 | 200 | 330 | 0 | 40.41 | 48.38 | 8 | 0
2020 | NYISO_J-K_2_PJM_E | NYISO_J-K | PJM_E | Internal | Shoulder | B13 | 600 | 330 | 0 | 40.03 | 42.86 | 8 | 0
2020 | NYISO_J-K_2_PJM_E | NYISO_J-K | PJM_E | Internal | Shoulder | B14 | 900 | 330 | 0 | 38.64 | 40.17 | 8 | 0
2020 | NYISO_J-K_2_PJM_E | NYISO_J-K | PJM_E | Internal | Shoulder | B15 | 1203 | 330 | 0 | 38.64 | 37.47 | 8 | 0
2020 | NYISO_J-K_2_PJM_E | NYISO_J-K | PJM_E | Internal | Summer | B1 | 10 | 330 | 0 | 78.06 | 66.56 | 8 | 0
2020 | NYISO_J-K_2_PJM_E | NYISO_J-K | PJM_E | Internal | Summer | B2 | 25 | 330 | 0 | 71.18 | 65.18 | 8 | 0
2020 | NYISO_J-K_2_PJM_E | NYISO_J-K | PJM_E | Internal | Summer | B3 | 75 | 330 | 330 | 52.93 | 61.84 | 8 | 0.91
2020 | NYISO_J-K_2_PJM_E | NYISO_J-K | PJM_E | Internal | Summer | B4 | 100 | 330 | 330 | 48.96 | 61.84 | 8 | 4.88
2020 | NYISO_J-K_2_PJM_E | NYISO_J-K | PJM_E | Internal | Summer | B5 | 200 | 330 | 0 | 48.96 | 56.95 | 8 | 0
2020 | NYISO_J-K_2_PJM_E | NYISO_J-K | PJM_E | Internal | Summer | B6 | 300 | 330 | 0 | 48.96 | 49.02 | 8 | 0
2020 | NYISO_J-K_2_PJM_E | NYISO_J-K | PJM_E | Internal | Summer | B7 | 400 | 330 | 0 | 38.64 | 42.38 | 8 | 0
2020 | NYISO_J-K_2_PJM_E | NYISO_J-K | PJM_E | Internal | Summer | B8 | 500 | 330 | 0 | 37.63 | 38.03 | 8 | 0
2020 | NYISO_J-K_2_PJM_E | NYISO_J-K | PJM_E | Internal | Summer | B9 | 800 | 330 | 0 | 37.18 | 36.22 | 8 | 0
2020 | NYISO_J-K_2_PJM_E | NYISO_J-K | PJM_E | Internal | Summer | B10 | 1262 | 330 | 0 | 37.18 | 34.7 | 8 | 0
2020 | NYISO_J-K_2_PJM_E | NYISO_J-K | PJM_E | Internal | Winter | B16 | 25 | 330 | 0 | 51.17 | 50.38 | 8 | 0
2020 | NYISO_J-K_2_PJM_E | NYISO_J-K | PJM_E | Internal | Winter | B17 | 100 | 330 | 0 | 51.17 | 50.26 | 8 | 0
2020 | NYISO_J-K_2_PJM_E | NYISO_J-K | PJM_E | Internal | Winter | B18 | 400 | 330 | 0 | 50.35 | 44.35 | 8 | 0
2020 | NYISO_J-K_2_PJM_E | NYISO_J-K | PJM_E | Internal | Winter | B19 | 700 | 330 | 0 | 48.1 | 42.02 | 8 | 0
2020 | NYISO_J-K_2_PJM_E | NYISO_J-K | PJM_E | Internal | Winter | B20 | 935 | 330 | 0 | 45.79 | 36.01 | 8 | 0
2020 | PJM_E_2_NYISO_G-I | PJM_E | NYISO_G-I | Internal | Shoulder | B11 | 25 | 500 | 0 | 53.67 | 45.67 | 6 | 0
2020 | PJM_E_2_NYISO_G-I | PJM_E | NYISO_G-I | Internal | Shoulder | B12 | 200 | 500 | 0 | 48.38 | 40.4 | 6 | 0
2020 | PJM_E_2_NYISO_G-I | PJM_E | NYISO_G-I | Internal | Shoulder | B13 | 600 | 500 | 0 | 42.86 | 40.02 | 6 | 0
2020 | PJM_E_2_NYISO_G-I | PJM_E | NYISO_G-I | Internal | Shoulder | B14 | 900 | 500 | 0 | 40.17 | 38.63 | 6 | 0
2020 | PJM_E_2_NYISO_G-I | PJM_E | NYISO_G-I | Internal | Shoulder | B15 | 1203 | 500 | 0 | 37.47 | 38.63 | 6 | 0
2020 | PJM_E_2_NYISO_G-I | PJM_E | NYISO_G-I | Internal | Summer | B1 | 10 | 500 | 500 | 66.56 | 78.05 | 6 | 5.5
2020 | PJM_E_2_NYISO_G-I | PJM_E | NYISO_G-I | Internal | Summer | B2 | 25 | 500 | 0 | 65.18 | 71.17 | 6 | 0
2020 | PJM_E_2_NYISO_G-I | PJM_E | NYISO_G-I | Internal | Summer | B3 | 75 | 500 | 0 | 61.84 | 52.92 | 6 | 0
2020 | PJM_E_2_NYISO_G-I | PJM_E | NYISO_G-I | Internal | Summer | B4 | 100 | 500 | 0 | 61.84 | 48.95 | 6 | 0
2020 | PJM_E_2_NYISO_G-I | PJM_E | NYISO_G-I | Internal | Summer | B5 | 200 | 500 | 0 | 56.95 | 48.95 | 6 | 0
2020 | PJM_E_2_NYISO_G-I | PJM_E | NYISO_G-I | Internal | Summer | B6 | 300 | 500 | 0 | 49.02 | 48.95 | 6 | 0
2020 | PJM_E_2_NYISO_G-I | PJM_E | NYISO_G-I | Internal | Summer | B7 | 400 | 500 | 0 | 42.38 | 38.62 | 6 | 0
2020 | PJM_E_2_NYISO_G-I | PJM_E | NYISO_G-I | Internal | Summer | B8 | 500 | 500 | 0 | 38.03 | 37.61 | 6 | 0
2020 | PJM_E_2_NYISO_G-I | PJM_E | NYISO_G-I | Internal | Summer | B9 | 800 | 500 | 0 | 36.22 | 37.17 | 6 | 0
2020 | PJM_E_2_NYISO_G-I | PJM_E | NYISO_G-I | Internal | Summer | B10 | 1262 | 500 | 0 | 34.7 | 37.17 | 6 | 0
2020 | PJM_E_2_NYISO_G-I | PJM_E | NYISO_G-I | Internal | Winter | B16 | 25 | 500 | 0 | 50.38 | 51.16 | 6 | 0
2020 | PJM_E_2_NYISO_G-I | PJM_E | NYISO_G-I | Internal | Winter | B17 | 100 | 500 | 0 | 50.26 | 51.16 | 6 | 0
2020 | PJM_E_2_NYISO_G-I | PJM_E | NYISO_G-I | Internal | Winter | B18 | 400 | 500 | 0 | 44.35 | 50.34 | 6 | 0
2020 | PJM_E_2_NYISO_G-I | PJM_E | NYISO_G-I | Internal | Winter | B19 | 700 | 500 | 500 | 42.02 | 48.09 | 6 | 0.08
2020 | PJM_E_2_NYISO_G-I | PJM_E | NYISO_G-I | Internal | Winter | B20 | 935 | 500 | 500 | 36.01 | 45.78 | 6 | 3.77
2020 | PJM_E_2_NYISO_J-K | PJM_E | NYISO_J-K | Internal | Shoulder | B11 | 25 | 330 | 0 | 53.67 | 45.68 | 6 | 0
2020 | PJM_E_2_NYISO_J-K | PJM_E | NYISO_J-K | Internal | Shoulder | B12 | 200 | 330 | 0 | 48.38 | 40.41 | 6 | 0
2020 | PJM_E_2_NYISO_J-K | PJM_E | NYISO_J-K | Internal | Shoulder | B13 | 600 | 330 | 0 | 42.86 | 40.03 | 6 | 0
2020 | PJM_E_2_NYISO_J-K | PJM_E | NYISO_J-K | Internal | Shoulder | B14 | 900 | 330 | 0 | 40.17 | 38.64 | 6 | 0
2020 | PJM_E_2_NYISO_J-K | PJM_E | NYISO_J-K | Internal | Shoulder | B15 | 1203 | 330 | 0 | 37.47 | 38.64 | 6 | 0
2020 | PJM_E_2_NYISO_J-K | PJM_E | NYISO_J-K | Internal | Summer | B1 | 10 | 330 | 330 | 66.56 | 78.06 | 6 | 5.51
2020 | PJM_E_2_NYISO_J-K | PJM_E | NYISO_J-K | Internal | Summer | B2 | 25 | 330 | 149.39 | 65.18 | 71.18 | 6 | 0
2020 | PJM_E_2_NYISO_J-K | PJM_E | NYISO_J-K | Internal | Summer | B3 | 75 | 330 | 0 | 61.84 | 52.93 | 6 | 0
2020 | PJM_E_2_NYISO_J-K | PJM_E | NYISO_J-K | Internal | Summer | B4 | 100 | 330 | 0 | 61.84 | 48.96 | 6 | 0
2020 | PJM_E_2_NYISO_J-K | PJM_E | NYISO_J-K | Internal | Summer | B5 | 200 | 330 | 0 | 56.95 | 48.96 | 6 | 0
2020 | PJM_E_2_NYISO_J-K | PJM_E | NYISO_J-K | Internal | Summer | B6 | 300 | 330 | 0 | 49.02 | 48.96 | 6 | 0
2020 | PJM_E_2_NYISO_J-K | PJM_E | NYISO_J-K | Internal | Summer | B7 | 400 | 330 | 0 | 42.38 | 38.64 | 6 | 0
2020 | PJM_E_2_NYISO_J-K | PJM_E | NYISO_J-K | Internal | Summer | B8 | 500 | 330 | 0 | 38.03 | 37.63 | 6 | 0
2020 | PJM_E_2_NYISO_J-K | PJM_E | NYISO_J-K | Internal | Summer | B9 | 800 | 330 | 0 | 36.22 | 37.18 | 6 | 0
2020 | PJM_E_2_NYISO_J-K | PJM_E | NYISO_J-K | Internal | Summer | B10 | 1262 | 330 | 0 | 34.7 | 37.18 | 6 | 0
2020 | PJM_E_2_NYISO_J-K | PJM_E | NYISO_J-K | Internal | Winter | B16 | 25 | 330 | 0 | 50.38 | 51.17 | 6 | 0
2020 | PJM_E_2_NYISO_J-K | PJM_E | NYISO_J-K | Internal | Winter | B17 | 100 | 330 | 0 | 50.26 | 51.17 | 6 | 0
2020 | PJM_E_2_NYISO_J-K | PJM_E | NYISO_J-K | Internal | Winter | B18 | 400 | 330 | 16.81 | 44.35 | 50.35 | 6 | 0
2020 | PJM_E_2_NYISO_J-K | PJM_E | NYISO_J-K | Internal | Winter | B19 | 700 | 330 | 330 | 42.02 | 48.1 | 6 | 0.09
2020 | PJM_E_2_NYISO_J-K | PJM_E | NYISO_J-K | Internal | Winter | B20 | 935 | 330 | 330 | 36.01 | 45.79 | 6 | 3.78
2020 | PJM_E_2_PJM_ROM | PJM_E | PJM_ROM | Internal | Shoulder | B11 | 25 | 8000 | 3466.51 | 53.67 | 53.68 | 0.01 | 0
2020 | PJM_E_2_PJM_ROM | PJM_E | PJM_ROM | Internal | Shoulder | B12 | 200 | 8000 | 2756.63 | 48.38 | 48.39 | 0.01 | 0
2020 | PJM_E_2_PJM_ROM | PJM_E | PJM_ROM | Internal | Shoulder | B13 | 600 | 8000 | 2571.25 | 42.86 | 42.87 | 0.01 | 0
2020 | PJM_E_2_PJM_ROM | PJM_E | PJM_ROM | Internal | Shoulder | B14 | 900 | 8000 | 0 | 40.17 | 40.16 | 0.01 | 0
2020 | PJM_E_2_PJM_ROM | PJM_E | PJM_ROM | Internal | Shoulder | B15 | 1203 | 8000 | 0 | 37.47 | 37.46 | 0.01 | 0
2020 | PJM_E_2_PJM_ROM | PJM_E | PJM_ROM | Internal | Summer | B1 | 10 | 8000 | 0 | 66.56 | 66.54 | 0.01 | 0
2020 | PJM_E_2_PJM_ROM | PJM_E | PJM_ROM | Internal | Summer | B2 | 25 | 8000 | 0 | 65.18 | 65.17 | 0.01 | 0
2020 | PJM_E_2_PJM_ROM | PJM_E | PJM_ROM | Internal | Summer | B3 | 75 | 8000 | 957.1 | 61.84 | 61.85 | 0.01 | 0
2020 | PJM_E_2_PJM_ROM | PJM_E | PJM_ROM | Internal | Summer | B4 | 100 | 8000 | 2832.9 | 61.84 | 61.85 | 0.01 | 0
2020 | PJM_E_2_PJM_ROM | PJM_E | PJM_ROM | Internal | Summer | B5 | 200 | 8000 | 103.39 | 56.95 | 56.96 | 0.01 | 0
2020 | PJM_E_2_PJM_ROM | PJM_E | PJM_ROM | Internal | Summer | B6 | 300 | 8000 | 820.79 | 49.02 | 49.03 | 0.01 | 0
2020 | PJM_E_2_PJM_ROM | PJM_E | PJM_ROM | Internal | Summer | B7 | 400 | 8000 | 1915.24 | 42.38 | 42.39 | 0.01 | 0
2020 | PJM_E_2_PJM_ROM | PJM_E | PJM_ROM | Internal | Summer | B8 | 500 | 8000 | 0 | 38.03 | 38.02 | 0.01 | 0
2020 | PJM_E_2_PJM_ROM | PJM_E | PJM_ROM | Internal | Summer | B9 | 800 | 8000 | 0 | 36.22 | 36.21 | 0.01 | 0
2020 | PJM_E_2_PJM_ROM | PJM_E | PJM_ROM | Internal | Summer | B10 | 1262 | 8000 | 0 | 34.7 | 34.68 | 0.01 | 0
2020 | PJM_E_2_PJM_ROM | PJM_E | PJM_ROM | Internal | Winter | B16 | 25 | 8000 | 0 | 50.38 | 50.37 | 0.01 | 0
2020 | PJM_E_2_PJM_ROM | PJM_E | PJM_ROM | Internal | Winter | B17 | 100 | 8000 | 151.02 | 50.26 | 50.27 | 0.01 | 0
2020 | PJM_E_2_PJM_ROM | PJM_E | PJM_ROM | Internal | Winter | B18 | 400 | 8000 | 0 | 44.35 | 44.34 | 0.01 | 0
2020 | PJM_E_2_PJM_ROM | PJM_E | PJM_ROM | Internal | Winter | B19 | 700 | 8000 | 0 | 42.02 | 42 | 0.01 | 0
2020 | PJM_E_2_PJM_ROM | PJM_E | PJM_ROM | Internal | Winter | B20 | 935 | 8000 | 0 | 36.01 | 35.99 | 0.01 | 0
2020 | PJM_ROR_2_MISO_IN | PJM_ROR | MISO_IN | Internal | Shoulder | B11 | 25 | 909 | 804.6 | 53.69 | 55.69 | 2 | 0
2020 | PJM_ROR_2_MISO_IN | PJM_ROR | MISO_IN | Internal | Shoulder | B12 | 200 | 909 | 0 | 48.4 | 46.43 | 2 | 0
2020 | PJM_ROR_2_MISO_IN | PJM_ROR | MISO_IN | Internal | Shoulder | B13 | 600 | 909 | 0 | 42.88 | 42.45 | 2 | 0
2020 | PJM_ROR_2_MISO_IN | PJM_ROR | MISO_IN | Internal | Shoulder | B14 | 900 | 909 | 0 | 40.15 | 40.16 | 2 | 0
2020 | PJM_ROR_2_MISO_IN | PJM_ROR | MISO_IN | Internal | Shoulder | B15 | 1203 | 909 | 0 | 37.45 | 38.1 | 2 | 0
2020 | PJM_ROR_2_MISO_IN | PJM_ROR | MISO_IN | Internal | Summer | B1 | 10 | 909 | 0 | 66.53 | 64.54 | 2 | 0
2020 | PJM_ROR_2_MISO_IN | PJM_ROR | MISO_IN | Internal | Summer | B2 | 25 | 909 | 0 | 65.16 | 63.38 | 2 | 0
2020 | PJM_ROR_2_MISO_IN | PJM_ROR | MISO_IN | Internal | Summer | B3 | 75 | 909 | 0 | 61.86 | 61.97 | 2 | 0
2020 | PJM_ROR_2_MISO_IN | PJM_ROR | MISO_IN | Internal | Summer | B4 | 100 | 909 | 0 | 61.86 | 61.15 | 2 | 0
2020 | PJM_ROR_2_MISO_IN | PJM_ROR | MISO_IN | Internal | Summer | B5 | 200 | 909 | 0 | 56.97 | 58.77 | 2 | 0
2020 | PJM_ROR_2_MISO_IN | PJM_ROR | MISO_IN | Internal | Summer | B6 | 300 | 909 | 0 | 49.04 | 47.76 | 2 | 0
2020 | PJM_ROR_2_MISO_IN | PJM_ROR | MISO_IN | Internal | Summer | B7 | 400 | 909 | 0 | 42.4 | 40.4 | 2 | 0
2020 | PJM_ROR_2_MISO_IN | PJM_ROR | MISO_IN | Internal | Summer | B8 | 500 | 909 | 0 | 38.01 | 38.02 | 2 | 0
2020 | PJM_ROR_2_MISO_IN | PJM_ROR | MISO_IN | Internal | Summer | B9 | 800 | 909 | 0 | 36.2 | 37.01 | 2 | 0
2020 | PJM_ROR_2_MISO_IN | PJM_ROR | MISO_IN | Internal | Summer | B10 | 1262 | 909 | 0 | 34.67 | 36.02 | 2 | 0
2020 | PJM_ROR_2_MISO_IN | PJM_ROR | MISO_IN | Internal | Winter | B16 | 25 | 909 | 0 | 50.36 | 52.27 | 2 | 0
2020 | PJM_ROR_2_MISO_IN | PJM_ROR | MISO_IN | Internal | Winter | B17 | 100 | 909 | 0 | 50.26 | 48.28 | 2 | 0
2020 | PJM_ROR_2_MISO_IN | PJM_ROR | MISO_IN | Internal | Winter | B18 | 400 | 909 | 0 | 44.33 | 42.34 | 2 | 0
2020 | PJM_ROR_2_MISO_IN | PJM_ROR | MISO_IN | Internal | Winter | B19 | 700 | 909 | 0 | 41.99 | 41.56 | 2 | 0
2020 | PJM_ROR_2_MISO_IN | PJM_ROR | MISO_IN | Internal | Winter | B20 | 935 | 909 | 0 | 35.93 | 37.4 | 2 | 0
2020 | PJM_ROR_2_MISO_MI | PJM_ROR | MISO_MI | Internal | Shoulder | B11 | 25 | 1305 | 0 | 53.69 | 55.68 | 2 | 0
2020 | PJM_ROR_2_MISO_MI | PJM_ROR | MISO_MI | Internal | Shoulder | B12 | 200 | 1305 | 0 | 48.4 | 46.41 | 2 | 0
2020 | PJM_ROR_2_MISO_MI | PJM_ROR | MISO_MI | Internal | Shoulder | B13 | 600 | 1305 | 0 | 42.88 | 42.46 | 2 | 0
2020 | PJM_ROR_2_MISO_MI | PJM_ROR | MISO_MI | Internal | Shoulder | B14 | 900 | 1305 | 0 | 40.15 | 40.16 | 2 | 0
2020 | PJM_ROR_2_MISO_MI | PJM_ROR | MISO_MI | Internal | Shoulder | B15 | 1203 | 1305 | 0 | 37.45 | 38.11 | 2 | 0
2020 | PJM_ROR_2_MISO_MI | PJM_ROR | MISO_MI | Internal | Summer | B1 | 10 | 1305 | 0 | 66.53 | 64.12 | 2 | 0
2020 | PJM_ROR_2_MISO_MI | PJM_ROR | MISO_MI | Internal | Summer | B2 | 25 | 1305 | 0 | 65.16 | 63.37 | 2 | 0
2020 | PJM_ROR_2_MISO_MI | PJM_ROR | MISO_MI | Internal | Summer | B3 | 75 | 1305 | 0 | 61.86 | 60.38 | 2 | 0
2020 | PJM_ROR_2_MISO_MI | PJM_ROR | MISO_MI | Internal | Summer | B4 | 100 | 1305 | 0 | 61.86 | 59.86 | 2 | 0
2020 | PJM_ROR_2_MISO_MI | PJM_ROR | MISO_MI | Internal | Summer | B5 | 200 | 1305 | 0 | 56.97 | 58.75 | 2 | 0
2020 | PJM_ROR_2_MISO_MI | PJM_ROR | MISO_MI | Internal | Summer | B6 | 300 | 1305 | 0 | 49.04 | 47.75 | 2 | 0
2020 | PJM_ROR_2_MISO_MI | PJM_ROR | MISO_MI | Internal | Summer | B7 | 400 | 1305 | 0 | 42.4 | 40.41 | 2 | 0
2020 | PJM_ROR_2_MISO_MI | PJM_ROR | MISO_MI | Internal | Summer | B8 | 500 | 1305 | 0 | 38.01 | 38.03 | 2 | 0
2020 | PJM_ROR_2_MISO_MI | PJM_ROR | MISO_MI | Internal | Summer | B9 | 800 | 1305 | 0 | 36.2 | 37.02 | 2 | 0
2020 | PJM_ROR_2_MISO_MI | PJM_ROR | MISO_MI | Internal | Summer | B10 | 1262 | 1305 | 0 | 34.67 | 36.03 | 2 | 0
2020 | PJM_ROR_2_MISO_MI | PJM_ROR | MISO_MI | Internal | Winter | B16 | 25 | 1305 | 0 | 50.36 | 52.26 | 2 | 0
2020 | PJM_ROR_2_MISO_MI | PJM_ROR | MISO_MI | Internal | Winter | B17 | 100 | 1305 | 0 | 50.26 | 48.27 | 2 | 0
2020 | PJM_ROR_2_MISO_MI | PJM_ROR | MISO_MI | Internal | Winter | B18 | 400 | 1305 | 0 | 44.33 | 42.33 | 2 | 0
2020 | PJM_ROR_2_MISO_MI | PJM_ROR | MISO_MI | Internal | Winter | B19 | 700 | 1305 | 0 | 41.99 | 41.57 | 2 | 0
2020 | PJM_ROR_2_MISO_MI | PJM_ROR | MISO_MI | Internal | Winter | B20 | 935 | 1305 | 0 | 35.93 | 37.42 | 2 | 0
2020 | PJM_ROR_2_MISO_MO-IL | PJM_ROR | MISO_MO-IL | Internal | Shoulder | B11 | 25 | 1111 | 1111 | 53.69 | 55.7 | 2 | 0.01
2020 | PJM_ROR_2_MISO_MO-IL | PJM_ROR | MISO_MO-IL | Internal | Shoulder | B12 | 200 | 1111 | 0 | 48.4 | 46.41 | 2 | 0
2020 | PJM_ROR_2_MISO_MO-IL | PJM_ROR | MISO_MO-IL | Internal | Shoulder | B13 | 600 | 1111 | 0 | 42.88 | 42.44 | 2 | 0
2020 | PJM_ROR_2_MISO_MO-IL | PJM_ROR | MISO_MO-IL | Internal | Shoulder | B14 | 900 | 1111 | 0 | 40.15 | 40.14 | 2 | 0
2020 | PJM_ROR_2_MISO_MO-IL | PJM_ROR | MISO_MO-IL | Internal | Shoulder | B15 | 1203 | 1111 | 0 | 37.45 | 38.1 | 2 | 0
2020 | PJM_ROR_2_MISO_MO-IL | PJM_ROR | MISO_MO-IL | Internal | Summer | B1 | 10 | 1111 | 0 | 66.53 | 64.53 | 2 | 0
2020 | PJM_ROR_2_MISO_MO-IL | PJM_ROR | MISO_MO-IL | Internal | Summer | B2 | 25 | 1111 | 0 | 65.16 | 63.37 | 2 | 0
2020 | PJM_ROR_2_MISO_MO-IL | PJM_ROR | MISO_MO-IL | Internal | Summer | B3 | 75 | 1111 | 0 | 61.86 | 61.99 | 2 | 0
2020 | PJM_ROR_2_MISO_MO-IL | PJM_ROR | MISO_MO-IL | Internal | Summer | B4 | 100 | 1111 | 0 | 61.86 | 61.17 | 2 | 0
2020 | PJM_ROR_2_MISO_MO-IL | PJM_ROR | MISO_MO-IL | Internal | Summer | B5 | 200 | 1111 | 0 | 56.97 | 58.77 | 2 | 0
2020 | PJM_ROR_2_MISO_MO-IL | PJM_ROR | MISO_MO-IL | Internal | Summer | B6 | 300 | 1111 | 0 | 49.04 | 47.77 | 2 | 0
2020 | PJM_ROR_2_MISO_MO-IL | PJM_ROR | MISO_MO-IL | Internal | Summer | B7 | 400 | 1111 | 0 | 42.4 | 40.4 | 2 | 0
2020 | PJM_ROR_2_MISO_MO-IL | PJM_ROR | MISO_MO-IL | Internal | Summer | B8 | 500 | 1111 | 0 | 38.01 | 38.03 | 2 | 0
2020 | PJM_ROR_2_MISO_MO-IL | PJM_ROR | MISO_MO-IL | Internal | Summer | B9 | 800 | 1111 | 0 | 36.2 | 37.02 | 2 | 0
2020 | PJM_ROR_2_MISO_MO-IL | PJM_ROR | MISO_MO-IL | Internal | Summer | B10 | 1262 | 1111 | 0 | 34.67 | 36 | 2 | 0
2020 | PJM_ROR_2_MISO_MO-IL | PJM_ROR | MISO_MO-IL | Internal | Winter | B16 | 25 | 1111 | 0 | 50.36 | 52.25 | 2 | 0
2020 | PJM_ROR_2_MISO_MO-IL | PJM_ROR | MISO_MO-IL | Internal | Winter | B17 | 100 | 1111 | 0 | 50.26 | 48.27 | 2 | 0
2020 | PJM_ROR_2_MISO_MO-IL | PJM_ROR | MISO_MO-IL | Internal | Winter | B18 | 400 | 1111 | 0 | 44.33 | 42.33 | 2 | 0
2020 | PJM_ROR_2_MISO_MO-IL | PJM_ROR | MISO_MO-IL | Internal | Winter | B19 | 700 | 1111 | 0 | 41.99 | 41.55 | 2 | 0
2020 | PJM_ROR_2_MISO_MO-IL | PJM_ROR | MISO_MO-IL | Internal | Winter | B20 | 935 | 1111 | 0 | 35.93 | 37.4 | 2 | 0
2020 | PJM_ROR_2_MISO_W | PJM_ROR | MISO_W | Internal | Shoulder | B11 | 25 | 709 | 709 | 53.69 | 55.7 | 2 | 0.01
2020 | PJM_ROR_2_MISO_W | PJM_ROR | MISO_W | Internal | Shoulder | B12 | 200 | 709 | 0 | 48.4 | 46.4 | 2 | 0
2020 | PJM_ROR_2_MISO_W | PJM_ROR | MISO_W | Internal | Shoulder | B13 | 600 | 709 | 0 | 42.88 | 42.45 | 2 | 0
2020 | PJM_ROR_2_MISO_W | PJM_ROR | MISO_W | Internal | Shoulder | B14 | 900 | 709 | 0 | 40.15 | 40.16 | 2 | 0
2020 | PJM_ROR_2_MISO_W | PJM_ROR | MISO_W | Internal | Shoulder | B15 | 1203 | 709 | 0 | 37.45 | 38.11 | 2 | 0
2020 | PJM_ROR_2_MISO_W | PJM_ROR | MISO_W | Internal | Summer | B1 | 10 | 709 | 0 | 66.53 | 64.52 | 2 | 0
2020 | PJM_ROR_2_MISO_W | PJM_ROR | MISO_W | Internal | Summer | B2 | 25 | 709 | 0 | 65.16 | 63.38 | 2 | 0
2020 | PJM_ROR_2_MISO_W | PJM_ROR | MISO_W | Internal | Summer | B3 | 75 | 709 | 0 | 61.86 | 63.38 | 2 | 0
2020 | PJM_ROR_2_MISO_W | PJM_ROR | MISO_W | Internal | Summer | B4 | 100 | 709 | 0 | 61.86 | 61.18 | 2 | 0
2020 | PJM_ROR_2_MISO_W | PJM_ROR | MISO_W | Internal | Summer | B5 | 200 | 709 | 0 | 56.97 | 58.78 | 2 | 0
2020 | PJM_ROR_2_MISO_W | PJM_ROR | MISO_W | Internal | Summer | B6 | 300 | 709 | 0 | 49.04 | 48.77 | 2 | 0
2020 | PJM_ROR_2_MISO_W | PJM_ROR | MISO_W | Internal | Summer | B7 | 400 | 709 | 0 | 42.4 | 40.41 | 2 | 0
2020 | PJM_ROR_2_MISO_W | PJM_ROR | MISO_W | Internal | Summer | B8 | 500 | 709 | 0 | 38.01 | 38.03 | 2 | 0
2020 | PJM_ROR_2_MISO_W | PJM_ROR | MISO_W | Internal | Summer | B9 | 800 | 709 | 0 | 36.2 | 37.03 | 2 | 0
2020 | PJM_ROR_2_MISO_W | PJM_ROR | MISO_W | Internal | Summer | B10 | 1262 | 709 | 0 | 34.67 | 35.99 | 2 | 0
2020 | PJM_ROR_2_MISO_W | PJM_ROR | MISO_W | Internal | Winter | B16 | 25 | 709 | 0 | 50.36 | 52.24 | 2 | 0
2020 | PJM_ROR_2_MISO_W | PJM_ROR | MISO_W | Internal | Winter | B17 | 100 | 709 | 0 | 50.26 | 48.26 | 2 | 0
2020 | PJM_ROR_2_MISO_W | PJM_ROR | MISO_W | Internal | Winter | B18 | 400 | 709 | 0 | 44.33 | 42.34 | 2 | 0
2020 | PJM_ROR_2_MISO_W | PJM_ROR | MISO_W | Internal | Winter | B19 | 700 | 709 | 0 | 41.99 | 41.59 | 2 | 0
2020 | PJM_ROR_2_MISO_W | PJM_ROR | MISO_W | Internal | Winter | B20 | 935 | 709 | 0 | 35.93 | 37.39 | 2 | 0
2020 | PJM_ROR_2_MISO_WUMS | PJM_ROR | MISO_WUMS | Internal | Shoulder | B11 | 25 | 1467 | 517.85 | 53.69 | 55.69 | 2 | 0
2020 | PJM_ROR_2_MISO_WUMS | PJM_ROR | MISO_WUMS | Internal | Shoulder | B12 | 200 | 1467 | 0 | 48.4 | 46.4 | 2 | 0
2020 | PJM_ROR_2_MISO_WUMS | PJM_ROR | MISO_WUMS | Internal | Shoulder | B13 | 600 | 1467 | 0 | 42.88 | 42.45 | 2 | 0
2020 | PJM_ROR_2_MISO_WUMS | PJM_ROR | MISO_WUMS | Internal | Shoulder | B14 | 900 | 1467 | 0 | 40.15 | 40.17 | 2 | 0
2020 | PJM_ROR_2_MISO_WUMS | PJM_ROR | MISO_WUMS | Internal | Shoulder | B15 | 1203 | 1467 | 0 | 37.45 | 38.1 | 2 | 0
2020 | PJM_ROR_2_MISO_WUMS | PJM_ROR | MISO_WUMS | Internal | Summer | B1 | 10 | 1467 | 0 | 66.53 | 63.96 | 2 | 0
2020 | PJM_ROR_2_MISO_WUMS | PJM_ROR | MISO_WUMS | Internal | Summer | B2 | 25 | 1467 | 0 | 65.16 | 63.36 | 2 | 0
2020 | PJM_ROR_2_MISO_WUMS | PJM_ROR | MISO_WUMS | Internal | Summer | B3 | 75 | 1467 | 0 | 61.86 | 60.4 | 2 | 0
2020 | PJM_ROR_2_MISO_WUMS | PJM_ROR | MISO_WUMS | Internal | Summer | B4 | 100 | 1467 | 0 | 61.86 | 60.4 | 2 | 0
2020 | PJM_ROR_2_MISO_WUMS | PJM_ROR | MISO_WUMS | Internal | Summer | B5 | 200 | 1467 | 0 | 56.97 | 58.77 | 2 | 0
2020 | PJM_ROR_2_MISO_WUMS | PJM_ROR | MISO_WUMS | Internal | Summer | B6 | 300 | 1467 | 0 | 49.04 | 47.76 | 2 | 0
2020 | PJM_ROR_2_MISO_WUMS | PJM_ROR | MISO_WUMS | Internal | Summer | B7 | 400 | 1467 | 0 | 42.4 | 40.4 | 2 | 0
2020 | PJM_ROR_2_MISO_WUMS | PJM_ROR | MISO_WUMS | Internal | Summer | B8 | 500 | 1467 | 0 | 38.01 | 38.02 | 2 | 0
2020 | PJM_ROR_2_MISO_WUMS | PJM_ROR | MISO_WUMS | Internal | Summer | B9 | 800 | 1467 | 0 | 36.2 | 37.02 | 2 | 0
2020 | PJM_ROR_2_MISO_WUMS | PJM_ROR | MISO_WUMS | Internal | Summer | B10 | 1262 | 1467 | 0 | 34.67 | 36 | 2 | 0
2020 | PJM_ROR_2_MISO_WUMS | PJM_ROR | MISO_WUMS | Internal | Winter | B16 | 25 | 1467 | 0 | 50.36 | 52.25 | 2 | 0
2020 | PJM_ROR_2_MISO_WUMS | PJM_ROR | MISO_WUMS | Internal | Winter | B17 | 100 | 1467 | 0 | 50.26 | 48.26 | 2 | 0
2020 | PJM_ROR_2_MISO_WUMS | PJM_ROR | MISO_WUMS | Internal | Winter | B18 | 400 | 1467 | 0 | 44.33 | 42.33 | 2 | 0
2020 | PJM_ROR_2_MISO_WUMS | PJM_ROR | MISO_WUMS | Internal | Winter | B19 | 700 | 1467 | 0 | 41.99 | 41.58 | 2 | 0
2020 | PJM_ROR_2_MISO_WUMS | PJM_ROR | MISO_WUMS | Internal | Winter | B20 | 935 | 1467 | 0 | 35.93 | 37.4 | 2 | 0
2020 | PJM_ROR_2_PJM_ROM | PJM_ROR | PJM_ROM | Internal | Shoulder | B11 | 25 | 8000 | 0 | 53.69 | 53.68 | 0.01 | 0
2020 | PJM_ROR_2_PJM_ROM | PJM_ROR | PJM_ROM | Internal | Shoulder | B12 | 200 | 8000 | 0 | 48.4 | 48.39 | 0.01 | 0
2020 | PJM_ROR_2_PJM_ROM | PJM_ROR | PJM_ROM | Internal | Shoulder | B13 | 600 | 8000 | 0 | 42.88 | 42.87 | 0.01 | 0
2020 | PJM_ROR_2_PJM_ROM | PJM_ROR | PJM_ROM | Internal | Shoulder | B14 | 900 | 8000 | 1206.95 | 40.15 | 40.16 | 0.01 | 0
2020 | PJM_ROR_2_PJM_ROM | PJM_ROR | PJM_ROM | Internal | Shoulder | B15 | 1203 | 8000 | 1056.35 | 37.45 | 37.46 | 0.01 | 0
2020 | PJM_ROR_2_PJM_ROM | PJM_ROR | PJM_ROM | Internal | Summer | B1 | 10 | 8000 | 3341.25 | 66.53 | 66.54 | 0.01 | 0
2020 | PJM_ROR_2_PJM_ROM | PJM_ROR | PJM_ROM | Internal | Summer | B2 | 25 | 8000 | 1930.95 | 65.16 | 65.17 | 0.01 | 0
2020 | PJM_ROR_2_PJM_ROM | PJM_ROR | PJM_ROM | Internal | Summer | B3 | 75 | 8000 | 0 | 61.86 | 61.85 | 0.01 | 0
2020 | PJM_ROR_2_PJM_ROM | PJM_ROR | PJM_ROM | Internal | Summer | B4 | 100 | 8000 | 0 | 61.86 | 61.85 | 0.01 | 0
2020 | PJM_ROR_2_PJM_ROM | PJM_ROR | PJM_ROM | Internal | Summer | B5 | 200 | 8000 | 0 | 56.97 | 56.96 | 0.01 | 0
2020 | PJM_ROR_2_PJM_ROM | PJM_ROR | PJM_ROM | Internal | Summer | B6 | 300 | 8000 | 0 | 49.04 | 49.03 | 0.01 | 0
2020 | PJM_ROR_2_PJM_ROM | PJM_ROR | PJM_ROM | Internal | Summer | B7 | 400 | 8000 | 0 | 42.4 | 42.39 | 0.01 | 0
2020 | PJM_ROR_2_PJM_ROM | PJM_ROR | PJM_ROM | Internal | Summer | B8 | 500 | 8000 | 2266.78 | 38.01 | 38.02 | 0.01 | 0
2020 | PJM_ROR_2_PJM_ROM | PJM_ROR | PJM_ROM | Internal | Summer | B9 | 800 | 8000 | 6160.56 | 36.2 | 36.21 | 0.01 | 0
2020 | PJM_ROR_2_PJM_ROM | PJM_ROR | PJM_ROM | Internal | Summer | B10 | 1262 | 8000 | 6823.79 | 34.67 | 34.68 | 0.01 | 0
2020 | PJM_ROR_2_PJM_ROM | PJM_ROR | PJM_ROM | Internal | Winter | B16 | 25 | 8000 | 735.46 | 50.36 | 50.37 | 0.01 | 0
2020 | PJM_ROR_2_PJM_ROM | PJM_ROR | PJM_ROM | Internal | Winter | B17 | 100 | 8000 | 836.99 | 50.26 | 50.27 | 0.01 | 0
2020 | PJM_ROR_2_PJM_ROM | PJM_ROR | PJM_ROM | Internal | Winter | B18 | 400 | 8000 | 6435.52 | 44.33 | 44.34 | 0.01 | 0
2020 | PJM_ROR_2_PJM_ROM | PJM_ROR | PJM_ROM | Internal | Winter | B19 | 700 | 8000 | 6438.62 | 41.99 | 42 | 0.01 | 0
2020 | PJM_ROR_2_PJM_ROM | PJM_ROR | PJM_ROM | Internal | Winter | B20 | 935 | 8000 | 8000 | 35.93 | 35.99 | 0.01 | 0.06
2020 | PJM_ROR_2_TVA_Transmission | PJM_ROR | TVA_Transmission | Internal | Shoulder | B11 | 25 | 2500 | 0 | 53.69 | 59.21 | 6 | 0
2020 | PJM_ROR_2_TVA_Transmission | PJM_ROR | TVA_Transmission | Internal | Shoulder | B12 | 200 | 2500 | 0 | 48.4 | 48.39 | 6 | 0
2020 | PJM_ROR_2_TVA_Transmission | PJM_ROR | TVA_Transmission | Internal | Shoulder | B13 | 600 | 2500 | 0 | 42.88 | 44.8 | 6 | 0
2020 | PJM_ROR_2_TVA_Transmission | PJM_ROR | TVA_Transmission | Internal | Shoulder | B14 | 900 | 2500 | 0 | 40.15 | 42.99 | 6 | 0
2020 | PJM_ROR_2_TVA_Transmission | PJM_ROR | TVA_Transmission | Internal | Shoulder | B15 | 1203 | 2500 | 0 | 37.45 | 41.29 | 6 | 0
2020 | PJM_ROR_2_TVA_Transmission | PJM_ROR | TVA_Transmission | Internal | Summer | B1 | 10 | 2500 | 2171.53 | 66.53 | 72.53 | 6 | 0
2020 | PJM_ROR_2_TVA_Transmission | PJM_ROR | TVA_Transmission | Internal | Summer | B2 | 25 | 2500 | 1533.03 | 65.16 | 71.16 | 6 | 0
2020 | PJM_ROR_2_TVA_Transmission | PJM_ROR | TVA_Transmission | Internal | Summer | B3 | 75 | 2500 | 950.17 | 61.86 | 67.86 | 6 | 0
2020 | PJM_ROR_2_TVA_Transmission | PJM_ROR | TVA_Transmission | Internal | Summer | B4 | 100 | 2500 | 213.61 | 61.86 | 67.86 | 6 | 0
2020 | PJM_ROR_2_TVA_Transmission | PJM_ROR | TVA_Transmission | Internal | Summer | B5 | 200 | 2500 | 0 | 56.97 | 62.38 | 6 | 0
2020 | PJM_ROR_2_TVA_Transmission | PJM_ROR | TVA_Transmission | Internal | Summer | B6 | 300 | 2500 | 0 | 49.04 | 53.96 | 6 | 0
2020 | PJM_ROR_2_TVA_Transmission | PJM_ROR | TVA_Transmission | Internal | Summer | B7 | 400 | 2500 | 0 | 42.4 | 47.64 | 6 | 0
2020 | PJM_ROR_2_TVA_Transmission | PJM_ROR | TVA_Transmission | Internal | Summer | B8 | 500 | 2500 | 0 | 38.01 | 41.18 | 6 | 0
2020 | PJM_ROR_2_TVA_Transmission | PJM_ROR | TVA_Transmission | Internal | Summer | B9 | 800 | 2500 | 0 | 36.2 | 39.87 | 6 | 0
2020 | PJM_ROR_2_TVA_Transmission | PJM_ROR | TVA_Transmission | Internal | Summer | B10 | 1262 | 2500 | 0 | 34.67 | 38.25 | 6 | 0
2020 | PJM_ROR_2_TVA_Transmission | PJM_ROR | TVA_Transmission | Internal | Winter | B16 | 25 | 2500 | 900 | 50.36 | 56.36 | 6 | 0
2020 | PJM_ROR_2_TVA_Transmission | PJM_ROR | TVA_Transmission | Internal | Winter | B17 | 100 | 2500 | 0 | 50.26 | 50.65 | 6 | 0
2020 | PJM_ROR_2_TVA_Transmission | PJM_ROR | TVA_Transmission | Internal | Winter | B18 | 400 | 2500 | 0 | 44.33 | 45.88 | 6 | 0
2020 | PJM_ROR_2_TVA_Transmission | PJM_ROR | TVA_Transmission | Internal | Winter | B19 | 700 | 2500 | 0 | 41.99 | 44 | 6 | 0
2020 | PJM_ROR_2_TVA_Transmission | PJM_ROR | TVA_Transmission | Internal | Winter | B20 | 935 | 2500 | 0 | 35.93 | 40.84 | 6 | 0
2020 | PJM_ROR_2_VACAR | PJM_ROR | VACAR | Internal | Shoulder | B11 | 25 | 3000 | 3000 | 53.69 | 60.66 | 6 | 0.97
2020 | PJM_ROR_2_VACAR | PJM_ROR | VACAR | Internal | Shoulder | B12 | 200 | 3000 | 0 | 48.4 | 54.26 | 6 | 0
2020 | PJM_ROR_2_VACAR | PJM_ROR | VACAR | Internal | Shoulder | B13 | 600 | 3000 | 0 | 42.88 | 47.7 | 6 | 0
2020 | PJM_ROR_2_VACAR | PJM_ROR | VACAR | Internal | Shoulder | B14 | 900 | 3000 | 0 | 40.15 | 45.98 | 6 | 0
2020 | PJM_ROR_2_VACAR | PJM_ROR | VACAR | Internal | Shoulder | B15 | 1203 | 3000 | 0 | 37.45 | 42.39 | 6 | 0
2020 | PJM_ROR_2_VACAR | PJM_ROR | VACAR | Internal | Summer | B1 | 10 | 3000 | 3000 | 66.53 | 73.8 | 6 | 1.27
2020 | PJM_ROR_2_VACAR | PJM_ROR | VACAR | Internal | Summer | B2 | 25 | 3000 | 3000 | 65.16 | 73.8 | 6 | 2.65
2020 | PJM_ROR_2_VACAR | PJM_ROR | VACAR | Internal | Summer | B3 | 75 | 3000 | 3000 | 61.86 | 73.8 | 6 | 5.94
2020 | PJM_ROR_2_VACAR | PJM_ROR | VACAR | Internal | Summer | B4 | 100 | 3000 | 3000 | 61.86 | 72.49 | 6 | 4.62
2020 | PJM_ROR_2_VACAR | PJM_ROR | VACAR | Internal | Summer | B5 | 200 | 3000 | 3000 | 56.97 | 63.36 | 6 | 0.39
2020 | PJM_ROR_2_VACAR | PJM_ROR | VACAR | Internal | Summer | B6 | 300 | 3000 | 2959.96 | 49.04 | 55.04 | 6 | 0
2020 | PJM_ROR_2_VACAR | PJM_ROR | VACAR | Internal | Summer | B7 | 400 | 3000 | 3000 | 42.4 | 49.06 | 6 | 0.66
2020 | PJM_ROR_2_VACAR | PJM_ROR | VACAR | Internal | Summer | B8 | 500 | 3000 | 2968.3 | 38.01 | 44.01 | 6 | 0
2020 | PJM_ROR_2_VACAR | PJM_ROR | VACAR | Internal | Summer | B9 | 800 | 3000 | 1196.75 | 36.2 | 42.2 | 6 | 0
2020 | PJM_ROR_2_VACAR | PJM_ROR | VACAR | Internal | Summer | B10 | 1262 | 3000 | 2238.73 | 34.67 | 40.67 | 6 | 0
2020 | PJM_ROR_2_VACAR | PJM_ROR | VACAR | Internal | Winter | B16 | 25 | 3000 | 3000 | 50.36 | 75.25 | 6 | 18.89
2020 | PJM_ROR_2_VACAR | PJM_ROR | VACAR | Internal | Winter | B17 | 100 | 3000 | 2273.68 | 50.26 | 56.26 | 6 | 0
2020 | PJM_ROR_2_VACAR | PJM_ROR | VACAR | Internal | Winter | B18 | 400 | 3000 | 0 | 44.33 | 48.22 | 6 | 0
2020 | PJM_ROR_2_VACAR | PJM_ROR | VACAR | Internal | Winter | B19 | 700 | 3000 | 0 | 41.99 | 46.27 | 6 | 0
2020 | PJM_ROR_2_VACAR | PJM_ROR | VACAR | Internal | Winter | B20 | 935 | 3000 | 1062.55 | 35.93 | 41.93 | 6 | 0
2020 | PJM_ROM_2_NYISO_A-F | PJM_ROM | NYISO_A-F | Internal | Shoulder | B11 | 25 | 2000 | 0 | 53.68 | 40.5 | 6 | 0
2020 | PJM_ROM_2_NYISO_A-F | PJM_ROM | NYISO_A-F | Internal | Shoulder | B12 | 200 | 2000 | 0 | 48.39 | 40.39 | 6 | 0
2020 | PJM_ROM_2_NYISO_A-F | PJM_ROM | NYISO_A-F | Internal | Shoulder | B13 | 600 | 2000 | 0 | 42.87 | 39.87 | 6 | 0
2020 | PJM_ROM_2_NYISO_A-F | PJM_ROM | NYISO_A-F | Internal | Shoulder | B14 | 900 | 2000 | 0 | 40.16 | 38.62 | 6 | 0
2020 | PJM_ROM_2_NYISO_A-F | PJM_ROM | NYISO_A-F | Internal | Shoulder | B15 | 1203 | 2000 | 0 | 37.46 | 38.62 | 6 | 0
2020 | PJM_ROM_2_NYISO_A-F | PJM_ROM | NYISO_A-F | Internal | Summer | B1 | 10 | 2000 | 0 | 66.54 | 58.54 | 6 | 0
2020 | PJM_ROM_2_NYISO_A-F | PJM_ROM | NYISO_A-F | Internal | Summer | B2 | 25 | 2000 | 0 | 65.17 | 57.17 | 6 | 0
2020 | PJM_ROM_2_NYISO_A-F | PJM_ROM | NYISO_A-F | Internal | Summer | B3 | 75 | 2000 | 0 | 61.85 | 51.92 | 6 | 0
2020 | PJM_ROM_2_NYISO_A-F | PJM_ROM | NYISO_A-F | Internal | Summer | B4 | 100 | 2000 | 0 | 61.85 | 46.14 | 6 | 0
2020 | PJM_ROM_2_NYISO_A-F | PJM_ROM | NYISO_A-F | Internal | Summer | B5 | 200 | 2000 | 0 | 56.96 | 45.82 | 6 | 0
2020 | PJM_ROM_2_NYISO_A-F | PJM_ROM | NYISO_A-F | Internal | Summer | B6 | 300 | 2000 | 0 | 49.03 | 42.32 | 6 | 0
2020 | PJM_ROM_2_NYISO_A-F | PJM_ROM | NYISO_A-F | Internal | Summer | B7 | 400 | 2000 | 0 | 42.39 | 38.61 | 6 | 0
2020 | PJM_ROM_2_NYISO_A-F | PJM_ROM | NYISO_A-F | Internal | Summer | B8 | 500 | 2000 | 0 | 38.02 | 37.6 | 6 | 0
2020 | PJM_ROM_2_NYISO_A-F | PJM_ROM | NYISO_A-F | Internal | Summer | B9 | 800 | 2000 | 0 | 36.21 | 37.16 | 6 | 0
2020 | PJM_ROM_2_NYISO_A-F | PJM_ROM | NYISO_A-F | Internal | Summer | B10 | 1262 | 2000 | 0 | 34.68 | 37.16 | 6 | 0
2020 | PJM_ROM_2_NYISO_A-F | PJM_ROM | NYISO_A-F | Internal | Winter | B16 | 25 | 2000 | 0 | 50.37 | 46.19 | 6 | 0
2020 | PJM_ROM_2_NYISO_A-F | PJM_ROM | NYISO_A-F | Internal | Winter | B17 | 100 | 2000 | 0 | 50.27 | 43.42 | 6 | 0
2020 | PJM_ROM_2_NYISO_A-F | PJM_ROM | NYISO_A-F | Internal | Winter | B18 | 400 | 2000 | 0 | 44.34 | 42.26 | 6 | 0
2020 | PJM_ROM_2_NYISO_A-F | PJM_ROM | NYISO_A-F | Internal | Winter | B19 | 700 | 2000 | 0 | 42 | 42.26 | 6 | 0
2020 | PJM_ROM_2_NYISO_A-F | PJM_ROM | NYISO_A-F | Internal | Winter | B20 | 935 | 2000 | 2000 | 35.99 | 42.26 | 6 | 0.27
2020 | PJM_ROM_2_PJM_E | PJM_ROM | PJM_E | Internal | Shoulder | B11 | 25 | 8000 | 0 | 53.68 | 53.67 | 0.01 | 0
2020 | PJM_ROM_2_PJM_E | PJM_ROM | PJM_E | Internal | Shoulder | B12 | 200 | 8000 | 0 | 48.39 | 48.38 | 0.01 | 0
2020 | PJM_ROM_2_PJM_E | PJM_ROM | PJM_E | Internal | Shoulder | B13 | 600 | 8000 | 0 | 42.87 | 42.86 | 0.01 | 0
2020 | PJM_ROM_2_PJM_E | PJM_ROM | PJM_E | Internal | Shoulder | B14 | 900 | 8000 | 167.65 | 40.16 | 40.17 | 0.01 | 0
2020 | PJM_ROM_2_PJM_E | PJM_ROM | PJM_E | Internal | Shoulder | B15 | 1203 | 8000 | 0 | 37.46 | 37.47 | 0.01 | 0
2020 | PJM_ROM_2_PJM_E | PJM_ROM | PJM_E | Internal | Summer | B1 | 10 | 8000 | 3021.13 | 66.54 | 66.56 | 0.01 | 0
2020 | PJM_ROM_2_PJM_E | PJM_ROM | PJM_E | Internal | Summer | B2 | 25 | 8000 | 1511.83 | 65.17 | 65.18 | 0.01 | 0
2020 | PJM_ROM_2_PJM_E | PJM_ROM | PJM_E | Internal | Summer | B3 | 75 | 8000 | 0 | 61.85 | 61.84 | 0.01 | 0
2020 | PJM_ROM_2_PJM_E | PJM_ROM | PJM_E | Internal | Summer | B4 | 100 | 8000 | 0 | 61.85 | 61.84 | 0.01 | 0
2020 | PJM_ROM_2_PJM_E | PJM_ROM | PJM_E | Internal | Summer | B5 | 200 | 8000 | 0 | 56.96 | 56.95 | 0.01 | 0
2020 | PJM_ROM_2_PJM_E | PJM_ROM | PJM_E | Internal | Summer | B6 | 300 | 8000 | 0 | 49.03 | 49.02 | 0.01 | 0
2020 | PJM_ROM_2_PJM_E | PJM_ROM | PJM_E | Internal | Summer | B7 | 400 | 8000 | 0 | 42.39 | 42.38 | 0.01 | 0
2020 | PJM_ROM_2_PJM_E | PJM_ROM | PJM_E | Internal | Summer | B8 | 500 | 8000 | 8.52 | 38.02 | 38.03 | 0.01 | 0
2020 | PJM_ROM_2_PJM_E | PJM_ROM | PJM_E | Internal | Summer | B9 | 800 | 8000 | 2015.88 | 36.21 | 36.22 | 0.01 | 0
2020 | PJM_ROM_2_PJM_E | PJM_ROM | PJM_E | Internal | Summer | B10 | 1262 | 8000 | 3634.18 | 34.68 | 34.7 | 0.01 | 0
2020 | PJM_ROM_2_PJM_E | PJM_ROM | PJM_E | Internal | Winter | B16 | 25 | 8000 | 554.89 | 50.37 | 50.38 | 0.01 | 0
2020 | PJM_ROM_2_PJM_E | PJM_ROM | PJM_E | Internal | Winter | B17 | 100 | 8000 | 0 | 50.27 | 50.26 | 0.01 | 0
2020 | PJM_ROM_2_PJM_E | PJM_ROM | PJM_E | Internal | Winter | B18 | 400 | 8000 | 3925.86 | 44.34 | 44.35 | 0.01 | 0
2020 | PJM_ROM_2_PJM_E | PJM_ROM | PJM_E | Internal | Winter | B19 | 700 | 8000 | 4591.75 | 42 | 42.02 | 0.01 | 0
2020 | PJM_ROM_2_PJM_E | PJM_ROM | PJM_E | Internal | Winter | B20 | 935 | 8000 | 3976.53 | 35.99 | 36.01 | 0.01 | 0
2020 | PJM_ROM_2_PJM_ROR | PJM_ROM | PJM_ROR | Internal | Shoulder | B11 | 25 | 8000 | 4529.84 | 53.68 | 53.69 | 0.01 | 0
2020 | PJM_ROM_2_PJM_ROR | PJM_ROM | PJM_ROR | Internal | Shoulder | B12 | 200 | 8000 | 2280.38 | 48.39 | 48.4 | 0.01 | 0
2020 | PJM_ROM_2_PJM_ROR | PJM_ROM | PJM_ROR | Internal | Shoulder | B13 | 600 | 8000 | 1217.36 | 42.87 | 42.88 | 0.01 | 0
2020 | PJM_ROM_2_PJM_ROR | PJM_ROM | PJM_ROR | Internal | Shoulder | B14 | 900 | 8000 | 0 | 40.16 | 40.15 | 0.01 | 0
2020 | PJM_ROM_2_PJM_ROR | PJM_ROM | PJM_ROR | Internal | Shoulder | B15 | 1203 | 8000 | 0 | 37.46 | 37.45 | 0.01 | 0
2020 | PJM_ROM_2_PJM_ROR | PJM_ROM | PJM_ROR | Internal | Summer | B1 | 10 | 8000 | 0 | 66.54 | 66.53 | 0.01 | 0
2020 | PJM_ROM_2_PJM_ROR | PJM_ROM | PJM_ROR | Internal | Summer | B2 | 25 | 8000 | 0 | 65.17 | 65.16 | 0.01 | 0
2020 | PJM_ROM_2_PJM_ROR | PJM_ROM | PJM_ROR | Internal | Summer | B3 | 75 | 8000 | 1501.29 | 61.85 | 61.86 | 0.01 | 0
2020 | PJM_ROM_2_PJM_ROR | PJM_ROM | PJM_ROR | Internal | Summer | B4 | 100 | 8000 | 4367.97 | 61.85 | 61.86 | 0.01 | 0
2020 | PJM_ROM_2_PJM_ROR | PJM_ROM | PJM_ROR | Internal | Summer | B5 | 200 | 8000 | 2339.72 | 56.96 | 56.97 | 0.01 | 0
2020 | PJM_ROM_2_PJM_ROR | PJM_ROM | PJM_ROR | Internal | Summer | B6 | 300 | 8000 | 0 | 49.03 | 49.04 | 0.01 | 0
2020 | PJM_ROM_2_PJM_ROR | PJM_ROM | PJM_ROR | Internal | Summer | B7 | 400 | 8000 | 206.96 | 42.39 | 42.4 | 0.01 | 0
2020 | PJM_ROM_2_PJM_ROR | PJM_ROM | PJM_ROR | Internal | Summer | B8 | 500 | 8000 | 0 | 38.02 | 38.01 | 0.01 | 0
2020 | PJM_ROM_2_PJM_ROR | PJM_ROM | PJM_ROR | Internal | Summer | B9 | 800 | 8000 | 0 | 36.21 | 36.2 | 0.01 | 0
2020 | PJM_ROM_2_PJM_ROR | PJM_ROM | PJM_ROR | Internal | Summer | B10 | 1262 | 8000 | 0 | 34.68 | 34.67 | 0.01 | 0
2020 | PJM_ROM_2_PJM_ROR | PJM_ROM | PJM_ROR | Internal | Winter | B16 | 25 | 8000 | 0 | 50.37 | 50.36 | 0.01 | 0
2020 | PJM_ROM_2_PJM_ROR | PJM_ROM | PJM_ROR | Internal | Winter | B17 | 100 | 8000 | 0 | 50.27 | 50.26 | 0.01 | 0
2020 | PJM_ROM_2_PJM_ROR | PJM_ROM | PJM_ROR | Internal | Winter | B18 | 400 | 8000 | 0 | 44.34 | 44.33 | 0.01 | 0
2020 | PJM_ROM_2_PJM_ROR | PJM_ROM | PJM_ROR | Internal | Winter | B19 | 700 | 8000 | 0 | 42 | 41.99 | 0.01 | 0
2020 | PJM_ROM_2_PJM_ROR | PJM_ROM | PJM_ROR | Internal | Winter | B20 | 935 | 8000 | 0 | 35.99 | 35.93 | 0.01 | 0
2020 | SOCO_2_FRCC | SOCO | FRCC | Internal | Shoulder | B11 | 25 | 3700 | 2508.53 | 67.66 | 77.66 | 10 | 0
2020 | SOCO_2_FRCC | SOCO | FRCC | Internal | Shoulder | B12 | 200 | 3700 | 2121.19 | 44.26 | 54.26 | 10 | 0
2020 | SOCO_2_FRCC | SOCO | FRCC | Internal | Shoulder | B13 | 600 | 3700 | 0 | 42.57 | 49.53 | 10 | 0
2020 | SOCO_2_FRCC | SOCO | FRCC | Internal | Shoulder | B14 | 900 | 3700 | 0 | 42.57 | 49.53 | 10 | 0
2020 | SOCO_2_FRCC | SOCO | FRCC | Internal | Shoulder | B15 | 1203 | 3700 | 0 | 42.57 | 47.5 | 10 | 0
2020 | SOCO_2_FRCC | SOCO | FRCC | Internal | Summer | B1 | 10 | 3700 | 0.81 | 71.71 | 81.71 | 10 | 0
2020 | SOCO_2_FRCC | SOCO | FRCC | Internal | Summer | B2 | 25 | 3700 | 0 | 70.36 | 77.75 | 10 | 0
2020 | SOCO_2_FRCC | SOCO | FRCC | Internal | Summer | B3 | 75 | 3700 | 0 | 70.36 | 77.75 | 10 | 0
2020 | SOCO_2_FRCC | SOCO | FRCC | Internal | Summer | B4 | 100 | 3700 | 0 | 70.36 | 77.75 | 10 | 0
2020 | SOCO_2_FRCC | SOCO | FRCC | Internal | Summer | B5 | 200 | 3700 | 0 | 70.36 | 77.75 | 10 | 0
2020 | SOCO_2_FRCC | SOCO | FRCC | Internal | Summer | B6 | 300 | 3700 | 277.56 | 62.04 | 72.04 | 10 | 0
2020 | SOCO_2_FRCC | SOCO | FRCC | Internal | Summer | B7 | 400 | 3700 | 2061.33 | 56.06 | 66.06 | 10 | 0
2020 | SOCO_2_FRCC | SOCO | FRCC | Internal | Summer | B8 | 500 | 3700 | 913.3 | 44.07 | 54.07 | 10 | 0
2020 | SOCO_2_FRCC | SOCO | FRCC | Internal | Summer | B9 | 800 | 3700 | 0 | 41.3 | 48.76 | 10 | 0
2020 | SOCO_2_FRCC | SOCO | FRCC | Internal | Summer | B10 | 1262 | 3700 | 0 | 41.3 | 46.76 | 10 | 0
2020 | SOCO_2_FRCC | SOCO | FRCC | Internal | Winter | B16 | 25 | 3700 | 1065.44 | 65.25 | 75.25 | 10 | 0
2020 | SOCO_2_FRCC | SOCO | FRCC | Internal | Winter | B17 | 100 | 3700 | 990.11 | 46.26 | 56.26 | 10 | 0
2020 | SOCO_2_FRCC | SOCO | FRCC | Internal | Winter | B18 | 400 | 3700 | 0 | 45.18 | 51.86 | 10 | 0
2020 | SOCO_2_FRCC | SOCO | FRCC | Internal | Winter | B19 | 700 | 3700 | 0 | 45.18 | 51.86 | 10 | 0
2020 | SOCO_2_FRCC | SOCO | FRCC | Internal | Winter | B20 | 935 | 3700 | 0 | 44.64 | 49.73 | 10 | 0
2020 | SOCO_2_VACAR | SOCO | VACAR | Internal | Shoulder | B11 | 25 | 2000 | 0 | 67.66 | 60.66 | 10 | 0
2020 | SOCO_2_VACAR | SOCO | VACAR | Internal | Shoulder | B12 | 200 | 2000 | 728.46 | 44.26 | 54.26 | 10 | 0
2020 | SOCO_2_VACAR | SOCO | VACAR | Internal | Shoulder | B13 | 600 | 2000 | 0 | 42.57 | 47.7 | 10 | 0
2020 | SOCO_2_VACAR | SOCO | VACAR | Internal | Shoulder | B14 | 900 | 2000 | 0 | 42.57 | 45.98 | 10 | 0
2020 | SOCO_2_VACAR | SOCO | VACAR | Internal | Shoulder | B15 | 1203 | 2000 | 0 | 42.57 | 42.39 | 10 | 0
2020 | SOCO_2_VACAR | SOCO | VACAR | Internal | Summer | B1 | 10 | 2000 | 0 | 71.71 | 73.8 | 10 | 0
2020 | SOCO_2_VACAR | SOCO | VACAR | Internal | Summer | B2 | 25 | 2000 | 0 | 70.36 | 73.8 | 10 | 0
2020 | SOCO_2_VACAR | SOCO | VACAR | Internal | Summer | B3 | 75 | 2000 | 0 | 70.36 | 73.8 | 10 | 0
2020 | SOCO_2_VACAR | SOCO | VACAR | Internal | Summer | B4 | 100 | 2000 | 0 | 70.36 | 72.49 | 10 | 0
2020 | SOCO_2_VACAR | SOCO | VACAR | Internal | Summer | B5 | 200 | 2000 | 0 | 70.36 | 63.36 | 10 | 0
2020 | SOCO_2_VACAR | SOCO | VACAR | Internal | Summer | B6 | 300 | 2000 | 0 | 62.04 | 55.04 | 10 | 0
2020 | SOCO_2_VACAR | SOCO | VACAR | Internal | Summer | B7 | 400 | 2000 | 0 | 56.06 | 49.06 | 10 | 0
2020 | SOCO_2_VACAR | SOCO | VACAR | Internal | Summer | B8 | 500 | 2000 | 0 | 44.07 | 44.01 | 10 | 0
2020 | SOCO_2_VACAR | SOCO | VACAR | Internal | Summer | B9 | 800 | 2000 | 0 | 41.3 | 42.2 | 10 | 0
2020 | SOCO_2_VACAR | SOCO | VACAR | Internal | Summer | B10 | 1262 | 2000 | 0 | 41.3 | 40.67 | 10 | 0
2020 | SOCO_2_VACAR | SOCO | VACAR | Internal | Winter | B16 | 25 | 2000 | 434.77 | 65.25 | 75.25 | 10 | 0
2020 | SOCO_2_VACAR | SOCO | VACAR | Internal | Winter | B17 | 100 | 2000 | 48.23 | 46.26 | 56.26 | 10 | 0
2020 | SOCO_2_VACAR | SOCO | VACAR | Internal | Winter | B18 | 400 | 2000 | 0 | 45.18 | 48.22 | 10 | 0
2020 | SOCO_2_VACAR | SOCO | VACAR | Internal | Winter | B19 | 700 | 2000 | 0 | 45.18 | 46.27 | 10 | 0
2020 | SOCO_2_VACAR | SOCO | VACAR | Internal | Winter | B20 | 935 | 2000 | 0 | 44.64 | 41.93 | 10 | 0
2020 | SPP_N_2_ENT | SPP_N | ENT | Internal | Shoulder | B11 | 25 | 1800 | 0 | 62.7 | 59.7 | 5 | 0
2020 | SPP_N_2_ENT | SPP_N | ENT | Internal | Shoulder | B12 | 200 | 1800 | 0 | 45.26 | 42.38 | 5 | 0
2020 | SPP_N_2_ENT | SPP_N | ENT | Internal | Shoulder | B13 | 600 | 1800 | 0 | 42.06 | 42.38 | 5 | 0
2020 | SPP_N_2_ENT | SPP_N | ENT | Internal | Shoulder | B14 | 900 | 1800 | 0 | 40.64 | 42.38 | 5 | 0
2020 | SPP_N_2_ENT | SPP_N | ENT | Internal | Shoulder | B15 | 1203 | 1800 | 0 | 40.53 | 42.07 | 5 | 0
2020 | SPP_N_2_ENT | SPP_N | ENT | Internal | Summer | B1 | 10 | 1800 | 0 | 66.76 | 64.53 | 5 | 0
2020 | SPP_N_2_ENT | SPP_N | ENT | Internal | Summer | B2 | 25 | 1800 | 0 | 66.76 | 63.16 | 5 | 0
2020 | SPP_N_2_ENT | SPP_N | ENT | Internal | Summer | B3 | 75 | 1800 | 0 | 66.76 | 62.36 | 5 | 0
2020 | SPP_N_2_ENT | SPP_N | ENT | Internal | Summer | B4 | 100 | 1800 | 0 | 65.34 | 62.36 | 5 | 0
2020 | SPP_N_2_ENT | SPP_N | ENT | Internal | Summer | B5 | 200 | 1800 | 0 | 61.61 | 59.77 | 5 | 0
2020 | SPP_N_2_ENT | SPP_N | ENT | Internal | Summer | B6 | 300 | 1800 | 0 | 55.77 | 55.77 | 5 | 0
2020 | SPP_N_2_ENT | SPP_N | ENT | Internal | Summer | B7 | 400 | 1800 | 0 | 47.41 | 48.06 | 5 | 0
2020 | SPP_N_2_ENT | SPP_N | ENT | Internal | Summer | B8 | 500 | 1800 | 0 | 40.98 | 41 | 5 | 0
2020 | SPP_N_2_ENT | SPP_N | ENT | Internal | Summer | B9 | 800 | 1800 | 0 | 39.65 | 41 | 5 | 0
2020 | SPP_N_2_ENT | SPP_N | ENT | Internal | Summer | B10 | 1262 | 1800 | 0 | 39.12 | 40.71 | 5 | 0
2020 | SPP_N_2_ENT | SPP_N | ENT | Internal | Winter | B16 | 25 | 1800 | 713.16 | 52.25 | 57.25 | 5 | 0
2020 | SPP_N_2_ENT | SPP_N | ENT | Internal | Winter | B17 | 100 | 1800 | 0 | 43.38 | 45.1 | 5 | 0
2020 | SPP_N_2_ENT | SPP_N | ENT | Internal | Winter | B18 | 400 | 1800 | 0 | 43.28 | 45.1 | 5 | 0
2020 | SPP_N_2_ENT | SPP_N | ENT | Internal | Winter | B19 | 700 | 1800 | 0 | 43.28 | 44.77 | 5 | 0
2020 | SPP_N_2_ENT | SPP_N | ENT | Internal | Winter | B20 | 935 | 1800 | 0 | 39.12 | 43.74 | 5 | 0
2020 | SPP_N_2_MISO_MO-IL | SPP_N | MISO_MO-IL | Internal | Shoulder | B11 | 25 | 2000 | 0 | 62.7 | 55.7 | 5 | 0
2020 | SPP_N_2_MISO_MO-IL | SPP_N | MISO_MO-IL | Internal | Shoulder | B12 | 200 | 2000 | 0 | 45.26 | 46.41 | 5 | 0
2020 | SPP_N_2_MISO_MO-IL | SPP_N | MISO_MO-IL | Internal | Shoulder | B13 | 600 | 2000 | 0 | 42.06 | 42.44 | 5 | 0
2020 | SPP_N_2_MISO_MO-IL | SPP_N | MISO_MO-IL | Internal | Shoulder | B14 | 900 | 2000 | 0 | 40.64 | 40.14 | 5 | 0
2020 | SPP_N_2_MISO_MO-IL | SPP_N | MISO_MO-IL | Internal | Shoulder | B15 | 1203 | 2000 | 0 | 40.53 | 38.1 | 5 | 0
2020 | SPP_N_2_MISO_MO-IL | SPP_N | MISO_MO-IL | Internal | Summer | B1 | 10 | 2000 | 0 | 66.76 | 64.53 | 5 | 0
2020 | SPP_N_2_MISO_MO-IL | SPP_N | MISO_MO-IL | Internal | Summer | B2 | 25 | 2000 | 0 | 66.76 | 63.37 | 5 | 0
2020 | SPP_N_2_MISO_MO-IL | SPP_N | MISO_MO-IL | Internal | Summer | B3 | 75 | 2000 | 0 | 66.76 | 61.99 | 5 | 0
2020 | SPP_N_2_MISO_MO-IL | SPP_N | MISO_MO-IL | Internal | Summer | B4 | 100 | 2000 | 0 | 65.34 | 61.17 | 5 | 0
2020 | SPP_N_2_MISO_MO-IL | SPP_N | MISO_MO-IL | Internal | Summer | B5 | 200 | 2000 | 0 | 61.61 | 58.77 | 5 | 0
2020 | SPP_N_2_MISO_MO-IL | SPP_N | MISO_MO-IL | Internal | Summer | B6 | 300 | 2000 | 0 | 55.77 | 47.77 | 5 | 0
2020 | SPP_N_2_MISO_MO-IL | SPP_N | MISO_MO-IL | Internal | Summer | B7 | 400 | 2000 | 0 | 47.41 | 40.4 | 5 | 0
2020 | SPP_N_2_MISO_MO-IL | SPP_N | MISO_MO-IL | Internal | Summer | B8 | 500 | 2000 | 0 | 40.98 | 38.03 | 5 | 0
2020 | SPP_N_2_MISO_MO-IL | SPP_N | MISO_MO-IL | Internal | Summer | B9 | 800 | 2000 | 0 | 39.65 | 37.02 | 5 | 0
2020 | SPP_N_2_MISO_MO-IL | SPP_N | MISO_MO-IL | Internal | Summer | B10 | 1262 | 2000 | 0 | 39.12 | 36 | 5 | 0
2020 | SPP_N_2_MISO_MO-IL | SPP_N | MISO_MO-IL | Internal | Winter | B16 | 25 | 2000 | 0 | 52.25 | 52.25 | 5 | 0
2020 | SPP_N_2_MISO_MO-IL | SPP_N | MISO_MO-IL | Internal | Winter | B17 | 100 | 2000 | 0 | 43.38 | 48.27 | 5 | 0
2020 | SPP_N_2_MISO_MO-IL | SPP_N | MISO_MO-IL | Internal | Winter | B18 | 400 | 2000 | 0 | 43.28 | 42.33 | 5 | 0
2020 | SPP_N_2_MISO_MO-IL | SPP_N | MISO_MO-IL | Internal | Winter | B19 | 700 | 2000 | 0 | 43.28 | 41.55 | 5 | 0
2020 | SPP_N_2_MISO_MO-IL | SPP_N | MISO_MO-IL | Internal | Winter | B20 | 935 | 2000 | 0 | 39.12 | 37.4 | 5 | 0
2020 | SPP_N_2_NE | SPP_N | NE | Internal | Shoulder | B11 | 25 | 1531 | 0 | 62.7 | 62.69 | 0.01 | 0
2020 | SPP_N_2_NE | SPP_N | NE | Internal | Shoulder | B12 | 200 | 1531 | 0 | 45.26 | 45.25 | 0.01 | 0
2020 | SPP_N_2_NE | SPP_N | NE | Internal | Shoulder | B13 | 600 | 1531 | 0 | 42.06 | 42.05 | 0.01 | 0
2020 | SPP_N_2_NE | SPP_N | NE | Internal | Shoulder | B14 | 900 | 1531 | 0 | 40.64 | 40.63 | 0.01 | 0
2020 | SPP_N_2_NE | SPP_N | NE | Internal | Shoulder | B15 | 1203 | 1531 | 0 | 40.53 | 40.51 | 0.01 | 0
2020 | SPP_N_2_NE | SPP_N | NE | Internal | Summer | B1 | 10 | 1531 | 0 | 66.76 | 66.75 | 0.01 | 0
2020 | SPP_N_2_NE | SPP_N | NE | Internal | Summer | B2 | 25 | 1531 | 0 | 66.76 | 65.33 | 0.01 | 0
2020 | SPP_N_2_NE | SPP_N | NE | Internal | Summer | B3 | 75 | 1531 | 0 | 66.76 | 65.33 | 0.01 | 0
2020 | SPP_N_2_NE | SPP_N | NE | Internal | Summer | B4 | 100 | 1531 | 0 | 65.34 | 65.33 | 0.01 | 0
2020 | SPP_N_2_NE | SPP_N | NE | Internal | Summer | B5 | 200 | 1531 | 0 | 61.61 | 61.6 | 0.01 | 0
2020 | SPP_N_2_NE | SPP_N | NE | Internal | Summer | B6 | 300 | 1531 | 0 | 55.77 | 55.76 | 0.01 | 0
2020 | SPP_N_2_NE | SPP_N | NE | Internal | Summer | B7 | 400 | 1531 | 0 | 47.41 | 47.4 | 0.01 | 0
2020 | SPP_N_2_NE | SPP_N | NE | Internal | Summer | B8 | 500 | 1531 | 0 | 40.98 | 39.64 | 0.01 | 0
2020 | SPP_N_2_NE | SPP_N | NE | Internal | Summer | B9 | 800 | 1531 | 0 | 39.65 | 39.64 | 0.01 | 0
2020 | SPP_N_2_NE | SPP_N | NE | Internal | Summer | B10 | 1262 | 1531 | 0 | 39.12 | 36.61 | 0.01 | 0
2020 | SPP_N_2_NE | SPP_N | NE | Internal | Winter | B16 | 25 | 1531 | 0 | 52.25 | 52.24 | 0.01 | 0
2020 | SPP_N_2_NE | SPP_N | NE | Internal | Winter | B17 | 100 | 1531 | 0 | 43.38 | 43.37 | 0.01 | 0
2020 | SPP_N_2_NE | SPP_N | NE | Internal | Winter | B18 | 400 | 1531 | 0 | 43.28 | 43.27 | 0.01 | 0
2020 | SPP_N_2_NE | SPP_N | NE | Internal | Winter | B19 | 700 | 1531 | 0 | 43.28 | 43.27 | 0.01 | 0
2020 | SPP_N_2_NE | SPP_N | NE | Internal | Winter | B20 | 935 | 1531 | 0 | 39.12 | 39.11 | 0.01 | 0
2020 | SPP_N_2_SPP_S | SPP_N | SPP_S | Internal | Shoulder | B11 | 25 | 4383 | 0 | 62.7 | 58.47 | 0.01 | 0
2020 | SPP_N_2_SPP_S | SPP_N | SPP_S | Internal | Shoulder | B12 | 200 | 4383 | 0 | 45.26 | 42.47 | 0.01 | 0
2020 | SPP_N_2_SPP_S | SPP_N | SPP_S | Internal | Shoulder | B13 | 600 | 4383 | 0 | 42.06 | 42.05 | 0.01 | 0
2020 | SPP_N_2_SPP_S | SPP_N | SPP_S | Internal | Shoulder | B14 | 900 | 4383 | 0 | 40.64 | 40.63 | 0.01 | 0
2020 | SPP_N_2_SPP_S | SPP_N | SPP_S | Internal | Shoulder | B15 | 1203 | 4383 | 1413.88 | 40.53 | 40.54 | 0.01 | 0
2020 | SPP_N_2_SPP_S | SPP_N | SPP_S | Internal | Summer | B1 | 10 | 4383 | 0 | 66.76 | 56.41 | 0.01 | 0
2020 | SPP_N_2_SPP_S | SPP_N | SPP_S | Internal | Summer | B2 | 25 | 4383 | 0 | 66.76 | 56.88 | 0.01 | 0
2020 | SPP_N_2_SPP_S | SPP_N | SPP_S | Internal | Summer | B3 | 75 | 4383 | 0 | 66.76 | 57.36 | 0.01 | 0
2020 | SPP_N_2_SPP_S | SPP_N | SPP_S | Internal | Summer | B4 | 100 | 4383 | 0 | 65.34 | 56.88 | 0.01 | 0
2020 | SPP_N_2_SPP_S | SPP_N | SPP_S | Internal | Summer | B5 | 200 | 4383 | 0 | 61.61 | 56.41 | 0.01 | 0
2020 | SPP_N_2_SPP_S | SPP_N | SPP_S | Internal | Summer | B6 | 300 | 4383 | 1325.05 | 55.77 | 55.79 | 0.01 | 0
2020 | SPP_N_2_SPP_S | SPP_N | SPP_S | Internal | Summer | B7 | 400 | 4383 | 1219.97 | 47.41 | 47.42 | 0.01 | 0
2020 | SPP_N_2_SPP_S | SPP_N | SPP_S | Internal | Summer | B8 | 500 | 4383 | 1749.38 | 40.98 | 41 | 0.01 | 0
2020 | SPP_N_2_SPP_S | SPP_N | SPP_S | Internal | Summer | B9 | 800 | 4383 | 1976.37 | 39.65 | 39.66 | 0.01 | 0
2020 | SPP_N_2_SPP_S | SPP_N | SPP_S | Internal | Summer | B10 | 1262 | 4383 | 3919.04 | 39.12 | 39.14 | 0.01 | 0
2020 | SPP_N_2_SPP_S | SPP_N | SPP_S | Internal | Winter | B16 | 25 | 4383 | 0 | 52.25 | 52.24 | 0.01 | 0
2020 | SPP_N_2_SPP_S | SPP_N | SPP_S | Internal | Winter | B17 | 100 | 4383 | 815.38 | 43.38 | 43.39 | 0.01 | 0
2020 | SPP_N_2_SPP_S | SPP_N | SPP_S | Internal | Winter | B18 | 400 | 4383 | 1664.54 | 43.28 | 43.29 | 0.01 | 0
2020 | SPP_N_2_SPP_S | SPP_N | SPP_S | Internal | Winter | B19 | 700 | 4383 | 1876.28 | 43.28 | 43.29 | 0.01 | 0
2020 | SPP_N_2_SPP_S | SPP_N | SPP_S | Internal | Winter | B20 | 935 | 4383 | 3968.52 | 39.12 | 39.14 | 0.01 | 0
2020 | SPP_S_2_ENT | SPP_S | ENT | Internal | Shoulder | B11 | 25 | 850 | 0 | 58.47 | 59.7 | 5 | 0
2020 | SPP_S_2_ENT | SPP_S | ENT | Internal | Shoulder | B12 | 200 | 850 | 0 | 42.47 | 42.38 | 5 | 0
2020 | SPP_S_2_ENT | SPP_S | ENT | Internal | Shoulder | B13 | 600 | 850 | 0 | 42.05 | 42.38 | 5 | 0
2020 | SPP_S_2_ENT | SPP_S | ENT | Internal | Shoulder | B14 | 900 | 850 | 0 | 40.63 | 42.38 | 5 | 0
2020 | SPP_S_2_ENT | SPP_S | ENT | Internal | Shoulder | B15 | 1203 | 850 | 0 | 40.54 | 42.07 | 5 | 0
2020 | SPP_S_2_ENT | SPP_S | ENT | Internal | Summer | B1 | 10 | 850 | 850 | 56.41 | 64.53 | 5 | 3.12
2020 | SPP_S_2_ENT | SPP_S | ENT | Internal | Summer | B2 | 25 | 850 | 850 | 56.88 | 63.16 | 5 | 1.28
2020 | SPP_S_2_ENT | SPP_S | ENT | Internal | Summer | B3 | 75 | 850 | 842.82 | 57.36 | 62.36 | 5 | 0
2020 | SPP_S_2_ENT | SPP_S | ENT | Internal | Summer | B4 | 100 | 850 | 850 | 56.88 | 62.36 | 5 | 0.48
2020 | SPP_S_2_ENT | SPP_S | ENT | Internal | Summer | B5 | 200 | 850 | 0 | 56.41 | 59.77 | 5 | 0
2020 | SPP_S_2_ENT | SPP_S | ENT | Internal | Summer | B6 | 300 | 850 | 0 | 55.79 | 55.77 | 5 | 0
2020 | SPP_S_2_ENT | SPP_S | ENT | Internal | Summer | B7 | 400 | 850 | 0 | 47.42 | 48.06 | 5 | 0
2020 | SPP_S_2_ENT | SPP_S | ENT | Internal | Summer | B8 | 500 | 850 | 0 | 41 | 41 | 5 | 0
2020 | SPP_S_2_ENT | SPP_S | ENT | Internal | Summer | B9 | 800 | 850 | 0 | 39.66 | 41 | 5 | 0
2020 | SPP_S_2_ENT | SPP_S | ENT | Internal | Summer | B10 | 1262 | 850 | 0 | 39.14 | 40.71 | 5 | 0
2020 | SPP_S_2_ENT | SPP_S | ENT | Internal | Winter | B16 | 25 | 850 | 850 | 52.24 | 57.25 | 5 | 0.01
2020 | SPP_S_2_ENT | SPP_S | ENT | Internal | Winter | B17 | 100 | 850 | 0 | 43.39 | 45.1 | 5 | 0
2020 | SPP_S_2_ENT | SPP_S | ENT | Internal | Winter | B18 | 400 | 850 | 0 | 43.29 | 45.1 | 5 | 0
2020 | SPP_S_2_ENT | SPP_S | ENT | Internal | Winter | B19 | 700 | 850 | 0 | 43.29 | 44.77 | 5 | 0
2020 | SPP_S_2_ENT | SPP_S | ENT | Internal | Winter | B20 | 935 | 850 | 0 | 39.14 | 43.74 | 5 | 0
2020 | SPP_S_2_SPP_N | SPP_S | SPP_N | Internal | Shoulder | B11 | 25 | 1023 | 1023 | 58.47 | 62.7 | 0.01 | 4.22
2020 | SPP_S_2_SPP_N | SPP_S | SPP_N | Internal | Shoulder | B12 | 200 | 1023 | 1023 | 42.47 | 45.26 | 0.01 | 2.78
2020 | SPP_S_2_SPP_N | SPP_S | SPP_N | Internal | Shoulder | B13 | 600 | 1023 | 471.22 | 42.05 | 42.06 | 0.01 | 0
2020 | SPP_S_2_SPP_N | SPP_S | SPP_N | Internal | Shoulder | B14 | 900 | 1023 | 675.64 | 40.63 | 40.64 | 0.01 | 0
2020 | SPP_S_2_SPP_N | SPP_S | SPP_N | Internal | Shoulder | B15 | 1203 | 1023 | 0 | 40.54 | 40.53 | 0.01 | 0
2020 | SPP_S_2_SPP_N | SPP_S | SPP_N | Internal | Summer | B1 | 10 | 1023 | 1023 | 56.41 | 66.76 | 0.01 | 10.34
2020 | SPP_S_2_SPP_N | SPP_S | SPP_N | Internal | Summer | B2 | 25 | 1023 | 1023 | 56.88 | 66.76 | 0.01 | 9.87
2020 | SPP_S_2_SPP_N | SPP_S | SPP_N | Internal | Summer | B3 | 75 | 1023 | 1023 | 57.36 | 66.76 | 0.01 | 9.39
2020 | SPP_S_2_SPP_N | SPP_S | SPP_N | Internal | Summer | B4 | 100 | 1023 | 1023 | 56.88 | 65.34 | 0.01 | 8.45
2020 | SPP_S_2_SPP_N | SPP_S | SPP_N | Internal | Summer | B5 | 200 | 1023 | 1023 | 56.41 | 61.61 | 0.01 | 5.19
2020 | SPP_S_2_SPP_N | SPP_S | SPP_N | Internal | Summer | B6 | 300 | 1023 | 0 | 55.79 | 55.77 | 0.01 | 0
2020 | SPP_S_2_SPP_N | SPP_S | SPP_N | Internal | Summer | B7 | 400 | 1023 | 0 | 47.42 | 47.41 | 0.01 | 0
2020 | SPP_S_2_SPP_N | SPP_S | SPP_N | Internal | Summer | B8 | 500 | 1023 | 0 | 41 | 40.98 | 0.01 | 0
2020 | SPP_S_2_SPP_N | SPP_S | SPP_N | Internal | Summer | B9 | 800 | 1023 | 0 | 39.66 | 39.65 | 0.01 | 0
2020 | SPP_S_2_SPP_N | SPP_S | SPP_N | Internal | Summer | B10 | 1262 | 1023 | 0 | 39.14 | 39.12 | 0.01 | 0
2020 | SPP_S_2_SPP_N | SPP_S | SPP_N | Internal | Winter | B16 | 25 | 1023 | 64.37 | 52.24 | 52.25 | 0.01 | 0
2020 | SPP_S_2_SPP_N | SPP_S | SPP_N | Internal | Winter | B17 | 100 | 1023 | 0 | 43.39 | 43.38 | 0.01 | 0
2020 | SPP_S_2_SPP_N | SPP_S | SPP_N | Internal | Winter | B18 | 400 | 1023 | 0 | 43.29 | 43.28 | 0.01 | 0
2020 | SPP_S_2_SPP_N | SPP_S | SPP_N | Internal | Winter | B19 | 700 | 1023 | 0 | 43.29 | 43.28 | 0.01 | 0
2020 | SPP_S_2_SPP_N | SPP_S | SPP_N | Internal | Winter | B20 | 935 | 1023 | 0 | 39.14 | 39.12 | 0.01 | 0
2020 | TVA_2_ENT | TVA | ENT | Internal | Shoulder | B11 | 25 | 500 | 173.84 | 50.7 | 59.7 | 9 | 0
2020 | TVA_2_ENT | TVA | ENT | Internal | Shoulder | B12 | 200 | 500 | 0 | 42.21 | 42.38 | 9 | 0
2020 | TVA_2_ENT | TVA | ENT | Internal | Shoulder | B13 | 600 | 500 | 0 | 40.27 | 42.38 | 9 | 0
2020 | TVA_2_ENT | TVA | ENT | Internal | Shoulder | B14 | 900 | 500 | 0 | 40.27 | 42.38 | 9 | 0
2020 | TVA_2_ENT | TVA | ENT | Internal | Shoulder | B15 | 1203 | 500 | 0 | 40.27 | 42.07 | 9 | 0
2020 | TVA_2_ENT | TVA | ENT | Internal | Summer | B1 | 10 | 500 | 0 | 72.54 | 64.53 | 9 | 0
2020 | TVA_2_ENT | TVA | ENT | Internal | Summer | B2 | 25 | 500 | 0 | 71.17 | 63.16 | 9 | 0
2020 | TVA_2_ENT | TVA | ENT | Internal | Summer | B3 | 75 | 500 | 0 | 67.87 | 62.36 | 9 | 0
2020 | TVA_2_ENT | TVA | ENT | Internal | Summer | B4 | 100 | 500 | 0 | 67.87 | 62.36 | 9 | 0
2020 | TVA_2_ENT | TVA | ENT | Internal | Summer | B5 | 200 | 500 | 95.62 | 50.77 | 59.77 | 9 | 0
2020 | TVA_2_ENT | TVA | ENT | Internal | Summer | B6 | 300 | 500 | 500 | 42.62 | 55.77 | 9 | 4.16
2020 | TVA_2_ENT | TVA | ENT | Internal | Summer | B7 | 400 | 500 | 0 | 40.88 | 48.06 | 9 | 0
2020 | TVA_2_ENT | TVA | ENT | Internal | Summer | B8 | 500 | 500 | 0 | 37.84 | 41 | 9 | 0
2020 | TVA_2_ENT | TVA | ENT | Internal | Summer | B9 | 800 | 500 | 0 | 37.84 | 41 | 9 | 0
2020 | TVA_2_ENT | TVA | ENT | Internal | Summer | B10 | 1262 | 500 | 0 | 36.3 | 40.71 | 9 | 0
2020 | TVA_2_ENT | TVA | ENT | Internal | Winter | B16 | 25 | 500 | 0 | 55.82 | 57.25 | 9 | 0
2020 | TVA_2_ENT | TVA | ENT | Internal | Winter | B17 | 100 | 500 | 0 | 44.84 | 45.1 | 9 | 0
2020 | TVA_2_ENT | TVA | ENT | Internal | Winter | B18 | 400 | 500 | 0 | 40.09 | 45.1 | 9 | 0
2020 | TVA_2_ENT | TVA | ENT | Internal | Winter | B19 | 700 | 500 | 0 | 40.09 | 44.77 | 9 | 0
2020 | TVA_2_ENT | TVA | ENT | Internal | Winter | B20 | 935 | 500 | 0 | 40.09 | 43.74 | 9 | 0
2020 | TVA_2_MISO_MO-IL | TVA | MISO_MO-IL | Internal | Shoulder | B11 | 25 | 50 | 0 | 50.7 | 55.7 | 9 | 0
2020 | TVA_2_MISO_MO-IL | TVA | MISO_MO-IL | Internal | Shoulder | B12 | 200 | 50 | 0 | 42.21 | 46.41 | 9 | 0
2020 | TVA_2_MISO_MO-IL | TVA | MISO_MO-IL | Internal | Shoulder | B13 | 600 | 50 | 0 | 40.27 | 42.44 | 9 | 0
2020 | TVA_2_MISO_MO-IL | TVA | MISO_MO-IL | Internal | Shoulder | B14 | 900 | 50 | 0 | 40.27 | 40.14 | 9 | 0
2020 | TVA_2_MISO_MO-IL | TVA | MISO_MO-IL | Internal | Shoulder | B15 | 1203 | 50 | 0 | 40.27 | 38.1 | 9 | 0
2020 | TVA_2_MISO_MO-IL | TVA | MISO_MO-IL | Internal | Summer | B1 | 10 | 50 | 0 | 72.54 | 64.53 | 9 | 0
2020 | TVA_2_MISO_MO-IL | TVA | MISO_MO-IL | Internal | Summer | B2 | 25 | 50 | 0 | 71.17 | 63.37 | 9 | 0
2020 | TVA_2_MISO_MO-IL | TVA | MISO_MO-IL | Internal | Summer | B3 | 75 | 50 | 0 | 67.87 | 61.99 | 9 | 0
2020 | TVA_2_MISO_MO-IL | TVA | MISO_MO-IL | Internal | Summer | B4 | 100 | 50 | 0 | 67.87 | 61.17 | 9 | 0
2020 | TVA_2_MISO_MO-IL | TVA | MISO_MO-IL | Internal | Summer | B5 | 200 | 50 | 0 | 50.77 | 58.77 | 9 | 0
2020 | TVA_2_MISO_MO-IL | TVA | MISO_MO-IL | Internal | Summer | B6 | 300 | 50 | 0 | 42.62 | 47.77 | 9 | 0
2020 | TVA_2_MISO_MO-IL | TVA | MISO_MO-IL | Internal | Summer | B7 | 400 | 50 | 0 | 40.88 | 40.4 | 9 | 0
2020 | TVA_2_MISO_MO-IL | TVA | MISO_MO-IL | Internal | Summer | B8 | 500 | 50 | 0 | 37.84 | 38.03 | 9 | 0
2020 | TVA_2_MISO_MO-IL | TVA | MISO_MO-IL | Internal | Summer | B9 | 800 | 50 | 0 | 37.84 | 37.02 | 9 | 0
2020 | TVA_2_MISO_MO-IL | TVA | MISO_MO-IL | Internal | Summer | B10 | 1262 | 50 | 0 | 36.3 | 36 | 9 | 0
2020 | TVA_2_MISO_MO-IL | TVA | MISO_MO-IL | Internal | Winter | B16 | 25 | 50 | 0 | 55.82 | 52.25 | 9 | 0
2020 | TVA_2_MISO_MO-IL | TVA | MISO_MO-IL | Internal | Winter | B17 | 100 | 50 | 0 | 44.84 | 48.27 | 9 | 0
2020 | TVA_2_MISO_MO-IL | TVA | MISO_MO-IL | Internal | Winter | B18 | 400 | 50 | 0 | 40.09 | 42.33 | 9 | 0
2020 | TVA_2_MISO_MO-IL | TVA | MISO_MO-IL | Internal | Winter | B19 | 700 | 50 | 0 | 40.09 | 41.55 | 9 | 0
2020 | TVA_2_MISO_MO-IL | TVA | MISO_MO-IL | Internal | Winter | B20 | 935 | 50 | 0 | 40.09 | 37.4 | 9 | 0
2020 | TVA_2_NonRTO_Midwest | TVA | NonRTO_Midwest | Internal | Shoulder | B11 | 25 | 100 | 100 | 50.7 | 63.69 | 9 | 3.99
2020 | TVA_2_NonRTO_Midwest | TVA | NonRTO_Midwest | Internal | Shoulder | B12 | 200 | 100 | 100 | 42.21 | 54.43 | 9 | 3.22
2020 | TVA_2_NonRTO_Midwest | TVA | NonRTO_Midwest | Internal | Shoulder | B13 | 600 | 100 | 0 | 40.27 | 49.09 | 9 | 0
2020 | TVA_2_NonRTO_Midwest | TVA | NonRTO_Midwest | Internal | Shoulder | B14 | 900 | 100 | 0 | 40.27 | 42.87 | 9 | 0
2020 | TVA_2_NonRTO_Midwest | TVA | NonRTO_Midwest | Internal | Shoulder | B15 | 1203 | 100 | 0 | 40.27 | 35.71 | 9 | 0
2020 | TVA_2_NonRTO_Midwest | TVA | NonRTO_Midwest | Internal | Summer | B1 | 10 | 100 | 0 | 72.54 | 69.15 | 9 | 0
2020 | TVA_2_NonRTO_Midwest | TVA | NonRTO_Midwest | Internal | Summer | B2 | 25 | 100 | 0 | 71.17 | 69.15 | 9 | 0
2020 | TVA_2_NonRTO_Midwest | TVA | NonRTO_Midwest | Internal | Summer | B3 | 75 | 100 | 0 | 67.87 | 69.15 | 9 | 0
2020 | TVA_2_NonRTO_Midwest | TVA | NonRTO_Midwest | Internal | Summer | B4 | 100 | 100 | 0 | 67.87 | 69.15 | 9 | 0
2020 | TVA_2_NonRTO_Midwest | TVA | NonRTO_Midwest | Internal | Summer | B5 | 200 | 100 | 100 | 50.77 | 66.77 | 9 | 6.99
2020 | TVA_2_NonRTO_Midwest | TVA | NonRTO_Midwest | Internal | Summer | B6 | 300 | 100 | 100 | 42.62 | 55.76 | 9 | 4.15
2020 | TVA_2_NonRTO_Midwest | TVA | NonRTO_Midwest | Internal | Summer | B7 | 400 | 100 | 0 | 40.88 | 43.83 | 9 | 0
2020 | TVA_2_NonRTO_Midwest | TVA | NonRTO_Midwest | Internal | Summer | B8 | 500 | 100 | 0 | 37.84 | 41.32 | 9 | 0
2020 | TVA_2_NonRTO_Midwest | TVA | NonRTO_Midwest | Internal | Summer | B9 | 800 | 100 | 0 | 37.84 | 36.93 | 9 | 0
2020 | TVA_2_NonRTO_Midwest | TVA | NonRTO_Midwest | Internal | Summer | B10 | 1262 | 100 | 0 | 36.3 | 33.69 | 9 | 0
2020 | TVA_2_NonRTO_Midwest | TVA | NonRTO_Midwest | Internal | Winter | B16 | 25 | 100 | 0 | 55.82 | 60.27 | 9 | 0
2020 | TVA_2_NonRTO_Midwest | TVA | NonRTO_Midwest | Internal | Winter | B17 | 100 | 100 | 100 | 44.84 | 56.28 | 9 | 2.45
2020 | TVA_2_NonRTO_Midwest | TVA | NonRTO_Midwest | Internal | Winter | B18 | 400 | 100 | 100 | 40.09 | 50.34 | 9 | 1.25
2020 | TVA_2_NonRTO_Midwest | TVA | NonRTO_Midwest | Internal | Winter | B19 | 700 | 100 | 0 | 40.09 | 43.39 | 9 | 0
2020 | TVA_2_NonRTO_Midwest | TVA | NonRTO_Midwest | Internal | Winter | B20 | 935 | 100 | 0 | 40.09 | 35.77 | 9 | 0
2020 | TVA_2_PJM_ROR | TVA | PJM_ROR | Internal | Shoulder | B11 | 25 | 500 | 0 | 50.7 | 53.69 | 9 | 0
2020 | TVA_2_PJM_ROR | TVA | PJM_ROR | Internal | Shoulder | B12 | 200 | 500 | 0 | 42.21 | 48.4 | 9 | 0
2020 | TVA_2_PJM_ROR | TVA | PJM_ROR | Internal | Shoulder | B13 | 600 | 500 | 0 | 40.27 | 42.88 | 9 | 0
2020 | TVA_2_PJM_ROR | TVA | PJM_ROR | Internal | Shoulder | B14 | 900 | 500 | 0 | 40.27 | 40.15 | 9 | 0
2020 | TVA_2_PJM_ROR | TVA | PJM_ROR | Internal | Shoulder | B15 | 1203 | 500 | 0 | 40.27 | 37.45 | 9 | 0
2020 | TVA_2_PJM_ROR | TVA | PJM_ROR | Internal | Summer | B1 | 10 | 500 | 0 | 72.54 | 66.53 | 9 | 0
2020 | TVA_2_PJM_ROR | TVA | PJM_ROR | Internal | Summer | B2 | 25 | 500 | 0 | 71.17 | 65.16 | 9 | 0
2020 | TVA_2_PJM_ROR | TVA | PJM_ROR | Internal | Summer | B3 | 75 | 500 | 0 | 67.87 | 61.86 | 9 | 0
2020 | TVA_2_PJM_ROR | TVA | PJM_ROR | Internal | Summer | B4 | 100 | 500 | 0 | 67.87 | 61.86 | 9 | 0
2020 | TVA_2_PJM_ROR | TVA | PJM_ROR | Internal | Summer | B5 | 200 | 500 | 0 | 50.77 | 56.97 | 9 | 0
2020 | TVA_2_PJM_ROR | TVA | PJM_ROR | Internal | Summer | B6 | 300 | 500 | 0 | 42.62 | 49.04 | 9 | 0
2020 | TVA_2_PJM_ROR | TVA | PJM_ROR | Internal | Summer | B7 | 400 | 500 | 0 | 40.88 | 42.4 | 9 | 0
2020 | TVA_2_PJM_ROR | TVA | PJM_ROR | Internal | Summer | B8 | 500 | 500 | 0 | 37.84 | 38.01 | 9 | 0
2020 | TVA_2_PJM_ROR | TVA | PJM_ROR | Internal | Summer | B9 | 800 | 500 | 0 | 37.84 | 36.2 | 9 | 0
2020 | TVA_2_PJM_ROR | TVA | PJM_ROR | Internal | Summer | B10 | 1262 | 500 | 0 | 36.3 | 34.67 | 9 | 0
2020 | TVA_2_PJM_ROR | TVA | PJM_ROR | Internal | Winter | B16 | 25 | 500 | 0 | 55.82 | 50.36 | 9 | 0
2020 | TVA_2_PJM_ROR | TVA | PJM_ROR | Internal | Winter | B17 | 100 | 500 | 0 | 44.84 | 50.26 | 9 | 0
2020 | TVA_2_PJM_ROR | TVA | PJM_ROR | Internal | Winter | B18 | 400 | 500 | 0 | 40.09 | 44.33 | 9 | 0
2020 | TVA_2_PJM_ROR | TVA | PJM_ROR | Internal | Winter | B19 | 700 | 500 | 0 | 40.09 | 41.99 | 9 | 0
2020 | TVA_2_PJM_ROR | TVA | PJM_ROR | Internal | Winter | B20 | 935 | 500 | 0 | 40.09 | 35.93 | 9 | 0
2020 | TVA_2_SOCO | TVA | SOCO | Internal | Shoulder | B11 | 25 | 500 | 500 | 50.7 | 67.66 | 9 | 7.96
2020 | TVA_2_SOCO | TVA | SOCO | Internal | Shoulder | B12 | 200 | 500 | 0 | 42.21 | 44.26 | 9 | 0
2020 | TVA_2_SOCO | TVA | SOCO | Internal | Shoulder | B13 | 600 | 500 | 0 | 40.27 | 42.57 | 9 | 0
2020 | TVA_2_SOCO | TVA | SOCO | Internal | Shoulder | B14 | 900 | 500 | 0 | 40.27 | 42.57 | 9 | 0
2020 | TVA_2_SOCO | TVA | SOCO | Internal | Shoulder | B15 | 1203 | 500 | 0 | 40.27 | 42.57 | 9 | 0
2020 | TVA_2_SOCO | TVA | SOCO | Internal | Summer | B1 | 10 | 500 | 0 | 72.54 | 71.71 | 9 | 0
2020 | TVA_2_SOCO | TVA | SOCO | Internal | Summer | B2 | 25 | 500 | 0 | 71.17 | 70.36 | 9 | 0
2020 | TVA_2_SOCO | TVA | SOCO | Internal | Summer | B3 | 75 | 500 | 0 | 67.87 | 70.36 | 9 | 0
2020 | TVA_2_SOCO | TVA | SOCO | Internal | Summer | B4 | 100 | 500 | 0 | 67.87 | 70.36 | 9 | 0
2020 | TVA_2_SOCO | TVA | SOCO | Internal | Summer | B5 | 200 | 500 | 500 | 50.77 | 70.36 | 9 | 10.59
2020 | TVA_2_SOCO | TVA | SOCO | Internal | Summer | B6 | 300 | 500 | 500 | 42.62 | 62.04 | 9 | 10.42
2020 | TVA_2_SOCO | TVA | SOCO | Internal | Summer | B7 | 400 | 500 | 500 | 40.88 | 56.06 | 9 | 6.18
2020 | TVA_2_SOCO | TVA | SOCO | Internal | Summer | B8 | 500 | 500 | 0 | 37.84 | 44.07 | 9 | 0
2020 | TVA_2_SOCO | TVA | SOCO | Internal | Summer | B9 | 800 | 500 | 0 | 37.84 | 41.3 | 9 | 0
2020 | TVA_2_SOCO | TVA | SOCO | Internal | Summer | B10 | 1262 | 500 | 0 | 36.3 | 41.3 | 9 | 0
2020 | TVA_2_SOCO | TVA | SOCO | Internal | Winter | B16 | 25 | 500 | 500 | 55.82 | 65.25 | 9 | 0.43
2020 | TVA_2_SOCO | TVA | SOCO | Internal | Winter | B17 | 100 | 500 | 0 | 44.84 | 46.26 | 9 | 0
2020 | TVA_2_SOCO | TVA | SOCO | Internal | Winter | B18 | 400 | 500 | 0 | 40.09 | 45.18 | 9 | 0
2020 | TVA_2_SOCO | TVA | SOCO | Internal | Winter | B19 | 700 | 500 | 0 | 40.09 | 45.18 | 9 | 0
2020 | TVA_2_SOCO | TVA | SOCO | Internal | Winter | B20 | 935 | 500 | 0 | 40.09 | 44.64 | 9 | 0
2020 | TVA_2_VACAR | TVA | VACAR | Internal | Shoulder | B11 | 25 | 150 | 150 | 50.7 | 60.66 | 9 | 0.96
2020 | TVA_2_VACAR | TVA | VACAR | Internal | Shoulder | B12 | 200 | 150 | 150 | 42.21 | 54.26 | 9 | 3.06
2020 | TVA_2_VACAR | TVA | VACAR | Internal | Shoulder | B13 | 600 | 150 | 0 | 40.27 | 47.7 | 9 | 0
2020 | TVA_2_VACAR | TVA | VACAR | Internal | Shoulder | B14 | 900 | 150 | 0 | 40.27 | 45.98 | 9 | 0
2020 | TVA_2_VACAR | TVA | VACAR | Internal | Shoulder | B15 | 1203 | 150 | 0 | 40.27 | 42.39 | 9 | 0
2020 | TVA_2_VACAR | TVA | VACAR | Internal | Summer | B1 | 10 | 150 | 0 | 72.54 | 73.8 | 9 | 0
2020 | TVA_2_VACAR | TVA | VACAR | Internal | Summer | B2 | 25 | 150 | 0 | 71.17 | 73.8 | 9 | 0
2020 | TVA_2_VACAR | TVA | VACAR | Internal | Summer | B3 | 75 | 150 | 0 | 67.87 | 73.8 | 9 | 0
2020 | TVA_2_VACAR | TVA | VACAR | Internal | Summer | B4 | 100 | 150 | 0 | 67.87 | 72.49 | 9 | 0
2020 | TVA_2_VACAR | TVA | VACAR | Internal | Summer | B5 | 200 | 150 | 150 | 50.77 | 63.36 | 9 | 3.59
2020 | TVA_2_VACAR | TVA | VACAR | Internal | Summer | B6 | 300 | 150 | 150 | 42.62 | 55.04 | 9 | 3.42
2020 | TVA_2_VACAR | TVA | VACAR | Internal | Summer | B7 | 400 | 150 | 0 | 40.88 | 49.06 | 9 | 0
2020 | TVA_2_VACAR | TVA | VACAR | Internal | Summer | B8 | 500 | 150 | 0 | 37.84 | 44.01 | 9 | 0
2020 | TVA_2_VACAR | TVA | VACAR | Internal | Summer | B9 | 800 | 150 | 0 | 37.84 | 42.2 | 9 | 0
2020 | TVA_2_VACAR | TVA | VACAR | Internal | Summer | B10 | 1262 | 150 | 0 | 36.3 | 40.67 | 9 | 0
2020 | TVA_2_VACAR | TVA | VACAR | Internal | Winter | B16 | 25 | 150 | 150 | 55.82 | 75.25 | 9 | 10.43
2020 | TVA_2_VACAR | TVA | VACAR | Internal | Winter | B17 | 100 | 150 | 150 | 44.84 | 56.26 | 9 | 2.42
2020 | TVA_2_VACAR | TVA | VACAR | Internal | Winter | B18 | 400 | 150 | 0 | 40.09 | 48.22 | 9 | 0
2020 | TVA_2_VACAR | TVA | VACAR | Internal | Winter | B19 | 700 | 150 | 0 | 40.09 | 46.27 | 9 | 0
2020 | TVA_2_VACAR | TVA | VACAR | Internal | Winter | B20 | 935 | 150 | 0 | 40.09 | 41.93 | 9 | 0
2020 | TVA_Transmission_2_ENT | TVA_Transmission | ENT | Internal | Shoulder | B11 | 25 | 3000 | 0 | 59.21 | 59.7 | 9 | 0
2020 | TVA_Transmission_2_ENT | TVA_Transmission | ENT | Internal | Shoulder | B12 | 200 | 3000 | 0 | 48.39 | 42.38 | 9 | 0
2020 | TVA_Transmission_2_ENT | TVA_Transmission | ENT | Internal | Shoulder | B13 | 600 | 3000 | 0 | 44.8 | 42.38 | 9 | 0
2020 | TVA_Transmission_2_ENT | TVA_Transmission | ENT | Internal | Shoulder | B14 | 900 | 3000 | 0 | 42.99 | 42.38 | 9 | 0
2020 | TVA_Transmission_2_ENT | TVA_Transmission | ENT | Internal | Shoulder | B15 | 1203 | 3000 | 0 | 41.29 | 42.07 | 9 | 0
2020 | TVA_Transmission_2_ENT | TVA_Transmission | ENT | Internal | Summer | B1 | 10 | 3000 | 0 | 72.53 | 64.53 | 9 | 0
2020 | TVA_Transmission_2_ENT | TVA_Transmission | ENT | Internal | Summer | B2 | 25 | 3000 | 0 | 71.16 | 63.16 | 9 | 0
2020 | TVA_Transmission_2_ENT | TVA_Transmission | ENT | Internal | Summer | B3 | 75 | 3000 | 0 | 67.86 | 62.36 | 9 | 0
2020 | TVA_Transmission_2_ENT | TVA_Transmission | ENT | Internal | Summer | B4 | 100 | 3000 | 0 | 67.86 | 62.36 | 9 | 0
2020 | TVA_Transmission_2_ENT | TVA_Transmission | ENT | Internal | Summer | B5 | 200 | 3000 | 0 | 62.38 | 59.77 | 9 | 0
2020 | TVA_Transmission_2_ENT | TVA_Transmission | ENT | Internal | Summer | B6 | 300 | 3000 | 0 | 53.96 | 55.77 | 9 | 0
2020 | TVA_Transmission_2_ENT | TVA_Transmission | ENT | Internal | Summer | B7 | 400 | 3000 | 0 | 47.64 | 48.06 | 9 | 0
2020 | TVA_Transmission_2_ENT | TVA_Transmission | ENT | Internal | Summer | B8 | 500 | 3000 | 0 | 41.18 | 41 | 9 | 0
2020 | TVA_Transmission_2_ENT | TVA_Transmission | ENT | Internal | Summer | B9 | 800 | 3000 | 0 | 39.87 | 41 | 9 | 0
2020 | TVA_Transmission_2_ENT | TVA_Transmission | ENT | Internal | Summer | B10 | 1262 | 3000 | 0 | 38.25 | 40.71 | 9 | 0
2020 | TVA_Transmission_2_ENT | TVA_Transmission | ENT | Internal | Winter | B16 | 25 | 3000 | 0 | 56.36 | 57.25 | 9 | 0
2020 | TVA_Transmission_2_ENT | TVA_Transmission | ENT | Internal | Winter | B17 | 100 | 3000 | 0 | 50.65 | 45.1 | 9 | 0
2020 | TVA_Transmission_2_ENT | TVA_Transmission | ENT | Internal | Winter | B18 | 400 | 3000 | 0 | 45.88 | 45.1 | 9 | 0
2020 | TVA_Transmission_2_ENT | TVA_Transmission | ENT | Internal | Winter | B19 | 700 | 3000 | 0 | 44 | 44.77 | 9 | 0
2020 | TVA_Transmission_2_ENT | TVA_Transmission | ENT | Internal | Winter | B20 | 935 | 3000 | 0 | 40.84 | 43.74 | 9 | 0
2020 | TVA_Transmission_2_NonRTO_Midwest | TVA_Transmission | NonRTO_Midwest | Internal | Shoulder | B11 | 25 | 700 | 0 | 59.21 | 63.69 | 9 | 0
2020 | TVA_Transmission_2_NonRTO_Midwest | TVA_Transmission | NonRTO_Midwest | Internal | Shoulder | B12 | 200 | 700 | 0 | 48.39 | 54.43 | 9 | 0
2020 | TVA_Transmission_2_NonRTO_Midwest | TVA_Transmission | NonRTO_Midwest | Internal | Shoulder | B13 | 600 | 700 | 0 | 44.8 | 49.09 | 9 | 0
2020 | TVA_Transmission_2_NonRTO_Midwest | TVA_Transmission | NonRTO_Midwest | Internal | Shoulder | B14 | 900 | 700 | 0 | 42.99 | 42.87 | 9 | 0
2020 | TVA_Transmission_2_NonRTO_Midwest | TVA_Transmission | NonRTO_Midwest | Internal | Shoulder | B15 | 1203 | 700 | 0 | 41.29 | 35.71 | 9 | 0
2020 | TVA_Transmission_2_NonRTO_Midwest | TVA_Transmission | NonRTO_Midwest | Internal | Summer | B1 | 10 | 700 | 0 | 72.53 | 69.15 | 9 | 0
2020 | TVA_Transmission_2_NonRTO_Midwest | TVA_Transmission | NonRTO_Midwest | Internal | Summer | B2 | 25 | 700 | 0 | 71.16 | 69.15 | 9 | 0
2020 | TVA_Transmission_2_NonRTO_Midwest | TVA_Transmission | NonRTO_Midwest | Internal | Summer | B3 | 75 | 700 | 0 | 67.86 | 69.15 | 9 | 0
2020 | TVA_Transmission_2_NonRTO_Midwest | TVA_Transmission | NonRTO_Midwest | Internal | Summer | B4 | 100 | 700 | 0 | 67.86 | 69.15 | 9 | 0
2020 | TVA_Transmission_2_NonRTO_Midwest | TVA_Transmission | NonRTO_Midwest | Internal | Summer | B5 | 200 | 700 | 0 | 62.38 | 66.77 | 9 | 0
2020 | TVA_Transmission_2_NonRTO_Midwest | TVA_Transmission | NonRTO_Midwest | Internal | Summer | B6 | 300 | 700 | 0 | 53.96 | 55.76 | 9 | 0
2020 | TVA_Transmission_2_NonRTO_Midwest | TVA_Transmission | NonRTO_Midwest | Internal | Summer | B7 | 400 | 700 | 0 | 47.64 | 43.83 | 9 | 0
2020 | TVA_Transmission_2_NonRTO_Midwest | TVA_Transmission | NonRTO_Midwest | Internal | Summer | B8 | 500 | 700 | 0 | 41.18 | 41.32 | 9 | 0
2020 | TVA_Transmission_2_NonRTO_Midwest | TVA_Transmission | NonRTO_Midwest | Internal | Summer | B9 | 800 | 700 | 0 | 39.87 | 36.93 | 9 | 0
2020 | TVA_Transmission_2_NonRTO_Midwest | TVA_Transmission | NonRTO_Midwest | Internal | Summer | B10 | 1262 | 700 | 0 | 38.25 | 33.69 | 9 | 0
2020 | TVA_Transmission_2_NonRTO_Midwest | TVA_Transmission | NonRTO_Midwest | Internal | Winter | B16 | 25 | 700 | 0 | 56.36 | 60.27 | 9 | 0
2020 | TVA_Transmission_2_NonRTO_Midwest | TVA_Transmission | NonRTO_Midwest | Internal | Winter | B17 | 100 | 700 | 0 | 50.65 | 56.28 | 9 | 0
2020 | TVA_Transmission_2_NonRTO_Midwest | TVA_Transmission | NonRTO_Midwest | Internal | Winter | B18 | 400 | 700 | 0 | 45.88 | 50.34 | 9 | 0
2020 | TVA_Transmission_2_NonRTO_Midwest | TVA_Transmission | NonRTO_Midwest | Internal | Winter | B19 | 700 | 700 | 0 | 44 | 43.39 | 9 | 0
2020 | TVA_Transmission_2_NonRTO_Midwest | TVA_Transmission | NonRTO_Midwest | Internal | Winter | B20 | 935 | 700 | 0 | 40.84 | 35.77 | 9 | 0
2020 | TVA_Transmission_2_SOCO | TVA_Transmission | SOCO | Internal | Shoulder | B11 | 25 | 3200 | 0 | 59.21 | 67.66 | 9 | 0
2020 | TVA_Transmission_2_SOCO | TVA_Transmission | SOCO | Internal | Shoulder | B12 | 200 | 3200 | 0 | 48.39 | 44.26 | 9 | 0
2020 | TVA_Transmission_2_SOCO | TVA_Transmission | SOCO | Internal | Shoulder | B13 | 600 | 3200 | 0 | 44.8 | 42.57 | 9 | 0
2020 | TVA_Transmission_2_SOCO | TVA_Transmission | SOCO | Internal | Shoulder | B14 | 900 | 3200 | 0 | 42.99 | 42.57 | 9 | 0
2020 | TVA_Transmission_2_SOCO | TVA_Transmission | SOCO | Internal | Shoulder | B15 | 1203 | 3200 | 0 | 41.29 | 42.57 | 9 | 0
2020 | TVA_Transmission_2_SOCO | TVA_Transmission | SOCO | Internal | Summer | B1 | 10 | 3200 | 0 | 72.53 | 71.71 | 9 | 0
2020 | TVA_Transmission_2_SOCO | TVA_Transmission | SOCO | Internal | Summer | B2 | 25 | 3200 | 0 | 71.16 | 70.36 | 9 | 0
2020 | TVA_Transmission_2_SOCO | TVA_Transmission | SOCO | Internal | Summer | B3 | 75 | 3200 | 0 | 67.86 | 70.36 | 9 | 0
2020 | TVA_Transmission_2_SOCO | TVA_Transmission | SOCO | Internal | Summer | B4 | 100 | 3200 | 0 | 67.86 | 70.36 | 9 | 0
2020 | TVA_Transmission_2_SOCO | TVA_Transmission | SOCO | Internal | Summer | B5 | 200 | 3200 | 0 | 62.38 | 70.36 | 9 | 0
2020 | TVA_Transmission_2_SOCO | TVA_Transmission | SOCO | Internal | Summer | B6 | 300 | 3200 | 0 | 53.96 | 62.04 | 9 | 0
2020 | TVA_Transmission_2_SOCO | TVA_Transmission | SOCO | Internal | Summer | B7 | 400 | 3200 | 0 | 47.64 | 56.06 | 9 | 0
2020 | TVA_Transmission_2_SOCO | TVA_Transmission | SOCO | Internal | Summer | B8 | 500 | 3200 | 0 | 41.18 | 44.07 | 9 | 0
2020 | TVA_Transmission_2_SOCO | TVA_Transmission | SOCO | Internal | Summer | B9 | 800 | 3200 | 0 | 39.87 | 41.3 | 9 | 0
2020 | TVA_Transmission_2_SOCO | TVA_Transmission | SOCO | Internal | Summer | B10 | 1262 | 3200 | 0 | 38.25 | 41.3 | 9 | 0
2020 | TVA_Transmission_2_SOCO | TVA_Transmission | SOCO | Internal | Winter | B16 | 25 | 3200 | 0 | 56.36 | 65.25 | 9 | 0
2020 | TVA_Transmission_2_SOCO | TVA_Transmission | SOCO | Internal | Winter | B17 | 100 | 3200 | 0 | 50.65 | 46.26 | 9 | 0
2020 | TVA_Transmission_2_SOCO | TVA_Transmission | SOCO | Internal | Winter | B18 | 400 | 3200 | 0 | 45.88 | 45.18 | 9 | 0
2020 | TVA_Transmission_2_SOCO | TVA_Transmission | SOCO | Internal | Winter | B19 | 700 | 3200 | 0 | 44 | 45.18 | 9 | 0
2020 | TVA_Transmission_2_SOCO | TVA_Transmission | SOCO | Internal | Winter | B20 | 935 | 3200 | 0 | 40.84 | 44.64 | 9 | 0
2020 | TVA_Transmission_2_TVA | TVA_Transmission | TVA | Internal | Shoulder | B11 | 25 | 99999 | 0 | 59.21 | 50.7 | 0.01 | 0
2020 | TVA_Transmission_2_TVA | TVA_Transmission | TVA | Internal | Shoulder | B12 | 200 | 99999 | 0 | 48.39 | 42.21 | 0.01 | 0
2020 | TVA_Transmission_2_TVA | TVA_Transmission | TVA | Internal | Shoulder | B13 | 600 | 99999 | 0 | 44.8 | 40.27 | 0.01 | 0
2020 | TVA_Transmission_2_TVA | TVA_Transmission | TVA | Internal | Shoulder | B14 | 900 | 99999 | 0 | 42.99 | 40.27 | 0.01 | 0
2020 | TVA_Transmission_2_TVA | TVA_Transmission | TVA | Internal | Shoulder | B15 | 1203 | 99999 | 0 | 41.29 | 40.27 | 0.01 | 0
2020 | TVA_Transmission_2_TVA | TVA_Transmission | TVA | Internal | Summer | B1 | 10 | 99999 | 3340.43 | 72.53 | 72.54 | 0.01 | 0
2020 | TVA_Transmission_2_TVA | TVA_Transmission | TVA | Internal | Summer | B2 | 25 | 99999 | 2557.63 | 71.16 | 71.17 | 0.01 | 0
2020 | TVA_Transmission_2_TVA | TVA_Transmission | TVA | Internal | Summer | B3 | 75 | 99999 | 950.17 | 67.86 | 67.87 | 0.01 | 0
2020 | TVA_Transmission_2_TVA | TVA_Transmission | TVA | Internal | Summer | B4 | 100 | 99999 | 213.61 | 67.86 | 67.87 | 0.01 | 0
2020 | TVA_Transmission_2_TVA | TVA_Transmission | TVA | Internal | Summer | B5 | 200 | 99999 | 0 | 62.38 | 50.77 | 0.01 | 0
2020 | TVA_Transmission_2_TVA | TVA_Transmission | TVA | Internal | Summer | B6 | 300 | 99999 | 0 | 53.96 | 42.62 | 0.01 | 0
2020 | TVA_Transmission_2_TVA | TVA_Transmission | TVA | Internal | Summer | B7 | 400 | 99999 | 0 | 47.64 | 40.88 | 0.01 | 0
2020 | TVA_Transmission_2_TVA | TVA_Transmission | TVA | Internal | Summer | B8 | 500 | 99999 | 0 | 41.18 | 37.84 | 0.01 | 0
2020 | TVA_Transmission_2_TVA | TVA_Transmission | TVA | Internal | Summer | B9 | 800 | 99999 | 0 | 39.87 | 37.84 | 0.01 | 0
2020 | TVA_Transmission_2_TVA | TVA_Transmission | TVA | Internal | Summer | B10 | 1262 | 99999 | 0 | 38.25 | 36.3 | 0.01 | 0
2020 | TVA_Transmission_2_TVA | TVA_Transmission | TVA | Internal | Winter | B16 | 25 | 99999 | 0 | 56.36 | 55.82 | 0.01 | 0
2020 | TVA_Transmission_2_TVA | TVA_Transmission | TVA | Internal | Winter | B17 | 100 | 99999 | 0 | 50.65 | 44.84 | 0.01 | 0
2020 | TVA_Transmission_2_TVA | TVA_Transmission | TVA | Internal | Winter | B18 | 400 | 99999 | 0 | 45.88 | 40.09 | 0.01 | 0
2020 | TVA_Transmission_2_TVA | TVA_Transmission | TVA | Internal | Winter | B19 | 700 | 99999 | 0 | 44 | 40.09 | 0.01 | 0
2020 | TVA_Transmission_2_TVA | TVA_Transmission | TVA | Internal | Winter | B20 | 935 | 99999 | 0 | 40.84 | 40.09 | 0.01 | 0
2020 | TVA_Transmission_2_VACAR | TVA_Transmission | VACAR | Internal | Shoulder | B11 | 25 | 900 | 0 | 59.21 | 60.66 | 9 | 0
2020 | TVA_Transmission_2_VACAR | TVA_Transmission | VACAR | Internal | Shoulder | B12 | 200 | 900 | 0 | 48.39 | 54.26 | 9 | 0
2020 | TVA_Transmission_2_VACAR | TVA_Transmission | VACAR | Internal | Shoulder | B13 | 600 | 900 | 0 | 44.8 | 47.7 | 9 | 0
2020 | TVA_Transmission_2_VACAR | TVA_Transmission | VACAR | Internal | Shoulder | B14 | 900 | 900 | 0 | 42.99 | 45.98 | 9 | 0
2020 | TVA_Transmission_2_VACAR | TVA_Transmission | VACAR | Internal | Shoulder | B15 | 1203 | 900 | 0 | 41.29 | 42.39 | 9 | 0
2020 | TVA_Transmission_2_VACAR | TVA_Transmission | VACAR | Internal | Summer | B1 | 10 | 900 | 0 | 72.53 | 73.8 | 9 | 0
2020 | TVA_Transmission_2_VACAR | TVA_Transmission | VACAR | Internal | Summer | B2 | 25 | 900 | 0 | 71.16 | 73.8 | 9 | 0
2020 | TVA_Transmission_2_VACAR | TVA_Transmission | VACAR | Internal | Summer | B3 | 75 | 900 | 0 | 67.86 | 73.8 | 9 | 0
2020 | TVA_Transmission_2_VACAR | TVA_Transmission | VACAR | Internal | Summer | B4 | 100 | 900 | 0 | 67.86 | 72.49 | 9 | 0
2020 | TVA_Transmission_2_VACAR | TVA_Transmission | VACAR | Internal | Summer | B5 | 200 | 900 | 0 | 62.38 | 63.36 | 9 | 0
2020 | TVA_Transmission_2_VACAR | TVA_Transmission | VACAR | Internal | Summer | B6 | 300 | 900 | 0 | 53.96 | 55.04 | 9 | 0
2020 | TVA_Transmission_2_VACAR | TVA_Transmission | VACAR | Internal | Summer | B7 | 400 | 900 | 0 | 47.64 | 49.06 | 9 | 0
2020 | TVA_Transmission_2_VACAR | TVA_Transmission | VACAR | Internal | Summer | B8 | 500 | 900 | 0 | 41.18 | 44.01 | 9 | 0
2020 | TVA_Transmission_2_VACAR | TVA_Transmission | VACAR | Internal | Summer | B9 | 800 | 900 | 0 | 39.87 | 42.2 | 9 | 0
2020 | TVA_Transmission_2_VACAR | TVA_Transmission | VACAR | Internal | Summer | B10 | 1262 | 900 | 0 | 38.25 | 40.67 | 9 | 0
2020 | TVA_Transmission_2_VACAR | TVA_Transmission | VACAR | Internal | Winter | B16 | 25 | 900 | 900 | 56.36 | 75.25 | 9 | 9.89
2020 | TVA_Transmission_2_VACAR | TVA_Transmission | VACAR | Internal | Winter | B17 | 100 | 900 | 0 | 50.65 | 56.26 | 9 | 0
2020 | TVA_Transmission_2_VACAR | TVA_Transmission | VACAR | Internal | Winter | B18 | 400 | 900 | 0 | 45.88 | 48.22 | 9 | 0
2020 | TVA_Transmission_2_VACAR | TVA_Transmission | VACAR | Internal | Winter | B19 | 700 | 900 | 0 | 44 | 46.27 | 9 | 0
2020 | TVA_Transmission_2_VACAR | TVA_Transmission | VACAR | Internal | Winter | B20 | 935 | 900 | 0 | 40.84 | 41.93 | 9 | 0
2020 | VACAR_2_SOCO | VACAR | SOCO | Internal | Shoulder | B11 | 25 | 3000 | 2836.85 | 60.66 | 67.66 | 7 | 0
2020 | VACAR_2_SOCO | VACAR | SOCO | Internal | Shoulder | B12 | 200 | 3000 | 0 | 54.26 | 44.26 | 7 | 0
2020 | VACAR_2_SOCO | VACAR | SOCO | Internal | Shoulder | B13 | 600 | 3000 | 0 | 47.7 | 42.57 | 7 | 0
2020 | VACAR_2_SOCO | VACAR | SOCO | Internal | Shoulder | B14 | 900 | 3000 | 0 | 45.98 | 42.57 | 7 | 0
2020 | VACAR_2_SOCO | VACAR | SOCO | Internal | Shoulder | B15 | 1203 | 3000 | 0 | 42.39 | 42.57 | 7 | 0
2020 | VACAR_2_SOCO | VACAR | SOCO | Internal | Summer | B1 | 10 | 3000 | 0 | 73.8 | 71.71 | 7 | 0
2020 | VACAR_2_SOCO | VACAR | SOCO | Internal | Summer | B2 | 25 | 3000 | 0 | 73.8 | 70.36 | 7 | 0
2020 | VACAR_2_SOCO | VACAR | SOCO | Internal | Summer | B3 | 75 | 3000 | 0 | 73.8 | 70.36 | 7 | 0
2020 | VACAR_2_SOCO | VACAR | SOCO | Internal | Summer | B4 | 100 | 3000 | 0 | 72.49 | 70.36 | 7 | 0
2020 | VACAR_2_SOCO | VACAR | SOCO | Internal | Summer | B5 | 200 | 3000 | 471.34 | 63.36 | 70.36 | 7 | 0
2020 | VACAR_2_SOCO | VACAR | SOCO | Internal | Summer | B6 | 300 | 3000 | 63.15 | 55.04 | 62.04 | 7 | 0
2020 | VACAR_2_SOCO | VACAR | SOCO | Internal | Summer | B7 | 400 | 3000 | 2131.81 | 49.06 | 56.06 | 7 | 0
2020 | VACAR_2_SOCO | VACAR | SOCO | Internal | Summer | B8 | 500 | 3000 | 0 | 44.01 | 44.07 | 7 | 0
2020 | VACAR_2_SOCO | VACAR | SOCO | Internal | Summer | B9 | 800 | 3000 | 0 | 42.2 | 41.3 | 7 | 0
2020 | VACAR_2_SOCO | VACAR | SOCO | Internal | Summer | B10 | 1262 | 3000 | 0 | 40.67 | 41.3 | 7 | 0
2020 | VACAR_2_SOCO | VACAR | SOCO | Internal | Winter | B16 | 25 | 3000 | 0 | 75.25 | 65.25 | 7 | 0
2020 | VACAR_2_SOCO | VACAR | SOCO | Internal | Winter | B17 | 100 | 3000 | 0 | 56.26 | 46.26 | 7 | 0
2020 | VACAR_2_SOCO | VACAR | SOCO | Internal | Winter | B18 | 400 | 3000 | 0 | 48.22 | 45.18 | 7 | 0
2020 | VACAR_2_SOCO | VACAR | SOCO | Internal | Winter | B19 | 700 | 3000 | 0 | 46.27 | 45.18 | 7 | 0
2020 | VACAR_2_SOCO | VACAR | SOCO | Internal | Winter | B20 | 935 | 3000 | 0 | 41.93 | 44.64 | 7 | 0
2020 | VACAR_2_TVA_Transmission | VACAR | TVA_Transmission | Internal | Shoulder | B11 | 25 | 900 | 0 | 60.66 | 59.21 | 7 | 0
2020 | VACAR_2_TVA_Transmission | VACAR | TVA_Transmission | Internal | Shoulder | B12 | 200 | 900 | 0 | 54.26 | 48.39 | 7 | 0
2020 | VACAR_2_TVA_Transmission | VACAR | TVA_Transmission | Internal | Shoulder | B13 | 600 | 900 | 0 | 47.7 | 44.8 | 7 | 0
2020 | VACAR_2_TVA_Transmission | VACAR | TVA_Transmission | Internal | Shoulder | B14 | 900 | 900 | 0 | 45.98 | 42.99 | 7 | 0
2020 | VACAR_2_TVA_Transmission | VACAR | TVA_Transmission | Internal | Shoulder | B15 | 1203 | 900 | 0 | 42.39 | 41.29 | 7 | 0
2020 | VACAR_2_TVA_Transmission | VACAR | TVA_Transmission | Internal | Summer | B1 | 10 | 900 | 0 | 73.8 | 72.53 | 7 | 0
2020 | VACAR_2_TVA_Transmission | VACAR | TVA_Transmission | Internal | Summer | B2 | 25 | 900 | 0 | 73.8 | 71.16 | 7 | 0
2020 | VACAR_2_TVA_Transmission | VACAR | TVA_Transmission | Internal | Summer | B3 | 75 | 900 | 0 | 73.8 | 67.86 | 7 | 0
2020 | VACAR_2_TVA_Transmission | VACAR | TVA_Transmission | Internal | Summer | B4 | 100 | 900 | 0 | 72.49 | 67.86 | 7 | 0
2020 | VACAR_2_TVA_Transmission | VACAR | TVA_Transmission | Internal | Summer | B5 | 200 | 900 | 0 | 63.36 | 62.38 | 7 | 0
2020 | VACAR_2_TVA_Transmission | VACAR | TVA_Transmission | Internal | Summer | B6 | 300 | 900 | 0 | 55.04 | 53.96 | 7 | 0
2020 | VACAR_2_TVA_Transmission | VACAR | TVA_Transmission | Internal | Summer | B7 | 400 | 900 | 0 | 49.06 | 47.64 | 7 | 0
2020 | VACAR_2_TVA_Transmission | VACAR | TVA_Transmission | Internal | Summer | B8 | 500 | 900 | 0 | 44.01 | 41.18 | 7 | 0
2020 | VACAR_2_TVA_Transmission | VACAR | TVA_Transmission | Internal | Summer | B9 | 800 | 900 | 0 | 42.2 | 39.87 | 7 | 0
2020 | VACAR_2_TVA_Transmission | VACAR | TVA_Transmission | Internal | Summer | B10 | 1262 | 900 | 0 | 40.67 | 38.25 | 7 | 0
2020 | VACAR_2_TVA_Transmission | VACAR | TVA_Transmission | Internal | Winter | B16 | 25 | 900 | 0 | 75.25 | 56.36 | 7 | 0
2020 | VACAR_2_TVA_Transmission | VACAR | TVA_Transmission | Internal | Winter | B17 | 100 | 900 | 0 | 56.26 | 50.65 | 7 | 0
2020 | VACAR_2_TVA_Transmission | VACAR | TVA_Transmission | Internal | Winter | B18 | 400 | 900 | 0 | 48.22 | 45.88 | 7 | 0
2020 | VACAR_2_TVA_Transmission | VACAR | TVA_Transmission | Internal | Winter | B19 | 700 | 900 | 0 | 46.27 | 44 | 7 | 0
2020 | VACAR_2_TVA_Transmission | VACAR | TVA_Transmission | Internal | Winter | B20 | 935 | 900 | 0 | 41.93 | 40.84 | 7 | 0
2025 | ENT_2_MISO_MO-IL | ENT | MISO_MO-IL | Internal | Shoulder | B11 | 25 | 2260 | 0 | 63.17 | 60.34 | 8 | 0
2025 | ENT_2_MISO_MO-IL | ENT | MISO_MO-IL | Internal | Shoulder | B12 | 200 | 2260 | 0 | 44.8 | 48.74 | 8 | 0
2025 | ENT_2_MISO_MO-IL | ENT | MISO_MO-IL | Internal | Shoulder | B13 | 600 | 2260 | 0 | 44.8 | 42.94 | 8 | 0
2025 | ENT_2_MISO_MO-IL | ENT | MISO_MO-IL | Internal | Shoulder | B14 | 900 | 2260 | 0 | 44.8 | 42.26 | 8 | 0
2025 | ENT_2_MISO_MO-IL | ENT | MISO_MO-IL | Internal | Shoulder | B15 | 1203 | 2260 | 0 | 44.48 | 39.72 | 8 | 0
2025 | ENT_2_MISO_MO-IL | ENT | MISO_MO-IL | Internal | Summer | B1 | 10 | 2260 | 0 | 72.42 | 68.34 | 8 | 0
2025 | ENT_2_MISO_MO-IL | ENT | MISO_MO-IL | Internal | Summer | B2 | 25 | 2260 | 0 | 67.94 | 67.94 | 8 | 0
2025 | ENT_2_MISO_MO-IL | ENT | MISO_MO-IL | Internal | Summer | B3 | 75 | 2260 | 0 | 65.95 | 66.27 | 8 | 0
2025 | ENT_2_MISO_MO-IL | ENT | MISO_MO-IL | Internal | Summer | B4 | 100 | 2260 | 0 | 65.95 | 66.27 | 8 | 0
2025 | ENT_2_MISO_MO-IL | ENT | MISO_MO-IL | Internal | Summer | B5 | 200 | 2260 | 0 | 63.93 | 60.93 | 8 | 0
2025 | ENT_2_MISO_MO-IL | ENT | MISO_MO-IL | Internal | Summer | B6 | 300 | 2260 | 0 | 58.06 | 50.06 | 8 | 0
2025 | ENT_2_MISO_MO-IL | ENT | MISO_MO-IL | Internal | Summer | B7 | 400 | 2260 | 0 | 48.11 | 41.33 | 8 | 0
2025 | ENT_2_MISO_MO-IL | ENT | MISO_MO-IL | Internal | Summer | B8 | 500 | 2260 | 0 | 43.28 | 40.36 | 8 | 0
2025 | ENT_2_MISO_MO-IL | ENT | MISO_MO-IL | Internal | Summer | B9 | 800 | 2260 | 0 | 43.28 | 38.98 | 8 | 0
2025 | ENT_2_MISO_MO-IL | ENT | MISO_MO-IL | Internal | Summer | B10 | 1262 | 2260 | 0 | 42.97 | 36.22 | 8 | 0
2025 | ENT_2_MISO_MO-IL | ENT | MISO_MO-IL | Internal | Winter | B16 | 25 | 2260 | 0 | 57.58 | 52.58 | 8 | 0
2025 | ENT_2_MISO_MO-IL | ENT | MISO_MO-IL | Internal | Winter | B17 | 100 | 2260 | 0 | 47.79 | 48.89 | 8 | 0
2025 | ENT_2_MISO_MO-IL | ENT | MISO_MO-IL | Internal | Winter | B18 | 400 | 2260 | 0 | 47.79 | 45.56 | 8 | 0
2025 | ENT_2_MISO_MO-IL | ENT | MISO_MO-IL | Internal | Winter | B19 | 700 | 2260 | 0 | 47.44 | 44.23 | 8 | 0
2025 | ENT_2_MISO_MO-IL | ENT | MISO_MO-IL | Internal | Winter | B20 | 935 | 2260 | 0 | 45.67 | 37.67 | 8 | 0
2025 | ENT_2_SOCO | ENT | SOCO | Internal | Shoulder | B11 | 25 | 2000 | 0 | 63.17 | 68.32 | 8 | 0
2025 | ENT_2_SOCO | ENT | SOCO | Internal | Shoulder | B12 | 200 | 2000 | 0 | 44.8 | 46.55 | 8 | 0
2025 | ENT_2_SOCO | ENT | SOCO | Internal | Shoulder | B13 | 600 | 2000 | 0 | 44.8 | 44.95 | 8 | 0
2025 | ENT_2_SOCO | ENT | SOCO | Internal | Shoulder | B14 | 900 | 2000 | 0 | 44.8 | 44.95 | 8 | 0
2025 | ENT_2_SOCO | ENT | SOCO | Internal | Shoulder | B15 | 1203 | 2000 | 0 | 44.48 | 44.95 | 8 | 0
2025 | ENT_2_SOCO | ENT | SOCO | Internal | Summer | B1 | 10 | 2000 | 550.85 | 72.42 | 80.42 | 8 | 0
2025 | ENT_2_SOCO | ENT | SOCO | Internal | Summer | B2 | 25 | 2000 | 0 | 67.94 | 73.95 | 8 | 0
2025 | ENT_2_SOCO | ENT | SOCO | Internal | Summer | B3 | 75 | 2000 | 796.83 | 65.95 | 73.95 | 8 | 0
2025 | ENT_2_SOCO | ENT | SOCO | Internal | Summer | B4 | 100 | 2000 | 826.89 | 65.95 | 73.95 | 8 | 0
2025 | ENT_2_SOCO | ENT | SOCO | Internal | Summer | B5 | 200 | 2000 | 928.27 | 63.93 | 71.93 | 8 | 0
2025 | ENT_2_SOCO | ENT | SOCO | Internal | Summer | B6 | 300 | 2000 | 0 | 58.06 | 60.44 | 8 | 0
2025 | ENT_2_SOCO | ENT | SOCO | Internal | Summer | B7 | 400 | 2000 | 55.17 | 48.11 | 56.11 | 8 | 0
2025 | ENT_2_SOCO | ENT | SOCO | Internal | Summer | B8 | 500 | 2000 | 0 | 43.28 | 45.1 | 8 | 0
2025 | ENT_2_SOCO | ENT | SOCO | Internal | Summer | B9 | 800 | 2000 | 0 | 43.28 | 43.55 | 8 | 0
2025 | ENT_2_SOCO | ENT | SOCO | Internal | Summer | B10 | 1262 | 2000 | 0 | 42.97 | 43.55 | 8 | 0
2025 | ENT_2_SOCO | ENT | SOCO | Internal | Winter | B16 | 25 | 2000 | 1918 | 57.58 | 65.58 | 8 | 0
2025 | ENT_2_SOCO | ENT | SOCO | Internal | Winter | B17 | 100 | 2000 | 0 | 47.79 | 49.54 | 8 | 0
2025 | ENT_2_SOCO | ENT | SOCO | Internal | Winter | B18 | 400 | 2000 | 0 | 47.79 | 47.83 | 8 | 0
2025 | ENT_2_SOCO | ENT | SOCO | Internal | Winter | B19 | 700 | 2000 | 0 | 47.44 | 47.83 | 8 | 0
2025 | ENT_2_SOCO | ENT | SOCO | Internal | Winter | B20 | 935 | 2000 | 0 | 45.67 | 44.36 | 8 | 0
2025 | ENT_2_SPP_N | ENT | SPP_N | Internal | Shoulder | B11 | 25 | 1300 | 0 | 63.17 | 67.32 | 8 | 0
2025 | ENT_2_SPP_N | ENT | SPP_N | Internal | Shoulder | B12 | 200 | 1300 | 0 | 44.8 | 44.49 | 8 | 0
2025 | ENT_2_SPP_N | ENT | SPP_N | Internal | Shoulder | B13 | 600 | 1300 | 0 | 44.8 | 42.94 | 8 | 0
2025 | ENT_2_SPP_N | ENT | SPP_N | Internal | Shoulder | B14 | 900 | 1300 | 0 | 44.8 | 42.82 | 8 | 0
2025 | ENT_2_SPP_N | ENT | SPP_N | Internal | Shoulder | B15 | 1203 | 1300 | 0 | 44.48 | 39.48 | 8 | 0
2025 | ENT_2_SPP_N | ENT | SPP_N | Internal | Summer | B1 | 10 | 1300 | 0 | 72.42 | 70.77 | 8 | 0
2025 | ENT_2_SPP_N | ENT | SPP_N | Internal | Summer | B2 | 25 | 1300 | 0 | 67.94 | 70.77 | 8 | 0
2025 | ENT_2_SPP_N | ENT | SPP_N | Internal | Summer | B3 | 75 | 1300 | 0 | 65.95 | 70.77 | 8 | 0
2025 | ENT_2_SPP_N | ENT | SPP_N | Internal | Summer | B4 | 100 | 1300 | 0 | 65.95 | 69.64 | 8 | 0
2025 | ENT_2_SPP_N | ENT | SPP_N | Internal | Summer | B5 | 200 | 1300 | 0 | 63.93 | 67.46 | 8 | 0
2025 | ENT_2_SPP_N | ENT | SPP_N | Internal | Summer | B6 | 300 | 1300 | 0 | 58.06 | 57.07 | 8 | 0
2025 | ENT_2_SPP_N | ENT | SPP_N | Internal | Summer | B7 | 400 | 1300 | 0 | 48.11 | 48.31 | 8 | 0
2025 | ENT_2_SPP_N | ENT | SPP_N | Internal | Summer | B8 | 500 | 1300 | 0 | 43.28 | 42.81 | 8 | 0
2025 | ENT_2_SPP_N | ENT | SPP_N | Internal | Summer | B9 | 800 | 1300 | 0 | 43.28 | 41.36 | 8 | 0
2025 | ENT_2_SPP_N | ENT | SPP_N | Internal | Summer | B10 | 1262 | 1300 | 0 | 42.97 | 38.73 | 8 | 0
2025 | ENT_2_SPP_N | ENT | SPP_N | Internal | Winter | B16 | 25 | 1300 | 0 | 57.58 | 52.58 | 8 | 0
2025 | ENT_2_SPP_N | ENT | SPP_N | Internal | Winter | B17 | 100 | 1300 | 0 | 47.79 | 45.86 | 8 | 0
2025 | ENT_2_SPP_N | ENT | SPP_N | Internal | Winter | B18 | 400 | 1300 | 0 | 47.79 | 44 | 8 | 0
2025 | ENT_2_SPP_N | ENT | SPP_N | Internal | Winter | B19 | 700 | 1300 | 0 | 47.44 | 42.44 | 8 | 0
2025 | ENT_2_SPP_N | ENT | SPP_N | Internal | Winter | B20 | 935 | 1300 | 0 | 45.67 | 39.64 | 8 | 0
2025 | ENT_2_TVA_Transmission | ENT | TVA_Transmission | Internal | Shoulder | B11 | 25 | 2100 | 0 | 63.17 | 59.32 | 8 | 0
2025 | ENT_2_TVA_Transmission | ENT | TVA_Transmission | Internal | Shoulder | B12 | 200 | 2100 | 0 | 44.8 | 49.65 | 8 | 0
2025 | ENT_2_TVA_Transmission | ENT | TVA_Transmission | Internal | Shoulder | B13 | 600 | 2100 | 0 | 44.8 | 45.63 | 8 | 0
2025 | ENT_2_TVA_Transmission | ENT | TVA_Transmission | Internal | Shoulder | B14 | 900 | 2100 | 0 | 44.8 | 44.57 | 8 | 0
2025 | ENT_2_TVA_Transmission | ENT | TVA_Transmission | Internal | Shoulder | B15 | 1203 | 2100 | 0 | 44.48 | 42.99 | 8 | 0
2025 | ENT_2_TVA_Transmission | ENT | TVA_Transmission | Internal | Summer | B1 | 10 | 2100 | 0 | 72.42 | 76.34 | 8 | 0
2025 | ENT_2_TVA_Transmission | ENT | TVA_Transmission | Internal | Summer | B2 | 25 | 2100 | 4.44 | 67.94 | 75.94 | 8 | 0
2025 | ENT_2_TVA_Transmission | ENT | TVA_Transmission | Internal | Summer | B3 | 75 | 2100 | 0 | 65.95 | 71.45 | 8 | 0
2025 | ENT_2_TVA_Transmission | ENT | TVA_Transmission | Internal | Summer | B4 | 100 | 2100 | 0 | 65.95 | 70.28 | 8 | 0
2025 | ENT_2_TVA_Transmission | ENT | TVA_Transmission | Internal | Summer | B5 | 200 | 2100 | 0 | 63.93 | 64.03 | 8 | 0
2025 | ENT_2_TVA_Transmission | ENT | TVA_Transmission | Internal | Summer | B6 | 300 | 2100 | 0 | 58.06 | 53.1 | 8 | 0
2025 | ENT_2_TVA_Transmission | ENT | TVA_Transmission | Internal | Summer | B7 | 400 | 2100 | 0 | 48.11 | 47.62 | 8 | 0
2025 | ENT_2_TVA_Transmission | ENT | TVA_Transmission | Internal | Summer | B8 | 500 | 2100 | 0 | 43.28 | 44.23 | 8 | 0
2025 | ENT_2_TVA_Transmission | ENT | TVA_Transmission | Internal | Summer | B9 | 800 | 2100 | 0 | 43.28 | 41.34 | 8 | 0
2025 | ENT_2_TVA_Transmission | ENT | TVA_Transmission | Internal | Summer | B10 | 1262 | 2100 | 0 | 42.97 | 38.54 | 8 | 0
2025 | ENT_2_TVA_Transmission | ENT | TVA_Transmission | Internal | Winter | B16 | 25 | 2100 | 0 | 57.58 | 56.58 | 8 | 0
2025 | ENT_2_TVA_Transmission | ENT | TVA_Transmission | Internal | Winter | B17 | 100 | 2100 | 0 | 47.79 | 51.66 | 8 | 0
2025 | ENT_2_TVA_Transmission | ENT | TVA_Transmission | Internal | Winter | B18 | 400 | 2100 | 0 | 47.79 | 48.04 | 8 | 0
2025 | ENT_2_TVA_Transmission | ENT | TVA_Transmission | Internal | Winter | B19 | 700 | 2100 | 0 | 47.44 | 45.59 | 8 | 0
2025 | ENT_2_TVA_Transmission | ENT | TVA_Transmission | Internal | Winter | B20 | 935 | 2100 | 0 | 45.67 | 41.66 | 8 | 0
2025 | HQ_NEISO_2_NEISO | HQ_NEISO | NEISO | Internal | Shoulder | B11 | 25 | 99999 | 2920 | 38.87 | 38.89 | 0.01 | 0
2025 | HQ_NEISO_2_NEISO | HQ_NEISO | NEISO | Internal | Shoulder | B12 | 200 | 99999 | 2920 | 38.87 | 38.89 | 0.01 | 0
2025 | HQ_NEISO_2_NEISO | HQ_NEISO | NEISO | Internal | Shoulder | B13 | 600 | 99999 | 2920 | 38.87 | 38.89 | 0.01 | 0
2025 | HQ_NEISO_2_NEISO | HQ_NEISO | NEISO | Internal | Shoulder | B14 | 900 | 99999 | 2920 | 38.87 | 38.89 | 0.01 | 0
2025 | HQ_NEISO_2_NEISO | HQ_NEISO | NEISO | Internal | Shoulder | B15 | 1203 | 99999 | 1143.24 | 38.87 | 38.89 | 0.01 | 0
2025 | HQ_NEISO_2_NEISO | HQ_NEISO | NEISO | Internal | Summer | B1 | 10 | 99999 | 2920 | 70.93 | 70.94 | 0.01 | 0
2025 | HQ_NEISO_2_NEISO | HQ_NEISO | NEISO | Internal | Summer | B2 | 25 | 99999 | 2920 | 68.97 | 68.98 | 0.01 | 0
2025 | HQ_NEISO_2_NEISO | HQ_NEISO | NEISO | Internal | Summer | B3 | 75 | 99999 | 2920 | 51.37 | 51.38 | 0.01 | 0
2025 | HQ_NEISO_2_NEISO | HQ_NEISO | NEISO | Internal | Summer | B4 | 100 | 99999 | 2920 | 46.17 | 46.19 | 0.01 | 0
2025 | HQ_NEISO_2_NEISO | HQ_NEISO | NEISO | Internal | Summer | B5 | 200 | 99999 | 2920 | 35.71 | 35.72 | 0.01 | 0
2025 | HQ_NEISO_2_NEISO | HQ_NEISO | NEISO | Internal | Summer | B6 | 300 | 99999 | 2920 | 35.71 | 35.72 | 0.01 | 0
2025 | HQ_NEISO_2_NEISO | HQ_NEISO | NEISO | Internal | Summer | B7 | 400 | 99999 | 2920 | 35.71 | 35.72 | 0.01 | 0
2025 | HQ_NEISO_2_NEISO | HQ_NEISO | NEISO | Internal | Summer | B8 | 500 | 99999 | 2920 | 35.71 | 35.72 | 0.01 | 0
2025 | HQ_NEISO_2_NEISO | HQ_NEISO | NEISO | Internal | Summer | B9 | 800 | 99999 | 2920 | 35.71 | 35.72 | 0.01 | 0
2025 | HQ_NEISO_2_NEISO | HQ_NEISO | NEISO | Internal | Summer | B10 | 1262 | 99999 | 795.94 | 35.71 | 35.72 | 0.01 | 0
2025 | HQ_NEISO_2_NEISO | HQ_NEISO | NEISO | Internal | Winter | B16 | 25 | 99999 | 2920 | 48.67 | 48.68 | 0.01 | 0
2025 | HQ_NEISO_2_NEISO | HQ_NEISO | NEISO | Internal | Winter | B17 | 100 | 99999 | 2920 | 48.67 | 48.68 | 0.01 | 0
2025 | HQ_NEISO_2_NEISO | HQ_NEISO | NEISO | Internal | Winter | B18 | 400 | 99999 | 2920 | 48.67 | 48.68 | 0.01 | 0
2025 | HQ_NEISO_2_NEISO | HQ_NEISO | NEISO | Internal | Winter | B19 | 700 | 99999 | 2920 | 48.67 | 48.68 | 0.01 | 0
2025 | HQ_NEISO_2_NEISO | HQ_NEISO | NEISO | Internal | Winter | B20 | 935 | 99999 | 1233.58 | 48.67 | 48.68 | 0.01 | 0
2025 | HQ_NY_2_NYISO_A-F | HQ_NY | NYISO_A-F | Internal | Shoulder | B11 | 25 | 99999 | 1000 | 41.87 | 41.89 | 0.01 | 0
2025 | HQ_NY_2_NYISO_A-F | HQ_NY | NYISO_A-F | Internal | Shoulder | B12 | 200 | 99999 | 1000 | 41.85 | 41.86 | 0.01 | 0
2025 | HQ_NY_2_NYISO_A-F | HQ_NY | NYISO_A-F | Internal | Shoulder | B13 | 600 | 99999 | 1000 | 41.69 | 41.7 | 0.01 | 0
2025 | HQ_NY_2_NYISO_A-F | HQ_NY | NYISO_A-F | Internal | Shoulder | B14 | 900 | 99999 | 1000 | 41.69 | 41.7 | 0.01 | 0
2025 | HQ_NY_2_NYISO_A-F | HQ_NY | NYISO_A-F | Internal | Shoulder | B15 | 1203 | 99999 | 188.69 | 41.69 | 41.7 | 0.01 | 0
2025 | HQ_NY_2_NYISO_A-F | HQ_NY | NYISO_A-F | Internal | Summer | B1 | 10 | 99999 | 1000 | 67.93 | 67.94 | 0.01 | 0
2025 | HQ_NY_2_NYISO_A-F | HQ_NY | NYISO_A-F | Internal | Summer | B2 | 25 | 99999 | 1000 | 67.93 | 67.94 | 0.01 | 0
2025 | HQ_NY_2_NYISO_A-F | HQ_NY | NYISO_A-F | Internal | Summer | B3 | 75 | 99999 | 1000 | 54.37 | 54.38 | 0.01 | 0
2025 | HQ_NY_2_NYISO_A-F | HQ_NY | NYISO_A-F | Internal | Summer | B4 | 100 | 99999 | 1000 | 52.04 | 52.05 | 0.01 | 0
2025 | HQ_NY_2_NYISO_A-F | HQ_NY | NYISO_A-F | Internal | Summer | B5 | 200 | 99999 | 1000 | 49.83 | 49.84 | 0.01 | 0
2025 | HQ_NY_2_NYISO_A-F | HQ_NY | NYISO_A-F | Internal | Summer | B6 | 300 | 99999 | 1000 | 47.97 | 47.98 | 0.01 | 0
2025 | HQ_NY_2_NYISO_A-F | HQ_NY | NYISO_A-F | Internal | Summer | B7 | 400 | 99999 | 1000 | 41.34 | 41.35 | 0.01 | 0
2025 | HQ_NY_2_NYISO_A-F | HQ_NY | NYISO_A-F | Internal | Summer | B8 | 500 | 99999 | 1000 | 40.37 | 40.38 | 0.01 | 0
2025 | HQ_NY_2_NYISO_A-F | HQ_NY | NYISO_A-F | Internal | Summer | B9 | 800 | 99999 | 1000 | 38.99 | 39.01 | 0.01 | 0
2025 | HQ_NY_2_NYISO_A-F | HQ_NY | NYISO_A-F | Internal | Summer | B10 | 1262 | 99999 | 30.11 | 38.99 | 39.01 | 0.01 | 0
2025 | HQ_NY_2_NYISO_A-F | HQ_NY | NYISO_A-F | Internal | Winter | B16 | 25 | 99999 | 1000 | 48.52 | 48.54 | 0.01 | 0
2025 | HQ_NY_2_NYISO_A-F | HQ_NY | NYISO_A-F | Internal | Winter | B17 | 100 | 99999 | 1000 | 48.52 | 48.54 | 0.01 | 0
2025 | HQ_NY_2_NYISO_A-F | HQ_NY | NYISO_A-F | Internal | Winter | B18 | 400 | 99999 | 1000 | 45.55 | 45.56 | 0.01 | 0
2025 | HQ_NY_2_NYISO_A-F | HQ_NY | NYISO_A-F | Internal | Winter | B19 | 700 | 99999 | 1000 | 44.24 | 44.25 | 0.01 | 0
2025 | HQ_NY_2_NYISO_A-F | HQ_NY | NYISO_A-F | Internal | Winter | B20 | 935 | 99999 | 229.95 | 44.24 | 44.25 | 0.01 | 0
2025 | HQ_IESO_2_IESO | HQ_IESO | IESO | Internal | Shoulder | B11 | 25 | 99999 | 400 | 34.87 | 34.89 | 0.01 | 0
2025 | HQ_IESO_2_IESO | HQ_IESO | IESO | Internal | Shoulder | B12 | 200 | 99999 | 400 | 34.85 | 34.86 | 0.01 | 0
2025 | HQ_IESO_2_IESO | HQ_IESO | IESO | Internal | Shoulder | B13 | 600 | 99999 | 400 | 34.69 | 34.7 | 0.01 | 0
2025 | HQ_IESO_2_IESO | HQ_IESO | IESO | Internal | Shoulder | B14 | 900 | 99999 | 400 | 34.69 | 34.7 | 0.01 | 0
2025 | HQ_IESO_2_IESO | HQ_IESO | IESO | Internal | Shoulder | B15 | 1203 | 99999 | 75.48 | 34.69 | 34.7 | 0.01 | 0
2025 | HQ_IESO_2_IESO | HQ_IESO | IESO | Internal | Summer | B1 | 10 | 99999 | 400 | 60.93 | 60.94 | 0.01 | 0
2025 | HQ_IESO_2_IESO | HQ_IESO | IESO | Internal | Summer | B2 | 25 | 99999 | 400 | 60.93 | 60.94 | 0.01 | 0
2025 | HQ_IESO_2_IESO | HQ_IESO | IESO | Internal | Summer | B3 | 75 | 99999 | 400 | 47.37 | 47.38 | 0.01 | 0
2025 | HQ_IESO_2_IESO | HQ_IESO | IESO | Internal | Summer | B4 | 100 | 99999 | 400 | 45.04 | 45.05 | 0.01 | 0
2025 | HQ_IESO_2_IESO | HQ_IESO | IESO | Internal | Summer | B5 | 200 | 99999 | 400 | 42.83 | 42.84 | 0.01 | 0
2025 | HQ_IESO_2_IESO | HQ_IESO | IESO | Internal | Summer | B6 | 300 | 99999 | 400 | 40.97 | 40.98 | 0.01 | 0
2025 | HQ_IESO_2_IESO | HQ_IESO | IESO | Internal | Summer | B7 | 400 | 99999 | 400 | 34.34 | 34.35 | 0.01 | 0
2025 | HQ_IESO_2_IESO | HQ_IESO | IESO | Internal | Summer | B8 | 500 | 99999 | 400 | 33.37 | 33.38 | 0.01 | 0
2025 | HQ_IESO_2_IESO | HQ_IESO | IESO | Internal | Summer | B9 | 800 | 99999 | 400 | 31.99 | 32.01 | 0.01 | 0
2025 | HQ_IESO_2_IESO | HQ_IESO | IESO | Internal | Summer | B10 | 1262 | 99999 | 12.04 | 31.99 | 32.01 | 0.01 | 0
2025 | HQ_IESO_2_IESO | HQ_IESO | IESO | Internal | Winter | B16 | 25 | 99999 | 400 | 42.48 | 42.49 | 0.01 | 0
2025 | HQ_IESO_2_IESO | HQ_IESO | IESO | Internal | Winter | B17 | 100 | 99999 | 400 | 41.52 | 41.54 | 0.01 | 0
2025 | HQ_IESO_2_IESO | HQ_IESO | IESO | Internal | Winter | B18 | 400 | 99999 | 400 | 38.55 | 38.56 | 0.01 | 0
2025 | HQ_IESO_2_IESO | HQ_IESO | IESO | Internal | Winter | B19 | 700 | 99999 | 400 | 37.24 | 37.25 | 0.01 | 0
2025 | HQ_IESO_2_IESO | HQ_IESO | IESO | Internal | Winter | B20 | 935 | 99999 | 91.98 | 37.24 | 37.25 | 0.01 | 0
2025 | IESO_2_MAPP_CA | IESO | MAPP_CA | Internal | Shoulder | B11 | 25 | 262 | 262 | 34.89 | 53.31 | 7 | 11.43
2025 | IESO_2_MAPP_CA | IESO | MAPP_CA | Internal | Shoulder | B12 | 200 | 262 | 262 | 34.86 | 48.71 | 7 | 6.85
2025 | IESO_2_MAPP_CA | IESO | MAPP_CA | Internal | Shoulder | B13 | 600 | 262 | 262 | 34.7 | 42.91 | 7 | 1.21
2025 | IESO_2_MAPP_CA | IESO | MAPP_CA | Internal | Shoulder | B14 | 900 | 262 | 262 | 34.7 | 42.28 | 7 | 0.58
2025 | IESO_2_MAPP_CA | IESO | MAPP_CA | Internal | Shoulder | B15 | 1203 | 262 | 262 | 34.7 | 42.28 | 7 | 0.58
2025 | IESO_2_MAPP_CA | IESO | MAPP_CA | Internal | Summer | B1 | 10 | 262 | 30.03 | 60.94 | 67.94 | 7 | 0
2025 | IESO_2_MAPP_CA | IESO | MAPP_CA | Internal | Summer | B2 | 25 | 262 | 0 | 60.94 | 67.92 | 7 | 0
2025 | IESO_2_MAPP_CA | IESO | MAPP_CA | Internal | Summer | B3 | 75 | 262 | 262 | 47.38 | 56.75 | 7 | 2.37
2025 | IESO_2_MAPP_CA | IESO | MAPP_CA | Internal | Summer | B4 | 100 | 262 | 262 | 45.05 | 55.63 | 7 | 3.58
2025 | IESO_2_MAPP_CA | IESO | MAPP_CA | Internal | Summer | B5 | 200 | 262 | 262 | 42.84 | 53.45 | 7 | 3.61
2025 | IESO_2_MAPP_CA | IESO | MAPP_CA | Internal | Summer | B6 | 300 | 262 | 244.52 | 40.98 | 47.98 | 7 | 0
2025 | IESO_2_MAPP_CA | IESO | MAPP_CA | Internal | Summer | B7 | 400 | 262 | 0 | 34.35 | 41.3 | 7 | 0
2025 | IESO_2_MAPP_CA | IESO | MAPP_CA | Internal | Summer | B8 | 500 | 262 | 0 | 33.38 | 40.34 | 7 | 0
2025 | IESO_2_MAPP_CA | IESO | MAPP_CA | Internal | Summer | B9 | 800 | 262 | 128.98 | 32.01 | 39.01 | 7 | 0
2025 | IESO_2_MAPP_CA | IESO | MAPP_CA | Internal | Summer | B10 | 1262 | 262 | 130.65 | 32.01 | 39.01 | 7 | 0
2025 | IESO_2_MAPP_CA | IESO | MAPP_CA | Internal | Winter | B16 | 25 | 262 | 262 | 42.49 | 52.55 | 7 | 3.06
2025 | IESO_2_MAPP_CA | IESO | MAPP_CA | Internal | Winter | B17 | 100 | 262 | 262 | 41.54 | 48.87 | 7 | 0.33
2025 | IESO_2_MAPP_CA | IESO | MAPP_CA | Internal | Winter | B18 | 400 | 262 | 262 | 38.56 | 45.58 | 7 | 0.01
2025 | IESO_2_MAPP_CA | IESO | MAPP_CA | Internal | Winter | B19 | 700 | 262 | 262 | 37.25 | 45.58 | 7 | 1.32
2025 | IESO_2_MAPP_CA | IESO | MAPP_CA | Internal | Winter | B20 | 935 | 262 | 262 | 37.25 | 45.58 | 7 | 1.32
2025 | IESO_2_MISO_MI | IESO | MISO_MI | Internal | Shoulder | B11 | 25 | 1840 | 1840 | 34.89 | 55.37 | 7 | 13.48
2025 | IESO_2_MISO_MI | IESO | MISO_MI | Internal | Shoulder | B12 | 200 | 1840 | 1840 | 34.86 | 48.75 | 7 | 6.89
2025 | IESO_2_MISO_MI | IESO | MISO_MI | Internal | Shoulder | B13 | 600 | 1840 | 1840 | 34.7 | 42.96 | 7 | 1.26
2025 | IESO_2_MISO_MI | IESO | MISO_MI | Internal | Shoulder | B14 | 900 | 1840 | 1840 | 34.7 | 42.28 | 7 | 0.58
2025 | IESO_2_MISO_MI | IESO | MISO_MI | Internal | Shoulder | B15 | 1203 | 1840 | 0 | 34.7 | 39.74 | 7 | 0
2025 | IESO_2_MISO_MI | IESO | MISO_MI | Internal | Summer | B1 | 10 | 1840 | 1379.45 | 60.94 | 67.94 | 7 | 0
2025 | IESO_2_MISO_MI | IESO | MISO_MI | Internal | Summer | B2 | 25 | 1840 | 1692.75 | 60.94 | 67.94 | 7 | 0
2025 | IESO_2_MISO_MI | IESO | MISO_MI | Internal | Summer | B3 | 75 | 1840 | 1840 | 47.38 | 63.85 | 7 | 9.46
2025 | IESO_2_MISO_MI | IESO | MISO_MI | Internal | Summer | B4 | 100 | 1840 | 1840 | 45.05 | 63.82 | 7 | 11.77
2025 | IESO_2_MISO_MI | IESO | MISO_MI | Internal | Summer | B5 | 200 | 1840 | 1840 | 42.84 | 60.91 | 7 | 11.07
2025 | IESO_2_MISO_MI | IESO | MISO_MI | Internal | Summer | B6 | 300 | 1840 | 1840 | 40.98 | 50.05 | 7 | 2.07
2025 | IESO_2_MISO_MI | IESO | MISO_MI | Internal | Summer | B7 | 400 | 1840 | 751.83 | 34.35 | 41.35 | 7 | 0
2025 | IESO_2_MISO_MI | IESO | MISO_MI | Internal | Summer | B8 | 500 | 1840 | 1202.97 | 33.38 | 40.38 | 7 | 0
2025 | IESO_2_MISO_MI | IESO | MISO_MI | Internal | Summer | B9 | 800 | 1840 | 0 | 32.01 | 38.99 | 7 | 0
2025 | IESO_2_MISO_MI | IESO | MISO_MI | Internal | Summer | B10 | 1262 | 1840 | 0 | 32.01 | 36.24 | 7 | 0
2025 | IESO_2_MISO_MI | IESO | MISO_MI | Internal | Winter | B16 | 25 | 1840 | 1840 | 42.49 | 52.59 | 7 | 3.1
2025 | IESO_2_MISO_MI | IESO | MISO_MI | Internal | Winter | B17 | 100 | 1840 | 1840 | 41.54 | 49.11 | 7 | 0.57
2025 | IESO_2_MISO_MI | IESO | MISO_MI | Internal | Winter | B18 | 400 | 1840 | 1677.31 | 38.56 | 45.56 | 7 | 0
2025 | IESO_2_MISO_MI | IESO | MISO_MI | Internal | Winter | B19 | 700 | 1840 | 281.48 | 37.25 | 44.25 | 7 | 0
2025 | IESO_2_MISO_MI | IESO | MISO_MI | Internal | Winter | B20 | 935 | 1840 | 0 | 37.25 | 37.66 | 7 | 0
2025 | IESO_2_MISO_W | IESO | MISO_W | Internal | Shoulder | B11 | 25 | 140 | 140 | 34.89 | 60.32 | 7 | 18.44
2025 | IESO_2_MISO_W | IESO | MISO_W | Internal | Shoulder | B12 | 200 | 140 | 140 | 34.86 | 48.72 | 7 | 6.86
2025 | IESO_2_MISO_W | IESO | MISO_W | Internal | Shoulder | B13 | 600 | 140 | 140 | 34.7 | 42.92 | 7 | 1.22
2025 | IESO_2_MISO_W | IESO | MISO_W | Internal | Shoulder | B14 | 900 | 140 | 140 | 34.7 | 42.27 | 7 | 0.56
2025 | IESO_2_MISO_W | IESO | MISO_W | Internal | Shoulder | B15 | 1203 | 140 | 0 | 34.7 | 39.72 | 7 | 0
2025 | IESO_2_MISO_W | IESO | MISO_W | Internal | Summer | B1 | 10 | 140 | 140 | 60.94 | 68.33 | 7 | 0.39
2025 | IESO_2_MISO_W | IESO | MISO_W | Internal | Summer | B2 | 25 | 140 | 0 | 60.94 | 67.93 | 7 | 0
2025 | IESO_2_MISO_W | IESO | MISO_W | Internal | Summer | B3 | 75 | 140 | 140 | 47.38 | 67.48 | 7 | 13.1
2025 | IESO_2_MISO_W | IESO | MISO_W | Internal | Summer | B4 | 100 | 140 | 140 | 45.05 | 66.28 | 7 | 14.23
2025 | IESO_2_MISO_W | IESO | MISO_W | Internal | Summer | B5 | 200 | 140 | 140 | 42.84 | 60.94 | 7 | 11.1
2025 | IESO_2_MISO_W | IESO | MISO_W | Internal | Summer | B6 | 300 | 140 | 140 | 40.98 | 50.07 | 7 | 2.09
2025 | IESO_2_MISO_W | IESO | MISO_W | Internal | Summer | B7 | 400 | 140 | 0 | 34.35 | 41.31 | 7 | 0
2025 | IESO_2_MISO_W | IESO | MISO_W | Internal | Summer | B8 | 500 | 140 | 0 | 33.38 | 40.36 | 7 | 0
2025 | IESO_2_MISO_W | IESO | MISO_W | Internal | Summer | B9 | 800 | 140 | 0 | 32.01 | 38.99 | 7 | 0
2025 | IESO_2_MISO_W | IESO | MISO_W | Internal | Summer | B10 | 1262 | 140 | 0 | 32.01 | 36.21 | 7 | 0
2025 | IESO_2_MISO_W | IESO | MISO_W | Internal | Winter | B16 | 25 | 140 | 140 | 42.49 | 52.56 | 7 | 3.07
2025 | IESO_2_MISO_W | IESO | MISO_W | Internal | Winter | B17 | 100 | 140 | 140 | 41.54 | 48.88 | 7 | 0.34
2025 | IESO_2_MISO_W | IESO | MISO_W | Internal | Winter | B18 | 400 | 140 | 9.15 | 38.56 | 45.56 | 7 | 0
2025 | IESO_2_MISO_W | IESO | MISO_W | Internal | Winter | B19 | 700 | 140 | 46.61 | 37.25 | 44.25 | 7 | 0
2025 | IESO_2_MISO_W | IESO | MISO_W | Internal | Winter | B20 | 935 | 140 | 0 | 37.25 | 37.66 | 7 | 0
2025 | IESO_2_NYISO_A-F | IESO | NYISO_A-F | Internal | Shoulder | B11 | 25 | 1725 | 1533.98 | 34.89 | 41.89 | 7 | 0
2025 | IESO_2_NYISO_A-F | IESO | NYISO_A-F | Internal | Shoulder | B12 | 200 | 1725 | 1419.89 | 34.86 | 41.86 | 7 | 0
2025 | IESO_2_NYISO_A-F | IESO | NYISO_A-F | Internal | Shoulder | B13 | 600 | 1725 | 1405.43 | 34.7 | 41.7 | 7 | 0
2025 | IESO_2_NYISO_A-F | IESO | NYISO_A-F | Internal | Shoulder | B14 | 900 | 1725 | 1344.11 | 34.7 | 41.7 | 7 | 0
2025 | IESO_2_NYISO_A-F | IESO | NYISO_A-F | Internal | Shoulder | B15 | 1203 | 1725 | 1145.39 | 34.7 | 41.7 | 7 | 0
2025 | IESO_2_NYISO_A-F | IESO | NYISO_A-F | Internal | Summer | B1 | 10 | 1725 | 29.88 | 60.94 | 67.94 | 7 | 0
2025 | IESO_2_NYISO_A-F | IESO | NYISO_A-F | Internal | Summer | B2 | 25 | 1725 | 193.27 | 60.94 | 67.94 | 7 | 0
2025 | IESO_2_NYISO_A-F | IESO | NYISO_A-F | Internal | Summer | B3 | 75 | 1725 | 836.54 | 47.38 | 54.38 | 7 | 0
2025 | IESO_2_NYISO_A-F | IESO | NYISO_A-F | Internal | Summer | B4 | 100 | 1725 | 1602.21 | 45.05 | 52.05 | 7 | 0
2025 | IESO_2_NYISO_A-F | IESO | NYISO_A-F | Internal | Summer | B5 | 200 | 1725 | 1235.77 | 42.84 | 49.84 | 7 | 0
2025 | IESO_2_NYISO_A-F | IESO | NYISO_A-F | Internal | Summer | B6 | 300 | 1725 | 214.02 | 40.98 | 47.98 | 7 | 0
2025 | IESO_2_NYISO_A-F | IESO | NYISO_A-F | Internal | Summer | B7 | 400 | 1725 | 1247.11 | 34.35 | 41.35 | 7 | 0
2025 | IESO_2_NYISO_A-F | IESO | NYISO_A-F | Internal | Summer | B8 | 500 | 1725 | 1566.97 | 33.38 | 40.38 | 7 | 0
2025 | IESO_2_NYISO_A-F | IESO | NYISO_A-F | Internal | Summer | B9 | 800 | 1725 | 824.2 | 32.01 | 39.01 | 7 | 0
2025 | IESO_2_NYISO_A-F | IESO | NYISO_A-F | Internal | Summer | B10 | 1262 | 1725 | 489.41 | 32.01 | 39.01 | 7 | 0
2025 | IESO_2_NYISO_A-F | IESO | NYISO_A-F | Internal | Winter | B16 | 25 | 1725 | 0 | 42.49 | 48.54 | 7 | 0
2025 | IESO_2_NYISO_A-F | IESO | NYISO_A-F | Internal | Winter | B17 | 100 | 1725 | 32.85 | 41.54 | 48.54 | 7 | 0
2025 | IESO_2_NYISO_A-F | IESO | NYISO_A-F | Internal | Winter | B18 | 400 | 1725 | 1074.48 | 38.56 | 45.56 | 7 | 0
2025 | IESO_2_NYISO_A-F | IESO | NYISO_A-F | Internal | Winter | B19 | 700 | 1725 | 867.94 | 37.25 | 44.25 | 7 | 0
2025 | IESO_2_NYISO_A-F | IESO | NYISO_A-F | Internal | Winter | B20 | 935 | 1725 | 342.2 | 37.25 | 44.25 | 7 | 0
2025 | MAPP_CA_2_IESO | MAPP_CA | IESO | Internal | Shoulder | B11 | 25 | 330 | 0 | 53.31 | 34.89 | 8 | 0
2025 | MAPP_CA_2_IESO | MAPP_CA | IESO | Internal | Shoulder | B12 | 200 | 330 | 0 | 48.71 | 34.86 | 8 | 0
2025 | MAPP_CA_2_IESO | MAPP_CA | IESO | Internal | Shoulder | B13 | 600 | 330 | 0 | 42.91 | 34.7 | 8 | 0
2025 | MAPP_CA_2_IESO | MAPP_CA | IESO | Internal | Shoulder | B14 | 900 | 330 | 0 | 42.28 | 34.7 | 8 | 0
2025 | MAPP_CA_2_IESO | MAPP_CA | IESO | Internal | Shoulder | B15 | 1203 | 330 | 0 | 42.28 | 34.7 | 8 | 0
2025 | MAPP_CA_2_IESO | MAPP_CA | IESO | Internal | Summer | B1 | 10 | 330 | 0 | 67.94 | 60.94 | 8 | 0
2025 | MAPP_CA_2_IESO | MAPP_CA | IESO | Internal | Summer | B2 | 25 | 330 | 0 | 67.92 | 60.94 | 8 | 0
2025 | MAPP_CA_2_IESO | MAPP_CA | IESO | Internal | Summer | B3 | 75 | 330 | 0 | 56.75 | 47.38 | 8 | 0
2025 | MAPP_CA_2_IESO | MAPP_CA | IESO | Internal | Summer | B4 | 100 | 330 | 0 | 55.63 | 45.05 | 8 | 0
2025 | MAPP_CA_2_IESO | MAPP_CA | IESO | Internal | Summer | B5 | 200 | 330 | 0 | 53.45 | 42.84 | 8 | 0
2025 | MAPP_CA_2_IESO | MAPP_CA | IESO | Internal | Summer | B6 | 300 | 330 | 0 | 47.98 | 40.98 | 8 | 0
2025 | MAPP_CA_2_IESO | MAPP_CA | IESO | Internal | Summer | B7 | 400 | 330 | 0 | 41.3 | 34.35 | 8 | 0
2025 | MAPP_CA_2_IESO | MAPP_CA | IESO | Internal | Summer | B8 | 500 | 330 | 0 | 40.34 | 33.38 | 8 | 0
2025 | MAPP_CA_2_IESO | MAPP_CA | IESO | Internal | Summer | B9 | 800 | 330 | 0 | 39.01 | 32.01 | 8 | 0
2025 | MAPP_CA_2_IESO | MAPP_CA | IESO | Internal | Summer | B10 | 1262 | 330 | 0 | 39.01 | 32.01 | 8 | 0
2025 | MAPP_CA_2_IESO | MAPP_CA | IESO | Internal | Winter | B16 | 25 | 330 | 0 | 52.55 | 42.49 | 8 | 0
2025 | MAPP_CA_2_IESO | MAPP_CA | IESO | Internal | Winter | B17 | 100 | 330 | 0 | 48.87 | 41.54 | 8 | 0
2025 | MAPP_CA_2_IESO | MAPP_CA | IESO | Internal | Winter | B18 | 400 | 330 | 0 | 45.58 | 38.56 | 8 | 0
2025 | MAPP_CA_2_IESO | MAPP_CA | IESO | Internal | Winter | B19 | 700 | 330 | 0 | 45.58 | 37.25 | 8 | 0
2025 | MAPP_CA_2_IESO | MAPP_CA | IESO | Internal | Winter | B20 | 935 | 330 | 0 | 45.58 | 37.25 | 8 | 0
2025 | MAPP_CA_2_MAPP_US | MAPP_CA | MAPP_US | Internal | Shoulder | B11 | 25 | 372 | 219.12 | 53.31 | 60.31 | 7 | 0
2025 | MAPP_CA_2_MAPP_US | MAPP_CA | MAPP_US | Internal | Shoulder | B12 | 200 | 372 | 0 | 48.71 | 41.72 | 7 | 0
2025 | MAPP_CA_2_MAPP_US | MAPP_CA | MAPP_US | Internal | Shoulder | B13 | 600 | 372 | 0 | 42.91 | 35.92 | 7 | 0
2025 | MAPP_CA_2_MAPP_US | MAPP_CA | MAPP_US | Internal | Shoulder | B14 | 900 | 372 | 0 | 42.28 | 35.8 | 7 | 0
2025 | MAPP_CA_2_MAPP_US | MAPP_CA | MAPP_US | Internal | Shoulder | B15 | 1203 | 372 | 0 | 42.28 | 35.28 | 7 | 0
2025 | MAPP_CA_2_MAPP_US | MAPP_CA | MAPP_US | Internal | Summer | B1 | 10 | 372 | 0 | 67.94 | 63.75 | 7 | 0
2025 | MAPP_CA_2_MAPP_US | MAPP_CA | MAPP_US | Internal | Summer | B2 | 25 | 372 | 0 | 67.92 | 63.75 | 7 | 0
2025 | MAPP_CA_2_MAPP_US | MAPP_CA | MAPP_US | Internal | Summer | B3 | 75 | 372 | 32.37 | 56.75 | 63.75 | 7 | 0
2025 | MAPP_CA_2_MAPP_US | MAPP_CA | MAPP_US | Internal | Summer | B4 | 100 | 372 | 25.84 | 55.63 | 62.63 | 7 | 0
2025 | MAPP_CA_2_MAPP_US | MAPP_CA | MAPP_US | Internal | Summer | B5 | 200 | 372 | 8.26 | 53.45 | 60.45 | 7 | 0
2025 | MAPP_CA_2_MAPP_US | MAPP_CA | MAPP_US | Internal | Summer | B6 | 300 | 372 | 0 | 47.98 | 50.06 | 7 | 0
2025 | MAPP_CA_2_MAPP_US | MAPP_CA | MAPP_US | Internal | Summer | B7 | 400 | 372 | 0 | 41.3 | 41.3 | 7 | 0
2025 | MAPP_CA_2_MAPP_US | MAPP_CA | MAPP_US | Internal | Summer | B8 | 500 | 372 | 0 | 40.34 | 34.64 | 7 | 0
2025 | MAPP_CA_2_MAPP_US | MAPP_CA | MAPP_US | Internal | Summer | B9 | 800 | 372 | 0 | 39.01 | 34.34 | 7 | 0
2025 | MAPP_CA_2_MAPP_US | MAPP_CA | MAPP_US | Internal | Summer | B10 | 1262 | 372 | 0 | 39.01 | 30.8 | 7 | 0
2025 | MAPP_CA_2_MAPP_US | MAPP_CA | MAPP_US | Internal | Winter | B16 | 25 | 372 | 0 | 52.55 | 45.56 | 7 | 0
2025 | MAPP_CA_2_MAPP_US | MAPP_CA | MAPP_US | Internal | Winter | B17 | 100 | 372 | 0 | 48.87 | 41.88 | 7 | 0
2025 | MAPP_CA_2_MAPP_US | MAPP_CA | MAPP_US | Internal | Winter | B18 | 400 | 372 | 0 | 45.58 | 38.56 | 7 | 0
2025 | MAPP_CA_2_MAPP_US | MAPP_CA | MAPP_US | Internal | Winter | B19 | 700 | 372 | 0 | 45.58 | 38.56 | 7 | 0
2025 | MAPP_CA_2_MAPP_US | MAPP_CA | MAPP_US | Internal | Winter | B20 | 935 | 372 | 0 | 45.58 | 32.62 | 7 | 0
2025 | MAPP_CA_2_MISO_W | MAPP_CA | MISO_W | Internal | Shoulder | B11 | 25 | 1988 | 1988 | 53.31 | 60.32 | 0.01 | 7
2025 | MAPP_CA_2_MISO_W | MAPP_CA | MISO_W | Internal | Shoulder | B12 | 200 | 1988 | 1285.14 | 48.71 | 48.72 | 0.01 | 0
2025 | MAPP_CA_2_MISO_W | MAPP_CA | MISO_W | Internal | Shoulder | B13 | 600 | 1988 | 1095.38 | 42.91 | 42.92 | 0.01 | 0
2025 | MAPP_CA_2_MISO_W | MAPP_CA | MISO_W | Internal | Shoulder | B14 | 900 | 1988 | 0 | 42.28 | 42.27 | 0.01 | 0
2025 | MAPP_CA_2_MISO_W | MAPP_CA | MISO_W | Internal | Shoulder | B15 | 1203 | 1988 | 0 | 42.28 | 39.72 | 0.01 | 0
2025 | MAPP_CA_2_MISO_W | MAPP_CA | MISO_W | Internal | Summer | B1 | 10 | 1988 | 1988 | 67.94 | 68.33 | 0.01 | 0.38
2025 | MAPP_CA_2_MISO_W | MAPP_CA | MISO_W | Internal | Summer | B2 | 25 | 1988 | 1864.23 | 67.92 | 67.93 | 0.01 | 0
2025 | MAPP_CA_2_MISO_W | MAPP_CA | MISO_W | Internal | Summer | B3 | 75 | 1988 | 1988 | 56.75 | 67.48 | 0.01 | 10.72
2025 | MAPP_CA_2_MISO_W | MAPP_CA | MISO_W | Internal | Summer | B4 | 100 | 1988 | 1988 | 55.63 | 66.28 | 0.01 | 10.64
2025 | MAPP_CA_2_MISO_W | MAPP_CA | MISO_W | Internal | Summer | B5 | 200 | 1988 | 1988 | 53.45 | 60.94 | 0.01 | 7.48
2025 | MAPP_CA_2_MISO_W | MAPP_CA | MISO_W | Internal | Summer | B6 | 300 | 1988 | 1988 | 47.98 | 50.07 | 0.01 | 2.08
2025 | MAPP_CA_2_MISO_W | MAPP_CA | MISO_W | Internal | Summer | B7 | 400 | 1988 | 1117.43 | 41.3 | 41.31 | 0.01 | 0
2025 | MAPP_CA_2_MISO_W | MAPP_CA | MISO_W | Internal | Summer | B8 | 500 | 1988 | 1176.07 | 40.34 | 40.36 | 0.01 | 0
2025 | MAPP_CA_2_MISO_W | MAPP_CA | MISO_W | Internal | Summer | B9 | 800 | 1988 | 0 | 39.01 | 38.99 | 0.01 | 0
2025 | MAPP_CA_2_MISO_W | MAPP_CA | MISO_W | Internal | Summer | B10 | 1262 | 1988 | 0 | 39.01 | 36.21 | 0.01 | 0
2025 | MAPP_CA_2_MISO_W | MAPP_CA | MISO_W | Internal | Winter | B16 | 25 | 1988 | 692.89 | 52.55 | 52.56 | 0.01 | 0
2025 | MAPP_CA_2_MISO_W | MAPP_CA | MISO_W | Internal | Winter | B17 | 100 | 1988 | 312.04 | 48.87 | 48.88 | 0.01 | 0
2025 | MAPP_CA_2_MISO_W | MAPP_CA | MISO_W | Internal | Winter | B18 | 400 | 1988 | 0 | 45.58 | 45.56 | 0.01 | 0
2025 | MAPP_CA_2_MISO_W | MAPP_CA | MISO_W | Internal | Winter | B19 | 700 | 1988 | 0 | 45.58 | 44.25 | 0.01 | 0
2025 | MAPP_CA_2_MISO_W | MAPP_CA | MISO_W | Internal | Winter | B20 | 935 | 1988 | 0 | 45.58 | 37.66 | 0.01 | 0
2025 | MAPP_US_2_MAPP_CA | MAPP_US | MAPP_CA | Internal | Shoulder | B11 | 25 | 165 | 0 | 60.31 | 53.31 | 7 | 0
2025 | MAPP_US_2_MAPP_CA | MAPP_US | MAPP_CA | Internal | Shoulder | B12 | 200 | 165 | 0 | 41.72 | 48.71 | 7 | 0
2025 | MAPP_US_2_MAPP_CA | MAPP_US | MAPP_CA | Internal | Shoulder | B13 | 600 | 165 | 0 | 35.92 | 42.91 | 7 | 0
2025 | MAPP_US_2_MAPP_CA | MAPP_US | MAPP_CA | Internal | Shoulder | B14 | 900 | 165 | 0 | 35.8 | 42.28 | 7 | 0
2025 | MAPP_US_2_MAPP_CA | MAPP_US | MAPP_CA | Internal | Shoulder | B15 | 1203 | 165 | 101.53 | 35.28 | 42.28 | 7 | 0
2025 | MAPP_US_2_MAPP_CA | MAPP_US | MAPP_CA | Internal | Summer | B1 | 10 | 165 | 0 | 63.75 | 67.94 | 7 | 0
2025 | MAPP_US_2_MAPP_CA | MAPP_US | MAPP_CA | Internal | Summer | B2 | 25 | 165 | 0 | 63.75 | 67.92 | 7 | 0
2025 | MAPP_US_2_MAPP_CA | MAPP_US | MAPP_CA | Internal | Summer | B3 | 75 | 165 | 0 | 63.75 | 56.75 | 7 | 0
2025 | MAPP_US_2_MAPP_CA | MAPP_US | MAPP_CA | Internal | Summer | B4 | 100 | 165 | 0 | 62.63 | 55.63 | 7 | 0
2025 | MAPP_US_2_MAPP_CA | MAPP_US | MAPP_CA | Internal | Summer | B5 | 200 | 165 | 0 | 60.45 | 53.45 | 7 | 0
2025 | MAPP_US_2_MAPP_CA | MAPP_US | MAPP_CA | Internal | Summer | B6 | 300 | 165 | 0 | 50.06 | 47.98 | 7 | 0
2025 | MAPP_US_2_MAPP_CA | MAPP_US | MAPP_CA | Internal | Summer | B7 | 400 | 165 | 0 | 41.3 | 41.3 | 7 | 0
2025 | MAPP_US_2_MAPP_CA | MAPP_US | MAPP_CA | Internal | Summer | B8 | 500 | 165 | 0 | 34.64 | 40.34 | 7 | 0
2025 | MAPP_US_2_MAPP_CA | MAPP_US | MAPP_CA | Internal | Summer | B9 | 800 | 165 | 0 | 34.34 | 39.01 | 7 | 0
2025 | MAPP_US_2_MAPP_CA | MAPP_US | MAPP_CA | Internal | Summer | B10 | 1262 | 165 | 165 | 30.8 | 39.01 | 7 | 1.2
2025 | MAPP_US_2_MAPP_CA | MAPP_US | MAPP_CA | Internal | Winter | B16 | 25 | 165 | 0 | 45.56 | 52.55 | 7 | 0
2025 | MAPP_US_2_MAPP_CA | MAPP_US | MAPP_CA | Internal | Winter | B17 | 100 | 165 | 0 | 41.88 | 48.87 | 7 | 0
2025 | MAPP_US_2_MAPP_CA | MAPP_US | MAPP_CA | Internal | Winter | B18 | 400 | 165 | 165 | 38.56 | 45.58 | 7 | 0.01
2025 | MAPP_US_2_MAPP_CA | MAPP_US | MAPP_CA | Internal | Winter | B19 | 700 | 165 | 165 | 38.56 | 45.58 | 7 | 0.01
2025 | MAPP_US_2_MAPP_CA | MAPP_US | MAPP_CA | Internal | Winter | B20 | 935 | 165 | 165 | 32.62 | 45.58 | 7 | 5.95
2025 | MAPP_US_2_MISO_W | MAPP_US | MISO_W | Internal | Shoulder | B11 | 25 | 2635 | 0 | 60.31 | 60.32 | 7 | 0
2025 | MAPP_US_2_MISO_W | MAPP_US | MISO_W | Internal | Shoulder | B12 | 200 | 2635 | 1121.34 | 41.72 | 48.72 | 7 | 0
2025 | MAPP_US_2_MISO_W | MAPP_US | MISO_W | Internal | Shoulder | B13 | 600 | 2635 | 348.86 | 35.92 | 42.92 | 7 | 0
2025 | MAPP_US_2_MISO_W | MAPP_US | MISO_W | Internal | Shoulder | B14 | 900 | 2635 | 0 | 35.8 | 42.27 | 7 | 0
2025 | MAPP_US_2_MISO_W | MAPP_US | MISO_W | Internal | Shoulder | B15 | 1203 | 2635 | 0 | 35.28 | 39.72 | 7 | 0
2025 | MAPP_US_2_MISO_W | MAPP_US | MISO_W | Internal | Summer | B1 | 10 | 2635 | 0 | 63.75 | 68.33 | 7 | 0
2025 | MAPP_US_2_MISO_W | MAPP_US | MISO_W | Internal | Summer | B2 | 25 | 2635 | 0 | 63.75 | 67.93 | 7 | 0
2025 | MAPP_US_2_MISO_W | MAPP_US | MISO_W | Internal | Summer | B3 | 75 | 2635 | 0 | 63.75 | 67.48 | 7 | 0
2025 | MAPP_US_2_MISO_W | MAPP_US | MISO_W | Internal | Summer | B4 | 100 | 2635 | 0 | 62.63 | 66.28 | 7 | 0
2025 | MAPP_US_2_MISO_W | MAPP_US | MISO_W | Internal | Summer | B5 | 200 | 2635 | 0 | 60.45 | 60.94 | 7 | 0
2025 | MAPP_US_2_MISO_W | MAPP_US | MISO_W | Internal | Summer | B6 | 300 | 2635 | 0 | 50.06 | 50.07 | 7 | 0
2025 | MAPP_US_2_MISO_W | MAPP_US | MISO_W | Internal | Summer | B7 | 400 | 2635 | 0 | 41.3 | 41.31 | 7 | 0
2025 | MAPP_US_2_MISO_W | MAPP_US | MISO_W | Internal | Summer | B8 | 500 | 2635 | 0 | 34.64 | 40.36 | 7 | 0
2025 | MAPP_US_2_MISO_W | MAPP_US | MISO_W | Internal | Summer | B9 | 800 | 2635 | 0 | 34.34 | 38.99 | 7 | 0
2025 | MAPP_US_2_MISO_W | MAPP_US | MISO_W | Internal | Summer | B10 | 1262 | 2635 | 0 | 30.8 | 36.21 | 7 | 0
2025 | MAPP_US_2_MISO_W | MAPP_US | MISO_W | Internal | Winter | B16 | 25 | 2635 | 1501.15 | 45.56 | 52.56 | 7 | 0
2025 | MAPP_US_2_MISO_W | MAPP_US | MISO_W | Internal | Winter | B17 | 100 | 2635 | 1170.81 | 41.88 | 48.88 | 7 | 0
2025 | MAPP_US_2_MISO_W | MAPP_US | MISO_W | Internal | Winter | B18 | 400 | 2635 | 682.41 | 38.56 | 45.56 | 7 | 0
2025 | MAPP_US_2_MISO_W | MAPP_US | MISO_W | Internal | Winter | B19 | 700 | 2635 | 0 | 38.56 | 44.25 | 7 | 0
2025 | MAPP_US_2_MISO_W | MAPP_US | MISO_W | Internal | Winter | B20 | 935 | 2635 | 0 | 32.62 | 37.66 | 7 | 0
2025 | MAPP_US_2_NE | MAPP_US | NE | Internal | Shoulder | B11 | 25 | 2000 | 1855.56 | 60.31 | 67.31 | 7 | 0
2025 | MAPP_US_2_NE | MAPP_US | NE | Internal | Shoulder | B12 | 200 | 2000 | 0 | 41.72 | 44.48 | 7 | 0
2025 | MAPP_US_2_NE | MAPP_US | NE | Internal | Shoulder | B13 | 600 | 2000 | 711.53 | 35.92 | 42.92 | 7 | 0
2025 | MAPP_US_2_NE | MAPP_US | NE | Internal | Shoulder | B14 | 900 | 2000 | 31.43 | 35.8 | 42.8 | 7 | 0
2025 | MAPP_US_2_NE | MAPP_US | NE | Internal | Shoulder | B15 | 1203 | 2000 | 0 | 35.28 | 39.46 | 7 | 0
2025 | MAPP_US_2_NE | MAPP_US | NE | Internal | Summer | B1 | 10 | 2000 | 994.57 | 63.75 | 70.75 | 7 | 0
2025 | MAPP_US_2_NE | MAPP_US | NE | Internal | Summer | B2 | 25 | 2000 | 1158.08 | 63.75 | 70.75 | 7 | 0
2025 | MAPP_US_2_NE | MAPP_US | NE | Internal | Summer | B3 | 75 | 2000 | 1298.51 | 63.75 | 70.75 | 7 | 0
2025 | MAPP_US_2_NE | MAPP_US | NE | Internal | Summer | B4 | 100 | 2000 | 1566.86 | 62.63 | 69.63 | 7 | 0
2025 | MAPP_US_2_NE | MAPP_US | NE | Internal | Summer | B5 | 200 | 2000 | 1335.56 | 60.45 | 67.45 | 7 | 0
2025 | MAPP_US_2_NE | MAPP_US | NE | Internal | Summer | B6 | 300 | 2000 | 1311.9 | 50.06 | 57.06 | 7 | 0
2025 | MAPP_US_2_NE | MAPP_US | NE | Internal | Summer | B7 | 400 | 2000 | 1729.34 | 41.3 | 48.3 | 7 | 0
2025 | MAPP_US_2_NE | MAPP_US | NE | Internal | Summer | B8 | 500 | 2000 | 1669.8 | 34.64 | 41.64 | 7 | 0
2025 | MAPP_US_2_NE | MAPP_US | NE | Internal | Summer | B9 | 800 | 2000 | 966.51 | 34.34 | 41.34 | 7 | 0
2025 | MAPP_US_2_NE | MAPP_US | NE | Internal | Summer | B10 | 1262 | 2000 | 731.82 | 30.8 | 37.8 | 7 | 0
2025 | MAPP_US_2_NE | MAPP_US | NE | Internal | Winter | B16 | 25 | 2000 | 51.82 | 45.56 | 52.56 | 7 | 0
2025 | MAPP_US_2_NE | MAPP_US | NE | Internal | Winter | B17 | 100 | 2000 | 0 | 41.88 | 45.85 | 7 | 0
2025 | MAPP_US_2_NE | MAPP_US | NE | Internal | Winter | B18 | 400 | 2000 | 0 | 38.56 | 43.99 | 7 | 0
2025 | MAPP_US_2_NE | MAPP_US | NE | Internal | Winter | B19 | 700 | 2000 | 0 | 38.56 | 42.43 | 7 | 0
2025 | MAPP_US_2_NE | MAPP_US | NE | Internal | Winter | B20 | 935 | 2000 | 139.16 | 32.62 | 39.62 | 7 | 0
2025 | MARITIMES_2_NEISO | MARITIMES | NEISO | Internal | Shoulder | B11 | 25 | 99999 | 1720.66 | 38.87 | 38.89 | 0.01 | 0
2025 | MARITIMES_2_NEISO | MARITIMES | NEISO | Internal | Shoulder | B12 | 200 | 99999 | 1717.44 | 38.87 | 38.89 | 0.01 | 0
2025 | MARITIMES_2_NEISO | MARITIMES | NEISO | Internal | Shoulder | B13 | 600 | 99999 | 1704.78 | 38.87 | 38.89 | 0.01 | 0
2025 | MARITIMES_2_NEISO | MARITIMES | NEISO | Internal | Shoulder | B14 | 900 | 99999 | 1682.64 | 38.87 | 38.89 | 0.01 | 0
2025 | MARITIMES_2_NEISO | MARITIMES | NEISO | Internal | Shoulder | B15 | 1203 | 99999 | 648.08 | 38.87 | 38.89 | 0.01 | 0
2025 | MARITIMES_2_NEISO | MARITIMES | NEISO | Internal | Summer | B1 | 10 | 99999 | 1900 | 70.93 | 70.94 | 0.01 | 0
2025 | MARITIMES_2_NEISO | MARITIMES | NEISO | Internal | Summer | B2 | 25 | 99999 | 1878.75 | 68.97 | 68.98 | 0.01 | 0
2025 | MARITIMES_2_NEISO | MARITIMES | NEISO | Internal | Summer | B3 | 75 | 99999 | 1836.38 | 51.37 | 51.38 | 0.01 | 0
2025 | MARITIMES_2_NEISO | MARITIMES | NEISO | Internal | Summer | B4 | 100 | 99999 | 1799.97 | 46.17 | 46.19 | 0.01 | 0
2025 | MARITIMES_2_NEISO | MARITIMES | NEISO | Internal | Summer | B5 | 200 | 99999 | 1780.16 | 35.71 | 35.72 | 0.01 | 0
2025 | MARITIMES_2_NEISO | MARITIMES | NEISO | Internal | Summer | B6 | 300 | 99999 | 1757.82 | 35.71 | 35.72 | 0.01 | 0
2025 | MARITIMES_2_NEISO | MARITIMES | NEISO | Internal | Summer | B7 | 400 | 99999 | 1732.23 | 35.71 | 35.72 | 0.01 | 0
2025 | MARITIMES_2_NEISO | MARITIMES | NEISO | Internal | Summer | B8 | 500 | 99999 | 1712.1 | 35.71 | 35.72 | 0.01 | 0
2025 | MARITIMES_2_NEISO | MARITIMES | NEISO | Internal | Summer | B9 | 800 | 99999 | 1687.45 | 35.71 | 35.72 | 0.01 | 0
2025 | MARITIMES_2_NEISO | MARITIMES | NEISO | Internal | Summer | B10 | 1262 | 99999 | 465.06 | 35.71 | 35.72 | 0.01 | 0
2025 | MARITIMES_2_NEISO | MARITIMES | NEISO | Internal | Winter | B16 | 25 | 99999 | 1765.23 | 48.67 | 48.68 | 0.01 | 0
2025 | MARITIMES_2_NEISO | MARITIMES | NEISO | Internal | Winter | B17 | 100 | 99999 | 1747.34 | 48.67 | 48.68 | 0.01 | 0
2025 | MARITIMES_2_NEISO | MARITIMES | NEISO | Internal | Winter | B18 | 400 | 99999 | 1733.65 | 48.67 | 48.68 | 0.01 | 0
2025 | MARITIMES_2_NEISO | MARITIMES | NEISO | Internal | Winter | B19 | 700 | 99999 | 1708.15 | 48.67 | 48.68 | 0.01 | 0
2025 | MARITIMES_2_NEISO | MARITIMES | NEISO | Internal | Winter | B20 | 935 | 99999 | 723.43 | 48.67 | 48.68 | 0.01 | 0
2025 | MISO_IN_2_MISO_MI | MISO_IN | MISO_MI | Internal | Shoulder | B11 | 25 | 5000 | 0 | 60.32 | 55.37 | 0.01 | 0
2025 | MISO_IN_2_MISO_MI | MISO_IN | MISO_MI | Internal | Shoulder | B12 | 200 | 5000 | 0 | 48.75 | 48.75 | 0.01 | 0
2025 | MISO_IN_2_MISO_MI | MISO_IN | MISO_MI | Internal | Shoulder | B13 | 600 | 5000 | 230.82 | 42.95 | 42.96 | 0.01 | 0
2025 | MISO_IN_2_MISO_MI | MISO_IN | MISO_MI | Internal | Shoulder | B14 | 900 | 5000 | 839.75 | 42.27 | 42.28 | 0.01 | 0
2025 | MISO_IN_2_MISO_MI | MISO_IN | MISO_MI | Internal | Shoulder | B15 | 1203 | 5000 | 712.05 | 39.73 | 39.74 | 0.01 | 0
2025 | MISO_IN_2_MISO_MI | MISO_IN | MISO_MI | Internal | Summer | B1 | 10 | 5000 | 0 | 68.33 | 67.94 | 0.01 | 0
2025 | MISO_IN_2_MISO_MI | MISO_IN | MISO_MI | Internal | Summer | B2 | 25 | 5000 | 0 | 67.96 | 67.94 | 0.01 | 0
2025 | MISO_IN_2_MISO_MI | MISO_IN | MISO_MI | Internal | Summer | B3 | 75 | 5000 | 0 | 66.28 | 63.85 | 0.01 | 0
2025 | MISO_IN_2_MISO_MI | MISO_IN | MISO_MI | Internal | Summer | B4 | 100 | 5000 | 0 | 66.25 | 63.82 | 0.01 | 0
2025 | MISO_IN_2_MISO_MI | MISO_IN | MISO_MI | Internal | Summer | B5 | 200 | 5000 | 0 | 60.93 | 60.91 | 0.01 | 0
2025 | MISO_IN_2_MISO_MI | MISO_IN | MISO_MI | Internal | Summer | B6 | 300 | 5000 | 0 | 50.06 | 50.05 | 0.01 | 0
2025 | MISO_IN_2_MISO_MI | MISO_IN | MISO_MI | Internal | Summer | B7 | 400 | 5000 | 821.92 | 41.34 | 41.35 | 0.01 | 0
2025 | MISO_IN_2_MISO_MI | MISO_IN | MISO_MI | Internal | Summer | B8 | 500 | 5000 | 1111.03 | 40.37 | 40.38 | 0.01 | 0
2025 | MISO_IN_2_MISO_MI | MISO_IN | MISO_MI | Internal | Summer | B9 | 800 | 5000 | 1586.78 | 38.98 | 38.99 | 0.01 | 0
2025 | MISO_IN_2_MISO_MI | MISO_IN | MISO_MI | Internal | Summer | B10 | 1262 | 5000 | 2856.03 | 36.23 | 36.24 | 0.01 | 0
2025 | MISO_IN_2_MISO_MI | MISO_IN | MISO_MI | Internal | Winter | B16 | 25 | 5000 | 0 | 52.6 | 52.59 | 0.01 | 0
2025 | MISO_IN_2_MISO_MI | MISO_IN | MISO_MI | Internal | Winter | B17 | 100 | 5000 | 0 | 49.12 | 49.11 | 0.01 | 0
2025 | MISO_IN_2_MISO_MI | MISO_IN | MISO_MI | Internal | Winter | B18 | 400 | 5000 | 0 | 45.58 | 45.56 | 0.01 | 0
2025 | MISO_IN_2_MISO_MI | MISO_IN | MISO_MI | Internal | Winter | B19 | 700 | 5000 | 708.77 | 44.24 | 44.25 | 0.01 | 0
2025 | MISO_IN_2_MISO_MI | MISO_IN | MISO_MI | Internal | Winter | B20 | 935 | 5000 | 0 | 37.66 | 37.66 | 0.01 | 0
2025 | MISO_IN_2_MISO_MO-IL | MISO_IN | MISO_MO-IL | Internal | Shoulder | B11 | 25 | 5000 | 384.73 | 60.32 | 60.34 | 0.01 | 0
2025 | MISO_IN_2_MISO_MO-IL | MISO_IN | MISO_MO-IL | Internal | Shoulder | B12 | 200 | 5000 | 0 | 48.75 | 48.74 | 0.01 | 0
2025 | MISO_IN_2_MISO_MO-IL | MISO_IN | MISO_MO-IL | Internal | Shoulder | B13 | 600 | 5000 | 0 | 42.95 | 42.94 | 0.01 | 0
2025 | MISO_IN_2_MISO_MO-IL | MISO_IN | MISO_MO-IL | Internal | Shoulder | B14 | 900 | 5000 | 0 | 42.27 | 42.26 | 0.01 | 0
2025 | MISO_IN_2_MISO_MO-IL | MISO_IN | MISO_MO-IL | Internal | Shoulder | B15 | 1203 | 5000 | 0 | 39.73 | 39.72 | 0.01 | 0
2025 | MISO_IN_2_MISO_MO-IL | MISO_IN | MISO_MO-IL | Internal | Summer | B1 | 10 | 5000 | 1272.67 | 68.33 | 68.34 | 0.01 | 0
2025 | MISO_IN_2_MISO_MO-IL | MISO_IN | MISO_MO-IL | Internal | Summer | B2 | 25 | 5000 | 0 | 67.96 | 67.94 | 0.01 | 0
2025 | MISO_IN_2_MISO_MO-IL | MISO_IN | MISO_MO-IL | Internal | Summer | B3 | 75 | 5000 | 0 | 66.28 | 66.27 | 0.01 | 0
2025 | MISO_IN_2_MISO_MO-IL | MISO_IN | MISO_MO-IL | Internal | Summer | B4 | 100 | 5000 | 805.11 | 66.25 | 66.27 | 0.01 | 0
2025 | MISO_IN_2_MISO_MO-IL | MISO_IN | MISO_MO-IL | Internal | Summer | B5 | 200 | 5000 | 0 | 60.93 | 60.93 | 0.01 | 0
2025 | MISO_IN_2_MISO_MO-IL | MISO_IN | MISO_MO-IL | Internal | Summer | B6 | 300 | 5000 | 0 | 50.06 | 50.06 | 0.01 | 0
2025 | MISO_IN_2_MISO_MO-IL | MISO_IN | MISO_MO-IL | Internal | Summer | B7 | 400 | 5000 | 0 | 41.34 | 41.33 | 0.01 | 0
2025 | MISO_IN_2_MISO_MO-IL | MISO_IN | MISO_MO-IL | Internal | Summer | B8 | 500 | 5000 | 0 | 40.37 | 40.36 | 0.01 | 0
2025 | MISO_IN_2_MISO_MO-IL | MISO_IN | MISO_MO-IL | Internal | Summer | B9 | 800 | 5000 | 0 | 38.98 | 38.98 | 0.01 | 0
2025 | MISO_IN_2_MISO_MO-IL | MISO_IN | MISO_MO-IL | Internal | Summer | B10 | 1262 | 5000 | 0 | 36.23 | 36.22 | 0.01 | 0
2025 | MISO_IN_2_MISO_MO-IL | MISO_IN | MISO_MO-IL | Internal | Winter | B16 | 25 | 5000 | 0 | 52.6 | 52.58 | 0.01 | 0
2025 | MISO_IN_2_MISO_MO-IL | MISO_IN | MISO_MO-IL | Internal | Winter | B17 | 100 | 5000 | 0 | 49.12 | 48.89 | 0.01 | 0
2025 | MISO_IN_2_MISO_MO-IL | MISO_IN | MISO_MO-IL | Internal | Winter | B18 | 400 | 5000 | 0 | 45.58 | 45.56 | 0.01 | 0
2025 | MISO_IN_2_MISO_MO-IL | MISO_IN | MISO_MO-IL | Internal | Winter | B19 | 700 | 5000 | 0 | 44.24 | 44.23 | 0.01 | 0
2025 | MISO_IN_2_MISO_MO-IL | MISO_IN | MISO_MO-IL | Internal | Winter | B20 | 935 | 5000 | 234.04 | 37.66 | 37.67 | 0.01 | 0
2025 | MISO_IN_2_NonRTO_Midwest | MISO_IN | NonRTO_Midwest | Internal | Shoulder | B11 | 25 | 4800 | 1241.29 | 60.32 | 68.32 | 8 | 0
2025 | MISO_IN_2_NonRTO_Midwest | MISO_IN | NonRTO_Midwest | Internal | Shoulder | B12 | 200 | 4800 | 790.75 | 48.75 | 56.75 | 8 | 0
2025 | MISO_IN_2_NonRTO_Midwest | MISO_IN | NonRTO_Midwest | Internal | Shoulder | B13 | 600 | 4800 | 204.9 | 42.95 | 50.95 | 8 | 0
2025 | MISO_IN_2_NonRTO_Midwest | MISO_IN | NonRTO_Midwest | Internal | Shoulder | B14 | 900 | 4800 | 0 | 42.27 | 43.58 | 8 | 0
2025 | MISO_IN_2_NonRTO_Midwest | MISO_IN | NonRTO_Midwest | Internal | Shoulder | B15 | 1203 | 4800 | 0 | 39.73 | 37.53 | 8 | 0
2025 | MISO_IN_2_NonRTO_Midwest | MISO_IN | NonRTO_Midwest | Internal | Summer | B1 | 10 | 4800 | 0 | 68.33 | 72.57 | 8 | 0
2025 | MISO_IN_2_NonRTO_Midwest | MISO_IN | NonRTO_Midwest | Internal | Summer | B2 | 25 | 4800 | 0 | 67.96 | 72.57 | 8 | 0
2025 | MISO_IN_2_NonRTO_Midwest | MISO_IN | NonRTO_Midwest | Internal | Summer | B3 | 75 | 4800 | 0 | 66.28 | 72.57 | 8 | 0
2025 | MISO_IN_2_NonRTO_Midwest | MISO_IN | NonRTO_Midwest | Internal | Summer | B4 | 100 | 4800 | 0 | 66.25 | 72.57 | 8 | 0
2025 | MISO_IN_2_NonRTO_Midwest | MISO_IN | NonRTO_Midwest | Internal | Summer | B5 | 200 | 4800 | 1164.57 | 60.93 | 68.93 | 8 | 0
2025 | MISO_IN_2_NonRTO_Midwest | MISO_IN | NonRTO_Midwest | Internal | Summer | B6 | 300 | 4800 | 636.52 | 50.06 | 58.06 | 8 | 0
2025 | MISO_IN_2_NonRTO_Midwest | MISO_IN | NonRTO_Midwest | Internal | Summer | B7 | 400 | 4800 | 72.09 | 41.34 | 49.34 | 8 | 0
2025 | MISO_IN_2_NonRTO_Midwest | MISO_IN | NonRTO_Midwest | Internal | Summer | B8 | 500 | 4800 | 0 | 40.37 | 43.07 | 8 | 0
2025 | MISO_IN_2_NonRTO_Midwest | MISO_IN | NonRTO_Midwest | Internal | Summer | B9 | 800 | 4800 | 0 | 38.98 | 37.53 | 8 | 0
2025 | MISO_IN_2_NonRTO_Midwest | MISO_IN | NonRTO_Midwest | Internal | Summer | B10 | 1262 | 4800 | 0 | 36.23 | 33.9 | 8 | 0
2025 | MISO_IN_2_NonRTO_Midwest | MISO_IN | NonRTO_Midwest | Internal | Winter | B16 | 25 | 4800 | 2483.51 | 52.6 | 60.6 | 8 | 0
2025 | MISO_IN_2_NonRTO_Midwest | MISO_IN | NonRTO_Midwest | Internal | Winter | B17 | 100 | 4800 | 1204.18 | 49.12 | 57.12 | 8 | 0
2025 | MISO_IN_2_NonRTO_Midwest | MISO_IN | NonRTO_Midwest | Internal | Winter | B18 | 400 | 4800 | 247.89 | 45.58 | 53.58 | 8 | 0
2025 | MISO_IN_2_NonRTO_Midwest | MISO_IN | NonRTO_Midwest | Internal | Winter | B19 | 700 | 4800 | 0 | 44.24 | 43.83 | 8 | 0
2025 | MISO_IN_2_NonRTO_Midwest | MISO_IN | NonRTO_Midwest | Internal | Winter | B20 | 935 | 4800 | 0 | 37.66 | 37.53 | 8 | 0
2025 | MISO_IN_2_PJM_ROR | MISO_IN | PJM_ROR | Internal | Shoulder | B11 | 25 | 992 | 0 | 60.32 | 53.32 | 2 | 0
2025 | MISO_IN_2_PJM_ROR | MISO_IN | PJM_ROR | Internal | Shoulder | B12 | 200 | 992 | 0 | 48.75 | 46.75 | 2 | 0
2025 | MISO_IN_2_PJM_ROR | MISO_IN | PJM_ROR | Internal | Shoulder | B13 | 600 | 992 | 0 | 42.95 | 42.08 | 2 | 0
2025 | MISO_IN_2_PJM_ROR | MISO_IN | PJM_ROR | Internal | Shoulder | B14 | 900 | 992 | 0 | 42.27 | 41.37 | 2 | 0
2025 | MISO_IN_2_PJM_ROR | MISO_IN | PJM_ROR | Internal | Shoulder | B15 | 1203 | 992 | 0 | 39.73 | 38.15 | 2 | 0
2025 | MISO_IN_2_PJM_ROR | MISO_IN | PJM_ROR | Internal | Summer | B1 | 10 | 992 | 0 | 68.33 | 66.34 | 2 | 0
2025 | MISO_IN_2_PJM_ROR | MISO_IN | PJM_ROR | Internal | Summer | B2 | 25 | 992 | 0 | 67.96 | 65.94 | 2 | 0
2025 | MISO_IN_2_PJM_ROR | MISO_IN | PJM_ROR | Internal | Summer | B3 | 75 | 992 | 0 | 66.28 | 65.45 | 2 | 0
2025 | MISO_IN_2_PJM_ROR | MISO_IN | PJM_ROR | Internal | Summer | B4 | 100 | 992 | 0 | 66.25 | 64.28 | 2 | 0
2025 | MISO_IN_2_PJM_ROR | MISO_IN | PJM_ROR | Internal | Summer | B5 | 200 | 992 | 0 | 60.93 | 58.93 | 2 | 0
2025 | MISO_IN_2_PJM_ROR | MISO_IN | PJM_ROR | Internal | Summer | B6 | 300 | 992 | 0 | 50.06 | 48.06 | 2 | 0
2025 | MISO_IN_2_PJM_ROR | MISO_IN | PJM_ROR | Internal | Summer | B7 | 400 | 992 | 0 | 41.34 | 42.2 | 2 | 0
2025 | MISO_IN_2_PJM_ROR | MISO_IN | PJM_ROR | Internal | Summer | B8 | 500 | 992 | 0 | 40.37 | 39.56 | 2 | 0
2025 | MISO_IN_2_PJM_ROR | MISO_IN | PJM_ROR | Internal | Summer | B9 | 800 | 992 | 0 | 38.98 | 36.99 | 2 | 0
2025 | MISO_IN_2_PJM_ROR | MISO_IN | PJM_ROR | Internal | Summer | B10 | 1262 | 992 | 0 | 36.23 | 34.24 | 2 | 0
2025 | MISO_IN_2_PJM_ROR | MISO_IN | PJM_ROR | Internal | Winter | B16 | 25 | 992 | 0 | 52.6 | 50.58 | 2 | 0
2025 | MISO_IN_2_PJM_ROR | MISO_IN | PJM_ROR | Internal | Winter | B17 | 100 | 992 | 0 | 49.12 | 49 | 2 | 0
2025 | MISO_IN_2_PJM_ROR | MISO_IN | PJM_ROR | Internal | Winter | B18 | 400 | 992 | 0 | 45.58 | 44.96 | 2 | 0
2025 | MISO_IN_2_PJM_ROR | MISO_IN | PJM_ROR | Internal | Winter | B19 | 700 | 992 | 0 | 44.24 | 43.33 | 2 | 0
2025 | MISO_IN_2_PJM_ROR | MISO_IN | PJM_ROR | Internal | Winter | B20 | 935 | 992 | 0 | 37.66 | 35.66 | 2 | 0
2025 | MISO_MI_2_MISO_IN | MISO_MI | MISO_IN | Internal | Shoulder | B11 | 25 | 2045 | 2045 | 55.37 | 60.32 | 0.01 | 4.95
2025 | MISO_MI_2_MISO_IN | MISO_MI | MISO_IN | Internal | Shoulder | B12 | 200 | 2045 | 0 | 48.75 | 48.75 | 0.01 | 0
2025 | MISO_MI_2_MISO_IN | MISO_MI | MISO_IN | Internal | Shoulder | B13 | 600 | 2045 | 0 | 42.96 | 42.95 | 0.01 | 0
2025 | MISO_MI_2_MISO_IN | MISO_MI | MISO_IN | Internal | Shoulder | B14 | 900 | 2045 | 0 | 42.28 | 42.27 | 0.01 | 0
2025 | MISO_MI_2_MISO_IN | MISO_MI | MISO_IN | Internal | Shoulder | B15 | 1203 | 2045 | 0 | 39.74 | 39.73 | 0.01 | 0
2025 | MISO_MI_2_MISO_IN | MISO_MI | MISO_IN | Internal | Summer | B1 | 10 | 2045 | 2045 | 67.94 | 68.33 | 0.01 | 0.38
2025 | MISO_MI_2_MISO_IN | MISO_MI | MISO_IN | Internal | Summer | B2 | 25 | 2045 | 1561.03 | 67.94 | 67.96 | 0.01 | 0
2025 | MISO_MI_2_MISO_IN | MISO_MI | MISO_IN | Internal | Summer | B3 | 75 | 2045 | 2045 | 63.85 | 66.28 | 0.01 | 2.42
2025 | MISO_MI_2_MISO_IN | MISO_MI | MISO_IN | Internal | Summer | B4 | 100 | 2045 | 2045 | 63.82 | 66.25 | 0.01 | 2.42
2025 | MISO_MI_2_MISO_IN | MISO_MI | MISO_IN | Internal | Summer | B5 | 200 | 2045 | 1254.33 | 60.91 | 60.93 | 0.01 | 0
2025 | MISO_MI_2_MISO_IN | MISO_MI | MISO_IN | Internal | Summer | B6 | 300 | 2045 | 141.43 | 50.05 | 50.06 | 0.01 | 0
2025 | MISO_MI_2_MISO_IN | MISO_MI | MISO_IN | Internal | Summer | B7 | 400 | 2045 | 0 | 41.35 | 41.34 | 0.01 | 0
2025 | MISO_MI_2_MISO_IN | MISO_MI | MISO_IN | Internal | Summer | B8 | 500 | 2045 | 0 | 40.38 | 40.37 | 0.01 | 0
2025 | MISO_MI_2_MISO_IN | MISO_MI | MISO_IN | Internal | Summer | B9 | 800 | 2045 | 0 | 38.99 | 38.98 | 0.01 | 0
2025 | MISO_MI_2_MISO_IN | MISO_MI | MISO_IN | Internal | Summer | B10 | 1262 | 2045 | 0 | 36.24 | 36.23 | 0.01 | 0
2025 | MISO_MI_2_MISO_IN | MISO_MI | MISO_IN | Internal | Winter | B16 | 25 | 2045 | 1410.89 | 52.59 | 52.6 | 0.01 | 0
2025 | MISO_MI_2_MISO_IN | MISO_MI | MISO_IN | Internal | Winter | B17 | 100 | 2045 | 154.05 | 49.11 | 49.12 | 0.01 | 0
2025 | MISO_MI_2_MISO_IN | MISO_MI | MISO_IN | Internal | Winter | B18 | 400 | 2045 | 219.93 | 45.56 | 45.58 | 0.01 | 0
2025 | MISO_MI_2_MISO_IN | MISO_MI | MISO_IN | Internal | Winter | B19 | 700 | 2045 | 0 | 44.25 | 44.24 | 0.01 | 0
2025 | MISO_MI_2_MISO_IN | MISO_MI | MISO_IN | Internal | Winter | B20 | 935 | 2045 | 0 | 37.66 | 37.66 | 0.01 | 0
2025 | MISO_MI_2_MISO_WUMS | MISO_MI | MISO_WUMS | Internal | Shoulder | B11 | 25 | 947 | 68.32 | 55.37 | 55.38 | 0.01 | 0
2025 | MISO_MI_2_MISO_WUMS | MISO_MI | MISO_WUMS | Internal | Shoulder | B12 | 200 | 947 | 0 | 48.75 | 48.74 | 0.01 | 0
2025 | MISO_MI_2_MISO_WUMS | MISO_MI | MISO_WUMS | Internal | Shoulder | B13 | 600 | 947 | 0 | 42.96 | 42.94 | 0.01 | 0
2025 | MISO_MI_2_MISO_WUMS | MISO_MI | MISO_WUMS | Internal | Shoulder | B14 | 900 | 947 | 0 | 42.28 | 42.27 | 0.01 | 0
2025 | MISO_MI_2_MISO_WUMS | MISO_MI | MISO_WUMS | Internal | Shoulder | B15 | 1203 | 947 | 0 | 39.74 | 39.73 | 0.01 | 0
2025 | MISO_MI_2_MISO_WUMS | MISO_MI | MISO_WUMS | Internal | Summer | B1 | 10 | 947 | 0 | 67.94 | 63.83 | 0.01 | 0
2025 | MISO_MI_2_MISO_WUMS | MISO_MI | MISO_WUMS | Internal | Summer | B2 | 25 | 947 | 0 | 67.94 | 63.83 | 0.01 | 0
2025 | MISO_MI_2_MISO_WUMS | MISO_MI | MISO_WUMS | Internal | Summer | B3 | 75 | 947 | 0 | 63.85 | 63.83 | 0.01 | 0
2025 | MISO_MI_2_MISO_WUMS | MISO_MI | MISO_WUMS | Internal | Summer | B4 | 100 | 947 | 909.24 | 63.82 | 63.83 | 0.01 | 0
2025 | MISO_MI_2_MISO_WUMS | MISO_MI | MISO_WUMS | Internal | Summer | B5 | 200 | 947 | 16.04 | 60.91 | 60.93 | 0.01 | 0
2025 | MISO_MI_2_MISO_WUMS | MISO_MI | MISO_WUMS | Internal | Summer | B6 | 300 | 947 | 86.52 | 50.05 | 50.06 | 0.01 | 0
2025 | MISO_MI_2_MISO_WUMS | MISO_MI | MISO_WUMS | Internal | Summer | B7 | 400 | 947 | 0 | 41.35 | 41.33 | 0.01 | 0
2025 | MISO_MI_2_MISO_WUMS | MISO_MI | MISO_WUMS | Internal | Summer | B8 | 500 | 947 | 0 | 40.38 | 40.37 | 0.01 | 0
2025 | MISO_MI_2_MISO_WUMS | MISO_MI | MISO_WUMS | Internal | Summer | B9 | 800 | 947 | 0 | 38.99 | 38.98 | 0.01 | 0
2025 | MISO_MI_2_MISO_WUMS | MISO_MI | MISO_WUMS | Internal | Summer | B10 | 1262 | 947 | 0 | 36.24 | 36.23 | 0.01 | 0
2025 | MISO_MI_2_MISO_WUMS | MISO_MI | MISO_WUMS | Internal | Winter | B16 | 25 | 947 | 0 | 52.59 | 52.58 | 0.01 | 0
2025 | MISO_MI_2_MISO_WUMS | MISO_MI | MISO_WUMS | Internal | Winter | B17 | 100 | 947 | 0 | 49.11 | 48.89 | 0.01 | 0
2025 | MISO_MI_2_MISO_WUMS | MISO_MI | MISO_WUMS | Internal | Winter | B18 | 400 | 947 | 0 | 45.56 | 45.55 | 0.01 | 0
2025 | MISO_MI_2_MISO_WUMS | MISO_MI | MISO_WUMS | Internal | Winter | B19 | 700 | 947 | 0 | 44.25 | 44.24 | 0.01 | 0
2025 | MISO_MI_2_MISO_WUMS | MISO_MI | MISO_WUMS | Internal | Winter | B20 | 935 | 947 | 0 | 37.66 | 37.66 | 0.01 | 0
2025 | MISO_MI_2_PJM_ROR | MISO_MI | PJM_ROR | Internal | Shoulder | B11 | 25 | 1424 | 0 | 55.37 | 53.32 | 2 | 0
2025 | MISO_MI_2_PJM_ROR | MISO_MI | PJM_ROR | Internal | Shoulder | B12 | 200 | 1424 | 0 | 48.75 | 46.75 | 2 | 0
2025 | MISO_MI_2_PJM_ROR | MISO_MI | PJM_ROR | Internal | Shoulder | B13 | 600 | 1424 | 0 | 42.96 | 42.08 | 2 | 0
2025 | MISO_MI_2_PJM_ROR | MISO_MI | PJM_ROR | Internal | Shoulder | B14 | 900 | 1424 | 0 | 42.28 | 41.37 | 2 | 0
2025 | MISO_MI_2_PJM_ROR | MISO_MI | PJM_ROR | Internal | Shoulder | B15 | 1203 | 1424 | 0 | 39.74 | 38.15 | 2 | 0
2025 | MISO_MI_2_PJM_ROR | MISO_MI | PJM_ROR | Internal | Summer | B1 | 10 | 1424 | 0 | 67.94 | 66.34 | 2 | 0
2025 | MISO_MI_2_PJM_ROR | MISO_MI | PJM_ROR | Internal | Summer | B2 | 25 | 1424 | 0 | 67.94 | 65.94 | 2 | 0
2025 | MISO_MI_2_PJM_ROR | MISO_MI | PJM_ROR | Internal | Summer | B3 | 75 | 1424 | 0 | 63.85 | 65.45 | 2 | 0
2025 | MISO_MI_2_PJM_ROR | MISO_MI | PJM_ROR | Internal | Summer | B4 | 100 | 1424 | 0 | 63.82 | 64.28 | 2 | 0
2025 | MISO_MI_2_PJM_ROR | MISO_MI | PJM_ROR | Internal | Summer | B5 | 200 | 1424 | 0 | 60.91 | 58.93 | 2 | 0
2025 | MISO_MI_2_PJM_ROR | MISO_MI | PJM_ROR | Internal | Summer | B6 | 300 | 1424 | 0 | 50.05 | 48.06 | 2 | 0
2025 | MISO_MI_2_PJM_ROR | MISO_MI | PJM_ROR | Internal | Summer | B7 | 400 | 1424 | 0 | 41.35 | 42.2 | 2 | 0
2025 | MISO_MI_2_PJM_ROR | MISO_MI | PJM_ROR | Internal | Summer | B8 | 500 | 1424 | 0 | 40.38 | 39.56 | 2 | 0
2025 | MISO_MI_2_PJM_ROR | MISO_MI | PJM_ROR | Internal | Summer | B9 | 800 | 1424 | 0 | 38.99 | 36.99 | 2 | 0
2025 | MISO_MI_2_PJM_ROR | MISO_MI | PJM_ROR | Internal | Summer | B10 | 1262 | 1424 | 0 | 36.24 | 34.24 | 2 | 0
2025 | MISO_MI_2_PJM_ROR | MISO_MI | PJM_ROR | Internal | Winter | B16 | 25 | 1424 | 0 | 52.59 | 50.58 | 2 | 0
2025 | MISO_MI_2_PJM_ROR | MISO_MI | PJM_ROR | Internal | Winter | B17 | 100 | 1424 | 0 | 49.11 | 49 | 2 | 0
2025 | MISO_MI_2_PJM_ROR | MISO_MI | PJM_ROR | Internal | Winter | B18 | 400 | 1424 | 0 | 45.56 | 44.96 | 2 | 0
2025 | MISO_MI_2_PJM_ROR | MISO_MI | PJM_ROR | Internal | Winter | B19 | 700 | 1424 | 0 | 44.25 | 43.33 | 2 | 0
2025 | MISO_MI_2_PJM_ROR | MISO_MI | PJM_ROR | Internal | Winter | B20 | 935 | 1424 | 0 | 37.66 | 35.66 | 2 | 0
2025 | MISO_MO-IL_2_ENT | MISO_MO-IL | ENT | Internal | Shoulder | B11 | 25 | 2540 | 0 | 60.34 | 63.17 | 8 | 0
2025 | MISO_MO-IL_2_ENT | MISO_MO-IL | ENT | Internal | Shoulder | B12 | 200 | 2540 | 0 | 48.74 | 44.8 | 8 | 0
2025 | MISO_MO-IL_2_ENT | MISO_MO-IL | ENT | Internal | Shoulder | B13 | 600 | 2540 | 0 | 42.94 | 44.8 | 8 | 0
2025 | MISO_MO-IL_2_ENT | MISO_MO-IL | ENT | Internal | Shoulder | B14 | 900 | 2540 | 0 | 42.26 | 44.8 | 8 | 0
2025 | MISO_MO-IL_2_ENT | MISO_MO-IL | ENT | Internal | Shoulder | B15 | 1203 | 2540 | 0 | 39.72 | 44.48 | 8 | 0
2025 | MISO_MO-IL_2_ENT | MISO_MO-IL | ENT | Internal | Summer | B1 | 10 | 2540 | 0 | 68.34 | 72.42 | 8 | 0
2025 | MISO_MO-IL_2_ENT | MISO_MO-IL | ENT | Internal | Summer | B2 | 25 | 2540 | 0 | 67.94 | 67.94 | 8 | 0
2025 | MISO_MO-IL_2_ENT | MISO_MO-IL | ENT | Internal | Summer | B3 | 75 | 2540 | 0 | 66.27 | 65.95 | 8 | 0
2025 | MISO_MO-IL_2_ENT | MISO_MO-IL | ENT | Internal | Summer | B4 | 100 | 2540 | 0 | 66.27 | 65.95 | 8 | 0
2025 | MISO_MO-IL_2_ENT | MISO_MO-IL | ENT | Internal | Summer | B5 | 200 | 2540 | 0 | 60.93 | 63.93 | 8 | 0
2025 | MISO_MO-IL_2_ENT | MISO_MO-IL | ENT | Internal | Summer | B6 | 300 | 2540 | 416.14 | 50.06 | 58.06 | 8 | 0
2025 | MISO_MO-IL_2_ENT | MISO_MO-IL | ENT | Internal | Summer | B7 | 400 | 2540 | 0 | 41.33 | 48.11 | 8 | 0
2025 | MISO_MO-IL_2_ENT | MISO_MO-IL | ENT | Internal | Summer | B8 | 500 | 2540 | 0 | 40.36 | 43.28 | 8 | 0
2025 | MISO_MO-IL_2_ENT | MISO_MO-IL | ENT | Internal | Summer | B9 | 800 | 2540 | 0 | 38.98 | 43.28 | 8 | 0
2025 | MISO_MO-IL_2_ENT | MISO_MO-IL | ENT | Internal | Summer | B10 | 1262 | 2540 | 0 | 36.22 | 42.97 | 8 | 0
2025 | MISO_MO-IL_2_ENT | MISO_MO-IL | ENT | Internal | Winter | B16 | 25 | 2540 | 0 | 52.58 | 57.58 | 8 | 0
2025 | MISO_MO-IL_2_ENT | MISO_MO-IL | ENT | Internal | Winter | B17 | 100 | 2540 | 0 | 48.89 | 47.79 | 8 | 0
2025 | MISO_MO-IL_2_ENT | MISO_MO-IL | ENT | Internal | Winter | B18 | 400 | 2540 | 0 | 45.56 | 47.79 | 8 | 0
2025 | MISO_MO-IL_2_ENT | MISO_MO-IL | ENT | Internal | Winter | B19 | 700 | 2540 | 0 | 44.23 | 47.44 | 8 | 0
2025 | MISO_MO-IL_2_ENT | MISO_MO-IL | ENT | Internal | Winter | B20 | 935 | 2540 | 2088.43 | 37.67 | 45.67 | 8 | 0
2025 | MISO_MO-IL_2_MISO_IN | MISO_MO-IL | MISO_IN | Internal | Shoulder | B11 | 25 | 2100 | 0 | 60.34 | 60.32 | 0.01 | 0
2025 | MISO_MO-IL_2_MISO_IN | MISO_MO-IL | MISO_IN | Internal | Shoulder | B12 | 200 | 2100 | 821.24 | 48.74 | 48.75 | 0.01 | 0
2025 | MISO_MO-IL_2_MISO_IN | MISO_MO-IL | MISO_IN | Internal | Shoulder | B13 | 600 | 2100 | 468.1 | 42.94 | 42.95 | 0.01 | 0
2025 | MISO_MO-IL_2_MISO_IN | MISO_MO-IL | MISO_IN | Internal | Shoulder | B14 | 900 | 2100 | 594.27 | 42.26 | 42.27 | 0.01 | 0
2025 | MISO_MO-IL_2_MISO_IN | MISO_MO-IL | MISO_IN | Internal | Shoulder | B15 | 1203 | 2100 | 1058.45 | 39.72 | 39.73 | 0.01 | 0
2025 | MISO_MO-IL_2_MISO_IN | MISO_MO-IL | MISO_IN | Internal | Summer | B1 | 10 | 2100 | 0 | 68.34 | 68.33 | 0.01 | 0
2025 | MISO_MO-IL_2_MISO_IN | MISO_MO-IL | MISO_IN | Internal | Summer | B2 | 25 | 2100 | 497.16 | 67.94 | 67.96 | 0.01 | 0
2025 | MISO_MO-IL_2_MISO_IN | MISO_MO-IL | MISO_IN | Internal | Summer | B3 | 75 | 2100 | 9.4 | 66.27 | 66.28 | 0.01 | 0
2025 | MISO_MO-IL_2_MISO_IN | MISO_MO-IL | MISO_IN | Internal | Summer | B4 | 100 | 2100 | 0 | 66.27 | 66.25 | 0.01 | 0
2025 | MISO_MO-IL_2_MISO_IN | MISO_MO-IL | MISO_IN | Internal | Summer | B5 | 200 | 2100 | 0 | 60.93 | 60.93 | 0.01 | 0
2025 | MISO_MO-IL_2_MISO_IN | MISO_MO-IL | MISO_IN | Internal | Summer | B6 | 300 | 2100 | 0 | 50.06 | 50.06 | 0.01 | 0
2025 | MISO_MO-IL_2_MISO_IN | MISO_MO-IL | MISO_IN | Internal | Summer | B7 | 400 | 2100 | 694.71 | 41.33 | 41.34 | 0.01 | 0
2025 | MISO_MO-IL_2_MISO_IN | MISO_MO-IL | MISO_IN | Internal | Summer | B8 | 500 | 2100 | 588.68 | 40.36 | 40.37 | 0.01 | 0
2025 | MISO_MO-IL_2_MISO_IN | MISO_MO-IL | MISO_IN | Internal | Summer | B9 | 800 | 2100 | 0 | 38.98 | 38.98 | 0.01 | 0
2025 | MISO_MO-IL_2_MISO_IN | MISO_MO-IL | MISO_IN | Internal | Summer | B10 | 1262 | 2100 | 1196.42 | 36.22 | 36.23 | 0.01 | 0
2025 | MISO_MO-IL_2_MISO_IN | MISO_MO-IL | MISO_IN | Internal | Winter | B16 | 25 | 2100 | 2100 | 52.58 | 52.6 | 0.01 | 0.01
2025 | MISO_MO-IL_2_MISO_IN | MISO_MO-IL | MISO_IN | Internal | Winter | B17 | 100 | 2100 | 2100 | 48.89 | 49.12 | 0.01 | 0.21
2025 | MISO_MO-IL_2_MISO_IN | MISO_MO-IL | MISO_IN | Internal | Winter | B18 | 400 | 2100 | 233.84 | 45.56 | 45.58 | 0.01 | 0
2025 | MISO_MO-IL_2_MISO_IN | MISO_MO-IL | MISO_IN | Internal | Winter | B19 | 700 | 2100 | 193.39 | 44.23 | 44.24 | 0.01 | 0
2025 | MISO_MO-IL_2_MISO_IN | MISO_MO-IL | MISO_IN | Internal | Winter | B20 | 935 | 2100 | 0 | 37.67 | 37.66 | 0.01 | 0
2025 | MISO_MO-IL_2_MISO_W | MISO_MO-IL | MISO_W | Internal | Shoulder | B11 | 25 | 960 | 0 | 60.34 | 60.32 | 0.01 | 0
2025 | MISO_MO-IL_2_MISO_W | MISO_MO-IL | MISO_W | Internal | Shoulder | B12 | 200 | 960 | 0 | 48.74 | 48.72 | 0.01 | 0
2025 | MISO_MO-IL_2_MISO_W | MISO_MO-IL | MISO_W | Internal | Shoulder | B13 | 600 | 960 | 0 | 42.94 | 42.92 | 0.01 | 0
2025 | MISO_MO-IL_2_MISO_W | MISO_MO-IL | MISO_W | Internal | Shoulder | B14 | 900 | 960 | 545.32 | 42.26 | 42.27 | 0.01 | 0
2025 | MISO_MO-IL_2_MISO_W | MISO_MO-IL | MISO_W | Internal | Shoulder | B15 | 1203 | 960 | 0 | 39.72 | 39.72 | 0.01 | 0
2025 | MISO_MO-IL_2_MISO_W | MISO_MO-IL | MISO_W | Internal | Summer | B1 | 10 | 960 | 0 | 68.34 | 68.33 | 0.01 | 0
2025 | MISO_MO-IL_2_MISO_W | MISO_MO-IL | MISO_W | Internal | Summer | B2 | 25 | 960 | 0 | 67.94 | 67.93 | 0.01 | 0
2025 | MISO_MO-IL_2_MISO_W | MISO_MO-IL | MISO_W | Internal | Summer | B3 | 75 | 960 | 960 | 66.27 | 67.48 | 0.01 | 1.2
2025 | MISO_MO-IL_2_MISO_W | MISO_MO-IL | MISO_W | Internal | Summer | B4 | 100 | 960 | 323.81 | 66.27 | 66.28 | 0.01 | 0
2025 | MISO_MO-IL_2_MISO_W | MISO_MO-IL | MISO_W | Internal | Summer | B5 | 200 | 960 | 91.58 | 60.93 | 60.94 | 0.01 | 0
2025 | MISO_MO-IL_2_MISO_W | MISO_MO-IL | MISO_W | Internal | Summer | B6 | 300 | 960 | 314.06 | 50.06 | 50.07 | 0.01 | 0
2025 | MISO_MO-IL_2_MISO_W | MISO_MO-IL | MISO_W | Internal | Summer | B7 | 400 | 960 | 0 | 41.33 | 41.31 | 0.01 | 0
2025 | MISO_MO-IL_2_MISO_W | MISO_MO-IL | MISO_W | Internal | Summer | B8 | 500 | 960 | 0 | 40.36 | 40.36 | 0.01 | 0
2025 | MISO_MO-IL_2_MISO_W | MISO_MO-IL | MISO_W | Internal | Summer | B9 | 800 | 960 | 102.62 | 38.98 | 38.99 | 0.01 | 0
2025 | MISO_MO-IL_2_MISO_W | MISO_MO-IL | MISO_W | Internal | Summer | B10 | 1262 | 960 | 0 | 36.22 | 36.21 | 0.01 | 0
2025 | MISO_MO-IL_2_MISO_W | MISO_MO-IL | MISO_W | Internal | Winter | B16 | 25 | 960 | 0 | 52.58 | 52.56 | 0.01 | 0
2025 | MISO_MO-IL_2_MISO_W | MISO_MO-IL | MISO_W | Internal | Winter | B17 | 100 | 960 | 0 | 48.89 | 48.88 | 0.01 | 0
2025 | MISO_MO-IL_2_MISO_W | MISO_MO-IL | MISO_W | Internal | Winter | B18 | 400 | 960 | 0 | 45.56 | 45.56 | 0.01 | 0
2025 | MISO_MO-IL_2_MISO_W | MISO_MO-IL | MISO_W | Internal | Winter | B19 | 700 | 960 | 960 | 44.23 | 44.25 | 0.01 | 0.01
2025 | MISO_MO-IL_2_MISO_W | MISO_MO-IL | MISO_W | Internal | Winter | B20 | 935 | 960 | 0 | 37.67 | 37.66 | 0.01 | 0
2025 | MISO_MO-IL_2_PJM_ROR | MISO_MO-IL | PJM_ROR | Internal | Shoulder | B11 | 25 | 1212 | 0 | 60.34 | 53.32 | 2 | 0
2025 | MISO_MO-IL_2_PJM_ROR | MISO_MO-IL | PJM_ROR | Internal | Shoulder | B12 | 200 | 1212 | 0 | 48.74 | 46.75 | 2 | 0
2025 | MISO_MO-IL_2_PJM_ROR | MISO_MO-IL | PJM_ROR | Internal | Shoulder | B13 | 600 | 1212 | 0 | 42.94 | 42.08 | 2 | 0
2025 | MISO_MO-IL_2_PJM_ROR | MISO_MO-IL | PJM_ROR | Internal | Shoulder | B14 | 900 | 1212 | 0 | 42.26 | 41.37 | 2 | 0
2025 | MISO_MO-IL_2_PJM_ROR | MISO_MO-IL | PJM_ROR | Internal | Shoulder | B15 | 1203 | 1212 | 0 | 39.72 | 38.15 | 2 | 0
2025 | MISO_MO-IL_2_PJM_ROR | MISO_MO-IL | PJM_ROR | Internal | Summer | B1 | 10 | 1212 | 0 | 68.34 | 66.34 | 2 | 0
2025 | MISO_MO-IL_2_PJM_ROR | MISO_MO-IL | PJM_ROR | Internal | Summer | B2 | 25 | 1212 | 0 | 67.94 | 65.94 | 2 | 0
2025 | MISO_MO-IL_2_PJM_ROR | MISO_MO-IL | PJM_ROR | Internal | Summer | B3 | 75 | 1212 | 0 | 66.27 | 65.45 | 2 | 0
2025 | MISO_MO-IL_2_PJM_ROR | MISO_MO-IL | PJM_ROR | Internal | Summer | B4 | 100 | 1212 | 0 | 66.27 | 64.28 | 2 | 0
2025 | MISO_MO-IL_2_PJM_ROR | MISO_MO-IL | PJM_ROR | Internal | Summer | B5 | 200 | 1212 | 0 | 60.93 | 58.93 | 2 | 0
2025 | MISO_MO-IL_2_PJM_ROR | MISO_MO-IL | PJM_ROR | Internal | Summer | B6 | 300 | 1212 | 0 | 50.06 | 48.06 | 2 | 0
2025 | MISO_MO-IL_2_PJM_ROR | MISO_MO-IL | PJM_ROR | Internal | Summer | B7 | 400 | 1212 | 0 | 41.33 | 42.2 | 2 | 0
2025 | MISO_MO-IL_2_PJM_ROR | MISO_MO-IL | PJM_ROR | Internal | Summer | B8 | 500 | 1212 | 0 | 40.36 | 39.56 | 2 | 0
2025 | MISO_MO-IL_2_PJM_ROR | MISO_MO-IL | PJM_ROR | Internal | Summer | B9 | 800 | 1212 | 0 | 38.98 | 36.99 | 2 | 0
2025 | MISO_MO-IL_2_PJM_ROR | MISO_MO-IL | PJM_ROR | Internal | Summer | B10 | 1262 | 1212 | 0 | 36.22 | 34.24 | 2 | 0
2025 | MISO_MO-IL_2_PJM_ROR | MISO_MO-IL | PJM_ROR | Internal | Winter | B16 | 25 | 1212 | 0 | 52.58 | 50.58 | 2 | 0
2025 | MISO_MO-IL_2_PJM_ROR | MISO_MO-IL | PJM_ROR | Internal | Winter | B17 | 100 | 1212 | 0 | 48.89 | 49 | 2 | 0
2025 | MISO_MO-IL_2_PJM_ROR | MISO_MO-IL | PJM_ROR | Internal | Winter | B18 | 400 | 1212 | 0 | 45.56 | 44.96 | 2 | 0
2025 | MISO_MO-IL_2_PJM_ROR | MISO_MO-IL | PJM_ROR | Internal | Winter | B19 | 700 | 1212 | 0 | 44.23 | 43.33 | 2 | 0
2025 | MISO_MO-IL_2_PJM_ROR | MISO_MO-IL | PJM_ROR | Internal | Winter | B20 | 935 | 1212 | 0 | 37.67 | 35.66 | 2 | 0
2025 | MISO_MO-IL_2_SPP_N | MISO_MO-IL | SPP_N | Internal | Shoulder | B11 | 25 | 2000 | 0 | 60.34 | 67.32 | 8 | 0
2025 | MISO_MO-IL_2_SPP_N | MISO_MO-IL | SPP_N | Internal | Shoulder | B12 | 200 | 2000 | 0 | 48.74 | 44.49 | 8 | 0
2025 | MISO_MO-IL_2_SPP_N | MISO_MO-IL | SPP_N | Internal | Shoulder | B13 | 600 | 2000 | 0 | 42.94 | 42.94 | 8 | 0
2025 | MISO_MO-IL_2_SPP_N | MISO_MO-IL | SPP_N | Internal | Shoulder | B14 | 900 | 2000 | 0 | 42.26 | 42.82 | 8 | 0
2025 | MISO_MO-IL_2_SPP_N | MISO_MO-IL | SPP_N | Internal | Shoulder | B15 | 1203 | 2000 | 0 | 39.72 | 39.48 | 8 | 0
2025 | MISO_MO-IL_2_SPP_N | MISO_MO-IL | SPP_N | Internal | Summer | B1 | 10 | 2000 | 0 | 68.34 | 70.77 | 8 | 0
2025 | MISO_MO-IL_2_SPP_N | MISO_MO-IL | SPP_N | Internal | Summer | B2 | 25 | 2000 | 0 | 67.94 | 70.77 | 8 | 0
2025 | MISO_MO-IL_2_SPP_N | MISO_MO-IL | SPP_N | Internal | Summer | B3 | 75 | 2000 | 0 | 66.27 | 70.77 | 8 | 0
2025 | MISO_MO-IL_2_SPP_N | MISO_MO-IL | SPP_N | Internal | Summer | B4 | 100 | 2000 | 0 | 66.27 | 69.64 | 8 | 0
2025 | MISO_MO-IL_2_SPP_N | MISO_MO-IL | SPP_N | Internal | Summer | B5 | 200 | 2000 | 0 | 60.93 | 67.46 | 8 | 0
2025 | MISO_MO-IL_2_SPP_N | MISO_MO-IL | SPP_N | Internal | Summer | B6 | 300 | 2000 | 0 | 50.06 | 57.07 | 8 | 0
2025 | MISO_MO-IL_2_SPP_N | MISO_MO-IL | SPP_N | Internal | Summer | B7 | 400 | 2000 | 0 | 41.33 | 48.31 | 8 | 0
2025 | MISO_MO-IL_2_SPP_N | MISO_MO-IL | SPP_N | Internal | Summer | B8 | 500 | 2000 | 0 | 40.36 | 42.81 | 8 | 0
2025 | MISO_MO-IL_2_SPP_N | MISO_MO-IL | SPP_N | Internal | Summer | B9 | 800 | 2000 | 0 | 38.98 | 41.36 | 8 | 0
2025 | MISO_MO-IL_2_SPP_N | MISO_MO-IL | SPP_N | Internal | Summer | B10 | 1262 | 2000 | 0 | 36.22 | 38.73 | 8 | 0
2025 | MISO_MO-IL_2_SPP_N | MISO_MO-IL | SPP_N | Internal | Winter | B16 | 25 | 2000 | 0 | 52.58 | 52.58 | 8 | 0
2025 | MISO_MO-IL_2_SPP_N | MISO_MO-IL | SPP_N | Internal | Winter | B17 | 100 | 2000 | 0 | 48.89 | 45.86 | 8 | 0
2025 | MISO_MO-IL_2_SPP_N | MISO_MO-IL | SPP_N | Internal | Winter | B18 | 400 | 2000 | 0 | 45.56 | 44 | 8 | 0
2025 | MISO_MO-IL_2_SPP_N | MISO_MO-IL | SPP_N | Internal | Winter | B19 | 700 | 2000 | 0 | 44.23 | 42.44 | 8 | 0
2025 | MISO_MO-IL_2_SPP_N | MISO_MO-IL | SPP_N | Internal | Winter | B20 | 935 | 2000 | 0 | 37.67 | 39.64 | 8 | 0
2025 | MISO_MO-IL_2_TVA_Transmission | MISO_MO-IL | TVA_Transmission | Internal | Shoulder | B11 | 25 | 4000 | 0 | 60.34 | 59.32 | 8 | 0
2025 | MISO_MO-IL_2_TVA_Transmission | MISO_MO-IL | TVA_Transmission | Internal | Shoulder | B12 | 200 | 4000 | 0 | 48.74 | 49.65 | 8 | 0
2025 | MISO_MO-IL_2_TVA_Transmission | MISO_MO-IL | TVA_Transmission | Internal | Shoulder | B13 | 600 | 4000 | 0 | 42.94 | 45.63 | 8 | 0
2025 | MISO_MO-IL_2_TVA_Transmission | MISO_MO-IL | TVA_Transmission | Internal | Shoulder | B14 | 900 | 4000 | 0 | 42.26 | 44.57 | 8 | 0
2025 | MISO_MO-IL_2_TVA_Transmission | MISO_MO-IL | TVA_Transmission | Internal | Shoulder | B15 | 1203 | 4000 | 0 | 39.72 | 42.99 | 8 | 0
2025 | MISO_MO-IL_2_TVA_Transmission | MISO_MO-IL | TVA_Transmission | Internal | Summer | B1 | 10 | 4000 | 1570.92 | 68.34 | 76.34 | 8 | 0
2025 | MISO_MO-IL_2_TVA_Transmission | MISO_MO-IL | TVA_Transmission | Internal | Summer | B2 | 25 | 4000 | 839.26 | 67.94 | 75.94 | 8 | 0
2025 | MISO_MO-IL_2_TVA_Transmission | MISO_MO-IL | TVA_Transmission | Internal | Summer | B3 | 75 | 4000 | 0 | 66.27 | 71.45 | 8 | 0
2025 | MISO_MO-IL_2_TVA_Transmission | MISO_MO-IL | TVA_Transmission | Internal | Summer | B4 | 100 | 4000 | 0 | 66.27 | 70.28 | 8 | 0
2025 | MISO_MO-IL_2_TVA_Transmission | MISO_MO-IL | TVA_Transmission | Internal | Summer | B5 | 200 | 4000 | 0 | 60.93 | 64.03 | 8 | 0
2025 | MISO_MO-IL_2_TVA_Transmission | MISO_MO-IL | TVA_Transmission | Internal | Summer | B6 | 300 | 4000 | 0 | 50.06 | 53.1 | 8 | 0
2025 | MISO_MO-IL_2_TVA_Transmission | MISO_MO-IL | TVA_Transmission | Internal | Summer | B7 | 400 | 4000 | 0 | 41.33 | 47.62 | 8 | 0
2025 | MISO_MO-IL_2_TVA_Transmission | MISO_MO-IL | TVA_Transmission | Internal | Summer | B8 | 500 | 4000 | 0 | 40.36 | 44.23 | 8 | 0
2025 | MISO_MO-IL_2_TVA_Transmission | MISO_MO-IL | TVA_Transmission | Internal | Summer | B9 | 800 | 4000 | 0 | 38.98 | 41.34 | 8 | 0
2025 | MISO_MO-IL_2_TVA_Transmission | MISO_MO-IL | TVA_Transmission | Internal | Summer | B10 | 1262 | 4000 | 0 | 36.22 | 38.54 | 8 | 0
2025 | MISO_MO-IL_2_TVA_Transmission | MISO_MO-IL | TVA_Transmission | Internal | Winter | B16 | 25 | 4000 | 0 | 52.58 | 56.58 | 8 | 0
2025 | MISO_MO-IL_2_TVA_Transmission | MISO_MO-IL | TVA_Transmission | Internal | Winter | B17 | 100 | 4000 | 0 | 48.89 | 51.66 | 8 | 0
2025 | MISO_MO-IL_2_TVA_Transmission | MISO_MO-IL | TVA_Transmission | Internal | Winter | B18 | 400 | 4000 | 0 | 45.56 | 48.04 | 8 | 0
2025 | MISO_MO-IL_2_TVA_Transmission | MISO_MO-IL | TVA_Transmission | Internal | Winter | B19 | 700 | 4000 | 0 | 44.23 | 45.59 | 8 | 0
2025 | MISO_MO-IL_2_TVA_Transmission | MISO_MO-IL | TVA_Transmission | Internal | Winter | B20 | 935 | 4000 | 0 | 37.67 | 41.66 | 8 | 0
2025 | MISO_W_2_IESO | MISO_W | IESO | Internal | Shoulder | B11 | 25 | 90 | 0 | 60.32 | 34.89 | 8 | 0
2025 | MISO_W_2_IESO | MISO_W | IESO | Internal | Shoulder | B12 | 200 | 90 | 0 | 48.72 | 34.86 | 8 | 0
2025 | MISO_W_2_IESO | MISO_W | IESO | Internal | Shoulder | B13 | 600 | 90 | 0 | 42.92 | 34.7 | 8 | 0
2025 | MISO_W_2_IESO | MISO_W | IESO | Internal | Shoulder | B14 | 900 | 90 | 0 | 42.27 | 34.7 | 8 | 0
2025 | MISO_W_2_IESO | MISO_W | IESO | Internal | Shoulder | B15 | 1203 | 90 | 0 | 39.72 | 34.7 | 8 | 0
2025 | MISO_W_2_IESO | MISO_W | IESO | Internal | Summer | B1 | 10 | 90 | 0 | 68.33 | 60.94 | 8 | 0
2025 | MISO_W_2_IESO | MISO_W | IESO | Internal | Summer | B2 | 25 | 90 | 0 | 67.93 | 60.94 | 8 | 0
2025 | MISO_W_2_IESO | MISO_W | IESO | Internal | Summer | B3 | 75 | 90 | 0 | 67.48 | 47.38 | 8 | 0
2025 | MISO_W_2_IESO | MISO_W | IESO | Internal | Summer | B4 | 100 | 90 | 0 | 66.28 | 45.05 | 8 | 0
2025 | MISO_W_2_IESO | MISO_W | IESO | Internal | Summer | B5 | 200 | 90 | 0 | 60.94 | 42.84 | 8 | 0
2025 | MISO_W_2_IESO | MISO_W | IESO | Internal | Summer | B6 | 300 | 90 | 0 | 50.07 | 40.98 | 8 | 0
2025 | MISO_W_2_IESO | MISO_W | IESO | Internal | Summer | B7 | 400 | 90 | 0 | 41.31 | 34.35 | 8 | 0
2025 | MISO_W_2_IESO | MISO_W | IESO | Internal | Summer | B8 | 500 | 90 | 0 | 40.36 | 33.38 | 8 | 0
2025 | MISO_W_2_IESO | MISO_W | IESO | Internal | Summer | B9 | 800 | 90 | 0 | 38.99 | 32.01 | 8 | 0
2025 | MISO_W_2_IESO | MISO_W | IESO | Internal | Summer | B10 | 1262 | 90 | 0 | 36.21 | 32.01 | 8 | 0
2025 | MISO_W_2_IESO | MISO_W | IESO | Internal | Winter | B16 | 25 | 90 | 0 | 52.56 | 42.49 | 8 | 0
2025 | MISO_W_2_IESO | MISO_W | IESO | Internal | Winter | B17 | 100 | 90 | 0 | 48.88 | 41.54 | 8 | 0
2025 | MISO_W_2_IESO | MISO_W | IESO | Internal | Winter | B18 | 400 | 90 | 0 | 45.56 | 38.56 | 8 | 0
2025 | MISO_W_2_IESO | MISO_W | IESO | Internal | Winter | B19 | 700 | 90 | 0 | 44.25 | 37.25 | 8 | 0
2025 | MISO_W_2_IESO | MISO_W | IESO | Internal | Winter | B20 | 935 | 90 | 0 | 37.66 | 37.25 | 8 | 0
2025 | MISO_W_2_MAPP_CA | MISO_W | MAPP_CA | Internal | Shoulder | B11 | 25 | 718 | 0 | 60.32 | 53.31 | 0.01 | 0
2025 | MISO_W_2_MAPP_CA | MISO_W | MAPP_CA | Internal | Shoulder | B12 | 200 | 718 | 0 | 48.72 | 48.71 | 0.01 | 0
2025 | MISO_W_2_MAPP_CA | MISO_W | MAPP_CA | Internal | Shoulder | B13 | 600 | 718 | 0 | 42.92 | 42.91 | 0.01 | 0
2025 | MISO_W_2_MAPP_CA | MISO_W | MAPP_CA | Internal | Shoulder | B14 | 900 | 718 | 446.19 | 42.27 | 42.28 | 0.01 | 0
2025 | MISO_W_2_MAPP_CA | MISO_W | MAPP_CA | Internal | Shoulder | B15 | 1203 | 718 | 718 | 39.72 | 42.28 | 0.01 | 2.54
2025 | MISO_W_2_MAPP_CA | MISO_W | MAPP_CA | Internal | Summer | B1 | 10 | 718 | 0 | 68.33 | 67.94 | 0.01 | 0
2025 | MISO_W_2_MAPP_CA | MISO_W | MAPP_CA | Internal | Summer | B2 | 25 | 718 | 0 | 67.93 | 67.92 | 0.01 | 0
2025 | MISO_W_2_MAPP_CA | MISO_W | MAPP_CA | Internal | Summer | B3 | 75 | 718 | 0 | 67.48 | 56.75 | 0.01 | 0
2025 | MISO_W_2_MAPP_CA | MISO_W | MAPP_CA | Internal | Summer | B4 | 100 | 718 | 0 | 66.28 | 55.63 | 0.01 | 0
2025 | MISO_W_2_MAPP_CA | MISO_W | MAPP_CA | Internal | Summer | B5 | 200 | 718 | 0 | 60.94 | 53.45 | 0.01 | 0
2025 | MISO_W_2_MAPP_CA | MISO_W | MAPP_CA | Internal | Summer | B6 | 300 | 718 | 0 | 50.07 | 47.98 | 0.01 | 0
2025 | MISO_W_2_MAPP_CA | MISO_W | MAPP_CA | Internal | Summer | B7 | 400 | 718 | 0 | 41.31 | 41.3 | 0.01 | 0
2025 | MISO_W_2_MAPP_CA | MISO_W | MAPP_CA | Internal | Summer | B8 | 500 | 718 | 0 | 40.36 | 40.34 | 0.01 | 0
2025 | MISO_W_2_MAPP_CA | MISO_W | MAPP_CA | Internal | Summer | B9 | 800 | 718 | 639.16 | 38.99 | 39.01 | 0.01 | 0
2025 | MISO_W_2_MAPP_CA | MISO_W | MAPP_CA | Internal | Summer | B10 | 1262 | 718 | 718 | 36.21 | 39.01 | 0.01 | 2.79
2025 | MISO_W_2_MAPP_CA | MISO_W | MAPP_CA | Internal | Winter | B16 | 25 | 718 | 0 | 52.56 | 52.55 | 0.01 | 0
2025 | MISO_W_2_MAPP_CA | MISO_W | MAPP_CA | Internal | Winter | B17 | 100 | 718 | 0 | 48.88 | 48.87 | 0.01 | 0
2025 | MISO_W_2_MAPP_CA | MISO_W | MAPP_CA | Internal | Winter | B18 | 400 | 718 | 151.89 | 45.56 | 45.58 | 0.01 | 0
2025 | MISO_W_2_MAPP_CA | MISO_W | MAPP_CA | Internal | Winter | B19 | 700 | 718 | 718 | 44.25 | 45.58 | 0.01 | 1.31
2025 | MISO_W_2_MAPP_CA | MISO_W | MAPP_CA | Internal | Winter | B20 | 935 | 718 | 718 | 37.66 | 45.58 | 0.01 | 7.9
2025 | MISO_W_2_MISO_MO-IL | MISO_W | MISO_MO-IL | Internal | Shoulder | B11 | 25 | 3800 | 989.01 | 60.32 | 60.34 | 0.01 | 0
2025 | MISO_W_2_MISO_MO-IL | MISO_W | MISO_MO-IL | Internal | Shoulder | B12 | 200 | 3800 | 1055.92 | 48.72 | 48.74 | 0.01 | 0
2025 | MISO_W_2_MISO_MO-IL | MISO_W | MISO_MO-IL | Internal | Shoulder | B13 | 600 | 3800 | 90.23 | 42.92 | 42.94 | 0.01 | 0
2025 | MISO_W_2_MISO_MO-IL | MISO_W | MISO_MO-IL | Internal | Shoulder | B14 | 900 | 3800 | 0 | 42.27 | 42.26 | 0.01 | 0
2025 | MISO_W_2_MISO_MO-IL | MISO_W | MISO_MO-IL | Internal | Shoulder | B15 | 1203 | 3800 | 0 | 39.72 | 39.72 | 0.01 | 0
2025 | MISO_W_2_MISO_MO-IL | MISO_W | MISO_MO-IL | Internal | Summer | B1 | 10 | 3800 | 206.33 | 68.33 | 68.34 | 0.01 | 0
2025 | MISO_W_2_MISO_MO-IL | MISO_W | MISO_MO-IL | Internal | Summer | B2 | 25 | 3800 | 296.1 | 67.93 | 67.94 | 0.01 | 0
2025 | MISO_W_2_MISO_MO-IL | MISO_W | MISO_MO-IL | Internal | Summer | B3 | 75 | 3800 | 0 | 67.48 | 66.27 | 0.01 | 0
2025 | MISO_W_2_MISO_MO-IL | MISO_W | MISO_MO-IL | Internal | Summer | B4 | 100 | 3800 | 0 | 66.28 | 66.27 | 0.01 | 0
2025 | MISO_W_2_MISO_MO-IL | MISO_W | MISO_MO-IL | Internal | Summer | B5 | 200 | 3800 | 0 | 60.94 | 60.93 | 0.01 | 0
2025 | MISO_W_2_MISO_MO-IL | MISO_W | MISO_MO-IL | Internal | Summer | B6 | 300 | 3800 | 0 | 50.07 | 50.06 | 0.01 | 0
2025 | MISO_W_2_MISO_MO-IL | MISO_W | MISO_MO-IL | Internal | Summer | B7 | 400 | 3800 | 202.87 | 41.31 | 41.33 | 0.01 | 0
2025 | MISO_W_2_MISO_MO-IL | MISO_W | MISO_MO-IL | Internal | Summer | B8 | 500 | 3800 | 0 | 40.36 | 40.36 | 0.01 | 0
2025 | MISO_W_2_MISO_MO-IL | MISO_W | MISO_MO-IL | Internal | Summer | B9 | 800 | 3800 | 0 | 38.99 | 38.98 | 0.01 | 0
2025 | MISO_W_2_MISO_MO-IL | MISO_W | MISO_MO-IL | Internal | Summer | B10 | 1262 | 3800 | 744.1 | 36.21 | 36.22 | 0.01 | 0
2025 | MISO_W_2_MISO_MO-IL | MISO_W | MISO_MO-IL | Internal | Winter | B16 | 25 | 3800 | 3068.25 | 52.56 | 52.58 | 0.01 | 0
2025 | MISO_W_2_MISO_MO-IL | MISO_W | MISO_MO-IL | Internal | Winter | B17 | 100 | 3800 | 2471.54 | 48.88 | 48.89 | 0.01 | 0
2025 | MISO_W_2_MISO_MO-IL | MISO_W | MISO_MO-IL | Internal | Winter | B18 | 400 | 3800 | 0 | 45.56 | 45.56 | 0.01 | 0
2025 | MISO_W_2_MISO_MO-IL | MISO_W | MISO_MO-IL | Internal | Winter | B19 | 700 | 3800 | 0 | 44.25 | 44.23 | 0.01 | 0
2025 | MISO_W_2_MISO_MO-IL | MISO_W | MISO_MO-IL | Internal | Winter | B20 | 935 | 3800 | 1664.84 | 37.66 | 37.67 | 0.01 | 0
2025 | MISO_W_2_MISO_WUMS | MISO_W | MISO_WUMS | Internal | Shoulder | B11 | 25 | 1629 | 0 | 60.32 | 55.38 | 0.01 | 0
2025 | MISO_W_2_MISO_WUMS | MISO_W | MISO_WUMS | Internal | Shoulder | B12 | 200 | 1629 | 540.79 | 48.72 | 48.74 | 0.01 | 0
2025 | MISO_W_2_MISO_WUMS | MISO_W | MISO_WUMS | Internal | Shoulder | B13 | 600 | 1629 | 1149.18 | 42.92 | 42.94 | 0.01 | 0
2025 | MISO_W_2_MISO_WUMS | MISO_W | MISO_WUMS | Internal | Shoulder | B14 | 900 | 1629 | 0 | 42.27 | 42.27 | 0.01 | 0
2025 | MISO_W_2_MISO_WUMS | MISO_W | MISO_WUMS | Internal | Shoulder | B15 | 1203 | 1629 | 0 | 39.72 | 39.73 | 0.01 | 0
2025 | MISO_W_2_MISO_WUMS | MISO_W | MISO_WUMS | Internal | Summer | B1 | 10 | 1629 | 0 | 68.33 | 63.83 | 0.01 | 0
2025 | MISO_W_2_MISO_WUMS | MISO_W | MISO_WUMS | Internal | Summer | B2 | 25 | 1629 | 0 | 67.93 | 63.83 | 0.01 | 0
2025 | MISO_W_2_MISO_WUMS | MISO_W | MISO_WUMS | Internal | Summer | B3 | 75 | 1629 | 0 | 67.48 | 63.83 | 0.01 | 0
2025 | MISO_W_2_MISO_WUMS | MISO_W | MISO_WUMS | Internal | Summer | B4 | 100 | 1629 | 0 | 66.28 | 63.83 | 0.01 | 0
2025 | MISO_W_2_MISO_WUMS | MISO_W | MISO_WUMS | Internal | Summer | B5 | 200 | 1629 | 0 | 60.94 | 60.93 | 0.01 | 0
2025 | MISO_W_2_MISO_WUMS | MISO_W | MISO_WUMS | Internal | Summer | B6 | 300 | 1629 | 0 | 50.07 | 50.06 | 0.01 | 0
2025 | MISO_W_2_MISO_WUMS | MISO_W | MISO_WUMS | Internal | Summer | B7 | 400 | 1629 | 193 | 41.31 | 41.33 | 0.01 | 0
2025 | MISO_W_2_MISO_WUMS | MISO_W | MISO_WUMS | Internal | Summer | B8 | 500 | 1629 | 337.24 | 40.36 | 40.37 | 0.01 | 0
2025 | MISO_W_2_MISO_WUMS | MISO_W | MISO_WUMS | Internal | Summer | B9 | 800 | 1629 | 0 | 38.99 | 38.98 | 0.01 | 0
2025 | MISO_W_2_MISO_WUMS | MISO_W | MISO_WUMS | Internal | Summer | B10 | 1262 | 1629 | 1629 | 36.21 | 36.23 | 0.01 | 0.01
2025 | MISO_W_2_MISO_WUMS | MISO_W | MISO_WUMS | Internal | Winter | B16 | 25 | 1629 | 150.75 | 52.56 | 52.58 | 0.01 | 0
2025 | MISO_W_2_MISO_WUMS | MISO_W | MISO_WUMS | Internal | Winter | B17 | 100 | 1629 | 726.09 | 48.88 | 48.89 | 0.01 | 0
2025 | MISO_W_2_MISO_WUMS | MISO_W | MISO_WUMS | Internal | Winter | B18 | 400 | 1629 | 0 | 45.56 | 45.55 | 0.01 | 0
2025 | MISO_W_2_MISO_WUMS | MISO_W | MISO_WUMS | Internal | Winter | B19 | 700 | 1629 | 0 | 44.25 | 44.24 | 0.01 | 0
2025 | MISO_W_2_MISO_WUMS | MISO_W | MISO_WUMS | Internal | Winter | B20 | 935 | 1629 | 0 | 37.66 | 37.66 | 0.01 | 0
2025 | MISO_W_2_PJM_ROR | MISO_W | PJM_ROR | Internal | Shoulder | B11 | 25 | 773 | 0 | 60.32 | 53.32 | 2 | 0
2025 | MISO_W_2_PJM_ROR | MISO_W | PJM_ROR | Internal | Shoulder | B12 | 200 | 773 | 0 | 48.72 | 46.75 | 2 | 0
2025 | MISO_W_2_PJM_ROR | MISO_W | PJM_ROR | Internal | Shoulder | B13 | 600 | 773 | 0 | 42.92 | 42.08 | 2 | 0
2025 | MISO_W_2_PJM_ROR | MISO_W | PJM_ROR | Internal | Shoulder | B14 | 900 | 773 | 0 | 42.27 | 41.37 | 2 | 0
2025 | MISO_W_2_PJM_ROR | MISO_W | PJM_ROR | Internal | Shoulder | B15 | 1203 | 773 | 0 | 39.72 | 38.15 | 2 | 0
2025 | MISO_W_2_PJM_ROR | MISO_W | PJM_ROR | Internal | Summer | B1 | 10 | 773 | 0 | 68.33 | 66.34 | 2 | 0
2025 | MISO_W_2_PJM_ROR | MISO_W | PJM_ROR | Internal | Summer | B2 | 25 | 773 | 0 | 67.93 | 65.94 | 2 | 0
2025 | MISO_W_2_PJM_ROR | MISO_W | PJM_ROR | Internal | Summer | B3 | 75 | 773 | 0 | 67.48 | 65.45 | 2 | 0
2025 | MISO_W_2_PJM_ROR | MISO_W | PJM_ROR | Internal | Summer | B4 | 100 | 773 | 0 | 66.28 | 64.28 | 2 | 0
2025 | MISO_W_2_PJM_ROR | MISO_W | PJM_ROR | Internal | Summer | B5 | 200 | 773 | 0 | 60.94 | 58.93 | 2 | 0
2025 | MISO_W_2_PJM_ROR | MISO_W | PJM_ROR | Internal | Summer | B6 | 300 | 773 | 0 | 50.07 | 48.06 | 2 | 0
2025 | MISO_W_2_PJM_ROR | MISO_W | PJM_ROR | Internal | Summer | B7 | 400 | 773 | 0 | 41.31 | 42.2 | 2 | 0
2025 | MISO_W_2_PJM_ROR | MISO_W | PJM_ROR | Internal | Summer | B8 | 500 | 773 | 0 | 40.36 | 39.56 | 2 | 0
2025 | MISO_W_2_PJM_ROR | MISO_W | PJM_ROR | Internal | Summer | B9 | 800 | 773 | 0 | 38.99 | 36.99 | 2 | 0
2025 | MISO_W_2_PJM_ROR | MISO_W | PJM_ROR | Internal | Summer | B10 | 1262 | 773 | 0 | 36.21 | 34.24 | 2 | 0
2025 | MISO_W_2_PJM_ROR | MISO_W | PJM_ROR | Internal | Winter | B16 | 25 | 773 | 0 | 52.56 | 50.58 | 2 | 0
2025 | MISO_W_2_PJM_ROR | MISO_W | PJM_ROR | Internal | Winter | B17 | 100 | 773 | 0 | 48.88 | 49 | 2 | 0
2025 | MISO_W_2_PJM_ROR | MISO_W | PJM_ROR | Internal | Winter | B18 | 400 | 773 | 0 | 45.56 | 44.96 | 2 | 0
2025 | MISO_W_2_PJM_ROR | MISO_W | PJM_ROR | Internal | Winter | B19 | 700 | 773 | 0 | 44.25 | 43.33 | 2 | 0
2025 | MISO_W_2_PJM_ROR | MISO_W | PJM_ROR | Internal | Winter | B20 | 935 | 773 | 0 | 37.66 | 35.66 | 2 | 0
2025 | MISO_W_2_SPP_N | MISO_W | SPP_N | Internal | Shoulder | B11 | 25 | 3200 | 236.98 | 60.32 | 67.32 | 7 | 0
2025 | MISO_W_2_SPP_N | MISO_W | SPP_N | Internal | Shoulder | B12 | 200 | 3200 | 0 | 48.72 | 44.49 | 7 | 0
2025 | MISO_W_2_SPP_N | MISO_W | SPP_N | Internal | Shoulder | B13 | 600 | 3200 | 0 | 42.92 | 42.94 | 7 | 0
2025 | MISO_W_2_SPP_N | MISO_W | SPP_N | Internal | Shoulder | B14 | 900 | 3200 | 0 | 42.27 | 42.82 | 7 | 0
2025 | MISO_W_2_SPP_N | MISO_W | SPP_N | Internal | Shoulder | B15 | 1203 | 3200 | 0 | 39.72 | 39.48 | 7 | 0
2025 | MISO_W_2_SPP_N | MISO_W | SPP_N | Internal | Summer | B1 | 10 | 3200 | 0 | 68.33 | 70.77 | 7 | 0
2025 | MISO_W_2_SPP_N | MISO_W | SPP_N | Internal | Summer | B2 | 25 | 3200 | 0 | 67.93 | 70.77 | 7 | 0
2025 | MISO_W_2_SPP_N | MISO_W | SPP_N | Internal | Summer | B3 | 75 | 3200 | 0 | 67.48 | 70.77 | 7 | 0
2025 | MISO_W_2_SPP_N | MISO_W | SPP_N | Internal | Summer | B4 | 100 | 3200 | 0 | 66.28 | 69.64 | 7 | 0
2025 | MISO_W_2_SPP_N | MISO_W | SPP_N | Internal | Summer | B5 | 200 | 3200 | 0 | 60.94 | 67.46 | 7 | 0
2025 | MISO_W_2_SPP_N | MISO_W | SPP_N | Internal | Summer | B6 | 300 | 3200 | 2078.67 | 50.07 | 57.07 | 7 | 0
2025 | MISO_W_2_SPP_N | MISO_W | SPP_N | Internal | Summer | B7 | 400 | 3200 | 177.56 | 41.31 | 48.31 | 7 | 0
2025 | MISO_W_2_SPP_N | MISO_W | SPP_N | Internal | Summer | B8 | 500 | 3200 | 0 | 40.36 | 42.81 | 7 | 0
2025 | MISO_W_2_SPP_N | MISO_W | SPP_N | Internal | Summer | B9 | 800 | 3200 | 0 | 38.99 | 41.36 | 7 | 0
2025 | MISO_W_2_SPP_N | MISO_W | SPP_N | Internal | Summer | B10 | 1262 | 3200 | 0 | 36.21 | 38.73 | 7 | 0
2025 | MISO_W_2_SPP_N | MISO_W | SPP_N | Internal | Winter | B16 | 25 | 3200 | 0 | 52.56 | 52.58 | 7 | 0
2025 | MISO_W_2_SPP_N | MISO_W | SPP_N | Internal | Winter | B17 | 100 | 3200 | 0 | 48.88 | 45.86 | 7 | 0
2025 | MISO_W_2_SPP_N | MISO_W | SPP_N | Internal | Winter | B18 | 400 | 3200 | 0 | 45.56 | 44 | 7 | 0
2025 | MISO_W_2_SPP_N | MISO_W | SPP_N | Internal | Winter | B19 | 700 | 3200 | 0 | 44.25 | 42.44 | 7 | 0
2025 | MISO_W_2_SPP_N | MISO_W | SPP_N | Internal | Winter | B20 | 935 | 3200 | 0 | 37.66 | 39.64 | 7 | 0
2025 | MISO_WUMS_2_MISO_MI | MISO_WUMS | MISO_MI | Internal | Shoulder | B11 | 25 | 929 | 0 | 55.38 | 55.37 | 0.01 | 0
2025 | MISO_WUMS_2_MISO_MI | MISO_WUMS | MISO_MI | Internal | Shoulder | B12 | 200 | 929 | 290.89 | 48.74 | 48.75 | 0.01 | 0
2025 | MISO_WUMS_2_MISO_MI | MISO_WUMS | MISO_MI | Internal | Shoulder | B13 | 600 | 929 | 929 | 42.94 | 42.96 | 0.01 | 0.01
2025 | MISO_WUMS_2_MISO_MI | MISO_WUMS | MISO_MI | Internal | Shoulder | B14 | 900 | 929 | 362.43 | 42.27 | 42.28 | 0.01 | 0
2025 | MISO_WUMS_2_MISO_MI | MISO_WUMS | MISO_MI | Internal | Shoulder | B15 | 1203 | 929 | 929 | 39.73 | 39.74 | 0.01 | 0
2025 | MISO_WUMS_2_MISO_MI | MISO_WUMS | MISO_MI | Internal | Summer | B1 | 10 | 929 | 929 | 63.83 | 67.94 | 0.01 | 4.1
2025 | MISO_WUMS_2_MISO_MI | MISO_WUMS | MISO_MI | Internal | Summer | B2 | 25 | 929 | 929 | 63.83 | 67.94 | 0.01 | 4.1
2025 | MISO_WUMS_2_MISO_MI | MISO_WUMS | MISO_MI | Internal | Summer | B3 | 75 | 929 | 278.96 | 63.83 | 63.85 | 0.01 | 0
2025 | MISO_WUMS_2_MISO_MI | MISO_WUMS | MISO_MI | Internal | Summer | B4 | 100 | 929 | 0 | 63.83 | 63.82 | 0.01 | 0
2025 | MISO_WUMS_2_MISO_MI | MISO_WUMS | MISO_MI | Internal | Summer | B5 | 200 | 929 | 0 | 60.93 | 60.91 | 0.01 | 0
2025 | MISO_WUMS_2_MISO_MI | MISO_WUMS | MISO_MI | Internal | Summer | B6 | 300 | 929 | 0 | 50.06 | 50.05 | 0.01 | 0
2025 | MISO_WUMS_2_MISO_MI | MISO_WUMS | MISO_MI | Internal | Summer | B7 | 400 | 929 | 929 | 41.33 | 41.35 | 0.01 | 0.01
2025 | MISO_WUMS_2_MISO_MI | MISO_WUMS | MISO_MI | Internal | Summer | B8 | 500 | 929 | 510.81 | 40.37 | 40.38 | 0.01 | 0
2025 | MISO_WUMS_2_MISO_MI | MISO_WUMS | MISO_MI | Internal | Summer | B9 | 800 | 929 | 213.53 | 38.98 | 38.99 | 0.01 | 0
2025 | MISO_WUMS_2_MISO_MI | MISO_WUMS | MISO_MI | Internal | Summer | B10 | 1262 | 929 | 450.59 | 36.23 | 36.24 | 0.01 | 0
2025 | MISO_WUMS_2_MISO_MI | MISO_WUMS | MISO_MI | Internal | Winter | B16 | 25 | 929 | 107 | 52.58 | 52.59 | 0.01 | 0
2025 | MISO_WUMS_2_MISO_MI | MISO_WUMS | MISO_MI | Internal | Winter | B17 | 100 | 929 | 929 | 48.89 | 49.11 | 0.01 | 0.2
2025 | MISO_WUMS_2_MISO_MI | MISO_WUMS | MISO_MI | Internal | Winter | B18 | 400 | 929 | 336.99 | 45.55 | 45.56 | 0.01 | 0
2025 | MISO_WUMS_2_MISO_MI | MISO_WUMS | MISO_MI | Internal | Winter | B19 | 700 | 929 | 501.81 | 44.24 | 44.25 | 0.01 | 0
2025 | MISO_WUMS_2_MISO_MI | MISO_WUMS | MISO_MI | Internal | Winter | B20 | 935 | 929 | 0 | 37.66 | 37.66 | 0.01 | 0
2025 | MISO_WUMS_2_MISO_W | MISO_WUMS | MISO_W | Internal | Shoulder | B11 | 25 | 1137 | 1137 | 55.38 | 60.32 | 0.01 | 4.93
2025 | MISO_WUMS_2_MISO_W | MISO_WUMS | MISO_W | Internal | Shoulder | B12 | 200 | 1137 | 0 | 48.74 | 48.72 | 0.01 | 0
2025 | MISO_WUMS_2_MISO_W | MISO_WUMS | MISO_W | Internal | Shoulder | B13 | 600 | 1137 | 0 | 42.94 | 42.92 | 0.01 | 0
2025 | MISO_WUMS_2_MISO_W | MISO_WUMS | MISO_W | Internal | Shoulder | B14 | 900 | 1137 | 0 | 42.27 | 42.27 | 0.01 | 0
2025 | MISO_WUMS_2_MISO_W | MISO_WUMS | MISO_W | Internal | Shoulder | B15 | 1203 | 1137 | 0 | 39.73 | 39.72 | 0.01 | 0
2025 | MISO_WUMS_2_MISO_W | MISO_WUMS | MISO_W | Internal | Summer | B1 | 10 | 1137 | 1137 | 63.83 | 68.33 | 0.01 | 4.49
2025 | MISO_WUMS_2_MISO_W | MISO_WUMS | MISO_W | Internal | Summer | B2 | 25 | 1137 | 1137 | 63.83 | 67.93 | 0.01 | 4.09
2025 | MISO_WUMS_2_MISO_W | MISO_WUMS | MISO_W | Internal | Summer | B3 | 75 | 1137 | 1137 | 63.83 | 67.48 | 0.01 | 3.64
2025 | MISO_WUMS_2_MISO_W | MISO_WUMS | MISO_W | Internal | Summer | B4 | 100 | 1137 | 1137 | 63.83 | 66.28 | 0.01 | 2.43
2025 | MISO_WUMS_2_MISO_W | MISO_WUMS | MISO_W | Internal | Summer | B5 | 200 | 1137 | 405.23 | 60.93 | 60.94 | 0.01 | 0
2025 | MISO_WUMS_2_MISO_W | MISO_WUMS | MISO_W | Internal | Summer | B6 | 300 | 1137 | 960.51 | 50.06 | 50.07 | 0.01 | 0
2025 | MISO_WUMS_2_MISO_W | MISO_WUMS | MISO_W | Internal | Summer | B7 | 400 | 1137 | 0 | 41.33 | 41.31 | 0.01 | 0
2025 | MISO_WUMS_2_MISO_W | MISO_WUMS | MISO_W | Internal | Summer | B8 | 500 | 1137 | 0 | 40.37 | 40.36 | 0.01 | 0
2025 | MISO_WUMS_2_MISO_W | MISO_WUMS | MISO_W | Internal | Summer | B9 | 800 | 1137 | 428.46 | 38.98 | 38.99 | 0.01 | 0
2025 | MISO_WUMS_2_MISO_W | MISO_WUMS | MISO_W | Internal | Summer | B10 | 1262 | 1137 | 0 | 36.23 | 36.21 | 0.01 | 0
2025 | MISO_WUMS_2_MISO_W | MISO_WUMS | MISO_W | Internal | Winter | B16 | 25 | 1137 | 0 | 52.58 | 52.56 | 0.01 | 0
2025 | MISO_WUMS_2_MISO_W | MISO_WUMS | MISO_W | Internal | Winter | B17 | 100 | 1137 | 0 | 48.89 | 48.88 | 0.01 | 0
2025 | MISO_WUMS_2_MISO_W | MISO_WUMS | MISO_W | Internal | Winter | B18 | 400 | 1137 | 9.25 | 45.55 | 45.56 | 0.01 | 0
2025 | MISO_WUMS_2_MISO_W | MISO_WUMS | MISO_W | Internal | Winter | B19 | 700 | 1137 | 135.34 | 44.24 | 44.25 | 0.01 | 0
2025 | MISO_WUMS_2_MISO_W | MISO_WUMS | MISO_W | Internal | Winter | B20 | 935 | 1137 | 0 | 37.66 | 37.66 | 0.01 | 0
2025 | MISO_WUMS_2_PJM_ROR | MISO_WUMS | PJM_ROR | Internal | Shoulder | B11 | 25 | 1600 | 0 | 55.38 | 53.32 | 2 | 0
2025 | MISO_WUMS_2_PJM_ROR | MISO_WUMS | PJM_ROR | Internal | Shoulder | B12 | 200 | 1600 | 0 | 48.74 | 46.75 | 2 | 0
2025 | MISO_WUMS_2_PJM_ROR | MISO_WUMS | PJM_ROR | Internal | Shoulder | B13 | 600 | 1600 | 0 | 42.94 | 42.08 | 2 | 0
2025 | MISO_WUMS_2_PJM_ROR | MISO_WUMS | PJM_ROR | Internal | Shoulder | B14 | 900 | 1600 | 0 | 42.27 | 41.37 | 2 | 0
2025 | MISO_WUMS_2_PJM_ROR | MISO_WUMS | PJM_ROR | Internal | Shoulder | B15 | 1203 | 1600 | 0 | 39.73 | 38.15 | 2 | 0
2025 | MISO_WUMS_2_PJM_ROR | MISO_WUMS | PJM_ROR | Internal | Summer | B1 | 10 | 1600 | 1600 | 63.83 | 66.34 | 2 | 0.51
2025 | MISO_WUMS_2_PJM_ROR | MISO_WUMS | PJM_ROR | Internal | Summer | B2 | 25 | 1600 | 1600 | 63.83 | 65.94 | 2 | 0.11
2025 | MISO_WUMS_2_PJM_ROR | MISO_WUMS | PJM_ROR | Internal | Summer | B3 | 75 | 1600 | 0 | 63.83 | 65.45 | 2 | 0
2025 | MISO_WUMS_2_PJM_ROR | MISO_WUMS | PJM_ROR | Internal | Summer | B4 | 100 | 1600 | 0 | 63.83 | 64.28 | 2 | 0
2025 | MISO_WUMS_2_PJM_ROR | MISO_WUMS | PJM_ROR | Internal | Summer | B5 | 200 | 1600 | 0 | 60.93 | 58.93 | 2 | 0
2025 | MISO_WUMS_2_PJM_ROR | MISO_WUMS | PJM_ROR | Internal | Summer | B6 | 300 | 1600 | 0 | 50.06 | 48.06 | 2 | 0
2025 | MISO_WUMS_2_PJM_ROR | MISO_WUMS | PJM_ROR | Internal | Summer | B7 | 400 | 1600 | 0 | 41.33 | 42.2 | 2 | 0
2025 | MISO_WUMS_2_PJM_ROR | MISO_WUMS | PJM_ROR | Internal | Summer | B8 | 500 | 1600 | 0 | 40.37 | 39.56 | 2 | 0
2025 | MISO_WUMS_2_PJM_ROR | MISO_WUMS | PJM_ROR | Internal | Summer | B9 | 800 | 1600 | 0 | 38.98 | 36.99 | 2 | 0
2025 | MISO_WUMS_2_PJM_ROR | MISO_WUMS | PJM_ROR | Internal | Summer | B10 | 1262 | 1600 | 0 | 36.23 | 34.24 | 2 | 0
2025 | MISO_WUMS_2_PJM_ROR | MISO_WUMS | PJM_ROR | Internal | Winter | B16 | 25 | 1600 | 0 | 52.58 | 50.58 | 2 | 0
2025 | MISO_WUMS_2_PJM_ROR | MISO_WUMS | PJM_ROR | Internal | Winter | B17 | 100 | 1600 | 0 | 48.89 | 49 | 2 | 0
2025 | MISO_WUMS_2_PJM_ROR | MISO_WUMS | PJM_ROR | Internal | Winter | B18 | 400 | 1600 | 0 | 45.55 | 44.96 | 2 | 0
2025 | MISO_WUMS_2_PJM_ROR | MISO_WUMS | PJM_ROR | Internal | Winter | B19 | 700 | 1600 | 0 | 44.24 | 43.33 | 2 | 0
2025 | MISO_WUMS_2_PJM_ROR | MISO_WUMS | PJM_ROR | Internal | Winter | B20 | 935 | 1600 | 0 | 37.66 | 35.66 | 2 | 0
2025 | NE_2_MISO_W | NE | MISO_W | Internal | Shoulder | B11 | 25 | 1600 | 0 | 67.31 | 60.32 | 5 | 0
2025 | NE_2_MISO_W | NE | MISO_W | Internal | Shoulder | B12 | 200 | 1600 | 0 | 44.48 | 48.72 | 5 | 0
2025 | NE_2_MISO_W | NE | MISO_W | Internal | Shoulder | B13 | 600 | 1600 | 0 | 42.92 | 42.92 | 5 | 0
2025 | NE_2_MISO_W | NE | MISO_W | Internal | Shoulder | B14 | 900 | 1600 | 0 | 42.8 | 42.27 | 5 | 0
2025 | NE_2_MISO_W | NE | MISO_W | Internal | Shoulder | B15 | 1203 | 1600 | 0 | 39.46 | 39.72 | 5 | 0
2025 | NE_2_MISO_W | NE | MISO_W | Internal | Summer | B1 | 10 | 1600 | 0 | 70.75 | 68.33 | 5 | 0
2025 | NE_2_MISO_W | NE | MISO_W | Internal | Summer | B2 | 25 | 1600 | 0 | 70.75 | 67.93 | 5 | 0
2025 | NE_2_MISO_W | NE | MISO_W | Internal | Summer | B3 | 75 | 1600 | 0 | 70.75 | 67.48 | 5 | 0
2025 | NE_2_MISO_W | NE | MISO_W | Internal | Summer | B4 | 100 | 1600 | 0 | 69.63 | 66.28 | 5 | 0
2025 | NE_2_MISO_W | NE | MISO_W | Internal | Summer | B5 | 200 | 1600 | 0 | 67.45 | 60.94 | 5 | 0
2025 | NE_2_MISO_W | NE | MISO_W | Internal | Summer | B6 | 300 | 1600 | 0 | 57.06 | 50.07 | 5 | 0
2025 | NE_2_MISO_W | NE | MISO_W | Internal | Summer | B7 | 400 | 1600 | 0 | 48.3 | 41.31 | 5 | 0
2025 | NE_2_MISO_W | NE | MISO_W | Internal | Summer | B8 | 500 | 1600 | 0 | 41.64 | 40.36 | 5 | 0
2025 | NE_2_MISO_W | NE | MISO_W | Internal | Summer | B9 | 800 | 1600 | 0 | 41.34 | 38.99 | 5 | 0
2025 | NE_2_MISO_W | NE | MISO_W | Internal | Summer | B10 | 1262 | 1600 | 0 | 37.8 | 36.21 | 5 | 0
2025 | NE_2_MISO_W | NE | MISO_W | Internal | Winter | B16 | 25 | 1600 | 0 | 52.56 | 52.56 | 5 | 0
2025 | NE_2_MISO_W | NE | MISO_W | Internal | Winter | B17 | 100 | 1600 | 0 | 45.85 | 48.88 | 5 | 0
2025 | NE_2_MISO_W | NE | MISO_W | Internal | Winter | B18 | 400 | 1600 | 0 | 43.99 | 45.56 | 5 | 0
2025 | NE_2_MISO_W | NE | MISO_W | Internal | Winter | B19 | 700 | 1600 | 0 | 42.43 | 44.25 | 5 | 0
2025 | NE_2_MISO_W | NE | MISO_W | Internal | Winter | B20 | 935 | 1600 | 0 | 39.62 | 37.66 | 5 | 0
2025 | NE_2_SPP_N | NE | SPP_N | Internal | Shoulder | B11 | 25 | 3001 | 2447.15 | 67.31 | 67.32 | 0.01 | 0
2025 | NE_2_SPP_N | NE | SPP_N | Internal | Shoulder | B12 | 200 | 3001 | 606.15 | 44.48 | 44.49 | 0.01 | 0
2025 | NE_2_SPP_N | NE | SPP_N | Internal | Shoulder | B13 | 600 | 3001 | 1603.39 | 42.92 | 42.94 | 0.01 | 0
2025 | NE_2_SPP_N | NE | SPP_N | Internal | Shoulder | B14 | 900 | 3001 | 1223.55 | 42.8 | 42.82 | 0.01 | 0
2025 | NE_2_SPP_N | NE | SPP_N | Internal | Shoulder | B15 | 1203 | 3001 | 1365.94 | 39.46 | 39.48 | 0.01 | 0
2025 | NE_2_SPP_N | NE | SPP_N | Internal | Summer | B1 | 10 | 3001 | 2578.93 | 70.75 | 70.77 | 0.01 | 0
2025 | NE_2_SPP_N | NE | SPP_N | Internal | Summer | B2 | 25 | 3001 | 2966.49 | 70.75 | 70.77 | 0.01 | 0
2025 | NE_2_SPP_N | NE | SPP_N | Internal | Summer | B3 | 75 | 3001 | 2979.04 | 70.75 | 70.77 | 0.01 | 0
2025 | NE_2_SPP_N | NE | SPP_N | Internal | Summer | B4 | 100 | 3001 | 2683.28 | 69.63 | 69.64 | 0.01 | 0
2025 | NE_2_SPP_N | NE | SPP_N | Internal | Summer | B5 | 200 | 3001 | 2232.98 | 67.45 | 67.46 | 0.01 | 0
2025 | NE_2_SPP_N | NE | SPP_N | Internal | Summer | B6 | 300 | 3001 | 2372.86 | 57.06 | 57.07 | 0.01 | 0
2025 | NE_2_SPP_N | NE | SPP_N | Internal | Summer | B7 | 400 | 3001 | 2831.58 | 48.3 | 48.31 | 0.01 | 0
2025 | NE_2_SPP_N | NE | SPP_N | Internal | Summer | B8 | 500 | 3001 | 3001 | 41.64 | 42.81 | 0.01 | 1.15
2025 | NE_2_SPP_N | NE | SPP_N | Internal | Summer | B9 | 800 | 3001 | 2566.03 | 41.34 | 41.36 | 0.01 | 0
2025 | NE_2_SPP_N | NE | SPP_N | Internal | Summer | B10 | 1262 | 3001 | 3001 | 37.8 | 38.73 | 0.01 | 0.92
2025 | NE_2_SPP_N | NE | SPP_N | Internal | Winter | B16 | 25 | 3001 | 2214.13 | 52.56 | 52.58 | 0.01 | 0
2025 | NE_2_SPP_N | NE | SPP_N | Internal | Winter | B17 | 100 | 3001 | 1807.29 | 45.85 | 45.86 | 0.01 | 0
2025 | NE_2_SPP_N | NE | SPP_N | Internal | Winter | B18 | 400 | 3001 | 2022.99 | 43.99 | 44 | 0.01 | 0
2025 | NE_2_SPP_N | NE | SPP_N | Internal | Winter | B19 | 700 | 3001 | 1826.16 | 42.43 | 42.44 | 0.01 | 0
2025 | NE_2_SPP_N | NE | SPP_N | Internal | Winter | B20 | 935 | 3001 | 2742.7 | 39.62 | 39.64 | 0.01 | 0
2025 | NEISO_2_NYISO_A-F | NEISO | NYISO_A-F | Internal | Shoulder | B11 | 25 | 600 | 555.86 | 38.89 | 41.89 | 3 | 0
2025 | NEISO_2_NYISO_A-F | NEISO | NYISO_A-F | Internal | Shoulder | B12 | 200 | 600 | 0 | 38.89 | 41.86 | 3 | 0
2025 | NEISO_2_NYISO_A-F | NEISO | NYISO_A-F | Internal | Shoulder | B13 | 600 | 600 | 0 | 38.89 | 41.7 | 3 | 0
2025 | NEISO_2_NYISO_A-F | NEISO | NYISO_A-F | Internal | Shoulder | B14 | 900 | 600 | 0 | 38.89 | 41.7 | 3 | 0
2025 | NEISO_2_NYISO_A-F | NEISO | NYISO_A-F | Internal | Shoulder | B15 | 1203 | 600 | 0 | 38.89 | 41.7 | 3 | 0
2025 | NEISO_2_NYISO_A-F | NEISO | NYISO_A-F | Internal | Summer | B1 | 10 | 600 | 0 | 70.94 | 67.94 | 3 | 0
2025 | NEISO_2_NYISO_A-F | NEISO | NYISO_A-F | Internal | Summer | B2 | 25 | 600 | 0 | 68.98 | 67.94 | 3 | 0
2025 | NEISO_2_NYISO_A-F | NEISO | NYISO_A-F | Internal | Summer | B3 | 75 | 600 | 429.12 | 51.38 | 54.38 | 3 | 0
2025 | NEISO_2_NYISO_A-F | NEISO | NYISO_A-F | Internal | Summer | B4 | 100 | 600 | 600 | 46.19 | 52.05 | 3 | 2.86
2025 | NEISO_2_NYISO_A-F | NEISO | NYISO_A-F | Internal | Summer | B5 | 200 | 600 | 600 | 35.72 | 49.84 | 3 | 11.12
2025 | NEISO_2_NYISO_A-F | NEISO | NYISO_A-F | Internal | Summer | B6 | 300 | 600 | 600 | 35.72 | 47.98 | 3 | 9.26
2025 | NEISO_2_NYISO_A-F | NEISO | NYISO_A-F | Internal | Summer | B7 | 400 | 600 | 600 | 35.72 | 41.35 | 3 | 2.63
2025 | NEISO_2_NYISO_A-F | NEISO | NYISO_A-F | Internal | Summer | B8 | 500 | 600 | 600 | 35.72 | 40.38 | 3 | 1.66
2025 | NEISO_2_NYISO_A-F | NEISO | NYISO_A-F | Internal | Summer | B9 | 800 | 600 | 600 | 35.72 | 39.01 | 3 | 0.29
2025 | NEISO_2_NYISO_A-F | NEISO | NYISO_A-F | Internal | Summer | B10 | 1262 | 600 | 600 | 35.72 | 39.01 | 3 | 0.29
2025 | NEISO_2_NYISO_A-F | NEISO | NYISO_A-F | Internal | Winter | B16 | 25 | 600 | 0 | 48.68 | 48.54 | 3 | 0
2025 | NEISO_2_NYISO_A-F | NEISO | NYISO_A-F | Internal | Winter | B17 | 100 | 600 | 0 | 48.68 | 48.54 | 3 | 0
2025 | NEISO_2_NYISO_A-F | NEISO | NYISO_A-F | Internal | Winter | B18 | 400 | 600 | 0 | 48.68 | 45.56 | 3 | 0
2025 | NEISO_2_NYISO_A-F | NEISO | NYISO_A-F | Internal | Winter | B19 | 700 | 600 | 0 | 48.68 | 44.25 | 3 | 0
2025 | NEISO_2_NYISO_A-F | NEISO | NYISO_A-F | Internal | Winter | B20 | 935 | 600 | 0 | 48.68 | 44.25 | 3 | 0
2025 | NEISO_2_NYISO_G-I | NEISO | NYISO_G-I | Internal | Shoulder | B11 | 25 | 600 | 600 | 38.89 | 45.3 | 3 | 3.41
2025 | NEISO_2_NYISO_G-I | NEISO | NYISO_G-I | Internal | Shoulder | B12 | 200 | 600 | 0 | 38.89 | 41.87 | 3 | 0
2025 | NEISO_2_NYISO_G-I | NEISO | NYISO_G-I | Internal | Shoulder | B13 | 600 | 600 | 0 | 38.89 | 41.78 | 3 | 0
2025 | NEISO_2_NYISO_G-I | NEISO | NYISO_G-I | Internal | Shoulder | B14 | 900 | 600 | 0 | 38.89 | 41.72 | 3 | 0
2025 | NEISO_2_NYISO_G-I | NEISO | NYISO_G-I | Internal | Shoulder | B15 | 1203 | 600 | 0 | 38.89 | 41.72 | 3 | 0
2025 | NEISO_2_NYISO_G-I | NEISO | NYISO_G-I | Internal | Summer | B1 | 10 | 600 | 0 | 70.94 | 73.93 | 3 | 0
2025 | NEISO_2_NYISO_G-I | NEISO | NYISO_G-I | Internal | Summer | B2 | 25 | 600 | 0 | 68.98 | 71.97 | 3 | 0
2025 | NEISO_2_NYISO_G-I | NEISO | NYISO_G-I | Internal | Summer | B3 | 75 | 600 | 600 | 51.38 | 57.43 | 3 | 3.05
2025 | NEISO_2_NYISO_G-I | NEISO | NYISO_G-I | Internal | Summer | B4 | 100 | 600 | 600 | 46.19 | 54.78 | 3 | 5.6
2025 | NEISO_2_NYISO_G-I | NEISO | NYISO_G-I | Internal | Summer | B5 | 200 | 600 | 600 | 35.72 | 50.89 | 3 | 12.17
2025 | NEISO_2_NYISO_G-I | NEISO | NYISO_G-I | Internal | Summer | B6 | 300 | 600 | 600 | 35.72 | 50.89 | 3 | 12.17
2025 | NEISO_2_NYISO_G-I | NEISO | NYISO_G-I | Internal | Summer | B7 | 400 | 600 | 600 | 35.72 | 41.36 | 3 | 2.64
2025 | NEISO_2_NYISO_G-I | NEISO | NYISO_G-I | Internal | Summer | B8 | 500 | 600 | 600 | 35.72 | 40.39 | 3 | 1.67
2025 | NEISO_2_NYISO_G-I | NEISO | NYISO_G-I | Internal | Summer | B9 | 800 | 600 | 600 | 35.72 | 39.02 | 3 | 0.3
2025 | NEISO_2_NYISO_G-I | NEISO | NYISO_G-I | Internal | Summer | B10 | 1262 | 600 | 600 | 35.72 | 39.02 | 3 | 0.3
2025 | NEISO_2_NYISO_G-I | NEISO | NYISO_G-I | Internal | Winter | B16 | 25 | 600 | 600 | 48.68 | 56.56 | 3 | 4.88
2025 | NEISO_2_NYISO_G-I | NEISO | NYISO_G-I | Internal | Winter | B17 | 100 | 600 | 600 | 48.68 | 54.01 | 3 | 2.33
2025 | NEISO_2_NYISO_G-I | NEISO | NYISO_G-I | Internal | Winter | B18 | 400 | 600 | 295.53 | 48.68 | 51.68 | 3 | 0
2025 | NEISO_2_NYISO_G-I | NEISO | NYISO_G-I | Internal | Winter | B19 | 700 | 600 | 0 | 48.68 | 51.67 | 3 | 0
2025 | NEISO_2_NYISO_G-I | NEISO | NYISO_G-I | Internal | Winter | B20 | 935 | 600 | 0 | 48.68 | 48.18 | 3 | 0
2025 | NEISO_2_NYISO_J-K | NEISO | NYISO_J-K | Internal | Shoulder | B11 | 25 | 500 | 500 | 38.89 | 45.31 | 3 | 3.43
2025 | NEISO_2_NYISO_J-K | NEISO | NYISO_J-K | Internal | Shoulder | B12 | 200 | 500 | 226.38 | 38.89 | 41.89 | 3 | 0
2025 | NEISO_2_NYISO_J-K | NEISO | NYISO_J-K | Internal | Shoulder | B13 | 600 | 500 | 0 | 38.89 | 41.79 | 3 | 0
2025 | NEISO_2_NYISO_J-K | NEISO | NYISO_J-K | Internal | Shoulder | B14 | 900 | 500 | 0 | 38.89 | 41.73 | 3 | 0
2025 | NEISO_2_NYISO_J-K | NEISO | NYISO_J-K | Internal | Shoulder | B15 | 1203 | 500 | 0 | 38.89 | 41.73 | 3 | 0
2025 | NEISO_2_NYISO_J-K | NEISO | NYISO_J-K | Internal | Summer | B1 | 10 | 500 | 355.91 | 70.94 | 73.94 | 3 | 0
2025 | NEISO_2_NYISO_J-K | NEISO | NYISO_J-K | Internal | Summer | B2 | 25 | 500 | 334.47 | 68.98 | 71.98 | 3 | 0
2025 | NEISO_2_NYISO_J-K | NEISO | NYISO_J-K | Internal | Summer | B3 | 75 | 500 | 500 | 51.38 | 57.44 | 3 | 3.06
2025 | NEISO_2_NYISO_J-K | NEISO | NYISO_J-K | Internal | Summer | B4 | 100 | 500 | 500 | 46.19 | 54.8 | 3 | 5.61
2025 | NEISO_2_NYISO_J-K | NEISO | NYISO_J-K | Internal | Summer | B5 | 200 | 500 | 500 | 35.72 | 50.9 | 3 | 12.18
2025 | NEISO_2_NYISO_J-K | NEISO | NYISO_J-K | Internal | Summer | B6 | 300 | 500 | 500 | 35.72 | 50.9 | 3 | 12.18
2025 | NEISO_2_NYISO_J-K | NEISO | NYISO_J-K | Internal | Summer | B7 | 400 | 500 | 500 | 35.72 | 41.37 | 3 | 2.66
2025 | NEISO_2_NYISO_J-K | NEISO | NYISO_J-K | Internal | Summer | B8 | 500 | 500 | 500 | 35.72 | 40.4 | 3 | 1.69
2025 | NEISO_2_NYISO_J-K | NEISO | NYISO_J-K | Internal | Summer | B9 | 800 | 500 | 500 | 35.72 | 39.03 | 3 | 0.31
2025 | NEISO_2_NYISO_J-K | NEISO | NYISO_J-K | Internal | Summer | B10 | 1262 | 500 | 500 | 35.72 | 39.03 | 3 | 0.31
2025 | NEISO_2_NYISO_J-K | NEISO | NYISO_J-K | Internal | Winter | B16 | 25 | 500 | 500 | 48.68 | 56.58 | 3 | 4.9
2025 | NEISO_2_NYISO_J-K | NEISO | NYISO_J-K | Internal | Winter | B17 | 100 | 500 | 500 | 48.68 | 54.03 | 3 | 2.35
2025 | NEISO_2_NYISO_J-K | NEISO | NYISO_J-K | Internal | Winter | B18 | 400 | 500 | 500 | 48.68 | 51.69 | 3 | 0.01
2025 | NEISO_2_NYISO_J-K | NEISO | NYISO_J-K | Internal | Winter | B19 | 700 | 500 | 19.78 | 48.68 | 51.68 | 3 | 0
2025 | NEISO_2_NYISO_J-K | NEISO | NYISO_J-K | Internal | Winter | B20 | 935 | 500 | 0 | 48.68 | 48.19 | 3 | 0
2025 | NonRTO_Midwest_2_MISO_IN | NonRTO_Midwest | MISO_IN | Internal | Shoulder | B11 | 25 | 4450 | 0 | 68.32 | 60.32 | 8 | 0
2025 | NonRTO_Midwest_2_MISO_IN | NonRTO_Midwest | MISO_IN | Internal | Shoulder | B12 | 200 | 4450 | 0 | 56.75 | 48.75 | 8 | 0
2025 | NonRTO_Midwest_2_MISO_IN | NonRTO_Midwest | MISO_IN | Internal | Shoulder | B13 | 600 | 4450 | 0 | 50.95 | 42.95 | 8 | 0
2025 | NonRTO_Midwest_2_MISO_IN | NonRTO_Midwest | MISO_IN | Internal | Shoulder | B14 | 900 | 4450 | 0 | 43.58 | 42.27 | 8 | 0
2025 | NonRTO_Midwest_2_MISO_IN | NonRTO_Midwest | MISO_IN | Internal | Shoulder | B15 | 1203 | 4450 | 0 | 37.53 | 39.73 | 8 | 0
2025 | NonRTO_Midwest_2_MISO_IN | NonRTO_Midwest | MISO_IN | Internal | Summer | B1 | 10 | 4450 | 0 | 72.57 | 68.33 | 8 | 0
2025 | NonRTO_Midwest_2_MISO_IN | NonRTO_Midwest | MISO_IN | Internal | Summer | B2 | 25 | 4450 | 0 | 72.57 | 67.96 | 8 | 0
2025 | NonRTO_Midwest_2_MISO_IN | NonRTO_Midwest | MISO_IN | Internal | Summer | B3 | 75 | 4450 | 0 | 72.57 | 66.28 | 8 | 0
2025 | NonRTO_Midwest_2_MISO_IN | NonRTO_Midwest | MISO_IN | Internal | Summer | B4 | 100 | 4450 | 0 | 72.57 | 66.25 | 8 | 0
2025 | NonRTO_Midwest_2_MISO_IN | NonRTO_Midwest | MISO_IN | Internal | Summer | B5 | 200 | 4450 | 0 | 68.93 | 60.93 | 8 | 0
2025 | NonRTO_Midwest_2_MISO_IN | NonRTO_Midwest | MISO_IN | Internal | Summer | B6 | 300 | 4450 | 0 | 58.06 | 50.06 | 8 | 0
2025 | NonRTO_Midwest_2_MISO_IN | NonRTO_Midwest | MISO_IN | Internal | Summer | B7 | 400 | 4450 | 0 | 49.34 | 41.34 | 8 | 0
2025 | NonRTO_Midwest_2_MISO_IN | NonRTO_Midwest | MISO_IN | Internal | Summer | B8 | 500 | 4450 | 0 | 43.07 | 40.37 | 8 | 0
2025 | NonRTO_Midwest_2_MISO_IN | NonRTO_Midwest | MISO_IN | Internal | Summer | B9 | 800 | 4450 | 0 | 37.53 | 38.98 | 8 | 0
2025 | NonRTO_Midwest_2_MISO_IN | NonRTO_Midwest | MISO_IN | Internal | Summer | B10 | 1262 | 4450 | 0 | 33.9 | 36.23 | 8 | 0
2025 | NonRTO_Midwest_2_MISO_IN | NonRTO_Midwest | MISO_IN | Internal | Winter | B16 | 25 | 4450 | 0 | 60.6 | 52.6 | 8 | 0
2025 | NonRTO_Midwest_2_MISO_IN | NonRTO_Midwest | MISO_IN | Internal | Winter | B17 | 100 | 4450 | 0 | 57.12 | 49.12 | 8 | 0
2025 | NonRTO_Midwest_2_MISO_IN | NonRTO_Midwest | MISO_IN | Internal | Winter | B18 | 400 | 4450 | 0 | 53.58 | 45.58 | 8 | 0
2025 | NonRTO_Midwest_2_MISO_IN | NonRTO_Midwest | MISO_IN | Internal | Winter | B19 | 700 | 4450 | 0 | 43.83 | 44.24 | 8 | 0
2025 | NonRTO_Midwest_2_MISO_IN | NonRTO_Midwest | MISO_IN | Internal | Winter | B20 | 935 | 4450 | 0 | 37.53 | 37.66 | 8 | 0
2025 | NonRTO_Midwest_2_TVA_Transmission | NonRTO_Midwest | TVA_Transmission | Internal | Shoulder | B11 | 25 | 2400 | 0 | 68.32 | 59.32 | 8 | 0
2025 | NonRTO_Midwest_2_TVA_Transmission | NonRTO_Midwest | TVA_Transmission | Internal | Shoulder | B12 | 200 | 2400 | 0 | 56.75 | 49.65 | 8 | 0
2025 | NonRTO_Midwest_2_TVA_Transmission | NonRTO_Midwest | TVA_Transmission | Internal | Shoulder | B13 | 600 | 2400 | 0 | 50.95 | 45.63 | 8 | 0
2025 | NonRTO_Midwest_2_TVA_Transmission | NonRTO_Midwest | TVA_Transmission | Internal | Shoulder | B14 | 900 | 2400 | 0 | 43.58 | 44.57 | 8 | 0
2025 | NonRTO_Midwest_2_TVA_Transmission | NonRTO_Midwest | TVA_Transmission | Internal | Shoulder | B15 | 1203 | 2400 | 0 | 37.53 | 42.99 | 8 | 0
2025 | NonRTO_Midwest_2_TVA_Transmission | NonRTO_Midwest | TVA_Transmission | Internal | Summer | B1 | 10 | 2400 | 0 | 72.57 | 76.34 | 8 | 0
2025 | NonRTO_Midwest_2_TVA_Transmission | NonRTO_Midwest | TVA_Transmission | Internal | Summer | B2 | 25 | 2400 | 0 | 72.57 | 75.94 | 8 | 0
2025 | NonRTO_Midwest_2_TVA_Transmission | NonRTO_Midwest | TVA_Transmission | Internal | Summer | B3 | 75 | 2400 | 0 | 72.57 | 71.45 | 8 | 0
2025 | NonRTO_Midwest_2_TVA_Transmission | NonRTO_Midwest | TVA_Transmission | Internal | Summer | B4 | 100 | 2400 | 0 | 72.57 | 70.28 | 8 | 0
2025 | NonRTO_Midwest_2_TVA_Transmission | NonRTO_Midwest | TVA_Transmission | Internal | Summer | B5 | 200 | 2400 | 0 | 68.93 | 64.03 | 8 | 0
2025 | NonRTO_Midwest_2_TVA_Transmission | NonRTO_Midwest | TVA_Transmission | Internal | Summer | B6 | 300 | 2400 | 0 | 58.06 | 53.1 | 8 | 0
2025 | NonRTO_Midwest_2_TVA_Transmission | NonRTO_Midwest | TVA_Transmission | Internal | Summer | B7 | 400 | 2400 | 0 | 49.34 | 47.62 | 8 | 0
2025 | NonRTO_Midwest_2_TVA_Transmission | NonRTO_Midwest | TVA_Transmission | Internal | Summer | B8 | 500 | 2400 | 0 | 43.07 | 44.23 | 8 | 0
2025 | NonRTO_Midwest_2_TVA_Transmission | NonRTO_Midwest | TVA_Transmission | Internal | Summer | B9 | 800 | 2400 | 0 | 37.53 | 41.34 | 8 | 0
2025 | NonRTO_Midwest_2_TVA_Transmission | NonRTO_Midwest | TVA_Transmission | Internal | Summer | B10 | 1262 | 2400 | 0 | 33.9 | 38.54 | 8 | 0
2025 | NonRTO_Midwest_2_TVA_Transmission | NonRTO_Midwest | TVA_Transmission | Internal | Winter | B16 | 25 | 2400 | 0 | 60.6 | 56.58 | 8 | 0
2025 | NonRTO_Midwest_2_TVA_Transmission | NonRTO_Midwest | TVA_Transmission | Internal | Winter | B17 | 100 | 2400 | 0 | 57.12 | 51.66 | 8 | 0
2025 | NonRTO_Midwest_2_TVA_Transmission | NonRTO_Midwest | TVA_Transmission | Internal | Winter | B18 | 400 | 2400 | 0 | 53.58 | 48.04 | 8 | 0
2025 | NonRTO_Midwest_2_TVA_Transmission | NonRTO_Midwest | TVA_Transmission | Internal | Winter | B19 | 700 | 2400 | 0 | 43.83 | 45.59 | 8 | 0
2025 | NonRTO_Midwest_2_TVA_Transmission | NonRTO_Midwest | TVA_Transmission | Internal | Winter | B20 | 935 | 2400 | 0 | 37.53 | 41.66 | 8 | 0
2025 | NYISO_A-F_2_IESO | NYISO_A-F | IESO | Internal | Shoulder | B11 | 25 | 1600 | 0 | 41.89 | 34.89 | 7 | 0
2025 | NYISO_A-F_2_IESO | NYISO_A-F | IESO | Internal | Shoulder | B12 | 200 | 1600 | 0 | 41.86 | 34.86 | 7 | 0
2025 | NYISO_A-F_2_IESO | NYISO_A-F | IESO | Internal | Shoulder | B13 | 600 | 1600 | 0 | 41.7 | 34.7 | 7 | 0
2025 | NYISO_A-F_2_IESO | NYISO_A-F | IESO | Internal | Shoulder | B14 | 900 | 1600 | 0 | 41.7 | 34.7 | 7 | 0
2025 | NYISO_A-F_2_IESO | NYISO_A-F | IESO | Internal | Shoulder | B15 | 1203 | 1600 | 0 | 41.7 | 34.7 | 7 | 0
2025 | NYISO_A-F_2_IESO | NYISO_A-F | IESO | Internal | Summer | B1 | 10 | 1600 | 0 | 67.94 | 60.94 | 7 | 0
2025 | NYISO_A-F_2_IESO | NYISO_A-F | IESO | Internal | Summer | B2 | 25 | 1600 | 0 | 67.94 | 60.94 | 7 | 0
2025 | NYISO_A-F_2_IESO | NYISO_A-F | IESO | Internal | Summer | B3 | 75 | 1600 | 0 | 54.38 | 47.38 | 7 | 0
2025 | NYISO_A-F_2_IESO | NYISO_A-F | IESO | Internal | Summer | B4 | 100 | 1600 | 0 | 52.05 | 45.05 | 7 | 0
2025 | NYISO_A-F_2_IESO | NYISO_A-F | IESO | Internal | Summer | B5 | 200 | 1600 | 0 | 49.84 | 42.84 | 7 | 0
2025 | NYISO_A-F_2_IESO | NYISO_A-F | IESO | Internal | Summer | B6 | 300 | 1600 | 0 | 47.98 | 40.98 | 7 | 0
2025 | NYISO_A-F_2_IESO | NYISO_A-F | IESO | Internal | Summer | B7 | 400 | 1600 | 0 | 41.35 | 34.35 | 7 | 0
2025 | NYISO_A-F_2_IESO | NYISO_A-F | IESO | Internal | Summer | B8 | 500 | 1600 | 0 | 40.38 | 33.38 | 7 | 0
2025 | NYISO_A-F_2_IESO | NYISO_A-F | IESO | Internal | Summer | B9 | 800 | 1600 | 0 | 39.01 | 32.01 | 7 | 0
2025 | NYISO_A-F_2_IESO | NYISO_A-F | IESO | Internal | Summer | B10 | 1262 | 1600 | 0 | 39.01 | 32.01 | 7 | 0
2025 | NYISO_A-F_2_IESO | NYISO_A-F | IESO | Internal | Winter | B16 | 25 | 1600 | 0 | 48.54 | 42.49 | 7 | 0
2025 | NYISO_A-F_2_IESO | NYISO_A-F | IESO | Internal | Winter | B17 | 100 | 1600 | 0 | 48.54 | 41.54 | 7 | 0
2025 | NYISO_A-F_2_IESO | NYISO_A-F | IESO | Internal | Winter | B18 | 400 | 1600 | 0 | 45.56 | 38.56 | 7 | 0
2025 | NYISO_A-F_2_IESO | NYISO_A-F | IESO | Internal | Winter | B19 | 700 | 1600 | 0 | 44.25 | 37.25 | 7 | 0
2025 | NYISO_A-F_2_IESO | NYISO_A-F | IESO | Internal | Winter | B20 | 935 | 1600 | 0 | 44.25 | 37.25 | 7 | 0
2025 | NYISO_A-F_2_NEISO | NYISO_A-F | NEISO | Internal | Shoulder | B11 | 25 | 600 | 0 | 41.89 | 38.89 | 3 | 0
2025 | NYISO_A-F_2_NEISO | NYISO_A-F | NEISO | Internal | Shoulder | B12 | 200 | 600 | 0 | 41.86 | 38.89 | 3 | 0
2025 | NYISO_A-F_2_NEISO | NYISO_A-F | NEISO | Internal | Shoulder | B13 | 600 | 600 | 0 | 41.7 | 38.89 | 3 | 0
2025 | NYISO_A-F_2_NEISO | NYISO_A-F | NEISO | Internal | Shoulder | B14 | 900 | 600 | 0 | 41.7 | 38.89 | 3 | 0
2025 | NYISO_A-F_2_NEISO | NYISO_A-F | NEISO | Internal | Shoulder | B15 | 1203 | 600 | 0 | 41.7 | 38.89 | 3 | 0
2025 | NYISO_A-F_2_NEISO | NYISO_A-F | NEISO | Internal | Summer | B1 | 10 | 600 | 428.35 | 67.94 | 70.94 | 3 | 0
2025 | NYISO_A-F_2_NEISO | NYISO_A-F | NEISO | Internal | Summer | B2 | 25 | 600 | 0 | 67.94 | 68.98 | 3 | 0
2025 | NYISO_A-F_2_NEISO | NYISO_A-F | NEISO | Internal | Summer | B3 | 75 | 600 | 0 | 54.38 | 51.38 | 3 | 0
2025 | NYISO_A-F_2_NEISO | NYISO_A-F | NEISO | Internal | Summer | B4 | 100 | 600 | 0 | 52.05 | 46.19 | 3 | 0
2025 | NYISO_A-F_2_NEISO | NYISO_A-F | NEISO | Internal | Summer | B5 | 200 | 600 | 0 | 49.84 | 35.72 | 3 | 0
2025 | NYISO_A-F_2_NEISO | NYISO_A-F | NEISO | Internal | Summer | B6 | 300 | 600 | 0 | 47.98 | 35.72 | 3 | 0
2025 | NYISO_A-F_2_NEISO | NYISO_A-F | NEISO | Internal | Summer | B7 | 400 | 600 | 0 | 41.35 | 35.72 | 3 | 0
2025 | NYISO_A-F_2_NEISO | NYISO_A-F | NEISO | Internal | Summer | B8 | 500 | 600 | 0 | 40.38 | 35.72 | 3 | 0
2025 | NYISO_A-F_2_NEISO | NYISO_A-F | NEISO | Internal | Summer | B9 | 800 | 600 | 0 | 39.01 | 35.72 | 3 | 0
2025 | NYISO_A-F_2_NEISO | NYISO_A-F | NEISO | Internal | Summer | B10 | 1262 | 600 | 0 | 39.01 | 35.72 | 3 | 0
2025 | NYISO_A-F_2_NEISO | NYISO_A-F | NEISO | Internal | Winter | B16 | 25 | 600 | 0 | 48.54 | 48.68 | 3 | 0
2025 | NYISO_A-F_2_NEISO | NYISO_A-F | NEISO | Internal | Winter | B17 | 100 | 600 | 0 | 48.54 | 48.68 | 3 | 0
2025 | NYISO_A-F_2_NEISO | NYISO_A-F | NEISO | Internal | Winter | B18 | 400 | 600 | 600 | 45.56 | 48.68 | 3 | 0.12
2025 | NYISO_A-F_2_NEISO | NYISO_A-F | NEISO | Internal | Winter | B19 | 700 | 600 | 600 | 44.25 | 48.68 | 3 | 1.43
2025 | NYISO_A-F_2_NEISO | NYISO_A-F | NEISO | Internal | Winter | B20 | 935 | 600 | 600 | 44.25 | 48.68 | 3 | 1.43
2025 | NYISO_A-F_2_NYISO_G-I | NYISO_A-F | NYISO_G-I | Internal | Shoulder | B11 | 25 | 4757 | 4757 | 41.89 | 45.3 | 0.01 | 3.4
2025 | NYISO_A-F_2_NYISO_G-I | NYISO_A-F | NYISO_G-I | Internal | Shoulder | B12 | 200 | 4757 | 4751.53 | 41.86 | 41.87 | 0.01 | 0
2025 | NYISO_A-F_2_NYISO_G-I | NYISO_A-F | NYISO_G-I | Internal | Shoulder | B13 | 600 | 4757 | 4757 | 41.7 | 41.78 | 0.01 | 0.06
2025 | NYISO_A-F_2_NYISO_G-I | NYISO_A-F | NYISO_G-I | Internal | Shoulder | B14 | 900 | 4757 | 4735.71 | 41.7 | 41.72 | 0.01 | 0
2025 | NYISO_A-F_2_NYISO_G-I | NYISO_A-F | NYISO_G-I | Internal | Shoulder | B15 | 1203 | 4757 | 2760.84 | 41.7 | 41.72 | 0.01 | 0
2025 | NYISO_A-F_2_NYISO_G-I | NYISO_A-F | NYISO_G-I | Internal | Summer | B1 | 10 | 4757 | 4757 | 67.94 | 73.93 | 0.01 | 5.98
2025 | NYISO_A-F_2_NYISO_G-I | NYISO_A-F | NYISO_G-I | Internal | Summer | B2 | 25 | 4757 | 4757 | 67.94 | 71.97 | 0.01 | 4.01
2025 | NYISO_A-F_2_NYISO_G-I | NYISO_A-F | NYISO_G-I | Internal | Summer | B3 | 75 | 4757 | 4757 | 54.38 | 57.43 | 0.01 | 3.04
2025 | NYISO_A-F_2_NYISO_G-I | NYISO_A-F | NYISO_G-I | Internal | Summer | B4 | 100 | 4757 | 4757 | 52.05 | 54.78 | 0.01 | 2.72
2025 | NYISO_A-F_2_NYISO_G-I | NYISO_A-F | NYISO_G-I | Internal | Summer | B5 | 200 | 4757 | 4757 | 49.84 | 50.89 | 0.01 | 1.04
2025 | NYISO_A-F_2_NYISO_G-I | NYISO_A-F | NYISO_G-I | Internal | Summer | B6 | 300 | 4757 | 4757 | 47.98 | 50.89 | 0.01 | 2.9
2025 | NYISO_A-F_2_NYISO_G-I | NYISO_A-F | NYISO_G-I | Internal | Summer | B7 | 400 | 4757 | 4694.72 | 41.35 | 41.36 | 0.01 | 0
2025 | NYISO_A-F_2_NYISO_G-I | NYISO_A-F | NYISO_G-I | Internal | Summer | B8 | 500 | 4757 | 3862.94 | 40.38 | 40.39 | 0.01 | 0
2025 | NYISO_A-F_2_NYISO_G-I | NYISO_A-F | NYISO_G-I | Internal | Summer | B9 | 800 | 4757 | 2773.08 | 39.01 | 39.02 | 0.01 | 0
2025 | NYISO_A-F_2_NYISO_G-I | NYISO_A-F | NYISO_G-I | Internal | Summer | B10 | 1262 | 4757 | 559.7 | 39.01 | 39.02 | 0.01 | 0
2025 | NYISO_A-F_2_NYISO_G-I | NYISO_A-F | NYISO_G-I | Internal | Winter | B16 | 25 | 4757 | 4757 | 48.54 | 56.56 | 0.01 | 8.02
2025 | NYISO_A-F_2_NYISO_G-I | NYISO_A-F | NYISO_G-I | Internal | Winter | B17 | 100 | 4757 | 4757 | 48.54 | 54.01 | 0.01 | 5.47
2025 | NYISO_A-F_2_NYISO_G-I | NYISO_A-F | NYISO_G-I | Internal | Winter | B18 | 400 | 4757 | 4757 | 45.56 | 51.68 | 0.01 | 6.11
2025 | NYISO_A-F_2_NYISO_G-I | NYISO_A-F | NYISO_G-I | Internal | Winter | B19 | 700 | 4757 | 4757 | 44.25 | 51.67 | 0.01 | 7.4
2025 | NYISO_A-F_2_NYISO_G-I | NYISO_A-F | NYISO_G-I | Internal | Winter | B20 | 935 | 4757 | 4757 | 44.25 | 48.18 | 0.01 | 3.91
2025 | NYISO_A-F_2_PJM_ROM | NYISO_A-F | PJM_ROM | Internal | Shoulder | B11 | 25 | 1000 | 1000 | 41.89 | 53.31 | 8 | 3.43
2025 | NYISO_A-F_2_PJM_ROM | NYISO_A-F | PJM_ROM | Internal | Shoulder | B12 | 200 | 1000 | 0 | 41.86 | 46.74 | 8 | 0
2025 | NYISO_A-F_2_PJM_ROM | NYISO_A-F | PJM_ROM | Internal | Shoulder | B13 | 600 | 1000 | 0 | 41.7 | 42.09 | 8 | 0
2025 | NYISO_A-F_2_PJM_ROM | NYISO_A-F | PJM_ROM | Internal | Shoulder | B14 | 900 | 1000 | 0 | 41.7 | 41.38 | 8 | 0
2025 | NYISO_A-F_2_PJM_ROM | NYISO_A-F | PJM_ROM | Internal | Shoulder | B15 | 1203 | 1000 | 0 | 41.7 | 38.16 | 8 | 0
2025 | NYISO_A-F_2_PJM_ROM | NYISO_A-F | PJM_ROM | Internal | Summer | B1 | 10 | 1000 | 0 | 67.94 | 66.36 | 8 | 0
2025 | NYISO_A-F_2_PJM_ROM | NYISO_A-F | PJM_ROM | Internal | Summer | B2 | 25 | 1000 | 0 | 67.94 | 65.96 | 8 | 0
2025 | NYISO_A-F_2_PJM_ROM | NYISO_A-F | PJM_ROM | Internal | Summer | B3 | 75 | 1000 | 1000 | 54.38 | 65.44 | 8 | 3.06
2025 | NYISO_A-F_2_PJM_ROM | NYISO_A-F | PJM_ROM | Internal | Summer | B4 | 100 | 1000 | 1000 | 52.05 | 64.27 | 8 | 4.22
2025 | NYISO_A-F_2_PJM_ROM | NYISO_A-F | PJM_ROM | Internal | Summer | B5 | 200 | 1000 | 1000 | 49.84 | 58.91 | 8 | 1.07
2025 | NYISO_A-F_2_PJM_ROM | NYISO_A-F | PJM_ROM | Internal | Summer | B6 | 300 | 1000 | 0 | 47.98 | 48.05 | 8 | 0
2025 | NYISO_A-F_2_PJM_ROM | NYISO_A-F | PJM_ROM | Internal | Summer | B7 | 400 | 1000 | 0 | 41.35 | 42.21 | 8 | 0
2025 | NYISO_A-F_2_PJM_ROM | NYISO_A-F | PJM_ROM | Internal | Summer | B8 | 500 | 1000 | 0 | 40.38 | 39.57 | 8 | 0
2025 | NYISO_A-F_2_PJM_ROM | NYISO_A-F | PJM_ROM | Internal | Summer | B9 | 800 | 1000 | 0 | 39.01 | 37.01 | 8 | 0
2025 | NYISO_A-F_2_PJM_ROM | NYISO_A-F | PJM_ROM | Internal | Summer | B10 | 1262 | 1000 | 0 | 39.01 | 34.25 | 8 | 0
2025 | NYISO_A-F_2_PJM_ROM | NYISO_A-F | PJM_ROM | Internal | Winter | B16 | 25 | 1000 | 0 | 48.54 | 50.59 | 8 | 0
2025 | NYISO_A-F_2_PJM_ROM | NYISO_A-F | PJM_ROM | Internal | Winter | B17 | 100 | 1000 | 0 | 48.54 | 49.01 | 8 | 0
2025 | NYISO_A-F_2_PJM_ROM | NYISO_A-F | PJM_ROM | Internal | Winter | B18 | 400 | 1000 | 0 | 45.56 | 44.98 | 8 | 0
2025 | NYISO_A-F_2_PJM_ROM | NYISO_A-F | PJM_ROM | Internal | Winter | B19 | 700 | 1000 | 0 | 44.25 | 43.35 | 8 | 0
2025 | NYISO_A-F_2_PJM_ROM | NYISO_A-F | PJM_ROM | Internal | Winter | B20 | 935 | 1000 | 0 | 44.25 | 35.67 | 8 | 0
2025 | NYISO_G-I_2_NEISO | NYISO_G-I | NEISO | Internal | Shoulder | B11 | 25 | 600 | 0 | 45.3 | 38.89 | 3 | 0
2025 | NYISO_G-I_2_NEISO | NYISO_G-I | NEISO | Internal | Shoulder | B12 | 200 | 600 | 0 | 41.87 | 38.89 | 3 | 0
2025 | NYISO_G-I_2_NEISO | NYISO_G-I | NEISO | Internal | Shoulder | B13 | 600 | 600 | 0 | 41.78 | 38.89 | 3 | 0
2025 | NYISO_G-I_2_NEISO | NYISO_G-I | NEISO | Internal | Shoulder | B14 | 900 | 600 | 0 | 41.72 | 38.89 | 3 | 0
2025 | NYISO_G-I_2_NEISO | NYISO_G-I | NEISO | Internal | Shoulder | B15 | 1203 | 600 | 0 | 41.72 | 38.89 | 3 | 0
2025 | NYISO_G-I_2_NEISO | NYISO_G-I | NEISO | Internal | Summer | B1 | 10 | 600 | 0 | 73.93 | 70.94 | 3 | 0
2025 | NYISO_G-I_2_NEISO | NYISO_G-I | NEISO | Internal | Summer | B2 | 25 | 600 | 0 | 71.97 | 68.98 | 3 | 0
2025 | NYISO_G-I_2_NEISO | NYISO_G-I | NEISO | Internal | Summer | B3 | 75 | 600 | 0 | 57.43 | 51.38 | 3 | 0
2025 | NYISO_G-I_2_NEISO | NYISO_G-I | NEISO | Internal | Summer | B4 | 100 | 600 | 0 | 54.78 | 46.19 | 3 | 0
2025 | NYISO_G-I_2_NEISO | NYISO_G-I | NEISO | Internal | Summer | B5 | 200 | 600 | 0 | 50.89 | 35.72 | 3 | 0
2025 | NYISO_G-I_2_NEISO | NYISO_G-I | NEISO | Internal | Summer | B6 | 300 | 600 | 0 | 50.89 | 35.72 | 3 | 0
2025 | NYISO_G-I_2_NEISO | NYISO_G-I | NEISO | Internal | Summer | B7 | 400 | 600 | 0 | 41.36 | 35.72 | 3 | 0
2025 | NYISO_G-I_2_NEISO | NYISO_G-I | NEISO | Internal | Summer | B8 | 500 | 600 | 0 | 40.39 | 35.72 | 3 | 0
2025 | NYISO_G-I_2_NEISO | NYISO_G-I | NEISO | Internal | Summer | B9 | 800 | 600 | 0 | 39.02 | 35.72 | 3 | 0
2025 | NYISO_G-I_2_NEISO | NYISO_G-I | NEISO | Internal | Summer | B10 | 1262 | 600 | 0 | 39.02 | 35.72 | 3 | 0
2025 | NYISO_G-I_2_NEISO | NYISO_G-I | NEISO | Internal | Winter | B16 | 25 | 600 | 0 | 56.56 | 48.68 | 3 | 0
2025 | NYISO_G-I_2_NEISO | NYISO_G-I | NEISO | Internal | Winter | B17 | 100 | 600 | 0 | 54.01 | 48.68 | 3 | 0
2025 | NYISO_G-I_2_NEISO | NYISO_G-I | NEISO | Internal | Winter | B18 | 400 | 600 | 0 | 51.68 | 48.68 | 3 | 0
2025 | NYISO_G-I_2_NEISO | NYISO_G-I | NEISO | Internal | Winter | B19 | 700 | 600 | 0 | 51.67 | 48.68 | 3 | 0
2025 | NYISO_G-I_2_NEISO | NYISO_G-I | NEISO | Internal | Winter | B20 | 935 | 600 | 0 | 48.18 | 48.68 | 3 | 0
2025 | NYISO_G-I_2_NYISO_A-F | NYISO_G-I | NYISO_A-F | Internal | Shoulder | B11 | 25 | 2506 | 0 | 45.3 | 41.89 | 0.01 | 0
2025 | NYISO_G-I_2_NYISO_A-F | NYISO_G-I | NYISO_A-F | Internal | Shoulder | B12 | 200 | 2506 | 0 | 41.87 | 41.86 | 0.01 | 0
2025 | NYISO_G-I_2_NYISO_A-F | NYISO_G-I | NYISO_A-F | Internal | Shoulder | B13 | 600 | 2506 | 0 | 41.78 | 41.7 | 0.01 | 0
2025 | NYISO_G-I_2_NYISO_A-F | NYISO_G-I | NYISO_A-F | Internal | Shoulder | B14 | 900 | 2506 | 0 | 41.72 | 41.7 | 0.01 | 0
2025 | NYISO_G-I_2_NYISO_A-F | NYISO_G-I | NYISO_A-F | Internal | Shoulder | B15 | 1203 | 2506 | 0 | 41.72 | 41.7 | 0.01 | 0
2025 | NYISO_G-I_2_NYISO_A-F | NYISO_G-I | NYISO_A-F | Internal | Summer | B1 | 10 | 2506 | 0 | 73.93 | 67.94 | 0.01 | 0
2025 | NYISO_G-I_2_NYISO_A-F | NYISO_G-I | NYISO_A-F | Internal | Summer | B2 | 25 | 2506 | 0 | 71.97 | 67.94 | 0.01 | 0
2025 | NYISO_G-I_2_NYISO_A-F | NYISO_G-I | NYISO_A-F | Internal | Summer | B3 | 75 | 2506 | 0 | 57.43 | 54.38 | 0.01 | 0
2025 | NYISO_G-I_2_NYISO_A-F | NYISO_G-I | NYISO_A-F | Internal | Summer | B4 | 100 | 2506 | 0 | 54.78 | 52.05 | 0.01 | 0
2025 | NYISO_G-I_2_NYISO_A-F | NYISO_G-I | NYISO_A-F | Internal | Summer | B5 | 200 | 2506 | 0 | 50.89 | 49.84 | 0.01 | 0
2025 | NYISO_G-I_2_NYISO_A-F | NYISO_G-I | NYISO_A-F | Internal | Summer | B6 | 300 | 2506 | 0 | 50.89 | 47.98 | 0.01 | 0
2025 | NYISO_G-I_2_NYISO_A-F | NYISO_G-I | NYISO_A-F | Internal | Summer | B7 | 400 | 2506 | 0 | 41.36 | 41.35 | 0.01 | 0
2025 | NYISO_G-I_2_NYISO_A-F | NYISO_G-I | NYISO_A-F | Internal | Summer | B8 | 500 | 2506 | 0 | 40.39 | 40.38 | 0.01 | 0
2025 | NYISO_G-I_2_NYISO_A-F | NYISO_G-I | NYISO_A-F | Internal | Summer | B9 | 800 | 2506 | 0 | 39.02 | 39.01 | 0.01 | 0
2025 | NYISO_G-I_2_NYISO_A-F | NYISO_G-I | NYISO_A-F | Internal | Summer | B10 | 1262 | 2506 | 0 | 39.02 | 39.01 | 0.01 | 0
2025 | NYISO_G-I_2_NYISO_A-F | NYISO_G-I | NYISO_A-F | Internal | Winter | B16 | 25 | 2506 | 0 | 56.56 | 48.54 | 0.01 | 0
2025 | NYISO_G-I_2_NYISO_A-F | NYISO_G-I | NYISO_A-F | Internal | Winter | B17 | 100 | 2506 | 0 | 54.01 | 48.54 | 0.01 | 0
2025 | NYISO_G-I_2_NYISO_A-F | NYISO_G-I | NYISO_A-F | Internal | Winter | B18 | 400 | 2506 | 0 | 51.68 | 45.56 | 0.01 | 0
2025 | NYISO_G-I_2_NYISO_A-F | NYISO_G-I | NYISO_A-F | Internal | Winter | B19 | 700 | 2506 | 0 | 51.67 | 44.25 | 0.01 | 0
2025 | NYISO_G-I_2_NYISO_A-F | NYISO_G-I | NYISO_A-F | Internal | Winter | B20 | 935 | 2506 | 0 | 48.18 | 44.25 | 0.01 | 0
2025 | NYISO_G-I_2_NYISO_J-K | NYISO_G-I | NYISO_J-K | Internal | Shoulder | B11 | 25 | 6188 | 5212.8 | 45.3 | 45.31 | 0.01 | 0
2025 | NYISO_G-I_2_NYISO_J-K | NYISO_G-I | NYISO_J-K | Internal | Shoulder | B12 | 200 | 6188 | 4675.43 | 41.87 | 41.89 | 0.01 | 0
2025 | NYISO_G-I_2_NYISO_J-K | NYISO_G-I | NYISO_J-K | Internal | Shoulder | B13 | 600 | 6188 | 4846.23 | 41.78 | 41.79 | 0.01 | 0
2025 | NYISO_G-I_2_NYISO_J-K | NYISO_G-I | NYISO_J-K | Internal | Shoulder | B14 | 900 | 6188 | 5000.51 | 41.72 | 41.73 | 0.01 | 0
2025 | NYISO_G-I_2_NYISO_J-K | NYISO_G-I | NYISO_J-K | Internal | Shoulder | B15 | 1203 | 6188 | 3423.1 | 41.72 | 41.73 | 0.01 | 0
2025 | NYISO_G-I_2_NYISO_J-K | NYISO_G-I | NYISO_J-K | Internal | Summer | B1 | 10 | 6188 | 4318.97 | 73.93 | 73.94 | 0.01 | 0
2025 | NYISO_G-I_2_NYISO_J-K | NYISO_G-I | NYISO_J-K | Internal | Summer | B2 | 25 | 6188 | 4002.79 | 71.97 | 71.98 | 0.01 | 0
2025 | NYISO_G-I_2_NYISO_J-K | NYISO_G-I | NYISO_J-K | Internal | Summer | B3 | 75 | 6188 | 3535.8 | 57.43 | 57.44 | 0.01 | 0
2025 | NYISO_G-I_2_NYISO_J-K | NYISO_G-I | NYISO_J-K | Internal | Summer | B4 | 100 | 6188 | 3752.7 | 54.78 | 54.8 | 0.01 | 0
2025 | NYISO_G-I_2_NYISO_J-K | NYISO_G-I | NYISO_J-K | Internal | Summer | B5 | 200 | 6188 | 3888.5 | 50.89 | 50.9 | 0.01 | 0
2025 | NYISO_G-I_2_NYISO_J-K | NYISO_G-I | NYISO_J-K | Internal | Summer | B6 | 300 | 6188 | 5602.83 | 50.89 | 50.9 | 0.01 | 0
2025 | NYISO_G-I_2_NYISO_J-K | NYISO_G-I | NYISO_J-K | Internal | Summer | B7 | 400 | 6188 | 5735.05 | 41.36 | 41.37 | 0.01 | 0
2025 | NYISO_G-I_2_NYISO_J-K | NYISO_G-I | NYISO_J-K | Internal | Summer | B8 | 500 | 6188 | 5042.08 | 40.39 | 40.4 | 0.01 | 0
2025 | NYISO_G-I_2_NYISO_J-K | NYISO_G-I | NYISO_J-K | Internal | Summer | B9 | 800 | 6188 | 4161 | 39.02 | 39.03 | 0.01 | 0
2025 | NYISO_G-I_2_NYISO_J-K | NYISO_G-I | NYISO_J-K | Internal | Summer | B10 | 1262 | 6188 | 2387.95 | 39.02 | 39.03 | 0.01 | 0
2025 | NYISO_G-I_2_NYISO_J-K | NYISO_G-I | NYISO_J-K | Internal | Winter | B16 | 25 | 6188 | 5743.87 | 56.56 | 56.58 | 0.01 | 0
2025 | NYISO_G-I_2_NYISO_J-K | NYISO_G-I | NYISO_J-K | Internal | Winter | B17 | 100 | 6188 | 5881.16 | 54.01 | 54.03 | 0.01 | 0
2025 | NYISO_G-I_2_NYISO_J-K | NYISO_G-I | NYISO_J-K | Internal | Winter | B18 | 400 | 6188 | 6139.84 | 51.68 | 51.69 | 0.01 | 0
2025 | NYISO_G-I_2_NYISO_J-K | NYISO_G-I | NYISO_J-K | Internal | Winter | B19 | 700 | 6188 | 6051.69 | 51.67 | 51.68 | 0.01 | 0
2025 | NYISO_G-I_2_NYISO_J-K | NYISO_G-I | NYISO_J-K | Internal | Winter | B20 | 935 | 6188 | 5931.02 | 48.18 | 48.19 | 0.01 | 0
2025 | NYISO_G-I_2_PJM_E | NYISO_G-I | PJM_E | Internal | Shoulder | B11 | 25 | 1500 | 4.4 | 45.3 | 53.3 | 8 | 0
2025 | NYISO_G-I_2_PJM_E | NYISO_G-I | PJM_E | Internal | Shoulder | B12 | 200 | 1500 | 0 | 41.87 | 46.72 | 8 | 0
2025 | NYISO_G-I_2_PJM_E | NYISO_G-I | PJM_E | Internal | Shoulder | B13 | 600 | 1500 | 0 | 41.78 | 42.08 | 8 | 0
2025 | NYISO_G-I_2_PJM_E | NYISO_G-I | PJM_E | Internal | Shoulder | B14 | 900 | 1500 | 0 | 41.72 | 41.39 | 8 | 0
2025 | NYISO_G-I_2_PJM_E | NYISO_G-I | PJM_E | Internal | Shoulder | B15 | 1203 | 1500 | 0 | 41.72 | 38.17 | 8 | 0
2025 | NYISO_G-I_2_PJM_E | NYISO_G-I | PJM_E | Internal | Summer | B1 | 10 | 1500 | 0 | 73.93 | 66.37 | 8 | 0
2025 | NYISO_G-I_2_PJM_E | NYISO_G-I | PJM_E | Internal | Summer | B2 | 25 | 1500 | 0 | 71.97 | 65.97 | 8 | 0
2025 | NYISO_G-I_2_PJM_E | NYISO_G-I | PJM_E | Internal | Summer | B3 | 75 | 1500 | 1446.99 | 57.43 | 65.43 | 8 | 0
2025 | NYISO_G-I_2_PJM_E | NYISO_G-I | PJM_E | Internal | Summer | B4 | 100 | 1500 | 1500 | 54.78 | 64.25 | 8 | 1.47
2025 | NYISO_G-I_2_PJM_E | NYISO_G-I | PJM_E | Internal | Summer | B5 | 200 | 1500 | 1500 | 50.89 | 58.9 | 8 | 0.01
2025 | NYISO_G-I_2_PJM_E | NYISO_G-I | PJM_E | Internal | Summer | B6 | 300 | 1500 | 0 | 50.89 | 48.04 | 8 | 0
2025 | NYISO_G-I_2_PJM_E | NYISO_G-I | PJM_E | Internal | Summer | B7 | 400 | 1500 | 0 | 41.36 | 42.2 | 8 | 0
2025 | NYISO_G-I_2_PJM_E | NYISO_G-I | PJM_E | Internal | Summer | B8 | 500 | 1500 | 0 | 40.39 | 39.56 | 8 | 0
2025 | NYISO_G-I_2_PJM_E | NYISO_G-I | PJM_E | Internal | Summer | B9 | 800 | 1500 | 0 | 39.02 | 37.02 | 8 | 0
2025 | NYISO_G-I_2_PJM_E | NYISO_G-I | PJM_E | Internal | Summer | B10 | 1262 | 1500 | 0 | 39.02 | 34.27 | 8 | 0
2025 | NYISO_G-I_2_PJM_E | NYISO_G-I | PJM_E | Internal | Winter | B16 | 25 | 1500 | 0 | 56.56 | 50.58 | 8 | 0
2025 | NYISO_G-I_2_PJM_E | NYISO_G-I | PJM_E | Internal | Winter | B17 | 100 | 1500 | 0 | 54.01 | 49 | 8 | 0
2025 | NYISO_G-I_2_PJM_E | NYISO_G-I | PJM_E | Internal | Winter | B18 | 400 | 1500 | 0 | 51.68 | 44.99 | 8 | 0
2025 | NYISO_G-I_2_PJM_E | NYISO_G-I | PJM_E | Internal | Winter | B19 | 700 | 1500 | 0 | 51.67 | 43.36 | 8 | 0
2025 | NYISO_G-I_2_PJM_E | NYISO_G-I | PJM_E | Internal | Winter | B20 | 935 | 1500 | 0 | 48.18 | 35.68 | 8 | 0
2025 | NYISO_J-K_2_PJM_E | NYISO_J-K | PJM_E | Internal | Shoulder | B11 | 25 | 330 | 0 | 45.31 | 53.3 | 8 | 0
2025 | NYISO_J-K_2_PJM_E | NYISO_J-K | PJM_E | Internal | Shoulder | B12 | 200 | 330 | 0 | 41.89 | 46.72 | 8 | 0
2025 | NYISO_J-K_2_PJM_E | NYISO_J-K | PJM_E | Internal | Shoulder | B13 | 600 | 330 | 0 | 41.79 | 42.08 | 8 | 0
2025 | NYISO_J-K_2_PJM_E | NYISO_J-K | PJM_E | Internal | Shoulder | B14 | 900 | 330 | 0 | 41.73 | 41.39 | 8 | 0
2025 | NYISO_J-K_2_PJM_E | NYISO_J-K | PJM_E | Internal | Shoulder | B15 | 1203 | 330 | 0 | 41.73 | 38.17 | 8 | 0
2025 | NYISO_J-K_2_PJM_E | NYISO_J-K | PJM_E | Internal | Summer | B1 | 10 | 330 | 0 | 73.94 | 66.37 | 8 | 0
2025 | NYISO_J-K_2_PJM_E | NYISO_J-K | PJM_E | Internal | Summer | B2 | 25 | 330 | 0 | 71.98 | 65.97 | 8 | 0
2025 | NYISO_J-K_2_PJM_E | NYISO_J-K | PJM_E | Internal | Summer | B3 | 75 | 330 | 0 | 57.44 | 65.43 | 8 | 0
2025 | NYISO_J-K_2_PJM_E | NYISO_J-K | PJM_E | Internal | Summer | B4 | 100 | 330 | 330 | 54.8 | 64.25 | 8 | 1.46
2025 | NYISO_J-K_2_PJM_E | NYISO_J-K | PJM_E | Internal | Summer | B5 | 200 | 330 | 193.29 | 50.9 | 58.9 | 8 | 0
2025 | NYISO_J-K_2_PJM_E | NYISO_J-K | PJM_E | Internal | Summer | B6 | 300 | 330 | 0 | 50.9 | 48.04 | 8 | 0
2025 | NYISO_J-K_2_PJM_E | NYISO_J-K | PJM_E | Internal | Summer | B7 | 400 | 330 | 0 | 41.37 | 42.2 | 8 | 0
2025 | NYISO_J-K_2_PJM_E | NYISO_J-K | PJM_E | Internal | Summer | B8 | 500 | 330 | 0 | 40.4 | 39.56 | 8 | 0
2025 | NYISO_J-K_2_PJM_E | NYISO_J-K | PJM_E | Internal | Summer | B9 | 800 | 330 | 0 | 39.03 | 37.02 | 8 | 0
2025 | NYISO_J-K_2_PJM_E | NYISO_J-K | PJM_E | Internal | Summer | B10 | 1262 | 330 | 0 | 39.03 | 34.27 | 8 | 0
2025 | NYISO_J-K_2_PJM_E | NYISO_J-K | PJM_E | Internal | Winter | B16 | 25 | 330 | 0 | 56.58 | 50.58 | 8 | 0
2025 | NYISO_J-K_2_PJM_E | NYISO_J-K | PJM_E | Internal | Winter | B17 | 100 | 330 | 0 | 54.03 | 49 | 8 | 0
2025 | NYISO_J-K_2_PJM_E | NYISO_J-K | PJM_E | Internal | Winter | B18 | 400 | 330 | 0 | 51.69 | 44.99 | 8 | 0
2025 | NYISO_J-K_2_PJM_E | NYISO_J-K | PJM_E | Internal | Winter | B19 | 700 | 330 | 0 | 51.68 | 43.36 | 8 | 0
2025 | NYISO_J-K_2_PJM_E | NYISO_J-K | PJM_E | Internal | Winter | B20 | 935 | 330 | 0 | 48.19 | 35.68 | 8 | 0
2025 | PJM_E_2_NYISO_G-I | PJM_E | NYISO_G-I | Internal | Shoulder | B11 | 25 | 500 | 0 | 53.3 | 45.3 | 6 | 0
2025 | PJM_E_2_NYISO_G-I | PJM_E | NYISO_G-I | Internal | Shoulder | B12 | 200 | 500 | 0 | 46.72 | 41.87 | 6 | 0
2025 | PJM_E_2_NYISO_G-I | PJM_E | NYISO_G-I | Internal | Shoulder | B13 | 600 | 500 | 0 | 42.08 | 41.78 | 6 | 0
2025 | PJM_E_2_NYISO_G-I | PJM_E | NYISO_G-I | Internal | Shoulder | B14 | 900 | 500 | 0 | 41.39 | 41.72 | 6 | 0
2025 | PJM_E_2_NYISO_G-I | PJM_E | NYISO_G-I | Internal | Shoulder | B15 | 1203 | 500 | 0 | 38.17 | 41.72 | 6 | 0
2025 | PJM_E_2_NYISO_G-I | PJM_E | NYISO_G-I | Internal | Summer | B1 | 10 | 500 | 500 | 66.37 | 73.93 | 6 | 1.56
2025 | PJM_E_2_NYISO_G-I | PJM_E | NYISO_G-I | Internal | Summer | B2 | 25 | 500 | 56.85 | 65.97 | 71.97 | 6 | 0
2025 | PJM_E_2_NYISO_G-I | PJM_E | NYISO_G-I | Internal | Summer | B3 | 75 | 500 | 0 | 65.43 | 57.43 | 6 | 0
2025 | PJM_E_2_NYISO_G-I | PJM_E | NYISO_G-I | Internal | Summer | B4 | 100 | 500 | 0 | 64.25 | 54.78 | 6 | 0
2025 | PJM_E_2_NYISO_G-I | PJM_E | NYISO_G-I | Internal | Summer | B5 | 200 | 500 | 0 | 58.9 | 50.89 | 6 | 0
2025 | PJM_E_2_NYISO_G-I | PJM_E | NYISO_G-I | Internal | Summer | B6 | 300 | 500 | 0 | 48.04 | 50.89 | 6 | 0
2025 | PJM_E_2_NYISO_G-I | PJM_E | NYISO_G-I | Internal | Summer | B7 | 400 | 500 | 0 | 42.2 | 41.36 | 6 | 0
2025 | PJM_E_2_NYISO_G-I | PJM_E | NYISO_G-I | Internal | Summer | B8 | 500 | 500 | 0 | 39.56 | 40.39 | 6 | 0
2025 | PJM_E_2_NYISO_G-I | PJM_E | NYISO_G-I | Internal | Summer | B9 | 800 | 500 | 0 | 37.02 | 39.02 | 6 | 0
2025 | PJM_E_2_NYISO_G-I | PJM_E | NYISO_G-I | Internal | Summer | B10 | 1262 | 500 | 0 | 34.27 | 39.02 | 6 | 0
2025 | PJM_E_2_NYISO_G-I | PJM_E | NYISO_G-I | Internal | Winter | B16 | 25 | 500 | 0 | 50.58 | 56.56 | 6 | 0
2025 | PJM_E_2_NYISO_G-I | PJM_E | NYISO_G-I | Internal | Winter | B17 | 100 | 500 | 0 | 49 | 54.01 | 6 | 0
2025 | PJM_E_2_NYISO_G-I | PJM_E | NYISO_G-I | Internal | Winter | B18 | 400 | 500 | 500 | 44.99 | 51.68 | 6 | 0.69
2025 | PJM_E_2_NYISO_G-I | PJM_E | NYISO_G-I | Internal | Winter | B19 | 700 | 500 | 500 | 43.36 | 51.67 | 6 | 2.31
2025 | PJM_E_2_NYISO_G-I | PJM_E | NYISO_G-I | Internal | Winter | B20 | 935 | 500 | 500 | 35.68 | 48.18 | 6 | 6.49
2025 | PJM_E_2_NYISO_J-K | PJM_E | NYISO_J-K | Internal | Shoulder | B11 | 25 | 330 | 0 | 53.3 | 45.31 | 6 | 0
2025 | PJM_E_2_NYISO_J-K | PJM_E | NYISO_J-K | Internal | Shoulder | B12 | 200 | 330 | 0 | 46.72 | 41.89 | 6 | 0
2025 | PJM_E_2_NYISO_J-K | PJM_E | NYISO_J-K | Internal | Shoulder | B13 | 600 | 330 | 0 | 42.08 | 41.79 | 6 | 0
2025 | PJM_E_2_NYISO_J-K | PJM_E | NYISO_J-K | Internal | Shoulder | B14 | 900 | 330 | 0 | 41.39 | 41.73 | 6 | 0
2025 | PJM_E_2_NYISO_J-K | PJM_E | NYISO_J-K | Internal | Shoulder | B15 | 1203 | 330 | 0 | 38.17 | 41.73 | 6 | 0
2025 | PJM_E_2_NYISO_J-K | PJM_E | NYISO_J-K | Internal | Summer | B1 | 10 | 330 | 330 | 66.37 | 73.94 | 6 | 1.58
2025 | PJM_E_2_NYISO_J-K | PJM_E | NYISO_J-K | Internal | Summer | B2 | 25 | 330 | 330 | 65.97 | 71.98 | 6 | 0.01
2025 | PJM_E_2_NYISO_J-K | PJM_E | NYISO_J-K | Internal | Summer | B3 | 75 | 330 | 0 | 65.43 | 57.44 | 6 | 0
2025 | PJM_E_2_NYISO_J-K | PJM_E | NYISO_J-K | Internal | Summer | B4 | 100 | 330 | 0 | 64.25 | 54.8 | 6 | 0
2025 | PJM_E_2_NYISO_J-K | PJM_E | NYISO_J-K | Internal | Summer | B5 | 200 | 330 | 0 | 58.9 | 50.9 | 6 | 0
2025 | PJM_E_2_NYISO_J-K | PJM_E | NYISO_J-K | Internal | Summer | B6 | 300 | 330 | 0 | 48.04 | 50.9 | 6 | 0
2025 | PJM_E_2_NYISO_J-K | PJM_E | NYISO_J-K | Internal | Summer | B7 | 400 | 330 | 0 | 42.2 | 41.37 | 6 | 0
2025 | PJM_E_2_NYISO_J-K | PJM_E | NYISO_J-K | Internal | Summer | B8 | 500 | 330 | 0 | 39.56 | 40.4 | 6 | 0
2025 | PJM_E_2_NYISO_J-K | PJM_E | NYISO_J-K | Internal | Summer | B9 | 800 | 330 | 0 | 37.02 | 39.03 | 6 | 0
2025 | PJM_E_2_NYISO_J-K | PJM_E | NYISO_J-K | Internal | Summer | B10 | 1262 | 330 | 0 | 34.27 | 39.03 | 6 | 0
2025 | PJM_E_2_NYISO_J-K | PJM_E | NYISO_J-K | Internal | Winter | B16 | 25 | 330 | 289.84 | 50.58 | 56.58 | 6 | 0
2025 | PJM_E_2_NYISO_J-K | PJM_E | NYISO_J-K | Internal | Winter | B17 | 100 | 330 | 0 | 49 | 54.03 | 6 | 0
2025 | PJM_E_2_NYISO_J-K | PJM_E | NYISO_J-K | Internal | Winter | B18 | 400 | 330 | 330 | 44.99 | 51.69 | 6 | 0.7
2025 | PJM_E_2_NYISO_J-K | PJM_E | NYISO_J-K | Internal | Winter | B19 | 700 | 330 | 330 | 43.36 | 51.68 | 6 | 2.32
2025 | PJM_E_2_NYISO_J-K | PJM_E | NYISO_J-K | Internal | Winter | B20 | 935 | 330 | 330 | 35.68 | 48.19 | 6 | 6.5
2025 | PJM_E_2_PJM_ROM | PJM_E | PJM_ROM | Internal | Shoulder | B11 | 25 | 8000 | 5966.39 | 53.3 | 53.31 | 0.01 | 0
2025 | PJM_E_2_PJM_ROM | PJM_E | PJM_ROM | Internal | Shoulder | B12 | 200 | 8000 | 4665.61 | 46.72 | 46.74 | 0.01 | 0
2025 | PJM_E_2_PJM_ROM | PJM_E | PJM_ROM | Internal | Shoulder | B13 | 600 | 8000 | 2364.36 | 42.08 | 42.09 | 0.01 | 0
2025 | PJM_E_2_PJM_ROM | PJM_E | PJM_ROM | Internal | Shoulder | B14 | 900 | 8000 | 0 | 41.39 | 41.38 | 0.01 | 0
2025 | PJM_E_2_PJM_ROM | PJM_E | PJM_ROM | Internal | Shoulder | B15 | 1203 | 8000 | 0 | 38.17 | 38.16 | 0.01 | 0
2025 | PJM_E_2_PJM_ROM | PJM_E | PJM_ROM | Internal | Summer | B1 | 10 | 8000 | 0 | 66.37 | 66.36 | 0.01 | 0
2025 | PJM_E_2_PJM_ROM | PJM_E | PJM_ROM | Internal | Summer | B2 | 25 | 8000 | 0 | 65.97 | 65.96 | 0.01 | 0
2025 | PJM_E_2_PJM_ROM | PJM_E | PJM_ROM | Internal | Summer | B3 | 75 | 8000 | 4078.04 | 65.43 | 65.44 | 0.01 | 0
2025 | PJM_E_2_PJM_ROM | PJM_E | PJM_ROM | Internal | Summer | B4 | 100 | 8000 | 4134.37 | 64.25 | 64.27 | 0.01 | 0
2025 | PJM_E_2_PJM_ROM | PJM_E | PJM_ROM | Internal | Summer | B5 | 200 | 8000 | 2650 | 58.9 | 58.91 | 0.01 | 0
2025 | PJM_E_2_PJM_ROM | PJM_E | PJM_ROM | Internal | Summer | B6 | 300 | 8000 | 1956.28 | 48.04 | 48.05 | 0.01 | 0
2025 | PJM_E_2_PJM_ROM | PJM_E | PJM_ROM | Internal | Summer | B7 | 400 | 8000 | 2803.44 | 42.2 | 42.21 | 0.01 | 0
2025 | PJM_E_2_PJM_ROM | PJM_E | PJM_ROM | Internal | Summer | B8 | 500 | 8000 | 540.34 | 39.56 | 39.57 | 0.01 | 0
2025 | PJM_E_2_PJM_ROM | PJM_E | PJM_ROM | Internal | Summer | B9 | 800 | 8000 | 0 | 37.02 | 37.01 | 0.01 | 0
2025 | PJM_E_2_PJM_ROM | PJM_E | PJM_ROM | Internal | Summer | B10 | 1262 | 8000 | 0 | 34.27 | 34.25 | 0.01 | 0
2025 | PJM_E_2_PJM_ROM | PJM_E | PJM_ROM | Internal | Winter | B16 | 25 | 8000 | 338.23 | 50.58 | 50.59 | 0.01 | 0
2025 | PJM_E_2_PJM_ROM | PJM_E | PJM_ROM | Internal | Winter | B17 | 100 | 8000 | 359.29 | 49 | 49.01 | 0.01 | 0
2025 | PJM_E_2_PJM_ROM | PJM_E | PJM_ROM | Internal | Winter | B18 | 400 | 8000 | 0 | 44.99 | 44.98 | 0.01 | 0
2025 | PJM_E_2_PJM_ROM | PJM_E | PJM_ROM | Internal | Winter | B19 | 700 | 8000 | 0 | 43.36 | 43.35 | 0.01 | 0
2025 | PJM_E_2_PJM_ROM | PJM_E | PJM_ROM | Internal | Winter | B20 | 935 | 8000 | 0 | 35.68 | 35.67 | 0.01 | 0
2025 | PJM_ROR_2_MISO_IN | PJM_ROR | MISO_IN | Internal | Shoulder | B11 | 25 | 909 | 909 | 53.32 | 60.32 | 2 | 5
2025 | PJM_ROR_2_MISO_IN | PJM_ROR | MISO_IN | Internal | Shoulder | B12 | 200 | 909 | 627.04 | 46.75 | 48.75 | 2 | 0
2025 | PJM_ROR_2_MISO_IN | PJM_ROR | MISO_IN | Internal | Shoulder | B13 | 600 | 909 | 0 | 42.08 | 42.95 | 2 | 0
2025 | PJM_ROR_2_MISO_IN | PJM_ROR | MISO_IN | Internal | Shoulder | B14 | 900 | 909 | 0 | 41.37 | 42.27 | 2 | 0
2025 | PJM_ROR_2_MISO_IN | PJM_ROR | MISO_IN | Internal | Shoulder | B15 | 1203 | 909 | 0 | 38.15 | 39.73 | 2 | 0
2025 | PJM_ROR_2_MISO_IN | PJM_ROR | MISO_IN | Internal | Summer | B1 | 10 | 909 | 0 | 66.34 | 68.33 | 2 | 0
2025 | PJM_ROR_2_MISO_IN | PJM_ROR | MISO_IN | Internal | Summer | B2 | 25 | 909 | 909 | 65.94 | 67.96 | 2 | 0.01
2025 | PJM_ROR_2_MISO_IN | PJM_ROR | MISO_IN | Internal | Summer | B3 | 75 | 909 | 0 | 65.45 | 66.28 | 2 | 0
2025 | PJM_ROR_2_MISO_IN | PJM_ROR | MISO_IN | Internal | Summer | B4 | 100 | 909 | 0 | 64.28 | 66.25 | 2 | 0
2025 | PJM_ROR_2_MISO_IN | PJM_ROR | MISO_IN | Internal | Summer | B5 | 200 | 909 | 892.58 | 58.93 | 60.93 | 2 | 0
2025 | PJM_ROR_2_MISO_IN | PJM_ROR | MISO_IN | Internal | Summer | B6 | 300 | 909 | 540 | 48.06 | 50.06 | 2 | 0
2025 | PJM_ROR_2_MISO_IN | PJM_ROR | MISO_IN | Internal | Summer | B7 | 400 | 909 | 0 | 42.2 | 41.34 | 2 | 0
2025 | PJM_ROR_2_MISO_IN | PJM_ROR | MISO_IN | Internal | Summer | B8 | 500 | 909 | 0 | 39.56 | 40.37 | 2 | 0
2025 | PJM_ROR_2_MISO_IN | PJM_ROR | MISO_IN | Internal | Summer | B9 | 800 | 909 | 0 | 36.99 | 38.98 | 2 | 0
2025 | PJM_ROR_2_MISO_IN | PJM_ROR | MISO_IN | Internal | Summer | B10 | 1262 | 909 | 0 | 34.24 | 36.23 | 2 | 0
2025 | PJM_ROR_2_MISO_IN | PJM_ROR | MISO_IN | Internal | Winter | B16 | 25 | 909 | 909 | 50.58 | 52.6 | 2 | 0.02
2025 | PJM_ROR_2_MISO_IN | PJM_ROR | MISO_IN | Internal | Winter | B17 | 100 | 909 | 0 | 49 | 49.12 | 2 | 0
2025 | PJM_ROR_2_MISO_IN | PJM_ROR | MISO_IN | Internal | Winter | B18 | 400 | 909 | 0 | 44.96 | 45.58 | 2 | 0
2025 | PJM_ROR_2_MISO_IN | PJM_ROR | MISO_IN | Internal | Winter | B19 | 700 | 909 | 0 | 43.33 | 44.24 | 2 | 0
2025 | PJM_ROR_2_MISO_IN | PJM_ROR | MISO_IN | Internal | Winter | B20 | 935 | 909 | 446.37 | 35.66 | 37.66 | 2 | 0
2025 | PJM_ROR_2_MISO_MI | PJM_ROR | MISO_MI | Internal | Shoulder | B11 | 25 | 1305 | 1305 | 53.32 | 55.37 | 2 | 0.04
2025 | PJM_ROR_2_MISO_MI | PJM_ROR | MISO_MI | Internal | Shoulder | B12 | 200 | 1305 | 684.79 | 46.75 | 48.75 | 2 | 0
2025 | PJM_ROR_2_MISO_MI | PJM_ROR | MISO_MI | Internal | Shoulder | B13 | 600 | 1305 | 0 | 42.08 | 42.96 | 2 | 0
2025 | PJM_ROR_2_MISO_MI | PJM_ROR | MISO_MI | Internal | Shoulder | B14 | 900 | 1305 | 0 | 41.37 | 42.28 | 2 | 0
2025 | PJM_ROR_2_MISO_MI | PJM_ROR | MISO_MI | Internal | Shoulder | B15 | 1203 | 1305 | 0 | 38.15 | 39.74 | 2 | 0
2025 | PJM_ROR_2_MISO_MI | PJM_ROR | MISO_MI | Internal | Summer | B1 | 10 | 1305 | 0 | 66.34 | 67.94 | 2 | 0
2025 | PJM_ROR_2_MISO_MI | PJM_ROR | MISO_MI | Internal | Summer | B2 | 25 | 1305 | 200.51 | 65.94 | 67.94 | 2 | 0
2025 | PJM_ROR_2_MISO_MI | PJM_ROR | MISO_MI | Internal | Summer | B3 | 75 | 1305 | 0 | 65.45 | 63.85 | 2 | 0
2025 | PJM_ROR_2_MISO_MI | PJM_ROR | MISO_MI | Internal | Summer | B4 | 100 | 1305 | 0 | 64.28 | 63.82 | 2 | 0
2025 | PJM_ROR_2_MISO_MI | PJM_ROR | MISO_MI | Internal | Summer | B5 | 200 | 1305 | 0 | 58.93 | 60.91 | 2 | 0
2025 | PJM_ROR_2_MISO_MI | PJM_ROR | MISO_MI | Internal | Summer | B6 | 300 | 1305 | 0 | 48.06 | 50.05 | 2 | 0
2025 | PJM_ROR_2_MISO_MI | PJM_ROR | MISO_MI | Internal | Summer | B7 | 400 | 1305 | 0 | 42.2 | 41.35 | 2 | 0
2025 | PJM_ROR_2_MISO_MI | PJM_ROR | MISO_MI | Internal | Summer | B8 | 500 | 1305 | 0 | 39.56 | 40.38 | 2 | 0
2025 | PJM_ROR_2_MISO_MI | PJM_ROR | MISO_MI | Internal | Summer | B9 | 800 | 1305 | 71.7 | 36.99 | 38.99 | 2 | 0
2025 | PJM_ROR_2_MISO_MI | PJM_ROR | MISO_MI | Internal | Summer | B10 | 1262 | 1305 | 771.77 | 34.24 | 36.24 | 2 | 0
2025 | PJM_ROR_2_MISO_MI | PJM_ROR | MISO_MI | Internal | Winter | B16 | 25 | 1305 | 1305 | 50.58 | 52.59 | 2 | 0.01
2025 | PJM_ROR_2_MISO_MI | PJM_ROR | MISO_MI | Internal | Winter | B17 | 100 | 1305 | 0 | 49 | 49.11 | 2 | 0
2025 | PJM_ROR_2_MISO_MI | PJM_ROR | MISO_MI | Internal | Winter | B18 | 400 | 1305 | 0 | 44.96 | 45.56 | 2 | 0
2025 | PJM_ROR_2_MISO_MI | PJM_ROR | MISO_MI | Internal | Winter | B19 | 700 | 1305 | 0 | 43.33 | 44.25 | 2 | 0
2025 | PJM_ROR_2_MISO_MI | PJM_ROR | MISO_MI | Internal | Winter | B20 | 935 | 1305 | 1254.83 | 35.66 | 37.66 | 2 | 0
2025 | PJM_ROR_2_MISO_MO-IL | PJM_ROR | MISO_MO-IL | Internal | Shoulder | B11 | 25 | 1111 | 1111 | 53.32 | 60.34 | 2 | 5.01
2025 | PJM_ROR_2_MISO_MO-IL | PJM_ROR | MISO_MO-IL | Internal | Shoulder | B12 | 200 | 1111 | 0 | 46.75 | 48.74 | 2 | 0
2025 | PJM_ROR_2_MISO_MO-IL | PJM_ROR | MISO_MO-IL | Internal | Shoulder | B13 | 600 | 1111 | 0 | 42.08 | 42.94 | 2 | 0
2025 | PJM_ROR_2_MISO_MO-IL | PJM_ROR | MISO_MO-IL | Internal | Shoulder | B14 | 900 | 1111 | 0 | 41.37 | 42.26 | 2 | 0
2025 | PJM_ROR_2_MISO_MO-IL | PJM_ROR | MISO_MO-IL | Internal | Shoulder | B15 | 1203 | 1111 | 0 | 38.15 | 39.72 | 2 | 0
2025 | PJM_ROR_2_MISO_MO-IL | PJM_ROR | MISO_MO-IL | Internal | Summer | B1 | 10 | 1111 | 8.65 | 66.34 | 68.34 | 2 | 0
2025 | PJM_ROR_2_MISO_MO-IL | PJM_ROR | MISO_MO-IL | Internal | Summer | B2 | 25 | 1111 | 374.48 | 65.94 | 67.94 | 2 | 0
2025 | PJM_ROR_2_MISO_MO-IL | PJM_ROR | MISO_MO-IL | Internal | Summer | B3 | 75 | 1111 | 0 | 65.45 | 66.27 | 2 | 0
2025 | PJM_ROR_2_MISO_MO-IL | PJM_ROR | MISO_MO-IL | Internal | Summer | B4 | 100 | 1111 | 0 | 64.28 | 66.27 | 2 | 0
2025 | PJM_ROR_2_MISO_MO-IL | PJM_ROR | MISO_MO-IL | Internal | Summer | B5 | 200 | 1111 | 970.01 | 58.93 | 60.93 | 2 | 0
2025 | PJM_ROR_2_MISO_MO-IL | PJM_ROR | MISO_MO-IL | Internal | Summer | B6 | 300 | 1111 | 887.98 | 48.06 | 50.06 | 2 | 0
2025 | PJM_ROR_2_MISO_MO-IL | PJM_ROR | MISO_MO-IL | Internal | Summer | B7 | 400 | 1111 | 0 | 42.2 | 41.33 | 2 | 0
2025 | PJM_ROR_2_MISO_MO-IL | PJM_ROR | MISO_MO-IL | Internal | Summer | B8 | 500 | 1111 | 0 | 39.56 | 40.36 | 2 | 0
2025 | PJM_ROR_2_MISO_MO-IL | PJM_ROR | MISO_MO-IL | Internal | Summer | B9 | 800 | 1111 | 0 | 36.99 | 38.98 | 2 | 0
2025 | PJM_ROR_2_MISO_MO-IL | PJM_ROR | MISO_MO-IL | Internal | Summer | B10 | 1262 | 1111 | 0 | 34.24 | 36.22 | 2 | 0
2025 | PJM_ROR_2_MISO_MO-IL | PJM_ROR | MISO_MO-IL | Internal | Winter | B16 | 25 | 1111 | 665.14 | 50.58 | 52.58 | 2 | 0
2025 | PJM_ROR_2_MISO_MO-IL | PJM_ROR | MISO_MO-IL | Internal | Winter | B17 | 100 | 1111 | 0 | 49 | 48.89 | 2 | 0
2025 | PJM_ROR_2_MISO_MO-IL | PJM_ROR | MISO_MO-IL | Internal | Winter | B18 | 400 | 1111 | 0 | 44.96 | 45.56 | 2 | 0
2025 | PJM_ROR_2_MISO_MO-IL | PJM_ROR | MISO_MO-IL | Internal | Winter | B19 | 700 | 1111 | 0 | 43.33 | 44.23 | 2 | 0
2025 | PJM_ROR_2_MISO_MO-IL | PJM_ROR | MISO_MO-IL | Internal | Winter | B20 | 935 | 1111 | 1111 | 35.66 | 37.67 | 2 | 0.01
2025 | PJM_ROR_2_MISO_W | PJM_ROR | MISO_W | Internal | Shoulder | B11 | 25 | 709 | 709 | 53.32 | 60.32 | 2 | 5
2025 | PJM_ROR_2_MISO_W | PJM_ROR | MISO_W | Internal | Shoulder | B12 | 200 | 709 | 0 | 46.75 | 48.72 | 2 | 0
2025 | PJM_ROR_2_MISO_W | PJM_ROR | MISO_W | Internal | Shoulder | B13 | 600 | 709 | 0 | 42.08 | 42.92 | 2 | 0
2025 | PJM_ROR_2_MISO_W | PJM_ROR | MISO_W | Internal | Shoulder | B14 | 900 | 709 | 0 | 41.37 | 42.27 | 2 | 0
2025 | PJM_ROR_2_MISO_W | PJM_ROR | MISO_W | Internal | Shoulder | B15 | 1203 | 709 | 0 | 38.15 | 39.72 | 2 | 0
2025 | PJM_ROR_2_MISO_W | PJM_ROR | MISO_W | Internal | Summer | B1 | 10 | 709 | 0 | 66.34 | 68.33 | 2 | 0
2025 | PJM_ROR_2_MISO_W | PJM_ROR | MISO_W | Internal | Summer | B2 | 25 | 709 | 0 | 65.94 | 67.93 | 2 | 0
2025 | PJM_ROR_2_MISO_W | PJM_ROR | MISO_W | Internal | Summer | B3 | 75 | 709 | 709 | 65.45 | 67.48 | 2 | 0.03
2025 | PJM_ROR_2_MISO_W | PJM_ROR | MISO_W | Internal | Summer | B4 | 100 | 709 | 507.68 | 64.28 | 66.28 | 2 | 0
2025 | PJM_ROR_2_MISO_W | PJM_ROR | MISO_W | Internal | Summer | B5 | 200 | 709 | 709 | 58.93 | 60.94 | 2 | 0.01
2025 | PJM_ROR_2_MISO_W | PJM_ROR | MISO_W | Internal | Summer | B6 | 300 | 709 | 709 | 48.06 | 50.07 | 2 | 0.01
2025 | PJM_ROR_2_MISO_W | PJM_ROR | MISO_W | Internal | Summer | B7 | 400 | 709 | 0 | 42.2 | 41.31 | 2 | 0
2025 | PJM_ROR_2_MISO_W | PJM_ROR | MISO_W | Internal | Summer | B8 | 500 | 709 | 0 | 39.56 | 40.36 | 2 | 0
2025 | PJM_ROR_2_MISO_W | PJM_ROR | MISO_W | Internal | Summer | B9 | 800 | 709 | 74.33 | 36.99 | 38.99 | 2 | 0
2025 | PJM_ROR_2_MISO_W | PJM_ROR | MISO_W | Internal | Summer | B10 | 1262 | 709 | 0 | 34.24 | 36.21 | 2 | 0
2025 | PJM_ROR_2_MISO_W | PJM_ROR | MISO_W | Internal | Winter | B16 | 25 | 709 | 0 | 50.58 | 52.56 | 2 | 0
2025 | PJM_ROR_2_MISO_W | PJM_ROR | MISO_W | Internal | Winter | B17 | 100 | 709 | 0 | 49 | 48.88 | 2 | 0
2025 | PJM_ROR_2_MISO_W | PJM_ROR | MISO_W | Internal | Winter | B18 | 400 | 709 | 0 | 44.96 | 45.56 | 2 | 0
2025 | PJM_ROR_2_MISO_W | PJM_ROR | MISO_W | Internal | Winter | B19 | 700 | 709 | 0 | 43.33 | 44.25 | 2 | 0
2025 | PJM_ROR_2_MISO_W | PJM_ROR | MISO_W | Internal | Winter | B20 | 935 | 709 | 174.02 | 35.66 | 37.66 | 2 | 0
2025 | PJM_ROR_2_MISO_WUMS | PJM_ROR | MISO_WUMS | Internal | Shoulder | B11 | 25 | 1467 | 1467 | 53.32 | 55.38 | 2 | 0.05
2025 | PJM_ROR_2_MISO_WUMS | PJM_ROR | MISO_WUMS | Internal | Shoulder | B12 | 200 | 1467 | 0 | 46.75 | 48.74 | 2 | 0
2025 | PJM_ROR_2_MISO_WUMS | PJM_ROR | MISO_WUMS | Internal | Shoulder | B13 | 600 | 1467 | 0 | 42.08 | 42.94 | 2 | 0
2025 | PJM_ROR_2_MISO_WUMS | PJM_ROR | MISO_WUMS | Internal | Shoulder | B14 | 900 | 1467 | 0 | 41.37 | 42.27 | 2 | 0
2025 | PJM_ROR_2_MISO_WUMS | PJM_ROR | MISO_WUMS | Internal | Shoulder | B15 | 1203 | 1467 | 0 | 38.15 | 39.73 | 2 | 0
2025 | PJM_ROR_2_MISO_WUMS | PJM_ROR | MISO_WUMS | Internal | Summer | B1 | 10 | 1467 | 0 | 66.34 | 63.83 | 2 | 0
2025 | PJM_ROR_2_MISO_WUMS | PJM_ROR | MISO_WUMS | Internal | Summer | B2 | 25 | 1467 | 0 | 65.94 | 63.83 | 2 | 0
2025 | PJM_ROR_2_MISO_WUMS | PJM_ROR | MISO_WUMS | Internal | Summer | B3 | 75 | 1467 | 0 | 65.45 | 63.83 | 2 | 0
2025 | PJM_ROR_2_MISO_WUMS | PJM_ROR | MISO_WUMS | Internal | Summer | B4 | 100 | 1467 | 0 | 64.28 | 63.83 | 2 | 0
2025 | PJM_ROR_2_MISO_WUMS | PJM_ROR | MISO_WUMS | Internal | Summer | B5 | 200 | 1467 | 355.72 | 58.93 | 60.93 | 2 | 0
2025 | PJM_ROR_2_MISO_WUMS | PJM_ROR | MISO_WUMS | Internal | Summer | B6 | 300 | 1467 | 295.57 | 48.06 | 50.06 | 2 | 0
2025 | PJM_ROR_2_MISO_WUMS | PJM_ROR | MISO_WUMS | Internal | Summer | B7 | 400 | 1467 | 0 | 42.2 | 41.33 | 2 | 0
2025 | PJM_ROR_2_MISO_WUMS | PJM_ROR | MISO_WUMS | Internal | Summer | B8 | 500 | 1467 | 0 | 39.56 | 40.37 | 2 | 0
2025 | PJM_ROR_2_MISO_WUMS | PJM_ROR | MISO_WUMS | Internal | Summer | B9 | 800 | 1467 | 0 | 36.99 | 38.98 | 2 | 0
2025 | PJM_ROR_2_MISO_WUMS | PJM_ROR | MISO_WUMS | Internal | Summer | B10 | 1262 | 1467 | 0 | 34.24 | 36.23 | 2 | 0
2025 | PJM_ROR_2_MISO_WUMS | PJM_ROR | MISO_WUMS | Internal | Winter | B16 | 25 | 1467 | 139.08 | 50.58 | 52.58 | 2 | 0
2025 | PJM_ROR_2_MISO_WUMS | PJM_ROR | MISO_WUMS | Internal | Winter | B17 | 100 | 1467 | 0 | 49 | 48.89 | 2 | 0
2025 | PJM_ROR_2_MISO_WUMS | PJM_ROR | MISO_WUMS | Internal | Winter | B18 | 400 | 1467 | 0 | 44.96 | 45.55 | 2 | 0
2025 | PJM_ROR_2_MISO_WUMS | PJM_ROR | MISO_WUMS | Internal | Winter | B19 | 700 | 1467 | 0 | 43.33 | 44.24 | 2 | 0
2025 | PJM_ROR_2_MISO_WUMS | PJM_ROR | MISO_WUMS | Internal | Winter | B20 | 935 | 1467 | 1434.36 | 35.66 | 37.66 | 2 | 0
2025 | PJM_ROR_2_PJM_ROM | PJM_ROR | PJM_ROM | Internal | Shoulder | B11 | 25 | 8000 | 0 | 53.32 | 53.31 | 0.01 | 0
2025 | PJM_ROR_2_PJM_ROM | PJM_ROR | PJM_ROM | Internal | Shoulder | B12 | 200 | 8000 | 0 | 46.75 | 46.74 | 0.01 | 0
2025 | PJM_ROR_2_PJM_ROM | PJM_ROR | PJM_ROM | Internal | Shoulder | B13 | 600 | 8000 | 411.94 | 42.08 | 42.09 | 0.01 | 0
2025 | PJM_ROR_2_PJM_ROM | PJM_ROR | PJM_ROM | Internal | Shoulder | B14 | 900 | 8000 | 2406.25 | 41.37 | 41.38 | 0.01 | 0
2025 | PJM_ROR_2_PJM_ROM | PJM_ROR | PJM_ROM | Internal | Shoulder | B15 | 1203 | 8000 | 5754.04 | 38.15 | 38.16 | 0.01 | 0
2025 | PJM_ROR_2_PJM_ROM | PJM_ROR | PJM_ROM | Internal | Summer | B1 | 10 | 8000 | 4118.22 | 66.34 | 66.36 | 0.01 | 0
2025 | PJM_ROR_2_PJM_ROM | PJM_ROR | PJM_ROM | Internal | Summer | B2 | 25 | 8000 | 3159.78 | 65.94 | 65.96 | 0.01 | 0
2025 | PJM_ROR_2_PJM_ROM | PJM_ROR | PJM_ROM | Internal | Summer | B3 | 75 | 8000 | 0 | 65.45 | 65.44 | 0.01 | 0
2025 | PJM_ROR_2_PJM_ROM | PJM_ROR | PJM_ROM | Internal | Summer | B4 | 100 | 8000 | 0 | 64.28 | 64.27 | 0.01 | 0
2025 | PJM_ROR_2_PJM_ROM | PJM_ROR | PJM_ROM | Internal | Summer | B5 | 200 | 8000 | 0 | 58.93 | 58.91 | 0.01 | 0
2025 | PJM_ROR_2_PJM_ROM | PJM_ROR | PJM_ROM | Internal | Summer | B6 | 300 | 8000 | 0 | 48.06 | 48.05 | 0.01 | 0
2025 | PJM_ROR_2_PJM_ROM | PJM_ROR | PJM_ROM | Internal | Summer | B7 | 400 | 8000 | 184.79 | 42.2 | 42.21 | 0.01 | 0
2025 | PJM_ROR_2_PJM_ROM | PJM_ROR | PJM_ROM | Internal | Summer | B8 | 500 | 8000 | 1855.68 | 39.56 | 39.57 | 0.01 | 0
2025 | PJM_ROR_2_PJM_ROM | PJM_ROR | PJM_ROM | Internal | Summer | B9 | 800 | 8000 | 4244.65 | 36.99 | 37.01 | 0.01 | 0
2025 | PJM_ROR_2_PJM_ROM | PJM_ROR | PJM_ROM | Internal | Summer | B10 | 1262 | 8000 | 7119.23 | 34.24 | 34.25 | 0.01 | 0
2025 | PJM_ROR_2_PJM_ROM | PJM_ROR | PJM_ROM | Internal | Winter | B16 | 25 | 8000 | 1720.31 | 50.58 | 50.59 | 0.01 | 0
2025 | PJM_ROR_2_PJM_ROM | PJM_ROR | PJM_ROM | Internal | Winter | B17 | 100 | 8000 | 2429.79 | 49 | 49.01 | 0.01 | 0
2025 | PJM_ROR_2_PJM_ROM | PJM_ROR | PJM_ROM | Internal | Winter | B18 | 400 | 8000 | 5934.7 | 44.96 | 44.98 | 0.01 | 0
2025 | PJM_ROR_2_PJM_ROM | PJM_ROR | PJM_ROM | Internal | Winter | B19 | 700 | 8000 | 6092.01 | 43.33 | 43.35 | 0.01 | 0
2025 | PJM_ROR_2_PJM_ROM | PJM_ROR | PJM_ROM | Internal | Winter | B20 | 935 | 8000 | 7254.28 | 35.66 | 35.67 | 0.01 | 0
2025 | PJM_ROR_2_TVA_Transmission | PJM_ROR | TVA_Transmission | Internal | Shoulder | B11 | 25 | 2500 | 1382.55 | 53.32 | 59.32 | 6 | 0
2025 | PJM_ROR_2_TVA_Transmission | PJM_ROR | TVA_Transmission | Internal | Shoulder | B12 | 200 | 2500 | 0 | 46.75 | 49.65 | 6 | 0
2025 | PJM_ROR_2_TVA_Transmission | PJM_ROR | TVA_Transmission | Internal | Shoulder | B13 | 600 | 2500 | 0 | 42.08 | 45.63 | 6 | 0
2025 | PJM_ROR_2_TVA_Transmission | PJM_ROR | TVA_Transmission | Internal | Shoulder | B14 | 900 | 2500 | 0 | 41.37 | 44.57 | 6 | 0
2025 | PJM_ROR_2_TVA_Transmission | PJM_ROR | TVA_Transmission | Internal | Shoulder | B15 | 1203 | 2500 | 0 | 38.15 | 42.99 | 6 | 0
2025 | PJM_ROR_2_TVA_Transmission | PJM_ROR | TVA_Transmission | Internal | Summer | B1 | 10 | 2500 | 2500 | 66.34 | 76.34 | 6 | 4
2025 | PJM_ROR_2_TVA_Transmission | PJM_ROR | TVA_Transmission | Internal | Summer | B2 | 25 | 2500 | 2500 | 65.94 | 75.94 | 6 | 4
2025 | PJM_ROR_2_TVA_Transmission | PJM_ROR | TVA_Transmission | Internal | Summer | B3 | 75 | 2500 | 1681.03 | 65.45 | 71.45 | 6 | 0
2025 | PJM_ROR_2_TVA_Transmission | PJM_ROR | TVA_Transmission | Internal | Summer | B4 | 100 | 2500 | 931.37 | 64.28 | 70.28 | 6 | 0
2025 | PJM_ROR_2_TVA_Transmission | PJM_ROR | TVA_Transmission | Internal | Summer | B5 | 200 | 2500 | 0 | 58.93 | 64.03 | 6 | 0
2025 | PJM_ROR_2_TVA_Transmission | PJM_ROR | TVA_Transmission | Internal | Summer | B6 | 300 | 2500 | 0 | 48.06 | 53.1 | 6 | 0
2025 | PJM_ROR_2_TVA_Transmission | PJM_ROR | TVA_Transmission | Internal | Summer | B7 | 400 | 2500 | 0 | 42.2 | 47.62 | 6 | 0
2025 | PJM_ROR_2_TVA_Transmission | PJM_ROR | TVA_Transmission | Internal | Summer | B8 | 500 | 2500 | 0 | 39.56 | 44.23 | 6 | 0
2025 | PJM_ROR_2_TVA_Transmission | PJM_ROR | TVA_Transmission | Internal | Summer | B9 | 800 | 2500 | 0 | 36.99 | 41.34 | 6 | 0
2025 | PJM_ROR_2_TVA_Transmission | PJM_ROR | TVA_Transmission | Internal | Summer | B10 | 1262 | 2500 | 0 | 34.24 | 38.54 | 6 | 0
2025 | PJM_ROR_2_TVA_Transmission | PJM_ROR | TVA_Transmission | Internal | Winter | B16 | 25 | 2500 | 703.98 | 50.58 | 56.58 | 6 | 0
2025 | PJM_ROR_2_TVA_Transmission | PJM_ROR | TVA_Transmission | Internal | Winter | B17 | 100 | 2500 | 0 | 49 | 51.66 | 6 | 0
2025 | PJM_ROR_2_TVA_Transmission | PJM_ROR | TVA_Transmission | Internal | Winter | B18 | 400 | 2500 | 0 | 44.96 | 48.04 | 6 | 0
2025 | PJM_ROR_2_TVA_Transmission | PJM_ROR | TVA_Transmission | Internal | Winter | B19 | 700 | 2500 | 0 | 43.33 | 45.59 | 6 | 0
2025 | PJM_ROR_2_TVA_Transmission | PJM_ROR | TVA_Transmission | Internal | Winter | B20 | 935 | 2500 | 330.32 | 35.66 | 41.66 | 6 | 0
2025 | PJM_ROR_2_VACAR | PJM_ROR | VACAR | Internal | Shoulder | B11 | 25 | 3000 | 3000 | 53.32 | 61.32 | 6 | 2
2025 | PJM_ROR_2_VACAR | PJM_ROR | VACAR | Internal | Shoulder | B12 | 200 | 3000 | 0 | 46.75 | 48.99 | 6 | 0
2025 | PJM_ROR_2_VACAR | PJM_ROR | VACAR | Internal | Shoulder | B13 | 600 | 3000 | 0 | 42.08 | 46.27 | 6 | 0
2025 | PJM_ROR_2_VACAR | PJM_ROR | VACAR | Internal | Shoulder | B14 | 900 | 3000 | 0 | 41.37 | 44.72 | 6 | 0
2025 | PJM_ROR_2_VACAR | PJM_ROR | VACAR | Internal | Shoulder | B15 | 1203 | 3000 | 0 | 38.15 | 41.4 | 6 | 0
2025 | PJM_ROR_2_VACAR | PJM_ROR | VACAR | Internal | Summer | B1 | 10 | 3000 | 3000 | 66.34 | 77.58 | 6 | 5.23
2025 | PJM_ROR_2_VACAR | PJM_ROR | VACAR | Internal | Summer | B2 | 25 | 3000 | 3000 | 65.94 | 77.58 | 6 | 5.63
2025 | PJM_ROR_2_VACAR | PJM_ROR | VACAR | Internal | Summer | B3 | 75 | 3000 | 3000 | 65.45 | 76.09 | 6 | 4.64
2025 | PJM_ROR_2_VACAR | PJM_ROR | VACAR | Internal | Summer | B4 | 100 | 3000 | 2090.11 | 64.28 | 70.28 | 6 | 0
2025 | PJM_ROR_2_VACAR | PJM_ROR | VACAR | Internal | Summer | B5 | 200 | 3000 | 2818.33 | 58.93 | 64.93 | 6 | 0
2025 | PJM_ROR_2_VACAR | PJM_ROR | VACAR | Internal | Summer | B6 | 300 | 3000 | 1706.16 | 48.06 | 54.06 | 6 | 0
2025 | PJM_ROR_2_VACAR | PJM_ROR | VACAR | Internal | Summer | B7 | 400 | 3000 | 3000 | 42.2 | 49.11 | 6 | 0.91
2025 | PJM_ROR_2_VACAR | PJM_ROR | VACAR | Internal | Summer | B8 | 500 | 3000 | 1668.87 | 39.56 | 45.56 | 6 | 0
2025 | PJM_ROR_2_VACAR | PJM_ROR | VACAR | Internal | Summer | B9 | 800 | 3000 | 0 | 36.99 | 42.82 | 6 | 0
2025 | PJM_ROR_2_VACAR | PJM_ROR | VACAR | Internal | Summer | B10 | 1262 | 3000 | 577.17 | 34.24 | 40.24 | 6 | 0
2025 | PJM_ROR_2_VACAR | PJM_ROR | VACAR | Internal | Winter | B16 | 25 | 3000 | 3000 | 50.58 | 58.58 | 6 | 2
2025 | PJM_ROR_2_VACAR | PJM_ROR | VACAR | Internal | Winter | B17 | 100 | 3000 | 988.13 | 49 | 55 | 6 | 0
2025 | PJM_ROR_2_VACAR | PJM_ROR | VACAR | Internal | Winter | B18 | 400 | 3000 | 0 | 44.96 | 48.99 | 6 | 0
2025 | PJM_ROR_2_VACAR | PJM_ROR | VACAR | Internal | Winter | B19 | 700 | 3000 | 0 | 43.33 | 43.87 | 6 | 0
2025 | PJM_ROR_2_VACAR | PJM_ROR | VACAR | Internal | Winter | B20 | 935 | 3000 | 0 | 35.66 | 40.64 | 6 | 0
2025 | PJM_ROM_2_NYISO_A-F | PJM_ROM | NYISO_A-F | Internal | Shoulder | B11 | 25 | 2000 | 0 | 53.31 | 41.89 | 6 | 0
2025 | PJM_ROM_2_NYISO_A-F | PJM_ROM | NYISO_A-F | Internal | Shoulder | B12 | 200 | 2000 | 0 | 46.74 | 41.86 | 6 | 0
2025 | PJM_ROM_2_NYISO_A-F | PJM_ROM | NYISO_A-F | Internal | Shoulder | B13 | 600 | 2000 | 0 | 42.09 | 41.7 | 6 | 0
2025 | PJM_ROM_2_NYISO_A-F | PJM_ROM | NYISO_A-F | Internal | Shoulder | B14 | 900 | 2000 | 0 | 41.38 | 41.7 | 6 | 0
2025 | PJM_ROM_2_NYISO_A-F | PJM_ROM | NYISO_A-F | Internal | Shoulder | B15 | 1203 | 2000 | 0 | 38.16 | 41.7 | 6 | 0
2025 | PJM_ROM_2_NYISO_A-F | PJM_ROM | NYISO_A-F | Internal | Summer | B1 | 10 | 2000 | 0 | 66.36 | 67.94 | 6 | 0
2025 | PJM_ROM_2_NYISO_A-F | PJM_ROM | NYISO_A-F | Internal | Summer | B2 | 25 | 2000 | 0 | 65.96 | 67.94 | 6 | 0
2025 | PJM_ROM_2_NYISO_A-F | PJM_ROM | NYISO_A-F | Internal | Summer | B3 | 75 | 2000 | 0 | 65.44 | 54.38 | 6 | 0
2025 | PJM_ROM_2_NYISO_A-F | PJM_ROM | NYISO_A-F | Internal | Summer | B4 | 100 | 2000 | 0 | 64.27 | 52.05 | 6 | 0
2025 | PJM_ROM_2_NYISO_A-F | PJM_ROM | NYISO_A-F | Internal | Summer | B5 | 200 | 2000 | 0 | 58.91 | 49.84 | 6 | 0
2025 | PJM_ROM_2_NYISO_A-F | PJM_ROM | NYISO_A-F | Internal | Summer | B6 | 300 | 2000 | 0 | 48.05 | 47.98 | 6 | 0
2025 | PJM_ROM_2_NYISO_A-F | PJM_ROM | NYISO_A-F | Internal | Summer | B7 | 400 | 2000 | 0 | 42.21 | 41.35 | 6 | 0
2025 | PJM_ROM_2_NYISO_A-F | PJM_ROM | NYISO_A-F | Internal | Summer | B8 | 500 | 2000 | 0 | 39.57 | 40.38 | 6 | 0
2025 | PJM_ROM_2_NYISO_A-F | PJM_ROM | NYISO_A-F | Internal | Summer | B9 | 800 | 2000 | 0 | 37.01 | 39.01 | 6 | 0
2025 | PJM_ROM_2_NYISO_A-F | PJM_ROM | NYISO_A-F | Internal | Summer | B10 | 1262 | 2000 | 0 | 34.25 | 39.01 | 6 | 0
2025 | PJM_ROM_2_NYISO_A-F | PJM_ROM | NYISO_A-F | Internal | Winter | B16 | 25 | 2000 | 0 | 50.59 | 48.54 | 6 | 0
2025 | PJM_ROM_2_NYISO_A-F | PJM_ROM | NYISO_A-F | Internal | Winter | B17 | 100 | 2000 | 0 | 49.01 | 48.54 | 6 | 0
2025 | PJM_ROM_2_NYISO_A-F | PJM_ROM | NYISO_A-F | Internal | Winter | B18 | 400 | 2000 | 0 | 44.98 | 45.56 | 6 | 0
2025 | PJM_ROM_2_NYISO_A-F | PJM_ROM | NYISO_A-F | Internal | Winter | B19 | 700 | 2000 | 0 | 43.35 | 44.25 | 6 | 0
2025 | PJM_ROM_2_NYISO_A-F | PJM_ROM | NYISO_A-F | Internal | Winter | B20 | 935 | 2000 | 2000 | 35.67 | 44.25 | 6 | 2.58
2025 | PJM_ROM_2_PJM_E | PJM_ROM | PJM_E | Internal | Shoulder | B11 | 25 | 8000 | 0 | 53.31 | 53.3 | 0.01 | 0
2025 | PJM_ROM_2_PJM_E | PJM_ROM | PJM_E | Internal | Shoulder | B12 | 200 | 8000 | 0 | 46.74 | 46.72 | 0.01 | 0
2025 | PJM_ROM_2_PJM_E | PJM_ROM | PJM_E | Internal | Shoulder | B13 | 600 | 8000 | 0 | 42.09 | 42.08 | 0.01 | 0
2025 | PJM_ROM_2_PJM_E | PJM_ROM | PJM_E | Internal | Shoulder | B14 | 900 | 8000 | 0 | 41.38 | 41.39 | 0.01 | 0
2025 | PJM_ROM_2_PJM_E | PJM_ROM | PJM_E | Internal | Shoulder | B15 | 1203 | 8000 | 1656.54 | 38.16 | 38.17 | 0.01 | 0
2025 | PJM_ROM_2_PJM_E | PJM_ROM | PJM_E | Internal | Summer | B1 | 10 | 8000 | 1196 | 66.36 | 66.37 | 0.01 | 0
2025 | PJM_ROM_2_PJM_E | PJM_ROM | PJM_E | Internal | Summer | B2 | 25 | 8000 | 439.35 | 65.96 | 65.97 | 0.01 | 0
2025 | PJM_ROM_2_PJM_E | PJM_ROM | PJM_E | Internal | Summer | B3 | 75 | 8000 | 0 | 65.44 | 65.43 | 0.01 | 0
2025 | PJM_ROM_2_PJM_E | PJM_ROM | PJM_E | Internal | Summer | B4 | 100 | 8000 | 0 | 64.27 | 64.25 | 0.01 | 0
2025 | PJM_ROM_2_PJM_E | PJM_ROM | PJM_E | Internal | Summer | B5 | 200 | 8000 | 0 | 58.91 | 58.9 | 0.01 | 0
2025 | PJM_ROM_2_PJM_E | PJM_ROM | PJM_E | Internal | Summer | B6 | 300 | 8000 | 0 | 48.05 | 48.04 | 0.01 | 0
2025 | PJM_ROM_2_PJM_E | PJM_ROM | PJM_E | Internal | Summer | B7 | 400 | 8000 | 0 | 42.21 | 42.2 | 0.01 | 0
2025 | PJM_ROM_2_PJM_E | PJM_ROM | PJM_E | Internal | Summer | B8 | 500 | 8000 | 0 | 39.57 | 39.56 | 0.01 | 0
2025 | PJM_ROM_2_PJM_E | PJM_ROM | PJM_E | Internal | Summer | B9 | 800 | 8000 | 575.3 | 37.01 | 37.02 | 0.01 | 0
2025 | PJM_ROM_2_PJM_E | PJM_ROM | PJM_E | Internal | Summer | B10 | 1262 | 8000 | 2410.65 | 34.25 | 34.27 | 0.01 | 0
2025 | PJM_ROM_2_PJM_E | PJM_ROM | PJM_E | Internal | Winter | B16 | 25 | 8000 | 0 | 50.59 | 50.58 | 0.01 | 0
2025 | PJM_ROM_2_PJM_E | PJM_ROM | PJM_E | Internal | Winter | B17 | 100 | 8000 | 0 | 49.01 | 49 | 0.01 | 0
2025 | PJM_ROM_2_PJM_E | PJM_ROM | PJM_E | Internal | Winter | B18 | 400 | 8000 | 2522.87 | 44.98 | 44.99 | 0.01 | 0
2025 | PJM_ROM_2_PJM_E | PJM_ROM | PJM_E | Internal | Winter | B19 | 700 | 8000 | 3595.4 | 43.35 | 43.36 | 0.01 | 0
2025 | PJM_ROM_2_PJM_E | PJM_ROM | PJM_E | Internal | Winter | B20 | 935 | 8000 | 1684.13 | 35.67 | 35.68 | 0.01 | 0
2025 | PJM_ROM_2_PJM_ROR | PJM_ROM | PJM_ROR | Internal | Shoulder | B11 | 25 | 8000 | 5226.3 | 53.31 | 53.32 | 0.01 | 0
2025 | PJM_ROM_2_PJM_ROR | PJM_ROM | PJM_ROR | Internal | Shoulder | B12 | 200 | 8000 | 1494.03 | 46.74 | 46.75 | 0.01 | 0
2025 | PJM_ROM_2_PJM_ROR | PJM_ROM | PJM_ROR | Internal | Shoulder | B13 | 600 | 8000 | 0 | 42.09 | 42.08 | 0.01 | 0
2025 | PJM_ROM_2_PJM_ROR | PJM_ROM | PJM_ROR | Internal | Shoulder | B14 | 900 | 8000 | 0 | 41.38 | 41.37 | 0.01 | 0
2025 | PJM_ROM_2_PJM_ROR | PJM_ROM | PJM_ROR | Internal | Shoulder | B15 | 1203 | 8000 | 0 | 38.16 | 38.15 | 0.01 | 0
2025 | PJM_ROM_2_PJM_ROR | PJM_ROM | PJM_ROR | Internal | Summer | B1 | 10 | 8000 | 0 | 66.36 | 66.34 | 0.01 | 0
2025 | PJM_ROM_2_PJM_ROR | PJM_ROM | PJM_ROR | Internal | Summer | B2 | 25 | 8000 | 0 | 65.96 | 65.94 | 0.01 | 0
2025 | PJM_ROM_2_PJM_ROR | PJM_ROM | PJM_ROR | Internal | Summer | B3 | 75 | 8000 | 4226.92 | 65.44 | 65.45 | 0.01 | 0
2025 | PJM_ROM_2_PJM_ROR | PJM_ROM | PJM_ROR | Internal | Summer | B4 | 100 | 8000 | 5292.17 | 64.27 | 64.28 | 0.01 | 0
2025 | PJM_ROM_2_PJM_ROR | PJM_ROM | PJM_ROR | Internal | Summer | B5 | 200 | 8000 | 4504.5 | 58.91 | 58.93 | 0.01 | 0
2025 | PJM_ROM_2_PJM_ROR | PJM_ROM | PJM_ROR | Internal | Summer | B6 | 300 | 8000 | 140.82 | 48.05 | 48.06 | 0.01 | 0
2025 | PJM_ROM_2_PJM_ROR | PJM_ROM | PJM_ROR | Internal | Summer | B7 | 400 | 8000 | 0 | 42.21 | 42.2 | 0.01 | 0
2025 | PJM_ROM_2_PJM_ROR | PJM_ROM | PJM_ROR | Internal | Summer | B8 | 500 | 8000 | 0 | 39.57 | 39.56 | 0.01 | 0
2025 | PJM_ROM_2_PJM_ROR | PJM_ROM | PJM_ROR | Internal | Summer | B9 | 800 | 8000 | 0 | 37.01 | 36.99 | 0.01 | 0
2025 | PJM_ROM_2_PJM_ROR | PJM_ROM | PJM_ROR | Internal | Summer | B10 | 1262 | 8000 | 0 | 34.25 | 34.24 | 0.01 | 0
2025 | PJM_ROM_2_PJM_ROR | PJM_ROM | PJM_ROR | Internal | Winter | B16 | 25 | 8000 | 0 | 50.59 | 50.58 | 0.01 | 0
2025 | PJM_ROM_2_PJM_ROR | PJM_ROM | PJM_ROR | Internal | Winter | B17 | 100 | 8000 | 0 | 49.01 | 49 | 0.01 | 0
2025 | PJM_ROM_2_PJM_ROR | PJM_ROM | PJM_ROR | Internal | Winter | B18 | 400 | 8000 | 0 | 44.98 | 44.96 | 0.01 | 0
2025 | PJM_ROM_2_PJM_ROR | PJM_ROM | PJM_ROR | Internal | Winter | B19 | 700 | 8000 | 0 | 43.35 | 43.33 | 0.01 | 0
2025 | PJM_ROM_2_PJM_ROR | PJM_ROM | PJM_ROR | Internal | Winter | B20 | 935 | 8000 | 0 | 35.67 | 35.66 | 0.01 | 0
2025 | SOCO_2_FRCC | SOCO | FRCC | Internal | Shoulder | B11 | 25 | 3700 | 3700 | 68.32 | 80.06 | 10 | 1.73
2025 | SOCO_2_FRCC | SOCO | FRCC | Internal | Shoulder | B12 | 200 | 3700 | 2509.22 | 46.55 | 56.55 | 10 | 0
2025 | SOCO_2_FRCC | SOCO | FRCC | Internal | Shoulder | B13 | 600 | 3700 | 0 | 44.95 | 52.33 | 10 | 0
2025 | SOCO_2_FRCC | SOCO | FRCC | Internal | Shoulder | B14 | 900 | 3700 | 0 | 44.95 | 52.33 | 10 | 0
2025 | SOCO_2_FRCC | SOCO | FRCC | Internal | Shoulder | B15 | 1203 | 3700 | 0 | 44.95 | 50.17 | 10 | 0
2025 | SOCO_2_FRCC | SOCO | FRCC | Internal | Summer | B1 | 10 | 3700 | 732.69 | 80.42 | 90.42 | 10 | 0
2025 | SOCO_2_FRCC | SOCO | FRCC | Internal | Summer | B2 | 25 | 3700 | 0 | 73.95 | 81.82 | 10 | 0
2025 | SOCO_2_FRCC | SOCO | FRCC | Internal | Summer | B3 | 75 | 3700 | 0 | 73.95 | 81.82 | 10 | 0
2025 | SOCO_2_FRCC | SOCO | FRCC | Internal | Summer | B4 | 100 | 3700 | 0 | 73.95 | 81.82 | 10 | 0
2025 | SOCO_2_FRCC | SOCO | FRCC | Internal | Summer | B5 | 200 | 3700 | 0 | 71.93 | 81.82 | 10 | 0
2025 | SOCO_2_FRCC | SOCO | FRCC | Internal | Summer | B6 | 300 | 3700 | 699.75 | 60.44 | 70.44 | 10 | 0
2025 | SOCO_2_FRCC | SOCO | FRCC | Internal | Summer | B7 | 400 | 3700 | 2784.83 | 56.11 | 66.11 | 10 | 0
2025 | SOCO_2_FRCC | SOCO | FRCC | Internal | Summer | B8 | 500 | 3700 | 1141.98 | 45.1 | 55.1 | 10 | 0
2025 | SOCO_2_FRCC | SOCO | FRCC | Internal | Summer | B9 | 800 | 3700 | 0 | 43.55 | 51.48 | 10 | 0
2025 | SOCO_2_FRCC | SOCO | FRCC | Internal | Summer | B10 | 1262 | 3700 | 0 | 43.55 | 49.37 | 10 | 0
2025 | SOCO_2_FRCC | SOCO | FRCC | Internal | Winter | B16 | 25 | 3700 | 2237.02 | 65.58 | 75.58 | 10 | 0
2025 | SOCO_2_FRCC | SOCO | FRCC | Internal | Winter | B17 | 100 | 3700 | 1697.49 | 49.54 | 59.54 | 10 | 0
2025 | SOCO_2_FRCC | SOCO | FRCC | Internal | Winter | B18 | 400 | 3700 | 0 | 47.83 | 54.89 | 10 | 0
2025 | SOCO_2_FRCC | SOCO | FRCC | Internal | Winter | B19 | 700 | 3700 | 0 | 47.83 | 54.25 | 10 | 0
2025 | SOCO_2_FRCC | SOCO | FRCC | Internal | Winter | B20 | 935 | 3700 | 0 | 44.36 | 52.63 | 10 | 0
2025 | SOCO_2_VACAR | SOCO | VACAR | Internal | Shoulder | B11 | 25 | 2000 | 0 | 68.32 | 61.32 | 10 | 0
2025 | SOCO_2_VACAR | SOCO | VACAR | Internal | Shoulder | B12 | 200 | 2000 | 0 | 46.55 | 48.99 | 10 | 0
2025 | SOCO_2_VACAR | SOCO | VACAR | Internal | Shoulder | B13 | 600 | 2000 | 0 | 44.95 | 46.27 | 10 | 0
2025 | SOCO_2_VACAR | SOCO | VACAR | Internal | Shoulder | B14 | 900 | 2000 | 0 | 44.95 | 44.72 | 10 | 0
2025 | SOCO_2_VACAR | SOCO | VACAR | Internal | Shoulder | B15 | 1203 | 2000 | 0 | 44.95 | 41.4 | 10 | 0
2025 | SOCO_2_VACAR | SOCO | VACAR | Internal | Summer | B1 | 10 | 2000 | 0 | 80.42 | 77.58 | 10 | 0
2025 | SOCO_2_VACAR | SOCO | VACAR | Internal | Summer | B2 | 25 | 2000 | 0 | 73.95 | 77.58 | 10 | 0
2025 | SOCO_2_VACAR | SOCO | VACAR | Internal | Summer | B3 | 75 | 2000 | 0 | 73.95 | 76.09 | 10 | 0
2025 | SOCO_2_VACAR | SOCO | VACAR | Internal | Summer | B4 | 100 | 2000 | 0 | 73.95 | 70.28 | 10 | 0
2025 | SOCO_2_VACAR | SOCO | VACAR | Internal | Summer | B5 | 200 | 2000 | 0 | 71.93 | 64.93 | 10 | 0
2025 | SOCO_2_VACAR | SOCO | VACAR | Internal | Summer | B6 | 300 | 2000 | 0 | 60.44 | 54.06 | 10 | 0
2025 | SOCO_2_VACAR | SOCO | VACAR | Internal | Summer | B7 | 400 | 2000 | 0 | 56.11 | 49.11 | 10 | 0
2025 | SOCO_2_VACAR | SOCO | VACAR | Internal | Summer | B8 | 500 | 2000 | 0 | 45.1 | 45.56 | 10 | 0
2025 | SOCO_2_VACAR | SOCO | VACAR | Internal | Summer | B9 | 800 | 2000 | 0 | 43.55 | 42.82 | 10 | 0
2025 | SOCO_2_VACAR | SOCO | VACAR | Internal | Summer | B10 | 1262 | 2000 | 0 | 43.55 | 40.24 | 10 | 0
2025 | SOCO_2_VACAR | SOCO | VACAR | Internal | Winter | B16 | 25 | 2000 | 0 | 65.58 | 58.58 | 10 | 0
2025 | SOCO_2_VACAR | SOCO | VACAR | Internal | Winter | B17 | 100 | 2000 | 0 | 49.54 | 55 | 10 | 0
2025 | SOCO_2_VACAR | SOCO | VACAR | Internal | Winter | B18 | 400 | 2000 | 0 | 47.83 | 48.99 | 10 | 0
2025 | SOCO_2_VACAR | SOCO | VACAR | Internal | Winter | B19 | 700 | 2000 | 0 | 47.83 | 43.87 | 10 | 0
2025 | SOCO_2_VACAR | SOCO | VACAR | Internal | Winter | B20 | 935 | 2000 | 0 | 44.36 | 40.64 | 10 | 0
2025 | SPP_N_2_ENT | SPP_N | ENT | Internal | Shoulder | B11 | 25 | 1800 | 0 | 67.32 | 63.17 | 5 | 0
2025 | SPP_N_2_ENT | SPP_N | ENT | Internal | Shoulder | B12 | 200 | 1800 | 0 | 44.49 | 44.8 | 5 | 0
2025 | SPP_N_2_ENT | SPP_N | ENT | Internal | Shoulder | B13 | 600 | 1800 | 0 | 42.94 | 44.8 | 5 | 0
2025 | SPP_N_2_ENT | SPP_N | ENT | Internal | Shoulder | B14 | 900 | 1800 | 0 | 42.82 | 44.8 | 5 | 0
2025 | SPP_N_2_ENT | SPP_N | ENT | Internal | Shoulder | B15 | 1203 | 1800 | 669.76 | 39.48 | 44.48 | 5 | 0
2025 | SPP_N_2_ENT | SPP_N | ENT | Internal | Summer | B1 | 10 | 1800 | 0 | 70.77 | 72.42 | 5 | 0
2025 | SPP_N_2_ENT | SPP_N | ENT | Internal | Summer | B2 | 25 | 1800 | 0 | 70.77 | 67.94 | 5 | 0
2025 | SPP_N_2_ENT | SPP_N | ENT | Internal | Summer | B3 | 75 | 1800 | 0 | 70.77 | 65.95 | 5 | 0
2025 | SPP_N_2_ENT | SPP_N | ENT | Internal | Summer | B4 | 100 | 1800 | 0 | 69.64 | 65.95 | 5 | 0
2025 | SPP_N_2_ENT | SPP_N | ENT | Internal | Summer | B5 | 200 | 1800 | 0 | 67.46 | 63.93 | 5 | 0
2025 | SPP_N_2_ENT | SPP_N | ENT | Internal | Summer | B6 | 300 | 1800 | 0 | 57.07 | 58.06 | 5 | 0
2025 | SPP_N_2_ENT | SPP_N | ENT | Internal | Summer | B7 | 400 | 1800 | 0 | 48.31 | 48.11 | 5 | 0
2025 | SPP_N_2_ENT | SPP_N | ENT | Internal | Summer | B8 | 500 | 1800 | 0 | 42.81 | 43.28 | 5 | 0
2025 | SPP_N_2_ENT | SPP_N | ENT | Internal | Summer | B9 | 800 | 1800 | 0 | 41.36 | 43.28 | 5 | 0
2025 | SPP_N_2_ENT | SPP_N | ENT | Internal | Summer | B10 | 1262 | 1800 | 0 | 38.73 | 42.97 | 5 | 0
2025 | SPP_N_2_ENT | SPP_N | ENT | Internal | Winter | B16 | 25 | 1800 | 1562.55 | 52.58 | 57.58 | 5 | 0
2025 | SPP_N_2_ENT | SPP_N | ENT | Internal | Winter | B17 | 100 | 1800 | 0 | 45.86 | 47.79 | 5 | 0
2025 | SPP_N_2_ENT | SPP_N | ENT | Internal | Winter | B18 | 400 | 1800 | 0 | 44 | 47.79 | 5 | 0
2025 | SPP_N_2_ENT | SPP_N | ENT | Internal | Winter | B19 | 700 | 1800 | 1054.77 | 42.44 | 47.44 | 5 | 0
2025 | SPP_N_2_ENT | SPP_N | ENT | Internal | Winter | B20 | 935 | 1800 | 1800 | 39.64 | 45.67 | 5 | 1.04
2025 | SPP_N_2_MISO_MO-IL | SPP_N | MISO_MO-IL | Internal | Shoulder | B11 | 25 | 2000 | 0 | 67.32 | 60.34 | 5 | 0
2025 | SPP_N_2_MISO_MO-IL | SPP_N | MISO_MO-IL | Internal | Shoulder | B12 | 200 | 2000 | 0 | 44.49 | 48.74 | 5 | 0
2025 | SPP_N_2_MISO_MO-IL | SPP_N | MISO_MO-IL | Internal | Shoulder | B13 | 600 | 2000 | 0 | 42.94 | 42.94 | 5 | 0
2025 | SPP_N_2_MISO_MO-IL | SPP_N | MISO_MO-IL | Internal | Shoulder | B14 | 900 | 2000 | 0 | 42.82 | 42.26 | 5 | 0
2025 | SPP_N_2_MISO_MO-IL | SPP_N | MISO_MO-IL | Internal | Shoulder | B15 | 1203 | 2000 | 0 | 39.48 | 39.72 | 5 | 0
2025 | SPP_N_2_MISO_MO-IL | SPP_N | MISO_MO-IL | Internal | Summer | B1 | 10 | 2000 | 0 | 70.77 | 68.34 | 5 | 0
2025 | SPP_N_2_MISO_MO-IL | SPP_N | MISO_MO-IL | Internal | Summer | B2 | 25 | 2000 | 0 | 70.77 | 67.94 | 5 | 0
2025 | SPP_N_2_MISO_MO-IL | SPP_N | MISO_MO-IL | Internal | Summer | B3 | 75 | 2000 | 0 | 70.77 | 66.27 | 5 | 0
2025 | SPP_N_2_MISO_MO-IL | SPP_N | MISO_MO-IL | Internal | Summer | B4 | 100 | 2000 | 0 | 69.64 | 66.27 | 5 | 0
2025 | SPP_N_2_MISO_MO-IL | SPP_N | MISO_MO-IL | Internal | Summer | B5 | 200 | 2000 | 0 | 67.46 | 60.93 | 5 | 0
2025 | SPP_N_2_MISO_MO-IL | SPP_N | MISO_MO-IL | Internal | Summer | B6 | 300 | 2000 | 0 | 57.07 | 50.06 | 5 | 0
2025 | SPP_N_2_MISO_MO-IL | SPP_N | MISO_MO-IL | Internal | Summer | B7 | 400 | 2000 | 0 | 48.31 | 41.33 | 5 | 0
2025 | SPP_N_2_MISO_MO-IL | SPP_N | MISO_MO-IL | Internal | Summer | B8 | 500 | 2000 | 0 | 42.81 | 40.36 | 5 | 0
2025 | SPP_N_2_MISO_MO-IL | SPP_N | MISO_MO-IL | Internal | Summer | B9 | 800 | 2000 | 0 | 41.36 | 38.98 | 5 | 0
2025 | SPP_N_2_MISO_MO-IL | SPP_N | MISO_MO-IL | Internal | Summer | B10 | 1262 | 2000 | 0 | 38.73 | 36.22 | 5 | 0
2025 | SPP_N_2_MISO_MO-IL | SPP_N | MISO_MO-IL | Internal | Winter | B16 | 25 | 2000 | 0 | 52.58 | 52.58 | 5 | 0
2025 | SPP_N_2_MISO_MO-IL | SPP_N | MISO_MO-IL | Internal | Winter | B17 | 100 | 2000 | 0 | 45.86 | 48.89 | 5 | 0
2025 | SPP_N_2_MISO_MO-IL | SPP_N | MISO_MO-IL | Internal | Winter | B18 | 400 | 2000 | 0 | 44 | 45.56 | 5 | 0
2025 | SPP_N_2_MISO_MO-IL | SPP_N | MISO_MO-IL | Internal | Winter | B19 | 700 | 2000 | 0 | 42.44 | 44.23 | 5 | 0
2025 | SPP_N_2_MISO_MO-IL | SPP_N | MISO_MO-IL | Internal | Winter | B20 | 935 | 2000 | 0 | 39.64 | 37.67 | 5 | 0
2025 | SPP_N_2_NE | SPP_N | NE | Internal | Shoulder | B11 | 25 | 1531 | 0 | 67.32 | 67.31 | 0.01 | 0
2025 | SPP_N_2_NE | SPP_N | NE | Internal | Shoulder | B12 | 200 | 1531 | 0 | 44.49 | 44.48 | 0.01 | 0
2025 | SPP_N_2_NE | SPP_N | NE | Internal | Shoulder | B13 | 600 | 1531 | 0 | 42.94 | 42.92 | 0.01 | 0
2025 | SPP_N_2_NE | SPP_N | NE | Internal | Shoulder | B14 | 900 | 1531 | 0 | 42.82 | 42.8 | 0.01 | 0
2025 | SPP_N_2_NE | SPP_N | NE | Internal | Shoulder | B15 | 1203 | 1531 | 0 | 39.48 | 39.46 | 0.01 | 0
2025 | SPP_N_2_NE | SPP_N | NE | Internal | Summer | B1 | 10 | 1531 | 0 | 70.77 | 70.75 | 0.01 | 0
2025 | SPP_N_2_NE | SPP_N | NE | Internal | Summer | B2 | 25 | 1531 | 0 | 70.77 | 70.75 | 0.01 | 0
2025 | SPP_N_2_NE | SPP_N | NE | Internal | Summer | B3 | 75 | 1531 | 0 | 70.77 | 70.75 | 0.01 | 0
2025 | SPP_N_2_NE | SPP_N | NE | Internal | Summer | B4 | 100 | 1531 | 0 | 69.64 | 69.63 | 0.01 | 0
2025 | SPP_N_2_NE | SPP_N | NE | Internal | Summer | B5 | 200 | 1531 | 0 | 67.46 | 67.45 | 0.01 | 0
2025 | SPP_N_2_NE | SPP_N | NE | Internal | Summer | B6 | 300 | 1531 | 0 | 57.07 | 57.06 | 0.01 | 0
2025 | SPP_N_2_NE | SPP_N | NE | Internal | Summer | B7 | 400 | 1531 | 0 | 48.31 | 48.3 | 0.01 | 0
2025 | SPP_N_2_NE | SPP_N | NE | Internal | Summer | B8 | 500 | 1531 | 0 | 42.81 | 41.64 | 0.01 | 0
2025 | SPP_N_2_NE | SPP_N | NE | Internal | Summer | B9 | 800 | 1531 | 0 | 41.36 | 41.34 | 0.01 | 0
2025 | SPP_N_2_NE | SPP_N | NE | Internal | Summer | B10 | 1262 | 1531 | 0 | 38.73 | 37.8 | 0.01 | 0
2025 | SPP_N_2_NE | SPP_N | NE | Internal | Winter | B16 | 25 | 1531 | 0 | 52.58 | 52.56 | 0.01 | 0
2025 | SPP_N_2_NE | SPP_N | NE | Internal | Winter | B17 | 100 | 1531 | 0 | 45.86 | 45.85 | 0.01 | 0
2025 | SPP_N_2_NE | SPP_N | NE | Internal | Winter | B18 | 400 | 1531 | 0 | 44 | 43.99 | 0.01 | 0
2025 | SPP_N_2_NE | SPP_N | NE | Internal | Winter | B19 | 700 | 1531 | 0 | 42.44 | 42.43 | 0.01 | 0
2025 | SPP_N_2_NE | SPP_N | NE | Internal | Winter | B20 | 935 | 1531 | 0 | 39.64 | 39.62 | 0.01 | 0
2025 | SPP_N_2_SPP_S | SPP_N | SPP_S | Internal | Shoulder | B11 | 25 | 4383 | 0 | 67.32 | 61.84 | 0.01 | 0
2025 | SPP_N_2_SPP_S | SPP_N | SPP_S | Internal | Shoulder | B12 | 200 | 4383 | 0 | 44.49 | 43.16 | 0.01 | 0
2025 | SPP_N_2_SPP_S | SPP_N | SPP_S | Internal | Shoulder | B13 | 600 | 4383 | 0 | 42.94 | 42.92 | 0.01 | 0
2025 | SPP_N_2_SPP_S | SPP_N | SPP_S | Internal | Shoulder | B14 | 900 | 4383 | 230.2 | 42.82 | 42.83 | 0.01 | 0
2025 | SPP_N_2_SPP_S | SPP_N | SPP_S | Internal | Shoulder | B15 | 1203 | 4383 | 1277.61 | 39.48 | 39.49 | 0.01 | 0
2025 | SPP_N_2_SPP_S | SPP_N | SPP_S | Internal | Summer | B1 | 10 | 4383 | 0 | 70.77 | 59.55 | 0.01 | 0
2025 | SPP_N_2_SPP_S | SPP_N | SPP_S | Internal | Summer | B2 | 25 | 4383 | 0 | 70.77 | 60.05 | 0.01 | 0
2025 | SPP_N_2_SPP_S | SPP_N | SPP_S | Internal | Summer | B3 | 75 | 4383 | 0 | 70.77 | 60.05 | 0.01 | 0
2025 | SPP_N_2_SPP_S | SPP_N | SPP_S | Internal | Summer | B4 | 100 | 4383 | 0 | 69.64 | 60.05 | 0.01 | 0
2025 | SPP_N_2_SPP_S | SPP_N | SPP_S | Internal | Summer | B5 | 200 | 4383 | 0 | 67.46 | 59.55 | 0.01 | 0
2025 | SPP_N_2_SPP_S | SPP_N | SPP_S | Internal | Summer | B6 | 300 | 4383 | 892.04 | 57.07 | 57.08 | 0.01 | 0
2025 | SPP_N_2_SPP_S | SPP_N | SPP_S | Internal | Summer | B7 | 400 | 4383 | 417.34 | 48.31 | 48.33 | 0.01 | 0
2025 | SPP_N_2_SPP_S | SPP_N | SPP_S | Internal | Summer | B8 | 500 | 4383 | 1341.1 | 42.81 | 42.82 | 0.01 | 0
2025 | SPP_N_2_SPP_S | SPP_N | SPP_S | Internal | Summer | B9 | 800 | 4383 | 1709.12 | 41.36 | 41.37 | 0.01 | 0
2025 | SPP_N_2_SPP_S | SPP_N | SPP_S | Internal | Summer | B10 | 1262 | 4383 | 4383 | 38.73 | 39.29 | 0.01 | 0.54
2025 | SPP_N_2_SPP_S | SPP_N | SPP_S | Internal | Winter | B16 | 25 | 4383 | 0 | 52.58 | 48.07 | 0.01 | 0
2025 | SPP_N_2_SPP_S | SPP_N | SPP_S | Internal | Winter | B17 | 100 | 4383 | 640.22 | 45.86 | 45.87 | 0.01 | 0
2025 | SPP_N_2_SPP_S | SPP_N | SPP_S | Internal | Winter | B18 | 400 | 4383 | 1247.95 | 44 | 44.01 | 0.01 | 0
2025 | SPP_N_2_SPP_S | SPP_N | SPP_S | Internal | Winter | B19 | 700 | 4383 | 822.89 | 42.44 | 42.46 | 0.01 | 0
2025 | SPP_N_2_SPP_S | SPP_N | SPP_S | Internal | Winter | B20 | 935 | 4383 | 2728.33 | 39.64 | 39.65 | 0.01 | 0
2025 | SPP_S_2_ENT | SPP_S | ENT | Internal | Shoulder | B11 | 25 | 850 | 0 | 61.84 | 63.17 | 5 | 0
2025 | SPP_S_2_ENT | SPP_S | ENT | Internal | Shoulder | B12 | 200 | 850 | 0 | 43.16 | 44.8 | 5 | 0
2025 | SPP_S_2_ENT | SPP_S | ENT | Internal | Shoulder | B13 | 600 | 850 | 0 | 42.92 | 44.8 | 5 | 0
2025 | SPP_S_2_ENT | SPP_S | ENT | Internal | Shoulder | B14 | 900 | 850 | 0 | 42.83 | 44.8 | 5 | 0
2025 | SPP_S_2_ENT | SPP_S | ENT | Internal | Shoulder | B15 | 1203 | 850 | 0 | 39.49 | 44.48 | 5 | 0
2025 | SPP_S_2_ENT | SPP_S | ENT | Internal | Summer | B1 | 10 | 850 | 850 | 59.55 | 72.42 | 5 | 7.87
2025 | SPP_S_2_ENT | SPP_S | ENT | Internal | Summer | B2 | 25 | 850 | 850 | 60.05 | 67.94 | 5 | 2.89
2025 | SPP_S_2_ENT | SPP_S | ENT | Internal | Summer | B3 | 75 | 850 | 850 | 60.05 | 65.95 | 5 | 0.89
2025 | SPP_S_2_ENT | SPP_S | ENT | Internal | Summer | B4 | 100 | 850 | 850 | 60.05 | 65.95 | 5 | 0.89
2025 | SPP_S_2_ENT | SPP_S | ENT | Internal | Summer | B5 | 200 | 850 | 0 | 59.55 | 63.93 | 5 | 0
2025 | SPP_S_2_ENT | SPP_S | ENT | Internal | Summer | B6 | 300 | 850 | 0 | 57.08 | 58.06 | 5 | 0
2025 | SPP_S_2_ENT | SPP_S | ENT | Internal | Summer | B7 | 400 | 850 | 0 | 48.33 | 48.11 | 5 | 0
2025 | SPP_S_2_ENT | SPP_S | ENT | Internal | Summer | B8 | 500 | 850 | 0 | 42.82 | 43.28 | 5 | 0
2025 | SPP_S_2_ENT | SPP_S | ENT | Internal | Summer | B9 | 800 | 850 | 0 | 41.37 | 43.28 | 5 | 0
2025 | SPP_S_2_ENT | SPP_S | ENT | Internal | Summer | B10 | 1262 | 850 | 0 | 39.29 | 42.97 | 5 | 0
2025 | SPP_S_2_ENT | SPP_S | ENT | Internal | Winter | B16 | 25 | 850 | 850 | 48.07 | 57.58 | 5 | 4.5
2025 | SPP_S_2_ENT | SPP_S | ENT | Internal | Winter | B17 | 100 | 850 | 0 | 45.87 | 47.79 | 5 | 0
2025 | SPP_S_2_ENT | SPP_S | ENT | Internal | Winter | B18 | 400 | 850 | 0 | 44.01 | 47.79 | 5 | 0
2025 | SPP_S_2_ENT | SPP_S | ENT | Internal | Winter | B19 | 700 | 850 | 0 | 42.46 | 47.44 | 5 | 0
2025 | SPP_S_2_ENT | SPP_S | ENT | Internal | Winter | B20 | 935 | 850 | 850 | 39.65 | 45.67 | 5 | 1.02
2025 | SPP_S_2_SPP_N | SPP_S | SPP_N | Internal | Shoulder | B11 | 25 | 1023 | 1023 | 61.84 | 67.32 | 0.01 | 5.48
2025 | SPP_S_2_SPP_N | SPP_S | SPP_N | Internal | Shoulder | B12 | 200 | 1023 | 1023 | 43.16 | 44.49 | 0.01 | 1.32
2025 | SPP_S_2_SPP_N | SPP_S | SPP_N | Internal | Shoulder | B13 | 600 | 1023 | 495.99 | 42.92 | 42.94 | 0.01 | 0
2025 | SPP_S_2_SPP_N | SPP_S | SPP_N | Internal | Shoulder | B14 | 900 | 1023 | 0 | 42.83 | 42.82 | 0.01 | 0
2025 | SPP_S_2_SPP_N | SPP_S | SPP_N | Internal | Shoulder | B15 | 1203 | 1023 | 0 | 39.49 | 39.48 | 0.01 | 0
2025 | SPP_S_2_SPP_N | SPP_S | SPP_N | Internal | Summer | B1 | 10 | 1023 | 1023 | 59.55 | 70.77 | 0.01 | 11.2
2025 | SPP_S_2_SPP_N | SPP_S | SPP_N | Internal | Summer | B2 | 25 | 1023 | 1023 | 60.05 | 70.77 | 0.01 | 10.7
2025 | SPP_S_2_SPP_N | SPP_S | SPP_N | Internal | Summer | B3 | 75 | 1023 | 1023 | 60.05 | 70.77 | 0.01 | 10.7
2025 | SPP_S_2_SPP_N | SPP_S | SPP_N | Internal | Summer | B4 | 100 | 1023 | 1023 | 60.05 | 69.64 | 0.01 | 9.57
2025 | SPP_S_2_SPP_N | SPP_S | SPP_N | Internal | Summer | B5 | 200 | 1023 | 1023 | 59.55 | 67.46 | 0.01 | 7.89
2025 | SPP_S_2_SPP_N | SPP_S | SPP_N | Internal | Summer | B6 | 300 | 1023 | 0 | 57.08 | 57.07 | 0.01 | 0
2025 | SPP_S_2_SPP_N | SPP_S | SPP_N | Internal | Summer | B7 | 400 | 1023 | 0 | 48.33 | 48.31 | 0.01 | 0
2025 | SPP_S_2_SPP_N | SPP_S | SPP_N | Internal | Summer | B8 | 500 | 1023 | 0 | 42.82 | 42.81 | 0.01 | 0
2025 | SPP_S_2_SPP_N | SPP_S | SPP_N | Internal | Summer | B9 | 800 | 1023 | 0 | 41.37 | 41.36 | 0.01 | 0
2025 | SPP_S_2_SPP_N | SPP_S | SPP_N | Internal | Summer | B10 | 1262 | 1023 | 0 | 39.29 | 38.73 | 0.01 | 0
2025 | SPP_S_2_SPP_N | SPP_S | SPP_N | Internal | Winter | B16 | 25 | 1023 | 1023 | 48.07 | 52.58 | 0.01 | 4.49
2025 | SPP_S_2_SPP_N | SPP_S | SPP_N | Internal | Winter | B17 | 100 | 1023 | 0 | 45.87 | 45.86 | 0.01 | 0
2025 | SPP_S_2_SPP_N | SPP_S | SPP_N | Internal | Winter | B18 | 400 | 1023 | 0 | 44.01 | 44 | 0.01 | 0
2025 | SPP_S_2_SPP_N | SPP_S | SPP_N | Internal | Winter | B19 | 700 | 1023 | 0 | 42.46 | 42.44 | 0.01 | 0
2025 | SPP_S_2_SPP_N | SPP_S | SPP_N | Internal | Winter | B20 | 935 | 1023 | 0 | 39.65 | 39.64 | 0.01 | 0
2025 | TVA_2_ENT | TVA | ENT | Internal | Shoulder | B11 | 25 | 500 | 118.6 | 54.17 | 63.17 | 9 | 0
2025 | TVA_2_ENT | TVA | ENT | Internal | Shoulder | B12 | 200 | 500 | 0 | 44.49 | 44.8 | 9 | 0
2025 | TVA_2_ENT | TVA | ENT | Internal | Shoulder | B13 | 600 | 500 | 0 | 42.31 | 44.8 | 9 | 0
2025 | TVA_2_ENT | TVA | ENT | Internal | Shoulder | B14 | 900 | 500 | 0 | 42.31 | 44.8 | 9 | 0
2025 | TVA_2_ENT | TVA | ENT | Internal | Shoulder | B15 | 1203 | 500 | 0 | 42.31 | 44.48 | 9 | 0
2025 | TVA_2_ENT | TVA | ENT | Internal | Summer | B1 | 10 | 500 | 0 | 76.36 | 72.42 | 9 | 0
2025 | TVA_2_ENT | TVA | ENT | Internal | Summer | B2 | 25 | 500 | 0 | 75.96 | 67.94 | 9 | 0
2025 | TVA_2_ENT | TVA | ENT | Internal | Summer | B3 | 75 | 500 | 0 | 71.47 | 65.95 | 9 | 0
2025 | TVA_2_ENT | TVA | ENT | Internal | Summer | B4 | 100 | 500 | 0 | 70.29 | 65.95 | 9 | 0
2025 | TVA_2_ENT | TVA | ENT | Internal | Summer | B5 | 200 | 500 | 20.21 | 54.93 | 63.93 | 9 | 0
2025 | TVA_2_ENT | TVA | ENT | Internal | Summer | B6 | 300 | 500 | 500 | 44.95 | 58.06 | 9 | 4.11
2025 | TVA_2_ENT | TVA | ENT | Internal | Summer | B7 | 400 | 500 | 0 | 43.12 | 48.11 | 9 | 0
2025 | TVA_2_ENT | TVA | ENT | Internal | Summer | B8 | 500 | 500 | 0 | 43.12 | 43.28 | 9 | 0
2025 | TVA_2_ENT | TVA | ENT | Internal | Summer | B9 | 800 | 500 | 0 | 39.84 | 43.28 | 9 | 0
2025 | TVA_2_ENT | TVA | ENT | Internal | Summer | B10 | 1262 | 500 | 0 | 36.51 | 42.97 | 9 | 0
2025 | TVA_2_ENT | TVA | ENT | Internal | Winter | B16 | 25 | 500 | 0 | 56.59 | 57.58 | 9 | 0
2025 | TVA_2_ENT | TVA | ENT | Internal | Winter | B17 | 100 | 500 | 0 | 47.36 | 47.79 | 9 | 0
2025 | TVA_2_ENT | TVA | ENT | Internal | Winter | B18 | 400 | 500 | 0 | 42.55 | 47.79 | 9 | 0
2025 | TVA_2_ENT | TVA | ENT | Internal | Winter | B19 | 700 | 500 | 0 | 42.55 | 47.44 | 9 | 0
2025 | TVA_2_ENT | TVA | ENT | Internal | Winter | B20 | 935 | 500 | 0 | 41.67 | 45.67 | 9 | 0
2025 | TVA_2_MISO_MO-IL | TVA | MISO_MO-IL | Internal | Shoulder | B11 | 25 | 50 | 0 | 54.17 | 60.34 | 9 | 0
2025 | TVA_2_MISO_MO-IL | TVA | MISO_MO-IL | Internal | Shoulder | B12 | 200 | 50 | 0 | 44.49 | 48.74 | 9 | 0
2025 | TVA_2_MISO_MO-IL | TVA | MISO_MO-IL | Internal | Shoulder | B13 | 600 | 50 | 0 | 42.31 | 42.94 | 9 | 0
2025 | TVA_2_MISO_MO-IL | TVA | MISO_MO-IL | Internal | Shoulder | B14 | 900 | 50 | 0 | 42.31 | 42.26 | 9 | 0
2025 | TVA_2_MISO_MO-IL | TVA | MISO_MO-IL | Internal | Shoulder | B15 | 1203 | 50 | 0 | 42.31 | 39.72 | 9 | 0
2025 | TVA_2_MISO_MO-IL | TVA | MISO_MO-IL | Internal | Summer | B1 | 10 | 50 | 0 | 76.36 | 68.34 | 9 | 0
2025 | TVA_2_MISO_MO-IL | TVA | MISO_MO-IL | Internal | Summer | B2 | 25 | 50 | 0 | 75.96 | 67.94 | 9 | 0
2025 | TVA_2_MISO_MO-IL | TVA | MISO_MO-IL | Internal | Summer | B3 | 75 | 50 | 0 | 71.47 | 66.27 | 9 | 0
2025 | TVA_2_MISO_MO-IL | TVA | MISO_MO-IL | Internal | Summer | B4 | 100 | 50 | 0 | 70.29 | 66.27 | 9 | 0
2025 | TVA_2_MISO_MO-IL | TVA | MISO_MO-IL | Internal | Summer | B5 | 200 | 50 | 0 | 54.93 | 60.93 | 9 | 0
2025 | TVA_2_MISO_MO-IL | TVA | MISO_MO-IL | Internal | Summer | B6 | 300 | 50 | 0 | 44.95 | 50.06 | 9 | 0
2025 | TVA_2_MISO_MO-IL | TVA | MISO_MO-IL | Internal | Summer | B7 | 400 | 50 | 0 | 43.12 | 41.33 | 9 | 0
2025 | TVA_2_MISO_MO-IL | TVA | MISO_MO-IL | Internal | Summer | B8 | 500 | 50 | 0 | 43.12 | 40.36 | 9 | 0
2025 | TVA_2_MISO_MO-IL | TVA | MISO_MO-IL | Internal | Summer | B9 | 800 | 50 | 0 | 39.84 | 38.98 | 9 | 0
2025 | TVA_2_MISO_MO-IL | TVA | MISO_MO-IL | Internal | Summer | B10 | 1262 | 50 | 0 | 36.51 | 36.22 | 9 | 0
2025 | TVA_2_MISO_MO-IL | TVA | MISO_MO-IL | Internal | Winter | B16 | 25 | 50 | 0 | 56.59 | 52.58 | 9 | 0
2025 | TVA_2_MISO_MO-IL | TVA | MISO_MO-IL | Internal | Winter | B17 | 100 | 50 | 0 | 47.36 | 48.89 | 9 | 0
2025 | TVA_2_MISO_MO-IL | TVA | MISO_MO-IL | Internal | Winter | B18 | 400 | 50 | 0 | 42.55 | 45.56 | 9 | 0
2025 | TVA_2_MISO_MO-IL | TVA | MISO_MO-IL | Internal | Winter | B19 | 700 | 50 | 0 | 42.55 | 44.23 | 9 | 0
2025 | TVA_2_MISO_MO-IL | TVA | MISO_MO-IL | Internal | Winter | B20 | 935 | 50 | 0 | 41.67 | 37.67 | 9 | 0
2025 | TVA_2_NonRTO_Midwest | TVA | NonRTO_Midwest | Internal | Shoulder | B11 | 25 | 100 | 100 | 54.17 | 68.32 | 9 | 5.15
2025 | TVA_2_NonRTO_Midwest | TVA | NonRTO_Midwest | Internal | Shoulder | B12 | 200 | 100 | 100 | 44.49 | 56.75 | 9 | 3.26
2025 | TVA_2_NonRTO_Midwest | TVA | NonRTO_Midwest | Internal | Shoulder | B13 | 600 | 100 | 0 | 42.31 | 50.95 | 9 | 0
2025 | TVA_2_NonRTO_Midwest | TVA | NonRTO_Midwest | Internal | Shoulder | B14 | 900 | 100 | 0 | 42.31 | 43.58 | 9 | 0
2025 | TVA_2_NonRTO_Midwest | TVA | NonRTO_Midwest | Internal | Shoulder | B15 | 1203 | 100 | 0 | 42.31 | 37.53 | 9 | 0
2025 | TVA_2_NonRTO_Midwest | TVA | NonRTO_Midwest | Internal | Summer | B1 | 10 | 100 | 0 | 76.36 | 72.57 | 9 | 0
2025 | TVA_2_NonRTO_Midwest | TVA | NonRTO_Midwest | Internal | Summer | B2 | 25 | 100 | 0 | 75.96 | 72.57 | 9 | 0
2025 | TVA_2_NonRTO_Midwest | TVA | NonRTO_Midwest | Internal | Summer | B3 | 75 | 100 | 0 | 71.47 | 72.57 | 9 | 0
2025 | TVA_2_NonRTO_Midwest | TVA | NonRTO_Midwest | Internal | Summer | B4 | 100 | 100 | 0 | 70.29 | 72.57 | 9 | 0
2025 | TVA_2_NonRTO_Midwest | TVA | NonRTO_Midwest | Internal | Summer | B5 | 200 | 100 | 100 | 54.93 | 68.93 | 9 | 5
2025 | TVA_2_NonRTO_Midwest | TVA | NonRTO_Midwest | Internal | Summer | B6 | 300 | 100 | 100 | 44.95 | 58.06 | 9 | 4.11
2025 | TVA_2_NonRTO_Midwest | TVA | NonRTO_Midwest | Internal | Summer | B7 | 400 | 100 | 0 | 43.12 | 49.34 | 9 | 0
2025 | TVA_2_NonRTO_Midwest | TVA | NonRTO_Midwest | Internal | Summer | B8 | 500 | 100 | 0 | 43.12 | 43.07 | 9 | 0
2025 | TVA_2_NonRTO_Midwest | TVA | NonRTO_Midwest | Internal | Summer | B9 | 800 | 100 | 0 | 39.84 | 37.53 | 9 | 0
2025 | TVA_2_NonRTO_Midwest | TVA | NonRTO_Midwest | Internal | Summer | B10 | 1262 | 100 | 0 | 36.51 | 33.9 | 9 | 0
2025 | TVA_2_NonRTO_Midwest | TVA | NonRTO_Midwest | Internal | Winter | B16 | 25 | 100 | 0 | 56.59 | 60.6 | 9 | 0
2025 | TVA_2_NonRTO_Midwest | TVA | NonRTO_Midwest | Internal | Winter | B17 | 100 | 100 | 100 | 47.36 | 57.12 | 9 | 0.76
2025 | TVA_2_NonRTO_Midwest | TVA | NonRTO_Midwest | Internal | Winter | B18 | 400 | 100 | 100 | 42.55 | 53.58 | 9 | 2.02
2025 | TVA_2_NonRTO_Midwest | TVA | NonRTO_Midwest | Internal | Winter | B19 | 700 | 100 | 0 | 42.55 | 43.83 | 9 | 0
2025 | TVA_2_NonRTO_Midwest | TVA | NonRTO_Midwest | Internal | Winter | B20 | 935 | 100 | 0 | 41.67 | 37.53 | 9 | 0
2025 | TVA_2_PJM_ROR | TVA | PJM_ROR | Internal | Shoulder | B11 | 25 | 500 | 0 | 54.17 | 53.32 | 9 | 0
2025 | TVA_2_PJM_ROR | TVA | PJM_ROR | Internal | Shoulder | B12 | 200 | 500 | 0 | 44.49 | 46.75 | 9 | 0
2025 | TVA_2_PJM_ROR | TVA | PJM_ROR | Internal | Shoulder | B13 | 600 | 500 | 0 | 42.31 | 42.08 | 9 | 0
2025 | TVA_2_PJM_ROR | TVA | PJM_ROR | Internal | Shoulder | B14 | 900 | 500 | 0 | 42.31 | 41.37 | 9 | 0
2025 | TVA_2_PJM_ROR | TVA | PJM_ROR | Internal | Shoulder | B15 | 1203 | 500 | 0 | 42.31 | 38.15 | 9 | 0
2025 | TVA_2_PJM_ROR | TVA | PJM_ROR | Internal | Summer | B1 | 10 | 500 | 0 | 76.36 | 66.34 | 9 | 0
2025 | TVA_2_PJM_ROR | TVA | PJM_ROR | Internal | Summer | B2 | 25 | 500 | 0 | 75.96 | 65.94 | 9 | 0
2025 | TVA_2_PJM_ROR | TVA | PJM_ROR | Internal | Summer | B3 | 75 | 500 | 0 | 71.47 | 65.45 | 9 | 0
2025 | TVA_2_PJM_ROR | TVA | PJM_ROR | Internal | Summer | B4 | 100 | 500 | 0 | 70.29 | 64.28 | 9 | 0
2025 | TVA_2_PJM_ROR | TVA | PJM_ROR | Internal | Summer | B5 | 200 | 500 | 0 | 54.93 | 58.93 | 9 | 0
2025 | TVA_2_PJM_ROR | TVA | PJM_ROR | Internal | Summer | B6 | 300 | 500 | 0 | 44.95 | 48.06 | 9 | 0
2025 | TVA_2_PJM_ROR | TVA | PJM_ROR | Internal | Summer | B7 | 400 | 500 | 0 | 43.12 | 42.2 | 9 | 0
2025 | TVA_2_PJM_ROR | TVA | PJM_ROR | Internal | Summer | B8 | 500 | 500 | 0 | 43.12 | 39.56 | 9 | 0
2025 | TVA_2_PJM_ROR | TVA | PJM_ROR | Internal | Summer | B9 | 800 | 500 | 0 | 39.84 | 36.99 | 9 | 0
2025 | TVA_2_PJM_ROR | TVA | PJM_ROR | Internal | Summer | B10 | 1262 | 500 | 0 | 36.51 | 34.24 | 9 | 0
2025 | TVA_2_PJM_ROR | TVA | PJM_ROR | Internal | Winter | B16 | 25 | 500 | 0 | 56.59 | 50.58 | 9 | 0
2025 | TVA_2_PJM_ROR | TVA | PJM_ROR | Internal | Winter | B17 | 100 | 500 | 0 | 47.36 | 49 | 9 | 0
2025 | TVA_2_PJM_ROR | TVA | PJM_ROR | Internal | Winter | B18 | 400 | 500 | 0 | 42.55 | 44.96 | 9 | 0
2025 | TVA_2_PJM_ROR | TVA | PJM_ROR | Internal | Winter | B19 | 700 | 500 | 0 | 42.55 | 43.33 | 9 | 0
2025 | TVA_2_PJM_ROR | TVA | PJM_ROR | Internal | Winter | B20 | 935 | 500 | 0 | 41.67 | 35.66 | 9 | 0
2025 | TVA_2_SOCO | TVA | SOCO | Internal | Shoulder | B11 | 25 | 500 | 500 | 54.17 | 68.32 | 9 | 5.15
2025 | TVA_2_SOCO | TVA | SOCO | Internal | Shoulder | B12 | 200 | 500 | 0 | 44.49 | 46.55 | 9 | 0
2025 | TVA_2_SOCO | TVA | SOCO | Internal | Shoulder | B13 | 600 | 500 | 0 | 42.31 | 44.95 | 9 | 0
2025 | TVA_2_SOCO | TVA | SOCO | Internal | Shoulder | B14 | 900 | 500 | 0 | 42.31 | 44.95 | 9 | 0
2025 | TVA_2_SOCO | TVA | SOCO | Internal | Shoulder | B15 | 1203 | 500 | 0 | 42.31 | 44.95 | 9 | 0
2025 | TVA_2_SOCO | TVA | SOCO | Internal | Summer | B1 | 10 | 500 | 0 | 76.36 | 80.42 | 9 | 0
2025 | TVA_2_SOCO | TVA | SOCO | Internal | Summer | B2 | 25 | 500 | 0 | 75.96 | 73.95 | 9 | 0
2025 | TVA_2_SOCO | TVA | SOCO | Internal | Summer | B3 | 75 | 500 | 0 | 71.47 | 73.95 | 9 | 0
2025 | TVA_2_SOCO | TVA | SOCO | Internal | Summer | B4 | 100 | 500 | 0 | 70.29 | 73.95 | 9 | 0
2025 | TVA_2_SOCO | TVA | SOCO | Internal | Summer | B5 | 200 | 500 | 500 | 54.93 | 71.93 | 9 | 8
2025 | TVA_2_SOCO | TVA | SOCO | Internal | Summer | B6 | 300 | 500 | 500 | 44.95 | 60.44 | 9 | 6.48
2025 | TVA_2_SOCO | TVA | SOCO | Internal | Summer | B7 | 400 | 500 | 500 | 43.12 | 56.11 | 9 | 3.99
2025 | TVA_2_SOCO | TVA | SOCO | Internal | Summer | B8 | 500 | 500 | 0 | 43.12 | 45.1 | 9 | 0
2025 | TVA_2_SOCO | TVA | SOCO | Internal | Summer | B9 | 800 | 500 | 0 | 39.84 | 43.55 | 9 | 0
2025 | TVA_2_SOCO | TVA | SOCO | Internal | Summer | B10 | 1262 | 500 | 0 | 36.51 | 43.55 | 9 | 0
2025 | TVA_2_SOCO | TVA | SOCO | Internal | Winter | B16 | 25 | 500 | 0 | 56.59 | 65.58 | 9 | 0
2025 | TVA_2_SOCO | TVA | SOCO | Internal | Winter | B17 | 100 | 500 | 0 | 47.36 | 49.54 | 9 | 0
2025 | TVA_2_SOCO | TVA | SOCO | Internal | Winter | B18 | 400 | 500 | 0 | 42.55 | 47.83 | 9 | 0
2025 | TVA_2_SOCO | TVA | SOCO | Internal | Winter | B19 | 700 | 500 | 0 | 42.55 | 47.83 | 9 | 0
2025 | TVA_2_SOCO | TVA | SOCO | Internal | Winter | B20 | 935 | 500 | 0 | 41.67 | 44.36 | 9 | 0
2025 | TVA_2_VACAR | TVA | VACAR | Internal | Shoulder | B11 | 25 | 150 | 0 | 54.17 | 61.32 | 9 | 0
2025 | TVA_2_VACAR | TVA | VACAR | Internal | Shoulder | B12 | 200 | 150 | 0 | 44.49 | 48.99 | 9 | 0
2025 | TVA_2_VACAR | TVA | VACAR | Internal | Shoulder | B13 | 600 | 150 | 0 | 42.31 | 46.27 | 9 | 0
2025 | TVA_2_VACAR | TVA | VACAR | Internal | Shoulder | B14 | 900 | 150 | 0 | 42.31 | 44.72 | 9 | 0
2025 | TVA_2_VACAR | TVA | VACAR | Internal | Shoulder | B15 | 1203 | 150 | 0 | 42.31 | 41.4 | 9 | 0
2025 | TVA_2_VACAR | TVA | VACAR | Internal | Summer | B1 | 10 | 150 | 0 | 76.36 | 77.58 | 9 | 0
2025 | TVA_2_VACAR | TVA | VACAR | Internal | Summer | B2 | 25 | 150 | 0 | 75.96 | 77.58 | 9 | 0
2025 | TVA_2_VACAR | TVA | VACAR | Internal | Summer | B3 | 75 | 150 | 0 | 71.47 | 76.09 | 9 | 0
2025 | TVA_2_VACAR | TVA | VACAR | Internal | Summer | B4 | 100 | 150 | 0 | 70.29 | 70.28 | 9 | 0
2025 | TVA_2_VACAR | TVA | VACAR | Internal | Summer | B5 | 200 | 150 | 150 | 54.93 | 64.93 | 9 | 1
2025 | TVA_2_VACAR | TVA | VACAR | Internal | Summer | B6 | 300 | 150 | 150 | 44.95 | 54.06 | 9 | 0.11
2025 | TVA_2_VACAR | TVA | VACAR | Internal | Summer | B7 | 400 | 150 | 0 | 43.12 | 49.11 | 9 | 0
2025 | TVA_2_VACAR | TVA | VACAR | Internal | Summer | B8 | 500 | 150 | 0 | 43.12 | 45.56 | 9 | 0
2025 | TVA_2_VACAR | TVA | VACAR | Internal | Summer | B9 | 800 | 150 | 0 | 39.84 | 42.82 | 9 | 0
2025 | TVA_2_VACAR | TVA | VACAR | Internal | Summer | B10 | 1262 | 150 | 0 | 36.51 | 40.24 | 9 | 0
2025 | TVA_2_VACAR | TVA | VACAR | Internal | Winter | B16 | 25 | 150 | 0 | 56.59 | 58.58 | 9 | 0
2025 | TVA_2_VACAR | TVA | VACAR | Internal | Winter | B17 | 100 | 150 | 0 | 47.36 | 55 | 9 | 0
2025 | TVA_2_VACAR | TVA | VACAR | Internal | Winter | B18 | 400 | 150 | 0 | 42.55 | 48.99 | 9 | 0
2025 | TVA_2_VACAR | TVA | VACAR | Internal | Winter | B19 | 700 | 150 | 0 | 42.55 | 43.87 | 9 | 0
2025 | TVA_2_VACAR | TVA | VACAR | Internal | Winter | B20 | 935 | 150 | 0 | 41.67 | 40.64 | 9 | 0
2025 | TVA_Transmission_2_ENT | TVA_Transmission | ENT | Internal | Shoulder | B11 | 25 | 3000 | 0 | 59.32 | 63.17 | 9 | 0
2025 | TVA_Transmission_2_ENT | TVA_Transmission | ENT | Internal | Shoulder | B12 | 200 | 3000 | 0 | 49.65 | 44.8 | 9 | 0
2025 | TVA_Transmission_2_ENT | TVA_Transmission | ENT | Internal | Shoulder | B13 | 600 | 3000 | 0 | 45.63 | 44.8 | 9 | 0
2025 | TVA_Transmission_2_ENT | TVA_Transmission | ENT | Internal | Shoulder | B14 | 900 | 3000 | 0 | 44.57 | 44.8 | 9 | 0
2025 | TVA_Transmission_2_ENT | TVA_Transmission | ENT | Internal | Shoulder | B15 | 1203 | 3000 | 0 | 42.99 | 44.48 | 9 | 0
2025 | TVA_Transmission_2_ENT | TVA_Transmission | ENT | Internal | Summer | B1 | 10 | 3000 | 0 | 76.34 | 72.42 | 9 | 0
2025 | TVA_Transmission_2_ENT | TVA_Transmission | ENT | Internal | Summer | B2 | 25 | 3000 | 0 | 75.94 | 67.94 | 9 | 0
2025 | TVA_Transmission_2_ENT | TVA_Transmission | ENT | Internal | Summer | B3 | 75 | 3000 | 0 | 71.45 | 65.95 | 9 | 0
2025 | TVA_Transmission_2_ENT | TVA_Transmission | ENT | Internal | Summer | B4 | 100 | 3000 | 0 | 70.28 | 65.95 | 9 | 0
2025 | TVA_Transmission_2_ENT | TVA_Transmission | ENT | Internal | Summer | B5 | 200 | 3000 | 0 | 64.03 | 63.93 | 9 | 0
2025 | TVA_Transmission_2_ENT | TVA_Transmission | ENT | Internal | Summer | B6 | 300 | 3000 | 0 | 53.1 | 58.06 | 9 | 0
2025 | TVA_Transmission_2_ENT | TVA_Transmission | ENT | Internal | Summer | B7 | 400 | 3000 | 0 | 47.62 | 48.11 | 9 | 0
2025 | TVA_Transmission_2_ENT | TVA_Transmission | ENT | Internal | Summer | B8 | 500 | 3000 | 0 | 44.23 | 43.28 | 9 | 0
2025 | TVA_Transmission_2_ENT | TVA_Transmission | ENT | Internal | Summer | B9 | 800 | 3000 | 0 | 41.34 | 43.28 | 9 | 0
2025 | TVA_Transmission_2_ENT | TVA_Transmission | ENT | Internal | Summer | B10 | 1262 | 3000 | 0 | 38.54 | 42.97 | 9 | 0
2025 | TVA_Transmission_2_ENT | TVA_Transmission | ENT | Internal | Winter | B16 | 25 | 3000 | 0 | 56.58 | 57.58 | 9 | 0
2025 | TVA_Transmission_2_ENT | TVA_Transmission | ENT | Internal | Winter | B17 | 100 | 3000 | 0 | 51.66 | 47.79 | 9 | 0
2025 | TVA_Transmission_2_ENT | TVA_Transmission | ENT | Internal | Winter | B18 | 400 | 3000 | 0 | 48.04 | 47.79 | 9 | 0
2025 | TVA_Transmission_2_ENT | TVA_Transmission | ENT | Internal | Winter | B19 | 700 | 3000 | 0 | 45.59 | 47.44 | 9 | 0
2025 | TVA_Transmission_2_ENT | TVA_Transmission | ENT | Internal | Winter | B20 | 935 | 3000 | 0 | 41.66 | 45.67 | 9 | 0
2025 | TVA_Transmission_2_NonRTO_Midwest | TVA_Transmission | NonRTO_Midwest | Internal | Shoulder | B11 | 25 | 700 | 169 | 59.32 | 68.32 | 9 | 0
2025 | TVA_Transmission_2_NonRTO_Midwest | TVA_Transmission | NonRTO_Midwest | Internal | Shoulder | B12 | 200 | 700 | 0 | 49.65 | 56.75 | 9 | 0
2025 | TVA_Transmission_2_NonRTO_Midwest | TVA_Transmission | NonRTO_Midwest | Internal | Shoulder | B13 | 600 | 700 | 0 | 45.63 | 50.95 | 9 | 0
2025 | TVA_Transmission_2_NonRTO_Midwest | TVA_Transmission | NonRTO_Midwest | Internal | Shoulder | B14 | 900 | 700 | 0 | 44.57 | 43.58 | 9 | 0
2025 | TVA_Transmission_2_NonRTO_Midwest | TVA_Transmission | NonRTO_Midwest | Internal | Shoulder | B15 | 1203 | 700 | 0 | 42.99 | 37.53 | 9 | 0
2025 | TVA_Transmission_2_NonRTO_Midwest | TVA_Transmission | NonRTO_Midwest | Internal | Summer | B1 | 10 | 700 | 0 | 76.34 | 72.57 | 9 | 0
2025 | TVA_Transmission_2_NonRTO_Midwest | TVA_Transmission | NonRTO_Midwest | Internal | Summer | B2 | 25 | 700 | 0 | 75.94 | 72.57 | 9 | 0
2025 | TVA_Transmission_2_NonRTO_Midwest | TVA_Transmission | NonRTO_Midwest | Internal | Summer | B3 | 75 | 700 | 0 | 71.45 | 72.57 | 9 | 0
2025 | TVA_Transmission_2_NonRTO_Midwest | TVA_Transmission | NonRTO_Midwest | Internal | Summer | B4 | 100 | 700 | 0 | 70.28 | 72.57 | 9 | 0
2025 | TVA_Transmission_2_NonRTO_Midwest | TVA_Transmission | NonRTO_Midwest | Internal | Summer | B5 | 200 | 700 | 0 | 64.03 | 68.93 | 9 | 0
2025 | TVA_Transmission_2_NonRTO_Midwest | TVA_Transmission | NonRTO_Midwest | Internal | Summer | B6 | 300 | 700 | 0 | 53.1 | 58.06 | 9 | 0
2025 | TVA_Transmission_2_NonRTO_Midwest | TVA_Transmission | NonRTO_Midwest | Internal | Summer | B7 | 400 | 700 | 0 | 47.62 | 49.34 | 9 | 0
2025 | TVA_Transmission_2_NonRTO_Midwest | TVA_Transmission | NonRTO_Midwest | Internal | Summer | B8 | 500 | 700 | 0 | 44.23 | 43.07 | 9 | 0
2025 | TVA_Transmission_2_NonRTO_Midwest | TVA_Transmission | NonRTO_Midwest | Internal | Summer | B9 | 800 | 700 | 0 | 41.34 | 37.53 | 9 | 0
2025 | TVA_Transmission_2_NonRTO_Midwest | TVA_Transmission | NonRTO_Midwest | Internal | Summer | B10 | 1262 | 700 | 0 | 38.54 | 33.9 | 9 | 0
2025 | TVA_Transmission_2_NonRTO_Midwest | TVA_Transmission | NonRTO_Midwest | Internal | Winter | B16 | 25 | 700 | 0 | 56.58 | 60.6 | 9 | 0
2025 | TVA_Transmission_2_NonRTO_Midwest | TVA_Transmission | NonRTO_Midwest | Internal | Winter | B17 | 100 | 700 | 0 | 51.66 | 57.12 | 9 | 0
2025 | TVA_Transmission_2_NonRTO_Midwest | TVA_Transmission | NonRTO_Midwest | Internal | Winter | B18 | 400 | 700 | 0 | 48.04 | 53.58 | 9 | 0
2025 | TVA_Transmission_2_NonRTO_Midwest | TVA_Transmission | NonRTO_Midwest | Internal | Winter | B19 | 700 | 700 | 0 | 45.59 | 43.83 | 9 | 0
2025 | TVA_Transmission_2_NonRTO_Midwest | TVA_Transmission | NonRTO_Midwest | Internal | Winter | B20 | 935 | 700 | 0 | 41.66 | 37.53 | 9 | 0
2025 | TVA_Transmission_2_SOCO | TVA_Transmission | SOCO | Internal | Shoulder | B11 | 25 | 3200 | 1213.55 | 59.32 | 68.32 | 9 | 0
2025 | TVA_Transmission_2_SOCO | TVA_Transmission | SOCO | Internal | Shoulder | B12 | 200 | 3200 | 0 | 49.65 | 46.55 | 9 | 0
2025 | TVA_Transmission_2_SOCO | TVA_Transmission | SOCO | Internal | Shoulder | B13 | 600 | 3200 | 0 | 45.63 | 44.95 | 9 | 0
2025 | TVA_Transmission_2_SOCO | TVA_Transmission | SOCO | Internal | Shoulder | B14 | 900 | 3200 | 0 | 44.57 | 44.95 | 9 | 0
2025 | TVA_Transmission_2_SOCO | TVA_Transmission | SOCO | Internal | Shoulder | B15 | 1203 | 3200 | 0 | 42.99 | 44.95 | 9 | 0
2025 | TVA_Transmission_2_SOCO | TVA_Transmission | SOCO | Internal | Summer | B1 | 10 | 3200 | 0 | 76.34 | 80.42 | 9 | 0
2025 | TVA_Transmission_2_SOCO | TVA_Transmission | SOCO | Internal | Summer | B2 | 25 | 3200 | 0 | 75.94 | 73.95 | 9 | 0
2025 | TVA_Transmission_2_SOCO | TVA_Transmission | SOCO | Internal | Summer | B3 | 75 | 3200 | 0 | 71.45 | 73.95 | 9 | 0
2025 | TVA_Transmission_2_SOCO | TVA_Transmission | SOCO | Internal | Summer | B4 | 100 | 3200 | 0 | 70.28 | 73.95 | 9 | 0
2025 | TVA_Transmission_2_SOCO | TVA_Transmission | SOCO | Internal | Summer | B5 | 200 | 3200 | 0 | 64.03 | 71.93 | 9 | 0
2025 | TVA_Transmission_2_SOCO | TVA_Transmission | SOCO | Internal | Summer | B6 | 300 | 3200 | 0 | 53.1 | 60.44 | 9 | 0
2025 | TVA_Transmission_2_SOCO | TVA_Transmission | SOCO | Internal | Summer | B7 | 400 | 3200 | 0 | 47.62 | 56.11 | 9 | 0
2025 | TVA_Transmission_2_SOCO | TVA_Transmission | SOCO | Internal | Summer | B8 | 500 | 3200 | 0 | 44.23 | 45.1 | 9 | 0
2025 | TVA_Transmission_2_SOCO | TVA_Transmission | SOCO | Internal | Summer | B9 | 800 | 3200 | 0 | 41.34 | 43.55 | 9 | 0
2025 | TVA_Transmission_2_SOCO | TVA_Transmission | SOCO | Internal | Summer | B10 | 1262 | 3200 | 0 | 38.54 | 43.55 | 9 | 0
2025 | TVA_Transmission_2_SOCO | TVA_Transmission | SOCO | Internal | Winter | B16 | 25 | 3200 | 553.24 | 56.58 | 65.58 | 9 | 0
2025 | TVA_Transmission_2_SOCO | TVA_Transmission | SOCO | Internal | Winter | B17 | 100 | 3200 | 0 | 51.66 | 49.54 | 9 | 0
2025 | TVA_Transmission_2_SOCO | TVA_Transmission | SOCO | Internal | Winter | B18 | 400 | 3200 | 0 | 48.04 | 47.83 | 9 | 0
2025 | TVA_Transmission_2_SOCO | TVA_Transmission | SOCO | Internal | Winter | B19 | 700 | 3200 | 0 | 45.59 | 47.83 | 9 | 0
2025 | TVA_Transmission_2_SOCO | TVA_Transmission | SOCO | Internal | Winter | B20 | 935 | 3200 | 0 | 41.66 | 44.36 | 9 | 0
2025 | TVA_Transmission_2_TVA | TVA_Transmission | TVA | Internal | Shoulder | B11 | 25 | 99999 | 0 | 59.32 | 54.17 | 0.01 | 0
2025 | TVA_Transmission_2_TVA | TVA_Transmission | TVA | Internal | Shoulder | B12 | 200 | 99999 | 0 | 49.65 | 44.49 | 0.01 | 0
2025 | TVA_Transmission_2_TVA | TVA_Transmission | TVA | Internal | Shoulder | B13 | 600 | 99999 | 0 | 45.63 | 42.31 | 0.01 | 0
2025 | TVA_Transmission_2_TVA | TVA_Transmission | TVA | Internal | Shoulder | B14 | 900 | 99999 | 0 | 44.57 | 42.31 | 0.01 | 0
2025 | TVA_Transmission_2_TVA | TVA_Transmission | TVA | Internal | Shoulder | B15 | 1203 | 99999 | 0 | 42.99 | 42.31 | 0.01 | 0
2025 | TVA_Transmission_2_TVA | TVA_Transmission | TVA | Internal | Summer | B1 | 10 | 99999 | 4070.92 | 76.34 | 76.36 | 0.01 | 0
2025 | TVA_Transmission_2_TVA | TVA_Transmission | TVA | Internal | Summer | B2 | 25 | 99999 | 3343.7 | 75.94 | 75.96 | 0.01 | 0
2025 | TVA_Transmission_2_TVA | TVA_Transmission | TVA | Internal | Summer | B3 | 75 | 99999 | 1681.03 | 71.45 | 71.47 | 0.01 | 0
2025 | TVA_Transmission_2_TVA | TVA_Transmission | TVA | Internal | Summer | B4 | 100 | 99999 | 931.37 | 70.28 | 70.29 | 0.01 | 0
2025 | TVA_Transmission_2_TVA | TVA_Transmission | TVA | Internal | Summer | B5 | 200 | 99999 | 0 | 64.03 | 54.93 | 0.01 | 0
2025 | TVA_Transmission_2_TVA | TVA_Transmission | TVA | Internal | Summer | B6 | 300 | 99999 | 0 | 53.1 | 44.95 | 0.01 | 0
2025 | TVA_Transmission_2_TVA | TVA_Transmission | TVA | Internal | Summer | B7 | 400 | 99999 | 0 | 47.62 | 43.12 | 0.01 | 0
2025 | TVA_Transmission_2_TVA | TVA_Transmission | TVA | Internal | Summer | B8 | 500 | 99999 | 0 | 44.23 | 43.12 | 0.01 | 0
2025 | TVA_Transmission_2_TVA | TVA_Transmission | TVA | Internal | Summer | B9 | 800 | 99999 | 0 | 41.34 | 39.84 | 0.01 | 0
2025 | TVA_Transmission_2_TVA | TVA_Transmission | TVA | Internal | Summer | B10 | 1262 | 99999 | 0 | 38.54 | 36.51 | 0.01 | 0
2025 | TVA_Transmission_2_TVA | TVA_Transmission | TVA | Internal | Winter | B16 | 25 | 99999 | 150.74 | 56.58 | 56.59 | 0.01 | 0
2025 | TVA_Transmission_2_TVA | TVA_Transmission | TVA | Internal | Winter | B17 | 100 | 99999 | 0 | 51.66 | 47.36 | 0.01 | 0
2025 | TVA_Transmission_2_TVA | TVA_Transmission | TVA | Internal | Winter | B18 | 400 | 99999 | 0 | 48.04 | 42.55 | 0.01 | 0
2025 | TVA_Transmission_2_TVA | TVA_Transmission | TVA | Internal | Winter | B19 | 700 | 99999 | 0 | 45.59 | 42.55 | 0.01 | 0
2025 | TVA_Transmission_2_TVA | TVA_Transmission | TVA | Internal | Winter | B20 | 935 | 99999 | 330.32 | 41.66 | 41.67 | 0.01 | 0
2025 | TVA_Transmission_2_VACAR | TVA_Transmission | VACAR | Internal | Shoulder | B11 | 25 | 900 | 0 | 59.32 | 61.32 | 9 | 0
2025 | TVA_Transmission_2_VACAR | TVA_Transmission | VACAR | Internal | Shoulder | B12 | 200 | 900 | 0 | 49.65 | 48.99 | 9 | 0
2025 | TVA_Transmission_2_VACAR | TVA_Transmission | VACAR | Internal | Shoulder | B13 | 600 | 900 | 0 | 45.63 | 46.27 | 9 | 0
2025 | TVA_Transmission_2_VACAR | TVA_Transmission | VACAR | Internal | Shoulder | B14 | 900 | 900 | 0 | 44.57 | 44.72 | 9 | 0
2025 | TVA_Transmission_2_VACAR | TVA_Transmission | VACAR | Internal | Shoulder | B15 | 1203 | 900 | 0 | 42.99 | 41.4 | 9 | 0
2025 | TVA_Transmission_2_VACAR | TVA_Transmission | VACAR | Internal | Summer | B1 | 10 | 900 | 0 | 76.34 | 77.58 | 9 | 0
2025 | TVA_Transmission_2_VACAR | TVA_Transmission | VACAR | Internal | Summer | B2 | 25 | 900 | 0 | 75.94 | 77.58 | 9 | 0
2025 | TVA_Transmission_2_VACAR | TVA_Transmission | VACAR | Internal | Summer | B3 | 75 | 900 | 0 | 71.45 | 76.09 | 9 | 0
2025 | TVA_Transmission_2_VACAR | TVA_Transmission | VACAR | Internal | Summer | B4 | 100 | 900 | 0 | 70.28 | 70.28 | 9 | 0
2025 | TVA_Transmission_2_VACAR | TVA_Transmission | VACAR | Internal | Summer | B5 | 200 | 900 | 0 | 64.03 | 64.93 | 9 | 0
2025 | TVA_Transmission_2_VACAR | TVA_Transmission | VACAR | Internal | Summer | B6 | 300 | 900 | 0 | 53.1 | 54.06 | 9 | 0
2025 | TVA_Transmission_2_VACAR | TVA_Transmission | VACAR | Internal | Summer | B7 | 400 | 900 | 0 | 47.62 | 49.11 | 9 | 0
2025 | TVA_Transmission_2_VACAR | TVA_Transmission | VACAR | Internal | Summer | B8 | 500 | 900 | 0 | 44.23 | 45.56 | 9 | 0
2025 | TVA_Transmission_2_VACAR | TVA_Transmission | VACAR | Internal | Summer | B9 | 800 | 900 | 0 | 41.34 | 42.82 | 9 | 0
2025 | TVA_Transmission_2_VACAR | TVA_Transmission | VACAR | Internal | Summer | B10 | 1262 | 900 | 0 | 38.54 | 40.24 | 9 | 0
2025 | TVA_Transmission_2_VACAR | TVA_Transmission | VACAR | Internal | Winter | B16 | 25 | 900 | 0 | 56.58 | 58.58 | 9 | 0
2025 | TVA_Transmission_2_VACAR | TVA_Transmission | VACAR | Internal | Winter | B17 | 100 | 900 | 0 | 51.66 | 55 | 9 | 0
2025 | TVA_Transmission_2_VACAR | TVA_Transmission | VACAR | Internal | Winter | B18 | 400 | 900 | 0 | 48.04 | 48.99 | 9 | 0
2025 | TVA_Transmission_2_VACAR | TVA_Transmission | VACAR | Internal | Winter | B19 | 700 | 900 | 0 | 45.59 | 43.87 | 9 | 0
2025 | TVA_Transmission_2_VACAR | TVA_Transmission | VACAR | Internal | Winter | B20 | 935 | 900 | 0 | 41.66 | 40.64 | 9 | 0
2025 | VACAR_2_SOCO | VACAR | SOCO | Internal | Shoulder | B11 | 25 | 3000 | 1870.39 | 61.32 | 68.32 | 7 | 0
2025 | VACAR_2_SOCO | VACAR | SOCO | Internal | Shoulder | B12 | 200 | 3000 | 0 | 48.99 | 46.55 | 7 | 0
2025 | VACAR_2_SOCO | VACAR | SOCO | Internal | Shoulder | B13 | 600 | 3000 | 0 | 46.27 | 44.95 | 7 | 0
2025 | VACAR_2_SOCO | VACAR | SOCO | Internal | Shoulder | B14 | 900 | 3000 | 0 | 44.72 | 44.95 | 7 | 0
2025 | VACAR_2_SOCO | VACAR | SOCO | Internal | Shoulder | B15 | 1203 | 3000 | 0 | 41.4 | 44.95 | 7 | 0
2025 | VACAR_2_SOCO | VACAR | SOCO | Internal | Summer | B1 | 10 | 3000 | 0 | 77.58 | 80.42 | 7 | 0
2025 | VACAR_2_SOCO | VACAR | SOCO | Internal | Summer | B2 | 25 | 3000 | 0 | 77.58 | 73.95 | 7 | 0
2025 | VACAR_2_SOCO | VACAR | SOCO | Internal | Summer | B3 | 75 | 3000 | 0 | 76.09 | 73.95 | 7 | 0
2025 | VACAR_2_SOCO | VACAR | SOCO | Internal | Summer | B4 | 100 | 3000 | 0 | 70.28 | 73.95 | 7 | 0
2025 | VACAR_2_SOCO | VACAR | SOCO | Internal | Summer | B5 | 200 | 3000 | 1138.52 | 64.93 | 71.93 | 7 | 0
2025 | VACAR_2_SOCO | VACAR | SOCO | Internal | Summer | B6 | 300 | 3000 | 0 | 54.06 | 60.44 | 7 | 0
2025 | VACAR_2_SOCO | VACAR | SOCO | Internal | Summer | B7 | 400 | 3000 | 2562.62 | 49.11 | 56.11 | 7 | 0
2025 | VACAR_2_SOCO | VACAR | SOCO | Internal | Summer | B8 | 500 | 3000 | 0 | 45.56 | 45.1 | 7 | 0
2025 | VACAR_2_SOCO | VACAR | SOCO | Internal | Summer | B9 | 800 | 3000 | 0 | 42.82 | 43.55 | 7 | 0
2025 | VACAR_2_SOCO | VACAR | SOCO | Internal | Summer | B10 | 1262 | 3000 | 0 | 40.24 | 43.55 | 7 | 0
2025 | VACAR_2_SOCO | VACAR | SOCO | Internal | Winter | B16 | 25 | 3000 | 1021.79 | 58.58 | 65.58 | 7 | 0
2025 | VACAR_2_SOCO | VACAR | SOCO | Internal | Winter | B17 | 100 | 3000 | 0 | 55 | 49.54 | 7 | 0
2025 | VACAR_2_SOCO | VACAR | SOCO | Internal | Winter | B18 | 400 | 3000 | 0 | 48.99 | 47.83 | 7 | 0
2025 | VACAR_2_SOCO | VACAR | SOCO | Internal | Winter | B19 | 700 | 3000 | 0 | 43.87 | 47.83 | 7 | 0
2025 | VACAR_2_SOCO | VACAR | SOCO | Internal | Winter | B20 | 935 | 3000 | 0 | 40.64 | 44.36 | 7 | 0
2025 | VACAR_2_TVA_Transmission | VACAR | TVA_Transmission | Internal | Shoulder | B11 | 25 | 900 | 0 | 61.32 | 59.32 | 7 | 0
2025 | VACAR_2_TVA_Transmission | VACAR | TVA_Transmission | Internal | Shoulder | B12 | 200 | 900 | 0 | 48.99 | 49.65 | 7 | 0
2025 | VACAR_2_TVA_Transmission | VACAR | TVA_Transmission | Internal | Shoulder | B13 | 600 | 900 | 0 | 46.27 | 45.63 | 7 | 0
2025 | VACAR_2_TVA_Transmission | VACAR | TVA_Transmission | Internal | Shoulder | B14 | 900 | 900 | 0 | 44.72 | 44.57 | 7 | 0
2025 | VACAR_2_TVA_Transmission | VACAR | TVA_Transmission | Internal | Shoulder | B15 | 1203 | 900 | 0 | 41.4 | 42.99 | 7 | 0
2025 | VACAR_2_TVA_Transmission | VACAR | TVA_Transmission | Internal | Summer | B1 | 10 | 900 | 0 | 77.58 | 76.34 | 7 | 0
2025 | VACAR_2_TVA_Transmission | VACAR | TVA_Transmission | Internal | Summer | B2 | 25 | 900 | 0 | 77.58 | 75.94 | 7 | 0
2025 | VACAR_2_TVA_Transmission | VACAR | TVA_Transmission | Internal | Summer | B3 | 75 | 900 | 0 | 76.09 | 71.45 | 7 | 0
2025 | VACAR_2_TVA_Transmission | VACAR | TVA_Transmission | Internal | Summer | B4 | 100 | 900 | 0 | 70.28 | 70.28 | 7 | 0
2025 | VACAR_2_TVA_Transmission | VACAR | TVA_Transmission | Internal | Summer | B5 | 200 | 900 | 0 | 64.93 | 64.03 | 7 | 0
2025 | VACAR_2_TVA_Transmission | VACAR | TVA_Transmission | Internal | Summer | B6 | 300 | 900 | 0 | 54.06 | 53.1 | 7 | 0
2025 | VACAR_2_TVA_Transmission | VACAR | TVA_Transmission | Internal | Summer | B7 | 400 | 900 | 0 | 49.11 | 47.62 | 7 | 0
2025 | VACAR_2_TVA_Transmission | VACAR | TVA_Transmission | Internal | Summer | B8 | 500 | 900 | 0 | 45.56 | 44.23 | 7 | 0
2025 | VACAR_2_TVA_Transmission | VACAR | TVA_Transmission | Internal | Summer | B9 | 800 | 900 | 0 | 42.82 | 41.34 | 7 | 0
2025 | VACAR_2_TVA_Transmission | VACAR | TVA_Transmission | Internal | Summer | B10 | 1262 | 900 | 0 | 40.24 | 38.54 | 7 | 0
2025 | VACAR_2_TVA_Transmission | VACAR | TVA_Transmission | Internal | Winter | B16 | 25 | 900 | 0 | 58.58 | 56.58 | 7 | 0
2025 | VACAR_2_TVA_Transmission | VACAR | TVA_Transmission | Internal | Winter | B17 | 100 | 900 | 0 | 55 | 51.66 | 7 | 0
2025 | VACAR_2_TVA_Transmission | VACAR | TVA_Transmission | Internal | Winter | B18 | 400 | 900 | 0 | 48.99 | 48.04 | 7 | 0
2025 | VACAR_2_TVA_Transmission | VACAR | TVA_Transmission | Internal | Winter | B19 | 700 | 900 | 0 | 43.87 | 45.59 | 7 | 0
2025 | VACAR_2_TVA_Transmission | VACAR | TVA_Transmission | Internal | Winter | B20 | 935 | 900 | 0 | 40.64 | 41.66 | 7 | 0
2030 | ENT_2_MISO_MO-IL | ENT | MISO_MO-IL | Internal | Shoulder | B11 | 25 | 2260 | 0 | 62.74 | 57.87 | 8 | 0
2030 | ENT_2_MISO_MO-IL | ENT | MISO_MO-IL | Internal | Shoulder | B12 | 200 | 2260 | 0 | 47.35 | 46.79 | 8 | 0
2030 | ENT_2_MISO_MO-IL | ENT | MISO_MO-IL | Internal | Shoulder | B13 | 600 | 2260 | 0 | 47.35 | 44.05 | 8 | 0
2030 | ENT_2_MISO_MO-IL | ENT | MISO_MO-IL | Internal | Shoulder | B14 | 900 | 2260 | 0 | 45.46 | 40.16 | 8 | 0
2030 | ENT_2_MISO_MO-IL | ENT | MISO_MO-IL | Internal | Shoulder | B15 | 1203 | 2260 | 0 | 45.46 | 38.7 | 8 | 0
2030 | ENT_2_MISO_MO-IL | ENT | MISO_MO-IL | Internal | Summer | B1 | 10 | 2260 | 0 | 72.36 | 72.36 | 8 | 0
2030 | ENT_2_MISO_MO-IL | ENT | MISO_MO-IL | Internal | Summer | B2 | 25 | 2260 | 0 | 69.81 | 71.85 | 8 | 0
2030 | ENT_2_MISO_MO-IL | ENT | MISO_MO-IL | Internal | Summer | B3 | 75 | 2260 | 0 | 69.81 | 71.28 | 8 | 0
2030 | ENT_2_MISO_MO-IL | ENT | MISO_MO-IL | Internal | Summer | B4 | 100 | 2260 | 0 | 67.63 | 70.66 | 8 | 0
2030 | ENT_2_MISO_MO-IL | ENT | MISO_MO-IL | Internal | Summer | B5 | 200 | 2260 | 0 | 64.44 | 65.42 | 8 | 0
2030 | ENT_2_MISO_MO-IL | ENT | MISO_MO-IL | Internal | Summer | B6 | 300 | 2260 | 0 | 56.37 | 49.97 | 8 | 0
2030 | ENT_2_MISO_MO-IL | ENT | MISO_MO-IL | Internal | Summer | B7 | 400 | 2260 | 0 | 45.68 | 43.52 | 8 | 0
2030 | ENT_2_MISO_MO-IL | ENT | MISO_MO-IL | Internal | Summer | B8 | 500 | 2260 | 0 | 45.68 | 40.85 | 8 | 0
2030 | ENT_2_MISO_MO-IL | ENT | MISO_MO-IL | Internal | Summer | B9 | 800 | 2260 | 0 | 45.36 | 39.76 | 8 | 0
2030 | ENT_2_MISO_MO-IL | ENT | MISO_MO-IL | Internal | Summer | B10 | 1262 | 2260 | 0 | 43.87 | 35.87 | 8 | 0
2030 | ENT_2_MISO_MO-IL | ENT | MISO_MO-IL | Internal | Winter | B16 | 25 | 2260 | 0 | 53.63 | 50.61 | 8 | 0
2030 | ENT_2_MISO_MO-IL | ENT | MISO_MO-IL | Internal | Winter | B17 | 100 | 2260 | 0 | 50.65 | 45.99 | 8 | 0
2030 | ENT_2_MISO_MO-IL | ENT | MISO_MO-IL | Internal | Winter | B18 | 400 | 2260 | 0 | 50.07 | 45.07 | 8 | 0
2030 | ENT_2_MISO_MO-IL | ENT | MISO_MO-IL | Internal | Winter | B19 | 700 | 2260 | 0 | 48.62 | 42.25 | 8 | 0
2030 | ENT_2_MISO_MO-IL | ENT | MISO_MO-IL | Internal | Winter | B20 | 935 | 2260 | 0 | 45.45 | 37.45 | 8 | 0
2030 | ENT_2_SOCO | ENT | SOCO | Internal | Shoulder | B11 | 25 | 2000 | 0 | 62.74 | 62.38 | 8 | 0
2030 | ENT_2_SOCO | ENT | SOCO | Internal | Shoulder | B12 | 200 | 2000 | 0 | 47.35 | 47.47 | 8 | 0
2030 | ENT_2_SOCO | ENT | SOCO | Internal | Shoulder | B13 | 600 | 2000 | 0 | 47.35 | 47.47 | 8 | 0
2030 | ENT_2_SOCO | ENT | SOCO | Internal | Shoulder | B14 | 900 | 2000 | 0 | 45.46 | 47.47 | 8 | 0
2030 | ENT_2_SOCO | ENT | SOCO | Internal | Shoulder | B15 | 1203 | 2000 | 0 | 45.46 | 44.61 | 8 | 0
2030 | ENT_2_SOCO | ENT | SOCO | Internal | Summer | B1 | 10 | 2000 | 0 | 72.36 | 77.81 | 8 | 0
2030 | ENT_2_SOCO | ENT | SOCO | Internal | Summer | B2 | 25 | 2000 | 193.88 | 69.81 | 77.81 | 8 | 0
2030 | ENT_2_SOCO | ENT | SOCO | Internal | Summer | B3 | 75 | 2000 | 1391.42 | 69.81 | 77.81 | 8 | 0
2030 | ENT_2_SOCO | ENT | SOCO | Internal | Summer | B4 | 100 | 2000 | 352.76 | 67.63 | 75.63 | 8 | 0
2030 | ENT_2_SOCO | ENT | SOCO | Internal | Summer | B5 | 200 | 2000 | 558.08 | 64.44 | 72.44 | 8 | 0
2030 | ENT_2_SOCO | ENT | SOCO | Internal | Summer | B6 | 300 | 2000 | 0 | 56.37 | 61.6 | 8 | 0
2030 | ENT_2_SOCO | ENT | SOCO | Internal | Summer | B7 | 400 | 2000 | 0 | 45.68 | 52.82 | 8 | 0
2030 | ENT_2_SOCO | ENT | SOCO | Internal | Summer | B8 | 500 | 2000 | 0 | 45.68 | 45.97 | 8 | 0
2030 | ENT_2_SOCO | ENT | SOCO | Internal | Summer | B9 | 800 | 2000 | 0 | 45.36 | 45.97 | 8 | 0
2030 | ENT_2_SOCO | ENT | SOCO | Internal | Summer | B10 | 1262 | 2000 | 0 | 43.87 | 44.42 | 8 | 0
2030 | ENT_2_SOCO | ENT | SOCO | Internal | Winter | B16 | 25 | 2000 | 1790.32 | 53.63 | 61.63 | 8 | 0
2030 | ENT_2_SOCO | ENT | SOCO | Internal | Winter | B17 | 100 | 2000 | 0 | 50.65 | 50.64 | 8 | 0
2030 | ENT_2_SOCO | ENT | SOCO | Internal | Winter | B18 | 400 | 2000 | 0 | 50.07 | 49.89 | 8 | 0
2030 | ENT_2_SOCO | ENT | SOCO | Internal | Winter | B19 | 700 | 2000 | 0 | 48.62 | 47.25 | 8 | 0
2030 | ENT_2_SOCO | ENT | SOCO | Internal | Winter | B20 | 935 | 2000 | 0 | 45.45 | 45.37 | 8 | 0
2030 | ENT_2_SPP_N | ENT | SPP_N | Internal | Shoulder | B11 | 25 | 1300 | 0 | 62.74 | 57.74 | 8 | 0
2030 | ENT_2_SPP_N | ENT | SPP_N | Internal | Shoulder | B12 | 200 | 1300 | 0 | 47.35 | 45.4 | 8 | 0
2030 | ENT_2_SPP_N | ENT | SPP_N | Internal | Shoulder | B13 | 600 | 1300 | 0 | 47.35 | 44.05 | 8 | 0
2030 | ENT_2_SPP_N | ENT | SPP_N | Internal | Shoulder | B14 | 900 | 1300 | 0 | 45.46 | 40.16 | 8 | 0
2030 | ENT_2_SPP_N | ENT | SPP_N | Internal | Shoulder | B15 | 1203 | 1300 | 0 | 45.46 | 38.7 | 8 | 0
2030 | ENT_2_SPP_N | ENT | SPP_N | Internal | Summer | B1 | 10 | 1300 | 0 | 72.36 | 72.36 | 8 | 0
2030 | ENT_2_SPP_N | ENT | SPP_N | Internal | Summer | B2 | 25 | 1300 | 0 | 69.81 | 73.06 | 8 | 0
2030 | ENT_2_SPP_N | ENT | SPP_N | Internal | Summer | B3 | 75 | 1300 | 0 | 69.81 | 74.25 | 8 | 0
2030 | ENT_2_SPP_N | ENT | SPP_N | Internal | Summer | B4 | 100 | 1300 | 0 | 67.63 | 73.06 | 8 | 0
2030 | ENT_2_SPP_N | ENT | SPP_N | Internal | Summer | B5 | 200 | 1300 | 0 | 64.44 | 69.26 | 8 | 0
2030 | ENT_2_SPP_N | ENT | SPP_N | Internal | Summer | B6 | 300 | 1300 | 0 | 56.37 | 56.96 | 8 | 0
2030 | ENT_2_SPP_N | ENT | SPP_N | Internal | Summer | B7 | 400 | 1300 | 0 | 45.68 | 45.65 | 8 | 0
2030 | ENT_2_SPP_N | ENT | SPP_N | Internal | Summer | B8 | 500 | 1300 | 0 | 45.68 | 43.67 | 8 | 0
2030 | ENT_2_SPP_N | ENT | SPP_N | Internal | Summer | B9 | 800 | 1300 | 0 | 45.36 | 43.43 | 8 | 0
2030 | ENT_2_SPP_N | ENT | SPP_N | Internal | Summer | B10 | 1262 | 1300 | 0 | 43.87 | 37.71 | 8 | 0
2030 | ENT_2_SPP_N | ENT | SPP_N | Internal | Winter | B16 | 25 | 1300 | 0 | 53.63 | 48.63 | 8 | 0
2030 | ENT_2_SPP_N | ENT | SPP_N | Internal | Winter | B17 | 100 | 1300 | 0 | 50.65 | 45.65 | 8 | 0
2030 | ENT_2_SPP_N | ENT | SPP_N | Internal | Winter | B18 | 400 | 1300 | 0 | 50.07 | 45.07 | 8 | 0
2030 | ENT_2_SPP_N | ENT | SPP_N | Internal | Winter | B19 | 700 | 1300 | 0 | 48.62 | 42.25 | 8 | 0
2030 | ENT_2_SPP_N | ENT | SPP_N | Internal | Winter | B20 | 935 | 1300 | 0 | 45.45 | 37.31 | 8 | 0
2030 | ENT_2_TVA_Transmission | ENT | TVA_Transmission | Internal | Shoulder | B11 | 25 | 2100 | 0 | 62.74 | 53.74 | 8 | 0
2030 | ENT_2_TVA_Transmission | ENT | TVA_Transmission | Internal | Shoulder | B12 | 200 | 2100 | 0 | 47.35 | 50.79 | 8 | 0
2030 | ENT_2_TVA_Transmission | ENT | TVA_Transmission | Internal | Shoulder | B13 | 600 | 2100 | 0 | 47.35 | 46.08 | 8 | 0
2030 | ENT_2_TVA_Transmission | ENT | TVA_Transmission | Internal | Shoulder | B14 | 900 | 2100 | 0 | 45.46 | 43.85 | 8 | 0
2030 | ENT_2_TVA_Transmission | ENT | TVA_Transmission | Internal | Shoulder | B15 | 1203 | 2100 | 0 | 45.46 | 39.65 | 8 | 0
2030 | ENT_2_TVA_Transmission | ENT | TVA_Transmission | Internal | Summer | B1 | 10 | 2100 | 206.76 | 72.36 | 80.36 | 8 | 0
2030 | ENT_2_TVA_Transmission | ENT | TVA_Transmission | Internal | Summer | B2 | 25 | 2100 | 0 | 69.81 | 75.28 | 8 | 0
2030 | ENT_2_TVA_Transmission | ENT | TVA_Transmission | Internal | Summer | B3 | 75 | 2100 | 0 | 69.81 | 75.28 | 8 | 0
2030 | ENT_2_TVA_Transmission | ENT | TVA_Transmission | Internal | Summer | B4 | 100 | 2100 | 0 | 67.63 | 67.13 | 8 | 0
2030 | ENT_2_TVA_Transmission | ENT | TVA_Transmission | Internal | Summer | B5 | 200 | 2100 | 0 | 64.44 | 64.44 | 8 | 0
2030 | ENT_2_TVA_Transmission | ENT | TVA_Transmission | Internal | Summer | B6 | 300 | 2100 | 0 | 56.37 | 53.34 | 8 | 0
2030 | ENT_2_TVA_Transmission | ENT | TVA_Transmission | Internal | Summer | B7 | 400 | 2100 | 0 | 45.68 | 46.13 | 8 | 0
2030 | ENT_2_TVA_Transmission | ENT | TVA_Transmission | Internal | Summer | B8 | 500 | 2100 | 0 | 45.68 | 43.26 | 8 | 0
2030 | ENT_2_TVA_Transmission | ENT | TVA_Transmission | Internal | Summer | B9 | 800 | 2100 | 0 | 45.36 | 41.21 | 8 | 0
2030 | ENT_2_TVA_Transmission | ENT | TVA_Transmission | Internal | Summer | B10 | 1262 | 2100 | 0 | 43.87 | 38.45 | 8 | 0
2030 | ENT_2_TVA_Transmission | ENT | TVA_Transmission | Internal | Winter | B16 | 25 | 2100 | 0 | 53.63 | 54.61 | 8 | 0
2030 | ENT_2_TVA_Transmission | ENT | TVA_Transmission | Internal | Winter | B17 | 100 | 2100 | 0 | 50.65 | 52.29 | 8 | 0
2030 | ENT_2_TVA_Transmission | ENT | TVA_Transmission | Internal | Winter | B18 | 400 | 2100 | 0 | 50.07 | 48.5 | 8 | 0
2030 | ENT_2_TVA_Transmission | ENT | TVA_Transmission | Internal | Winter | B19 | 700 | 2100 | 0 | 48.62 | 43.75 | 8 | 0
2030 | ENT_2_TVA_Transmission | ENT | TVA_Transmission | Internal | Winter | B20 | 935 | 2100 | 0 | 45.45 | 39.75 | 8 | 0
2030 | HQ_NEISO_2_NEISO | HQ_NEISO | NEISO | Internal | Shoulder | B11 | 25 | 99999 | 2920 | 40.19 | 40.21 | 0.01 | 0
2030 | HQ_NEISO_2_NEISO | HQ_NEISO | NEISO | Internal | Shoulder | B12 | 200 | 99999 | 2920 | 40.19 | 40.21 | 0.01 | 0
2030 | HQ_NEISO_2_NEISO | HQ_NEISO | NEISO | Internal | Shoulder | B13 | 600 | 99999 | 2920 | 40.19 | 40.21 | 0.01 | 0
2030 | HQ_NEISO_2_NEISO | HQ_NEISO | NEISO | Internal | Shoulder | B14 | 900 | 99999 | 2920 | 40.19 | 40.21 | 0.01 | 0
2030 | HQ_NEISO_2_NEISO | HQ_NEISO | NEISO | Internal | Shoulder | B15 | 1203 | 99999 | 1143.24 | 40.19 | 40.21 | 0.01 | 0
2030 | HQ_NEISO_2_NEISO | HQ_NEISO | NEISO | Internal | Summer | B1 | 10 | 99999 | 2920 | 61.3 | 61.31 | 0.01 | 0
2030 | HQ_NEISO_2_NEISO | HQ_NEISO | NEISO | Internal | Summer | B2 | 25 | 99999 | 2920 | 61.56 | 61.57 | 0.01 | 0
2030 | HQ_NEISO_2_NEISO | HQ_NEISO | NEISO | Internal | Summer | B3 | 75 | 99999 | 2920 | 51.41 | 51.42 | 0.01 | 0
2030 | HQ_NEISO_2_NEISO | HQ_NEISO | NEISO | Internal | Summer | B4 | 100 | 99999 | 2920 | 40.76 | 40.77 | 0.01 | 0
2030 | HQ_NEISO_2_NEISO | HQ_NEISO | NEISO | Internal | Summer | B5 | 200 | 99999 | 2920 | 36.77 | 36.79 | 0.01 | 0
2030 | HQ_NEISO_2_NEISO | HQ_NEISO | NEISO | Internal | Summer | B6 | 300 | 99999 | 2920 | 36.77 | 36.79 | 0.01 | 0
2030 | HQ_NEISO_2_NEISO | HQ_NEISO | NEISO | Internal | Summer | B7 | 400 | 99999 | 2920 | 36.77 | 36.79 | 0.01 | 0
2030 | HQ_NEISO_2_NEISO | HQ_NEISO | NEISO | Internal | Summer | B8 | 500 | 99999 | 2920 | 36.77 | 36.79 | 0.01 | 0
2030 | HQ_NEISO_2_NEISO | HQ_NEISO | NEISO | Internal | Summer | B9 | 800 | 99999 | 2920 | 36.77 | 36.79 | 0.01 | 0
2030 | HQ_NEISO_2_NEISO | HQ_NEISO | NEISO | Internal | Summer | B10 | 1262 | 99999 | 795.94 | 36.77 | 36.79 | 0.01 | 0
2030 | HQ_NEISO_2_NEISO | HQ_NEISO | NEISO | Internal | Winter | B16 | 25 | 99999 | 2920 | 50.76 | 50.77 | 0.01 | 0
2030 | HQ_NEISO_2_NEISO | HQ_NEISO | NEISO | Internal | Winter | B17 | 100 | 99999 | 2920 | 50.76 | 50.77 | 0.01 | 0
2030 | HQ_NEISO_2_NEISO | HQ_NEISO | NEISO | Internal | Winter | B18 | 400 | 99999 | 2920 | 50.76 | 50.77 | 0.01 | 0
2030 | HQ_NEISO_2_NEISO | HQ_NEISO | NEISO | Internal | Winter | B19 | 700 | 99999 | 2920 | 50.76 | 50.77 | 0.01 | 0
2030 | HQ_NEISO_2_NEISO | HQ_NEISO | NEISO | Internal | Winter | B20 | 935 | 99999 | 1233.58 | 50.76 | 50.77 | 0.01 | 0
2030 | HQ_NY_2_NYISO_A-F | HQ_NY | NYISO_A-F | Internal | Shoulder | B11 | 25 | 99999 | 1000 | 50.3 | 50.32 | 0.01 | 0
2030 | HQ_NY_2_NYISO_A-F | HQ_NY | NYISO_A-F | Internal | Shoulder | B12 | 200 | 99999 | 1000 | 50.3 | 50.32 | 0.01 | 0
2030 | HQ_NY_2_NYISO_A-F | HQ_NY | NYISO_A-F | Internal | Shoulder | B13 | 600 | 99999 | 1000 | 43.33 | 43.34 | 0.01 | 0
2030 | HQ_NY_2_NYISO_A-F | HQ_NY | NYISO_A-F | Internal | Shoulder | B14 | 900 | 99999 | 1000 | 43.24 | 43.25 | 0.01 | 0
2030 | HQ_NY_2_NYISO_A-F | HQ_NY | NYISO_A-F | Internal | Shoulder | B15 | 1203 | 99999 | 188.69 | 43.24 | 43.25 | 0.01 | 0
2030 | HQ_NY_2_NYISO_A-F | HQ_NY | NYISO_A-F | Internal | Summer | B1 | 10 | 99999 | 1000 | 63.45 | 63.47 | 0.01 | 0
2030 | HQ_NY_2_NYISO_A-F | HQ_NY | NYISO_A-F | Internal | Summer | B2 | 25 | 99999 | 1000 | 64.53 | 64.55 | 0.01 | 0
2030 | HQ_NY_2_NYISO_A-F | HQ_NY | NYISO_A-F | Internal | Summer | B3 | 75 | 99999 | 1000 | 61.23 | 61.25 | 0.01 | 0
2030 | HQ_NY_2_NYISO_A-F | HQ_NY | NYISO_A-F | Internal | Summer | B4 | 100 | 99999 | 1000 | 54.56 | 54.57 | 0.01 | 0
2030 | HQ_NY_2_NYISO_A-F | HQ_NY | NYISO_A-F | Internal | Summer | B5 | 200 | 99999 | 1000 | 52.58 | 52.59 | 0.01 | 0
2030 | HQ_NY_2_NYISO_A-F | HQ_NY | NYISO_A-F | Internal | Summer | B6 | 300 | 99999 | 1000 | 49.96 | 49.97 | 0.01 | 0
2030 | HQ_NY_2_NYISO_A-F | HQ_NY | NYISO_A-F | Internal | Summer | B7 | 400 | 99999 | 1000 | 46.06 | 46.07 | 0.01 | 0
2030 | HQ_NY_2_NYISO_A-F | HQ_NY | NYISO_A-F | Internal | Summer | B8 | 500 | 99999 | 1000 | 42.01 | 42.02 | 0.01 | 0
2030 | HQ_NY_2_NYISO_A-F | HQ_NY | NYISO_A-F | Internal | Summer | B9 | 800 | 99999 | 1000 | 40.55 | 40.56 | 0.01 | 0
2030 | HQ_NY_2_NYISO_A-F | HQ_NY | NYISO_A-F | Internal | Summer | B10 | 1262 | 99999 | 30.11 | 40.55 | 40.56 | 0.01 | 0
2030 | HQ_NY_2_NYISO_A-F | HQ_NY | NYISO_A-F | Internal | Winter | B16 | 25 | 99999 | 1000 | 54.61 | 54.62 | 0.01 | 0
2030 | HQ_NY_2_NYISO_A-F | HQ_NY | NYISO_A-F | Internal | Winter | B17 | 100 | 99999 | 1000 | 52.32 | 52.33 | 0.01 | 0
2030 | HQ_NY_2_NYISO_A-F | HQ_NY | NYISO_A-F | Internal | Winter | B18 | 400 | 99999 | 1000 | 49.46 | 49.47 | 0.01 | 0
2030 | HQ_NY_2_NYISO_A-F | HQ_NY | NYISO_A-F | Internal | Winter | B19 | 700 | 99999 | 1000 | 49.46 | 49.47 | 0.01 | 0
2030 | HQ_NY_2_NYISO_A-F | HQ_NY | NYISO_A-F | Internal | Winter | B20 | 935 | 99999 | 229.95 | 49.46 | 49.47 | 0.01 | 0
2030 | HQ_IESO_2_IESO | HQ_IESO | IESO | Internal | Shoulder | B11 | 25 | 99999 | 400 | 43.3 | 43.32 | 0.01 | 0
2030 | HQ_IESO_2_IESO | HQ_IESO | IESO | Internal | Shoulder | B12 | 200 | 99999 | 400 | 43.3 | 43.32 | 0.01 | 0
2030 | HQ_IESO_2_IESO | HQ_IESO | IESO | Internal | Shoulder | B13 | 600 | 99999 | 400 | 36.33 | 36.34 | 0.01 | 0
2030 | HQ_IESO_2_IESO | HQ_IESO | IESO | Internal | Shoulder | B14 | 900 | 99999 | 400 | 36.24 | 36.25 | 0.01 | 0
2030 | HQ_IESO_2_IESO | HQ_IESO | IESO | Internal | Shoulder | B15 | 1203 | 99999 | 75.48 | 36.24 | 36.25 | 0.01 | 0
2030 | HQ_IESO_2_IESO | HQ_IESO | IESO | Internal | Summer | B1 | 10 | 99999 | 400 | 65.22 | 65.23 | 0.01 | 0
2030 | HQ_IESO_2_IESO | HQ_IESO | IESO | Internal | Summer | B2 | 25 | 99999 | 400 | 65.22 | 65.23 | 0.01 | 0
2030 | HQ_IESO_2_IESO | HQ_IESO | IESO | Internal | Summer | B3 | 75 | 99999 | 400 | 54.23 | 54.25 | 0.01 | 0
2030 | HQ_IESO_2_IESO | HQ_IESO | IESO | Internal | Summer | B4 | 100 | 99999 | 400 | 46.11 | 46.12 | 0.01 | 0
2030 | HQ_IESO_2_IESO | HQ_IESO | IESO | Internal | Summer | B5 | 200 | 99999 | 400 | 46.11 | 46.12 | 0.01 | 0
2030 | HQ_IESO_2_IESO | HQ_IESO | IESO | Internal | Summer | B6 | 300 | 99999 | 400 | 42.96 | 42.97 | 0.01 | 0
2030 | HQ_IESO_2_IESO | HQ_IESO | IESO | Internal | Summer | B7 | 400 | 99999 | 400 | 38.46 | 38.47 | 0.01 | 0
2030 | HQ_IESO_2_IESO | HQ_IESO | IESO | Internal | Summer | B8 | 500 | 99999 | 400 | 35.01 | 35.02 | 0.01 | 0
2030 | HQ_IESO_2_IESO | HQ_IESO | IESO | Internal | Summer | B9 | 800 | 99999 | 400 | 33.55 | 33.56 | 0.01 | 0
2030 | HQ_IESO_2_IESO | HQ_IESO | IESO | Internal | Summer | B10 | 1262 | 99999 | 12.04 | 33.55 | 33.56 | 0.01 | 0
2030 | HQ_IESO_2_IESO | HQ_IESO | IESO | Internal | Winter | B16 | 25 | 99999 | 400 | 47.61 | 47.62 | 0.01 | 0
2030 | HQ_IESO_2_IESO | HQ_IESO | IESO | Internal | Winter | B17 | 100 | 99999 | 400 | 45.32 | 45.33 | 0.01 | 0
2030 | HQ_IESO_2_IESO | HQ_IESO | IESO | Internal | Winter | B18 | 400 | 99999 | 400 | 42.46 | 42.47 | 0.01 | 0
2030 | HQ_IESO_2_IESO | HQ_IESO | IESO | Internal | Winter | B19 | 700 | 99999 | 400 | 42.46 | 42.47 | 0.01 | 0
2030 | HQ_IESO_2_IESO | HQ_IESO | IESO | Internal | Winter | B20 | 935 | 99999 | 91.98 | 42.46 | 42.47 | 0.01 | 0
2030 | IESO_2_MAPP_CA | IESO | MAPP_CA | Internal | Shoulder | B11 | 25 | 262 | 0 | 43.32 | 38.7 | 7 | 0
2030 | IESO_2_MAPP_CA | IESO | MAPP_CA | Internal | Shoulder | B12 | 200 | 262 | 0 | 43.32 | 38.7 | 7 | 0
2030 | IESO_2_MAPP_CA | IESO | MAPP_CA | Internal | Shoulder | B13 | 600 | 262 | 0 | 36.34 | 38.7 | 7 | 0
2030 | IESO_2_MAPP_CA | IESO | MAPP_CA | Internal | Shoulder | B14 | 900 | 262 | 0 | 36.25 | 38.7 | 7 | 0
2030 | IESO_2_MAPP_CA | IESO | MAPP_CA | Internal | Shoulder | B15 | 1203 | 262 | 0 | 36.25 | 38.7 | 7 | 0
2030 | IESO_2_MAPP_CA | IESO | MAPP_CA | Internal | Summer | B1 | 10 | 262 | 0 | 65.23 | 35.84 | 7 | 0
2030 | IESO_2_MAPP_CA | IESO | MAPP_CA | Internal | Summer | B2 | 25 | 262 | 0 | 65.23 | 35.84 | 7 | 0
2030 | IESO_2_MAPP_CA | IESO | MAPP_CA | Internal | Summer | B3 | 75 | 262 | 0 | 54.25 | 35.84 | 7 | 0
2030 | IESO_2_MAPP_CA | IESO | MAPP_CA | Internal | Summer | B4 | 100 | 262 | 0 | 46.12 | 35.84 | 7 | 0
2030 | IESO_2_MAPP_CA | IESO | MAPP_CA | Internal | Summer | B5 | 200 | 262 | 0 | 46.12 | 35.84 | 7 | 0
2030 | IESO_2_MAPP_CA | IESO | MAPP_CA | Internal | Summer | B6 | 300 | 262 | 0 | 42.97 | 35.84 | 7 | 0
2030 | IESO_2_MAPP_CA | IESO | MAPP_CA | Internal | Summer | B7 | 400 | 262 | 0 | 38.47 | 35.84 | 7 | 0
2030 | IESO_2_MAPP_CA | IESO | MAPP_CA | Internal | Summer | B8 | 500 | 262 | 0 | 35.02 | 35.84 | 7 | 0
2030 | IESO_2_MAPP_CA | IESO | MAPP_CA | Internal | Summer | B9 | 800 | 262 | 0 | 33.56 | 35.84 | 7 | 0
2030 | IESO_2_MAPP_CA | IESO | MAPP_CA | Internal | Summer | B10 | 1262 | 262 | 0 | 33.56 | 35.84 | 7 | 0
2030 | IESO_2_MAPP_CA | IESO | MAPP_CA | Internal | Winter | B16 | 25 | 262 | 0 | 47.62 | 48.61 | 7 | 0
2030 | IESO_2_MAPP_CA | IESO | MAPP_CA | Internal | Winter | B17 | 100 | 262 | 0 | 45.33 | 45.83 | 7 | 0
2030 | IESO_2_MAPP_CA | IESO | MAPP_CA | Internal | Winter | B18 | 400 | 262 | 0 | 42.47 | 45.05 | 7 | 0
2030 | IESO_2_MAPP_CA | IESO | MAPP_CA | Internal | Winter | B19 | 700 | 262 | 0 | 42.47 | 42.22 | 7 | 0
2030 | IESO_2_MAPP_CA | IESO | MAPP_CA | Internal | Winter | B20 | 935 | 262 | 0 | 42.47 | 42.22 | 7 | 0
2030 | IESO_2_MISO_MI | IESO | MISO_MI | Internal | Shoulder | B11 | 25 | 1840 | 1840 | 43.32 | 55.71 | 7 | 5.4
2030 | IESO_2_MISO_MI | IESO | MISO_MI | Internal | Shoulder | B12 | 200 | 1840 | 1840 | 43.32 | 51.81 | 7 | 1.49
2030 | IESO_2_MISO_MI | IESO | MISO_MI | Internal | Shoulder | B13 | 600 | 1840 | 1840 | 36.34 | 44.94 | 7 | 1.6
2030 | IESO_2_MISO_MI | IESO | MISO_MI | Internal | Shoulder | B14 | 900 | 1840 | 555.97 | 36.25 | 43.25 | 7 | 0
2030 | IESO_2_MISO_MI | IESO | MISO_MI | Internal | Shoulder | B15 | 1203 | 1840 | 0 | 36.25 | 40 | 7 | 0
2030 | IESO_2_MISO_MI | IESO | MISO_MI | Internal | Summer | B1 | 10 | 1840 | 1375.22 | 65.23 | 72.23 | 7 | 0
2030 | IESO_2_MISO_MI | IESO | MISO_MI | Internal | Summer | B2 | 25 | 1840 | 1579.78 | 65.23 | 72.23 | 7 | 0
2030 | IESO_2_MISO_MI | IESO | MISO_MI | Internal | Summer | B3 | 75 | 1840 | 1840 | 54.25 | 71.28 | 7 | 10.04
2030 | IESO_2_MISO_MI | IESO | MISO_MI | Internal | Summer | B4 | 100 | 1840 | 1840 | 46.12 | 66.95 | 7 | 13.82
2030 | IESO_2_MISO_MI | IESO | MISO_MI | Internal | Summer | B5 | 200 | 1840 | 1840 | 46.12 | 60.45 | 7 | 7.32
2030 | IESO_2_MISO_MI | IESO | MISO_MI | Internal | Summer | B6 | 300 | 1840 | 1649.69 | 42.97 | 49.97 | 7 | 0
2030 | IESO_2_MISO_MI | IESO | MISO_MI | Internal | Summer | B7 | 400 | 1840 | 0 | 38.47 | 44.01 | 7 | 0
2030 | IESO_2_MISO_MI | IESO | MISO_MI | Internal | Summer | B8 | 500 | 1840 | 806.71 | 35.02 | 42.02 | 7 | 0
2030 | IESO_2_MISO_MI | IESO | MISO_MI | Internal | Summer | B9 | 800 | 1840 | 0 | 33.56 | 39.89 | 7 | 0
2030 | IESO_2_MISO_MI | IESO | MISO_MI | Internal | Summer | B10 | 1262 | 1840 | 0 | 33.56 | 36.42 | 7 | 0
2030 | IESO_2_MISO_MI | IESO | MISO_MI | Internal | Winter | B16 | 25 | 1840 | 1840 | 47.62 | 55.29 | 7 | 0.67
2030 | IESO_2_MISO_MI | IESO | MISO_MI | Internal | Winter | B17 | 100 | 1840 | 357.3 | 45.33 | 52.33 | 7 | 0
2030 | IESO_2_MISO_MI | IESO | MISO_MI | Internal | Winter | B18 | 400 | 1840 | 0 | 42.47 | 48.27 | 7 | 0
2030 | IESO_2_MISO_MI | IESO | MISO_MI | Internal | Winter | B19 | 700 | 1840 | 0 | 42.47 | 45.46 | 7 | 0
2030 | IESO_2_MISO_MI | IESO | MISO_MI | Internal | Winter | B20 | 935 | 1840 | 0 | 42.47 | 37.47 | 7 | 0
2030 | IESO_2_MISO_W | IESO | MISO_W | Internal | Shoulder | B11 | 25 | 140 | 140 | 43.32 | 57.73 | 7 | 7.41
2030 | IESO_2_MISO_W | IESO | MISO_W | Internal | Shoulder | B12 | 200 | 140 | 0 | 43.32 | 45.52 | 7 | 0
2030 | IESO_2_MISO_W | IESO | MISO_W | Internal | Shoulder | B13 | 600 | 140 | 140 | 36.34 | 44.03 | 7 | 0.69
2030 | IESO_2_MISO_W | IESO | MISO_W | Internal | Shoulder | B14 | 900 | 140 | 0 | 36.25 | 40.14 | 7 | 0
2030 | IESO_2_MISO_W | IESO | MISO_W | Internal | Shoulder | B15 | 1203 | 140 | 0 | 36.25 | 38.69 | 7 | 0
2030 | IESO_2_MISO_W | IESO | MISO_W | Internal | Summer | B1 | 10 | 140 | 140 | 65.23 | 72.35 | 7 | 0.12
2030 | IESO_2_MISO_W | IESO | MISO_W | Internal | Summer | B2 | 25 | 140 | 0 | 65.23 | 71.83 | 7 | 0
2030 | IESO_2_MISO_W | IESO | MISO_W | Internal | Summer | B3 | 75 | 140 | 140 | 54.25 | 71.83 | 7 | 10.59
2030 | IESO_2_MISO_W | IESO | MISO_W | Internal | Summer | B4 | 100 | 140 | 140 | 46.12 | 70.65 | 7 | 17.52
2030 | IESO_2_MISO_W | IESO | MISO_W | Internal | Summer | B5 | 200 | 140 | 140 | 46.12 | 65.41 | 7 | 12.29
2030 | IESO_2_MISO_W | IESO | MISO_W | Internal | Summer | B6 | 300 | 140 | 0 | 42.97 | 49.96 | 7 | 0
2030 | IESO_2_MISO_W | IESO | MISO_W | Internal | Summer | B7 | 400 | 140 | 0 | 38.47 | 43.51 | 7 | 0
2030 | IESO_2_MISO_W | IESO | MISO_W | Internal | Summer | B8 | 500 | 140 | 0 | 35.02 | 40.84 | 7 | 0
2030 | IESO_2_MISO_W | IESO | MISO_W | Internal | Summer | B9 | 800 | 140 | 0 | 33.56 | 39.74 | 7 | 0
2030 | IESO_2_MISO_W | IESO | MISO_W | Internal | Summer | B10 | 1262 | 140 | 0 | 33.56 | 35.86 | 7 | 0
2030 | IESO_2_MISO_W | IESO | MISO_W | Internal | Winter | B16 | 25 | 140 | 0 | 47.62 | 48.62 | 7 | 0
2030 | IESO_2_MISO_W | IESO | MISO_W | Internal | Winter | B17 | 100 | 140 | 0 | 45.33 | 45.84 | 7 | 0
2030 | IESO_2_MISO_W | IESO | MISO_W | Internal | Winter | B18 | 400 | 140 | 0 | 42.47 | 45.06 | 7 | 0
2030 | IESO_2_MISO_W | IESO | MISO_W | Internal | Winter | B19 | 700 | 140 | 0 | 42.47 | 42.23 | 7 | 0
2030 | IESO_2_MISO_W | IESO | MISO_W | Internal | Winter | B20 | 935 | 140 | 0 | 42.47 | 37.3 | 7 | 0
2030 | IESO_2_NYISO_A-F | IESO | NYISO_A-F | Internal | Shoulder | B11 | 25 | 1725 | 393.14 | 43.32 | 50.32 | 7 | 0
2030 | IESO_2_NYISO_A-F | IESO | NYISO_A-F | Internal | Shoulder | B12 | 200 | 1725 | 358.65 | 43.32 | 50.32 | 7 | 0
2030 | IESO_2_NYISO_A-F | IESO | NYISO_A-F | Internal | Shoulder | B13 | 600 | 1725 | 1150.33 | 36.34 | 43.34 | 7 | 0
2030 | IESO_2_NYISO_A-F | IESO | NYISO_A-F | Internal | Shoulder | B14 | 900 | 1725 | 1023.39 | 36.25 | 43.25 | 7 | 0
2030 | IESO_2_NYISO_A-F | IESO | NYISO_A-F | Internal | Shoulder | B15 | 1203 | 1725 | 190.6 | 36.25 | 43.25 | 7 | 0
2030 | IESO_2_NYISO_A-F | IESO | NYISO_A-F | Internal | Summer | B1 | 10 | 1725 | 0 | 65.23 | 63.47 | 7 | 0
2030 | IESO_2_NYISO_A-F | IESO | NYISO_A-F | Internal | Summer | B2 | 25 | 1725 | 0 | 65.23 | 64.55 | 7 | 0
2030 | IESO_2_NYISO_A-F | IESO | NYISO_A-F | Internal | Summer | B3 | 75 | 1725 | 999.13 | 54.25 | 61.25 | 7 | 0
2030 | IESO_2_NYISO_A-F | IESO | NYISO_A-F | Internal | Summer | B4 | 100 | 1725 | 1725 | 46.12 | 54.57 | 7 | 1.44
2030 | IESO_2_NYISO_A-F | IESO | NYISO_A-F | Internal | Summer | B5 | 200 | 1725 | 0 | 46.12 | 52.59 | 7 | 0
2030 | IESO_2_NYISO_A-F | IESO | NYISO_A-F | Internal | Summer | B6 | 300 | 1725 | 486.47 | 42.97 | 49.97 | 7 | 0
2030 | IESO_2_NYISO_A-F | IESO | NYISO_A-F | Internal | Summer | B7 | 400 | 1725 | 1725 | 38.47 | 46.07 | 7 | 0.6
2030 | IESO_2_NYISO_A-F | IESO | NYISO_A-F | Internal | Summer | B8 | 500 | 1725 | 1709.51 | 35.02 | 42.02 | 7 | 0
2030 | IESO_2_NYISO_A-F | IESO | NYISO_A-F | Internal | Summer | B9 | 800 | 1725 | 984.99 | 33.56 | 40.56 | 7 | 0
2030 | IESO_2_NYISO_A-F | IESO | NYISO_A-F | Internal | Summer | B10 | 1262 | 1725 | 26.25 | 33.56 | 40.56 | 7 | 0
2030 | IESO_2_NYISO_A-F | IESO | NYISO_A-F | Internal | Winter | B16 | 25 | 1725 | 21.15 | 47.62 | 54.62 | 7 | 0
2030 | IESO_2_NYISO_A-F | IESO | NYISO_A-F | Internal | Winter | B17 | 100 | 1725 | 907.44 | 45.33 | 52.33 | 7 | 0
2030 | IESO_2_NYISO_A-F | IESO | NYISO_A-F | Internal | Winter | B18 | 400 | 1725 | 1487.48 | 42.47 | 49.47 | 7 | 0
2030 | IESO_2_NYISO_A-F | IESO | NYISO_A-F | Internal | Winter | B19 | 700 | 1725 | 457.94 | 42.47 | 49.47 | 7 | 0
2030 | IESO_2_NYISO_A-F | IESO | NYISO_A-F | Internal | Winter | B20 | 935 | 1725 | 268.94 | 42.47 | 49.47 | 7 | 0
2030 | MAPP_CA_2_IESO | MAPP_CA | IESO | Internal | Shoulder | B11 | 25 | 330 | 0 | 38.7 | 43.32 | 8 | 0
2030 | MAPP_CA_2_IESO | MAPP_CA | IESO | Internal | Shoulder | B12 | 200 | 330 | 0 | 38.7 | 43.32 | 8 | 0
2030 | MAPP_CA_2_IESO | MAPP_CA | IESO | Internal | Shoulder | B13 | 600 | 330 | 0 | 38.7 | 36.34 | 8 | 0
2030 | MAPP_CA_2_IESO | MAPP_CA | IESO | Internal | Shoulder | B14 | 900 | 330 | 0 | 38.7 | 36.25 | 8 | 0
2030 | MAPP_CA_2_IESO | MAPP_CA | IESO | Internal | Shoulder | B15 | 1203 | 330 | 0 | 38.7 | 36.25 | 8 | 0
2030 | MAPP_CA_2_IESO | MAPP_CA | IESO | Internal | Summer | B1 | 10 | 330 | 330 | 35.84 | 65.23 | 8 | 21.38
2030 | MAPP_CA_2_IESO | MAPP_CA | IESO | Internal | Summer | B2 | 25 | 330 | 330 | 35.84 | 65.23 | 8 | 21.38
2030 | MAPP_CA_2_IESO | MAPP_CA | IESO | Internal | Summer | B3 | 75 | 330 | 330 | 35.84 | 54.25 | 8 | 10.4
2030 | MAPP_CA_2_IESO | MAPP_CA | IESO | Internal | Summer | B4 | 100 | 330 | 330 | 35.84 | 46.12 | 8 | 2.28
2030 | MAPP_CA_2_IESO | MAPP_CA | IESO | Internal | Summer | B5 | 200 | 330 | 330 | 35.84 | 46.12 | 8 | 2.28
2030 | MAPP_CA_2_IESO | MAPP_CA | IESO | Internal | Summer | B6 | 300 | 330 | 0 | 35.84 | 42.97 | 8 | 0
2030 | MAPP_CA_2_IESO | MAPP_CA | IESO | Internal | Summer | B7 | 400 | 330 | 0 | 35.84 | 38.47 | 8 | 0
2030 | MAPP_CA_2_IESO | MAPP_CA | IESO | Internal | Summer | B8 | 500 | 330 | 0 | 35.84 | 35.02 | 8 | 0
2030 | MAPP_CA_2_IESO | MAPP_CA | IESO | Internal | Summer | B9 | 800 | 330 | 0 | 35.84 | 33.56 | 8 | 0
2030 | MAPP_CA_2_IESO | MAPP_CA | IESO | Internal | Summer | B10 | 1262 | 330 | 0 | 35.84 | 33.56 | 8 | 0
2030 | MAPP_CA_2_IESO | MAPP_CA | IESO | Internal | Winter | B16 | 25 | 330 | 0 | 48.61 | 47.62 | 8 | 0
2030 | MAPP_CA_2_IESO | MAPP_CA | IESO | Internal | Winter | B17 | 100 | 330 | 0 | 45.83 | 45.33 | 8 | 0
2030 | MAPP_CA_2_IESO | MAPP_CA | IESO | Internal | Winter | B18 | 400 | 330 | 0 | 45.05 | 42.47 | 8 | 0
2030 | MAPP_CA_2_IESO | MAPP_CA | IESO | Internal | Winter | B19 | 700 | 330 | 0 | 42.22 | 42.47 | 8 | 0
2030 | MAPP_CA_2_IESO | MAPP_CA | IESO | Internal | Winter | B20 | 935 | 330 | 0 | 42.22 | 42.47 | 8 | 0
2030 | MAPP_CA_2_MAPP_US | MAPP_CA | MAPP_US | Internal | Shoulder | B11 | 25 | 372 | 372 | 38.7 | 50.73 | 7 | 5.02
2030 | MAPP_CA_2_MAPP_US | MAPP_CA | MAPP_US | Internal | Shoulder | B12 | 200 | 372 | 0 | 38.7 | 38.52 | 7 | 0
2030 | MAPP_CA_2_MAPP_US | MAPP_CA | MAPP_US | Internal | Shoulder | B13 | 600 | 372 | 0 | 38.7 | 37.03 | 7 | 0
2030 | MAPP_CA_2_MAPP_US | MAPP_CA | MAPP_US | Internal | Shoulder | B14 | 900 | 372 | 0 | 38.7 | 33.14 | 7 | 0
2030 | MAPP_CA_2_MAPP_US | MAPP_CA | MAPP_US | Internal | Shoulder | B15 | 1203 | 372 | 0 | 38.7 | 31.69 | 7 | 0
2030 | MAPP_CA_2_MAPP_US | MAPP_CA | MAPP_US | Internal | Summer | B1 | 10 | 372 | 372 | 35.84 | 65.35 | 7 | 22.51
2030 | MAPP_CA_2_MAPP_US | MAPP_CA | MAPP_US | Internal | Summer | B2 | 25 | 372 | 372 | 35.84 | 65.48 | 7 | 22.64
2030 | MAPP_CA_2_MAPP_US | MAPP_CA | MAPP_US | Internal | Summer | B3 | 75 | 372 | 372 | 35.84 | 65.48 | 7 | 22.64
2030 | MAPP_CA_2_MAPP_US | MAPP_CA | MAPP_US | Internal | Summer | B4 | 100 | 372 | 372 | 35.84 | 63.65 | 7 | 20.8
2030 | MAPP_CA_2_MAPP_US | MAPP_CA | MAPP_US | Internal | Summer | B5 | 200 | 372 | 372 | 35.84 | 58.41 | 7 | 15.57
2030 | MAPP_CA_2_MAPP_US | MAPP_CA | MAPP_US | Internal | Summer | B6 | 300 | 372 | 372 | 35.84 | 42.96 | 7 | 0.11
2030 | MAPP_CA_2_MAPP_US | MAPP_CA | MAPP_US | Internal | Summer | B7 | 400 | 372 | 0 | 35.84 | 36.51 | 7 | 0
2030 | MAPP_CA_2_MAPP_US | MAPP_CA | MAPP_US | Internal | Summer | B8 | 500 | 372 | 0 | 35.84 | 33.84 | 7 | 0
2030 | MAPP_CA_2_MAPP_US | MAPP_CA | MAPP_US | Internal | Summer | B9 | 800 | 372 | 0 | 35.84 | 32.74 | 7 | 0
2030 | MAPP_CA_2_MAPP_US | MAPP_CA | MAPP_US | Internal | Summer | B10 | 1262 | 372 | 0 | 35.84 | 28.86 | 7 | 0
2030 | MAPP_CA_2_MAPP_US | MAPP_CA | MAPP_US | Internal | Winter | B16 | 25 | 372 | 0 | 48.61 | 41.62 | 7 | 0
2030 | MAPP_CA_2_MAPP_US | MAPP_CA | MAPP_US | Internal | Winter | B17 | 100 | 372 | 0 | 45.83 | 38.84 | 7 | 0
2030 | MAPP_CA_2_MAPP_US | MAPP_CA | MAPP_US | Internal | Winter | B18 | 400 | 372 | 0 | 45.05 | 38.06 | 7 | 0
2030 | MAPP_CA_2_MAPP_US | MAPP_CA | MAPP_US | Internal | Winter | B19 | 700 | 372 | 0 | 42.22 | 35.23 | 7 | 0
2030 | MAPP_CA_2_MAPP_US | MAPP_CA | MAPP_US | Internal | Winter | B20 | 935 | 372 | 0 | 42.22 | 30.3 | 7 | 0
2030 | MAPP_CA_2_MISO_W | MAPP_CA | MISO_W | Internal | Shoulder | B11 | 25 | 1988 | 1988 | 38.7 | 57.73 | 0.01 | 19.01
2030 | MAPP_CA_2_MISO_W | MAPP_CA | MISO_W | Internal | Shoulder | B12 | 200 | 1988 | 1988 | 38.7 | 45.52 | 0.01 | 6.81
2030 | MAPP_CA_2_MISO_W | MAPP_CA | MISO_W | Internal | Shoulder | B13 | 600 | 1988 | 1988 | 38.7 | 44.03 | 0.01 | 5.32
2030 | MAPP_CA_2_MISO_W | MAPP_CA | MISO_W | Internal | Shoulder | B14 | 900 | 1988 | 1988 | 38.7 | 40.14 | 0.01 | 1.43
2030 | MAPP_CA_2_MISO_W | MAPP_CA | MISO_W | Internal | Shoulder | B15 | 1203 | 1988 | 0 | 38.7 | 38.69 | 0.01 | 0
2030 | MAPP_CA_2_MISO_W | MAPP_CA | MISO_W | Internal | Summer | B1 | 10 | 1988 | 1988 | 35.84 | 72.35 | 0.01 | 36.49
2030 | MAPP_CA_2_MISO_W | MAPP_CA | MISO_W | Internal | Summer | B2 | 25 | 1988 | 1988 | 35.84 | 71.83 | 0.01 | 35.98
2030 | MAPP_CA_2_MISO_W | MAPP_CA | MISO_W | Internal | Summer | B3 | 75 | 1988 | 1988 | 35.84 | 71.83 | 0.01 | 35.98
2030 | MAPP_CA_2_MISO_W | MAPP_CA | MISO_W | Internal | Summer | B4 | 100 | 1988 | 1988 | 35.84 | 70.65 | 0.01 | 34.79
2030 | MAPP_CA_2_MISO_W | MAPP_CA | MISO_W | Internal | Summer | B5 | 200 | 1988 | 1988 | 35.84 | 65.41 | 0.01 | 29.56
2030 | MAPP_CA_2_MISO_W | MAPP_CA | MISO_W | Internal | Summer | B6 | 300 | 1988 | 1988 | 35.84 | 49.96 | 0.01 | 14.1
2030 | MAPP_CA_2_MISO_W | MAPP_CA | MISO_W | Internal | Summer | B7 | 400 | 1988 | 1988 | 35.84 | 43.51 | 0.01 | 7.65
2030 | MAPP_CA_2_MISO_W | MAPP_CA | MISO_W | Internal | Summer | B8 | 500 | 1988 | 1988 | 35.84 | 40.84 | 0.01 | 4.98
2030 | MAPP_CA_2_MISO_W | MAPP_CA | MISO_W | Internal | Summer | B9 | 800 | 1988 | 1988 | 35.84 | 39.74 | 0.01 | 3.89
2030 | MAPP_CA_2_MISO_W | MAPP_CA | MISO_W | Internal | Summer | B10 | 1262 | 1988 | 63.77 | 35.84 | 35.86 | 0.01 | 0
2030 | MAPP_CA_2_MISO_W | MAPP_CA | MISO_W | Internal | Winter | B16 | 25 | 1988 | 1938.53 | 48.61 | 48.62 | 0.01 | 0
2030 | MAPP_CA_2_MISO_W | MAPP_CA | MISO_W | Internal | Winter | B17 | 100 | 1988 | 1592.27 | 45.83 | 45.84 | 0.01 | 0
2030 | MAPP_CA_2_MISO_W | MAPP_CA | MISO_W | Internal | Winter | B18 | 400 | 1988 | 1640.85 | 45.05 | 45.06 | 0.01 | 0
2030 | MAPP_CA_2_MISO_W | MAPP_CA | MISO_W | Internal | Winter | B19 | 700 | 1988 | 1175.64 | 42.22 | 42.23 | 0.01 | 0
2030 | MAPP_CA_2_MISO_W | MAPP_CA | MISO_W | Internal | Winter | B20 | 935 | 1988 | 0 | 42.22 | 37.3 | 0.01 | 0
2030 | MAPP_US_2_MAPP_CA | MAPP_US | MAPP_CA | Internal | Shoulder | B11 | 25 | 165 | 0 | 50.73 | 38.7 | 7 | 0
2030 | MAPP_US_2_MAPP_CA | MAPP_US | MAPP_CA | Internal | Shoulder | B12 | 200 | 165 | 0 | 38.52 | 38.7 | 7 | 0
2030 | MAPP_US_2_MAPP_CA | MAPP_US | MAPP_CA | Internal | Shoulder | B13 | 600 | 165 | 0 | 37.03 | 38.7 | 7 | 0
2030 | MAPP_US_2_MAPP_CA | MAPP_US | MAPP_CA | Internal | Shoulder | B14 | 900 | 165 | 0 | 33.14 | 38.7 | 7 | 0
2030 | MAPP_US_2_MAPP_CA | MAPP_US | MAPP_CA | Internal | Shoulder | B15 | 1203 | 165 | 165 | 31.69 | 38.7 | 7 | 0.01
2030 | MAPP_US_2_MAPP_CA | MAPP_US | MAPP_CA | Internal | Summer | B1 | 10 | 165 | 0 | 65.35 | 35.84 | 7 | 0
2030 | MAPP_US_2_MAPP_CA | MAPP_US | MAPP_CA | Internal | Summer | B2 | 25 | 165 | 0 | 65.48 | 35.84 | 7 | 0
2030 | MAPP_US_2_MAPP_CA | MAPP_US | MAPP_CA | Internal | Summer | B3 | 75 | 165 | 0 | 65.48 | 35.84 | 7 | 0
2030 | MAPP_US_2_MAPP_CA | MAPP_US | MAPP_CA | Internal | Summer | B4 | 100 | 165 | 0 | 63.65 | 35.84 | 7 | 0
2030 | MAPP_US_2_MAPP_CA | MAPP_US | MAPP_CA | Internal | Summer | B5 | 200 | 165 | 0 | 58.41 | 35.84 | 7 | 0
2030 | MAPP_US_2_MAPP_CA | MAPP_US | MAPP_CA | Internal | Summer | B6 | 300 | 165 | 0 | 42.96 | 35.84 | 7 | 0
2030 | MAPP_US_2_MAPP_CA | MAPP_US | MAPP_CA | Internal | Summer | B7 | 400 | 165 | 0 | 36.51 | 35.84 | 7 | 0
2030 | MAPP_US_2_MAPP_CA | MAPP_US | MAPP_CA | Internal | Summer | B8 | 500 | 165 | 0 | 33.84 | 35.84 | 7 | 0
2030 | MAPP_US_2_MAPP_CA | MAPP_US | MAPP_CA | Internal | Summer | B9 | 800 | 165 | 0 | 32.74 | 35.84 | 7 | 0
2030 | MAPP_US_2_MAPP_CA | MAPP_US | MAPP_CA | Internal | Summer | B10 | 1262 | 165 | 0 | 28.86 | 35.84 | 7 | 0
2030 | MAPP_US_2_MAPP_CA | MAPP_US | MAPP_CA | Internal | Winter | B16 | 25 | 165 | 0 | 41.62 | 48.61 | 7 | 0
2030 | MAPP_US_2_MAPP_CA | MAPP_US | MAPP_CA | Internal | Winter | B17 | 100 | 165 | 0 | 38.84 | 45.83 | 7 | 0
2030 | MAPP_US_2_MAPP_CA | MAPP_US | MAPP_CA | Internal | Winter | B18 | 400 | 165 | 0 | 38.06 | 45.05 | 7 | 0
2030 | MAPP_US_2_MAPP_CA | MAPP_US | MAPP_CA | Internal | Winter | B19 | 700 | 165 | 0 | 35.23 | 42.22 | 7 | 0
2030 | MAPP_US_2_MAPP_CA | MAPP_US | MAPP_CA | Internal | Winter | B20 | 935 | 165 | 165 | 30.3 | 42.22 | 7 | 4.92
2030 | MAPP_US_2_MISO_W | MAPP_US | MISO_W | Internal | Shoulder | B11 | 25 | 2635 | 1275.27 | 50.73 | 57.73 | 7 | 0
2030 | MAPP_US_2_MISO_W | MAPP_US | MISO_W | Internal | Shoulder | B12 | 200 | 2635 | 2414.29 | 38.52 | 45.52 | 7 | 0
2030 | MAPP_US_2_MISO_W | MAPP_US | MISO_W | Internal | Shoulder | B13 | 600 | 2635 | 2031.94 | 37.03 | 44.03 | 7 | 0
2030 | MAPP_US_2_MISO_W | MAPP_US | MISO_W | Internal | Shoulder | B14 | 900 | 2635 | 1343.79 | 33.14 | 40.14 | 7 | 0
2030 | MAPP_US_2_MISO_W | MAPP_US | MISO_W | Internal | Shoulder | B15 | 1203 | 2635 | 1515.78 | 31.69 | 38.69 | 7 | 0
2030 | MAPP_US_2_MISO_W | MAPP_US | MISO_W | Internal | Summer | B1 | 10 | 2635 | 141.65 | 65.35 | 72.35 | 7 | 0
2030 | MAPP_US_2_MISO_W | MAPP_US | MISO_W | Internal | Summer | B2 | 25 | 2635 | 0 | 65.48 | 71.83 | 7 | 0
2030 | MAPP_US_2_MISO_W | MAPP_US | MISO_W | Internal | Summer | B3 | 75 | 2635 | 0 | 65.48 | 71.83 | 7 | 0
2030 | MAPP_US_2_MISO_W | MAPP_US | MISO_W | Internal | Summer | B4 | 100 | 2635 | 119.22 | 63.65 | 70.65 | 7 | 0
2030 | MAPP_US_2_MISO_W | MAPP_US | MISO_W | Internal | Summer | B5 | 200 | 2635 | 109.8 | 58.41 | 65.41 | 7 | 0
2030 | MAPP_US_2_MISO_W | MAPP_US | MISO_W | Internal | Summer | B6 | 300 | 2635 | 117.56 | 42.96 | 49.96 | 7 | 0
2030 | MAPP_US_2_MISO_W | MAPP_US | MISO_W | Internal | Summer | B7 | 400 | 2635 | 246.9 | 36.51 | 43.51 | 7 | 0
2030 | MAPP_US_2_MISO_W | MAPP_US | MISO_W | Internal | Summer | B8 | 500 | 2635 | 809.03 | 33.84 | 40.84 | 7 | 0
2030 | MAPP_US_2_MISO_W | MAPP_US | MISO_W | Internal | Summer | B9 | 800 | 2635 | 217.81 | 32.74 | 39.74 | 7 | 0
2030 | MAPP_US_2_MISO_W | MAPP_US | MISO_W | Internal | Summer | B10 | 1262 | 2635 | 816.86 | 28.86 | 35.86 | 7 | 0
2030 | MAPP_US_2_MISO_W | MAPP_US | MISO_W | Internal | Winter | B16 | 25 | 2635 | 1634.04 | 41.62 | 48.62 | 7 | 0
2030 | MAPP_US_2_MISO_W | MAPP_US | MISO_W | Internal | Winter | B17 | 100 | 2635 | 2590.2 | 38.84 | 45.84 | 7 | 0
2030 | MAPP_US_2_MISO_W | MAPP_US | MISO_W | Internal | Winter | B18 | 400 | 2635 | 1839.47 | 38.06 | 45.06 | 7 | 0
2030 | MAPP_US_2_MISO_W | MAPP_US | MISO_W | Internal | Winter | B19 | 700 | 2635 | 726.37 | 35.23 | 42.23 | 7 | 0
2030 | MAPP_US_2_MISO_W | MAPP_US | MISO_W | Internal | Winter | B20 | 935 | 2635 | 1266.71 | 30.3 | 37.3 | 7 | 0
2030 | MAPP_US_2_NE | MAPP_US | NE | Internal | Shoulder | B11 | 25 | 2000 | 1764.99 | 50.73 | 57.73 | 7 | 0
2030 | MAPP_US_2_NE | MAPP_US | NE | Internal | Shoulder | B12 | 200 | 2000 | 0 | 38.52 | 45.38 | 7 | 0
2030 | MAPP_US_2_NE | MAPP_US | NE | Internal | Shoulder | B13 | 600 | 2000 | 626.91 | 37.03 | 44.03 | 7 | 0
2030 | MAPP_US_2_NE | MAPP_US | NE | Internal | Shoulder | B14 | 900 | 2000 | 306.23 | 33.14 | 40.14 | 7 | 0
2030 | MAPP_US_2_NE | MAPP_US | NE | Internal | Shoulder | B15 | 1203 | 2000 | 205.58 | 31.69 | 38.69 | 7 | 0
2030 | MAPP_US_2_NE | MAPP_US | NE | Internal | Summer | B1 | 10 | 2000 | 1180.39 | 65.35 | 72.35 | 7 | 0
2030 | MAPP_US_2_NE | MAPP_US | NE | Internal | Summer | B2 | 25 | 2000 | 2000 | 65.48 | 73.04 | 7 | 0.56
2030 | MAPP_US_2_NE | MAPP_US | NE | Internal | Summer | B3 | 75 | 2000 | 2000 | 65.48 | 74.24 | 7 | 1.76
2030 | MAPP_US_2_NE | MAPP_US | NE | Internal | Summer | B4 | 100 | 2000 | 2000 | 63.65 | 73.04 | 7 | 2.4
2030 | MAPP_US_2_NE | MAPP_US | NE | Internal | Summer | B5 | 200 | 2000 | 2000 | 58.41 | 69.25 | 7 | 3.83
2030 | MAPP_US_2_NE | MAPP_US | NE | Internal | Summer | B6 | 300 | 2000 | 2000 | 42.96 | 56.95 | 7 | 6.99
2030 | MAPP_US_2_NE | MAPP_US | NE | Internal | Summer | B7 | 400 | 2000 | 2000 | 36.51 | 45.64 | 7 | 2.14
2030 | MAPP_US_2_NE | MAPP_US | NE | Internal | Summer | B8 | 500 | 2000 | 2000 | 33.84 | 43.65 | 7 | 2.82
2030 | MAPP_US_2_NE | MAPP_US | NE | Internal | Summer | B9 | 800 | 2000 | 2000 | 32.74 | 43.33 | 7 | 3.58
2030 | MAPP_US_2_NE | MAPP_US | NE | Internal | Summer | B10 | 1262 | 2000 | 1491.47 | 28.86 | 35.86 | 7 | 0
2030 | MAPP_US_2_NE | MAPP_US | NE | Internal | Winter | B16 | 25 | 2000 | 1756.33 | 41.62 | 48.62 | 7 | 0
2030 | MAPP_US_2_NE | MAPP_US | NE | Internal | Winter | B17 | 100 | 2000 | 0 | 38.84 | 45.64 | 7 | 0
2030 | MAPP_US_2_NE | MAPP_US | NE | Internal | Winter | B18 | 400 | 2000 | 577.83 | 38.06 | 45.06 | 7 | 0
2030 | MAPP_US_2_NE | MAPP_US | NE | Internal | Winter | B19 | 700 | 2000 | 275.4 | 35.23 | 42.23 | 7 | 0
2030 | MAPP_US_2_NE | MAPP_US | NE | Internal | Winter | B20 | 935 | 2000 | 29.91 | 30.3 | 37.3 | 7 | 0
2030 | MARITIMES_2_NEISO | MARITIMES | NEISO | Internal | Shoulder | B11 | 25 | 99999 | 1720.66 | 40.19 | 40.21 | 0.01 | 0
2030 | MARITIMES_2_NEISO | MARITIMES | NEISO | Internal | Shoulder | B12 | 200 | 99999 | 1717.44 | 40.19 | 40.21 | 0.01 | 0
2030 | MARITIMES_2_NEISO | MARITIMES | NEISO | Internal | Shoulder | B13 | 600 | 99999 | 1704.78 | 40.19 | 40.21 | 0.01 | 0
2030 | MARITIMES_2_NEISO | MARITIMES | NEISO | Internal | Shoulder | B14 | 900 | 99999 | 1682.64 | 40.19 | 40.21 | 0.01 | 0
2030 | MARITIMES_2_NEISO | MARITIMES | NEISO | Internal | Shoulder | B15 | 1203 | 99999 | 648.08 | 40.19 | 40.21 | 0.01 | 0
2030 | MARITIMES_2_NEISO | MARITIMES | NEISO | Internal | Summer | B1 | 10 | 99999 | 1900 | 61.3 | 61.31 | 0.01 | 0
2030 | MARITIMES_2_NEISO | MARITIMES | NEISO | Internal | Summer | B2 | 25 | 99999 | 1878.75 | 61.56 | 61.57 | 0.01 | 0
2030 | MARITIMES_2_NEISO | MARITIMES | NEISO | Internal | Summer | B3 | 75 | 99999 | 1836.38 | 51.41 | 51.42 | 0.01 | 0
2030 | MARITIMES_2_NEISO | MARITIMES | NEISO | Internal | Summer | B4 | 100 | 99999 | 1799.97 | 40.76 | 40.77 | 0.01 | 0
2030 | MARITIMES_2_NEISO | MARITIMES | NEISO | Internal | Summer | B5 | 200 | 99999 | 1780.16 | 36.77 | 36.79 | 0.01 | 0
2030 | MARITIMES_2_NEISO | MARITIMES | NEISO | Internal | Summer | B6 | 300 | 99999 | 1757.82 | 36.77 | 36.79 | 0.01 | 0
2030 | MARITIMES_2_NEISO | MARITIMES | NEISO | Internal | Summer | B7 | 400 | 99999 | 1732.23 | 36.77 | 36.79 | 0.01 | 0
2030 | MARITIMES_2_NEISO | MARITIMES | NEISO | Internal | Summer | B8 | 500 | 99999 | 1712.1 | 36.77 | 36.79 | 0.01 | 0
2030 | MARITIMES_2_NEISO | MARITIMES | NEISO | Internal | Summer | B9 | 800 | 99999 | 1687.45 | 36.77 | 36.79 | 0.01 | 0
2030 | MARITIMES_2_NEISO | MARITIMES | NEISO | Internal | Summer | B10 | 1262 | 99999 | 465.06 | 36.77 | 36.79 | 0.01 | 0
2030 | MARITIMES_2_NEISO | MARITIMES | NEISO | Internal | Winter | B16 | 25 | 99999 | 1765.23 | 50.76 | 50.77 | 0.01 | 0
2030 | MARITIMES_2_NEISO | MARITIMES | NEISO | Internal | Winter | B17 | 100 | 99999 | 1747.34 | 50.76 | 50.77 | 0.01 | 0
2030 | MARITIMES_2_NEISO | MARITIMES | NEISO | Internal | Winter | B18 | 400 | 99999 | 1733.65 | 50.76 | 50.77 | 0.01 | 0
2030 | MARITIMES_2_NEISO | MARITIMES | NEISO | Internal | Winter | B19 | 700 | 99999 | 1708.15 | 50.76 | 50.77 | 0.01 | 0
2030 | MARITIMES_2_NEISO | MARITIMES | NEISO | Internal | Winter | B20 | 935 | 99999 | 723.43 | 50.76 | 50.77 | 0.01 | 0
2030 | MISO_IN_2_MISO_MI | MISO_IN | MISO_MI | Internal | Shoulder | B11 | 25 | 5000 | 0 | 57.88 | 55.71 | 0.01 | 0
2030 | MISO_IN_2_MISO_MI | MISO_IN | MISO_MI | Internal | Shoulder | B12 | 200 | 5000 | 52.56 | 51.79 | 51.81 | 0.01 | 0
2030 | MISO_IN_2_MISO_MI | MISO_IN | MISO_MI | Internal | Shoulder | B13 | 600 | 5000 | 243.52 | 44.93 | 44.94 | 0.01 | 0
2030 | MISO_IN_2_MISO_MI | MISO_IN | MISO_MI | Internal | Shoulder | B14 | 900 | 5000 | 1100.63 | 43.24 | 43.25 | 0.01 | 0
2030 | MISO_IN_2_MISO_MI | MISO_IN | MISO_MI | Internal | Shoulder | B15 | 1203 | 5000 | 1202.47 | 39.99 | 40 | 0.01 | 0
2030 | MISO_IN_2_MISO_MI | MISO_IN | MISO_MI | Internal | Summer | B1 | 10 | 5000 | 0 | 72.37 | 72.23 | 0.01 | 0
2030 | MISO_IN_2_MISO_MI | MISO_IN | MISO_MI | Internal | Summer | B2 | 25 | 5000 | 0 | 72.24 | 72.23 | 0.01 | 0
2030 | MISO_IN_2_MISO_MI | MISO_IN | MISO_MI | Internal | Summer | B3 | 75 | 5000 | 0 | 71.29 | 71.28 | 0.01 | 0
2030 | MISO_IN_2_MISO_MI | MISO_IN | MISO_MI | Internal | Summer | B4 | 100 | 5000 | 0 | 70.67 | 66.95 | 0.01 | 0
2030 | MISO_IN_2_MISO_MI | MISO_IN | MISO_MI | Internal | Summer | B5 | 200 | 5000 | 0 | 65.44 | 60.45 | 0.01 | 0
2030 | MISO_IN_2_MISO_MI | MISO_IN | MISO_MI | Internal | Summer | B6 | 300 | 5000 | 0 | 49.98 | 49.97 | 0.01 | 0
2030 | MISO_IN_2_MISO_MI | MISO_IN | MISO_MI | Internal | Summer | B7 | 400 | 5000 | 1712.01 | 43.99 | 44.01 | 0.01 | 0
2030 | MISO_IN_2_MISO_MI | MISO_IN | MISO_MI | Internal | Summer | B8 | 500 | 5000 | 1653.85 | 42.01 | 42.02 | 0.01 | 0
2030 | MISO_IN_2_MISO_MI | MISO_IN | MISO_MI | Internal | Summer | B9 | 800 | 5000 | 1989.47 | 39.88 | 39.89 | 0.01 | 0
2030 | MISO_IN_2_MISO_MI | MISO_IN | MISO_MI | Internal | Summer | B10 | 1262 | 5000 | 3030.24 | 36.41 | 36.42 | 0.01 | 0
2030 | MISO_IN_2_MISO_MI | MISO_IN | MISO_MI | Internal | Winter | B16 | 25 | 5000 | 0 | 56.79 | 55.29 | 0.01 | 0
2030 | MISO_IN_2_MISO_MI | MISO_IN | MISO_MI | Internal | Winter | B17 | 100 | 5000 | 0 | 52.34 | 52.33 | 0.01 | 0
2030 | MISO_IN_2_MISO_MI | MISO_IN | MISO_MI | Internal | Winter | B18 | 400 | 5000 | 569.9 | 48.26 | 48.27 | 0.01 | 0
2030 | MISO_IN_2_MISO_MI | MISO_IN | MISO_MI | Internal | Winter | B19 | 700 | 5000 | 880.89 | 45.45 | 45.46 | 0.01 | 0
2030 | MISO_IN_2_MISO_MI | MISO_IN | MISO_MI | Internal | Winter | B20 | 935 | 5000 | 1356.04 | 37.46 | 37.47 | 0.01 | 0
2030 | MISO_IN_2_MISO_MO-IL | MISO_IN | MISO_MO-IL | Internal | Shoulder | B11 | 25 | 5000 | 0 | 57.88 | 57.87 | 0.01 | 0
2030 | MISO_IN_2_MISO_MO-IL | MISO_IN | MISO_MO-IL | Internal | Shoulder | B12 | 200 | 5000 | 0 | 51.79 | 46.79 | 0.01 | 0
2030 | MISO_IN_2_MISO_MO-IL | MISO_IN | MISO_MO-IL | Internal | Shoulder | B13 | 600 | 5000 | 0 | 44.93 | 44.05 | 0.01 | 0
2030 | MISO_IN_2_MISO_MO-IL | MISO_IN | MISO_MO-IL | Internal | Shoulder | B14 | 900 | 5000 | 0 | 43.24 | 40.16 | 0.01 | 0
2030 | MISO_IN_2_MISO_MO-IL | MISO_IN | MISO_MO-IL | Internal | Shoulder | B15 | 1203 | 5000 | 0 | 39.99 | 38.7 | 0.01 | 0
2030 | MISO_IN_2_MISO_MO-IL | MISO_IN | MISO_MO-IL | Internal | Summer | B1 | 10 | 5000 | 0 | 72.37 | 72.36 | 0.01 | 0
2030 | MISO_IN_2_MISO_MO-IL | MISO_IN | MISO_MO-IL | Internal | Summer | B2 | 25 | 5000 | 0 | 72.24 | 71.85 | 0.01 | 0
2030 | MISO_IN_2_MISO_MO-IL | MISO_IN | MISO_MO-IL | Internal | Summer | B3 | 75 | 5000 | 0 | 71.29 | 71.28 | 0.01 | 0
2030 | MISO_IN_2_MISO_MO-IL | MISO_IN | MISO_MO-IL | Internal | Summer | B4 | 100 | 5000 | 0 | 70.67 | 70.66 | 0.01 | 0
2030 | MISO_IN_2_MISO_MO-IL | MISO_IN | MISO_MO-IL | Internal | Summer | B5 | 200 | 5000 | 0 | 65.44 | 65.42 | 0.01 | 0
2030 | MISO_IN_2_MISO_MO-IL | MISO_IN | MISO_MO-IL | Internal | Summer | B6 | 300 | 5000 | 0 | 49.98 | 49.97 | 0.01 | 0
2030 | MISO_IN_2_MISO_MO-IL | MISO_IN | MISO_MO-IL | Internal | Summer | B7 | 400 | 5000 | 0 | 43.99 | 43.52 | 0.01 | 0
2030 | MISO_IN_2_MISO_MO-IL | MISO_IN | MISO_MO-IL | Internal | Summer | B8 | 500 | 5000 | 0 | 42.01 | 40.85 | 0.01 | 0
2030 | MISO_IN_2_MISO_MO-IL | MISO_IN | MISO_MO-IL | Internal | Summer | B9 | 800 | 5000 | 0 | 39.88 | 39.76 | 0.01 | 0
2030 | MISO_IN_2_MISO_MO-IL | MISO_IN | MISO_MO-IL | Internal | Summer | B10 | 1262 | 5000 | 0 | 36.41 | 35.87 | 0.01 | 0
2030 | MISO_IN_2_MISO_MO-IL | MISO_IN | MISO_MO-IL | Internal | Winter | B16 | 25 | 5000 | 0 | 56.79 | 50.61 | 0.01 | 0
2030 | MISO_IN_2_MISO_MO-IL | MISO_IN | MISO_MO-IL | Internal | Winter | B17 | 100 | 5000 | 0 | 52.34 | 45.99 | 0.01 | 0
2030 | MISO_IN_2_MISO_MO-IL | MISO_IN | MISO_MO-IL | Internal | Winter | B18 | 400 | 5000 | 0 | 48.26 | 45.07 | 0.01 | 0
2030 | MISO_IN_2_MISO_MO-IL | MISO_IN | MISO_MO-IL | Internal | Winter | B19 | 700 | 5000 | 0 | 45.45 | 42.25 | 0.01 | 0
2030 | MISO_IN_2_MISO_MO-IL | MISO_IN | MISO_MO-IL | Internal | Winter | B20 | 935 | 5000 | 0 | 37.46 | 37.45 | 0.01 | 0
2030 | MISO_IN_2_NonRTO_Midwest | MISO_IN | NonRTO_Midwest | Internal | Shoulder | B11 | 25 | 4800 | 836.71 | 57.88 | 65.88 | 8 | 0
2030 | MISO_IN_2_NonRTO_Midwest | MISO_IN | NonRTO_Midwest | Internal | Shoulder | B12 | 200 | 4800 | 498.14 | 51.79 | 59.79 | 8 | 0
2030 | MISO_IN_2_NonRTO_Midwest | MISO_IN | NonRTO_Midwest | Internal | Shoulder | B13 | 600 | 4800 | 152.7 | 44.93 | 52.93 | 8 | 0
2030 | MISO_IN_2_NonRTO_Midwest | MISO_IN | NonRTO_Midwest | Internal | Shoulder | B14 | 900 | 4800 | 0 | 43.24 | 44.42 | 8 | 0
2030 | MISO_IN_2_NonRTO_Midwest | MISO_IN | NonRTO_Midwest | Internal | Shoulder | B15 | 1203 | 4800 | 0 | 39.99 | 37.97 | 8 | 0
2030 | MISO_IN_2_NonRTO_Midwest | MISO_IN | NonRTO_Midwest | Internal | Summer | B1 | 10 | 4800 | 0 | 72.37 | 76.13 | 8 | 0
2030 | MISO_IN_2_NonRTO_Midwest | MISO_IN | NonRTO_Midwest | Internal | Summer | B2 | 25 | 4800 | 0 | 72.24 | 76.13 | 8 | 0
2030 | MISO_IN_2_NonRTO_Midwest | MISO_IN | NonRTO_Midwest | Internal | Summer | B3 | 75 | 4800 | 0 | 71.29 | 76.13 | 8 | 0
2030 | MISO_IN_2_NonRTO_Midwest | MISO_IN | NonRTO_Midwest | Internal | Summer | B4 | 100 | 4800 | 0 | 70.67 | 76.13 | 8 | 0
2030 | MISO_IN_2_NonRTO_Midwest | MISO_IN | NonRTO_Midwest | Internal | Summer | B5 | 200 | 4800 | 538.72 | 65.44 | 73.44 | 8 | 0
2030 | MISO_IN_2_NonRTO_Midwest | MISO_IN | NonRTO_Midwest | Internal | Summer | B6 | 300 | 4800 | 584.06 | 49.98 | 57.98 | 8 | 0
2030 | MISO_IN_2_NonRTO_Midwest | MISO_IN | NonRTO_Midwest | Internal | Summer | B7 | 400 | 4800 | 0 | 43.99 | 47.42 | 8 | 0
2030 | MISO_IN_2_NonRTO_Midwest | MISO_IN | NonRTO_Midwest | Internal | Summer | B8 | 500 | 4800 | 0 | 42.01 | 43.32 | 8 | 0
2030 | MISO_IN_2_NonRTO_Midwest | MISO_IN | NonRTO_Midwest | Internal | Summer | B9 | 800 | 4800 | 0 | 39.88 | 38.02 | 8 | 0
2030 | MISO_IN_2_NonRTO_Midwest | MISO_IN | NonRTO_Midwest | Internal | Summer | B10 | 1262 | 4800 | 0 | 36.41 | 35.8 | 8 | 0
2030 | MISO_IN_2_NonRTO_Midwest | MISO_IN | NonRTO_Midwest | Internal | Winter | B16 | 25 | 4800 | 1597.26 | 56.79 | 64.79 | 8 | 0
2030 | MISO_IN_2_NonRTO_Midwest | MISO_IN | NonRTO_Midwest | Internal | Winter | B17 | 100 | 4800 | 1085.93 | 52.34 | 60.34 | 8 | 0
2030 | MISO_IN_2_NonRTO_Midwest | MISO_IN | NonRTO_Midwest | Internal | Winter | B18 | 400 | 4800 | 102.26 | 48.26 | 56.26 | 8 | 0
2030 | MISO_IN_2_NonRTO_Midwest | MISO_IN | NonRTO_Midwest | Internal | Winter | B19 | 700 | 4800 | 0 | 45.45 | 44.42 | 8 | 0
2030 | MISO_IN_2_NonRTO_Midwest | MISO_IN | NonRTO_Midwest | Internal | Winter | B20 | 935 | 4800 | 0 | 37.46 | 37.86 | 8 | 0
2030 | MISO_IN_2_PJM_ROR | MISO_IN | PJM_ROR | Internal | Shoulder | B11 | 25 | 992 | 0 | 57.88 | 47.74 | 2 | 0
2030 | MISO_IN_2_PJM_ROR | MISO_IN | PJM_ROR | Internal | Shoulder | B12 | 200 | 992 | 0 | 51.79 | 44.79 | 2 | 0
2030 | MISO_IN_2_PJM_ROR | MISO_IN | PJM_ROR | Internal | Shoulder | B13 | 600 | 992 | 0 | 44.93 | 42.93 | 2 | 0
2030 | MISO_IN_2_PJM_ROR | MISO_IN | PJM_ROR | Internal | Shoulder | B14 | 900 | 992 | 0 | 43.24 | 41.25 | 2 | 0
2030 | MISO_IN_2_PJM_ROR | MISO_IN | PJM_ROR | Internal | Shoulder | B15 | 1203 | 992 | 0 | 39.99 | 37.24 | 2 | 0
2030 | MISO_IN_2_PJM_ROR | MISO_IN | PJM_ROR | Internal | Summer | B1 | 10 | 992 | 0 | 72.37 | 69.28 | 2 | 0
2030 | MISO_IN_2_PJM_ROR | MISO_IN | PJM_ROR | Internal | Summer | B2 | 25 | 992 | 0 | 72.24 | 69.28 | 2 | 0
2030 | MISO_IN_2_PJM_ROR | MISO_IN | PJM_ROR | Internal | Summer | B3 | 75 | 992 | 0 | 71.29 | 69.28 | 2 | 0
2030 | MISO_IN_2_PJM_ROR | MISO_IN | PJM_ROR | Internal | Summer | B4 | 100 | 992 | 0 | 70.67 | 62.6 | 2 | 0
2030 | MISO_IN_2_PJM_ROR | MISO_IN | PJM_ROR | Internal | Summer | B5 | 200 | 992 | 0 | 65.44 | 58.44 | 2 | 0
2030 | MISO_IN_2_PJM_ROR | MISO_IN | PJM_ROR | Internal | Summer | B6 | 300 | 992 | 0 | 49.98 | 47.95 | 2 | 0
2030 | MISO_IN_2_PJM_ROR | MISO_IN | PJM_ROR | Internal | Summer | B7 | 400 | 992 | 0 | 43.99 | 42.01 | 2 | 0
2030 | MISO_IN_2_PJM_ROR | MISO_IN | PJM_ROR | Internal | Summer | B8 | 500 | 992 | 0 | 42.01 | 40.88 | 2 | 0
2030 | MISO_IN_2_PJM_ROR | MISO_IN | PJM_ROR | Internal | Summer | B9 | 800 | 992 | 0 | 39.88 | 37.88 | 2 | 0
2030 | MISO_IN_2_PJM_ROR | MISO_IN | PJM_ROR | Internal | Summer | B10 | 1262 | 992 | 0 | 36.41 | 34.18 | 2 | 0
2030 | MISO_IN_2_PJM_ROR | MISO_IN | PJM_ROR | Internal | Winter | B16 | 25 | 992 | 0 | 56.79 | 48.61 | 2 | 0
2030 | MISO_IN_2_PJM_ROR | MISO_IN | PJM_ROR | Internal | Winter | B17 | 100 | 992 | 0 | 52.34 | 47.99 | 2 | 0
2030 | MISO_IN_2_PJM_ROR | MISO_IN | PJM_ROR | Internal | Winter | B18 | 400 | 992 | 0 | 48.26 | 46.26 | 2 | 0
2030 | MISO_IN_2_PJM_ROR | MISO_IN | PJM_ROR | Internal | Winter | B19 | 700 | 992 | 0 | 45.45 | 43.46 | 2 | 0
2030 | MISO_IN_2_PJM_ROR | MISO_IN | PJM_ROR | Internal | Winter | B20 | 935 | 992 | 0 | 37.46 | 34.21 | 2 | 0
2030 | MISO_MI_2_MISO_IN | MISO_MI | MISO_IN | Internal | Shoulder | B11 | 25 | 2045 | 2045 | 55.71 | 57.88 | 0.01 | 2.16
2030 | MISO_MI_2_MISO_IN | MISO_MI | MISO_IN | Internal | Shoulder | B12 | 200 | 2045 | 0 | 51.81 | 51.79 | 0.01 | 0
2030 | MISO_MI_2_MISO_IN | MISO_MI | MISO_IN | Internal | Shoulder | B13 | 600 | 2045 | 0 | 44.94 | 44.93 | 0.01 | 0
2030 | MISO_MI_2_MISO_IN | MISO_MI | MISO_IN | Internal | Shoulder | B14 | 900 | 2045 | 0 | 43.25 | 43.24 | 0.01 | 0
2030 | MISO_MI_2_MISO_IN | MISO_MI | MISO_IN | Internal | Shoulder | B15 | 1203 | 2045 | 0 | 40 | 39.99 | 0.01 | 0
2030 | MISO_MI_2_MISO_IN | MISO_MI | MISO_IN | Internal | Summer | B1 | 10 | 2045 | 2045 | 72.23 | 72.37 | 0.01 | 0.13
2030 | MISO_MI_2_MISO_IN | MISO_MI | MISO_IN | Internal | Summer | B2 | 25 | 2045 | 1955.96 | 72.23 | 72.24 | 0.01 | 0
2030 | MISO_MI_2_MISO_IN | MISO_MI | MISO_IN | Internal | Summer | B3 | 75 | 2045 | 2007 | 71.28 | 71.29 | 0.01 | 0
2030 | MISO_MI_2_MISO_IN | MISO_MI | MISO_IN | Internal | Summer | B4 | 100 | 2045 | 2045 | 66.95 | 70.67 | 0.01 | 3.71
2030 | MISO_MI_2_MISO_IN | MISO_MI | MISO_IN | Internal | Summer | B5 | 200 | 2045 | 2045 | 60.45 | 65.44 | 0.01 | 4.98
2030 | MISO_MI_2_MISO_IN | MISO_MI | MISO_IN | Internal | Summer | B6 | 300 | 2045 | 117.81 | 49.97 | 49.98 | 0.01 | 0
2030 | MISO_MI_2_MISO_IN | MISO_MI | MISO_IN | Internal | Summer | B7 | 400 | 2045 | 0 | 44.01 | 43.99 | 0.01 | 0
2030 | MISO_MI_2_MISO_IN | MISO_MI | MISO_IN | Internal | Summer | B8 | 500 | 2045 | 0 | 42.02 | 42.01 | 0.01 | 0
2030 | MISO_MI_2_MISO_IN | MISO_MI | MISO_IN | Internal | Summer | B9 | 800 | 2045 | 0 | 39.89 | 39.88 | 0.01 | 0
2030 | MISO_MI_2_MISO_IN | MISO_MI | MISO_IN | Internal | Summer | B10 | 1262 | 2045 | 0 | 36.42 | 36.41 | 0.01 | 0
2030 | MISO_MI_2_MISO_IN | MISO_MI | MISO_IN | Internal | Winter | B16 | 25 | 2045 | 2045 | 55.29 | 56.79 | 0.01 | 1.49
2030 | MISO_MI_2_MISO_IN | MISO_MI | MISO_IN | Internal | Winter | B17 | 100 | 2045 | 487.3 | 52.33 | 52.34 | 0.01 | 0
2030 | MISO_MI_2_MISO_IN | MISO_MI | MISO_IN | Internal | Winter | B18 | 400 | 2045 | 0 | 48.27 | 48.26 | 0.01 | 0
2030 | MISO_MI_2_MISO_IN | MISO_MI | MISO_IN | Internal | Winter | B19 | 700 | 2045 | 0 | 45.46 | 45.45 | 0.01 | 0
2030 | MISO_MI_2_MISO_IN | MISO_MI | MISO_IN | Internal | Winter | B20 | 935 | 2045 | 0 | 37.47 | 37.46 | 0.01 | 0
2030 | MISO_MI_2_MISO_WUMS | MISO_MI | MISO_WUMS | Internal | Shoulder | B11 | 25 | 947 | 124.32 | 55.71 | 55.73 | 0.01 | 0
2030 | MISO_MI_2_MISO_WUMS | MISO_MI | MISO_WUMS | Internal | Shoulder | B12 | 200 | 947 | 0 | 51.81 | 45.63 | 0.01 | 0
2030 | MISO_MI_2_MISO_WUMS | MISO_MI | MISO_WUMS | Internal | Shoulder | B13 | 600 | 947 | 0 | 44.94 | 44.05 | 0.01 | 0
2030 | MISO_MI_2_MISO_WUMS | MISO_MI | MISO_WUMS | Internal | Shoulder | B14 | 900 | 947 | 0 | 43.25 | 42.45 | 0.01 | 0
2030 | MISO_MI_2_MISO_WUMS | MISO_MI | MISO_WUMS | Internal | Shoulder | B15 | 1203 | 947 | 0 | 40 | 39.24 | 0.01 | 0
2030 | MISO_MI_2_MISO_WUMS | MISO_MI | MISO_WUMS | Internal | Summer | B1 | 10 | 947 | 0 | 72.23 | 67.68 | 0.01 | 0
2030 | MISO_MI_2_MISO_WUMS | MISO_MI | MISO_WUMS | Internal | Summer | B2 | 25 | 947 | 0 | 72.23 | 67.68 | 0.01 | 0
2030 | MISO_MI_2_MISO_WUMS | MISO_MI | MISO_WUMS | Internal | Summer | B3 | 75 | 947 | 0 | 71.28 | 67.68 | 0.01 | 0
2030 | MISO_MI_2_MISO_WUMS | MISO_MI | MISO_WUMS | Internal | Summer | B4 | 100 | 947 | 138.22 | 66.95 | 66.96 | 0.01 | 0
2030 | MISO_MI_2_MISO_WUMS | MISO_MI | MISO_WUMS | Internal | Summer | B5 | 200 | 947 | 0 | 60.45 | 60.44 | 0.01 | 0
2030 | MISO_MI_2_MISO_WUMS | MISO_MI | MISO_WUMS | Internal | Summer | B6 | 300 | 947 | 0 | 49.97 | 49.95 | 0.01 | 0
2030 | MISO_MI_2_MISO_WUMS | MISO_MI | MISO_WUMS | Internal | Summer | B7 | 400 | 947 | 0 | 44.01 | 43.52 | 0.01 | 0
2030 | MISO_MI_2_MISO_WUMS | MISO_MI | MISO_WUMS | Internal | Summer | B8 | 500 | 947 | 0 | 42.02 | 40.85 | 0.01 | 0
2030 | MISO_MI_2_MISO_WUMS | MISO_MI | MISO_WUMS | Internal | Summer | B9 | 800 | 947 | 0 | 39.89 | 39.88 | 0.01 | 0
2030 | MISO_MI_2_MISO_WUMS | MISO_MI | MISO_WUMS | Internal | Summer | B10 | 1262 | 947 | 0 | 36.42 | 36.41 | 0.01 | 0
2030 | MISO_MI_2_MISO_WUMS | MISO_MI | MISO_WUMS | Internal | Winter | B16 | 25 | 947 | 0 | 55.29 | 48.63 | 0.01 | 0
2030 | MISO_MI_2_MISO_WUMS | MISO_MI | MISO_WUMS | Internal | Winter | B17 | 100 | 947 | 0 | 52.33 | 45.99 | 0.01 | 0
2030 | MISO_MI_2_MISO_WUMS | MISO_MI | MISO_WUMS | Internal | Winter | B18 | 400 | 947 | 0 | 48.27 | 45.53 | 0.01 | 0
2030 | MISO_MI_2_MISO_WUMS | MISO_MI | MISO_WUMS | Internal | Winter | B19 | 700 | 947 | 0 | 45.46 | 45.45 | 0.01 | 0
2030 | MISO_MI_2_MISO_WUMS | MISO_MI | MISO_WUMS | Internal | Winter | B20 | 935 | 947 | 0 | 37.47 | 37.31 | 0.01 | 0
2030 | MISO_MI_2_PJM_ROR | MISO_MI | PJM_ROR | Internal | Shoulder | B11 | 25 | 1424 | 0 | 55.71 | 47.74 | 2 | 0
2030 | MISO_MI_2_PJM_ROR | MISO_MI | PJM_ROR | Internal | Shoulder | B12 | 200 | 1424 | 0 | 51.81 | 44.79 | 2 | 0
2030 | MISO_MI_2_PJM_ROR | MISO_MI | PJM_ROR | Internal | Shoulder | B13 | 600 | 1424 | 0 | 44.94 | 42.93 | 2 | 0
2030 | MISO_MI_2_PJM_ROR | MISO_MI | PJM_ROR | Internal | Shoulder | B14 | 900 | 1424 | 0 | 43.25 | 41.25 | 2 | 0
2030 | MISO_MI_2_PJM_ROR | MISO_MI | PJM_ROR | Internal | Shoulder | B15 | 1203 | 1424 | 0 | 40 | 37.24 | 2 | 0
2030 | MISO_MI_2_PJM_ROR | MISO_MI | PJM_ROR | Internal | Summer | B1 | 10 | 1424 | 0 | 72.23 | 69.28 | 2 | 0
2030 | MISO_MI_2_PJM_ROR | MISO_MI | PJM_ROR | Internal | Summer | B2 | 25 | 1424 | 0 | 72.23 | 69.28 | 2 | 0
2030 | MISO_MI_2_PJM_ROR | MISO_MI | PJM_ROR | Internal | Summer | B3 | 75 | 1424 | 0 | 71.28 | 69.28 | 2 | 0
2030 | MISO_MI_2_PJM_ROR | MISO_MI | PJM_ROR | Internal | Summer | B4 | 100 | 1424 | 0 | 66.95 | 62.6 | 2 | 0
2030 | MISO_MI_2_PJM_ROR | MISO_MI | PJM_ROR | Internal | Summer | B5 | 200 | 1424 | 0 | 60.45 | 58.44 | 2 | 0
2030 | MISO_MI_2_PJM_ROR | MISO_MI | PJM_ROR | Internal | Summer | B6 | 300 | 1424 | 0 | 49.97 | 47.95 | 2 | 0
2030 | MISO_MI_2_PJM_ROR | MISO_MI | PJM_ROR | Internal | Summer | B7 | 400 | 1424 | 0 | 44.01 | 42.01 | 2 | 0
2030 | MISO_MI_2_PJM_ROR | MISO_MI | PJM_ROR | Internal | Summer | B8 | 500 | 1424 | 0 | 42.02 | 40.88 | 2 | 0
2030 | MISO_MI_2_PJM_ROR | MISO_MI | PJM_ROR | Internal | Summer | B9 | 800 | 1424 | 0 | 39.89 | 37.88 | 2 | 0
2030 | MISO_MI_2_PJM_ROR | MISO_MI | PJM_ROR | Internal | Summer | B10 | 1262 | 1424 | 0 | 36.42 | 34.18 | 2 | 0
2030 | MISO_MI_2_PJM_ROR | MISO_MI | PJM_ROR | Internal | Winter | B16 | 25 | 1424 | 0 | 55.29 | 48.61 | 2 | 0
2030 | MISO_MI_2_PJM_ROR | MISO_MI | PJM_ROR | Internal | Winter | B17 | 100 | 1424 | 0 | 52.33 | 47.99 | 2 | 0
2030 | MISO_MI_2_PJM_ROR | MISO_MI | PJM_ROR | Internal | Winter | B18 | 400 | 1424 | 0 | 48.27 | 46.26 | 2 | 0
2030 | MISO_MI_2_PJM_ROR | MISO_MI | PJM_ROR | Internal | Winter | B19 | 700 | 1424 | 0 | 45.46 | 43.46 | 2 | 0
2030 | MISO_MI_2_PJM_ROR | MISO_MI | PJM_ROR | Internal | Winter | B20 | 935 | 1424 | 0 | 37.47 | 34.21 | 2 | 0
2030 | MISO_MO-IL_2_ENT | MISO_MO-IL | ENT | Internal | Shoulder | B11 | 25 | 2540 | 0 | 57.87 | 62.74 | 8 | 0
2030 | MISO_MO-IL_2_ENT | MISO_MO-IL | ENT | Internal | Shoulder | B12 | 200 | 2540 | 0 | 46.79 | 47.35 | 8 | 0
2030 | MISO_MO-IL_2_ENT | MISO_MO-IL | ENT | Internal | Shoulder | B13 | 600 | 2540 | 0 | 44.05 | 47.35 | 8 | 0
2030 | MISO_MO-IL_2_ENT | MISO_MO-IL | ENT | Internal | Shoulder | B14 | 900 | 2540 | 0 | 40.16 | 45.46 | 8 | 0
2030 | MISO_MO-IL_2_ENT | MISO_MO-IL | ENT | Internal | Shoulder | B15 | 1203 | 2540 | 0 | 38.7 | 45.46 | 8 | 0
2030 | MISO_MO-IL_2_ENT | MISO_MO-IL | ENT | Internal | Summer | B1 | 10 | 2540 | 0 | 72.36 | 72.36 | 8 | 0
2030 | MISO_MO-IL_2_ENT | MISO_MO-IL | ENT | Internal | Summer | B2 | 25 | 2540 | 0 | 71.85 | 69.81 | 8 | 0
2030 | MISO_MO-IL_2_ENT | MISO_MO-IL | ENT | Internal | Summer | B3 | 75 | 2540 | 0 | 71.28 | 69.81 | 8 | 0
2030 | MISO_MO-IL_2_ENT | MISO_MO-IL | ENT | Internal | Summer | B4 | 100 | 2540 | 0 | 70.66 | 67.63 | 8 | 0
2030 | MISO_MO-IL_2_ENT | MISO_MO-IL | ENT | Internal | Summer | B5 | 200 | 2540 | 0 | 65.42 | 64.44 | 8 | 0
2030 | MISO_MO-IL_2_ENT | MISO_MO-IL | ENT | Internal | Summer | B6 | 300 | 2540 | 0 | 49.97 | 56.37 | 8 | 0
2030 | MISO_MO-IL_2_ENT | MISO_MO-IL | ENT | Internal | Summer | B7 | 400 | 2540 | 0 | 43.52 | 45.68 | 8 | 0
2030 | MISO_MO-IL_2_ENT | MISO_MO-IL | ENT | Internal | Summer | B8 | 500 | 2540 | 0 | 40.85 | 45.68 | 8 | 0
2030 | MISO_MO-IL_2_ENT | MISO_MO-IL | ENT | Internal | Summer | B9 | 800 | 2540 | 0 | 39.76 | 45.36 | 8 | 0
2030 | MISO_MO-IL_2_ENT | MISO_MO-IL | ENT | Internal | Summer | B10 | 1262 | 2540 | 1454.38 | 35.87 | 43.87 | 8 | 0
2030 | MISO_MO-IL_2_ENT | MISO_MO-IL | ENT | Internal | Winter | B16 | 25 | 2540 | 0 | 50.61 | 53.63 | 8 | 0
2030 | MISO_MO-IL_2_ENT | MISO_MO-IL | ENT | Internal | Winter | B17 | 100 | 2540 | 0 | 45.99 | 50.65 | 8 | 0
2030 | MISO_MO-IL_2_ENT | MISO_MO-IL | ENT | Internal | Winter | B18 | 400 | 2540 | 0 | 45.07 | 50.07 | 8 | 0
2030 | MISO_MO-IL_2_ENT | MISO_MO-IL | ENT | Internal | Winter | B19 | 700 | 2540 | 0 | 42.25 | 48.62 | 8 | 0
2030 | MISO_MO-IL_2_ENT | MISO_MO-IL | ENT | Internal | Winter | B20 | 935 | 2540 | 1788.44 | 37.45 | 45.45 | 8 | 0
2030 | MISO_MO-IL_2_MISO_IN | MISO_MO-IL | MISO_IN | Internal | Shoulder | B11 | 25 | 2100 | 1065.02 | 57.87 | 57.88 | 0.01 | 0
2030 | MISO_MO-IL_2_MISO_IN | MISO_MO-IL | MISO_IN | Internal | Shoulder | B12 | 200 | 2100 | 2100 | 46.79 | 51.79 | 0.01 | 4.99
2030 | MISO_MO-IL_2_MISO_IN | MISO_MO-IL | MISO_IN | Internal | Shoulder | B13 | 600 | 2100 | 2100 | 44.05 | 44.93 | 0.01 | 0.87
2030 | MISO_MO-IL_2_MISO_IN | MISO_MO-IL | MISO_IN | Internal | Shoulder | B14 | 900 | 2100 | 2100 | 40.16 | 43.24 | 0.01 | 3.07
2030 | MISO_MO-IL_2_MISO_IN | MISO_MO-IL | MISO_IN | Internal | Shoulder | B15 | 1203 | 2100 | 2100 | 38.7 | 39.99 | 0.01 | 1.28
2030 | MISO_MO-IL_2_MISO_IN | MISO_MO-IL | MISO_IN | Internal | Summer | B1 | 10 | 2100 | 1393.44 | 72.36 | 72.37 | 0.01 | 0
2030 | MISO_MO-IL_2_MISO_IN | MISO_MO-IL | MISO_IN | Internal | Summer | B2 | 25 | 2100 | 2100 | 71.85 | 72.24 | 0.01 | 0.38
2030 | MISO_MO-IL_2_MISO_IN | MISO_MO-IL | MISO_IN | Internal | Summer | B3 | 75 | 2100 | 1009.64 | 71.28 | 71.29 | 0.01 | 0
2030 | MISO_MO-IL_2_MISO_IN | MISO_MO-IL | MISO_IN | Internal | Summer | B4 | 100 | 2100 | 72.21 | 70.66 | 70.67 | 0.01 | 0
2030 | MISO_MO-IL_2_MISO_IN | MISO_MO-IL | MISO_IN | Internal | Summer | B5 | 200 | 2100 | 324.88 | 65.42 | 65.44 | 0.01 | 0
2030 | MISO_MO-IL_2_MISO_IN | MISO_MO-IL | MISO_IN | Internal | Summer | B6 | 300 | 2100 | 1261.05 | 49.97 | 49.98 | 0.01 | 0
2030 | MISO_MO-IL_2_MISO_IN | MISO_MO-IL | MISO_IN | Internal | Summer | B7 | 400 | 2100 | 2100 | 43.52 | 43.99 | 0.01 | 0.47
2030 | MISO_MO-IL_2_MISO_IN | MISO_MO-IL | MISO_IN | Internal | Summer | B8 | 500 | 2100 | 2100 | 40.85 | 42.01 | 0.01 | 1.15
2030 | MISO_MO-IL_2_MISO_IN | MISO_MO-IL | MISO_IN | Internal | Summer | B9 | 800 | 2100 | 2100 | 39.76 | 39.88 | 0.01 | 0.11
2030 | MISO_MO-IL_2_MISO_IN | MISO_MO-IL | MISO_IN | Internal | Summer | B10 | 1262 | 2100 | 2100 | 35.87 | 36.41 | 0.01 | 0.53
2030 | MISO_MO-IL_2_MISO_IN | MISO_MO-IL | MISO_IN | Internal | Winter | B16 | 25 | 2100 | 2100 | 50.61 | 56.79 | 0.01 | 6.18
2030 | MISO_MO-IL_2_MISO_IN | MISO_MO-IL | MISO_IN | Internal | Winter | B17 | 100 | 2100 | 2100 | 45.99 | 52.34 | 0.01 | 6.34
2030 | MISO_MO-IL_2_MISO_IN | MISO_MO-IL | MISO_IN | Internal | Winter | B18 | 400 | 2100 | 2100 | 45.07 | 48.26 | 0.01 | 3.18
2030 | MISO_MO-IL_2_MISO_IN | MISO_MO-IL | MISO_IN | Internal | Winter | B19 | 700 | 2100 | 2100 | 42.25 | 45.45 | 0.01 | 3.19
2030 | MISO_MO-IL_2_MISO_IN | MISO_MO-IL | MISO_IN | Internal | Winter | B20 | 935 | 2100 | 1675.65 | 37.45 | 37.46 | 0.01 | 0
2030 | MISO_MO-IL_2_MISO_W | MISO_MO-IL | MISO_W | Internal | Shoulder | B11 | 25 | 960 | 0 | 57.87 | 57.73 | 0.01 | 0
2030 | MISO_MO-IL_2_MISO_W | MISO_MO-IL | MISO_W | Internal | Shoulder | B12 | 200 | 960 | 0 | 46.79 | 45.52 | 0.01 | 0
2030 | MISO_MO-IL_2_MISO_W | MISO_MO-IL | MISO_W | Internal | Shoulder | B13 | 600 | 960 | 0 | 44.05 | 44.03 | 0.01 | 0
2030 | MISO_MO-IL_2_MISO_W | MISO_MO-IL | MISO_W | Internal | Shoulder | B14 | 900 | 960 | 0 | 40.16 | 40.14 | 0.01 | 0
2030 | MISO_MO-IL_2_MISO_W | MISO_MO-IL | MISO_W | Internal | Shoulder | B15 | 1203 | 960 | 0 | 38.7 | 38.69 | 0.01 | 0
2030 | MISO_MO-IL_2_MISO_W | MISO_MO-IL | MISO_W | Internal | Summer | B1 | 10 | 960 | 0 | 72.36 | 72.35 | 0.01 | 0
2030 | MISO_MO-IL_2_MISO_W | MISO_MO-IL | MISO_W | Internal | Summer | B2 | 25 | 960 | 0 | 71.85 | 71.83 | 0.01 | 0
2030 | MISO_MO-IL_2_MISO_W | MISO_MO-IL | MISO_W | Internal | Summer | B3 | 75 | 960 | 960 | 71.28 | 71.83 | 0.01 | 0.54
2030 | MISO_MO-IL_2_MISO_W | MISO_MO-IL | MISO_W | Internal | Summer | B4 | 100 | 960 | 0 | 70.66 | 70.65 | 0.01 | 0
2030 | MISO_MO-IL_2_MISO_W | MISO_MO-IL | MISO_W | Internal | Summer | B5 | 200 | 960 | 0 | 65.42 | 65.41 | 0.01 | 0
2030 | MISO_MO-IL_2_MISO_W | MISO_MO-IL | MISO_W | Internal | Summer | B6 | 300 | 960 | 0 | 49.97 | 49.96 | 0.01 | 0
2030 | MISO_MO-IL_2_MISO_W | MISO_MO-IL | MISO_W | Internal | Summer | B7 | 400 | 960 | 0 | 43.52 | 43.51 | 0.01 | 0
2030 | MISO_MO-IL_2_MISO_W | MISO_MO-IL | MISO_W | Internal | Summer | B8 | 500 | 960 | 0 | 40.85 | 40.84 | 0.01 | 0
2030 | MISO_MO-IL_2_MISO_W | MISO_MO-IL | MISO_W | Internal | Summer | B9 | 800 | 960 | 0 | 39.76 | 39.74 | 0.01 | 0
2030 | MISO_MO-IL_2_MISO_W | MISO_MO-IL | MISO_W | Internal | Summer | B10 | 1262 | 960 | 0 | 35.87 | 35.86 | 0.01 | 0
2030 | MISO_MO-IL_2_MISO_W | MISO_MO-IL | MISO_W | Internal | Winter | B16 | 25 | 960 | 0 | 50.61 | 48.62 | 0.01 | 0
2030 | MISO_MO-IL_2_MISO_W | MISO_MO-IL | MISO_W | Internal | Winter | B17 | 100 | 960 | 0 | 45.99 | 45.84 | 0.01 | 0
2030 | MISO_MO-IL_2_MISO_W | MISO_MO-IL | MISO_W | Internal | Winter | B18 | 400 | 960 | 0 | 45.07 | 45.06 | 0.01 | 0
2030 | MISO_MO-IL_2_MISO_W | MISO_MO-IL | MISO_W | Internal | Winter | B19 | 700 | 960 | 0 | 42.25 | 42.23 | 0.01 | 0
2030 | MISO_MO-IL_2_MISO_W | MISO_MO-IL | MISO_W | Internal | Winter | B20 | 935 | 960 | 0 | 37.45 | 37.3 | 0.01 | 0
2030 | MISO_MO-IL_2_PJM_ROR | MISO_MO-IL | PJM_ROR | Internal | Shoulder | B11 | 25 | 1212 | 0 | 57.87 | 47.74 | 2 | 0
2030 | MISO_MO-IL_2_PJM_ROR | MISO_MO-IL | PJM_ROR | Internal | Shoulder | B12 | 200 | 1212 | 0 | 46.79 | 44.79 | 2 | 0
2030 | MISO_MO-IL_2_PJM_ROR | MISO_MO-IL | PJM_ROR | Internal | Shoulder | B13 | 600 | 1212 | 0 | 44.05 | 42.93 | 2 | 0
2030 | MISO_MO-IL_2_PJM_ROR | MISO_MO-IL | PJM_ROR | Internal | Shoulder | B14 | 900 | 1212 | 0 | 40.16 | 41.25 | 2 | 0
2030 | MISO_MO-IL_2_PJM_ROR | MISO_MO-IL | PJM_ROR | Internal | Shoulder | B15 | 1203 | 1212 | 0 | 38.7 | 37.24 | 2 | 0
2030 | MISO_MO-IL_2_PJM_ROR | MISO_MO-IL | PJM_ROR | Internal | Summer | B1 | 10 | 1212 | 0 | 72.36 | 69.28 | 2 | 0
2030 | MISO_MO-IL_2_PJM_ROR | MISO_MO-IL | PJM_ROR | Internal | Summer | B2 | 25 | 1212 | 0 | 71.85 | 69.28 | 2 | 0
2030 | MISO_MO-IL_2_PJM_ROR | MISO_MO-IL | PJM_ROR | Internal | Summer | B3 | 75 | 1212 | 0 | 71.28 | 69.28 | 2 | 0
2030 | MISO_MO-IL_2_PJM_ROR | MISO_MO-IL | PJM_ROR | Internal | Summer | B4 | 100 | 1212 | 0 | 70.66 | 62.6 | 2 | 0
2030 | MISO_MO-IL_2_PJM_ROR | MISO_MO-IL | PJM_ROR | Internal | Summer | B5 | 200 | 1212 | 0 | 65.42 | 58.44 | 2 | 0
2030 | MISO_MO-IL_2_PJM_ROR | MISO_MO-IL | PJM_ROR | Internal | Summer | B6 | 300 | 1212 | 0 | 49.97 | 47.95 | 2 | 0
2030 | MISO_MO-IL_2_PJM_ROR | MISO_MO-IL | PJM_ROR | Internal | Summer | B7 | 400 | 1212 | 0 | 43.52 | 42.01 | 2 | 0
2030 | MISO_MO-IL_2_PJM_ROR | MISO_MO-IL | PJM_ROR | Internal | Summer | B8 | 500 | 1212 | 0 | 40.85 | 40.88 | 2 | 0
2030 | MISO_MO-IL_2_PJM_ROR | MISO_MO-IL | PJM_ROR | Internal | Summer | B9 | 800 | 1212 | 0 | 39.76 | 37.88 | 2 | 0
2030 | MISO_MO-IL_2_PJM_ROR | MISO_MO-IL | PJM_ROR | Internal | Summer | B10 | 1262 | 1212 | 0 | 35.87 | 34.18 | 2 | 0
2030 | MISO_MO-IL_2_PJM_ROR | MISO_MO-IL | PJM_ROR | Internal | Winter | B16 | 25 | 1212 | 0 | 50.61 | 48.61 | 2 | 0
2030 | MISO_MO-IL_2_PJM_ROR | MISO_MO-IL | PJM_ROR | Internal | Winter | B17 | 100 | 1212 | 542.83 | 45.99 | 47.99 | 2 | 0
2030 | MISO_MO-IL_2_PJM_ROR | MISO_MO-IL | PJM_ROR | Internal | Winter | B18 | 400 | 1212 | 0 | 45.07 | 46.26 | 2 | 0
2030 | MISO_MO-IL_2_PJM_ROR | MISO_MO-IL | PJM_ROR | Internal | Winter | B19 | 700 | 1212 | 0 | 42.25 | 43.46 | 2 | 0
2030 | MISO_MO-IL_2_PJM_ROR | MISO_MO-IL | PJM_ROR | Internal | Winter | B20 | 935 | 1212 | 0 | 37.45 | 34.21 | 2 | 0
2030 | MISO_MO-IL_2_SPP_N | MISO_MO-IL | SPP_N | Internal | Shoulder | B11 | 25 | 2000 | 0 | 57.87 | 57.74 | 8 | 0
2030 | MISO_MO-IL_2_SPP_N | MISO_MO-IL | SPP_N | Internal | Shoulder | B12 | 200 | 2000 | 0 | 46.79 | 45.4 | 8 | 0
2030 | MISO_MO-IL_2_SPP_N | MISO_MO-IL | SPP_N | Internal | Shoulder | B13 | 600 | 2000 | 0 | 44.05 | 44.05 | 8 | 0
2030 | MISO_MO-IL_2_SPP_N | MISO_MO-IL | SPP_N | Internal | Shoulder | B14 | 900 | 2000 | 0 | 40.16 | 40.16 | 8 | 0
2030 | MISO_MO-IL_2_SPP_N | MISO_MO-IL | SPP_N | Internal | Shoulder | B15 | 1203 | 2000 | 0 | 38.7 | 38.7 | 8 | 0
2030 | MISO_MO-IL_2_SPP_N | MISO_MO-IL | SPP_N | Internal | Summer | B1 | 10 | 2000 | 0 | 72.36 | 72.36 | 8 | 0
2030 | MISO_MO-IL_2_SPP_N | MISO_MO-IL | SPP_N | Internal | Summer | B2 | 25 | 2000 | 0 | 71.85 | 73.06 | 8 | 0
2030 | MISO_MO-IL_2_SPP_N | MISO_MO-IL | SPP_N | Internal | Summer | B3 | 75 | 2000 | 0 | 71.28 | 74.25 | 8 | 0
2030 | MISO_MO-IL_2_SPP_N | MISO_MO-IL | SPP_N | Internal | Summer | B4 | 100 | 2000 | 0 | 70.66 | 73.06 | 8 | 0
2030 | MISO_MO-IL_2_SPP_N | MISO_MO-IL | SPP_N | Internal | Summer | B5 | 200 | 2000 | 0 | 65.42 | 69.26 | 8 | 0
2030 | MISO_MO-IL_2_SPP_N | MISO_MO-IL | SPP_N | Internal | Summer | B6 | 300 | 2000 | 0 | 49.97 | 56.96 | 8 | 0
2030 | MISO_MO-IL_2_SPP_N | MISO_MO-IL | SPP_N | Internal | Summer | B7 | 400 | 2000 | 0 | 43.52 | 45.65 | 8 | 0
2030 | MISO_MO-IL_2_SPP_N | MISO_MO-IL | SPP_N | Internal | Summer | B8 | 500 | 2000 | 0 | 40.85 | 43.67 | 8 | 0
2030 | MISO_MO-IL_2_SPP_N | MISO_MO-IL | SPP_N | Internal | Summer | B9 | 800 | 2000 | 0 | 39.76 | 43.43 | 8 | 0
2030 | MISO_MO-IL_2_SPP_N | MISO_MO-IL | SPP_N | Internal | Summer | B10 | 1262 | 2000 | 0 | 35.87 | 37.71 | 8 | 0
2030 | MISO_MO-IL_2_SPP_N | MISO_MO-IL | SPP_N | Internal | Winter | B16 | 25 | 2000 | 0 | 50.61 | 48.63 | 8 | 0
2030 | MISO_MO-IL_2_SPP_N | MISO_MO-IL | SPP_N | Internal | Winter | B17 | 100 | 2000 | 0 | 45.99 | 45.65 | 8 | 0
2030 | MISO_MO-IL_2_SPP_N | MISO_MO-IL | SPP_N | Internal | Winter | B18 | 400 | 2000 | 0 | 45.07 | 45.07 | 8 | 0
2030 | MISO_MO-IL_2_SPP_N | MISO_MO-IL | SPP_N | Internal | Winter | B19 | 700 | 2000 | 0 | 42.25 | 42.25 | 8 | 0
2030 | MISO_MO-IL_2_SPP_N | MISO_MO-IL | SPP_N | Internal | Winter | B20 | 935 | 2000 | 0 | 37.45 | 37.31 | 8 | 0
2030 | MISO_MO-IL_2_TVA_Transmission | MISO_MO-IL | TVA_Transmission | Internal | Shoulder | B11 | 25 | 4000 | 0 | 57.87 | 53.74 | 8 | 0
2030 | MISO_MO-IL_2_TVA_Transmission | MISO_MO-IL | TVA_Transmission | Internal | Shoulder | B12 | 200 | 4000 | 0 | 46.79 | 50.79 | 8 | 0
2030 | MISO_MO-IL_2_TVA_Transmission | MISO_MO-IL | TVA_Transmission | Internal | Shoulder | B13 | 600 | 4000 | 0 | 44.05 | 46.08 | 8 | 0
2030 | MISO_MO-IL_2_TVA_Transmission | MISO_MO-IL | TVA_Transmission | Internal | Shoulder | B14 | 900 | 4000 | 0 | 40.16 | 43.85 | 8 | 0
2030 | MISO_MO-IL_2_TVA_Transmission | MISO_MO-IL | TVA_Transmission | Internal | Shoulder | B15 | 1203 | 4000 | 0 | 38.7 | 39.65 | 8 | 0
2030 | MISO_MO-IL_2_TVA_Transmission | MISO_MO-IL | TVA_Transmission | Internal | Summer | B1 | 10 | 4000 | 349.07 | 72.36 | 80.36 | 8 | 0
2030 | MISO_MO-IL_2_TVA_Transmission | MISO_MO-IL | TVA_Transmission | Internal | Summer | B2 | 25 | 4000 | 0 | 71.85 | 75.28 | 8 | 0
2030 | MISO_MO-IL_2_TVA_Transmission | MISO_MO-IL | TVA_Transmission | Internal | Summer | B3 | 75 | 4000 | 0 | 71.28 | 75.28 | 8 | 0
2030 | MISO_MO-IL_2_TVA_Transmission | MISO_MO-IL | TVA_Transmission | Internal | Summer | B4 | 100 | 4000 | 0 | 70.66 | 67.13 | 8 | 0
2030 | MISO_MO-IL_2_TVA_Transmission | MISO_MO-IL | TVA_Transmission | Internal | Summer | B5 | 200 | 4000 | 0 | 65.42 | 64.44 | 8 | 0
2030 | MISO_MO-IL_2_TVA_Transmission | MISO_MO-IL | TVA_Transmission | Internal | Summer | B6 | 300 | 4000 | 0 | 49.97 | 53.34 | 8 | 0
2030 | MISO_MO-IL_2_TVA_Transmission | MISO_MO-IL | TVA_Transmission | Internal | Summer | B7 | 400 | 4000 | 0 | 43.52 | 46.13 | 8 | 0
2030 | MISO_MO-IL_2_TVA_Transmission | MISO_MO-IL | TVA_Transmission | Internal | Summer | B8 | 500 | 4000 | 0 | 40.85 | 43.26 | 8 | 0
2030 | MISO_MO-IL_2_TVA_Transmission | MISO_MO-IL | TVA_Transmission | Internal | Summer | B9 | 800 | 4000 | 0 | 39.76 | 41.21 | 8 | 0
2030 | MISO_MO-IL_2_TVA_Transmission | MISO_MO-IL | TVA_Transmission | Internal | Summer | B10 | 1262 | 4000 | 0 | 35.87 | 38.45 | 8 | 0
2030 | MISO_MO-IL_2_TVA_Transmission | MISO_MO-IL | TVA_Transmission | Internal | Winter | B16 | 25 | 4000 | 0 | 50.61 | 54.61 | 8 | 0
2030 | MISO_MO-IL_2_TVA_Transmission | MISO_MO-IL | TVA_Transmission | Internal | Winter | B17 | 100 | 4000 | 0 | 45.99 | 52.29 | 8 | 0
2030 | MISO_MO-IL_2_TVA_Transmission | MISO_MO-IL | TVA_Transmission | Internal | Winter | B18 | 400 | 4000 | 0 | 45.07 | 48.5 | 8 | 0
2030 | MISO_MO-IL_2_TVA_Transmission | MISO_MO-IL | TVA_Transmission | Internal | Winter | B19 | 700 | 4000 | 0 | 42.25 | 43.75 | 8 | 0
2030 | MISO_MO-IL_2_TVA_Transmission | MISO_MO-IL | TVA_Transmission | Internal | Winter | B20 | 935 | 4000 | 0 | 37.45 | 39.75 | 8 | 0
2030 | MISO_W_2_IESO | MISO_W | IESO | Internal | Shoulder | B11 | 25 | 90 | 0 | 57.73 | 43.32 | 8 | 0
2030 | MISO_W_2_IESO | MISO_W | IESO | Internal | Shoulder | B12 | 200 | 90 | 0 | 45.52 | 43.32 | 8 | 0
2030 | MISO_W_2_IESO | MISO_W | IESO | Internal | Shoulder | B13 | 600 | 90 | 0 | 44.03 | 36.34 | 8 | 0
2030 | MISO_W_2_IESO | MISO_W | IESO | Internal | Shoulder | B14 | 900 | 90 | 0 | 40.14 | 36.25 | 8 | 0
2030 | MISO_W_2_IESO | MISO_W | IESO | Internal | Shoulder | B15 | 1203 | 90 | 0 | 38.69 | 36.25 | 8 | 0
2030 | MISO_W_2_IESO | MISO_W | IESO | Internal | Summer | B1 | 10 | 90 | 0 | 72.35 | 65.23 | 8 | 0
2030 | MISO_W_2_IESO | MISO_W | IESO | Internal | Summer | B2 | 25 | 90 | 0 | 71.83 | 65.23 | 8 | 0
2030 | MISO_W_2_IESO | MISO_W | IESO | Internal | Summer | B3 | 75 | 90 | 0 | 71.83 | 54.25 | 8 | 0
2030 | MISO_W_2_IESO | MISO_W | IESO | Internal | Summer | B4 | 100 | 90 | 0 | 70.65 | 46.12 | 8 | 0
2030 | MISO_W_2_IESO | MISO_W | IESO | Internal | Summer | B5 | 200 | 90 | 0 | 65.41 | 46.12 | 8 | 0
2030 | MISO_W_2_IESO | MISO_W | IESO | Internal | Summer | B6 | 300 | 90 | 0 | 49.96 | 42.97 | 8 | 0
2030 | MISO_W_2_IESO | MISO_W | IESO | Internal | Summer | B7 | 400 | 90 | 0 | 43.51 | 38.47 | 8 | 0
2030 | MISO_W_2_IESO | MISO_W | IESO | Internal | Summer | B8 | 500 | 90 | 0 | 40.84 | 35.02 | 8 | 0
2030 | MISO_W_2_IESO | MISO_W | IESO | Internal | Summer | B9 | 800 | 90 | 0 | 39.74 | 33.56 | 8 | 0
2030 | MISO_W_2_IESO | MISO_W | IESO | Internal | Summer | B10 | 1262 | 90 | 0 | 35.86 | 33.56 | 8 | 0
2030 | MISO_W_2_IESO | MISO_W | IESO | Internal | Winter | B16 | 25 | 90 | 0 | 48.62 | 47.62 | 8 | 0
2030 | MISO_W_2_IESO | MISO_W | IESO | Internal | Winter | B17 | 100 | 90 | 0 | 45.84 | 45.33 | 8 | 0
2030 | MISO_W_2_IESO | MISO_W | IESO | Internal | Winter | B18 | 400 | 90 | 0 | 45.06 | 42.47 | 8 | 0
2030 | MISO_W_2_IESO | MISO_W | IESO | Internal | Winter | B19 | 700 | 90 | 0 | 42.23 | 42.47 | 8 | 0
2030 | MISO_W_2_IESO | MISO_W | IESO | Internal | Winter | B20 | 935 | 90 | 0 | 37.3 | 42.47 | 8 | 0
2030 | MISO_W_2_MAPP_CA | MISO_W | MAPP_CA | Internal | Shoulder | B11 | 25 | 718 | 0 | 57.73 | 38.7 | 0.01 | 0
2030 | MISO_W_2_MAPP_CA | MISO_W | MAPP_CA | Internal | Shoulder | B12 | 200 | 718 | 0 | 45.52 | 38.7 | 0.01 | 0
2030 | MISO_W_2_MAPP_CA | MISO_W | MAPP_CA | Internal | Shoulder | B13 | 600 | 718 | 0 | 44.03 | 38.7 | 0.01 | 0
2030 | MISO_W_2_MAPP_CA | MISO_W | MAPP_CA | Internal | Shoulder | B14 | 900 | 718 | 0 | 40.14 | 38.7 | 0.01 | 0
2030 | MISO_W_2_MAPP_CA | MISO_W | MAPP_CA | Internal | Shoulder | B15 | 1203 | 718 | 577.52 | 38.69 | 38.7 | 0.01 | 0
2030 | MISO_W_2_MAPP_CA | MISO_W | MAPP_CA | Internal | Summer | B1 | 10 | 718 | 0 | 72.35 | 35.84 | 0.01 | 0
2030 | MISO_W_2_MAPP_CA | MISO_W | MAPP_CA | Internal | Summer | B2 | 25 | 718 | 0 | 71.83 | 35.84 | 0.01 | 0
2030 | MISO_W_2_MAPP_CA | MISO_W | MAPP_CA | Internal | Summer | B3 | 75 | 718 | 0 | 71.83 | 35.84 | 0.01 | 0
2030 | MISO_W_2_MAPP_CA | MISO_W | MAPP_CA | Internal | Summer | B4 | 100 | 718 | 0 | 70.65 | 35.84 | 0.01 | 0
2030 | MISO_W_2_MAPP_CA | MISO_W | MAPP_CA | Internal | Summer | B5 | 200 | 718 | 0 | 65.41 | 35.84 | 0.01 | 0
2030 | MISO_W_2_MAPP_CA | MISO_W | MAPP_CA | Internal | Summer | B6 | 300 | 718 | 0 | 49.96 | 35.84 | 0.01 | 0
2030 | MISO_W_2_MAPP_CA | MISO_W | MAPP_CA | Internal | Summer | B7 | 400 | 718 | 0 | 43.51 | 35.84 | 0.01 | 0
2030 | MISO_W_2_MAPP_CA | MISO_W | MAPP_CA | Internal | Summer | B8 | 500 | 718 | 0 | 40.84 | 35.84 | 0.01 | 0
2030 | MISO_W_2_MAPP_CA | MISO_W | MAPP_CA | Internal | Summer | B9 | 800 | 718 | 0 | 39.74 | 35.84 | 0.01 | 0
2030 | MISO_W_2_MAPP_CA | MISO_W | MAPP_CA | Internal | Summer | B10 | 1262 | 718 | 0 | 35.86 | 35.84 | 0.01 | 0
2030 | MISO_W_2_MAPP_CA | MISO_W | MAPP_CA | Internal | Winter | B16 | 25 | 718 | 0 | 48.62 | 48.61 | 0.01 | 0
2030 | MISO_W_2_MAPP_CA | MISO_W | MAPP_CA | Internal | Winter | B17 | 100 | 718 | 0 | 45.84 | 45.83 | 0.01 | 0
2030 | MISO_W_2_MAPP_CA | MISO_W | MAPP_CA | Internal | Winter | B18 | 400 | 718 | 0 | 45.06 | 45.05 | 0.01 | 0
2030 | MISO_W_2_MAPP_CA | MISO_W | MAPP_CA | Internal | Winter | B19 | 700 | 718 | 0 | 42.23 | 42.22 | 0.01 | 0
2030 | MISO_W_2_MAPP_CA | MISO_W | MAPP_CA | Internal | Winter | B20 | 935 | 718 | 718 | 37.3 | 42.22 | 0.01 | 4.91
2030 | MISO_W_2_MISO_MO-IL | MISO_W | MISO_MO-IL | Internal | Shoulder | B11 | 25 | 3800 | 3800 | 57.73 | 57.87 | 0.01 | 0.13
2030 | MISO_W_2_MISO_MO-IL | MISO_W | MISO_MO-IL | Internal | Shoulder | B12 | 200 | 3800 | 3800 | 45.52 | 46.79 | 0.01 | 1.26
2030 | MISO_W_2_MISO_MO-IL | MISO_W | MISO_MO-IL | Internal | Shoulder | B13 | 600 | 3800 | 2842.43 | 44.03 | 44.05 | 0.01 | 0
2030 | MISO_W_2_MISO_MO-IL | MISO_W | MISO_MO-IL | Internal | Shoulder | B14 | 900 | 3800 | 3341.66 | 40.14 | 40.16 | 0.01 | 0
2030 | MISO_W_2_MISO_MO-IL | MISO_W | MISO_MO-IL | Internal | Shoulder | B15 | 1203 | 3800 | 3257.42 | 38.69 | 38.7 | 0.01 | 0
2030 | MISO_W_2_MISO_MO-IL | MISO_W | MISO_MO-IL | Internal | Summer | B1 | 10 | 3800 | 1325.4 | 72.35 | 72.36 | 0.01 | 0
2030 | MISO_W_2_MISO_MO-IL | MISO_W | MISO_MO-IL | Internal | Summer | B2 | 25 | 3800 | 1207.22 | 71.83 | 71.85 | 0.01 | 0
2030 | MISO_W_2_MISO_MO-IL | MISO_W | MISO_MO-IL | Internal | Summer | B3 | 75 | 3800 | 0 | 71.83 | 71.28 | 0.01 | 0
2030 | MISO_W_2_MISO_MO-IL | MISO_W | MISO_MO-IL | Internal | Summer | B4 | 100 | 3800 | 202.13 | 70.65 | 70.66 | 0.01 | 0
2030 | MISO_W_2_MISO_MO-IL | MISO_W | MISO_MO-IL | Internal | Summer | B5 | 200 | 3800 | 817.11 | 65.41 | 65.42 | 0.01 | 0
2030 | MISO_W_2_MISO_MO-IL | MISO_W | MISO_MO-IL | Internal | Summer | B6 | 300 | 3800 | 1040.83 | 49.96 | 49.97 | 0.01 | 0
2030 | MISO_W_2_MISO_MO-IL | MISO_W | MISO_MO-IL | Internal | Summer | B7 | 400 | 3800 | 2264.03 | 43.51 | 43.52 | 0.01 | 0
2030 | MISO_W_2_MISO_MO-IL | MISO_W | MISO_MO-IL | Internal | Summer | B8 | 500 | 3800 | 2284.34 | 40.84 | 40.85 | 0.01 | 0
2030 | MISO_W_2_MISO_MO-IL | MISO_W | MISO_MO-IL | Internal | Summer | B9 | 800 | 3800 | 2497.54 | 39.74 | 39.76 | 0.01 | 0
2030 | MISO_W_2_MISO_MO-IL | MISO_W | MISO_MO-IL | Internal | Summer | B10 | 1262 | 3800 | 3739.47 | 35.86 | 35.87 | 0.01 | 0
2030 | MISO_W_2_MISO_MO-IL | MISO_W | MISO_MO-IL | Internal | Winter | B16 | 25 | 3800 | 3800 | 48.62 | 50.61 | 0.01 | 1.97
2030 | MISO_W_2_MISO_MO-IL | MISO_W | MISO_MO-IL | Internal | Winter | B17 | 100 | 3800 | 3800 | 45.84 | 45.99 | 0.01 | 0.14
2030 | MISO_W_2_MISO_MO-IL | MISO_W | MISO_MO-IL | Internal | Winter | B18 | 400 | 3800 | 2322.46 | 45.06 | 45.07 | 0.01 | 0
2030 | MISO_W_2_MISO_MO-IL | MISO_W | MISO_MO-IL | Internal | Winter | B19 | 700 | 3800 | 1238.75 | 42.23 | 42.25 | 0.01 | 0
2030 | MISO_W_2_MISO_MO-IL | MISO_W | MISO_MO-IL | Internal | Winter | B20 | 935 | 3800 | 3800 | 37.3 | 37.45 | 0.01 | 0.13
2030 | MISO_W_2_MISO_WUMS | MISO_W | MISO_WUMS | Internal | Shoulder | B11 | 25 | 1629 | 0 | 57.73 | 55.73 | 0.01 | 0
2030 | MISO_W_2_MISO_WUMS | MISO_W | MISO_WUMS | Internal | Shoulder | B12 | 200 | 1629 | 1629 | 45.52 | 45.63 | 0.01 | 0.1
2030 | MISO_W_2_MISO_WUMS | MISO_W | MISO_WUMS | Internal | Shoulder | B13 | 600 | 1629 | 1116 | 44.03 | 44.05 | 0.01 | 0
2030 | MISO_W_2_MISO_WUMS | MISO_W | MISO_WUMS | Internal | Shoulder | B14 | 900 | 1629 | 1629 | 40.14 | 42.45 | 0.01 | 2.29
2030 | MISO_W_2_MISO_WUMS | MISO_W | MISO_WUMS | Internal | Shoulder | B15 | 1203 | 1629 | 1629 | 38.69 | 39.24 | 0.01 | 0.54
2030 | MISO_W_2_MISO_WUMS | MISO_W | MISO_WUMS | Internal | Summer | B1 | 10 | 1629 | 0 | 72.35 | 67.68 | 0.01 | 0
2030 | MISO_W_2_MISO_WUMS | MISO_W | MISO_WUMS | Internal | Summer | B2 | 25 | 1629 | 0 | 71.83 | 67.68 | 0.01 | 0
2030 | MISO_W_2_MISO_WUMS | MISO_W | MISO_WUMS | Internal | Summer | B3 | 75 | 1629 | 0 | 71.83 | 67.68 | 0.01 | 0
2030 | MISO_W_2_MISO_WUMS | MISO_W | MISO_WUMS | Internal | Summer | B4 | 100 | 1629 | 0 | 70.65 | 66.96 | 0.01 | 0
2030 | MISO_W_2_MISO_WUMS | MISO_W | MISO_WUMS | Internal | Summer | B5 | 200 | 1629 | 0 | 65.41 | 60.44 | 0.01 | 0
2030 | MISO_W_2_MISO_WUMS | MISO_W | MISO_WUMS | Internal | Summer | B6 | 300 | 1629 | 0 | 49.96 | 49.95 | 0.01 | 0
2030 | MISO_W_2_MISO_WUMS | MISO_W | MISO_WUMS | Internal | Summer | B7 | 400 | 1629 | 138.44 | 43.51 | 43.52 | 0.01 | 0
2030 | MISO_W_2_MISO_WUMS | MISO_W | MISO_WUMS | Internal | Summer | B8 | 500 | 1629 | 1392.94 | 40.84 | 40.85 | 0.01 | 0
2030 | MISO_W_2_MISO_WUMS | MISO_W | MISO_WUMS | Internal | Summer | B9 | 800 | 1629 | 1629 | 39.74 | 39.88 | 0.01 | 0.12
2030 | MISO_W_2_MISO_WUMS | MISO_W | MISO_WUMS | Internal | Summer | B10 | 1262 | 1629 | 1629 | 35.86 | 36.41 | 0.01 | 0.54
2030 | MISO_W_2_MISO_WUMS | MISO_W | MISO_WUMS | Internal | Winter | B16 | 25 | 1629 | 1382.2 | 48.62 | 48.63 | 0.01 | 0
2030 | MISO_W_2_MISO_WUMS | MISO_W | MISO_WUMS | Internal | Winter | B17 | 100 | 1629 | 1629 | 45.84 | 45.99 | 0.01 | 0.14
2030 | MISO_W_2_MISO_WUMS | MISO_W | MISO_WUMS | Internal | Winter | B18 | 400 | 1629 | 1629 | 45.06 | 45.53 | 0.01 | 0.47
2030 | MISO_W_2_MISO_WUMS | MISO_W | MISO_WUMS | Internal | Winter | B19 | 700 | 1629 | 1629 | 42.23 | 45.45 | 0.01 | 3.2
2030 | MISO_W_2_MISO_WUMS | MISO_W | MISO_WUMS | Internal | Winter | B20 | 935 | 1629 | 1567.4 | 37.3 | 37.31 | 0.01 | 0
2030 | MISO_W_2_PJM_ROR | MISO_W | PJM_ROR | Internal | Shoulder | B11 | 25 | 773 | 0 | 57.73 | 47.74 | 2 | 0
2030 | MISO_W_2_PJM_ROR | MISO_W | PJM_ROR | Internal | Shoulder | B12 | 200 | 773 | 0 | 45.52 | 44.79 | 2 | 0
2030 | MISO_W_2_PJM_ROR | MISO_W | PJM_ROR | Internal | Shoulder | B13 | 600 | 773 | 0 | 44.03 | 42.93 | 2 | 0
2030 | MISO_W_2_PJM_ROR | MISO_W | PJM_ROR | Internal | Shoulder | B14 | 900 | 773 | 0 | 40.14 | 41.25 | 2 | 0
2030 | MISO_W_2_PJM_ROR | MISO_W | PJM_ROR | Internal | Shoulder | B15 | 1203 | 773 | 0 | 38.69 | 37.24 | 2 | 0
2030 | MISO_W_2_PJM_ROR | MISO_W | PJM_ROR | Internal | Summer | B1 | 10 | 773 | 0 | 72.35 | 69.28 | 2 | 0
2030 | MISO_W_2_PJM_ROR | MISO_W | PJM_ROR | Internal | Summer | B2 | 25 | 773 | 0 | 71.83 | 69.28 | 2 | 0
2030 | MISO_W_2_PJM_ROR | MISO_W | PJM_ROR | Internal | Summer | B3 | 75 | 773 | 0 | 71.83 | 69.28 | 2 | 0
2030 | MISO_W_2_PJM_ROR | MISO_W | PJM_ROR | Internal | Summer | B4 | 100 | 773 | 0 | 70.65 | 62.6 | 2 | 0
2030 | MISO_W_2_PJM_ROR | MISO_W | PJM_ROR | Internal | Summer | B5 | 200 | 773 | 0 | 65.41 | 58.44 | 2 | 0
2030 | MISO_W_2_PJM_ROR | MISO_W | PJM_ROR | Internal | Summer | B6 | 300 | 773 | 0 | 49.96 | 47.95 | 2 | 0
2030 | MISO_W_2_PJM_ROR | MISO_W | PJM_ROR | Internal | Summer | B7 | 400 | 773 | 0 | 43.51 | 42.01 | 2 | 0
2030 | MISO_W_2_PJM_ROR | MISO_W | PJM_ROR | Internal | Summer | B8 | 500 | 773 | 0 | 40.84 | 40.88 | 2 | 0
2030 | MISO_W_2_PJM_ROR | MISO_W | PJM_ROR | Internal | Summer | B9 | 800 | 773 | 0 | 39.74 | 37.88 | 2 | 0
2030 | MISO_W_2_PJM_ROR | MISO_W | PJM_ROR | Internal | Summer | B10 | 1262 | 773 | 0 | 35.86 | 34.18 | 2 | 0
2030 | MISO_W_2_PJM_ROR | MISO_W | PJM_ROR | Internal | Winter | B16 | 25 | 773 | 0 | 48.62 | 48.61 | 2 | 0
2030 | MISO_W_2_PJM_ROR | MISO_W | PJM_ROR | Internal | Winter | B17 | 100 | 773 | 773 | 45.84 | 47.99 | 2 | 0.15
2030 | MISO_W_2_PJM_ROR | MISO_W | PJM_ROR | Internal | Winter | B18 | 400 | 773 | 0 | 45.06 | 46.26 | 2 | 0
2030 | MISO_W_2_PJM_ROR | MISO_W | PJM_ROR | Internal | Winter | B19 | 700 | 773 | 0 | 42.23 | 43.46 | 2 | 0
2030 | MISO_W_2_PJM_ROR | MISO_W | PJM_ROR | Internal | Winter | B20 | 935 | 773 | 0 | 37.3 | 34.21 | 2 | 0
2030 | MISO_W_2_SPP_N | MISO_W | SPP_N | Internal | Shoulder | B11 | 25 | 3200 | 0 | 57.73 | 57.74 | 7 | 0
2030 | MISO_W_2_SPP_N | MISO_W | SPP_N | Internal | Shoulder | B12 | 200 | 3200 | 0 | 45.52 | 45.4 | 7 | 0
2030 | MISO_W_2_SPP_N | MISO_W | SPP_N | Internal | Shoulder | B13 | 600 | 3200 | 0 | 44.03 | 44.05 | 7 | 0
2030 | MISO_W_2_SPP_N | MISO_W | SPP_N | Internal | Shoulder | B14 | 900 | 3200 | 0 | 40.14 | 40.16 | 7 | 0
2030 | MISO_W_2_SPP_N | MISO_W | SPP_N | Internal | Shoulder | B15 | 1203 | 3200 | 0 | 38.69 | 38.7 | 7 | 0
2030 | MISO_W_2_SPP_N | MISO_W | SPP_N | Internal | Summer | B1 | 10 | 3200 | 0 | 72.35 | 72.36 | 7 | 0
2030 | MISO_W_2_SPP_N | MISO_W | SPP_N | Internal | Summer | B2 | 25 | 3200 | 0 | 71.83 | 73.06 | 7 | 0
2030 | MISO_W_2_SPP_N | MISO_W | SPP_N | Internal | Summer | B3 | 75 | 3200 | 0 | 71.83 | 74.25 | 7 | 0
2030 | MISO_W_2_SPP_N | MISO_W | SPP_N | Internal | Summer | B4 | 100 | 3200 | 0 | 70.65 | 73.06 | 7 | 0
2030 | MISO_W_2_SPP_N | MISO_W | SPP_N | Internal | Summer | B5 | 200 | 3200 | 0 | 65.41 | 69.26 | 7 | 0
2030 | MISO_W_2_SPP_N | MISO_W | SPP_N | Internal | Summer | B6 | 300 | 3200 | 404.28 | 49.96 | 56.96 | 7 | 0
2030 | MISO_W_2_SPP_N | MISO_W | SPP_N | Internal | Summer | B7 | 400 | 3200 | 0 | 43.51 | 45.65 | 7 | 0
2030 | MISO_W_2_SPP_N | MISO_W | SPP_N | Internal | Summer | B8 | 500 | 3200 | 0 | 40.84 | 43.67 | 7 | 0
2030 | MISO_W_2_SPP_N | MISO_W | SPP_N | Internal | Summer | B9 | 800 | 3200 | 0 | 39.74 | 43.43 | 7 | 0
2030 | MISO_W_2_SPP_N | MISO_W | SPP_N | Internal | Summer | B10 | 1262 | 3200 | 0 | 35.86 | 37.71 | 7 | 0
2030 | MISO_W_2_SPP_N | MISO_W | SPP_N | Internal | Winter | B16 | 25 | 3200 | 0 | 48.62 | 48.63 | 7 | 0
2030 | MISO_W_2_SPP_N | MISO_W | SPP_N | Internal | Winter | B17 | 100 | 3200 | 0 | 45.84 | 45.65 | 7 | 0
2030 | MISO_W_2_SPP_N | MISO_W | SPP_N | Internal | Winter | B18 | 400 | 3200 | 0 | 45.06 | 45.07 | 7 | 0
2030 | MISO_W_2_SPP_N | MISO_W | SPP_N | Internal | Winter | B19 | 700 | 3200 | 0 | 42.23 | 42.25 | 7 | 0
2030 | MISO_W_2_SPP_N | MISO_W | SPP_N | Internal | Winter | B20 | 935 | 3200 | 0 | 37.3 | 37.31 | 7 | 0
2030 | MISO_WUMS_2_MISO_MI | MISO_WUMS | MISO_MI | Internal | Shoulder | B11 | 25 | 929 | 0 | 55.73 | 55.71 | 0.01 | 0
2030 | MISO_WUMS_2_MISO_MI | MISO_WUMS | MISO_MI | Internal | Shoulder | B12 | 200 | 929 | 929 | 45.63 | 51.81 | 0.01 | 6.16
2030 | MISO_WUMS_2_MISO_MI | MISO_WUMS | MISO_MI | Internal | Shoulder | B13 | 600 | 929 | 929 | 44.05 | 44.94 | 0.01 | 0.88
2030 | MISO_WUMS_2_MISO_MI | MISO_WUMS | MISO_MI | Internal | Shoulder | B14 | 900 | 929 | 929 | 42.45 | 43.25 | 0.01 | 0.79
2030 | MISO_WUMS_2_MISO_MI | MISO_WUMS | MISO_MI | Internal | Shoulder | B15 | 1203 | 929 | 929 | 39.24 | 40 | 0.01 | 0.75
2030 | MISO_WUMS_2_MISO_MI | MISO_WUMS | MISO_MI | Internal | Summer | B1 | 10 | 929 | 929 | 67.68 | 72.23 | 0.01 | 4.54
2030 | MISO_WUMS_2_MISO_MI | MISO_WUMS | MISO_MI | Internal | Summer | B2 | 25 | 929 | 929 | 67.68 | 72.23 | 0.01 | 4.54
2030 | MISO_WUMS_2_MISO_MI | MISO_WUMS | MISO_MI | Internal | Summer | B3 | 75 | 929 | 929 | 67.68 | 71.28 | 0.01 | 3.6
2030 | MISO_WUMS_2_MISO_MI | MISO_WUMS | MISO_MI | Internal | Summer | B4 | 100 | 929 | 0 | 66.96 | 66.95 | 0.01 | 0
2030 | MISO_WUMS_2_MISO_MI | MISO_WUMS | MISO_MI | Internal | Summer | B5 | 200 | 929 | 172.27 | 60.44 | 60.45 | 0.01 | 0
2030 | MISO_WUMS_2_MISO_MI | MISO_WUMS | MISO_MI | Internal | Summer | B6 | 300 | 929 | 929 | 49.95 | 49.97 | 0.01 | 0.01
2030 | MISO_WUMS_2_MISO_MI | MISO_WUMS | MISO_MI | Internal | Summer | B7 | 400 | 929 | 929 | 43.52 | 44.01 | 0.01 | 0.48
2030 | MISO_WUMS_2_MISO_MI | MISO_WUMS | MISO_MI | Internal | Summer | B8 | 500 | 929 | 929 | 40.85 | 42.02 | 0.01 | 1.16
2030 | MISO_WUMS_2_MISO_MI | MISO_WUMS | MISO_MI | Internal | Summer | B9 | 800 | 929 | 616.84 | 39.88 | 39.89 | 0.01 | 0
2030 | MISO_WUMS_2_MISO_MI | MISO_WUMS | MISO_MI | Internal | Summer | B10 | 1262 | 929 | 376.72 | 36.41 | 36.42 | 0.01 | 0
2030 | MISO_WUMS_2_MISO_MI | MISO_WUMS | MISO_MI | Internal | Winter | B16 | 25 | 929 | 929 | 48.63 | 55.29 | 0.01 | 6.65
2030 | MISO_WUMS_2_MISO_MI | MISO_WUMS | MISO_MI | Internal | Winter | B17 | 100 | 929 | 929 | 45.99 | 52.33 | 0.01 | 6.33
2030 | MISO_WUMS_2_MISO_MI | MISO_WUMS | MISO_MI | Internal | Winter | B18 | 400 | 929 | 929 | 45.53 | 48.27 | 0.01 | 2.72
2030 | MISO_WUMS_2_MISO_MI | MISO_WUMS | MISO_MI | Internal | Winter | B19 | 700 | 929 | 650.15 | 45.45 | 45.46 | 0.01 | 0
2030 | MISO_WUMS_2_MISO_MI | MISO_WUMS | MISO_MI | Internal | Winter | B20 | 935 | 929 | 929 | 37.31 | 37.47 | 0.01 | 0.15
2030 | MISO_WUMS_2_MISO_W | MISO_WUMS | MISO_W | Internal | Shoulder | B11 | 25 | 1137 | 1137 | 55.73 | 57.73 | 0.01 | 1.99
2030 | MISO_WUMS_2_MISO_W | MISO_WUMS | MISO_W | Internal | Shoulder | B12 | 200 | 1137 | 0 | 45.63 | 45.52 | 0.01 | 0
2030 | MISO_WUMS_2_MISO_W | MISO_WUMS | MISO_W | Internal | Shoulder | B13 | 600 | 1137 | 0 | 44.05 | 44.03 | 0.01 | 0
2030 | MISO_WUMS_2_MISO_W | MISO_WUMS | MISO_W | Internal | Shoulder | B14 | 900 | 1137 | 0 | 42.45 | 40.14 | 0.01 | 0
2030 | MISO_WUMS_2_MISO_W | MISO_WUMS | MISO_W | Internal | Shoulder | B15 | 1203 | 1137 | 0 | 39.24 | 38.69 | 0.01 | 0
2030 | MISO_WUMS_2_MISO_W | MISO_WUMS | MISO_W | Internal | Summer | B1 | 10 | 1137 | 1137 | 67.68 | 72.35 | 0.01 | 4.66
2030 | MISO_WUMS_2_MISO_W | MISO_WUMS | MISO_W | Internal | Summer | B2 | 25 | 1137 | 1137 | 67.68 | 71.83 | 0.01 | 4.15
2030 | MISO_WUMS_2_MISO_W | MISO_WUMS | MISO_W | Internal | Summer | B3 | 75 | 1137 | 1137 | 67.68 | 71.83 | 0.01 | 4.15
2030 | MISO_WUMS_2_MISO_W | MISO_WUMS | MISO_W | Internal | Summer | B4 | 100 | 1137 | 1137 | 66.96 | 70.65 | 0.01 | 3.67
2030 | MISO_WUMS_2_MISO_W | MISO_WUMS | MISO_W | Internal | Summer | B5 | 200 | 1137 | 1137 | 60.44 | 65.41 | 0.01 | 4.96
2030 | MISO_WUMS_2_MISO_W | MISO_WUMS | MISO_W | Internal | Summer | B6 | 300 | 1137 | 592.09 | 49.95 | 49.96 | 0.01 | 0
2030 | MISO_WUMS_2_MISO_W | MISO_WUMS | MISO_W | Internal | Summer | B7 | 400 | 1137 | 0 | 43.52 | 43.51 | 0.01 | 0
2030 | MISO_WUMS_2_MISO_W | MISO_WUMS | MISO_W | Internal | Summer | B8 | 500 | 1137 | 0 | 40.85 | 40.84 | 0.01 | 0
2030 | MISO_WUMS_2_MISO_W | MISO_WUMS | MISO_W | Internal | Summer | B9 | 800 | 1137 | 0 | 39.88 | 39.74 | 0.01 | 0
2030 | MISO_WUMS_2_MISO_W | MISO_WUMS | MISO_W | Internal | Summer | B10 | 1262 | 1137 | 0 | 36.41 | 35.86 | 0.01 | 0
2030 | MISO_WUMS_2_MISO_W | MISO_WUMS | MISO_W | Internal | Winter | B16 | 25 | 1137 | 0 | 48.63 | 48.62 | 0.01 | 0
2030 | MISO_WUMS_2_MISO_W | MISO_WUMS | MISO_W | Internal | Winter | B17 | 100 | 1137 | 0 | 45.99 | 45.84 | 0.01 | 0
2030 | MISO_WUMS_2_MISO_W | MISO_WUMS | MISO_W | Internal | Winter | B18 | 400 | 1137 | 0 | 45.53 | 45.06 | 0.01 | 0
2030 | MISO_WUMS_2_MISO_W | MISO_WUMS | MISO_W | Internal | Winter | B19 | 700 | 1137 | 0 | 45.45 | 42.23 | 0.01 | 0
2030 | MISO_WUMS_2_MISO_W | MISO_WUMS | MISO_W | Internal | Winter | B20 | 935 | 1137 | 0 | 37.31 | 37.3 | 0.01 | 0
2030 | MISO_WUMS_2_PJM_ROR | MISO_WUMS | PJM_ROR | Internal | Shoulder | B11 | 25 | 1600 | 0 | 55.73 | 47.74 | 2 | 0
2030 | MISO_WUMS_2_PJM_ROR | MISO_WUMS | PJM_ROR | Internal | Shoulder | B12 | 200 | 1600 | 0 | 45.63 | 44.79 | 2 | 0
2030 | MISO_WUMS_2_PJM_ROR | MISO_WUMS | PJM_ROR | Internal | Shoulder | B13 | 600 | 1600 | 0 | 44.05 | 42.93 | 2 | 0
2030 | MISO_WUMS_2_PJM_ROR | MISO_WUMS | PJM_ROR | Internal | Shoulder | B14 | 900 | 1600 | 0 | 42.45 | 41.25 | 2 | 0
2030 | MISO_WUMS_2_PJM_ROR | MISO_WUMS | PJM_ROR | Internal | Shoulder | B15 | 1203 | 1600 | 0 | 39.24 | 37.24 | 2 | 0
2030 | MISO_WUMS_2_PJM_ROR | MISO_WUMS | PJM_ROR | Internal | Summer | B1 | 10 | 1600 | 0 | 67.68 | 69.28 | 2 | 0
2030 | MISO_WUMS_2_PJM_ROR | MISO_WUMS | PJM_ROR | Internal | Summer | B2 | 25 | 1600 | 0 | 67.68 | 69.28 | 2 | 0
2030 | MISO_WUMS_2_PJM_ROR | MISO_WUMS | PJM_ROR | Internal | Summer | B3 | 75 | 1600 | 0 | 67.68 | 69.28 | 2 | 0
2030 | MISO_WUMS_2_PJM_ROR | MISO_WUMS | PJM_ROR | Internal | Summer | B4 | 100 | 1600 | 0 | 66.96 | 62.6 | 2 | 0
2030 | MISO_WUMS_2_PJM_ROR | MISO_WUMS | PJM_ROR | Internal | Summer | B5 | 200 | 1600 | 0 | 60.44 | 58.44 | 2 | 0
2030 | MISO_WUMS_2_PJM_ROR | MISO_WUMS | PJM_ROR | Internal | Summer | B6 | 300 | 1600 | 0 | 49.95 | 47.95 | 2 | 0
2030 | MISO_WUMS_2_PJM_ROR | MISO_WUMS | PJM_ROR | Internal | Summer | B7 | 400 | 1600 | 0 | 43.52 | 42.01 | 2 | 0
2030 | MISO_WUMS_2_PJM_ROR | MISO_WUMS | PJM_ROR | Internal | Summer | B8 | 500 | 1600 | 0 | 40.85 | 40.88 | 2 | 0
2030 | MISO_WUMS_2_PJM_ROR | MISO_WUMS | PJM_ROR | Internal | Summer | B9 | 800 | 1600 | 0 | 39.88 | 37.88 | 2 | 0
2030 | MISO_WUMS_2_PJM_ROR | MISO_WUMS | PJM_ROR | Internal | Summer | B10 | 1262 | 1600 | 0 | 36.41 | 34.18 | 2 | 0
2030 | MISO_WUMS_2_PJM_ROR | MISO_WUMS | PJM_ROR | Internal | Winter | B16 | 25 | 1600 | 0 | 48.63 | 48.61 | 2 | 0
2030 | MISO_WUMS_2_PJM_ROR | MISO_WUMS | PJM_ROR | Internal | Winter | B17 | 100 | 1600 | 624.89 | 45.99 | 47.99 | 2 | 0
2030 | MISO_WUMS_2_PJM_ROR | MISO_WUMS | PJM_ROR | Internal | Winter | B18 | 400 | 1600 | 0 | 45.53 | 46.26 | 2 | 0
2030 | MISO_WUMS_2_PJM_ROR | MISO_WUMS | PJM_ROR | Internal | Winter | B19 | 700 | 1600 | 0 | 45.45 | 43.46 | 2 | 0
2030 | MISO_WUMS_2_PJM_ROR | MISO_WUMS | PJM_ROR | Internal | Winter | B20 | 935 | 1600 | 0 | 37.31 | 34.21 | 2 | 0
2030 | NE_2_MISO_W | NE | MISO_W | Internal | Shoulder | B11 | 25 | 1600 | 0 | 57.73 | 57.73 | 5 | 0
2030 | NE_2_MISO_W | NE | MISO_W | Internal | Shoulder | B12 | 200 | 1600 | 0 | 45.38 | 45.52 | 5 | 0
2030 | NE_2_MISO_W | NE | MISO_W | Internal | Shoulder | B13 | 600 | 1600 | 0 | 44.03 | 44.03 | 5 | 0
2030 | NE_2_MISO_W | NE | MISO_W | Internal | Shoulder | B14 | 900 | 1600 | 0 | 40.14 | 40.14 | 5 | 0
2030 | NE_2_MISO_W | NE | MISO_W | Internal | Shoulder | B15 | 1203 | 1600 | 0 | 38.69 | 38.69 | 5 | 0
2030 | NE_2_MISO_W | NE | MISO_W | Internal | Summer | B1 | 10 | 1600 | 0 | 72.35 | 72.35 | 5 | 0
2030 | NE_2_MISO_W | NE | MISO_W | Internal | Summer | B2 | 25 | 1600 | 0 | 73.04 | 71.83 | 5 | 0
2030 | NE_2_MISO_W | NE | MISO_W | Internal | Summer | B3 | 75 | 1600 | 0 | 74.24 | 71.83 | 5 | 0
2030 | NE_2_MISO_W | NE | MISO_W | Internal | Summer | B4 | 100 | 1600 | 0 | 73.04 | 70.65 | 5 | 0
2030 | NE_2_MISO_W | NE | MISO_W | Internal | Summer | B5 | 200 | 1600 | 0 | 69.25 | 65.41 | 5 | 0
2030 | NE_2_MISO_W | NE | MISO_W | Internal | Summer | B6 | 300 | 1600 | 0 | 56.95 | 49.96 | 5 | 0
2030 | NE_2_MISO_W | NE | MISO_W | Internal | Summer | B7 | 400 | 1600 | 0 | 45.64 | 43.51 | 5 | 0
2030 | NE_2_MISO_W | NE | MISO_W | Internal | Summer | B8 | 500 | 1600 | 0 | 43.65 | 40.84 | 5 | 0
2030 | NE_2_MISO_W | NE | MISO_W | Internal | Summer | B9 | 800 | 1600 | 0 | 43.33 | 39.74 | 5 | 0
2030 | NE_2_MISO_W | NE | MISO_W | Internal | Summer | B10 | 1262 | 1600 | 0 | 35.86 | 35.86 | 5 | 0
2030 | NE_2_MISO_W | NE | MISO_W | Internal | Winter | B16 | 25 | 1600 | 0 | 48.62 | 48.62 | 5 | 0
2030 | NE_2_MISO_W | NE | MISO_W | Internal | Winter | B17 | 100 | 1600 | 0 | 45.64 | 45.84 | 5 | 0
2030 | NE_2_MISO_W | NE | MISO_W | Internal | Winter | B18 | 400 | 1600 | 0 | 45.06 | 45.06 | 5 | 0
2030 | NE_2_MISO_W | NE | MISO_W | Internal | Winter | B19 | 700 | 1600 | 0 | 42.23 | 42.23 | 5 | 0
2030 | NE_2_MISO_W | NE | MISO_W | Internal | Winter | B20 | 935 | 1600 | 0 | 37.3 | 37.3 | 5 | 0
2030 | NE_2_SPP_N | NE | SPP_N | Internal | Shoulder | B11 | 25 | 3001 | 1722.79 | 57.73 | 57.74 | 0.01 | 0
2030 | NE_2_SPP_N | NE | SPP_N | Internal | Shoulder | B12 | 200 | 3001 | 27.88 | 45.38 | 45.4 | 0.01 | 0
2030 | NE_2_SPP_N | NE | SPP_N | Internal | Shoulder | B13 | 600 | 3001 | 1165.7 | 44.03 | 44.05 | 0.01 | 0
2030 | NE_2_SPP_N | NE | SPP_N | Internal | Shoulder | B14 | 900 | 3001 | 1028.84 | 40.14 | 40.16 | 0.01 | 0
2030 | NE_2_SPP_N | NE | SPP_N | Internal | Shoulder | B15 | 1203 | 3001 | 1457.05 | 38.69 | 38.7 | 0.01 | 0
2030 | NE_2_SPP_N | NE | SPP_N | Internal | Summer | B1 | 10 | 3001 | 787.22 | 72.35 | 72.36 | 0.01 | 0
2030 | NE_2_SPP_N | NE | SPP_N | Internal | Summer | B2 | 25 | 3001 | 1799.24 | 73.04 | 73.06 | 0.01 | 0
2030 | NE_2_SPP_N | NE | SPP_N | Internal | Summer | B3 | 75 | 3001 | 2181.87 | 74.24 | 74.25 | 0.01 | 0
2030 | NE_2_SPP_N | NE | SPP_N | Internal | Summer | B4 | 100 | 3001 | 1725.98 | 73.04 | 73.06 | 0.01 | 0
2030 | NE_2_SPP_N | NE | SPP_N | Internal | Summer | B5 | 200 | 3001 | 1836.45 | 69.25 | 69.26 | 0.01 | 0
2030 | NE_2_SPP_N | NE | SPP_N | Internal | Summer | B6 | 300 | 3001 | 2121.69 | 56.95 | 56.96 | 0.01 | 0
2030 | NE_2_SPP_N | NE | SPP_N | Internal | Summer | B7 | 400 | 3001 | 2069.97 | 45.64 | 45.65 | 0.01 | 0
2030 | NE_2_SPP_N | NE | SPP_N | Internal | Summer | B8 | 500 | 3001 | 2691.32 | 43.65 | 43.67 | 0.01 | 0
2030 | NE_2_SPP_N | NE | SPP_N | Internal | Summer | B9 | 800 | 3001 | 3001 | 43.33 | 43.43 | 0.01 | 0.09
2030 | NE_2_SPP_N | NE | SPP_N | Internal | Summer | B10 | 1262 | 3001 | 3001 | 35.86 | 37.71 | 0.01 | 1.84
2030 | NE_2_SPP_N | NE | SPP_N | Internal | Winter | B16 | 25 | 3001 | 2325.13 | 48.62 | 48.63 | 0.01 | 0
2030 | NE_2_SPP_N | NE | SPP_N | Internal | Winter | B17 | 100 | 3001 | 738.2 | 45.64 | 45.65 | 0.01 | 0
2030 | NE_2_SPP_N | NE | SPP_N | Internal | Winter | B18 | 400 | 3001 | 1333.42 | 45.06 | 45.07 | 0.01 | 0
2030 | NE_2_SPP_N | NE | SPP_N | Internal | Winter | B19 | 700 | 3001 | 1067.63 | 42.23 | 42.25 | 0.01 | 0
2030 | NE_2_SPP_N | NE | SPP_N | Internal | Winter | B20 | 935 | 3001 | 1369.95 | 37.3 | 37.31 | 0.01 | 0
2030 | NEISO_2_NYISO_A-F | NEISO | NYISO_A-F | Internal | Shoulder | B11 | 25 | 600 | 600 | 40.21 | 50.32 | 3 | 7.11
2030 | NEISO_2_NYISO_A-F | NEISO | NYISO_A-F | Internal | Shoulder | B12 | 200 | 600 | 600 | 40.21 | 50.32 | 3 | 7.11
2030 | NEISO_2_NYISO_A-F | NEISO | NYISO_A-F | Internal | Shoulder | B13 | 600 | 600 | 600 | 40.21 | 43.34 | 3 | 0.13
2030 | NEISO_2_NYISO_A-F | NEISO | NYISO_A-F | Internal | Shoulder | B14 | 900 | 600 | 600 | 40.21 | 43.25 | 3 | 0.04
2030 | NEISO_2_NYISO_A-F | NEISO | NYISO_A-F | Internal | Shoulder | B15 | 1203 | 600 | 600 | 40.21 | 43.25 | 3 | 0.04
2030 | NEISO_2_NYISO_A-F | NEISO | NYISO_A-F | Internal | Summer | B1 | 10 | 600 | 0 | 61.31 | 63.47 | 3 | 0
2030 | NEISO_2_NYISO_A-F | NEISO | NYISO_A-F | Internal | Summer | B2 | 25 | 600 | 0 | 61.57 | 64.55 | 3 | 0
2030 | NEISO_2_NYISO_A-F | NEISO | NYISO_A-F | Internal | Summer | B3 | 75 | 600 | 600 | 51.42 | 61.25 | 3 | 6.83
2030 | NEISO_2_NYISO_A-F | NEISO | NYISO_A-F | Internal | Summer | B4 | 100 | 600 | 600 | 40.77 | 54.57 | 3 | 10.79
2030 | NEISO_2_NYISO_A-F | NEISO | NYISO_A-F | Internal | Summer | B5 | 200 | 600 | 600 | 36.79 | 52.59 | 3 | 12.81
2030 | NEISO_2_NYISO_A-F | NEISO | NYISO_A-F | Internal | Summer | B6 | 300 | 600 | 600 | 36.79 | 49.97 | 3 | 10.18
2030 | NEISO_2_NYISO_A-F | NEISO | NYISO_A-F | Internal | Summer | B7 | 400 | 600 | 600 | 36.79 | 46.07 | 3 | 6.29
2030 | NEISO_2_NYISO_A-F | NEISO | NYISO_A-F | Internal | Summer | B8 | 500 | 600 | 600 | 36.79 | 42.02 | 3 | 2.23
2030 | NEISO_2_NYISO_A-F | NEISO | NYISO_A-F | Internal | Summer | B9 | 800 | 600 | 600 | 36.79 | 40.56 | 3 | 0.77
2030 | NEISO_2_NYISO_A-F | NEISO | NYISO_A-F | Internal | Summer | B10 | 1262 | 600 | 600 | 36.79 | 40.56 | 3 | 0.77
2030 | NEISO_2_NYISO_A-F | NEISO | NYISO_A-F | Internal | Winter | B16 | 25 | 600 | 600 | 50.77 | 54.62 | 3 | 0.85
2030 | NEISO_2_NYISO_A-F | NEISO | NYISO_A-F | Internal | Winter | B17 | 100 | 600 | 0 | 50.77 | 52.33 | 3 | 0
2030 | NEISO_2_NYISO_A-F | NEISO | NYISO_A-F | Internal | Winter | B18 | 400 | 600 | 0 | 50.77 | 49.47 | 3 | 0
2030 | NEISO_2_NYISO_A-F | NEISO | NYISO_A-F | Internal | Winter | B19 | 700 | 600 | 0 | 50.77 | 49.47 | 3 | 0
2030 | NEISO_2_NYISO_A-F | NEISO | NYISO_A-F | Internal | Winter | B20 | 935 | 600 | 0 | 50.77 | 49.47 | 3 | 0
2030 | NEISO_2_NYISO_G-I | NEISO | NYISO_G-I | Internal | Shoulder | B11 | 25 | 600 | 600 | 40.21 | 53.71 | 3 | 10.51
2030 | NEISO_2_NYISO_G-I | NEISO | NYISO_G-I | Internal | Shoulder | B12 | 200 | 600 | 600 | 40.21 | 50.33 | 3 | 7.12
2030 | NEISO_2_NYISO_G-I | NEISO | NYISO_G-I | Internal | Shoulder | B13 | 600 | 600 | 600 | 40.21 | 43.36 | 3 | 0.15
2030 | NEISO_2_NYISO_G-I | NEISO | NYISO_G-I | Internal | Shoulder | B14 | 900 | 600 | 600 | 40.21 | 43.26 | 3 | 0.06
2030 | NEISO_2_NYISO_G-I | NEISO | NYISO_G-I | Internal | Shoulder | B15 | 1203 | 600 | 600 | 40.21 | 43.26 | 3 | 0.06
2030 | NEISO_2_NYISO_G-I | NEISO | NYISO_G-I | Internal | Summer | B1 | 10 | 600 | 0 | 61.31 | 63.48 | 3 | 0
2030 | NEISO_2_NYISO_G-I | NEISO | NYISO_G-I | Internal | Summer | B2 | 25 | 600 | 0 | 61.57 | 64.56 | 3 | 0
2030 | NEISO_2_NYISO_G-I | NEISO | NYISO_G-I | Internal | Summer | B3 | 75 | 600 | 600 | 51.42 | 61.26 | 3 | 6.84
2030 | NEISO_2_NYISO_G-I | NEISO | NYISO_G-I | Internal | Summer | B4 | 100 | 600 | 600 | 40.77 | 54.58 | 3 | 10.81
2030 | NEISO_2_NYISO_G-I | NEISO | NYISO_G-I | Internal | Summer | B5 | 200 | 600 | 600 | 36.79 | 52.6 | 3 | 12.82
2030 | NEISO_2_NYISO_G-I | NEISO | NYISO_G-I | Internal | Summer | B6 | 300 | 600 | 600 | 36.79 | 52.6 | 3 | 12.82
2030 | NEISO_2_NYISO_G-I | NEISO | NYISO_G-I | Internal | Summer | B7 | 400 | 600 | 600 | 36.79 | 47.99 | 3 | 8.21
2030 | NEISO_2_NYISO_G-I | NEISO | NYISO_G-I | Internal | Summer | B8 | 500 | 600 | 600 | 36.79 | 42.03 | 3 | 2.25
2030 | NEISO_2_NYISO_G-I | NEISO | NYISO_G-I | Internal | Summer | B9 | 800 | 600 | 600 | 36.79 | 40.57 | 3 | 0.78
2030 | NEISO_2_NYISO_G-I | NEISO | NYISO_G-I | Internal | Summer | B10 | 1262 | 600 | 600 | 36.79 | 40.57 | 3 | 0.78
2030 | NEISO_2_NYISO_G-I | NEISO | NYISO_G-I | Internal | Winter | B16 | 25 | 600 | 600 | 50.77 | 56.53 | 3 | 2.76
2030 | NEISO_2_NYISO_G-I | NEISO | NYISO_G-I | Internal | Winter | B17 | 100 | 600 | 600 | 50.77 | 54.01 | 3 | 0.25
2030 | NEISO_2_NYISO_G-I | NEISO | NYISO_G-I | Internal | Winter | B18 | 400 | 600 | 372.42 | 50.77 | 53.77 | 3 | 0
2030 | NEISO_2_NYISO_G-I | NEISO | NYISO_G-I | Internal | Winter | B19 | 700 | 600 | 0 | 50.77 | 53.76 | 3 | 0
2030 | NEISO_2_NYISO_G-I | NEISO | NYISO_G-I | Internal | Winter | B20 | 935 | 600 | 0 | 50.77 | 50.3 | 3 | 0
2030 | NEISO_2_NYISO_J-K | NEISO | NYISO_J-K | Internal | Shoulder | B11 | 25 | 500 | 500 | 40.21 | 53.73 | 3 | 10.52
2030 | NEISO_2_NYISO_J-K | NEISO | NYISO_J-K | Internal | Shoulder | B12 | 200 | 500 | 500 | 40.21 | 50.34 | 3 | 7.13
2030 | NEISO_2_NYISO_J-K | NEISO | NYISO_J-K | Internal | Shoulder | B13 | 600 | 500 | 500 | 40.21 | 43.37 | 3 | 0.16
2030 | NEISO_2_NYISO_J-K | NEISO | NYISO_J-K | Internal | Shoulder | B14 | 900 | 500 | 500 | 40.21 | 43.27 | 3 | 0.07
2030 | NEISO_2_NYISO_J-K | NEISO | NYISO_J-K | Internal | Shoulder | B15 | 1203 | 500 | 500 | 40.21 | 43.27 | 3 | 0.07
2030 | NEISO_2_NYISO_J-K | NEISO | NYISO_J-K | Internal | Summer | B1 | 10 | 500 | 0 | 61.31 | 63.49 | 3 | 0
2030 | NEISO_2_NYISO_J-K | NEISO | NYISO_J-K | Internal | Summer | B2 | 25 | 500 | 407.78 | 61.57 | 64.57 | 3 | 0
2030 | NEISO_2_NYISO_J-K | NEISO | NYISO_J-K | Internal | Summer | B3 | 75 | 500 | 500 | 51.42 | 61.27 | 3 | 6.85
2030 | NEISO_2_NYISO_J-K | NEISO | NYISO_J-K | Internal | Summer | B4 | 100 | 500 | 500 | 40.77 | 54.59 | 3 | 10.82
2030 | NEISO_2_NYISO_J-K | NEISO | NYISO_J-K | Internal | Summer | B5 | 200 | 500 | 500 | 36.79 | 52.61 | 3 | 12.83
2030 | NEISO_2_NYISO_J-K | NEISO | NYISO_J-K | Internal | Summer | B6 | 300 | 500 | 500 | 36.79 | 52.61 | 3 | 12.83
2030 | NEISO_2_NYISO_J-K | NEISO | NYISO_J-K | Internal | Summer | B7 | 400 | 500 | 500 | 36.79 | 48.01 | 3 | 8.22
2030 | NEISO_2_NYISO_J-K | NEISO | NYISO_J-K | Internal | Summer | B8 | 500 | 500 | 500 | 36.79 | 42.04 | 3 | 2.26
2030 | NEISO_2_NYISO_J-K | NEISO | NYISO_J-K | Internal | Summer | B9 | 800 | 500 | 500 | 36.79 | 40.58 | 3 | 0.8
2030 | NEISO_2_NYISO_J-K | NEISO | NYISO_J-K | Internal | Summer | B10 | 1262 | 500 | 500 | 36.79 | 40.58 | 3 | 0.8
2030 | NEISO_2_NYISO_J-K | NEISO | NYISO_J-K | Internal | Winter | B16 | 25 | 500 | 500 | 50.77 | 56.54 | 3 | 2.77
2030 | NEISO_2_NYISO_J-K | NEISO | NYISO_J-K | Internal | Winter | B17 | 100 | 500 | 500 | 50.77 | 56.54 | 3 | 2.77
2030 | NEISO_2_NYISO_J-K | NEISO | NYISO_J-K | Internal | Winter | B18 | 400 | 500 | 500 | 50.77 | 56.54 | 3 | 2.77
2030 | NEISO_2_NYISO_J-K | NEISO | NYISO_J-K | Internal | Winter | B19 | 700 | 500 | 265.74 | 50.77 | 53.77 | 3 | 0
2030 | NEISO_2_NYISO_J-K | NEISO | NYISO_J-K | Internal | Winter | B20 | 935 | 500 | 0 | 50.77 | 53.14 | 3 | 0
2030 | NonRTO_Midwest_2_MISO_IN | NonRTO_Midwest | MISO_IN | Internal | Shoulder | B11 | 25 | 4450 | 0 | 65.88 | 57.88 | 8 | 0
2030 | NonRTO_Midwest_2_MISO_IN | NonRTO_Midwest | MISO_IN | Internal | Shoulder | B12 | 200 | 4450 | 0 | 59.79 | 51.79 | 8 | 0
2030 | NonRTO_Midwest_2_MISO_IN | NonRTO_Midwest | MISO_IN | Internal | Shoulder | B13 | 600 | 4450 | 0 | 52.93 | 44.93 | 8 | 0
2030 | NonRTO_Midwest_2_MISO_IN | NonRTO_Midwest | MISO_IN | Internal | Shoulder | B14 | 900 | 4450 | 0 | 44.42 | 43.24 | 8 | 0
2030 | NonRTO_Midwest_2_MISO_IN | NonRTO_Midwest | MISO_IN | Internal | Shoulder | B15 | 1203 | 4450 | 0 | 37.97 | 39.99 | 8 | 0
2030 | NonRTO_Midwest_2_MISO_IN | NonRTO_Midwest | MISO_IN | Internal | Summer | B1 | 10 | 4450 | 0 | 76.13 | 72.37 | 8 | 0
2030 | NonRTO_Midwest_2_MISO_IN | NonRTO_Midwest | MISO_IN | Internal | Summer | B2 | 25 | 4450 | 0 | 76.13 | 72.24 | 8 | 0
2030 | NonRTO_Midwest_2_MISO_IN | NonRTO_Midwest | MISO_IN | Internal | Summer | B3 | 75 | 4450 | 0 | 76.13 | 71.29 | 8 | 0
2030 | NonRTO_Midwest_2_MISO_IN | NonRTO_Midwest | MISO_IN | Internal | Summer | B4 | 100 | 4450 | 0 | 76.13 | 70.67 | 8 | 0
2030 | NonRTO_Midwest_2_MISO_IN | NonRTO_Midwest | MISO_IN | Internal | Summer | B5 | 200 | 4450 | 0 | 73.44 | 65.44 | 8 | 0
2030 | NonRTO_Midwest_2_MISO_IN | NonRTO_Midwest | MISO_IN | Internal | Summer | B6 | 300 | 4450 | 0 | 57.98 | 49.98 | 8 | 0
2030 | NonRTO_Midwest_2_MISO_IN | NonRTO_Midwest | MISO_IN | Internal | Summer | B7 | 400 | 4450 | 0 | 47.42 | 43.99 | 8 | 0
2030 | NonRTO_Midwest_2_MISO_IN | NonRTO_Midwest | MISO_IN | Internal | Summer | B8 | 500 | 4450 | 0 | 43.32 | 42.01 | 8 | 0
2030 | NonRTO_Midwest_2_MISO_IN | NonRTO_Midwest | MISO_IN | Internal | Summer | B9 | 800 | 4450 | 0 | 38.02 | 39.88 | 8 | 0
2030 | NonRTO_Midwest_2_MISO_IN | NonRTO_Midwest | MISO_IN | Internal | Summer | B10 | 1262 | 4450 | 0 | 35.8 | 36.41 | 8 | 0
2030 | NonRTO_Midwest_2_MISO_IN | NonRTO_Midwest | MISO_IN | Internal | Winter | B16 | 25 | 4450 | 0 | 64.79 | 56.79 | 8 | 0
2030 | NonRTO_Midwest_2_MISO_IN | NonRTO_Midwest | MISO_IN | Internal | Winter | B17 | 100 | 4450 | 0 | 60.34 | 52.34 | 8 | 0
2030 | NonRTO_Midwest_2_MISO_IN | NonRTO_Midwest | MISO_IN | Internal | Winter | B18 | 400 | 4450 | 0 | 56.26 | 48.26 | 8 | 0
2030 | NonRTO_Midwest_2_MISO_IN | NonRTO_Midwest | MISO_IN | Internal | Winter | B19 | 700 | 4450 | 0 | 44.42 | 45.45 | 8 | 0
2030 | NonRTO_Midwest_2_MISO_IN | NonRTO_Midwest | MISO_IN | Internal | Winter | B20 | 935 | 4450 | 0 | 37.86 | 37.46 | 8 | 0
2030 | NonRTO_Midwest_2_TVA_Transmission | NonRTO_Midwest | TVA_Transmission | Internal | Shoulder | B11 | 25 | 2400 | 0 | 65.88 | 53.74 | 8 | 0
2030 | NonRTO_Midwest_2_TVA_Transmission | NonRTO_Midwest | TVA_Transmission | Internal | Shoulder | B12 | 200 | 2400 | 0 | 59.79 | 50.79 | 8 | 0
2030 | NonRTO_Midwest_2_TVA_Transmission | NonRTO_Midwest | TVA_Transmission | Internal | Shoulder | B13 | 600 | 2400 | 0 | 52.93 | 46.08 | 8 | 0
2030 | NonRTO_Midwest_2_TVA_Transmission | NonRTO_Midwest | TVA_Transmission | Internal | Shoulder | B14 | 900 | 2400 | 0 | 44.42 | 43.85 | 8 | 0
2030 | NonRTO_Midwest_2_TVA_Transmission | NonRTO_Midwest | TVA_Transmission | Internal | Shoulder | B15 | 1203 | 2400 | 0 | 37.97 | 39.65 | 8 | 0
2030 | NonRTO_Midwest_2_TVA_Transmission | NonRTO_Midwest | TVA_Transmission | Internal | Summer | B1 | 10 | 2400 | 0 | 76.13 | 80.36 | 8 | 0
2030 | NonRTO_Midwest_2_TVA_Transmission | NonRTO_Midwest | TVA_Transmission | Internal | Summer | B2 | 25 | 2400 | 0 | 76.13 | 75.28 | 8 | 0
2030 | NonRTO_Midwest_2_TVA_Transmission | NonRTO_Midwest | TVA_Transmission | Internal | Summer | B3 | 75 | 2400 | 0 | 76.13 | 75.28 | 8 | 0
2030 | NonRTO_Midwest_2_TVA_Transmission | NonRTO_Midwest | TVA_Transmission | Internal | Summer | B4 | 100 | 2400 | 0 | 76.13 | 67.13 | 8 | 0
2030 | NonRTO_Midwest_2_TVA_Transmission | NonRTO_Midwest | TVA_Transmission | Internal | Summer | B5 | 200 | 2400 | 0 | 73.44 | 64.44 | 8 | 0
2030 | NonRTO_Midwest_2_TVA_Transmission | NonRTO_Midwest | TVA_Transmission | Internal | Summer | B6 | 300 | 2400 | 0 | 57.98 | 53.34 | 8 | 0
2030 | NonRTO_Midwest_2_TVA_Transmission | NonRTO_Midwest | TVA_Transmission | Internal | Summer | B7 | 400 | 2400 | 0 | 47.42 | 46.13 | 8 | 0
2030 | NonRTO_Midwest_2_TVA_Transmission | NonRTO_Midwest | TVA_Transmission | Internal | Summer | B8 | 500 | 2400 | 0 | 43.32 | 43.26 | 8 | 0
2030 | NonRTO_Midwest_2_TVA_Transmission | NonRTO_Midwest | TVA_Transmission | Internal | Summer | B9 | 800 | 2400 | 0 | 38.02 | 41.21 | 8 | 0
2030 | NonRTO_Midwest_2_TVA_Transmission | NonRTO_Midwest | TVA_Transmission | Internal | Summer | B10 | 1262 | 2400 | 0 | 35.8 | 38.45 | 8 | 0
2030 | NonRTO_Midwest_2_TVA_Transmission | NonRTO_Midwest | TVA_Transmission | Internal | Winter | B16 | 25 | 2400 | 0 | 64.79 | 54.61 | 8 | 0
2030 | NonRTO_Midwest_2_TVA_Transmission | NonRTO_Midwest | TVA_Transmission | Internal | Winter | B17 | 100 | 2400 | 0 | 60.34 | 52.29 | 8 | 0
2030 | NonRTO_Midwest_2_TVA_Transmission | NonRTO_Midwest | TVA_Transmission | Internal | Winter | B18 | 400 | 2400 | 0 | 56.26 | 48.5 | 8 | 0
2030 | NonRTO_Midwest_2_TVA_Transmission | NonRTO_Midwest | TVA_Transmission | Internal | Winter | B19 | 700 | 2400 | 0 | 44.42 | 43.75 | 8 | 0
2030 | NonRTO_Midwest_2_TVA_Transmission | NonRTO_Midwest | TVA_Transmission | Internal | Winter | B20 | 935 | 2400 | 0 | 37.86 | 39.75 | 8 | 0
2030 | NYISO_A-F_2_IESO | NYISO_A-F | IESO | Internal | Shoulder | B11 | 25 | 1600 | 0 | 50.32 | 43.32 | 7 | 0
2030 | NYISO_A-F_2_IESO | NYISO_A-F | IESO | Internal | Shoulder | B12 | 200 | 1600 | 0 | 50.32 | 43.32 | 7 | 0
2030 | NYISO_A-F_2_IESO | NYISO_A-F | IESO | Internal | Shoulder | B13 | 600 | 1600 | 0 | 43.34 | 36.34 | 7 | 0
2030 | NYISO_A-F_2_IESO | NYISO_A-F | IESO | Internal | Shoulder | B14 | 900 | 1600 | 0 | 43.25 | 36.25 | 7 | 0
2030 | NYISO_A-F_2_IESO | NYISO_A-F | IESO | Internal | Shoulder | B15 | 1203 | 1600 | 0 | 43.25 | 36.25 | 7 | 0
2030 | NYISO_A-F_2_IESO | NYISO_A-F | IESO | Internal | Summer | B1 | 10 | 1600 | 0 | 63.47 | 65.23 | 7 | 0
2030 | NYISO_A-F_2_IESO | NYISO_A-F | IESO | Internal | Summer | B2 | 25 | 1600 | 0 | 64.55 | 65.23 | 7 | 0
2030 | NYISO_A-F_2_IESO | NYISO_A-F | IESO | Internal | Summer | B3 | 75 | 1600 | 0 | 61.25 | 54.25 | 7 | 0
2030 | NYISO_A-F_2_IESO | NYISO_A-F | IESO | Internal | Summer | B4 | 100 | 1600 | 0 | 54.57 | 46.12 | 7 | 0
2030 | NYISO_A-F_2_IESO | NYISO_A-F | IESO | Internal | Summer | B5 | 200 | 1600 | 0 | 52.59 | 46.12 | 7 | 0
2030 | NYISO_A-F_2_IESO | NYISO_A-F | IESO | Internal | Summer | B6 | 300 | 1600 | 0 | 49.97 | 42.97 | 7 | 0
2030 | NYISO_A-F_2_IESO | NYISO_A-F | IESO | Internal | Summer | B7 | 400 | 1600 | 0 | 46.07 | 38.47 | 7 | 0
2030 | NYISO_A-F_2_IESO | NYISO_A-F | IESO | Internal | Summer | B8 | 500 | 1600 | 0 | 42.02 | 35.02 | 7 | 0
2030 | NYISO_A-F_2_IESO | NYISO_A-F | IESO | Internal | Summer | B9 | 800 | 1600 | 0 | 40.56 | 33.56 | 7 | 0
2030 | NYISO_A-F_2_IESO | NYISO_A-F | IESO | Internal | Summer | B10 | 1262 | 1600 | 0 | 40.56 | 33.56 | 7 | 0
2030 | NYISO_A-F_2_IESO | NYISO_A-F | IESO | Internal | Winter | B16 | 25 | 1600 | 0 | 54.62 | 47.62 | 7 | 0
2030 | NYISO_A-F_2_IESO | NYISO_A-F | IESO | Internal | Winter | B17 | 100 | 1600 | 0 | 52.33 | 45.33 | 7 | 0
2030 | NYISO_A-F_2_IESO | NYISO_A-F | IESO | Internal | Winter | B18 | 400 | 1600 | 0 | 49.47 | 42.47 | 7 | 0
2030 | NYISO_A-F_2_IESO | NYISO_A-F | IESO | Internal | Winter | B19 | 700 | 1600 | 0 | 49.47 | 42.47 | 7 | 0
2030 | NYISO_A-F_2_IESO | NYISO_A-F | IESO | Internal | Winter | B20 | 935 | 1600 | 0 | 49.47 | 42.47 | 7 | 0
2030 | NYISO_A-F_2_NEISO | NYISO_A-F | NEISO | Internal | Shoulder | B11 | 25 | 600 | 0 | 50.32 | 40.21 | 3 | 0
2030 | NYISO_A-F_2_NEISO | NYISO_A-F | NEISO | Internal | Shoulder | B12 | 200 | 600 | 0 | 50.32 | 40.21 | 3 | 0
2030 | NYISO_A-F_2_NEISO | NYISO_A-F | NEISO | Internal | Shoulder | B13 | 600 | 600 | 0 | 43.34 | 40.21 | 3 | 0
2030 | NYISO_A-F_2_NEISO | NYISO_A-F | NEISO | Internal | Shoulder | B14 | 900 | 600 | 0 | 43.25 | 40.21 | 3 | 0
2030 | NYISO_A-F_2_NEISO | NYISO_A-F | NEISO | Internal | Shoulder | B15 | 1203 | 600 | 0 | 43.25 | 40.21 | 3 | 0
2030 | NYISO_A-F_2_NEISO | NYISO_A-F | NEISO | Internal | Summer | B1 | 10 | 600 | 0 | 63.47 | 61.31 | 3 | 0
2030 | NYISO_A-F_2_NEISO | NYISO_A-F | NEISO | Internal | Summer | B2 | 25 | 600 | 0 | 64.55 | 61.57 | 3 | 0
2030 | NYISO_A-F_2_NEISO | NYISO_A-F | NEISO | Internal | Summer | B3 | 75 | 600 | 0 | 61.25 | 51.42 | 3 | 0
2030 | NYISO_A-F_2_NEISO | NYISO_A-F | NEISO | Internal | Summer | B4 | 100 | 600 | 0 | 54.57 | 40.77 | 3 | 0
2030 | NYISO_A-F_2_NEISO | NYISO_A-F | NEISO | Internal | Summer | B5 | 200 | 600 | 0 | 52.59 | 36.79 | 3 | 0
2030 | NYISO_A-F_2_NEISO | NYISO_A-F | NEISO | Internal | Summer | B6 | 300 | 600 | 0 | 49.97 | 36.79 | 3 | 0
2030 | NYISO_A-F_2_NEISO | NYISO_A-F | NEISO | Internal | Summer | B7 | 400 | 600 | 0 | 46.07 | 36.79 | 3 | 0
2030 | NYISO_A-F_2_NEISO | NYISO_A-F | NEISO | Internal | Summer | B8 | 500 | 600 | 0 | 42.02 | 36.79 | 3 | 0
2030 | NYISO_A-F_2_NEISO | NYISO_A-F | NEISO | Internal | Summer | B9 | 800 | 600 | 0 | 40.56 | 36.79 | 3 | 0
2030 | NYISO_A-F_2_NEISO | NYISO_A-F | NEISO | Internal | Summer | B10 | 1262 | 600 | 0 | 40.56 | 36.79 | 3 | 0
2030 | NYISO_A-F_2_NEISO | NYISO_A-F | NEISO | Internal | Winter | B16 | 25 | 600 | 0 | 54.62 | 50.77 | 3 | 0
2030 | NYISO_A-F_2_NEISO | NYISO_A-F | NEISO | Internal | Winter | B17 | 100 | 600 | 0 | 52.33 | 50.77 | 3 | 0
2030 | NYISO_A-F_2_NEISO | NYISO_A-F | NEISO | Internal | Winter | B18 | 400 | 600 | 0 | 49.47 | 50.77 | 3 | 0
2030 | NYISO_A-F_2_NEISO | NYISO_A-F | NEISO | Internal | Winter | B19 | 700 | 600 | 0 | 49.47 | 50.77 | 3 | 0
2030 | NYISO_A-F_2_NEISO | NYISO_A-F | NEISO | Internal | Winter | B20 | 935 | 600 | 0 | 49.47 | 50.77 | 3 | 0
2030 | NYISO_A-F_2_NYISO_G-I | NYISO_A-F | NYISO_G-I | Internal | Shoulder | B11 | 25 | 4757 | 4757 | 50.32 | 53.71 | 0.01 | 3.39
2030 | NYISO_A-F_2_NYISO_G-I | NYISO_A-F | NYISO_G-I | Internal | Shoulder | B12 | 200 | 4757 | 4429.13 | 50.32 | 50.33 | 0.01 | 0
2030 | NYISO_A-F_2_NYISO_G-I | NYISO_A-F | NYISO_G-I | Internal | Shoulder | B13 | 600 | 4757 | 4757 | 43.34 | 43.36 | 0.01 | 0.01
2030 | NYISO_A-F_2_NYISO_G-I | NYISO_A-F | NYISO_G-I | Internal | Shoulder | B14 | 900 | 4757 | 3879.04 | 43.25 | 43.26 | 0.01 | 0
2030 | NYISO_A-F_2_NYISO_G-I | NYISO_A-F | NYISO_G-I | Internal | Shoulder | B15 | 1203 | 4757 | 1554.12 | 43.25 | 43.26 | 0.01 | 0
2030 | NYISO_A-F_2_NYISO_G-I | NYISO_A-F | NYISO_G-I | Internal | Summer | B1 | 10 | 4757 | 4444.2 | 63.47 | 63.48 | 0.01 | 0
2030 | NYISO_A-F_2_NYISO_G-I | NYISO_A-F | NYISO_G-I | Internal | Summer | B2 | 25 | 4757 | 3742.45 | 64.55 | 64.56 | 0.01 | 0
2030 | NYISO_A-F_2_NYISO_G-I | NYISO_A-F | NYISO_G-I | Internal | Summer | B3 | 75 | 4757 | 4456.61 | 61.25 | 61.26 | 0.01 | 0
2030 | NYISO_A-F_2_NYISO_G-I | NYISO_A-F | NYISO_G-I | Internal | Summer | B4 | 100 | 4757 | 4153.18 | 54.57 | 54.58 | 0.01 | 0
2030 | NYISO_A-F_2_NYISO_G-I | NYISO_A-F | NYISO_G-I | Internal | Summer | B5 | 200 | 4757 | 3786.83 | 52.59 | 52.6 | 0.01 | 0
2030 | NYISO_A-F_2_NYISO_G-I | NYISO_A-F | NYISO_G-I | Internal | Summer | B6 | 300 | 4757 | 4757 | 49.97 | 52.6 | 0.01 | 2.62
2030 | NYISO_A-F_2_NYISO_G-I | NYISO_A-F | NYISO_G-I | Internal | Summer | B7 | 400 | 4757 | 4757 | 46.07 | 47.99 | 0.01 | 1.91
2030 | NYISO_A-F_2_NYISO_G-I | NYISO_A-F | NYISO_G-I | Internal | Summer | B8 | 500 | 4757 | 4220.15 | 42.02 | 42.03 | 0.01 | 0
2030 | NYISO_A-F_2_NYISO_G-I | NYISO_A-F | NYISO_G-I | Internal | Summer | B9 | 800 | 4757 | 3130.32 | 40.56 | 40.57 | 0.01 | 0
2030 | NYISO_A-F_2_NYISO_G-I | NYISO_A-F | NYISO_G-I | Internal | Summer | B10 | 1262 | 4757 | 398.16 | 40.56 | 40.57 | 0.01 | 0
2030 | NYISO_A-F_2_NYISO_G-I | NYISO_A-F | NYISO_G-I | Internal | Winter | B16 | 25 | 4757 | 4757 | 54.62 | 56.53 | 0.01 | 1.9
2030 | NYISO_A-F_2_NYISO_G-I | NYISO_A-F | NYISO_G-I | Internal | Winter | B17 | 100 | 4757 | 4757 | 52.33 | 54.01 | 0.01 | 1.67
2030 | NYISO_A-F_2_NYISO_G-I | NYISO_A-F | NYISO_G-I | Internal | Winter | B18 | 400 | 4757 | 4757 | 49.47 | 53.77 | 0.01 | 4.28
2030 | NYISO_A-F_2_NYISO_G-I | NYISO_A-F | NYISO_G-I | Internal | Winter | B19 | 700 | 4757 | 4757 | 49.47 | 53.76 | 0.01 | 4.27
2030 | NYISO_A-F_2_NYISO_G-I | NYISO_A-F | NYISO_G-I | Internal | Winter | B20 | 935 | 4757 | 4757 | 49.47 | 50.3 | 0.01 | 0.82
2030 | NYISO_A-F_2_PJM_ROM | NYISO_A-F | PJM_ROM | Internal | Shoulder | B11 | 25 | 1000 | 0 | 50.32 | 47.73 | 8 | 0
2030 | NYISO_A-F_2_PJM_ROM | NYISO_A-F | PJM_ROM | Internal | Shoulder | B12 | 200 | 1000 | 0 | 50.32 | 44.81 | 8 | 0
2030 | NYISO_A-F_2_PJM_ROM | NYISO_A-F | PJM_ROM | Internal | Shoulder | B13 | 600 | 1000 | 0 | 43.34 | 42.94 | 8 | 0
2030 | NYISO_A-F_2_PJM_ROM | NYISO_A-F | PJM_ROM | Internal | Shoulder | B14 | 900 | 1000 | 0 | 43.25 | 41.26 | 8 | 0
2030 | NYISO_A-F_2_PJM_ROM | NYISO_A-F | PJM_ROM | Internal | Shoulder | B15 | 1203 | 1000 | 0 | 43.25 | 37.25 | 8 | 0
2030 | NYISO_A-F_2_PJM_ROM | NYISO_A-F | PJM_ROM | Internal | Summer | B1 | 10 | 1000 | 0 | 63.47 | 69.29 | 8 | 0
2030 | NYISO_A-F_2_PJM_ROM | NYISO_A-F | PJM_ROM | Internal | Summer | B2 | 25 | 1000 | 0 | 64.55 | 69.29 | 8 | 0
2030 | NYISO_A-F_2_PJM_ROM | NYISO_A-F | PJM_ROM | Internal | Summer | B3 | 75 | 1000 | 1000 | 61.25 | 69.27 | 8 | 0.02
2030 | NYISO_A-F_2_PJM_ROM | NYISO_A-F | PJM_ROM | Internal | Summer | B4 | 100 | 1000 | 1000 | 54.57 | 62.59 | 8 | 0.02
2030 | NYISO_A-F_2_PJM_ROM | NYISO_A-F | PJM_ROM | Internal | Summer | B5 | 200 | 1000 | 0 | 52.59 | 58.42 | 8 | 0
2030 | NYISO_A-F_2_PJM_ROM | NYISO_A-F | PJM_ROM | Internal | Summer | B6 | 300 | 1000 | 0 | 49.97 | 47.93 | 8 | 0
2030 | NYISO_A-F_2_PJM_ROM | NYISO_A-F | PJM_ROM | Internal | Summer | B7 | 400 | 1000 | 0 | 46.07 | 42.02 | 8 | 0
2030 | NYISO_A-F_2_PJM_ROM | NYISO_A-F | PJM_ROM | Internal | Summer | B8 | 500 | 1000 | 0 | 42.02 | 40.89 | 8 | 0
2030 | NYISO_A-F_2_PJM_ROM | NYISO_A-F | PJM_ROM | Internal | Summer | B9 | 800 | 1000 | 0 | 40.56 | 37.89 | 8 | 0
2030 | NYISO_A-F_2_PJM_ROM | NYISO_A-F | PJM_ROM | Internal | Summer | B10 | 1262 | 1000 | 0 | 40.56 | 34.56 | 8 | 0
2030 | NYISO_A-F_2_PJM_ROM | NYISO_A-F | PJM_ROM | Internal | Winter | B16 | 25 | 1000 | 0 | 54.62 | 48.62 | 8 | 0
2030 | NYISO_A-F_2_PJM_ROM | NYISO_A-F | PJM_ROM | Internal | Winter | B17 | 100 | 1000 | 0 | 52.33 | 48 | 8 | 0
2030 | NYISO_A-F_2_PJM_ROM | NYISO_A-F | PJM_ROM | Internal | Winter | B18 | 400 | 1000 | 0 | 49.47 | 46.27 | 8 | 0
2030 | NYISO_A-F_2_PJM_ROM | NYISO_A-F | PJM_ROM | Internal | Winter | B19 | 700 | 1000 | 0 | 49.47 | 43.47 | 8 | 0
2030 | NYISO_A-F_2_PJM_ROM | NYISO_A-F | PJM_ROM | Internal | Winter | B20 | 935 | 1000 | 0 | 49.47 | 34.22 | 8 | 0
2030 | NYISO_G-I_2_NEISO | NYISO_G-I | NEISO | Internal | Shoulder | B11 | 25 | 600 | 0 | 53.71 | 40.21 | 3 | 0
2030 | NYISO_G-I_2_NEISO | NYISO_G-I | NEISO | Internal | Shoulder | B12 | 200 | 600 | 0 | 50.33 | 40.21 | 3 | 0
2030 | NYISO_G-I_2_NEISO | NYISO_G-I | NEISO | Internal | Shoulder | B13 | 600 | 600 | 0 | 43.36 | 40.21 | 3 | 0
2030 | NYISO_G-I_2_NEISO | NYISO_G-I | NEISO | Internal | Shoulder | B14 | 900 | 600 | 0 | 43.26 | 40.21 | 3 | 0
2030 | NYISO_G-I_2_NEISO | NYISO_G-I | NEISO | Internal | Shoulder | B15 | 1203 | 600 | 0 | 43.26 | 40.21 | 3 | 0
2030 | NYISO_G-I_2_NEISO | NYISO_G-I | NEISO | Internal | Summer | B1 | 10 | 600 | 0 | 63.48 | 61.31 | 3 | 0
2030 | NYISO_G-I_2_NEISO | NYISO_G-I | NEISO | Internal | Summer | B2 | 25 | 600 | 0 | 64.56 | 61.57 | 3 | 0
2030 | NYISO_G-I_2_NEISO | NYISO_G-I | NEISO | Internal | Summer | B3 | 75 | 600 | 0 | 61.26 | 51.42 | 3 | 0
2030 | NYISO_G-I_2_NEISO | NYISO_G-I | NEISO | Internal | Summer | B4 | 100 | 600 | 0 | 54.58 | 40.77 | 3 | 0
2030 | NYISO_G-I_2_NEISO | NYISO_G-I | NEISO | Internal | Summer | B5 | 200 | 600 | 0 | 52.6 | 36.79 | 3 | 0
2030 | NYISO_G-I_2_NEISO | NYISO_G-I | NEISO | Internal | Summer | B6 | 300 | 600 | 0 | 52.6 | 36.79 | 3 | 0
2030 | NYISO_G-I_2_NEISO | NYISO_G-I | NEISO | Internal | Summer | B7 | 400 | 600 | 0 | 47.99 | 36.79 | 3 | 0
2030 | NYISO_G-I_2_NEISO | NYISO_G-I | NEISO | Internal | Summer | B8 | 500 | 600 | 0 | 42.03 | 36.79 | 3 | 0
2030 | NYISO_G-I_2_NEISO | NYISO_G-I | NEISO | Internal | Summer | B9 | 800 | 600 | 0 | 40.57 | 36.79 | 3 | 0
2030 | NYISO_G-I_2_NEISO | NYISO_G-I | NEISO | Internal | Summer | B10 | 1262 | 600 | 0 | 40.57 | 36.79 | 3 | 0
2030 | NYISO_G-I_2_NEISO | NYISO_G-I | NEISO | Internal | Winter | B16 | 25 | 600 | 0 | 56.53 | 50.77 | 3 | 0
2030 | NYISO_G-I_2_NEISO | NYISO_G-I | NEISO | Internal | Winter | B17 | 100 | 600 | 0 | 54.01 | 50.77 | 3 | 0
2030 | NYISO_G-I_2_NEISO | NYISO_G-I | NEISO | Internal | Winter | B18 | 400 | 600 | 0 | 53.77 | 50.77 | 3 | 0
2030 | NYISO_G-I_2_NEISO | NYISO_G-I | NEISO | Internal | Winter | B19 | 700 | 600 | 0 | 53.76 | 50.77 | 3 | 0
2030 | NYISO_G-I_2_NEISO | NYISO_G-I | NEISO | Internal | Winter | B20 | 935 | 600 | 0 | 50.3 | 50.77 | 3 | 0
2030 | NYISO_G-I_2_NYISO_A-F | NYISO_G-I | NYISO_A-F | Internal | Shoulder | B11 | 25 | 2506 | 0 | 53.71 | 50.32 | 0.01 | 0
2030 | NYISO_G-I_2_NYISO_A-F | NYISO_G-I | NYISO_A-F | Internal | Shoulder | B12 | 200 | 2506 | 0 | 50.33 | 50.32 | 0.01 | 0
2030 | NYISO_G-I_2_NYISO_A-F | NYISO_G-I | NYISO_A-F | Internal | Shoulder | B13 | 600 | 2506 | 0 | 43.36 | 43.34 | 0.01 | 0
2030 | NYISO_G-I_2_NYISO_A-F | NYISO_G-I | NYISO_A-F | Internal | Shoulder | B14 | 900 | 2506 | 0 | 43.26 | 43.25 | 0.01 | 0
2030 | NYISO_G-I_2_NYISO_A-F | NYISO_G-I | NYISO_A-F | Internal | Shoulder | B15 | 1203 | 2506 | 0 | 43.26 | 43.25 | 0.01 | 0
2030 | NYISO_G-I_2_NYISO_A-F | NYISO_G-I | NYISO_A-F | Internal | Summer | B1 | 10 | 2506 | 0 | 63.48 | 63.47 | 0.01 | 0
2030 | NYISO_G-I_2_NYISO_A-F | NYISO_G-I | NYISO_A-F | Internal | Summer | B2 | 25 | 2506 | 0 | 64.56 | 64.55 | 0.01 | 0
2030 | NYISO_G-I_2_NYISO_A-F | NYISO_G-I | NYISO_A-F | Internal | Summer | B3 | 75 | 2506 | 0 | 61.26 | 61.25 | 0.01 | 0
2030 | NYISO_G-I_2_NYISO_A-F | NYISO_G-I | NYISO_A-F | Internal | Summer | B4 | 100 | 2506 | 0 | 54.58 | 54.57 | 0.01 | 0
2030 | NYISO_G-I_2_NYISO_A-F | NYISO_G-I | NYISO_A-F | Internal | Summer | B5 | 200 | 2506 | 0 | 52.6 | 52.59 | 0.01 | 0
2030 | NYISO_G-I_2_NYISO_A-F | NYISO_G-I | NYISO_A-F | Internal | Summer | B6 | 300 | 2506 | 0 | 52.6 | 49.97 | 0.01 | 0
2030 | NYISO_G-I_2_NYISO_A-F | NYISO_G-I | NYISO_A-F | Internal | Summer | B7 | 400 | 2506 | 0 | 47.99 | 46.07 | 0.01 | 0
2030 | NYISO_G-I_2_NYISO_A-F | NYISO_G-I | NYISO_A-F | Internal | Summer | B8 | 500 | 2506 | 0 | 42.03 | 42.02 | 0.01 | 0
2030 | NYISO_G-I_2_NYISO_A-F | NYISO_G-I | NYISO_A-F | Internal | Summer | B9 | 800 | 2506 | 0 | 40.57 | 40.56 | 0.01 | 0
2030 | NYISO_G-I_2_NYISO_A-F | NYISO_G-I | NYISO_A-F | Internal | Summer | B10 | 1262 | 2506 | 0 | 40.57 | 40.56 | 0.01 | 0
2030 | NYISO_G-I_2_NYISO_A-F | NYISO_G-I | NYISO_A-F | Internal | Winter | B16 | 25 | 2506 | 0 | 56.53 | 54.62 | 0.01 | 0
2030 | NYISO_G-I_2_NYISO_A-F | NYISO_G-I | NYISO_A-F | Internal | Winter | B17 | 100 | 2506 | 0 | 54.01 | 52.33 | 0.01 | 0
2030 | NYISO_G-I_2_NYISO_A-F | NYISO_G-I | NYISO_A-F | Internal | Winter | B18 | 400 | 2506 | 0 | 53.77 | 49.47 | 0.01 | 0
2030 | NYISO_G-I_2_NYISO_A-F | NYISO_G-I | NYISO_A-F | Internal | Winter | B19 | 700 | 2506 | 0 | 53.76 | 49.47 | 0.01 | 0
2030 | NYISO_G-I_2_NYISO_A-F | NYISO_G-I | NYISO_A-F | Internal | Winter | B20 | 935 | 2506 | 0 | 50.3 | 49.47 | 0.01 | 0
2030 | NYISO_G-I_2_NYISO_J-K | NYISO_G-I | NYISO_J-K | Internal | Shoulder | B11 | 25 | 6188 | 5463.05 | 53.71 | 53.73 | 0.01 | 0
2030 | NYISO_G-I_2_NYISO_J-K | NYISO_G-I | NYISO_J-K | Internal | Shoulder | B12 | 200 | 6188 | 4906.45 | 50.33 | 50.34 | 0.01 | 0
2030 | NYISO_G-I_2_NYISO_J-K | NYISO_G-I | NYISO_J-K | Internal | Shoulder | B13 | 600 | 6188 | 5426.64 | 43.36 | 43.37 | 0.01 | 0
2030 | NYISO_G-I_2_NYISO_J-K | NYISO_G-I | NYISO_J-K | Internal | Shoulder | B14 | 900 | 6188 | 4745.71 | 43.26 | 43.27 | 0.01 | 0
2030 | NYISO_G-I_2_NYISO_J-K | NYISO_G-I | NYISO_J-K | Internal | Shoulder | B15 | 1203 | 6188 | 2979.67 | 43.26 | 43.27 | 0.01 | 0
2030 | NYISO_G-I_2_NYISO_J-K | NYISO_G-I | NYISO_J-K | Internal | Summer | B1 | 10 | 6188 | 3471.48 | 63.48 | 63.49 | 0.01 | 0
2030 | NYISO_G-I_2_NYISO_J-K | NYISO_G-I | NYISO_J-K | Internal | Summer | B2 | 25 | 6188 | 2860.47 | 64.56 | 64.57 | 0.01 | 0
2030 | NYISO_G-I_2_NYISO_J-K | NYISO_G-I | NYISO_J-K | Internal | Summer | B3 | 75 | 6188 | 4049.4 | 61.26 | 61.27 | 0.01 | 0
2030 | NYISO_G-I_2_NYISO_J-K | NYISO_G-I | NYISO_J-K | Internal | Summer | B4 | 100 | 6188 | 4384.4 | 54.58 | 54.59 | 0.01 | 0
2030 | NYISO_G-I_2_NYISO_J-K | NYISO_G-I | NYISO_J-K | Internal | Summer | B5 | 200 | 6188 | 4380.58 | 52.6 | 52.61 | 0.01 | 0
2030 | NYISO_G-I_2_NYISO_J-K | NYISO_G-I | NYISO_J-K | Internal | Summer | B6 | 300 | 6188 | 5585.41 | 52.6 | 52.61 | 0.01 | 0
2030 | NYISO_G-I_2_NYISO_J-K | NYISO_G-I | NYISO_J-K | Internal | Summer | B7 | 400 | 6188 | 5784.88 | 47.99 | 48.01 | 0.01 | 0
2030 | NYISO_G-I_2_NYISO_J-K | NYISO_G-I | NYISO_J-K | Internal | Summer | B8 | 500 | 6188 | 5389.53 | 42.03 | 42.04 | 0.01 | 0
2030 | NYISO_G-I_2_NYISO_J-K | NYISO_G-I | NYISO_J-K | Internal | Summer | B9 | 800 | 6188 | 4506.06 | 40.57 | 40.58 | 0.01 | 0
2030 | NYISO_G-I_2_NYISO_J-K | NYISO_G-I | NYISO_J-K | Internal | Summer | B10 | 1262 | 6188 | 2452.58 | 40.57 | 40.58 | 0.01 | 0
2030 | NYISO_G-I_2_NYISO_J-K | NYISO_G-I | NYISO_J-K | Internal | Winter | B16 | 25 | 6188 | 6184.14 | 56.53 | 56.54 | 0.01 | 0
2030 | NYISO_G-I_2_NYISO_J-K | NYISO_G-I | NYISO_J-K | Internal | Winter | B17 | 100 | 6188 | 6188 | 54.01 | 56.54 | 0.01 | 2.52
2030 | NYISO_G-I_2_NYISO_J-K | NYISO_G-I | NYISO_J-K | Internal | Winter | B18 | 400 | 6188 | 6188 | 53.77 | 56.54 | 0.01 | 2.76
2030 | NYISO_G-I_2_NYISO_J-K | NYISO_G-I | NYISO_J-K | Internal | Winter | B19 | 700 | 6188 | 6059.58 | 53.76 | 53.77 | 0.01 | 0
2030 | NYISO_G-I_2_NYISO_J-K | NYISO_G-I | NYISO_J-K | Internal | Winter | B20 | 935 | 6188 | 6188 | 50.3 | 53.14 | 0.01 | 2.83
2030 | NYISO_G-I_2_PJM_E | NYISO_G-I | PJM_E | Internal | Shoulder | B11 | 25 | 1500 | 0 | 53.71 | 47.71 | 8 | 0
2030 | NYISO_G-I_2_PJM_E | NYISO_G-I | PJM_E | Internal | Shoulder | B12 | 200 | 1500 | 0 | 50.33 | 44.79 | 8 | 0
2030 | NYISO_G-I_2_PJM_E | NYISO_G-I | PJM_E | Internal | Shoulder | B13 | 600 | 1500 | 0 | 43.36 | 42.95 | 8 | 0
2030 | NYISO_G-I_2_PJM_E | NYISO_G-I | PJM_E | Internal | Shoulder | B14 | 900 | 1500 | 0 | 43.26 | 41.25 | 8 | 0
2030 | NYISO_G-I_2_PJM_E | NYISO_G-I | PJM_E | Internal | Shoulder | B15 | 1203 | 1500 | 0 | 43.26 | 37.26 | 8 | 0
2030 | NYISO_G-I_2_PJM_E | NYISO_G-I | PJM_E | Internal | Summer | B1 | 10 | 1500 | 0 | 63.48 | 69.28 | 8 | 0
2030 | NYISO_G-I_2_PJM_E | NYISO_G-I | PJM_E | Internal | Summer | B2 | 25 | 1500 | 0 | 64.56 | 69.28 | 8 | 0
2030 | NYISO_G-I_2_PJM_E | NYISO_G-I | PJM_E | Internal | Summer | B3 | 75 | 1500 | 594.33 | 61.26 | 69.26 | 8 | 0
2030 | NYISO_G-I_2_PJM_E | NYISO_G-I | PJM_E | Internal | Summer | B4 | 100 | 1500 | 228.8 | 54.58 | 62.58 | 8 | 0
2030 | NYISO_G-I_2_PJM_E | NYISO_G-I | PJM_E | Internal | Summer | B5 | 200 | 1500 | 0 | 52.6 | 58.41 | 8 | 0
2030 | NYISO_G-I_2_PJM_E | NYISO_G-I | PJM_E | Internal | Summer | B6 | 300 | 1500 | 0 | 52.6 | 47.92 | 8 | 0
2030 | NYISO_G-I_2_PJM_E | NYISO_G-I | PJM_E | Internal | Summer | B7 | 400 | 1500 | 0 | 47.99 | 42.01 | 8 | 0
2030 | NYISO_G-I_2_PJM_E | NYISO_G-I | PJM_E | Internal | Summer | B8 | 500 | 1500 | 0 | 42.03 | 40.91 | 8 | 0
2030 | NYISO_G-I_2_PJM_E | NYISO_G-I | PJM_E | Internal | Summer | B9 | 800 | 1500 | 0 | 40.57 | 37.9 | 8 | 0
2030 | NYISO_G-I_2_PJM_E | NYISO_G-I | PJM_E | Internal | Summer | B10 | 1262 | 1500 | 0 | 40.57 | 34.57 | 8 | 0
2030 | NYISO_G-I_2_PJM_E | NYISO_G-I | PJM_E | Internal | Winter | B16 | 25 | 1500 | 0 | 56.53 | 48.63 | 8 | 0
2030 | NYISO_G-I_2_PJM_E | NYISO_G-I | PJM_E | Internal | Winter | B17 | 100 | 1500 | 0 | 54.01 | 48.01 | 8 | 0
2030 | NYISO_G-I_2_PJM_E | NYISO_G-I | PJM_E | Internal | Winter | B18 | 400 | 1500 | 0 | 53.77 | 46.28 | 8 | 0
2030 | NYISO_G-I_2_PJM_E | NYISO_G-I | PJM_E | Internal | Winter | B19 | 700 | 1500 | 0 | 53.76 | 43.48 | 8 | 0
2030 | NYISO_G-I_2_PJM_E | NYISO_G-I | PJM_E | Internal | Winter | B20 | 935 | 1500 | 0 | 50.3 | 34.23 | 8 | 0
2030 | NYISO_J-K_2_PJM_E | NYISO_J-K | PJM_E | Internal | Shoulder | B11 | 25 | 330 | 0 | 53.73 | 47.71 | 8 | 0
2030 | NYISO_J-K_2_PJM_E | NYISO_J-K | PJM_E | Internal | Shoulder | B12 | 200 | 330 | 0 | 50.34 | 44.79 | 8 | 0
2030 | NYISO_J-K_2_PJM_E | NYISO_J-K | PJM_E | Internal | Shoulder | B13 | 600 | 330 | 0 | 43.37 | 42.95 | 8 | 0
2030 | NYISO_J-K_2_PJM_E | NYISO_J-K | PJM_E | Internal | Shoulder | B14 | 900 | 330 | 0 | 43.27 | 41.25 | 8 | 0
2030 | NYISO_J-K_2_PJM_E | NYISO_J-K | PJM_E | Internal | Shoulder | B15 | 1203 | 330 | 0 | 43.27 | 37.26 | 8 | 0
2030 | NYISO_J-K_2_PJM_E | NYISO_J-K | PJM_E | Internal | Summer | B1 | 10 | 330 | 0 | 63.49 | 69.28 | 8 | 0
2030 | NYISO_J-K_2_PJM_E | NYISO_J-K | PJM_E | Internal | Summer | B2 | 25 | 330 | 0 | 64.57 | 69.28 | 8 | 0
2030 | NYISO_J-K_2_PJM_E | NYISO_J-K | PJM_E | Internal | Summer | B3 | 75 | 330 | 0 | 61.27 | 69.26 | 8 | 0
2030 | NYISO_J-K_2_PJM_E | NYISO_J-K | PJM_E | Internal | Summer | B4 | 100 | 330 | 0 | 54.59 | 62.58 | 8 | 0
2030 | NYISO_J-K_2_PJM_E | NYISO_J-K | PJM_E | Internal | Summer | B5 | 200 | 330 | 0 | 52.61 | 58.41 | 8 | 0
2030 | NYISO_J-K_2_PJM_E | NYISO_J-K | PJM_E | Internal | Summer | B6 | 300 | 330 | 0 | 52.61 | 47.92 | 8 | 0
2030 | NYISO_J-K_2_PJM_E | NYISO_J-K | PJM_E | Internal | Summer | B7 | 400 | 330 | 0 | 48.01 | 42.01 | 8 | 0
2030 | NYISO_J-K_2_PJM_E | NYISO_J-K | PJM_E | Internal | Summer | B8 | 500 | 330 | 0 | 42.04 | 40.91 | 8 | 0
2030 | NYISO_J-K_2_PJM_E | NYISO_J-K | PJM_E | Internal | Summer | B9 | 800 | 330 | 0 | 40.58 | 37.9 | 8 | 0
2030 | NYISO_J-K_2_PJM_E | NYISO_J-K | PJM_E | Internal | Summer | B10 | 1262 | 330 | 0 | 40.58 | 34.57 | 8 | 0
2030 | NYISO_J-K_2_PJM_E | NYISO_J-K | PJM_E | Internal | Winter | B16 | 25 | 330 | 0 | 56.54 | 48.63 | 8 | 0
2030 | NYISO_J-K_2_PJM_E | NYISO_J-K | PJM_E | Internal | Winter | B17 | 100 | 330 | 0 | 56.54 | 48.01 | 8 | 0
2030 | NYISO_J-K_2_PJM_E | NYISO_J-K | PJM_E | Internal | Winter | B18 | 400 | 330 | 0 | 56.54 | 46.28 | 8 | 0
2030 | NYISO_J-K_2_PJM_E | NYISO_J-K | PJM_E | Internal | Winter | B19 | 700 | 330 | 0 | 53.77 | 43.48 | 8 | 0
2030 | NYISO_J-K_2_PJM_E | NYISO_J-K | PJM_E | Internal | Winter | B20 | 935 | 330 | 0 | 53.14 | 34.23 | 8 | 0
2030 | PJM_E_2_NYISO_G-I | PJM_E | NYISO_G-I | Internal | Shoulder | B11 | 25 | 500 | 321.83 | 47.71 | 53.71 | 6 | 0
2030 | PJM_E_2_NYISO_G-I | PJM_E | NYISO_G-I | Internal | Shoulder | B12 | 200 | 500 | 0 | 44.79 | 50.33 | 6 | 0
2030 | PJM_E_2_NYISO_G-I | PJM_E | NYISO_G-I | Internal | Shoulder | B13 | 600 | 500 | 0 | 42.95 | 43.36 | 6 | 0
2030 | PJM_E_2_NYISO_G-I | PJM_E | NYISO_G-I | Internal | Shoulder | B14 | 900 | 500 | 0 | 41.25 | 43.26 | 6 | 0
2030 | PJM_E_2_NYISO_G-I | PJM_E | NYISO_G-I | Internal | Shoulder | B15 | 1203 | 500 | 204.38 | 37.26 | 43.26 | 6 | 0
2030 | PJM_E_2_NYISO_G-I | PJM_E | NYISO_G-I | Internal | Summer | B1 | 10 | 500 | 0 | 69.28 | 63.48 | 6 | 0
2030 | PJM_E_2_NYISO_G-I | PJM_E | NYISO_G-I | Internal | Summer | B2 | 25 | 500 | 0 | 69.28 | 64.56 | 6 | 0
2030 | PJM_E_2_NYISO_G-I | PJM_E | NYISO_G-I | Internal | Summer | B3 | 75 | 500 | 0 | 69.26 | 61.26 | 6 | 0
2030 | PJM_E_2_NYISO_G-I | PJM_E | NYISO_G-I | Internal | Summer | B4 | 100 | 500 | 0 | 62.58 | 54.58 | 6 | 0
2030 | PJM_E_2_NYISO_G-I | PJM_E | NYISO_G-I | Internal | Summer | B5 | 200 | 500 | 0 | 58.41 | 52.6 | 6 | 0
2030 | PJM_E_2_NYISO_G-I | PJM_E | NYISO_G-I | Internal | Summer | B6 | 300 | 500 | 0 | 47.92 | 52.6 | 6 | 0
2030 | PJM_E_2_NYISO_G-I | PJM_E | NYISO_G-I | Internal | Summer | B7 | 400 | 500 | 0 | 42.01 | 47.99 | 6 | 0
2030 | PJM_E_2_NYISO_G-I | PJM_E | NYISO_G-I | Internal | Summer | B8 | 500 | 500 | 0 | 40.91 | 42.03 | 6 | 0
2030 | PJM_E_2_NYISO_G-I | PJM_E | NYISO_G-I | Internal | Summer | B9 | 800 | 500 | 0 | 37.9 | 40.57 | 6 | 0
2030 | PJM_E_2_NYISO_G-I | PJM_E | NYISO_G-I | Internal | Summer | B10 | 1262 | 500 | 257.34 | 34.57 | 40.57 | 6 | 0
2030 | PJM_E_2_NYISO_G-I | PJM_E | NYISO_G-I | Internal | Winter | B16 | 25 | 500 | 500 | 48.63 | 56.53 | 6 | 1.9
2030 | PJM_E_2_NYISO_G-I | PJM_E | NYISO_G-I | Internal | Winter | B17 | 100 | 500 | 368.5 | 48.01 | 54.01 | 6 | 0
2030 | PJM_E_2_NYISO_G-I | PJM_E | NYISO_G-I | Internal | Winter | B18 | 400 | 500 | 500 | 46.28 | 53.77 | 6 | 1.48
2030 | PJM_E_2_NYISO_G-I | PJM_E | NYISO_G-I | Internal | Winter | B19 | 700 | 500 | 500 | 43.48 | 53.76 | 6 | 4.27
2030 | PJM_E_2_NYISO_G-I | PJM_E | NYISO_G-I | Internal | Winter | B20 | 935 | 500 | 500 | 34.23 | 50.3 | 6 | 10.07
2030 | PJM_E_2_NYISO_J-K | PJM_E | NYISO_J-K | Internal | Shoulder | B11 | 25 | 330 | 330 | 47.71 | 53.73 | 6 | 0.01
2030 | PJM_E_2_NYISO_J-K | PJM_E | NYISO_J-K | Internal | Shoulder | B12 | 200 | 330 | 0 | 44.79 | 50.34 | 6 | 0
2030 | PJM_E_2_NYISO_J-K | PJM_E | NYISO_J-K | Internal | Shoulder | B13 | 600 | 330 | 0 | 42.95 | 43.37 | 6 | 0
2030 | PJM_E_2_NYISO_J-K | PJM_E | NYISO_J-K | Internal | Shoulder | B14 | 900 | 330 | 0 | 41.25 | 43.27 | 6 | 0
2030 | PJM_E_2_NYISO_J-K | PJM_E | NYISO_J-K | Internal | Shoulder | B15 | 1203 | 330 | 330 | 37.26 | 43.27 | 6 | 0.01
2030 | PJM_E_2_NYISO_J-K | PJM_E | NYISO_J-K | Internal | Summer | B1 | 10 | 330 | 0 | 69.28 | 63.49 | 6 | 0
2030 | PJM_E_2_NYISO_J-K | PJM_E | NYISO_J-K | Internal | Summer | B2 | 25 | 330 | 0 | 69.28 | 64.57 | 6 | 0
2030 | PJM_E_2_NYISO_J-K | PJM_E | NYISO_J-K | Internal | Summer | B3 | 75 | 330 | 0 | 69.26 | 61.27 | 6 | 0
2030 | PJM_E_2_NYISO_J-K | PJM_E | NYISO_J-K | Internal | Summer | B4 | 100 | 330 | 0 | 62.58 | 54.59 | 6 | 0
2030 | PJM_E_2_NYISO_J-K | PJM_E | NYISO_J-K | Internal | Summer | B5 | 200 | 330 | 0 | 58.41 | 52.61 | 6 | 0
2030 | PJM_E_2_NYISO_J-K | PJM_E | NYISO_J-K | Internal | Summer | B6 | 300 | 330 | 0 | 47.92 | 52.61 | 6 | 0
2030 | PJM_E_2_NYISO_J-K | PJM_E | NYISO_J-K | Internal | Summer | B7 | 400 | 330 | 317.01 | 42.01 | 48.01 | 6 | 0
2030 | PJM_E_2_NYISO_J-K | PJM_E | NYISO_J-K | Internal | Summer | B8 | 500 | 330 | 0 | 40.91 | 42.04 | 6 | 0
2030 | PJM_E_2_NYISO_J-K | PJM_E | NYISO_J-K | Internal | Summer | B9 | 800 | 330 | 0 | 37.9 | 40.58 | 6 | 0
2030 | PJM_E_2_NYISO_J-K | PJM_E | NYISO_J-K | Internal | Summer | B10 | 1262 | 330 | 330 | 34.57 | 40.58 | 6 | 0.01
2030 | PJM_E_2_NYISO_J-K | PJM_E | NYISO_J-K | Internal | Winter | B16 | 25 | 330 | 330 | 48.63 | 56.54 | 6 | 1.91
2030 | PJM_E_2_NYISO_J-K | PJM_E | NYISO_J-K | Internal | Winter | B17 | 100 | 330 | 330 | 48.01 | 56.54 | 6 | 2.53
2030 | PJM_E_2_NYISO_J-K | PJM_E | NYISO_J-K | Internal | Winter | B18 | 400 | 330 | 330 | 46.28 | 56.54 | 6 | 4.26
2030 | PJM_E_2_NYISO_J-K | PJM_E | NYISO_J-K | Internal | Winter | B19 | 700 | 330 | 330 | 43.48 | 53.77 | 6 | 4.28
2030 | PJM_E_2_NYISO_J-K | PJM_E | NYISO_J-K | Internal | Winter | B20 | 935 | 330 | 330 | 34.23 | 53.14 | 6 | 12.91
2030 | PJM_E_2_PJM_ROM | PJM_E | PJM_ROM | Internal | Shoulder | B11 | 25 | 8000 | 6243.78 | 47.71 | 47.73 | 0.01 | 0
2030 | PJM_E_2_PJM_ROM | PJM_E | PJM_ROM | Internal | Shoulder | B12 | 200 | 8000 | 2447.65 | 44.79 | 44.81 | 0.01 | 0
2030 | PJM_E_2_PJM_ROM | PJM_E | PJM_ROM | Internal | Shoulder | B13 | 600 | 8000 | 0 | 42.95 | 42.94 | 0.01 | 0
2030 | PJM_E_2_PJM_ROM | PJM_E | PJM_ROM | Internal | Shoulder | B14 | 900 | 8000 | 1073.92 | 41.25 | 41.26 | 0.01 | 0
2030 | PJM_E_2_PJM_ROM | PJM_E | PJM_ROM | Internal | Shoulder | B15 | 1203 | 8000 | 0 | 37.26 | 37.25 | 0.01 | 0
2030 | PJM_E_2_PJM_ROM | PJM_E | PJM_ROM | Internal | Summer | B1 | 10 | 8000 | 1296.02 | 69.28 | 69.29 | 0.01 | 0
2030 | PJM_E_2_PJM_ROM | PJM_E | PJM_ROM | Internal | Summer | B2 | 25 | 8000 | 1107.49 | 69.28 | 69.29 | 0.01 | 0
2030 | PJM_E_2_PJM_ROM | PJM_E | PJM_ROM | Internal | Summer | B3 | 75 | 8000 | 4298.34 | 69.26 | 69.27 | 0.01 | 0
2030 | PJM_E_2_PJM_ROM | PJM_E | PJM_ROM | Internal | Summer | B4 | 100 | 8000 | 3638.48 | 62.58 | 62.59 | 0.01 | 0
2030 | PJM_E_2_PJM_ROM | PJM_E | PJM_ROM | Internal | Summer | B5 | 200 | 8000 | 2192.31 | 58.41 | 58.42 | 0.01 | 0
2030 | PJM_E_2_PJM_ROM | PJM_E | PJM_ROM | Internal | Summer | B6 | 300 | 8000 | 2883.08 | 47.92 | 47.93 | 0.01 | 0
2030 | PJM_E_2_PJM_ROM | PJM_E | PJM_ROM | Internal | Summer | B7 | 400 | 8000 | 1388.45 | 42.01 | 42.02 | 0.01 | 0
2030 | PJM_E_2_PJM_ROM | PJM_E | PJM_ROM | Internal | Summer | B8 | 500 | 8000 | 0 | 40.91 | 40.89 | 0.01 | 0
2030 | PJM_E_2_PJM_ROM | PJM_E | PJM_ROM | Internal | Summer | B9 | 800 | 8000 | 0 | 37.9 | 37.89 | 0.01 | 0
2030 | PJM_E_2_PJM_ROM | PJM_E | PJM_ROM | Internal | Summer | B10 | 1262 | 8000 | 0 | 34.57 | 34.56 | 0.01 | 0
2030 | PJM_E_2_PJM_ROM | PJM_E | PJM_ROM | Internal | Winter | B16 | 25 | 8000 | 0 | 48.63 | 48.62 | 0.01 | 0
2030 | PJM_E_2_PJM_ROM | PJM_E | PJM_ROM | Internal | Winter | B17 | 100 | 8000 | 0 | 48.01 | 48 | 0.01 | 0
2030 | PJM_E_2_PJM_ROM | PJM_E | PJM_ROM | Internal | Winter | B18 | 400 | 8000 | 0 | 46.28 | 46.27 | 0.01 | 0
2030 | PJM_E_2_PJM_ROM | PJM_E | PJM_ROM | Internal | Winter | B19 | 700 | 8000 | 0 | 43.48 | 43.47 | 0.01 | 0
2030 | PJM_E_2_PJM_ROM | PJM_E | PJM_ROM | Internal | Winter | B20 | 935 | 8000 | 0 | 34.23 | 34.22 | 0.01 | 0
2030 | PJM_ROR_2_MISO_IN | PJM_ROR | MISO_IN | Internal | Shoulder | B11 | 25 | 909 | 909 | 47.74 | 57.88 | 2 | 8.14
2030 | PJM_ROR_2_MISO_IN | PJM_ROR | MISO_IN | Internal | Shoulder | B12 | 200 | 909 | 909 | 44.79 | 51.79 | 2 | 5
2030 | PJM_ROR_2_MISO_IN | PJM_ROR | MISO_IN | Internal | Shoulder | B13 | 600 | 909 | 209.14 | 42.93 | 44.93 | 2 | 0
2030 | PJM_ROR_2_MISO_IN | PJM_ROR | MISO_IN | Internal | Shoulder | B14 | 900 | 909 | 0 | 41.25 | 43.24 | 2 | 0
2030 | PJM_ROR_2_MISO_IN | PJM_ROR | MISO_IN | Internal | Shoulder | B15 | 1203 | 909 | 909 | 37.24 | 39.99 | 2 | 0.75
2030 | PJM_ROR_2_MISO_IN | PJM_ROR | MISO_IN | Internal | Summer | B1 | 10 | 909 | 909 | 69.28 | 72.37 | 2 | 1.09
2030 | PJM_ROR_2_MISO_IN | PJM_ROR | MISO_IN | Internal | Summer | B2 | 25 | 909 | 909 | 69.28 | 72.24 | 2 | 0.96
2030 | PJM_ROR_2_MISO_IN | PJM_ROR | MISO_IN | Internal | Summer | B3 | 75 | 909 | 909 | 69.28 | 71.29 | 2 | 0.01
2030 | PJM_ROR_2_MISO_IN | PJM_ROR | MISO_IN | Internal | Summer | B4 | 100 | 909 | 909 | 62.6 | 70.67 | 2 | 6.07
2030 | PJM_ROR_2_MISO_IN | PJM_ROR | MISO_IN | Internal | Summer | B5 | 200 | 909 | 909 | 58.44 | 65.44 | 2 | 5
2030 | PJM_ROR_2_MISO_IN | PJM_ROR | MISO_IN | Internal | Summer | B6 | 300 | 909 | 909 | 47.95 | 49.98 | 2 | 0.04
2030 | PJM_ROR_2_MISO_IN | PJM_ROR | MISO_IN | Internal | Summer | B7 | 400 | 909 | 0 | 42.01 | 43.99 | 2 | 0
2030 | PJM_ROR_2_MISO_IN | PJM_ROR | MISO_IN | Internal | Summer | B8 | 500 | 909 | 0 | 40.88 | 42.01 | 2 | 0
2030 | PJM_ROR_2_MISO_IN | PJM_ROR | MISO_IN | Internal | Summer | B9 | 800 | 909 | 601.86 | 37.88 | 39.88 | 2 | 0
2030 | PJM_ROR_2_MISO_IN | PJM_ROR | MISO_IN | Internal | Summer | B10 | 1262 | 909 | 909 | 34.18 | 36.41 | 2 | 0.23
2030 | PJM_ROR_2_MISO_IN | PJM_ROR | MISO_IN | Internal | Winter | B16 | 25 | 909 | 909 | 48.61 | 56.79 | 2 | 6.19
2030 | PJM_ROR_2_MISO_IN | PJM_ROR | MISO_IN | Internal | Winter | B17 | 100 | 909 | 909 | 47.99 | 52.34 | 2 | 2.36
2030 | PJM_ROR_2_MISO_IN | PJM_ROR | MISO_IN | Internal | Winter | B18 | 400 | 909 | 221.85 | 46.26 | 48.26 | 2 | 0
2030 | PJM_ROR_2_MISO_IN | PJM_ROR | MISO_IN | Internal | Winter | B19 | 700 | 909 | 0 | 43.46 | 45.45 | 2 | 0
2030 | PJM_ROR_2_MISO_IN | PJM_ROR | MISO_IN | Internal | Winter | B20 | 935 | 909 | 909 | 34.21 | 37.46 | 2 | 1.25
2030 | PJM_ROR_2_MISO_MI | PJM_ROR | MISO_MI | Internal | Shoulder | B11 | 25 | 1305 | 1305 | 47.74 | 55.71 | 2 | 5.98
2030 | PJM_ROR_2_MISO_MI | PJM_ROR | MISO_MI | Internal | Shoulder | B12 | 200 | 1305 | 1305 | 44.79 | 51.81 | 2 | 5.01
2030 | PJM_ROR_2_MISO_MI | PJM_ROR | MISO_MI | Internal | Shoulder | B13 | 600 | 1305 | 1305 | 42.93 | 44.94 | 2 | 0.01
2030 | PJM_ROR_2_MISO_MI | PJM_ROR | MISO_MI | Internal | Shoulder | B14 | 900 | 1305 | 579.06 | 41.25 | 43.25 | 2 | 0
2030 | PJM_ROR_2_MISO_MI | PJM_ROR | MISO_MI | Internal | Shoulder | B15 | 1203 | 1305 | 1305 | 37.24 | 40 | 2 | 0.77
2030 | PJM_ROR_2_MISO_MI | PJM_ROR | MISO_MI | Internal | Summer | B1 | 10 | 1305 | 1305 | 69.28 | 72.23 | 2 | 0.95
2030 | PJM_ROR_2_MISO_MI | PJM_ROR | MISO_MI | Internal | Summer | B2 | 25 | 1305 | 1305 | 69.28 | 72.23 | 2 | 0.95
2030 | PJM_ROR_2_MISO_MI | PJM_ROR | MISO_MI | Internal | Summer | B3 | 75 | 1305 | 42.35 | 69.28 | 71.28 | 2 | 0
2030 | PJM_ROR_2_MISO_MI | PJM_ROR | MISO_MI | Internal | Summer | B4 | 100 | 1305 | 1305 | 62.6 | 66.95 | 2 | 2.35
2030 | PJM_ROR_2_MISO_MI | PJM_ROR | MISO_MI | Internal | Summer | B5 | 200 | 1305 | 1305 | 58.44 | 60.45 | 2 | 0.01
2030 | PJM_ROR_2_MISO_MI | PJM_ROR | MISO_MI | Internal | Summer | B6 | 300 | 1305 | 1305 | 47.95 | 49.97 | 2 | 0.02
2030 | PJM_ROR_2_MISO_MI | PJM_ROR | MISO_MI | Internal | Summer | B7 | 400 | 1305 | 1119.59 | 42.01 | 44.01 | 2 | 0
2030 | PJM_ROR_2_MISO_MI | PJM_ROR | MISO_MI | Internal | Summer | B8 | 500 | 1305 | 0 | 40.88 | 42.02 | 2 | 0
2030 | PJM_ROR_2_MISO_MI | PJM_ROR | MISO_MI | Internal | Summer | B9 | 800 | 1305 | 1305 | 37.88 | 39.89 | 2 | 0.01
2030 | PJM_ROR_2_MISO_MI | PJM_ROR | MISO_MI | Internal | Summer | B10 | 1262 | 1305 | 1305 | 34.18 | 36.42 | 2 | 0.24
2030 | PJM_ROR_2_MISO_MI | PJM_ROR | MISO_MI | Internal | Winter | B16 | 25 | 1305 | 1305 | 48.61 | 55.29 | 2 | 4.69
2030 | PJM_ROR_2_MISO_MI | PJM_ROR | MISO_MI | Internal | Winter | B17 | 100 | 1305 | 1305 | 47.99 | 52.33 | 2 | 2.34
2030 | PJM_ROR_2_MISO_MI | PJM_ROR | MISO_MI | Internal | Winter | B18 | 400 | 1305 | 1305 | 46.26 | 48.27 | 2 | 0.01
2030 | PJM_ROR_2_MISO_MI | PJM_ROR | MISO_MI | Internal | Winter | B19 | 700 | 1305 | 779.78 | 43.46 | 45.46 | 2 | 0
2030 | PJM_ROR_2_MISO_MI | PJM_ROR | MISO_MI | Internal | Winter | B20 | 935 | 1305 | 1305 | 34.21 | 37.47 | 2 | 1.26
2030 | PJM_ROR_2_MISO_MO-IL | PJM_ROR | MISO_MO-IL | Internal | Shoulder | B11 | 25 | 1111 | 1111 | 47.74 | 57.87 | 2 | 8.13
2030 | PJM_ROR_2_MISO_MO-IL | PJM_ROR | MISO_MO-IL | Internal | Shoulder | B12 | 200 | 1111 | 187.04 | 44.79 | 46.79 | 2 | 0
2030 | PJM_ROR_2_MISO_MO-IL | PJM_ROR | MISO_MO-IL | Internal | Shoulder | B13 | 600 | 1111 | 0 | 42.93 | 44.05 | 2 | 0
2030 | PJM_ROR_2_MISO_MO-IL | PJM_ROR | MISO_MO-IL | Internal | Shoulder | B14 | 900 | 1111 | 0 | 41.25 | 40.16 | 2 | 0
2030 | PJM_ROR_2_MISO_MO-IL | PJM_ROR | MISO_MO-IL | Internal | Shoulder | B15 | 1203 | 1111 | 0 | 37.24 | 38.7 | 2 | 0
2030 | PJM_ROR_2_MISO_MO-IL | PJM_ROR | MISO_MO-IL | Internal | Summer | B1 | 10 | 1111 | 1111 | 69.28 | 72.36 | 2 | 1.08
2030 | PJM_ROR_2_MISO_MO-IL | PJM_ROR | MISO_MO-IL | Internal | Summer | B2 | 25 | 1111 | 1111 | 69.28 | 71.85 | 2 | 0.56
2030 | PJM_ROR_2_MISO_MO-IL | PJM_ROR | MISO_MO-IL | Internal | Summer | B3 | 75 | 1111 | 651.21 | 69.28 | 71.28 | 2 | 0
2030 | PJM_ROR_2_MISO_MO-IL | PJM_ROR | MISO_MO-IL | Internal | Summer | B4 | 100 | 1111 | 1111 | 62.6 | 70.66 | 2 | 6.05
2030 | PJM_ROR_2_MISO_MO-IL | PJM_ROR | MISO_MO-IL | Internal | Summer | B5 | 200 | 1111 | 1111 | 58.44 | 65.42 | 2 | 4.99
2030 | PJM_ROR_2_MISO_MO-IL | PJM_ROR | MISO_MO-IL | Internal | Summer | B6 | 300 | 1111 | 1111 | 47.95 | 49.97 | 2 | 0.02
2030 | PJM_ROR_2_MISO_MO-IL | PJM_ROR | MISO_MO-IL | Internal | Summer | B7 | 400 | 1111 | 0 | 42.01 | 43.52 | 2 | 0
2030 | PJM_ROR_2_MISO_MO-IL | PJM_ROR | MISO_MO-IL | Internal | Summer | B8 | 500 | 1111 | 0 | 40.88 | 40.85 | 2 | 0
2030 | PJM_ROR_2_MISO_MO-IL | PJM_ROR | MISO_MO-IL | Internal | Summer | B9 | 800 | 1111 | 0 | 37.88 | 39.76 | 2 | 0
2030 | PJM_ROR_2_MISO_MO-IL | PJM_ROR | MISO_MO-IL | Internal | Summer | B10 | 1262 | 1111 | 0 | 34.18 | 35.87 | 2 | 0
2030 | PJM_ROR_2_MISO_MO-IL | PJM_ROR | MISO_MO-IL | Internal | Winter | B16 | 25 | 1111 | 373.21 | 48.61 | 50.61 | 2 | 0
2030 | PJM_ROR_2_MISO_MO-IL | PJM_ROR | MISO_MO-IL | Internal | Winter | B17 | 100 | 1111 | 0 | 47.99 | 45.99 | 2 | 0
2030 | PJM_ROR_2_MISO_MO-IL | PJM_ROR | MISO_MO-IL | Internal | Winter | B18 | 400 | 1111 | 0 | 46.26 | 45.07 | 2 | 0
2030 | PJM_ROR_2_MISO_MO-IL | PJM_ROR | MISO_MO-IL | Internal | Winter | B19 | 700 | 1111 | 0 | 43.46 | 42.25 | 2 | 0
2030 | PJM_ROR_2_MISO_MO-IL | PJM_ROR | MISO_MO-IL | Internal | Winter | B20 | 935 | 1111 | 1111 | 34.21 | 37.45 | 2 | 1.24
2030 | PJM_ROR_2_MISO_W | PJM_ROR | MISO_W | Internal | Shoulder | B11 | 25 | 709 | 709 | 47.74 | 57.73 | 2 | 7.99
2030 | PJM_ROR_2_MISO_W | PJM_ROR | MISO_W | Internal | Shoulder | B12 | 200 | 709 | 0 | 44.79 | 45.52 | 2 | 0
2030 | PJM_ROR_2_MISO_W | PJM_ROR | MISO_W | Internal | Shoulder | B13 | 600 | 709 | 0 | 42.93 | 44.03 | 2 | 0
2030 | PJM_ROR_2_MISO_W | PJM_ROR | MISO_W | Internal | Shoulder | B14 | 900 | 709 | 0 | 41.25 | 40.14 | 2 | 0
2030 | PJM_ROR_2_MISO_W | PJM_ROR | MISO_W | Internal | Shoulder | B15 | 1203 | 709 | 0 | 37.24 | 38.69 | 2 | 0
2030 | PJM_ROR_2_MISO_W | PJM_ROR | MISO_W | Internal | Summer | B1 | 10 | 709 | 709 | 69.28 | 72.35 | 2 | 1.07
2030 | PJM_ROR_2_MISO_W | PJM_ROR | MISO_W | Internal | Summer | B2 | 25 | 709 | 709 | 69.28 | 71.83 | 2 | 0.55
2030 | PJM_ROR_2_MISO_W | PJM_ROR | MISO_W | Internal | Summer | B3 | 75 | 709 | 709 | 69.28 | 71.83 | 2 | 0.55
2030 | PJM_ROR_2_MISO_W | PJM_ROR | MISO_W | Internal | Summer | B4 | 100 | 709 | 709 | 62.6 | 70.65 | 2 | 6.04
2030 | PJM_ROR_2_MISO_W | PJM_ROR | MISO_W | Internal | Summer | B5 | 200 | 709 | 709 | 58.44 | 65.41 | 2 | 4.98
2030 | PJM_ROR_2_MISO_W | PJM_ROR | MISO_W | Internal | Summer | B6 | 300 | 709 | 709 | 47.95 | 49.96 | 2 | 0.01
2030 | PJM_ROR_2_MISO_W | PJM_ROR | MISO_W | Internal | Summer | B7 | 400 | 709 | 0 | 42.01 | 43.51 | 2 | 0
2030 | PJM_ROR_2_MISO_W | PJM_ROR | MISO_W | Internal | Summer | B8 | 500 | 709 | 0 | 40.88 | 40.84 | 2 | 0
2030 | PJM_ROR_2_MISO_W | PJM_ROR | MISO_W | Internal | Summer | B9 | 800 | 709 | 0 | 37.88 | 39.74 | 2 | 0
2030 | PJM_ROR_2_MISO_W | PJM_ROR | MISO_W | Internal | Summer | B10 | 1262 | 709 | 0 | 34.18 | 35.86 | 2 | 0
2030 | PJM_ROR_2_MISO_W | PJM_ROR | MISO_W | Internal | Winter | B16 | 25 | 709 | 0 | 48.61 | 48.62 | 2 | 0
2030 | PJM_ROR_2_MISO_W | PJM_ROR | MISO_W | Internal | Winter | B17 | 100 | 709 | 0 | 47.99 | 45.84 | 2 | 0
2030 | PJM_ROR_2_MISO_W | PJM_ROR | MISO_W | Internal | Winter | B18 | 400 | 709 | 0 | 46.26 | 45.06 | 2 | 0
2030 | PJM_ROR_2_MISO_W | PJM_ROR | MISO_W | Internal | Winter | B19 | 700 | 709 | 0 | 43.46 | 42.23 | 2 | 0
2030 | PJM_ROR_2_MISO_W | PJM_ROR | MISO_W | Internal | Winter | B20 | 935 | 709 | 709 | 34.21 | 37.3 | 2 | 1.09
2030 | PJM_ROR_2_MISO_WUMS | PJM_ROR | MISO_WUMS | Internal | Shoulder | B11 | 25 | 1467 | 1467 | 47.74 | 55.73 | 2 | 5.99
2030 | PJM_ROR_2_MISO_WUMS | PJM_ROR | MISO_WUMS | Internal | Shoulder | B12 | 200 | 1467 | 0 | 44.79 | 45.63 | 2 | 0
2030 | PJM_ROR_2_MISO_WUMS | PJM_ROR | MISO_WUMS | Internal | Shoulder | B13 | 600 | 1467 | 0 | 42.93 | 44.05 | 2 | 0
2030 | PJM_ROR_2_MISO_WUMS | PJM_ROR | MISO_WUMS | Internal | Shoulder | B14 | 900 | 1467 | 0 | 41.25 | 42.45 | 2 | 0
2030 | PJM_ROR_2_MISO_WUMS | PJM_ROR | MISO_WUMS | Internal | Shoulder | B15 | 1203 | 1467 | 878.75 | 37.24 | 39.24 | 2 | 0
2030 | PJM_ROR_2_MISO_WUMS | PJM_ROR | MISO_WUMS | Internal | Summer | B1 | 10 | 1467 | 0 | 69.28 | 67.68 | 2 | 0
2030 | PJM_ROR_2_MISO_WUMS | PJM_ROR | MISO_WUMS | Internal | Summer | B2 | 25 | 1467 | 0 | 69.28 | 67.68 | 2 | 0
2030 | PJM_ROR_2_MISO_WUMS | PJM_ROR | MISO_WUMS | Internal | Summer | B3 | 75 | 1467 | 0 | 69.28 | 67.68 | 2 | 0
2030 | PJM_ROR_2_MISO_WUMS | PJM_ROR | MISO_WUMS | Internal | Summer | B4 | 100 | 1467 | 1467 | 62.6 | 66.96 | 2 | 2.36
2030 | PJM_ROR_2_MISO_WUMS | PJM_ROR | MISO_WUMS | Internal | Summer | B5 | 200 | 1467 | 1240.79 | 58.44 | 60.44 | 2 | 0
2030 | PJM_ROR_2_MISO_WUMS | PJM_ROR | MISO_WUMS | Internal | Summer | B6 | 300 | 1467 | 913.84 | 47.95 | 49.95 | 2 | 0
2030 | PJM_ROR_2_MISO_WUMS | PJM_ROR | MISO_WUMS | Internal | Summer | B7 | 400 | 1467 | 0 | 42.01 | 43.52 | 2 | 0
2030 | PJM_ROR_2_MISO_WUMS | PJM_ROR | MISO_WUMS | Internal | Summer | B8 | 500 | 1467 | 0 | 40.88 | 40.85 | 2 | 0
2030 | PJM_ROR_2_MISO_WUMS | PJM_ROR | MISO_WUMS | Internal | Summer | B9 | 800 | 1467 | 717.24 | 37.88 | 39.88 | 2 | 0
2030 | PJM_ROR_2_MISO_WUMS | PJM_ROR | MISO_WUMS | Internal | Summer | B10 | 1262 | 1467 | 1467 | 34.18 | 36.41 | 2 | 0.23
2030 | PJM_ROR_2_MISO_WUMS | PJM_ROR | MISO_WUMS | Internal | Winter | B16 | 25 | 1467 | 0 | 48.61 | 48.63 | 2 | 0
2030 | PJM_ROR_2_MISO_WUMS | PJM_ROR | MISO_WUMS | Internal | Winter | B17 | 100 | 1467 | 0 | 47.99 | 45.99 | 2 | 0
2030 | PJM_ROR_2_MISO_WUMS | PJM_ROR | MISO_WUMS | Internal | Winter | B18 | 400 | 1467 | 0 | 46.26 | 45.53 | 2 | 0
2030 | PJM_ROR_2_MISO_WUMS | PJM_ROR | MISO_WUMS | Internal | Winter | B19 | 700 | 1467 | 0 | 43.46 | 45.45 | 2 | 0
2030 | PJM_ROR_2_MISO_WUMS | PJM_ROR | MISO_WUMS | Internal | Winter | B20 | 935 | 1467 | 1467 | 34.21 | 37.31 | 2 | 1.1
2030 | PJM_ROR_2_PJM_ROM | PJM_ROR | PJM_ROM | Internal | Shoulder | B11 | 25 | 8000 | 0 | 47.74 | 47.73 | 0.01 | 0
2030 | PJM_ROR_2_PJM_ROM | PJM_ROR | PJM_ROM | Internal | Shoulder | B12 | 200 | 8000 | 2436.96 | 44.79 | 44.81 | 0.01 | 0
2030 | PJM_ROR_2_PJM_ROM | PJM_ROR | PJM_ROM | Internal | Shoulder | B13 | 600 | 8000 | 4131.28 | 42.93 | 42.94 | 0.01 | 0
2030 | PJM_ROR_2_PJM_ROM | PJM_ROR | PJM_ROM | Internal | Shoulder | B14 | 900 | 8000 | 3637.06 | 41.25 | 41.26 | 0.01 | 0
2030 | PJM_ROR_2_PJM_ROM | PJM_ROR | PJM_ROM | Internal | Shoulder | B15 | 1203 | 8000 | 6542.77 | 37.24 | 37.25 | 0.01 | 0
2030 | PJM_ROR_2_PJM_ROM | PJM_ROR | PJM_ROM | Internal | Summer | B1 | 10 | 8000 | 1653.26 | 69.28 | 69.29 | 0.01 | 0
2030 | PJM_ROR_2_PJM_ROM | PJM_ROR | PJM_ROM | Internal | Summer | B2 | 25 | 8000 | 1977.91 | 69.28 | 69.29 | 0.01 | 0
2030 | PJM_ROR_2_PJM_ROM | PJM_ROR | PJM_ROM | Internal | Summer | B3 | 75 | 8000 | 0 | 69.28 | 69.27 | 0.01 | 0
2030 | PJM_ROR_2_PJM_ROM | PJM_ROR | PJM_ROM | Internal | Summer | B4 | 100 | 8000 | 0 | 62.6 | 62.59 | 0.01 | 0
2030 | PJM_ROR_2_PJM_ROM | PJM_ROR | PJM_ROM | Internal | Summer | B5 | 200 | 8000 | 0 | 58.44 | 58.42 | 0.01 | 0
2030 | PJM_ROR_2_PJM_ROM | PJM_ROR | PJM_ROM | Internal | Summer | B6 | 300 | 8000 | 0 | 47.95 | 47.93 | 0.01 | 0
2030 | PJM_ROR_2_PJM_ROM | PJM_ROR | PJM_ROM | Internal | Summer | B7 | 400 | 8000 | 1400 | 42.01 | 42.02 | 0.01 | 0
2030 | PJM_ROR_2_PJM_ROM | PJM_ROR | PJM_ROM | Internal | Summer | B8 | 500 | 8000 | 3241.81 | 40.88 | 40.89 | 0.01 | 0
2030 | PJM_ROR_2_PJM_ROM | PJM_ROR | PJM_ROM | Internal | Summer | B9 | 800 | 8000 | 4989.03 | 37.88 | 37.89 | 0.01 | 0
2030 | PJM_ROR_2_PJM_ROM | PJM_ROR | PJM_ROM | Internal | Summer | B10 | 1262 | 8000 | 8000 | 34.18 | 34.56 | 0.01 | 0.37
2030 | PJM_ROR_2_PJM_ROM | PJM_ROR | PJM_ROM | Internal | Winter | B16 | 25 | 8000 | 4166.53 | 48.61 | 48.62 | 0.01 | 0
2030 | PJM_ROR_2_PJM_ROM | PJM_ROR | PJM_ROM | Internal | Winter | B17 | 100 | 8000 | 4919.57 | 47.99 | 48 | 0.01 | 0
2030 | PJM_ROR_2_PJM_ROM | PJM_ROR | PJM_ROM | Internal | Winter | B18 | 400 | 8000 | 4863.9 | 46.26 | 46.27 | 0.01 | 0
2030 | PJM_ROR_2_PJM_ROM | PJM_ROR | PJM_ROM | Internal | Winter | B19 | 700 | 8000 | 6128.85 | 43.46 | 43.47 | 0.01 | 0
2030 | PJM_ROR_2_PJM_ROM | PJM_ROR | PJM_ROM | Internal | Winter | B20 | 935 | 8000 | 7404.75 | 34.21 | 34.22 | 0.01 | 0
2030 | PJM_ROR_2_TVA_Transmission | PJM_ROR | TVA_Transmission | Internal | Shoulder | B11 | 25 | 2500 | 1393.48 | 47.74 | 53.74 | 6 | 0
2030 | PJM_ROR_2_TVA_Transmission | PJM_ROR | TVA_Transmission | Internal | Shoulder | B12 | 200 | 2500 | 429.97 | 44.79 | 50.79 | 6 | 0
2030 | PJM_ROR_2_TVA_Transmission | PJM_ROR | TVA_Transmission | Internal | Shoulder | B13 | 600 | 2500 | 0 | 42.93 | 46.08 | 6 | 0
2030 | PJM_ROR_2_TVA_Transmission | PJM_ROR | TVA_Transmission | Internal | Shoulder | B14 | 900 | 2500 | 0 | 41.25 | 43.85 | 6 | 0
2030 | PJM_ROR_2_TVA_Transmission | PJM_ROR | TVA_Transmission | Internal | Shoulder | B15 | 1203 | 2500 | 0 | 37.24 | 39.65 | 6 | 0
2030 | PJM_ROR_2_TVA_Transmission | PJM_ROR | TVA_Transmission | Internal | Summer | B1 | 10 | 2500 | 2500 | 69.28 | 80.36 | 6 | 5.08
2030 | PJM_ROR_2_TVA_Transmission | PJM_ROR | TVA_Transmission | Internal | Summer | B2 | 25 | 2500 | 2379.34 | 69.28 | 75.28 | 6 | 0
2030 | PJM_ROR_2_TVA_Transmission | PJM_ROR | TVA_Transmission | Internal | Summer | B3 | 75 | 2500 | 568.8 | 69.28 | 75.28 | 6 | 0
2030 | PJM_ROR_2_TVA_Transmission | PJM_ROR | TVA_Transmission | Internal | Summer | B4 | 100 | 2500 | 0 | 62.6 | 67.13 | 6 | 0
2030 | PJM_ROR_2_TVA_Transmission | PJM_ROR | TVA_Transmission | Internal | Summer | B5 | 200 | 2500 | 574.28 | 58.44 | 64.44 | 6 | 0
2030 | PJM_ROR_2_TVA_Transmission | PJM_ROR | TVA_Transmission | Internal | Summer | B6 | 300 | 2500 | 0 | 47.95 | 53.34 | 6 | 0
2030 | PJM_ROR_2_TVA_Transmission | PJM_ROR | TVA_Transmission | Internal | Summer | B7 | 400 | 2500 | 0 | 42.01 | 46.13 | 6 | 0
2030 | PJM_ROR_2_TVA_Transmission | PJM_ROR | TVA_Transmission | Internal | Summer | B8 | 500 | 2500 | 0 | 40.88 | 43.26 | 6 | 0
2030 | PJM_ROR_2_TVA_Transmission | PJM_ROR | TVA_Transmission | Internal | Summer | B9 | 800 | 2500 | 0 | 37.88 | 41.21 | 6 | 0
2030 | PJM_ROR_2_TVA_Transmission | PJM_ROR | TVA_Transmission | Internal | Summer | B10 | 1262 | 2500 | 0 | 34.18 | 38.45 | 6 | 0
2030 | PJM_ROR_2_TVA_Transmission | PJM_ROR | TVA_Transmission | Internal | Winter | B16 | 25 | 2500 | 1395.01 | 48.61 | 54.61 | 6 | 0
2030 | PJM_ROR_2_TVA_Transmission | PJM_ROR | TVA_Transmission | Internal | Winter | B17 | 100 | 2500 | 0 | 47.99 | 52.29 | 6 | 0
2030 | PJM_ROR_2_TVA_Transmission | PJM_ROR | TVA_Transmission | Internal | Winter | B18 | 400 | 2500 | 0 | 46.26 | 48.5 | 6 | 0
2030 | PJM_ROR_2_TVA_Transmission | PJM_ROR | TVA_Transmission | Internal | Winter | B19 | 700 | 2500 | 0 | 43.46 | 43.75 | 6 | 0
2030 | PJM_ROR_2_TVA_Transmission | PJM_ROR | TVA_Transmission | Internal | Winter | B20 | 935 | 2500 | 0 | 34.21 | 39.75 | 6 | 0
2030 | PJM_ROR_2_VACAR | PJM_ROR | VACAR | Internal | Shoulder | B11 | 25 | 3000 | 2345.19 | 47.74 | 53.74 | 6 | 0
2030 | PJM_ROR_2_VACAR | PJM_ROR | VACAR | Internal | Shoulder | B12 | 200 | 3000 | 0 | 44.79 | 46.72 | 6 | 0
2030 | PJM_ROR_2_VACAR | PJM_ROR | VACAR | Internal | Shoulder | B13 | 600 | 3000 | 0 | 42.93 | 42.02 | 6 | 0
2030 | PJM_ROR_2_VACAR | PJM_ROR | VACAR | Internal | Shoulder | B14 | 900 | 3000 | 0 | 41.25 | 40.47 | 6 | 0
2030 | PJM_ROR_2_VACAR | PJM_ROR | VACAR | Internal | Shoulder | B15 | 1203 | 3000 | 0 | 37.24 | 37.61 | 6 | 0
2030 | PJM_ROR_2_VACAR | PJM_ROR | VACAR | Internal | Summer | B1 | 10 | 3000 | 3000 | 69.28 | 79.19 | 6 | 3.91
2030 | PJM_ROR_2_VACAR | PJM_ROR | VACAR | Internal | Summer | B2 | 25 | 3000 | 3000 | 69.28 | 80.82 | 6 | 5.54
2030 | PJM_ROR_2_VACAR | PJM_ROR | VACAR | Internal | Summer | B3 | 75 | 3000 | 309.11 | 69.28 | 75.28 | 6 | 0
2030 | PJM_ROR_2_VACAR | PJM_ROR | VACAR | Internal | Summer | B4 | 100 | 3000 | 0 | 62.6 | 60.13 | 6 | 0
2030 | PJM_ROR_2_VACAR | PJM_ROR | VACAR | Internal | Summer | B5 | 200 | 3000 | 393.98 | 58.44 | 64.44 | 6 | 0
2030 | PJM_ROR_2_VACAR | PJM_ROR | VACAR | Internal | Summer | B6 | 300 | 3000 | 0 | 47.95 | 52.27 | 6 | 0
2030 | PJM_ROR_2_VACAR | PJM_ROR | VACAR | Internal | Summer | B7 | 400 | 3000 | 0 | 42.01 | 45.82 | 6 | 0
2030 | PJM_ROR_2_VACAR | PJM_ROR | VACAR | Internal | Summer | B8 | 500 | 3000 | 0 | 40.88 | 44.66 | 6 | 0
2030 | PJM_ROR_2_VACAR | PJM_ROR | VACAR | Internal | Summer | B9 | 800 | 3000 | 0 | 37.88 | 42.02 | 6 | 0
2030 | PJM_ROR_2_VACAR | PJM_ROR | VACAR | Internal | Summer | B10 | 1262 | 3000 | 0 | 34.18 | 37.42 | 6 | 0
2030 | PJM_ROR_2_VACAR | PJM_ROR | VACAR | Internal | Winter | B16 | 25 | 3000 | 1650.69 | 48.61 | 54.61 | 6 | 0
2030 | PJM_ROR_2_VACAR | PJM_ROR | VACAR | Internal | Winter | B17 | 100 | 3000 | 0 | 47.99 | 47.61 | 6 | 0
2030 | PJM_ROR_2_VACAR | PJM_ROR | VACAR | Internal | Winter | B18 | 400 | 3000 | 0 | 46.26 | 42.89 | 6 | 0
2030 | PJM_ROR_2_VACAR | PJM_ROR | VACAR | Internal | Winter | B19 | 700 | 3000 | 0 | 43.46 | 40.25 | 6 | 0
2030 | PJM_ROR_2_VACAR | PJM_ROR | VACAR | Internal | Winter | B20 | 935 | 3000 | 0 | 34.21 | 37.73 | 6 | 0
2030 | PJM_ROM_2_NYISO_A-F | PJM_ROM | NYISO_A-F | Internal | Shoulder | B11 | 25 | 2000 | 0 | 47.73 | 50.32 | 6 | 0
2030 | PJM_ROM_2_NYISO_A-F | PJM_ROM | NYISO_A-F | Internal | Shoulder | B12 | 200 | 2000 | 0 | 44.81 | 50.32 | 6 | 0
2030 | PJM_ROM_2_NYISO_A-F | PJM_ROM | NYISO_A-F | Internal | Shoulder | B13 | 600 | 2000 | 0 | 42.94 | 43.34 | 6 | 0
2030 | PJM_ROM_2_NYISO_A-F | PJM_ROM | NYISO_A-F | Internal | Shoulder | B14 | 900 | 2000 | 0 | 41.26 | 43.25 | 6 | 0
2030 | PJM_ROM_2_NYISO_A-F | PJM_ROM | NYISO_A-F | Internal | Shoulder | B15 | 1203 | 2000 | 496.72 | 37.25 | 43.25 | 6 | 0
2030 | PJM_ROM_2_NYISO_A-F | PJM_ROM | NYISO_A-F | Internal | Summer | B1 | 10 | 2000 | 0 | 69.29 | 63.47 | 6 | 0
2030 | PJM_ROM_2_NYISO_A-F | PJM_ROM | NYISO_A-F | Internal | Summer | B2 | 25 | 2000 | 0 | 69.29 | 64.55 | 6 | 0
2030 | PJM_ROM_2_NYISO_A-F | PJM_ROM | NYISO_A-F | Internal | Summer | B3 | 75 | 2000 | 0 | 69.27 | 61.25 | 6 | 0
2030 | PJM_ROM_2_NYISO_A-F | PJM_ROM | NYISO_A-F | Internal | Summer | B4 | 100 | 2000 | 0 | 62.59 | 54.57 | 6 | 0
2030 | PJM_ROM_2_NYISO_A-F | PJM_ROM | NYISO_A-F | Internal | Summer | B5 | 200 | 2000 | 0 | 58.42 | 52.59 | 6 | 0
2030 | PJM_ROM_2_NYISO_A-F | PJM_ROM | NYISO_A-F | Internal | Summer | B6 | 300 | 2000 | 0 | 47.93 | 49.97 | 6 | 0
2030 | PJM_ROM_2_NYISO_A-F | PJM_ROM | NYISO_A-F | Internal | Summer | B7 | 400 | 2000 | 0 | 42.02 | 46.07 | 6 | 0
2030 | PJM_ROM_2_NYISO_A-F | PJM_ROM | NYISO_A-F | Internal | Summer | B8 | 500 | 2000 | 0 | 40.89 | 42.02 | 6 | 0
2030 | PJM_ROM_2_NYISO_A-F | PJM_ROM | NYISO_A-F | Internal | Summer | B9 | 800 | 2000 | 0 | 37.89 | 40.56 | 6 | 0
2030 | PJM_ROM_2_NYISO_A-F | PJM_ROM | NYISO_A-F | Internal | Summer | B10 | 1262 | 2000 | 1597.19 | 34.56 | 40.56 | 6 | 0
2030 | PJM_ROM_2_NYISO_A-F | PJM_ROM | NYISO_A-F | Internal | Winter | B16 | 25 | 2000 | 523.87 | 48.62 | 54.62 | 6 | 0
2030 | PJM_ROM_2_NYISO_A-F | PJM_ROM | NYISO_A-F | Internal | Winter | B17 | 100 | 2000 | 0 | 48 | 52.33 | 6 | 0
2030 | PJM_ROM_2_NYISO_A-F | PJM_ROM | NYISO_A-F | Internal | Winter | B18 | 400 | 2000 | 0 | 46.27 | 49.47 | 6 | 0
2030 | PJM_ROM_2_NYISO_A-F | PJM_ROM | NYISO_A-F | Internal | Winter | B19 | 700 | 2000 | 729.4 | 43.47 | 49.47 | 6 | 0
2030 | PJM_ROM_2_NYISO_A-F | PJM_ROM | NYISO_A-F | Internal | Winter | B20 | 935 | 2000 | 2000 | 34.22 | 49.47 | 6 | 9.25
2030 | PJM_ROM_2_PJM_E | PJM_ROM | PJM_E | Internal | Shoulder | B11 | 25 | 8000 | 0 | 47.73 | 47.71 | 0.01 | 0
2030 | PJM_ROM_2_PJM_E | PJM_ROM | PJM_E | Internal | Shoulder | B12 | 200 | 8000 | 0 | 44.81 | 44.79 | 0.01 | 0
2030 | PJM_ROM_2_PJM_E | PJM_ROM | PJM_E | Internal | Shoulder | B13 | 600 | 8000 | 50.04 | 42.94 | 42.95 | 0.01 | 0
2030 | PJM_ROM_2_PJM_E | PJM_ROM | PJM_E | Internal | Shoulder | B14 | 900 | 8000 | 0 | 41.26 | 41.25 | 0.01 | 0
2030 | PJM_ROM_2_PJM_E | PJM_ROM | PJM_E | Internal | Shoulder | B15 | 1203 | 8000 | 1332.97 | 37.25 | 37.26 | 0.01 | 0
2030 | PJM_ROM_2_PJM_E | PJM_ROM | PJM_E | Internal | Summer | B1 | 10 | 8000 | 0 | 69.29 | 69.28 | 0.01 | 0
2030 | PJM_ROM_2_PJM_E | PJM_ROM | PJM_E | Internal | Summer | B2 | 25 | 8000 | 0 | 69.29 | 69.28 | 0.01 | 0
2030 | PJM_ROM_2_PJM_E | PJM_ROM | PJM_E | Internal | Summer | B3 | 75 | 8000 | 0 | 69.27 | 69.26 | 0.01 | 0
2030 | PJM_ROM_2_PJM_E | PJM_ROM | PJM_E | Internal | Summer | B4 | 100 | 8000 | 0 | 62.59 | 62.58 | 0.01 | 0
2030 | PJM_ROM_2_PJM_E | PJM_ROM | PJM_E | Internal | Summer | B5 | 200 | 8000 | 0 | 58.42 | 58.41 | 0.01 | 0
2030 | PJM_ROM_2_PJM_E | PJM_ROM | PJM_E | Internal | Summer | B6 | 300 | 8000 | 0 | 47.93 | 47.92 | 0.01 | 0
2030 | PJM_ROM_2_PJM_E | PJM_ROM | PJM_E | Internal | Summer | B7 | 400 | 8000 | 0 | 42.02 | 42.01 | 0.01 | 0
2030 | PJM_ROM_2_PJM_E | PJM_ROM | PJM_E | Internal | Summer | B8 | 500 | 8000 | 1091.62 | 40.89 | 40.91 | 0.01 | 0
2030 | PJM_ROM_2_PJM_E | PJM_ROM | PJM_E | Internal | Summer | B9 | 800 | 8000 | 1560.62 | 37.89 | 37.9 | 0.01 | 0
2030 | PJM_ROM_2_PJM_E | PJM_ROM | PJM_E | Internal | Summer | B10 | 1262 | 8000 | 2047.46 | 34.56 | 34.57 | 0.01 | 0
2030 | PJM_ROM_2_PJM_E | PJM_ROM | PJM_E | Internal | Winter | B16 | 25 | 8000 | 1050.28 | 48.62 | 48.63 | 0.01 | 0
2030 | PJM_ROM_2_PJM_E | PJM_ROM | PJM_E | Internal | Winter | B17 | 100 | 8000 | 1290.44 | 48 | 48.01 | 0.01 | 0
2030 | PJM_ROM_2_PJM_E | PJM_ROM | PJM_E | Internal | Winter | B18 | 400 | 8000 | 1183.73 | 46.27 | 46.28 | 0.01 | 0
2030 | PJM_ROM_2_PJM_E | PJM_ROM | PJM_E | Internal | Winter | B19 | 700 | 8000 | 1881.14 | 43.47 | 43.48 | 0.01 | 0
2030 | PJM_ROM_2_PJM_E | PJM_ROM | PJM_E | Internal | Winter | B20 | 935 | 8000 | 291.3 | 34.22 | 34.23 | 0.01 | 0
2030 | PJM_ROM_2_PJM_ROR | PJM_ROM | PJM_ROR | Internal | Shoulder | B11 | 25 | 8000 | 2024.17 | 47.73 | 47.74 | 0.01 | 0
2030 | PJM_ROM_2_PJM_ROR | PJM_ROM | PJM_ROR | Internal | Shoulder | B12 | 200 | 8000 | 0 | 44.81 | 44.79 | 0.01 | 0
2030 | PJM_ROM_2_PJM_ROR | PJM_ROM | PJM_ROR | Internal | Shoulder | B13 | 600 | 8000 | 0 | 42.94 | 42.93 | 0.01 | 0
2030 | PJM_ROM_2_PJM_ROR | PJM_ROM | PJM_ROR | Internal | Shoulder | B14 | 900 | 8000 | 0 | 41.26 | 41.25 | 0.01 | 0
2030 | PJM_ROM_2_PJM_ROR | PJM_ROM | PJM_ROR | Internal | Shoulder | B15 | 1203 | 8000 | 0 | 37.25 | 37.24 | 0.01 | 0
2030 | PJM_ROM_2_PJM_ROR | PJM_ROM | PJM_ROR | Internal | Summer | B1 | 10 | 8000 | 0 | 69.29 | 69.28 | 0.01 | 0
2030 | PJM_ROM_2_PJM_ROR | PJM_ROM | PJM_ROR | Internal | Summer | B2 | 25 | 8000 | 0 | 69.29 | 69.28 | 0.01 | 0
2030 | PJM_ROM_2_PJM_ROR | PJM_ROM | PJM_ROR | Internal | Summer | B3 | 75 | 8000 | 4367.7 | 69.27 | 69.28 | 0.01 | 0
2030 | PJM_ROM_2_PJM_ROR | PJM_ROM | PJM_ROR | Internal | Summer | B4 | 100 | 8000 | 4747.09 | 62.59 | 62.6 | 0.01 | 0
2030 | PJM_ROM_2_PJM_ROR | PJM_ROM | PJM_ROR | Internal | Summer | B5 | 200 | 8000 | 2559.53 | 58.42 | 58.44 | 0.01 | 0
2030 | PJM_ROM_2_PJM_ROR | PJM_ROM | PJM_ROR | Internal | Summer | B6 | 300 | 8000 | 431.59 | 47.93 | 47.95 | 0.01 | 0
2030 | PJM_ROM_2_PJM_ROR | PJM_ROM | PJM_ROR | Internal | Summer | B7 | 400 | 8000 | 0 | 42.02 | 42.01 | 0.01 | 0
2030 | PJM_ROM_2_PJM_ROR | PJM_ROM | PJM_ROR | Internal | Summer | B8 | 500 | 8000 | 0 | 40.89 | 40.88 | 0.01 | 0
2030 | PJM_ROM_2_PJM_ROR | PJM_ROM | PJM_ROR | Internal | Summer | B9 | 800 | 8000 | 0 | 37.89 | 37.88 | 0.01 | 0
2030 | PJM_ROM_2_PJM_ROR | PJM_ROM | PJM_ROR | Internal | Summer | B10 | 1262 | 8000 | 0 | 34.56 | 34.18 | 0.01 | 0
2030 | PJM_ROM_2_PJM_ROR | PJM_ROM | PJM_ROR | Internal | Winter | B16 | 25 | 8000 | 0 | 48.62 | 48.61 | 0.01 | 0
2030 | PJM_ROM_2_PJM_ROR | PJM_ROM | PJM_ROR | Internal | Winter | B17 | 100 | 8000 | 0 | 48 | 47.99 | 0.01 | 0
2030 | PJM_ROM_2_PJM_ROR | PJM_ROM | PJM_ROR | Internal | Winter | B18 | 400 | 8000 | 0 | 46.27 | 46.26 | 0.01 | 0
2030 | PJM_ROM_2_PJM_ROR | PJM_ROM | PJM_ROR | Internal | Winter | B19 | 700 | 8000 | 0 | 43.47 | 43.46 | 0.01 | 0
2030 | PJM_ROM_2_PJM_ROR | PJM_ROM | PJM_ROR | Internal | Winter | B20 | 935 | 8000 | 0 | 34.22 | 34.21 | 0.01 | 0
2030 | SOCO_2_FRCC | SOCO | FRCC | Internal | Shoulder | B11 | 25 | 3700 | 3700 | 62.38 | 81.08 | 10 | 8.71
2030 | SOCO_2_FRCC | SOCO | FRCC | Internal | Shoulder | B12 | 200 | 3700 | 2278.75 | 47.47 | 57.47 | 10 | 0
2030 | SOCO_2_FRCC | SOCO | FRCC | Internal | Shoulder | B13 | 600 | 3700 | 0 | 47.47 | 54.98 | 10 | 0
2030 | SOCO_2_FRCC | SOCO | FRCC | Internal | Shoulder | B14 | 900 | 3700 | 0 | 47.47 | 53.37 | 10 | 0
2030 | SOCO_2_FRCC | SOCO | FRCC | Internal | Shoulder | B15 | 1203 | 3700 | 0 | 44.61 | 52.71 | 10 | 0
2030 | SOCO_2_FRCC | SOCO | FRCC | Internal | Summer | B1 | 10 | 3700 | 172.51 | 77.81 | 87.81 | 10 | 0
2030 | SOCO_2_FRCC | SOCO | FRCC | Internal | Summer | B2 | 25 | 3700 | 0 | 77.81 | 85.63 | 10 | 0
2030 | SOCO_2_FRCC | SOCO | FRCC | Internal | Summer | B3 | 75 | 3700 | 0 | 77.81 | 85.63 | 10 | 0
2030 | SOCO_2_FRCC | SOCO | FRCC | Internal | Summer | B4 | 100 | 3700 | 328.86 | 75.63 | 85.63 | 10 | 0
2030 | SOCO_2_FRCC | SOCO | FRCC | Internal | Summer | B5 | 200 | 3700 | 2756.05 | 72.44 | 82.44 | 10 | 0
2030 | SOCO_2_FRCC | SOCO | FRCC | Internal | Summer | B6 | 300 | 3700 | 3700 | 61.6 | 73.28 | 10 | 1.68
2030 | SOCO_2_FRCC | SOCO | FRCC | Internal | Summer | B7 | 400 | 3700 | 2133.53 | 52.82 | 62.82 | 10 | 0
2030 | SOCO_2_FRCC | SOCO | FRCC | Internal | Summer | B8 | 500 | 3700 | 460.49 | 45.97 | 55.97 | 10 | 0
2030 | SOCO_2_FRCC | SOCO | FRCC | Internal | Summer | B9 | 800 | 3700 | 0 | 45.97 | 54.02 | 10 | 0
2030 | SOCO_2_FRCC | SOCO | FRCC | Internal | Summer | B10 | 1262 | 3700 | 0 | 44.42 | 51.8 | 10 | 0
2030 | SOCO_2_FRCC | SOCO | FRCC | Internal | Winter | B16 | 25 | 3700 | 3700 | 61.63 | 78.41 | 10 | 6.77
2030 | SOCO_2_FRCC | SOCO | FRCC | Internal | Winter | B17 | 100 | 3700 | 1684.79 | 50.64 | 60.64 | 10 | 0
2030 | SOCO_2_FRCC | SOCO | FRCC | Internal | Winter | B18 | 400 | 3700 | 0 | 49.89 | 57.76 | 10 | 0
2030 | SOCO_2_FRCC | SOCO | FRCC | Internal | Winter | B19 | 700 | 3700 | 0 | 47.25 | 55.37 | 10 | 0
2030 | SOCO_2_FRCC | SOCO | FRCC | Internal | Winter | B20 | 935 | 3700 | 1118.13 | 45.37 | 55.37 | 10 | 0
2030 | SOCO_2_VACAR | SOCO | VACAR | Internal | Shoulder | B11 | 25 | 2000 | 0 | 62.38 | 53.74 | 10 | 0
2030 | SOCO_2_VACAR | SOCO | VACAR | Internal | Shoulder | B12 | 200 | 2000 | 0 | 47.47 | 46.72 | 10 | 0
2030 | SOCO_2_VACAR | SOCO | VACAR | Internal | Shoulder | B13 | 600 | 2000 | 0 | 47.47 | 42.02 | 10 | 0
2030 | SOCO_2_VACAR | SOCO | VACAR | Internal | Shoulder | B14 | 900 | 2000 | 0 | 47.47 | 40.47 | 10 | 0
2030 | SOCO_2_VACAR | SOCO | VACAR | Internal | Shoulder | B15 | 1203 | 2000 | 0 | 44.61 | 37.61 | 10 | 0
2030 | SOCO_2_VACAR | SOCO | VACAR | Internal | Summer | B1 | 10 | 2000 | 0 | 77.81 | 79.19 | 10 | 0
2030 | SOCO_2_VACAR | SOCO | VACAR | Internal | Summer | B2 | 25 | 2000 | 0 | 77.81 | 80.82 | 10 | 0
2030 | SOCO_2_VACAR | SOCO | VACAR | Internal | Summer | B3 | 75 | 2000 | 0 | 77.81 | 75.28 | 10 | 0
2030 | SOCO_2_VACAR | SOCO | VACAR | Internal | Summer | B4 | 100 | 2000 | 0 | 75.63 | 60.13 | 10 | 0
2030 | SOCO_2_VACAR | SOCO | VACAR | Internal | Summer | B5 | 200 | 2000 | 0 | 72.44 | 64.44 | 10 | 0
2030 | SOCO_2_VACAR | SOCO | VACAR | Internal | Summer | B6 | 300 | 2000 | 0 | 61.6 | 52.27 | 10 | 0
2030 | SOCO_2_VACAR | SOCO | VACAR | Internal | Summer | B7 | 400 | 2000 | 0 | 52.82 | 45.82 | 10 | 0
2030 | SOCO_2_VACAR | SOCO | VACAR | Internal | Summer | B8 | 500 | 2000 | 0 | 45.97 | 44.66 | 10 | 0
2030 | SOCO_2_VACAR | SOCO | VACAR | Internal | Summer | B9 | 800 | 2000 | 0 | 45.97 | 42.02 | 10 | 0
2030 | SOCO_2_VACAR | SOCO | VACAR | Internal | Summer | B10 | 1262 | 2000 | 0 | 44.42 | 37.42 | 10 | 0
2030 | SOCO_2_VACAR | SOCO | VACAR | Internal | Winter | B16 | 25 | 2000 | 0 | 61.63 | 54.61 | 10 | 0
2030 | SOCO_2_VACAR | SOCO | VACAR | Internal | Winter | B17 | 100 | 2000 | 0 | 50.64 | 47.61 | 10 | 0
2030 | SOCO_2_VACAR | SOCO | VACAR | Internal | Winter | B18 | 400 | 2000 | 0 | 49.89 | 42.89 | 10 | 0
2030 | SOCO_2_VACAR | SOCO | VACAR | Internal | Winter | B19 | 700 | 2000 | 0 | 47.25 | 40.25 | 10 | 0
2030 | SOCO_2_VACAR | SOCO | VACAR | Internal | Winter | B20 | 935 | 2000 | 0 | 45.37 | 37.73 | 10 | 0
2030 | SPP_N_2_ENT | SPP_N | ENT | Internal | Shoulder | B11 | 25 | 1800 | 91.18 | 57.74 | 62.74 | 5 | 0
2030 | SPP_N_2_ENT | SPP_N | ENT | Internal | Shoulder | B12 | 200 | 1800 | 0 | 45.4 | 47.35 | 5 | 0
2030 | SPP_N_2_ENT | SPP_N | ENT | Internal | Shoulder | B13 | 600 | 1800 | 0 | 44.05 | 47.35 | 5 | 0
2030 | SPP_N_2_ENT | SPP_N | ENT | Internal | Shoulder | B14 | 900 | 1800 | 1800 | 40.16 | 45.46 | 5 | 0.31
2030 | SPP_N_2_ENT | SPP_N | ENT | Internal | Shoulder | B15 | 1203 | 1800 | 1800 | 38.7 | 45.46 | 5 | 1.76
2030 | SPP_N_2_ENT | SPP_N | ENT | Internal | Summer | B1 | 10 | 1800 | 0 | 72.36 | 72.36 | 5 | 0
2030 | SPP_N_2_ENT | SPP_N | ENT | Internal | Summer | B2 | 25 | 1800 | 0 | 73.06 | 69.81 | 5 | 0
2030 | SPP_N_2_ENT | SPP_N | ENT | Internal | Summer | B3 | 75 | 1800 | 0 | 74.25 | 69.81 | 5 | 0
2030 | SPP_N_2_ENT | SPP_N | ENT | Internal | Summer | B4 | 100 | 1800 | 0 | 73.06 | 67.63 | 5 | 0
2030 | SPP_N_2_ENT | SPP_N | ENT | Internal | Summer | B5 | 200 | 1800 | 0 | 69.26 | 64.44 | 5 | 0
2030 | SPP_N_2_ENT | SPP_N | ENT | Internal | Summer | B6 | 300 | 1800 | 0 | 56.96 | 56.37 | 5 | 0
2030 | SPP_N_2_ENT | SPP_N | ENT | Internal | Summer | B7 | 400 | 1800 | 0 | 45.65 | 45.68 | 5 | 0
2030 | SPP_N_2_ENT | SPP_N | ENT | Internal | Summer | B8 | 500 | 1800 | 0 | 43.67 | 45.68 | 5 | 0
2030 | SPP_N_2_ENT | SPP_N | ENT | Internal | Summer | B9 | 800 | 1800 | 0 | 43.43 | 45.36 | 5 | 0
2030 | SPP_N_2_ENT | SPP_N | ENT | Internal | Summer | B10 | 1262 | 1800 | 1800 | 37.71 | 43.87 | 5 | 1.16
2030 | SPP_N_2_ENT | SPP_N | ENT | Internal | Winter | B16 | 25 | 1800 | 1591.35 | 48.63 | 53.63 | 5 | 0
2030 | SPP_N_2_ENT | SPP_N | ENT | Internal | Winter | B17 | 100 | 1800 | 1360.6 | 45.65 | 50.65 | 5 | 0
2030 | SPP_N_2_ENT | SPP_N | ENT | Internal | Winter | B18 | 400 | 1800 | 1764.57 | 45.07 | 50.07 | 5 | 0
2030 | SPP_N_2_ENT | SPP_N | ENT | Internal | Winter | B19 | 700 | 1800 | 1800 | 42.25 | 48.62 | 5 | 1.38
2030 | SPP_N_2_ENT | SPP_N | ENT | Internal | Winter | B20 | 935 | 1800 | 1800 | 37.31 | 45.45 | 5 | 3.13
2030 | SPP_N_2_MISO_MO-IL | SPP_N | MISO_MO-IL | Internal | Shoulder | B11 | 25 | 2000 | 0 | 57.74 | 57.87 | 5 | 0
2030 | SPP_N_2_MISO_MO-IL | SPP_N | MISO_MO-IL | Internal | Shoulder | B12 | 200 | 2000 | 0 | 45.4 | 46.79 | 5 | 0
2030 | SPP_N_2_MISO_MO-IL | SPP_N | MISO_MO-IL | Internal | Shoulder | B13 | 600 | 2000 | 0 | 44.05 | 44.05 | 5 | 0
2030 | SPP_N_2_MISO_MO-IL | SPP_N | MISO_MO-IL | Internal | Shoulder | B14 | 900 | 2000 | 0 | 40.16 | 40.16 | 5 | 0
2030 | SPP_N_2_MISO_MO-IL | SPP_N | MISO_MO-IL | Internal | Shoulder | B15 | 1203 | 2000 | 0 | 38.7 | 38.7 | 5 | 0
2030 | SPP_N_2_MISO_MO-IL | SPP_N | MISO_MO-IL | Internal | Summer | B1 | 10 | 2000 | 0 | 72.36 | 72.36 | 5 | 0
2030 | SPP_N_2_MISO_MO-IL | SPP_N | MISO_MO-IL | Internal | Summer | B2 | 25 | 2000 | 0 | 73.06 | 71.85 | 5 | 0
2030 | SPP_N_2_MISO_MO-IL | SPP_N | MISO_MO-IL | Internal | Summer | B3 | 75 | 2000 | 0 | 74.25 | 71.28 | 5 | 0
2030 | SPP_N_2_MISO_MO-IL | SPP_N | MISO_MO-IL | Internal | Summer | B4 | 100 | 2000 | 0 | 73.06 | 70.66 | 5 | 0
2030 | SPP_N_2_MISO_MO-IL | SPP_N | MISO_MO-IL | Internal | Summer | B5 | 200 | 2000 | 0 | 69.26 | 65.42 | 5 | 0
2030 | SPP_N_2_MISO_MO-IL | SPP_N | MISO_MO-IL | Internal | Summer | B6 | 300 | 2000 | 0 | 56.96 | 49.97 | 5 | 0
2030 | SPP_N_2_MISO_MO-IL | SPP_N | MISO_MO-IL | Internal | Summer | B7 | 400 | 2000 | 0 | 45.65 | 43.52 | 5 | 0
2030 | SPP_N_2_MISO_MO-IL | SPP_N | MISO_MO-IL | Internal | Summer | B8 | 500 | 2000 | 0 | 43.67 | 40.85 | 5 | 0
2030 | SPP_N_2_MISO_MO-IL | SPP_N | MISO_MO-IL | Internal | Summer | B9 | 800 | 2000 | 0 | 43.43 | 39.76 | 5 | 0
2030 | SPP_N_2_MISO_MO-IL | SPP_N | MISO_MO-IL | Internal | Summer | B10 | 1262 | 2000 | 0 | 37.71 | 35.87 | 5 | 0
2030 | SPP_N_2_MISO_MO-IL | SPP_N | MISO_MO-IL | Internal | Winter | B16 | 25 | 2000 | 0 | 48.63 | 50.61 | 5 | 0
2030 | SPP_N_2_MISO_MO-IL | SPP_N | MISO_MO-IL | Internal | Winter | B17 | 100 | 2000 | 0 | 45.65 | 45.99 | 5 | 0
2030 | SPP_N_2_MISO_MO-IL | SPP_N | MISO_MO-IL | Internal | Winter | B18 | 400 | 2000 | 0 | 45.07 | 45.07 | 5 | 0
2030 | SPP_N_2_MISO_MO-IL | SPP_N | MISO_MO-IL | Internal | Winter | B19 | 700 | 2000 | 0 | 42.25 | 42.25 | 5 | 0
2030 | SPP_N_2_MISO_MO-IL | SPP_N | MISO_MO-IL | Internal | Winter | B20 | 935 | 2000 | 0 | 37.31 | 37.45 | 5 | 0
2030 | SPP_N_2_NE | SPP_N | NE | Internal | Shoulder | B11 | 25 | 1531 | 0 | 57.74 | 57.73 | 0.01 | 0
2030 | SPP_N_2_NE | SPP_N | NE | Internal | Shoulder | B12 | 200 | 1531 | 0 | 45.4 | 45.38 | 0.01 | 0
2030 | SPP_N_2_NE | SPP_N | NE | Internal | Shoulder | B13 | 600 | 1531 | 0 | 44.05 | 44.03 | 0.01 | 0
2030 | SPP_N_2_NE | SPP_N | NE | Internal | Shoulder | B14 | 900 | 1531 | 0 | 40.16 | 40.14 | 0.01 | 0
2030 | SPP_N_2_NE | SPP_N | NE | Internal | Shoulder | B15 | 1203 | 1531 | 0 | 38.7 | 38.69 | 0.01 | 0
2030 | SPP_N_2_NE | SPP_N | NE | Internal | Summer | B1 | 10 | 1531 | 0 | 72.36 | 72.35 | 0.01 | 0
2030 | SPP_N_2_NE | SPP_N | NE | Internal | Summer | B2 | 25 | 1531 | 0 | 73.06 | 73.04 | 0.01 | 0
2030 | SPP_N_2_NE | SPP_N | NE | Internal | Summer | B3 | 75 | 1531 | 0 | 74.25 | 74.24 | 0.01 | 0
2030 | SPP_N_2_NE | SPP_N | NE | Internal | Summer | B4 | 100 | 1531 | 0 | 73.06 | 73.04 | 0.01 | 0
2030 | SPP_N_2_NE | SPP_N | NE | Internal | Summer | B5 | 200 | 1531 | 0 | 69.26 | 69.25 | 0.01 | 0
2030 | SPP_N_2_NE | SPP_N | NE | Internal | Summer | B6 | 300 | 1531 | 0 | 56.96 | 56.95 | 0.01 | 0
2030 | SPP_N_2_NE | SPP_N | NE | Internal | Summer | B7 | 400 | 1531 | 0 | 45.65 | 45.64 | 0.01 | 0
2030 | SPP_N_2_NE | SPP_N | NE | Internal | Summer | B8 | 500 | 1531 | 0 | 43.67 | 43.65 | 0.01 | 0
2030 | SPP_N_2_NE | SPP_N | NE | Internal | Summer | B9 | 800 | 1531 | 0 | 43.43 | 43.33 | 0.01 | 0
2030 | SPP_N_2_NE | SPP_N | NE | Internal | Summer | B10 | 1262 | 1531 | 0 | 37.71 | 35.86 | 0.01 | 0
2030 | SPP_N_2_NE | SPP_N | NE | Internal | Winter | B16 | 25 | 1531 | 0 | 48.63 | 48.62 | 0.01 | 0
2030 | SPP_N_2_NE | SPP_N | NE | Internal | Winter | B17 | 100 | 1531 | 0 | 45.65 | 45.64 | 0.01 | 0
2030 | SPP_N_2_NE | SPP_N | NE | Internal | Winter | B18 | 400 | 1531 | 0 | 45.07 | 45.06 | 0.01 | 0
2030 | SPP_N_2_NE | SPP_N | NE | Internal | Winter | B19 | 700 | 1531 | 0 | 42.25 | 42.23 | 0.01 | 0
2030 | SPP_N_2_NE | SPP_N | NE | Internal | Winter | B20 | 935 | 1531 | 0 | 37.31 | 37.3 | 0.01 | 0
2030 | SPP_N_2_SPP_S | SPP_N | SPP_S | Internal | Shoulder | B11 | 25 | 4383 | 0 | 57.74 | 57.73 | 0.01 | 0
2030 | SPP_N_2_SPP_S | SPP_N | SPP_S | Internal | Shoulder | B12 | 200 | 4383 | 0 | 45.4 | 45.37 | 0.01 | 0
2030 | SPP_N_2_SPP_S | SPP_N | SPP_S | Internal | Shoulder | B13 | 600 | 4383 | 1156.89 | 44.05 | 44.06 | 0.01 | 0
2030 | SPP_N_2_SPP_S | SPP_N | SPP_S | Internal | Shoulder | B14 | 900 | 4383 | 598.51 | 40.16 | 40.17 | 0.01 | 0
2030 | SPP_N_2_SPP_S | SPP_N | SPP_S | Internal | Shoulder | B15 | 1203 | 4383 | 2109.15 | 38.7 | 38.71 | 0.01 | 0
2030 | SPP_N_2_SPP_S | SPP_N | SPP_S | Internal | Summer | B1 | 10 | 4383 | 0 | 72.36 | 45.66 | 0.01 | 0
2030 | SPP_N_2_SPP_S | SPP_N | SPP_S | Internal | Summer | B2 | 25 | 4383 | 0 | 73.06 | 62.94 | 0.01 | 0
2030 | SPP_N_2_SPP_S | SPP_N | SPP_S | Internal | Summer | B3 | 75 | 4383 | 0 | 74.25 | 63.47 | 0.01 | 0
2030 | SPP_N_2_SPP_S | SPP_N | SPP_S | Internal | Summer | B4 | 100 | 4383 | 0 | 73.06 | 62.94 | 0.01 | 0
2030 | SPP_N_2_SPP_S | SPP_N | SPP_S | Internal | Summer | B5 | 200 | 4383 | 0 | 69.26 | 62.94 | 0.01 | 0
2030 | SPP_N_2_SPP_S | SPP_N | SPP_S | Internal | Summer | B6 | 300 | 4383 | 56.57 | 56.96 | 56.97 | 0.01 | 0
2030 | SPP_N_2_SPP_S | SPP_N | SPP_S | Internal | Summer | B7 | 400 | 4383 | 173.57 | 45.65 | 45.66 | 0.01 | 0
2030 | SPP_N_2_SPP_S | SPP_N | SPP_S | Internal | Summer | B8 | 500 | 4383 | 1831.76 | 43.67 | 43.68 | 0.01 | 0
2030 | SPP_N_2_SPP_S | SPP_N | SPP_S | Internal | Summer | B9 | 800 | 4383 | 3672.81 | 43.43 | 43.44 | 0.01 | 0
2030 | SPP_N_2_SPP_S | SPP_N | SPP_S | Internal | Summer | B10 | 1262 | 4383 | 4383 | 37.71 | 39.41 | 0.01 | 1.69
2030 | SPP_N_2_SPP_S | SPP_N | SPP_S | Internal | Winter | B16 | 25 | 4383 | 0 | 48.63 | 48.62 | 0.01 | 0
2030 | SPP_N_2_SPP_S | SPP_N | SPP_S | Internal | Winter | B17 | 100 | 4383 | 0 | 45.65 | 45.65 | 0.01 | 0
2030 | SPP_N_2_SPP_S | SPP_N | SPP_S | Internal | Winter | B18 | 400 | 4383 | 0 | 45.07 | 45.07 | 0.01 | 0
2030 | SPP_N_2_SPP_S | SPP_N | SPP_S | Internal | Winter | B19 | 700 | 4383 | 729.79 | 42.25 | 42.26 | 0.01 | 0
2030 | SPP_N_2_SPP_S | SPP_N | SPP_S | Internal | Winter | B20 | 935 | 4383 | 3296.75 | 37.31 | 37.32 | 0.01 | 0
2030 | SPP_S_2_ENT | SPP_S | ENT | Internal | Shoulder | B11 | 25 | 850 | 850 | 57.73 | 62.74 | 5 | 0.01
2030 | SPP_S_2_ENT | SPP_S | ENT | Internal | Shoulder | B12 | 200 | 850 | 0 | 45.37 | 47.35 | 5 | 0
2030 | SPP_S_2_ENT | SPP_S | ENT | Internal | Shoulder | B13 | 600 | 850 | 0 | 44.06 | 47.35 | 5 | 0
2030 | SPP_S_2_ENT | SPP_S | ENT | Internal | Shoulder | B14 | 900 | 850 | 850 | 40.17 | 45.46 | 5 | 0.3
2030 | SPP_S_2_ENT | SPP_S | ENT | Internal | Shoulder | B15 | 1203 | 850 | 850 | 38.71 | 45.46 | 5 | 1.75
2030 | SPP_S_2_ENT | SPP_S | ENT | Internal | Summer | B1 | 10 | 850 | 850 | 45.66 | 72.36 | 5 | 21.7
2030 | SPP_S_2_ENT | SPP_S | ENT | Internal | Summer | B2 | 25 | 850 | 850 | 62.94 | 69.81 | 5 | 1.87
2030 | SPP_S_2_ENT | SPP_S | ENT | Internal | Summer | B3 | 75 | 850 | 850 | 63.47 | 69.81 | 5 | 1.35
2030 | SPP_S_2_ENT | SPP_S | ENT | Internal | Summer | B4 | 100 | 850 | 0 | 62.94 | 67.63 | 5 | 0
2030 | SPP_S_2_ENT | SPP_S | ENT | Internal | Summer | B5 | 200 | 850 | 0 | 62.94 | 64.44 | 5 | 0
2030 | SPP_S_2_ENT | SPP_S | ENT | Internal | Summer | B6 | 300 | 850 | 0 | 56.97 | 56.37 | 5 | 0
2030 | SPP_S_2_ENT | SPP_S | ENT | Internal | Summer | B7 | 400 | 850 | 0 | 45.66 | 45.68 | 5 | 0
2030 | SPP_S_2_ENT | SPP_S | ENT | Internal | Summer | B8 | 500 | 850 | 0 | 43.68 | 45.68 | 5 | 0
2030 | SPP_S_2_ENT | SPP_S | ENT | Internal | Summer | B9 | 800 | 850 | 0 | 43.44 | 45.36 | 5 | 0
2030 | SPP_S_2_ENT | SPP_S | ENT | Internal | Summer | B10 | 1262 | 850 | 0 | 39.41 | 43.87 | 5 | 0
2030 | SPP_S_2_ENT | SPP_S | ENT | Internal | Winter | B16 | 25 | 850 | 850 | 48.62 | 53.63 | 5 | 0.01
2030 | SPP_S_2_ENT | SPP_S | ENT | Internal | Winter | B17 | 100 | 850 | 299.37 | 45.65 | 50.65 | 5 | 0
2030 | SPP_S_2_ENT | SPP_S | ENT | Internal | Winter | B18 | 400 | 850 | 507.68 | 45.07 | 50.07 | 5 | 0
2030 | SPP_S_2_ENT | SPP_S | ENT | Internal | Winter | B19 | 700 | 850 | 850 | 42.26 | 48.62 | 5 | 1.36
2030 | SPP_S_2_ENT | SPP_S | ENT | Internal | Winter | B20 | 935 | 850 | 850 | 37.32 | 45.45 | 5 | 3.12
2030 | SPP_S_2_SPP_N | SPP_S | SPP_N | Internal | Shoulder | B11 | 25 | 1023 | 621.61 | 57.73 | 57.74 | 0.01 | 0
2030 | SPP_S_2_SPP_N | SPP_S | SPP_N | Internal | Shoulder | B12 | 200 | 1023 | 1023 | 45.37 | 45.4 | 0.01 | 0.02
2030 | SPP_S_2_SPP_N | SPP_S | SPP_N | Internal | Shoulder | B13 | 600 | 1023 | 0 | 44.06 | 44.05 | 0.01 | 0
2030 | SPP_S_2_SPP_N | SPP_S | SPP_N | Internal | Shoulder | B14 | 900 | 1023 | 0 | 40.17 | 40.16 | 0.01 | 0
2030 | SPP_S_2_SPP_N | SPP_S | SPP_N | Internal | Shoulder | B15 | 1203 | 1023 | 0 | 38.71 | 38.7 | 0.01 | 0
2030 | SPP_S_2_SPP_N | SPP_S | SPP_N | Internal | Summer | B1 | 10 | 1023 | 1023 | 45.66 | 72.36 | 0.01 | 26.68
2030 | SPP_S_2_SPP_N | SPP_S | SPP_N | Internal | Summer | B2 | 25 | 1023 | 1023 | 62.94 | 73.06 | 0.01 | 10.1
2030 | SPP_S_2_SPP_N | SPP_S | SPP_N | Internal | Summer | B3 | 75 | 1023 | 1023 | 63.47 | 74.25 | 0.01 | 10.77
2030 | SPP_S_2_SPP_N | SPP_S | SPP_N | Internal | Summer | B4 | 100 | 1023 | 1023 | 62.94 | 73.06 | 0.01 | 10.1
2030 | SPP_S_2_SPP_N | SPP_S | SPP_N | Internal | Summer | B5 | 200 | 1023 | 1023 | 62.94 | 69.26 | 0.01 | 6.31
2030 | SPP_S_2_SPP_N | SPP_S | SPP_N | Internal | Summer | B6 | 300 | 1023 | 0 | 56.97 | 56.96 | 0.01 | 0
2030 | SPP_S_2_SPP_N | SPP_S | SPP_N | Internal | Summer | B7 | 400 | 1023 | 0 | 45.66 | 45.65 | 0.01 | 0
2030 | SPP_S_2_SPP_N | SPP_S | SPP_N | Internal | Summer | B8 | 500 | 1023 | 0 | 43.68 | 43.67 | 0.01 | 0
2030 | SPP_S_2_SPP_N | SPP_S | SPP_N | Internal | Summer | B9 | 800 | 1023 | 0 | 43.44 | 43.43 | 0.01 | 0
2030 | SPP_S_2_SPP_N | SPP_S | SPP_N | Internal | Summer | B10 | 1262 | 1023 | 0 | 39.41 | 37.71 | 0.01 | 0
2030 | SPP_S_2_SPP_N | SPP_S | SPP_N | Internal | Winter | B16 | 25 | 1023 | 269.81 | 48.62 | 48.63 | 0.01 | 0
2030 | SPP_S_2_SPP_N | SPP_S | SPP_N | Internal | Winter | B17 | 100 | 1023 | 0 | 45.65 | 45.65 | 0.01 | 0
2030 | SPP_S_2_SPP_N | SPP_S | SPP_N | Internal | Winter | B18 | 400 | 1023 | 0 | 45.07 | 45.07 | 0.01 | 0
2030 | SPP_S_2_SPP_N | SPP_S | SPP_N | Internal | Winter | B19 | 700 | 1023 | 0 | 42.26 | 42.25 | 0.01 | 0
2030 | SPP_S_2_SPP_N | SPP_S | SPP_N | Internal | Winter | B20 | 935 | 1023 | 0 | 37.32 | 37.31 | 0.01 | 0
2030 | TVA_2_ENT | TVA | ENT | Internal | Shoulder | B11 | 25 | 500 | 500 | 48.87 | 62.74 | 9 | 4.87
2030 | TVA_2_ENT | TVA | ENT | Internal | Shoulder | B12 | 200 | 500 | 0 | 46.87 | 47.35 | 9 | 0
2030 | TVA_2_ENT | TVA | ENT | Internal | Shoulder | B13 | 600 | 500 | 0 | 42.2 | 47.35 | 9 | 0
2030 | TVA_2_ENT | TVA | ENT | Internal | Shoulder | B14 | 900 | 500 | 0 | 42.2 | 45.46 | 9 | 0
2030 | TVA_2_ENT | TVA | ENT | Internal | Shoulder | B15 | 1203 | 500 | 0 | 37 | 45.46 | 9 | 0
2030 | TVA_2_ENT | TVA | ENT | Internal | Summer | B1 | 10 | 500 | 0 | 80.37 | 72.36 | 9 | 0
2030 | TVA_2_ENT | TVA | ENT | Internal | Summer | B2 | 25 | 500 | 0 | 75.29 | 69.81 | 9 | 0
2030 | TVA_2_ENT | TVA | ENT | Internal | Summer | B3 | 75 | 500 | 0 | 75.29 | 69.81 | 9 | 0
2030 | TVA_2_ENT | TVA | ENT | Internal | Summer | B4 | 100 | 500 | 0 | 66.63 | 67.63 | 9 | 0
2030 | TVA_2_ENT | TVA | ENT | Internal | Summer | B5 | 200 | 500 | 500 | 49.6 | 64.44 | 9 | 5.84
2030 | TVA_2_ENT | TVA | ENT | Internal | Summer | B6 | 300 | 500 | 415.51 | 47.37 | 56.37 | 9 | 0
2030 | TVA_2_ENT | TVA | ENT | Internal | Summer | B7 | 400 | 500 | 0 | 41.91 | 45.68 | 9 | 0
2030 | TVA_2_ENT | TVA | ENT | Internal | Summer | B8 | 500 | 500 | 0 | 36.97 | 45.68 | 9 | 0
2030 | TVA_2_ENT | TVA | ENT | Internal | Summer | B9 | 800 | 500 | 0 | 36.77 | 45.36 | 9 | 0
2030 | TVA_2_ENT | TVA | ENT | Internal | Summer | B10 | 1262 | 500 | 0 | 35.42 | 43.87 | 9 | 0
2030 | TVA_2_ENT | TVA | ENT | Internal | Winter | B16 | 25 | 500 | 0 | 54.62 | 53.63 | 9 | 0
2030 | TVA_2_ENT | TVA | ENT | Internal | Winter | B17 | 100 | 500 | 0 | 49.9 | 50.65 | 9 | 0
2030 | TVA_2_ENT | TVA | ENT | Internal | Winter | B18 | 400 | 500 | 319.97 | 41.07 | 50.07 | 9 | 0
2030 | TVA_2_ENT | TVA | ENT | Internal | Winter | B19 | 700 | 500 | 171.13 | 39.62 | 48.62 | 9 | 0
2030 | TVA_2_ENT | TVA | ENT | Internal | Winter | B20 | 935 | 500 | 0 | 39.39 | 45.45 | 9 | 0
2030 | TVA_2_MISO_MO-IL | TVA | MISO_MO-IL | Internal | Shoulder | B11 | 25 | 50 | 25.71 | 48.87 | 57.87 | 9 | 0
2030 | TVA_2_MISO_MO-IL | TVA | MISO_MO-IL | Internal | Shoulder | B12 | 200 | 50 | 0 | 46.87 | 46.79 | 9 | 0
2030 | TVA_2_MISO_MO-IL | TVA | MISO_MO-IL | Internal | Shoulder | B13 | 600 | 50 | 0 | 42.2 | 44.05 | 9 | 0
2030 | TVA_2_MISO_MO-IL | TVA | MISO_MO-IL | Internal | Shoulder | B14 | 900 | 50 | 0 | 42.2 | 40.16 | 9 | 0
2030 | TVA_2_MISO_MO-IL | TVA | MISO_MO-IL | Internal | Shoulder | B15 | 1203 | 50 | 0 | 37 | 38.7 | 9 | 0
2030 | TVA_2_MISO_MO-IL | TVA | MISO_MO-IL | Internal | Summer | B1 | 10 | 50 | 0 | 80.37 | 72.36 | 9 | 0
2030 | TVA_2_MISO_MO-IL | TVA | MISO_MO-IL | Internal | Summer | B2 | 25 | 50 | 0 | 75.29 | 71.85 | 9 | 0
2030 | TVA_2_MISO_MO-IL | TVA | MISO_MO-IL | Internal | Summer | B3 | 75 | 50 | 0 | 75.29 | 71.28 | 9 | 0
2030 | TVA_2_MISO_MO-IL | TVA | MISO_MO-IL | Internal | Summer | B4 | 100 | 50 | 0 | 66.63 | 70.66 | 9 | 0
2030 | TVA_2_MISO_MO-IL | TVA | MISO_MO-IL | Internal | Summer | B5 | 200 | 50 | 50 | 49.6 | 65.42 | 9 | 6.82
2030 | TVA_2_MISO_MO-IL | TVA | MISO_MO-IL | Internal | Summer | B6 | 300 | 50 | 0 | 47.37 | 49.97 | 9 | 0
2030 | TVA_2_MISO_MO-IL | TVA | MISO_MO-IL | Internal | Summer | B7 | 400 | 50 | 0 | 41.91 | 43.52 | 9 | 0
2030 | TVA_2_MISO_MO-IL | TVA | MISO_MO-IL | Internal | Summer | B8 | 500 | 50 | 0 | 36.97 | 40.85 | 9 | 0
2030 | TVA_2_MISO_MO-IL | TVA | MISO_MO-IL | Internal | Summer | B9 | 800 | 50 | 0 | 36.77 | 39.76 | 9 | 0
2030 | TVA_2_MISO_MO-IL | TVA | MISO_MO-IL | Internal | Summer | B10 | 1262 | 50 | 0 | 35.42 | 35.87 | 9 | 0
2030 | TVA_2_MISO_MO-IL | TVA | MISO_MO-IL | Internal | Winter | B16 | 25 | 50 | 0 | 54.62 | 50.61 | 9 | 0
2030 | TVA_2_MISO_MO-IL | TVA | MISO_MO-IL | Internal | Winter | B17 | 100 | 50 | 0 | 49.9 | 45.99 | 9 | 0
2030 | TVA_2_MISO_MO-IL | TVA | MISO_MO-IL | Internal | Winter | B18 | 400 | 50 | 0 | 41.07 | 45.07 | 9 | 0
2030 | TVA_2_MISO_MO-IL | TVA | MISO_MO-IL | Internal | Winter | B19 | 700 | 50 | 0 | 39.62 | 42.25 | 9 | 0
2030 | TVA_2_MISO_MO-IL | TVA | MISO_MO-IL | Internal | Winter | B20 | 935 | 50 | 0 | 39.39 | 37.45 | 9 | 0
2030 | TVA_2_NonRTO_Midwest | TVA | NonRTO_Midwest | Internal | Shoulder | B11 | 25 | 100 | 100 | 48.87 | 65.88 | 9 | 8.01
2030 | TVA_2_NonRTO_Midwest | TVA | NonRTO_Midwest | Internal | Shoulder | B12 | 200 | 100 | 100 | 46.87 | 59.79 | 9 | 3.93
2030 | TVA_2_NonRTO_Midwest | TVA | NonRTO_Midwest | Internal | Shoulder | B13 | 600 | 100 | 100 | 42.2 | 52.93 | 9 | 1.73
2030 | TVA_2_NonRTO_Midwest | TVA | NonRTO_Midwest | Internal | Shoulder | B14 | 900 | 100 | 0 | 42.2 | 44.42 | 9 | 0
2030 | TVA_2_NonRTO_Midwest | TVA | NonRTO_Midwest | Internal | Shoulder | B15 | 1203 | 100 | 0 | 37 | 37.97 | 9 | 0
2030 | TVA_2_NonRTO_Midwest | TVA | NonRTO_Midwest | Internal | Summer | B1 | 10 | 100 | 0 | 80.37 | 76.13 | 9 | 0
2030 | TVA_2_NonRTO_Midwest | TVA | NonRTO_Midwest | Internal | Summer | B2 | 25 | 100 | 0 | 75.29 | 76.13 | 9 | 0
2030 | TVA_2_NonRTO_Midwest | TVA | NonRTO_Midwest | Internal | Summer | B3 | 75 | 100 | 0 | 75.29 | 76.13 | 9 | 0
2030 | TVA_2_NonRTO_Midwest | TVA | NonRTO_Midwest | Internal | Summer | B4 | 100 | 100 | 100 | 66.63 | 76.13 | 9 | 0.5
2030 | TVA_2_NonRTO_Midwest | TVA | NonRTO_Midwest | Internal | Summer | B5 | 200 | 100 | 100 | 49.6 | 73.44 | 9 | 14.83
2030 | TVA_2_NonRTO_Midwest | TVA | NonRTO_Midwest | Internal | Summer | B6 | 300 | 100 | 100 | 47.37 | 57.98 | 9 | 1.61
2030 | TVA_2_NonRTO_Midwest | TVA | NonRTO_Midwest | Internal | Summer | B7 | 400 | 100 | 0 | 41.91 | 47.42 | 9 | 0
2030 | TVA_2_NonRTO_Midwest | TVA | NonRTO_Midwest | Internal | Summer | B8 | 500 | 100 | 0 | 36.97 | 43.32 | 9 | 0
2030 | TVA_2_NonRTO_Midwest | TVA | NonRTO_Midwest | Internal | Summer | B9 | 800 | 100 | 0 | 36.77 | 38.02 | 9 | 0
2030 | TVA_2_NonRTO_Midwest | TVA | NonRTO_Midwest | Internal | Summer | B10 | 1262 | 100 | 0 | 35.42 | 35.8 | 9 | 0
2030 | TVA_2_NonRTO_Midwest | TVA | NonRTO_Midwest | Internal | Winter | B16 | 25 | 100 | 100 | 54.62 | 64.79 | 9 | 1.18
2030 | TVA_2_NonRTO_Midwest | TVA | NonRTO_Midwest | Internal | Winter | B17 | 100 | 100 | 100 | 49.9 | 60.34 | 9 | 1.44
2030 | TVA_2_NonRTO_Midwest | TVA | NonRTO_Midwest | Internal | Winter | B18 | 400 | 100 | 100 | 41.07 | 56.26 | 9 | 6.19
2030 | TVA_2_NonRTO_Midwest | TVA | NonRTO_Midwest | Internal | Winter | B19 | 700 | 100 | 0 | 39.62 | 44.42 | 9 | 0
2030 | TVA_2_NonRTO_Midwest | TVA | NonRTO_Midwest | Internal | Winter | B20 | 935 | 100 | 0 | 39.39 | 37.86 | 9 | 0
2030 | TVA_2_PJM_ROR | TVA | PJM_ROR | Internal | Shoulder | B11 | 25 | 500 | 0 | 48.87 | 47.74 | 9 | 0
2030 | TVA_2_PJM_ROR | TVA | PJM_ROR | Internal | Shoulder | B12 | 200 | 500 | 0 | 46.87 | 44.79 | 9 | 0
2030 | TVA_2_PJM_ROR | TVA | PJM_ROR | Internal | Shoulder | B13 | 600 | 500 | 0 | 42.2 | 42.93 | 9 | 0
2030 | TVA_2_PJM_ROR | TVA | PJM_ROR | Internal | Shoulder | B14 | 900 | 500 | 0 | 42.2 | 41.25 | 9 | 0
2030 | TVA_2_PJM_ROR | TVA | PJM_ROR | Internal | Shoulder | B15 | 1203 | 500 | 0 | 37 | 37.24 | 9 | 0
2030 | TVA_2_PJM_ROR | TVA | PJM_ROR | Internal | Summer | B1 | 10 | 500 | 0 | 80.37 | 69.28 | 9 | 0
2030 | TVA_2_PJM_ROR | TVA | PJM_ROR | Internal | Summer | B2 | 25 | 500 | 0 | 75.29 | 69.28 | 9 | 0
2030 | TVA_2_PJM_ROR | TVA | PJM_ROR | Internal | Summer | B3 | 75 | 500 | 0 | 75.29 | 69.28 | 9 | 0
2030 | TVA_2_PJM_ROR | TVA | PJM_ROR | Internal | Summer | B4 | 100 | 500 | 0 | 66.63 | 62.6 | 9 | 0
2030 | TVA_2_PJM_ROR | TVA | PJM_ROR | Internal | Summer | B5 | 200 | 500 | 0 | 49.6 | 58.44 | 9 | 0
2030 | TVA_2_PJM_ROR | TVA | PJM_ROR | Internal | Summer | B6 | 300 | 500 | 0 | 47.37 | 47.95 | 9 | 0
2030 | TVA_2_PJM_ROR | TVA | PJM_ROR | Internal | Summer | B7 | 400 | 500 | 0 | 41.91 | 42.01 | 9 | 0
2030 | TVA_2_PJM_ROR | TVA | PJM_ROR | Internal | Summer | B8 | 500 | 500 | 0 | 36.97 | 40.88 | 9 | 0
2030 | TVA_2_PJM_ROR | TVA | PJM_ROR | Internal | Summer | B9 | 800 | 500 | 0 | 36.77 | 37.88 | 9 | 0
2030 | TVA_2_PJM_ROR | TVA | PJM_ROR | Internal | Summer | B10 | 1262 | 500 | 0 | 35.42 | 34.18 | 9 | 0
2030 | TVA_2_PJM_ROR | TVA | PJM_ROR | Internal | Winter | B16 | 25 | 500 | 0 | 54.62 | 48.61 | 9 | 0
2030 | TVA_2_PJM_ROR | TVA | PJM_ROR | Internal | Winter | B17 | 100 | 500 | 0 | 49.9 | 47.99 | 9 | 0
2030 | TVA_2_PJM_ROR | TVA | PJM_ROR | Internal | Winter | B18 | 400 | 500 | 0 | 41.07 | 46.26 | 9 | 0
2030 | TVA_2_PJM_ROR | TVA | PJM_ROR | Internal | Winter | B19 | 700 | 500 | 0 | 39.62 | 43.46 | 9 | 0
2030 | TVA_2_PJM_ROR | TVA | PJM_ROR | Internal | Winter | B20 | 935 | 500 | 0 | 39.39 | 34.21 | 9 | 0
2030 | TVA_2_SOCO | TVA | SOCO | Internal | Shoulder | B11 | 25 | 500 | 500 | 48.87 | 62.38 | 9 | 4.51
2030 | TVA_2_SOCO | TVA | SOCO | Internal | Shoulder | B12 | 200 | 500 | 0 | 46.87 | 47.47 | 9 | 0
2030 | TVA_2_SOCO | TVA | SOCO | Internal | Shoulder | B13 | 600 | 500 | 0 | 42.2 | 47.47 | 9 | 0
2030 | TVA_2_SOCO | TVA | SOCO | Internal | Shoulder | B14 | 900 | 500 | 0 | 42.2 | 47.47 | 9 | 0
2030 | TVA_2_SOCO | TVA | SOCO | Internal | Shoulder | B15 | 1203 | 500 | 0 | 37 | 44.61 | 9 | 0
2030 | TVA_2_SOCO | TVA | SOCO | Internal | Summer | B1 | 10 | 500 | 0 | 80.37 | 77.81 | 9 | 0
2030 | TVA_2_SOCO | TVA | SOCO | Internal | Summer | B2 | 25 | 500 | 0 | 75.29 | 77.81 | 9 | 0
2030 | TVA_2_SOCO | TVA | SOCO | Internal | Summer | B3 | 75 | 500 | 0 | 75.29 | 77.81 | 9 | 0
2030 | TVA_2_SOCO | TVA | SOCO | Internal | Summer | B4 | 100 | 500 | 130.49 | 66.63 | 75.63 | 9 | 0
2030 | TVA_2_SOCO | TVA | SOCO | Internal | Summer | B5 | 200 | 500 | 500 | 49.6 | 72.44 | 9 | 13.84
2030 | TVA_2_SOCO | TVA | SOCO | Internal | Summer | B6 | 300 | 500 | 500 | 47.37 | 61.6 | 9 | 5.23
2030 | TVA_2_SOCO | TVA | SOCO | Internal | Summer | B7 | 400 | 500 | 500 | 41.91 | 52.82 | 9 | 1.91
2030 | TVA_2_SOCO | TVA | SOCO | Internal | Summer | B8 | 500 | 500 | 359.06 | 36.97 | 45.97 | 9 | 0
2030 | TVA_2_SOCO | TVA | SOCO | Internal | Summer | B9 | 800 | 500 | 500 | 36.77 | 45.97 | 9 | 0.2
2030 | TVA_2_SOCO | TVA | SOCO | Internal | Summer | B10 | 1262 | 500 | 100.3 | 35.42 | 44.42 | 9 | 0
2030 | TVA_2_SOCO | TVA | SOCO | Internal | Winter | B16 | 25 | 500 | 0 | 54.62 | 61.63 | 9 | 0
2030 | TVA_2_SOCO | TVA | SOCO | Internal | Winter | B17 | 100 | 500 | 0 | 49.9 | 50.64 | 9 | 0
2030 | TVA_2_SOCO | TVA | SOCO | Internal | Winter | B18 | 400 | 500 | 0 | 41.07 | 49.89 | 9 | 0
2030 | TVA_2_SOCO | TVA | SOCO | Internal | Winter | B19 | 700 | 500 | 0 | 39.62 | 47.25 | 9 | 0
2030 | TVA_2_SOCO | TVA | SOCO | Internal | Winter | B20 | 935 | 500 | 0 | 39.39 | 45.37 | 9 | 0
2030 | TVA_2_VACAR | TVA | VACAR | Internal | Shoulder | B11 | 25 | 150 | 0 | 48.87 | 53.74 | 9 | 0
2030 | TVA_2_VACAR | TVA | VACAR | Internal | Shoulder | B12 | 200 | 150 | 0 | 46.87 | 46.72 | 9 | 0
2030 | TVA_2_VACAR | TVA | VACAR | Internal | Shoulder | B13 | 600 | 150 | 0 | 42.2 | 42.02 | 9 | 0
2030 | TVA_2_VACAR | TVA | VACAR | Internal | Shoulder | B14 | 900 | 150 | 0 | 42.2 | 40.47 | 9 | 0
2030 | TVA_2_VACAR | TVA | VACAR | Internal | Shoulder | B15 | 1203 | 150 | 0 | 37 | 37.61 | 9 | 0
2030 | TVA_2_VACAR | TVA | VACAR | Internal | Summer | B1 | 10 | 150 | 0 | 80.37 | 79.19 | 9 | 0
2030 | TVA_2_VACAR | TVA | VACAR | Internal | Summer | B2 | 25 | 150 | 0 | 75.29 | 80.82 | 9 | 0
2030 | TVA_2_VACAR | TVA | VACAR | Internal | Summer | B3 | 75 | 150 | 0 | 75.29 | 75.28 | 9 | 0
2030 | TVA_2_VACAR | TVA | VACAR | Internal | Summer | B4 | 100 | 150 | 0 | 66.63 | 60.13 | 9 | 0
2030 | TVA_2_VACAR | TVA | VACAR | Internal | Summer | B5 | 200 | 150 | 150 | 49.6 | 64.44 | 9 | 5.83
2030 | TVA_2_VACAR | TVA | VACAR | Internal | Summer | B6 | 300 | 150 | 0 | 47.37 | 52.27 | 9 | 0
2030 | TVA_2_VACAR | TVA | VACAR | Internal | Summer | B7 | 400 | 150 | 0 | 41.91 | 45.82 | 9 | 0
2030 | TVA_2_VACAR | TVA | VACAR | Internal | Summer | B8 | 500 | 150 | 0 | 36.97 | 44.66 | 9 | 0
2030 | TVA_2_VACAR | TVA | VACAR | Internal | Summer | B9 | 800 | 150 | 0 | 36.77 | 42.02 | 9 | 0
2030 | TVA_2_VACAR | TVA | VACAR | Internal | Summer | B10 | 1262 | 150 | 0 | 35.42 | 37.42 | 9 | 0
2030 | TVA_2_VACAR | TVA | VACAR | Internal | Winter | B16 | 25 | 150 | 0 | 54.62 | 54.61 | 9 | 0
2030 | TVA_2_VACAR | TVA | VACAR | Internal | Winter | B17 | 100 | 150 | 0 | 49.9 | 47.61 | 9 | 0
2030 | TVA_2_VACAR | TVA | VACAR | Internal | Winter | B18 | 400 | 150 | 0 | 41.07 | 42.89 | 9 | 0
2030 | TVA_2_VACAR | TVA | VACAR | Internal | Winter | B19 | 700 | 150 | 0 | 39.62 | 40.25 | 9 | 0
2030 | TVA_2_VACAR | TVA | VACAR | Internal | Winter | B20 | 935 | 150 | 0 | 39.39 | 37.73 | 9 | 0
2030 | TVA_Transmission_2_ENT | TVA_Transmission | ENT | Internal | Shoulder | B11 | 25 | 3000 | 693.48 | 53.74 | 62.74 | 9 | 0
2030 | TVA_Transmission_2_ENT | TVA_Transmission | ENT | Internal | Shoulder | B12 | 200 | 3000 | 0 | 50.79 | 47.35 | 9 | 0
2030 | TVA_Transmission_2_ENT | TVA_Transmission | ENT | Internal | Shoulder | B13 | 600 | 3000 | 0 | 46.08 | 47.35 | 9 | 0
2030 | TVA_Transmission_2_ENT | TVA_Transmission | ENT | Internal | Shoulder | B14 | 900 | 3000 | 0 | 43.85 | 45.46 | 9 | 0
2030 | TVA_Transmission_2_ENT | TVA_Transmission | ENT | Internal | Shoulder | B15 | 1203 | 3000 | 0 | 39.65 | 45.46 | 9 | 0
2030 | TVA_Transmission_2_ENT | TVA_Transmission | ENT | Internal | Summer | B1 | 10 | 3000 | 0 | 80.36 | 72.36 | 9 | 0
2030 | TVA_Transmission_2_ENT | TVA_Transmission | ENT | Internal | Summer | B2 | 25 | 3000 | 0 | 75.28 | 69.81 | 9 | 0
2030 | TVA_Transmission_2_ENT | TVA_Transmission | ENT | Internal | Summer | B3 | 75 | 3000 | 0 | 75.28 | 69.81 | 9 | 0
2030 | TVA_Transmission_2_ENT | TVA_Transmission | ENT | Internal | Summer | B4 | 100 | 3000 | 0 | 67.13 | 67.63 | 9 | 0
2030 | TVA_Transmission_2_ENT | TVA_Transmission | ENT | Internal | Summer | B5 | 200 | 3000 | 0 | 64.44 | 64.44 | 9 | 0
2030 | TVA_Transmission_2_ENT | TVA_Transmission | ENT | Internal | Summer | B6 | 300 | 3000 | 0 | 53.34 | 56.37 | 9 | 0
2030 | TVA_Transmission_2_ENT | TVA_Transmission | ENT | Internal | Summer | B7 | 400 | 3000 | 0 | 46.13 | 45.68 | 9 | 0
2030 | TVA_Transmission_2_ENT | TVA_Transmission | ENT | Internal | Summer | B8 | 500 | 3000 | 0 | 43.26 | 45.68 | 9 | 0
2030 | TVA_Transmission_2_ENT | TVA_Transmission | ENT | Internal | Summer | B9 | 800 | 3000 | 0 | 41.21 | 45.36 | 9 | 0
2030 | TVA_Transmission_2_ENT | TVA_Transmission | ENT | Internal | Summer | B10 | 1262 | 3000 | 0 | 38.45 | 43.87 | 9 | 0
2030 | TVA_Transmission_2_ENT | TVA_Transmission | ENT | Internal | Winter | B16 | 25 | 3000 | 0 | 54.61 | 53.63 | 9 | 0
2030 | TVA_Transmission_2_ENT | TVA_Transmission | ENT | Internal | Winter | B17 | 100 | 3000 | 0 | 52.29 | 50.65 | 9 | 0
2030 | TVA_Transmission_2_ENT | TVA_Transmission | ENT | Internal | Winter | B18 | 400 | 3000 | 0 | 48.5 | 50.07 | 9 | 0
2030 | TVA_Transmission_2_ENT | TVA_Transmission | ENT | Internal | Winter | B19 | 700 | 3000 | 0 | 43.75 | 48.62 | 9 | 0
2030 | TVA_Transmission_2_ENT | TVA_Transmission | ENT | Internal | Winter | B20 | 935 | 3000 | 0 | 39.75 | 45.45 | 9 | 0
2030 | TVA_Transmission_2_NonRTO_Midwest | TVA_Transmission | NonRTO_Midwest | Internal | Shoulder | B11 | 25 | 700 | 700 | 53.74 | 65.88 | 9 | 3.14
2030 | TVA_Transmission_2_NonRTO_Midwest | TVA_Transmission | NonRTO_Midwest | Internal | Shoulder | B12 | 200 | 700 | 429.97 | 50.79 | 59.79 | 9 | 0
2030 | TVA_Transmission_2_NonRTO_Midwest | TVA_Transmission | NonRTO_Midwest | Internal | Shoulder | B13 | 600 | 700 | 0 | 46.08 | 52.93 | 9 | 0
2030 | TVA_Transmission_2_NonRTO_Midwest | TVA_Transmission | NonRTO_Midwest | Internal | Shoulder | B14 | 900 | 700 | 0 | 43.85 | 44.42 | 9 | 0
2030 | TVA_Transmission_2_NonRTO_Midwest | TVA_Transmission | NonRTO_Midwest | Internal | Shoulder | B15 | 1203 | 700 | 0 | 39.65 | 37.97 | 9 | 0
2030 | TVA_Transmission_2_NonRTO_Midwest | TVA_Transmission | NonRTO_Midwest | Internal | Summer | B1 | 10 | 700 | 0 | 80.36 | 76.13 | 9 | 0
2030 | TVA_Transmission_2_NonRTO_Midwest | TVA_Transmission | NonRTO_Midwest | Internal | Summer | B2 | 25 | 700 | 0 | 75.28 | 76.13 | 9 | 0
2030 | TVA_Transmission_2_NonRTO_Midwest | TVA_Transmission | NonRTO_Midwest | Internal | Summer | B3 | 75 | 700 | 0 | 75.28 | 76.13 | 9 | 0
2030 | TVA_Transmission_2_NonRTO_Midwest | TVA_Transmission | NonRTO_Midwest | Internal | Summer | B4 | 100 | 700 | 645.37 | 67.13 | 76.13 | 9 | 0
2030 | TVA_Transmission_2_NonRTO_Midwest | TVA_Transmission | NonRTO_Midwest | Internal | Summer | B5 | 200 | 700 | 574.28 | 64.44 | 73.44 | 9 | 0
2030 | TVA_Transmission_2_NonRTO_Midwest | TVA_Transmission | NonRTO_Midwest | Internal | Summer | B6 | 300 | 700 | 0 | 53.34 | 57.98 | 9 | 0
2030 | TVA_Transmission_2_NonRTO_Midwest | TVA_Transmission | NonRTO_Midwest | Internal | Summer | B7 | 400 | 700 | 0 | 46.13 | 47.42 | 9 | 0
2030 | TVA_Transmission_2_NonRTO_Midwest | TVA_Transmission | NonRTO_Midwest | Internal | Summer | B8 | 500 | 700 | 0 | 43.26 | 43.32 | 9 | 0
2030 | TVA_Transmission_2_NonRTO_Midwest | TVA_Transmission | NonRTO_Midwest | Internal | Summer | B9 | 800 | 700 | 0 | 41.21 | 38.02 | 9 | 0
2030 | TVA_Transmission_2_NonRTO_Midwest | TVA_Transmission | NonRTO_Midwest | Internal | Summer | B10 | 1262 | 700 | 0 | 38.45 | 35.8 | 9 | 0
2030 | TVA_Transmission_2_NonRTO_Midwest | TVA_Transmission | NonRTO_Midwest | Internal | Winter | B16 | 25 | 700 | 700 | 54.61 | 64.79 | 9 | 1.19
2030 | TVA_Transmission_2_NonRTO_Midwest | TVA_Transmission | NonRTO_Midwest | Internal | Winter | B17 | 100 | 700 | 0 | 52.29 | 60.34 | 9 | 0
2030 | TVA_Transmission_2_NonRTO_Midwest | TVA_Transmission | NonRTO_Midwest | Internal | Winter | B18 | 400 | 700 | 0 | 48.5 | 56.26 | 9 | 0
2030 | TVA_Transmission_2_NonRTO_Midwest | TVA_Transmission | NonRTO_Midwest | Internal | Winter | B19 | 700 | 700 | 0 | 43.75 | 44.42 | 9 | 0
2030 | TVA_Transmission_2_NonRTO_Midwest | TVA_Transmission | NonRTO_Midwest | Internal | Winter | B20 | 935 | 700 | 0 | 39.75 | 37.86 | 9 | 0
2030 | TVA_Transmission_2_SOCO | TVA_Transmission | SOCO | Internal | Shoulder | B11 | 25 | 3200 | 0 | 53.74 | 62.38 | 9 | 0
2030 | TVA_Transmission_2_SOCO | TVA_Transmission | SOCO | Internal | Shoulder | B12 | 200 | 3200 | 0 | 50.79 | 47.47 | 9 | 0
2030 | TVA_Transmission_2_SOCO | TVA_Transmission | SOCO | Internal | Shoulder | B13 | 600 | 3200 | 0 | 46.08 | 47.47 | 9 | 0
2030 | TVA_Transmission_2_SOCO | TVA_Transmission | SOCO | Internal | Shoulder | B14 | 900 | 3200 | 0 | 43.85 | 47.47 | 9 | 0
2030 | TVA_Transmission_2_SOCO | TVA_Transmission | SOCO | Internal | Shoulder | B15 | 1203 | 3200 | 0 | 39.65 | 44.61 | 9 | 0
2030 | TVA_Transmission_2_SOCO | TVA_Transmission | SOCO | Internal | Summer | B1 | 10 | 3200 | 0 | 80.36 | 77.81 | 9 | 0
2030 | TVA_Transmission_2_SOCO | TVA_Transmission | SOCO | Internal | Summer | B2 | 25 | 3200 | 0 | 75.28 | 77.81 | 9 | 0
2030 | TVA_Transmission_2_SOCO | TVA_Transmission | SOCO | Internal | Summer | B3 | 75 | 3200 | 0 | 75.28 | 77.81 | 9 | 0
2030 | TVA_Transmission_2_SOCO | TVA_Transmission | SOCO | Internal | Summer | B4 | 100 | 3200 | 0 | 67.13 | 75.63 | 9 | 0
2030 | TVA_Transmission_2_SOCO | TVA_Transmission | SOCO | Internal | Summer | B5 | 200 | 3200 | 0 | 64.44 | 72.44 | 9 | 0
2030 | TVA_Transmission_2_SOCO | TVA_Transmission | SOCO | Internal | Summer | B6 | 300 | 3200 | 0 | 53.34 | 61.6 | 9 | 0
2030 | TVA_Transmission_2_SOCO | TVA_Transmission | SOCO | Internal | Summer | B7 | 400 | 3200 | 0 | 46.13 | 52.82 | 9 | 0
2030 | TVA_Transmission_2_SOCO | TVA_Transmission | SOCO | Internal | Summer | B8 | 500 | 3200 | 0 | 43.26 | 45.97 | 9 | 0
2030 | TVA_Transmission_2_SOCO | TVA_Transmission | SOCO | Internal | Summer | B9 | 800 | 3200 | 0 | 41.21 | 45.97 | 9 | 0
2030 | TVA_Transmission_2_SOCO | TVA_Transmission | SOCO | Internal | Summer | B10 | 1262 | 3200 | 0 | 38.45 | 44.42 | 9 | 0
2030 | TVA_Transmission_2_SOCO | TVA_Transmission | SOCO | Internal | Winter | B16 | 25 | 3200 | 0 | 54.61 | 61.63 | 9 | 0
2030 | TVA_Transmission_2_SOCO | TVA_Transmission | SOCO | Internal | Winter | B17 | 100 | 3200 | 0 | 52.29 | 50.64 | 9 | 0
2030 | TVA_Transmission_2_SOCO | TVA_Transmission | SOCO | Internal | Winter | B18 | 400 | 3200 | 0 | 48.5 | 49.89 | 9 | 0
2030 | TVA_Transmission_2_SOCO | TVA_Transmission | SOCO | Internal | Winter | B19 | 700 | 3200 | 0 | 43.75 | 47.25 | 9 | 0
2030 | TVA_Transmission_2_SOCO | TVA_Transmission | SOCO | Internal | Winter | B20 | 935 | 3200 | 0 | 39.75 | 45.37 | 9 | 0
2030 | TVA_Transmission_2_TVA | TVA_Transmission | TVA | Internal | Shoulder | B11 | 25 | 99999 | 0 | 53.74 | 48.87 | 0.01 | 0
2030 | TVA_Transmission_2_TVA | TVA_Transmission | TVA | Internal | Shoulder | B12 | 200 | 99999 | 0 | 50.79 | 46.87 | 0.01 | 0
2030 | TVA_Transmission_2_TVA | TVA_Transmission | TVA | Internal | Shoulder | B13 | 600 | 99999 | 0 | 46.08 | 42.2 | 0.01 | 0
2030 | TVA_Transmission_2_TVA | TVA_Transmission | TVA | Internal | Shoulder | B14 | 900 | 99999 | 0 | 43.85 | 42.2 | 0.01 | 0
2030 | TVA_Transmission_2_TVA | TVA_Transmission | TVA | Internal | Shoulder | B15 | 1203 | 99999 | 0 | 39.65 | 37 | 0.01 | 0
2030 | TVA_Transmission_2_TVA | TVA_Transmission | TVA | Internal | Summer | B1 | 10 | 99999 | 3055.84 | 80.36 | 80.37 | 0.01 | 0
2030 | TVA_Transmission_2_TVA | TVA_Transmission | TVA | Internal | Summer | B2 | 25 | 99999 | 2379.34 | 75.28 | 75.29 | 0.01 | 0
2030 | TVA_Transmission_2_TVA | TVA_Transmission | TVA | Internal | Summer | B3 | 75 | 99999 | 568.8 | 75.28 | 75.29 | 0.01 | 0
2030 | TVA_Transmission_2_TVA | TVA_Transmission | TVA | Internal | Summer | B4 | 100 | 99999 | 0 | 67.13 | 66.63 | 0.01 | 0
2030 | TVA_Transmission_2_TVA | TVA_Transmission | TVA | Internal | Summer | B5 | 200 | 99999 | 0 | 64.44 | 49.6 | 0.01 | 0
2030 | TVA_Transmission_2_TVA | TVA_Transmission | TVA | Internal | Summer | B6 | 300 | 99999 | 0 | 53.34 | 47.37 | 0.01 | 0
2030 | TVA_Transmission_2_TVA | TVA_Transmission | TVA | Internal | Summer | B7 | 400 | 99999 | 0 | 46.13 | 41.91 | 0.01 | 0
2030 | TVA_Transmission_2_TVA | TVA_Transmission | TVA | Internal | Summer | B8 | 500 | 99999 | 0 | 43.26 | 36.97 | 0.01 | 0
2030 | TVA_Transmission_2_TVA | TVA_Transmission | TVA | Internal | Summer | B9 | 800 | 99999 | 0 | 41.21 | 36.77 | 0.01 | 0
2030 | TVA_Transmission_2_TVA | TVA_Transmission | TVA | Internal | Summer | B10 | 1262 | 99999 | 0 | 38.45 | 35.42 | 0.01 | 0
2030 | TVA_Transmission_2_TVA | TVA_Transmission | TVA | Internal | Winter | B16 | 25 | 99999 | 695.01 | 54.61 | 54.62 | 0.01 | 0
2030 | TVA_Transmission_2_TVA | TVA_Transmission | TVA | Internal | Winter | B17 | 100 | 99999 | 0 | 52.29 | 49.9 | 0.01 | 0
2030 | TVA_Transmission_2_TVA | TVA_Transmission | TVA | Internal | Winter | B18 | 400 | 99999 | 0 | 48.5 | 41.07 | 0.01 | 0
2030 | TVA_Transmission_2_TVA | TVA_Transmission | TVA | Internal | Winter | B19 | 700 | 99999 | 0 | 43.75 | 39.62 | 0.01 | 0
2030 | TVA_Transmission_2_TVA | TVA_Transmission | TVA | Internal | Winter | B20 | 935 | 99999 | 0 | 39.75 | 39.39 | 0.01 | 0
2030 | TVA_Transmission_2_VACAR | TVA_Transmission | VACAR | Internal | Shoulder | B11 | 25 | 900 | 0 | 53.74 | 53.74 | 9 | 0
2030 | TVA_Transmission_2_VACAR | TVA_Transmission | VACAR | Internal | Shoulder | B12 | 200 | 900 | 0 | 50.79 | 46.72 | 9 | 0
2030 | TVA_Transmission_2_VACAR | TVA_Transmission | VACAR | Internal | Shoulder | B13 | 600 | 900 | 0 | 46.08 | 42.02 | 9 | 0
2030 | TVA_Transmission_2_VACAR | TVA_Transmission | VACAR | Internal | Shoulder | B14 | 900 | 900 | 0 | 43.85 | 40.47 | 9 | 0
2030 | TVA_Transmission_2_VACAR | TVA_Transmission | VACAR | Internal | Shoulder | B15 | 1203 | 900 | 0 | 39.65 | 37.61 | 9 | 0
2030 | TVA_Transmission_2_VACAR | TVA_Transmission | VACAR | Internal | Summer | B1 | 10 | 900 | 0 | 80.36 | 79.19 | 9 | 0
2030 | TVA_Transmission_2_VACAR | TVA_Transmission | VACAR | Internal | Summer | B2 | 25 | 900 | 0 | 75.28 | 80.82 | 9 | 0
2030 | TVA_Transmission_2_VACAR | TVA_Transmission | VACAR | Internal | Summer | B3 | 75 | 900 | 0 | 75.28 | 75.28 | 9 | 0
2030 | TVA_Transmission_2_VACAR | TVA_Transmission | VACAR | Internal | Summer | B4 | 100 | 900 | 0 | 67.13 | 60.13 | 9 | 0
2030 | TVA_Transmission_2_VACAR | TVA_Transmission | VACAR | Internal | Summer | B5 | 200 | 900 | 0 | 64.44 | 64.44 | 9 | 0
2030 | TVA_Transmission_2_VACAR | TVA_Transmission | VACAR | Internal | Summer | B6 | 300 | 900 | 0 | 53.34 | 52.27 | 9 | 0
2030 | TVA_Transmission_2_VACAR | TVA_Transmission | VACAR | Internal | Summer | B7 | 400 | 900 | 0 | 46.13 | 45.82 | 9 | 0
2030 | TVA_Transmission_2_VACAR | TVA_Transmission | VACAR | Internal | Summer | B8 | 500 | 900 | 0 | 43.26 | 44.66 | 9 | 0
2030 | TVA_Transmission_2_VACAR | TVA_Transmission | VACAR | Internal | Summer | B9 | 800 | 900 | 0 | 41.21 | 42.02 | 9 | 0
2030 | TVA_Transmission_2_VACAR | TVA_Transmission | VACAR | Internal | Summer | B10 | 1262 | 900 | 0 | 38.45 | 37.42 | 9 | 0
2030 | TVA_Transmission_2_VACAR | TVA_Transmission | VACAR | Internal | Winter | B16 | 25 | 900 | 0 | 54.61 | 54.61 | 9 | 0
2030 | TVA_Transmission_2_VACAR | TVA_Transmission | VACAR | Internal | Winter | B17 | 100 | 900 | 0 | 52.29 | 47.61 | 9 | 0
2030 | TVA_Transmission_2_VACAR | TVA_Transmission | VACAR | Internal | Winter | B18 | 400 | 900 | 0 | 48.5 | 42.89 | 9 | 0
2030 | TVA_Transmission_2_VACAR | TVA_Transmission | VACAR | Internal | Winter | B19 | 700 | 900 | 0 | 43.75 | 40.25 | 9 | 0
2030 | TVA_Transmission_2_VACAR | TVA_Transmission | VACAR | Internal | Winter | B20 | 935 | 900 | 0 | 39.75 | 37.73 | 9 | 0
2030 | VACAR_2_SOCO | VACAR | SOCO | Internal | Shoulder | B11 | 25 | 3000 | 3000 | 53.74 | 62.38 | 7 | 1.64
2030 | VACAR_2_SOCO | VACAR | SOCO | Internal | Shoulder | B12 | 200 | 3000 | 0 | 46.72 | 47.47 | 7 | 0
2030 | VACAR_2_SOCO | VACAR | SOCO | Internal | Shoulder | B13 | 600 | 3000 | 0 | 42.02 | 47.47 | 7 | 0
2030 | VACAR_2_SOCO | VACAR | SOCO | Internal | Shoulder | B14 | 900 | 3000 | 566.36 | 40.47 | 47.47 | 7 | 0
2030 | VACAR_2_SOCO | VACAR | SOCO | Internal | Shoulder | B15 | 1203 | 3000 | 2412.8 | 37.61 | 44.61 | 7 | 0
2030 | VACAR_2_SOCO | VACAR | SOCO | Internal | Summer | B1 | 10 | 3000 | 0 | 79.19 | 77.81 | 7 | 0
2030 | VACAR_2_SOCO | VACAR | SOCO | Internal | Summer | B2 | 25 | 3000 | 0 | 80.82 | 77.81 | 7 | 0
2030 | VACAR_2_SOCO | VACAR | SOCO | Internal | Summer | B3 | 75 | 3000 | 0 | 75.28 | 77.81 | 7 | 0
2030 | VACAR_2_SOCO | VACAR | SOCO | Internal | Summer | B4 | 100 | 3000 | 3000 | 60.13 | 75.63 | 7 | 8.5
2030 | VACAR_2_SOCO | VACAR | SOCO | Internal | Summer | B5 | 200 | 3000 | 3000 | 64.44 | 72.44 | 7 | 1
2030 | VACAR_2_SOCO | VACAR | SOCO | Internal | Summer | B6 | 300 | 3000 | 3000 | 52.27 | 61.6 | 7 | 2.33
2030 | VACAR_2_SOCO | VACAR | SOCO | Internal | Summer | B7 | 400 | 3000 | 551.29 | 45.82 | 52.82 | 7 | 0
2030 | VACAR_2_SOCO | VACAR | SOCO | Internal | Summer | B8 | 500 | 3000 | 0 | 44.66 | 45.97 | 7 | 0
2030 | VACAR_2_SOCO | VACAR | SOCO | Internal | Summer | B9 | 800 | 3000 | 0 | 42.02 | 45.97 | 7 | 0
2030 | VACAR_2_SOCO | VACAR | SOCO | Internal | Summer | B10 | 1262 | 3000 | 91.29 | 37.42 | 44.42 | 7 | 0
2030 | VACAR_2_SOCO | VACAR | SOCO | Internal | Winter | B16 | 25 | 3000 | 3000 | 54.61 | 61.63 | 7 | 0.03
2030 | VACAR_2_SOCO | VACAR | SOCO | Internal | Winter | B17 | 100 | 3000 | 0 | 47.61 | 50.64 | 7 | 0
2030 | VACAR_2_SOCO | VACAR | SOCO | Internal | Winter | B18 | 400 | 3000 | 1482.72 | 42.89 | 49.89 | 7 | 0
2030 | VACAR_2_SOCO | VACAR | SOCO | Internal | Winter | B19 | 700 | 3000 | 1309.72 | 40.25 | 47.25 | 7 | 0
2030 | VACAR_2_SOCO | VACAR | SOCO | Internal | Winter | B20 | 935 | 3000 | 3000 | 37.73 | 45.37 | 7 | 0.64
2030 | VACAR_2_TVA_Transmission | VACAR | TVA_Transmission | Internal | Shoulder | B11 | 25 | 900 | 0 | 53.74 | 53.74 | 7 | 0
2030 | VACAR_2_TVA_Transmission | VACAR | TVA_Transmission | Internal | Shoulder | B12 | 200 | 900 | 0 | 46.72 | 50.79 | 7 | 0
2030 | VACAR_2_TVA_Transmission | VACAR | TVA_Transmission | Internal | Shoulder | B13 | 600 | 900 | 0 | 42.02 | 46.08 | 7 | 0
2030 | VACAR_2_TVA_Transmission | VACAR | TVA_Transmission | Internal | Shoulder | B14 | 900 | 900 | 0 | 40.47 | 43.85 | 7 | 0
2030 | VACAR_2_TVA_Transmission | VACAR | TVA_Transmission | Internal | Shoulder | B15 | 1203 | 900 | 0 | 37.61 | 39.65 | 7 | 0
2030 | VACAR_2_TVA_Transmission | VACAR | TVA_Transmission | Internal | Summer | B1 | 10 | 900 | 0 | 79.19 | 80.36 | 7 | 0
2030 | VACAR_2_TVA_Transmission | VACAR | TVA_Transmission | Internal | Summer | B2 | 25 | 900 | 0 | 80.82 | 75.28 | 7 | 0
2030 | VACAR_2_TVA_Transmission | VACAR | TVA_Transmission | Internal | Summer | B3 | 75 | 900 | 0 | 75.28 | 75.28 | 7 | 0
2030 | VACAR_2_TVA_Transmission | VACAR | TVA_Transmission | Internal | Summer | B4 | 100 | 900 | 645.37 | 60.13 | 67.13 | 7 | 0
2030 | VACAR_2_TVA_Transmission | VACAR | TVA_Transmission | Internal | Summer | B5 | 200 | 900 | 0 | 64.44 | 64.44 | 7 | 0
2030 | VACAR_2_TVA_Transmission | VACAR | TVA_Transmission | Internal | Summer | B6 | 300 | 900 | 0 | 52.27 | 53.34 | 7 | 0
2030 | VACAR_2_TVA_Transmission | VACAR | TVA_Transmission | Internal | Summer | B7 | 400 | 900 | 0 | 45.82 | 46.13 | 7 | 0
2030 | VACAR_2_TVA_Transmission | VACAR | TVA_Transmission | Internal | Summer | B8 | 500 | 900 | 0 | 44.66 | 43.26 | 7 | 0
2030 | VACAR_2_TVA_Transmission | VACAR | TVA_Transmission | Internal | Summer | B9 | 800 | 900 | 0 | 42.02 | 41.21 | 7 | 0
2030 | VACAR_2_TVA_Transmission | VACAR | TVA_Transmission | Internal | Summer | B10 | 1262 | 900 | 0 | 37.42 | 38.45 | 7 | 0
2030 | VACAR_2_TVA_Transmission | VACAR | TVA_Transmission | Internal | Winter | B16 | 25 | 900 | 0 | 54.61 | 54.61 | 7 | 0
2030 | VACAR_2_TVA_Transmission | VACAR | TVA_Transmission | Internal | Winter | B17 | 100 | 900 | 0 | 47.61 | 52.29 | 7 | 0
2030 | VACAR_2_TVA_Transmission | VACAR | TVA_Transmission | Internal | Winter | B18 | 400 | 900 | 0 | 42.89 | 48.5 | 7 | 0
2030 | VACAR_2_TVA_Transmission | VACAR | TVA_Transmission | Internal | Winter | B19 | 700 | 900 | 0 | 40.25 | 43.75 | 7 | 0
2030 | VACAR_2_TVA_Transmission | VACAR | TVA_Transmission | Internal | Winter | B20 | 935 | 900 | 0 | 37.73 | 39.75 | 7 | 0
2035 | ENT_2_MISO_MO-IL | ENT | MISO_MO-IL | Internal | Shoulder | B11 | 25 | 2260 | 0 | 75.47 | 80.81 | 8 | 0
2035 | ENT_2_MISO_MO-IL | ENT | MISO_MO-IL | Internal | Shoulder | B12 | 200 | 2260 | 1385.15 | 52.97 | 60.97 | 8 | 0
2035 | ENT_2_MISO_MO-IL | ENT | MISO_MO-IL | Internal | Shoulder | B13 | 600 | 2260 | 0 | 52.97 | 51.07 | 8 | 0
2035 | ENT_2_MISO_MO-IL | ENT | MISO_MO-IL | Internal | Shoulder | B14 | 900 | 2260 | 0 | 51.81 | 48.64 | 8 | 0
2035 | ENT_2_MISO_MO-IL | ENT | MISO_MO-IL | Internal | Shoulder | B15 | 1203 | 2260 | 0 | 50.84 | 44.01 | 8 | 0
2035 | ENT_2_MISO_MO-IL | ENT | MISO_MO-IL | Internal | Summer | B1 | 10 | 2260 | 0 | 80.74 | 80.74 | 8 | 0
2035 | ENT_2_MISO_MO-IL | ENT | MISO_MO-IL | Internal | Summer | B2 | 25 | 2260 | 0 | 80.71 | 80.71 | 8 | 0
2035 | ENT_2_MISO_MO-IL | ENT | MISO_MO-IL | Internal | Summer | B3 | 75 | 2260 | 0 | 78.6 | 79.18 | 8 | 0
2035 | ENT_2_MISO_MO-IL | ENT | MISO_MO-IL | Internal | Summer | B4 | 100 | 2260 | 0 | 78.6 | 77.23 | 8 | 0
2035 | ENT_2_MISO_MO-IL | ENT | MISO_MO-IL | Internal | Summer | B5 | 200 | 2260 | 0 | 75.59 | 75.67 | 8 | 0
2035 | ENT_2_MISO_MO-IL | ENT | MISO_MO-IL | Internal | Summer | B6 | 300 | 2260 | 0 | 63.7 | 63.7 | 8 | 0
2035 | ENT_2_MISO_MO-IL | ENT | MISO_MO-IL | Internal | Summer | B7 | 400 | 2260 | 0 | 51.11 | 51 | 8 | 0
2035 | ENT_2_MISO_MO-IL | ENT | MISO_MO-IL | Internal | Summer | B8 | 500 | 2260 | 0 | 51.11 | 45.97 | 8 | 0
2035 | ENT_2_MISO_MO-IL | ENT | MISO_MO-IL | Internal | Summer | B9 | 800 | 2260 | 0 | 50.74 | 42.74 | 8 | 0
2035 | ENT_2_MISO_MO-IL | ENT | MISO_MO-IL | Internal | Summer | B10 | 1262 | 2260 | 0 | 49.07 | 41.07 | 8 | 0
2035 | ENT_2_MISO_MO-IL | ENT | MISO_MO-IL | Internal | Winter | B16 | 25 | 2260 | 0 | 68.48 | 60.73 | 8 | 0
2035 | ENT_2_MISO_MO-IL | ENT | MISO_MO-IL | Internal | Winter | B17 | 100 | 2260 | 0 | 56.74 | 57.58 | 8 | 0
2035 | ENT_2_MISO_MO-IL | ENT | MISO_MO-IL | Internal | Winter | B18 | 400 | 2260 | 0 | 56.74 | 54.01 | 8 | 0
2035 | ENT_2_MISO_MO-IL | ENT | MISO_MO-IL | Internal | Winter | B19 | 700 | 2260 | 0 | 54.46 | 50.19 | 8 | 0
2035 | ENT_2_MISO_MO-IL | ENT | MISO_MO-IL | Internal | Winter | B20 | 935 | 2260 | 0 | 51.24 | 43.24 | 8 | 0
2035 | ENT_2_SOCO | ENT | SOCO | Internal | Shoulder | B11 | 25 | 2000 | 1059.48 | 75.47 | 83.47 | 8 | 0
2035 | ENT_2_SOCO | ENT | SOCO | Internal | Shoulder | B12 | 200 | 2000 | 0 | 52.97 | 53.05 | 8 | 0
2035 | ENT_2_SOCO | ENT | SOCO | Internal | Shoulder | B13 | 600 | 2000 | 0 | 52.97 | 53.05 | 8 | 0
2035 | ENT_2_SOCO | ENT | SOCO | Internal | Shoulder | B14 | 900 | 2000 | 0 | 51.81 | 53.05 | 8 | 0
2035 | ENT_2_SOCO | ENT | SOCO | Internal | Shoulder | B15 | 1203 | 2000 | 0 | 50.84 | 50.28 | 8 | 0
2035 | ENT_2_SOCO | ENT | SOCO | Internal | Summer | B1 | 10 | 2000 | 0 | 80.74 | 88.3 | 8 | 0
2035 | ENT_2_SOCO | ENT | SOCO | Internal | Summer | B2 | 25 | 2000 | 0 | 80.71 | 86.6 | 8 | 0
2035 | ENT_2_SOCO | ENT | SOCO | Internal | Summer | B3 | 75 | 2000 | 882.97 | 78.6 | 86.6 | 8 | 0
2035 | ENT_2_SOCO | ENT | SOCO | Internal | Summer | B4 | 100 | 2000 | 1399.91 | 78.6 | 86.6 | 8 | 0
2035 | ENT_2_SOCO | ENT | SOCO | Internal | Summer | B5 | 200 | 2000 | 1909.04 | 75.59 | 83.59 | 8 | 0
2035 | ENT_2_SOCO | ENT | SOCO | Internal | Summer | B6 | 300 | 2000 | 0 | 63.7 | 67.15 | 8 | 0
2035 | ENT_2_SOCO | ENT | SOCO | Internal | Summer | B7 | 400 | 2000 | 0 | 51.11 | 54.98 | 8 | 0
2035 | ENT_2_SOCO | ENT | SOCO | Internal | Summer | B8 | 500 | 2000 | 0 | 51.11 | 51.48 | 8 | 0
2035 | ENT_2_SOCO | ENT | SOCO | Internal | Summer | B9 | 800 | 2000 | 0 | 50.74 | 51.48 | 8 | 0
2035 | ENT_2_SOCO | ENT | SOCO | Internal | Summer | B10 | 1262 | 2000 | 0 | 49.07 | 47.31 | 8 | 0
2035 | ENT_2_SOCO | ENT | SOCO | Internal | Winter | B16 | 25 | 2000 | 1845.88 | 68.48 | 76.48 | 8 | 0
2035 | ENT_2_SOCO | ENT | SOCO | Internal | Winter | B17 | 100 | 2000 | 0 | 56.74 | 56.53 | 8 | 0
2035 | ENT_2_SOCO | ENT | SOCO | Internal | Winter | B18 | 400 | 2000 | 0 | 56.74 | 56.53 | 8 | 0
2035 | ENT_2_SOCO | ENT | SOCO | Internal | Winter | B19 | 700 | 2000 | 0 | 54.46 | 52.75 | 8 | 0
2035 | ENT_2_SOCO | ENT | SOCO | Internal | Winter | B20 | 935 | 2000 | 0 | 51.24 | 51.16 | 8 | 0
2035 | ENT_2_SPP_N | ENT | SPP_N | Internal | Shoulder | B11 | 25 | 1300 | 0 | 75.47 | 80.81 | 8 | 0
2035 | ENT_2_SPP_N | ENT | SPP_N | Internal | Shoulder | B12 | 200 | 1300 | 0 | 52.97 | 55.97 | 8 | 0
2035 | ENT_2_SPP_N | ENT | SPP_N | Internal | Shoulder | B13 | 600 | 1300 | 0 | 52.97 | 50.64 | 8 | 0
2035 | ENT_2_SPP_N | ENT | SPP_N | Internal | Shoulder | B14 | 900 | 1300 | 0 | 51.81 | 46.81 | 8 | 0
2035 | ENT_2_SPP_N | ENT | SPP_N | Internal | Shoulder | B15 | 1203 | 1300 | 0 | 50.84 | 41.97 | 8 | 0
2035 | ENT_2_SPP_N | ENT | SPP_N | Internal | Summer | B1 | 10 | 1300 | 0 | 80.74 | 81.3 | 8 | 0
2035 | ENT_2_SPP_N | ENT | SPP_N | Internal | Summer | B2 | 25 | 1300 | 0 | 80.71 | 81.3 | 8 | 0
2035 | ENT_2_SPP_N | ENT | SPP_N | Internal | Summer | B3 | 75 | 1300 | 0 | 78.6 | 81.3 | 8 | 0
2035 | ENT_2_SPP_N | ENT | SPP_N | Internal | Summer | B4 | 100 | 1300 | 0 | 78.6 | 81.3 | 8 | 0
2035 | ENT_2_SPP_N | ENT | SPP_N | Internal | Summer | B5 | 200 | 1300 | 0 | 75.59 | 81.3 | 8 | 0
2035 | ENT_2_SPP_N | ENT | SPP_N | Internal | Summer | B6 | 300 | 1300 | 137.66 | 63.7 | 71.7 | 8 | 0
2035 | ENT_2_SPP_N | ENT | SPP_N | Internal | Summer | B7 | 400 | 1300 | 0 | 51.11 | 57.98 | 8 | 0
2035 | ENT_2_SPP_N | ENT | SPP_N | Internal | Summer | B8 | 500 | 1300 | 0 | 51.11 | 50.6 | 8 | 0
2035 | ENT_2_SPP_N | ENT | SPP_N | Internal | Summer | B9 | 800 | 1300 | 0 | 50.74 | 48.77 | 8 | 0
2035 | ENT_2_SPP_N | ENT | SPP_N | Internal | Summer | B10 | 1262 | 1300 | 0 | 49.07 | 43.35 | 8 | 0
2035 | ENT_2_SPP_N | ENT | SPP_N | Internal | Winter | B16 | 25 | 1300 | 0 | 68.48 | 57.26 | 8 | 0
2035 | ENT_2_SPP_N | ENT | SPP_N | Internal | Winter | B17 | 100 | 1300 | 0 | 56.74 | 52.58 | 8 | 0
2035 | ENT_2_SPP_N | ENT | SPP_N | Internal | Winter | B18 | 400 | 1300 | 0 | 56.74 | 53.57 | 8 | 0
2035 | ENT_2_SPP_N | ENT | SPP_N | Internal | Winter | B19 | 700 | 1300 | 0 | 54.46 | 49.46 | 8 | 0
2035 | ENT_2_SPP_N | ENT | SPP_N | Internal | Winter | B20 | 935 | 1300 | 0 | 51.24 | 40.38 | 8 | 0
2035 | ENT_2_TVA_Transmission | ENT | TVA_Transmission | Internal | Shoulder | B11 | 25 | 2100 | 0 | 75.47 | 74.47 | 8 | 0
2035 | ENT_2_TVA_Transmission | ENT | TVA_Transmission | Internal | Shoulder | B12 | 200 | 2100 | 0 | 52.97 | 60.51 | 8 | 0
2035 | ENT_2_TVA_Transmission | ENT | TVA_Transmission | Internal | Shoulder | B13 | 600 | 2100 | 0 | 52.97 | 52.08 | 8 | 0
2035 | ENT_2_TVA_Transmission | ENT | TVA_Transmission | Internal | Shoulder | B14 | 900 | 2100 | 0 | 51.81 | 50.48 | 8 | 0
2035 | ENT_2_TVA_Transmission | ENT | TVA_Transmission | Internal | Shoulder | B15 | 1203 | 2100 | 0 | 50.84 | 48.96 | 8 | 0
2035 | ENT_2_TVA_Transmission | ENT | TVA_Transmission | Internal | Summer | B1 | 10 | 2100 | 496.78 | 80.74 | 88.74 | 8 | 0
2035 | ENT_2_TVA_Transmission | ENT | TVA_Transmission | Internal | Summer | B2 | 25 | 2100 | 478.47 | 80.71 | 88.71 | 8 | 0
2035 | ENT_2_TVA_Transmission | ENT | TVA_Transmission | Internal | Summer | B3 | 75 | 2100 | 0 | 78.6 | 83.18 | 8 | 0
2035 | ENT_2_TVA_Transmission | ENT | TVA_Transmission | Internal | Summer | B4 | 100 | 2100 | 0 | 78.6 | 81.22 | 8 | 0
2035 | ENT_2_TVA_Transmission | ENT | TVA_Transmission | Internal | Summer | B5 | 200 | 2100 | 0 | 75.59 | 78.15 | 8 | 0
2035 | ENT_2_TVA_Transmission | ENT | TVA_Transmission | Internal | Summer | B6 | 300 | 2100 | 0 | 63.7 | 64.66 | 8 | 0
2035 | ENT_2_TVA_Transmission | ENT | TVA_Transmission | Internal | Summer | B7 | 400 | 2100 | 0 | 51.11 | 52.13 | 8 | 0
2035 | ENT_2_TVA_Transmission | ENT | TVA_Transmission | Internal | Summer | B8 | 500 | 2100 | 0 | 51.11 | 51.33 | 8 | 0
2035 | ENT_2_TVA_Transmission | ENT | TVA_Transmission | Internal | Summer | B9 | 800 | 2100 | 0 | 50.74 | 49.22 | 8 | 0
2035 | ENT_2_TVA_Transmission | ENT | TVA_Transmission | Internal | Summer | B10 | 1262 | 2100 | 0 | 49.07 | 42.61 | 8 | 0
2035 | ENT_2_TVA_Transmission | ENT | TVA_Transmission | Internal | Winter | B16 | 25 | 2100 | 0 | 68.48 | 67.48 | 8 | 0
2035 | ENT_2_TVA_Transmission | ENT | TVA_Transmission | Internal | Winter | B17 | 100 | 2100 | 0 | 56.74 | 61.94 | 8 | 0
2035 | ENT_2_TVA_Transmission | ENT | TVA_Transmission | Internal | Winter | B18 | 400 | 2100 | 0 | 56.74 | 55 | 8 | 0
2035 | ENT_2_TVA_Transmission | ENT | TVA_Transmission | Internal | Winter | B19 | 700 | 2100 | 0 | 54.46 | 50.54 | 8 | 0
2035 | ENT_2_TVA_Transmission | ENT | TVA_Transmission | Internal | Winter | B20 | 935 | 2100 | 0 | 51.24 | 48.82 | 8 | 0
2035 | HQ_NEISO_2_NEISO | HQ_NEISO | NEISO | Internal | Shoulder | B11 | 25 | 99999 | 2920 | 42.32 | 42.33 | 0.01 | 0
2035 | HQ_NEISO_2_NEISO | HQ_NEISO | NEISO | Internal | Shoulder | B12 | 200 | 99999 | 2920 | 42.32 | 42.33 | 0.01 | 0
2035 | HQ_NEISO_2_NEISO | HQ_NEISO | NEISO | Internal | Shoulder | B13 | 600 | 99999 | 2920 | 42.32 | 42.33 | 0.01 | 0
2035 | HQ_NEISO_2_NEISO | HQ_NEISO | NEISO | Internal | Shoulder | B14 | 900 | 99999 | 2920 | 42.32 | 42.33 | 0.01 | 0
2035 | HQ_NEISO_2_NEISO | HQ_NEISO | NEISO | Internal | Shoulder | B15 | 1203 | 99999 | 1143.24 | 42.32 | 42.33 | 0.01 | 0
2035 | HQ_NEISO_2_NEISO | HQ_NEISO | NEISO | Internal | Summer | B1 | 10 | 99999 | 2920 | 66.18 | 66.2 | 0.01 | 0
2035 | HQ_NEISO_2_NEISO | HQ_NEISO | NEISO | Internal | Summer | B2 | 25 | 99999 | 2920 | 66.2 | 66.21 | 0.01 | 0
2035 | HQ_NEISO_2_NEISO | HQ_NEISO | NEISO | Internal | Summer | B3 | 75 | 99999 | 2920 | 62.35 | 62.37 | 0.01 | 0
2035 | HQ_NEISO_2_NEISO | HQ_NEISO | NEISO | Internal | Summer | B4 | 100 | 99999 | 2920 | 53.96 | 53.98 | 0.01 | 0
2035 | HQ_NEISO_2_NEISO | HQ_NEISO | NEISO | Internal | Summer | B5 | 200 | 99999 | 2920 | 43.53 | 43.54 | 0.01 | 0
2035 | HQ_NEISO_2_NEISO | HQ_NEISO | NEISO | Internal | Summer | B6 | 300 | 99999 | 2920 | 38.69 | 38.7 | 0.01 | 0
2035 | HQ_NEISO_2_NEISO | HQ_NEISO | NEISO | Internal | Summer | B7 | 400 | 99999 | 2920 | 38.69 | 38.7 | 0.01 | 0
2035 | HQ_NEISO_2_NEISO | HQ_NEISO | NEISO | Internal | Summer | B8 | 500 | 99999 | 2920 | 38.69 | 38.7 | 0.01 | 0
2035 | HQ_NEISO_2_NEISO | HQ_NEISO | NEISO | Internal | Summer | B9 | 800 | 99999 | 2920 | 38.69 | 38.7 | 0.01 | 0
2035 | HQ_NEISO_2_NEISO | HQ_NEISO | NEISO | Internal | Summer | B10 | 1262 | 99999 | 795.94 | 38.69 | 38.7 | 0.01 | 0
2035 | HQ_NEISO_2_NEISO | HQ_NEISO | NEISO | Internal | Winter | B16 | 25 | 99999 | 2920 | 53.5 | 53.51 | 0.01 | 0
2035 | HQ_NEISO_2_NEISO | HQ_NEISO | NEISO | Internal | Winter | B17 | 100 | 99999 | 2920 | 53.5 | 53.51 | 0.01 | 0
2035 | HQ_NEISO_2_NEISO | HQ_NEISO | NEISO | Internal | Winter | B18 | 400 | 99999 | 2920 | 53.5 | 53.51 | 0.01 | 0
2035 | HQ_NEISO_2_NEISO | HQ_NEISO | NEISO | Internal | Winter | B19 | 700 | 99999 | 2920 | 53.5 | 53.51 | 0.01 | 0
2035 | HQ_NEISO_2_NEISO | HQ_NEISO | NEISO | Internal | Winter | B20 | 935 | 99999 | 1233.58 | 53.5 | 53.51 | 0.01 | 0
2035 | HQ_NY_2_NYISO_A-F | HQ_NY | NYISO_A-F | Internal | Shoulder | B11 | 25 | 99999 | 1000 | 60.45 | 60.46 | 0.01 | 0
2035 | HQ_NY_2_NYISO_A-F | HQ_NY | NYISO_A-F | Internal | Shoulder | B12 | 200 | 99999 | 1000 | 54.4 | 54.41 | 0.01 | 0
2035 | HQ_NY_2_NYISO_A-F | HQ_NY | NYISO_A-F | Internal | Shoulder | B13 | 600 | 99999 | 1000 | 45.79 | 45.81 | 0.01 | 0
2035 | HQ_NY_2_NYISO_A-F | HQ_NY | NYISO_A-F | Internal | Shoulder | B14 | 900 | 99999 | 1000 | 45.76 | 45.77 | 0.01 | 0
2035 | HQ_NY_2_NYISO_A-F | HQ_NY | NYISO_A-F | Internal | Shoulder | B15 | 1203 | 99999 | 188.69 | 45.76 | 45.77 | 0.01 | 0
2035 | HQ_NY_2_NYISO_A-F | HQ_NY | NYISO_A-F | Internal | Summer | B1 | 10 | 99999 | 1000 | 69.18 | 69.2 | 0.01 | 0
2035 | HQ_NY_2_NYISO_A-F | HQ_NY | NYISO_A-F | Internal | Summer | B2 | 25 | 99999 | 1000 | 69.18 | 69.2 | 0.01 | 0
2035 | HQ_NY_2_NYISO_A-F | HQ_NY | NYISO_A-F | Internal | Summer | B3 | 75 | 99999 | 1000 | 65.35 | 65.37 | 0.01 | 0
2035 | HQ_NY_2_NYISO_A-F | HQ_NY | NYISO_A-F | Internal | Summer | B4 | 100 | 99999 | 1000 | 61.66 | 61.67 | 0.01 | 0
2035 | HQ_NY_2_NYISO_A-F | HQ_NY | NYISO_A-F | Internal | Summer | B5 | 200 | 99999 | 1000 | 59.26 | 59.27 | 0.01 | 0
2035 | HQ_NY_2_NYISO_A-F | HQ_NY | NYISO_A-F | Internal | Summer | B6 | 300 | 99999 | 1000 | 53.67 | 53.68 | 0.01 | 0
2035 | HQ_NY_2_NYISO_A-F | HQ_NY | NYISO_A-F | Internal | Summer | B7 | 400 | 99999 | 1000 | 44.46 | 44.48 | 0.01 | 0
2035 | HQ_NY_2_NYISO_A-F | HQ_NY | NYISO_A-F | Internal | Summer | B8 | 500 | 99999 | 1000 | 44.46 | 44.48 | 0.01 | 0
2035 | HQ_NY_2_NYISO_A-F | HQ_NY | NYISO_A-F | Internal | Summer | B9 | 800 | 99999 | 1000 | 44.46 | 44.48 | 0.01 | 0
2035 | HQ_NY_2_NYISO_A-F | HQ_NY | NYISO_A-F | Internal | Summer | B10 | 1262 | 99999 | 30.11 | 44.46 | 44.48 | 0.01 | 0
2035 | HQ_NY_2_NYISO_A-F | HQ_NY | NYISO_A-F | Internal | Winter | B16 | 25 | 99999 | 1000 | 63.47 | 63.48 | 0.01 | 0
2035 | HQ_NY_2_NYISO_A-F | HQ_NY | NYISO_A-F | Internal | Winter | B17 | 100 | 99999 | 1000 | 57.67 | 57.68 | 0.01 | 0
2035 | HQ_NY_2_NYISO_A-F | HQ_NY | NYISO_A-F | Internal | Winter | B18 | 400 | 99999 | 1000 | 56.5 | 56.51 | 0.01 | 0
2035 | HQ_NY_2_NYISO_A-F | HQ_NY | NYISO_A-F | Internal | Winter | B19 | 700 | 99999 | 1000 | 53.21 | 53.22 | 0.01 | 0
2035 | HQ_NY_2_NYISO_A-F | HQ_NY | NYISO_A-F | Internal | Winter | B20 | 935 | 99999 | 229.95 | 53.21 | 53.22 | 0.01 | 0
2035 | HQ_IESO_2_IESO | HQ_IESO | IESO | Internal | Shoulder | B11 | 25 | 99999 | 400 | 53.45 | 53.46 | 0.01 | 0
2035 | HQ_IESO_2_IESO | HQ_IESO | IESO | Internal | Shoulder | B12 | 200 | 99999 | 400 | 49.64 | 49.65 | 0.01 | 0
2035 | HQ_IESO_2_IESO | HQ_IESO | IESO | Internal | Shoulder | B13 | 600 | 99999 | 400 | 49.15 | 49.16 | 0.01 | 0
2035 | HQ_IESO_2_IESO | HQ_IESO | IESO | Internal | Shoulder | B14 | 900 | 99999 | 400 | 49.15 | 49.16 | 0.01 | 0
2035 | HQ_IESO_2_IESO | HQ_IESO | IESO | Internal | Shoulder | B15 | 1203 | 99999 | 75.48 | 49.15 | 49.16 | 0.01 | 0
2035 | HQ_IESO_2_IESO | HQ_IESO | IESO | Internal | Summer | B1 | 10 | 99999 | 400 | 76.18 | 76.2 | 0.01 | 0
2035 | HQ_IESO_2_IESO | HQ_IESO | IESO | Internal | Summer | B2 | 25 | 99999 | 400 | 76.18 | 76.2 | 0.01 | 0
2035 | HQ_IESO_2_IESO | HQ_IESO | IESO | Internal | Summer | B3 | 75 | 99999 | 400 | 72.17 | 72.18 | 0.01 | 0
2035 | HQ_IESO_2_IESO | HQ_IESO | IESO | Internal | Summer | B4 | 100 | 99999 | 400 | 68.66 | 68.67 | 0.01 | 0
2035 | HQ_IESO_2_IESO | HQ_IESO | IESO | Internal | Summer | B5 | 200 | 99999 | 400 | 52.26 | 52.27 | 0.01 | 0
2035 | HQ_IESO_2_IESO | HQ_IESO | IESO | Internal | Summer | B6 | 300 | 99999 | 400 | 48.84 | 48.85 | 0.01 | 0
2035 | HQ_IESO_2_IESO | HQ_IESO | IESO | Internal | Summer | B7 | 400 | 99999 | 400 | 47.5 | 47.51 | 0.01 | 0
2035 | HQ_IESO_2_IESO | HQ_IESO | IESO | Internal | Summer | B8 | 500 | 99999 | 400 | 47.5 | 47.51 | 0.01 | 0
2035 | HQ_IESO_2_IESO | HQ_IESO | IESO | Internal | Summer | B9 | 800 | 99999 | 400 | 47.5 | 47.51 | 0.01 | 0
2035 | HQ_IESO_2_IESO | HQ_IESO | IESO | Internal | Summer | B10 | 1262 | 99999 | 12.04 | 47.5 | 47.51 | 0.01 | 0
2035 | HQ_IESO_2_IESO | HQ_IESO | IESO | Internal | Winter | B16 | 25 | 99999 | 400 | 56.47 | 56.48 | 0.01 | 0
2035 | HQ_IESO_2_IESO | HQ_IESO | IESO | Internal | Winter | B17 | 100 | 99999 | 400 | 52 | 52.02 | 0.01 | 0
2035 | HQ_IESO_2_IESO | HQ_IESO | IESO | Internal | Winter | B18 | 400 | 99999 | 400 | 52 | 52.02 | 0.01 | 0
2035 | HQ_IESO_2_IESO | HQ_IESO | IESO | Internal | Winter | B19 | 700 | 99999 | 400 | 52 | 52.02 | 0.01 | 0
2035 | HQ_IESO_2_IESO | HQ_IESO | IESO | Internal | Winter | B20 | 935 | 99999 | 91.98 | 52 | 52.02 | 0.01 | 0
2035 | IESO_2_MAPP_CA | IESO | MAPP_CA | Internal | Shoulder | B11 | 25 | 262 | 0 | 53.46 | 48.62 | 7 | 0
2035 | IESO_2_MAPP_CA | IESO | MAPP_CA | Internal | Shoulder | B12 | 200 | 262 | 0 | 49.65 | 55.91 | 7 | 0
2035 | IESO_2_MAPP_CA | IESO | MAPP_CA | Internal | Shoulder | B13 | 600 | 262 | 0 | 49.16 | 50.63 | 7 | 0
2035 | IESO_2_MAPP_CA | IESO | MAPP_CA | Internal | Shoulder | B14 | 900 | 262 | 0 | 49.16 | 48.62 | 7 | 0
2035 | IESO_2_MAPP_CA | IESO | MAPP_CA | Internal | Shoulder | B15 | 1203 | 262 | 0 | 49.16 | 48.62 | 7 | 0
2035 | IESO_2_MAPP_CA | IESO | MAPP_CA | Internal | Summer | B1 | 10 | 262 | 0 | 76.2 | 41.07 | 7 | 0
2035 | IESO_2_MAPP_CA | IESO | MAPP_CA | Internal | Summer | B2 | 25 | 262 | 0 | 76.2 | 41.07 | 7 | 0
2035 | IESO_2_MAPP_CA | IESO | MAPP_CA | Internal | Summer | B3 | 75 | 262 | 0 | 72.18 | 41.07 | 7 | 0
2035 | IESO_2_MAPP_CA | IESO | MAPP_CA | Internal | Summer | B4 | 100 | 262 | 0 | 68.67 | 41.07 | 7 | 0
2035 | IESO_2_MAPP_CA | IESO | MAPP_CA | Internal | Summer | B5 | 200 | 262 | 0 | 52.27 | 44.27 | 7 | 0
2035 | IESO_2_MAPP_CA | IESO | MAPP_CA | Internal | Summer | B6 | 300 | 262 | 0 | 48.85 | 41.07 | 7 | 0
2035 | IESO_2_MAPP_CA | IESO | MAPP_CA | Internal | Summer | B7 | 400 | 262 | 0 | 47.51 | 41.07 | 7 | 0
2035 | IESO_2_MAPP_CA | IESO | MAPP_CA | Internal | Summer | B8 | 500 | 262 | 0 | 47.51 | 41.07 | 7 | 0
2035 | IESO_2_MAPP_CA | IESO | MAPP_CA | Internal | Summer | B9 | 800 | 262 | 0 | 47.51 | 41.07 | 7 | 0
2035 | IESO_2_MAPP_CA | IESO | MAPP_CA | Internal | Summer | B10 | 1262 | 262 | 0 | 47.51 | 41.07 | 7 | 0
2035 | IESO_2_MAPP_CA | IESO | MAPP_CA | Internal | Winter | B16 | 25 | 262 | 0 | 56.48 | 60.38 | 7 | 0
2035 | IESO_2_MAPP_CA | IESO | MAPP_CA | Internal | Winter | B17 | 100 | 262 | 0 | 52.02 | 57.55 | 7 | 0
2035 | IESO_2_MAPP_CA | IESO | MAPP_CA | Internal | Winter | B18 | 400 | 262 | 0 | 52.02 | 53.99 | 7 | 0
2035 | IESO_2_MAPP_CA | IESO | MAPP_CA | Internal | Winter | B19 | 700 | 262 | 0 | 52.02 | 50.18 | 7 | 0
2035 | IESO_2_MAPP_CA | IESO | MAPP_CA | Internal | Winter | B20 | 935 | 262 | 0 | 52.02 | 50.18 | 7 | 0
2035 | IESO_2_MISO_MI | IESO | MISO_MI | Internal | Shoulder | B11 | 25 | 1840 | 1840 | 53.46 | 77.52 | 7 | 17.06
2035 | IESO_2_MISO_MI | IESO | MISO_MI | Internal | Shoulder | B12 | 200 | 1840 | 1840 | 49.65 | 61.16 | 7 | 4.51
2035 | IESO_2_MISO_MI | IESO | MISO_MI | Internal | Shoulder | B13 | 600 | 1840 | 0 | 49.16 | 51.09 | 7 | 0
2035 | IESO_2_MISO_MI | IESO | MISO_MI | Internal | Shoulder | B14 | 900 | 1840 | 0 | 49.16 | 48.67 | 7 | 0
2035 | IESO_2_MISO_MI | IESO | MISO_MI | Internal | Shoulder | B15 | 1203 | 1840 | 0 | 49.16 | 44.09 | 7 | 0
2035 | IESO_2_MISO_MI | IESO | MISO_MI | Internal | Summer | B1 | 10 | 1840 | 0 | 76.2 | 80.71 | 7 | 0
2035 | IESO_2_MISO_MI | IESO | MISO_MI | Internal | Summer | B2 | 25 | 1840 | 0 | 76.2 | 80.71 | 7 | 0
2035 | IESO_2_MISO_MI | IESO | MISO_MI | Internal | Summer | B3 | 75 | 1840 | 597.91 | 72.18 | 79.18 | 7 | 0
2035 | IESO_2_MISO_MI | IESO | MISO_MI | Internal | Summer | B4 | 100 | 1840 | 1840 | 68.67 | 77.21 | 7 | 1.53
2035 | IESO_2_MISO_MI | IESO | MISO_MI | Internal | Summer | B5 | 200 | 1840 | 1840 | 52.27 | 75.52 | 7 | 16.25
2035 | IESO_2_MISO_MI | IESO | MISO_MI | Internal | Summer | B6 | 300 | 1840 | 1840 | 48.85 | 63.68 | 7 | 7.83
2035 | IESO_2_MISO_MI | IESO | MISO_MI | Internal | Summer | B7 | 400 | 1840 | 0 | 47.51 | 51 | 7 | 0
2035 | IESO_2_MISO_MI | IESO | MISO_MI | Internal | Summer | B8 | 500 | 1840 | 0 | 47.51 | 46.51 | 7 | 0
2035 | IESO_2_MISO_MI | IESO | MISO_MI | Internal | Summer | B9 | 800 | 1840 | 0 | 47.51 | 42.77 | 7 | 0
2035 | IESO_2_MISO_MI | IESO | MISO_MI | Internal | Summer | B10 | 1262 | 1840 | 0 | 47.51 | 42.56 | 7 | 0
2035 | IESO_2_MISO_MI | IESO | MISO_MI | Internal | Winter | B16 | 25 | 1840 | 1524.77 | 56.48 | 63.48 | 7 | 0
2035 | IESO_2_MISO_MI | IESO | MISO_MI | Internal | Winter | B17 | 100 | 1840 | 1840 | 52.02 | 61.58 | 7 | 2.56
2035 | IESO_2_MISO_MI | IESO | MISO_MI | Internal | Winter | B18 | 400 | 1840 | 0 | 52.02 | 54.03 | 7 | 0
2035 | IESO_2_MISO_MI | IESO | MISO_MI | Internal | Winter | B19 | 700 | 1840 | 0 | 52.02 | 50.22 | 7 | 0
2035 | IESO_2_MISO_MI | IESO | MISO_MI | Internal | Winter | B20 | 935 | 1840 | 0 | 52.02 | 44.89 | 7 | 0
2035 | IESO_2_MISO_W | IESO | MISO_W | Internal | Shoulder | B11 | 25 | 140 | 140 | 53.46 | 80.8 | 7 | 20.34
2035 | IESO_2_MISO_W | IESO | MISO_W | Internal | Shoulder | B12 | 200 | 140 | 140 | 49.65 | 60.95 | 7 | 4.31
2035 | IESO_2_MISO_W | IESO | MISO_W | Internal | Shoulder | B13 | 600 | 140 | 0 | 49.16 | 51.05 | 7 | 0
2035 | IESO_2_MISO_W | IESO | MISO_W | Internal | Shoulder | B14 | 900 | 140 | 0 | 49.16 | 48.63 | 7 | 0
2035 | IESO_2_MISO_W | IESO | MISO_W | Internal | Shoulder | B15 | 1203 | 140 | 0 | 49.16 | 44 | 7 | 0
2035 | IESO_2_MISO_W | IESO | MISO_W | Internal | Summer | B1 | 10 | 140 | 0 | 76.2 | 81.39 | 7 | 0
2035 | IESO_2_MISO_W | IESO | MISO_W | Internal | Summer | B2 | 25 | 140 | 0 | 76.2 | 80.73 | 7 | 0
2035 | IESO_2_MISO_W | IESO | MISO_W | Internal | Summer | B3 | 75 | 140 | 140 | 72.18 | 81.31 | 7 | 2.13
2035 | IESO_2_MISO_W | IESO | MISO_W | Internal | Summer | B4 | 100 | 140 | 140 | 68.67 | 80.22 | 7 | 4.55
2035 | IESO_2_MISO_W | IESO | MISO_W | Internal | Summer | B5 | 200 | 140 | 140 | 52.27 | 80.22 | 7 | 20.96
2035 | IESO_2_MISO_W | IESO | MISO_W | Internal | Summer | B6 | 300 | 140 | 140 | 48.85 | 64.7 | 7 | 8.85
2035 | IESO_2_MISO_W | IESO | MISO_W | Internal | Summer | B7 | 400 | 140 | 0 | 47.51 | 50.98 | 7 | 0
2035 | IESO_2_MISO_W | IESO | MISO_W | Internal | Summer | B8 | 500 | 140 | 0 | 47.51 | 45.95 | 7 | 0
2035 | IESO_2_MISO_W | IESO | MISO_W | Internal | Summer | B9 | 800 | 140 | 0 | 47.51 | 42.73 | 7 | 0
2035 | IESO_2_MISO_W | IESO | MISO_W | Internal | Summer | B10 | 1262 | 140 | 0 | 47.51 | 41.06 | 7 | 0
2035 | IESO_2_MISO_W | IESO | MISO_W | Internal | Winter | B16 | 25 | 140 | 0 | 56.48 | 60.39 | 7 | 0
2035 | IESO_2_MISO_W | IESO | MISO_W | Internal | Winter | B17 | 100 | 140 | 0 | 52.02 | 57.56 | 7 | 0
2035 | IESO_2_MISO_W | IESO | MISO_W | Internal | Winter | B18 | 400 | 140 | 0 | 52.02 | 54 | 7 | 0
2035 | IESO_2_MISO_W | IESO | MISO_W | Internal | Winter | B19 | 700 | 140 | 0 | 52.02 | 50.19 | 7 | 0
2035 | IESO_2_MISO_W | IESO | MISO_W | Internal | Winter | B20 | 935 | 140 | 0 | 52.02 | 43.22 | 7 | 0
2035 | IESO_2_NYISO_A-F | IESO | NYISO_A-F | Internal | Shoulder | B11 | 25 | 1725 | 630.69 | 53.46 | 60.46 | 7 | 0
2035 | IESO_2_NYISO_A-F | IESO | NYISO_A-F | Internal | Shoulder | B12 | 200 | 1725 | 0 | 49.65 | 54.41 | 7 | 0
2035 | IESO_2_NYISO_A-F | IESO | NYISO_A-F | Internal | Shoulder | B13 | 600 | 1725 | 0 | 49.16 | 45.81 | 7 | 0
2035 | IESO_2_NYISO_A-F | IESO | NYISO_A-F | Internal | Shoulder | B14 | 900 | 1725 | 0 | 49.16 | 45.77 | 7 | 0
2035 | IESO_2_NYISO_A-F | IESO | NYISO_A-F | Internal | Shoulder | B15 | 1203 | 1725 | 0 | 49.16 | 45.77 | 7 | 0
2035 | IESO_2_NYISO_A-F | IESO | NYISO_A-F | Internal | Summer | B1 | 10 | 1725 | 0 | 76.2 | 69.2 | 7 | 0
2035 | IESO_2_NYISO_A-F | IESO | NYISO_A-F | Internal | Summer | B2 | 25 | 1725 | 0 | 76.2 | 69.2 | 7 | 0
2035 | IESO_2_NYISO_A-F | IESO | NYISO_A-F | Internal | Summer | B3 | 75 | 1725 | 0 | 72.18 | 65.37 | 7 | 0
2035 | IESO_2_NYISO_A-F | IESO | NYISO_A-F | Internal | Summer | B4 | 100 | 1725 | 0 | 68.67 | 61.67 | 7 | 0
2035 | IESO_2_NYISO_A-F | IESO | NYISO_A-F | Internal | Summer | B5 | 200 | 1725 | 120.51 | 52.27 | 59.27 | 7 | 0
2035 | IESO_2_NYISO_A-F | IESO | NYISO_A-F | Internal | Summer | B6 | 300 | 1725 | 0 | 48.85 | 53.68 | 7 | 0
2035 | IESO_2_NYISO_A-F | IESO | NYISO_A-F | Internal | Summer | B7 | 400 | 1725 | 0 | 47.51 | 44.48 | 7 | 0
2035 | IESO_2_NYISO_A-F | IESO | NYISO_A-F | Internal | Summer | B8 | 500 | 1725 | 0 | 47.51 | 44.48 | 7 | 0
2035 | IESO_2_NYISO_A-F | IESO | NYISO_A-F | Internal | Summer | B9 | 800 | 1725 | 0 | 47.51 | 44.48 | 7 | 0
2035 | IESO_2_NYISO_A-F | IESO | NYISO_A-F | Internal | Summer | B10 | 1262 | 1725 | 0 | 47.51 | 44.48 | 7 | 0
2035 | IESO_2_NYISO_A-F | IESO | NYISO_A-F | Internal | Winter | B16 | 25 | 1725 | 143.07 | 56.48 | 63.48 | 7 | 0
2035 | IESO_2_NYISO_A-F | IESO | NYISO_A-F | Internal | Winter | B17 | 100 | 1725 | 0 | 52.02 | 57.68 | 7 | 0
2035 | IESO_2_NYISO_A-F | IESO | NYISO_A-F | Internal | Winter | B18 | 400 | 1725 | 0 | 52.02 | 56.51 | 7 | 0
2035 | IESO_2_NYISO_A-F | IESO | NYISO_A-F | Internal | Winter | B19 | 700 | 1725 | 0 | 52.02 | 53.22 | 7 | 0
2035 | IESO_2_NYISO_A-F | IESO | NYISO_A-F | Internal | Winter | B20 | 935 | 1725 | 0 | 52.02 | 53.22 | 7 | 0
2035 | MAPP_CA_2_IESO | MAPP_CA | IESO | Internal | Shoulder | B11 | 25 | 330 | 0 | 48.62 | 53.46 | 8 | 0
2035 | MAPP_CA_2_IESO | MAPP_CA | IESO | Internal | Shoulder | B12 | 200 | 330 | 0 | 55.91 | 49.65 | 8 | 0
2035 | MAPP_CA_2_IESO | MAPP_CA | IESO | Internal | Shoulder | B13 | 600 | 330 | 0 | 50.63 | 49.16 | 8 | 0
2035 | MAPP_CA_2_IESO | MAPP_CA | IESO | Internal | Shoulder | B14 | 900 | 330 | 0 | 48.62 | 49.16 | 8 | 0
2035 | MAPP_CA_2_IESO | MAPP_CA | IESO | Internal | Shoulder | B15 | 1203 | 330 | 0 | 48.62 | 49.16 | 8 | 0
2035 | MAPP_CA_2_IESO | MAPP_CA | IESO | Internal | Summer | B1 | 10 | 330 | 330 | 41.07 | 76.2 | 8 | 27.13
2035 | MAPP_CA_2_IESO | MAPP_CA | IESO | Internal | Summer | B2 | 25 | 330 | 330 | 41.07 | 76.2 | 8 | 27.13
2035 | MAPP_CA_2_IESO | MAPP_CA | IESO | Internal | Summer | B3 | 75 | 330 | 330 | 41.07 | 72.18 | 8 | 23.11
2035 | MAPP_CA_2_IESO | MAPP_CA | IESO | Internal | Summer | B4 | 100 | 330 | 330 | 41.07 | 68.67 | 8 | 19.61
2035 | MAPP_CA_2_IESO | MAPP_CA | IESO | Internal | Summer | B5 | 200 | 330 | 268.52 | 44.27 | 52.27 | 8 | 0
2035 | MAPP_CA_2_IESO | MAPP_CA | IESO | Internal | Summer | B6 | 300 | 330 | 0 | 41.07 | 48.85 | 8 | 0
2035 | MAPP_CA_2_IESO | MAPP_CA | IESO | Internal | Summer | B7 | 400 | 330 | 0 | 41.07 | 47.51 | 8 | 0
2035 | MAPP_CA_2_IESO | MAPP_CA | IESO | Internal | Summer | B8 | 500 | 330 | 0 | 41.07 | 47.51 | 8 | 0
2035 | MAPP_CA_2_IESO | MAPP_CA | IESO | Internal | Summer | B9 | 800 | 330 | 0 | 41.07 | 47.51 | 8 | 0
2035 | MAPP_CA_2_IESO | MAPP_CA | IESO | Internal | Summer | B10 | 1262 | 330 | 0 | 41.07 | 47.51 | 8 | 0
2035 | MAPP_CA_2_IESO | MAPP_CA | IESO | Internal | Winter | B16 | 25 | 330 | 0 | 60.38 | 56.48 | 8 | 0
2035 | MAPP_CA_2_IESO | MAPP_CA | IESO | Internal | Winter | B17 | 100 | 330 | 0 | 57.55 | 52.02 | 8 | 0
2035 | MAPP_CA_2_IESO | MAPP_CA | IESO | Internal | Winter | B18 | 400 | 330 | 0 | 53.99 | 52.02 | 8 | 0
2035 | MAPP_CA_2_IESO | MAPP_CA | IESO | Internal | Winter | B19 | 700 | 330 | 0 | 50.18 | 52.02 | 8 | 0
2035 | MAPP_CA_2_IESO | MAPP_CA | IESO | Internal | Winter | B20 | 935 | 330 | 0 | 50.18 | 52.02 | 8 | 0
2035 | MAPP_CA_2_MAPP_US | MAPP_CA | MAPP_US | Internal | Shoulder | B11 | 25 | 372 | 372 | 48.62 | 73.8 | 7 | 18.18
2035 | MAPP_CA_2_MAPP_US | MAPP_CA | MAPP_US | Internal | Shoulder | B12 | 200 | 372 | 0 | 55.91 | 48.96 | 7 | 0
2035 | MAPP_CA_2_MAPP_US | MAPP_CA | MAPP_US | Internal | Shoulder | B13 | 600 | 372 | 0 | 50.63 | 43.63 | 7 | 0
2035 | MAPP_CA_2_MAPP_US | MAPP_CA | MAPP_US | Internal | Shoulder | B14 | 900 | 372 | 0 | 48.62 | 41.63 | 7 | 0
2035 | MAPP_CA_2_MAPP_US | MAPP_CA | MAPP_US | Internal | Shoulder | B15 | 1203 | 372 | 0 | 48.62 | 34.96 | 7 | 0
2035 | MAPP_CA_2_MAPP_US | MAPP_CA | MAPP_US | Internal | Summer | B1 | 10 | 372 | 372 | 41.07 | 74.39 | 7 | 26.32
2035 | MAPP_CA_2_MAPP_US | MAPP_CA | MAPP_US | Internal | Summer | B2 | 25 | 372 | 372 | 41.07 | 73.73 | 7 | 25.66
2035 | MAPP_CA_2_MAPP_US | MAPP_CA | MAPP_US | Internal | Summer | B3 | 75 | 372 | 372 | 41.07 | 74.31 | 7 | 26.24
2035 | MAPP_CA_2_MAPP_US | MAPP_CA | MAPP_US | Internal | Summer | B4 | 100 | 372 | 372 | 41.07 | 73.22 | 7 | 25.16
2035 | MAPP_CA_2_MAPP_US | MAPP_CA | MAPP_US | Internal | Summer | B5 | 200 | 372 | 372 | 44.27 | 73.22 | 7 | 21.96
2035 | MAPP_CA_2_MAPP_US | MAPP_CA | MAPP_US | Internal | Summer | B6 | 300 | 372 | 372 | 41.07 | 57.7 | 7 | 9.63
2035 | MAPP_CA_2_MAPP_US | MAPP_CA | MAPP_US | Internal | Summer | B7 | 400 | 372 | 0 | 41.07 | 43.98 | 7 | 0
2035 | MAPP_CA_2_MAPP_US | MAPP_CA | MAPP_US | Internal | Summer | B8 | 500 | 372 | 0 | 41.07 | 38.95 | 7 | 0
2035 | MAPP_CA_2_MAPP_US | MAPP_CA | MAPP_US | Internal | Summer | B9 | 800 | 372 | 0 | 41.07 | 35.73 | 7 | 0
2035 | MAPP_CA_2_MAPP_US | MAPP_CA | MAPP_US | Internal | Summer | B10 | 1262 | 372 | 0 | 41.07 | 34.06 | 7 | 0
2035 | MAPP_CA_2_MAPP_US | MAPP_CA | MAPP_US | Internal | Winter | B16 | 25 | 372 | 0 | 60.38 | 43.19 | 7 | 0
2035 | MAPP_CA_2_MAPP_US | MAPP_CA | MAPP_US | Internal | Winter | B17 | 100 | 372 | 0 | 57.55 | 45.56 | 7 | 0
2035 | MAPP_CA_2_MAPP_US | MAPP_CA | MAPP_US | Internal | Winter | B18 | 400 | 372 | 0 | 53.99 | 46.56 | 7 | 0
2035 | MAPP_CA_2_MAPP_US | MAPP_CA | MAPP_US | Internal | Winter | B19 | 700 | 372 | 0 | 50.18 | 43.19 | 7 | 0
2035 | MAPP_CA_2_MAPP_US | MAPP_CA | MAPP_US | Internal | Winter | B20 | 935 | 372 | 0 | 50.18 | 34.3 | 7 | 0
2035 | MAPP_CA_2_MISO_W | MAPP_CA | MISO_W | Internal | Shoulder | B11 | 25 | 1988 | 1988 | 48.62 | 80.8 | 0.01 | 32.17
2035 | MAPP_CA_2_MISO_W | MAPP_CA | MISO_W | Internal | Shoulder | B12 | 200 | 1988 | 1988 | 55.91 | 60.95 | 0.01 | 5.04
2035 | MAPP_CA_2_MISO_W | MAPP_CA | MISO_W | Internal | Shoulder | B13 | 600 | 1988 | 1988 | 50.63 | 51.05 | 0.01 | 0.41
2035 | MAPP_CA_2_MISO_W | MAPP_CA | MISO_W | Internal | Shoulder | B14 | 900 | 1988 | 1210.36 | 48.62 | 48.63 | 0.01 | 0
2035 | MAPP_CA_2_MISO_W | MAPP_CA | MISO_W | Internal | Shoulder | B15 | 1203 | 1988 | 0 | 48.62 | 44 | 0.01 | 0
2035 | MAPP_CA_2_MISO_W | MAPP_CA | MISO_W | Internal | Summer | B1 | 10 | 1988 | 1988 | 41.07 | 81.39 | 0.01 | 40.31
2035 | MAPP_CA_2_MISO_W | MAPP_CA | MISO_W | Internal | Summer | B2 | 25 | 1988 | 1988 | 41.07 | 80.73 | 0.01 | 39.64
2035 | MAPP_CA_2_MISO_W | MAPP_CA | MISO_W | Internal | Summer | B3 | 75 | 1988 | 1988 | 41.07 | 81.31 | 0.01 | 40.23
2035 | MAPP_CA_2_MISO_W | MAPP_CA | MISO_W | Internal | Summer | B4 | 100 | 1988 | 1988 | 41.07 | 80.22 | 0.01 | 39.14
2035 | MAPP_CA_2_MISO_W | MAPP_CA | MISO_W | Internal | Summer | B5 | 200 | 1988 | 1988 | 44.27 | 80.22 | 0.01 | 35.94
2035 | MAPP_CA_2_MISO_W | MAPP_CA | MISO_W | Internal | Summer | B6 | 300 | 1988 | 1988 | 41.07 | 64.7 | 0.01 | 23.62
2035 | MAPP_CA_2_MISO_W | MAPP_CA | MISO_W | Internal | Summer | B7 | 400 | 1988 | 1988 | 41.07 | 50.98 | 0.01 | 9.9
2035 | MAPP_CA_2_MISO_W | MAPP_CA | MISO_W | Internal | Summer | B8 | 500 | 1988 | 1988 | 41.07 | 45.95 | 0.01 | 4.87
2035 | MAPP_CA_2_MISO_W | MAPP_CA | MISO_W | Internal | Summer | B9 | 800 | 1988 | 1988 | 41.07 | 42.73 | 0.01 | 1.65
2035 | MAPP_CA_2_MISO_W | MAPP_CA | MISO_W | Internal | Summer | B10 | 1262 | 1988 | 0 | 41.07 | 41.06 | 0.01 | 0
2035 | MAPP_CA_2_MISO_W | MAPP_CA | MISO_W | Internal | Winter | B16 | 25 | 1988 | 1888.74 | 60.38 | 60.39 | 0.01 | 0
2035 | MAPP_CA_2_MISO_W | MAPP_CA | MISO_W | Internal | Winter | B17 | 100 | 1988 | 1376.82 | 57.55 | 57.56 | 0.01 | 0
2035 | MAPP_CA_2_MISO_W | MAPP_CA | MISO_W | Internal | Winter | B18 | 400 | 1988 | 1438.4 | 53.99 | 54 | 0.01 | 0
2035 | MAPP_CA_2_MISO_W | MAPP_CA | MISO_W | Internal | Winter | B19 | 700 | 1988 | 391.17 | 50.18 | 50.19 | 0.01 | 0
2035 | MAPP_CA_2_MISO_W | MAPP_CA | MISO_W | Internal | Winter | B20 | 935 | 1988 | 0 | 50.18 | 43.22 | 0.01 | 0
2035 | MAPP_US_2_MAPP_CA | MAPP_US | MAPP_CA | Internal | Shoulder | B11 | 25 | 165 | 0 | 73.8 | 48.62 | 7 | 0
2035 | MAPP_US_2_MAPP_CA | MAPP_US | MAPP_CA | Internal | Shoulder | B12 | 200 | 165 | 0 | 48.96 | 55.91 | 7 | 0
2035 | MAPP_US_2_MAPP_CA | MAPP_US | MAPP_CA | Internal | Shoulder | B13 | 600 | 165 | 4.89 | 43.63 | 50.63 | 7 | 0
2035 | MAPP_US_2_MAPP_CA | MAPP_US | MAPP_CA | Internal | Shoulder | B14 | 900 | 165 | 0 | 41.63 | 48.62 | 7 | 0
2035 | MAPP_US_2_MAPP_CA | MAPP_US | MAPP_CA | Internal | Shoulder | B15 | 1203 | 165 | 165 | 34.96 | 48.62 | 7 | 6.66
2035 | MAPP_US_2_MAPP_CA | MAPP_US | MAPP_CA | Internal | Summer | B1 | 10 | 165 | 0 | 74.39 | 41.07 | 7 | 0
2035 | MAPP_US_2_MAPP_CA | MAPP_US | MAPP_CA | Internal | Summer | B2 | 25 | 165 | 0 | 73.73 | 41.07 | 7 | 0
2035 | MAPP_US_2_MAPP_CA | MAPP_US | MAPP_CA | Internal | Summer | B3 | 75 | 165 | 0 | 74.31 | 41.07 | 7 | 0
2035 | MAPP_US_2_MAPP_CA | MAPP_US | MAPP_CA | Internal | Summer | B4 | 100 | 165 | 0 | 73.22 | 41.07 | 7 | 0
2035 | MAPP_US_2_MAPP_CA | MAPP_US | MAPP_CA | Internal | Summer | B5 | 200 | 165 | 0 | 73.22 | 44.27 | 7 | 0
2035 | MAPP_US_2_MAPP_CA | MAPP_US | MAPP_CA | Internal | Summer | B6 | 300 | 165 | 0 | 57.7 | 41.07 | 7 | 0
2035 | MAPP_US_2_MAPP_CA | MAPP_US | MAPP_CA | Internal | Summer | B7 | 400 | 165 | 0 | 43.98 | 41.07 | 7 | 0
2035 | MAPP_US_2_MAPP_CA | MAPP_US | MAPP_CA | Internal | Summer | B8 | 500 | 165 | 0 | 38.95 | 41.07 | 7 | 0
2035 | MAPP_US_2_MAPP_CA | MAPP_US | MAPP_CA | Internal | Summer | B9 | 800 | 165 | 0 | 35.73 | 41.07 | 7 | 0
2035 | MAPP_US_2_MAPP_CA | MAPP_US | MAPP_CA | Internal | Summer | B10 | 1262 | 165 | 165 | 34.06 | 41.07 | 7 | 0.01
2035 | MAPP_US_2_MAPP_CA | MAPP_US | MAPP_CA | Internal | Winter | B16 | 25 | 165 | 165 | 43.19 | 60.38 | 7 | 10.18
2035 | MAPP_US_2_MAPP_CA | MAPP_US | MAPP_CA | Internal | Winter | B17 | 100 | 165 | 165 | 45.56 | 57.55 | 7 | 4.99
2035 | MAPP_US_2_MAPP_CA | MAPP_US | MAPP_CA | Internal | Winter | B18 | 400 | 165 | 165 | 46.56 | 53.99 | 7 | 0.43
2035 | MAPP_US_2_MAPP_CA | MAPP_US | MAPP_CA | Internal | Winter | B19 | 700 | 165 | 0 | 43.19 | 50.18 | 7 | 0
2035 | MAPP_US_2_MAPP_CA | MAPP_US | MAPP_CA | Internal | Winter | B20 | 935 | 165 | 165 | 34.3 | 50.18 | 7 | 8.88
2035 | MAPP_US_2_MISO_W | MAPP_US | MISO_W | Internal | Shoulder | B11 | 25 | 2635 | 2278.53 | 73.8 | 80.8 | 7 | 0
2035 | MAPP_US_2_MISO_W | MAPP_US | MISO_W | Internal | Shoulder | B12 | 200 | 2635 | 2635 | 48.96 | 60.95 | 7 | 4.99
2035 | MAPP_US_2_MISO_W | MAPP_US | MISO_W | Internal | Shoulder | B13 | 600 | 2635 | 2635 | 43.63 | 51.05 | 7 | 0.42
2035 | MAPP_US_2_MISO_W | MAPP_US | MISO_W | Internal | Shoulder | B14 | 900 | 2635 | 2360.92 | 41.63 | 48.63 | 7 | 0
2035 | MAPP_US_2_MISO_W | MAPP_US | MISO_W | Internal | Shoulder | B15 | 1203 | 2635 | 2635 | 34.96 | 44 | 7 | 2.04
2035 | MAPP_US_2_MISO_W | MAPP_US | MISO_W | Internal | Summer | B1 | 10 | 2635 | 1369.18 | 74.39 | 81.39 | 7 | 0
2035 | MAPP_US_2_MISO_W | MAPP_US | MISO_W | Internal | Summer | B2 | 25 | 2635 | 617.4 | 73.73 | 80.73 | 7 | 0
2035 | MAPP_US_2_MISO_W | MAPP_US | MISO_W | Internal | Summer | B3 | 75 | 2635 | 1588.36 | 74.31 | 81.31 | 7 | 0
2035 | MAPP_US_2_MISO_W | MAPP_US | MISO_W | Internal | Summer | B4 | 100 | 2635 | 1093.76 | 73.22 | 80.22 | 7 | 0
2035 | MAPP_US_2_MISO_W | MAPP_US | MISO_W | Internal | Summer | B5 | 200 | 2635 | 1003.21 | 73.22 | 80.22 | 7 | 0
2035 | MAPP_US_2_MISO_W | MAPP_US | MISO_W | Internal | Summer | B6 | 300 | 2635 | 736.86 | 57.7 | 64.7 | 7 | 0
2035 | MAPP_US_2_MISO_W | MAPP_US | MISO_W | Internal | Summer | B7 | 400 | 2635 | 838.23 | 43.98 | 50.98 | 7 | 0
2035 | MAPP_US_2_MISO_W | MAPP_US | MISO_W | Internal | Summer | B8 | 500 | 2635 | 1545.8 | 38.95 | 45.95 | 7 | 0
2035 | MAPP_US_2_MISO_W | MAPP_US | MISO_W | Internal | Summer | B9 | 800 | 2635 | 1061.15 | 35.73 | 42.73 | 7 | 0
2035 | MAPP_US_2_MISO_W | MAPP_US | MISO_W | Internal | Summer | B10 | 1262 | 2635 | 1139.02 | 34.06 | 41.06 | 7 | 0
2035 | MAPP_US_2_MISO_W | MAPP_US | MISO_W | Internal | Winter | B16 | 25 | 2635 | 2635 | 43.19 | 60.39 | 7 | 10.19
2035 | MAPP_US_2_MISO_W | MAPP_US | MISO_W | Internal | Winter | B17 | 100 | 2635 | 2635 | 45.56 | 57.56 | 7 | 5
2035 | MAPP_US_2_MISO_W | MAPP_US | MISO_W | Internal | Winter | B18 | 400 | 2635 | 2635 | 46.56 | 54 | 7 | 0.44
2035 | MAPP_US_2_MISO_W | MAPP_US | MISO_W | Internal | Winter | B19 | 700 | 2635 | 2200.52 | 43.19 | 50.19 | 7 | 0
2035 | MAPP_US_2_MISO_W | MAPP_US | MISO_W | Internal | Winter | B20 | 935 | 2635 | 2635 | 34.3 | 43.22 | 7 | 1.93
2035 | MAPP_US_2_NE | MAPP_US | NE | Internal | Shoulder | B11 | 25 | 2000 | 1498.24 | 73.8 | 80.8 | 7 | 0
2035 | MAPP_US_2_NE | MAPP_US | NE | Internal | Shoulder | B12 | 200 | 2000 | 572.91 | 48.96 | 55.96 | 7 | 0
2035 | MAPP_US_2_NE | MAPP_US | NE | Internal | Shoulder | B13 | 600 | 2000 | 705.92 | 43.63 | 50.63 | 7 | 0
2035 | MAPP_US_2_NE | MAPP_US | NE | Internal | Shoulder | B14 | 900 | 2000 | 0 | 41.63 | 46.83 | 7 | 0
2035 | MAPP_US_2_NE | MAPP_US | NE | Internal | Shoulder | B15 | 1203 | 2000 | 6.94 | 34.96 | 41.96 | 7 | 0
2035 | MAPP_US_2_NE | MAPP_US | NE | Internal | Summer | B1 | 10 | 2000 | 461.62 | 74.39 | 81.39 | 7 | 0
2035 | MAPP_US_2_NE | MAPP_US | NE | Internal | Summer | B2 | 25 | 2000 | 2000 | 73.73 | 81.29 | 7 | 0.56
2035 | MAPP_US_2_NE | MAPP_US | NE | Internal | Summer | B3 | 75 | 2000 | 1057.55 | 74.31 | 81.31 | 7 | 0
2035 | MAPP_US_2_NE | MAPP_US | NE | Internal | Summer | B4 | 100 | 2000 | 2000 | 73.22 | 81.29 | 7 | 1.06
2035 | MAPP_US_2_NE | MAPP_US | NE | Internal | Summer | B5 | 200 | 2000 | 2000 | 73.22 | 81.29 | 7 | 1.06
2035 | MAPP_US_2_NE | MAPP_US | NE | Internal | Summer | B6 | 300 | 2000 | 2000 | 57.7 | 71.69 | 7 | 6.99
2035 | MAPP_US_2_NE | MAPP_US | NE | Internal | Summer | B7 | 400 | 2000 | 2000 | 43.98 | 57.97 | 7 | 6.99
2035 | MAPP_US_2_NE | MAPP_US | NE | Internal | Summer | B8 | 500 | 2000 | 2000 | 38.95 | 50.59 | 7 | 4.63
2035 | MAPP_US_2_NE | MAPP_US | NE | Internal | Summer | B9 | 800 | 2000 | 2000 | 35.73 | 48.76 | 7 | 6.03
2035 | MAPP_US_2_NE | MAPP_US | NE | Internal | Summer | B10 | 1262 | 2000 | 2000 | 34.06 | 43.33 | 7 | 2.28
2035 | MAPP_US_2_NE | MAPP_US | NE | Internal | Winter | B16 | 25 | 2000 | 2000 | 43.19 | 57.25 | 7 | 7.06
2035 | MAPP_US_2_NE | MAPP_US | NE | Internal | Winter | B17 | 100 | 2000 | 1300.95 | 45.56 | 52.56 | 7 | 0
2035 | MAPP_US_2_NE | MAPP_US | NE | Internal | Winter | B18 | 400 | 2000 | 1006.42 | 46.56 | 53.56 | 7 | 0
2035 | MAPP_US_2_NE | MAPP_US | NE | Internal | Winter | B19 | 700 | 2000 | 0 | 43.19 | 49.48 | 7 | 0
2035 | MAPP_US_2_NE | MAPP_US | NE | Internal | Winter | B20 | 935 | 2000 | 0 | 34.3 | 40.37 | 7 | 0
2035 | MARITIMES_2_NEISO | MARITIMES | NEISO | Internal | Shoulder | B11 | 25 | 99999 | 1720.66 | 42.32 | 42.33 | 0.01 | 0
2035 | MARITIMES_2_NEISO | MARITIMES | NEISO | Internal | Shoulder | B12 | 200 | 99999 | 1717.44 | 42.32 | 42.33 | 0.01 | 0
2035 | MARITIMES_2_NEISO | MARITIMES | NEISO | Internal | Shoulder | B13 | 600 | 99999 | 1704.78 | 42.32 | 42.33 | 0.01 | 0
2035 | MARITIMES_2_NEISO | MARITIMES | NEISO | Internal | Shoulder | B14 | 900 | 99999 | 1682.64 | 42.32 | 42.33 | 0.01 | 0
2035 | MARITIMES_2_NEISO | MARITIMES | NEISO | Internal | Shoulder | B15 | 1203 | 99999 | 648.08 | 42.32 | 42.33 | 0.01 | 0
2035 | MARITIMES_2_NEISO | MARITIMES | NEISO | Internal | Summer | B1 | 10 | 99999 | 1900 | 66.18 | 66.2 | 0.01 | 0
2035 | MARITIMES_2_NEISO | MARITIMES | NEISO | Internal | Summer | B2 | 25 | 99999 | 1878.75 | 66.2 | 66.21 | 0.01 | 0
2035 | MARITIMES_2_NEISO | MARITIMES | NEISO | Internal | Summer | B3 | 75 | 99999 | 1836.38 | 62.35 | 62.37 | 0.01 | 0
2035 | MARITIMES_2_NEISO | MARITIMES | NEISO | Internal | Summer | B4 | 100 | 99999 | 1799.97 | 53.96 | 53.98 | 0.01 | 0
2035 | MARITIMES_2_NEISO | MARITIMES | NEISO | Internal | Summer | B5 | 200 | 99999 | 1780.16 | 43.53 | 43.54 | 0.01 | 0
2035 | MARITIMES_2_NEISO | MARITIMES | NEISO | Internal | Summer | B6 | 300 | 99999 | 1757.82 | 38.69 | 38.7 | 0.01 | 0
2035 | MARITIMES_2_NEISO | MARITIMES | NEISO | Internal | Summer | B7 | 400 | 99999 | 1732.23 | 38.69 | 38.7 | 0.01 | 0
2035 | MARITIMES_2_NEISO | MARITIMES | NEISO | Internal | Summer | B8 | 500 | 99999 | 1712.1 | 38.69 | 38.7 | 0.01 | 0
2035 | MARITIMES_2_NEISO | MARITIMES | NEISO | Internal | Summer | B9 | 800 | 99999 | 1687.45 | 38.69 | 38.7 | 0.01 | 0
2035 | MARITIMES_2_NEISO | MARITIMES | NEISO | Internal | Summer | B10 | 1262 | 99999 | 465.06 | 38.69 | 38.7 | 0.01 | 0
2035 | MARITIMES_2_NEISO | MARITIMES | NEISO | Internal | Winter | B16 | 25 | 99999 | 1765.23 | 53.5 | 53.51 | 0.01 | 0
2035 | MARITIMES_2_NEISO | MARITIMES | NEISO | Internal | Winter | B17 | 100 | 99999 | 1747.34 | 53.5 | 53.51 | 0.01 | 0
2035 | MARITIMES_2_NEISO | MARITIMES | NEISO | Internal | Winter | B18 | 400 | 99999 | 1733.65 | 53.5 | 53.51 | 0.01 | 0
2035 | MARITIMES_2_NEISO | MARITIMES | NEISO | Internal | Winter | B19 | 700 | 99999 | 1708.15 | 53.5 | 53.51 | 0.01 | 0
2035 | MARITIMES_2_NEISO | MARITIMES | NEISO | Internal | Winter | B20 | 935 | 99999 | 723.43 | 53.5 | 53.51 | 0.01 | 0
2035 | MISO_IN_2_MISO_MI | MISO_IN | MISO_MI | Internal | Shoulder | B11 | 25 | 5000 | 0 | 80.8 | 77.52 | 0.01 | 0
2035 | MISO_IN_2_MISO_MI | MISO_IN | MISO_MI | Internal | Shoulder | B12 | 200 | 5000 | 1548.21 | 61.15 | 61.16 | 0.01 | 0
2035 | MISO_IN_2_MISO_MI | MISO_IN | MISO_MI | Internal | Shoulder | B13 | 600 | 5000 | 2553.4 | 51.08 | 51.09 | 0.01 | 0
2035 | MISO_IN_2_MISO_MI | MISO_IN | MISO_MI | Internal | Shoulder | B14 | 900 | 5000 | 3649.34 | 48.65 | 48.67 | 0.01 | 0
2035 | MISO_IN_2_MISO_MI | MISO_IN | MISO_MI | Internal | Shoulder | B15 | 1203 | 5000 | 3810.39 | 44.08 | 44.09 | 0.01 | 0
2035 | MISO_IN_2_MISO_MI | MISO_IN | MISO_MI | Internal | Summer | B1 | 10 | 5000 | 0 | 80.73 | 80.71 | 0.01 | 0
2035 | MISO_IN_2_MISO_MI | MISO_IN | MISO_MI | Internal | Summer | B2 | 25 | 5000 | 772.26 | 80.7 | 80.71 | 0.01 | 0
2035 | MISO_IN_2_MISO_MI | MISO_IN | MISO_MI | Internal | Summer | B3 | 75 | 5000 | 0 | 79.18 | 79.18 | 0.01 | 0
2035 | MISO_IN_2_MISO_MI | MISO_IN | MISO_MI | Internal | Summer | B4 | 100 | 5000 | 0 | 77.22 | 77.21 | 0.01 | 0
2035 | MISO_IN_2_MISO_MI | MISO_IN | MISO_MI | Internal | Summer | B5 | 200 | 5000 | 0 | 75.65 | 75.52 | 0.01 | 0
2035 | MISO_IN_2_MISO_MI | MISO_IN | MISO_MI | Internal | Summer | B6 | 300 | 5000 | 0 | 63.69 | 63.68 | 0.01 | 0
2035 | MISO_IN_2_MISO_MI | MISO_IN | MISO_MI | Internal | Summer | B7 | 400 | 5000 | 3086.95 | 50.98 | 51 | 0.01 | 0
2035 | MISO_IN_2_MISO_MI | MISO_IN | MISO_MI | Internal | Summer | B8 | 500 | 5000 | 5000 | 45.98 | 46.51 | 0.01 | 0.52
2035 | MISO_IN_2_MISO_MI | MISO_IN | MISO_MI | Internal | Summer | B9 | 800 | 5000 | 4011.66 | 42.76 | 42.77 | 0.01 | 0
2035 | MISO_IN_2_MISO_MI | MISO_IN | MISO_MI | Internal | Summer | B10 | 1262 | 5000 | 3789.29 | 42.55 | 42.56 | 0.01 | 0
2035 | MISO_IN_2_MISO_MI | MISO_IN | MISO_MI | Internal | Winter | B16 | 25 | 5000 | 0 | 63.48 | 63.48 | 0.01 | 0
2035 | MISO_IN_2_MISO_MI | MISO_IN | MISO_MI | Internal | Winter | B17 | 100 | 5000 | 1880.84 | 61.56 | 61.58 | 0.01 | 0
2035 | MISO_IN_2_MISO_MI | MISO_IN | MISO_MI | Internal | Winter | B18 | 400 | 5000 | 3073.67 | 54.02 | 54.03 | 0.01 | 0
2035 | MISO_IN_2_MISO_MI | MISO_IN | MISO_MI | Internal | Winter | B19 | 700 | 5000 | 3379.25 | 50.21 | 50.22 | 0.01 | 0
2035 | MISO_IN_2_MISO_MI | MISO_IN | MISO_MI | Internal | Winter | B20 | 935 | 5000 | 2697.8 | 44.88 | 44.89 | 0.01 | 0
2035 | MISO_IN_2_MISO_MO-IL | MISO_IN | MISO_MO-IL | Internal | Shoulder | B11 | 25 | 5000 | 2690.74 | 80.8 | 80.81 | 0.01 | 0
2035 | MISO_IN_2_MISO_MO-IL | MISO_IN | MISO_MO-IL | Internal | Shoulder | B12 | 200 | 5000 | 0 | 61.15 | 60.97 | 0.01 | 0
2035 | MISO_IN_2_MISO_MO-IL | MISO_IN | MISO_MO-IL | Internal | Shoulder | B13 | 600 | 5000 | 0 | 51.08 | 51.07 | 0.01 | 0
2035 | MISO_IN_2_MISO_MO-IL | MISO_IN | MISO_MO-IL | Internal | Shoulder | B14 | 900 | 5000 | 0 | 48.65 | 48.64 | 0.01 | 0
2035 | MISO_IN_2_MISO_MO-IL | MISO_IN | MISO_MO-IL | Internal | Shoulder | B15 | 1203 | 5000 | 0 | 44.08 | 44.01 | 0.01 | 0
2035 | MISO_IN_2_MISO_MO-IL | MISO_IN | MISO_MO-IL | Internal | Summer | B1 | 10 | 5000 | 2100.08 | 80.73 | 80.74 | 0.01 | 0
2035 | MISO_IN_2_MISO_MO-IL | MISO_IN | MISO_MO-IL | Internal | Summer | B2 | 25 | 5000 | 1191.2 | 80.7 | 80.71 | 0.01 | 0
2035 | MISO_IN_2_MISO_MO-IL | MISO_IN | MISO_MO-IL | Internal | Summer | B3 | 75 | 5000 | 0 | 79.18 | 79.18 | 0.01 | 0
2035 | MISO_IN_2_MISO_MO-IL | MISO_IN | MISO_MO-IL | Internal | Summer | B4 | 100 | 5000 | 2693.64 | 77.22 | 77.23 | 0.01 | 0
2035 | MISO_IN_2_MISO_MO-IL | MISO_IN | MISO_MO-IL | Internal | Summer | B5 | 200 | 5000 | 2256.31 | 75.65 | 75.67 | 0.01 | 0
2035 | MISO_IN_2_MISO_MO-IL | MISO_IN | MISO_MO-IL | Internal | Summer | B6 | 300 | 5000 | 1748.7 | 63.69 | 63.7 | 0.01 | 0
2035 | MISO_IN_2_MISO_MO-IL | MISO_IN | MISO_MO-IL | Internal | Summer | B7 | 400 | 5000 | 215.26 | 50.98 | 51 | 0.01 | 0
2035 | MISO_IN_2_MISO_MO-IL | MISO_IN | MISO_MO-IL | Internal | Summer | B8 | 500 | 5000 | 0 | 45.98 | 45.97 | 0.01 | 0
2035 | MISO_IN_2_MISO_MO-IL | MISO_IN | MISO_MO-IL | Internal | Summer | B9 | 800 | 5000 | 0 | 42.76 | 42.74 | 0.01 | 0
2035 | MISO_IN_2_MISO_MO-IL | MISO_IN | MISO_MO-IL | Internal | Summer | B10 | 1262 | 5000 | 0 | 42.55 | 41.07 | 0.01 | 0
2035 | MISO_IN_2_MISO_MO-IL | MISO_IN | MISO_MO-IL | Internal | Winter | B16 | 25 | 5000 | 0 | 63.48 | 60.73 | 0.01 | 0
2035 | MISO_IN_2_MISO_MO-IL | MISO_IN | MISO_MO-IL | Internal | Winter | B17 | 100 | 5000 | 0 | 61.56 | 57.58 | 0.01 | 0
2035 | MISO_IN_2_MISO_MO-IL | MISO_IN | MISO_MO-IL | Internal | Winter | B18 | 400 | 5000 | 0 | 54.02 | 54.01 | 0.01 | 0
2035 | MISO_IN_2_MISO_MO-IL | MISO_IN | MISO_MO-IL | Internal | Winter | B19 | 700 | 5000 | 0 | 50.21 | 50.19 | 0.01 | 0
2035 | MISO_IN_2_MISO_MO-IL | MISO_IN | MISO_MO-IL | Internal | Winter | B20 | 935 | 5000 | 0 | 44.88 | 43.24 | 0.01 | 0
2035 | MISO_IN_2_NonRTO_Midwest | MISO_IN | NonRTO_Midwest | Internal | Shoulder | B11 | 25 | 4800 | 0 | 80.8 | 87.25 | 8 | 0
2035 | MISO_IN_2_NonRTO_Midwest | MISO_IN | NonRTO_Midwest | Internal | Shoulder | B12 | 200 | 4800 | 765.88 | 61.15 | 69.15 | 8 | 0
2035 | MISO_IN_2_NonRTO_Midwest | MISO_IN | NonRTO_Midwest | Internal | Shoulder | B13 | 600 | 4800 | 0 | 51.08 | 56.66 | 8 | 0
2035 | MISO_IN_2_NonRTO_Midwest | MISO_IN | NonRTO_Midwest | Internal | Shoulder | B14 | 900 | 4800 | 0 | 48.65 | 47.95 | 8 | 0
2035 | MISO_IN_2_NonRTO_Midwest | MISO_IN | NonRTO_Midwest | Internal | Shoulder | B15 | 1203 | 4800 | 0 | 44.08 | 40.96 | 8 | 0
2035 | MISO_IN_2_NonRTO_Midwest | MISO_IN | NonRTO_Midwest | Internal | Summer | B1 | 10 | 4800 | 0 | 80.73 | 84.43 | 8 | 0
2035 | MISO_IN_2_NonRTO_Midwest | MISO_IN | NonRTO_Midwest | Internal | Summer | B2 | 25 | 4800 | 0 | 80.7 | 84.43 | 8 | 0
2035 | MISO_IN_2_NonRTO_Midwest | MISO_IN | NonRTO_Midwest | Internal | Summer | B3 | 75 | 4800 | 0 | 79.18 | 84.43 | 8 | 0
2035 | MISO_IN_2_NonRTO_Midwest | MISO_IN | NonRTO_Midwest | Internal | Summer | B4 | 100 | 4800 | 0 | 77.22 | 84.43 | 8 | 0
2035 | MISO_IN_2_NonRTO_Midwest | MISO_IN | NonRTO_Midwest | Internal | Summer | B5 | 200 | 4800 | 1006.72 | 75.65 | 83.65 | 8 | 0
2035 | MISO_IN_2_NonRTO_Midwest | MISO_IN | NonRTO_Midwest | Internal | Summer | B6 | 300 | 4800 | 516.14 | 63.69 | 71.69 | 8 | 0
2035 | MISO_IN_2_NonRTO_Midwest | MISO_IN | NonRTO_Midwest | Internal | Summer | B7 | 400 | 4800 | 0 | 50.98 | 46.36 | 8 | 0
2035 | MISO_IN_2_NonRTO_Midwest | MISO_IN | NonRTO_Midwest | Internal | Summer | B8 | 500 | 4800 | 0 | 45.98 | 46.36 | 8 | 0
2035 | MISO_IN_2_NonRTO_Midwest | MISO_IN | NonRTO_Midwest | Internal | Summer | B9 | 800 | 4800 | 0 | 42.76 | 43.64 | 8 | 0
2035 | MISO_IN_2_NonRTO_Midwest | MISO_IN | NonRTO_Midwest | Internal | Summer | B10 | 1262 | 4800 | 0 | 42.55 | 36.46 | 8 | 0
2035 | MISO_IN_2_NonRTO_Midwest | MISO_IN | NonRTO_Midwest | Internal | Winter | B16 | 25 | 4800 | 2594.22 | 63.48 | 71.48 | 8 | 0
2035 | MISO_IN_2_NonRTO_Midwest | MISO_IN | NonRTO_Midwest | Internal | Winter | B17 | 100 | 4800 | 1250.55 | 61.56 | 69.56 | 8 | 0
2035 | MISO_IN_2_NonRTO_Midwest | MISO_IN | NonRTO_Midwest | Internal | Winter | B18 | 400 | 4800 | 239.2 | 54.02 | 62.02 | 8 | 0
2035 | MISO_IN_2_NonRTO_Midwest | MISO_IN | NonRTO_Midwest | Internal | Winter | B19 | 700 | 4800 | 0 | 50.21 | 47.66 | 8 | 0
2035 | MISO_IN_2_NonRTO_Midwest | MISO_IN | NonRTO_Midwest | Internal | Winter | B20 | 935 | 4800 | 0 | 44.88 | 40.82 | 8 | 0
2035 | MISO_IN_2_PJM_ROR | MISO_IN | PJM_ROR | Internal | Shoulder | B11 | 25 | 992 | 0 | 80.8 | 68.47 | 2 | 0
2035 | MISO_IN_2_PJM_ROR | MISO_IN | PJM_ROR | Internal | Shoulder | B12 | 200 | 992 | 0 | 61.15 | 61.06 | 2 | 0
2035 | MISO_IN_2_PJM_ROR | MISO_IN | PJM_ROR | Internal | Shoulder | B13 | 600 | 992 | 0 | 51.08 | 49.08 | 2 | 0
2035 | MISO_IN_2_PJM_ROR | MISO_IN | PJM_ROR | Internal | Shoulder | B14 | 900 | 992 | 0 | 48.65 | 47.79 | 2 | 0
2035 | MISO_IN_2_PJM_ROR | MISO_IN | PJM_ROR | Internal | Shoulder | B15 | 1203 | 992 | 0 | 44.08 | 44.01 | 2 | 0
2035 | MISO_IN_2_PJM_ROR | MISO_IN | PJM_ROR | Internal | Summer | B1 | 10 | 992 | 0 | 80.73 | 77.18 | 2 | 0
2035 | MISO_IN_2_PJM_ROR | MISO_IN | PJM_ROR | Internal | Summer | B2 | 25 | 992 | 0 | 80.7 | 77.18 | 2 | 0
2035 | MISO_IN_2_PJM_ROR | MISO_IN | PJM_ROR | Internal | Summer | B3 | 75 | 992 | 0 | 79.18 | 77.18 | 2 | 0
2035 | MISO_IN_2_PJM_ROR | MISO_IN | PJM_ROR | Internal | Summer | B4 | 100 | 992 | 0 | 77.22 | 75.22 | 2 | 0
2035 | MISO_IN_2_PJM_ROR | MISO_IN | PJM_ROR | Internal | Summer | B5 | 200 | 992 | 0 | 75.65 | 73.65 | 2 | 0
2035 | MISO_IN_2_PJM_ROR | MISO_IN | PJM_ROR | Internal | Summer | B6 | 300 | 992 | 0 | 63.69 | 61.69 | 2 | 0
2035 | MISO_IN_2_PJM_ROR | MISO_IN | PJM_ROR | Internal | Summer | B7 | 400 | 992 | 0 | 50.98 | 49 | 2 | 0
2035 | MISO_IN_2_PJM_ROR | MISO_IN | PJM_ROR | Internal | Summer | B8 | 500 | 992 | 0 | 45.98 | 46.15 | 2 | 0
2035 | MISO_IN_2_PJM_ROR | MISO_IN | PJM_ROR | Internal | Summer | B9 | 800 | 992 | 0 | 42.76 | 43.22 | 2 | 0
2035 | MISO_IN_2_PJM_ROR | MISO_IN | PJM_ROR | Internal | Summer | B10 | 1262 | 992 | 0 | 42.55 | 40.56 | 2 | 0
2035 | MISO_IN_2_PJM_ROR | MISO_IN | PJM_ROR | Internal | Winter | B16 | 25 | 992 | 0 | 63.48 | 61.48 | 2 | 0
2035 | MISO_IN_2_PJM_ROR | MISO_IN | PJM_ROR | Internal | Winter | B17 | 100 | 992 | 0 | 61.56 | 59.58 | 2 | 0
2035 | MISO_IN_2_PJM_ROR | MISO_IN | PJM_ROR | Internal | Winter | B18 | 400 | 992 | 0 | 54.02 | 53.56 | 2 | 0
2035 | MISO_IN_2_PJM_ROR | MISO_IN | PJM_ROR | Internal | Winter | B19 | 700 | 992 | 0 | 50.21 | 48.22 | 2 | 0
2035 | MISO_IN_2_PJM_ROR | MISO_IN | PJM_ROR | Internal | Winter | B20 | 935 | 992 | 0 | 44.88 | 42.9 | 2 | 0
2035 | MISO_MI_2_MISO_IN | MISO_MI | MISO_IN | Internal | Shoulder | B11 | 25 | 2045 | 2045 | 77.52 | 80.8 | 0.01 | 3.27
2035 | MISO_MI_2_MISO_IN | MISO_MI | MISO_IN | Internal | Shoulder | B12 | 200 | 2045 | 0 | 61.16 | 61.15 | 0.01 | 0
2035 | MISO_MI_2_MISO_IN | MISO_MI | MISO_IN | Internal | Shoulder | B13 | 600 | 2045 | 0 | 51.09 | 51.08 | 0.01 | 0
2035 | MISO_MI_2_MISO_IN | MISO_MI | MISO_IN | Internal | Shoulder | B14 | 900 | 2045 | 0 | 48.67 | 48.65 | 0.01 | 0
2035 | MISO_MI_2_MISO_IN | MISO_MI | MISO_IN | Internal | Shoulder | B15 | 1203 | 2045 | 0 | 44.09 | 44.08 | 0.01 | 0
2035 | MISO_MI_2_MISO_IN | MISO_MI | MISO_IN | Internal | Summer | B1 | 10 | 2045 | 118.89 | 80.71 | 80.73 | 0.01 | 0
2035 | MISO_MI_2_MISO_IN | MISO_MI | MISO_IN | Internal | Summer | B2 | 25 | 2045 | 0 | 80.71 | 80.7 | 0.01 | 0
2035 | MISO_MI_2_MISO_IN | MISO_MI | MISO_IN | Internal | Summer | B3 | 75 | 2045 | 0 | 79.18 | 79.18 | 0.01 | 0
2035 | MISO_MI_2_MISO_IN | MISO_MI | MISO_IN | Internal | Summer | B4 | 100 | 2045 | 1545.89 | 77.21 | 77.22 | 0.01 | 0
2035 | MISO_MI_2_MISO_IN | MISO_MI | MISO_IN | Internal | Summer | B5 | 200 | 2045 | 2045 | 75.52 | 75.65 | 0.01 | 0.12
2035 | MISO_MI_2_MISO_IN | MISO_MI | MISO_IN | Internal | Summer | B6 | 300 | 2045 | 15.92 | 63.68 | 63.69 | 0.01 | 0
2035 | MISO_MI_2_MISO_IN | MISO_MI | MISO_IN | Internal | Summer | B7 | 400 | 2045 | 0 | 51 | 50.98 | 0.01 | 0
2035 | MISO_MI_2_MISO_IN | MISO_MI | MISO_IN | Internal | Summer | B8 | 500 | 2045 | 0 | 46.51 | 45.98 | 0.01 | 0
2035 | MISO_MI_2_MISO_IN | MISO_MI | MISO_IN | Internal | Summer | B9 | 800 | 2045 | 0 | 42.77 | 42.76 | 0.01 | 0
2035 | MISO_MI_2_MISO_IN | MISO_MI | MISO_IN | Internal | Summer | B10 | 1262 | 2045 | 0 | 42.56 | 42.55 | 0.01 | 0
2035 | MISO_MI_2_MISO_IN | MISO_MI | MISO_IN | Internal | Winter | B16 | 25 | 2045 | 0 | 63.48 | 63.48 | 0.01 | 0
2035 | MISO_MI_2_MISO_IN | MISO_MI | MISO_IN | Internal | Winter | B17 | 100 | 2045 | 0 | 61.58 | 61.56 | 0.01 | 0
2035 | MISO_MI_2_MISO_IN | MISO_MI | MISO_IN | Internal | Winter | B18 | 400 | 2045 | 0 | 54.03 | 54.02 | 0.01 | 0
2035 | MISO_MI_2_MISO_IN | MISO_MI | MISO_IN | Internal | Winter | B19 | 700 | 2045 | 0 | 50.22 | 50.21 | 0.01 | 0
2035 | MISO_MI_2_MISO_IN | MISO_MI | MISO_IN | Internal | Winter | B20 | 935 | 2045 | 0 | 44.89 | 44.88 | 0.01 | 0
2035 | MISO_MI_2_MISO_WUMS | MISO_MI | MISO_WUMS | Internal | Shoulder | B11 | 25 | 947 | 0 | 77.52 | 77.51 | 0.01 | 0
2035 | MISO_MI_2_MISO_WUMS | MISO_MI | MISO_WUMS | Internal | Shoulder | B12 | 200 | 947 | 0 | 61.16 | 60.97 | 0.01 | 0
2035 | MISO_MI_2_MISO_WUMS | MISO_MI | MISO_WUMS | Internal | Shoulder | B13 | 600 | 947 | 0 | 51.09 | 51.04 | 0.01 | 0
2035 | MISO_MI_2_MISO_WUMS | MISO_MI | MISO_WUMS | Internal | Shoulder | B14 | 900 | 947 | 0 | 48.67 | 48.62 | 0.01 | 0
2035 | MISO_MI_2_MISO_WUMS | MISO_MI | MISO_WUMS | Internal | Shoulder | B15 | 1203 | 947 | 0 | 44.09 | 44.01 | 0.01 | 0
2035 | MISO_MI_2_MISO_WUMS | MISO_MI | MISO_WUMS | Internal | Summer | B1 | 10 | 947 | 0 | 80.71 | 75.33 | 0.01 | 0
2035 | MISO_MI_2_MISO_WUMS | MISO_MI | MISO_WUMS | Internal | Summer | B2 | 25 | 947 | 0 | 80.71 | 75.33 | 0.01 | 0
2035 | MISO_MI_2_MISO_WUMS | MISO_MI | MISO_WUMS | Internal | Summer | B3 | 75 | 947 | 0 | 79.18 | 75.33 | 0.01 | 0
2035 | MISO_MI_2_MISO_WUMS | MISO_MI | MISO_WUMS | Internal | Summer | B4 | 100 | 947 | 0 | 77.21 | 75.33 | 0.01 | 0
2035 | MISO_MI_2_MISO_WUMS | MISO_MI | MISO_WUMS | Internal | Summer | B5 | 200 | 947 | 0 | 75.52 | 75.33 | 0.01 | 0
2035 | MISO_MI_2_MISO_WUMS | MISO_MI | MISO_WUMS | Internal | Summer | B6 | 300 | 947 | 0 | 63.68 | 63.67 | 0.01 | 0
2035 | MISO_MI_2_MISO_WUMS | MISO_MI | MISO_WUMS | Internal | Summer | B7 | 400 | 947 | 0 | 51 | 50.97 | 0.01 | 0
2035 | MISO_MI_2_MISO_WUMS | MISO_MI | MISO_WUMS | Internal | Summer | B8 | 500 | 947 | 0 | 46.51 | 45.94 | 0.01 | 0
2035 | MISO_MI_2_MISO_WUMS | MISO_MI | MISO_WUMS | Internal | Summer | B9 | 800 | 947 | 0 | 42.77 | 42.74 | 0.01 | 0
2035 | MISO_MI_2_MISO_WUMS | MISO_MI | MISO_WUMS | Internal | Summer | B10 | 1262 | 947 | 0 | 42.56 | 42.36 | 0.01 | 0
2035 | MISO_MI_2_MISO_WUMS | MISO_MI | MISO_WUMS | Internal | Winter | B16 | 25 | 947 | 0 | 63.48 | 63.47 | 0.01 | 0
2035 | MISO_MI_2_MISO_WUMS | MISO_MI | MISO_WUMS | Internal | Winter | B17 | 100 | 947 | 0 | 61.58 | 57.58 | 0.01 | 0
2035 | MISO_MI_2_MISO_WUMS | MISO_MI | MISO_WUMS | Internal | Winter | B18 | 400 | 947 | 0 | 54.03 | 54.01 | 0.01 | 0
2035 | MISO_MI_2_MISO_WUMS | MISO_MI | MISO_WUMS | Internal | Winter | B19 | 700 | 947 | 0 | 50.22 | 50.21 | 0.01 | 0
2035 | MISO_MI_2_MISO_WUMS | MISO_MI | MISO_WUMS | Internal | Winter | B20 | 935 | 947 | 74.11 | 44.89 | 44.9 | 0.01 | 0
2035 | MISO_MI_2_PJM_ROR | MISO_MI | PJM_ROR | Internal | Shoulder | B11 | 25 | 1424 | 0 | 77.52 | 68.47 | 2 | 0
2035 | MISO_MI_2_PJM_ROR | MISO_MI | PJM_ROR | Internal | Shoulder | B12 | 200 | 1424 | 0 | 61.16 | 61.06 | 2 | 0
2035 | MISO_MI_2_PJM_ROR | MISO_MI | PJM_ROR | Internal | Shoulder | B13 | 600 | 1424 | 0 | 51.09 | 49.08 | 2 | 0
2035 | MISO_MI_2_PJM_ROR | MISO_MI | PJM_ROR | Internal | Shoulder | B14 | 900 | 1424 | 0 | 48.67 | 47.79 | 2 | 0
2035 | MISO_MI_2_PJM_ROR | MISO_MI | PJM_ROR | Internal | Shoulder | B15 | 1203 | 1424 | 0 | 44.09 | 44.01 | 2 | 0
2035 | MISO_MI_2_PJM_ROR | MISO_MI | PJM_ROR | Internal | Summer | B1 | 10 | 1424 | 0 | 80.71 | 77.18 | 2 | 0
2035 | MISO_MI_2_PJM_ROR | MISO_MI | PJM_ROR | Internal | Summer | B2 | 25 | 1424 | 0 | 80.71 | 77.18 | 2 | 0
2035 | MISO_MI_2_PJM_ROR | MISO_MI | PJM_ROR | Internal | Summer | B3 | 75 | 1424 | 0 | 79.18 | 77.18 | 2 | 0
2035 | MISO_MI_2_PJM_ROR | MISO_MI | PJM_ROR | Internal | Summer | B4 | 100 | 1424 | 0 | 77.21 | 75.22 | 2 | 0
2035 | MISO_MI_2_PJM_ROR | MISO_MI | PJM_ROR | Internal | Summer | B5 | 200 | 1424 | 0 | 75.52 | 73.65 | 2 | 0
2035 | MISO_MI_2_PJM_ROR | MISO_MI | PJM_ROR | Internal | Summer | B6 | 300 | 1424 | 0 | 63.68 | 61.69 | 2 | 0
2035 | MISO_MI_2_PJM_ROR | MISO_MI | PJM_ROR | Internal | Summer | B7 | 400 | 1424 | 0 | 51 | 49 | 2 | 0
2035 | MISO_MI_2_PJM_ROR | MISO_MI | PJM_ROR | Internal | Summer | B8 | 500 | 1424 | 0 | 46.51 | 46.15 | 2 | 0
2035 | MISO_MI_2_PJM_ROR | MISO_MI | PJM_ROR | Internal | Summer | B9 | 800 | 1424 | 0 | 42.77 | 43.22 | 2 | 0
2035 | MISO_MI_2_PJM_ROR | MISO_MI | PJM_ROR | Internal | Summer | B10 | 1262 | 1424 | 0 | 42.56 | 40.56 | 2 | 0
2035 | MISO_MI_2_PJM_ROR | MISO_MI | PJM_ROR | Internal | Winter | B16 | 25 | 1424 | 0 | 63.48 | 61.48 | 2 | 0
2035 | MISO_MI_2_PJM_ROR | MISO_MI | PJM_ROR | Internal | Winter | B17 | 100 | 1424 | 0 | 61.58 | 59.58 | 2 | 0
2035 | MISO_MI_2_PJM_ROR | MISO_MI | PJM_ROR | Internal | Winter | B18 | 400 | 1424 | 0 | 54.03 | 53.56 | 2 | 0
2035 | MISO_MI_2_PJM_ROR | MISO_MI | PJM_ROR | Internal | Winter | B19 | 700 | 1424 | 0 | 50.22 | 48.22 | 2 | 0
2035 | MISO_MI_2_PJM_ROR | MISO_MI | PJM_ROR | Internal | Winter | B20 | 935 | 1424 | 0 | 44.89 | 42.9 | 2 | 0
2035 | MISO_MO-IL_2_ENT | MISO_MO-IL | ENT | Internal | Shoulder | B11 | 25 | 2540 | 0 | 80.81 | 75.47 | 8 | 0
2035 | MISO_MO-IL_2_ENT | MISO_MO-IL | ENT | Internal | Shoulder | B12 | 200 | 2540 | 0 | 60.97 | 52.97 | 8 | 0
2035 | MISO_MO-IL_2_ENT | MISO_MO-IL | ENT | Internal | Shoulder | B13 | 600 | 2540 | 0 | 51.07 | 52.97 | 8 | 0
2035 | MISO_MO-IL_2_ENT | MISO_MO-IL | ENT | Internal | Shoulder | B14 | 900 | 2540 | 0 | 48.64 | 51.81 | 8 | 0
2035 | MISO_MO-IL_2_ENT | MISO_MO-IL | ENT | Internal | Shoulder | B15 | 1203 | 2540 | 0 | 44.01 | 50.84 | 8 | 0
2035 | MISO_MO-IL_2_ENT | MISO_MO-IL | ENT | Internal | Summer | B1 | 10 | 2540 | 0 | 80.74 | 80.74 | 8 | 0
2035 | MISO_MO-IL_2_ENT | MISO_MO-IL | ENT | Internal | Summer | B2 | 25 | 2540 | 0 | 80.71 | 80.71 | 8 | 0
2035 | MISO_MO-IL_2_ENT | MISO_MO-IL | ENT | Internal | Summer | B3 | 75 | 2540 | 0 | 79.18 | 78.6 | 8 | 0
2035 | MISO_MO-IL_2_ENT | MISO_MO-IL | ENT | Internal | Summer | B4 | 100 | 2540 | 0 | 77.23 | 78.6 | 8 | 0
2035 | MISO_MO-IL_2_ENT | MISO_MO-IL | ENT | Internal | Summer | B5 | 200 | 2540 | 0 | 75.67 | 75.59 | 8 | 0
2035 | MISO_MO-IL_2_ENT | MISO_MO-IL | ENT | Internal | Summer | B6 | 300 | 2540 | 0 | 63.7 | 63.7 | 8 | 0
2035 | MISO_MO-IL_2_ENT | MISO_MO-IL | ENT | Internal | Summer | B7 | 400 | 2540 | 0 | 51 | 51.11 | 8 | 0
2035 | MISO_MO-IL_2_ENT | MISO_MO-IL | ENT | Internal | Summer | B8 | 500 | 2540 | 0 | 45.97 | 51.11 | 8 | 0
2035 | MISO_MO-IL_2_ENT | MISO_MO-IL | ENT | Internal | Summer | B9 | 800 | 2540 | 1740.13 | 42.74 | 50.74 | 8 | 0
2035 | MISO_MO-IL_2_ENT | MISO_MO-IL | ENT | Internal | Summer | B10 | 1262 | 2540 | 1220.28 | 41.07 | 49.07 | 8 | 0
2035 | MISO_MO-IL_2_ENT | MISO_MO-IL | ENT | Internal | Winter | B16 | 25 | 2540 | 0 | 60.73 | 68.48 | 8 | 0
2035 | MISO_MO-IL_2_ENT | MISO_MO-IL | ENT | Internal | Winter | B17 | 100 | 2540 | 0 | 57.58 | 56.74 | 8 | 0
2035 | MISO_MO-IL_2_ENT | MISO_MO-IL | ENT | Internal | Winter | B18 | 400 | 2540 | 0 | 54.01 | 56.74 | 8 | 0
2035 | MISO_MO-IL_2_ENT | MISO_MO-IL | ENT | Internal | Winter | B19 | 700 | 2540 | 0 | 50.19 | 54.46 | 8 | 0
2035 | MISO_MO-IL_2_ENT | MISO_MO-IL | ENT | Internal | Winter | B20 | 935 | 2540 | 2155.33 | 43.24 | 51.24 | 8 | 0
2035 | MISO_MO-IL_2_MISO_IN | MISO_MO-IL | MISO_IN | Internal | Shoulder | B11 | 25 | 2100 | 0 | 80.81 | 80.8 | 0.01 | 0
2035 | MISO_MO-IL_2_MISO_IN | MISO_MO-IL | MISO_IN | Internal | Shoulder | B12 | 200 | 2100 | 2100 | 60.97 | 61.15 | 0.01 | 0.17
2035 | MISO_MO-IL_2_MISO_IN | MISO_MO-IL | MISO_IN | Internal | Shoulder | B13 | 600 | 2100 | 1072.97 | 51.07 | 51.08 | 0.01 | 0
2035 | MISO_MO-IL_2_MISO_IN | MISO_MO-IL | MISO_IN | Internal | Shoulder | B14 | 900 | 2100 | 1687.26 | 48.64 | 48.65 | 0.01 | 0
2035 | MISO_MO-IL_2_MISO_IN | MISO_MO-IL | MISO_IN | Internal | Shoulder | B15 | 1203 | 2100 | 2100 | 44.01 | 44.08 | 0.01 | 0.05
2035 | MISO_MO-IL_2_MISO_IN | MISO_MO-IL | MISO_IN | Internal | Summer | B1 | 10 | 2100 | 0 | 80.74 | 80.73 | 0.01 | 0
2035 | MISO_MO-IL_2_MISO_IN | MISO_MO-IL | MISO_IN | Internal | Summer | B2 | 25 | 2100 | 0 | 80.71 | 80.7 | 0.01 | 0
2035 | MISO_MO-IL_2_MISO_IN | MISO_MO-IL | MISO_IN | Internal | Summer | B3 | 75 | 2100 | 0 | 79.18 | 79.18 | 0.01 | 0
2035 | MISO_MO-IL_2_MISO_IN | MISO_MO-IL | MISO_IN | Internal | Summer | B4 | 100 | 2100 | 0 | 77.23 | 77.22 | 0.01 | 0
2035 | MISO_MO-IL_2_MISO_IN | MISO_MO-IL | MISO_IN | Internal | Summer | B5 | 200 | 2100 | 0 | 75.67 | 75.65 | 0.01 | 0
2035 | MISO_MO-IL_2_MISO_IN | MISO_MO-IL | MISO_IN | Internal | Summer | B6 | 300 | 2100 | 0 | 63.7 | 63.69 | 0.01 | 0
2035 | MISO_MO-IL_2_MISO_IN | MISO_MO-IL | MISO_IN | Internal | Summer | B7 | 400 | 2100 | 0 | 51 | 50.98 | 0.01 | 0
2035 | MISO_MO-IL_2_MISO_IN | MISO_MO-IL | MISO_IN | Internal | Summer | B8 | 500 | 2100 | 1798.14 | 45.97 | 45.98 | 0.01 | 0
2035 | MISO_MO-IL_2_MISO_IN | MISO_MO-IL | MISO_IN | Internal | Summer | B9 | 800 | 2100 | 285.22 | 42.74 | 42.76 | 0.01 | 0
2035 | MISO_MO-IL_2_MISO_IN | MISO_MO-IL | MISO_IN | Internal | Summer | B10 | 1262 | 2100 | 2100 | 41.07 | 42.55 | 0.01 | 1.47
2035 | MISO_MO-IL_2_MISO_IN | MISO_MO-IL | MISO_IN | Internal | Winter | B16 | 25 | 2100 | 2100 | 60.73 | 63.48 | 0.01 | 2.73
2035 | MISO_MO-IL_2_MISO_IN | MISO_MO-IL | MISO_IN | Internal | Winter | B17 | 100 | 2100 | 2100 | 57.58 | 61.56 | 0.01 | 3.98
2035 | MISO_MO-IL_2_MISO_IN | MISO_MO-IL | MISO_IN | Internal | Winter | B18 | 400 | 2100 | 1430.96 | 54.01 | 54.02 | 0.01 | 0
2035 | MISO_MO-IL_2_MISO_IN | MISO_MO-IL | MISO_IN | Internal | Winter | B19 | 700 | 2100 | 915.44 | 50.19 | 50.21 | 0.01 | 0
2035 | MISO_MO-IL_2_MISO_IN | MISO_MO-IL | MISO_IN | Internal | Winter | B20 | 935 | 2100 | 2100 | 43.24 | 44.88 | 0.01 | 1.63
2035 | MISO_MO-IL_2_MISO_W | MISO_MO-IL | MISO_W | Internal | Shoulder | B11 | 25 | 960 | 0 | 80.81 | 80.8 | 0.01 | 0
2035 | MISO_MO-IL_2_MISO_W | MISO_MO-IL | MISO_W | Internal | Shoulder | B12 | 200 | 960 | 0 | 60.97 | 60.95 | 0.01 | 0
2035 | MISO_MO-IL_2_MISO_W | MISO_MO-IL | MISO_W | Internal | Shoulder | B13 | 600 | 960 | 0 | 51.07 | 51.05 | 0.01 | 0
2035 | MISO_MO-IL_2_MISO_W | MISO_MO-IL | MISO_W | Internal | Shoulder | B14 | 900 | 960 | 0 | 48.64 | 48.63 | 0.01 | 0
2035 | MISO_MO-IL_2_MISO_W | MISO_MO-IL | MISO_W | Internal | Shoulder | B15 | 1203 | 960 | 0 | 44.01 | 44 | 0.01 | 0
2035 | MISO_MO-IL_2_MISO_W | MISO_MO-IL | MISO_W | Internal | Summer | B1 | 10 | 960 | 960 | 80.74 | 81.39 | 0.01 | 0.64
2035 | MISO_MO-IL_2_MISO_W | MISO_MO-IL | MISO_W | Internal | Summer | B2 | 25 | 960 | 933.92 | 80.71 | 80.73 | 0.01 | 0
2035 | MISO_MO-IL_2_MISO_W | MISO_MO-IL | MISO_W | Internal | Summer | B3 | 75 | 960 | 960 | 79.18 | 81.31 | 0.01 | 2.12
2035 | MISO_MO-IL_2_MISO_W | MISO_MO-IL | MISO_W | Internal | Summer | B4 | 100 | 960 | 960 | 77.23 | 80.22 | 0.01 | 2.98
2035 | MISO_MO-IL_2_MISO_W | MISO_MO-IL | MISO_W | Internal | Summer | B5 | 200 | 960 | 960 | 75.67 | 80.22 | 0.01 | 4.55
2035 | MISO_MO-IL_2_MISO_W | MISO_MO-IL | MISO_W | Internal | Summer | B6 | 300 | 960 | 960 | 63.7 | 64.7 | 0.01 | 0.99
2035 | MISO_MO-IL_2_MISO_W | MISO_MO-IL | MISO_W | Internal | Summer | B7 | 400 | 960 | 0 | 51 | 50.98 | 0.01 | 0
2035 | MISO_MO-IL_2_MISO_W | MISO_MO-IL | MISO_W | Internal | Summer | B8 | 500 | 960 | 0 | 45.97 | 45.95 | 0.01 | 0
2035 | MISO_MO-IL_2_MISO_W | MISO_MO-IL | MISO_W | Internal | Summer | B9 | 800 | 960 | 0 | 42.74 | 42.73 | 0.01 | 0
2035 | MISO_MO-IL_2_MISO_W | MISO_MO-IL | MISO_W | Internal | Summer | B10 | 1262 | 960 | 0 | 41.07 | 41.06 | 0.01 | 0
2035 | MISO_MO-IL_2_MISO_W | MISO_MO-IL | MISO_W | Internal | Winter | B16 | 25 | 960 | 0 | 60.73 | 60.39 | 0.01 | 0
2035 | MISO_MO-IL_2_MISO_W | MISO_MO-IL | MISO_W | Internal | Winter | B17 | 100 | 960 | 0 | 57.58 | 57.56 | 0.01 | 0
2035 | MISO_MO-IL_2_MISO_W | MISO_MO-IL | MISO_W | Internal | Winter | B18 | 400 | 960 | 0 | 54.01 | 54 | 0.01 | 0
2035 | MISO_MO-IL_2_MISO_W | MISO_MO-IL | MISO_W | Internal | Winter | B19 | 700 | 960 | 0 | 50.19 | 50.19 | 0.01 | 0
2035 | MISO_MO-IL_2_MISO_W | MISO_MO-IL | MISO_W | Internal | Winter | B20 | 935 | 960 | 0 | 43.24 | 43.22 | 0.01 | 0
2035 | MISO_MO-IL_2_PJM_ROR | MISO_MO-IL | PJM_ROR | Internal | Shoulder | B11 | 25 | 1212 | 0 | 80.81 | 68.47 | 2 | 0
2035 | MISO_MO-IL_2_PJM_ROR | MISO_MO-IL | PJM_ROR | Internal | Shoulder | B12 | 200 | 1212 | 0 | 60.97 | 61.06 | 2 | 0
2035 | MISO_MO-IL_2_PJM_ROR | MISO_MO-IL | PJM_ROR | Internal | Shoulder | B13 | 600 | 1212 | 0 | 51.07 | 49.08 | 2 | 0
2035 | MISO_MO-IL_2_PJM_ROR | MISO_MO-IL | PJM_ROR | Internal | Shoulder | B14 | 900 | 1212 | 0 | 48.64 | 47.79 | 2 | 0
2035 | MISO_MO-IL_2_PJM_ROR | MISO_MO-IL | PJM_ROR | Internal | Shoulder | B15 | 1203 | 1212 | 0 | 44.01 | 44.01 | 2 | 0
2035 | MISO_MO-IL_2_PJM_ROR | MISO_MO-IL | PJM_ROR | Internal | Summer | B1 | 10 | 1212 | 0 | 80.74 | 77.18 | 2 | 0
2035 | MISO_MO-IL_2_PJM_ROR | MISO_MO-IL | PJM_ROR | Internal | Summer | B2 | 25 | 1212 | 0 | 80.71 | 77.18 | 2 | 0
2035 | MISO_MO-IL_2_PJM_ROR | MISO_MO-IL | PJM_ROR | Internal | Summer | B3 | 75 | 1212 | 0 | 79.18 | 77.18 | 2 | 0
2035 | MISO_MO-IL_2_PJM_ROR | MISO_MO-IL | PJM_ROR | Internal | Summer | B4 | 100 | 1212 | 0 | 77.23 | 75.22 | 2 | 0
2035 | MISO_MO-IL_2_PJM_ROR | MISO_MO-IL | PJM_ROR | Internal | Summer | B5 | 200 | 1212 | 0 | 75.67 | 73.65 | 2 | 0
2035 | MISO_MO-IL_2_PJM_ROR | MISO_MO-IL | PJM_ROR | Internal | Summer | B6 | 300 | 1212 | 0 | 63.7 | 61.69 | 2 | 0
2035 | MISO_MO-IL_2_PJM_ROR | MISO_MO-IL | PJM_ROR | Internal | Summer | B7 | 400 | 1212 | 0 | 51 | 49 | 2 | 0
2035 | MISO_MO-IL_2_PJM_ROR | MISO_MO-IL | PJM_ROR | Internal | Summer | B8 | 500 | 1212 | 0 | 45.97 | 46.15 | 2 | 0
2035 | MISO_MO-IL_2_PJM_ROR | MISO_MO-IL | PJM_ROR | Internal | Summer | B9 | 800 | 1212 | 0 | 42.74 | 43.22 | 2 | 0
2035 | MISO_MO-IL_2_PJM_ROR | MISO_MO-IL | PJM_ROR | Internal | Summer | B10 | 1262 | 1212 | 0 | 41.07 | 40.56 | 2 | 0
2035 | MISO_MO-IL_2_PJM_ROR | MISO_MO-IL | PJM_ROR | Internal | Winter | B16 | 25 | 1212 | 0 | 60.73 | 61.48 | 2 | 0
2035 | MISO_MO-IL_2_PJM_ROR | MISO_MO-IL | PJM_ROR | Internal | Winter | B17 | 100 | 1212 | 633.18 | 57.58 | 59.58 | 2 | 0
2035 | MISO_MO-IL_2_PJM_ROR | MISO_MO-IL | PJM_ROR | Internal | Winter | B18 | 400 | 1212 | 0 | 54.01 | 53.56 | 2 | 0
2035 | MISO_MO-IL_2_PJM_ROR | MISO_MO-IL | PJM_ROR | Internal | Winter | B19 | 700 | 1212 | 0 | 50.19 | 48.22 | 2 | 0
2035 | MISO_MO-IL_2_PJM_ROR | MISO_MO-IL | PJM_ROR | Internal | Winter | B20 | 935 | 1212 | 0 | 43.24 | 42.9 | 2 | 0
2035 | MISO_MO-IL_2_SPP_N | MISO_MO-IL | SPP_N | Internal | Shoulder | B11 | 25 | 2000 | 0 | 80.81 | 80.81 | 8 | 0
2035 | MISO_MO-IL_2_SPP_N | MISO_MO-IL | SPP_N | Internal | Shoulder | B12 | 200 | 2000 | 0 | 60.97 | 55.97 | 8 | 0
2035 | MISO_MO-IL_2_SPP_N | MISO_MO-IL | SPP_N | Internal | Shoulder | B13 | 600 | 2000 | 0 | 51.07 | 50.64 | 8 | 0
2035 | MISO_MO-IL_2_SPP_N | MISO_MO-IL | SPP_N | Internal | Shoulder | B14 | 900 | 2000 | 0 | 48.64 | 46.81 | 8 | 0
2035 | MISO_MO-IL_2_SPP_N | MISO_MO-IL | SPP_N | Internal | Shoulder | B15 | 1203 | 2000 | 0 | 44.01 | 41.97 | 8 | 0
2035 | MISO_MO-IL_2_SPP_N | MISO_MO-IL | SPP_N | Internal | Summer | B1 | 10 | 2000 | 0 | 80.74 | 81.3 | 8 | 0
2035 | MISO_MO-IL_2_SPP_N | MISO_MO-IL | SPP_N | Internal | Summer | B2 | 25 | 2000 | 0 | 80.71 | 81.3 | 8 | 0
2035 | MISO_MO-IL_2_SPP_N | MISO_MO-IL | SPP_N | Internal | Summer | B3 | 75 | 2000 | 0 | 79.18 | 81.3 | 8 | 0
2035 | MISO_MO-IL_2_SPP_N | MISO_MO-IL | SPP_N | Internal | Summer | B4 | 100 | 2000 | 0 | 77.23 | 81.3 | 8 | 0
2035 | MISO_MO-IL_2_SPP_N | MISO_MO-IL | SPP_N | Internal | Summer | B5 | 200 | 2000 | 0 | 75.67 | 81.3 | 8 | 0
2035 | MISO_MO-IL_2_SPP_N | MISO_MO-IL | SPP_N | Internal | Summer | B6 | 300 | 2000 | 785.52 | 63.7 | 71.7 | 8 | 0
2035 | MISO_MO-IL_2_SPP_N | MISO_MO-IL | SPP_N | Internal | Summer | B7 | 400 | 2000 | 0 | 51 | 57.98 | 8 | 0
2035 | MISO_MO-IL_2_SPP_N | MISO_MO-IL | SPP_N | Internal | Summer | B8 | 500 | 2000 | 0 | 45.97 | 50.6 | 8 | 0
2035 | MISO_MO-IL_2_SPP_N | MISO_MO-IL | SPP_N | Internal | Summer | B9 | 800 | 2000 | 0 | 42.74 | 48.77 | 8 | 0
2035 | MISO_MO-IL_2_SPP_N | MISO_MO-IL | SPP_N | Internal | Summer | B10 | 1262 | 2000 | 0 | 41.07 | 43.35 | 8 | 0
2035 | MISO_MO-IL_2_SPP_N | MISO_MO-IL | SPP_N | Internal | Winter | B16 | 25 | 2000 | 0 | 60.73 | 57.26 | 8 | 0
2035 | MISO_MO-IL_2_SPP_N | MISO_MO-IL | SPP_N | Internal | Winter | B17 | 100 | 2000 | 0 | 57.58 | 52.58 | 8 | 0
2035 | MISO_MO-IL_2_SPP_N | MISO_MO-IL | SPP_N | Internal | Winter | B18 | 400 | 2000 | 0 | 54.01 | 53.57 | 8 | 0
2035 | MISO_MO-IL_2_SPP_N | MISO_MO-IL | SPP_N | Internal | Winter | B19 | 700 | 2000 | 0 | 50.19 | 49.46 | 8 | 0
2035 | MISO_MO-IL_2_SPP_N | MISO_MO-IL | SPP_N | Internal | Winter | B20 | 935 | 2000 | 0 | 43.24 | 40.38 | 8 | 0
2035 | MISO_MO-IL_2_TVA_Transmission | MISO_MO-IL | TVA_Transmission | Internal | Shoulder | B11 | 25 | 4000 | 0 | 80.81 | 74.47 | 8 | 0
2035 | MISO_MO-IL_2_TVA_Transmission | MISO_MO-IL | TVA_Transmission | Internal | Shoulder | B12 | 200 | 4000 | 0 | 60.97 | 60.51 | 8 | 0
2035 | MISO_MO-IL_2_TVA_Transmission | MISO_MO-IL | TVA_Transmission | Internal | Shoulder | B13 | 600 | 4000 | 0 | 51.07 | 52.08 | 8 | 0
2035 | MISO_MO-IL_2_TVA_Transmission | MISO_MO-IL | TVA_Transmission | Internal | Shoulder | B14 | 900 | 4000 | 0 | 48.64 | 50.48 | 8 | 0
2035 | MISO_MO-IL_2_TVA_Transmission | MISO_MO-IL | TVA_Transmission | Internal | Shoulder | B15 | 1203 | 4000 | 0 | 44.01 | 48.96 | 8 | 0
2035 | MISO_MO-IL_2_TVA_Transmission | MISO_MO-IL | TVA_Transmission | Internal | Summer | B1 | 10 | 4000 | 800.69 | 80.74 | 88.74 | 8 | 0
2035 | MISO_MO-IL_2_TVA_Transmission | MISO_MO-IL | TVA_Transmission | Internal | Summer | B2 | 25 | 4000 | 289.64 | 80.71 | 88.71 | 8 | 0
2035 | MISO_MO-IL_2_TVA_Transmission | MISO_MO-IL | TVA_Transmission | Internal | Summer | B3 | 75 | 4000 | 0 | 79.18 | 83.18 | 8 | 0
2035 | MISO_MO-IL_2_TVA_Transmission | MISO_MO-IL | TVA_Transmission | Internal | Summer | B4 | 100 | 4000 | 0 | 77.23 | 81.22 | 8 | 0
2035 | MISO_MO-IL_2_TVA_Transmission | MISO_MO-IL | TVA_Transmission | Internal | Summer | B5 | 200 | 4000 | 0 | 75.67 | 78.15 | 8 | 0
2035 | MISO_MO-IL_2_TVA_Transmission | MISO_MO-IL | TVA_Transmission | Internal | Summer | B6 | 300 | 4000 | 0 | 63.7 | 64.66 | 8 | 0
2035 | MISO_MO-IL_2_TVA_Transmission | MISO_MO-IL | TVA_Transmission | Internal | Summer | B7 | 400 | 4000 | 0 | 51 | 52.13 | 8 | 0
2035 | MISO_MO-IL_2_TVA_Transmission | MISO_MO-IL | TVA_Transmission | Internal | Summer | B8 | 500 | 4000 | 0 | 45.97 | 51.33 | 8 | 0
2035 | MISO_MO-IL_2_TVA_Transmission | MISO_MO-IL | TVA_Transmission | Internal | Summer | B9 | 800 | 4000 | 0 | 42.74 | 49.22 | 8 | 0
2035 | MISO_MO-IL_2_TVA_Transmission | MISO_MO-IL | TVA_Transmission | Internal | Summer | B10 | 1262 | 4000 | 0 | 41.07 | 42.61 | 8 | 0
2035 | MISO_MO-IL_2_TVA_Transmission | MISO_MO-IL | TVA_Transmission | Internal | Winter | B16 | 25 | 4000 | 0 | 60.73 | 67.48 | 8 | 0
2035 | MISO_MO-IL_2_TVA_Transmission | MISO_MO-IL | TVA_Transmission | Internal | Winter | B17 | 100 | 4000 | 0 | 57.58 | 61.94 | 8 | 0
2035 | MISO_MO-IL_2_TVA_Transmission | MISO_MO-IL | TVA_Transmission | Internal | Winter | B18 | 400 | 4000 | 0 | 54.01 | 55 | 8 | 0
2035 | MISO_MO-IL_2_TVA_Transmission | MISO_MO-IL | TVA_Transmission | Internal | Winter | B19 | 700 | 4000 | 0 | 50.19 | 50.54 | 8 | 0
2035 | MISO_MO-IL_2_TVA_Transmission | MISO_MO-IL | TVA_Transmission | Internal | Winter | B20 | 935 | 4000 | 0 | 43.24 | 48.82 | 8 | 0
2035 | MISO_W_2_IESO | MISO_W | IESO | Internal | Shoulder | B11 | 25 | 90 | 0 | 80.8 | 53.46 | 8 | 0
2035 | MISO_W_2_IESO | MISO_W | IESO | Internal | Shoulder | B12 | 200 | 90 | 0 | 60.95 | 49.65 | 8 | 0
2035 | MISO_W_2_IESO | MISO_W | IESO | Internal | Shoulder | B13 | 600 | 90 | 0 | 51.05 | 49.16 | 8 | 0
2035 | MISO_W_2_IESO | MISO_W | IESO | Internal | Shoulder | B14 | 900 | 90 | 0 | 48.63 | 49.16 | 8 | 0
2035 | MISO_W_2_IESO | MISO_W | IESO | Internal | Shoulder | B15 | 1203 | 90 | 0 | 44 | 49.16 | 8 | 0
2035 | MISO_W_2_IESO | MISO_W | IESO | Internal | Summer | B1 | 10 | 90 | 0 | 81.39 | 76.2 | 8 | 0
2035 | MISO_W_2_IESO | MISO_W | IESO | Internal | Summer | B2 | 25 | 90 | 0 | 80.73 | 76.2 | 8 | 0
2035 | MISO_W_2_IESO | MISO_W | IESO | Internal | Summer | B3 | 75 | 90 | 0 | 81.31 | 72.18 | 8 | 0
2035 | MISO_W_2_IESO | MISO_W | IESO | Internal | Summer | B4 | 100 | 90 | 0 | 80.22 | 68.67 | 8 | 0
2035 | MISO_W_2_IESO | MISO_W | IESO | Internal | Summer | B5 | 200 | 90 | 0 | 80.22 | 52.27 | 8 | 0
2035 | MISO_W_2_IESO | MISO_W | IESO | Internal | Summer | B6 | 300 | 90 | 0 | 64.7 | 48.85 | 8 | 0
2035 | MISO_W_2_IESO | MISO_W | IESO | Internal | Summer | B7 | 400 | 90 | 0 | 50.98 | 47.51 | 8 | 0
2035 | MISO_W_2_IESO | MISO_W | IESO | Internal | Summer | B8 | 500 | 90 | 0 | 45.95 | 47.51 | 8 | 0
2035 | MISO_W_2_IESO | MISO_W | IESO | Internal | Summer | B9 | 800 | 90 | 0 | 42.73 | 47.51 | 8 | 0
2035 | MISO_W_2_IESO | MISO_W | IESO | Internal | Summer | B10 | 1262 | 90 | 0 | 41.06 | 47.51 | 8 | 0
2035 | MISO_W_2_IESO | MISO_W | IESO | Internal | Winter | B16 | 25 | 90 | 0 | 60.39 | 56.48 | 8 | 0
2035 | MISO_W_2_IESO | MISO_W | IESO | Internal | Winter | B17 | 100 | 90 | 0 | 57.56 | 52.02 | 8 | 0
2035 | MISO_W_2_IESO | MISO_W | IESO | Internal | Winter | B18 | 400 | 90 | 0 | 54 | 52.02 | 8 | 0
2035 | MISO_W_2_IESO | MISO_W | IESO | Internal | Winter | B19 | 700 | 90 | 0 | 50.19 | 52.02 | 8 | 0
2035 | MISO_W_2_IESO | MISO_W | IESO | Internal | Winter | B20 | 935 | 90 | 90 | 43.22 | 52.02 | 8 | 0.79
2035 | MISO_W_2_MAPP_CA | MISO_W | MAPP_CA | Internal | Shoulder | B11 | 25 | 718 | 0 | 80.8 | 48.62 | 0.01 | 0
2035 | MISO_W_2_MAPP_CA | MISO_W | MAPP_CA | Internal | Shoulder | B12 | 200 | 718 | 0 | 60.95 | 55.91 | 0.01 | 0
2035 | MISO_W_2_MAPP_CA | MISO_W | MAPP_CA | Internal | Shoulder | B13 | 600 | 718 | 0 | 51.05 | 50.63 | 0.01 | 0
2035 | MISO_W_2_MAPP_CA | MISO_W | MAPP_CA | Internal | Shoulder | B14 | 900 | 718 | 0 | 48.63 | 48.62 | 0.01 | 0
2035 | MISO_W_2_MAPP_CA | MISO_W | MAPP_CA | Internal | Shoulder | B15 | 1203 | 718 | 718 | 44 | 48.62 | 0.01 | 4.61
2035 | MISO_W_2_MAPP_CA | MISO_W | MAPP_CA | Internal | Summer | B1 | 10 | 718 | 0 | 81.39 | 41.07 | 0.01 | 0
2035 | MISO_W_2_MAPP_CA | MISO_W | MAPP_CA | Internal | Summer | B2 | 25 | 718 | 0 | 80.73 | 41.07 | 0.01 | 0
2035 | MISO_W_2_MAPP_CA | MISO_W | MAPP_CA | Internal | Summer | B3 | 75 | 718 | 0 | 81.31 | 41.07 | 0.01 | 0
2035 | MISO_W_2_MAPP_CA | MISO_W | MAPP_CA | Internal | Summer | B4 | 100 | 718 | 0 | 80.22 | 41.07 | 0.01 | 0
2035 | MISO_W_2_MAPP_CA | MISO_W | MAPP_CA | Internal | Summer | B5 | 200 | 718 | 0 | 80.22 | 44.27 | 0.01 | 0
2035 | MISO_W_2_MAPP_CA | MISO_W | MAPP_CA | Internal | Summer | B6 | 300 | 718 | 0 | 64.7 | 41.07 | 0.01 | 0
2035 | MISO_W_2_MAPP_CA | MISO_W | MAPP_CA | Internal | Summer | B7 | 400 | 718 | 0 | 50.98 | 41.07 | 0.01 | 0
2035 | MISO_W_2_MAPP_CA | MISO_W | MAPP_CA | Internal | Summer | B8 | 500 | 718 | 0 | 45.95 | 41.07 | 0.01 | 0
2035 | MISO_W_2_MAPP_CA | MISO_W | MAPP_CA | Internal | Summer | B9 | 800 | 718 | 0 | 42.73 | 41.07 | 0.01 | 0
2035 | MISO_W_2_MAPP_CA | MISO_W | MAPP_CA | Internal | Summer | B10 | 1262 | 718 | 628.06 | 41.06 | 41.07 | 0.01 | 0
2035 | MISO_W_2_MAPP_CA | MISO_W | MAPP_CA | Internal | Winter | B16 | 25 | 718 | 0 | 60.39 | 60.38 | 0.01 | 0
2035 | MISO_W_2_MAPP_CA | MISO_W | MAPP_CA | Internal | Winter | B17 | 100 | 718 | 0 | 57.56 | 57.55 | 0.01 | 0
2035 | MISO_W_2_MAPP_CA | MISO_W | MAPP_CA | Internal | Winter | B18 | 400 | 718 | 0 | 54 | 53.99 | 0.01 | 0
2035 | MISO_W_2_MAPP_CA | MISO_W | MAPP_CA | Internal | Winter | B19 | 700 | 718 | 0 | 50.19 | 50.18 | 0.01 | 0
2035 | MISO_W_2_MAPP_CA | MISO_W | MAPP_CA | Internal | Winter | B20 | 935 | 718 | 718 | 43.22 | 50.18 | 0.01 | 6.95
2035 | MISO_W_2_MISO_MO-IL | MISO_W | MISO_MO-IL | Internal | Shoulder | B11 | 25 | 3800 | 1287.13 | 80.8 | 80.81 | 0.01 | 0
2035 | MISO_W_2_MISO_MO-IL | MISO_W | MISO_MO-IL | Internal | Shoulder | B12 | 200 | 3800 | 2332.42 | 60.95 | 60.97 | 0.01 | 0
2035 | MISO_W_2_MISO_MO-IL | MISO_W | MISO_MO-IL | Internal | Shoulder | B13 | 600 | 3800 | 2744.06 | 51.05 | 51.07 | 0.01 | 0
2035 | MISO_W_2_MISO_MO-IL | MISO_W | MISO_MO-IL | Internal | Shoulder | B14 | 900 | 3800 | 3061.8 | 48.63 | 48.64 | 0.01 | 0
2035 | MISO_W_2_MISO_MO-IL | MISO_W | MISO_MO-IL | Internal | Shoulder | B15 | 1203 | 3800 | 2413.92 | 44 | 44.01 | 0.01 | 0
2035 | MISO_W_2_MISO_MO-IL | MISO_W | MISO_MO-IL | Internal | Summer | B1 | 10 | 3800 | 0 | 81.39 | 80.74 | 0.01 | 0
2035 | MISO_W_2_MISO_MO-IL | MISO_W | MISO_MO-IL | Internal | Summer | B2 | 25 | 3800 | 0 | 80.73 | 80.71 | 0.01 | 0
2035 | MISO_W_2_MISO_MO-IL | MISO_W | MISO_MO-IL | Internal | Summer | B3 | 75 | 3800 | 0 | 81.31 | 79.18 | 0.01 | 0
2035 | MISO_W_2_MISO_MO-IL | MISO_W | MISO_MO-IL | Internal | Summer | B4 | 100 | 3800 | 0 | 80.22 | 77.23 | 0.01 | 0
2035 | MISO_W_2_MISO_MO-IL | MISO_W | MISO_MO-IL | Internal | Summer | B5 | 200 | 3800 | 0 | 80.22 | 75.67 | 0.01 | 0
2035 | MISO_W_2_MISO_MO-IL | MISO_W | MISO_MO-IL | Internal | Summer | B6 | 300 | 3800 | 0 | 64.7 | 63.7 | 0.01 | 0
2035 | MISO_W_2_MISO_MO-IL | MISO_W | MISO_MO-IL | Internal | Summer | B7 | 400 | 3800 | 505.1 | 50.98 | 51 | 0.01 | 0
2035 | MISO_W_2_MISO_MO-IL | MISO_W | MISO_MO-IL | Internal | Summer | B8 | 500 | 3800 | 2059.56 | 45.95 | 45.97 | 0.01 | 0
2035 | MISO_W_2_MISO_MO-IL | MISO_W | MISO_MO-IL | Internal | Summer | B9 | 800 | 3800 | 914.21 | 42.73 | 42.74 | 0.01 | 0
2035 | MISO_W_2_MISO_MO-IL | MISO_W | MISO_MO-IL | Internal | Summer | B10 | 1262 | 3800 | 1321.65 | 41.06 | 41.07 | 0.01 | 0
2035 | MISO_W_2_MISO_MO-IL | MISO_W | MISO_MO-IL | Internal | Winter | B16 | 25 | 3800 | 3800 | 60.39 | 60.73 | 0.01 | 0.33
2035 | MISO_W_2_MISO_MO-IL | MISO_W | MISO_MO-IL | Internal | Winter | B17 | 100 | 3800 | 3286.9 | 57.56 | 57.58 | 0.01 | 0
2035 | MISO_W_2_MISO_MO-IL | MISO_W | MISO_MO-IL | Internal | Winter | B18 | 400 | 3800 | 1296.07 | 54 | 54.01 | 0.01 | 0
2035 | MISO_W_2_MISO_MO-IL | MISO_W | MISO_MO-IL | Internal | Winter | B19 | 700 | 3800 | 0 | 50.19 | 50.19 | 0.01 | 0
2035 | MISO_W_2_MISO_MO-IL | MISO_W | MISO_MO-IL | Internal | Winter | B20 | 935 | 3800 | 2296.61 | 43.22 | 43.24 | 0.01 | 0
2035 | MISO_W_2_MISO_WUMS | MISO_W | MISO_WUMS | Internal | Shoulder | B11 | 25 | 1629 | 0 | 80.8 | 77.51 | 0.01 | 0
2035 | MISO_W_2_MISO_WUMS | MISO_W | MISO_WUMS | Internal | Shoulder | B12 | 200 | 1629 | 227 | 60.95 | 60.97 | 0.01 | 0
2035 | MISO_W_2_MISO_WUMS | MISO_W | MISO_WUMS | Internal | Shoulder | B13 | 600 | 1629 | 0 | 51.05 | 51.04 | 0.01 | 0
2035 | MISO_W_2_MISO_WUMS | MISO_W | MISO_WUMS | Internal | Shoulder | B14 | 900 | 1629 | 0 | 48.63 | 48.62 | 0.01 | 0
2035 | MISO_W_2_MISO_WUMS | MISO_W | MISO_WUMS | Internal | Shoulder | B15 | 1203 | 1629 | 383.95 | 44 | 44.01 | 0.01 | 0
2035 | MISO_W_2_MISO_WUMS | MISO_W | MISO_WUMS | Internal | Summer | B1 | 10 | 1629 | 0 | 81.39 | 75.33 | 0.01 | 0
2035 | MISO_W_2_MISO_WUMS | MISO_W | MISO_WUMS | Internal | Summer | B2 | 25 | 1629 | 0 | 80.73 | 75.33 | 0.01 | 0
2035 | MISO_W_2_MISO_WUMS | MISO_W | MISO_WUMS | Internal | Summer | B3 | 75 | 1629 | 0 | 81.31 | 75.33 | 0.01 | 0
2035 | MISO_W_2_MISO_WUMS | MISO_W | MISO_WUMS | Internal | Summer | B4 | 100 | 1629 | 0 | 80.22 | 75.33 | 0.01 | 0
2035 | MISO_W_2_MISO_WUMS | MISO_W | MISO_WUMS | Internal | Summer | B5 | 200 | 1629 | 0 | 80.22 | 75.33 | 0.01 | 0
2035 | MISO_W_2_MISO_WUMS | MISO_W | MISO_WUMS | Internal | Summer | B6 | 300 | 1629 | 0 | 64.7 | 63.67 | 0.01 | 0
2035 | MISO_W_2_MISO_WUMS | MISO_W | MISO_WUMS | Internal | Summer | B7 | 400 | 1629 | 0 | 50.98 | 50.97 | 0.01 | 0
2035 | MISO_W_2_MISO_WUMS | MISO_W | MISO_WUMS | Internal | Summer | B8 | 500 | 1629 | 0 | 45.95 | 45.94 | 0.01 | 0
2035 | MISO_W_2_MISO_WUMS | MISO_W | MISO_WUMS | Internal | Summer | B9 | 800 | 1629 | 1164.45 | 42.73 | 42.74 | 0.01 | 0
2035 | MISO_W_2_MISO_WUMS | MISO_W | MISO_WUMS | Internal | Summer | B10 | 1262 | 1629 | 1629 | 41.06 | 42.36 | 0.01 | 1.29
2035 | MISO_W_2_MISO_WUMS | MISO_W | MISO_WUMS | Internal | Winter | B16 | 25 | 1629 | 1629 | 60.39 | 63.47 | 0.01 | 3.07
2035 | MISO_W_2_MISO_WUMS | MISO_W | MISO_WUMS | Internal | Winter | B17 | 100 | 1629 | 1461.82 | 57.56 | 57.58 | 0.01 | 0
2035 | MISO_W_2_MISO_WUMS | MISO_W | MISO_WUMS | Internal | Winter | B18 | 400 | 1629 | 849.41 | 54 | 54.01 | 0.01 | 0
2035 | MISO_W_2_MISO_WUMS | MISO_W | MISO_WUMS | Internal | Winter | B19 | 700 | 1629 | 1343.35 | 50.19 | 50.21 | 0.01 | 0
2035 | MISO_W_2_MISO_WUMS | MISO_W | MISO_WUMS | Internal | Winter | B20 | 935 | 1629 | 1629 | 43.22 | 44.9 | 0.01 | 1.67
2035 | MISO_W_2_PJM_ROR | MISO_W | PJM_ROR | Internal | Shoulder | B11 | 25 | 773 | 0 | 80.8 | 68.47 | 2 | 0
2035 | MISO_W_2_PJM_ROR | MISO_W | PJM_ROR | Internal | Shoulder | B12 | 200 | 773 | 0 | 60.95 | 61.06 | 2 | 0
2035 | MISO_W_2_PJM_ROR | MISO_W | PJM_ROR | Internal | Shoulder | B13 | 600 | 773 | 0 | 51.05 | 49.08 | 2 | 0
2035 | MISO_W_2_PJM_ROR | MISO_W | PJM_ROR | Internal | Shoulder | B14 | 900 | 773 | 0 | 48.63 | 47.79 | 2 | 0
2035 | MISO_W_2_PJM_ROR | MISO_W | PJM_ROR | Internal | Shoulder | B15 | 1203 | 773 | 0 | 44 | 44.01 | 2 | 0
2035 | MISO_W_2_PJM_ROR | MISO_W | PJM_ROR | Internal | Summer | B1 | 10 | 773 | 0 | 81.39 | 77.18 | 2 | 0
2035 | MISO_W_2_PJM_ROR | MISO_W | PJM_ROR | Internal | Summer | B2 | 25 | 773 | 0 | 80.73 | 77.18 | 2 | 0
2035 | MISO_W_2_PJM_ROR | MISO_W | PJM_ROR | Internal | Summer | B3 | 75 | 773 | 0 | 81.31 | 77.18 | 2 | 0
2035 | MISO_W_2_PJM_ROR | MISO_W | PJM_ROR | Internal | Summer | B4 | 100 | 773 | 0 | 80.22 | 75.22 | 2 | 0
2035 | MISO_W_2_PJM_ROR | MISO_W | PJM_ROR | Internal | Summer | B5 | 200 | 773 | 0 | 80.22 | 73.65 | 2 | 0
2035 | MISO_W_2_PJM_ROR | MISO_W | PJM_ROR | Internal | Summer | B6 | 300 | 773 | 0 | 64.7 | 61.69 | 2 | 0
2035 | MISO_W_2_PJM_ROR | MISO_W | PJM_ROR | Internal | Summer | B7 | 400 | 773 | 0 | 50.98 | 49 | 2 | 0
2035 | MISO_W_2_PJM_ROR | MISO_W | PJM_ROR | Internal | Summer | B8 | 500 | 773 | 0 | 45.95 | 46.15 | 2 | 0
2035 | MISO_W_2_PJM_ROR | MISO_W | PJM_ROR | Internal | Summer | B9 | 800 | 773 | 0 | 42.73 | 43.22 | 2 | 0
2035 | MISO_W_2_PJM_ROR | MISO_W | PJM_ROR | Internal | Summer | B10 | 1262 | 773 | 0 | 41.06 | 40.56 | 2 | 0
2035 | MISO_W_2_PJM_ROR | MISO_W | PJM_ROR | Internal | Winter | B16 | 25 | 773 | 0 | 60.39 | 61.48 | 2 | 0
2035 | MISO_W_2_PJM_ROR | MISO_W | PJM_ROR | Internal | Winter | B17 | 100 | 773 | 773 | 57.56 | 59.58 | 2 | 0.01
2035 | MISO_W_2_PJM_ROR | MISO_W | PJM_ROR | Internal | Winter | B18 | 400 | 773 | 0 | 54 | 53.56 | 2 | 0
2035 | MISO_W_2_PJM_ROR | MISO_W | PJM_ROR | Internal | Winter | B19 | 700 | 773 | 0 | 50.19 | 48.22 | 2 | 0
2035 | MISO_W_2_PJM_ROR | MISO_W | PJM_ROR | Internal | Winter | B20 | 935 | 773 | 0 | 43.22 | 42.9 | 2 | 0
2035 | MISO_W_2_SPP_N | MISO_W | SPP_N | Internal | Shoulder | B11 | 25 | 3200 | 0 | 80.8 | 80.81 | 7 | 0
2035 | MISO_W_2_SPP_N | MISO_W | SPP_N | Internal | Shoulder | B12 | 200 | 3200 | 0 | 60.95 | 55.97 | 7 | 0
2035 | MISO_W_2_SPP_N | MISO_W | SPP_N | Internal | Shoulder | B13 | 600 | 3200 | 0 | 51.05 | 50.64 | 7 | 0
2035 | MISO_W_2_SPP_N | MISO_W | SPP_N | Internal | Shoulder | B14 | 900 | 3200 | 0 | 48.63 | 46.81 | 7 | 0
2035 | MISO_W_2_SPP_N | MISO_W | SPP_N | Internal | Shoulder | B15 | 1203 | 3200 | 0 | 44 | 41.97 | 7 | 0
2035 | MISO_W_2_SPP_N | MISO_W | SPP_N | Internal | Summer | B1 | 10 | 3200 | 0 | 81.39 | 81.3 | 7 | 0
2035 | MISO_W_2_SPP_N | MISO_W | SPP_N | Internal | Summer | B2 | 25 | 3200 | 0 | 80.73 | 81.3 | 7 | 0
2035 | MISO_W_2_SPP_N | MISO_W | SPP_N | Internal | Summer | B3 | 75 | 3200 | 0 | 81.31 | 81.3 | 7 | 0
2035 | MISO_W_2_SPP_N | MISO_W | SPP_N | Internal | Summer | B4 | 100 | 3200 | 0 | 80.22 | 81.3 | 7 | 0
2035 | MISO_W_2_SPP_N | MISO_W | SPP_N | Internal | Summer | B5 | 200 | 3200 | 0 | 80.22 | 81.3 | 7 | 0
2035 | MISO_W_2_SPP_N | MISO_W | SPP_N | Internal | Summer | B6 | 300 | 3200 | 412.48 | 64.7 | 71.7 | 7 | 0
2035 | MISO_W_2_SPP_N | MISO_W | SPP_N | Internal | Summer | B7 | 400 | 3200 | 810.77 | 50.98 | 57.98 | 7 | 0
2035 | MISO_W_2_SPP_N | MISO_W | SPP_N | Internal | Summer | B8 | 500 | 3200 | 0 | 45.95 | 50.6 | 7 | 0
2035 | MISO_W_2_SPP_N | MISO_W | SPP_N | Internal | Summer | B9 | 800 | 3200 | 0 | 42.73 | 48.77 | 7 | 0
2035 | MISO_W_2_SPP_N | MISO_W | SPP_N | Internal | Summer | B10 | 1262 | 3200 | 0 | 41.06 | 43.35 | 7 | 0
2035 | MISO_W_2_SPP_N | MISO_W | SPP_N | Internal | Winter | B16 | 25 | 3200 | 0 | 60.39 | 57.26 | 7 | 0
2035 | MISO_W_2_SPP_N | MISO_W | SPP_N | Internal | Winter | B17 | 100 | 3200 | 0 | 57.56 | 52.58 | 7 | 0
2035 | MISO_W_2_SPP_N | MISO_W | SPP_N | Internal | Winter | B18 | 400 | 3200 | 0 | 54 | 53.57 | 7 | 0
2035 | MISO_W_2_SPP_N | MISO_W | SPP_N | Internal | Winter | B19 | 700 | 3200 | 0 | 50.19 | 49.46 | 7 | 0
2035 | MISO_W_2_SPP_N | MISO_W | SPP_N | Internal | Winter | B20 | 935 | 3200 | 0 | 43.22 | 40.38 | 7 | 0
2035 | MISO_WUMS_2_MISO_MI | MISO_WUMS | MISO_MI | Internal | Shoulder | B11 | 25 | 929 | 906.3 | 77.51 | 77.52 | 0.01 | 0
2035 | MISO_WUMS_2_MISO_MI | MISO_WUMS | MISO_MI | Internal | Shoulder | B12 | 200 | 929 | 929 | 60.97 | 61.16 | 0.01 | 0.18
2035 | MISO_WUMS_2_MISO_MI | MISO_WUMS | MISO_MI | Internal | Shoulder | B13 | 600 | 929 | 929 | 51.04 | 51.09 | 0.01 | 0.04
2035 | MISO_WUMS_2_MISO_MI | MISO_WUMS | MISO_MI | Internal | Shoulder | B14 | 900 | 929 | 929 | 48.62 | 48.67 | 0.01 | 0.04
2035 | MISO_WUMS_2_MISO_MI | MISO_WUMS | MISO_MI | Internal | Shoulder | B15 | 1203 | 929 | 929 | 44.01 | 44.09 | 0.01 | 0.07
2035 | MISO_WUMS_2_MISO_MI | MISO_WUMS | MISO_MI | Internal | Summer | B1 | 10 | 929 | 929 | 75.33 | 80.71 | 0.01 | 5.38
2035 | MISO_WUMS_2_MISO_MI | MISO_WUMS | MISO_MI | Internal | Summer | B2 | 25 | 929 | 929 | 75.33 | 80.71 | 0.01 | 5.38
2035 | MISO_WUMS_2_MISO_MI | MISO_WUMS | MISO_MI | Internal | Summer | B3 | 75 | 929 | 929 | 75.33 | 79.18 | 0.01 | 3.85
2035 | MISO_WUMS_2_MISO_MI | MISO_WUMS | MISO_MI | Internal | Summer | B4 | 100 | 929 | 929 | 75.33 | 77.21 | 0.01 | 1.87
2035 | MISO_WUMS_2_MISO_MI | MISO_WUMS | MISO_MI | Internal | Summer | B5 | 200 | 929 | 929 | 75.33 | 75.52 | 0.01 | 0.18
2035 | MISO_WUMS_2_MISO_MI | MISO_WUMS | MISO_MI | Internal | Summer | B6 | 300 | 929 | 160.32 | 63.67 | 63.68 | 0.01 | 0
2035 | MISO_WUMS_2_MISO_MI | MISO_WUMS | MISO_MI | Internal | Summer | B7 | 400 | 929 | 929 | 50.97 | 51 | 0.01 | 0.01
2035 | MISO_WUMS_2_MISO_MI | MISO_WUMS | MISO_MI | Internal | Summer | B8 | 500 | 929 | 929 | 45.94 | 46.51 | 0.01 | 0.56
2035 | MISO_WUMS_2_MISO_MI | MISO_WUMS | MISO_MI | Internal | Summer | B9 | 800 | 929 | 929 | 42.74 | 42.77 | 0.01 | 0.01
2035 | MISO_WUMS_2_MISO_MI | MISO_WUMS | MISO_MI | Internal | Summer | B10 | 1262 | 929 | 929 | 42.36 | 42.56 | 0.01 | 0.19
2035 | MISO_WUMS_2_MISO_MI | MISO_WUMS | MISO_MI | Internal | Winter | B16 | 25 | 929 | 833.06 | 63.47 | 63.48 | 0.01 | 0
2035 | MISO_WUMS_2_MISO_MI | MISO_WUMS | MISO_MI | Internal | Winter | B17 | 100 | 929 | 929 | 57.58 | 61.58 | 0.01 | 3.99
2035 | MISO_WUMS_2_MISO_MI | MISO_WUMS | MISO_MI | Internal | Winter | B18 | 400 | 929 | 929 | 54.01 | 54.03 | 0.01 | 0.01
2035 | MISO_WUMS_2_MISO_MI | MISO_WUMS | MISO_MI | Internal | Winter | B19 | 700 | 929 | 417.98 | 50.21 | 50.22 | 0.01 | 0
2035 | MISO_WUMS_2_MISO_MI | MISO_WUMS | MISO_MI | Internal | Winter | B20 | 935 | 929 | 0 | 44.9 | 44.89 | 0.01 | 0
2035 | MISO_WUMS_2_MISO_W | MISO_WUMS | MISO_W | Internal | Shoulder | B11 | 25 | 1137 | 1137 | 77.51 | 80.8 | 0.01 | 3.28
2035 | MISO_WUMS_2_MISO_W | MISO_WUMS | MISO_W | Internal | Shoulder | B12 | 200 | 1137 | 0 | 60.97 | 60.95 | 0.01 | 0
2035 | MISO_WUMS_2_MISO_W | MISO_WUMS | MISO_W | Internal | Shoulder | B13 | 600 | 1137 | 324.16 | 51.04 | 51.05 | 0.01 | 0
2035 | MISO_WUMS_2_MISO_W | MISO_WUMS | MISO_W | Internal | Shoulder | B14 | 900 | 1137 | 1014.94 | 48.62 | 48.63 | 0.01 | 0
2035 | MISO_WUMS_2_MISO_W | MISO_WUMS | MISO_W | Internal | Shoulder | B15 | 1203 | 1137 | 0 | 44.01 | 44 | 0.01 | 0
2035 | MISO_WUMS_2_MISO_W | MISO_WUMS | MISO_W | Internal | Summer | B1 | 10 | 1137 | 1137 | 75.33 | 81.39 | 0.01 | 6.06
2035 | MISO_WUMS_2_MISO_W | MISO_WUMS | MISO_W | Internal | Summer | B2 | 25 | 1137 | 1137 | 75.33 | 80.73 | 0.01 | 5.39
2035 | MISO_WUMS_2_MISO_W | MISO_WUMS | MISO_W | Internal | Summer | B3 | 75 | 1137 | 1137 | 75.33 | 81.31 | 0.01 | 5.97
2035 | MISO_WUMS_2_MISO_W | MISO_WUMS | MISO_W | Internal | Summer | B4 | 100 | 1137 | 1137 | 75.33 | 80.22 | 0.01 | 4.89
2035 | MISO_WUMS_2_MISO_W | MISO_WUMS | MISO_W | Internal | Summer | B5 | 200 | 1137 | 1137 | 75.33 | 80.22 | 0.01 | 4.89
2035 | MISO_WUMS_2_MISO_W | MISO_WUMS | MISO_W | Internal | Summer | B6 | 300 | 1137 | 1137 | 63.67 | 64.7 | 0.01 | 1.02
2035 | MISO_WUMS_2_MISO_W | MISO_WUMS | MISO_W | Internal | Summer | B7 | 400 | 1137 | 1044.3 | 50.97 | 50.98 | 0.01 | 0
2035 | MISO_WUMS_2_MISO_W | MISO_WUMS | MISO_W | Internal | Summer | B8 | 500 | 1137 | 836 | 45.94 | 45.95 | 0.01 | 0
2035 | MISO_WUMS_2_MISO_W | MISO_WUMS | MISO_W | Internal | Summer | B9 | 800 | 1137 | 0 | 42.74 | 42.73 | 0.01 | 0
2035 | MISO_WUMS_2_MISO_W | MISO_WUMS | MISO_W | Internal | Summer | B10 | 1262 | 1137 | 0 | 42.36 | 41.06 | 0.01 | 0
2035 | MISO_WUMS_2_MISO_W | MISO_WUMS | MISO_W | Internal | Winter | B16 | 25 | 1137 | 0 | 63.47 | 60.39 | 0.01 | 0
2035 | MISO_WUMS_2_MISO_W | MISO_WUMS | MISO_W | Internal | Winter | B17 | 100 | 1137 | 0 | 57.58 | 57.56 | 0.01 | 0
2035 | MISO_WUMS_2_MISO_W | MISO_WUMS | MISO_W | Internal | Winter | B18 | 400 | 1137 | 0 | 54.01 | 54 | 0.01 | 0
2035 | MISO_WUMS_2_MISO_W | MISO_WUMS | MISO_W | Internal | Winter | B19 | 700 | 1137 | 0 | 50.21 | 50.19 | 0.01 | 0
2035 | MISO_WUMS_2_MISO_W | MISO_WUMS | MISO_W | Internal | Winter | B20 | 935 | 1137 | 0 | 44.9 | 43.22 | 0.01 | 0
2035 | MISO_WUMS_2_PJM_ROR | MISO_WUMS | PJM_ROR | Internal | Shoulder | B11 | 25 | 1600 | 0 | 77.51 | 68.47 | 2 | 0
2035 | MISO_WUMS_2_PJM_ROR | MISO_WUMS | PJM_ROR | Internal | Shoulder | B12 | 200 | 1600 | 0 | 60.97 | 61.06 | 2 | 0
2035 | MISO_WUMS_2_PJM_ROR | MISO_WUMS | PJM_ROR | Internal | Shoulder | B13 | 600 | 1600 | 0 | 51.04 | 49.08 | 2 | 0
2035 | MISO_WUMS_2_PJM_ROR | MISO_WUMS | PJM_ROR | Internal | Shoulder | B14 | 900 | 1600 | 0 | 48.62 | 47.79 | 2 | 0
2035 | MISO_WUMS_2_PJM_ROR | MISO_WUMS | PJM_ROR | Internal | Shoulder | B15 | 1203 | 1600 | 0 | 44.01 | 44.01 | 2 | 0
2035 | MISO_WUMS_2_PJM_ROR | MISO_WUMS | PJM_ROR | Internal | Summer | B1 | 10 | 1600 | 0 | 75.33 | 77.18 | 2 | 0
2035 | MISO_WUMS_2_PJM_ROR | MISO_WUMS | PJM_ROR | Internal | Summer | B2 | 25 | 1600 | 0 | 75.33 | 77.18 | 2 | 0
2035 | MISO_WUMS_2_PJM_ROR | MISO_WUMS | PJM_ROR | Internal | Summer | B3 | 75 | 1600 | 0 | 75.33 | 77.18 | 2 | 0
2035 | MISO_WUMS_2_PJM_ROR | MISO_WUMS | PJM_ROR | Internal | Summer | B4 | 100 | 1600 | 0 | 75.33 | 75.22 | 2 | 0
2035 | MISO_WUMS_2_PJM_ROR | MISO_WUMS | PJM_ROR | Internal | Summer | B5 | 200 | 1600 | 0 | 75.33 | 73.65 | 2 | 0
2035 | MISO_WUMS_2_PJM_ROR | MISO_WUMS | PJM_ROR | Internal | Summer | B6 | 300 | 1600 | 0 | 63.67 | 61.69 | 2 | 0
2035 | MISO_WUMS_2_PJM_ROR | MISO_WUMS | PJM_ROR | Internal | Summer | B7 | 400 | 1600 | 0 | 50.97 | 49 | 2 | 0
2035 | MISO_WUMS_2_PJM_ROR | MISO_WUMS | PJM_ROR | Internal | Summer | B8 | 500 | 1600 | 0 | 45.94 | 46.15 | 2 | 0
2035 | MISO_WUMS_2_PJM_ROR | MISO_WUMS | PJM_ROR | Internal | Summer | B9 | 800 | 1600 | 0 | 42.74 | 43.22 | 2 | 0
2035 | MISO_WUMS_2_PJM_ROR | MISO_WUMS | PJM_ROR | Internal | Summer | B10 | 1262 | 1600 | 0 | 42.36 | 40.56 | 2 | 0
2035 | MISO_WUMS_2_PJM_ROR | MISO_WUMS | PJM_ROR | Internal | Winter | B16 | 25 | 1600 | 0 | 63.47 | 61.48 | 2 | 0
2035 | MISO_WUMS_2_PJM_ROR | MISO_WUMS | PJM_ROR | Internal | Winter | B17 | 100 | 1600 | 292.67 | 57.58 | 59.58 | 2 | 0
2035 | MISO_WUMS_2_PJM_ROR | MISO_WUMS | PJM_ROR | Internal | Winter | B18 | 400 | 1600 | 0 | 54.01 | 53.56 | 2 | 0
2035 | MISO_WUMS_2_PJM_ROR | MISO_WUMS | PJM_ROR | Internal | Winter | B19 | 700 | 1600 | 0 | 50.21 | 48.22 | 2 | 0
2035 | MISO_WUMS_2_PJM_ROR | MISO_WUMS | PJM_ROR | Internal | Winter | B20 | 935 | 1600 | 0 | 44.9 | 42.9 | 2 | 0
2035 | NE_2_MISO_W | NE | MISO_W | Internal | Shoulder | B11 | 25 | 1600 | 0 | 80.8 | 80.8 | 5 | 0
2035 | NE_2_MISO_W | NE | MISO_W | Internal | Shoulder | B12 | 200 | 1600 | 0 | 55.96 | 60.95 | 5 | 0
2035 | NE_2_MISO_W | NE | MISO_W | Internal | Shoulder | B13 | 600 | 1600 | 0 | 50.63 | 51.05 | 5 | 0
2035 | NE_2_MISO_W | NE | MISO_W | Internal | Shoulder | B14 | 900 | 1600 | 0 | 46.83 | 48.63 | 5 | 0
2035 | NE_2_MISO_W | NE | MISO_W | Internal | Shoulder | B15 | 1203 | 1600 | 0 | 41.96 | 44 | 5 | 0
2035 | NE_2_MISO_W | NE | MISO_W | Internal | Summer | B1 | 10 | 1600 | 0 | 81.39 | 81.39 | 5 | 0
2035 | NE_2_MISO_W | NE | MISO_W | Internal | Summer | B2 | 25 | 1600 | 0 | 81.29 | 80.73 | 5 | 0
2035 | NE_2_MISO_W | NE | MISO_W | Internal | Summer | B3 | 75 | 1600 | 0 | 81.31 | 81.31 | 5 | 0
2035 | NE_2_MISO_W | NE | MISO_W | Internal | Summer | B4 | 100 | 1600 | 0 | 81.29 | 80.22 | 5 | 0
2035 | NE_2_MISO_W | NE | MISO_W | Internal | Summer | B5 | 200 | 1600 | 0 | 81.29 | 80.22 | 5 | 0
2035 | NE_2_MISO_W | NE | MISO_W | Internal | Summer | B6 | 300 | 1600 | 0 | 71.69 | 64.7 | 5 | 0
2035 | NE_2_MISO_W | NE | MISO_W | Internal | Summer | B7 | 400 | 1600 | 0 | 57.97 | 50.98 | 5 | 0
2035 | NE_2_MISO_W | NE | MISO_W | Internal | Summer | B8 | 500 | 1600 | 0 | 50.59 | 45.95 | 5 | 0
2035 | NE_2_MISO_W | NE | MISO_W | Internal | Summer | B9 | 800 | 1600 | 0 | 48.76 | 42.73 | 5 | 0
2035 | NE_2_MISO_W | NE | MISO_W | Internal | Summer | B10 | 1262 | 1600 | 0 | 43.33 | 41.06 | 5 | 0
2035 | NE_2_MISO_W | NE | MISO_W | Internal | Winter | B16 | 25 | 1600 | 0 | 57.25 | 60.39 | 5 | 0
2035 | NE_2_MISO_W | NE | MISO_W | Internal | Winter | B17 | 100 | 1600 | 64.01 | 52.56 | 57.56 | 5 | 0
2035 | NE_2_MISO_W | NE | MISO_W | Internal | Winter | B18 | 400 | 1600 | 0 | 53.56 | 54 | 5 | 0
2035 | NE_2_MISO_W | NE | MISO_W | Internal | Winter | B19 | 700 | 1600 | 0 | 49.48 | 50.19 | 5 | 0
2035 | NE_2_MISO_W | NE | MISO_W | Internal | Winter | B20 | 935 | 1600 | 0 | 40.37 | 43.22 | 5 | 0
2035 | NE_2_SPP_N | NE | SPP_N | Internal | Shoulder | B11 | 25 | 3001 | 496.8 | 80.8 | 80.81 | 0.01 | 0
2035 | NE_2_SPP_N | NE | SPP_N | Internal | Shoulder | B12 | 200 | 3001 | 0 | 55.96 | 55.97 | 0.01 | 0
2035 | NE_2_SPP_N | NE | SPP_N | Internal | Shoulder | B13 | 600 | 3001 | 185.99 | 50.63 | 50.64 | 0.01 | 0
2035 | NE_2_SPP_N | NE | SPP_N | Internal | Shoulder | B14 | 900 | 3001 | 0 | 46.83 | 46.81 | 0.01 | 0
2035 | NE_2_SPP_N | NE | SPP_N | Internal | Shoulder | B15 | 1203 | 3001 | 2.53 | 41.96 | 41.97 | 0.01 | 0
2035 | NE_2_SPP_N | NE | SPP_N | Internal | Summer | B1 | 10 | 3001 | 0 | 81.39 | 81.3 | 0.01 | 0
2035 | NE_2_SPP_N | NE | SPP_N | Internal | Summer | B2 | 25 | 3001 | 172.6 | 81.29 | 81.3 | 0.01 | 0
2035 | NE_2_SPP_N | NE | SPP_N | Internal | Summer | B3 | 75 | 3001 | 0 | 81.31 | 81.3 | 0.01 | 0
2035 | NE_2_SPP_N | NE | SPP_N | Internal | Summer | B4 | 100 | 3001 | 420.03 | 81.29 | 81.3 | 0.01 | 0
2035 | NE_2_SPP_N | NE | SPP_N | Internal | Summer | B5 | 200 | 3001 | 667.68 | 81.29 | 81.3 | 0.01 | 0
2035 | NE_2_SPP_N | NE | SPP_N | Internal | Summer | B6 | 300 | 3001 | 737.8 | 71.69 | 71.7 | 0.01 | 0
2035 | NE_2_SPP_N | NE | SPP_N | Internal | Summer | B7 | 400 | 3001 | 843.59 | 57.97 | 57.98 | 0.01 | 0
2035 | NE_2_SPP_N | NE | SPP_N | Internal | Summer | B8 | 500 | 3001 | 1153.1 | 50.59 | 50.6 | 0.01 | 0
2035 | NE_2_SPP_N | NE | SPP_N | Internal | Summer | B9 | 800 | 3001 | 1511.29 | 48.76 | 48.77 | 0.01 | 0
2035 | NE_2_SPP_N | NE | SPP_N | Internal | Summer | B10 | 1262 | 3001 | 2326.3 | 43.33 | 43.35 | 0.01 | 0
2035 | NE_2_SPP_N | NE | SPP_N | Internal | Winter | B16 | 25 | 3001 | 1000.95 | 57.25 | 57.26 | 0.01 | 0
2035 | NE_2_SPP_N | NE | SPP_N | Internal | Winter | B17 | 100 | 3001 | 438.67 | 52.56 | 52.58 | 0.01 | 0
2035 | NE_2_SPP_N | NE | SPP_N | Internal | Winter | B18 | 400 | 3001 | 243.75 | 53.56 | 53.57 | 0.01 | 0
2035 | NE_2_SPP_N | NE | SPP_N | Internal | Winter | B19 | 700 | 3001 | 0 | 49.48 | 49.46 | 0.01 | 0
2035 | NE_2_SPP_N | NE | SPP_N | Internal | Winter | B20 | 935 | 3001 | 167.76 | 40.37 | 40.38 | 0.01 | 0
2035 | NEISO_2_NYISO_A-F | NEISO | NYISO_A-F | Internal | Shoulder | B11 | 25 | 600 | 600 | 42.33 | 60.46 | 3 | 15.13
2035 | NEISO_2_NYISO_A-F | NEISO | NYISO_A-F | Internal | Shoulder | B12 | 200 | 600 | 600 | 42.33 | 54.41 | 3 | 9.08
2035 | NEISO_2_NYISO_A-F | NEISO | NYISO_A-F | Internal | Shoulder | B13 | 600 | 600 | 600 | 42.33 | 45.81 | 3 | 0.47
2035 | NEISO_2_NYISO_A-F | NEISO | NYISO_A-F | Internal | Shoulder | B14 | 900 | 600 | 600 | 42.33 | 45.77 | 3 | 0.44
2035 | NEISO_2_NYISO_A-F | NEISO | NYISO_A-F | Internal | Shoulder | B15 | 1203 | 600 | 600 | 42.33 | 45.77 | 3 | 0.44
2035 | NEISO_2_NYISO_A-F | NEISO | NYISO_A-F | Internal | Summer | B1 | 10 | 600 | 300.59 | 66.2 | 69.2 | 3 | 0
2035 | NEISO_2_NYISO_A-F | NEISO | NYISO_A-F | Internal | Summer | B2 | 25 | 600 | 0 | 66.21 | 69.2 | 3 | 0
2035 | NEISO_2_NYISO_A-F | NEISO | NYISO_A-F | Internal | Summer | B3 | 75 | 600 | 217.61 | 62.37 | 65.37 | 3 | 0
2035 | NEISO_2_NYISO_A-F | NEISO | NYISO_A-F | Internal | Summer | B4 | 100 | 600 | 600 | 53.98 | 61.67 | 3 | 4.7
2035 | NEISO_2_NYISO_A-F | NEISO | NYISO_A-F | Internal | Summer | B5 | 200 | 600 | 600 | 43.54 | 59.27 | 3 | 12.72
2035 | NEISO_2_NYISO_A-F | NEISO | NYISO_A-F | Internal | Summer | B6 | 300 | 600 | 600 | 38.7 | 53.68 | 3 | 11.98
2035 | NEISO_2_NYISO_A-F | NEISO | NYISO_A-F | Internal | Summer | B7 | 400 | 600 | 600 | 38.7 | 44.48 | 3 | 2.77
2035 | NEISO_2_NYISO_A-F | NEISO | NYISO_A-F | Internal | Summer | B8 | 500 | 600 | 600 | 38.7 | 44.48 | 3 | 2.77
2035 | NEISO_2_NYISO_A-F | NEISO | NYISO_A-F | Internal | Summer | B9 | 800 | 600 | 600 | 38.7 | 44.48 | 3 | 2.77
2035 | NEISO_2_NYISO_A-F | NEISO | NYISO_A-F | Internal | Summer | B10 | 1262 | 600 | 600 | 38.7 | 44.48 | 3 | 2.77
2035 | NEISO_2_NYISO_A-F | NEISO | NYISO_A-F | Internal | Winter | B16 | 25 | 600 | 600 | 53.51 | 63.48 | 3 | 6.97
2035 | NEISO_2_NYISO_A-F | NEISO | NYISO_A-F | Internal | Winter | B17 | 100 | 600 | 600 | 53.51 | 57.68 | 3 | 1.17
2035 | NEISO_2_NYISO_A-F | NEISO | NYISO_A-F | Internal | Winter | B18 | 400 | 600 | 493.64 | 53.51 | 56.51 | 3 | 0
2035 | NEISO_2_NYISO_A-F | NEISO | NYISO_A-F | Internal | Winter | B19 | 700 | 600 | 0 | 53.51 | 53.22 | 3 | 0
2035 | NEISO_2_NYISO_A-F | NEISO | NYISO_A-F | Internal | Winter | B20 | 935 | 600 | 0 | 53.51 | 53.22 | 3 | 0
2035 | NEISO_2_NYISO_G-I | NEISO | NYISO_G-I | Internal | Shoulder | B11 | 25 | 600 | 600 | 42.33 | 60.47 | 3 | 15.14
2035 | NEISO_2_NYISO_G-I | NEISO | NYISO_G-I | Internal | Shoulder | B12 | 200 | 600 | 600 | 42.33 | 54.42 | 3 | 9.09
2035 | NEISO_2_NYISO_G-I | NEISO | NYISO_G-I | Internal | Shoulder | B13 | 600 | 600 | 600 | 42.33 | 45.82 | 3 | 0.49
2035 | NEISO_2_NYISO_G-I | NEISO | NYISO_G-I | Internal | Shoulder | B14 | 900 | 600 | 600 | 42.33 | 45.79 | 3 | 0.45
2035 | NEISO_2_NYISO_G-I | NEISO | NYISO_G-I | Internal | Shoulder | B15 | 1203 | 600 | 600 | 42.33 | 45.76 | 3 | 0.43
2035 | NEISO_2_NYISO_G-I | NEISO | NYISO_G-I | Internal | Summer | B1 | 10 | 600 | 600 | 66.2 | 69.21 | 3 | 0.01
2035 | NEISO_2_NYISO_G-I | NEISO | NYISO_G-I | Internal | Summer | B2 | 25 | 600 | 576.94 | 66.21 | 69.21 | 3 | 0
2035 | NEISO_2_NYISO_G-I | NEISO | NYISO_G-I | Internal | Summer | B3 | 75 | 600 | 600 | 62.37 | 65.38 | 3 | 0.01
2035 | NEISO_2_NYISO_G-I | NEISO | NYISO_G-I | Internal | Summer | B4 | 100 | 600 | 600 | 53.98 | 61.69 | 3 | 4.71
2035 | NEISO_2_NYISO_G-I | NEISO | NYISO_G-I | Internal | Summer | B5 | 200 | 600 | 600 | 43.54 | 59.28 | 3 | 12.74
2035 | NEISO_2_NYISO_G-I | NEISO | NYISO_G-I | Internal | Summer | B6 | 300 | 600 | 600 | 38.7 | 53.69 | 3 | 11.99
2035 | NEISO_2_NYISO_G-I | NEISO | NYISO_G-I | Internal | Summer | B7 | 400 | 600 | 600 | 38.7 | 44.49 | 3 | 2.79
2035 | NEISO_2_NYISO_G-I | NEISO | NYISO_G-I | Internal | Summer | B8 | 500 | 600 | 600 | 38.7 | 44.49 | 3 | 2.79
2035 | NEISO_2_NYISO_G-I | NEISO | NYISO_G-I | Internal | Summer | B9 | 800 | 600 | 600 | 38.7 | 44.49 | 3 | 2.79
2035 | NEISO_2_NYISO_G-I | NEISO | NYISO_G-I | Internal | Summer | B10 | 1262 | 600 | 600 | 38.7 | 44.46 | 3 | 2.76
2035 | NEISO_2_NYISO_G-I | NEISO | NYISO_G-I | Internal | Winter | B16 | 25 | 600 | 600 | 53.51 | 63.49 | 3 | 6.98
2035 | NEISO_2_NYISO_G-I | NEISO | NYISO_G-I | Internal | Winter | B17 | 100 | 600 | 600 | 53.51 | 57.7 | 3 | 1.19
2035 | NEISO_2_NYISO_G-I | NEISO | NYISO_G-I | Internal | Winter | B18 | 400 | 600 | 600 | 53.51 | 56.52 | 3 | 0.01
2035 | NEISO_2_NYISO_G-I | NEISO | NYISO_G-I | Internal | Winter | B19 | 700 | 600 | 0 | 53.51 | 53.23 | 3 | 0
2035 | NEISO_2_NYISO_G-I | NEISO | NYISO_G-I | Internal | Winter | B20 | 935 | 600 | 0 | 53.51 | 53.23 | 3 | 0
2035 | NEISO_2_NYISO_J-K | NEISO | NYISO_J-K | Internal | Shoulder | B11 | 25 | 500 | 500 | 42.33 | 61.03 | 3 | 15.7
2035 | NEISO_2_NYISO_J-K | NEISO | NYISO_J-K | Internal | Shoulder | B12 | 200 | 500 | 500 | 42.33 | 54.43 | 3 | 9.1
2035 | NEISO_2_NYISO_J-K | NEISO | NYISO_J-K | Internal | Shoulder | B13 | 600 | 500 | 500 | 42.33 | 45.83 | 3 | 0.5
2035 | NEISO_2_NYISO_J-K | NEISO | NYISO_J-K | Internal | Shoulder | B14 | 900 | 500 | 500 | 42.33 | 45.8 | 3 | 0.47
2035 | NEISO_2_NYISO_J-K | NEISO | NYISO_J-K | Internal | Shoulder | B15 | 1203 | 500 | 500 | 42.33 | 45.77 | 3 | 0.44
2035 | NEISO_2_NYISO_J-K | NEISO | NYISO_J-K | Internal | Summer | B1 | 10 | 500 | 500 | 66.2 | 69.22 | 3 | 0.02
2035 | NEISO_2_NYISO_J-K | NEISO | NYISO_J-K | Internal | Summer | B2 | 25 | 500 | 500 | 66.21 | 69.22 | 3 | 0.01
2035 | NEISO_2_NYISO_J-K | NEISO | NYISO_J-K | Internal | Summer | B3 | 75 | 500 | 500 | 62.37 | 65.39 | 3 | 0.02
2035 | NEISO_2_NYISO_J-K | NEISO | NYISO_J-K | Internal | Summer | B4 | 100 | 500 | 500 | 53.98 | 61.7 | 3 | 4.72
2035 | NEISO_2_NYISO_J-K | NEISO | NYISO_J-K | Internal | Summer | B5 | 200 | 500 | 500 | 43.54 | 59.29 | 3 | 12.75
2035 | NEISO_2_NYISO_J-K | NEISO | NYISO_J-K | Internal | Summer | B6 | 300 | 500 | 500 | 38.7 | 55.6 | 3 | 13.9
2035 | NEISO_2_NYISO_J-K | NEISO | NYISO_J-K | Internal | Summer | B7 | 400 | 500 | 500 | 38.7 | 55.6 | 3 | 13.9
2035 | NEISO_2_NYISO_J-K | NEISO | NYISO_J-K | Internal | Summer | B8 | 500 | 500 | 500 | 38.7 | 52.15 | 3 | 10.45
2035 | NEISO_2_NYISO_J-K | NEISO | NYISO_J-K | Internal | Summer | B9 | 800 | 500 | 500 | 38.7 | 44.5 | 3 | 2.8
2035 | NEISO_2_NYISO_J-K | NEISO | NYISO_J-K | Internal | Summer | B10 | 1262 | 500 | 500 | 38.7 | 44.48 | 3 | 2.77
2035 | NEISO_2_NYISO_J-K | NEISO | NYISO_J-K | Internal | Winter | B16 | 25 | 500 | 500 | 53.51 | 79.89 | 3 | 23.38
2035 | NEISO_2_NYISO_J-K | NEISO | NYISO_J-K | Internal | Winter | B17 | 100 | 500 | 500 | 53.51 | 70.28 | 3 | 13.77
2035 | NEISO_2_NYISO_J-K | NEISO | NYISO_J-K | Internal | Winter | B18 | 400 | 500 | 500 | 53.51 | 59.8 | 3 | 3.29
2035 | NEISO_2_NYISO_J-K | NEISO | NYISO_J-K | Internal | Winter | B19 | 700 | 500 | 500 | 53.51 | 57.51 | 3 | 1
2035 | NEISO_2_NYISO_J-K | NEISO | NYISO_J-K | Internal | Winter | B20 | 935 | 500 | 0 | 53.51 | 56.2 | 3 | 0
2035 | NonRTO_Midwest_2_MISO_IN | NonRTO_Midwest | MISO_IN | Internal | Shoulder | B11 | 25 | 4450 | 0 | 87.25 | 80.8 | 8 | 0
2035 | NonRTO_Midwest_2_MISO_IN | NonRTO_Midwest | MISO_IN | Internal | Shoulder | B12 | 200 | 4450 | 0 | 69.15 | 61.15 | 8 | 0
2035 | NonRTO_Midwest_2_MISO_IN | NonRTO_Midwest | MISO_IN | Internal | Shoulder | B13 | 600 | 4450 | 0 | 56.66 | 51.08 | 8 | 0
2035 | NonRTO_Midwest_2_MISO_IN | NonRTO_Midwest | MISO_IN | Internal | Shoulder | B14 | 900 | 4450 | 0 | 47.95 | 48.65 | 8 | 0
2035 | NonRTO_Midwest_2_MISO_IN | NonRTO_Midwest | MISO_IN | Internal | Shoulder | B15 | 1203 | 4450 | 0 | 40.96 | 44.08 | 8 | 0
2035 | NonRTO_Midwest_2_MISO_IN | NonRTO_Midwest | MISO_IN | Internal | Summer | B1 | 10 | 4450 | 0 | 84.43 | 80.73 | 8 | 0
2035 | NonRTO_Midwest_2_MISO_IN | NonRTO_Midwest | MISO_IN | Internal | Summer | B2 | 25 | 4450 | 0 | 84.43 | 80.7 | 8 | 0
2035 | NonRTO_Midwest_2_MISO_IN | NonRTO_Midwest | MISO_IN | Internal | Summer | B3 | 75 | 4450 | 0 | 84.43 | 79.18 | 8 | 0
2035 | NonRTO_Midwest_2_MISO_IN | NonRTO_Midwest | MISO_IN | Internal | Summer | B4 | 100 | 4450 | 0 | 84.43 | 77.22 | 8 | 0
2035 | NonRTO_Midwest_2_MISO_IN | NonRTO_Midwest | MISO_IN | Internal | Summer | B5 | 200 | 4450 | 0 | 83.65 | 75.65 | 8 | 0
2035 | NonRTO_Midwest_2_MISO_IN | NonRTO_Midwest | MISO_IN | Internal | Summer | B6 | 300 | 4450 | 0 | 71.69 | 63.69 | 8 | 0
2035 | NonRTO_Midwest_2_MISO_IN | NonRTO_Midwest | MISO_IN | Internal | Summer | B7 | 400 | 4450 | 0 | 46.36 | 50.98 | 8 | 0
2035 | NonRTO_Midwest_2_MISO_IN | NonRTO_Midwest | MISO_IN | Internal | Summer | B8 | 500 | 4450 | 0 | 46.36 | 45.98 | 8 | 0
2035 | NonRTO_Midwest_2_MISO_IN | NonRTO_Midwest | MISO_IN | Internal | Summer | B9 | 800 | 4450 | 0 | 43.64 | 42.76 | 8 | 0
2035 | NonRTO_Midwest_2_MISO_IN | NonRTO_Midwest | MISO_IN | Internal | Summer | B10 | 1262 | 4450 | 0 | 36.46 | 42.55 | 8 | 0
2035 | NonRTO_Midwest_2_MISO_IN | NonRTO_Midwest | MISO_IN | Internal | Winter | B16 | 25 | 4450 | 0 | 71.48 | 63.48 | 8 | 0
2035 | NonRTO_Midwest_2_MISO_IN | NonRTO_Midwest | MISO_IN | Internal | Winter | B17 | 100 | 4450 | 0 | 69.56 | 61.56 | 8 | 0
2035 | NonRTO_Midwest_2_MISO_IN | NonRTO_Midwest | MISO_IN | Internal | Winter | B18 | 400 | 4450 | 0 | 62.02 | 54.02 | 8 | 0
2035 | NonRTO_Midwest_2_MISO_IN | NonRTO_Midwest | MISO_IN | Internal | Winter | B19 | 700 | 4450 | 0 | 47.66 | 50.21 | 8 | 0
2035 | NonRTO_Midwest_2_MISO_IN | NonRTO_Midwest | MISO_IN | Internal | Winter | B20 | 935 | 4450 | 0 | 40.82 | 44.88 | 8 | 0
2035 | NonRTO_Midwest_2_TVA_Transmission | NonRTO_Midwest | TVA_Transmission | Internal | Shoulder | B11 | 25 | 2400 | 0 | 87.25 | 74.47 | 8 | 0
2035 | NonRTO_Midwest_2_TVA_Transmission | NonRTO_Midwest | TVA_Transmission | Internal | Shoulder | B12 | 200 | 2400 | 0 | 69.15 | 60.51 | 8 | 0
2035 | NonRTO_Midwest_2_TVA_Transmission | NonRTO_Midwest | TVA_Transmission | Internal | Shoulder | B13 | 600 | 2400 | 0 | 56.66 | 52.08 | 8 | 0
2035 | NonRTO_Midwest_2_TVA_Transmission | NonRTO_Midwest | TVA_Transmission | Internal | Shoulder | B14 | 900 | 2400 | 0 | 47.95 | 50.48 | 8 | 0
2035 | NonRTO_Midwest_2_TVA_Transmission | NonRTO_Midwest | TVA_Transmission | Internal | Shoulder | B15 | 1203 | 2400 | 38.71 | 40.96 | 48.96 | 8 | 0
2035 | NonRTO_Midwest_2_TVA_Transmission | NonRTO_Midwest | TVA_Transmission | Internal | Summer | B1 | 10 | 2400 | 0 | 84.43 | 88.74 | 8 | 0
2035 | NonRTO_Midwest_2_TVA_Transmission | NonRTO_Midwest | TVA_Transmission | Internal | Summer | B2 | 25 | 2400 | 0 | 84.43 | 88.71 | 8 | 0
2035 | NonRTO_Midwest_2_TVA_Transmission | NonRTO_Midwest | TVA_Transmission | Internal | Summer | B3 | 75 | 2400 | 0 | 84.43 | 83.18 | 8 | 0
2035 | NonRTO_Midwest_2_TVA_Transmission | NonRTO_Midwest | TVA_Transmission | Internal | Summer | B4 | 100 | 2400 | 0 | 84.43 | 81.22 | 8 | 0
2035 | NonRTO_Midwest_2_TVA_Transmission | NonRTO_Midwest | TVA_Transmission | Internal | Summer | B5 | 200 | 2400 | 0 | 83.65 | 78.15 | 8 | 0
2035 | NonRTO_Midwest_2_TVA_Transmission | NonRTO_Midwest | TVA_Transmission | Internal | Summer | B6 | 300 | 2400 | 0 | 71.69 | 64.66 | 8 | 0
2035 | NonRTO_Midwest_2_TVA_Transmission | NonRTO_Midwest | TVA_Transmission | Internal | Summer | B7 | 400 | 2400 | 0 | 46.36 | 52.13 | 8 | 0
2035 | NonRTO_Midwest_2_TVA_Transmission | NonRTO_Midwest | TVA_Transmission | Internal | Summer | B8 | 500 | 2400 | 0 | 46.36 | 51.33 | 8 | 0
2035 | NonRTO_Midwest_2_TVA_Transmission | NonRTO_Midwest | TVA_Transmission | Internal | Summer | B9 | 800 | 2400 | 0 | 43.64 | 49.22 | 8 | 0
2035 | NonRTO_Midwest_2_TVA_Transmission | NonRTO_Midwest | TVA_Transmission | Internal | Summer | B10 | 1262 | 2400 | 0 | 36.46 | 42.61 | 8 | 0
2035 | NonRTO_Midwest_2_TVA_Transmission | NonRTO_Midwest | TVA_Transmission | Internal | Winter | B16 | 25 | 2400 | 0 | 71.48 | 67.48 | 8 | 0
2035 | NonRTO_Midwest_2_TVA_Transmission | NonRTO_Midwest | TVA_Transmission | Internal | Winter | B17 | 100 | 2400 | 0 | 69.56 | 61.94 | 8 | 0
2035 | NonRTO_Midwest_2_TVA_Transmission | NonRTO_Midwest | TVA_Transmission | Internal | Winter | B18 | 400 | 2400 | 0 | 62.02 | 55 | 8 | 0
2035 | NonRTO_Midwest_2_TVA_Transmission | NonRTO_Midwest | TVA_Transmission | Internal | Winter | B19 | 700 | 2400 | 0 | 47.66 | 50.54 | 8 | 0
2035 | NonRTO_Midwest_2_TVA_Transmission | NonRTO_Midwest | TVA_Transmission | Internal | Winter | B20 | 935 | 2400 | 113.27 | 40.82 | 48.82 | 8 | 0
2035 | NYISO_A-F_2_IESO | NYISO_A-F | IESO | Internal | Shoulder | B11 | 25 | 1600 | 0 | 60.46 | 53.46 | 7 | 0
2035 | NYISO_A-F_2_IESO | NYISO_A-F | IESO | Internal | Shoulder | B12 | 200 | 1600 | 0 | 54.41 | 49.65 | 7 | 0
2035 | NYISO_A-F_2_IESO | NYISO_A-F | IESO | Internal | Shoulder | B13 | 600 | 1600 | 0 | 45.81 | 49.16 | 7 | 0
2035 | NYISO_A-F_2_IESO | NYISO_A-F | IESO | Internal | Shoulder | B14 | 900 | 1600 | 0 | 45.77 | 49.16 | 7 | 0
2035 | NYISO_A-F_2_IESO | NYISO_A-F | IESO | Internal | Shoulder | B15 | 1203 | 1600 | 0 | 45.77 | 49.16 | 7 | 0
2035 | NYISO_A-F_2_IESO | NYISO_A-F | IESO | Internal | Summer | B1 | 10 | 1600 | 1213.67 | 69.2 | 76.2 | 7 | 0
2035 | NYISO_A-F_2_IESO | NYISO_A-F | IESO | Internal | Summer | B2 | 25 | 1600 | 1109.11 | 69.2 | 76.2 | 7 | 0
2035 | NYISO_A-F_2_IESO | NYISO_A-F | IESO | Internal | Summer | B3 | 75 | 1600 | 0 | 65.37 | 72.18 | 7 | 0
2035 | NYISO_A-F_2_IESO | NYISO_A-F | IESO | Internal | Summer | B4 | 100 | 1600 | 331.1 | 61.67 | 68.67 | 7 | 0
2035 | NYISO_A-F_2_IESO | NYISO_A-F | IESO | Internal | Summer | B5 | 200 | 1600 | 0 | 59.27 | 52.27 | 7 | 0
2035 | NYISO_A-F_2_IESO | NYISO_A-F | IESO | Internal | Summer | B6 | 300 | 1600 | 0 | 53.68 | 48.85 | 7 | 0
2035 | NYISO_A-F_2_IESO | NYISO_A-F | IESO | Internal | Summer | B7 | 400 | 1600 | 0 | 44.48 | 47.51 | 7 | 0
2035 | NYISO_A-F_2_IESO | NYISO_A-F | IESO | Internal | Summer | B8 | 500 | 1600 | 0 | 44.48 | 47.51 | 7 | 0
2035 | NYISO_A-F_2_IESO | NYISO_A-F | IESO | Internal | Summer | B9 | 800 | 1600 | 0 | 44.48 | 47.51 | 7 | 0
2035 | NYISO_A-F_2_IESO | NYISO_A-F | IESO | Internal | Summer | B10 | 1262 | 1600 | 0 | 44.48 | 47.51 | 7 | 0
2035 | NYISO_A-F_2_IESO | NYISO_A-F | IESO | Internal | Winter | B16 | 25 | 1600 | 0 | 63.48 | 56.48 | 7 | 0
2035 | NYISO_A-F_2_IESO | NYISO_A-F | IESO | Internal | Winter | B17 | 100 | 1600 | 0 | 57.68 | 52.02 | 7 | 0
2035 | NYISO_A-F_2_IESO | NYISO_A-F | IESO | Internal | Winter | B18 | 400 | 1600 | 0 | 56.51 | 52.02 | 7 | 0
2035 | NYISO_A-F_2_IESO | NYISO_A-F | IESO | Internal | Winter | B19 | 700 | 1600 | 0 | 53.22 | 52.02 | 7 | 0
2035 | NYISO_A-F_2_IESO | NYISO_A-F | IESO | Internal | Winter | B20 | 935 | 1600 | 0 | 53.22 | 52.02 | 7 | 0
2035 | NYISO_A-F_2_NEISO | NYISO_A-F | NEISO | Internal | Shoulder | B11 | 25 | 600 | 0 | 60.46 | 42.33 | 3 | 0
2035 | NYISO_A-F_2_NEISO | NYISO_A-F | NEISO | Internal | Shoulder | B12 | 200 | 600 | 0 | 54.41 | 42.33 | 3 | 0
2035 | NYISO_A-F_2_NEISO | NYISO_A-F | NEISO | Internal | Shoulder | B13 | 600 | 600 | 0 | 45.81 | 42.33 | 3 | 0
2035 | NYISO_A-F_2_NEISO | NYISO_A-F | NEISO | Internal | Shoulder | B14 | 900 | 600 | 0 | 45.77 | 42.33 | 3 | 0
2035 | NYISO_A-F_2_NEISO | NYISO_A-F | NEISO | Internal | Shoulder | B15 | 1203 | 600 | 0 | 45.77 | 42.33 | 3 | 0
2035 | NYISO_A-F_2_NEISO | NYISO_A-F | NEISO | Internal | Summer | B1 | 10 | 600 | 0 | 69.2 | 66.2 | 3 | 0
2035 | NYISO_A-F_2_NEISO | NYISO_A-F | NEISO | Internal | Summer | B2 | 25 | 600 | 0 | 69.2 | 66.21 | 3 | 0
2035 | NYISO_A-F_2_NEISO | NYISO_A-F | NEISO | Internal | Summer | B3 | 75 | 600 | 0 | 65.37 | 62.37 | 3 | 0
2035 | NYISO_A-F_2_NEISO | NYISO_A-F | NEISO | Internal | Summer | B4 | 100 | 600 | 0 | 61.67 | 53.98 | 3 | 0
2035 | NYISO_A-F_2_NEISO | NYISO_A-F | NEISO | Internal | Summer | B5 | 200 | 600 | 0 | 59.27 | 43.54 | 3 | 0
2035 | NYISO_A-F_2_NEISO | NYISO_A-F | NEISO | Internal | Summer | B6 | 300 | 600 | 0 | 53.68 | 38.7 | 3 | 0
2035 | NYISO_A-F_2_NEISO | NYISO_A-F | NEISO | Internal | Summer | B7 | 400 | 600 | 0 | 44.48 | 38.7 | 3 | 0
2035 | NYISO_A-F_2_NEISO | NYISO_A-F | NEISO | Internal | Summer | B8 | 500 | 600 | 0 | 44.48 | 38.7 | 3 | 0
2035 | NYISO_A-F_2_NEISO | NYISO_A-F | NEISO | Internal | Summer | B9 | 800 | 600 | 0 | 44.48 | 38.7 | 3 | 0
2035 | NYISO_A-F_2_NEISO | NYISO_A-F | NEISO | Internal | Summer | B10 | 1262 | 600 | 0 | 44.48 | 38.7 | 3 | 0
2035 | NYISO_A-F_2_NEISO | NYISO_A-F | NEISO | Internal | Winter | B16 | 25 | 600 | 0 | 63.48 | 53.51 | 3 | 0
2035 | NYISO_A-F_2_NEISO | NYISO_A-F | NEISO | Internal | Winter | B17 | 100 | 600 | 0 | 57.68 | 53.51 | 3 | 0
2035 | NYISO_A-F_2_NEISO | NYISO_A-F | NEISO | Internal | Winter | B18 | 400 | 600 | 0 | 56.51 | 53.51 | 3 | 0
2035 | NYISO_A-F_2_NEISO | NYISO_A-F | NEISO | Internal | Winter | B19 | 700 | 600 | 0 | 53.22 | 53.51 | 3 | 0
2035 | NYISO_A-F_2_NEISO | NYISO_A-F | NEISO | Internal | Winter | B20 | 935 | 600 | 0 | 53.22 | 53.51 | 3 | 0
2035 | NYISO_A-F_2_NYISO_G-I | NYISO_A-F | NYISO_G-I | Internal | Shoulder | B11 | 25 | 4757 | 2476.96 | 60.46 | 60.47 | 0.01 | 0
2035 | NYISO_A-F_2_NYISO_G-I | NYISO_A-F | NYISO_G-I | Internal | Shoulder | B12 | 200 | 4757 | 2334.36 | 54.41 | 54.42 | 0.01 | 0
2035 | NYISO_A-F_2_NYISO_G-I | NYISO_A-F | NYISO_G-I | Internal | Shoulder | B13 | 600 | 4757 | 2044.34 | 45.81 | 45.82 | 0.01 | 0
2035 | NYISO_A-F_2_NYISO_G-I | NYISO_A-F | NYISO_G-I | Internal | Shoulder | B14 | 900 | 4757 | 1312.86 | 45.77 | 45.79 | 0.01 | 0
2035 | NYISO_A-F_2_NYISO_G-I | NYISO_A-F | NYISO_G-I | Internal | Shoulder | B15 | 1203 | 4757 | 0 | 45.77 | 45.76 | 0.01 | 0
2035 | NYISO_A-F_2_NYISO_G-I | NYISO_A-F | NYISO_G-I | Internal | Summer | B1 | 10 | 4757 | 2176.33 | 69.2 | 69.21 | 0.01 | 0
2035 | NYISO_A-F_2_NYISO_G-I | NYISO_A-F | NYISO_G-I | Internal | Summer | B2 | 25 | 4757 | 1689.66 | 69.2 | 69.21 | 0.01 | 0
2035 | NYISO_A-F_2_NYISO_G-I | NYISO_A-F | NYISO_G-I | Internal | Summer | B3 | 75 | 4757 | 2425.58 | 65.37 | 65.38 | 0.01 | 0
2035 | NYISO_A-F_2_NYISO_G-I | NYISO_A-F | NYISO_G-I | Internal | Summer | B4 | 100 | 4757 | 2442.99 | 61.67 | 61.69 | 0.01 | 0
2035 | NYISO_A-F_2_NYISO_G-I | NYISO_A-F | NYISO_G-I | Internal | Summer | B5 | 200 | 4757 | 2315.62 | 59.27 | 59.28 | 0.01 | 0
2035 | NYISO_A-F_2_NYISO_G-I | NYISO_A-F | NYISO_G-I | Internal | Summer | B6 | 300 | 4757 | 2737.17 | 53.68 | 53.69 | 0.01 | 0
2035 | NYISO_A-F_2_NYISO_G-I | NYISO_A-F | NYISO_G-I | Internal | Summer | B7 | 400 | 4757 | 2270.2 | 44.48 | 44.49 | 0.01 | 0
2035 | NYISO_A-F_2_NYISO_G-I | NYISO_A-F | NYISO_G-I | Internal | Summer | B8 | 500 | 4757 | 2103.55 | 44.48 | 44.49 | 0.01 | 0
2035 | NYISO_A-F_2_NYISO_G-I | NYISO_A-F | NYISO_G-I | Internal | Summer | B9 | 800 | 4757 | 991.59 | 44.48 | 44.49 | 0.01 | 0
2035 | NYISO_A-F_2_NYISO_G-I | NYISO_A-F | NYISO_G-I | Internal | Summer | B10 | 1262 | 4757 | 0 | 44.48 | 44.46 | 0.01 | 0
2035 | NYISO_A-F_2_NYISO_G-I | NYISO_A-F | NYISO_G-I | Internal | Winter | B16 | 25 | 4757 | 3893.34 | 63.48 | 63.49 | 0.01 | 0
2035 | NYISO_A-F_2_NYISO_G-I | NYISO_A-F | NYISO_G-I | Internal | Winter | B17 | 100 | 4757 | 3744.75 | 57.68 | 57.7 | 0.01 | 0
2035 | NYISO_A-F_2_NYISO_G-I | NYISO_A-F | NYISO_G-I | Internal | Winter | B18 | 400 | 4757 | 3633.92 | 56.51 | 56.52 | 0.01 | 0
2035 | NYISO_A-F_2_NYISO_G-I | NYISO_A-F | NYISO_G-I | Internal | Winter | B19 | 700 | 4757 | 3947.96 | 53.22 | 53.23 | 0.01 | 0
2035 | NYISO_A-F_2_NYISO_G-I | NYISO_A-F | NYISO_G-I | Internal | Winter | B20 | 935 | 4757 | 3122.32 | 53.22 | 53.23 | 0.01 | 0
2035 | NYISO_A-F_2_PJM_ROM | NYISO_A-F | PJM_ROM | Internal | Shoulder | B11 | 25 | 1000 | 974.64 | 60.46 | 68.46 | 8 | 0
2035 | NYISO_A-F_2_PJM_ROM | NYISO_A-F | PJM_ROM | Internal | Shoulder | B12 | 200 | 1000 | 0 | 54.41 | 61.07 | 8 | 0
2035 | NYISO_A-F_2_PJM_ROM | NYISO_A-F | PJM_ROM | Internal | Shoulder | B13 | 600 | 1000 | 0 | 45.81 | 49.09 | 8 | 0
2035 | NYISO_A-F_2_PJM_ROM | NYISO_A-F | PJM_ROM | Internal | Shoulder | B14 | 900 | 1000 | 0 | 45.77 | 47.8 | 8 | 0
2035 | NYISO_A-F_2_PJM_ROM | NYISO_A-F | PJM_ROM | Internal | Shoulder | B15 | 1203 | 1000 | 0 | 45.77 | 44.02 | 8 | 0
2035 | NYISO_A-F_2_PJM_ROM | NYISO_A-F | PJM_ROM | Internal | Summer | B1 | 10 | 1000 | 388.72 | 69.2 | 77.2 | 8 | 0
2035 | NYISO_A-F_2_PJM_ROM | NYISO_A-F | PJM_ROM | Internal | Summer | B2 | 25 | 1000 | 86.99 | 69.2 | 77.2 | 8 | 0
2035 | NYISO_A-F_2_PJM_ROM | NYISO_A-F | PJM_ROM | Internal | Summer | B3 | 75 | 1000 | 1000 | 65.37 | 77.17 | 8 | 3.81
2035 | NYISO_A-F_2_PJM_ROM | NYISO_A-F | PJM_ROM | Internal | Summer | B4 | 100 | 1000 | 1000 | 61.67 | 75.21 | 8 | 5.53
2035 | NYISO_A-F_2_PJM_ROM | NYISO_A-F | PJM_ROM | Internal | Summer | B5 | 200 | 1000 | 1000 | 59.27 | 73.64 | 8 | 6.37
2035 | NYISO_A-F_2_PJM_ROM | NYISO_A-F | PJM_ROM | Internal | Summer | B6 | 300 | 1000 | 1000 | 53.68 | 61.7 | 8 | 0.02
2035 | NYISO_A-F_2_PJM_ROM | NYISO_A-F | PJM_ROM | Internal | Summer | B7 | 400 | 1000 | 0 | 44.48 | 49.01 | 8 | 0
2035 | NYISO_A-F_2_PJM_ROM | NYISO_A-F | PJM_ROM | Internal | Summer | B8 | 500 | 1000 | 0 | 44.48 | 46.16 | 8 | 0
2035 | NYISO_A-F_2_PJM_ROM | NYISO_A-F | PJM_ROM | Internal | Summer | B9 | 800 | 1000 | 0 | 44.48 | 43.23 | 8 | 0
2035 | NYISO_A-F_2_PJM_ROM | NYISO_A-F | PJM_ROM | Internal | Summer | B10 | 1262 | 1000 | 0 | 44.48 | 40.58 | 8 | 0
2035 | NYISO_A-F_2_PJM_ROM | NYISO_A-F | PJM_ROM | Internal | Winter | B16 | 25 | 1000 | 0 | 63.48 | 61.49 | 8 | 0
2035 | NYISO_A-F_2_PJM_ROM | NYISO_A-F | PJM_ROM | Internal | Winter | B17 | 100 | 1000 | 0 | 57.68 | 59.59 | 8 | 0
2035 | NYISO_A-F_2_PJM_ROM | NYISO_A-F | PJM_ROM | Internal | Winter | B18 | 400 | 1000 | 0 | 56.51 | 53.57 | 8 | 0
2035 | NYISO_A-F_2_PJM_ROM | NYISO_A-F | PJM_ROM | Internal | Winter | B19 | 700 | 1000 | 0 | 53.22 | 48.23 | 8 | 0
2035 | NYISO_A-F_2_PJM_ROM | NYISO_A-F | PJM_ROM | Internal | Winter | B20 | 935 | 1000 | 0 | 53.22 | 47.08 | 8 | 0
2035 | NYISO_G-I_2_NEISO | NYISO_G-I | NEISO | Internal | Shoulder | B11 | 25 | 600 | 0 | 60.47 | 42.33 | 3 | 0
2035 | NYISO_G-I_2_NEISO | NYISO_G-I | NEISO | Internal | Shoulder | B12 | 200 | 600 | 0 | 54.42 | 42.33 | 3 | 0
2035 | NYISO_G-I_2_NEISO | NYISO_G-I | NEISO | Internal | Shoulder | B13 | 600 | 600 | 0 | 45.82 | 42.33 | 3 | 0
2035 | NYISO_G-I_2_NEISO | NYISO_G-I | NEISO | Internal | Shoulder | B14 | 900 | 600 | 0 | 45.79 | 42.33 | 3 | 0
2035 | NYISO_G-I_2_NEISO | NYISO_G-I | NEISO | Internal | Shoulder | B15 | 1203 | 600 | 0 | 45.76 | 42.33 | 3 | 0
2035 | NYISO_G-I_2_NEISO | NYISO_G-I | NEISO | Internal | Summer | B1 | 10 | 600 | 0 | 69.21 | 66.2 | 3 | 0
2035 | NYISO_G-I_2_NEISO | NYISO_G-I | NEISO | Internal | Summer | B2 | 25 | 600 | 0 | 69.21 | 66.21 | 3 | 0
2035 | NYISO_G-I_2_NEISO | NYISO_G-I | NEISO | Internal | Summer | B3 | 75 | 600 | 0 | 65.38 | 62.37 | 3 | 0
2035 | NYISO_G-I_2_NEISO | NYISO_G-I | NEISO | Internal | Summer | B4 | 100 | 600 | 0 | 61.69 | 53.98 | 3 | 0
2035 | NYISO_G-I_2_NEISO | NYISO_G-I | NEISO | Internal | Summer | B5 | 200 | 600 | 0 | 59.28 | 43.54 | 3 | 0
2035 | NYISO_G-I_2_NEISO | NYISO_G-I | NEISO | Internal | Summer | B6 | 300 | 600 | 0 | 53.69 | 38.7 | 3 | 0
2035 | NYISO_G-I_2_NEISO | NYISO_G-I | NEISO | Internal | Summer | B7 | 400 | 600 | 0 | 44.49 | 38.7 | 3 | 0
2035 | NYISO_G-I_2_NEISO | NYISO_G-I | NEISO | Internal | Summer | B8 | 500 | 600 | 0 | 44.49 | 38.7 | 3 | 0
2035 | NYISO_G-I_2_NEISO | NYISO_G-I | NEISO | Internal | Summer | B9 | 800 | 600 | 0 | 44.49 | 38.7 | 3 | 0
2035 | NYISO_G-I_2_NEISO | NYISO_G-I | NEISO | Internal | Summer | B10 | 1262 | 600 | 0 | 44.46 | 38.7 | 3 | 0
2035 | NYISO_G-I_2_NEISO | NYISO_G-I | NEISO | Internal | Winter | B16 | 25 | 600 | 0 | 63.49 | 53.51 | 3 | 0
2035 | NYISO_G-I_2_NEISO | NYISO_G-I | NEISO | Internal | Winter | B17 | 100 | 600 | 0 | 57.7 | 53.51 | 3 | 0
2035 | NYISO_G-I_2_NEISO | NYISO_G-I | NEISO | Internal | Winter | B18 | 400 | 600 | 0 | 56.52 | 53.51 | 3 | 0
2035 | NYISO_G-I_2_NEISO | NYISO_G-I | NEISO | Internal | Winter | B19 | 700 | 600 | 0 | 53.23 | 53.51 | 3 | 0
2035 | NYISO_G-I_2_NEISO | NYISO_G-I | NEISO | Internal | Winter | B20 | 935 | 600 | 0 | 53.23 | 53.51 | 3 | 0
2035 | NYISO_G-I_2_NYISO_A-F | NYISO_G-I | NYISO_A-F | Internal | Shoulder | B11 | 25 | 2506 | 0 | 60.47 | 60.46 | 0.01 | 0
2035 | NYISO_G-I_2_NYISO_A-F | NYISO_G-I | NYISO_A-F | Internal | Shoulder | B12 | 200 | 2506 | 0 | 54.42 | 54.41 | 0.01 | 0
2035 | NYISO_G-I_2_NYISO_A-F | NYISO_G-I | NYISO_A-F | Internal | Shoulder | B13 | 600 | 2506 | 0 | 45.82 | 45.81 | 0.01 | 0
2035 | NYISO_G-I_2_NYISO_A-F | NYISO_G-I | NYISO_A-F | Internal | Shoulder | B14 | 900 | 2506 | 0 | 45.79 | 45.77 | 0.01 | 0
2035 | NYISO_G-I_2_NYISO_A-F | NYISO_G-I | NYISO_A-F | Internal | Shoulder | B15 | 1203 | 2506 | 374.04 | 45.76 | 45.77 | 0.01 | 0
2035 | NYISO_G-I_2_NYISO_A-F | NYISO_G-I | NYISO_A-F | Internal | Summer | B1 | 10 | 2506 | 0 | 69.21 | 69.2 | 0.01 | 0
2035 | NYISO_G-I_2_NYISO_A-F | NYISO_G-I | NYISO_A-F | Internal | Summer | B2 | 25 | 2506 | 0 | 69.21 | 69.2 | 0.01 | 0
2035 | NYISO_G-I_2_NYISO_A-F | NYISO_G-I | NYISO_A-F | Internal | Summer | B3 | 75 | 2506 | 0 | 65.38 | 65.37 | 0.01 | 0
2035 | NYISO_G-I_2_NYISO_A-F | NYISO_G-I | NYISO_A-F | Internal | Summer | B4 | 100 | 2506 | 0 | 61.69 | 61.67 | 0.01 | 0
2035 | NYISO_G-I_2_NYISO_A-F | NYISO_G-I | NYISO_A-F | Internal | Summer | B5 | 200 | 2506 | 0 | 59.28 | 59.27 | 0.01 | 0
2035 | NYISO_G-I_2_NYISO_A-F | NYISO_G-I | NYISO_A-F | Internal | Summer | B6 | 300 | 2506 | 0 | 53.69 | 53.68 | 0.01 | 0
2035 | NYISO_G-I_2_NYISO_A-F | NYISO_G-I | NYISO_A-F | Internal | Summer | B7 | 400 | 2506 | 0 | 44.49 | 44.48 | 0.01 | 0
2035 | NYISO_G-I_2_NYISO_A-F | NYISO_G-I | NYISO_A-F | Internal | Summer | B8 | 500 | 2506 | 0 | 44.49 | 44.48 | 0.01 | 0
2035 | NYISO_G-I_2_NYISO_A-F | NYISO_G-I | NYISO_A-F | Internal | Summer | B9 | 800 | 2506 | 0 | 44.49 | 44.48 | 0.01 | 0
2035 | NYISO_G-I_2_NYISO_A-F | NYISO_G-I | NYISO_A-F | Internal | Summer | B10 | 1262 | 2506 | 1170.65 | 44.46 | 44.48 | 0.01 | 0
2035 | NYISO_G-I_2_NYISO_A-F | NYISO_G-I | NYISO_A-F | Internal | Winter | B16 | 25 | 2506 | 0 | 63.49 | 63.48 | 0.01 | 0
2035 | NYISO_G-I_2_NYISO_A-F | NYISO_G-I | NYISO_A-F | Internal | Winter | B17 | 100 | 2506 | 0 | 57.7 | 57.68 | 0.01 | 0
2035 | NYISO_G-I_2_NYISO_A-F | NYISO_G-I | NYISO_A-F | Internal | Winter | B18 | 400 | 2506 | 0 | 56.52 | 56.51 | 0.01 | 0
2035 | NYISO_G-I_2_NYISO_A-F | NYISO_G-I | NYISO_A-F | Internal | Winter | B19 | 700 | 2506 | 0 | 53.23 | 53.22 | 0.01 | 0
2035 | NYISO_G-I_2_NYISO_A-F | NYISO_G-I | NYISO_A-F | Internal | Winter | B20 | 935 | 2506 | 0 | 53.23 | 53.22 | 0.01 | 0
2035 | NYISO_G-I_2_NYISO_J-K | NYISO_G-I | NYISO_J-K | Internal | Shoulder | B11 | 25 | 6188 | 6188 | 60.47 | 61.03 | 0.01 | 0.55
2035 | NYISO_G-I_2_NYISO_J-K | NYISO_G-I | NYISO_J-K | Internal | Shoulder | B12 | 200 | 6188 | 6156.06 | 54.42 | 54.43 | 0.01 | 0
2035 | NYISO_G-I_2_NYISO_J-K | NYISO_G-I | NYISO_J-K | Internal | Shoulder | B13 | 600 | 6188 | 6107.05 | 45.82 | 45.83 | 0.01 | 0
2035 | NYISO_G-I_2_NYISO_J-K | NYISO_G-I | NYISO_J-K | Internal | Shoulder | B14 | 900 | 6188 | 5598.79 | 45.79 | 45.8 | 0.01 | 0
2035 | NYISO_G-I_2_NYISO_J-K | NYISO_G-I | NYISO_J-K | Internal | Shoulder | B15 | 1203 | 6188 | 4236.54 | 45.76 | 45.77 | 0.01 | 0
2035 | NYISO_G-I_2_NYISO_J-K | NYISO_G-I | NYISO_J-K | Internal | Summer | B1 | 10 | 6188 | 4193.07 | 69.21 | 69.22 | 0.01 | 0
2035 | NYISO_G-I_2_NYISO_J-K | NYISO_G-I | NYISO_J-K | Internal | Summer | B2 | 25 | 6188 | 4106.19 | 69.21 | 69.22 | 0.01 | 0
2035 | NYISO_G-I_2_NYISO_J-K | NYISO_G-I | NYISO_J-K | Internal | Summer | B3 | 75 | 6188 | 3970.23 | 65.38 | 65.39 | 0.01 | 0
2035 | NYISO_G-I_2_NYISO_J-K | NYISO_G-I | NYISO_J-K | Internal | Summer | B4 | 100 | 6188 | 4271.69 | 61.69 | 61.7 | 0.01 | 0
2035 | NYISO_G-I_2_NYISO_J-K | NYISO_G-I | NYISO_J-K | Internal | Summer | B5 | 200 | 6188 | 4280.09 | 59.28 | 59.29 | 0.01 | 0
2035 | NYISO_G-I_2_NYISO_J-K | NYISO_G-I | NYISO_J-K | Internal | Summer | B6 | 300 | 6188 | 6188 | 53.69 | 55.6 | 0.01 | 1.9
2035 | NYISO_G-I_2_NYISO_J-K | NYISO_G-I | NYISO_J-K | Internal | Summer | B7 | 400 | 6188 | 6188 | 44.49 | 55.6 | 0.01 | 11.1
2035 | NYISO_G-I_2_NYISO_J-K | NYISO_G-I | NYISO_J-K | Internal | Summer | B8 | 500 | 6188 | 6188 | 44.49 | 52.15 | 0.01 | 7.65
2035 | NYISO_G-I_2_NYISO_J-K | NYISO_G-I | NYISO_J-K | Internal | Summer | B9 | 800 | 6188 | 5286.26 | 44.49 | 44.5 | 0.01 | 0
2035 | NYISO_G-I_2_NYISO_J-K | NYISO_G-I | NYISO_J-K | Internal | Summer | B10 | 1262 | 6188 | 3540.13 | 44.46 | 44.48 | 0.01 | 0
2035 | NYISO_G-I_2_NYISO_J-K | NYISO_G-I | NYISO_J-K | Internal | Winter | B16 | 25 | 6188 | 6188 | 63.49 | 79.89 | 0.01 | 16.39
2035 | NYISO_G-I_2_NYISO_J-K | NYISO_G-I | NYISO_J-K | Internal | Winter | B17 | 100 | 6188 | 6188 | 57.7 | 70.28 | 0.01 | 12.57
2035 | NYISO_G-I_2_NYISO_J-K | NYISO_G-I | NYISO_J-K | Internal | Winter | B18 | 400 | 6188 | 6188 | 56.52 | 59.8 | 0.01 | 3.27
2035 | NYISO_G-I_2_NYISO_J-K | NYISO_G-I | NYISO_J-K | Internal | Winter | B19 | 700 | 6188 | 6188 | 53.23 | 57.51 | 0.01 | 4.26
2035 | NYISO_G-I_2_NYISO_J-K | NYISO_G-I | NYISO_J-K | Internal | Winter | B20 | 935 | 6188 | 6188 | 53.23 | 56.2 | 0.01 | 2.95
2035 | NYISO_G-I_2_PJM_E | NYISO_G-I | PJM_E | Internal | Shoulder | B11 | 25 | 1500 | 0 | 60.47 | 68.45 | 8 | 0
2035 | NYISO_G-I_2_PJM_E | NYISO_G-I | PJM_E | Internal | Shoulder | B12 | 200 | 1500 | 0 | 54.42 | 61.06 | 8 | 0
2035 | NYISO_G-I_2_PJM_E | NYISO_G-I | PJM_E | Internal | Shoulder | B13 | 600 | 1500 | 0 | 45.82 | 49.08 | 8 | 0
2035 | NYISO_G-I_2_PJM_E | NYISO_G-I | PJM_E | Internal | Shoulder | B14 | 900 | 1500 | 0 | 45.79 | 47.79 | 8 | 0
2035 | NYISO_G-I_2_PJM_E | NYISO_G-I | PJM_E | Internal | Shoulder | B15 | 1203 | 1500 | 0 | 45.76 | 44.01 | 8 | 0
2035 | NYISO_G-I_2_PJM_E | NYISO_G-I | PJM_E | Internal | Summer | B1 | 10 | 1500 | 451.82 | 69.21 | 77.21 | 8 | 0
2035 | NYISO_G-I_2_PJM_E | NYISO_G-I | PJM_E | Internal | Summer | B2 | 25 | 1500 | 89.68 | 69.21 | 77.21 | 8 | 0
2035 | NYISO_G-I_2_PJM_E | NYISO_G-I | PJM_E | Internal | Summer | B3 | 75 | 1500 | 1500 | 65.38 | 77.16 | 8 | 3.78
2035 | NYISO_G-I_2_PJM_E | NYISO_G-I | PJM_E | Internal | Summer | B4 | 100 | 1500 | 1500 | 61.69 | 75.2 | 8 | 5.51
2035 | NYISO_G-I_2_PJM_E | NYISO_G-I | PJM_E | Internal | Summer | B5 | 200 | 1500 | 1500 | 59.28 | 73.63 | 8 | 6.35
2035 | NYISO_G-I_2_PJM_E | NYISO_G-I | PJM_E | Internal | Summer | B6 | 300 | 1500 | 274.51 | 53.69 | 61.69 | 8 | 0
2035 | NYISO_G-I_2_PJM_E | NYISO_G-I | PJM_E | Internal | Summer | B7 | 400 | 1500 | 0 | 44.49 | 49 | 8 | 0
2035 | NYISO_G-I_2_PJM_E | NYISO_G-I | PJM_E | Internal | Summer | B8 | 500 | 1500 | 0 | 44.49 | 46.15 | 8 | 0
2035 | NYISO_G-I_2_PJM_E | NYISO_G-I | PJM_E | Internal | Summer | B9 | 800 | 1500 | 0 | 44.49 | 43.25 | 8 | 0
2035 | NYISO_G-I_2_PJM_E | NYISO_G-I | PJM_E | Internal | Summer | B10 | 1262 | 1500 | 0 | 44.46 | 40.59 | 8 | 0
2035 | NYISO_G-I_2_PJM_E | NYISO_G-I | PJM_E | Internal | Winter | B16 | 25 | 1500 | 0 | 63.49 | 61.48 | 8 | 0
2035 | NYISO_G-I_2_PJM_E | NYISO_G-I | PJM_E | Internal | Winter | B17 | 100 | 1500 | 0 | 57.7 | 59.58 | 8 | 0
2035 | NYISO_G-I_2_PJM_E | NYISO_G-I | PJM_E | Internal | Winter | B18 | 400 | 1500 | 0 | 56.52 | 53.58 | 8 | 0
2035 | NYISO_G-I_2_PJM_E | NYISO_G-I | PJM_E | Internal | Winter | B19 | 700 | 1500 | 0 | 53.23 | 48.24 | 8 | 0
2035 | NYISO_G-I_2_PJM_E | NYISO_G-I | PJM_E | Internal | Winter | B20 | 935 | 1500 | 0 | 53.23 | 47.1 | 8 | 0
2035 | NYISO_J-K_2_PJM_E | NYISO_J-K | PJM_E | Internal | Shoulder | B11 | 25 | 330 | 0 | 61.03 | 68.45 | 8 | 0
2035 | NYISO_J-K_2_PJM_E | NYISO_J-K | PJM_E | Internal | Shoulder | B12 | 200 | 330 | 0 | 54.43 | 61.06 | 8 | 0
2035 | NYISO_J-K_2_PJM_E | NYISO_J-K | PJM_E | Internal | Shoulder | B13 | 600 | 330 | 0 | 45.83 | 49.08 | 8 | 0
2035 | NYISO_J-K_2_PJM_E | NYISO_J-K | PJM_E | Internal | Shoulder | B14 | 900 | 330 | 0 | 45.8 | 47.79 | 8 | 0
2035 | NYISO_J-K_2_PJM_E | NYISO_J-K | PJM_E | Internal | Shoulder | B15 | 1203 | 330 | 0 | 45.77 | 44.01 | 8 | 0
2035 | NYISO_J-K_2_PJM_E | NYISO_J-K | PJM_E | Internal | Summer | B1 | 10 | 330 | 0 | 69.22 | 77.21 | 8 | 0
2035 | NYISO_J-K_2_PJM_E | NYISO_J-K | PJM_E | Internal | Summer | B2 | 25 | 330 | 0 | 69.22 | 77.21 | 8 | 0
2035 | NYISO_J-K_2_PJM_E | NYISO_J-K | PJM_E | Internal | Summer | B3 | 75 | 330 | 330 | 65.39 | 77.16 | 8 | 3.77
2035 | NYISO_J-K_2_PJM_E | NYISO_J-K | PJM_E | Internal | Summer | B4 | 100 | 330 | 330 | 61.7 | 75.2 | 8 | 5.5
2035 | NYISO_J-K_2_PJM_E | NYISO_J-K | PJM_E | Internal | Summer | B5 | 200 | 330 | 330 | 59.29 | 73.63 | 8 | 6.34
2035 | NYISO_J-K_2_PJM_E | NYISO_J-K | PJM_E | Internal | Summer | B6 | 300 | 330 | 0 | 55.6 | 61.69 | 8 | 0
2035 | NYISO_J-K_2_PJM_E | NYISO_J-K | PJM_E | Internal | Summer | B7 | 400 | 330 | 0 | 55.6 | 49 | 8 | 0
2035 | NYISO_J-K_2_PJM_E | NYISO_J-K | PJM_E | Internal | Summer | B8 | 500 | 330 | 0 | 52.15 | 46.15 | 8 | 0
2035 | NYISO_J-K_2_PJM_E | NYISO_J-K | PJM_E | Internal | Summer | B9 | 800 | 330 | 0 | 44.5 | 43.25 | 8 | 0
2035 | NYISO_J-K_2_PJM_E | NYISO_J-K | PJM_E | Internal | Summer | B10 | 1262 | 330 | 0 | 44.48 | 40.59 | 8 | 0
2035 | NYISO_J-K_2_PJM_E | NYISO_J-K | PJM_E | Internal | Winter | B16 | 25 | 330 | 0 | 79.89 | 61.48 | 8 | 0
2035 | NYISO_J-K_2_PJM_E | NYISO_J-K | PJM_E | Internal | Winter | B17 | 100 | 330 | 0 | 70.28 | 59.58 | 8 | 0
2035 | NYISO_J-K_2_PJM_E | NYISO_J-K | PJM_E | Internal | Winter | B18 | 400 | 330 | 0 | 59.8 | 53.58 | 8 | 0
2035 | NYISO_J-K_2_PJM_E | NYISO_J-K | PJM_E | Internal | Winter | B19 | 700 | 330 | 0 | 57.51 | 48.24 | 8 | 0
2035 | NYISO_J-K_2_PJM_E | NYISO_J-K | PJM_E | Internal | Winter | B20 | 935 | 330 | 0 | 56.2 | 47.1 | 8 | 0
2035 | PJM_E_2_NYISO_G-I | PJM_E | NYISO_G-I | Internal | Shoulder | B11 | 25 | 500 | 0 | 68.45 | 60.47 | 6 | 0
2035 | PJM_E_2_NYISO_G-I | PJM_E | NYISO_G-I | Internal | Shoulder | B12 | 200 | 500 | 0 | 61.06 | 54.42 | 6 | 0
2035 | PJM_E_2_NYISO_G-I | PJM_E | NYISO_G-I | Internal | Shoulder | B13 | 600 | 500 | 0 | 49.08 | 45.82 | 6 | 0
2035 | PJM_E_2_NYISO_G-I | PJM_E | NYISO_G-I | Internal | Shoulder | B14 | 900 | 500 | 0 | 47.79 | 45.79 | 6 | 0
2035 | PJM_E_2_NYISO_G-I | PJM_E | NYISO_G-I | Internal | Shoulder | B15 | 1203 | 500 | 0 | 44.01 | 45.76 | 6 | 0
2035 | PJM_E_2_NYISO_G-I | PJM_E | NYISO_G-I | Internal | Summer | B1 | 10 | 500 | 0 | 77.21 | 69.21 | 6 | 0
2035 | PJM_E_2_NYISO_G-I | PJM_E | NYISO_G-I | Internal | Summer | B2 | 25 | 500 | 0 | 77.21 | 69.21 | 6 | 0
2035 | PJM_E_2_NYISO_G-I | PJM_E | NYISO_G-I | Internal | Summer | B3 | 75 | 500 | 0 | 77.16 | 65.38 | 6 | 0
2035 | PJM_E_2_NYISO_G-I | PJM_E | NYISO_G-I | Internal | Summer | B4 | 100 | 500 | 0 | 75.2 | 61.69 | 6 | 0
2035 | PJM_E_2_NYISO_G-I | PJM_E | NYISO_G-I | Internal | Summer | B5 | 200 | 500 | 0 | 73.63 | 59.28 | 6 | 0
2035 | PJM_E_2_NYISO_G-I | PJM_E | NYISO_G-I | Internal | Summer | B6 | 300 | 500 | 0 | 61.69 | 53.69 | 6 | 0
2035 | PJM_E_2_NYISO_G-I | PJM_E | NYISO_G-I | Internal | Summer | B7 | 400 | 500 | 0 | 49 | 44.49 | 6 | 0
2035 | PJM_E_2_NYISO_G-I | PJM_E | NYISO_G-I | Internal | Summer | B8 | 500 | 500 | 0 | 46.15 | 44.49 | 6 | 0
2035 | PJM_E_2_NYISO_G-I | PJM_E | NYISO_G-I | Internal | Summer | B9 | 800 | 500 | 0 | 43.25 | 44.49 | 6 | 0
2035 | PJM_E_2_NYISO_G-I | PJM_E | NYISO_G-I | Internal | Summer | B10 | 1262 | 500 | 0 | 40.59 | 44.46 | 6 | 0
2035 | PJM_E_2_NYISO_G-I | PJM_E | NYISO_G-I | Internal | Winter | B16 | 25 | 500 | 0 | 61.48 | 63.49 | 6 | 0
2035 | PJM_E_2_NYISO_G-I | PJM_E | NYISO_G-I | Internal | Winter | B17 | 100 | 500 | 0 | 59.58 | 57.7 | 6 | 0
2035 | PJM_E_2_NYISO_G-I | PJM_E | NYISO_G-I | Internal | Winter | B18 | 400 | 500 | 0 | 53.58 | 56.52 | 6 | 0
2035 | PJM_E_2_NYISO_G-I | PJM_E | NYISO_G-I | Internal | Winter | B19 | 700 | 500 | 0 | 48.24 | 53.23 | 6 | 0
2035 | PJM_E_2_NYISO_G-I | PJM_E | NYISO_G-I | Internal | Winter | B20 | 935 | 500 | 500 | 47.1 | 53.23 | 6 | 0.14
2035 | PJM_E_2_NYISO_J-K | PJM_E | NYISO_J-K | Internal | Shoulder | B11 | 25 | 330 | 0 | 68.45 | 61.03 | 6 | 0
2035 | PJM_E_2_NYISO_J-K | PJM_E | NYISO_J-K | Internal | Shoulder | B12 | 200 | 330 | 0 | 61.06 | 54.43 | 6 | 0
2035 | PJM_E_2_NYISO_J-K | PJM_E | NYISO_J-K | Internal | Shoulder | B13 | 600 | 330 | 0 | 49.08 | 45.83 | 6 | 0
2035 | PJM_E_2_NYISO_J-K | PJM_E | NYISO_J-K | Internal | Shoulder | B14 | 900 | 330 | 0 | 47.79 | 45.8 | 6 | 0
2035 | PJM_E_2_NYISO_J-K | PJM_E | NYISO_J-K | Internal | Shoulder | B15 | 1203 | 330 | 0 | 44.01 | 45.77 | 6 | 0
2035 | PJM_E_2_NYISO_J-K | PJM_E | NYISO_J-K | Internal | Summer | B1 | 10 | 330 | 0 | 77.21 | 69.22 | 6 | 0
2035 | PJM_E_2_NYISO_J-K | PJM_E | NYISO_J-K | Internal | Summer | B2 | 25 | 330 | 0 | 77.21 | 69.22 | 6 | 0
2035 | PJM_E_2_NYISO_J-K | PJM_E | NYISO_J-K | Internal | Summer | B3 | 75 | 330 | 0 | 77.16 | 65.39 | 6 | 0
2035 | PJM_E_2_NYISO_J-K | PJM_E | NYISO_J-K | Internal | Summer | B4 | 100 | 330 | 0 | 75.2 | 61.7 | 6 | 0
2035 | PJM_E_2_NYISO_J-K | PJM_E | NYISO_J-K | Internal | Summer | B5 | 200 | 330 | 0 | 73.63 | 59.29 | 6 | 0
2035 | PJM_E_2_NYISO_J-K | PJM_E | NYISO_J-K | Internal | Summer | B6 | 300 | 330 | 0 | 61.69 | 55.6 | 6 | 0
2035 | PJM_E_2_NYISO_J-K | PJM_E | NYISO_J-K | Internal | Summer | B7 | 400 | 330 | 330 | 49 | 55.6 | 6 | 0.6
2035 | PJM_E_2_NYISO_J-K | PJM_E | NYISO_J-K | Internal | Summer | B8 | 500 | 330 | 19.09 | 46.15 | 52.15 | 6 | 0
2035 | PJM_E_2_NYISO_J-K | PJM_E | NYISO_J-K | Internal | Summer | B9 | 800 | 330 | 0 | 43.25 | 44.5 | 6 | 0
2035 | PJM_E_2_NYISO_J-K | PJM_E | NYISO_J-K | Internal | Summer | B10 | 1262 | 330 | 0 | 40.59 | 44.48 | 6 | 0
2035 | PJM_E_2_NYISO_J-K | PJM_E | NYISO_J-K | Internal | Winter | B16 | 25 | 330 | 330 | 61.48 | 79.89 | 6 | 12.41
2035 | PJM_E_2_NYISO_J-K | PJM_E | NYISO_J-K | Internal | Winter | B17 | 100 | 330 | 330 | 59.58 | 70.28 | 6 | 4.7
2035 | PJM_E_2_NYISO_J-K | PJM_E | NYISO_J-K | Internal | Winter | B18 | 400 | 330 | 330 | 53.58 | 59.8 | 6 | 0.22
2035 | PJM_E_2_NYISO_J-K | PJM_E | NYISO_J-K | Internal | Winter | B19 | 700 | 330 | 330 | 48.24 | 57.51 | 6 | 3.27
2035 | PJM_E_2_NYISO_J-K | PJM_E | NYISO_J-K | Internal | Winter | B20 | 935 | 330 | 330 | 47.1 | 56.2 | 6 | 3.1
2035 | PJM_E_2_PJM_ROM | PJM_E | PJM_ROM | Internal | Shoulder | B11 | 25 | 8000 | 5625.17 | 68.45 | 68.46 | 0.01 | 0
2035 | PJM_E_2_PJM_ROM | PJM_E | PJM_ROM | Internal | Shoulder | B12 | 200 | 8000 | 3370.65 | 61.06 | 61.07 | 0.01 | 0
2035 | PJM_E_2_PJM_ROM | PJM_E | PJM_ROM | Internal | Shoulder | B13 | 600 | 8000 | 4451.38 | 49.08 | 49.09 | 0.01 | 0
2035 | PJM_E_2_PJM_ROM | PJM_E | PJM_ROM | Internal | Shoulder | B14 | 900 | 8000 | 2866.78 | 47.79 | 47.8 | 0.01 | 0
2035 | PJM_E_2_PJM_ROM | PJM_E | PJM_ROM | Internal | Shoulder | B15 | 1203 | 8000 | 615.41 | 44.01 | 44.02 | 0.01 | 0
2035 | PJM_E_2_PJM_ROM | PJM_E | PJM_ROM | Internal | Summer | B1 | 10 | 8000 | 0 | 77.21 | 77.2 | 0.01 | 0
2035 | PJM_E_2_PJM_ROM | PJM_E | PJM_ROM | Internal | Summer | B2 | 25 | 8000 | 0 | 77.21 | 77.2 | 0.01 | 0
2035 | PJM_E_2_PJM_ROM | PJM_E | PJM_ROM | Internal | Summer | B3 | 75 | 8000 | 2281.79 | 77.16 | 77.17 | 0.01 | 0
2035 | PJM_E_2_PJM_ROM | PJM_E | PJM_ROM | Internal | Summer | B4 | 100 | 8000 | 4429.54 | 75.2 | 75.21 | 0.01 | 0
2035 | PJM_E_2_PJM_ROM | PJM_E | PJM_ROM | Internal | Summer | B5 | 200 | 8000 | 5610.78 | 73.63 | 73.64 | 0.01 | 0
2035 | PJM_E_2_PJM_ROM | PJM_E | PJM_ROM | Internal | Summer | B6 | 300 | 8000 | 1465.7 | 61.69 | 61.7 | 0.01 | 0
2035 | PJM_E_2_PJM_ROM | PJM_E | PJM_ROM | Internal | Summer | B7 | 400 | 8000 | 1518.62 | 49 | 49.01 | 0.01 | 0
2035 | PJM_E_2_PJM_ROM | PJM_E | PJM_ROM | Internal | Summer | B8 | 500 | 8000 | 1320.16 | 46.15 | 46.16 | 0.01 | 0
2035 | PJM_E_2_PJM_ROM | PJM_E | PJM_ROM | Internal | Summer | B9 | 800 | 8000 | 0 | 43.25 | 43.23 | 0.01 | 0
2035 | PJM_E_2_PJM_ROM | PJM_E | PJM_ROM | Internal | Summer | B10 | 1262 | 8000 | 0 | 40.59 | 40.58 | 0.01 | 0
2035 | PJM_E_2_PJM_ROM | PJM_E | PJM_ROM | Internal | Winter | B16 | 25 | 8000 | 762.5 | 61.48 | 61.49 | 0.01 | 0
2035 | PJM_E_2_PJM_ROM | PJM_E | PJM_ROM | Internal | Winter | B17 | 100 | 8000 | 862.18 | 59.58 | 59.59 | 0.01 | 0
2035 | PJM_E_2_PJM_ROM | PJM_E | PJM_ROM | Internal | Winter | B18 | 400 | 8000 | 0 | 53.58 | 53.57 | 0.01 | 0
2035 | PJM_E_2_PJM_ROM | PJM_E | PJM_ROM | Internal | Winter | B19 | 700 | 8000 | 0 | 48.24 | 48.23 | 0.01 | 0
2035 | PJM_E_2_PJM_ROM | PJM_E | PJM_ROM | Internal | Winter | B20 | 935 | 8000 | 0 | 47.1 | 47.08 | 0.01 | 0
2035 | PJM_ROR_2_MISO_IN | PJM_ROR | MISO_IN | Internal | Shoulder | B11 | 25 | 909 | 909 | 68.47 | 80.8 | 2 | 10.33
2035 | PJM_ROR_2_MISO_IN | PJM_ROR | MISO_IN | Internal | Shoulder | B12 | 200 | 909 | 0 | 61.06 | 61.15 | 2 | 0
2035 | PJM_ROR_2_MISO_IN | PJM_ROR | MISO_IN | Internal | Shoulder | B13 | 600 | 909 | 215.98 | 49.08 | 51.08 | 2 | 0
2035 | PJM_ROR_2_MISO_IN | PJM_ROR | MISO_IN | Internal | Shoulder | B14 | 900 | 909 | 0 | 47.79 | 48.65 | 2 | 0
2035 | PJM_ROR_2_MISO_IN | PJM_ROR | MISO_IN | Internal | Shoulder | B15 | 1203 | 909 | 0 | 44.01 | 44.08 | 2 | 0
2035 | PJM_ROR_2_MISO_IN | PJM_ROR | MISO_IN | Internal | Summer | B1 | 10 | 909 | 909 | 77.18 | 80.73 | 2 | 1.54
2035 | PJM_ROR_2_MISO_IN | PJM_ROR | MISO_IN | Internal | Summer | B2 | 25 | 909 | 909 | 77.18 | 80.7 | 2 | 1.52
2035 | PJM_ROR_2_MISO_IN | PJM_ROR | MISO_IN | Internal | Summer | B3 | 75 | 909 | 412.13 | 77.18 | 79.18 | 2 | 0
2035 | PJM_ROR_2_MISO_IN | PJM_ROR | MISO_IN | Internal | Summer | B4 | 100 | 909 | 622.93 | 75.22 | 77.22 | 2 | 0
2035 | PJM_ROR_2_MISO_IN | PJM_ROR | MISO_IN | Internal | Summer | B5 | 200 | 909 | 147.13 | 73.65 | 75.65 | 2 | 0
2035 | PJM_ROR_2_MISO_IN | PJM_ROR | MISO_IN | Internal | Summer | B6 | 300 | 909 | 355.1 | 61.69 | 63.69 | 2 | 0
2035 | PJM_ROR_2_MISO_IN | PJM_ROR | MISO_IN | Internal | Summer | B7 | 400 | 909 | 0 | 49 | 50.98 | 2 | 0
2035 | PJM_ROR_2_MISO_IN | PJM_ROR | MISO_IN | Internal | Summer | B8 | 500 | 909 | 0 | 46.15 | 45.98 | 2 | 0
2035 | PJM_ROR_2_MISO_IN | PJM_ROR | MISO_IN | Internal | Summer | B9 | 800 | 909 | 0 | 43.22 | 42.76 | 2 | 0
2035 | PJM_ROR_2_MISO_IN | PJM_ROR | MISO_IN | Internal | Summer | B10 | 1262 | 909 | 0 | 40.56 | 42.55 | 2 | 0
2035 | PJM_ROR_2_MISO_IN | PJM_ROR | MISO_IN | Internal | Winter | B16 | 25 | 909 | 615.41 | 61.48 | 63.48 | 2 | 0
2035 | PJM_ROR_2_MISO_IN | PJM_ROR | MISO_IN | Internal | Winter | B17 | 100 | 909 | 0 | 59.58 | 61.56 | 2 | 0
2035 | PJM_ROR_2_MISO_IN | PJM_ROR | MISO_IN | Internal | Winter | B18 | 400 | 909 | 0 | 53.56 | 54.02 | 2 | 0
2035 | PJM_ROR_2_MISO_IN | PJM_ROR | MISO_IN | Internal | Winter | B19 | 700 | 909 | 0 | 48.22 | 50.21 | 2 | 0
2035 | PJM_ROR_2_MISO_IN | PJM_ROR | MISO_IN | Internal | Winter | B20 | 935 | 909 | 0 | 42.9 | 44.88 | 2 | 0
2035 | PJM_ROR_2_MISO_MI | PJM_ROR | MISO_MI | Internal | Shoulder | B11 | 25 | 1305 | 1305 | 68.47 | 77.52 | 2 | 7.05
2035 | PJM_ROR_2_MISO_MI | PJM_ROR | MISO_MI | Internal | Shoulder | B12 | 200 | 1305 | 0 | 61.06 | 61.16 | 2 | 0
2035 | PJM_ROR_2_MISO_MI | PJM_ROR | MISO_MI | Internal | Shoulder | B13 | 600 | 1305 | 1305 | 49.08 | 51.09 | 2 | 0.01
2035 | PJM_ROR_2_MISO_MI | PJM_ROR | MISO_MI | Internal | Shoulder | B14 | 900 | 1305 | 0 | 47.79 | 48.67 | 2 | 0
2035 | PJM_ROR_2_MISO_MI | PJM_ROR | MISO_MI | Internal | Shoulder | B15 | 1203 | 1305 | 0 | 44.01 | 44.09 | 2 | 0
2035 | PJM_ROR_2_MISO_MI | PJM_ROR | MISO_MI | Internal | Summer | B1 | 10 | 1305 | 1305 | 77.18 | 80.71 | 2 | 1.53
2035 | PJM_ROR_2_MISO_MI | PJM_ROR | MISO_MI | Internal | Summer | B2 | 25 | 1305 | 1305 | 77.18 | 80.71 | 2 | 1.53
2035 | PJM_ROR_2_MISO_MI | PJM_ROR | MISO_MI | Internal | Summer | B3 | 75 | 1305 | 963.64 | 77.18 | 79.18 | 2 | 0
2035 | PJM_ROR_2_MISO_MI | PJM_ROR | MISO_MI | Internal | Summer | B4 | 100 | 1305 | 0 | 75.22 | 77.21 | 2 | 0
2035 | PJM_ROR_2_MISO_MI | PJM_ROR | MISO_MI | Internal | Summer | B5 | 200 | 1305 | 0 | 73.65 | 75.52 | 2 | 0
2035 | PJM_ROR_2_MISO_MI | PJM_ROR | MISO_MI | Internal | Summer | B6 | 300 | 1305 | 0 | 61.69 | 63.68 | 2 | 0
2035 | PJM_ROR_2_MISO_MI | PJM_ROR | MISO_MI | Internal | Summer | B7 | 400 | 1305 | 166.98 | 49 | 51 | 2 | 0
2035 | PJM_ROR_2_MISO_MI | PJM_ROR | MISO_MI | Internal | Summer | B8 | 500 | 1305 | 0 | 46.15 | 46.51 | 2 | 0
2035 | PJM_ROR_2_MISO_MI | PJM_ROR | MISO_MI | Internal | Summer | B9 | 800 | 1305 | 0 | 43.22 | 42.77 | 2 | 0
2035 | PJM_ROR_2_MISO_MI | PJM_ROR | MISO_MI | Internal | Summer | B10 | 1262 | 1305 | 574.15 | 40.56 | 42.56 | 2 | 0
2035 | PJM_ROR_2_MISO_MI | PJM_ROR | MISO_MI | Internal | Winter | B16 | 25 | 1305 | 830.21 | 61.48 | 63.48 | 2 | 0
2035 | PJM_ROR_2_MISO_MI | PJM_ROR | MISO_MI | Internal | Winter | B17 | 100 | 1305 | 305.34 | 59.58 | 61.58 | 2 | 0
2035 | PJM_ROR_2_MISO_MI | PJM_ROR | MISO_MI | Internal | Winter | B18 | 400 | 1305 | 0 | 53.56 | 54.03 | 2 | 0
2035 | PJM_ROR_2_MISO_MI | PJM_ROR | MISO_MI | Internal | Winter | B19 | 700 | 1305 | 489.32 | 48.22 | 50.22 | 2 | 0
2035 | PJM_ROR_2_MISO_MI | PJM_ROR | MISO_MI | Internal | Winter | B20 | 935 | 1305 | 0 | 42.9 | 44.89 | 2 | 0
2035 | PJM_ROR_2_MISO_MO-IL | PJM_ROR | MISO_MO-IL | Internal | Shoulder | B11 | 25 | 1111 | 1111 | 68.47 | 80.81 | 2 | 10.34
2035 | PJM_ROR_2_MISO_MO-IL | PJM_ROR | MISO_MO-IL | Internal | Shoulder | B12 | 200 | 1111 | 0 | 61.06 | 60.97 | 2 | 0
2035 | PJM_ROR_2_MISO_MO-IL | PJM_ROR | MISO_MO-IL | Internal | Shoulder | B13 | 600 | 1111 | 0 | 49.08 | 51.07 | 2 | 0
2035 | PJM_ROR_2_MISO_MO-IL | PJM_ROR | MISO_MO-IL | Internal | Shoulder | B14 | 900 | 1111 | 0 | 47.79 | 48.64 | 2 | 0
2035 | PJM_ROR_2_MISO_MO-IL | PJM_ROR | MISO_MO-IL | Internal | Shoulder | B15 | 1203 | 1111 | 0 | 44.01 | 44.01 | 2 | 0
2035 | PJM_ROR_2_MISO_MO-IL | PJM_ROR | MISO_MO-IL | Internal | Summer | B1 | 10 | 1111 | 1111 | 77.18 | 80.74 | 2 | 1.55
2035 | PJM_ROR_2_MISO_MO-IL | PJM_ROR | MISO_MO-IL | Internal | Summer | B2 | 25 | 1111 | 1111 | 77.18 | 80.71 | 2 | 1.53
2035 | PJM_ROR_2_MISO_MO-IL | PJM_ROR | MISO_MO-IL | Internal | Summer | B3 | 75 | 1111 | 415.31 | 77.18 | 79.18 | 2 | 0
2035 | PJM_ROR_2_MISO_MO-IL | PJM_ROR | MISO_MO-IL | Internal | Summer | B4 | 100 | 1111 | 1111 | 75.22 | 77.23 | 2 | 0.01
2035 | PJM_ROR_2_MISO_MO-IL | PJM_ROR | MISO_MO-IL | Internal | Summer | B5 | 200 | 1111 | 1111 | 73.65 | 75.67 | 2 | 0.01
2035 | PJM_ROR_2_MISO_MO-IL | PJM_ROR | MISO_MO-IL | Internal | Summer | B6 | 300 | 1111 | 1111 | 61.69 | 63.7 | 2 | 0.01
2035 | PJM_ROR_2_MISO_MO-IL | PJM_ROR | MISO_MO-IL | Internal | Summer | B7 | 400 | 1111 | 82.03 | 49 | 51 | 2 | 0
2035 | PJM_ROR_2_MISO_MO-IL | PJM_ROR | MISO_MO-IL | Internal | Summer | B8 | 500 | 1111 | 0 | 46.15 | 45.97 | 2 | 0
2035 | PJM_ROR_2_MISO_MO-IL | PJM_ROR | MISO_MO-IL | Internal | Summer | B9 | 800 | 1111 | 0 | 43.22 | 42.74 | 2 | 0
2035 | PJM_ROR_2_MISO_MO-IL | PJM_ROR | MISO_MO-IL | Internal | Summer | B10 | 1262 | 1111 | 0 | 40.56 | 41.07 | 2 | 0
2035 | PJM_ROR_2_MISO_MO-IL | PJM_ROR | MISO_MO-IL | Internal | Winter | B16 | 25 | 1111 | 0 | 61.48 | 60.73 | 2 | 0
2035 | PJM_ROR_2_MISO_MO-IL | PJM_ROR | MISO_MO-IL | Internal | Winter | B17 | 100 | 1111 | 0 | 59.58 | 57.58 | 2 | 0
2035 | PJM_ROR_2_MISO_MO-IL | PJM_ROR | MISO_MO-IL | Internal | Winter | B18 | 400 | 1111 | 0 | 53.56 | 54.01 | 2 | 0
2035 | PJM_ROR_2_MISO_MO-IL | PJM_ROR | MISO_MO-IL | Internal | Winter | B19 | 700 | 1111 | 0 | 48.22 | 50.19 | 2 | 0
2035 | PJM_ROR_2_MISO_MO-IL | PJM_ROR | MISO_MO-IL | Internal | Winter | B20 | 935 | 1111 | 0 | 42.9 | 43.24 | 2 | 0
2035 | PJM_ROR_2_MISO_W | PJM_ROR | MISO_W | Internal | Shoulder | B11 | 25 | 709 | 709 | 68.47 | 80.8 | 2 | 10.33
2035 | PJM_ROR_2_MISO_W | PJM_ROR | MISO_W | Internal | Shoulder | B12 | 200 | 709 | 0 | 61.06 | 60.95 | 2 | 0
2035 | PJM_ROR_2_MISO_W | PJM_ROR | MISO_W | Internal | Shoulder | B13 | 600 | 709 | 0 | 49.08 | 51.05 | 2 | 0
2035 | PJM_ROR_2_MISO_W | PJM_ROR | MISO_W | Internal | Shoulder | B14 | 900 | 709 | 0 | 47.79 | 48.63 | 2 | 0
2035 | PJM_ROR_2_MISO_W | PJM_ROR | MISO_W | Internal | Shoulder | B15 | 1203 | 709 | 0 | 44.01 | 44 | 2 | 0
2035 | PJM_ROR_2_MISO_W | PJM_ROR | MISO_W | Internal | Summer | B1 | 10 | 709 | 709 | 77.18 | 81.39 | 2 | 2.21
2035 | PJM_ROR_2_MISO_W | PJM_ROR | MISO_W | Internal | Summer | B2 | 25 | 709 | 709 | 77.18 | 80.73 | 2 | 1.54
2035 | PJM_ROR_2_MISO_W | PJM_ROR | MISO_W | Internal | Summer | B3 | 75 | 709 | 709 | 77.18 | 81.31 | 2 | 2.13
2035 | PJM_ROR_2_MISO_W | PJM_ROR | MISO_W | Internal | Summer | B4 | 100 | 709 | 709 | 75.22 | 80.22 | 2 | 3
2035 | PJM_ROR_2_MISO_W | PJM_ROR | MISO_W | Internal | Summer | B5 | 200 | 709 | 709 | 73.65 | 80.22 | 2 | 4.57
2035 | PJM_ROR_2_MISO_W | PJM_ROR | MISO_W | Internal | Summer | B6 | 300 | 709 | 709 | 61.69 | 64.7 | 2 | 1.01
2035 | PJM_ROR_2_MISO_W | PJM_ROR | MISO_W | Internal | Summer | B7 | 400 | 709 | 0 | 49 | 50.98 | 2 | 0
2035 | PJM_ROR_2_MISO_W | PJM_ROR | MISO_W | Internal | Summer | B8 | 500 | 709 | 0 | 46.15 | 45.95 | 2 | 0
2035 | PJM_ROR_2_MISO_W | PJM_ROR | MISO_W | Internal | Summer | B9 | 800 | 709 | 0 | 43.22 | 42.73 | 2 | 0
2035 | PJM_ROR_2_MISO_W | PJM_ROR | MISO_W | Internal | Summer | B10 | 1262 | 709 | 0 | 40.56 | 41.06 | 2 | 0
2035 | PJM_ROR_2_MISO_W | PJM_ROR | MISO_W | Internal | Winter | B16 | 25 | 709 | 0 | 61.48 | 60.39 | 2 | 0
2035 | PJM_ROR_2_MISO_W | PJM_ROR | MISO_W | Internal | Winter | B17 | 100 | 709 | 0 | 59.58 | 57.56 | 2 | 0
2035 | PJM_ROR_2_MISO_W | PJM_ROR | MISO_W | Internal | Winter | B18 | 400 | 709 | 0 | 53.56 | 54 | 2 | 0
2035 | PJM_ROR_2_MISO_W | PJM_ROR | MISO_W | Internal | Winter | B19 | 700 | 709 | 0 | 48.22 | 50.19 | 2 | 0
2035 | PJM_ROR_2_MISO_W | PJM_ROR | MISO_W | Internal | Winter | B20 | 935 | 709 | 0 | 42.9 | 43.22 | 2 | 0
2035 | PJM_ROR_2_MISO_WUMS | PJM_ROR | MISO_WUMS | Internal | Shoulder | B11 | 25 | 1467 | 1467 | 68.47 | 77.51 | 2 | 7.04
2035 | PJM_ROR_2_MISO_WUMS | PJM_ROR | MISO_WUMS | Internal | Shoulder | B12 | 200 | 1467 | 0 | 61.06 | 60.97 | 2 | 0
2035 | PJM_ROR_2_MISO_WUMS | PJM_ROR | MISO_WUMS | Internal | Shoulder | B13 | 600 | 1467 | 0 | 49.08 | 51.04 | 2 | 0
2035 | PJM_ROR_2_MISO_WUMS | PJM_ROR | MISO_WUMS | Internal | Shoulder | B14 | 900 | 1467 | 0 | 47.79 | 48.62 | 2 | 0
2035 | PJM_ROR_2_MISO_WUMS | PJM_ROR | MISO_WUMS | Internal | Shoulder | B15 | 1203 | 1467 | 0 | 44.01 | 44.01 | 2 | 0
2035 | PJM_ROR_2_MISO_WUMS | PJM_ROR | MISO_WUMS | Internal | Summer | B1 | 10 | 1467 | 0 | 77.18 | 75.33 | 2 | 0
2035 | PJM_ROR_2_MISO_WUMS | PJM_ROR | MISO_WUMS | Internal | Summer | B2 | 25 | 1467 | 0 | 77.18 | 75.33 | 2 | 0
2035 | PJM_ROR_2_MISO_WUMS | PJM_ROR | MISO_WUMS | Internal | Summer | B3 | 75 | 1467 | 0 | 77.18 | 75.33 | 2 | 0
2035 | PJM_ROR_2_MISO_WUMS | PJM_ROR | MISO_WUMS | Internal | Summer | B4 | 100 | 1467 | 0 | 75.22 | 75.33 | 2 | 0
2035 | PJM_ROR_2_MISO_WUMS | PJM_ROR | MISO_WUMS | Internal | Summer | B5 | 200 | 1467 | 0 | 73.65 | 75.33 | 2 | 0
2035 | PJM_ROR_2_MISO_WUMS | PJM_ROR | MISO_WUMS | Internal | Summer | B6 | 300 | 1467 | 0 | 61.69 | 63.67 | 2 | 0
2035 | PJM_ROR_2_MISO_WUMS | PJM_ROR | MISO_WUMS | Internal | Summer | B7 | 400 | 1467 | 0 | 49 | 50.97 | 2 | 0
2035 | PJM_ROR_2_MISO_WUMS | PJM_ROR | MISO_WUMS | Internal | Summer | B8 | 500 | 1467 | 0 | 46.15 | 45.94 | 2 | 0
2035 | PJM_ROR_2_MISO_WUMS | PJM_ROR | MISO_WUMS | Internal | Summer | B9 | 800 | 1467 | 0 | 43.22 | 42.74 | 2 | 0
2035 | PJM_ROR_2_MISO_WUMS | PJM_ROR | MISO_WUMS | Internal | Summer | B10 | 1262 | 1467 | 0 | 40.56 | 42.36 | 2 | 0
2035 | PJM_ROR_2_MISO_WUMS | PJM_ROR | MISO_WUMS | Internal | Winter | B16 | 25 | 1467 | 0 | 61.48 | 63.47 | 2 | 0
2035 | PJM_ROR_2_MISO_WUMS | PJM_ROR | MISO_WUMS | Internal | Winter | B17 | 100 | 1467 | 0 | 59.58 | 57.58 | 2 | 0
2035 | PJM_ROR_2_MISO_WUMS | PJM_ROR | MISO_WUMS | Internal | Winter | B18 | 400 | 1467 | 0 | 53.56 | 54.01 | 2 | 0
2035 | PJM_ROR_2_MISO_WUMS | PJM_ROR | MISO_WUMS | Internal | Winter | B19 | 700 | 1467 | 0 | 48.22 | 50.21 | 2 | 0
2035 | PJM_ROR_2_MISO_WUMS | PJM_ROR | MISO_WUMS | Internal | Winter | B20 | 935 | 1467 | 1399.58 | 42.9 | 44.9 | 2 | 0
2035 | PJM_ROR_2_PJM_ROM | PJM_ROR | PJM_ROM | Internal | Shoulder | B11 | 25 | 8000 | 0 | 68.47 | 68.46 | 0.01 | 0
2035 | PJM_ROR_2_PJM_ROM | PJM_ROR | PJM_ROM | Internal | Shoulder | B12 | 200 | 8000 | 2481.56 | 61.06 | 61.07 | 0.01 | 0
2035 | PJM_ROR_2_PJM_ROM | PJM_ROR | PJM_ROM | Internal | Shoulder | B13 | 600 | 8000 | 373.36 | 49.08 | 49.09 | 0.01 | 0
2035 | PJM_ROR_2_PJM_ROM | PJM_ROR | PJM_ROM | Internal | Shoulder | B14 | 900 | 8000 | 1050.51 | 47.79 | 47.8 | 0.01 | 0
2035 | PJM_ROR_2_PJM_ROM | PJM_ROR | PJM_ROM | Internal | Shoulder | B15 | 1203 | 8000 | 4231.12 | 44.01 | 44.02 | 0.01 | 0
2035 | PJM_ROR_2_PJM_ROM | PJM_ROR | PJM_ROM | Internal | Summer | B1 | 10 | 8000 | 5315.54 | 77.18 | 77.2 | 0.01 | 0
2035 | PJM_ROR_2_PJM_ROM | PJM_ROR | PJM_ROM | Internal | Summer | B2 | 25 | 8000 | 6779.99 | 77.18 | 77.2 | 0.01 | 0
2035 | PJM_ROR_2_PJM_ROM | PJM_ROR | PJM_ROM | Internal | Summer | B3 | 75 | 8000 | 0 | 77.18 | 77.17 | 0.01 | 0
2035 | PJM_ROR_2_PJM_ROM | PJM_ROR | PJM_ROM | Internal | Summer | B4 | 100 | 8000 | 0 | 75.22 | 75.21 | 0.01 | 0
2035 | PJM_ROR_2_PJM_ROM | PJM_ROR | PJM_ROM | Internal | Summer | B5 | 200 | 8000 | 0 | 73.65 | 73.64 | 0.01 | 0
2035 | PJM_ROR_2_PJM_ROM | PJM_ROR | PJM_ROM | Internal | Summer | B6 | 300 | 8000 | 507.18 | 61.69 | 61.7 | 0.01 | 0
2035 | PJM_ROR_2_PJM_ROM | PJM_ROR | PJM_ROM | Internal | Summer | B7 | 400 | 8000 | 2521.46 | 49 | 49.01 | 0.01 | 0
2035 | PJM_ROR_2_PJM_ROM | PJM_ROR | PJM_ROM | Internal | Summer | B8 | 500 | 8000 | 3138.42 | 46.15 | 46.16 | 0.01 | 0
2035 | PJM_ROR_2_PJM_ROM | PJM_ROR | PJM_ROM | Internal | Summer | B9 | 800 | 8000 | 3879.09 | 43.22 | 43.23 | 0.01 | 0
2035 | PJM_ROR_2_PJM_ROM | PJM_ROR | PJM_ROM | Internal | Summer | B10 | 1262 | 8000 | 4459.3 | 40.56 | 40.58 | 0.01 | 0
2035 | PJM_ROR_2_PJM_ROM | PJM_ROR | PJM_ROM | Internal | Winter | B16 | 25 | 8000 | 4643.49 | 61.48 | 61.49 | 0.01 | 0
2035 | PJM_ROR_2_PJM_ROM | PJM_ROR | PJM_ROM | Internal | Winter | B17 | 100 | 8000 | 3560.62 | 59.58 | 59.59 | 0.01 | 0
2035 | PJM_ROR_2_PJM_ROM | PJM_ROR | PJM_ROM | Internal | Winter | B18 | 400 | 8000 | 5033.21 | 53.56 | 53.57 | 0.01 | 0
2035 | PJM_ROR_2_PJM_ROM | PJM_ROR | PJM_ROM | Internal | Winter | B19 | 700 | 8000 | 5626.4 | 48.22 | 48.23 | 0.01 | 0
2035 | PJM_ROR_2_PJM_ROM | PJM_ROR | PJM_ROM | Internal | Winter | B20 | 935 | 8000 | 8000 | 42.9 | 47.08 | 0.01 | 4.17
2035 | PJM_ROR_2_TVA_Transmission | PJM_ROR | TVA_Transmission | Internal | Shoulder | B11 | 25 | 2500 | 2399.38 | 68.47 | 74.47 | 6 | 0
2035 | PJM_ROR_2_TVA_Transmission | PJM_ROR | TVA_Transmission | Internal | Shoulder | B12 | 200 | 2500 | 0 | 61.06 | 60.51 | 6 | 0
2035 | PJM_ROR_2_TVA_Transmission | PJM_ROR | TVA_Transmission | Internal | Shoulder | B13 | 600 | 2500 | 0 | 49.08 | 52.08 | 6 | 0
2035 | PJM_ROR_2_TVA_Transmission | PJM_ROR | TVA_Transmission | Internal | Shoulder | B14 | 900 | 2500 | 0 | 47.79 | 50.48 | 6 | 0
2035 | PJM_ROR_2_TVA_Transmission | PJM_ROR | TVA_Transmission | Internal | Shoulder | B15 | 1203 | 2500 | 0 | 44.01 | 48.96 | 6 | 0
2035 | PJM_ROR_2_TVA_Transmission | PJM_ROR | TVA_Transmission | Internal | Summer | B1 | 10 | 2500 | 2500 | 77.18 | 88.74 | 6 | 5.55
2035 | PJM_ROR_2_TVA_Transmission | PJM_ROR | TVA_Transmission | Internal | Summer | B2 | 25 | 2500 | 2500 | 77.18 | 88.71 | 6 | 5.53
2035 | PJM_ROR_2_TVA_Transmission | PJM_ROR | TVA_Transmission | Internal | Summer | B3 | 75 | 2500 | 1496.21 | 77.18 | 83.18 | 6 | 0
2035 | PJM_ROR_2_TVA_Transmission | PJM_ROR | TVA_Transmission | Internal | Summer | B4 | 100 | 2500 | 1369.79 | 75.22 | 81.22 | 6 | 0
2035 | PJM_ROR_2_TVA_Transmission | PJM_ROR | TVA_Transmission | Internal | Summer | B5 | 200 | 2500 | 0 | 73.65 | 78.15 | 6 | 0
2035 | PJM_ROR_2_TVA_Transmission | PJM_ROR | TVA_Transmission | Internal | Summer | B6 | 300 | 2500 | 0 | 61.69 | 64.66 | 6 | 0
2035 | PJM_ROR_2_TVA_Transmission | PJM_ROR | TVA_Transmission | Internal | Summer | B7 | 400 | 2500 | 0 | 49 | 52.13 | 6 | 0
2035 | PJM_ROR_2_TVA_Transmission | PJM_ROR | TVA_Transmission | Internal | Summer | B8 | 500 | 2500 | 0 | 46.15 | 51.33 | 6 | 0
2035 | PJM_ROR_2_TVA_Transmission | PJM_ROR | TVA_Transmission | Internal | Summer | B9 | 800 | 2500 | 86.74 | 43.22 | 49.22 | 6 | 0
2035 | PJM_ROR_2_TVA_Transmission | PJM_ROR | TVA_Transmission | Internal | Summer | B10 | 1262 | 2500 | 0 | 40.56 | 42.61 | 6 | 0
2035 | PJM_ROR_2_TVA_Transmission | PJM_ROR | TVA_Transmission | Internal | Winter | B16 | 25 | 2500 | 253.05 | 61.48 | 67.48 | 6 | 0
2035 | PJM_ROR_2_TVA_Transmission | PJM_ROR | TVA_Transmission | Internal | Winter | B17 | 100 | 2500 | 0 | 59.58 | 61.94 | 6 | 0
2035 | PJM_ROR_2_TVA_Transmission | PJM_ROR | TVA_Transmission | Internal | Winter | B18 | 400 | 2500 | 0 | 53.56 | 55 | 6 | 0
2035 | PJM_ROR_2_TVA_Transmission | PJM_ROR | TVA_Transmission | Internal | Winter | B19 | 700 | 2500 | 0 | 48.22 | 50.54 | 6 | 0
2035 | PJM_ROR_2_TVA_Transmission | PJM_ROR | TVA_Transmission | Internal | Winter | B20 | 935 | 2500 | 0 | 42.9 | 48.82 | 6 | 0
2035 | PJM_ROR_2_VACAR | PJM_ROR | VACAR | Internal | Shoulder | B11 | 25 | 3000 | 3000 | 68.47 | 83.47 | 6 | 9
2035 | PJM_ROR_2_VACAR | PJM_ROR | VACAR | Internal | Shoulder | B12 | 200 | 3000 | 0 | 61.06 | 55.18 | 6 | 0
2035 | PJM_ROR_2_VACAR | PJM_ROR | VACAR | Internal | Shoulder | B13 | 600 | 3000 | 0 | 49.08 | 48.45 | 6 | 0
2035 | PJM_ROR_2_VACAR | PJM_ROR | VACAR | Internal | Shoulder | B14 | 900 | 3000 | 0 | 47.79 | 46.05 | 6 | 0
2035 | PJM_ROR_2_VACAR | PJM_ROR | VACAR | Internal | Shoulder | B15 | 1203 | 3000 | 0 | 44.01 | 43.28 | 6 | 0
2035 | PJM_ROR_2_VACAR | PJM_ROR | VACAR | Internal | Summer | B1 | 10 | 3000 | 3000 | 77.18 | 85.46 | 6 | 2.27
2035 | PJM_ROR_2_VACAR | PJM_ROR | VACAR | Internal | Summer | B2 | 25 | 3000 | 3000 | 77.18 | 87.37 | 6 | 4.19
2035 | PJM_ROR_2_VACAR | PJM_ROR | VACAR | Internal | Summer | B3 | 75 | 3000 | 3000 | 77.18 | 85.46 | 6 | 2.27
2035 | PJM_ROR_2_VACAR | PJM_ROR | VACAR | Internal | Summer | B4 | 100 | 3000 | 744.18 | 75.22 | 81.22 | 6 | 0
2035 | PJM_ROR_2_VACAR | PJM_ROR | VACAR | Internal | Summer | B5 | 200 | 3000 | 2300.78 | 73.65 | 79.65 | 6 | 0
2035 | PJM_ROR_2_VACAR | PJM_ROR | VACAR | Internal | Summer | B6 | 300 | 3000 | 0 | 61.69 | 60.15 | 6 | 0
2035 | PJM_ROR_2_VACAR | PJM_ROR | VACAR | Internal | Summer | B7 | 400 | 3000 | 294.72 | 49 | 55 | 6 | 0
2035 | PJM_ROR_2_VACAR | PJM_ROR | VACAR | Internal | Summer | B8 | 500 | 3000 | 253.34 | 46.15 | 52.15 | 6 | 0
2035 | PJM_ROR_2_VACAR | PJM_ROR | VACAR | Internal | Summer | B9 | 800 | 3000 | 0 | 43.22 | 47.17 | 6 | 0
2035 | PJM_ROR_2_VACAR | PJM_ROR | VACAR | Internal | Summer | B10 | 1262 | 3000 | 0 | 40.56 | 43.33 | 6 | 0
2035 | PJM_ROR_2_VACAR | PJM_ROR | VACAR | Internal | Winter | B16 | 25 | 3000 | 3000 | 61.48 | 69.48 | 6 | 2
2035 | PJM_ROR_2_VACAR | PJM_ROR | VACAR | Internal | Winter | B17 | 100 | 3000 | 0 | 59.58 | 60.15 | 6 | 0
2035 | PJM_ROR_2_VACAR | PJM_ROR | VACAR | Internal | Winter | B18 | 400 | 3000 | 0 | 53.56 | 49.53 | 6 | 0
2035 | PJM_ROR_2_VACAR | PJM_ROR | VACAR | Internal | Winter | B19 | 700 | 3000 | 0 | 48.22 | 45.75 | 6 | 0
2035 | PJM_ROR_2_VACAR | PJM_ROR | VACAR | Internal | Winter | B20 | 935 | 3000 | 0 | 42.9 | 43.33 | 6 | 0
2035 | PJM_ROM_2_NYISO_A-F | PJM_ROM | NYISO_A-F | Internal | Shoulder | B11 | 25 | 2000 | 0 | 68.46 | 60.46 | 6 | 0
2035 | PJM_ROM_2_NYISO_A-F | PJM_ROM | NYISO_A-F | Internal | Shoulder | B12 | 200 | 2000 | 0 | 61.07 | 54.41 | 6 | 0
2035 | PJM_ROM_2_NYISO_A-F | PJM_ROM | NYISO_A-F | Internal | Shoulder | B13 | 600 | 2000 | 0 | 49.09 | 45.81 | 6 | 0
2035 | PJM_ROM_2_NYISO_A-F | PJM_ROM | NYISO_A-F | Internal | Shoulder | B14 | 900 | 2000 | 0 | 47.8 | 45.77 | 6 | 0
2035 | PJM_ROM_2_NYISO_A-F | PJM_ROM | NYISO_A-F | Internal | Shoulder | B15 | 1203 | 2000 | 0 | 44.02 | 45.77 | 6 | 0
2035 | PJM_ROM_2_NYISO_A-F | PJM_ROM | NYISO_A-F | Internal | Summer | B1 | 10 | 2000 | 0 | 77.2 | 69.2 | 6 | 0
2035 | PJM_ROM_2_NYISO_A-F | PJM_ROM | NYISO_A-F | Internal | Summer | B2 | 25 | 2000 | 0 | 77.2 | 69.2 | 6 | 0
2035 | PJM_ROM_2_NYISO_A-F | PJM_ROM | NYISO_A-F | Internal | Summer | B3 | 75 | 2000 | 0 | 77.17 | 65.37 | 6 | 0
2035 | PJM_ROM_2_NYISO_A-F | PJM_ROM | NYISO_A-F | Internal | Summer | B4 | 100 | 2000 | 0 | 75.21 | 61.67 | 6 | 0
2035 | PJM_ROM_2_NYISO_A-F | PJM_ROM | NYISO_A-F | Internal | Summer | B5 | 200 | 2000 | 0 | 73.64 | 59.27 | 6 | 0
2035 | PJM_ROM_2_NYISO_A-F | PJM_ROM | NYISO_A-F | Internal | Summer | B6 | 300 | 2000 | 0 | 61.7 | 53.68 | 6 | 0
2035 | PJM_ROM_2_NYISO_A-F | PJM_ROM | NYISO_A-F | Internal | Summer | B7 | 400 | 2000 | 0 | 49.01 | 44.48 | 6 | 0
2035 | PJM_ROM_2_NYISO_A-F | PJM_ROM | NYISO_A-F | Internal | Summer | B8 | 500 | 2000 | 0 | 46.16 | 44.48 | 6 | 0
2035 | PJM_ROM_2_NYISO_A-F | PJM_ROM | NYISO_A-F | Internal | Summer | B9 | 800 | 2000 | 0 | 43.23 | 44.48 | 6 | 0
2035 | PJM_ROM_2_NYISO_A-F | PJM_ROM | NYISO_A-F | Internal | Summer | B10 | 1262 | 2000 | 0 | 40.58 | 44.48 | 6 | 0
2035 | PJM_ROM_2_NYISO_A-F | PJM_ROM | NYISO_A-F | Internal | Winter | B16 | 25 | 2000 | 0 | 61.49 | 63.48 | 6 | 0
2035 | PJM_ROM_2_NYISO_A-F | PJM_ROM | NYISO_A-F | Internal | Winter | B17 | 100 | 2000 | 0 | 59.59 | 57.68 | 6 | 0
2035 | PJM_ROM_2_NYISO_A-F | PJM_ROM | NYISO_A-F | Internal | Winter | B18 | 400 | 2000 | 0 | 53.57 | 56.51 | 6 | 0
2035 | PJM_ROM_2_NYISO_A-F | PJM_ROM | NYISO_A-F | Internal | Winter | B19 | 700 | 2000 | 0 | 48.23 | 53.22 | 6 | 0
2035 | PJM_ROM_2_NYISO_A-F | PJM_ROM | NYISO_A-F | Internal | Winter | B20 | 935 | 2000 | 2000 | 47.08 | 53.22 | 6 | 0.14
2035 | PJM_ROM_2_PJM_E | PJM_ROM | PJM_E | Internal | Shoulder | B11 | 25 | 8000 | 0 | 68.46 | 68.45 | 0.01 | 0
2035 | PJM_ROM_2_PJM_E | PJM_ROM | PJM_E | Internal | Shoulder | B12 | 200 | 8000 | 0 | 61.07 | 61.06 | 0.01 | 0
2035 | PJM_ROM_2_PJM_E | PJM_ROM | PJM_E | Internal | Shoulder | B13 | 600 | 8000 | 0 | 49.09 | 49.08 | 0.01 | 0
2035 | PJM_ROM_2_PJM_E | PJM_ROM | PJM_E | Internal | Shoulder | B14 | 900 | 8000 | 0 | 47.8 | 47.79 | 0.01 | 0
2035 | PJM_ROM_2_PJM_E | PJM_ROM | PJM_E | Internal | Shoulder | B15 | 1203 | 8000 | 0 | 44.02 | 44.01 | 0.01 | 0
2035 | PJM_ROM_2_PJM_E | PJM_ROM | PJM_E | Internal | Summer | B1 | 10 | 8000 | 1581.29 | 77.2 | 77.21 | 0.01 | 0
2035 | PJM_ROM_2_PJM_E | PJM_ROM | PJM_E | Internal | Summer | B2 | 25 | 8000 | 2262.82 | 77.2 | 77.21 | 0.01 | 0
2035 | PJM_ROM_2_PJM_E | PJM_ROM | PJM_E | Internal | Summer | B3 | 75 | 8000 | 0 | 77.17 | 77.16 | 0.01 | 0
2035 | PJM_ROM_2_PJM_E | PJM_ROM | PJM_E | Internal | Summer | B4 | 100 | 8000 | 0 | 75.21 | 75.2 | 0.01 | 0
2035 | PJM_ROM_2_PJM_E | PJM_ROM | PJM_E | Internal | Summer | B5 | 200 | 8000 | 0 | 73.64 | 73.63 | 0.01 | 0
2035 | PJM_ROM_2_PJM_E | PJM_ROM | PJM_E | Internal | Summer | B6 | 300 | 8000 | 0 | 61.7 | 61.69 | 0.01 | 0
2035 | PJM_ROM_2_PJM_E | PJM_ROM | PJM_E | Internal | Summer | B7 | 400 | 8000 | 0 | 49.01 | 49 | 0.01 | 0
2035 | PJM_ROM_2_PJM_E | PJM_ROM | PJM_E | Internal | Summer | B8 | 500 | 8000 | 0 | 46.16 | 46.15 | 0.01 | 0
2035 | PJM_ROM_2_PJM_E | PJM_ROM | PJM_E | Internal | Summer | B9 | 800 | 8000 | 1044.87 | 43.23 | 43.25 | 0.01 | 0
2035 | PJM_ROM_2_PJM_E | PJM_ROM | PJM_E | Internal | Summer | B10 | 1262 | 8000 | 669.08 | 40.58 | 40.59 | 0.01 | 0
2035 | PJM_ROM_2_PJM_E | PJM_ROM | PJM_E | Internal | Winter | B16 | 25 | 8000 | 0 | 61.49 | 61.48 | 0.01 | 0
2035 | PJM_ROM_2_PJM_E | PJM_ROM | PJM_E | Internal | Winter | B17 | 100 | 8000 | 0 | 59.59 | 59.58 | 0.01 | 0
2035 | PJM_ROM_2_PJM_E | PJM_ROM | PJM_E | Internal | Winter | B18 | 400 | 8000 | 1106.08 | 53.57 | 53.58 | 0.01 | 0
2035 | PJM_ROM_2_PJM_E | PJM_ROM | PJM_E | Internal | Winter | B19 | 700 | 8000 | 1618.72 | 48.23 | 48.24 | 0.01 | 0
2035 | PJM_ROM_2_PJM_E | PJM_ROM | PJM_E | Internal | Winter | B20 | 935 | 8000 | 3120.97 | 47.08 | 47.1 | 0.01 | 0
2035 | PJM_ROM_2_PJM_ROR | PJM_ROM | PJM_ROR | Internal | Shoulder | B11 | 25 | 8000 | 4977.29 | 68.46 | 68.47 | 0.01 | 0
2035 | PJM_ROM_2_PJM_ROR | PJM_ROM | PJM_ROR | Internal | Shoulder | B12 | 200 | 8000 | 0 | 61.07 | 61.06 | 0.01 | 0
2035 | PJM_ROM_2_PJM_ROR | PJM_ROM | PJM_ROR | Internal | Shoulder | B13 | 600 | 8000 | 0 | 49.09 | 49.08 | 0.01 | 0
2035 | PJM_ROM_2_PJM_ROR | PJM_ROM | PJM_ROR | Internal | Shoulder | B14 | 900 | 8000 | 0 | 47.8 | 47.79 | 0.01 | 0
2035 | PJM_ROM_2_PJM_ROR | PJM_ROM | PJM_ROR | Internal | Shoulder | B15 | 1203 | 8000 | 0 | 44.02 | 44.01 | 0.01 | 0
2035 | PJM_ROM_2_PJM_ROR | PJM_ROM | PJM_ROR | Internal | Summer | B1 | 10 | 8000 | 0 | 77.2 | 77.18 | 0.01 | 0
2035 | PJM_ROM_2_PJM_ROR | PJM_ROM | PJM_ROR | Internal | Summer | B2 | 25 | 8000 | 0 | 77.2 | 77.18 | 0.01 | 0
2035 | PJM_ROM_2_PJM_ROR | PJM_ROM | PJM_ROR | Internal | Summer | B3 | 75 | 8000 | 1117.03 | 77.17 | 77.18 | 0.01 | 0
2035 | PJM_ROM_2_PJM_ROR | PJM_ROM | PJM_ROR | Internal | Summer | B4 | 100 | 8000 | 4345.61 | 75.21 | 75.22 | 0.01 | 0
2035 | PJM_ROM_2_PJM_ROR | PJM_ROM | PJM_ROR | Internal | Summer | B5 | 200 | 8000 | 5084.13 | 73.64 | 73.65 | 0.01 | 0
2035 | PJM_ROM_2_PJM_ROR | PJM_ROM | PJM_ROR | Internal | Summer | B6 | 300 | 8000 | 0 | 61.7 | 61.69 | 0.01 | 0
2035 | PJM_ROM_2_PJM_ROR | PJM_ROM | PJM_ROR | Internal | Summer | B7 | 400 | 8000 | 0 | 49.01 | 49 | 0.01 | 0
2035 | PJM_ROM_2_PJM_ROR | PJM_ROM | PJM_ROR | Internal | Summer | B8 | 500 | 8000 | 0 | 46.16 | 46.15 | 0.01 | 0
2035 | PJM_ROM_2_PJM_ROR | PJM_ROM | PJM_ROR | Internal | Summer | B9 | 800 | 8000 | 0 | 43.23 | 43.22 | 0.01 | 0
2035 | PJM_ROM_2_PJM_ROR | PJM_ROM | PJM_ROR | Internal | Summer | B10 | 1262 | 8000 | 0 | 40.58 | 40.56 | 0.01 | 0
2035 | PJM_ROM_2_PJM_ROR | PJM_ROM | PJM_ROR | Internal | Winter | B16 | 25 | 8000 | 0 | 61.49 | 61.48 | 0.01 | 0
2035 | PJM_ROM_2_PJM_ROR | PJM_ROM | PJM_ROR | Internal | Winter | B17 | 100 | 8000 | 0 | 59.59 | 59.58 | 0.01 | 0
2035 | PJM_ROM_2_PJM_ROR | PJM_ROM | PJM_ROR | Internal | Winter | B18 | 400 | 8000 | 0 | 53.57 | 53.56 | 0.01 | 0
2035 | PJM_ROM_2_PJM_ROR | PJM_ROM | PJM_ROR | Internal | Winter | B19 | 700 | 8000 | 0 | 48.23 | 48.22 | 0.01 | 0
2035 | PJM_ROM_2_PJM_ROR | PJM_ROM | PJM_ROR | Internal | Winter | B20 | 935 | 8000 | 0 | 47.08 | 42.9 | 0.01 | 0
2035 | SOCO_2_FRCC | SOCO | FRCC | Internal | Shoulder | B11 | 25 | 3700 | 2739.86 | 83.47 | 93.47 | 10 | 0
2035 | SOCO_2_FRCC | SOCO | FRCC | Internal | Shoulder | B12 | 200 | 3700 | 401.43 | 53.05 | 63.05 | 10 | 0
2035 | SOCO_2_FRCC | SOCO | FRCC | Internal | Shoulder | B13 | 600 | 3700 | 0 | 53.05 | 58.73 | 10 | 0
2035 | SOCO_2_FRCC | SOCO | FRCC | Internal | Shoulder | B14 | 900 | 3700 | 0 | 53.05 | 58.25 | 10 | 0
2035 | SOCO_2_FRCC | SOCO | FRCC | Internal | Shoulder | B15 | 1203 | 3700 | 0 | 50.28 | 58.25 | 10 | 0
2035 | SOCO_2_FRCC | SOCO | FRCC | Internal | Summer | B1 | 10 | 3700 | 0 | 88.3 | 94.06 | 10 | 0
2035 | SOCO_2_FRCC | SOCO | FRCC | Internal | Summer | B2 | 25 | 3700 | 0 | 86.6 | 94.06 | 10 | 0
2035 | SOCO_2_FRCC | SOCO | FRCC | Internal | Summer | B3 | 75 | 3700 | 0 | 86.6 | 94.06 | 10 | 0
2035 | SOCO_2_FRCC | SOCO | FRCC | Internal | Summer | B4 | 100 | 3700 | 0 | 86.6 | 92.22 | 10 | 0
2035 | SOCO_2_FRCC | SOCO | FRCC | Internal | Summer | B5 | 200 | 3700 | 0 | 83.59 | 92.22 | 10 | 0
2035 | SOCO_2_FRCC | SOCO | FRCC | Internal | Summer | B6 | 300 | 3700 | 1940.49 | 67.15 | 77.15 | 10 | 0
2035 | SOCO_2_FRCC | SOCO | FRCC | Internal | Summer | B7 | 400 | 3700 | 426.45 | 54.98 | 64.98 | 10 | 0
2035 | SOCO_2_FRCC | SOCO | FRCC | Internal | Summer | B8 | 500 | 3700 | 0 | 51.48 | 59.66 | 10 | 0
2035 | SOCO_2_FRCC | SOCO | FRCC | Internal | Summer | B9 | 800 | 3700 | 0 | 51.48 | 57.19 | 10 | 0
2035 | SOCO_2_FRCC | SOCO | FRCC | Internal | Summer | B10 | 1262 | 3700 | 0 | 47.31 | 57.19 | 10 | 0
2035 | SOCO_2_FRCC | SOCO | FRCC | Internal | Winter | B16 | 25 | 3700 | 3132.71 | 76.48 | 86.48 | 10 | 0
2035 | SOCO_2_FRCC | SOCO | FRCC | Internal | Winter | B17 | 100 | 3700 | 0 | 56.53 | 63.81 | 10 | 0
2035 | SOCO_2_FRCC | SOCO | FRCC | Internal | Winter | B18 | 400 | 3700 | 0 | 56.53 | 61.16 | 10 | 0
2035 | SOCO_2_FRCC | SOCO | FRCC | Internal | Winter | B19 | 700 | 3700 | 0 | 52.75 | 61.16 | 10 | 0
2035 | SOCO_2_FRCC | SOCO | FRCC | Internal | Winter | B20 | 935 | 3700 | 339.04 | 51.16 | 61.16 | 10 | 0
2035 | SOCO_2_VACAR | SOCO | VACAR | Internal | Shoulder | B11 | 25 | 2000 | 0 | 83.47 | 83.47 | 10 | 0
2035 | SOCO_2_VACAR | SOCO | VACAR | Internal | Shoulder | B12 | 200 | 2000 | 0 | 53.05 | 55.18 | 10 | 0
2035 | SOCO_2_VACAR | SOCO | VACAR | Internal | Shoulder | B13 | 600 | 2000 | 0 | 53.05 | 48.45 | 10 | 0
2035 | SOCO_2_VACAR | SOCO | VACAR | Internal | Shoulder | B14 | 900 | 2000 | 0 | 53.05 | 46.05 | 10 | 0
2035 | SOCO_2_VACAR | SOCO | VACAR | Internal | Shoulder | B15 | 1203 | 2000 | 0 | 50.28 | 43.28 | 10 | 0
2035 | SOCO_2_VACAR | SOCO | VACAR | Internal | Summer | B1 | 10 | 2000 | 0 | 88.3 | 85.46 | 10 | 0
2035 | SOCO_2_VACAR | SOCO | VACAR | Internal | Summer | B2 | 25 | 2000 | 0 | 86.6 | 87.37 | 10 | 0
2035 | SOCO_2_VACAR | SOCO | VACAR | Internal | Summer | B3 | 75 | 2000 | 0 | 86.6 | 85.46 | 10 | 0
2035 | SOCO_2_VACAR | SOCO | VACAR | Internal | Summer | B4 | 100 | 2000 | 0 | 86.6 | 81.22 | 10 | 0
2035 | SOCO_2_VACAR | SOCO | VACAR | Internal | Summer | B5 | 200 | 2000 | 0 | 83.59 | 79.65 | 10 | 0
2035 | SOCO_2_VACAR | SOCO | VACAR | Internal | Summer | B6 | 300 | 2000 | 0 | 67.15 | 60.15 | 10 | 0
2035 | SOCO_2_VACAR | SOCO | VACAR | Internal | Summer | B7 | 400 | 2000 | 0 | 54.98 | 55 | 10 | 0
2035 | SOCO_2_VACAR | SOCO | VACAR | Internal | Summer | B8 | 500 | 2000 | 0 | 51.48 | 52.15 | 10 | 0
2035 | SOCO_2_VACAR | SOCO | VACAR | Internal | Summer | B9 | 800 | 2000 | 0 | 51.48 | 47.17 | 10 | 0
2035 | SOCO_2_VACAR | SOCO | VACAR | Internal | Summer | B10 | 1262 | 2000 | 0 | 47.31 | 43.33 | 10 | 0
2035 | SOCO_2_VACAR | SOCO | VACAR | Internal | Winter | B16 | 25 | 2000 | 0 | 76.48 | 69.48 | 10 | 0
2035 | SOCO_2_VACAR | SOCO | VACAR | Internal | Winter | B17 | 100 | 2000 | 0 | 56.53 | 60.15 | 10 | 0
2035 | SOCO_2_VACAR | SOCO | VACAR | Internal | Winter | B18 | 400 | 2000 | 0 | 56.53 | 49.53 | 10 | 0
2035 | SOCO_2_VACAR | SOCO | VACAR | Internal | Winter | B19 | 700 | 2000 | 0 | 52.75 | 45.75 | 10 | 0
2035 | SOCO_2_VACAR | SOCO | VACAR | Internal | Winter | B20 | 935 | 2000 | 0 | 51.16 | 43.33 | 10 | 0
2035 | SPP_N_2_ENT | SPP_N | ENT | Internal | Shoulder | B11 | 25 | 1800 | 0 | 80.81 | 75.47 | 5 | 0
2035 | SPP_N_2_ENT | SPP_N | ENT | Internal | Shoulder | B12 | 200 | 1800 | 0 | 55.97 | 52.97 | 5 | 0
2035 | SPP_N_2_ENT | SPP_N | ENT | Internal | Shoulder | B13 | 600 | 1800 | 0 | 50.64 | 52.97 | 5 | 0
2035 | SPP_N_2_ENT | SPP_N | ENT | Internal | Shoulder | B14 | 900 | 1800 | 905.28 | 46.81 | 51.81 | 5 | 0
2035 | SPP_N_2_ENT | SPP_N | ENT | Internal | Shoulder | B15 | 1203 | 1800 | 1800 | 41.97 | 50.84 | 5 | 3.87
2035 | SPP_N_2_ENT | SPP_N | ENT | Internal | Summer | B1 | 10 | 1800 | 0 | 81.3 | 80.74 | 5 | 0
2035 | SPP_N_2_ENT | SPP_N | ENT | Internal | Summer | B2 | 25 | 1800 | 0 | 81.3 | 80.71 | 5 | 0
2035 | SPP_N_2_ENT | SPP_N | ENT | Internal | Summer | B3 | 75 | 1800 | 0 | 81.3 | 78.6 | 5 | 0
2035 | SPP_N_2_ENT | SPP_N | ENT | Internal | Summer | B4 | 100 | 1800 | 0 | 81.3 | 78.6 | 5 | 0
2035 | SPP_N_2_ENT | SPP_N | ENT | Internal | Summer | B5 | 200 | 1800 | 0 | 81.3 | 75.59 | 5 | 0
2035 | SPP_N_2_ENT | SPP_N | ENT | Internal | Summer | B6 | 300 | 1800 | 0 | 71.7 | 63.7 | 5 | 0
2035 | SPP_N_2_ENT | SPP_N | ENT | Internal | Summer | B7 | 400 | 1800 | 0 | 57.98 | 51.11 | 5 | 0
2035 | SPP_N_2_ENT | SPP_N | ENT | Internal | Summer | B8 | 500 | 1800 | 0 | 50.6 | 51.11 | 5 | 0
2035 | SPP_N_2_ENT | SPP_N | ENT | Internal | Summer | B9 | 800 | 1800 | 0 | 48.77 | 50.74 | 5 | 0
2035 | SPP_N_2_ENT | SPP_N | ENT | Internal | Summer | B10 | 1262 | 1800 | 1800 | 43.35 | 49.07 | 5 | 0.72
2035 | SPP_N_2_ENT | SPP_N | ENT | Internal | Winter | B16 | 25 | 1800 | 1800 | 57.26 | 68.48 | 5 | 6.21
2035 | SPP_N_2_ENT | SPP_N | ENT | Internal | Winter | B17 | 100 | 1800 | 0 | 52.58 | 56.74 | 5 | 0
2035 | SPP_N_2_ENT | SPP_N | ENT | Internal | Winter | B18 | 400 | 1800 | 0 | 53.57 | 56.74 | 5 | 0
2035 | SPP_N_2_ENT | SPP_N | ENT | Internal | Winter | B19 | 700 | 1800 | 1117.11 | 49.46 | 54.46 | 5 | 0
2035 | SPP_N_2_ENT | SPP_N | ENT | Internal | Winter | B20 | 935 | 1800 | 1800 | 40.38 | 51.24 | 5 | 5.86
2035 | SPP_N_2_MISO_MO-IL | SPP_N | MISO_MO-IL | Internal | Shoulder | B11 | 25 | 2000 | 0 | 80.81 | 80.81 | 5 | 0
2035 | SPP_N_2_MISO_MO-IL | SPP_N | MISO_MO-IL | Internal | Shoulder | B12 | 200 | 2000 | 1126.02 | 55.97 | 60.97 | 5 | 0
2035 | SPP_N_2_MISO_MO-IL | SPP_N | MISO_MO-IL | Internal | Shoulder | B13 | 600 | 2000 | 0 | 50.64 | 51.07 | 5 | 0
2035 | SPP_N_2_MISO_MO-IL | SPP_N | MISO_MO-IL | Internal | Shoulder | B14 | 900 | 2000 | 0 | 46.81 | 48.64 | 5 | 0
2035 | SPP_N_2_MISO_MO-IL | SPP_N | MISO_MO-IL | Internal | Shoulder | B15 | 1203 | 2000 | 0 | 41.97 | 44.01 | 5 | 0
2035 | SPP_N_2_MISO_MO-IL | SPP_N | MISO_MO-IL | Internal | Summer | B1 | 10 | 2000 | 0 | 81.3 | 80.74 | 5 | 0
2035 | SPP_N_2_MISO_MO-IL | SPP_N | MISO_MO-IL | Internal | Summer | B2 | 25 | 2000 | 0 | 81.3 | 80.71 | 5 | 0
2035 | SPP_N_2_MISO_MO-IL | SPP_N | MISO_MO-IL | Internal | Summer | B3 | 75 | 2000 | 0 | 81.3 | 79.18 | 5 | 0
2035 | SPP_N_2_MISO_MO-IL | SPP_N | MISO_MO-IL | Internal | Summer | B4 | 100 | 2000 | 0 | 81.3 | 77.23 | 5 | 0
2035 | SPP_N_2_MISO_MO-IL | SPP_N | MISO_MO-IL | Internal | Summer | B5 | 200 | 2000 | 0 | 81.3 | 75.67 | 5 | 0
2035 | SPP_N_2_MISO_MO-IL | SPP_N | MISO_MO-IL | Internal | Summer | B6 | 300 | 2000 | 0 | 71.7 | 63.7 | 5 | 0
2035 | SPP_N_2_MISO_MO-IL | SPP_N | MISO_MO-IL | Internal | Summer | B7 | 400 | 2000 | 0 | 57.98 | 51 | 5 | 0
2035 | SPP_N_2_MISO_MO-IL | SPP_N | MISO_MO-IL | Internal | Summer | B8 | 500 | 2000 | 0 | 50.6 | 45.97 | 5 | 0
2035 | SPP_N_2_MISO_MO-IL | SPP_N | MISO_MO-IL | Internal | Summer | B9 | 800 | 2000 | 0 | 48.77 | 42.74 | 5 | 0
2035 | SPP_N_2_MISO_MO-IL | SPP_N | MISO_MO-IL | Internal | Summer | B10 | 1262 | 2000 | 0 | 43.35 | 41.07 | 5 | 0
2035 | SPP_N_2_MISO_MO-IL | SPP_N | MISO_MO-IL | Internal | Winter | B16 | 25 | 2000 | 0 | 57.26 | 60.73 | 5 | 0
2035 | SPP_N_2_MISO_MO-IL | SPP_N | MISO_MO-IL | Internal | Winter | B17 | 100 | 2000 | 93.55 | 52.58 | 57.58 | 5 | 0
2035 | SPP_N_2_MISO_MO-IL | SPP_N | MISO_MO-IL | Internal | Winter | B18 | 400 | 2000 | 0 | 53.57 | 54.01 | 5 | 0
2035 | SPP_N_2_MISO_MO-IL | SPP_N | MISO_MO-IL | Internal | Winter | B19 | 700 | 2000 | 0 | 49.46 | 50.19 | 5 | 0
2035 | SPP_N_2_MISO_MO-IL | SPP_N | MISO_MO-IL | Internal | Winter | B20 | 935 | 2000 | 0 | 40.38 | 43.24 | 5 | 0
2035 | SPP_N_2_NE | SPP_N | NE | Internal | Shoulder | B11 | 25 | 1531 | 0 | 80.81 | 80.8 | 0.01 | 0
2035 | SPP_N_2_NE | SPP_N | NE | Internal | Shoulder | B12 | 200 | 1531 | 0 | 55.97 | 55.96 | 0.01 | 0
2035 | SPP_N_2_NE | SPP_N | NE | Internal | Shoulder | B13 | 600 | 1531 | 0 | 50.64 | 50.63 | 0.01 | 0
2035 | SPP_N_2_NE | SPP_N | NE | Internal | Shoulder | B14 | 900 | 1531 | 449.17 | 46.81 | 46.83 | 0.01 | 0
2035 | SPP_N_2_NE | SPP_N | NE | Internal | Shoulder | B15 | 1203 | 1531 | 0 | 41.97 | 41.96 | 0.01 | 0
2035 | SPP_N_2_NE | SPP_N | NE | Internal | Summer | B1 | 10 | 1531 | 1531 | 81.3 | 81.39 | 0.01 | 0.08
2035 | SPP_N_2_NE | SPP_N | NE | Internal | Summer | B2 | 25 | 1531 | 0 | 81.3 | 81.29 | 0.01 | 0
2035 | SPP_N_2_NE | SPP_N | NE | Internal | Summer | B3 | 75 | 1531 | 873.19 | 81.3 | 81.31 | 0.01 | 0
2035 | SPP_N_2_NE | SPP_N | NE | Internal | Summer | B4 | 100 | 1531 | 0 | 81.3 | 81.29 | 0.01 | 0
2035 | SPP_N_2_NE | SPP_N | NE | Internal | Summer | B5 | 200 | 1531 | 0 | 81.3 | 81.29 | 0.01 | 0
2035 | SPP_N_2_NE | SPP_N | NE | Internal | Summer | B6 | 300 | 1531 | 0 | 71.7 | 71.69 | 0.01 | 0
2035 | SPP_N_2_NE | SPP_N | NE | Internal | Summer | B7 | 400 | 1531 | 0 | 57.98 | 57.97 | 0.01 | 0
2035 | SPP_N_2_NE | SPP_N | NE | Internal | Summer | B8 | 500 | 1531 | 0 | 50.6 | 50.59 | 0.01 | 0
2035 | SPP_N_2_NE | SPP_N | NE | Internal | Summer | B9 | 800 | 1531 | 0 | 48.77 | 48.76 | 0.01 | 0
2035 | SPP_N_2_NE | SPP_N | NE | Internal | Summer | B10 | 1262 | 1531 | 0 | 43.35 | 43.33 | 0.01 | 0
2035 | SPP_N_2_NE | SPP_N | NE | Internal | Winter | B16 | 25 | 1531 | 0 | 57.26 | 57.25 | 0.01 | 0
2035 | SPP_N_2_NE | SPP_N | NE | Internal | Winter | B17 | 100 | 1531 | 0 | 52.58 | 52.56 | 0.01 | 0
2035 | SPP_N_2_NE | SPP_N | NE | Internal | Winter | B18 | 400 | 1531 | 0 | 53.57 | 53.56 | 0.01 | 0
2035 | SPP_N_2_NE | SPP_N | NE | Internal | Winter | B19 | 700 | 1531 | 690.76 | 49.46 | 49.48 | 0.01 | 0
2035 | SPP_N_2_NE | SPP_N | NE | Internal | Winter | B20 | 935 | 1531 | 0 | 40.38 | 40.37 | 0.01 | 0
2035 | SPP_N_2_SPP_S | SPP_N | SPP_S | Internal | Shoulder | B11 | 25 | 4383 | 0 | 80.81 | 73.3 | 0.01 | 0
2035 | SPP_N_2_SPP_S | SPP_N | SPP_S | Internal | Shoulder | B12 | 200 | 4383 | 0 | 55.97 | 50.75 | 0.01 | 0
2035 | SPP_N_2_SPP_S | SPP_N | SPP_S | Internal | Shoulder | B13 | 600 | 4383 | 0 | 50.64 | 50.63 | 0.01 | 0
2035 | SPP_N_2_SPP_S | SPP_N | SPP_S | Internal | Shoulder | B14 | 900 | 4383 | 0 | 46.81 | 46.81 | 0.01 | 0
2035 | SPP_N_2_SPP_S | SPP_N | SPP_S | Internal | Shoulder | B15 | 1203 | 4383 | 767.48 | 41.97 | 41.99 | 0.01 | 0
2035 | SPP_N_2_SPP_S | SPP_N | SPP_S | Internal | Summer | B1 | 10 | 4383 | 0 | 81.3 | 69.48 | 0.01 | 0
2035 | SPP_N_2_SPP_S | SPP_N | SPP_S | Internal | Summer | B2 | 25 | 4383 | 0 | 81.3 | 71.18 | 0.01 | 0
2035 | SPP_N_2_SPP_S | SPP_N | SPP_S | Internal | Summer | B3 | 75 | 4383 | 0 | 81.3 | 73.6 | 0.01 | 0
2035 | SPP_N_2_SPP_S | SPP_N | SPP_S | Internal | Summer | B4 | 100 | 4383 | 0 | 81.3 | 71.18 | 0.01 | 0
2035 | SPP_N_2_SPP_S | SPP_N | SPP_S | Internal | Summer | B5 | 200 | 4383 | 0 | 81.3 | 70.59 | 0.01 | 0
2035 | SPP_N_2_SPP_S | SPP_N | SPP_S | Internal | Summer | B6 | 300 | 4383 | 0 | 71.7 | 70.59 | 0.01 | 0
2035 | SPP_N_2_SPP_S | SPP_N | SPP_S | Internal | Summer | B7 | 400 | 4383 | 0 | 57.98 | 57.97 | 0.01 | 0
2035 | SPP_N_2_SPP_S | SPP_N | SPP_S | Internal | Summer | B8 | 500 | 4383 | 485.05 | 50.6 | 50.61 | 0.01 | 0
2035 | SPP_N_2_SPP_S | SPP_N | SPP_S | Internal | Summer | B9 | 800 | 4383 | 1947.01 | 48.77 | 48.78 | 0.01 | 0
2035 | SPP_N_2_SPP_S | SPP_N | SPP_S | Internal | Summer | B10 | 1262 | 4383 | 3746.2 | 43.35 | 43.36 | 0.01 | 0
2035 | SPP_N_2_SPP_S | SPP_N | SPP_S | Internal | Winter | B16 | 25 | 4383 | 0 | 57.26 | 54.52 | 0.01 | 0
2035 | SPP_N_2_SPP_S | SPP_N | SPP_S | Internal | Winter | B17 | 100 | 4383 | 1042.04 | 52.58 | 52.59 | 0.01 | 0
2035 | SPP_N_2_SPP_S | SPP_N | SPP_S | Internal | Winter | B18 | 400 | 4383 | 711.18 | 53.57 | 53.58 | 0.01 | 0
2035 | SPP_N_2_SPP_S | SPP_N | SPP_S | Internal | Winter | B19 | 700 | 4383 | 0 | 49.46 | 49.45 | 0.01 | 0
2035 | SPP_N_2_SPP_S | SPP_N | SPP_S | Internal | Winter | B20 | 935 | 4383 | 2448.98 | 40.38 | 40.39 | 0.01 | 0
2035 | SPP_S_2_ENT | SPP_S | ENT | Internal | Shoulder | B11 | 25 | 850 | 0 | 73.3 | 75.47 | 5 | 0
2035 | SPP_S_2_ENT | SPP_S | ENT | Internal | Shoulder | B12 | 200 | 850 | 0 | 50.75 | 52.97 | 5 | 0
2035 | SPP_S_2_ENT | SPP_S | ENT | Internal | Shoulder | B13 | 600 | 850 | 0 | 50.63 | 52.97 | 5 | 0
2035 | SPP_S_2_ENT | SPP_S | ENT | Internal | Shoulder | B14 | 900 | 850 | 549.44 | 46.81 | 51.81 | 5 | 0
2035 | SPP_S_2_ENT | SPP_S | ENT | Internal | Shoulder | B15 | 1203 | 850 | 850 | 41.99 | 50.84 | 5 | 3.86
2035 | SPP_S_2_ENT | SPP_S | ENT | Internal | Summer | B1 | 10 | 850 | 850 | 69.48 | 80.74 | 5 | 6.26
2035 | SPP_S_2_ENT | SPP_S | ENT | Internal | Summer | B2 | 25 | 850 | 850 | 71.18 | 80.71 | 5 | 4.53
2035 | SPP_S_2_ENT | SPP_S | ENT | Internal | Summer | B3 | 75 | 850 | 342.43 | 73.6 | 78.6 | 5 | 0
2035 | SPP_S_2_ENT | SPP_S | ENT | Internal | Summer | B4 | 100 | 850 | 850 | 71.18 | 78.6 | 5 | 2.41
2035 | SPP_S_2_ENT | SPP_S | ENT | Internal | Summer | B5 | 200 | 850 | 479.59 | 70.59 | 75.59 | 5 | 0
2035 | SPP_S_2_ENT | SPP_S | ENT | Internal | Summer | B6 | 300 | 850 | 0 | 70.59 | 63.7 | 5 | 0
2035 | SPP_S_2_ENT | SPP_S | ENT | Internal | Summer | B7 | 400 | 850 | 0 | 57.97 | 51.11 | 5 | 0
2035 | SPP_S_2_ENT | SPP_S | ENT | Internal | Summer | B8 | 500 | 850 | 0 | 50.61 | 51.11 | 5 | 0
2035 | SPP_S_2_ENT | SPP_S | ENT | Internal | Summer | B9 | 800 | 850 | 0 | 48.78 | 50.74 | 5 | 0
2035 | SPP_S_2_ENT | SPP_S | ENT | Internal | Summer | B10 | 1262 | 850 | 850 | 43.36 | 49.07 | 5 | 0.71
2035 | SPP_S_2_ENT | SPP_S | ENT | Internal | Winter | B16 | 25 | 850 | 850 | 54.52 | 68.48 | 5 | 8.96
2035 | SPP_S_2_ENT | SPP_S | ENT | Internal | Winter | B17 | 100 | 850 | 0 | 52.59 | 56.74 | 5 | 0
2035 | SPP_S_2_ENT | SPP_S | ENT | Internal | Winter | B18 | 400 | 850 | 0 | 53.58 | 56.74 | 5 | 0
2035 | SPP_S_2_ENT | SPP_S | ENT | Internal | Winter | B19 | 700 | 850 | 850 | 49.45 | 54.46 | 5 | 0.01
2035 | SPP_S_2_ENT | SPP_S | ENT | Internal | Winter | B20 | 935 | 850 | 850 | 40.39 | 51.24 | 5 | 5.85
2035 | SPP_S_2_SPP_N | SPP_S | SPP_N | Internal | Shoulder | B11 | 25 | 1023 | 1023 | 73.3 | 80.81 | 0.01 | 7.5
2035 | SPP_S_2_SPP_N | SPP_S | SPP_N | Internal | Shoulder | B12 | 200 | 1023 | 1023 | 50.75 | 55.97 | 0.01 | 5.21
2035 | SPP_S_2_SPP_N | SPP_S | SPP_N | Internal | Shoulder | B13 | 600 | 1023 | 52.34 | 50.63 | 50.64 | 0.01 | 0
2035 | SPP_S_2_SPP_N | SPP_S | SPP_N | Internal | Shoulder | B14 | 900 | 1023 | 0 | 46.81 | 46.81 | 0.01 | 0
2035 | SPP_S_2_SPP_N | SPP_S | SPP_N | Internal | Shoulder | B15 | 1203 | 1023 | 0 | 41.99 | 41.97 | 0.01 | 0
2035 | SPP_S_2_SPP_N | SPP_S | SPP_N | Internal | Summer | B1 | 10 | 1023 | 1023 | 69.48 | 81.3 | 0.01 | 11.81
2035 | SPP_S_2_SPP_N | SPP_S | SPP_N | Internal | Summer | B2 | 25 | 1023 | 1023 | 71.18 | 81.3 | 0.01 | 10.1
2035 | SPP_S_2_SPP_N | SPP_S | SPP_N | Internal | Summer | B3 | 75 | 1023 | 1023 | 73.6 | 81.3 | 0.01 | 7.69
2035 | SPP_S_2_SPP_N | SPP_S | SPP_N | Internal | Summer | B4 | 100 | 1023 | 1023 | 71.18 | 81.3 | 0.01 | 10.1
2035 | SPP_S_2_SPP_N | SPP_S | SPP_N | Internal | Summer | B5 | 200 | 1023 | 1023 | 70.59 | 81.3 | 0.01 | 10.7
2035 | SPP_S_2_SPP_N | SPP_S | SPP_N | Internal | Summer | B6 | 300 | 1023 | 1023 | 70.59 | 71.7 | 0.01 | 1.1
2035 | SPP_S_2_SPP_N | SPP_S | SPP_N | Internal | Summer | B7 | 400 | 1023 | 151.46 | 57.97 | 57.98 | 0.01 | 0
2035 | SPP_S_2_SPP_N | SPP_S | SPP_N | Internal | Summer | B8 | 500 | 1023 | 0 | 50.61 | 50.6 | 0.01 | 0
2035 | SPP_S_2_SPP_N | SPP_S | SPP_N | Internal | Summer | B9 | 800 | 1023 | 0 | 48.78 | 48.77 | 0.01 | 0
2035 | SPP_S_2_SPP_N | SPP_S | SPP_N | Internal | Summer | B10 | 1262 | 1023 | 0 | 43.36 | 43.35 | 0.01 | 0
2035 | SPP_S_2_SPP_N | SPP_S | SPP_N | Internal | Winter | B16 | 25 | 1023 | 1023 | 54.52 | 57.26 | 0.01 | 2.74
2035 | SPP_S_2_SPP_N | SPP_S | SPP_N | Internal | Winter | B17 | 100 | 1023 | 0 | 52.59 | 52.58 | 0.01 | 0
2035 | SPP_S_2_SPP_N | SPP_S | SPP_N | Internal | Winter | B18 | 400 | 1023 | 0 | 53.58 | 53.57 | 0.01 | 0
2035 | SPP_S_2_SPP_N | SPP_S | SPP_N | Internal | Winter | B19 | 700 | 1023 | 200.17 | 49.45 | 49.46 | 0.01 | 0
2035 | SPP_S_2_SPP_N | SPP_S | SPP_N | Internal | Winter | B20 | 935 | 1023 | 0 | 40.39 | 40.38 | 0.01 | 0
2035 | TVA_2_ENT | TVA | ENT | Internal | Shoulder | B11 | 25 | 500 | 0 | 67.67 | 75.47 | 9 | 0
2035 | TVA_2_ENT | TVA | ENT | Internal | Shoulder | B12 | 200 | 500 | 0 | 52.27 | 52.97 | 9 | 0
2035 | TVA_2_ENT | TVA | ENT | Internal | Shoulder | B13 | 600 | 500 | 0 | 48.97 | 52.97 | 9 | 0
2035 | TVA_2_ENT | TVA | ENT | Internal | Shoulder | B14 | 900 | 500 | 0 | 48.97 | 51.81 | 9 | 0
2035 | TVA_2_ENT | TVA | ENT | Internal | Shoulder | B15 | 1203 | 500 | 0 | 48.97 | 50.84 | 9 | 0
2035 | TVA_2_ENT | TVA | ENT | Internal | Summer | B1 | 10 | 500 | 0 | 88.75 | 80.74 | 9 | 0
2035 | TVA_2_ENT | TVA | ENT | Internal | Summer | B2 | 25 | 500 | 0 | 88.73 | 80.71 | 9 | 0
2035 | TVA_2_ENT | TVA | ENT | Internal | Summer | B3 | 75 | 500 | 0 | 83.2 | 78.6 | 9 | 0
2035 | TVA_2_ENT | TVA | ENT | Internal | Summer | B4 | 100 | 500 | 0 | 81.23 | 78.6 | 9 | 0
2035 | TVA_2_ENT | TVA | ENT | Internal | Summer | B5 | 200 | 500 | 0 | 74.59 | 75.59 | 9 | 0
2035 | TVA_2_ENT | TVA | ENT | Internal | Summer | B6 | 300 | 500 | 500 | 52.95 | 63.7 | 9 | 1.75
2035 | TVA_2_ENT | TVA | ENT | Internal | Summer | B7 | 400 | 500 | 0 | 50.78 | 51.11 | 9 | 0
2035 | TVA_2_ENT | TVA | ENT | Internal | Summer | B8 | 500 | 500 | 0 | 50.78 | 51.11 | 9 | 0
2035 | TVA_2_ENT | TVA | ENT | Internal | Summer | B9 | 800 | 500 | 0 | 49.23 | 50.74 | 9 | 0
2035 | TVA_2_ENT | TVA | ENT | Internal | Summer | B10 | 1262 | 500 | 500 | 37.94 | 49.07 | 9 | 2.13
2035 | TVA_2_ENT | TVA | ENT | Internal | Winter | B16 | 25 | 500 | 0 | 67.48 | 68.48 | 9 | 0
2035 | TVA_2_ENT | TVA | ENT | Internal | Winter | B17 | 100 | 500 | 0 | 55.54 | 56.74 | 9 | 0
2035 | TVA_2_ENT | TVA | ENT | Internal | Winter | B18 | 400 | 500 | 0 | 48.83 | 56.74 | 9 | 0
2035 | TVA_2_ENT | TVA | ENT | Internal | Winter | B19 | 700 | 500 | 0 | 48.83 | 54.46 | 9 | 0
2035 | TVA_2_ENT | TVA | ENT | Internal | Winter | B20 | 935 | 500 | 0 | 48.83 | 51.24 | 9 | 0
2035 | TVA_2_MISO_MO-IL | TVA | MISO_MO-IL | Internal | Shoulder | B11 | 25 | 50 | 50 | 67.67 | 80.81 | 9 | 4.15
2035 | TVA_2_MISO_MO-IL | TVA | MISO_MO-IL | Internal | Shoulder | B12 | 200 | 50 | 0 | 52.27 | 60.97 | 9 | 0
2035 | TVA_2_MISO_MO-IL | TVA | MISO_MO-IL | Internal | Shoulder | B13 | 600 | 50 | 0 | 48.97 | 51.07 | 9 | 0
2035 | TVA_2_MISO_MO-IL | TVA | MISO_MO-IL | Internal | Shoulder | B14 | 900 | 50 | 0 | 48.97 | 48.64 | 9 | 0
2035 | TVA_2_MISO_MO-IL | TVA | MISO_MO-IL | Internal | Shoulder | B15 | 1203 | 50 | 0 | 48.97 | 44.01 | 9 | 0
2035 | TVA_2_MISO_MO-IL | TVA | MISO_MO-IL | Internal | Summer | B1 | 10 | 50 | 0 | 88.75 | 80.74 | 9 | 0
2035 | TVA_2_MISO_MO-IL | TVA | MISO_MO-IL | Internal | Summer | B2 | 25 | 50 | 0 | 88.73 | 80.71 | 9 | 0
2035 | TVA_2_MISO_MO-IL | TVA | MISO_MO-IL | Internal | Summer | B3 | 75 | 50 | 0 | 83.2 | 79.18 | 9 | 0
2035 | TVA_2_MISO_MO-IL | TVA | MISO_MO-IL | Internal | Summer | B4 | 100 | 50 | 0 | 81.23 | 77.23 | 9 | 0
2035 | TVA_2_MISO_MO-IL | TVA | MISO_MO-IL | Internal | Summer | B5 | 200 | 50 | 0 | 74.59 | 75.67 | 9 | 0
2035 | TVA_2_MISO_MO-IL | TVA | MISO_MO-IL | Internal | Summer | B6 | 300 | 50 | 50 | 52.95 | 63.7 | 9 | 1.75
2035 | TVA_2_MISO_MO-IL | TVA | MISO_MO-IL | Internal | Summer | B7 | 400 | 50 | 0 | 50.78 | 51 | 9 | 0
2035 | TVA_2_MISO_MO-IL | TVA | MISO_MO-IL | Internal | Summer | B8 | 500 | 50 | 0 | 50.78 | 45.97 | 9 | 0
2035 | TVA_2_MISO_MO-IL | TVA | MISO_MO-IL | Internal | Summer | B9 | 800 | 50 | 0 | 49.23 | 42.74 | 9 | 0
2035 | TVA_2_MISO_MO-IL | TVA | MISO_MO-IL | Internal | Summer | B10 | 1262 | 50 | 0 | 37.94 | 41.07 | 9 | 0
2035 | TVA_2_MISO_MO-IL | TVA | MISO_MO-IL | Internal | Winter | B16 | 25 | 50 | 0 | 67.48 | 60.73 | 9 | 0
2035 | TVA_2_MISO_MO-IL | TVA | MISO_MO-IL | Internal | Winter | B17 | 100 | 50 | 0 | 55.54 | 57.58 | 9 | 0
2035 | TVA_2_MISO_MO-IL | TVA | MISO_MO-IL | Internal | Winter | B18 | 400 | 50 | 0 | 48.83 | 54.01 | 9 | 0
2035 | TVA_2_MISO_MO-IL | TVA | MISO_MO-IL | Internal | Winter | B19 | 700 | 50 | 0 | 48.83 | 50.19 | 9 | 0
2035 | TVA_2_MISO_MO-IL | TVA | MISO_MO-IL | Internal | Winter | B20 | 935 | 50 | 0 | 48.83 | 43.24 | 9 | 0
2035 | TVA_2_NonRTO_Midwest | TVA | NonRTO_Midwest | Internal | Shoulder | B11 | 25 | 100 | 100 | 67.67 | 87.25 | 9 | 10.58
2035 | TVA_2_NonRTO_Midwest | TVA | NonRTO_Midwest | Internal | Shoulder | B12 | 200 | 100 | 100 | 52.27 | 69.15 | 9 | 7.88
2035 | TVA_2_NonRTO_Midwest | TVA | NonRTO_Midwest | Internal | Shoulder | B13 | 600 | 100 | 0 | 48.97 | 56.66 | 9 | 0
2035 | TVA_2_NonRTO_Midwest | TVA | NonRTO_Midwest | Internal | Shoulder | B14 | 900 | 100 | 0 | 48.97 | 47.95 | 9 | 0
2035 | TVA_2_NonRTO_Midwest | TVA | NonRTO_Midwest | Internal | Shoulder | B15 | 1203 | 100 | 0 | 48.97 | 40.96 | 9 | 0
2035 | TVA_2_NonRTO_Midwest | TVA | NonRTO_Midwest | Internal | Summer | B1 | 10 | 100 | 0 | 88.75 | 84.43 | 9 | 0
2035 | TVA_2_NonRTO_Midwest | TVA | NonRTO_Midwest | Internal | Summer | B2 | 25 | 100 | 0 | 88.73 | 84.43 | 9 | 0
2035 | TVA_2_NonRTO_Midwest | TVA | NonRTO_Midwest | Internal | Summer | B3 | 75 | 100 | 0 | 83.2 | 84.43 | 9 | 0
2035 | TVA_2_NonRTO_Midwest | TVA | NonRTO_Midwest | Internal | Summer | B4 | 100 | 100 | 0 | 81.23 | 84.43 | 9 | 0
2035 | TVA_2_NonRTO_Midwest | TVA | NonRTO_Midwest | Internal | Summer | B5 | 200 | 100 | 100 | 74.59 | 83.65 | 9 | 0.06
2035 | TVA_2_NonRTO_Midwest | TVA | NonRTO_Midwest | Internal | Summer | B6 | 300 | 100 | 100 | 52.95 | 71.69 | 9 | 9.73
2035 | TVA_2_NonRTO_Midwest | TVA | NonRTO_Midwest | Internal | Summer | B7 | 400 | 100 | 0 | 50.78 | 46.36 | 9 | 0
2035 | TVA_2_NonRTO_Midwest | TVA | NonRTO_Midwest | Internal | Summer | B8 | 500 | 100 | 0 | 50.78 | 46.36 | 9 | 0
2035 | TVA_2_NonRTO_Midwest | TVA | NonRTO_Midwest | Internal | Summer | B9 | 800 | 100 | 0 | 49.23 | 43.64 | 9 | 0
2035 | TVA_2_NonRTO_Midwest | TVA | NonRTO_Midwest | Internal | Summer | B10 | 1262 | 100 | 0 | 37.94 | 36.46 | 9 | 0
2035 | TVA_2_NonRTO_Midwest | TVA | NonRTO_Midwest | Internal | Winter | B16 | 25 | 100 | 0 | 67.48 | 71.48 | 9 | 0
2035 | TVA_2_NonRTO_Midwest | TVA | NonRTO_Midwest | Internal | Winter | B17 | 100 | 100 | 100 | 55.54 | 69.56 | 9 | 5.03
2035 | TVA_2_NonRTO_Midwest | TVA | NonRTO_Midwest | Internal | Winter | B18 | 400 | 100 | 100 | 48.83 | 62.02 | 9 | 4.19
2035 | TVA_2_NonRTO_Midwest | TVA | NonRTO_Midwest | Internal | Winter | B19 | 700 | 100 | 0 | 48.83 | 47.66 | 9 | 0
2035 | TVA_2_NonRTO_Midwest | TVA | NonRTO_Midwest | Internal | Winter | B20 | 935 | 100 | 0 | 48.83 | 40.82 | 9 | 0
2035 | TVA_2_PJM_ROR | TVA | PJM_ROR | Internal | Shoulder | B11 | 25 | 500 | 0 | 67.67 | 68.47 | 9 | 0
2035 | TVA_2_PJM_ROR | TVA | PJM_ROR | Internal | Shoulder | B12 | 200 | 500 | 0 | 52.27 | 61.06 | 9 | 0
2035 | TVA_2_PJM_ROR | TVA | PJM_ROR | Internal | Shoulder | B13 | 600 | 500 | 0 | 48.97 | 49.08 | 9 | 0
2035 | TVA_2_PJM_ROR | TVA | PJM_ROR | Internal | Shoulder | B14 | 900 | 500 | 0 | 48.97 | 47.79 | 9 | 0
2035 | TVA_2_PJM_ROR | TVA | PJM_ROR | Internal | Shoulder | B15 | 1203 | 500 | 0 | 48.97 | 44.01 | 9 | 0
2035 | TVA_2_PJM_ROR | TVA | PJM_ROR | Internal | Summer | B1 | 10 | 500 | 0 | 88.75 | 77.18 | 9 | 0
2035 | TVA_2_PJM_ROR | TVA | PJM_ROR | Internal | Summer | B2 | 25 | 500 | 0 | 88.73 | 77.18 | 9 | 0
2035 | TVA_2_PJM_ROR | TVA | PJM_ROR | Internal | Summer | B3 | 75 | 500 | 0 | 83.2 | 77.18 | 9 | 0
2035 | TVA_2_PJM_ROR | TVA | PJM_ROR | Internal | Summer | B4 | 100 | 500 | 0 | 81.23 | 75.22 | 9 | 0
2035 | TVA_2_PJM_ROR | TVA | PJM_ROR | Internal | Summer | B5 | 200 | 500 | 0 | 74.59 | 73.65 | 9 | 0
2035 | TVA_2_PJM_ROR | TVA | PJM_ROR | Internal | Summer | B6 | 300 | 500 | 0 | 52.95 | 61.69 | 9 | 0
2035 | TVA_2_PJM_ROR | TVA | PJM_ROR | Internal | Summer | B7 | 400 | 500 | 0 | 50.78 | 49 | 9 | 0
2035 | TVA_2_PJM_ROR | TVA | PJM_ROR | Internal | Summer | B8 | 500 | 500 | 0 | 50.78 | 46.15 | 9 | 0
2035 | TVA_2_PJM_ROR | TVA | PJM_ROR | Internal | Summer | B9 | 800 | 500 | 0 | 49.23 | 43.22 | 9 | 0
2035 | TVA_2_PJM_ROR | TVA | PJM_ROR | Internal | Summer | B10 | 1262 | 500 | 0 | 37.94 | 40.56 | 9 | 0
2035 | TVA_2_PJM_ROR | TVA | PJM_ROR | Internal | Winter | B16 | 25 | 500 | 0 | 67.48 | 61.48 | 9 | 0
2035 | TVA_2_PJM_ROR | TVA | PJM_ROR | Internal | Winter | B17 | 100 | 500 | 0 | 55.54 | 59.58 | 9 | 0
2035 | TVA_2_PJM_ROR | TVA | PJM_ROR | Internal | Winter | B18 | 400 | 500 | 0 | 48.83 | 53.56 | 9 | 0
2035 | TVA_2_PJM_ROR | TVA | PJM_ROR | Internal | Winter | B19 | 700 | 500 | 0 | 48.83 | 48.22 | 9 | 0
2035 | TVA_2_PJM_ROR | TVA | PJM_ROR | Internal | Winter | B20 | 935 | 500 | 0 | 48.83 | 42.9 | 9 | 0
2035 | TVA_2_SOCO | TVA | SOCO | Internal | Shoulder | B11 | 25 | 500 | 500 | 67.67 | 83.47 | 9 | 6.8
2035 | TVA_2_SOCO | TVA | SOCO | Internal | Shoulder | B12 | 200 | 500 | 0 | 52.27 | 53.05 | 9 | 0
2035 | TVA_2_SOCO | TVA | SOCO | Internal | Shoulder | B13 | 600 | 500 | 0 | 48.97 | 53.05 | 9 | 0
2035 | TVA_2_SOCO | TVA | SOCO | Internal | Shoulder | B14 | 900 | 500 | 0 | 48.97 | 53.05 | 9 | 0
2035 | TVA_2_SOCO | TVA | SOCO | Internal | Shoulder | B15 | 1203 | 500 | 0 | 48.97 | 50.28 | 9 | 0
2035 | TVA_2_SOCO | TVA | SOCO | Internal | Summer | B1 | 10 | 500 | 0 | 88.75 | 88.3 | 9 | 0
2035 | TVA_2_SOCO | TVA | SOCO | Internal | Summer | B2 | 25 | 500 | 0 | 88.73 | 86.6 | 9 | 0
2035 | TVA_2_SOCO | TVA | SOCO | Internal | Summer | B3 | 75 | 500 | 0 | 83.2 | 86.6 | 9 | 0
2035 | TVA_2_SOCO | TVA | SOCO | Internal | Summer | B4 | 100 | 500 | 0 | 81.23 | 86.6 | 9 | 0
2035 | TVA_2_SOCO | TVA | SOCO | Internal | Summer | B5 | 200 | 500 | 231.14 | 74.59 | 83.59 | 9 | 0
2035 | TVA_2_SOCO | TVA | SOCO | Internal | Summer | B6 | 300 | 500 | 500 | 52.95 | 67.15 | 9 | 5.2
2035 | TVA_2_SOCO | TVA | SOCO | Internal | Summer | B7 | 400 | 500 | 0 | 50.78 | 54.98 | 9 | 0
2035 | TVA_2_SOCO | TVA | SOCO | Internal | Summer | B8 | 500 | 500 | 0 | 50.78 | 51.48 | 9 | 0
2035 | TVA_2_SOCO | TVA | SOCO | Internal | Summer | B9 | 800 | 500 | 0 | 49.23 | 51.48 | 9 | 0
2035 | TVA_2_SOCO | TVA | SOCO | Internal | Summer | B10 | 1262 | 500 | 500 | 37.94 | 47.31 | 9 | 0.38
2035 | TVA_2_SOCO | TVA | SOCO | Internal | Winter | B16 | 25 | 500 | 10.36 | 67.48 | 76.48 | 9 | 0
2035 | TVA_2_SOCO | TVA | SOCO | Internal | Winter | B17 | 100 | 500 | 0 | 55.54 | 56.53 | 9 | 0
2035 | TVA_2_SOCO | TVA | SOCO | Internal | Winter | B18 | 400 | 500 | 0 | 48.83 | 56.53 | 9 | 0
2035 | TVA_2_SOCO | TVA | SOCO | Internal | Winter | B19 | 700 | 500 | 0 | 48.83 | 52.75 | 9 | 0
2035 | TVA_2_SOCO | TVA | SOCO | Internal | Winter | B20 | 935 | 500 | 0 | 48.83 | 51.16 | 9 | 0
2035 | TVA_2_VACAR | TVA | VACAR | Internal | Shoulder | B11 | 25 | 150 | 150 | 67.67 | 83.47 | 9 | 6.8
2035 | TVA_2_VACAR | TVA | VACAR | Internal | Shoulder | B12 | 200 | 150 | 0 | 52.27 | 55.18 | 9 | 0
2035 | TVA_2_VACAR | TVA | VACAR | Internal | Shoulder | B13 | 600 | 150 | 0 | 48.97 | 48.45 | 9 | 0
2035 | TVA_2_VACAR | TVA | VACAR | Internal | Shoulder | B14 | 900 | 150 | 0 | 48.97 | 46.05 | 9 | 0
2035 | TVA_2_VACAR | TVA | VACAR | Internal | Shoulder | B15 | 1203 | 150 | 0 | 48.97 | 43.28 | 9 | 0
2035 | TVA_2_VACAR | TVA | VACAR | Internal | Summer | B1 | 10 | 150 | 0 | 88.75 | 85.46 | 9 | 0
2035 | TVA_2_VACAR | TVA | VACAR | Internal | Summer | B2 | 25 | 150 | 0 | 88.73 | 87.37 | 9 | 0
2035 | TVA_2_VACAR | TVA | VACAR | Internal | Summer | B3 | 75 | 150 | 0 | 83.2 | 85.46 | 9 | 0
2035 | TVA_2_VACAR | TVA | VACAR | Internal | Summer | B4 | 100 | 150 | 0 | 81.23 | 81.22 | 9 | 0
2035 | TVA_2_VACAR | TVA | VACAR | Internal | Summer | B5 | 200 | 150 | 0 | 74.59 | 79.65 | 9 | 0
2035 | TVA_2_VACAR | TVA | VACAR | Internal | Summer | B6 | 300 | 150 | 0 | 52.95 | 60.15 | 9 | 0
2035 | TVA_2_VACAR | TVA | VACAR | Internal | Summer | B7 | 400 | 150 | 0 | 50.78 | 55 | 9 | 0
2035 | TVA_2_VACAR | TVA | VACAR | Internal | Summer | B8 | 500 | 150 | 0 | 50.78 | 52.15 | 9 | 0
2035 | TVA_2_VACAR | TVA | VACAR | Internal | Summer | B9 | 800 | 150 | 0 | 49.23 | 47.17 | 9 | 0
2035 | TVA_2_VACAR | TVA | VACAR | Internal | Summer | B10 | 1262 | 150 | 0 | 37.94 | 43.33 | 9 | 0
2035 | TVA_2_VACAR | TVA | VACAR | Internal | Winter | B16 | 25 | 150 | 0 | 67.48 | 69.48 | 9 | 0
2035 | TVA_2_VACAR | TVA | VACAR | Internal | Winter | B17 | 100 | 150 | 0 | 55.54 | 60.15 | 9 | 0
2035 | TVA_2_VACAR | TVA | VACAR | Internal | Winter | B18 | 400 | 150 | 0 | 48.83 | 49.53 | 9 | 0
2035 | TVA_2_VACAR | TVA | VACAR | Internal | Winter | B19 | 700 | 150 | 0 | 48.83 | 45.75 | 9 | 0
2035 | TVA_2_VACAR | TVA | VACAR | Internal | Winter | B20 | 935 | 150 | 0 | 48.83 | 43.33 | 9 | 0
2035 | TVA_Transmission_2_ENT | TVA_Transmission | ENT | Internal | Shoulder | B11 | 25 | 3000 | 0 | 74.47 | 75.47 | 9 | 0
2035 | TVA_Transmission_2_ENT | TVA_Transmission | ENT | Internal | Shoulder | B12 | 200 | 3000 | 0 | 60.51 | 52.97 | 9 | 0
2035 | TVA_Transmission_2_ENT | TVA_Transmission | ENT | Internal | Shoulder | B13 | 600 | 3000 | 0 | 52.08 | 52.97 | 9 | 0
2035 | TVA_Transmission_2_ENT | TVA_Transmission | ENT | Internal | Shoulder | B14 | 900 | 3000 | 0 | 50.48 | 51.81 | 9 | 0
2035 | TVA_Transmission_2_ENT | TVA_Transmission | ENT | Internal | Shoulder | B15 | 1203 | 3000 | 0 | 48.96 | 50.84 | 9 | 0
2035 | TVA_Transmission_2_ENT | TVA_Transmission | ENT | Internal | Summer | B1 | 10 | 3000 | 0 | 88.74 | 80.74 | 9 | 0
2035 | TVA_Transmission_2_ENT | TVA_Transmission | ENT | Internal | Summer | B2 | 25 | 3000 | 0 | 88.71 | 80.71 | 9 | 0
2035 | TVA_Transmission_2_ENT | TVA_Transmission | ENT | Internal | Summer | B3 | 75 | 3000 | 0 | 83.18 | 78.6 | 9 | 0
2035 | TVA_Transmission_2_ENT | TVA_Transmission | ENT | Internal | Summer | B4 | 100 | 3000 | 0 | 81.22 | 78.6 | 9 | 0
2035 | TVA_Transmission_2_ENT | TVA_Transmission | ENT | Internal | Summer | B5 | 200 | 3000 | 0 | 78.15 | 75.59 | 9 | 0
2035 | TVA_Transmission_2_ENT | TVA_Transmission | ENT | Internal | Summer | B6 | 300 | 3000 | 0 | 64.66 | 63.7 | 9 | 0
2035 | TVA_Transmission_2_ENT | TVA_Transmission | ENT | Internal | Summer | B7 | 400 | 3000 | 0 | 52.13 | 51.11 | 9 | 0
2035 | TVA_Transmission_2_ENT | TVA_Transmission | ENT | Internal | Summer | B8 | 500 | 3000 | 0 | 51.33 | 51.11 | 9 | 0
2035 | TVA_Transmission_2_ENT | TVA_Transmission | ENT | Internal | Summer | B9 | 800 | 3000 | 0 | 49.22 | 50.74 | 9 | 0
2035 | TVA_Transmission_2_ENT | TVA_Transmission | ENT | Internal | Summer | B10 | 1262 | 3000 | 0 | 42.61 | 49.07 | 9 | 0
2035 | TVA_Transmission_2_ENT | TVA_Transmission | ENT | Internal | Winter | B16 | 25 | 3000 | 0 | 67.48 | 68.48 | 9 | 0
2035 | TVA_Transmission_2_ENT | TVA_Transmission | ENT | Internal | Winter | B17 | 100 | 3000 | 0 | 61.94 | 56.74 | 9 | 0
2035 | TVA_Transmission_2_ENT | TVA_Transmission | ENT | Internal | Winter | B18 | 400 | 3000 | 0 | 55 | 56.74 | 9 | 0
2035 | TVA_Transmission_2_ENT | TVA_Transmission | ENT | Internal | Winter | B19 | 700 | 3000 | 0 | 50.54 | 54.46 | 9 | 0
2035 | TVA_Transmission_2_ENT | TVA_Transmission | ENT | Internal | Winter | B20 | 935 | 3000 | 0 | 48.82 | 51.24 | 9 | 0
2035 | TVA_Transmission_2_NonRTO_Midwest | TVA_Transmission | NonRTO_Midwest | Internal | Shoulder | B11 | 25 | 700 | 700 | 74.47 | 87.25 | 9 | 3.78
2035 | TVA_Transmission_2_NonRTO_Midwest | TVA_Transmission | NonRTO_Midwest | Internal | Shoulder | B12 | 200 | 700 | 0 | 60.51 | 69.15 | 9 | 0
2035 | TVA_Transmission_2_NonRTO_Midwest | TVA_Transmission | NonRTO_Midwest | Internal | Shoulder | B13 | 600 | 700 | 0 | 52.08 | 56.66 | 9 | 0
2035 | TVA_Transmission_2_NonRTO_Midwest | TVA_Transmission | NonRTO_Midwest | Internal | Shoulder | B14 | 900 | 700 | 0 | 50.48 | 47.95 | 9 | 0
2035 | TVA_Transmission_2_NonRTO_Midwest | TVA_Transmission | NonRTO_Midwest | Internal | Shoulder | B15 | 1203 | 700 | 0 | 48.96 | 40.96 | 9 | 0
2035 | TVA_Transmission_2_NonRTO_Midwest | TVA_Transmission | NonRTO_Midwest | Internal | Summer | B1 | 10 | 700 | 0 | 88.74 | 84.43 | 9 | 0
2035 | TVA_Transmission_2_NonRTO_Midwest | TVA_Transmission | NonRTO_Midwest | Internal | Summer | B2 | 25 | 700 | 0 | 88.71 | 84.43 | 9 | 0
2035 | TVA_Transmission_2_NonRTO_Midwest | TVA_Transmission | NonRTO_Midwest | Internal | Summer | B3 | 75 | 700 | 0 | 83.18 | 84.43 | 9 | 0
2035 | TVA_Transmission_2_NonRTO_Midwest | TVA_Transmission | NonRTO_Midwest | Internal | Summer | B4 | 100 | 700 | 0 | 81.22 | 84.43 | 9 | 0
2035 | TVA_Transmission_2_NonRTO_Midwest | TVA_Transmission | NonRTO_Midwest | Internal | Summer | B5 | 200 | 700 | 0 | 78.15 | 83.65 | 9 | 0
2035 | TVA_Transmission_2_NonRTO_Midwest | TVA_Transmission | NonRTO_Midwest | Internal | Summer | B6 | 300 | 700 | 0 | 64.66 | 71.69 | 9 | 0
2035 | TVA_Transmission_2_NonRTO_Midwest | TVA_Transmission | NonRTO_Midwest | Internal | Summer | B7 | 400 | 700 | 0 | 52.13 | 46.36 | 9 | 0
2035 | TVA_Transmission_2_NonRTO_Midwest | TVA_Transmission | NonRTO_Midwest | Internal | Summer | B8 | 500 | 700 | 0 | 51.33 | 46.36 | 9 | 0
2035 | TVA_Transmission_2_NonRTO_Midwest | TVA_Transmission | NonRTO_Midwest | Internal | Summer | B9 | 800 | 700 | 0 | 49.22 | 43.64 | 9 | 0
2035 | TVA_Transmission_2_NonRTO_Midwest | TVA_Transmission | NonRTO_Midwest | Internal | Summer | B10 | 1262 | 700 | 0 | 42.61 | 36.46 | 9 | 0
2035 | TVA_Transmission_2_NonRTO_Midwest | TVA_Transmission | NonRTO_Midwest | Internal | Winter | B16 | 25 | 700 | 0 | 67.48 | 71.48 | 9 | 0
2035 | TVA_Transmission_2_NonRTO_Midwest | TVA_Transmission | NonRTO_Midwest | Internal | Winter | B17 | 100 | 700 | 0 | 61.94 | 69.56 | 9 | 0
2035 | TVA_Transmission_2_NonRTO_Midwest | TVA_Transmission | NonRTO_Midwest | Internal | Winter | B18 | 400 | 700 | 0 | 55 | 62.02 | 9 | 0
2035 | TVA_Transmission_2_NonRTO_Midwest | TVA_Transmission | NonRTO_Midwest | Internal | Winter | B19 | 700 | 700 | 0 | 50.54 | 47.66 | 9 | 0
2035 | TVA_Transmission_2_NonRTO_Midwest | TVA_Transmission | NonRTO_Midwest | Internal | Winter | B20 | 935 | 700 | 0 | 48.82 | 40.82 | 9 | 0
2035 | TVA_Transmission_2_SOCO | TVA_Transmission | SOCO | Internal | Shoulder | B11 | 25 | 3200 | 1524.16 | 74.47 | 83.47 | 9 | 0
2035 | TVA_Transmission_2_SOCO | TVA_Transmission | SOCO | Internal | Shoulder | B12 | 200 | 3200 | 0 | 60.51 | 53.05 | 9 | 0
2035 | TVA_Transmission_2_SOCO | TVA_Transmission | SOCO | Internal | Shoulder | B13 | 600 | 3200 | 0 | 52.08 | 53.05 | 9 | 0
2035 | TVA_Transmission_2_SOCO | TVA_Transmission | SOCO | Internal | Shoulder | B14 | 900 | 3200 | 0 | 50.48 | 53.05 | 9 | 0
2035 | TVA_Transmission_2_SOCO | TVA_Transmission | SOCO | Internal | Shoulder | B15 | 1203 | 3200 | 0 | 48.96 | 50.28 | 9 | 0
2035 | TVA_Transmission_2_SOCO | TVA_Transmission | SOCO | Internal | Summer | B1 | 10 | 3200 | 0 | 88.74 | 88.3 | 9 | 0
2035 | TVA_Transmission_2_SOCO | TVA_Transmission | SOCO | Internal | Summer | B2 | 25 | 3200 | 0 | 88.71 | 86.6 | 9 | 0
2035 | TVA_Transmission_2_SOCO | TVA_Transmission | SOCO | Internal | Summer | B3 | 75 | 3200 | 0 | 83.18 | 86.6 | 9 | 0
2035 | TVA_Transmission_2_SOCO | TVA_Transmission | SOCO | Internal | Summer | B4 | 100 | 3200 | 0 | 81.22 | 86.6 | 9 | 0
2035 | TVA_Transmission_2_SOCO | TVA_Transmission | SOCO | Internal | Summer | B5 | 200 | 3200 | 0 | 78.15 | 83.59 | 9 | 0
2035 | TVA_Transmission_2_SOCO | TVA_Transmission | SOCO | Internal | Summer | B6 | 300 | 3200 | 0 | 64.66 | 67.15 | 9 | 0
2035 | TVA_Transmission_2_SOCO | TVA_Transmission | SOCO | Internal | Summer | B7 | 400 | 3200 | 0 | 52.13 | 54.98 | 9 | 0
2035 | TVA_Transmission_2_SOCO | TVA_Transmission | SOCO | Internal | Summer | B8 | 500 | 3200 | 0 | 51.33 | 51.48 | 9 | 0
2035 | TVA_Transmission_2_SOCO | TVA_Transmission | SOCO | Internal | Summer | B9 | 800 | 3200 | 0 | 49.22 | 51.48 | 9 | 0
2035 | TVA_Transmission_2_SOCO | TVA_Transmission | SOCO | Internal | Summer | B10 | 1262 | 3200 | 0 | 42.61 | 47.31 | 9 | 0
2035 | TVA_Transmission_2_SOCO | TVA_Transmission | SOCO | Internal | Winter | B16 | 25 | 3200 | 253.05 | 67.48 | 76.48 | 9 | 0
2035 | TVA_Transmission_2_SOCO | TVA_Transmission | SOCO | Internal | Winter | B17 | 100 | 3200 | 0 | 61.94 | 56.53 | 9 | 0
2035 | TVA_Transmission_2_SOCO | TVA_Transmission | SOCO | Internal | Winter | B18 | 400 | 3200 | 0 | 55 | 56.53 | 9 | 0
2035 | TVA_Transmission_2_SOCO | TVA_Transmission | SOCO | Internal | Winter | B19 | 700 | 3200 | 0 | 50.54 | 52.75 | 9 | 0
2035 | TVA_Transmission_2_SOCO | TVA_Transmission | SOCO | Internal | Winter | B20 | 935 | 3200 | 0 | 48.82 | 51.16 | 9 | 0
2035 | TVA_Transmission_2_TVA | TVA_Transmission | TVA | Internal | Shoulder | B11 | 25 | 99999 | 0 | 74.47 | 67.67 | 0.01 | 0
2035 | TVA_Transmission_2_TVA | TVA_Transmission | TVA | Internal | Shoulder | B12 | 200 | 99999 | 0 | 60.51 | 52.27 | 0.01 | 0
2035 | TVA_Transmission_2_TVA | TVA_Transmission | TVA | Internal | Shoulder | B13 | 600 | 99999 | 0 | 52.08 | 48.97 | 0.01 | 0
2035 | TVA_Transmission_2_TVA | TVA_Transmission | TVA | Internal | Shoulder | B14 | 900 | 99999 | 0 | 50.48 | 48.97 | 0.01 | 0
2035 | TVA_Transmission_2_TVA | TVA_Transmission | TVA | Internal | Shoulder | B15 | 1203 | 99999 | 38.71 | 48.96 | 48.97 | 0.01 | 0
2035 | TVA_Transmission_2_TVA | TVA_Transmission | TVA | Internal | Summer | B1 | 10 | 99999 | 3797.47 | 88.74 | 88.75 | 0.01 | 0
2035 | TVA_Transmission_2_TVA | TVA_Transmission | TVA | Internal | Summer | B2 | 25 | 99999 | 3268.11 | 88.71 | 88.73 | 0.01 | 0
2035 | TVA_Transmission_2_TVA | TVA_Transmission | TVA | Internal | Summer | B3 | 75 | 99999 | 1496.21 | 83.18 | 83.2 | 0.01 | 0
2035 | TVA_Transmission_2_TVA | TVA_Transmission | TVA | Internal | Summer | B4 | 100 | 99999 | 1369.79 | 81.22 | 81.23 | 0.01 | 0
2035 | TVA_Transmission_2_TVA | TVA_Transmission | TVA | Internal | Summer | B5 | 200 | 99999 | 0 | 78.15 | 74.59 | 0.01 | 0
2035 | TVA_Transmission_2_TVA | TVA_Transmission | TVA | Internal | Summer | B6 | 300 | 99999 | 0 | 64.66 | 52.95 | 0.01 | 0
2035 | TVA_Transmission_2_TVA | TVA_Transmission | TVA | Internal | Summer | B7 | 400 | 99999 | 0 | 52.13 | 50.78 | 0.01 | 0
2035 | TVA_Transmission_2_TVA | TVA_Transmission | TVA | Internal | Summer | B8 | 500 | 99999 | 0 | 51.33 | 50.78 | 0.01 | 0
2035 | TVA_Transmission_2_TVA | TVA_Transmission | TVA | Internal | Summer | B9 | 800 | 99999 | 86.74 | 49.22 | 49.23 | 0.01 | 0
2035 | TVA_Transmission_2_TVA | TVA_Transmission | TVA | Internal | Summer | B10 | 1262 | 99999 | 0 | 42.61 | 37.94 | 0.01 | 0
2035 | TVA_Transmission_2_TVA | TVA_Transmission | TVA | Internal | Winter | B16 | 25 | 99999 | 0 | 67.48 | 67.48 | 0.01 | 0
2035 | TVA_Transmission_2_TVA | TVA_Transmission | TVA | Internal | Winter | B17 | 100 | 99999 | 0 | 61.94 | 55.54 | 0.01 | 0
2035 | TVA_Transmission_2_TVA | TVA_Transmission | TVA | Internal | Winter | B18 | 400 | 99999 | 0 | 55 | 48.83 | 0.01 | 0
2035 | TVA_Transmission_2_TVA | TVA_Transmission | TVA | Internal | Winter | B19 | 700 | 99999 | 0 | 50.54 | 48.83 | 0.01 | 0
2035 | TVA_Transmission_2_TVA | TVA_Transmission | TVA | Internal | Winter | B20 | 935 | 99999 | 113.27 | 48.82 | 48.83 | 0.01 | 0
2035 | TVA_Transmission_2_VACAR | TVA_Transmission | VACAR | Internal | Shoulder | B11 | 25 | 900 | 175.22 | 74.47 | 83.47 | 9 | 0
2035 | TVA_Transmission_2_VACAR | TVA_Transmission | VACAR | Internal | Shoulder | B12 | 200 | 900 | 0 | 60.51 | 55.18 | 9 | 0
2035 | TVA_Transmission_2_VACAR | TVA_Transmission | VACAR | Internal | Shoulder | B13 | 600 | 900 | 0 | 52.08 | 48.45 | 9 | 0
2035 | TVA_Transmission_2_VACAR | TVA_Transmission | VACAR | Internal | Shoulder | B14 | 900 | 900 | 0 | 50.48 | 46.05 | 9 | 0
2035 | TVA_Transmission_2_VACAR | TVA_Transmission | VACAR | Internal | Shoulder | B15 | 1203 | 900 | 0 | 48.96 | 43.28 | 9 | 0
2035 | TVA_Transmission_2_VACAR | TVA_Transmission | VACAR | Internal | Summer | B1 | 10 | 900 | 0 | 88.74 | 85.46 | 9 | 0
2035 | TVA_Transmission_2_VACAR | TVA_Transmission | VACAR | Internal | Summer | B2 | 25 | 900 | 0 | 88.71 | 87.37 | 9 | 0
2035 | TVA_Transmission_2_VACAR | TVA_Transmission | VACAR | Internal | Summer | B3 | 75 | 900 | 0 | 83.18 | 85.46 | 9 | 0
2035 | TVA_Transmission_2_VACAR | TVA_Transmission | VACAR | Internal | Summer | B4 | 100 | 900 | 0 | 81.22 | 81.22 | 9 | 0
2035 | TVA_Transmission_2_VACAR | TVA_Transmission | VACAR | Internal | Summer | B5 | 200 | 900 | 0 | 78.15 | 79.65 | 9 | 0
2035 | TVA_Transmission_2_VACAR | TVA_Transmission | VACAR | Internal | Summer | B6 | 300 | 900 | 0 | 64.66 | 60.15 | 9 | 0
2035 | TVA_Transmission_2_VACAR | TVA_Transmission | VACAR | Internal | Summer | B7 | 400 | 900 | 0 | 52.13 | 55 | 9 | 0
2035 | TVA_Transmission_2_VACAR | TVA_Transmission | VACAR | Internal | Summer | B8 | 500 | 900 | 0 | 51.33 | 52.15 | 9 | 0
2035 | TVA_Transmission_2_VACAR | TVA_Transmission | VACAR | Internal | Summer | B9 | 800 | 900 | 0 | 49.22 | 47.17 | 9 | 0
2035 | TVA_Transmission_2_VACAR | TVA_Transmission | VACAR | Internal | Summer | B10 | 1262 | 900 | 0 | 42.61 | 43.33 | 9 | 0
2035 | TVA_Transmission_2_VACAR | TVA_Transmission | VACAR | Internal | Winter | B16 | 25 | 900 | 0 | 67.48 | 69.48 | 9 | 0
2035 | TVA_Transmission_2_VACAR | TVA_Transmission | VACAR | Internal | Winter | B17 | 100 | 900 | 0 | 61.94 | 60.15 | 9 | 0
2035 | TVA_Transmission_2_VACAR | TVA_Transmission | VACAR | Internal | Winter | B18 | 400 | 900 | 0 | 55 | 49.53 | 9 | 0
2035 | TVA_Transmission_2_VACAR | TVA_Transmission | VACAR | Internal | Winter | B19 | 700 | 900 | 0 | 50.54 | 45.75 | 9 | 0
2035 | TVA_Transmission_2_VACAR | TVA_Transmission | VACAR | Internal | Winter | B20 | 935 | 900 | 0 | 48.82 | 43.33 | 9 | 0
2035 | VACAR_2_SOCO | VACAR | SOCO | Internal | Shoulder | B11 | 25 | 3000 | 0 | 83.47 | 83.47 | 7 | 0
2035 | VACAR_2_SOCO | VACAR | SOCO | Internal | Shoulder | B12 | 200 | 3000 | 0 | 55.18 | 53.05 | 7 | 0
2035 | VACAR_2_SOCO | VACAR | SOCO | Internal | Shoulder | B13 | 600 | 3000 | 0 | 48.45 | 53.05 | 7 | 0
2035 | VACAR_2_SOCO | VACAR | SOCO | Internal | Shoulder | B14 | 900 | 3000 | 775.84 | 46.05 | 53.05 | 7 | 0
2035 | VACAR_2_SOCO | VACAR | SOCO | Internal | Shoulder | B15 | 1203 | 3000 | 2880.59 | 43.28 | 50.28 | 7 | 0
2035 | VACAR_2_SOCO | VACAR | SOCO | Internal | Summer | B1 | 10 | 3000 | 0 | 85.46 | 88.3 | 7 | 0
2035 | VACAR_2_SOCO | VACAR | SOCO | Internal | Summer | B2 | 25 | 3000 | 0 | 87.37 | 86.6 | 7 | 0
2035 | VACAR_2_SOCO | VACAR | SOCO | Internal | Summer | B3 | 75 | 3000 | 0 | 85.46 | 86.6 | 7 | 0
2035 | VACAR_2_SOCO | VACAR | SOCO | Internal | Summer | B4 | 100 | 3000 | 0 | 81.22 | 86.6 | 7 | 0
2035 | VACAR_2_SOCO | VACAR | SOCO | Internal | Summer | B5 | 200 | 3000 | 0 | 79.65 | 83.59 | 7 | 0
2035 | VACAR_2_SOCO | VACAR | SOCO | Internal | Summer | B6 | 300 | 3000 | 379.84 | 60.15 | 67.15 | 7 | 0
2035 | VACAR_2_SOCO | VACAR | SOCO | Internal | Summer | B7 | 400 | 3000 | 0 | 55 | 54.98 | 7 | 0
2035 | VACAR_2_SOCO | VACAR | SOCO | Internal | Summer | B8 | 500 | 3000 | 0 | 52.15 | 51.48 | 7 | 0
2035 | VACAR_2_SOCO | VACAR | SOCO | Internal | Summer | B9 | 800 | 3000 | 0 | 47.17 | 51.48 | 7 | 0
2035 | VACAR_2_SOCO | VACAR | SOCO | Internal | Summer | B10 | 1262 | 3000 | 0 | 43.33 | 47.31 | 7 | 0
2035 | VACAR_2_SOCO | VACAR | SOCO | Internal | Winter | B16 | 25 | 3000 | 2059.2 | 69.48 | 76.48 | 7 | 0
2035 | VACAR_2_SOCO | VACAR | SOCO | Internal | Winter | B17 | 100 | 3000 | 0 | 60.15 | 56.53 | 7 | 0
2035 | VACAR_2_SOCO | VACAR | SOCO | Internal | Winter | B18 | 400 | 3000 | 517.38 | 49.53 | 56.53 | 7 | 0
2035 | VACAR_2_SOCO | VACAR | SOCO | Internal | Winter | B19 | 700 | 3000 | 1740.99 | 45.75 | 52.75 | 7 | 0
2035 | VACAR_2_SOCO | VACAR | SOCO | Internal | Winter | B20 | 935 | 3000 | 3000 | 43.33 | 51.16 | 7 | 0.83
2035 | VACAR_2_TVA_Transmission | VACAR | TVA_Transmission | Internal | Shoulder | B11 | 25 | 900 | 0 | 83.47 | 74.47 | 7 | 0
2035 | VACAR_2_TVA_Transmission | VACAR | TVA_Transmission | Internal | Shoulder | B12 | 200 | 900 | 0 | 55.18 | 60.51 | 7 | 0
2035 | VACAR_2_TVA_Transmission | VACAR | TVA_Transmission | Internal | Shoulder | B13 | 600 | 900 | 0 | 48.45 | 52.08 | 7 | 0
2035 | VACAR_2_TVA_Transmission | VACAR | TVA_Transmission | Internal | Shoulder | B14 | 900 | 900 | 0 | 46.05 | 50.48 | 7 | 0
2035 | VACAR_2_TVA_Transmission | VACAR | TVA_Transmission | Internal | Shoulder | B15 | 1203 | 900 | 0 | 43.28 | 48.96 | 7 | 0
2035 | VACAR_2_TVA_Transmission | VACAR | TVA_Transmission | Internal | Summer | B1 | 10 | 900 | 0 | 85.46 | 88.74 | 7 | 0
2035 | VACAR_2_TVA_Transmission | VACAR | TVA_Transmission | Internal | Summer | B2 | 25 | 900 | 0 | 87.37 | 88.71 | 7 | 0
2035 | VACAR_2_TVA_Transmission | VACAR | TVA_Transmission | Internal | Summer | B3 | 75 | 900 | 0 | 85.46 | 83.18 | 7 | 0
2035 | VACAR_2_TVA_Transmission | VACAR | TVA_Transmission | Internal | Summer | B4 | 100 | 900 | 0 | 81.22 | 81.22 | 7 | 0
2035 | VACAR_2_TVA_Transmission | VACAR | TVA_Transmission | Internal | Summer | B5 | 200 | 900 | 0 | 79.65 | 78.15 | 7 | 0
2035 | VACAR_2_TVA_Transmission | VACAR | TVA_Transmission | Internal | Summer | B6 | 300 | 900 | 0 | 60.15 | 64.66 | 7 | 0
2035 | VACAR_2_TVA_Transmission | VACAR | TVA_Transmission | Internal | Summer | B7 | 400 | 900 | 0 | 55 | 52.13 | 7 | 0
2035 | VACAR_2_TVA_Transmission | VACAR | TVA_Transmission | Internal | Summer | B8 | 500 | 900 | 0 | 52.15 | 51.33 | 7 | 0
2035 | VACAR_2_TVA_Transmission | VACAR | TVA_Transmission | Internal | Summer | B9 | 800 | 900 | 0 | 47.17 | 49.22 | 7 | 0
2035 | VACAR_2_TVA_Transmission | VACAR | TVA_Transmission | Internal | Summer | B10 | 1262 | 900 | 0 | 43.33 | 42.61 | 7 | 0
2035 | VACAR_2_TVA_Transmission | VACAR | TVA_Transmission | Internal | Winter | B16 | 25 | 900 | 0 | 69.48 | 67.48 | 7 | 0
2035 | VACAR_2_TVA_Transmission | VACAR | TVA_Transmission | Internal | Winter | B17 | 100 | 900 | 0 | 60.15 | 61.94 | 7 | 0
2035 | VACAR_2_TVA_Transmission | VACAR | TVA_Transmission | Internal | Winter | B18 | 400 | 900 | 0 | 49.53 | 55 | 7 | 0
2035 | VACAR_2_TVA_Transmission | VACAR | TVA_Transmission | Internal | Winter | B19 | 700 | 900 | 0 | 45.75 | 50.54 | 7 | 0
2035 | VACAR_2_TVA_Transmission | VACAR | TVA_Transmission | Internal | Winter | B20 | 935 | 900 | 0 | 43.33 | 48.82 | 7 | 0
2040 | ENT_2_MISO_MO-IL | ENT | MISO_MO-IL | Internal | Shoulder | B11 | 25 | 2260 | 0 | 85.3 | 87.9 | 8 | 0
2040 | ENT_2_MISO_MO-IL | ENT | MISO_MO-IL | Internal | Shoulder | B12 | 200 | 2260 | 0 | 59.51 | 64.8 | 8 | 0
2040 | ENT_2_MISO_MO-IL | ENT | MISO_MO-IL | Internal | Shoulder | B13 | 600 | 2260 | 0 | 59.08 | 57.49 | 8 | 0
2040 | ENT_2_MISO_MO-IL | ENT | MISO_MO-IL | Internal | Shoulder | B14 | 900 | 2260 | 0 | 57.12 | 53.94 | 8 | 0
2040 | ENT_2_MISO_MO-IL | ENT | MISO_MO-IL | Internal | Shoulder | B15 | 1203 | 2260 | 0 | 57.12 | 48.1 | 8 | 0
2040 | ENT_2_MISO_MO-IL | ENT | MISO_MO-IL | Internal | Summer | B1 | 10 | 2260 | 0 | 90.74 | 90.74 | 8 | 0
2040 | ENT_2_MISO_MO-IL | ENT | MISO_MO-IL | Internal | Summer | B2 | 25 | 2260 | 0 | 90.67 | 90.67 | 8 | 0
2040 | ENT_2_MISO_MO-IL | ENT | MISO_MO-IL | Internal | Summer | B3 | 75 | 2260 | 0 | 88.91 | 88.31 | 8 | 0
2040 | ENT_2_MISO_MO-IL | ENT | MISO_MO-IL | Internal | Summer | B4 | 100 | 2260 | 0 | 88.91 | 86.07 | 8 | 0
2040 | ENT_2_MISO_MO-IL | ENT | MISO_MO-IL | Internal | Summer | B5 | 200 | 2260 | 0 | 84.58 | 86.04 | 8 | 0
2040 | ENT_2_MISO_MO-IL | ENT | MISO_MO-IL | Internal | Summer | B6 | 300 | 2260 | 0 | 70.47 | 69.36 | 8 | 0
2040 | ENT_2_MISO_MO-IL | ENT | MISO_MO-IL | Internal | Summer | B7 | 400 | 2260 | 0 | 57.49 | 55.2 | 8 | 0
2040 | ENT_2_MISO_MO-IL | ENT | MISO_MO-IL | Internal | Summer | B8 | 500 | 2260 | 0 | 57.49 | 51.47 | 8 | 0
2040 | ENT_2_MISO_MO-IL | ENT | MISO_MO-IL | Internal | Summer | B9 | 800 | 2260 | 0 | 55.78 | 47.78 | 8 | 0
2040 | ENT_2_MISO_MO-IL | ENT | MISO_MO-IL | Internal | Summer | B10 | 1262 | 2260 | 0 | 53.32 | 42.21 | 8 | 0
2040 | ENT_2_MISO_MO-IL | ENT | MISO_MO-IL | Internal | Winter | B16 | 25 | 2260 | 0 | 76.27 | 69.38 | 8 | 0
2040 | ENT_2_MISO_MO-IL | ENT | MISO_MO-IL | Internal | Winter | B17 | 100 | 2260 | 0 | 63.87 | 63.87 | 8 | 0
2040 | ENT_2_MISO_MO-IL | ENT | MISO_MO-IL | Internal | Winter | B18 | 400 | 2260 | 0 | 63.4 | 60.46 | 8 | 0
2040 | ENT_2_MISO_MO-IL | ENT | MISO_MO-IL | Internal | Winter | B19 | 700 | 2260 | 0 | 61.29 | 55.54 | 8 | 0
2040 | ENT_2_MISO_MO-IL | ENT | MISO_MO-IL | Internal | Winter | B20 | 935 | 2260 | 0 | 56.07 | 47.01 | 8 | 0
2040 | ENT_2_SOCO | ENT | SOCO | Internal | Shoulder | B11 | 25 | 2000 | 1972.24 | 85.3 | 93.3 | 8 | 0
2040 | ENT_2_SOCO | ENT | SOCO | Internal | Shoulder | B12 | 200 | 2000 | 0 | 59.51 | 59.58 | 8 | 0
2040 | ENT_2_SOCO | ENT | SOCO | Internal | Shoulder | B13 | 600 | 2000 | 0 | 59.08 | 59.58 | 8 | 0
2040 | ENT_2_SOCO | ENT | SOCO | Internal | Shoulder | B14 | 900 | 2000 | 0 | 57.12 | 59.58 | 8 | 0
2040 | ENT_2_SOCO | ENT | SOCO | Internal | Shoulder | B15 | 1203 | 2000 | 0 | 57.12 | 54.57 | 8 | 0
2040 | ENT_2_SOCO | ENT | SOCO | Internal | Summer | B1 | 10 | 2000 | 382.22 | 90.74 | 98.74 | 8 | 0
2040 | ENT_2_SOCO | ENT | SOCO | Internal | Summer | B2 | 25 | 2000 | 101.65 | 90.67 | 98.67 | 8 | 0
2040 | ENT_2_SOCO | ENT | SOCO | Internal | Summer | B3 | 75 | 2000 | 1742.35 | 88.91 | 96.91 | 8 | 0
2040 | ENT_2_SOCO | ENT | SOCO | Internal | Summer | B4 | 100 | 2000 | 1754.74 | 88.91 | 96.91 | 8 | 0
2040 | ENT_2_SOCO | ENT | SOCO | Internal | Summer | B5 | 200 | 2000 | 2000 | 84.58 | 96.91 | 8 | 4.34
2040 | ENT_2_SOCO | ENT | SOCO | Internal | Summer | B6 | 300 | 2000 | 0 | 70.47 | 73.47 | 8 | 0
2040 | ENT_2_SOCO | ENT | SOCO | Internal | Summer | B7 | 400 | 2000 | 0 | 57.49 | 60.05 | 8 | 0
2040 | ENT_2_SOCO | ENT | SOCO | Internal | Summer | B8 | 500 | 2000 | 0 | 57.49 | 57.95 | 8 | 0
2040 | ENT_2_SOCO | ENT | SOCO | Internal | Summer | B9 | 800 | 2000 | 0 | 55.78 | 57.95 | 8 | 0
2040 | ENT_2_SOCO | ENT | SOCO | Internal | Summer | B10 | 1262 | 2000 | 0 | 53.32 | 53.32 | 8 | 0
2040 | ENT_2_SOCO | ENT | SOCO | Internal | Winter | B16 | 25 | 2000 | 1442.15 | 76.27 | 84.27 | 8 | 0
2040 | ENT_2_SOCO | ENT | SOCO | Internal | Winter | B17 | 100 | 2000 | 0 | 63.87 | 63.4 | 8 | 0
2040 | ENT_2_SOCO | ENT | SOCO | Internal | Winter | B18 | 400 | 2000 | 0 | 63.4 | 63.4 | 8 | 0
2040 | ENT_2_SOCO | ENT | SOCO | Internal | Winter | B19 | 700 | 2000 | 0 | 61.29 | 57.96 | 8 | 0
2040 | ENT_2_SOCO | ENT | SOCO | Internal | Winter | B20 | 935 | 2000 | 0 | 56.07 | 57.13 | 8 | 0
2040 | ENT_2_SPP_N | ENT | SPP_N | Internal | Shoulder | B11 | 25 | 1300 | 0 | 85.3 | 90.93 | 8 | 0
2040 | ENT_2_SPP_N | ENT | SPP_N | Internal | Shoulder | B12 | 200 | 1300 | 0 | 59.51 | 59.8 | 8 | 0
2040 | ENT_2_SPP_N | ENT | SPP_N | Internal | Shoulder | B13 | 600 | 1300 | 0 | 59.08 | 56.9 | 8 | 0
2040 | ENT_2_SPP_N | ENT | SPP_N | Internal | Shoulder | B14 | 900 | 1300 | 0 | 57.12 | 51.83 | 8 | 0
2040 | ENT_2_SPP_N | ENT | SPP_N | Internal | Shoulder | B15 | 1203 | 1300 | 0 | 57.12 | 43.1 | 8 | 0
2040 | ENT_2_SPP_N | ENT | SPP_N | Internal | Summer | B1 | 10 | 1300 | 0 | 90.74 | 90.76 | 8 | 0
2040 | ENT_2_SPP_N | ENT | SPP_N | Internal | Summer | B2 | 25 | 1300 | 0 | 90.67 | 90.76 | 8 | 0
2040 | ENT_2_SPP_N | ENT | SPP_N | Internal | Summer | B3 | 75 | 1300 | 0 | 88.91 | 90.76 | 8 | 0
2040 | ENT_2_SPP_N | ENT | SPP_N | Internal | Summer | B4 | 100 | 1300 | 0 | 88.91 | 90.76 | 8 | 0
2040 | ENT_2_SPP_N | ENT | SPP_N | Internal | Summer | B5 | 200 | 1300 | 0 | 84.58 | 90.76 | 8 | 0
2040 | ENT_2_SPP_N | ENT | SPP_N | Internal | Summer | B6 | 300 | 1300 | 0 | 70.47 | 77.36 | 8 | 0
2040 | ENT_2_SPP_N | ENT | SPP_N | Internal | Summer | B7 | 400 | 1300 | 0 | 57.49 | 61.43 | 8 | 0
2040 | ENT_2_SPP_N | ENT | SPP_N | Internal | Summer | B8 | 500 | 1300 | 0 | 57.49 | 55.13 | 8 | 0
2040 | ENT_2_SPP_N | ENT | SPP_N | Internal | Summer | B9 | 800 | 1300 | 0 | 55.78 | 54.77 | 8 | 0
2040 | ENT_2_SPP_N | ENT | SPP_N | Internal | Summer | B10 | 1262 | 1300 | 0 | 53.32 | 44.29 | 8 | 0
2040 | ENT_2_SPP_N | ENT | SPP_N | Internal | Winter | B16 | 25 | 1300 | 0 | 76.27 | 64.38 | 8 | 0
2040 | ENT_2_SPP_N | ENT | SPP_N | Internal | Winter | B17 | 100 | 1300 | 0 | 63.87 | 58.87 | 8 | 0
2040 | ENT_2_SPP_N | ENT | SPP_N | Internal | Winter | B18 | 400 | 1300 | 0 | 63.4 | 58.39 | 8 | 0
2040 | ENT_2_SPP_N | ENT | SPP_N | Internal | Winter | B19 | 700 | 1300 | 0 | 61.29 | 54.6 | 8 | 0
2040 | ENT_2_SPP_N | ENT | SPP_N | Internal | Winter | B20 | 935 | 1300 | 0 | 56.07 | 42.01 | 8 | 0
2040 | ENT_2_TVA_Transmission | ENT | TVA_Transmission | Internal | Shoulder | B11 | 25 | 2100 | 0 | 85.3 | 90.03 | 8 | 0
2040 | ENT_2_TVA_Transmission | ENT | TVA_Transmission | Internal | Shoulder | B12 | 200 | 2100 | 0 | 59.51 | 67.16 | 8 | 0
2040 | ENT_2_TVA_Transmission | ENT | TVA_Transmission | Internal | Shoulder | B13 | 600 | 2100 | 0 | 59.08 | 58.88 | 8 | 0
2040 | ENT_2_TVA_Transmission | ENT | TVA_Transmission | Internal | Shoulder | B14 | 900 | 2100 | 0 | 57.12 | 57.55 | 8 | 0
2040 | ENT_2_TVA_Transmission | ENT | TVA_Transmission | Internal | Shoulder | B15 | 1203 | 2100 | 0 | 57.12 | 53.58 | 8 | 0
2040 | ENT_2_TVA_Transmission | ENT | TVA_Transmission | Internal | Summer | B1 | 10 | 2100 | 566.36 | 90.74 | 98.74 | 8 | 0
2040 | ENT_2_TVA_Transmission | ENT | TVA_Transmission | Internal | Summer | B2 | 25 | 2100 | 659.71 | 90.67 | 98.67 | 8 | 0
2040 | ENT_2_TVA_Transmission | ENT | TVA_Transmission | Internal | Summer | B3 | 75 | 2100 | 0 | 88.91 | 92.3 | 8 | 0
2040 | ENT_2_TVA_Transmission | ENT | TVA_Transmission | Internal | Summer | B4 | 100 | 2100 | 0 | 88.91 | 90.04 | 8 | 0
2040 | ENT_2_TVA_Transmission | ENT | TVA_Transmission | Internal | Summer | B5 | 200 | 2100 | 0 | 84.58 | 90.04 | 8 | 0
2040 | ENT_2_TVA_Transmission | ENT | TVA_Transmission | Internal | Summer | B6 | 300 | 2100 | 0 | 70.47 | 70.84 | 8 | 0
2040 | ENT_2_TVA_Transmission | ENT | TVA_Transmission | Internal | Summer | B7 | 400 | 2100 | 0 | 57.49 | 57.96 | 8 | 0
2040 | ENT_2_TVA_Transmission | ENT | TVA_Transmission | Internal | Summer | B8 | 500 | 2100 | 0 | 57.49 | 57.28 | 8 | 0
2040 | ENT_2_TVA_Transmission | ENT | TVA_Transmission | Internal | Summer | B9 | 800 | 2100 | 0 | 55.78 | 53.44 | 8 | 0
2040 | ENT_2_TVA_Transmission | ENT | TVA_Transmission | Internal | Summer | B10 | 1262 | 2100 | 0 | 53.32 | 46.61 | 8 | 0
2040 | ENT_2_TVA_Transmission | ENT | TVA_Transmission | Internal | Winter | B16 | 25 | 2100 | 0 | 76.27 | 75.27 | 8 | 0
2040 | ENT_2_TVA_Transmission | ENT | TVA_Transmission | Internal | Winter | B17 | 100 | 2100 | 0 | 63.87 | 68.25 | 8 | 0
2040 | ENT_2_TVA_Transmission | ENT | TVA_Transmission | Internal | Winter | B18 | 400 | 2100 | 0 | 63.4 | 61.94 | 8 | 0
2040 | ENT_2_TVA_Transmission | ENT | TVA_Transmission | Internal | Winter | B19 | 700 | 2100 | 0 | 61.29 | 57.32 | 8 | 0
2040 | ENT_2_TVA_Transmission | ENT | TVA_Transmission | Internal | Winter | B20 | 935 | 2100 | 0 | 56.07 | 53.56 | 8 | 0
2040 | HQ_NEISO_2_NEISO | HQ_NEISO | NEISO | Internal | Shoulder | B11 | 25 | 99999 | 2920 | 45.21 | 45.22 | 0.01 | 0
2040 | HQ_NEISO_2_NEISO | HQ_NEISO | NEISO | Internal | Shoulder | B12 | 200 | 99999 | 2920 | 45.21 | 45.22 | 0.01 | 0
2040 | HQ_NEISO_2_NEISO | HQ_NEISO | NEISO | Internal | Shoulder | B13 | 600 | 99999 | 2920 | 45.21 | 45.22 | 0.01 | 0
2040 | HQ_NEISO_2_NEISO | HQ_NEISO | NEISO | Internal | Shoulder | B14 | 900 | 99999 | 2920 | 45.21 | 45.22 | 0.01 | 0
2040 | HQ_NEISO_2_NEISO | HQ_NEISO | NEISO | Internal | Shoulder | B15 | 1203 | 99999 | 1143.24 | 45.21 | 45.22 | 0.01 | 0
2040 | HQ_NEISO_2_NEISO | HQ_NEISO | NEISO | Internal | Summer | B1 | 10 | 99999 | 2920 | 68.41 | 68.42 | 0.01 | 0
2040 | HQ_NEISO_2_NEISO | HQ_NEISO | NEISO | Internal | Summer | B2 | 25 | 99999 | 2920 | 75.45 | 75.46 | 0.01 | 0
2040 | HQ_NEISO_2_NEISO | HQ_NEISO | NEISO | Internal | Summer | B3 | 75 | 99999 | 2920 | 66.61 | 66.63 | 0.01 | 0
2040 | HQ_NEISO_2_NEISO | HQ_NEISO | NEISO | Internal | Summer | B4 | 100 | 99999 | 2920 | 63 | 63.01 | 0.01 | 0
2040 | HQ_NEISO_2_NEISO | HQ_NEISO | NEISO | Internal | Summer | B5 | 200 | 99999 | 2920 | 57.49 | 57.5 | 0.01 | 0
2040 | HQ_NEISO_2_NEISO | HQ_NEISO | NEISO | Internal | Summer | B6 | 300 | 99999 | 2920 | 43.11 | 43.13 | 0.01 | 0
2040 | HQ_NEISO_2_NEISO | HQ_NEISO | NEISO | Internal | Summer | B7 | 400 | 99999 | 2920 | 41.34 | 41.35 | 0.01 | 0
2040 | HQ_NEISO_2_NEISO | HQ_NEISO | NEISO | Internal | Summer | B8 | 500 | 99999 | 2920 | 41.34 | 41.35 | 0.01 | 0
2040 | HQ_NEISO_2_NEISO | HQ_NEISO | NEISO | Internal | Summer | B9 | 800 | 99999 | 2920 | 41.34 | 41.35 | 0.01 | 0
2040 | HQ_NEISO_2_NEISO | HQ_NEISO | NEISO | Internal | Summer | B10 | 1262 | 99999 | 795.94 | 41.34 | 41.35 | 0.01 | 0
2040 | HQ_NEISO_2_NEISO | HQ_NEISO | NEISO | Internal | Winter | B16 | 25 | 99999 | 2920 | 57.11 | 57.12 | 0.01 | 0
2040 | HQ_NEISO_2_NEISO | HQ_NEISO | NEISO | Internal | Winter | B17 | 100 | 99999 | 2920 | 57.11 | 57.12 | 0.01 | 0
2040 | HQ_NEISO_2_NEISO | HQ_NEISO | NEISO | Internal | Winter | B18 | 400 | 99999 | 2920 | 57.11 | 57.12 | 0.01 | 0
2040 | HQ_NEISO_2_NEISO | HQ_NEISO | NEISO | Internal | Winter | B19 | 700 | 99999 | 2920 | 57.11 | 57.12 | 0.01 | 0
2040 | HQ_NEISO_2_NEISO | HQ_NEISO | NEISO | Internal | Winter | B20 | 935 | 99999 | 1233.58 | 57.11 | 57.12 | 0.01 | 0
2040 | HQ_NY_2_NYISO_A-F | HQ_NY | NYISO_A-F | Internal | Shoulder | B11 | 25 | 99999 | 1000 | 58.28 | 58.3 | 0.01 | 0
2040 | HQ_NY_2_NYISO_A-F | HQ_NY | NYISO_A-F | Internal | Shoulder | B12 | 200 | 99999 | 1000 | 58.28 | 58.3 | 0.01 | 0
2040 | HQ_NY_2_NYISO_A-F | HQ_NY | NYISO_A-F | Internal | Shoulder | B13 | 600 | 99999 | 1000 | 49 | 49.02 | 0.01 | 0
2040 | HQ_NY_2_NYISO_A-F | HQ_NY | NYISO_A-F | Internal | Shoulder | B14 | 900 | 99999 | 1000 | 48.62 | 48.64 | 0.01 | 0
2040 | HQ_NY_2_NYISO_A-F | HQ_NY | NYISO_A-F | Internal | Shoulder | B15 | 1203 | 99999 | 188.69 | 48.62 | 48.64 | 0.01 | 0
2040 | HQ_NY_2_NYISO_A-F | HQ_NY | NYISO_A-F | Internal | Summer | B1 | 10 | 99999 | 1000 | 77.42 | 77.43 | 0.01 | 0
2040 | HQ_NY_2_NYISO_A-F | HQ_NY | NYISO_A-F | Internal | Summer | B2 | 25 | 99999 | 1000 | 78.45 | 78.46 | 0.01 | 0
2040 | HQ_NY_2_NYISO_A-F | HQ_NY | NYISO_A-F | Internal | Summer | B3 | 75 | 99999 | 1000 | 69.6 | 69.61 | 0.01 | 0
2040 | HQ_NY_2_NYISO_A-F | HQ_NY | NYISO_A-F | Internal | Summer | B4 | 100 | 99999 | 1000 | 66 | 66.01 | 0.01 | 0
2040 | HQ_NY_2_NYISO_A-F | HQ_NY | NYISO_A-F | Internal | Summer | B5 | 200 | 99999 | 1000 | 62.92 | 62.93 | 0.01 | 0
2040 | HQ_NY_2_NYISO_A-F | HQ_NY | NYISO_A-F | Internal | Summer | B6 | 300 | 99999 | 1000 | 56.74 | 56.75 | 0.01 | 0
2040 | HQ_NY_2_NYISO_A-F | HQ_NY | NYISO_A-F | Internal | Summer | B7 | 400 | 99999 | 1000 | 47.72 | 47.73 | 0.01 | 0
2040 | HQ_NY_2_NYISO_A-F | HQ_NY | NYISO_A-F | Internal | Summer | B8 | 500 | 99999 | 1000 | 47.72 | 47.73 | 0.01 | 0
2040 | HQ_NY_2_NYISO_A-F | HQ_NY | NYISO_A-F | Internal | Summer | B9 | 800 | 99999 | 1000 | 47.72 | 47.73 | 0.01 | 0
2040 | HQ_NY_2_NYISO_A-F | HQ_NY | NYISO_A-F | Internal | Summer | B10 | 1262 | 99999 | 30.11 | 47.72 | 47.73 | 0.01 | 0
2040 | HQ_NY_2_NYISO_A-F | HQ_NY | NYISO_A-F | Internal | Winter | B16 | 25 | 99999 | 1000 | 71.91 | 71.92 | 0.01 | 0
2040 | HQ_NY_2_NYISO_A-F | HQ_NY | NYISO_A-F | Internal | Winter | B17 | 100 | 99999 | 1000 | 61.64 | 61.65 | 0.01 | 0
2040 | HQ_NY_2_NYISO_A-F | HQ_NY | NYISO_A-F | Internal | Winter | B18 | 400 | 99999 | 1000 | 60.98 | 60.99 | 0.01 | 0
2040 | HQ_NY_2_NYISO_A-F | HQ_NY | NYISO_A-F | Internal | Winter | B19 | 700 | 99999 | 1000 | 56.86 | 56.87 | 0.01 | 0
2040 | HQ_NY_2_NYISO_A-F | HQ_NY | NYISO_A-F | Internal | Winter | B20 | 935 | 99999 | 229.95 | 56.86 | 56.87 | 0.01 | 0
2040 | HQ_IESO_2_IESO | HQ_IESO | IESO | Internal | Shoulder | B11 | 25 | 99999 | 400 | 52.69 | 52.7 | 0.01 | 0
2040 | HQ_IESO_2_IESO | HQ_IESO | IESO | Internal | Shoulder | B12 | 200 | 99999 | 400 | 55.21 | 55.22 | 0.01 | 0
2040 | HQ_IESO_2_IESO | HQ_IESO | IESO | Internal | Shoulder | B13 | 600 | 99999 | 400 | 51.58 | 51.59 | 0.01 | 0
2040 | HQ_IESO_2_IESO | HQ_IESO | IESO | Internal | Shoulder | B14 | 900 | 99999 | 400 | 51.58 | 51.59 | 0.01 | 0
2040 | HQ_IESO_2_IESO | HQ_IESO | IESO | Internal | Shoulder | B15 | 1203 | 99999 | 75.48 | 51.58 | 51.59 | 0.01 | 0
2040 | HQ_IESO_2_IESO | HQ_IESO | IESO | Internal | Summer | B1 | 10 | 99999 | 400 | 84.42 | 84.43 | 0.01 | 0
2040 | HQ_IESO_2_IESO | HQ_IESO | IESO | Internal | Summer | B2 | 25 | 99999 | 400 | 84.42 | 84.43 | 0.01 | 0
2040 | HQ_IESO_2_IESO | HQ_IESO | IESO | Internal | Summer | B3 | 75 | 99999 | 400 | 76.6 | 76.61 | 0.01 | 0
2040 | HQ_IESO_2_IESO | HQ_IESO | IESO | Internal | Summer | B4 | 100 | 99999 | 400 | 73 | 73.01 | 0.01 | 0
2040 | HQ_IESO_2_IESO | HQ_IESO | IESO | Internal | Summer | B5 | 200 | 99999 | 400 | 67.85 | 67.87 | 0.01 | 0
2040 | HQ_IESO_2_IESO | HQ_IESO | IESO | Internal | Summer | B6 | 300 | 99999 | 400 | 51.99 | 52 | 0.01 | 0
2040 | HQ_IESO_2_IESO | HQ_IESO | IESO | Internal | Summer | B7 | 400 | 99999 | 400 | 49.01 | 49.02 | 0.01 | 0
2040 | HQ_IESO_2_IESO | HQ_IESO | IESO | Internal | Summer | B8 | 500 | 99999 | 400 | 49.01 | 49.02 | 0.01 | 0
2040 | HQ_IESO_2_IESO | HQ_IESO | IESO | Internal | Summer | B9 | 800 | 99999 | 400 | 49.01 | 49.02 | 0.01 | 0
2040 | HQ_IESO_2_IESO | HQ_IESO | IESO | Internal | Summer | B10 | 1262 | 99999 | 12.04 | 49.01 | 49.02 | 0.01 | 0
2040 | HQ_IESO_2_IESO | HQ_IESO | IESO | Internal | Winter | B16 | 25 | 99999 | 400 | 64.91 | 64.92 | 0.01 | 0
2040 | HQ_IESO_2_IESO | HQ_IESO | IESO | Internal | Winter | B17 | 100 | 99999 | 400 | 56.83 | 56.84 | 0.01 | 0
2040 | HQ_IESO_2_IESO | HQ_IESO | IESO | Internal | Winter | B18 | 400 | 99999 | 400 | 55.04 | 55.05 | 0.01 | 0
2040 | HQ_IESO_2_IESO | HQ_IESO | IESO | Internal | Winter | B19 | 700 | 99999 | 400 | 55.04 | 55.05 | 0.01 | 0
2040 | HQ_IESO_2_IESO | HQ_IESO | IESO | Internal | Winter | B20 | 935 | 99999 | 91.98 | 55.04 | 55.05 | 0.01 | 0
2040 | IESO_2_MAPP_CA | IESO | MAPP_CA | Internal | Shoulder | B11 | 25 | 262 | 193.34 | 52.7 | 59.7 | 7 | 0
2040 | IESO_2_MAPP_CA | IESO | MAPP_CA | Internal | Shoulder | B12 | 200 | 262 | 186.88 | 55.22 | 62.22 | 7 | 0
2040 | IESO_2_MAPP_CA | IESO | MAPP_CA | Internal | Shoulder | B13 | 600 | 262 | 0 | 51.59 | 57.47 | 7 | 0
2040 | IESO_2_MAPP_CA | IESO | MAPP_CA | Internal | Shoulder | B14 | 900 | 262 | 0 | 51.59 | 53.92 | 7 | 0
2040 | IESO_2_MAPP_CA | IESO | MAPP_CA | Internal | Shoulder | B15 | 1203 | 262 | 0 | 51.59 | 53.92 | 7 | 0
2040 | IESO_2_MAPP_CA | IESO | MAPP_CA | Internal | Summer | B1 | 10 | 262 | 0 | 84.43 | 47.75 | 7 | 0
2040 | IESO_2_MAPP_CA | IESO | MAPP_CA | Internal | Summer | B2 | 25 | 262 | 0 | 84.43 | 59.87 | 7 | 0
2040 | IESO_2_MAPP_CA | IESO | MAPP_CA | Internal | Summer | B3 | 75 | 262 | 0 | 76.61 | 59.87 | 7 | 0
2040 | IESO_2_MAPP_CA | IESO | MAPP_CA | Internal | Summer | B4 | 100 | 262 | 0 | 73.01 | 65.01 | 7 | 0
2040 | IESO_2_MAPP_CA | IESO | MAPP_CA | Internal | Summer | B5 | 200 | 262 | 0 | 67.87 | 59.87 | 7 | 0
2040 | IESO_2_MAPP_CA | IESO | MAPP_CA | Internal | Summer | B6 | 300 | 262 | 0 | 52 | 56.36 | 7 | 0
2040 | IESO_2_MAPP_CA | IESO | MAPP_CA | Internal | Summer | B7 | 400 | 262 | 0 | 49.02 | 47.75 | 7 | 0
2040 | IESO_2_MAPP_CA | IESO | MAPP_CA | Internal | Summer | B8 | 500 | 262 | 0 | 49.02 | 47.75 | 7 | 0
2040 | IESO_2_MAPP_CA | IESO | MAPP_CA | Internal | Summer | B9 | 800 | 262 | 0 | 49.02 | 47.75 | 7 | 0
2040 | IESO_2_MAPP_CA | IESO | MAPP_CA | Internal | Summer | B10 | 1262 | 262 | 0 | 49.02 | 47.75 | 7 | 0
2040 | IESO_2_MAPP_CA | IESO | MAPP_CA | Internal | Winter | B16 | 25 | 262 | 0 | 64.92 | 69.36 | 7 | 0
2040 | IESO_2_MAPP_CA | IESO | MAPP_CA | Internal | Winter | B17 | 100 | 262 | 211.07 | 56.84 | 63.84 | 7 | 0
2040 | IESO_2_MAPP_CA | IESO | MAPP_CA | Internal | Winter | B18 | 400 | 262 | 0 | 55.05 | 60.44 | 7 | 0
2040 | IESO_2_MAPP_CA | IESO | MAPP_CA | Internal | Winter | B19 | 700 | 262 | 0 | 55.05 | 55.54 | 7 | 0
2040 | IESO_2_MAPP_CA | IESO | MAPP_CA | Internal | Winter | B20 | 935 | 262 | 0 | 55.05 | 55.54 | 7 | 0
2040 | IESO_2_MISO_MI | IESO | MISO_MI | Internal | Shoulder | B11 | 25 | 1840 | 1840 | 52.7 | 87.88 | 7 | 28.18
2040 | IESO_2_MISO_MI | IESO | MISO_MI | Internal | Shoulder | B12 | 200 | 1840 | 1840 | 55.22 | 68.17 | 7 | 5.94
2040 | IESO_2_MISO_MI | IESO | MISO_MI | Internal | Shoulder | B13 | 600 | 1840 | 0 | 51.59 | 57.52 | 7 | 0
2040 | IESO_2_MISO_MI | IESO | MISO_MI | Internal | Shoulder | B14 | 900 | 1840 | 0 | 51.59 | 53.97 | 7 | 0
2040 | IESO_2_MISO_MI | IESO | MISO_MI | Internal | Shoulder | B15 | 1203 | 1840 | 0 | 51.59 | 49.61 | 7 | 0
2040 | IESO_2_MISO_MI | IESO | MISO_MI | Internal | Summer | B1 | 10 | 1840 | 0 | 84.43 | 90.74 | 7 | 0
2040 | IESO_2_MISO_MI | IESO | MISO_MI | Internal | Summer | B2 | 25 | 1840 | 0 | 84.43 | 90.67 | 7 | 0
2040 | IESO_2_MISO_MI | IESO | MISO_MI | Internal | Summer | B3 | 75 | 1840 | 1840 | 76.61 | 88.3 | 7 | 4.69
2040 | IESO_2_MISO_MI | IESO | MISO_MI | Internal | Summer | B4 | 100 | 1840 | 1840 | 73.01 | 86.04 | 7 | 6.03
2040 | IESO_2_MISO_MI | IESO | MISO_MI | Internal | Summer | B5 | 200 | 1840 | 1840 | 67.87 | 86.01 | 7 | 11.15
2040 | IESO_2_MISO_MI | IESO | MISO_MI | Internal | Summer | B6 | 300 | 1840 | 1840 | 52 | 69.35 | 7 | 10.35
2040 | IESO_2_MISO_MI | IESO | MISO_MI | Internal | Summer | B7 | 400 | 1840 | 5.21 | 49.02 | 56.02 | 7 | 0
2040 | IESO_2_MISO_MI | IESO | MISO_MI | Internal | Summer | B8 | 500 | 1840 | 0 | 49.02 | 52.58 | 7 | 0
2040 | IESO_2_MISO_MI | IESO | MISO_MI | Internal | Summer | B9 | 800 | 1840 | 0 | 49.02 | 47.8 | 7 | 0
2040 | IESO_2_MISO_MI | IESO | MISO_MI | Internal | Summer | B10 | 1262 | 1840 | 0 | 49.02 | 47.71 | 7 | 0
2040 | IESO_2_MISO_MI | IESO | MISO_MI | Internal | Winter | B16 | 25 | 1840 | 1065.7 | 64.92 | 71.92 | 7 | 0
2040 | IESO_2_MISO_MI | IESO | MISO_MI | Internal | Winter | B17 | 100 | 1840 | 1840 | 56.84 | 67.87 | 7 | 4.02
2040 | IESO_2_MISO_MI | IESO | MISO_MI | Internal | Winter | B18 | 400 | 1840 | 0 | 55.05 | 60.49 | 7 | 0
2040 | IESO_2_MISO_MI | IESO | MISO_MI | Internal | Winter | B19 | 700 | 1840 | 0 | 55.05 | 55.56 | 7 | 0
2040 | IESO_2_MISO_MI | IESO | MISO_MI | Internal | Winter | B20 | 935 | 1840 | 0 | 55.05 | 52.16 | 7 | 0
2040 | IESO_2_MISO_W | IESO | MISO_W | Internal | Shoulder | B11 | 25 | 140 | 140 | 52.7 | 87.89 | 7 | 28.19
2040 | IESO_2_MISO_W | IESO | MISO_W | Internal | Shoulder | B12 | 200 | 140 | 140 | 55.22 | 64.78 | 7 | 2.56
2040 | IESO_2_MISO_W | IESO | MISO_W | Internal | Shoulder | B13 | 600 | 140 | 0 | 51.59 | 57.48 | 7 | 0
2040 | IESO_2_MISO_W | IESO | MISO_W | Internal | Shoulder | B14 | 900 | 140 | 0 | 51.59 | 53.93 | 7 | 0
2040 | IESO_2_MISO_W | IESO | MISO_W | Internal | Shoulder | B15 | 1203 | 140 | 0 | 51.59 | 48.09 | 7 | 0
2040 | IESO_2_MISO_W | IESO | MISO_W | Internal | Summer | B1 | 10 | 140 | 0 | 84.43 | 90.75 | 7 | 0
2040 | IESO_2_MISO_W | IESO | MISO_W | Internal | Summer | B2 | 25 | 140 | 0 | 84.43 | 90.66 | 7 | 0
2040 | IESO_2_MISO_W | IESO | MISO_W | Internal | Summer | B3 | 75 | 140 | 140 | 76.61 | 89.88 | 7 | 6.27
2040 | IESO_2_MISO_W | IESO | MISO_W | Internal | Summer | B4 | 100 | 140 | 140 | 73.01 | 86.08 | 7 | 6.07
2040 | IESO_2_MISO_W | IESO | MISO_W | Internal | Summer | B5 | 200 | 140 | 140 | 67.87 | 86.04 | 7 | 11.17
2040 | IESO_2_MISO_W | IESO | MISO_W | Internal | Summer | B6 | 300 | 140 | 140 | 52 | 70.36 | 7 | 11.36
2040 | IESO_2_MISO_W | IESO | MISO_W | Internal | Summer | B7 | 400 | 140 | 0 | 49.02 | 55.19 | 7 | 0
2040 | IESO_2_MISO_W | IESO | MISO_W | Internal | Summer | B8 | 500 | 140 | 0 | 49.02 | 51.45 | 7 | 0
2040 | IESO_2_MISO_W | IESO | MISO_W | Internal | Summer | B9 | 800 | 140 | 0 | 49.02 | 47.77 | 7 | 0
2040 | IESO_2_MISO_W | IESO | MISO_W | Internal | Summer | B10 | 1262 | 140 | 0 | 49.02 | 42.06 | 7 | 0
2040 | IESO_2_MISO_W | IESO | MISO_W | Internal | Winter | B16 | 25 | 140 | 0 | 64.92 | 69.37 | 7 | 0
2040 | IESO_2_MISO_W | IESO | MISO_W | Internal | Winter | B17 | 100 | 140 | 140 | 56.84 | 63.85 | 7 | 0.01
2040 | IESO_2_MISO_W | IESO | MISO_W | Internal | Winter | B18 | 400 | 140 | 0 | 55.05 | 60.45 | 7 | 0
2040 | IESO_2_MISO_W | IESO | MISO_W | Internal | Winter | B19 | 700 | 140 | 0 | 55.05 | 55.52 | 7 | 0
2040 | IESO_2_MISO_W | IESO | MISO_W | Internal | Winter | B20 | 935 | 140 | 0 | 55.05 | 46.99 | 7 | 0
2040 | IESO_2_NYISO_A-F | IESO | NYISO_A-F | Internal | Shoulder | B11 | 25 | 1725 | 0 | 52.7 | 58.3 | 7 | 0
2040 | IESO_2_NYISO_A-F | IESO | NYISO_A-F | Internal | Shoulder | B12 | 200 | 1725 | 0 | 55.22 | 58.3 | 7 | 0
2040 | IESO_2_NYISO_A-F | IESO | NYISO_A-F | Internal | Shoulder | B13 | 600 | 1725 | 0 | 51.59 | 49.02 | 7 | 0
2040 | IESO_2_NYISO_A-F | IESO | NYISO_A-F | Internal | Shoulder | B14 | 900 | 1725 | 0 | 51.59 | 48.64 | 7 | 0
2040 | IESO_2_NYISO_A-F | IESO | NYISO_A-F | Internal | Shoulder | B15 | 1203 | 1725 | 0 | 51.59 | 48.64 | 7 | 0
2040 | IESO_2_NYISO_A-F | IESO | NYISO_A-F | Internal | Summer | B1 | 10 | 1725 | 0 | 84.43 | 77.43 | 7 | 0
2040 | IESO_2_NYISO_A-F | IESO | NYISO_A-F | Internal | Summer | B2 | 25 | 1725 | 0 | 84.43 | 78.46 | 7 | 0
2040 | IESO_2_NYISO_A-F | IESO | NYISO_A-F | Internal | Summer | B3 | 75 | 1725 | 0 | 76.61 | 69.61 | 7 | 0
2040 | IESO_2_NYISO_A-F | IESO | NYISO_A-F | Internal | Summer | B4 | 100 | 1725 | 0 | 73.01 | 66.01 | 7 | 0
2040 | IESO_2_NYISO_A-F | IESO | NYISO_A-F | Internal | Summer | B5 | 200 | 1725 | 0 | 67.87 | 62.93 | 7 | 0
2040 | IESO_2_NYISO_A-F | IESO | NYISO_A-F | Internal | Summer | B6 | 300 | 1725 | 0 | 52 | 56.75 | 7 | 0
2040 | IESO_2_NYISO_A-F | IESO | NYISO_A-F | Internal | Summer | B7 | 400 | 1725 | 0 | 49.02 | 47.73 | 7 | 0
2040 | IESO_2_NYISO_A-F | IESO | NYISO_A-F | Internal | Summer | B8 | 500 | 1725 | 0 | 49.02 | 47.73 | 7 | 0
2040 | IESO_2_NYISO_A-F | IESO | NYISO_A-F | Internal | Summer | B9 | 800 | 1725 | 0 | 49.02 | 47.73 | 7 | 0
2040 | IESO_2_NYISO_A-F | IESO | NYISO_A-F | Internal | Summer | B10 | 1262 | 1725 | 0 | 49.02 | 47.73 | 7 | 0
2040 | IESO_2_NYISO_A-F | IESO | NYISO_A-F | Internal | Winter | B16 | 25 | 1725 | 364.19 | 64.92 | 71.92 | 7 | 0
2040 | IESO_2_NYISO_A-F | IESO | NYISO_A-F | Internal | Winter | B17 | 100 | 1725 | 0 | 56.84 | 61.65 | 7 | 0
2040 | IESO_2_NYISO_A-F | IESO | NYISO_A-F | Internal | Winter | B18 | 400 | 1725 | 0 | 55.05 | 60.99 | 7 | 0
2040 | IESO_2_NYISO_A-F | IESO | NYISO_A-F | Internal | Winter | B19 | 700 | 1725 | 0 | 55.05 | 56.87 | 7 | 0
2040 | IESO_2_NYISO_A-F | IESO | NYISO_A-F | Internal | Winter | B20 | 935 | 1725 | 0 | 55.05 | 56.87 | 7 | 0
2040 | MAPP_CA_2_IESO | MAPP_CA | IESO | Internal | Shoulder | B11 | 25 | 330 | 0 | 59.7 | 52.7 | 8 | 0
2040 | MAPP_CA_2_IESO | MAPP_CA | IESO | Internal | Shoulder | B12 | 200 | 330 | 0 | 62.22 | 55.22 | 8 | 0
2040 | MAPP_CA_2_IESO | MAPP_CA | IESO | Internal | Shoulder | B13 | 600 | 330 | 0 | 57.47 | 51.59 | 8 | 0
2040 | MAPP_CA_2_IESO | MAPP_CA | IESO | Internal | Shoulder | B14 | 900 | 330 | 0 | 53.92 | 51.59 | 8 | 0
2040 | MAPP_CA_2_IESO | MAPP_CA | IESO | Internal | Shoulder | B15 | 1203 | 330 | 0 | 53.92 | 51.59 | 8 | 0
2040 | MAPP_CA_2_IESO | MAPP_CA | IESO | Internal | Summer | B1 | 10 | 330 | 330 | 47.75 | 84.43 | 8 | 28.68
2040 | MAPP_CA_2_IESO | MAPP_CA | IESO | Internal | Summer | B2 | 25 | 330 | 330 | 59.87 | 84.43 | 8 | 16.56
2040 | MAPP_CA_2_IESO | MAPP_CA | IESO | Internal | Summer | B3 | 75 | 330 | 330 | 59.87 | 76.61 | 8 | 8.75
2040 | MAPP_CA_2_IESO | MAPP_CA | IESO | Internal | Summer | B4 | 100 | 330 | 323.72 | 65.01 | 73.01 | 8 | 0
2040 | MAPP_CA_2_IESO | MAPP_CA | IESO | Internal | Summer | B5 | 200 | 330 | 110.77 | 59.87 | 67.87 | 8 | 0
2040 | MAPP_CA_2_IESO | MAPP_CA | IESO | Internal | Summer | B6 | 300 | 330 | 0 | 56.36 | 52 | 8 | 0
2040 | MAPP_CA_2_IESO | MAPP_CA | IESO | Internal | Summer | B7 | 400 | 330 | 0 | 47.75 | 49.02 | 8 | 0
2040 | MAPP_CA_2_IESO | MAPP_CA | IESO | Internal | Summer | B8 | 500 | 330 | 0 | 47.75 | 49.02 | 8 | 0
2040 | MAPP_CA_2_IESO | MAPP_CA | IESO | Internal | Summer | B9 | 800 | 330 | 0 | 47.75 | 49.02 | 8 | 0
2040 | MAPP_CA_2_IESO | MAPP_CA | IESO | Internal | Summer | B10 | 1262 | 330 | 0 | 47.75 | 49.02 | 8 | 0
2040 | MAPP_CA_2_IESO | MAPP_CA | IESO | Internal | Winter | B16 | 25 | 330 | 0 | 69.36 | 64.92 | 8 | 0
2040 | MAPP_CA_2_IESO | MAPP_CA | IESO | Internal | Winter | B17 | 100 | 330 | 0 | 63.84 | 56.84 | 8 | 0
2040 | MAPP_CA_2_IESO | MAPP_CA | IESO | Internal | Winter | B18 | 400 | 330 | 0 | 60.44 | 55.05 | 8 | 0
2040 | MAPP_CA_2_IESO | MAPP_CA | IESO | Internal | Winter | B19 | 700 | 330 | 0 | 55.54 | 55.05 | 8 | 0
2040 | MAPP_CA_2_IESO | MAPP_CA | IESO | Internal | Winter | B20 | 935 | 330 | 0 | 55.54 | 55.05 | 8 | 0
2040 | MAPP_CA_2_MAPP_US | MAPP_CA | MAPP_US | Internal | Shoulder | B11 | 25 | 372 | 372 | 59.7 | 80.89 | 7 | 14.19
2040 | MAPP_CA_2_MAPP_US | MAPP_CA | MAPP_US | Internal | Shoulder | B12 | 200 | 372 | 0 | 62.22 | 52.78 | 7 | 0
2040 | MAPP_CA_2_MAPP_US | MAPP_CA | MAPP_US | Internal | Shoulder | B13 | 600 | 372 | 0 | 57.47 | 49.89 | 7 | 0
2040 | MAPP_CA_2_MAPP_US | MAPP_CA | MAPP_US | Internal | Shoulder | B14 | 900 | 372 | 0 | 53.92 | 44.82 | 7 | 0
2040 | MAPP_CA_2_MAPP_US | MAPP_CA | MAPP_US | Internal | Shoulder | B15 | 1203 | 372 | 0 | 53.92 | 36.09 | 7 | 0
2040 | MAPP_CA_2_MAPP_US | MAPP_CA | MAPP_US | Internal | Summer | B1 | 10 | 372 | 372 | 47.75 | 83.75 | 7 | 29
2040 | MAPP_CA_2_MAPP_US | MAPP_CA | MAPP_US | Internal | Summer | B2 | 25 | 372 | 372 | 59.87 | 83.66 | 7 | 16.79
2040 | MAPP_CA_2_MAPP_US | MAPP_CA | MAPP_US | Internal | Summer | B3 | 75 | 372 | 372 | 59.87 | 82.88 | 7 | 16.02
2040 | MAPP_CA_2_MAPP_US | MAPP_CA | MAPP_US | Internal | Summer | B4 | 100 | 372 | 372 | 65.01 | 79.08 | 7 | 7.07
2040 | MAPP_CA_2_MAPP_US | MAPP_CA | MAPP_US | Internal | Summer | B5 | 200 | 372 | 372 | 59.87 | 79.04 | 7 | 12.17
2040 | MAPP_CA_2_MAPP_US | MAPP_CA | MAPP_US | Internal | Summer | B6 | 300 | 372 | 186.11 | 56.36 | 63.36 | 7 | 0
2040 | MAPP_CA_2_MAPP_US | MAPP_CA | MAPP_US | Internal | Summer | B7 | 400 | 372 | 0 | 47.75 | 48.19 | 7 | 0
2040 | MAPP_CA_2_MAPP_US | MAPP_CA | MAPP_US | Internal | Summer | B8 | 500 | 372 | 0 | 47.75 | 44.45 | 7 | 0
2040 | MAPP_CA_2_MAPP_US | MAPP_CA | MAPP_US | Internal | Summer | B9 | 800 | 372 | 0 | 47.75 | 40.77 | 7 | 0
2040 | MAPP_CA_2_MAPP_US | MAPP_CA | MAPP_US | Internal | Summer | B10 | 1262 | 372 | 0 | 47.75 | 32.89 | 7 | 0
2040 | MAPP_CA_2_MAPP_US | MAPP_CA | MAPP_US | Internal | Winter | B16 | 25 | 372 | 0 | 69.36 | 48.33 | 7 | 0
2040 | MAPP_CA_2_MAPP_US | MAPP_CA | MAPP_US | Internal | Winter | B17 | 100 | 372 | 0 | 63.84 | 48.33 | 7 | 0
2040 | MAPP_CA_2_MAPP_US | MAPP_CA | MAPP_US | Internal | Winter | B18 | 400 | 372 | 0 | 60.44 | 51.37 | 7 | 0
2040 | MAPP_CA_2_MAPP_US | MAPP_CA | MAPP_US | Internal | Winter | B19 | 700 | 372 | 0 | 55.54 | 48.33 | 7 | 0
2040 | MAPP_CA_2_MAPP_US | MAPP_CA | MAPP_US | Internal | Winter | B20 | 935 | 372 | 0 | 55.54 | 34.99 | 7 | 0
2040 | MAPP_CA_2_MISO_W | MAPP_CA | MISO_W | Internal | Shoulder | B11 | 25 | 1988 | 1988 | 59.7 | 87.89 | 0.01 | 28.18
2040 | MAPP_CA_2_MISO_W | MAPP_CA | MISO_W | Internal | Shoulder | B12 | 200 | 1988 | 1988 | 62.22 | 64.78 | 0.01 | 2.55
2040 | MAPP_CA_2_MISO_W | MAPP_CA | MISO_W | Internal | Shoulder | B13 | 600 | 1988 | 1812.67 | 57.47 | 57.48 | 0.01 | 0
2040 | MAPP_CA_2_MISO_W | MAPP_CA | MISO_W | Internal | Shoulder | B14 | 900 | 1988 | 645.36 | 53.92 | 53.93 | 0.01 | 0
2040 | MAPP_CA_2_MISO_W | MAPP_CA | MISO_W | Internal | Shoulder | B15 | 1203 | 1988 | 0 | 53.92 | 48.09 | 0.01 | 0
2040 | MAPP_CA_2_MISO_W | MAPP_CA | MISO_W | Internal | Summer | B1 | 10 | 1988 | 1988 | 47.75 | 90.75 | 0.01 | 42.98
2040 | MAPP_CA_2_MISO_W | MAPP_CA | MISO_W | Internal | Summer | B2 | 25 | 1988 | 1988 | 59.87 | 90.66 | 0.01 | 30.78
2040 | MAPP_CA_2_MISO_W | MAPP_CA | MISO_W | Internal | Summer | B3 | 75 | 1988 | 1988 | 59.87 | 89.88 | 0.01 | 30
2040 | MAPP_CA_2_MISO_W | MAPP_CA | MISO_W | Internal | Summer | B4 | 100 | 1988 | 1988 | 65.01 | 86.08 | 0.01 | 21.05
2040 | MAPP_CA_2_MISO_W | MAPP_CA | MISO_W | Internal | Summer | B5 | 200 | 1988 | 1988 | 59.87 | 86.04 | 0.01 | 26.16
2040 | MAPP_CA_2_MISO_W | MAPP_CA | MISO_W | Internal | Summer | B6 | 300 | 1988 | 1988 | 56.36 | 70.36 | 0.01 | 13.99
2040 | MAPP_CA_2_MISO_W | MAPP_CA | MISO_W | Internal | Summer | B7 | 400 | 1988 | 1988 | 47.75 | 55.19 | 0.01 | 7.42
2040 | MAPP_CA_2_MISO_W | MAPP_CA | MISO_W | Internal | Summer | B8 | 500 | 1988 | 1988 | 47.75 | 51.45 | 0.01 | 3.69
2040 | MAPP_CA_2_MISO_W | MAPP_CA | MISO_W | Internal | Summer | B9 | 800 | 1988 | 904.19 | 47.75 | 47.77 | 0.01 | 0
2040 | MAPP_CA_2_MISO_W | MAPP_CA | MISO_W | Internal | Summer | B10 | 1262 | 1988 | 0 | 47.75 | 42.06 | 0.01 | 0
2040 | MAPP_CA_2_MISO_W | MAPP_CA | MISO_W | Internal | Winter | B16 | 25 | 1988 | 1591.25 | 69.36 | 69.37 | 0.01 | 0
2040 | MAPP_CA_2_MISO_W | MAPP_CA | MISO_W | Internal | Winter | B17 | 100 | 1988 | 1188 | 63.84 | 63.85 | 0.01 | 0
2040 | MAPP_CA_2_MISO_W | MAPP_CA | MISO_W | Internal | Winter | B18 | 400 | 1988 | 1053.09 | 60.44 | 60.45 | 0.01 | 0
2040 | MAPP_CA_2_MISO_W | MAPP_CA | MISO_W | Internal | Winter | B19 | 700 | 1988 | 0 | 55.54 | 55.52 | 0.01 | 0
2040 | MAPP_CA_2_MISO_W | MAPP_CA | MISO_W | Internal | Winter | B20 | 935 | 1988 | 0 | 55.54 | 46.99 | 0.01 | 0
2040 | MAPP_US_2_MAPP_CA | MAPP_US | MAPP_CA | Internal | Shoulder | B11 | 25 | 165 | 0 | 80.89 | 59.7 | 7 | 0
2040 | MAPP_US_2_MAPP_CA | MAPP_US | MAPP_CA | Internal | Shoulder | B12 | 200 | 165 | 165 | 52.78 | 62.22 | 7 | 2.44
2040 | MAPP_US_2_MAPP_CA | MAPP_US | MAPP_CA | Internal | Shoulder | B13 | 600 | 165 | 165 | 49.89 | 57.47 | 7 | 0.58
2040 | MAPP_US_2_MAPP_CA | MAPP_US | MAPP_CA | Internal | Shoulder | B14 | 900 | 165 | 165 | 44.82 | 53.92 | 7 | 2.1
2040 | MAPP_US_2_MAPP_CA | MAPP_US | MAPP_CA | Internal | Shoulder | B15 | 1203 | 165 | 165 | 36.09 | 53.92 | 7 | 10.83
2040 | MAPP_US_2_MAPP_CA | MAPP_US | MAPP_CA | Internal | Summer | B1 | 10 | 165 | 0 | 83.75 | 47.75 | 7 | 0
2040 | MAPP_US_2_MAPP_CA | MAPP_US | MAPP_CA | Internal | Summer | B2 | 25 | 165 | 0 | 83.66 | 59.87 | 7 | 0
2040 | MAPP_US_2_MAPP_CA | MAPP_US | MAPP_CA | Internal | Summer | B3 | 75 | 165 | 0 | 82.88 | 59.87 | 7 | 0
2040 | MAPP_US_2_MAPP_CA | MAPP_US | MAPP_CA | Internal | Summer | B4 | 100 | 165 | 0 | 79.08 | 65.01 | 7 | 0
2040 | MAPP_US_2_MAPP_CA | MAPP_US | MAPP_CA | Internal | Summer | B5 | 200 | 165 | 0 | 79.04 | 59.87 | 7 | 0
2040 | MAPP_US_2_MAPP_CA | MAPP_US | MAPP_CA | Internal | Summer | B6 | 300 | 165 | 0 | 63.36 | 56.36 | 7 | 0
2040 | MAPP_US_2_MAPP_CA | MAPP_US | MAPP_CA | Internal | Summer | B7 | 400 | 165 | 0 | 48.19 | 47.75 | 7 | 0
2040 | MAPP_US_2_MAPP_CA | MAPP_US | MAPP_CA | Internal | Summer | B8 | 500 | 165 | 0 | 44.45 | 47.75 | 7 | 0
2040 | MAPP_US_2_MAPP_CA | MAPP_US | MAPP_CA | Internal | Summer | B9 | 800 | 165 | 0 | 40.77 | 47.75 | 7 | 0
2040 | MAPP_US_2_MAPP_CA | MAPP_US | MAPP_CA | Internal | Summer | B10 | 1262 | 165 | 165 | 32.89 | 47.75 | 7 | 7.87
2040 | MAPP_US_2_MAPP_CA | MAPP_US | MAPP_CA | Internal | Winter | B16 | 25 | 165 | 165 | 48.33 | 69.36 | 7 | 14.02
2040 | MAPP_US_2_MAPP_CA | MAPP_US | MAPP_CA | Internal | Winter | B17 | 100 | 165 | 165 | 48.33 | 63.84 | 7 | 8.51
2040 | MAPP_US_2_MAPP_CA | MAPP_US | MAPP_CA | Internal | Winter | B18 | 400 | 165 | 165 | 51.37 | 60.44 | 7 | 2.07
2040 | MAPP_US_2_MAPP_CA | MAPP_US | MAPP_CA | Internal | Winter | B19 | 700 | 165 | 165 | 48.33 | 55.54 | 7 | 0.2
2040 | MAPP_US_2_MAPP_CA | MAPP_US | MAPP_CA | Internal | Winter | B20 | 935 | 165 | 165 | 34.99 | 55.54 | 7 | 13.54
2040 | MAPP_US_2_MISO_W | MAPP_US | MISO_W | Internal | Shoulder | B11 | 25 | 2635 | 2153.79 | 80.89 | 87.89 | 7 | 0
2040 | MAPP_US_2_MISO_W | MAPP_US | MISO_W | Internal | Shoulder | B12 | 200 | 2635 | 2635 | 52.78 | 64.78 | 7 | 5
2040 | MAPP_US_2_MISO_W | MAPP_US | MISO_W | Internal | Shoulder | B13 | 600 | 2635 | 2635 | 49.89 | 57.48 | 7 | 0.59
2040 | MAPP_US_2_MISO_W | MAPP_US | MISO_W | Internal | Shoulder | B14 | 900 | 2635 | 2635 | 44.82 | 53.93 | 7 | 2.11
2040 | MAPP_US_2_MISO_W | MAPP_US | MISO_W | Internal | Shoulder | B15 | 1203 | 2635 | 2635 | 36.09 | 48.09 | 7 | 5
2040 | MAPP_US_2_MISO_W | MAPP_US | MISO_W | Internal | Summer | B1 | 10 | 2635 | 350.75 | 83.75 | 90.75 | 7 | 0
2040 | MAPP_US_2_MISO_W | MAPP_US | MISO_W | Internal | Summer | B2 | 25 | 2635 | 1047.16 | 83.66 | 90.66 | 7 | 0
2040 | MAPP_US_2_MISO_W | MAPP_US | MISO_W | Internal | Summer | B3 | 75 | 2635 | 876.8 | 82.88 | 89.88 | 7 | 0
2040 | MAPP_US_2_MISO_W | MAPP_US | MISO_W | Internal | Summer | B4 | 100 | 2635 | 927.97 | 79.08 | 86.08 | 7 | 0
2040 | MAPP_US_2_MISO_W | MAPP_US | MISO_W | Internal | Summer | B5 | 200 | 2635 | 985.91 | 79.04 | 86.04 | 7 | 0
2040 | MAPP_US_2_MISO_W | MAPP_US | MISO_W | Internal | Summer | B6 | 300 | 2635 | 781.51 | 63.36 | 70.36 | 7 | 0
2040 | MAPP_US_2_MISO_W | MAPP_US | MISO_W | Internal | Summer | B7 | 400 | 2635 | 1215.79 | 48.19 | 55.19 | 7 | 0
2040 | MAPP_US_2_MISO_W | MAPP_US | MISO_W | Internal | Summer | B8 | 500 | 2635 | 2008.56 | 44.45 | 51.45 | 7 | 0
2040 | MAPP_US_2_MISO_W | MAPP_US | MISO_W | Internal | Summer | B9 | 800 | 2635 | 1862.09 | 40.77 | 47.77 | 7 | 0
2040 | MAPP_US_2_MISO_W | MAPP_US | MISO_W | Internal | Summer | B10 | 1262 | 2635 | 2635 | 32.89 | 42.06 | 7 | 2.17
2040 | MAPP_US_2_MISO_W | MAPP_US | MISO_W | Internal | Winter | B16 | 25 | 2635 | 2635 | 48.33 | 69.37 | 7 | 14.04
2040 | MAPP_US_2_MISO_W | MAPP_US | MISO_W | Internal | Winter | B17 | 100 | 2635 | 2635 | 48.33 | 63.85 | 7 | 8.52
2040 | MAPP_US_2_MISO_W | MAPP_US | MISO_W | Internal | Winter | B18 | 400 | 2635 | 2635 | 51.37 | 60.45 | 7 | 2.08
2040 | MAPP_US_2_MISO_W | MAPP_US | MISO_W | Internal | Winter | B19 | 700 | 2635 | 2635 | 48.33 | 55.52 | 7 | 0.19
2040 | MAPP_US_2_MISO_W | MAPP_US | MISO_W | Internal | Winter | B20 | 935 | 2635 | 2635 | 34.99 | 46.99 | 7 | 5
2040 | MAPP_US_2_NE | MAPP_US | NE | Internal | Shoulder | B11 | 25 | 2000 | 2000 | 80.89 | 90.91 | 7 | 3.02
2040 | MAPP_US_2_NE | MAPP_US | NE | Internal | Shoulder | B12 | 200 | 2000 | 710.27 | 52.78 | 59.78 | 7 | 0
2040 | MAPP_US_2_NE | MAPP_US | NE | Internal | Shoulder | B13 | 600 | 2000 | 1112.86 | 49.89 | 56.89 | 7 | 0
2040 | MAPP_US_2_NE | MAPP_US | NE | Internal | Shoulder | B14 | 900 | 2000 | 144.35 | 44.82 | 51.82 | 7 | 0
2040 | MAPP_US_2_NE | MAPP_US | NE | Internal | Shoulder | B15 | 1203 | 2000 | 688.22 | 36.09 | 43.09 | 7 | 0
2040 | MAPP_US_2_NE | MAPP_US | NE | Internal | Summer | B1 | 10 | 2000 | 1640.15 | 83.75 | 90.75 | 7 | 0
2040 | MAPP_US_2_NE | MAPP_US | NE | Internal | Summer | B2 | 25 | 2000 | 2000 | 83.66 | 90.75 | 7 | 0.09
2040 | MAPP_US_2_NE | MAPP_US | NE | Internal | Summer | B3 | 75 | 2000 | 2000 | 82.88 | 90.75 | 7 | 0.87
2040 | MAPP_US_2_NE | MAPP_US | NE | Internal | Summer | B4 | 100 | 2000 | 2000 | 79.08 | 90.75 | 7 | 4.67
2040 | MAPP_US_2_NE | MAPP_US | NE | Internal | Summer | B5 | 200 | 2000 | 2000 | 79.04 | 90.75 | 7 | 4.71
2040 | MAPP_US_2_NE | MAPP_US | NE | Internal | Summer | B6 | 300 | 2000 | 2000 | 63.36 | 77.35 | 7 | 6.99
2040 | MAPP_US_2_NE | MAPP_US | NE | Internal | Summer | B7 | 400 | 2000 | 2000 | 48.19 | 61.42 | 7 | 6.23
2040 | MAPP_US_2_NE | MAPP_US | NE | Internal | Summer | B8 | 500 | 2000 | 2000 | 44.45 | 55.12 | 7 | 3.66
2040 | MAPP_US_2_NE | MAPP_US | NE | Internal | Summer | B9 | 800 | 2000 | 1923.62 | 40.77 | 47.77 | 7 | 0
2040 | MAPP_US_2_NE | MAPP_US | NE | Internal | Summer | B10 | 1262 | 2000 | 1111.99 | 32.89 | 39.89 | 7 | 0
2040 | MAPP_US_2_NE | MAPP_US | NE | Internal | Winter | B16 | 25 | 2000 | 2000 | 48.33 | 64.37 | 7 | 9.04
2040 | MAPP_US_2_NE | MAPP_US | NE | Internal | Winter | B17 | 100 | 2000 | 2000 | 48.33 | 58.85 | 7 | 3.52
2040 | MAPP_US_2_NE | MAPP_US | NE | Internal | Winter | B18 | 400 | 2000 | 1684.66 | 51.37 | 58.37 | 7 | 0
2040 | MAPP_US_2_NE | MAPP_US | NE | Internal | Winter | B19 | 700 | 2000 | 0 | 48.33 | 54.59 | 7 | 0
2040 | MAPP_US_2_NE | MAPP_US | NE | Internal | Winter | B20 | 935 | 2000 | 839.96 | 34.99 | 41.99 | 7 | 0
2040 | MARITIMES_2_NEISO | MARITIMES | NEISO | Internal | Shoulder | B11 | 25 | 99999 | 1720.66 | 45.21 | 45.22 | 0.01 | 0
2040 | MARITIMES_2_NEISO | MARITIMES | NEISO | Internal | Shoulder | B12 | 200 | 99999 | 1717.44 | 45.21 | 45.22 | 0.01 | 0
2040 | MARITIMES_2_NEISO | MARITIMES | NEISO | Internal | Shoulder | B13 | 600 | 99999 | 1704.78 | 45.21 | 45.22 | 0.01 | 0
2040 | MARITIMES_2_NEISO | MARITIMES | NEISO | Internal | Shoulder | B14 | 900 | 99999 | 1682.64 | 45.21 | 45.22 | 0.01 | 0
2040 | MARITIMES_2_NEISO | MARITIMES | NEISO | Internal | Shoulder | B15 | 1203 | 99999 | 648.08 | 45.21 | 45.22 | 0.01 | 0
2040 | MARITIMES_2_NEISO | MARITIMES | NEISO | Internal | Summer | B1 | 10 | 99999 | 1900 | 68.41 | 68.42 | 0.01 | 0
2040 | MARITIMES_2_NEISO | MARITIMES | NEISO | Internal | Summer | B2 | 25 | 99999 | 1878.75 | 75.45 | 75.46 | 0.01 | 0
2040 | MARITIMES_2_NEISO | MARITIMES | NEISO | Internal | Summer | B3 | 75 | 99999 | 1836.38 | 66.61 | 66.63 | 0.01 | 0
2040 | MARITIMES_2_NEISO | MARITIMES | NEISO | Internal | Summer | B4 | 100 | 99999 | 1799.97 | 63 | 63.01 | 0.01 | 0
2040 | MARITIMES_2_NEISO | MARITIMES | NEISO | Internal | Summer | B5 | 200 | 99999 | 1780.16 | 57.49 | 57.5 | 0.01 | 0
2040 | MARITIMES_2_NEISO | MARITIMES | NEISO | Internal | Summer | B6 | 300 | 99999 | 1757.82 | 43.11 | 43.13 | 0.01 | 0
2040 | MARITIMES_2_NEISO | MARITIMES | NEISO | Internal | Summer | B7 | 400 | 99999 | 1732.23 | 41.34 | 41.35 | 0.01 | 0
2040 | MARITIMES_2_NEISO | MARITIMES | NEISO | Internal | Summer | B8 | 500 | 99999 | 1712.1 | 41.34 | 41.35 | 0.01 | 0
2040 | MARITIMES_2_NEISO | MARITIMES | NEISO | Internal | Summer | B9 | 800 | 99999 | 1687.45 | 41.34 | 41.35 | 0.01 | 0
2040 | MARITIMES_2_NEISO | MARITIMES | NEISO | Internal | Summer | B10 | 1262 | 99999 | 465.06 | 41.34 | 41.35 | 0.01 | 0
2040 | MARITIMES_2_NEISO | MARITIMES | NEISO | Internal | Winter | B16 | 25 | 99999 | 1765.23 | 57.11 | 57.12 | 0.01 | 0
2040 | MARITIMES_2_NEISO | MARITIMES | NEISO | Internal | Winter | B17 | 100 | 99999 | 1747.34 | 57.11 | 57.12 | 0.01 | 0
2040 | MARITIMES_2_NEISO | MARITIMES | NEISO | Internal | Winter | B18 | 400 | 99999 | 1733.65 | 57.11 | 57.12 | 0.01 | 0
2040 | MARITIMES_2_NEISO | MARITIMES | NEISO | Internal | Winter | B19 | 700 | 99999 | 1708.15 | 57.11 | 57.12 | 0.01 | 0
2040 | MARITIMES_2_NEISO | MARITIMES | NEISO | Internal | Winter | B20 | 935 | 99999 | 723.43 | 57.11 | 57.12 | 0.01 | 0
2040 | MISO_IN_2_MISO_MI | MISO_IN | MISO_MI | Internal | Shoulder | B11 | 25 | 5000 | 0 | 87.89 | 87.88 | 0.01 | 0
2040 | MISO_IN_2_MISO_MI | MISO_IN | MISO_MI | Internal | Shoulder | B12 | 200 | 5000 | 2599.91 | 68.16 | 68.17 | 0.01 | 0
2040 | MISO_IN_2_MISO_MI | MISO_IN | MISO_MI | Internal | Shoulder | B13 | 600 | 5000 | 4249.73 | 57.51 | 57.52 | 0.01 | 0
2040 | MISO_IN_2_MISO_MI | MISO_IN | MISO_MI | Internal | Shoulder | B14 | 900 | 5000 | 4873.87 | 53.96 | 53.97 | 0.01 | 0
2040 | MISO_IN_2_MISO_MI | MISO_IN | MISO_MI | Internal | Shoulder | B15 | 1203 | 5000 | 5000 | 49.46 | 49.61 | 0.01 | 0.13
2040 | MISO_IN_2_MISO_MI | MISO_IN | MISO_MI | Internal | Summer | B1 | 10 | 5000 | 651.92 | 90.73 | 90.74 | 0.01 | 0
2040 | MISO_IN_2_MISO_MI | MISO_IN | MISO_MI | Internal | Summer | B2 | 25 | 5000 | 2514.38 | 90.66 | 90.67 | 0.01 | 0
2040 | MISO_IN_2_MISO_MI | MISO_IN | MISO_MI | Internal | Summer | B3 | 75 | 5000 | 0 | 88.3 | 88.3 | 0.01 | 0
2040 | MISO_IN_2_MISO_MI | MISO_IN | MISO_MI | Internal | Summer | B4 | 100 | 5000 | 0 | 86.05 | 86.04 | 0.01 | 0
2040 | MISO_IN_2_MISO_MI | MISO_IN | MISO_MI | Internal | Summer | B5 | 200 | 5000 | 0 | 86.02 | 86.01 | 0.01 | 0
2040 | MISO_IN_2_MISO_MI | MISO_IN | MISO_MI | Internal | Summer | B6 | 300 | 5000 | 0 | 69.35 | 69.35 | 0.01 | 0
2040 | MISO_IN_2_MISO_MI | MISO_IN | MISO_MI | Internal | Summer | B7 | 400 | 5000 | 5000 | 55.21 | 56.02 | 0.01 | 0.8
2040 | MISO_IN_2_MISO_MI | MISO_IN | MISO_MI | Internal | Summer | B8 | 500 | 5000 | 5000 | 51.48 | 52.58 | 0.01 | 1.09
2040 | MISO_IN_2_MISO_MI | MISO_IN | MISO_MI | Internal | Summer | B9 | 800 | 5000 | 4637.91 | 47.79 | 47.8 | 0.01 | 0
2040 | MISO_IN_2_MISO_MI | MISO_IN | MISO_MI | Internal | Summer | B10 | 1262 | 5000 | 4245.88 | 47.7 | 47.71 | 0.01 | 0
2040 | MISO_IN_2_MISO_MI | MISO_IN | MISO_MI | Internal | Winter | B16 | 25 | 5000 | 851.32 | 71.91 | 71.92 | 0.01 | 0
2040 | MISO_IN_2_MISO_MI | MISO_IN | MISO_MI | Internal | Winter | B17 | 100 | 5000 | 2595.45 | 67.85 | 67.87 | 0.01 | 0
2040 | MISO_IN_2_MISO_MI | MISO_IN | MISO_MI | Internal | Winter | B18 | 400 | 5000 | 3153.76 | 60.48 | 60.49 | 0.01 | 0
2040 | MISO_IN_2_MISO_MI | MISO_IN | MISO_MI | Internal | Winter | B19 | 700 | 5000 | 3814.65 | 55.55 | 55.56 | 0.01 | 0
2040 | MISO_IN_2_MISO_MI | MISO_IN | MISO_MI | Internal | Winter | B20 | 935 | 5000 | 2280.03 | 52.15 | 52.16 | 0.01 | 0
2040 | MISO_IN_2_MISO_MO-IL | MISO_IN | MISO_MO-IL | Internal | Shoulder | B11 | 25 | 5000 | 752.67 | 87.89 | 87.9 | 0.01 | 0
2040 | MISO_IN_2_MISO_MO-IL | MISO_IN | MISO_MO-IL | Internal | Shoulder | B12 | 200 | 5000 | 0 | 68.16 | 64.8 | 0.01 | 0
2040 | MISO_IN_2_MISO_MO-IL | MISO_IN | MISO_MO-IL | Internal | Shoulder | B13 | 600 | 5000 | 0 | 57.51 | 57.49 | 0.01 | 0
2040 | MISO_IN_2_MISO_MO-IL | MISO_IN | MISO_MO-IL | Internal | Shoulder | B14 | 900 | 5000 | 0 | 53.96 | 53.94 | 0.01 | 0
2040 | MISO_IN_2_MISO_MO-IL | MISO_IN | MISO_MO-IL | Internal | Shoulder | B15 | 1203 | 5000 | 0 | 49.46 | 48.1 | 0.01 | 0
2040 | MISO_IN_2_MISO_MO-IL | MISO_IN | MISO_MO-IL | Internal | Summer | B1 | 10 | 5000 | 2286.65 | 90.73 | 90.74 | 0.01 | 0
2040 | MISO_IN_2_MISO_MO-IL | MISO_IN | MISO_MO-IL | Internal | Summer | B2 | 25 | 5000 | 289.3 | 90.66 | 90.67 | 0.01 | 0
2040 | MISO_IN_2_MISO_MO-IL | MISO_IN | MISO_MO-IL | Internal | Summer | B3 | 75 | 5000 | 1021.09 | 88.3 | 88.31 | 0.01 | 0
2040 | MISO_IN_2_MISO_MO-IL | MISO_IN | MISO_MO-IL | Internal | Summer | B4 | 100 | 5000 | 3579.72 | 86.05 | 86.07 | 0.01 | 0
2040 | MISO_IN_2_MISO_MO-IL | MISO_IN | MISO_MO-IL | Internal | Summer | B5 | 200 | 5000 | 2531.58 | 86.02 | 86.04 | 0.01 | 0
2040 | MISO_IN_2_MISO_MO-IL | MISO_IN | MISO_MO-IL | Internal | Summer | B6 | 300 | 5000 | 2897.48 | 69.35 | 69.36 | 0.01 | 0
2040 | MISO_IN_2_MISO_MO-IL | MISO_IN | MISO_MO-IL | Internal | Summer | B7 | 400 | 5000 | 0 | 55.21 | 55.2 | 0.01 | 0
2040 | MISO_IN_2_MISO_MO-IL | MISO_IN | MISO_MO-IL | Internal | Summer | B8 | 500 | 5000 | 0 | 51.48 | 51.47 | 0.01 | 0
2040 | MISO_IN_2_MISO_MO-IL | MISO_IN | MISO_MO-IL | Internal | Summer | B9 | 800 | 5000 | 0 | 47.79 | 47.78 | 0.01 | 0
2040 | MISO_IN_2_MISO_MO-IL | MISO_IN | MISO_MO-IL | Internal | Summer | B10 | 1262 | 5000 | 0 | 47.7 | 42.21 | 0.01 | 0
2040 | MISO_IN_2_MISO_MO-IL | MISO_IN | MISO_MO-IL | Internal | Winter | B16 | 25 | 5000 | 0 | 71.91 | 69.38 | 0.01 | 0
2040 | MISO_IN_2_MISO_MO-IL | MISO_IN | MISO_MO-IL | Internal | Winter | B17 | 100 | 5000 | 0 | 67.85 | 63.87 | 0.01 | 0
2040 | MISO_IN_2_MISO_MO-IL | MISO_IN | MISO_MO-IL | Internal | Winter | B18 | 400 | 5000 | 0 | 60.48 | 60.46 | 0.01 | 0
2040 | MISO_IN_2_MISO_MO-IL | MISO_IN | MISO_MO-IL | Internal | Winter | B19 | 700 | 5000 | 0 | 55.55 | 55.54 | 0.01 | 0
2040 | MISO_IN_2_MISO_MO-IL | MISO_IN | MISO_MO-IL | Internal | Winter | B20 | 935 | 5000 | 0 | 52.15 | 47.01 | 0.01 | 0
2040 | MISO_IN_2_NonRTO_Midwest | MISO_IN | NonRTO_Midwest | Internal | Shoulder | B11 | 25 | 4800 | 1278.08 | 87.89 | 95.89 | 8 | 0
2040 | MISO_IN_2_NonRTO_Midwest | MISO_IN | NonRTO_Midwest | Internal | Shoulder | B12 | 200 | 4800 | 614.05 | 68.16 | 76.16 | 8 | 0
2040 | MISO_IN_2_NonRTO_Midwest | MISO_IN | NonRTO_Midwest | Internal | Shoulder | B13 | 600 | 4800 | 0 | 57.51 | 58.16 | 8 | 0
2040 | MISO_IN_2_NonRTO_Midwest | MISO_IN | NonRTO_Midwest | Internal | Shoulder | B14 | 900 | 4800 | 0 | 53.96 | 53.43 | 8 | 0
2040 | MISO_IN_2_NonRTO_Midwest | MISO_IN | NonRTO_Midwest | Internal | Shoulder | B15 | 1203 | 4800 | 0 | 49.46 | 45.58 | 8 | 0
2040 | MISO_IN_2_NonRTO_Midwest | MISO_IN | NonRTO_Midwest | Internal | Summer | B1 | 10 | 4800 | 0 | 90.73 | 94.05 | 8 | 0
2040 | MISO_IN_2_NonRTO_Midwest | MISO_IN | NonRTO_Midwest | Internal | Summer | B2 | 25 | 4800 | 0 | 90.66 | 94.05 | 8 | 0
2040 | MISO_IN_2_NonRTO_Midwest | MISO_IN | NonRTO_Midwest | Internal | Summer | B3 | 75 | 4800 | 0 | 88.3 | 94.05 | 8 | 0
2040 | MISO_IN_2_NonRTO_Midwest | MISO_IN | NonRTO_Midwest | Internal | Summer | B4 | 100 | 4800 | 828.41 | 86.05 | 94.05 | 8 | 0
2040 | MISO_IN_2_NonRTO_Midwest | MISO_IN | NonRTO_Midwest | Internal | Summer | B5 | 200 | 4800 | 1085.39 | 86.02 | 94.02 | 8 | 0
2040 | MISO_IN_2_NonRTO_Midwest | MISO_IN | NonRTO_Midwest | Internal | Summer | B6 | 300 | 4800 | 636.72 | 69.35 | 77.35 | 8 | 0
2040 | MISO_IN_2_NonRTO_Midwest | MISO_IN | NonRTO_Midwest | Internal | Summer | B7 | 400 | 4800 | 0 | 55.21 | 51.85 | 8 | 0
2040 | MISO_IN_2_NonRTO_Midwest | MISO_IN | NonRTO_Midwest | Internal | Summer | B8 | 500 | 4800 | 0 | 51.48 | 51.79 | 8 | 0
2040 | MISO_IN_2_NonRTO_Midwest | MISO_IN | NonRTO_Midwest | Internal | Summer | B9 | 800 | 4800 | 0 | 47.79 | 45.56 | 8 | 0
2040 | MISO_IN_2_NonRTO_Midwest | MISO_IN | NonRTO_Midwest | Internal | Summer | B10 | 1262 | 4800 | 0 | 47.7 | 39.7 | 8 | 0
2040 | MISO_IN_2_NonRTO_Midwest | MISO_IN | NonRTO_Midwest | Internal | Winter | B16 | 25 | 4800 | 2456.51 | 71.91 | 79.91 | 8 | 0
2040 | MISO_IN_2_NonRTO_Midwest | MISO_IN | NonRTO_Midwest | Internal | Winter | B17 | 100 | 4800 | 1058.02 | 67.85 | 75.85 | 8 | 0
2040 | MISO_IN_2_NonRTO_Midwest | MISO_IN | NonRTO_Midwest | Internal | Winter | B18 | 400 | 4800 | 0 | 60.48 | 67.08 | 8 | 0
2040 | MISO_IN_2_NonRTO_Midwest | MISO_IN | NonRTO_Midwest | Internal | Winter | B19 | 700 | 4800 | 0 | 55.55 | 50.95 | 8 | 0
2040 | MISO_IN_2_NonRTO_Midwest | MISO_IN | NonRTO_Midwest | Internal | Winter | B20 | 935 | 4800 | 0 | 52.15 | 45.56 | 8 | 0
2040 | MISO_IN_2_PJM_ROR | MISO_IN | PJM_ROR | Internal | Shoulder | B11 | 25 | 992 | 0 | 87.89 | 85.88 | 2 | 0
2040 | MISO_IN_2_PJM_ROR | MISO_IN | PJM_ROR | Internal | Shoulder | B12 | 200 | 992 | 0 | 68.16 | 66.33 | 2 | 0
2040 | MISO_IN_2_PJM_ROR | MISO_IN | PJM_ROR | Internal | Shoulder | B13 | 600 | 992 | 0 | 57.51 | 55.51 | 2 | 0
2040 | MISO_IN_2_PJM_ROR | MISO_IN | PJM_ROR | Internal | Shoulder | B14 | 900 | 992 | 0 | 53.96 | 51.97 | 2 | 0
2040 | MISO_IN_2_PJM_ROR | MISO_IN | PJM_ROR | Internal | Shoulder | B15 | 1203 | 992 | 0 | 49.46 | 48.22 | 2 | 0
2040 | MISO_IN_2_PJM_ROR | MISO_IN | PJM_ROR | Internal | Summer | B1 | 10 | 992 | 0 | 90.73 | 86.48 | 2 | 0
2040 | MISO_IN_2_PJM_ROR | MISO_IN | PJM_ROR | Internal | Summer | B2 | 25 | 992 | 0 | 90.66 | 86.48 | 2 | 0
2040 | MISO_IN_2_PJM_ROR | MISO_IN | PJM_ROR | Internal | Summer | B3 | 75 | 992 | 0 | 88.3 | 86.3 | 2 | 0
2040 | MISO_IN_2_PJM_ROR | MISO_IN | PJM_ROR | Internal | Summer | B4 | 100 | 992 | 0 | 86.05 | 84.04 | 2 | 0
2040 | MISO_IN_2_PJM_ROR | MISO_IN | PJM_ROR | Internal | Summer | B5 | 200 | 992 | 0 | 86.02 | 84.04 | 2 | 0
2040 | MISO_IN_2_PJM_ROR | MISO_IN | PJM_ROR | Internal | Summer | B6 | 300 | 992 | 0 | 69.35 | 67.35 | 2 | 0
2040 | MISO_IN_2_PJM_ROR | MISO_IN | PJM_ROR | Internal | Summer | B7 | 400 | 992 | 0 | 55.21 | 54.38 | 2 | 0
2040 | MISO_IN_2_PJM_ROR | MISO_IN | PJM_ROR | Internal | Summer | B8 | 500 | 992 | 0 | 51.48 | 51.74 | 2 | 0
2040 | MISO_IN_2_PJM_ROR | MISO_IN | PJM_ROR | Internal | Summer | B9 | 800 | 992 | 0 | 47.79 | 47.44 | 2 | 0
2040 | MISO_IN_2_PJM_ROR | MISO_IN | PJM_ROR | Internal | Summer | B10 | 1262 | 992 | 0 | 47.7 | 44.21 | 2 | 0
2040 | MISO_IN_2_PJM_ROR | MISO_IN | PJM_ROR | Internal | Winter | B16 | 25 | 992 | 0 | 71.91 | 69.27 | 2 | 0
2040 | MISO_IN_2_PJM_ROR | MISO_IN | PJM_ROR | Internal | Winter | B17 | 100 | 992 | 0 | 67.85 | 65.87 | 2 | 0
2040 | MISO_IN_2_PJM_ROR | MISO_IN | PJM_ROR | Internal | Winter | B18 | 400 | 992 | 0 | 60.48 | 58.48 | 2 | 0
2040 | MISO_IN_2_PJM_ROR | MISO_IN | PJM_ROR | Internal | Winter | B19 | 700 | 992 | 0 | 55.55 | 53.56 | 2 | 0
2040 | MISO_IN_2_PJM_ROR | MISO_IN | PJM_ROR | Internal | Winter | B20 | 935 | 992 | 0 | 52.15 | 50.15 | 2 | 0
2040 | MISO_MI_2_MISO_IN | MISO_MI | MISO_IN | Internal | Shoulder | B11 | 25 | 2045 | 485.9 | 87.88 | 87.89 | 0.01 | 0
2040 | MISO_MI_2_MISO_IN | MISO_MI | MISO_IN | Internal | Shoulder | B12 | 200 | 2045 | 0 | 68.17 | 68.16 | 0.01 | 0
2040 | MISO_MI_2_MISO_IN | MISO_MI | MISO_IN | Internal | Shoulder | B13 | 600 | 2045 | 0 | 57.52 | 57.51 | 0.01 | 0
2040 | MISO_MI_2_MISO_IN | MISO_MI | MISO_IN | Internal | Shoulder | B14 | 900 | 2045 | 0 | 53.97 | 53.96 | 0.01 | 0
2040 | MISO_MI_2_MISO_IN | MISO_MI | MISO_IN | Internal | Shoulder | B15 | 1203 | 2045 | 0 | 49.61 | 49.46 | 0.01 | 0
2040 | MISO_MI_2_MISO_IN | MISO_MI | MISO_IN | Internal | Summer | B1 | 10 | 2045 | 0 | 90.74 | 90.73 | 0.01 | 0
2040 | MISO_MI_2_MISO_IN | MISO_MI | MISO_IN | Internal | Summer | B2 | 25 | 2045 | 0 | 90.67 | 90.66 | 0.01 | 0
2040 | MISO_MI_2_MISO_IN | MISO_MI | MISO_IN | Internal | Summer | B3 | 75 | 2045 | 0 | 88.3 | 88.3 | 0.01 | 0
2040 | MISO_MI_2_MISO_IN | MISO_MI | MISO_IN | Internal | Summer | B4 | 100 | 2045 | 2041.16 | 86.04 | 86.05 | 0.01 | 0
2040 | MISO_MI_2_MISO_IN | MISO_MI | MISO_IN | Internal | Summer | B5 | 200 | 2045 | 1624.17 | 86.01 | 86.02 | 0.01 | 0
2040 | MISO_MI_2_MISO_IN | MISO_MI | MISO_IN | Internal | Summer | B6 | 300 | 2045 | 0 | 69.35 | 69.35 | 0.01 | 0
2040 | MISO_MI_2_MISO_IN | MISO_MI | MISO_IN | Internal | Summer | B7 | 400 | 2045 | 0 | 56.02 | 55.21 | 0.01 | 0
2040 | MISO_MI_2_MISO_IN | MISO_MI | MISO_IN | Internal | Summer | B8 | 500 | 2045 | 0 | 52.58 | 51.48 | 0.01 | 0
2040 | MISO_MI_2_MISO_IN | MISO_MI | MISO_IN | Internal | Summer | B9 | 800 | 2045 | 0 | 47.8 | 47.79 | 0.01 | 0
2040 | MISO_MI_2_MISO_IN | MISO_MI | MISO_IN | Internal | Summer | B10 | 1262 | 2045 | 0 | 47.71 | 47.7 | 0.01 | 0
2040 | MISO_MI_2_MISO_IN | MISO_MI | MISO_IN | Internal | Winter | B16 | 25 | 2045 | 0 | 71.92 | 71.91 | 0.01 | 0
2040 | MISO_MI_2_MISO_IN | MISO_MI | MISO_IN | Internal | Winter | B17 | 100 | 2045 | 0 | 67.87 | 67.85 | 0.01 | 0
2040 | MISO_MI_2_MISO_IN | MISO_MI | MISO_IN | Internal | Winter | B18 | 400 | 2045 | 0 | 60.49 | 60.48 | 0.01 | 0
2040 | MISO_MI_2_MISO_IN | MISO_MI | MISO_IN | Internal | Winter | B19 | 700 | 2045 | 0 | 55.56 | 55.55 | 0.01 | 0
2040 | MISO_MI_2_MISO_IN | MISO_MI | MISO_IN | Internal | Winter | B20 | 935 | 2045 | 0 | 52.16 | 52.15 | 0.01 | 0
2040 | MISO_MI_2_MISO_WUMS | MISO_MI | MISO_WUMS | Internal | Shoulder | B11 | 25 | 947 | 0 | 87.88 | 87.49 | 0.01 | 0
2040 | MISO_MI_2_MISO_WUMS | MISO_MI | MISO_WUMS | Internal | Shoulder | B12 | 200 | 947 | 0 | 68.17 | 64.8 | 0.01 | 0
2040 | MISO_MI_2_MISO_WUMS | MISO_MI | MISO_WUMS | Internal | Shoulder | B13 | 600 | 947 | 0 | 57.52 | 57.49 | 0.01 | 0
2040 | MISO_MI_2_MISO_WUMS | MISO_MI | MISO_WUMS | Internal | Shoulder | B14 | 900 | 947 | 0 | 53.97 | 53.96 | 0.01 | 0
2040 | MISO_MI_2_MISO_WUMS | MISO_MI | MISO_WUMS | Internal | Shoulder | B15 | 1203 | 947 | 0 | 49.61 | 49.59 | 0.01 | 0
2040 | MISO_MI_2_MISO_WUMS | MISO_MI | MISO_WUMS | Internal | Summer | B1 | 10 | 947 | 0 | 90.74 | 84.3 | 0.01 | 0
2040 | MISO_MI_2_MISO_WUMS | MISO_MI | MISO_WUMS | Internal | Summer | B2 | 25 | 947 | 0 | 90.67 | 84.3 | 0.01 | 0
2040 | MISO_MI_2_MISO_WUMS | MISO_MI | MISO_WUMS | Internal | Summer | B3 | 75 | 947 | 0 | 88.3 | 84.3 | 0.01 | 0
2040 | MISO_MI_2_MISO_WUMS | MISO_MI | MISO_WUMS | Internal | Summer | B4 | 100 | 947 | 0 | 86.04 | 84.3 | 0.01 | 0
2040 | MISO_MI_2_MISO_WUMS | MISO_MI | MISO_WUMS | Internal | Summer | B5 | 200 | 947 | 0 | 86.01 | 84.3 | 0.01 | 0
2040 | MISO_MI_2_MISO_WUMS | MISO_MI | MISO_WUMS | Internal | Summer | B6 | 300 | 947 | 0 | 69.35 | 69.35 | 0.01 | 0
2040 | MISO_MI_2_MISO_WUMS | MISO_MI | MISO_WUMS | Internal | Summer | B7 | 400 | 947 | 0 | 56.02 | 55.18 | 0.01 | 0
2040 | MISO_MI_2_MISO_WUMS | MISO_MI | MISO_WUMS | Internal | Summer | B8 | 500 | 947 | 0 | 52.58 | 51.47 | 0.01 | 0
2040 | MISO_MI_2_MISO_WUMS | MISO_MI | MISO_WUMS | Internal | Summer | B9 | 800 | 947 | 0 | 47.8 | 47.78 | 0.01 | 0
2040 | MISO_MI_2_MISO_WUMS | MISO_MI | MISO_WUMS | Internal | Summer | B10 | 1262 | 947 | 0 | 47.71 | 47.7 | 0.01 | 0
2040 | MISO_MI_2_MISO_WUMS | MISO_MI | MISO_WUMS | Internal | Winter | B16 | 25 | 947 | 0 | 71.92 | 71.27 | 0.01 | 0
2040 | MISO_MI_2_MISO_WUMS | MISO_MI | MISO_WUMS | Internal | Winter | B17 | 100 | 947 | 0 | 67.87 | 67.85 | 0.01 | 0
2040 | MISO_MI_2_MISO_WUMS | MISO_MI | MISO_WUMS | Internal | Winter | B18 | 400 | 947 | 0 | 60.49 | 60.46 | 0.01 | 0
2040 | MISO_MI_2_MISO_WUMS | MISO_MI | MISO_WUMS | Internal | Winter | B19 | 700 | 947 | 0 | 55.56 | 55.55 | 0.01 | 0
2040 | MISO_MI_2_MISO_WUMS | MISO_MI | MISO_WUMS | Internal | Winter | B20 | 935 | 947 | 334.59 | 52.16 | 52.17 | 0.01 | 0
2040 | MISO_MI_2_PJM_ROR | MISO_MI | PJM_ROR | Internal | Shoulder | B11 | 25 | 1424 | 0 | 87.88 | 85.88 | 2 | 0
2040 | MISO_MI_2_PJM_ROR | MISO_MI | PJM_ROR | Internal | Shoulder | B12 | 200 | 1424 | 0 | 68.17 | 66.33 | 2 | 0
2040 | MISO_MI_2_PJM_ROR | MISO_MI | PJM_ROR | Internal | Shoulder | B13 | 600 | 1424 | 0 | 57.52 | 55.51 | 2 | 0
2040 | MISO_MI_2_PJM_ROR | MISO_MI | PJM_ROR | Internal | Shoulder | B14 | 900 | 1424 | 0 | 53.97 | 51.97 | 2 | 0
2040 | MISO_MI_2_PJM_ROR | MISO_MI | PJM_ROR | Internal | Shoulder | B15 | 1203 | 1424 | 0 | 49.61 | 48.22 | 2 | 0
2040 | MISO_MI_2_PJM_ROR | MISO_MI | PJM_ROR | Internal | Summer | B1 | 10 | 1424 | 0 | 90.74 | 86.48 | 2 | 0
2040 | MISO_MI_2_PJM_ROR | MISO_MI | PJM_ROR | Internal | Summer | B2 | 25 | 1424 | 0 | 90.67 | 86.48 | 2 | 0
2040 | MISO_MI_2_PJM_ROR | MISO_MI | PJM_ROR | Internal | Summer | B3 | 75 | 1424 | 0 | 88.3 | 86.3 | 2 | 0
2040 | MISO_MI_2_PJM_ROR | MISO_MI | PJM_ROR | Internal | Summer | B4 | 100 | 1424 | 0 | 86.04 | 84.04 | 2 | 0
2040 | MISO_MI_2_PJM_ROR | MISO_MI | PJM_ROR | Internal | Summer | B5 | 200 | 1424 | 0 | 86.01 | 84.04 | 2 | 0
2040 | MISO_MI_2_PJM_ROR | MISO_MI | PJM_ROR | Internal | Summer | B6 | 300 | 1424 | 0 | 69.35 | 67.35 | 2 | 0
2040 | MISO_MI_2_PJM_ROR | MISO_MI | PJM_ROR | Internal | Summer | B7 | 400 | 1424 | 0 | 56.02 | 54.38 | 2 | 0
2040 | MISO_MI_2_PJM_ROR | MISO_MI | PJM_ROR | Internal | Summer | B8 | 500 | 1424 | 0 | 52.58 | 51.74 | 2 | 0
2040 | MISO_MI_2_PJM_ROR | MISO_MI | PJM_ROR | Internal | Summer | B9 | 800 | 1424 | 0 | 47.8 | 47.44 | 2 | 0
2040 | MISO_MI_2_PJM_ROR | MISO_MI | PJM_ROR | Internal | Summer | B10 | 1262 | 1424 | 0 | 47.71 | 44.21 | 2 | 0
2040 | MISO_MI_2_PJM_ROR | MISO_MI | PJM_ROR | Internal | Winter | B16 | 25 | 1424 | 0 | 71.92 | 69.27 | 2 | 0
2040 | MISO_MI_2_PJM_ROR | MISO_MI | PJM_ROR | Internal | Winter | B17 | 100 | 1424 | 0 | 67.87 | 65.87 | 2 | 0
2040 | MISO_MI_2_PJM_ROR | MISO_MI | PJM_ROR | Internal | Winter | B18 | 400 | 1424 | 0 | 60.49 | 58.48 | 2 | 0
2040 | MISO_MI_2_PJM_ROR | MISO_MI | PJM_ROR | Internal | Winter | B19 | 700 | 1424 | 0 | 55.56 | 53.56 | 2 | 0
2040 | MISO_MI_2_PJM_ROR | MISO_MI | PJM_ROR | Internal | Winter | B20 | 935 | 1424 | 0 | 52.16 | 50.15 | 2 | 0
2040 | MISO_MO-IL_2_ENT | MISO_MO-IL | ENT | Internal | Shoulder | B11 | 25 | 2540 | 0 | 87.9 | 85.3 | 8 | 0
2040 | MISO_MO-IL_2_ENT | MISO_MO-IL | ENT | Internal | Shoulder | B12 | 200 | 2540 | 0 | 64.8 | 59.51 | 8 | 0
2040 | MISO_MO-IL_2_ENT | MISO_MO-IL | ENT | Internal | Shoulder | B13 | 600 | 2540 | 0 | 57.49 | 59.08 | 8 | 0
2040 | MISO_MO-IL_2_ENT | MISO_MO-IL | ENT | Internal | Shoulder | B14 | 900 | 2540 | 0 | 53.94 | 57.12 | 8 | 0
2040 | MISO_MO-IL_2_ENT | MISO_MO-IL | ENT | Internal | Shoulder | B15 | 1203 | 2540 | 2540 | 48.1 | 57.12 | 8 | 1.02
2040 | MISO_MO-IL_2_ENT | MISO_MO-IL | ENT | Internal | Summer | B1 | 10 | 2540 | 0 | 90.74 | 90.74 | 8 | 0
2040 | MISO_MO-IL_2_ENT | MISO_MO-IL | ENT | Internal | Summer | B2 | 25 | 2540 | 0 | 90.67 | 90.67 | 8 | 0
2040 | MISO_MO-IL_2_ENT | MISO_MO-IL | ENT | Internal | Summer | B3 | 75 | 2540 | 0 | 88.31 | 88.91 | 8 | 0
2040 | MISO_MO-IL_2_ENT | MISO_MO-IL | ENT | Internal | Summer | B4 | 100 | 2540 | 0 | 86.07 | 88.91 | 8 | 0
2040 | MISO_MO-IL_2_ENT | MISO_MO-IL | ENT | Internal | Summer | B5 | 200 | 2540 | 0 | 86.04 | 84.58 | 8 | 0
2040 | MISO_MO-IL_2_ENT | MISO_MO-IL | ENT | Internal | Summer | B6 | 300 | 2540 | 0 | 69.36 | 70.47 | 8 | 0
2040 | MISO_MO-IL_2_ENT | MISO_MO-IL | ENT | Internal | Summer | B7 | 400 | 2540 | 0 | 55.2 | 57.49 | 8 | 0
2040 | MISO_MO-IL_2_ENT | MISO_MO-IL | ENT | Internal | Summer | B8 | 500 | 2540 | 0 | 51.47 | 57.49 | 8 | 0
2040 | MISO_MO-IL_2_ENT | MISO_MO-IL | ENT | Internal | Summer | B9 | 800 | 2540 | 1281.78 | 47.78 | 55.78 | 8 | 0
2040 | MISO_MO-IL_2_ENT | MISO_MO-IL | ENT | Internal | Summer | B10 | 1262 | 2540 | 2540 | 42.21 | 53.32 | 8 | 3.11
2040 | MISO_MO-IL_2_ENT | MISO_MO-IL | ENT | Internal | Winter | B16 | 25 | 2540 | 0 | 69.38 | 76.27 | 8 | 0
2040 | MISO_MO-IL_2_ENT | MISO_MO-IL | ENT | Internal | Winter | B17 | 100 | 2540 | 0 | 63.87 | 63.87 | 8 | 0
2040 | MISO_MO-IL_2_ENT | MISO_MO-IL | ENT | Internal | Winter | B18 | 400 | 2540 | 0 | 60.46 | 63.4 | 8 | 0
2040 | MISO_MO-IL_2_ENT | MISO_MO-IL | ENT | Internal | Winter | B19 | 700 | 2540 | 0 | 55.54 | 61.29 | 8 | 0
2040 | MISO_MO-IL_2_ENT | MISO_MO-IL | ENT | Internal | Winter | B20 | 935 | 2540 | 2540 | 47.01 | 56.07 | 8 | 1.07
2040 | MISO_MO-IL_2_MISO_IN | MISO_MO-IL | MISO_IN | Internal | Shoulder | B11 | 25 | 2100 | 0 | 87.9 | 87.89 | 0.01 | 0
2040 | MISO_MO-IL_2_MISO_IN | MISO_MO-IL | MISO_IN | Internal | Shoulder | B12 | 200 | 2100 | 2100 | 64.8 | 68.16 | 0.01 | 3.35
2040 | MISO_MO-IL_2_MISO_IN | MISO_MO-IL | MISO_IN | Internal | Shoulder | B13 | 600 | 2100 | 1690.18 | 57.49 | 57.51 | 0.01 | 0
2040 | MISO_MO-IL_2_MISO_IN | MISO_MO-IL | MISO_IN | Internal | Shoulder | B14 | 900 | 2100 | 1706.64 | 53.94 | 53.96 | 0.01 | 0
2040 | MISO_MO-IL_2_MISO_IN | MISO_MO-IL | MISO_IN | Internal | Shoulder | B15 | 1203 | 2100 | 2100 | 48.1 | 49.46 | 0.01 | 1.35
2040 | MISO_MO-IL_2_MISO_IN | MISO_MO-IL | MISO_IN | Internal | Summer | B1 | 10 | 2100 | 0 | 90.74 | 90.73 | 0.01 | 0
2040 | MISO_MO-IL_2_MISO_IN | MISO_MO-IL | MISO_IN | Internal | Summer | B2 | 25 | 2100 | 0 | 90.67 | 90.66 | 0.01 | 0
2040 | MISO_MO-IL_2_MISO_IN | MISO_MO-IL | MISO_IN | Internal | Summer | B3 | 75 | 2100 | 0 | 88.31 | 88.3 | 0.01 | 0
2040 | MISO_MO-IL_2_MISO_IN | MISO_MO-IL | MISO_IN | Internal | Summer | B4 | 100 | 2100 | 0 | 86.07 | 86.05 | 0.01 | 0
2040 | MISO_MO-IL_2_MISO_IN | MISO_MO-IL | MISO_IN | Internal | Summer | B5 | 200 | 2100 | 0 | 86.04 | 86.02 | 0.01 | 0
2040 | MISO_MO-IL_2_MISO_IN | MISO_MO-IL | MISO_IN | Internal | Summer | B6 | 300 | 2100 | 0 | 69.36 | 69.35 | 0.01 | 0
2040 | MISO_MO-IL_2_MISO_IN | MISO_MO-IL | MISO_IN | Internal | Summer | B7 | 400 | 2100 | 658.79 | 55.2 | 55.21 | 0.01 | 0
2040 | MISO_MO-IL_2_MISO_IN | MISO_MO-IL | MISO_IN | Internal | Summer | B8 | 500 | 2100 | 729.36 | 51.47 | 51.48 | 0.01 | 0
2040 | MISO_MO-IL_2_MISO_IN | MISO_MO-IL | MISO_IN | Internal | Summer | B9 | 800 | 2100 | 217.89 | 47.78 | 47.79 | 0.01 | 0
2040 | MISO_MO-IL_2_MISO_IN | MISO_MO-IL | MISO_IN | Internal | Summer | B10 | 1262 | 2100 | 2100 | 42.21 | 47.7 | 0.01 | 5.48
2040 | MISO_MO-IL_2_MISO_IN | MISO_MO-IL | MISO_IN | Internal | Winter | B16 | 25 | 2100 | 2100 | 69.38 | 71.91 | 0.01 | 2.52
2040 | MISO_MO-IL_2_MISO_IN | MISO_MO-IL | MISO_IN | Internal | Winter | B17 | 100 | 2100 | 2100 | 63.87 | 67.85 | 0.01 | 3.98
2040 | MISO_MO-IL_2_MISO_IN | MISO_MO-IL | MISO_IN | Internal | Winter | B18 | 400 | 2100 | 326.83 | 60.46 | 60.48 | 0.01 | 0
2040 | MISO_MO-IL_2_MISO_IN | MISO_MO-IL | MISO_IN | Internal | Winter | B19 | 700 | 2100 | 586.6 | 55.54 | 55.55 | 0.01 | 0
2040 | MISO_MO-IL_2_MISO_IN | MISO_MO-IL | MISO_IN | Internal | Winter | B20 | 935 | 2100 | 2100 | 47.01 | 52.15 | 0.01 | 5.13
2040 | MISO_MO-IL_2_MISO_W | MISO_MO-IL | MISO_W | Internal | Shoulder | B11 | 25 | 960 | 0 | 87.9 | 87.89 | 0.01 | 0
2040 | MISO_MO-IL_2_MISO_W | MISO_MO-IL | MISO_W | Internal | Shoulder | B12 | 200 | 960 | 0 | 64.8 | 64.78 | 0.01 | 0
2040 | MISO_MO-IL_2_MISO_W | MISO_MO-IL | MISO_W | Internal | Shoulder | B13 | 600 | 960 | 0 | 57.49 | 57.48 | 0.01 | 0
2040 | MISO_MO-IL_2_MISO_W | MISO_MO-IL | MISO_W | Internal | Shoulder | B14 | 900 | 960 | 0 | 53.94 | 53.93 | 0.01 | 0
2040 | MISO_MO-IL_2_MISO_W | MISO_MO-IL | MISO_W | Internal | Shoulder | B15 | 1203 | 960 | 0 | 48.1 | 48.09 | 0.01 | 0
2040 | MISO_MO-IL_2_MISO_W | MISO_MO-IL | MISO_W | Internal | Summer | B1 | 10 | 960 | 167.35 | 90.74 | 90.75 | 0.01 | 0
2040 | MISO_MO-IL_2_MISO_W | MISO_MO-IL | MISO_W | Internal | Summer | B2 | 25 | 960 | 0 | 90.67 | 90.66 | 0.01 | 0
2040 | MISO_MO-IL_2_MISO_W | MISO_MO-IL | MISO_W | Internal | Summer | B3 | 75 | 960 | 960 | 88.31 | 89.88 | 0.01 | 1.56
2040 | MISO_MO-IL_2_MISO_W | MISO_MO-IL | MISO_W | Internal | Summer | B4 | 100 | 960 | 665.47 | 86.07 | 86.08 | 0.01 | 0
2040 | MISO_MO-IL_2_MISO_W | MISO_MO-IL | MISO_W | Internal | Summer | B5 | 200 | 960 | 0 | 86.04 | 86.04 | 0.01 | 0
2040 | MISO_MO-IL_2_MISO_W | MISO_MO-IL | MISO_W | Internal | Summer | B6 | 300 | 960 | 960 | 69.36 | 70.36 | 0.01 | 0.99
2040 | MISO_MO-IL_2_MISO_W | MISO_MO-IL | MISO_W | Internal | Summer | B7 | 400 | 960 | 0 | 55.2 | 55.19 | 0.01 | 0
2040 | MISO_MO-IL_2_MISO_W | MISO_MO-IL | MISO_W | Internal | Summer | B8 | 500 | 960 | 0 | 51.47 | 51.45 | 0.01 | 0
2040 | MISO_MO-IL_2_MISO_W | MISO_MO-IL | MISO_W | Internal | Summer | B9 | 800 | 960 | 0 | 47.78 | 47.77 | 0.01 | 0
2040 | MISO_MO-IL_2_MISO_W | MISO_MO-IL | MISO_W | Internal | Summer | B10 | 1262 | 960 | 0 | 42.21 | 42.06 | 0.01 | 0
2040 | MISO_MO-IL_2_MISO_W | MISO_MO-IL | MISO_W | Internal | Winter | B16 | 25 | 960 | 0 | 69.38 | 69.37 | 0.01 | 0
2040 | MISO_MO-IL_2_MISO_W | MISO_MO-IL | MISO_W | Internal | Winter | B17 | 100 | 960 | 0 | 63.87 | 63.85 | 0.01 | 0
2040 | MISO_MO-IL_2_MISO_W | MISO_MO-IL | MISO_W | Internal | Winter | B18 | 400 | 960 | 0 | 60.46 | 60.45 | 0.01 | 0
2040 | MISO_MO-IL_2_MISO_W | MISO_MO-IL | MISO_W | Internal | Winter | B19 | 700 | 960 | 0 | 55.54 | 55.52 | 0.01 | 0
2040 | MISO_MO-IL_2_MISO_W | MISO_MO-IL | MISO_W | Internal | Winter | B20 | 935 | 960 | 0 | 47.01 | 46.99 | 0.01 | 0
2040 | MISO_MO-IL_2_PJM_ROR | MISO_MO-IL | PJM_ROR | Internal | Shoulder | B11 | 25 | 1212 | 0 | 87.9 | 85.88 | 2 | 0
2040 | MISO_MO-IL_2_PJM_ROR | MISO_MO-IL | PJM_ROR | Internal | Shoulder | B12 | 200 | 1212 | 0 | 64.8 | 66.33 | 2 | 0
2040 | MISO_MO-IL_2_PJM_ROR | MISO_MO-IL | PJM_ROR | Internal | Shoulder | B13 | 600 | 1212 | 0 | 57.49 | 55.51 | 2 | 0
2040 | MISO_MO-IL_2_PJM_ROR | MISO_MO-IL | PJM_ROR | Internal | Shoulder | B14 | 900 | 1212 | 0 | 53.94 | 51.97 | 2 | 0
2040 | MISO_MO-IL_2_PJM_ROR | MISO_MO-IL | PJM_ROR | Internal | Shoulder | B15 | 1203 | 1212 | 0 | 48.1 | 48.22 | 2 | 0
2040 | MISO_MO-IL_2_PJM_ROR | MISO_MO-IL | PJM_ROR | Internal | Summer | B1 | 10 | 1212 | 0 | 90.74 | 86.48 | 2 | 0
2040 | MISO_MO-IL_2_PJM_ROR | MISO_MO-IL | PJM_ROR | Internal | Summer | B2 | 25 | 1212 | 0 | 90.67 | 86.48 | 2 | 0
2040 | MISO_MO-IL_2_PJM_ROR | MISO_MO-IL | PJM_ROR | Internal | Summer | B3 | 75 | 1212 | 0 | 88.31 | 86.3 | 2 | 0
2040 | MISO_MO-IL_2_PJM_ROR | MISO_MO-IL | PJM_ROR | Internal | Summer | B4 | 100 | 1212 | 0 | 86.07 | 84.04 | 2 | 0
2040 | MISO_MO-IL_2_PJM_ROR | MISO_MO-IL | PJM_ROR | Internal | Summer | B5 | 200 | 1212 | 0 | 86.04 | 84.04 | 2 | 0
2040 | MISO_MO-IL_2_PJM_ROR | MISO_MO-IL | PJM_ROR | Internal | Summer | B6 | 300 | 1212 | 0 | 69.36 | 67.35 | 2 | 0
2040 | MISO_MO-IL_2_PJM_ROR | MISO_MO-IL | PJM_ROR | Internal | Summer | B7 | 400 | 1212 | 0 | 55.2 | 54.38 | 2 | 0
2040 | MISO_MO-IL_2_PJM_ROR | MISO_MO-IL | PJM_ROR | Internal | Summer | B8 | 500 | 1212 | 0 | 51.47 | 51.74 | 2 | 0
2040 | MISO_MO-IL_2_PJM_ROR | MISO_MO-IL | PJM_ROR | Internal | Summer | B9 | 800 | 1212 | 0 | 47.78 | 47.44 | 2 | 0
2040 | MISO_MO-IL_2_PJM_ROR | MISO_MO-IL | PJM_ROR | Internal | Summer | B10 | 1262 | 1212 | 186.07 | 42.21 | 44.21 | 2 | 0
2040 | MISO_MO-IL_2_PJM_ROR | MISO_MO-IL | PJM_ROR | Internal | Winter | B16 | 25 | 1212 | 0 | 69.38 | 69.27 | 2 | 0
2040 | MISO_MO-IL_2_PJM_ROR | MISO_MO-IL | PJM_ROR | Internal | Winter | B17 | 100 | 1212 | 231.79 | 63.87 | 65.87 | 2 | 0
2040 | MISO_MO-IL_2_PJM_ROR | MISO_MO-IL | PJM_ROR | Internal | Winter | B18 | 400 | 1212 | 0 | 60.46 | 58.48 | 2 | 0
2040 | MISO_MO-IL_2_PJM_ROR | MISO_MO-IL | PJM_ROR | Internal | Winter | B19 | 700 | 1212 | 0 | 55.54 | 53.56 | 2 | 0
2040 | MISO_MO-IL_2_PJM_ROR | MISO_MO-IL | PJM_ROR | Internal | Winter | B20 | 935 | 1212 | 1212 | 47.01 | 50.15 | 2 | 1.14
2040 | MISO_MO-IL_2_SPP_N | MISO_MO-IL | SPP_N | Internal | Shoulder | B11 | 25 | 2000 | 0 | 87.9 | 90.93 | 8 | 0
2040 | MISO_MO-IL_2_SPP_N | MISO_MO-IL | SPP_N | Internal | Shoulder | B12 | 200 | 2000 | 0 | 64.8 | 59.8 | 8 | 0
2040 | MISO_MO-IL_2_SPP_N | MISO_MO-IL | SPP_N | Internal | Shoulder | B13 | 600 | 2000 | 0 | 57.49 | 56.9 | 8 | 0
2040 | MISO_MO-IL_2_SPP_N | MISO_MO-IL | SPP_N | Internal | Shoulder | B14 | 900 | 2000 | 0 | 53.94 | 51.83 | 8 | 0
2040 | MISO_MO-IL_2_SPP_N | MISO_MO-IL | SPP_N | Internal | Shoulder | B15 | 1203 | 2000 | 0 | 48.1 | 43.1 | 8 | 0
2040 | MISO_MO-IL_2_SPP_N | MISO_MO-IL | SPP_N | Internal | Summer | B1 | 10 | 2000 | 0 | 90.74 | 90.76 | 8 | 0
2040 | MISO_MO-IL_2_SPP_N | MISO_MO-IL | SPP_N | Internal | Summer | B2 | 25 | 2000 | 0 | 90.67 | 90.76 | 8 | 0
2040 | MISO_MO-IL_2_SPP_N | MISO_MO-IL | SPP_N | Internal | Summer | B3 | 75 | 2000 | 0 | 88.31 | 90.76 | 8 | 0
2040 | MISO_MO-IL_2_SPP_N | MISO_MO-IL | SPP_N | Internal | Summer | B4 | 100 | 2000 | 0 | 86.07 | 90.76 | 8 | 0
2040 | MISO_MO-IL_2_SPP_N | MISO_MO-IL | SPP_N | Internal | Summer | B5 | 200 | 2000 | 0 | 86.04 | 90.76 | 8 | 0
2040 | MISO_MO-IL_2_SPP_N | MISO_MO-IL | SPP_N | Internal | Summer | B6 | 300 | 2000 | 755.78 | 69.36 | 77.36 | 8 | 0
2040 | MISO_MO-IL_2_SPP_N | MISO_MO-IL | SPP_N | Internal | Summer | B7 | 400 | 2000 | 0 | 55.2 | 61.43 | 8 | 0
2040 | MISO_MO-IL_2_SPP_N | MISO_MO-IL | SPP_N | Internal | Summer | B8 | 500 | 2000 | 0 | 51.47 | 55.13 | 8 | 0
2040 | MISO_MO-IL_2_SPP_N | MISO_MO-IL | SPP_N | Internal | Summer | B9 | 800 | 2000 | 0 | 47.78 | 54.77 | 8 | 0
2040 | MISO_MO-IL_2_SPP_N | MISO_MO-IL | SPP_N | Internal | Summer | B10 | 1262 | 2000 | 0 | 42.21 | 44.29 | 8 | 0
2040 | MISO_MO-IL_2_SPP_N | MISO_MO-IL | SPP_N | Internal | Winter | B16 | 25 | 2000 | 0 | 69.38 | 64.38 | 8 | 0
2040 | MISO_MO-IL_2_SPP_N | MISO_MO-IL | SPP_N | Internal | Winter | B17 | 100 | 2000 | 0 | 63.87 | 58.87 | 8 | 0
2040 | MISO_MO-IL_2_SPP_N | MISO_MO-IL | SPP_N | Internal | Winter | B18 | 400 | 2000 | 0 | 60.46 | 58.39 | 8 | 0
2040 | MISO_MO-IL_2_SPP_N | MISO_MO-IL | SPP_N | Internal | Winter | B19 | 700 | 2000 | 0 | 55.54 | 54.6 | 8 | 0
2040 | MISO_MO-IL_2_SPP_N | MISO_MO-IL | SPP_N | Internal | Winter | B20 | 935 | 2000 | 0 | 47.01 | 42.01 | 8 | 0
2040 | MISO_MO-IL_2_TVA_Transmission | MISO_MO-IL | TVA_Transmission | Internal | Shoulder | B11 | 25 | 4000 | 0 | 87.9 | 90.03 | 8 | 0
2040 | MISO_MO-IL_2_TVA_Transmission | MISO_MO-IL | TVA_Transmission | Internal | Shoulder | B12 | 200 | 4000 | 0 | 64.8 | 67.16 | 8 | 0
2040 | MISO_MO-IL_2_TVA_Transmission | MISO_MO-IL | TVA_Transmission | Internal | Shoulder | B13 | 600 | 4000 | 0 | 57.49 | 58.88 | 8 | 0
2040 | MISO_MO-IL_2_TVA_Transmission | MISO_MO-IL | TVA_Transmission | Internal | Shoulder | B14 | 900 | 4000 | 0 | 53.94 | 57.55 | 8 | 0
2040 | MISO_MO-IL_2_TVA_Transmission | MISO_MO-IL | TVA_Transmission | Internal | Shoulder | B15 | 1203 | 4000 | 0 | 48.1 | 53.58 | 8 | 0
2040 | MISO_MO-IL_2_TVA_Transmission | MISO_MO-IL | TVA_Transmission | Internal | Summer | B1 | 10 | 4000 | 736.6 | 90.74 | 98.74 | 8 | 0
2040 | MISO_MO-IL_2_TVA_Transmission | MISO_MO-IL | TVA_Transmission | Internal | Summer | B2 | 25 | 4000 | 243.45 | 90.67 | 98.67 | 8 | 0
2040 | MISO_MO-IL_2_TVA_Transmission | MISO_MO-IL | TVA_Transmission | Internal | Summer | B3 | 75 | 4000 | 0 | 88.31 | 92.3 | 8 | 0
2040 | MISO_MO-IL_2_TVA_Transmission | MISO_MO-IL | TVA_Transmission | Internal | Summer | B4 | 100 | 4000 | 0 | 86.07 | 90.04 | 8 | 0
2040 | MISO_MO-IL_2_TVA_Transmission | MISO_MO-IL | TVA_Transmission | Internal | Summer | B5 | 200 | 4000 | 0 | 86.04 | 90.04 | 8 | 0
2040 | MISO_MO-IL_2_TVA_Transmission | MISO_MO-IL | TVA_Transmission | Internal | Summer | B6 | 300 | 4000 | 0 | 69.36 | 70.84 | 8 | 0
2040 | MISO_MO-IL_2_TVA_Transmission | MISO_MO-IL | TVA_Transmission | Internal | Summer | B7 | 400 | 4000 | 0 | 55.2 | 57.96 | 8 | 0
2040 | MISO_MO-IL_2_TVA_Transmission | MISO_MO-IL | TVA_Transmission | Internal | Summer | B8 | 500 | 4000 | 0 | 51.47 | 57.28 | 8 | 0
2040 | MISO_MO-IL_2_TVA_Transmission | MISO_MO-IL | TVA_Transmission | Internal | Summer | B9 | 800 | 4000 | 0 | 47.78 | 53.44 | 8 | 0
2040 | MISO_MO-IL_2_TVA_Transmission | MISO_MO-IL | TVA_Transmission | Internal | Summer | B10 | 1262 | 4000 | 0 | 42.21 | 46.61 | 8 | 0
2040 | MISO_MO-IL_2_TVA_Transmission | MISO_MO-IL | TVA_Transmission | Internal | Winter | B16 | 25 | 4000 | 0 | 69.38 | 75.27 | 8 | 0
2040 | MISO_MO-IL_2_TVA_Transmission | MISO_MO-IL | TVA_Transmission | Internal | Winter | B17 | 100 | 4000 | 0 | 63.87 | 68.25 | 8 | 0
2040 | MISO_MO-IL_2_TVA_Transmission | MISO_MO-IL | TVA_Transmission | Internal | Winter | B18 | 400 | 4000 | 0 | 60.46 | 61.94 | 8 | 0
2040 | MISO_MO-IL_2_TVA_Transmission | MISO_MO-IL | TVA_Transmission | Internal | Winter | B19 | 700 | 4000 | 0 | 55.54 | 57.32 | 8 | 0
2040 | MISO_MO-IL_2_TVA_Transmission | MISO_MO-IL | TVA_Transmission | Internal | Winter | B20 | 935 | 4000 | 0 | 47.01 | 53.56 | 8 | 0
2040 | MISO_W_2_IESO | MISO_W | IESO | Internal | Shoulder | B11 | 25 | 90 | 0 | 87.89 | 52.7 | 8 | 0
2040 | MISO_W_2_IESO | MISO_W | IESO | Internal | Shoulder | B12 | 200 | 90 | 0 | 64.78 | 55.22 | 8 | 0
2040 | MISO_W_2_IESO | MISO_W | IESO | Internal | Shoulder | B13 | 600 | 90 | 0 | 57.48 | 51.59 | 8 | 0
2040 | MISO_W_2_IESO | MISO_W | IESO | Internal | Shoulder | B14 | 900 | 90 | 0 | 53.93 | 51.59 | 8 | 0
2040 | MISO_W_2_IESO | MISO_W | IESO | Internal | Shoulder | B15 | 1203 | 90 | 0 | 48.09 | 51.59 | 8 | 0
2040 | MISO_W_2_IESO | MISO_W | IESO | Internal | Summer | B1 | 10 | 90 | 0 | 90.75 | 84.43 | 8 | 0
2040 | MISO_W_2_IESO | MISO_W | IESO | Internal | Summer | B2 | 25 | 90 | 0 | 90.66 | 84.43 | 8 | 0
2040 | MISO_W_2_IESO | MISO_W | IESO | Internal | Summer | B3 | 75 | 90 | 0 | 89.88 | 76.61 | 8 | 0
2040 | MISO_W_2_IESO | MISO_W | IESO | Internal | Summer | B4 | 100 | 90 | 0 | 86.08 | 73.01 | 8 | 0
2040 | MISO_W_2_IESO | MISO_W | IESO | Internal | Summer | B5 | 200 | 90 | 0 | 86.04 | 67.87 | 8 | 0
2040 | MISO_W_2_IESO | MISO_W | IESO | Internal | Summer | B6 | 300 | 90 | 0 | 70.36 | 52 | 8 | 0
2040 | MISO_W_2_IESO | MISO_W | IESO | Internal | Summer | B7 | 400 | 90 | 0 | 55.19 | 49.02 | 8 | 0
2040 | MISO_W_2_IESO | MISO_W | IESO | Internal | Summer | B8 | 500 | 90 | 0 | 51.45 | 49.02 | 8 | 0
2040 | MISO_W_2_IESO | MISO_W | IESO | Internal | Summer | B9 | 800 | 90 | 0 | 47.77 | 49.02 | 8 | 0
2040 | MISO_W_2_IESO | MISO_W | IESO | Internal | Summer | B10 | 1262 | 90 | 0 | 42.06 | 49.02 | 8 | 0
2040 | MISO_W_2_IESO | MISO_W | IESO | Internal | Winter | B16 | 25 | 90 | 0 | 69.37 | 64.92 | 8 | 0
2040 | MISO_W_2_IESO | MISO_W | IESO | Internal | Winter | B17 | 100 | 90 | 0 | 63.85 | 56.84 | 8 | 0
2040 | MISO_W_2_IESO | MISO_W | IESO | Internal | Winter | B18 | 400 | 90 | 0 | 60.45 | 55.05 | 8 | 0
2040 | MISO_W_2_IESO | MISO_W | IESO | Internal | Winter | B19 | 700 | 90 | 0 | 55.52 | 55.05 | 8 | 0
2040 | MISO_W_2_IESO | MISO_W | IESO | Internal | Winter | B20 | 935 | 90 | 90 | 46.99 | 55.05 | 8 | 0.06
2040 | MISO_W_2_MAPP_CA | MISO_W | MAPP_CA | Internal | Shoulder | B11 | 25 | 718 | 0 | 87.89 | 59.7 | 0.01 | 0
2040 | MISO_W_2_MAPP_CA | MISO_W | MAPP_CA | Internal | Shoulder | B12 | 200 | 718 | 0 | 64.78 | 62.22 | 0.01 | 0
2040 | MISO_W_2_MAPP_CA | MISO_W | MAPP_CA | Internal | Shoulder | B13 | 600 | 718 | 0 | 57.48 | 57.47 | 0.01 | 0
2040 | MISO_W_2_MAPP_CA | MISO_W | MAPP_CA | Internal | Shoulder | B14 | 900 | 718 | 0 | 53.93 | 53.92 | 0.01 | 0
2040 | MISO_W_2_MAPP_CA | MISO_W | MAPP_CA | Internal | Shoulder | B15 | 1203 | 718 | 718 | 48.09 | 53.92 | 0.01 | 5.82
2040 | MISO_W_2_MAPP_CA | MISO_W | MAPP_CA | Internal | Summer | B1 | 10 | 718 | 0 | 90.75 | 47.75 | 0.01 | 0
2040 | MISO_W_2_MAPP_CA | MISO_W | MAPP_CA | Internal | Summer | B2 | 25 | 718 | 0 | 90.66 | 59.87 | 0.01 | 0
2040 | MISO_W_2_MAPP_CA | MISO_W | MAPP_CA | Internal | Summer | B3 | 75 | 718 | 0 | 89.88 | 59.87 | 0.01 | 0
2040 | MISO_W_2_MAPP_CA | MISO_W | MAPP_CA | Internal | Summer | B4 | 100 | 718 | 0 | 86.08 | 65.01 | 0.01 | 0
2040 | MISO_W_2_MAPP_CA | MISO_W | MAPP_CA | Internal | Summer | B5 | 200 | 718 | 0 | 86.04 | 59.87 | 0.01 | 0
2040 | MISO_W_2_MAPP_CA | MISO_W | MAPP_CA | Internal | Summer | B6 | 300 | 718 | 0 | 70.36 | 56.36 | 0.01 | 0
2040 | MISO_W_2_MAPP_CA | MISO_W | MAPP_CA | Internal | Summer | B7 | 400 | 718 | 0 | 55.19 | 47.75 | 0.01 | 0
2040 | MISO_W_2_MAPP_CA | MISO_W | MAPP_CA | Internal | Summer | B8 | 500 | 718 | 0 | 51.45 | 47.75 | 0.01 | 0
2040 | MISO_W_2_MAPP_CA | MISO_W | MAPP_CA | Internal | Summer | B9 | 800 | 718 | 0 | 47.77 | 47.75 | 0.01 | 0
2040 | MISO_W_2_MAPP_CA | MISO_W | MAPP_CA | Internal | Summer | B10 | 1262 | 718 | 718 | 42.06 | 47.75 | 0.01 | 5.68
2040 | MISO_W_2_MAPP_CA | MISO_W | MAPP_CA | Internal | Winter | B16 | 25 | 718 | 0 | 69.37 | 69.36 | 0.01 | 0
2040 | MISO_W_2_MAPP_CA | MISO_W | MAPP_CA | Internal | Winter | B17 | 100 | 718 | 0 | 63.85 | 63.84 | 0.01 | 0
2040 | MISO_W_2_MAPP_CA | MISO_W | MAPP_CA | Internal | Winter | B18 | 400 | 718 | 0 | 60.45 | 60.44 | 0.01 | 0
2040 | MISO_W_2_MAPP_CA | MISO_W | MAPP_CA | Internal | Winter | B19 | 700 | 718 | 265.63 | 55.52 | 55.54 | 0.01 | 0
2040 | MISO_W_2_MAPP_CA | MISO_W | MAPP_CA | Internal | Winter | B20 | 935 | 718 | 718 | 46.99 | 55.54 | 0.01 | 8.53
2040 | MISO_W_2_MISO_MO-IL | MISO_W | MISO_MO-IL | Internal | Shoulder | B11 | 25 | 3800 | 3137.06 | 87.89 | 87.9 | 0.01 | 0
2040 | MISO_W_2_MISO_MO-IL | MISO_W | MISO_MO-IL | Internal | Shoulder | B12 | 200 | 3800 | 3726.73 | 64.78 | 64.8 | 0.01 | 0
2040 | MISO_W_2_MISO_MO-IL | MISO_W | MISO_MO-IL | Internal | Shoulder | B13 | 600 | 3800 | 3051.74 | 57.48 | 57.49 | 0.01 | 0
2040 | MISO_W_2_MISO_MO-IL | MISO_W | MISO_MO-IL | Internal | Shoulder | B14 | 900 | 3800 | 2657.72 | 53.93 | 53.94 | 0.01 | 0
2040 | MISO_W_2_MISO_MO-IL | MISO_W | MISO_MO-IL | Internal | Shoulder | B15 | 1203 | 3800 | 3563.48 | 48.09 | 48.1 | 0.01 | 0
2040 | MISO_W_2_MISO_MO-IL | MISO_W | MISO_MO-IL | Internal | Summer | B1 | 10 | 3800 | 0 | 90.75 | 90.74 | 0.01 | 0
2040 | MISO_W_2_MISO_MO-IL | MISO_W | MISO_MO-IL | Internal | Summer | B2 | 25 | 3800 | 1147.82 | 90.66 | 90.67 | 0.01 | 0
2040 | MISO_W_2_MISO_MO-IL | MISO_W | MISO_MO-IL | Internal | Summer | B3 | 75 | 3800 | 0 | 89.88 | 88.31 | 0.01 | 0
2040 | MISO_W_2_MISO_MO-IL | MISO_W | MISO_MO-IL | Internal | Summer | B4 | 100 | 3800 | 0 | 86.08 | 86.07 | 0.01 | 0
2040 | MISO_W_2_MISO_MO-IL | MISO_W | MISO_MO-IL | Internal | Summer | B5 | 200 | 3800 | 0 | 86.04 | 86.04 | 0.01 | 0
2040 | MISO_W_2_MISO_MO-IL | MISO_W | MISO_MO-IL | Internal | Summer | B6 | 300 | 3800 | 0 | 70.36 | 69.36 | 0.01 | 0
2040 | MISO_W_2_MISO_MO-IL | MISO_W | MISO_MO-IL | Internal | Summer | B7 | 400 | 3800 | 2496.72 | 55.19 | 55.2 | 0.01 | 0
2040 | MISO_W_2_MISO_MO-IL | MISO_W | MISO_MO-IL | Internal | Summer | B8 | 500 | 3800 | 1976.22 | 51.45 | 51.47 | 0.01 | 0
2040 | MISO_W_2_MISO_MO-IL | MISO_W | MISO_MO-IL | Internal | Summer | B9 | 800 | 3800 | 1310.29 | 47.77 | 47.78 | 0.01 | 0
2040 | MISO_W_2_MISO_MO-IL | MISO_W | MISO_MO-IL | Internal | Summer | B10 | 1262 | 3800 | 3800 | 42.06 | 42.21 | 0.01 | 0.14
2040 | MISO_W_2_MISO_MO-IL | MISO_W | MISO_MO-IL | Internal | Winter | B16 | 25 | 3800 | 3784.65 | 69.37 | 69.38 | 0.01 | 0
2040 | MISO_W_2_MISO_MO-IL | MISO_W | MISO_MO-IL | Internal | Winter | B17 | 100 | 3800 | 3566.98 | 63.85 | 63.87 | 0.01 | 0
2040 | MISO_W_2_MISO_MO-IL | MISO_W | MISO_MO-IL | Internal | Winter | B18 | 400 | 3800 | 797.54 | 60.45 | 60.46 | 0.01 | 0
2040 | MISO_W_2_MISO_MO-IL | MISO_W | MISO_MO-IL | Internal | Winter | B19 | 700 | 3800 | 101.02 | 55.52 | 55.54 | 0.01 | 0
2040 | MISO_W_2_MISO_MO-IL | MISO_W | MISO_MO-IL | Internal | Winter | B20 | 935 | 3800 | 2880.47 | 46.99 | 47.01 | 0.01 | 0
2040 | MISO_W_2_MISO_WUMS | MISO_W | MISO_WUMS | Internal | Shoulder | B11 | 25 | 1629 | 0 | 87.89 | 87.49 | 0.01 | 0
2040 | MISO_W_2_MISO_WUMS | MISO_W | MISO_WUMS | Internal | Shoulder | B12 | 200 | 1629 | 864.4 | 64.78 | 64.8 | 0.01 | 0
2040 | MISO_W_2_MISO_WUMS | MISO_W | MISO_WUMS | Internal | Shoulder | B13 | 600 | 1629 | 134.27 | 57.48 | 57.49 | 0.01 | 0
2040 | MISO_W_2_MISO_WUMS | MISO_W | MISO_WUMS | Internal | Shoulder | B14 | 900 | 1629 | 1629 | 53.93 | 53.96 | 0.01 | 0.01
2040 | MISO_W_2_MISO_WUMS | MISO_W | MISO_WUMS | Internal | Shoulder | B15 | 1203 | 1629 | 1629 | 48.09 | 49.59 | 0.01 | 1.49
2040 | MISO_W_2_MISO_WUMS | MISO_W | MISO_WUMS | Internal | Summer | B1 | 10 | 1629 | 0 | 90.75 | 84.3 | 0.01 | 0
2040 | MISO_W_2_MISO_WUMS | MISO_W | MISO_WUMS | Internal | Summer | B2 | 25 | 1629 | 0 | 90.66 | 84.3 | 0.01 | 0
2040 | MISO_W_2_MISO_WUMS | MISO_W | MISO_WUMS | Internal | Summer | B3 | 75 | 1629 | 0 | 89.88 | 84.3 | 0.01 | 0
2040 | MISO_W_2_MISO_WUMS | MISO_W | MISO_WUMS | Internal | Summer | B4 | 100 | 1629 | 0 | 86.08 | 84.3 | 0.01 | 0
2040 | MISO_W_2_MISO_WUMS | MISO_W | MISO_WUMS | Internal | Summer | B5 | 200 | 1629 | 0 | 86.04 | 84.3 | 0.01 | 0
2040 | MISO_W_2_MISO_WUMS | MISO_W | MISO_WUMS | Internal | Summer | B6 | 300 | 1629 | 0 | 70.36 | 69.35 | 0.01 | 0
2040 | MISO_W_2_MISO_WUMS | MISO_W | MISO_WUMS | Internal | Summer | B7 | 400 | 1629 | 0 | 55.19 | 55.18 | 0.01 | 0
2040 | MISO_W_2_MISO_WUMS | MISO_W | MISO_WUMS | Internal | Summer | B8 | 500 | 1629 | 1614.7 | 51.45 | 51.47 | 0.01 | 0
2040 | MISO_W_2_MISO_WUMS | MISO_W | MISO_WUMS | Internal | Summer | B9 | 800 | 1629 | 1087.41 | 47.77 | 47.78 | 0.01 | 0
2040 | MISO_W_2_MISO_WUMS | MISO_W | MISO_WUMS | Internal | Summer | B10 | 1262 | 1629 | 1629 | 42.06 | 47.7 | 0.01 | 5.63
2040 | MISO_W_2_MISO_WUMS | MISO_W | MISO_WUMS | Internal | Winter | B16 | 25 | 1629 | 1629 | 69.37 | 71.27 | 0.01 | 1.89
2040 | MISO_W_2_MISO_WUMS | MISO_W | MISO_WUMS | Internal | Winter | B17 | 100 | 1629 | 1629 | 63.85 | 67.85 | 0.01 | 3.99
2040 | MISO_W_2_MISO_WUMS | MISO_W | MISO_WUMS | Internal | Winter | B18 | 400 | 1629 | 1381.45 | 60.45 | 60.46 | 0.01 | 0
2040 | MISO_W_2_MISO_WUMS | MISO_W | MISO_WUMS | Internal | Winter | B19 | 700 | 1629 | 1629 | 55.52 | 55.55 | 0.01 | 0.01
2040 | MISO_W_2_MISO_WUMS | MISO_W | MISO_WUMS | Internal | Winter | B20 | 935 | 1629 | 1629 | 46.99 | 52.17 | 0.01 | 5.17
2040 | MISO_W_2_PJM_ROR | MISO_W | PJM_ROR | Internal | Shoulder | B11 | 25 | 773 | 0 | 87.89 | 85.88 | 2 | 0
2040 | MISO_W_2_PJM_ROR | MISO_W | PJM_ROR | Internal | Shoulder | B12 | 200 | 773 | 0 | 64.78 | 66.33 | 2 | 0
2040 | MISO_W_2_PJM_ROR | MISO_W | PJM_ROR | Internal | Shoulder | B13 | 600 | 773 | 0 | 57.48 | 55.51 | 2 | 0
2040 | MISO_W_2_PJM_ROR | MISO_W | PJM_ROR | Internal | Shoulder | B14 | 900 | 773 | 0 | 53.93 | 51.97 | 2 | 0
2040 | MISO_W_2_PJM_ROR | MISO_W | PJM_ROR | Internal | Shoulder | B15 | 1203 | 773 | 0 | 48.09 | 48.22 | 2 | 0
2040 | MISO_W_2_PJM_ROR | MISO_W | PJM_ROR | Internal | Summer | B1 | 10 | 773 | 0 | 90.75 | 86.48 | 2 | 0
2040 | MISO_W_2_PJM_ROR | MISO_W | PJM_ROR | Internal | Summer | B2 | 25 | 773 | 0 | 90.66 | 86.48 | 2 | 0
2040 | MISO_W_2_PJM_ROR | MISO_W | PJM_ROR | Internal | Summer | B3 | 75 | 773 | 0 | 89.88 | 86.3 | 2 | 0
2040 | MISO_W_2_PJM_ROR | MISO_W | PJM_ROR | Internal | Summer | B4 | 100 | 773 | 0 | 86.08 | 84.04 | 2 | 0
2040 | MISO_W_2_PJM_ROR | MISO_W | PJM_ROR | Internal | Summer | B5 | 200 | 773 | 0 | 86.04 | 84.04 | 2 | 0
2040 | MISO_W_2_PJM_ROR | MISO_W | PJM_ROR | Internal | Summer | B6 | 300 | 773 | 0 | 70.36 | 67.35 | 2 | 0
2040 | MISO_W_2_PJM_ROR | MISO_W | PJM_ROR | Internal | Summer | B7 | 400 | 773 | 0 | 55.19 | 54.38 | 2 | 0
2040 | MISO_W_2_PJM_ROR | MISO_W | PJM_ROR | Internal | Summer | B8 | 500 | 773 | 0 | 51.45 | 51.74 | 2 | 0
2040 | MISO_W_2_PJM_ROR | MISO_W | PJM_ROR | Internal | Summer | B9 | 800 | 773 | 0 | 47.77 | 47.44 | 2 | 0
2040 | MISO_W_2_PJM_ROR | MISO_W | PJM_ROR | Internal | Summer | B10 | 1262 | 773 | 773 | 42.06 | 44.21 | 2 | 0.15
2040 | MISO_W_2_PJM_ROR | MISO_W | PJM_ROR | Internal | Winter | B16 | 25 | 773 | 0 | 69.37 | 69.27 | 2 | 0
2040 | MISO_W_2_PJM_ROR | MISO_W | PJM_ROR | Internal | Winter | B17 | 100 | 773 | 773 | 63.85 | 65.87 | 2 | 0.01
2040 | MISO_W_2_PJM_ROR | MISO_W | PJM_ROR | Internal | Winter | B18 | 400 | 773 | 0 | 60.45 | 58.48 | 2 | 0
2040 | MISO_W_2_PJM_ROR | MISO_W | PJM_ROR | Internal | Winter | B19 | 700 | 773 | 0 | 55.52 | 53.56 | 2 | 0
2040 | MISO_W_2_PJM_ROR | MISO_W | PJM_ROR | Internal | Winter | B20 | 935 | 773 | 773 | 46.99 | 50.15 | 2 | 1.15
2040 | MISO_W_2_SPP_N | MISO_W | SPP_N | Internal | Shoulder | B11 | 25 | 3200 | 0 | 87.89 | 90.93 | 7 | 0
2040 | MISO_W_2_SPP_N | MISO_W | SPP_N | Internal | Shoulder | B12 | 200 | 3200 | 0 | 64.78 | 59.8 | 7 | 0
2040 | MISO_W_2_SPP_N | MISO_W | SPP_N | Internal | Shoulder | B13 | 600 | 3200 | 0 | 57.48 | 56.9 | 7 | 0
2040 | MISO_W_2_SPP_N | MISO_W | SPP_N | Internal | Shoulder | B14 | 900 | 3200 | 0 | 53.93 | 51.83 | 7 | 0
2040 | MISO_W_2_SPP_N | MISO_W | SPP_N | Internal | Shoulder | B15 | 1203 | 3200 | 0 | 48.09 | 43.1 | 7 | 0
2040 | MISO_W_2_SPP_N | MISO_W | SPP_N | Internal | Summer | B1 | 10 | 3200 | 0 | 90.75 | 90.76 | 7 | 0
2040 | MISO_W_2_SPP_N | MISO_W | SPP_N | Internal | Summer | B2 | 25 | 3200 | 0 | 90.66 | 90.76 | 7 | 0
2040 | MISO_W_2_SPP_N | MISO_W | SPP_N | Internal | Summer | B3 | 75 | 3200 | 0 | 89.88 | 90.76 | 7 | 0
2040 | MISO_W_2_SPP_N | MISO_W | SPP_N | Internal | Summer | B4 | 100 | 3200 | 0 | 86.08 | 90.76 | 7 | 0
2040 | MISO_W_2_SPP_N | MISO_W | SPP_N | Internal | Summer | B5 | 200 | 3200 | 0 | 86.04 | 90.76 | 7 | 0
2040 | MISO_W_2_SPP_N | MISO_W | SPP_N | Internal | Summer | B6 | 300 | 3200 | 2234.42 | 70.36 | 77.36 | 7 | 0
2040 | MISO_W_2_SPP_N | MISO_W | SPP_N | Internal | Summer | B7 | 400 | 3200 | 0 | 55.19 | 61.43 | 7 | 0
2040 | MISO_W_2_SPP_N | MISO_W | SPP_N | Internal | Summer | B8 | 500 | 3200 | 0 | 51.45 | 55.13 | 7 | 0
2040 | MISO_W_2_SPP_N | MISO_W | SPP_N | Internal | Summer | B9 | 800 | 3200 | 1324.8 | 47.77 | 54.77 | 7 | 0
2040 | MISO_W_2_SPP_N | MISO_W | SPP_N | Internal | Summer | B10 | 1262 | 3200 | 0 | 42.06 | 44.29 | 7 | 0
2040 | MISO_W_2_SPP_N | MISO_W | SPP_N | Internal | Winter | B16 | 25 | 3200 | 0 | 69.37 | 64.38 | 7 | 0
2040 | MISO_W_2_SPP_N | MISO_W | SPP_N | Internal | Winter | B17 | 100 | 3200 | 0 | 63.85 | 58.87 | 7 | 0
2040 | MISO_W_2_SPP_N | MISO_W | SPP_N | Internal | Winter | B18 | 400 | 3200 | 0 | 60.45 | 58.39 | 7 | 0
2040 | MISO_W_2_SPP_N | MISO_W | SPP_N | Internal | Winter | B19 | 700 | 3200 | 0 | 55.52 | 54.6 | 7 | 0
2040 | MISO_W_2_SPP_N | MISO_W | SPP_N | Internal | Winter | B20 | 935 | 3200 | 0 | 46.99 | 42.01 | 7 | 0
2040 | MISO_WUMS_2_MISO_MI | MISO_WUMS | MISO_MI | Internal | Shoulder | B11 | 25 | 929 | 929 | 87.49 | 87.88 | 0.01 | 0.38
2040 | MISO_WUMS_2_MISO_MI | MISO_WUMS | MISO_MI | Internal | Shoulder | B12 | 200 | 929 | 929 | 64.8 | 68.17 | 0.01 | 3.36
2040 | MISO_WUMS_2_MISO_MI | MISO_WUMS | MISO_MI | Internal | Shoulder | B13 | 600 | 929 | 929 | 57.49 | 57.52 | 0.01 | 0.01
2040 | MISO_WUMS_2_MISO_MI | MISO_WUMS | MISO_MI | Internal | Shoulder | B14 | 900 | 929 | 865.46 | 53.96 | 53.97 | 0.01 | 0
2040 | MISO_WUMS_2_MISO_MI | MISO_WUMS | MISO_MI | Internal | Shoulder | B15 | 1203 | 929 | 369.75 | 49.59 | 49.61 | 0.01 | 0
2040 | MISO_WUMS_2_MISO_MI | MISO_WUMS | MISO_MI | Internal | Summer | B1 | 10 | 929 | 929 | 84.3 | 90.74 | 0.01 | 6.43
2040 | MISO_WUMS_2_MISO_MI | MISO_WUMS | MISO_MI | Internal | Summer | B2 | 25 | 929 | 929 | 84.3 | 90.67 | 0.01 | 6.36
2040 | MISO_WUMS_2_MISO_MI | MISO_WUMS | MISO_MI | Internal | Summer | B3 | 75 | 929 | 929 | 84.3 | 88.3 | 0.01 | 3.99
2040 | MISO_WUMS_2_MISO_MI | MISO_WUMS | MISO_MI | Internal | Summer | B4 | 100 | 929 | 929 | 84.3 | 86.04 | 0.01 | 1.73
2040 | MISO_WUMS_2_MISO_MI | MISO_WUMS | MISO_MI | Internal | Summer | B5 | 200 | 929 | 929 | 84.3 | 86.01 | 0.01 | 1.7
2040 | MISO_WUMS_2_MISO_MI | MISO_WUMS | MISO_MI | Internal | Summer | B6 | 300 | 929 | 0 | 69.35 | 69.35 | 0.01 | 0
2040 | MISO_WUMS_2_MISO_MI | MISO_WUMS | MISO_MI | Internal | Summer | B7 | 400 | 929 | 929 | 55.18 | 56.02 | 0.01 | 0.83
2040 | MISO_WUMS_2_MISO_MI | MISO_WUMS | MISO_MI | Internal | Summer | B8 | 500 | 929 | 929 | 51.47 | 52.58 | 0.01 | 1.1
2040 | MISO_WUMS_2_MISO_MI | MISO_WUMS | MISO_MI | Internal | Summer | B9 | 800 | 929 | 929 | 47.78 | 47.8 | 0.01 | 0.01
2040 | MISO_WUMS_2_MISO_MI | MISO_WUMS | MISO_MI | Internal | Summer | B10 | 1262 | 929 | 65.76 | 47.7 | 47.71 | 0.01 | 0
2040 | MISO_WUMS_2_MISO_MI | MISO_WUMS | MISO_MI | Internal | Winter | B16 | 25 | 929 | 929 | 71.27 | 71.92 | 0.01 | 0.64
2040 | MISO_WUMS_2_MISO_MI | MISO_WUMS | MISO_MI | Internal | Winter | B17 | 100 | 929 | 793.19 | 67.85 | 67.87 | 0.01 | 0
2040 | MISO_WUMS_2_MISO_MI | MISO_WUMS | MISO_MI | Internal | Winter | B18 | 400 | 929 | 929 | 60.46 | 60.49 | 0.01 | 0.01
2040 | MISO_WUMS_2_MISO_MI | MISO_WUMS | MISO_MI | Internal | Winter | B19 | 700 | 929 | 303.06 | 55.55 | 55.56 | 0.01 | 0
2040 | MISO_WUMS_2_MISO_MI | MISO_WUMS | MISO_MI | Internal | Winter | B20 | 935 | 929 | 0 | 52.17 | 52.16 | 0.01 | 0
2040 | MISO_WUMS_2_MISO_W | MISO_WUMS | MISO_W | Internal | Shoulder | B11 | 25 | 1137 | 1137 | 87.49 | 87.89 | 0.01 | 0.4
2040 | MISO_WUMS_2_MISO_W | MISO_WUMS | MISO_W | Internal | Shoulder | B12 | 200 | 1137 | 0 | 64.8 | 64.78 | 0.01 | 0
2040 | MISO_WUMS_2_MISO_W | MISO_WUMS | MISO_W | Internal | Shoulder | B13 | 600 | 1137 | 0 | 57.49 | 57.48 | 0.01 | 0
2040 | MISO_WUMS_2_MISO_W | MISO_WUMS | MISO_W | Internal | Shoulder | B14 | 900 | 1137 | 0 | 53.96 | 53.93 | 0.01 | 0
2040 | MISO_WUMS_2_MISO_W | MISO_WUMS | MISO_W | Internal | Shoulder | B15 | 1203 | 1137 | 0 | 49.59 | 48.09 | 0.01 | 0
2040 | MISO_WUMS_2_MISO_W | MISO_WUMS | MISO_W | Internal | Summer | B1 | 10 | 1137 | 1137 | 84.3 | 90.75 | 0.01 | 6.44
2040 | MISO_WUMS_2_MISO_W | MISO_WUMS | MISO_W | Internal | Summer | B2 | 25 | 1137 | 1137 | 84.3 | 90.66 | 0.01 | 6.34
2040 | MISO_WUMS_2_MISO_W | MISO_WUMS | MISO_W | Internal | Summer | B3 | 75 | 1137 | 1137 | 84.3 | 89.88 | 0.01 | 5.57
2040 | MISO_WUMS_2_MISO_W | MISO_WUMS | MISO_W | Internal | Summer | B4 | 100 | 1137 | 1137 | 84.3 | 86.08 | 0.01 | 1.76
2040 | MISO_WUMS_2_MISO_W | MISO_WUMS | MISO_W | Internal | Summer | B5 | 200 | 1137 | 1137 | 84.3 | 86.04 | 0.01 | 1.72
2040 | MISO_WUMS_2_MISO_W | MISO_WUMS | MISO_W | Internal | Summer | B6 | 300 | 1137 | 1137 | 69.35 | 70.36 | 0.01 | 1
2040 | MISO_WUMS_2_MISO_W | MISO_WUMS | MISO_W | Internal | Summer | B7 | 400 | 1137 | 409.1 | 55.18 | 55.19 | 0.01 | 0
2040 | MISO_WUMS_2_MISO_W | MISO_WUMS | MISO_W | Internal | Summer | B8 | 500 | 1137 | 0 | 51.47 | 51.45 | 0.01 | 0
2040 | MISO_WUMS_2_MISO_W | MISO_WUMS | MISO_W | Internal | Summer | B9 | 800 | 1137 | 0 | 47.78 | 47.77 | 0.01 | 0
2040 | MISO_WUMS_2_MISO_W | MISO_WUMS | MISO_W | Internal | Summer | B10 | 1262 | 1137 | 0 | 47.7 | 42.06 | 0.01 | 0
2040 | MISO_WUMS_2_MISO_W | MISO_WUMS | MISO_W | Internal | Winter | B16 | 25 | 1137 | 0 | 71.27 | 69.37 | 0.01 | 0
2040 | MISO_WUMS_2_MISO_W | MISO_WUMS | MISO_W | Internal | Winter | B17 | 100 | 1137 | 0 | 67.85 | 63.85 | 0.01 | 0
2040 | MISO_WUMS_2_MISO_W | MISO_WUMS | MISO_W | Internal | Winter | B18 | 400 | 1137 | 0 | 60.46 | 60.45 | 0.01 | 0
2040 | MISO_WUMS_2_MISO_W | MISO_WUMS | MISO_W | Internal | Winter | B19 | 700 | 1137 | 0 | 55.55 | 55.52 | 0.01 | 0
2040 | MISO_WUMS_2_MISO_W | MISO_WUMS | MISO_W | Internal | Winter | B20 | 935 | 1137 | 0 | 52.17 | 46.99 | 0.01 | 0
2040 | MISO_WUMS_2_PJM_ROR | MISO_WUMS | PJM_ROR | Internal | Shoulder | B11 | 25 | 1600 | 0 | 87.49 | 85.88 | 2 | 0
2040 | MISO_WUMS_2_PJM_ROR | MISO_WUMS | PJM_ROR | Internal | Shoulder | B12 | 200 | 1600 | 0 | 64.8 | 66.33 | 2 | 0
2040 | MISO_WUMS_2_PJM_ROR | MISO_WUMS | PJM_ROR | Internal | Shoulder | B13 | 600 | 1600 | 0 | 57.49 | 55.51 | 2 | 0
2040 | MISO_WUMS_2_PJM_ROR | MISO_WUMS | PJM_ROR | Internal | Shoulder | B14 | 900 | 1600 | 0 | 53.96 | 51.97 | 2 | 0
2040 | MISO_WUMS_2_PJM_ROR | MISO_WUMS | PJM_ROR | Internal | Shoulder | B15 | 1203 | 1600 | 0 | 49.59 | 48.22 | 2 | 0
2040 | MISO_WUMS_2_PJM_ROR | MISO_WUMS | PJM_ROR | Internal | Summer | B1 | 10 | 1600 | 1600 | 84.3 | 86.48 | 2 | 0.17
2040 | MISO_WUMS_2_PJM_ROR | MISO_WUMS | PJM_ROR | Internal | Summer | B2 | 25 | 1600 | 1600 | 84.3 | 86.48 | 2 | 0.17
2040 | MISO_WUMS_2_PJM_ROR | MISO_WUMS | PJM_ROR | Internal | Summer | B3 | 75 | 1600 | 1463.89 | 84.3 | 86.3 | 2 | 0
2040 | MISO_WUMS_2_PJM_ROR | MISO_WUMS | PJM_ROR | Internal | Summer | B4 | 100 | 1600 | 0 | 84.3 | 84.04 | 2 | 0
2040 | MISO_WUMS_2_PJM_ROR | MISO_WUMS | PJM_ROR | Internal | Summer | B5 | 200 | 1600 | 0 | 84.3 | 84.04 | 2 | 0
2040 | MISO_WUMS_2_PJM_ROR | MISO_WUMS | PJM_ROR | Internal | Summer | B6 | 300 | 1600 | 0 | 69.35 | 67.35 | 2 | 0
2040 | MISO_WUMS_2_PJM_ROR | MISO_WUMS | PJM_ROR | Internal | Summer | B7 | 400 | 1600 | 0 | 55.18 | 54.38 | 2 | 0
2040 | MISO_WUMS_2_PJM_ROR | MISO_WUMS | PJM_ROR | Internal | Summer | B8 | 500 | 1600 | 0 | 51.47 | 51.74 | 2 | 0
2040 | MISO_WUMS_2_PJM_ROR | MISO_WUMS | PJM_ROR | Internal | Summer | B9 | 800 | 1600 | 0 | 47.78 | 47.44 | 2 | 0
2040 | MISO_WUMS_2_PJM_ROR | MISO_WUMS | PJM_ROR | Internal | Summer | B10 | 1262 | 1600 | 0 | 47.7 | 44.21 | 2 | 0
2040 | MISO_WUMS_2_PJM_ROR | MISO_WUMS | PJM_ROR | Internal | Winter | B16 | 25 | 1600 | 0 | 71.27 | 69.27 | 2 | 0
2040 | MISO_WUMS_2_PJM_ROR | MISO_WUMS | PJM_ROR | Internal | Winter | B17 | 100 | 1600 | 0 | 67.85 | 65.87 | 2 | 0
2040 | MISO_WUMS_2_PJM_ROR | MISO_WUMS | PJM_ROR | Internal | Winter | B18 | 400 | 1600 | 0 | 60.46 | 58.48 | 2 | 0
2040 | MISO_WUMS_2_PJM_ROR | MISO_WUMS | PJM_ROR | Internal | Winter | B19 | 700 | 1600 | 0 | 55.55 | 53.56 | 2 | 0
2040 | MISO_WUMS_2_PJM_ROR | MISO_WUMS | PJM_ROR | Internal | Winter | B20 | 935 | 1600 | 0 | 52.17 | 50.15 | 2 | 0
2040 | NE_2_MISO_W | NE | MISO_W | Internal | Shoulder | B11 | 25 | 1600 | 0 | 90.91 | 87.89 | 5 | 0
2040 | NE_2_MISO_W | NE | MISO_W | Internal | Shoulder | B12 | 200 | 1600 | 66.91 | 59.78 | 64.78 | 5 | 0
2040 | NE_2_MISO_W | NE | MISO_W | Internal | Shoulder | B13 | 600 | 1600 | 0 | 56.89 | 57.48 | 5 | 0
2040 | NE_2_MISO_W | NE | MISO_W | Internal | Shoulder | B14 | 900 | 1600 | 0 | 51.82 | 53.93 | 5 | 0
2040 | NE_2_MISO_W | NE | MISO_W | Internal | Shoulder | B15 | 1203 | 1600 | 209.25 | 43.09 | 48.09 | 5 | 0
2040 | NE_2_MISO_W | NE | MISO_W | Internal | Summer | B1 | 10 | 1600 | 0 | 90.75 | 90.75 | 5 | 0
2040 | NE_2_MISO_W | NE | MISO_W | Internal | Summer | B2 | 25 | 1600 | 0 | 90.75 | 90.66 | 5 | 0
2040 | NE_2_MISO_W | NE | MISO_W | Internal | Summer | B3 | 75 | 1600 | 0 | 90.75 | 89.88 | 5 | 0
2040 | NE_2_MISO_W | NE | MISO_W | Internal | Summer | B4 | 100 | 1600 | 0 | 90.75 | 86.08 | 5 | 0
2040 | NE_2_MISO_W | NE | MISO_W | Internal | Summer | B5 | 200 | 1600 | 0 | 90.75 | 86.04 | 5 | 0
2040 | NE_2_MISO_W | NE | MISO_W | Internal | Summer | B6 | 300 | 1600 | 0 | 77.35 | 70.36 | 5 | 0
2040 | NE_2_MISO_W | NE | MISO_W | Internal | Summer | B7 | 400 | 1600 | 0 | 61.42 | 55.19 | 5 | 0
2040 | NE_2_MISO_W | NE | MISO_W | Internal | Summer | B8 | 500 | 1600 | 0 | 55.12 | 51.45 | 5 | 0
2040 | NE_2_MISO_W | NE | MISO_W | Internal | Summer | B9 | 800 | 1600 | 0 | 47.77 | 47.77 | 5 | 0
2040 | NE_2_MISO_W | NE | MISO_W | Internal | Summer | B10 | 1262 | 1600 | 0 | 39.89 | 42.06 | 5 | 0
2040 | NE_2_MISO_W | NE | MISO_W | Internal | Winter | B16 | 25 | 1600 | 16.26 | 64.37 | 69.37 | 5 | 0
2040 | NE_2_MISO_W | NE | MISO_W | Internal | Winter | B17 | 100 | 1600 | 228.61 | 58.85 | 63.85 | 5 | 0
2040 | NE_2_MISO_W | NE | MISO_W | Internal | Winter | B18 | 400 | 1600 | 0 | 58.37 | 60.45 | 5 | 0
2040 | NE_2_MISO_W | NE | MISO_W | Internal | Winter | B19 | 700 | 1600 | 0 | 54.59 | 55.52 | 5 | 0
2040 | NE_2_MISO_W | NE | MISO_W | Internal | Winter | B20 | 935 | 1600 | 862.02 | 41.99 | 46.99 | 5 | 0
2040 | NE_2_SPP_N | NE | SPP_N | Internal | Shoulder | B11 | 25 | 3001 | 1927.03 | 90.91 | 90.93 | 0.01 | 0
2040 | NE_2_SPP_N | NE | SPP_N | Internal | Shoulder | B12 | 200 | 3001 | 672.78 | 59.78 | 59.8 | 0.01 | 0
2040 | NE_2_SPP_N | NE | SPP_N | Internal | Shoulder | B13 | 600 | 3001 | 1579.56 | 56.89 | 56.9 | 0.01 | 0
2040 | NE_2_SPP_N | NE | SPP_N | Internal | Shoulder | B14 | 900 | 3001 | 1015.81 | 51.82 | 51.83 | 0.01 | 0
2040 | NE_2_SPP_N | NE | SPP_N | Internal | Shoulder | B15 | 1203 | 3001 | 1861.7 | 43.09 | 43.1 | 0.01 | 0
2040 | NE_2_SPP_N | NE | SPP_N | Internal | Summer | B1 | 10 | 3001 | 922.87 | 90.75 | 90.76 | 0.01 | 0
2040 | NE_2_SPP_N | NE | SPP_N | Internal | Summer | B2 | 25 | 3001 | 1418.06 | 90.75 | 90.76 | 0.01 | 0
2040 | NE_2_SPP_N | NE | SPP_N | Internal | Summer | B3 | 75 | 3001 | 1324.34 | 90.75 | 90.76 | 0.01 | 0
2040 | NE_2_SPP_N | NE | SPP_N | Internal | Summer | B4 | 100 | 3001 | 1679.36 | 90.75 | 90.76 | 0.01 | 0
2040 | NE_2_SPP_N | NE | SPP_N | Internal | Summer | B5 | 200 | 3001 | 1927.66 | 90.75 | 90.76 | 0.01 | 0
2040 | NE_2_SPP_N | NE | SPP_N | Internal | Summer | B6 | 300 | 3001 | 2258.88 | 77.35 | 77.36 | 0.01 | 0
2040 | NE_2_SPP_N | NE | SPP_N | Internal | Summer | B7 | 400 | 3001 | 2382.48 | 61.42 | 61.43 | 0.01 | 0
2040 | NE_2_SPP_N | NE | SPP_N | Internal | Summer | B8 | 500 | 3001 | 2395.03 | 55.12 | 55.13 | 0.01 | 0
2040 | NE_2_SPP_N | NE | SPP_N | Internal | Summer | B9 | 800 | 3001 | 3001 | 47.77 | 54.77 | 0.01 | 6.99
2040 | NE_2_SPP_N | NE | SPP_N | Internal | Summer | B10 | 1262 | 3001 | 3001 | 39.89 | 44.29 | 0.01 | 4.39
2040 | NE_2_SPP_N | NE | SPP_N | Internal | Winter | B16 | 25 | 3001 | 2659.09 | 64.37 | 64.38 | 0.01 | 0
2040 | NE_2_SPP_N | NE | SPP_N | Internal | Winter | B17 | 100 | 3001 | 2673.1 | 58.85 | 58.87 | 0.01 | 0
2040 | NE_2_SPP_N | NE | SPP_N | Internal | Winter | B18 | 400 | 3001 | 2836.8 | 58.37 | 58.39 | 0.01 | 0
2040 | NE_2_SPP_N | NE | SPP_N | Internal | Winter | B19 | 700 | 3001 | 1060.24 | 54.59 | 54.6 | 0.01 | 0
2040 | NE_2_SPP_N | NE | SPP_N | Internal | Winter | B20 | 935 | 3001 | 1879.47 | 41.99 | 42.01 | 0.01 | 0
2040 | NEISO_2_NYISO_A-F | NEISO | NYISO_A-F | Internal | Shoulder | B11 | 25 | 600 | 600 | 45.22 | 58.3 | 3 | 10.08
2040 | NEISO_2_NYISO_A-F | NEISO | NYISO_A-F | Internal | Shoulder | B12 | 200 | 600 | 600 | 45.22 | 58.3 | 3 | 10.08
2040 | NEISO_2_NYISO_A-F | NEISO | NYISO_A-F | Internal | Shoulder | B13 | 600 | 600 | 600 | 45.22 | 49.02 | 3 | 0.8
2040 | NEISO_2_NYISO_A-F | NEISO | NYISO_A-F | Internal | Shoulder | B14 | 900 | 600 | 600 | 45.22 | 48.64 | 3 | 0.42
2040 | NEISO_2_NYISO_A-F | NEISO | NYISO_A-F | Internal | Shoulder | B15 | 1203 | 600 | 600 | 45.22 | 48.64 | 3 | 0.42
2040 | NEISO_2_NYISO_A-F | NEISO | NYISO_A-F | Internal | Summer | B1 | 10 | 600 | 600 | 68.42 | 77.43 | 3 | 6.01
2040 | NEISO_2_NYISO_A-F | NEISO | NYISO_A-F | Internal | Summer | B2 | 25 | 600 | 573.75 | 75.46 | 78.46 | 3 | 0
2040 | NEISO_2_NYISO_A-F | NEISO | NYISO_A-F | Internal | Summer | B3 | 75 | 600 | 0 | 66.63 | 69.61 | 3 | 0
2040 | NEISO_2_NYISO_A-F | NEISO | NYISO_A-F | Internal | Summer | B4 | 100 | 600 | 276.53 | 63.01 | 66.01 | 3 | 0
2040 | NEISO_2_NYISO_A-F | NEISO | NYISO_A-F | Internal | Summer | B5 | 200 | 600 | 600 | 57.5 | 62.93 | 3 | 2.42
2040 | NEISO_2_NYISO_A-F | NEISO | NYISO_A-F | Internal | Summer | B6 | 300 | 600 | 600 | 43.13 | 56.75 | 3 | 10.63
2040 | NEISO_2_NYISO_A-F | NEISO | NYISO_A-F | Internal | Summer | B7 | 400 | 600 | 600 | 41.35 | 47.73 | 3 | 3.38
2040 | NEISO_2_NYISO_A-F | NEISO | NYISO_A-F | Internal | Summer | B8 | 500 | 600 | 600 | 41.35 | 47.73 | 3 | 3.38
2040 | NEISO_2_NYISO_A-F | NEISO | NYISO_A-F | Internal | Summer | B9 | 800 | 600 | 600 | 41.35 | 47.73 | 3 | 3.38
2040 | NEISO_2_NYISO_A-F | NEISO | NYISO_A-F | Internal | Summer | B10 | 1262 | 600 | 600 | 41.35 | 47.73 | 3 | 3.38
2040 | NEISO_2_NYISO_A-F | NEISO | NYISO_A-F | Internal | Winter | B16 | 25 | 600 | 600 | 57.12 | 71.92 | 3 | 11.8
2040 | NEISO_2_NYISO_A-F | NEISO | NYISO_A-F | Internal | Winter | B17 | 100 | 600 | 600 | 57.12 | 61.65 | 3 | 1.53
2040 | NEISO_2_NYISO_A-F | NEISO | NYISO_A-F | Internal | Winter | B18 | 400 | 600 | 600 | 57.12 | 60.99 | 3 | 0.87
2040 | NEISO_2_NYISO_A-F | NEISO | NYISO_A-F | Internal | Winter | B19 | 700 | 600 | 0 | 57.12 | 56.87 | 3 | 0
2040 | NEISO_2_NYISO_A-F | NEISO | NYISO_A-F | Internal | Winter | B20 | 935 | 600 | 0 | 57.12 | 56.87 | 3 | 0
2040 | NEISO_2_NYISO_G-I | NEISO | NYISO_G-I | Internal | Shoulder | B11 | 25 | 600 | 600 | 45.22 | 58.31 | 3 | 10.09
2040 | NEISO_2_NYISO_G-I | NEISO | NYISO_G-I | Internal | Shoulder | B12 | 200 | 600 | 600 | 45.22 | 58.31 | 3 | 10.09
2040 | NEISO_2_NYISO_G-I | NEISO | NYISO_G-I | Internal | Shoulder | B13 | 600 | 600 | 600 | 45.22 | 49.03 | 3 | 0.81
2040 | NEISO_2_NYISO_G-I | NEISO | NYISO_G-I | Internal | Shoulder | B14 | 900 | 600 | 600 | 45.22 | 48.62 | 3 | 0.4
2040 | NEISO_2_NYISO_G-I | NEISO | NYISO_G-I | Internal | Shoulder | B15 | 1203 | 600 | 600 | 45.22 | 48.62 | 3 | 0.4
2040 | NEISO_2_NYISO_G-I | NEISO | NYISO_G-I | Internal | Summer | B1 | 10 | 600 | 600 | 68.42 | 77.44 | 3 | 6.02
2040 | NEISO_2_NYISO_G-I | NEISO | NYISO_G-I | Internal | Summer | B2 | 25 | 600 | 600 | 75.46 | 78.48 | 3 | 0.01
2040 | NEISO_2_NYISO_G-I | NEISO | NYISO_G-I | Internal | Summer | B3 | 75 | 600 | 0 | 66.63 | 69.61 | 3 | 0
2040 | NEISO_2_NYISO_G-I | NEISO | NYISO_G-I | Internal | Summer | B4 | 100 | 600 | 600 | 63.01 | 66.02 | 3 | 0.01
2040 | NEISO_2_NYISO_G-I | NEISO | NYISO_G-I | Internal | Summer | B5 | 200 | 600 | 600 | 57.5 | 62.94 | 3 | 2.44
2040 | NEISO_2_NYISO_G-I | NEISO | NYISO_G-I | Internal | Summer | B6 | 300 | 600 | 600 | 43.13 | 56.76 | 3 | 10.64
2040 | NEISO_2_NYISO_G-I | NEISO | NYISO_G-I | Internal | Summer | B7 | 400 | 600 | 600 | 41.35 | 47.74 | 3 | 3.39
2040 | NEISO_2_NYISO_G-I | NEISO | NYISO_G-I | Internal | Summer | B8 | 500 | 600 | 600 | 41.35 | 47.74 | 3 | 3.39
2040 | NEISO_2_NYISO_G-I | NEISO | NYISO_G-I | Internal | Summer | B9 | 800 | 600 | 600 | 41.35 | 47.72 | 3 | 3.37
2040 | NEISO_2_NYISO_G-I | NEISO | NYISO_G-I | Internal | Summer | B10 | 1262 | 600 | 600 | 41.35 | 47.72 | 3 | 3.37
2040 | NEISO_2_NYISO_G-I | NEISO | NYISO_G-I | Internal | Winter | B16 | 25 | 600 | 600 | 57.12 | 71.93 | 3 | 11.81
2040 | NEISO_2_NYISO_G-I | NEISO | NYISO_G-I | Internal | Winter | B17 | 100 | 600 | 600 | 57.12 | 61.67 | 3 | 1.55
2040 | NEISO_2_NYISO_G-I | NEISO | NYISO_G-I | Internal | Winter | B18 | 400 | 600 | 600 | 57.12 | 61 | 3 | 0.88
2040 | NEISO_2_NYISO_G-I | NEISO | NYISO_G-I | Internal | Winter | B19 | 700 | 600 | 0 | 57.12 | 56.88 | 3 | 0
2040 | NEISO_2_NYISO_G-I | NEISO | NYISO_G-I | Internal | Winter | B20 | 935 | 600 | 0 | 57.12 | 56.88 | 3 | 0
2040 | NEISO_2_NYISO_J-K | NEISO | NYISO_J-K | Internal | Shoulder | B11 | 25 | 500 | 500 | 45.22 | 65.44 | 3 | 17.22
2040 | NEISO_2_NYISO_J-K | NEISO | NYISO_J-K | Internal | Shoulder | B12 | 200 | 500 | 500 | 45.22 | 65.44 | 3 | 17.22
2040 | NEISO_2_NYISO_J-K | NEISO | NYISO_J-K | Internal | Shoulder | B13 | 600 | 500 | 500 | 45.22 | 58.41 | 3 | 10.19
2040 | NEISO_2_NYISO_J-K | NEISO | NYISO_J-K | Internal | Shoulder | B14 | 900 | 500 | 500 | 45.22 | 49.1 | 3 | 0.88
2040 | NEISO_2_NYISO_J-K | NEISO | NYISO_J-K | Internal | Shoulder | B15 | 1203 | 500 | 500 | 45.22 | 48.64 | 3 | 0.42
2040 | NEISO_2_NYISO_J-K | NEISO | NYISO_J-K | Internal | Summer | B1 | 10 | 500 | 500 | 68.42 | 77.46 | 3 | 6.03
2040 | NEISO_2_NYISO_J-K | NEISO | NYISO_J-K | Internal | Summer | B2 | 25 | 500 | 500 | 75.46 | 78.49 | 3 | 0.02
2040 | NEISO_2_NYISO_J-K | NEISO | NYISO_J-K | Internal | Summer | B3 | 75 | 500 | 221.87 | 66.63 | 69.63 | 3 | 0
2040 | NEISO_2_NYISO_J-K | NEISO | NYISO_J-K | Internal | Summer | B4 | 100 | 500 | 500 | 63.01 | 66.04 | 3 | 0.02
2040 | NEISO_2_NYISO_J-K | NEISO | NYISO_J-K | Internal | Summer | B5 | 200 | 500 | 500 | 57.5 | 62.95 | 3 | 2.45
2040 | NEISO_2_NYISO_J-K | NEISO | NYISO_J-K | Internal | Summer | B6 | 300 | 500 | 500 | 43.13 | 59.66 | 3 | 13.53
2040 | NEISO_2_NYISO_J-K | NEISO | NYISO_J-K | Internal | Summer | B7 | 400 | 500 | 500 | 41.35 | 59.66 | 3 | 15.31
2040 | NEISO_2_NYISO_J-K | NEISO | NYISO_J-K | Internal | Summer | B8 | 500 | 500 | 500 | 41.35 | 59.66 | 3 | 15.31
2040 | NEISO_2_NYISO_J-K | NEISO | NYISO_J-K | Internal | Summer | B9 | 800 | 500 | 500 | 41.35 | 47.73 | 3 | 3.38
2040 | NEISO_2_NYISO_J-K | NEISO | NYISO_J-K | Internal | Summer | B10 | 1262 | 500 | 500 | 41.35 | 47.73 | 3 | 3.38
2040 | NEISO_2_NYISO_J-K | NEISO | NYISO_J-K | Internal | Winter | B16 | 25 | 500 | 500 | 57.12 | 85.58 | 3 | 25.46
2040 | NEISO_2_NYISO_J-K | NEISO | NYISO_J-K | Internal | Winter | B17 | 100 | 500 | 500 | 57.12 | 85.58 | 3 | 25.46
2040 | NEISO_2_NYISO_J-K | NEISO | NYISO_J-K | Internal | Winter | B18 | 400 | 500 | 500 | 57.12 | 77.33 | 3 | 17.21
2040 | NEISO_2_NYISO_J-K | NEISO | NYISO_J-K | Internal | Winter | B19 | 700 | 500 | 500 | 57.12 | 64.02 | 3 | 3.9
2040 | NEISO_2_NYISO_J-K | NEISO | NYISO_J-K | Internal | Winter | B20 | 935 | 500 | 500 | 57.12 | 60.15 | 3 | 0.03
2040 | NonRTO_Midwest_2_MISO_IN | NonRTO_Midwest | MISO_IN | Internal | Shoulder | B11 | 25 | 4450 | 0 | 95.89 | 87.89 | 8 | 0
2040 | NonRTO_Midwest_2_MISO_IN | NonRTO_Midwest | MISO_IN | Internal | Shoulder | B12 | 200 | 4450 | 0 | 76.16 | 68.16 | 8 | 0
2040 | NonRTO_Midwest_2_MISO_IN | NonRTO_Midwest | MISO_IN | Internal | Shoulder | B13 | 600 | 4450 | 0 | 58.16 | 57.51 | 8 | 0
2040 | NonRTO_Midwest_2_MISO_IN | NonRTO_Midwest | MISO_IN | Internal | Shoulder | B14 | 900 | 4450 | 0 | 53.43 | 53.96 | 8 | 0
2040 | NonRTO_Midwest_2_MISO_IN | NonRTO_Midwest | MISO_IN | Internal | Shoulder | B15 | 1203 | 4450 | 0 | 45.58 | 49.46 | 8 | 0
2040 | NonRTO_Midwest_2_MISO_IN | NonRTO_Midwest | MISO_IN | Internal | Summer | B1 | 10 | 4450 | 0 | 94.05 | 90.73 | 8 | 0
2040 | NonRTO_Midwest_2_MISO_IN | NonRTO_Midwest | MISO_IN | Internal | Summer | B2 | 25 | 4450 | 0 | 94.05 | 90.66 | 8 | 0
2040 | NonRTO_Midwest_2_MISO_IN | NonRTO_Midwest | MISO_IN | Internal | Summer | B3 | 75 | 4450 | 0 | 94.05 | 88.3 | 8 | 0
2040 | NonRTO_Midwest_2_MISO_IN | NonRTO_Midwest | MISO_IN | Internal | Summer | B4 | 100 | 4450 | 0 | 94.05 | 86.05 | 8 | 0
2040 | NonRTO_Midwest_2_MISO_IN | NonRTO_Midwest | MISO_IN | Internal | Summer | B5 | 200 | 4450 | 0 | 94.02 | 86.02 | 8 | 0
2040 | NonRTO_Midwest_2_MISO_IN | NonRTO_Midwest | MISO_IN | Internal | Summer | B6 | 300 | 4450 | 0 | 77.35 | 69.35 | 8 | 0
2040 | NonRTO_Midwest_2_MISO_IN | NonRTO_Midwest | MISO_IN | Internal | Summer | B7 | 400 | 4450 | 0 | 51.85 | 55.21 | 8 | 0
2040 | NonRTO_Midwest_2_MISO_IN | NonRTO_Midwest | MISO_IN | Internal | Summer | B8 | 500 | 4450 | 0 | 51.79 | 51.48 | 8 | 0
2040 | NonRTO_Midwest_2_MISO_IN | NonRTO_Midwest | MISO_IN | Internal | Summer | B9 | 800 | 4450 | 0 | 45.56 | 47.79 | 8 | 0
2040 | NonRTO_Midwest_2_MISO_IN | NonRTO_Midwest | MISO_IN | Internal | Summer | B10 | 1262 | 4450 | 581.1 | 39.7 | 47.7 | 8 | 0
2040 | NonRTO_Midwest_2_MISO_IN | NonRTO_Midwest | MISO_IN | Internal | Winter | B16 | 25 | 4450 | 0 | 79.91 | 71.91 | 8 | 0
2040 | NonRTO_Midwest_2_MISO_IN | NonRTO_Midwest | MISO_IN | Internal | Winter | B17 | 100 | 4450 | 0 | 75.85 | 67.85 | 8 | 0
2040 | NonRTO_Midwest_2_MISO_IN | NonRTO_Midwest | MISO_IN | Internal | Winter | B18 | 400 | 4450 | 0 | 67.08 | 60.48 | 8 | 0
2040 | NonRTO_Midwest_2_MISO_IN | NonRTO_Midwest | MISO_IN | Internal | Winter | B19 | 700 | 4450 | 0 | 50.95 | 55.55 | 8 | 0
2040 | NonRTO_Midwest_2_MISO_IN | NonRTO_Midwest | MISO_IN | Internal | Winter | B20 | 935 | 4450 | 0 | 45.56 | 52.15 | 8 | 0
2040 | NonRTO_Midwest_2_TVA_Transmission | NonRTO_Midwest | TVA_Transmission | Internal | Shoulder | B11 | 25 | 2400 | 0 | 95.89 | 90.03 | 8 | 0
2040 | NonRTO_Midwest_2_TVA_Transmission | NonRTO_Midwest | TVA_Transmission | Internal | Shoulder | B12 | 200 | 2400 | 0 | 76.16 | 67.16 | 8 | 0
2040 | NonRTO_Midwest_2_TVA_Transmission | NonRTO_Midwest | TVA_Transmission | Internal | Shoulder | B13 | 600 | 2400 | 0 | 58.16 | 58.88 | 8 | 0
2040 | NonRTO_Midwest_2_TVA_Transmission | NonRTO_Midwest | TVA_Transmission | Internal | Shoulder | B14 | 900 | 2400 | 0 | 53.43 | 57.55 | 8 | 0
2040 | NonRTO_Midwest_2_TVA_Transmission | NonRTO_Midwest | TVA_Transmission | Internal | Shoulder | B15 | 1203 | 2400 | 300.6 | 45.58 | 53.58 | 8 | 0
2040 | NonRTO_Midwest_2_TVA_Transmission | NonRTO_Midwest | TVA_Transmission | Internal | Summer | B1 | 10 | 2400 | 0 | 94.05 | 98.74 | 8 | 0
2040 | NonRTO_Midwest_2_TVA_Transmission | NonRTO_Midwest | TVA_Transmission | Internal | Summer | B2 | 25 | 2400 | 0 | 94.05 | 98.67 | 8 | 0
2040 | NonRTO_Midwest_2_TVA_Transmission | NonRTO_Midwest | TVA_Transmission | Internal | Summer | B3 | 75 | 2400 | 0 | 94.05 | 92.3 | 8 | 0
2040 | NonRTO_Midwest_2_TVA_Transmission | NonRTO_Midwest | TVA_Transmission | Internal | Summer | B4 | 100 | 2400 | 0 | 94.05 | 90.04 | 8 | 0
2040 | NonRTO_Midwest_2_TVA_Transmission | NonRTO_Midwest | TVA_Transmission | Internal | Summer | B5 | 200 | 2400 | 0 | 94.02 | 90.04 | 8 | 0
2040 | NonRTO_Midwest_2_TVA_Transmission | NonRTO_Midwest | TVA_Transmission | Internal | Summer | B6 | 300 | 2400 | 0 | 77.35 | 70.84 | 8 | 0
2040 | NonRTO_Midwest_2_TVA_Transmission | NonRTO_Midwest | TVA_Transmission | Internal | Summer | B7 | 400 | 2400 | 0 | 51.85 | 57.96 | 8 | 0
2040 | NonRTO_Midwest_2_TVA_Transmission | NonRTO_Midwest | TVA_Transmission | Internal | Summer | B8 | 500 | 2400 | 0 | 51.79 | 57.28 | 8 | 0
2040 | NonRTO_Midwest_2_TVA_Transmission | NonRTO_Midwest | TVA_Transmission | Internal | Summer | B9 | 800 | 2400 | 0 | 45.56 | 53.44 | 8 | 0
2040 | NonRTO_Midwest_2_TVA_Transmission | NonRTO_Midwest | TVA_Transmission | Internal | Summer | B10 | 1262 | 2400 | 0 | 39.7 | 46.61 | 8 | 0
2040 | NonRTO_Midwest_2_TVA_Transmission | NonRTO_Midwest | TVA_Transmission | Internal | Winter | B16 | 25 | 2400 | 0 | 79.91 | 75.27 | 8 | 0
2040 | NonRTO_Midwest_2_TVA_Transmission | NonRTO_Midwest | TVA_Transmission | Internal | Winter | B17 | 100 | 2400 | 0 | 75.85 | 68.25 | 8 | 0
2040 | NonRTO_Midwest_2_TVA_Transmission | NonRTO_Midwest | TVA_Transmission | Internal | Winter | B18 | 400 | 2400 | 0 | 67.08 | 61.94 | 8 | 0
2040 | NonRTO_Midwest_2_TVA_Transmission | NonRTO_Midwest | TVA_Transmission | Internal | Winter | B19 | 700 | 2400 | 0 | 50.95 | 57.32 | 8 | 0
2040 | NonRTO_Midwest_2_TVA_Transmission | NonRTO_Midwest | TVA_Transmission | Internal | Winter | B20 | 935 | 2400 | 465.34 | 45.56 | 53.56 | 8 | 0
2040 | NYISO_A-F_2_IESO | NYISO_A-F | IESO | Internal | Shoulder | B11 | 25 | 1600 | 0 | 58.3 | 52.7 | 7 | 0
2040 | NYISO_A-F_2_IESO | NYISO_A-F | IESO | Internal | Shoulder | B12 | 200 | 1600 | 0 | 58.3 | 55.22 | 7 | 0
2040 | NYISO_A-F_2_IESO | NYISO_A-F | IESO | Internal | Shoulder | B13 | 600 | 1600 | 0 | 49.02 | 51.59 | 7 | 0
2040 | NYISO_A-F_2_IESO | NYISO_A-F | IESO | Internal | Shoulder | B14 | 900 | 1600 | 0 | 48.64 | 51.59 | 7 | 0
2040 | NYISO_A-F_2_IESO | NYISO_A-F | IESO | Internal | Shoulder | B15 | 1203 | 1600 | 0 | 48.64 | 51.59 | 7 | 0
2040 | NYISO_A-F_2_IESO | NYISO_A-F | IESO | Internal | Summer | B1 | 10 | 1600 | 251.74 | 77.43 | 84.43 | 7 | 0
2040 | NYISO_A-F_2_IESO | NYISO_A-F | IESO | Internal | Summer | B2 | 25 | 1600 | 0 | 78.46 | 84.43 | 7 | 0
2040 | NYISO_A-F_2_IESO | NYISO_A-F | IESO | Internal | Summer | B3 | 75 | 1600 | 1316.67 | 69.61 | 76.61 | 7 | 0
2040 | NYISO_A-F_2_IESO | NYISO_A-F | IESO | Internal | Summer | B4 | 100 | 1600 | 405.58 | 66.01 | 73.01 | 7 | 0
2040 | NYISO_A-F_2_IESO | NYISO_A-F | IESO | Internal | Summer | B5 | 200 | 1600 | 0 | 62.93 | 67.87 | 7 | 0
2040 | NYISO_A-F_2_IESO | NYISO_A-F | IESO | Internal | Summer | B6 | 300 | 1600 | 0 | 56.75 | 52 | 7 | 0
2040 | NYISO_A-F_2_IESO | NYISO_A-F | IESO | Internal | Summer | B7 | 400 | 1600 | 0 | 47.73 | 49.02 | 7 | 0
2040 | NYISO_A-F_2_IESO | NYISO_A-F | IESO | Internal | Summer | B8 | 500 | 1600 | 0 | 47.73 | 49.02 | 7 | 0
2040 | NYISO_A-F_2_IESO | NYISO_A-F | IESO | Internal | Summer | B9 | 800 | 1600 | 0 | 47.73 | 49.02 | 7 | 0
2040 | NYISO_A-F_2_IESO | NYISO_A-F | IESO | Internal | Summer | B10 | 1262 | 1600 | 0 | 47.73 | 49.02 | 7 | 0
2040 | NYISO_A-F_2_IESO | NYISO_A-F | IESO | Internal | Winter | B16 | 25 | 1600 | 0 | 71.92 | 64.92 | 7 | 0
2040 | NYISO_A-F_2_IESO | NYISO_A-F | IESO | Internal | Winter | B17 | 100 | 1600 | 0 | 61.65 | 56.84 | 7 | 0
2040 | NYISO_A-F_2_IESO | NYISO_A-F | IESO | Internal | Winter | B18 | 400 | 1600 | 0 | 60.99 | 55.05 | 7 | 0
2040 | NYISO_A-F_2_IESO | NYISO_A-F | IESO | Internal | Winter | B19 | 700 | 1600 | 0 | 56.87 | 55.05 | 7 | 0
2040 | NYISO_A-F_2_IESO | NYISO_A-F | IESO | Internal | Winter | B20 | 935 | 1600 | 0 | 56.87 | 55.05 | 7 | 0
2040 | NYISO_A-F_2_NEISO | NYISO_A-F | NEISO | Internal | Shoulder | B11 | 25 | 600 | 0 | 58.3 | 45.22 | 3 | 0
2040 | NYISO_A-F_2_NEISO | NYISO_A-F | NEISO | Internal | Shoulder | B12 | 200 | 600 | 0 | 58.3 | 45.22 | 3 | 0
2040 | NYISO_A-F_2_NEISO | NYISO_A-F | NEISO | Internal | Shoulder | B13 | 600 | 600 | 0 | 49.02 | 45.22 | 3 | 0
2040 | NYISO_A-F_2_NEISO | NYISO_A-F | NEISO | Internal | Shoulder | B14 | 900 | 600 | 0 | 48.64 | 45.22 | 3 | 0
2040 | NYISO_A-F_2_NEISO | NYISO_A-F | NEISO | Internal | Shoulder | B15 | 1203 | 600 | 0 | 48.64 | 45.22 | 3 | 0
2040 | NYISO_A-F_2_NEISO | NYISO_A-F | NEISO | Internal | Summer | B1 | 10 | 600 | 0 | 77.43 | 68.42 | 3 | 0
2040 | NYISO_A-F_2_NEISO | NYISO_A-F | NEISO | Internal | Summer | B2 | 25 | 600 | 0 | 78.46 | 75.46 | 3 | 0
2040 | NYISO_A-F_2_NEISO | NYISO_A-F | NEISO | Internal | Summer | B3 | 75 | 600 | 0 | 69.61 | 66.63 | 3 | 0
2040 | NYISO_A-F_2_NEISO | NYISO_A-F | NEISO | Internal | Summer | B4 | 100 | 600 | 0 | 66.01 | 63.01 | 3 | 0
2040 | NYISO_A-F_2_NEISO | NYISO_A-F | NEISO | Internal | Summer | B5 | 200 | 600 | 0 | 62.93 | 57.5 | 3 | 0
2040 | NYISO_A-F_2_NEISO | NYISO_A-F | NEISO | Internal | Summer | B6 | 300 | 600 | 0 | 56.75 | 43.13 | 3 | 0
2040 | NYISO_A-F_2_NEISO | NYISO_A-F | NEISO | Internal | Summer | B7 | 400 | 600 | 0 | 47.73 | 41.35 | 3 | 0
2040 | NYISO_A-F_2_NEISO | NYISO_A-F | NEISO | Internal | Summer | B8 | 500 | 600 | 0 | 47.73 | 41.35 | 3 | 0
2040 | NYISO_A-F_2_NEISO | NYISO_A-F | NEISO | Internal | Summer | B9 | 800 | 600 | 0 | 47.73 | 41.35 | 3 | 0
2040 | NYISO_A-F_2_NEISO | NYISO_A-F | NEISO | Internal | Summer | B10 | 1262 | 600 | 0 | 47.73 | 41.35 | 3 | 0
2040 | NYISO_A-F_2_NEISO | NYISO_A-F | NEISO | Internal | Winter | B16 | 25 | 600 | 0 | 71.92 | 57.12 | 3 | 0
2040 | NYISO_A-F_2_NEISO | NYISO_A-F | NEISO | Internal | Winter | B17 | 100 | 600 | 0 | 61.65 | 57.12 | 3 | 0
2040 | NYISO_A-F_2_NEISO | NYISO_A-F | NEISO | Internal | Winter | B18 | 400 | 600 | 0 | 60.99 | 57.12 | 3 | 0
2040 | NYISO_A-F_2_NEISO | NYISO_A-F | NEISO | Internal | Winter | B19 | 700 | 600 | 0 | 56.87 | 57.12 | 3 | 0
2040 | NYISO_A-F_2_NEISO | NYISO_A-F | NEISO | Internal | Winter | B20 | 935 | 600 | 0 | 56.87 | 57.12 | 3 | 0
2040 | NYISO_A-F_2_NYISO_G-I | NYISO_A-F | NYISO_G-I | Internal | Shoulder | B11 | 25 | 4757 | 544.68 | 58.3 | 58.31 | 0.01 | 0
2040 | NYISO_A-F_2_NYISO_G-I | NYISO_A-F | NYISO_G-I | Internal | Shoulder | B12 | 200 | 4757 | 416.27 | 58.3 | 58.31 | 0.01 | 0
2040 | NYISO_A-F_2_NYISO_G-I | NYISO_A-F | NYISO_G-I | Internal | Shoulder | B13 | 600 | 4757 | 120.81 | 49.02 | 49.03 | 0.01 | 0
2040 | NYISO_A-F_2_NYISO_G-I | NYISO_A-F | NYISO_G-I | Internal | Shoulder | B14 | 900 | 4757 | 0 | 48.64 | 48.62 | 0.01 | 0
2040 | NYISO_A-F_2_NYISO_G-I | NYISO_A-F | NYISO_G-I | Internal | Shoulder | B15 | 1203 | 4757 | 0 | 48.64 | 48.62 | 0.01 | 0
2040 | NYISO_A-F_2_NYISO_G-I | NYISO_A-F | NYISO_G-I | Internal | Summer | B1 | 10 | 4757 | 1602.63 | 77.43 | 77.44 | 0.01 | 0
2040 | NYISO_A-F_2_NYISO_G-I | NYISO_A-F | NYISO_G-I | Internal | Summer | B2 | 25 | 4757 | 1201.77 | 78.46 | 78.48 | 0.01 | 0
2040 | NYISO_A-F_2_NYISO_G-I | NYISO_A-F | NYISO_G-I | Internal | Summer | B3 | 75 | 4757 | 0 | 69.61 | 69.61 | 0.01 | 0
2040 | NYISO_A-F_2_NYISO_G-I | NYISO_A-F | NYISO_G-I | Internal | Summer | B4 | 100 | 4757 | 901.75 | 66.01 | 66.02 | 0.01 | 0
2040 | NYISO_A-F_2_NYISO_G-I | NYISO_A-F | NYISO_G-I | Internal | Summer | B5 | 200 | 4757 | 1394.14 | 62.93 | 62.94 | 0.01 | 0
2040 | NYISO_A-F_2_NYISO_G-I | NYISO_A-F | NYISO_G-I | Internal | Summer | B6 | 300 | 4757 | 1371.55 | 56.75 | 56.76 | 0.01 | 0
2040 | NYISO_A-F_2_NYISO_G-I | NYISO_A-F | NYISO_G-I | Internal | Summer | B7 | 400 | 4757 | 401.74 | 47.73 | 47.74 | 0.01 | 0
2040 | NYISO_A-F_2_NYISO_G-I | NYISO_A-F | NYISO_G-I | Internal | Summer | B8 | 500 | 4757 | 227.42 | 47.73 | 47.74 | 0.01 | 0
2040 | NYISO_A-F_2_NYISO_G-I | NYISO_A-F | NYISO_G-I | Internal | Summer | B9 | 800 | 4757 | 0 | 47.73 | 47.72 | 0.01 | 0
2040 | NYISO_A-F_2_NYISO_G-I | NYISO_A-F | NYISO_G-I | Internal | Summer | B10 | 1262 | 4757 | 0 | 47.73 | 47.72 | 0.01 | 0
2040 | NYISO_A-F_2_NYISO_G-I | NYISO_A-F | NYISO_G-I | Internal | Winter | B16 | 25 | 4757 | 2793.32 | 71.92 | 71.93 | 0.01 | 0
2040 | NYISO_A-F_2_NYISO_G-I | NYISO_A-F | NYISO_G-I | Internal | Winter | B17 | 100 | 4757 | 2630.63 | 61.65 | 61.67 | 0.01 | 0
2040 | NYISO_A-F_2_NYISO_G-I | NYISO_A-F | NYISO_G-I | Internal | Winter | B18 | 400 | 4757 | 2503.18 | 60.99 | 61 | 0.01 | 0
2040 | NYISO_A-F_2_NYISO_G-I | NYISO_A-F | NYISO_G-I | Internal | Winter | B19 | 700 | 4757 | 2771.6 | 56.87 | 56.88 | 0.01 | 0
2040 | NYISO_A-F_2_NYISO_G-I | NYISO_A-F | NYISO_G-I | Internal | Winter | B20 | 935 | 4757 | 1973.07 | 56.87 | 56.88 | 0.01 | 0
2040 | NYISO_A-F_2_PJM_ROM | NYISO_A-F | PJM_ROM | Internal | Shoulder | B11 | 25 | 1000 | 746.77 | 58.3 | 66.3 | 8 | 0
2040 | NYISO_A-F_2_PJM_ROM | NYISO_A-F | PJM_ROM | Internal | Shoulder | B12 | 200 | 1000 | 1000 | 58.3 | 66.32 | 8 | 0.02
2040 | NYISO_A-F_2_PJM_ROM | NYISO_A-F | PJM_ROM | Internal | Shoulder | B13 | 600 | 1000 | 0 | 49.02 | 52.42 | 8 | 0
2040 | NYISO_A-F_2_PJM_ROM | NYISO_A-F | PJM_ROM | Internal | Shoulder | B14 | 900 | 1000 | 0 | 48.64 | 49.1 | 8 | 0
2040 | NYISO_A-F_2_PJM_ROM | NYISO_A-F | PJM_ROM | Internal | Shoulder | B15 | 1203 | 1000 | 0 | 48.64 | 48.21 | 8 | 0
2040 | NYISO_A-F_2_PJM_ROM | NYISO_A-F | PJM_ROM | Internal | Summer | B1 | 10 | 1000 | 1000 | 77.43 | 86.46 | 8 | 1.03
2040 | NYISO_A-F_2_PJM_ROM | NYISO_A-F | PJM_ROM | Internal | Summer | B2 | 25 | 1000 | 907.99 | 78.46 | 86.46 | 8 | 0
2040 | NYISO_A-F_2_PJM_ROM | NYISO_A-F | PJM_ROM | Internal | Summer | B3 | 75 | 1000 | 649.16 | 69.61 | 77.61 | 8 | 0
2040 | NYISO_A-F_2_PJM_ROM | NYISO_A-F | PJM_ROM | Internal | Summer | B4 | 100 | 1000 | 707.48 | 66.01 | 74.01 | 8 | 0
2040 | NYISO_A-F_2_PJM_ROM | NYISO_A-F | PJM_ROM | Internal | Summer | B5 | 200 | 1000 | 561.72 | 62.93 | 70.93 | 8 | 0
2040 | NYISO_A-F_2_PJM_ROM | NYISO_A-F | PJM_ROM | Internal | Summer | B6 | 300 | 1000 | 643.41 | 56.75 | 64.75 | 8 | 0
2040 | NYISO_A-F_2_PJM_ROM | NYISO_A-F | PJM_ROM | Internal | Summer | B7 | 400 | 1000 | 0 | 47.73 | 54.37 | 8 | 0
2040 | NYISO_A-F_2_PJM_ROM | NYISO_A-F | PJM_ROM | Internal | Summer | B8 | 500 | 1000 | 0 | 47.73 | 49.8 | 8 | 0
2040 | NYISO_A-F_2_PJM_ROM | NYISO_A-F | PJM_ROM | Internal | Summer | B9 | 800 | 1000 | 0 | 47.73 | 47.42 | 8 | 0
2040 | NYISO_A-F_2_PJM_ROM | NYISO_A-F | PJM_ROM | Internal | Summer | B10 | 1262 | 1000 | 0 | 47.73 | 44.2 | 8 | 0
2040 | NYISO_A-F_2_PJM_ROM | NYISO_A-F | PJM_ROM | Internal | Winter | B16 | 25 | 1000 | 0 | 71.92 | 69.26 | 8 | 0
2040 | NYISO_A-F_2_PJM_ROM | NYISO_A-F | PJM_ROM | Internal | Winter | B17 | 100 | 1000 | 0 | 61.65 | 65.85 | 8 | 0
2040 | NYISO_A-F_2_PJM_ROM | NYISO_A-F | PJM_ROM | Internal | Winter | B18 | 400 | 1000 | 0 | 60.99 | 58.46 | 8 | 0
2040 | NYISO_A-F_2_PJM_ROM | NYISO_A-F | PJM_ROM | Internal | Winter | B19 | 700 | 1000 | 0 | 56.87 | 53.55 | 8 | 0
2040 | NYISO_A-F_2_PJM_ROM | NYISO_A-F | PJM_ROM | Internal | Winter | B20 | 935 | 1000 | 0 | 56.87 | 50.16 | 8 | 0
2040 | NYISO_G-I_2_NEISO | NYISO_G-I | NEISO | Internal | Shoulder | B11 | 25 | 600 | 0 | 58.31 | 45.22 | 3 | 0
2040 | NYISO_G-I_2_NEISO | NYISO_G-I | NEISO | Internal | Shoulder | B12 | 200 | 600 | 0 | 58.31 | 45.22 | 3 | 0
2040 | NYISO_G-I_2_NEISO | NYISO_G-I | NEISO | Internal | Shoulder | B13 | 600 | 600 | 0 | 49.03 | 45.22 | 3 | 0
2040 | NYISO_G-I_2_NEISO | NYISO_G-I | NEISO | Internal | Shoulder | B14 | 900 | 600 | 0 | 48.62 | 45.22 | 3 | 0
2040 | NYISO_G-I_2_NEISO | NYISO_G-I | NEISO | Internal | Shoulder | B15 | 1203 | 600 | 0 | 48.62 | 45.22 | 3 | 0
2040 | NYISO_G-I_2_NEISO | NYISO_G-I | NEISO | Internal | Summer | B1 | 10 | 600 | 0 | 77.44 | 68.42 | 3 | 0
2040 | NYISO_G-I_2_NEISO | NYISO_G-I | NEISO | Internal | Summer | B2 | 25 | 600 | 0 | 78.48 | 75.46 | 3 | 0
2040 | NYISO_G-I_2_NEISO | NYISO_G-I | NEISO | Internal | Summer | B3 | 75 | 600 | 0 | 69.61 | 66.63 | 3 | 0
2040 | NYISO_G-I_2_NEISO | NYISO_G-I | NEISO | Internal | Summer | B4 | 100 | 600 | 0 | 66.02 | 63.01 | 3 | 0
2040 | NYISO_G-I_2_NEISO | NYISO_G-I | NEISO | Internal | Summer | B5 | 200 | 600 | 0 | 62.94 | 57.5 | 3 | 0
2040 | NYISO_G-I_2_NEISO | NYISO_G-I | NEISO | Internal | Summer | B6 | 300 | 600 | 0 | 56.76 | 43.13 | 3 | 0
2040 | NYISO_G-I_2_NEISO | NYISO_G-I | NEISO | Internal | Summer | B7 | 400 | 600 | 0 | 47.74 | 41.35 | 3 | 0
2040 | NYISO_G-I_2_NEISO | NYISO_G-I | NEISO | Internal | Summer | B8 | 500 | 600 | 0 | 47.74 | 41.35 | 3 | 0
2040 | NYISO_G-I_2_NEISO | NYISO_G-I | NEISO | Internal | Summer | B9 | 800 | 600 | 0 | 47.72 | 41.35 | 3 | 0
2040 | NYISO_G-I_2_NEISO | NYISO_G-I | NEISO | Internal | Summer | B10 | 1262 | 600 | 0 | 47.72 | 41.35 | 3 | 0
2040 | NYISO_G-I_2_NEISO | NYISO_G-I | NEISO | Internal | Winter | B16 | 25 | 600 | 0 | 71.93 | 57.12 | 3 | 0
2040 | NYISO_G-I_2_NEISO | NYISO_G-I | NEISO | Internal | Winter | B17 | 100 | 600 | 0 | 61.67 | 57.12 | 3 | 0
2040 | NYISO_G-I_2_NEISO | NYISO_G-I | NEISO | Internal | Winter | B18 | 400 | 600 | 0 | 61 | 57.12 | 3 | 0
2040 | NYISO_G-I_2_NEISO | NYISO_G-I | NEISO | Internal | Winter | B19 | 700 | 600 | 0 | 56.88 | 57.12 | 3 | 0
2040 | NYISO_G-I_2_NEISO | NYISO_G-I | NEISO | Internal | Winter | B20 | 935 | 600 | 0 | 56.88 | 57.12 | 3 | 0
2040 | NYISO_G-I_2_NYISO_A-F | NYISO_G-I | NYISO_A-F | Internal | Shoulder | B11 | 25 | 2506 | 0 | 58.31 | 58.3 | 0.01 | 0
2040 | NYISO_G-I_2_NYISO_A-F | NYISO_G-I | NYISO_A-F | Internal | Shoulder | B12 | 200 | 2506 | 0 | 58.31 | 58.3 | 0.01 | 0
2040 | NYISO_G-I_2_NYISO_A-F | NYISO_G-I | NYISO_A-F | Internal | Shoulder | B13 | 600 | 2506 | 0 | 49.03 | 49.02 | 0.01 | 0
2040 | NYISO_G-I_2_NYISO_A-F | NYISO_G-I | NYISO_A-F | Internal | Shoulder | B14 | 900 | 2506 | 130.78 | 48.62 | 48.64 | 0.01 | 0
2040 | NYISO_G-I_2_NYISO_A-F | NYISO_G-I | NYISO_A-F | Internal | Shoulder | B15 | 1203 | 2506 | 1508.08 | 48.62 | 48.64 | 0.01 | 0
2040 | NYISO_G-I_2_NYISO_A-F | NYISO_G-I | NYISO_A-F | Internal | Summer | B1 | 10 | 2506 | 0 | 77.44 | 77.43 | 0.01 | 0
2040 | NYISO_G-I_2_NYISO_A-F | NYISO_G-I | NYISO_A-F | Internal | Summer | B2 | 25 | 2506 | 0 | 78.48 | 78.46 | 0.01 | 0
2040 | NYISO_G-I_2_NYISO_A-F | NYISO_G-I | NYISO_A-F | Internal | Summer | B3 | 75 | 2506 | 0 | 69.61 | 69.61 | 0.01 | 0
2040 | NYISO_G-I_2_NYISO_A-F | NYISO_G-I | NYISO_A-F | Internal | Summer | B4 | 100 | 2506 | 0 | 66.02 | 66.01 | 0.01 | 0
2040 | NYISO_G-I_2_NYISO_A-F | NYISO_G-I | NYISO_A-F | Internal | Summer | B5 | 200 | 2506 | 0 | 62.94 | 62.93 | 0.01 | 0
2040 | NYISO_G-I_2_NYISO_A-F | NYISO_G-I | NYISO_A-F | Internal | Summer | B6 | 300 | 2506 | 0 | 56.76 | 56.75 | 0.01 | 0
2040 | NYISO_G-I_2_NYISO_A-F | NYISO_G-I | NYISO_A-F | Internal | Summer | B7 | 400 | 2506 | 0 | 47.74 | 47.73 | 0.01 | 0
2040 | NYISO_G-I_2_NYISO_A-F | NYISO_G-I | NYISO_A-F | Internal | Summer | B8 | 500 | 2506 | 0 | 47.74 | 47.73 | 0.01 | 0
2040 | NYISO_G-I_2_NYISO_A-F | NYISO_G-I | NYISO_A-F | Internal | Summer | B9 | 800 | 2506 | 178.11 | 47.72 | 47.73 | 0.01 | 0
2040 | NYISO_G-I_2_NYISO_A-F | NYISO_G-I | NYISO_A-F | Internal | Summer | B10 | 1262 | 2506 | 2330.6 | 47.72 | 47.73 | 0.01 | 0
2040 | NYISO_G-I_2_NYISO_A-F | NYISO_G-I | NYISO_A-F | Internal | Winter | B16 | 25 | 2506 | 0 | 71.93 | 71.92 | 0.01 | 0
2040 | NYISO_G-I_2_NYISO_A-F | NYISO_G-I | NYISO_A-F | Internal | Winter | B17 | 100 | 2506 | 0 | 61.67 | 61.65 | 0.01 | 0
2040 | NYISO_G-I_2_NYISO_A-F | NYISO_G-I | NYISO_A-F | Internal | Winter | B18 | 400 | 2506 | 0 | 61 | 60.99 | 0.01 | 0
2040 | NYISO_G-I_2_NYISO_A-F | NYISO_G-I | NYISO_A-F | Internal | Winter | B19 | 700 | 2506 | 0 | 56.88 | 56.87 | 0.01 | 0
2040 | NYISO_G-I_2_NYISO_A-F | NYISO_G-I | NYISO_A-F | Internal | Winter | B20 | 935 | 2506 | 0 | 56.88 | 56.87 | 0.01 | 0
2040 | NYISO_G-I_2_NYISO_J-K | NYISO_G-I | NYISO_J-K | Internal | Shoulder | B11 | 25 | 6188 | 6188 | 58.31 | 65.44 | 0.01 | 7.12
2040 | NYISO_G-I_2_NYISO_J-K | NYISO_G-I | NYISO_J-K | Internal | Shoulder | B12 | 200 | 6188 | 6188 | 58.31 | 65.44 | 0.01 | 7.12
2040 | NYISO_G-I_2_NYISO_J-K | NYISO_G-I | NYISO_J-K | Internal | Shoulder | B13 | 600 | 6188 | 6188 | 49.03 | 58.41 | 0.01 | 9.37
2040 | NYISO_G-I_2_NYISO_J-K | NYISO_G-I | NYISO_J-K | Internal | Shoulder | B14 | 900 | 6188 | 6188 | 48.62 | 49.1 | 0.01 | 0.46
2040 | NYISO_G-I_2_NYISO_J-K | NYISO_G-I | NYISO_J-K | Internal | Shoulder | B15 | 1203 | 6188 | 5101.57 | 48.62 | 48.64 | 0.01 | 0
2040 | NYISO_G-I_2_NYISO_J-K | NYISO_G-I | NYISO_J-K | Internal | Summer | B1 | 10 | 6188 | 4371.22 | 77.44 | 77.46 | 0.01 | 0
2040 | NYISO_G-I_2_NYISO_J-K | NYISO_G-I | NYISO_J-K | Internal | Summer | B2 | 25 | 6188 | 4088.95 | 78.48 | 78.49 | 0.01 | 0
2040 | NYISO_G-I_2_NYISO_J-K | NYISO_G-I | NYISO_J-K | Internal | Summer | B3 | 75 | 6188 | 2759.03 | 69.61 | 69.63 | 0.01 | 0
2040 | NYISO_G-I_2_NYISO_J-K | NYISO_G-I | NYISO_J-K | Internal | Summer | B4 | 100 | 6188 | 4919.05 | 66.02 | 66.04 | 0.01 | 0
2040 | NYISO_G-I_2_NYISO_J-K | NYISO_G-I | NYISO_J-K | Internal | Summer | B5 | 200 | 6188 | 5877.3 | 62.94 | 62.95 | 0.01 | 0
2040 | NYISO_G-I_2_NYISO_J-K | NYISO_G-I | NYISO_J-K | Internal | Summer | B6 | 300 | 6188 | 6188 | 56.76 | 59.66 | 0.01 | 2.88
2040 | NYISO_G-I_2_NYISO_J-K | NYISO_G-I | NYISO_J-K | Internal | Summer | B7 | 400 | 6188 | 6188 | 47.74 | 59.66 | 0.01 | 11.91
2040 | NYISO_G-I_2_NYISO_J-K | NYISO_G-I | NYISO_J-K | Internal | Summer | B8 | 500 | 6188 | 6188 | 47.74 | 59.66 | 0.01 | 11.91
2040 | NYISO_G-I_2_NYISO_J-K | NYISO_G-I | NYISO_J-K | Internal | Summer | B9 | 800 | 6188 | 5996.44 | 47.72 | 47.73 | 0.01 | 0
2040 | NYISO_G-I_2_NYISO_J-K | NYISO_G-I | NYISO_J-K | Internal | Summer | B10 | 1262 | 6188 | 4253.26 | 47.72 | 47.73 | 0.01 | 0
2040 | NYISO_G-I_2_NYISO_J-K | NYISO_G-I | NYISO_J-K | Internal | Winter | B16 | 25 | 6188 | 6188 | 71.93 | 85.58 | 0.01 | 13.64
2040 | NYISO_G-I_2_NYISO_J-K | NYISO_G-I | NYISO_J-K | Internal | Winter | B17 | 100 | 6188 | 6188 | 61.67 | 85.58 | 0.01 | 23.91
2040 | NYISO_G-I_2_NYISO_J-K | NYISO_G-I | NYISO_J-K | Internal | Winter | B18 | 400 | 6188 | 6188 | 61 | 77.33 | 0.01 | 16.32
2040 | NYISO_G-I_2_NYISO_J-K | NYISO_G-I | NYISO_J-K | Internal | Winter | B19 | 700 | 6188 | 6188 | 56.88 | 64.02 | 0.01 | 7.12
2040 | NYISO_G-I_2_NYISO_J-K | NYISO_G-I | NYISO_J-K | Internal | Winter | B20 | 935 | 6188 | 6188 | 56.88 | 60.15 | 0.01 | 3.25
2040 | NYISO_G-I_2_PJM_E | NYISO_G-I | PJM_E | Internal | Shoulder | B11 | 25 | 1500 | 0 | 58.31 | 66.28 | 8 | 0
2040 | NYISO_G-I_2_PJM_E | NYISO_G-I | PJM_E | Internal | Shoulder | B12 | 200 | 1500 | 1.36 | 58.31 | 66.31 | 8 | 0
2040 | NYISO_G-I_2_PJM_E | NYISO_G-I | PJM_E | Internal | Shoulder | B13 | 600 | 1500 | 0 | 49.03 | 52.41 | 8 | 0
2040 | NYISO_G-I_2_PJM_E | NYISO_G-I | PJM_E | Internal | Shoulder | B14 | 900 | 1500 | 0 | 48.62 | 49.09 | 8 | 0
2040 | NYISO_G-I_2_PJM_E | NYISO_G-I | PJM_E | Internal | Shoulder | B15 | 1203 | 1500 | 0 | 48.62 | 48.22 | 8 | 0
2040 | NYISO_G-I_2_PJM_E | NYISO_G-I | PJM_E | Internal | Summer | B1 | 10 | 1500 | 1500 | 77.44 | 86.48 | 8 | 1.03
2040 | NYISO_G-I_2_PJM_E | NYISO_G-I | PJM_E | Internal | Summer | B2 | 25 | 1500 | 1407.72 | 78.48 | 86.48 | 8 | 0
2040 | NYISO_G-I_2_PJM_E | NYISO_G-I | PJM_E | Internal | Summer | B3 | 75 | 1500 | 1500 | 69.61 | 77.63 | 8 | 0.01
2040 | NYISO_G-I_2_PJM_E | NYISO_G-I | PJM_E | Internal | Summer | B4 | 100 | 1500 | 1138.22 | 66.02 | 74.02 | 8 | 0
2040 | NYISO_G-I_2_PJM_E | NYISO_G-I | PJM_E | Internal | Summer | B5 | 200 | 1500 | 810.05 | 62.94 | 70.94 | 8 | 0
2040 | NYISO_G-I_2_PJM_E | NYISO_G-I | PJM_E | Internal | Summer | B6 | 300 | 1500 | 765.93 | 56.76 | 64.76 | 8 | 0
2040 | NYISO_G-I_2_PJM_E | NYISO_G-I | PJM_E | Internal | Summer | B7 | 400 | 1500 | 0 | 47.74 | 54.38 | 8 | 0
2040 | NYISO_G-I_2_PJM_E | NYISO_G-I | PJM_E | Internal | Summer | B8 | 500 | 1500 | 0 | 47.74 | 49.79 | 8 | 0
2040 | NYISO_G-I_2_PJM_E | NYISO_G-I | PJM_E | Internal | Summer | B9 | 800 | 1500 | 0 | 47.72 | 47.44 | 8 | 0
2040 | NYISO_G-I_2_PJM_E | NYISO_G-I | PJM_E | Internal | Summer | B10 | 1262 | 1500 | 0 | 47.72 | 44.21 | 8 | 0
2040 | NYISO_G-I_2_PJM_E | NYISO_G-I | PJM_E | Internal | Winter | B16 | 25 | 1500 | 0 | 71.93 | 69.27 | 8 | 0
2040 | NYISO_G-I_2_PJM_E | NYISO_G-I | PJM_E | Internal | Winter | B17 | 100 | 1500 | 0 | 61.67 | 65.87 | 8 | 0
2040 | NYISO_G-I_2_PJM_E | NYISO_G-I | PJM_E | Internal | Winter | B18 | 400 | 1500 | 0 | 61 | 58.48 | 8 | 0
2040 | NYISO_G-I_2_PJM_E | NYISO_G-I | PJM_E | Internal | Winter | B19 | 700 | 1500 | 0 | 56.88 | 53.56 | 8 | 0
2040 | NYISO_G-I_2_PJM_E | NYISO_G-I | PJM_E | Internal | Winter | B20 | 935 | 1500 | 0 | 56.88 | 50.17 | 8 | 0
2040 | NYISO_J-K_2_PJM_E | NYISO_J-K | PJM_E | Internal | Shoulder | B11 | 25 | 330 | 0 | 65.44 | 66.28 | 8 | 0
2040 | NYISO_J-K_2_PJM_E | NYISO_J-K | PJM_E | Internal | Shoulder | B12 | 200 | 330 | 0 | 65.44 | 66.31 | 8 | 0
2040 | NYISO_J-K_2_PJM_E | NYISO_J-K | PJM_E | Internal | Shoulder | B13 | 600 | 330 | 0 | 58.41 | 52.41 | 8 | 0
2040 | NYISO_J-K_2_PJM_E | NYISO_J-K | PJM_E | Internal | Shoulder | B14 | 900 | 330 | 0 | 49.1 | 49.09 | 8 | 0
2040 | NYISO_J-K_2_PJM_E | NYISO_J-K | PJM_E | Internal | Shoulder | B15 | 1203 | 330 | 0 | 48.64 | 48.22 | 8 | 0
2040 | NYISO_J-K_2_PJM_E | NYISO_J-K | PJM_E | Internal | Summer | B1 | 10 | 330 | 330 | 77.46 | 86.48 | 8 | 1.02
2040 | NYISO_J-K_2_PJM_E | NYISO_J-K | PJM_E | Internal | Summer | B2 | 25 | 330 | 0 | 78.49 | 86.48 | 8 | 0
2040 | NYISO_J-K_2_PJM_E | NYISO_J-K | PJM_E | Internal | Summer | B3 | 75 | 330 | 179.57 | 69.63 | 77.63 | 8 | 0
2040 | NYISO_J-K_2_PJM_E | NYISO_J-K | PJM_E | Internal | Summer | B4 | 100 | 330 | 0 | 66.04 | 74.02 | 8 | 0
2040 | NYISO_J-K_2_PJM_E | NYISO_J-K | PJM_E | Internal | Summer | B5 | 200 | 330 | 0 | 62.95 | 70.94 | 8 | 0
2040 | NYISO_J-K_2_PJM_E | NYISO_J-K | PJM_E | Internal | Summer | B6 | 300 | 330 | 0 | 59.66 | 64.76 | 8 | 0
2040 | NYISO_J-K_2_PJM_E | NYISO_J-K | PJM_E | Internal | Summer | B7 | 400 | 330 | 0 | 59.66 | 54.38 | 8 | 0
2040 | NYISO_J-K_2_PJM_E | NYISO_J-K | PJM_E | Internal | Summer | B8 | 500 | 330 | 0 | 59.66 | 49.79 | 8 | 0
2040 | NYISO_J-K_2_PJM_E | NYISO_J-K | PJM_E | Internal | Summer | B9 | 800 | 330 | 0 | 47.73 | 47.44 | 8 | 0
2040 | NYISO_J-K_2_PJM_E | NYISO_J-K | PJM_E | Internal | Summer | B10 | 1262 | 330 | 0 | 47.73 | 44.21 | 8 | 0
2040 | NYISO_J-K_2_PJM_E | NYISO_J-K | PJM_E | Internal | Winter | B16 | 25 | 330 | 0 | 85.58 | 69.27 | 8 | 0
2040 | NYISO_J-K_2_PJM_E | NYISO_J-K | PJM_E | Internal | Winter | B17 | 100 | 330 | 0 | 85.58 | 65.87 | 8 | 0
2040 | NYISO_J-K_2_PJM_E | NYISO_J-K | PJM_E | Internal | Winter | B18 | 400 | 330 | 0 | 77.33 | 58.48 | 8 | 0
2040 | NYISO_J-K_2_PJM_E | NYISO_J-K | PJM_E | Internal | Winter | B19 | 700 | 330 | 0 | 64.02 | 53.56 | 8 | 0
2040 | NYISO_J-K_2_PJM_E | NYISO_J-K | PJM_E | Internal | Winter | B20 | 935 | 330 | 0 | 60.15 | 50.17 | 8 | 0
2040 | PJM_E_2_NYISO_G-I | PJM_E | NYISO_G-I | Internal | Shoulder | B11 | 25 | 500 | 0 | 66.28 | 58.31 | 6 | 0
2040 | PJM_E_2_NYISO_G-I | PJM_E | NYISO_G-I | Internal | Shoulder | B12 | 200 | 500 | 0 | 66.31 | 58.31 | 6 | 0
2040 | PJM_E_2_NYISO_G-I | PJM_E | NYISO_G-I | Internal | Shoulder | B13 | 600 | 500 | 0 | 52.41 | 49.03 | 6 | 0
2040 | PJM_E_2_NYISO_G-I | PJM_E | NYISO_G-I | Internal | Shoulder | B14 | 900 | 500 | 0 | 49.09 | 48.62 | 6 | 0
2040 | PJM_E_2_NYISO_G-I | PJM_E | NYISO_G-I | Internal | Shoulder | B15 | 1203 | 500 | 0 | 48.22 | 48.62 | 6 | 0
2040 | PJM_E_2_NYISO_G-I | PJM_E | NYISO_G-I | Internal | Summer | B1 | 10 | 500 | 0 | 86.48 | 77.44 | 6 | 0
2040 | PJM_E_2_NYISO_G-I | PJM_E | NYISO_G-I | Internal | Summer | B2 | 25 | 500 | 0 | 86.48 | 78.48 | 6 | 0
2040 | PJM_E_2_NYISO_G-I | PJM_E | NYISO_G-I | Internal | Summer | B3 | 75 | 500 | 0 | 77.63 | 69.61 | 6 | 0
2040 | PJM_E_2_NYISO_G-I | PJM_E | NYISO_G-I | Internal | Summer | B4 | 100 | 500 | 0 | 74.02 | 66.02 | 6 | 0
2040 | PJM_E_2_NYISO_G-I | PJM_E | NYISO_G-I | Internal | Summer | B5 | 200 | 500 | 0 | 70.94 | 62.94 | 6 | 0
2040 | PJM_E_2_NYISO_G-I | PJM_E | NYISO_G-I | Internal | Summer | B6 | 300 | 500 | 0 | 64.76 | 56.76 | 6 | 0
2040 | PJM_E_2_NYISO_G-I | PJM_E | NYISO_G-I | Internal | Summer | B7 | 400 | 500 | 0 | 54.38 | 47.74 | 6 | 0
2040 | PJM_E_2_NYISO_G-I | PJM_E | NYISO_G-I | Internal | Summer | B8 | 500 | 500 | 0 | 49.79 | 47.74 | 6 | 0
2040 | PJM_E_2_NYISO_G-I | PJM_E | NYISO_G-I | Internal | Summer | B9 | 800 | 500 | 0 | 47.44 | 47.72 | 6 | 0
2040 | PJM_E_2_NYISO_G-I | PJM_E | NYISO_G-I | Internal | Summer | B10 | 1262 | 500 | 0 | 44.21 | 47.72 | 6 | 0
2040 | PJM_E_2_NYISO_G-I | PJM_E | NYISO_G-I | Internal | Winter | B16 | 25 | 500 | 0 | 69.27 | 71.93 | 6 | 0
2040 | PJM_E_2_NYISO_G-I | PJM_E | NYISO_G-I | Internal | Winter | B17 | 100 | 500 | 0 | 65.87 | 61.67 | 6 | 0
2040 | PJM_E_2_NYISO_G-I | PJM_E | NYISO_G-I | Internal | Winter | B18 | 400 | 500 | 0 | 58.48 | 61 | 6 | 0
2040 | PJM_E_2_NYISO_G-I | PJM_E | NYISO_G-I | Internal | Winter | B19 | 700 | 500 | 0 | 53.56 | 56.88 | 6 | 0
2040 | PJM_E_2_NYISO_G-I | PJM_E | NYISO_G-I | Internal | Winter | B20 | 935 | 500 | 500 | 50.17 | 56.88 | 6 | 0.71
2040 | PJM_E_2_NYISO_J-K | PJM_E | NYISO_J-K | Internal | Shoulder | B11 | 25 | 330 | 0 | 66.28 | 65.44 | 6 | 0
2040 | PJM_E_2_NYISO_J-K | PJM_E | NYISO_J-K | Internal | Shoulder | B12 | 200 | 330 | 0 | 66.31 | 65.44 | 6 | 0
2040 | PJM_E_2_NYISO_J-K | PJM_E | NYISO_J-K | Internal | Shoulder | B13 | 600 | 330 | 259.44 | 52.41 | 58.41 | 6 | 0
2040 | PJM_E_2_NYISO_J-K | PJM_E | NYISO_J-K | Internal | Shoulder | B14 | 900 | 330 | 0 | 49.09 | 49.1 | 6 | 0
2040 | PJM_E_2_NYISO_J-K | PJM_E | NYISO_J-K | Internal | Shoulder | B15 | 1203 | 330 | 0 | 48.22 | 48.64 | 6 | 0
2040 | PJM_E_2_NYISO_J-K | PJM_E | NYISO_J-K | Internal | Summer | B1 | 10 | 330 | 0 | 86.48 | 77.46 | 6 | 0
2040 | PJM_E_2_NYISO_J-K | PJM_E | NYISO_J-K | Internal | Summer | B2 | 25 | 330 | 0 | 86.48 | 78.49 | 6 | 0
2040 | PJM_E_2_NYISO_J-K | PJM_E | NYISO_J-K | Internal | Summer | B3 | 75 | 330 | 0 | 77.63 | 69.63 | 6 | 0
2040 | PJM_E_2_NYISO_J-K | PJM_E | NYISO_J-K | Internal | Summer | B4 | 100 | 330 | 0 | 74.02 | 66.04 | 6 | 0
2040 | PJM_E_2_NYISO_J-K | PJM_E | NYISO_J-K | Internal | Summer | B5 | 200 | 330 | 0 | 70.94 | 62.95 | 6 | 0
2040 | PJM_E_2_NYISO_J-K | PJM_E | NYISO_J-K | Internal | Summer | B6 | 300 | 330 | 0 | 64.76 | 59.66 | 6 | 0
2040 | PJM_E_2_NYISO_J-K | PJM_E | NYISO_J-K | Internal | Summer | B7 | 400 | 330 | 0 | 54.38 | 59.66 | 6 | 0
2040 | PJM_E_2_NYISO_J-K | PJM_E | NYISO_J-K | Internal | Summer | B8 | 500 | 330 | 330 | 49.79 | 59.66 | 6 | 3.87
2040 | PJM_E_2_NYISO_J-K | PJM_E | NYISO_J-K | Internal | Summer | B9 | 800 | 330 | 0 | 47.44 | 47.73 | 6 | 0
2040 | PJM_E_2_NYISO_J-K | PJM_E | NYISO_J-K | Internal | Summer | B10 | 1262 | 330 | 0 | 44.21 | 47.73 | 6 | 0
2040 | PJM_E_2_NYISO_J-K | PJM_E | NYISO_J-K | Internal | Winter | B16 | 25 | 330 | 330 | 69.27 | 85.58 | 6 | 10.32
2040 | PJM_E_2_NYISO_J-K | PJM_E | NYISO_J-K | Internal | Winter | B17 | 100 | 330 | 330 | 65.87 | 85.58 | 6 | 13.72
2040 | PJM_E_2_NYISO_J-K | PJM_E | NYISO_J-K | Internal | Winter | B18 | 400 | 330 | 330 | 58.48 | 77.33 | 6 | 12.86
2040 | PJM_E_2_NYISO_J-K | PJM_E | NYISO_J-K | Internal | Winter | B19 | 700 | 330 | 330 | 53.56 | 64.02 | 6 | 4.46
2040 | PJM_E_2_NYISO_J-K | PJM_E | NYISO_J-K | Internal | Winter | B20 | 935 | 330 | 330 | 50.17 | 60.15 | 6 | 3.98
2040 | PJM_E_2_PJM_ROM | PJM_E | PJM_ROM | Internal | Shoulder | B11 | 25 | 8000 | 2447.69 | 66.28 | 66.3 | 0.01 | 0
2040 | PJM_E_2_PJM_ROM | PJM_E | PJM_ROM | Internal | Shoulder | B12 | 200 | 8000 | 1028.81 | 66.31 | 66.32 | 0.01 | 0
2040 | PJM_E_2_PJM_ROM | PJM_E | PJM_ROM | Internal | Shoulder | B13 | 600 | 8000 | 1290.94 | 52.41 | 52.42 | 0.01 | 0
2040 | PJM_E_2_PJM_ROM | PJM_E | PJM_ROM | Internal | Shoulder | B14 | 900 | 8000 | 159.41 | 49.09 | 49.1 | 0.01 | 0
2040 | PJM_E_2_PJM_ROM | PJM_E | PJM_ROM | Internal | Shoulder | B15 | 1203 | 8000 | 0 | 48.22 | 48.21 | 0.01 | 0
2040 | PJM_E_2_PJM_ROM | PJM_E | PJM_ROM | Internal | Summer | B1 | 10 | 8000 | 0 | 86.48 | 86.46 | 0.01 | 0
2040 | PJM_E_2_PJM_ROM | PJM_E | PJM_ROM | Internal | Summer | B2 | 25 | 8000 | 0 | 86.48 | 86.46 | 0.01 | 0
2040 | PJM_E_2_PJM_ROM | PJM_E | PJM_ROM | Internal | Summer | B3 | 75 | 8000 | 0 | 77.63 | 77.61 | 0.01 | 0
2040 | PJM_E_2_PJM_ROM | PJM_E | PJM_ROM | Internal | Summer | B4 | 100 | 8000 | 0 | 74.02 | 74.01 | 0.01 | 0
2040 | PJM_E_2_PJM_ROM | PJM_E | PJM_ROM | Internal | Summer | B5 | 200 | 8000 | 0 | 70.94 | 70.93 | 0.01 | 0
2040 | PJM_E_2_PJM_ROM | PJM_E | PJM_ROM | Internal | Summer | B6 | 300 | 8000 | 0 | 64.76 | 64.75 | 0.01 | 0
2040 | PJM_E_2_PJM_ROM | PJM_E | PJM_ROM | Internal | Summer | B7 | 400 | 8000 | 0 | 54.38 | 54.37 | 0.01 | 0
2040 | PJM_E_2_PJM_ROM | PJM_E | PJM_ROM | Internal | Summer | B8 | 500 | 8000 | 196.88 | 49.79 | 49.8 | 0.01 | 0
2040 | PJM_E_2_PJM_ROM | PJM_E | PJM_ROM | Internal | Summer | B9 | 800 | 8000 | 0 | 47.44 | 47.42 | 0.01 | 0
2040 | PJM_E_2_PJM_ROM | PJM_E | PJM_ROM | Internal | Summer | B10 | 1262 | 8000 | 0 | 44.21 | 44.2 | 0.01 | 0
2040 | PJM_E_2_PJM_ROM | PJM_E | PJM_ROM | Internal | Winter | B16 | 25 | 8000 | 0 | 69.27 | 69.26 | 0.01 | 0
2040 | PJM_E_2_PJM_ROM | PJM_E | PJM_ROM | Internal | Winter | B17 | 100 | 8000 | 0 | 65.87 | 65.85 | 0.01 | 0
2040 | PJM_E_2_PJM_ROM | PJM_E | PJM_ROM | Internal | Winter | B18 | 400 | 8000 | 0 | 58.48 | 58.46 | 0.01 | 0
2040 | PJM_E_2_PJM_ROM | PJM_E | PJM_ROM | Internal | Winter | B19 | 700 | 8000 | 0 | 53.56 | 53.55 | 0.01 | 0
2040 | PJM_E_2_PJM_ROM | PJM_E | PJM_ROM | Internal | Winter | B20 | 935 | 8000 | 0 | 50.17 | 50.16 | 0.01 | 0
2040 | PJM_ROR_2_MISO_IN | PJM_ROR | MISO_IN | Internal | Shoulder | B11 | 25 | 909 | 909 | 85.88 | 87.89 | 2 | 0.01
2040 | PJM_ROR_2_MISO_IN | PJM_ROR | MISO_IN | Internal | Shoulder | B12 | 200 | 909 | 0 | 66.33 | 68.16 | 2 | 0
2040 | PJM_ROR_2_MISO_IN | PJM_ROR | MISO_IN | Internal | Shoulder | B13 | 600 | 909 | 180.26 | 55.51 | 57.51 | 2 | 0
2040 | PJM_ROR_2_MISO_IN | PJM_ROR | MISO_IN | Internal | Shoulder | B14 | 900 | 909 | 0 | 51.97 | 53.96 | 2 | 0
2040 | PJM_ROR_2_MISO_IN | PJM_ROR | MISO_IN | Internal | Shoulder | B15 | 1203 | 909 | 0 | 48.22 | 49.46 | 2 | 0
2040 | PJM_ROR_2_MISO_IN | PJM_ROR | MISO_IN | Internal | Summer | B1 | 10 | 909 | 909 | 86.48 | 90.73 | 2 | 2.25
2040 | PJM_ROR_2_MISO_IN | PJM_ROR | MISO_IN | Internal | Summer | B2 | 25 | 909 | 909 | 86.48 | 90.66 | 2 | 2.18
2040 | PJM_ROR_2_MISO_IN | PJM_ROR | MISO_IN | Internal | Summer | B3 | 75 | 909 | 525.42 | 86.3 | 88.3 | 2 | 0
2040 | PJM_ROR_2_MISO_IN | PJM_ROR | MISO_IN | Internal | Summer | B4 | 100 | 909 | 909 | 84.04 | 86.05 | 2 | 0.02
2040 | PJM_ROR_2_MISO_IN | PJM_ROR | MISO_IN | Internal | Summer | B5 | 200 | 909 | 0 | 84.04 | 86.02 | 2 | 0
2040 | PJM_ROR_2_MISO_IN | PJM_ROR | MISO_IN | Internal | Summer | B6 | 300 | 909 | 684.04 | 67.35 | 69.35 | 2 | 0
2040 | PJM_ROR_2_MISO_IN | PJM_ROR | MISO_IN | Internal | Summer | B7 | 400 | 909 | 0 | 54.38 | 55.21 | 2 | 0
2040 | PJM_ROR_2_MISO_IN | PJM_ROR | MISO_IN | Internal | Summer | B8 | 500 | 909 | 0 | 51.74 | 51.48 | 2 | 0
2040 | PJM_ROR_2_MISO_IN | PJM_ROR | MISO_IN | Internal | Summer | B9 | 800 | 909 | 0 | 47.44 | 47.79 | 2 | 0
2040 | PJM_ROR_2_MISO_IN | PJM_ROR | MISO_IN | Internal | Summer | B10 | 1262 | 909 | 909 | 44.21 | 47.7 | 2 | 1.49
2040 | PJM_ROR_2_MISO_IN | PJM_ROR | MISO_IN | Internal | Winter | B16 | 25 | 909 | 909 | 69.27 | 71.91 | 2 | 0.64
2040 | PJM_ROR_2_MISO_IN | PJM_ROR | MISO_IN | Internal | Winter | B17 | 100 | 909 | 0 | 65.87 | 67.85 | 2 | 0
2040 | PJM_ROR_2_MISO_IN | PJM_ROR | MISO_IN | Internal | Winter | B18 | 400 | 909 | 336.37 | 58.48 | 60.48 | 2 | 0
2040 | PJM_ROR_2_MISO_IN | PJM_ROR | MISO_IN | Internal | Winter | B19 | 700 | 909 | 0 | 53.56 | 55.55 | 2 | 0
2040 | PJM_ROR_2_MISO_IN | PJM_ROR | MISO_IN | Internal | Winter | B20 | 935 | 909 | 95.48 | 50.15 | 52.15 | 2 | 0
2040 | PJM_ROR_2_MISO_MI | PJM_ROR | MISO_MI | Internal | Shoulder | B11 | 25 | 1305 | 1076.47 | 85.88 | 87.88 | 2 | 0
2040 | PJM_ROR_2_MISO_MI | PJM_ROR | MISO_MI | Internal | Shoulder | B12 | 200 | 1305 | 0 | 66.33 | 68.17 | 2 | 0
2040 | PJM_ROR_2_MISO_MI | PJM_ROR | MISO_MI | Internal | Shoulder | B13 | 600 | 1305 | 1305 | 55.51 | 57.52 | 2 | 0.01
2040 | PJM_ROR_2_MISO_MI | PJM_ROR | MISO_MI | Internal | Shoulder | B14 | 900 | 1305 | 786.33 | 51.97 | 53.97 | 2 | 0
2040 | PJM_ROR_2_MISO_MI | PJM_ROR | MISO_MI | Internal | Shoulder | B15 | 1203 | 1305 | 0 | 48.22 | 49.61 | 2 | 0
2040 | PJM_ROR_2_MISO_MI | PJM_ROR | MISO_MI | Internal | Summer | B1 | 10 | 1305 | 1305 | 86.48 | 90.74 | 2 | 2.26
2040 | PJM_ROR_2_MISO_MI | PJM_ROR | MISO_MI | Internal | Summer | B2 | 25 | 1305 | 1305 | 86.48 | 90.67 | 2 | 2.19
2040 | PJM_ROR_2_MISO_MI | PJM_ROR | MISO_MI | Internal | Summer | B3 | 75 | 1305 | 569.35 | 86.3 | 88.3 | 2 | 0
2040 | PJM_ROR_2_MISO_MI | PJM_ROR | MISO_MI | Internal | Summer | B4 | 100 | 1305 | 1305 | 84.04 | 86.04 | 2 | 0.01
2040 | PJM_ROR_2_MISO_MI | PJM_ROR | MISO_MI | Internal | Summer | B5 | 200 | 1305 | 0 | 84.04 | 86.01 | 2 | 0
2040 | PJM_ROR_2_MISO_MI | PJM_ROR | MISO_MI | Internal | Summer | B6 | 300 | 1305 | 938.4 | 67.35 | 69.35 | 2 | 0
2040 | PJM_ROR_2_MISO_MI | PJM_ROR | MISO_MI | Internal | Summer | B7 | 400 | 1305 | 0 | 54.38 | 56.02 | 2 | 0
2040 | PJM_ROR_2_MISO_MI | PJM_ROR | MISO_MI | Internal | Summer | B8 | 500 | 1305 | 0 | 51.74 | 52.58 | 2 | 0
2040 | PJM_ROR_2_MISO_MI | PJM_ROR | MISO_MI | Internal | Summer | B9 | 800 | 1305 | 0 | 47.44 | 47.8 | 2 | 0
2040 | PJM_ROR_2_MISO_MI | PJM_ROR | MISO_MI | Internal | Summer | B10 | 1262 | 1305 | 1305 | 44.21 | 47.71 | 2 | 1.5
2040 | PJM_ROR_2_MISO_MI | PJM_ROR | MISO_MI | Internal | Winter | B16 | 25 | 1305 | 1305 | 69.27 | 71.92 | 2 | 0.65
2040 | PJM_ROR_2_MISO_MI | PJM_ROR | MISO_MI | Internal | Winter | B17 | 100 | 1305 | 552.07 | 65.87 | 67.87 | 2 | 0
2040 | PJM_ROR_2_MISO_MI | PJM_ROR | MISO_MI | Internal | Winter | B18 | 400 | 1305 | 1305 | 58.48 | 60.49 | 2 | 0.01
2040 | PJM_ROR_2_MISO_MI | PJM_ROR | MISO_MI | Internal | Winter | B19 | 700 | 1305 | 662.84 | 53.56 | 55.56 | 2 | 0
2040 | PJM_ROR_2_MISO_MI | PJM_ROR | MISO_MI | Internal | Winter | B20 | 935 | 1305 | 1305 | 50.15 | 52.16 | 2 | 0.01
2040 | PJM_ROR_2_MISO_MO-IL | PJM_ROR | MISO_MO-IL | Internal | Shoulder | B11 | 25 | 1111 | 1111 | 85.88 | 87.9 | 2 | 0.02
2040 | PJM_ROR_2_MISO_MO-IL | PJM_ROR | MISO_MO-IL | Internal | Shoulder | B12 | 200 | 1111 | 0 | 66.33 | 64.8 | 2 | 0
2040 | PJM_ROR_2_MISO_MO-IL | PJM_ROR | MISO_MO-IL | Internal | Shoulder | B13 | 600 | 1111 | 0 | 55.51 | 57.49 | 2 | 0
2040 | PJM_ROR_2_MISO_MO-IL | PJM_ROR | MISO_MO-IL | Internal | Shoulder | B14 | 900 | 1111 | 0 | 51.97 | 53.94 | 2 | 0
2040 | PJM_ROR_2_MISO_MO-IL | PJM_ROR | MISO_MO-IL | Internal | Shoulder | B15 | 1203 | 1111 | 0 | 48.22 | 48.1 | 2 | 0
2040 | PJM_ROR_2_MISO_MO-IL | PJM_ROR | MISO_MO-IL | Internal | Summer | B1 | 10 | 1111 | 1111 | 86.48 | 90.74 | 2 | 2.26
2040 | PJM_ROR_2_MISO_MO-IL | PJM_ROR | MISO_MO-IL | Internal | Summer | B2 | 25 | 1111 | 1111 | 86.48 | 90.67 | 2 | 2.19
2040 | PJM_ROR_2_MISO_MO-IL | PJM_ROR | MISO_MO-IL | Internal | Summer | B3 | 75 | 1111 | 1111 | 86.3 | 88.31 | 2 | 0.01
2040 | PJM_ROR_2_MISO_MO-IL | PJM_ROR | MISO_MO-IL | Internal | Summer | B4 | 100 | 1111 | 1111 | 84.04 | 86.07 | 2 | 0.03
2040 | PJM_ROR_2_MISO_MO-IL | PJM_ROR | MISO_MO-IL | Internal | Summer | B5 | 200 | 1111 | 1064.93 | 84.04 | 86.04 | 2 | 0
2040 | PJM_ROR_2_MISO_MO-IL | PJM_ROR | MISO_MO-IL | Internal | Summer | B6 | 300 | 1111 | 1111 | 67.35 | 69.36 | 2 | 0.01
2040 | PJM_ROR_2_MISO_MO-IL | PJM_ROR | MISO_MO-IL | Internal | Summer | B7 | 400 | 1111 | 0 | 54.38 | 55.2 | 2 | 0
2040 | PJM_ROR_2_MISO_MO-IL | PJM_ROR | MISO_MO-IL | Internal | Summer | B8 | 500 | 1111 | 0 | 51.74 | 51.47 | 2 | 0
2040 | PJM_ROR_2_MISO_MO-IL | PJM_ROR | MISO_MO-IL | Internal | Summer | B9 | 800 | 1111 | 0 | 47.44 | 47.78 | 2 | 0
2040 | PJM_ROR_2_MISO_MO-IL | PJM_ROR | MISO_MO-IL | Internal | Summer | B10 | 1262 | 1111 | 0 | 44.21 | 42.21 | 2 | 0
2040 | PJM_ROR_2_MISO_MO-IL | PJM_ROR | MISO_MO-IL | Internal | Winter | B16 | 25 | 1111 | 0 | 69.27 | 69.38 | 2 | 0
2040 | PJM_ROR_2_MISO_MO-IL | PJM_ROR | MISO_MO-IL | Internal | Winter | B17 | 100 | 1111 | 0 | 65.87 | 63.87 | 2 | 0
2040 | PJM_ROR_2_MISO_MO-IL | PJM_ROR | MISO_MO-IL | Internal | Winter | B18 | 400 | 1111 | 0 | 58.48 | 60.46 | 2 | 0
2040 | PJM_ROR_2_MISO_MO-IL | PJM_ROR | MISO_MO-IL | Internal | Winter | B19 | 700 | 1111 | 0 | 53.56 | 55.54 | 2 | 0
2040 | PJM_ROR_2_MISO_MO-IL | PJM_ROR | MISO_MO-IL | Internal | Winter | B20 | 935 | 1111 | 0 | 50.15 | 47.01 | 2 | 0
2040 | PJM_ROR_2_MISO_W | PJM_ROR | MISO_W | Internal | Shoulder | B11 | 25 | 709 | 709 | 85.88 | 87.89 | 2 | 0.01
2040 | PJM_ROR_2_MISO_W | PJM_ROR | MISO_W | Internal | Shoulder | B12 | 200 | 709 | 0 | 66.33 | 64.78 | 2 | 0
2040 | PJM_ROR_2_MISO_W | PJM_ROR | MISO_W | Internal | Shoulder | B13 | 600 | 709 | 0 | 55.51 | 57.48 | 2 | 0
2040 | PJM_ROR_2_MISO_W | PJM_ROR | MISO_W | Internal | Shoulder | B14 | 900 | 709 | 0 | 51.97 | 53.93 | 2 | 0
2040 | PJM_ROR_2_MISO_W | PJM_ROR | MISO_W | Internal | Shoulder | B15 | 1203 | 709 | 0 | 48.22 | 48.09 | 2 | 0
2040 | PJM_ROR_2_MISO_W | PJM_ROR | MISO_W | Internal | Summer | B1 | 10 | 709 | 709 | 86.48 | 90.75 | 2 | 2.27
2040 | PJM_ROR_2_MISO_W | PJM_ROR | MISO_W | Internal | Summer | B2 | 25 | 709 | 709 | 86.48 | 90.66 | 2 | 2.18
2040 | PJM_ROR_2_MISO_W | PJM_ROR | MISO_W | Internal | Summer | B3 | 75 | 709 | 709 | 86.3 | 89.88 | 2 | 1.58
2040 | PJM_ROR_2_MISO_W | PJM_ROR | MISO_W | Internal | Summer | B4 | 100 | 709 | 709 | 84.04 | 86.08 | 2 | 0.04
2040 | PJM_ROR_2_MISO_W | PJM_ROR | MISO_W | Internal | Summer | B5 | 200 | 709 | 687.06 | 84.04 | 86.04 | 2 | 0
2040 | PJM_ROR_2_MISO_W | PJM_ROR | MISO_W | Internal | Summer | B6 | 300 | 709 | 709 | 67.35 | 70.36 | 2 | 1.01
2040 | PJM_ROR_2_MISO_W | PJM_ROR | MISO_W | Internal | Summer | B7 | 400 | 709 | 0 | 54.38 | 55.19 | 2 | 0
2040 | PJM_ROR_2_MISO_W | PJM_ROR | MISO_W | Internal | Summer | B8 | 500 | 709 | 0 | 51.74 | 51.45 | 2 | 0
2040 | PJM_ROR_2_MISO_W | PJM_ROR | MISO_W | Internal | Summer | B9 | 800 | 709 | 0 | 47.44 | 47.77 | 2 | 0
2040 | PJM_ROR_2_MISO_W | PJM_ROR | MISO_W | Internal | Summer | B10 | 1262 | 709 | 0 | 44.21 | 42.06 | 2 | 0
2040 | PJM_ROR_2_MISO_W | PJM_ROR | MISO_W | Internal | Winter | B16 | 25 | 709 | 0 | 69.27 | 69.37 | 2 | 0
2040 | PJM_ROR_2_MISO_W | PJM_ROR | MISO_W | Internal | Winter | B17 | 100 | 709 | 0 | 65.87 | 63.85 | 2 | 0
2040 | PJM_ROR_2_MISO_W | PJM_ROR | MISO_W | Internal | Winter | B18 | 400 | 709 | 0 | 58.48 | 60.45 | 2 | 0
2040 | PJM_ROR_2_MISO_W | PJM_ROR | MISO_W | Internal | Winter | B19 | 700 | 709 | 0 | 53.56 | 55.52 | 2 | 0
2040 | PJM_ROR_2_MISO_W | PJM_ROR | MISO_W | Internal | Winter | B20 | 935 | 709 | 0 | 50.15 | 46.99 | 2 | 0
2040 | PJM_ROR_2_MISO_WUMS | PJM_ROR | MISO_WUMS | Internal | Shoulder | B11 | 25 | 1467 | 0 | 85.88 | 87.49 | 2 | 0
2040 | PJM_ROR_2_MISO_WUMS | PJM_ROR | MISO_WUMS | Internal | Shoulder | B12 | 200 | 1467 | 0 | 66.33 | 64.8 | 2 | 0
2040 | PJM_ROR_2_MISO_WUMS | PJM_ROR | MISO_WUMS | Internal | Shoulder | B13 | 600 | 1467 | 0 | 55.51 | 57.49 | 2 | 0
2040 | PJM_ROR_2_MISO_WUMS | PJM_ROR | MISO_WUMS | Internal | Shoulder | B14 | 900 | 1467 | 0 | 51.97 | 53.96 | 2 | 0
2040 | PJM_ROR_2_MISO_WUMS | PJM_ROR | MISO_WUMS | Internal | Shoulder | B15 | 1203 | 1467 | 0 | 48.22 | 49.59 | 2 | 0
2040 | PJM_ROR_2_MISO_WUMS | PJM_ROR | MISO_WUMS | Internal | Summer | B1 | 10 | 1467 | 0 | 86.48 | 84.3 | 2 | 0
2040 | PJM_ROR_2_MISO_WUMS | PJM_ROR | MISO_WUMS | Internal | Summer | B2 | 25 | 1467 | 0 | 86.48 | 84.3 | 2 | 0
2040 | PJM_ROR_2_MISO_WUMS | PJM_ROR | MISO_WUMS | Internal | Summer | B3 | 75 | 1467 | 0 | 86.3 | 84.3 | 2 | 0
2040 | PJM_ROR_2_MISO_WUMS | PJM_ROR | MISO_WUMS | Internal | Summer | B4 | 100 | 1467 | 0 | 84.04 | 84.3 | 2 | 0
2040 | PJM_ROR_2_MISO_WUMS | PJM_ROR | MISO_WUMS | Internal | Summer | B5 | 200 | 1467 | 0 | 84.04 | 84.3 | 2 | 0
2040 | PJM_ROR_2_MISO_WUMS | PJM_ROR | MISO_WUMS | Internal | Summer | B6 | 300 | 1467 | 369 | 67.35 | 69.35 | 2 | 0
2040 | PJM_ROR_2_MISO_WUMS | PJM_ROR | MISO_WUMS | Internal | Summer | B7 | 400 | 1467 | 0 | 54.38 | 55.18 | 2 | 0
2040 | PJM_ROR_2_MISO_WUMS | PJM_ROR | MISO_WUMS | Internal | Summer | B8 | 500 | 1467 | 0 | 51.74 | 51.47 | 2 | 0
2040 | PJM_ROR_2_MISO_WUMS | PJM_ROR | MISO_WUMS | Internal | Summer | B9 | 800 | 1467 | 0 | 47.44 | 47.78 | 2 | 0
2040 | PJM_ROR_2_MISO_WUMS | PJM_ROR | MISO_WUMS | Internal | Summer | B10 | 1262 | 1467 | 1467 | 44.21 | 47.7 | 2 | 1.49
2040 | PJM_ROR_2_MISO_WUMS | PJM_ROR | MISO_WUMS | Internal | Winter | B16 | 25 | 1467 | 775.41 | 69.27 | 71.27 | 2 | 0
2040 | PJM_ROR_2_MISO_WUMS | PJM_ROR | MISO_WUMS | Internal | Winter | B17 | 100 | 1467 | 0 | 65.87 | 67.85 | 2 | 0
2040 | PJM_ROR_2_MISO_WUMS | PJM_ROR | MISO_WUMS | Internal | Winter | B18 | 400 | 1467 | 0 | 58.48 | 60.46 | 2 | 0
2040 | PJM_ROR_2_MISO_WUMS | PJM_ROR | MISO_WUMS | Internal | Winter | B19 | 700 | 1467 | 0 | 53.56 | 55.55 | 2 | 0
2040 | PJM_ROR_2_MISO_WUMS | PJM_ROR | MISO_WUMS | Internal | Winter | B20 | 935 | 1467 | 1467 | 50.15 | 52.17 | 2 | 0.02
2040 | PJM_ROR_2_PJM_ROM | PJM_ROR | PJM_ROM | Internal | Shoulder | B11 | 25 | 8000 | 0 | 85.88 | 66.3 | 0.01 | 0
2040 | PJM_ROR_2_PJM_ROM | PJM_ROR | PJM_ROM | Internal | Shoulder | B12 | 200 | 8000 | 0 | 66.33 | 66.32 | 0.01 | 0
2040 | PJM_ROR_2_PJM_ROM | PJM_ROR | PJM_ROM | Internal | Shoulder | B13 | 600 | 8000 | 0 | 55.51 | 52.42 | 0.01 | 0
2040 | PJM_ROR_2_PJM_ROM | PJM_ROR | PJM_ROM | Internal | Shoulder | B14 | 900 | 8000 | 0 | 51.97 | 49.1 | 0.01 | 0
2040 | PJM_ROR_2_PJM_ROM | PJM_ROR | PJM_ROM | Internal | Shoulder | B15 | 1203 | 8000 | 0 | 48.22 | 48.21 | 0.01 | 0
2040 | PJM_ROR_2_PJM_ROM | PJM_ROR | PJM_ROM | Internal | Summer | B1 | 10 | 8000 | 0 | 86.48 | 86.46 | 0.01 | 0
2040 | PJM_ROR_2_PJM_ROM | PJM_ROR | PJM_ROM | Internal | Summer | B2 | 25 | 8000 | 0 | 86.48 | 86.46 | 0.01 | 0
2040 | PJM_ROR_2_PJM_ROM | PJM_ROR | PJM_ROM | Internal | Summer | B3 | 75 | 8000 | 0 | 86.3 | 77.61 | 0.01 | 0
2040 | PJM_ROR_2_PJM_ROM | PJM_ROR | PJM_ROM | Internal | Summer | B4 | 100 | 8000 | 0 | 84.04 | 74.01 | 0.01 | 0
2040 | PJM_ROR_2_PJM_ROM | PJM_ROR | PJM_ROM | Internal | Summer | B5 | 200 | 8000 | 0 | 84.04 | 70.93 | 0.01 | 0
2040 | PJM_ROR_2_PJM_ROM | PJM_ROR | PJM_ROM | Internal | Summer | B6 | 300 | 8000 | 0 | 67.35 | 64.75 | 0.01 | 0
2040 | PJM_ROR_2_PJM_ROM | PJM_ROR | PJM_ROM | Internal | Summer | B7 | 400 | 8000 | 0 | 54.38 | 54.37 | 0.01 | 0
2040 | PJM_ROR_2_PJM_ROM | PJM_ROR | PJM_ROM | Internal | Summer | B8 | 500 | 8000 | 0 | 51.74 | 49.8 | 0.01 | 0
2040 | PJM_ROR_2_PJM_ROM | PJM_ROR | PJM_ROM | Internal | Summer | B9 | 800 | 8000 | 0 | 47.44 | 47.42 | 0.01 | 0
2040 | PJM_ROR_2_PJM_ROM | PJM_ROR | PJM_ROM | Internal | Summer | B10 | 1262 | 8000 | 0 | 44.21 | 44.2 | 0.01 | 0
2040 | PJM_ROR_2_PJM_ROM | PJM_ROR | PJM_ROM | Internal | Winter | B16 | 25 | 8000 | 0 | 69.27 | 69.26 | 0.01 | 0
2040 | PJM_ROR_2_PJM_ROM | PJM_ROR | PJM_ROM | Internal | Winter | B17 | 100 | 8000 | 0 | 65.87 | 65.85 | 0.01 | 0
2040 | PJM_ROR_2_PJM_ROM | PJM_ROR | PJM_ROM | Internal | Winter | B18 | 400 | 8000 | 0 | 58.48 | 58.46 | 0.01 | 0
2040 | PJM_ROR_2_PJM_ROM | PJM_ROR | PJM_ROM | Internal | Winter | B19 | 700 | 8000 | 0 | 53.56 | 53.55 | 0.01 | 0
2040 | PJM_ROR_2_PJM_ROM | PJM_ROR | PJM_ROM | Internal | Winter | B20 | 935 | 8000 | 6735.39 | 50.15 | 50.16 | 0.01 | 0
2040 | PJM_ROR_2_TVA_Transmission | PJM_ROR | TVA_Transmission | Internal | Shoulder | B11 | 25 | 2500 | 0 | 85.88 | 90.03 | 6 | 0
2040 | PJM_ROR_2_TVA_Transmission | PJM_ROR | TVA_Transmission | Internal | Shoulder | B12 | 200 | 2500 | 0 | 66.33 | 67.16 | 6 | 0
2040 | PJM_ROR_2_TVA_Transmission | PJM_ROR | TVA_Transmission | Internal | Shoulder | B13 | 600 | 2500 | 0 | 55.51 | 58.88 | 6 | 0
2040 | PJM_ROR_2_TVA_Transmission | PJM_ROR | TVA_Transmission | Internal | Shoulder | B14 | 900 | 2500 | 0 | 51.97 | 57.55 | 6 | 0
2040 | PJM_ROR_2_TVA_Transmission | PJM_ROR | TVA_Transmission | Internal | Shoulder | B15 | 1203 | 2500 | 0 | 48.22 | 53.58 | 6 | 0
2040 | PJM_ROR_2_TVA_Transmission | PJM_ROR | TVA_Transmission | Internal | Summer | B1 | 10 | 2500 | 2500 | 86.48 | 98.74 | 6 | 6.26
2040 | PJM_ROR_2_TVA_Transmission | PJM_ROR | TVA_Transmission | Internal | Summer | B2 | 25 | 2500 | 2500 | 86.48 | 98.67 | 6 | 6.19
2040 | PJM_ROR_2_TVA_Transmission | PJM_ROR | TVA_Transmission | Internal | Summer | B3 | 75 | 2500 | 1610.01 | 86.3 | 92.3 | 6 | 0
2040 | PJM_ROR_2_TVA_Transmission | PJM_ROR | TVA_Transmission | Internal | Summer | B4 | 100 | 2500 | 2150.93 | 84.04 | 90.04 | 6 | 0
2040 | PJM_ROR_2_TVA_Transmission | PJM_ROR | TVA_Transmission | Internal | Summer | B5 | 200 | 2500 | 491.97 | 84.04 | 90.04 | 6 | 0
2040 | PJM_ROR_2_TVA_Transmission | PJM_ROR | TVA_Transmission | Internal | Summer | B6 | 300 | 2500 | 0 | 67.35 | 70.84 | 6 | 0
2040 | PJM_ROR_2_TVA_Transmission | PJM_ROR | TVA_Transmission | Internal | Summer | B7 | 400 | 2500 | 0 | 54.38 | 57.96 | 6 | 0
2040 | PJM_ROR_2_TVA_Transmission | PJM_ROR | TVA_Transmission | Internal | Summer | B8 | 500 | 2500 | 0 | 51.74 | 57.28 | 6 | 0
2040 | PJM_ROR_2_TVA_Transmission | PJM_ROR | TVA_Transmission | Internal | Summer | B9 | 800 | 2500 | 964.29 | 47.44 | 53.44 | 6 | 0
2040 | PJM_ROR_2_TVA_Transmission | PJM_ROR | TVA_Transmission | Internal | Summer | B10 | 1262 | 2500 | 0 | 44.21 | 46.61 | 6 | 0
2040 | PJM_ROR_2_TVA_Transmission | PJM_ROR | TVA_Transmission | Internal | Winter | B16 | 25 | 2500 | 1028.71 | 69.27 | 75.27 | 6 | 0
2040 | PJM_ROR_2_TVA_Transmission | PJM_ROR | TVA_Transmission | Internal | Winter | B17 | 100 | 2500 | 0 | 65.87 | 68.25 | 6 | 0
2040 | PJM_ROR_2_TVA_Transmission | PJM_ROR | TVA_Transmission | Internal | Winter | B18 | 400 | 2500 | 0 | 58.48 | 61.94 | 6 | 0
2040 | PJM_ROR_2_TVA_Transmission | PJM_ROR | TVA_Transmission | Internal | Winter | B19 | 700 | 2500 | 0 | 53.56 | 57.32 | 6 | 0
2040 | PJM_ROR_2_TVA_Transmission | PJM_ROR | TVA_Transmission | Internal | Winter | B20 | 935 | 2500 | 0 | 50.15 | 53.56 | 6 | 0
2040 | PJM_ROR_2_VACAR | PJM_ROR | VACAR | Internal | Shoulder | B11 | 25 | 3000 | 3000 | 85.88 | 96.68 | 6 | 4.8
2040 | PJM_ROR_2_VACAR | PJM_ROR | VACAR | Internal | Shoulder | B12 | 200 | 3000 | 0 | 66.33 | 60.16 | 6 | 0
2040 | PJM_ROR_2_VACAR | PJM_ROR | VACAR | Internal | Shoulder | B13 | 600 | 3000 | 0 | 55.51 | 55.06 | 6 | 0
2040 | PJM_ROR_2_VACAR | PJM_ROR | VACAR | Internal | Shoulder | B14 | 900 | 3000 | 0 | 51.97 | 52.58 | 6 | 0
2040 | PJM_ROR_2_VACAR | PJM_ROR | VACAR | Internal | Shoulder | B15 | 1203 | 3000 | 0 | 48.22 | 46.58 | 6 | 0
2040 | PJM_ROR_2_VACAR | PJM_ROR | VACAR | Internal | Summer | B1 | 10 | 3000 | 3000 | 86.48 | 92.69 | 6 | 0.22
2040 | PJM_ROR_2_VACAR | PJM_ROR | VACAR | Internal | Summer | B2 | 25 | 3000 | 3000 | 86.48 | 94.94 | 6 | 2.47
2040 | PJM_ROR_2_VACAR | PJM_ROR | VACAR | Internal | Summer | B3 | 75 | 3000 | 3000 | 86.3 | 92.69 | 6 | 0.39
2040 | PJM_ROR_2_VACAR | PJM_ROR | VACAR | Internal | Summer | B4 | 100 | 3000 | 1581.92 | 84.04 | 90.04 | 6 | 0
2040 | PJM_ROR_2_VACAR | PJM_ROR | VACAR | Internal | Summer | B5 | 200 | 3000 | 3000 | 84.04 | 92.69 | 6 | 2.66
2040 | PJM_ROR_2_VACAR | PJM_ROR | VACAR | Internal | Summer | B6 | 300 | 3000 | 0 | 67.35 | 68.15 | 6 | 0
2040 | PJM_ROR_2_VACAR | PJM_ROR | VACAR | Internal | Summer | B7 | 400 | 3000 | 1072.69 | 54.38 | 60.38 | 6 | 0
2040 | PJM_ROR_2_VACAR | PJM_ROR | VACAR | Internal | Summer | B8 | 500 | 3000 | 0 | 51.74 | 57.5 | 6 | 0
2040 | PJM_ROR_2_VACAR | PJM_ROR | VACAR | Internal | Summer | B9 | 800 | 3000 | 0 | 47.44 | 52.69 | 6 | 0
2040 | PJM_ROR_2_VACAR | PJM_ROR | VACAR | Internal | Summer | B10 | 1262 | 3000 | 0 | 44.21 | 47.96 | 6 | 0
2040 | PJM_ROR_2_VACAR | PJM_ROR | VACAR | Internal | Winter | B16 | 25 | 3000 | 3000 | 69.27 | 77.27 | 6 | 2
2040 | PJM_ROR_2_VACAR | PJM_ROR | VACAR | Internal | Winter | B17 | 100 | 3000 | 0 | 65.87 | 63.74 | 6 | 0
2040 | PJM_ROR_2_VACAR | PJM_ROR | VACAR | Internal | Winter | B18 | 400 | 3000 | 0 | 58.48 | 60.67 | 6 | 0
2040 | PJM_ROR_2_VACAR | PJM_ROR | VACAR | Internal | Winter | B19 | 700 | 3000 | 0 | 53.56 | 50.96 | 6 | 0
2040 | PJM_ROR_2_VACAR | PJM_ROR | VACAR | Internal | Winter | B20 | 935 | 3000 | 0 | 50.15 | 46.02 | 6 | 0
2040 | PJM_ROM_2_NYISO_A-F | PJM_ROM | NYISO_A-F | Internal | Shoulder | B11 | 25 | 2000 | 0 | 66.3 | 58.3 | 6 | 0
2040 | PJM_ROM_2_NYISO_A-F | PJM_ROM | NYISO_A-F | Internal | Shoulder | B12 | 200 | 2000 | 0 | 66.32 | 58.3 | 6 | 0
2040 | PJM_ROM_2_NYISO_A-F | PJM_ROM | NYISO_A-F | Internal | Shoulder | B13 | 600 | 2000 | 0 | 52.42 | 49.02 | 6 | 0
2040 | PJM_ROM_2_NYISO_A-F | PJM_ROM | NYISO_A-F | Internal | Shoulder | B14 | 900 | 2000 | 0 | 49.1 | 48.64 | 6 | 0
2040 | PJM_ROM_2_NYISO_A-F | PJM_ROM | NYISO_A-F | Internal | Shoulder | B15 | 1203 | 2000 | 0 | 48.21 | 48.64 | 6 | 0
2040 | PJM_ROM_2_NYISO_A-F | PJM_ROM | NYISO_A-F | Internal | Summer | B1 | 10 | 2000 | 0 | 86.46 | 77.43 | 6 | 0
2040 | PJM_ROM_2_NYISO_A-F | PJM_ROM | NYISO_A-F | Internal | Summer | B2 | 25 | 2000 | 0 | 86.46 | 78.46 | 6 | 0
2040 | PJM_ROM_2_NYISO_A-F | PJM_ROM | NYISO_A-F | Internal | Summer | B3 | 75 | 2000 | 0 | 77.61 | 69.61 | 6 | 0
2040 | PJM_ROM_2_NYISO_A-F | PJM_ROM | NYISO_A-F | Internal | Summer | B4 | 100 | 2000 | 0 | 74.01 | 66.01 | 6 | 0
2040 | PJM_ROM_2_NYISO_A-F | PJM_ROM | NYISO_A-F | Internal | Summer | B5 | 200 | 2000 | 0 | 70.93 | 62.93 | 6 | 0
2040 | PJM_ROM_2_NYISO_A-F | PJM_ROM | NYISO_A-F | Internal | Summer | B6 | 300 | 2000 | 0 | 64.75 | 56.75 | 6 | 0
2040 | PJM_ROM_2_NYISO_A-F | PJM_ROM | NYISO_A-F | Internal | Summer | B7 | 400 | 2000 | 0 | 54.37 | 47.73 | 6 | 0
2040 | PJM_ROM_2_NYISO_A-F | PJM_ROM | NYISO_A-F | Internal | Summer | B8 | 500 | 2000 | 0 | 49.8 | 47.73 | 6 | 0
2040 | PJM_ROM_2_NYISO_A-F | PJM_ROM | NYISO_A-F | Internal | Summer | B9 | 800 | 2000 | 0 | 47.42 | 47.73 | 6 | 0
2040 | PJM_ROM_2_NYISO_A-F | PJM_ROM | NYISO_A-F | Internal | Summer | B10 | 1262 | 2000 | 0 | 44.2 | 47.73 | 6 | 0
2040 | PJM_ROM_2_NYISO_A-F | PJM_ROM | NYISO_A-F | Internal | Winter | B16 | 25 | 2000 | 0 | 69.26 | 71.92 | 6 | 0
2040 | PJM_ROM_2_NYISO_A-F | PJM_ROM | NYISO_A-F | Internal | Winter | B17 | 100 | 2000 | 0 | 65.85 | 61.65 | 6 | 0
2040 | PJM_ROM_2_NYISO_A-F | PJM_ROM | NYISO_A-F | Internal | Winter | B18 | 400 | 2000 | 0 | 58.46 | 60.99 | 6 | 0
2040 | PJM_ROM_2_NYISO_A-F | PJM_ROM | NYISO_A-F | Internal | Winter | B19 | 700 | 2000 | 0 | 53.55 | 56.87 | 6 | 0
2040 | PJM_ROM_2_NYISO_A-F | PJM_ROM | NYISO_A-F | Internal | Winter | B20 | 935 | 2000 | 2000 | 50.16 | 56.87 | 6 | 0.71
2040 | PJM_ROM_2_PJM_E | PJM_ROM | PJM_E | Internal | Shoulder | B11 | 25 | 8000 | 0 | 66.3 | 66.28 | 0.01 | 0
2040 | PJM_ROM_2_PJM_E | PJM_ROM | PJM_E | Internal | Shoulder | B12 | 200 | 8000 | 0 | 66.32 | 66.31 | 0.01 | 0
2040 | PJM_ROM_2_PJM_E | PJM_ROM | PJM_E | Internal | Shoulder | B13 | 600 | 8000 | 0 | 52.42 | 52.41 | 0.01 | 0
2040 | PJM_ROM_2_PJM_E | PJM_ROM | PJM_E | Internal | Shoulder | B14 | 900 | 8000 | 0 | 49.1 | 49.09 | 0.01 | 0
2040 | PJM_ROM_2_PJM_E | PJM_ROM | PJM_E | Internal | Shoulder | B15 | 1203 | 8000 | 1200.44 | 48.21 | 48.22 | 0.01 | 0
2040 | PJM_ROM_2_PJM_E | PJM_ROM | PJM_E | Internal | Summer | B1 | 10 | 8000 | 2628.83 | 86.46 | 86.48 | 0.01 | 0
2040 | PJM_ROM_2_PJM_E | PJM_ROM | PJM_E | Internal | Summer | B2 | 25 | 8000 | 3493.41 | 86.46 | 86.48 | 0.01 | 0
2040 | PJM_ROM_2_PJM_E | PJM_ROM | PJM_E | Internal | Summer | B3 | 75 | 8000 | 127.83 | 77.61 | 77.63 | 0.01 | 0
2040 | PJM_ROM_2_PJM_E | PJM_ROM | PJM_E | Internal | Summer | B4 | 100 | 8000 | 1343.93 | 74.01 | 74.02 | 0.01 | 0
2040 | PJM_ROM_2_PJM_E | PJM_ROM | PJM_E | Internal | Summer | B5 | 200 | 8000 | 1784.83 | 70.93 | 70.94 | 0.01 | 0
2040 | PJM_ROM_2_PJM_E | PJM_ROM | PJM_E | Internal | Summer | B6 | 300 | 8000 | 576.27 | 64.75 | 64.76 | 0.01 | 0
2040 | PJM_ROM_2_PJM_E | PJM_ROM | PJM_E | Internal | Summer | B7 | 400 | 8000 | 552.47 | 54.37 | 54.38 | 0.01 | 0
2040 | PJM_ROM_2_PJM_E | PJM_ROM | PJM_E | Internal | Summer | B8 | 500 | 8000 | 0 | 49.8 | 49.79 | 0.01 | 0
2040 | PJM_ROM_2_PJM_E | PJM_ROM | PJM_E | Internal | Summer | B9 | 800 | 8000 | 447.21 | 47.42 | 47.44 | 0.01 | 0
2040 | PJM_ROM_2_PJM_E | PJM_ROM | PJM_E | Internal | Summer | B10 | 1262 | 8000 | 2861.11 | 44.2 | 44.21 | 0.01 | 0
2040 | PJM_ROM_2_PJM_E | PJM_ROM | PJM_E | Internal | Winter | B16 | 25 | 8000 | 1500.06 | 69.26 | 69.27 | 0.01 | 0
2040 | PJM_ROM_2_PJM_E | PJM_ROM | PJM_E | Internal | Winter | B17 | 100 | 8000 | 1615.63 | 65.85 | 65.87 | 0.01 | 0
2040 | PJM_ROM_2_PJM_E | PJM_ROM | PJM_E | Internal | Winter | B18 | 400 | 8000 | 3185.45 | 58.46 | 58.48 | 0.01 | 0
2040 | PJM_ROM_2_PJM_E | PJM_ROM | PJM_E | Internal | Winter | B19 | 700 | 8000 | 3630.11 | 53.55 | 53.56 | 0.01 | 0
2040 | PJM_ROM_2_PJM_E | PJM_ROM | PJM_E | Internal | Winter | B20 | 935 | 8000 | 5316.17 | 50.16 | 50.17 | 0.01 | 0
2040 | PJM_ROM_2_PJM_ROR | PJM_ROM | PJM_ROR | Internal | Shoulder | B11 | 25 | 8000 | 8000 | 66.3 | 85.88 | 0.01 | 19.57
2040 | PJM_ROM_2_PJM_ROR | PJM_ROM | PJM_ROR | Internal | Shoulder | B12 | 200 | 8000 | 7181.44 | 66.32 | 66.33 | 0.01 | 0
2040 | PJM_ROM_2_PJM_ROR | PJM_ROM | PJM_ROR | Internal | Shoulder | B13 | 600 | 8000 | 8000 | 52.42 | 55.51 | 0.01 | 3.07
2040 | PJM_ROM_2_PJM_ROR | PJM_ROM | PJM_ROR | Internal | Shoulder | B14 | 900 | 8000 | 8000 | 49.1 | 51.97 | 0.01 | 2.85
2040 | PJM_ROM_2_PJM_ROR | PJM_ROM | PJM_ROR | Internal | Shoulder | B15 | 1203 | 8000 | 5325.91 | 48.21 | 48.22 | 0.01 | 0
2040 | PJM_ROM_2_PJM_ROR | PJM_ROM | PJM_ROR | Internal | Summer | B1 | 10 | 8000 | 5381.12 | 86.46 | 86.48 | 0.01 | 0
2040 | PJM_ROM_2_PJM_ROR | PJM_ROM | PJM_ROR | Internal | Summer | B2 | 25 | 8000 | 3607.84 | 86.46 | 86.48 | 0.01 | 0
2040 | PJM_ROM_2_PJM_ROR | PJM_ROM | PJM_ROR | Internal | Summer | B3 | 75 | 8000 | 8000 | 77.61 | 86.3 | 0.01 | 8.67
2040 | PJM_ROM_2_PJM_ROR | PJM_ROM | PJM_ROR | Internal | Summer | B4 | 100 | 8000 | 8000 | 74.01 | 84.04 | 0.01 | 10.01
2040 | PJM_ROM_2_PJM_ROR | PJM_ROM | PJM_ROR | Internal | Summer | B5 | 200 | 8000 | 8000 | 70.93 | 84.04 | 0.01 | 13.1
2040 | PJM_ROM_2_PJM_ROR | PJM_ROM | PJM_ROR | Internal | Summer | B6 | 300 | 8000 | 8000 | 64.75 | 67.35 | 0.01 | 2.59
2040 | PJM_ROM_2_PJM_ROR | PJM_ROM | PJM_ROR | Internal | Summer | B7 | 400 | 8000 | 6940.7 | 54.37 | 54.38 | 0.01 | 0
2040 | PJM_ROM_2_PJM_ROR | PJM_ROM | PJM_ROR | Internal | Summer | B8 | 500 | 8000 | 8000 | 49.8 | 51.74 | 0.01 | 1.93
2040 | PJM_ROM_2_PJM_ROR | PJM_ROM | PJM_ROR | Internal | Summer | B9 | 800 | 8000 | 7973.46 | 47.42 | 47.44 | 0.01 | 0
2040 | PJM_ROM_2_PJM_ROR | PJM_ROM | PJM_ROR | Internal | Summer | B10 | 1262 | 8000 | 4341.35 | 44.2 | 44.21 | 0.01 | 0
2040 | PJM_ROM_2_PJM_ROR | PJM_ROM | PJM_ROR | Internal | Winter | B16 | 25 | 8000 | 1448.75 | 69.26 | 69.27 | 0.01 | 0
2040 | PJM_ROM_2_PJM_ROR | PJM_ROM | PJM_ROR | Internal | Winter | B17 | 100 | 8000 | 1381.28 | 65.85 | 65.87 | 0.01 | 0
2040 | PJM_ROM_2_PJM_ROR | PJM_ROM | PJM_ROR | Internal | Winter | B18 | 400 | 8000 | 424.98 | 58.46 | 58.48 | 0.01 | 0
2040 | PJM_ROM_2_PJM_ROR | PJM_ROM | PJM_ROR | Internal | Winter | B19 | 700 | 8000 | 355.02 | 53.55 | 53.56 | 0.01 | 0
2040 | PJM_ROM_2_PJM_ROR | PJM_ROM | PJM_ROR | Internal | Winter | B20 | 935 | 8000 | 0 | 50.16 | 50.15 | 0.01 | 0
2040 | SOCO_2_FRCC | SOCO | FRCC | Internal | Shoulder | B11 | 25 | 3700 | 1235.7 | 93.3 | 103.3 | 10 | 0
2040 | SOCO_2_FRCC | SOCO | FRCC | Internal | Shoulder | B12 | 200 | 3700 | 0 | 59.58 | 67.37 | 10 | 0
2040 | SOCO_2_FRCC | SOCO | FRCC | Internal | Shoulder | B13 | 600 | 3700 | 0 | 59.58 | 64.57 | 10 | 0
2040 | SOCO_2_FRCC | SOCO | FRCC | Internal | Shoulder | B14 | 900 | 3700 | 0 | 59.58 | 64.57 | 10 | 0
2040 | SOCO_2_FRCC | SOCO | FRCC | Internal | Shoulder | B15 | 1203 | 3700 | 759.51 | 54.57 | 64.57 | 10 | 0
2040 | SOCO_2_FRCC | SOCO | FRCC | Internal | Summer | B1 | 10 | 3700 | 0 | 98.74 | 103.65 | 10 | 0
2040 | SOCO_2_FRCC | SOCO | FRCC | Internal | Summer | B2 | 25 | 3700 | 0 | 98.67 | 103.65 | 10 | 0
2040 | SOCO_2_FRCC | SOCO | FRCC | Internal | Summer | B3 | 75 | 3700 | 0 | 96.91 | 101.43 | 10 | 0
2040 | SOCO_2_FRCC | SOCO | FRCC | Internal | Summer | B4 | 100 | 3700 | 0 | 96.91 | 101.43 | 10 | 0
2040 | SOCO_2_FRCC | SOCO | FRCC | Internal | Summer | B5 | 200 | 3700 | 0 | 96.91 | 89.81 | 10 | 0
2040 | SOCO_2_FRCC | SOCO | FRCC | Internal | Summer | B6 | 300 | 3700 | 529.31 | 73.47 | 83.47 | 10 | 0
2040 | SOCO_2_FRCC | SOCO | FRCC | Internal | Summer | B7 | 400 | 3700 | 0 | 60.05 | 66.06 | 10 | 0
2040 | SOCO_2_FRCC | SOCO | FRCC | Internal | Summer | B8 | 500 | 3700 | 0 | 57.95 | 63.32 | 10 | 0
2040 | SOCO_2_FRCC | SOCO | FRCC | Internal | Summer | B9 | 800 | 3700 | 0 | 57.95 | 63.32 | 10 | 0
2040 | SOCO_2_FRCC | SOCO | FRCC | Internal | Summer | B10 | 1262 | 3700 | 1864.68 | 53.32 | 63.32 | 10 | 0
2040 | SOCO_2_FRCC | SOCO | FRCC | Internal | Winter | B16 | 25 | 3700 | 3689.2 | 84.27 | 94.27 | 10 | 0
2040 | SOCO_2_FRCC | SOCO | FRCC | Internal | Winter | B17 | 100 | 3700 | 0 | 63.4 | 70.67 | 10 | 0
2040 | SOCO_2_FRCC | SOCO | FRCC | Internal | Winter | B18 | 400 | 3700 | 0 | 63.4 | 67.73 | 10 | 0
2040 | SOCO_2_FRCC | SOCO | FRCC | Internal | Winter | B19 | 700 | 3700 | 0 | 57.96 | 67.73 | 10 | 0
2040 | SOCO_2_FRCC | SOCO | FRCC | Internal | Winter | B20 | 935 | 3700 | 2117.74 | 57.13 | 67.13 | 10 | 0
2040 | SOCO_2_VACAR | SOCO | VACAR | Internal | Shoulder | B11 | 25 | 2000 | 0 | 93.3 | 96.68 | 10 | 0
2040 | SOCO_2_VACAR | SOCO | VACAR | Internal | Shoulder | B12 | 200 | 2000 | 0 | 59.58 | 60.16 | 10 | 0
2040 | SOCO_2_VACAR | SOCO | VACAR | Internal | Shoulder | B13 | 600 | 2000 | 0 | 59.58 | 55.06 | 10 | 0
2040 | SOCO_2_VACAR | SOCO | VACAR | Internal | Shoulder | B14 | 900 | 2000 | 0 | 59.58 | 52.58 | 10 | 0
2040 | SOCO_2_VACAR | SOCO | VACAR | Internal | Shoulder | B15 | 1203 | 2000 | 0 | 54.57 | 46.58 | 10 | 0
2040 | SOCO_2_VACAR | SOCO | VACAR | Internal | Summer | B1 | 10 | 2000 | 0 | 98.74 | 92.69 | 10 | 0
2040 | SOCO_2_VACAR | SOCO | VACAR | Internal | Summer | B2 | 25 | 2000 | 0 | 98.67 | 94.94 | 10 | 0
2040 | SOCO_2_VACAR | SOCO | VACAR | Internal | Summer | B3 | 75 | 2000 | 0 | 96.91 | 92.69 | 10 | 0
2040 | SOCO_2_VACAR | SOCO | VACAR | Internal | Summer | B4 | 100 | 2000 | 0 | 96.91 | 90.04 | 10 | 0
2040 | SOCO_2_VACAR | SOCO | VACAR | Internal | Summer | B5 | 200 | 2000 | 0 | 96.91 | 92.69 | 10 | 0
2040 | SOCO_2_VACAR | SOCO | VACAR | Internal | Summer | B6 | 300 | 2000 | 0 | 73.47 | 68.15 | 10 | 0
2040 | SOCO_2_VACAR | SOCO | VACAR | Internal | Summer | B7 | 400 | 2000 | 0 | 60.05 | 60.38 | 10 | 0
2040 | SOCO_2_VACAR | SOCO | VACAR | Internal | Summer | B8 | 500 | 2000 | 0 | 57.95 | 57.5 | 10 | 0
2040 | SOCO_2_VACAR | SOCO | VACAR | Internal | Summer | B9 | 800 | 2000 | 0 | 57.95 | 52.69 | 10 | 0
2040 | SOCO_2_VACAR | SOCO | VACAR | Internal | Summer | B10 | 1262 | 2000 | 0 | 53.32 | 47.96 | 10 | 0
2040 | SOCO_2_VACAR | SOCO | VACAR | Internal | Winter | B16 | 25 | 2000 | 0 | 84.27 | 77.27 | 10 | 0
2040 | SOCO_2_VACAR | SOCO | VACAR | Internal | Winter | B17 | 100 | 2000 | 0 | 63.4 | 63.74 | 10 | 0
2040 | SOCO_2_VACAR | SOCO | VACAR | Internal | Winter | B18 | 400 | 2000 | 0 | 63.4 | 60.67 | 10 | 0
2040 | SOCO_2_VACAR | SOCO | VACAR | Internal | Winter | B19 | 700 | 2000 | 0 | 57.96 | 50.96 | 10 | 0
2040 | SOCO_2_VACAR | SOCO | VACAR | Internal | Winter | B20 | 935 | 2000 | 0 | 57.13 | 46.02 | 10 | 0
2040 | SPP_N_2_ENT | SPP_N | ENT | Internal | Shoulder | B11 | 25 | 1800 | 0 | 90.93 | 85.3 | 5 | 0
2040 | SPP_N_2_ENT | SPP_N | ENT | Internal | Shoulder | B12 | 200 | 1800 | 0 | 59.8 | 59.51 | 5 | 0
2040 | SPP_N_2_ENT | SPP_N | ENT | Internal | Shoulder | B13 | 600 | 1800 | 0 | 56.9 | 59.08 | 5 | 0
2040 | SPP_N_2_ENT | SPP_N | ENT | Internal | Shoulder | B14 | 900 | 1800 | 1800 | 51.83 | 57.12 | 5 | 0.29
2040 | SPP_N_2_ENT | SPP_N | ENT | Internal | Shoulder | B15 | 1203 | 1800 | 1800 | 43.1 | 57.12 | 5 | 9.02
2040 | SPP_N_2_ENT | SPP_N | ENT | Internal | Summer | B1 | 10 | 1800 | 0 | 90.76 | 90.74 | 5 | 0
2040 | SPP_N_2_ENT | SPP_N | ENT | Internal | Summer | B2 | 25 | 1800 | 0 | 90.76 | 90.67 | 5 | 0
2040 | SPP_N_2_ENT | SPP_N | ENT | Internal | Summer | B3 | 75 | 1800 | 0 | 90.76 | 88.91 | 5 | 0
2040 | SPP_N_2_ENT | SPP_N | ENT | Internal | Summer | B4 | 100 | 1800 | 0 | 90.76 | 88.91 | 5 | 0
2040 | SPP_N_2_ENT | SPP_N | ENT | Internal | Summer | B5 | 200 | 1800 | 0 | 90.76 | 84.58 | 5 | 0
2040 | SPP_N_2_ENT | SPP_N | ENT | Internal | Summer | B6 | 300 | 1800 | 0 | 77.36 | 70.47 | 5 | 0
2040 | SPP_N_2_ENT | SPP_N | ENT | Internal | Summer | B7 | 400 | 1800 | 0 | 61.43 | 57.49 | 5 | 0
2040 | SPP_N_2_ENT | SPP_N | ENT | Internal | Summer | B8 | 500 | 1800 | 0 | 55.13 | 57.49 | 5 | 0
2040 | SPP_N_2_ENT | SPP_N | ENT | Internal | Summer | B9 | 800 | 1800 | 0 | 54.77 | 55.78 | 5 | 0
2040 | SPP_N_2_ENT | SPP_N | ENT | Internal | Summer | B10 | 1262 | 1800 | 1800 | 44.29 | 53.32 | 5 | 4.03
2040 | SPP_N_2_ENT | SPP_N | ENT | Internal | Winter | B16 | 25 | 1800 | 1800 | 64.38 | 76.27 | 5 | 6.89
2040 | SPP_N_2_ENT | SPP_N | ENT | Internal | Winter | B17 | 100 | 1800 | 1708.41 | 58.87 | 63.87 | 5 | 0
2040 | SPP_N_2_ENT | SPP_N | ENT | Internal | Winter | B18 | 400 | 1800 | 1800 | 58.39 | 63.4 | 5 | 0.01
2040 | SPP_N_2_ENT | SPP_N | ENT | Internal | Winter | B19 | 700 | 1800 | 1800 | 54.6 | 61.29 | 5 | 1.69
2040 | SPP_N_2_ENT | SPP_N | ENT | Internal | Winter | B20 | 935 | 1800 | 1800 | 42.01 | 56.07 | 5 | 9.07
2040 | SPP_N_2_MISO_MO-IL | SPP_N | MISO_MO-IL | Internal | Shoulder | B11 | 25 | 2000 | 0 | 90.93 | 87.9 | 5 | 0
2040 | SPP_N_2_MISO_MO-IL | SPP_N | MISO_MO-IL | Internal | Shoulder | B12 | 200 | 2000 | 1038.71 | 59.8 | 64.8 | 5 | 0
2040 | SPP_N_2_MISO_MO-IL | SPP_N | MISO_MO-IL | Internal | Shoulder | B13 | 600 | 2000 | 0 | 56.9 | 57.49 | 5 | 0
2040 | SPP_N_2_MISO_MO-IL | SPP_N | MISO_MO-IL | Internal | Shoulder | B14 | 900 | 2000 | 0 | 51.83 | 53.94 | 5 | 0
2040 | SPP_N_2_MISO_MO-IL | SPP_N | MISO_MO-IL | Internal | Shoulder | B15 | 1203 | 2000 | 1082.84 | 43.1 | 48.1 | 5 | 0
2040 | SPP_N_2_MISO_MO-IL | SPP_N | MISO_MO-IL | Internal | Summer | B1 | 10 | 2000 | 0 | 90.76 | 90.74 | 5 | 0
2040 | SPP_N_2_MISO_MO-IL | SPP_N | MISO_MO-IL | Internal | Summer | B2 | 25 | 2000 | 0 | 90.76 | 90.67 | 5 | 0
2040 | SPP_N_2_MISO_MO-IL | SPP_N | MISO_MO-IL | Internal | Summer | B3 | 75 | 2000 | 0 | 90.76 | 88.31 | 5 | 0
2040 | SPP_N_2_MISO_MO-IL | SPP_N | MISO_MO-IL | Internal | Summer | B4 | 100 | 2000 | 0 | 90.76 | 86.07 | 5 | 0
2040 | SPP_N_2_MISO_MO-IL | SPP_N | MISO_MO-IL | Internal | Summer | B5 | 200 | 2000 | 0 | 90.76 | 86.04 | 5 | 0
2040 | SPP_N_2_MISO_MO-IL | SPP_N | MISO_MO-IL | Internal | Summer | B6 | 300 | 2000 | 0 | 77.36 | 69.36 | 5 | 0
2040 | SPP_N_2_MISO_MO-IL | SPP_N | MISO_MO-IL | Internal | Summer | B7 | 400 | 2000 | 0 | 61.43 | 55.2 | 5 | 0
2040 | SPP_N_2_MISO_MO-IL | SPP_N | MISO_MO-IL | Internal | Summer | B8 | 500 | 2000 | 0 | 55.13 | 51.47 | 5 | 0
2040 | SPP_N_2_MISO_MO-IL | SPP_N | MISO_MO-IL | Internal | Summer | B9 | 800 | 2000 | 0 | 54.77 | 47.78 | 5 | 0
2040 | SPP_N_2_MISO_MO-IL | SPP_N | MISO_MO-IL | Internal | Summer | B10 | 1262 | 2000 | 0 | 44.29 | 42.21 | 5 | 0
2040 | SPP_N_2_MISO_MO-IL | SPP_N | MISO_MO-IL | Internal | Winter | B16 | 25 | 2000 | 730.85 | 64.38 | 69.38 | 5 | 0
2040 | SPP_N_2_MISO_MO-IL | SPP_N | MISO_MO-IL | Internal | Winter | B17 | 100 | 2000 | 343.04 | 58.87 | 63.87 | 5 | 0
2040 | SPP_N_2_MISO_MO-IL | SPP_N | MISO_MO-IL | Internal | Winter | B18 | 400 | 2000 | 0 | 58.39 | 60.46 | 5 | 0
2040 | SPP_N_2_MISO_MO-IL | SPP_N | MISO_MO-IL | Internal | Winter | B19 | 700 | 2000 | 0 | 54.6 | 55.54 | 5 | 0
2040 | SPP_N_2_MISO_MO-IL | SPP_N | MISO_MO-IL | Internal | Winter | B20 | 935 | 2000 | 1507.67 | 42.01 | 47.01 | 5 | 0
2040 | SPP_N_2_NE | SPP_N | NE | Internal | Shoulder | B11 | 25 | 1531 | 0 | 90.93 | 90.91 | 0.01 | 0
2040 | SPP_N_2_NE | SPP_N | NE | Internal | Shoulder | B12 | 200 | 1531 | 0 | 59.8 | 59.78 | 0.01 | 0
2040 | SPP_N_2_NE | SPP_N | NE | Internal | Shoulder | B13 | 600 | 1531 | 0 | 56.9 | 56.89 | 0.01 | 0
2040 | SPP_N_2_NE | SPP_N | NE | Internal | Shoulder | B14 | 900 | 1531 | 0 | 51.83 | 51.82 | 0.01 | 0
2040 | SPP_N_2_NE | SPP_N | NE | Internal | Shoulder | B15 | 1203 | 1531 | 0 | 43.1 | 43.09 | 0.01 | 0
2040 | SPP_N_2_NE | SPP_N | NE | Internal | Summer | B1 | 10 | 1531 | 0 | 90.76 | 90.75 | 0.01 | 0
2040 | SPP_N_2_NE | SPP_N | NE | Internal | Summer | B2 | 25 | 1531 | 0 | 90.76 | 90.75 | 0.01 | 0
2040 | SPP_N_2_NE | SPP_N | NE | Internal | Summer | B3 | 75 | 1531 | 0 | 90.76 | 90.75 | 0.01 | 0
2040 | SPP_N_2_NE | SPP_N | NE | Internal | Summer | B4 | 100 | 1531 | 0 | 90.76 | 90.75 | 0.01 | 0
2040 | SPP_N_2_NE | SPP_N | NE | Internal | Summer | B5 | 200 | 1531 | 0 | 90.76 | 90.75 | 0.01 | 0
2040 | SPP_N_2_NE | SPP_N | NE | Internal | Summer | B6 | 300 | 1531 | 0 | 77.36 | 77.35 | 0.01 | 0
2040 | SPP_N_2_NE | SPP_N | NE | Internal | Summer | B7 | 400 | 1531 | 0 | 61.43 | 61.42 | 0.01 | 0
2040 | SPP_N_2_NE | SPP_N | NE | Internal | Summer | B8 | 500 | 1531 | 0 | 55.13 | 55.12 | 0.01 | 0
2040 | SPP_N_2_NE | SPP_N | NE | Internal | Summer | B9 | 800 | 1531 | 0 | 54.77 | 47.77 | 0.01 | 0
2040 | SPP_N_2_NE | SPP_N | NE | Internal | Summer | B10 | 1262 | 1531 | 0 | 44.29 | 39.89 | 0.01 | 0
2040 | SPP_N_2_NE | SPP_N | NE | Internal | Winter | B16 | 25 | 1531 | 0 | 64.38 | 64.37 | 0.01 | 0
2040 | SPP_N_2_NE | SPP_N | NE | Internal | Winter | B17 | 100 | 1531 | 0 | 58.87 | 58.85 | 0.01 | 0
2040 | SPP_N_2_NE | SPP_N | NE | Internal | Winter | B18 | 400 | 1531 | 0 | 58.39 | 58.37 | 0.01 | 0
2040 | SPP_N_2_NE | SPP_N | NE | Internal | Winter | B19 | 700 | 1531 | 0 | 54.6 | 54.59 | 0.01 | 0
2040 | SPP_N_2_NE | SPP_N | NE | Internal | Winter | B20 | 935 | 1531 | 0 | 42.01 | 41.99 | 0.01 | 0
2040 | SPP_N_2_SPP_S | SPP_N | SPP_S | Internal | Shoulder | B11 | 25 | 4383 | 0 | 90.93 | 82.53 | 0.01 | 0
2040 | SPP_N_2_SPP_S | SPP_N | SPP_S | Internal | Shoulder | B12 | 200 | 4383 | 0 | 59.8 | 57.04 | 0.01 | 0
2040 | SPP_N_2_SPP_S | SPP_N | SPP_S | Internal | Shoulder | B13 | 600 | 4383 | 1052.43 | 56.9 | 56.91 | 0.01 | 0
2040 | SPP_N_2_SPP_S | SPP_N | SPP_S | Internal | Shoulder | B14 | 900 | 4383 | 546.46 | 51.83 | 51.84 | 0.01 | 0
2040 | SPP_N_2_SPP_S | SPP_N | SPP_S | Internal | Shoulder | B15 | 1203 | 4383 | 1463.36 | 43.1 | 43.11 | 0.01 | 0
2040 | SPP_N_2_SPP_S | SPP_N | SPP_S | Internal | Summer | B1 | 10 | 4383 | 0 | 90.76 | 75.81 | 0.01 | 0
2040 | SPP_N_2_SPP_S | SPP_N | SPP_S | Internal | Summer | B2 | 25 | 4383 | 0 | 90.76 | 80.25 | 0.01 | 0
2040 | SPP_N_2_SPP_S | SPP_N | SPP_S | Internal | Summer | B3 | 75 | 4383 | 0 | 90.76 | 83.1 | 0.01 | 0
2040 | SPP_N_2_SPP_S | SPP_N | SPP_S | Internal | Summer | B4 | 100 | 4383 | 0 | 90.76 | 80.25 | 0.01 | 0
2040 | SPP_N_2_SPP_S | SPP_N | SPP_S | Internal | Summer | B5 | 200 | 4383 | 0 | 90.76 | 79.58 | 0.01 | 0
2040 | SPP_N_2_SPP_S | SPP_N | SPP_S | Internal | Summer | B6 | 300 | 4383 | 1528.27 | 77.36 | 77.37 | 0.01 | 0
2040 | SPP_N_2_SPP_S | SPP_N | SPP_S | Internal | Summer | B7 | 400 | 4383 | 10.92 | 61.43 | 61.44 | 0.01 | 0
2040 | SPP_N_2_SPP_S | SPP_N | SPP_S | Internal | Summer | B8 | 500 | 4383 | 541.67 | 55.13 | 55.14 | 0.01 | 0
2040 | SPP_N_2_SPP_S | SPP_N | SPP_S | Internal | Summer | B9 | 800 | 4383 | 4383 | 54.77 | 54.9 | 0.01 | 0.12
2040 | SPP_N_2_SPP_S | SPP_N | SPP_S | Internal | Summer | B10 | 1262 | 4383 | 3971.69 | 44.29 | 44.3 | 0.01 | 0
2040 | SPP_N_2_SPP_S | SPP_N | SPP_S | Internal | Winter | B16 | 25 | 4383 | 0 | 64.38 | 61.25 | 0.01 | 0
2040 | SPP_N_2_SPP_S | SPP_N | SPP_S | Internal | Winter | B17 | 100 | 4383 | 568.95 | 58.87 | 58.88 | 0.01 | 0
2040 | SPP_N_2_SPP_S | SPP_N | SPP_S | Internal | Winter | B18 | 400 | 4383 | 982.3 | 58.39 | 58.4 | 0.01 | 0
2040 | SPP_N_2_SPP_S | SPP_N | SPP_S | Internal | Winter | B19 | 700 | 4383 | 438.36 | 54.6 | 54.61 | 0.01 | 0
2040 | SPP_N_2_SPP_S | SPP_N | SPP_S | Internal | Winter | B20 | 935 | 4383 | 2015.46 | 42.01 | 42.02 | 0.01 | 0
2040 | SPP_S_2_ENT | SPP_S | ENT | Internal | Shoulder | B11 | 25 | 850 | 0 | 82.53 | 85.3 | 5 | 0
2040 | SPP_S_2_ENT | SPP_S | ENT | Internal | Shoulder | B12 | 200 | 850 | 0 | 57.04 | 59.51 | 5 | 0
2040 | SPP_S_2_ENT | SPP_S | ENT | Internal | Shoulder | B13 | 600 | 850 | 0 | 56.91 | 59.08 | 5 | 0
2040 | SPP_S_2_ENT | SPP_S | ENT | Internal | Shoulder | B14 | 900 | 850 | 850 | 51.84 | 57.12 | 5 | 0.28
2040 | SPP_S_2_ENT | SPP_S | ENT | Internal | Shoulder | B15 | 1203 | 850 | 850 | 43.11 | 57.12 | 5 | 9.01
2040 | SPP_S_2_ENT | SPP_S | ENT | Internal | Summer | B1 | 10 | 850 | 850 | 75.81 | 90.74 | 5 | 9.93
2040 | SPP_S_2_ENT | SPP_S | ENT | Internal | Summer | B2 | 25 | 850 | 850 | 80.25 | 90.67 | 5 | 5.42
2040 | SPP_S_2_ENT | SPP_S | ENT | Internal | Summer | B3 | 75 | 850 | 850 | 83.1 | 88.91 | 5 | 0.81
2040 | SPP_S_2_ENT | SPP_S | ENT | Internal | Summer | B4 | 100 | 850 | 850 | 80.25 | 88.91 | 5 | 3.67
2040 | SPP_S_2_ENT | SPP_S | ENT | Internal | Summer | B5 | 200 | 850 | 241.67 | 79.58 | 84.58 | 5 | 0
2040 | SPP_S_2_ENT | SPP_S | ENT | Internal | Summer | B6 | 300 | 850 | 0 | 77.37 | 70.47 | 5 | 0
2040 | SPP_S_2_ENT | SPP_S | ENT | Internal | Summer | B7 | 400 | 850 | 0 | 61.44 | 57.49 | 5 | 0
2040 | SPP_S_2_ENT | SPP_S | ENT | Internal | Summer | B8 | 500 | 850 | 0 | 55.14 | 57.49 | 5 | 0
2040 | SPP_S_2_ENT | SPP_S | ENT | Internal | Summer | B9 | 800 | 850 | 0 | 54.9 | 55.78 | 5 | 0
2040 | SPP_S_2_ENT | SPP_S | ENT | Internal | Summer | B10 | 1262 | 850 | 850 | 44.3 | 53.32 | 5 | 4.02
2040 | SPP_S_2_ENT | SPP_S | ENT | Internal | Winter | B16 | 25 | 850 | 850 | 61.25 | 76.27 | 5 | 10.02
2040 | SPP_S_2_ENT | SPP_S | ENT | Internal | Winter | B17 | 100 | 850 | 0 | 58.88 | 63.87 | 5 | 0
2040 | SPP_S_2_ENT | SPP_S | ENT | Internal | Winter | B18 | 400 | 850 | 372.5 | 58.4 | 63.4 | 5 | 0
2040 | SPP_S_2_ENT | SPP_S | ENT | Internal | Winter | B19 | 700 | 850 | 850 | 54.61 | 61.29 | 5 | 1.68
2040 | SPP_S_2_ENT | SPP_S | ENT | Internal | Winter | B20 | 935 | 850 | 850 | 42.02 | 56.07 | 5 | 9.05
2040 | SPP_S_2_SPP_N | SPP_S | SPP_N | Internal | Shoulder | B11 | 25 | 1023 | 1023 | 82.53 | 90.93 | 0.01 | 8.38
2040 | SPP_S_2_SPP_N | SPP_S | SPP_N | Internal | Shoulder | B12 | 200 | 1023 | 1023 | 57.04 | 59.8 | 0.01 | 2.75
2040 | SPP_S_2_SPP_N | SPP_S | SPP_N | Internal | Shoulder | B13 | 600 | 1023 | 0 | 56.91 | 56.9 | 0.01 | 0
2040 | SPP_S_2_SPP_N | SPP_S | SPP_N | Internal | Shoulder | B14 | 900 | 1023 | 0 | 51.84 | 51.83 | 0.01 | 0
2040 | SPP_S_2_SPP_N | SPP_S | SPP_N | Internal | Shoulder | B15 | 1203 | 1023 | 0 | 43.11 | 43.1 | 0.01 | 0
2040 | SPP_S_2_SPP_N | SPP_S | SPP_N | Internal | Summer | B1 | 10 | 1023 | 1023 | 75.81 | 90.76 | 0.01 | 14.94
2040 | SPP_S_2_SPP_N | SPP_S | SPP_N | Internal | Summer | B2 | 25 | 1023 | 1023 | 80.25 | 90.76 | 0.01 | 10.5
2040 | SPP_S_2_SPP_N | SPP_S | SPP_N | Internal | Summer | B3 | 75 | 1023 | 1023 | 83.1 | 90.76 | 0.01 | 7.65
2040 | SPP_S_2_SPP_N | SPP_S | SPP_N | Internal | Summer | B4 | 100 | 1023 | 1023 | 80.25 | 90.76 | 0.01 | 10.5
2040 | SPP_S_2_SPP_N | SPP_S | SPP_N | Internal | Summer | B5 | 200 | 1023 | 1023 | 79.58 | 90.76 | 0.01 | 11.17
2040 | SPP_S_2_SPP_N | SPP_S | SPP_N | Internal | Summer | B6 | 300 | 1023 | 0 | 77.37 | 77.36 | 0.01 | 0
2040 | SPP_S_2_SPP_N | SPP_S | SPP_N | Internal | Summer | B7 | 400 | 1023 | 0 | 61.44 | 61.43 | 0.01 | 0
2040 | SPP_S_2_SPP_N | SPP_S | SPP_N | Internal | Summer | B8 | 500 | 1023 | 0 | 55.14 | 55.13 | 0.01 | 0
2040 | SPP_S_2_SPP_N | SPP_S | SPP_N | Internal | Summer | B9 | 800 | 1023 | 0 | 54.9 | 54.77 | 0.01 | 0
2040 | SPP_S_2_SPP_N | SPP_S | SPP_N | Internal | Summer | B10 | 1262 | 1023 | 0 | 44.3 | 44.29 | 0.01 | 0
2040 | SPP_S_2_SPP_N | SPP_S | SPP_N | Internal | Winter | B16 | 25 | 1023 | 1023 | 61.25 | 64.38 | 0.01 | 3.12
2040 | SPP_S_2_SPP_N | SPP_S | SPP_N | Internal | Winter | B17 | 100 | 1023 | 0 | 58.88 | 58.87 | 0.01 | 0
2040 | SPP_S_2_SPP_N | SPP_S | SPP_N | Internal | Winter | B18 | 400 | 1023 | 0 | 58.4 | 58.39 | 0.01 | 0
2040 | SPP_S_2_SPP_N | SPP_S | SPP_N | Internal | Winter | B19 | 700 | 1023 | 0 | 54.61 | 54.6 | 0.01 | 0
2040 | SPP_S_2_SPP_N | SPP_S | SPP_N | Internal | Winter | B20 | 935 | 1023 | 0 | 42.02 | 42.01 | 0.01 | 0
2040 | TVA_2_ENT | TVA | ENT | Internal | Shoulder | B11 | 25 | 500 | 500 | 75.38 | 85.3 | 9 | 0.93
2040 | TVA_2_ENT | TVA | ENT | Internal | Shoulder | B12 | 200 | 500 | 0 | 58.51 | 59.51 | 9 | 0
2040 | TVA_2_ENT | TVA | ENT | Internal | Shoulder | B13 | 600 | 500 | 0 | 57.35 | 59.08 | 9 | 0
2040 | TVA_2_ENT | TVA | ENT | Internal | Shoulder | B14 | 900 | 500 | 0 | 57.35 | 57.12 | 9 | 0
2040 | TVA_2_ENT | TVA | ENT | Internal | Shoulder | B15 | 1203 | 500 | 0 | 53.59 | 57.12 | 9 | 0
2040 | TVA_2_ENT | TVA | ENT | Internal | Summer | B1 | 10 | 500 | 0 | 98.75 | 90.74 | 9 | 0
2040 | TVA_2_ENT | TVA | ENT | Internal | Summer | B2 | 25 | 500 | 0 | 98.68 | 90.67 | 9 | 0
2040 | TVA_2_ENT | TVA | ENT | Internal | Summer | B3 | 75 | 500 | 0 | 92.31 | 88.91 | 9 | 0
2040 | TVA_2_ENT | TVA | ENT | Internal | Summer | B4 | 100 | 500 | 0 | 90.05 | 88.91 | 9 | 0
2040 | TVA_2_ENT | TVA | ENT | Internal | Summer | B5 | 200 | 500 | 0 | 90.05 | 84.58 | 9 | 0
2040 | TVA_2_ENT | TVA | ENT | Internal | Summer | B6 | 300 | 500 | 3.4 | 61.47 | 70.47 | 9 | 0
2040 | TVA_2_ENT | TVA | ENT | Internal | Summer | B7 | 400 | 500 | 0 | 56.94 | 57.49 | 9 | 0
2040 | TVA_2_ENT | TVA | ENT | Internal | Summer | B8 | 500 | 500 | 0 | 56.94 | 57.49 | 9 | 0
2040 | TVA_2_ENT | TVA | ENT | Internal | Summer | B9 | 800 | 500 | 0 | 53.45 | 55.78 | 9 | 0
2040 | TVA_2_ENT | TVA | ENT | Internal | Summer | B10 | 1262 | 500 | 17.02 | 44.32 | 53.32 | 9 | 0
2040 | TVA_2_ENT | TVA | ENT | Internal | Winter | B16 | 25 | 500 | 0 | 75.28 | 76.27 | 9 | 0
2040 | TVA_2_ENT | TVA | ENT | Internal | Winter | B17 | 100 | 500 | 0 | 64.7 | 63.87 | 9 | 0
2040 | TVA_2_ENT | TVA | ENT | Internal | Winter | B18 | 400 | 500 | 0 | 56.91 | 63.4 | 9 | 0
2040 | TVA_2_ENT | TVA | ENT | Internal | Winter | B19 | 700 | 500 | 0 | 56.91 | 61.29 | 9 | 0
2040 | TVA_2_ENT | TVA | ENT | Internal | Winter | B20 | 935 | 500 | 0 | 53.57 | 56.07 | 9 | 0
2040 | TVA_2_MISO_MO-IL | TVA | MISO_MO-IL | Internal | Shoulder | B11 | 25 | 50 | 50 | 75.38 | 87.9 | 9 | 3.53
2040 | TVA_2_MISO_MO-IL | TVA | MISO_MO-IL | Internal | Shoulder | B12 | 200 | 50 | 0 | 58.51 | 64.8 | 9 | 0
2040 | TVA_2_MISO_MO-IL | TVA | MISO_MO-IL | Internal | Shoulder | B13 | 600 | 50 | 0 | 57.35 | 57.49 | 9 | 0
2040 | TVA_2_MISO_MO-IL | TVA | MISO_MO-IL | Internal | Shoulder | B14 | 900 | 50 | 0 | 57.35 | 53.94 | 9 | 0
2040 | TVA_2_MISO_MO-IL | TVA | MISO_MO-IL | Internal | Shoulder | B15 | 1203 | 50 | 0 | 53.59 | 48.1 | 9 | 0
2040 | TVA_2_MISO_MO-IL | TVA | MISO_MO-IL | Internal | Summer | B1 | 10 | 50 | 0 | 98.75 | 90.74 | 9 | 0
2040 | TVA_2_MISO_MO-IL | TVA | MISO_MO-IL | Internal | Summer | B2 | 25 | 50 | 0 | 98.68 | 90.67 | 9 | 0
2040 | TVA_2_MISO_MO-IL | TVA | MISO_MO-IL | Internal | Summer | B3 | 75 | 50 | 0 | 92.31 | 88.31 | 9 | 0
2040 | TVA_2_MISO_MO-IL | TVA | MISO_MO-IL | Internal | Summer | B4 | 100 | 50 | 0 | 90.05 | 86.07 | 9 | 0
2040 | TVA_2_MISO_MO-IL | TVA | MISO_MO-IL | Internal | Summer | B5 | 200 | 50 | 0 | 90.05 | 86.04 | 9 | 0
2040 | TVA_2_MISO_MO-IL | TVA | MISO_MO-IL | Internal | Summer | B6 | 300 | 50 | 0 | 61.47 | 69.36 | 9 | 0
2040 | TVA_2_MISO_MO-IL | TVA | MISO_MO-IL | Internal | Summer | B7 | 400 | 50 | 0 | 56.94 | 55.2 | 9 | 0
2040 | TVA_2_MISO_MO-IL | TVA | MISO_MO-IL | Internal | Summer | B8 | 500 | 50 | 0 | 56.94 | 51.47 | 9 | 0
2040 | TVA_2_MISO_MO-IL | TVA | MISO_MO-IL | Internal | Summer | B9 | 800 | 50 | 0 | 53.45 | 47.78 | 9 | 0
2040 | TVA_2_MISO_MO-IL | TVA | MISO_MO-IL | Internal | Summer | B10 | 1262 | 50 | 0 | 44.32 | 42.21 | 9 | 0
2040 | TVA_2_MISO_MO-IL | TVA | MISO_MO-IL | Internal | Winter | B16 | 25 | 50 | 0 | 75.28 | 69.38 | 9 | 0
2040 | TVA_2_MISO_MO-IL | TVA | MISO_MO-IL | Internal | Winter | B17 | 100 | 50 | 0 | 64.7 | 63.87 | 9 | 0
2040 | TVA_2_MISO_MO-IL | TVA | MISO_MO-IL | Internal | Winter | B18 | 400 | 50 | 0 | 56.91 | 60.46 | 9 | 0
2040 | TVA_2_MISO_MO-IL | TVA | MISO_MO-IL | Internal | Winter | B19 | 700 | 50 | 0 | 56.91 | 55.54 | 9 | 0
2040 | TVA_2_MISO_MO-IL | TVA | MISO_MO-IL | Internal | Winter | B20 | 935 | 50 | 0 | 53.57 | 47.01 | 9 | 0
2040 | TVA_2_NonRTO_Midwest | TVA | NonRTO_Midwest | Internal | Shoulder | B11 | 25 | 100 | 100 | 75.38 | 95.89 | 9 | 11.52
2040 | TVA_2_NonRTO_Midwest | TVA | NonRTO_Midwest | Internal | Shoulder | B12 | 200 | 100 | 100 | 58.51 | 76.16 | 9 | 8.65
2040 | TVA_2_NonRTO_Midwest | TVA | NonRTO_Midwest | Internal | Shoulder | B13 | 600 | 100 | 0 | 57.35 | 58.16 | 9 | 0
2040 | TVA_2_NonRTO_Midwest | TVA | NonRTO_Midwest | Internal | Shoulder | B14 | 900 | 100 | 0 | 57.35 | 53.43 | 9 | 0
2040 | TVA_2_NonRTO_Midwest | TVA | NonRTO_Midwest | Internal | Shoulder | B15 | 1203 | 100 | 0 | 53.59 | 45.58 | 9 | 0
2040 | TVA_2_NonRTO_Midwest | TVA | NonRTO_Midwest | Internal | Summer | B1 | 10 | 100 | 0 | 98.75 | 94.05 | 9 | 0
2040 | TVA_2_NonRTO_Midwest | TVA | NonRTO_Midwest | Internal | Summer | B2 | 25 | 100 | 0 | 98.68 | 94.05 | 9 | 0
2040 | TVA_2_NonRTO_Midwest | TVA | NonRTO_Midwest | Internal | Summer | B3 | 75 | 100 | 0 | 92.31 | 94.05 | 9 | 0
2040 | TVA_2_NonRTO_Midwest | TVA | NonRTO_Midwest | Internal | Summer | B4 | 100 | 100 | 0 | 90.05 | 94.05 | 9 | 0
2040 | TVA_2_NonRTO_Midwest | TVA | NonRTO_Midwest | Internal | Summer | B5 | 200 | 100 | 0 | 90.05 | 94.02 | 9 | 0
2040 | TVA_2_NonRTO_Midwest | TVA | NonRTO_Midwest | Internal | Summer | B6 | 300 | 100 | 100 | 61.47 | 77.35 | 9 | 6.88
2040 | TVA_2_NonRTO_Midwest | TVA | NonRTO_Midwest | Internal | Summer | B7 | 400 | 100 | 0 | 56.94 | 51.85 | 9 | 0
2040 | TVA_2_NonRTO_Midwest | TVA | NonRTO_Midwest | Internal | Summer | B8 | 500 | 100 | 0 | 56.94 | 51.79 | 9 | 0
2040 | TVA_2_NonRTO_Midwest | TVA | NonRTO_Midwest | Internal | Summer | B9 | 800 | 100 | 0 | 53.45 | 45.56 | 9 | 0
2040 | TVA_2_NonRTO_Midwest | TVA | NonRTO_Midwest | Internal | Summer | B10 | 1262 | 100 | 0 | 44.32 | 39.7 | 9 | 0
2040 | TVA_2_NonRTO_Midwest | TVA | NonRTO_Midwest | Internal | Winter | B16 | 25 | 100 | 0 | 75.28 | 79.91 | 9 | 0
2040 | TVA_2_NonRTO_Midwest | TVA | NonRTO_Midwest | Internal | Winter | B17 | 100 | 100 | 100 | 64.7 | 75.85 | 9 | 2.15
2040 | TVA_2_NonRTO_Midwest | TVA | NonRTO_Midwest | Internal | Winter | B18 | 400 | 100 | 100 | 56.91 | 67.08 | 9 | 1.17
2040 | TVA_2_NonRTO_Midwest | TVA | NonRTO_Midwest | Internal | Winter | B19 | 700 | 100 | 0 | 56.91 | 50.95 | 9 | 0
2040 | TVA_2_NonRTO_Midwest | TVA | NonRTO_Midwest | Internal | Winter | B20 | 935 | 100 | 0 | 53.57 | 45.56 | 9 | 0
2040 | TVA_2_PJM_ROR | TVA | PJM_ROR | Internal | Shoulder | B11 | 25 | 500 | 500 | 75.38 | 85.88 | 9 | 1.51
2040 | TVA_2_PJM_ROR | TVA | PJM_ROR | Internal | Shoulder | B12 | 200 | 500 | 0 | 58.51 | 66.33 | 9 | 0
2040 | TVA_2_PJM_ROR | TVA | PJM_ROR | Internal | Shoulder | B13 | 600 | 500 | 0 | 57.35 | 55.51 | 9 | 0
2040 | TVA_2_PJM_ROR | TVA | PJM_ROR | Internal | Shoulder | B14 | 900 | 500 | 0 | 57.35 | 51.97 | 9 | 0
2040 | TVA_2_PJM_ROR | TVA | PJM_ROR | Internal | Shoulder | B15 | 1203 | 500 | 0 | 53.59 | 48.22 | 9 | 0
2040 | TVA_2_PJM_ROR | TVA | PJM_ROR | Internal | Summer | B1 | 10 | 500 | 0 | 98.75 | 86.48 | 9 | 0
2040 | TVA_2_PJM_ROR | TVA | PJM_ROR | Internal | Summer | B2 | 25 | 500 | 0 | 98.68 | 86.48 | 9 | 0
2040 | TVA_2_PJM_ROR | TVA | PJM_ROR | Internal | Summer | B3 | 75 | 500 | 0 | 92.31 | 86.3 | 9 | 0
2040 | TVA_2_PJM_ROR | TVA | PJM_ROR | Internal | Summer | B4 | 100 | 500 | 0 | 90.05 | 84.04 | 9 | 0
2040 | TVA_2_PJM_ROR | TVA | PJM_ROR | Internal | Summer | B5 | 200 | 500 | 0 | 90.05 | 84.04 | 9 | 0
2040 | TVA_2_PJM_ROR | TVA | PJM_ROR | Internal | Summer | B6 | 300 | 500 | 0 | 61.47 | 67.35 | 9 | 0
2040 | TVA_2_PJM_ROR | TVA | PJM_ROR | Internal | Summer | B7 | 400 | 500 | 0 | 56.94 | 54.38 | 9 | 0
2040 | TVA_2_PJM_ROR | TVA | PJM_ROR | Internal | Summer | B8 | 500 | 500 | 0 | 56.94 | 51.74 | 9 | 0
2040 | TVA_2_PJM_ROR | TVA | PJM_ROR | Internal | Summer | B9 | 800 | 500 | 0 | 53.45 | 47.44 | 9 | 0
2040 | TVA_2_PJM_ROR | TVA | PJM_ROR | Internal | Summer | B10 | 1262 | 500 | 0 | 44.32 | 44.21 | 9 | 0
2040 | TVA_2_PJM_ROR | TVA | PJM_ROR | Internal | Winter | B16 | 25 | 500 | 0 | 75.28 | 69.27 | 9 | 0
2040 | TVA_2_PJM_ROR | TVA | PJM_ROR | Internal | Winter | B17 | 100 | 500 | 0 | 64.7 | 65.87 | 9 | 0
2040 | TVA_2_PJM_ROR | TVA | PJM_ROR | Internal | Winter | B18 | 400 | 500 | 0 | 56.91 | 58.48 | 9 | 0
2040 | TVA_2_PJM_ROR | TVA | PJM_ROR | Internal | Winter | B19 | 700 | 500 | 0 | 56.91 | 53.56 | 9 | 0
2040 | TVA_2_PJM_ROR | TVA | PJM_ROR | Internal | Winter | B20 | 935 | 500 | 0 | 53.57 | 50.15 | 9 | 0
2040 | TVA_2_SOCO | TVA | SOCO | Internal | Shoulder | B11 | 25 | 500 | 500 | 75.38 | 93.3 | 9 | 8.93
2040 | TVA_2_SOCO | TVA | SOCO | Internal | Shoulder | B12 | 200 | 500 | 0 | 58.51 | 59.58 | 9 | 0
2040 | TVA_2_SOCO | TVA | SOCO | Internal | Shoulder | B13 | 600 | 500 | 0 | 57.35 | 59.58 | 9 | 0
2040 | TVA_2_SOCO | TVA | SOCO | Internal | Shoulder | B14 | 900 | 500 | 0 | 57.35 | 59.58 | 9 | 0
2040 | TVA_2_SOCO | TVA | SOCO | Internal | Shoulder | B15 | 1203 | 500 | 0 | 53.59 | 54.57 | 9 | 0
2040 | TVA_2_SOCO | TVA | SOCO | Internal | Summer | B1 | 10 | 500 | 0 | 98.75 | 98.74 | 9 | 0
2040 | TVA_2_SOCO | TVA | SOCO | Internal | Summer | B2 | 25 | 500 | 0 | 98.68 | 98.67 | 9 | 0
2040 | TVA_2_SOCO | TVA | SOCO | Internal | Summer | B3 | 75 | 500 | 0 | 92.31 | 96.91 | 9 | 0
2040 | TVA_2_SOCO | TVA | SOCO | Internal | Summer | B4 | 100 | 500 | 0 | 90.05 | 96.91 | 9 | 0
2040 | TVA_2_SOCO | TVA | SOCO | Internal | Summer | B5 | 200 | 500 | 0 | 90.05 | 96.91 | 9 | 0
2040 | TVA_2_SOCO | TVA | SOCO | Internal | Summer | B6 | 300 | 500 | 500 | 61.47 | 73.47 | 9 | 3
2040 | TVA_2_SOCO | TVA | SOCO | Internal | Summer | B7 | 400 | 500 | 0 | 56.94 | 60.05 | 9 | 0
2040 | TVA_2_SOCO | TVA | SOCO | Internal | Summer | B8 | 500 | 500 | 0 | 56.94 | 57.95 | 9 | 0
2040 | TVA_2_SOCO | TVA | SOCO | Internal | Summer | B9 | 800 | 500 | 0 | 53.45 | 57.95 | 9 | 0
2040 | TVA_2_SOCO | TVA | SOCO | Internal | Summer | B10 | 1262 | 500 | 12.21 | 44.32 | 53.32 | 9 | 0
2040 | TVA_2_SOCO | TVA | SOCO | Internal | Winter | B16 | 25 | 500 | 0 | 75.28 | 84.27 | 9 | 0
2040 | TVA_2_SOCO | TVA | SOCO | Internal | Winter | B17 | 100 | 500 | 0 | 64.7 | 63.4 | 9 | 0
2040 | TVA_2_SOCO | TVA | SOCO | Internal | Winter | B18 | 400 | 500 | 0 | 56.91 | 63.4 | 9 | 0
2040 | TVA_2_SOCO | TVA | SOCO | Internal | Winter | B19 | 700 | 500 | 0 | 56.91 | 57.96 | 9 | 0
2040 | TVA_2_SOCO | TVA | SOCO | Internal | Winter | B20 | 935 | 500 | 0 | 53.57 | 57.13 | 9 | 0
2040 | TVA_2_VACAR | TVA | VACAR | Internal | Shoulder | B11 | 25 | 150 | 150 | 75.38 | 96.68 | 9 | 12.3
2040 | TVA_2_VACAR | TVA | VACAR | Internal | Shoulder | B12 | 200 | 150 | 0 | 58.51 | 60.16 | 9 | 0
2040 | TVA_2_VACAR | TVA | VACAR | Internal | Shoulder | B13 | 600 | 150 | 0 | 57.35 | 55.06 | 9 | 0
2040 | TVA_2_VACAR | TVA | VACAR | Internal | Shoulder | B14 | 900 | 150 | 0 | 57.35 | 52.58 | 9 | 0
2040 | TVA_2_VACAR | TVA | VACAR | Internal | Shoulder | B15 | 1203 | 150 | 0 | 53.59 | 46.58 | 9 | 0
2040 | TVA_2_VACAR | TVA | VACAR | Internal | Summer | B1 | 10 | 150 | 0 | 98.75 | 92.69 | 9 | 0
2040 | TVA_2_VACAR | TVA | VACAR | Internal | Summer | B2 | 25 | 150 | 0 | 98.68 | 94.94 | 9 | 0
2040 | TVA_2_VACAR | TVA | VACAR | Internal | Summer | B3 | 75 | 150 | 0 | 92.31 | 92.69 | 9 | 0
2040 | TVA_2_VACAR | TVA | VACAR | Internal | Summer | B4 | 100 | 150 | 0 | 90.05 | 90.04 | 9 | 0
2040 | TVA_2_VACAR | TVA | VACAR | Internal | Summer | B5 | 200 | 150 | 0 | 90.05 | 92.69 | 9 | 0
2040 | TVA_2_VACAR | TVA | VACAR | Internal | Summer | B6 | 300 | 150 | 0 | 61.47 | 68.15 | 9 | 0
2040 | TVA_2_VACAR | TVA | VACAR | Internal | Summer | B7 | 400 | 150 | 0 | 56.94 | 60.38 | 9 | 0
2040 | TVA_2_VACAR | TVA | VACAR | Internal | Summer | B8 | 500 | 150 | 0 | 56.94 | 57.5 | 9 | 0
2040 | TVA_2_VACAR | TVA | VACAR | Internal | Summer | B9 | 800 | 150 | 0 | 53.45 | 52.69 | 9 | 0
2040 | TVA_2_VACAR | TVA | VACAR | Internal | Summer | B10 | 1262 | 150 | 0 | 44.32 | 47.96 | 9 | 0
2040 | TVA_2_VACAR | TVA | VACAR | Internal | Winter | B16 | 25 | 150 | 0 | 75.28 | 77.27 | 9 | 0
2040 | TVA_2_VACAR | TVA | VACAR | Internal | Winter | B17 | 100 | 150 | 0 | 64.7 | 63.74 | 9 | 0
2040 | TVA_2_VACAR | TVA | VACAR | Internal | Winter | B18 | 400 | 150 | 0 | 56.91 | 60.67 | 9 | 0
2040 | TVA_2_VACAR | TVA | VACAR | Internal | Winter | B19 | 700 | 150 | 0 | 56.91 | 50.96 | 9 | 0
2040 | TVA_2_VACAR | TVA | VACAR | Internal | Winter | B20 | 935 | 150 | 0 | 53.57 | 46.02 | 9 | 0
2040 | TVA_Transmission_2_ENT | TVA_Transmission | ENT | Internal | Shoulder | B11 | 25 | 3000 | 0 | 90.03 | 85.3 | 9 | 0
2040 | TVA_Transmission_2_ENT | TVA_Transmission | ENT | Internal | Shoulder | B12 | 200 | 3000 | 0 | 67.16 | 59.51 | 9 | 0
2040 | TVA_Transmission_2_ENT | TVA_Transmission | ENT | Internal | Shoulder | B13 | 600 | 3000 | 0 | 58.88 | 59.08 | 9 | 0
2040 | TVA_Transmission_2_ENT | TVA_Transmission | ENT | Internal | Shoulder | B14 | 900 | 3000 | 0 | 57.55 | 57.12 | 9 | 0
2040 | TVA_Transmission_2_ENT | TVA_Transmission | ENT | Internal | Shoulder | B15 | 1203 | 3000 | 0 | 53.58 | 57.12 | 9 | 0
2040 | TVA_Transmission_2_ENT | TVA_Transmission | ENT | Internal | Summer | B1 | 10 | 3000 | 0 | 98.74 | 90.74 | 9 | 0
2040 | TVA_Transmission_2_ENT | TVA_Transmission | ENT | Internal | Summer | B2 | 25 | 3000 | 0 | 98.67 | 90.67 | 9 | 0
2040 | TVA_Transmission_2_ENT | TVA_Transmission | ENT | Internal | Summer | B3 | 75 | 3000 | 0 | 92.3 | 88.91 | 9 | 0
2040 | TVA_Transmission_2_ENT | TVA_Transmission | ENT | Internal | Summer | B4 | 100 | 3000 | 0 | 90.04 | 88.91 | 9 | 0
2040 | TVA_Transmission_2_ENT | TVA_Transmission | ENT | Internal | Summer | B5 | 200 | 3000 | 0 | 90.04 | 84.58 | 9 | 0
2040 | TVA_Transmission_2_ENT | TVA_Transmission | ENT | Internal | Summer | B6 | 300 | 3000 | 0 | 70.84 | 70.47 | 9 | 0
2040 | TVA_Transmission_2_ENT | TVA_Transmission | ENT | Internal | Summer | B7 | 400 | 3000 | 0 | 57.96 | 57.49 | 9 | 0
2040 | TVA_Transmission_2_ENT | TVA_Transmission | ENT | Internal | Summer | B8 | 500 | 3000 | 0 | 57.28 | 57.49 | 9 | 0
2040 | TVA_Transmission_2_ENT | TVA_Transmission | ENT | Internal | Summer | B9 | 800 | 3000 | 0 | 53.44 | 55.78 | 9 | 0
2040 | TVA_Transmission_2_ENT | TVA_Transmission | ENT | Internal | Summer | B10 | 1262 | 3000 | 0 | 46.61 | 53.32 | 9 | 0
2040 | TVA_Transmission_2_ENT | TVA_Transmission | ENT | Internal | Winter | B16 | 25 | 3000 | 0 | 75.27 | 76.27 | 9 | 0
2040 | TVA_Transmission_2_ENT | TVA_Transmission | ENT | Internal | Winter | B17 | 100 | 3000 | 0 | 68.25 | 63.87 | 9 | 0
2040 | TVA_Transmission_2_ENT | TVA_Transmission | ENT | Internal | Winter | B18 | 400 | 3000 | 0 | 61.94 | 63.4 | 9 | 0
2040 | TVA_Transmission_2_ENT | TVA_Transmission | ENT | Internal | Winter | B19 | 700 | 3000 | 0 | 57.32 | 61.29 | 9 | 0
2040 | TVA_Transmission_2_ENT | TVA_Transmission | ENT | Internal | Winter | B20 | 935 | 3000 | 0 | 53.56 | 56.07 | 9 | 0
2040 | TVA_Transmission_2_NonRTO_Midwest | TVA_Transmission | NonRTO_Midwest | Internal | Shoulder | B11 | 25 | 700 | 0 | 90.03 | 95.89 | 9 | 0
2040 | TVA_Transmission_2_NonRTO_Midwest | TVA_Transmission | NonRTO_Midwest | Internal | Shoulder | B12 | 200 | 700 | 261.94 | 67.16 | 76.16 | 9 | 0
2040 | TVA_Transmission_2_NonRTO_Midwest | TVA_Transmission | NonRTO_Midwest | Internal | Shoulder | B13 | 600 | 700 | 0 | 58.88 | 58.16 | 9 | 0
2040 | TVA_Transmission_2_NonRTO_Midwest | TVA_Transmission | NonRTO_Midwest | Internal | Shoulder | B14 | 900 | 700 | 0 | 57.55 | 53.43 | 9 | 0
2040 | TVA_Transmission_2_NonRTO_Midwest | TVA_Transmission | NonRTO_Midwest | Internal | Shoulder | B15 | 1203 | 700 | 0 | 53.58 | 45.58 | 9 | 0
2040 | TVA_Transmission_2_NonRTO_Midwest | TVA_Transmission | NonRTO_Midwest | Internal | Summer | B1 | 10 | 700 | 0 | 98.74 | 94.05 | 9 | 0
2040 | TVA_Transmission_2_NonRTO_Midwest | TVA_Transmission | NonRTO_Midwest | Internal | Summer | B2 | 25 | 700 | 0 | 98.67 | 94.05 | 9 | 0
2040 | TVA_Transmission_2_NonRTO_Midwest | TVA_Transmission | NonRTO_Midwest | Internal | Summer | B3 | 75 | 700 | 0 | 92.3 | 94.05 | 9 | 0
2040 | TVA_Transmission_2_NonRTO_Midwest | TVA_Transmission | NonRTO_Midwest | Internal | Summer | B4 | 100 | 700 | 0 | 90.04 | 94.05 | 9 | 0
2040 | TVA_Transmission_2_NonRTO_Midwest | TVA_Transmission | NonRTO_Midwest | Internal | Summer | B5 | 200 | 700 | 0 | 90.04 | 94.02 | 9 | 0
2040 | TVA_Transmission_2_NonRTO_Midwest | TVA_Transmission | NonRTO_Midwest | Internal | Summer | B6 | 300 | 700 | 0 | 70.84 | 77.35 | 9 | 0
2040 | TVA_Transmission_2_NonRTO_Midwest | TVA_Transmission | NonRTO_Midwest | Internal | Summer | B7 | 400 | 700 | 0 | 57.96 | 51.85 | 9 | 0
2040 | TVA_Transmission_2_NonRTO_Midwest | TVA_Transmission | NonRTO_Midwest | Internal | Summer | B8 | 500 | 700 | 0 | 57.28 | 51.79 | 9 | 0
2040 | TVA_Transmission_2_NonRTO_Midwest | TVA_Transmission | NonRTO_Midwest | Internal | Summer | B9 | 800 | 700 | 0 | 53.44 | 45.56 | 9 | 0
2040 | TVA_Transmission_2_NonRTO_Midwest | TVA_Transmission | NonRTO_Midwest | Internal | Summer | B10 | 1262 | 700 | 0 | 46.61 | 39.7 | 9 | 0
2040 | TVA_Transmission_2_NonRTO_Midwest | TVA_Transmission | NonRTO_Midwest | Internal | Winter | B16 | 25 | 700 | 0 | 75.27 | 79.91 | 9 | 0
2040 | TVA_Transmission_2_NonRTO_Midwest | TVA_Transmission | NonRTO_Midwest | Internal | Winter | B17 | 100 | 700 | 0 | 68.25 | 75.85 | 9 | 0
2040 | TVA_Transmission_2_NonRTO_Midwest | TVA_Transmission | NonRTO_Midwest | Internal | Winter | B18 | 400 | 700 | 0 | 61.94 | 67.08 | 9 | 0
2040 | TVA_Transmission_2_NonRTO_Midwest | TVA_Transmission | NonRTO_Midwest | Internal | Winter | B19 | 700 | 700 | 0 | 57.32 | 50.95 | 9 | 0
2040 | TVA_Transmission_2_NonRTO_Midwest | TVA_Transmission | NonRTO_Midwest | Internal | Winter | B20 | 935 | 700 | 0 | 53.56 | 45.56 | 9 | 0
2040 | TVA_Transmission_2_SOCO | TVA_Transmission | SOCO | Internal | Shoulder | B11 | 25 | 3200 | 0 | 90.03 | 93.3 | 9 | 0
2040 | TVA_Transmission_2_SOCO | TVA_Transmission | SOCO | Internal | Shoulder | B12 | 200 | 3200 | 0 | 67.16 | 59.58 | 9 | 0
2040 | TVA_Transmission_2_SOCO | TVA_Transmission | SOCO | Internal | Shoulder | B13 | 600 | 3200 | 0 | 58.88 | 59.58 | 9 | 0
2040 | TVA_Transmission_2_SOCO | TVA_Transmission | SOCO | Internal | Shoulder | B14 | 900 | 3200 | 0 | 57.55 | 59.58 | 9 | 0
2040 | TVA_Transmission_2_SOCO | TVA_Transmission | SOCO | Internal | Shoulder | B15 | 1203 | 3200 | 0 | 53.58 | 54.57 | 9 | 0
2040 | TVA_Transmission_2_SOCO | TVA_Transmission | SOCO | Internal | Summer | B1 | 10 | 3200 | 0 | 98.74 | 98.74 | 9 | 0
2040 | TVA_Transmission_2_SOCO | TVA_Transmission | SOCO | Internal | Summer | B2 | 25 | 3200 | 0 | 98.67 | 98.67 | 9 | 0
2040 | TVA_Transmission_2_SOCO | TVA_Transmission | SOCO | Internal | Summer | B3 | 75 | 3200 | 0 | 92.3 | 96.91 | 9 | 0
2040 | TVA_Transmission_2_SOCO | TVA_Transmission | SOCO | Internal | Summer | B4 | 100 | 3200 | 0 | 90.04 | 96.91 | 9 | 0
2040 | TVA_Transmission_2_SOCO | TVA_Transmission | SOCO | Internal | Summer | B5 | 200 | 3200 | 0 | 90.04 | 96.91 | 9 | 0
2040 | TVA_Transmission_2_SOCO | TVA_Transmission | SOCO | Internal | Summer | B6 | 300 | 3200 | 0 | 70.84 | 73.47 | 9 | 0
2040 | TVA_Transmission_2_SOCO | TVA_Transmission | SOCO | Internal | Summer | B7 | 400 | 3200 | 0 | 57.96 | 60.05 | 9 | 0
2040 | TVA_Transmission_2_SOCO | TVA_Transmission | SOCO | Internal | Summer | B8 | 500 | 3200 | 0 | 57.28 | 57.95 | 9 | 0
2040 | TVA_Transmission_2_SOCO | TVA_Transmission | SOCO | Internal | Summer | B9 | 800 | 3200 | 0 | 53.44 | 57.95 | 9 | 0
2040 | TVA_Transmission_2_SOCO | TVA_Transmission | SOCO | Internal | Summer | B10 | 1262 | 3200 | 0 | 46.61 | 53.32 | 9 | 0
2040 | TVA_Transmission_2_SOCO | TVA_Transmission | SOCO | Internal | Winter | B16 | 25 | 3200 | 1011.59 | 75.27 | 84.27 | 9 | 0
2040 | TVA_Transmission_2_SOCO | TVA_Transmission | SOCO | Internal | Winter | B17 | 100 | 3200 | 0 | 68.25 | 63.4 | 9 | 0
2040 | TVA_Transmission_2_SOCO | TVA_Transmission | SOCO | Internal | Winter | B18 | 400 | 3200 | 0 | 61.94 | 63.4 | 9 | 0
2040 | TVA_Transmission_2_SOCO | TVA_Transmission | SOCO | Internal | Winter | B19 | 700 | 3200 | 0 | 57.32 | 57.96 | 9 | 0
2040 | TVA_Transmission_2_SOCO | TVA_Transmission | SOCO | Internal | Winter | B20 | 935 | 3200 | 0 | 53.56 | 57.13 | 9 | 0
2040 | TVA_Transmission_2_TVA | TVA_Transmission | TVA | Internal | Shoulder | B11 | 25 | 99999 | 0 | 90.03 | 75.38 | 0.01 | 0
2040 | TVA_Transmission_2_TVA | TVA_Transmission | TVA | Internal | Shoulder | B12 | 200 | 99999 | 0 | 67.16 | 58.51 | 0.01 | 0
2040 | TVA_Transmission_2_TVA | TVA_Transmission | TVA | Internal | Shoulder | B13 | 600 | 99999 | 0 | 58.88 | 57.35 | 0.01 | 0
2040 | TVA_Transmission_2_TVA | TVA_Transmission | TVA | Internal | Shoulder | B14 | 900 | 99999 | 0 | 57.55 | 57.35 | 0.01 | 0
2040 | TVA_Transmission_2_TVA | TVA_Transmission | TVA | Internal | Shoulder | B15 | 1203 | 99999 | 706.75 | 53.58 | 53.59 | 0.01 | 0
2040 | TVA_Transmission_2_TVA | TVA_Transmission | TVA | Internal | Summer | B1 | 10 | 99999 | 3802.96 | 98.74 | 98.75 | 0.01 | 0
2040 | TVA_Transmission_2_TVA | TVA_Transmission | TVA | Internal | Summer | B2 | 25 | 99999 | 3403.16 | 98.67 | 98.68 | 0.01 | 0
2040 | TVA_Transmission_2_TVA | TVA_Transmission | TVA | Internal | Summer | B3 | 75 | 99999 | 1610.01 | 92.3 | 92.31 | 0.01 | 0
2040 | TVA_Transmission_2_TVA | TVA_Transmission | TVA | Internal | Summer | B4 | 100 | 99999 | 2150.93 | 90.04 | 90.05 | 0.01 | 0
2040 | TVA_Transmission_2_TVA | TVA_Transmission | TVA | Internal | Summer | B5 | 200 | 99999 | 491.97 | 90.04 | 90.05 | 0.01 | 0
2040 | TVA_Transmission_2_TVA | TVA_Transmission | TVA | Internal | Summer | B6 | 300 | 99999 | 0 | 70.84 | 61.47 | 0.01 | 0
2040 | TVA_Transmission_2_TVA | TVA_Transmission | TVA | Internal | Summer | B7 | 400 | 99999 | 0 | 57.96 | 56.94 | 0.01 | 0
2040 | TVA_Transmission_2_TVA | TVA_Transmission | TVA | Internal | Summer | B8 | 500 | 99999 | 0 | 57.28 | 56.94 | 0.01 | 0
2040 | TVA_Transmission_2_TVA | TVA_Transmission | TVA | Internal | Summer | B9 | 800 | 99999 | 964.29 | 53.44 | 53.45 | 0.01 | 0
2040 | TVA_Transmission_2_TVA | TVA_Transmission | TVA | Internal | Summer | B10 | 1262 | 99999 | 0 | 46.61 | 44.32 | 0.01 | 0
2040 | TVA_Transmission_2_TVA | TVA_Transmission | TVA | Internal | Winter | B16 | 25 | 99999 | 17.12 | 75.27 | 75.28 | 0.01 | 0
2040 | TVA_Transmission_2_TVA | TVA_Transmission | TVA | Internal | Winter | B17 | 100 | 99999 | 0 | 68.25 | 64.7 | 0.01 | 0
2040 | TVA_Transmission_2_TVA | TVA_Transmission | TVA | Internal | Winter | B18 | 400 | 99999 | 0 | 61.94 | 56.91 | 0.01 | 0
2040 | TVA_Transmission_2_TVA | TVA_Transmission | TVA | Internal | Winter | B19 | 700 | 99999 | 0 | 57.32 | 56.91 | 0.01 | 0
2040 | TVA_Transmission_2_TVA | TVA_Transmission | TVA | Internal | Winter | B20 | 935 | 99999 | 1365.34 | 53.56 | 53.57 | 0.01 | 0
2040 | TVA_Transmission_2_VACAR | TVA_Transmission | VACAR | Internal | Shoulder | B11 | 25 | 900 | 0 | 90.03 | 96.68 | 9 | 0
2040 | TVA_Transmission_2_VACAR | TVA_Transmission | VACAR | Internal | Shoulder | B12 | 200 | 900 | 0 | 67.16 | 60.16 | 9 | 0
2040 | TVA_Transmission_2_VACAR | TVA_Transmission | VACAR | Internal | Shoulder | B13 | 600 | 900 | 0 | 58.88 | 55.06 | 9 | 0
2040 | TVA_Transmission_2_VACAR | TVA_Transmission | VACAR | Internal | Shoulder | B14 | 900 | 900 | 0 | 57.55 | 52.58 | 9 | 0
2040 | TVA_Transmission_2_VACAR | TVA_Transmission | VACAR | Internal | Shoulder | B15 | 1203 | 900 | 0 | 53.58 | 46.58 | 9 | 0
2040 | TVA_Transmission_2_VACAR | TVA_Transmission | VACAR | Internal | Summer | B1 | 10 | 900 | 0 | 98.74 | 92.69 | 9 | 0
2040 | TVA_Transmission_2_VACAR | TVA_Transmission | VACAR | Internal | Summer | B2 | 25 | 900 | 0 | 98.67 | 94.94 | 9 | 0
2040 | TVA_Transmission_2_VACAR | TVA_Transmission | VACAR | Internal | Summer | B3 | 75 | 900 | 0 | 92.3 | 92.69 | 9 | 0
2040 | TVA_Transmission_2_VACAR | TVA_Transmission | VACAR | Internal | Summer | B4 | 100 | 900 | 0 | 90.04 | 90.04 | 9 | 0
2040 | TVA_Transmission_2_VACAR | TVA_Transmission | VACAR | Internal | Summer | B5 | 200 | 900 | 0 | 90.04 | 92.69 | 9 | 0
2040 | TVA_Transmission_2_VACAR | TVA_Transmission | VACAR | Internal | Summer | B6 | 300 | 900 | 0 | 70.84 | 68.15 | 9 | 0
2040 | TVA_Transmission_2_VACAR | TVA_Transmission | VACAR | Internal | Summer | B7 | 400 | 900 | 0 | 57.96 | 60.38 | 9 | 0
2040 | TVA_Transmission_2_VACAR | TVA_Transmission | VACAR | Internal | Summer | B8 | 500 | 900 | 0 | 57.28 | 57.5 | 9 | 0
2040 | TVA_Transmission_2_VACAR | TVA_Transmission | VACAR | Internal | Summer | B9 | 800 | 900 | 0 | 53.44 | 52.69 | 9 | 0
2040 | TVA_Transmission_2_VACAR | TVA_Transmission | VACAR | Internal | Summer | B10 | 1262 | 900 | 0 | 46.61 | 47.96 | 9 | 0
2040 | TVA_Transmission_2_VACAR | TVA_Transmission | VACAR | Internal | Winter | B16 | 25 | 900 | 0 | 75.27 | 77.27 | 9 | 0
2040 | TVA_Transmission_2_VACAR | TVA_Transmission | VACAR | Internal | Winter | B17 | 100 | 900 | 0 | 68.25 | 63.74 | 9 | 0
2040 | TVA_Transmission_2_VACAR | TVA_Transmission | VACAR | Internal | Winter | B18 | 400 | 900 | 0 | 61.94 | 60.67 | 9 | 0
2040 | TVA_Transmission_2_VACAR | TVA_Transmission | VACAR | Internal | Winter | B19 | 700 | 900 | 0 | 57.32 | 50.96 | 9 | 0
2040 | TVA_Transmission_2_VACAR | TVA_Transmission | VACAR | Internal | Winter | B20 | 935 | 900 | 0 | 53.56 | 46.02 | 9 | 0
2040 | VACAR_2_SOCO | VACAR | SOCO | Internal | Shoulder | B11 | 25 | 3000 | 0 | 96.68 | 93.3 | 7 | 0
2040 | VACAR_2_SOCO | VACAR | SOCO | Internal | Shoulder | B12 | 200 | 3000 | 0 | 60.16 | 59.58 | 7 | 0
2040 | VACAR_2_SOCO | VACAR | SOCO | Internal | Shoulder | B13 | 600 | 3000 | 0 | 55.06 | 59.58 | 7 | 0
2040 | VACAR_2_SOCO | VACAR | SOCO | Internal | Shoulder | B14 | 900 | 3000 | 40.74 | 52.58 | 59.58 | 7 | 0
2040 | VACAR_2_SOCO | VACAR | SOCO | Internal | Shoulder | B15 | 1203 | 3000 | 3000 | 46.58 | 54.57 | 7 | 0.99
2040 | VACAR_2_SOCO | VACAR | SOCO | Internal | Summer | B1 | 10 | 3000 | 0 | 92.69 | 98.74 | 7 | 0
2040 | VACAR_2_SOCO | VACAR | SOCO | Internal | Summer | B2 | 25 | 3000 | 0 | 94.94 | 98.67 | 7 | 0
2040 | VACAR_2_SOCO | VACAR | SOCO | Internal | Summer | B3 | 75 | 3000 | 0 | 92.69 | 96.91 | 7 | 0
2040 | VACAR_2_SOCO | VACAR | SOCO | Internal | Summer | B4 | 100 | 3000 | 0 | 90.04 | 96.91 | 7 | 0
2040 | VACAR_2_SOCO | VACAR | SOCO | Internal | Summer | B5 | 200 | 3000 | 0 | 92.69 | 96.91 | 7 | 0
2040 | VACAR_2_SOCO | VACAR | SOCO | Internal | Summer | B6 | 300 | 3000 | 0 | 68.15 | 73.47 | 7 | 0
2040 | VACAR_2_SOCO | VACAR | SOCO | Internal | Summer | B7 | 400 | 3000 | 0 | 60.38 | 60.05 | 7 | 0
2040 | VACAR_2_SOCO | VACAR | SOCO | Internal | Summer | B8 | 500 | 3000 | 0 | 57.5 | 57.95 | 7 | 0
2040 | VACAR_2_SOCO | VACAR | SOCO | Internal | Summer | B9 | 800 | 3000 | 0 | 52.69 | 57.95 | 7 | 0
2040 | VACAR_2_SOCO | VACAR | SOCO | Internal | Summer | B10 | 1262 | 3000 | 0 | 47.96 | 53.32 | 7 | 0
2040 | VACAR_2_SOCO | VACAR | SOCO | Internal | Winter | B16 | 25 | 3000 | 1841.05 | 77.27 | 84.27 | 7 | 0
2040 | VACAR_2_SOCO | VACAR | SOCO | Internal | Winter | B17 | 100 | 3000 | 0 | 63.74 | 63.4 | 7 | 0
2040 | VACAR_2_SOCO | VACAR | SOCO | Internal | Winter | B18 | 400 | 3000 | 0 | 60.67 | 63.4 | 7 | 0
2040 | VACAR_2_SOCO | VACAR | SOCO | Internal | Winter | B19 | 700 | 3000 | 2698.96 | 50.96 | 57.96 | 7 | 0
2040 | VACAR_2_SOCO | VACAR | SOCO | Internal | Winter | B20 | 935 | 3000 | 3000 | 46.02 | 57.13 | 7 | 4.11
2040 | VACAR_2_TVA_Transmission | VACAR | TVA_Transmission | Internal | Shoulder | B11 | 25 | 900 | 0 | 96.68 | 90.03 | 7 | 0
2040 | VACAR_2_TVA_Transmission | VACAR | TVA_Transmission | Internal | Shoulder | B12 | 200 | 900 | 261.94 | 60.16 | 67.16 | 7 | 0
2040 | VACAR_2_TVA_Transmission | VACAR | TVA_Transmission | Internal | Shoulder | B13 | 600 | 900 | 0 | 55.06 | 58.88 | 7 | 0
2040 | VACAR_2_TVA_Transmission | VACAR | TVA_Transmission | Internal | Shoulder | B14 | 900 | 900 | 0 | 52.58 | 57.55 | 7 | 0
2040 | VACAR_2_TVA_Transmission | VACAR | TVA_Transmission | Internal | Shoulder | B15 | 1203 | 900 | 406.14 | 46.58 | 53.58 | 7 | 0
2040 | VACAR_2_TVA_Transmission | VACAR | TVA_Transmission | Internal | Summer | B1 | 10 | 900 | 0 | 92.69 | 98.74 | 7 | 0
2040 | VACAR_2_TVA_Transmission | VACAR | TVA_Transmission | Internal | Summer | B2 | 25 | 900 | 0 | 94.94 | 98.67 | 7 | 0
2040 | VACAR_2_TVA_Transmission | VACAR | TVA_Transmission | Internal | Summer | B3 | 75 | 900 | 0 | 92.69 | 92.3 | 7 | 0
2040 | VACAR_2_TVA_Transmission | VACAR | TVA_Transmission | Internal | Summer | B4 | 100 | 900 | 0 | 90.04 | 90.04 | 7 | 0
2040 | VACAR_2_TVA_Transmission | VACAR | TVA_Transmission | Internal | Summer | B5 | 200 | 900 | 0 | 92.69 | 90.04 | 7 | 0
2040 | VACAR_2_TVA_Transmission | VACAR | TVA_Transmission | Internal | Summer | B6 | 300 | 900 | 0 | 68.15 | 70.84 | 7 | 0
2040 | VACAR_2_TVA_Transmission | VACAR | TVA_Transmission | Internal | Summer | B7 | 400 | 900 | 0 | 60.38 | 57.96 | 7 | 0
2040 | VACAR_2_TVA_Transmission | VACAR | TVA_Transmission | Internal | Summer | B8 | 500 | 900 | 0 | 57.5 | 57.28 | 7 | 0
2040 | VACAR_2_TVA_Transmission | VACAR | TVA_Transmission | Internal | Summer | B9 | 800 | 900 | 0 | 52.69 | 53.44 | 7 | 0
2040 | VACAR_2_TVA_Transmission | VACAR | TVA_Transmission | Internal | Summer | B10 | 1262 | 900 | 0 | 47.96 | 46.61 | 7 | 0
2040 | VACAR_2_TVA_Transmission | VACAR | TVA_Transmission | Internal | Winter | B16 | 25 | 900 | 0 | 77.27 | 75.27 | 7 | 0
2040 | VACAR_2_TVA_Transmission | VACAR | TVA_Transmission | Internal | Winter | B17 | 100 | 900 | 0 | 63.74 | 68.25 | 7 | 0
2040 | VACAR_2_TVA_Transmission | VACAR | TVA_Transmission | Internal | Winter | B18 | 400 | 900 | 0 | 60.67 | 61.94 | 7 | 0
2040 | VACAR_2_TVA_Transmission | VACAR | TVA_Transmission | Internal | Winter | B19 | 700 | 900 | 0 | 50.96 | 57.32 | 7 | 0
2040 | VACAR_2_TVA_Transmission | VACAR | TVA_Transmission | Internal | Winter | B20 | 935 | 900 | 900 | 46.02 | 53.56 | 7 | 0.54
2015 | AZ_NM_SNV_Coal_2_SPP_S | AZ_NM_SNV_Coal | SPP_S | External | Shoulder | B11 | 25 | 400 | 400 | 39.01 | 54.07 | 8.17 | 6.89
2015 | AZ_NM_SNV_Coal_2_SPP_S | AZ_NM_SNV_Coal | SPP_S | External | Shoulder | B12 | 200 | 400 | 0 | 39.01 | 40.68 | 8.17 | 0
2015 | AZ_NM_SNV_Coal_2_SPP_S | AZ_NM_SNV_Coal | SPP_S | External | Shoulder | B13 | 600 | 400 | 0 | 38.98 | 39.32 | 8.17 | 0
2015 | AZ_NM_SNV_Coal_2_SPP_S | AZ_NM_SNV_Coal | SPP_S | External | Shoulder | B14 | 900 | 400 | 0 | 38.98 | 38.94 | 8.17 | 0
2015 | AZ_NM_SNV_Coal_2_SPP_S | AZ_NM_SNV_Coal | SPP_S | External | Shoulder | B15 | 1203 | 400 | 0 | 38.95 | 37.63 | 8.17 | 0
2015 | AZ_NM_SNV_Coal_2_SPP_S | AZ_NM_SNV_Coal | SPP_S | External | Summer | B1 | 10 | 400 | 0 | 57.55 | 55.79 | 8.17 | 0
2015 | AZ_NM_SNV_Coal_2_SPP_S | AZ_NM_SNV_Coal | SPP_S | External | Summer | B2 | 25 | 400 | 0 | 57.55 | 59.76 | 8.17 | 0
2015 | AZ_NM_SNV_Coal_2_SPP_S | AZ_NM_SNV_Coal | SPP_S | External | Summer | B3 | 75 | 400 | 0 | 57.55 | 54.49 | 8.17 | 0
2015 | AZ_NM_SNV_Coal_2_SPP_S | AZ_NM_SNV_Coal | SPP_S | External | Summer | B4 | 100 | 400 | 0 | 55.54 | 52.64 | 8.17 | 0
2015 | AZ_NM_SNV_Coal_2_SPP_S | AZ_NM_SNV_Coal | SPP_S | External | Summer | B5 | 200 | 400 | 0 | 47.12 | 52.64 | 8.17 | 0
2015 | AZ_NM_SNV_Coal_2_SPP_S | AZ_NM_SNV_Coal | SPP_S | External | Summer | B6 | 300 | 400 | 400 | 41.65 | 51.13 | 8.17 | 1.31
2015 | AZ_NM_SNV_Coal_2_SPP_S | AZ_NM_SNV_Coal | SPP_S | External | Summer | B7 | 400 | 400 | 0 | 38.98 | 44.02 | 8.17 | 0
2015 | AZ_NM_SNV_Coal_2_SPP_S | AZ_NM_SNV_Coal | SPP_S | External | Summer | B8 | 500 | 400 | 0 | 38.97 | 38 | 8.17 | 0
2015 | AZ_NM_SNV_Coal_2_SPP_S | AZ_NM_SNV_Coal | SPP_S | External | Summer | B9 | 800 | 400 | 0 | 38.95 | 36.36 | 8.17 | 0
2015 | AZ_NM_SNV_Coal_2_SPP_S | AZ_NM_SNV_Coal | SPP_S | External | Summer | B10 | 1262 | 400 | 0 | 37.83 | 36.28 | 8.17 | 0
2015 | AZ_NM_SNV_Coal_2_SPP_S | AZ_NM_SNV_Coal | SPP_S | External | Winter | B16 | 25 | 400 | 400 | 41.47 | 52.94 | 8.17 | 3.3
2015 | AZ_NM_SNV_Coal_2_SPP_S | AZ_NM_SNV_Coal | SPP_S | External | Winter | B17 | 100 | 400 | 0 | 41.34 | 41.83 | 8.17 | 0
2015 | AZ_NM_SNV_Coal_2_SPP_S | AZ_NM_SNV_Coal | SPP_S | External | Winter | B18 | 400 | 400 | 0 | 41.34 | 40.11 | 8.17 | 0
2015 | AZ_NM_SNV_Coal_2_SPP_S | AZ_NM_SNV_Coal | SPP_S | External | Winter | B19 | 700 | 400 | 0 | 41.34 | 40.11 | 8.17 | 0
2015 | AZ_NM_SNV_Coal_2_SPP_S | AZ_NM_SNV_Coal | SPP_S | External | Winter | B20 | 935 | 400 | 0 | 41.32 | 40.02 | 8.17 | 0
2015 | MAPP_US_2_RMPA | MAPP_US | RMPA | External | Shoulder | B11 | 25 | 200 | 0 | 48.04 | 40.04 | 8 | 0
2015 | MAPP_US_2_RMPA | MAPP_US | RMPA | External | Shoulder | B12 | 200 | 200 | 0 | 33.66 | 40.04 | 8 | 0
2015 | MAPP_US_2_RMPA | MAPP_US | RMPA | External | Shoulder | B13 | 600 | 200 | 0 | 32.3 | 40.04 | 8 | 0
2015 | MAPP_US_2_RMPA | MAPP_US | RMPA | External | Shoulder | B14 | 900 | 200 | 200 | 31.91 | 40.04 | 8 | 0.12
2015 | MAPP_US_2_RMPA | MAPP_US | RMPA | External | Shoulder | B15 | 1203 | 200 | 199.09 | 31.91 | 39.91 | 8 | 0
2015 | MAPP_US_2_RMPA | MAPP_US | RMPA | External | Summer | B1 | 10 | 200 | 0 | 53.78 | 60.29 | 8 | 0
2015 | MAPP_US_2_RMPA | MAPP_US | RMPA | External | Summer | B2 | 25 | 200 | 0 | 52.76 | 53.71 | 8 | 0
2015 | MAPP_US_2_RMPA | MAPP_US | RMPA | External | Summer | B3 | 75 | 200 | 0 | 52.76 | 53.71 | 8 | 0
2015 | MAPP_US_2_RMPA | MAPP_US | RMPA | External | Summer | B4 | 100 | 200 | 0 | 49.45 | 48.46 | 8 | 0
2015 | MAPP_US_2_RMPA | MAPP_US | RMPA | External | Summer | B5 | 200 | 200 | 0 | 48.12 | 47.12 | 8 | 0
2015 | MAPP_US_2_RMPA | MAPP_US | RMPA | External | Summer | B6 | 300 | 200 | 0 | 44.1 | 41.81 | 8 | 0
2015 | MAPP_US_2_RMPA | MAPP_US | RMPA | External | Summer | B7 | 400 | 200 | 0 | 34.34 | 38.5 | 8 | 0
2015 | MAPP_US_2_RMPA | MAPP_US | RMPA | External | Summer | B8 | 500 | 200 | 200 | 30.24 | 38.5 | 8 | 0.26
2015 | MAPP_US_2_RMPA | MAPP_US | RMPA | External | Summer | B9 | 800 | 200 | 200 | 29.34 | 38.5 | 8 | 1.17
2015 | MAPP_US_2_RMPA | MAPP_US | RMPA | External | Summer | B10 | 1262 | 200 | 200 | 29.11 | 38.5 | 8 | 1.39
2015 | MAPP_US_2_RMPA | MAPP_US | RMPA | External | Winter | B16 | 25 | 200 | 0 | 41.77 | 49.48 | 8 | 0
2015 | MAPP_US_2_RMPA | MAPP_US | RMPA | External | Winter | B17 | 100 | 200 | 0 | 36.18 | 42.95 | 8 | 0
2015 | MAPP_US_2_RMPA | MAPP_US | RMPA | External | Winter | B18 | 400 | 200 | 200 | 33.08 | 42.95 | 8 | 1.87
2015 | MAPP_US_2_RMPA | MAPP_US | RMPA | External | Winter | B19 | 700 | 200 | 200 | 33.08 | 42.95 | 8 | 1.87
2015 | MAPP_US_2_RMPA | MAPP_US | RMPA | External | Winter | B20 | 935 | 200 | 0 | 32.34 | 35.93 | 8 | 0
2015 | NE_2_RMPA | NE | RMPA | External | Shoulder | B11 | 25 | 310 | 0 | 55.04 | 40.04 | 5 | 0
2015 | NE_2_RMPA | NE | RMPA | External | Shoulder | B12 | 200 | 310 | 0 | 40.66 | 40.04 | 5 | 0
2015 | NE_2_RMPA | NE | RMPA | External | Shoulder | B13 | 600 | 310 | 0 | 39.3 | 40.04 | 5 | 0
2015 | NE_2_RMPA | NE | RMPA | External | Shoulder | B14 | 900 | 310 | 0 | 38.91 | 40.04 | 5 | 0
2015 | NE_2_RMPA | NE | RMPA | External | Shoulder | B15 | 1203 | 310 | 0 | 37.6 | 39.91 | 5 | 0
2015 | NE_2_RMPA | NE | RMPA | External | Summer | B1 | 10 | 310 | 0 | 60.78 | 60.29 | 5 | 0
2015 | NE_2_RMPA | NE | RMPA | External | Summer | B2 | 25 | 310 | 0 | 59.76 | 53.71 | 5 | 0
2015 | NE_2_RMPA | NE | RMPA | External | Summer | B3 | 75 | 310 | 0 | 59.76 | 53.71 | 5 | 0
2015 | NE_2_RMPA | NE | RMPA | External | Summer | B4 | 100 | 310 | 0 | 56.45 | 48.46 | 5 | 0
2015 | NE_2_RMPA | NE | RMPA | External | Summer | B5 | 200 | 310 | 0 | 55.12 | 47.12 | 5 | 0
2015 | NE_2_RMPA | NE | RMPA | External | Summer | B6 | 300 | 310 | 0 | 51.1 | 41.81 | 5 | 0
2015 | NE_2_RMPA | NE | RMPA | External | Summer | B7 | 400 | 310 | 0 | 43.99 | 38.5 | 5 | 0
2015 | NE_2_RMPA | NE | RMPA | External | Summer | B8 | 500 | 310 | 0 | 37.24 | 38.5 | 5 | 0
2015 | NE_2_RMPA | NE | RMPA | External | Summer | B9 | 800 | 310 | 0 | 36.34 | 38.5 | 5 | 0
2015 | NE_2_RMPA | NE | RMPA | External | Summer | B10 | 1262 | 310 | 0 | 36.11 | 38.5 | 5 | 0
2015 | NE_2_RMPA | NE | RMPA | External | Winter | B16 | 25 | 310 | 0 | 48.77 | 49.48 | 5 | 0
2015 | NE_2_RMPA | NE | RMPA | External | Winter | B17 | 100 | 310 | 0 | 41.81 | 42.95 | 5 | 0
2015 | NE_2_RMPA | NE | RMPA | External | Winter | B18 | 400 | 310 | 0 | 40.08 | 42.95 | 5 | 0
2015 | NE_2_RMPA | NE | RMPA | External | Winter | B19 | 700 | 310 | 0 | 40.08 | 42.95 | 5 | 0
2015 | NE_2_RMPA | NE | RMPA | External | Winter | B20 | 935 | 310 | 0 | 39.34 | 35.93 | 5 | 0
2015 | NWPP_Coal_2_MAPP_US | NWPP_Coal | MAPP_US | External | Shoulder | B11 | 25 | 150 | 150 | 38.95 | 48.04 | 8 | 1.08
2015 | NWPP_Coal_2_MAPP_US | NWPP_Coal | MAPP_US | External | Shoulder | B12 | 200 | 150 | 0 | 38.95 | 33.66 | 8 | 0
2015 | NWPP_Coal_2_MAPP_US | NWPP_Coal | MAPP_US | External | Shoulder | B13 | 600 | 150 | 0 | 38.95 | 32.3 | 8 | 0
2015 | NWPP_Coal_2_MAPP_US | NWPP_Coal | MAPP_US | External | Shoulder | B14 | 900 | 150 | 0 | 38.95 | 31.91 | 8 | 0
2015 | NWPP_Coal_2_MAPP_US | NWPP_Coal | MAPP_US | External | Shoulder | B15 | 1203 | 150 | 0 | 38.95 | 31.91 | 8 | 0
2015 | NWPP_Coal_2_MAPP_US | NWPP_Coal | MAPP_US | External | Summer | B1 | 10 | 150 | 150 | 38.95 | 53.78 | 8 | 6.82
2015 | NWPP_Coal_2_MAPP_US | NWPP_Coal | MAPP_US | External | Summer | B2 | 25 | 150 | 150 | 38.95 | 52.76 | 8 | 5.81
2015 | NWPP_Coal_2_MAPP_US | NWPP_Coal | MAPP_US | External | Summer | B3 | 75 | 150 | 150 | 38.95 | 52.76 | 8 | 5.81
2015 | NWPP_Coal_2_MAPP_US | NWPP_Coal | MAPP_US | External | Summer | B4 | 100 | 150 | 150 | 38.95 | 49.45 | 8 | 2.5
2015 | NWPP_Coal_2_MAPP_US | NWPP_Coal | MAPP_US | External | Summer | B5 | 200 | 150 | 150 | 38.95 | 48.12 | 8 | 1.17
2015 | NWPP_Coal_2_MAPP_US | NWPP_Coal | MAPP_US | External | Summer | B6 | 300 | 150 | 0 | 38.95 | 44.1 | 8 | 0
2015 | NWPP_Coal_2_MAPP_US | NWPP_Coal | MAPP_US | External | Summer | B7 | 400 | 150 | 0 | 38.95 | 34.34 | 8 | 0
2015 | NWPP_Coal_2_MAPP_US | NWPP_Coal | MAPP_US | External | Summer | B8 | 500 | 150 | 0 | 38.95 | 30.24 | 8 | 0
2015 | NWPP_Coal_2_MAPP_US | NWPP_Coal | MAPP_US | External | Summer | B9 | 800 | 150 | 0 | 38.95 | 29.34 | 8 | 0
2015 | NWPP_Coal_2_MAPP_US | NWPP_Coal | MAPP_US | External | Summer | B10 | 1262 | 150 | 0 | 38.95 | 29.11 | 8 | 0
2015 | NWPP_Coal_2_MAPP_US | NWPP_Coal | MAPP_US | External | Winter | B16 | 25 | 150 | 0 | 41.32 | 41.77 | 8 | 0
2015 | NWPP_Coal_2_MAPP_US | NWPP_Coal | MAPP_US | External | Winter | B17 | 100 | 150 | 0 | 41.32 | 36.18 | 8 | 0
2015 | NWPP_Coal_2_MAPP_US | NWPP_Coal | MAPP_US | External | Winter | B18 | 400 | 150 | 0 | 41.32 | 33.08 | 8 | 0
2015 | NWPP_Coal_2_MAPP_US | NWPP_Coal | MAPP_US | External | Winter | B19 | 700 | 150 | 0 | 41.32 | 33.08 | 8 | 0
2015 | NWPP_Coal_2_MAPP_US | NWPP_Coal | MAPP_US | External | Winter | B20 | 935 | 150 | 0 | 41.32 | 32.34 | 8 | 0
2015 | RMPA_2_MAPP_US | RMPA | MAPP_US | External | Shoulder | B11 | 25 | 200 | 163.42 | 40.04 | 48.04 | 8 | 0
2015 | RMPA_2_MAPP_US | RMPA | MAPP_US | External | Shoulder | B12 | 200 | 200 | 0 | 40.04 | 33.66 | 8 | 0
2015 | RMPA_2_MAPP_US | RMPA | MAPP_US | External | Shoulder | B13 | 600 | 200 | 0 | 40.04 | 32.3 | 8 | 0
2015 | RMPA_2_MAPP_US | RMPA | MAPP_US | External | Shoulder | B14 | 900 | 200 | 0 | 40.04 | 31.91 | 8 | 0
2015 | RMPA_2_MAPP_US | RMPA | MAPP_US | External | Shoulder | B15 | 1203 | 200 | 0 | 39.91 | 31.91 | 8 | 0
2015 | RMPA_2_MAPP_US | RMPA | MAPP_US | External | Summer | B1 | 10 | 200 | 0 | 60.29 | 53.78 | 8 | 0
2015 | RMPA_2_MAPP_US | RMPA | MAPP_US | External | Summer | B2 | 25 | 200 | 0 | 53.71 | 52.76 | 8 | 0
2015 | RMPA_2_MAPP_US | RMPA | MAPP_US | External | Summer | B3 | 75 | 200 | 0 | 53.71 | 52.76 | 8 | 0
2015 | RMPA_2_MAPP_US | RMPA | MAPP_US | External | Summer | B4 | 100 | 200 | 0 | 48.46 | 49.45 | 8 | 0
2015 | RMPA_2_MAPP_US | RMPA | MAPP_US | External | Summer | B5 | 200 | 200 | 0 | 47.12 | 48.12 | 8 | 0
2015 | RMPA_2_MAPP_US | RMPA | MAPP_US | External | Summer | B6 | 300 | 200 | 0 | 41.81 | 44.1 | 8 | 0
2015 | RMPA_2_MAPP_US | RMPA | MAPP_US | External | Summer | B7 | 400 | 200 | 0 | 38.5 | 34.34 | 8 | 0
2015 | RMPA_2_MAPP_US | RMPA | MAPP_US | External | Summer | B8 | 500 | 200 | 0 | 38.5 | 30.24 | 8 | 0
2015 | RMPA_2_MAPP_US | RMPA | MAPP_US | External | Summer | B9 | 800 | 200 | 0 | 38.5 | 29.34 | 8 | 0
2015 | RMPA_2_MAPP_US | RMPA | MAPP_US | External | Summer | B10 | 1262 | 200 | 0 | 38.5 | 29.11 | 8 | 0
2015 | RMPA_2_MAPP_US | RMPA | MAPP_US | External | Winter | B16 | 25 | 200 | 0 | 49.48 | 41.77 | 8 | 0
2015 | RMPA_2_MAPP_US | RMPA | MAPP_US | External | Winter | B17 | 100 | 200 | 0 | 42.95 | 36.18 | 8 | 0
2015 | RMPA_2_MAPP_US | RMPA | MAPP_US | External | Winter | B18 | 400 | 200 | 0 | 42.95 | 33.08 | 8 | 0
2015 | RMPA_2_MAPP_US | RMPA | MAPP_US | External | Winter | B19 | 700 | 200 | 0 | 42.95 | 33.08 | 8 | 0
2015 | RMPA_2_MAPP_US | RMPA | MAPP_US | External | Winter | B20 | 935 | 200 | 0 | 35.93 | 32.34 | 8 | 0
2015 | RMPA_2_NE | RMPA | NE | External | Shoulder | B11 | 25 | 310 | 310 | 40.04 | 55.04 | 8 | 7
2015 | RMPA_2_NE | RMPA | NE | External | Shoulder | B12 | 200 | 310 | 0 | 40.04 | 40.66 | 8 | 0
2015 | RMPA_2_NE | RMPA | NE | External | Shoulder | B13 | 600 | 310 | 0 | 40.04 | 39.3 | 8 | 0
2015 | RMPA_2_NE | RMPA | NE | External | Shoulder | B14 | 900 | 310 | 0 | 40.04 | 38.91 | 8 | 0
2015 | RMPA_2_NE | RMPA | NE | External | Shoulder | B15 | 1203 | 310 | 0 | 39.91 | 37.6 | 8 | 0
2015 | RMPA_2_NE | RMPA | NE | External | Summer | B1 | 10 | 310 | 0 | 60.29 | 60.78 | 8 | 0
2015 | RMPA_2_NE | RMPA | NE | External | Summer | B2 | 25 | 310 | 0 | 53.71 | 59.76 | 8 | 0
2015 | RMPA_2_NE | RMPA | NE | External | Summer | B3 | 75 | 310 | 0 | 53.71 | 59.76 | 8 | 0
2015 | RMPA_2_NE | RMPA | NE | External | Summer | B4 | 100 | 310 | 0 | 48.46 | 56.45 | 8 | 0
2015 | RMPA_2_NE | RMPA | NE | External | Summer | B5 | 200 | 310 | 226.69 | 47.12 | 55.12 | 8 | 0
2015 | RMPA_2_NE | RMPA | NE | External | Summer | B6 | 300 | 310 | 310 | 41.81 | 51.1 | 8 | 1.29
2015 | RMPA_2_NE | RMPA | NE | External | Summer | B7 | 400 | 310 | 0 | 38.5 | 43.99 | 8 | 0
2015 | RMPA_2_NE | RMPA | NE | External | Summer | B8 | 500 | 310 | 0 | 38.5 | 37.24 | 8 | 0
2015 | RMPA_2_NE | RMPA | NE | External | Summer | B9 | 800 | 310 | 0 | 38.5 | 36.34 | 8 | 0
2015 | RMPA_2_NE | RMPA | NE | External | Summer | B10 | 1262 | 310 | 0 | 38.5 | 36.11 | 8 | 0
2015 | RMPA_2_NE | RMPA | NE | External | Winter | B16 | 25 | 310 | 0 | 49.48 | 48.77 | 8 | 0
2015 | RMPA_2_NE | RMPA | NE | External | Winter | B17 | 100 | 310 | 0 | 42.95 | 41.81 | 8 | 0
2015 | RMPA_2_NE | RMPA | NE | External | Winter | B18 | 400 | 310 | 0 | 42.95 | 40.08 | 8 | 0
2015 | RMPA_2_NE | RMPA | NE | External | Winter | B19 | 700 | 310 | 0 | 42.95 | 40.08 | 8 | 0
2015 | RMPA_2_NE | RMPA | NE | External | Winter | B20 | 935 | 310 | 0 | 35.93 | 39.34 | 8 | 0
2015 | RMPA_2_SPP_N | RMPA | SPP_N | External | Shoulder | B11 | 25 | 210 | 210 | 40.04 | 55.05 | 8 | 7.01
2015 | RMPA_2_SPP_N | RMPA | SPP_N | External | Shoulder | B12 | 200 | 210 | 0 | 40.04 | 40.67 | 8 | 0
2015 | RMPA_2_SPP_N | RMPA | SPP_N | External | Shoulder | B13 | 600 | 210 | 0 | 40.04 | 39.31 | 8 | 0
2015 | RMPA_2_SPP_N | RMPA | SPP_N | External | Shoulder | B14 | 900 | 210 | 0 | 40.04 | 38.93 | 8 | 0
2015 | RMPA_2_SPP_N | RMPA | SPP_N | External | Shoulder | B15 | 1203 | 210 | 0 | 39.91 | 37.62 | 8 | 0
2015 | RMPA_2_SPP_N | RMPA | SPP_N | External | Summer | B1 | 10 | 210 | 0 | 60.29 | 60.79 | 8 | 0
2015 | RMPA_2_SPP_N | RMPA | SPP_N | External | Summer | B2 | 25 | 210 | 0 | 53.71 | 59.77 | 8 | 0
2015 | RMPA_2_SPP_N | RMPA | SPP_N | External | Summer | B3 | 75 | 210 | 0 | 53.71 | 59.77 | 8 | 0
2015 | RMPA_2_SPP_N | RMPA | SPP_N | External | Summer | B4 | 100 | 210 | 152.23 | 48.46 | 56.46 | 8 | 0
2015 | RMPA_2_SPP_N | RMPA | SPP_N | External | Summer | B5 | 200 | 210 | 210 | 47.12 | 55.13 | 8 | 0.01
2015 | RMPA_2_SPP_N | RMPA | SPP_N | External | Summer | B6 | 300 | 210 | 210 | 41.81 | 51.11 | 8 | 1.31
2015 | RMPA_2_SPP_N | RMPA | SPP_N | External | Summer | B7 | 400 | 210 | 0 | 38.5 | 44.01 | 8 | 0
2015 | RMPA_2_SPP_N | RMPA | SPP_N | External | Summer | B8 | 500 | 210 | 0 | 38.5 | 37.98 | 8 | 0
2015 | RMPA_2_SPP_N | RMPA | SPP_N | External | Summer | B9 | 800 | 210 | 0 | 38.5 | 36.35 | 8 | 0
2015 | RMPA_2_SPP_N | RMPA | SPP_N | External | Summer | B10 | 1262 | 210 | 0 | 38.5 | 36.12 | 8 | 0
2015 | RMPA_2_SPP_N | RMPA | SPP_N | External | Winter | B16 | 25 | 210 | 0 | 49.48 | 52.92 | 8 | 0
2015 | RMPA_2_SPP_N | RMPA | SPP_N | External | Winter | B17 | 100 | 210 | 0 | 42.95 | 41.82 | 8 | 0
2015 | RMPA_2_SPP_N | RMPA | SPP_N | External | Winter | B18 | 400 | 210 | 0 | 42.95 | 40.09 | 8 | 0
2015 | RMPA_2_SPP_N | RMPA | SPP_N | External | Winter | B19 | 700 | 210 | 0 | 42.95 | 40.09 | 8 | 0
2015 | RMPA_2_SPP_N | RMPA | SPP_N | External | Winter | B20 | 935 | 210 | 0 | 35.93 | 39.35 | 8 | 0
2015 | SPP_N_2_RMPA | SPP_N | RMPA | External | Shoulder | B11 | 25 | 210 | 0 | 55.05 | 40.04 | 5 | 0
2015 | SPP_N_2_RMPA | SPP_N | RMPA | External | Shoulder | B12 | 200 | 210 | 0 | 40.67 | 40.04 | 5 | 0
2015 | SPP_N_2_RMPA | SPP_N | RMPA | External | Shoulder | B13 | 600 | 210 | 0 | 39.31 | 40.04 | 5 | 0
2015 | SPP_N_2_RMPA | SPP_N | RMPA | External | Shoulder | B14 | 900 | 210 | 0 | 38.93 | 40.04 | 5 | 0
2015 | SPP_N_2_RMPA | SPP_N | RMPA | External | Shoulder | B15 | 1203 | 210 | 0 | 37.62 | 39.91 | 5 | 0
2015 | SPP_N_2_RMPA | SPP_N | RMPA | External | Summer | B1 | 10 | 210 | 0 | 60.79 | 60.29 | 5 | 0
2015 | SPP_N_2_RMPA | SPP_N | RMPA | External | Summer | B2 | 25 | 210 | 0 | 59.77 | 53.71 | 5 | 0
2015 | SPP_N_2_RMPA | SPP_N | RMPA | External | Summer | B3 | 75 | 210 | 0 | 59.77 | 53.71 | 5 | 0
2015 | SPP_N_2_RMPA | SPP_N | RMPA | External | Summer | B4 | 100 | 210 | 0 | 56.46 | 48.46 | 5 | 0
2015 | SPP_N_2_RMPA | SPP_N | RMPA | External | Summer | B5 | 200 | 210 | 0 | 55.13 | 47.12 | 5 | 0
2015 | SPP_N_2_RMPA | SPP_N | RMPA | External | Summer | B6 | 300 | 210 | 0 | 51.11 | 41.81 | 5 | 0
2015 | SPP_N_2_RMPA | SPP_N | RMPA | External | Summer | B7 | 400 | 210 | 0 | 44.01 | 38.5 | 5 | 0
2015 | SPP_N_2_RMPA | SPP_N | RMPA | External | Summer | B8 | 500 | 210 | 0 | 37.98 | 38.5 | 5 | 0
2015 | SPP_N_2_RMPA | SPP_N | RMPA | External | Summer | B9 | 800 | 210 | 0 | 36.35 | 38.5 | 5 | 0
2015 | SPP_N_2_RMPA | SPP_N | RMPA | External | Summer | B10 | 1262 | 210 | 0 | 36.12 | 38.5 | 5 | 0
2015 | SPP_N_2_RMPA | SPP_N | RMPA | External | Winter | B16 | 25 | 210 | 0 | 52.92 | 49.48 | 5 | 0
2015 | SPP_N_2_RMPA | SPP_N | RMPA | External | Winter | B17 | 100 | 210 | 0 | 41.82 | 42.95 | 5 | 0
2015 | SPP_N_2_RMPA | SPP_N | RMPA | External | Winter | B18 | 400 | 210 | 0 | 40.09 | 42.95 | 5 | 0
2015 | SPP_N_2_RMPA | SPP_N | RMPA | External | Winter | B19 | 700 | 210 | 0 | 40.09 | 42.95 | 5 | 0
2015 | SPP_N_2_RMPA | SPP_N | RMPA | External | Winter | B20 | 935 | 210 | 0 | 39.35 | 35.93 | 5 | 0
2015 | SPP_S_2_ERCOT | SPP_S | ERCOT | External | Shoulder | B11 | 25 | 800 | 0 | 54.07 | 54.66 | 5 | 0
2015 | SPP_S_2_ERCOT | SPP_S | ERCOT | External | Shoulder | B12 | 200 | 800 | 279.51 | 40.68 | 45.68 | 5 | 0
2015 | SPP_S_2_ERCOT | SPP_S | ERCOT | External | Shoulder | B13 | 600 | 800 | 0 | 39.32 | 37.53 | 5 | 0
2015 | SPP_S_2_ERCOT | SPP_S | ERCOT | External | Shoulder | B14 | 900 | 800 | 0 | 38.94 | 37.53 | 5 | 0
2015 | SPP_S_2_ERCOT | SPP_S | ERCOT | External | Shoulder | B15 | 1203 | 800 | 0 | 37.63 | 37.53 | 5 | 0
2015 | SPP_S_2_ERCOT | SPP_S | ERCOT | External | Summer | B1 | 10 | 800 | 0 | 55.79 | 53.11 | 5 | 0
2015 | SPP_S_2_ERCOT | SPP_S | ERCOT | External | Summer | B2 | 25 | 800 | 0 | 59.76 | 53.11 | 5 | 0
2015 | SPP_S_2_ERCOT | SPP_S | ERCOT | External | Summer | B3 | 75 | 800 | 0 | 54.49 | 53.11 | 5 | 0
2015 | SPP_S_2_ERCOT | SPP_S | ERCOT | External | Summer | B4 | 100 | 800 | 0 | 52.64 | 53.11 | 5 | 0
2015 | SPP_S_2_ERCOT | SPP_S | ERCOT | External | Summer | B5 | 200 | 800 | 0 | 52.64 | 53.11 | 5 | 0
2015 | SPP_S_2_ERCOT | SPP_S | ERCOT | External | Summer | B6 | 300 | 800 | 0 | 51.13 | 53.11 | 5 | 0
2015 | SPP_S_2_ERCOT | SPP_S | ERCOT | External | Summer | B7 | 400 | 800 | 800 | 44.02 | 53.11 | 5 | 4.09
2015 | SPP_S_2_ERCOT | SPP_S | ERCOT | External | Summer | B8 | 500 | 800 | 0 | 38 | 39.73 | 5 | 0
2015 | SPP_S_2_ERCOT | SPP_S | ERCOT | External | Summer | B9 | 800 | 800 | 0 | 36.36 | 36.48 | 5 | 0
2015 | SPP_S_2_ERCOT | SPP_S | ERCOT | External | Summer | B10 | 1262 | 800 | 0 | 36.28 | 36.48 | 5 | 0
2015 | SPP_S_2_ERCOT | SPP_S | ERCOT | External | Winter | B16 | 25 | 800 | 798.99 | 52.94 | 57.94 | 5 | 0
2015 | SPP_S_2_ERCOT | SPP_S | ERCOT | External | Winter | B17 | 100 | 800 | 0 | 41.83 | 43.29 | 5 | 0
2015 | SPP_S_2_ERCOT | SPP_S | ERCOT | External | Winter | B18 | 400 | 800 | 0 | 40.11 | 39.73 | 5 | 0
2015 | SPP_S_2_ERCOT | SPP_S | ERCOT | External | Winter | B19 | 700 | 800 | 0 | 40.11 | 39.73 | 5 | 0
2015 | SPP_S_2_ERCOT | SPP_S | ERCOT | External | Winter | B20 | 935 | 800 | 0 | 40.02 | 39.73 | 5 | 0
2020 | AZ_NM_SNV_Coal_2_SPP_S | AZ_NM_SNV_Coal | SPP_S | External | Shoulder | B11 | 25 | 400 | 400 | 45.46 | 58.47 | 8.17 | 4.84
2020 | AZ_NM_SNV_Coal_2_SPP_S | AZ_NM_SNV_Coal | SPP_S | External | Shoulder | B12 | 200 | 400 | 0 | 45.44 | 42.47 | 8.17 | 0
2020 | AZ_NM_SNV_Coal_2_SPP_S | AZ_NM_SNV_Coal | SPP_S | External | Shoulder | B13 | 600 | 400 | 0 | 45.44 | 42.05 | 8.17 | 0
2020 | AZ_NM_SNV_Coal_2_SPP_S | AZ_NM_SNV_Coal | SPP_S | External | Shoulder | B14 | 900 | 400 | 0 | 45.44 | 40.63 | 8.17 | 0
2020 | AZ_NM_SNV_Coal_2_SPP_S | AZ_NM_SNV_Coal | SPP_S | External | Shoulder | B15 | 1203 | 400 | 0 | 44.72 | 40.54 | 8.17 | 0
2020 | AZ_NM_SNV_Coal_2_SPP_S | AZ_NM_SNV_Coal | SPP_S | External | Summer | B1 | 10 | 400 | 0 | 66.64 | 56.41 | 8.17 | 0
2020 | AZ_NM_SNV_Coal_2_SPP_S | AZ_NM_SNV_Coal | SPP_S | External | Summer | B2 | 25 | 400 | 0 | 66.64 | 56.88 | 8.17 | 0
2020 | AZ_NM_SNV_Coal_2_SPP_S | AZ_NM_SNV_Coal | SPP_S | External | Summer | B3 | 75 | 400 | 0 | 66.64 | 57.36 | 8.17 | 0
2020 | AZ_NM_SNV_Coal_2_SPP_S | AZ_NM_SNV_Coal | SPP_S | External | Summer | B4 | 100 | 400 | 0 | 63.88 | 56.88 | 8.17 | 0
2020 | AZ_NM_SNV_Coal_2_SPP_S | AZ_NM_SNV_Coal | SPP_S | External | Summer | B5 | 200 | 400 | 0 | 53.6 | 56.41 | 8.17 | 0
2020 | AZ_NM_SNV_Coal_2_SPP_S | AZ_NM_SNV_Coal | SPP_S | External | Summer | B6 | 300 | 400 | 0 | 48.46 | 55.79 | 8.17 | 0
2020 | AZ_NM_SNV_Coal_2_SPP_S | AZ_NM_SNV_Coal | SPP_S | External | Summer | B7 | 400 | 400 | 0 | 45.46 | 47.42 | 8.17 | 0
2020 | AZ_NM_SNV_Coal_2_SPP_S | AZ_NM_SNV_Coal | SPP_S | External | Summer | B8 | 500 | 400 | 0 | 45.44 | 41 | 8.17 | 0
2020 | AZ_NM_SNV_Coal_2_SPP_S | AZ_NM_SNV_Coal | SPP_S | External | Summer | B9 | 800 | 400 | 0 | 45.43 | 39.66 | 8.17 | 0
2020 | AZ_NM_SNV_Coal_2_SPP_S | AZ_NM_SNV_Coal | SPP_S | External | Summer | B10 | 1262 | 400 | 0 | 44.09 | 39.14 | 8.17 | 0
2020 | AZ_NM_SNV_Coal_2_SPP_S | AZ_NM_SNV_Coal | SPP_S | External | Winter | B16 | 25 | 400 | 0 | 48.29 | 52.24 | 8.17 | 0
2020 | AZ_NM_SNV_Coal_2_SPP_S | AZ_NM_SNV_Coal | SPP_S | External | Winter | B17 | 100 | 400 | 0 | 48.29 | 43.39 | 8.17 | 0
2020 | AZ_NM_SNV_Coal_2_SPP_S | AZ_NM_SNV_Coal | SPP_S | External | Winter | B18 | 400 | 400 | 0 | 48.29 | 43.29 | 8.17 | 0
2020 | AZ_NM_SNV_Coal_2_SPP_S | AZ_NM_SNV_Coal | SPP_S | External | Winter | B19 | 700 | 400 | 0 | 48.29 | 43.29 | 8.17 | 0
2020 | AZ_NM_SNV_Coal_2_SPP_S | AZ_NM_SNV_Coal | SPP_S | External | Winter | B20 | 935 | 400 | 0 | 47.95 | 39.14 | 8.17 | 0
2020 | MAPP_US_2_RMPA | MAPP_US | RMPA | External | Shoulder | B11 | 25 | 200 | 0 | 55.69 | 53.6 | 8 | 0
2020 | MAPP_US_2_RMPA | MAPP_US | RMPA | External | Shoulder | B12 | 200 | 200 | 0 | 39.4 | 44.56 | 8 | 0
2020 | MAPP_US_2_RMPA | MAPP_US | RMPA | External | Shoulder | B13 | 600 | 200 | 200 | 35.45 | 44.22 | 8 | 0.77
2020 | MAPP_US_2_RMPA | MAPP_US | RMPA | External | Shoulder | B14 | 900 | 200 | 200 | 34.5 | 44.22 | 8 | 1.73
2020 | MAPP_US_2_RMPA | MAPP_US | RMPA | External | Shoulder | B15 | 1203 | 200 | 200 | 33.51 | 44.22 | 8 | 2.71
2020 | MAPP_US_2_RMPA | MAPP_US | RMPA | External | Summer | B1 | 10 | 200 | 0 | 59.75 | 65.97 | 8 | 0
2020 | MAPP_US_2_RMPA | MAPP_US | RMPA | External | Summer | B2 | 25 | 200 | 0 | 58.33 | 65.97 | 8 | 0
2020 | MAPP_US_2_RMPA | MAPP_US | RMPA | External | Summer | B3 | 75 | 200 | 0 | 58.33 | 65.97 | 8 | 0
2020 | MAPP_US_2_RMPA | MAPP_US | RMPA | External | Summer | B4 | 100 | 200 | 0 | 58.33 | 57.85 | 8 | 0
2020 | MAPP_US_2_RMPA | MAPP_US | RMPA | External | Summer | B5 | 200 | 200 | 0 | 54.6 | 53.6 | 8 | 0
2020 | MAPP_US_2_RMPA | MAPP_US | RMPA | External | Summer | B6 | 300 | 200 | 0 | 48.76 | 47.76 | 8 | 0
2020 | MAPP_US_2_RMPA | MAPP_US | RMPA | External | Summer | B7 | 400 | 200 | 0 | 40.4 | 42.46 | 8 | 0
2020 | MAPP_US_2_RMPA | MAPP_US | RMPA | External | Summer | B8 | 500 | 200 | 200 | 32.64 | 42.46 | 8 | 1.82
2020 | MAPP_US_2_RMPA | MAPP_US | RMPA | External | Summer | B9 | 800 | 200 | 200 | 32.64 | 42.46 | 8 | 1.82
2020 | MAPP_US_2_RMPA | MAPP_US | RMPA | External | Summer | B10 | 1262 | 200 | 200 | 29.61 | 41.61 | 8 | 4
2020 | MAPP_US_2_RMPA | MAPP_US | RMPA | External | Winter | B16 | 25 | 200 | 200 | 45.24 | 56.44 | 8 | 3.2
2020 | MAPP_US_2_RMPA | MAPP_US | RMPA | External | Winter | B17 | 100 | 200 | 0 | 41.26 | 47.57 | 8 | 0
2020 | MAPP_US_2_RMPA | MAPP_US | RMPA | External | Winter | B18 | 400 | 200 | 200 | 36.27 | 47.57 | 8 | 3.3
2020 | MAPP_US_2_RMPA | MAPP_US | RMPA | External | Winter | B19 | 700 | 200 | 200 | 36.27 | 47.57 | 8 | 3.3
2020 | MAPP_US_2_RMPA | MAPP_US | RMPA | External | Winter | B20 | 935 | 200 | 177.41 | 32.11 | 40.11 | 8 | 0
2020 | NE_2_RMPA | NE | RMPA | External | Shoulder | B11 | 25 | 310 | 0 | 62.69 | 53.6 | 5 | 0
2020 | NE_2_RMPA | NE | RMPA | External | Shoulder | B12 | 200 | 310 | 0 | 45.25 | 44.56 | 5 | 0
2020 | NE_2_RMPA | NE | RMPA | External | Shoulder | B13 | 600 | 310 | 0 | 42.05 | 44.22 | 5 | 0
2020 | NE_2_RMPA | NE | RMPA | External | Shoulder | B14 | 900 | 310 | 0 | 40.63 | 44.22 | 5 | 0
2020 | NE_2_RMPA | NE | RMPA | External | Shoulder | B15 | 1203 | 310 | 0 | 40.51 | 44.22 | 5 | 0
2020 | NE_2_RMPA | NE | RMPA | External | Summer | B1 | 10 | 310 | 0 | 66.75 | 65.97 | 5 | 0
2020 | NE_2_RMPA | NE | RMPA | External | Summer | B2 | 25 | 310 | 0 | 65.33 | 65.97 | 5 | 0
2020 | NE_2_RMPA | NE | RMPA | External | Summer | B3 | 75 | 310 | 0 | 65.33 | 65.97 | 5 | 0
2020 | NE_2_RMPA | NE | RMPA | External | Summer | B4 | 100 | 310 | 0 | 65.33 | 57.85 | 5 | 0
2020 | NE_2_RMPA | NE | RMPA | External | Summer | B5 | 200 | 310 | 0 | 61.6 | 53.6 | 5 | 0
2020 | NE_2_RMPA | NE | RMPA | External | Summer | B6 | 300 | 310 | 0 | 55.76 | 47.76 | 5 | 0
2020 | NE_2_RMPA | NE | RMPA | External | Summer | B7 | 400 | 310 | 0 | 47.4 | 42.46 | 5 | 0
2020 | NE_2_RMPA | NE | RMPA | External | Summer | B8 | 500 | 310 | 0 | 39.64 | 42.46 | 5 | 0
2020 | NE_2_RMPA | NE | RMPA | External | Summer | B9 | 800 | 310 | 0 | 39.64 | 42.46 | 5 | 0
2020 | NE_2_RMPA | NE | RMPA | External | Summer | B10 | 1262 | 310 | 164.32 | 36.61 | 41.61 | 5 | 0
2020 | NE_2_RMPA | NE | RMPA | External | Winter | B16 | 25 | 310 | 0 | 52.24 | 56.44 | 5 | 0
2020 | NE_2_RMPA | NE | RMPA | External | Winter | B17 | 100 | 310 | 0 | 43.37 | 47.57 | 5 | 0
2020 | NE_2_RMPA | NE | RMPA | External | Winter | B18 | 400 | 310 | 0 | 43.27 | 47.57 | 5 | 0
2020 | NE_2_RMPA | NE | RMPA | External | Winter | B19 | 700 | 310 | 0 | 43.27 | 47.57 | 5 | 0
2020 | NE_2_RMPA | NE | RMPA | External | Winter | B20 | 935 | 310 | 0 | 39.11 | 40.11 | 5 | 0
2020 | NWPP_Coal_2_MAPP_US | NWPP_Coal | MAPP_US | External | Shoulder | B11 | 25 | 150 | 150 | 45.44 | 55.69 | 8 | 2.25
2020 | NWPP_Coal_2_MAPP_US | NWPP_Coal | MAPP_US | External | Shoulder | B12 | 200 | 150 | 0 | 45.44 | 39.4 | 8 | 0
2020 | NWPP_Coal_2_MAPP_US | NWPP_Coal | MAPP_US | External | Shoulder | B13 | 600 | 150 | 0 | 45.44 | 35.45 | 8 | 0
2020 | NWPP_Coal_2_MAPP_US | NWPP_Coal | MAPP_US | External | Shoulder | B14 | 900 | 150 | 0 | 45.44 | 34.5 | 8 | 0
2020 | NWPP_Coal_2_MAPP_US | NWPP_Coal | MAPP_US | External | Shoulder | B15 | 1203 | 150 | 0 | 45.44 | 33.51 | 8 | 0
2020 | NWPP_Coal_2_MAPP_US | NWPP_Coal | MAPP_US | External | Summer | B1 | 10 | 150 | 117.36 | 51.75 | 59.75 | 8 | 0
2020 | NWPP_Coal_2_MAPP_US | NWPP_Coal | MAPP_US | External | Summer | B2 | 25 | 150 | 150 | 45.43 | 58.33 | 8 | 4.9
2020 | NWPP_Coal_2_MAPP_US | NWPP_Coal | MAPP_US | External | Summer | B3 | 75 | 150 | 150 | 45.43 | 58.33 | 8 | 4.9
2020 | NWPP_Coal_2_MAPP_US | NWPP_Coal | MAPP_US | External | Summer | B4 | 100 | 150 | 150 | 45.43 | 58.33 | 8 | 4.9
2020 | NWPP_Coal_2_MAPP_US | NWPP_Coal | MAPP_US | External | Summer | B5 | 200 | 150 | 150 | 45.43 | 54.6 | 8 | 1.17
2020 | NWPP_Coal_2_MAPP_US | NWPP_Coal | MAPP_US | External | Summer | B6 | 300 | 150 | 0 | 45.43 | 48.76 | 8 | 0
2020 | NWPP_Coal_2_MAPP_US | NWPP_Coal | MAPP_US | External | Summer | B7 | 400 | 150 | 0 | 45.43 | 40.4 | 8 | 0
2020 | NWPP_Coal_2_MAPP_US | NWPP_Coal | MAPP_US | External | Summer | B8 | 500 | 150 | 0 | 45.43 | 32.64 | 8 | 0
2020 | NWPP_Coal_2_MAPP_US | NWPP_Coal | MAPP_US | External | Summer | B9 | 800 | 150 | 0 | 45.43 | 32.64 | 8 | 0
2020 | NWPP_Coal_2_MAPP_US | NWPP_Coal | MAPP_US | External | Summer | B10 | 1262 | 150 | 0 | 45.43 | 29.61 | 8 | 0
2020 | NWPP_Coal_2_MAPP_US | NWPP_Coal | MAPP_US | External | Winter | B16 | 25 | 150 | 0 | 48.28 | 45.24 | 8 | 0
2020 | NWPP_Coal_2_MAPP_US | NWPP_Coal | MAPP_US | External | Winter | B17 | 100 | 150 | 0 | 48.28 | 41.26 | 8 | 0
2020 | NWPP_Coal_2_MAPP_US | NWPP_Coal | MAPP_US | External | Winter | B18 | 400 | 150 | 0 | 48.28 | 36.27 | 8 | 0
2020 | NWPP_Coal_2_MAPP_US | NWPP_Coal | MAPP_US | External | Winter | B19 | 700 | 150 | 0 | 48.28 | 36.27 | 8 | 0
2020 | NWPP_Coal_2_MAPP_US | NWPP_Coal | MAPP_US | External | Winter | B20 | 935 | 150 | 0 | 48.28 | 32.11 | 8 | 0
2020 | RMPA_2_MAPP_US | RMPA | MAPP_US | External | Shoulder | B11 | 25 | 200 | 0 | 53.6 | 55.69 | 8 | 0
2020 | RMPA_2_MAPP_US | RMPA | MAPP_US | External | Shoulder | B12 | 200 | 200 | 0 | 44.56 | 39.4 | 8 | 0
2020 | RMPA_2_MAPP_US | RMPA | MAPP_US | External | Shoulder | B13 | 600 | 200 | 0 | 44.22 | 35.45 | 8 | 0
2020 | RMPA_2_MAPP_US | RMPA | MAPP_US | External | Shoulder | B14 | 900 | 200 | 0 | 44.22 | 34.5 | 8 | 0
2020 | RMPA_2_MAPP_US | RMPA | MAPP_US | External | Shoulder | B15 | 1203 | 200 | 0 | 44.22 | 33.51 | 8 | 0
2020 | RMPA_2_MAPP_US | RMPA | MAPP_US | External | Summer | B1 | 10 | 200 | 0 | 65.97 | 59.75 | 8 | 0
2020 | RMPA_2_MAPP_US | RMPA | MAPP_US | External | Summer | B2 | 25 | 200 | 0 | 65.97 | 58.33 | 8 | 0
2020 | RMPA_2_MAPP_US | RMPA | MAPP_US | External | Summer | B3 | 75 | 200 | 0 | 65.97 | 58.33 | 8 | 0
2020 | RMPA_2_MAPP_US | RMPA | MAPP_US | External | Summer | B4 | 100 | 200 | 0 | 57.85 | 58.33 | 8 | 0
2020 | RMPA_2_MAPP_US | RMPA | MAPP_US | External | Summer | B5 | 200 | 200 | 0 | 53.6 | 54.6 | 8 | 0
2020 | RMPA_2_MAPP_US | RMPA | MAPP_US | External | Summer | B6 | 300 | 200 | 0 | 47.76 | 48.76 | 8 | 0
2020 | RMPA_2_MAPP_US | RMPA | MAPP_US | External | Summer | B7 | 400 | 200 | 0 | 42.46 | 40.4 | 8 | 0
2020 | RMPA_2_MAPP_US | RMPA | MAPP_US | External | Summer | B8 | 500 | 200 | 0 | 42.46 | 32.64 | 8 | 0
2020 | RMPA_2_MAPP_US | RMPA | MAPP_US | External | Summer | B9 | 800 | 200 | 0 | 42.46 | 32.64 | 8 | 0
2020 | RMPA_2_MAPP_US | RMPA | MAPP_US | External | Summer | B10 | 1262 | 200 | 0 | 41.61 | 29.61 | 8 | 0
2020 | RMPA_2_MAPP_US | RMPA | MAPP_US | External | Winter | B16 | 25 | 200 | 0 | 56.44 | 45.24 | 8 | 0
2020 | RMPA_2_MAPP_US | RMPA | MAPP_US | External | Winter | B17 | 100 | 200 | 0 | 47.57 | 41.26 | 8 | 0
2020 | RMPA_2_MAPP_US | RMPA | MAPP_US | External | Winter | B18 | 400 | 200 | 0 | 47.57 | 36.27 | 8 | 0
2020 | RMPA_2_MAPP_US | RMPA | MAPP_US | External | Winter | B19 | 700 | 200 | 0 | 47.57 | 36.27 | 8 | 0
2020 | RMPA_2_MAPP_US | RMPA | MAPP_US | External | Winter | B20 | 935 | 200 | 0 | 40.11 | 32.11 | 8 | 0
2020 | RMPA_2_NE | RMPA | NE | External | Shoulder | B11 | 25 | 310 | 310 | 53.6 | 62.69 | 8 | 1.09
2020 | RMPA_2_NE | RMPA | NE | External | Shoulder | B12 | 200 | 310 | 0 | 44.56 | 45.25 | 8 | 0
2020 | RMPA_2_NE | RMPA | NE | External | Shoulder | B13 | 600 | 310 | 0 | 44.22 | 42.05 | 8 | 0
2020 | RMPA_2_NE | RMPA | NE | External | Shoulder | B14 | 900 | 310 | 0 | 44.22 | 40.63 | 8 | 0
2020 | RMPA_2_NE | RMPA | NE | External | Shoulder | B15 | 1203 | 310 | 0 | 44.22 | 40.51 | 8 | 0
2020 | RMPA_2_NE | RMPA | NE | External | Summer | B1 | 10 | 310 | 0 | 65.97 | 66.75 | 8 | 0
2020 | RMPA_2_NE | RMPA | NE | External | Summer | B2 | 25 | 310 | 0 | 65.97 | 65.33 | 8 | 0
2020 | RMPA_2_NE | RMPA | NE | External | Summer | B3 | 75 | 310 | 0 | 65.97 | 65.33 | 8 | 0
2020 | RMPA_2_NE | RMPA | NE | External | Summer | B4 | 100 | 310 | 0 | 57.85 | 65.33 | 8 | 0
2020 | RMPA_2_NE | RMPA | NE | External | Summer | B5 | 200 | 310 | 233.35 | 53.6 | 61.6 | 8 | 0
2020 | RMPA_2_NE | RMPA | NE | External | Summer | B6 | 300 | 310 | 176.6 | 47.76 | 55.76 | 8 | 0
2020 | RMPA_2_NE | RMPA | NE | External | Summer | B7 | 400 | 310 | 0 | 42.46 | 47.4 | 8 | 0
2020 | RMPA_2_NE | RMPA | NE | External | Summer | B8 | 500 | 310 | 0 | 42.46 | 39.64 | 8 | 0
2020 | RMPA_2_NE | RMPA | NE | External | Summer | B9 | 800 | 310 | 0 | 42.46 | 39.64 | 8 | 0
2020 | RMPA_2_NE | RMPA | NE | External | Summer | B10 | 1262 | 310 | 0 | 41.61 | 36.61 | 8 | 0
2020 | RMPA_2_NE | RMPA | NE | External | Winter | B16 | 25 | 310 | 0 | 56.44 | 52.24 | 8 | 0
2020 | RMPA_2_NE | RMPA | NE | External | Winter | B17 | 100 | 310 | 0 | 47.57 | 43.37 | 8 | 0
2020 | RMPA_2_NE | RMPA | NE | External | Winter | B18 | 400 | 310 | 0 | 47.57 | 43.27 | 8 | 0
2020 | RMPA_2_NE | RMPA | NE | External | Winter | B19 | 700 | 310 | 0 | 47.57 | 43.27 | 8 | 0
2020 | RMPA_2_NE | RMPA | NE | External | Winter | B20 | 935 | 310 | 0 | 40.11 | 39.11 | 8 | 0
2020 | RMPA_2_SPP_N | RMPA | SPP_N | External | Shoulder | B11 | 25 | 210 | 210 | 53.6 | 62.7 | 8 | 1.1
2020 | RMPA_2_SPP_N | RMPA | SPP_N | External | Shoulder | B12 | 200 | 210 | 0 | 44.56 | 45.26 | 8 | 0
2020 | RMPA_2_SPP_N | RMPA | SPP_N | External | Shoulder | B13 | 600 | 210 | 0 | 44.22 | 42.06 | 8 | 0
2020 | RMPA_2_SPP_N | RMPA | SPP_N | External | Shoulder | B14 | 900 | 210 | 0 | 44.22 | 40.64 | 8 | 0
2020 | RMPA_2_SPP_N | RMPA | SPP_N | External | Shoulder | B15 | 1203 | 210 | 0 | 44.22 | 40.53 | 8 | 0
2020 | RMPA_2_SPP_N | RMPA | SPP_N | External | Summer | B1 | 10 | 210 | 0 | 65.97 | 66.76 | 8 | 0
2020 | RMPA_2_SPP_N | RMPA | SPP_N | External | Summer | B2 | 25 | 210 | 0 | 65.97 | 66.76 | 8 | 0
2020 | RMPA_2_SPP_N | RMPA | SPP_N | External | Summer | B3 | 75 | 210 | 0 | 65.97 | 66.76 | 8 | 0
2020 | RMPA_2_SPP_N | RMPA | SPP_N | External | Summer | B4 | 100 | 210 | 0 | 57.85 | 65.34 | 8 | 0
2020 | RMPA_2_SPP_N | RMPA | SPP_N | External | Summer | B5 | 200 | 210 | 210 | 53.6 | 61.61 | 8 | 0.01
2020 | RMPA_2_SPP_N | RMPA | SPP_N | External | Summer | B6 | 300 | 210 | 210 | 47.76 | 55.77 | 8 | 0.01
2020 | RMPA_2_SPP_N | RMPA | SPP_N | External | Summer | B7 | 400 | 210 | 0 | 42.46 | 47.41 | 8 | 0
2020 | RMPA_2_SPP_N | RMPA | SPP_N | External | Summer | B8 | 500 | 210 | 0 | 42.46 | 40.98 | 8 | 0
2020 | RMPA_2_SPP_N | RMPA | SPP_N | External | Summer | B9 | 800 | 210 | 0 | 42.46 | 39.65 | 8 | 0
2020 | RMPA_2_SPP_N | RMPA | SPP_N | External | Summer | B10 | 1262 | 210 | 0 | 41.61 | 39.12 | 8 | 0
2020 | RMPA_2_SPP_N | RMPA | SPP_N | External | Winter | B16 | 25 | 210 | 0 | 56.44 | 52.25 | 8 | 0
2020 | RMPA_2_SPP_N | RMPA | SPP_N | External | Winter | B17 | 100 | 210 | 0 | 47.57 | 43.38 | 8 | 0
2020 | RMPA_2_SPP_N | RMPA | SPP_N | External | Winter | B18 | 400 | 210 | 0 | 47.57 | 43.28 | 8 | 0
2020 | RMPA_2_SPP_N | RMPA | SPP_N | External | Winter | B19 | 700 | 210 | 0 | 47.57 | 43.28 | 8 | 0
2020 | RMPA_2_SPP_N | RMPA | SPP_N | External | Winter | B20 | 935 | 210 | 0 | 40.11 | 39.12 | 8 | 0
2020 | SPP_N_2_RMPA | SPP_N | RMPA | External | Shoulder | B11 | 25 | 210 | 0 | 62.7 | 53.6 | 5 | 0
2020 | SPP_N_2_RMPA | SPP_N | RMPA | External | Shoulder | B12 | 200 | 210 | 0 | 45.26 | 44.56 | 5 | 0
2020 | SPP_N_2_RMPA | SPP_N | RMPA | External | Shoulder | B13 | 600 | 210 | 0 | 42.06 | 44.22 | 5 | 0
2020 | SPP_N_2_RMPA | SPP_N | RMPA | External | Shoulder | B14 | 900 | 210 | 0 | 40.64 | 44.22 | 5 | 0
2020 | SPP_N_2_RMPA | SPP_N | RMPA | External | Shoulder | B15 | 1203 | 210 | 0 | 40.53 | 44.22 | 5 | 0
2020 | SPP_N_2_RMPA | SPP_N | RMPA | External | Summer | B1 | 10 | 210 | 0 | 66.76 | 65.97 | 5 | 0
2020 | SPP_N_2_RMPA | SPP_N | RMPA | External | Summer | B2 | 25 | 210 | 0 | 66.76 | 65.97 | 5 | 0
2020 | SPP_N_2_RMPA | SPP_N | RMPA | External | Summer | B3 | 75 | 210 | 0 | 66.76 | 65.97 | 5 | 0
2020 | SPP_N_2_RMPA | SPP_N | RMPA | External | Summer | B4 | 100 | 210 | 0 | 65.34 | 57.85 | 5 | 0
2020 | SPP_N_2_RMPA | SPP_N | RMPA | External | Summer | B5 | 200 | 210 | 0 | 61.61 | 53.6 | 5 | 0
2020 | SPP_N_2_RMPA | SPP_N | RMPA | External | Summer | B6 | 300 | 210 | 0 | 55.77 | 47.76 | 5 | 0
2020 | SPP_N_2_RMPA | SPP_N | RMPA | External | Summer | B7 | 400 | 210 | 0 | 47.41 | 42.46 | 5 | 0
2020 | SPP_N_2_RMPA | SPP_N | RMPA | External | Summer | B8 | 500 | 210 | 0 | 40.98 | 42.46 | 5 | 0
2020 | SPP_N_2_RMPA | SPP_N | RMPA | External | Summer | B9 | 800 | 210 | 0 | 39.65 | 42.46 | 5 | 0
2020 | SPP_N_2_RMPA | SPP_N | RMPA | External | Summer | B10 | 1262 | 210 | 0 | 39.12 | 41.61 | 5 | 0
2020 | SPP_N_2_RMPA | SPP_N | RMPA | External | Winter | B16 | 25 | 210 | 0 | 52.25 | 56.44 | 5 | 0
2020 | SPP_N_2_RMPA | SPP_N | RMPA | External | Winter | B17 | 100 | 210 | 0 | 43.38 | 47.57 | 5 | 0
2020 | SPP_N_2_RMPA | SPP_N | RMPA | External | Winter | B18 | 400 | 210 | 0 | 43.28 | 47.57 | 5 | 0
2020 | SPP_N_2_RMPA | SPP_N | RMPA | External | Winter | B19 | 700 | 210 | 0 | 43.28 | 47.57 | 5 | 0
2020 | SPP_N_2_RMPA | SPP_N | RMPA | External | Winter | B20 | 935 | 210 | 0 | 39.12 | 40.11 | 5 | 0
2020 | SPP_S_2_ERCOT | SPP_S | ERCOT | External | Shoulder | B11 | 25 | 800 | 0 | 58.47 | 59.04 | 5 | 0
2020 | SPP_S_2_ERCOT | SPP_S | ERCOT | External | Shoulder | B12 | 200 | 800 | 0 | 42.47 | 45.87 | 5 | 0
2020 | SPP_S_2_ERCOT | SPP_S | ERCOT | External | Shoulder | B13 | 600 | 800 | 0 | 42.05 | 40.47 | 5 | 0
2020 | SPP_S_2_ERCOT | SPP_S | ERCOT | External | Shoulder | B14 | 900 | 800 | 0 | 40.63 | 40.47 | 5 | 0
2020 | SPP_S_2_ERCOT | SPP_S | ERCOT | External | Shoulder | B15 | 1203 | 800 | 0 | 40.54 | 40.47 | 5 | 0
2020 | SPP_S_2_ERCOT | SPP_S | ERCOT | External | Summer | B1 | 10 | 800 | 0 | 56.41 | 57.34 | 5 | 0
2020 | SPP_S_2_ERCOT | SPP_S | ERCOT | External | Summer | B2 | 25 | 800 | 0 | 56.88 | 57.34 | 5 | 0
2020 | SPP_S_2_ERCOT | SPP_S | ERCOT | External | Summer | B3 | 75 | 800 | 0 | 57.36 | 57.34 | 5 | 0
2020 | SPP_S_2_ERCOT | SPP_S | ERCOT | External | Summer | B4 | 100 | 800 | 0 | 56.88 | 57.34 | 5 | 0
2020 | SPP_S_2_ERCOT | SPP_S | ERCOT | External | Summer | B5 | 200 | 800 | 0 | 56.41 | 57.34 | 5 | 0
2020 | SPP_S_2_ERCOT | SPP_S | ERCOT | External | Summer | B6 | 300 | 800 | 0 | 55.79 | 57.34 | 5 | 0
2020 | SPP_S_2_ERCOT | SPP_S | ERCOT | External | Summer | B7 | 400 | 800 | 800 | 47.42 | 57.34 | 5 | 4.91
2020 | SPP_S_2_ERCOT | SPP_S | ERCOT | External | Summer | B8 | 500 | 800 | 0 | 41 | 42.85 | 5 | 0
2020 | SPP_S_2_ERCOT | SPP_S | ERCOT | External | Summer | B9 | 800 | 800 | 0 | 39.66 | 39.32 | 5 | 0
2020 | SPP_S_2_ERCOT | SPP_S | ERCOT | External | Summer | B10 | 1262 | 800 | 0 | 39.14 | 39.32 | 5 | 0
2020 | SPP_S_2_ERCOT | SPP_S | ERCOT | External | Winter | B16 | 25 | 800 | 365.69 | 52.24 | 57.24 | 5 | 0
2020 | SPP_S_2_ERCOT | SPP_S | ERCOT | External | Winter | B17 | 100 | 800 | 0 | 43.39 | 46.8 | 5 | 0
2020 | SPP_S_2_ERCOT | SPP_S | ERCOT | External | Winter | B18 | 400 | 800 | 0 | 43.29 | 42.93 | 5 | 0
2020 | SPP_S_2_ERCOT | SPP_S | ERCOT | External | Winter | B19 | 700 | 800 | 0 | 43.29 | 42.93 | 5 | 0
2020 | SPP_S_2_ERCOT | SPP_S | ERCOT | External | Winter | B20 | 935 | 800 | 0 | 39.14 | 42.93 | 5 | 0
2025 | AZ_NM_SNV_Coal_2_SPP_S | AZ_NM_SNV_Coal | SPP_S | External | Shoulder | B11 | 25 | 400 | 400 | 52.52 | 61.84 | 8.17 | 1.15
2025 | AZ_NM_SNV_Coal_2_SPP_S | AZ_NM_SNV_Coal | SPP_S | External | Shoulder | B12 | 200 | 400 | 0 | 50.98 | 43.16 | 8.17 | 0
2025 | AZ_NM_SNV_Coal_2_SPP_S | AZ_NM_SNV_Coal | SPP_S | External | Shoulder | B13 | 600 | 400 | 0 | 50.98 | 42.92 | 8.17 | 0
2025 | AZ_NM_SNV_Coal_2_SPP_S | AZ_NM_SNV_Coal | SPP_S | External | Shoulder | B14 | 900 | 400 | 0 | 50.98 | 42.83 | 8.17 | 0
2025 | AZ_NM_SNV_Coal_2_SPP_S | AZ_NM_SNV_Coal | SPP_S | External | Shoulder | B15 | 1203 | 400 | 0 | 50.94 | 39.49 | 8.17 | 0
2025 | AZ_NM_SNV_Coal_2_SPP_S | AZ_NM_SNV_Coal | SPP_S | External | Summer | B1 | 10 | 400 | 0 | 74.43 | 59.55 | 8.17 | 0
2025 | AZ_NM_SNV_Coal_2_SPP_S | AZ_NM_SNV_Coal | SPP_S | External | Summer | B2 | 25 | 400 | 0 | 74.43 | 60.05 | 8.17 | 0
2025 | AZ_NM_SNV_Coal_2_SPP_S | AZ_NM_SNV_Coal | SPP_S | External | Summer | B3 | 75 | 400 | 0 | 74.43 | 60.05 | 8.17 | 0
2025 | AZ_NM_SNV_Coal_2_SPP_S | AZ_NM_SNV_Coal | SPP_S | External | Summer | B4 | 100 | 400 | 0 | 71.53 | 60.05 | 8.17 | 0
2025 | AZ_NM_SNV_Coal_2_SPP_S | AZ_NM_SNV_Coal | SPP_S | External | Summer | B5 | 200 | 400 | 0 | 68.32 | 59.55 | 8.17 | 0
2025 | AZ_NM_SNV_Coal_2_SPP_S | AZ_NM_SNV_Coal | SPP_S | External | Summer | B6 | 300 | 400 | 0 | 54.3 | 57.08 | 8.17 | 0
2025 | AZ_NM_SNV_Coal_2_SPP_S | AZ_NM_SNV_Coal | SPP_S | External | Summer | B7 | 400 | 400 | 0 | 52.47 | 48.33 | 8.17 | 0
2025 | AZ_NM_SNV_Coal_2_SPP_S | AZ_NM_SNV_Coal | SPP_S | External | Summer | B8 | 500 | 400 | 0 | 52.47 | 42.82 | 8.17 | 0
2025 | AZ_NM_SNV_Coal_2_SPP_S | AZ_NM_SNV_Coal | SPP_S | External | Summer | B9 | 800 | 400 | 0 | 52.45 | 41.37 | 8.17 | 0
2025 | AZ_NM_SNV_Coal_2_SPP_S | AZ_NM_SNV_Coal | SPP_S | External | Summer | B10 | 1262 | 400 | 0 | 49.46 | 39.29 | 8.17 | 0
2025 | AZ_NM_SNV_Coal_2_SPP_S | AZ_NM_SNV_Coal | SPP_S | External | Winter | B16 | 25 | 400 | 0 | 54.14 | 48.07 | 8.17 | 0
2025 | AZ_NM_SNV_Coal_2_SPP_S | AZ_NM_SNV_Coal | SPP_S | External | Winter | B17 | 100 | 400 | 0 | 54.14 | 45.87 | 8.17 | 0
2025 | AZ_NM_SNV_Coal_2_SPP_S | AZ_NM_SNV_Coal | SPP_S | External | Winter | B18 | 400 | 400 | 0 | 54.14 | 44.01 | 8.17 | 0
2025 | AZ_NM_SNV_Coal_2_SPP_S | AZ_NM_SNV_Coal | SPP_S | External | Winter | B19 | 700 | 400 | 0 | 54.14 | 42.46 | 8.17 | 0
2025 | AZ_NM_SNV_Coal_2_SPP_S | AZ_NM_SNV_Coal | SPP_S | External | Winter | B20 | 935 | 400 | 0 | 53.35 | 39.65 | 8.17 | 0
2025 | MAPP_US_2_RMPA | MAPP_US | RMPA | External | Shoulder | B11 | 25 | 200 | 0 | 60.31 | 47.31 | 8 | 0
2025 | MAPP_US_2_RMPA | MAPP_US | RMPA | External | Shoulder | B12 | 200 | 200 | 0 | 41.72 | 47.31 | 8 | 0
2025 | MAPP_US_2_RMPA | MAPP_US | RMPA | External | Shoulder | B13 | 600 | 200 | 200 | 35.92 | 47.31 | 8 | 3.39
2025 | MAPP_US_2_RMPA | MAPP_US | RMPA | External | Shoulder | B14 | 900 | 200 | 200 | 35.8 | 47.31 | 8 | 3.51
2025 | MAPP_US_2_RMPA | MAPP_US | RMPA | External | Shoulder | B15 | 1203 | 200 | 200 | 35.28 | 44.48 | 8 | 1.2
2025 | MAPP_US_2_RMPA | MAPP_US | RMPA | External | Summer | B1 | 10 | 200 | 0 | 63.75 | 70.09 | 8 | 0
2025 | MAPP_US_2_RMPA | MAPP_US | RMPA | External | Summer | B2 | 25 | 200 | 0 | 63.75 | 66.27 | 8 | 0
2025 | MAPP_US_2_RMPA | MAPP_US | RMPA | External | Summer | B3 | 75 | 200 | 0 | 63.75 | 66.27 | 8 | 0
2025 | MAPP_US_2_RMPA | MAPP_US | RMPA | External | Summer | B4 | 100 | 200 | 0 | 62.63 | 61.63 | 8 | 0
2025 | MAPP_US_2_RMPA | MAPP_US | RMPA | External | Summer | B5 | 200 | 200 | 0 | 60.45 | 59.45 | 8 | 0
2025 | MAPP_US_2_RMPA | MAPP_US | RMPA | External | Summer | B6 | 300 | 200 | 0 | 50.06 | 46.13 | 8 | 0
2025 | MAPP_US_2_RMPA | MAPP_US | RMPA | External | Summer | B7 | 400 | 200 | 0 | 41.3 | 45.32 | 8 | 0
2025 | MAPP_US_2_RMPA | MAPP_US | RMPA | External | Summer | B8 | 500 | 200 | 200 | 34.64 | 45.32 | 8 | 2.68
2025 | MAPP_US_2_RMPA | MAPP_US | RMPA | External | Summer | B9 | 800 | 200 | 200 | 34.34 | 44.28 | 8 | 1.94
2025 | MAPP_US_2_RMPA | MAPP_US | RMPA | External | Summer | B10 | 1262 | 200 | 200 | 30.8 | 42.8 | 8 | 4
2025 | MAPP_US_2_RMPA | MAPP_US | RMPA | External | Winter | B16 | 25 | 200 | 200 | 45.56 | 57.56 | 8 | 4
2025 | MAPP_US_2_RMPA | MAPP_US | RMPA | External | Winter | B17 | 100 | 200 | 200 | 41.88 | 51.05 | 8 | 1.17
2025 | MAPP_US_2_RMPA | MAPP_US | RMPA | External | Winter | B18 | 400 | 200 | 200 | 38.56 | 48.99 | 8 | 2.42
2025 | MAPP_US_2_RMPA | MAPP_US | RMPA | External | Winter | B19 | 700 | 200 | 200 | 38.56 | 47.43 | 8 | 0.87
2025 | MAPP_US_2_RMPA | MAPP_US | RMPA | External | Winter | B20 | 935 | 200 | 200 | 32.62 | 43.14 | 8 | 2.51
2025 | NE_2_RMPA | NE | RMPA | External | Shoulder | B11 | 25 | 310 | 0 | 67.31 | 47.31 | 5 | 0
2025 | NE_2_RMPA | NE | RMPA | External | Shoulder | B12 | 200 | 310 | 0 | 44.48 | 47.31 | 5 | 0
2025 | NE_2_RMPA | NE | RMPA | External | Shoulder | B13 | 600 | 310 | 0 | 42.92 | 47.31 | 5 | 0
2025 | NE_2_RMPA | NE | RMPA | External | Shoulder | B14 | 900 | 310 | 0 | 42.8 | 47.31 | 5 | 0
2025 | NE_2_RMPA | NE | RMPA | External | Shoulder | B15 | 1203 | 310 | 310 | 39.46 | 44.48 | 5 | 0.01
2025 | NE_2_RMPA | NE | RMPA | External | Summer | B1 | 10 | 310 | 0 | 70.75 | 70.09 | 5 | 0
2025 | NE_2_RMPA | NE | RMPA | External | Summer | B2 | 25 | 310 | 0 | 70.75 | 66.27 | 5 | 0
2025 | NE_2_RMPA | NE | RMPA | External | Summer | B3 | 75 | 310 | 0 | 70.75 | 66.27 | 5 | 0
2025 | NE_2_RMPA | NE | RMPA | External | Summer | B4 | 100 | 310 | 0 | 69.63 | 61.63 | 5 | 0
2025 | NE_2_RMPA | NE | RMPA | External | Summer | B5 | 200 | 310 | 0 | 67.45 | 59.45 | 5 | 0
2025 | NE_2_RMPA | NE | RMPA | External | Summer | B6 | 300 | 310 | 0 | 57.06 | 46.13 | 5 | 0
2025 | NE_2_RMPA | NE | RMPA | External | Summer | B7 | 400 | 310 | 0 | 48.3 | 45.32 | 5 | 0
2025 | NE_2_RMPA | NE | RMPA | External | Summer | B8 | 500 | 310 | 0 | 41.64 | 45.32 | 5 | 0
2025 | NE_2_RMPA | NE | RMPA | External | Summer | B9 | 800 | 310 | 0 | 41.34 | 44.28 | 5 | 0
2025 | NE_2_RMPA | NE | RMPA | External | Summer | B10 | 1262 | 310 | 58.84 | 37.8 | 42.8 | 5 | 0
2025 | NE_2_RMPA | NE | RMPA | External | Winter | B16 | 25 | 310 | 78 | 52.56 | 57.56 | 5 | 0
2025 | NE_2_RMPA | NE | RMPA | External | Winter | B17 | 100 | 310 | 310 | 45.85 | 51.05 | 5 | 0.2
2025 | NE_2_RMPA | NE | RMPA | External | Winter | B18 | 400 | 310 | 84.22 | 43.99 | 48.99 | 5 | 0
2025 | NE_2_RMPA | NE | RMPA | External | Winter | B19 | 700 | 310 | 267.22 | 42.43 | 47.43 | 5 | 0
2025 | NE_2_RMPA | NE | RMPA | External | Winter | B20 | 935 | 310 | 0 | 39.62 | 43.14 | 5 | 0
2025 | NWPP_Coal_2_MAPP_US | NWPP_Coal | MAPP_US | External | Shoulder | B11 | 25 | 150 | 0 | 52.51 | 60.31 | 8 | 0
2025 | NWPP_Coal_2_MAPP_US | NWPP_Coal | MAPP_US | External | Shoulder | B12 | 200 | 150 | 0 | 52.51 | 41.72 | 8 | 0
2025 | NWPP_Coal_2_MAPP_US | NWPP_Coal | MAPP_US | External | Shoulder | B13 | 600 | 150 | 0 | 52.51 | 35.92 | 8 | 0
2025 | NWPP_Coal_2_MAPP_US | NWPP_Coal | MAPP_US | External | Shoulder | B14 | 900 | 150 | 0 | 52.51 | 35.8 | 8 | 0
2025 | NWPP_Coal_2_MAPP_US | NWPP_Coal | MAPP_US | External | Shoulder | B15 | 1203 | 150 | 0 | 52.51 | 35.28 | 8 | 0
2025 | NWPP_Coal_2_MAPP_US | NWPP_Coal | MAPP_US | External | Summer | B1 | 10 | 150 | 0 | 60.9 | 63.75 | 8 | 0
2025 | NWPP_Coal_2_MAPP_US | NWPP_Coal | MAPP_US | External | Summer | B2 | 25 | 150 | 0 | 58.1 | 63.75 | 8 | 0
2025 | NWPP_Coal_2_MAPP_US | NWPP_Coal | MAPP_US | External | Summer | B3 | 75 | 150 | 150 | 52.45 | 63.75 | 8 | 3.31
2025 | NWPP_Coal_2_MAPP_US | NWPP_Coal | MAPP_US | External | Summer | B4 | 100 | 150 | 150 | 52.45 | 62.63 | 8 | 2.18
2025 | NWPP_Coal_2_MAPP_US | NWPP_Coal | MAPP_US | External | Summer | B5 | 200 | 150 | 57.89 | 52.45 | 60.45 | 8 | 0
2025 | NWPP_Coal_2_MAPP_US | NWPP_Coal | MAPP_US | External | Summer | B6 | 300 | 150 | 0 | 52.45 | 50.06 | 8 | 0
2025 | NWPP_Coal_2_MAPP_US | NWPP_Coal | MAPP_US | External | Summer | B7 | 400 | 150 | 0 | 52.45 | 41.3 | 8 | 0
2025 | NWPP_Coal_2_MAPP_US | NWPP_Coal | MAPP_US | External | Summer | B8 | 500 | 150 | 0 | 52.45 | 34.64 | 8 | 0
2025 | NWPP_Coal_2_MAPP_US | NWPP_Coal | MAPP_US | External | Summer | B9 | 800 | 150 | 0 | 52.45 | 34.34 | 8 | 0
2025 | NWPP_Coal_2_MAPP_US | NWPP_Coal | MAPP_US | External | Summer | B10 | 1262 | 150 | 0 | 52.45 | 30.8 | 8 | 0
2025 | NWPP_Coal_2_MAPP_US | NWPP_Coal | MAPP_US | External | Winter | B16 | 25 | 150 | 0 | 54.13 | 45.56 | 8 | 0
2025 | NWPP_Coal_2_MAPP_US | NWPP_Coal | MAPP_US | External | Winter | B17 | 100 | 150 | 0 | 54.13 | 41.88 | 8 | 0
2025 | NWPP_Coal_2_MAPP_US | NWPP_Coal | MAPP_US | External | Winter | B18 | 400 | 150 | 0 | 54.13 | 38.56 | 8 | 0
2025 | NWPP_Coal_2_MAPP_US | NWPP_Coal | MAPP_US | External | Winter | B19 | 700 | 150 | 0 | 54.13 | 38.56 | 8 | 0
2025 | NWPP_Coal_2_MAPP_US | NWPP_Coal | MAPP_US | External | Winter | B20 | 935 | 150 | 0 | 54.13 | 32.62 | 8 | 0
2025 | RMPA_2_MAPP_US | RMPA | MAPP_US | External | Shoulder | B11 | 25 | 200 | 200 | 47.31 | 60.31 | 8 | 5
2025 | RMPA_2_MAPP_US | RMPA | MAPP_US | External | Shoulder | B12 | 200 | 200 | 0 | 47.31 | 41.72 | 8 | 0
2025 | RMPA_2_MAPP_US | RMPA | MAPP_US | External | Shoulder | B13 | 600 | 200 | 0 | 47.31 | 35.92 | 8 | 0
2025 | RMPA_2_MAPP_US | RMPA | MAPP_US | External | Shoulder | B14 | 900 | 200 | 0 | 47.31 | 35.8 | 8 | 0
2025 | RMPA_2_MAPP_US | RMPA | MAPP_US | External | Shoulder | B15 | 1203 | 200 | 0 | 44.48 | 35.28 | 8 | 0
2025 | RMPA_2_MAPP_US | RMPA | MAPP_US | External | Summer | B1 | 10 | 200 | 0 | 70.09 | 63.75 | 8 | 0
2025 | RMPA_2_MAPP_US | RMPA | MAPP_US | External | Summer | B2 | 25 | 200 | 0 | 66.27 | 63.75 | 8 | 0
2025 | RMPA_2_MAPP_US | RMPA | MAPP_US | External | Summer | B3 | 75 | 200 | 0 | 66.27 | 63.75 | 8 | 0
2025 | RMPA_2_MAPP_US | RMPA | MAPP_US | External | Summer | B4 | 100 | 200 | 0 | 61.63 | 62.63 | 8 | 0
2025 | RMPA_2_MAPP_US | RMPA | MAPP_US | External | Summer | B5 | 200 | 200 | 0 | 59.45 | 60.45 | 8 | 0
2025 | RMPA_2_MAPP_US | RMPA | MAPP_US | External | Summer | B6 | 300 | 200 | 0 | 46.13 | 50.06 | 8 | 0
2025 | RMPA_2_MAPP_US | RMPA | MAPP_US | External | Summer | B7 | 400 | 200 | 0 | 45.32 | 41.3 | 8 | 0
2025 | RMPA_2_MAPP_US | RMPA | MAPP_US | External | Summer | B8 | 500 | 200 | 0 | 45.32 | 34.64 | 8 | 0
2025 | RMPA_2_MAPP_US | RMPA | MAPP_US | External | Summer | B9 | 800 | 200 | 0 | 44.28 | 34.34 | 8 | 0
2025 | RMPA_2_MAPP_US | RMPA | MAPP_US | External | Summer | B10 | 1262 | 200 | 0 | 42.8 | 30.8 | 8 | 0
2025 | RMPA_2_MAPP_US | RMPA | MAPP_US | External | Winter | B16 | 25 | 200 | 0 | 57.56 | 45.56 | 8 | 0
2025 | RMPA_2_MAPP_US | RMPA | MAPP_US | External | Winter | B17 | 100 | 200 | 0 | 51.05 | 41.88 | 8 | 0
2025 | RMPA_2_MAPP_US | RMPA | MAPP_US | External | Winter | B18 | 400 | 200 | 0 | 48.99 | 38.56 | 8 | 0
2025 | RMPA_2_MAPP_US | RMPA | MAPP_US | External | Winter | B19 | 700 | 200 | 0 | 47.43 | 38.56 | 8 | 0
2025 | RMPA_2_MAPP_US | RMPA | MAPP_US | External | Winter | B20 | 935 | 200 | 0 | 43.14 | 32.62 | 8 | 0
2025 | RMPA_2_NE | RMPA | NE | External | Shoulder | B11 | 25 | 310 | 310 | 47.31 | 67.31 | 8 | 12
2025 | RMPA_2_NE | RMPA | NE | External | Shoulder | B12 | 200 | 310 | 0 | 47.31 | 44.48 | 8 | 0
2025 | RMPA_2_NE | RMPA | NE | External | Shoulder | B13 | 600 | 310 | 0 | 47.31 | 42.92 | 8 | 0
2025 | RMPA_2_NE | RMPA | NE | External | Shoulder | B14 | 900 | 310 | 0 | 47.31 | 42.8 | 8 | 0
2025 | RMPA_2_NE | RMPA | NE | External | Shoulder | B15 | 1203 | 310 | 0 | 44.48 | 39.46 | 8 | 0
2025 | RMPA_2_NE | RMPA | NE | External | Summer | B1 | 10 | 310 | 0 | 70.09 | 70.75 | 8 | 0
2025 | RMPA_2_NE | RMPA | NE | External | Summer | B2 | 25 | 310 | 0 | 66.27 | 70.75 | 8 | 0
2025 | RMPA_2_NE | RMPA | NE | External | Summer | B3 | 75 | 310 | 0 | 66.27 | 70.75 | 8 | 0
2025 | RMPA_2_NE | RMPA | NE | External | Summer | B4 | 100 | 310 | 242.28 | 61.63 | 69.63 | 8 | 0
2025 | RMPA_2_NE | RMPA | NE | External | Summer | B5 | 200 | 310 | 165.78 | 59.45 | 67.45 | 8 | 0
2025 | RMPA_2_NE | RMPA | NE | External | Summer | B6 | 300 | 310 | 310 | 46.13 | 57.06 | 8 | 2.93
2025 | RMPA_2_NE | RMPA | NE | External | Summer | B7 | 400 | 310 | 0 | 45.32 | 48.3 | 8 | 0
2025 | RMPA_2_NE | RMPA | NE | External | Summer | B8 | 500 | 310 | 0 | 45.32 | 41.64 | 8 | 0
2025 | RMPA_2_NE | RMPA | NE | External | Summer | B9 | 800 | 310 | 0 | 44.28 | 41.34 | 8 | 0
2025 | RMPA_2_NE | RMPA | NE | External | Summer | B10 | 1262 | 310 | 0 | 42.8 | 37.8 | 8 | 0
2025 | RMPA_2_NE | RMPA | NE | External | Winter | B16 | 25 | 310 | 0 | 57.56 | 52.56 | 8 | 0
2025 | RMPA_2_NE | RMPA | NE | External | Winter | B17 | 100 | 310 | 0 | 51.05 | 45.85 | 8 | 0
2025 | RMPA_2_NE | RMPA | NE | External | Winter | B18 | 400 | 310 | 0 | 48.99 | 43.99 | 8 | 0
2025 | RMPA_2_NE | RMPA | NE | External | Winter | B19 | 700 | 310 | 0 | 47.43 | 42.43 | 8 | 0
2025 | RMPA_2_NE | RMPA | NE | External | Winter | B20 | 935 | 310 | 0 | 43.14 | 39.62 | 8 | 0
2025 | RMPA_2_SPP_N | RMPA | SPP_N | External | Shoulder | B11 | 25 | 210 | 210 | 47.31 | 67.32 | 8 | 12.01
2025 | RMPA_2_SPP_N | RMPA | SPP_N | External | Shoulder | B12 | 200 | 210 | 0 | 47.31 | 44.49 | 8 | 0
2025 | RMPA_2_SPP_N | RMPA | SPP_N | External | Shoulder | B13 | 600 | 210 | 0 | 47.31 | 42.94 | 8 | 0
2025 | RMPA_2_SPP_N | RMPA | SPP_N | External | Shoulder | B14 | 900 | 210 | 0 | 47.31 | 42.82 | 8 | 0
2025 | RMPA_2_SPP_N | RMPA | SPP_N | External | Shoulder | B15 | 1203 | 210 | 0 | 44.48 | 39.48 | 8 | 0
2025 | RMPA_2_SPP_N | RMPA | SPP_N | External | Summer | B1 | 10 | 210 | 0 | 70.09 | 70.77 | 8 | 0
2025 | RMPA_2_SPP_N | RMPA | SPP_N | External | Summer | B2 | 25 | 210 | 0 | 66.27 | 70.77 | 8 | 0
2025 | RMPA_2_SPP_N | RMPA | SPP_N | External | Summer | B3 | 75 | 210 | 0 | 66.27 | 70.77 | 8 | 0
2025 | RMPA_2_SPP_N | RMPA | SPP_N | External | Summer | B4 | 100 | 210 | 210 | 61.63 | 69.64 | 8 | 0.01
2025 | RMPA_2_SPP_N | RMPA | SPP_N | External | Summer | B5 | 200 | 210 | 210 | 59.45 | 67.46 | 8 | 0.01
2025 | RMPA_2_SPP_N | RMPA | SPP_N | External | Summer | B6 | 300 | 210 | 210 | 46.13 | 57.07 | 8 | 2.94
2025 | RMPA_2_SPP_N | RMPA | SPP_N | External | Summer | B7 | 400 | 210 | 0 | 45.32 | 48.31 | 8 | 0
2025 | RMPA_2_SPP_N | RMPA | SPP_N | External | Summer | B8 | 500 | 210 | 0 | 45.32 | 42.81 | 8 | 0
2025 | RMPA_2_SPP_N | RMPA | SPP_N | External | Summer | B9 | 800 | 210 | 0 | 44.28 | 41.36 | 8 | 0
2025 | RMPA_2_SPP_N | RMPA | SPP_N | External | Summer | B10 | 1262 | 210 | 0 | 42.8 | 38.73 | 8 | 0
2025 | RMPA_2_SPP_N | RMPA | SPP_N | External | Winter | B16 | 25 | 210 | 0 | 57.56 | 52.58 | 8 | 0
2025 | RMPA_2_SPP_N | RMPA | SPP_N | External | Winter | B17 | 100 | 210 | 0 | 51.05 | 45.86 | 8 | 0
2025 | RMPA_2_SPP_N | RMPA | SPP_N | External | Winter | B18 | 400 | 210 | 0 | 48.99 | 44 | 8 | 0
2025 | RMPA_2_SPP_N | RMPA | SPP_N | External | Winter | B19 | 700 | 210 | 0 | 47.43 | 42.44 | 8 | 0
2025 | RMPA_2_SPP_N | RMPA | SPP_N | External | Winter | B20 | 935 | 210 | 0 | 43.14 | 39.64 | 8 | 0
2025 | SPP_N_2_RMPA | SPP_N | RMPA | External | Shoulder | B11 | 25 | 210 | 0 | 67.32 | 47.31 | 5 | 0
2025 | SPP_N_2_RMPA | SPP_N | RMPA | External | Shoulder | B12 | 200 | 210 | 0 | 44.49 | 47.31 | 5 | 0
2025 | SPP_N_2_RMPA | SPP_N | RMPA | External | Shoulder | B13 | 600 | 210 | 0 | 42.94 | 47.31 | 5 | 0
2025 | SPP_N_2_RMPA | SPP_N | RMPA | External | Shoulder | B14 | 900 | 210 | 0 | 42.82 | 47.31 | 5 | 0
2025 | SPP_N_2_RMPA | SPP_N | RMPA | External | Shoulder | B15 | 1203 | 210 | 34.82 | 39.48 | 44.48 | 5 | 0
2025 | SPP_N_2_RMPA | SPP_N | RMPA | External | Summer | B1 | 10 | 210 | 0 | 70.77 | 70.09 | 5 | 0
2025 | SPP_N_2_RMPA | SPP_N | RMPA | External | Summer | B2 | 25 | 210 | 0 | 70.77 | 66.27 | 5 | 0
2025 | SPP_N_2_RMPA | SPP_N | RMPA | External | Summer | B3 | 75 | 210 | 0 | 70.77 | 66.27 | 5 | 0
2025 | SPP_N_2_RMPA | SPP_N | RMPA | External | Summer | B4 | 100 | 210 | 0 | 69.64 | 61.63 | 5 | 0
2025 | SPP_N_2_RMPA | SPP_N | RMPA | External | Summer | B5 | 200 | 210 | 0 | 67.46 | 59.45 | 5 | 0
2025 | SPP_N_2_RMPA | SPP_N | RMPA | External | Summer | B6 | 300 | 210 | 0 | 57.07 | 46.13 | 5 | 0
2025 | SPP_N_2_RMPA | SPP_N | RMPA | External | Summer | B7 | 400 | 210 | 0 | 48.31 | 45.32 | 5 | 0
2025 | SPP_N_2_RMPA | SPP_N | RMPA | External | Summer | B8 | 500 | 210 | 0 | 42.81 | 45.32 | 5 | 0
2025 | SPP_N_2_RMPA | SPP_N | RMPA | External | Summer | B9 | 800 | 210 | 0 | 41.36 | 44.28 | 5 | 0
2025 | SPP_N_2_RMPA | SPP_N | RMPA | External | Summer | B10 | 1262 | 210 | 0 | 38.73 | 42.8 | 5 | 0
2025 | SPP_N_2_RMPA | SPP_N | RMPA | External | Winter | B16 | 25 | 210 | 0 | 52.58 | 57.56 | 5 | 0
2025 | SPP_N_2_RMPA | SPP_N | RMPA | External | Winter | B17 | 100 | 210 | 210 | 45.86 | 51.05 | 5 | 0.19
2025 | SPP_N_2_RMPA | SPP_N | RMPA | External | Winter | B18 | 400 | 210 | 0 | 44 | 48.99 | 5 | 0
2025 | SPP_N_2_RMPA | SPP_N | RMPA | External | Winter | B19 | 700 | 210 | 0 | 42.44 | 47.43 | 5 | 0
2025 | SPP_N_2_RMPA | SPP_N | RMPA | External | Winter | B20 | 935 | 210 | 0 | 39.64 | 43.14 | 5 | 0
2025 | SPP_S_2_ERCOT | SPP_S | ERCOT | External | Shoulder | B11 | 25 | 800 | 0 | 61.84 | 62.42 | 5 | 0
2025 | SPP_S_2_ERCOT | SPP_S | ERCOT | External | Shoulder | B12 | 200 | 800 | 0 | 43.16 | 46.59 | 5 | 0
2025 | SPP_S_2_ERCOT | SPP_S | ERCOT | External | Shoulder | B13 | 600 | 800 | 0 | 42.92 | 42.74 | 5 | 0
2025 | SPP_S_2_ERCOT | SPP_S | ERCOT | External | Shoulder | B14 | 900 | 800 | 0 | 42.83 | 42.74 | 5 | 0
2025 | SPP_S_2_ERCOT | SPP_S | ERCOT | External | Shoulder | B15 | 1203 | 800 | 0 | 39.49 | 42.74 | 5 | 0
2025 | SPP_S_2_ERCOT | SPP_S | ERCOT | External | Summer | B1 | 10 | 800 | 293.36 | 59.55 | 64.55 | 5 | 0
2025 | SPP_S_2_ERCOT | SPP_S | ERCOT | External | Summer | B2 | 25 | 800 | 0 | 60.05 | 60.55 | 5 | 0
2025 | SPP_S_2_ERCOT | SPP_S | ERCOT | External | Summer | B3 | 75 | 800 | 0 | 60.05 | 60.55 | 5 | 0
2025 | SPP_S_2_ERCOT | SPP_S | ERCOT | External | Summer | B4 | 100 | 800 | 0 | 60.05 | 60.55 | 5 | 0
2025 | SPP_S_2_ERCOT | SPP_S | ERCOT | External | Summer | B5 | 200 | 800 | 0 | 59.55 | 60.55 | 5 | 0
2025 | SPP_S_2_ERCOT | SPP_S | ERCOT | External | Summer | B6 | 300 | 800 | 0 | 57.08 | 60.55 | 5 | 0
2025 | SPP_S_2_ERCOT | SPP_S | ERCOT | External | Summer | B7 | 400 | 800 | 800 | 48.33 | 59.16 | 5 | 5.83
2025 | SPP_S_2_ERCOT | SPP_S | ERCOT | External | Summer | B8 | 500 | 800 | 0 | 42.82 | 45.22 | 5 | 0
2025 | SPP_S_2_ERCOT | SPP_S | ERCOT | External | Summer | B9 | 800 | 800 | 0 | 41.37 | 41.49 | 5 | 0
2025 | SPP_S_2_ERCOT | SPP_S | ERCOT | External | Summer | B10 | 1262 | 800 | 0 | 39.29 | 41.49 | 5 | 0
2025 | SPP_S_2_ERCOT | SPP_S | ERCOT | External | Winter | B16 | 25 | 800 | 483.38 | 48.07 | 53.07 | 5 | 0
2025 | SPP_S_2_ERCOT | SPP_S | ERCOT | External | Winter | B17 | 100 | 800 | 0 | 45.87 | 46.62 | 5 | 0
2025 | SPP_S_2_ERCOT | SPP_S | ERCOT | External | Winter | B18 | 400 | 800 | 0 | 44.01 | 45.46 | 5 | 0
2025 | SPP_S_2_ERCOT | SPP_S | ERCOT | External | Winter | B19 | 700 | 800 | 0 | 42.46 | 45.46 | 5 | 0
2025 | SPP_S_2_ERCOT | SPP_S | ERCOT | External | Winter | B20 | 935 | 800 | 800 | 39.65 | 45.46 | 5 | 0.81
2030 | AZ_NM_SNV_Coal_2_SPP_S | AZ_NM_SNV_Coal | SPP_S | External | Shoulder | B11 | 25 | 400 | 0 | 57.33 | 57.73 | 8.17 | 0
2030 | AZ_NM_SNV_Coal_2_SPP_S | AZ_NM_SNV_Coal | SPP_S | External | Shoulder | B12 | 200 | 400 | 0 | 56.54 | 45.37 | 8.17 | 0
2030 | AZ_NM_SNV_Coal_2_SPP_S | AZ_NM_SNV_Coal | SPP_S | External | Shoulder | B13 | 600 | 400 | 0 | 56.53 | 44.06 | 8.17 | 0
2030 | AZ_NM_SNV_Coal_2_SPP_S | AZ_NM_SNV_Coal | SPP_S | External | Shoulder | B14 | 900 | 400 | 0 | 56.53 | 40.17 | 8.17 | 0
2030 | AZ_NM_SNV_Coal_2_SPP_S | AZ_NM_SNV_Coal | SPP_S | External | Shoulder | B15 | 1203 | 400 | 0 | 50.86 | 38.71 | 8.17 | 0
2030 | AZ_NM_SNV_Coal_2_SPP_S | AZ_NM_SNV_Coal | SPP_S | External | Summer | B1 | 10 | 400 | 0 | 83.47 | 45.66 | 8.17 | 0
2030 | AZ_NM_SNV_Coal_2_SPP_S | AZ_NM_SNV_Coal | SPP_S | External | Summer | B2 | 25 | 400 | 0 | 83.47 | 62.94 | 8.17 | 0
2030 | AZ_NM_SNV_Coal_2_SPP_S | AZ_NM_SNV_Coal | SPP_S | External | Summer | B3 | 75 | 400 | 0 | 83.47 | 63.47 | 8.17 | 0
2030 | AZ_NM_SNV_Coal_2_SPP_S | AZ_NM_SNV_Coal | SPP_S | External | Summer | B4 | 100 | 400 | 0 | 83.47 | 62.94 | 8.17 | 0
2030 | AZ_NM_SNV_Coal_2_SPP_S | AZ_NM_SNV_Coal | SPP_S | External | Summer | B5 | 200 | 400 | 0 | 72.92 | 62.94 | 8.17 | 0
2030 | AZ_NM_SNV_Coal_2_SPP_S | AZ_NM_SNV_Coal | SPP_S | External | Summer | B6 | 300 | 400 | 0 | 61.07 | 56.97 | 8.17 | 0
2030 | AZ_NM_SNV_Coal_2_SPP_S | AZ_NM_SNV_Coal | SPP_S | External | Summer | B7 | 400 | 400 | 0 | 56.51 | 45.66 | 8.17 | 0
2030 | AZ_NM_SNV_Coal_2_SPP_S | AZ_NM_SNV_Coal | SPP_S | External | Summer | B8 | 500 | 400 | 0 | 56.51 | 43.68 | 8.17 | 0
2030 | AZ_NM_SNV_Coal_2_SPP_S | AZ_NM_SNV_Coal | SPP_S | External | Summer | B9 | 800 | 400 | 0 | 56.49 | 43.44 | 8.17 | 0
2030 | AZ_NM_SNV_Coal_2_SPP_S | AZ_NM_SNV_Coal | SPP_S | External | Summer | B10 | 1262 | 400 | 0 | 50.87 | 39.41 | 8.17 | 0
2030 | AZ_NM_SNV_Coal_2_SPP_S | AZ_NM_SNV_Coal | SPP_S | External | Winter | B16 | 25 | 400 | 0 | 60.82 | 48.62 | 8.17 | 0
2030 | AZ_NM_SNV_Coal_2_SPP_S | AZ_NM_SNV_Coal | SPP_S | External | Winter | B17 | 100 | 400 | 0 | 60.56 | 45.65 | 8.17 | 0
2030 | AZ_NM_SNV_Coal_2_SPP_S | AZ_NM_SNV_Coal | SPP_S | External | Winter | B18 | 400 | 400 | 0 | 60.56 | 45.07 | 8.17 | 0
2030 | AZ_NM_SNV_Coal_2_SPP_S | AZ_NM_SNV_Coal | SPP_S | External | Winter | B19 | 700 | 400 | 0 | 60.56 | 42.26 | 8.17 | 0
2030 | AZ_NM_SNV_Coal_2_SPP_S | AZ_NM_SNV_Coal | SPP_S | External | Winter | B20 | 935 | 400 | 0 | 53.63 | 37.32 | 8.17 | 0
2030 | MAPP_US_2_RMPA | MAPP_US | RMPA | External | Shoulder | B11 | 25 | 200 | 0 | 50.73 | 50.6 | 8 | 0
2030 | MAPP_US_2_RMPA | MAPP_US | RMPA | External | Shoulder | B12 | 200 | 200 | 200 | 38.52 | 50.6 | 8 | 4.08
2030 | MAPP_US_2_RMPA | MAPP_US | RMPA | External | Shoulder | B13 | 600 | 200 | 200 | 37.03 | 49.03 | 8 | 4
2030 | MAPP_US_2_RMPA | MAPP_US | RMPA | External | Shoulder | B14 | 900 | 200 | 200 | 33.14 | 48.37 | 8 | 7.22
2030 | MAPP_US_2_RMPA | MAPP_US | RMPA | External | Shoulder | B15 | 1203 | 200 | 200 | 31.69 | 47.71 | 8 | 8.02
2030 | MAPP_US_2_RMPA | MAPP_US | RMPA | External | Summer | B1 | 10 | 200 | 200 | 65.35 | 74.51 | 8 | 1.16
2030 | MAPP_US_2_RMPA | MAPP_US | RMPA | External | Summer | B2 | 25 | 200 | 200 | 65.48 | 74.51 | 8 | 1.03
2030 | MAPP_US_2_RMPA | MAPP_US | RMPA | External | Summer | B3 | 75 | 200 | 200 | 65.48 | 74.51 | 8 | 1.03
2030 | MAPP_US_2_RMPA | MAPP_US | RMPA | External | Summer | B4 | 100 | 200 | 0 | 63.65 | 65.04 | 8 | 0
2030 | MAPP_US_2_RMPA | MAPP_US | RMPA | External | Summer | B5 | 200 | 200 | 0 | 58.41 | 61.25 | 8 | 0
2030 | MAPP_US_2_RMPA | MAPP_US | RMPA | External | Summer | B6 | 300 | 200 | 0 | 42.96 | 48.95 | 8 | 0
2030 | MAPP_US_2_RMPA | MAPP_US | RMPA | External | Summer | B7 | 400 | 200 | 200 | 36.51 | 48.39 | 8 | 3.88
2030 | MAPP_US_2_RMPA | MAPP_US | RMPA | External | Summer | B8 | 500 | 200 | 200 | 33.84 | 48.39 | 8 | 6.55
2030 | MAPP_US_2_RMPA | MAPP_US | RMPA | External | Summer | B9 | 800 | 200 | 200 | 32.74 | 48.33 | 8 | 7.58
2030 | MAPP_US_2_RMPA | MAPP_US | RMPA | External | Summer | B10 | 1262 | 200 | 200 | 28.86 | 42.71 | 8 | 5.85
2030 | MAPP_US_2_RMPA | MAPP_US | RMPA | External | Winter | B16 | 25 | 200 | 200 | 41.62 | 58.79 | 8 | 9.17
2030 | MAPP_US_2_RMPA | MAPP_US | RMPA | External | Winter | B17 | 100 | 200 | 200 | 38.84 | 54.72 | 8 | 7.89
2030 | MAPP_US_2_RMPA | MAPP_US | RMPA | External | Winter | B18 | 400 | 200 | 200 | 38.06 | 52.77 | 8 | 6.72
2030 | MAPP_US_2_RMPA | MAPP_US | RMPA | External | Winter | B19 | 700 | 200 | 200 | 35.23 | 52.77 | 8 | 9.54
2030 | MAPP_US_2_RMPA | MAPP_US | RMPA | External | Winter | B20 | 935 | 200 | 200 | 30.3 | 42.31 | 8 | 4.01
2030 | NE_2_RMPA | NE | RMPA | External | Shoulder | B11 | 25 | 310 | 0 | 57.73 | 50.6 | 5 | 0
2030 | NE_2_RMPA | NE | RMPA | External | Shoulder | B12 | 200 | 310 | 310 | 45.38 | 50.6 | 5 | 0.22
2030 | NE_2_RMPA | NE | RMPA | External | Shoulder | B13 | 600 | 310 | 142.44 | 44.03 | 49.03 | 5 | 0
2030 | NE_2_RMPA | NE | RMPA | External | Shoulder | B14 | 900 | 310 | 310 | 40.14 | 48.37 | 5 | 3.22
2030 | NE_2_RMPA | NE | RMPA | External | Shoulder | B15 | 1203 | 310 | 310 | 38.69 | 47.71 | 5 | 4.02
2030 | NE_2_RMPA | NE | RMPA | External | Summer | B1 | 10 | 310 | 0 | 72.35 | 74.51 | 5 | 0
2030 | NE_2_RMPA | NE | RMPA | External | Summer | B2 | 25 | 310 | 0 | 73.04 | 74.51 | 5 | 0
2030 | NE_2_RMPA | NE | RMPA | External | Summer | B3 | 75 | 310 | 0 | 74.24 | 74.51 | 5 | 0
2030 | NE_2_RMPA | NE | RMPA | External | Summer | B4 | 100 | 310 | 0 | 73.04 | 65.04 | 5 | 0
2030 | NE_2_RMPA | NE | RMPA | External | Summer | B5 | 200 | 310 | 0 | 69.25 | 61.25 | 5 | 0
2030 | NE_2_RMPA | NE | RMPA | External | Summer | B6 | 300 | 310 | 0 | 56.95 | 48.95 | 5 | 0
2030 | NE_2_RMPA | NE | RMPA | External | Summer | B7 | 400 | 310 | 0 | 45.64 | 48.39 | 5 | 0
2030 | NE_2_RMPA | NE | RMPA | External | Summer | B8 | 500 | 310 | 0 | 43.65 | 48.39 | 5 | 0
2030 | NE_2_RMPA | NE | RMPA | External | Summer | B9 | 800 | 310 | 21.58 | 43.33 | 48.33 | 5 | 0
2030 | NE_2_RMPA | NE | RMPA | External | Summer | B10 | 1262 | 310 | 310 | 35.86 | 42.71 | 5 | 1.85
2030 | NE_2_RMPA | NE | RMPA | External | Winter | B16 | 25 | 310 | 310 | 48.62 | 58.79 | 5 | 5.17
2030 | NE_2_RMPA | NE | RMPA | External | Winter | B17 | 100 | 310 | 310 | 45.64 | 54.72 | 5 | 4.09
2030 | NE_2_RMPA | NE | RMPA | External | Winter | B18 | 400 | 310 | 310 | 45.06 | 52.77 | 5 | 2.72
2030 | NE_2_RMPA | NE | RMPA | External | Winter | B19 | 700 | 310 | 310 | 42.23 | 52.77 | 5 | 5.54
2030 | NE_2_RMPA | NE | RMPA | External | Winter | B20 | 935 | 310 | 310 | 37.3 | 42.31 | 5 | 0.01
2030 | NWPP_Coal_2_MAPP_US | NWPP_Coal | MAPP_US | External | Shoulder | B11 | 25 | 150 | 0 | 56.52 | 50.73 | 8 | 0
2030 | NWPP_Coal_2_MAPP_US | NWPP_Coal | MAPP_US | External | Shoulder | B12 | 200 | 150 | 0 | 56.52 | 38.52 | 8 | 0
2030 | NWPP_Coal_2_MAPP_US | NWPP_Coal | MAPP_US | External | Shoulder | B13 | 600 | 150 | 0 | 56.52 | 37.03 | 8 | 0
2030 | NWPP_Coal_2_MAPP_US | NWPP_Coal | MAPP_US | External | Shoulder | B14 | 900 | 150 | 0 | 56.52 | 33.14 | 8 | 0
2030 | NWPP_Coal_2_MAPP_US | NWPP_Coal | MAPP_US | External | Shoulder | B15 | 1203 | 150 | 0 | 56.52 | 31.69 | 8 | 0
2030 | NWPP_Coal_2_MAPP_US | NWPP_Coal | MAPP_US | External | Summer | B1 | 10 | 150 | 0 | 59.53 | 65.35 | 8 | 0
2030 | NWPP_Coal_2_MAPP_US | NWPP_Coal | MAPP_US | External | Summer | B2 | 25 | 150 | 0 | 59.53 | 65.48 | 8 | 0
2030 | NWPP_Coal_2_MAPP_US | NWPP_Coal | MAPP_US | External | Summer | B3 | 75 | 150 | 150 | 56.49 | 65.48 | 8 | 0.99
2030 | NWPP_Coal_2_MAPP_US | NWPP_Coal | MAPP_US | External | Summer | B4 | 100 | 150 | 0 | 56.49 | 63.65 | 8 | 0
2030 | NWPP_Coal_2_MAPP_US | NWPP_Coal | MAPP_US | External | Summer | B5 | 200 | 150 | 0 | 56.49 | 58.41 | 8 | 0
2030 | NWPP_Coal_2_MAPP_US | NWPP_Coal | MAPP_US | External | Summer | B6 | 300 | 150 | 0 | 56.49 | 42.96 | 8 | 0
2030 | NWPP_Coal_2_MAPP_US | NWPP_Coal | MAPP_US | External | Summer | B7 | 400 | 150 | 0 | 56.49 | 36.51 | 8 | 0
2030 | NWPP_Coal_2_MAPP_US | NWPP_Coal | MAPP_US | External | Summer | B8 | 500 | 150 | 0 | 56.49 | 33.84 | 8 | 0
2030 | NWPP_Coal_2_MAPP_US | NWPP_Coal | MAPP_US | External | Summer | B9 | 800 | 150 | 0 | 56.49 | 32.74 | 8 | 0
2030 | NWPP_Coal_2_MAPP_US | NWPP_Coal | MAPP_US | External | Summer | B10 | 1262 | 150 | 0 | 56.49 | 28.86 | 8 | 0
2030 | NWPP_Coal_2_MAPP_US | NWPP_Coal | MAPP_US | External | Winter | B16 | 25 | 150 | 0 | 60.55 | 41.62 | 8 | 0
2030 | NWPP_Coal_2_MAPP_US | NWPP_Coal | MAPP_US | External | Winter | B17 | 100 | 150 | 0 | 60.55 | 38.84 | 8 | 0
2030 | NWPP_Coal_2_MAPP_US | NWPP_Coal | MAPP_US | External | Winter | B18 | 400 | 150 | 0 | 60.55 | 38.06 | 8 | 0
2030 | NWPP_Coal_2_MAPP_US | NWPP_Coal | MAPP_US | External | Winter | B19 | 700 | 150 | 0 | 60.55 | 35.23 | 8 | 0
2030 | NWPP_Coal_2_MAPP_US | NWPP_Coal | MAPP_US | External | Winter | B20 | 935 | 150 | 0 | 60.55 | 30.3 | 8 | 0
2030 | RMPA_2_MAPP_US | RMPA | MAPP_US | External | Shoulder | B11 | 25 | 200 | 0 | 50.6 | 50.73 | 8 | 0
2030 | RMPA_2_MAPP_US | RMPA | MAPP_US | External | Shoulder | B12 | 200 | 200 | 0 | 50.6 | 38.52 | 8 | 0
2030 | RMPA_2_MAPP_US | RMPA | MAPP_US | External | Shoulder | B13 | 600 | 200 | 0 | 49.03 | 37.03 | 8 | 0
2030 | RMPA_2_MAPP_US | RMPA | MAPP_US | External | Shoulder | B14 | 900 | 200 | 0 | 48.37 | 33.14 | 8 | 0
2030 | RMPA_2_MAPP_US | RMPA | MAPP_US | External | Shoulder | B15 | 1203 | 200 | 0 | 47.71 | 31.69 | 8 | 0
2030 | RMPA_2_MAPP_US | RMPA | MAPP_US | External | Summer | B1 | 10 | 200 | 0 | 74.51 | 65.35 | 8 | 0
2030 | RMPA_2_MAPP_US | RMPA | MAPP_US | External | Summer | B2 | 25 | 200 | 0 | 74.51 | 65.48 | 8 | 0
2030 | RMPA_2_MAPP_US | RMPA | MAPP_US | External | Summer | B3 | 75 | 200 | 0 | 74.51 | 65.48 | 8 | 0
2030 | RMPA_2_MAPP_US | RMPA | MAPP_US | External | Summer | B4 | 100 | 200 | 0 | 65.04 | 63.65 | 8 | 0
2030 | RMPA_2_MAPP_US | RMPA | MAPP_US | External | Summer | B5 | 200 | 200 | 0 | 61.25 | 58.41 | 8 | 0
2030 | RMPA_2_MAPP_US | RMPA | MAPP_US | External | Summer | B6 | 300 | 200 | 0 | 48.95 | 42.96 | 8 | 0
2030 | RMPA_2_MAPP_US | RMPA | MAPP_US | External | Summer | B7 | 400 | 200 | 0 | 48.39 | 36.51 | 8 | 0
2030 | RMPA_2_MAPP_US | RMPA | MAPP_US | External | Summer | B8 | 500 | 200 | 0 | 48.39 | 33.84 | 8 | 0
2030 | RMPA_2_MAPP_US | RMPA | MAPP_US | External | Summer | B9 | 800 | 200 | 0 | 48.33 | 32.74 | 8 | 0
2030 | RMPA_2_MAPP_US | RMPA | MAPP_US | External | Summer | B10 | 1262 | 200 | 0 | 42.71 | 28.86 | 8 | 0
2030 | RMPA_2_MAPP_US | RMPA | MAPP_US | External | Winter | B16 | 25 | 200 | 0 | 58.79 | 41.62 | 8 | 0
2030 | RMPA_2_MAPP_US | RMPA | MAPP_US | External | Winter | B17 | 100 | 200 | 0 | 54.72 | 38.84 | 8 | 0
2030 | RMPA_2_MAPP_US | RMPA | MAPP_US | External | Winter | B18 | 400 | 200 | 0 | 52.77 | 38.06 | 8 | 0
2030 | RMPA_2_MAPP_US | RMPA | MAPP_US | External | Winter | B19 | 700 | 200 | 0 | 52.77 | 35.23 | 8 | 0
2030 | RMPA_2_MAPP_US | RMPA | MAPP_US | External | Winter | B20 | 935 | 200 | 0 | 42.31 | 30.3 | 8 | 0
2030 | RMPA_2_NE | RMPA | NE | External | Shoulder | B11 | 25 | 310 | 0 | 50.6 | 57.73 | 8 | 0
2030 | RMPA_2_NE | RMPA | NE | External | Shoulder | B12 | 200 | 310 | 0 | 50.6 | 45.38 | 8 | 0
2030 | RMPA_2_NE | RMPA | NE | External | Shoulder | B13 | 600 | 310 | 0 | 49.03 | 44.03 | 8 | 0
2030 | RMPA_2_NE | RMPA | NE | External | Shoulder | B14 | 900 | 310 | 0 | 48.37 | 40.14 | 8 | 0
2030 | RMPA_2_NE | RMPA | NE | External | Shoulder | B15 | 1203 | 310 | 0 | 47.71 | 38.69 | 8 | 0
2030 | RMPA_2_NE | RMPA | NE | External | Summer | B1 | 10 | 310 | 0 | 74.51 | 72.35 | 8 | 0
2030 | RMPA_2_NE | RMPA | NE | External | Summer | B2 | 25 | 310 | 0 | 74.51 | 73.04 | 8 | 0
2030 | RMPA_2_NE | RMPA | NE | External | Summer | B3 | 75 | 310 | 0 | 74.51 | 74.24 | 8 | 0
2030 | RMPA_2_NE | RMPA | NE | External | Summer | B4 | 100 | 310 | 7.8 | 65.04 | 73.04 | 8 | 0
2030 | RMPA_2_NE | RMPA | NE | External | Summer | B5 | 200 | 310 | 129.55 | 61.25 | 69.25 | 8 | 0
2030 | RMPA_2_NE | RMPA | NE | External | Summer | B6 | 300 | 310 | 108.46 | 48.95 | 56.95 | 8 | 0
2030 | RMPA_2_NE | RMPA | NE | External | Summer | B7 | 400 | 310 | 0 | 48.39 | 45.64 | 8 | 0
2030 | RMPA_2_NE | RMPA | NE | External | Summer | B8 | 500 | 310 | 0 | 48.39 | 43.65 | 8 | 0
2030 | RMPA_2_NE | RMPA | NE | External | Summer | B9 | 800 | 310 | 0 | 48.33 | 43.33 | 8 | 0
2030 | RMPA_2_NE | RMPA | NE | External | Summer | B10 | 1262 | 310 | 0 | 42.71 | 35.86 | 8 | 0
2030 | RMPA_2_NE | RMPA | NE | External | Winter | B16 | 25 | 310 | 0 | 58.79 | 48.62 | 8 | 0
2030 | RMPA_2_NE | RMPA | NE | External | Winter | B17 | 100 | 310 | 0 | 54.72 | 45.64 | 8 | 0
2030 | RMPA_2_NE | RMPA | NE | External | Winter | B18 | 400 | 310 | 0 | 52.77 | 45.06 | 8 | 0
2030 | RMPA_2_NE | RMPA | NE | External | Winter | B19 | 700 | 310 | 0 | 52.77 | 42.23 | 8 | 0
2030 | RMPA_2_NE | RMPA | NE | External | Winter | B20 | 935 | 310 | 0 | 42.31 | 37.3 | 8 | 0
2030 | RMPA_2_SPP_N | RMPA | SPP_N | External | Shoulder | B11 | 25 | 210 | 0 | 50.6 | 57.74 | 8 | 0
2030 | RMPA_2_SPP_N | RMPA | SPP_N | External | Shoulder | B12 | 200 | 210 | 0 | 50.6 | 45.4 | 8 | 0
2030 | RMPA_2_SPP_N | RMPA | SPP_N | External | Shoulder | B13 | 600 | 210 | 0 | 49.03 | 44.05 | 8 | 0
2030 | RMPA_2_SPP_N | RMPA | SPP_N | External | Shoulder | B14 | 900 | 210 | 0 | 48.37 | 40.16 | 8 | 0
2030 | RMPA_2_SPP_N | RMPA | SPP_N | External | Shoulder | B15 | 1203 | 210 | 0 | 47.71 | 38.7 | 8 | 0
2030 | RMPA_2_SPP_N | RMPA | SPP_N | External | Summer | B1 | 10 | 210 | 0 | 74.51 | 72.36 | 8 | 0
2030 | RMPA_2_SPP_N | RMPA | SPP_N | External | Summer | B2 | 25 | 210 | 0 | 74.51 | 73.06 | 8 | 0
2030 | RMPA_2_SPP_N | RMPA | SPP_N | External | Summer | B3 | 75 | 210 | 0 | 74.51 | 74.25 | 8 | 0
2030 | RMPA_2_SPP_N | RMPA | SPP_N | External | Summer | B4 | 100 | 210 | 210 | 65.04 | 73.06 | 8 | 0.01
2030 | RMPA_2_SPP_N | RMPA | SPP_N | External | Summer | B5 | 200 | 210 | 210 | 61.25 | 69.26 | 8 | 0.01
2030 | RMPA_2_SPP_N | RMPA | SPP_N | External | Summer | B6 | 300 | 210 | 210 | 48.95 | 56.96 | 8 | 0.01
2030 | RMPA_2_SPP_N | RMPA | SPP_N | External | Summer | B7 | 400 | 210 | 0 | 48.39 | 45.65 | 8 | 0
2030 | RMPA_2_SPP_N | RMPA | SPP_N | External | Summer | B8 | 500 | 210 | 0 | 48.39 | 43.67 | 8 | 0
2030 | RMPA_2_SPP_N | RMPA | SPP_N | External | Summer | B9 | 800 | 210 | 0 | 48.33 | 43.43 | 8 | 0
2030 | RMPA_2_SPP_N | RMPA | SPP_N | External | Summer | B10 | 1262 | 210 | 0 | 42.71 | 37.71 | 8 | 0
2030 | RMPA_2_SPP_N | RMPA | SPP_N | External | Winter | B16 | 25 | 210 | 0 | 58.79 | 48.63 | 8 | 0
2030 | RMPA_2_SPP_N | RMPA | SPP_N | External | Winter | B17 | 100 | 210 | 0 | 54.72 | 45.65 | 8 | 0
2030 | RMPA_2_SPP_N | RMPA | SPP_N | External | Winter | B18 | 400 | 210 | 0 | 52.77 | 45.07 | 8 | 0
2030 | RMPA_2_SPP_N | RMPA | SPP_N | External | Winter | B19 | 700 | 210 | 0 | 52.77 | 42.25 | 8 | 0
2030 | RMPA_2_SPP_N | RMPA | SPP_N | External | Winter | B20 | 935 | 210 | 0 | 42.31 | 37.31 | 8 | 0
2030 | SPP_N_2_RMPA | SPP_N | RMPA | External | Shoulder | B11 | 25 | 210 | 0 | 57.74 | 50.6 | 5 | 0
2030 | SPP_N_2_RMPA | SPP_N | RMPA | External | Shoulder | B12 | 200 | 210 | 210 | 45.4 | 50.6 | 5 | 0.21
2030 | SPP_N_2_RMPA | SPP_N | RMPA | External | Shoulder | B13 | 600 | 210 | 0 | 44.05 | 49.03 | 5 | 0
2030 | SPP_N_2_RMPA | SPP_N | RMPA | External | Shoulder | B14 | 900 | 210 | 210 | 40.16 | 48.37 | 5 | 3.21
2030 | SPP_N_2_RMPA | SPP_N | RMPA | External | Shoulder | B15 | 1203 | 210 | 210 | 38.7 | 47.71 | 5 | 4.01
2030 | SPP_N_2_RMPA | SPP_N | RMPA | External | Summer | B1 | 10 | 210 | 0 | 72.36 | 74.51 | 5 | 0
2030 | SPP_N_2_RMPA | SPP_N | RMPA | External | Summer | B2 | 25 | 210 | 0 | 73.06 | 74.51 | 5 | 0
2030 | SPP_N_2_RMPA | SPP_N | RMPA | External | Summer | B3 | 75 | 210 | 0 | 74.25 | 74.51 | 5 | 0
2030 | SPP_N_2_RMPA | SPP_N | RMPA | External | Summer | B4 | 100 | 210 | 0 | 73.06 | 65.04 | 5 | 0
2030 | SPP_N_2_RMPA | SPP_N | RMPA | External | Summer | B5 | 200 | 210 | 0 | 69.26 | 61.25 | 5 | 0
2030 | SPP_N_2_RMPA | SPP_N | RMPA | External | Summer | B6 | 300 | 210 | 0 | 56.96 | 48.95 | 5 | 0
2030 | SPP_N_2_RMPA | SPP_N | RMPA | External | Summer | B7 | 400 | 210 | 0 | 45.65 | 48.39 | 5 | 0
2030 | SPP_N_2_RMPA | SPP_N | RMPA | External | Summer | B8 | 500 | 210 | 0 | 43.67 | 48.39 | 5 | 0
2030 | SPP_N_2_RMPA | SPP_N | RMPA | External | Summer | B9 | 800 | 210 | 0 | 43.43 | 48.33 | 5 | 0
2030 | SPP_N_2_RMPA | SPP_N | RMPA | External | Summer | B10 | 1262 | 210 | 74.13 | 37.71 | 42.71 | 5 | 0
2030 | SPP_N_2_RMPA | SPP_N | RMPA | External | Winter | B16 | 25 | 210 | 210 | 48.63 | 58.79 | 5 | 5.16
2030 | SPP_N_2_RMPA | SPP_N | RMPA | External | Winter | B17 | 100 | 210 | 210 | 45.65 | 54.72 | 5 | 4.08
2030 | SPP_N_2_RMPA | SPP_N | RMPA | External | Winter | B18 | 400 | 210 | 210 | 45.07 | 52.77 | 5 | 2.71
2030 | SPP_N_2_RMPA | SPP_N | RMPA | External | Winter | B19 | 700 | 210 | 210 | 42.25 | 52.77 | 5 | 5.53
2030 | SPP_N_2_RMPA | SPP_N | RMPA | External | Winter | B20 | 935 | 210 | 45.33 | 37.31 | 42.31 | 5 | 0
2030 | SPP_S_2_ERCOT | SPP_S | ERCOT | External | Shoulder | B11 | 25 | 800 | 800 | 57.73 | 66.03 | 5 | 3.3
2030 | SPP_S_2_ERCOT | SPP_S | ERCOT | External | Shoulder | B12 | 200 | 800 | 0 | 45.37 | 49.25 | 5 | 0
2030 | SPP_S_2_ERCOT | SPP_S | ERCOT | External | Shoulder | B13 | 600 | 800 | 0 | 44.06 | 45.17 | 5 | 0
2030 | SPP_S_2_ERCOT | SPP_S | ERCOT | External | Shoulder | B14 | 900 | 800 | 255.39 | 40.17 | 45.17 | 5 | 0
2030 | SPP_S_2_ERCOT | SPP_S | ERCOT | External | Shoulder | B15 | 1203 | 800 | 32.05 | 38.71 | 43.71 | 5 | 0
2030 | SPP_S_2_ERCOT | SPP_S | ERCOT | External | Summer | B1 | 10 | 800 | 800 | 45.66 | 63.97 | 5 | 13.31
2030 | SPP_S_2_ERCOT | SPP_S | ERCOT | External | Summer | B2 | 25 | 800 | 0 | 62.94 | 63.97 | 5 | 0
2030 | SPP_S_2_ERCOT | SPP_S | ERCOT | External | Summer | B3 | 75 | 800 | 0 | 63.47 | 63.97 | 5 | 0
2030 | SPP_S_2_ERCOT | SPP_S | ERCOT | External | Summer | B4 | 100 | 800 | 0 | 62.94 | 63.97 | 5 | 0
2030 | SPP_S_2_ERCOT | SPP_S | ERCOT | External | Summer | B5 | 200 | 800 | 0 | 62.94 | 63.97 | 5 | 0
2030 | SPP_S_2_ERCOT | SPP_S | ERCOT | External | Summer | B6 | 300 | 800 | 800 | 56.97 | 63.97 | 5 | 2
2030 | SPP_S_2_ERCOT | SPP_S | ERCOT | External | Summer | B7 | 400 | 800 | 0 | 45.66 | 47.73 | 5 | 0
2030 | SPP_S_2_ERCOT | SPP_S | ERCOT | External | Summer | B8 | 500 | 800 | 0 | 43.68 | 43.79 | 5 | 0
2030 | SPP_S_2_ERCOT | SPP_S | ERCOT | External | Summer | B9 | 800 | 800 | 0 | 43.44 | 43.79 | 5 | 0
2030 | SPP_S_2_ERCOT | SPP_S | ERCOT | External | Summer | B10 | 1262 | 800 | 0 | 39.41 | 43.79 | 5 | 0
2030 | SPP_S_2_ERCOT | SPP_S | ERCOT | External | Winter | B16 | 25 | 800 | 0 | 48.62 | 52.5 | 5 | 0
2030 | SPP_S_2_ERCOT | SPP_S | ERCOT | External | Winter | B17 | 100 | 800 | 0 | 45.65 | 48.13 | 5 | 0
2030 | SPP_S_2_ERCOT | SPP_S | ERCOT | External | Winter | B18 | 400 | 800 | 0 | 45.07 | 48.13 | 5 | 0
2030 | SPP_S_2_ERCOT | SPP_S | ERCOT | External | Winter | B19 | 700 | 800 | 800 | 42.26 | 48.13 | 5 | 0.87
2030 | SPP_S_2_ERCOT | SPP_S | ERCOT | External | Winter | B20 | 935 | 800 | 92 | 37.32 | 42.32 | 5 | 0
2035 | AZ_NM_SNV_Coal_2_SPP_S | AZ_NM_SNV_Coal | SPP_S | External | Shoulder | B11 | 25 | 400 | 0 | 67.2 | 73.3 | 8.17 | 0
2035 | AZ_NM_SNV_Coal_2_SPP_S | AZ_NM_SNV_Coal | SPP_S | External | Shoulder | B12 | 200 | 400 | 0 | 67.12 | 50.75 | 8.17 | 0
2035 | AZ_NM_SNV_Coal_2_SPP_S | AZ_NM_SNV_Coal | SPP_S | External | Shoulder | B13 | 600 | 400 | 0 | 62.04 | 50.63 | 8.17 | 0
2035 | AZ_NM_SNV_Coal_2_SPP_S | AZ_NM_SNV_Coal | SPP_S | External | Shoulder | B14 | 900 | 400 | 0 | 62.04 | 46.81 | 8.17 | 0
2035 | AZ_NM_SNV_Coal_2_SPP_S | AZ_NM_SNV_Coal | SPP_S | External | Shoulder | B15 | 1203 | 400 | 0 | 57.6 | 41.99 | 8.17 | 0
2035 | AZ_NM_SNV_Coal_2_SPP_S | AZ_NM_SNV_Coal | SPP_S | External | Summer | B1 | 10 | 400 | 0 | 115.37 | 69.48 | 8.17 | 0
2035 | AZ_NM_SNV_Coal_2_SPP_S | AZ_NM_SNV_Coal | SPP_S | External | Summer | B2 | 25 | 400 | 0 | 115.37 | 71.18 | 8.17 | 0
2035 | AZ_NM_SNV_Coal_2_SPP_S | AZ_NM_SNV_Coal | SPP_S | External | Summer | B3 | 75 | 400 | 0 | 97.49 | 73.6 | 8.17 | 0
2035 | AZ_NM_SNV_Coal_2_SPP_S | AZ_NM_SNV_Coal | SPP_S | External | Summer | B4 | 100 | 400 | 0 | 97.49 | 71.18 | 8.17 | 0
2035 | AZ_NM_SNV_Coal_2_SPP_S | AZ_NM_SNV_Coal | SPP_S | External | Summer | B5 | 200 | 400 | 0 | 97.49 | 70.59 | 8.17 | 0
2035 | AZ_NM_SNV_Coal_2_SPP_S | AZ_NM_SNV_Coal | SPP_S | External | Summer | B6 | 300 | 400 | 0 | 71.57 | 70.59 | 8.17 | 0
2035 | AZ_NM_SNV_Coal_2_SPP_S | AZ_NM_SNV_Coal | SPP_S | External | Summer | B7 | 400 | 400 | 0 | 65.57 | 57.97 | 8.17 | 0
2035 | AZ_NM_SNV_Coal_2_SPP_S | AZ_NM_SNV_Coal | SPP_S | External | Summer | B8 | 500 | 400 | 0 | 65.57 | 50.61 | 8.17 | 0
2035 | AZ_NM_SNV_Coal_2_SPP_S | AZ_NM_SNV_Coal | SPP_S | External | Summer | B9 | 800 | 400 | 0 | 65.34 | 48.78 | 8.17 | 0
2035 | AZ_NM_SNV_Coal_2_SPP_S | AZ_NM_SNV_Coal | SPP_S | External | Summer | B10 | 1262 | 400 | 0 | 62.03 | 43.36 | 8.17 | 0
2035 | AZ_NM_SNV_Coal_2_SPP_S | AZ_NM_SNV_Coal | SPP_S | External | Winter | B16 | 25 | 400 | 0 | 71.02 | 54.52 | 8.17 | 0
2035 | AZ_NM_SNV_Coal_2_SPP_S | AZ_NM_SNV_Coal | SPP_S | External | Winter | B17 | 100 | 400 | 0 | 70.75 | 52.59 | 8.17 | 0
2035 | AZ_NM_SNV_Coal_2_SPP_S | AZ_NM_SNV_Coal | SPP_S | External | Winter | B18 | 400 | 400 | 0 | 66.74 | 53.58 | 8.17 | 0
2035 | AZ_NM_SNV_Coal_2_SPP_S | AZ_NM_SNV_Coal | SPP_S | External | Winter | B19 | 700 | 400 | 0 | 66.74 | 49.45 | 8.17 | 0
2035 | AZ_NM_SNV_Coal_2_SPP_S | AZ_NM_SNV_Coal | SPP_S | External | Winter | B20 | 935 | 400 | 0 | 60.96 | 40.39 | 8.17 | 0
2035 | MAPP_US_2_RMPA | MAPP_US | RMPA | External | Shoulder | B11 | 25 | 200 | 0 | 73.8 | 58.09 | 8 | 0
2035 | MAPP_US_2_RMPA | MAPP_US | RMPA | External | Shoulder | B12 | 200 | 200 | 0 | 48.96 | 56.34 | 8 | 0
2035 | MAPP_US_2_RMPA | MAPP_US | RMPA | External | Shoulder | B13 | 600 | 200 | 200 | 43.63 | 54.56 | 8 | 2.93
2035 | MAPP_US_2_RMPA | MAPP_US | RMPA | External | Shoulder | B14 | 900 | 200 | 200 | 41.63 | 53.87 | 8 | 4.24
2035 | MAPP_US_2_RMPA | MAPP_US | RMPA | External | Shoulder | B15 | 1203 | 200 | 200 | 34.96 | 49.43 | 8 | 6.47
2035 | MAPP_US_2_RMPA | MAPP_US | RMPA | External | Summer | B1 | 10 | 200 | 103.79 | 74.39 | 82.39 | 8 | 0
2035 | MAPP_US_2_RMPA | MAPP_US | RMPA | External | Summer | B2 | 25 | 200 | 185.97 | 73.73 | 81.73 | 8 | 0
2035 | MAPP_US_2_RMPA | MAPP_US | RMPA | External | Summer | B3 | 75 | 200 | 38.96 | 74.31 | 82.31 | 8 | 0
2035 | MAPP_US_2_RMPA | MAPP_US | RMPA | External | Summer | B4 | 100 | 200 | 0 | 73.22 | 70.2 | 8 | 0
2035 | MAPP_US_2_RMPA | MAPP_US | RMPA | External | Summer | B5 | 200 | 200 | 0 | 73.22 | 66.05 | 8 | 0
2035 | MAPP_US_2_RMPA | MAPP_US | RMPA | External | Summer | B6 | 300 | 200 | 0 | 57.7 | 53.87 | 8 | 0
2035 | MAPP_US_2_RMPA | MAPP_US | RMPA | External | Summer | B7 | 400 | 200 | 200 | 43.98 | 53.87 | 8 | 1.88
2035 | MAPP_US_2_RMPA | MAPP_US | RMPA | External | Summer | B8 | 500 | 200 | 200 | 38.95 | 53.87 | 8 | 6.91
2035 | MAPP_US_2_RMPA | MAPP_US | RMPA | External | Summer | B9 | 800 | 200 | 200 | 35.73 | 47.75 | 8 | 4.02
2035 | MAPP_US_2_RMPA | MAPP_US | RMPA | External | Summer | B10 | 1262 | 200 | 200 | 34.06 | 47.75 | 8 | 5.7
2035 | MAPP_US_2_RMPA | MAPP_US | RMPA | External | Winter | B16 | 25 | 200 | 200 | 43.19 | 62.26 | 8 | 11.07
2035 | MAPP_US_2_RMPA | MAPP_US | RMPA | External | Winter | B17 | 100 | 200 | 200 | 45.56 | 60.97 | 8 | 7.41
2035 | MAPP_US_2_RMPA | MAPP_US | RMPA | External | Winter | B18 | 400 | 200 | 200 | 46.56 | 58.57 | 8 | 4.01
2035 | MAPP_US_2_RMPA | MAPP_US | RMPA | External | Winter | B19 | 700 | 200 | 200 | 43.19 | 58.56 | 8 | 7.37
2035 | MAPP_US_2_RMPA | MAPP_US | RMPA | External | Winter | B20 | 935 | 200 | 200 | 34.3 | 43.95 | 8 | 1.65
2035 | NE_2_RMPA | NE | RMPA | External | Shoulder | B11 | 25 | 310 | 0 | 80.8 | 58.09 | 5 | 0
2035 | NE_2_RMPA | NE | RMPA | External | Shoulder | B12 | 200 | 310 | 0 | 55.96 | 56.34 | 5 | 0
2035 | NE_2_RMPA | NE | RMPA | External | Shoulder | B13 | 600 | 310 | 0 | 50.63 | 54.56 | 5 | 0
2035 | NE_2_RMPA | NE | RMPA | External | Shoulder | B14 | 900 | 310 | 310 | 46.83 | 53.87 | 5 | 2.04
2035 | NE_2_RMPA | NE | RMPA | External | Shoulder | B15 | 1203 | 310 | 310 | 41.96 | 49.43 | 5 | 2.47
2035 | NE_2_RMPA | NE | RMPA | External | Summer | B1 | 10 | 310 | 0 | 81.39 | 82.39 | 5 | 0
2035 | NE_2_RMPA | NE | RMPA | External | Summer | B2 | 25 | 310 | 0 | 81.29 | 81.73 | 5 | 0
2035 | NE_2_RMPA | NE | RMPA | External | Summer | B3 | 75 | 310 | 0 | 81.31 | 82.31 | 5 | 0
2035 | NE_2_RMPA | NE | RMPA | External | Summer | B4 | 100 | 310 | 0 | 81.29 | 70.2 | 5 | 0
2035 | NE_2_RMPA | NE | RMPA | External | Summer | B5 | 200 | 310 | 0 | 81.29 | 66.05 | 5 | 0
2035 | NE_2_RMPA | NE | RMPA | External | Summer | B6 | 300 | 310 | 0 | 71.69 | 53.87 | 5 | 0
2035 | NE_2_RMPA | NE | RMPA | External | Summer | B7 | 400 | 310 | 0 | 57.97 | 53.87 | 5 | 0
2035 | NE_2_RMPA | NE | RMPA | External | Summer | B8 | 500 | 310 | 0 | 50.59 | 53.87 | 5 | 0
2035 | NE_2_RMPA | NE | RMPA | External | Summer | B9 | 800 | 310 | 0 | 48.76 | 47.75 | 5 | 0
2035 | NE_2_RMPA | NE | RMPA | External | Summer | B10 | 1262 | 310 | 0 | 43.33 | 47.75 | 5 | 0
2035 | NE_2_RMPA | NE | RMPA | External | Winter | B16 | 25 | 310 | 310 | 57.25 | 62.26 | 5 | 0.01
2035 | NE_2_RMPA | NE | RMPA | External | Winter | B17 | 100 | 310 | 310 | 52.56 | 60.97 | 5 | 3.41
2035 | NE_2_RMPA | NE | RMPA | External | Winter | B18 | 400 | 310 | 310 | 53.56 | 58.57 | 5 | 0.01
2035 | NE_2_RMPA | NE | RMPA | External | Winter | B19 | 700 | 310 | 310 | 49.48 | 58.56 | 5 | 4.08
2035 | NE_2_RMPA | NE | RMPA | External | Winter | B20 | 935 | 310 | 0 | 40.37 | 43.95 | 5 | 0
2035 | NWPP_Coal_2_MAPP_US | NWPP_Coal | MAPP_US | External | Shoulder | B11 | 25 | 150 | 150 | 62.03 | 73.8 | 8 | 3.77
2035 | NWPP_Coal_2_MAPP_US | NWPP_Coal | MAPP_US | External | Shoulder | B12 | 200 | 150 | 0 | 62.03 | 48.96 | 8 | 0
2035 | NWPP_Coal_2_MAPP_US | NWPP_Coal | MAPP_US | External | Shoulder | B13 | 600 | 150 | 0 | 62.03 | 43.63 | 8 | 0
2035 | NWPP_Coal_2_MAPP_US | NWPP_Coal | MAPP_US | External | Shoulder | B14 | 900 | 150 | 0 | 62.03 | 41.63 | 8 | 0
2035 | NWPP_Coal_2_MAPP_US | NWPP_Coal | MAPP_US | External | Shoulder | B15 | 1203 | 150 | 0 | 62.03 | 34.96 | 8 | 0
2035 | NWPP_Coal_2_MAPP_US | NWPP_Coal | MAPP_US | External | Summer | B1 | 10 | 150 | 150 | 62.03 | 74.39 | 8 | 4.36
2035 | NWPP_Coal_2_MAPP_US | NWPP_Coal | MAPP_US | External | Summer | B2 | 25 | 150 | 150 | 62.03 | 73.73 | 8 | 3.7
2035 | NWPP_Coal_2_MAPP_US | NWPP_Coal | MAPP_US | External | Summer | B3 | 75 | 150 | 150 | 62.03 | 74.31 | 8 | 4.28
2035 | NWPP_Coal_2_MAPP_US | NWPP_Coal | MAPP_US | External | Summer | B4 | 100 | 150 | 150 | 62.03 | 73.22 | 8 | 3.19
2035 | NWPP_Coal_2_MAPP_US | NWPP_Coal | MAPP_US | External | Summer | B5 | 200 | 150 | 150 | 62.03 | 73.22 | 8 | 3.19
2035 | NWPP_Coal_2_MAPP_US | NWPP_Coal | MAPP_US | External | Summer | B6 | 300 | 150 | 0 | 62.03 | 57.7 | 8 | 0
2035 | NWPP_Coal_2_MAPP_US | NWPP_Coal | MAPP_US | External | Summer | B7 | 400 | 150 | 0 | 62.03 | 43.98 | 8 | 0
2035 | NWPP_Coal_2_MAPP_US | NWPP_Coal | MAPP_US | External | Summer | B8 | 500 | 150 | 0 | 62.03 | 38.95 | 8 | 0
2035 | NWPP_Coal_2_MAPP_US | NWPP_Coal | MAPP_US | External | Summer | B9 | 800 | 150 | 0 | 62.03 | 35.73 | 8 | 0
2035 | NWPP_Coal_2_MAPP_US | NWPP_Coal | MAPP_US | External | Summer | B10 | 1262 | 150 | 0 | 62.03 | 34.06 | 8 | 0
2035 | NWPP_Coal_2_MAPP_US | NWPP_Coal | MAPP_US | External | Winter | B16 | 25 | 150 | 0 | 66.73 | 43.19 | 8 | 0
2035 | NWPP_Coal_2_MAPP_US | NWPP_Coal | MAPP_US | External | Winter | B17 | 100 | 150 | 0 | 66.73 | 45.56 | 8 | 0
2035 | NWPP_Coal_2_MAPP_US | NWPP_Coal | MAPP_US | External | Winter | B18 | 400 | 150 | 0 | 66.73 | 46.56 | 8 | 0
2035 | NWPP_Coal_2_MAPP_US | NWPP_Coal | MAPP_US | External | Winter | B19 | 700 | 150 | 0 | 66.73 | 43.19 | 8 | 0
2035 | NWPP_Coal_2_MAPP_US | NWPP_Coal | MAPP_US | External | Winter | B20 | 935 | 150 | 0 | 66.73 | 34.3 | 8 | 0
2035 | RMPA_2_MAPP_US | RMPA | MAPP_US | External | Shoulder | B11 | 25 | 200 | 200 | 58.09 | 73.8 | 8 | 7.71
2035 | RMPA_2_MAPP_US | RMPA | MAPP_US | External | Shoulder | B12 | 200 | 200 | 0 | 56.34 | 48.96 | 8 | 0
2035 | RMPA_2_MAPP_US | RMPA | MAPP_US | External | Shoulder | B13 | 600 | 200 | 0 | 54.56 | 43.63 | 8 | 0
2035 | RMPA_2_MAPP_US | RMPA | MAPP_US | External | Shoulder | B14 | 900 | 200 | 0 | 53.87 | 41.63 | 8 | 0
2035 | RMPA_2_MAPP_US | RMPA | MAPP_US | External | Shoulder | B15 | 1203 | 200 | 0 | 49.43 | 34.96 | 8 | 0
2035 | RMPA_2_MAPP_US | RMPA | MAPP_US | External | Summer | B1 | 10 | 200 | 0 | 82.39 | 74.39 | 8 | 0
2035 | RMPA_2_MAPP_US | RMPA | MAPP_US | External | Summer | B2 | 25 | 200 | 0 | 81.73 | 73.73 | 8 | 0
2035 | RMPA_2_MAPP_US | RMPA | MAPP_US | External | Summer | B3 | 75 | 200 | 0 | 82.31 | 74.31 | 8 | 0
2035 | RMPA_2_MAPP_US | RMPA | MAPP_US | External | Summer | B4 | 100 | 200 | 0 | 70.2 | 73.22 | 8 | 0
2035 | RMPA_2_MAPP_US | RMPA | MAPP_US | External | Summer | B5 | 200 | 200 | 0 | 66.05 | 73.22 | 8 | 0
2035 | RMPA_2_MAPP_US | RMPA | MAPP_US | External | Summer | B6 | 300 | 200 | 0 | 53.87 | 57.7 | 8 | 0
2035 | RMPA_2_MAPP_US | RMPA | MAPP_US | External | Summer | B7 | 400 | 200 | 0 | 53.87 | 43.98 | 8 | 0
2035 | RMPA_2_MAPP_US | RMPA | MAPP_US | External | Summer | B8 | 500 | 200 | 0 | 53.87 | 38.95 | 8 | 0
2035 | RMPA_2_MAPP_US | RMPA | MAPP_US | External | Summer | B9 | 800 | 200 | 0 | 47.75 | 35.73 | 8 | 0
2035 | RMPA_2_MAPP_US | RMPA | MAPP_US | External | Summer | B10 | 1262 | 200 | 0 | 47.75 | 34.06 | 8 | 0
2035 | RMPA_2_MAPP_US | RMPA | MAPP_US | External | Winter | B16 | 25 | 200 | 0 | 62.26 | 43.19 | 8 | 0
2035 | RMPA_2_MAPP_US | RMPA | MAPP_US | External | Winter | B17 | 100 | 200 | 0 | 60.97 | 45.56 | 8 | 0
2035 | RMPA_2_MAPP_US | RMPA | MAPP_US | External | Winter | B18 | 400 | 200 | 0 | 58.57 | 46.56 | 8 | 0
2035 | RMPA_2_MAPP_US | RMPA | MAPP_US | External | Winter | B19 | 700 | 200 | 0 | 58.56 | 43.19 | 8 | 0
2035 | RMPA_2_MAPP_US | RMPA | MAPP_US | External | Winter | B20 | 935 | 200 | 0 | 43.95 | 34.3 | 8 | 0
2035 | RMPA_2_NE | RMPA | NE | External | Shoulder | B11 | 25 | 310 | 310 | 58.09 | 80.8 | 8 | 14.71
2035 | RMPA_2_NE | RMPA | NE | External | Shoulder | B12 | 200 | 310 | 0 | 56.34 | 55.96 | 8 | 0
2035 | RMPA_2_NE | RMPA | NE | External | Shoulder | B13 | 600 | 310 | 0 | 54.56 | 50.63 | 8 | 0
2035 | RMPA_2_NE | RMPA | NE | External | Shoulder | B14 | 900 | 310 | 0 | 53.87 | 46.83 | 8 | 0
2035 | RMPA_2_NE | RMPA | NE | External | Shoulder | B15 | 1203 | 310 | 0 | 49.43 | 41.96 | 8 | 0
2035 | RMPA_2_NE | RMPA | NE | External | Summer | B1 | 10 | 310 | 0 | 82.39 | 81.39 | 8 | 0
2035 | RMPA_2_NE | RMPA | NE | External | Summer | B2 | 25 | 310 | 0 | 81.73 | 81.29 | 8 | 0
2035 | RMPA_2_NE | RMPA | NE | External | Summer | B3 | 75 | 310 | 0 | 82.31 | 81.31 | 8 | 0
2035 | RMPA_2_NE | RMPA | NE | External | Summer | B4 | 100 | 310 | 310 | 70.2 | 81.29 | 8 | 3.09
2035 | RMPA_2_NE | RMPA | NE | External | Summer | B5 | 200 | 310 | 310 | 66.05 | 81.29 | 8 | 7.24
2035 | RMPA_2_NE | RMPA | NE | External | Summer | B6 | 300 | 310 | 310 | 53.87 | 71.69 | 8 | 9.82
2035 | RMPA_2_NE | RMPA | NE | External | Summer | B7 | 400 | 310 | 0 | 53.87 | 57.97 | 8 | 0
2035 | RMPA_2_NE | RMPA | NE | External | Summer | B8 | 500 | 310 | 0 | 53.87 | 50.59 | 8 | 0
2035 | RMPA_2_NE | RMPA | NE | External | Summer | B9 | 800 | 310 | 0 | 47.75 | 48.76 | 8 | 0
2035 | RMPA_2_NE | RMPA | NE | External | Summer | B10 | 1262 | 310 | 0 | 47.75 | 43.33 | 8 | 0
2035 | RMPA_2_NE | RMPA | NE | External | Winter | B16 | 25 | 310 | 0 | 62.26 | 57.25 | 8 | 0
2035 | RMPA_2_NE | RMPA | NE | External | Winter | B17 | 100 | 310 | 0 | 60.97 | 52.56 | 8 | 0
2035 | RMPA_2_NE | RMPA | NE | External | Winter | B18 | 400 | 310 | 0 | 58.57 | 53.56 | 8 | 0
2035 | RMPA_2_NE | RMPA | NE | External | Winter | B19 | 700 | 310 | 0 | 58.56 | 49.48 | 8 | 0
2035 | RMPA_2_NE | RMPA | NE | External | Winter | B20 | 935 | 310 | 0 | 43.95 | 40.37 | 8 | 0
2035 | RMPA_2_SPP_N | RMPA | SPP_N | External | Shoulder | B11 | 25 | 210 | 210 | 58.09 | 80.81 | 8 | 14.72
2035 | RMPA_2_SPP_N | RMPA | SPP_N | External | Shoulder | B12 | 200 | 210 | 0 | 56.34 | 55.97 | 8 | 0
2035 | RMPA_2_SPP_N | RMPA | SPP_N | External | Shoulder | B13 | 600 | 210 | 0 | 54.56 | 50.64 | 8 | 0
2035 | RMPA_2_SPP_N | RMPA | SPP_N | External | Shoulder | B14 | 900 | 210 | 0 | 53.87 | 46.81 | 8 | 0
2035 | RMPA_2_SPP_N | RMPA | SPP_N | External | Shoulder | B15 | 1203 | 210 | 0 | 49.43 | 41.97 | 8 | 0
2035 | RMPA_2_SPP_N | RMPA | SPP_N | External | Summer | B1 | 10 | 210 | 0 | 82.39 | 81.3 | 8 | 0
2035 | RMPA_2_SPP_N | RMPA | SPP_N | External | Summer | B2 | 25 | 210 | 0 | 81.73 | 81.3 | 8 | 0
2035 | RMPA_2_SPP_N | RMPA | SPP_N | External | Summer | B3 | 75 | 210 | 0 | 82.31 | 81.3 | 8 | 0
2035 | RMPA_2_SPP_N | RMPA | SPP_N | External | Summer | B4 | 100 | 210 | 210 | 70.2 | 81.3 | 8 | 3.1
2035 | RMPA_2_SPP_N | RMPA | SPP_N | External | Summer | B5 | 200 | 210 | 210 | 66.05 | 81.3 | 8 | 7.25
2035 | RMPA_2_SPP_N | RMPA | SPP_N | External | Summer | B6 | 300 | 210 | 210 | 53.87 | 71.7 | 8 | 9.83
2035 | RMPA_2_SPP_N | RMPA | SPP_N | External | Summer | B7 | 400 | 210 | 0 | 53.87 | 57.98 | 8 | 0
2035 | RMPA_2_SPP_N | RMPA | SPP_N | External | Summer | B8 | 500 | 210 | 0 | 53.87 | 50.6 | 8 | 0
2035 | RMPA_2_SPP_N | RMPA | SPP_N | External | Summer | B9 | 800 | 210 | 0 | 47.75 | 48.77 | 8 | 0
2035 | RMPA_2_SPP_N | RMPA | SPP_N | External | Summer | B10 | 1262 | 210 | 0 | 47.75 | 43.35 | 8 | 0
2035 | RMPA_2_SPP_N | RMPA | SPP_N | External | Winter | B16 | 25 | 210 | 0 | 62.26 | 57.26 | 8 | 0
2035 | RMPA_2_SPP_N | RMPA | SPP_N | External | Winter | B17 | 100 | 210 | 0 | 60.97 | 52.58 | 8 | 0
2035 | RMPA_2_SPP_N | RMPA | SPP_N | External | Winter | B18 | 400 | 210 | 0 | 58.57 | 53.57 | 8 | 0
2035 | RMPA_2_SPP_N | RMPA | SPP_N | External | Winter | B19 | 700 | 210 | 0 | 58.56 | 49.46 | 8 | 0
2035 | RMPA_2_SPP_N | RMPA | SPP_N | External | Winter | B20 | 935 | 210 | 0 | 43.95 | 40.38 | 8 | 0
2035 | SPP_N_2_RMPA | SPP_N | RMPA | External | Shoulder | B11 | 25 | 210 | 0 | 80.81 | 58.09 | 5 | 0
2035 | SPP_N_2_RMPA | SPP_N | RMPA | External | Shoulder | B12 | 200 | 210 | 0 | 55.97 | 56.34 | 5 | 0
2035 | SPP_N_2_RMPA | SPP_N | RMPA | External | Shoulder | B13 | 600 | 210 | 0 | 50.64 | 54.56 | 5 | 0
2035 | SPP_N_2_RMPA | SPP_N | RMPA | External | Shoulder | B14 | 900 | 210 | 210 | 46.81 | 53.87 | 5 | 2.05
2035 | SPP_N_2_RMPA | SPP_N | RMPA | External | Shoulder | B15 | 1203 | 210 | 210 | 41.97 | 49.43 | 5 | 2.46
2035 | SPP_N_2_RMPA | SPP_N | RMPA | External | Summer | B1 | 10 | 210 | 0 | 81.3 | 82.39 | 5 | 0
2035 | SPP_N_2_RMPA | SPP_N | RMPA | External | Summer | B2 | 25 | 210 | 0 | 81.3 | 81.73 | 5 | 0
2035 | SPP_N_2_RMPA | SPP_N | RMPA | External | Summer | B3 | 75 | 210 | 0 | 81.3 | 82.31 | 5 | 0
2035 | SPP_N_2_RMPA | SPP_N | RMPA | External | Summer | B4 | 100 | 210 | 0 | 81.3 | 70.2 | 5 | 0
2035 | SPP_N_2_RMPA | SPP_N | RMPA | External | Summer | B5 | 200 | 210 | 0 | 81.3 | 66.05 | 5 | 0
2035 | SPP_N_2_RMPA | SPP_N | RMPA | External | Summer | B6 | 300 | 210 | 0 | 71.7 | 53.87 | 5 | 0
2035 | SPP_N_2_RMPA | SPP_N | RMPA | External | Summer | B7 | 400 | 210 | 0 | 57.98 | 53.87 | 5 | 0
2035 | SPP_N_2_RMPA | SPP_N | RMPA | External | Summer | B8 | 500 | 210 | 0 | 50.6 | 53.87 | 5 | 0
2035 | SPP_N_2_RMPA | SPP_N | RMPA | External | Summer | B9 | 800 | 210 | 0 | 48.77 | 47.75 | 5 | 0
2035 | SPP_N_2_RMPA | SPP_N | RMPA | External | Summer | B10 | 1262 | 210 | 0 | 43.35 | 47.75 | 5 | 0
2035 | SPP_N_2_RMPA | SPP_N | RMPA | External | Winter | B16 | 25 | 210 | 29.2 | 57.26 | 62.26 | 5 | 0
2035 | SPP_N_2_RMPA | SPP_N | RMPA | External | Winter | B17 | 100 | 210 | 210 | 52.58 | 60.97 | 5 | 3.39
2035 | SPP_N_2_RMPA | SPP_N | RMPA | External | Winter | B18 | 400 | 210 | 178.43 | 53.57 | 58.57 | 5 | 0
2035 | SPP_N_2_RMPA | SPP_N | RMPA | External | Winter | B19 | 700 | 210 | 210 | 49.46 | 58.56 | 5 | 4.1
2035 | SPP_N_2_RMPA | SPP_N | RMPA | External | Winter | B20 | 935 | 210 | 0 | 40.38 | 43.95 | 5 | 0
2035 | SPP_S_2_ERCOT | SPP_S | ERCOT | External | Shoulder | B11 | 25 | 800 | 0 | 73.3 | 74.05 | 5 | 0
2035 | SPP_S_2_ERCOT | SPP_S | ERCOT | External | Shoulder | B12 | 200 | 800 | 0 | 50.75 | 55.15 | 5 | 0
2035 | SPP_S_2_ERCOT | SPP_S | ERCOT | External | Shoulder | B13 | 600 | 800 | 0 | 50.63 | 50.56 | 5 | 0
2035 | SPP_S_2_ERCOT | SPP_S | ERCOT | External | Shoulder | B14 | 900 | 800 | 0 | 46.81 | 50.56 | 5 | 0
2035 | SPP_S_2_ERCOT | SPP_S | ERCOT | External | Shoulder | B15 | 1203 | 800 | 0 | 41.99 | 46.49 | 5 | 0
2035 | SPP_S_2_ERCOT | SPP_S | ERCOT | External | Summer | B1 | 10 | 800 | 0 | 69.48 | 71.73 | 5 | 0
2035 | SPP_S_2_ERCOT | SPP_S | ERCOT | External | Summer | B2 | 25 | 800 | 0 | 71.18 | 71.73 | 5 | 0
2035 | SPP_S_2_ERCOT | SPP_S | ERCOT | External | Summer | B3 | 75 | 800 | 0 | 73.6 | 71.73 | 5 | 0
2035 | SPP_S_2_ERCOT | SPP_S | ERCOT | External | Summer | B4 | 100 | 800 | 0 | 71.18 | 71.73 | 5 | 0
2035 | SPP_S_2_ERCOT | SPP_S | ERCOT | External | Summer | B5 | 200 | 800 | 0 | 70.59 | 71.73 | 5 | 0
2035 | SPP_S_2_ERCOT | SPP_S | ERCOT | External | Summer | B6 | 300 | 800 | 0 | 70.59 | 71.73 | 5 | 0
2035 | SPP_S_2_ERCOT | SPP_S | ERCOT | External | Summer | B7 | 400 | 800 | 0 | 57.97 | 53.44 | 5 | 0
2035 | SPP_S_2_ERCOT | SPP_S | ERCOT | External | Summer | B8 | 500 | 800 | 0 | 50.61 | 49 | 5 | 0
2035 | SPP_S_2_ERCOT | SPP_S | ERCOT | External | Summer | B9 | 800 | 800 | 0 | 48.78 | 49 | 5 | 0
2035 | SPP_S_2_ERCOT | SPP_S | ERCOT | External | Summer | B10 | 1262 | 800 | 800 | 43.36 | 49 | 5 | 0.64
2035 | SPP_S_2_ERCOT | SPP_S | ERCOT | External | Winter | B16 | 25 | 800 | 0 | 54.52 | 58.73 | 5 | 0
2035 | SPP_S_2_ERCOT | SPP_S | ERCOT | External | Winter | B17 | 100 | 800 | 0 | 52.59 | 53.83 | 5 | 0
2035 | SPP_S_2_ERCOT | SPP_S | ERCOT | External | Winter | B18 | 400 | 800 | 0 | 53.58 | 53.83 | 5 | 0
2035 | SPP_S_2_ERCOT | SPP_S | ERCOT | External | Winter | B19 | 700 | 800 | 0 | 49.45 | 53.83 | 5 | 0
2035 | SPP_S_2_ERCOT | SPP_S | ERCOT | External | Winter | B20 | 935 | 800 | 135.84 | 40.39 | 45.39 | 5 | 0
2040 | AZ_NM_SNV_Coal_2_SPP_S | AZ_NM_SNV_Coal | SPP_S | External | Shoulder | B11 | 25 | 400 | 0 | 78.81 | 82.53 | 8.17 | 0
2040 | AZ_NM_SNV_Coal_2_SPP_S | AZ_NM_SNV_Coal | SPP_S | External | Shoulder | B12 | 200 | 400 | 0 | 76.55 | 57.04 | 8.17 | 0
2040 | AZ_NM_SNV_Coal_2_SPP_S | AZ_NM_SNV_Coal | SPP_S | External | Shoulder | B13 | 600 | 400 | 0 | 68.37 | 56.91 | 8.17 | 0
2040 | AZ_NM_SNV_Coal_2_SPP_S | AZ_NM_SNV_Coal | SPP_S | External | Shoulder | B14 | 900 | 400 | 0 | 63.3 | 51.84 | 8.17 | 0
2040 | AZ_NM_SNV_Coal_2_SPP_S | AZ_NM_SNV_Coal | SPP_S | External | Shoulder | B15 | 1203 | 400 | 0 | 58.84 | 43.11 | 8.17 | 0
2040 | AZ_NM_SNV_Coal_2_SPP_S | AZ_NM_SNV_Coal | SPP_S | External | Summer | B1 | 10 | 400 | 0 | 123.3 | 75.81 | 8.17 | 0
2040 | AZ_NM_SNV_Coal_2_SPP_S | AZ_NM_SNV_Coal | SPP_S | External | Summer | B2 | 25 | 400 | 0 | 114.23 | 80.25 | 8.17 | 0
2040 | AZ_NM_SNV_Coal_2_SPP_S | AZ_NM_SNV_Coal | SPP_S | External | Summer | B3 | 75 | 400 | 0 | 114.23 | 83.1 | 8.17 | 0
2040 | AZ_NM_SNV_Coal_2_SPP_S | AZ_NM_SNV_Coal | SPP_S | External | Summer | B4 | 100 | 400 | 0 | 114.23 | 80.25 | 8.17 | 0
2040 | AZ_NM_SNV_Coal_2_SPP_S | AZ_NM_SNV_Coal | SPP_S | External | Summer | B5 | 200 | 400 | 0 | 95 | 79.58 | 8.17 | 0
2040 | AZ_NM_SNV_Coal_2_SPP_S | AZ_NM_SNV_Coal | SPP_S | External | Summer | B6 | 300 | 400 | 0 | 77.09 | 77.37 | 8.17 | 0
2040 | AZ_NM_SNV_Coal_2_SPP_S | AZ_NM_SNV_Coal | SPP_S | External | Summer | B7 | 400 | 400 | 0 | 77.07 | 61.44 | 8.17 | 0
2040 | AZ_NM_SNV_Coal_2_SPP_S | AZ_NM_SNV_Coal | SPP_S | External | Summer | B8 | 500 | 400 | 0 | 76.86 | 55.14 | 8.17 | 0
2040 | AZ_NM_SNV_Coal_2_SPP_S | AZ_NM_SNV_Coal | SPP_S | External | Summer | B9 | 800 | 400 | 0 | 76.55 | 54.9 | 8.17 | 0
2040 | AZ_NM_SNV_Coal_2_SPP_S | AZ_NM_SNV_Coal | SPP_S | External | Summer | B10 | 1262 | 400 | 0 | 60.21 | 44.3 | 8.17 | 0
2040 | AZ_NM_SNV_Coal_2_SPP_S | AZ_NM_SNV_Coal | SPP_S | External | Winter | B16 | 25 | 400 | 0 | 83.15 | 61.25 | 8.17 | 0
2040 | AZ_NM_SNV_Coal_2_SPP_S | AZ_NM_SNV_Coal | SPP_S | External | Winter | B17 | 100 | 400 | 0 | 74.74 | 58.88 | 8.17 | 0
2040 | AZ_NM_SNV_Coal_2_SPP_S | AZ_NM_SNV_Coal | SPP_S | External | Winter | B18 | 400 | 400 | 0 | 73.62 | 58.4 | 8.17 | 0
2040 | AZ_NM_SNV_Coal_2_SPP_S | AZ_NM_SNV_Coal | SPP_S | External | Winter | B19 | 700 | 400 | 0 | 68.82 | 54.61 | 8.17 | 0
2040 | AZ_NM_SNV_Coal_2_SPP_S | AZ_NM_SNV_Coal | SPP_S | External | Winter | B20 | 935 | 400 | 0 | 63.8 | 42.02 | 8.17 | 0
2040 | MAPP_US_2_RMPA | MAPP_US | RMPA | External | Shoulder | B11 | 25 | 200 | 0 | 80.89 | 62.87 | 8 | 0
2040 | MAPP_US_2_RMPA | MAPP_US | RMPA | External | Shoulder | B12 | 200 | 200 | 200 | 52.78 | 62.87 | 8 | 2.09
2040 | MAPP_US_2_RMPA | MAPP_US | RMPA | External | Shoulder | B13 | 600 | 200 | 200 | 49.89 | 60.21 | 8 | 2.32
2040 | MAPP_US_2_RMPA | MAPP_US | RMPA | External | Shoulder | B14 | 900 | 200 | 200 | 44.82 | 55.14 | 8 | 2.32
2040 | MAPP_US_2_RMPA | MAPP_US | RMPA | External | Shoulder | B15 | 1203 | 200 | 200 | 36.09 | 45.52 | 8 | 1.43
2040 | MAPP_US_2_RMPA | MAPP_US | RMPA | External | Summer | B1 | 10 | 200 | 0 | 83.75 | 91.4 | 8 | 0
2040 | MAPP_US_2_RMPA | MAPP_US | RMPA | External | Summer | B2 | 25 | 200 | 0 | 83.66 | 91.4 | 8 | 0
2040 | MAPP_US_2_RMPA | MAPP_US | RMPA | External | Summer | B3 | 75 | 200 | 32.94 | 82.88 | 90.88 | 8 | 0
2040 | MAPP_US_2_RMPA | MAPP_US | RMPA | External | Summer | B4 | 100 | 200 | 0 | 79.08 | 76.55 | 8 | 0
2040 | MAPP_US_2_RMPA | MAPP_US | RMPA | External | Summer | B5 | 200 | 200 | 0 | 79.04 | 60.22 | 8 | 0
2040 | MAPP_US_2_RMPA | MAPP_US | RMPA | External | Summer | B6 | 300 | 200 | 0 | 63.36 | 60.13 | 8 | 0
2040 | MAPP_US_2_RMPA | MAPP_US | RMPA | External | Summer | B7 | 400 | 200 | 200 | 48.19 | 60.13 | 8 | 3.94
2040 | MAPP_US_2_RMPA | MAPP_US | RMPA | External | Summer | B8 | 500 | 200 | 200 | 44.45 | 60.13 | 8 | 7.68
2040 | MAPP_US_2_RMPA | MAPP_US | RMPA | External | Summer | B9 | 800 | 200 | 0 | 40.77 | 46.77 | 8 | 0
2040 | MAPP_US_2_RMPA | MAPP_US | RMPA | External | Summer | B10 | 1262 | 200 | 200 | 32.89 | 43.32 | 8 | 2.43
2040 | MAPP_US_2_RMPA | MAPP_US | RMPA | External | Winter | B16 | 25 | 200 | 200 | 48.33 | 73.52 | 8 | 17.19
2040 | MAPP_US_2_RMPA | MAPP_US | RMPA | External | Winter | B17 | 100 | 200 | 200 | 48.33 | 68.06 | 8 | 11.73
2040 | MAPP_US_2_RMPA | MAPP_US | RMPA | External | Winter | B18 | 400 | 200 | 200 | 51.37 | 63.37 | 8 | 4
2040 | MAPP_US_2_RMPA | MAPP_US | RMPA | External | Winter | B19 | 700 | 200 | 200 | 48.33 | 59.6 | 8 | 3.27
2040 | MAPP_US_2_RMPA | MAPP_US | RMPA | External | Winter | B20 | 935 | 200 | 0 | 34.99 | 41.04 | 8 | 0
2040 | NE_2_RMPA | NE | RMPA | External | Shoulder | B11 | 25 | 310 | 0 | 90.91 | 62.87 | 5 | 0
2040 | NE_2_RMPA | NE | RMPA | External | Shoulder | B12 | 200 | 310 | 0 | 59.78 | 62.87 | 5 | 0
2040 | NE_2_RMPA | NE | RMPA | External | Shoulder | B13 | 600 | 310 | 0 | 56.89 | 60.21 | 5 | 0
2040 | NE_2_RMPA | NE | RMPA | External | Shoulder | B14 | 900 | 310 | 0 | 51.82 | 55.14 | 5 | 0
2040 | NE_2_RMPA | NE | RMPA | External | Shoulder | B15 | 1203 | 310 | 0 | 43.09 | 45.52 | 5 | 0
2040 | NE_2_RMPA | NE | RMPA | External | Summer | B1 | 10 | 310 | 0 | 90.75 | 91.4 | 5 | 0
2040 | NE_2_RMPA | NE | RMPA | External | Summer | B2 | 25 | 310 | 0 | 90.75 | 91.4 | 5 | 0
2040 | NE_2_RMPA | NE | RMPA | External | Summer | B3 | 75 | 310 | 0 | 90.75 | 90.88 | 5 | 0
2040 | NE_2_RMPA | NE | RMPA | External | Summer | B4 | 100 | 310 | 0 | 90.75 | 76.55 | 5 | 0
2040 | NE_2_RMPA | NE | RMPA | External | Summer | B5 | 200 | 310 | 0 | 90.75 | 60.22 | 5 | 0
2040 | NE_2_RMPA | NE | RMPA | External | Summer | B6 | 300 | 310 | 0 | 77.35 | 60.13 | 5 | 0
2040 | NE_2_RMPA | NE | RMPA | External | Summer | B7 | 400 | 310 | 0 | 61.42 | 60.13 | 5 | 0
2040 | NE_2_RMPA | NE | RMPA | External | Summer | B8 | 500 | 310 | 310 | 55.12 | 60.13 | 5 | 0.01
2040 | NE_2_RMPA | NE | RMPA | External | Summer | B9 | 800 | 310 | 0 | 47.77 | 46.77 | 5 | 0
2040 | NE_2_RMPA | NE | RMPA | External | Summer | B10 | 1262 | 310 | 0 | 39.89 | 43.32 | 5 | 0
2040 | NE_2_RMPA | NE | RMPA | External | Winter | B16 | 25 | 310 | 310 | 64.37 | 73.52 | 5 | 4.16
2040 | NE_2_RMPA | NE | RMPA | External | Winter | B17 | 100 | 310 | 310 | 58.85 | 68.06 | 5 | 4.21
2040 | NE_2_RMPA | NE | RMPA | External | Winter | B18 | 400 | 310 | 112.07 | 58.37 | 63.37 | 5 | 0
2040 | NE_2_RMPA | NE | RMPA | External | Winter | B19 | 700 | 310 | 310 | 54.59 | 59.6 | 5 | 0.01
2040 | NE_2_RMPA | NE | RMPA | External | Winter | B20 | 935 | 310 | 0 | 41.99 | 41.04 | 5 | 0
2040 | NWPP_Coal_2_MAPP_US | NWPP_Coal | MAPP_US | External | Shoulder | B11 | 25 | 150 | 150 | 68.39 | 80.89 | 8 | 4.51
2040 | NWPP_Coal_2_MAPP_US | NWPP_Coal | MAPP_US | External | Shoulder | B12 | 200 | 150 | 0 | 68.39 | 52.78 | 8 | 0
2040 | NWPP_Coal_2_MAPP_US | NWPP_Coal | MAPP_US | External | Shoulder | B13 | 600 | 150 | 0 | 68.39 | 49.89 | 8 | 0
2040 | NWPP_Coal_2_MAPP_US | NWPP_Coal | MAPP_US | External | Shoulder | B14 | 900 | 150 | 0 | 68.39 | 44.82 | 8 | 0
2040 | NWPP_Coal_2_MAPP_US | NWPP_Coal | MAPP_US | External | Shoulder | B15 | 1203 | 150 | 0 | 68.39 | 36.09 | 8 | 0
2040 | NWPP_Coal_2_MAPP_US | NWPP_Coal | MAPP_US | External | Summer | B1 | 10 | 150 | 150 | 68.39 | 83.75 | 8 | 7.36
2040 | NWPP_Coal_2_MAPP_US | NWPP_Coal | MAPP_US | External | Summer | B2 | 25 | 150 | 150 | 68.39 | 83.66 | 8 | 7.27
2040 | NWPP_Coal_2_MAPP_US | NWPP_Coal | MAPP_US | External | Summer | B3 | 75 | 150 | 150 | 68.39 | 82.88 | 8 | 6.5
2040 | NWPP_Coal_2_MAPP_US | NWPP_Coal | MAPP_US | External | Summer | B4 | 100 | 150 | 150 | 68.39 | 79.08 | 8 | 2.69
2040 | NWPP_Coal_2_MAPP_US | NWPP_Coal | MAPP_US | External | Summer | B5 | 200 | 150 | 150 | 68.39 | 79.04 | 8 | 2.65
2040 | NWPP_Coal_2_MAPP_US | NWPP_Coal | MAPP_US | External | Summer | B6 | 300 | 150 | 0 | 68.39 | 63.36 | 8 | 0
2040 | NWPP_Coal_2_MAPP_US | NWPP_Coal | MAPP_US | External | Summer | B7 | 400 | 150 | 0 | 68.39 | 48.19 | 8 | 0
2040 | NWPP_Coal_2_MAPP_US | NWPP_Coal | MAPP_US | External | Summer | B8 | 500 | 150 | 0 | 68.39 | 44.45 | 8 | 0
2040 | NWPP_Coal_2_MAPP_US | NWPP_Coal | MAPP_US | External | Summer | B9 | 800 | 150 | 0 | 68.39 | 40.77 | 8 | 0
2040 | NWPP_Coal_2_MAPP_US | NWPP_Coal | MAPP_US | External | Summer | B10 | 1262 | 150 | 0 | 68.39 | 32.89 | 8 | 0
2040 | NWPP_Coal_2_MAPP_US | NWPP_Coal | MAPP_US | External | Winter | B16 | 25 | 150 | 0 | 81.69 | 48.33 | 8 | 0
2040 | NWPP_Coal_2_MAPP_US | NWPP_Coal | MAPP_US | External | Winter | B17 | 100 | 150 | 0 | 73.63 | 48.33 | 8 | 0
2040 | NWPP_Coal_2_MAPP_US | NWPP_Coal | MAPP_US | External | Winter | B18 | 400 | 150 | 0 | 73.63 | 51.37 | 8 | 0
2040 | NWPP_Coal_2_MAPP_US | NWPP_Coal | MAPP_US | External | Winter | B19 | 700 | 150 | 0 | 73.63 | 48.33 | 8 | 0
2040 | NWPP_Coal_2_MAPP_US | NWPP_Coal | MAPP_US | External | Winter | B20 | 935 | 150 | 0 | 73.63 | 34.99 | 8 | 0
2040 | RMPA_2_MAPP_US | RMPA | MAPP_US | External | Shoulder | B11 | 25 | 200 | 200 | 62.87 | 80.89 | 8 | 10.02
2040 | RMPA_2_MAPP_US | RMPA | MAPP_US | External | Shoulder | B12 | 200 | 200 | 0 | 62.87 | 52.78 | 8 | 0
2040 | RMPA_2_MAPP_US | RMPA | MAPP_US | External | Shoulder | B13 | 600 | 200 | 0 | 60.21 | 49.89 | 8 | 0
2040 | RMPA_2_MAPP_US | RMPA | MAPP_US | External | Shoulder | B14 | 900 | 200 | 0 | 55.14 | 44.82 | 8 | 0
2040 | RMPA_2_MAPP_US | RMPA | MAPP_US | External | Shoulder | B15 | 1203 | 200 | 0 | 45.52 | 36.09 | 8 | 0
2040 | RMPA_2_MAPP_US | RMPA | MAPP_US | External | Summer | B1 | 10 | 200 | 0 | 91.4 | 83.75 | 8 | 0
2040 | RMPA_2_MAPP_US | RMPA | MAPP_US | External | Summer | B2 | 25 | 200 | 0 | 91.4 | 83.66 | 8 | 0
2040 | RMPA_2_MAPP_US | RMPA | MAPP_US | External | Summer | B3 | 75 | 200 | 0 | 90.88 | 82.88 | 8 | 0
2040 | RMPA_2_MAPP_US | RMPA | MAPP_US | External | Summer | B4 | 100 | 200 | 0 | 76.55 | 79.08 | 8 | 0
2040 | RMPA_2_MAPP_US | RMPA | MAPP_US | External | Summer | B5 | 200 | 200 | 200 | 60.22 | 79.04 | 8 | 10.81
2040 | RMPA_2_MAPP_US | RMPA | MAPP_US | External | Summer | B6 | 300 | 200 | 0 | 60.13 | 63.36 | 8 | 0
2040 | RMPA_2_MAPP_US | RMPA | MAPP_US | External | Summer | B7 | 400 | 200 | 0 | 60.13 | 48.19 | 8 | 0
2040 | RMPA_2_MAPP_US | RMPA | MAPP_US | External | Summer | B8 | 500 | 200 | 0 | 60.13 | 44.45 | 8 | 0
2040 | RMPA_2_MAPP_US | RMPA | MAPP_US | External | Summer | B9 | 800 | 200 | 0 | 46.77 | 40.77 | 8 | 0
2040 | RMPA_2_MAPP_US | RMPA | MAPP_US | External | Summer | B10 | 1262 | 200 | 0 | 43.32 | 32.89 | 8 | 0
2040 | RMPA_2_MAPP_US | RMPA | MAPP_US | External | Winter | B16 | 25 | 200 | 0 | 73.52 | 48.33 | 8 | 0
2040 | RMPA_2_MAPP_US | RMPA | MAPP_US | External | Winter | B17 | 100 | 200 | 0 | 68.06 | 48.33 | 8 | 0
2040 | RMPA_2_MAPP_US | RMPA | MAPP_US | External | Winter | B18 | 400 | 200 | 0 | 63.37 | 51.37 | 8 | 0
2040 | RMPA_2_MAPP_US | RMPA | MAPP_US | External | Winter | B19 | 700 | 200 | 0 | 59.6 | 48.33 | 8 | 0
2040 | RMPA_2_MAPP_US | RMPA | MAPP_US | External | Winter | B20 | 935 | 200 | 0 | 41.04 | 34.99 | 8 | 0
2040 | RMPA_2_NE | RMPA | NE | External | Shoulder | B11 | 25 | 310 | 310 | 62.87 | 90.91 | 8 | 20.04
2040 | RMPA_2_NE | RMPA | NE | External | Shoulder | B12 | 200 | 310 | 0 | 62.87 | 59.78 | 8 | 0
2040 | RMPA_2_NE | RMPA | NE | External | Shoulder | B13 | 600 | 310 | 0 | 60.21 | 56.89 | 8 | 0
2040 | RMPA_2_NE | RMPA | NE | External | Shoulder | B14 | 900 | 310 | 0 | 55.14 | 51.82 | 8 | 0
2040 | RMPA_2_NE | RMPA | NE | External | Shoulder | B15 | 1203 | 310 | 0 | 45.52 | 43.09 | 8 | 0
2040 | RMPA_2_NE | RMPA | NE | External | Summer | B1 | 10 | 310 | 0 | 91.4 | 90.75 | 8 | 0
2040 | RMPA_2_NE | RMPA | NE | External | Summer | B2 | 25 | 310 | 0 | 91.4 | 90.75 | 8 | 0
2040 | RMPA_2_NE | RMPA | NE | External | Summer | B3 | 75 | 310 | 0 | 90.88 | 90.75 | 8 | 0
2040 | RMPA_2_NE | RMPA | NE | External | Summer | B4 | 100 | 310 | 310 | 76.55 | 90.75 | 8 | 6.2
2040 | RMPA_2_NE | RMPA | NE | External | Summer | B5 | 200 | 310 | 310 | 60.22 | 90.75 | 8 | 22.53
2040 | RMPA_2_NE | RMPA | NE | External | Summer | B6 | 300 | 310 | 310 | 60.13 | 77.35 | 8 | 9.22
2040 | RMPA_2_NE | RMPA | NE | External | Summer | B7 | 400 | 310 | 0 | 60.13 | 61.42 | 8 | 0
2040 | RMPA_2_NE | RMPA | NE | External | Summer | B8 | 500 | 310 | 0 | 60.13 | 55.12 | 8 | 0
2040 | RMPA_2_NE | RMPA | NE | External | Summer | B9 | 800 | 310 | 0 | 46.77 | 47.77 | 8 | 0
2040 | RMPA_2_NE | RMPA | NE | External | Summer | B10 | 1262 | 310 | 0 | 43.32 | 39.89 | 8 | 0
2040 | RMPA_2_NE | RMPA | NE | External | Winter | B16 | 25 | 310 | 0 | 73.52 | 64.37 | 8 | 0
2040 | RMPA_2_NE | RMPA | NE | External | Winter | B17 | 100 | 310 | 0 | 68.06 | 58.85 | 8 | 0
2040 | RMPA_2_NE | RMPA | NE | External | Winter | B18 | 400 | 310 | 0 | 63.37 | 58.37 | 8 | 0
2040 | RMPA_2_NE | RMPA | NE | External | Winter | B19 | 700 | 310 | 0 | 59.6 | 54.59 | 8 | 0
2040 | RMPA_2_NE | RMPA | NE | External | Winter | B20 | 935 | 310 | 0 | 41.04 | 41.99 | 8 | 0
2040 | RMPA_2_SPP_N | RMPA | SPP_N | External | Shoulder | B11 | 25 | 210 | 210 | 62.87 | 90.93 | 8 | 20.06
2040 | RMPA_2_SPP_N | RMPA | SPP_N | External | Shoulder | B12 | 200 | 210 | 0 | 62.87 | 59.8 | 8 | 0
2040 | RMPA_2_SPP_N | RMPA | SPP_N | External | Shoulder | B13 | 600 | 210 | 0 | 60.21 | 56.9 | 8 | 0
2040 | RMPA_2_SPP_N | RMPA | SPP_N | External | Shoulder | B14 | 900 | 210 | 0 | 55.14 | 51.83 | 8 | 0
2040 | RMPA_2_SPP_N | RMPA | SPP_N | External | Shoulder | B15 | 1203 | 210 | 0 | 45.52 | 43.1 | 8 | 0
2040 | RMPA_2_SPP_N | RMPA | SPP_N | External | Summer | B1 | 10 | 210 | 0 | 91.4 | 90.76 | 8 | 0
2040 | RMPA_2_SPP_N | RMPA | SPP_N | External | Summer | B2 | 25 | 210 | 0 | 91.4 | 90.76 | 8 | 0
2040 | RMPA_2_SPP_N | RMPA | SPP_N | External | Summer | B3 | 75 | 210 | 0 | 90.88 | 90.76 | 8 | 0
2040 | RMPA_2_SPP_N | RMPA | SPP_N | External | Summer | B4 | 100 | 210 | 210 | 76.55 | 90.76 | 8 | 6.21
2040 | RMPA_2_SPP_N | RMPA | SPP_N | External | Summer | B5 | 200 | 210 | 210 | 60.22 | 90.76 | 8 | 22.54
2040 | RMPA_2_SPP_N | RMPA | SPP_N | External | Summer | B6 | 300 | 210 | 210 | 60.13 | 77.36 | 8 | 9.23
2040 | RMPA_2_SPP_N | RMPA | SPP_N | External | Summer | B7 | 400 | 210 | 0 | 60.13 | 61.43 | 8 | 0
2040 | RMPA_2_SPP_N | RMPA | SPP_N | External | Summer | B8 | 500 | 210 | 0 | 60.13 | 55.13 | 8 | 0
2040 | RMPA_2_SPP_N | RMPA | SPP_N | External | Summer | B9 | 800 | 210 | 86.67 | 46.77 | 54.77 | 8 | 0
2040 | RMPA_2_SPP_N | RMPA | SPP_N | External | Summer | B10 | 1262 | 210 | 0 | 43.32 | 44.29 | 8 | 0
2040 | RMPA_2_SPP_N | RMPA | SPP_N | External | Winter | B16 | 25 | 210 | 0 | 73.52 | 64.38 | 8 | 0
2040 | RMPA_2_SPP_N | RMPA | SPP_N | External | Winter | B17 | 100 | 210 | 0 | 68.06 | 58.87 | 8 | 0
2040 | RMPA_2_SPP_N | RMPA | SPP_N | External | Winter | B18 | 400 | 210 | 0 | 63.37 | 58.39 | 8 | 0
2040 | RMPA_2_SPP_N | RMPA | SPP_N | External | Winter | B19 | 700 | 210 | 0 | 59.6 | 54.6 | 8 | 0
2040 | RMPA_2_SPP_N | RMPA | SPP_N | External | Winter | B20 | 935 | 210 | 0 | 41.04 | 42.01 | 8 | 0
2040 | SPP_N_2_RMPA | SPP_N | RMPA | External | Shoulder | B11 | 25 | 210 | 0 | 90.93 | 62.87 | 5 | 0
2040 | SPP_N_2_RMPA | SPP_N | RMPA | External | Shoulder | B12 | 200 | 210 | 0 | 59.8 | 62.87 | 5 | 0
2040 | SPP_N_2_RMPA | SPP_N | RMPA | External | Shoulder | B13 | 600 | 210 | 0 | 56.9 | 60.21 | 5 | 0
2040 | SPP_N_2_RMPA | SPP_N | RMPA | External | Shoulder | B14 | 900 | 210 | 0 | 51.83 | 55.14 | 5 | 0
2040 | SPP_N_2_RMPA | SPP_N | RMPA | External | Shoulder | B15 | 1203 | 210 | 0 | 43.1 | 45.52 | 5 | 0
2040 | SPP_N_2_RMPA | SPP_N | RMPA | External | Summer | B1 | 10 | 210 | 0 | 90.76 | 91.4 | 5 | 0
2040 | SPP_N_2_RMPA | SPP_N | RMPA | External | Summer | B2 | 25 | 210 | 0 | 90.76 | 91.4 | 5 | 0
2040 | SPP_N_2_RMPA | SPP_N | RMPA | External | Summer | B3 | 75 | 210 | 0 | 90.76 | 90.88 | 5 | 0
2040 | SPP_N_2_RMPA | SPP_N | RMPA | External | Summer | B4 | 100 | 210 | 0 | 90.76 | 76.55 | 5 | 0
2040 | SPP_N_2_RMPA | SPP_N | RMPA | External | Summer | B5 | 200 | 210 | 0 | 90.76 | 60.22 | 5 | 0
2040 | SPP_N_2_RMPA | SPP_N | RMPA | External | Summer | B6 | 300 | 210 | 0 | 77.36 | 60.13 | 5 | 0
2040 | SPP_N_2_RMPA | SPP_N | RMPA | External | Summer | B7 | 400 | 210 | 0 | 61.43 | 60.13 | 5 | 0
2040 | SPP_N_2_RMPA | SPP_N | RMPA | External | Summer | B8 | 500 | 210 | 141.8 | 55.13 | 60.13 | 5 | 0
2040 | SPP_N_2_RMPA | SPP_N | RMPA | External | Summer | B9 | 800 | 210 | 0 | 54.77 | 46.77 | 5 | 0
2040 | SPP_N_2_RMPA | SPP_N | RMPA | External | Summer | B10 | 1262 | 210 | 0 | 44.29 | 43.32 | 5 | 0
2040 | SPP_N_2_RMPA | SPP_N | RMPA | External | Winter | B16 | 25 | 210 | 210 | 64.38 | 73.52 | 5 | 4.14
2040 | SPP_N_2_RMPA | SPP_N | RMPA | External | Winter | B17 | 100 | 210 | 210 | 58.87 | 68.06 | 5 | 4.2
2040 | SPP_N_2_RMPA | SPP_N | RMPA | External | Winter | B18 | 400 | 210 | 0 | 58.39 | 63.37 | 5 | 0
2040 | SPP_N_2_RMPA | SPP_N | RMPA | External | Winter | B19 | 700 | 210 | 23.07 | 54.6 | 59.6 | 5 | 0
2040 | SPP_N_2_RMPA | SPP_N | RMPA | External | Winter | B20 | 935 | 210 | 0 | 42.01 | 41.04 | 5 | 0
2040 | SPP_S_2_ERCOT | SPP_S | ERCOT | External | Shoulder | B11 | 25 | 800 | 0 | 82.53 | 83.39 | 5 | 0
2040 | SPP_S_2_ERCOT | SPP_S | ERCOT | External | Shoulder | B12 | 200 | 800 | 0 | 57.04 | 56.84 | 5 | 0
2040 | SPP_S_2_ERCOT | SPP_S | ERCOT | External | Shoulder | B13 | 600 | 800 | 0 | 56.91 | 56.84 | 5 | 0
2040 | SPP_S_2_ERCOT | SPP_S | ERCOT | External | Shoulder | B14 | 900 | 800 | 515.83 | 51.84 | 56.84 | 5 | 0
2040 | SPP_S_2_ERCOT | SPP_S | ERCOT | External | Shoulder | B15 | 1203 | 800 | 800 | 43.11 | 52.1 | 5 | 3.99
2040 | SPP_S_2_ERCOT | SPP_S | ERCOT | External | Summer | B1 | 10 | 800 | 84.16 | 75.81 | 80.81 | 5 | 0
2040 | SPP_S_2_ERCOT | SPP_S | ERCOT | External | Summer | B2 | 25 | 800 | 0 | 80.25 | 80.81 | 5 | 0
2040 | SPP_S_2_ERCOT | SPP_S | ERCOT | External | Summer | B3 | 75 | 800 | 0 | 83.1 | 80.81 | 5 | 0
2040 | SPP_S_2_ERCOT | SPP_S | ERCOT | External | Summer | B4 | 100 | 800 | 0 | 80.25 | 80.81 | 5 | 0
2040 | SPP_S_2_ERCOT | SPP_S | ERCOT | External | Summer | B5 | 200 | 800 | 0 | 79.58 | 80.81 | 5 | 0
2040 | SPP_S_2_ERCOT | SPP_S | ERCOT | External | Summer | B6 | 300 | 800 | 0 | 77.37 | 80.81 | 5 | 0
2040 | SPP_S_2_ERCOT | SPP_S | ERCOT | External | Summer | B7 | 400 | 800 | 0 | 61.44 | 60.13 | 5 | 0
2040 | SPP_S_2_ERCOT | SPP_S | ERCOT | External | Summer | B8 | 500 | 800 | 0 | 55.14 | 55.11 | 5 | 0
2040 | SPP_S_2_ERCOT | SPP_S | ERCOT | External | Summer | B9 | 800 | 800 | 0 | 54.9 | 55.11 | 5 | 0
2040 | SPP_S_2_ERCOT | SPP_S | ERCOT | External | Summer | B10 | 1262 | 800 | 800 | 44.3 | 50.55 | 5 | 1.25
2040 | SPP_S_2_ERCOT | SPP_S | ERCOT | External | Winter | B16 | 25 | 800 | 0 | 61.25 | 65.99 | 5 | 0
2040 | SPP_S_2_ERCOT | SPP_S | ERCOT | External | Winter | B17 | 100 | 800 | 0 | 58.88 | 60.45 | 5 | 0
2040 | SPP_S_2_ERCOT | SPP_S | ERCOT | External | Winter | B18 | 400 | 800 | 0 | 58.4 | 60.45 | 5 | 0
2040 | SPP_S_2_ERCOT | SPP_S | ERCOT | External | Winter | B19 | 700 | 800 | 800 | 54.61 | 60.45 | 5 | 0.84
2040 | SPP_S_2_ERCOT | SPP_S | ERCOT | External | Winter | B20 | 935 | 800 | 800 | 42.02 | 55.33 | 5 | 8.31