## Title
Future 6 Sensitivity 10: National RPS State/Regional Implementation, hardened transfer limits
"The results presented herein use modeling assumptions developed by EIPC, EIPC stakeholders and CRA for purposes of EIPC capacity expansion modeling. As such, these results do not necessarily reflect the opinions or views of CRA or any individual EIPC stakeholder."

## Build Summary
EI New Build Summary
EI New Builds by Type
|  | Additions |  |  | Retirements
| 2010 | 2015 | 2020 | 2030 | 2015 | 2020 | 2030 | Total
Coal | 271.9154 | 8.4766 | 0 | 0 | 68.6272 | 28.7533 | 4.9692 | 178.0424
Nuclear | 99.849 | 2.7406 | 4.53 | 0 | 0 | 0.6145 | 1.4882 | 105.0169
CC | 132.682 | 25.5555 | 3.1081 | 1.6957 | 5.025 | 0 | 0.74862 | 157.2676
CT | 120.329 | 6.8239 | 4.3005 | 9.4129 | 2.4457 | 0 | 4.3792 | 134.0414
Steam Oil/Gas | 74.547 | 0 | 0 | 0 | 35.6319 | 0 | 1.1554 | 37.7596
Hydro | 44.6048 | 0 | 1.5389 | 5.3741 | 0 | 0 | 0 | 51.5178
On-Shore Wind | 18.707 | 22.1949 | 40.4449 | 77.9545 | 0 | 0 | 0 | 159.3014
Off-Shore Wind | 0 | 0.469 | 0 | 37.9979 | 0 | 0 | 0 | 38.4669
Other Renewable | 3.613 | 2.3483 | 16.0237 | 15.001 | 0 | 0 | 0 | 36.986
New HQ/Maritimes | 0 | 0 | 0.5 | 0 | 0 | 0 | 0 | 0.5
Other | 17.054 | 0 | 0 | 0 | 0 | 0 | 0 | 17.054
Total w/o DR | 783.3012 | 68.6088 | 70.4461 | 147.4361 | 111.7298 | 29.3678 | 12.7406 | 915.9541
DR | 33.1 | -1.344 | 16.8375 | 22.1146 | 0 | 0 | 0 | 70.7081
Total w/DR | 816.4012 | 67.2648 | 87.2836 | 169.5507 | 111.7298 | 29.3678 | 12.7406 | 986.6622
EI New Builds by Region
| EI Cumulative New Builds |  |  |  | EI Cumulative New CCs |  |  |  | EI Cumulative New On-Shore Wind |  |  |  | EI Cumulative Coal Retirements
| 2015 | 2020 | 2030 |  |  | 2015 | 2020 | 2030 |  | 2015 | 2020 | 2030 |  | 2015 | 2020 | 2030
ENT | 890.28 | 955.33 | 2287.05 |  | ENT | 0 | 0 | 1185.45 | ENT | 0 | 0 | 0 | ENT | 892.9 | 892.9 | 892.9
FRCC | 4226.23 | 7381.54 | 8967.84 |  | FRCC | 1516.9 | 3520.38 | 4030.6 | FRCC | 0 | 0 | 0 | FRCC | 466 | 1335 | 1335
IESO | 5144.99 | 5144.99 | 5144.99 |  | IESO | 1263 | 1263 | 1263 | IESO | 2105.9 | 2105.9 | 2105.9 | IESO | 6416 | 6416 | 6416
MAPP_CA | 337.4 | 667.3 | 4987.4 |  | MAPP_CA | 0 | 0 | 0 | MAPP_CA | 302.4 | 302.4 | 302.4 | MAPP_CA | 110.01 | 110.01 | 1745.9
MAPP_US | 729.6 | 2181.05 | 6862.68 |  | MAPP_US | 0 | 0 | 0 | MAPP_US | 421.3 | 1872.75 | 6482.71 | MAPP_US | 612.6 | 1186.5 | 1186.5
MISO_IN | 618 | 853.95 | 1081.28 |  | MISO_IN | 0 | 0 | 0 | MISO_IN | 0 | 0 | 0 | MISO_IN | 1360.9 | 1360.9 | 1360.9
MISO_MI | 2000 | 2000 | 2608.89 |  | MISO_MI | 0 | 0 | 0 | MISO_MI | 2000 | 2000 | 2448.64 | MISO_MI | 2114.39 | 3513 | 3513
MISO_MO-IL | 2090 | 2090 | 2593.33 |  | MISO_MO-IL | 0 | 0 | 0 | MISO_MO-IL | 300 | 300 | 300 | MISO_MO-IL | 1024.7 | 2319.7 | 2319.7
MISO_W | 2894.83 | 2894.83 | 17854.23 |  | MISO_W | 0 | 0 | 0 | MISO_W | 2800.5 | 2800.5 | 17688.23 | MISO_W | 2315.97 | 2928.56 | 2928.56
MISO_WUMS | 1818.9 | 6082.58 | 14141.27 |  | MISO_WUMS | 0 | 409.13 | 409.13 | MISO_WUMS | 968.9 | 968.9 | 968.9 | MISO_WUMS | 2975.1 | 3295.5 | 3295.5
NE | 435 | 2578.02 | 2649.69 |  | NE | 0 | 0 | 0 | NE | 202.9 | 2345.92 | 2345.92 | NE | 0 | 0 | 0
NEISO | 3384.16 | 4986.68 | 7941.63 |  | NEISO | 2049.5 | 2049.5 | 2049.5 | NEISO | 231.2 | 1510.36 | 4395.57 | NEISO | 2250.13 | 2570.13 | 2570.13
NonRTO_Midwest | 0 | 388.44 | 1294.69 |  | NonRTO_Midwest | 0 | 388.44 | 388.44 | NonRTO_Midwest | 0 | 0 | 0 | NonRTO_Midwest | 1789.65 | 1789.65 | 1789.65
NYISO_A-F | 3289.7 | 3999.5 | 4067.43 |  | NYISO_A-F | 639 | 639 | 639 | NYISO_A-F | 2476.3 | 3186.1 | 3186.1 | NYISO_A-F | 2251.9 | 2251.9 | 2251.9
NYISO_G-I | 0 | 60 | 134.33 |  | NYISO_G-I | 0 | 0 | 0 | NYISO_G-I | 0 | 60 | 60 | NYISO_G-I | 368.2 | 368.2 | 368.2
NYISO_J-K | 1207.4 | 1207.4 | 2859.27 |  | NYISO_J-K | 1175.4 | 1175.4 | 1175.4 | NYISO_J-K | 0 | 0 | 0 | NYISO_J-K | 0 | 0 | 0
PJM_E | 5940.05 | 6092.95 | 15545.88 |  | PJM_E | 4634.3 | 4634.3 | 4634.3 | PJM_E | 1150 | 1170 | 1170 | PJM_E | 3285 | 3853 | 3853
PJM_ROM | 2243.7 | 11173.4 | 13821.34 |  | PJM_ROM | 1678.5 | 1678.5 | 1678.5 | PJM_ROM | 479.8 | 7040 | 7040 | PJM_ROM | 9289.5 | 10523.5 | 10523.5
PJM_ROR | 14076.1 | 28514.92 | 61353.53 |  | PJM_ROR | 3077 | 3197 | 3197 | PJM_ROR | 8325.7 | 21627.81 | 53600 | PJM_ROR | 12945.17 | 24965.36 | 24965.36
SOCO | 5151.9 | 9009.06 | 14246.54 |  | SOCO | 5026.9 | 5213.9 | 5213.9 | SOCO | 0 | 100 | 100 | SOCO | 10536.11 | 11493 | 11493
SPP_N | 465.04 | 1928.51 | 11431.27 |  | SPP_N | 0 | 0 | 0 | SPP_N | 0 | 1316.51 | 10724.27 | SPP_N | 0 | 374.9 | 713.21
SPP_S | 1830.99 | 12033.68 | 25871.73 |  | SPP_S | 0 | 0 | 0 | SPP_S | 430 | 10332.69 | 24075.74 | SPP_S | 1058 | 1058 | 1586
TVA | 3115.89 | 6551.25 | 9909.91 |  | TVA | 1418 | 1418 | 1418 | TVA | 0 | 100 | 100 | TVA | 3610.95 | 5937.72 | 6122.68
VACAR | 6718.66 | 19779.52 | 48334.79 |  | VACAR | 3077.04 | 3077.04 | 3077.04 | VACAR | 0 | 3500 | 3500 | VACAR | 2954 | 8837.04 | 11119.07
| 68608.82 | 138554.9 | 285990.99 |  |  | 25555.54 | 28663.59 | 30359.26 |  | 22194.9 | 62639.84 | 140594.38 |  | 68627.18 | 97380.47 | 102349.66

## Generation
#1 | Total Generation (GWh)
Total Generation by Reporting Type: Entergy
ReportingType | 2015 | 2020 | 2025 | 2030 | 2035 | 2040
BM | 0 | 0 | 0 | 0 | 0 | 0
CC | 65234.96 | 77601 | 69683.59 | 60095.77 | 62264.46 | 55570.57
CSP | 0 | 0 | 0 | 0 | 0 | 0
CT | 0 | 0 | 0 | 0 | 0 | 0
Coal | 60874.02 | 53932.81 | 57411.86 | 59608.81 | 60276.3 | 72892.3
Geo | 0 | 0 | 0 | 0 | 0 | 0
H | 153 | 153 | 153 | 153 | 153 | 153
LFG | 63.07 | 63.07 | 63.07 | 909.81 | 909.81 | 909.81
Nuc | 42234.08 | 42234.08 | 42234.08 | 42234.08 | 35675.42 | 27909.39
PS | 25.66 | 25.66 | 25.66 | 24.19 | 43.36 | 43.36
PV | 0.54 | 125.9 | 194.25 | 200.81 | 208.17 | 213.2
PeakG | 0 | 0 | 30 | 27.93 | 32.05 | 15.32
PeakO | 0 | 0 | 0 | 0 | 0 | 0
ST | 0 | 0 | 0 | 0 | 0 | 0
STOG | 1412.45 | 1552.95 | 1197.9 | 1035.62 | 1149.09 | 1150.87
STWD | 1443.65 | 117.49 | 80.65 | 76.01 | 136.27 | 136.27
WT | 315.27 | 315.27 | 315.27 | 315.27 | 315.27 | 315.27
IGCC | 0 | 0 | 0 | 0 | 0 | 0
DemandResponse | 0 | 0 | 0 | 0 | 0 | 0
IGCC-CCS | 0 | 0 | 0 | 0 | 0 | 0
WT_off | 0 | 0 | 0 | 0 | 0 | 0
PseudoUnit | 0 | 0 | 0 | 0 | 0 | 0
FixedInterchange | 0 | 0 | 0 | 0 | 0 | 0
Total Generation by Reporting Type: FRCC
ReportingType | 2015 | 2020 | 2025 | 2030 | 2035 | 2040
BM | 0 | 7121.47 | 14946.59 | 14946.59 | 14946.59 | 14946.59
CC | 146962.25 | 151327.9 | 151757.07 | 151630.02 | 200367.75 | 221942.88
CSP | 0 | 0 | 0 | 0 | 0 | 0
CT | 961.39 | 962.82 | 949.79 | 512.28 | 949.79 | 892.46
Coal | 58036.98 | 56335.61 | 57591.44 | 59107.3 | 60270.36 | 60270.36
Geo | 0 | 0 | 0 | 0 | 0 | 0
H | 27.85 | 27.85 | 93.24 | 93.24 | 93.24 | 93.24
LFG | 3831.62 | 5392.66 | 5392.66 | 5392.66 | 5392.66 | 5392.66
Nuc | 32180.57 | 32180.57 | 32180.57 | 32180.57 | 19598.11 | 6535.31
PS | 0 | 0 | 0 | 0 | 0 | 0
PV | 134.03 | 134.03 | 134.03 | 134.03 | 134.03 | 134.03
PeakG | 402.2 | 585.11 | 933.41 | 699.92 | 523.23 | 455.64
PeakO | 0 | 0 | 0 | 0 | 0 | 0
ST | 0 | 0 | 0 | 0 | 0 | 0
STOG | 3859.81 | 3453.05 | 3044.76 | 2365.97 | 1951.67 | 1777.89
STWD | 1366.56 | 1366.56 | 1366.56 | 1366.56 | 1366.56 | 1366.56
WT | 0 | 0 | 0 | 0 | 0 | 0
IGCC | 0 | 0 | 0 | 0 | 0 | 0
DemandResponse | 0 | 0 | 0 | 0 | 0 | 0
IGCC-CCS | 0 | 0 | 0 | 0 | 0 | 0
WT_off | 0 | 0 | 0 | 0 | 0 | 0
PseudoUnit | 0 | 0 | 0 | 0 | 0 | 0
FixedInterchange | 0 | 0 | 0 | 0 | 0 | 0
Total Generation by Reporting Type: MAPP_US
ReportingType | 2015 | 2020 | 2025 | 2030 | 2035 | 2040
BM | 0 | 0 | 0 | 0 | 0 | 0
CC | 261.18 | 347.72 | 242.06 | 117.88 | 199.46 | 199.46
CSP | 0 | 0 | 0 | 0 | 0 | 0
CT | 0 | 0 | 0 | 0 | 0 | 0
Coal | 21992.45 | 17658.88 | 17658.88 | 17658.88 | 17658.88 | 17658.88
Geo | 354.6 | 354.6 | 354.6 | 354.6 | 354.6 | 354.6
H | 10150.02 | 10150.02 | 10150.02 | 10150.02 | 10150.02 | 10150.02
LFG | 15.77 | 15.77 | 15.77 | 580.79 | 580.79 | 580.79
Nuc | 0 | 0 | 0 | 0 | 0 | 0
PS | 0 | 0 | 0 | 0 | 0 | 0
PV | 0 | 0 | 0 | 0 | 0 | 0
PeakG | 25.29 | 90.12 | 90.12 | 24.46 | 175.95 | 68.21
PeakO | 0 | 0 | 0 | 0 | 0 | 0
ST | 0 | 0 | 0 | 0 | 0 | 0
STOG | 0 | 0 | 0 | 0 | 0 | 0
STWD | 0 | 0 | 0 | 0 | 0 | 0
WT | 5908.78 | 10985.64 | 10985.64 | 27110.18 | 37445.27 | 44146.85
IGCC | 0 | 0 | 0 | 0 | 0 | 0
DemandResponse | 0 | 0 | 0 | 0 | 0 | 0
IGCC-CCS | 0 | 0 | 0 | 0 | 0 | 0
WT_off | 0 | 0 | 0 | 0 | 0 | 0
PseudoUnit | 0 | 0 | 0 | 0 | 0 | 0
FixedInterchange | 0 | 0 | 0 | 0 | 0 | 0
Total Generation by Reporting Type: MISO_IN
ReportingType | 2015 | 2020 | 2025 | 2030 | 2035 | 2040
BM | 0 | 0 | 0 | 0 | 0 | 0
CC | 4340.02 | 7122.36 | 5725.86 | 4032.03 | 25915.71 | 33921.81
CSP | 0 | 0 | 0 | 0 | 0 | 0
CT | 0 | 0 | 0 | 0 | 0 | 0
Coal | 87504.24 | 91054.05 | 91974.31 | 91009.27 | 95162.44 | 97802.97
Geo | 0 | 0 | 0 | 0 | 0 | 0
H | 417.2 | 417.2 | 417.2 | 417.2 | 417.2 | 417.2
LFG | 291.71 | 291.71 | 923.41 | 923.41 | 923.41 | 923.41
Nuc | 0 | 0 | 0 | 0 | 0 | 0
PS | 0 | 0 | 0 | 0 | 0 | 0
PV | 0 | 392.72 | 637.73 | 637.73 | 657.09 | 679.52
PeakG | 13.98 | 0.45 | 25.76 | 21.59 | 90.35 | 90.35
PeakO | 0 | 0 | 0 | 0 | 0 | 0
ST | 0 | 0 | 0 | 0 | 0 | 0
STOG | 54.68 | 106.75 | 54.68 | 54.68 | 106.75 | 106.75
STWD | 0 | 0 | 0 | 0 | 0 | 0
WT | 1553.06 | 1553.06 | 1553.06 | 1553.06 | 1553.06 | 1553.06
IGCC | 4427.31 | 4427.31 | 4427.31 | 4427.31 | 4427.31 | 4427.31
DemandResponse | 0 | 0 | 0 | 0 | 0 | 0
IGCC-CCS | 0 | 0 | 0 | 0 | 0 | 0
WT_off | 0 | 0 | 0 | 0 | 0 | 0
PseudoUnit | 0 | 0 | 0 | 0 | 0 | 0
FixedInterchange | 0 | 0 | 0 | 0 | 0 | 0
Total Generation by Reporting Type: MISO_MI
ReportingType | 2015 | 2020 | 2025 | 2030 | 2035 | 2040
BM | 0 | 0 | 0 | 0 | 0 | 0
CC | 10830.45 | 14309.81 | 11727.27 | 7151.75 | 9125.23 | 7118.47
CSP | 0 | 0 | 0 | 0 | 0 | 0
CT | 0 | 0 | 0 | 0 | 0 | 0
Coal | 59232.05 | 49390.83 | 49750.5 | 47827.82 | 52848.17 | 53729.7
Geo | 0 | 0 | 0 | 0 | 0 | 0
H | 410 | 410 | 410 | 410 | 410 | 410
LFG | 1285.09 | 1285.09 | 2548.5 | 2548.5 | 2548.5 | 2548.5
Nuc | 14714.16 | 14714.16 | 14714.16 | 14714.16 | 8654.01 | 8654.01
PS | 814.32 | 837.82 | 773.69 | 827.71 | 1415.53 | 1383.65
PV | 0 | 0 | 0 | 0 | 0 | 0
PeakG | 25.65 | 26.89 | 27.13 | 16.52 | 98.24 | 74.78
PeakO | 0 | 0 | 0 | 0 | 0 | 0
ST | 0 | 0 | 0 | 0 | 0 | 0
STOG | 415.67 | 654.08 | 540.49 | 435.3 | 685.83 | 1017.09
STWD | 203.21 | 511.48 | 1142.3 | 1142.3 | 1142.3 | 1142.3
WT | 5161.16 | 5161.16 | 5979.56 | 6366.75 | 6773.47 | 7162.42
IGCC | 0 | 0 | 0 | 0 | 0 | 0
DemandResponse | 0 | 0 | 0 | 0 | 0 | 0
IGCC-CCS | 0 | 0 | 0 | 0 | 0 | 0
WT_off | 0 | 0 | 0 | 0 | 0 | 0
PseudoUnit | 0 | 0 | 0 | 0 | 0 | 0
FixedInterchange | 0 | 0 | 0 | 0 | 0 | 0
Total Generation by Reporting Type: MISO_MO-IL
ReportingType | 2015 | 2020 | 2025 | 2030 | 2035 | 2040
BM | 0 | 0 | 0 | 0 | 0 | 0
CC | 2772.6 | 4746.49 | 3096.58 | 1432.97 | 1847.68 | 1758.56
CSP | 0 | 0 | 0 | 0 | 0 | 0
CT | 0 | 0 | 0 | 0 | 0 | 0
Coal | 102744.38 | 85222.51 | 88726.01 | 86096.12 | 97600.67 | 96236.54
Geo | 0 | 0 | 0 | 0 | 0 | 0
H | 1317.1 | 1317.1 | 2690.42 | 2690.42 | 2690.42 | 2690.42
LFG | 141.91 | 141.91 | 1902.67 | 1902.67 | 1902.67 | 1902.67
Nuc | 17393.71 | 17393.71 | 17393.71 | 17393.71 | 17393.71 | 17393.71
PS | 334.4 | 202.4 | 191.4 | 210.56 | 327.75 | 360.86
PV | 0 | 0 | 0 | 0 | 0 | 0
PeakG | 140.51 | 267.93 | 394.61 | 384.16 | 441.61 | 633.58
PeakO | 0 | 0 | 0 | 0 | 0 | 0
ST | 0 | 0 | 0 | 0 | 0 | 0
STOG | 57.9 | 110.53 | 110.53 | 110.53 | 57.9 | 18.42
STWD | 0 | 0 | 0 | 0 | 0 | 0
WT | 2075.16 | 2075.16 | 2075.16 | 2075.16 | 2075.16 | 2502.31
IGCC | 0 | 0 | 0 | 0 | 0 | 0
DemandResponse | 0 | 0 | 0 | 0 | 0 | 0
IGCC-CCS | 0 | 0 | 0 | 0 | 0 | 0
WT_off | 0 | 0 | 0 | 0 | 0 | 0
PseudoUnit | 0 | 0 | 0 | 0 | 0 | 0
FixedInterchange | 0 | 0 | 0 | 0 | 0 | 0
Total Generation by Reporting Type: MISO_W
ReportingType | 2015 | 2020 | 2025 | 2030 | 2035 | 2040
BM | 0 | 0 | 0 | 0 | 0 | 0
CC | 9939.2 | 9700.7 | 6539.3 | 2901.01 | 4650.13 | 3750.09
CSP | 0 | 0 | 0 | 0 | 0 | 0
CT | 0 | 0 | 0 | 0 | 0 | 0
Coal | 85359.24 | 80656.28 | 80407.08 | 78940.57 | 81732.91 | 100251.73
Geo | 0 | 0 | 0 | 0 | 0 | 0
H | 1643.73 | 1643.73 | 1643.73 | 1643.73 | 1643.73 | 1643.73
LFG | 1616.22 | 1616.22 | 2181.24 | 2181.24 | 2181.24 | 2181.24
Nuc | 18393.35 | 18393.35 | 18393.35 | 18393.35 | 0.78 | 0.78
PS | 0 | 0 | 0 | 0 | 0 | 0
PV | 0 | 0 | 0 | 0 | 0 | 0
PeakG | 319.96 | 134.39 | 103.93 | 93.6 | 504.97 | 211.22
PeakO | 0 | 0 | 0 | 0 | 0 | 0
ST | 0 | 0 | 0 | 0 | 0 | 0
STOG | 27.24 | 3.07 | 1.95 | 1.95 | 3.07 | 0.18
STWD | 0 | 2193.5 | 587.4 | 953.77 | 812.92 | 1028.61
WT | 27590.66 | 27590.66 | 43672.69 | 76733.73 | 76733.73 | 76733.73
IGCC | 0 | 0 | 0 | 0 | 0 | 0
DemandResponse | 0 | 0 | 0 | 0 | 0 | 0
IGCC-CCS | 0 | 0 | 0 | 0 | 0 | 0
WT_off | 0 | 0 | 0 | 0 | 0 | 0
PseudoUnit | 0 | 0 | 0 | 0 | 0 | 0
FixedInterchange | 0 | 0 | 0 | 0 | 0 | 0
Total Generation by Reporting Type: MISO_WUMS
ReportingType | 2015 | 2020 | 2025 | 2030 | 2035 | 2040
BM | 0 | 0 | 0 | 0 | 0 | 0
CC | 12308.72 | 18993.49 | 15079.59 | 9714.58 | 33577.27 | 27223.78
CSP | 0 | 0 | 0 | 0 | 0 | 0
CT | 0 | 397.35 | 665.43 | 438.61 | 1092.99 | 1502.35
Coal | 26576.26 | 29066.42 | 29667.51 | 28736.83 | 35139.65 | 35968.3
Geo | 0 | 0 | 0 | 0 | 0 | 0
H | 1018.41 | 1023.31 | 1023.31 | 1023.31 | 1023.31 | 1023.31
LFG | 559.76 | 559.76 | 2320.52 | 2320.52 | 2320.52 | 2320.52
Nuc | 14153.33 | 14153.33 | 14153.33 | 14153.33 | 0.78 | 0.78
PS | 0 | 0 | 0 | 0 | 0 | 0
PV | 0 | 0 | 0 | 0 | 0 | 0
PeakG | 38.93 | 23.63 | 0.8 | 0 | 0 | 0
PeakO | 0 | 0 | 0 | 0 | 0 | 0
ST | 0 | 0 | 0 | 0 | 0 | 0
STOG | 2.33 | 0 | 0 | 0 | 0 | 0
STWD | 0 | 80.48 | 72.16 | 70.76 | 261.49 | 376.73
WT | 4109.61 | 4109.61 | 4109.61 | 4109.61 | 4109.61 | 4109.61
IGCC | 0 | 0 | 0 | 0 | 0 | 0
DemandResponse | 0 | 0 | 0 | 0 | 0 | 0
IGCC-CCS | 0 | 0 | 0 | 0 | 0 | 0
WT_off | 0 | 0 | 0 | 0 | 0 | 0
PseudoUnit | 0 | 0 | 0 | 0 | 0 | 0
FixedInterchange | 0 | 0 | 0 | 0 | 0 | 0
Total Generation by Reporting Type: Nebraska
ReportingType | 2015 | 2020 | 2025 | 2030 | 2035 | 2040
BM | 0 | 0 | 0 | 0 | 0 | 0
CC | 1054.51 | 454.72 | 387.49 | 247.08 | 381.54 | 285.45
CSP | 0 | 0 | 0 | 0 | 0 | 0
CT | 0 | 0 | 0 | 0 | 0 | 0
Coal | 30719.51 | 30424.37 | 30424.37 | 30161.83 | 30424.37 | 41694.3
Geo | 0 | 0 | 0 | 0 | 0 | 0
H | 591 | 591 | 591 | 591 | 591 | 591
LFG | 47.3 | 47.3 | 47.3 | 612.32 | 612.32 | 612.32
Nuc | 9752.32 | 9752.32 | 9752.32 | 9752.32 | 1.56 | 1.56
PS | 0 | 0 | 0 | 0 | 0 | 0
PV | 0 | 0 | 0 | 0 | 0 | 0
PeakG | 61.19 | 195.25 | 186.25 | 114.71 | 5.17 | 0
PeakO | 0 | 0 | 0 | 0 | 0 | 0
ST | 0 | 0 | 0 | 0 | 0 | 0
STOG | 52.91 | 52.91 | 93.99 | 52.91 | 103.31 | 0
STWD | 0 | 0 | 0 | 0 | 0 | 0
WT | 1223.92 | 8828.66 | 8828.66 | 8828.66 | 8828.66 | 8828.66
IGCC | 0 | 0 | 0 | 0 | 0 | 0
DemandResponse | 0 | 0 | 0 | 0 | 0 | 0
IGCC-CCS | 0 | 0 | 0 | 0 | 0 | 0
WT_off | 0 | 0 | 0 | 0 | 0 | 0
PseudoUnit | 0 | 0 | 0 | 0 | 0 | 0
FixedInterchange | 0 | 0 | 0 | 0 | 0 | 0
Total Generation by Reporting Type: NEISO
ReportingType | 2015 | 2020 | 2025 | 2030 | 2035 | 2040
BM | 1882.96 | 1882.96 | 527.9 | 527.9 | 551.15 | 580.6
CC | 45366.66 | 37962.47 | 38955.81 | 35400.76 | 51895.44 | 59599.6
CSP | 0 | 0 | 0 | 0 | 0 | 0
CT | 3.12 | 10.92 | 10.92 | 3.12 | 23.16 | 107.53
Coal | 32.27 | 0 | 0 | 0 | 0 | 0
Geo | 0 | 0 | 0 | 0 | 0 | 0
H | 12289.94 | 12289.94 | 12289.94 | 12289.94 | 12303.66 | 12303.66
LFG | 4582.65 | 4582.65 | 5132.48 | 5132.48 | 5132.48 | 5132.48
Nuc | 36181.73 | 36181.73 | 36181.73 | 36181.73 | 26141.23 | 19310.53
PS | 70.22 | 184.14 | 184.14 | 157.46 | 229.9 | 310.19
PV | 5.26 | 571.78 | 571.78 | 571.78 | 571.78 | 574.47
PeakG | 32.3 | 38.51 | 38.51 | 32.85 | 102.41 | 121.04
PeakO | 0 | 0 | 0 | 0 | 0 | 0
ST | 0 | 0 | 0 | 0 | 0 | 0
STOG | 0 | 0 | 0 | 0 | 0 | 0
STWD | 4274.88 | 4274.88 | 2838.75 | 2838.75 | 2738.03 | 2887.1
WT | 1283.3 | 5063.9 | 10969.78 | 13591.27 | 15703.15 | 15703.15
IGCC | 0 | 0 | 0 | 0 | 0 | 0
DemandResponse | 0 | 0 | 0 | 0 | 0 | 0
IGCC-CCS | 0 | 0 | 0 | 0 | 0 | 0
WT_off | 1870.13 | 1870.13 | 1870.13 | 1870.13 | 0 | 0
PseudoUnit | 0 | 0 | 0 | 0 | 0 | 0
FixedInterchange | 0 | 0 | 0 | 0 | 0 | 0
Total Generation by Reporting Type: NonRTO_Midwest
ReportingType | 2015 | 2020 | 2025 | 2030 | 2035 | 2040
BM | 0 | 0 | 0 | 0 | 0 | 0
CC | 0 | 1532.42 | 1532.42 | 1351.86 | 949.21 | 1767.35
CSP | 0 | 0 | 0 | 0 | 0 | 0
CT | 0 | 0 | 0 | 0 | 0 | 0
Coal | 57647.19 | 59056.08 | 59611.02 | 59859.02 | 60825.95 | 61830.25
Geo | 0 | 0 | 0 | 0 | 0 | 0
H | 457.8 | 457.8 | 3593.25 | 3593.25 | 3593.25 | 3593.25
LFG | 110.38 | 110.38 | 1373.79 | 1373.79 | 1373.79 | 1373.79
Nuc | 0 | 0 | 0 | 0 | 0 | 0.04
PS | 0 | 0 | 0 | 0 | 0 | 0
PV | 0 | 0 | 0 | 0 | 0 | 0
PeakG | 161.33 | 284.44 | 417.29 | 341.05 | 450.64 | 455.17
PeakO | 0 | 0 | 0 | 0 | 0 | 0
ST | 0 | 0 | 0 | 0 | 0 | 0
STOG | 0 | 0 | 0 | 0 | 0 | 0
STWD | 0 | 0 | 0 | 0 | 0 | 0
WT | 151.43 | 151.43 | 151.43 | 151.43 | 151.43 | 151.43
IGCC | 0 | 0 | 0 | 0 | 0 | 0
DemandResponse | 0 | 0 | 0 | 0 | 0 | 0
IGCC-CCS | 0 | 0 | 0 | 0 | 0 | 0
WT_off | 0 | 0 | 0 | 0 | 0 | 0
PseudoUnit | 0 | 0 | 0 | 0 | 0 | 0
FixedInterchange | 0 | 0 | 0 | 0 | 0 | 0
Total Generation by Reporting Type: NYISO_A-F
ReportingType | 2015 | 2020 | 2025 | 2030 | 2035 | 2040
BM | 0 | 0 | 0 | 0 | 0 | 0
CC | 8428.07 | 8792.85 | 10790.16 | 11979.73 | 16091.31 | 14817.2
CSP | 0 | 0 | 0 | 0 | 0 | 0
CT | 0 | 0 | 0 | 0 | 0 | 0
Coal | 0 | 0 | 0 | 0 | 0 | 0
Geo | 0 | 0 | 0 | 0 | 0 | 0
H | 27149.99 | 27149.99 | 27149.98 | 27149.98 | 27149.98 | 27149.98
LFG | 1359.2 | 1359.2 | 1359.2 | 1894.79 | 1894.79 | 1894.79
Nuc | 26211.3 | 26211.3 | 26211.3 | 21372.53 | 16850.79 | 10212.67
PS | 49.42 | 101.93 | 110.6 | 92.07 | 167.14 | 465.2
PV | 0 | 0 | 0 | 0 | 0 | 0
PeakG | 0 | 0 | 6.58 | 1.88 | 6.58 | 20.68
PeakO | 0 | 0 | 0 | 0 | 0 | 0
ST | 0 | 0 | 0 | 0 | 0 | 0
STOG | 0 | 0 | 0 | 0 | 0 | 0
STWD | 0 | 0 | 0 | 0 | 2.71 | 2.71
WT | 10101.82 | 11933.66 | 11933.66 | 11933.66 | 7431.58 | 6156.53
IGCC | 0 | 0 | 0 | 0 | 0 | 0
DemandResponse | 0 | 0 | 0 | 0 | 0 | 0
IGCC-CCS | 0 | 0 | 0 | 0 | 0 | 0
WT_off | 0 | 0 | 0 | 0 | 0 | 0
PseudoUnit | 0 | 0 | 0 | 0 | 0 | 0
FixedInterchange | 0 | 0 | 0 | 0 | 0 | 0
Total Generation by Reporting Type: NYISO_G-I
ReportingType | 2015 | 2020 | 2025 | 2030 | 2035 | 2040
BM | 0 | 0 | 0 | 0 | 0 | 0
CC | 5937.1 | 7443.75 | 7992.23 | 7912.03 | 34280.41 | 58194.97
CSP | 0 | 0 | 0 | 0 | 0 | 0
CT | 0 | 0 | 0 | 0 | 0 | 0
Coal | 0 | 0 | 0 | 0 | 0 | 0
Geo | 0 | 0 | 0 | 0 | 0 | 0
H | 266.56 | 266.56 | 266.56 | 266.56 | 266.56 | 266.56
LFG | 504.58 | 504.58 | 504.58 | 1090.62 | 1090.62 | 1090.62
Nuc | 15929.31 | 15929.31 | 15929.31 | 15929.31 | 7987.24 | 3.12
PS | 0 | 0 | 0 | 0 | 0 | 0
PV | 0 | 0 | 0 | 0 | 0 | 0
PeakG | 0.01 | 0.03 | 0.03 | 0.03 | 0.03 | 0.11
PeakO | 0 | 0 | 0 | 0 | 0 | 0
ST | 0 | 0 | 0 | 0 | 0 | 0
STOG | 0 | 0 | 0 | 0 | 0 | 0
STWD | 0 | 0 | 0 | 0 | 0 | 0
WT | 0 | 178.23 | 178.23 | 178.23 | 178.23 | 178.23
IGCC | 0 | 0 | 0 | 0 | 0 | 0
DemandResponse | 0 | 0 | 0 | 0 | 0 | 0
IGCC-CCS | 0 | 0 | 0 | 0 | 0 | 0
WT_off | 0 | 0 | 0 | 0 | 0 | 0
PseudoUnit | 0 | 0 | 0 | 0 | 0 | 0
FixedInterchange | 0 | 0 | 0 | 0 | 0 | 0
Total Generation by Reporting Type: NYISO_J-K
ReportingType | 2015 | 2020 | 2025 | 2030 | 2035 | 2040
BM | 0 | 0 | 0 | 0 | 0 | 0
CC | 24728.01 | 29846.6 | 30289.28 | 29667.89 | 30801 | 31015.86
CSP | 0 | 0 | 0 | 0 | 0 | 0
CT | 0 | 0 | 10.74 | 51.58 | 168.91 | 219.26
Coal | 0 | 0 | 0 | 0 | 0 | 0
Geo | 0 | 0 | 0 | 0 | 0 | 0
H | 0 | 0 | 0 | 0 | 0 | 0
LFG | 977.62 | 977.62 | 977.62 | 1563.66 | 1563.66 | 1563.66
Nuc | 0 | 0 | 0 | 0 | 0 | 0
PS | 0 | 0 | 0 | 0 | 0 | 0
PV | 53.26 | 53.26 | 53.26 | 53.26 | 0 | 0
PeakG | 53.23 | 175.6 | 224.8 | 167.31 | 319.41 | 331.98
PeakO | 0 | 0 | 0 | 0 | 0 | 0
ST | 0 | 0 | 0 | 0 | 0 | 0
STOG | 957.3 | 1431.27 | 1773.62 | 1714.95 | 2190.29 | 2814.77
STWD | 0 | 0 | 0 | 0 | 0 | 0
WT | 0 | 0 | 0 | 0 | 0 | 0
IGCC | 0 | 0 | 0 | 0 | 0 | 0
DemandResponse | 0 | 0 | 0 | 0 | 0 | 0
IGCC-CCS | 0 | 0 | 0 | 0 | 0 | 0
WT_off | 0 | 0 | 0 | 0 | 0 | 0
PseudoUnit | 0 | 0 | 0 | 0 | 0 | 0
FixedInterchange | 0 | 0 | 0 | 0 | 0 | 0
Total Generation by Reporting Type: PJM_E
ReportingType | 2015 | 2020 | 2025 | 2030 | 2035 | 2040
BM | 223.98 | 223.98 | 223.98 | 223.98 | 223.98 | 223.98
CC | 27331.78 | 40925.36 | 29443.65 | 21354.57 | 45228.5 | 49747.83
CSP | 0 | 0 | 0 | 0 | 0 | 0
CT | 0 | 0.86 | 0.86 | 0.86 | 10.03 | 2.69
Coal | 391.08 | 129.58 | 129.58 | 127.5 | 207.62 | 207.62
Geo | 0 | 0 | 0 | 0 | 0 | 0
H | 1839.27 | 1839.27 | 1839.27 | 1839.27 | 1839.27 | 1839.27
LFG | 3714.15 | 4761.94 | 4761.94 | 4761.94 | 4761.94 | 4761.94
Nuc | 66287.73 | 61501.14 | 61501.14 | 61501.14 | 44177.54 | 35032.79
PS | 164 | 304 | 269.58 | 164 | 304 | 284
PV | 102.4 | 102.4 | 102.4 | 102.4 | 102.4 | 102.4
PeakG | 22.93 | 80.25 | 252.23 | 223.29 | 940.13 | 285.25
PeakO | 0 | 0 | 0 | 0 | 0 | 0
ST | 0 | 0 | 0 | 0 | 0 | 0
STOG | 265.84 | 454.67 | 454.67 | 238.16 | 887.69 | 587.72
STWD | 0 | 0 | 0 | 0 | 0 | 0
WT | 2143.36 | 2183.19 | 2183.19 | 2183.19 | 2183.19 | 5325.17
IGCC | 0 | 0 | 0 | 0 | 0 | 0
DemandResponse | 0 | 0 | 0 | 0 | 0 | 0
IGCC-CCS | 0 | 0 | 0 | 0 | 0 | 0
WT_off | 0 | 0 | 21287.66 | 34292.87 | 34292.87 | 34826.4
PseudoUnit | 0 | 0 | 0 | 0 | 0 | 0
FixedInterchange | 0 | 0 | 0 | 0 | 0 | 0
Total Generation by Reporting Type: PJM_ROM
ReportingType | 2015 | 2020 | 2025 | 2030 | 2035 | 2040
BM | 134.39 | 260.14 | 260.14 | 11597.94 | 14670.84 | 14670.84
CC | 16915.8 | 22013.86 | 17169.26 | 12962.77 | 24389.09 | 104403.91
CSP | 0 | 0 | 0 | 0 | 0 | 0
CT | 0.15 | 0.52 | 1.64 | 0.52 | 6.13 | 1.64
Coal | 48103.87 | 40419.84 | 40371.94 | 34488.55 | 44500.33 | 44500.33
Geo | 0 | 0 | 0 | 0 | 0 | 0
H | 3645.46 | 6490.47 | 6490.47 | 6490.47 | 6490.47 | 6490.47
LFG | 2813.8 | 4903.85 | 4903.85 | 4903.85 | 4903.85 | 4903.85
Nuc | 39227.38 | 39227.38 | 39227.38 | 39227.38 | 25736.15 | 18733.49
PS | 620.33 | 1149.88 | 1112.06 | 672.07 | 1149.88 | 1074.23
PV | 10.51 | 2480.06 | 4036.96 | 4458.73 | 4625.61 | 4825.22
PeakG | 0 | 48.43 | 13.86 | 0 | 291.06 | 152.46
PeakO | 0 | 0 | 0 | 0 | 0 | 0
ST | 0 | 0 | 0 | 0 | 0 | 0
STOG | 691.59 | 1350.24 | 1350.24 | 815.59 | 1924.08 | 1694.42
STWD | 490.56 | 490.56 | 490.56 | 490.56 | 490.56 | 490.56
WT | 3032.09 | 17226.14 | 17226.14 | 17226.14 | 17226.14 | 17226.14
IGCC | 0 | 0 | 0 | 0 | 0 | 0
DemandResponse | 0 | 0 | 0 | 0 | 0 | 0
IGCC-CCS | 0 | 0 | 0 | 0 | 0 | 0
WT_off | 0 | 0 | 0 | 0 | 0 | 0
PseudoUnit | 0 | 0 | 0 | 0 | 0 | 0
FixedInterchange | 0 | 0 | 0 | 0 | 0 | 0
Total Generation by Reporting Type: PJM_ROR
ReportingType | 2015 | 2020 | 2025 | 2030 | 2035 | 2040
BM | 2254.3 | 2874.47 | 2874.47 | 9343.32 | 15563.88 | 20980.53
CC | 63050.99 | 61477.6 | 44797.14 | 27220.62 | 43570.78 | 38380.94
CSP | 0 | 0 | 0 | 0 | 0 | 0
CT | 5.69 | 5.69 | 5.69 | 0.95 | 762.19 | 1519.06
Coal | 355942.94 | 268410.57 | 268518.42 | 266891.86 | 270109.53 | 271504.84
Geo | 0 | 0 | 0 | 0 | 0 | 0
H | 4602.26 | 6925.78 | 6925.78 | 6925.78 | 6925.78 | 6925.78
LFG | 4252.63 | 8302.71 | 8302.71 | 8302.71 | 8302.71 | 8302.71
Nuc | 156083.84 | 156083.84 | 156083.84 | 149330.43 | 116030.78 | 77993.94
PS | 1620.97 | 2411.36 | 2327.53 | 2392.71 | 2634.24 | 2341.47
PV | 63.07 | 63.07 | 63.07 | 63.07 | 63.07 | 63.07
PeakG | 1215.77 | 1332.44 | 995.3 | 506.74 | 1053.03 | 1096.45
PeakO | 0 | 0 | 0 | 0 | 0 | 0
ST | 0 | 0 | 0 | 0 | 0 | 0
STOG | 798.51 | 835.35 | 798.51 | 798.51 | 798.51 | 798.51
STWD | 1359.55 | 1359.55 | 1359.55 | 1359.55 | 1359.55 | 1359.55
WT | 28147.97 | 59580.27 | 102333.67 | 134931.36 | 134931.36 | 134931.36
IGCC | 0 | 0 | 0 | 0 | 0 | 0
DemandResponse | 0 | 0 | 0 | 0 | 0 | 0
IGCC-CCS | 0 | 0 | 0 | 0 | 0 | 0
WT_off | 0 | 0 | 0 | 0 | 0 | 0
PseudoUnit | 0 | 0 | 0 | 0 | 0 | 0
FixedInterchange | 0 | 0 | 0 | 0 | 0 | 0
Total Generation by Reporting Type: SOCO
ReportingType | 2015 | 2020 | 2025 | 2030 | 2035 | 2040
BM | 410.64 | 9838.61 | 44724.93 | 48942.4 | 48942.4 | 48942.4
CC | 117015.99 | 111077.74 | 84441.72 | 71425.62 | 68764.51 | 69549.25
CSP | 0 | 0 | 0 | 0 | 0 | 0
CT | 0 | 0 | 0 | 0 | 0 | 0
Coal | 90190.06 | 89315.51 | 94962.96 | 97519.5 | 103396.65 | 153266.1
Geo | 0 | 0 | 0 | 0 | 0 | 0
H | 10893.11 | 10893.11 | 10893.11 | 10893.11 | 10893.11 | 12917.99
LFG | 291.71 | 1138.45 | 1138.45 | 1138.45 | 1138.45 | 1138.45
Nuc | 45497.84 | 62634.5 | 62634.5 | 62634.5 | 62634.5 | 42031.17
PS | 1037.8 | 1273 | 973.55 | 686.75 | 1263.92 | 1245.57
PV | 0 | 0 | 0 | 0 | 0 | 0
PeakG | 631.32 | 987.17 | 714.61 | 410.85 | 772.72 | 841.21
PeakO | 0 | 0 | 0 | 0 | 0 | 0
ST | 0 | 0 | 0 | 0 | 0 | 0
STOG | 0 | 0 | 0 | 0 | 0 | 0
STWD | 4681.34 | 4681.34 | 4681.34 | 4681.34 | 4681.34 | 4681.34
WT | 0 | 209.15 | 209.15 | 209.15 | 209.15 | 209.15
IGCC | 0 | 0 | 0 | 0 | 0 | 0
DemandResponse | 0 | 0 | 0 | 0 | 0 | 0
IGCC-CCS | 0 | 0 | 0 | 0 | 0 | 0
WT_off | 0 | 0 | 0 | 0 | 0 | 0
PseudoUnit | 0 | 0 | 0 | 0 | 0 | 0
FixedInterchange | 0 | 0 | 0 | 0 | 0 | 0
Total Generation by Reporting Type: SPP_N
ReportingType | 2015 | 2020 | 2025 | 2030 | 2035 | 2040
BM | 0 | 0 | 0 | 0 | 0 | 0
CC | 6969.04 | 3335.59 | 1874.34 | 1244.28 | 1695.83 | 1493.97
CSP | 0 | 0 | 0 | 0 | 0 | 0
CT | 0 | 28.83 | 28.83 | 27.45 | 1142.01 | 920
Coal | 61836.51 | 58884.82 | 56578.5 | 56286.37 | 56595.78 | 56595.78
Geo | 0 | 0 | 0 | 0 | 0 | 0
H | 60 | 60 | 60 | 60 | 60 | 60
LFG | 55.19 | 55.19 | 55.19 | 804.17 | 804.17 | 804.17
Nuc | 9035.69 | 9035.69 | 9035.69 | 9035.69 | 9035.69 | 9035.69
PS | 0 | 0 | 0 | 0 | 0 | 0
PV | 0 | 0 | 0 | 0 | 0 | 0
PeakG | 0 | 89.99 | 113.47 | 7.16 | 0 | 0
PeakO | 0 | 0 | 0 | 0 | 0 | 0
ST | 0 | 0 | 0 | 0 | 0 | 0
STOG | 329.09 | 642.37 | 642.37 | 552.72 | 635.9 | 635.9
STWD | 0 | 0 | 0 | 0 | 0 | 0
WT | 4213.48 | 8734.33 | 20030.5 | 41040.3 | 41310.45 | 41310.45
IGCC | 0 | 0 | 0 | 0 | 0 | 0
DemandResponse | 0 | 0 | 0 | 0 | 0 | 0
IGCC-CCS | 0 | 0 | 0 | 0 | 0 | 0
WT_off | 0 | 0 | 0 | 0 | 0 | 0
PseudoUnit | 0 | 0 | 0 | 0 | 0 | 0
FixedInterchange | 0 | 0 | 0 | 0 | 0 | 0
Total Generation by Reporting Type: SPP_S
ReportingType | 2015 | 2020 | 2025 | 2030 | 2035 | 2040
BM | 0 | 0 | 0 | 0 | 0 | 0
CC | 45642.71 | 37946.77 | 22123.35 | 12454.65 | 19339.08 | 16411.94
CSP | 0 | 0 | 0 | 0 | 0 | 0
CT | 0 | 0 | 0 | 0 | 0 | 0
Coal | 90505.24 | 80552.2 | 77428.53 | 70354.39 | 82629.82 | 81032.59
Geo | 0 | 0 | 0 | 0 | 0 | 0
H | 10050.79 | 10050.79 | 10050.79 | 10050.79 | 10050.79 | 10050.79
LFG | 149.8 | 149.8 | 149.8 | 898.78 | 898.78 | 898.78
Nuc | 0 | 0 | 0 | 0 | 0 | 0
PS | 327.81 | 327.81 | 327.81 | 322.52 | 325.39 | 667.44
PV | 0 | 0 | 0 | 0 | 0 | 0
PeakG | 0 | 0 | 0 | 0 | 0 | 0
PeakO | 0 | 0 | 0 | 0 | 0 | 0
ST | 0 | 0 | 0 | 0 | 0 | 0
STOG | 2766.86 | 2068.48 | 1622.97 | 835.2 | 1982.48 | 1822.89
STWD | 588.67 | 55.57 | 32.89 | 30.24 | 54.81 | 54.81
WT | 9404.55 | 43555.77 | 71830.6 | 90951.15 | 96378.7 | 99790.23
IGCC | 0 | 0 | 0 | 0 | 0 | 0
DemandResponse | 0 | 0 | 0 | 0 | 0 | 0
IGCC-CCS | 0 | 0 | 0 | 0 | 0 | 0
WT_off | 0 | 0 | 0 | 0 | 0 | 0
PseudoUnit | 0 | 0 | 0 | 0 | 0 | 0
FixedInterchange | 0 | 0 | 0 | 0 | 0 | 0
Total Generation by Reporting Type: TVA
ReportingType | 2015 | 2020 | 2025 | 2030 | 2035 | 2040
BM | 0 | 23898.82 | 26266.91 | 48975.11 | 53477 | 53477
CC | 18825.61 | 9520.77 | 10340.15 | 5028.41 | 8238.78 | 10065.82
CSP | 0 | 0 | 0 | 0 | 0 | 0
CT | 0 | 0 | 0 | 0 | 0 | 124.87
Coal | 85536.01 | 65108.34 | 64898.87 | 62462.35 | 66571.92 | 68558.57
Geo | 0 | 0 | 0 | 0 | 0 | 0
H | 17444.8 | 17545.57 | 17545.57 | 17545.57 | 17545.57 | 17545.57
LFG | 102.49 | 949.23 | 949.23 | 949.23 | 949.23 | 949.23
Nuc | 65391.09 | 65391.09 | 65391.09 | 65391.09 | 45821.54 | 35861.5
PS | 758.2 | 667.68 | 714.63 | 621.54 | 1237.53 | 934.31
PV | 0 | 0 | 0 | 0 | 0 | 0
PeakG | 0 | 0 | 0 | 0 | 19.94 | 0
PeakO | 0 | 0 | 0 | 0 | 0 | 0
ST | 0 | 0 | 0 | 0 | 0 | 0
STOG | 0 | 0 | 0 | 0 | 0 | 0
STWD | 35.04 | 35.04 | 35.04 | 35.04 | 35.04 | 35.04
WT | 73.94 | 283.09 | 283.09 | 283.09 | 283.09 | 283.09
IGCC | 0 | 0 | 0 | 0 | 0 | 0
DemandResponse | 0 | 0 | 0 | 0 | 0 | 0
IGCC-CCS | 0 | 0 | 0 | 0 | 0 | 0
WT_off | 0 | 0 | 0 | 0 | 0 | 0
PseudoUnit | 0 | 0 | 0 | 0 | 0 | 0
FixedInterchange | 0 | 0 | 0 | 0 | 0 | 0
Total Generation by Reporting Type: TVA_Transmission
ReportingType | 2015 | 2020 | 2025 | 2030 | 2035 | 2040
BM | 0 | 0 | 0 | 0 | 0 | 0
CC | 0 | 0 | 0 | 0 | 0 | 0
CSP | 0 | 0 | 0 | 0 | 0 | 0
CT | 0 | 0 | 0 | 0 | 0 | 0
Coal | 0 | 0 | 0 | 0 | 0 | 0
Geo | 0 | 0 | 0 | 0 | 0 | 0
H | 0 | 0 | 0 | 0 | 0 | 0
LFG | 0 | 0 | 0 | 0 | 0 | 0
Nuc | 0 | 0 | 0 | 0 | 0 | 0
PS | 0 | 0 | 0 | 0 | 0 | 0
PV | 0 | 0 | 0 | 0 | 0 | 0
PeakG | 0 | 0 | 0 | 0 | 0 | 0
PeakO | 0 | 0 | 0 | 0 | 0 | 0
ST | 0 | 0 | 0 | 0 | 0 | 0
STOG | 0 | 0 | 0 | 0 | 0 | 0
STWD | 0 | 0 | 0 | 0 | 0 | 0
WT | 0 | 0 | 0 | 0 | 0 | 0
IGCC | 0 | 0 | 0 | 0 | 0 | 0
DemandResponse | 0 | 0 | 0 | 0 | 0 | 0
IGCC-CCS | 0 | 0 | 0 | 0 | 0 | 0
WT_off | 0 | 0 | 0 | 0 | 0 | 0
PseudoUnit | 0 | 0 | 0 | 0 | 0 | 0
FixedInterchange | 0 | 0 | 0 | 0 | 0 | 0
Total Generation by Reporting Type: VACAR
ReportingType | 2015 | 2020 | 2025 | 2030 | 2035 | 2040
BM | 6.84 | 52160.85 | 52160.85 | 52160.85 | 52160.85 | 52160.85
CC | 33602.93 | 24308.52 | 15812.51 | 5399.59 | 8790.42 | 14373.77
CSP | 0 | 0 | 0 | 0 | 0 | 0
CT | 397.44 | 421.44 | 289.31 | 66.52 | 332.02 | 586.45
Coal | 96051.36 | 66954.79 | 52633.84 | 28613.4 | 54927.39 | 66402.27
Geo | 0 | 0 | 0 | 0 | 0 | 0
H | 4325 | 4325 | 4325 | 4325 | 4446.45 | 4446.45
LFG | 499.37 | 1343.43 | 1343.43 | 1343.43 | 1343.43 | 1343.43
Nuc | 89032.75 | 107182.03 | 107182.03 | 107182.03 | 81882.09 | 67409.4
PS | 1031.47 | 1309.62 | 1203.36 | 1187.17 | 2073.93 | 2232.87
PV | 42.05 | 308.79 | 321.36 | 328.64 | 350.9 | 369.21
PeakG | 121.19 | 193.54 | 188.28 | 29.69 | 149.69 | 186.34
PeakO | 0 | 0 | 0 | 0 | 0 | 0
ST | 0 | 0 | 0 | 0 | 0 | 0
STOG | 0 | 0 | 0 | 0 | 0 | 0
STWD | 1969.25 | 1969.25 | 1969.25 | 1969.25 | 1969.25 | 1969.25
WT | 0 | 7866.99 | 7866.99 | 7866.99 | 7866.99 | 7866.99
IGCC | 0 | 0 | 0 | 0 | 0 | 0
DemandResponse | 0 | 0 | 0 | 0 | 0 | 0
IGCC-CCS | 0 | 0 | 0 | 0 | 0 | 0
WT_off | 3.46 | 3.46 | 39471.69 | 98665.43 | 108588.36 | 123227.99
PseudoUnit | 0 | 0 | 0 | 0 | 0 | 0
FixedInterchange | 0 | 0 | 0 | 0 | 0 | 0
Total Generation by Reporting Type: IESO
ReportingType | 2015 | 2020 | 2025 | 2030 | 2035 | 2040
BM | 0 | 0 | 0 | 0 | 0 | 0
CC | 1311.65 | 837.55 | 1571.22 | 977.21 | 7509.89 | 22226.39
CSP | 0 | 0 | 0 | 0 | 0 | 0
CT | 0 | 0 | 0 | 0 | 7.91 | 55.81
Coal | 0 | 0 | 0 | 0 | 0 | 0
Geo | 0 | 0 | 0 | 0 | 0 | 0
H | 46189.03 | 46189.03 | 46189.03 | 46189.03 | 46189.03 | 47737.94
LFG | 926.37 | 926.37 | 926.37 | 926.37 | 930.31 | 930.31
Nuc | 101402.31 | 101402.31 | 101402.31 | 101402.31 | 93379.23 | 81383.57
PS | 13.53 | 4.3 | 13.53 | 25.83 | 13.53 | 50.43
PV | 78.84 | 78.84 | 78.84 | 78.84 | 78.84 | 78.84
PeakG | 0 | 0 | 0 | 0 | 0 | 4.3
PeakO | 0 | 0 | 0 | 0 | 0 | 0
ST | 0 | 0 | 0 | 0 | 0 | 0
STOG | 0 | 0 | 0 | 0 | 0 | 0
STWD | 0 | 0 | 0 | 0 | 0 | 0
WT | 8479.75 | 8479.75 | 8479.75 | 8479.75 | 3205.67 | 3205.67
IGCC | 0 | 0 | 0 | 0 | 0 | 0
DemandResponse | 0 | 0 | 0 | 0 | 0 | 0
IGCC-CCS | 0 | 0 | 0 | 0 | 0 | 0
WT_off | 0 | 0 | 0 | 0 | 0 | 0
PseudoUnit | 0 | 0 | 0 | 0 | 0 | 0
FixedInterchange | 0 | 0 | 0 | 0 | 0 | 0
Total Generation by Reporting Type: MAPP_CA
ReportingType | 2015 | 2020 | 2025 | 2030 | 2035 | 2040
BM | 0 | 0 | 0 | 0 | 0 | 0
CC | 3508.1 | 3508.1 | 547.71 | 0 | 0 | 50.2
CSP | 0 | 0 | 0 | 0 | 0 | 0
CT | 0 | 0 | 0 | 0 | 0 | 0
Coal | 604.66 | 1187.17 | 0 | 0 | 0 | 0
Geo | 0 | 0 | 0 | 0 | 0 | 0
H | 41520.42 | 43455.47 | 54366.11 | 68795.52 | 68795.52 | 68795.52
LFG | 0 | 0 | 0 | 0 | 0 | 0
Nuc | 0 | 0 | 0 | 0 | 0 | 0
PS | 0 | 0 | 0 | 0 | 0 | 0
PV | 0 | 0 | 0 | 0 | 0 | 0
PeakG | 0 | 0 | 0 | 0 | 0 | 0
PeakO | 0 | 0 | 0 | 0 | 0 | 0
ST | 0 | 0 | 0 | 0 | 0 | 0
STOG | 0 | 0 | 0 | 0 | 0 | 0
STWD | 0 | 0 | 0 | 0 | 0 | 0
WT | 1446.06 | 1446.06 | 1446.06 | 1446.06 | 1446.06 | 1446.06
IGCC | 0 | 0 | 0 | 0 | 0 | 0
DemandResponse | 0 | 0 | 0 | 0 | 0 | 0
IGCC-CCS | 0 | 0 | 0 | 0 | 0 | 0
WT_off | 0 | 0 | 0 | 0 | 0 | 0
PseudoUnit | 0 | 0 | 0 | 0 | 0 | 0
FixedInterchange | 0 | 0 | 0 | 0 | 0 | 0
Total Generation by Reporting Type: AZ_NM_SNV_Coal
ReportingType | 2015 | 2020 | 2025 | 2030 | 2035 | 2040
BM | 0 | 0 | 0 | 0 | 0 | 0
CC | 0 | 0 | 0 | 0 | 0 | 0
CSP | 0 | 0 | 0 | 0 | 0 | 0
CT | 0 | 0 | 0 | 0 | 0 | 0
Coal | 77016.08 | 77472.95 | 77472.95 | 77472.95 | 77472.95 | 140493.3
Geo | 0 | 0 | 0 | 0 | 0 | 0
H | 0 | 0 | 0 | 0 | 0 | 0
LFG | 0 | 0 | 0 | 0 | 0 | 0
Nuc | 0 | 0 | 0 | 0 | 0 | 0
PS | 0 | 0 | 0 | 0 | 0 | 0
PV | 0 | 0 | 0 | 0 | 0 | 0
PeakG | 0 | 0 | 0 | 0 | 0 | 0
PeakO | 0 | 0 | 0 | 0 | 0 | 0
ST | 0 | 0 | 0 | 0 | 0 | 0
STOG | 0 | 0 | 0 | 0 | 0 | 0
STWD | 0 | 0 | 0 | 0 | 0 | 0
WT | 0 | 0 | 0 | 0 | 0 | 0
IGCC | 0 | 0 | 0 | 0 | 0 | 0
DemandResponse | 0 | 0 | 0 | 0 | 0 | 0
IGCC-CCS | 0 | 0 | 0 | 0 | 0 | 0
WT_off | 0 | 0 | 0 | 0 | 0 | 0
PseudoUnit | 0 | 0 | 0 | 0 | 0 | 0
FixedInterchange | 0 | 0 | 0 | 0 | 0 | 0
Total Generation by Reporting Type: AZ_NM_SNV_Gas
ReportingType | 2015 | 2020 | 2025 | 2030 | 2035 | 2040
BM | 0 | 0 | 0 | 0 | 0 | 0
CC | 104791.96 | 126206.95 | 125638.91 | 155056.32 | 170043.26 | 159827.6
CSP | 0 | 0 | 0 | 0 | 0 | 0
CT | 0 | 0 | 144.37 | 144.37 | 0 | 0
Coal | 0 | 0 | 0 | 0 | 0 | 0
Geo | 0 | 0 | 0 | 0 | 0 | 0
H | 0 | 0 | 0 | 0 | 0 | 0
LFG | 0 | 0 | 0 | 0 | 0 | 0
Nuc | 0 | 0 | 0 | 0 | 0 | 0
PS | 0 | 0 | 0 | 0 | 0 | 0
PV | 0 | 0 | 0 | 0 | 0 | 0
PeakG | 0 | 0 | 186.73 | 340.03 | 387.97 | 0
PeakO | 0 | 0 | 0 | 0 | 0 | 0
ST | 0 | 0 | 0 | 0 | 0 | 0
STOG | 0 | 0 | 0 | 0 | 0 | 0
STWD | 0 | 0 | 0 | 0 | 0 | 0
WT | 0 | 0 | 0 | 0 | 0 | 0
IGCC | 0 | 0 | 0 | 0 | 0 | 0
DemandResponse | 0 | 0 | 0 | 0 | 0 | 0
IGCC-CCS | 0 | 0 | 0 | 0 | 0 | 0
WT_off | 0 | 0 | 0 | 0 | 0 | 0
PseudoUnit | 0 | 0 | 0 | 0 | 0 | 0
FixedInterchange | 0 | 0 | 0 | 0 | 0 | 0
Total Generation by Reporting Type: AZ_NM_SNV_NucRenew
ReportingType | 2015 | 2020 | 2025 | 2030 | 2035 | 2040
BM | 0 | 0 | 0 | 0 | 0 | 0
CC | 0 | 0 | 0 | 0 | 0 | 0
CSP | 0 | 0 | 0 | 0 | 0 | 0
CT | 0 | 0 | 0 | 0 | 0 | 0
Coal | 0 | 0 | 0 | 0 | 0 | 0
Geo | 0 | 0 | 12066.9 | 12066.9 | 12066.9 | 12066.9
H | 8952 | 8952 | 8952 | 8952 | 8952 | 8952
LFG | 55.19 | 55.19 | 533.48 | 533.48 | 533.48 | 533.48
Nuc | 30183.89 | 30183.89 | 30183.89 | 30183.89 | 30183.89 | 30183.89
PS | 45.36 | 45.36 | 45.36 | 88.56 | 88.56 | 88.56
PV | 365.63 | 365.63 | 365.63 | 365.63 | 365.63 | 365.63
PeakG | 0 | 0 | 0 | 0 | 0 | 0
PeakO | 0 | 0 | 0 | 0 | 0 | 0
ST | 981.12 | 2520.82 | 3490.17 | 3926.91 | 3926.91 | 3926.91
STOG | 0 | 0 | 0 | 0 | 0 | 0
STWD | 182.21 | 182.21 | 182.21 | 182.21 | 182.21 | 182.21
WT | 1407.73 | 1407.73 | 2285.53 | 3937.43 | 3937.43 | 3937.43
IGCC | 0 | 0 | 0 | 0 | 0 | 0
DemandResponse | 0 | 0 | 0 | 0 | 0 | 0
IGCC-CCS | 0 | 0 | 0 | 0 | 0 | 0
WT_off | 0 | 0 | 0 | 0 | 0 | 0
PseudoUnit | 0 | 0 | 0 | 0 | 0 | 0
FixedInterchange | 0 | 0 | 0 | 0 | 0 | 0
Total Generation by Reporting Type: ERCOT
ReportingType | 2015 | 2020 | 2025 | 2030 | 2035 | 2040
BM | 0 | 154.07 | 98.27 | 13781.59 | 14260.45 | 15129.27
CC | 143558.34 | 128135.52 | 105441.89 | 87321.79 | 92671.3 | 103432.24
CSP | 0 | 0 | 0 | 0 | 0 | 0
CT | 0 | 0 | 0 | 0 | 0 | 0
Coal | 119583.34 | 125713.09 | 134755.85 | 134424.38 | 136831.01 | 138086.11
Geo | 0 | 0 | 0 | 0 | 0 | 0
H | 607.38 | 607.38 | 607.38 | 2022.97 | 2022.97 | 2022.97
LFG | 591.3 | 591.3 | 3382.24 | 3382.24 | 3382.24 | 3382.24
Nuc | 39655.79 | 39655.79 | 39655.79 | 39655.79 | 39655.79 | 39655.79
PS | 0 | 0 | 0 | 0 | 0 | 0
PV | 30.84 | 30.84 | 30.84 | 30.84 | 2.63 | 2.63
PeakG | 0 | 0 | 0 | 0 | 0 | 0
PeakO | 0 | 0 | 0 | 0 | 0 | 0
ST | 0 | 0 | 0 | 0 | 0 | 0
STOG | 5145.73 | 5435.29 | 5501.05 | 4763.77 | 4674.56 | 4216.35
STWD | 0 | 0 | 0 | 0 | 0 | 0
WT | 27080.39 | 51398.3 | 78832.26 | 95903.18 | 98325.67 | 102669.75
IGCC | 0 | 0 | 0 | 0 | 0 | 0
DemandResponse | 0 | 0 | 0 | 0 | 0 | 0
IGCC-CCS | 0 | 0 | 0 | 0 | 0 | 0
WT_off | 0 | 0 | 0 | 0 | 0 | 0
PseudoUnit | 0 | 0 | 0 | 0 | 0 | 0
FixedInterchange | 0 | 0 | 0 | 0 | 0 | 0
Total Generation by Reporting Type: NP15
ReportingType | 2015 | 2020 | 2025 | 2030 | 2035 | 2040
BM | 0 | 0 | 0 | 0 | 0 | 0
CC | 35582.91 | 37772.27 | 28137.27 | 22093.78 | 12285.65 | 5379.1
CSP | 0 | 0 | 0 | 0 | 0 | 0
CT | 0 | 0 | 0 | 0 | 0 | 0
Coal | 213.44 | 0 | 0 | 0 | 0 | 0
Geo | 9050.48 | 10433.73 | 14043.68 | 14043.68 | 14043.68 | 14043.68
H | 24182 | 24182 | 24182 | 24182 | 24182 | 24182
LFG | 670.14 | 670.14 | 5124.6 | 5124.6 | 5124.6 | 5124.6
Nuc | 17915.6 | 17915.6 | 17915.6 | 17915.6 | 17915.6 | 17915.6
PS | 1.12 | 10.55 | 0 | 7.5 | 218.96 | 355.31
PV | 153.52 | 153.52 | 153.52 | 153.52 | 139.28 | 139.28
PeakG | 0 | 0 | 0 | 0 | 0.02 | 11.82
PeakO | 0 | 0 | 0 | 0 | 0 | 0
ST | 99.08 | 99.08 | 99.08 | 99.08 | 99.08 | 99.08
STOG | 130.9 | 206.63 | 72.85 | 141.38 | 87.13 | 159.02
STWD | 3097.54 | 3097.54 | 3097.54 | 3097.54 | 3097.54 | 3097.54
WT | 3102.31 | 5261.21 | 26933.79 | 33193.01 | 33232.87 | 33232.87
IGCC | 0 | 0 | 0 | 0 | 0 | 0
DemandResponse | 0 | 0 | 0 | 0 | 0 | 0
IGCC-CCS | 0 | 0 | 0 | 0 | 0 | 0
WT_off | 0 | 0 | 0 | 0 | 0 | 0
PseudoUnit | 0 | 0 | 0 | 0 | 0 | 0
FixedInterchange | 0 | 0 | 0 | 0 | 0 | 0
Total Generation by Reporting Type: NWPP_Coal
ReportingType | 2015 | 2020 | 2025 | 2030 | 2035 | 2040
BM | 0 | 0 | 0 | 0 | 0 | 0
CC | 0 | 0 | 0 | 0 | 0 | 0
CSP | 0 | 0 | 0 | 0 | 0 | 0
CT | 0 | 0 | 0 | 0 | 0 | 0
Coal | 97191.1 | 97072.99 | 97072.99 | 97072.99 | 97072.99 | 97072.99
Geo | 0 | 0 | 0 | 0 | 0 | 0
H | 0 | 0 | 0 | 0 | 0 | 0
LFG | 0 | 0 | 0 | 0 | 0 | 0
Nuc | 0 | 0 | 0 | 0 | 0 | 0
PS | 0 | 0 | 0 | 0 | 0 | 0
PV | 0 | 0 | 0 | 0 | 0 | 0
PeakG | 0 | 0 | 0 | 0 | 0 | 0
PeakO | 0 | 0 | 0 | 0 | 0 | 0
ST | 0 | 0 | 0 | 0 | 0 | 0
STOG | 0 | 0 | 0 | 0 | 0 | 0
STWD | 0 | 0 | 0 | 0 | 0 | 0
WT | 0 | 0 | 0 | 0 | 0 | 0
IGCC | 0 | 0 | 0 | 0 | 0 | 0
DemandResponse | 0 | 0 | 0 | 0 | 0 | 0
IGCC-CCS | 0 | 0 | 0 | 0 | 0 | 0
WT_off | 0 | 0 | 0 | 0 | 0 | 0
PseudoUnit | 0 | 0 | 0 | 0 | 0 | 0
FixedInterchange | 0 | 0 | 0 | 0 | 0 | 0
Total Generation by Reporting Type: NWPP_Gas
ReportingType | 2015 | 2020 | 2025 | 2030 | 2035 | 2040
BM | 0 | 0 | 0 | 0 | 0 | 0
CC | 50575.36 | 50575.36 | 50575.36 | 72984.59 | 109677.07 | 115113.19
CSP | 0 | 0 | 0 | 0 | 0 | 0
CT | 0 | 0 | 0 | 0 | 0 | 0
Coal | 0 | 0 | 0 | 0 | 0 | 3276.44
Geo | 0 | 0 | 0 | 0 | 0 | 0
H | 0 | 0 | 0 | 0 | 0 | 0
LFG | 0 | 0 | 0 | 0 | 0 | 0
Nuc | 0 | 0 | 0 | 0 | 0 | 0
PS | 0 | 0 | 0 | 0 | 0 | 0
PV | 0 | 0 | 0 | 0 | 0 | 0
PeakG | 0 | 0 | 0 | 0 | 0 | 0
PeakO | 0 | 0 | 0 | 0 | 0 | 0
ST | 0 | 0 | 0 | 0 | 0 | 0
STOG | 0 | 0 | 0 | 0 | 0 | 0
STWD | 0 | 0 | 0 | 0 | 0 | 0
WT | 0 | 0 | 0 | 0 | 0 | 0
IGCC | 0 | 0 | 0 | 0 | 0 | 0
DemandResponse | 0 | 0 | 0 | 0 | 0 | 0
IGCC-CCS | 0 | 0 | 0 | 0 | 0 | 0
WT_off | 0 | 0 | 0 | 0 | 0 | 0
PseudoUnit | 0 | 0 | 0 | 0 | 0 | 0
FixedInterchange | 0 | 0 | 0 | 0 | 0 | 0
Total Generation by Reporting Type: NWPP_NucRenew
ReportingType | 2015 | 2020 | 2025 | 2030 | 2035 | 2040
BM | 0 | 0 | 0 | 0 | 0 | 0.75
CC | 0 | 0 | 0 | 0 | 0 | 0
CSP | 0 | 0 | 0 | 0 | 0 | 0
CT | 0 | 0 | 0 | 0 | 0 | 0
Coal | 0 | 0 | 0 | 0 | 0 | 0
Geo | 3280.13 | 3280.13 | 6891.88 | 6891.88 | 6891.88 | 6891.88
H | 133486 | 133486 | 133486 | 133486 | 133486 | 133486
LFG | 1013.09 | 1013.09 | 2647.18 | 2940.73 | 2940.73 | 2940.73
Nuc | 8809.8 | 8809.8 | 8809.8 | 8809.8 | 8809.8 | 8809.8
PS | 0 | 0 | 0 | 0 | 0 | 0
PV | 7.88 | 7.88 | 7.88 | 7.88 | 7.88 | 7.88
PeakG | 0 | 0 | 0 | 0 | 0 | 0
PeakO | 0 | 0 | 0 | 0 | 0 | 0
ST | 0 | 0 | 0 | 0 | 0 | 0
STOG | 0 | 0 | 0 | 0 | 0 | 0
STWD | 0 | 82.05 | 1179.29 | 2656.69 | 2656.69 | 2655.94
WT | 15874.4 | 15874.4 | 15874.4 | 15874.4 | 15874.4 | 15874.4
IGCC | 0 | 0 | 0 | 0 | 0 | 0
DemandResponse | 0 | 0 | 0 | 0 | 0 | 0
IGCC-CCS | 0 | 0 | 0 | 0 | 0 | 0
WT_off | 0 | 0 | 0 | 0 | 0 | 0
PseudoUnit | 0 | 0 | 0 | 0 | 0 | 0
FixedInterchange | 0 | 0 | 0 | 0 | 0 | 0
Total Generation by Reporting Type: RMPA
ReportingType | 2015 | 2020 | 2025 | 2030 | 2035 | 2040
BM | 0 | 0 | 0 | 0 | 0 | 0
CC | 5198.66 | 9948.52 | 3485.35 | 3273.24 | 2886.92 | 2883.65
CSP | 0 | 0 | 0 | 0 | 0 | 0
CT | 0 | 0 | 0 | 0 | 0 | 0
Coal | 55435.07 | 54077.86 | 51422.47 | 51422.47 | 61274.54 | 70560.25
Geo | 0 | 3818 | 21181.43 | 21387.54 | 21387.54 | 21387.54
H | 4353 | 4353 | 4353 | 4353 | 4353 | 4353
LFG | 58.34 | 58.34 | 58.34 | 286.45 | 286.45 | 286.45
Nuc | 0 | 0 | 0 | 0 | 0 | 0.01
PS | 50.06 | 80.16 | 134.7 | 231.31 | 230.63 | 783.19
PV | 54.93 | 54.93 | 54.93 | 54.93 | 54.93 | 54.93
PeakG | 4.02 | 24.92 | 4.39 | 83.3 | 10.37 | 28.06
PeakO | 0 | 0 | 0 | 0 | 0 | 0
ST | 9.83 | 1255.62 | 1361.35 | 1411.32 | 1411.32 | 1411.32
STOG | 0 | 0 | 0 | 0 | 0 | 0
STWD | 0 | 0 | 0 | 0 | 0 | 0
WT | 6354.34 | 6354.34 | 6354.34 | 6354.34 | 6354.34 | 6354.34
IGCC | 0 | 0 | 0 | 0 | 0 | 0
DemandResponse | 0 | 0 | 0 | 0 | 0 | 0
IGCC-CCS | 0 | 0 | 0 | 0 | 0 | 0
WT_off | 0 | 0 | 0 | 0 | 0 | 0
PseudoUnit | 0 | 0 | 0 | 0 | 0 | 0
FixedInterchange | 0 | 0 | 0 | 0 | 0 | 0
Total Generation by Reporting Type: SP15
ReportingType | 2015 | 2020 | 2025 | 2030 | 2035 | 2040
BM | 44.8 | 44.8 | 44.8 | 44.8 | 27.49 | 27.49
CC | 24343.93 | 24045.58 | 21404.43 | 18837.77 | 17021.42 | 9545.32
CSP | 0 | 0 | 0 | 0 | 0 | 0
CT | 0 | 0 | 0 | 0 | 0 | 0
Coal | 761.6 | 761.6 | 761.6 | 467.51 | 0 | 0
Geo | 7774.15 | 19841.05 | 19841.05 | 19841.05 | 19841.05 | 19841.05
H | 5920 | 5920 | 5920 | 5920 | 5920 | 5920
LFG | 1759.71 | 5870.68 | 6141.64 | 6141.64 | 6141.64 | 6141.64
Nuc | 17526.13 | 17526.13 | 17526.13 | 17526.13 | 17526.13 | 17526.13
PS | 190.86 | 249.32 | 302.4 | 388.4 | 590.4 | 590.4
PV | 331.57 | 331.57 | 331.57 | 331.57 | 323.24 | 323.24
PeakG | 0 | 0 | 0 | 0 | 4.04 | 0
PeakO | 0 | 0 | 0 | 0 | 0 | 0
ST | 1569.79 | 1569.79 | 1569.79 | 1569.79 | 1569.79 | 1569.79
STOG | 221.06 | 315.48 | 259.98 | 396.48 | 808.15 | 624
STWD | 833.95 | 833.95 | 833.95 | 833.95 | 833.95 | 833.95
WT | 5740.26 | 5740.26 | 5740.26 | 5740.26 | 5740.26 | 5740.26
IGCC | 0 | 0 | 0 | 0 | 0 | 0
DemandResponse | 0 | 0 | 0 | 0 | 0 | 0
IGCC-CCS | 0 | 0 | 0 | 0 | 0 | 0
WT_off | 0 | 0 | 0 | 0 | 0 | 0
PseudoUnit | 0 | 0 | 0 | 0 | 0 | 0
FixedInterchange | 0 | 0 | 0 | 0 | 0 | 0
Total Generation by Reporting Type: ALB
ReportingType | 2015 | 2020 | 2025 | 2030 | 2035 | 2040
BM | 0 | 0 | 0 | 0 | 0 | 0
CC | 18642.06 | 22498.87 | 28861.14 | 33548.59 | 40072.49 | 44534.07
CSP | 0 | 0 | 0 | 0 | 0 | 0
CT | 0 | 0 | 0 | 0 | 0 | 0
Coal | 46350.59 | 46350.59 | 46350.59 | 46350.59 | 46350.59 | 46350.59
Geo | 0 | 0 | 0 | 0 | 0 | 0
H | 1979.87 | 1979.87 | 1979.87 | 1979.87 | 1979.87 | 1979.87
LFG | 78.84 | 78.84 | 78.84 | 78.84 | 78.84 | 78.84
Nuc | 0 | 0 | 0 | 0 | 0 | 0
PS | 0 | 0 | 0 | 0 | 0 | 0
PV | 0 | 0 | 0 | 0 | 0 | 0
PeakG | 0 | 0 | 0 | 0 | 0 | 0
PeakO | 0 | 0 | 0 | 0 | 0 | 0
ST | 0 | 0 | 0 | 0 | 0 | 0
STOG | 0 | 0 | 0 | 0 | 0 | 0
STWD | 0 | 0 | 0 | 0 | 0 | 0
WT | 1553.84 | 1553.84 | 1553.84 | 1553.84 | 1553.84 | 1553.84
IGCC | 0 | 0 | 0 | 0 | 0 | 0
DemandResponse | 0 | 0 | 0 | 0 | 0 | 0
IGCC-CCS | 0 | 0 | 0 | 0 | 0 | 0
WT_off | 0 | 0 | 0 | 0 | 0 | 0
PseudoUnit | 0 | 0 | 0 | 0 | 0 | 0
FixedInterchange | 0 | 0 | 0 | 0 | 0 | 0
Total Generation by Reporting Type: BC
ReportingType | 2015 | 2020 | 2025 | 2030 | 2035 | 2040
BM | 0 | 0 | 0 | 0 | 0 | 0
CC | 10506.74 | 11828.8 | 15743.25 | 20871.64 | 25831.92 | 31013.46
CSP | 0 | 0 | 0 | 0 | 0 | 0
CT | 0 | 0 | 0 | 0 | 0 | 0
Coal | 0 | 0 | 0 | 0 | 0 | 0
Geo | 0 | 0 | 0 | 0 | 0 | 0
H | 54411.22 | 54411.22 | 54411.22 | 54411.22 | 54411.22 | 54411.22
LFG | 189.22 | 189.22 | 189.22 | 189.22 | 189.22 | 189.22
Nuc | 0 | 0 | 0 | 0 | 0 | 0
PS | 0 | 0 | 0 | 0 | 0 | 0
PV | 0 | 0 | 0 | 0 | 0 | 0
PeakG | 0 | 0 | 0 | 0 | 0 | 0
PeakO | 0 | 0 | 0 | 0 | 0 | 0
ST | 0 | 0 | 0 | 0 | 0 | 0
STOG | 0 | 0 | 0 | 0 | 0 | 0
STWD | 0 | 0 | 0 | 0 | 0 | 0
WT | 568.82 | 568.82 | 568.82 | 568.82 | 568.82 | 568.82
IGCC | 0 | 0 | 0 | 0 | 0 | 0
DemandResponse | 0 | 0 | 0 | 0 | 0 | 0
IGCC-CCS | 0 | 0 | 0 | 0 | 0 | 0
WT_off | 0 | 0 | 0 | 0 | 0 | 0
PseudoUnit | 0 | 0 | 0 | 0 | 0 | 0
FixedInterchange | 0 | 0 | 0 | 0 | 0 | 0
Total Generation by Reporting Type: HQ_IESO
ReportingType | 2015 | 2020 | 2025 | 2030 | 2035 | 2040
BM | 0 | 0 | 0 | 0 | 0 | 0
CC | 0 | 0 | 0 | 0 | 0 | 0
CSP | 0 | 0 | 0 | 0 | 0 | 0
CT | 0 | 0 | 0 | 0 | 0 | 0
Coal | 0 | 0 | 0 | 0 | 0 | 0
Geo | 0 | 0 | 0 | 0 | 0 | 0
H | 0 | 0 | 0 | 0 | 0 | 0
LFG | 0 | 0 | 0 | 0 | 0 | 0
Nuc | 0 | 0 | 0 | 0 | 0 | 0
PS | 0 | 0 | 0 | 0 | 0 | 0
PV | 0 | 0 | 0 | 0 | 0 | 0
PeakG | 0 | 0 | 0 | 0 | 0 | 0
PeakO | 0 | 0 | 0 | 0 | 0 | 0
ST | 0 | 0 | 0 | 0 | 0 | 0
STOG | 0 | 0 | 0 | 0 | 0 | 0
STWD | 0 | 0 | 0 | 0 | 0 | 0
WT | 0 | 0 | 0 | 0 | 0 | 0
IGCC | 0 | 0 | 0 | 0 | 0 | 0
DemandResponse | 0 | 0 | 0 | 0 | 0 | 0
IGCC-CCS | 0 | 0 | 0 | 0 | 0 | 0
WT_off | 0 | 0 | 0 | 0 | 0 | 0
PseudoUnit | 0 | 0 | 0 | 0 | 0 | 0
FixedInterchange | 2336 | 2336 | 2336 | 2336 | 2336 | 2336
Total Generation by Reporting Type: HQ_NEISO
ReportingType | 2015 | 2020 | 2025 | 2030 | 2035 | 2040
BM | 0 | 0 | 0 | 0 | 0 | 0
CC | 0 | 0 | 0 | 0 | 0 | 0
CSP | 0 | 0 | 0 | 0 | 0 | 0
CT | 0 | 0 | 0 | 0 | 0 | 0
Coal | 0 | 0 | 0 | 0 | 0 | 0
Geo | 0 | 0 | 0 | 0 | 0 | 0
H | 0 | 0 | 0 | 0 | 0 | 0
LFG | 0 | 0 | 0 | 0 | 0 | 0
Nuc | 0 | 0 | 0 | 0 | 0 | 0
PS | 0 | 0 | 0 | 0 | 0 | 0
PV | 0 | 0 | 0 | 0 | 0 | 0
PeakG | 0 | 0 | 0 | 0 | 0 | 0
PeakO | 0 | 0 | 0 | 0 | 0 | 0
ST | 0 | 0 | 0 | 0 | 0 | 0
STOG | 0 | 0 | 0 | 0 | 0 | 0
STWD | 0 | 0 | 0 | 0 | 0 | 0
WT | 0 | 0 | 0 | 0 | 0 | 0
IGCC | 0 | 0 | 0 | 0 | 0 | 0
DemandResponse | 0 | 0 | 0 | 0 | 0 | 0
IGCC-CCS | 0 | 0 | 0 | 0 | 0 | 0
WT_off | 0 | 0 | 0 | 0 | 0 | 0
PseudoUnit | 0 | 0 | 0 | 0 | 0 | 0
FixedInterchange | 19184.4 | 19184.4 | 19184.4 | 19184.4 | 19184.4 | 19184.4
Total Generation by Reporting Type: HQ_NY
ReportingType | 2015 | 2020 | 2025 | 2030 | 2035 | 2040
BM | 0 | 0 | 0 | 0 | 0 | 0
CC | 0 | 0 | 0 | 0 | 0 | 0
CSP | 0 | 0 | 0 | 0 | 0 | 0
CT | 0 | 0 | 0 | 0 | 0 | 0
Coal | 0 | 0 | 0 | 0 | 0 | 0
Geo | 0 | 0 | 0 | 0 | 0 | 0
H | 0 | 0 | 0 | 0 | 0 | 0
LFG | 0 | 0 | 0 | 0 | 0 | 0
Nuc | 0 | 0 | 0 | 0 | 0 | 0
PS | 0 | 0 | 0 | 0 | 0 | 0
PV | 0 | 0 | 0 | 0 | 0 | 0
PeakG | 0 | 0 | 0 | 0 | 0 | 0
PeakO | 0 | 0 | 0 | 0 | 0 | 0
ST | 0 | 0 | 0 | 0 | 0 | 0
STOG | 0 | 0 | 0 | 0 | 0 | 0
STWD | 0 | 0 | 0 | 0 | 0 | 0
WT | 0 | 0 | 0 | 0 | 0 | 0
IGCC | 0 | 0 | 0 | 0 | 0 | 0
DemandResponse | 0 | 0 | 0 | 0 | 0 | 0
IGCC-CCS | 0 | 0 | 0 | 0 | 0 | 0
WT_off | 0 | 0 | 0 | 0 | 0 | 0
PseudoUnit | 0 | 0 | 0 | 0 | 0 | 0
FixedInterchange | 5840 | 5840 | 5840 | 5840 | 5840 | 5840
Total Generation by Reporting Type: MARITIMES
ReportingType | 2015 | 2020 | 2025 | 2030 | 2035 | 2040
BM | 0 | 0 | 0 | 0 | 0 | 0
CC | 0 | 0 | 0 | 0 | 0 | 0
CSP | 0 | 0 | 0 | 0 | 0 | 0
CT | 0 | 0 | 0 | 0 | 0 | 0
Coal | 0 | 0 | 0 | 0 | 0 | 0
Geo | 0 | 0 | 0 | 0 | 0 | 0
H | 0 | 0 | 0 | 0 | 0 | 0
LFG | 0 | 0 | 0 | 0 | 0 | 0
Nuc | 0 | 0 | 0 | 0 | 0 | 0
PS | 0 | 0 | 0 | 0 | 0 | 0
PV | 0 | 0 | 0 | 0 | 0 | 0
PeakG | 0 | 0 | 0 | 0 | 0 | 0
PeakO | 0 | 0 | 0 | 0 | 0 | 0
ST | 0 | 0 | 0 | 0 | 0 | 0
STOG | 0 | 0 | 0 | 0 | 0 | 0
STWD | 0 | 0 | 0 | 0 | 0 | 0
WT | 0 | 0 | 0 | 0 | 0 | 0
IGCC | 0 | 0 | 0 | 0 | 0 | 0
DemandResponse | 0 | 0 | 0 | 0 | 0 | 0
IGCC-CCS | 0 | 0 | 0 | 0 | 0 | 0
WT_off | 0 | 0 | 0 | 0 | 0 | 0
PseudoUnit | 0 | 2480.72 | 2480.72 | 2480.72 | 2480.72 | 2480.72
FixedInterchange | 8760 | 8760 | 8760 | 8760 | 8760 | 8760
Total Generation by Reporting Type: All
ReportingType | 2015 | 2020 | 2025 | 2030 | 2035 | 2040
BM | 4957.91 | 98460.17 | 142128.83 | 200544.48 | 214824.66 | 221140.32
CC | 1065538.29 | 1096146.01 | 961207.35 | 895690.82 | 1170363.5 | 1315598.72
CSP | 0 | 0 | 0 | 0 | 0 | 0
CT | 1367.79 | 1828.42 | 2107.59 | 1246.27 | 4495.14 | 5932.13
Coal | 1816431.56 | 1625209.75 | 1626582.08 | 1582961.28 | 1689880.82 | 1876243.13
Geo | 20459.37 | 37727.52 | 74379.54 | 74585.65 | 74585.65 | 74585.65
H | 430354.22 | 437563.46 | 453048.27 | 468893.27 | 469028.44 | 472602.23
LFG | 32608.22 | 48005.68 | 65429.32 | 71133.39 | 71137.33 | 71137.33
Nuc | 913193.71 | 943693.07 | 943693.07 | 932100.9 | 725092.39 | 571594.7
PS | 7155.55 | 9185.01 | 8710.01 | 8100.36 | 12314.65 | 13211.03
PV | 1434.33 | 5255.21 | 7138.04 | 7573.67 | 7685.49 | 7933.56
PeakG | 3269.8 | 4579.08 | 4948.11 | 3527.08 | 6379.61 | 5083.97
PeakO | 0 | 0 | 0 | 0 | 0 | 0
ST | 2659.82 | 5445.31 | 6520.39 | 7007.1 | 7007.1 | 7007.1
STOG | 17189.86 | 18673.11 | 17520.55 | 14313.73 | 18046.41 | 17424.78
STWD | 20526.41 | 21331.45 | 19949.44 | 21784.52 | 21821.22 | 22300.47
WT | 178097.45 | 315670.06 | 470785.12 | 620689.45 | 631927.05 | 649067.27
IGCC | 4427.31 | 4427.31 | 4427.31 | 4427.31 | 4427.31 | 4427.31
DemandResponse | 0 | 0 | 0 | 0 | 0 | 0
IGCC-CCS | 0 | 0 | 0 | 0 | 0 | 0
WT_off | 1873.58 | 1873.58 | 62629.48 | 134828.42 | 142881.23 | 158054.39
PseudoUnit | 0 | 2480.72 | 2480.72 | 2480.72 | 2480.72 | 2480.72
FixedInterchange | 36120.4 | 36120.4 | 36120.4 | 36120.4 | 36120.4 | 36120.4
Total Generation by Reporting Type: EI_US
ReportingType | 2015 | 2020 | 2025 | 2030 | 2035 | 2040
BM | 4913.11 | 98261.3 | 141985.76 | 186718.09 | 200536.71 | 205982.8
CC | 667518.59 | 680788.48 | 579800.83 | 480725.89 | 692363.59 | 821593.5
CSP | 0 | 0 | 0 | 0 | 0 | 0
CT | 1367.79 | 1828.42 | 1963.21 | 1101.89 | 4487.23 | 5876.32
Coal | 1419275.68 | 1222573.5 | 1218745.63 | 1175750.38 | 1270878.73 | 1380403.44
Geo | 354.6 | 354.6 | 354.6 | 354.6 | 354.6 | 354.6
H | 108753.3 | 114027.49 | 118601.66 | 118601.66 | 118736.83 | 120761.72
LFG | 27266.03 | 38552.51 | 46347.41 | 51529.82 | 51529.82 | 51529.82
Nuc | 697700.18 | 728199.54 | 728199.54 | 716607.37 | 517621.93 | 376119.89
PS | 6854.62 | 8795.31 | 8214.01 | 7358.76 | 11172.57 | 11343.14
PV | 411.12 | 4232.01 | 6114.84 | 6550.47 | 6713.05 | 6961.12
PeakG | 3265.78 | 4554.16 | 4757 | 3103.75 | 5977.21 | 5039.79
PeakO | 0 | 0 | 0 | 0 | 0 | 0
ST | 0 | 0 | 0 | 0 | 0 | 0
STOG | 11692.17 | 12715.71 | 11686.68 | 9012.1 | 12476.57 | 12425.41
STWD | 16412.71 | 17135.7 | 14656.45 | 15014.13 | 15050.83 | 15530.84
WT | 106489.55 | 217585.35 | 322716.07 | 447638.37 | 461687.69 | 474483.83
IGCC | 4427.31 | 4427.31 | 4427.31 | 4427.31 | 4427.31 | 4427.31
DemandResponse | 0 | 0 | 0 | 0 | 0 | 0
IGCC-CCS | 0 | 0 | 0 | 0 | 0 | 0
WT_off | 1873.58 | 1873.58 | 62629.48 | 134828.42 | 142881.23 | 158054.39
PseudoUnit | 0 | 2480.72 | 2480.72 | 2480.72 | 2480.72 | 2480.72
FixedInterchange | 33784.4 | 33784.4 | 33784.4 | 33784.4 | 33784.4 | 33784.4
Total Generation by Reporting Type: EI_Canada
ReportingType | 2015 | 2020 | 2025 | 2030 | 2035 | 2040
BM | 0 | 0 | 0 | 0 | 0 | 0
CC | 4819.76 | 4345.65 | 2118.92 | 977.21 | 7509.89 | 22276.6
CSP | 0 | 0 | 0 | 0 | 0 | 0
CT | 0 | 0 | 0 | 0 | 7.91 | 55.81
Coal | 604.66 | 1187.17 | 0 | 0 | 0 | 0
Geo | 0 | 0 | 0 | 0 | 0 | 0
H | 87709.45 | 89644.5 | 100555.14 | 114984.55 | 114984.55 | 116533.45
LFG | 926.37 | 926.37 | 926.37 | 926.37 | 930.31 | 930.31
Nuc | 101402.31 | 101402.31 | 101402.31 | 101402.31 | 93379.23 | 81383.57
PS | 13.53 | 4.3 | 13.53 | 25.83 | 13.53 | 50.43
PV | 78.84 | 78.84 | 78.84 | 78.84 | 78.84 | 78.84
PeakG | 0 | 0 | 0 | 0 | 0 | 4.3
PeakO | 0 | 0 | 0 | 0 | 0 | 0
ST | 0 | 0 | 0 | 0 | 0 | 0
STOG | 0 | 0 | 0 | 0 | 0 | 0
STWD | 0 | 0 | 0 | 0 | 0 | 0
WT | 9925.81 | 9925.81 | 9925.81 | 9925.81 | 4651.73 | 4651.73
IGCC | 0 | 0 | 0 | 0 | 0 | 0
DemandResponse | 0 | 0 | 0 | 0 | 0 | 0
IGCC-CCS | 0 | 0 | 0 | 0 | 0 | 0
WT_off | 0 | 0 | 0 | 0 | 0 | 0
PseudoUnit | 0 | 0 | 0 | 0 | 0 | 0
FixedInterchange | 2336 | 2336 | 2336 | 2336 | 2336 | 2336
Total Generation by Reporting Type: EI
ReportingType | 2015 | 2020 | 2025 | 2030 | 2035 | 2040
BM | 4913.11 | 98261.3 | 141985.76 | 186718.09 | 200536.71 | 205982.8
CC | 672338.34 | 685134.14 | 581919.75 | 481703.1 | 699873.48 | 843870.09
CSP | 0 | 0 | 0 | 0 | 0 | 0
CT | 1367.79 | 1828.42 | 1963.21 | 1101.89 | 4495.14 | 5932.13
Coal | 1419880.34 | 1223760.66 | 1218745.63 | 1175750.38 | 1270878.73 | 1380403.44
Geo | 354.6 | 354.6 | 354.6 | 354.6 | 354.6 | 354.6
H | 196462.75 | 203671.99 | 219156.8 | 233586.21 | 233721.38 | 237295.17
LFG | 28192.4 | 39478.88 | 47273.78 | 52456.19 | 52460.14 | 52460.14
Nuc | 799102.48 | 829601.85 | 829601.85 | 818009.67 | 611001.16 | 457503.46
PS | 6868.15 | 8799.61 | 8227.54 | 7384.59 | 11186.1 | 11393.57
PV | 489.96 | 4310.85 | 6193.68 | 6629.31 | 6791.89 | 7039.96
PeakG | 3265.78 | 4554.16 | 4757 | 3103.75 | 5977.21 | 5044.09
PeakO | 0 | 0 | 0 | 0 | 0 | 0
ST | 0 | 0 | 0 | 0 | 0 | 0
STOG | 11692.17 | 12715.71 | 11686.68 | 9012.1 | 12476.57 | 12425.41
STWD | 16412.71 | 17135.7 | 14656.45 | 15014.13 | 15050.83 | 15530.84
WT | 116415.35 | 227511.16 | 332641.88 | 457564.18 | 466339.42 | 479135.56
IGCC | 4427.31 | 4427.31 | 4427.31 | 4427.31 | 4427.31 | 4427.31
DemandResponse | 0 | 0 | 0 | 0 | 0 | 0
IGCC-CCS | 0 | 0 | 0 | 0 | 0 | 0
WT_off | 1873.58 | 1873.58 | 62629.48 | 134828.42 | 142881.23 | 158054.39
PseudoUnit | 0 | 2480.72 | 2480.72 | 2480.72 | 2480.72 | 2480.72
FixedInterchange | 36120.4 | 36120.4 | 36120.4 | 36120.4 | 36120.4 | 36120.4
Total Generation by Reporting Type: Outside_EI
ReportingType | 2015 | 2020 | 2025 | 2030 | 2035 | 2040
BM | 44.8 | 198.87 | 143.07 | 13826.39 | 14287.95 | 15157.51
CC | 393199.95 | 411011.87 | 379287.6 | 413987.72 | 470490.02 | 471728.62
CSP | 0 | 0 | 0 | 0 | 0 | 0
CT | 0 | 0 | 144.37 | 144.37 | 0 | 0
Coal | 396551.22 | 401449.08 | 407836.45 | 407210.89 | 419002.09 | 495839.68
Geo | 20104.76 | 37372.91 | 74024.94 | 74231.05 | 74231.05 | 74231.05
H | 233891.47 | 233891.47 | 233891.47 | 235307.06 | 235307.06 | 235307.06
LFG | 4415.83 | 8526.8 | 18155.54 | 18677.2 | 18677.2 | 18677.2
Nuc | 114091.22 | 114091.22 | 114091.22 | 114091.22 | 114091.22 | 114091.24
PS | 287.4 | 385.4 | 482.46 | 715.77 | 1128.55 | 1817.46
PV | 944.36 | 944.36 | 944.36 | 944.36 | 893.6 | 893.6
PeakG | 4.02 | 24.92 | 191.11 | 423.33 | 402.4 | 39.88
PeakO | 0 | 0 | 0 | 0 | 0 | 0
ST | 2659.82 | 5445.31 | 6520.39 | 7007.1 | 7007.1 | 7007.1
STOG | 5497.69 | 5957.4 | 5833.88 | 5301.63 | 5569.84 | 4999.37
STWD | 4113.7 | 4195.75 | 5292.99 | 6770.39 | 6770.39 | 6769.64
WT | 61682.09 | 88158.91 | 138143.24 | 163125.27 | 165587.63 | 169931.71
IGCC | 0 | 0 | 0 | 0 | 0 | 0
DemandResponse | 0 | 0 | 0 | 0 | 0 | 0
IGCC-CCS | 0 | 0 | 0 | 0 | 0 | 0
WT_off | 0 | 0 | 0 | 0 | 0 | 0
PseudoUnit | 0 | 0 | 0 | 0 | 0 | 0
FixedInterchange | 0 | 0 | 0 | 0 | 0 | 0
#2 | Energy Demand (TWh)
Energy Demand by Pool & Region:
Pool/Region | 2015 | 2020 | 2025 | 2030 | 2035 | 2040
ENT | 170.26 | 175.54 | 177.34 | 183.87 | 181 | 184.46
FRCC | 249.48 | 260.95 | 271.89 | 275.57 | 309.06 | 326.18
MAPP_US | 29.17 | 31.41 | 31.86 | 35.25 | 39.47 | 41.82
MISO_IN | 101.22 | 100.9 | 101.94 | 112.66 | 117.72 | 121.41
MISO_MI | 97.66 | 100.75 | 106.38 | 110.24 | 115.31 | 119.8
MISO_MO-IL | 99.44 | 103.81 | 111.5 | 115.53 | 119.46 | 123.95
MISO_W | 139.47 | 141.73 | 151.35 | 168.59 | 175.05 | 179.33
MISO_WUMS | 69.39 | 70.31 | 73.54 | 72.62 | 81.3 | 84.31
NE | 33.62 | 35.9 | 36.09 | 41.26 | 43.68 | 44.91
NEISO | 132.39 | 133.52 | 134.39 | 132.78 | 133.46 | 134.17
NonRTO_Midwest | 59.38 | 62.44 | 68.03 | 68.12 | 68.21 | 69.49
NYISO_A-F | 59.68 | 62.57 | 62.76 | 64.05 | 64.93 | 66.72
NYISO_G-I | 18.17 | 19.03 | 19.55 | 19.94 | 20.91 | 21.92
NYISO_J-K | 68.56 | 72.99 | 75.2 | 77.47 | 82.66 | 87.24
PJM_E | 131.36 | 121.31 | 125.98 | 131.18 | 135.93 | 143.89
PJM_ROM | 147.08 | 151.77 | 157.61 | 164.06 | 170.1 | 175.07
PJM_ROR | 542.4 | 527.37 | 541.6 | 536.42 | 557.15 | 575.21
SOCO | 269.47 | 290.72 | 302.07 | 303.39 | 306.28 | 329.67
SPP_N | 81.47 | 87.77 | 92.68 | 97.82 | 104.85 | 108.36
SPP_S | 178.66 | 186.81 | 193.81 | 195.45 | 208.17 | 211.36
TVA | 186.95 | 181.85 | 185.89 | 199.35 | 191.49 | 190.12
TVA_Transmission | 0 | 0 | 0 | 0 | 0 | 0
VACAR | 249.92 | 276.43 | 289.58 | 295.84 | 315.88 | 332.36
IESO | 141.43 | 136.52 | 141.89 | 146.15 | 151.4 | 156.84
MAPP_CA | 53.64 | 56.53 | 59.08 | 61.18 | 63.73 | 66.38
AZ_NM_SNV_Coal | 133.54 | 142.62 | 153.09 | 170.69 | 176.61 | 192.29
AZ_NM_SNV_Gas | 0 | 0 | 0 | 0 | 0 | 0
AZ_NM_SNV_NucRenew | 0 | 0 | 0 | 0 | 0 | 0
ERCOT | 336.37 | 351.88 | 368.67 | 383.74 | 393.31 | 410.69
NP15 | 114.62 | 119.49 | 125.25 | 133.78 | 140.89 | 146.72
NWPP_Coal | 255.71 | 273.72 | 289.62 | 307.3 | 325.34 | 338.64
NWPP_Gas | 0 | 0 | 0 | 0 | 0 | 0
NWPP_NucRenew | 0 | 0 | 0 | 0 | 0 | 0
RMPA | 72.48 | 81.15 | 87.69 | 90.79 | 96.69 | 102.97
SP15 | 189.18 | 201.93 | 210.72 | 222.33 | 234.13 | 247.41
ALB | 69.09 | 72.79 | 78.47 | 83.82 | 90.06 | 96.76
BC | 66.88 | 68.93 | 72.69 | 75.96 | 79.83 | 83.9
HQ_IESO | 0 | 0 | 0 | 0 | 0 | 0
HQ_NEISO | 0 | 0 | 0 | 0 | 0 | 0
HQ_NY | 0 | 0 | 0 | 0 | 0 | 0
MARITIMES | 0 | 0 | 0 | 0 | 0 | 0
All | 4548.12 | 4701.43 | 4898.19 | 5077.21 | 5294.08 | 5514.33
EI_US | 3115.17 | 3195.88 | 3311.02 | 3401.48 | 3542.07 | 3671.72
EI_Canada | 195.07 | 193.04 | 200.97 | 207.33 | 215.13 | 223.22
EI | 3310.24 | 3388.92 | 3511.98 | 3608.81 | 3757.21 | 3894.94
Outside_EI | 1237.89 | 1312.5 | 1386.21 | 1468.4 | 1536.87 | 1619.39
#3 | Generation Minus Energy (TWh)
Generation Minus Energy by Pool & Region:
Pool/Region | 2015 | 2020 | 2025 | 2030 | 2035 | 2040
ENT | 1.5 | 0.58 | -5.95 | -19.19 | -19.84 | -25.15
FRCC | -1.71 | -2.06 | -3.5 | -7.14 | -3.47 | -12.37
MAPP_US | 9.54 | 8.19 | 7.64 | 20.74 | 27.1 | 31.34
MISO_IN | -2.61 | 4.47 | 3.8 | -9.58 | 11.54 | 18.52
MISO_MI | -4.57 | -13.45 | -18.76 | -28.8 | -31.61 | -36.56
MISO_MO-IL | 27.54 | 7.67 | 5.08 | -3.23 | 4.88 | -0.45
MISO_W | 5.42 | 0.2 | 2.18 | 13.25 | -6.79 | 6.47
MISO_WUMS | -10.62 | -1.9 | -6.45 | -12.05 | -3.78 | -11.78
NE | 9.88 | 14.45 | 14.22 | 9.1 | -2.73 | 7.1
NEISO | -24.51 | -28.61 | -24.81 | -24.18 | -18.07 | -17.54
NonRTO_Midwest | -0.85 | -0.85 | -1.35 | -1.45 | -0.86 | -0.31
NYISO_A-F | 13.62 | 12.98 | 14.8 | 10.37 | 4.67 | -6
NYISO_G-I | 4.47 | 5.29 | 5.32 | 5.44 | 22.9 | 37.81
NYISO_J-K | -41.79 | -40.5 | -41.87 | -44.26 | -47.62 | -51.29
PJM_E | -28.87 | -8.8 | -3.53 | -4.17 | -0.77 | -10.66
PJM_ROM | -31.39 | -15.71 | -24.95 | -30.72 | -23.7 | 44.1
PJM_ROR | 77 | 42.29 | 53.79 | 71.65 | 44.95 | -9.01
SOCO | 1.18 | 1.33 | 3.31 | -4.85 | -3.58 | 5.16
SPP_N | 1.03 | -6.9 | -4.27 | 11.23 | 6.43 | 2.49
SPP_S | -19.22 | -12.1 | -10.24 | -9.56 | 3.49 | -0.63
TVA | 1.22 | 1.55 | 0.54 | 1.94 | 2.69 | -2.28
TVA_Transmission | 0 | 0 | 0 | 0 | 0 | 0
VACAR | -22.84 | -8.08 | -4.81 | 13.29 | 9 | 10.21
IESO | 16.97 | 21.4 | 16.77 | 11.93 | -0.09 | -1.17
MAPP_CA | -6.56 | -6.93 | -2.72 | 9.06 | 6.51 | 3.91
AZ_NM_SNV_Coal | -56.52 | -65.15 | -75.62 | -93.21 | -99.14 | -51.8
AZ_NM_SNV_Gas | 104.79 | 126.21 | 125.97 | 155.54 | 170.43 | 159.83
AZ_NM_SNV_NucRenew | 42.17 | 43.71 | 58.11 | 60.24 | 60.24 | 60.24
ERCOT | -0.12 | -0.16 | -0.37 | -2.45 | -1.49 | -2.09
NP15 | -20.42 | -19.68 | -5.49 | -13.73 | -30.46 | -42.98
NWPP_Coal | -158.52 | -176.65 | -192.55 | -210.23 | -228.27 | -241.56
NWPP_Gas | 50.58 | 50.58 | 50.58 | 72.98 | 109.68 | 118.39
NWPP_NucRenew | 162.47 | 162.55 | 168.9 | 170.67 | 170.67 | 170.67
RMPA | -0.96 | -1.12 | 0.72 | -1.93 | 1.56 | 5.13
SP15 | -122.16 | -118.88 | -130.05 | -144.29 | -157.79 | -178.72
ALB | -0.49 | -0.33 | 0.35 | -0.31 | -0.03 | -2.27
BC | -1.21 | -1.93 | -1.78 | 0.08 | 1.17 | 2.28
HQ_IESO | 2.34 | 2.34 | 2.34 | 2.34 | 2.34 | 2.34
HQ_NEISO | 19.18 | 19.18 | 19.18 | 19.18 | 19.18 | 19.18
HQ_NY | 5.84 | 5.84 | 5.84 | 5.84 | 5.84 | 5.84
MARITIMES | 8.76 | 11.24 | 11.24 | 11.24 | 11.24 | 11.24
All | 9.54 | 12.25 | 11.61 | 10.8 | 16.42 | 17.61
EI_US | -2.81 | -3.71 | -3.55 | -5.89 | 11.09 | 15.43
EI_Canada | 12.74 | 16.81 | 16.39 | 23.33 | 8.76 | 5.08
EI | 9.94 | 13.1 | 12.84 | 17.44 | 19.85 | 20.52
Outside_EI | -0.4 | -0.85 | -1.23 | -6.64 | -3.43 | -2.9
#4 | Fuel Use (TBtu)
Total Fuel Consumption by Reporting Type: Entergy
ReportingType | 2015 | 2020 | 2025 | 2030 | 2035 | 2040
BM | 0 | 0 | 0 | 0 | 0 | 0
CC | 474.01 | 565.78 | 507.7 | 430.31 | 444.99 | 396.43
CSP | 0 | 0 | 0 | 0 | 0 | 0
CT | 0 | 0 | 0 | 0 | 0 | 0
Coal | 611.29 | 545.69 | 581.84 | 605.25 | 612.4 | 728.46
Geo | 0 | 0 | 0 | 0 | 0 | 0
H | 0 | 0 | 0 | 0 | 0 | 0
LFG | 0 | 0 | 0 | 11.56 | 11.56 | 11.56
Nuc | 464.87 | 464.87 | 464.87 | 464.87 | 392.68 | 307.2
PS | 0 | 0 | 0 | 0 | 0 | 0
PV | 0 | 0 | 0 | 0 | 0 | 0
PeakG | 0 | 0 | 0.35 | 0.33 | 0.38 | 0.18
PeakO | 0 | 0 | 0 | 0 | 0 | 0
ST | 0 | 0 | 0 | 0 | 0 | 0
STOG | 15.2 | 16.72 | 12.89 | 11.15 | 12.37 | 12.39
STWD | 18.94 | 1.54 | 1.06 | 1 | 1.79 | 1.79
WT | 0 | 0 | 0 | 0 | 0 | 0
IGCC | 0 | 0 | 0 | 0 | 0 | 0
DemandResponse | 0 | 0 | 0 | 0 | 0 | 0
IGCC-CCS | 0 | 0 | 0 | 0 | 0 | 0
WT_off | 0 | 0 | 0 | 0 | 0 | 0
PseudoUnit | 0 | 0 | 0 | 0 | 0 | 0
FixedInterchange | 0 | 0 | 0 | 0 | 0 | 0
Total Fuel Consumption by Reporting Type: FRCC
ReportingType | 2015 | 2020 | 2025 | 2030 | 2035 | 2040
BM | 0 | 92.58 | 194.31 | 194.31 | 194.31 | 194.31
CC | 1056.47 | 1074.33 | 1077.55 | 1073.36 | 1369.3 | 1492.87
CSP | 0 | 0 | 0 | 0 | 0 | 0
CT | 10.39 | 10.41 | 10.27 | 5.54 | 10.27 | 9.65
Coal | 614.12 | 599.08 | 612.6 | 629.14 | 642.17 | 642.17
Geo | 0 | 0 | 0 | 0 | 0 | 0
H | 0 | 0 | 0 | 0 | 0 | 0
LFG | 0 | 21.31 | 21.31 | 21.31 | 21.31 | 21.31
Nuc | 352.09 | 352.09 | 352.09 | 352.09 | 214.42 | 71.5
PS | 0 | 0 | 0 | 0 | 0 | 0
PV | 0 | 0 | 0 | 0 | 0 | 0
PeakG | 4.53 | 6.59 | 10.51 | 7.88 | 5.89 | 5.13
PeakO | 0 | 0 | 0 | 0 | 0 | 0
ST | 0 | 0 | 0 | 0 | 0 | 0
STOG | 39.85 | 35.65 | 31.43 | 24.43 | 20.15 | 18.35
STWD | 15.45 | 15.45 | 15.45 | 15.45 | 15.45 | 15.45
WT | 0 | 0 | 0 | 0 | 0 | 0
IGCC | 0 | 0 | 0 | 0 | 0 | 0
DemandResponse | 0 | 0 | 0 | 0 | 0 | 0
IGCC-CCS | 0 | 0 | 0 | 0 | 0 | 0
WT_off | 0 | 0 | 0 | 0 | 0 | 0
PseudoUnit | 0 | 0 | 0 | 0 | 0 | 0
FixedInterchange | 0 | 0 | 0 | 0 | 0 | 0
Total Fuel Consumption by Reporting Type: MAPP_US
ReportingType | 2015 | 2020 | 2025 | 2030 | 2035 | 2040
BM | 0 | 0 | 0 | 0 | 0 | 0
CC | 1.88 | 2.51 | 1.75 | 0.85 | 1.44 | 1.44
CSP | 0 | 0 | 0 | 0 | 0 | 0
CT | 0 | 0 | 0 | 0 | 0 | 0
Coal | 233.11 | 185.28 | 185.28 | 185.28 | 185.28 | 185.28
Geo | 0 | 0 | 0 | 0 | 0 | 0
H | 0 | 0 | 0 | 0 | 0 | 0
LFG | 0 | 0 | 0 | 7.71 | 7.71 | 7.71
Nuc | 0 | 0 | 0 | 0 | 0 | 0
PS | 0 | 0 | 0 | 0 | 0 | 0
PV | 0 | 0 | 0 | 0 | 0 | 0
PeakG | 0.25 | 0.9 | 0.9 | 0.24 | 1.75 | 0.68
PeakO | 0 | 0 | 0 | 0 | 0 | 0
ST | 0 | 0 | 0 | 0 | 0 | 0
STOG | 0 | 0 | 0 | 0 | 0 | 0
STWD | 0 | 0 | 0 | 0 | 0 | 0
WT | 0.01 | 0.01 | 0.01 | 0.03 | 0.04 | 0.04
IGCC | 0 | 0 | 0 | 0 | 0 | 0
DemandResponse | 0 | 0 | 0 | 0 | 0 | 0
IGCC-CCS | 0 | 0 | 0 | 0 | 0 | 0
WT_off | 0 | 0 | 0 | 0 | 0 | 0
PseudoUnit | 0 | 0 | 0 | 0 | 0 | 0
FixedInterchange | 0 | 0 | 0 | 0 | 0 | 0
Total Fuel Consumption by Reporting Type: MISO_IN
ReportingType | 2015 | 2020 | 2025 | 2030 | 2035 | 2040
BM | 0 | 0 | 0 | 0 | 0 | 0
CC | 31.52 | 51.66 | 41.53 | 29.16 | 170.35 | 221.34
CSP | 0 | 0 | 0 | 0 | 0 | 0
CT | 0 | 0 | 0 | 0 | 0 | 0
Coal | 888.26 | 932.23 | 942.55 | 933.1 | 978.33 | 1007.56
Geo | 0 | 0 | 0 | 0 | 0 | 0
H | 0 | 0 | 0 | 0 | 0 | 0
LFG | 0 | 0 | 8.62 | 8.62 | 8.62 | 8.62
Nuc | 0 | 0 | 0 | 0 | 0 | 0
PS | 0 | 0 | 0 | 0 | 0 | 0
PV | 0 | 0 | 0 | 0 | 0 | 0
PeakG | 0.17 | 0.01 | 0.31 | 0.26 | 1.07 | 1.07
PeakO | 0 | 0 | 0 | 0 | 0 | 0
ST | 0 | 0 | 0 | 0 | 0 | 0
STOG | 0.65 | 1.26 | 0.65 | 0.65 | 1.26 | 1.26
STWD | 0 | 0 | 0 | 0 | 0 | 0
WT | 0 | 0 | 0 | 0 | 0 | 0
IGCC | 40.45 | 40.45 | 40.45 | 40.45 | 40.45 | 40.45
DemandResponse | 0 | 0 | 0 | 0 | 0 | 0
IGCC-CCS | 0 | 0 | 0 | 0 | 0 | 0
WT_off | 0 | 0 | 0 | 0 | 0 | 0
PseudoUnit | 0 | 0 | 0 | 0 | 0 | 0
FixedInterchange | 0 | 0 | 0 | 0 | 0 | 0
Total Fuel Consumption by Reporting Type: MISO_MI
ReportingType | 2015 | 2020 | 2025 | 2030 | 2035 | 2040
BM | 0 | 0 | 0 | 0 | 0 | 0
CC | 81.16 | 107.29 | 87.6 | 53.17 | 68.86 | 53.7
CSP | 0 | 0 | 0 | 0 | 0 | 0
CT | 0 | 0 | 0 | 0 | 0 | 0
Coal | 595.68 | 502.19 | 505.75 | 485.27 | 538.04 | 546.86
Geo | 0 | 0 | 0 | 0 | 0 | 0
H | 0 | 0 | 0 | 0 | 0 | 0
LFG | 0 | 0 | 17.24 | 17.24 | 17.24 | 17.24
Nuc | 174.19 | 174.19 | 174.19 | 174.19 | 102.45 | 102.45
PS | 0 | 0 | 0 | 0 | 0 | 0
PV | 0 | 0 | 0 | 0 | 0 | 0
PeakG | 0.3 | 0.32 | 0.32 | 0.2 | 1.16 | 0.88
PeakO | 0 | 0 | 0 | 0 | 0 | 0
ST | 0 | 0 | 0 | 0 | 0 | 0
STOG | 4.96 | 7.8 | 6.45 | 5.19 | 8.18 | 12.13
STWD | 2.38 | 6 | 13.39 | 13.39 | 13.39 | 13.39
WT | 0.01 | 0.01 | 0.01 | 0.01 | 0.01 | 0.01
IGCC | 0 | 0 | 0 | 0 | 0 | 0
DemandResponse | 0 | 0 | 0 | 0 | 0 | 0
IGCC-CCS | 0 | 0 | 0 | 0 | 0 | 0
WT_off | 0 | 0 | 0 | 0 | 0 | 0
PseudoUnit | 0 | 0 | 0 | 0 | 0 | 0
FixedInterchange | 0 | 0 | 0 | 0 | 0 | 0
Total Fuel Consumption by Reporting Type: MISO_MO-IL
ReportingType | 2015 | 2020 | 2025 | 2030 | 2035 | 2040
BM | 0 | 0 | 0 | 0 | 0 | 0
CC | 20.17 | 34.58 | 22.5 | 10.47 | 13.51 | 12.81
CSP | 0 | 0 | 0 | 0 | 0 | 0
CT | 0 | 0 | 0 | 0 | 0 | 0
Coal | 1037.49 | 861.47 | 897.38 | 869.92 | 989.78 | 975.6
Geo | 0 | 0 | 0 | 0 | 0 | 0
H | 0 | 0 | 0 | 0 | 0 | 0
LFG | 0 | 0 | 24.03 | 24.03 | 24.03 | 24.03
Nuc | 178.81 | 178.81 | 178.81 | 178.81 | 178.81 | 178.81
PS | 0 | 0 | 0 | 0 | 0 | 0
PV | 0 | 0 | 0 | 0 | 0 | 0
PeakG | 1.58 | 3.01 | 4.44 | 4.32 | 4.97 | 7.13
PeakO | 0 | 0 | 0 | 0 | 0 | 0
ST | 0 | 0 | 0 | 0 | 0 | 0
STOG | 0.7 | 1.34 | 1.34 | 1.34 | 0.7 | 0.22
STWD | 0 | 0 | 0 | 0 | 0 | 0
WT | 0 | 0 | 0 | 0 | 0 | 0
IGCC | 0 | 0 | 0 | 0 | 0 | 0
DemandResponse | 0 | 0 | 0 | 0 | 0 | 0
IGCC-CCS | 0 | 0 | 0 | 0 | 0 | 0
WT_off | 0 | 0 | 0 | 0 | 0 | 0
PseudoUnit | 0 | 0 | 0 | 0 | 0 | 0
FixedInterchange | 0 | 0 | 0 | 0 | 0 | 0
Total Fuel Consumption by Reporting Type: MISO_W
ReportingType | 2015 | 2020 | 2025 | 2030 | 2035 | 2040
BM | 0 | 0 | 0 | 0 | 0 | 0
CC | 71.78 | 70.07 | 47.24 | 21 | 33.65 | 27.16
CSP | 0 | 0 | 0 | 0 | 0 | 0
CT | 0 | 0 | 0 | 0 | 0 | 0
Coal | 886.42 | 835.82 | 833.61 | 817.98 | 848.43 | 1018.03
Geo | 0 | 0 | 0 | 0 | 0 | 0
H | 0 | 0 | 0 | 0 | 0 | 0
LFG | 0 | 0 | 7.71 | 7.71 | 7.71 | 7.71
Nuc | 190.11 | 190.11 | 190.11 | 190.11 | 0.01 | 0.01
PS | 0 | 0 | 0 | 0 | 0 | 0
PV | 0 | 0 | 0 | 0 | 0 | 0
PeakG | 3.59 | 1.5 | 1.16 | 1.05 | 5.64 | 2.36
PeakO | 0 | 0 | 0 | 0 | 0 | 0
ST | 0 | 0 | 0 | 0 | 0 | 0
STOG | 0.34 | 0.04 | 0.02 | 0.02 | 0.04 | 0
STWD | 0 | 24.94 | 6.68 | 10.85 | 9.24 | 11.7
WT | 0.03 | 0.03 | 0.04 | 0.08 | 0.08 | 0.08
IGCC | 0 | 0 | 0 | 0 | 0 | 0
DemandResponse | 0 | 0 | 0 | 0 | 0 | 0
IGCC-CCS | 0 | 0 | 0 | 0 | 0 | 0
WT_off | 0 | 0 | 0 | 0 | 0 | 0
PseudoUnit | 0 | 0 | 0 | 0 | 0 | 0
FixedInterchange | 0 | 0 | 0 | 0 | 0 | 0
Total Fuel Consumption by Reporting Type: MISO_WUMS
ReportingType | 2015 | 2020 | 2025 | 2030 | 2035 | 2040
BM | 0 | 0 | 0 | 0 | 0 | 0
CC | 88.78 | 134.53 | 106.46 | 68.51 | 223.92 | 180.58
CSP | 0 | 0 | 0 | 0 | 0 | 0
CT | 0 | 4.3 | 7.19 | 4.74 | 11.82 | 16.24
Coal | 273.62 | 303.92 | 309.01 | 298.89 | 361.83 | 370.29
Geo | 0 | 0 | 0 | 0 | 0 | 0
H | 0 | 0 | 0 | 0 | 0 | 0
LFG | 0 | 0 | 24.03 | 24.03 | 24.03 | 24.03
Nuc | 150.68 | 150.68 | 150.68 | 150.68 | 0.01 | 0.01
PS | 0 | 0 | 0 | 0 | 0 | 0
PV | 0 | 0 | 0 | 0 | 0 | 0
PeakG | 0.46 | 0.28 | 0.01 | 0 | 0 | 0
PeakO | 0 | 0 | 0 | 0 | 0 | 0
ST | 0 | 0 | 0 | 0 | 0 | 0
STOG | 0.03 | 0 | 0 | 0 | 0 | 0
STWD | 0 | 1.06 | 0.95 | 0.93 | 3.45 | 4.97
WT | 0 | 0 | 0 | 0 | 0 | 0
IGCC | 0 | 0 | 0 | 0 | 0 | 0
DemandResponse | 0 | 0 | 0 | 0 | 0 | 0
IGCC-CCS | 0 | 0 | 0 | 0 | 0 | 0
WT_off | 0 | 0 | 0 | 0 | 0 | 0
PseudoUnit | 0 | 0 | 0 | 0 | 0 | 0
FixedInterchange | 0 | 0 | 0 | 0 | 0 | 0
Total Fuel Consumption by Reporting Type: Nebraska
ReportingType | 2015 | 2020 | 2025 | 2030 | 2035 | 2040
BM | 0 | 0 | 0 | 0 | 0 | 0
CC | 8.25 | 3.56 | 3.03 | 1.93 | 2.98 | 2.23
CSP | 0 | 0 | 0 | 0 | 0 | 0
CT | 0 | 0 | 0 | 0 | 0 | 0
Coal | 332.69 | 332.38 | 332.38 | 329.52 | 332.38 | 436.06
Geo | 0 | 0 | 0 | 0 | 0 | 0
H | 0 | 0 | 0 | 0 | 0 | 0
LFG | 0 | 0 | 0 | 7.71 | 7.71 | 7.71
Nuc | 104.28 | 104.28 | 104.28 | 104.28 | 0.02 | 0.02
PS | 0 | 0 | 0 | 0 | 0 | 0
PV | 0 | 0 | 0 | 0 | 0 | 0
PeakG | 0.71 | 2.25 | 2.15 | 1.32 | 0.06 | 0
PeakO | 0 | 0 | 0 | 0 | 0 | 0
ST | 0 | 0 | 0 | 0 | 0 | 0
STOG | 0.64 | 0.64 | 1.14 | 0.64 | 1.25 | 0
STWD | 0 | 0 | 0 | 0 | 0 | 0
WT | 0 | 0.01 | 0.01 | 0.01 | 0.01 | 0.01
IGCC | 0 | 0 | 0 | 0 | 0 | 0
DemandResponse | 0 | 0 | 0 | 0 | 0 | 0
IGCC-CCS | 0 | 0 | 0 | 0 | 0 | 0
WT_off | 0 | 0 | 0 | 0 | 0 | 0
PseudoUnit | 0 | 0 | 0 | 0 | 0 | 0
FixedInterchange | 0 | 0 | 0 | 0 | 0 | 0
Total Fuel Consumption by Reporting Type: NEISO
ReportingType | 2015 | 2020 | 2025 | 2030 | 2035 | 2040
BM | 24.48 | 24.48 | 6.86 | 6.86 | 7.16 | 7.55
CC | 314.59 | 261.31 | 268.45 | 242.84 | 361.57 | 417.11
CSP | 0 | 0 | 0 | 0 | 0 | 0
CT | 0.03 | 0.12 | 0.12 | 0.03 | 0.25 | 1.16
Coal | 0.36 | 0 | 0 | 0 | 0 | 0
Geo | 0 | 0 | 0 | 0 | 0 | 0
H | 0 | 0 | 0 | 0 | 0 | 0
LFG | 5.3 | 5.3 | 12.81 | 12.81 | 12.81 | 12.81
Nuc | 365.51 | 365.51 | 365.51 | 365.51 | 264.08 | 195.08
PS | 0 | 0 | 0 | 0 | 0 | 0
PV | 0 | 0 | 0 | 0 | 0 | 0
PeakG | 0.33 | 0.4 | 0.4 | 0.34 | 1.06 | 1.27
PeakO | 0 | 0 | 0 | 0 | 0 | 0
ST | 0 | 0 | 0 | 0 | 0 | 0
STOG | 0 | 0 | 0 | 0 | 0 | 0
STWD | 51.79 | 51.79 | 33.88 | 33.88 | 32.66 | 34.5
WT | 0 | 0.01 | 0.01 | 0.01 | 0.02 | 0.02
IGCC | 0 | 0 | 0 | 0 | 0 | 0
DemandResponse | 0 | 0 | 0 | 0 | 0 | 0
IGCC-CCS | 0 | 0 | 0 | 0 | 0 | 0
WT_off | 0 | 0 | 0 | 0 | 0 | 0
PseudoUnit | 0 | 0 | 0 | 0 | 0 | 0
FixedInterchange | 0 | 0 | 0 | 0 | 0 | 0
Total Fuel Consumption by Reporting Type: NonRTO_Midwest
ReportingType | 2015 | 2020 | 2025 | 2030 | 2035 | 2040
BM | 0 | 0 | 0 | 0 | 0 | 0
CC | 0 | 9.85 | 9.85 | 8.69 | 6.1 | 11.36
CSP | 0 | 0 | 0 | 0 | 0 | 0
CT | 0 | 0 | 0 | 0 | 0 | 0
Coal | 575.53 | 588.71 | 594.5 | 597.11 | 607.13 | 617.37
Geo | 0 | 0 | 0 | 0 | 0 | 0
H | 0 | 0 | 0 | 0 | 0 | 0
LFG | 0 | 0 | 17.24 | 17.24 | 17.24 | 17.24
Nuc | 0 | 0 | 0 | 0 | 0 | 0
PS | 0 | 0 | 0 | 0 | 0 | 0
PV | 0 | 0 | 0 | 0 | 0 | 0
PeakG | 1.84 | 3.24 | 4.76 | 3.89 | 5.14 | 5.19
PeakO | 0 | 0 | 0 | 0 | 0 | 0
ST | 0 | 0 | 0 | 0 | 0 | 0
STOG | 0 | 0 | 0 | 0 | 0 | 0
STWD | 0 | 0 | 0 | 0 | 0 | 0
WT | 0 | 0 | 0 | 0 | 0 | 0
IGCC | 0 | 0 | 0 | 0 | 0 | 0
DemandResponse | 0 | 0 | 0 | 0 | 0 | 0
IGCC-CCS | 0 | 0 | 0 | 0 | 0 | 0
WT_off | 0 | 0 | 0 | 0 | 0 | 0
PseudoUnit | 0 | 0 | 0 | 0 | 0 | 0
FixedInterchange | 0 | 0 | 0 | 0 | 0 | 0
Total Fuel Consumption by Reporting Type: NYISO_A-F
ReportingType | 2015 | 2020 | 2025 | 2030 | 2035 | 2040
BM | 0 | 0 | 0 | 0 | 0 | 0
CC | 57.5 | 60.62 | 75.16 | 83.78 | 115.12 | 105.69
CSP | 0 | 0 | 0 | 0 | 0 | 0
CT | 0 | 0 | 0 | 0 | 0 | 0
Coal | 0 | 0 | 0 | 0 | 0 | 0
Geo | 0 | 0 | 0 | 0 | 0 | 0
H | 0 | 0 | 0 | 0 | 0 | 0
LFG | 0.69 | 0.69 | 0.69 | 8 | 8 | 8
Nuc | 270.5 | 270.5 | 270.5 | 220.56 | 173.9 | 105.39
PS | 0 | 0 | 0 | 0 | 0 | 0
PV | 0 | 0 | 0 | 0 | 0 | 0
PeakG | 0 | 0 | 0.07 | 0.02 | 0.07 | 0.21
PeakO | 0 | 0 | 0 | 0 | 0 | 0
ST | 0 | 0 | 0 | 0 | 0 | 0
STOG | 0 | 0 | 0 | 0 | 0 | 0
STWD | 0 | 0 | 0 | 0 | 0.03 | 0.03
WT | 0.01 | 0.01 | 0.01 | 0.01 | 0.01 | 0.01
IGCC | 0 | 0 | 0 | 0 | 0 | 0
DemandResponse | 0 | 0 | 0 | 0 | 0 | 0
IGCC-CCS | 0 | 0 | 0 | 0 | 0 | 0
WT_off | 0 | 0 | 0 | 0 | 0 | 0
PseudoUnit | 0 | 0 | 0 | 0 | 0 | 0
FixedInterchange | 0 | 0 | 0 | 0 | 0 | 0
Total Fuel Consumption by Reporting Type: NYISO_G-I
ReportingType | 2015 | 2020 | 2025 | 2030 | 2035 | 2040
BM | 0 | 0 | 0 | 0 | 0 | 0
CC | 42.73 | 53.58 | 57.53 | 56.95 | 227.09 | 380.8
CSP | 0 | 0 | 0 | 0 | 0 | 0
CT | 0 | 0 | 0 | 0 | 0 | 0
Coal | 0 | 0 | 0 | 0 | 0 | 0
Geo | 0 | 0 | 0 | 0 | 0 | 0
H | 0 | 0 | 0 | 0 | 0 | 0
LFG | 0 | 0 | 0 | 8 | 8 | 8
Nuc | 162.83 | 162.83 | 162.83 | 162.83 | 81.65 | 0.03
PS | 0 | 0 | 0 | 0 | 0 | 0
PV | 0 | 0 | 0 | 0 | 0 | 0
PeakG | 0 | 0 | 0 | 0 | 0 | 0
PeakO | 0 | 0 | 0 | 0 | 0 | 0
ST | 0 | 0 | 0 | 0 | 0 | 0
STOG | 0 | 0 | 0 | 0 | 0 | 0
STWD | 0 | 0 | 0 | 0 | 0 | 0
WT | 0 | 0 | 0 | 0 | 0 | 0
IGCC | 0 | 0 | 0 | 0 | 0 | 0
DemandResponse | 0 | 0 | 0 | 0 | 0 | 0
IGCC-CCS | 0 | 0 | 0 | 0 | 0 | 0
WT_off | 0 | 0 | 0 | 0 | 0 | 0
PseudoUnit | 0 | 0 | 0 | 0 | 0 | 0
FixedInterchange | 0 | 0 | 0 | 0 | 0 | 0
Total Fuel Consumption by Reporting Type: NYISO_J-K
ReportingType | 2015 | 2020 | 2025 | 2030 | 2035 | 2040
BM | 0 | 0 | 0 | 0 | 0 | 0
CC | 171.95 | 210.61 | 213.9 | 209.16 | 217.8 | 219.47
CSP | 0 | 0 | 0 | 0 | 0 | 0
CT | 0 | 0 | 0.12 | 0.56 | 1.83 | 2.37
Coal | 0 | 0 | 0 | 0 | 0 | 0
Geo | 0 | 0 | 0 | 0 | 0 | 0
H | 0 | 0 | 0 | 0 | 0 | 0
LFG | 0 | 0 | 0 | 8 | 8 | 8
Nuc | 0 | 0 | 0 | 0 | 0 | 0
PS | 0 | 0 | 0 | 0 | 0 | 0
PV | 0 | 0 | 0 | 0 | 0 | 0
PeakG | 0.53 | 1.8 | 2.27 | 1.66 | 3.17 | 3.37
PeakO | 0 | 0 | 0 | 0 | 0 | 0
ST | 0 | 0 | 0 | 0 | 0 | 0
STOG | 9.92 | 14.83 | 18.38 | 17.77 | 22.7 | 29.17
STWD | 0 | 0 | 0 | 0 | 0 | 0
WT | 0 | 0 | 0 | 0 | 0 | 0
IGCC | 0 | 0 | 0 | 0 | 0 | 0
DemandResponse | 0 | 0 | 0 | 0 | 0 | 0
IGCC-CCS | 0 | 0 | 0 | 0 | 0 | 0
WT_off | 0 | 0 | 0 | 0 | 0 | 0
PseudoUnit | 0 | 0 | 0 | 0 | 0 | 0
FixedInterchange | 0 | 0 | 0 | 0 | 0 | 0
Total Fuel Consumption by Reporting Type: PJM_E
ReportingType | 2015 | 2020 | 2025 | 2030 | 2035 | 2040
BM | 2.91 | 2.91 | 2.91 | 2.91 | 2.91 | 2.91
CC | 183.93 | 280.78 | 201.35 | 144.82 | 311.73 | 345.67
CSP | 0 | 0 | 0 | 0 | 0 | 0
CT | 0 | 0.01 | 0.01 | 0.01 | 0.11 | 0.03
Coal | 4.13 | 1.19 | 1.19 | 1.17 | 1.91 | 1.91
Geo | 0 | 0 | 0 | 0 | 0 | 0
H | 0 | 0 | 0 | 0 | 0 | 0
LFG | 0.98 | 15.28 | 15.28 | 15.28 | 15.28 | 15.28
Nuc | 702.72 | 651.97 | 651.97 | 651.97 | 468.33 | 371.38
PS | 0 | 0 | 0 | 0 | 0 | 0
PV | 0 | 0 | 0 | 0 | 0 | 0
PeakG | 0.25 | 0.87 | 2.74 | 2.43 | 10.22 | 3.1
PeakO | 0 | 0 | 0 | 0 | 0 | 0
ST | 0 | 0 | 0 | 0 | 0 | 0
STOG | 2.99 | 5.11 | 5.11 | 2.67 | 9.97 | 6.6
STWD | 0 | 0 | 0 | 0 | 0 | 0
WT | 0 | 0 | 0 | 0 | 0 | 0.01
IGCC | 0 | 0 | 0 | 0 | 0 | 0
DemandResponse | 0 | 0 | 0 | 0 | 0 | 0
IGCC-CCS | 0 | 0 | 0 | 0 | 0 | 0
WT_off | 0 | 0 | 0.02 | 0.03 | 0.03 | 0.03
PseudoUnit | 0 | 0 | 0 | 0 | 0 | 0
FixedInterchange | 0 | 0 | 0 | 0 | 0 | 0
Total Fuel Consumption by Reporting Type: PJM_ROM
ReportingType | 2015 | 2020 | 2025 | 2030 | 2035 | 2040
BM | 1.75 | 3.38 | 3.38 | 150.77 | 190.72 | 190.72
CC | 115.03 | 150.72 | 118.23 | 88.47 | 167.71 | 683.47
CSP | 0 | 0 | 0 | 0 | 0 | 0
CT | 0 | 0.01 | 0.02 | 0.01 | 0.07 | 0.02
Coal | 464.48 | 389.84 | 389.49 | 332.78 | 429.67 | 429.67
Geo | 0 | 0 | 0 | 0 | 0 | 0
H | 0 | 0 | 0 | 0 | 0 | 0
LFG | 2.04 | 30.56 | 30.56 | 30.56 | 30.56 | 30.56
Nuc | 420.79 | 420.79 | 420.79 | 420.79 | 276.07 | 200.95
PS | 0 | 0 | 0 | 0 | 0 | 0
PV | 0 | 0 | 0 | 0 | 0 | 0
PeakG | 0 | 0.55 | 0.16 | 0 | 3.33 | 1.74
PeakO | 0 | 0 | 0 | 0 | 0 | 0
ST | 0 | 0 | 0 | 0 | 0 | 0
STOG | 7.33 | 14.3 | 14.3 | 8.64 | 20.38 | 17.95
STWD | 5.38 | 5.38 | 5.38 | 5.38 | 5.38 | 5.38
WT | 0 | 0.02 | 0.02 | 0.02 | 0.02 | 0.02
IGCC | 0 | 0 | 0 | 0 | 0 | 0
DemandResponse | 0 | 0 | 0 | 0 | 0 | 0
IGCC-CCS | 0 | 0 | 0 | 0 | 0 | 0
WT_off | 0 | 0 | 0 | 0 | 0 | 0
PseudoUnit | 0 | 0 | 0 | 0 | 0 | 0
FixedInterchange | 0 | 0 | 0 | 0 | 0 | 0
Total Fuel Consumption by Reporting Type: PJM_ROR
ReportingType | 2015 | 2020 | 2025 | 2030 | 2035 | 2040
BM | 29.31 | 37.37 | 37.37 | 121.46 | 202.33 | 272.75
CC | 444.65 | 432.62 | 312.18 | 187.82 | 300.92 | 262.47
CSP | 0 | 0 | 0 | 0 | 0 | 0
CT | 0.06 | 0.06 | 0.06 | 0.01 | 8.24 | 16.42
Coal | 3520.82 | 2626.94 | 2628.06 | 2611.51 | 2644.03 | 2658.25
Geo | 0 | 0 | 0 | 0 | 0 | 0
H | 0 | 0 | 0 | 0 | 0 | 0
LFG | 6.18 | 61.46 | 61.46 | 61.46 | 61.46 | 61.46
Nuc | 1644.81 | 1644.81 | 1644.81 | 1573.64 | 1222.73 | 821.9
PS | 0 | 0 | 0 | 0 | 0 | 0
PV | 0 | 0 | 0 | 0 | 0 | 0
PeakG | 13.85 | 15.18 | 11.34 | 5.77 | 12 | 12.49
PeakO | 0 | 0 | 0 | 0 | 0 | 0
ST | 0 | 0 | 0 | 0 | 0 | 0
STOG | 8.36 | 8.75 | 8.36 | 8.36 | 8.36 | 8.36
STWD | 15.91 | 15.91 | 15.91 | 15.91 | 15.91 | 15.91
WT | 0.03 | 0.06 | 0.1 | 0.13 | 0.13 | 0.13
IGCC | 0 | 0 | 0 | 0 | 0 | 0
DemandResponse | 0 | 0 | 0 | 0 | 0 | 0
IGCC-CCS | 0 | 0 | 0 | 0 | 0 | 0
WT_off | 0 | 0 | 0 | 0 | 0 | 0
PseudoUnit | 0 | 0 | 0 | 0 | 0 | 0
FixedInterchange | 0 | 0 | 0 | 0 | 0 | 0
Total Fuel Consumption by Reporting Type: SOCO
ReportingType | 2015 | 2020 | 2025 | 2030 | 2035 | 2040
BM | 5.34 | 127.9 | 581.42 | 636.25 | 636.25 | 636.25
CC | 814.16 | 770.3 | 578.1 | 486.68 | 469.59 | 473.47
CSP | 0 | 0 | 0 | 0 | 0 | 0
CT | 0 | 0 | 0 | 0 | 0 | 0
Coal | 921.19 | 915.65 | 973.01 | 999.18 | 1059.29 | 1518.09
Geo | 0 | 0 | 0 | 0 | 0 | 0
H | 0 | 0 | 0 | 0 | 0 | 0
LFG | 0 | 11.56 | 11.56 | 11.56 | 11.56 | 11.56
Nuc | 494.38 | 673.18 | 673.18 | 673.18 | 673.18 | 449.31
PS | 0 | 0 | 0 | 0 | 0 | 0
PV | 0 | 0 | 0 | 0 | 0 | 0
PeakG | 7.24 | 11.33 | 8.2 | 4.71 | 8.86 | 9.65
PeakO | 0 | 0 | 0 | 0 | 0 | 0
ST | 0 | 0 | 0 | 0 | 0 | 0
STOG | 0 | 0 | 0 | 0 | 0 | 0
STWD | 60.13 | 60.13 | 60.13 | 60.13 | 60.13 | 60.13
WT | 0 | 0 | 0 | 0 | 0 | 0
IGCC | 0 | 0 | 0 | 0 | 0 | 0
DemandResponse | 0 | 0 | 0 | 0 | 0 | 0
IGCC-CCS | 0 | 0 | 0 | 0 | 0 | 0
WT_off | 0 | 0 | 0 | 0 | 0 | 0
PseudoUnit | 0 | 0 | 0 | 0 | 0 | 0
FixedInterchange | 0 | 0 | 0 | 0 | 0 | 0
Total Fuel Consumption by Reporting Type: SPP_N
ReportingType | 2015 | 2020 | 2025 | 2030 | 2035 | 2040
BM | 0 | 0 | 0 | 0 | 0 | 0
CC | 51.11 | 24.52 | 13.77 | 9.13 | 12.46 | 10.99
CSP | 0 | 0 | 0 | 0 | 0 | 0
CT | 0 | 0.31 | 0.31 | 0.3 | 12.35 | 9.95
Coal | 647.03 | 615.13 | 589.85 | 586.74 | 590.04 | 590.04
Geo | 0 | 0 | 0 | 0 | 0 | 0
H | 0 | 0 | 0 | 0 | 0 | 0
LFG | 0 | 0 | 0 | 10.22 | 10.22 | 10.22
Nuc | 93.19 | 93.19 | 93.19 | 93.19 | 93.19 | 93.19
PS | 0 | 0 | 0 | 0 | 0 | 0
PV | 0 | 0 | 0 | 0 | 0 | 0
PeakG | 0 | 1.03 | 1.3 | 0.08 | 0 | 0
PeakO | 0 | 0 | 0 | 0 | 0 | 0
ST | 0 | 0 | 0 | 0 | 0 | 0
STOG | 3.77 | 7.36 | 7.36 | 6.33 | 7.28 | 7.28
STWD | 0 | 0 | 0 | 0 | 0 | 0
WT | 0 | 0.01 | 0.02 | 0.04 | 0.04 | 0.04
IGCC | 0 | 0 | 0 | 0 | 0 | 0
DemandResponse | 0 | 0 | 0 | 0 | 0 | 0
IGCC-CCS | 0 | 0 | 0 | 0 | 0 | 0
WT_off | 0 | 0 | 0 | 0 | 0 | 0
PseudoUnit | 0 | 0 | 0 | 0 | 0 | 0
FixedInterchange | 0 | 0 | 0 | 0 | 0 | 0
Total Fuel Consumption by Reporting Type: SPP_S
ReportingType | 2015 | 2020 | 2025 | 2030 | 2035 | 2040
BM | 0 | 0 | 0 | 0 | 0 | 0
CC | 331.52 | 275.9 | 161.28 | 91.19 | 141.5 | 120.15
CSP | 0 | 0 | 0 | 0 | 0 | 0
CT | 0 | 0 | 0 | 0 | 0 | 0
Coal | 916.49 | 823.63 | 790.18 | 718.31 | 845.27 | 828.78
Geo | 0 | 0 | 0 | 0 | 0 | 0
H | 0 | 0 | 0 | 0 | 0 | 0
LFG | 0 | 0 | 0 | 10.22 | 10.22 | 10.22
Nuc | 0 | 0 | 0 | 0 | 0 | 0
PS | 0 | 0 | 0 | 0 | 0 | 0
PV | 0 | 0 | 0 | 0 | 0 | 0
PeakG | 0 | 0 | 0 | 0 | 0 | 0
PeakO | 0 | 0 | 0 | 0 | 0 | 0
ST | 0 | 0 | 0 | 0 | 0 | 0
STOG | 29.33 | 21.91 | 17.18 | 8.84 | 20.98 | 19.3
STWD | 7.67 | 0.72 | 0.43 | 0.39 | 0.71 | 0.71
WT | 0.01 | 0.04 | 0.07 | 0.09 | 0.1 | 0.1
IGCC | 0 | 0 | 0 | 0 | 0 | 0
DemandResponse | 0 | 0 | 0 | 0 | 0 | 0
IGCC-CCS | 0 | 0 | 0 | 0 | 0 | 0
WT_off | 0 | 0 | 0 | 0 | 0 | 0
PseudoUnit | 0 | 0 | 0 | 0 | 0 | 0
FixedInterchange | 0 | 0 | 0 | 0 | 0 | 0
Total Fuel Consumption by Reporting Type: TVA
ReportingType | 2015 | 2020 | 2025 | 2030 | 2035 | 2040
BM | 0 | 310.68 | 341.47 | 636.68 | 695.2 | 695.2
CC | 130.26 | 64.71 | 70.15 | 35.13 | 56.1 | 69.03
CSP | 0 | 0 | 0 | 0 | 0 | 0
CT | 0 | 0 | 0 | 0 | 0 | 1.35
Coal | 871.64 | 666.22 | 664.15 | 638.34 | 682.44 | 700.81
Geo | 0 | 0 | 0 | 0 | 0 | 0
H | 0 | 0 | 0 | 0 | 0 | 0
LFG | 0 | 11.56 | 11.56 | 11.56 | 11.56 | 11.56
Nuc | 676.63 | 676.63 | 676.63 | 676.63 | 474.42 | 371.5
PS | 0 | 0 | 0 | 0 | 0 | 0
PV | 0 | 0 | 0 | 0 | 0 | 0
PeakG | 0 | 0 | 0 | 0 | 0.25 | 0
PeakO | 0 | 0 | 0 | 0 | 0 | 0
ST | 0 | 0 | 0 | 0 | 0 | 0
STOG | 0 | 0 | 0 | 0 | 0 | 0
STWD | 0.42 | 0.42 | 0.42 | 0.42 | 0.42 | 0.42
WT | 0 | 0 | 0 | 0 | 0 | 0
IGCC | 0 | 0 | 0 | 0 | 0 | 0
DemandResponse | 0 | 0 | 0 | 0 | 0 | 0
IGCC-CCS | 0 | 0 | 0 | 0 | 0 | 0
WT_off | 0 | 0 | 0 | 0 | 0 | 0
PseudoUnit | 0 | 0 | 0 | 0 | 0 | 0
FixedInterchange | 0 | 0 | 0 | 0 | 0 | 0
Total Fuel Consumption by Reporting Type: TVA_Transmission
ReportingType | 2015 | 2020 | 2025 | 2030 | 2035 | 2040
BM | 0 | 0 | 0 | 0 | 0 | 0
CC | 0 | 0 | 0 | 0 | 0 | 0
CSP | 0 | 0 | 0 | 0 | 0 | 0
CT | 0 | 0 | 0 | 0 | 0 | 0
Coal | 0 | 0 | 0 | 0 | 0 | 0
Geo | 0 | 0 | 0 | 0 | 0 | 0
H | 0 | 0 | 0 | 0 | 0 | 0
LFG | 0 | 0 | 0 | 0 | 0 | 0
Nuc | 0 | 0 | 0 | 0 | 0 | 0
PS | 0 | 0 | 0 | 0 | 0 | 0
PV | 0 | 0 | 0 | 0 | 0 | 0
PeakG | 0 | 0 | 0 | 0 | 0 | 0
PeakO | 0 | 0 | 0 | 0 | 0 | 0
ST | 0 | 0 | 0 | 0 | 0 | 0
STOG | 0 | 0 | 0 | 0 | 0 | 0
STWD | 0 | 0 | 0 | 0 | 0 | 0
WT | 0 | 0 | 0 | 0 | 0 | 0
IGCC | 0 | 0 | 0 | 0 | 0 | 0
DemandResponse | 0 | 0 | 0 | 0 | 0 | 0
IGCC-CCS | 0 | 0 | 0 | 0 | 0 | 0
WT_off | 0 | 0 | 0 | 0 | 0 | 0
PseudoUnit | 0 | 0 | 0 | 0 | 0 | 0
FixedInterchange | 0 | 0 | 0 | 0 | 0 | 0
Total Fuel Consumption by Reporting Type: VACAR
ReportingType | 2015 | 2020 | 2025 | 2030 | 2035 | 2040
BM | 0.09 | 678.09 | 678.09 | 678.09 | 678.09 | 678.09
CC | 226.69 | 163.04 | 105.15 | 36.58 | 59.54 | 95.9
CSP | 0 | 0 | 0 | 0 | 0 | 0
CT | 4.3 | 4.56 | 3.13 | 0.72 | 3.59 | 6.34
Coal | 956.73 | 658.12 | 514.43 | 276.92 | 537.51 | 654.63
Geo | 0 | 0 | 0 | 0 | 0 | 0
H | 0 | 0 | 0 | 0 | 0 | 0
LFG | 0.04 | 11.56 | 11.56 | 11.56 | 11.56 | 11.56
Nuc | 910.72 | 1100.09 | 1100.09 | 1100.09 | 841.29 | 693.25
PS | 0 | 0 | 0 | 0 | 0 | 0
PV | 0 | 0 | 0 | 0 | 0 | 0
PeakG | 1.37 | 2.19 | 2.13 | 0.34 | 1.69 | 2.11
PeakO | 0 | 0 | 0 | 0 | 0 | 0
ST | 0 | 0 | 0 | 0 | 0 | 0
STOG | 0 | 0 | 0 | 0 | 0 | 0
STWD | 24.47 | 24.47 | 24.47 | 24.47 | 24.47 | 24.47
WT | 0 | 0.01 | 0.01 | 0.01 | 0.01 | 0.01
IGCC | 0 | 0 | 0 | 0 | 0 | 0
DemandResponse | 0 | 0 | 0 | 0 | 0 | 0
IGCC-CCS | 0 | 0 | 0 | 0 | 0 | 0
WT_off | 0 | 0 | 0.04 | 0.1 | 0.11 | 0.12
PseudoUnit | 0 | 0 | 0 | 0 | 0 | 0
FixedInterchange | 0 | 0 | 0 | 0 | 0 | 0
Total Fuel Consumption by Reporting Type: IESO
ReportingType | 2015 | 2020 | 2025 | 2030 | 2035 | 2040
BM | 0 | 0 | 0 | 0 | 0 | 0
CC | 8.81 | 5.65 | 10.67 | 6.66 | 49.46 | 145.67
CSP | 0 | 0 | 0 | 0 | 0 | 0
CT | 0 | 0 | 0 | 0 | 0.09 | 0.6
Coal | 0 | 0 | 0 | 0 | 0 | 0
Geo | 0 | 0 | 0 | 0 | 0 | 0
H | 0 | 0 | 0 | 0 | 0 | 0
LFG | 1.56 | 1.56 | 1.56 | 1.56 | 1.61 | 1.61
Nuc | 1064.72 | 1064.72 | 1064.72 | 1064.72 | 980.48 | 854.53
PS | 0 | 0 | 0 | 0 | 0 | 0
PV | 0 | 0 | 0 | 0 | 0 | 0
PeakG | 0 | 0 | 0 | 0 | 0 | 0.05
PeakO | 0 | 0 | 0 | 0 | 0 | 0
ST | 0 | 0 | 0 | 0 | 0 | 0
STOG | 0 | 0 | 0 | 0 | 0 | 0
STWD | 0 | 0 | 0 | 0 | 0 | 0
WT | 0.01 | 0.01 | 0.01 | 0.01 | 0 | 0
IGCC | 0 | 0 | 0 | 0 | 0 | 0
DemandResponse | 0 | 0 | 0 | 0 | 0 | 0
IGCC-CCS | 0 | 0 | 0 | 0 | 0 | 0
WT_off | 0 | 0 | 0 | 0 | 0 | 0
PseudoUnit | 0 | 0 | 0 | 0 | 0 | 0
FixedInterchange | 0 | 0 | 0 | 0 | 0 | 0
Total Fuel Consumption by Reporting Type: MAPP_CA
ReportingType | 2015 | 2020 | 2025 | 2030 | 2035 | 2040
BM | 0 | 0 | 0 | 0 | 0 | 0
CC | 26.07 | 26.07 | 4.13 | 0 | 0 | 0.36
CSP | 0 | 0 | 0 | 0 | 0 | 0
CT | 0 | 0 | 0 | 0 | 0 | 0
Coal | 6.05 | 11.88 | 0 | 0 | 0 | 0
Geo | 0 | 0 | 0 | 0 | 0 | 0
H | 0 | 0 | 0.01 | 0.03 | 0.03 | 0.03
LFG | 0 | 0 | 0 | 0 | 0 | 0
Nuc | 0 | 0 | 0 | 0 | 0 | 0
PS | 0 | 0 | 0 | 0 | 0 | 0
PV | 0 | 0 | 0 | 0 | 0 | 0
PeakG | 0 | 0 | 0 | 0 | 0 | 0
PeakO | 0 | 0 | 0 | 0 | 0 | 0
ST | 0 | 0 | 0 | 0 | 0 | 0
STOG | 0 | 0 | 0 | 0 | 0 | 0
STWD | 0 | 0 | 0 | 0 | 0 | 0
WT | 0 | 0 | 0 | 0 | 0 | 0
IGCC | 0 | 0 | 0 | 0 | 0 | 0
DemandResponse | 0 | 0 | 0 | 0 | 0 | 0
IGCC-CCS | 0 | 0 | 0 | 0 | 0 | 0
WT_off | 0 | 0 | 0 | 0 | 0 | 0
PseudoUnit | 0 | 0 | 0 | 0 | 0 | 0
FixedInterchange | 0 | 0 | 0 | 0 | 0 | 0
Total Fuel Consumption by Reporting Type: AZ_NM_SNV_Coal
ReportingType | 2015 | 2020 | 2025 | 2030 | 2035 | 2040
BM | 0 | 0 | 0 | 0 | 0 | 0
CC | 0 | 0 | 0 | 0 | 0 | 0
CSP | 0 | 0 | 0 | 0 | 0 | 0
CT | 0 | 0 | 0 | 0 | 0 | 0
Coal | 770.68 | 775.36 | 775.36 | 775.36 | 775.36 | 1355.15
Geo | 0 | 0 | 0 | 0 | 0 | 0
H | 0 | 0 | 0 | 0 | 0 | 0
LFG | 0 | 0 | 0 | 0 | 0 | 0
Nuc | 0 | 0 | 0 | 0 | 0 | 0
PS | 0 | 0 | 0 | 0 | 0 | 0
PV | 0 | 0 | 0 | 0 | 0 | 0
PeakG | 0 | 0 | 0 | 0 | 0 | 0
PeakO | 0 | 0 | 0 | 0 | 0 | 0
ST | 0 | 0 | 0 | 0 | 0 | 0
STOG | 0 | 0 | 0 | 0 | 0 | 0
STWD | 0 | 0 | 0 | 0 | 0 | 0
WT | 0 | 0 | 0 | 0 | 0 | 0
IGCC | 0 | 0 | 0 | 0 | 0 | 0
DemandResponse | 0 | 0 | 0 | 0 | 0 | 0
IGCC-CCS | 0 | 0 | 0 | 0 | 0 | 0
WT_off | 0 | 0 | 0 | 0 | 0 | 0
PseudoUnit | 0 | 0 | 0 | 0 | 0 | 0
FixedInterchange | 0 | 0 | 0 | 0 | 0 | 0
Total Fuel Consumption by Reporting Type: AZ_NM_SNV_Gas
ReportingType | 2015 | 2020 | 2025 | 2030 | 2035 | 2040
BM | 0 | 0 | 0 | 0 | 0 | 0
CC | 752.54 | 903.09 | 898.73 | 1087.15 | 1183.08 | 1107.85
CSP | 0 | 0 | 0 | 0 | 0 | 0
CT | 0 | 0 | 1.56 | 1.56 | 0 | 0
Coal | 0 | 0 | 0 | 0 | 0 | 0
Geo | 0 | 0 | 0 | 0 | 0 | 0
H | 0 | 0 | 0 | 0 | 0 | 0
LFG | 0 | 0 | 0 | 0 | 0 | 0
Nuc | 0 | 0 | 0 | 0 | 0 | 0
PS | 0 | 0 | 0 | 0 | 0 | 0
PV | 0 | 0 | 0 | 0 | 0 | 0
PeakG | 0 | 0 | 2.09 | 3.81 | 4.34 | 0
PeakO | 0 | 0 | 0 | 0 | 0 | 0
ST | 0 | 0 | 0 | 0 | 0 | 0
STOG | 0 | 0 | 0 | 0 | 0 | 0
STWD | 0 | 0 | 0 | 0 | 0 | 0
WT | 0 | 0 | 0 | 0 | 0 | 0
IGCC | 0 | 0 | 0 | 0 | 0 | 0
DemandResponse | 0 | 0 | 0 | 0 | 0 | 0
IGCC-CCS | 0 | 0 | 0 | 0 | 0 | 0
WT_off | 0 | 0 | 0 | 0 | 0 | 0
PseudoUnit | 0 | 0 | 0 | 0 | 0 | 0
FixedInterchange | 0 | 0 | 0 | 0 | 0 | 0
Total Fuel Consumption by Reporting Type: AZ_NM_SNV_NucRenew
ReportingType | 2015 | 2020 | 2025 | 2030 | 2035 | 2040
BM | 0 | 0 | 0 | 0 | 0 | 0
CC | 0 | 0 | 0 | 0 | 0 | 0
CSP | 0 | 0 | 0 | 0 | 0 | 0
CT | 0 | 0 | 0 | 0 | 0 | 0
Coal | 0 | 0 | 0 | 0 | 0 | 0
Geo | 0 | 0 | 0.01 | 0.01 | 0.01 | 0.01
H | 0 | 0 | 0 | 0 | 0 | 0
LFG | 0 | 0 | 6.53 | 6.53 | 6.53 | 6.53
Nuc | 317.72 | 317.72 | 317.72 | 317.72 | 317.72 | 317.72
PS | 0 | 0 | 0 | 0 | 0 | 0
PV | 0 | 0 | 0 | 0 | 0 | 0
PeakG | 0 | 0 | 0 | 0 | 0 | 0
PeakO | 0 | 0 | 0 | 0 | 0 | 0
ST | 0 | 0 | 0 | 0 | 0 | 0
STOG | 0 | 0 | 0 | 0 | 0 | 0
STWD | 1.77 | 1.77 | 1.77 | 1.77 | 1.77 | 1.77
WT | 0 | 0 | 0 | 0 | 0 | 0
IGCC | 0 | 0 | 0 | 0 | 0 | 0
DemandResponse | 0 | 0 | 0 | 0 | 0 | 0
IGCC-CCS | 0 | 0 | 0 | 0 | 0 | 0
WT_off | 0 | 0 | 0 | 0 | 0 | 0
PseudoUnit | 0 | 0 | 0 | 0 | 0 | 0
FixedInterchange | 0 | 0 | 0 | 0 | 0 | 0
Total Fuel Consumption by Reporting Type: ERCOT
ReportingType | 2015 | 2020 | 2025 | 2030 | 2035 | 2040
BM | 0 | 2 | 1.28 | 179.16 | 185.39 | 196.68
CC | 1036.89 | 925.94 | 761.63 | 631.02 | 660.58 | 723.45
CSP | 0 | 0 | 0 | 0 | 0 | 0
CT | 0 | 0 | 0 | 0 | 0 | 0
Coal | 1229.67 | 1295.49 | 1399.25 | 1403.97 | 1432.8 | 1449.2
Geo | 0 | 0 | 0 | 0 | 0 | 0
H | 0 | 0 | 0 | 0 | 0 | 0
LFG | 0 | 0 | 38.09 | 38.09 | 38.09 | 38.09
Nuc | 422.69 | 422.69 | 422.69 | 422.69 | 422.69 | 422.69
PS | 0 | 0 | 0 | 0 | 0 | 0
PV | 0 | 0 | 0 | 0 | 0 | 0
PeakG | 0 | 0 | 0 | 0 | 0 | 0
PeakO | 0 | 0 | 0 | 0 | 0 | 0
ST | 0 | 0 | 0 | 0 | 0 | 0
STOG | 55.08 | 58.18 | 58.88 | 50.99 | 50.04 | 45.13
STWD | 0 | 0 | 0 | 0 | 0 | 0
WT | 0.03 | 0.05 | 0.08 | 0.1 | 0.1 | 0.1
IGCC | 0 | 0 | 0 | 0 | 0 | 0
DemandResponse | 0 | 0 | 0 | 0 | 0 | 0
IGCC-CCS | 0 | 0 | 0 | 0 | 0 | 0
WT_off | 0 | 0 | 0 | 0 | 0 | 0
PseudoUnit | 0 | 0 | 0 | 0 | 0 | 0
FixedInterchange | 0 | 0 | 0 | 0 | 0 | 0
Total Fuel Consumption by Reporting Type: NP15
ReportingType | 2015 | 2020 | 2025 | 2030 | 2035 | 2040
BM | 0 | 0 | 0 | 0 | 0 | 0
CC | 250.8 | 266.67 | 197.1 | 154.21 | 83.37 | 37.57
CSP | 0 | 0 | 0 | 0 | 0 | 0
CT | 0 | 0 | 0 | 0 | 0 | 0
Coal | 2.5 | 0 | 0 | 0 | 0 | 0
Geo | 0.01 | 0.01 | 0.01 | 0.01 | 0.01 | 0.01
H | 0 | 0 | 0 | 0 | 0 | 0
LFG | 0 | 0 | 60.8 | 60.8 | 60.8 | 60.8
Nuc | 187.74 | 187.74 | 187.74 | 187.74 | 187.74 | 187.74
PS | 0 | 0 | 0 | 0 | 0 | 0
PV | 0 | 0 | 0 | 0 | 0 | 0
PeakG | 0 | 0 | 0 | 0 | 0 | 0.13
PeakO | 0 | 0 | 0 | 0 | 0 | 0
ST | 0 | 0 | 0 | 0 | 0 | 0
STOG | 1.29 | 2.04 | 0.72 | 1.4 | 0.86 | 1.57
STWD | 37.44 | 37.44 | 37.44 | 37.44 | 37.44 | 37.44
WT | 0 | 0.01 | 0.03 | 0.03 | 0.03 | 0.03
IGCC | 0 | 0 | 0 | 0 | 0 | 0
DemandResponse | 0 | 0 | 0 | 0 | 0 | 0
IGCC-CCS | 0 | 0 | 0 | 0 | 0 | 0
WT_off | 0 | 0 | 0 | 0 | 0 | 0
PseudoUnit | 0 | 0 | 0 | 0 | 0 | 0
FixedInterchange | 0 | 0 | 0 | 0 | 0 | 0
Total Fuel Consumption by Reporting Type: NWPP_Coal
ReportingType | 2015 | 2020 | 2025 | 2030 | 2035 | 2040
BM | 0 | 0 | 0 | 0 | 0 | 0
CC | 0 | 0 | 0 | 0 | 0 | 0
CSP | 0 | 0 | 0 | 0 | 0 | 0
CT | 0 | 0 | 0 | 0 | 0 | 0
Coal | 1032.68 | 1032.58 | 1032.58 | 1032.58 | 1032.58 | 1032.58
Geo | 0 | 0 | 0 | 0 | 0 | 0
H | 0 | 0 | 0 | 0 | 0 | 0
LFG | 0 | 0 | 0 | 0 | 0 | 0
Nuc | 0 | 0 | 0 | 0 | 0 | 0
PS | 0 | 0 | 0 | 0 | 0 | 0
PV | 0 | 0 | 0 | 0 | 0 | 0
PeakG | 0 | 0 | 0 | 0 | 0 | 0
PeakO | 0 | 0 | 0 | 0 | 0 | 0
ST | 0 | 0 | 0 | 0 | 0 | 0
STOG | 0 | 0 | 0 | 0 | 0 | 0
STWD | 0 | 0 | 0 | 0 | 0 | 0
WT | 0 | 0 | 0 | 0 | 0 | 0
IGCC | 0 | 0 | 0 | 0 | 0 | 0
DemandResponse | 0 | 0 | 0 | 0 | 0 | 0
IGCC-CCS | 0 | 0 | 0 | 0 | 0 | 0
WT_off | 0 | 0 | 0 | 0 | 0 | 0
PseudoUnit | 0 | 0 | 0 | 0 | 0 | 0
FixedInterchange | 0 | 0 | 0 | 0 | 0 | 0
Total Fuel Consumption by Reporting Type: NWPP_Gas
ReportingType | 2015 | 2020 | 2025 | 2030 | 2035 | 2040
BM | 0 | 0 | 0 | 0 | 0 | 0
CC | 362.19 | 362.19 | 362.19 | 506.28 | 742.21 | 777.16
CSP | 0 | 0 | 0 | 0 | 0 | 0
CT | 0 | 0 | 0 | 0 | 0 | 0
Coal | 0 | 0 | 0 | 0 | 0 | 30.14
Geo | 0 | 0 | 0 | 0 | 0 | 0
H | 0 | 0 | 0 | 0 | 0 | 0
LFG | 0 | 0 | 0 | 0 | 0 | 0
Nuc | 0 | 0 | 0 | 0 | 0 | 0
PS | 0 | 0 | 0 | 0 | 0 | 0
PV | 0 | 0 | 0 | 0 | 0 | 0
PeakG | 0 | 0 | 0 | 0 | 0 | 0
PeakO | 0 | 0 | 0 | 0 | 0 | 0
ST | 0 | 0 | 0 | 0 | 0 | 0
STOG | 0 | 0 | 0 | 0 | 0 | 0
STWD | 0 | 0 | 0 | 0 | 0 | 0
WT | 0 | 0 | 0 | 0 | 0 | 0
IGCC | 0 | 0 | 0 | 0 | 0 | 0
DemandResponse | 0 | 0 | 0 | 0 | 0 | 0
IGCC-CCS | 0 | 0 | 0 | 0 | 0 | 0
WT_off | 0 | 0 | 0 | 0 | 0 | 0
PseudoUnit | 0 | 0 | 0 | 0 | 0 | 0
FixedInterchange | 0 | 0 | 0 | 0 | 0 | 0
Total Fuel Consumption by Reporting Type: NWPP_NucRenew
ReportingType | 2015 | 2020 | 2025 | 2030 | 2035 | 2040
BM | 0 | 0 | 0 | 0 | 0 | 0.01
CC | 0 | 0 | 0 | 0 | 0 | 0
CSP | 0 | 0 | 0 | 0 | 0 | 0
CT | 0 | 0 | 0 | 0 | 0 | 0
Coal | 0 | 0 | 0 | 0 | 0 | 0
Geo | 0 | 0 | 0.01 | 0.01 | 0.01 | 0.01
H | 0 | 0 | 0 | 0 | 0 | 0
LFG | 2.74 | 2.74 | 25.05 | 29.05 | 29.05 | 29.05
Nuc | 88.66 | 88.66 | 88.66 | 88.66 | 88.66 | 88.66
PS | 0 | 0 | 0 | 0 | 0 | 0
PV | 0 | 0 | 0 | 0 | 0 | 0
PeakG | 0 | 0 | 0 | 0 | 0 | 0
PeakO | 0 | 0 | 0 | 0 | 0 | 0
ST | 0 | 0 | 0 | 0 | 0 | 0
STOG | 0 | 0 | 0 | 0 | 0 | 0
STWD | 0 | 0.96 | 13.85 | 31.2 | 31.2 | 31.19
WT | 0.02 | 0.02 | 0.02 | 0.02 | 0.02 | 0.02
IGCC | 0 | 0 | 0 | 0 | 0 | 0
DemandResponse | 0 | 0 | 0 | 0 | 0 | 0
IGCC-CCS | 0 | 0 | 0 | 0 | 0 | 0
WT_off | 0 | 0 | 0 | 0 | 0 | 0
PseudoUnit | 0 | 0 | 0 | 0 | 0 | 0
FixedInterchange | 0 | 0 | 0 | 0 | 0 | 0
Total Fuel Consumption by Reporting Type: RMPA
ReportingType | 2015 | 2020 | 2025 | 2030 | 2035 | 2040
BM | 0 | 0 | 0 | 0 | 0 | 0
CC | 39.39 | 75.38 | 26.41 | 24.8 | 21.87 | 21.85
CSP | 0 | 0 | 0 | 0 | 0 | 0
CT | 0 | 0 | 0 | 0 | 0 | 0
Coal | 577.93 | 564.94 | 538.06 | 538.06 | 628.7 | 711.1
Geo | 0 | 0 | 0.02 | 0.02 | 0.02 | 0.02
H | 0 | 0 | 0 | 0 | 0 | 0
LFG | 0.15 | 0.15 | 0.15 | 3.26 | 3.26 | 3.26
Nuc | 0 | 0 | 0 | 0 | 0 | 0
PS | 0 | 0 | 0 | 0 | 0 | 0
PV | 0 | 0 | 0 | 0 | 0 | 0
PeakG | 0.04 | 0.27 | 0.05 | 0.91 | 0.11 | 0.31
PeakO | 0 | 0 | 0 | 0 | 0 | 0
ST | 0 | 0 | 0 | 0 | 0 | 0
STOG | 0 | 0 | 0 | 0 | 0 | 0
STWD | 0 | 0 | 0 | 0 | 0 | 0
WT | 0.01 | 0.01 | 0.01 | 0.01 | 0.01 | 0.01
IGCC | 0 | 0 | 0 | 0 | 0 | 0
DemandResponse | 0 | 0 | 0 | 0 | 0 | 0
IGCC-CCS | 0 | 0 | 0 | 0 | 0 | 0
WT_off | 0 | 0 | 0 | 0 | 0 | 0
PseudoUnit | 0 | 0 | 0 | 0 | 0 | 0
FixedInterchange | 0 | 0 | 0 | 0 | 0 | 0
Total Fuel Consumption by Reporting Type: SP15
ReportingType | 2015 | 2020 | 2025 | 2030 | 2035 | 2040
BM | 0.58 | 0.58 | 0.58 | 0.58 | 0.36 | 0.36
CC | 173.74 | 171.55 | 153.05 | 135.33 | 122.47 | 68.6
CSP | 0 | 0 | 0 | 0 | 0 | 0
CT | 0 | 0 | 0 | 0 | 0 | 0
Coal | 8.42 | 8.42 | 8.42 | 5.17 | 0 | 0
Geo | 0.01 | 0.02 | 0.02 | 0.02 | 0.02 | 0.02
H | 0 | 0 | 0 | 0 | 0 | 0
LFG | 0.99 | 57.1 | 60.8 | 60.8 | 60.8 | 60.8
Nuc | 173.28 | 173.28 | 173.28 | 173.28 | 173.28 | 173.28
PS | 0 | 0 | 0 | 0 | 0 | 0
PV | 0 | 0 | 0 | 0 | 0 | 0
PeakG | 0 | 0 | 0 | 0 | 0.05 | 0
PeakO | 0 | 0 | 0 | 0 | 0 | 0
ST | 0 | 0 | 0 | 0 | 0 | 0
STOG | 2.31 | 3.3 | 2.72 | 4.14 | 8.44 | 6.52
STWD | 9.59 | 9.59 | 9.59 | 9.59 | 9.59 | 9.59
WT | 0.01 | 0.01 | 0.01 | 0.01 | 0.01 | 0.01
IGCC | 0 | 0 | 0 | 0 | 0 | 0
DemandResponse | 0 | 0 | 0 | 0 | 0 | 0
IGCC-CCS | 0 | 0 | 0 | 0 | 0 | 0
WT_off | 0 | 0 | 0 | 0 | 0 | 0
PseudoUnit | 0 | 0 | 0 | 0 | 0 | 0
FixedInterchange | 0 | 0 | 0 | 0 | 0 | 0
Total Fuel Consumption by Reporting Type: ALB
ReportingType | 2015 | 2020 | 2025 | 2030 | 2035 | 2040
BM | 0 | 0 | 0 | 0 | 0 | 0
CC | 139.49 | 163.99 | 205.31 | 235.61 | 271.96 | 295.61
CSP | 0 | 0 | 0 | 0 | 0 | 0
CT | 0 | 0 | 0 | 0 | 0 | 0
Coal | 470.15 | 470.15 | 470.15 | 470.15 | 470.15 | 470.15
Geo | 0 | 0 | 0 | 0 | 0 | 0
H | 0 | 0 | 0 | 0 | 0 | 0
LFG | 0 | 0 | 0 | 0 | 0 | 0
Nuc | 0 | 0 | 0 | 0 | 0 | 0
PS | 0 | 0 | 0 | 0 | 0 | 0
PV | 0 | 0 | 0 | 0 | 0 | 0
PeakG | 0 | 0 | 0 | 0 | 0 | 0
PeakO | 0 | 0 | 0 | 0 | 0 | 0
ST | 0 | 0 | 0 | 0 | 0 | 0
STOG | 0 | 0 | 0 | 0 | 0 | 0
STWD | 0 | 0 | 0 | 0 | 0 | 0
WT | 0 | 0 | 0 | 0 | 0 | 0
IGCC | 0 | 0 | 0 | 0 | 0 | 0
DemandResponse | 0 | 0 | 0 | 0 | 0 | 0
IGCC-CCS | 0 | 0 | 0 | 0 | 0 | 0
WT_off | 0 | 0 | 0 | 0 | 0 | 0
PseudoUnit | 0 | 0 | 0 | 0 | 0 | 0
FixedInterchange | 0 | 0 | 0 | 0 | 0 | 0
Total Fuel Consumption by Reporting Type: BC
ReportingType | 2015 | 2020 | 2025 | 2030 | 2035 | 2040
BM | 0 | 0 | 0 | 0 | 0 | 0
CC | 68.76 | 77.26 | 102.43 | 135.4 | 166.42 | 199.74
CSP | 0 | 0 | 0 | 0 | 0 | 0
CT | 0 | 0 | 0 | 0 | 0 | 0
Coal | 0 | 0 | 0 | 0 | 0 | 0
Geo | 0 | 0 | 0 | 0 | 0 | 0
H | 0 | 0 | 0 | 0 | 0 | 0
LFG | 0 | 0 | 0 | 0 | 0 | 0
Nuc | 0 | 0 | 0 | 0 | 0 | 0
PS | 0 | 0 | 0 | 0 | 0 | 0
PV | 0 | 0 | 0 | 0 | 0 | 0
PeakG | 0 | 0 | 0 | 0 | 0 | 0
PeakO | 0 | 0 | 0 | 0 | 0 | 0
ST | 0 | 0 | 0 | 0 | 0 | 0
STOG | 0 | 0 | 0 | 0 | 0 | 0
STWD | 0 | 0 | 0 | 0 | 0 | 0
WT | 0 | 0 | 0 | 0 | 0 | 0
IGCC | 0 | 0 | 0 | 0 | 0 | 0
DemandResponse | 0 | 0 | 0 | 0 | 0 | 0
IGCC-CCS | 0 | 0 | 0 | 0 | 0 | 0
WT_off | 0 | 0 | 0 | 0 | 0 | 0
PseudoUnit | 0 | 0 | 0 | 0 | 0 | 0
FixedInterchange | 0 | 0 | 0 | 0 | 0 | 0
Total Fuel Consumption by Reporting Type: HQ_IESO
ReportingType | 2015 | 2020 | 2025 | 2030 | 2035 | 2040
BM | 0 | 0 | 0 | 0 | 0 | 0
CC | 0 | 0 | 0 | 0 | 0 | 0
CSP | 0 | 0 | 0 | 0 | 0 | 0
CT | 0 | 0 | 0 | 0 | 0 | 0
Coal | 0 | 0 | 0 | 0 | 0 | 0
Geo | 0 | 0 | 0 | 0 | 0 | 0
H | 0 | 0 | 0 | 0 | 0 | 0
LFG | 0 | 0 | 0 | 0 | 0 | 0
Nuc | 0 | 0 | 0 | 0 | 0 | 0
PS | 0 | 0 | 0 | 0 | 0 | 0
PV | 0 | 0 | 0 | 0 | 0 | 0
PeakG | 0 | 0 | 0 | 0 | 0 | 0
PeakO | 0 | 0 | 0 | 0 | 0 | 0
ST | 0 | 0 | 0 | 0 | 0 | 0
STOG | 0 | 0 | 0 | 0 | 0 | 0
STWD | 0 | 0 | 0 | 0 | 0 | 0
WT | 0 | 0 | 0 | 0 | 0 | 0
IGCC | 0 | 0 | 0 | 0 | 0 | 0
DemandResponse | 0 | 0 | 0 | 0 | 0 | 0
IGCC-CCS | 0 | 0 | 0 | 0 | 0 | 0
WT_off | 0 | 0 | 0 | 0 | 0 | 0
PseudoUnit | 0 | 0 | 0 | 0 | 0 | 0
FixedInterchange | 0 | 0 | 0 | 0 | 0 | 0
Total Fuel Consumption by Reporting Type: HQ_NEISO
ReportingType | 2015 | 2020 | 2025 | 2030 | 2035 | 2040
BM | 0 | 0 | 0 | 0 | 0 | 0
CC | 0 | 0 | 0 | 0 | 0 | 0
CSP | 0 | 0 | 0 | 0 | 0 | 0
CT | 0 | 0 | 0 | 0 | 0 | 0
Coal | 0 | 0 | 0 | 0 | 0 | 0
Geo | 0 | 0 | 0 | 0 | 0 | 0
H | 0 | 0 | 0 | 0 | 0 | 0
LFG | 0 | 0 | 0 | 0 | 0 | 0
Nuc | 0 | 0 | 0 | 0 | 0 | 0
PS | 0 | 0 | 0 | 0 | 0 | 0
PV | 0 | 0 | 0 | 0 | 0 | 0
PeakG | 0 | 0 | 0 | 0 | 0 | 0
PeakO | 0 | 0 | 0 | 0 | 0 | 0
ST | 0 | 0 | 0 | 0 | 0 | 0
STOG | 0 | 0 | 0 | 0 | 0 | 0
STWD | 0 | 0 | 0 | 0 | 0 | 0
WT | 0 | 0 | 0 | 0 | 0 | 0
IGCC | 0 | 0 | 0 | 0 | 0 | 0
DemandResponse | 0 | 0 | 0 | 0 | 0 | 0
IGCC-CCS | 0 | 0 | 0 | 0 | 0 | 0
WT_off | 0 | 0 | 0 | 0 | 0 | 0
PseudoUnit | 0 | 0 | 0 | 0 | 0 | 0
FixedInterchange | 0.02 | 0.02 | 0.02 | 0.02 | 0.02 | 0.02
Total Fuel Consumption by Reporting Type: HQ_NY
ReportingType | 2015 | 2020 | 2025 | 2030 | 2035 | 2040
BM | 0 | 0 | 0 | 0 | 0 | 0
CC | 0 | 0 | 0 | 0 | 0 | 0
CSP | 0 | 0 | 0 | 0 | 0 | 0
CT | 0 | 0 | 0 | 0 | 0 | 0
Coal | 0 | 0 | 0 | 0 | 0 | 0
Geo | 0 | 0 | 0 | 0 | 0 | 0
H | 0 | 0 | 0 | 0 | 0 | 0
LFG | 0 | 0 | 0 | 0 | 0 | 0
Nuc | 0 | 0 | 0 | 0 | 0 | 0
PS | 0 | 0 | 0 | 0 | 0 | 0
PV | 0 | 0 | 0 | 0 | 0 | 0
PeakG | 0 | 0 | 0 | 0 | 0 | 0
PeakO | 0 | 0 | 0 | 0 | 0 | 0
ST | 0 | 0 | 0 | 0 | 0 | 0
STOG | 0 | 0 | 0 | 0 | 0 | 0
STWD | 0 | 0 | 0 | 0 | 0 | 0
WT | 0 | 0 | 0 | 0 | 0 | 0
IGCC | 0 | 0 | 0 | 0 | 0 | 0
DemandResponse | 0 | 0 | 0 | 0 | 0 | 0
IGCC-CCS | 0 | 0 | 0 | 0 | 0 | 0
WT_off | 0 | 0 | 0 | 0 | 0 | 0
PseudoUnit | 0 | 0 | 0 | 0 | 0 | 0
FixedInterchange | 0.01 | 0.01 | 0.01 | 0.01 | 0.01 | 0.01
Total Fuel Consumption by Reporting Type: MARITIMES
ReportingType | 2015 | 2020 | 2025 | 2030 | 2035 | 2040
BM | 0 | 0 | 0 | 0 | 0 | 0
CC | 0 | 0 | 0 | 0 | 0 | 0
CSP | 0 | 0 | 0 | 0 | 0 | 0
CT | 0 | 0 | 0 | 0 | 0 | 0
Coal | 0 | 0 | 0 | 0 | 0 | 0
Geo | 0 | 0 | 0 | 0 | 0 | 0
H | 0 | 0 | 0 | 0 | 0 | 0
LFG | 0 | 0 | 0 | 0 | 0 | 0
Nuc | 0 | 0 | 0 | 0 | 0 | 0
PS | 0 | 0 | 0 | 0 | 0 | 0
PV | 0 | 0 | 0 | 0 | 0 | 0
PeakG | 0 | 0 | 0 | 0 | 0 | 0
PeakO | 0 | 0 | 0 | 0 | 0 | 0
ST | 0 | 0 | 0 | 0 | 0 | 0
STOG | 0 | 0 | 0 | 0 | 0 | 0
STWD | 0 | 0 | 0 | 0 | 0 | 0
WT | 0 | 0 | 0 | 0 | 0 | 0
IGCC | 0 | 0 | 0 | 0 | 0 | 0
DemandResponse | 0 | 0 | 0 | 0 | 0 | 0
IGCC-CCS | 0 | 0 | 0 | 0 | 0 | 0
WT_off | 0 | 0 | 0 | 0 | 0 | 0
PseudoUnit | 0 | 0 | 0 | 0 | 0 | 0
FixedInterchange | 0.01 | 0.01 | 0.01 | 0.01 | 0.01 | 0.01
Total Fuel Consumption by Reporting Type: All
ReportingType | 2015 | 2020 | 2025 | 2030 | 2035 | 2040
BM | 64.45 | 1279.98 | 1847.67 | 2607.08 | 2792.72 | 2874.82
CC | 7576.83 | 7780.63 | 6802.11 | 6286.47 | 8077.66 | 8962.02
CSP | 0 | 0 | 0 | 0 | 0 | 0
CT | 14.79 | 19.77 | 22.78 | 13.47 | 48.59 | 64.13
Coal | 18449.15 | 16542.3 | 16569.08 | 16141.7 | 17225.52 | 18958.19
Geo | 0.02 | 0.04 | 0.07 | 0.07 | 0.07 | 0.07
H | 0 | 0.01 | 0.02 | 0.04 | 0.04 | 0.04
LFG | 20.69 | 230.83 | 468.63 | 546.48 | 546.54 | 546.54
Nuc | 9611.91 | 9929.34 | 9929.34 | 9808.23 | 7627.79 | 6006.6
PS | 0 | 0 | 0 | 0 | 0 | 0
PV | 0 | 0.01 | 0.01 | 0.01 | 0.01 | 0.01
PeakG | 37.05 | 51.73 | 55.64 | 39.55 | 71.21 | 57.04
PeakO | 0 | 0 | 0 | 0 | 0 | 0
ST | 0 | 0.01 | 0.01 | 0.01 | 0.01 | 0.01
STOG | 182.75 | 199.22 | 186.94 | 152.57 | 192.97 | 186.24
STWD | 251.33 | 257.57 | 240.79 | 262.19 | 263.04 | 268.84
WT | 0.18 | 0.32 | 0.47 | 0.62 | 0.63 | 0.65
IGCC | 40.45 | 40.45 | 40.45 | 40.45 | 40.45 | 40.45
DemandResponse | 0 | 0 | 0 | 0 | 0 | 0
IGCC-CCS | 0 | 0 | 0 | 0 | 0 | 0
WT_off | 0 | 0 | 0.06 | 0.13 | 0.14 | 0.16
PseudoUnit | 0 | 0 | 0 | 0 | 0 | 0
FixedInterchange | 0.04 | 0.04 | 0.04 | 0.04 | 0.04 | 0.04
Total Fuel Consumption by Reporting Type: EI_US
ReportingType | 2015 | 2020 | 2025 | 2030 | 2035 | 2040
BM | 63.87 | 1277.4 | 1845.81 | 2427.34 | 2606.98 | 2677.78
CC | 4718.15 | 4802.85 | 4080.48 | 3370.01 | 4776.25 | 5584.15
CSP | 0 | 0 | 0 | 0 | 0 | 0
CT | 14.79 | 19.77 | 21.22 | 11.91 | 48.51 | 63.52
Coal | 14351.08 | 12383.49 | 12345.26 | 11916.42 | 12885.93 | 13909.86
Geo | 0 | 0 | 0 | 0 | 0 | 0
H | 0 | 0.01 | 0.01 | 0.01 | 0.01 | 0.01
LFG | 15.24 | 169.28 | 275.66 | 346.39 | 346.39 | 346.39
Nuc | 7357.09 | 7674.53 | 7674.53 | 7553.42 | 5457.23 | 3961.98
PS | 0 | 0 | 0 | 0 | 0 | 0
PV | 0 | 0 | 0.01 | 0.01 | 0.01 | 0.01
PeakG | 37 | 51.46 | 53.5 | 34.83 | 66.71 | 56.56
PeakO | 0 | 0 | 0 | 0 | 0 | 0
ST | 0 | 0 | 0 | 0 | 0 | 0
STOG | 124.07 | 135.71 | 124.62 | 96.04 | 133.63 | 133.02
STWD | 202.52 | 207.8 | 178.13 | 182.18 | 183.03 | 188.84
WT | 0.11 | 0.22 | 0.32 | 0.45 | 0.46 | 0.47
IGCC | 40.45 | 40.45 | 40.45 | 40.45 | 40.45 | 40.45
DemandResponse | 0 | 0 | 0 | 0 | 0 | 0
IGCC-CCS | 0 | 0 | 0 | 0 | 0 | 0
WT_off | 0 | 0 | 0.06 | 0.13 | 0.14 | 0.16
PseudoUnit | 0 | 0 | 0 | 0 | 0 | 0
FixedInterchange | 0.03 | 0.03 | 0.03 | 0.03 | 0.03 | 0.03
Total Fuel Consumption by Reporting Type: EI_Canada
ReportingType | 2015 | 2020 | 2025 | 2030 | 2035 | 2040
BM | 0 | 0 | 0 | 0 | 0 | 0
CC | 34.88 | 31.72 | 14.8 | 6.66 | 49.46 | 146.04
CSP | 0 | 0 | 0 | 0 | 0 | 0
CT | 0 | 0 | 0 | 0 | 0.09 | 0.6
Coal | 6.05 | 11.88 | 0 | 0 | 0 | 0
Geo | 0 | 0 | 0 | 0 | 0 | 0
H | 0 | 0 | 0.01 | 0.03 | 0.03 | 0.03
LFG | 1.56 | 1.56 | 1.56 | 1.56 | 1.61 | 1.61
Nuc | 1064.72 | 1064.72 | 1064.72 | 1064.72 | 980.48 | 854.53
PS | 0 | 0 | 0 | 0 | 0 | 0
PV | 0 | 0 | 0 | 0 | 0 | 0
PeakG | 0 | 0 | 0 | 0 | 0 | 0.05
PeakO | 0 | 0 | 0 | 0 | 0 | 0
ST | 0 | 0 | 0 | 0 | 0 | 0
STOG | 0 | 0 | 0 | 0 | 0 | 0
STWD | 0 | 0 | 0 | 0 | 0 | 0
WT | 0.01 | 0.01 | 0.01 | 0.01 | 0 | 0
IGCC | 0 | 0 | 0 | 0 | 0 | 0
DemandResponse | 0 | 0 | 0 | 0 | 0 | 0
IGCC-CCS | 0 | 0 | 0 | 0 | 0 | 0
WT_off | 0 | 0 | 0 | 0 | 0 | 0
PseudoUnit | 0 | 0 | 0 | 0 | 0 | 0
FixedInterchange | 0 | 0 | 0 | 0 | 0 | 0
Total Fuel Consumption by Reporting Type: EI
ReportingType | 2015 | 2020 | 2025 | 2030 | 2035 | 2040
BM | 63.87 | 1277.4 | 1845.81 | 2427.34 | 2606.98 | 2677.78
CC | 4753.03 | 4834.57 | 4095.28 | 3376.66 | 4825.71 | 5730.18
CSP | 0 | 0 | 0 | 0 | 0 | 0
CT | 14.79 | 19.77 | 21.22 | 11.91 | 48.59 | 64.13
Coal | 14357.13 | 12395.37 | 12345.26 | 11916.42 | 12885.93 | 13909.86
Geo | 0 | 0 | 0 | 0 | 0 | 0
H | 0 | 0.01 | 0.02 | 0.04 | 0.04 | 0.04
LFG | 16.8 | 170.84 | 277.22 | 347.95 | 348.01 | 348.01
Nuc | 8421.82 | 8739.25 | 8739.25 | 8618.15 | 6437.71 | 4816.51
PS | 0 | 0 | 0 | 0 | 0 | 0
PV | 0 | 0 | 0.01 | 0.01 | 0.01 | 0.01
PeakG | 37 | 51.46 | 53.5 | 34.83 | 66.71 | 56.61
PeakO | 0 | 0 | 0 | 0 | 0 | 0
ST | 0 | 0 | 0 | 0 | 0 | 0
STOG | 124.07 | 135.71 | 124.62 | 96.04 | 133.63 | 133.02
STWD | 202.52 | 207.8 | 178.13 | 182.18 | 183.03 | 188.84
WT | 0.12 | 0.23 | 0.33 | 0.46 | 0.47 | 0.48
IGCC | 40.45 | 40.45 | 40.45 | 40.45 | 40.45 | 40.45
DemandResponse | 0 | 0 | 0 | 0 | 0 | 0
IGCC-CCS | 0 | 0 | 0 | 0 | 0 | 0
WT_off | 0 | 0 | 0.06 | 0.13 | 0.14 | 0.16
PseudoUnit | 0 | 0 | 0 | 0 | 0 | 0
FixedInterchange | 0.04 | 0.04 | 0.04 | 0.04 | 0.04 | 0.04
Total Fuel Consumption by Reporting Type: Outside_EI
ReportingType | 2015 | 2020 | 2025 | 2030 | 2035 | 2040
BM | 0.58 | 2.59 | 1.86 | 179.74 | 185.74 | 197.05
CC | 2823.8 | 2946.05 | 2706.83 | 2909.81 | 3251.95 | 3231.84
CSP | 0 | 0 | 0 | 0 | 0 | 0
CT | 0 | 0 | 1.56 | 1.56 | 0 | 0
Coal | 4092.03 | 4146.93 | 4223.82 | 4225.29 | 4339.6 | 5048.33
Geo | 0.02 | 0.04 | 0.07 | 0.07 | 0.07 | 0.07
H | 0 | 0 | 0 | 0 | 0 | 0
LFG | 3.89 | 60 | 191.41 | 198.53 | 198.53 | 198.53
Nuc | 1190.09 | 1190.09 | 1190.09 | 1190.09 | 1190.09 | 1190.09
PS | 0 | 0 | 0 | 0 | 0 | 0
PV | 0 | 0 | 0 | 0 | 0 | 0
PeakG | 0.04 | 0.27 | 2.14 | 4.72 | 4.5 | 0.43
PeakO | 0 | 0 | 0 | 0 | 0 | 0
ST | 0 | 0.01 | 0.01 | 0.01 | 0.01 | 0.01
STOG | 58.68 | 63.52 | 62.32 | 56.53 | 59.34 | 53.22
STWD | 48.8 | 49.77 | 62.66 | 80.01 | 80.01 | 80
WT | 0.06 | 0.09 | 0.14 | 0.16 | 0.17 | 0.17
IGCC | 0 | 0 | 0 | 0 | 0 | 0
DemandResponse | 0 | 0 | 0 | 0 | 0 | 0
IGCC-CCS | 0 | 0 | 0 | 0 | 0 | 0
WT_off | 0 | 0 | 0 | 0 | 0 | 0
PseudoUnit | 0 | 0 | 0 | 0 | 0 | 0
FixedInterchange | 0 | 0 | 0 | 0 | 0 | 0
#5 | Annual Emmission Levels
SO2 Emissions (MMshortTons): Entergy
ReportingType | 2015 | 2020 | 2025 | 2030 | 2035 | 2040
BM | 0 | 0 | 0 | 0 | 0 | 0
CC | 0 | 0 | 0 | 0 | 0 | 0
CSP | 0 | 0 | 0 | 0 | 0 | 0
CT | 0 | 0 | 0 | 0 | 0 | 0
Coal | 0.38 | 0.1 | 0.14 | 0.16 | 0.25 | 0.25
Geo | 0 | 0 | 0 | 0 | 0 | 0
H | 0 | 0 | 0 | 0 | 0 | 0
LFG | 0 | 0 | 0 | 0 | 0 | 0
Nuc | 0 | 0 | 0 | 0 | 0 | 0
PS | 0 | 0 | 0 | 0 | 0 | 0
PV | 0 | 0 | 0 | 0 | 0 | 0
PeakG | 0 | 0 | 0 | 0 | 0 | 0
PeakO | 0 | 0 | 0 | 0 | 0 | 0
ST | 0 | 0 | 0 | 0 | 0 | 0
STOG | 0 | 0 | 0 | 0 | 0 | 0
STWD | 0 | 0 | 0 | 0 | 0 | 0
WT | 0 | 0 | 0 | 0 | 0 | 0
IGCC | 0 | 0 | 0 | 0 | 0 | 0
DemandResponse | 0 | 0 | 0 | 0 | 0 | 0
IGCC-CCS | 0 | 0 | 0 | 0 | 0 | 0
WT_off | 0 | 0 | 0 | 0 | 0 | 0
PseudoUnit | 0 | 0 | 0 | 0 | 0 | 0
FixedInterchange | 0 | 0 | 0 | 0 | 0 | 0
SO2 Emissions (MMshortTons): FRCC
ReportingType | 2015 | 2020 | 2025 | 2030 | 2035 | 2040
BM | 0 | 0 | 0 | 0 | 0 | 0
CC | 0 | 0 | 0 | 0 | 0 | 0
CSP | 0 | 0 | 0 | 0 | 0 | 0
CT | 0 | 0 | 0 | 0 | 0 | 0
Coal | 0.07 | 0.03 | 0.03 | 0.03 | 0.04 | 0.04
Geo | 0 | 0 | 0 | 0 | 0 | 0
H | 0 | 0 | 0 | 0 | 0 | 0
LFG | 0 | 0 | 0 | 0 | 0 | 0
Nuc | 0 | 0 | 0 | 0 | 0 | 0
PS | 0 | 0 | 0 | 0 | 0 | 0
PV | 0 | 0 | 0 | 0 | 0 | 0
PeakG | 0 | 0 | 0 | 0 | 0 | 0
PeakO | 0 | 0 | 0 | 0 | 0 | 0
ST | 0 | 0 | 0 | 0 | 0 | 0
STOG | 0 | 0 | 0 | 0 | 0 | 0
STWD | 0 | 0 | 0 | 0 | 0 | 0
WT | 0 | 0 | 0 | 0 | 0 | 0
IGCC | 0 | 0 | 0 | 0 | 0 | 0
DemandResponse | 0 | 0 | 0 | 0 | 0 | 0
IGCC-CCS | 0 | 0 | 0 | 0 | 0 | 0
WT_off | 0 | 0 | 0 | 0 | 0 | 0
PseudoUnit | 0 | 0 | 0 | 0 | 0 | 0
FixedInterchange | 0 | 0 | 0 | 0 | 0 | 0
SO2 Emissions (MMshortTons): MAPP_US
ReportingType | 2015 | 2020 | 2025 | 2030 | 2035 | 2040
BM | 0 | 0 | 0 | 0 | 0 | 0
CC | 0 | 0 | 0 | 0 | 0 | 0
CSP | 0 | 0 | 0 | 0 | 0 | 0
CT | 0 | 0 | 0 | 0 | 0 | 0
Coal | 0.04 | 0.01 | 0.01 | 0.01 | 0.01 | 0.01
Geo | 0 | 0 | 0 | 0 | 0 | 0
H | 0 | 0 | 0 | 0 | 0 | 0
LFG | 0 | 0 | 0 | 0 | 0 | 0
Nuc | 0 | 0 | 0 | 0 | 0 | 0
PS | 0 | 0 | 0 | 0 | 0 | 0
PV | 0 | 0 | 0 | 0 | 0 | 0
PeakG | 0 | 0 | 0 | 0 | 0 | 0
PeakO | 0 | 0 | 0 | 0 | 0 | 0
ST | 0 | 0 | 0 | 0 | 0 | 0
STOG | 0 | 0 | 0 | 0 | 0 | 0
STWD | 0 | 0 | 0 | 0 | 0 | 0
WT | 0 | 0 | 0 | 0 | 0 | 0
IGCC | 0 | 0 | 0 | 0 | 0 | 0
DemandResponse | 0 | 0 | 0 | 0 | 0 | 0
IGCC-CCS | 0 | 0 | 0 | 0 | 0 | 0
WT_off | 0 | 0 | 0 | 0 | 0 | 0
PseudoUnit | 0 | 0 | 0 | 0 | 0 | 0
FixedInterchange | 0 | 0 | 0 | 0 | 0 | 0
SO2 Emissions (MMshortTons): MISO_IN
ReportingType | 2015 | 2020 | 2025 | 2030 | 2035 | 2040
BM | 0 | 0 | 0 | 0 | 0 | 0
CC | 0 | 0 | 0 | 0 | 0 | 0
CSP | 0 | 0 | 0 | 0 | 0 | 0
CT | 0 | 0 | 0 | 0 | 0 | 0
Coal | 0.26 | 0.14 | 0.15 | 0.14 | 0.16 | 0.17
Geo | 0 | 0 | 0 | 0 | 0 | 0
H | 0 | 0 | 0 | 0 | 0 | 0
LFG | 0 | 0 | 0 | 0 | 0 | 0
Nuc | 0 | 0 | 0 | 0 | 0 | 0
PS | 0 | 0 | 0 | 0 | 0 | 0
PV | 0 | 0 | 0 | 0 | 0 | 0
PeakG | 0 | 0 | 0 | 0 | 0 | 0
PeakO | 0 | 0 | 0 | 0 | 0 | 0
ST | 0 | 0 | 0 | 0 | 0 | 0
STOG | 0 | 0 | 0 | 0 | 0 | 0
STWD | 0 | 0 | 0 | 0 | 0 | 0
WT | 0 | 0 | 0 | 0 | 0 | 0
IGCC | 0 | 0 | 0 | 0 | 0 | 0
DemandResponse | 0 | 0 | 0 | 0 | 0 | 0
IGCC-CCS | 0 | 0 | 0 | 0 | 0 | 0
WT_off | 0 | 0 | 0 | 0 | 0 | 0
PseudoUnit | 0 | 0 | 0 | 0 | 0 | 0
FixedInterchange | 0 | 0 | 0 | 0 | 0 | 0
SO2 Emissions (MMshortTons): MISO_MI
ReportingType | 2015 | 2020 | 2025 | 2030 | 2035 | 2040
BM | 0 | 0 | 0 | 0 | 0 | 0
CC | 0 | 0 | 0 | 0 | 0 | 0
CSP | 0 | 0 | 0 | 0 | 0 | 0
CT | 0 | 0 | 0 | 0 | 0 | 0
Coal | 0.26 | 0.03 | 0.03 | 0.03 | 0.06 | 0.06
Geo | 0 | 0 | 0 | 0 | 0 | 0
H | 0 | 0 | 0 | 0 | 0 | 0
LFG | 0 | 0 | 0 | 0 | 0 | 0
Nuc | 0 | 0 | 0 | 0 | 0 | 0
PS | 0 | 0 | 0 | 0 | 0 | 0
PV | 0 | 0 | 0 | 0 | 0 | 0
PeakG | 0 | 0 | 0 | 0 | 0 | 0
PeakO | 0 | 0 | 0 | 0 | 0 | 0
ST | 0 | 0 | 0 | 0 | 0 | 0
STOG | 0 | 0 | 0 | 0 | 0 | 0
STWD | 0 | 0 | 0 | 0 | 0 | 0
WT | 0 | 0 | 0 | 0 | 0 | 0
IGCC | 0 | 0 | 0 | 0 | 0 | 0
DemandResponse | 0 | 0 | 0 | 0 | 0 | 0
IGCC-CCS | 0 | 0 | 0 | 0 | 0 | 0
WT_off | 0 | 0 | 0 | 0 | 0 | 0
PseudoUnit | 0 | 0 | 0 | 0 | 0 | 0
FixedInterchange | 0 | 0 | 0 | 0 | 0 | 0
SO2 Emissions (MMshortTons): MISO_MO-IL
ReportingType | 2015 | 2020 | 2025 | 2030 | 2035 | 2040
BM | 0 | 0 | 0 | 0 | 0 | 0
CC | 0 | 0 | 0 | 0 | 0 | 0
CSP | 0 | 0 | 0 | 0 | 0 | 0
CT | 0 | 0 | 0 | 0 | 0 | 0
Coal | 0.48 | 0.15 | 0.21 | 0.18 | 0.28 | 0.28
Geo | 0 | 0 | 0 | 0 | 0 | 0
H | 0 | 0 | 0 | 0 | 0 | 0
LFG | 0 | 0 | 0 | 0 | 0 | 0
Nuc | 0 | 0 | 0 | 0 | 0 | 0
PS | 0 | 0 | 0 | 0 | 0 | 0
PV | 0 | 0 | 0 | 0 | 0 | 0
PeakG | 0 | 0 | 0 | 0 | 0 | 0
PeakO | 0 | 0 | 0 | 0 | 0 | 0
ST | 0 | 0 | 0 | 0 | 0 | 0
STOG | 0 | 0 | 0 | 0 | 0 | 0
STWD | 0 | 0 | 0 | 0 | 0 | 0
WT | 0 | 0 | 0 | 0 | 0 | 0
IGCC | 0 | 0 | 0 | 0 | 0 | 0
DemandResponse | 0 | 0 | 0 | 0 | 0 | 0
IGCC-CCS | 0 | 0 | 0 | 0 | 0 | 0
WT_off | 0 | 0 | 0 | 0 | 0 | 0
PseudoUnit | 0 | 0 | 0 | 0 | 0 | 0
FixedInterchange | 0 | 0 | 0 | 0 | 0 | 0
SO2 Emissions (MMshortTons): MISO_W
ReportingType | 2015 | 2020 | 2025 | 2030 | 2035 | 2040
BM | 0 | 0 | 0 | 0 | 0 | 0
CC | 0 | 0 | 0 | 0 | 0 | 0
CSP | 0 | 0 | 0 | 0 | 0 | 0
CT | 0 | 0 | 0 | 0 | 0 | 0
Coal | 0.23 | 0.06 | 0.06 | 0.05 | 0.06 | 0.06
Geo | 0 | 0 | 0 | 0 | 0 | 0
H | 0 | 0 | 0 | 0 | 0 | 0
LFG | 0 | 0 | 0 | 0 | 0 | 0
Nuc | 0 | 0 | 0 | 0 | 0 | 0
PS | 0 | 0 | 0 | 0 | 0 | 0
PV | 0 | 0 | 0 | 0 | 0 | 0
PeakG | 0 | 0 | 0 | 0 | 0 | 0
PeakO | 0 | 0 | 0 | 0 | 0 | 0
ST | 0 | 0 | 0 | 0 | 0 | 0
STOG | 0 | 0 | 0 | 0 | 0 | 0
STWD | 0 | 0 | 0 | 0 | 0 | 0
WT | 0 | 0 | 0 | 0 | 0 | 0
IGCC | 0 | 0 | 0 | 0 | 0 | 0
DemandResponse | 0 | 0 | 0 | 0 | 0 | 0
IGCC-CCS | 0 | 0 | 0 | 0 | 0 | 0
WT_off | 0 | 0 | 0 | 0 | 0 | 0
PseudoUnit | 0 | 0 | 0 | 0 | 0 | 0
FixedInterchange | 0 | 0 | 0 | 0 | 0 | 0
SO2 Emissions (MMshortTons): MISO_WUMS
ReportingType | 2015 | 2020 | 2025 | 2030 | 2035 | 2040
BM | 0 | 0 | 0 | 0 | 0 | 0
CC | 0 | 0 | 0 | 0 | 0 | 0
CSP | 0 | 0 | 0 | 0 | 0 | 0
CT | 0 | 0 | 0 | 0 | 0 | 0
Coal | 0.03 | 0.01 | 0.01 | 0.01 | 0.01 | 0.01
Geo | 0 | 0 | 0 | 0 | 0 | 0
H | 0 | 0 | 0 | 0 | 0 | 0
LFG | 0 | 0 | 0 | 0 | 0 | 0
Nuc | 0 | 0 | 0 | 0 | 0 | 0
PS | 0 | 0 | 0 | 0 | 0 | 0
PV | 0 | 0 | 0 | 0 | 0 | 0
PeakG | 0 | 0 | 0 | 0 | 0 | 0
PeakO | 0 | 0 | 0 | 0 | 0 | 0
ST | 0 | 0 | 0 | 0 | 0 | 0
STOG | 0 | 0 | 0 | 0 | 0 | 0
STWD | 0 | 0 | 0 | 0 | 0 | 0
WT | 0 | 0 | 0 | 0 | 0 | 0
IGCC | 0 | 0 | 0 | 0 | 0 | 0
DemandResponse | 0 | 0 | 0 | 0 | 0 | 0
IGCC-CCS | 0 | 0 | 0 | 0 | 0 | 0
WT_off | 0 | 0 | 0 | 0 | 0 | 0
PseudoUnit | 0 | 0 | 0 | 0 | 0 | 0
FixedInterchange | 0 | 0 | 0 | 0 | 0 | 0
SO2 Emissions (MMshortTons): Nebraska
ReportingType | 2015 | 2020 | 2025 | 2030 | 2035 | 2040
BM | 0 | 0 | 0 | 0 | 0 | 0
CC | 0 | 0 | 0 | 0 | 0 | 0
CSP | 0 | 0 | 0 | 0 | 0 | 0
CT | 0 | 0 | 0 | 0 | 0 | 0
Coal | 0.1 | 0.02 | 0.02 | 0.02 | 0.02 | 0.02
Geo | 0 | 0 | 0 | 0 | 0 | 0
H | 0 | 0 | 0 | 0 | 0 | 0
LFG | 0 | 0 | 0 | 0 | 0 | 0
Nuc | 0 | 0 | 0 | 0 | 0 | 0
PS | 0 | 0 | 0 | 0 | 0 | 0
PV | 0 | 0 | 0 | 0 | 0 | 0
PeakG | 0 | 0 | 0 | 0 | 0 | 0
PeakO | 0 | 0 | 0 | 0 | 0 | 0
ST | 0 | 0 | 0 | 0 | 0 | 0
STOG | 0 | 0 | 0 | 0 | 0 | 0
STWD | 0 | 0 | 0 | 0 | 0 | 0
WT | 0 | 0 | 0 | 0 | 0 | 0
IGCC | 0 | 0 | 0 | 0 | 0 | 0
DemandResponse | 0 | 0 | 0 | 0 | 0 | 0
IGCC-CCS | 0 | 0 | 0 | 0 | 0 | 0
WT_off | 0 | 0 | 0 | 0 | 0 | 0
PseudoUnit | 0 | 0 | 0 | 0 | 0 | 0
FixedInterchange | 0 | 0 | 0 | 0 | 0 | 0
SO2 Emissions (MMshortTons): NEISO
ReportingType | 2015 | 2020 | 2025 | 2030 | 2035 | 2040
BM | 0 | 0 | 0 | 0 | 0 | 0
CC | 0 | 0 | 0 | 0 | 0 | 0
CSP | 0 | 0 | 0 | 0 | 0 | 0
CT | 0 | 0 | 0 | 0 | 0 | 0
Coal | 0 | 0 | 0 | 0 | 0 | 0
Geo | 0 | 0 | 0 | 0 | 0 | 0
H | 0 | 0 | 0 | 0 | 0 | 0
LFG | 0 | 0 | 0 | 0 | 0 | 0
Nuc | 0 | 0 | 0 | 0 | 0 | 0
PS | 0 | 0 | 0 | 0 | 0 | 0
PV | 0 | 0 | 0 | 0 | 0 | 0
PeakG | 0 | 0 | 0 | 0 | 0 | 0
PeakO | 0 | 0 | 0 | 0 | 0 | 0
ST | 0 | 0 | 0 | 0 | 0 | 0
STOG | 0 | 0 | 0 | 0 | 0 | 0
STWD | 0 | 0 | 0 | 0 | 0 | 0
WT | 0 | 0 | 0 | 0 | 0 | 0
IGCC | 0 | 0 | 0 | 0 | 0 | 0
DemandResponse | 0 | 0 | 0 | 0 | 0 | 0
IGCC-CCS | 0 | 0 | 0 | 0 | 0 | 0
WT_off | 0 | 0 | 0 | 0 | 0 | 0
PseudoUnit | 0 | 0 | 0 | 0 | 0 | 0
FixedInterchange | 0 | 0 | 0 | 0 | 0 | 0
SO2 Emissions (MMshortTons): NonRTO_Midwest
ReportingType | 2015 | 2020 | 2025 | 2030 | 2035 | 2040
BM | 0 | 0 | 0 | 0 | 0 | 0
CC | 0 | 0 | 0 | 0 | 0 | 0
CSP | 0 | 0 | 0 | 0 | 0 | 0
CT | 0 | 0 | 0 | 0 | 0 | 0
Coal | 0.13 | 0.08 | 0.09 | 0.09 | 0.1 | 0.11
Geo | 0 | 0 | 0 | 0 | 0 | 0
H | 0 | 0 | 0 | 0 | 0 | 0
LFG | 0 | 0 | 0 | 0 | 0 | 0
Nuc | 0 | 0 | 0 | 0 | 0 | 0
PS | 0 | 0 | 0 | 0 | 0 | 0
PV | 0 | 0 | 0 | 0 | 0 | 0
PeakG | 0 | 0 | 0 | 0 | 0 | 0
PeakO | 0 | 0 | 0 | 0 | 0 | 0
ST | 0 | 0 | 0 | 0 | 0 | 0
STOG | 0 | 0 | 0 | 0 | 0 | 0
STWD | 0 | 0 | 0 | 0 | 0 | 0
WT | 0 | 0 | 0 | 0 | 0 | 0
IGCC | 0 | 0 | 0 | 0 | 0 | 0
DemandResponse | 0 | 0 | 0 | 0 | 0 | 0
IGCC-CCS | 0 | 0 | 0 | 0 | 0 | 0
WT_off | 0 | 0 | 0 | 0 | 0 | 0
PseudoUnit | 0 | 0 | 0 | 0 | 0 | 0
FixedInterchange | 0 | 0 | 0 | 0 | 0 | 0
SO2 Emissions (MMshortTons): NYISO_A-F
ReportingType | 2015 | 2020 | 2025 | 2030 | 2035 | 2040
BM | 0 | 0 | 0 | 0 | 0 | 0
CC | 0 | 0 | 0 | 0 | 0 | 0
CSP | 0 | 0 | 0 | 0 | 0 | 0
CT | 0 | 0 | 0 | 0 | 0 | 0
Coal | 0 | 0 | 0 | 0 | 0 | 0
Geo | 0 | 0 | 0 | 0 | 0 | 0
H | 0 | 0 | 0 | 0 | 0 | 0
LFG | 0 | 0 | 0 | 0 | 0 | 0
Nuc | 0 | 0 | 0 | 0 | 0 | 0
PS | 0 | 0 | 0 | 0 | 0 | 0
PV | 0 | 0 | 0 | 0 | 0 | 0
PeakG | 0 | 0 | 0 | 0 | 0 | 0
PeakO | 0 | 0 | 0 | 0 | 0 | 0
ST | 0 | 0 | 0 | 0 | 0 | 0
STOG | 0 | 0 | 0 | 0 | 0 | 0
STWD | 0 | 0 | 0 | 0 | 0 | 0
WT | 0 | 0 | 0 | 0 | 0 | 0
IGCC | 0 | 0 | 0 | 0 | 0 | 0
DemandResponse | 0 | 0 | 0 | 0 | 0 | 0
IGCC-CCS | 0 | 0 | 0 | 0 | 0 | 0
WT_off | 0 | 0 | 0 | 0 | 0 | 0
PseudoUnit | 0 | 0 | 0 | 0 | 0 | 0
FixedInterchange | 0 | 0 | 0 | 0 | 0 | 0
SO2 Emissions (MMshortTons): NYISO_G-I
ReportingType | 2015 | 2020 | 2025 | 2030 | 2035 | 2040
BM | 0 | 0 | 0 | 0 | 0 | 0
CC | 0 | 0 | 0 | 0 | 0 | 0
CSP | 0 | 0 | 0 | 0 | 0 | 0
CT | 0 | 0 | 0 | 0 | 0 | 0
Coal | 0 | 0 | 0 | 0 | 0 | 0
Geo | 0 | 0 | 0 | 0 | 0 | 0
H | 0 | 0 | 0 | 0 | 0 | 0
LFG | 0 | 0 | 0 | 0 | 0 | 0
Nuc | 0 | 0 | 0 | 0 | 0 | 0
PS | 0 | 0 | 0 | 0 | 0 | 0
PV | 0 | 0 | 0 | 0 | 0 | 0
PeakG | 0 | 0 | 0 | 0 | 0 | 0
PeakO | 0 | 0 | 0 | 0 | 0 | 0
ST | 0 | 0 | 0 | 0 | 0 | 0
STOG | 0 | 0 | 0 | 0 | 0 | 0
STWD | 0 | 0 | 0 | 0 | 0 | 0
WT | 0 | 0 | 0 | 0 | 0 | 0
IGCC | 0 | 0 | 0 | 0 | 0 | 0
DemandResponse | 0 | 0 | 0 | 0 | 0 | 0
IGCC-CCS | 0 | 0 | 0 | 0 | 0 | 0
WT_off | 0 | 0 | 0 | 0 | 0 | 0
PseudoUnit | 0 | 0 | 0 | 0 | 0 | 0
FixedInterchange | 0 | 0 | 0 | 0 | 0 | 0
SO2 Emissions (MMshortTons): NYISO_J-K
ReportingType | 2015 | 2020 | 2025 | 2030 | 2035 | 2040
BM | 0 | 0 | 0 | 0 | 0 | 0
CC | 0 | 0 | 0 | 0 | 0 | 0
CSP | 0 | 0 | 0 | 0 | 0 | 0
CT | 0 | 0 | 0 | 0 | 0 | 0
Coal | 0 | 0 | 0 | 0 | 0 | 0
Geo | 0 | 0 | 0 | 0 | 0 | 0
H | 0 | 0 | 0 | 0 | 0 | 0
LFG | 0 | 0 | 0 | 0 | 0 | 0
Nuc | 0 | 0 | 0 | 0 | 0 | 0
PS | 0 | 0 | 0 | 0 | 0 | 0
PV | 0 | 0 | 0 | 0 | 0 | 0
PeakG | 0 | 0 | 0 | 0 | 0 | 0
PeakO | 0 | 0 | 0 | 0 | 0 | 0
ST | 0 | 0 | 0 | 0 | 0 | 0
STOG | 0 | 0 | 0 | 0 | 0 | 0
STWD | 0 | 0 | 0 | 0 | 0 | 0
WT | 0 | 0 | 0 | 0 | 0 | 0
IGCC | 0 | 0 | 0 | 0 | 0 | 0
DemandResponse | 0 | 0 | 0 | 0 | 0 | 0
IGCC-CCS | 0 | 0 | 0 | 0 | 0 | 0
WT_off | 0 | 0 | 0 | 0 | 0 | 0
PseudoUnit | 0 | 0 | 0 | 0 | 0 | 0
FixedInterchange | 0 | 0 | 0 | 0 | 0 | 0
SO2 Emissions (MMshortTons): PJM_E
ReportingType | 2015 | 2020 | 2025 | 2030 | 2035 | 2040
BM | 0 | 0 | 0 | 0 | 0 | 0
CC | 0 | 0 | 0 | 0 | 0 | 0
CSP | 0 | 0 | 0 | 0 | 0 | 0
CT | 0 | 0 | 0 | 0 | 0 | 0
Coal | 0 | 0 | 0 | 0 | 0 | 0
Geo | 0 | 0 | 0 | 0 | 0 | 0
H | 0 | 0 | 0 | 0 | 0 | 0
LFG | 0 | 0 | 0 | 0 | 0 | 0
Nuc | 0 | 0 | 0 | 0 | 0 | 0
PS | 0 | 0 | 0 | 0 | 0 | 0
PV | 0 | 0 | 0 | 0 | 0 | 0
PeakG | 0 | 0 | 0 | 0 | 0 | 0
PeakO | 0 | 0 | 0 | 0 | 0 | 0
ST | 0 | 0 | 0 | 0 | 0 | 0
STOG | 0 | 0 | 0 | 0 | 0 | 0
STWD | 0 | 0 | 0 | 0 | 0 | 0
WT | 0 | 0 | 0 | 0 | 0 | 0
IGCC | 0 | 0 | 0 | 0 | 0 | 0
DemandResponse | 0 | 0 | 0 | 0 | 0 | 0
IGCC-CCS | 0 | 0 | 0 | 0 | 0 | 0
WT_off | 0 | 0 | 0 | 0 | 0 | 0
PseudoUnit | 0 | 0 | 0 | 0 | 0 | 0
FixedInterchange | 0 | 0 | 0 | 0 | 0 | 0
SO2 Emissions (MMshortTons): PJM_ROM
ReportingType | 2015 | 2020 | 2025 | 2030 | 2035 | 2040
BM | 0 | 0 | 0 | 0 | 0 | 0
CC | 0 | 0 | 0 | 0 | 0 | 0
CSP | 0 | 0 | 0 | 0 | 0 | 0
CT | 0 | 0 | 0 | 0 | 0 | 0
Coal | 0.14 | 0.04 | 0.04 | 0.04 | 0.05 | 0.05
Geo | 0 | 0 | 0 | 0 | 0 | 0
H | 0 | 0 | 0 | 0 | 0 | 0
LFG | 0 | 0 | 0 | 0 | 0 | 0
Nuc | 0 | 0 | 0 | 0 | 0 | 0
PS | 0 | 0 | 0 | 0 | 0 | 0
PV | 0 | 0 | 0 | 0 | 0 | 0
PeakG | 0 | 0 | 0 | 0 | 0 | 0
PeakO | 0 | 0 | 0 | 0 | 0 | 0
ST | 0 | 0 | 0 | 0 | 0 | 0
STOG | 0 | 0 | 0 | 0 | 0 | 0
STWD | 0 | 0 | 0 | 0 | 0 | 0
WT | 0 | 0 | 0 | 0 | 0 | 0
IGCC | 0 | 0 | 0 | 0 | 0 | 0
DemandResponse | 0 | 0 | 0 | 0 | 0 | 0
IGCC-CCS | 0 | 0 | 0 | 0 | 0 | 0
WT_off | 0 | 0 | 0 | 0 | 0 | 0
PseudoUnit | 0 | 0 | 0 | 0 | 0 | 0
FixedInterchange | 0 | 0 | 0 | 0 | 0 | 0
SO2 Emissions (MMshortTons): PJM_ROR
ReportingType | 2015 | 2020 | 2025 | 2030 | 2035 | 2040
BM | 0 | 0 | 0 | 0 | 0 | 0
CC | 0 | 0 | 0 | 0 | 0 | 0
CSP | 0 | 0 | 0 | 0 | 0 | 0
CT | 0 | 0 | 0 | 0 | 0 | 0
Coal | 1.38 | 0.23 | 0.24 | 0.25 | 0.25 | 0.25
Geo | 0 | 0 | 0 | 0 | 0 | 0
H | 0 | 0 | 0 | 0 | 0 | 0
LFG | 0 | 0 | 0 | 0 | 0 | 0
Nuc | 0 | 0 | 0 | 0 | 0 | 0
PS | 0 | 0 | 0 | 0 | 0 | 0
PV | 0 | 0 | 0 | 0 | 0 | 0
PeakG | 0 | 0 | 0 | 0 | 0 | 0
PeakO | 0 | 0 | 0 | 0 | 0 | 0
ST | 0 | 0 | 0 | 0 | 0 | 0
STOG | 0 | 0 | 0 | 0 | 0 | 0
STWD | 0 | 0 | 0 | 0 | 0 | 0
WT | 0 | 0 | 0 | 0 | 0 | 0
IGCC | 0 | 0 | 0 | 0 | 0 | 0
DemandResponse | 0 | 0 | 0 | 0 | 0 | 0
IGCC-CCS | 0 | 0 | 0 | 0 | 0 | 0
WT_off | 0 | 0 | 0 | 0 | 0 | 0
PseudoUnit | 0 | 0 | 0 | 0 | 0 | 0
FixedInterchange | 0 | 0 | 0 | 0 | 0 | 0
SO2 Emissions (MMshortTons): SOCO
ReportingType | 2015 | 2020 | 2025 | 2030 | 2035 | 2040
BM | 0 | 0 | 0 | 0 | 0 | 0
CC | 0 | 0 | 0 | 0 | 0 | 0
CSP | 0 | 0 | 0 | 0 | 0 | 0
CT | 0 | 0 | 0 | 0 | 0 | 0
Coal | 0.27 | 0.13 | 0.14 | 0.14 | 0.15 | 0.12
Geo | 0 | 0 | 0 | 0 | 0 | 0
H | 0 | 0 | 0 | 0 | 0 | 0
LFG | 0 | 0 | 0 | 0 | 0 | 0
Nuc | 0 | 0 | 0 | 0 | 0 | 0
PS | 0 | 0 | 0 | 0 | 0 | 0
PV | 0 | 0 | 0 | 0 | 0 | 0
PeakG | 0 | 0 | 0 | 0 | 0 | 0
PeakO | 0 | 0 | 0 | 0 | 0 | 0
ST | 0 | 0 | 0 | 0 | 0 | 0
STOG | 0 | 0 | 0 | 0 | 0 | 0
STWD | 0 | 0 | 0 | 0 | 0 | 0
WT | 0 | 0 | 0 | 0 | 0 | 0
IGCC | 0 | 0 | 0 | 0 | 0 | 0
DemandResponse | 0 | 0 | 0 | 0 | 0 | 0
IGCC-CCS | 0 | 0 | 0 | 0 | 0 | 0
WT_off | 0 | 0 | 0 | 0 | 0 | 0
PseudoUnit | 0 | 0 | 0 | 0 | 0 | 0
FixedInterchange | 0 | 0 | 0 | 0 | 0 | 0
SO2 Emissions (MMshortTons): SPP_N
ReportingType | 2015 | 2020 | 2025 | 2030 | 2035 | 2040
BM | 0 | 0 | 0 | 0 | 0 | 0
CC | 0 | 0 | 0 | 0 | 0 | 0
CSP | 0 | 0 | 0 | 0 | 0 | 0
CT | 0 | 0 | 0 | 0 | 0 | 0
Coal | 0.08 | 0.04 | 0.03 | 0.03 | 0.03 | 0.03
Geo | 0 | 0 | 0 | 0 | 0 | 0
H | 0 | 0 | 0 | 0 | 0 | 0
LFG | 0 | 0 | 0 | 0 | 0 | 0
Nuc | 0 | 0 | 0 | 0 | 0 | 0
PS | 0 | 0 | 0 | 0 | 0 | 0
PV | 0 | 0 | 0 | 0 | 0 | 0
PeakG | 0 | 0 | 0 | 0 | 0 | 0
PeakO | 0 | 0 | 0 | 0 | 0 | 0
ST | 0 | 0 | 0 | 0 | 0 | 0
STOG | 0 | 0 | 0 | 0 | 0 | 0
STWD | 0 | 0 | 0 | 0 | 0 | 0
WT | 0 | 0 | 0 | 0 | 0 | 0
IGCC | 0 | 0 | 0 | 0 | 0 | 0
DemandResponse | 0 | 0 | 0 | 0 | 0 | 0
IGCC-CCS | 0 | 0 | 0 | 0 | 0 | 0
WT_off | 0 | 0 | 0 | 0 | 0 | 0
PseudoUnit | 0 | 0 | 0 | 0 | 0 | 0
FixedInterchange | 0 | 0 | 0 | 0 | 0 | 0
SO2 Emissions (MMshortTons): SPP_S
ReportingType | 2015 | 2020 | 2025 | 2030 | 2035 | 2040
BM | 0 | 0 | 0 | 0 | 0 | 0
CC | 0 | 0 | 0 | 0 | 0 | 0
CSP | 0 | 0 | 0 | 0 | 0 | 0
CT | 0 | 0 | 0 | 0 | 0 | 0
Coal | 0.3 | 0.1 | 0.1 | 0.09 | 0.12 | 0.12
Geo | 0 | 0 | 0 | 0 | 0 | 0
H | 0 | 0 | 0 | 0 | 0 | 0
LFG | 0 | 0 | 0 | 0 | 0 | 0
Nuc | 0 | 0 | 0 | 0 | 0 | 0
PS | 0 | 0 | 0 | 0 | 0 | 0
PV | 0 | 0 | 0 | 0 | 0 | 0
PeakG | 0 | 0 | 0 | 0 | 0 | 0
PeakO | 0 | 0 | 0 | 0 | 0 | 0
ST | 0 | 0 | 0 | 0 | 0 | 0
STOG | 0 | 0 | 0 | 0 | 0 | 0
STWD | 0 | 0 | 0 | 0 | 0 | 0
WT | 0 | 0 | 0 | 0 | 0 | 0
IGCC | 0 | 0 | 0 | 0 | 0 | 0
DemandResponse | 0 | 0 | 0 | 0 | 0 | 0
IGCC-CCS | 0 | 0 | 0 | 0 | 0 | 0
WT_off | 0 | 0 | 0 | 0 | 0 | 0
PseudoUnit | 0 | 0 | 0 | 0 | 0 | 0
FixedInterchange | 0 | 0 | 0 | 0 | 0 | 0
SO2 Emissions (MMshortTons): TVA
ReportingType | 2015 | 2020 | 2025 | 2030 | 2035 | 2040
BM | 0 | 0 | 0 | 0 | 0 | 0
CC | 0 | 0 | 0 | 0 | 0 | 0
CSP | 0 | 0 | 0 | 0 | 0 | 0
CT | 0 | 0 | 0 | 0 | 0 | 0
Coal | 0.35 | 0.2 | 0.21 | 0.18 | 0.23 | 0.23
Geo | 0 | 0 | 0 | 0 | 0 | 0
H | 0 | 0 | 0 | 0 | 0 | 0
LFG | 0 | 0 | 0 | 0 | 0 | 0
Nuc | 0 | 0 | 0 | 0 | 0 | 0
PS | 0 | 0 | 0 | 0 | 0 | 0
PV | 0 | 0 | 0 | 0 | 0 | 0
PeakG | 0 | 0 | 0 | 0 | 0 | 0
PeakO | 0 | 0 | 0 | 0 | 0 | 0
ST | 0 | 0 | 0 | 0 | 0 | 0
STOG | 0 | 0 | 0 | 0 | 0 | 0
STWD | 0 | 0 | 0 | 0 | 0 | 0
WT | 0 | 0 | 0 | 0 | 0 | 0
IGCC | 0 | 0 | 0 | 0 | 0 | 0
DemandResponse | 0 | 0 | 0 | 0 | 0 | 0
IGCC-CCS | 0 | 0 | 0 | 0 | 0 | 0
WT_off | 0 | 0 | 0 | 0 | 0 | 0
PseudoUnit | 0 | 0 | 0 | 0 | 0 | 0
FixedInterchange | 0 | 0 | 0 | 0 | 0 | 0
SO2 Emissions (MMshortTons): TVA_Transmission
ReportingType | 2015 | 2020 | 2025 | 2030 | 2035 | 2040
BM | 0 | 0 | 0 | 0 | 0 | 0
CC | 0 | 0 | 0 | 0 | 0 | 0
CSP | 0 | 0 | 0 | 0 | 0 | 0
CT | 0 | 0 | 0 | 0 | 0 | 0
Coal | 0 | 0 | 0 | 0 | 0 | 0
Geo | 0 | 0 | 0 | 0 | 0 | 0
H | 0 | 0 | 0 | 0 | 0 | 0
LFG | 0 | 0 | 0 | 0 | 0 | 0
Nuc | 0 | 0 | 0 | 0 | 0 | 0
PS | 0 | 0 | 0 | 0 | 0 | 0
PV | 0 | 0 | 0 | 0 | 0 | 0
PeakG | 0 | 0 | 0 | 0 | 0 | 0
PeakO | 0 | 0 | 0 | 0 | 0 | 0
ST | 0 | 0 | 0 | 0 | 0 | 0
STOG | 0 | 0 | 0 | 0 | 0 | 0
STWD | 0 | 0 | 0 | 0 | 0 | 0
WT | 0 | 0 | 0 | 0 | 0 | 0
IGCC | 0 | 0 | 0 | 0 | 0 | 0
DemandResponse | 0 | 0 | 0 | 0 | 0 | 0
IGCC-CCS | 0 | 0 | 0 | 0 | 0 | 0
WT_off | 0 | 0 | 0 | 0 | 0 | 0
PseudoUnit | 0 | 0 | 0 | 0 | 0 | 0
FixedInterchange | 0 | 0 | 0 | 0 | 0 | 0
SO2 Emissions (MMshortTons): VACAR
ReportingType | 2015 | 2020 | 2025 | 2030 | 2035 | 2040
BM | 0 | 0 | 0 | 0 | 0 | 0
CC | 0 | 0 | 0 | 0 | 0 | 0
CSP | 0 | 0 | 0 | 0 | 0 | 0
CT | 0 | 0 | 0 | 0 | 0 | 0
Coal | 0.17 | 0.04 | 0.03 | 0.01 | 0.03 | 0.04
Geo | 0 | 0 | 0 | 0 | 0 | 0
H | 0 | 0 | 0 | 0 | 0 | 0
LFG | 0 | 0 | 0 | 0 | 0 | 0
Nuc | 0 | 0 | 0 | 0 | 0 | 0
PS | 0 | 0 | 0 | 0 | 0 | 0
PV | 0 | 0 | 0 | 0 | 0 | 0
PeakG | 0 | 0 | 0 | 0 | 0 | 0
PeakO | 0 | 0 | 0 | 0 | 0 | 0
ST | 0 | 0 | 0 | 0 | 0 | 0
STOG | 0 | 0 | 0 | 0 | 0 | 0
STWD | 0 | 0 | 0 | 0 | 0 | 0
WT | 0 | 0 | 0 | 0 | 0 | 0
IGCC | 0 | 0 | 0 | 0 | 0 | 0
DemandResponse | 0 | 0 | 0 | 0 | 0 | 0
IGCC-CCS | 0 | 0 | 0 | 0 | 0 | 0
WT_off | 0 | 0 | 0 | 0 | 0 | 0
PseudoUnit | 0 | 0 | 0 | 0 | 0 | 0
FixedInterchange | 0 | 0 | 0 | 0 | 0 | 0
SO2 Emissions (MMshortTons): IESO
ReportingType | 2015 | 2020 | 2025 | 2030 | 2035 | 2040
BM | 0 | 0 | 0 | 0 | 0 | 0
CC | 0 | 0 | 0 | 0 | 0 | 0
CSP | 0 | 0 | 0 | 0 | 0 | 0
CT | 0 | 0 | 0 | 0 | 0 | 0
Coal | 0 | 0 | 0 | 0 | 0 | 0
Geo | 0 | 0 | 0 | 0 | 0 | 0
H | 0 | 0 | 0 | 0 | 0 | 0
LFG | 0 | 0 | 0 | 0 | 0 | 0
Nuc | 0 | 0 | 0 | 0 | 0 | 0
PS | 0 | 0 | 0 | 0 | 0 | 0
PV | 0 | 0 | 0 | 0 | 0 | 0
PeakG | 0 | 0 | 0 | 0 | 0 | 0
PeakO | 0 | 0 | 0 | 0 | 0 | 0
ST | 0 | 0 | 0 | 0 | 0 | 0
STOG | 0 | 0 | 0 | 0 | 0 | 0
STWD | 0 | 0 | 0 | 0 | 0 | 0
WT | 0 | 0 | 0 | 0 | 0 | 0
IGCC | 0 | 0 | 0 | 0 | 0 | 0
DemandResponse | 0 | 0 | 0 | 0 | 0 | 0
IGCC-CCS | 0 | 0 | 0 | 0 | 0 | 0
WT_off | 0 | 0 | 0 | 0 | 0 | 0
PseudoUnit | 0 | 0 | 0 | 0 | 0 | 0
FixedInterchange | 0 | 0 | 0 | 0 | 0 | 0
SO2 Emissions (MMshortTons): MAPP_CA
ReportingType | 2015 | 2020 | 2025 | 2030 | 2035 | 2040
BM | 0 | 0 | 0 | 0 | 0 | 0
CC | 0 | 0 | 0 | 0 | 0 | 0
CSP | 0 | 0 | 0 | 0 | 0 | 0
CT | 0 | 0 | 0 | 0 | 0 | 0
Coal | 0.01 | 0.02 | 0 | 0 | 0 | 0
Geo | 0 | 0 | 0 | 0 | 0 | 0
H | 0 | 0 | 0 | 0 | 0 | 0
LFG | 0 | 0 | 0 | 0 | 0 | 0
Nuc | 0 | 0 | 0 | 0 | 0 | 0
PS | 0 | 0 | 0 | 0 | 0 | 0
PV | 0 | 0 | 0 | 0 | 0 | 0
PeakG | 0 | 0 | 0 | 0 | 0 | 0
PeakO | 0 | 0 | 0 | 0 | 0 | 0
ST | 0 | 0 | 0 | 0 | 0 | 0
STOG | 0 | 0 | 0 | 0 | 0 | 0
STWD | 0 | 0 | 0 | 0 | 0 | 0
WT | 0 | 0 | 0 | 0 | 0 | 0
IGCC | 0 | 0 | 0 | 0 | 0 | 0
DemandResponse | 0 | 0 | 0 | 0 | 0 | 0
IGCC-CCS | 0 | 0 | 0 | 0 | 0 | 0
WT_off | 0 | 0 | 0 | 0 | 0 | 0
PseudoUnit | 0 | 0 | 0 | 0 | 0 | 0
FixedInterchange | 0 | 0 | 0 | 0 | 0 | 0
SO2 Emissions (MMshortTons): AZ_NM_SNV_Coal
ReportingType | 2015 | 2020 | 2025 | 2030 | 2035 | 2040
BM | 0 | 0 | 0 | 0 | 0 | 0
CC | 0 | 0 | 0 | 0 | 0 | 0
CSP | 0 | 0 | 0 | 0 | 0 | 0
CT | 0 | 0 | 0 | 0 | 0 | 0
Coal | 0.03 | 0.02 | 0.02 | 0.02 | 0.02 | 0.03
Geo | 0 | 0 | 0 | 0 | 0 | 0
H | 0 | 0 | 0 | 0 | 0 | 0
LFG | 0 | 0 | 0 | 0 | 0 | 0
Nuc | 0 | 0 | 0 | 0 | 0 | 0
PS | 0 | 0 | 0 | 0 | 0 | 0
PV | 0 | 0 | 0 | 0 | 0 | 0
PeakG | 0 | 0 | 0 | 0 | 0 | 0
PeakO | 0 | 0 | 0 | 0 | 0 | 0
ST | 0 | 0 | 0 | 0 | 0 | 0
STOG | 0 | 0 | 0 | 0 | 0 | 0
STWD | 0 | 0 | 0 | 0 | 0 | 0
WT | 0 | 0 | 0 | 0 | 0 | 0
IGCC | 0 | 0 | 0 | 0 | 0 | 0
DemandResponse | 0 | 0 | 0 | 0 | 0 | 0
IGCC-CCS | 0 | 0 | 0 | 0 | 0 | 0
WT_off | 0 | 0 | 0 | 0 | 0 | 0
PseudoUnit | 0 | 0 | 0 | 0 | 0 | 0
FixedInterchange | 0 | 0 | 0 | 0 | 0 | 0
SO2 Emissions (MMshortTons): AZ_NM_SNV_Gas
ReportingType | 2015 | 2020 | 2025 | 2030 | 2035 | 2040
BM | 0 | 0 | 0 | 0 | 0 | 0
CC | 0 | 0 | 0 | 0 | 0 | 0
CSP | 0 | 0 | 0 | 0 | 0 | 0
CT | 0 | 0 | 0 | 0 | 0 | 0
Coal | 0 | 0 | 0 | 0 | 0 | 0
Geo | 0 | 0 | 0 | 0 | 0 | 0
H | 0 | 0 | 0 | 0 | 0 | 0
LFG | 0 | 0 | 0 | 0 | 0 | 0
Nuc | 0 | 0 | 0 | 0 | 0 | 0
PS | 0 | 0 | 0 | 0 | 0 | 0
PV | 0 | 0 | 0 | 0 | 0 | 0
PeakG | 0 | 0 | 0 | 0 | 0 | 0
PeakO | 0 | 0 | 0 | 0 | 0 | 0
ST | 0 | 0 | 0 | 0 | 0 | 0
STOG | 0 | 0 | 0 | 0 | 0 | 0
STWD | 0 | 0 | 0 | 0 | 0 | 0
WT | 0 | 0 | 0 | 0 | 0 | 0
IGCC | 0 | 0 | 0 | 0 | 0 | 0
DemandResponse | 0 | 0 | 0 | 0 | 0 | 0
IGCC-CCS | 0 | 0 | 0 | 0 | 0 | 0
WT_off | 0 | 0 | 0 | 0 | 0 | 0
PseudoUnit | 0 | 0 | 0 | 0 | 0 | 0
FixedInterchange | 0 | 0 | 0 | 0 | 0 | 0
SO2 Emissions (MMshortTons): AZ_NM_SNV_NucRenew
ReportingType | 2015 | 2020 | 2025 | 2030 | 2035 | 2040
BM | 0 | 0 | 0 | 0 | 0 | 0
CC | 0 | 0 | 0 | 0 | 0 | 0
CSP | 0 | 0 | 0 | 0 | 0 | 0
CT | 0 | 0 | 0 | 0 | 0 | 0
Coal | 0 | 0 | 0 | 0 | 0 | 0
Geo | 0 | 0 | 0 | 0 | 0 | 0
H | 0 | 0 | 0 | 0 | 0 | 0
LFG | 0 | 0 | 0 | 0 | 0 | 0
Nuc | 0 | 0 | 0 | 0 | 0 | 0
PS | 0 | 0 | 0 | 0 | 0 | 0
PV | 0 | 0 | 0 | 0 | 0 | 0
PeakG | 0 | 0 | 0 | 0 | 0 | 0
PeakO | 0 | 0 | 0 | 0 | 0 | 0
ST | 0 | 0 | 0 | 0 | 0 | 0
STOG | 0 | 0 | 0 | 0 | 0 | 0
STWD | 0 | 0 | 0 | 0 | 0 | 0
WT | 0 | 0 | 0 | 0 | 0 | 0
IGCC | 0 | 0 | 0 | 0 | 0 | 0
DemandResponse | 0 | 0 | 0 | 0 | 0 | 0
IGCC-CCS | 0 | 0 | 0 | 0 | 0 | 0
WT_off | 0 | 0 | 0 | 0 | 0 | 0
PseudoUnit | 0 | 0 | 0 | 0 | 0 | 0
FixedInterchange | 0 | 0 | 0 | 0 | 0 | 0
SO2 Emissions (MMshortTons): ERCOT
ReportingType | 2015 | 2020 | 2025 | 2030 | 2035 | 2040
BM | 0 | 0 | 0 | 0 | 0 | 0
CC | 0 | 0 | 0 | 0 | 0 | 0
CSP | 0 | 0 | 0 | 0 | 0 | 0
CT | 0 | 0 | 0 | 0 | 0 | 0
Coal | 0.21 | 0.07 | 0.08 | 0.08 | 0.08 | 0.08
Geo | 0 | 0 | 0 | 0 | 0 | 0
H | 0 | 0 | 0 | 0 | 0 | 0
LFG | 0 | 0 | 0 | 0 | 0 | 0
Nuc | 0 | 0 | 0 | 0 | 0 | 0
PS | 0 | 0 | 0 | 0 | 0 | 0
PV | 0 | 0 | 0 | 0 | 0 | 0
PeakG | 0 | 0 | 0 | 0 | 0 | 0
PeakO | 0 | 0 | 0 | 0 | 0 | 0
ST | 0 | 0 | 0 | 0 | 0 | 0
STOG | 0 | 0 | 0 | 0 | 0 | 0
STWD | 0 | 0 | 0 | 0 | 0 | 0
WT | 0 | 0 | 0 | 0 | 0 | 0
IGCC | 0 | 0 | 0 | 0 | 0 | 0
DemandResponse | 0 | 0 | 0 | 0 | 0 | 0
IGCC-CCS | 0 | 0 | 0 | 0 | 0 | 0
WT_off | 0 | 0 | 0 | 0 | 0 | 0
PseudoUnit | 0 | 0 | 0 | 0 | 0 | 0
FixedInterchange | 0 | 0 | 0 | 0 | 0 | 0
SO2 Emissions (MMshortTons): NP15
ReportingType | 2015 | 2020 | 2025 | 2030 | 2035 | 2040
BM | 0 | 0 | 0 | 0 | 0 | 0
CC | 0 | 0 | 0 | 0 | 0 | 0
CSP | 0 | 0 | 0 | 0 | 0 | 0
CT | 0 | 0 | 0 | 0 | 0 | 0
Coal | 0 | 0 | 0 | 0 | 0 | 0
Geo | 0 | 0 | 0 | 0 | 0 | 0
H | 0 | 0 | 0 | 0 | 0 | 0
LFG | 0 | 0 | 0 | 0 | 0 | 0
Nuc | 0 | 0 | 0 | 0 | 0 | 0
PS | 0 | 0 | 0 | 0 | 0 | 0
PV | 0 | 0 | 0 | 0 | 0 | 0
PeakG | 0 | 0 | 0 | 0 | 0 | 0
PeakO | 0 | 0 | 0 | 0 | 0 | 0
ST | 0 | 0 | 0 | 0 | 0 | 0
STOG | 0 | 0 | 0 | 0 | 0 | 0
STWD | 0 | 0 | 0 | 0 | 0 | 0
WT | 0 | 0 | 0 | 0 | 0 | 0
IGCC | 0 | 0 | 0 | 0 | 0 | 0
DemandResponse | 0 | 0 | 0 | 0 | 0 | 0
IGCC-CCS | 0 | 0 | 0 | 0 | 0 | 0
WT_off | 0 | 0 | 0 | 0 | 0 | 0
PseudoUnit | 0 | 0 | 0 | 0 | 0 | 0
FixedInterchange | 0 | 0 | 0 | 0 | 0 | 0
SO2 Emissions (MMshortTons): NWPP_Coal
ReportingType | 2015 | 2020 | 2025 | 2030 | 2035 | 2040
BM | 0 | 0 | 0 | 0 | 0 | 0
CC | 0 | 0 | 0 | 0 | 0 | 0
CSP | 0 | 0 | 0 | 0 | 0 | 0
CT | 0 | 0 | 0 | 0 | 0 | 0
Coal | 0.09 | 0.05 | 0.05 | 0.05 | 0.05 | 0.05
Geo | 0 | 0 | 0 | 0 | 0 | 0
H | 0 | 0 | 0 | 0 | 0 | 0
LFG | 0 | 0 | 0 | 0 | 0 | 0
Nuc | 0 | 0 | 0 | 0 | 0 | 0
PS | 0 | 0 | 0 | 0 | 0 | 0
PV | 0 | 0 | 0 | 0 | 0 | 0
PeakG | 0 | 0 | 0 | 0 | 0 | 0
PeakO | 0 | 0 | 0 | 0 | 0 | 0
ST | 0 | 0 | 0 | 0 | 0 | 0
STOG | 0 | 0 | 0 | 0 | 0 | 0
STWD | 0 | 0 | 0 | 0 | 0 | 0
WT | 0 | 0 | 0 | 0 | 0 | 0
IGCC | 0 | 0 | 0 | 0 | 0 | 0
DemandResponse | 0 | 0 | 0 | 0 | 0 | 0
IGCC-CCS | 0 | 0 | 0 | 0 | 0 | 0
WT_off | 0 | 0 | 0 | 0 | 0 | 0
PseudoUnit | 0 | 0 | 0 | 0 | 0 | 0
FixedInterchange | 0 | 0 | 0 | 0 | 0 | 0
SO2 Emissions (MMshortTons): NWPP_Gas
ReportingType | 2015 | 2020 | 2025 | 2030 | 2035 | 2040
BM | 0 | 0 | 0 | 0 | 0 | 0
CC | 0 | 0 | 0 | 0 | 0 | 0
CSP | 0 | 0 | 0 | 0 | 0 | 0
CT | 0 | 0 | 0 | 0 | 0 | 0
Coal | 0 | 0 | 0 | 0 | 0 | 0
Geo | 0 | 0 | 0 | 0 | 0 | 0
H | 0 | 0 | 0 | 0 | 0 | 0
LFG | 0 | 0 | 0 | 0 | 0 | 0
Nuc | 0 | 0 | 0 | 0 | 0 | 0
PS | 0 | 0 | 0 | 0 | 0 | 0
PV | 0 | 0 | 0 | 0 | 0 | 0
PeakG | 0 | 0 | 0 | 0 | 0 | 0
PeakO | 0 | 0 | 0 | 0 | 0 | 0
ST | 0 | 0 | 0 | 0 | 0 | 0
STOG | 0 | 0 | 0 | 0 | 0 | 0
STWD | 0 | 0 | 0 | 0 | 0 | 0
WT | 0 | 0 | 0 | 0 | 0 | 0
IGCC | 0 | 0 | 0 | 0 | 0 | 0
DemandResponse | 0 | 0 | 0 | 0 | 0 | 0
IGCC-CCS | 0 | 0 | 0 | 0 | 0 | 0
WT_off | 0 | 0 | 0 | 0 | 0 | 0
PseudoUnit | 0 | 0 | 0 | 0 | 0 | 0
FixedInterchange | 0 | 0 | 0 | 0 | 0 | 0
SO2 Emissions (MMshortTons): NWPP_NucRenew
ReportingType | 2015 | 2020 | 2025 | 2030 | 2035 | 2040
BM | 0 | 0 | 0 | 0 | 0 | 0
CC | 0 | 0 | 0 | 0 | 0 | 0
CSP | 0 | 0 | 0 | 0 | 0 | 0
CT | 0 | 0 | 0 | 0 | 0 | 0
Coal | 0 | 0 | 0 | 0 | 0 | 0
Geo | 0 | 0 | 0 | 0 | 0 | 0
H | 0 | 0 | 0 | 0 | 0 | 0
LFG | 0 | 0 | 0 | 0 | 0 | 0
Nuc | 0 | 0 | 0 | 0 | 0 | 0
PS | 0 | 0 | 0 | 0 | 0 | 0
PV | 0 | 0 | 0 | 0 | 0 | 0
PeakG | 0 | 0 | 0 | 0 | 0 | 0
PeakO | 0 | 0 | 0 | 0 | 0 | 0
ST | 0 | 0 | 0 | 0 | 0 | 0
STOG | 0 | 0 | 0 | 0 | 0 | 0
STWD | 0 | 0 | 0 | 0 | 0 | 0
WT | 0 | 0 | 0 | 0 | 0 | 0
IGCC | 0 | 0 | 0 | 0 | 0 | 0
DemandResponse | 0 | 0 | 0 | 0 | 0 | 0
IGCC-CCS | 0 | 0 | 0 | 0 | 0 | 0
WT_off | 0 | 0 | 0 | 0 | 0 | 0
PseudoUnit | 0 | 0 | 0 | 0 | 0 | 0
FixedInterchange | 0 | 0 | 0 | 0 | 0 | 0
SO2 Emissions (MMshortTons): RMPA
ReportingType | 2015 | 2020 | 2025 | 2030 | 2035 | 2040
BM | 0 | 0 | 0 | 0 | 0 | 0
CC | 0 | 0 | 0 | 0 | 0 | 0
CSP | 0 | 0 | 0 | 0 | 0 | 0
CT | 0 | 0 | 0 | 0 | 0 | 0
Coal | 0.06 | 0.03 | 0.03 | 0.03 | 0.03 | 0.03
Geo | 0 | 0 | 0 | 0 | 0 | 0
H | 0 | 0 | 0 | 0 | 0 | 0
LFG | 0 | 0 | 0 | 0 | 0 | 0
Nuc | 0 | 0 | 0 | 0 | 0 | 0
PS | 0 | 0 | 0 | 0 | 0 | 0
PV | 0 | 0 | 0 | 0 | 0 | 0
PeakG | 0 | 0 | 0 | 0 | 0 | 0
PeakO | 0 | 0 | 0 | 0 | 0 | 0
ST | 0 | 0 | 0 | 0 | 0 | 0
STOG | 0 | 0 | 0 | 0 | 0 | 0
STWD | 0 | 0 | 0 | 0 | 0 | 0
WT | 0 | 0 | 0 | 0 | 0 | 0
IGCC | 0 | 0 | 0 | 0 | 0 | 0
DemandResponse | 0 | 0 | 0 | 0 | 0 | 0
IGCC-CCS | 0 | 0 | 0 | 0 | 0 | 0
WT_off | 0 | 0 | 0 | 0 | 0 | 0
PseudoUnit | 0 | 0 | 0 | 0 | 0 | 0
FixedInterchange | 0 | 0 | 0 | 0 | 0 | 0
SO2 Emissions (MMshortTons): SP15
ReportingType | 2015 | 2020 | 2025 | 2030 | 2035 | 2040
BM | 0 | 0 | 0 | 0 | 0 | 0
CC | 0 | 0 | 0 | 0 | 0 | 0
CSP | 0 | 0 | 0 | 0 | 0 | 0
CT | 0 | 0 | 0 | 0 | 0 | 0
Coal | 0 | 0 | 0 | 0 | 0 | 0
Geo | 0 | 0 | 0 | 0 | 0 | 0
H | 0 | 0 | 0 | 0 | 0 | 0
LFG | 0 | 0 | 0 | 0 | 0 | 0
Nuc | 0 | 0 | 0 | 0 | 0 | 0
PS | 0 | 0 | 0 | 0 | 0 | 0
PV | 0 | 0 | 0 | 0 | 0 | 0
PeakG | 0 | 0 | 0 | 0 | 0 | 0
PeakO | 0 | 0 | 0 | 0 | 0 | 0
ST | 0 | 0 | 0 | 0 | 0 | 0
STOG | 0 | 0 | 0 | 0 | 0 | 0
STWD | 0 | 0 | 0 | 0 | 0 | 0
WT | 0 | 0 | 0 | 0 | 0 | 0
IGCC | 0 | 0 | 0 | 0 | 0 | 0
DemandResponse | 0 | 0 | 0 | 0 | 0 | 0
IGCC-CCS | 0 | 0 | 0 | 0 | 0 | 0
WT_off | 0 | 0 | 0 | 0 | 0 | 0
PseudoUnit | 0 | 0 | 0 | 0 | 0 | 0
FixedInterchange | 0 | 0 | 0 | 0 | 0 | 0
SO2 Emissions (MMshortTons): ALB
ReportingType | 2015 | 2020 | 2025 | 2030 | 2035 | 2040
BM | 0 | 0 | 0 | 0 | 0 | 0
CC | 0 | 0 | 0 | 0 | 0 | 0
CSP | 0 | 0 | 0 | 0 | 0 | 0
CT | 0 | 0 | 0 | 0 | 0 | 0
Coal | 0.16 | 0.14 | 0.14 | 0.14 | 0.14 | 0.14
Geo | 0 | 0 | 0 | 0 | 0 | 0
H | 0 | 0 | 0 | 0 | 0 | 0
LFG | 0 | 0 | 0 | 0 | 0 | 0
Nuc | 0 | 0 | 0 | 0 | 0 | 0
PS | 0 | 0 | 0 | 0 | 0 | 0
PV | 0 | 0 | 0 | 0 | 0 | 0
PeakG | 0 | 0 | 0 | 0 | 0 | 0
PeakO | 0 | 0 | 0 | 0 | 0 | 0
ST | 0 | 0 | 0 | 0 | 0 | 0
STOG | 0 | 0 | 0 | 0 | 0 | 0
STWD | 0 | 0 | 0 | 0 | 0 | 0
WT | 0 | 0 | 0 | 0 | 0 | 0
IGCC | 0 | 0 | 0 | 0 | 0 | 0
DemandResponse | 0 | 0 | 0 | 0 | 0 | 0
IGCC-CCS | 0 | 0 | 0 | 0 | 0 | 0
WT_off | 0 | 0 | 0 | 0 | 0 | 0
PseudoUnit | 0 | 0 | 0 | 0 | 0 | 0
FixedInterchange | 0 | 0 | 0 | 0 | 0 | 0
SO2 Emissions (MMshortTons): BC
ReportingType | 2015 | 2020 | 2025 | 2030 | 2035 | 2040
BM | 0 | 0 | 0 | 0 | 0 | 0
CC | 0 | 0 | 0 | 0 | 0 | 0
CSP | 0 | 0 | 0 | 0 | 0 | 0
CT | 0 | 0 | 0 | 0 | 0 | 0
Coal | 0 | 0 | 0 | 0 | 0 | 0
Geo | 0 | 0 | 0 | 0 | 0 | 0
H | 0 | 0 | 0 | 0 | 0 | 0
LFG | 0 | 0 | 0 | 0 | 0 | 0
Nuc | 0 | 0 | 0 | 0 | 0 | 0
PS | 0 | 0 | 0 | 0 | 0 | 0
PV | 0 | 0 | 0 | 0 | 0 | 0
PeakG | 0 | 0 | 0 | 0 | 0 | 0
PeakO | 0 | 0 | 0 | 0 | 0 | 0
ST | 0 | 0 | 0 | 0 | 0 | 0
STOG | 0 | 0 | 0 | 0 | 0 | 0
STWD | 0 | 0 | 0 | 0 | 0 | 0
WT | 0 | 0 | 0 | 0 | 0 | 0
IGCC | 0 | 0 | 0 | 0 | 0 | 0
DemandResponse | 0 | 0 | 0 | 0 | 0 | 0
IGCC-CCS | 0 | 0 | 0 | 0 | 0 | 0
WT_off | 0 | 0 | 0 | 0 | 0 | 0
PseudoUnit | 0 | 0 | 0 | 0 | 0 | 0
FixedInterchange | 0 | 0 | 0 | 0 | 0 | 0
SO2 Emissions (MMshortTons): HQ_IESO
ReportingType | 2015 | 2020 | 2025 | 2030 | 2035 | 2040
BM | 0 | 0 | 0 | 0 | 0 | 0
CC | 0 | 0 | 0 | 0 | 0 | 0
CSP | 0 | 0 | 0 | 0 | 0 | 0
CT | 0 | 0 | 0 | 0 | 0 | 0
Coal | 0 | 0 | 0 | 0 | 0 | 0
Geo | 0 | 0 | 0 | 0 | 0 | 0
H | 0 | 0 | 0 | 0 | 0 | 0
LFG | 0 | 0 | 0 | 0 | 0 | 0
Nuc | 0 | 0 | 0 | 0 | 0 | 0
PS | 0 | 0 | 0 | 0 | 0 | 0
PV | 0 | 0 | 0 | 0 | 0 | 0
PeakG | 0 | 0 | 0 | 0 | 0 | 0
PeakO | 0 | 0 | 0 | 0 | 0 | 0
ST | 0 | 0 | 0 | 0 | 0 | 0
STOG | 0 | 0 | 0 | 0 | 0 | 0
STWD | 0 | 0 | 0 | 0 | 0 | 0
WT | 0 | 0 | 0 | 0 | 0 | 0
IGCC | 0 | 0 | 0 | 0 | 0 | 0
DemandResponse | 0 | 0 | 0 | 0 | 0 | 0
IGCC-CCS | 0 | 0 | 0 | 0 | 0 | 0
WT_off | 0 | 0 | 0 | 0 | 0 | 0
PseudoUnit | 0 | 0 | 0 | 0 | 0 | 0
FixedInterchange | 0 | 0 | 0 | 0 | 0 | 0
SO2 Emissions (MMshortTons): HQ_NEISO
ReportingType | 2015 | 2020 | 2025 | 2030 | 2035 | 2040
BM | 0 | 0 | 0 | 0 | 0 | 0
CC | 0 | 0 | 0 | 0 | 0 | 0
CSP | 0 | 0 | 0 | 0 | 0 | 0
CT | 0 | 0 | 0 | 0 | 0 | 0
Coal | 0 | 0 | 0 | 0 | 0 | 0
Geo | 0 | 0 | 0 | 0 | 0 | 0
H | 0 | 0 | 0 | 0 | 0 | 0
LFG | 0 | 0 | 0 | 0 | 0 | 0
Nuc | 0 | 0 | 0 | 0 | 0 | 0
PS | 0 | 0 | 0 | 0 | 0 | 0
PV | 0 | 0 | 0 | 0 | 0 | 0
PeakG | 0 | 0 | 0 | 0 | 0 | 0
PeakO | 0 | 0 | 0 | 0 | 0 | 0
ST | 0 | 0 | 0 | 0 | 0 | 0
STOG | 0 | 0 | 0 | 0 | 0 | 0
STWD | 0 | 0 | 0 | 0 | 0 | 0
WT | 0 | 0 | 0 | 0 | 0 | 0
IGCC | 0 | 0 | 0 | 0 | 0 | 0
DemandResponse | 0 | 0 | 0 | 0 | 0 | 0
IGCC-CCS | 0 | 0 | 0 | 0 | 0 | 0
WT_off | 0 | 0 | 0 | 0 | 0 | 0
PseudoUnit | 0 | 0 | 0 | 0 | 0 | 0
FixedInterchange | 0 | 0 | 0 | 0 | 0 | 0
SO2 Emissions (MMshortTons): HQ_NY
ReportingType | 2015 | 2020 | 2025 | 2030 | 2035 | 2040
BM | 0 | 0 | 0 | 0 | 0 | 0
CC | 0 | 0 | 0 | 0 | 0 | 0
CSP | 0 | 0 | 0 | 0 | 0 | 0
CT | 0 | 0 | 0 | 0 | 0 | 0
Coal | 0 | 0 | 0 | 0 | 0 | 0
Geo | 0 | 0 | 0 | 0 | 0 | 0
H | 0 | 0 | 0 | 0 | 0 | 0
LFG | 0 | 0 | 0 | 0 | 0 | 0
Nuc | 0 | 0 | 0 | 0 | 0 | 0
PS | 0 | 0 | 0 | 0 | 0 | 0
PV | 0 | 0 | 0 | 0 | 0 | 0
PeakG | 0 | 0 | 0 | 0 | 0 | 0
PeakO | 0 | 0 | 0 | 0 | 0 | 0
ST | 0 | 0 | 0 | 0 | 0 | 0
STOG | 0 | 0 | 0 | 0 | 0 | 0
STWD | 0 | 0 | 0 | 0 | 0 | 0
WT | 0 | 0 | 0 | 0 | 0 | 0
IGCC | 0 | 0 | 0 | 0 | 0 | 0
DemandResponse | 0 | 0 | 0 | 0 | 0 | 0
IGCC-CCS | 0 | 0 | 0 | 0 | 0 | 0
WT_off | 0 | 0 | 0 | 0 | 0 | 0
PseudoUnit | 0 | 0 | 0 | 0 | 0 | 0
FixedInterchange | 0 | 0 | 0 | 0 | 0 | 0
SO2 Emissions (MMshortTons): MARITIMES
ReportingType | 2015 | 2020 | 2025 | 2030 | 2035 | 2040
BM | 0 | 0 | 0 | 0 | 0 | 0
CC | 0 | 0 | 0 | 0 | 0 | 0
CSP | 0 | 0 | 0 | 0 | 0 | 0
CT | 0 | 0 | 0 | 0 | 0 | 0
Coal | 0 | 0 | 0 | 0 | 0 | 0
Geo | 0 | 0 | 0 | 0 | 0 | 0
H | 0 | 0 | 0 | 0 | 0 | 0
LFG | 0 | 0 | 0 | 0 | 0 | 0
Nuc | 0 | 0 | 0 | 0 | 0 | 0
PS | 0 | 0 | 0 | 0 | 0 | 0
PV | 0 | 0 | 0 | 0 | 0 | 0
PeakG | 0 | 0 | 0 | 0 | 0 | 0
PeakO | 0 | 0 | 0 | 0 | 0 | 0
ST | 0 | 0 | 0 | 0 | 0 | 0
STOG | 0 | 0 | 0 | 0 | 0 | 0
STWD | 0 | 0 | 0 | 0 | 0 | 0
WT | 0 | 0 | 0 | 0 | 0 | 0
IGCC | 0 | 0 | 0 | 0 | 0 | 0
DemandResponse | 0 | 0 | 0 | 0 | 0 | 0
IGCC-CCS | 0 | 0 | 0 | 0 | 0 | 0
WT_off | 0 | 0 | 0 | 0 | 0 | 0
PseudoUnit | 0 | 0 | 0 | 0 | 0 | 0
FixedInterchange | 0 | 0 | 0 | 0 | 0 | 0
SO2 Emissions (MMshortTons): All
ReportingType | 2015 | 2020 | 2025 | 2030 | 2035 | 2040
BM | 0 | 0 | 0 | 0 | 0 | 0
CC | 0 | 0 | 0 | 0 | 0 | 0
CSP | 0 | 0 | 0 | 0 | 0 | 0
CT | 0 | 0 | 0 | 0 | 0 | 0
Coal | 5.22 | 1.75 | 1.87 | 1.79 | 2.19 | 2.19
Geo | 0 | 0 | 0 | 0 | 0 | 0
H | 0 | 0 | 0 | 0 | 0 | 0
LFG | 0 | 0 | 0 | 0 | 0 | 0
Nuc | 0 | 0 | 0 | 0 | 0 | 0
PS | 0 | 0 | 0 | 0 | 0 | 0
PV | 0 | 0 | 0 | 0 | 0 | 0
PeakG | 0 | 0 | 0 | 0 | 0 | 0
PeakO | 0 | 0 | 0 | 0 | 0 | 0
ST | 0 | 0 | 0 | 0 | 0 | 0
STOG | 0 | 0 | 0 | 0 | 0 | 0
STWD | 0 | 0 | 0 | 0 | 0 | 0
WT | 0 | 0 | 0 | 0 | 0 | 0
IGCC | 0 | 0 | 0 | 0 | 0 | 0
DemandResponse | 0 | 0 | 0 | 0 | 0 | 0
IGCC-CCS | 0 | 0 | 0 | 0 | 0 | 0
WT_off | 0 | 0 | 0 | 0 | 0 | 0
PseudoUnit | 0 | 0 | 0 | 0 | 0 | 0
FixedInterchange | 0 | 0 | 0 | 0 | 0 | 0
SO2 Emissions (MMshortTons): EI_US
ReportingType | 2015 | 2020 | 2025 | 2030 | 2035 | 2040
BM | 0 | 0 | 0 | 0 | 0 | 0
CC | 0 | 0 | 0 | 0 | 0 | 0
CSP | 0 | 0 | 0 | 0 | 0 | 0
CT | 0 | 0 | 0 | 0 | 0 | 0
Coal | 4.66 | 1.41 | 1.54 | 1.47 | 1.86 | 1.85
Geo | 0 | 0 | 0 | 0 | 0 | 0
H | 0 | 0 | 0 | 0 | 0 | 0
LFG | 0 | 0 | 0 | 0 | 0 | 0
Nuc | 0 | 0 | 0 | 0 | 0 | 0
PS | 0 | 0 | 0 | 0 | 0 | 0
PV | 0 | 0 | 0 | 0 | 0 | 0
PeakG | 0 | 0 | 0 | 0 | 0 | 0
PeakO | 0 | 0 | 0 | 0 | 0 | 0
ST | 0 | 0 | 0 | 0 | 0 | 0
STOG | 0 | 0 | 0 | 0 | 0 | 0
STWD | 0 | 0 | 0 | 0 | 0 | 0
WT | 0 | 0 | 0 | 0 | 0 | 0
IGCC | 0 | 0 | 0 | 0 | 0 | 0
DemandResponse | 0 | 0 | 0 | 0 | 0 | 0
IGCC-CCS | 0 | 0 | 0 | 0 | 0 | 0
WT_off | 0 | 0 | 0 | 0 | 0 | 0
PseudoUnit | 0 | 0 | 0 | 0 | 0 | 0
FixedInterchange | 0 | 0 | 0 | 0 | 0 | 0
SO2 Emissions (MMshortTons): EI_Canada
ReportingType | 2015 | 2020 | 2025 | 2030 | 2035 | 2040
BM | 0 | 0 | 0 | 0 | 0 | 0
CC | 0 | 0 | 0 | 0 | 0 | 0
CSP | 0 | 0 | 0 | 0 | 0 | 0
CT | 0 | 0 | 0 | 0 | 0 | 0
Coal | 0.01 | 0.02 | 0 | 0 | 0 | 0
Geo | 0 | 0 | 0 | 0 | 0 | 0
H | 0 | 0 | 0 | 0 | 0 | 0
LFG | 0 | 0 | 0 | 0 | 0 | 0
Nuc | 0 | 0 | 0 | 0 | 0 | 0
PS | 0 | 0 | 0 | 0 | 0 | 0
PV | 0 | 0 | 0 | 0 | 0 | 0
PeakG | 0 | 0 | 0 | 0 | 0 | 0
PeakO | 0 | 0 | 0 | 0 | 0 | 0
ST | 0 | 0 | 0 | 0 | 0 | 0
STOG | 0 | 0 | 0 | 0 | 0 | 0
STWD | 0 | 0 | 0 | 0 | 0 | 0
WT | 0 | 0 | 0 | 0 | 0 | 0
IGCC | 0 | 0 | 0 | 0 | 0 | 0
DemandResponse | 0 | 0 | 0 | 0 | 0 | 0
IGCC-CCS | 0 | 0 | 0 | 0 | 0 | 0
WT_off | 0 | 0 | 0 | 0 | 0 | 0
PseudoUnit | 0 | 0 | 0 | 0 | 0 | 0
FixedInterchange | 0 | 0 | 0 | 0 | 0 | 0
SO2 Emissions (MMshortTons): EI
ReportingType | 2015 | 2020 | 2025 | 2030 | 2035 | 2040
BM | 0 | 0 | 0 | 0 | 0 | 0
CC | 0 | 0 | 0 | 0 | 0 | 0
CSP | 0 | 0 | 0 | 0 | 0 | 0
CT | 0 | 0 | 0 | 0 | 0 | 0
Coal | 4.67 | 1.44 | 1.54 | 1.47 | 1.86 | 1.85
Geo | 0 | 0 | 0 | 0 | 0 | 0
H | 0 | 0 | 0 | 0 | 0 | 0
LFG | 0 | 0 | 0 | 0 | 0 | 0
Nuc | 0 | 0 | 0 | 0 | 0 | 0
PS | 0 | 0 | 0 | 0 | 0 | 0
PV | 0 | 0 | 0 | 0 | 0 | 0
PeakG | 0 | 0 | 0 | 0 | 0 | 0
PeakO | 0 | 0 | 0 | 0 | 0 | 0
ST | 0 | 0 | 0 | 0 | 0 | 0
STOG | 0 | 0 | 0 | 0 | 0 | 0
STWD | 0 | 0 | 0 | 0 | 0 | 0
WT | 0 | 0 | 0 | 0 | 0 | 0
IGCC | 0 | 0 | 0 | 0 | 0 | 0
DemandResponse | 0 | 0 | 0 | 0 | 0 | 0
IGCC-CCS | 0 | 0 | 0 | 0 | 0 | 0
WT_off | 0 | 0 | 0 | 0 | 0 | 0
PseudoUnit | 0 | 0 | 0 | 0 | 0 | 0
FixedInterchange | 0 | 0 | 0 | 0 | 0 | 0
SO2 Emissions (MMshortTons): Outside_EI
ReportingType | 2015 | 2020 | 2025 | 2030 | 2035 | 2040
BM | 0 | 0 | 0 | 0 | 0 | 0
CC | 0 | 0 | 0 | 0 | 0 | 0
CSP | 0 | 0 | 0 | 0 | 0 | 0
CT | 0 | 0 | 0 | 0 | 0 | 0
Coal | 0.55 | 0.31 | 0.32 | 0.32 | 0.33 | 0.33
Geo | 0 | 0 | 0 | 0 | 0 | 0
H | 0 | 0 | 0 | 0 | 0 | 0
LFG | 0 | 0 | 0 | 0 | 0 | 0
Nuc | 0 | 0 | 0 | 0 | 0 | 0
PS | 0 | 0 | 0 | 0 | 0 | 0
PV | 0 | 0 | 0 | 0 | 0 | 0
PeakG | 0 | 0 | 0 | 0 | 0 | 0
PeakO | 0 | 0 | 0 | 0 | 0 | 0
ST | 0 | 0 | 0 | 0 | 0 | 0
STOG | 0 | 0 | 0 | 0 | 0 | 0
STWD | 0 | 0 | 0 | 0 | 0 | 0
WT | 0 | 0 | 0 | 0 | 0 | 0
IGCC | 0 | 0 | 0 | 0 | 0 | 0
DemandResponse | 0 | 0 | 0 | 0 | 0 | 0
IGCC-CCS | 0 | 0 | 0 | 0 | 0 | 0
WT_off | 0 | 0 | 0 | 0 | 0 | 0
PseudoUnit | 0 | 0 | 0 | 0 | 0 | 0
FixedInterchange | 0 | 0 | 0 | 0 | 0 | 0
NOx Emissions (MMshortTons): Entergy
ReportingType | 2015 | 2020 | 2025 | 2030 | 2035 | 2040
BM | 0 | 0 | 0 | 0 | 0 | 0
CC | 0 | 0.01 | 0.01 | 0 | 0 | 0
CSP | 0 | 0 | 0 | 0 | 0 | 0
CT | 0 | 0 | 0 | 0 | 0 | 0
Coal | 0.05 | 0.05 | 0.05 | 0.05 | 0.05 | 0.06
Geo | 0 | 0 | 0 | 0 | 0 | 0
H | 0 | 0 | 0 | 0 | 0 | 0
LFG | 0 | 0 | 0 | 0 | 0 | 0
Nuc | 0 | 0 | 0 | 0 | 0 | 0
PS | 0 | 0 | 0 | 0 | 0 | 0
PV | 0 | 0 | 0 | 0 | 0 | 0
PeakG | 0 | 0 | 0 | 0 | 0 | 0
PeakO | 0 | 0 | 0 | 0 | 0 | 0
ST | 0 | 0 | 0 | 0 | 0 | 0
STOG | 0 | 0 | 0 | 0 | 0 | 0
STWD | 0 | 0 | 0 | 0 | 0 | 0
WT | 0 | 0 | 0 | 0 | 0 | 0
IGCC | 0 | 0 | 0 | 0 | 0 | 0
DemandResponse | 0 | 0 | 0 | 0 | 0 | 0
IGCC-CCS | 0 | 0 | 0 | 0 | 0 | 0
WT_off | 0 | 0 | 0 | 0 | 0 | 0
PseudoUnit | 0 | 0 | 0 | 0 | 0 | 0
FixedInterchange | 0 | 0 | 0 | 0 | 0 | 0
NOx Emissions (MMshortTons): FRCC
ReportingType | 2015 | 2020 | 2025 | 2030 | 2035 | 2040
BM | 0 | 0 | 0 | 0 | 0 | 0
CC | 0.01 | 0.01 | 0.01 | 0.01 | 0.01 | 0.01
CSP | 0 | 0 | 0 | 0 | 0 | 0
CT | 0 | 0 | 0 | 0 | 0 | 0
Coal | 0.04 | 0.03 | 0.04 | 0.04 | 0.04 | 0.04
Geo | 0 | 0 | 0 | 0 | 0 | 0
H | 0 | 0 | 0 | 0 | 0 | 0
LFG | 0 | 0 | 0 | 0 | 0 | 0
Nuc | 0 | 0 | 0 | 0 | 0 | 0
PS | 0 | 0 | 0 | 0 | 0 | 0
PV | 0 | 0 | 0 | 0 | 0 | 0
PeakG | 0 | 0 | 0 | 0 | 0 | 0
PeakO | 0 | 0 | 0 | 0 | 0 | 0
ST | 0 | 0 | 0 | 0 | 0 | 0
STOG | 0 | 0 | 0 | 0 | 0 | 0
STWD | 0 | 0 | 0 | 0 | 0 | 0
WT | 0 | 0 | 0 | 0 | 0 | 0
IGCC | 0 | 0 | 0 | 0 | 0 | 0
DemandResponse | 0 | 0 | 0 | 0 | 0 | 0
IGCC-CCS | 0 | 0 | 0 | 0 | 0 | 0
WT_off | 0 | 0 | 0 | 0 | 0 | 0
PseudoUnit | 0 | 0 | 0 | 0 | 0 | 0
FixedInterchange | 0 | 0 | 0 | 0 | 0 | 0
NOx Emissions (MMshortTons): MAPP_US
ReportingType | 2015 | 2020 | 2025 | 2030 | 2035 | 2040
BM | 0 | 0 | 0 | 0 | 0 | 0
CC | 0 | 0 | 0 | 0 | 0 | 0
CSP | 0 | 0 | 0 | 0 | 0 | 0
CT | 0 | 0 | 0 | 0 | 0 | 0
Coal | 0.05 | 0.03 | 0.03 | 0.03 | 0.03 | 0.03
Geo | 0 | 0 | 0 | 0 | 0 | 0
H | 0 | 0 | 0 | 0 | 0 | 0
LFG | 0 | 0 | 0 | 0 | 0 | 0
Nuc | 0 | 0 | 0 | 0 | 0 | 0
PS | 0 | 0 | 0 | 0 | 0 | 0
PV | 0 | 0 | 0 | 0 | 0 | 0
PeakG | 0 | 0 | 0 | 0 | 0 | 0
PeakO | 0 | 0 | 0 | 0 | 0 | 0
ST | 0 | 0 | 0 | 0 | 0 | 0
STOG | 0 | 0 | 0 | 0 | 0 | 0
STWD | 0 | 0 | 0 | 0 | 0 | 0
WT | 0 | 0 | 0 | 0 | 0 | 0
IGCC | 0 | 0 | 0 | 0 | 0 | 0
DemandResponse | 0 | 0 | 0 | 0 | 0 | 0
IGCC-CCS | 0 | 0 | 0 | 0 | 0 | 0
WT_off | 0 | 0 | 0 | 0 | 0 | 0
PseudoUnit | 0 | 0 | 0 | 0 | 0 | 0
FixedInterchange | 0 | 0 | 0 | 0 | 0 | 0
NOx Emissions (MMshortTons): MISO_IN
ReportingType | 2015 | 2020 | 2025 | 2030 | 2035 | 2040
BM | 0 | 0 | 0 | 0 | 0 | 0
CC | 0 | 0 | 0 | 0 | 0 | 0
CSP | 0 | 0 | 0 | 0 | 0 | 0
CT | 0 | 0 | 0 | 0 | 0 | 0
Coal | 0.07 | 0.07 | 0.07 | 0.07 | 0.07 | 0.08
Geo | 0 | 0 | 0 | 0 | 0 | 0
H | 0 | 0 | 0 | 0 | 0 | 0
LFG | 0 | 0 | 0 | 0 | 0 | 0
Nuc | 0 | 0 | 0 | 0 | 0 | 0
PS | 0 | 0 | 0 | 0 | 0 | 0
PV | 0 | 0 | 0 | 0 | 0 | 0
PeakG | 0 | 0 | 0 | 0 | 0 | 0
PeakO | 0 | 0 | 0 | 0 | 0 | 0
ST | 0 | 0 | 0 | 0 | 0 | 0
STOG | 0 | 0 | 0 | 0 | 0 | 0
STWD | 0 | 0 | 0 | 0 | 0 | 0
WT | 0 | 0 | 0 | 0 | 0 | 0
IGCC | 0 | 0 | 0 | 0 | 0 | 0
DemandResponse | 0 | 0 | 0 | 0 | 0 | 0
IGCC-CCS | 0 | 0 | 0 | 0 | 0 | 0
WT_off | 0 | 0 | 0 | 0 | 0 | 0
PseudoUnit | 0 | 0 | 0 | 0 | 0 | 0
FixedInterchange | 0 | 0 | 0 | 0 | 0 | 0
NOx Emissions (MMshortTons): MISO_MI
ReportingType | 2015 | 2020 | 2025 | 2030 | 2035 | 2040
BM | 0 | 0 | 0 | 0 | 0 | 0
CC | 0 | 0 | 0 | 0 | 0 | 0
CSP | 0 | 0 | 0 | 0 | 0 | 0
CT | 0 | 0 | 0 | 0 | 0 | 0
Coal | 0.06 | 0.05 | 0.05 | 0.05 | 0.06 | 0.06
Geo | 0 | 0 | 0 | 0 | 0 | 0
H | 0 | 0 | 0 | 0 | 0 | 0
LFG | 0 | 0 | 0 | 0 | 0 | 0
Nuc | 0 | 0 | 0 | 0 | 0 | 0
PS | 0 | 0 | 0 | 0 | 0 | 0
PV | 0 | 0 | 0 | 0 | 0 | 0
PeakG | 0 | 0 | 0 | 0 | 0 | 0
PeakO | 0 | 0 | 0 | 0 | 0 | 0
ST | 0 | 0 | 0 | 0 | 0 | 0
STOG | 0 | 0 | 0 | 0 | 0 | 0
STWD | 0 | 0 | 0 | 0 | 0 | 0
WT | 0 | 0 | 0 | 0 | 0 | 0
IGCC | 0 | 0 | 0 | 0 | 0 | 0
DemandResponse | 0 | 0 | 0 | 0 | 0 | 0
IGCC-CCS | 0 | 0 | 0 | 0 | 0 | 0
WT_off | 0 | 0 | 0 | 0 | 0 | 0
PseudoUnit | 0 | 0 | 0 | 0 | 0 | 0
FixedInterchange | 0 | 0 | 0 | 0 | 0 | 0
NOx Emissions (MMshortTons): MISO_MO-IL
ReportingType | 2015 | 2020 | 2025 | 2030 | 2035 | 2040
BM | 0 | 0 | 0 | 0 | 0 | 0
CC | 0 | 0 | 0 | 0 | 0 | 0
CSP | 0 | 0 | 0 | 0 | 0 | 0
CT | 0 | 0 | 0 | 0 | 0 | 0
Coal | 0.05 | 0.04 | 0.04 | 0.04 | 0.05 | 0.05
Geo | 0 | 0 | 0 | 0 | 0 | 0
H | 0 | 0 | 0 | 0 | 0 | 0
LFG | 0 | 0 | 0 | 0 | 0 | 0
Nuc | 0 | 0 | 0 | 0 | 0 | 0
PS | 0 | 0 | 0 | 0 | 0 | 0
PV | 0 | 0 | 0 | 0 | 0 | 0
PeakG | 0 | 0 | 0 | 0 | 0 | 0
PeakO | 0 | 0 | 0 | 0 | 0 | 0
ST | 0 | 0 | 0 | 0 | 0 | 0
STOG | 0 | 0 | 0 | 0 | 0 | 0
STWD | 0 | 0 | 0 | 0 | 0 | 0
WT | 0 | 0 | 0 | 0 | 0 | 0
IGCC | 0 | 0 | 0 | 0 | 0 | 0
DemandResponse | 0 | 0 | 0 | 0 | 0 | 0
IGCC-CCS | 0 | 0 | 0 | 0 | 0 | 0
WT_off | 0 | 0 | 0 | 0 | 0 | 0
PseudoUnit | 0 | 0 | 0 | 0 | 0 | 0
FixedInterchange | 0 | 0 | 0 | 0 | 0 | 0
NOx Emissions (MMshortTons): MISO_W
ReportingType | 2015 | 2020 | 2025 | 2030 | 2035 | 2040
BM | 0 | 0 | 0 | 0 | 0 | 0
CC | 0 | 0 | 0 | 0 | 0 | 0
CSP | 0 | 0 | 0 | 0 | 0 | 0
CT | 0 | 0 | 0 | 0 | 0 | 0
Coal | 0.09 | 0.09 | 0.09 | 0.09 | 0.09 | 0.1
Geo | 0 | 0 | 0 | 0 | 0 | 0
H | 0 | 0 | 0 | 0 | 0 | 0
LFG | 0 | 0 | 0 | 0 | 0 | 0
Nuc | 0 | 0 | 0 | 0 | 0 | 0
PS | 0 | 0 | 0 | 0 | 0 | 0
PV | 0 | 0 | 0 | 0 | 0 | 0
PeakG | 0 | 0 | 0 | 0 | 0 | 0
PeakO | 0 | 0 | 0 | 0 | 0 | 0
ST | 0 | 0 | 0 | 0 | 0 | 0
STOG | 0 | 0 | 0 | 0 | 0 | 0
STWD | 0 | 0 | 0 | 0 | 0 | 0
WT | 0 | 0 | 0 | 0 | 0 | 0
IGCC | 0 | 0 | 0 | 0 | 0 | 0
DemandResponse | 0 | 0 | 0 | 0 | 0 | 0
IGCC-CCS | 0 | 0 | 0 | 0 | 0 | 0
WT_off | 0 | 0 | 0 | 0 | 0 | 0
PseudoUnit | 0 | 0 | 0 | 0 | 0 | 0
FixedInterchange | 0 | 0 | 0 | 0 | 0 | 0
NOx Emissions (MMshortTons): MISO_WUMS
ReportingType | 2015 | 2020 | 2025 | 2030 | 2035 | 2040
BM | 0 | 0 | 0 | 0 | 0 | 0
CC | 0 | 0 | 0 | 0 | 0 | 0
CSP | 0 | 0 | 0 | 0 | 0 | 0
CT | 0 | 0 | 0 | 0 | 0 | 0
Coal | 0.01 | 0.01 | 0.01 | 0.01 | 0.01 | 0.01
Geo | 0 | 0 | 0 | 0 | 0 | 0
H | 0 | 0 | 0 | 0 | 0 | 0
LFG | 0 | 0 | 0 | 0 | 0 | 0
Nuc | 0 | 0 | 0 | 0 | 0 | 0
PS | 0 | 0 | 0 | 0 | 0 | 0
PV | 0 | 0 | 0 | 0 | 0 | 0
PeakG | 0 | 0 | 0 | 0 | 0 | 0
PeakO | 0 | 0 | 0 | 0 | 0 | 0
ST | 0 | 0 | 0 | 0 | 0 | 0
STOG | 0 | 0 | 0 | 0 | 0 | 0
STWD | 0 | 0 | 0 | 0 | 0 | 0
WT | 0 | 0 | 0 | 0 | 0 | 0
IGCC | 0 | 0 | 0 | 0 | 0 | 0
DemandResponse | 0 | 0 | 0 | 0 | 0 | 0
IGCC-CCS | 0 | 0 | 0 | 0 | 0 | 0
WT_off | 0 | 0 | 0 | 0 | 0 | 0
PseudoUnit | 0 | 0 | 0 | 0 | 0 | 0
FixedInterchange | 0 | 0 | 0 | 0 | 0 | 0
NOx Emissions (MMshortTons): Nebraska
ReportingType | 2015 | 2020 | 2025 | 2030 | 2035 | 2040
BM | 0 | 0 | 0 | 0 | 0 | 0
CC | 0 | 0 | 0 | 0 | 0 | 0
CSP | 0 | 0 | 0 | 0 | 0 | 0
CT | 0 | 0 | 0 | 0 | 0 | 0
Coal | 0.04 | 0.04 | 0.04 | 0.04 | 0.04 | 0.05
Geo | 0 | 0 | 0 | 0 | 0 | 0
H | 0 | 0 | 0 | 0 | 0 | 0
LFG | 0 | 0 | 0 | 0 | 0 | 0
Nuc | 0 | 0 | 0 | 0 | 0 | 0
PS | 0 | 0 | 0 | 0 | 0 | 0
PV | 0 | 0 | 0 | 0 | 0 | 0
PeakG | 0 | 0 | 0 | 0 | 0 | 0
PeakO | 0 | 0 | 0 | 0 | 0 | 0
ST | 0 | 0 | 0 | 0 | 0 | 0
STOG | 0 | 0 | 0 | 0 | 0 | 0
STWD | 0 | 0 | 0 | 0 | 0 | 0
WT | 0 | 0 | 0 | 0 | 0 | 0
IGCC | 0 | 0 | 0 | 0 | 0 | 0
DemandResponse | 0 | 0 | 0 | 0 | 0 | 0
IGCC-CCS | 0 | 0 | 0 | 0 | 0 | 0
WT_off | 0 | 0 | 0 | 0 | 0 | 0
PseudoUnit | 0 | 0 | 0 | 0 | 0 | 0
FixedInterchange | 0 | 0 | 0 | 0 | 0 | 0
NOx Emissions (MMshortTons): NEISO
ReportingType | 2015 | 2020 | 2025 | 2030 | 2035 | 2040
BM | 0 | 0 | 0 | 0 | 0 | 0
CC | 0 | 0 | 0 | 0 | 0 | 0
CSP | 0 | 0 | 0 | 0 | 0 | 0
CT | 0 | 0 | 0 | 0 | 0 | 0
Coal | 0 | 0 | 0 | 0 | 0 | 0
Geo | 0 | 0 | 0 | 0 | 0 | 0
H | 0 | 0 | 0 | 0 | 0 | 0
LFG | 0 | 0 | 0 | 0 | 0 | 0
Nuc | 0 | 0 | 0 | 0 | 0 | 0
PS | 0 | 0 | 0 | 0 | 0 | 0
PV | 0 | 0 | 0 | 0 | 0 | 0
PeakG | 0 | 0 | 0 | 0 | 0 | 0
PeakO | 0 | 0 | 0 | 0 | 0 | 0
ST | 0 | 0 | 0 | 0 | 0 | 0
STOG | 0 | 0 | 0 | 0 | 0 | 0
STWD | 0 | 0 | 0 | 0 | 0 | 0
WT | 0 | 0 | 0 | 0 | 0 | 0
IGCC | 0 | 0 | 0 | 0 | 0 | 0
DemandResponse | 0 | 0 | 0 | 0 | 0 | 0
IGCC-CCS | 0 | 0 | 0 | 0 | 0 | 0
WT_off | 0 | 0 | 0 | 0 | 0 | 0
PseudoUnit | 0 | 0 | 0 | 0 | 0 | 0
FixedInterchange | 0 | 0 | 0 | 0 | 0 | 0
NOx Emissions (MMshortTons): NonRTO_Midwest
ReportingType | 2015 | 2020 | 2025 | 2030 | 2035 | 2040
BM | 0 | 0 | 0 | 0 | 0 | 0
CC | 0 | 0 | 0 | 0 | 0 | 0
CSP | 0 | 0 | 0 | 0 | 0 | 0
CT | 0 | 0 | 0 | 0 | 0 | 0
Coal | 0.04 | 0.04 | 0.04 | 0.04 | 0.04 | 0.05
Geo | 0 | 0 | 0 | 0 | 0 | 0
H | 0 | 0 | 0 | 0 | 0 | 0
LFG | 0 | 0 | 0 | 0 | 0 | 0
Nuc | 0 | 0 | 0 | 0 | 0 | 0
PS | 0 | 0 | 0 | 0 | 0 | 0
PV | 0 | 0 | 0 | 0 | 0 | 0
PeakG | 0 | 0 | 0 | 0 | 0 | 0
PeakO | 0 | 0 | 0 | 0 | 0 | 0
ST | 0 | 0 | 0 | 0 | 0 | 0
STOG | 0 | 0 | 0 | 0 | 0 | 0
STWD | 0 | 0 | 0 | 0 | 0 | 0
WT | 0 | 0 | 0 | 0 | 0 | 0
IGCC | 0 | 0 | 0 | 0 | 0 | 0
DemandResponse | 0 | 0 | 0 | 0 | 0 | 0
IGCC-CCS | 0 | 0 | 0 | 0 | 0 | 0
WT_off | 0 | 0 | 0 | 0 | 0 | 0
PseudoUnit | 0 | 0 | 0 | 0 | 0 | 0
FixedInterchange | 0 | 0 | 0 | 0 | 0 | 0
NOx Emissions (MMshortTons): NYISO_A-F
ReportingType | 2015 | 2020 | 2025 | 2030 | 2035 | 2040
BM | 0 | 0 | 0 | 0 | 0 | 0
CC | 0 | 0 | 0 | 0 | 0 | 0
CSP | 0 | 0 | 0 | 0 | 0 | 0
CT | 0 | 0 | 0 | 0 | 0 | 0
Coal | 0 | 0 | 0 | 0 | 0 | 0
Geo | 0 | 0 | 0 | 0 | 0 | 0
H | 0 | 0 | 0 | 0 | 0 | 0
LFG | 0 | 0 | 0 | 0 | 0 | 0
Nuc | 0 | 0 | 0 | 0 | 0 | 0
PS | 0 | 0 | 0 | 0 | 0 | 0
PV | 0 | 0 | 0 | 0 | 0 | 0
PeakG | 0 | 0 | 0 | 0 | 0 | 0
PeakO | 0 | 0 | 0 | 0 | 0 | 0
ST | 0 | 0 | 0 | 0 | 0 | 0
STOG | 0 | 0 | 0 | 0 | 0 | 0
STWD | 0 | 0 | 0 | 0 | 0 | 0
WT | 0 | 0 | 0 | 0 | 0 | 0
IGCC | 0 | 0 | 0 | 0 | 0 | 0
DemandResponse | 0 | 0 | 0 | 0 | 0 | 0
IGCC-CCS | 0 | 0 | 0 | 0 | 0 | 0
WT_off | 0 | 0 | 0 | 0 | 0 | 0
PseudoUnit | 0 | 0 | 0 | 0 | 0 | 0
FixedInterchange | 0 | 0 | 0 | 0 | 0 | 0
NOx Emissions (MMshortTons): NYISO_G-I
ReportingType | 2015 | 2020 | 2025 | 2030 | 2035 | 2040
BM | 0 | 0 | 0 | 0 | 0 | 0
CC | 0 | 0 | 0 | 0 | 0 | 0
CSP | 0 | 0 | 0 | 0 | 0 | 0
CT | 0 | 0 | 0 | 0 | 0 | 0
Coal | 0 | 0 | 0 | 0 | 0 | 0
Geo | 0 | 0 | 0 | 0 | 0 | 0
H | 0 | 0 | 0 | 0 | 0 | 0
LFG | 0 | 0 | 0 | 0 | 0 | 0
Nuc | 0 | 0 | 0 | 0 | 0 | 0
PS | 0 | 0 | 0 | 0 | 0 | 0
PV | 0 | 0 | 0 | 0 | 0 | 0
PeakG | 0 | 0 | 0 | 0 | 0 | 0
PeakO | 0 | 0 | 0 | 0 | 0 | 0
ST | 0 | 0 | 0 | 0 | 0 | 0
STOG | 0 | 0 | 0 | 0 | 0 | 0
STWD | 0 | 0 | 0 | 0 | 0 | 0
WT | 0 | 0 | 0 | 0 | 0 | 0
IGCC | 0 | 0 | 0 | 0 | 0 | 0
DemandResponse | 0 | 0 | 0 | 0 | 0 | 0
IGCC-CCS | 0 | 0 | 0 | 0 | 0 | 0
WT_off | 0 | 0 | 0 | 0 | 0 | 0
PseudoUnit | 0 | 0 | 0 | 0 | 0 | 0
FixedInterchange | 0 | 0 | 0 | 0 | 0 | 0
NOx Emissions (MMshortTons): NYISO_J-K
ReportingType | 2015 | 2020 | 2025 | 2030 | 2035 | 2040
BM | 0 | 0 | 0 | 0 | 0 | 0
CC | 0 | 0 | 0 | 0 | 0 | 0
CSP | 0 | 0 | 0 | 0 | 0 | 0
CT | 0 | 0 | 0 | 0 | 0 | 0
Coal | 0 | 0 | 0 | 0 | 0 | 0
Geo | 0 | 0 | 0 | 0 | 0 | 0
H | 0 | 0 | 0 | 0 | 0 | 0
LFG | 0 | 0 | 0 | 0 | 0 | 0
Nuc | 0 | 0 | 0 | 0 | 0 | 0
PS | 0 | 0 | 0 | 0 | 0 | 0
PV | 0 | 0 | 0 | 0 | 0 | 0
PeakG | 0 | 0 | 0 | 0 | 0 | 0
PeakO | 0 | 0 | 0 | 0 | 0 | 0
ST | 0 | 0 | 0 | 0 | 0 | 0
STOG | 0 | 0 | 0 | 0 | 0 | 0
STWD | 0 | 0 | 0 | 0 | 0 | 0
WT | 0 | 0 | 0 | 0 | 0 | 0
IGCC | 0 | 0 | 0 | 0 | 0 | 0
DemandResponse | 0 | 0 | 0 | 0 | 0 | 0
IGCC-CCS | 0 | 0 | 0 | 0 | 0 | 0
WT_off | 0 | 0 | 0 | 0 | 0 | 0
PseudoUnit | 0 | 0 | 0 | 0 | 0 | 0
FixedInterchange | 0 | 0 | 0 | 0 | 0 | 0
NOx Emissions (MMshortTons): PJM_E
ReportingType | 2015 | 2020 | 2025 | 2030 | 2035 | 2040
BM | 0 | 0 | 0 | 0 | 0 | 0
CC | 0 | 0 | 0 | 0 | 0 | 0
CSP | 0 | 0 | 0 | 0 | 0 | 0
CT | 0 | 0 | 0 | 0 | 0 | 0
Coal | 0 | 0 | 0 | 0 | 0 | 0
Geo | 0 | 0 | 0 | 0 | 0 | 0
H | 0 | 0 | 0 | 0 | 0 | 0
LFG | 0 | 0 | 0 | 0 | 0 | 0
Nuc | 0 | 0 | 0 | 0 | 0 | 0
PS | 0 | 0 | 0 | 0 | 0 | 0
PV | 0 | 0 | 0 | 0 | 0 | 0
PeakG | 0 | 0 | 0 | 0 | 0 | 0
PeakO | 0 | 0 | 0 | 0 | 0 | 0
ST | 0 | 0 | 0 | 0 | 0 | 0
STOG | 0 | 0 | 0 | 0 | 0 | 0
STWD | 0 | 0 | 0 | 0 | 0 | 0
WT | 0 | 0 | 0 | 0 | 0 | 0
IGCC | 0 | 0 | 0 | 0 | 0 | 0
DemandResponse | 0 | 0 | 0 | 0 | 0 | 0
IGCC-CCS | 0 | 0 | 0 | 0 | 0 | 0
WT_off | 0 | 0 | 0 | 0 | 0 | 0
PseudoUnit | 0 | 0 | 0 | 0 | 0 | 0
FixedInterchange | 0 | 0 | 0 | 0 | 0 | 0
NOx Emissions (MMshortTons): PJM_ROM
ReportingType | 2015 | 2020 | 2025 | 2030 | 2035 | 2040
BM | 0 | 0 | 0 | 0 | 0 | 0
CC | 0 | 0 | 0 | 0 | 0 | 0.01
CSP | 0 | 0 | 0 | 0 | 0 | 0
CT | 0 | 0 | 0 | 0 | 0 | 0
Coal | 0.04 | 0.03 | 0.03 | 0.03 | 0.03 | 0.03
Geo | 0 | 0 | 0 | 0 | 0 | 0
H | 0 | 0 | 0 | 0 | 0 | 0
LFG | 0 | 0 | 0 | 0 | 0 | 0
Nuc | 0 | 0 | 0 | 0 | 0 | 0
PS | 0 | 0 | 0 | 0 | 0 | 0
PV | 0 | 0 | 0 | 0 | 0 | 0
PeakG | 0 | 0 | 0 | 0 | 0 | 0
PeakO | 0 | 0 | 0 | 0 | 0 | 0
ST | 0 | 0 | 0 | 0 | 0 | 0
STOG | 0 | 0 | 0 | 0 | 0 | 0
STWD | 0 | 0 | 0 | 0 | 0 | 0
WT | 0 | 0 | 0 | 0 | 0 | 0
IGCC | 0 | 0 | 0 | 0 | 0 | 0
DemandResponse | 0 | 0 | 0 | 0 | 0 | 0
IGCC-CCS | 0 | 0 | 0 | 0 | 0 | 0
WT_off | 0 | 0 | 0 | 0 | 0 | 0
PseudoUnit | 0 | 0 | 0 | 0 | 0 | 0
FixedInterchange | 0 | 0 | 0 | 0 | 0 | 0
NOx Emissions (MMshortTons): PJM_ROR
ReportingType | 2015 | 2020 | 2025 | 2030 | 2035 | 2040
BM | 0 | 0 | 0 | 0 | 0 | 0
CC | 0 | 0 | 0 | 0 | 0 | 0
CSP | 0 | 0 | 0 | 0 | 0 | 0
CT | 0 | 0 | 0 | 0 | 0 | 0
Coal | 0.27 | 0.17 | 0.17 | 0.16 | 0.17 | 0.17
Geo | 0 | 0 | 0 | 0 | 0 | 0
H | 0 | 0 | 0 | 0 | 0 | 0
LFG | 0 | 0 | 0 | 0 | 0 | 0
Nuc | 0 | 0 | 0 | 0 | 0 | 0
PS | 0 | 0 | 0 | 0 | 0 | 0
PV | 0 | 0 | 0 | 0 | 0 | 0
PeakG | 0 | 0 | 0 | 0 | 0 | 0
PeakO | 0 | 0 | 0 | 0 | 0 | 0
ST | 0 | 0 | 0 | 0 | 0 | 0
STOG | 0 | 0 | 0 | 0 | 0 | 0
STWD | 0 | 0 | 0 | 0 | 0 | 0
WT | 0 | 0 | 0 | 0 | 0 | 0
IGCC | 0 | 0 | 0 | 0 | 0 | 0
DemandResponse | 0 | 0 | 0 | 0 | 0 | 0
IGCC-CCS | 0 | 0 | 0 | 0 | 0 | 0
WT_off | 0 | 0 | 0 | 0 | 0 | 0
PseudoUnit | 0 | 0 | 0 | 0 | 0 | 0
FixedInterchange | 0 | 0 | 0 | 0 | 0 | 0
NOx Emissions (MMshortTons): SOCO
ReportingType | 2015 | 2020 | 2025 | 2030 | 2035 | 2040
BM | 0 | 0 | 0 | 0 | 0 | 0
CC | 0.01 | 0.01 | 0.01 | 0 | 0 | 0
CSP | 0 | 0 | 0 | 0 | 0 | 0
CT | 0 | 0 | 0 | 0 | 0 | 0
Coal | 0.06 | 0.05 | 0.05 | 0.05 | 0.05 | 0.06
Geo | 0 | 0 | 0 | 0 | 0 | 0
H | 0 | 0 | 0 | 0 | 0 | 0
LFG | 0 | 0 | 0 | 0 | 0 | 0
Nuc | 0 | 0 | 0 | 0 | 0 | 0
PS | 0 | 0 | 0 | 0 | 0 | 0
PV | 0 | 0 | 0 | 0 | 0 | 0
PeakG | 0 | 0 | 0 | 0 | 0 | 0
PeakO | 0 | 0 | 0 | 0 | 0 | 0
ST | 0 | 0 | 0 | 0 | 0 | 0
STOG | 0 | 0 | 0 | 0 | 0 | 0
STWD | 0 | 0 | 0 | 0 | 0 | 0
WT | 0 | 0 | 0 | 0 | 0 | 0
IGCC | 0 | 0 | 0 | 0 | 0 | 0
DemandResponse | 0 | 0 | 0 | 0 | 0 | 0
IGCC-CCS | 0 | 0 | 0 | 0 | 0 | 0
WT_off | 0 | 0 | 0 | 0 | 0 | 0
PseudoUnit | 0 | 0 | 0 | 0 | 0 | 0
FixedInterchange | 0 | 0 | 0 | 0 | 0 | 0
NOx Emissions (MMshortTons): SPP_N
ReportingType | 2015 | 2020 | 2025 | 2030 | 2035 | 2040
BM | 0 | 0 | 0 | 0 | 0 | 0
CC | 0 | 0 | 0 | 0 | 0 | 0
CSP | 0 | 0 | 0 | 0 | 0 | 0
CT | 0 | 0 | 0 | 0 | 0 | 0
Coal | 0.07 | 0.06 | 0.06 | 0.06 | 0.06 | 0.06
Geo | 0 | 0 | 0 | 0 | 0 | 0
H | 0 | 0 | 0 | 0 | 0 | 0
LFG | 0 | 0 | 0 | 0 | 0 | 0
Nuc | 0 | 0 | 0 | 0 | 0 | 0
PS | 0 | 0 | 0 | 0 | 0 | 0
PV | 0 | 0 | 0 | 0 | 0 | 0
PeakG | 0 | 0 | 0 | 0 | 0 | 0
PeakO | 0 | 0 | 0 | 0 | 0 | 0
ST | 0 | 0 | 0 | 0 | 0 | 0
STOG | 0 | 0 | 0 | 0 | 0 | 0
STWD | 0 | 0 | 0 | 0 | 0 | 0
WT | 0 | 0 | 0 | 0 | 0 | 0
IGCC | 0 | 0 | 0 | 0 | 0 | 0
DemandResponse | 0 | 0 | 0 | 0 | 0 | 0
IGCC-CCS | 0 | 0 | 0 | 0 | 0 | 0
WT_off | 0 | 0 | 0 | 0 | 0 | 0
PseudoUnit | 0 | 0 | 0 | 0 | 0 | 0
FixedInterchange | 0 | 0 | 0 | 0 | 0 | 0
NOx Emissions (MMshortTons): SPP_S
ReportingType | 2015 | 2020 | 2025 | 2030 | 2035 | 2040
BM | 0 | 0 | 0 | 0 | 0 | 0
CC | 0 | 0 | 0 | 0 | 0 | 0
CSP | 0 | 0 | 0 | 0 | 0 | 0
CT | 0 | 0 | 0 | 0 | 0 | 0
Coal | 0.11 | 0.1 | 0.09 | 0.08 | 0.1 | 0.09
Geo | 0 | 0 | 0 | 0 | 0 | 0
H | 0 | 0 | 0 | 0 | 0 | 0
LFG | 0 | 0 | 0 | 0 | 0 | 0
Nuc | 0 | 0 | 0 | 0 | 0 | 0
PS | 0 | 0 | 0 | 0 | 0 | 0
PV | 0 | 0 | 0 | 0 | 0 | 0
PeakG | 0 | 0 | 0 | 0 | 0 | 0
PeakO | 0 | 0 | 0 | 0 | 0 | 0
ST | 0 | 0 | 0 | 0 | 0 | 0
STOG | 0 | 0 | 0 | 0 | 0 | 0
STWD | 0 | 0 | 0 | 0 | 0 | 0
WT | 0 | 0 | 0 | 0 | 0 | 0
IGCC | 0 | 0 | 0 | 0 | 0 | 0
DemandResponse | 0 | 0 | 0 | 0 | 0 | 0
IGCC-CCS | 0 | 0 | 0 | 0 | 0 | 0
WT_off | 0 | 0 | 0 | 0 | 0 | 0
PseudoUnit | 0 | 0 | 0 | 0 | 0 | 0
FixedInterchange | 0 | 0 | 0 | 0 | 0 | 0
NOx Emissions (MMshortTons): TVA
ReportingType | 2015 | 2020 | 2025 | 2030 | 2035 | 2040
BM | 0 | 0 | 0 | 0 | 0 | 0
CC | 0 | 0 | 0 | 0 | 0 | 0
CSP | 0 | 0 | 0 | 0 | 0 | 0
CT | 0 | 0 | 0 | 0 | 0 | 0
Coal | 0.07 | 0.05 | 0.05 | 0.05 | 0.05 | 0.05
Geo | 0 | 0 | 0 | 0 | 0 | 0
H | 0 | 0 | 0 | 0 | 0 | 0
LFG | 0 | 0 | 0 | 0 | 0 | 0
Nuc | 0 | 0 | 0 | 0 | 0 | 0
PS | 0 | 0 | 0 | 0 | 0 | 0
PV | 0 | 0 | 0 | 0 | 0 | 0
PeakG | 0 | 0 | 0 | 0 | 0 | 0
PeakO | 0 | 0 | 0 | 0 | 0 | 0
ST | 0 | 0 | 0 | 0 | 0 | 0
STOG | 0 | 0 | 0 | 0 | 0 | 0
STWD | 0 | 0 | 0 | 0 | 0 | 0
WT | 0 | 0 | 0 | 0 | 0 | 0
IGCC | 0 | 0 | 0 | 0 | 0 | 0
DemandResponse | 0 | 0 | 0 | 0 | 0 | 0
IGCC-CCS | 0 | 0 | 0 | 0 | 0 | 0
WT_off | 0 | 0 | 0 | 0 | 0 | 0
PseudoUnit | 0 | 0 | 0 | 0 | 0 | 0
FixedInterchange | 0 | 0 | 0 | 0 | 0 | 0
NOx Emissions (MMshortTons): TVA_Transmission
ReportingType | 2015 | 2020 | 2025 | 2030 | 2035 | 2040
BM | 0 | 0 | 0 | 0 | 0 | 0
CC | 0 | 0 | 0 | 0 | 0 | 0
CSP | 0 | 0 | 0 | 0 | 0 | 0
CT | 0 | 0 | 0 | 0 | 0 | 0
Coal | 0 | 0 | 0 | 0 | 0 | 0
Geo | 0 | 0 | 0 | 0 | 0 | 0
H | 0 | 0 | 0 | 0 | 0 | 0
LFG | 0 | 0 | 0 | 0 | 0 | 0
Nuc | 0 | 0 | 0 | 0 | 0 | 0
PS | 0 | 0 | 0 | 0 | 0 | 0
PV | 0 | 0 | 0 | 0 | 0 | 0
PeakG | 0 | 0 | 0 | 0 | 0 | 0
PeakO | 0 | 0 | 0 | 0 | 0 | 0
ST | 0 | 0 | 0 | 0 | 0 | 0
STOG | 0 | 0 | 0 | 0 | 0 | 0
STWD | 0 | 0 | 0 | 0 | 0 | 0
WT | 0 | 0 | 0 | 0 | 0 | 0
IGCC | 0 | 0 | 0 | 0 | 0 | 0
DemandResponse | 0 | 0 | 0 | 0 | 0 | 0
IGCC-CCS | 0 | 0 | 0 | 0 | 0 | 0
WT_off | 0 | 0 | 0 | 0 | 0 | 0
PseudoUnit | 0 | 0 | 0 | 0 | 0 | 0
FixedInterchange | 0 | 0 | 0 | 0 | 0 | 0
NOx Emissions (MMshortTons): VACAR
ReportingType | 2015 | 2020 | 2025 | 2030 | 2035 | 2040
BM | 0 | 0 | 0 | 0 | 0 | 0
CC | 0 | 0 | 0 | 0 | 0 | 0
CSP | 0 | 0 | 0 | 0 | 0 | 0
CT | 0 | 0 | 0 | 0 | 0 | 0
Coal | 0.05 | 0.02 | 0.02 | 0.01 | 0.02 | 0.03
Geo | 0 | 0 | 0 | 0 | 0 | 0
H | 0 | 0 | 0 | 0 | 0 | 0
LFG | 0 | 0 | 0 | 0 | 0 | 0
Nuc | 0 | 0 | 0 | 0 | 0 | 0
PS | 0 | 0 | 0 | 0 | 0 | 0
PV | 0 | 0 | 0 | 0 | 0 | 0
PeakG | 0 | 0 | 0 | 0 | 0 | 0
PeakO | 0 | 0 | 0 | 0 | 0 | 0
ST | 0 | 0 | 0 | 0 | 0 | 0
STOG | 0 | 0 | 0 | 0 | 0 | 0
STWD | 0 | 0 | 0 | 0 | 0 | 0
WT | 0 | 0 | 0 | 0 | 0 | 0
IGCC | 0 | 0 | 0 | 0 | 0 | 0
DemandResponse | 0 | 0 | 0 | 0 | 0 | 0
IGCC-CCS | 0 | 0 | 0 | 0 | 0 | 0
WT_off | 0 | 0 | 0 | 0 | 0 | 0
PseudoUnit | 0 | 0 | 0 | 0 | 0 | 0
FixedInterchange | 0 | 0 | 0 | 0 | 0 | 0
NOx Emissions (MMshortTons): IESO
ReportingType | 2015 | 2020 | 2025 | 2030 | 2035 | 2040
BM | 0 | 0 | 0 | 0 | 0 | 0
CC | 0 | 0 | 0 | 0 | 0 | 0
CSP | 0 | 0 | 0 | 0 | 0 | 0
CT | 0 | 0 | 0 | 0 | 0 | 0
Coal | 0 | 0 | 0 | 0 | 0 | 0
Geo | 0 | 0 | 0 | 0 | 0 | 0
H | 0 | 0 | 0 | 0 | 0 | 0
LFG | 0 | 0 | 0 | 0 | 0 | 0
Nuc | 0 | 0 | 0 | 0 | 0 | 0
PS | 0 | 0 | 0 | 0 | 0 | 0
PV | 0 | 0 | 0 | 0 | 0 | 0
PeakG | 0 | 0 | 0 | 0 | 0 | 0
PeakO | 0 | 0 | 0 | 0 | 0 | 0
ST | 0 | 0 | 0 | 0 | 0 | 0
STOG | 0 | 0 | 0 | 0 | 0 | 0
STWD | 0 | 0 | 0 | 0 | 0 | 0
WT | 0 | 0 | 0 | 0 | 0 | 0
IGCC | 0 | 0 | 0 | 0 | 0 | 0
DemandResponse | 0 | 0 | 0 | 0 | 0 | 0
IGCC-CCS | 0 | 0 | 0 | 0 | 0 | 0
WT_off | 0 | 0 | 0 | 0 | 0 | 0
PseudoUnit | 0 | 0 | 0 | 0 | 0 | 0
FixedInterchange | 0 | 0 | 0 | 0 | 0 | 0
NOx Emissions (MMshortTons): MAPP_CA
ReportingType | 2015 | 2020 | 2025 | 2030 | 2035 | 2040
BM | 0 | 0 | 0 | 0 | 0 | 0
CC | 0 | 0 | 0 | 0 | 0 | 0
CSP | 0 | 0 | 0 | 0 | 0 | 0
CT | 0 | 0 | 0 | 0 | 0 | 0
Coal | 0 | 0 | 0 | 0 | 0 | 0
Geo | 0 | 0 | 0 | 0 | 0 | 0
H | 0 | 0 | 0 | 0 | 0 | 0
LFG | 0 | 0 | 0 | 0 | 0 | 0
Nuc | 0 | 0 | 0 | 0 | 0 | 0
PS | 0 | 0 | 0 | 0 | 0 | 0
PV | 0 | 0 | 0 | 0 | 0 | 0
PeakG | 0 | 0 | 0 | 0 | 0 | 0
PeakO | 0 | 0 | 0 | 0 | 0 | 0
ST | 0 | 0 | 0 | 0 | 0 | 0
STOG | 0 | 0 | 0 | 0 | 0 | 0
STWD | 0 | 0 | 0 | 0 | 0 | 0
WT | 0 | 0 | 0 | 0 | 0 | 0
IGCC | 0 | 0 | 0 | 0 | 0 | 0
DemandResponse | 0 | 0 | 0 | 0 | 0 | 0
IGCC-CCS | 0 | 0 | 0 | 0 | 0 | 0
WT_off | 0 | 0 | 0 | 0 | 0 | 0
PseudoUnit | 0 | 0 | 0 | 0 | 0 | 0
FixedInterchange | 0 | 0 | 0 | 0 | 0 | 0
NOx Emissions (MMshortTons): AZ_NM_SNV_Coal
ReportingType | 2015 | 2020 | 2025 | 2030 | 2035 | 2040
BM | 0 | 0 | 0 | 0 | 0 | 0
CC | 0 | 0 | 0 | 0 | 0 | 0
CSP | 0 | 0 | 0 | 0 | 0 | 0
CT | 0 | 0 | 0 | 0 | 0 | 0
Coal | 0.12 | 0.12 | 0.12 | 0.12 | 0.12 | 0.14
Geo | 0 | 0 | 0 | 0 | 0 | 0
H | 0 | 0 | 0 | 0 | 0 | 0
LFG | 0 | 0 | 0 | 0 | 0 | 0
Nuc | 0 | 0 | 0 | 0 | 0 | 0
PS | 0 | 0 | 0 | 0 | 0 | 0
PV | 0 | 0 | 0 | 0 | 0 | 0
PeakG | 0 | 0 | 0 | 0 | 0 | 0
PeakO | 0 | 0 | 0 | 0 | 0 | 0
ST | 0 | 0 | 0 | 0 | 0 | 0
STOG | 0 | 0 | 0 | 0 | 0 | 0
STWD | 0 | 0 | 0 | 0 | 0 | 0
WT | 0 | 0 | 0 | 0 | 0 | 0
IGCC | 0 | 0 | 0 | 0 | 0 | 0
DemandResponse | 0 | 0 | 0 | 0 | 0 | 0
IGCC-CCS | 0 | 0 | 0 | 0 | 0 | 0
WT_off | 0 | 0 | 0 | 0 | 0 | 0
PseudoUnit | 0 | 0 | 0 | 0 | 0 | 0
FixedInterchange | 0 | 0 | 0 | 0 | 0 | 0
NOx Emissions (MMshortTons): AZ_NM_SNV_Gas
ReportingType | 2015 | 2020 | 2025 | 2030 | 2035 | 2040
BM | 0 | 0 | 0 | 0 | 0 | 0
CC | 0.01 | 0.01 | 0.01 | 0.01 | 0.01 | 0.01
CSP | 0 | 0 | 0 | 0 | 0 | 0
CT | 0 | 0 | 0 | 0 | 0 | 0
Coal | 0 | 0 | 0 | 0 | 0 | 0
Geo | 0 | 0 | 0 | 0 | 0 | 0
H | 0 | 0 | 0 | 0 | 0 | 0
LFG | 0 | 0 | 0 | 0 | 0 | 0
Nuc | 0 | 0 | 0 | 0 | 0 | 0
PS | 0 | 0 | 0 | 0 | 0 | 0
PV | 0 | 0 | 0 | 0 | 0 | 0
PeakG | 0 | 0 | 0 | 0 | 0 | 0
PeakO | 0 | 0 | 0 | 0 | 0 | 0
ST | 0 | 0 | 0 | 0 | 0 | 0
STOG | 0 | 0 | 0 | 0 | 0 | 0
STWD | 0 | 0 | 0 | 0 | 0 | 0
WT | 0 | 0 | 0 | 0 | 0 | 0
IGCC | 0 | 0 | 0 | 0 | 0 | 0
DemandResponse | 0 | 0 | 0 | 0 | 0 | 0
IGCC-CCS | 0 | 0 | 0 | 0 | 0 | 0
WT_off | 0 | 0 | 0 | 0 | 0 | 0
PseudoUnit | 0 | 0 | 0 | 0 | 0 | 0
FixedInterchange | 0 | 0 | 0 | 0 | 0 | 0
NOx Emissions (MMshortTons): AZ_NM_SNV_NucRenew
ReportingType | 2015 | 2020 | 2025 | 2030 | 2035 | 2040
BM | 0 | 0 | 0 | 0 | 0 | 0
CC | 0 | 0 | 0 | 0 | 0 | 0
CSP | 0 | 0 | 0 | 0 | 0 | 0
CT | 0 | 0 | 0 | 0 | 0 | 0
Coal | 0 | 0 | 0 | 0 | 0 | 0
Geo | 0 | 0 | 0 | 0 | 0 | 0
H | 0 | 0 | 0 | 0 | 0 | 0
LFG | 0 | 0 | 0 | 0 | 0 | 0
Nuc | 0 | 0 | 0 | 0 | 0 | 0
PS | 0 | 0 | 0 | 0 | 0 | 0
PV | 0 | 0 | 0 | 0 | 0 | 0
PeakG | 0 | 0 | 0 | 0 | 0 | 0
PeakO | 0 | 0 | 0 | 0 | 0 | 0
ST | 0 | 0 | 0 | 0 | 0 | 0
STOG | 0 | 0 | 0 | 0 | 0 | 0
STWD | 0 | 0 | 0 | 0 | 0 | 0
WT | 0 | 0 | 0 | 0 | 0 | 0
IGCC | 0 | 0 | 0 | 0 | 0 | 0
DemandResponse | 0 | 0 | 0 | 0 | 0 | 0
IGCC-CCS | 0 | 0 | 0 | 0 | 0 | 0
WT_off | 0 | 0 | 0 | 0 | 0 | 0
PseudoUnit | 0 | 0 | 0 | 0 | 0 | 0
FixedInterchange | 0 | 0 | 0 | 0 | 0 | 0
NOx Emissions (MMshortTons): ERCOT
ReportingType | 2015 | 2020 | 2025 | 2030 | 2035 | 2040
BM | 0 | 0 | 0 | 0 | 0 | 0
CC | 0.01 | 0.01 | 0.01 | 0.01 | 0.01 | 0.01
CSP | 0 | 0 | 0 | 0 | 0 | 0
CT | 0 | 0 | 0 | 0 | 0 | 0
Coal | 0.07 | 0.08 | 0.09 | 0.09 | 0.09 | 0.09
Geo | 0 | 0 | 0 | 0 | 0 | 0
H | 0 | 0 | 0 | 0 | 0 | 0
LFG | 0 | 0 | 0 | 0 | 0 | 0
Nuc | 0 | 0 | 0 | 0 | 0 | 0
PS | 0 | 0 | 0 | 0 | 0 | 0
PV | 0 | 0 | 0 | 0 | 0 | 0
PeakG | 0 | 0 | 0 | 0 | 0 | 0
PeakO | 0 | 0 | 0 | 0 | 0 | 0
ST | 0 | 0 | 0 | 0 | 0 | 0
STOG | 0 | 0.01 | 0.01 | 0 | 0 | 0
STWD | 0 | 0 | 0 | 0 | 0 | 0
WT | 0 | 0 | 0 | 0 | 0 | 0
IGCC | 0 | 0 | 0 | 0 | 0 | 0
DemandResponse | 0 | 0 | 0 | 0 | 0 | 0
IGCC-CCS | 0 | 0 | 0 | 0 | 0 | 0
WT_off | 0 | 0 | 0 | 0 | 0 | 0
PseudoUnit | 0 | 0 | 0 | 0 | 0 | 0
FixedInterchange | 0 | 0 | 0 | 0 | 0 | 0
NOx Emissions (MMshortTons): NP15
ReportingType | 2015 | 2020 | 2025 | 2030 | 2035 | 2040
BM | 0 | 0 | 0 | 0 | 0 | 0
CC | 0 | 0 | 0 | 0 | 0 | 0
CSP | 0 | 0 | 0 | 0 | 0 | 0
CT | 0 | 0 | 0 | 0 | 0 | 0
Coal | 0 | 0 | 0 | 0 | 0 | 0
Geo | 0 | 0 | 0 | 0 | 0 | 0
H | 0 | 0 | 0 | 0 | 0 | 0
LFG | 0 | 0 | 0 | 0 | 0 | 0
Nuc | 0 | 0 | 0 | 0 | 0 | 0
PS | 0 | 0 | 0 | 0 | 0 | 0
PV | 0 | 0 | 0 | 0 | 0 | 0
PeakG | 0 | 0 | 0 | 0 | 0 | 0
PeakO | 0 | 0 | 0 | 0 | 0 | 0
ST | 0 | 0 | 0 | 0 | 0 | 0
STOG | 0 | 0 | 0 | 0 | 0 | 0
STWD | 0 | 0 | 0 | 0 | 0 | 0
WT | 0 | 0 | 0 | 0 | 0 | 0
IGCC | 0 | 0 | 0 | 0 | 0 | 0
DemandResponse | 0 | 0 | 0 | 0 | 0 | 0
IGCC-CCS | 0 | 0 | 0 | 0 | 0 | 0
WT_off | 0 | 0 | 0 | 0 | 0 | 0
PseudoUnit | 0 | 0 | 0 | 0 | 0 | 0
FixedInterchange | 0 | 0 | 0 | 0 | 0 | 0
NOx Emissions (MMshortTons): NWPP_Coal
ReportingType | 2015 | 2020 | 2025 | 2030 | 2035 | 2040
BM | 0 | 0 | 0 | 0 | 0 | 0
CC | 0 | 0 | 0 | 0 | 0 | 0
CSP | 0 | 0 | 0 | 0 | 0 | 0
CT | 0 | 0 | 0 | 0 | 0 | 0
Coal | 0.15 | 0.15 | 0.15 | 0.15 | 0.15 | 0.15
Geo | 0 | 0 | 0 | 0 | 0 | 0
H | 0 | 0 | 0 | 0 | 0 | 0
LFG | 0 | 0 | 0 | 0 | 0 | 0
Nuc | 0 | 0 | 0 | 0 | 0 | 0
PS | 0 | 0 | 0 | 0 | 0 | 0
PV | 0 | 0 | 0 | 0 | 0 | 0
PeakG | 0 | 0 | 0 | 0 | 0 | 0
PeakO | 0 | 0 | 0 | 0 | 0 | 0
ST | 0 | 0 | 0 | 0 | 0 | 0
STOG | 0 | 0 | 0 | 0 | 0 | 0
STWD | 0 | 0 | 0 | 0 | 0 | 0
WT | 0 | 0 | 0 | 0 | 0 | 0
IGCC | 0 | 0 | 0 | 0 | 0 | 0
DemandResponse | 0 | 0 | 0 | 0 | 0 | 0
IGCC-CCS | 0 | 0 | 0 | 0 | 0 | 0
WT_off | 0 | 0 | 0 | 0 | 0 | 0
PseudoUnit | 0 | 0 | 0 | 0 | 0 | 0
FixedInterchange | 0 | 0 | 0 | 0 | 0 | 0
NOx Emissions (MMshortTons): NWPP_Gas
ReportingType | 2015 | 2020 | 2025 | 2030 | 2035 | 2040
BM | 0 | 0 | 0 | 0 | 0 | 0
CC | 0 | 0 | 0 | 0.01 | 0.01 | 0.01
CSP | 0 | 0 | 0 | 0 | 0 | 0
CT | 0 | 0 | 0 | 0 | 0 | 0
Coal | 0 | 0 | 0 | 0 | 0 | 0
Geo | 0 | 0 | 0 | 0 | 0 | 0
H | 0 | 0 | 0 | 0 | 0 | 0
LFG | 0 | 0 | 0 | 0 | 0 | 0
Nuc | 0 | 0 | 0 | 0 | 0 | 0
PS | 0 | 0 | 0 | 0 | 0 | 0
PV | 0 | 0 | 0 | 0 | 0 | 0
PeakG | 0 | 0 | 0 | 0 | 0 | 0
PeakO | 0 | 0 | 0 | 0 | 0 | 0
ST | 0 | 0 | 0 | 0 | 0 | 0
STOG | 0 | 0 | 0 | 0 | 0 | 0
STWD | 0 | 0 | 0 | 0 | 0 | 0
WT | 0 | 0 | 0 | 0 | 0 | 0
IGCC | 0 | 0 | 0 | 0 | 0 | 0
DemandResponse | 0 | 0 | 0 | 0 | 0 | 0
IGCC-CCS | 0 | 0 | 0 | 0 | 0 | 0
WT_off | 0 | 0 | 0 | 0 | 0 | 0
PseudoUnit | 0 | 0 | 0 | 0 | 0 | 0
FixedInterchange | 0 | 0 | 0 | 0 | 0 | 0
NOx Emissions (MMshortTons): NWPP_NucRenew
ReportingType | 2015 | 2020 | 2025 | 2030 | 2035 | 2040
BM | 0 | 0 | 0 | 0 | 0 | 0
CC | 0 | 0 | 0 | 0 | 0 | 0
CSP | 0 | 0 | 0 | 0 | 0 | 0
CT | 0 | 0 | 0 | 0 | 0 | 0
Coal | 0 | 0 | 0 | 0 | 0 | 0
Geo | 0 | 0 | 0 | 0 | 0 | 0
H | 0 | 0 | 0 | 0 | 0 | 0
LFG | 0 | 0 | 0 | 0 | 0 | 0
Nuc | 0 | 0 | 0 | 0 | 0 | 0
PS | 0 | 0 | 0 | 0 | 0 | 0
PV | 0 | 0 | 0 | 0 | 0 | 0
PeakG | 0 | 0 | 0 | 0 | 0 | 0
PeakO | 0 | 0 | 0 | 0 | 0 | 0
ST | 0 | 0 | 0 | 0 | 0 | 0
STOG | 0 | 0 | 0 | 0 | 0 | 0
STWD | 0 | 0 | 0 | 0 | 0 | 0
WT | 0 | 0 | 0 | 0 | 0 | 0
IGCC | 0 | 0 | 0 | 0 | 0 | 0
DemandResponse | 0 | 0 | 0 | 0 | 0 | 0
IGCC-CCS | 0 | 0 | 0 | 0 | 0 | 0
WT_off | 0 | 0 | 0 | 0 | 0 | 0
PseudoUnit | 0 | 0 | 0 | 0 | 0 | 0
FixedInterchange | 0 | 0 | 0 | 0 | 0 | 0
NOx Emissions (MMshortTons): RMPA
ReportingType | 2015 | 2020 | 2025 | 2030 | 2035 | 2040
BM | 0 | 0 | 0 | 0 | 0 | 0
CC | 0 | 0 | 0 | 0 | 0 | 0
CSP | 0 | 0 | 0 | 0 | 0 | 0
CT | 0 | 0 | 0 | 0 | 0 | 0
Coal | 0.06 | 0.06 | 0.05 | 0.05 | 0.06 | 0.06
Geo | 0 | 0 | 0 | 0 | 0 | 0
H | 0 | 0 | 0 | 0 | 0 | 0
LFG | 0 | 0 | 0 | 0 | 0 | 0
Nuc | 0 | 0 | 0 | 0 | 0 | 0
PS | 0 | 0 | 0 | 0 | 0 | 0
PV | 0 | 0 | 0 | 0 | 0 | 0
PeakG | 0 | 0 | 0 | 0 | 0 | 0
PeakO | 0 | 0 | 0 | 0 | 0 | 0
ST | 0 | 0 | 0 | 0 | 0 | 0
STOG | 0 | 0 | 0 | 0 | 0 | 0
STWD | 0 | 0 | 0 | 0 | 0 | 0
WT | 0 | 0 | 0 | 0 | 0 | 0
IGCC | 0 | 0 | 0 | 0 | 0 | 0
DemandResponse | 0 | 0 | 0 | 0 | 0 | 0
IGCC-CCS | 0 | 0 | 0 | 0 | 0 | 0
WT_off | 0 | 0 | 0 | 0 | 0 | 0
PseudoUnit | 0 | 0 | 0 | 0 | 0 | 0
FixedInterchange | 0 | 0 | 0 | 0 | 0 | 0
NOx Emissions (MMshortTons): SP15
ReportingType | 2015 | 2020 | 2025 | 2030 | 2035 | 2040
BM | 0 | 0 | 0 | 0 | 0 | 0
CC | 0 | 0 | 0 | 0 | 0 | 0
CSP | 0 | 0 | 0 | 0 | 0 | 0
CT | 0 | 0 | 0 | 0 | 0 | 0
Coal | 0 | 0 | 0 | 0 | 0 | 0
Geo | 0 | 0 | 0 | 0 | 0 | 0
H | 0 | 0 | 0 | 0 | 0 | 0
LFG | 0 | 0 | 0 | 0 | 0 | 0
Nuc | 0 | 0 | 0 | 0 | 0 | 0
PS | 0 | 0 | 0 | 0 | 0 | 0
PV | 0 | 0 | 0 | 0 | 0 | 0
PeakG | 0 | 0 | 0 | 0 | 0 | 0
PeakO | 0 | 0 | 0 | 0 | 0 | 0
ST | 0 | 0 | 0 | 0 | 0 | 0
STOG | 0 | 0 | 0 | 0 | 0 | 0
STWD | 0 | 0 | 0 | 0 | 0 | 0
WT | 0 | 0 | 0 | 0 | 0 | 0
IGCC | 0 | 0 | 0 | 0 | 0 | 0
DemandResponse | 0 | 0 | 0 | 0 | 0 | 0
IGCC-CCS | 0 | 0 | 0 | 0 | 0 | 0
WT_off | 0 | 0 | 0 | 0 | 0 | 0
PseudoUnit | 0 | 0 | 0 | 0 | 0 | 0
FixedInterchange | 0 | 0 | 0 | 0 | 0 | 0
NOx Emissions (MMshortTons): ALB
ReportingType | 2015 | 2020 | 2025 | 2030 | 2035 | 2040
BM | 0 | 0 | 0 | 0 | 0 | 0
CC | 0 | 0 | 0 | 0 | 0 | 0
CSP | 0 | 0 | 0 | 0 | 0 | 0
CT | 0 | 0 | 0 | 0 | 0 | 0
Coal | 0.01 | 0.01 | 0.01 | 0.01 | 0.01 | 0.01
Geo | 0 | 0 | 0 | 0 | 0 | 0
H | 0 | 0 | 0 | 0 | 0 | 0
LFG | 0 | 0 | 0 | 0 | 0 | 0
Nuc | 0 | 0 | 0 | 0 | 0 | 0
PS | 0 | 0 | 0 | 0 | 0 | 0
PV | 0 | 0 | 0 | 0 | 0 | 0
PeakG | 0 | 0 | 0 | 0 | 0 | 0
PeakO | 0 | 0 | 0 | 0 | 0 | 0
ST | 0 | 0 | 0 | 0 | 0 | 0
STOG | 0 | 0 | 0 | 0 | 0 | 0
STWD | 0 | 0 | 0 | 0 | 0 | 0
WT | 0 | 0 | 0 | 0 | 0 | 0
IGCC | 0 | 0 | 0 | 0 | 0 | 0
DemandResponse | 0 | 0 | 0 | 0 | 0 | 0
IGCC-CCS | 0 | 0 | 0 | 0 | 0 | 0
WT_off | 0 | 0 | 0 | 0 | 0 | 0
PseudoUnit | 0 | 0 | 0 | 0 | 0 | 0
FixedInterchange | 0 | 0 | 0 | 0 | 0 | 0
NOx Emissions (MMshortTons): BC
ReportingType | 2015 | 2020 | 2025 | 2030 | 2035 | 2040
BM | 0 | 0 | 0 | 0 | 0 | 0
CC | 0 | 0 | 0 | 0 | 0 | 0
CSP | 0 | 0 | 0 | 0 | 0 | 0
CT | 0 | 0 | 0 | 0 | 0 | 0
Coal | 0 | 0 | 0 | 0 | 0 | 0
Geo | 0 | 0 | 0 | 0 | 0 | 0
H | 0 | 0 | 0 | 0 | 0 | 0
LFG | 0 | 0 | 0 | 0 | 0 | 0
Nuc | 0 | 0 | 0 | 0 | 0 | 0
PS | 0 | 0 | 0 | 0 | 0 | 0
PV | 0 | 0 | 0 | 0 | 0 | 0
PeakG | 0 | 0 | 0 | 0 | 0 | 0
PeakO | 0 | 0 | 0 | 0 | 0 | 0
ST | 0 | 0 | 0 | 0 | 0 | 0
STOG | 0 | 0 | 0 | 0 | 0 | 0
STWD | 0 | 0 | 0 | 0 | 0 | 0
WT | 0 | 0 | 0 | 0 | 0 | 0
IGCC | 0 | 0 | 0 | 0 | 0 | 0
DemandResponse | 0 | 0 | 0 | 0 | 0 | 0
IGCC-CCS | 0 | 0 | 0 | 0 | 0 | 0
WT_off | 0 | 0 | 0 | 0 | 0 | 0
PseudoUnit | 0 | 0 | 0 | 0 | 0 | 0
FixedInterchange | 0 | 0 | 0 | 0 | 0 | 0
NOx Emissions (MMshortTons): HQ_IESO
ReportingType | 2015 | 2020 | 2025 | 2030 | 2035 | 2040
BM | 0 | 0 | 0 | 0 | 0 | 0
CC | 0 | 0 | 0 | 0 | 0 | 0
CSP | 0 | 0 | 0 | 0 | 0 | 0
CT | 0 | 0 | 0 | 0 | 0 | 0
Coal | 0 | 0 | 0 | 0 | 0 | 0
Geo | 0 | 0 | 0 | 0 | 0 | 0
H | 0 | 0 | 0 | 0 | 0 | 0
LFG | 0 | 0 | 0 | 0 | 0 | 0
Nuc | 0 | 0 | 0 | 0 | 0 | 0
PS | 0 | 0 | 0 | 0 | 0 | 0
PV | 0 | 0 | 0 | 0 | 0 | 0
PeakG | 0 | 0 | 0 | 0 | 0 | 0
PeakO | 0 | 0 | 0 | 0 | 0 | 0
ST | 0 | 0 | 0 | 0 | 0 | 0
STOG | 0 | 0 | 0 | 0 | 0 | 0
STWD | 0 | 0 | 0 | 0 | 0 | 0
WT | 0 | 0 | 0 | 0 | 0 | 0
IGCC | 0 | 0 | 0 | 0 | 0 | 0
DemandResponse | 0 | 0 | 0 | 0 | 0 | 0
IGCC-CCS | 0 | 0 | 0 | 0 | 0 | 0
WT_off | 0 | 0 | 0 | 0 | 0 | 0
PseudoUnit | 0 | 0 | 0 | 0 | 0 | 0
FixedInterchange | 0 | 0 | 0 | 0 | 0 | 0
NOx Emissions (MMshortTons): HQ_NEISO
ReportingType | 2015 | 2020 | 2025 | 2030 | 2035 | 2040
BM | 0 | 0 | 0 | 0 | 0 | 0
CC | 0 | 0 | 0 | 0 | 0 | 0
CSP | 0 | 0 | 0 | 0 | 0 | 0
CT | 0 | 0 | 0 | 0 | 0 | 0
Coal | 0 | 0 | 0 | 0 | 0 | 0
Geo | 0 | 0 | 0 | 0 | 0 | 0
H | 0 | 0 | 0 | 0 | 0 | 0
LFG | 0 | 0 | 0 | 0 | 0 | 0
Nuc | 0 | 0 | 0 | 0 | 0 | 0
PS | 0 | 0 | 0 | 0 | 0 | 0
PV | 0 | 0 | 0 | 0 | 0 | 0
PeakG | 0 | 0 | 0 | 0 | 0 | 0
PeakO | 0 | 0 | 0 | 0 | 0 | 0
ST | 0 | 0 | 0 | 0 | 0 | 0
STOG | 0 | 0 | 0 | 0 | 0 | 0
STWD | 0 | 0 | 0 | 0 | 0 | 0
WT | 0 | 0 | 0 | 0 | 0 | 0
IGCC | 0 | 0 | 0 | 0 | 0 | 0
DemandResponse | 0 | 0 | 0 | 0 | 0 | 0
IGCC-CCS | 0 | 0 | 0 | 0 | 0 | 0
WT_off | 0 | 0 | 0 | 0 | 0 | 0
PseudoUnit | 0 | 0 | 0 | 0 | 0 | 0
FixedInterchange | 0 | 0 | 0 | 0 | 0 | 0
NOx Emissions (MMshortTons): HQ_NY
ReportingType | 2015 | 2020 | 2025 | 2030 | 2035 | 2040
BM | 0 | 0 | 0 | 0 | 0 | 0
CC | 0 | 0 | 0 | 0 | 0 | 0
CSP | 0 | 0 | 0 | 0 | 0 | 0
CT | 0 | 0 | 0 | 0 | 0 | 0
Coal | 0 | 0 | 0 | 0 | 0 | 0
Geo | 0 | 0 | 0 | 0 | 0 | 0
H | 0 | 0 | 0 | 0 | 0 | 0
LFG | 0 | 0 | 0 | 0 | 0 | 0
Nuc | 0 | 0 | 0 | 0 | 0 | 0
PS | 0 | 0 | 0 | 0 | 0 | 0
PV | 0 | 0 | 0 | 0 | 0 | 0
PeakG | 0 | 0 | 0 | 0 | 0 | 0
PeakO | 0 | 0 | 0 | 0 | 0 | 0
ST | 0 | 0 | 0 | 0 | 0 | 0
STOG | 0 | 0 | 0 | 0 | 0 | 0
STWD | 0 | 0 | 0 | 0 | 0 | 0
WT | 0 | 0 | 0 | 0 | 0 | 0
IGCC | 0 | 0 | 0 | 0 | 0 | 0
DemandResponse | 0 | 0 | 0 | 0 | 0 | 0
IGCC-CCS | 0 | 0 | 0 | 0 | 0 | 0
WT_off | 0 | 0 | 0 | 0 | 0 | 0
PseudoUnit | 0 | 0 | 0 | 0 | 0 | 0
FixedInterchange | 0 | 0 | 0 | 0 | 0 | 0
NOx Emissions (MMshortTons): MARITIMES
ReportingType | 2015 | 2020 | 2025 | 2030 | 2035 | 2040
BM | 0 | 0 | 0 | 0 | 0 | 0
CC | 0 | 0 | 0 | 0 | 0 | 0
CSP | 0 | 0 | 0 | 0 | 0 | 0
CT | 0 | 0 | 0 | 0 | 0 | 0
Coal | 0 | 0 | 0 | 0 | 0 | 0
Geo | 0 | 0 | 0 | 0 | 0 | 0
H | 0 | 0 | 0 | 0 | 0 | 0
LFG | 0 | 0 | 0 | 0 | 0 | 0
Nuc | 0 | 0 | 0 | 0 | 0 | 0
PS | 0 | 0 | 0 | 0 | 0 | 0
PV | 0 | 0 | 0 | 0 | 0 | 0
PeakG | 0 | 0 | 0 | 0 | 0 | 0
PeakO | 0 | 0 | 0 | 0 | 0 | 0
ST | 0 | 0 | 0 | 0 | 0 | 0
STOG | 0 | 0 | 0 | 0 | 0 | 0
STWD | 0 | 0 | 0 | 0 | 0 | 0
WT | 0 | 0 | 0 | 0 | 0 | 0
IGCC | 0 | 0 | 0 | 0 | 0 | 0
DemandResponse | 0 | 0 | 0 | 0 | 0 | 0
IGCC-CCS | 0 | 0 | 0 | 0 | 0 | 0
WT_off | 0 | 0 | 0 | 0 | 0 | 0
PseudoUnit | 0 | 0 | 0 | 0 | 0 | 0
FixedInterchange | 0 | 0 | 0 | 0 | 0 | 0
NOx Emissions (MMshortTons): All
ReportingType | 2015 | 2020 | 2025 | 2030 | 2035 | 2040
BM | 0 | 0 | 0 | 0 | 0 | 0
CC | 0.08 | 0.08 | 0.07 | 0.06 | 0.08 | 0.09
CSP | 0 | 0 | 0 | 0 | 0 | 0
CT | 0 | 0 | 0 | 0 | 0 | 0
Coal | 1.58 | 1.37 | 1.37 | 1.33 | 1.41 | 1.46
Geo | 0 | 0 | 0 | 0 | 0 | 0
H | 0 | 0 | 0 | 0 | 0 | 0
LFG | 0 | 0 | 0 | 0 | 0 | 0
Nuc | 0 | 0 | 0 | 0 | 0 | 0
PS | 0 | 0 | 0 | 0 | 0 | 0
PV | 0 | 0 | 0 | 0 | 0 | 0
PeakG | 0 | 0 | 0 | 0 | 0 | 0
PeakO | 0 | 0 | 0 | 0 | 0 | 0
ST | 0 | 0 | 0 | 0 | 0 | 0
STOG | 0.02 | 0.02 | 0.02 | 0.01 | 0.02 | 0.02
STWD | 0 | 0 | 0 | 0 | 0 | 0
WT | 0 | 0 | 0 | 0 | 0 | 0
IGCC | 0 | 0 | 0 | 0 | 0 | 0
DemandResponse | 0 | 0 | 0 | 0 | 0 | 0
IGCC-CCS | 0 | 0 | 0 | 0 | 0 | 0
WT_off | 0 | 0 | 0 | 0 | 0 | 0
PseudoUnit | 0 | 0 | 0 | 0 | 0 | 0
FixedInterchange | 0 | 0 | 0 | 0 | 0 | 0
NOx Emissions (MMshortTons): EI_US
ReportingType | 2015 | 2020 | 2025 | 2030 | 2035 | 2040
BM | 0 | 0 | 0 | 0 | 0 | 0
CC | 0.05 | 0.05 | 0.04 | 0.03 | 0.05 | 0.06
CSP | 0 | 0 | 0 | 0 | 0 | 0
CT | 0 | 0 | 0 | 0 | 0 | 0
Coal | 1.16 | 0.95 | 0.95 | 0.92 | 0.99 | 1.02
Geo | 0 | 0 | 0 | 0 | 0 | 0
H | 0 | 0 | 0 | 0 | 0 | 0
LFG | 0 | 0 | 0 | 0 | 0 | 0
Nuc | 0 | 0 | 0 | 0 | 0 | 0
PS | 0 | 0 | 0 | 0 | 0 | 0
PV | 0 | 0 | 0 | 0 | 0 | 0
PeakG | 0 | 0 | 0 | 0 | 0 | 0
PeakO | 0 | 0 | 0 | 0 | 0 | 0
ST | 0 | 0 | 0 | 0 | 0 | 0
STOG | 0.01 | 0.01 | 0.01 | 0.01 | 0.01 | 0.01
STWD | 0 | 0 | 0 | 0 | 0 | 0
WT | 0 | 0 | 0 | 0 | 0 | 0
IGCC | 0 | 0 | 0 | 0 | 0 | 0
DemandResponse | 0 | 0 | 0 | 0 | 0 | 0
IGCC-CCS | 0 | 0 | 0 | 0 | 0 | 0
WT_off | 0 | 0 | 0 | 0 | 0 | 0
PseudoUnit | 0 | 0 | 0 | 0 | 0 | 0
FixedInterchange | 0 | 0 | 0 | 0 | 0 | 0
NOx Emissions (MMshortTons): EI_Canada
ReportingType | 2015 | 2020 | 2025 | 2030 | 2035 | 2040
BM | 0 | 0 | 0 | 0 | 0 | 0
CC | 0 | 0 | 0 | 0 | 0 | 0
CSP | 0 | 0 | 0 | 0 | 0 | 0
CT | 0 | 0 | 0 | 0 | 0 | 0
Coal | 0 | 0 | 0 | 0 | 0 | 0
Geo | 0 | 0 | 0 | 0 | 0 | 0
H | 0 | 0 | 0 | 0 | 0 | 0
LFG | 0 | 0 | 0 | 0 | 0 | 0
Nuc | 0 | 0 | 0 | 0 | 0 | 0
PS | 0 | 0 | 0 | 0 | 0 | 0
PV | 0 | 0 | 0 | 0 | 0 | 0
PeakG | 0 | 0 | 0 | 0 | 0 | 0
PeakO | 0 | 0 | 0 | 0 | 0 | 0
ST | 0 | 0 | 0 | 0 | 0 | 0
STOG | 0 | 0 | 0 | 0 | 0 | 0
STWD | 0 | 0 | 0 | 0 | 0 | 0
WT | 0 | 0 | 0 | 0 | 0 | 0
IGCC | 0 | 0 | 0 | 0 | 0 | 0
DemandResponse | 0 | 0 | 0 | 0 | 0 | 0
IGCC-CCS | 0 | 0 | 0 | 0 | 0 | 0
WT_off | 0 | 0 | 0 | 0 | 0 | 0
PseudoUnit | 0 | 0 | 0 | 0 | 0 | 0
FixedInterchange | 0 | 0 | 0 | 0 | 0 | 0
NOx Emissions (MMshortTons): EI
ReportingType | 2015 | 2020 | 2025 | 2030 | 2035 | 2040
BM | 0 | 0 | 0 | 0 | 0 | 0
CC | 0.05 | 0.05 | 0.04 | 0.03 | 0.05 | 0.06
CSP | 0 | 0 | 0 | 0 | 0 | 0
CT | 0 | 0 | 0 | 0 | 0 | 0
Coal | 1.16 | 0.96 | 0.95 | 0.92 | 0.99 | 1.02
Geo | 0 | 0 | 0 | 0 | 0 | 0
H | 0 | 0 | 0 | 0 | 0 | 0
LFG | 0 | 0 | 0 | 0 | 0 | 0
Nuc | 0 | 0 | 0 | 0 | 0 | 0
PS | 0 | 0 | 0 | 0 | 0 | 0
PV | 0 | 0 | 0 | 0 | 0 | 0
PeakG | 0 | 0 | 0 | 0 | 0 | 0
PeakO | 0 | 0 | 0 | 0 | 0 | 0
ST | 0 | 0 | 0 | 0 | 0 | 0
STOG | 0.01 | 0.01 | 0.01 | 0.01 | 0.01 | 0.01
STWD | 0 | 0 | 0 | 0 | 0 | 0
WT | 0 | 0 | 0 | 0 | 0 | 0
IGCC | 0 | 0 | 0 | 0 | 0 | 0
DemandResponse | 0 | 0 | 0 | 0 | 0 | 0
IGCC-CCS | 0 | 0 | 0 | 0 | 0 | 0
WT_off | 0 | 0 | 0 | 0 | 0 | 0
PseudoUnit | 0 | 0 | 0 | 0 | 0 | 0
FixedInterchange | 0 | 0 | 0 | 0 | 0 | 0
NOx Emissions (MMshortTons): Outside_EI
ReportingType | 2015 | 2020 | 2025 | 2030 | 2035 | 2040
BM | 0 | 0 | 0 | 0 | 0 | 0
CC | 0.03 | 0.03 | 0.03 | 0.03 | 0.03 | 0.03
CSP | 0 | 0 | 0 | 0 | 0 | 0
CT | 0 | 0 | 0 | 0 | 0 | 0
Coal | 0.41 | 0.42 | 0.42 | 0.42 | 0.42 | 0.44
Geo | 0 | 0 | 0 | 0 | 0 | 0
H | 0 | 0 | 0 | 0 | 0 | 0
LFG | 0 | 0 | 0 | 0 | 0 | 0
Nuc | 0 | 0 | 0 | 0 | 0 | 0
PS | 0 | 0 | 0 | 0 | 0 | 0
PV | 0 | 0 | 0 | 0 | 0 | 0
PeakG | 0 | 0 | 0 | 0 | 0 | 0
PeakO | 0 | 0 | 0 | 0 | 0 | 0
ST | 0 | 0 | 0 | 0 | 0 | 0
STOG | 0.01 | 0.01 | 0.01 | 0.01 | 0.01 | 0
STWD | 0 | 0 | 0 | 0 | 0 | 0
WT | 0 | 0 | 0 | 0 | 0 | 0
IGCC | 0 | 0 | 0 | 0 | 0 | 0
DemandResponse | 0 | 0 | 0 | 0 | 0 | 0
IGCC-CCS | 0 | 0 | 0 | 0 | 0 | 0
WT_off | 0 | 0 | 0 | 0 | 0 | 0
PseudoUnit | 0 | 0 | 0 | 0 | 0 | 0
FixedInterchange | 0 | 0 | 0 | 0 | 0 | 0
CO2 Emissions (MMshortTons): Entergy
ReportingType | 2015 | 2020 | 2025 | 2030 | 2035 | 2040
BM | 0 | 0 | 0 | 0 | 0 | 0
CC | 27.66 | 33.01 | 29.62 | 25.11 | 25.96 | 23.13
CSP | 0 | 0 | 0 | 0 | 0 | 0
CT | 0 | 0 | 0 | 0 | 0 | 0
Coal | 64.46 | 57.73 | 61.44 | 63.84 | 64.26 | 76.59
Geo | 0 | 0 | 0 | 0 | 0 | 0
H | 0 | 0 | 0 | 0 | 0 | 0
LFG | 0 | 0 | 0 | 0 | 0 | 0
Nuc | 0 | 0 | 0 | 0 | 0 | 0
PS | 0 | 0 | 0 | 0 | 0 | 0
PV | 0 | 0 | 0 | 0 | 0 | 0
PeakG | 0 | 0 | 0.02 | 0.02 | 0.02 | 0.01
PeakO | 0 | 0 | 0 | 0 | 0 | 0
ST | 0 | 0 | 0 | 0 | 0 | 0
STOG | 0.89 | 0.98 | 0.75 | 0.65 | 0.72 | 0.72
STWD | 0 | 0 | 0 | 0 | 0 | 0
WT | 0 | 0 | 0 | 0 | 0 | 0
IGCC | 0 | 0 | 0 | 0 | 0 | 0
DemandResponse | 0 | 0 | 0 | 0 | 0 | 0
IGCC-CCS | 0 | 0 | 0 | 0 | 0 | 0
WT_off | 0 | 0 | 0 | 0 | 0 | 0
PseudoUnit | 0 | 0 | 0 | 0 | 0 | 0
FixedInterchange | 0 | 0 | 0 | 0 | 0 | 0
CO2 Emissions (MMshortTons): FRCC
ReportingType | 2015 | 2020 | 2025 | 2030 | 2035 | 2040
BM | 0 | 0 | 0 | 0 | 0 | 0
CC | 61.64 | 62.69 | 62.87 | 62.63 | 79.9 | 87.11
CSP | 0 | 0 | 0 | 0 | 0 | 0
CT | 0.61 | 0.61 | 0.6 | 0.32 | 0.6 | 0.56
Coal | 63.04 | 61.5 | 62.88 | 64.58 | 65.92 | 65.92
Geo | 0 | 0 | 0 | 0 | 0 | 0
H | 0 | 0 | 0 | 0 | 0 | 0
LFG | 0 | 0 | 0 | 0 | 0 | 0
Nuc | 0 | 0 | 0 | 0 | 0 | 0
PS | 0 | 0 | 0 | 0 | 0 | 0
PV | 0 | 0 | 0 | 0 | 0 | 0
PeakG | 0.26 | 0.38 | 0.61 | 0.46 | 0.34 | 0.3
PeakO | 0 | 0 | 0 | 0 | 0 | 0
ST | 0 | 0 | 0 | 0 | 0 | 0
STOG | 2.33 | 2.08 | 1.83 | 1.43 | 1.18 | 1.07
STWD | 0 | 0 | 0 | 0 | 0 | 0
WT | 0 | 0 | 0 | 0 | 0 | 0
IGCC | 0 | 0 | 0 | 0 | 0 | 0
DemandResponse | 0 | 0 | 0 | 0 | 0 | 0
IGCC-CCS | 0 | 0 | 0 | 0 | 0 | 0
WT_off | 0 | 0 | 0 | 0 | 0 | 0
PseudoUnit | 0 | 0 | 0 | 0 | 0 | 0
FixedInterchange | 0 | 0 | 0 | 0 | 0 | 0
CO2 Emissions (MMshortTons): MAPP_US
ReportingType | 2015 | 2020 | 2025 | 2030 | 2035 | 2040
BM | 0 | 0 | 0 | 0 | 0 | 0
CC | 0.11 | 0.15 | 0.1 | 0.05 | 0.08 | 0.08
CSP | 0 | 0 | 0 | 0 | 0 | 0
CT | 0 | 0 | 0 | 0 | 0 | 0
Coal | 24.97 | 19.85 | 19.85 | 19.85 | 19.85 | 19.85
Geo | 0 | 0 | 0 | 0 | 0 | 0
H | 0 | 0 | 0 | 0 | 0 | 0
LFG | 0 | 0 | 0 | 0 | 0 | 0
Nuc | 0 | 0 | 0 | 0 | 0 | 0
PS | 0 | 0 | 0 | 0 | 0 | 0
PV | 0 | 0 | 0 | 0 | 0 | 0
PeakG | 0.01 | 0.05 | 0.05 | 0.01 | 0.1 | 0.04
PeakO | 0 | 0 | 0 | 0 | 0 | 0
ST | 0 | 0 | 0 | 0 | 0 | 0
STOG | 0 | 0 | 0 | 0 | 0 | 0
STWD | 0 | 0 | 0 | 0 | 0 | 0
WT | 0 | 0 | 0 | 0 | 0 | 0
IGCC | 0 | 0 | 0 | 0 | 0 | 0
DemandResponse | 0 | 0 | 0 | 0 | 0 | 0
IGCC-CCS | 0 | 0 | 0 | 0 | 0 | 0
WT_off | 0 | 0 | 0 | 0 | 0 | 0
PseudoUnit | 0 | 0 | 0 | 0 | 0 | 0
FixedInterchange | 0 | 0 | 0 | 0 | 0 | 0
CO2 Emissions (MMshortTons): MISO_IN
ReportingType | 2015 | 2020 | 2025 | 2030 | 2035 | 2040
BM | 0 | 0 | 0 | 0 | 0 | 0
CC | 1.84 | 3.01 | 2.42 | 1.7 | 9.94 | 12.92
CSP | 0 | 0 | 0 | 0 | 0 | 0
CT | 0 | 0 | 0 | 0 | 0 | 0
Coal | 91.74 | 96.33 | 97.41 | 96.4 | 101.15 | 104.21
Geo | 0 | 0 | 0 | 0 | 0 | 0
H | 0 | 0 | 0 | 0 | 0 | 0
LFG | 0 | 0 | 0 | 0 | 0 | 0
Nuc | 0 | 0 | 0 | 0 | 0 | 0
PS | 0 | 0 | 0 | 0 | 0 | 0
PV | 0 | 0 | 0 | 0 | 0 | 0
PeakG | 0.01 | 0 | 0.02 | 0.01 | 0.06 | 0.06
PeakO | 0 | 0 | 0 | 0 | 0 | 0
ST | 0 | 0 | 0 | 0 | 0 | 0
STOG | 0.04 | 0.07 | 0.04 | 0.04 | 0.07 | 0.07
STWD | 0 | 0 | 0 | 0 | 0 | 0
WT | 0 | 0 | 0 | 0 | 0 | 0
IGCC | 4.15 | 4.15 | 4.15 | 4.15 | 4.15 | 4.15
DemandResponse | 0 | 0 | 0 | 0 | 0 | 0
IGCC-CCS | 0 | 0 | 0 | 0 | 0 | 0
WT_off | 0 | 0 | 0 | 0 | 0 | 0
PseudoUnit | 0 | 0 | 0 | 0 | 0 | 0
FixedInterchange | 0 | 0 | 0 | 0 | 0 | 0
CO2 Emissions (MMshortTons): MISO_MI
ReportingType | 2015 | 2020 | 2025 | 2030 | 2035 | 2040
BM | 0 | 0 | 0 | 0 | 0 | 0
CC | 4.74 | 6.26 | 5.11 | 3.1 | 4.02 | 3.13
CSP | 0 | 0 | 0 | 0 | 0 | 0
CT | 0 | 0 | 0 | 0 | 0 | 0
Coal | 63.35 | 53.41 | 53.79 | 51.61 | 56.4 | 57.34
Geo | 0 | 0 | 0 | 0 | 0 | 0
H | 0 | 0 | 0 | 0 | 0 | 0
LFG | 0 | 0 | 0 | 0 | 0 | 0
Nuc | 0 | 0 | 0 | 0 | 0 | 0
PS | 0 | 0 | 0 | 0 | 0 | 0
PV | 0 | 0 | 0 | 0 | 0 | 0
PeakG | 0.02 | 0.02 | 0.02 | 0.01 | 0.07 | 0.05
PeakO | 0 | 0 | 0 | 0 | 0 | 0
ST | 0 | 0 | 0 | 0 | 0 | 0
STOG | 0.29 | 0.46 | 0.38 | 0.3 | 0.48 | 0.71
STWD | 0 | 0 | 0 | 0 | 0 | 0
WT | 0 | 0 | 0 | 0 | 0 | 0
IGCC | 0 | 0 | 0 | 0 | 0 | 0
DemandResponse | 0 | 0 | 0 | 0 | 0 | 0
IGCC-CCS | 0 | 0 | 0 | 0 | 0 | 0
WT_off | 0 | 0 | 0 | 0 | 0 | 0
PseudoUnit | 0 | 0 | 0 | 0 | 0 | 0
FixedInterchange | 0 | 0 | 0 | 0 | 0 | 0
CO2 Emissions (MMshortTons): MISO_MO-IL
ReportingType | 2015 | 2020 | 2025 | 2030 | 2035 | 2040
BM | 0 | 0 | 0 | 0 | 0 | 0
CC | 1.18 | 2.02 | 1.31 | 0.61 | 0.79 | 0.75
CSP | 0 | 0 | 0 | 0 | 0 | 0
CT | 0 | 0 | 0 | 0 | 0 | 0
Coal | 109.44 | 90.6 | 94.05 | 91.2 | 103.6 | 102.12
Geo | 0 | 0 | 0 | 0 | 0 | 0
H | 0 | 0 | 0 | 0 | 0 | 0
LFG | 0 | 0 | 0 | 0 | 0 | 0
Nuc | 0 | 0 | 0 | 0 | 0 | 0
PS | 0 | 0 | 0 | 0 | 0 | 0
PV | 0 | 0 | 0 | 0 | 0 | 0
PeakG | 0.09 | 0.18 | 0.26 | 0.25 | 0.29 | 0.42
PeakO | 0 | 0 | 0 | 0 | 0 | 0
ST | 0 | 0 | 0 | 0 | 0 | 0
STOG | 0.04 | 0.08 | 0.08 | 0.08 | 0.04 | 0.01
STWD | 0 | 0 | 0 | 0 | 0 | 0
WT | 0 | 0 | 0 | 0 | 0 | 0
IGCC | 0 | 0 | 0 | 0 | 0 | 0
DemandResponse | 0 | 0 | 0 | 0 | 0 | 0
IGCC-CCS | 0 | 0 | 0 | 0 | 0 | 0
WT_off | 0 | 0 | 0 | 0 | 0 | 0
PseudoUnit | 0 | 0 | 0 | 0 | 0 | 0
FixedInterchange | 0 | 0 | 0 | 0 | 0 | 0
CO2 Emissions (MMshortTons): MISO_W
ReportingType | 2015 | 2020 | 2025 | 2030 | 2035 | 2040
BM | 0 | 0 | 0 | 0 | 0 | 0
CC | 4.19 | 4.09 | 2.76 | 1.23 | 1.96 | 1.58
CSP | 0 | 0 | 0 | 0 | 0 | 0
CT | 0 | 0 | 0 | 0 | 0 | 0
Coal | 94.39 | 89.01 | 88.78 | 87.12 | 90.36 | 108.37
Geo | 0 | 0 | 0 | 0 | 0 | 0
H | 0 | 0 | 0 | 0 | 0 | 0
LFG | 0 | 0 | 0 | 0 | 0 | 0
Nuc | 0 | 0 | 0 | 0 | 0 | 0
PS | 0 | 0 | 0 | 0 | 0 | 0
PV | 0 | 0 | 0 | 0 | 0 | 0
PeakG | 0.21 | 0.09 | 0.07 | 0.06 | 0.33 | 0.14
PeakO | 0 | 0 | 0 | 0 | 0 | 0
ST | 0 | 0 | 0 | 0 | 0 | 0
STOG | 0.02 | 0 | 0 | 0 | 0 | 0
STWD | 0 | 0 | 0 | 0 | 0 | 0
WT | 0 | 0 | 0 | 0 | 0 | 0
IGCC | 0 | 0 | 0 | 0 | 0 | 0
DemandResponse | 0 | 0 | 0 | 0 | 0 | 0
IGCC-CCS | 0 | 0 | 0 | 0 | 0 | 0
WT_off | 0 | 0 | 0 | 0 | 0 | 0
PseudoUnit | 0 | 0 | 0 | 0 | 0 | 0
FixedInterchange | 0 | 0 | 0 | 0 | 0 | 0
CO2 Emissions (MMshortTons): MISO_WUMS
ReportingType | 2015 | 2020 | 2025 | 2030 | 2035 | 2040
BM | 0 | 0 | 0 | 0 | 0 | 0
CC | 5.18 | 7.85 | 6.21 | 4 | 13.07 | 10.54
CSP | 0 | 0 | 0 | 0 | 0 | 0
CT | 0 | 0.25 | 0.42 | 0.28 | 0.69 | 0.95
Coal | 29.08 | 32.27 | 32.79 | 31.71 | 38.32 | 39.22
Geo | 0 | 0 | 0 | 0 | 0 | 0
H | 0 | 0 | 0 | 0 | 0 | 0
LFG | 0 | 0 | 0 | 0 | 0 | 0
Nuc | 0 | 0 | 0 | 0 | 0 | 0
PS | 0 | 0 | 0 | 0 | 0 | 0
PV | 0 | 0 | 0 | 0 | 0 | 0
PeakG | 0.03 | 0.02 | 0 | 0 | 0 | 0
PeakO | 0 | 0 | 0 | 0 | 0 | 0
ST | 0 | 0 | 0 | 0 | 0 | 0
STOG | 0 | 0 | 0 | 0 | 0 | 0
STWD | 0 | 0 | 0 | 0 | 0 | 0
WT | 0 | 0 | 0 | 0 | 0 | 0
IGCC | 0 | 0 | 0 | 0 | 0 | 0
DemandResponse | 0 | 0 | 0 | 0 | 0 | 0
IGCC-CCS | 0 | 0 | 0 | 0 | 0 | 0
WT_off | 0 | 0 | 0 | 0 | 0 | 0
PseudoUnit | 0 | 0 | 0 | 0 | 0 | 0
FixedInterchange | 0 | 0 | 0 | 0 | 0 | 0
CO2 Emissions (MMshortTons): Nebraska
ReportingType | 2015 | 2020 | 2025 | 2030 | 2035 | 2040
BM | 0 | 0 | 0 | 0 | 0 | 0
CC | 0.48 | 0.21 | 0.18 | 0.11 | 0.17 | 0.13
CSP | 0 | 0 | 0 | 0 | 0 | 0
CT | 0 | 0 | 0 | 0 | 0 | 0
Coal | 35.38 | 35.35 | 35.35 | 35.04 | 35.35 | 46.36
Geo | 0 | 0 | 0 | 0 | 0 | 0
H | 0 | 0 | 0 | 0 | 0 | 0
LFG | 0 | 0 | 0 | 0 | 0 | 0
Nuc | 0 | 0 | 0 | 0 | 0 | 0
PS | 0 | 0 | 0 | 0 | 0 | 0
PV | 0 | 0 | 0 | 0 | 0 | 0
PeakG | 0.04 | 0.13 | 0.13 | 0.08 | 0 | 0
PeakO | 0 | 0 | 0 | 0 | 0 | 0
ST | 0 | 0 | 0 | 0 | 0 | 0
STOG | 0.04 | 0.04 | 0.07 | 0.04 | 0.07 | 0
STWD | 0 | 0 | 0 | 0 | 0 | 0
WT | 0 | 0 | 0 | 0 | 0 | 0
IGCC | 0 | 0 | 0 | 0 | 0 | 0
DemandResponse | 0 | 0 | 0 | 0 | 0 | 0
IGCC-CCS | 0 | 0 | 0 | 0 | 0 | 0
WT_off | 0 | 0 | 0 | 0 | 0 | 0
PseudoUnit | 0 | 0 | 0 | 0 | 0 | 0
FixedInterchange | 0 | 0 | 0 | 0 | 0 | 0
CO2 Emissions (MMshortTons): NEISO
ReportingType | 2015 | 2020 | 2025 | 2030 | 2035 | 2040
BM | 0 | 0 | 0 | 0 | 0 | 0
CC | 18.36 | 15.25 | 15.66 | 14.17 | 21.1 | 24.34
CSP | 0 | 0 | 0 | 0 | 0 | 0
CT | 0 | 0.01 | 0.01 | 0 | 0.01 | 0.07
Coal | 0.04 | 0 | 0 | 0 | 0 | 0
Geo | 0 | 0 | 0 | 0 | 0 | 0
H | 0 | 0 | 0 | 0 | 0 | 0
LFG | 0 | 0 | 0 | 0 | 0 | 0
Nuc | 0 | 0 | 0 | 0 | 0 | 0
PS | 0 | 0 | 0 | 0 | 0 | 0
PV | 0 | 0 | 0 | 0 | 0 | 0
PeakG | 0.02 | 0.02 | 0.02 | 0.02 | 0.06 | 0.07
PeakO | 0 | 0 | 0 | 0 | 0 | 0
ST | 0 | 0 | 0 | 0 | 0 | 0
STOG | 0 | 0 | 0 | 0 | 0 | 0
STWD | 0 | 0 | 0 | 0 | 0 | 0
WT | 0 | 0 | 0 | 0 | 0 | 0
IGCC | 0 | 0 | 0 | 0 | 0 | 0
DemandResponse | 0 | 0 | 0 | 0 | 0 | 0
IGCC-CCS | 0 | 0 | 0 | 0 | 0 | 0
WT_off | 0 | 0 | 0 | 0 | 0 | 0
PseudoUnit | 0 | 0 | 0 | 0 | 0 | 0
FixedInterchange | 0 | 0 | 0 | 0 | 0 | 0
CO2 Emissions (MMshortTons): NonRTO_Midwest
ReportingType | 2015 | 2020 | 2025 | 2030 | 2035 | 2040
BM | 0 | 0 | 0 | 0 | 0 | 0
CC | 0 | 0.57 | 0.57 | 0.51 | 0.36 | 0.66
CSP | 0 | 0 | 0 | 0 | 0 | 0
CT | 0 | 0 | 0 | 0 | 0 | 0
Coal | 59.08 | 60.43 | 61.03 | 61.29 | 62.32 | 63.37
Geo | 0 | 0 | 0 | 0 | 0 | 0
H | 0 | 0 | 0 | 0 | 0 | 0
LFG | 0 | 0 | 0 | 0 | 0 | 0
Nuc | 0 | 0 | 0 | 0 | 0 | 0
PS | 0 | 0 | 0 | 0 | 0 | 0
PV | 0 | 0 | 0 | 0 | 0 | 0
PeakG | 0.11 | 0.19 | 0.28 | 0.23 | 0.3 | 0.3
PeakO | 0 | 0 | 0 | 0 | 0 | 0
ST | 0 | 0 | 0 | 0 | 0 | 0
STOG | 0 | 0 | 0 | 0 | 0 | 0
STWD | 0 | 0 | 0 | 0 | 0 | 0
WT | 0 | 0 | 0 | 0 | 0 | 0
IGCC | 0 | 0 | 0 | 0 | 0 | 0
DemandResponse | 0 | 0 | 0 | 0 | 0 | 0
IGCC-CCS | 0 | 0 | 0 | 0 | 0 | 0
WT_off | 0 | 0 | 0 | 0 | 0 | 0
PseudoUnit | 0 | 0 | 0 | 0 | 0 | 0
FixedInterchange | 0 | 0 | 0 | 0 | 0 | 0
CO2 Emissions (MMshortTons): NYISO_A-F
ReportingType | 2015 | 2020 | 2025 | 2030 | 2035 | 2040
BM | 0 | 0 | 0 | 0 | 0 | 0
CC | 3.35 | 3.54 | 4.39 | 4.89 | 6.72 | 6.17
CSP | 0 | 0 | 0 | 0 | 0 | 0
CT | 0 | 0 | 0 | 0 | 0 | 0
Coal | 0 | 0 | 0 | 0 | 0 | 0
Geo | 0 | 0 | 0 | 0 | 0 | 0
H | 0 | 0 | 0 | 0 | 0 | 0
LFG | 0 | 0 | 0 | 0 | 0 | 0
Nuc | 0 | 0 | 0 | 0 | 0 | 0
PS | 0 | 0 | 0 | 0 | 0 | 0
PV | 0 | 0 | 0 | 0 | 0 | 0
PeakG | 0 | 0 | 0 | 0 | 0 | 0.01
PeakO | 0 | 0 | 0 | 0 | 0 | 0
ST | 0 | 0 | 0 | 0 | 0 | 0
STOG | 0 | 0 | 0 | 0 | 0 | 0
STWD | 0 | 0 | 0 | 0 | 0 | 0
WT | 0 | 0 | 0 | 0 | 0 | 0
IGCC | 0 | 0 | 0 | 0 | 0 | 0
DemandResponse | 0 | 0 | 0 | 0 | 0 | 0
IGCC-CCS | 0 | 0 | 0 | 0 | 0 | 0
WT_off | 0 | 0 | 0 | 0 | 0 | 0
PseudoUnit | 0 | 0 | 0 | 0 | 0 | 0
FixedInterchange | 0 | 0 | 0 | 0 | 0 | 0
CO2 Emissions (MMshortTons): NYISO_G-I
ReportingType | 2015 | 2020 | 2025 | 2030 | 2035 | 2040
BM | 0 | 0 | 0 | 0 | 0 | 0
CC | 2.49 | 3.13 | 3.36 | 3.32 | 13.25 | 22.22
CSP | 0 | 0 | 0 | 0 | 0 | 0
CT | 0 | 0 | 0 | 0 | 0 | 0
Coal | 0 | 0 | 0 | 0 | 0 | 0
Geo | 0 | 0 | 0 | 0 | 0 | 0
H | 0 | 0 | 0 | 0 | 0 | 0
LFG | 0 | 0 | 0 | 0 | 0 | 0
Nuc | 0 | 0 | 0 | 0 | 0 | 0
PS | 0 | 0 | 0 | 0 | 0 | 0
PV | 0 | 0 | 0 | 0 | 0 | 0
PeakG | 0 | 0 | 0 | 0 | 0 | 0
PeakO | 0 | 0 | 0 | 0 | 0 | 0
ST | 0 | 0 | 0 | 0 | 0 | 0
STOG | 0 | 0 | 0 | 0 | 0 | 0
STWD | 0 | 0 | 0 | 0 | 0 | 0
WT | 0 | 0 | 0 | 0 | 0 | 0
IGCC | 0 | 0 | 0 | 0 | 0 | 0
DemandResponse | 0 | 0 | 0 | 0 | 0 | 0
IGCC-CCS | 0 | 0 | 0 | 0 | 0 | 0
WT_off | 0 | 0 | 0 | 0 | 0 | 0
PseudoUnit | 0 | 0 | 0 | 0 | 0 | 0
FixedInterchange | 0 | 0 | 0 | 0 | 0 | 0
CO2 Emissions (MMshortTons): NYISO_J-K
ReportingType | 2015 | 2020 | 2025 | 2030 | 2035 | 2040
BM | 0 | 0 | 0 | 0 | 0 | 0
CC | 10.03 | 12.29 | 12.48 | 12.2 | 12.71 | 12.81
CSP | 0 | 0 | 0 | 0 | 0 | 0
CT | 0 | 0 | 0.01 | 0.03 | 0.11 | 0.14
Coal | 0 | 0 | 0 | 0 | 0 | 0
Geo | 0 | 0 | 0 | 0 | 0 | 0
H | 0 | 0 | 0 | 0 | 0 | 0
LFG | 0 | 0 | 0 | 0 | 0 | 0
Nuc | 0 | 0 | 0 | 0 | 0 | 0
PS | 0 | 0 | 0 | 0 | 0 | 0
PV | 0 | 0 | 0 | 0 | 0 | 0
PeakG | 0.03 | 0.11 | 0.13 | 0.1 | 0.19 | 0.2
PeakO | 0 | 0 | 0 | 0 | 0 | 0
ST | 0 | 0 | 0 | 0 | 0 | 0
STOG | 0.58 | 0.87 | 1.07 | 1.04 | 1.32 | 1.7
STWD | 0 | 0 | 0 | 0 | 0 | 0
WT | 0 | 0 | 0 | 0 | 0 | 0
IGCC | 0 | 0 | 0 | 0 | 0 | 0
DemandResponse | 0 | 0 | 0 | 0 | 0 | 0
IGCC-CCS | 0 | 0 | 0 | 0 | 0 | 0
WT_off | 0 | 0 | 0 | 0 | 0 | 0
PseudoUnit | 0 | 0 | 0 | 0 | 0 | 0
FixedInterchange | 0 | 0 | 0 | 0 | 0 | 0
CO2 Emissions (MMshortTons): PJM_E
ReportingType | 2015 | 2020 | 2025 | 2030 | 2035 | 2040
BM | 0 | 0 | 0 | 0 | 0 | 0
CC | 10.73 | 16.38 | 11.75 | 8.45 | 18.19 | 20.17
CSP | 0 | 0 | 0 | 0 | 0 | 0
CT | 0 | 0 | 0 | 0 | 0.01 | 0
Coal | 0.42 | 0.12 | 0.12 | 0.12 | 0.2 | 0.2
Geo | 0 | 0 | 0 | 0 | 0 | 0
H | 0 | 0 | 0 | 0 | 0 | 0
LFG | 0 | 0 | 0 | 0 | 0 | 0
Nuc | 0 | 0 | 0 | 0 | 0 | 0
PS | 0 | 0 | 0 | 0 | 0 | 0
PV | 0 | 0 | 0 | 0 | 0 | 0
PeakG | 0.01 | 0.05 | 0.16 | 0.14 | 0.6 | 0.18
PeakO | 0 | 0 | 0 | 0 | 0 | 0
ST | 0 | 0 | 0 | 0 | 0 | 0
STOG | 0.17 | 0.3 | 0.3 | 0.16 | 0.58 | 0.39
STWD | 0 | 0 | 0 | 0 | 0 | 0
WT | 0 | 0 | 0 | 0 | 0 | 0
IGCC | 0 | 0 | 0 | 0 | 0 | 0
DemandResponse | 0 | 0 | 0 | 0 | 0 | 0
IGCC-CCS | 0 | 0 | 0 | 0 | 0 | 0
WT_off | 0 | 0 | 0 | 0 | 0 | 0
PseudoUnit | 0 | 0 | 0 | 0 | 0 | 0
FixedInterchange | 0 | 0 | 0 | 0 | 0 | 0
CO2 Emissions (MMshortTons): PJM_ROM
ReportingType | 2015 | 2020 | 2025 | 2030 | 2035 | 2040
BM | 0 | 0 | 0 | 0 | 0 | 0
CC | 6.71 | 8.79 | 6.9 | 5.16 | 9.79 | 39.88
CSP | 0 | 0 | 0 | 0 | 0 | 0
CT | 0 | 0 | 0 | 0 | 0 | 0
Coal | 47.68 | 40.02 | 39.98 | 34.16 | 44.11 | 44.11
Geo | 0 | 0 | 0 | 0 | 0 | 0
H | 0 | 0 | 0 | 0 | 0 | 0
LFG | 0 | 0 | 0 | 0 | 0 | 0
Nuc | 0 | 0 | 0 | 0 | 0 | 0
PS | 0 | 0 | 0 | 0 | 0 | 0
PV | 0 | 0 | 0 | 0 | 0 | 0
PeakG | 0 | 0.03 | 0.01 | 0 | 0.19 | 0.1
PeakO | 0 | 0 | 0 | 0 | 0 | 0
ST | 0 | 0 | 0 | 0 | 0 | 0
STOG | 0.43 | 0.83 | 0.83 | 0.5 | 1.19 | 1.05
STWD | 0 | 0 | 0 | 0 | 0 | 0
WT | 0 | 0 | 0 | 0 | 0 | 0
IGCC | 0 | 0 | 0 | 0 | 0 | 0
DemandResponse | 0 | 0 | 0 | 0 | 0 | 0
IGCC-CCS | 0 | 0 | 0 | 0 | 0 | 0
WT_off | 0 | 0 | 0 | 0 | 0 | 0
PseudoUnit | 0 | 0 | 0 | 0 | 0 | 0
FixedInterchange | 0 | 0 | 0 | 0 | 0 | 0
CO2 Emissions (MMshortTons): PJM_ROR
ReportingType | 2015 | 2020 | 2025 | 2030 | 2035 | 2040
BM | 0 | 0 | 0 | 0 | 0 | 0
CC | 25.95 | 25.24 | 18.22 | 10.96 | 17.56 | 15.31
CSP | 0 | 0 | 0 | 0 | 0 | 0
CT | 0 | 0 | 0 | 0 | 0.48 | 0.96
Coal | 363.24 | 270.09 | 270.21 | 268.51 | 271.85 | 273.31
Geo | 0 | 0 | 0 | 0 | 0 | 0
H | 0 | 0 | 0 | 0 | 0 | 0
LFG | 0 | 0 | 0 | 0 | 0 | 0
Nuc | 0 | 0 | 0 | 0 | 0 | 0
PS | 0 | 0 | 0 | 0 | 0 | 0
PV | 0 | 0 | 0 | 0 | 0 | 0
PeakG | 0.81 | 0.89 | 0.66 | 0.34 | 0.7 | 0.73
PeakO | 0 | 0 | 0 | 0 | 0 | 0
ST | 0 | 0 | 0 | 0 | 0 | 0
STOG | 0.49 | 0.51 | 0.49 | 0.49 | 0.49 | 0.49
STWD | 0 | 0 | 0 | 0 | 0 | 0
WT | 0 | 0 | 0 | 0 | 0 | 0
IGCC | 0 | 0 | 0 | 0 | 0 | 0
DemandResponse | 0 | 0 | 0 | 0 | 0 | 0
IGCC-CCS | 0 | 0 | 0 | 0 | 0 | 0
WT_off | 0 | 0 | 0 | 0 | 0 | 0
PseudoUnit | 0 | 0 | 0 | 0 | 0 | 0
FixedInterchange | 0 | 0 | 0 | 0 | 0 | 0
CO2 Emissions (MMshortTons): SOCO
ReportingType | 2015 | 2020 | 2025 | 2030 | 2035 | 2040
BM | 0 | 0 | 0 | 0 | 0 | 0
CC | 47.51 | 44.95 | 33.73 | 28.4 | 27.4 | 27.63
CSP | 0 | 0 | 0 | 0 | 0 | 0
CT | 0 | 0 | 0 | 0 | 0 | 0
Coal | 94.69 | 93.99 | 99.88 | 102.57 | 108.74 | 157.48
Geo | 0 | 0 | 0 | 0 | 0 | 0
H | 0 | 0 | 0 | 0 | 0 | 0
LFG | 0 | 0 | 0 | 0 | 0 | 0
Nuc | 0 | 0 | 0 | 0 | 0 | 0
PS | 0 | 0 | 0 | 0 | 0 | 0
PV | 0 | 0 | 0 | 0 | 0 | 0
PeakG | 0.42 | 0.66 | 0.48 | 0.28 | 0.52 | 0.56
PeakO | 0 | 0 | 0 | 0 | 0 | 0
ST | 0 | 0 | 0 | 0 | 0 | 0
STOG | 0 | 0 | 0 | 0 | 0 | 0
STWD | 0 | 0 | 0 | 0 | 0 | 0
WT | 0 | 0 | 0 | 0 | 0 | 0
IGCC | 0 | 0 | 0 | 0 | 0 | 0
DemandResponse | 0 | 0 | 0 | 0 | 0 | 0
IGCC-CCS | 0 | 0 | 0 | 0 | 0 | 0
WT_off | 0 | 0 | 0 | 0 | 0 | 0
PseudoUnit | 0 | 0 | 0 | 0 | 0 | 0
FixedInterchange | 0 | 0 | 0 | 0 | 0 | 0
CO2 Emissions (MMshortTons): SPP_N
ReportingType | 2015 | 2020 | 2025 | 2030 | 2035 | 2040
BM | 0 | 0 | 0 | 0 | 0 | 0
CC | 2.98 | 1.43 | 0.8 | 0.53 | 0.73 | 0.64
CSP | 0 | 0 | 0 | 0 | 0 | 0
CT | 0 | 0.02 | 0.02 | 0.02 | 0.72 | 0.58
Coal | 68.81 | 65.42 | 62.73 | 62.4 | 62.75 | 62.75
Geo | 0 | 0 | 0 | 0 | 0 | 0
H | 0 | 0 | 0 | 0 | 0 | 0
LFG | 0 | 0 | 0 | 0 | 0 | 0
Nuc | 0 | 0 | 0 | 0 | 0 | 0
PS | 0 | 0 | 0 | 0 | 0 | 0
PV | 0 | 0 | 0 | 0 | 0 | 0
PeakG | 0 | 0.06 | 0.08 | 0 | 0 | 0
PeakO | 0 | 0 | 0 | 0 | 0 | 0
ST | 0 | 0 | 0 | 0 | 0 | 0
STOG | 0.22 | 0.43 | 0.43 | 0.37 | 0.42 | 0.42
STWD | 0 | 0 | 0 | 0 | 0 | 0
WT | 0 | 0 | 0 | 0 | 0 | 0
IGCC | 0 | 0 | 0 | 0 | 0 | 0
DemandResponse | 0 | 0 | 0 | 0 | 0 | 0
IGCC-CCS | 0 | 0 | 0 | 0 | 0 | 0
WT_off | 0 | 0 | 0 | 0 | 0 | 0
PseudoUnit | 0 | 0 | 0 | 0 | 0 | 0
FixedInterchange | 0 | 0 | 0 | 0 | 0 | 0
CO2 Emissions (MMshortTons): SPP_S
ReportingType | 2015 | 2020 | 2025 | 2030 | 2035 | 2040
BM | 0 | 0 | 0 | 0 | 0 | 0
CC | 19.34 | 16.1 | 9.41 | 5.32 | 8.26 | 7.01
CSP | 0 | 0 | 0 | 0 | 0 | 0
CT | 0 | 0 | 0 | 0 | 0 | 0
Coal | 97.45 | 87.66 | 84.11 | 76.42 | 89.84 | 88.08
Geo | 0 | 0 | 0 | 0 | 0 | 0
H | 0 | 0 | 0 | 0 | 0 | 0
LFG | 0 | 0 | 0 | 0 | 0 | 0
Nuc | 0 | 0 | 0 | 0 | 0 | 0
PS | 0 | 0 | 0 | 0 | 0 | 0
PV | 0 | 0 | 0 | 0 | 0 | 0
PeakG | 0 | 0 | 0 | 0 | 0 | 0
PeakO | 0 | 0 | 0 | 0 | 0 | 0
ST | 0 | 0 | 0 | 0 | 0 | 0
STOG | 1.71 | 1.28 | 1 | 0.52 | 1.22 | 1.13
STWD | 0 | 0 | 0 | 0 | 0 | 0
WT | 0 | 0 | 0 | 0 | 0 | 0
IGCC | 0 | 0 | 0 | 0 | 0 | 0
DemandResponse | 0 | 0 | 0 | 0 | 0 | 0
IGCC-CCS | 0 | 0 | 0 | 0 | 0 | 0
WT_off | 0 | 0 | 0 | 0 | 0 | 0
PseudoUnit | 0 | 0 | 0 | 0 | 0 | 0
FixedInterchange | 0 | 0 | 0 | 0 | 0 | 0
CO2 Emissions (MMshortTons): TVA
ReportingType | 2015 | 2020 | 2025 | 2030 | 2035 | 2040
BM | 0 | 0 | 0 | 0 | 0 | 0
CC | 7.6 | 3.78 | 4.09 | 2.05 | 3.27 | 4.03
CSP | 0 | 0 | 0 | 0 | 0 | 0
CT | 0 | 0 | 0 | 0 | 0 | 0.08
Coal | 90.93 | 68.55 | 68.34 | 65.71 | 70.25 | 72.13
Geo | 0 | 0 | 0 | 0 | 0 | 0
H | 0 | 0 | 0 | 0 | 0 | 0
LFG | 0 | 0 | 0 | 0 | 0 | 0
Nuc | 0 | 0 | 0 | 0 | 0 | 0
PS | 0 | 0 | 0 | 0 | 0 | 0
PV | 0 | 0 | 0 | 0 | 0 | 0
PeakG | 0 | 0 | 0 | 0 | 0.01 | 0
PeakO | 0 | 0 | 0 | 0 | 0 | 0
ST | 0 | 0 | 0 | 0 | 0 | 0
STOG | 0 | 0 | 0 | 0 | 0 | 0
STWD | 0 | 0 | 0 | 0 | 0 | 0
WT | 0 | 0 | 0 | 0 | 0 | 0
IGCC | 0 | 0 | 0 | 0 | 0 | 0
DemandResponse | 0 | 0 | 0 | 0 | 0 | 0
IGCC-CCS | 0 | 0 | 0 | 0 | 0 | 0
WT_off | 0 | 0 | 0 | 0 | 0 | 0
PseudoUnit | 0 | 0 | 0 | 0 | 0 | 0
FixedInterchange | 0 | 0 | 0 | 0 | 0 | 0
CO2 Emissions (MMshortTons): TVA_Transmission
ReportingType | 2015 | 2020 | 2025 | 2030 | 2035 | 2040
BM | 0 | 0 | 0 | 0 | 0 | 0
CC | 0 | 0 | 0 | 0 | 0 | 0
CSP | 0 | 0 | 0 | 0 | 0 | 0
CT | 0 | 0 | 0 | 0 | 0 | 0
Coal | 0 | 0 | 0 | 0 | 0 | 0
Geo | 0 | 0 | 0 | 0 | 0 | 0
H | 0 | 0 | 0 | 0 | 0 | 0
LFG | 0 | 0 | 0 | 0 | 0 | 0
Nuc | 0 | 0 | 0 | 0 | 0 | 0
PS | 0 | 0 | 0 | 0 | 0 | 0
PV | 0 | 0 | 0 | 0 | 0 | 0
PeakG | 0 | 0 | 0 | 0 | 0 | 0
PeakO | 0 | 0 | 0 | 0 | 0 | 0
ST | 0 | 0 | 0 | 0 | 0 | 0
STOG | 0 | 0 | 0 | 0 | 0 | 0
STWD | 0 | 0 | 0 | 0 | 0 | 0
WT | 0 | 0 | 0 | 0 | 0 | 0
IGCC | 0 | 0 | 0 | 0 | 0 | 0
DemandResponse | 0 | 0 | 0 | 0 | 0 | 0
IGCC-CCS | 0 | 0 | 0 | 0 | 0 | 0
WT_off | 0 | 0 | 0 | 0 | 0 | 0
PseudoUnit | 0 | 0 | 0 | 0 | 0 | 0
FixedInterchange | 0 | 0 | 0 | 0 | 0 | 0
CO2 Emissions (MMshortTons): VACAR
ReportingType | 2015 | 2020 | 2025 | 2030 | 2035 | 2040
BM | 0 | 0 | 0 | 0 | 0 | 0
CC | 13.23 | 9.51 | 6.14 | 2.13 | 3.47 | 5.6
CSP | 0 | 0 | 0 | 0 | 0 | 0
CT | 0.25 | 0.27 | 0.18 | 0.04 | 0.21 | 0.37
Coal | 98.2 | 67.55 | 52.8 | 28.42 | 55.17 | 67.19
Geo | 0 | 0 | 0 | 0 | 0 | 0
H | 0 | 0 | 0 | 0 | 0 | 0
LFG | 0 | 0 | 0 | 0 | 0 | 0
Nuc | 0 | 0 | 0 | 0 | 0 | 0
PS | 0 | 0 | 0 | 0 | 0 | 0
PV | 0 | 0 | 0 | 0 | 0 | 0
PeakG | 0.08 | 0.13 | 0.12 | 0.02 | 0.1 | 0.12
PeakO | 0 | 0 | 0 | 0 | 0 | 0
ST | 0 | 0 | 0 | 0 | 0 | 0
STOG | 0 | 0 | 0 | 0 | 0 | 0
STWD | 0 | 0 | 0 | 0 | 0 | 0
WT | 0 | 0 | 0 | 0 | 0 | 0
IGCC | 0 | 0 | 0 | 0 | 0 | 0
DemandResponse | 0 | 0 | 0 | 0 | 0 | 0
IGCC-CCS | 0 | 0 | 0 | 0 | 0 | 0
WT_off | 0 | 0 | 0 | 0 | 0 | 0
PseudoUnit | 0 | 0 | 0 | 0 | 0 | 0
FixedInterchange | 0 | 0 | 0 | 0 | 0 | 0
CO2 Emissions (MMshortTons): IESO
ReportingType | 2015 | 2020 | 2025 | 2030 | 2035 | 2040
BM | 0 | 0 | 0 | 0 | 0 | 0
CC | 0.51 | 0.33 | 0.62 | 0.39 | 2.89 | 8.5
CSP | 0 | 0 | 0 | 0 | 0 | 0
CT | 0 | 0 | 0 | 0 | 0 | 0.04
Coal | 0 | 0 | 0 | 0 | 0 | 0
Geo | 0 | 0 | 0 | 0 | 0 | 0
H | 0 | 0 | 0 | 0 | 0 | 0
LFG | 0 | 0 | 0 | 0 | 0 | 0
Nuc | 0 | 0 | 0 | 0 | 0 | 0
PS | 0 | 0 | 0 | 0 | 0 | 0
PV | 0 | 0 | 0 | 0 | 0 | 0
PeakG | 0 | 0 | 0 | 0 | 0 | 0
PeakO | 0 | 0 | 0 | 0 | 0 | 0
ST | 0 | 0 | 0 | 0 | 0 | 0
STOG | 0 | 0 | 0 | 0 | 0 | 0
STWD | 0 | 0 | 0 | 0 | 0 | 0
WT | 0 | 0 | 0 | 0 | 0 | 0
IGCC | 0 | 0 | 0 | 0 | 0 | 0
DemandResponse | 0 | 0 | 0 | 0 | 0 | 0
IGCC-CCS | 0 | 0 | 0 | 0 | 0 | 0
WT_off | 0 | 0 | 0 | 0 | 0 | 0
PseudoUnit | 0 | 0 | 0 | 0 | 0 | 0
FixedInterchange | 0 | 0 | 0 | 0 | 0 | 0
CO2 Emissions (MMshortTons): MAPP_CA
ReportingType | 2015 | 2020 | 2025 | 2030 | 2035 | 2040
BM | 0 | 0 | 0 | 0 | 0 | 0
CC | 1.52 | 1.52 | 0.24 | 0 | 0 | 0.02
CSP | 0 | 0 | 0 | 0 | 0 | 0
CT | 0 | 0 | 0 | 0 | 0 | 0
Coal | 0.62 | 1.22 | 0 | 0 | 0 | 0
Geo | 0 | 0 | 0 | 0 | 0 | 0
H | 0 | 0 | 0 | 0 | 0 | 0
LFG | 0 | 0 | 0 | 0 | 0 | 0
Nuc | 0 | 0 | 0 | 0 | 0 | 0
PS | 0 | 0 | 0 | 0 | 0 | 0
PV | 0 | 0 | 0 | 0 | 0 | 0
PeakG | 0 | 0 | 0 | 0 | 0 | 0
PeakO | 0 | 0 | 0 | 0 | 0 | 0
ST | 0 | 0 | 0 | 0 | 0 | 0
STOG | 0 | 0 | 0 | 0 | 0 | 0
STWD | 0 | 0 | 0 | 0 | 0 | 0
WT | 0 | 0 | 0 | 0 | 0 | 0
IGCC | 0 | 0 | 0 | 0 | 0 | 0
DemandResponse | 0 | 0 | 0 | 0 | 0 | 0
IGCC-CCS | 0 | 0 | 0 | 0 | 0 | 0
WT_off | 0 | 0 | 0 | 0 | 0 | 0
PseudoUnit | 0 | 0 | 0 | 0 | 0 | 0
FixedInterchange | 0 | 0 | 0 | 0 | 0 | 0
CO2 Emissions (MMshortTons): AZ_NM_SNV_Coal
ReportingType | 2015 | 2020 | 2025 | 2030 | 2035 | 2040
BM | 0 | 0 | 0 | 0 | 0 | 0
CC | 0 | 0 | 0 | 0 | 0 | 0
CSP | 0 | 0 | 0 | 0 | 0 | 0
CT | 0 | 0 | 0 | 0 | 0 | 0
Coal | 79.82 | 80.51 | 80.51 | 80.51 | 80.51 | 142.11
Geo | 0 | 0 | 0 | 0 | 0 | 0
H | 0 | 0 | 0 | 0 | 0 | 0
LFG | 0 | 0 | 0 | 0 | 0 | 0
Nuc | 0 | 0 | 0 | 0 | 0 | 0
PS | 0 | 0 | 0 | 0 | 0 | 0
PV | 0 | 0 | 0 | 0 | 0 | 0
PeakG | 0 | 0 | 0 | 0 | 0 | 0
PeakO | 0 | 0 | 0 | 0 | 0 | 0
ST | 0 | 0 | 0 | 0 | 0 | 0
STOG | 0 | 0 | 0 | 0 | 0 | 0
STWD | 0 | 0 | 0 | 0 | 0 | 0
WT | 0 | 0 | 0 | 0 | 0 | 0
IGCC | 0 | 0 | 0 | 0 | 0 | 0
DemandResponse | 0 | 0 | 0 | 0 | 0 | 0
IGCC-CCS | 0 | 0 | 0 | 0 | 0 | 0
WT_off | 0 | 0 | 0 | 0 | 0 | 0
PseudoUnit | 0 | 0 | 0 | 0 | 0 | 0
FixedInterchange | 0 | 0 | 0 | 0 | 0 | 0
CO2 Emissions (MMshortTons): AZ_NM_SNV_Gas
ReportingType | 2015 | 2020 | 2025 | 2030 | 2035 | 2040
BM | 0 | 0 | 0 | 0 | 0 | 0
CC | 43.91 | 52.69 | 52.44 | 63.43 | 69.03 | 64.64
CSP | 0 | 0 | 0 | 0 | 0 | 0
CT | 0 | 0 | 0.09 | 0.09 | 0 | 0
Coal | 0 | 0 | 0 | 0 | 0 | 0
Geo | 0 | 0 | 0 | 0 | 0 | 0
H | 0 | 0 | 0 | 0 | 0 | 0
LFG | 0 | 0 | 0 | 0 | 0 | 0
Nuc | 0 | 0 | 0 | 0 | 0 | 0
PS | 0 | 0 | 0 | 0 | 0 | 0
PV | 0 | 0 | 0 | 0 | 0 | 0
PeakG | 0 | 0 | 0.12 | 0.22 | 0.25 | 0
PeakO | 0 | 0 | 0 | 0 | 0 | 0
ST | 0 | 0 | 0 | 0 | 0 | 0
STOG | 0 | 0 | 0 | 0 | 0 | 0
STWD | 0 | 0 | 0 | 0 | 0 | 0
WT | 0 | 0 | 0 | 0 | 0 | 0
IGCC | 0 | 0 | 0 | 0 | 0 | 0
DemandResponse | 0 | 0 | 0 | 0 | 0 | 0
IGCC-CCS | 0 | 0 | 0 | 0 | 0 | 0
WT_off | 0 | 0 | 0 | 0 | 0 | 0
PseudoUnit | 0 | 0 | 0 | 0 | 0 | 0
FixedInterchange | 0 | 0 | 0 | 0 | 0 | 0
CO2 Emissions (MMshortTons): AZ_NM_SNV_NucRenew
ReportingType | 2015 | 2020 | 2025 | 2030 | 2035 | 2040
BM | 0 | 0 | 0 | 0 | 0 | 0
CC | 0 | 0 | 0 | 0 | 0 | 0
CSP | 0 | 0 | 0 | 0 | 0 | 0
CT | 0 | 0 | 0 | 0 | 0 | 0
Coal | 0 | 0 | 0 | 0 | 0 | 0
Geo | 0 | 0 | 0 | 0 | 0 | 0
H | 0 | 0 | 0 | 0 | 0 | 0
LFG | 0 | 0 | 0 | 0 | 0 | 0
Nuc | 0 | 0 | 0 | 0 | 0 | 0
PS | 0 | 0 | 0 | 0 | 0 | 0
PV | 0 | 0 | 0 | 0 | 0 | 0
PeakG | 0 | 0 | 0 | 0 | 0 | 0
PeakO | 0 | 0 | 0 | 0 | 0 | 0
ST | 0 | 0 | 0 | 0 | 0 | 0
STOG | 0 | 0 | 0 | 0 | 0 | 0
STWD | 0 | 0 | 0 | 0 | 0 | 0
WT | 0 | 0 | 0 | 0 | 0 | 0
IGCC | 0 | 0 | 0 | 0 | 0 | 0
DemandResponse | 0 | 0 | 0 | 0 | 0 | 0
IGCC-CCS | 0 | 0 | 0 | 0 | 0 | 0
WT_off | 0 | 0 | 0 | 0 | 0 | 0
PseudoUnit | 0 | 0 | 0 | 0 | 0 | 0
FixedInterchange | 0 | 0 | 0 | 0 | 0 | 0
CO2 Emissions (MMshortTons): ERCOT
ReportingType | 2015 | 2020 | 2025 | 2030 | 2035 | 2040
BM | 0 | 0 | 0 | 0 | 0 | 0
CC | 60.5 | 54.03 | 44.44 | 36.82 | 38.54 | 42.21
CSP | 0 | 0 | 0 | 0 | 0 | 0
CT | 0 | 0 | 0 | 0 | 0 | 0
Coal | 131.1 | 138.06 | 149.13 | 149.67 | 152.75 | 154.51
Geo | 0 | 0 | 0 | 0 | 0 | 0
H | 0 | 0 | 0 | 0 | 0 | 0
LFG | 0 | 0 | 0 | 0 | 0 | 0
Nuc | 0 | 0 | 0 | 0 | 0 | 0
PS | 0 | 0 | 0 | 0 | 0 | 0
PV | 0 | 0 | 0 | 0 | 0 | 0
PeakG | 0 | 0 | 0 | 0 | 0 | 0
PeakO | 0 | 0 | 0 | 0 | 0 | 0
ST | 0 | 0 | 0 | 0 | 0 | 0
STOG | 3.21 | 3.39 | 3.44 | 2.98 | 2.92 | 2.63
STWD | 0 | 0 | 0 | 0 | 0 | 0
WT | 0 | 0 | 0 | 0 | 0 | 0
IGCC | 0 | 0 | 0 | 0 | 0 | 0
DemandResponse | 0 | 0 | 0 | 0 | 0 | 0
IGCC-CCS | 0 | 0 | 0 | 0 | 0 | 0
WT_off | 0 | 0 | 0 | 0 | 0 | 0
PseudoUnit | 0 | 0 | 0 | 0 | 0 | 0
FixedInterchange | 0 | 0 | 0 | 0 | 0 | 0
CO2 Emissions (MMshortTons): NP15
ReportingType | 2015 | 2020 | 2025 | 2030 | 2035 | 2040
BM | 0 | 0 | 0 | 0 | 0 | 0
CC | 14.63 | 15.56 | 11.5 | 9 | 4.86 | 2.19
CSP | 0 | 0 | 0 | 0 | 0 | 0
CT | 0 | 0 | 0 | 0 | 0 | 0
Coal | 0.27 | 0 | 0 | 0 | 0 | 0
Geo | 0 | 0 | 0 | 0 | 0 | 0
H | 0 | 0 | 0 | 0 | 0 | 0
LFG | 0 | 0 | 0 | 0 | 0 | 0
Nuc | 0 | 0 | 0 | 0 | 0 | 0
PS | 0 | 0 | 0 | 0 | 0 | 0
PV | 0 | 0 | 0 | 0 | 0 | 0
PeakG | 0 | 0 | 0 | 0 | 0 | 0.01
PeakO | 0 | 0 | 0 | 0 | 0 | 0
ST | 0 | 0 | 0 | 0 | 0 | 0
STOG | 0.08 | 0.12 | 0.04 | 0.08 | 0.05 | 0.09
STWD | 0 | 0 | 0 | 0 | 0 | 0
WT | 0 | 0 | 0 | 0 | 0 | 0
IGCC | 0 | 0 | 0 | 0 | 0 | 0
DemandResponse | 0 | 0 | 0 | 0 | 0 | 0
IGCC-CCS | 0 | 0 | 0 | 0 | 0 | 0
WT_off | 0 | 0 | 0 | 0 | 0 | 0
PseudoUnit | 0 | 0 | 0 | 0 | 0 | 0
FixedInterchange | 0 | 0 | 0 | 0 | 0 | 0
CO2 Emissions (MMshortTons): NWPP_Coal
ReportingType | 2015 | 2020 | 2025 | 2030 | 2035 | 2040
BM | 0 | 0 | 0 | 0 | 0 | 0
CC | 0 | 0 | 0 | 0 | 0 | 0
CSP | 0 | 0 | 0 | 0 | 0 | 0
CT | 0 | 0 | 0 | 0 | 0 | 0
Coal | 108.92 | 109.08 | 109.08 | 109.08 | 108.57 | 108.57
Geo | 0 | 0 | 0 | 0 | 0 | 0
H | 0 | 0 | 0 | 0 | 0 | 0
LFG | 0 | 0 | 0 | 0 | 0 | 0
Nuc | 0 | 0 | 0 | 0 | 0 | 0
PS | 0 | 0 | 0 | 0 | 0 | 0
PV | 0 | 0 | 0 | 0 | 0 | 0
PeakG | 0 | 0 | 0 | 0 | 0 | 0
PeakO | 0 | 0 | 0 | 0 | 0 | 0
ST | 0 | 0 | 0 | 0 | 0 | 0
STOG | 0 | 0 | 0 | 0 | 0 | 0
STWD | 0 | 0 | 0 | 0 | 0 | 0
WT | 0 | 0 | 0 | 0 | 0 | 0
IGCC | 0 | 0 | 0 | 0 | 0 | 0
DemandResponse | 0 | 0 | 0 | 0 | 0 | 0
IGCC-CCS | 0 | 0 | 0 | 0 | 0 | 0
WT_off | 0 | 0 | 0 | 0 | 0 | 0
PseudoUnit | 0 | 0 | 0 | 0 | 0 | 0
FixedInterchange | 0 | 0 | 0 | 0 | 0 | 0
CO2 Emissions (MMshortTons): NWPP_Gas
ReportingType | 2015 | 2020 | 2025 | 2030 | 2035 | 2040
BM | 0 | 0 | 0 | 0 | 0 | 0
CC | 21.13 | 21.13 | 21.13 | 29.54 | 43.31 | 45.35
CSP | 0 | 0 | 0 | 0 | 0 | 0
CT | 0 | 0 | 0 | 0 | 0 | 0
Coal | 0 | 0 | 0 | 0 | 0 | 3.2
Geo | 0 | 0 | 0 | 0 | 0 | 0
H | 0 | 0 | 0 | 0 | 0 | 0
LFG | 0 | 0 | 0 | 0 | 0 | 0
Nuc | 0 | 0 | 0 | 0 | 0 | 0
PS | 0 | 0 | 0 | 0 | 0 | 0
PV | 0 | 0 | 0 | 0 | 0 | 0
PeakG | 0 | 0 | 0 | 0 | 0 | 0
PeakO | 0 | 0 | 0 | 0 | 0 | 0
ST | 0 | 0 | 0 | 0 | 0 | 0
STOG | 0 | 0 | 0 | 0 | 0 | 0
STWD | 0 | 0 | 0 | 0 | 0 | 0
WT | 0 | 0 | 0 | 0 | 0 | 0
IGCC | 0 | 0 | 0 | 0 | 0 | 0
DemandResponse | 0 | 0 | 0 | 0 | 0 | 0
IGCC-CCS | 0 | 0 | 0 | 0 | 0 | 0
WT_off | 0 | 0 | 0 | 0 | 0 | 0
PseudoUnit | 0 | 0 | 0 | 0 | 0 | 0
FixedInterchange | 0 | 0 | 0 | 0 | 0 | 0
CO2 Emissions (MMshortTons): NWPP_NucRenew
ReportingType | 2015 | 2020 | 2025 | 2030 | 2035 | 2040
BM | 0 | 0 | 0 | 0 | 0 | 0
CC | 0 | 0 | 0 | 0 | 0 | 0
CSP | 0 | 0 | 0 | 0 | 0 | 0
CT | 0 | 0 | 0 | 0 | 0 | 0
Coal | 0 | 0 | 0 | 0 | 0 | 0
Geo | 0 | 0 | 0 | 0 | 0 | 0
H | 0 | 0 | 0 | 0 | 0 | 0
LFG | 0 | 0 | 0 | 0 | 0 | 0
Nuc | 0 | 0 | 0 | 0 | 0 | 0
PS | 0 | 0 | 0 | 0 | 0 | 0
PV | 0 | 0 | 0 | 0 | 0 | 0
PeakG | 0 | 0 | 0 | 0 | 0 | 0
PeakO | 0 | 0 | 0 | 0 | 0 | 0
ST | 0 | 0 | 0 | 0 | 0 | 0
STOG | 0 | 0 | 0 | 0 | 0 | 0
STWD | 0 | 0 | 0 | 0 | 0 | 0
WT | 0 | 0 | 0 | 0 | 0 | 0
IGCC | 0 | 0 | 0 | 0 | 0 | 0
DemandResponse | 0 | 0 | 0 | 0 | 0 | 0
IGCC-CCS | 0 | 0 | 0 | 0 | 0 | 0
WT_off | 0 | 0 | 0 | 0 | 0 | 0
PseudoUnit | 0 | 0 | 0 | 0 | 0 | 0
FixedInterchange | 0 | 0 | 0 | 0 | 0 | 0
CO2 Emissions (MMshortTons): RMPA
ReportingType | 2015 | 2020 | 2025 | 2030 | 2035 | 2040
BM | 0 | 0 | 0 | 0 | 0 | 0
CC | 2.3 | 4.4 | 1.54 | 1.45 | 1.28 | 1.27
CSP | 0 | 0 | 0 | 0 | 0 | 0
CT | 0 | 0 | 0 | 0 | 0 | 0
Coal | 61.31 | 59.93 | 57.07 | 57.07 | 66.7 | 75.53
Geo | 0 | 0 | 0 | 0 | 0 | 0
H | 0 | 0 | 0 | 0 | 0 | 0
LFG | 0 | 0 | 0 | 0 | 0 | 0
Nuc | 0 | 0 | 0 | 0 | 0 | 0
PS | 0 | 0 | 0 | 0 | 0 | 0
PV | 0 | 0 | 0 | 0 | 0 | 0
PeakG | 0 | 0.02 | 0 | 0.05 | 0.01 | 0.02
PeakO | 0 | 0 | 0 | 0 | 0 | 0
ST | 0 | 0 | 0 | 0 | 0 | 0
STOG | 0 | 0 | 0 | 0 | 0 | 0
STWD | 0 | 0 | 0 | 0 | 0 | 0
WT | 0 | 0 | 0 | 0 | 0 | 0
IGCC | 0 | 0 | 0 | 0 | 0 | 0
DemandResponse | 0 | 0 | 0 | 0 | 0 | 0
IGCC-CCS | 0 | 0 | 0 | 0 | 0 | 0
WT_off | 0 | 0 | 0 | 0 | 0 | 0
PseudoUnit | 0 | 0 | 0 | 0 | 0 | 0
FixedInterchange | 0 | 0 | 0 | 0 | 0 | 0
CO2 Emissions (MMshortTons): SP15
ReportingType | 2015 | 2020 | 2025 | 2030 | 2035 | 2040
BM | 0 | 0 | 0 | 0 | 0 | 0
CC | 10.14 | 10.01 | 8.93 | 7.9 | 7.15 | 4
CSP | 0 | 0 | 0 | 0 | 0 | 0
CT | 0 | 0 | 0 | 0 | 0 | 0
Coal | 0.9 | 0.9 | 0.9 | 0.55 | 0 | 0
Geo | 0 | 0 | 0 | 0 | 0 | 0
H | 0 | 0 | 0 | 0 | 0 | 0
LFG | 0 | 0 | 0 | 0 | 0 | 0
Nuc | 0 | 0 | 0 | 0 | 0 | 0
PS | 0 | 0 | 0 | 0 | 0 | 0
PV | 0 | 0 | 0 | 0 | 0 | 0
PeakG | 0 | 0 | 0 | 0 | 0 | 0
PeakO | 0 | 0 | 0 | 0 | 0 | 0
ST | 0 | 0 | 0 | 0 | 0 | 0
STOG | 0.13 | 0.19 | 0.16 | 0.24 | 0.49 | 0.38
STWD | 0 | 0 | 0 | 0 | 0 | 0
WT | 0 | 0 | 0 | 0 | 0 | 0
IGCC | 0 | 0 | 0 | 0 | 0 | 0
DemandResponse | 0 | 0 | 0 | 0 | 0 | 0
IGCC-CCS | 0 | 0 | 0 | 0 | 0 | 0
WT_off | 0 | 0 | 0 | 0 | 0 | 0
PseudoUnit | 0 | 0 | 0 | 0 | 0 | 0
FixedInterchange | 0 | 0 | 0 | 0 | 0 | 0
CO2 Emissions (MMshortTons): ALB
ReportingType | 2015 | 2020 | 2025 | 2030 | 2035 | 2040
BM | 0 | 0 | 0 | 0 | 0 | 0
CC | 8.14 | 9.57 | 11.98 | 13.75 | 15.87 | 17.25
CSP | 0 | 0 | 0 | 0 | 0 | 0
CT | 0 | 0 | 0 | 0 | 0 | 0
Coal | 50 | 50 | 50 | 50 | 50 | 50
Geo | 0 | 0 | 0 | 0 | 0 | 0
H | 0 | 0 | 0 | 0 | 0 | 0
LFG | 0 | 0 | 0 | 0 | 0 | 0
Nuc | 0 | 0 | 0 | 0 | 0 | 0
PS | 0 | 0 | 0 | 0 | 0 | 0
PV | 0 | 0 | 0 | 0 | 0 | 0
PeakG | 0 | 0 | 0 | 0 | 0 | 0
PeakO | 0 | 0 | 0 | 0 | 0 | 0
ST | 0 | 0 | 0 | 0 | 0 | 0
STOG | 0 | 0 | 0 | 0 | 0 | 0
STWD | 0 | 0 | 0 | 0 | 0 | 0
WT | 0 | 0 | 0 | 0 | 0 | 0
IGCC | 0 | 0 | 0 | 0 | 0 | 0
DemandResponse | 0 | 0 | 0 | 0 | 0 | 0
IGCC-CCS | 0 | 0 | 0 | 0 | 0 | 0
WT_off | 0 | 0 | 0 | 0 | 0 | 0
PseudoUnit | 0 | 0 | 0 | 0 | 0 | 0
FixedInterchange | 0 | 0 | 0 | 0 | 0 | 0
CO2 Emissions (MMshortTons): BC
ReportingType | 2015 | 2020 | 2025 | 2030 | 2035 | 2040
BM | 0 | 0 | 0 | 0 | 0 | 0
CC | 4.01 | 4.51 | 5.98 | 7.9 | 9.71 | 11.65
CSP | 0 | 0 | 0 | 0 | 0 | 0
CT | 0 | 0 | 0 | 0 | 0 | 0
Coal | 0 | 0 | 0 | 0 | 0 | 0
Geo | 0 | 0 | 0 | 0 | 0 | 0
H | 0 | 0 | 0 | 0 | 0 | 0
LFG | 0 | 0 | 0 | 0 | 0 | 0
Nuc | 0 | 0 | 0 | 0 | 0 | 0
PS | 0 | 0 | 0 | 0 | 0 | 0
PV | 0 | 0 | 0 | 0 | 0 | 0
PeakG | 0 | 0 | 0 | 0 | 0 | 0
PeakO | 0 | 0 | 0 | 0 | 0 | 0
ST | 0 | 0 | 0 | 0 | 0 | 0
STOG | 0 | 0 | 0 | 0 | 0 | 0
STWD | 0 | 0 | 0 | 0 | 0 | 0
WT | 0 | 0 | 0 | 0 | 0 | 0
IGCC | 0 | 0 | 0 | 0 | 0 | 0
DemandResponse | 0 | 0 | 0 | 0 | 0 | 0
IGCC-CCS | 0 | 0 | 0 | 0 | 0 | 0
WT_off | 0 | 0 | 0 | 0 | 0 | 0
PseudoUnit | 0 | 0 | 0 | 0 | 0 | 0
FixedInterchange | 0 | 0 | 0 | 0 | 0 | 0
CO2 Emissions (MMshortTons): HQ_IESO
ReportingType | 2015 | 2020 | 2025 | 2030 | 2035 | 2040
BM | 0 | 0 | 0 | 0 | 0 | 0
CC | 0 | 0 | 0 | 0 | 0 | 0
CSP | 0 | 0 | 0 | 0 | 0 | 0
CT | 0 | 0 | 0 | 0 | 0 | 0
Coal | 0 | 0 | 0 | 0 | 0 | 0
Geo | 0 | 0 | 0 | 0 | 0 | 0
H | 0 | 0 | 0 | 0 | 0 | 0
LFG | 0 | 0 | 0 | 0 | 0 | 0
Nuc | 0 | 0 | 0 | 0 | 0 | 0
PS | 0 | 0 | 0 | 0 | 0 | 0
PV | 0 | 0 | 0 | 0 | 0 | 0
PeakG | 0 | 0 | 0 | 0 | 0 | 0
PeakO | 0 | 0 | 0 | 0 | 0 | 0
ST | 0 | 0 | 0 | 0 | 0 | 0
STOG | 0 | 0 | 0 | 0 | 0 | 0
STWD | 0 | 0 | 0 | 0 | 0 | 0
WT | 0 | 0 | 0 | 0 | 0 | 0
IGCC | 0 | 0 | 0 | 0 | 0 | 0
DemandResponse | 0 | 0 | 0 | 0 | 0 | 0
IGCC-CCS | 0 | 0 | 0 | 0 | 0 | 0
WT_off | 0 | 0 | 0 | 0 | 0 | 0
PseudoUnit | 0 | 0 | 0 | 0 | 0 | 0
FixedInterchange | 0 | 0 | 0 | 0 | 0 | 0
CO2 Emissions (MMshortTons): HQ_NEISO
ReportingType | 2015 | 2020 | 2025 | 2030 | 2035 | 2040
BM | 0 | 0 | 0 | 0 | 0 | 0
CC | 0 | 0 | 0 | 0 | 0 | 0
CSP | 0 | 0 | 0 | 0 | 0 | 0
CT | 0 | 0 | 0 | 0 | 0 | 0
Coal | 0 | 0 | 0 | 0 | 0 | 0
Geo | 0 | 0 | 0 | 0 | 0 | 0
H | 0 | 0 | 0 | 0 | 0 | 0
LFG | 0 | 0 | 0 | 0 | 0 | 0
Nuc | 0 | 0 | 0 | 0 | 0 | 0
PS | 0 | 0 | 0 | 0 | 0 | 0
PV | 0 | 0 | 0 | 0 | 0 | 0
PeakG | 0 | 0 | 0 | 0 | 0 | 0
PeakO | 0 | 0 | 0 | 0 | 0 | 0
ST | 0 | 0 | 0 | 0 | 0 | 0
STOG | 0 | 0 | 0 | 0 | 0 | 0
STWD | 0 | 0 | 0 | 0 | 0 | 0
WT | 0 | 0 | 0 | 0 | 0 | 0
IGCC | 0 | 0 | 0 | 0 | 0 | 0
DemandResponse | 0 | 0 | 0 | 0 | 0 | 0
IGCC-CCS | 0 | 0 | 0 | 0 | 0 | 0
WT_off | 0 | 0 | 0 | 0 | 0 | 0
PseudoUnit | 0 | 0 | 0 | 0 | 0 | 0
FixedInterchange | 0 | 0 | 0 | 0 | 0 | 0
CO2 Emissions (MMshortTons): HQ_NY
ReportingType | 2015 | 2020 | 2025 | 2030 | 2035 | 2040
BM | 0 | 0 | 0 | 0 | 0 | 0
CC | 0 | 0 | 0 | 0 | 0 | 0
CSP | 0 | 0 | 0 | 0 | 0 | 0
CT | 0 | 0 | 0 | 0 | 0 | 0
Coal | 0 | 0 | 0 | 0 | 0 | 0
Geo | 0 | 0 | 0 | 0 | 0 | 0
H | 0 | 0 | 0 | 0 | 0 | 0
LFG | 0 | 0 | 0 | 0 | 0 | 0
Nuc | 0 | 0 | 0 | 0 | 0 | 0
PS | 0 | 0 | 0 | 0 | 0 | 0
PV | 0 | 0 | 0 | 0 | 0 | 0
PeakG | 0 | 0 | 0 | 0 | 0 | 0
PeakO | 0 | 0 | 0 | 0 | 0 | 0
ST | 0 | 0 | 0 | 0 | 0 | 0
STOG | 0 | 0 | 0 | 0 | 0 | 0
STWD | 0 | 0 | 0 | 0 | 0 | 0
WT | 0 | 0 | 0 | 0 | 0 | 0
IGCC | 0 | 0 | 0 | 0 | 0 | 0
DemandResponse | 0 | 0 | 0 | 0 | 0 | 0
IGCC-CCS | 0 | 0 | 0 | 0 | 0 | 0
WT_off | 0 | 0 | 0 | 0 | 0 | 0
PseudoUnit | 0 | 0 | 0 | 0 | 0 | 0
FixedInterchange | 0 | 0 | 0 | 0 | 0 | 0
CO2 Emissions (MMshortTons): MARITIMES
ReportingType | 2015 | 2020 | 2025 | 2030 | 2035 | 2040
BM | 0 | 0 | 0 | 0 | 0 | 0
CC | 0 | 0 | 0 | 0 | 0 | 0
CSP | 0 | 0 | 0 | 0 | 0 | 0
CT | 0 | 0 | 0 | 0 | 0 | 0
Coal | 0 | 0 | 0 | 0 | 0 | 0
Geo | 0 | 0 | 0 | 0 | 0 | 0
H | 0 | 0 | 0 | 0 | 0 | 0
LFG | 0 | 0 | 0 | 0 | 0 | 0
Nuc | 0 | 0 | 0 | 0 | 0 | 0
PS | 0 | 0 | 0 | 0 | 0 | 0
PV | 0 | 0 | 0 | 0 | 0 | 0
PeakG | 0 | 0 | 0 | 0 | 0 | 0
PeakO | 0 | 0 | 0 | 0 | 0 | 0
ST | 0 | 0 | 0 | 0 | 0 | 0
STOG | 0 | 0 | 0 | 0 | 0 | 0
STWD | 0 | 0 | 0 | 0 | 0 | 0
WT | 0 | 0 | 0 | 0 | 0 | 0
IGCC | 0 | 0 | 0 | 0 | 0 | 0
DemandResponse | 0 | 0 | 0 | 0 | 0 | 0
IGCC-CCS | 0 | 0 | 0 | 0 | 0 | 0
WT_off | 0 | 0 | 0 | 0 | 0 | 0
PseudoUnit | 0 | 0 | 0 | 0 | 0 | 0
FixedInterchange | 0 | 0 | 0 | 0 | 0 | 0
CO2 Emissions (MMshortTons): All
ReportingType | 2015 | 2020 | 2025 | 2030 | 2035 | 2040
BM | 0 | 0 | 0 | 0 | 0 | 0
CC | 442.1 | 453.99 | 396.9 | 366.81 | 471.32 | 522.93
CSP | 0 | 0 | 0 | 0 | 0 | 0
CT | 0.86 | 1.15 | 1.33 | 0.79 | 2.84 | 3.74
Coal | 1929.32 | 1729.55 | 1732.2 | 1687.81 | 1798.94 | 1982.52
Geo | 0 | 0 | 0 | 0 | 0 | 0
H | 0 | 0 | 0 | 0 | 0 | 0
LFG | 0 | 0 | 0 | 0 | 0 | 0
Nuc | 0 | 0 | 0 | 0 | 0 | 0
PS | 0 | 0 | 0 | 0 | 0 | 0
PV | 0 | 0 | 0 | 0 | 0 | 0
PeakG | 2.16 | 3.02 | 3.25 | 2.31 | 4.16 | 3.33
PeakO | 0 | 0 | 0 | 0 | 0 | 0
ST | 0 | 0 | 0 | 0 | 0 | 0
STOG | 10.66 | 11.62 | 10.91 | 8.9 | 11.26 | 10.87
STWD | 0 | 0 | 0 | 0 | 0 | 0
WT | 0 | 0 | 0 | 0 | 0 | 0
IGCC | 4.15 | 4.15 | 4.15 | 4.15 | 4.15 | 4.15
DemandResponse | 0 | 0 | 0 | 0 | 0 | 0
IGCC-CCS | 0 | 0 | 0 | 0 | 0 | 0
WT_off | 0 | 0 | 0 | 0 | 0 | 0
PseudoUnit | 0 | 0 | 0 | 0 | 0 | 0
FixedInterchange | 0 | 0 | 0 | 0 | 0 | 0
CO2 Emissions (MMshortTons): EI_US
ReportingType | 2015 | 2020 | 2025 | 2030 | 2035 | 2040
BM | 0 | 0 | 0 | 0 | 0 | 0
CC | 275.3 | 280.24 | 238.09 | 196.64 | 278.69 | 325.83
CSP | 0 | 0 | 0 | 0 | 0 | 0
CT | 0.86 | 1.15 | 1.24 | 0.7 | 2.83 | 3.71
Coal | 1496.39 | 1289.87 | 1285.52 | 1240.94 | 1340.41 | 1448.61
Geo | 0 | 0 | 0 | 0 | 0 | 0
H | 0 | 0 | 0 | 0 | 0 | 0
LFG | 0 | 0 | 0 | 0 | 0 | 0
Nuc | 0 | 0 | 0 | 0 | 0 | 0
PS | 0 | 0 | 0 | 0 | 0 | 0
PV | 0 | 0 | 0 | 0 | 0 | 0
PeakG | 2.16 | 3 | 3.12 | 2.03 | 3.89 | 3.3
PeakO | 0 | 0 | 0 | 0 | 0 | 0
ST | 0 | 0 | 0 | 0 | 0 | 0
STOG | 7.24 | 7.92 | 7.27 | 5.6 | 7.8 | 7.76
STWD | 0 | 0 | 0 | 0 | 0 | 0
WT | 0 | 0 | 0 | 0 | 0 | 0
IGCC | 4.15 | 4.15 | 4.15 | 4.15 | 4.15 | 4.15
DemandResponse | 0 | 0 | 0 | 0 | 0 | 0
IGCC-CCS | 0 | 0 | 0 | 0 | 0 | 0
WT_off | 0 | 0 | 0 | 0 | 0 | 0
PseudoUnit | 0 | 0 | 0 | 0 | 0 | 0
FixedInterchange | 0 | 0 | 0 | 0 | 0 | 0
CO2 Emissions (MMshortTons): EI_Canada
ReportingType | 2015 | 2020 | 2025 | 2030 | 2035 | 2040
BM | 0 | 0 | 0 | 0 | 0 | 0
CC | 2.04 | 1.85 | 0.86 | 0.39 | 2.89 | 8.52
CSP | 0 | 0 | 0 | 0 | 0 | 0
CT | 0 | 0 | 0 | 0 | 0 | 0.04
Coal | 0.62 | 1.22 | 0 | 0 | 0 | 0
Geo | 0 | 0 | 0 | 0 | 0 | 0
H | 0 | 0 | 0 | 0 | 0 | 0
LFG | 0 | 0 | 0 | 0 | 0 | 0
Nuc | 0 | 0 | 0 | 0 | 0 | 0
PS | 0 | 0 | 0 | 0 | 0 | 0
PV | 0 | 0 | 0 | 0 | 0 | 0
PeakG | 0 | 0 | 0 | 0 | 0 | 0
PeakO | 0 | 0 | 0 | 0 | 0 | 0
ST | 0 | 0 | 0 | 0 | 0 | 0
STOG | 0 | 0 | 0 | 0 | 0 | 0
STWD | 0 | 0 | 0 | 0 | 0 | 0
WT | 0 | 0 | 0 | 0 | 0 | 0
IGCC | 0 | 0 | 0 | 0 | 0 | 0
DemandResponse | 0 | 0 | 0 | 0 | 0 | 0
IGCC-CCS | 0 | 0 | 0 | 0 | 0 | 0
WT_off | 0 | 0 | 0 | 0 | 0 | 0
PseudoUnit | 0 | 0 | 0 | 0 | 0 | 0
FixedInterchange | 0 | 0 | 0 | 0 | 0 | 0
CO2 Emissions (MMshortTons): EI
ReportingType | 2015 | 2020 | 2025 | 2030 | 2035 | 2040
BM | 0 | 0 | 0 | 0 | 0 | 0
CC | 277.34 | 282.09 | 238.96 | 197.03 | 281.58 | 334.35
CSP | 0 | 0 | 0 | 0 | 0 | 0
CT | 0.86 | 1.15 | 1.24 | 0.7 | 2.84 | 3.74
Coal | 1497.01 | 1291.09 | 1285.52 | 1240.94 | 1340.41 | 1448.61
Geo | 0 | 0 | 0 | 0 | 0 | 0
H | 0 | 0 | 0 | 0 | 0 | 0
LFG | 0 | 0 | 0 | 0 | 0 | 0
Nuc | 0 | 0 | 0 | 0 | 0 | 0
PS | 0 | 0 | 0 | 0 | 0 | 0
PV | 0 | 0 | 0 | 0 | 0 | 0
PeakG | 2.16 | 3 | 3.12 | 2.03 | 3.89 | 3.3
PeakO | 0 | 0 | 0 | 0 | 0 | 0
ST | 0 | 0 | 0 | 0 | 0 | 0
STOG | 7.24 | 7.92 | 7.27 | 5.6 | 7.8 | 7.76
STWD | 0 | 0 | 0 | 0 | 0 | 0
WT | 0 | 0 | 0 | 0 | 0 | 0
IGCC | 4.15 | 4.15 | 4.15 | 4.15 | 4.15 | 4.15
DemandResponse | 0 | 0 | 0 | 0 | 0 | 0
IGCC-CCS | 0 | 0 | 0 | 0 | 0 | 0
WT_off | 0 | 0 | 0 | 0 | 0 | 0
PseudoUnit | 0 | 0 | 0 | 0 | 0 | 0
FixedInterchange | 0 | 0 | 0 | 0 | 0 | 0
CO2 Emissions (MMshortTons): Outside_EI
ReportingType | 2015 | 2020 | 2025 | 2030 | 2035 | 2040
BM | 0 | 0 | 0 | 0 | 0 | 0
CC | 164.77 | 171.9 | 157.94 | 169.78 | 189.75 | 188.58
CSP | 0 | 0 | 0 | 0 | 0 | 0
CT | 0 | 0 | 0.09 | 0.09 | 0 | 0
Coal | 432.31 | 438.46 | 446.68 | 446.87 | 458.53 | 533.92
Geo | 0 | 0 | 0 | 0 | 0 | 0
H | 0 | 0 | 0 | 0 | 0 | 0
LFG | 0 | 0 | 0 | 0 | 0 | 0
Nuc | 0 | 0 | 0 | 0 | 0 | 0
PS | 0 | 0 | 0 | 0 | 0 | 0
PV | 0 | 0 | 0 | 0 | 0 | 0
PeakG | 0 | 0.02 | 0.12 | 0.28 | 0.26 | 0.03
PeakO | 0 | 0 | 0 | 0 | 0 | 0
ST | 0 | 0 | 0 | 0 | 0 | 0
STOG | 3.42 | 3.71 | 3.64 | 3.3 | 3.46 | 3.11
STWD | 0 | 0 | 0 | 0 | 0 | 0
WT | 0 | 0 | 0 | 0 | 0 | 0
IGCC | 0 | 0 | 0 | 0 | 0 | 0
DemandResponse | 0 | 0 | 0 | 0 | 0 | 0
IGCC-CCS | 0 | 0 | 0 | 0 | 0 | 0
WT_off | 0 | 0 | 0 | 0 | 0 | 0
PseudoUnit | 0 | 0 | 0 | 0 | 0 | 0
FixedInterchange | 0 | 0 | 0 | 0 | 0 | 0
CO2 Emissions (MMmetricTons): Entergy
ReportingType | 2015 | 2020 | 2025 | 2030 | 2035 | 2040
BM | 0 | 0 | 0 | 0 | 0 | 0
CC | 25.09 | 29.95 | 26.87 | 22.78 | 23.56 | 20.98
CSP | 0 | 0 | 0 | 0 | 0 | 0
CT | 0 | 0 | 0 | 0 | 0 | 0
Coal | 58.48 | 52.37 | 55.73 | 57.91 | 58.3 | 69.49
Geo | 0 | 0 | 0 | 0 | 0 | 0
H | 0 | 0 | 0 | 0 | 0 | 0
LFG | 0 | 0 | 0 | 0 | 0 | 0
Nuc | 0 | 0 | 0 | 0 | 0 | 0
PS | 0 | 0 | 0 | 0 | 0 | 0
PV | 0 | 0 | 0 | 0 | 0 | 0
PeakG | 0 | 0 | 0.02 | 0.02 | 0.02 | 0.01
PeakO | 0 | 0 | 0 | 0 | 0 | 0
ST | 0 | 0 | 0 | 0 | 0 | 0
STOG | 0.8 | 0.88 | 0.68 | 0.59 | 0.65 | 0.66
STWD | 0 | 0 | 0 | 0 | 0 | 0
WT | 0 | 0 | 0 | 0 | 0 | 0
IGCC | 0 | 0 | 0 | 0 | 0 | 0
DemandResponse | 0 | 0 | 0 | 0 | 0 | 0
IGCC-CCS | 0 | 0 | 0 | 0 | 0 | 0
WT_off | 0 | 0 | 0 | 0 | 0 | 0
PseudoUnit | 0 | 0 | 0 | 0 | 0 | 0
FixedInterchange | 0 | 0 | 0 | 0 | 0 | 0
CO2 Emissions (MMmetricTons): FRCC
ReportingType | 2015 | 2020 | 2025 | 2030 | 2035 | 2040
BM | 0 | 0 | 0 | 0 | 0 | 0
CC | 55.92 | 56.87 | 57.04 | 56.82 | 72.48 | 79.02
CSP | 0 | 0 | 0 | 0 | 0 | 0
CT | 0.55 | 0.55 | 0.54 | 0.29 | 0.54 | 0.51
Coal | 57.19 | 55.79 | 57.05 | 58.59 | 59.8 | 59.8
Geo | 0 | 0 | 0 | 0 | 0 | 0
H | 0 | 0 | 0 | 0 | 0 | 0
LFG | 0 | 0 | 0 | 0 | 0 | 0
Nuc | 0 | 0 | 0 | 0 | 0 | 0
PS | 0 | 0 | 0 | 0 | 0 | 0
PV | 0 | 0 | 0 | 0 | 0 | 0
PeakG | 0.24 | 0.35 | 0.56 | 0.42 | 0.31 | 0.27
PeakO | 0 | 0 | 0 | 0 | 0 | 0
ST | 0 | 0 | 0 | 0 | 0 | 0
STOG | 2.11 | 1.89 | 1.66 | 1.29 | 1.07 | 0.97
STWD | 0 | 0 | 0 | 0 | 0 | 0
WT | 0 | 0 | 0 | 0 | 0 | 0
IGCC | 0 | 0 | 0 | 0 | 0 | 0
DemandResponse | 0 | 0 | 0 | 0 | 0 | 0
IGCC-CCS | 0 | 0 | 0 | 0 | 0 | 0
WT_off | 0 | 0 | 0 | 0 | 0 | 0
PseudoUnit | 0 | 0 | 0 | 0 | 0 | 0
FixedInterchange | 0 | 0 | 0 | 0 | 0 | 0
CO2 Emissions (MMmetricTons): MAPP_US
ReportingType | 2015 | 2020 | 2025 | 2030 | 2035 | 2040
BM | 0 | 0 | 0 | 0 | 0 | 0
CC | 0.1 | 0.13 | 0.09 | 0.05 | 0.08 | 0.08
CSP | 0 | 0 | 0 | 0 | 0 | 0
CT | 0 | 0 | 0 | 0 | 0 | 0
Coal | 22.65 | 18.01 | 18.01 | 18.01 | 18.01 | 18.01
Geo | 0 | 0 | 0 | 0 | 0 | 0
H | 0 | 0 | 0 | 0 | 0 | 0
LFG | 0 | 0 | 0 | 0 | 0 | 0
Nuc | 0 | 0 | 0 | 0 | 0 | 0
PS | 0 | 0 | 0 | 0 | 0 | 0
PV | 0 | 0 | 0 | 0 | 0 | 0
PeakG | 0.01 | 0.05 | 0.05 | 0.01 | 0.09 | 0.04
PeakO | 0 | 0 | 0 | 0 | 0 | 0
ST | 0 | 0 | 0 | 0 | 0 | 0
STOG | 0 | 0 | 0 | 0 | 0 | 0
STWD | 0 | 0 | 0 | 0 | 0 | 0
WT | 0 | 0 | 0 | 0 | 0 | 0
IGCC | 0 | 0 | 0 | 0 | 0 | 0
DemandResponse | 0 | 0 | 0 | 0 | 0 | 0
IGCC-CCS | 0 | 0 | 0 | 0 | 0 | 0
WT_off | 0 | 0 | 0 | 0 | 0 | 0
PseudoUnit | 0 | 0 | 0 | 0 | 0 | 0
FixedInterchange | 0 | 0 | 0 | 0 | 0 | 0
CO2 Emissions (MMmetricTons): MISO_IN
ReportingType | 2015 | 2020 | 2025 | 2030 | 2035 | 2040
BM | 0 | 0 | 0 | 0 | 0 | 0
CC | 1.67 | 2.73 | 2.2 | 1.54 | 9.02 | 11.72
CSP | 0 | 0 | 0 | 0 | 0 | 0
CT | 0 | 0 | 0 | 0 | 0 | 0
Coal | 83.23 | 87.39 | 88.37 | 87.45 | 91.76 | 94.54
Geo | 0 | 0 | 0 | 0 | 0 | 0
H | 0 | 0 | 0 | 0 | 0 | 0
LFG | 0 | 0 | 0 | 0 | 0 | 0
Nuc | 0 | 0 | 0 | 0 | 0 | 0
PS | 0 | 0 | 0 | 0 | 0 | 0
PV | 0 | 0 | 0 | 0 | 0 | 0
PeakG | 0.01 | 0 | 0.02 | 0.01 | 0.06 | 0.06
PeakO | 0 | 0 | 0 | 0 | 0 | 0
ST | 0 | 0 | 0 | 0 | 0 | 0
STOG | 0.03 | 0.07 | 0.03 | 0.03 | 0.07 | 0.07
STWD | 0 | 0 | 0 | 0 | 0 | 0
WT | 0 | 0 | 0 | 0 | 0 | 0
IGCC | 3.76 | 3.76 | 3.76 | 3.76 | 3.76 | 3.76
DemandResponse | 0 | 0 | 0 | 0 | 0 | 0
IGCC-CCS | 0 | 0 | 0 | 0 | 0 | 0
WT_off | 0 | 0 | 0 | 0 | 0 | 0
PseudoUnit | 0 | 0 | 0 | 0 | 0 | 0
FixedInterchange | 0 | 0 | 0 | 0 | 0 | 0
CO2 Emissions (MMmetricTons): MISO_MI
ReportingType | 2015 | 2020 | 2025 | 2030 | 2035 | 2040
BM | 0 | 0 | 0 | 0 | 0 | 0
CC | 4.3 | 5.68 | 4.64 | 2.81 | 3.64 | 2.84
CSP | 0 | 0 | 0 | 0 | 0 | 0
CT | 0 | 0 | 0 | 0 | 0 | 0
Coal | 57.47 | 48.45 | 48.79 | 46.82 | 51.17 | 52.02
Geo | 0 | 0 | 0 | 0 | 0 | 0
H | 0 | 0 | 0 | 0 | 0 | 0
LFG | 0 | 0 | 0 | 0 | 0 | 0
Nuc | 0 | 0 | 0 | 0 | 0 | 0
PS | 0 | 0 | 0 | 0 | 0 | 0
PV | 0 | 0 | 0 | 0 | 0 | 0
PeakG | 0.02 | 0.02 | 0.02 | 0.01 | 0.06 | 0.05
PeakO | 0 | 0 | 0 | 0 | 0 | 0
ST | 0 | 0 | 0 | 0 | 0 | 0
STOG | 0.26 | 0.41 | 0.34 | 0.27 | 0.43 | 0.64
STWD | 0 | 0 | 0 | 0 | 0 | 0
WT | 0 | 0 | 0 | 0 | 0 | 0
IGCC | 0 | 0 | 0 | 0 | 0 | 0
DemandResponse | 0 | 0 | 0 | 0 | 0 | 0
IGCC-CCS | 0 | 0 | 0 | 0 | 0 | 0
WT_off | 0 | 0 | 0 | 0 | 0 | 0
PseudoUnit | 0 | 0 | 0 | 0 | 0 | 0
FixedInterchange | 0 | 0 | 0 | 0 | 0 | 0
CO2 Emissions (MMmetricTons): MISO_MO-IL
ReportingType | 2015 | 2020 | 2025 | 2030 | 2035 | 2040
BM | 0 | 0 | 0 | 0 | 0 | 0
CC | 1.07 | 1.83 | 1.19 | 0.55 | 0.71 | 0.68
CSP | 0 | 0 | 0 | 0 | 0 | 0
CT | 0 | 0 | 0 | 0 | 0 | 0
Coal | 99.28 | 82.19 | 85.32 | 82.74 | 93.99 | 92.64
Geo | 0 | 0 | 0 | 0 | 0 | 0
H | 0 | 0 | 0 | 0 | 0 | 0
LFG | 0 | 0 | 0 | 0 | 0 | 0
Nuc | 0 | 0 | 0 | 0 | 0 | 0
PS | 0 | 0 | 0 | 0 | 0 | 0
PV | 0 | 0 | 0 | 0 | 0 | 0
PeakG | 0.08 | 0.16 | 0.23 | 0.23 | 0.26 | 0.38
PeakO | 0 | 0 | 0 | 0 | 0 | 0
ST | 0 | 0 | 0 | 0 | 0 | 0
STOG | 0.04 | 0.07 | 0.07 | 0.07 | 0.04 | 0.01
STWD | 0 | 0 | 0 | 0 | 0 | 0
WT | 0 | 0 | 0 | 0 | 0 | 0
IGCC | 0 | 0 | 0 | 0 | 0 | 0
DemandResponse | 0 | 0 | 0 | 0 | 0 | 0
IGCC-CCS | 0 | 0 | 0 | 0 | 0 | 0
WT_off | 0 | 0 | 0 | 0 | 0 | 0
PseudoUnit | 0 | 0 | 0 | 0 | 0 | 0
FixedInterchange | 0 | 0 | 0 | 0 | 0 | 0
CO2 Emissions (MMmetricTons): MISO_W
ReportingType | 2015 | 2020 | 2025 | 2030 | 2035 | 2040
BM | 0 | 0 | 0 | 0 | 0 | 0
CC | 3.8 | 3.71 | 2.5 | 1.11 | 1.78 | 1.44
CSP | 0 | 0 | 0 | 0 | 0 | 0
CT | 0 | 0 | 0 | 0 | 0 | 0
Coal | 85.63 | 80.75 | 80.54 | 79.03 | 81.97 | 98.32
Geo | 0 | 0 | 0 | 0 | 0 | 0
H | 0 | 0 | 0 | 0 | 0 | 0
LFG | 0 | 0 | 0 | 0 | 0 | 0
Nuc | 0 | 0 | 0 | 0 | 0 | 0
PS | 0 | 0 | 0 | 0 | 0 | 0
PV | 0 | 0 | 0 | 0 | 0 | 0
PeakG | 0.19 | 0.08 | 0.06 | 0.06 | 0.3 | 0.13
PeakO | 0 | 0 | 0 | 0 | 0 | 0
ST | 0 | 0 | 0 | 0 | 0 | 0
STOG | 0.02 | 0 | 0 | 0 | 0 | 0
STWD | 0 | 0 | 0 | 0 | 0 | 0
WT | 0 | 0 | 0 | 0 | 0 | 0
IGCC | 0 | 0 | 0 | 0 | 0 | 0
DemandResponse | 0 | 0 | 0 | 0 | 0 | 0
IGCC-CCS | 0 | 0 | 0 | 0 | 0 | 0
WT_off | 0 | 0 | 0 | 0 | 0 | 0
PseudoUnit | 0 | 0 | 0 | 0 | 0 | 0
FixedInterchange | 0 | 0 | 0 | 0 | 0 | 0
CO2 Emissions (MMmetricTons): MISO_WUMS
ReportingType | 2015 | 2020 | 2025 | 2030 | 2035 | 2040
BM | 0 | 0 | 0 | 0 | 0 | 0
CC | 4.7 | 7.12 | 5.64 | 3.63 | 11.85 | 9.56
CSP | 0 | 0 | 0 | 0 | 0 | 0
CT | 0 | 0.23 | 0.38 | 0.25 | 0.63 | 0.86
Coal | 26.38 | 29.27 | 29.75 | 28.77 | 34.76 | 35.58
Geo | 0 | 0 | 0 | 0 | 0 | 0
H | 0 | 0 | 0 | 0 | 0 | 0
LFG | 0 | 0 | 0 | 0 | 0 | 0
Nuc | 0 | 0 | 0 | 0 | 0 | 0
PS | 0 | 0 | 0 | 0 | 0 | 0
PV | 0 | 0 | 0 | 0 | 0 | 0
PeakG | 0.02 | 0.01 | 0 | 0 | 0 | 0
PeakO | 0 | 0 | 0 | 0 | 0 | 0
ST | 0 | 0 | 0 | 0 | 0 | 0
STOG | 0 | 0 | 0 | 0 | 0 | 0
STWD | 0 | 0 | 0 | 0 | 0 | 0
WT | 0 | 0 | 0 | 0 | 0 | 0
IGCC | 0 | 0 | 0 | 0 | 0 | 0
DemandResponse | 0 | 0 | 0 | 0 | 0 | 0
IGCC-CCS | 0 | 0 | 0 | 0 | 0 | 0
WT_off | 0 | 0 | 0 | 0 | 0 | 0
PseudoUnit | 0 | 0 | 0 | 0 | 0 | 0
FixedInterchange | 0 | 0 | 0 | 0 | 0 | 0
CO2 Emissions (MMmetricTons): Nebraska
ReportingType | 2015 | 2020 | 2025 | 2030 | 2035 | 2040
BM | 0 | 0 | 0 | 0 | 0 | 0
CC | 0.44 | 0.19 | 0.16 | 0.1 | 0.16 | 0.12
CSP | 0 | 0 | 0 | 0 | 0 | 0
CT | 0 | 0 | 0 | 0 | 0 | 0
Coal | 32.1 | 32.07 | 32.07 | 31.79 | 32.07 | 42.06
Geo | 0 | 0 | 0 | 0 | 0 | 0
H | 0 | 0 | 0 | 0 | 0 | 0
LFG | 0 | 0 | 0 | 0 | 0 | 0
Nuc | 0 | 0 | 0 | 0 | 0 | 0
PS | 0 | 0 | 0 | 0 | 0 | 0
PV | 0 | 0 | 0 | 0 | 0 | 0
PeakG | 0.04 | 0.12 | 0.11 | 0.07 | 0 | 0
PeakO | 0 | 0 | 0 | 0 | 0 | 0
ST | 0 | 0 | 0 | 0 | 0 | 0
STOG | 0.03 | 0.03 | 0.06 | 0.03 | 0.07 | 0
STWD | 0 | 0 | 0 | 0 | 0 | 0
WT | 0 | 0 | 0 | 0 | 0 | 0
IGCC | 0 | 0 | 0 | 0 | 0 | 0
DemandResponse | 0 | 0 | 0 | 0 | 0 | 0
IGCC-CCS | 0 | 0 | 0 | 0 | 0 | 0
WT_off | 0 | 0 | 0 | 0 | 0 | 0
PseudoUnit | 0 | 0 | 0 | 0 | 0 | 0
FixedInterchange | 0 | 0 | 0 | 0 | 0 | 0
CO2 Emissions (MMmetricTons): NEISO
ReportingType | 2015 | 2020 | 2025 | 2030 | 2035 | 2040
BM | 0 | 0 | 0 | 0 | 0 | 0
CC | 16.65 | 13.83 | 14.21 | 12.85 | 19.14 | 22.08
CSP | 0 | 0 | 0 | 0 | 0 | 0
CT | 0 | 0.01 | 0.01 | 0 | 0.01 | 0.06
Coal | 0.03 | 0 | 0 | 0 | 0 | 0
Geo | 0 | 0 | 0 | 0 | 0 | 0
H | 0 | 0 | 0 | 0 | 0 | 0
LFG | 0 | 0 | 0 | 0 | 0 | 0
Nuc | 0 | 0 | 0 | 0 | 0 | 0
PS | 0 | 0 | 0 | 0 | 0 | 0
PV | 0 | 0 | 0 | 0 | 0 | 0
PeakG | 0.02 | 0.02 | 0.02 | 0.02 | 0.06 | 0.07
PeakO | 0 | 0 | 0 | 0 | 0 | 0
ST | 0 | 0 | 0 | 0 | 0 | 0
STOG | 0 | 0 | 0 | 0 | 0 | 0
STWD | 0 | 0 | 0 | 0 | 0 | 0
WT | 0 | 0 | 0 | 0 | 0 | 0
IGCC | 0 | 0 | 0 | 0 | 0 | 0
DemandResponse | 0 | 0 | 0 | 0 | 0 | 0
IGCC-CCS | 0 | 0 | 0 | 0 | 0 | 0
WT_off | 0 | 0 | 0 | 0 | 0 | 0
PseudoUnit | 0 | 0 | 0 | 0 | 0 | 0
FixedInterchange | 0 | 0 | 0 | 0 | 0 | 0
CO2 Emissions (MMmetricTons): NonRTO_Midwest
ReportingType | 2015 | 2020 | 2025 | 2030 | 2035 | 2040
BM | 0 | 0 | 0 | 0 | 0 | 0
CC | 0 | 0.52 | 0.52 | 0.46 | 0.32 | 0.6
CSP | 0 | 0 | 0 | 0 | 0 | 0
CT | 0 | 0 | 0 | 0 | 0 | 0
Coal | 53.6 | 54.82 | 55.36 | 55.6 | 56.54 | 57.49
Geo | 0 | 0 | 0 | 0 | 0 | 0
H | 0 | 0 | 0 | 0 | 0 | 0
LFG | 0 | 0 | 0 | 0 | 0 | 0
Nuc | 0 | 0 | 0 | 0 | 0 | 0
PS | 0 | 0 | 0 | 0 | 0 | 0
PV | 0 | 0 | 0 | 0 | 0 | 0
PeakG | 0.1 | 0.17 | 0.25 | 0.21 | 0.27 | 0.27
PeakO | 0 | 0 | 0 | 0 | 0 | 0
ST | 0 | 0 | 0 | 0 | 0 | 0
STOG | 0 | 0 | 0 | 0 | 0 | 0
STWD | 0 | 0 | 0 | 0 | 0 | 0
WT | 0 | 0 | 0 | 0 | 0 | 0
IGCC | 0 | 0 | 0 | 0 | 0 | 0
DemandResponse | 0 | 0 | 0 | 0 | 0 | 0
IGCC-CCS | 0 | 0 | 0 | 0 | 0 | 0
WT_off | 0 | 0 | 0 | 0 | 0 | 0
PseudoUnit | 0 | 0 | 0 | 0 | 0 | 0
FixedInterchange | 0 | 0 | 0 | 0 | 0 | 0
CO2 Emissions (MMmetricTons): NYISO_A-F
ReportingType | 2015 | 2020 | 2025 | 2030 | 2035 | 2040
BM | 0 | 0 | 0 | 0 | 0 | 0
CC | 3.04 | 3.21 | 3.98 | 4.43 | 6.09 | 5.59
CSP | 0 | 0 | 0 | 0 | 0 | 0
CT | 0 | 0 | 0 | 0 | 0 | 0
Coal | 0 | 0 | 0 | 0 | 0 | 0
Geo | 0 | 0 | 0 | 0 | 0 | 0
H | 0 | 0 | 0 | 0 | 0 | 0
LFG | 0 | 0 | 0 | 0 | 0 | 0
Nuc | 0 | 0 | 0 | 0 | 0 | 0
PS | 0 | 0 | 0 | 0 | 0 | 0
PV | 0 | 0 | 0 | 0 | 0 | 0
PeakG | 0 | 0 | 0 | 0 | 0 | 0.01
PeakO | 0 | 0 | 0 | 0 | 0 | 0
ST | 0 | 0 | 0 | 0 | 0 | 0
STOG | 0 | 0 | 0 | 0 | 0 | 0
STWD | 0 | 0 | 0 | 0 | 0 | 0
WT | 0 | 0 | 0 | 0 | 0 | 0
IGCC | 0 | 0 | 0 | 0 | 0 | 0
DemandResponse | 0 | 0 | 0 | 0 | 0 | 0
IGCC-CCS | 0 | 0 | 0 | 0 | 0 | 0
WT_off | 0 | 0 | 0 | 0 | 0 | 0
PseudoUnit | 0 | 0 | 0 | 0 | 0 | 0
FixedInterchange | 0 | 0 | 0 | 0 | 0 | 0
CO2 Emissions (MMmetricTons): NYISO_G-I
ReportingType | 2015 | 2020 | 2025 | 2030 | 2035 | 2040
BM | 0 | 0 | 0 | 0 | 0 | 0
CC | 2.26 | 2.84 | 3.05 | 3.01 | 12.02 | 20.16
CSP | 0 | 0 | 0 | 0 | 0 | 0
CT | 0 | 0 | 0 | 0 | 0 | 0
Coal | 0 | 0 | 0 | 0 | 0 | 0
Geo | 0 | 0 | 0 | 0 | 0 | 0
H | 0 | 0 | 0 | 0 | 0 | 0
LFG | 0 | 0 | 0 | 0 | 0 | 0
Nuc | 0 | 0 | 0 | 0 | 0 | 0
PS | 0 | 0 | 0 | 0 | 0 | 0
PV | 0 | 0 | 0 | 0 | 0 | 0
PeakG | 0 | 0 | 0 | 0 | 0 | 0
PeakO | 0 | 0 | 0 | 0 | 0 | 0
ST | 0 | 0 | 0 | 0 | 0 | 0
STOG | 0 | 0 | 0 | 0 | 0 | 0
STWD | 0 | 0 | 0 | 0 | 0 | 0
WT | 0 | 0 | 0 | 0 | 0 | 0
IGCC | 0 | 0 | 0 | 0 | 0 | 0
DemandResponse | 0 | 0 | 0 | 0 | 0 | 0
IGCC-CCS | 0 | 0 | 0 | 0 | 0 | 0
WT_off | 0 | 0 | 0 | 0 | 0 | 0
PseudoUnit | 0 | 0 | 0 | 0 | 0 | 0
FixedInterchange | 0 | 0 | 0 | 0 | 0 | 0
CO2 Emissions (MMmetricTons): NYISO_J-K
ReportingType | 2015 | 2020 | 2025 | 2030 | 2035 | 2040
BM | 0 | 0 | 0 | 0 | 0 | 0
CC | 9.1 | 11.15 | 11.32 | 11.07 | 11.53 | 11.62
CSP | 0 | 0 | 0 | 0 | 0 | 0
CT | 0 | 0 | 0.01 | 0.03 | 0.1 | 0.13
Coal | 0 | 0 | 0 | 0 | 0 | 0
Geo | 0 | 0 | 0 | 0 | 0 | 0
H | 0 | 0 | 0 | 0 | 0 | 0
LFG | 0 | 0 | 0 | 0 | 0 | 0
Nuc | 0 | 0 | 0 | 0 | 0 | 0
PS | 0 | 0 | 0 | 0 | 0 | 0
PV | 0 | 0 | 0 | 0 | 0 | 0
PeakG | 0.03 | 0.1 | 0.12 | 0.09 | 0.17 | 0.18
PeakO | 0 | 0 | 0 | 0 | 0 | 0
ST | 0 | 0 | 0 | 0 | 0 | 0
STOG | 0.53 | 0.79 | 0.97 | 0.94 | 1.2 | 1.54
STWD | 0 | 0 | 0 | 0 | 0 | 0
WT | 0 | 0 | 0 | 0 | 0 | 0
IGCC | 0 | 0 | 0 | 0 | 0 | 0
DemandResponse | 0 | 0 | 0 | 0 | 0 | 0
IGCC-CCS | 0 | 0 | 0 | 0 | 0 | 0
WT_off | 0 | 0 | 0 | 0 | 0 | 0
PseudoUnit | 0 | 0 | 0 | 0 | 0 | 0
FixedInterchange | 0 | 0 | 0 | 0 | 0 | 0
CO2 Emissions (MMmetricTons): PJM_E
ReportingType | 2015 | 2020 | 2025 | 2030 | 2035 | 2040
BM | 0 | 0 | 0 | 0 | 0 | 0
CC | 9.74 | 14.86 | 10.66 | 7.67 | 16.5 | 18.3
CSP | 0 | 0 | 0 | 0 | 0 | 0
CT | 0 | 0 | 0 | 0 | 0.01 | 0
Coal | 0.38 | 0.11 | 0.11 | 0.11 | 0.18 | 0.18
Geo | 0 | 0 | 0 | 0 | 0 | 0
H | 0 | 0 | 0 | 0 | 0 | 0
LFG | 0 | 0 | 0 | 0 | 0 | 0
Nuc | 0 | 0 | 0 | 0 | 0 | 0
PS | 0 | 0 | 0 | 0 | 0 | 0
PV | 0 | 0 | 0 | 0 | 0 | 0
PeakG | 0.01 | 0.05 | 0.15 | 0.13 | 0.54 | 0.16
PeakO | 0 | 0 | 0 | 0 | 0 | 0
ST | 0 | 0 | 0 | 0 | 0 | 0
STOG | 0.16 | 0.27 | 0.27 | 0.14 | 0.53 | 0.35
STWD | 0 | 0 | 0 | 0 | 0 | 0
WT | 0 | 0 | 0 | 0 | 0 | 0
IGCC | 0 | 0 | 0 | 0 | 0 | 0
DemandResponse | 0 | 0 | 0 | 0 | 0 | 0
IGCC-CCS | 0 | 0 | 0 | 0 | 0 | 0
WT_off | 0 | 0 | 0 | 0 | 0 | 0
PseudoUnit | 0 | 0 | 0 | 0 | 0 | 0
FixedInterchange | 0 | 0 | 0 | 0 | 0 | 0
CO2 Emissions (MMmetricTons): PJM_ROM
ReportingType | 2015 | 2020 | 2025 | 2030 | 2035 | 2040
BM | 0 | 0 | 0 | 0 | 0 | 0
CC | 6.09 | 7.98 | 6.26 | 4.68 | 8.88 | 36.18
CSP | 0 | 0 | 0 | 0 | 0 | 0
CT | 0 | 0 | 0 | 0 | 0 | 0
Coal | 43.25 | 36.3 | 36.27 | 30.99 | 40.01 | 40.01
Geo | 0 | 0 | 0 | 0 | 0 | 0
H | 0 | 0 | 0 | 0 | 0 | 0
LFG | 0 | 0 | 0 | 0 | 0 | 0
Nuc | 0 | 0 | 0 | 0 | 0 | 0
PS | 0 | 0 | 0 | 0 | 0 | 0
PV | 0 | 0 | 0 | 0 | 0 | 0
PeakG | 0 | 0.03 | 0.01 | 0 | 0.18 | 0.09
PeakO | 0 | 0 | 0 | 0 | 0 | 0
ST | 0 | 0 | 0 | 0 | 0 | 0
STOG | 0.39 | 0.76 | 0.76 | 0.46 | 1.08 | 0.95
STWD | 0 | 0 | 0 | 0 | 0 | 0
WT | 0 | 0 | 0 | 0 | 0 | 0
IGCC | 0 | 0 | 0 | 0 | 0 | 0
DemandResponse | 0 | 0 | 0 | 0 | 0 | 0
IGCC-CCS | 0 | 0 | 0 | 0 | 0 | 0
WT_off | 0 | 0 | 0 | 0 | 0 | 0
PseudoUnit | 0 | 0 | 0 | 0 | 0 | 0
FixedInterchange | 0 | 0 | 0 | 0 | 0 | 0
CO2 Emissions (MMmetricTons): PJM_ROR
ReportingType | 2015 | 2020 | 2025 | 2030 | 2035 | 2040
BM | 0 | 0 | 0 | 0 | 0 | 0
CC | 23.54 | 22.9 | 16.53 | 9.94 | 15.93 | 13.89
CSP | 0 | 0 | 0 | 0 | 0 | 0
CT | 0 | 0 | 0 | 0 | 0.44 | 0.87
Coal | 329.53 | 245.03 | 245.13 | 243.59 | 246.62 | 247.94
Geo | 0 | 0 | 0 | 0 | 0 | 0
H | 0 | 0 | 0 | 0 | 0 | 0
LFG | 0 | 0 | 0 | 0 | 0 | 0
Nuc | 0 | 0 | 0 | 0 | 0 | 0
PS | 0 | 0 | 0 | 0 | 0 | 0
PV | 0 | 0 | 0 | 0 | 0 | 0
PeakG | 0.73 | 0.8 | 0.6 | 0.31 | 0.64 | 0.66
PeakO | 0 | 0 | 0 | 0 | 0 | 0
ST | 0 | 0 | 0 | 0 | 0 | 0
STOG | 0.44 | 0.46 | 0.44 | 0.44 | 0.44 | 0.44
STWD | 0 | 0 | 0 | 0 | 0 | 0
WT | 0 | 0 | 0 | 0 | 0 | 0
IGCC | 0 | 0 | 0 | 0 | 0 | 0
DemandResponse | 0 | 0 | 0 | 0 | 0 | 0
IGCC-CCS | 0 | 0 | 0 | 0 | 0 | 0
WT_off | 0 | 0 | 0 | 0 | 0 | 0
PseudoUnit | 0 | 0 | 0 | 0 | 0 | 0
FixedInterchange | 0 | 0 | 0 | 0 | 0 | 0
CO2 Emissions (MMmetricTons): SOCO
ReportingType | 2015 | 2020 | 2025 | 2030 | 2035 | 2040
BM | 0 | 0 | 0 | 0 | 0 | 0
CC | 43.1 | 40.78 | 30.6 | 25.76 | 24.86 | 25.06
CSP | 0 | 0 | 0 | 0 | 0 | 0
CT | 0 | 0 | 0 | 0 | 0 | 0
Coal | 85.9 | 85.27 | 90.61 | 93.05 | 98.64 | 142.87
Geo | 0 | 0 | 0 | 0 | 0 | 0
H | 0 | 0 | 0 | 0 | 0 | 0
LFG | 0 | 0 | 0 | 0 | 0 | 0
Nuc | 0 | 0 | 0 | 0 | 0 | 0
PS | 0 | 0 | 0 | 0 | 0 | 0
PV | 0 | 0 | 0 | 0 | 0 | 0
PeakG | 0.38 | 0.6 | 0.43 | 0.25 | 0.47 | 0.51
PeakO | 0 | 0 | 0 | 0 | 0 | 0
ST | 0 | 0 | 0 | 0 | 0 | 0
STOG | 0 | 0 | 0 | 0 | 0 | 0
STWD | 0 | 0 | 0 | 0 | 0 | 0
WT | 0 | 0 | 0 | 0 | 0 | 0
IGCC | 0 | 0 | 0 | 0 | 0 | 0
DemandResponse | 0 | 0 | 0 | 0 | 0 | 0
IGCC-CCS | 0 | 0 | 0 | 0 | 0 | 0
WT_off | 0 | 0 | 0 | 0 | 0 | 0
PseudoUnit | 0 | 0 | 0 | 0 | 0 | 0
FixedInterchange | 0 | 0 | 0 | 0 | 0 | 0
CO2 Emissions (MMmetricTons): SPP_N
ReportingType | 2015 | 2020 | 2025 | 2030 | 2035 | 2040
BM | 0 | 0 | 0 | 0 | 0 | 0
CC | 2.71 | 1.3 | 0.73 | 0.48 | 0.66 | 0.58
CSP | 0 | 0 | 0 | 0 | 0 | 0
CT | 0 | 0.02 | 0.02 | 0.02 | 0.65 | 0.53
Coal | 62.42 | 59.34 | 56.91 | 56.61 | 56.92 | 56.92
Geo | 0 | 0 | 0 | 0 | 0 | 0
H | 0 | 0 | 0 | 0 | 0 | 0
LFG | 0 | 0 | 0 | 0 | 0 | 0
Nuc | 0 | 0 | 0 | 0 | 0 | 0
PS | 0 | 0 | 0 | 0 | 0 | 0
PV | 0 | 0 | 0 | 0 | 0 | 0
PeakG | 0 | 0.05 | 0.07 | 0 | 0 | 0
PeakO | 0 | 0 | 0 | 0 | 0 | 0
ST | 0 | 0 | 0 | 0 | 0 | 0
STOG | 0.2 | 0.39 | 0.39 | 0.34 | 0.39 | 0.39
STWD | 0 | 0 | 0 | 0 | 0 | 0
WT | 0 | 0 | 0 | 0 | 0 | 0
IGCC | 0 | 0 | 0 | 0 | 0 | 0
DemandResponse | 0 | 0 | 0 | 0 | 0 | 0
IGCC-CCS | 0 | 0 | 0 | 0 | 0 | 0
WT_off | 0 | 0 | 0 | 0 | 0 | 0
PseudoUnit | 0 | 0 | 0 | 0 | 0 | 0
FixedInterchange | 0 | 0 | 0 | 0 | 0 | 0
CO2 Emissions (MMmetricTons): SPP_S
ReportingType | 2015 | 2020 | 2025 | 2030 | 2035 | 2040
BM | 0 | 0 | 0 | 0 | 0 | 0
CC | 17.55 | 14.6 | 8.54 | 4.83 | 7.49 | 6.36
CSP | 0 | 0 | 0 | 0 | 0 | 0
CT | 0 | 0 | 0 | 0 | 0 | 0
Coal | 88.4 | 79.52 | 76.3 | 69.32 | 81.5 | 79.91
Geo | 0 | 0 | 0 | 0 | 0 | 0
H | 0 | 0 | 0 | 0 | 0 | 0
LFG | 0 | 0 | 0 | 0 | 0 | 0
Nuc | 0 | 0 | 0 | 0 | 0 | 0
PS | 0 | 0 | 0 | 0 | 0 | 0
PV | 0 | 0 | 0 | 0 | 0 | 0
PeakG | 0 | 0 | 0 | 0 | 0 | 0
PeakO | 0 | 0 | 0 | 0 | 0 | 0
ST | 0 | 0 | 0 | 0 | 0 | 0
STOG | 1.55 | 1.16 | 0.91 | 0.47 | 1.11 | 1.02
STWD | 0 | 0 | 0 | 0 | 0 | 0
WT | 0 | 0 | 0 | 0 | 0 | 0
IGCC | 0 | 0 | 0 | 0 | 0 | 0
DemandResponse | 0 | 0 | 0 | 0 | 0 | 0
IGCC-CCS | 0 | 0 | 0 | 0 | 0 | 0
WT_off | 0 | 0 | 0 | 0 | 0 | 0
PseudoUnit | 0 | 0 | 0 | 0 | 0 | 0
FixedInterchange | 0 | 0 | 0 | 0 | 0 | 0
CO2 Emissions (MMmetricTons): TVA
ReportingType | 2015 | 2020 | 2025 | 2030 | 2035 | 2040
BM | 0 | 0 | 0 | 0 | 0 | 0
CC | 6.9 | 3.43 | 3.71 | 1.86 | 2.97 | 3.65
CSP | 0 | 0 | 0 | 0 | 0 | 0
CT | 0 | 0 | 0 | 0 | 0 | 0.07
Coal | 82.49 | 62.19 | 62 | 59.61 | 63.73 | 65.44
Geo | 0 | 0 | 0 | 0 | 0 | 0
H | 0 | 0 | 0 | 0 | 0 | 0
LFG | 0 | 0 | 0 | 0 | 0 | 0
Nuc | 0 | 0 | 0 | 0 | 0 | 0
PS | 0 | 0 | 0 | 0 | 0 | 0
PV | 0 | 0 | 0 | 0 | 0 | 0
PeakG | 0 | 0 | 0 | 0 | 0.01 | 0
PeakO | 0 | 0 | 0 | 0 | 0 | 0
ST | 0 | 0 | 0 | 0 | 0 | 0
STOG | 0 | 0 | 0 | 0 | 0 | 0
STWD | 0 | 0 | 0 | 0 | 0 | 0
WT | 0 | 0 | 0 | 0 | 0 | 0
IGCC | 0 | 0 | 0 | 0 | 0 | 0
DemandResponse | 0 | 0 | 0 | 0 | 0 | 0
IGCC-CCS | 0 | 0 | 0 | 0 | 0 | 0
WT_off | 0 | 0 | 0 | 0 | 0 | 0
PseudoUnit | 0 | 0 | 0 | 0 | 0 | 0
FixedInterchange | 0 | 0 | 0 | 0 | 0 | 0
CO2 Emissions (MMmetricTons): TVA_Transmission
ReportingType | 2015 | 2020 | 2025 | 2030 | 2035 | 2040
BM | 0 | 0 | 0 | 0 | 0 | 0
CC | 0 | 0 | 0 | 0 | 0 | 0
CSP | 0 | 0 | 0 | 0 | 0 | 0
CT | 0 | 0 | 0 | 0 | 0 | 0
Coal | 0 | 0 | 0 | 0 | 0 | 0
Geo | 0 | 0 | 0 | 0 | 0 | 0
H | 0 | 0 | 0 | 0 | 0 | 0
LFG | 0 | 0 | 0 | 0 | 0 | 0
Nuc | 0 | 0 | 0 | 0 | 0 | 0
PS | 0 | 0 | 0 | 0 | 0 | 0
PV | 0 | 0 | 0 | 0 | 0 | 0
PeakG | 0 | 0 | 0 | 0 | 0 | 0
PeakO | 0 | 0 | 0 | 0 | 0 | 0
ST | 0 | 0 | 0 | 0 | 0 | 0
STOG | 0 | 0 | 0 | 0 | 0 | 0
STWD | 0 | 0 | 0 | 0 | 0 | 0
WT | 0 | 0 | 0 | 0 | 0 | 0
IGCC | 0 | 0 | 0 | 0 | 0 | 0
DemandResponse | 0 | 0 | 0 | 0 | 0 | 0
IGCC-CCS | 0 | 0 | 0 | 0 | 0 | 0
WT_off | 0 | 0 | 0 | 0 | 0 | 0
PseudoUnit | 0 | 0 | 0 | 0 | 0 | 0
FixedInterchange | 0 | 0 | 0 | 0 | 0 | 0
CO2 Emissions (MMmetricTons): VACAR
ReportingType | 2015 | 2020 | 2025 | 2030 | 2035 | 2040
BM | 0 | 0 | 0 | 0 | 0 | 0
CC | 12 | 8.63 | 5.57 | 1.94 | 3.15 | 5.08
CSP | 0 | 0 | 0 | 0 | 0 | 0
CT | 0.23 | 0.24 | 0.17 | 0.04 | 0.19 | 0.34
Coal | 89.09 | 61.28 | 47.9 | 25.78 | 50.05 | 60.96
Geo | 0 | 0 | 0 | 0 | 0 | 0
H | 0 | 0 | 0 | 0 | 0 | 0
LFG | 0 | 0 | 0 | 0 | 0 | 0
Nuc | 0 | 0 | 0 | 0 | 0 | 0
PS | 0 | 0 | 0 | 0 | 0 | 0
PV | 0 | 0 | 0 | 0 | 0 | 0
PeakG | 0.07 | 0.12 | 0.11 | 0.02 | 0.09 | 0.11
PeakO | 0 | 0 | 0 | 0 | 0 | 0
ST | 0 | 0 | 0 | 0 | 0 | 0
STOG | 0 | 0 | 0 | 0 | 0 | 0
STWD | 0 | 0 | 0 | 0 | 0 | 0
WT | 0 | 0 | 0 | 0 | 0 | 0
IGCC | 0 | 0 | 0 | 0 | 0 | 0
DemandResponse | 0 | 0 | 0 | 0 | 0 | 0
IGCC-CCS | 0 | 0 | 0 | 0 | 0 | 0
WT_off | 0 | 0 | 0 | 0 | 0 | 0
PseudoUnit | 0 | 0 | 0 | 0 | 0 | 0
FixedInterchange | 0 | 0 | 0 | 0 | 0 | 0
CO2 Emissions (MMmetricTons): IESO
ReportingType | 2015 | 2020 | 2025 | 2030 | 2035 | 2040
BM | 0 | 0 | 0 | 0 | 0 | 0
CC | 0.47 | 0.3 | 0.57 | 0.35 | 2.62 | 7.71
CSP | 0 | 0 | 0 | 0 | 0 | 0
CT | 0 | 0 | 0 | 0 | 0 | 0.03
Coal | 0 | 0 | 0 | 0 | 0 | 0
Geo | 0 | 0 | 0 | 0 | 0 | 0
H | 0 | 0 | 0 | 0 | 0 | 0
LFG | 0 | 0 | 0 | 0 | 0 | 0
Nuc | 0 | 0 | 0 | 0 | 0 | 0
PS | 0 | 0 | 0 | 0 | 0 | 0
PV | 0 | 0 | 0 | 0 | 0 | 0
PeakG | 0 | 0 | 0 | 0 | 0 | 0
PeakO | 0 | 0 | 0 | 0 | 0 | 0
ST | 0 | 0 | 0 | 0 | 0 | 0
STOG | 0 | 0 | 0 | 0 | 0 | 0
STWD | 0 | 0 | 0 | 0 | 0 | 0
WT | 0 | 0 | 0 | 0 | 0 | 0
IGCC | 0 | 0 | 0 | 0 | 0 | 0
DemandResponse | 0 | 0 | 0 | 0 | 0 | 0
IGCC-CCS | 0 | 0 | 0 | 0 | 0 | 0
WT_off | 0 | 0 | 0 | 0 | 0 | 0
PseudoUnit | 0 | 0 | 0 | 0 | 0 | 0
FixedInterchange | 0 | 0 | 0 | 0 | 0 | 0
CO2 Emissions (MMmetricTons): MAPP_CA
ReportingType | 2015 | 2020 | 2025 | 2030 | 2035 | 2040
BM | 0 | 0 | 0 | 0 | 0 | 0
CC | 1.38 | 1.38 | 0.22 | 0 | 0 | 0.02
CSP | 0 | 0 | 0 | 0 | 0 | 0
CT | 0 | 0 | 0 | 0 | 0 | 0
Coal | 0.56 | 1.11 | 0 | 0 | 0 | 0
Geo | 0 | 0 | 0 | 0 | 0 | 0
H | 0 | 0 | 0 | 0 | 0 | 0
LFG | 0 | 0 | 0 | 0 | 0 | 0
Nuc | 0 | 0 | 0 | 0 | 0 | 0
PS | 0 | 0 | 0 | 0 | 0 | 0
PV | 0 | 0 | 0 | 0 | 0 | 0
PeakG | 0 | 0 | 0 | 0 | 0 | 0
PeakO | 0 | 0 | 0 | 0 | 0 | 0
ST | 0 | 0 | 0 | 0 | 0 | 0
STOG | 0 | 0 | 0 | 0 | 0 | 0
STWD | 0 | 0 | 0 | 0 | 0 | 0
WT | 0 | 0 | 0 | 0 | 0 | 0
IGCC | 0 | 0 | 0 | 0 | 0 | 0
DemandResponse | 0 | 0 | 0 | 0 | 0 | 0
IGCC-CCS | 0 | 0 | 0 | 0 | 0 | 0
WT_off | 0 | 0 | 0 | 0 | 0 | 0
PseudoUnit | 0 | 0 | 0 | 0 | 0 | 0
FixedInterchange | 0 | 0 | 0 | 0 | 0 | 0
CO2 Emissions (MMmetricTons): AZ_NM_SNV_Coal
ReportingType | 2015 | 2020 | 2025 | 2030 | 2035 | 2040
BM | 0 | 0 | 0 | 0 | 0 | 0
CC | 0 | 0 | 0 | 0 | 0 | 0
CSP | 0 | 0 | 0 | 0 | 0 | 0
CT | 0 | 0 | 0 | 0 | 0 | 0
Coal | 72.41 | 73.03 | 73.03 | 73.03 | 73.03 | 128.92
Geo | 0 | 0 | 0 | 0 | 0 | 0
H | 0 | 0 | 0 | 0 | 0 | 0
LFG | 0 | 0 | 0 | 0 | 0 | 0
Nuc | 0 | 0 | 0 | 0 | 0 | 0
PS | 0 | 0 | 0 | 0 | 0 | 0
PV | 0 | 0 | 0 | 0 | 0 | 0
PeakG | 0 | 0 | 0 | 0 | 0 | 0
PeakO | 0 | 0 | 0 | 0 | 0 | 0
ST | 0 | 0 | 0 | 0 | 0 | 0
STOG | 0 | 0 | 0 | 0 | 0 | 0
STWD | 0 | 0 | 0 | 0 | 0 | 0
WT | 0 | 0 | 0 | 0 | 0 | 0
IGCC | 0 | 0 | 0 | 0 | 0 | 0
DemandResponse | 0 | 0 | 0 | 0 | 0 | 0
IGCC-CCS | 0 | 0 | 0 | 0 | 0 | 0
WT_off | 0 | 0 | 0 | 0 | 0 | 0
PseudoUnit | 0 | 0 | 0 | 0 | 0 | 0
FixedInterchange | 0 | 0 | 0 | 0 | 0 | 0
CO2 Emissions (MMmetricTons): AZ_NM_SNV_Gas
ReportingType | 2015 | 2020 | 2025 | 2030 | 2035 | 2040
BM | 0 | 0 | 0 | 0 | 0 | 0
CC | 39.84 | 47.8 | 47.57 | 57.55 | 62.62 | 58.64
CSP | 0 | 0 | 0 | 0 | 0 | 0
CT | 0 | 0 | 0.08 | 0.08 | 0 | 0
Coal | 0 | 0 | 0 | 0 | 0 | 0
Geo | 0 | 0 | 0 | 0 | 0 | 0
H | 0 | 0 | 0 | 0 | 0 | 0
LFG | 0 | 0 | 0 | 0 | 0 | 0
Nuc | 0 | 0 | 0 | 0 | 0 | 0
PS | 0 | 0 | 0 | 0 | 0 | 0
PV | 0 | 0 | 0 | 0 | 0 | 0
PeakG | 0 | 0 | 0.11 | 0.2 | 0.23 | 0
PeakO | 0 | 0 | 0 | 0 | 0 | 0
ST | 0 | 0 | 0 | 0 | 0 | 0
STOG | 0 | 0 | 0 | 0 | 0 | 0
STWD | 0 | 0 | 0 | 0 | 0 | 0
WT | 0 | 0 | 0 | 0 | 0 | 0
IGCC | 0 | 0 | 0 | 0 | 0 | 0
DemandResponse | 0 | 0 | 0 | 0 | 0 | 0
IGCC-CCS | 0 | 0 | 0 | 0 | 0 | 0
WT_off | 0 | 0 | 0 | 0 | 0 | 0
PseudoUnit | 0 | 0 | 0 | 0 | 0 | 0
FixedInterchange | 0 | 0 | 0 | 0 | 0 | 0
CO2 Emissions (MMmetricTons): AZ_NM_SNV_NucRenew
ReportingType | 2015 | 2020 | 2025 | 2030 | 2035 | 2040
BM | 0 | 0 | 0 | 0 | 0 | 0
CC | 0 | 0 | 0 | 0 | 0 | 0
CSP | 0 | 0 | 0 | 0 | 0 | 0
CT | 0 | 0 | 0 | 0 | 0 | 0
Coal | 0 | 0 | 0 | 0 | 0 | 0
Geo | 0 | 0 | 0 | 0 | 0 | 0
H | 0 | 0 | 0 | 0 | 0 | 0
LFG | 0 | 0 | 0 | 0 | 0 | 0
Nuc | 0 | 0 | 0 | 0 | 0 | 0
PS | 0 | 0 | 0 | 0 | 0 | 0
PV | 0 | 0 | 0 | 0 | 0 | 0
PeakG | 0 | 0 | 0 | 0 | 0 | 0
PeakO | 0 | 0 | 0 | 0 | 0 | 0
ST | 0 | 0 | 0 | 0 | 0 | 0
STOG | 0 | 0 | 0 | 0 | 0 | 0
STWD | 0 | 0 | 0 | 0 | 0 | 0
WT | 0 | 0 | 0 | 0 | 0 | 0
IGCC | 0 | 0 | 0 | 0 | 0 | 0
DemandResponse | 0 | 0 | 0 | 0 | 0 | 0
IGCC-CCS | 0 | 0 | 0 | 0 | 0 | 0
WT_off | 0 | 0 | 0 | 0 | 0 | 0
PseudoUnit | 0 | 0 | 0 | 0 | 0 | 0
FixedInterchange | 0 | 0 | 0 | 0 | 0 | 0
CO2 Emissions (MMmetricTons): ERCOT
ReportingType | 2015 | 2020 | 2025 | 2030 | 2035 | 2040
BM | 0 | 0 | 0 | 0 | 0 | 0
CC | 54.89 | 49.01 | 40.32 | 33.4 | 34.97 | 38.3
CSP | 0 | 0 | 0 | 0 | 0 | 0
CT | 0 | 0 | 0 | 0 | 0 | 0
Coal | 118.93 | 125.24 | 135.29 | 135.78 | 138.58 | 140.17
Geo | 0 | 0 | 0 | 0 | 0 | 0
H | 0 | 0 | 0 | 0 | 0 | 0
LFG | 0 | 0 | 0 | 0 | 0 | 0
Nuc | 0 | 0 | 0 | 0 | 0 | 0
PS | 0 | 0 | 0 | 0 | 0 | 0
PV | 0 | 0 | 0 | 0 | 0 | 0
PeakG | 0 | 0 | 0 | 0 | 0 | 0
PeakO | 0 | 0 | 0 | 0 | 0 | 0
ST | 0 | 0 | 0 | 0 | 0 | 0
STOG | 2.92 | 3.08 | 3.12 | 2.7 | 2.65 | 2.39
STWD | 0 | 0 | 0 | 0 | 0 | 0
WT | 0 | 0 | 0 | 0 | 0 | 0
IGCC | 0 | 0 | 0 | 0 | 0 | 0
DemandResponse | 0 | 0 | 0 | 0 | 0 | 0
IGCC-CCS | 0 | 0 | 0 | 0 | 0 | 0
WT_off | 0 | 0 | 0 | 0 | 0 | 0
PseudoUnit | 0 | 0 | 0 | 0 | 0 | 0
FixedInterchange | 0 | 0 | 0 | 0 | 0 | 0
CO2 Emissions (MMmetricTons): NP15
ReportingType | 2015 | 2020 | 2025 | 2030 | 2035 | 2040
BM | 0 | 0 | 0 | 0 | 0 | 0
CC | 13.28 | 14.12 | 10.43 | 8.16 | 4.41 | 1.99
CSP | 0 | 0 | 0 | 0 | 0 | 0
CT | 0 | 0 | 0 | 0 | 0 | 0
Coal | 0.24 | 0 | 0 | 0 | 0 | 0
Geo | 0 | 0 | 0 | 0 | 0 | 0
H | 0 | 0 | 0 | 0 | 0 | 0
LFG | 0 | 0 | 0 | 0 | 0 | 0
Nuc | 0 | 0 | 0 | 0 | 0 | 0
PS | 0 | 0 | 0 | 0 | 0 | 0
PV | 0 | 0 | 0 | 0 | 0 | 0
PeakG | 0 | 0 | 0 | 0 | 0 | 0.01
PeakO | 0 | 0 | 0 | 0 | 0 | 0
ST | 0 | 0 | 0 | 0 | 0 | 0
STOG | 0.07 | 0.11 | 0.04 | 0.07 | 0.05 | 0.08
STWD | 0 | 0 | 0 | 0 | 0 | 0
WT | 0 | 0 | 0 | 0 | 0 | 0
IGCC | 0 | 0 | 0 | 0 | 0 | 0
DemandResponse | 0 | 0 | 0 | 0 | 0 | 0
IGCC-CCS | 0 | 0 | 0 | 0 | 0 | 0
WT_off | 0 | 0 | 0 | 0 | 0 | 0
PseudoUnit | 0 | 0 | 0 | 0 | 0 | 0
FixedInterchange | 0 | 0 | 0 | 0 | 0 | 0
CO2 Emissions (MMmetricTons): NWPP_Coal
ReportingType | 2015 | 2020 | 2025 | 2030 | 2035 | 2040
BM | 0 | 0 | 0 | 0 | 0 | 0
CC | 0 | 0 | 0 | 0 | 0 | 0
CSP | 0 | 0 | 0 | 0 | 0 | 0
CT | 0 | 0 | 0 | 0 | 0 | 0
Coal | 98.81 | 98.95 | 98.95 | 98.95 | 98.49 | 98.49
Geo | 0 | 0 | 0 | 0 | 0 | 0
H | 0 | 0 | 0 | 0 | 0 | 0
LFG | 0 | 0 | 0 | 0 | 0 | 0
Nuc | 0 | 0 | 0 | 0 | 0 | 0
PS | 0 | 0 | 0 | 0 | 0 | 0
PV | 0 | 0 | 0 | 0 | 0 | 0
PeakG | 0 | 0 | 0 | 0 | 0 | 0
PeakO | 0 | 0 | 0 | 0 | 0 | 0
ST | 0 | 0 | 0 | 0 | 0 | 0
STOG | 0 | 0 | 0 | 0 | 0 | 0
STWD | 0 | 0 | 0 | 0 | 0 | 0
WT | 0 | 0 | 0 | 0 | 0 | 0
IGCC | 0 | 0 | 0 | 0 | 0 | 0
DemandResponse | 0 | 0 | 0 | 0 | 0 | 0
IGCC-CCS | 0 | 0 | 0 | 0 | 0 | 0
WT_off | 0 | 0 | 0 | 0 | 0 | 0
PseudoUnit | 0 | 0 | 0 | 0 | 0 | 0
FixedInterchange | 0 | 0 | 0 | 0 | 0 | 0
CO2 Emissions (MMmetricTons): NWPP_Gas
ReportingType | 2015 | 2020 | 2025 | 2030 | 2035 | 2040
BM | 0 | 0 | 0 | 0 | 0 | 0
CC | 19.17 | 19.17 | 19.17 | 26.8 | 39.29 | 41.14
CSP | 0 | 0 | 0 | 0 | 0 | 0
CT | 0 | 0 | 0 | 0 | 0 | 0
Coal | 0 | 0 | 0 | 0 | 0 | 2.91
Geo | 0 | 0 | 0 | 0 | 0 | 0
H | 0 | 0 | 0 | 0 | 0 | 0
LFG | 0 | 0 | 0 | 0 | 0 | 0
Nuc | 0 | 0 | 0 | 0 | 0 | 0
PS | 0 | 0 | 0 | 0 | 0 | 0
PV | 0 | 0 | 0 | 0 | 0 | 0
PeakG | 0 | 0 | 0 | 0 | 0 | 0
PeakO | 0 | 0 | 0 | 0 | 0 | 0
ST | 0 | 0 | 0 | 0 | 0 | 0
STOG | 0 | 0 | 0 | 0 | 0 | 0
STWD | 0 | 0 | 0 | 0 | 0 | 0
WT | 0 | 0 | 0 | 0 | 0 | 0
IGCC | 0 | 0 | 0 | 0 | 0 | 0
DemandResponse | 0 | 0 | 0 | 0 | 0 | 0
IGCC-CCS | 0 | 0 | 0 | 0 | 0 | 0
WT_off | 0 | 0 | 0 | 0 | 0 | 0
PseudoUnit | 0 | 0 | 0 | 0 | 0 | 0
FixedInterchange | 0 | 0 | 0 | 0 | 0 | 0
CO2 Emissions (MMmetricTons): NWPP_NucRenew
ReportingType | 2015 | 2020 | 2025 | 2030 | 2035 | 2040
BM | 0 | 0 | 0 | 0 | 0 | 0
CC | 0 | 0 | 0 | 0 | 0 | 0
CSP | 0 | 0 | 0 | 0 | 0 | 0
CT | 0 | 0 | 0 | 0 | 0 | 0
Coal | 0 | 0 | 0 | 0 | 0 | 0
Geo | 0 | 0 | 0 | 0 | 0 | 0
H | 0 | 0 | 0 | 0 | 0 | 0
LFG | 0 | 0 | 0 | 0 | 0 | 0
Nuc | 0 | 0 | 0 | 0 | 0 | 0
PS | 0 | 0 | 0 | 0 | 0 | 0
PV | 0 | 0 | 0 | 0 | 0 | 0
PeakG | 0 | 0 | 0 | 0 | 0 | 0
PeakO | 0 | 0 | 0 | 0 | 0 | 0
ST | 0 | 0 | 0 | 0 | 0 | 0
STOG | 0 | 0 | 0 | 0 | 0 | 0
STWD | 0 | 0 | 0 | 0 | 0 | 0
WT | 0 | 0 | 0 | 0 | 0 | 0
IGCC | 0 | 0 | 0 | 0 | 0 | 0
DemandResponse | 0 | 0 | 0 | 0 | 0 | 0
IGCC-CCS | 0 | 0 | 0 | 0 | 0 | 0
WT_off | 0 | 0 | 0 | 0 | 0 | 0
PseudoUnit | 0 | 0 | 0 | 0 | 0 | 0
FixedInterchange | 0 | 0 | 0 | 0 | 0 | 0
CO2 Emissions (MMmetricTons): RMPA
ReportingType | 2015 | 2020 | 2025 | 2030 | 2035 | 2040
BM | 0 | 0 | 0 | 0 | 0 | 0
CC | 2.09 | 3.99 | 1.4 | 1.31 | 1.16 | 1.16
CSP | 0 | 0 | 0 | 0 | 0 | 0
CT | 0 | 0 | 0 | 0 | 0 | 0
Coal | 55.62 | 54.37 | 51.77 | 51.77 | 60.51 | 68.52
Geo | 0 | 0 | 0 | 0 | 0 | 0
H | 0 | 0 | 0 | 0 | 0 | 0
LFG | 0 | 0 | 0 | 0 | 0 | 0
Nuc | 0 | 0 | 0 | 0 | 0 | 0
PS | 0 | 0 | 0 | 0 | 0 | 0
PV | 0 | 0 | 0 | 0 | 0 | 0
PeakG | 0 | 0.01 | 0 | 0.05 | 0.01 | 0.02
PeakO | 0 | 0 | 0 | 0 | 0 | 0
ST | 0 | 0 | 0 | 0 | 0 | 0
STOG | 0 | 0 | 0 | 0 | 0 | 0
STWD | 0 | 0 | 0 | 0 | 0 | 0
WT | 0 | 0 | 0 | 0 | 0 | 0
IGCC | 0 | 0 | 0 | 0 | 0 | 0
DemandResponse | 0 | 0 | 0 | 0 | 0 | 0
IGCC-CCS | 0 | 0 | 0 | 0 | 0 | 0
WT_off | 0 | 0 | 0 | 0 | 0 | 0
PseudoUnit | 0 | 0 | 0 | 0 | 0 | 0
FixedInterchange | 0 | 0 | 0 | 0 | 0 | 0
CO2 Emissions (MMmetricTons): SP15
ReportingType | 2015 | 2020 | 2025 | 2030 | 2035 | 2040
BM | 0 | 0 | 0 | 0 | 0 | 0
CC | 9.2 | 9.08 | 8.1 | 7.16 | 6.48 | 3.63
CSP | 0 | 0 | 0 | 0 | 0 | 0
CT | 0 | 0 | 0 | 0 | 0 | 0
Coal | 0.81 | 0.81 | 0.81 | 0.5 | 0 | 0
Geo | 0 | 0 | 0 | 0 | 0 | 0
H | 0 | 0 | 0 | 0 | 0 | 0
LFG | 0 | 0 | 0 | 0 | 0 | 0
Nuc | 0 | 0 | 0 | 0 | 0 | 0
PS | 0 | 0 | 0 | 0 | 0 | 0
PV | 0 | 0 | 0 | 0 | 0 | 0
PeakG | 0 | 0 | 0 | 0 | 0 | 0
PeakO | 0 | 0 | 0 | 0 | 0 | 0
ST | 0 | 0 | 0 | 0 | 0 | 0
STOG | 0.12 | 0.17 | 0.14 | 0.22 | 0.45 | 0.35
STWD | 0 | 0 | 0 | 0 | 0 | 0
WT | 0 | 0 | 0 | 0 | 0 | 0
IGCC | 0 | 0 | 0 | 0 | 0 | 0
DemandResponse | 0 | 0 | 0 | 0 | 0 | 0
IGCC-CCS | 0 | 0 | 0 | 0 | 0 | 0
WT_off | 0 | 0 | 0 | 0 | 0 | 0
PseudoUnit | 0 | 0 | 0 | 0 | 0 | 0
FixedInterchange | 0 | 0 | 0 | 0 | 0 | 0
CO2 Emissions (MMmetricTons): ALB
ReportingType | 2015 | 2020 | 2025 | 2030 | 2035 | 2040
BM | 0 | 0 | 0 | 0 | 0 | 0
CC | 7.38 | 8.68 | 10.87 | 12.47 | 14.4 | 15.65
CSP | 0 | 0 | 0 | 0 | 0 | 0
CT | 0 | 0 | 0 | 0 | 0 | 0
Coal | 45.36 | 45.36 | 45.36 | 45.36 | 45.36 | 45.36
Geo | 0 | 0 | 0 | 0 | 0 | 0
H | 0 | 0 | 0 | 0 | 0 | 0
LFG | 0 | 0 | 0 | 0 | 0 | 0
Nuc | 0 | 0 | 0 | 0 | 0 | 0
PS | 0 | 0 | 0 | 0 | 0 | 0
PV | 0 | 0 | 0 | 0 | 0 | 0
PeakG | 0 | 0 | 0 | 0 | 0 | 0
PeakO | 0 | 0 | 0 | 0 | 0 | 0
ST | 0 | 0 | 0 | 0 | 0 | 0
STOG | 0 | 0 | 0 | 0 | 0 | 0
STWD | 0 | 0 | 0 | 0 | 0 | 0
WT | 0 | 0 | 0 | 0 | 0 | 0
IGCC | 0 | 0 | 0 | 0 | 0 | 0
DemandResponse | 0 | 0 | 0 | 0 | 0 | 0
IGCC-CCS | 0 | 0 | 0 | 0 | 0 | 0
WT_off | 0 | 0 | 0 | 0 | 0 | 0
PseudoUnit | 0 | 0 | 0 | 0 | 0 | 0
FixedInterchange | 0 | 0 | 0 | 0 | 0 | 0
CO2 Emissions (MMmetricTons): BC
ReportingType | 2015 | 2020 | 2025 | 2030 | 2035 | 2040
BM | 0 | 0 | 0 | 0 | 0 | 0
CC | 3.64 | 4.09 | 5.42 | 7.17 | 8.81 | 10.57
CSP | 0 | 0 | 0 | 0 | 0 | 0
CT | 0 | 0 | 0 | 0 | 0 | 0
Coal | 0 | 0 | 0 | 0 | 0 | 0
Geo | 0 | 0 | 0 | 0 | 0 | 0
H | 0 | 0 | 0 | 0 | 0 | 0
LFG | 0 | 0 | 0 | 0 | 0 | 0
Nuc | 0 | 0 | 0 | 0 | 0 | 0
PS | 0 | 0 | 0 | 0 | 0 | 0
PV | 0 | 0 | 0 | 0 | 0 | 0
PeakG | 0 | 0 | 0 | 0 | 0 | 0
PeakO | 0 | 0 | 0 | 0 | 0 | 0
ST | 0 | 0 | 0 | 0 | 0 | 0
STOG | 0 | 0 | 0 | 0 | 0 | 0
STWD | 0 | 0 | 0 | 0 | 0 | 0
WT | 0 | 0 | 0 | 0 | 0 | 0
IGCC | 0 | 0 | 0 | 0 | 0 | 0
DemandResponse | 0 | 0 | 0 | 0 | 0 | 0
IGCC-CCS | 0 | 0 | 0 | 0 | 0 | 0
WT_off | 0 | 0 | 0 | 0 | 0 | 0
PseudoUnit | 0 | 0 | 0 | 0 | 0 | 0
FixedInterchange | 0 | 0 | 0 | 0 | 0 | 0
CO2 Emissions (MMmetricTons): HQ_IESO
ReportingType | 2015 | 2020 | 2025 | 2030 | 2035 | 2040
BM | 0 | 0 | 0 | 0 | 0 | 0
CC | 0 | 0 | 0 | 0 | 0 | 0
CSP | 0 | 0 | 0 | 0 | 0 | 0
CT | 0 | 0 | 0 | 0 | 0 | 0
Coal | 0 | 0 | 0 | 0 | 0 | 0
Geo | 0 | 0 | 0 | 0 | 0 | 0
H | 0 | 0 | 0 | 0 | 0 | 0
LFG | 0 | 0 | 0 | 0 | 0 | 0
Nuc | 0 | 0 | 0 | 0 | 0 | 0
PS | 0 | 0 | 0 | 0 | 0 | 0
PV | 0 | 0 | 0 | 0 | 0 | 0
PeakG | 0 | 0 | 0 | 0 | 0 | 0
PeakO | 0 | 0 | 0 | 0 | 0 | 0
ST | 0 | 0 | 0 | 0 | 0 | 0
STOG | 0 | 0 | 0 | 0 | 0 | 0
STWD | 0 | 0 | 0 | 0 | 0 | 0
WT | 0 | 0 | 0 | 0 | 0 | 0
IGCC | 0 | 0 | 0 | 0 | 0 | 0
DemandResponse | 0 | 0 | 0 | 0 | 0 | 0
IGCC-CCS | 0 | 0 | 0 | 0 | 0 | 0
WT_off | 0 | 0 | 0 | 0 | 0 | 0
PseudoUnit | 0 | 0 | 0 | 0 | 0 | 0
FixedInterchange | 0 | 0 | 0 | 0 | 0 | 0
CO2 Emissions (MMmetricTons): HQ_NEISO
ReportingType | 2015 | 2020 | 2025 | 2030 | 2035 | 2040
BM | 0 | 0 | 0 | 0 | 0 | 0
CC | 0 | 0 | 0 | 0 | 0 | 0
CSP | 0 | 0 | 0 | 0 | 0 | 0
CT | 0 | 0 | 0 | 0 | 0 | 0
Coal | 0 | 0 | 0 | 0 | 0 | 0
Geo | 0 | 0 | 0 | 0 | 0 | 0
H | 0 | 0 | 0 | 0 | 0 | 0
LFG | 0 | 0 | 0 | 0 | 0 | 0
Nuc | 0 | 0 | 0 | 0 | 0 | 0
PS | 0 | 0 | 0 | 0 | 0 | 0
PV | 0 | 0 | 0 | 0 | 0 | 0
PeakG | 0 | 0 | 0 | 0 | 0 | 0
PeakO | 0 | 0 | 0 | 0 | 0 | 0
ST | 0 | 0 | 0 | 0 | 0 | 0
STOG | 0 | 0 | 0 | 0 | 0 | 0
STWD | 0 | 0 | 0 | 0 | 0 | 0
WT | 0 | 0 | 0 | 0 | 0 | 0
IGCC | 0 | 0 | 0 | 0 | 0 | 0
DemandResponse | 0 | 0 | 0 | 0 | 0 | 0
IGCC-CCS | 0 | 0 | 0 | 0 | 0 | 0
WT_off | 0 | 0 | 0 | 0 | 0 | 0
PseudoUnit | 0 | 0 | 0 | 0 | 0 | 0
FixedInterchange | 0 | 0 | 0 | 0 | 0 | 0
CO2 Emissions (MMmetricTons): HQ_NY
ReportingType | 2015 | 2020 | 2025 | 2030 | 2035 | 2040
BM | 0 | 0 | 0 | 0 | 0 | 0
CC | 0 | 0 | 0 | 0 | 0 | 0
CSP | 0 | 0 | 0 | 0 | 0 | 0
CT | 0 | 0 | 0 | 0 | 0 | 0
Coal | 0 | 0 | 0 | 0 | 0 | 0
Geo | 0 | 0 | 0 | 0 | 0 | 0
H | 0 | 0 | 0 | 0 | 0 | 0
LFG | 0 | 0 | 0 | 0 | 0 | 0
Nuc | 0 | 0 | 0 | 0 | 0 | 0
PS | 0 | 0 | 0 | 0 | 0 | 0
PV | 0 | 0 | 0 | 0 | 0 | 0
PeakG | 0 | 0 | 0 | 0 | 0 | 0
PeakO | 0 | 0 | 0 | 0 | 0 | 0
ST | 0 | 0 | 0 | 0 | 0 | 0
STOG | 0 | 0 | 0 | 0 | 0 | 0
STWD | 0 | 0 | 0 | 0 | 0 | 0
WT | 0 | 0 | 0 | 0 | 0 | 0
IGCC | 0 | 0 | 0 | 0 | 0 | 0
DemandResponse | 0 | 0 | 0 | 0 | 0 | 0
IGCC-CCS | 0 | 0 | 0 | 0 | 0 | 0
WT_off | 0 | 0 | 0 | 0 | 0 | 0
PseudoUnit | 0 | 0 | 0 | 0 | 0 | 0
FixedInterchange | 0 | 0 | 0 | 0 | 0 | 0
CO2 Emissions (MMmetricTons): MARITIMES
ReportingType | 2015 | 2020 | 2025 | 2030 | 2035 | 2040
BM | 0 | 0 | 0 | 0 | 0 | 0
CC | 0 | 0 | 0 | 0 | 0 | 0
CSP | 0 | 0 | 0 | 0 | 0 | 0
CT | 0 | 0 | 0 | 0 | 0 | 0
Coal | 0 | 0 | 0 | 0 | 0 | 0
Geo | 0 | 0 | 0 | 0 | 0 | 0
H | 0 | 0 | 0 | 0 | 0 | 0
LFG | 0 | 0 | 0 | 0 | 0 | 0
Nuc | 0 | 0 | 0 | 0 | 0 | 0
PS | 0 | 0 | 0 | 0 | 0 | 0
PV | 0 | 0 | 0 | 0 | 0 | 0
PeakG | 0 | 0 | 0 | 0 | 0 | 0
PeakO | 0 | 0 | 0 | 0 | 0 | 0
ST | 0 | 0 | 0 | 0 | 0 | 0
STOG | 0 | 0 | 0 | 0 | 0 | 0
STWD | 0 | 0 | 0 | 0 | 0 | 0
WT | 0 | 0 | 0 | 0 | 0 | 0
IGCC | 0 | 0 | 0 | 0 | 0 | 0
DemandResponse | 0 | 0 | 0 | 0 | 0 | 0
IGCC-CCS | 0 | 0 | 0 | 0 | 0 | 0
WT_off | 0 | 0 | 0 | 0 | 0 | 0
PseudoUnit | 0 | 0 | 0 | 0 | 0 | 0
FixedInterchange | 0 | 0 | 0 | 0 | 0 | 0
CO2 Emissions (MMmetricTons): All
ReportingType | 2015 | 2020 | 2025 | 2030 | 2035 | 2040
BM | 0 | 0 | 0 | 0 | 0 | 0
CC | 401.07 | 411.86 | 360.06 | 332.77 | 427.58 | 474.39
CSP | 0 | 0 | 0 | 0 | 0 | 0
CT | 0.78 | 1.05 | 1.21 | 0.71 | 2.57 | 3.39
Coal | 1750.26 | 1569.03 | 1571.44 | 1531.17 | 1631.98 | 1798.53
Geo | 0 | 0 | 0 | 0 | 0 | 0
H | 0 | 0 | 0 | 0 | 0 | 0
LFG | 0 | 0 | 0 | 0 | 0 | 0
Nuc | 0 | 0 | 0 | 0 | 0 | 0
PS | 0 | 0 | 0 | 0 | 0 | 0
PV | 0 | 0 | 0 | 0 | 0 | 0
PeakG | 1.96 | 2.74 | 2.95 | 2.09 | 3.77 | 3.02
PeakO | 0 | 0 | 0 | 0 | 0 | 0
ST | 0 | 0 | 0 | 0 | 0 | 0
STOG | 9.67 | 10.55 | 9.9 | 8.08 | 10.21 | 9.86
STWD | 0 | 0 | 0 | 0 | 0 | 0
WT | 0 | 0 | 0 | 0 | 0 | 0
IGCC | 3.76 | 3.76 | 3.76 | 3.76 | 3.76 | 3.76
DemandResponse | 0 | 0 | 0 | 0 | 0 | 0
IGCC-CCS | 0 | 0 | 0 | 0 | 0 | 0
WT_off | 0 | 0 | 0 | 0 | 0 | 0
PseudoUnit | 0 | 0 | 0 | 0 | 0 | 0
FixedInterchange | 0 | 0 | 0 | 0 | 0 | 0
CO2 Emissions (MMmetricTons): EI_US
ReportingType | 2015 | 2020 | 2025 | 2030 | 2035 | 2040
BM | 0 | 0 | 0 | 0 | 0 | 0
CC | 249.75 | 254.23 | 216 | 178.39 | 252.82 | 295.59
CSP | 0 | 0 | 0 | 0 | 0 | 0
CT | 0.78 | 1.05 | 1.12 | 0.63 | 2.57 | 3.36
Coal | 1357.51 | 1170.16 | 1166.21 | 1125.77 | 1216.01 | 1314.16
Geo | 0 | 0 | 0 | 0 | 0 | 0
H | 0 | 0 | 0 | 0 | 0 | 0
LFG | 0 | 0 | 0 | 0 | 0 | 0
Nuc | 0 | 0 | 0 | 0 | 0 | 0
PS | 0 | 0 | 0 | 0 | 0 | 0
PV | 0 | 0 | 0 | 0 | 0 | 0
PeakG | 1.96 | 2.72 | 2.83 | 1.84 | 3.53 | 2.99
PeakO | 0 | 0 | 0 | 0 | 0 | 0
ST | 0 | 0 | 0 | 0 | 0 | 0
STOG | 6.57 | 7.18 | 6.6 | 5.08 | 7.07 | 7.04
STWD | 0 | 0 | 0 | 0 | 0 | 0
WT | 0 | 0 | 0 | 0 | 0 | 0
IGCC | 3.76 | 3.76 | 3.76 | 3.76 | 3.76 | 3.76
DemandResponse | 0 | 0 | 0 | 0 | 0 | 0
IGCC-CCS | 0 | 0 | 0 | 0 | 0 | 0
WT_off | 0 | 0 | 0 | 0 | 0 | 0
PseudoUnit | 0 | 0 | 0 | 0 | 0 | 0
FixedInterchange | 0 | 0 | 0 | 0 | 0 | 0
CO2 Emissions (MMmetricTons): EI_Canada
ReportingType | 2015 | 2020 | 2025 | 2030 | 2035 | 2040
BM | 0 | 0 | 0 | 0 | 0 | 0
CC | 1.85 | 1.68 | 0.78 | 0.35 | 2.62 | 7.73
CSP | 0 | 0 | 0 | 0 | 0 | 0
CT | 0 | 0 | 0 | 0 | 0 | 0.03
Coal | 0.56 | 1.11 | 0 | 0 | 0 | 0
Geo | 0 | 0 | 0 | 0 | 0 | 0
H | 0 | 0 | 0 | 0 | 0 | 0
LFG | 0 | 0 | 0 | 0 | 0 | 0
Nuc | 0 | 0 | 0 | 0 | 0 | 0
PS | 0 | 0 | 0 | 0 | 0 | 0
PV | 0 | 0 | 0 | 0 | 0 | 0
PeakG | 0 | 0 | 0 | 0 | 0 | 0
PeakO | 0 | 0 | 0 | 0 | 0 | 0
ST | 0 | 0 | 0 | 0 | 0 | 0
STOG | 0 | 0 | 0 | 0 | 0 | 0
STWD | 0 | 0 | 0 | 0 | 0 | 0
WT | 0 | 0 | 0 | 0 | 0 | 0
IGCC | 0 | 0 | 0 | 0 | 0 | 0
DemandResponse | 0 | 0 | 0 | 0 | 0 | 0
IGCC-CCS | 0 | 0 | 0 | 0 | 0 | 0
WT_off | 0 | 0 | 0 | 0 | 0 | 0
PseudoUnit | 0 | 0 | 0 | 0 | 0 | 0
FixedInterchange | 0 | 0 | 0 | 0 | 0 | 0
CO2 Emissions (MMmetricTons): EI
ReportingType | 2015 | 2020 | 2025 | 2030 | 2035 | 2040
BM | 0 | 0 | 0 | 0 | 0 | 0
CC | 251.6 | 255.91 | 216.78 | 178.74 | 255.44 | 303.32
CSP | 0 | 0 | 0 | 0 | 0 | 0
CT | 0.78 | 1.05 | 1.12 | 0.63 | 2.57 | 3.39
Coal | 1358.07 | 1171.26 | 1166.21 | 1125.77 | 1216.01 | 1314.16
Geo | 0 | 0 | 0 | 0 | 0 | 0
H | 0 | 0 | 0 | 0 | 0 | 0
LFG | 0 | 0 | 0 | 0 | 0 | 0
Nuc | 0 | 0 | 0 | 0 | 0 | 0
PS | 0 | 0 | 0 | 0 | 0 | 0
PV | 0 | 0 | 0 | 0 | 0 | 0
PeakG | 1.96 | 2.72 | 2.83 | 1.84 | 3.53 | 3
PeakO | 0 | 0 | 0 | 0 | 0 | 0
ST | 0 | 0 | 0 | 0 | 0 | 0
STOG | 6.57 | 7.18 | 6.6 | 5.08 | 7.07 | 7.04
STWD | 0 | 0 | 0 | 0 | 0 | 0
WT | 0 | 0 | 0 | 0 | 0 | 0
IGCC | 3.76 | 3.76 | 3.76 | 3.76 | 3.76 | 3.76
DemandResponse | 0 | 0 | 0 | 0 | 0 | 0
IGCC-CCS | 0 | 0 | 0 | 0 | 0 | 0
WT_off | 0 | 0 | 0 | 0 | 0 | 0
PseudoUnit | 0 | 0 | 0 | 0 | 0 | 0
FixedInterchange | 0 | 0 | 0 | 0 | 0 | 0
CO2 Emissions (MMmetricTons): Outside_EI
ReportingType | 2015 | 2020 | 2025 | 2030 | 2035 | 2040
BM | 0 | 0 | 0 | 0 | 0 | 0
CC | 149.47 | 155.95 | 143.28 | 154.03 | 172.14 | 171.07
CSP | 0 | 0 | 0 | 0 | 0 | 0
CT | 0 | 0 | 0.08 | 0.08 | 0 | 0
Coal | 392.19 | 397.77 | 405.22 | 405.4 | 415.97 | 484.36
Geo | 0 | 0 | 0 | 0 | 0 | 0
H | 0 | 0 | 0 | 0 | 0 | 0
LFG | 0 | 0 | 0 | 0 | 0 | 0
Nuc | 0 | 0 | 0 | 0 | 0 | 0
PS | 0 | 0 | 0 | 0 | 0 | 0
PV | 0 | 0 | 0 | 0 | 0 | 0
PeakG | 0 | 0.01 | 0.11 | 0.25 | 0.24 | 0.02
PeakO | 0 | 0 | 0 | 0 | 0 | 0
ST | 0 | 0 | 0 | 0 | 0 | 0
STOG | 3.11 | 3.36 | 3.3 | 2.99 | 3.14 | 2.82
STWD | 0 | 0 | 0 | 0 | 0 | 0
WT | 0 | 0 | 0 | 0 | 0 | 0
IGCC | 0 | 0 | 0 | 0 | 0 | 0
DemandResponse | 0 | 0 | 0 | 0 | 0 | 0
IGCC-CCS | 0 | 0 | 0 | 0 | 0 | 0
WT_off | 0 | 0 | 0 | 0 | 0 | 0
PseudoUnit | 0 | 0 | 0 | 0 | 0 | 0
FixedInterchange | 0 | 0 | 0 | 0 | 0 | 0
#6 | Fuel Cost [includes coal shadow price] ($million)
Fuel Cost by Reporting Type: Entergy
ReportingType | 2015 | 2020 | 2025 | 2030 | 2035 | 2040
BM | 0 | 0 | 0 | 0 | 0 | 0
CC | 2318.51 | 2994.4 | 2834.87 | 2542.98 | 2974.34 | 2985.16
CSP | 0 | 0 | 0 | 0 | 0 | 0
CT | 0 | 0 | 0 | 0 | 0 | 0
Coal | 1413.03 | 1176.36 | 1260.6 | 1320.49 | 1421.3 | 1829.27
Geo | 0 | 0 | 0 | 0 | 0 | 0
H | 0 | 0 | 0 | 0 | 0 | 0
LFG | 0 | 0 | 0 | 0.14 | 0.14 | 0.14
Nuc | 372.97 | 380.57 | 404.36 | 412.26 | 348.24 | 272.43
PS | 0 | 0 | 0 | 0 | 0 | 0
PV | 0 | 0 | 0 | 0 | 0 | 0
PeakG | 0 | 0 | 1.92 | 1.9 | 2.45 | 1.32
PeakO | 0 | 0 | 0 | 0 | 0 | 0
ST | 0 | 0 | 0 | 0 | 0 | 0
STOG | 72.41 | 86.04 | 70.33 | 64.28 | 80.26 | 90.9
STWD | 123.64 | 10.06 | 6.91 | 6.51 | 11.67 | 11.67
WT | 0 | 0 | 0 | 0 | 0 | 0
IGCC | 0 | 0 | 0 | 0 | 0 | 0
DemandResponse | 0 | 0 | 0 | 0 | 0 | 0
IGCC-CCS | 0 | 0 | 0 | 0 | 0 | 0
WT_off | 0 | 0 | 0 | 0 | 0 | 0
PseudoUnit | 0 | 0 | 0 | 0 | 0 | 0
FixedInterchange | 0 | 0 | 0 | 0 | 0 | 0
Fuel Cost by Reporting Type: FRCC
ReportingType | 2015 | 2020 | 2025 | 2030 | 2035 | 2040
BM | 0 | 604.4 | 1268.52 | 1268.52 | 1268.52 | 1268.52
CC | 6177.37 | 6745.61 | 7166.91 | 7509.98 | 10636.44 | 12903.28
CSP | 0 | 0 | 0 | 0 | 0 | 0
CT | 59.8 | 64.22 | 67.05 | 38.04 | 78.21 | 81.71
Coal | 1828.11 | 1771.29 | 1836.33 | 1900.52 | 1953.84 | 1990.05
Geo | 0 | 0 | 0 | 0 | 0 | 0
H | 0 | 0 | 0 | 0 | 0 | 0
LFG | 0 | 0.25 | 0.25 | 0.25 | 0.25 | 0.25
Nuc | 282.48 | 288.24 | 306.26 | 312.24 | 190.15 | 63.41
PS | 0 | 0 | 0 | 0 | 0 | 0
PV | 0 | 0 | 0 | 0 | 0 | 0
PeakG | 26.03 | 40.63 | 68.62 | 54.12 | 44.87 | 43.44
PeakO | 0 | 0 | 0 | 0 | 0 | 0
ST | 0 | 0 | 0 | 0 | 0 | 0
STOG | 229.42 | 220.29 | 205.58 | 168.06 | 153.63 | 155.64
STWD | 100.84 | 100.84 | 100.84 | 100.84 | 100.84 | 100.84
WT | 0 | 0 | 0 | 0 | 0 | 0
IGCC | 0 | 0 | 0 | 0 | 0 | 0
DemandResponse | 0 | 0 | 0 | 0 | 0 | 0
IGCC-CCS | 0 | 0 | 0 | 0 | 0 | 0
WT_off | 0 | 0 | 0 | 0 | 0 | 0
PseudoUnit | 0 | 0 | 0 | 0 | 0 | 0
FixedInterchange | 0 | 0 | 0 | 0 | 0 | 0
Fuel Cost by Reporting Type: MAPP_US
ReportingType | 2015 | 2020 | 2025 | 2030 | 2035 | 2040
BM | 0 | 0 | 0 | 0 | 0 | 0
CC | 8.39 | 12.42 | 9.23 | 4.84 | 9.28 | 10.55
CSP | 0 | 0 | 0 | 0 | 0 | 0
CT | 0 | 0 | 0 | 0 | 0 | 0
Coal | 299.3 | 225.45 | 225.45 | 225.45 | 225.45 | 264.06
Geo | 0 | 0 | 0 | 0 | 0 | 0
H | 0 | 0 | 0 | 0 | 0 | 0
LFG | 0 | 0 | 0 | 0.09 | 0.09 | 0.09
Nuc | 0 | 0 | 0 | 0 | 0 | 0
PS | 0 | 0 | 0 | 0 | 0 | 0
PV | 0 | 0 | 0 | 0 | 0 | 0
PeakG | 1.11 | 4.41 | 4.74 | 1.37 | 11.28 | 4.95
PeakO | 0 | 0 | 0 | 0 | 0 | 0
ST | 0 | 0 | 0 | 0 | 0 | 0
STOG | 0 | 0 | 0 | 0 | 0 | 0
STWD | 0 | 0 | 0 | 0 | 0 | 0
WT | 0 | 0 | 0 | 0 | 0 | 0
IGCC | 0 | 0 | 0 | 0 | 0 | 0
DemandResponse | 0 | 0 | 0 | 0 | 0 | 0
IGCC-CCS | 0 | 0 | 0 | 0 | 0 | 0
WT_off | 0 | 0 | 0 | 0 | 0 | 0
PseudoUnit | 0 | 0 | 0 | 0 | 0 | 0
FixedInterchange | 0 | 0 | 0 | 0 | 0 | 0
Fuel Cost by Reporting Type: MISO_IN
ReportingType | 2015 | 2020 | 2025 | 2030 | 2035 | 2040
BM | 0 | 0 | 0 | 0 | 0 | 0
CC | 142.87 | 252.39 | 216.82 | 161.87 | 1073.76 | 1578.68
CSP | 0 | 0 | 0 | 0 | 0 | 0
CT | 0 | 0 | 0 | 0 | 0 | 0
Coal | 1809.51 | 1885.73 | 1903.98 | 1904.26 | 2104.83 | 2270.56
Geo | 0 | 0 | 0 | 0 | 0 | 0
H | 0 | 0 | 0 | 0 | 0 | 0
LFG | 0 | 0 | 0.1 | 0.1 | 0.1 | 0.1
Nuc | 0 | 0 | 0 | 0 | 0 | 0
PS | 0 | 0 | 0 | 0 | 0 | 0
PV | 0 | 0 | 0 | 0 | 0 | 0
PeakG | 0.73 | 0.03 | 1.55 | 1.38 | 6.53 | 7.41
PeakO | 0 | 0 | 0 | 0 | 0 | 0
ST | 0 | 0 | 0 | 0 | 0 | 0
STOG | 2.86 | 5.97 | 3.26 | 3.48 | 7.68 | 8.71
STWD | 0 | 0 | 0 | 0 | 0 | 0
WT | 0 | 0 | 0 | 0 | 0 | 0
IGCC | 90.37 | 91.1 | 90.95 | 92.47 | 95.29 | 100.03
DemandResponse | 0 | 0 | 0 | 0 | 0 | 0
IGCC-CCS | 0 | 0 | 0 | 0 | 0 | 0
WT_off | 0 | 0 | 0 | 0 | 0 | 0
PseudoUnit | 0 | 0 | 0 | 0 | 0 | 0
FixedInterchange | 0 | 0 | 0 | 0 | 0 | 0
Fuel Cost by Reporting Type: MISO_MI
ReportingType | 2015 | 2020 | 2025 | 2030 | 2035 | 2040
BM | 0 | 0 | 0 | 0 | 0 | 0
CC | 359.14 | 518.94 | 453.3 | 293.37 | 433.75 | 381.75
CSP | 0 | 0 | 0 | 0 | 0 | 0
CT | 0 | 0 | 0 | 0 | 0 | 0
Coal | 1453.81 | 1170.45 | 1192.8 | 1161.68 | 1370.24 | 1451.71
Geo | 0 | 0 | 0 | 0 | 0 | 0
H | 0 | 0 | 0 | 0 | 0 | 0
LFG | 0 | 0 | 0.2 | 0.2 | 0.2 | 0.2
Nuc | 139.75 | 142.6 | 151.51 | 154.47 | 90.85 | 90.85
PS | 0 | 0 | 0 | 0 | 0 | 0
PV | 0 | 0 | 0 | 0 | 0 | 0
PeakG | 1.31 | 1.5 | 1.62 | 1.06 | 7.11 | 6.16
PeakO | 0 | 0 | 0 | 0 | 0 | 0
ST | 0 | 0 | 0 | 0 | 0 | 0
STOG | 21.47 | 36.88 | 32.56 | 28.11 | 50.17 | 84.63
STWD | 15.55 | 39.15 | 87.42 | 87.42 | 87.42 | 87.42
WT | 0 | 0 | 0 | 0 | 0 | 0
IGCC | 0 | 0 | 0 | 0 | 0 | 0
DemandResponse | 0 | 0 | 0 | 0 | 0 | 0
IGCC-CCS | 0 | 0 | 0 | 0 | 0 | 0
WT_off | 0 | 0 | 0 | 0 | 0 | 0
PseudoUnit | 0 | 0 | 0 | 0 | 0 | 0
FixedInterchange | 0 | 0 | 0 | 0 | 0 | 0
Fuel Cost by Reporting Type: MISO_MO-IL
ReportingType | 2015 | 2020 | 2025 | 2030 | 2035 | 2040
BM | 0 | 0 | 0 | 0 | 0 | 0
CC | 91.38 | 170.48 | 120.49 | 58.88 | 87.32 | 93.9
CSP | 0 | 0 | 0 | 0 | 0 | 0
CT | 0 | 0 | 0 | 0 | 0 | 0
Coal | 2165.38 | 1674.66 | 1753.39 | 1710.82 | 2098.28 | 2165.3
Geo | 0 | 0 | 0 | 0 | 0 | 0
H | 0 | 0 | 0 | 0 | 0 | 0
LFG | 0 | 0 | 0.29 | 0.29 | 0.29 | 0.29
Nuc | 143.46 | 146.38 | 155.53 | 158.57 | 158.57 | 158.57
PS | 0 | 0 | 0 | 0 | 0 | 0
PV | 0 | 0 | 0 | 0 | 0 | 0
PeakG | 6.97 | 14.38 | 22.87 | 23.95 | 31.11 | 50.62
PeakO | 0 | 0 | 0 | 0 | 0 | 0
ST | 0 | 0 | 0 | 0 | 0 | 0
STOG | 3.1 | 6.4 | 6.92 | 7.44 | 4.4 | 1.59
STWD | 0 | 0 | 0 | 0 | 0 | 0
WT | 0 | 0 | 0 | 0 | 0 | 0
IGCC | 0 | 0 | 0 | 0 | 0 | 0
DemandResponse | 0 | 0 | 0 | 0 | 0 | 0
IGCC-CCS | 0 | 0 | 0 | 0 | 0 | 0
WT_off | 0 | 0 | 0 | 0 | 0 | 0
PseudoUnit | 0 | 0 | 0 | 0 | 0 | 0
FixedInterchange | 0 | 0 | 0 | 0 | 0 | 0
Fuel Cost by Reporting Type: MISO_W
ReportingType | 2015 | 2020 | 2025 | 2030 | 2035 | 2040
BM | 0 | 0 | 0 | 0 | 0 | 0
CC | 329.6 | 356.08 | 257.4 | 120.24 | 220.99 | 200.37
CSP | 0 | 0 | 0 | 0 | 0 | 0
CT | 0 | 0 | 0 | 0 | 0 | 0
Coal | 1549.64 | 1364.63 | 1379.51 | 1371.24 | 1450.13 | 1947.27
Geo | 0 | 0 | 0 | 0 | 0 | 0
H | 0 | 0 | 0 | 0 | 0 | 0
LFG | 0 | 0 | 0.09 | 0.09 | 0.09 | 0.09
Nuc | 152.53 | 155.64 | 165.37 | 168.6 | 0.01 | 0.01
PS | 0 | 0 | 0 | 0 | 0 | 0
PV | 0 | 0 | 0 | 0 | 0 | 0
PeakG | 15.98 | 7.42 | 6.15 | 5.95 | 36.34 | 17.25
PeakO | 0 | 0 | 0 | 0 | 0 | 0
ST | 0 | 0 | 0 | 0 | 0 | 0
STOG | 1.51 | 0.19 | 0.13 | 0.13 | 0.24 | 0.02
STWD | 0 | 162.84 | 43.61 | 70.8 | 60.35 | 76.36
WT | 0 | 0 | 0 | 0 | 0 | 0
IGCC | 0 | 0 | 0 | 0 | 0 | 0
DemandResponse | 0 | 0 | 0 | 0 | 0 | 0
IGCC-CCS | 0 | 0 | 0 | 0 | 0 | 0
WT_off | 0 | 0 | 0 | 0 | 0 | 0
PseudoUnit | 0 | 0 | 0 | 0 | 0 | 0
FixedInterchange | 0 | 0 | 0 | 0 | 0 | 0
Fuel Cost by Reporting Type: MISO_WUMS
ReportingType | 2015 | 2020 | 2025 | 2030 | 2035 | 2040
BM | 0 | 0 | 0 | 0 | 0 | 0
CC | 392.11 | 649.29 | 548.89 | 377.03 | 1407.75 | 1287.46
CSP | 0 | 0 | 0 | 0 | 0 | 0
CT | 0 | 20.07 | 35.9 | 25.35 | 71.54 | 111.81
Coal | 635.66 | 662.34 | 682.95 | 661.65 | 911.01 | 963.04
Geo | 0 | 0 | 0 | 0 | 0 | 0
H | 0 | 0 | 0 | 0 | 0 | 0
LFG | 0 | 0 | 0.29 | 0.29 | 0.29 | 0.29
Nuc | 120.89 | 123.35 | 131.06 | 133.62 | 0.01 | 0.01
PS | 0 | 0 | 0 | 0 | 0 | 0
PV | 0 | 0 | 0 | 0 | 0 | 0
PeakG | 1.99 | 1.32 | 0.05 | 0 | 0 | 0
PeakO | 0 | 0 | 0 | 0 | 0 | 0
ST | 0 | 0 | 0 | 0 | 0 | 0
STOG | 0.13 | 0 | 0 | 0 | 0 | 0
STWD | 0 | 6.93 | 6.21 | 6.09 | 22.51 | 32.43
WT | 0 | 0 | 0 | 0 | 0 | 0
IGCC | 0 | 0 | 0 | 0 | 0 | 0
DemandResponse | 0 | 0 | 0 | 0 | 0 | 0
IGCC-CCS | 0 | 0 | 0 | 0 | 0 | 0
WT_off | 0 | 0 | 0 | 0 | 0 | 0
PseudoUnit | 0 | 0 | 0 | 0 | 0 | 0
FixedInterchange | 0 | 0 | 0 | 0 | 0 | 0
Fuel Cost by Reporting Type: Nebraska
ReportingType | 2015 | 2020 | 2025 | 2030 | 2035 | 2040
BM | 0 | 0 | 0 | 0 | 0 | 0
CC | 37.71 | 17.72 | 16.15 | 11.06 | 19.38 | 16.5
CSP | 0 | 0 | 0 | 0 | 0 | 0
CT | 0 | 0 | 0 | 0 | 0 | 0
Coal | 458.64 | 414.52 | 414.52 | 410.69 | 436.94 | 750.37
Geo | 0 | 0 | 0 | 0 | 0 | 0
H | 0 | 0 | 0 | 0 | 0 | 0
LFG | 0 | 0 | 0 | 0.09 | 0.09 | 0.09
Nuc | 83.67 | 85.37 | 90.71 | 92.48 | 0.01 | 0.01
PS | 0 | 0 | 0 | 0 | 0 | 0
PV | 0 | 0 | 0 | 0 | 0 | 0
PeakG | 3.15 | 11.13 | 11.42 | 7.56 | 0.39 | 0
PeakO | 0 | 0 | 0 | 0 | 0 | 0
ST | 0 | 0 | 0 | 0 | 0 | 0
STOG | 2.86 | 3.17 | 6.06 | 3.67 | 8.13 | 0
STWD | 0 | 0 | 0 | 0 | 0 | 0
WT | 0 | 0 | 0 | 0 | 0 | 0
IGCC | 0 | 0 | 0 | 0 | 0 | 0
DemandResponse | 0 | 0 | 0 | 0 | 0 | 0
IGCC-CCS | 0 | 0 | 0 | 0 | 0 | 0
WT_off | 0 | 0 | 0 | 0 | 0 | 0
PseudoUnit | 0 | 0 | 0 | 0 | 0 | 0
FixedInterchange | 0 | 0 | 0 | 0 | 0 | 0
Fuel Cost by Reporting Type: NEISO
ReportingType | 2015 | 2020 | 2025 | 2030 | 2035 | 2040
BM | 159.81 | 159.81 | 44.8 | 44.8 | 46.78 | 49.28
CC | 1487.75 | 1240.38 | 1293.21 | 1212.92 | 1949.05 | 2435.56
CSP | 0 | 0 | 0 | 0 | 0 | 0
CT | 0.15 | 0.52 | 0.53 | 0.16 | 1.24 | 6.17
Coal | 1.14 | 0 | 0 | 0 | 0 | 0
Geo | 0 | 0 | 0 | 0 | 0 | 0
H | 0 | 0 | 0 | 0 | 0 | 0
LFG | 0.06 | 0.06 | 0.15 | 0.15 | 0.15 | 0.15
Nuc | 293.25 | 299.23 | 317.93 | 324.14 | 234.19 | 173
PS | 0 | 0 | 0 | 0 | 0 | 0
PV | 0 | 0 | 0 | 0 | 0 | 0
PeakG | 1.44 | 1.76 | 1.82 | 1.59 | 5.24 | 6.73
PeakO | 0 | 0 | 0 | 0 | 0 | 0
ST | 0 | 0 | 0 | 0 | 0 | 0
STOG | 0 | 0 | 0 | 0 | 0 | 0
STWD | 338.09 | 338.09 | 221.17 | 221.17 | 213.25 | 225.26
WT | 0 | 0 | 0 | 0 | 0 | 0
IGCC | 0 | 0 | 0 | 0 | 0 | 0
DemandResponse | 0 | 0 | 0 | 0 | 0 | 0
IGCC-CCS | 0 | 0 | 0 | 0 | 0 | 0
WT_off | 0 | 0 | 0 | 0 | 0 | 0
PseudoUnit | 0 | 0 | 0 | 0 | 0 | 0
FixedInterchange | 0 | 0 | 0 | 0 | 0 | 0
Fuel Cost by Reporting Type: NonRTO_Midwest
ReportingType | 2015 | 2020 | 2025 | 2030 | 2035 | 2040
BM | 0 | 0 | 0 | 0 | 0 | 0
CC | 0 | 54.58 | 57.74 | 53.28 | 42.02 | 87.94
CSP | 0 | 0 | 0 | 0 | 0 | 0
CT | 0 | 0 | 0 | 0 | 0 | 0
Coal | 1293.42 | 1319.08 | 1340.24 | 1374.95 | 1437.19 | 1535.24
Geo | 0 | 0 | 0 | 0 | 0 | 0
H | 0 | 0 | 0 | 0 | 0 | 0
LFG | 0 | 0 | 0.2 | 0.2 | 0.2 | 0.2
Nuc | 0 | 0 | 0 | 0 | 0 | 0
PS | 0 | 0 | 0 | 0 | 0 | 0
PV | 0 | 0 | 0 | 0 | 0 | 0
PeakG | 9.15 | 17.31 | 26.82 | 23.13 | 34.3 | 39.03
PeakO | 0 | 0 | 0 | 0 | 0 | 0
ST | 0 | 0 | 0 | 0 | 0 | 0
STOG | 0 | 0 | 0 | 0 | 0 | 0
STWD | 0 | 0 | 0 | 0 | 0 | 0
WT | 0 | 0 | 0 | 0 | 0 | 0
IGCC | 0 | 0 | 0 | 0 | 0 | 0
DemandResponse | 0 | 0 | 0 | 0 | 0 | 0
IGCC-CCS | 0 | 0 | 0 | 0 | 0 | 0
WT_off | 0 | 0 | 0 | 0 | 0 | 0
PseudoUnit | 0 | 0 | 0 | 0 | 0 | 0
FixedInterchange | 0 | 0 | 0 | 0 | 0 | 0
Fuel Cost by Reporting Type: NYISO_A-F
ReportingType | 2015 | 2020 | 2025 | 2030 | 2035 | 2040
BM | 0 | 0 | 0 | 0 | 0 | 0
CC | 296.11 | 306.74 | 403.84 | 470.76 | 686.28 | 679.2
CSP | 0 | 0 | 0 | 0 | 0 | 0
CT | 0 | 0 | 0 | 0 | 0 | 0
Coal | 0 | 0 | 0 | 0 | 0 | 0
Geo | 0 | 0 | 0 | 0 | 0 | 0
H | 0 | 0 | 0 | 0 | 0 | 0
LFG | 0.01 | 0.01 | 0.01 | 0.09 | 0.09 | 0.09
Nuc | 217.02 | 221.45 | 235.29 | 195.6 | 154.22 | 93.47
PS | 0 | 0 | 0 | 0 | 0 | 0
PV | 0 | 0 | 0 | 0 | 0 | 0
PeakG | 0 | 0 | 0.34 | 0.1 | 0.38 | 1.28
PeakO | 0 | 0 | 0 | 0 | 0 | 0
ST | 0 | 0 | 0 | 0 | 0 | 0
STOG | 0 | 0 | 0 | 0 | 0 | 0
STWD | 0 | 0 | 0 | 0 | 0.22 | 0.22
WT | 0 | 0 | 0 | 0 | 0 | 0
IGCC | 0 | 0 | 0 | 0 | 0 | 0
DemandResponse | 0 | 0 | 0 | 0 | 0 | 0
IGCC-CCS | 0 | 0 | 0 | 0 | 0 | 0
WT_off | 0 | 0 | 0 | 0 | 0 | 0
PseudoUnit | 0 | 0 | 0 | 0 | 0 | 0
FixedInterchange | 0 | 0 | 0 | 0 | 0 | 0
Fuel Cost by Reporting Type: NYISO_G-I
ReportingType | 2015 | 2020 | 2025 | 2030 | 2035 | 2040
BM | 0 | 0 | 0 | 0 | 0 | 0
CC | 211.23 | 263.44 | 298.72 | 308.9 | 1313.78 | 2368.13
CSP | 0 | 0 | 0 | 0 | 0 | 0
CT | 0 | 0 | 0 | 0 | 0 | 0
Coal | 0 | 0 | 0 | 0 | 0 | 0
Geo | 0 | 0 | 0 | 0 | 0 | 0
H | 0 | 0 | 0 | 0 | 0 | 0
LFG | 0 | 0 | 0 | 0.09 | 0.09 | 0.09
Nuc | 130.64 | 133.3 | 141.63 | 144.4 | 72.41 | 0.03
PS | 0 | 0 | 0 | 0 | 0 | 0
PV | 0 | 0 | 0 | 0 | 0 | 0
PeakG | 0 | 0 | 0 | 0 | 0 | 0.01
PeakO | 0 | 0 | 0 | 0 | 0 | 0
ST | 0 | 0 | 0 | 0 | 0 | 0
STOG | 0 | 0 | 0 | 0 | 0 | 0
STWD | 0 | 0 | 0 | 0 | 0 | 0
WT | 0 | 0 | 0 | 0 | 0 | 0
IGCC | 0 | 0 | 0 | 0 | 0 | 0
DemandResponse | 0 | 0 | 0 | 0 | 0 | 0
IGCC-CCS | 0 | 0 | 0 | 0 | 0 | 0
WT_off | 0 | 0 | 0 | 0 | 0 | 0
PseudoUnit | 0 | 0 | 0 | 0 | 0 | 0
FixedInterchange | 0 | 0 | 0 | 0 | 0 | 0
Fuel Cost by Reporting Type: NYISO_J-K
ReportingType | 2015 | 2020 | 2025 | 2030 | 2035 | 2040
BM | 0 | 0 | 0 | 0 | 0 | 0
CC | 820.28 | 993.01 | 1059.08 | 1075.11 | 1197.79 | 1311.27
CSP | 0 | 0 | 0 | 0 | 0 | 0
CT | 0 | 0 | 0.53 | 2.64 | 9.18 | 12.84
Coal | 0 | 0 | 0 | 0 | 0 | 0
Geo | 0 | 0 | 0 | 0 | 0 | 0
H | 0 | 0 | 0 | 0 | 0 | 0
LFG | 0 | 0 | 0 | 0.09 | 0.09 | 0.09
Nuc | 0 | 0 | 0 | 0 | 0 | 0
PS | 0 | 0 | 0 | 0 | 0 | 0
PV | 0 | 0 | 0 | 0 | 0 | 0
PeakG | 2.35 | 7.9 | 10.36 | 7.87 | 15.93 | 18.23
PeakO | 0 | 0 | 0 | 0 | 0 | 0
ST | 0 | 0 | 0 | 0 | 0 | 0
STOG | 44.03 | 65.04 | 84.04 | 84.2 | 114.1 | 158.34
STWD | 0 | 0 | 0 | 0 | 0 | 0
WT | 0 | 0 | 0 | 0 | 0 | 0
IGCC | 0 | 0 | 0 | 0 | 0 | 0
DemandResponse | 0 | 0 | 0 | 0 | 0 | 0
IGCC-CCS | 0 | 0 | 0 | 0 | 0 | 0
WT_off | 0 | 0 | 0 | 0 | 0 | 0
PseudoUnit | 0 | 0 | 0 | 0 | 0 | 0
FixedInterchange | 0 | 0 | 0 | 0 | 0 | 0
Fuel Cost by Reporting Type: PJM_E
ReportingType | 2015 | 2020 | 2025 | 2030 | 2035 | 2040
BM | 19.01 | 19.01 | 19.01 | 19.01 | 19.01 | 19.01
CC | 924.55 | 1418.5 | 1055.27 | 788.99 | 1820.03 | 2174
CSP | 0 | 0 | 0 | 0 | 0 | 0
CT | 0 | 0.04 | 0.05 | 0.05 | 0.6 | 0.17
Coal | 12.69 | 3.75 | 3.72 | 3.77 | 6.37 | 6.52
Geo | 0 | 0 | 0 | 0 | 0 | 0
H | 0 | 0 | 0 | 0 | 0 | 0
LFG | 0.01 | 0.18 | 0.18 | 0.18 | 0.18 | 0.18
Nuc | 563.79 | 533.75 | 567.11 | 578.18 | 415.32 | 329.35
PS | 0 | 0 | 0 | 0 | 0 | 0
PV | 0 | 0 | 0 | 0 | 0 | 0
PeakG | 1.2 | 4.21 | 13.86 | 12.74 | 56.9 | 18.58
PeakO | 0 | 0 | 0 | 0 | 0 | 0
ST | 0 | 0 | 0 | 0 | 0 | 0
STOG | 14.34 | 24.62 | 25.82 | 14.04 | 55.53 | 39.57
STWD | 0 | 0 | 0 | 0 | 0 | 0
WT | 0 | 0 | 0 | 0 | 0 | 0
IGCC | 0 | 0 | 0 | 0 | 0 | 0
DemandResponse | 0 | 0 | 0 | 0 | 0 | 0
IGCC-CCS | 0 | 0 | 0 | 0 | 0 | 0
WT_off | 0 | 0 | 0 | 0 | 0 | 0
PseudoUnit | 0 | 0 | 0 | 0 | 0 | 0
FixedInterchange | 0 | 0 | 0 | 0 | 0 | 0
Fuel Cost by Reporting Type: PJM_ROM
ReportingType | 2015 | 2020 | 2025 | 2030 | 2035 | 2040
BM | 11.41 | 22.08 | 22.08 | 984.32 | 1245.12 | 1245.12
CC | 583.1 | 763.03 | 629.3 | 481.11 | 980.76 | 4326.07
CSP | 0 | 0 | 0 | 0 | 0 | 0
CT | 0.01 | 0.03 | 0.09 | 0.03 | 0.37 | 0.11
Coal | 1141.93 | 958.53 | 955.72 | 838.34 | 1101.92 | 1134.82
Geo | 0 | 0 | 0 | 0 | 0 | 0
H | 0 | 0 | 0 | 0 | 0 | 0
LFG | 0.02 | 0.36 | 0.36 | 0.36 | 0.36 | 0.36
Nuc | 337.6 | 344.49 | 366.02 | 373.17 | 244.83 | 178.21
PS | 0 | 0 | 0 | 0 | 0 | 0
PV | 0 | 0 | 0 | 0 | 0 | 0
PeakG | 0 | 2.69 | 0.81 | 0 | 18.65 | 10.49
PeakO | 0 | 0 | 0 | 0 | 0 | 0
ST | 0 | 0 | 0 | 0 | 0 | 0
STOG | 35.46 | 69.51 | 72.94 | 45.71 | 114.15 | 107.93
STWD | 35.1 | 35.1 | 35.1 | 35.1 | 35.1 | 35.1
WT | 0 | 0 | 0 | 0 | 0 | 0
IGCC | 0 | 0 | 0 | 0 | 0 | 0
DemandResponse | 0 | 0 | 0 | 0 | 0 | 0
IGCC-CCS | 0 | 0 | 0 | 0 | 0 | 0
WT_off | 0 | 0 | 0 | 0 | 0 | 0
PseudoUnit | 0 | 0 | 0 | 0 | 0 | 0
FixedInterchange | 0 | 0 | 0 | 0 | 0 | 0
Fuel Cost by Reporting Type: PJM_ROR
ReportingType | 2015 | 2020 | 2025 | 2030 | 2035 | 2040
BM | 191.32 | 243.96 | 243.96 | 792.97 | 1320.91 | 1780.63
CC | 2015.33 | 2103.44 | 1620.27 | 1035.51 | 1878.54 | 1860.48
CSP | 0 | 0 | 0 | 0 | 0 | 0
CT | 0.27 | 0.29 | 0.31 | 0.05 | 49.8 | 112.65
Coal | 7700.76 | 5639.98 | 5683.63 | 5884.82 | 6128.21 | 6476.51
Geo | 0 | 0 | 0 | 0 | 0 | 0
H | 0 | 0 | 0 | 0 | 0 | 0
LFG | 0.07 | 0.73 | 0.73 | 0.73 | 0.73 | 0.73
Nuc | 1319.64 | 1346.55 | 1430.71 | 1395.54 | 1084.35 | 728.88
PS | 0 | 0 | 0 | 0 | 0 | 0
PV | 0 | 0 | 0 | 0 | 0 | 0
PeakG | 60.77 | 71.36 | 56.88 | 30.9 | 72.53 | 85.71
PeakO | 0 | 0 | 0 | 0 | 0 | 0
ST | 0 | 0 | 0 | 0 | 0 | 0
STOG | 36.69 | 41.2 | 41.94 | 44.75 | 50.55 | 57.37
STWD | 103.87 | 103.87 | 103.87 | 103.87 | 103.87 | 103.87
WT | 0 | 0 | 0 | 0 | 0 | 0
IGCC | 0 | 0 | 0 | 0 | 0 | 0
DemandResponse | 0 | 0 | 0 | 0 | 0 | 0
IGCC-CCS | 0 | 0 | 0 | 0 | 0 | 0
WT_off | 0 | 0 | 0 | 0 | 0 | 0
PseudoUnit | 0 | 0 | 0 | 0 | 0 | 0
FixedInterchange | 0 | 0 | 0 | 0 | 0 | 0
Fuel Cost by Reporting Type: SOCO
ReportingType | 2015 | 2020 | 2025 | 2030 | 2035 | 2040
BM | 34.85 | 835.01 | 3795.83 | 4153.77 | 4153.77 | 4153.77
CC | 4244.24 | 4268.81 | 3382.01 | 3005.71 | 3264.1 | 3717.1
CSP | 0 | 0 | 0 | 0 | 0 | 0
CT | 0 | 0 | 0 | 0 | 0 | 0
Coal | 2373.76 | 2419.57 | 2599.65 | 2734.46 | 3011.16 | 4351.4
Geo | 0 | 0 | 0 | 0 | 0 | 0
H | 0 | 0 | 0 | 0 | 0 | 0
LFG | 0 | 0.14 | 0.14 | 0.14 | 0.14 | 0.14
Nuc | 396.64 | 551.11 | 585.56 | 596.99 | 596.99 | 398.46
PS | 0 | 0 | 0 | 0 | 0 | 0
PV | 0 | 0 | 0 | 0 | 0 | 0
PeakG | 36.69 | 61.28 | 46.91 | 28.56 | 60.5 | 74.54
PeakO | 0 | 0 | 0 | 0 | 0 | 0
ST | 0 | 0 | 0 | 0 | 0 | 0
STOG | 0 | 0 | 0 | 0 | 0 | 0
STWD | 392.54 | 392.54 | 392.54 | 392.54 | 392.54 | 392.54
WT | 0 | 0 | 0 | 0 | 0 | 0
IGCC | 0 | 0 | 0 | 0 | 0 | 0
DemandResponse | 0 | 0 | 0 | 0 | 0 | 0
IGCC-CCS | 0 | 0 | 0 | 0 | 0 | 0
WT_off | 0 | 0 | 0 | 0 | 0 | 0
PseudoUnit | 0 | 0 | 0 | 0 | 0 | 0
FixedInterchange | 0 | 0 | 0 | 0 | 0 | 0
Fuel Cost by Reporting Type: SPP_N
ReportingType | 2015 | 2020 | 2025 | 2030 | 2035 | 2040
BM | 0 | 0 | 0 | 0 | 0 | 0
CC | 242.78 | 126.89 | 75.6 | 53.44 | 82.85 | 82.37
CSP | 0 | 0 | 0 | 0 | 0 | 0
CT | 0 | 1.59 | 1.7 | 1.73 | 81.57 | 74.42
Coal | 1116.28 | 962.16 | 921.77 | 916.89 | 975.97 | 1162.43
Geo | 0 | 0 | 0 | 0 | 0 | 0
H | 0 | 0 | 0 | 0 | 0 | 0
LFG | 0 | 0 | 0 | 0.12 | 0.12 | 0.12
Nuc | 74.76 | 76.29 | 81.06 | 82.64 | 82.64 | 82.64
PS | 0 | 0 | 0 | 0 | 0 | 0
PV | 0 | 0 | 0 | 0 | 0 | 0
PeakG | 0 | 5.26 | 7.09 | 0.48 | 0 | 0
PeakO | 0 | 0 | 0 | 0 | 0 | 0
ST | 0 | 0 | 0 | 0 | 0 | 0
STOG | 17.43 | 37.57 | 40.14 | 37 | 48.08 | 54.45
STWD | 0 | 0 | 0 | 0 | 0 | 0
WT | 0 | 0 | 0 | 0 | 0 | 0
IGCC | 0 | 0 | 0 | 0 | 0 | 0
DemandResponse | 0 | 0 | 0 | 0 | 0 | 0
IGCC-CCS | 0 | 0 | 0 | 0 | 0 | 0
WT_off | 0 | 0 | 0 | 0 | 0 | 0
PseudoUnit | 0 | 0 | 0 | 0 | 0 | 0
FixedInterchange | 0 | 0 | 0 | 0 | 0 | 0
Fuel Cost by Reporting Type: SPP_S
ReportingType | 2015 | 2020 | 2025 | 2030 | 2035 | 2040
BM | 0 | 0 | 0 | 0 | 0 | 0
CC | 1599.68 | 1434.39 | 879.33 | 523.42 | 918.13 | 881.4
CSP | 0 | 0 | 0 | 0 | 0 | 0
CT | 0 | 0 | 0 | 0 | 0 | 0
Coal | 1936.28 | 1645.15 | 1579.34 | 1451.3 | 1803.97 | 1923.17
Geo | 0 | 0 | 0 | 0 | 0 | 0
H | 0 | 0 | 0 | 0 | 0 | 0
LFG | 0 | 0 | 0 | 0.12 | 0.12 | 0.12
Nuc | 0 | 0 | 0 | 0 | 0 | 0
PS | 0 | 0 | 0 | 0 | 0 | 0
PV | 0 | 0 | 0 | 0 | 0 | 0
PeakG | 0 | 0 | 0 | 0 | 0 | 0
PeakO | 0 | 0 | 0 | 0 | 0 | 0
ST | 0 | 0 | 0 | 0 | 0 | 0
STOG | 138.4 | 111.99 | 92.87 | 50.6 | 135.34 | 140.87
STWD | 50.06 | 4.73 | 2.8 | 2.57 | 4.66 | 4.66
WT | 0 | 0 | 0 | 0 | 0 | 0
IGCC | 0 | 0 | 0 | 0 | 0 | 0
DemandResponse | 0 | 0 | 0 | 0 | 0 | 0
IGCC-CCS | 0 | 0 | 0 | 0 | 0 | 0
WT_off | 0 | 0 | 0 | 0 | 0 | 0
PseudoUnit | 0 | 0 | 0 | 0 | 0 | 0
FixedInterchange | 0 | 0 | 0 | 0 | 0 | 0
Fuel Cost by Reporting Type: TVA
ReportingType | 2015 | 2020 | 2025 | 2030 | 2035 | 2040
BM | 0 | 2028.31 | 2229.29 | 4156.54 | 4538.62 | 4538.62
CC | 664.88 | 351.39 | 405.42 | 212.91 | 382.19 | 532.27
CSP | 0 | 0 | 0 | 0 | 0 | 0
CT | 0 | 0 | 0 | 0 | 0 | 10.24
Coal | 1990.3 | 1485.84 | 1480.7 | 1447.32 | 1593.26 | 1717.73
Geo | 0 | 0 | 0 | 0 | 0 | 0
H | 0 | 0 | 0 | 0 | 0 | 0
LFG | 0 | 0.14 | 0.14 | 0.14 | 0.14 | 0.14
Nuc | 542.87 | 553.94 | 588.56 | 600.05 | 420.73 | 329.46
PS | 0 | 0 | 0 | 0 | 0 | 0
PV | 0 | 0 | 0 | 0 | 0 | 0
PeakG | 0 | 0 | 0 | 0 | 1.65 | 0
PeakO | 0 | 0 | 0 | 0 | 0 | 0
ST | 0 | 0 | 0 | 0 | 0 | 0
STOG | 0 | 0 | 0 | 0 | 0 | 0
STWD | 2.75 | 2.75 | 2.75 | 2.75 | 2.75 | 2.75
WT | 0 | 0 | 0 | 0 | 0 | 0
IGCC | 0 | 0 | 0 | 0 | 0 | 0
DemandResponse | 0 | 0 | 0 | 0 | 0 | 0
IGCC-CCS | 0 | 0 | 0 | 0 | 0 | 0
WT_off | 0 | 0 | 0 | 0 | 0 | 0
PseudoUnit | 0 | 0 | 0 | 0 | 0 | 0
FixedInterchange | 0 | 0 | 0 | 0 | 0 | 0
Fuel Cost by Reporting Type: TVA_Transmission
ReportingType | 2015 | 2020 | 2025 | 2030 | 2035 | 2040
BM | 0 | 0 | 0 | 0 | 0 | 0
CC | 0 | 0 | 0 | 0 | 0 | 0
CSP | 0 | 0 | 0 | 0 | 0 | 0
CT | 0 | 0 | 0 | 0 | 0 | 0
Coal | 0 | 0 | 0 | 0 | 0 | 0
Geo | 0 | 0 | 0 | 0 | 0 | 0
H | 0 | 0 | 0 | 0 | 0 | 0
LFG | 0 | 0 | 0 | 0 | 0 | 0
Nuc | 0 | 0 | 0 | 0 | 0 | 0
PS | 0 | 0 | 0 | 0 | 0 | 0
PV | 0 | 0 | 0 | 0 | 0 | 0
PeakG | 0 | 0 | 0 | 0 | 0 | 0
PeakO | 0 | 0 | 0 | 0 | 0 | 0
ST | 0 | 0 | 0 | 0 | 0 | 0
STOG | 0 | 0 | 0 | 0 | 0 | 0
STWD | 0 | 0 | 0 | 0 | 0 | 0
WT | 0 | 0 | 0 | 0 | 0 | 0
IGCC | 0 | 0 | 0 | 0 | 0 | 0
DemandResponse | 0 | 0 | 0 | 0 | 0 | 0
IGCC-CCS | 0 | 0 | 0 | 0 | 0 | 0
WT_off | 0 | 0 | 0 | 0 | 0 | 0
PseudoUnit | 0 | 0 | 0 | 0 | 0 | 0
FixedInterchange | 0 | 0 | 0 | 0 | 0 | 0
Fuel Cost by Reporting Type: VACAR
ReportingType | 2015 | 2020 | 2025 | 2030 | 2035 | 2040
BM | 0.58 | 4426.92 | 4426.92 | 4426.92 | 4426.92 | 4426.92
CC | 1267.37 | 979.89 | 660 | 235.18 | 420.32 | 746.26
CSP | 0 | 0 | 0 | 0 | 0 | 0
CT | 23.33 | 26.39 | 19.16 | 4.61 | 25.09 | 48.57
Coal | 2960.19 | 1973.26 | 1648.22 | 889.05 | 1738.18 | 2261.47
Geo | 0 | 0 | 0 | 0 | 0 | 0
H | 0 | 0 | 0 | 0 | 0 | 0
LFG | 0 | 0.14 | 0.14 | 0.14 | 0.14 | 0.14
Nuc | 730.67 | 900.6 | 956.89 | 975.58 | 746.08 | 614.79
PS | 0 | 0 | 0 | 0 | 0 | 0
PV | 0 | 0 | 0 | 0 | 0 | 0
PeakG | 7.44 | 12.68 | 13.04 | 2.15 | 11.83 | 16.14
PeakO | 0 | 0 | 0 | 0 | 0 | 0
ST | 0 | 0 | 0 | 0 | 0 | 0
STOG | 0 | 0 | 0 | 0 | 0 | 0
STWD | 159.73 | 159.73 | 159.73 | 159.73 | 159.73 | 159.73
WT | 0 | 0 | 0 | 0 | 0 | 0
IGCC | 0 | 0 | 0 | 0 | 0 | 0
DemandResponse | 0 | 0 | 0 | 0 | 0 | 0
IGCC-CCS | 0 | 0 | 0 | 0 | 0 | 0
WT_off | 0 | 0 | 0 | 0 | 0 | 0
PseudoUnit | 0 | 0 | 0 | 0 | 0 | 0
FixedInterchange | 0 | 0 | 0 | 0 | 0 | 0
Fuel Cost by Reporting Type: IESO
ReportingType | 2015 | 2020 | 2025 | 2030 | 2035 | 2040
BM | 0 | 0 | 0 | 0 | 0 | 0
CC | 43.76 | 28.88 | 60.03 | 40.48 | 328.71 | 1026.98
CSP | 0 | 0 | 0 | 0 | 0 | 0
CT | 0 | 0 | 0 | 0 | 0.55 | 4.16
Coal | 0 | 0 | 0 | 0 | 0 | 0
Geo | 0 | 0 | 0 | 0 | 0 | 0
H | 0 | 0 | 0 | 0 | 0 | 0
LFG | 0.02 | 0.02 | 0.02 | 0.02 | 0.02 | 0.02
Nuc | 854.23 | 871.65 | 926.13 | 944.22 | 869.51 | 757.81
PS | 0 | 0 | 0 | 0 | 0 | 0
PV | 0 | 0 | 0 | 0 | 0 | 0
PeakG | 0 | 0 | 0 | 0 | 0 | 0.34
PeakO | 0 | 0 | 0 | 0 | 0 | 0
ST | 0 | 0 | 0 | 0 | 0 | 0
STOG | 0 | 0 | 0 | 0 | 0 | 0
STWD | 0 | 0 | 0 | 0 | 0 | 0
WT | 0 | 0 | 0 | 0 | 0 | 0
IGCC | 0 | 0 | 0 | 0 | 0 | 0
DemandResponse | 0 | 0 | 0 | 0 | 0 | 0
IGCC-CCS | 0 | 0 | 0 | 0 | 0 | 0
WT_off | 0 | 0 | 0 | 0 | 0 | 0
PseudoUnit | 0 | 0 | 0 | 0 | 0 | 0
FixedInterchange | 0 | 0 | 0 | 0 | 0 | 0
Fuel Cost by Reporting Type: MAPP_CA
ReportingType | 2015 | 2020 | 2025 | 2030 | 2035 | 2040
BM | 0 | 0 | 0 | 0 | 0 | 0
CC | 123.79 | 141.73 | 23.78 | 0 | 0 | 2.89
CSP | 0 | 0 | 0 | 0 | 0 | 0
CT | 0 | 0 | 0 | 0 | 0 | 0
Coal | 26.28 | 51.62 | 0 | 0 | 0 | 0
Geo | 0 | 0 | 0 | 0 | 0 | 0
H | 0 | 0 | 0 | 0 | 0 | 0
LFG | 0 | 0 | 0 | 0 | 0 | 0
Nuc | 0 | 0 | 0 | 0 | 0 | 0
PS | 0 | 0 | 0 | 0 | 0 | 0
PV | 0 | 0 | 0 | 0 | 0 | 0
PeakG | 0 | 0 | 0 | 0 | 0 | 0
PeakO | 0 | 0 | 0 | 0 | 0 | 0
ST | 0 | 0 | 0 | 0 | 0 | 0
STOG | 0 | 0 | 0 | 0 | 0 | 0
STWD | 0 | 0 | 0 | 0 | 0 | 0
WT | 0 | 0 | 0 | 0 | 0 | 0
IGCC | 0 | 0 | 0 | 0 | 0 | 0
DemandResponse | 0 | 0 | 0 | 0 | 0 | 0
IGCC-CCS | 0 | 0 | 0 | 0 | 0 | 0
WT_off | 0 | 0 | 0 | 0 | 0 | 0
PseudoUnit | 0 | 0 | 0 | 0 | 0 | 0
FixedInterchange | 0 | 0 | 0 | 0 | 0 | 0
Fuel Cost by Reporting Type: AZ_NM_SNV_Coal
ReportingType | 2015 | 2020 | 2025 | 2030 | 2035 | 2040
BM | 0 | 0 | 0 | 0 | 0 | 0
CC | 0 | 0 | 0 | 0 | 0 | 0
CSP | 0 | 0 | 0 | 0 | 0 | 0
CT | 0 | 0 | 0 | 0 | 0 | 0
Coal | 1360.36 | 1320.25 | 1320.25 | 1320.25 | 1447.1 | 3046.49
Geo | 0 | 0 | 0 | 0 | 0 | 0
H | 0 | 0 | 0 | 0 | 0 | 0
LFG | 0 | 0 | 0 | 0 | 0 | 0
Nuc | 0 | 0 | 0 | 0 | 0 | 0
PS | 0 | 0 | 0 | 0 | 0 | 0
PV | 0 | 0 | 0 | 0 | 0 | 0
PeakG | 0 | 0 | 0 | 0 | 0 | 0
PeakO | 0 | 0 | 0 | 0 | 0 | 0
ST | 0 | 0 | 0 | 0 | 0 | 0
STOG | 0 | 0 | 0 | 0 | 0 | 0
STWD | 0 | 0 | 0 | 0 | 0 | 0
WT | 0 | 0 | 0 | 0 | 0 | 0
IGCC | 0 | 0 | 0 | 0 | 0 | 0
DemandResponse | 0 | 0 | 0 | 0 | 0 | 0
IGCC-CCS | 0 | 0 | 0 | 0 | 0 | 0
WT_off | 0 | 0 | 0 | 0 | 0 | 0
PseudoUnit | 0 | 0 | 0 | 0 | 0 | 0
FixedInterchange | 0 | 0 | 0 | 0 | 0 | 0
Fuel Cost by Reporting Type: AZ_NM_SNV_Gas
ReportingType | 2015 | 2020 | 2025 | 2030 | 2035 | 2040
BM | 0 | 0 | 0 | 0 | 0 | 0
CC | 3703.81 | 4957.64 | 5273.1 | 6834.3 | 8289.64 | 8676.79
CSP | 0 | 0 | 0 | 0 | 0 | 0
CT | 0 | 0 | 8.81 | 9.42 | 0 | 0
Coal | 0 | 0 | 0 | 0 | 0 | 0
Geo | 0 | 0 | 0 | 0 | 0 | 0
H | 0 | 0 | 0 | 0 | 0 | 0
LFG | 0 | 0 | 0 | 0 | 0 | 0
Nuc | 0 | 0 | 0 | 0 | 0 | 0
PS | 0 | 0 | 0 | 0 | 0 | 0
PV | 0 | 0 | 0 | 0 | 0 | 0
PeakG | 0 | 0 | 11.8 | 22.98 | 29.22 | 0
PeakO | 0 | 0 | 0 | 0 | 0 | 0
ST | 0 | 0 | 0 | 0 | 0 | 0
STOG | 0 | 0 | 0 | 0 | 0 | 0
STWD | 0 | 0 | 0 | 0 | 0 | 0
WT | 0 | 0 | 0 | 0 | 0 | 0
IGCC | 0 | 0 | 0 | 0 | 0 | 0
DemandResponse | 0 | 0 | 0 | 0 | 0 | 0
IGCC-CCS | 0 | 0 | 0 | 0 | 0 | 0
WT_off | 0 | 0 | 0 | 0 | 0 | 0
PseudoUnit | 0 | 0 | 0 | 0 | 0 | 0
FixedInterchange | 0 | 0 | 0 | 0 | 0 | 0
Fuel Cost by Reporting Type: AZ_NM_SNV_NucRenew
ReportingType | 2015 | 2020 | 2025 | 2030 | 2035 | 2040
BM | 0 | 0 | 0 | 0 | 0 | 0
CC | 0 | 0 | 0 | 0 | 0 | 0
CSP | 0 | 0 | 0 | 0 | 0 | 0
CT | 0 | 0 | 0 | 0 | 0 | 0
Coal | 0 | 0 | 0 | 0 | 0 | 0
Geo | 0 | 0 | 0 | 0 | 0 | 0
H | 0 | 0 | 0 | 0 | 0 | 0
LFG | 0 | 0 | 0.08 | 0.08 | 0.08 | 0.08
Nuc | 254.91 | 260.1 | 276.36 | 281.76 | 281.76 | 281.76
PS | 0 | 0 | 0 | 0 | 0 | 0
PV | 0 | 0 | 0 | 0 | 0 | 0
PeakG | 0 | 0 | 0 | 0 | 0 | 0
PeakO | 0 | 0 | 0 | 0 | 0 | 0
ST | 0 | 0 | 0 | 0 | 0 | 0
STOG | 0 | 0 | 0 | 0 | 0 | 0
STWD | 11.54 | 11.54 | 11.54 | 11.54 | 11.54 | 11.54
WT | 0 | 0 | 0 | 0 | 0 | 0
IGCC | 0 | 0 | 0 | 0 | 0 | 0
DemandResponse | 0 | 0 | 0 | 0 | 0 | 0
IGCC-CCS | 0 | 0 | 0 | 0 | 0 | 0
WT_off | 0 | 0 | 0 | 0 | 0 | 0
PseudoUnit | 0 | 0 | 0 | 0 | 0 | 0
FixedInterchange | 0 | 0 | 0 | 0 | 0 | 0
Fuel Cost by Reporting Type: ERCOT
ReportingType | 2015 | 2020 | 2025 | 2030 | 2035 | 2040
BM | 0 | 13.08 | 8.34 | 1169.65 | 1210.29 | 1284.03
CC | 5024.32 | 4859.52 | 4225.5 | 3701.2 | 4368.03 | 5410.57
CSP | 0 | 0 | 0 | 0 | 0 | 0
CT | 0 | 0 | 0 | 0 | 0 | 0
Coal | 2982.08 | 3178.56 | 3432.33 | 3433.52 | 3512.75 | 4112.01
Geo | 0 | 0 | 0 | 0 | 0 | 0
H | 0 | 0 | 0 | 0 | 0 | 0
LFG | 0 | 0 | 0.45 | 0.45 | 0.45 | 0.45
Nuc | 339.13 | 346.04 | 367.67 | 374.85 | 374.85 | 374.85
PS | 0 | 0 | 0 | 0 | 0 | 0
PV | 0 | 0 | 0 | 0 | 0 | 0
PeakG | 0 | 0 | 0 | 0 | 0 | 0
PeakO | 0 | 0 | 0 | 0 | 0 | 0
ST | 0 | 0 | 0 | 0 | 0 | 0
STOG | 261.36 | 299.07 | 320.38 | 293.74 | 324.51 | 330.99
STWD | 0 | 0 | 0 | 0 | 0 | 0
WT | 0 | 0 | 0 | 0 | 0 | 0
IGCC | 0 | 0 | 0 | 0 | 0 | 0
DemandResponse | 0 | 0 | 0 | 0 | 0 | 0
IGCC-CCS | 0 | 0 | 0 | 0 | 0 | 0
WT_off | 0 | 0 | 0 | 0 | 0 | 0
PseudoUnit | 0 | 0 | 0 | 0 | 0 | 0
FixedInterchange | 0 | 0 | 0 | 0 | 0 | 0
Fuel Cost by Reporting Type: NP15
ReportingType | 2015 | 2020 | 2025 | 2030 | 2035 | 2040
BM | 0 | 0 | 0 | 0 | 0 | 0
CC | 1313.84 | 1556.88 | 1231.34 | 1027.01 | 614.48 | 304.13
CSP | 0 | 0 | 0 | 0 | 0 | 0
CT | 0 | 0 | 0 | 0 | 0 | 0
Coal | 1.66 | 0 | 0 | 0 | 0 | 0
Geo | 0 | 0 | 0 | 0 | 0 | 0
H | 0 | 0 | 0 | 0 | 0 | 0
LFG | 0 | 0 | 0.72 | 0.72 | 0.72 | 0.72
Nuc | 150.62 | 153.69 | 163.3 | 166.49 | 166.49 | 166.49
PS | 0 | 0 | 0 | 0 | 0 | 0
PV | 0 | 0 | 0 | 0 | 0 | 0
PeakG | 0 | 0 | 0 | 0 | 0 | 1.02
PeakO | 0 | 0 | 0 | 0 | 0 | 0
ST | 0 | 0 | 0 | 0 | 0 | 0
STOG | 6.55 | 11.56 | 4.36 | 9.03 | 6.22 | 12.7
STWD | 244.45 | 244.45 | 244.45 | 244.45 | 244.45 | 244.45
WT | 0 | 0 | 0 | 0 | 0 | 0
IGCC | 0 | 0 | 0 | 0 | 0 | 0
DemandResponse | 0 | 0 | 0 | 0 | 0 | 0
IGCC-CCS | 0 | 0 | 0 | 0 | 0 | 0
WT_off | 0 | 0 | 0 | 0 | 0 | 0
PseudoUnit | 0 | 0 | 0 | 0 | 0 | 0
FixedInterchange | 0 | 0 | 0 | 0 | 0 | 0
Fuel Cost by Reporting Type: NWPP_Coal
ReportingType | 2015 | 2020 | 2025 | 2030 | 2035 | 2040
BM | 0 | 0 | 0 | 0 | 0 | 0
CC | 0 | 0 | 0 | 0 | 0 | 0
CSP | 0 | 0 | 0 | 0 | 0 | 0
CT | 0 | 0 | 0 | 0 | 0 | 0
Coal | 1521.49 | 1345.17 | 1365.92 | 1390.53 | 1439.8 | 1880.64
Geo | 0 | 0 | 0 | 0 | 0 | 0
H | 0 | 0 | 0 | 0 | 0 | 0
LFG | 0 | 0 | 0 | 0 | 0 | 0
Nuc | 0 | 0 | 0 | 0 | 0 | 0
PS | 0 | 0 | 0 | 0 | 0 | 0
PV | 0 | 0 | 0 | 0 | 0 | 0
PeakG | 0 | 0 | 0 | 0 | 0 | 0
PeakO | 0 | 0 | 0 | 0 | 0 | 0
ST | 0 | 0 | 0 | 0 | 0 | 0
STOG | 0 | 0 | 0 | 0 | 0 | 0
STWD | 0 | 0 | 0 | 0 | 0 | 0
WT | 0 | 0 | 0 | 0 | 0 | 0
IGCC | 0 | 0 | 0 | 0 | 0 | 0
DemandResponse | 0 | 0 | 0 | 0 | 0 | 0
IGCC-CCS | 0 | 0 | 0 | 0 | 0 | 0
WT_off | 0 | 0 | 0 | 0 | 0 | 0
PseudoUnit | 0 | 0 | 0 | 0 | 0 | 0
FixedInterchange | 0 | 0 | 0 | 0 | 0 | 0
Fuel Cost by Reporting Type: NWPP_Gas
ReportingType | 2015 | 2020 | 2025 | 2030 | 2035 | 2040
BM | 0 | 0 | 0 | 0 | 0 | 0
CC | 1730.69 | 1944.62 | 2091.2 | 3168.67 | 5315.37 | 6328.23
CSP | 0 | 0 | 0 | 0 | 0 | 0
CT | 0 | 0 | 0 | 0 | 0 | 0
Coal | 0 | 0 | 0 | 0 | 0 | 78.76
Geo | 0 | 0 | 0 | 0 | 0 | 0
H | 0 | 0 | 0 | 0 | 0 | 0
LFG | 0 | 0 | 0 | 0 | 0 | 0
Nuc | 0 | 0 | 0 | 0 | 0 | 0
PS | 0 | 0 | 0 | 0 | 0 | 0
PV | 0 | 0 | 0 | 0 | 0 | 0
PeakG | 0 | 0 | 0 | 0 | 0 | 0
PeakO | 0 | 0 | 0 | 0 | 0 | 0
ST | 0 | 0 | 0 | 0 | 0 | 0
STOG | 0 | 0 | 0 | 0 | 0 | 0
STWD | 0 | 0 | 0 | 0 | 0 | 0
WT | 0 | 0 | 0 | 0 | 0 | 0
IGCC | 0 | 0 | 0 | 0 | 0 | 0
DemandResponse | 0 | 0 | 0 | 0 | 0 | 0
IGCC-CCS | 0 | 0 | 0 | 0 | 0 | 0
WT_off | 0 | 0 | 0 | 0 | 0 | 0
PseudoUnit | 0 | 0 | 0 | 0 | 0 | 0
FixedInterchange | 0 | 0 | 0 | 0 | 0 | 0
Fuel Cost by Reporting Type: NWPP_NucRenew
ReportingType | 2015 | 2020 | 2025 | 2030 | 2035 | 2040
BM | 0 | 0 | 0 | 0 | 0 | 0.06
CC | 0 | 0 | 0 | 0 | 0 | 0
CSP | 0 | 0 | 0 | 0 | 0 | 0
CT | 0 | 0 | 0 | 0 | 0 | 0
Coal | 0 | 0 | 0 | 0 | 0 | 0
Geo | 0 | 0 | 0 | 0 | 0 | 0
H | 0 | 0 | 0 | 0 | 0 | 0
LFG | 0.03 | 0.03 | 0.3 | 0.34 | 0.34 | 0.34
Nuc | 71.13 | 72.58 | 77.12 | 78.63 | 78.63 | 78.63
PS | 0 | 0 | 0 | 0 | 0 | 0
PV | 0 | 0 | 0 | 0 | 0 | 0
PeakG | 0 | 0 | 0 | 0 | 0 | 0
PeakO | 0 | 0 | 0 | 0 | 0 | 0
ST | 0 | 0 | 0 | 0 | 0 | 0
STOG | 0 | 0 | 0 | 0 | 0 | 0
STWD | 0 | 6.29 | 90.42 | 203.71 | 203.71 | 203.65
WT | 0 | 0 | 0 | 0 | 0 | 0
IGCC | 0 | 0 | 0 | 0 | 0 | 0
DemandResponse | 0 | 0 | 0 | 0 | 0 | 0
IGCC-CCS | 0 | 0 | 0 | 0 | 0 | 0
WT_off | 0 | 0 | 0 | 0 | 0 | 0
PseudoUnit | 0 | 0 | 0 | 0 | 0 | 0
FixedInterchange | 0 | 0 | 0 | 0 | 0 | 0
Fuel Cost by Reporting Type: RMPA
ReportingType | 2015 | 2020 | 2025 | 2030 | 2035 | 2040
BM | 0 | 0 | 0 | 0 | 0 | 0
CC | 193.41 | 414.96 | 152.12 | 153.04 | 150.43 | 167.51
CSP | 0 | 0 | 0 | 0 | 0 | 0
CT | 0 | 0 | 0 | 0 | 0 | 0
Coal | 722.39 | 625.07 | 599.17 | 599.17 | 776 | 1047.93
Geo | 0 | 0 | 0 | 0 | 0 | 0
H | 0 | 0 | 0 | 0 | 0 | 0
LFG | 0 | 0 | 0 | 0.04 | 0.04 | 0.04
Nuc | 0 | 0 | 0 | 0 | 0 | 0
PS | 0 | 0 | 0 | 0 | 0 | 0
PV | 0 | 0 | 0 | 0 | 0 | 0
PeakG | 0.21 | 1.44 | 0.27 | 5.52 | 0.77 | 2.33
PeakO | 0 | 0 | 0 | 0 | 0 | 0
ST | 0 | 0 | 0 | 0 | 0 | 0
STOG | 0 | 0 | 0 | 0 | 0 | 0
STWD | 0 | 0 | 0 | 0 | 0 | 0
WT | 0 | 0 | 0 | 0 | 0 | 0
IGCC | 0 | 0 | 0 | 0 | 0 | 0
DemandResponse | 0 | 0 | 0 | 0 | 0 | 0
IGCC-CCS | 0 | 0 | 0 | 0 | 0 | 0
WT_off | 0 | 0 | 0 | 0 | 0 | 0
PseudoUnit | 0 | 0 | 0 | 0 | 0 | 0
FixedInterchange | 0 | 0 | 0 | 0 | 0 | 0
Fuel Cost by Reporting Type: SP15
ReportingType | 2015 | 2020 | 2025 | 2030 | 2035 | 2040
BM | 3.8 | 3.8 | 3.8 | 3.8 | 2.33 | 2.33
CC | 881.41 | 981.72 | 931.63 | 874.74 | 885.44 | 553.12
CSP | 0 | 0 | 0 | 0 | 0 | 0
CT | 0 | 0 | 0 | 0 | 0 | 0
Coal | 5.6 | 3.9 | 3.9 | 2.39 | 0 | 0
Geo | 0 | 0 | 0 | 0 | 0 | 0
H | 0 | 0 | 0 | 0 | 0 | 0
LFG | 0.01 | 0.68 | 0.72 | 0.72 | 0.72 | 0.72
Nuc | 139.02 | 141.86 | 150.73 | 153.67 | 153.67 | 153.67
PS | 0 | 0 | 0 | 0 | 0 | 0
PV | 0 | 0 | 0 | 0 | 0 | 0
PeakG | 0 | 0 | 0 | 0 | 0.34 | 0
PeakO | 0 | 0 | 0 | 0 | 0 | 0
ST | 0 | 0 | 0 | 0 | 0 | 0
STOG | 11.66 | 18.59 | 16.38 | 26.68 | 60.81 | 52.56
STWD | 62.63 | 62.63 | 62.63 | 62.63 | 62.63 | 62.63
WT | 0 | 0 | 0 | 0 | 0 | 0
IGCC | 0 | 0 | 0 | 0 | 0 | 0
DemandResponse | 0 | 0 | 0 | 0 | 0 | 0
IGCC-CCS | 0 | 0 | 0 | 0 | 0 | 0
WT_off | 0 | 0 | 0 | 0 | 0 | 0
PseudoUnit | 0 | 0 | 0 | 0 | 0 | 0
FixedInterchange | 0 | 0 | 0 | 0 | 0 | 0
Fuel Cost by Reporting Type: ALB
ReportingType | 2015 | 2020 | 2025 | 2030 | 2035 | 2040
BM | 0 | 0 | 0 | 0 | 0 | 0
CC | 673.85 | 916.65 | 1283.74 | 1644.25 | 2143.46 | 2629.73
CSP | 0 | 0 | 0 | 0 | 0 | 0
CT | 0 | 0 | 0 | 0 | 0 | 0
Coal | 284.26 | 217.7 | 217.7 | 217.7 | 312.91 | 352.59
Geo | 0 | 0 | 0 | 0 | 0 | 0
H | 0 | 0 | 0 | 0 | 0 | 0
LFG | 0 | 0 | 0 | 0 | 0 | 0
Nuc | 0 | 0 | 0 | 0 | 0 | 0
PS | 0 | 0 | 0 | 0 | 0 | 0
PV | 0 | 0 | 0 | 0 | 0 | 0
PeakG | 0 | 0 | 0 | 0 | 0 | 0
PeakO | 0 | 0 | 0 | 0 | 0 | 0
ST | 0 | 0 | 0 | 0 | 0 | 0
STOG | 0 | 0 | 0 | 0 | 0 | 0
STWD | 0 | 0 | 0 | 0 | 0 | 0
WT | 0 | 0 | 0 | 0 | 0 | 0
IGCC | 0 | 0 | 0 | 0 | 0 | 0
DemandResponse | 0 | 0 | 0 | 0 | 0 | 0
IGCC-CCS | 0 | 0 | 0 | 0 | 0 | 0
WT_off | 0 | 0 | 0 | 0 | 0 | 0
PseudoUnit | 0 | 0 | 0 | 0 | 0 | 0
FixedInterchange | 0 | 0 | 0 | 0 | 0 | 0
Fuel Cost by Reporting Type: BC
ReportingType | 2015 | 2020 | 2025 | 2030 | 2035 | 2040
BM | 0 | 0 | 0 | 0 | 0 | 0
CC | 334.08 | 433.42 | 643.74 | 948.14 | 1319.37 | 1780.42
CSP | 0 | 0 | 0 | 0 | 0 | 0
CT | 0 | 0 | 0 | 0 | 0 | 0
Coal | 0 | 0 | 0 | 0 | 0 | 0
Geo | 0 | 0 | 0 | 0 | 0 | 0
H | 0 | 0 | 0 | 0 | 0 | 0
LFG | 0 | 0 | 0 | 0 | 0 | 0
Nuc | 0 | 0 | 0 | 0 | 0 | 0
PS | 0 | 0 | 0 | 0 | 0 | 0
PV | 0 | 0 | 0 | 0 | 0 | 0
PeakG | 0 | 0 | 0 | 0 | 0 | 0
PeakO | 0 | 0 | 0 | 0 | 0 | 0
ST | 0 | 0 | 0 | 0 | 0 | 0
STOG | 0 | 0 | 0 | 0 | 0 | 0
STWD | 0 | 0 | 0 | 0 | 0 | 0
WT | 0 | 0 | 0 | 0 | 0 | 0
IGCC | 0 | 0 | 0 | 0 | 0 | 0
DemandResponse | 0 | 0 | 0 | 0 | 0 | 0
IGCC-CCS | 0 | 0 | 0 | 0 | 0 | 0
WT_off | 0 | 0 | 0 | 0 | 0 | 0
PseudoUnit | 0 | 0 | 0 | 0 | 0 | 0
FixedInterchange | 0 | 0 | 0 | 0 | 0 | 0
Fuel Cost by Reporting Type: HQ_IESO
ReportingType | 2015 | 2020 | 2025 | 2030 | 2035 | 2040
BM | 0 | 0 | 0 | 0 | 0 | 0
CC | 0 | 0 | 0 | 0 | 0 | 0
CSP | 0 | 0 | 0 | 0 | 0 | 0
CT | 0 | 0 | 0 | 0 | 0 | 0
Coal | 0 | 0 | 0 | 0 | 0 | 0
Geo | 0 | 0 | 0 | 0 | 0 | 0
H | 0 | 0 | 0 | 0 | 0 | 0
LFG | 0 | 0 | 0 | 0 | 0 | 0
Nuc | 0 | 0 | 0 | 0 | 0 | 0
PS | 0 | 0 | 0 | 0 | 0 | 0
PV | 0 | 0 | 0 | 0 | 0 | 0
PeakG | 0 | 0 | 0 | 0 | 0 | 0
PeakO | 0 | 0 | 0 | 0 | 0 | 0
ST | 0 | 0 | 0 | 0 | 0 | 0
STOG | 0 | 0 | 0 | 0 | 0 | 0
STWD | 0 | 0 | 0 | 0 | 0 | 0
WT | 0 | 0 | 0 | 0 | 0 | 0
IGCC | 0 | 0 | 0 | 0 | 0 | 0
DemandResponse | 0 | 0 | 0 | 0 | 0 | 0
IGCC-CCS | 0 | 0 | 0 | 0 | 0 | 0
WT_off | 0 | 0 | 0 | 0 | 0 | 0
PseudoUnit | 0 | 0 | 0 | 0 | 0 | 0
FixedInterchange | 0 | 0 | 0 | 0 | 0 | 0
Fuel Cost by Reporting Type: HQ_NEISO
ReportingType | 2015 | 2020 | 2025 | 2030 | 2035 | 2040
BM | 0 | 0 | 0 | 0 | 0 | 0
CC | 0 | 0 | 0 | 0 | 0 | 0
CSP | 0 | 0 | 0 | 0 | 0 | 0
CT | 0 | 0 | 0 | 0 | 0 | 0
Coal | 0 | 0 | 0 | 0 | 0 | 0
Geo | 0 | 0 | 0 | 0 | 0 | 0
H | 0 | 0 | 0 | 0 | 0 | 0
LFG | 0 | 0 | 0 | 0 | 0 | 0
Nuc | 0 | 0 | 0 | 0 | 0 | 0
PS | 0 | 0 | 0 | 0 | 0 | 0
PV | 0 | 0 | 0 | 0 | 0 | 0
PeakG | 0 | 0 | 0 | 0 | 0 | 0
PeakO | 0 | 0 | 0 | 0 | 0 | 0
ST | 0 | 0 | 0 | 0 | 0 | 0
STOG | 0 | 0 | 0 | 0 | 0 | 0
STWD | 0 | 0 | 0 | 0 | 0 | 0
WT | 0 | 0 | 0 | 0 | 0 | 0
IGCC | 0 | 0 | 0 | 0 | 0 | 0
DemandResponse | 0 | 0 | 0 | 0 | 0 | 0
IGCC-CCS | 0 | 0 | 0 | 0 | 0 | 0
WT_off | 0 | 0 | 0 | 0 | 0 | 0
PseudoUnit | 0 | 0 | 0 | 0 | 0 | 0
FixedInterchange | 0 | 0 | 0 | 0 | 0 | 0
Fuel Cost by Reporting Type: HQ_NY
ReportingType | 2015 | 2020 | 2025 | 2030 | 2035 | 2040
BM | 0 | 0 | 0 | 0 | 0 | 0
CC | 0 | 0 | 0 | 0 | 0 | 0
CSP | 0 | 0 | 0 | 0 | 0 | 0
CT | 0 | 0 | 0 | 0 | 0 | 0
Coal | 0 | 0 | 0 | 0 | 0 | 0
Geo | 0 | 0 | 0 | 0 | 0 | 0
H | 0 | 0 | 0 | 0 | 0 | 0
LFG | 0 | 0 | 0 | 0 | 0 | 0
Nuc | 0 | 0 | 0 | 0 | 0 | 0
PS | 0 | 0 | 0 | 0 | 0 | 0
PV | 0 | 0 | 0 | 0 | 0 | 0
PeakG | 0 | 0 | 0 | 0 | 0 | 0
PeakO | 0 | 0 | 0 | 0 | 0 | 0
ST | 0 | 0 | 0 | 0 | 0 | 0
STOG | 0 | 0 | 0 | 0 | 0 | 0
STWD | 0 | 0 | 0 | 0 | 0 | 0
WT | 0 | 0 | 0 | 0 | 0 | 0
IGCC | 0 | 0 | 0 | 0 | 0 | 0
DemandResponse | 0 | 0 | 0 | 0 | 0 | 0
IGCC-CCS | 0 | 0 | 0 | 0 | 0 | 0
WT_off | 0 | 0 | 0 | 0 | 0 | 0
PseudoUnit | 0 | 0 | 0 | 0 | 0 | 0
FixedInterchange | 0 | 0 | 0 | 0 | 0 | 0
Fuel Cost by Reporting Type: MARITIMES
ReportingType | 2015 | 2020 | 2025 | 2030 | 2035 | 2040
BM | 0 | 0 | 0 | 0 | 0 | 0
CC | 0 | 0 | 0 | 0 | 0 | 0
CSP | 0 | 0 | 0 | 0 | 0 | 0
CT | 0 | 0 | 0 | 0 | 0 | 0
Coal | 0 | 0 | 0 | 0 | 0 | 0
Geo | 0 | 0 | 0 | 0 | 0 | 0
H | 0 | 0 | 0 | 0 | 0 | 0
LFG | 0 | 0 | 0 | 0 | 0 | 0
Nuc | 0 | 0 | 0 | 0 | 0 | 0
PS | 0 | 0 | 0 | 0 | 0 | 0
PV | 0 | 0 | 0 | 0 | 0 | 0
PeakG | 0 | 0 | 0 | 0 | 0 | 0
PeakO | 0 | 0 | 0 | 0 | 0 | 0
ST | 0 | 0 | 0 | 0 | 0 | 0
STOG | 0 | 0 | 0 | 0 | 0 | 0
STWD | 0 | 0 | 0 | 0 | 0 | 0
WT | 0 | 0 | 0 | 0 | 0 | 0
IGCC | 0 | 0 | 0 | 0 | 0 | 0
DemandResponse | 0 | 0 | 0 | 0 | 0 | 0
IGCC-CCS | 0 | 0 | 0 | 0 | 0 | 0
WT_off | 0 | 0 | 0 | 0 | 0 | 0
PseudoUnit | 0 | 0 | 0 | 0 | 0 | 0
FixedInterchange | 0 | 0 | 0 | 0 | 0 | 0
Fuel Cost by Reporting Type: All
ReportingType | 2015 | 2020 | 2025 | 2030 | 2035 | 2040
BM | 420.78 | 8356.36 | 12062.54 | 17020.31 | 18232.28 | 18768.29
CC | 38237.33 | 42257.86 | 39360.03 | 38929.3 | 55213.8 | 67540.04
CSP | 0 | 0 | 0 | 0 | 0 | 0
CT | 83.56 | 113.15 | 134.13 | 82.09 | 318.15 | 462.84
Coal | 39043.96 | 33495.02 | 33801.8 | 33171.25 | 37256.82 | 44719.33
Geo | 0 | 0 | 0 | 0 | 0 | 0
H | 0 | 0 | 0 | 0 | 0 | 0
LFG | 0.25 | 2.74 | 5.56 | 6.49 | 6.49 | 6.49
Nuc | 7711.69 | 8128.82 | 8636.85 | 8698.16 | 6764.49 | 5326.78
PS | 0 | 0 | 0 | 0 | 0 | 0
PV | 0 | 0 | 0 | 0 | 0 | 0
PeakG | 176.51 | 266.69 | 308.93 | 233.3 | 448.33 | 405.58
PeakO | 0 | 0 | 0 | 0 | 0 | 0
ST | 0 | 0 | 0 | 0 | 0 | 0
STOG | 899.66 | 1038.1 | 1023.73 | 880.93 | 1213.8 | 1296.27
STWD | 1640.79 | 1681.52 | 1571.98 | 1711.72 | 1717.23 | 1755.12
WT | 0 | 0 | 0.01 | 0.01 | 0.01 | 0.01
IGCC | 90.37 | 91.1 | 90.95 | 92.47 | 95.29 | 100.03
DemandResponse | 0 | 0 | 0 | 0 | 0 | 0
IGCC-CCS | 0 | 0 | 0 | 0 | 0 | 0
WT_off | 0 | 0 | 0 | 0 | 0 | 0
PseudoUnit | 0 | 0 | 0 | 0 | 0 | 0
FixedInterchange | 0 | 0 | 0 | 0 | 0 | 0
Fuel Cost by Reporting Type: EI_US
ReportingType | 2015 | 2020 | 2025 | 2030 | 2035 | 2040
BM | 416.98 | 8339.49 | 12050.4 | 15846.86 | 17019.65 | 17481.86
CC | 24214.38 | 26021.83 | 23443.85 | 20537.48 | 31798.88 | 40659.68
CSP | 0 | 0 | 0 | 0 | 0 | 0
CT | 83.56 | 113.15 | 125.32 | 72.67 | 317.6 | 458.68
Coal | 32139.84 | 26752.75 | 26862.53 | 26207.69 | 29768.26 | 34200.92
Geo | 0 | 0 | 0 | 0 | 0 | 0
H | 0 | 0 | 0 | 0 | 0 | 0
LFG | 0.18 | 2.01 | 3.27 | 4.11 | 4.11 | 4.11
Nuc | 5902.64 | 6282.88 | 6675.54 | 6698.54 | 4839.59 | 3513.57
PS | 0 | 0 | 0 | 0 | 0 | 0
PV | 0 | 0 | 0 | 0 | 0 | 0
PeakG | 176.3 | 265.26 | 296.86 | 204.8 | 417.99 | 401.89
PeakO | 0 | 0 | 0 | 0 | 0 | 0
ST | 0 | 0 | 0 | 0 | 0 | 0
STOG | 620.08 | 708.88 | 682.61 | 551.48 | 822.26 | 900.02
STWD | 1322.16 | 1356.61 | 1162.94 | 1189.39 | 1194.91 | 1232.85
WT | 0 | 0 | 0 | 0.01 | 0.01 | 0.01
IGCC | 90.37 | 91.1 | 90.95 | 92.47 | 95.29 | 100.03
DemandResponse | 0 | 0 | 0 | 0 | 0 | 0
IGCC-CCS | 0 | 0 | 0 | 0 | 0 | 0
WT_off | 0 | 0 | 0 | 0 | 0 | 0
PseudoUnit | 0 | 0 | 0 | 0 | 0 | 0
FixedInterchange | 0 | 0 | 0 | 0 | 0 | 0
Fuel Cost by Reporting Type: EI_Canada
ReportingType | 2015 | 2020 | 2025 | 2030 | 2035 | 2040
BM | 0 | 0 | 0 | 0 | 0 | 0
CC | 167.55 | 170.61 | 83.81 | 40.48 | 328.71 | 1029.86
CSP | 0 | 0 | 0 | 0 | 0 | 0
CT | 0 | 0 | 0 | 0 | 0.55 | 4.16
Coal | 26.28 | 51.62 | 0 | 0 | 0 | 0
Geo | 0 | 0 | 0 | 0 | 0 | 0
H | 0 | 0 | 0 | 0 | 0 | 0
LFG | 0.02 | 0.02 | 0.02 | 0.02 | 0.02 | 0.02
Nuc | 854.23 | 871.65 | 926.13 | 944.22 | 869.51 | 757.81
PS | 0 | 0 | 0 | 0 | 0 | 0
PV | 0 | 0 | 0 | 0 | 0 | 0
PeakG | 0 | 0 | 0 | 0 | 0 | 0.34
PeakO | 0 | 0 | 0 | 0 | 0 | 0
ST | 0 | 0 | 0 | 0 | 0 | 0
STOG | 0 | 0 | 0 | 0 | 0 | 0
STWD | 0 | 0 | 0 | 0 | 0 | 0
WT | 0 | 0 | 0 | 0 | 0 | 0
IGCC | 0 | 0 | 0 | 0 | 0 | 0
DemandResponse | 0 | 0 | 0 | 0 | 0 | 0
IGCC-CCS | 0 | 0 | 0 | 0 | 0 | 0
WT_off | 0 | 0 | 0 | 0 | 0 | 0
PseudoUnit | 0 | 0 | 0 | 0 | 0 | 0
FixedInterchange | 0 | 0 | 0 | 0 | 0 | 0
Fuel Cost by Reporting Type: EI
ReportingType | 2015 | 2020 | 2025 | 2030 | 2035 | 2040
BM | 416.98 | 8339.49 | 12050.4 | 15846.86 | 17019.65 | 17481.86
CC | 24381.92 | 26192.44 | 23527.66 | 20577.96 | 32127.59 | 41689.54
CSP | 0 | 0 | 0 | 0 | 0 | 0
CT | 83.56 | 113.15 | 125.32 | 72.67 | 318.15 | 462.84
Coal | 32166.12 | 26804.37 | 26862.53 | 26207.69 | 29768.26 | 34200.92
Geo | 0 | 0 | 0 | 0 | 0 | 0
H | 0 | 0 | 0 | 0 | 0 | 0
LFG | 0.2 | 2.03 | 3.29 | 4.13 | 4.13 | 4.13
Nuc | 6756.88 | 7154.54 | 7601.67 | 7642.76 | 5709.1 | 4271.38
PS | 0 | 0 | 0 | 0 | 0 | 0
PV | 0 | 0 | 0 | 0 | 0 | 0
PeakG | 176.3 | 265.26 | 296.86 | 204.8 | 417.99 | 402.23
PeakO | 0 | 0 | 0 | 0 | 0 | 0
ST | 0 | 0 | 0 | 0 | 0 | 0
STOG | 620.08 | 708.88 | 682.61 | 551.48 | 822.26 | 900.02
STWD | 1322.16 | 1356.61 | 1162.94 | 1189.39 | 1194.91 | 1232.85
WT | 0 | 0 | 0 | 0.01 | 0.01 | 0.01
IGCC | 90.37 | 91.1 | 90.95 | 92.47 | 95.29 | 100.03
DemandResponse | 0 | 0 | 0 | 0 | 0 | 0
IGCC-CCS | 0 | 0 | 0 | 0 | 0 | 0
WT_off | 0 | 0 | 0 | 0 | 0 | 0
PseudoUnit | 0 | 0 | 0 | 0 | 0 | 0
FixedInterchange | 0 | 0 | 0 | 0 | 0 | 0
Fuel Cost by Reporting Type: Outside_EI
ReportingType | 2015 | 2020 | 2025 | 2030 | 2035 | 2040
BM | 3.8 | 16.88 | 12.14 | 1173.45 | 1212.63 | 1286.43
CC | 13855.41 | 16065.42 | 15832.37 | 18351.34 | 23086.21 | 25850.49
CSP | 0 | 0 | 0 | 0 | 0 | 0
CT | 0 | 0 | 8.81 | 9.42 | 0 | 0
Coal | 6877.84 | 6690.65 | 6939.27 | 6963.56 | 7488.56 | 10518.42
Geo | 0 | 0 | 0 | 0 | 0 | 0
H | 0 | 0 | 0 | 0 | 0 | 0
LFG | 0.05 | 0.71 | 2.27 | 2.36 | 2.36 | 2.36
Nuc | 954.81 | 974.28 | 1035.18 | 1055.4 | 1055.4 | 1055.4
PS | 0 | 0 | 0 | 0 | 0 | 0
PV | 0 | 0 | 0 | 0 | 0 | 0
PeakG | 0.21 | 1.44 | 12.07 | 28.5 | 30.33 | 3.35
PeakO | 0 | 0 | 0 | 0 | 0 | 0
ST | 0 | 0 | 0 | 0 | 0 | 0
STOG | 279.58 | 329.22 | 341.12 | 329.45 | 391.53 | 396.25
STWD | 318.62 | 324.91 | 409.05 | 522.33 | 522.33 | 522.27
WT | 0 | 0 | 0 | 0 | 0 | 0
IGCC | 0 | 0 | 0 | 0 | 0 | 0
DemandResponse | 0 | 0 | 0 | 0 | 0 | 0
IGCC-CCS | 0 | 0 | 0 | 0 | 0 | 0
WT_off | 0 | 0 | 0 | 0 | 0 | 0
PseudoUnit | 0 | 0 | 0 | 0 | 0 | 0
FixedInterchange | 0 | 0 | 0 | 0 | 0 | 0
#7 | Emission Cost ($million)
==== Emission Program: TitleIV_CAIRSO2 : (SO2) ====
Emission Cost by Reporting Type: Entergy
ReportingType | 2015 | 2020 | 2025 | 2030 | 2035 | 2040
BM | 0 | 0 | 0 | 0 | 0 | 0
CC | 0 | 0 | 0 | 0 | 0 | 0
CSP | 0 | 0 | 0 | 0 | 0 | 0
CT | 0 | 0 | 0 | 0 | 0 | 0
Coal | 44.09 | 0 | 0 | 0 | 0 | 0
Geo | 0 | 0 | 0 | 0 | 0 | 0
H | 0 | 0 | 0 | 0 | 0 | 0
LFG | 0 | 0 | 0 | 0 | 0 | 0
Nuc | 0 | 0 | 0 | 0 | 0 | 0
PS | 0 | 0 | 0 | 0 | 0 | 0
PV | 0 | 0 | 0 | 0 | 0 | 0
PeakG | 0 | 0 | 0 | 0 | 0 | 0
PeakO | 0 | 0 | 0 | 0 | 0 | 0
ST | 0 | 0 | 0 | 0 | 0 | 0
STOG | 0 | 0 | 0 | 0 | 0 | 0
STWD | 0 | 0 | 0 | 0 | 0 | 0
WT | 0 | 0 | 0 | 0 | 0 | 0
IGCC | 0 | 0 | 0 | 0 | 0 | 0
DemandResponse | 0 | 0 | 0 | 0 | 0 | 0
IGCC-CCS | 0 | 0 | 0 | 0 | 0 | 0
WT_off | 0 | 0 | 0 | 0 | 0 | 0
PseudoUnit | 0 | 0 | 0 | 0 | 0 | 0
FixedInterchange | 0 | 0 | 0 | 0 | 0 | 0
Emission Cost by Reporting Type: FRCC
ReportingType | 2015 | 2020 | 2025 | 2030 | 2035 | 2040
BM | 0 | 0 | 0 | 0 | 0 | 0
CC | 0 | 0 | 0 | 0 | 0 | 0
CSP | 0 | 0 | 0 | 0 | 0 | 0
CT | 0 | 0 | 0 | 0 | 0 | 0
Coal | 9.32 | 0 | 0 | 0 | 0 | 0
Geo | 0 | 0 | 0 | 0 | 0 | 0
H | 0 | 0 | 0 | 0 | 0 | 0
LFG | 0 | 0 | 0 | 0 | 0 | 0
Nuc | 0 | 0 | 0 | 0 | 0 | 0
PS | 0 | 0 | 0 | 0 | 0 | 0
PV | 0 | 0 | 0 | 0 | 0 | 0
PeakG | 0 | 0 | 0 | 0 | 0 | 0
PeakO | 0 | 0 | 0 | 0 | 0 | 0
ST | 0 | 0 | 0 | 0 | 0 | 0
STOG | 0 | 0 | 0 | 0 | 0 | 0
STWD | 0 | 0 | 0 | 0 | 0 | 0
WT | 0 | 0 | 0 | 0 | 0 | 0
IGCC | 0 | 0 | 0 | 0 | 0 | 0
DemandResponse | 0 | 0 | 0 | 0 | 0 | 0
IGCC-CCS | 0 | 0 | 0 | 0 | 0 | 0
WT_off | 0 | 0 | 0 | 0 | 0 | 0
PseudoUnit | 0 | 0 | 0 | 0 | 0 | 0
FixedInterchange | 0 | 0 | 0 | 0 | 0 | 0
Emission Cost by Reporting Type: MAPP_US
ReportingType | 2015 | 2020 | 2025 | 2030 | 2035 | 2040
BM | 0 | 0 | 0 | 0 | 0 | 0
CC | 0 | 0 | 0 | 0 | 0 | 0
CSP | 0 | 0 | 0 | 0 | 0 | 0
CT | 0 | 0 | 0 | 0 | 0 | 0
Coal | 1.99 | 0 | 0 | 0 | 0 | 0
Geo | 0 | 0 | 0 | 0 | 0 | 0
H | 0 | 0 | 0 | 0 | 0 | 0
LFG | 0 | 0 | 0 | 0 | 0 | 0
Nuc | 0 | 0 | 0 | 0 | 0 | 0
PS | 0 | 0 | 0 | 0 | 0 | 0
PV | 0 | 0 | 0 | 0 | 0 | 0
PeakG | 0 | 0 | 0 | 0 | 0 | 0
PeakO | 0 | 0 | 0 | 0 | 0 | 0
ST | 0 | 0 | 0 | 0 | 0 | 0
STOG | 0 | 0 | 0 | 0 | 0 | 0
STWD | 0 | 0 | 0 | 0 | 0 | 0
WT | 0 | 0 | 0 | 0 | 0 | 0
IGCC | 0 | 0 | 0 | 0 | 0 | 0
DemandResponse | 0 | 0 | 0 | 0 | 0 | 0
IGCC-CCS | 0 | 0 | 0 | 0 | 0 | 0
WT_off | 0 | 0 | 0 | 0 | 0 | 0
PseudoUnit | 0 | 0 | 0 | 0 | 0 | 0
FixedInterchange | 0 | 0 | 0 | 0 | 0 | 0
Emission Cost by Reporting Type: MISO_IN
ReportingType | 2015 | 2020 | 2025 | 2030 | 2035 | 2040
BM | 0 | 0 | 0 | 0 | 0 | 0
CC | 0 | 0 | 0 | 0 | 0 | 0
CSP | 0 | 0 | 0 | 0 | 0 | 0
CT | 0 | 0 | 0 | 0 | 0 | 0
Coal | 35.6 | 0 | 0 | 0 | 0 | 0
Geo | 0 | 0 | 0 | 0 | 0 | 0
H | 0 | 0 | 0 | 0 | 0 | 0
LFG | 0 | 0 | 0 | 0 | 0 | 0
Nuc | 0 | 0 | 0 | 0 | 0 | 0
PS | 0 | 0 | 0 | 0 | 0 | 0
PV | 0 | 0 | 0 | 0 | 0 | 0
PeakG | 0 | 0 | 0 | 0 | 0 | 0
PeakO | 0 | 0 | 0 | 0 | 0 | 0
ST | 0 | 0 | 0 | 0 | 0 | 0
STOG | 0 | 0 | 0 | 0 | 0 | 0
STWD | 0 | 0 | 0 | 0 | 0 | 0
WT | 0 | 0 | 0 | 0 | 0 | 0
IGCC | 0.28 | 0 | 0 | 0 | 0 | 0
DemandResponse | 0 | 0 | 0 | 0 | 0 | 0
IGCC-CCS | 0 | 0 | 0 | 0 | 0 | 0
WT_off | 0 | 0 | 0 | 0 | 0 | 0
PseudoUnit | 0 | 0 | 0 | 0 | 0 | 0
FixedInterchange | 0 | 0 | 0 | 0 | 0 | 0
Emission Cost by Reporting Type: MISO_MI
ReportingType | 2015 | 2020 | 2025 | 2030 | 2035 | 2040
BM | 0 | 0 | 0 | 0 | 0 | 0
CC | 0 | 0 | 0 | 0 | 0 | 0
CSP | 0 | 0 | 0 | 0 | 0 | 0
CT | 0 | 0 | 0 | 0 | 0 | 0
Coal | 35.58 | 0 | 0 | 0 | 0 | 0
Geo | 0 | 0 | 0 | 0 | 0 | 0
H | 0 | 0 | 0 | 0 | 0 | 0
LFG | 0 | 0 | 0 | 0 | 0 | 0
Nuc | 0 | 0 | 0 | 0 | 0 | 0
PS | 0 | 0 | 0 | 0 | 0 | 0
PV | 0 | 0 | 0 | 0 | 0 | 0
PeakG | 0 | 0 | 0 | 0 | 0 | 0
PeakO | 0 | 0 | 0 | 0 | 0 | 0
ST | 0 | 0 | 0 | 0 | 0 | 0
STOG | 0 | 0 | 0 | 0 | 0 | 0
STWD | 0 | 0 | 0 | 0 | 0 | 0
WT | 0 | 0 | 0 | 0 | 0 | 0
IGCC | 0 | 0 | 0 | 0 | 0 | 0
DemandResponse | 0 | 0 | 0 | 0 | 0 | 0
IGCC-CCS | 0 | 0 | 0 | 0 | 0 | 0
WT_off | 0 | 0 | 0 | 0 | 0 | 0
PseudoUnit | 0 | 0 | 0 | 0 | 0 | 0
FixedInterchange | 0 | 0 | 0 | 0 | 0 | 0
Emission Cost by Reporting Type: MISO_MO-IL
ReportingType | 2015 | 2020 | 2025 | 2030 | 2035 | 2040
BM | 0 | 0 | 0 | 0 | 0 | 0
CC | 0 | 0 | 0 | 0 | 0 | 0
CSP | 0 | 0 | 0 | 0 | 0 | 0
CT | 0 | 0 | 0 | 0 | 0 | 0
Coal | 66.96 | 0 | 0 | 0 | 0 | 0
Geo | 0 | 0 | 0 | 0 | 0 | 0
H | 0 | 0 | 0 | 0 | 0 | 0
LFG | 0 | 0 | 0 | 0 | 0 | 0
Nuc | 0 | 0 | 0 | 0 | 0 | 0
PS | 0 | 0 | 0 | 0 | 0 | 0
PV | 0 | 0 | 0 | 0 | 0 | 0
PeakG | 0 | 0 | 0 | 0 | 0 | 0
PeakO | 0 | 0 | 0 | 0 | 0 | 0
ST | 0 | 0 | 0 | 0 | 0 | 0
STOG | 0 | 0 | 0 | 0 | 0 | 0
STWD | 0 | 0 | 0 | 0 | 0 | 0
WT | 0 | 0 | 0 | 0 | 0 | 0
IGCC | 0 | 0 | 0 | 0 | 0 | 0
DemandResponse | 0 | 0 | 0 | 0 | 0 | 0
IGCC-CCS | 0 | 0 | 0 | 0 | 0 | 0
WT_off | 0 | 0 | 0 | 0 | 0 | 0
PseudoUnit | 0 | 0 | 0 | 0 | 0 | 0
FixedInterchange | 0 | 0 | 0 | 0 | 0 | 0
Emission Cost by Reporting Type: MISO_W
ReportingType | 2015 | 2020 | 2025 | 2030 | 2035 | 2040
BM | 0 | 0 | 0 | 0 | 0 | 0
CC | 0 | 0 | 0 | 0 | 0 | 0
CSP | 0 | 0 | 0 | 0 | 0 | 0
CT | 0 | 0 | 0 | 0 | 0 | 0
Coal | 31.67 | 0 | 0 | 0 | 0 | 0
Geo | 0 | 0 | 0 | 0 | 0 | 0
H | 0 | 0 | 0 | 0 | 0 | 0
LFG | 0 | 0 | 0 | 0 | 0 | 0
Nuc | 0 | 0 | 0 | 0 | 0 | 0
PS | 0 | 0 | 0 | 0 | 0 | 0
PV | 0 | 0 | 0 | 0 | 0 | 0
PeakG | 0 | 0 | 0 | 0 | 0 | 0
PeakO | 0 | 0 | 0 | 0 | 0 | 0
ST | 0 | 0 | 0 | 0 | 0 | 0
STOG | 0 | 0 | 0 | 0 | 0 | 0
STWD | 0 | 0 | 0 | 0 | 0 | 0
WT | 0 | 0 | 0 | 0 | 0 | 0
IGCC | 0 | 0 | 0 | 0 | 0 | 0
DemandResponse | 0 | 0 | 0 | 0 | 0 | 0
IGCC-CCS | 0 | 0 | 0 | 0 | 0 | 0
WT_off | 0 | 0 | 0 | 0 | 0 | 0
PseudoUnit | 0 | 0 | 0 | 0 | 0 | 0
FixedInterchange | 0 | 0 | 0 | 0 | 0 | 0
Emission Cost by Reporting Type: MISO_WUMS
ReportingType | 2015 | 2020 | 2025 | 2030 | 2035 | 2040
BM | 0 | 0 | 0 | 0 | 0 | 0
CC | 0 | 0 | 0 | 0 | 0 | 0
CSP | 0 | 0 | 0 | 0 | 0 | 0
CT | 0 | 0 | 0 | 0 | 0 | 0
Coal | 4.3 | 0 | 0 | 0 | 0 | 0
Geo | 0 | 0 | 0 | 0 | 0 | 0
H | 0 | 0 | 0 | 0 | 0 | 0
LFG | 0 | 0 | 0 | 0 | 0 | 0
Nuc | 0 | 0 | 0 | 0 | 0 | 0
PS | 0 | 0 | 0 | 0 | 0 | 0
PV | 0 | 0 | 0 | 0 | 0 | 0
PeakG | 0 | 0 | 0 | 0 | 0 | 0
PeakO | 0 | 0 | 0 | 0 | 0 | 0
ST | 0 | 0 | 0 | 0 | 0 | 0
STOG | 0 | 0 | 0 | 0 | 0 | 0
STWD | 0 | 0 | 0 | 0 | 0 | 0
WT | 0 | 0 | 0 | 0 | 0 | 0
IGCC | 0 | 0 | 0 | 0 | 0 | 0
DemandResponse | 0 | 0 | 0 | 0 | 0 | 0
IGCC-CCS | 0 | 0 | 0 | 0 | 0 | 0
WT_off | 0 | 0 | 0 | 0 | 0 | 0
PseudoUnit | 0 | 0 | 0 | 0 | 0 | 0
FixedInterchange | 0 | 0 | 0 | 0 | 0 | 0
Emission Cost by Reporting Type: Nebraska
ReportingType | 2015 | 2020 | 2025 | 2030 | 2035 | 2040
BM | 0 | 0 | 0 | 0 | 0 | 0
CC | 0 | 0 | 0 | 0 | 0 | 0
CSP | 0 | 0 | 0 | 0 | 0 | 0
CT | 0 | 0 | 0 | 0 | 0 | 0
Coal | 5.09 | 0 | 0 | 0 | 0 | 0
Geo | 0 | 0 | 0 | 0 | 0 | 0
H | 0 | 0 | 0 | 0 | 0 | 0
LFG | 0 | 0 | 0 | 0 | 0 | 0
Nuc | 0 | 0 | 0 | 0 | 0 | 0
PS | 0 | 0 | 0 | 0 | 0 | 0
PV | 0 | 0 | 0 | 0 | 0 | 0
PeakG | 0 | 0 | 0 | 0 | 0 | 0
PeakO | 0 | 0 | 0 | 0 | 0 | 0
ST | 0 | 0 | 0 | 0 | 0 | 0
STOG | 0 | 0 | 0 | 0 | 0 | 0
STWD | 0 | 0 | 0 | 0 | 0 | 0
WT | 0 | 0 | 0 | 0 | 0 | 0
IGCC | 0 | 0 | 0 | 0 | 0 | 0
DemandResponse | 0 | 0 | 0 | 0 | 0 | 0
IGCC-CCS | 0 | 0 | 0 | 0 | 0 | 0
WT_off | 0 | 0 | 0 | 0 | 0 | 0
PseudoUnit | 0 | 0 | 0 | 0 | 0 | 0
FixedInterchange | 0 | 0 | 0 | 0 | 0 | 0
Emission Cost by Reporting Type: NEISO
ReportingType | 2015 | 2020 | 2025 | 2030 | 2035 | 2040
BM | 0 | 0 | 0 | 0 | 0 | 0
CC | 0 | 0 | 0 | 0 | 0 | 0
CSP | 0 | 0 | 0 | 0 | 0 | 0
CT | 0 | 0 | 0 | 0 | 0 | 0
Coal | 0 | 0 | 0 | 0 | 0 | 0
Geo | 0 | 0 | 0 | 0 | 0 | 0
H | 0 | 0 | 0 | 0 | 0 | 0
LFG | 0 | 0 | 0 | 0 | 0 | 0
Nuc | 0 | 0 | 0 | 0 | 0 | 0
PS | 0 | 0 | 0 | 0 | 0 | 0
PV | 0 | 0 | 0 | 0 | 0 | 0
PeakG | 0 | 0 | 0 | 0 | 0 | 0
PeakO | 0 | 0 | 0 | 0 | 0 | 0
ST | 0 | 0 | 0 | 0 | 0 | 0
STOG | 0 | 0 | 0 | 0 | 0 | 0
STWD | 0 | 0 | 0 | 0 | 0 | 0
WT | 0 | 0 | 0 | 0 | 0 | 0
IGCC | 0 | 0 | 0 | 0 | 0 | 0
DemandResponse | 0 | 0 | 0 | 0 | 0 | 0
IGCC-CCS | 0 | 0 | 0 | 0 | 0 | 0
WT_off | 0 | 0 | 0 | 0 | 0 | 0
PseudoUnit | 0 | 0 | 0 | 0 | 0 | 0
FixedInterchange | 0 | 0 | 0 | 0 | 0 | 0
Emission Cost by Reporting Type: NonRTO_Midwest
ReportingType | 2015 | 2020 | 2025 | 2030 | 2035 | 2040
BM | 0 | 0 | 0 | 0 | 0 | 0
CC | 0 | 0 | 0 | 0 | 0 | 0
CSP | 0 | 0 | 0 | 0 | 0 | 0
CT | 0 | 0 | 0 | 0 | 0 | 0
Coal | 18.31 | 0 | 0 | 0 | 0 | 0
Geo | 0 | 0 | 0 | 0 | 0 | 0
H | 0 | 0 | 0 | 0 | 0 | 0
LFG | 0 | 0 | 0 | 0 | 0 | 0
Nuc | 0 | 0 | 0 | 0 | 0 | 0
PS | 0 | 0 | 0 | 0 | 0 | 0
PV | 0 | 0 | 0 | 0 | 0 | 0
PeakG | 0 | 0 | 0 | 0 | 0 | 0
PeakO | 0 | 0 | 0 | 0 | 0 | 0
ST | 0 | 0 | 0 | 0 | 0 | 0
STOG | 0 | 0 | 0 | 0 | 0 | 0
STWD | 0 | 0 | 0 | 0 | 0 | 0
WT | 0 | 0 | 0 | 0 | 0 | 0
IGCC | 0 | 0 | 0 | 0 | 0 | 0
DemandResponse | 0 | 0 | 0 | 0 | 0 | 0
IGCC-CCS | 0 | 0 | 0 | 0 | 0 | 0
WT_off | 0 | 0 | 0 | 0 | 0 | 0
PseudoUnit | 0 | 0 | 0 | 0 | 0 | 0
FixedInterchange | 0 | 0 | 0 | 0 | 0 | 0
Emission Cost by Reporting Type: NYISO_A-F
ReportingType | 2015 | 2020 | 2025 | 2030 | 2035 | 2040
BM | 0 | 0 | 0 | 0 | 0 | 0
CC | 0 | 0 | 0 | 0 | 0 | 0
CSP | 0 | 0 | 0 | 0 | 0 | 0
CT | 0 | 0 | 0 | 0 | 0 | 0
Coal | 0 | 0 | 0 | 0 | 0 | 0
Geo | 0 | 0 | 0 | 0 | 0 | 0
H | 0 | 0 | 0 | 0 | 0 | 0
LFG | 0 | 0 | 0 | 0 | 0 | 0
Nuc | 0 | 0 | 0 | 0 | 0 | 0
PS | 0 | 0 | 0 | 0 | 0 | 0
PV | 0 | 0 | 0 | 0 | 0 | 0
PeakG | 0 | 0 | 0 | 0 | 0 | 0
PeakO | 0 | 0 | 0 | 0 | 0 | 0
ST | 0 | 0 | 0 | 0 | 0 | 0
STOG | 0 | 0 | 0 | 0 | 0 | 0
STWD | 0 | 0 | 0 | 0 | 0 | 0
WT | 0 | 0 | 0 | 0 | 0 | 0
IGCC | 0 | 0 | 0 | 0 | 0 | 0
DemandResponse | 0 | 0 | 0 | 0 | 0 | 0
IGCC-CCS | 0 | 0 | 0 | 0 | 0 | 0
WT_off | 0 | 0 | 0 | 0 | 0 | 0
PseudoUnit | 0 | 0 | 0 | 0 | 0 | 0
FixedInterchange | 0 | 0 | 0 | 0 | 0 | 0
Emission Cost by Reporting Type: NYISO_G-I
ReportingType | 2015 | 2020 | 2025 | 2030 | 2035 | 2040
BM | 0 | 0 | 0 | 0 | 0 | 0
CC | 0 | 0 | 0 | 0 | 0 | 0
CSP | 0 | 0 | 0 | 0 | 0 | 0
CT | 0 | 0 | 0 | 0 | 0 | 0
Coal | 0 | 0 | 0 | 0 | 0 | 0
Geo | 0 | 0 | 0 | 0 | 0 | 0
H | 0 | 0 | 0 | 0 | 0 | 0
LFG | 0 | 0 | 0 | 0 | 0 | 0
Nuc | 0 | 0 | 0 | 0 | 0 | 0
PS | 0 | 0 | 0 | 0 | 0 | 0
PV | 0 | 0 | 0 | 0 | 0 | 0
PeakG | 0 | 0 | 0 | 0 | 0 | 0
PeakO | 0 | 0 | 0 | 0 | 0 | 0
ST | 0 | 0 | 0 | 0 | 0 | 0
STOG | 0 | 0 | 0 | 0 | 0 | 0
STWD | 0 | 0 | 0 | 0 | 0 | 0
WT | 0 | 0 | 0 | 0 | 0 | 0
IGCC | 0 | 0 | 0 | 0 | 0 | 0
DemandResponse | 0 | 0 | 0 | 0 | 0 | 0
IGCC-CCS | 0 | 0 | 0 | 0 | 0 | 0
WT_off | 0 | 0 | 0 | 0 | 0 | 0
PseudoUnit | 0 | 0 | 0 | 0 | 0 | 0
FixedInterchange | 0 | 0 | 0 | 0 | 0 | 0
Emission Cost by Reporting Type: NYISO_J-K
ReportingType | 2015 | 2020 | 2025 | 2030 | 2035 | 2040
BM | 0 | 0 | 0 | 0 | 0 | 0
CC | 0 | 0 | 0 | 0 | 0 | 0
CSP | 0 | 0 | 0 | 0 | 0 | 0
CT | 0 | 0 | 0 | 0 | 0 | 0
Coal | 0 | 0 | 0 | 0 | 0 | 0
Geo | 0 | 0 | 0 | 0 | 0 | 0
H | 0 | 0 | 0 | 0 | 0 | 0
LFG | 0 | 0 | 0 | 0 | 0 | 0
Nuc | 0 | 0 | 0 | 0 | 0 | 0
PS | 0 | 0 | 0 | 0 | 0 | 0
PV | 0 | 0 | 0 | 0 | 0 | 0
PeakG | 0 | 0 | 0 | 0 | 0 | 0
PeakO | 0 | 0 | 0 | 0 | 0 | 0
ST | 0 | 0 | 0 | 0 | 0 | 0
STOG | 0 | 0 | 0 | 0 | 0 | 0
STWD | 0 | 0 | 0 | 0 | 0 | 0
WT | 0 | 0 | 0 | 0 | 0 | 0
IGCC | 0 | 0 | 0 | 0 | 0 | 0
DemandResponse | 0 | 0 | 0 | 0 | 0 | 0
IGCC-CCS | 0 | 0 | 0 | 0 | 0 | 0
WT_off | 0 | 0 | 0 | 0 | 0 | 0
PseudoUnit | 0 | 0 | 0 | 0 | 0 | 0
FixedInterchange | 0 | 0 | 0 | 0 | 0 | 0
Emission Cost by Reporting Type: PJM_E
ReportingType | 2015 | 2020 | 2025 | 2030 | 2035 | 2040
BM | 0 | 0 | 0 | 0 | 0 | 0
CC | 0 | 0 | 0 | 0 | 0 | 0
CSP | 0 | 0 | 0 | 0 | 0 | 0
CT | 0 | 0 | 0 | 0 | 0 | 0
Coal | 0.03 | 0 | 0 | 0 | 0 | 0
Geo | 0 | 0 | 0 | 0 | 0 | 0
H | 0 | 0 | 0 | 0 | 0 | 0
LFG | 0 | 0 | 0 | 0 | 0 | 0
Nuc | 0 | 0 | 0 | 0 | 0 | 0
PS | 0 | 0 | 0 | 0 | 0 | 0
PV | 0 | 0 | 0 | 0 | 0 | 0
PeakG | 0 | 0 | 0 | 0 | 0 | 0
PeakO | 0 | 0 | 0 | 0 | 0 | 0
ST | 0 | 0 | 0 | 0 | 0 | 0
STOG | 0 | 0 | 0 | 0 | 0 | 0
STWD | 0 | 0 | 0 | 0 | 0 | 0
WT | 0 | 0 | 0 | 0 | 0 | 0
IGCC | 0 | 0 | 0 | 0 | 0 | 0
DemandResponse | 0 | 0 | 0 | 0 | 0 | 0
IGCC-CCS | 0 | 0 | 0 | 0 | 0 | 0
WT_off | 0 | 0 | 0 | 0 | 0 | 0
PseudoUnit | 0 | 0 | 0 | 0 | 0 | 0
FixedInterchange | 0 | 0 | 0 | 0 | 0 | 0
Emission Cost by Reporting Type: PJM_ROM
ReportingType | 2015 | 2020 | 2025 | 2030 | 2035 | 2040
BM | 0 | 0 | 0 | 0 | 0 | 0
CC | 0 | 0 | 0 | 0 | 0 | 0
CSP | 0 | 0 | 0 | 0 | 0 | 0
CT | 0 | 0 | 0 | 0 | 0 | 0
Coal | 19.1 | 0 | 0 | 0 | 0 | 0
Geo | 0 | 0 | 0 | 0 | 0 | 0
H | 0 | 0 | 0 | 0 | 0 | 0
LFG | 0 | 0 | 0 | 0 | 0 | 0
Nuc | 0 | 0 | 0 | 0 | 0 | 0
PS | 0 | 0 | 0 | 0 | 0 | 0
PV | 0 | 0 | 0 | 0 | 0 | 0
PeakG | 0 | 0 | 0 | 0 | 0 | 0
PeakO | 0 | 0 | 0 | 0 | 0 | 0
ST | 0 | 0 | 0 | 0 | 0 | 0
STOG | 0 | 0 | 0 | 0 | 0 | 0
STWD | 0 | 0 | 0 | 0 | 0 | 0
WT | 0 | 0 | 0 | 0 | 0 | 0
IGCC | 0 | 0 | 0 | 0 | 0 | 0
DemandResponse | 0 | 0 | 0 | 0 | 0 | 0
IGCC-CCS | 0 | 0 | 0 | 0 | 0 | 0
WT_off | 0 | 0 | 0 | 0 | 0 | 0
PseudoUnit | 0 | 0 | 0 | 0 | 0 | 0
FixedInterchange | 0 | 0 | 0 | 0 | 0 | 0
Emission Cost by Reporting Type: PJM_ROR
ReportingType | 2015 | 2020 | 2025 | 2030 | 2035 | 2040
BM | 0 | 0 | 0 | 0 | 0 | 0
CC | 0 | 0 | 0 | 0 | 0 | 0
CSP | 0 | 0 | 0 | 0 | 0 | 0
CT | 0 | 0 | 0 | 0 | 0 | 0
Coal | 192.3 | 0 | 0 | 0 | 0 | 0
Geo | 0 | 0 | 0 | 0 | 0 | 0
H | 0 | 0 | 0 | 0 | 0 | 0
LFG | 0 | 0 | 0 | 0 | 0 | 0
Nuc | 0 | 0 | 0 | 0 | 0 | 0
PS | 0 | 0 | 0 | 0 | 0 | 0
PV | 0 | 0 | 0 | 0 | 0 | 0
PeakG | 0 | 0 | 0 | 0 | 0 | 0
PeakO | 0 | 0 | 0 | 0 | 0 | 0
ST | 0 | 0 | 0 | 0 | 0 | 0
STOG | 0 | 0 | 0 | 0 | 0 | 0
STWD | 0 | 0 | 0 | 0 | 0 | 0
WT | 0 | 0 | 0 | 0 | 0 | 0
IGCC | 0 | 0 | 0 | 0 | 0 | 0
DemandResponse | 0 | 0 | 0 | 0 | 0 | 0
IGCC-CCS | 0 | 0 | 0 | 0 | 0 | 0
WT_off | 0 | 0 | 0 | 0 | 0 | 0
PseudoUnit | 0 | 0 | 0 | 0 | 0 | 0
FixedInterchange | 0 | 0 | 0 | 0 | 0 | 0
Emission Cost by Reporting Type: SOCO
ReportingType | 2015 | 2020 | 2025 | 2030 | 2035 | 2040
BM | 0 | 0 | 0 | 0 | 0 | 0
CC | 0 | 0 | 0 | 0 | 0 | 0
CSP | 0 | 0 | 0 | 0 | 0 | 0
CT | 0 | 0 | 0 | 0 | 0 | 0
Coal | 37.49 | 0 | 0 | 0 | 0 | 0
Geo | 0 | 0 | 0 | 0 | 0 | 0
H | 0 | 0 | 0 | 0 | 0 | 0
LFG | 0 | 0 | 0 | 0 | 0 | 0
Nuc | 0 | 0 | 0 | 0 | 0 | 0
PS | 0 | 0 | 0 | 0 | 0 | 0
PV | 0 | 0 | 0 | 0 | 0 | 0
PeakG | 0 | 0 | 0 | 0 | 0 | 0
PeakO | 0 | 0 | 0 | 0 | 0 | 0
ST | 0 | 0 | 0 | 0 | 0 | 0
STOG | 0 | 0 | 0 | 0 | 0 | 0
STWD | 0 | 0 | 0 | 0 | 0 | 0
WT | 0 | 0 | 0 | 0 | 0 | 0
IGCC | 0 | 0 | 0 | 0 | 0 | 0
DemandResponse | 0 | 0 | 0 | 0 | 0 | 0
IGCC-CCS | 0 | 0 | 0 | 0 | 0 | 0
WT_off | 0 | 0 | 0 | 0 | 0 | 0
PseudoUnit | 0 | 0 | 0 | 0 | 0 | 0
FixedInterchange | 0 | 0 | 0 | 0 | 0 | 0
Emission Cost by Reporting Type: SPP_N
ReportingType | 2015 | 2020 | 2025 | 2030 | 2035 | 2040
BM | 0 | 0 | 0 | 0 | 0 | 0
CC | 0 | 0 | 0 | 0 | 0 | 0
CSP | 0 | 0 | 0 | 0 | 0 | 0
CT | 0 | 0 | 0 | 0 | 0 | 0
Coal | 7.28 | 0 | 0 | 0 | 0 | 0
Geo | 0 | 0 | 0 | 0 | 0 | 0
H | 0 | 0 | 0 | 0 | 0 | 0
LFG | 0 | 0 | 0 | 0 | 0 | 0
Nuc | 0 | 0 | 0 | 0 | 0 | 0
PS | 0 | 0 | 0 | 0 | 0 | 0
PV | 0 | 0 | 0 | 0 | 0 | 0
PeakG | 0 | 0 | 0 | 0 | 0 | 0
PeakO | 0 | 0 | 0 | 0 | 0 | 0
ST | 0 | 0 | 0 | 0 | 0 | 0
STOG | 0 | 0 | 0 | 0 | 0 | 0
STWD | 0 | 0 | 0 | 0 | 0 | 0
WT | 0 | 0 | 0 | 0 | 0 | 0
IGCC | 0 | 0 | 0 | 0 | 0 | 0
DemandResponse | 0 | 0 | 0 | 0 | 0 | 0
IGCC-CCS | 0 | 0 | 0 | 0 | 0 | 0
WT_off | 0 | 0 | 0 | 0 | 0 | 0
PseudoUnit | 0 | 0 | 0 | 0 | 0 | 0
FixedInterchange | 0 | 0 | 0 | 0 | 0 | 0
Emission Cost by Reporting Type: SPP_S
ReportingType | 2015 | 2020 | 2025 | 2030 | 2035 | 2040
BM | 0 | 0 | 0 | 0 | 0 | 0
CC | 0 | 0 | 0 | 0 | 0 | 0
CSP | 0 | 0 | 0 | 0 | 0 | 0
CT | 0 | 0 | 0 | 0 | 0 | 0
Coal | 21.68 | 0 | 0 | 0 | 0 | 0
Geo | 0 | 0 | 0 | 0 | 0 | 0
H | 0 | 0 | 0 | 0 | 0 | 0
LFG | 0 | 0 | 0 | 0 | 0 | 0
Nuc | 0 | 0 | 0 | 0 | 0 | 0
PS | 0 | 0 | 0 | 0 | 0 | 0
PV | 0 | 0 | 0 | 0 | 0 | 0
PeakG | 0 | 0 | 0 | 0 | 0 | 0
PeakO | 0 | 0 | 0 | 0 | 0 | 0
ST | 0 | 0 | 0 | 0 | 0 | 0
STOG | 0 | 0 | 0 | 0 | 0 | 0
STWD | 0 | 0 | 0 | 0 | 0 | 0
WT | 0 | 0 | 0 | 0 | 0 | 0
IGCC | 0 | 0 | 0 | 0 | 0 | 0
DemandResponse | 0 | 0 | 0 | 0 | 0 | 0
IGCC-CCS | 0 | 0 | 0 | 0 | 0 | 0
WT_off | 0 | 0 | 0 | 0 | 0 | 0
PseudoUnit | 0 | 0 | 0 | 0 | 0 | 0
FixedInterchange | 0 | 0 | 0 | 0 | 0 | 0
Emission Cost by Reporting Type: TVA
ReportingType | 2015 | 2020 | 2025 | 2030 | 2035 | 2040
BM | 0 | 0 | 0 | 0 | 0 | 0
CC | 0 | 0 | 0 | 0 | 0 | 0
CSP | 0 | 0 | 0 | 0 | 0 | 0
CT | 0 | 0 | 0 | 0 | 0 | 0
Coal | 48.28 | 0 | 0 | 0 | 0 | 0
Geo | 0 | 0 | 0 | 0 | 0 | 0
H | 0 | 0 | 0 | 0 | 0 | 0
LFG | 0 | 0 | 0 | 0 | 0 | 0
Nuc | 0 | 0 | 0 | 0 | 0 | 0
PS | 0 | 0 | 0 | 0 | 0 | 0
PV | 0 | 0 | 0 | 0 | 0 | 0
PeakG | 0 | 0 | 0 | 0 | 0 | 0
PeakO | 0 | 0 | 0 | 0 | 0 | 0
ST | 0 | 0 | 0 | 0 | 0 | 0
STOG | 0 | 0 | 0 | 0 | 0 | 0
STWD | 0 | 0 | 0 | 0 | 0 | 0
WT | 0 | 0 | 0 | 0 | 0 | 0
IGCC | 0 | 0 | 0 | 0 | 0 | 0
DemandResponse | 0 | 0 | 0 | 0 | 0 | 0
IGCC-CCS | 0 | 0 | 0 | 0 | 0 | 0
WT_off | 0 | 0 | 0 | 0 | 0 | 0
PseudoUnit | 0 | 0 | 0 | 0 | 0 | 0
FixedInterchange | 0 | 0 | 0 | 0 | 0 | 0
Emission Cost by Reporting Type: TVA_Transmission
ReportingType | 2015 | 2020 | 2025 | 2030 | 2035 | 2040
BM | 0 | 0 | 0 | 0 | 0 | 0
CC | 0 | 0 | 0 | 0 | 0 | 0
CSP | 0 | 0 | 0 | 0 | 0 | 0
CT | 0 | 0 | 0 | 0 | 0 | 0
Coal | 0 | 0 | 0 | 0 | 0 | 0
Geo | 0 | 0 | 0 | 0 | 0 | 0
H | 0 | 0 | 0 | 0 | 0 | 0
LFG | 0 | 0 | 0 | 0 | 0 | 0
Nuc | 0 | 0 | 0 | 0 | 0 | 0
PS | 0 | 0 | 0 | 0 | 0 | 0
PV | 0 | 0 | 0 | 0 | 0 | 0
PeakG | 0 | 0 | 0 | 0 | 0 | 0
PeakO | 0 | 0 | 0 | 0 | 0 | 0
ST | 0 | 0 | 0 | 0 | 0 | 0
STOG | 0 | 0 | 0 | 0 | 0 | 0
STWD | 0 | 0 | 0 | 0 | 0 | 0
WT | 0 | 0 | 0 | 0 | 0 | 0
IGCC | 0 | 0 | 0 | 0 | 0 | 0
DemandResponse | 0 | 0 | 0 | 0 | 0 | 0
IGCC-CCS | 0 | 0 | 0 | 0 | 0 | 0
WT_off | 0 | 0 | 0 | 0 | 0 | 0
PseudoUnit | 0 | 0 | 0 | 0 | 0 | 0
FixedInterchange | 0 | 0 | 0 | 0 | 0 | 0
Emission Cost by Reporting Type: VACAR
ReportingType | 2015 | 2020 | 2025 | 2030 | 2035 | 2040
BM | 0 | 0 | 0 | 0 | 0 | 0
CC | 0 | 0 | 0 | 0 | 0 | 0
CSP | 0 | 0 | 0 | 0 | 0 | 0
CT | 0 | 0 | 0 | 0 | 0 | 0
Coal | 23.36 | 0 | 0 | 0 | 0 | 0
Geo | 0 | 0 | 0 | 0 | 0 | 0
H | 0 | 0 | 0 | 0 | 0 | 0
LFG | 0 | 0 | 0 | 0 | 0 | 0
Nuc | 0 | 0 | 0 | 0 | 0 | 0
PS | 0 | 0 | 0 | 0 | 0 | 0
PV | 0 | 0 | 0 | 0 | 0 | 0
PeakG | 0 | 0 | 0 | 0 | 0 | 0
PeakO | 0 | 0 | 0 | 0 | 0 | 0
ST | 0 | 0 | 0 | 0 | 0 | 0
STOG | 0 | 0 | 0 | 0 | 0 | 0
STWD | 0 | 0 | 0 | 0 | 0 | 0
WT | 0 | 0 | 0 | 0 | 0 | 0
IGCC | 0 | 0 | 0 | 0 | 0 | 0
DemandResponse | 0 | 0 | 0 | 0 | 0 | 0
IGCC-CCS | 0 | 0 | 0 | 0 | 0 | 0
WT_off | 0 | 0 | 0 | 0 | 0 | 0
PseudoUnit | 0 | 0 | 0 | 0 | 0 | 0
FixedInterchange | 0 | 0 | 0 | 0 | 0 | 0
Emission Cost by Reporting Type: IESO
ReportingType | 2015 | 2020 | 2025 | 2030 | 2035 | 2040
BM | 0 | 0 | 0 | 0 | 0 | 0
CC | 0 | 0 | 0 | 0 | 0 | 0
CSP | 0 | 0 | 0 | 0 | 0 | 0
CT | 0 | 0 | 0 | 0 | 0 | 0
Coal | 0 | 0 | 0 | 0 | 0 | 0
Geo | 0 | 0 | 0 | 0 | 0 | 0
H | 0 | 0 | 0 | 0 | 0 | 0
LFG | 0 | 0 | 0 | 0 | 0 | 0
Nuc | 0 | 0 | 0 | 0 | 0 | 0
PS | 0 | 0 | 0 | 0 | 0 | 0
PV | 0 | 0 | 0 | 0 | 0 | 0
PeakG | 0 | 0 | 0 | 0 | 0 | 0
PeakO | 0 | 0 | 0 | 0 | 0 | 0
ST | 0 | 0 | 0 | 0 | 0 | 0
STOG | 0 | 0 | 0 | 0 | 0 | 0
STWD | 0 | 0 | 0 | 0 | 0 | 0
WT | 0 | 0 | 0 | 0 | 0 | 0
IGCC | 0 | 0 | 0 | 0 | 0 | 0
DemandResponse | 0 | 0 | 0 | 0 | 0 | 0
IGCC-CCS | 0 | 0 | 0 | 0 | 0 | 0
WT_off | 0 | 0 | 0 | 0 | 0 | 0
PseudoUnit | 0 | 0 | 0 | 0 | 0 | 0
FixedInterchange | 0 | 0 | 0 | 0 | 0 | 0
Emission Cost by Reporting Type: MAPP_CA
ReportingType | 2015 | 2020 | 2025 | 2030 | 2035 | 2040
BM | 0 | 0 | 0 | 0 | 0 | 0
CC | 0 | 0 | 0 | 0 | 0 | 0
CSP | 0 | 0 | 0 | 0 | 0 | 0
CT | 0 | 0 | 0 | 0 | 0 | 0
Coal | 0 | 0 | 0 | 0 | 0 | 0
Geo | 0 | 0 | 0 | 0 | 0 | 0
H | 0 | 0 | 0 | 0 | 0 | 0
LFG | 0 | 0 | 0 | 0 | 0 | 0
Nuc | 0 | 0 | 0 | 0 | 0 | 0
PS | 0 | 0 | 0 | 0 | 0 | 0
PV | 0 | 0 | 0 | 0 | 0 | 0
PeakG | 0 | 0 | 0 | 0 | 0 | 0
PeakO | 0 | 0 | 0 | 0 | 0 | 0
ST | 0 | 0 | 0 | 0 | 0 | 0
STOG | 0 | 0 | 0 | 0 | 0 | 0
STWD | 0 | 0 | 0 | 0 | 0 | 0
WT | 0 | 0 | 0 | 0 | 0 | 0
IGCC | 0 | 0 | 0 | 0 | 0 | 0
DemandResponse | 0 | 0 | 0 | 0 | 0 | 0
IGCC-CCS | 0 | 0 | 0 | 0 | 0 | 0
WT_off | 0 | 0 | 0 | 0 | 0 | 0
PseudoUnit | 0 | 0 | 0 | 0 | 0 | 0
FixedInterchange | 0 | 0 | 0 | 0 | 0 | 0
Emission Cost by Reporting Type: AZ_NM_SNV_Coal
ReportingType | 2015 | 2020 | 2025 | 2030 | 2035 | 2040
BM | 0 | 0 | 0 | 0 | 0 | 0
CC | 0 | 0 | 0 | 0 | 0 | 0
CSP | 0 | 0 | 0 | 0 | 0 | 0
CT | 0 | 0 | 0 | 0 | 0 | 0
Coal | 1.38 | 0 | 0 | 0 | 0 | 0
Geo | 0 | 0 | 0 | 0 | 0 | 0
H | 0 | 0 | 0 | 0 | 0 | 0
LFG | 0 | 0 | 0 | 0 | 0 | 0
Nuc | 0 | 0 | 0 | 0 | 0 | 0
PS | 0 | 0 | 0 | 0 | 0 | 0
PV | 0 | 0 | 0 | 0 | 0 | 0
PeakG | 0 | 0 | 0 | 0 | 0 | 0
PeakO | 0 | 0 | 0 | 0 | 0 | 0
ST | 0 | 0 | 0 | 0 | 0 | 0
STOG | 0 | 0 | 0 | 0 | 0 | 0
STWD | 0 | 0 | 0 | 0 | 0 | 0
WT | 0 | 0 | 0 | 0 | 0 | 0
IGCC | 0 | 0 | 0 | 0 | 0 | 0
DemandResponse | 0 | 0 | 0 | 0 | 0 | 0
IGCC-CCS | 0 | 0 | 0 | 0 | 0 | 0
WT_off | 0 | 0 | 0 | 0 | 0 | 0
PseudoUnit | 0 | 0 | 0 | 0 | 0 | 0
FixedInterchange | 0 | 0 | 0 | 0 | 0 | 0
Emission Cost by Reporting Type: AZ_NM_SNV_Gas
ReportingType | 2015 | 2020 | 2025 | 2030 | 2035 | 2040
BM | 0 | 0 | 0 | 0 | 0 | 0
CC | 0 | 0 | 0 | 0 | 0 | 0
CSP | 0 | 0 | 0 | 0 | 0 | 0
CT | 0 | 0 | 0 | 0 | 0 | 0
Coal | 0 | 0 | 0 | 0 | 0 | 0
Geo | 0 | 0 | 0 | 0 | 0 | 0
H | 0 | 0 | 0 | 0 | 0 | 0
LFG | 0 | 0 | 0 | 0 | 0 | 0
Nuc | 0 | 0 | 0 | 0 | 0 | 0
PS | 0 | 0 | 0 | 0 | 0 | 0
PV | 0 | 0 | 0 | 0 | 0 | 0
PeakG | 0 | 0 | 0 | 0 | 0 | 0
PeakO | 0 | 0 | 0 | 0 | 0 | 0
ST | 0 | 0 | 0 | 0 | 0 | 0
STOG | 0 | 0 | 0 | 0 | 0 | 0
STWD | 0 | 0 | 0 | 0 | 0 | 0
WT | 0 | 0 | 0 | 0 | 0 | 0
IGCC | 0 | 0 | 0 | 0 | 0 | 0
DemandResponse | 0 | 0 | 0 | 0 | 0 | 0
IGCC-CCS | 0 | 0 | 0 | 0 | 0 | 0
WT_off | 0 | 0 | 0 | 0 | 0 | 0
PseudoUnit | 0 | 0 | 0 | 0 | 0 | 0
FixedInterchange | 0 | 0 | 0 | 0 | 0 | 0
Emission Cost by Reporting Type: AZ_NM_SNV_NucRenew
ReportingType | 2015 | 2020 | 2025 | 2030 | 2035 | 2040
BM | 0 | 0 | 0 | 0 | 0 | 0
CC | 0 | 0 | 0 | 0 | 0 | 0
CSP | 0 | 0 | 0 | 0 | 0 | 0
CT | 0 | 0 | 0 | 0 | 0 | 0
Coal | 0 | 0 | 0 | 0 | 0 | 0
Geo | 0 | 0 | 0 | 0 | 0 | 0
H | 0 | 0 | 0 | 0 | 0 | 0
LFG | 0 | 0 | 0 | 0 | 0 | 0
Nuc | 0 | 0 | 0 | 0 | 0 | 0
PS | 0 | 0 | 0 | 0 | 0 | 0
PV | 0 | 0 | 0 | 0 | 0 | 0
PeakG | 0 | 0 | 0 | 0 | 0 | 0
PeakO | 0 | 0 | 0 | 0 | 0 | 0
ST | 0 | 0 | 0 | 0 | 0 | 0
STOG | 0 | 0 | 0 | 0 | 0 | 0
STWD | 0 | 0 | 0 | 0 | 0 | 0
WT | 0 | 0 | 0 | 0 | 0 | 0
IGCC | 0 | 0 | 0 | 0 | 0 | 0
DemandResponse | 0 | 0 | 0 | 0 | 0 | 0
IGCC-CCS | 0 | 0 | 0 | 0 | 0 | 0
WT_off | 0 | 0 | 0 | 0 | 0 | 0
PseudoUnit | 0 | 0 | 0 | 0 | 0 | 0
FixedInterchange | 0 | 0 | 0 | 0 | 0 | 0
Emission Cost by Reporting Type: ERCOT
ReportingType | 2015 | 2020 | 2025 | 2030 | 2035 | 2040
BM | 0 | 0 | 0 | 0 | 0 | 0
CC | 0 | 0 | 0 | 0 | 0 | 0
CSP | 0 | 0 | 0 | 0 | 0 | 0
CT | 0 | 0 | 0 | 0 | 0 | 0
Coal | 28.64 | 0 | 0 | 0 | 0 | 0
Geo | 0 | 0 | 0 | 0 | 0 | 0
H | 0 | 0 | 0 | 0 | 0 | 0
LFG | 0 | 0 | 0 | 0 | 0 | 0
Nuc | 0 | 0 | 0 | 0 | 0 | 0
PS | 0 | 0 | 0 | 0 | 0 | 0
PV | 0 | 0 | 0 | 0 | 0 | 0
PeakG | 0 | 0 | 0 | 0 | 0 | 0
PeakO | 0 | 0 | 0 | 0 | 0 | 0
ST | 0 | 0 | 0 | 0 | 0 | 0
STOG | 0 | 0 | 0 | 0 | 0 | 0
STWD | 0 | 0 | 0 | 0 | 0 | 0
WT | 0 | 0 | 0 | 0 | 0 | 0
IGCC | 0 | 0 | 0 | 0 | 0 | 0
DemandResponse | 0 | 0 | 0 | 0 | 0 | 0
IGCC-CCS | 0 | 0 | 0 | 0 | 0 | 0
WT_off | 0 | 0 | 0 | 0 | 0 | 0
PseudoUnit | 0 | 0 | 0 | 0 | 0 | 0
FixedInterchange | 0 | 0 | 0 | 0 | 0 | 0
Emission Cost by Reporting Type: NP15
ReportingType | 2015 | 2020 | 2025 | 2030 | 2035 | 2040
BM | 0 | 0 | 0 | 0 | 0 | 0
CC | 0 | 0 | 0 | 0 | 0 | 0
CSP | 0 | 0 | 0 | 0 | 0 | 0
CT | 0 | 0 | 0 | 0 | 0 | 0
Coal | 0 | 0 | 0 | 0 | 0 | 0
Geo | 0 | 0 | 0 | 0 | 0 | 0
H | 0 | 0 | 0 | 0 | 0 | 0
LFG | 0 | 0 | 0 | 0 | 0 | 0
Nuc | 0 | 0 | 0 | 0 | 0 | 0
PS | 0 | 0 | 0 | 0 | 0 | 0
PV | 0 | 0 | 0 | 0 | 0 | 0
PeakG | 0 | 0 | 0 | 0 | 0 | 0
PeakO | 0 | 0 | 0 | 0 | 0 | 0
ST | 0 | 0 | 0 | 0 | 0 | 0
STOG | 0 | 0 | 0 | 0 | 0 | 0
STWD | 0 | 0 | 0 | 0 | 0 | 0
WT | 0 | 0 | 0 | 0 | 0 | 0
IGCC | 0 | 0 | 0 | 0 | 0 | 0
DemandResponse | 0 | 0 | 0 | 0 | 0 | 0
IGCC-CCS | 0 | 0 | 0 | 0 | 0 | 0
WT_off | 0 | 0 | 0 | 0 | 0 | 0
PseudoUnit | 0 | 0 | 0 | 0 | 0 | 0
FixedInterchange | 0 | 0 | 0 | 0 | 0 | 0
Emission Cost by Reporting Type: NWPP_Coal
ReportingType | 2015 | 2020 | 2025 | 2030 | 2035 | 2040
BM | 0 | 0 | 0 | 0 | 0 | 0
CC | 0 | 0 | 0 | 0 | 0 | 0
CSP | 0 | 0 | 0 | 0 | 0 | 0
CT | 0 | 0 | 0 | 0 | 0 | 0
Coal | 4.5 | 0 | 0 | 0 | 0 | 0
Geo | 0 | 0 | 0 | 0 | 0 | 0
H | 0 | 0 | 0 | 0 | 0 | 0
LFG | 0 | 0 | 0 | 0 | 0 | 0
Nuc | 0 | 0 | 0 | 0 | 0 | 0
PS | 0 | 0 | 0 | 0 | 0 | 0
PV | 0 | 0 | 0 | 0 | 0 | 0
PeakG | 0 | 0 | 0 | 0 | 0 | 0
PeakO | 0 | 0 | 0 | 0 | 0 | 0
ST | 0 | 0 | 0 | 0 | 0 | 0
STOG | 0 | 0 | 0 | 0 | 0 | 0
STWD | 0 | 0 | 0 | 0 | 0 | 0
WT | 0 | 0 | 0 | 0 | 0 | 0
IGCC | 0 | 0 | 0 | 0 | 0 | 0
DemandResponse | 0 | 0 | 0 | 0 | 0 | 0
IGCC-CCS | 0 | 0 | 0 | 0 | 0 | 0
WT_off | 0 | 0 | 0 | 0 | 0 | 0
PseudoUnit | 0 | 0 | 0 | 0 | 0 | 0
FixedInterchange | 0 | 0 | 0 | 0 | 0 | 0
Emission Cost by Reporting Type: NWPP_Gas
ReportingType | 2015 | 2020 | 2025 | 2030 | 2035 | 2040
BM | 0 | 0 | 0 | 0 | 0 | 0
CC | 0 | 0 | 0 | 0 | 0 | 0
CSP | 0 | 0 | 0 | 0 | 0 | 0
CT | 0 | 0 | 0 | 0 | 0 | 0
Coal | 0 | 0 | 0 | 0 | 0 | 0
Geo | 0 | 0 | 0 | 0 | 0 | 0
H | 0 | 0 | 0 | 0 | 0 | 0
LFG | 0 | 0 | 0 | 0 | 0 | 0
Nuc | 0 | 0 | 0 | 0 | 0 | 0
PS | 0 | 0 | 0 | 0 | 0 | 0
PV | 0 | 0 | 0 | 0 | 0 | 0
PeakG | 0 | 0 | 0 | 0 | 0 | 0
PeakO | 0 | 0 | 0 | 0 | 0 | 0
ST | 0 | 0 | 0 | 0 | 0 | 0
STOG | 0 | 0 | 0 | 0 | 0 | 0
STWD | 0 | 0 | 0 | 0 | 0 | 0
WT | 0 | 0 | 0 | 0 | 0 | 0
IGCC | 0 | 0 | 0 | 0 | 0 | 0
DemandResponse | 0 | 0 | 0 | 0 | 0 | 0
IGCC-CCS | 0 | 0 | 0 | 0 | 0 | 0
WT_off | 0 | 0 | 0 | 0 | 0 | 0
PseudoUnit | 0 | 0 | 0 | 0 | 0 | 0
FixedInterchange | 0 | 0 | 0 | 0 | 0 | 0
Emission Cost by Reporting Type: NWPP_NucRenew
ReportingType | 2015 | 2020 | 2025 | 2030 | 2035 | 2040
BM | 0 | 0 | 0 | 0 | 0 | 0
CC | 0 | 0 | 0 | 0 | 0 | 0
CSP | 0 | 0 | 0 | 0 | 0 | 0
CT | 0 | 0 | 0 | 0 | 0 | 0
Coal | 0 | 0 | 0 | 0 | 0 | 0
Geo | 0 | 0 | 0 | 0 | 0 | 0
H | 0 | 0 | 0 | 0 | 0 | 0
LFG | 0 | 0 | 0 | 0 | 0 | 0
Nuc | 0 | 0 | 0 | 0 | 0 | 0
PS | 0 | 0 | 0 | 0 | 0 | 0
PV | 0 | 0 | 0 | 0 | 0 | 0
PeakG | 0 | 0 | 0 | 0 | 0 | 0
PeakO | 0 | 0 | 0 | 0 | 0 | 0
ST | 0 | 0 | 0 | 0 | 0 | 0
STOG | 0 | 0 | 0 | 0 | 0 | 0
STWD | 0 | 0 | 0 | 0 | 0 | 0
WT | 0 | 0 | 0 | 0 | 0 | 0
IGCC | 0 | 0 | 0 | 0 | 0 | 0
DemandResponse | 0 | 0 | 0 | 0 | 0 | 0
IGCC-CCS | 0 | 0 | 0 | 0 | 0 | 0
WT_off | 0 | 0 | 0 | 0 | 0 | 0
PseudoUnit | 0 | 0 | 0 | 0 | 0 | 0
FixedInterchange | 0 | 0 | 0 | 0 | 0 | 0
Emission Cost by Reporting Type: RMPA
ReportingType | 2015 | 2020 | 2025 | 2030 | 2035 | 2040
BM | 0 | 0 | 0 | 0 | 0 | 0
CC | 0 | 0 | 0 | 0 | 0 | 0
CSP | 0 | 0 | 0 | 0 | 0 | 0
CT | 0 | 0 | 0 | 0 | 0 | 0
Coal | 2.81 | 0 | 0 | 0 | 0 | 0
Geo | 0 | 0 | 0 | 0 | 0 | 0
H | 0 | 0 | 0 | 0 | 0 | 0
LFG | 0 | 0 | 0 | 0 | 0 | 0
Nuc | 0 | 0 | 0 | 0 | 0 | 0
PS | 0 | 0 | 0 | 0 | 0 | 0
PV | 0 | 0 | 0 | 0 | 0 | 0
PeakG | 0 | 0 | 0 | 0 | 0 | 0
PeakO | 0 | 0 | 0 | 0 | 0 | 0
ST | 0 | 0 | 0 | 0 | 0 | 0
STOG | 0 | 0 | 0 | 0 | 0 | 0
STWD | 0 | 0 | 0 | 0 | 0 | 0
WT | 0 | 0 | 0 | 0 | 0 | 0
IGCC | 0 | 0 | 0 | 0 | 0 | 0
DemandResponse | 0 | 0 | 0 | 0 | 0 | 0
IGCC-CCS | 0 | 0 | 0 | 0 | 0 | 0
WT_off | 0 | 0 | 0 | 0 | 0 | 0
PseudoUnit | 0 | 0 | 0 | 0 | 0 | 0
FixedInterchange | 0 | 0 | 0 | 0 | 0 | 0
Emission Cost by Reporting Type: SP15
ReportingType | 2015 | 2020 | 2025 | 2030 | 2035 | 2040
BM | 0 | 0 | 0 | 0 | 0 | 0
CC | 0 | 0 | 0 | 0 | 0 | 0
CSP | 0 | 0 | 0 | 0 | 0 | 0
CT | 0 | 0 | 0 | 0 | 0 | 0
Coal | 0.01 | 0 | 0 | 0 | 0 | 0
Geo | 0 | 0 | 0 | 0 | 0 | 0
H | 0 | 0 | 0 | 0 | 0 | 0
LFG | 0 | 0 | 0 | 0 | 0 | 0
Nuc | 0 | 0 | 0 | 0 | 0 | 0
PS | 0 | 0 | 0 | 0 | 0 | 0
PV | 0 | 0 | 0 | 0 | 0 | 0
PeakG | 0 | 0 | 0 | 0 | 0 | 0
PeakO | 0 | 0 | 0 | 0 | 0 | 0
ST | 0 | 0 | 0 | 0 | 0 | 0
STOG | 0 | 0 | 0 | 0 | 0 | 0
STWD | 0 | 0 | 0 | 0 | 0 | 0
WT | 0 | 0 | 0 | 0 | 0 | 0
IGCC | 0 | 0 | 0 | 0 | 0 | 0
DemandResponse | 0 | 0 | 0 | 0 | 0 | 0
IGCC-CCS | 0 | 0 | 0 | 0 | 0 | 0
WT_off | 0 | 0 | 0 | 0 | 0 | 0
PseudoUnit | 0 | 0 | 0 | 0 | 0 | 0
FixedInterchange | 0 | 0 | 0 | 0 | 0 | 0
Emission Cost by Reporting Type: ALB
ReportingType | 2015 | 2020 | 2025 | 2030 | 2035 | 2040
BM | 0 | 0 | 0 | 0 | 0 | 0
CC | 0 | 0 | 0 | 0 | 0 | 0
CSP | 0 | 0 | 0 | 0 | 0 | 0
CT | 0 | 0 | 0 | 0 | 0 | 0
Coal | 0 | 0 | 0 | 0 | 0 | 0
Geo | 0 | 0 | 0 | 0 | 0 | 0
H | 0 | 0 | 0 | 0 | 0 | 0
LFG | 0 | 0 | 0 | 0 | 0 | 0
Nuc | 0 | 0 | 0 | 0 | 0 | 0
PS | 0 | 0 | 0 | 0 | 0 | 0
PV | 0 | 0 | 0 | 0 | 0 | 0
PeakG | 0 | 0 | 0 | 0 | 0 | 0
PeakO | 0 | 0 | 0 | 0 | 0 | 0
ST | 0 | 0 | 0 | 0 | 0 | 0
STOG | 0 | 0 | 0 | 0 | 0 | 0
STWD | 0 | 0 | 0 | 0 | 0 | 0
WT | 0 | 0 | 0 | 0 | 0 | 0
IGCC | 0 | 0 | 0 | 0 | 0 | 0
DemandResponse | 0 | 0 | 0 | 0 | 0 | 0
IGCC-CCS | 0 | 0 | 0 | 0 | 0 | 0
WT_off | 0 | 0 | 0 | 0 | 0 | 0
PseudoUnit | 0 | 0 | 0 | 0 | 0 | 0
FixedInterchange | 0 | 0 | 0 | 0 | 0 | 0
Emission Cost by Reporting Type: BC
ReportingType | 2015 | 2020 | 2025 | 2030 | 2035 | 2040
BM | 0 | 0 | 0 | 0 | 0 | 0
CC | 0 | 0 | 0 | 0 | 0 | 0
CSP | 0 | 0 | 0 | 0 | 0 | 0
CT | 0 | 0 | 0 | 0 | 0 | 0
Coal | 0 | 0 | 0 | 0 | 0 | 0
Geo | 0 | 0 | 0 | 0 | 0 | 0
H | 0 | 0 | 0 | 0 | 0 | 0
LFG | 0 | 0 | 0 | 0 | 0 | 0
Nuc | 0 | 0 | 0 | 0 | 0 | 0
PS | 0 | 0 | 0 | 0 | 0 | 0
PV | 0 | 0 | 0 | 0 | 0 | 0
PeakG | 0 | 0 | 0 | 0 | 0 | 0
PeakO | 0 | 0 | 0 | 0 | 0 | 0
ST | 0 | 0 | 0 | 0 | 0 | 0
STOG | 0 | 0 | 0 | 0 | 0 | 0
STWD | 0 | 0 | 0 | 0 | 0 | 0
WT | 0 | 0 | 0 | 0 | 0 | 0
IGCC | 0 | 0 | 0 | 0 | 0 | 0
DemandResponse | 0 | 0 | 0 | 0 | 0 | 0
IGCC-CCS | 0 | 0 | 0 | 0 | 0 | 0
WT_off | 0 | 0 | 0 | 0 | 0 | 0
PseudoUnit | 0 | 0 | 0 | 0 | 0 | 0
FixedInterchange | 0 | 0 | 0 | 0 | 0 | 0
Emission Cost by Reporting Type: HQ_IESO
ReportingType | 2015 | 2020 | 2025 | 2030 | 2035 | 2040
BM | 0 | 0 | 0 | 0 | 0 | 0
CC | 0 | 0 | 0 | 0 | 0 | 0
CSP | 0 | 0 | 0 | 0 | 0 | 0
CT | 0 | 0 | 0 | 0 | 0 | 0
Coal | 0 | 0 | 0 | 0 | 0 | 0
Geo | 0 | 0 | 0 | 0 | 0 | 0
H | 0 | 0 | 0 | 0 | 0 | 0
LFG | 0 | 0 | 0 | 0 | 0 | 0
Nuc | 0 | 0 | 0 | 0 | 0 | 0
PS | 0 | 0 | 0 | 0 | 0 | 0
PV | 0 | 0 | 0 | 0 | 0 | 0
PeakG | 0 | 0 | 0 | 0 | 0 | 0
PeakO | 0 | 0 | 0 | 0 | 0 | 0
ST | 0 | 0 | 0 | 0 | 0 | 0
STOG | 0 | 0 | 0 | 0 | 0 | 0
STWD | 0 | 0 | 0 | 0 | 0 | 0
WT | 0 | 0 | 0 | 0 | 0 | 0
IGCC | 0 | 0 | 0 | 0 | 0 | 0
DemandResponse | 0 | 0 | 0 | 0 | 0 | 0
IGCC-CCS | 0 | 0 | 0 | 0 | 0 | 0
WT_off | 0 | 0 | 0 | 0 | 0 | 0
PseudoUnit | 0 | 0 | 0 | 0 | 0 | 0
FixedInterchange | 0 | 0 | 0 | 0 | 0 | 0
Emission Cost by Reporting Type: HQ_NEISO
ReportingType | 2015 | 2020 | 2025 | 2030 | 2035 | 2040
BM | 0 | 0 | 0 | 0 | 0 | 0
CC | 0 | 0 | 0 | 0 | 0 | 0
CSP | 0 | 0 | 0 | 0 | 0 | 0
CT | 0 | 0 | 0 | 0 | 0 | 0
Coal | 0 | 0 | 0 | 0 | 0 | 0
Geo | 0 | 0 | 0 | 0 | 0 | 0
H | 0 | 0 | 0 | 0 | 0 | 0
LFG | 0 | 0 | 0 | 0 | 0 | 0
Nuc | 0 | 0 | 0 | 0 | 0 | 0
PS | 0 | 0 | 0 | 0 | 0 | 0
PV | 0 | 0 | 0 | 0 | 0 | 0
PeakG | 0 | 0 | 0 | 0 | 0 | 0
PeakO | 0 | 0 | 0 | 0 | 0 | 0
ST | 0 | 0 | 0 | 0 | 0 | 0
STOG | 0 | 0 | 0 | 0 | 0 | 0
STWD | 0 | 0 | 0 | 0 | 0 | 0
WT | 0 | 0 | 0 | 0 | 0 | 0
IGCC | 0 | 0 | 0 | 0 | 0 | 0
DemandResponse | 0 | 0 | 0 | 0 | 0 | 0
IGCC-CCS | 0 | 0 | 0 | 0 | 0 | 0
WT_off | 0 | 0 | 0 | 0 | 0 | 0
PseudoUnit | 0 | 0 | 0 | 0 | 0 | 0
FixedInterchange | 0 | 0 | 0 | 0 | 0 | 0
Emission Cost by Reporting Type: HQ_NY
ReportingType | 2015 | 2020 | 2025 | 2030 | 2035 | 2040
BM | 0 | 0 | 0 | 0 | 0 | 0
CC | 0 | 0 | 0 | 0 | 0 | 0
CSP | 0 | 0 | 0 | 0 | 0 | 0
CT | 0 | 0 | 0 | 0 | 0 | 0
Coal | 0 | 0 | 0 | 0 | 0 | 0
Geo | 0 | 0 | 0 | 0 | 0 | 0
H | 0 | 0 | 0 | 0 | 0 | 0
LFG | 0 | 0 | 0 | 0 | 0 | 0
Nuc | 0 | 0 | 0 | 0 | 0 | 0
PS | 0 | 0 | 0 | 0 | 0 | 0
PV | 0 | 0 | 0 | 0 | 0 | 0
PeakG | 0 | 0 | 0 | 0 | 0 | 0
PeakO | 0 | 0 | 0 | 0 | 0 | 0
ST | 0 | 0 | 0 | 0 | 0 | 0
STOG | 0 | 0 | 0 | 0 | 0 | 0
STWD | 0 | 0 | 0 | 0 | 0 | 0
WT | 0 | 0 | 0 | 0 | 0 | 0
IGCC | 0 | 0 | 0 | 0 | 0 | 0
DemandResponse | 0 | 0 | 0 | 0 | 0 | 0
IGCC-CCS | 0 | 0 | 0 | 0 | 0 | 0
WT_off | 0 | 0 | 0 | 0 | 0 | 0
PseudoUnit | 0 | 0 | 0 | 0 | 0 | 0
FixedInterchange | 0 | 0 | 0 | 0 | 0 | 0
Emission Cost by Reporting Type: MARITIMES
ReportingType | 2015 | 2020 | 2025 | 2030 | 2035 | 2040
BM | 0 | 0 | 0 | 0 | 0 | 0
CC | 0 | 0 | 0 | 0 | 0 | 0
CSP | 0 | 0 | 0 | 0 | 0 | 0
CT | 0 | 0 | 0 | 0 | 0 | 0
Coal | 0 | 0 | 0 | 0 | 0 | 0
Geo | 0 | 0 | 0 | 0 | 0 | 0
H | 0 | 0 | 0 | 0 | 0 | 0
LFG | 0 | 0 | 0 | 0 | 0 | 0
Nuc | 0 | 0 | 0 | 0 | 0 | 0
PS | 0 | 0 | 0 | 0 | 0 | 0
PV | 0 | 0 | 0 | 0 | 0 | 0
PeakG | 0 | 0 | 0 | 0 | 0 | 0
PeakO | 0 | 0 | 0 | 0 | 0 | 0
ST | 0 | 0 | 0 | 0 | 0 | 0
STOG | 0 | 0 | 0 | 0 | 0 | 0
STWD | 0 | 0 | 0 | 0 | 0 | 0
WT | 0 | 0 | 0 | 0 | 0 | 0
IGCC | 0 | 0 | 0 | 0 | 0 | 0
DemandResponse | 0 | 0 | 0 | 0 | 0 | 0
IGCC-CCS | 0 | 0 | 0 | 0 | 0 | 0
WT_off | 0 | 0 | 0 | 0 | 0 | 0
PseudoUnit | 0 | 0 | 0 | 0 | 0 | 0
FixedInterchange | 0 | 0 | 0 | 0 | 0 | 0
Emission Cost by Reporting Type: All
ReportingType | 2015 | 2020 | 2025 | 2030 | 2035 | 2040
BM | 0 | 0 | 0 | 0 | 0 | 0
CC | 0 | 0 | 0 | 0 | 0 | 0
CSP | 0 | 0 | 0 | 0 | 0 | 0
CT | 0 | 0 | 0 | 0 | 0 | 0
Coal | 639.75 | 0 | 0 | 0 | 0 | 0
Geo | 0 | 0 | 0 | 0 | 0 | 0
H | 0 | 0 | 0 | 0 | 0 | 0
LFG | 0 | 0 | 0 | 0 | 0 | 0
Nuc | 0 | 0 | 0 | 0 | 0 | 0
PS | 0 | 0 | 0 | 0 | 0 | 0
PV | 0 | 0 | 0 | 0 | 0 | 0
PeakG | 0 | 0 | 0 | 0 | 0 | 0
PeakO | 0 | 0 | 0 | 0 | 0 | 0
ST | 0 | 0 | 0 | 0 | 0 | 0
STOG | 0 | 0 | 0 | 0 | 0 | 0
STWD | 0 | 0 | 0 | 0 | 0 | 0
WT | 0 | 0 | 0 | 0 | 0 | 0
IGCC | 0.28 | 0 | 0 | 0 | 0 | 0
DemandResponse | 0 | 0 | 0 | 0 | 0 | 0
IGCC-CCS | 0 | 0 | 0 | 0 | 0 | 0
WT_off | 0 | 0 | 0 | 0 | 0 | 0
PseudoUnit | 0 | 0 | 0 | 0 | 0 | 0
FixedInterchange | 0 | 0 | 0 | 0 | 0 | 0
Emission Cost by Reporting Type: EI_US
ReportingType | 2015 | 2020 | 2025 | 2030 | 2035 | 2040
BM | 0 | 0 | 0 | 0 | 0 | 0
CC | 0 | 0 | 0 | 0 | 0 | 0
CSP | 0 | 0 | 0 | 0 | 0 | 0
CT | 0 | 0 | 0 | 0 | 0 | 0
Coal | 602.42 | 0 | 0 | 0 | 0 | 0
Geo | 0 | 0 | 0 | 0 | 0 | 0
H | 0 | 0 | 0 | 0 | 0 | 0
LFG | 0 | 0 | 0 | 0 | 0 | 0
Nuc | 0 | 0 | 0 | 0 | 0 | 0
PS | 0 | 0 | 0 | 0 | 0 | 0
PV | 0 | 0 | 0 | 0 | 0 | 0
PeakG | 0 | 0 | 0 | 0 | 0 | 0
PeakO | 0 | 0 | 0 | 0 | 0 | 0
ST | 0 | 0 | 0 | 0 | 0 | 0
STOG | 0 | 0 | 0 | 0 | 0 | 0
STWD | 0 | 0 | 0 | 0 | 0 | 0
WT | 0 | 0 | 0 | 0 | 0 | 0
IGCC | 0.28 | 0 | 0 | 0 | 0 | 0
DemandResponse | 0 | 0 | 0 | 0 | 0 | 0
IGCC-CCS | 0 | 0 | 0 | 0 | 0 | 0
WT_off | 0 | 0 | 0 | 0 | 0 | 0
PseudoUnit | 0 | 0 | 0 | 0 | 0 | 0
FixedInterchange | 0 | 0 | 0 | 0 | 0 | 0
Emission Cost by Reporting Type: EI_Canada
ReportingType | 2015 | 2020 | 2025 | 2030 | 2035 | 2040
BM | 0 | 0 | 0 | 0 | 0 | 0
CC | 0 | 0 | 0 | 0 | 0 | 0
CSP | 0 | 0 | 0 | 0 | 0 | 0
CT | 0 | 0 | 0 | 0 | 0 | 0
Coal | 0 | 0 | 0 | 0 | 0 | 0
Geo | 0 | 0 | 0 | 0 | 0 | 0
H | 0 | 0 | 0 | 0 | 0 | 0
LFG | 0 | 0 | 0 | 0 | 0 | 0
Nuc | 0 | 0 | 0 | 0 | 0 | 0
PS | 0 | 0 | 0 | 0 | 0 | 0
PV | 0 | 0 | 0 | 0 | 0 | 0
PeakG | 0 | 0 | 0 | 0 | 0 | 0
PeakO | 0 | 0 | 0 | 0 | 0 | 0
ST | 0 | 0 | 0 | 0 | 0 | 0
STOG | 0 | 0 | 0 | 0 | 0 | 0
STWD | 0 | 0 | 0 | 0 | 0 | 0
WT | 0 | 0 | 0 | 0 | 0 | 0
IGCC | 0 | 0 | 0 | 0 | 0 | 0
DemandResponse | 0 | 0 | 0 | 0 | 0 | 0
IGCC-CCS | 0 | 0 | 0 | 0 | 0 | 0
WT_off | 0 | 0 | 0 | 0 | 0 | 0
PseudoUnit | 0 | 0 | 0 | 0 | 0 | 0
FixedInterchange | 0 | 0 | 0 | 0 | 0 | 0
Emission Cost by Reporting Type: EI
ReportingType | 2015 | 2020 | 2025 | 2030 | 2035 | 2040
BM | 0 | 0 | 0 | 0 | 0 | 0
CC | 0 | 0 | 0 | 0 | 0 | 0
CSP | 0 | 0 | 0 | 0 | 0 | 0
CT | 0 | 0 | 0 | 0 | 0 | 0
Coal | 602.42 | 0 | 0 | 0 | 0 | 0
Geo | 0 | 0 | 0 | 0 | 0 | 0
H | 0 | 0 | 0 | 0 | 0 | 0
LFG | 0 | 0 | 0 | 0 | 0 | 0
Nuc | 0 | 0 | 0 | 0 | 0 | 0
PS | 0 | 0 | 0 | 0 | 0 | 0
PV | 0 | 0 | 0 | 0 | 0 | 0
PeakG | 0 | 0 | 0 | 0 | 0 | 0
PeakO | 0 | 0 | 0 | 0 | 0 | 0
ST | 0 | 0 | 0 | 0 | 0 | 0
STOG | 0 | 0 | 0 | 0 | 0 | 0
STWD | 0 | 0 | 0 | 0 | 0 | 0
WT | 0 | 0 | 0 | 0 | 0 | 0
IGCC | 0.28 | 0 | 0 | 0 | 0 | 0
DemandResponse | 0 | 0 | 0 | 0 | 0 | 0
IGCC-CCS | 0 | 0 | 0 | 0 | 0 | 0
WT_off | 0 | 0 | 0 | 0 | 0 | 0
PseudoUnit | 0 | 0 | 0 | 0 | 0 | 0
FixedInterchange | 0 | 0 | 0 | 0 | 0 | 0
Emission Cost by Reporting Type: Outside_EI
ReportingType | 2015 | 2020 | 2025 | 2030 | 2035 | 2040
BM | 0 | 0 | 0 | 0 | 0 | 0
CC | 0 | 0 | 0 | 0 | 0 | 0
CSP | 0 | 0 | 0 | 0 | 0 | 0
CT | 0 | 0 | 0 | 0 | 0 | 0
Coal | 37.33 | 0 | 0 | 0 | 0 | 0
Geo | 0 | 0 | 0 | 0 | 0 | 0
H | 0 | 0 | 0 | 0 | 0 | 0
LFG | 0 | 0 | 0 | 0 | 0 | 0
Nuc | 0 | 0 | 0 | 0 | 0 | 0
PS | 0 | 0 | 0 | 0 | 0 | 0
PV | 0 | 0 | 0 | 0 | 0 | 0
PeakG | 0 | 0 | 0 | 0 | 0 | 0
PeakO | 0 | 0 | 0 | 0 | 0 | 0
ST | 0 | 0 | 0 | 0 | 0 | 0
STOG | 0 | 0 | 0 | 0 | 0 | 0
STWD | 0 | 0 | 0 | 0 | 0 | 0
WT | 0 | 0 | 0 | 0 | 0 | 0
IGCC | 0 | 0 | 0 | 0 | 0 | 0
DemandResponse | 0 | 0 | 0 | 0 | 0 | 0
IGCC-CCS | 0 | 0 | 0 | 0 | 0 | 0
WT_off | 0 | 0 | 0 | 0 | 0 | 0
PseudoUnit | 0 | 0 | 0 | 0 | 0 | 0
FixedInterchange | 0 | 0 | 0 | 0 | 0 | 0
==== Emission Program: CAIRNoxSeasonal : (NOx) ====
Emission Cost by Reporting Type: Entergy
ReportingType | 2015 | 2020 | 2025 | 2030 | 2035 | 2040
BM | 0 | 0 | 0 | 0 | 0 | 0
CC | 0 | 0 | 0 | 0 | 0 | 0
CSP | 0 | 0 | 0 | 0 | 0 | 0
CT | 0 | 0 | 0 | 0 | 0 | 0
Coal | 0 | 0 | 0 | 0 | 0 | 0
Geo | 0 | 0 | 0 | 0 | 0 | 0
H | 0 | 0 | 0 | 0 | 0 | 0
LFG | 0 | 0 | 0 | 0 | 0 | 0
Nuc | 0 | 0 | 0 | 0 | 0 | 0
PS | 0 | 0 | 0 | 0 | 0 | 0
PV | 0 | 0 | 0 | 0 | 0 | 0
PeakG | 0 | 0 | 0 | 0 | 0 | 0
PeakO | 0 | 0 | 0 | 0 | 0 | 0
ST | 0 | 0 | 0 | 0 | 0 | 0
STOG | 0 | 0 | 0 | 0 | 0 | 0
STWD | 0 | 0 | 0 | 0 | 0 | 0
WT | 0 | 0 | 0 | 0 | 0 | 0
IGCC | 0 | 0 | 0 | 0 | 0 | 0
DemandResponse | 0 | 0 | 0 | 0 | 0 | 0
IGCC-CCS | 0 | 0 | 0 | 0 | 0 | 0
WT_off | 0 | 0 | 0 | 0 | 0 | 0
PseudoUnit | 0 | 0 | 0 | 0 | 0 | 0
FixedInterchange | 0 | 0 | 0 | 0 | 0 | 0
Emission Cost by Reporting Type: FRCC
ReportingType | 2015 | 2020 | 2025 | 2030 | 2035 | 2040
BM | 0 | 0 | 0 | 0 | 0 | 0
CC | 0 | 0 | 0 | 0 | 0 | 0
CSP | 0 | 0 | 0 | 0 | 0 | 0
CT | 0 | 0 | 0 | 0 | 0 | 0
Coal | 0 | 0 | 0 | 0 | 0 | 0
Geo | 0 | 0 | 0 | 0 | 0 | 0
H | 0 | 0 | 0 | 0 | 0 | 0
LFG | 0 | 0 | 0 | 0 | 0 | 0
Nuc | 0 | 0 | 0 | 0 | 0 | 0
PS | 0 | 0 | 0 | 0 | 0 | 0
PV | 0 | 0 | 0 | 0 | 0 | 0
PeakG | 0 | 0 | 0 | 0 | 0 | 0
PeakO | 0 | 0 | 0 | 0 | 0 | 0
ST | 0 | 0 | 0 | 0 | 0 | 0
STOG | 0 | 0 | 0 | 0 | 0 | 0
STWD | 0 | 0 | 0 | 0 | 0 | 0
WT | 0 | 0 | 0 | 0 | 0 | 0
IGCC | 0 | 0 | 0 | 0 | 0 | 0
DemandResponse | 0 | 0 | 0 | 0 | 0 | 0
IGCC-CCS | 0 | 0 | 0 | 0 | 0 | 0
WT_off | 0 | 0 | 0 | 0 | 0 | 0
PseudoUnit | 0 | 0 | 0 | 0 | 0 | 0
FixedInterchange | 0 | 0 | 0 | 0 | 0 | 0
Emission Cost by Reporting Type: MAPP_US
ReportingType | 2015 | 2020 | 2025 | 2030 | 2035 | 2040
BM | 0 | 0 | 0 | 0 | 0 | 0
CC | 0 | 0 | 0 | 0 | 0 | 0
CSP | 0 | 0 | 0 | 0 | 0 | 0
CT | 0 | 0 | 0 | 0 | 0 | 0
Coal | 0 | 0 | 0 | 0 | 0 | 0
Geo | 0 | 0 | 0 | 0 | 0 | 0
H | 0 | 0 | 0 | 0 | 0 | 0
LFG | 0 | 0 | 0 | 0 | 0 | 0
Nuc | 0 | 0 | 0 | 0 | 0 | 0
PS | 0 | 0 | 0 | 0 | 0 | 0
PV | 0 | 0 | 0 | 0 | 0 | 0
PeakG | 0 | 0 | 0 | 0 | 0 | 0
PeakO | 0 | 0 | 0 | 0 | 0 | 0
ST | 0 | 0 | 0 | 0 | 0 | 0
STOG | 0 | 0 | 0 | 0 | 0 | 0
STWD | 0 | 0 | 0 | 0 | 0 | 0
WT | 0 | 0 | 0 | 0 | 0 | 0
IGCC | 0 | 0 | 0 | 0 | 0 | 0
DemandResponse | 0 | 0 | 0 | 0 | 0 | 0
IGCC-CCS | 0 | 0 | 0 | 0 | 0 | 0
WT_off | 0 | 0 | 0 | 0 | 0 | 0
PseudoUnit | 0 | 0 | 0 | 0 | 0 | 0
FixedInterchange | 0 | 0 | 0 | 0 | 0 | 0
Emission Cost by Reporting Type: MISO_IN
ReportingType | 2015 | 2020 | 2025 | 2030 | 2035 | 2040
BM | 0 | 0 | 0 | 0 | 0 | 0
CC | 0 | 0 | 0 | 0 | 0 | 0
CSP | 0 | 0 | 0 | 0 | 0 | 0
CT | 0 | 0 | 0 | 0 | 0 | 0
Coal | 0 | 0 | 0 | 0 | 0 | 0
Geo | 0 | 0 | 0 | 0 | 0 | 0
H | 0 | 0 | 0 | 0 | 0 | 0
LFG | 0 | 0 | 0 | 0 | 0 | 0
Nuc | 0 | 0 | 0 | 0 | 0 | 0
PS | 0 | 0 | 0 | 0 | 0 | 0
PV | 0 | 0 | 0 | 0 | 0 | 0
PeakG | 0 | 0 | 0 | 0 | 0 | 0
PeakO | 0 | 0 | 0 | 0 | 0 | 0
ST | 0 | 0 | 0 | 0 | 0 | 0
STOG | 0 | 0 | 0 | 0 | 0 | 0
STWD | 0 | 0 | 0 | 0 | 0 | 0
WT | 0 | 0 | 0 | 0 | 0 | 0
IGCC | 0 | 0 | 0 | 0 | 0 | 0
DemandResponse | 0 | 0 | 0 | 0 | 0 | 0
IGCC-CCS | 0 | 0 | 0 | 0 | 0 | 0
WT_off | 0 | 0 | 0 | 0 | 0 | 0
PseudoUnit | 0 | 0 | 0 | 0 | 0 | 0
FixedInterchange | 0 | 0 | 0 | 0 | 0 | 0
Emission Cost by Reporting Type: MISO_MI
ReportingType | 2015 | 2020 | 2025 | 2030 | 2035 | 2040
BM | 0 | 0 | 0 | 0 | 0 | 0
CC | 0 | 0 | 0 | 0 | 0 | 0
CSP | 0 | 0 | 0 | 0 | 0 | 0
CT | 0 | 0 | 0 | 0 | 0 | 0
Coal | 0 | 0 | 0 | 0 | 0 | 0
Geo | 0 | 0 | 0 | 0 | 0 | 0
H | 0 | 0 | 0 | 0 | 0 | 0
LFG | 0 | 0 | 0 | 0 | 0 | 0
Nuc | 0 | 0 | 0 | 0 | 0 | 0
PS | 0 | 0 | 0 | 0 | 0 | 0
PV | 0 | 0 | 0 | 0 | 0 | 0
PeakG | 0 | 0 | 0 | 0 | 0 | 0
PeakO | 0 | 0 | 0 | 0 | 0 | 0
ST | 0 | 0 | 0 | 0 | 0 | 0
STOG | 0 | 0 | 0 | 0 | 0 | 0
STWD | 0 | 0 | 0 | 0 | 0 | 0
WT | 0 | 0 | 0 | 0 | 0 | 0
IGCC | 0 | 0 | 0 | 0 | 0 | 0
DemandResponse | 0 | 0 | 0 | 0 | 0 | 0
IGCC-CCS | 0 | 0 | 0 | 0 | 0 | 0
WT_off | 0 | 0 | 0 | 0 | 0 | 0
PseudoUnit | 0 | 0 | 0 | 0 | 0 | 0
FixedInterchange | 0 | 0 | 0 | 0 | 0 | 0
Emission Cost by Reporting Type: MISO_MO-IL
ReportingType | 2015 | 2020 | 2025 | 2030 | 2035 | 2040
BM | 0 | 0 | 0 | 0 | 0 | 0
CC | 0 | 0 | 0 | 0 | 0 | 0
CSP | 0 | 0 | 0 | 0 | 0 | 0
CT | 0 | 0 | 0 | 0 | 0 | 0
Coal | 0 | 0 | 0 | 0 | 0 | 0
Geo | 0 | 0 | 0 | 0 | 0 | 0
H | 0 | 0 | 0 | 0 | 0 | 0
LFG | 0 | 0 | 0 | 0 | 0 | 0
Nuc | 0 | 0 | 0 | 0 | 0 | 0
PS | 0 | 0 | 0 | 0 | 0 | 0
PV | 0 | 0 | 0 | 0 | 0 | 0
PeakG | 0 | 0 | 0 | 0 | 0 | 0
PeakO | 0 | 0 | 0 | 0 | 0 | 0
ST | 0 | 0 | 0 | 0 | 0 | 0
STOG | 0 | 0 | 0 | 0 | 0 | 0
STWD | 0 | 0 | 0 | 0 | 0 | 0
WT | 0 | 0 | 0 | 0 | 0 | 0
IGCC | 0 | 0 | 0 | 0 | 0 | 0
DemandResponse | 0 | 0 | 0 | 0 | 0 | 0
IGCC-CCS | 0 | 0 | 0 | 0 | 0 | 0
WT_off | 0 | 0 | 0 | 0 | 0 | 0
PseudoUnit | 0 | 0 | 0 | 0 | 0 | 0
FixedInterchange | 0 | 0 | 0 | 0 | 0 | 0
Emission Cost by Reporting Type: MISO_W
ReportingType | 2015 | 2020 | 2025 | 2030 | 2035 | 2040
BM | 0 | 0 | 0 | 0 | 0 | 0
CC | 0 | 0 | 0 | 0 | 0 | 0
CSP | 0 | 0 | 0 | 0 | 0 | 0
CT | 0 | 0 | 0 | 0 | 0 | 0
Coal | 0 | 0 | 0 | 0 | 0 | 0
Geo | 0 | 0 | 0 | 0 | 0 | 0
H | 0 | 0 | 0 | 0 | 0 | 0
LFG | 0 | 0 | 0 | 0 | 0 | 0
Nuc | 0 | 0 | 0 | 0 | 0 | 0
PS | 0 | 0 | 0 | 0 | 0 | 0
PV | 0 | 0 | 0 | 0 | 0 | 0
PeakG | 0 | 0 | 0 | 0 | 0 | 0
PeakO | 0 | 0 | 0 | 0 | 0 | 0
ST | 0 | 0 | 0 | 0 | 0 | 0
STOG | 0 | 0 | 0 | 0 | 0 | 0
STWD | 0 | 0 | 0 | 0 | 0 | 0
WT | 0 | 0 | 0 | 0 | 0 | 0
IGCC | 0 | 0 | 0 | 0 | 0 | 0
DemandResponse | 0 | 0 | 0 | 0 | 0 | 0
IGCC-CCS | 0 | 0 | 0 | 0 | 0 | 0
WT_off | 0 | 0 | 0 | 0 | 0 | 0
PseudoUnit | 0 | 0 | 0 | 0 | 0 | 0
FixedInterchange | 0 | 0 | 0 | 0 | 0 | 0
Emission Cost by Reporting Type: MISO_WUMS
ReportingType | 2015 | 2020 | 2025 | 2030 | 2035 | 2040
BM | 0 | 0 | 0 | 0 | 0 | 0
CC | 0 | 0 | 0 | 0 | 0 | 0
CSP | 0 | 0 | 0 | 0 | 0 | 0
CT | 0 | 0 | 0 | 0 | 0 | 0
Coal | 0 | 0 | 0 | 0 | 0 | 0
Geo | 0 | 0 | 0 | 0 | 0 | 0
H | 0 | 0 | 0 | 0 | 0 | 0
LFG | 0 | 0 | 0 | 0 | 0 | 0
Nuc | 0 | 0 | 0 | 0 | 0 | 0
PS | 0 | 0 | 0 | 0 | 0 | 0
PV | 0 | 0 | 0 | 0 | 0 | 0
PeakG | 0 | 0 | 0 | 0 | 0 | 0
PeakO | 0 | 0 | 0 | 0 | 0 | 0
ST | 0 | 0 | 0 | 0 | 0 | 0
STOG | 0 | 0 | 0 | 0 | 0 | 0
STWD | 0 | 0 | 0 | 0 | 0 | 0
WT | 0 | 0 | 0 | 0 | 0 | 0
IGCC | 0 | 0 | 0 | 0 | 0 | 0
DemandResponse | 0 | 0 | 0 | 0 | 0 | 0
IGCC-CCS | 0 | 0 | 0 | 0 | 0 | 0
WT_off | 0 | 0 | 0 | 0 | 0 | 0
PseudoUnit | 0 | 0 | 0 | 0 | 0 | 0
FixedInterchange | 0 | 0 | 0 | 0 | 0 | 0
Emission Cost by Reporting Type: Nebraska
ReportingType | 2015 | 2020 | 2025 | 2030 | 2035 | 2040
BM | 0 | 0 | 0 | 0 | 0 | 0
CC | 0 | 0 | 0 | 0 | 0 | 0
CSP | 0 | 0 | 0 | 0 | 0 | 0
CT | 0 | 0 | 0 | 0 | 0 | 0
Coal | 0 | 0 | 0 | 0 | 0 | 0
Geo | 0 | 0 | 0 | 0 | 0 | 0
H | 0 | 0 | 0 | 0 | 0 | 0
LFG | 0 | 0 | 0 | 0 | 0 | 0
Nuc | 0 | 0 | 0 | 0 | 0 | 0
PS | 0 | 0 | 0 | 0 | 0 | 0
PV | 0 | 0 | 0 | 0 | 0 | 0
PeakG | 0 | 0 | 0 | 0 | 0 | 0
PeakO | 0 | 0 | 0 | 0 | 0 | 0
ST | 0 | 0 | 0 | 0 | 0 | 0
STOG | 0 | 0 | 0 | 0 | 0 | 0
STWD | 0 | 0 | 0 | 0 | 0 | 0
WT | 0 | 0 | 0 | 0 | 0 | 0
IGCC | 0 | 0 | 0 | 0 | 0 | 0
DemandResponse | 0 | 0 | 0 | 0 | 0 | 0
IGCC-CCS | 0 | 0 | 0 | 0 | 0 | 0
WT_off | 0 | 0 | 0 | 0 | 0 | 0
PseudoUnit | 0 | 0 | 0 | 0 | 0 | 0
FixedInterchange | 0 | 0 | 0 | 0 | 0 | 0
Emission Cost by Reporting Type: NEISO
ReportingType | 2015 | 2020 | 2025 | 2030 | 2035 | 2040
BM | 0 | 0 | 0 | 0 | 0 | 0
CC | 0 | 0 | 0 | 0 | 0 | 0
CSP | 0 | 0 | 0 | 0 | 0 | 0
CT | 0 | 0 | 0 | 0 | 0 | 0
Coal | 0 | 0 | 0 | 0 | 0 | 0
Geo | 0 | 0 | 0 | 0 | 0 | 0
H | 0 | 0 | 0 | 0 | 0 | 0
LFG | 0 | 0 | 0 | 0 | 0 | 0
Nuc | 0 | 0 | 0 | 0 | 0 | 0
PS | 0 | 0 | 0 | 0 | 0 | 0
PV | 0 | 0 | 0 | 0 | 0 | 0
PeakG | 0 | 0 | 0 | 0 | 0 | 0
PeakO | 0 | 0 | 0 | 0 | 0 | 0
ST | 0 | 0 | 0 | 0 | 0 | 0
STOG | 0 | 0 | 0 | 0 | 0 | 0
STWD | 0 | 0 | 0 | 0 | 0 | 0
WT | 0 | 0 | 0 | 0 | 0 | 0
IGCC | 0 | 0 | 0 | 0 | 0 | 0
DemandResponse | 0 | 0 | 0 | 0 | 0 | 0
IGCC-CCS | 0 | 0 | 0 | 0 | 0 | 0
WT_off | 0 | 0 | 0 | 0 | 0 | 0
PseudoUnit | 0 | 0 | 0 | 0 | 0 | 0
FixedInterchange | 0 | 0 | 0 | 0 | 0 | 0
Emission Cost by Reporting Type: NonRTO_Midwest
ReportingType | 2015 | 2020 | 2025 | 2030 | 2035 | 2040
BM | 0 | 0 | 0 | 0 | 0 | 0
CC | 0 | 0 | 0 | 0 | 0 | 0
CSP | 0 | 0 | 0 | 0 | 0 | 0
CT | 0 | 0 | 0 | 0 | 0 | 0
Coal | 0 | 0 | 0 | 0 | 0 | 0
Geo | 0 | 0 | 0 | 0 | 0 | 0
H | 0 | 0 | 0 | 0 | 0 | 0
LFG | 0 | 0 | 0 | 0 | 0 | 0
Nuc | 0 | 0 | 0 | 0 | 0 | 0
PS | 0 | 0 | 0 | 0 | 0 | 0
PV | 0 | 0 | 0 | 0 | 0 | 0
PeakG | 0 | 0 | 0 | 0 | 0 | 0
PeakO | 0 | 0 | 0 | 0 | 0 | 0
ST | 0 | 0 | 0 | 0 | 0 | 0
STOG | 0 | 0 | 0 | 0 | 0 | 0
STWD | 0 | 0 | 0 | 0 | 0 | 0
WT | 0 | 0 | 0 | 0 | 0 | 0
IGCC | 0 | 0 | 0 | 0 | 0 | 0
DemandResponse | 0 | 0 | 0 | 0 | 0 | 0
IGCC-CCS | 0 | 0 | 0 | 0 | 0 | 0
WT_off | 0 | 0 | 0 | 0 | 0 | 0
PseudoUnit | 0 | 0 | 0 | 0 | 0 | 0
FixedInterchange | 0 | 0 | 0 | 0 | 0 | 0
Emission Cost by Reporting Type: NYISO_A-F
ReportingType | 2015 | 2020 | 2025 | 2030 | 2035 | 2040
BM | 0 | 0 | 0 | 0 | 0 | 0
CC | 0 | 0 | 0 | 0 | 0 | 0
CSP | 0 | 0 | 0 | 0 | 0 | 0
CT | 0 | 0 | 0 | 0 | 0 | 0
Coal | 0 | 0 | 0 | 0 | 0 | 0
Geo | 0 | 0 | 0 | 0 | 0 | 0
H | 0 | 0 | 0 | 0 | 0 | 0
LFG | 0 | 0 | 0 | 0 | 0 | 0
Nuc | 0 | 0 | 0 | 0 | 0 | 0
PS | 0 | 0 | 0 | 0 | 0 | 0
PV | 0 | 0 | 0 | 0 | 0 | 0
PeakG | 0 | 0 | 0 | 0 | 0 | 0
PeakO | 0 | 0 | 0 | 0 | 0 | 0
ST | 0 | 0 | 0 | 0 | 0 | 0
STOG | 0 | 0 | 0 | 0 | 0 | 0
STWD | 0 | 0 | 0 | 0 | 0 | 0
WT | 0 | 0 | 0 | 0 | 0 | 0
IGCC | 0 | 0 | 0 | 0 | 0 | 0
DemandResponse | 0 | 0 | 0 | 0 | 0 | 0
IGCC-CCS | 0 | 0 | 0 | 0 | 0 | 0
WT_off | 0 | 0 | 0 | 0 | 0 | 0
PseudoUnit | 0 | 0 | 0 | 0 | 0 | 0
FixedInterchange | 0 | 0 | 0 | 0 | 0 | 0
Emission Cost by Reporting Type: NYISO_G-I
ReportingType | 2015 | 2020 | 2025 | 2030 | 2035 | 2040
BM | 0 | 0 | 0 | 0 | 0 | 0
CC | 0 | 0 | 0 | 0 | 0 | 0
CSP | 0 | 0 | 0 | 0 | 0 | 0
CT | 0 | 0 | 0 | 0 | 0 | 0
Coal | 0 | 0 | 0 | 0 | 0 | 0
Geo | 0 | 0 | 0 | 0 | 0 | 0
H | 0 | 0 | 0 | 0 | 0 | 0
LFG | 0 | 0 | 0 | 0 | 0 | 0
Nuc | 0 | 0 | 0 | 0 | 0 | 0
PS | 0 | 0 | 0 | 0 | 0 | 0
PV | 0 | 0 | 0 | 0 | 0 | 0
PeakG | 0 | 0 | 0 | 0 | 0 | 0
PeakO | 0 | 0 | 0 | 0 | 0 | 0
ST | 0 | 0 | 0 | 0 | 0 | 0
STOG | 0 | 0 | 0 | 0 | 0 | 0
STWD | 0 | 0 | 0 | 0 | 0 | 0
WT | 0 | 0 | 0 | 0 | 0 | 0
IGCC | 0 | 0 | 0 | 0 | 0 | 0
DemandResponse | 0 | 0 | 0 | 0 | 0 | 0
IGCC-CCS | 0 | 0 | 0 | 0 | 0 | 0
WT_off | 0 | 0 | 0 | 0 | 0 | 0
PseudoUnit | 0 | 0 | 0 | 0 | 0 | 0
FixedInterchange | 0 | 0 | 0 | 0 | 0 | 0
Emission Cost by Reporting Type: NYISO_J-K
ReportingType | 2015 | 2020 | 2025 | 2030 | 2035 | 2040
BM | 0 | 0 | 0 | 0 | 0 | 0
CC | 0 | 0 | 0 | 0 | 0 | 0
CSP | 0 | 0 | 0 | 0 | 0 | 0
CT | 0 | 0 | 0 | 0 | 0 | 0
Coal | 0 | 0 | 0 | 0 | 0 | 0
Geo | 0 | 0 | 0 | 0 | 0 | 0
H | 0 | 0 | 0 | 0 | 0 | 0
LFG | 0 | 0 | 0 | 0 | 0 | 0
Nuc | 0 | 0 | 0 | 0 | 0 | 0
PS | 0 | 0 | 0 | 0 | 0 | 0
PV | 0 | 0 | 0 | 0 | 0 | 0
PeakG | 0 | 0 | 0 | 0 | 0 | 0
PeakO | 0 | 0 | 0 | 0 | 0 | 0
ST | 0 | 0 | 0 | 0 | 0 | 0
STOG | 0 | 0 | 0 | 0 | 0 | 0
STWD | 0 | 0 | 0 | 0 | 0 | 0
WT | 0 | 0 | 0 | 0 | 0 | 0
IGCC | 0 | 0 | 0 | 0 | 0 | 0
DemandResponse | 0 | 0 | 0 | 0 | 0 | 0
IGCC-CCS | 0 | 0 | 0 | 0 | 0 | 0
WT_off | 0 | 0 | 0 | 0 | 0 | 0
PseudoUnit | 0 | 0 | 0 | 0 | 0 | 0
FixedInterchange | 0 | 0 | 0 | 0 | 0 | 0
Emission Cost by Reporting Type: PJM_E
ReportingType | 2015 | 2020 | 2025 | 2030 | 2035 | 2040
BM | 0 | 0 | 0 | 0 | 0 | 0
CC | 0 | 0 | 0 | 0 | 0 | 0
CSP | 0 | 0 | 0 | 0 | 0 | 0
CT | 0 | 0 | 0 | 0 | 0 | 0
Coal | 0 | 0 | 0 | 0 | 0 | 0
Geo | 0 | 0 | 0 | 0 | 0 | 0
H | 0 | 0 | 0 | 0 | 0 | 0
LFG | 0 | 0 | 0 | 0 | 0 | 0
Nuc | 0 | 0 | 0 | 0 | 0 | 0
PS | 0 | 0 | 0 | 0 | 0 | 0
PV | 0 | 0 | 0 | 0 | 0 | 0
PeakG | 0 | 0 | 0 | 0 | 0 | 0
PeakO | 0 | 0 | 0 | 0 | 0 | 0
ST | 0 | 0 | 0 | 0 | 0 | 0
STOG | 0 | 0 | 0 | 0 | 0 | 0
STWD | 0 | 0 | 0 | 0 | 0 | 0
WT | 0 | 0 | 0 | 0 | 0 | 0
IGCC | 0 | 0 | 0 | 0 | 0 | 0
DemandResponse | 0 | 0 | 0 | 0 | 0 | 0
IGCC-CCS | 0 | 0 | 0 | 0 | 0 | 0
WT_off | 0 | 0 | 0 | 0 | 0 | 0
PseudoUnit | 0 | 0 | 0 | 0 | 0 | 0
FixedInterchange | 0 | 0 | 0 | 0 | 0 | 0
Emission Cost by Reporting Type: PJM_ROM
ReportingType | 2015 | 2020 | 2025 | 2030 | 2035 | 2040
BM | 0 | 0 | 0 | 0 | 0 | 0
CC | 0 | 0 | 0 | 0 | 0 | 0
CSP | 0 | 0 | 0 | 0 | 0 | 0
CT | 0 | 0 | 0 | 0 | 0 | 0
Coal | 0 | 0 | 0 | 0 | 0 | 0
Geo | 0 | 0 | 0 | 0 | 0 | 0
H | 0 | 0 | 0 | 0 | 0 | 0
LFG | 0 | 0 | 0 | 0 | 0 | 0
Nuc | 0 | 0 | 0 | 0 | 0 | 0
PS | 0 | 0 | 0 | 0 | 0 | 0
PV | 0 | 0 | 0 | 0 | 0 | 0
PeakG | 0 | 0 | 0 | 0 | 0 | 0
PeakO | 0 | 0 | 0 | 0 | 0 | 0
ST | 0 | 0 | 0 | 0 | 0 | 0
STOG | 0 | 0 | 0 | 0 | 0 | 0
STWD | 0 | 0 | 0 | 0 | 0 | 0
WT | 0 | 0 | 0 | 0 | 0 | 0
IGCC | 0 | 0 | 0 | 0 | 0 | 0
DemandResponse | 0 | 0 | 0 | 0 | 0 | 0
IGCC-CCS | 0 | 0 | 0 | 0 | 0 | 0
WT_off | 0 | 0 | 0 | 0 | 0 | 0
PseudoUnit | 0 | 0 | 0 | 0 | 0 | 0
FixedInterchange | 0 | 0 | 0 | 0 | 0 | 0
Emission Cost by Reporting Type: PJM_ROR
ReportingType | 2015 | 2020 | 2025 | 2030 | 2035 | 2040
BM | 0 | 0 | 0 | 0 | 0 | 0
CC | 0 | 0 | 0 | 0 | 0 | 0
CSP | 0 | 0 | 0 | 0 | 0 | 0
CT | 0 | 0 | 0 | 0 | 0 | 0
Coal | 0 | 0 | 0 | 0 | 0 | 0
Geo | 0 | 0 | 0 | 0 | 0 | 0
H | 0 | 0 | 0 | 0 | 0 | 0
LFG | 0 | 0 | 0 | 0 | 0 | 0
Nuc | 0 | 0 | 0 | 0 | 0 | 0
PS | 0 | 0 | 0 | 0 | 0 | 0
PV | 0 | 0 | 0 | 0 | 0 | 0
PeakG | 0 | 0 | 0 | 0 | 0 | 0
PeakO | 0 | 0 | 0 | 0 | 0 | 0
ST | 0 | 0 | 0 | 0 | 0 | 0
STOG | 0 | 0 | 0 | 0 | 0 | 0
STWD | 0 | 0 | 0 | 0 | 0 | 0
WT | 0 | 0 | 0 | 0 | 0 | 0
IGCC | 0 | 0 | 0 | 0 | 0 | 0
DemandResponse | 0 | 0 | 0 | 0 | 0 | 0
IGCC-CCS | 0 | 0 | 0 | 0 | 0 | 0
WT_off | 0 | 0 | 0 | 0 | 0 | 0
PseudoUnit | 0 | 0 | 0 | 0 | 0 | 0
FixedInterchange | 0 | 0 | 0 | 0 | 0 | 0
Emission Cost by Reporting Type: SOCO
ReportingType | 2015 | 2020 | 2025 | 2030 | 2035 | 2040
BM | 0 | 0 | 0 | 0 | 0 | 0
CC | 0 | 0 | 0 | 0 | 0 | 0
CSP | 0 | 0 | 0 | 0 | 0 | 0
CT | 0 | 0 | 0 | 0 | 0 | 0
Coal | 0 | 0 | 0 | 0 | 0 | 0
Geo | 0 | 0 | 0 | 0 | 0 | 0
H | 0 | 0 | 0 | 0 | 0 | 0
LFG | 0 | 0 | 0 | 0 | 0 | 0
Nuc | 0 | 0 | 0 | 0 | 0 | 0
PS | 0 | 0 | 0 | 0 | 0 | 0
PV | 0 | 0 | 0 | 0 | 0 | 0
PeakG | 0 | 0 | 0 | 0 | 0 | 0
PeakO | 0 | 0 | 0 | 0 | 0 | 0
ST | 0 | 0 | 0 | 0 | 0 | 0
STOG | 0 | 0 | 0 | 0 | 0 | 0
STWD | 0 | 0 | 0 | 0 | 0 | 0
WT | 0 | 0 | 0 | 0 | 0 | 0
IGCC | 0 | 0 | 0 | 0 | 0 | 0
DemandResponse | 0 | 0 | 0 | 0 | 0 | 0
IGCC-CCS | 0 | 0 | 0 | 0 | 0 | 0
WT_off | 0 | 0 | 0 | 0 | 0 | 0
PseudoUnit | 0 | 0 | 0 | 0 | 0 | 0
FixedInterchange | 0 | 0 | 0 | 0 | 0 | 0
Emission Cost by Reporting Type: SPP_N
ReportingType | 2015 | 2020 | 2025 | 2030 | 2035 | 2040
BM | 0 | 0 | 0 | 0 | 0 | 0
CC | 0 | 0 | 0 | 0 | 0 | 0
CSP | 0 | 0 | 0 | 0 | 0 | 0
CT | 0 | 0 | 0 | 0 | 0 | 0
Coal | 0 | 0 | 0 | 0 | 0 | 0
Geo | 0 | 0 | 0 | 0 | 0 | 0
H | 0 | 0 | 0 | 0 | 0 | 0
LFG | 0 | 0 | 0 | 0 | 0 | 0
Nuc | 0 | 0 | 0 | 0 | 0 | 0
PS | 0 | 0 | 0 | 0 | 0 | 0
PV | 0 | 0 | 0 | 0 | 0 | 0
PeakG | 0 | 0 | 0 | 0 | 0 | 0
PeakO | 0 | 0 | 0 | 0 | 0 | 0
ST | 0 | 0 | 0 | 0 | 0 | 0
STOG | 0 | 0 | 0 | 0 | 0 | 0
STWD | 0 | 0 | 0 | 0 | 0 | 0
WT | 0 | 0 | 0 | 0 | 0 | 0
IGCC | 0 | 0 | 0 | 0 | 0 | 0
DemandResponse | 0 | 0 | 0 | 0 | 0 | 0
IGCC-CCS | 0 | 0 | 0 | 0 | 0 | 0
WT_off | 0 | 0 | 0 | 0 | 0 | 0
PseudoUnit | 0 | 0 | 0 | 0 | 0 | 0
FixedInterchange | 0 | 0 | 0 | 0 | 0 | 0
Emission Cost by Reporting Type: SPP_S
ReportingType | 2015 | 2020 | 2025 | 2030 | 2035 | 2040
BM | 0 | 0 | 0 | 0 | 0 | 0
CC | 0 | 0 | 0 | 0 | 0 | 0
CSP | 0 | 0 | 0 | 0 | 0 | 0
CT | 0 | 0 | 0 | 0 | 0 | 0
Coal | 0 | 0 | 0 | 0 | 0 | 0
Geo | 0 | 0 | 0 | 0 | 0 | 0
H | 0 | 0 | 0 | 0 | 0 | 0
LFG | 0 | 0 | 0 | 0 | 0 | 0
Nuc | 0 | 0 | 0 | 0 | 0 | 0
PS | 0 | 0 | 0 | 0 | 0 | 0
PV | 0 | 0 | 0 | 0 | 0 | 0
PeakG | 0 | 0 | 0 | 0 | 0 | 0
PeakO | 0 | 0 | 0 | 0 | 0 | 0
ST | 0 | 0 | 0 | 0 | 0 | 0
STOG | 0 | 0 | 0 | 0 | 0 | 0
STWD | 0 | 0 | 0 | 0 | 0 | 0
WT | 0 | 0 | 0 | 0 | 0 | 0
IGCC | 0 | 0 | 0 | 0 | 0 | 0
DemandResponse | 0 | 0 | 0 | 0 | 0 | 0
IGCC-CCS | 0 | 0 | 0 | 0 | 0 | 0
WT_off | 0 | 0 | 0 | 0 | 0 | 0
PseudoUnit | 0 | 0 | 0 | 0 | 0 | 0
FixedInterchange | 0 | 0 | 0 | 0 | 0 | 0
Emission Cost by Reporting Type: TVA
ReportingType | 2015 | 2020 | 2025 | 2030 | 2035 | 2040
BM | 0 | 0 | 0 | 0 | 0 | 0
CC | 0 | 0 | 0 | 0 | 0 | 0
CSP | 0 | 0 | 0 | 0 | 0 | 0
CT | 0 | 0 | 0 | 0 | 0 | 0
Coal | 0 | 0 | 0 | 0 | 0 | 0
Geo | 0 | 0 | 0 | 0 | 0 | 0
H | 0 | 0 | 0 | 0 | 0 | 0
LFG | 0 | 0 | 0 | 0 | 0 | 0
Nuc | 0 | 0 | 0 | 0 | 0 | 0
PS | 0 | 0 | 0 | 0 | 0 | 0
PV | 0 | 0 | 0 | 0 | 0 | 0
PeakG | 0 | 0 | 0 | 0 | 0 | 0
PeakO | 0 | 0 | 0 | 0 | 0 | 0
ST | 0 | 0 | 0 | 0 | 0 | 0
STOG | 0 | 0 | 0 | 0 | 0 | 0
STWD | 0 | 0 | 0 | 0 | 0 | 0
WT | 0 | 0 | 0 | 0 | 0 | 0
IGCC | 0 | 0 | 0 | 0 | 0 | 0
DemandResponse | 0 | 0 | 0 | 0 | 0 | 0
IGCC-CCS | 0 | 0 | 0 | 0 | 0 | 0
WT_off | 0 | 0 | 0 | 0 | 0 | 0
PseudoUnit | 0 | 0 | 0 | 0 | 0 | 0
FixedInterchange | 0 | 0 | 0 | 0 | 0 | 0
Emission Cost by Reporting Type: TVA_Transmission
ReportingType | 2015 | 2020 | 2025 | 2030 | 2035 | 2040
BM | 0 | 0 | 0 | 0 | 0 | 0
CC | 0 | 0 | 0 | 0 | 0 | 0
CSP | 0 | 0 | 0 | 0 | 0 | 0
CT | 0 | 0 | 0 | 0 | 0 | 0
Coal | 0 | 0 | 0 | 0 | 0 | 0
Geo | 0 | 0 | 0 | 0 | 0 | 0
H | 0 | 0 | 0 | 0 | 0 | 0
LFG | 0 | 0 | 0 | 0 | 0 | 0
Nuc | 0 | 0 | 0 | 0 | 0 | 0
PS | 0 | 0 | 0 | 0 | 0 | 0
PV | 0 | 0 | 0 | 0 | 0 | 0
PeakG | 0 | 0 | 0 | 0 | 0 | 0
PeakO | 0 | 0 | 0 | 0 | 0 | 0
ST | 0 | 0 | 0 | 0 | 0 | 0
STOG | 0 | 0 | 0 | 0 | 0 | 0
STWD | 0 | 0 | 0 | 0 | 0 | 0
WT | 0 | 0 | 0 | 0 | 0 | 0
IGCC | 0 | 0 | 0 | 0 | 0 | 0
DemandResponse | 0 | 0 | 0 | 0 | 0 | 0
IGCC-CCS | 0 | 0 | 0 | 0 | 0 | 0
WT_off | 0 | 0 | 0 | 0 | 0 | 0
PseudoUnit | 0 | 0 | 0 | 0 | 0 | 0
FixedInterchange | 0 | 0 | 0 | 0 | 0 | 0
Emission Cost by Reporting Type: VACAR
ReportingType | 2015 | 2020 | 2025 | 2030 | 2035 | 2040
BM | 0 | 0 | 0 | 0 | 0 | 0
CC | 0 | 0 | 0 | 0 | 0 | 0
CSP | 0 | 0 | 0 | 0 | 0 | 0
CT | 0 | 0 | 0 | 0 | 0 | 0
Coal | 0 | 0 | 0 | 0 | 0 | 0
Geo | 0 | 0 | 0 | 0 | 0 | 0
H | 0 | 0 | 0 | 0 | 0 | 0
LFG | 0 | 0 | 0 | 0 | 0 | 0
Nuc | 0 | 0 | 0 | 0 | 0 | 0
PS | 0 | 0 | 0 | 0 | 0 | 0
PV | 0 | 0 | 0 | 0 | 0 | 0
PeakG | 0 | 0 | 0 | 0 | 0 | 0
PeakO | 0 | 0 | 0 | 0 | 0 | 0
ST | 0 | 0 | 0 | 0 | 0 | 0
STOG | 0 | 0 | 0 | 0 | 0 | 0
STWD | 0 | 0 | 0 | 0 | 0 | 0
WT | 0 | 0 | 0 | 0 | 0 | 0
IGCC | 0 | 0 | 0 | 0 | 0 | 0
DemandResponse | 0 | 0 | 0 | 0 | 0 | 0
IGCC-CCS | 0 | 0 | 0 | 0 | 0 | 0
WT_off | 0 | 0 | 0 | 0 | 0 | 0
PseudoUnit | 0 | 0 | 0 | 0 | 0 | 0
FixedInterchange | 0 | 0 | 0 | 0 | 0 | 0
Emission Cost by Reporting Type: IESO
ReportingType | 2015 | 2020 | 2025 | 2030 | 2035 | 2040
BM | 0 | 0 | 0 | 0 | 0 | 0
CC | 0 | 0 | 0 | 0 | 0 | 0
CSP | 0 | 0 | 0 | 0 | 0 | 0
CT | 0 | 0 | 0 | 0 | 0 | 0
Coal | 0 | 0 | 0 | 0 | 0 | 0
Geo | 0 | 0 | 0 | 0 | 0 | 0
H | 0 | 0 | 0 | 0 | 0 | 0
LFG | 0 | 0 | 0 | 0 | 0 | 0
Nuc | 0 | 0 | 0 | 0 | 0 | 0
PS | 0 | 0 | 0 | 0 | 0 | 0
PV | 0 | 0 | 0 | 0 | 0 | 0
PeakG | 0 | 0 | 0 | 0 | 0 | 0
PeakO | 0 | 0 | 0 | 0 | 0 | 0
ST | 0 | 0 | 0 | 0 | 0 | 0
STOG | 0 | 0 | 0 | 0 | 0 | 0
STWD | 0 | 0 | 0 | 0 | 0 | 0
WT | 0 | 0 | 0 | 0 | 0 | 0
IGCC | 0 | 0 | 0 | 0 | 0 | 0
DemandResponse | 0 | 0 | 0 | 0 | 0 | 0
IGCC-CCS | 0 | 0 | 0 | 0 | 0 | 0
WT_off | 0 | 0 | 0 | 0 | 0 | 0
PseudoUnit | 0 | 0 | 0 | 0 | 0 | 0
FixedInterchange | 0 | 0 | 0 | 0 | 0 | 0
Emission Cost by Reporting Type: MAPP_CA
ReportingType | 2015 | 2020 | 2025 | 2030 | 2035 | 2040
BM | 0 | 0 | 0 | 0 | 0 | 0
CC | 0 | 0 | 0 | 0 | 0 | 0
CSP | 0 | 0 | 0 | 0 | 0 | 0
CT | 0 | 0 | 0 | 0 | 0 | 0
Coal | 0 | 0 | 0 | 0 | 0 | 0
Geo | 0 | 0 | 0 | 0 | 0 | 0
H | 0 | 0 | 0 | 0 | 0 | 0
LFG | 0 | 0 | 0 | 0 | 0 | 0
Nuc | 0 | 0 | 0 | 0 | 0 | 0
PS | 0 | 0 | 0 | 0 | 0 | 0
PV | 0 | 0 | 0 | 0 | 0 | 0
PeakG | 0 | 0 | 0 | 0 | 0 | 0
PeakO | 0 | 0 | 0 | 0 | 0 | 0
ST | 0 | 0 | 0 | 0 | 0 | 0
STOG | 0 | 0 | 0 | 0 | 0 | 0
STWD | 0 | 0 | 0 | 0 | 0 | 0
WT | 0 | 0 | 0 | 0 | 0 | 0
IGCC | 0 | 0 | 0 | 0 | 0 | 0
DemandResponse | 0 | 0 | 0 | 0 | 0 | 0
IGCC-CCS | 0 | 0 | 0 | 0 | 0 | 0
WT_off | 0 | 0 | 0 | 0 | 0 | 0
PseudoUnit | 0 | 0 | 0 | 0 | 0 | 0
FixedInterchange | 0 | 0 | 0 | 0 | 0 | 0
Emission Cost by Reporting Type: AZ_NM_SNV_Coal
ReportingType | 2015 | 2020 | 2025 | 2030 | 2035 | 2040
BM | 0 | 0 | 0 | 0 | 0 | 0
CC | 0 | 0 | 0 | 0 | 0 | 0
CSP | 0 | 0 | 0 | 0 | 0 | 0
CT | 0 | 0 | 0 | 0 | 0 | 0
Coal | 0 | 0 | 0 | 0 | 0 | 0
Geo | 0 | 0 | 0 | 0 | 0 | 0
H | 0 | 0 | 0 | 0 | 0 | 0
LFG | 0 | 0 | 0 | 0 | 0 | 0
Nuc | 0 | 0 | 0 | 0 | 0 | 0
PS | 0 | 0 | 0 | 0 | 0 | 0
PV | 0 | 0 | 0 | 0 | 0 | 0
PeakG | 0 | 0 | 0 | 0 | 0 | 0
PeakO | 0 | 0 | 0 | 0 | 0 | 0
ST | 0 | 0 | 0 | 0 | 0 | 0
STOG | 0 | 0 | 0 | 0 | 0 | 0
STWD | 0 | 0 | 0 | 0 | 0 | 0
WT | 0 | 0 | 0 | 0 | 0 | 0
IGCC | 0 | 0 | 0 | 0 | 0 | 0
DemandResponse | 0 | 0 | 0 | 0 | 0 | 0
IGCC-CCS | 0 | 0 | 0 | 0 | 0 | 0
WT_off | 0 | 0 | 0 | 0 | 0 | 0
PseudoUnit | 0 | 0 | 0 | 0 | 0 | 0
FixedInterchange | 0 | 0 | 0 | 0 | 0 | 0
Emission Cost by Reporting Type: AZ_NM_SNV_Gas
ReportingType | 2015 | 2020 | 2025 | 2030 | 2035 | 2040
BM | 0 | 0 | 0 | 0 | 0 | 0
CC | 0 | 0 | 0 | 0 | 0 | 0
CSP | 0 | 0 | 0 | 0 | 0 | 0
CT | 0 | 0 | 0 | 0 | 0 | 0
Coal | 0 | 0 | 0 | 0 | 0 | 0
Geo | 0 | 0 | 0 | 0 | 0 | 0
H | 0 | 0 | 0 | 0 | 0 | 0
LFG | 0 | 0 | 0 | 0 | 0 | 0
Nuc | 0 | 0 | 0 | 0 | 0 | 0
PS | 0 | 0 | 0 | 0 | 0 | 0
PV | 0 | 0 | 0 | 0 | 0 | 0
PeakG | 0 | 0 | 0 | 0 | 0 | 0
PeakO | 0 | 0 | 0 | 0 | 0 | 0
ST | 0 | 0 | 0 | 0 | 0 | 0
STOG | 0 | 0 | 0 | 0 | 0 | 0
STWD | 0 | 0 | 0 | 0 | 0 | 0
WT | 0 | 0 | 0 | 0 | 0 | 0
IGCC | 0 | 0 | 0 | 0 | 0 | 0
DemandResponse | 0 | 0 | 0 | 0 | 0 | 0
IGCC-CCS | 0 | 0 | 0 | 0 | 0 | 0
WT_off | 0 | 0 | 0 | 0 | 0 | 0
PseudoUnit | 0 | 0 | 0 | 0 | 0 | 0
FixedInterchange | 0 | 0 | 0 | 0 | 0 | 0
Emission Cost by Reporting Type: AZ_NM_SNV_NucRenew
ReportingType | 2015 | 2020 | 2025 | 2030 | 2035 | 2040
BM | 0 | 0 | 0 | 0 | 0 | 0
CC | 0 | 0 | 0 | 0 | 0 | 0
CSP | 0 | 0 | 0 | 0 | 0 | 0
CT | 0 | 0 | 0 | 0 | 0 | 0
Coal | 0 | 0 | 0 | 0 | 0 | 0
Geo | 0 | 0 | 0 | 0 | 0 | 0
H | 0 | 0 | 0 | 0 | 0 | 0
LFG | 0 | 0 | 0 | 0 | 0 | 0
Nuc | 0 | 0 | 0 | 0 | 0 | 0
PS | 0 | 0 | 0 | 0 | 0 | 0
PV | 0 | 0 | 0 | 0 | 0 | 0
PeakG | 0 | 0 | 0 | 0 | 0 | 0
PeakO | 0 | 0 | 0 | 0 | 0 | 0
ST | 0 | 0 | 0 | 0 | 0 | 0
STOG | 0 | 0 | 0 | 0 | 0 | 0
STWD | 0 | 0 | 0 | 0 | 0 | 0
WT | 0 | 0 | 0 | 0 | 0 | 0
IGCC | 0 | 0 | 0 | 0 | 0 | 0
DemandResponse | 0 | 0 | 0 | 0 | 0 | 0
IGCC-CCS | 0 | 0 | 0 | 0 | 0 | 0
WT_off | 0 | 0 | 0 | 0 | 0 | 0
PseudoUnit | 0 | 0 | 0 | 0 | 0 | 0
FixedInterchange | 0 | 0 | 0 | 0 | 0 | 0
Emission Cost by Reporting Type: ERCOT
ReportingType | 2015 | 2020 | 2025 | 2030 | 2035 | 2040
BM | 0 | 0 | 0 | 0 | 0 | 0
CC | 0 | 0 | 0 | 0 | 0 | 0
CSP | 0 | 0 | 0 | 0 | 0 | 0
CT | 0 | 0 | 0 | 0 | 0 | 0
Coal | 0 | 0 | 0 | 0 | 0 | 0
Geo | 0 | 0 | 0 | 0 | 0 | 0
H | 0 | 0 | 0 | 0 | 0 | 0
LFG | 0 | 0 | 0 | 0 | 0 | 0
Nuc | 0 | 0 | 0 | 0 | 0 | 0
PS | 0 | 0 | 0 | 0 | 0 | 0
PV | 0 | 0 | 0 | 0 | 0 | 0
PeakG | 0 | 0 | 0 | 0 | 0 | 0
PeakO | 0 | 0 | 0 | 0 | 0 | 0
ST | 0 | 0 | 0 | 0 | 0 | 0
STOG | 0 | 0 | 0 | 0 | 0 | 0
STWD | 0 | 0 | 0 | 0 | 0 | 0
WT | 0 | 0 | 0 | 0 | 0 | 0
IGCC | 0 | 0 | 0 | 0 | 0 | 0
DemandResponse | 0 | 0 | 0 | 0 | 0 | 0
IGCC-CCS | 0 | 0 | 0 | 0 | 0 | 0
WT_off | 0 | 0 | 0 | 0 | 0 | 0
PseudoUnit | 0 | 0 | 0 | 0 | 0 | 0
FixedInterchange | 0 | 0 | 0 | 0 | 0 | 0
Emission Cost by Reporting Type: NP15
ReportingType | 2015 | 2020 | 2025 | 2030 | 2035 | 2040
BM | 0 | 0 | 0 | 0 | 0 | 0
CC | 0 | 0 | 0 | 0 | 0 | 0
CSP | 0 | 0 | 0 | 0 | 0 | 0
CT | 0 | 0 | 0 | 0 | 0 | 0
Coal | 0 | 0 | 0 | 0 | 0 | 0
Geo | 0 | 0 | 0 | 0 | 0 | 0
H | 0 | 0 | 0 | 0 | 0 | 0
LFG | 0 | 0 | 0 | 0 | 0 | 0
Nuc | 0 | 0 | 0 | 0 | 0 | 0
PS | 0 | 0 | 0 | 0 | 0 | 0
PV | 0 | 0 | 0 | 0 | 0 | 0
PeakG | 0 | 0 | 0 | 0 | 0 | 0
PeakO | 0 | 0 | 0 | 0 | 0 | 0
ST | 0 | 0 | 0 | 0 | 0 | 0
STOG | 0 | 0 | 0 | 0 | 0 | 0
STWD | 0 | 0 | 0 | 0 | 0 | 0
WT | 0 | 0 | 0 | 0 | 0 | 0
IGCC | 0 | 0 | 0 | 0 | 0 | 0
DemandResponse | 0 | 0 | 0 | 0 | 0 | 0
IGCC-CCS | 0 | 0 | 0 | 0 | 0 | 0
WT_off | 0 | 0 | 0 | 0 | 0 | 0
PseudoUnit | 0 | 0 | 0 | 0 | 0 | 0
FixedInterchange | 0 | 0 | 0 | 0 | 0 | 0
Emission Cost by Reporting Type: NWPP_Coal
ReportingType | 2015 | 2020 | 2025 | 2030 | 2035 | 2040
BM | 0 | 0 | 0 | 0 | 0 | 0
CC | 0 | 0 | 0 | 0 | 0 | 0
CSP | 0 | 0 | 0 | 0 | 0 | 0
CT | 0 | 0 | 0 | 0 | 0 | 0
Coal | 0 | 0 | 0 | 0 | 0 | 0
Geo | 0 | 0 | 0 | 0 | 0 | 0
H | 0 | 0 | 0 | 0 | 0 | 0
LFG | 0 | 0 | 0 | 0 | 0 | 0
Nuc | 0 | 0 | 0 | 0 | 0 | 0
PS | 0 | 0 | 0 | 0 | 0 | 0
PV | 0 | 0 | 0 | 0 | 0 | 0
PeakG | 0 | 0 | 0 | 0 | 0 | 0
PeakO | 0 | 0 | 0 | 0 | 0 | 0
ST | 0 | 0 | 0 | 0 | 0 | 0
STOG | 0 | 0 | 0 | 0 | 0 | 0
STWD | 0 | 0 | 0 | 0 | 0 | 0
WT | 0 | 0 | 0 | 0 | 0 | 0
IGCC | 0 | 0 | 0 | 0 | 0 | 0
DemandResponse | 0 | 0 | 0 | 0 | 0 | 0
IGCC-CCS | 0 | 0 | 0 | 0 | 0 | 0
WT_off | 0 | 0 | 0 | 0 | 0 | 0
PseudoUnit | 0 | 0 | 0 | 0 | 0 | 0
FixedInterchange | 0 | 0 | 0 | 0 | 0 | 0
Emission Cost by Reporting Type: NWPP_Gas
ReportingType | 2015 | 2020 | 2025 | 2030 | 2035 | 2040
BM | 0 | 0 | 0 | 0 | 0 | 0
CC | 0 | 0 | 0 | 0 | 0 | 0
CSP | 0 | 0 | 0 | 0 | 0 | 0
CT | 0 | 0 | 0 | 0 | 0 | 0
Coal | 0 | 0 | 0 | 0 | 0 | 0
Geo | 0 | 0 | 0 | 0 | 0 | 0
H | 0 | 0 | 0 | 0 | 0 | 0
LFG | 0 | 0 | 0 | 0 | 0 | 0
Nuc | 0 | 0 | 0 | 0 | 0 | 0
PS | 0 | 0 | 0 | 0 | 0 | 0
PV | 0 | 0 | 0 | 0 | 0 | 0
PeakG | 0 | 0 | 0 | 0 | 0 | 0
PeakO | 0 | 0 | 0 | 0 | 0 | 0
ST | 0 | 0 | 0 | 0 | 0 | 0
STOG | 0 | 0 | 0 | 0 | 0 | 0
STWD | 0 | 0 | 0 | 0 | 0 | 0
WT | 0 | 0 | 0 | 0 | 0 | 0
IGCC | 0 | 0 | 0 | 0 | 0 | 0
DemandResponse | 0 | 0 | 0 | 0 | 0 | 0
IGCC-CCS | 0 | 0 | 0 | 0 | 0 | 0
WT_off | 0 | 0 | 0 | 0 | 0 | 0
PseudoUnit | 0 | 0 | 0 | 0 | 0 | 0
FixedInterchange | 0 | 0 | 0 | 0 | 0 | 0
Emission Cost by Reporting Type: NWPP_NucRenew
ReportingType | 2015 | 2020 | 2025 | 2030 | 2035 | 2040
BM | 0 | 0 | 0 | 0 | 0 | 0
CC | 0 | 0 | 0 | 0 | 0 | 0
CSP | 0 | 0 | 0 | 0 | 0 | 0
CT | 0 | 0 | 0 | 0 | 0 | 0
Coal | 0 | 0 | 0 | 0 | 0 | 0
Geo | 0 | 0 | 0 | 0 | 0 | 0
H | 0 | 0 | 0 | 0 | 0 | 0
LFG | 0 | 0 | 0 | 0 | 0 | 0
Nuc | 0 | 0 | 0 | 0 | 0 | 0
PS | 0 | 0 | 0 | 0 | 0 | 0
PV | 0 | 0 | 0 | 0 | 0 | 0
PeakG | 0 | 0 | 0 | 0 | 0 | 0
PeakO | 0 | 0 | 0 | 0 | 0 | 0
ST | 0 | 0 | 0 | 0 | 0 | 0
STOG | 0 | 0 | 0 | 0 | 0 | 0
STWD | 0 | 0 | 0 | 0 | 0 | 0
WT | 0 | 0 | 0 | 0 | 0 | 0
IGCC | 0 | 0 | 0 | 0 | 0 | 0
DemandResponse | 0 | 0 | 0 | 0 | 0 | 0
IGCC-CCS | 0 | 0 | 0 | 0 | 0 | 0
WT_off | 0 | 0 | 0 | 0 | 0 | 0
PseudoUnit | 0 | 0 | 0 | 0 | 0 | 0
FixedInterchange | 0 | 0 | 0 | 0 | 0 | 0
Emission Cost by Reporting Type: RMPA
ReportingType | 2015 | 2020 | 2025 | 2030 | 2035 | 2040
BM | 0 | 0 | 0 | 0 | 0 | 0
CC | 0 | 0 | 0 | 0 | 0 | 0
CSP | 0 | 0 | 0 | 0 | 0 | 0
CT | 0 | 0 | 0 | 0 | 0 | 0
Coal | 0 | 0 | 0 | 0 | 0 | 0
Geo | 0 | 0 | 0 | 0 | 0 | 0
H | 0 | 0 | 0 | 0 | 0 | 0
LFG | 0 | 0 | 0 | 0 | 0 | 0
Nuc | 0 | 0 | 0 | 0 | 0 | 0
PS | 0 | 0 | 0 | 0 | 0 | 0
PV | 0 | 0 | 0 | 0 | 0 | 0
PeakG | 0 | 0 | 0 | 0 | 0 | 0
PeakO | 0 | 0 | 0 | 0 | 0 | 0
ST | 0 | 0 | 0 | 0 | 0 | 0
STOG | 0 | 0 | 0 | 0 | 0 | 0
STWD | 0 | 0 | 0 | 0 | 0 | 0
WT | 0 | 0 | 0 | 0 | 0 | 0
IGCC | 0 | 0 | 0 | 0 | 0 | 0
DemandResponse | 0 | 0 | 0 | 0 | 0 | 0
IGCC-CCS | 0 | 0 | 0 | 0 | 0 | 0
WT_off | 0 | 0 | 0 | 0 | 0 | 0
PseudoUnit | 0 | 0 | 0 | 0 | 0 | 0
FixedInterchange | 0 | 0 | 0 | 0 | 0 | 0
Emission Cost by Reporting Type: SP15
ReportingType | 2015 | 2020 | 2025 | 2030 | 2035 | 2040
BM | 0 | 0 | 0 | 0 | 0 | 0
CC | 0 | 0 | 0 | 0 | 0 | 0
CSP | 0 | 0 | 0 | 0 | 0 | 0
CT | 0 | 0 | 0 | 0 | 0 | 0
Coal | 0 | 0 | 0 | 0 | 0 | 0
Geo | 0 | 0 | 0 | 0 | 0 | 0
H | 0 | 0 | 0 | 0 | 0 | 0
LFG | 0 | 0 | 0 | 0 | 0 | 0
Nuc | 0 | 0 | 0 | 0 | 0 | 0
PS | 0 | 0 | 0 | 0 | 0 | 0
PV | 0 | 0 | 0 | 0 | 0 | 0
PeakG | 0 | 0 | 0 | 0 | 0 | 0
PeakO | 0 | 0 | 0 | 0 | 0 | 0
ST | 0 | 0 | 0 | 0 | 0 | 0
STOG | 0 | 0 | 0 | 0 | 0 | 0
STWD | 0 | 0 | 0 | 0 | 0 | 0
WT | 0 | 0 | 0 | 0 | 0 | 0
IGCC | 0 | 0 | 0 | 0 | 0 | 0
DemandResponse | 0 | 0 | 0 | 0 | 0 | 0
IGCC-CCS | 0 | 0 | 0 | 0 | 0 | 0
WT_off | 0 | 0 | 0 | 0 | 0 | 0
PseudoUnit | 0 | 0 | 0 | 0 | 0 | 0
FixedInterchange | 0 | 0 | 0 | 0 | 0 | 0
Emission Cost by Reporting Type: ALB
ReportingType | 2015 | 2020 | 2025 | 2030 | 2035 | 2040
BM | 0 | 0 | 0 | 0 | 0 | 0
CC | 0 | 0 | 0 | 0 | 0 | 0
CSP | 0 | 0 | 0 | 0 | 0 | 0
CT | 0 | 0 | 0 | 0 | 0 | 0
Coal | 0 | 0 | 0 | 0 | 0 | 0
Geo | 0 | 0 | 0 | 0 | 0 | 0
H | 0 | 0 | 0 | 0 | 0 | 0
LFG | 0 | 0 | 0 | 0 | 0 | 0
Nuc | 0 | 0 | 0 | 0 | 0 | 0
PS | 0 | 0 | 0 | 0 | 0 | 0
PV | 0 | 0 | 0 | 0 | 0 | 0
PeakG | 0 | 0 | 0 | 0 | 0 | 0
PeakO | 0 | 0 | 0 | 0 | 0 | 0
ST | 0 | 0 | 0 | 0 | 0 | 0
STOG | 0 | 0 | 0 | 0 | 0 | 0
STWD | 0 | 0 | 0 | 0 | 0 | 0
WT | 0 | 0 | 0 | 0 | 0 | 0
IGCC | 0 | 0 | 0 | 0 | 0 | 0
DemandResponse | 0 | 0 | 0 | 0 | 0 | 0
IGCC-CCS | 0 | 0 | 0 | 0 | 0 | 0
WT_off | 0 | 0 | 0 | 0 | 0 | 0
PseudoUnit | 0 | 0 | 0 | 0 | 0 | 0
FixedInterchange | 0 | 0 | 0 | 0 | 0 | 0
Emission Cost by Reporting Type: BC
ReportingType | 2015 | 2020 | 2025 | 2030 | 2035 | 2040
BM | 0 | 0 | 0 | 0 | 0 | 0
CC | 0 | 0 | 0 | 0 | 0 | 0
CSP | 0 | 0 | 0 | 0 | 0 | 0
CT | 0 | 0 | 0 | 0 | 0 | 0
Coal | 0 | 0 | 0 | 0 | 0 | 0
Geo | 0 | 0 | 0 | 0 | 0 | 0
H | 0 | 0 | 0 | 0 | 0 | 0
LFG | 0 | 0 | 0 | 0 | 0 | 0
Nuc | 0 | 0 | 0 | 0 | 0 | 0
PS | 0 | 0 | 0 | 0 | 0 | 0
PV | 0 | 0 | 0 | 0 | 0 | 0
PeakG | 0 | 0 | 0 | 0 | 0 | 0
PeakO | 0 | 0 | 0 | 0 | 0 | 0
ST | 0 | 0 | 0 | 0 | 0 | 0
STOG | 0 | 0 | 0 | 0 | 0 | 0
STWD | 0 | 0 | 0 | 0 | 0 | 0
WT | 0 | 0 | 0 | 0 | 0 | 0
IGCC | 0 | 0 | 0 | 0 | 0 | 0
DemandResponse | 0 | 0 | 0 | 0 | 0 | 0
IGCC-CCS | 0 | 0 | 0 | 0 | 0 | 0
WT_off | 0 | 0 | 0 | 0 | 0 | 0
PseudoUnit | 0 | 0 | 0 | 0 | 0 | 0
FixedInterchange | 0 | 0 | 0 | 0 | 0 | 0
Emission Cost by Reporting Type: HQ_IESO
ReportingType | 2015 | 2020 | 2025 | 2030 | 2035 | 2040
BM | 0 | 0 | 0 | 0 | 0 | 0
CC | 0 | 0 | 0 | 0 | 0 | 0
CSP | 0 | 0 | 0 | 0 | 0 | 0
CT | 0 | 0 | 0 | 0 | 0 | 0
Coal | 0 | 0 | 0 | 0 | 0 | 0
Geo | 0 | 0 | 0 | 0 | 0 | 0
H | 0 | 0 | 0 | 0 | 0 | 0
LFG | 0 | 0 | 0 | 0 | 0 | 0
Nuc | 0 | 0 | 0 | 0 | 0 | 0
PS | 0 | 0 | 0 | 0 | 0 | 0
PV | 0 | 0 | 0 | 0 | 0 | 0
PeakG | 0 | 0 | 0 | 0 | 0 | 0
PeakO | 0 | 0 | 0 | 0 | 0 | 0
ST | 0 | 0 | 0 | 0 | 0 | 0
STOG | 0 | 0 | 0 | 0 | 0 | 0
STWD | 0 | 0 | 0 | 0 | 0 | 0
WT | 0 | 0 | 0 | 0 | 0 | 0
IGCC | 0 | 0 | 0 | 0 | 0 | 0
DemandResponse | 0 | 0 | 0 | 0 | 0 | 0
IGCC-CCS | 0 | 0 | 0 | 0 | 0 | 0
WT_off | 0 | 0 | 0 | 0 | 0 | 0
PseudoUnit | 0 | 0 | 0 | 0 | 0 | 0
FixedInterchange | 0 | 0 | 0 | 0 | 0 | 0
Emission Cost by Reporting Type: HQ_NEISO
ReportingType | 2015 | 2020 | 2025 | 2030 | 2035 | 2040
BM | 0 | 0 | 0 | 0 | 0 | 0
CC | 0 | 0 | 0 | 0 | 0 | 0
CSP | 0 | 0 | 0 | 0 | 0 | 0
CT | 0 | 0 | 0 | 0 | 0 | 0
Coal | 0 | 0 | 0 | 0 | 0 | 0
Geo | 0 | 0 | 0 | 0 | 0 | 0
H | 0 | 0 | 0 | 0 | 0 | 0
LFG | 0 | 0 | 0 | 0 | 0 | 0
Nuc | 0 | 0 | 0 | 0 | 0 | 0
PS | 0 | 0 | 0 | 0 | 0 | 0
PV | 0 | 0 | 0 | 0 | 0 | 0
PeakG | 0 | 0 | 0 | 0 | 0 | 0
PeakO | 0 | 0 | 0 | 0 | 0 | 0
ST | 0 | 0 | 0 | 0 | 0 | 0
STOG | 0 | 0 | 0 | 0 | 0 | 0
STWD | 0 | 0 | 0 | 0 | 0 | 0
WT | 0 | 0 | 0 | 0 | 0 | 0
IGCC | 0 | 0 | 0 | 0 | 0 | 0
DemandResponse | 0 | 0 | 0 | 0 | 0 | 0
IGCC-CCS | 0 | 0 | 0 | 0 | 0 | 0
WT_off | 0 | 0 | 0 | 0 | 0 | 0
PseudoUnit | 0 | 0 | 0 | 0 | 0 | 0
FixedInterchange | 0 | 0 | 0 | 0 | 0 | 0
Emission Cost by Reporting Type: HQ_NY
ReportingType | 2015 | 2020 | 2025 | 2030 | 2035 | 2040
BM | 0 | 0 | 0 | 0 | 0 | 0
CC | 0 | 0 | 0 | 0 | 0 | 0
CSP | 0 | 0 | 0 | 0 | 0 | 0
CT | 0 | 0 | 0 | 0 | 0 | 0
Coal | 0 | 0 | 0 | 0 | 0 | 0
Geo | 0 | 0 | 0 | 0 | 0 | 0
H | 0 | 0 | 0 | 0 | 0 | 0
LFG | 0 | 0 | 0 | 0 | 0 | 0
Nuc | 0 | 0 | 0 | 0 | 0 | 0
PS | 0 | 0 | 0 | 0 | 0 | 0
PV | 0 | 0 | 0 | 0 | 0 | 0
PeakG | 0 | 0 | 0 | 0 | 0 | 0
PeakO | 0 | 0 | 0 | 0 | 0 | 0
ST | 0 | 0 | 0 | 0 | 0 | 0
STOG | 0 | 0 | 0 | 0 | 0 | 0
STWD | 0 | 0 | 0 | 0 | 0 | 0
WT | 0 | 0 | 0 | 0 | 0 | 0
IGCC | 0 | 0 | 0 | 0 | 0 | 0
DemandResponse | 0 | 0 | 0 | 0 | 0 | 0
IGCC-CCS | 0 | 0 | 0 | 0 | 0 | 0
WT_off | 0 | 0 | 0 | 0 | 0 | 0
PseudoUnit | 0 | 0 | 0 | 0 | 0 | 0
FixedInterchange | 0 | 0 | 0 | 0 | 0 | 0
Emission Cost by Reporting Type: MARITIMES
ReportingType | 2015 | 2020 | 2025 | 2030 | 2035 | 2040
BM | 0 | 0 | 0 | 0 | 0 | 0
CC | 0 | 0 | 0 | 0 | 0 | 0
CSP | 0 | 0 | 0 | 0 | 0 | 0
CT | 0 | 0 | 0 | 0 | 0 | 0
Coal | 0 | 0 | 0 | 0 | 0 | 0
Geo | 0 | 0 | 0 | 0 | 0 | 0
H | 0 | 0 | 0 | 0 | 0 | 0
LFG | 0 | 0 | 0 | 0 | 0 | 0
Nuc | 0 | 0 | 0 | 0 | 0 | 0
PS | 0 | 0 | 0 | 0 | 0 | 0
PV | 0 | 0 | 0 | 0 | 0 | 0
PeakG | 0 | 0 | 0 | 0 | 0 | 0
PeakO | 0 | 0 | 0 | 0 | 0 | 0
ST | 0 | 0 | 0 | 0 | 0 | 0
STOG | 0 | 0 | 0 | 0 | 0 | 0
STWD | 0 | 0 | 0 | 0 | 0 | 0
WT | 0 | 0 | 0 | 0 | 0 | 0
IGCC | 0 | 0 | 0 | 0 | 0 | 0
DemandResponse | 0 | 0 | 0 | 0 | 0 | 0
IGCC-CCS | 0 | 0 | 0 | 0 | 0 | 0
WT_off | 0 | 0 | 0 | 0 | 0 | 0
PseudoUnit | 0 | 0 | 0 | 0 | 0 | 0
FixedInterchange | 0 | 0 | 0 | 0 | 0 | 0
Emission Cost by Reporting Type: All
ReportingType | 2015 | 2020 | 2025 | 2030 | 2035 | 2040
BM | 0 | 0 | 0 | 0 | 0 | 0
CC | 0 | 0 | 0 | 0 | 0 | 0
CSP | 0 | 0 | 0 | 0 | 0 | 0
CT | 0 | 0 | 0 | 0 | 0 | 0
Coal | 0 | 0 | 0 | 0 | 0 | 0
Geo | 0 | 0 | 0 | 0 | 0 | 0
H | 0 | 0 | 0 | 0 | 0 | 0
LFG | 0 | 0 | 0 | 0 | 0 | 0
Nuc | 0 | 0 | 0 | 0 | 0 | 0
PS | 0 | 0 | 0 | 0 | 0 | 0
PV | 0 | 0 | 0 | 0 | 0 | 0
PeakG | 0 | 0 | 0 | 0 | 0 | 0
PeakO | 0 | 0 | 0 | 0 | 0 | 0
ST | 0 | 0 | 0 | 0 | 0 | 0
STOG | 0 | 0 | 0 | 0 | 0 | 0
STWD | 0 | 0 | 0 | 0 | 0 | 0
WT | 0 | 0 | 0 | 0 | 0 | 0
IGCC | 0 | 0 | 0 | 0 | 0 | 0
DemandResponse | 0 | 0 | 0 | 0 | 0 | 0
IGCC-CCS | 0 | 0 | 0 | 0 | 0 | 0
WT_off | 0 | 0 | 0 | 0 | 0 | 0
PseudoUnit | 0 | 0 | 0 | 0 | 0 | 0
FixedInterchange | 0 | 0 | 0 | 0 | 0 | 0
Emission Cost by Reporting Type: EI_US
ReportingType | 2015 | 2020 | 2025 | 2030 | 2035 | 2040
BM | 0 | 0 | 0 | 0 | 0 | 0
CC | 0 | 0 | 0 | 0 | 0 | 0
CSP | 0 | 0 | 0 | 0 | 0 | 0
CT | 0 | 0 | 0 | 0 | 0 | 0
Coal | 0 | 0 | 0 | 0 | 0 | 0
Geo | 0 | 0 | 0 | 0 | 0 | 0
H | 0 | 0 | 0 | 0 | 0 | 0
LFG | 0 | 0 | 0 | 0 | 0 | 0
Nuc | 0 | 0 | 0 | 0 | 0 | 0
PS | 0 | 0 | 0 | 0 | 0 | 0
PV | 0 | 0 | 0 | 0 | 0 | 0
PeakG | 0 | 0 | 0 | 0 | 0 | 0
PeakO | 0 | 0 | 0 | 0 | 0 | 0
ST | 0 | 0 | 0 | 0 | 0 | 0
STOG | 0 | 0 | 0 | 0 | 0 | 0
STWD | 0 | 0 | 0 | 0 | 0 | 0
WT | 0 | 0 | 0 | 0 | 0 | 0
IGCC | 0 | 0 | 0 | 0 | 0 | 0
DemandResponse | 0 | 0 | 0 | 0 | 0 | 0
IGCC-CCS | 0 | 0 | 0 | 0 | 0 | 0
WT_off | 0 | 0 | 0 | 0 | 0 | 0
PseudoUnit | 0 | 0 | 0 | 0 | 0 | 0
FixedInterchange | 0 | 0 | 0 | 0 | 0 | 0
Emission Cost by Reporting Type: EI_Canada
ReportingType | 2015 | 2020 | 2025 | 2030 | 2035 | 2040
BM | 0 | 0 | 0 | 0 | 0 | 0
CC | 0 | 0 | 0 | 0 | 0 | 0
CSP | 0 | 0 | 0 | 0 | 0 | 0
CT | 0 | 0 | 0 | 0 | 0 | 0
Coal | 0 | 0 | 0 | 0 | 0 | 0
Geo | 0 | 0 | 0 | 0 | 0 | 0
H | 0 | 0 | 0 | 0 | 0 | 0
LFG | 0 | 0 | 0 | 0 | 0 | 0
Nuc | 0 | 0 | 0 | 0 | 0 | 0
PS | 0 | 0 | 0 | 0 | 0 | 0
PV | 0 | 0 | 0 | 0 | 0 | 0
PeakG | 0 | 0 | 0 | 0 | 0 | 0
PeakO | 0 | 0 | 0 | 0 | 0 | 0
ST | 0 | 0 | 0 | 0 | 0 | 0
STOG | 0 | 0 | 0 | 0 | 0 | 0
STWD | 0 | 0 | 0 | 0 | 0 | 0
WT | 0 | 0 | 0 | 0 | 0 | 0
IGCC | 0 | 0 | 0 | 0 | 0 | 0
DemandResponse | 0 | 0 | 0 | 0 | 0 | 0
IGCC-CCS | 0 | 0 | 0 | 0 | 0 | 0
WT_off | 0 | 0 | 0 | 0 | 0 | 0
PseudoUnit | 0 | 0 | 0 | 0 | 0 | 0
FixedInterchange | 0 | 0 | 0 | 0 | 0 | 0
Emission Cost by Reporting Type: EI
ReportingType | 2015 | 2020 | 2025 | 2030 | 2035 | 2040
BM | 0 | 0 | 0 | 0 | 0 | 0
CC | 0 | 0 | 0 | 0 | 0 | 0
CSP | 0 | 0 | 0 | 0 | 0 | 0
CT | 0 | 0 | 0 | 0 | 0 | 0
Coal | 0 | 0 | 0 | 0 | 0 | 0
Geo | 0 | 0 | 0 | 0 | 0 | 0
H | 0 | 0 | 0 | 0 | 0 | 0
LFG | 0 | 0 | 0 | 0 | 0 | 0
Nuc | 0 | 0 | 0 | 0 | 0 | 0
PS | 0 | 0 | 0 | 0 | 0 | 0
PV | 0 | 0 | 0 | 0 | 0 | 0
PeakG | 0 | 0 | 0 | 0 | 0 | 0
PeakO | 0 | 0 | 0 | 0 | 0 | 0
ST | 0 | 0 | 0 | 0 | 0 | 0
STOG | 0 | 0 | 0 | 0 | 0 | 0
STWD | 0 | 0 | 0 | 0 | 0 | 0
WT | 0 | 0 | 0 | 0 | 0 | 0
IGCC | 0 | 0 | 0 | 0 | 0 | 0
DemandResponse | 0 | 0 | 0 | 0 | 0 | 0
IGCC-CCS | 0 | 0 | 0 | 0 | 0 | 0
WT_off | 0 | 0 | 0 | 0 | 0 | 0
PseudoUnit | 0 | 0 | 0 | 0 | 0 | 0
FixedInterchange | 0 | 0 | 0 | 0 | 0 | 0
Emission Cost by Reporting Type: Outside_EI
ReportingType | 2015 | 2020 | 2025 | 2030 | 2035 | 2040
BM | 0 | 0 | 0 | 0 | 0 | 0
CC | 0 | 0 | 0 | 0 | 0 | 0
CSP | 0 | 0 | 0 | 0 | 0 | 0
CT | 0 | 0 | 0 | 0 | 0 | 0
Coal | 0 | 0 | 0 | 0 | 0 | 0
Geo | 0 | 0 | 0 | 0 | 0 | 0
H | 0 | 0 | 0 | 0 | 0 | 0
LFG | 0 | 0 | 0 | 0 | 0 | 0
Nuc | 0 | 0 | 0 | 0 | 0 | 0
PS | 0 | 0 | 0 | 0 | 0 | 0
PV | 0 | 0 | 0 | 0 | 0 | 0
PeakG | 0 | 0 | 0 | 0 | 0 | 0
PeakO | 0 | 0 | 0 | 0 | 0 | 0
ST | 0 | 0 | 0 | 0 | 0 | 0
STOG | 0 | 0 | 0 | 0 | 0 | 0
STWD | 0 | 0 | 0 | 0 | 0 | 0
WT | 0 | 0 | 0 | 0 | 0 | 0
IGCC | 0 | 0 | 0 | 0 | 0 | 0
DemandResponse | 0 | 0 | 0 | 0 | 0 | 0
IGCC-CCS | 0 | 0 | 0 | 0 | 0 | 0
WT_off | 0 | 0 | 0 | 0 | 0 | 0
PseudoUnit | 0 | 0 | 0 | 0 | 0 | 0
FixedInterchange | 0 | 0 | 0 | 0 | 0 | 0
==== Emission Program: CAMR : (Hg) ====
Emission Cost by Reporting Type: Entergy
ReportingType | 2015 | 2020 | 2025 | 2030 | 2035 | 2040
BM | 0 | 0 | 0 | 0 | 0 | 0
CC | 0 | 0 | 0 | 0 | 0 | 0
CSP | 0 | 0 | 0 | 0 | 0 | 0
CT | 0 | 0 | 0 | 0 | 0 | 0
Coal | 0 | 0 | 0 | 0 | 0 | 0
Geo | 0 | 0 | 0 | 0 | 0 | 0
H | 0 | 0 | 0 | 0 | 0 | 0
LFG | 0 | 0 | 0 | 0 | 0 | 0
Nuc | 0 | 0 | 0 | 0 | 0 | 0
PS | 0 | 0 | 0 | 0 | 0 | 0
PV | 0 | 0 | 0 | 0 | 0 | 0
PeakG | 0 | 0 | 0 | 0 | 0 | 0
PeakO | 0 | 0 | 0 | 0 | 0 | 0
ST | 0 | 0 | 0 | 0 | 0 | 0
STOG | 0 | 0 | 0 | 0 | 0 | 0
STWD | 0 | 0 | 0 | 0 | 0 | 0
WT | 0 | 0 | 0 | 0 | 0 | 0
IGCC | 0 | 0 | 0 | 0 | 0 | 0
DemandResponse | 0 | 0 | 0 | 0 | 0 | 0
IGCC-CCS | 0 | 0 | 0 | 0 | 0 | 0
WT_off | 0 | 0 | 0 | 0 | 0 | 0
PseudoUnit | 0 | 0 | 0 | 0 | 0 | 0
FixedInterchange | 0 | 0 | 0 | 0 | 0 | 0
Emission Cost by Reporting Type: FRCC
ReportingType | 2015 | 2020 | 2025 | 2030 | 2035 | 2040
BM | 0 | 0 | 0 | 0 | 0 | 0
CC | 0 | 0 | 0 | 0 | 0 | 0
CSP | 0 | 0 | 0 | 0 | 0 | 0
CT | 0 | 0 | 0 | 0 | 0 | 0
Coal | 0 | 0 | 0 | 0 | 0 | 0
Geo | 0 | 0 | 0 | 0 | 0 | 0
H | 0 | 0 | 0 | 0 | 0 | 0
LFG | 0 | 0 | 0 | 0 | 0 | 0
Nuc | 0 | 0 | 0 | 0 | 0 | 0
PS | 0 | 0 | 0 | 0 | 0 | 0
PV | 0 | 0 | 0 | 0 | 0 | 0
PeakG | 0 | 0 | 0 | 0 | 0 | 0
PeakO | 0 | 0 | 0 | 0 | 0 | 0
ST | 0 | 0 | 0 | 0 | 0 | 0
STOG | 0 | 0 | 0 | 0 | 0 | 0
STWD | 0 | 0 | 0 | 0 | 0 | 0
WT | 0 | 0 | 0 | 0 | 0 | 0
IGCC | 0 | 0 | 0 | 0 | 0 | 0
DemandResponse | 0 | 0 | 0 | 0 | 0 | 0
IGCC-CCS | 0 | 0 | 0 | 0 | 0 | 0
WT_off | 0 | 0 | 0 | 0 | 0 | 0
PseudoUnit | 0 | 0 | 0 | 0 | 0 | 0
FixedInterchange | 0 | 0 | 0 | 0 | 0 | 0
Emission Cost by Reporting Type: MAPP_US
ReportingType | 2015 | 2020 | 2025 | 2030 | 2035 | 2040
BM | 0 | 0 | 0 | 0 | 0 | 0
CC | 0 | 0 | 0 | 0 | 0 | 0
CSP | 0 | 0 | 0 | 0 | 0 | 0
CT | 0 | 0 | 0 | 0 | 0 | 0
Coal | 0 | 0 | 0 | 0 | 0 | 0
Geo | 0 | 0 | 0 | 0 | 0 | 0
H | 0 | 0 | 0 | 0 | 0 | 0
LFG | 0 | 0 | 0 | 0 | 0 | 0
Nuc | 0 | 0 | 0 | 0 | 0 | 0
PS | 0 | 0 | 0 | 0 | 0 | 0
PV | 0 | 0 | 0 | 0 | 0 | 0
PeakG | 0 | 0 | 0 | 0 | 0 | 0
PeakO | 0 | 0 | 0 | 0 | 0 | 0
ST | 0 | 0 | 0 | 0 | 0 | 0
STOG | 0 | 0 | 0 | 0 | 0 | 0
STWD | 0 | 0 | 0 | 0 | 0 | 0
WT | 0 | 0 | 0 | 0 | 0 | 0
IGCC | 0 | 0 | 0 | 0 | 0 | 0
DemandResponse | 0 | 0 | 0 | 0 | 0 | 0
IGCC-CCS | 0 | 0 | 0 | 0 | 0 | 0
WT_off | 0 | 0 | 0 | 0 | 0 | 0
PseudoUnit | 0 | 0 | 0 | 0 | 0 | 0
FixedInterchange | 0 | 0 | 0 | 0 | 0 | 0
Emission Cost by Reporting Type: MISO_IN
ReportingType | 2015 | 2020 | 2025 | 2030 | 2035 | 2040
BM | 0 | 0 | 0 | 0 | 0 | 0
CC | 0 | 0 | 0 | 0 | 0 | 0
CSP | 0 | 0 | 0 | 0 | 0 | 0
CT | 0 | 0 | 0 | 0 | 0 | 0
Coal | 0 | 0 | 0 | 0 | 0 | 0
Geo | 0 | 0 | 0 | 0 | 0 | 0
H | 0 | 0 | 0 | 0 | 0 | 0
LFG | 0 | 0 | 0 | 0 | 0 | 0
Nuc | 0 | 0 | 0 | 0 | 0 | 0
PS | 0 | 0 | 0 | 0 | 0 | 0
PV | 0 | 0 | 0 | 0 | 0 | 0
PeakG | 0 | 0 | 0 | 0 | 0 | 0
PeakO | 0 | 0 | 0 | 0 | 0 | 0
ST | 0 | 0 | 0 | 0 | 0 | 0
STOG | 0 | 0 | 0 | 0 | 0 | 0
STWD | 0 | 0 | 0 | 0 | 0 | 0
WT | 0 | 0 | 0 | 0 | 0 | 0
IGCC | 0 | 0 | 0 | 0 | 0 | 0
DemandResponse | 0 | 0 | 0 | 0 | 0 | 0
IGCC-CCS | 0 | 0 | 0 | 0 | 0 | 0
WT_off | 0 | 0 | 0 | 0 | 0 | 0
PseudoUnit | 0 | 0 | 0 | 0 | 0 | 0
FixedInterchange | 0 | 0 | 0 | 0 | 0 | 0
Emission Cost by Reporting Type: MISO_MI
ReportingType | 2015 | 2020 | 2025 | 2030 | 2035 | 2040
BM | 0 | 0 | 0 | 0 | 0 | 0
CC | 0 | 0 | 0 | 0 | 0 | 0
CSP | 0 | 0 | 0 | 0 | 0 | 0
CT | 0 | 0 | 0 | 0 | 0 | 0
Coal | 0 | 0 | 0 | 0 | 0 | 0
Geo | 0 | 0 | 0 | 0 | 0 | 0
H | 0 | 0 | 0 | 0 | 0 | 0
LFG | 0 | 0 | 0 | 0 | 0 | 0
Nuc | 0 | 0 | 0 | 0 | 0 | 0
PS | 0 | 0 | 0 | 0 | 0 | 0
PV | 0 | 0 | 0 | 0 | 0 | 0
PeakG | 0 | 0 | 0 | 0 | 0 | 0
PeakO | 0 | 0 | 0 | 0 | 0 | 0
ST | 0 | 0 | 0 | 0 | 0 | 0
STOG | 0 | 0 | 0 | 0 | 0 | 0
STWD | 0 | 0 | 0 | 0 | 0 | 0
WT | 0 | 0 | 0 | 0 | 0 | 0
IGCC | 0 | 0 | 0 | 0 | 0 | 0
DemandResponse | 0 | 0 | 0 | 0 | 0 | 0
IGCC-CCS | 0 | 0 | 0 | 0 | 0 | 0
WT_off | 0 | 0 | 0 | 0 | 0 | 0
PseudoUnit | 0 | 0 | 0 | 0 | 0 | 0
FixedInterchange | 0 | 0 | 0 | 0 | 0 | 0
Emission Cost by Reporting Type: MISO_MO-IL
ReportingType | 2015 | 2020 | 2025 | 2030 | 2035 | 2040
BM | 0 | 0 | 0 | 0 | 0 | 0
CC | 0 | 0 | 0 | 0 | 0 | 0
CSP | 0 | 0 | 0 | 0 | 0 | 0
CT | 0 | 0 | 0 | 0 | 0 | 0
Coal | 0 | 0 | 0 | 0 | 0 | 0
Geo | 0 | 0 | 0 | 0 | 0 | 0
H | 0 | 0 | 0 | 0 | 0 | 0
LFG | 0 | 0 | 0 | 0 | 0 | 0
Nuc | 0 | 0 | 0 | 0 | 0 | 0
PS | 0 | 0 | 0 | 0 | 0 | 0
PV | 0 | 0 | 0 | 0 | 0 | 0
PeakG | 0 | 0 | 0 | 0 | 0 | 0
PeakO | 0 | 0 | 0 | 0 | 0 | 0
ST | 0 | 0 | 0 | 0 | 0 | 0
STOG | 0 | 0 | 0 | 0 | 0 | 0
STWD | 0 | 0 | 0 | 0 | 0 | 0
WT | 0 | 0 | 0 | 0 | 0 | 0
IGCC | 0 | 0 | 0 | 0 | 0 | 0
DemandResponse | 0 | 0 | 0 | 0 | 0 | 0
IGCC-CCS | 0 | 0 | 0 | 0 | 0 | 0
WT_off | 0 | 0 | 0 | 0 | 0 | 0
PseudoUnit | 0 | 0 | 0 | 0 | 0 | 0
FixedInterchange | 0 | 0 | 0 | 0 | 0 | 0
Emission Cost by Reporting Type: MISO_W
ReportingType | 2015 | 2020 | 2025 | 2030 | 2035 | 2040
BM | 0 | 0 | 0 | 0 | 0 | 0
CC | 0 | 0 | 0 | 0 | 0 | 0
CSP | 0 | 0 | 0 | 0 | 0 | 0
CT | 0 | 0 | 0 | 0 | 0 | 0
Coal | 0 | 0 | 0 | 0 | 0 | 0
Geo | 0 | 0 | 0 | 0 | 0 | 0
H | 0 | 0 | 0 | 0 | 0 | 0
LFG | 0 | 0 | 0 | 0 | 0 | 0
Nuc | 0 | 0 | 0 | 0 | 0 | 0
PS | 0 | 0 | 0 | 0 | 0 | 0
PV | 0 | 0 | 0 | 0 | 0 | 0
PeakG | 0 | 0 | 0 | 0 | 0 | 0
PeakO | 0 | 0 | 0 | 0 | 0 | 0
ST | 0 | 0 | 0 | 0 | 0 | 0
STOG | 0 | 0 | 0 | 0 | 0 | 0
STWD | 0 | 0 | 0 | 0 | 0 | 0
WT | 0 | 0 | 0 | 0 | 0 | 0
IGCC | 0 | 0 | 0 | 0 | 0 | 0
DemandResponse | 0 | 0 | 0 | 0 | 0 | 0
IGCC-CCS | 0 | 0 | 0 | 0 | 0 | 0
WT_off | 0 | 0 | 0 | 0 | 0 | 0
PseudoUnit | 0 | 0 | 0 | 0 | 0 | 0
FixedInterchange | 0 | 0 | 0 | 0 | 0 | 0
Emission Cost by Reporting Type: MISO_WUMS
ReportingType | 2015 | 2020 | 2025 | 2030 | 2035 | 2040
BM | 0 | 0 | 0 | 0 | 0 | 0
CC | 0 | 0 | 0 | 0 | 0 | 0
CSP | 0 | 0 | 0 | 0 | 0 | 0
CT | 0 | 0 | 0 | 0 | 0 | 0
Coal | 0 | 0 | 0 | 0 | 0 | 0
Geo | 0 | 0 | 0 | 0 | 0 | 0
H | 0 | 0 | 0 | 0 | 0 | 0
LFG | 0 | 0 | 0 | 0 | 0 | 0
Nuc | 0 | 0 | 0 | 0 | 0 | 0
PS | 0 | 0 | 0 | 0 | 0 | 0
PV | 0 | 0 | 0 | 0 | 0 | 0
PeakG | 0 | 0 | 0 | 0 | 0 | 0
PeakO | 0 | 0 | 0 | 0 | 0 | 0
ST | 0 | 0 | 0 | 0 | 0 | 0
STOG | 0 | 0 | 0 | 0 | 0 | 0
STWD | 0 | 0 | 0 | 0 | 0 | 0
WT | 0 | 0 | 0 | 0 | 0 | 0
IGCC | 0 | 0 | 0 | 0 | 0 | 0
DemandResponse | 0 | 0 | 0 | 0 | 0 | 0
IGCC-CCS | 0 | 0 | 0 | 0 | 0 | 0
WT_off | 0 | 0 | 0 | 0 | 0 | 0
PseudoUnit | 0 | 0 | 0 | 0 | 0 | 0
FixedInterchange | 0 | 0 | 0 | 0 | 0 | 0
Emission Cost by Reporting Type: Nebraska
ReportingType | 2015 | 2020 | 2025 | 2030 | 2035 | 2040
BM | 0 | 0 | 0 | 0 | 0 | 0
CC | 0 | 0 | 0 | 0 | 0 | 0
CSP | 0 | 0 | 0 | 0 | 0 | 0
CT | 0 | 0 | 0 | 0 | 0 | 0
Coal | 0 | 0 | 0 | 0 | 0 | 0
Geo | 0 | 0 | 0 | 0 | 0 | 0
H | 0 | 0 | 0 | 0 | 0 | 0
LFG | 0 | 0 | 0 | 0 | 0 | 0
Nuc | 0 | 0 | 0 | 0 | 0 | 0
PS | 0 | 0 | 0 | 0 | 0 | 0
PV | 0 | 0 | 0 | 0 | 0 | 0
PeakG | 0 | 0 | 0 | 0 | 0 | 0
PeakO | 0 | 0 | 0 | 0 | 0 | 0
ST | 0 | 0 | 0 | 0 | 0 | 0
STOG | 0 | 0 | 0 | 0 | 0 | 0
STWD | 0 | 0 | 0 | 0 | 0 | 0
WT | 0 | 0 | 0 | 0 | 0 | 0
IGCC | 0 | 0 | 0 | 0 | 0 | 0
DemandResponse | 0 | 0 | 0 | 0 | 0 | 0
IGCC-CCS | 0 | 0 | 0 | 0 | 0 | 0
WT_off | 0 | 0 | 0 | 0 | 0 | 0
PseudoUnit | 0 | 0 | 0 | 0 | 0 | 0
FixedInterchange | 0 | 0 | 0 | 0 | 0 | 0
Emission Cost by Reporting Type: NEISO
ReportingType | 2015 | 2020 | 2025 | 2030 | 2035 | 2040
BM | 0 | 0 | 0 | 0 | 0 | 0
CC | 0 | 0 | 0 | 0 | 0 | 0
CSP | 0 | 0 | 0 | 0 | 0 | 0
CT | 0 | 0 | 0 | 0 | 0 | 0
Coal | 0 | 0 | 0 | 0 | 0 | 0
Geo | 0 | 0 | 0 | 0 | 0 | 0
H | 0 | 0 | 0 | 0 | 0 | 0
LFG | 0 | 0 | 0 | 0 | 0 | 0
Nuc | 0 | 0 | 0 | 0 | 0 | 0
PS | 0 | 0 | 0 | 0 | 0 | 0
PV | 0 | 0 | 0 | 0 | 0 | 0
PeakG | 0 | 0 | 0 | 0 | 0 | 0
PeakO | 0 | 0 | 0 | 0 | 0 | 0
ST | 0 | 0 | 0 | 0 | 0 | 0
STOG | 0 | 0 | 0 | 0 | 0 | 0
STWD | 0 | 0 | 0 | 0 | 0 | 0
WT | 0 | 0 | 0 | 0 | 0 | 0
IGCC | 0 | 0 | 0 | 0 | 0 | 0
DemandResponse | 0 | 0 | 0 | 0 | 0 | 0
IGCC-CCS | 0 | 0 | 0 | 0 | 0 | 0
WT_off | 0 | 0 | 0 | 0 | 0 | 0
PseudoUnit | 0 | 0 | 0 | 0 | 0 | 0
FixedInterchange | 0 | 0 | 0 | 0 | 0 | 0
Emission Cost by Reporting Type: NonRTO_Midwest
ReportingType | 2015 | 2020 | 2025 | 2030 | 2035 | 2040
BM | 0 | 0 | 0 | 0 | 0 | 0
CC | 0 | 0 | 0 | 0 | 0 | 0
CSP | 0 | 0 | 0 | 0 | 0 | 0
CT | 0 | 0 | 0 | 0 | 0 | 0
Coal | 0 | 0 | 0 | 0 | 0 | 0
Geo | 0 | 0 | 0 | 0 | 0 | 0
H | 0 | 0 | 0 | 0 | 0 | 0
LFG | 0 | 0 | 0 | 0 | 0 | 0
Nuc | 0 | 0 | 0 | 0 | 0 | 0
PS | 0 | 0 | 0 | 0 | 0 | 0
PV | 0 | 0 | 0 | 0 | 0 | 0
PeakG | 0 | 0 | 0 | 0 | 0 | 0
PeakO | 0 | 0 | 0 | 0 | 0 | 0
ST | 0 | 0 | 0 | 0 | 0 | 0
STOG | 0 | 0 | 0 | 0 | 0 | 0
STWD | 0 | 0 | 0 | 0 | 0 | 0
WT | 0 | 0 | 0 | 0 | 0 | 0
IGCC | 0 | 0 | 0 | 0 | 0 | 0
DemandResponse | 0 | 0 | 0 | 0 | 0 | 0
IGCC-CCS | 0 | 0 | 0 | 0 | 0 | 0
WT_off | 0 | 0 | 0 | 0 | 0 | 0
PseudoUnit | 0 | 0 | 0 | 0 | 0 | 0
FixedInterchange | 0 | 0 | 0 | 0 | 0 | 0
Emission Cost by Reporting Type: NYISO_A-F
ReportingType | 2015 | 2020 | 2025 | 2030 | 2035 | 2040
BM | 0 | 0 | 0 | 0 | 0 | 0
CC | 0 | 0 | 0 | 0 | 0 | 0
CSP | 0 | 0 | 0 | 0 | 0 | 0
CT | 0 | 0 | 0 | 0 | 0 | 0
Coal | 0 | 0 | 0 | 0 | 0 | 0
Geo | 0 | 0 | 0 | 0 | 0 | 0
H | 0 | 0 | 0 | 0 | 0 | 0
LFG | 0 | 0 | 0 | 0 | 0 | 0
Nuc | 0 | 0 | 0 | 0 | 0 | 0
PS | 0 | 0 | 0 | 0 | 0 | 0
PV | 0 | 0 | 0 | 0 | 0 | 0
PeakG | 0 | 0 | 0 | 0 | 0 | 0
PeakO | 0 | 0 | 0 | 0 | 0 | 0
ST | 0 | 0 | 0 | 0 | 0 | 0
STOG | 0 | 0 | 0 | 0 | 0 | 0
STWD | 0 | 0 | 0 | 0 | 0 | 0
WT | 0 | 0 | 0 | 0 | 0 | 0
IGCC | 0 | 0 | 0 | 0 | 0 | 0
DemandResponse | 0 | 0 | 0 | 0 | 0 | 0
IGCC-CCS | 0 | 0 | 0 | 0 | 0 | 0
WT_off | 0 | 0 | 0 | 0 | 0 | 0
PseudoUnit | 0 | 0 | 0 | 0 | 0 | 0
FixedInterchange | 0 | 0 | 0 | 0 | 0 | 0
Emission Cost by Reporting Type: NYISO_G-I
ReportingType | 2015 | 2020 | 2025 | 2030 | 2035 | 2040
BM | 0 | 0 | 0 | 0 | 0 | 0
CC | 0 | 0 | 0 | 0 | 0 | 0
CSP | 0 | 0 | 0 | 0 | 0 | 0
CT | 0 | 0 | 0 | 0 | 0 | 0
Coal | 0 | 0 | 0 | 0 | 0 | 0
Geo | 0 | 0 | 0 | 0 | 0 | 0
H | 0 | 0 | 0 | 0 | 0 | 0
LFG | 0 | 0 | 0 | 0 | 0 | 0
Nuc | 0 | 0 | 0 | 0 | 0 | 0
PS | 0 | 0 | 0 | 0 | 0 | 0
PV | 0 | 0 | 0 | 0 | 0 | 0
PeakG | 0 | 0 | 0 | 0 | 0 | 0
PeakO | 0 | 0 | 0 | 0 | 0 | 0
ST | 0 | 0 | 0 | 0 | 0 | 0
STOG | 0 | 0 | 0 | 0 | 0 | 0
STWD | 0 | 0 | 0 | 0 | 0 | 0
WT | 0 | 0 | 0 | 0 | 0 | 0
IGCC | 0 | 0 | 0 | 0 | 0 | 0
DemandResponse | 0 | 0 | 0 | 0 | 0 | 0
IGCC-CCS | 0 | 0 | 0 | 0 | 0 | 0
WT_off | 0 | 0 | 0 | 0 | 0 | 0
PseudoUnit | 0 | 0 | 0 | 0 | 0 | 0
FixedInterchange | 0 | 0 | 0 | 0 | 0 | 0
Emission Cost by Reporting Type: NYISO_J-K
ReportingType | 2015 | 2020 | 2025 | 2030 | 2035 | 2040
BM | 0 | 0 | 0 | 0 | 0 | 0
CC | 0 | 0 | 0 | 0 | 0 | 0
CSP | 0 | 0 | 0 | 0 | 0 | 0
CT | 0 | 0 | 0 | 0 | 0 | 0
Coal | 0 | 0 | 0 | 0 | 0 | 0
Geo | 0 | 0 | 0 | 0 | 0 | 0
H | 0 | 0 | 0 | 0 | 0 | 0
LFG | 0 | 0 | 0 | 0 | 0 | 0
Nuc | 0 | 0 | 0 | 0 | 0 | 0
PS | 0 | 0 | 0 | 0 | 0 | 0
PV | 0 | 0 | 0 | 0 | 0 | 0
PeakG | 0 | 0 | 0 | 0 | 0 | 0
PeakO | 0 | 0 | 0 | 0 | 0 | 0
ST | 0 | 0 | 0 | 0 | 0 | 0
STOG | 0 | 0 | 0 | 0 | 0 | 0
STWD | 0 | 0 | 0 | 0 | 0 | 0
WT | 0 | 0 | 0 | 0 | 0 | 0
IGCC | 0 | 0 | 0 | 0 | 0 | 0
DemandResponse | 0 | 0 | 0 | 0 | 0 | 0
IGCC-CCS | 0 | 0 | 0 | 0 | 0 | 0
WT_off | 0 | 0 | 0 | 0 | 0 | 0
PseudoUnit | 0 | 0 | 0 | 0 | 0 | 0
FixedInterchange | 0 | 0 | 0 | 0 | 0 | 0
Emission Cost by Reporting Type: PJM_E
ReportingType | 2015 | 2020 | 2025 | 2030 | 2035 | 2040
BM | 0 | 0 | 0 | 0 | 0 | 0
CC | 0 | 0 | 0 | 0 | 0 | 0
CSP | 0 | 0 | 0 | 0 | 0 | 0
CT | 0 | 0 | 0 | 0 | 0 | 0
Coal | 0 | 0 | 0 | 0 | 0 | 0
Geo | 0 | 0 | 0 | 0 | 0 | 0
H | 0 | 0 | 0 | 0 | 0 | 0
LFG | 0 | 0 | 0 | 0 | 0 | 0
Nuc | 0 | 0 | 0 | 0 | 0 | 0
PS | 0 | 0 | 0 | 0 | 0 | 0
PV | 0 | 0 | 0 | 0 | 0 | 0
PeakG | 0 | 0 | 0 | 0 | 0 | 0
PeakO | 0 | 0 | 0 | 0 | 0 | 0
ST | 0 | 0 | 0 | 0 | 0 | 0
STOG | 0 | 0 | 0 | 0 | 0 | 0
STWD | 0 | 0 | 0 | 0 | 0 | 0
WT | 0 | 0 | 0 | 0 | 0 | 0
IGCC | 0 | 0 | 0 | 0 | 0 | 0
DemandResponse | 0 | 0 | 0 | 0 | 0 | 0
IGCC-CCS | 0 | 0 | 0 | 0 | 0 | 0
WT_off | 0 | 0 | 0 | 0 | 0 | 0
PseudoUnit | 0 | 0 | 0 | 0 | 0 | 0
FixedInterchange | 0 | 0 | 0 | 0 | 0 | 0
Emission Cost by Reporting Type: PJM_ROM
ReportingType | 2015 | 2020 | 2025 | 2030 | 2035 | 2040
BM | 0 | 0 | 0 | 0 | 0 | 0
CC | 0 | 0 | 0 | 0 | 0 | 0
CSP | 0 | 0 | 0 | 0 | 0 | 0
CT | 0 | 0 | 0 | 0 | 0 | 0
Coal | 0 | 0 | 0 | 0 | 0 | 0
Geo | 0 | 0 | 0 | 0 | 0 | 0
H | 0 | 0 | 0 | 0 | 0 | 0
LFG | 0 | 0 | 0 | 0 | 0 | 0
Nuc | 0 | 0 | 0 | 0 | 0 | 0
PS | 0 | 0 | 0 | 0 | 0 | 0
PV | 0 | 0 | 0 | 0 | 0 | 0
PeakG | 0 | 0 | 0 | 0 | 0 | 0
PeakO | 0 | 0 | 0 | 0 | 0 | 0
ST | 0 | 0 | 0 | 0 | 0 | 0
STOG | 0 | 0 | 0 | 0 | 0 | 0
STWD | 0 | 0 | 0 | 0 | 0 | 0
WT | 0 | 0 | 0 | 0 | 0 | 0
IGCC | 0 | 0 | 0 | 0 | 0 | 0
DemandResponse | 0 | 0 | 0 | 0 | 0 | 0
IGCC-CCS | 0 | 0 | 0 | 0 | 0 | 0
WT_off | 0 | 0 | 0 | 0 | 0 | 0
PseudoUnit | 0 | 0 | 0 | 0 | 0 | 0
FixedInterchange | 0 | 0 | 0 | 0 | 0 | 0
Emission Cost by Reporting Type: PJM_ROR
ReportingType | 2015 | 2020 | 2025 | 2030 | 2035 | 2040
BM | 0 | 0 | 0 | 0 | 0 | 0
CC | 0 | 0 | 0 | 0 | 0 | 0
CSP | 0 | 0 | 0 | 0 | 0 | 0
CT | 0 | 0 | 0 | 0 | 0 | 0
Coal | 0 | 0 | 0 | 0 | 0 | 0
Geo | 0 | 0 | 0 | 0 | 0 | 0
H | 0 | 0 | 0 | 0 | 0 | 0
LFG | 0 | 0 | 0 | 0 | 0 | 0
Nuc | 0 | 0 | 0 | 0 | 0 | 0
PS | 0 | 0 | 0 | 0 | 0 | 0
PV | 0 | 0 | 0 | 0 | 0 | 0
PeakG | 0 | 0 | 0 | 0 | 0 | 0
PeakO | 0 | 0 | 0 | 0 | 0 | 0
ST | 0 | 0 | 0 | 0 | 0 | 0
STOG | 0 | 0 | 0 | 0 | 0 | 0
STWD | 0 | 0 | 0 | 0 | 0 | 0
WT | 0 | 0 | 0 | 0 | 0 | 0
IGCC | 0 | 0 | 0 | 0 | 0 | 0
DemandResponse | 0 | 0 | 0 | 0 | 0 | 0
IGCC-CCS | 0 | 0 | 0 | 0 | 0 | 0
WT_off | 0 | 0 | 0 | 0 | 0 | 0
PseudoUnit | 0 | 0 | 0 | 0 | 0 | 0
FixedInterchange | 0 | 0 | 0 | 0 | 0 | 0
Emission Cost by Reporting Type: SOCO
ReportingType | 2015 | 2020 | 2025 | 2030 | 2035 | 2040
BM | 0 | 0 | 0 | 0 | 0 | 0
CC | 0 | 0 | 0 | 0 | 0 | 0
CSP | 0 | 0 | 0 | 0 | 0 | 0
CT | 0 | 0 | 0 | 0 | 0 | 0
Coal | 0 | 0 | 0 | 0 | 0 | 0
Geo | 0 | 0 | 0 | 0 | 0 | 0
H | 0 | 0 | 0 | 0 | 0 | 0
LFG | 0 | 0 | 0 | 0 | 0 | 0
Nuc | 0 | 0 | 0 | 0 | 0 | 0
PS | 0 | 0 | 0 | 0 | 0 | 0
PV | 0 | 0 | 0 | 0 | 0 | 0
PeakG | 0 | 0 | 0 | 0 | 0 | 0
PeakO | 0 | 0 | 0 | 0 | 0 | 0
ST | 0 | 0 | 0 | 0 | 0 | 0
STOG | 0 | 0 | 0 | 0 | 0 | 0
STWD | 0 | 0 | 0 | 0 | 0 | 0
WT | 0 | 0 | 0 | 0 | 0 | 0
IGCC | 0 | 0 | 0 | 0 | 0 | 0
DemandResponse | 0 | 0 | 0 | 0 | 0 | 0
IGCC-CCS | 0 | 0 | 0 | 0 | 0 | 0
WT_off | 0 | 0 | 0 | 0 | 0 | 0
PseudoUnit | 0 | 0 | 0 | 0 | 0 | 0
FixedInterchange | 0 | 0 | 0 | 0 | 0 | 0
Emission Cost by Reporting Type: SPP_N
ReportingType | 2015 | 2020 | 2025 | 2030 | 2035 | 2040
BM | 0 | 0 | 0 | 0 | 0 | 0
CC | 0 | 0 | 0 | 0 | 0 | 0
CSP | 0 | 0 | 0 | 0 | 0 | 0
CT | 0 | 0 | 0 | 0 | 0 | 0
Coal | 0 | 0 | 0 | 0 | 0 | 0
Geo | 0 | 0 | 0 | 0 | 0 | 0
H | 0 | 0 | 0 | 0 | 0 | 0
LFG | 0 | 0 | 0 | 0 | 0 | 0
Nuc | 0 | 0 | 0 | 0 | 0 | 0
PS | 0 | 0 | 0 | 0 | 0 | 0
PV | 0 | 0 | 0 | 0 | 0 | 0
PeakG | 0 | 0 | 0 | 0 | 0 | 0
PeakO | 0 | 0 | 0 | 0 | 0 | 0
ST | 0 | 0 | 0 | 0 | 0 | 0
STOG | 0 | 0 | 0 | 0 | 0 | 0
STWD | 0 | 0 | 0 | 0 | 0 | 0
WT | 0 | 0 | 0 | 0 | 0 | 0
IGCC | 0 | 0 | 0 | 0 | 0 | 0
DemandResponse | 0 | 0 | 0 | 0 | 0 | 0
IGCC-CCS | 0 | 0 | 0 | 0 | 0 | 0
WT_off | 0 | 0 | 0 | 0 | 0 | 0
PseudoUnit | 0 | 0 | 0 | 0 | 0 | 0
FixedInterchange | 0 | 0 | 0 | 0 | 0 | 0
Emission Cost by Reporting Type: SPP_S
ReportingType | 2015 | 2020 | 2025 | 2030 | 2035 | 2040
BM | 0 | 0 | 0 | 0 | 0 | 0
CC | 0 | 0 | 0 | 0 | 0 | 0
CSP | 0 | 0 | 0 | 0 | 0 | 0
CT | 0 | 0 | 0 | 0 | 0 | 0
Coal | 0 | 0 | 0 | 0 | 0 | 0
Geo | 0 | 0 | 0 | 0 | 0 | 0
H | 0 | 0 | 0 | 0 | 0 | 0
LFG | 0 | 0 | 0 | 0 | 0 | 0
Nuc | 0 | 0 | 0 | 0 | 0 | 0
PS | 0 | 0 | 0 | 0 | 0 | 0
PV | 0 | 0 | 0 | 0 | 0 | 0
PeakG | 0 | 0 | 0 | 0 | 0 | 0
PeakO | 0 | 0 | 0 | 0 | 0 | 0
ST | 0 | 0 | 0 | 0 | 0 | 0
STOG | 0 | 0 | 0 | 0 | 0 | 0
STWD | 0 | 0 | 0 | 0 | 0 | 0
WT | 0 | 0 | 0 | 0 | 0 | 0
IGCC | 0 | 0 | 0 | 0 | 0 | 0
DemandResponse | 0 | 0 | 0 | 0 | 0 | 0
IGCC-CCS | 0 | 0 | 0 | 0 | 0 | 0
WT_off | 0 | 0 | 0 | 0 | 0 | 0
PseudoUnit | 0 | 0 | 0 | 0 | 0 | 0
FixedInterchange | 0 | 0 | 0 | 0 | 0 | 0
Emission Cost by Reporting Type: TVA
ReportingType | 2015 | 2020 | 2025 | 2030 | 2035 | 2040
BM | 0 | 0 | 0 | 0 | 0 | 0
CC | 0 | 0 | 0 | 0 | 0 | 0
CSP | 0 | 0 | 0 | 0 | 0 | 0
CT | 0 | 0 | 0 | 0 | 0 | 0
Coal | 0 | 0 | 0 | 0 | 0 | 0
Geo | 0 | 0 | 0 | 0 | 0 | 0
H | 0 | 0 | 0 | 0 | 0 | 0
LFG | 0 | 0 | 0 | 0 | 0 | 0
Nuc | 0 | 0 | 0 | 0 | 0 | 0
PS | 0 | 0 | 0 | 0 | 0 | 0
PV | 0 | 0 | 0 | 0 | 0 | 0
PeakG | 0 | 0 | 0 | 0 | 0 | 0
PeakO | 0 | 0 | 0 | 0 | 0 | 0
ST | 0 | 0 | 0 | 0 | 0 | 0
STOG | 0 | 0 | 0 | 0 | 0 | 0
STWD | 0 | 0 | 0 | 0 | 0 | 0
WT | 0 | 0 | 0 | 0 | 0 | 0
IGCC | 0 | 0 | 0 | 0 | 0 | 0
DemandResponse | 0 | 0 | 0 | 0 | 0 | 0
IGCC-CCS | 0 | 0 | 0 | 0 | 0 | 0
WT_off | 0 | 0 | 0 | 0 | 0 | 0
PseudoUnit | 0 | 0 | 0 | 0 | 0 | 0
FixedInterchange | 0 | 0 | 0 | 0 | 0 | 0
Emission Cost by Reporting Type: TVA_Transmission
ReportingType | 2015 | 2020 | 2025 | 2030 | 2035 | 2040
BM | 0 | 0 | 0 | 0 | 0 | 0
CC | 0 | 0 | 0 | 0 | 0 | 0
CSP | 0 | 0 | 0 | 0 | 0 | 0
CT | 0 | 0 | 0 | 0 | 0 | 0
Coal | 0 | 0 | 0 | 0 | 0 | 0
Geo | 0 | 0 | 0 | 0 | 0 | 0
H | 0 | 0 | 0 | 0 | 0 | 0
LFG | 0 | 0 | 0 | 0 | 0 | 0
Nuc | 0 | 0 | 0 | 0 | 0 | 0
PS | 0 | 0 | 0 | 0 | 0 | 0
PV | 0 | 0 | 0 | 0 | 0 | 0
PeakG | 0 | 0 | 0 | 0 | 0 | 0
PeakO | 0 | 0 | 0 | 0 | 0 | 0
ST | 0 | 0 | 0 | 0 | 0 | 0
STOG | 0 | 0 | 0 | 0 | 0 | 0
STWD | 0 | 0 | 0 | 0 | 0 | 0
WT | 0 | 0 | 0 | 0 | 0 | 0
IGCC | 0 | 0 | 0 | 0 | 0 | 0
DemandResponse | 0 | 0 | 0 | 0 | 0 | 0
IGCC-CCS | 0 | 0 | 0 | 0 | 0 | 0
WT_off | 0 | 0 | 0 | 0 | 0 | 0
PseudoUnit | 0 | 0 | 0 | 0 | 0 | 0
FixedInterchange | 0 | 0 | 0 | 0 | 0 | 0
Emission Cost by Reporting Type: VACAR
ReportingType | 2015 | 2020 | 2025 | 2030 | 2035 | 2040
BM | 0 | 0 | 0 | 0 | 0 | 0
CC | 0 | 0 | 0 | 0 | 0 | 0
CSP | 0 | 0 | 0 | 0 | 0 | 0
CT | 0 | 0 | 0 | 0 | 0 | 0
Coal | 0 | 0 | 0 | 0 | 0 | 0
Geo | 0 | 0 | 0 | 0 | 0 | 0
H | 0 | 0 | 0 | 0 | 0 | 0
LFG | 0 | 0 | 0 | 0 | 0 | 0
Nuc | 0 | 0 | 0 | 0 | 0 | 0
PS | 0 | 0 | 0 | 0 | 0 | 0
PV | 0 | 0 | 0 | 0 | 0 | 0
PeakG | 0 | 0 | 0 | 0 | 0 | 0
PeakO | 0 | 0 | 0 | 0 | 0 | 0
ST | 0 | 0 | 0 | 0 | 0 | 0
STOG | 0 | 0 | 0 | 0 | 0 | 0
STWD | 0 | 0 | 0 | 0 | 0 | 0
WT | 0 | 0 | 0 | 0 | 0 | 0
IGCC | 0 | 0 | 0 | 0 | 0 | 0
DemandResponse | 0 | 0 | 0 | 0 | 0 | 0
IGCC-CCS | 0 | 0 | 0 | 0 | 0 | 0
WT_off | 0 | 0 | 0 | 0 | 0 | 0
PseudoUnit | 0 | 0 | 0 | 0 | 0 | 0
FixedInterchange | 0 | 0 | 0 | 0 | 0 | 0
Emission Cost by Reporting Type: IESO
ReportingType | 2015 | 2020 | 2025 | 2030 | 2035 | 2040
BM | 0 | 0 | 0 | 0 | 0 | 0
CC | 0 | 0 | 0 | 0 | 0 | 0
CSP | 0 | 0 | 0 | 0 | 0 | 0
CT | 0 | 0 | 0 | 0 | 0 | 0
Coal | 0 | 0 | 0 | 0 | 0 | 0
Geo | 0 | 0 | 0 | 0 | 0 | 0
H | 0 | 0 | 0 | 0 | 0 | 0
LFG | 0 | 0 | 0 | 0 | 0 | 0
Nuc | 0 | 0 | 0 | 0 | 0 | 0
PS | 0 | 0 | 0 | 0 | 0 | 0
PV | 0 | 0 | 0 | 0 | 0 | 0
PeakG | 0 | 0 | 0 | 0 | 0 | 0
PeakO | 0 | 0 | 0 | 0 | 0 | 0
ST | 0 | 0 | 0 | 0 | 0 | 0
STOG | 0 | 0 | 0 | 0 | 0 | 0
STWD | 0 | 0 | 0 | 0 | 0 | 0
WT | 0 | 0 | 0 | 0 | 0 | 0
IGCC | 0 | 0 | 0 | 0 | 0 | 0
DemandResponse | 0 | 0 | 0 | 0 | 0 | 0
IGCC-CCS | 0 | 0 | 0 | 0 | 0 | 0
WT_off | 0 | 0 | 0 | 0 | 0 | 0
PseudoUnit | 0 | 0 | 0 | 0 | 0 | 0
FixedInterchange | 0 | 0 | 0 | 0 | 0 | 0
Emission Cost by Reporting Type: MAPP_CA
ReportingType | 2015 | 2020 | 2025 | 2030 | 2035 | 2040
BM | 0 | 0 | 0 | 0 | 0 | 0
CC | 0 | 0 | 0 | 0 | 0 | 0
CSP | 0 | 0 | 0 | 0 | 0 | 0
CT | 0 | 0 | 0 | 0 | 0 | 0
Coal | 0 | 0 | 0 | 0 | 0 | 0
Geo | 0 | 0 | 0 | 0 | 0 | 0
H | 0 | 0 | 0 | 0 | 0 | 0
LFG | 0 | 0 | 0 | 0 | 0 | 0
Nuc | 0 | 0 | 0 | 0 | 0 | 0
PS | 0 | 0 | 0 | 0 | 0 | 0
PV | 0 | 0 | 0 | 0 | 0 | 0
PeakG | 0 | 0 | 0 | 0 | 0 | 0
PeakO | 0 | 0 | 0 | 0 | 0 | 0
ST | 0 | 0 | 0 | 0 | 0 | 0
STOG | 0 | 0 | 0 | 0 | 0 | 0
STWD | 0 | 0 | 0 | 0 | 0 | 0
WT | 0 | 0 | 0 | 0 | 0 | 0
IGCC | 0 | 0 | 0 | 0 | 0 | 0
DemandResponse | 0 | 0 | 0 | 0 | 0 | 0
IGCC-CCS | 0 | 0 | 0 | 0 | 0 | 0
WT_off | 0 | 0 | 0 | 0 | 0 | 0
PseudoUnit | 0 | 0 | 0 | 0 | 0 | 0
FixedInterchange | 0 | 0 | 0 | 0 | 0 | 0
Emission Cost by Reporting Type: AZ_NM_SNV_Coal
ReportingType | 2015 | 2020 | 2025 | 2030 | 2035 | 2040
BM | 0 | 0 | 0 | 0 | 0 | 0
CC | 0 | 0 | 0 | 0 | 0 | 0
CSP | 0 | 0 | 0 | 0 | 0 | 0
CT | 0 | 0 | 0 | 0 | 0 | 0
Coal | 0 | 0 | 0 | 0 | 0 | 0
Geo | 0 | 0 | 0 | 0 | 0 | 0
H | 0 | 0 | 0 | 0 | 0 | 0
LFG | 0 | 0 | 0 | 0 | 0 | 0
Nuc | 0 | 0 | 0 | 0 | 0 | 0
PS | 0 | 0 | 0 | 0 | 0 | 0
PV | 0 | 0 | 0 | 0 | 0 | 0
PeakG | 0 | 0 | 0 | 0 | 0 | 0
PeakO | 0 | 0 | 0 | 0 | 0 | 0
ST | 0 | 0 | 0 | 0 | 0 | 0
STOG | 0 | 0 | 0 | 0 | 0 | 0
STWD | 0 | 0 | 0 | 0 | 0 | 0
WT | 0 | 0 | 0 | 0 | 0 | 0
IGCC | 0 | 0 | 0 | 0 | 0 | 0
DemandResponse | 0 | 0 | 0 | 0 | 0 | 0
IGCC-CCS | 0 | 0 | 0 | 0 | 0 | 0
WT_off | 0 | 0 | 0 | 0 | 0 | 0
PseudoUnit | 0 | 0 | 0 | 0 | 0 | 0
FixedInterchange | 0 | 0 | 0 | 0 | 0 | 0
Emission Cost by Reporting Type: AZ_NM_SNV_Gas
ReportingType | 2015 | 2020 | 2025 | 2030 | 2035 | 2040
BM | 0 | 0 | 0 | 0 | 0 | 0
CC | 0 | 0 | 0 | 0 | 0 | 0
CSP | 0 | 0 | 0 | 0 | 0 | 0
CT | 0 | 0 | 0 | 0 | 0 | 0
Coal | 0 | 0 | 0 | 0 | 0 | 0
Geo | 0 | 0 | 0 | 0 | 0 | 0
H | 0 | 0 | 0 | 0 | 0 | 0
LFG | 0 | 0 | 0 | 0 | 0 | 0
Nuc | 0 | 0 | 0 | 0 | 0 | 0
PS | 0 | 0 | 0 | 0 | 0 | 0
PV | 0 | 0 | 0 | 0 | 0 | 0
PeakG | 0 | 0 | 0 | 0 | 0 | 0
PeakO | 0 | 0 | 0 | 0 | 0 | 0
ST | 0 | 0 | 0 | 0 | 0 | 0
STOG | 0 | 0 | 0 | 0 | 0 | 0
STWD | 0 | 0 | 0 | 0 | 0 | 0
WT | 0 | 0 | 0 | 0 | 0 | 0
IGCC | 0 | 0 | 0 | 0 | 0 | 0
DemandResponse | 0 | 0 | 0 | 0 | 0 | 0
IGCC-CCS | 0 | 0 | 0 | 0 | 0 | 0
WT_off | 0 | 0 | 0 | 0 | 0 | 0
PseudoUnit | 0 | 0 | 0 | 0 | 0 | 0
FixedInterchange | 0 | 0 | 0 | 0 | 0 | 0
Emission Cost by Reporting Type: AZ_NM_SNV_NucRenew
ReportingType | 2015 | 2020 | 2025 | 2030 | 2035 | 2040
BM | 0 | 0 | 0 | 0 | 0 | 0
CC | 0 | 0 | 0 | 0 | 0 | 0
CSP | 0 | 0 | 0 | 0 | 0 | 0
CT | 0 | 0 | 0 | 0 | 0 | 0
Coal | 0 | 0 | 0 | 0 | 0 | 0
Geo | 0 | 0 | 0 | 0 | 0 | 0
H | 0 | 0 | 0 | 0 | 0 | 0
LFG | 0 | 0 | 0 | 0 | 0 | 0
Nuc | 0 | 0 | 0 | 0 | 0 | 0
PS | 0 | 0 | 0 | 0 | 0 | 0
PV | 0 | 0 | 0 | 0 | 0 | 0
PeakG | 0 | 0 | 0 | 0 | 0 | 0
PeakO | 0 | 0 | 0 | 0 | 0 | 0
ST | 0 | 0 | 0 | 0 | 0 | 0
STOG | 0 | 0 | 0 | 0 | 0 | 0
STWD | 0 | 0 | 0 | 0 | 0 | 0
WT | 0 | 0 | 0 | 0 | 0 | 0
IGCC | 0 | 0 | 0 | 0 | 0 | 0
DemandResponse | 0 | 0 | 0 | 0 | 0 | 0
IGCC-CCS | 0 | 0 | 0 | 0 | 0 | 0
WT_off | 0 | 0 | 0 | 0 | 0 | 0
PseudoUnit | 0 | 0 | 0 | 0 | 0 | 0
FixedInterchange | 0 | 0 | 0 | 0 | 0 | 0
Emission Cost by Reporting Type: ERCOT
ReportingType | 2015 | 2020 | 2025 | 2030 | 2035 | 2040
BM | 0 | 0 | 0 | 0 | 0 | 0
CC | 0 | 0 | 0 | 0 | 0 | 0
CSP | 0 | 0 | 0 | 0 | 0 | 0
CT | 0 | 0 | 0 | 0 | 0 | 0
Coal | 0 | 0 | 0 | 0 | 0 | 0
Geo | 0 | 0 | 0 | 0 | 0 | 0
H | 0 | 0 | 0 | 0 | 0 | 0
LFG | 0 | 0 | 0 | 0 | 0 | 0
Nuc | 0 | 0 | 0 | 0 | 0 | 0
PS | 0 | 0 | 0 | 0 | 0 | 0
PV | 0 | 0 | 0 | 0 | 0 | 0
PeakG | 0 | 0 | 0 | 0 | 0 | 0
PeakO | 0 | 0 | 0 | 0 | 0 | 0
ST | 0 | 0 | 0 | 0 | 0 | 0
STOG | 0 | 0 | 0 | 0 | 0 | 0
STWD | 0 | 0 | 0 | 0 | 0 | 0
WT | 0 | 0 | 0 | 0 | 0 | 0
IGCC | 0 | 0 | 0 | 0 | 0 | 0
DemandResponse | 0 | 0 | 0 | 0 | 0 | 0
IGCC-CCS | 0 | 0 | 0 | 0 | 0 | 0
WT_off | 0 | 0 | 0 | 0 | 0 | 0
PseudoUnit | 0 | 0 | 0 | 0 | 0 | 0
FixedInterchange | 0 | 0 | 0 | 0 | 0 | 0
Emission Cost by Reporting Type: NP15
ReportingType | 2015 | 2020 | 2025 | 2030 | 2035 | 2040
BM | 0 | 0 | 0 | 0 | 0 | 0
CC | 0 | 0 | 0 | 0 | 0 | 0
CSP | 0 | 0 | 0 | 0 | 0 | 0
CT | 0 | 0 | 0 | 0 | 0 | 0
Coal | 0 | 0 | 0 | 0 | 0 | 0
Geo | 0 | 0 | 0 | 0 | 0 | 0
H | 0 | 0 | 0 | 0 | 0 | 0
LFG | 0 | 0 | 0 | 0 | 0 | 0
Nuc | 0 | 0 | 0 | 0 | 0 | 0
PS | 0 | 0 | 0 | 0 | 0 | 0
PV | 0 | 0 | 0 | 0 | 0 | 0
PeakG | 0 | 0 | 0 | 0 | 0 | 0
PeakO | 0 | 0 | 0 | 0 | 0 | 0
ST | 0 | 0 | 0 | 0 | 0 | 0
STOG | 0 | 0 | 0 | 0 | 0 | 0
STWD | 0 | 0 | 0 | 0 | 0 | 0
WT | 0 | 0 | 0 | 0 | 0 | 0
IGCC | 0 | 0 | 0 | 0 | 0 | 0
DemandResponse | 0 | 0 | 0 | 0 | 0 | 0
IGCC-CCS | 0 | 0 | 0 | 0 | 0 | 0
WT_off | 0 | 0 | 0 | 0 | 0 | 0
PseudoUnit | 0 | 0 | 0 | 0 | 0 | 0
FixedInterchange | 0 | 0 | 0 | 0 | 0 | 0
Emission Cost by Reporting Type: NWPP_Coal
ReportingType | 2015 | 2020 | 2025 | 2030 | 2035 | 2040
BM | 0 | 0 | 0 | 0 | 0 | 0
CC | 0 | 0 | 0 | 0 | 0 | 0
CSP | 0 | 0 | 0 | 0 | 0 | 0
CT | 0 | 0 | 0 | 0 | 0 | 0
Coal | 0 | 0 | 0 | 0 | 0 | 0
Geo | 0 | 0 | 0 | 0 | 0 | 0
H | 0 | 0 | 0 | 0 | 0 | 0
LFG | 0 | 0 | 0 | 0 | 0 | 0
Nuc | 0 | 0 | 0 | 0 | 0 | 0
PS | 0 | 0 | 0 | 0 | 0 | 0
PV | 0 | 0 | 0 | 0 | 0 | 0
PeakG | 0 | 0 | 0 | 0 | 0 | 0
PeakO | 0 | 0 | 0 | 0 | 0 | 0
ST | 0 | 0 | 0 | 0 | 0 | 0
STOG | 0 | 0 | 0 | 0 | 0 | 0
STWD | 0 | 0 | 0 | 0 | 0 | 0
WT | 0 | 0 | 0 | 0 | 0 | 0
IGCC | 0 | 0 | 0 | 0 | 0 | 0
DemandResponse | 0 | 0 | 0 | 0 | 0 | 0
IGCC-CCS | 0 | 0 | 0 | 0 | 0 | 0
WT_off | 0 | 0 | 0 | 0 | 0 | 0
PseudoUnit | 0 | 0 | 0 | 0 | 0 | 0
FixedInterchange | 0 | 0 | 0 | 0 | 0 | 0
Emission Cost by Reporting Type: NWPP_Gas
ReportingType | 2015 | 2020 | 2025 | 2030 | 2035 | 2040
BM | 0 | 0 | 0 | 0 | 0 | 0
CC | 0 | 0 | 0 | 0 | 0 | 0
CSP | 0 | 0 | 0 | 0 | 0 | 0
CT | 0 | 0 | 0 | 0 | 0 | 0
Coal | 0 | 0 | 0 | 0 | 0 | 0
Geo | 0 | 0 | 0 | 0 | 0 | 0
H | 0 | 0 | 0 | 0 | 0 | 0
LFG | 0 | 0 | 0 | 0 | 0 | 0
Nuc | 0 | 0 | 0 | 0 | 0 | 0
PS | 0 | 0 | 0 | 0 | 0 | 0
PV | 0 | 0 | 0 | 0 | 0 | 0
PeakG | 0 | 0 | 0 | 0 | 0 | 0
PeakO | 0 | 0 | 0 | 0 | 0 | 0
ST | 0 | 0 | 0 | 0 | 0 | 0
STOG | 0 | 0 | 0 | 0 | 0 | 0
STWD | 0 | 0 | 0 | 0 | 0 | 0
WT | 0 | 0 | 0 | 0 | 0 | 0
IGCC | 0 | 0 | 0 | 0 | 0 | 0
DemandResponse | 0 | 0 | 0 | 0 | 0 | 0
IGCC-CCS | 0 | 0 | 0 | 0 | 0 | 0
WT_off | 0 | 0 | 0 | 0 | 0 | 0
PseudoUnit | 0 | 0 | 0 | 0 | 0 | 0
FixedInterchange | 0 | 0 | 0 | 0 | 0 | 0
Emission Cost by Reporting Type: NWPP_NucRenew
ReportingType | 2015 | 2020 | 2025 | 2030 | 2035 | 2040
BM | 0 | 0 | 0 | 0 | 0 | 0
CC | 0 | 0 | 0 | 0 | 0 | 0
CSP | 0 | 0 | 0 | 0 | 0 | 0
CT | 0 | 0 | 0 | 0 | 0 | 0
Coal | 0 | 0 | 0 | 0 | 0 | 0
Geo | 0 | 0 | 0 | 0 | 0 | 0
H | 0 | 0 | 0 | 0 | 0 | 0
LFG | 0 | 0 | 0 | 0 | 0 | 0
Nuc | 0 | 0 | 0 | 0 | 0 | 0
PS | 0 | 0 | 0 | 0 | 0 | 0
PV | 0 | 0 | 0 | 0 | 0 | 0
PeakG | 0 | 0 | 0 | 0 | 0 | 0
PeakO | 0 | 0 | 0 | 0 | 0 | 0
ST | 0 | 0 | 0 | 0 | 0 | 0
STOG | 0 | 0 | 0 | 0 | 0 | 0
STWD | 0 | 0 | 0 | 0 | 0 | 0
WT | 0 | 0 | 0 | 0 | 0 | 0
IGCC | 0 | 0 | 0 | 0 | 0 | 0
DemandResponse | 0 | 0 | 0 | 0 | 0 | 0
IGCC-CCS | 0 | 0 | 0 | 0 | 0 | 0
WT_off | 0 | 0 | 0 | 0 | 0 | 0
PseudoUnit | 0 | 0 | 0 | 0 | 0 | 0
FixedInterchange | 0 | 0 | 0 | 0 | 0 | 0
Emission Cost by Reporting Type: RMPA
ReportingType | 2015 | 2020 | 2025 | 2030 | 2035 | 2040
BM | 0 | 0 | 0 | 0 | 0 | 0
CC | 0 | 0 | 0 | 0 | 0 | 0
CSP | 0 | 0 | 0 | 0 | 0 | 0
CT | 0 | 0 | 0 | 0 | 0 | 0
Coal | 0 | 0 | 0 | 0 | 0 | 0
Geo | 0 | 0 | 0 | 0 | 0 | 0
H | 0 | 0 | 0 | 0 | 0 | 0
LFG | 0 | 0 | 0 | 0 | 0 | 0
Nuc | 0 | 0 | 0 | 0 | 0 | 0
PS | 0 | 0 | 0 | 0 | 0 | 0
PV | 0 | 0 | 0 | 0 | 0 | 0
PeakG | 0 | 0 | 0 | 0 | 0 | 0
PeakO | 0 | 0 | 0 | 0 | 0 | 0
ST | 0 | 0 | 0 | 0 | 0 | 0
STOG | 0 | 0 | 0 | 0 | 0 | 0
STWD | 0 | 0 | 0 | 0 | 0 | 0
WT | 0 | 0 | 0 | 0 | 0 | 0
IGCC | 0 | 0 | 0 | 0 | 0 | 0
DemandResponse | 0 | 0 | 0 | 0 | 0 | 0
IGCC-CCS | 0 | 0 | 0 | 0 | 0 | 0
WT_off | 0 | 0 | 0 | 0 | 0 | 0
PseudoUnit | 0 | 0 | 0 | 0 | 0 | 0
FixedInterchange | 0 | 0 | 0 | 0 | 0 | 0
Emission Cost by Reporting Type: SP15
ReportingType | 2015 | 2020 | 2025 | 2030 | 2035 | 2040
BM | 0 | 0 | 0 | 0 | 0 | 0
CC | 0 | 0 | 0 | 0 | 0 | 0
CSP | 0 | 0 | 0 | 0 | 0 | 0
CT | 0 | 0 | 0 | 0 | 0 | 0
Coal | 0 | 0 | 0 | 0 | 0 | 0
Geo | 0 | 0 | 0 | 0 | 0 | 0
H | 0 | 0 | 0 | 0 | 0 | 0
LFG | 0 | 0 | 0 | 0 | 0 | 0
Nuc | 0 | 0 | 0 | 0 | 0 | 0
PS | 0 | 0 | 0 | 0 | 0 | 0
PV | 0 | 0 | 0 | 0 | 0 | 0
PeakG | 0 | 0 | 0 | 0 | 0 | 0
PeakO | 0 | 0 | 0 | 0 | 0 | 0
ST | 0 | 0 | 0 | 0 | 0 | 0
STOG | 0 | 0 | 0 | 0 | 0 | 0
STWD | 0 | 0 | 0 | 0 | 0 | 0
WT | 0 | 0 | 0 | 0 | 0 | 0
IGCC | 0 | 0 | 0 | 0 | 0 | 0
DemandResponse | 0 | 0 | 0 | 0 | 0 | 0
IGCC-CCS | 0 | 0 | 0 | 0 | 0 | 0
WT_off | 0 | 0 | 0 | 0 | 0 | 0
PseudoUnit | 0 | 0 | 0 | 0 | 0 | 0
FixedInterchange | 0 | 0 | 0 | 0 | 0 | 0
Emission Cost by Reporting Type: ALB
ReportingType | 2015 | 2020 | 2025 | 2030 | 2035 | 2040
BM | 0 | 0 | 0 | 0 | 0 | 0
CC | 0 | 0 | 0 | 0 | 0 | 0
CSP | 0 | 0 | 0 | 0 | 0 | 0
CT | 0 | 0 | 0 | 0 | 0 | 0
Coal | 0 | 0 | 0 | 0 | 0 | 0
Geo | 0 | 0 | 0 | 0 | 0 | 0
H | 0 | 0 | 0 | 0 | 0 | 0
LFG | 0 | 0 | 0 | 0 | 0 | 0
Nuc | 0 | 0 | 0 | 0 | 0 | 0
PS | 0 | 0 | 0 | 0 | 0 | 0
PV | 0 | 0 | 0 | 0 | 0 | 0
PeakG | 0 | 0 | 0 | 0 | 0 | 0
PeakO | 0 | 0 | 0 | 0 | 0 | 0
ST | 0 | 0 | 0 | 0 | 0 | 0
STOG | 0 | 0 | 0 | 0 | 0 | 0
STWD | 0 | 0 | 0 | 0 | 0 | 0
WT | 0 | 0 | 0 | 0 | 0 | 0
IGCC | 0 | 0 | 0 | 0 | 0 | 0
DemandResponse | 0 | 0 | 0 | 0 | 0 | 0
IGCC-CCS | 0 | 0 | 0 | 0 | 0 | 0
WT_off | 0 | 0 | 0 | 0 | 0 | 0
PseudoUnit | 0 | 0 | 0 | 0 | 0 | 0
FixedInterchange | 0 | 0 | 0 | 0 | 0 | 0
Emission Cost by Reporting Type: BC
ReportingType | 2015 | 2020 | 2025 | 2030 | 2035 | 2040
BM | 0 | 0 | 0 | 0 | 0 | 0
CC | 0 | 0 | 0 | 0 | 0 | 0
CSP | 0 | 0 | 0 | 0 | 0 | 0
CT | 0 | 0 | 0 | 0 | 0 | 0
Coal | 0 | 0 | 0 | 0 | 0 | 0
Geo | 0 | 0 | 0 | 0 | 0 | 0
H | 0 | 0 | 0 | 0 | 0 | 0
LFG | 0 | 0 | 0 | 0 | 0 | 0
Nuc | 0 | 0 | 0 | 0 | 0 | 0
PS | 0 | 0 | 0 | 0 | 0 | 0
PV | 0 | 0 | 0 | 0 | 0 | 0
PeakG | 0 | 0 | 0 | 0 | 0 | 0
PeakO | 0 | 0 | 0 | 0 | 0 | 0
ST | 0 | 0 | 0 | 0 | 0 | 0
STOG | 0 | 0 | 0 | 0 | 0 | 0
STWD | 0 | 0 | 0 | 0 | 0 | 0
WT | 0 | 0 | 0 | 0 | 0 | 0
IGCC | 0 | 0 | 0 | 0 | 0 | 0
DemandResponse | 0 | 0 | 0 | 0 | 0 | 0
IGCC-CCS | 0 | 0 | 0 | 0 | 0 | 0
WT_off | 0 | 0 | 0 | 0 | 0 | 0
PseudoUnit | 0 | 0 | 0 | 0 | 0 | 0
FixedInterchange | 0 | 0 | 0 | 0 | 0 | 0
Emission Cost by Reporting Type: HQ_IESO
ReportingType | 2015 | 2020 | 2025 | 2030 | 2035 | 2040
BM | 0 | 0 | 0 | 0 | 0 | 0
CC | 0 | 0 | 0 | 0 | 0 | 0
CSP | 0 | 0 | 0 | 0 | 0 | 0
CT | 0 | 0 | 0 | 0 | 0 | 0
Coal | 0 | 0 | 0 | 0 | 0 | 0
Geo | 0 | 0 | 0 | 0 | 0 | 0
H | 0 | 0 | 0 | 0 | 0 | 0
LFG | 0 | 0 | 0 | 0 | 0 | 0
Nuc | 0 | 0 | 0 | 0 | 0 | 0
PS | 0 | 0 | 0 | 0 | 0 | 0
PV | 0 | 0 | 0 | 0 | 0 | 0
PeakG | 0 | 0 | 0 | 0 | 0 | 0
PeakO | 0 | 0 | 0 | 0 | 0 | 0
ST | 0 | 0 | 0 | 0 | 0 | 0
STOG | 0 | 0 | 0 | 0 | 0 | 0
STWD | 0 | 0 | 0 | 0 | 0 | 0
WT | 0 | 0 | 0 | 0 | 0 | 0
IGCC | 0 | 0 | 0 | 0 | 0 | 0
DemandResponse | 0 | 0 | 0 | 0 | 0 | 0
IGCC-CCS | 0 | 0 | 0 | 0 | 0 | 0
WT_off | 0 | 0 | 0 | 0 | 0 | 0
PseudoUnit | 0 | 0 | 0 | 0 | 0 | 0
FixedInterchange | 0 | 0 | 0 | 0 | 0 | 0
Emission Cost by Reporting Type: HQ_NEISO
ReportingType | 2015 | 2020 | 2025 | 2030 | 2035 | 2040
BM | 0 | 0 | 0 | 0 | 0 | 0
CC | 0 | 0 | 0 | 0 | 0 | 0
CSP | 0 | 0 | 0 | 0 | 0 | 0
CT | 0 | 0 | 0 | 0 | 0 | 0
Coal | 0 | 0 | 0 | 0 | 0 | 0
Geo | 0 | 0 | 0 | 0 | 0 | 0
H | 0 | 0 | 0 | 0 | 0 | 0
LFG | 0 | 0 | 0 | 0 | 0 | 0
Nuc | 0 | 0 | 0 | 0 | 0 | 0
PS | 0 | 0 | 0 | 0 | 0 | 0
PV | 0 | 0 | 0 | 0 | 0 | 0
PeakG | 0 | 0 | 0 | 0 | 0 | 0
PeakO | 0 | 0 | 0 | 0 | 0 | 0
ST | 0 | 0 | 0 | 0 | 0 | 0
STOG | 0 | 0 | 0 | 0 | 0 | 0
STWD | 0 | 0 | 0 | 0 | 0 | 0
WT | 0 | 0 | 0 | 0 | 0 | 0
IGCC | 0 | 0 | 0 | 0 | 0 | 0
DemandResponse | 0 | 0 | 0 | 0 | 0 | 0
IGCC-CCS | 0 | 0 | 0 | 0 | 0 | 0
WT_off | 0 | 0 | 0 | 0 | 0 | 0
PseudoUnit | 0 | 0 | 0 | 0 | 0 | 0
FixedInterchange | 0 | 0 | 0 | 0 | 0 | 0
Emission Cost by Reporting Type: HQ_NY
ReportingType | 2015 | 2020 | 2025 | 2030 | 2035 | 2040
BM | 0 | 0 | 0 | 0 | 0 | 0
CC | 0 | 0 | 0 | 0 | 0 | 0
CSP | 0 | 0 | 0 | 0 | 0 | 0
CT | 0 | 0 | 0 | 0 | 0 | 0
Coal | 0 | 0 | 0 | 0 | 0 | 0
Geo | 0 | 0 | 0 | 0 | 0 | 0
H | 0 | 0 | 0 | 0 | 0 | 0
LFG | 0 | 0 | 0 | 0 | 0 | 0
Nuc | 0 | 0 | 0 | 0 | 0 | 0
PS | 0 | 0 | 0 | 0 | 0 | 0
PV | 0 | 0 | 0 | 0 | 0 | 0
PeakG | 0 | 0 | 0 | 0 | 0 | 0
PeakO | 0 | 0 | 0 | 0 | 0 | 0
ST | 0 | 0 | 0 | 0 | 0 | 0
STOG | 0 | 0 | 0 | 0 | 0 | 0
STWD | 0 | 0 | 0 | 0 | 0 | 0
WT | 0 | 0 | 0 | 0 | 0 | 0
IGCC | 0 | 0 | 0 | 0 | 0 | 0
DemandResponse | 0 | 0 | 0 | 0 | 0 | 0
IGCC-CCS | 0 | 0 | 0 | 0 | 0 | 0
WT_off | 0 | 0 | 0 | 0 | 0 | 0
PseudoUnit | 0 | 0 | 0 | 0 | 0 | 0
FixedInterchange | 0 | 0 | 0 | 0 | 0 | 0
Emission Cost by Reporting Type: MARITIMES
ReportingType | 2015 | 2020 | 2025 | 2030 | 2035 | 2040
BM | 0 | 0 | 0 | 0 | 0 | 0
CC | 0 | 0 | 0 | 0 | 0 | 0
CSP | 0 | 0 | 0 | 0 | 0 | 0
CT | 0 | 0 | 0 | 0 | 0 | 0
Coal | 0 | 0 | 0 | 0 | 0 | 0
Geo | 0 | 0 | 0 | 0 | 0 | 0
H | 0 | 0 | 0 | 0 | 0 | 0
LFG | 0 | 0 | 0 | 0 | 0 | 0
Nuc | 0 | 0 | 0 | 0 | 0 | 0
PS | 0 | 0 | 0 | 0 | 0 | 0
PV | 0 | 0 | 0 | 0 | 0 | 0
PeakG | 0 | 0 | 0 | 0 | 0 | 0
PeakO | 0 | 0 | 0 | 0 | 0 | 0
ST | 0 | 0 | 0 | 0 | 0 | 0
STOG | 0 | 0 | 0 | 0 | 0 | 0
STWD | 0 | 0 | 0 | 0 | 0 | 0
WT | 0 | 0 | 0 | 0 | 0 | 0
IGCC | 0 | 0 | 0 | 0 | 0 | 0
DemandResponse | 0 | 0 | 0 | 0 | 0 | 0
IGCC-CCS | 0 | 0 | 0 | 0 | 0 | 0
WT_off | 0 | 0 | 0 | 0 | 0 | 0
PseudoUnit | 0 | 0 | 0 | 0 | 0 | 0
FixedInterchange | 0 | 0 | 0 | 0 | 0 | 0
Emission Cost by Reporting Type: All
ReportingType | 2015 | 2020 | 2025 | 2030 | 2035 | 2040
BM | 0 | 0 | 0 | 0 | 0 | 0
CC | 0 | 0 | 0 | 0 | 0 | 0
CSP | 0 | 0 | 0 | 0 | 0 | 0
CT | 0 | 0 | 0 | 0 | 0 | 0
Coal | 0 | 0 | 0 | 0 | 0 | 0
Geo | 0 | 0 | 0 | 0 | 0 | 0
H | 0 | 0 | 0 | 0 | 0 | 0
LFG | 0 | 0 | 0 | 0 | 0 | 0
Nuc | 0 | 0 | 0 | 0 | 0 | 0
PS | 0 | 0 | 0 | 0 | 0 | 0
PV | 0 | 0 | 0 | 0 | 0 | 0
PeakG | 0 | 0 | 0 | 0 | 0 | 0
PeakO | 0 | 0 | 0 | 0 | 0 | 0
ST | 0 | 0 | 0 | 0 | 0 | 0
STOG | 0 | 0 | 0 | 0 | 0 | 0
STWD | 0 | 0 | 0 | 0 | 0 | 0
WT | 0 | 0 | 0 | 0 | 0 | 0
IGCC | 0 | 0 | 0 | 0 | 0 | 0
DemandResponse | 0 | 0 | 0 | 0 | 0 | 0
IGCC-CCS | 0 | 0 | 0 | 0 | 0 | 0
WT_off | 0 | 0 | 0 | 0 | 0 | 0
PseudoUnit | 0 | 0 | 0 | 0 | 0 | 0
FixedInterchange | 0 | 0 | 0 | 0 | 0 | 0
Emission Cost by Reporting Type: EI_US
ReportingType | 2015 | 2020 | 2025 | 2030 | 2035 | 2040
BM | 0 | 0 | 0 | 0 | 0 | 0
CC | 0 | 0 | 0 | 0 | 0 | 0
CSP | 0 | 0 | 0 | 0 | 0 | 0
CT | 0 | 0 | 0 | 0 | 0 | 0
Coal | 0 | 0 | 0 | 0 | 0 | 0
Geo | 0 | 0 | 0 | 0 | 0 | 0
H | 0 | 0 | 0 | 0 | 0 | 0
LFG | 0 | 0 | 0 | 0 | 0 | 0
Nuc | 0 | 0 | 0 | 0 | 0 | 0
PS | 0 | 0 | 0 | 0 | 0 | 0
PV | 0 | 0 | 0 | 0 | 0 | 0
PeakG | 0 | 0 | 0 | 0 | 0 | 0
PeakO | 0 | 0 | 0 | 0 | 0 | 0
ST | 0 | 0 | 0 | 0 | 0 | 0
STOG | 0 | 0 | 0 | 0 | 0 | 0
STWD | 0 | 0 | 0 | 0 | 0 | 0
WT | 0 | 0 | 0 | 0 | 0 | 0
IGCC | 0 | 0 | 0 | 0 | 0 | 0
DemandResponse | 0 | 0 | 0 | 0 | 0 | 0
IGCC-CCS | 0 | 0 | 0 | 0 | 0 | 0
WT_off | 0 | 0 | 0 | 0 | 0 | 0
PseudoUnit | 0 | 0 | 0 | 0 | 0 | 0
FixedInterchange | 0 | 0 | 0 | 0 | 0 | 0
Emission Cost by Reporting Type: EI_Canada
ReportingType | 2015 | 2020 | 2025 | 2030 | 2035 | 2040
BM | 0 | 0 | 0 | 0 | 0 | 0
CC | 0 | 0 | 0 | 0 | 0 | 0
CSP | 0 | 0 | 0 | 0 | 0 | 0
CT | 0 | 0 | 0 | 0 | 0 | 0
Coal | 0 | 0 | 0 | 0 | 0 | 0
Geo | 0 | 0 | 0 | 0 | 0 | 0
H | 0 | 0 | 0 | 0 | 0 | 0
LFG | 0 | 0 | 0 | 0 | 0 | 0
Nuc | 0 | 0 | 0 | 0 | 0 | 0
PS | 0 | 0 | 0 | 0 | 0 | 0
PV | 0 | 0 | 0 | 0 | 0 | 0
PeakG | 0 | 0 | 0 | 0 | 0 | 0
PeakO | 0 | 0 | 0 | 0 | 0 | 0
ST | 0 | 0 | 0 | 0 | 0 | 0
STOG | 0 | 0 | 0 | 0 | 0 | 0
STWD | 0 | 0 | 0 | 0 | 0 | 0
WT | 0 | 0 | 0 | 0 | 0 | 0
IGCC | 0 | 0 | 0 | 0 | 0 | 0
DemandResponse | 0 | 0 | 0 | 0 | 0 | 0
IGCC-CCS | 0 | 0 | 0 | 0 | 0 | 0
WT_off | 0 | 0 | 0 | 0 | 0 | 0
PseudoUnit | 0 | 0 | 0 | 0 | 0 | 0
FixedInterchange | 0 | 0 | 0 | 0 | 0 | 0
Emission Cost by Reporting Type: EI
ReportingType | 2015 | 2020 | 2025 | 2030 | 2035 | 2040
BM | 0 | 0 | 0 | 0 | 0 | 0
CC | 0 | 0 | 0 | 0 | 0 | 0
CSP | 0 | 0 | 0 | 0 | 0 | 0
CT | 0 | 0 | 0 | 0 | 0 | 0
Coal | 0 | 0 | 0 | 0 | 0 | 0
Geo | 0 | 0 | 0 | 0 | 0 | 0
H | 0 | 0 | 0 | 0 | 0 | 0
LFG | 0 | 0 | 0 | 0 | 0 | 0
Nuc | 0 | 0 | 0 | 0 | 0 | 0
PS | 0 | 0 | 0 | 0 | 0 | 0
PV | 0 | 0 | 0 | 0 | 0 | 0
PeakG | 0 | 0 | 0 | 0 | 0 | 0
PeakO | 0 | 0 | 0 | 0 | 0 | 0
ST | 0 | 0 | 0 | 0 | 0 | 0
STOG | 0 | 0 | 0 | 0 | 0 | 0
STWD | 0 | 0 | 0 | 0 | 0 | 0
WT | 0 | 0 | 0 | 0 | 0 | 0
IGCC | 0 | 0 | 0 | 0 | 0 | 0
DemandResponse | 0 | 0 | 0 | 0 | 0 | 0
IGCC-CCS | 0 | 0 | 0 | 0 | 0 | 0
WT_off | 0 | 0 | 0 | 0 | 0 | 0
PseudoUnit | 0 | 0 | 0 | 0 | 0 | 0
FixedInterchange | 0 | 0 | 0 | 0 | 0 | 0
Emission Cost by Reporting Type: Outside_EI
ReportingType | 2015 | 2020 | 2025 | 2030 | 2035 | 2040
BM | 0 | 0 | 0 | 0 | 0 | 0
CC | 0 | 0 | 0 | 0 | 0 | 0
CSP | 0 | 0 | 0 | 0 | 0 | 0
CT | 0 | 0 | 0 | 0 | 0 | 0
Coal | 0 | 0 | 0 | 0 | 0 | 0
Geo | 0 | 0 | 0 | 0 | 0 | 0
H | 0 | 0 | 0 | 0 | 0 | 0
LFG | 0 | 0 | 0 | 0 | 0 | 0
Nuc | 0 | 0 | 0 | 0 | 0 | 0
PS | 0 | 0 | 0 | 0 | 0 | 0
PV | 0 | 0 | 0 | 0 | 0 | 0
PeakG | 0 | 0 | 0 | 0 | 0 | 0
PeakO | 0 | 0 | 0 | 0 | 0 | 0
ST | 0 | 0 | 0 | 0 | 0 | 0
STOG | 0 | 0 | 0 | 0 | 0 | 0
STWD | 0 | 0 | 0 | 0 | 0 | 0
WT | 0 | 0 | 0 | 0 | 0 | 0
IGCC | 0 | 0 | 0 | 0 | 0 | 0
DemandResponse | 0 | 0 | 0 | 0 | 0 | 0
IGCC-CCS | 0 | 0 | 0 | 0 | 0 | 0
WT_off | 0 | 0 | 0 | 0 | 0 | 0
PseudoUnit | 0 | 0 | 0 | 0 | 0 | 0
FixedInterchange | 0 | 0 | 0 | 0 | 0 | 0
==== Emission Program: CAIRNOxAnnual : (NOx) ====
Emission Cost by Reporting Type: Entergy
ReportingType | 2015 | 2020 | 2025 | 2030 | 2035 | 2040
BM | 0 | 0 | 0 | 0 | 0 | 0
CC | 0 | 0 | 0 | 0 | 0 | 0
CSP | 0 | 0 | 0 | 0 | 0 | 0
CT | 0 | 0 | 0 | 0 | 0 | 0
Coal | 0 | 0 | 0 | 0 | 0 | 0
Geo | 0 | 0 | 0 | 0 | 0 | 0
H | 0 | 0 | 0 | 0 | 0 | 0
LFG | 0 | 0 | 0 | 0 | 0 | 0
Nuc | 0 | 0 | 0 | 0 | 0 | 0
PS | 0 | 0 | 0 | 0 | 0 | 0
PV | 0 | 0 | 0 | 0 | 0 | 0
PeakG | 0 | 0 | 0 | 0 | 0 | 0
PeakO | 0 | 0 | 0 | 0 | 0 | 0
ST | 0 | 0 | 0 | 0 | 0 | 0
STOG | 0 | 0 | 0 | 0 | 0 | 0
STWD | 0 | 0 | 0 | 0 | 0 | 0
WT | 0 | 0 | 0 | 0 | 0 | 0
IGCC | 0 | 0 | 0 | 0 | 0 | 0
DemandResponse | 0 | 0 | 0 | 0 | 0 | 0
IGCC-CCS | 0 | 0 | 0 | 0 | 0 | 0
WT_off | 0 | 0 | 0 | 0 | 0 | 0
PseudoUnit | 0 | 0 | 0 | 0 | 0 | 0
FixedInterchange | 0 | 0 | 0 | 0 | 0 | 0
Emission Cost by Reporting Type: FRCC
ReportingType | 2015 | 2020 | 2025 | 2030 | 2035 | 2040
BM | 0 | 0 | 0 | 0 | 0 | 0
CC | 0 | 0 | 0 | 0 | 0 | 0
CSP | 0 | 0 | 0 | 0 | 0 | 0
CT | 0 | 0 | 0 | 0 | 0 | 0
Coal | 0 | 0 | 0 | 0 | 0 | 0
Geo | 0 | 0 | 0 | 0 | 0 | 0
H | 0 | 0 | 0 | 0 | 0 | 0
LFG | 0 | 0 | 0 | 0 | 0 | 0
Nuc | 0 | 0 | 0 | 0 | 0 | 0
PS | 0 | 0 | 0 | 0 | 0 | 0
PV | 0 | 0 | 0 | 0 | 0 | 0
PeakG | 0 | 0 | 0 | 0 | 0 | 0
PeakO | 0 | 0 | 0 | 0 | 0 | 0
ST | 0 | 0 | 0 | 0 | 0 | 0
STOG | 0 | 0 | 0 | 0 | 0 | 0
STWD | 0 | 0 | 0 | 0 | 0 | 0
WT | 0 | 0 | 0 | 0 | 0 | 0
IGCC | 0 | 0 | 0 | 0 | 0 | 0
DemandResponse | 0 | 0 | 0 | 0 | 0 | 0
IGCC-CCS | 0 | 0 | 0 | 0 | 0 | 0
WT_off | 0 | 0 | 0 | 0 | 0 | 0
PseudoUnit | 0 | 0 | 0 | 0 | 0 | 0
FixedInterchange | 0 | 0 | 0 | 0 | 0 | 0
Emission Cost by Reporting Type: MAPP_US
ReportingType | 2015 | 2020 | 2025 | 2030 | 2035 | 2040
BM | 0 | 0 | 0 | 0 | 0 | 0
CC | 0 | 0 | 0 | 0 | 0 | 0
CSP | 0 | 0 | 0 | 0 | 0 | 0
CT | 0 | 0 | 0 | 0 | 0 | 0
Coal | 0 | 0 | 0 | 0 | 0 | 0
Geo | 0 | 0 | 0 | 0 | 0 | 0
H | 0 | 0 | 0 | 0 | 0 | 0
LFG | 0 | 0 | 0 | 0 | 0 | 0
Nuc | 0 | 0 | 0 | 0 | 0 | 0
PS | 0 | 0 | 0 | 0 | 0 | 0
PV | 0 | 0 | 0 | 0 | 0 | 0
PeakG | 0 | 0 | 0 | 0 | 0 | 0
PeakO | 0 | 0 | 0 | 0 | 0 | 0
ST | 0 | 0 | 0 | 0 | 0 | 0
STOG | 0 | 0 | 0 | 0 | 0 | 0
STWD | 0 | 0 | 0 | 0 | 0 | 0
WT | 0 | 0 | 0 | 0 | 0 | 0
IGCC | 0 | 0 | 0 | 0 | 0 | 0
DemandResponse | 0 | 0 | 0 | 0 | 0 | 0
IGCC-CCS | 0 | 0 | 0 | 0 | 0 | 0
WT_off | 0 | 0 | 0 | 0 | 0 | 0
PseudoUnit | 0 | 0 | 0 | 0 | 0 | 0
FixedInterchange | 0 | 0 | 0 | 0 | 0 | 0
Emission Cost by Reporting Type: MISO_IN
ReportingType | 2015 | 2020 | 2025 | 2030 | 2035 | 2040
BM | 0 | 0 | 0 | 0 | 0 | 0
CC | 0 | 0 | 0 | 0 | 0 | 0
CSP | 0 | 0 | 0 | 0 | 0 | 0
CT | 0 | 0 | 0 | 0 | 0 | 0
Coal | 0 | 0 | 0 | 0 | 0 | 0
Geo | 0 | 0 | 0 | 0 | 0 | 0
H | 0 | 0 | 0 | 0 | 0 | 0
LFG | 0 | 0 | 0 | 0 | 0 | 0
Nuc | 0 | 0 | 0 | 0 | 0 | 0
PS | 0 | 0 | 0 | 0 | 0 | 0
PV | 0 | 0 | 0 | 0 | 0 | 0
PeakG | 0 | 0 | 0 | 0 | 0 | 0
PeakO | 0 | 0 | 0 | 0 | 0 | 0
ST | 0 | 0 | 0 | 0 | 0 | 0
STOG | 0 | 0 | 0 | 0 | 0 | 0
STWD | 0 | 0 | 0 | 0 | 0 | 0
WT | 0 | 0 | 0 | 0 | 0 | 0
IGCC | 0 | 0 | 0 | 0 | 0 | 0
DemandResponse | 0 | 0 | 0 | 0 | 0 | 0
IGCC-CCS | 0 | 0 | 0 | 0 | 0 | 0
WT_off | 0 | 0 | 0 | 0 | 0 | 0
PseudoUnit | 0 | 0 | 0 | 0 | 0 | 0
FixedInterchange | 0 | 0 | 0 | 0 | 0 | 0
Emission Cost by Reporting Type: MISO_MI
ReportingType | 2015 | 2020 | 2025 | 2030 | 2035 | 2040
BM | 0 | 0 | 0 | 0 | 0 | 0
CC | 0 | 0 | 0 | 0 | 0 | 0
CSP | 0 | 0 | 0 | 0 | 0 | 0
CT | 0 | 0 | 0 | 0 | 0 | 0
Coal | 0 | 0 | 0 | 0 | 0 | 0
Geo | 0 | 0 | 0 | 0 | 0 | 0
H | 0 | 0 | 0 | 0 | 0 | 0
LFG | 0 | 0 | 0 | 0 | 0 | 0
Nuc | 0 | 0 | 0 | 0 | 0 | 0
PS | 0 | 0 | 0 | 0 | 0 | 0
PV | 0 | 0 | 0 | 0 | 0 | 0
PeakG | 0 | 0 | 0 | 0 | 0 | 0
PeakO | 0 | 0 | 0 | 0 | 0 | 0
ST | 0 | 0 | 0 | 0 | 0 | 0
STOG | 0 | 0 | 0 | 0 | 0 | 0
STWD | 0 | 0 | 0 | 0 | 0 | 0
WT | 0 | 0 | 0 | 0 | 0 | 0
IGCC | 0 | 0 | 0 | 0 | 0 | 0
DemandResponse | 0 | 0 | 0 | 0 | 0 | 0
IGCC-CCS | 0 | 0 | 0 | 0 | 0 | 0
WT_off | 0 | 0 | 0 | 0 | 0 | 0
PseudoUnit | 0 | 0 | 0 | 0 | 0 | 0
FixedInterchange | 0 | 0 | 0 | 0 | 0 | 0
Emission Cost by Reporting Type: MISO_MO-IL
ReportingType | 2015 | 2020 | 2025 | 2030 | 2035 | 2040
BM | 0 | 0 | 0 | 0 | 0 | 0
CC | 0 | 0 | 0 | 0 | 0 | 0
CSP | 0 | 0 | 0 | 0 | 0 | 0
CT | 0 | 0 | 0 | 0 | 0 | 0
Coal | 0 | 0 | 0 | 0 | 0 | 0
Geo | 0 | 0 | 0 | 0 | 0 | 0
H | 0 | 0 | 0 | 0 | 0 | 0
LFG | 0 | 0 | 0 | 0 | 0 | 0
Nuc | 0 | 0 | 0 | 0 | 0 | 0
PS | 0 | 0 | 0 | 0 | 0 | 0
PV | 0 | 0 | 0 | 0 | 0 | 0
PeakG | 0 | 0 | 0 | 0 | 0 | 0
PeakO | 0 | 0 | 0 | 0 | 0 | 0
ST | 0 | 0 | 0 | 0 | 0 | 0
STOG | 0 | 0 | 0 | 0 | 0 | 0
STWD | 0 | 0 | 0 | 0 | 0 | 0
WT | 0 | 0 | 0 | 0 | 0 | 0
IGCC | 0 | 0 | 0 | 0 | 0 | 0
DemandResponse | 0 | 0 | 0 | 0 | 0 | 0
IGCC-CCS | 0 | 0 | 0 | 0 | 0 | 0
WT_off | 0 | 0 | 0 | 0 | 0 | 0
PseudoUnit | 0 | 0 | 0 | 0 | 0 | 0
FixedInterchange | 0 | 0 | 0 | 0 | 0 | 0
Emission Cost by Reporting Type: MISO_W
ReportingType | 2015 | 2020 | 2025 | 2030 | 2035 | 2040
BM | 0 | 0 | 0 | 0 | 0 | 0
CC | 0 | 0 | 0 | 0 | 0 | 0
CSP | 0 | 0 | 0 | 0 | 0 | 0
CT | 0 | 0 | 0 | 0 | 0 | 0
Coal | 0 | 0 | 0 | 0 | 0 | 0
Geo | 0 | 0 | 0 | 0 | 0 | 0
H | 0 | 0 | 0 | 0 | 0 | 0
LFG | 0 | 0 | 0 | 0 | 0 | 0
Nuc | 0 | 0 | 0 | 0 | 0 | 0
PS | 0 | 0 | 0 | 0 | 0 | 0
PV | 0 | 0 | 0 | 0 | 0 | 0
PeakG | 0 | 0 | 0 | 0 | 0 | 0
PeakO | 0 | 0 | 0 | 0 | 0 | 0
ST | 0 | 0 | 0 | 0 | 0 | 0
STOG | 0 | 0 | 0 | 0 | 0 | 0
STWD | 0 | 0 | 0 | 0 | 0 | 0
WT | 0 | 0 | 0 | 0 | 0 | 0
IGCC | 0 | 0 | 0 | 0 | 0 | 0
DemandResponse | 0 | 0 | 0 | 0 | 0 | 0
IGCC-CCS | 0 | 0 | 0 | 0 | 0 | 0
WT_off | 0 | 0 | 0 | 0 | 0 | 0
PseudoUnit | 0 | 0 | 0 | 0 | 0 | 0
FixedInterchange | 0 | 0 | 0 | 0 | 0 | 0
Emission Cost by Reporting Type: MISO_WUMS
ReportingType | 2015 | 2020 | 2025 | 2030 | 2035 | 2040
BM | 0 | 0 | 0 | 0 | 0 | 0
CC | 0 | 0 | 0 | 0 | 0 | 0
CSP | 0 | 0 | 0 | 0 | 0 | 0
CT | 0 | 0 | 0 | 0 | 0 | 0
Coal | 0 | 0 | 0 | 0 | 0 | 0
Geo | 0 | 0 | 0 | 0 | 0 | 0
H | 0 | 0 | 0 | 0 | 0 | 0
LFG | 0 | 0 | 0 | 0 | 0 | 0
Nuc | 0 | 0 | 0 | 0 | 0 | 0
PS | 0 | 0 | 0 | 0 | 0 | 0
PV | 0 | 0 | 0 | 0 | 0 | 0
PeakG | 0 | 0 | 0 | 0 | 0 | 0
PeakO | 0 | 0 | 0 | 0 | 0 | 0
ST | 0 | 0 | 0 | 0 | 0 | 0
STOG | 0 | 0 | 0 | 0 | 0 | 0
STWD | 0 | 0 | 0 | 0 | 0 | 0
WT | 0 | 0 | 0 | 0 | 0 | 0
IGCC | 0 | 0 | 0 | 0 | 0 | 0
DemandResponse | 0 | 0 | 0 | 0 | 0 | 0
IGCC-CCS | 0 | 0 | 0 | 0 | 0 | 0
WT_off | 0 | 0 | 0 | 0 | 0 | 0
PseudoUnit | 0 | 0 | 0 | 0 | 0 | 0
FixedInterchange | 0 | 0 | 0 | 0 | 0 | 0
Emission Cost by Reporting Type: Nebraska
ReportingType | 2015 | 2020 | 2025 | 2030 | 2035 | 2040
BM | 0 | 0 | 0 | 0 | 0 | 0
CC | 0 | 0 | 0 | 0 | 0 | 0
CSP | 0 | 0 | 0 | 0 | 0 | 0
CT | 0 | 0 | 0 | 0 | 0 | 0
Coal | 0 | 0 | 0 | 0 | 0 | 0
Geo | 0 | 0 | 0 | 0 | 0 | 0
H | 0 | 0 | 0 | 0 | 0 | 0
LFG | 0 | 0 | 0 | 0 | 0 | 0
Nuc | 0 | 0 | 0 | 0 | 0 | 0
PS | 0 | 0 | 0 | 0 | 0 | 0
PV | 0 | 0 | 0 | 0 | 0 | 0
PeakG | 0 | 0 | 0 | 0 | 0 | 0
PeakO | 0 | 0 | 0 | 0 | 0 | 0
ST | 0 | 0 | 0 | 0 | 0 | 0
STOG | 0 | 0 | 0 | 0 | 0 | 0
STWD | 0 | 0 | 0 | 0 | 0 | 0
WT | 0 | 0 | 0 | 0 | 0 | 0
IGCC | 0 | 0 | 0 | 0 | 0 | 0
DemandResponse | 0 | 0 | 0 | 0 | 0 | 0
IGCC-CCS | 0 | 0 | 0 | 0 | 0 | 0
WT_off | 0 | 0 | 0 | 0 | 0 | 0
PseudoUnit | 0 | 0 | 0 | 0 | 0 | 0
FixedInterchange | 0 | 0 | 0 | 0 | 0 | 0
Emission Cost by Reporting Type: NEISO
ReportingType | 2015 | 2020 | 2025 | 2030 | 2035 | 2040
BM | 0 | 0 | 0 | 0 | 0 | 0
CC | 0 | 0 | 0 | 0 | 0 | 0
CSP | 0 | 0 | 0 | 0 | 0 | 0
CT | 0 | 0 | 0 | 0 | 0 | 0
Coal | 0 | 0 | 0 | 0 | 0 | 0
Geo | 0 | 0 | 0 | 0 | 0 | 0
H | 0 | 0 | 0 | 0 | 0 | 0
LFG | 0 | 0 | 0 | 0 | 0 | 0
Nuc | 0 | 0 | 0 | 0 | 0 | 0
PS | 0 | 0 | 0 | 0 | 0 | 0
PV | 0 | 0 | 0 | 0 | 0 | 0
PeakG | 0 | 0 | 0 | 0 | 0 | 0
PeakO | 0 | 0 | 0 | 0 | 0 | 0
ST | 0 | 0 | 0 | 0 | 0 | 0
STOG | 0 | 0 | 0 | 0 | 0 | 0
STWD | 0 | 0 | 0 | 0 | 0 | 0
WT | 0 | 0 | 0 | 0 | 0 | 0
IGCC | 0 | 0 | 0 | 0 | 0 | 0
DemandResponse | 0 | 0 | 0 | 0 | 0 | 0
IGCC-CCS | 0 | 0 | 0 | 0 | 0 | 0
WT_off | 0 | 0 | 0 | 0 | 0 | 0
PseudoUnit | 0 | 0 | 0 | 0 | 0 | 0
FixedInterchange | 0 | 0 | 0 | 0 | 0 | 0
Emission Cost by Reporting Type: NonRTO_Midwest
ReportingType | 2015 | 2020 | 2025 | 2030 | 2035 | 2040
BM | 0 | 0 | 0 | 0 | 0 | 0
CC | 0 | 0 | 0 | 0 | 0 | 0
CSP | 0 | 0 | 0 | 0 | 0 | 0
CT | 0 | 0 | 0 | 0 | 0 | 0
Coal | 0 | 0 | 0 | 0 | 0 | 0
Geo | 0 | 0 | 0 | 0 | 0 | 0
H | 0 | 0 | 0 | 0 | 0 | 0
LFG | 0 | 0 | 0 | 0 | 0 | 0
Nuc | 0 | 0 | 0 | 0 | 0 | 0
PS | 0 | 0 | 0 | 0 | 0 | 0
PV | 0 | 0 | 0 | 0 | 0 | 0
PeakG | 0 | 0 | 0 | 0 | 0 | 0
PeakO | 0 | 0 | 0 | 0 | 0 | 0
ST | 0 | 0 | 0 | 0 | 0 | 0
STOG | 0 | 0 | 0 | 0 | 0 | 0
STWD | 0 | 0 | 0 | 0 | 0 | 0
WT | 0 | 0 | 0 | 0 | 0 | 0
IGCC | 0 | 0 | 0 | 0 | 0 | 0
DemandResponse | 0 | 0 | 0 | 0 | 0 | 0
IGCC-CCS | 0 | 0 | 0 | 0 | 0 | 0
WT_off | 0 | 0 | 0 | 0 | 0 | 0
PseudoUnit | 0 | 0 | 0 | 0 | 0 | 0
FixedInterchange | 0 | 0 | 0 | 0 | 0 | 0
Emission Cost by Reporting Type: NYISO_A-F
ReportingType | 2015 | 2020 | 2025 | 2030 | 2035 | 2040
BM | 0 | 0 | 0 | 0 | 0 | 0
CC | 0 | 0 | 0 | 0 | 0 | 0
CSP | 0 | 0 | 0 | 0 | 0 | 0
CT | 0 | 0 | 0 | 0 | 0 | 0
Coal | 0 | 0 | 0 | 0 | 0 | 0
Geo | 0 | 0 | 0 | 0 | 0 | 0
H | 0 | 0 | 0 | 0 | 0 | 0
LFG | 0 | 0 | 0 | 0 | 0 | 0
Nuc | 0 | 0 | 0 | 0 | 0 | 0
PS | 0 | 0 | 0 | 0 | 0 | 0
PV | 0 | 0 | 0 | 0 | 0 | 0
PeakG | 0 | 0 | 0 | 0 | 0 | 0
PeakO | 0 | 0 | 0 | 0 | 0 | 0
ST | 0 | 0 | 0 | 0 | 0 | 0
STOG | 0 | 0 | 0 | 0 | 0 | 0
STWD | 0 | 0 | 0 | 0 | 0 | 0
WT | 0 | 0 | 0 | 0 | 0 | 0
IGCC | 0 | 0 | 0 | 0 | 0 | 0
DemandResponse | 0 | 0 | 0 | 0 | 0 | 0
IGCC-CCS | 0 | 0 | 0 | 0 | 0 | 0
WT_off | 0 | 0 | 0 | 0 | 0 | 0
PseudoUnit | 0 | 0 | 0 | 0 | 0 | 0
FixedInterchange | 0 | 0 | 0 | 0 | 0 | 0
Emission Cost by Reporting Type: NYISO_G-I
ReportingType | 2015 | 2020 | 2025 | 2030 | 2035 | 2040
BM | 0 | 0 | 0 | 0 | 0 | 0
CC | 0 | 0 | 0 | 0 | 0 | 0
CSP | 0 | 0 | 0 | 0 | 0 | 0
CT | 0 | 0 | 0 | 0 | 0 | 0
Coal | 0 | 0 | 0 | 0 | 0 | 0
Geo | 0 | 0 | 0 | 0 | 0 | 0
H | 0 | 0 | 0 | 0 | 0 | 0
LFG | 0 | 0 | 0 | 0 | 0 | 0
Nuc | 0 | 0 | 0 | 0 | 0 | 0
PS | 0 | 0 | 0 | 0 | 0 | 0
PV | 0 | 0 | 0 | 0 | 0 | 0
PeakG | 0 | 0 | 0 | 0 | 0 | 0
PeakO | 0 | 0 | 0 | 0 | 0 | 0
ST | 0 | 0 | 0 | 0 | 0 | 0
STOG | 0 | 0 | 0 | 0 | 0 | 0
STWD | 0 | 0 | 0 | 0 | 0 | 0
WT | 0 | 0 | 0 | 0 | 0 | 0
IGCC | 0 | 0 | 0 | 0 | 0 | 0
DemandResponse | 0 | 0 | 0 | 0 | 0 | 0
IGCC-CCS | 0 | 0 | 0 | 0 | 0 | 0
WT_off | 0 | 0 | 0 | 0 | 0 | 0
PseudoUnit | 0 | 0 | 0 | 0 | 0 | 0
FixedInterchange | 0 | 0 | 0 | 0 | 0 | 0
Emission Cost by Reporting Type: NYISO_J-K
ReportingType | 2015 | 2020 | 2025 | 2030 | 2035 | 2040
BM | 0 | 0 | 0 | 0 | 0 | 0
CC | 0 | 0 | 0 | 0 | 0 | 0
CSP | 0 | 0 | 0 | 0 | 0 | 0
CT | 0 | 0 | 0 | 0 | 0 | 0
Coal | 0 | 0 | 0 | 0 | 0 | 0
Geo | 0 | 0 | 0 | 0 | 0 | 0
H | 0 | 0 | 0 | 0 | 0 | 0
LFG | 0 | 0 | 0 | 0 | 0 | 0
Nuc | 0 | 0 | 0 | 0 | 0 | 0
PS | 0 | 0 | 0 | 0 | 0 | 0
PV | 0 | 0 | 0 | 0 | 0 | 0
PeakG | 0 | 0 | 0 | 0 | 0 | 0
PeakO | 0 | 0 | 0 | 0 | 0 | 0
ST | 0 | 0 | 0 | 0 | 0 | 0
STOG | 0 | 0 | 0 | 0 | 0 | 0
STWD | 0 | 0 | 0 | 0 | 0 | 0
WT | 0 | 0 | 0 | 0 | 0 | 0
IGCC | 0 | 0 | 0 | 0 | 0 | 0
DemandResponse | 0 | 0 | 0 | 0 | 0 | 0
IGCC-CCS | 0 | 0 | 0 | 0 | 0 | 0
WT_off | 0 | 0 | 0 | 0 | 0 | 0
PseudoUnit | 0 | 0 | 0 | 0 | 0 | 0
FixedInterchange | 0 | 0 | 0 | 0 | 0 | 0
Emission Cost by Reporting Type: PJM_E
ReportingType | 2015 | 2020 | 2025 | 2030 | 2035 | 2040
BM | 0 | 0 | 0 | 0 | 0 | 0
CC | 0 | 0 | 0 | 0 | 0 | 0
CSP | 0 | 0 | 0 | 0 | 0 | 0
CT | 0 | 0 | 0 | 0 | 0 | 0
Coal | 0 | 0 | 0 | 0 | 0 | 0
Geo | 0 | 0 | 0 | 0 | 0 | 0
H | 0 | 0 | 0 | 0 | 0 | 0
LFG | 0 | 0 | 0 | 0 | 0 | 0
Nuc | 0 | 0 | 0 | 0 | 0 | 0
PS | 0 | 0 | 0 | 0 | 0 | 0
PV | 0 | 0 | 0 | 0 | 0 | 0
PeakG | 0 | 0 | 0 | 0 | 0 | 0
PeakO | 0 | 0 | 0 | 0 | 0 | 0
ST | 0 | 0 | 0 | 0 | 0 | 0
STOG | 0 | 0 | 0 | 0 | 0 | 0
STWD | 0 | 0 | 0 | 0 | 0 | 0
WT | 0 | 0 | 0 | 0 | 0 | 0
IGCC | 0 | 0 | 0 | 0 | 0 | 0
DemandResponse | 0 | 0 | 0 | 0 | 0 | 0
IGCC-CCS | 0 | 0 | 0 | 0 | 0 | 0
WT_off | 0 | 0 | 0 | 0 | 0 | 0
PseudoUnit | 0 | 0 | 0 | 0 | 0 | 0
FixedInterchange | 0 | 0 | 0 | 0 | 0 | 0
Emission Cost by Reporting Type: PJM_ROM
ReportingType | 2015 | 2020 | 2025 | 2030 | 2035 | 2040
BM | 0 | 0 | 0 | 0 | 0 | 0
CC | 0 | 0 | 0 | 0 | 0 | 0
CSP | 0 | 0 | 0 | 0 | 0 | 0
CT | 0 | 0 | 0 | 0 | 0 | 0
Coal | 0 | 0 | 0 | 0 | 0 | 0
Geo | 0 | 0 | 0 | 0 | 0 | 0
H | 0 | 0 | 0 | 0 | 0 | 0
LFG | 0 | 0 | 0 | 0 | 0 | 0
Nuc | 0 | 0 | 0 | 0 | 0 | 0
PS | 0 | 0 | 0 | 0 | 0 | 0
PV | 0 | 0 | 0 | 0 | 0 | 0
PeakG | 0 | 0 | 0 | 0 | 0 | 0
PeakO | 0 | 0 | 0 | 0 | 0 | 0
ST | 0 | 0 | 0 | 0 | 0 | 0
STOG | 0 | 0 | 0 | 0 | 0 | 0
STWD | 0 | 0 | 0 | 0 | 0 | 0
WT | 0 | 0 | 0 | 0 | 0 | 0
IGCC | 0 | 0 | 0 | 0 | 0 | 0
DemandResponse | 0 | 0 | 0 | 0 | 0 | 0
IGCC-CCS | 0 | 0 | 0 | 0 | 0 | 0
WT_off | 0 | 0 | 0 | 0 | 0 | 0
PseudoUnit | 0 | 0 | 0 | 0 | 0 | 0
FixedInterchange | 0 | 0 | 0 | 0 | 0 | 0
Emission Cost by Reporting Type: PJM_ROR
ReportingType | 2015 | 2020 | 2025 | 2030 | 2035 | 2040
BM | 0 | 0 | 0 | 0 | 0 | 0
CC | 0 | 0 | 0 | 0 | 0 | 0
CSP | 0 | 0 | 0 | 0 | 0 | 0
CT | 0 | 0 | 0 | 0 | 0 | 0
Coal | 0 | 0 | 0 | 0 | 0 | 0
Geo | 0 | 0 | 0 | 0 | 0 | 0
H | 0 | 0 | 0 | 0 | 0 | 0
LFG | 0 | 0 | 0 | 0 | 0 | 0
Nuc | 0 | 0 | 0 | 0 | 0 | 0
PS | 0 | 0 | 0 | 0 | 0 | 0
PV | 0 | 0 | 0 | 0 | 0 | 0
PeakG | 0 | 0 | 0 | 0 | 0 | 0
PeakO | 0 | 0 | 0 | 0 | 0 | 0
ST | 0 | 0 | 0 | 0 | 0 | 0
STOG | 0 | 0 | 0 | 0 | 0 | 0
STWD | 0 | 0 | 0 | 0 | 0 | 0
WT | 0 | 0 | 0 | 0 | 0 | 0
IGCC | 0 | 0 | 0 | 0 | 0 | 0
DemandResponse | 0 | 0 | 0 | 0 | 0 | 0
IGCC-CCS | 0 | 0 | 0 | 0 | 0 | 0
WT_off | 0 | 0 | 0 | 0 | 0 | 0
PseudoUnit | 0 | 0 | 0 | 0 | 0 | 0
FixedInterchange | 0 | 0 | 0 | 0 | 0 | 0
Emission Cost by Reporting Type: SOCO
ReportingType | 2015 | 2020 | 2025 | 2030 | 2035 | 2040
BM | 0 | 0 | 0 | 0 | 0 | 0
CC | 0 | 0 | 0 | 0 | 0 | 0
CSP | 0 | 0 | 0 | 0 | 0 | 0
CT | 0 | 0 | 0 | 0 | 0 | 0
Coal | 0 | 0 | 0 | 0 | 0 | 0
Geo | 0 | 0 | 0 | 0 | 0 | 0
H | 0 | 0 | 0 | 0 | 0 | 0
LFG | 0 | 0 | 0 | 0 | 0 | 0
Nuc | 0 | 0 | 0 | 0 | 0 | 0
PS | 0 | 0 | 0 | 0 | 0 | 0
PV | 0 | 0 | 0 | 0 | 0 | 0
PeakG | 0 | 0 | 0 | 0 | 0 | 0
PeakO | 0 | 0 | 0 | 0 | 0 | 0
ST | 0 | 0 | 0 | 0 | 0 | 0
STOG | 0 | 0 | 0 | 0 | 0 | 0
STWD | 0 | 0 | 0 | 0 | 0 | 0
WT | 0 | 0 | 0 | 0 | 0 | 0
IGCC | 0 | 0 | 0 | 0 | 0 | 0
DemandResponse | 0 | 0 | 0 | 0 | 0 | 0
IGCC-CCS | 0 | 0 | 0 | 0 | 0 | 0
WT_off | 0 | 0 | 0 | 0 | 0 | 0
PseudoUnit | 0 | 0 | 0 | 0 | 0 | 0
FixedInterchange | 0 | 0 | 0 | 0 | 0 | 0
Emission Cost by Reporting Type: SPP_N
ReportingType | 2015 | 2020 | 2025 | 2030 | 2035 | 2040
BM | 0 | 0 | 0 | 0 | 0 | 0
CC | 0 | 0 | 0 | 0 | 0 | 0
CSP | 0 | 0 | 0 | 0 | 0 | 0
CT | 0 | 0 | 0 | 0 | 0 | 0
Coal | 0 | 0 | 0 | 0 | 0 | 0
Geo | 0 | 0 | 0 | 0 | 0 | 0
H | 0 | 0 | 0 | 0 | 0 | 0
LFG | 0 | 0 | 0 | 0 | 0 | 0
Nuc | 0 | 0 | 0 | 0 | 0 | 0
PS | 0 | 0 | 0 | 0 | 0 | 0
PV | 0 | 0 | 0 | 0 | 0 | 0
PeakG | 0 | 0 | 0 | 0 | 0 | 0
PeakO | 0 | 0 | 0 | 0 | 0 | 0
ST | 0 | 0 | 0 | 0 | 0 | 0
STOG | 0 | 0 | 0 | 0 | 0 | 0
STWD | 0 | 0 | 0 | 0 | 0 | 0
WT | 0 | 0 | 0 | 0 | 0 | 0
IGCC | 0 | 0 | 0 | 0 | 0 | 0
DemandResponse | 0 | 0 | 0 | 0 | 0 | 0
IGCC-CCS | 0 | 0 | 0 | 0 | 0 | 0
WT_off | 0 | 0 | 0 | 0 | 0 | 0
PseudoUnit | 0 | 0 | 0 | 0 | 0 | 0
FixedInterchange | 0 | 0 | 0 | 0 | 0 | 0
Emission Cost by Reporting Type: SPP_S
ReportingType | 2015 | 2020 | 2025 | 2030 | 2035 | 2040
BM | 0 | 0 | 0 | 0 | 0 | 0
CC | 0 | 0 | 0 | 0 | 0 | 0
CSP | 0 | 0 | 0 | 0 | 0 | 0
CT | 0 | 0 | 0 | 0 | 0 | 0
Coal | 0 | 0 | 0 | 0 | 0 | 0
Geo | 0 | 0 | 0 | 0 | 0 | 0
H | 0 | 0 | 0 | 0 | 0 | 0
LFG | 0 | 0 | 0 | 0 | 0 | 0
Nuc | 0 | 0 | 0 | 0 | 0 | 0
PS | 0 | 0 | 0 | 0 | 0 | 0
PV | 0 | 0 | 0 | 0 | 0 | 0
PeakG | 0 | 0 | 0 | 0 | 0 | 0
PeakO | 0 | 0 | 0 | 0 | 0 | 0
ST | 0 | 0 | 0 | 0 | 0 | 0
STOG | 0 | 0 | 0 | 0 | 0 | 0
STWD | 0 | 0 | 0 | 0 | 0 | 0
WT | 0 | 0 | 0 | 0 | 0 | 0
IGCC | 0 | 0 | 0 | 0 | 0 | 0
DemandResponse | 0 | 0 | 0 | 0 | 0 | 0
IGCC-CCS | 0 | 0 | 0 | 0 | 0 | 0
WT_off | 0 | 0 | 0 | 0 | 0 | 0
PseudoUnit | 0 | 0 | 0 | 0 | 0 | 0
FixedInterchange | 0 | 0 | 0 | 0 | 0 | 0
Emission Cost by Reporting Type: TVA
ReportingType | 2015 | 2020 | 2025 | 2030 | 2035 | 2040
BM | 0 | 0 | 0 | 0 | 0 | 0
CC | 0 | 0 | 0 | 0 | 0 | 0
CSP | 0 | 0 | 0 | 0 | 0 | 0
CT | 0 | 0 | 0 | 0 | 0 | 0
Coal | 0 | 0 | 0 | 0 | 0 | 0
Geo | 0 | 0 | 0 | 0 | 0 | 0
H | 0 | 0 | 0 | 0 | 0 | 0
LFG | 0 | 0 | 0 | 0 | 0 | 0
Nuc | 0 | 0 | 0 | 0 | 0 | 0
PS | 0 | 0 | 0 | 0 | 0 | 0
PV | 0 | 0 | 0 | 0 | 0 | 0
PeakG | 0 | 0 | 0 | 0 | 0 | 0
PeakO | 0 | 0 | 0 | 0 | 0 | 0
ST | 0 | 0 | 0 | 0 | 0 | 0
STOG | 0 | 0 | 0 | 0 | 0 | 0
STWD | 0 | 0 | 0 | 0 | 0 | 0
WT | 0 | 0 | 0 | 0 | 0 | 0
IGCC | 0 | 0 | 0 | 0 | 0 | 0
DemandResponse | 0 | 0 | 0 | 0 | 0 | 0
IGCC-CCS | 0 | 0 | 0 | 0 | 0 | 0
WT_off | 0 | 0 | 0 | 0 | 0 | 0
PseudoUnit | 0 | 0 | 0 | 0 | 0 | 0
FixedInterchange | 0 | 0 | 0 | 0 | 0 | 0
Emission Cost by Reporting Type: TVA_Transmission
ReportingType | 2015 | 2020 | 2025 | 2030 | 2035 | 2040
BM | 0 | 0 | 0 | 0 | 0 | 0
CC | 0 | 0 | 0 | 0 | 0 | 0
CSP | 0 | 0 | 0 | 0 | 0 | 0
CT | 0 | 0 | 0 | 0 | 0 | 0
Coal | 0 | 0 | 0 | 0 | 0 | 0
Geo | 0 | 0 | 0 | 0 | 0 | 0
H | 0 | 0 | 0 | 0 | 0 | 0
LFG | 0 | 0 | 0 | 0 | 0 | 0
Nuc | 0 | 0 | 0 | 0 | 0 | 0
PS | 0 | 0 | 0 | 0 | 0 | 0
PV | 0 | 0 | 0 | 0 | 0 | 0
PeakG | 0 | 0 | 0 | 0 | 0 | 0
PeakO | 0 | 0 | 0 | 0 | 0 | 0
ST | 0 | 0 | 0 | 0 | 0 | 0
STOG | 0 | 0 | 0 | 0 | 0 | 0
STWD | 0 | 0 | 0 | 0 | 0 | 0
WT | 0 | 0 | 0 | 0 | 0 | 0
IGCC | 0 | 0 | 0 | 0 | 0 | 0
DemandResponse | 0 | 0 | 0 | 0 | 0 | 0
IGCC-CCS | 0 | 0 | 0 | 0 | 0 | 0
WT_off | 0 | 0 | 0 | 0 | 0 | 0
PseudoUnit | 0 | 0 | 0 | 0 | 0 | 0
FixedInterchange | 0 | 0 | 0 | 0 | 0 | 0
Emission Cost by Reporting Type: VACAR
ReportingType | 2015 | 2020 | 2025 | 2030 | 2035 | 2040
BM | 0 | 0 | 0 | 0 | 0 | 0
CC | 0 | 0 | 0 | 0 | 0 | 0
CSP | 0 | 0 | 0 | 0 | 0 | 0
CT | 0 | 0 | 0 | 0 | 0 | 0
Coal | 0 | 0 | 0 | 0 | 0 | 0
Geo | 0 | 0 | 0 | 0 | 0 | 0
H | 0 | 0 | 0 | 0 | 0 | 0
LFG | 0 | 0 | 0 | 0 | 0 | 0
Nuc | 0 | 0 | 0 | 0 | 0 | 0
PS | 0 | 0 | 0 | 0 | 0 | 0
PV | 0 | 0 | 0 | 0 | 0 | 0
PeakG | 0 | 0 | 0 | 0 | 0 | 0
PeakO | 0 | 0 | 0 | 0 | 0 | 0
ST | 0 | 0 | 0 | 0 | 0 | 0
STOG | 0 | 0 | 0 | 0 | 0 | 0
STWD | 0 | 0 | 0 | 0 | 0 | 0
WT | 0 | 0 | 0 | 0 | 0 | 0
IGCC | 0 | 0 | 0 | 0 | 0 | 0
DemandResponse | 0 | 0 | 0 | 0 | 0 | 0
IGCC-CCS | 0 | 0 | 0 | 0 | 0 | 0
WT_off | 0 | 0 | 0 | 0 | 0 | 0
PseudoUnit | 0 | 0 | 0 | 0 | 0 | 0
FixedInterchange | 0 | 0 | 0 | 0 | 0 | 0
Emission Cost by Reporting Type: IESO
ReportingType | 2015 | 2020 | 2025 | 2030 | 2035 | 2040
BM | 0 | 0 | 0 | 0 | 0 | 0
CC | 0 | 0 | 0 | 0 | 0 | 0
CSP | 0 | 0 | 0 | 0 | 0 | 0
CT | 0 | 0 | 0 | 0 | 0 | 0
Coal | 0 | 0 | 0 | 0 | 0 | 0
Geo | 0 | 0 | 0 | 0 | 0 | 0
H | 0 | 0 | 0 | 0 | 0 | 0
LFG | 0 | 0 | 0 | 0 | 0 | 0
Nuc | 0 | 0 | 0 | 0 | 0 | 0
PS | 0 | 0 | 0 | 0 | 0 | 0
PV | 0 | 0 | 0 | 0 | 0 | 0
PeakG | 0 | 0 | 0 | 0 | 0 | 0
PeakO | 0 | 0 | 0 | 0 | 0 | 0
ST | 0 | 0 | 0 | 0 | 0 | 0
STOG | 0 | 0 | 0 | 0 | 0 | 0
STWD | 0 | 0 | 0 | 0 | 0 | 0
WT | 0 | 0 | 0 | 0 | 0 | 0
IGCC | 0 | 0 | 0 | 0 | 0 | 0
DemandResponse | 0 | 0 | 0 | 0 | 0 | 0
IGCC-CCS | 0 | 0 | 0 | 0 | 0 | 0
WT_off | 0 | 0 | 0 | 0 | 0 | 0
PseudoUnit | 0 | 0 | 0 | 0 | 0 | 0
FixedInterchange | 0 | 0 | 0 | 0 | 0 | 0
Emission Cost by Reporting Type: MAPP_CA
ReportingType | 2015 | 2020 | 2025 | 2030 | 2035 | 2040
BM | 0 | 0 | 0 | 0 | 0 | 0
CC | 0 | 0 | 0 | 0 | 0 | 0
CSP | 0 | 0 | 0 | 0 | 0 | 0
CT | 0 | 0 | 0 | 0 | 0 | 0
Coal | 0 | 0 | 0 | 0 | 0 | 0
Geo | 0 | 0 | 0 | 0 | 0 | 0
H | 0 | 0 | 0 | 0 | 0 | 0
LFG | 0 | 0 | 0 | 0 | 0 | 0
Nuc | 0 | 0 | 0 | 0 | 0 | 0
PS | 0 | 0 | 0 | 0 | 0 | 0
PV | 0 | 0 | 0 | 0 | 0 | 0
PeakG | 0 | 0 | 0 | 0 | 0 | 0
PeakO | 0 | 0 | 0 | 0 | 0 | 0
ST | 0 | 0 | 0 | 0 | 0 | 0
STOG | 0 | 0 | 0 | 0 | 0 | 0
STWD | 0 | 0 | 0 | 0 | 0 | 0
WT | 0 | 0 | 0 | 0 | 0 | 0
IGCC | 0 | 0 | 0 | 0 | 0 | 0
DemandResponse | 0 | 0 | 0 | 0 | 0 | 0
IGCC-CCS | 0 | 0 | 0 | 0 | 0 | 0
WT_off | 0 | 0 | 0 | 0 | 0 | 0
PseudoUnit | 0 | 0 | 0 | 0 | 0 | 0
FixedInterchange | 0 | 0 | 0 | 0 | 0 | 0
Emission Cost by Reporting Type: AZ_NM_SNV_Coal
ReportingType | 2015 | 2020 | 2025 | 2030 | 2035 | 2040
BM | 0 | 0 | 0 | 0 | 0 | 0
CC | 0 | 0 | 0 | 0 | 0 | 0
CSP | 0 | 0 | 0 | 0 | 0 | 0
CT | 0 | 0 | 0 | 0 | 0 | 0
Coal | 0 | 0 | 0 | 0 | 0 | 0
Geo | 0 | 0 | 0 | 0 | 0 | 0
H | 0 | 0 | 0 | 0 | 0 | 0
LFG | 0 | 0 | 0 | 0 | 0 | 0
Nuc | 0 | 0 | 0 | 0 | 0 | 0
PS | 0 | 0 | 0 | 0 | 0 | 0
PV | 0 | 0 | 0 | 0 | 0 | 0
PeakG | 0 | 0 | 0 | 0 | 0 | 0
PeakO | 0 | 0 | 0 | 0 | 0 | 0
ST | 0 | 0 | 0 | 0 | 0 | 0
STOG | 0 | 0 | 0 | 0 | 0 | 0
STWD | 0 | 0 | 0 | 0 | 0 | 0
WT | 0 | 0 | 0 | 0 | 0 | 0
IGCC | 0 | 0 | 0 | 0 | 0 | 0
DemandResponse | 0 | 0 | 0 | 0 | 0 | 0
IGCC-CCS | 0 | 0 | 0 | 0 | 0 | 0
WT_off | 0 | 0 | 0 | 0 | 0 | 0
PseudoUnit | 0 | 0 | 0 | 0 | 0 | 0
FixedInterchange | 0 | 0 | 0 | 0 | 0 | 0
Emission Cost by Reporting Type: AZ_NM_SNV_Gas
ReportingType | 2015 | 2020 | 2025 | 2030 | 2035 | 2040
BM | 0 | 0 | 0 | 0 | 0 | 0
CC | 0 | 0 | 0 | 0 | 0 | 0
CSP | 0 | 0 | 0 | 0 | 0 | 0
CT | 0 | 0 | 0 | 0 | 0 | 0
Coal | 0 | 0 | 0 | 0 | 0 | 0
Geo | 0 | 0 | 0 | 0 | 0 | 0
H | 0 | 0 | 0 | 0 | 0 | 0
LFG | 0 | 0 | 0 | 0 | 0 | 0
Nuc | 0 | 0 | 0 | 0 | 0 | 0
PS | 0 | 0 | 0 | 0 | 0 | 0
PV | 0 | 0 | 0 | 0 | 0 | 0
PeakG | 0 | 0 | 0 | 0 | 0 | 0
PeakO | 0 | 0 | 0 | 0 | 0 | 0
ST | 0 | 0 | 0 | 0 | 0 | 0
STOG | 0 | 0 | 0 | 0 | 0 | 0
STWD | 0 | 0 | 0 | 0 | 0 | 0
WT | 0 | 0 | 0 | 0 | 0 | 0
IGCC | 0 | 0 | 0 | 0 | 0 | 0
DemandResponse | 0 | 0 | 0 | 0 | 0 | 0
IGCC-CCS | 0 | 0 | 0 | 0 | 0 | 0
WT_off | 0 | 0 | 0 | 0 | 0 | 0
PseudoUnit | 0 | 0 | 0 | 0 | 0 | 0
FixedInterchange | 0 | 0 | 0 | 0 | 0 | 0
Emission Cost by Reporting Type: AZ_NM_SNV_NucRenew
ReportingType | 2015 | 2020 | 2025 | 2030 | 2035 | 2040
BM | 0 | 0 | 0 | 0 | 0 | 0
CC | 0 | 0 | 0 | 0 | 0 | 0
CSP | 0 | 0 | 0 | 0 | 0 | 0
CT | 0 | 0 | 0 | 0 | 0 | 0
Coal | 0 | 0 | 0 | 0 | 0 | 0
Geo | 0 | 0 | 0 | 0 | 0 | 0
H | 0 | 0 | 0 | 0 | 0 | 0
LFG | 0 | 0 | 0 | 0 | 0 | 0
Nuc | 0 | 0 | 0 | 0 | 0 | 0
PS | 0 | 0 | 0 | 0 | 0 | 0
PV | 0 | 0 | 0 | 0 | 0 | 0
PeakG | 0 | 0 | 0 | 0 | 0 | 0
PeakO | 0 | 0 | 0 | 0 | 0 | 0
ST | 0 | 0 | 0 | 0 | 0 | 0
STOG | 0 | 0 | 0 | 0 | 0 | 0
STWD | 0 | 0 | 0 | 0 | 0 | 0
WT | 0 | 0 | 0 | 0 | 0 | 0
IGCC | 0 | 0 | 0 | 0 | 0 | 0
DemandResponse | 0 | 0 | 0 | 0 | 0 | 0
IGCC-CCS | 0 | 0 | 0 | 0 | 0 | 0
WT_off | 0 | 0 | 0 | 0 | 0 | 0
PseudoUnit | 0 | 0 | 0 | 0 | 0 | 0
FixedInterchange | 0 | 0 | 0 | 0 | 0 | 0
Emission Cost by Reporting Type: ERCOT
ReportingType | 2015 | 2020 | 2025 | 2030 | 2035 | 2040
BM | 0 | 0 | 0 | 0 | 0 | 0
CC | 0 | 0 | 0 | 0 | 0 | 0
CSP | 0 | 0 | 0 | 0 | 0 | 0
CT | 0 | 0 | 0 | 0 | 0 | 0
Coal | 0 | 0 | 0 | 0 | 0 | 0
Geo | 0 | 0 | 0 | 0 | 0 | 0
H | 0 | 0 | 0 | 0 | 0 | 0
LFG | 0 | 0 | 0 | 0 | 0 | 0
Nuc | 0 | 0 | 0 | 0 | 0 | 0
PS | 0 | 0 | 0 | 0 | 0 | 0
PV | 0 | 0 | 0 | 0 | 0 | 0
PeakG | 0 | 0 | 0 | 0 | 0 | 0
PeakO | 0 | 0 | 0 | 0 | 0 | 0
ST | 0 | 0 | 0 | 0 | 0 | 0
STOG | 0 | 0 | 0 | 0 | 0 | 0
STWD | 0 | 0 | 0 | 0 | 0 | 0
WT | 0 | 0 | 0 | 0 | 0 | 0
IGCC | 0 | 0 | 0 | 0 | 0 | 0
DemandResponse | 0 | 0 | 0 | 0 | 0 | 0
IGCC-CCS | 0 | 0 | 0 | 0 | 0 | 0
WT_off | 0 | 0 | 0 | 0 | 0 | 0
PseudoUnit | 0 | 0 | 0 | 0 | 0 | 0
FixedInterchange | 0 | 0 | 0 | 0 | 0 | 0
Emission Cost by Reporting Type: NP15
ReportingType | 2015 | 2020 | 2025 | 2030 | 2035 | 2040
BM | 0 | 0 | 0 | 0 | 0 | 0
CC | 0 | 0 | 0 | 0 | 0 | 0
CSP | 0 | 0 | 0 | 0 | 0 | 0
CT | 0 | 0 | 0 | 0 | 0 | 0
Coal | 0 | 0 | 0 | 0 | 0 | 0
Geo | 0 | 0 | 0 | 0 | 0 | 0
H | 0 | 0 | 0 | 0 | 0 | 0
LFG | 0 | 0 | 0 | 0 | 0 | 0
Nuc | 0 | 0 | 0 | 0 | 0 | 0
PS | 0 | 0 | 0 | 0 | 0 | 0
PV | 0 | 0 | 0 | 0 | 0 | 0
PeakG | 0 | 0 | 0 | 0 | 0 | 0
PeakO | 0 | 0 | 0 | 0 | 0 | 0
ST | 0 | 0 | 0 | 0 | 0 | 0
STOG | 0 | 0 | 0 | 0 | 0 | 0
STWD | 0 | 0 | 0 | 0 | 0 | 0
WT | 0 | 0 | 0 | 0 | 0 | 0
IGCC | 0 | 0 | 0 | 0 | 0 | 0
DemandResponse | 0 | 0 | 0 | 0 | 0 | 0
IGCC-CCS | 0 | 0 | 0 | 0 | 0 | 0
WT_off | 0 | 0 | 0 | 0 | 0 | 0
PseudoUnit | 0 | 0 | 0 | 0 | 0 | 0
FixedInterchange | 0 | 0 | 0 | 0 | 0 | 0
Emission Cost by Reporting Type: NWPP_Coal
ReportingType | 2015 | 2020 | 2025 | 2030 | 2035 | 2040
BM | 0 | 0 | 0 | 0 | 0 | 0
CC | 0 | 0 | 0 | 0 | 0 | 0
CSP | 0 | 0 | 0 | 0 | 0 | 0
CT | 0 | 0 | 0 | 0 | 0 | 0
Coal | 0 | 0 | 0 | 0 | 0 | 0
Geo | 0 | 0 | 0 | 0 | 0 | 0
H | 0 | 0 | 0 | 0 | 0 | 0
LFG | 0 | 0 | 0 | 0 | 0 | 0
Nuc | 0 | 0 | 0 | 0 | 0 | 0
PS | 0 | 0 | 0 | 0 | 0 | 0
PV | 0 | 0 | 0 | 0 | 0 | 0
PeakG | 0 | 0 | 0 | 0 | 0 | 0
PeakO | 0 | 0 | 0 | 0 | 0 | 0
ST | 0 | 0 | 0 | 0 | 0 | 0
STOG | 0 | 0 | 0 | 0 | 0 | 0
STWD | 0 | 0 | 0 | 0 | 0 | 0
WT | 0 | 0 | 0 | 0 | 0 | 0
IGCC | 0 | 0 | 0 | 0 | 0 | 0
DemandResponse | 0 | 0 | 0 | 0 | 0 | 0
IGCC-CCS | 0 | 0 | 0 | 0 | 0 | 0
WT_off | 0 | 0 | 0 | 0 | 0 | 0
PseudoUnit | 0 | 0 | 0 | 0 | 0 | 0
FixedInterchange | 0 | 0 | 0 | 0 | 0 | 0
Emission Cost by Reporting Type: NWPP_Gas
ReportingType | 2015 | 2020 | 2025 | 2030 | 2035 | 2040
BM | 0 | 0 | 0 | 0 | 0 | 0
CC | 0 | 0 | 0 | 0 | 0 | 0
CSP | 0 | 0 | 0 | 0 | 0 | 0
CT | 0 | 0 | 0 | 0 | 0 | 0
Coal | 0 | 0 | 0 | 0 | 0 | 0
Geo | 0 | 0 | 0 | 0 | 0 | 0
H | 0 | 0 | 0 | 0 | 0 | 0
LFG | 0 | 0 | 0 | 0 | 0 | 0
Nuc | 0 | 0 | 0 | 0 | 0 | 0
PS | 0 | 0 | 0 | 0 | 0 | 0
PV | 0 | 0 | 0 | 0 | 0 | 0
PeakG | 0 | 0 | 0 | 0 | 0 | 0
PeakO | 0 | 0 | 0 | 0 | 0 | 0
ST | 0 | 0 | 0 | 0 | 0 | 0
STOG | 0 | 0 | 0 | 0 | 0 | 0
STWD | 0 | 0 | 0 | 0 | 0 | 0
WT | 0 | 0 | 0 | 0 | 0 | 0
IGCC | 0 | 0 | 0 | 0 | 0 | 0
DemandResponse | 0 | 0 | 0 | 0 | 0 | 0
IGCC-CCS | 0 | 0 | 0 | 0 | 0 | 0
WT_off | 0 | 0 | 0 | 0 | 0 | 0
PseudoUnit | 0 | 0 | 0 | 0 | 0 | 0
FixedInterchange | 0 | 0 | 0 | 0 | 0 | 0
Emission Cost by Reporting Type: NWPP_NucRenew
ReportingType | 2015 | 2020 | 2025 | 2030 | 2035 | 2040
BM | 0 | 0 | 0 | 0 | 0 | 0
CC | 0 | 0 | 0 | 0 | 0 | 0
CSP | 0 | 0 | 0 | 0 | 0 | 0
CT | 0 | 0 | 0 | 0 | 0 | 0
Coal | 0 | 0 | 0 | 0 | 0 | 0
Geo | 0 | 0 | 0 | 0 | 0 | 0
H | 0 | 0 | 0 | 0 | 0 | 0
LFG | 0 | 0 | 0 | 0 | 0 | 0
Nuc | 0 | 0 | 0 | 0 | 0 | 0
PS | 0 | 0 | 0 | 0 | 0 | 0
PV | 0 | 0 | 0 | 0 | 0 | 0
PeakG | 0 | 0 | 0 | 0 | 0 | 0
PeakO | 0 | 0 | 0 | 0 | 0 | 0
ST | 0 | 0 | 0 | 0 | 0 | 0
STOG | 0 | 0 | 0 | 0 | 0 | 0
STWD | 0 | 0 | 0 | 0 | 0 | 0
WT | 0 | 0 | 0 | 0 | 0 | 0
IGCC | 0 | 0 | 0 | 0 | 0 | 0
DemandResponse | 0 | 0 | 0 | 0 | 0 | 0
IGCC-CCS | 0 | 0 | 0 | 0 | 0 | 0
WT_off | 0 | 0 | 0 | 0 | 0 | 0
PseudoUnit | 0 | 0 | 0 | 0 | 0 | 0
FixedInterchange | 0 | 0 | 0 | 0 | 0 | 0
Emission Cost by Reporting Type: RMPA
ReportingType | 2015 | 2020 | 2025 | 2030 | 2035 | 2040
BM | 0 | 0 | 0 | 0 | 0 | 0
CC | 0 | 0 | 0 | 0 | 0 | 0
CSP | 0 | 0 | 0 | 0 | 0 | 0
CT | 0 | 0 | 0 | 0 | 0 | 0
Coal | 0 | 0 | 0 | 0 | 0 | 0
Geo | 0 | 0 | 0 | 0 | 0 | 0
H | 0 | 0 | 0 | 0 | 0 | 0
LFG | 0 | 0 | 0 | 0 | 0 | 0
Nuc | 0 | 0 | 0 | 0 | 0 | 0
PS | 0 | 0 | 0 | 0 | 0 | 0
PV | 0 | 0 | 0 | 0 | 0 | 0
PeakG | 0 | 0 | 0 | 0 | 0 | 0
PeakO | 0 | 0 | 0 | 0 | 0 | 0
ST | 0 | 0 | 0 | 0 | 0 | 0
STOG | 0 | 0 | 0 | 0 | 0 | 0
STWD | 0 | 0 | 0 | 0 | 0 | 0
WT | 0 | 0 | 0 | 0 | 0 | 0
IGCC | 0 | 0 | 0 | 0 | 0 | 0
DemandResponse | 0 | 0 | 0 | 0 | 0 | 0
IGCC-CCS | 0 | 0 | 0 | 0 | 0 | 0
WT_off | 0 | 0 | 0 | 0 | 0 | 0
PseudoUnit | 0 | 0 | 0 | 0 | 0 | 0
FixedInterchange | 0 | 0 | 0 | 0 | 0 | 0
Emission Cost by Reporting Type: SP15
ReportingType | 2015 | 2020 | 2025 | 2030 | 2035 | 2040
BM | 0 | 0 | 0 | 0 | 0 | 0
CC | 0 | 0 | 0 | 0 | 0 | 0
CSP | 0 | 0 | 0 | 0 | 0 | 0
CT | 0 | 0 | 0 | 0 | 0 | 0
Coal | 0 | 0 | 0 | 0 | 0 | 0
Geo | 0 | 0 | 0 | 0 | 0 | 0
H | 0 | 0 | 0 | 0 | 0 | 0
LFG | 0 | 0 | 0 | 0 | 0 | 0
Nuc | 0 | 0 | 0 | 0 | 0 | 0
PS | 0 | 0 | 0 | 0 | 0 | 0
PV | 0 | 0 | 0 | 0 | 0 | 0
PeakG | 0 | 0 | 0 | 0 | 0 | 0
PeakO | 0 | 0 | 0 | 0 | 0 | 0
ST | 0 | 0 | 0 | 0 | 0 | 0
STOG | 0 | 0 | 0 | 0 | 0 | 0
STWD | 0 | 0 | 0 | 0 | 0 | 0
WT | 0 | 0 | 0 | 0 | 0 | 0
IGCC | 0 | 0 | 0 | 0 | 0 | 0
DemandResponse | 0 | 0 | 0 | 0 | 0 | 0
IGCC-CCS | 0 | 0 | 0 | 0 | 0 | 0
WT_off | 0 | 0 | 0 | 0 | 0 | 0
PseudoUnit | 0 | 0 | 0 | 0 | 0 | 0
FixedInterchange | 0 | 0 | 0 | 0 | 0 | 0
Emission Cost by Reporting Type: ALB
ReportingType | 2015 | 2020 | 2025 | 2030 | 2035 | 2040
BM | 0 | 0 | 0 | 0 | 0 | 0
CC | 0 | 0 | 0 | 0 | 0 | 0
CSP | 0 | 0 | 0 | 0 | 0 | 0
CT | 0 | 0 | 0 | 0 | 0 | 0
Coal | 0 | 0 | 0 | 0 | 0 | 0
Geo | 0 | 0 | 0 | 0 | 0 | 0
H | 0 | 0 | 0 | 0 | 0 | 0
LFG | 0 | 0 | 0 | 0 | 0 | 0
Nuc | 0 | 0 | 0 | 0 | 0 | 0
PS | 0 | 0 | 0 | 0 | 0 | 0
PV | 0 | 0 | 0 | 0 | 0 | 0
PeakG | 0 | 0 | 0 | 0 | 0 | 0
PeakO | 0 | 0 | 0 | 0 | 0 | 0
ST | 0 | 0 | 0 | 0 | 0 | 0
STOG | 0 | 0 | 0 | 0 | 0 | 0
STWD | 0 | 0 | 0 | 0 | 0 | 0
WT | 0 | 0 | 0 | 0 | 0 | 0
IGCC | 0 | 0 | 0 | 0 | 0 | 0
DemandResponse | 0 | 0 | 0 | 0 | 0 | 0
IGCC-CCS | 0 | 0 | 0 | 0 | 0 | 0
WT_off | 0 | 0 | 0 | 0 | 0 | 0
PseudoUnit | 0 | 0 | 0 | 0 | 0 | 0
FixedInterchange | 0 | 0 | 0 | 0 | 0 | 0
Emission Cost by Reporting Type: BC
ReportingType | 2015 | 2020 | 2025 | 2030 | 2035 | 2040
BM | 0 | 0 | 0 | 0 | 0 | 0
CC | 0 | 0 | 0 | 0 | 0 | 0
CSP | 0 | 0 | 0 | 0 | 0 | 0
CT | 0 | 0 | 0 | 0 | 0 | 0
Coal | 0 | 0 | 0 | 0 | 0 | 0
Geo | 0 | 0 | 0 | 0 | 0 | 0
H | 0 | 0 | 0 | 0 | 0 | 0
LFG | 0 | 0 | 0 | 0 | 0 | 0
Nuc | 0 | 0 | 0 | 0 | 0 | 0
PS | 0 | 0 | 0 | 0 | 0 | 0
PV | 0 | 0 | 0 | 0 | 0 | 0
PeakG | 0 | 0 | 0 | 0 | 0 | 0
PeakO | 0 | 0 | 0 | 0 | 0 | 0
ST | 0 | 0 | 0 | 0 | 0 | 0
STOG | 0 | 0 | 0 | 0 | 0 | 0
STWD | 0 | 0 | 0 | 0 | 0 | 0
WT | 0 | 0 | 0 | 0 | 0 | 0
IGCC | 0 | 0 | 0 | 0 | 0 | 0
DemandResponse | 0 | 0 | 0 | 0 | 0 | 0
IGCC-CCS | 0 | 0 | 0 | 0 | 0 | 0
WT_off | 0 | 0 | 0 | 0 | 0 | 0
PseudoUnit | 0 | 0 | 0 | 0 | 0 | 0
FixedInterchange | 0 | 0 | 0 | 0 | 0 | 0
Emission Cost by Reporting Type: HQ_IESO
ReportingType | 2015 | 2020 | 2025 | 2030 | 2035 | 2040
BM | 0 | 0 | 0 | 0 | 0 | 0
CC | 0 | 0 | 0 | 0 | 0 | 0
CSP | 0 | 0 | 0 | 0 | 0 | 0
CT | 0 | 0 | 0 | 0 | 0 | 0
Coal | 0 | 0 | 0 | 0 | 0 | 0
Geo | 0 | 0 | 0 | 0 | 0 | 0
H | 0 | 0 | 0 | 0 | 0 | 0
LFG | 0 | 0 | 0 | 0 | 0 | 0
Nuc | 0 | 0 | 0 | 0 | 0 | 0
PS | 0 | 0 | 0 | 0 | 0 | 0
PV | 0 | 0 | 0 | 0 | 0 | 0
PeakG | 0 | 0 | 0 | 0 | 0 | 0
PeakO | 0 | 0 | 0 | 0 | 0 | 0
ST | 0 | 0 | 0 | 0 | 0 | 0
STOG | 0 | 0 | 0 | 0 | 0 | 0
STWD | 0 | 0 | 0 | 0 | 0 | 0
WT | 0 | 0 | 0 | 0 | 0 | 0
IGCC | 0 | 0 | 0 | 0 | 0 | 0
DemandResponse | 0 | 0 | 0 | 0 | 0 | 0
IGCC-CCS | 0 | 0 | 0 | 0 | 0 | 0
WT_off | 0 | 0 | 0 | 0 | 0 | 0
PseudoUnit | 0 | 0 | 0 | 0 | 0 | 0
FixedInterchange | 0 | 0 | 0 | 0 | 0 | 0
Emission Cost by Reporting Type: HQ_NEISO
ReportingType | 2015 | 2020 | 2025 | 2030 | 2035 | 2040
BM | 0 | 0 | 0 | 0 | 0 | 0
CC | 0 | 0 | 0 | 0 | 0 | 0
CSP | 0 | 0 | 0 | 0 | 0 | 0
CT | 0 | 0 | 0 | 0 | 0 | 0
Coal | 0 | 0 | 0 | 0 | 0 | 0
Geo | 0 | 0 | 0 | 0 | 0 | 0
H | 0 | 0 | 0 | 0 | 0 | 0
LFG | 0 | 0 | 0 | 0 | 0 | 0
Nuc | 0 | 0 | 0 | 0 | 0 | 0
PS | 0 | 0 | 0 | 0 | 0 | 0
PV | 0 | 0 | 0 | 0 | 0 | 0
PeakG | 0 | 0 | 0 | 0 | 0 | 0
PeakO | 0 | 0 | 0 | 0 | 0 | 0
ST | 0 | 0 | 0 | 0 | 0 | 0
STOG | 0 | 0 | 0 | 0 | 0 | 0
STWD | 0 | 0 | 0 | 0 | 0 | 0
WT | 0 | 0 | 0 | 0 | 0 | 0
IGCC | 0 | 0 | 0 | 0 | 0 | 0
DemandResponse | 0 | 0 | 0 | 0 | 0 | 0
IGCC-CCS | 0 | 0 | 0 | 0 | 0 | 0
WT_off | 0 | 0 | 0 | 0 | 0 | 0
PseudoUnit | 0 | 0 | 0 | 0 | 0 | 0
FixedInterchange | 0 | 0 | 0 | 0 | 0 | 0
Emission Cost by Reporting Type: HQ_NY
ReportingType | 2015 | 2020 | 2025 | 2030 | 2035 | 2040
BM | 0 | 0 | 0 | 0 | 0 | 0
CC | 0 | 0 | 0 | 0 | 0 | 0
CSP | 0 | 0 | 0 | 0 | 0 | 0
CT | 0 | 0 | 0 | 0 | 0 | 0
Coal | 0 | 0 | 0 | 0 | 0 | 0
Geo | 0 | 0 | 0 | 0 | 0 | 0
H | 0 | 0 | 0 | 0 | 0 | 0
LFG | 0 | 0 | 0 | 0 | 0 | 0
Nuc | 0 | 0 | 0 | 0 | 0 | 0
PS | 0 | 0 | 0 | 0 | 0 | 0
PV | 0 | 0 | 0 | 0 | 0 | 0
PeakG | 0 | 0 | 0 | 0 | 0 | 0
PeakO | 0 | 0 | 0 | 0 | 0 | 0
ST | 0 | 0 | 0 | 0 | 0 | 0
STOG | 0 | 0 | 0 | 0 | 0 | 0
STWD | 0 | 0 | 0 | 0 | 0 | 0
WT | 0 | 0 | 0 | 0 | 0 | 0
IGCC | 0 | 0 | 0 | 0 | 0 | 0
DemandResponse | 0 | 0 | 0 | 0 | 0 | 0
IGCC-CCS | 0 | 0 | 0 | 0 | 0 | 0
WT_off | 0 | 0 | 0 | 0 | 0 | 0
PseudoUnit | 0 | 0 | 0 | 0 | 0 | 0
FixedInterchange | 0 | 0 | 0 | 0 | 0 | 0
Emission Cost by Reporting Type: MARITIMES
ReportingType | 2015 | 2020 | 2025 | 2030 | 2035 | 2040
BM | 0 | 0 | 0 | 0 | 0 | 0
CC | 0 | 0 | 0 | 0 | 0 | 0
CSP | 0 | 0 | 0 | 0 | 0 | 0
CT | 0 | 0 | 0 | 0 | 0 | 0
Coal | 0 | 0 | 0 | 0 | 0 | 0
Geo | 0 | 0 | 0 | 0 | 0 | 0
H | 0 | 0 | 0 | 0 | 0 | 0
LFG | 0 | 0 | 0 | 0 | 0 | 0
Nuc | 0 | 0 | 0 | 0 | 0 | 0
PS | 0 | 0 | 0 | 0 | 0 | 0
PV | 0 | 0 | 0 | 0 | 0 | 0
PeakG | 0 | 0 | 0 | 0 | 0 | 0
PeakO | 0 | 0 | 0 | 0 | 0 | 0
ST | 0 | 0 | 0 | 0 | 0 | 0
STOG | 0 | 0 | 0 | 0 | 0 | 0
STWD | 0 | 0 | 0 | 0 | 0 | 0
WT | 0 | 0 | 0 | 0 | 0 | 0
IGCC | 0 | 0 | 0 | 0 | 0 | 0
DemandResponse | 0 | 0 | 0 | 0 | 0 | 0
IGCC-CCS | 0 | 0 | 0 | 0 | 0 | 0
WT_off | 0 | 0 | 0 | 0 | 0 | 0
PseudoUnit | 0 | 0 | 0 | 0 | 0 | 0
FixedInterchange | 0 | 0 | 0 | 0 | 0 | 0
Emission Cost by Reporting Type: All
ReportingType | 2015 | 2020 | 2025 | 2030 | 2035 | 2040
BM | 0 | 0 | 0 | 0 | 0 | 0
CC | 0 | 0 | 0 | 0 | 0 | 0
CSP | 0 | 0 | 0 | 0 | 0 | 0
CT | 0 | 0 | 0 | 0 | 0 | 0
Coal | 0 | 0 | 0 | 0 | 0 | 0
Geo | 0 | 0 | 0 | 0 | 0 | 0
H | 0 | 0 | 0 | 0 | 0 | 0
LFG | 0 | 0 | 0 | 0 | 0 | 0
Nuc | 0 | 0 | 0 | 0 | 0 | 0
PS | 0 | 0 | 0 | 0 | 0 | 0
PV | 0 | 0 | 0 | 0 | 0 | 0
PeakG | 0 | 0 | 0 | 0 | 0 | 0
PeakO | 0 | 0 | 0 | 0 | 0 | 0
ST | 0 | 0 | 0 | 0 | 0 | 0
STOG | 0 | 0 | 0 | 0 | 0 | 0
STWD | 0 | 0 | 0 | 0 | 0 | 0
WT | 0 | 0 | 0 | 0 | 0 | 0
IGCC | 0 | 0 | 0 | 0 | 0 | 0
DemandResponse | 0 | 0 | 0 | 0 | 0 | 0
IGCC-CCS | 0 | 0 | 0 | 0 | 0 | 0
WT_off | 0 | 0 | 0 | 0 | 0 | 0
PseudoUnit | 0 | 0 | 0 | 0 | 0 | 0
FixedInterchange | 0 | 0 | 0 | 0 | 0 | 0
Emission Cost by Reporting Type: EI_US
ReportingType | 2015 | 2020 | 2025 | 2030 | 2035 | 2040
BM | 0 | 0 | 0 | 0 | 0 | 0
CC | 0 | 0 | 0 | 0 | 0 | 0
CSP | 0 | 0 | 0 | 0 | 0 | 0
CT | 0 | 0 | 0 | 0 | 0 | 0
Coal | 0 | 0 | 0 | 0 | 0 | 0
Geo | 0 | 0 | 0 | 0 | 0 | 0
H | 0 | 0 | 0 | 0 | 0 | 0
LFG | 0 | 0 | 0 | 0 | 0 | 0
Nuc | 0 | 0 | 0 | 0 | 0 | 0
PS | 0 | 0 | 0 | 0 | 0 | 0
PV | 0 | 0 | 0 | 0 | 0 | 0
PeakG | 0 | 0 | 0 | 0 | 0 | 0
PeakO | 0 | 0 | 0 | 0 | 0 | 0
ST | 0 | 0 | 0 | 0 | 0 | 0
STOG | 0 | 0 | 0 | 0 | 0 | 0
STWD | 0 | 0 | 0 | 0 | 0 | 0
WT | 0 | 0 | 0 | 0 | 0 | 0
IGCC | 0 | 0 | 0 | 0 | 0 | 0
DemandResponse | 0 | 0 | 0 | 0 | 0 | 0
IGCC-CCS | 0 | 0 | 0 | 0 | 0 | 0
WT_off | 0 | 0 | 0 | 0 | 0 | 0
PseudoUnit | 0 | 0 | 0 | 0 | 0 | 0
FixedInterchange | 0 | 0 | 0 | 0 | 0 | 0
Emission Cost by Reporting Type: EI_Canada
ReportingType | 2015 | 2020 | 2025 | 2030 | 2035 | 2040
BM | 0 | 0 | 0 | 0 | 0 | 0
CC | 0 | 0 | 0 | 0 | 0 | 0
CSP | 0 | 0 | 0 | 0 | 0 | 0
CT | 0 | 0 | 0 | 0 | 0 | 0
Coal | 0 | 0 | 0 | 0 | 0 | 0
Geo | 0 | 0 | 0 | 0 | 0 | 0
H | 0 | 0 | 0 | 0 | 0 | 0
LFG | 0 | 0 | 0 | 0 | 0 | 0
Nuc | 0 | 0 | 0 | 0 | 0 | 0
PS | 0 | 0 | 0 | 0 | 0 | 0
PV | 0 | 0 | 0 | 0 | 0 | 0
PeakG | 0 | 0 | 0 | 0 | 0 | 0
PeakO | 0 | 0 | 0 | 0 | 0 | 0
ST | 0 | 0 | 0 | 0 | 0 | 0
STOG | 0 | 0 | 0 | 0 | 0 | 0
STWD | 0 | 0 | 0 | 0 | 0 | 0
WT | 0 | 0 | 0 | 0 | 0 | 0
IGCC | 0 | 0 | 0 | 0 | 0 | 0
DemandResponse | 0 | 0 | 0 | 0 | 0 | 0
IGCC-CCS | 0 | 0 | 0 | 0 | 0 | 0
WT_off | 0 | 0 | 0 | 0 | 0 | 0
PseudoUnit | 0 | 0 | 0 | 0 | 0 | 0
FixedInterchange | 0 | 0 | 0 | 0 | 0 | 0
Emission Cost by Reporting Type: EI
ReportingType | 2015 | 2020 | 2025 | 2030 | 2035 | 2040
BM | 0 | 0 | 0 | 0 | 0 | 0
CC | 0 | 0 | 0 | 0 | 0 | 0
CSP | 0 | 0 | 0 | 0 | 0 | 0
CT | 0 | 0 | 0 | 0 | 0 | 0
Coal | 0 | 0 | 0 | 0 | 0 | 0
Geo | 0 | 0 | 0 | 0 | 0 | 0
H | 0 | 0 | 0 | 0 | 0 | 0
LFG | 0 | 0 | 0 | 0 | 0 | 0
Nuc | 0 | 0 | 0 | 0 | 0 | 0
PS | 0 | 0 | 0 | 0 | 0 | 0
PV | 0 | 0 | 0 | 0 | 0 | 0
PeakG | 0 | 0 | 0 | 0 | 0 | 0
PeakO | 0 | 0 | 0 | 0 | 0 | 0
ST | 0 | 0 | 0 | 0 | 0 | 0
STOG | 0 | 0 | 0 | 0 | 0 | 0
STWD | 0 | 0 | 0 | 0 | 0 | 0
WT | 0 | 0 | 0 | 0 | 0 | 0
IGCC | 0 | 0 | 0 | 0 | 0 | 0
DemandResponse | 0 | 0 | 0 | 0 | 0 | 0
IGCC-CCS | 0 | 0 | 0 | 0 | 0 | 0
WT_off | 0 | 0 | 0 | 0 | 0 | 0
PseudoUnit | 0 | 0 | 0 | 0 | 0 | 0
FixedInterchange | 0 | 0 | 0 | 0 | 0 | 0
Emission Cost by Reporting Type: Outside_EI
ReportingType | 2015 | 2020 | 2025 | 2030 | 2035 | 2040
BM | 0 | 0 | 0 | 0 | 0 | 0
CC | 0 | 0 | 0 | 0 | 0 | 0
CSP | 0 | 0 | 0 | 0 | 0 | 0
CT | 0 | 0 | 0 | 0 | 0 | 0
Coal | 0 | 0 | 0 | 0 | 0 | 0
Geo | 0 | 0 | 0 | 0 | 0 | 0
H | 0 | 0 | 0 | 0 | 0 | 0
LFG | 0 | 0 | 0 | 0 | 0 | 0
Nuc | 0 | 0 | 0 | 0 | 0 | 0
PS | 0 | 0 | 0 | 0 | 0 | 0
PV | 0 | 0 | 0 | 0 | 0 | 0
PeakG | 0 | 0 | 0 | 0 | 0 | 0
PeakO | 0 | 0 | 0 | 0 | 0 | 0
ST | 0 | 0 | 0 | 0 | 0 | 0
STOG | 0 | 0 | 0 | 0 | 0 | 0
STWD | 0 | 0 | 0 | 0 | 0 | 0
WT | 0 | 0 | 0 | 0 | 0 | 0
IGCC | 0 | 0 | 0 | 0 | 0 | 0
DemandResponse | 0 | 0 | 0 | 0 | 0 | 0
IGCC-CCS | 0 | 0 | 0 | 0 | 0 | 0
WT_off | 0 | 0 | 0 | 0 | 0 | 0
PseudoUnit | 0 | 0 | 0 | 0 | 0 | 0
FixedInterchange | 0 | 0 | 0 | 0 | 0 | 0
==== Emission Program: Carbon_CA : (CO2) ====
Emission Cost by Reporting Type: Entergy
ReportingType | 2015 | 2020 | 2025 | 2030 | 2035 | 2040
BM | 0 | 0 | 0 | 0 | 0 | 0
CC | 0 | 0 | 0 | 0 | 0 | 0
CSP | 0 | 0 | 0 | 0 | 0 | 0
CT | 0 | 0 | 0 | 0 | 0 | 0
Coal | 0 | 0 | 0 | 0 | 0 | 0
Geo | 0 | 0 | 0 | 0 | 0 | 0
H | 0 | 0 | 0 | 0 | 0 | 0
LFG | 0 | 0 | 0 | 0 | 0 | 0
Nuc | 0 | 0 | 0 | 0 | 0 | 0
PS | 0 | 0 | 0 | 0 | 0 | 0
PV | 0 | 0 | 0 | 0 | 0 | 0
PeakG | 0 | 0 | 0 | 0 | 0 | 0
PeakO | 0 | 0 | 0 | 0 | 0 | 0
ST | 0 | 0 | 0 | 0 | 0 | 0
STOG | 0 | 0 | 0 | 0 | 0 | 0
STWD | 0 | 0 | 0 | 0 | 0 | 0
WT | 0 | 0 | 0 | 0 | 0 | 0
IGCC | 0 | 0 | 0 | 0 | 0 | 0
DemandResponse | 0 | 0 | 0 | 0 | 0 | 0
IGCC-CCS | 0 | 0 | 0 | 0 | 0 | 0
WT_off | 0 | 0 | 0 | 0 | 0 | 0
PseudoUnit | 0 | 0 | 0 | 0 | 0 | 0
FixedInterchange | 0 | 0 | 0 | 0 | 0 | 0
Emission Cost by Reporting Type: FRCC
ReportingType | 2015 | 2020 | 2025 | 2030 | 2035 | 2040
BM | 0 | 0 | 0 | 0 | 0 | 0
CC | 0 | 0 | 0 | 0 | 0 | 0
CSP | 0 | 0 | 0 | 0 | 0 | 0
CT | 0 | 0 | 0 | 0 | 0 | 0
Coal | 0 | 0 | 0 | 0 | 0 | 0
Geo | 0 | 0 | 0 | 0 | 0 | 0
H | 0 | 0 | 0 | 0 | 0 | 0
LFG | 0 | 0 | 0 | 0 | 0 | 0
Nuc | 0 | 0 | 0 | 0 | 0 | 0
PS | 0 | 0 | 0 | 0 | 0 | 0
PV | 0 | 0 | 0 | 0 | 0 | 0
PeakG | 0 | 0 | 0 | 0 | 0 | 0
PeakO | 0 | 0 | 0 | 0 | 0 | 0
ST | 0 | 0 | 0 | 0 | 0 | 0
STOG | 0 | 0 | 0 | 0 | 0 | 0
STWD | 0 | 0 | 0 | 0 | 0 | 0
WT | 0 | 0 | 0 | 0 | 0 | 0
IGCC | 0 | 0 | 0 | 0 | 0 | 0
DemandResponse | 0 | 0 | 0 | 0 | 0 | 0
IGCC-CCS | 0 | 0 | 0 | 0 | 0 | 0
WT_off | 0 | 0 | 0 | 0 | 0 | 0
PseudoUnit | 0 | 0 | 0 | 0 | 0 | 0
FixedInterchange | 0 | 0 | 0 | 0 | 0 | 0
Emission Cost by Reporting Type: MAPP_US
ReportingType | 2015 | 2020 | 2025 | 2030 | 2035 | 2040
BM | 0 | 0 | 0 | 0 | 0 | 0
CC | 0 | 0 | 0 | 0 | 0 | 0
CSP | 0 | 0 | 0 | 0 | 0 | 0
CT | 0 | 0 | 0 | 0 | 0 | 0
Coal | 0 | 0 | 0 | 0 | 0 | 0
Geo | 0 | 0 | 0 | 0 | 0 | 0
H | 0 | 0 | 0 | 0 | 0 | 0
LFG | 0 | 0 | 0 | 0 | 0 | 0
Nuc | 0 | 0 | 0 | 0 | 0 | 0
PS | 0 | 0 | 0 | 0 | 0 | 0
PV | 0 | 0 | 0 | 0 | 0 | 0
PeakG | 0 | 0 | 0 | 0 | 0 | 0
PeakO | 0 | 0 | 0 | 0 | 0 | 0
ST | 0 | 0 | 0 | 0 | 0 | 0
STOG | 0 | 0 | 0 | 0 | 0 | 0
STWD | 0 | 0 | 0 | 0 | 0 | 0
WT | 0 | 0 | 0 | 0 | 0 | 0
IGCC | 0 | 0 | 0 | 0 | 0 | 0
DemandResponse | 0 | 0 | 0 | 0 | 0 | 0
IGCC-CCS | 0 | 0 | 0 | 0 | 0 | 0
WT_off | 0 | 0 | 0 | 0 | 0 | 0
PseudoUnit | 0 | 0 | 0 | 0 | 0 | 0
FixedInterchange | 0 | 0 | 0 | 0 | 0 | 0
Emission Cost by Reporting Type: MISO_IN
ReportingType | 2015 | 2020 | 2025 | 2030 | 2035 | 2040
BM | 0 | 0 | 0 | 0 | 0 | 0
CC | 0 | 0 | 0 | 0 | 0 | 0
CSP | 0 | 0 | 0 | 0 | 0 | 0
CT | 0 | 0 | 0 | 0 | 0 | 0
Coal | 0 | 0 | 0 | 0 | 0 | 0
Geo | 0 | 0 | 0 | 0 | 0 | 0
H | 0 | 0 | 0 | 0 | 0 | 0
LFG | 0 | 0 | 0 | 0 | 0 | 0
Nuc | 0 | 0 | 0 | 0 | 0 | 0
PS | 0 | 0 | 0 | 0 | 0 | 0
PV | 0 | 0 | 0 | 0 | 0 | 0
PeakG | 0 | 0 | 0 | 0 | 0 | 0
PeakO | 0 | 0 | 0 | 0 | 0 | 0
ST | 0 | 0 | 0 | 0 | 0 | 0
STOG | 0 | 0 | 0 | 0 | 0 | 0
STWD | 0 | 0 | 0 | 0 | 0 | 0
WT | 0 | 0 | 0 | 0 | 0 | 0
IGCC | 0 | 0 | 0 | 0 | 0 | 0
DemandResponse | 0 | 0 | 0 | 0 | 0 | 0
IGCC-CCS | 0 | 0 | 0 | 0 | 0 | 0
WT_off | 0 | 0 | 0 | 0 | 0 | 0
PseudoUnit | 0 | 0 | 0 | 0 | 0 | 0
FixedInterchange | 0 | 0 | 0 | 0 | 0 | 0
Emission Cost by Reporting Type: MISO_MI
ReportingType | 2015 | 2020 | 2025 | 2030 | 2035 | 2040
BM | 0 | 0 | 0 | 0 | 0 | 0
CC | 0 | 0 | 0 | 0 | 0 | 0
CSP | 0 | 0 | 0 | 0 | 0 | 0
CT | 0 | 0 | 0 | 0 | 0 | 0
Coal | 0 | 0 | 0 | 0 | 0 | 0
Geo | 0 | 0 | 0 | 0 | 0 | 0
H | 0 | 0 | 0 | 0 | 0 | 0
LFG | 0 | 0 | 0 | 0 | 0 | 0
Nuc | 0 | 0 | 0 | 0 | 0 | 0
PS | 0 | 0 | 0 | 0 | 0 | 0
PV | 0 | 0 | 0 | 0 | 0 | 0
PeakG | 0 | 0 | 0 | 0 | 0 | 0
PeakO | 0 | 0 | 0 | 0 | 0 | 0
ST | 0 | 0 | 0 | 0 | 0 | 0
STOG | 0 | 0 | 0 | 0 | 0 | 0
STWD | 0 | 0 | 0 | 0 | 0 | 0
WT | 0 | 0 | 0 | 0 | 0 | 0
IGCC | 0 | 0 | 0 | 0 | 0 | 0
DemandResponse | 0 | 0 | 0 | 0 | 0 | 0
IGCC-CCS | 0 | 0 | 0 | 0 | 0 | 0
WT_off | 0 | 0 | 0 | 0 | 0 | 0
PseudoUnit | 0 | 0 | 0 | 0 | 0 | 0
FixedInterchange | 0 | 0 | 0 | 0 | 0 | 0
Emission Cost by Reporting Type: MISO_MO-IL
ReportingType | 2015 | 2020 | 2025 | 2030 | 2035 | 2040
BM | 0 | 0 | 0 | 0 | 0 | 0
CC | 0 | 0 | 0 | 0 | 0 | 0
CSP | 0 | 0 | 0 | 0 | 0 | 0
CT | 0 | 0 | 0 | 0 | 0 | 0
Coal | 0 | 0 | 0 | 0 | 0 | 0
Geo | 0 | 0 | 0 | 0 | 0 | 0
H | 0 | 0 | 0 | 0 | 0 | 0
LFG | 0 | 0 | 0 | 0 | 0 | 0
Nuc | 0 | 0 | 0 | 0 | 0 | 0
PS | 0 | 0 | 0 | 0 | 0 | 0
PV | 0 | 0 | 0 | 0 | 0 | 0
PeakG | 0 | 0 | 0 | 0 | 0 | 0
PeakO | 0 | 0 | 0 | 0 | 0 | 0
ST | 0 | 0 | 0 | 0 | 0 | 0
STOG | 0 | 0 | 0 | 0 | 0 | 0
STWD | 0 | 0 | 0 | 0 | 0 | 0
WT | 0 | 0 | 0 | 0 | 0 | 0
IGCC | 0 | 0 | 0 | 0 | 0 | 0
DemandResponse | 0 | 0 | 0 | 0 | 0 | 0
IGCC-CCS | 0 | 0 | 0 | 0 | 0 | 0
WT_off | 0 | 0 | 0 | 0 | 0 | 0
PseudoUnit | 0 | 0 | 0 | 0 | 0 | 0
FixedInterchange | 0 | 0 | 0 | 0 | 0 | 0
Emission Cost by Reporting Type: MISO_W
ReportingType | 2015 | 2020 | 2025 | 2030 | 2035 | 2040
BM | 0 | 0 | 0 | 0 | 0 | 0
CC | 0 | 0 | 0 | 0 | 0 | 0
CSP | 0 | 0 | 0 | 0 | 0 | 0
CT | 0 | 0 | 0 | 0 | 0 | 0
Coal | 0 | 0 | 0 | 0 | 0 | 0
Geo | 0 | 0 | 0 | 0 | 0 | 0
H | 0 | 0 | 0 | 0 | 0 | 0
LFG | 0 | 0 | 0 | 0 | 0 | 0
Nuc | 0 | 0 | 0 | 0 | 0 | 0
PS | 0 | 0 | 0 | 0 | 0 | 0
PV | 0 | 0 | 0 | 0 | 0 | 0
PeakG | 0 | 0 | 0 | 0 | 0 | 0
PeakO | 0 | 0 | 0 | 0 | 0 | 0
ST | 0 | 0 | 0 | 0 | 0 | 0
STOG | 0 | 0 | 0 | 0 | 0 | 0
STWD | 0 | 0 | 0 | 0 | 0 | 0
WT | 0 | 0 | 0 | 0 | 0 | 0
IGCC | 0 | 0 | 0 | 0 | 0 | 0
DemandResponse | 0 | 0 | 0 | 0 | 0 | 0
IGCC-CCS | 0 | 0 | 0 | 0 | 0 | 0
WT_off | 0 | 0 | 0 | 0 | 0 | 0
PseudoUnit | 0 | 0 | 0 | 0 | 0 | 0
FixedInterchange | 0 | 0 | 0 | 0 | 0 | 0
Emission Cost by Reporting Type: MISO_WUMS
ReportingType | 2015 | 2020 | 2025 | 2030 | 2035 | 2040
BM | 0 | 0 | 0 | 0 | 0 | 0
CC | 0 | 0 | 0 | 0 | 0 | 0
CSP | 0 | 0 | 0 | 0 | 0 | 0
CT | 0 | 0 | 0 | 0 | 0 | 0
Coal | 0 | 0 | 0 | 0 | 0 | 0
Geo | 0 | 0 | 0 | 0 | 0 | 0
H | 0 | 0 | 0 | 0 | 0 | 0
LFG | 0 | 0 | 0 | 0 | 0 | 0
Nuc | 0 | 0 | 0 | 0 | 0 | 0
PS | 0 | 0 | 0 | 0 | 0 | 0
PV | 0 | 0 | 0 | 0 | 0 | 0
PeakG | 0 | 0 | 0 | 0 | 0 | 0
PeakO | 0 | 0 | 0 | 0 | 0 | 0
ST | 0 | 0 | 0 | 0 | 0 | 0
STOG | 0 | 0 | 0 | 0 | 0 | 0
STWD | 0 | 0 | 0 | 0 | 0 | 0
WT | 0 | 0 | 0 | 0 | 0 | 0
IGCC | 0 | 0 | 0 | 0 | 0 | 0
DemandResponse | 0 | 0 | 0 | 0 | 0 | 0
IGCC-CCS | 0 | 0 | 0 | 0 | 0 | 0
WT_off | 0 | 0 | 0 | 0 | 0 | 0
PseudoUnit | 0 | 0 | 0 | 0 | 0 | 0
FixedInterchange | 0 | 0 | 0 | 0 | 0 | 0
Emission Cost by Reporting Type: Nebraska
ReportingType | 2015 | 2020 | 2025 | 2030 | 2035 | 2040
BM | 0 | 0 | 0 | 0 | 0 | 0
CC | 0 | 0 | 0 | 0 | 0 | 0
CSP | 0 | 0 | 0 | 0 | 0 | 0
CT | 0 | 0 | 0 | 0 | 0 | 0
Coal | 0 | 0 | 0 | 0 | 0 | 0
Geo | 0 | 0 | 0 | 0 | 0 | 0
H | 0 | 0 | 0 | 0 | 0 | 0
LFG | 0 | 0 | 0 | 0 | 0 | 0
Nuc | 0 | 0 | 0 | 0 | 0 | 0
PS | 0 | 0 | 0 | 0 | 0 | 0
PV | 0 | 0 | 0 | 0 | 0 | 0
PeakG | 0 | 0 | 0 | 0 | 0 | 0
PeakO | 0 | 0 | 0 | 0 | 0 | 0
ST | 0 | 0 | 0 | 0 | 0 | 0
STOG | 0 | 0 | 0 | 0 | 0 | 0
STWD | 0 | 0 | 0 | 0 | 0 | 0
WT | 0 | 0 | 0 | 0 | 0 | 0
IGCC | 0 | 0 | 0 | 0 | 0 | 0
DemandResponse | 0 | 0 | 0 | 0 | 0 | 0
IGCC-CCS | 0 | 0 | 0 | 0 | 0 | 0
WT_off | 0 | 0 | 0 | 0 | 0 | 0
PseudoUnit | 0 | 0 | 0 | 0 | 0 | 0
FixedInterchange | 0 | 0 | 0 | 0 | 0 | 0
Emission Cost by Reporting Type: NEISO
ReportingType | 2015 | 2020 | 2025 | 2030 | 2035 | 2040
BM | 0 | 0 | 0 | 0 | 0 | 0
CC | 0 | 0 | 0 | 0 | 0 | 0
CSP | 0 | 0 | 0 | 0 | 0 | 0
CT | 0 | 0 | 0 | 0 | 0 | 0
Coal | 0 | 0 | 0 | 0 | 0 | 0
Geo | 0 | 0 | 0 | 0 | 0 | 0
H | 0 | 0 | 0 | 0 | 0 | 0
LFG | 0 | 0 | 0 | 0 | 0 | 0
Nuc | 0 | 0 | 0 | 0 | 0 | 0
PS | 0 | 0 | 0 | 0 | 0 | 0
PV | 0 | 0 | 0 | 0 | 0 | 0
PeakG | 0 | 0 | 0 | 0 | 0 | 0
PeakO | 0 | 0 | 0 | 0 | 0 | 0
ST | 0 | 0 | 0 | 0 | 0 | 0
STOG | 0 | 0 | 0 | 0 | 0 | 0
STWD | 0 | 0 | 0 | 0 | 0 | 0
WT | 0 | 0 | 0 | 0 | 0 | 0
IGCC | 0 | 0 | 0 | 0 | 0 | 0
DemandResponse | 0 | 0 | 0 | 0 | 0 | 0
IGCC-CCS | 0 | 0 | 0 | 0 | 0 | 0
WT_off | 0 | 0 | 0 | 0 | 0 | 0
PseudoUnit | 0 | 0 | 0 | 0 | 0 | 0
FixedInterchange | 0 | 0 | 0 | 0 | 0 | 0
Emission Cost by Reporting Type: NonRTO_Midwest
ReportingType | 2015 | 2020 | 2025 | 2030 | 2035 | 2040
BM | 0 | 0 | 0 | 0 | 0 | 0
CC | 0 | 0 | 0 | 0 | 0 | 0
CSP | 0 | 0 | 0 | 0 | 0 | 0
CT | 0 | 0 | 0 | 0 | 0 | 0
Coal | 0 | 0 | 0 | 0 | 0 | 0
Geo | 0 | 0 | 0 | 0 | 0 | 0
H | 0 | 0 | 0 | 0 | 0 | 0
LFG | 0 | 0 | 0 | 0 | 0 | 0
Nuc | 0 | 0 | 0 | 0 | 0 | 0
PS | 0 | 0 | 0 | 0 | 0 | 0
PV | 0 | 0 | 0 | 0 | 0 | 0
PeakG | 0 | 0 | 0 | 0 | 0 | 0
PeakO | 0 | 0 | 0 | 0 | 0 | 0
ST | 0 | 0 | 0 | 0 | 0 | 0
STOG | 0 | 0 | 0 | 0 | 0 | 0
STWD | 0 | 0 | 0 | 0 | 0 | 0
WT | 0 | 0 | 0 | 0 | 0 | 0
IGCC | 0 | 0 | 0 | 0 | 0 | 0
DemandResponse | 0 | 0 | 0 | 0 | 0 | 0
IGCC-CCS | 0 | 0 | 0 | 0 | 0 | 0
WT_off | 0 | 0 | 0 | 0 | 0 | 0
PseudoUnit | 0 | 0 | 0 | 0 | 0 | 0
FixedInterchange | 0 | 0 | 0 | 0 | 0 | 0
Emission Cost by Reporting Type: NYISO_A-F
ReportingType | 2015 | 2020 | 2025 | 2030 | 2035 | 2040
BM | 0 | 0 | 0 | 0 | 0 | 0
CC | 0 | 0 | 0 | 0 | 0 | 0
CSP | 0 | 0 | 0 | 0 | 0 | 0
CT | 0 | 0 | 0 | 0 | 0 | 0
Coal | 0 | 0 | 0 | 0 | 0 | 0
Geo | 0 | 0 | 0 | 0 | 0 | 0
H | 0 | 0 | 0 | 0 | 0 | 0
LFG | 0 | 0 | 0 | 0 | 0 | 0
Nuc | 0 | 0 | 0 | 0 | 0 | 0
PS | 0 | 0 | 0 | 0 | 0 | 0
PV | 0 | 0 | 0 | 0 | 0 | 0
PeakG | 0 | 0 | 0 | 0 | 0 | 0
PeakO | 0 | 0 | 0 | 0 | 0 | 0
ST | 0 | 0 | 0 | 0 | 0 | 0
STOG | 0 | 0 | 0 | 0 | 0 | 0
STWD | 0 | 0 | 0 | 0 | 0 | 0
WT | 0 | 0 | 0 | 0 | 0 | 0
IGCC | 0 | 0 | 0 | 0 | 0 | 0
DemandResponse | 0 | 0 | 0 | 0 | 0 | 0
IGCC-CCS | 0 | 0 | 0 | 0 | 0 | 0
WT_off | 0 | 0 | 0 | 0 | 0 | 0
PseudoUnit | 0 | 0 | 0 | 0 | 0 | 0
FixedInterchange | 0 | 0 | 0 | 0 | 0 | 0
Emission Cost by Reporting Type: NYISO_G-I
ReportingType | 2015 | 2020 | 2025 | 2030 | 2035 | 2040
BM | 0 | 0 | 0 | 0 | 0 | 0
CC | 0 | 0 | 0 | 0 | 0 | 0
CSP | 0 | 0 | 0 | 0 | 0 | 0
CT | 0 | 0 | 0 | 0 | 0 | 0
Coal | 0 | 0 | 0 | 0 | 0 | 0
Geo | 0 | 0 | 0 | 0 | 0 | 0
H | 0 | 0 | 0 | 0 | 0 | 0
LFG | 0 | 0 | 0 | 0 | 0 | 0
Nuc | 0 | 0 | 0 | 0 | 0 | 0
PS | 0 | 0 | 0 | 0 | 0 | 0
PV | 0 | 0 | 0 | 0 | 0 | 0
PeakG | 0 | 0 | 0 | 0 | 0 | 0
PeakO | 0 | 0 | 0 | 0 | 0 | 0
ST | 0 | 0 | 0 | 0 | 0 | 0
STOG | 0 | 0 | 0 | 0 | 0 | 0
STWD | 0 | 0 | 0 | 0 | 0 | 0
WT | 0 | 0 | 0 | 0 | 0 | 0
IGCC | 0 | 0 | 0 | 0 | 0 | 0
DemandResponse | 0 | 0 | 0 | 0 | 0 | 0
IGCC-CCS | 0 | 0 | 0 | 0 | 0 | 0
WT_off | 0 | 0 | 0 | 0 | 0 | 0
PseudoUnit | 0 | 0 | 0 | 0 | 0 | 0
FixedInterchange | 0 | 0 | 0 | 0 | 0 | 0
Emission Cost by Reporting Type: NYISO_J-K
ReportingType | 2015 | 2020 | 2025 | 2030 | 2035 | 2040
BM | 0 | 0 | 0 | 0 | 0 | 0
CC | 0 | 0 | 0 | 0 | 0 | 0
CSP | 0 | 0 | 0 | 0 | 0 | 0
CT | 0 | 0 | 0 | 0 | 0 | 0
Coal | 0 | 0 | 0 | 0 | 0 | 0
Geo | 0 | 0 | 0 | 0 | 0 | 0
H | 0 | 0 | 0 | 0 | 0 | 0
LFG | 0 | 0 | 0 | 0 | 0 | 0
Nuc | 0 | 0 | 0 | 0 | 0 | 0
PS | 0 | 0 | 0 | 0 | 0 | 0
PV | 0 | 0 | 0 | 0 | 0 | 0
PeakG | 0 | 0 | 0 | 0 | 0 | 0
PeakO | 0 | 0 | 0 | 0 | 0 | 0
ST | 0 | 0 | 0 | 0 | 0 | 0
STOG | 0 | 0 | 0 | 0 | 0 | 0
STWD | 0 | 0 | 0 | 0 | 0 | 0
WT | 0 | 0 | 0 | 0 | 0 | 0
IGCC | 0 | 0 | 0 | 0 | 0 | 0
DemandResponse | 0 | 0 | 0 | 0 | 0 | 0
IGCC-CCS | 0 | 0 | 0 | 0 | 0 | 0
WT_off | 0 | 0 | 0 | 0 | 0 | 0
PseudoUnit | 0 | 0 | 0 | 0 | 0 | 0
FixedInterchange | 0 | 0 | 0 | 0 | 0 | 0
Emission Cost by Reporting Type: PJM_E
ReportingType | 2015 | 2020 | 2025 | 2030 | 2035 | 2040
BM | 0 | 0 | 0 | 0 | 0 | 0
CC | 0 | 0 | 0 | 0 | 0 | 0
CSP | 0 | 0 | 0 | 0 | 0 | 0
CT | 0 | 0 | 0 | 0 | 0 | 0
Coal | 0 | 0 | 0 | 0 | 0 | 0
Geo | 0 | 0 | 0 | 0 | 0 | 0
H | 0 | 0 | 0 | 0 | 0 | 0
LFG | 0 | 0 | 0 | 0 | 0 | 0
Nuc | 0 | 0 | 0 | 0 | 0 | 0
PS | 0 | 0 | 0 | 0 | 0 | 0
PV | 0 | 0 | 0 | 0 | 0 | 0
PeakG | 0 | 0 | 0 | 0 | 0 | 0
PeakO | 0 | 0 | 0 | 0 | 0 | 0
ST | 0 | 0 | 0 | 0 | 0 | 0
STOG | 0 | 0 | 0 | 0 | 0 | 0
STWD | 0 | 0 | 0 | 0 | 0 | 0
WT | 0 | 0 | 0 | 0 | 0 | 0
IGCC | 0 | 0 | 0 | 0 | 0 | 0
DemandResponse | 0 | 0 | 0 | 0 | 0 | 0
IGCC-CCS | 0 | 0 | 0 | 0 | 0 | 0
WT_off | 0 | 0 | 0 | 0 | 0 | 0
PseudoUnit | 0 | 0 | 0 | 0 | 0 | 0
FixedInterchange | 0 | 0 | 0 | 0 | 0 | 0
Emission Cost by Reporting Type: PJM_ROM
ReportingType | 2015 | 2020 | 2025 | 2030 | 2035 | 2040
BM | 0 | 0 | 0 | 0 | 0 | 0
CC | 0 | 0 | 0 | 0 | 0 | 0
CSP | 0 | 0 | 0 | 0 | 0 | 0
CT | 0 | 0 | 0 | 0 | 0 | 0
Coal | 0 | 0 | 0 | 0 | 0 | 0
Geo | 0 | 0 | 0 | 0 | 0 | 0
H | 0 | 0 | 0 | 0 | 0 | 0
LFG | 0 | 0 | 0 | 0 | 0 | 0
Nuc | 0 | 0 | 0 | 0 | 0 | 0
PS | 0 | 0 | 0 | 0 | 0 | 0
PV | 0 | 0 | 0 | 0 | 0 | 0
PeakG | 0 | 0 | 0 | 0 | 0 | 0
PeakO | 0 | 0 | 0 | 0 | 0 | 0
ST | 0 | 0 | 0 | 0 | 0 | 0
STOG | 0 | 0 | 0 | 0 | 0 | 0
STWD | 0 | 0 | 0 | 0 | 0 | 0
WT | 0 | 0 | 0 | 0 | 0 | 0
IGCC | 0 | 0 | 0 | 0 | 0 | 0
DemandResponse | 0 | 0 | 0 | 0 | 0 | 0
IGCC-CCS | 0 | 0 | 0 | 0 | 0 | 0
WT_off | 0 | 0 | 0 | 0 | 0 | 0
PseudoUnit | 0 | 0 | 0 | 0 | 0 | 0
FixedInterchange | 0 | 0 | 0 | 0 | 0 | 0
Emission Cost by Reporting Type: PJM_ROR
ReportingType | 2015 | 2020 | 2025 | 2030 | 2035 | 2040
BM | 0 | 0 | 0 | 0 | 0 | 0
CC | 0 | 0 | 0 | 0 | 0 | 0
CSP | 0 | 0 | 0 | 0 | 0 | 0
CT | 0 | 0 | 0 | 0 | 0 | 0
Coal | 0 | 0 | 0 | 0 | 0 | 0
Geo | 0 | 0 | 0 | 0 | 0 | 0
H | 0 | 0 | 0 | 0 | 0 | 0
LFG | 0 | 0 | 0 | 0 | 0 | 0
Nuc | 0 | 0 | 0 | 0 | 0 | 0
PS | 0 | 0 | 0 | 0 | 0 | 0
PV | 0 | 0 | 0 | 0 | 0 | 0
PeakG | 0 | 0 | 0 | 0 | 0 | 0
PeakO | 0 | 0 | 0 | 0 | 0 | 0
ST | 0 | 0 | 0 | 0 | 0 | 0
STOG | 0 | 0 | 0 | 0 | 0 | 0
STWD | 0 | 0 | 0 | 0 | 0 | 0
WT | 0 | 0 | 0 | 0 | 0 | 0
IGCC | 0 | 0 | 0 | 0 | 0 | 0
DemandResponse | 0 | 0 | 0 | 0 | 0 | 0
IGCC-CCS | 0 | 0 | 0 | 0 | 0 | 0
WT_off | 0 | 0 | 0 | 0 | 0 | 0
PseudoUnit | 0 | 0 | 0 | 0 | 0 | 0
FixedInterchange | 0 | 0 | 0 | 0 | 0 | 0
Emission Cost by Reporting Type: SOCO
ReportingType | 2015 | 2020 | 2025 | 2030 | 2035 | 2040
BM | 0 | 0 | 0 | 0 | 0 | 0
CC | 0 | 0 | 0 | 0 | 0 | 0
CSP | 0 | 0 | 0 | 0 | 0 | 0
CT | 0 | 0 | 0 | 0 | 0 | 0
Coal | 0 | 0 | 0 | 0 | 0 | 0
Geo | 0 | 0 | 0 | 0 | 0 | 0
H | 0 | 0 | 0 | 0 | 0 | 0
LFG | 0 | 0 | 0 | 0 | 0 | 0
Nuc | 0 | 0 | 0 | 0 | 0 | 0
PS | 0 | 0 | 0 | 0 | 0 | 0
PV | 0 | 0 | 0 | 0 | 0 | 0
PeakG | 0 | 0 | 0 | 0 | 0 | 0
PeakO | 0 | 0 | 0 | 0 | 0 | 0
ST | 0 | 0 | 0 | 0 | 0 | 0
STOG | 0 | 0 | 0 | 0 | 0 | 0
STWD | 0 | 0 | 0 | 0 | 0 | 0
WT | 0 | 0 | 0 | 0 | 0 | 0
IGCC | 0 | 0 | 0 | 0 | 0 | 0
DemandResponse | 0 | 0 | 0 | 0 | 0 | 0
IGCC-CCS | 0 | 0 | 0 | 0 | 0 | 0
WT_off | 0 | 0 | 0 | 0 | 0 | 0
PseudoUnit | 0 | 0 | 0 | 0 | 0 | 0
FixedInterchange | 0 | 0 | 0 | 0 | 0 | 0
Emission Cost by Reporting Type: SPP_N
ReportingType | 2015 | 2020 | 2025 | 2030 | 2035 | 2040
BM | 0 | 0 | 0 | 0 | 0 | 0
CC | 0 | 0 | 0 | 0 | 0 | 0
CSP | 0 | 0 | 0 | 0 | 0 | 0
CT | 0 | 0 | 0 | 0 | 0 | 0
Coal | 0 | 0 | 0 | 0 | 0 | 0
Geo | 0 | 0 | 0 | 0 | 0 | 0
H | 0 | 0 | 0 | 0 | 0 | 0
LFG | 0 | 0 | 0 | 0 | 0 | 0
Nuc | 0 | 0 | 0 | 0 | 0 | 0
PS | 0 | 0 | 0 | 0 | 0 | 0
PV | 0 | 0 | 0 | 0 | 0 | 0
PeakG | 0 | 0 | 0 | 0 | 0 | 0
PeakO | 0 | 0 | 0 | 0 | 0 | 0
ST | 0 | 0 | 0 | 0 | 0 | 0
STOG | 0 | 0 | 0 | 0 | 0 | 0
STWD | 0 | 0 | 0 | 0 | 0 | 0
WT | 0 | 0 | 0 | 0 | 0 | 0
IGCC | 0 | 0 | 0 | 0 | 0 | 0
DemandResponse | 0 | 0 | 0 | 0 | 0 | 0
IGCC-CCS | 0 | 0 | 0 | 0 | 0 | 0
WT_off | 0 | 0 | 0 | 0 | 0 | 0
PseudoUnit | 0 | 0 | 0 | 0 | 0 | 0
FixedInterchange | 0 | 0 | 0 | 0 | 0 | 0
Emission Cost by Reporting Type: SPP_S
ReportingType | 2015 | 2020 | 2025 | 2030 | 2035 | 2040
BM | 0 | 0 | 0 | 0 | 0 | 0
CC | 0 | 0 | 0 | 0 | 0 | 0
CSP | 0 | 0 | 0 | 0 | 0 | 0
CT | 0 | 0 | 0 | 0 | 0 | 0
Coal | 0 | 0 | 0 | 0 | 0 | 0
Geo | 0 | 0 | 0 | 0 | 0 | 0
H | 0 | 0 | 0 | 0 | 0 | 0
LFG | 0 | 0 | 0 | 0 | 0 | 0
Nuc | 0 | 0 | 0 | 0 | 0 | 0
PS | 0 | 0 | 0 | 0 | 0 | 0
PV | 0 | 0 | 0 | 0 | 0 | 0
PeakG | 0 | 0 | 0 | 0 | 0 | 0
PeakO | 0 | 0 | 0 | 0 | 0 | 0
ST | 0 | 0 | 0 | 0 | 0 | 0
STOG | 0 | 0 | 0 | 0 | 0 | 0
STWD | 0 | 0 | 0 | 0 | 0 | 0
WT | 0 | 0 | 0 | 0 | 0 | 0
IGCC | 0 | 0 | 0 | 0 | 0 | 0
DemandResponse | 0 | 0 | 0 | 0 | 0 | 0
IGCC-CCS | 0 | 0 | 0 | 0 | 0 | 0
WT_off | 0 | 0 | 0 | 0 | 0 | 0
PseudoUnit | 0 | 0 | 0 | 0 | 0 | 0
FixedInterchange | 0 | 0 | 0 | 0 | 0 | 0
Emission Cost by Reporting Type: TVA
ReportingType | 2015 | 2020 | 2025 | 2030 | 2035 | 2040
BM | 0 | 0 | 0 | 0 | 0 | 0
CC | 0 | 0 | 0 | 0 | 0 | 0
CSP | 0 | 0 | 0 | 0 | 0 | 0
CT | 0 | 0 | 0 | 0 | 0 | 0
Coal | 0 | 0 | 0 | 0 | 0 | 0
Geo | 0 | 0 | 0 | 0 | 0 | 0
H | 0 | 0 | 0 | 0 | 0 | 0
LFG | 0 | 0 | 0 | 0 | 0 | 0
Nuc | 0 | 0 | 0 | 0 | 0 | 0
PS | 0 | 0 | 0 | 0 | 0 | 0
PV | 0 | 0 | 0 | 0 | 0 | 0
PeakG | 0 | 0 | 0 | 0 | 0 | 0
PeakO | 0 | 0 | 0 | 0 | 0 | 0
ST | 0 | 0 | 0 | 0 | 0 | 0
STOG | 0 | 0 | 0 | 0 | 0 | 0
STWD | 0 | 0 | 0 | 0 | 0 | 0
WT | 0 | 0 | 0 | 0 | 0 | 0
IGCC | 0 | 0 | 0 | 0 | 0 | 0
DemandResponse | 0 | 0 | 0 | 0 | 0 | 0
IGCC-CCS | 0 | 0 | 0 | 0 | 0 | 0
WT_off | 0 | 0 | 0 | 0 | 0 | 0
PseudoUnit | 0 | 0 | 0 | 0 | 0 | 0
FixedInterchange | 0 | 0 | 0 | 0 | 0 | 0
Emission Cost by Reporting Type: TVA_Transmission
ReportingType | 2015 | 2020 | 2025 | 2030 | 2035 | 2040
BM | 0 | 0 | 0 | 0 | 0 | 0
CC | 0 | 0 | 0 | 0 | 0 | 0
CSP | 0 | 0 | 0 | 0 | 0 | 0
CT | 0 | 0 | 0 | 0 | 0 | 0
Coal | 0 | 0 | 0 | 0 | 0 | 0
Geo | 0 | 0 | 0 | 0 | 0 | 0
H | 0 | 0 | 0 | 0 | 0 | 0
LFG | 0 | 0 | 0 | 0 | 0 | 0
Nuc | 0 | 0 | 0 | 0 | 0 | 0
PS | 0 | 0 | 0 | 0 | 0 | 0
PV | 0 | 0 | 0 | 0 | 0 | 0
PeakG | 0 | 0 | 0 | 0 | 0 | 0
PeakO | 0 | 0 | 0 | 0 | 0 | 0
ST | 0 | 0 | 0 | 0 | 0 | 0
STOG | 0 | 0 | 0 | 0 | 0 | 0
STWD | 0 | 0 | 0 | 0 | 0 | 0
WT | 0 | 0 | 0 | 0 | 0 | 0
IGCC | 0 | 0 | 0 | 0 | 0 | 0
DemandResponse | 0 | 0 | 0 | 0 | 0 | 0
IGCC-CCS | 0 | 0 | 0 | 0 | 0 | 0
WT_off | 0 | 0 | 0 | 0 | 0 | 0
PseudoUnit | 0 | 0 | 0 | 0 | 0 | 0
FixedInterchange | 0 | 0 | 0 | 0 | 0 | 0
Emission Cost by Reporting Type: VACAR
ReportingType | 2015 | 2020 | 2025 | 2030 | 2035 | 2040
BM | 0 | 0 | 0 | 0 | 0 | 0
CC | 0 | 0 | 0 | 0 | 0 | 0
CSP | 0 | 0 | 0 | 0 | 0 | 0
CT | 0 | 0 | 0 | 0 | 0 | 0
Coal | 0 | 0 | 0 | 0 | 0 | 0
Geo | 0 | 0 | 0 | 0 | 0 | 0
H | 0 | 0 | 0 | 0 | 0 | 0
LFG | 0 | 0 | 0 | 0 | 0 | 0
Nuc | 0 | 0 | 0 | 0 | 0 | 0
PS | 0 | 0 | 0 | 0 | 0 | 0
PV | 0 | 0 | 0 | 0 | 0 | 0
PeakG | 0 | 0 | 0 | 0 | 0 | 0
PeakO | 0 | 0 | 0 | 0 | 0 | 0
ST | 0 | 0 | 0 | 0 | 0 | 0
STOG | 0 | 0 | 0 | 0 | 0 | 0
STWD | 0 | 0 | 0 | 0 | 0 | 0
WT | 0 | 0 | 0 | 0 | 0 | 0
IGCC | 0 | 0 | 0 | 0 | 0 | 0
DemandResponse | 0 | 0 | 0 | 0 | 0 | 0
IGCC-CCS | 0 | 0 | 0 | 0 | 0 | 0
WT_off | 0 | 0 | 0 | 0 | 0 | 0
PseudoUnit | 0 | 0 | 0 | 0 | 0 | 0
FixedInterchange | 0 | 0 | 0 | 0 | 0 | 0
Emission Cost by Reporting Type: IESO
ReportingType | 2015 | 2020 | 2025 | 2030 | 2035 | 2040
BM | 0 | 0 | 0 | 0 | 0 | 0
CC | 0 | 0 | 0 | 0 | 0 | 0
CSP | 0 | 0 | 0 | 0 | 0 | 0
CT | 0 | 0 | 0 | 0 | 0 | 0
Coal | 0 | 0 | 0 | 0 | 0 | 0
Geo | 0 | 0 | 0 | 0 | 0 | 0
H | 0 | 0 | 0 | 0 | 0 | 0
LFG | 0 | 0 | 0 | 0 | 0 | 0
Nuc | 0 | 0 | 0 | 0 | 0 | 0
PS | 0 | 0 | 0 | 0 | 0 | 0
PV | 0 | 0 | 0 | 0 | 0 | 0
PeakG | 0 | 0 | 0 | 0 | 0 | 0
PeakO | 0 | 0 | 0 | 0 | 0 | 0
ST | 0 | 0 | 0 | 0 | 0 | 0
STOG | 0 | 0 | 0 | 0 | 0 | 0
STWD | 0 | 0 | 0 | 0 | 0 | 0
WT | 0 | 0 | 0 | 0 | 0 | 0
IGCC | 0 | 0 | 0 | 0 | 0 | 0
DemandResponse | 0 | 0 | 0 | 0 | 0 | 0
IGCC-CCS | 0 | 0 | 0 | 0 | 0 | 0
WT_off | 0 | 0 | 0 | 0 | 0 | 0
PseudoUnit | 0 | 0 | 0 | 0 | 0 | 0
FixedInterchange | 0 | 0 | 0 | 0 | 0 | 0
Emission Cost by Reporting Type: MAPP_CA
ReportingType | 2015 | 2020 | 2025 | 2030 | 2035 | 2040
BM | 0 | 0 | 0 | 0 | 0 | 0
CC | 0 | 0 | 0 | 0 | 0 | 0
CSP | 0 | 0 | 0 | 0 | 0 | 0
CT | 0 | 0 | 0 | 0 | 0 | 0
Coal | 0 | 0 | 0 | 0 | 0 | 0
Geo | 0 | 0 | 0 | 0 | 0 | 0
H | 0 | 0 | 0 | 0 | 0 | 0
LFG | 0 | 0 | 0 | 0 | 0 | 0
Nuc | 0 | 0 | 0 | 0 | 0 | 0
PS | 0 | 0 | 0 | 0 | 0 | 0
PV | 0 | 0 | 0 | 0 | 0 | 0
PeakG | 0 | 0 | 0 | 0 | 0 | 0
PeakO | 0 | 0 | 0 | 0 | 0 | 0
ST | 0 | 0 | 0 | 0 | 0 | 0
STOG | 0 | 0 | 0 | 0 | 0 | 0
STWD | 0 | 0 | 0 | 0 | 0 | 0
WT | 0 | 0 | 0 | 0 | 0 | 0
IGCC | 0 | 0 | 0 | 0 | 0 | 0
DemandResponse | 0 | 0 | 0 | 0 | 0 | 0
IGCC-CCS | 0 | 0 | 0 | 0 | 0 | 0
WT_off | 0 | 0 | 0 | 0 | 0 | 0
PseudoUnit | 0 | 0 | 0 | 0 | 0 | 0
FixedInterchange | 0 | 0 | 0 | 0 | 0 | 0
Emission Cost by Reporting Type: AZ_NM_SNV_Coal
ReportingType | 2015 | 2020 | 2025 | 2030 | 2035 | 2040
BM | 0 | 0 | 0 | 0 | 0 | 0
CC | 0 | 0 | 0 | 0 | 0 | 0
CSP | 0 | 0 | 0 | 0 | 0 | 0
CT | 0 | 0 | 0 | 0 | 0 | 0
Coal | 0 | 0 | 0 | 0 | 0 | 0
Geo | 0 | 0 | 0 | 0 | 0 | 0
H | 0 | 0 | 0 | 0 | 0 | 0
LFG | 0 | 0 | 0 | 0 | 0 | 0
Nuc | 0 | 0 | 0 | 0 | 0 | 0
PS | 0 | 0 | 0 | 0 | 0 | 0
PV | 0 | 0 | 0 | 0 | 0 | 0
PeakG | 0 | 0 | 0 | 0 | 0 | 0
PeakO | 0 | 0 | 0 | 0 | 0 | 0
ST | 0 | 0 | 0 | 0 | 0 | 0
STOG | 0 | 0 | 0 | 0 | 0 | 0
STWD | 0 | 0 | 0 | 0 | 0 | 0
WT | 0 | 0 | 0 | 0 | 0 | 0
IGCC | 0 | 0 | 0 | 0 | 0 | 0
DemandResponse | 0 | 0 | 0 | 0 | 0 | 0
IGCC-CCS | 0 | 0 | 0 | 0 | 0 | 0
WT_off | 0 | 0 | 0 | 0 | 0 | 0
PseudoUnit | 0 | 0 | 0 | 0 | 0 | 0
FixedInterchange | 0 | 0 | 0 | 0 | 0 | 0
Emission Cost by Reporting Type: AZ_NM_SNV_Gas
ReportingType | 2015 | 2020 | 2025 | 2030 | 2035 | 2040
BM | 0 | 0 | 0 | 0 | 0 | 0
CC | 0 | 0 | 0 | 0 | 0 | 0
CSP | 0 | 0 | 0 | 0 | 0 | 0
CT | 0 | 0 | 0 | 0 | 0 | 0
Coal | 0 | 0 | 0 | 0 | 0 | 0
Geo | 0 | 0 | 0 | 0 | 0 | 0
H | 0 | 0 | 0 | 0 | 0 | 0
LFG | 0 | 0 | 0 | 0 | 0 | 0
Nuc | 0 | 0 | 0 | 0 | 0 | 0
PS | 0 | 0 | 0 | 0 | 0 | 0
PV | 0 | 0 | 0 | 0 | 0 | 0
PeakG | 0 | 0 | 0 | 0 | 0 | 0
PeakO | 0 | 0 | 0 | 0 | 0 | 0
ST | 0 | 0 | 0 | 0 | 0 | 0
STOG | 0 | 0 | 0 | 0 | 0 | 0
STWD | 0 | 0 | 0 | 0 | 0 | 0
WT | 0 | 0 | 0 | 0 | 0 | 0
IGCC | 0 | 0 | 0 | 0 | 0 | 0
DemandResponse | 0 | 0 | 0 | 0 | 0 | 0
IGCC-CCS | 0 | 0 | 0 | 0 | 0 | 0
WT_off | 0 | 0 | 0 | 0 | 0 | 0
PseudoUnit | 0 | 0 | 0 | 0 | 0 | 0
FixedInterchange | 0 | 0 | 0 | 0 | 0 | 0
Emission Cost by Reporting Type: AZ_NM_SNV_NucRenew
ReportingType | 2015 | 2020 | 2025 | 2030 | 2035 | 2040
BM | 0 | 0 | 0 | 0 | 0 | 0
CC | 0 | 0 | 0 | 0 | 0 | 0
CSP | 0 | 0 | 0 | 0 | 0 | 0
CT | 0 | 0 | 0 | 0 | 0 | 0
Coal | 0 | 0 | 0 | 0 | 0 | 0
Geo | 0 | 0 | 0 | 0 | 0 | 0
H | 0 | 0 | 0 | 0 | 0 | 0
LFG | 0 | 0 | 0 | 0 | 0 | 0
Nuc | 0 | 0 | 0 | 0 | 0 | 0
PS | 0 | 0 | 0 | 0 | 0 | 0
PV | 0 | 0 | 0 | 0 | 0 | 0
PeakG | 0 | 0 | 0 | 0 | 0 | 0
PeakO | 0 | 0 | 0 | 0 | 0 | 0
ST | 0 | 0 | 0 | 0 | 0 | 0
STOG | 0 | 0 | 0 | 0 | 0 | 0
STWD | 0 | 0 | 0 | 0 | 0 | 0
WT | 0 | 0 | 0 | 0 | 0 | 0
IGCC | 0 | 0 | 0 | 0 | 0 | 0
DemandResponse | 0 | 0 | 0 | 0 | 0 | 0
IGCC-CCS | 0 | 0 | 0 | 0 | 0 | 0
WT_off | 0 | 0 | 0 | 0 | 0 | 0
PseudoUnit | 0 | 0 | 0 | 0 | 0 | 0
FixedInterchange | 0 | 0 | 0 | 0 | 0 | 0
Emission Cost by Reporting Type: ERCOT
ReportingType | 2015 | 2020 | 2025 | 2030 | 2035 | 2040
BM | 0 | 0 | 0 | 0 | 0 | 0
CC | 0 | 0 | 0 | 0 | 0 | 0
CSP | 0 | 0 | 0 | 0 | 0 | 0
CT | 0 | 0 | 0 | 0 | 0 | 0
Coal | 0 | 0 | 0 | 0 | 0 | 0
Geo | 0 | 0 | 0 | 0 | 0 | 0
H | 0 | 0 | 0 | 0 | 0 | 0
LFG | 0 | 0 | 0 | 0 | 0 | 0
Nuc | 0 | 0 | 0 | 0 | 0 | 0
PS | 0 | 0 | 0 | 0 | 0 | 0
PV | 0 | 0 | 0 | 0 | 0 | 0
PeakG | 0 | 0 | 0 | 0 | 0 | 0
PeakO | 0 | 0 | 0 | 0 | 0 | 0
ST | 0 | 0 | 0 | 0 | 0 | 0
STOG | 0 | 0 | 0 | 0 | 0 | 0
STWD | 0 | 0 | 0 | 0 | 0 | 0
WT | 0 | 0 | 0 | 0 | 0 | 0
IGCC | 0 | 0 | 0 | 0 | 0 | 0
DemandResponse | 0 | 0 | 0 | 0 | 0 | 0
IGCC-CCS | 0 | 0 | 0 | 0 | 0 | 0
WT_off | 0 | 0 | 0 | 0 | 0 | 0
PseudoUnit | 0 | 0 | 0 | 0 | 0 | 0
FixedInterchange | 0 | 0 | 0 | 0 | 0 | 0
Emission Cost by Reporting Type: NP15
ReportingType | 2015 | 2020 | 2025 | 2030 | 2035 | 2040
BM | 0 | 0 | 0 | 0 | 0 | 0
CC | 253.55 | 344.07 | 324.56 | 324.1 | 223.61 | 128.63
CSP | 0 | 0 | 0 | 0 | 0 | 0
CT | 0 | 0 | 0 | 0 | 0 | 0
Coal | 4.6 | 0 | 0 | 0 | 0 | 0
Geo | 0 | 0 | 0 | 0 | 0 | 0
H | 0 | 0 | 0 | 0 | 0 | 0
LFG | 0 | 0 | 0 | 0 | 0 | 0
Nuc | 0 | 0 | 0 | 0 | 0 | 0
PS | 0 | 0 | 0 | 0 | 0 | 0
PV | 0 | 0 | 0 | 0 | 0 | 0
PeakG | 0 | 0 | 0 | 0 | 0 | 0.43
PeakO | 0 | 0 | 0 | 0 | 0 | 0
ST | 0 | 0 | 0 | 0 | 0 | 0
STOG | 1.31 | 2.63 | 1.18 | 2.93 | 2.31 | 5.37
STWD | 0 | 0 | 0 | 0 | 0 | 0
WT | 0 | 0 | 0 | 0 | 0 | 0
IGCC | 0 | 0 | 0 | 0 | 0 | 0
DemandResponse | 0 | 0 | 0 | 0 | 0 | 0
IGCC-CCS | 0 | 0 | 0 | 0 | 0 | 0
WT_off | 0 | 0 | 0 | 0 | 0 | 0
PseudoUnit | 0 | 0 | 0 | 0 | 0 | 0
FixedInterchange | 0 | 0 | 0 | 0 | 0 | 0
Emission Cost by Reporting Type: NWPP_Coal
ReportingType | 2015 | 2020 | 2025 | 2030 | 2035 | 2040
BM | 0 | 0 | 0 | 0 | 0 | 0
CC | 0 | 0 | 0 | 0 | 0 | 0
CSP | 0 | 0 | 0 | 0 | 0 | 0
CT | 0 | 0 | 0 | 0 | 0 | 0
Coal | 0 | 0 | 0 | 0 | 0 | 0
Geo | 0 | 0 | 0 | 0 | 0 | 0
H | 0 | 0 | 0 | 0 | 0 | 0
LFG | 0 | 0 | 0 | 0 | 0 | 0
Nuc | 0 | 0 | 0 | 0 | 0 | 0
PS | 0 | 0 | 0 | 0 | 0 | 0
PV | 0 | 0 | 0 | 0 | 0 | 0
PeakG | 0 | 0 | 0 | 0 | 0 | 0
PeakO | 0 | 0 | 0 | 0 | 0 | 0
ST | 0 | 0 | 0 | 0 | 0 | 0
STOG | 0 | 0 | 0 | 0 | 0 | 0
STWD | 0 | 0 | 0 | 0 | 0 | 0
WT | 0 | 0 | 0 | 0 | 0 | 0
IGCC | 0 | 0 | 0 | 0 | 0 | 0
DemandResponse | 0 | 0 | 0 | 0 | 0 | 0
IGCC-CCS | 0 | 0 | 0 | 0 | 0 | 0
WT_off | 0 | 0 | 0 | 0 | 0 | 0
PseudoUnit | 0 | 0 | 0 | 0 | 0 | 0
FixedInterchange | 0 | 0 | 0 | 0 | 0 | 0
Emission Cost by Reporting Type: NWPP_Gas
ReportingType | 2015 | 2020 | 2025 | 2030 | 2035 | 2040
BM | 0 | 0 | 0 | 0 | 0 | 0
CC | 0 | 0 | 0 | 0 | 0 | 0
CSP | 0 | 0 | 0 | 0 | 0 | 0
CT | 0 | 0 | 0 | 0 | 0 | 0
Coal | 0 | 0 | 0 | 0 | 0 | 0
Geo | 0 | 0 | 0 | 0 | 0 | 0
H | 0 | 0 | 0 | 0 | 0 | 0
LFG | 0 | 0 | 0 | 0 | 0 | 0
Nuc | 0 | 0 | 0 | 0 | 0 | 0
PS | 0 | 0 | 0 | 0 | 0 | 0
PV | 0 | 0 | 0 | 0 | 0 | 0
PeakG | 0 | 0 | 0 | 0 | 0 | 0
PeakO | 0 | 0 | 0 | 0 | 0 | 0
ST | 0 | 0 | 0 | 0 | 0 | 0
STOG | 0 | 0 | 0 | 0 | 0 | 0
STWD | 0 | 0 | 0 | 0 | 0 | 0
WT | 0 | 0 | 0 | 0 | 0 | 0
IGCC | 0 | 0 | 0 | 0 | 0 | 0
DemandResponse | 0 | 0 | 0 | 0 | 0 | 0
IGCC-CCS | 0 | 0 | 0 | 0 | 0 | 0
WT_off | 0 | 0 | 0 | 0 | 0 | 0
PseudoUnit | 0 | 0 | 0 | 0 | 0 | 0
FixedInterchange | 0 | 0 | 0 | 0 | 0 | 0
Emission Cost by Reporting Type: NWPP_NucRenew
ReportingType | 2015 | 2020 | 2025 | 2030 | 2035 | 2040
BM | 0 | 0 | 0 | 0 | 0 | 0
CC | 0 | 0 | 0 | 0 | 0 | 0
CSP | 0 | 0 | 0 | 0 | 0 | 0
CT | 0 | 0 | 0 | 0 | 0 | 0
Coal | 0 | 0 | 0 | 0 | 0 | 0
Geo | 0 | 0 | 0 | 0 | 0 | 0
H | 0 | 0 | 0 | 0 | 0 | 0
LFG | 0 | 0 | 0 | 0 | 0 | 0
Nuc | 0 | 0 | 0 | 0 | 0 | 0
PS | 0 | 0 | 0 | 0 | 0 | 0
PV | 0 | 0 | 0 | 0 | 0 | 0
PeakG | 0 | 0 | 0 | 0 | 0 | 0
PeakO | 0 | 0 | 0 | 0 | 0 | 0
ST | 0 | 0 | 0 | 0 | 0 | 0
STOG | 0 | 0 | 0 | 0 | 0 | 0
STWD | 0 | 0 | 0 | 0 | 0 | 0
WT | 0 | 0 | 0 | 0 | 0 | 0
IGCC | 0 | 0 | 0 | 0 | 0 | 0
DemandResponse | 0 | 0 | 0 | 0 | 0 | 0
IGCC-CCS | 0 | 0 | 0 | 0 | 0 | 0
WT_off | 0 | 0 | 0 | 0 | 0 | 0
PseudoUnit | 0 | 0 | 0 | 0 | 0 | 0
FixedInterchange | 0 | 0 | 0 | 0 | 0 | 0
Emission Cost by Reporting Type: RMPA
ReportingType | 2015 | 2020 | 2025 | 2030 | 2035 | 2040
BM | 0 | 0 | 0 | 0 | 0 | 0
CC | 0 | 0 | 0 | 0 | 0 | 0
CSP | 0 | 0 | 0 | 0 | 0 | 0
CT | 0 | 0 | 0 | 0 | 0 | 0
Coal | 0 | 0 | 0 | 0 | 0 | 0
Geo | 0 | 0 | 0 | 0 | 0 | 0
H | 0 | 0 | 0 | 0 | 0 | 0
LFG | 0 | 0 | 0 | 0 | 0 | 0
Nuc | 0 | 0 | 0 | 0 | 0 | 0
PS | 0 | 0 | 0 | 0 | 0 | 0
PV | 0 | 0 | 0 | 0 | 0 | 0
PeakG | 0 | 0 | 0 | 0 | 0 | 0
PeakO | 0 | 0 | 0 | 0 | 0 | 0
ST | 0 | 0 | 0 | 0 | 0 | 0
STOG | 0 | 0 | 0 | 0 | 0 | 0
STWD | 0 | 0 | 0 | 0 | 0 | 0
WT | 0 | 0 | 0 | 0 | 0 | 0
IGCC | 0 | 0 | 0 | 0 | 0 | 0
DemandResponse | 0 | 0 | 0 | 0 | 0 | 0
IGCC-CCS | 0 | 0 | 0 | 0 | 0 | 0
WT_off | 0 | 0 | 0 | 0 | 0 | 0
PseudoUnit | 0 | 0 | 0 | 0 | 0 | 0
FixedInterchange | 0 | 0 | 0 | 0 | 0 | 0
Emission Cost by Reporting Type: SP15
ReportingType | 2015 | 2020 | 2025 | 2030 | 2035 | 2040
BM | 0 | 0 | 0 | 0 | 0 | 0
CC | 175.64 | 221.33 | 252.02 | 284.42 | 328.49 | 234.84
CSP | 0 | 0 | 0 | 0 | 0 | 0
CT | 0 | 0 | 0 | 0 | 0 | 0
Coal | 15.51 | 19.79 | 25.26 | 19.79 | 0 | 0
Geo | 0 | 0 | 0 | 0 | 0 | 0
H | 0 | 0 | 0 | 0 | 0 | 0
LFG | 0 | 0 | 0 | 0 | 0 | 0
Nuc | 0 | 0 | 0 | 0 | 0 | 0
PS | 0 | 0 | 0 | 0 | 0 | 0
PV | 0 | 0 | 0 | 0 | 0 | 0
PeakG | 0 | 0 | 0 | 0 | 0.13 | 0
PeakO | 0 | 0 | 0 | 0 | 0 | 0
ST | 0 | 0 | 0 | 0 | 0 | 0
STOG | 2.34 | 4.25 | 4.47 | 8.71 | 22.65 | 22.32
STWD | 0 | 0 | 0 | 0 | 0 | 0
WT | 0 | 0 | 0 | 0 | 0 | 0
IGCC | 0 | 0 | 0 | 0 | 0 | 0
DemandResponse | 0 | 0 | 0 | 0 | 0 | 0
IGCC-CCS | 0 | 0 | 0 | 0 | 0 | 0
WT_off | 0 | 0 | 0 | 0 | 0 | 0
PseudoUnit | 0 | 0 | 0 | 0 | 0 | 0
FixedInterchange | 0 | 0 | 0 | 0 | 0 | 0
Emission Cost by Reporting Type: ALB
ReportingType | 2015 | 2020 | 2025 | 2030 | 2035 | 2040
BM | 0 | 0 | 0 | 0 | 0 | 0
CC | 0 | 0 | 0 | 0 | 0 | 0
CSP | 0 | 0 | 0 | 0 | 0 | 0
CT | 0 | 0 | 0 | 0 | 0 | 0
Coal | 0 | 0 | 0 | 0 | 0 | 0
Geo | 0 | 0 | 0 | 0 | 0 | 0
H | 0 | 0 | 0 | 0 | 0 | 0
LFG | 0 | 0 | 0 | 0 | 0 | 0
Nuc | 0 | 0 | 0 | 0 | 0 | 0
PS | 0 | 0 | 0 | 0 | 0 | 0
PV | 0 | 0 | 0 | 0 | 0 | 0
PeakG | 0 | 0 | 0 | 0 | 0 | 0
PeakO | 0 | 0 | 0 | 0 | 0 | 0
ST | 0 | 0 | 0 | 0 | 0 | 0
STOG | 0 | 0 | 0 | 0 | 0 | 0
STWD | 0 | 0 | 0 | 0 | 0 | 0
WT | 0 | 0 | 0 | 0 | 0 | 0
IGCC | 0 | 0 | 0 | 0 | 0 | 0
DemandResponse | 0 | 0 | 0 | 0 | 0 | 0
IGCC-CCS | 0 | 0 | 0 | 0 | 0 | 0
WT_off | 0 | 0 | 0 | 0 | 0 | 0
PseudoUnit | 0 | 0 | 0 | 0 | 0 | 0
FixedInterchange | 0 | 0 | 0 | 0 | 0 | 0
Emission Cost by Reporting Type: BC
ReportingType | 2015 | 2020 | 2025 | 2030 | 2035 | 2040
BM | 0 | 0 | 0 | 0 | 0 | 0
CC | 0 | 0 | 0 | 0 | 0 | 0
CSP | 0 | 0 | 0 | 0 | 0 | 0
CT | 0 | 0 | 0 | 0 | 0 | 0
Coal | 0 | 0 | 0 | 0 | 0 | 0
Geo | 0 | 0 | 0 | 0 | 0 | 0
H | 0 | 0 | 0 | 0 | 0 | 0
LFG | 0 | 0 | 0 | 0 | 0 | 0
Nuc | 0 | 0 | 0 | 0 | 0 | 0
PS | 0 | 0 | 0 | 0 | 0 | 0
PV | 0 | 0 | 0 | 0 | 0 | 0
PeakG | 0 | 0 | 0 | 0 | 0 | 0
PeakO | 0 | 0 | 0 | 0 | 0 | 0
ST | 0 | 0 | 0 | 0 | 0 | 0
STOG | 0 | 0 | 0 | 0 | 0 | 0
STWD | 0 | 0 | 0 | 0 | 0 | 0
WT | 0 | 0 | 0 | 0 | 0 | 0
IGCC | 0 | 0 | 0 | 0 | 0 | 0
DemandResponse | 0 | 0 | 0 | 0 | 0 | 0
IGCC-CCS | 0 | 0 | 0 | 0 | 0 | 0
WT_off | 0 | 0 | 0 | 0 | 0 | 0
PseudoUnit | 0 | 0 | 0 | 0 | 0 | 0
FixedInterchange | 0 | 0 | 0 | 0 | 0 | 0
Emission Cost by Reporting Type: HQ_IESO
ReportingType | 2015 | 2020 | 2025 | 2030 | 2035 | 2040
BM | 0 | 0 | 0 | 0 | 0 | 0
CC | 0 | 0 | 0 | 0 | 0 | 0
CSP | 0 | 0 | 0 | 0 | 0 | 0
CT | 0 | 0 | 0 | 0 | 0 | 0
Coal | 0 | 0 | 0 | 0 | 0 | 0
Geo | 0 | 0 | 0 | 0 | 0 | 0
H | 0 | 0 | 0 | 0 | 0 | 0
LFG | 0 | 0 | 0 | 0 | 0 | 0
Nuc | 0 | 0 | 0 | 0 | 0 | 0
PS | 0 | 0 | 0 | 0 | 0 | 0
PV | 0 | 0 | 0 | 0 | 0 | 0
PeakG | 0 | 0 | 0 | 0 | 0 | 0
PeakO | 0 | 0 | 0 | 0 | 0 | 0
ST | 0 | 0 | 0 | 0 | 0 | 0
STOG | 0 | 0 | 0 | 0 | 0 | 0
STWD | 0 | 0 | 0 | 0 | 0 | 0
WT | 0 | 0 | 0 | 0 | 0 | 0
IGCC | 0 | 0 | 0 | 0 | 0 | 0
DemandResponse | 0 | 0 | 0 | 0 | 0 | 0
IGCC-CCS | 0 | 0 | 0 | 0 | 0 | 0
WT_off | 0 | 0 | 0 | 0 | 0 | 0
PseudoUnit | 0 | 0 | 0 | 0 | 0 | 0
FixedInterchange | 0 | 0 | 0 | 0 | 0 | 0
Emission Cost by Reporting Type: HQ_NEISO
ReportingType | 2015 | 2020 | 2025 | 2030 | 2035 | 2040
BM | 0 | 0 | 0 | 0 | 0 | 0
CC | 0 | 0 | 0 | 0 | 0 | 0
CSP | 0 | 0 | 0 | 0 | 0 | 0
CT | 0 | 0 | 0 | 0 | 0 | 0
Coal | 0 | 0 | 0 | 0 | 0 | 0
Geo | 0 | 0 | 0 | 0 | 0 | 0
H | 0 | 0 | 0 | 0 | 0 | 0
LFG | 0 | 0 | 0 | 0 | 0 | 0
Nuc | 0 | 0 | 0 | 0 | 0 | 0
PS | 0 | 0 | 0 | 0 | 0 | 0
PV | 0 | 0 | 0 | 0 | 0 | 0
PeakG | 0 | 0 | 0 | 0 | 0 | 0
PeakO | 0 | 0 | 0 | 0 | 0 | 0
ST | 0 | 0 | 0 | 0 | 0 | 0
STOG | 0 | 0 | 0 | 0 | 0 | 0
STWD | 0 | 0 | 0 | 0 | 0 | 0
WT | 0 | 0 | 0 | 0 | 0 | 0
IGCC | 0 | 0 | 0 | 0 | 0 | 0
DemandResponse | 0 | 0 | 0 | 0 | 0 | 0
IGCC-CCS | 0 | 0 | 0 | 0 | 0 | 0
WT_off | 0 | 0 | 0 | 0 | 0 | 0
PseudoUnit | 0 | 0 | 0 | 0 | 0 | 0
FixedInterchange | 0 | 0 | 0 | 0 | 0 | 0
Emission Cost by Reporting Type: HQ_NY
ReportingType | 2015 | 2020 | 2025 | 2030 | 2035 | 2040
BM | 0 | 0 | 0 | 0 | 0 | 0
CC | 0 | 0 | 0 | 0 | 0 | 0
CSP | 0 | 0 | 0 | 0 | 0 | 0
CT | 0 | 0 | 0 | 0 | 0 | 0
Coal | 0 | 0 | 0 | 0 | 0 | 0
Geo | 0 | 0 | 0 | 0 | 0 | 0
H | 0 | 0 | 0 | 0 | 0 | 0
LFG | 0 | 0 | 0 | 0 | 0 | 0
Nuc | 0 | 0 | 0 | 0 | 0 | 0
PS | 0 | 0 | 0 | 0 | 0 | 0
PV | 0 | 0 | 0 | 0 | 0 | 0
PeakG | 0 | 0 | 0 | 0 | 0 | 0
PeakO | 0 | 0 | 0 | 0 | 0 | 0
ST | 0 | 0 | 0 | 0 | 0 | 0
STOG | 0 | 0 | 0 | 0 | 0 | 0
STWD | 0 | 0 | 0 | 0 | 0 | 0
WT | 0 | 0 | 0 | 0 | 0 | 0
IGCC | 0 | 0 | 0 | 0 | 0 | 0
DemandResponse | 0 | 0 | 0 | 0 | 0 | 0
IGCC-CCS | 0 | 0 | 0 | 0 | 0 | 0
WT_off | 0 | 0 | 0 | 0 | 0 | 0
PseudoUnit | 0 | 0 | 0 | 0 | 0 | 0
FixedInterchange | 0 | 0 | 0 | 0 | 0 | 0
Emission Cost by Reporting Type: MARITIMES
ReportingType | 2015 | 2020 | 2025 | 2030 | 2035 | 2040
BM | 0 | 0 | 0 | 0 | 0 | 0
CC | 0 | 0 | 0 | 0 | 0 | 0
CSP | 0 | 0 | 0 | 0 | 0 | 0
CT | 0 | 0 | 0 | 0 | 0 | 0
Coal | 0 | 0 | 0 | 0 | 0 | 0
Geo | 0 | 0 | 0 | 0 | 0 | 0
H | 0 | 0 | 0 | 0 | 0 | 0
LFG | 0 | 0 | 0 | 0 | 0 | 0
Nuc | 0 | 0 | 0 | 0 | 0 | 0
PS | 0 | 0 | 0 | 0 | 0 | 0
PV | 0 | 0 | 0 | 0 | 0 | 0
PeakG | 0 | 0 | 0 | 0 | 0 | 0
PeakO | 0 | 0 | 0 | 0 | 0 | 0
ST | 0 | 0 | 0 | 0 | 0 | 0
STOG | 0 | 0 | 0 | 0 | 0 | 0
STWD | 0 | 0 | 0 | 0 | 0 | 0
WT | 0 | 0 | 0 | 0 | 0 | 0
IGCC | 0 | 0 | 0 | 0 | 0 | 0
DemandResponse | 0 | 0 | 0 | 0 | 0 | 0
IGCC-CCS | 0 | 0 | 0 | 0 | 0 | 0
WT_off | 0 | 0 | 0 | 0 | 0 | 0
PseudoUnit | 0 | 0 | 0 | 0 | 0 | 0
FixedInterchange | 0 | 0 | 0 | 0 | 0 | 0
Emission Cost by Reporting Type: All
ReportingType | 2015 | 2020 | 2025 | 2030 | 2035 | 2040
BM | 0 | 0 | 0 | 0 | 0 | 0
CC | 429.19 | 565.4 | 576.59 | 608.52 | 552.1 | 363.47
CSP | 0 | 0 | 0 | 0 | 0 | 0
CT | 0 | 0 | 0 | 0 | 0 | 0
Coal | 20.1 | 19.79 | 25.26 | 19.79 | 0 | 0
Geo | 0 | 0 | 0 | 0 | 0 | 0
H | 0 | 0 | 0 | 0 | 0 | 0
LFG | 0 | 0 | 0 | 0 | 0 | 0
Nuc | 0 | 0 | 0 | 0 | 0 | 0
PS | 0 | 0 | 0 | 0 | 0 | 0
PV | 0 | 0 | 0 | 0 | 0 | 0
PeakG | 0 | 0 | 0 | 0 | 0.13 | 0.43
PeakO | 0 | 0 | 0 | 0 | 0 | 0
ST | 0 | 0 | 0 | 0 | 0 | 0
STOG | 3.64 | 6.88 | 5.66 | 11.64 | 24.96 | 27.69
STWD | 0 | 0 | 0 | 0 | 0 | 0
WT | 0 | 0 | 0 | 0 | 0 | 0
IGCC | 0 | 0 | 0 | 0 | 0 | 0
DemandResponse | 0 | 0 | 0 | 0 | 0 | 0
IGCC-CCS | 0 | 0 | 0 | 0 | 0 | 0
WT_off | 0 | 0 | 0 | 0 | 0 | 0
PseudoUnit | 0 | 0 | 0 | 0 | 0 | 0
FixedInterchange | 0 | 0 | 0 | 0 | 0 | 0
Emission Cost by Reporting Type: EI_US
ReportingType | 2015 | 2020 | 2025 | 2030 | 2035 | 2040
BM | 0 | 0 | 0 | 0 | 0 | 0
CC | 0 | 0 | 0 | 0 | 0 | 0
CSP | 0 | 0 | 0 | 0 | 0 | 0
CT | 0 | 0 | 0 | 0 | 0 | 0
Coal | 0 | 0 | 0 | 0 | 0 | 0
Geo | 0 | 0 | 0 | 0 | 0 | 0
H | 0 | 0 | 0 | 0 | 0 | 0
LFG | 0 | 0 | 0 | 0 | 0 | 0
Nuc | 0 | 0 | 0 | 0 | 0 | 0
PS | 0 | 0 | 0 | 0 | 0 | 0
PV | 0 | 0 | 0 | 0 | 0 | 0
PeakG | 0 | 0 | 0 | 0 | 0 | 0
PeakO | 0 | 0 | 0 | 0 | 0 | 0
ST | 0 | 0 | 0 | 0 | 0 | 0
STOG | 0 | 0 | 0 | 0 | 0 | 0
STWD | 0 | 0 | 0 | 0 | 0 | 0
WT | 0 | 0 | 0 | 0 | 0 | 0
IGCC | 0 | 0 | 0 | 0 | 0 | 0
DemandResponse | 0 | 0 | 0 | 0 | 0 | 0
IGCC-CCS | 0 | 0 | 0 | 0 | 0 | 0
WT_off | 0 | 0 | 0 | 0 | 0 | 0
PseudoUnit | 0 | 0 | 0 | 0 | 0 | 0
FixedInterchange | 0 | 0 | 0 | 0 | 0 | 0
Emission Cost by Reporting Type: EI_Canada
ReportingType | 2015 | 2020 | 2025 | 2030 | 2035 | 2040
BM | 0 | 0 | 0 | 0 | 0 | 0
CC | 0 | 0 | 0 | 0 | 0 | 0
CSP | 0 | 0 | 0 | 0 | 0 | 0
CT | 0 | 0 | 0 | 0 | 0 | 0
Coal | 0 | 0 | 0 | 0 | 0 | 0
Geo | 0 | 0 | 0 | 0 | 0 | 0
H | 0 | 0 | 0 | 0 | 0 | 0
LFG | 0 | 0 | 0 | 0 | 0 | 0
Nuc | 0 | 0 | 0 | 0 | 0 | 0
PS | 0 | 0 | 0 | 0 | 0 | 0
PV | 0 | 0 | 0 | 0 | 0 | 0
PeakG | 0 | 0 | 0 | 0 | 0 | 0
PeakO | 0 | 0 | 0 | 0 | 0 | 0
ST | 0 | 0 | 0 | 0 | 0 | 0
STOG | 0 | 0 | 0 | 0 | 0 | 0
STWD | 0 | 0 | 0 | 0 | 0 | 0
WT | 0 | 0 | 0 | 0 | 0 | 0
IGCC | 0 | 0 | 0 | 0 | 0 | 0
DemandResponse | 0 | 0 | 0 | 0 | 0 | 0
IGCC-CCS | 0 | 0 | 0 | 0 | 0 | 0
WT_off | 0 | 0 | 0 | 0 | 0 | 0
PseudoUnit | 0 | 0 | 0 | 0 | 0 | 0
FixedInterchange | 0 | 0 | 0 | 0 | 0 | 0
Emission Cost by Reporting Type: EI
ReportingType | 2015 | 2020 | 2025 | 2030 | 2035 | 2040
BM | 0 | 0 | 0 | 0 | 0 | 0
CC | 0 | 0 | 0 | 0 | 0 | 0
CSP | 0 | 0 | 0 | 0 | 0 | 0
CT | 0 | 0 | 0 | 0 | 0 | 0
Coal | 0 | 0 | 0 | 0 | 0 | 0
Geo | 0 | 0 | 0 | 0 | 0 | 0
H | 0 | 0 | 0 | 0 | 0 | 0
LFG | 0 | 0 | 0 | 0 | 0 | 0
Nuc | 0 | 0 | 0 | 0 | 0 | 0
PS | 0 | 0 | 0 | 0 | 0 | 0
PV | 0 | 0 | 0 | 0 | 0 | 0
PeakG | 0 | 0 | 0 | 0 | 0 | 0
PeakO | 0 | 0 | 0 | 0 | 0 | 0
ST | 0 | 0 | 0 | 0 | 0 | 0
STOG | 0 | 0 | 0 | 0 | 0 | 0
STWD | 0 | 0 | 0 | 0 | 0 | 0
WT | 0 | 0 | 0 | 0 | 0 | 0
IGCC | 0 | 0 | 0 | 0 | 0 | 0
DemandResponse | 0 | 0 | 0 | 0 | 0 | 0
IGCC-CCS | 0 | 0 | 0 | 0 | 0 | 0
WT_off | 0 | 0 | 0 | 0 | 0 | 0
PseudoUnit | 0 | 0 | 0 | 0 | 0 | 0
FixedInterchange | 0 | 0 | 0 | 0 | 0 | 0
Emission Cost by Reporting Type: Outside_EI
ReportingType | 2015 | 2020 | 2025 | 2030 | 2035 | 2040
BM | 0 | 0 | 0 | 0 | 0 | 0
CC | 429.19 | 565.4 | 576.59 | 608.52 | 552.1 | 363.47
CSP | 0 | 0 | 0 | 0 | 0 | 0
CT | 0 | 0 | 0 | 0 | 0 | 0
Coal | 20.1 | 19.79 | 25.26 | 19.79 | 0 | 0
Geo | 0 | 0 | 0 | 0 | 0 | 0
H | 0 | 0 | 0 | 0 | 0 | 0
LFG | 0 | 0 | 0 | 0 | 0 | 0
Nuc | 0 | 0 | 0 | 0 | 0 | 0
PS | 0 | 0 | 0 | 0 | 0 | 0
PV | 0 | 0 | 0 | 0 | 0 | 0
PeakG | 0 | 0 | 0 | 0 | 0.13 | 0.43
PeakO | 0 | 0 | 0 | 0 | 0 | 0
ST | 0 | 0 | 0 | 0 | 0 | 0
STOG | 3.64 | 6.88 | 5.66 | 11.64 | 24.96 | 27.69
STWD | 0 | 0 | 0 | 0 | 0 | 0
WT | 0 | 0 | 0 | 0 | 0 | 0
IGCC | 0 | 0 | 0 | 0 | 0 | 0
DemandResponse | 0 | 0 | 0 | 0 | 0 | 0
IGCC-CCS | 0 | 0 | 0 | 0 | 0 | 0
WT_off | 0 | 0 | 0 | 0 | 0 | 0
PseudoUnit | 0 | 0 | 0 | 0 | 0 | 0
FixedInterchange | 0 | 0 | 0 | 0 | 0 | 0
==== Emission Program: RGGI : (CO2) ====
Emission Cost by Reporting Type: Entergy
ReportingType | 2015 | 2020 | 2025 | 2030 | 2035 | 2040
BM | 0 | 0 | 0 | 0 | 0 | 0
CC | 0 | 0 | 0 | 0 | 0 | 0
CSP | 0 | 0 | 0 | 0 | 0 | 0
CT | 0 | 0 | 0 | 0 | 0 | 0
Coal | 0 | 0 | 0 | 0 | 0 | 0
Geo | 0 | 0 | 0 | 0 | 0 | 0
H | 0 | 0 | 0 | 0 | 0 | 0
LFG | 0 | 0 | 0 | 0 | 0 | 0
Nuc | 0 | 0 | 0 | 0 | 0 | 0
PS | 0 | 0 | 0 | 0 | 0 | 0
PV | 0 | 0 | 0 | 0 | 0 | 0
PeakG | 0 | 0 | 0 | 0 | 0 | 0
PeakO | 0 | 0 | 0 | 0 | 0 | 0
ST | 0 | 0 | 0 | 0 | 0 | 0
STOG | 0 | 0 | 0 | 0 | 0 | 0
STWD | 0 | 0 | 0 | 0 | 0 | 0
WT | 0 | 0 | 0 | 0 | 0 | 0
IGCC | 0 | 0 | 0 | 0 | 0 | 0
DemandResponse | 0 | 0 | 0 | 0 | 0 | 0
IGCC-CCS | 0 | 0 | 0 | 0 | 0 | 0
WT_off | 0 | 0 | 0 | 0 | 0 | 0
PseudoUnit | 0 | 0 | 0 | 0 | 0 | 0
FixedInterchange | 0 | 0 | 0 | 0 | 0 | 0
Emission Cost by Reporting Type: FRCC
ReportingType | 2015 | 2020 | 2025 | 2030 | 2035 | 2040
BM | 0 | 0 | 0 | 0 | 0 | 0
CC | 0 | 0 | 0 | 0 | 0 | 0
CSP | 0 | 0 | 0 | 0 | 0 | 0
CT | 0 | 0 | 0 | 0 | 0 | 0
Coal | 0 | 0 | 0 | 0 | 0 | 0
Geo | 0 | 0 | 0 | 0 | 0 | 0
H | 0 | 0 | 0 | 0 | 0 | 0
LFG | 0 | 0 | 0 | 0 | 0 | 0
Nuc | 0 | 0 | 0 | 0 | 0 | 0
PS | 0 | 0 | 0 | 0 | 0 | 0
PV | 0 | 0 | 0 | 0 | 0 | 0
PeakG | 0 | 0 | 0 | 0 | 0 | 0
PeakO | 0 | 0 | 0 | 0 | 0 | 0
ST | 0 | 0 | 0 | 0 | 0 | 0
STOG | 0 | 0 | 0 | 0 | 0 | 0
STWD | 0 | 0 | 0 | 0 | 0 | 0
WT | 0 | 0 | 0 | 0 | 0 | 0
IGCC | 0 | 0 | 0 | 0 | 0 | 0
DemandResponse | 0 | 0 | 0 | 0 | 0 | 0
IGCC-CCS | 0 | 0 | 0 | 0 | 0 | 0
WT_off | 0 | 0 | 0 | 0 | 0 | 0
PseudoUnit | 0 | 0 | 0 | 0 | 0 | 0
FixedInterchange | 0 | 0 | 0 | 0 | 0 | 0
Emission Cost by Reporting Type: MAPP_US
ReportingType | 2015 | 2020 | 2025 | 2030 | 2035 | 2040
BM | 0 | 0 | 0 | 0 | 0 | 0
CC | 0 | 0 | 0 | 0 | 0 | 0
CSP | 0 | 0 | 0 | 0 | 0 | 0
CT | 0 | 0 | 0 | 0 | 0 | 0
Coal | 0 | 0 | 0 | 0 | 0 | 0
Geo | 0 | 0 | 0 | 0 | 0 | 0
H | 0 | 0 | 0 | 0 | 0 | 0
LFG | 0 | 0 | 0 | 0 | 0 | 0
Nuc | 0 | 0 | 0 | 0 | 0 | 0
PS | 0 | 0 | 0 | 0 | 0 | 0
PV | 0 | 0 | 0 | 0 | 0 | 0
PeakG | 0 | 0 | 0 | 0 | 0 | 0
PeakO | 0 | 0 | 0 | 0 | 0 | 0
ST | 0 | 0 | 0 | 0 | 0 | 0
STOG | 0 | 0 | 0 | 0 | 0 | 0
STWD | 0 | 0 | 0 | 0 | 0 | 0
WT | 0 | 0 | 0 | 0 | 0 | 0
IGCC | 0 | 0 | 0 | 0 | 0 | 0
DemandResponse | 0 | 0 | 0 | 0 | 0 | 0
IGCC-CCS | 0 | 0 | 0 | 0 | 0 | 0
WT_off | 0 | 0 | 0 | 0 | 0 | 0
PseudoUnit | 0 | 0 | 0 | 0 | 0 | 0
FixedInterchange | 0 | 0 | 0 | 0 | 0 | 0
Emission Cost by Reporting Type: MISO_IN
ReportingType | 2015 | 2020 | 2025 | 2030 | 2035 | 2040
BM | 0 | 0 | 0 | 0 | 0 | 0
CC | 0 | 0 | 0 | 0 | 0 | 0
CSP | 0 | 0 | 0 | 0 | 0 | 0
CT | 0 | 0 | 0 | 0 | 0 | 0
Coal | 0 | 0 | 0 | 0 | 0 | 0
Geo | 0 | 0 | 0 | 0 | 0 | 0
H | 0 | 0 | 0 | 0 | 0 | 0
LFG | 0 | 0 | 0 | 0 | 0 | 0
Nuc | 0 | 0 | 0 | 0 | 0 | 0
PS | 0 | 0 | 0 | 0 | 0 | 0
PV | 0 | 0 | 0 | 0 | 0 | 0
PeakG | 0 | 0 | 0 | 0 | 0 | 0
PeakO | 0 | 0 | 0 | 0 | 0 | 0
ST | 0 | 0 | 0 | 0 | 0 | 0
STOG | 0 | 0 | 0 | 0 | 0 | 0
STWD | 0 | 0 | 0 | 0 | 0 | 0
WT | 0 | 0 | 0 | 0 | 0 | 0
IGCC | 0 | 0 | 0 | 0 | 0 | 0
DemandResponse | 0 | 0 | 0 | 0 | 0 | 0
IGCC-CCS | 0 | 0 | 0 | 0 | 0 | 0
WT_off | 0 | 0 | 0 | 0 | 0 | 0
PseudoUnit | 0 | 0 | 0 | 0 | 0 | 0
FixedInterchange | 0 | 0 | 0 | 0 | 0 | 0
Emission Cost by Reporting Type: MISO_MI
ReportingType | 2015 | 2020 | 2025 | 2030 | 2035 | 2040
BM | 0 | 0 | 0 | 0 | 0 | 0
CC | 0 | 0 | 0 | 0 | 0 | 0
CSP | 0 | 0 | 0 | 0 | 0 | 0
CT | 0 | 0 | 0 | 0 | 0 | 0
Coal | 0 | 0 | 0 | 0 | 0 | 0
Geo | 0 | 0 | 0 | 0 | 0 | 0
H | 0 | 0 | 0 | 0 | 0 | 0
LFG | 0 | 0 | 0 | 0 | 0 | 0
Nuc | 0 | 0 | 0 | 0 | 0 | 0
PS | 0 | 0 | 0 | 0 | 0 | 0
PV | 0 | 0 | 0 | 0 | 0 | 0
PeakG | 0 | 0 | 0 | 0 | 0 | 0
PeakO | 0 | 0 | 0 | 0 | 0 | 0
ST | 0 | 0 | 0 | 0 | 0 | 0
STOG | 0 | 0 | 0 | 0 | 0 | 0
STWD | 0 | 0 | 0 | 0 | 0 | 0
WT | 0 | 0 | 0 | 0 | 0 | 0
IGCC | 0 | 0 | 0 | 0 | 0 | 0
DemandResponse | 0 | 0 | 0 | 0 | 0 | 0
IGCC-CCS | 0 | 0 | 0 | 0 | 0 | 0
WT_off | 0 | 0 | 0 | 0 | 0 | 0
PseudoUnit | 0 | 0 | 0 | 0 | 0 | 0
FixedInterchange | 0 | 0 | 0 | 0 | 0 | 0
Emission Cost by Reporting Type: MISO_MO-IL
ReportingType | 2015 | 2020 | 2025 | 2030 | 2035 | 2040
BM | 0 | 0 | 0 | 0 | 0 | 0
CC | 0 | 0 | 0 | 0 | 0 | 0
CSP | 0 | 0 | 0 | 0 | 0 | 0
CT | 0 | 0 | 0 | 0 | 0 | 0
Coal | 0 | 0 | 0 | 0 | 0 | 0
Geo | 0 | 0 | 0 | 0 | 0 | 0
H | 0 | 0 | 0 | 0 | 0 | 0
LFG | 0 | 0 | 0 | 0 | 0 | 0
Nuc | 0 | 0 | 0 | 0 | 0 | 0
PS | 0 | 0 | 0 | 0 | 0 | 0
PV | 0 | 0 | 0 | 0 | 0 | 0
PeakG | 0 | 0 | 0 | 0 | 0 | 0
PeakO | 0 | 0 | 0 | 0 | 0 | 0
ST | 0 | 0 | 0 | 0 | 0 | 0
STOG | 0 | 0 | 0 | 0 | 0 | 0
STWD | 0 | 0 | 0 | 0 | 0 | 0
WT | 0 | 0 | 0 | 0 | 0 | 0
IGCC | 0 | 0 | 0 | 0 | 0 | 0
DemandResponse | 0 | 0 | 0 | 0 | 0 | 0
IGCC-CCS | 0 | 0 | 0 | 0 | 0 | 0
WT_off | 0 | 0 | 0 | 0 | 0 | 0
PseudoUnit | 0 | 0 | 0 | 0 | 0 | 0
FixedInterchange | 0 | 0 | 0 | 0 | 0 | 0
Emission Cost by Reporting Type: MISO_W
ReportingType | 2015 | 2020 | 2025 | 2030 | 2035 | 2040
BM | 0 | 0 | 0 | 0 | 0 | 0
CC | 0 | 0 | 0 | 0 | 0 | 0
CSP | 0 | 0 | 0 | 0 | 0 | 0
CT | 0 | 0 | 0 | 0 | 0 | 0
Coal | 0 | 0 | 0 | 0 | 0 | 0
Geo | 0 | 0 | 0 | 0 | 0 | 0
H | 0 | 0 | 0 | 0 | 0 | 0
LFG | 0 | 0 | 0 | 0 | 0 | 0
Nuc | 0 | 0 | 0 | 0 | 0 | 0
PS | 0 | 0 | 0 | 0 | 0 | 0
PV | 0 | 0 | 0 | 0 | 0 | 0
PeakG | 0 | 0 | 0 | 0 | 0 | 0
PeakO | 0 | 0 | 0 | 0 | 0 | 0
ST | 0 | 0 | 0 | 0 | 0 | 0
STOG | 0 | 0 | 0 | 0 | 0 | 0
STWD | 0 | 0 | 0 | 0 | 0 | 0
WT | 0 | 0 | 0 | 0 | 0 | 0
IGCC | 0 | 0 | 0 | 0 | 0 | 0
DemandResponse | 0 | 0 | 0 | 0 | 0 | 0
IGCC-CCS | 0 | 0 | 0 | 0 | 0 | 0
WT_off | 0 | 0 | 0 | 0 | 0 | 0
PseudoUnit | 0 | 0 | 0 | 0 | 0 | 0
FixedInterchange | 0 | 0 | 0 | 0 | 0 | 0
Emission Cost by Reporting Type: MISO_WUMS
ReportingType | 2015 | 2020 | 2025 | 2030 | 2035 | 2040
BM | 0 | 0 | 0 | 0 | 0 | 0
CC | 0 | 0 | 0 | 0 | 0 | 0
CSP | 0 | 0 | 0 | 0 | 0 | 0
CT | 0 | 0 | 0 | 0 | 0 | 0
Coal | 0 | 0 | 0 | 0 | 0 | 0
Geo | 0 | 0 | 0 | 0 | 0 | 0
H | 0 | 0 | 0 | 0 | 0 | 0
LFG | 0 | 0 | 0 | 0 | 0 | 0
Nuc | 0 | 0 | 0 | 0 | 0 | 0
PS | 0 | 0 | 0 | 0 | 0 | 0
PV | 0 | 0 | 0 | 0 | 0 | 0
PeakG | 0 | 0 | 0 | 0 | 0 | 0
PeakO | 0 | 0 | 0 | 0 | 0 | 0
ST | 0 | 0 | 0 | 0 | 0 | 0
STOG | 0 | 0 | 0 | 0 | 0 | 0
STWD | 0 | 0 | 0 | 0 | 0 | 0
WT | 0 | 0 | 0 | 0 | 0 | 0
IGCC | 0 | 0 | 0 | 0 | 0 | 0
DemandResponse | 0 | 0 | 0 | 0 | 0 | 0
IGCC-CCS | 0 | 0 | 0 | 0 | 0 | 0
WT_off | 0 | 0 | 0 | 0 | 0 | 0
PseudoUnit | 0 | 0 | 0 | 0 | 0 | 0
FixedInterchange | 0 | 0 | 0 | 0 | 0 | 0
Emission Cost by Reporting Type: Nebraska
ReportingType | 2015 | 2020 | 2025 | 2030 | 2035 | 2040
BM | 0 | 0 | 0 | 0 | 0 | 0
CC | 0 | 0 | 0 | 0 | 0 | 0
CSP | 0 | 0 | 0 | 0 | 0 | 0
CT | 0 | 0 | 0 | 0 | 0 | 0
Coal | 0 | 0 | 0 | 0 | 0 | 0
Geo | 0 | 0 | 0 | 0 | 0 | 0
H | 0 | 0 | 0 | 0 | 0 | 0
LFG | 0 | 0 | 0 | 0 | 0 | 0
Nuc | 0 | 0 | 0 | 0 | 0 | 0
PS | 0 | 0 | 0 | 0 | 0 | 0
PV | 0 | 0 | 0 | 0 | 0 | 0
PeakG | 0 | 0 | 0 | 0 | 0 | 0
PeakO | 0 | 0 | 0 | 0 | 0 | 0
ST | 0 | 0 | 0 | 0 | 0 | 0
STOG | 0 | 0 | 0 | 0 | 0 | 0
STWD | 0 | 0 | 0 | 0 | 0 | 0
WT | 0 | 0 | 0 | 0 | 0 | 0
IGCC | 0 | 0 | 0 | 0 | 0 | 0
DemandResponse | 0 | 0 | 0 | 0 | 0 | 0
IGCC-CCS | 0 | 0 | 0 | 0 | 0 | 0
WT_off | 0 | 0 | 0 | 0 | 0 | 0
PseudoUnit | 0 | 0 | 0 | 0 | 0 | 0
FixedInterchange | 0 | 0 | 0 | 0 | 0 | 0
Emission Cost by Reporting Type: NEISO
ReportingType | 2015 | 2020 | 2025 | 2030 | 2035 | 2040
BM | 0 | 0 | 0 | 0 | 0 | 0
CC | 34.69 | 28.82 | 29.6 | 26.78 | 39.87 | 46
CSP | 0 | 0 | 0 | 0 | 0 | 0
CT | 0 | 0.01 | 0.01 | 0 | 0.03 | 0.13
Coal | 0.07 | 0 | 0 | 0 | 0 | 0
Geo | 0 | 0 | 0 | 0 | 0 | 0
H | 0 | 0 | 0 | 0 | 0 | 0
LFG | 0 | 0 | 0 | 0 | 0 | 0
Nuc | 0 | 0 | 0 | 0 | 0 | 0
PS | 0 | 0 | 0 | 0 | 0 | 0
PV | 0 | 0 | 0 | 0 | 0 | 0
PeakG | 0.04 | 0.04 | 0.04 | 0.04 | 0.12 | 0.14
PeakO | 0 | 0 | 0 | 0 | 0 | 0
ST | 0 | 0 | 0 | 0 | 0 | 0
STOG | 0 | 0 | 0 | 0 | 0 | 0
STWD | 0 | 0 | 0 | 0 | 0 | 0
WT | 0 | 0 | 0 | 0 | 0 | 0
IGCC | 0 | 0 | 0 | 0 | 0 | 0
DemandResponse | 0 | 0 | 0 | 0 | 0 | 0
IGCC-CCS | 0 | 0 | 0 | 0 | 0 | 0
WT_off | 0 | 0 | 0 | 0 | 0 | 0
PseudoUnit | 0 | 0 | 0 | 0 | 0 | 0
FixedInterchange | 0 | 0 | 0 | 0 | 0 | 0
Emission Cost by Reporting Type: NonRTO_Midwest
ReportingType | 2015 | 2020 | 2025 | 2030 | 2035 | 2040
BM | 0 | 0 | 0 | 0 | 0 | 0
CC | 0 | 0 | 0 | 0 | 0 | 0
CSP | 0 | 0 | 0 | 0 | 0 | 0
CT | 0 | 0 | 0 | 0 | 0 | 0
Coal | 0 | 0 | 0 | 0 | 0 | 0
Geo | 0 | 0 | 0 | 0 | 0 | 0
H | 0 | 0 | 0 | 0 | 0 | 0
LFG | 0 | 0 | 0 | 0 | 0 | 0
Nuc | 0 | 0 | 0 | 0 | 0 | 0
PS | 0 | 0 | 0 | 0 | 0 | 0
PV | 0 | 0 | 0 | 0 | 0 | 0
PeakG | 0 | 0 | 0 | 0 | 0 | 0
PeakO | 0 | 0 | 0 | 0 | 0 | 0
ST | 0 | 0 | 0 | 0 | 0 | 0
STOG | 0 | 0 | 0 | 0 | 0 | 0
STWD | 0 | 0 | 0 | 0 | 0 | 0
WT | 0 | 0 | 0 | 0 | 0 | 0
IGCC | 0 | 0 | 0 | 0 | 0 | 0
DemandResponse | 0 | 0 | 0 | 0 | 0 | 0
IGCC-CCS | 0 | 0 | 0 | 0 | 0 | 0
WT_off | 0 | 0 | 0 | 0 | 0 | 0
PseudoUnit | 0 | 0 | 0 | 0 | 0 | 0
FixedInterchange | 0 | 0 | 0 | 0 | 0 | 0
Emission Cost by Reporting Type: NYISO_A-F
ReportingType | 2015 | 2020 | 2025 | 2030 | 2035 | 2040
BM | 0 | 0 | 0 | 0 | 0 | 0
CC | 6.34 | 6.68 | 8.29 | 9.24 | 12.69 | 11.65
CSP | 0 | 0 | 0 | 0 | 0 | 0
CT | 0 | 0 | 0 | 0 | 0 | 0
Coal | 0 | 0 | 0 | 0 | 0 | 0
Geo | 0 | 0 | 0 | 0 | 0 | 0
H | 0 | 0 | 0 | 0 | 0 | 0
LFG | 0 | 0 | 0 | 0 | 0 | 0
Nuc | 0 | 0 | 0 | 0 | 0 | 0
PS | 0 | 0 | 0 | 0 | 0 | 0
PV | 0 | 0 | 0 | 0 | 0 | 0
PeakG | 0 | 0 | 0.01 | 0 | 0.01 | 0.02
PeakO | 0 | 0 | 0 | 0 | 0 | 0
ST | 0 | 0 | 0 | 0 | 0 | 0
STOG | 0 | 0 | 0 | 0 | 0 | 0
STWD | 0 | 0 | 0 | 0 | 0 | 0
WT | 0 | 0 | 0 | 0 | 0 | 0
IGCC | 0 | 0 | 0 | 0 | 0 | 0
DemandResponse | 0 | 0 | 0 | 0 | 0 | 0
IGCC-CCS | 0 | 0 | 0 | 0 | 0 | 0
WT_off | 0 | 0 | 0 | 0 | 0 | 0
PseudoUnit | 0 | 0 | 0 | 0 | 0 | 0
FixedInterchange | 0 | 0 | 0 | 0 | 0 | 0
Emission Cost by Reporting Type: NYISO_G-I
ReportingType | 2015 | 2020 | 2025 | 2030 | 2035 | 2040
BM | 0 | 0 | 0 | 0 | 0 | 0
CC | 4.71 | 5.91 | 6.34 | 6.28 | 25.04 | 41.99
CSP | 0 | 0 | 0 | 0 | 0 | 0
CT | 0 | 0 | 0 | 0 | 0 | 0
Coal | 0 | 0 | 0 | 0 | 0 | 0
Geo | 0 | 0 | 0 | 0 | 0 | 0
H | 0 | 0 | 0 | 0 | 0 | 0
LFG | 0 | 0 | 0 | 0 | 0 | 0
Nuc | 0 | 0 | 0 | 0 | 0 | 0
PS | 0 | 0 | 0 | 0 | 0 | 0
PV | 0 | 0 | 0 | 0 | 0 | 0
PeakG | 0 | 0 | 0 | 0 | 0 | 0
PeakO | 0 | 0 | 0 | 0 | 0 | 0
ST | 0 | 0 | 0 | 0 | 0 | 0
STOG | 0 | 0 | 0 | 0 | 0 | 0
STWD | 0 | 0 | 0 | 0 | 0 | 0
WT | 0 | 0 | 0 | 0 | 0 | 0
IGCC | 0 | 0 | 0 | 0 | 0 | 0
DemandResponse | 0 | 0 | 0 | 0 | 0 | 0
IGCC-CCS | 0 | 0 | 0 | 0 | 0 | 0
WT_off | 0 | 0 | 0 | 0 | 0 | 0
PseudoUnit | 0 | 0 | 0 | 0 | 0 | 0
FixedInterchange | 0 | 0 | 0 | 0 | 0 | 0
Emission Cost by Reporting Type: NYISO_J-K
ReportingType | 2015 | 2020 | 2025 | 2030 | 2035 | 2040
BM | 0 | 0 | 0 | 0 | 0 | 0
CC | 18.96 | 23.23 | 23.59 | 23.07 | 24.02 | 24.2
CSP | 0 | 0 | 0 | 0 | 0 | 0
CT | 0 | 0 | 0.01 | 0.06 | 0.2 | 0.26
Coal | 0 | 0 | 0 | 0 | 0 | 0
Geo | 0 | 0 | 0 | 0 | 0 | 0
H | 0 | 0 | 0 | 0 | 0 | 0
LFG | 0 | 0 | 0 | 0 | 0 | 0
Nuc | 0 | 0 | 0 | 0 | 0 | 0
PS | 0 | 0 | 0 | 0 | 0 | 0
PV | 0 | 0 | 0 | 0 | 0 | 0
PeakG | 0.06 | 0.2 | 0.25 | 0.18 | 0.35 | 0.37
PeakO | 0 | 0 | 0 | 0 | 0 | 0
ST | 0 | 0 | 0 | 0 | 0 | 0
STOG | 1.09 | 1.64 | 2.03 | 1.96 | 2.5 | 3.22
STWD | 0 | 0 | 0 | 0 | 0 | 0
WT | 0 | 0 | 0 | 0 | 0 | 0
IGCC | 0 | 0 | 0 | 0 | 0 | 0
DemandResponse | 0 | 0 | 0 | 0 | 0 | 0
IGCC-CCS | 0 | 0 | 0 | 0 | 0 | 0
WT_off | 0 | 0 | 0 | 0 | 0 | 0
PseudoUnit | 0 | 0 | 0 | 0 | 0 | 0
FixedInterchange | 0 | 0 | 0 | 0 | 0 | 0
Emission Cost by Reporting Type: PJM_E
ReportingType | 2015 | 2020 | 2025 | 2030 | 2035 | 2040
BM | 0 | 0 | 0 | 0 | 0 | 0
CC | 20.28 | 30.96 | 22.2 | 15.97 | 34.38 | 38.12
CSP | 0 | 0 | 0 | 0 | 0 | 0
CT | 0 | 0 | 0 | 0 | 0.01 | 0
Coal | 0.8 | 0.23 | 0.23 | 0.23 | 0.37 | 0.37
Geo | 0 | 0 | 0 | 0 | 0 | 0
H | 0 | 0 | 0 | 0 | 0 | 0
LFG | 0 | 0 | 0 | 0 | 0 | 0
Nuc | 0 | 0 | 0 | 0 | 0 | 0
PS | 0 | 0 | 0 | 0 | 0 | 0
PV | 0 | 0 | 0 | 0 | 0 | 0
PeakG | 0.03 | 0.1 | 0.3 | 0.27 | 1.13 | 0.34
PeakO | 0 | 0 | 0 | 0 | 0 | 0
ST | 0 | 0 | 0 | 0 | 0 | 0
STOG | 0.33 | 0.56 | 0.56 | 0.29 | 1.1 | 0.73
STWD | 0 | 0 | 0 | 0 | 0 | 0
WT | 0 | 0 | 0 | 0 | 0 | 0
IGCC | 0 | 0 | 0 | 0 | 0 | 0
DemandResponse | 0 | 0 | 0 | 0 | 0 | 0
IGCC-CCS | 0 | 0 | 0 | 0 | 0 | 0
WT_off | 0 | 0 | 0 | 0 | 0 | 0
PseudoUnit | 0 | 0 | 0 | 0 | 0 | 0
FixedInterchange | 0 | 0 | 0 | 0 | 0 | 0
Emission Cost by Reporting Type: PJM_ROM
ReportingType | 2015 | 2020 | 2025 | 2030 | 2035 | 2040
BM | 0 | 0 | 0 | 0 | 0 | 0
CC | 0.14 | 0.18 | 0.14 | 0.08 | 0.18 | 0.26
CSP | 0 | 0 | 0 | 0 | 0 | 0
CT | 0 | 0 | 0 | 0 | 0 | 0
Coal | 9.48 | 13.07 | 13 | 11.07 | 18.01 | 18.01
Geo | 0 | 0 | 0 | 0 | 0 | 0
H | 0 | 0 | 0 | 0 | 0 | 0
LFG | 0 | 0 | 0 | 0 | 0 | 0
Nuc | 0 | 0 | 0 | 0 | 0 | 0
PS | 0 | 0 | 0 | 0 | 0 | 0
PV | 0 | 0 | 0 | 0 | 0 | 0
PeakG | 0 | 0.06 | 0.02 | 0 | 0.37 | 0.19
PeakO | 0 | 0 | 0 | 0 | 0 | 0
ST | 0 | 0 | 0 | 0 | 0 | 0
STOG | 0 | 0 | 0 | 0 | 0 | 0
STWD | 0 | 0 | 0 | 0 | 0 | 0
WT | 0 | 0 | 0 | 0 | 0 | 0
IGCC | 0 | 0 | 0 | 0 | 0 | 0
DemandResponse | 0 | 0 | 0 | 0 | 0 | 0
IGCC-CCS | 0 | 0 | 0 | 0 | 0 | 0
WT_off | 0 | 0 | 0 | 0 | 0 | 0
PseudoUnit | 0 | 0 | 0 | 0 | 0 | 0
FixedInterchange | 0 | 0 | 0 | 0 | 0 | 0
Emission Cost by Reporting Type: PJM_ROR
ReportingType | 2015 | 2020 | 2025 | 2030 | 2035 | 2040
BM | 0 | 0 | 0 | 0 | 0 | 0
CC | 0 | 0 | 0 | 0 | 0 | 0
CSP | 0 | 0 | 0 | 0 | 0 | 0
CT | 0 | 0 | 0 | 0 | 0 | 0
Coal | 0 | 0 | 0 | 0 | 0 | 0
Geo | 0 | 0 | 0 | 0 | 0 | 0
H | 0 | 0 | 0 | 0 | 0 | 0
LFG | 0 | 0 | 0 | 0 | 0 | 0
Nuc | 0 | 0 | 0 | 0 | 0 | 0
PS | 0 | 0 | 0 | 0 | 0 | 0
PV | 0 | 0 | 0 | 0 | 0 | 0
PeakG | 0 | 0 | 0 | 0 | 0 | 0
PeakO | 0 | 0 | 0 | 0 | 0 | 0
ST | 0 | 0 | 0 | 0 | 0 | 0
STOG | 0 | 0 | 0 | 0 | 0 | 0
STWD | 0 | 0 | 0 | 0 | 0 | 0
WT | 0 | 0 | 0 | 0 | 0 | 0
IGCC | 0 | 0 | 0 | 0 | 0 | 0
DemandResponse | 0 | 0 | 0 | 0 | 0 | 0
IGCC-CCS | 0 | 0 | 0 | 0 | 0 | 0
WT_off | 0 | 0 | 0 | 0 | 0 | 0
PseudoUnit | 0 | 0 | 0 | 0 | 0 | 0
FixedInterchange | 0 | 0 | 0 | 0 | 0 | 0
Emission Cost by Reporting Type: SOCO
ReportingType | 2015 | 2020 | 2025 | 2030 | 2035 | 2040
BM | 0 | 0 | 0 | 0 | 0 | 0
CC | 0 | 0 | 0 | 0 | 0 | 0
CSP | 0 | 0 | 0 | 0 | 0 | 0
CT | 0 | 0 | 0 | 0 | 0 | 0
Coal | 0 | 0 | 0 | 0 | 0 | 0
Geo | 0 | 0 | 0 | 0 | 0 | 0
H | 0 | 0 | 0 | 0 | 0 | 0
LFG | 0 | 0 | 0 | 0 | 0 | 0
Nuc | 0 | 0 | 0 | 0 | 0 | 0
PS | 0 | 0 | 0 | 0 | 0 | 0
PV | 0 | 0 | 0 | 0 | 0 | 0
PeakG | 0 | 0 | 0 | 0 | 0 | 0
PeakO | 0 | 0 | 0 | 0 | 0 | 0
ST | 0 | 0 | 0 | 0 | 0 | 0
STOG | 0 | 0 | 0 | 0 | 0 | 0
STWD | 0 | 0 | 0 | 0 | 0 | 0
WT | 0 | 0 | 0 | 0 | 0 | 0
IGCC | 0 | 0 | 0 | 0 | 0 | 0
DemandResponse | 0 | 0 | 0 | 0 | 0 | 0
IGCC-CCS | 0 | 0 | 0 | 0 | 0 | 0
WT_off | 0 | 0 | 0 | 0 | 0 | 0
PseudoUnit | 0 | 0 | 0 | 0 | 0 | 0
FixedInterchange | 0 | 0 | 0 | 0 | 0 | 0
Emission Cost by Reporting Type: SPP_N
ReportingType | 2015 | 2020 | 2025 | 2030 | 2035 | 2040
BM | 0 | 0 | 0 | 0 | 0 | 0
CC | 0 | 0 | 0 | 0 | 0 | 0
CSP | 0 | 0 | 0 | 0 | 0 | 0
CT | 0 | 0 | 0 | 0 | 0 | 0
Coal | 0 | 0 | 0 | 0 | 0 | 0
Geo | 0 | 0 | 0 | 0 | 0 | 0
H | 0 | 0 | 0 | 0 | 0 | 0
LFG | 0 | 0 | 0 | 0 | 0 | 0
Nuc | 0 | 0 | 0 | 0 | 0 | 0
PS | 0 | 0 | 0 | 0 | 0 | 0
PV | 0 | 0 | 0 | 0 | 0 | 0
PeakG | 0 | 0 | 0 | 0 | 0 | 0
PeakO | 0 | 0 | 0 | 0 | 0 | 0
ST | 0 | 0 | 0 | 0 | 0 | 0
STOG | 0 | 0 | 0 | 0 | 0 | 0
STWD | 0 | 0 | 0 | 0 | 0 | 0
WT | 0 | 0 | 0 | 0 | 0 | 0
IGCC | 0 | 0 | 0 | 0 | 0 | 0
DemandResponse | 0 | 0 | 0 | 0 | 0 | 0
IGCC-CCS | 0 | 0 | 0 | 0 | 0 | 0
WT_off | 0 | 0 | 0 | 0 | 0 | 0
PseudoUnit | 0 | 0 | 0 | 0 | 0 | 0
FixedInterchange | 0 | 0 | 0 | 0 | 0 | 0
Emission Cost by Reporting Type: SPP_S
ReportingType | 2015 | 2020 | 2025 | 2030 | 2035 | 2040
BM | 0 | 0 | 0 | 0 | 0 | 0
CC | 0 | 0 | 0 | 0 | 0 | 0
CSP | 0 | 0 | 0 | 0 | 0 | 0
CT | 0 | 0 | 0 | 0 | 0 | 0
Coal | 0 | 0 | 0 | 0 | 0 | 0
Geo | 0 | 0 | 0 | 0 | 0 | 0
H | 0 | 0 | 0 | 0 | 0 | 0
LFG | 0 | 0 | 0 | 0 | 0 | 0
Nuc | 0 | 0 | 0 | 0 | 0 | 0
PS | 0 | 0 | 0 | 0 | 0 | 0
PV | 0 | 0 | 0 | 0 | 0 | 0
PeakG | 0 | 0 | 0 | 0 | 0 | 0
PeakO | 0 | 0 | 0 | 0 | 0 | 0
ST | 0 | 0 | 0 | 0 | 0 | 0
STOG | 0 | 0 | 0 | 0 | 0 | 0
STWD | 0 | 0 | 0 | 0 | 0 | 0
WT | 0 | 0 | 0 | 0 | 0 | 0
IGCC | 0 | 0 | 0 | 0 | 0 | 0
DemandResponse | 0 | 0 | 0 | 0 | 0 | 0
IGCC-CCS | 0 | 0 | 0 | 0 | 0 | 0
WT_off | 0 | 0 | 0 | 0 | 0 | 0
PseudoUnit | 0 | 0 | 0 | 0 | 0 | 0
FixedInterchange | 0 | 0 | 0 | 0 | 0 | 0
Emission Cost by Reporting Type: TVA
ReportingType | 2015 | 2020 | 2025 | 2030 | 2035 | 2040
BM | 0 | 0 | 0 | 0 | 0 | 0
CC | 0 | 0 | 0 | 0 | 0 | 0
CSP | 0 | 0 | 0 | 0 | 0 | 0
CT | 0 | 0 | 0 | 0 | 0 | 0
Coal | 0 | 0 | 0 | 0 | 0 | 0
Geo | 0 | 0 | 0 | 0 | 0 | 0
H | 0 | 0 | 0 | 0 | 0 | 0
LFG | 0 | 0 | 0 | 0 | 0 | 0
Nuc | 0 | 0 | 0 | 0 | 0 | 0
PS | 0 | 0 | 0 | 0 | 0 | 0
PV | 0 | 0 | 0 | 0 | 0 | 0
PeakG | 0 | 0 | 0 | 0 | 0 | 0
PeakO | 0 | 0 | 0 | 0 | 0 | 0
ST | 0 | 0 | 0 | 0 | 0 | 0
STOG | 0 | 0 | 0 | 0 | 0 | 0
STWD | 0 | 0 | 0 | 0 | 0 | 0
WT | 0 | 0 | 0 | 0 | 0 | 0
IGCC | 0 | 0 | 0 | 0 | 0 | 0
DemandResponse | 0 | 0 | 0 | 0 | 0 | 0
IGCC-CCS | 0 | 0 | 0 | 0 | 0 | 0
WT_off | 0 | 0 | 0 | 0 | 0 | 0
PseudoUnit | 0 | 0 | 0 | 0 | 0 | 0
FixedInterchange | 0 | 0 | 0 | 0 | 0 | 0
Emission Cost by Reporting Type: TVA_Transmission
ReportingType | 2015 | 2020 | 2025 | 2030 | 2035 | 2040
BM | 0 | 0 | 0 | 0 | 0 | 0
CC | 0 | 0 | 0 | 0 | 0 | 0
CSP | 0 | 0 | 0 | 0 | 0 | 0
CT | 0 | 0 | 0 | 0 | 0 | 0
Coal | 0 | 0 | 0 | 0 | 0 | 0
Geo | 0 | 0 | 0 | 0 | 0 | 0
H | 0 | 0 | 0 | 0 | 0 | 0
LFG | 0 | 0 | 0 | 0 | 0 | 0
Nuc | 0 | 0 | 0 | 0 | 0 | 0
PS | 0 | 0 | 0 | 0 | 0 | 0
PV | 0 | 0 | 0 | 0 | 0 | 0
PeakG | 0 | 0 | 0 | 0 | 0 | 0
PeakO | 0 | 0 | 0 | 0 | 0 | 0
ST | 0 | 0 | 0 | 0 | 0 | 0
STOG | 0 | 0 | 0 | 0 | 0 | 0
STWD | 0 | 0 | 0 | 0 | 0 | 0
WT | 0 | 0 | 0 | 0 | 0 | 0
IGCC | 0 | 0 | 0 | 0 | 0 | 0
DemandResponse | 0 | 0 | 0 | 0 | 0 | 0
IGCC-CCS | 0 | 0 | 0 | 0 | 0 | 0
WT_off | 0 | 0 | 0 | 0 | 0 | 0
PseudoUnit | 0 | 0 | 0 | 0 | 0 | 0
FixedInterchange | 0 | 0 | 0 | 0 | 0 | 0
Emission Cost by Reporting Type: VACAR
ReportingType | 2015 | 2020 | 2025 | 2030 | 2035 | 2040
BM | 0 | 0 | 0 | 0 | 0 | 0
CC | 0 | 0 | 0 | 0 | 0 | 0
CSP | 0 | 0 | 0 | 0 | 0 | 0
CT | 0 | 0 | 0 | 0 | 0 | 0
Coal | 0 | 0 | 0 | 0 | 0 | 0
Geo | 0 | 0 | 0 | 0 | 0 | 0
H | 0 | 0 | 0 | 0 | 0 | 0
LFG | 0 | 0 | 0 | 0 | 0 | 0
Nuc | 0 | 0 | 0 | 0 | 0 | 0
PS | 0 | 0 | 0 | 0 | 0 | 0
PV | 0 | 0 | 0 | 0 | 0 | 0
PeakG | 0 | 0 | 0 | 0 | 0 | 0
PeakO | 0 | 0 | 0 | 0 | 0 | 0
ST | 0 | 0 | 0 | 0 | 0 | 0
STOG | 0 | 0 | 0 | 0 | 0 | 0
STWD | 0 | 0 | 0 | 0 | 0 | 0
WT | 0 | 0 | 0 | 0 | 0 | 0
IGCC | 0 | 0 | 0 | 0 | 0 | 0
DemandResponse | 0 | 0 | 0 | 0 | 0 | 0
IGCC-CCS | 0 | 0 | 0 | 0 | 0 | 0
WT_off | 0 | 0 | 0 | 0 | 0 | 0
PseudoUnit | 0 | 0 | 0 | 0 | 0 | 0
FixedInterchange | 0 | 0 | 0 | 0 | 0 | 0
Emission Cost by Reporting Type: IESO
ReportingType | 2015 | 2020 | 2025 | 2030 | 2035 | 2040
BM | 0 | 0 | 0 | 0 | 0 | 0
CC | 0 | 0 | 0 | 0 | 0 | 0
CSP | 0 | 0 | 0 | 0 | 0 | 0
CT | 0 | 0 | 0 | 0 | 0 | 0
Coal | 0 | 0 | 0 | 0 | 0 | 0
Geo | 0 | 0 | 0 | 0 | 0 | 0
H | 0 | 0 | 0 | 0 | 0 | 0
LFG | 0 | 0 | 0 | 0 | 0 | 0
Nuc | 0 | 0 | 0 | 0 | 0 | 0
PS | 0 | 0 | 0 | 0 | 0 | 0
PV | 0 | 0 | 0 | 0 | 0 | 0
PeakG | 0 | 0 | 0 | 0 | 0 | 0
PeakO | 0 | 0 | 0 | 0 | 0 | 0
ST | 0 | 0 | 0 | 0 | 0 | 0
STOG | 0 | 0 | 0 | 0 | 0 | 0
STWD | 0 | 0 | 0 | 0 | 0 | 0
WT | 0 | 0 | 0 | 0 | 0 | 0
IGCC | 0 | 0 | 0 | 0 | 0 | 0
DemandResponse | 0 | 0 | 0 | 0 | 0 | 0
IGCC-CCS | 0 | 0 | 0 | 0 | 0 | 0
WT_off | 0 | 0 | 0 | 0 | 0 | 0
PseudoUnit | 0 | 0 | 0 | 0 | 0 | 0
FixedInterchange | 0 | 0 | 0 | 0 | 0 | 0
Emission Cost by Reporting Type: MAPP_CA
ReportingType | 2015 | 2020 | 2025 | 2030 | 2035 | 2040
BM | 0 | 0 | 0 | 0 | 0 | 0
CC | 0 | 0 | 0 | 0 | 0 | 0
CSP | 0 | 0 | 0 | 0 | 0 | 0
CT | 0 | 0 | 0 | 0 | 0 | 0
Coal | 0 | 0 | 0 | 0 | 0 | 0
Geo | 0 | 0 | 0 | 0 | 0 | 0
H | 0 | 0 | 0 | 0 | 0 | 0
LFG | 0 | 0 | 0 | 0 | 0 | 0
Nuc | 0 | 0 | 0 | 0 | 0 | 0
PS | 0 | 0 | 0 | 0 | 0 | 0
PV | 0 | 0 | 0 | 0 | 0 | 0
PeakG | 0 | 0 | 0 | 0 | 0 | 0
PeakO | 0 | 0 | 0 | 0 | 0 | 0
ST | 0 | 0 | 0 | 0 | 0 | 0
STOG | 0 | 0 | 0 | 0 | 0 | 0
STWD | 0 | 0 | 0 | 0 | 0 | 0
WT | 0 | 0 | 0 | 0 | 0 | 0
IGCC | 0 | 0 | 0 | 0 | 0 | 0
DemandResponse | 0 | 0 | 0 | 0 | 0 | 0
IGCC-CCS | 0 | 0 | 0 | 0 | 0 | 0
WT_off | 0 | 0 | 0 | 0 | 0 | 0
PseudoUnit | 0 | 0 | 0 | 0 | 0 | 0
FixedInterchange | 0 | 0 | 0 | 0 | 0 | 0
Emission Cost by Reporting Type: AZ_NM_SNV_Coal
ReportingType | 2015 | 2020 | 2025 | 2030 | 2035 | 2040
BM | 0 | 0 | 0 | 0 | 0 | 0
CC | 0 | 0 | 0 | 0 | 0 | 0
CSP | 0 | 0 | 0 | 0 | 0 | 0
CT | 0 | 0 | 0 | 0 | 0 | 0
Coal | 0 | 0 | 0 | 0 | 0 | 0
Geo | 0 | 0 | 0 | 0 | 0 | 0
H | 0 | 0 | 0 | 0 | 0 | 0
LFG | 0 | 0 | 0 | 0 | 0 | 0
Nuc | 0 | 0 | 0 | 0 | 0 | 0
PS | 0 | 0 | 0 | 0 | 0 | 0
PV | 0 | 0 | 0 | 0 | 0 | 0
PeakG | 0 | 0 | 0 | 0 | 0 | 0
PeakO | 0 | 0 | 0 | 0 | 0 | 0
ST | 0 | 0 | 0 | 0 | 0 | 0
STOG | 0 | 0 | 0 | 0 | 0 | 0
STWD | 0 | 0 | 0 | 0 | 0 | 0
WT | 0 | 0 | 0 | 0 | 0 | 0
IGCC | 0 | 0 | 0 | 0 | 0 | 0
DemandResponse | 0 | 0 | 0 | 0 | 0 | 0
IGCC-CCS | 0 | 0 | 0 | 0 | 0 | 0
WT_off | 0 | 0 | 0 | 0 | 0 | 0
PseudoUnit | 0 | 0 | 0 | 0 | 0 | 0
FixedInterchange | 0 | 0 | 0 | 0 | 0 | 0
Emission Cost by Reporting Type: AZ_NM_SNV_Gas
ReportingType | 2015 | 2020 | 2025 | 2030 | 2035 | 2040
BM | 0 | 0 | 0 | 0 | 0 | 0
CC | 0 | 0 | 0 | 0 | 0 | 0
CSP | 0 | 0 | 0 | 0 | 0 | 0
CT | 0 | 0 | 0 | 0 | 0 | 0
Coal | 0 | 0 | 0 | 0 | 0 | 0
Geo | 0 | 0 | 0 | 0 | 0 | 0
H | 0 | 0 | 0 | 0 | 0 | 0
LFG | 0 | 0 | 0 | 0 | 0 | 0
Nuc | 0 | 0 | 0 | 0 | 0 | 0
PS | 0 | 0 | 0 | 0 | 0 | 0
PV | 0 | 0 | 0 | 0 | 0 | 0
PeakG | 0 | 0 | 0 | 0 | 0 | 0
PeakO | 0 | 0 | 0 | 0 | 0 | 0
ST | 0 | 0 | 0 | 0 | 0 | 0
STOG | 0 | 0 | 0 | 0 | 0 | 0
STWD | 0 | 0 | 0 | 0 | 0 | 0
WT | 0 | 0 | 0 | 0 | 0 | 0
IGCC | 0 | 0 | 0 | 0 | 0 | 0
DemandResponse | 0 | 0 | 0 | 0 | 0 | 0
IGCC-CCS | 0 | 0 | 0 | 0 | 0 | 0
WT_off | 0 | 0 | 0 | 0 | 0 | 0
PseudoUnit | 0 | 0 | 0 | 0 | 0 | 0
FixedInterchange | 0 | 0 | 0 | 0 | 0 | 0
Emission Cost by Reporting Type: AZ_NM_SNV_NucRenew
ReportingType | 2015 | 2020 | 2025 | 2030 | 2035 | 2040
BM | 0 | 0 | 0 | 0 | 0 | 0
CC | 0 | 0 | 0 | 0 | 0 | 0
CSP | 0 | 0 | 0 | 0 | 0 | 0
CT | 0 | 0 | 0 | 0 | 0 | 0
Coal | 0 | 0 | 0 | 0 | 0 | 0
Geo | 0 | 0 | 0 | 0 | 0 | 0
H | 0 | 0 | 0 | 0 | 0 | 0
LFG | 0 | 0 | 0 | 0 | 0 | 0
Nuc | 0 | 0 | 0 | 0 | 0 | 0
PS | 0 | 0 | 0 | 0 | 0 | 0
PV | 0 | 0 | 0 | 0 | 0 | 0
PeakG | 0 | 0 | 0 | 0 | 0 | 0
PeakO | 0 | 0 | 0 | 0 | 0 | 0
ST | 0 | 0 | 0 | 0 | 0 | 0
STOG | 0 | 0 | 0 | 0 | 0 | 0
STWD | 0 | 0 | 0 | 0 | 0 | 0
WT | 0 | 0 | 0 | 0 | 0 | 0
IGCC | 0 | 0 | 0 | 0 | 0 | 0
DemandResponse | 0 | 0 | 0 | 0 | 0 | 0
IGCC-CCS | 0 | 0 | 0 | 0 | 0 | 0
WT_off | 0 | 0 | 0 | 0 | 0 | 0
PseudoUnit | 0 | 0 | 0 | 0 | 0 | 0
FixedInterchange | 0 | 0 | 0 | 0 | 0 | 0
Emission Cost by Reporting Type: ERCOT
ReportingType | 2015 | 2020 | 2025 | 2030 | 2035 | 2040
BM | 0 | 0 | 0 | 0 | 0 | 0
CC | 0 | 0 | 0 | 0 | 0 | 0
CSP | 0 | 0 | 0 | 0 | 0 | 0
CT | 0 | 0 | 0 | 0 | 0 | 0
Coal | 0 | 0 | 0 | 0 | 0 | 0
Geo | 0 | 0 | 0 | 0 | 0 | 0
H | 0 | 0 | 0 | 0 | 0 | 0
LFG | 0 | 0 | 0 | 0 | 0 | 0
Nuc | 0 | 0 | 0 | 0 | 0 | 0
PS | 0 | 0 | 0 | 0 | 0 | 0
PV | 0 | 0 | 0 | 0 | 0 | 0
PeakG | 0 | 0 | 0 | 0 | 0 | 0
PeakO | 0 | 0 | 0 | 0 | 0 | 0
ST | 0 | 0 | 0 | 0 | 0 | 0
STOG | 0 | 0 | 0 | 0 | 0 | 0
STWD | 0 | 0 | 0 | 0 | 0 | 0
WT | 0 | 0 | 0 | 0 | 0 | 0
IGCC | 0 | 0 | 0 | 0 | 0 | 0
DemandResponse | 0 | 0 | 0 | 0 | 0 | 0
IGCC-CCS | 0 | 0 | 0 | 0 | 0 | 0
WT_off | 0 | 0 | 0 | 0 | 0 | 0
PseudoUnit | 0 | 0 | 0 | 0 | 0 | 0
FixedInterchange | 0 | 0 | 0 | 0 | 0 | 0
Emission Cost by Reporting Type: NP15
ReportingType | 2015 | 2020 | 2025 | 2030 | 2035 | 2040
BM | 0 | 0 | 0 | 0 | 0 | 0
CC | 0 | 0 | 0 | 0 | 0 | 0
CSP | 0 | 0 | 0 | 0 | 0 | 0
CT | 0 | 0 | 0 | 0 | 0 | 0
Coal | 0 | 0 | 0 | 0 | 0 | 0
Geo | 0 | 0 | 0 | 0 | 0 | 0
H | 0 | 0 | 0 | 0 | 0 | 0
LFG | 0 | 0 | 0 | 0 | 0 | 0
Nuc | 0 | 0 | 0 | 0 | 0 | 0
PS | 0 | 0 | 0 | 0 | 0 | 0
PV | 0 | 0 | 0 | 0 | 0 | 0
PeakG | 0 | 0 | 0 | 0 | 0 | 0
PeakO | 0 | 0 | 0 | 0 | 0 | 0
ST | 0 | 0 | 0 | 0 | 0 | 0
STOG | 0 | 0 | 0 | 0 | 0 | 0
STWD | 0 | 0 | 0 | 0 | 0 | 0
WT | 0 | 0 | 0 | 0 | 0 | 0
IGCC | 0 | 0 | 0 | 0 | 0 | 0
DemandResponse | 0 | 0 | 0 | 0 | 0 | 0
IGCC-CCS | 0 | 0 | 0 | 0 | 0 | 0
WT_off | 0 | 0 | 0 | 0 | 0 | 0
PseudoUnit | 0 | 0 | 0 | 0 | 0 | 0
FixedInterchange | 0 | 0 | 0 | 0 | 0 | 0
Emission Cost by Reporting Type: NWPP_Coal
ReportingType | 2015 | 2020 | 2025 | 2030 | 2035 | 2040
BM | 0 | 0 | 0 | 0 | 0 | 0
CC | 0 | 0 | 0 | 0 | 0 | 0
CSP | 0 | 0 | 0 | 0 | 0 | 0
CT | 0 | 0 | 0 | 0 | 0 | 0
Coal | 0 | 0 | 0 | 0 | 0 | 0
Geo | 0 | 0 | 0 | 0 | 0 | 0
H | 0 | 0 | 0 | 0 | 0 | 0
LFG | 0 | 0 | 0 | 0 | 0 | 0
Nuc | 0 | 0 | 0 | 0 | 0 | 0
PS | 0 | 0 | 0 | 0 | 0 | 0
PV | 0 | 0 | 0 | 0 | 0 | 0
PeakG | 0 | 0 | 0 | 0 | 0 | 0
PeakO | 0 | 0 | 0 | 0 | 0 | 0
ST | 0 | 0 | 0 | 0 | 0 | 0
STOG | 0 | 0 | 0 | 0 | 0 | 0
STWD | 0 | 0 | 0 | 0 | 0 | 0
WT | 0 | 0 | 0 | 0 | 0 | 0
IGCC | 0 | 0 | 0 | 0 | 0 | 0
DemandResponse | 0 | 0 | 0 | 0 | 0 | 0
IGCC-CCS | 0 | 0 | 0 | 0 | 0 | 0
WT_off | 0 | 0 | 0 | 0 | 0 | 0
PseudoUnit | 0 | 0 | 0 | 0 | 0 | 0
FixedInterchange | 0 | 0 | 0 | 0 | 0 | 0
Emission Cost by Reporting Type: NWPP_Gas
ReportingType | 2015 | 2020 | 2025 | 2030 | 2035 | 2040
BM | 0 | 0 | 0 | 0 | 0 | 0
CC | 0 | 0 | 0 | 0 | 0 | 0
CSP | 0 | 0 | 0 | 0 | 0 | 0
CT | 0 | 0 | 0 | 0 | 0 | 0
Coal | 0 | 0 | 0 | 0 | 0 | 0
Geo | 0 | 0 | 0 | 0 | 0 | 0
H | 0 | 0 | 0 | 0 | 0 | 0
LFG | 0 | 0 | 0 | 0 | 0 | 0
Nuc | 0 | 0 | 0 | 0 | 0 | 0
PS | 0 | 0 | 0 | 0 | 0 | 0
PV | 0 | 0 | 0 | 0 | 0 | 0
PeakG | 0 | 0 | 0 | 0 | 0 | 0
PeakO | 0 | 0 | 0 | 0 | 0 | 0
ST | 0 | 0 | 0 | 0 | 0 | 0
STOG | 0 | 0 | 0 | 0 | 0 | 0
STWD | 0 | 0 | 0 | 0 | 0 | 0
WT | 0 | 0 | 0 | 0 | 0 | 0
IGCC | 0 | 0 | 0 | 0 | 0 | 0
DemandResponse | 0 | 0 | 0 | 0 | 0 | 0
IGCC-CCS | 0 | 0 | 0 | 0 | 0 | 0
WT_off | 0 | 0 | 0 | 0 | 0 | 0
PseudoUnit | 0 | 0 | 0 | 0 | 0 | 0
FixedInterchange | 0 | 0 | 0 | 0 | 0 | 0
Emission Cost by Reporting Type: NWPP_NucRenew
ReportingType | 2015 | 2020 | 2025 | 2030 | 2035 | 2040
BM | 0 | 0 | 0 | 0 | 0 | 0
CC | 0 | 0 | 0 | 0 | 0 | 0
CSP | 0 | 0 | 0 | 0 | 0 | 0
CT | 0 | 0 | 0 | 0 | 0 | 0
Coal | 0 | 0 | 0 | 0 | 0 | 0
Geo | 0 | 0 | 0 | 0 | 0 | 0
H | 0 | 0 | 0 | 0 | 0 | 0
LFG | 0 | 0 | 0 | 0 | 0 | 0
Nuc | 0 | 0 | 0 | 0 | 0 | 0
PS | 0 | 0 | 0 | 0 | 0 | 0
PV | 0 | 0 | 0 | 0 | 0 | 0
PeakG | 0 | 0 | 0 | 0 | 0 | 0
PeakO | 0 | 0 | 0 | 0 | 0 | 0
ST | 0 | 0 | 0 | 0 | 0 | 0
STOG | 0 | 0 | 0 | 0 | 0 | 0
STWD | 0 | 0 | 0 | 0 | 0 | 0
WT | 0 | 0 | 0 | 0 | 0 | 0
IGCC | 0 | 0 | 0 | 0 | 0 | 0
DemandResponse | 0 | 0 | 0 | 0 | 0 | 0
IGCC-CCS | 0 | 0 | 0 | 0 | 0 | 0
WT_off | 0 | 0 | 0 | 0 | 0 | 0
PseudoUnit | 0 | 0 | 0 | 0 | 0 | 0
FixedInterchange | 0 | 0 | 0 | 0 | 0 | 0
Emission Cost by Reporting Type: RMPA
ReportingType | 2015 | 2020 | 2025 | 2030 | 2035 | 2040
BM | 0 | 0 | 0 | 0 | 0 | 0
CC | 0 | 0 | 0 | 0 | 0 | 0
CSP | 0 | 0 | 0 | 0 | 0 | 0
CT | 0 | 0 | 0 | 0 | 0 | 0
Coal | 0 | 0 | 0 | 0 | 0 | 0
Geo | 0 | 0 | 0 | 0 | 0 | 0
H | 0 | 0 | 0 | 0 | 0 | 0
LFG | 0 | 0 | 0 | 0 | 0 | 0
Nuc | 0 | 0 | 0 | 0 | 0 | 0
PS | 0 | 0 | 0 | 0 | 0 | 0
PV | 0 | 0 | 0 | 0 | 0 | 0
PeakG | 0 | 0 | 0 | 0 | 0 | 0
PeakO | 0 | 0 | 0 | 0 | 0 | 0
ST | 0 | 0 | 0 | 0 | 0 | 0
STOG | 0 | 0 | 0 | 0 | 0 | 0
STWD | 0 | 0 | 0 | 0 | 0 | 0
WT | 0 | 0 | 0 | 0 | 0 | 0
IGCC | 0 | 0 | 0 | 0 | 0 | 0
DemandResponse | 0 | 0 | 0 | 0 | 0 | 0
IGCC-CCS | 0 | 0 | 0 | 0 | 0 | 0
WT_off | 0 | 0 | 0 | 0 | 0 | 0
PseudoUnit | 0 | 0 | 0 | 0 | 0 | 0
FixedInterchange | 0 | 0 | 0 | 0 | 0 | 0
Emission Cost by Reporting Type: SP15
ReportingType | 2015 | 2020 | 2025 | 2030 | 2035 | 2040
BM | 0 | 0 | 0 | 0 | 0 | 0
CC | 0 | 0 | 0 | 0 | 0 | 0
CSP | 0 | 0 | 0 | 0 | 0 | 0
CT | 0 | 0 | 0 | 0 | 0 | 0
Coal | 0 | 0 | 0 | 0 | 0 | 0
Geo | 0 | 0 | 0 | 0 | 0 | 0
H | 0 | 0 | 0 | 0 | 0 | 0
LFG | 0 | 0 | 0 | 0 | 0 | 0
Nuc | 0 | 0 | 0 | 0 | 0 | 0
PS | 0 | 0 | 0 | 0 | 0 | 0
PV | 0 | 0 | 0 | 0 | 0 | 0
PeakG | 0 | 0 | 0 | 0 | 0 | 0
PeakO | 0 | 0 | 0 | 0 | 0 | 0
ST | 0 | 0 | 0 | 0 | 0 | 0
STOG | 0 | 0 | 0 | 0 | 0 | 0
STWD | 0 | 0 | 0 | 0 | 0 | 0
WT | 0 | 0 | 0 | 0 | 0 | 0
IGCC | 0 | 0 | 0 | 0 | 0 | 0
DemandResponse | 0 | 0 | 0 | 0 | 0 | 0
IGCC-CCS | 0 | 0 | 0 | 0 | 0 | 0
WT_off | 0 | 0 | 0 | 0 | 0 | 0
PseudoUnit | 0 | 0 | 0 | 0 | 0 | 0
FixedInterchange | 0 | 0 | 0 | 0 | 0 | 0
Emission Cost by Reporting Type: ALB
ReportingType | 2015 | 2020 | 2025 | 2030 | 2035 | 2040
BM | 0 | 0 | 0 | 0 | 0 | 0
CC | 0 | 0 | 0 | 0 | 0 | 0
CSP | 0 | 0 | 0 | 0 | 0 | 0
CT | 0 | 0 | 0 | 0 | 0 | 0
Coal | 0 | 0 | 0 | 0 | 0 | 0
Geo | 0 | 0 | 0 | 0 | 0 | 0
H | 0 | 0 | 0 | 0 | 0 | 0
LFG | 0 | 0 | 0 | 0 | 0 | 0
Nuc | 0 | 0 | 0 | 0 | 0 | 0
PS | 0 | 0 | 0 | 0 | 0 | 0
PV | 0 | 0 | 0 | 0 | 0 | 0
PeakG | 0 | 0 | 0 | 0 | 0 | 0
PeakO | 0 | 0 | 0 | 0 | 0 | 0
ST | 0 | 0 | 0 | 0 | 0 | 0
STOG | 0 | 0 | 0 | 0 | 0 | 0
STWD | 0 | 0 | 0 | 0 | 0 | 0
WT | 0 | 0 | 0 | 0 | 0 | 0
IGCC | 0 | 0 | 0 | 0 | 0 | 0
DemandResponse | 0 | 0 | 0 | 0 | 0 | 0
IGCC-CCS | 0 | 0 | 0 | 0 | 0 | 0
WT_off | 0 | 0 | 0 | 0 | 0 | 0
PseudoUnit | 0 | 0 | 0 | 0 | 0 | 0
FixedInterchange | 0 | 0 | 0 | 0 | 0 | 0
Emission Cost by Reporting Type: BC
ReportingType | 2015 | 2020 | 2025 | 2030 | 2035 | 2040
BM | 0 | 0 | 0 | 0 | 0 | 0
CC | 0 | 0 | 0 | 0 | 0 | 0
CSP | 0 | 0 | 0 | 0 | 0 | 0
CT | 0 | 0 | 0 | 0 | 0 | 0
Coal | 0 | 0 | 0 | 0 | 0 | 0
Geo | 0 | 0 | 0 | 0 | 0 | 0
H | 0 | 0 | 0 | 0 | 0 | 0
LFG | 0 | 0 | 0 | 0 | 0 | 0
Nuc | 0 | 0 | 0 | 0 | 0 | 0
PS | 0 | 0 | 0 | 0 | 0 | 0
PV | 0 | 0 | 0 | 0 | 0 | 0
PeakG | 0 | 0 | 0 | 0 | 0 | 0
PeakO | 0 | 0 | 0 | 0 | 0 | 0
ST | 0 | 0 | 0 | 0 | 0 | 0
STOG | 0 | 0 | 0 | 0 | 0 | 0
STWD | 0 | 0 | 0 | 0 | 0 | 0
WT | 0 | 0 | 0 | 0 | 0 | 0
IGCC | 0 | 0 | 0 | 0 | 0 | 0
DemandResponse | 0 | 0 | 0 | 0 | 0 | 0
IGCC-CCS | 0 | 0 | 0 | 0 | 0 | 0
WT_off | 0 | 0 | 0 | 0 | 0 | 0
PseudoUnit | 0 | 0 | 0 | 0 | 0 | 0
FixedInterchange | 0 | 0 | 0 | 0 | 0 | 0
Emission Cost by Reporting Type: HQ_IESO
ReportingType | 2015 | 2020 | 2025 | 2030 | 2035 | 2040
BM | 0 | 0 | 0 | 0 | 0 | 0
CC | 0 | 0 | 0 | 0 | 0 | 0
CSP | 0 | 0 | 0 | 0 | 0 | 0
CT | 0 | 0 | 0 | 0 | 0 | 0
Coal | 0 | 0 | 0 | 0 | 0 | 0
Geo | 0 | 0 | 0 | 0 | 0 | 0
H | 0 | 0 | 0 | 0 | 0 | 0
LFG | 0 | 0 | 0 | 0 | 0 | 0
Nuc | 0 | 0 | 0 | 0 | 0 | 0
PS | 0 | 0 | 0 | 0 | 0 | 0
PV | 0 | 0 | 0 | 0 | 0 | 0
PeakG | 0 | 0 | 0 | 0 | 0 | 0
PeakO | 0 | 0 | 0 | 0 | 0 | 0
ST | 0 | 0 | 0 | 0 | 0 | 0
STOG | 0 | 0 | 0 | 0 | 0 | 0
STWD | 0 | 0 | 0 | 0 | 0 | 0
WT | 0 | 0 | 0 | 0 | 0 | 0
IGCC | 0 | 0 | 0 | 0 | 0 | 0
DemandResponse | 0 | 0 | 0 | 0 | 0 | 0
IGCC-CCS | 0 | 0 | 0 | 0 | 0 | 0
WT_off | 0 | 0 | 0 | 0 | 0 | 0
PseudoUnit | 0 | 0 | 0 | 0 | 0 | 0
FixedInterchange | 0 | 0 | 0 | 0 | 0 | 0
Emission Cost by Reporting Type: HQ_NEISO
ReportingType | 2015 | 2020 | 2025 | 2030 | 2035 | 2040
BM | 0 | 0 | 0 | 0 | 0 | 0
CC | 0 | 0 | 0 | 0 | 0 | 0
CSP | 0 | 0 | 0 | 0 | 0 | 0
CT | 0 | 0 | 0 | 0 | 0 | 0
Coal | 0 | 0 | 0 | 0 | 0 | 0
Geo | 0 | 0 | 0 | 0 | 0 | 0
H | 0 | 0 | 0 | 0 | 0 | 0
LFG | 0 | 0 | 0 | 0 | 0 | 0
Nuc | 0 | 0 | 0 | 0 | 0 | 0
PS | 0 | 0 | 0 | 0 | 0 | 0
PV | 0 | 0 | 0 | 0 | 0 | 0
PeakG | 0 | 0 | 0 | 0 | 0 | 0
PeakO | 0 | 0 | 0 | 0 | 0 | 0
ST | 0 | 0 | 0 | 0 | 0 | 0
STOG | 0 | 0 | 0 | 0 | 0 | 0
STWD | 0 | 0 | 0 | 0 | 0 | 0
WT | 0 | 0 | 0 | 0 | 0 | 0
IGCC | 0 | 0 | 0 | 0 | 0 | 0
DemandResponse | 0 | 0 | 0 | 0 | 0 | 0
IGCC-CCS | 0 | 0 | 0 | 0 | 0 | 0
WT_off | 0 | 0 | 0 | 0 | 0 | 0
PseudoUnit | 0 | 0 | 0 | 0 | 0 | 0
FixedInterchange | 0 | 0 | 0 | 0 | 0 | 0
Emission Cost by Reporting Type: HQ_NY
ReportingType | 2015 | 2020 | 2025 | 2030 | 2035 | 2040
BM | 0 | 0 | 0 | 0 | 0 | 0
CC | 0 | 0 | 0 | 0 | 0 | 0
CSP | 0 | 0 | 0 | 0 | 0 | 0
CT | 0 | 0 | 0 | 0 | 0 | 0
Coal | 0 | 0 | 0 | 0 | 0 | 0
Geo | 0 | 0 | 0 | 0 | 0 | 0
H | 0 | 0 | 0 | 0 | 0 | 0
LFG | 0 | 0 | 0 | 0 | 0 | 0
Nuc | 0 | 0 | 0 | 0 | 0 | 0
PS | 0 | 0 | 0 | 0 | 0 | 0
PV | 0 | 0 | 0 | 0 | 0 | 0
PeakG | 0 | 0 | 0 | 0 | 0 | 0
PeakO | 0 | 0 | 0 | 0 | 0 | 0
ST | 0 | 0 | 0 | 0 | 0 | 0
STOG | 0 | 0 | 0 | 0 | 0 | 0
STWD | 0 | 0 | 0 | 0 | 0 | 0
WT | 0 | 0 | 0 | 0 | 0 | 0
IGCC | 0 | 0 | 0 | 0 | 0 | 0
DemandResponse | 0 | 0 | 0 | 0 | 0 | 0
IGCC-CCS | 0 | 0 | 0 | 0 | 0 | 0
WT_off | 0 | 0 | 0 | 0 | 0 | 0
PseudoUnit | 0 | 0 | 0 | 0 | 0 | 0
FixedInterchange | 0 | 0 | 0 | 0 | 0 | 0
Emission Cost by Reporting Type: MARITIMES
ReportingType | 2015 | 2020 | 2025 | 2030 | 2035 | 2040
BM | 0 | 0 | 0 | 0 | 0 | 0
CC | 0 | 0 | 0 | 0 | 0 | 0
CSP | 0 | 0 | 0 | 0 | 0 | 0
CT | 0 | 0 | 0 | 0 | 0 | 0
Coal | 0 | 0 | 0 | 0 | 0 | 0
Geo | 0 | 0 | 0 | 0 | 0 | 0
H | 0 | 0 | 0 | 0 | 0 | 0
LFG | 0 | 0 | 0 | 0 | 0 | 0
Nuc | 0 | 0 | 0 | 0 | 0 | 0
PS | 0 | 0 | 0 | 0 | 0 | 0
PV | 0 | 0 | 0 | 0 | 0 | 0
PeakG | 0 | 0 | 0 | 0 | 0 | 0
PeakO | 0 | 0 | 0 | 0 | 0 | 0
ST | 0 | 0 | 0 | 0 | 0 | 0
STOG | 0 | 0 | 0 | 0 | 0 | 0
STWD | 0 | 0 | 0 | 0 | 0 | 0
WT | 0 | 0 | 0 | 0 | 0 | 0
IGCC | 0 | 0 | 0 | 0 | 0 | 0
DemandResponse | 0 | 0 | 0 | 0 | 0 | 0
IGCC-CCS | 0 | 0 | 0 | 0 | 0 | 0
WT_off | 0 | 0 | 0 | 0 | 0 | 0
PseudoUnit | 0 | 0 | 0 | 0 | 0 | 0
FixedInterchange | 0 | 0 | 0 | 0 | 0 | 0
Emission Cost by Reporting Type: All
ReportingType | 2015 | 2020 | 2025 | 2030 | 2035 | 2040
BM | 0 | 0 | 0 | 0 | 0 | 0
CC | 85.13 | 95.78 | 90.17 | 81.41 | 136.19 | 162.22
CSP | 0 | 0 | 0 | 0 | 0 | 0
CT | 0 | 0.01 | 0.03 | 0.07 | 0.24 | 0.39
Coal | 10.36 | 13.3 | 13.23 | 11.29 | 18.38 | 18.38
Geo | 0 | 0 | 0 | 0 | 0 | 0
H | 0 | 0 | 0 | 0 | 0 | 0
LFG | 0 | 0 | 0 | 0 | 0 | 0
Nuc | 0 | 0 | 0 | 0 | 0 | 0
PS | 0 | 0 | 0 | 0 | 0 | 0
PV | 0 | 0 | 0 | 0 | 0 | 0
PeakG | 0.12 | 0.4 | 0.62 | 0.49 | 1.97 | 1.07
PeakO | 0 | 0 | 0 | 0 | 0 | 0
ST | 0 | 0 | 0 | 0 | 0 | 0
STOG | 1.42 | 2.2 | 2.59 | 2.25 | 3.6 | 3.94
STWD | 0 | 0 | 0 | 0 | 0 | 0
WT | 0 | 0 | 0 | 0 | 0 | 0
IGCC | 0 | 0 | 0 | 0 | 0 | 0
DemandResponse | 0 | 0 | 0 | 0 | 0 | 0
IGCC-CCS | 0 | 0 | 0 | 0 | 0 | 0
WT_off | 0 | 0 | 0 | 0 | 0 | 0
PseudoUnit | 0 | 0 | 0 | 0 | 0 | 0
FixedInterchange | 0 | 0 | 0 | 0 | 0 | 0
Emission Cost by Reporting Type: EI_US
ReportingType | 2015 | 2020 | 2025 | 2030 | 2035 | 2040
BM | 0 | 0 | 0 | 0 | 0 | 0
CC | 85.13 | 95.78 | 90.17 | 81.41 | 136.19 | 162.22
CSP | 0 | 0 | 0 | 0 | 0 | 0
CT | 0 | 0.01 | 0.03 | 0.07 | 0.24 | 0.39
Coal | 10.36 | 13.3 | 13.23 | 11.29 | 18.38 | 18.38
Geo | 0 | 0 | 0 | 0 | 0 | 0
H | 0 | 0 | 0 | 0 | 0 | 0
LFG | 0 | 0 | 0 | 0 | 0 | 0
Nuc | 0 | 0 | 0 | 0 | 0 | 0
PS | 0 | 0 | 0 | 0 | 0 | 0
PV | 0 | 0 | 0 | 0 | 0 | 0
PeakG | 0.12 | 0.4 | 0.62 | 0.49 | 1.97 | 1.07
PeakO | 0 | 0 | 0 | 0 | 0 | 0
ST | 0 | 0 | 0 | 0 | 0 | 0
STOG | 1.42 | 2.2 | 2.59 | 2.25 | 3.6 | 3.94
STWD | 0 | 0 | 0 | 0 | 0 | 0
WT | 0 | 0 | 0 | 0 | 0 | 0
IGCC | 0 | 0 | 0 | 0 | 0 | 0
DemandResponse | 0 | 0 | 0 | 0 | 0 | 0
IGCC-CCS | 0 | 0 | 0 | 0 | 0 | 0
WT_off | 0 | 0 | 0 | 0 | 0 | 0
PseudoUnit | 0 | 0 | 0 | 0 | 0 | 0
FixedInterchange | 0 | 0 | 0 | 0 | 0 | 0
Emission Cost by Reporting Type: EI_Canada
ReportingType | 2015 | 2020 | 2025 | 2030 | 2035 | 2040
BM | 0 | 0 | 0 | 0 | 0 | 0
CC | 0 | 0 | 0 | 0 | 0 | 0
CSP | 0 | 0 | 0 | 0 | 0 | 0
CT | 0 | 0 | 0 | 0 | 0 | 0
Coal | 0 | 0 | 0 | 0 | 0 | 0
Geo | 0 | 0 | 0 | 0 | 0 | 0
H | 0 | 0 | 0 | 0 | 0 | 0
LFG | 0 | 0 | 0 | 0 | 0 | 0
Nuc | 0 | 0 | 0 | 0 | 0 | 0
PS | 0 | 0 | 0 | 0 | 0 | 0
PV | 0 | 0 | 0 | 0 | 0 | 0
PeakG | 0 | 0 | 0 | 0 | 0 | 0
PeakO | 0 | 0 | 0 | 0 | 0 | 0
ST | 0 | 0 | 0 | 0 | 0 | 0
STOG | 0 | 0 | 0 | 0 | 0 | 0
STWD | 0 | 0 | 0 | 0 | 0 | 0
WT | 0 | 0 | 0 | 0 | 0 | 0
IGCC | 0 | 0 | 0 | 0 | 0 | 0
DemandResponse | 0 | 0 | 0 | 0 | 0 | 0
IGCC-CCS | 0 | 0 | 0 | 0 | 0 | 0
WT_off | 0 | 0 | 0 | 0 | 0 | 0
PseudoUnit | 0 | 0 | 0 | 0 | 0 | 0
FixedInterchange | 0 | 0 | 0 | 0 | 0 | 0
Emission Cost by Reporting Type: EI
ReportingType | 2015 | 2020 | 2025 | 2030 | 2035 | 2040
BM | 0 | 0 | 0 | 0 | 0 | 0
CC | 85.13 | 95.78 | 90.17 | 81.41 | 136.19 | 162.22
CSP | 0 | 0 | 0 | 0 | 0 | 0
CT | 0 | 0.01 | 0.03 | 0.07 | 0.24 | 0.39
Coal | 10.36 | 13.3 | 13.23 | 11.29 | 18.38 | 18.38
Geo | 0 | 0 | 0 | 0 | 0 | 0
H | 0 | 0 | 0 | 0 | 0 | 0
LFG | 0 | 0 | 0 | 0 | 0 | 0
Nuc | 0 | 0 | 0 | 0 | 0 | 0
PS | 0 | 0 | 0 | 0 | 0 | 0
PV | 0 | 0 | 0 | 0 | 0 | 0
PeakG | 0.12 | 0.4 | 0.62 | 0.49 | 1.97 | 1.07
PeakO | 0 | 0 | 0 | 0 | 0 | 0
ST | 0 | 0 | 0 | 0 | 0 | 0
STOG | 1.42 | 2.2 | 2.59 | 2.25 | 3.6 | 3.94
STWD | 0 | 0 | 0 | 0 | 0 | 0
WT | 0 | 0 | 0 | 0 | 0 | 0
IGCC | 0 | 0 | 0 | 0 | 0 | 0
DemandResponse | 0 | 0 | 0 | 0 | 0 | 0
IGCC-CCS | 0 | 0 | 0 | 0 | 0 | 0
WT_off | 0 | 0 | 0 | 0 | 0 | 0
PseudoUnit | 0 | 0 | 0 | 0 | 0 | 0
FixedInterchange | 0 | 0 | 0 | 0 | 0 | 0
Emission Cost by Reporting Type: Outside_EI
ReportingType | 2015 | 2020 | 2025 | 2030 | 2035 | 2040
BM | 0 | 0 | 0 | 0 | 0 | 0
CC | 0 | 0 | 0 | 0 | 0 | 0
CSP | 0 | 0 | 0 | 0 | 0 | 0
CT | 0 | 0 | 0 | 0 | 0 | 0
Coal | 0 | 0 | 0 | 0 | 0 | 0
Geo | 0 | 0 | 0 | 0 | 0 | 0
H | 0 | 0 | 0 | 0 | 0 | 0
LFG | 0 | 0 | 0 | 0 | 0 | 0
Nuc | 0 | 0 | 0 | 0 | 0 | 0
PS | 0 | 0 | 0 | 0 | 0 | 0
PV | 0 | 0 | 0 | 0 | 0 | 0
PeakG | 0 | 0 | 0 | 0 | 0 | 0
PeakO | 0 | 0 | 0 | 0 | 0 | 0
ST | 0 | 0 | 0 | 0 | 0 | 0
STOG | 0 | 0 | 0 | 0 | 0 | 0
STWD | 0 | 0 | 0 | 0 | 0 | 0
WT | 0 | 0 | 0 | 0 | 0 | 0
IGCC | 0 | 0 | 0 | 0 | 0 | 0
DemandResponse | 0 | 0 | 0 | 0 | 0 | 0
IGCC-CCS | 0 | 0 | 0 | 0 | 0 | 0
WT_off | 0 | 0 | 0 | 0 | 0 | 0
PseudoUnit | 0 | 0 | 0 | 0 | 0 | 0
FixedInterchange | 0 | 0 | 0 | 0 | 0 | 0
#8 | Base VOM Costs ($million)
Base VOM Costs by Reporting Type: Entergy
ReportingType | 2015 | 2020 | 2025 | 2030 | 2035 | 2040
BM | 0 | 0 | 0 | 0 | 0 | 0
CC | 154.87 | 184.22 | 165.43 | 151.45 | 158.25 | 142.08
CSP | 0 | 0 | 0 | 0 | 0 | 0
CT | 0 | 0 | 0 | 0 | 0 | 0
Coal | 233.52 | 226.35 | 240.94 | 250.14 | 252.94 | 306.55
Geo | 0 | 0 | 0 | 0 | 0 | 0
H | 0 | 0 | 0 | 0 | 0 | 0
LFG | 0 | 0 | 0 | 0.01 | 0.01 | 0.01
Nuc | 100.26 | 100.26 | 100.26 | 100.26 | 84.69 | 66.26
PS | 0 | 0 | 0 | 0 | 0 | 0
PV | 0 | 0 | 0 | 0 | 0 | 0
PeakG | 0 | 0 | 0.25 | 0.23 | 0.27 | 0.13
PeakO | 0 | 0 | 0 | 0 | 0 | 0
ST | 0 | 0 | 0 | 0 | 0 | 0
STOG | 3.35 | 3.69 | 2.84 | 2.46 | 2.73 | 2.73
STWD | 3.43 | 0.28 | 0.19 | 0.18 | 0.32 | 0.32
WT | 0 | 0 | 0 | 0 | 0 | 0
IGCC | 0 | 0 | 0 | 0 | 0 | 0
DemandResponse | 0 | 0 | 0 | 0 | 0 | 0
IGCC-CCS | 0 | 0 | 0 | 0 | 0 | 0
WT_off | 0 | 0 | 0 | 0 | 0 | 0
PseudoUnit | 0 | 0 | 0 | 0 | 0 | 0
FixedInterchange | 0 | 0 | 0 | 0 | 0 | 0
Base VOM Costs by Reporting Type: FRCC
ReportingType | 2015 | 2020 | 2025 | 2030 | 2035 | 2040
BM | 0 | 35.59 | 74.69 | 74.69 | 74.69 | 74.69
CC | 361.12 | 387.64 | 388.65 | 392.47 | 581.4 | 675.23
CSP | 0 | 0 | 0 | 0 | 0 | 0
CT | 9.49 | 9.51 | 9.38 | 5.06 | 9.38 | 8.81
Coal | 220.23 | 236.1 | 241.36 | 247.72 | 252.59 | 252.59
Geo | 0 | 0 | 0 | 0 | 0 | 0
H | 0 | 0 | 0 | 0 | 0 | 0
LFG | 0.04 | 0.06 | 0.06 | 0.06 | 0.06 | 0.06
Nuc | 76.4 | 76.4 | 76.4 | 76.4 | 46.53 | 15.51
PS | 0 | 0 | 0 | 0 | 0 | 0
PV | 0 | 0 | 0 | 0 | 0 | 0
PeakG | 3.34 | 4.86 | 7.76 | 5.82 | 4.35 | 3.79
PeakO | 0 | 0 | 0 | 0 | 0 | 0
ST | 0 | 0 | 0 | 0 | 0 | 0
STOG | 9.16 | 8.2 | 7.23 | 5.62 | 4.63 | 4.22
STWD | 3.24 | 3.24 | 3.24 | 3.24 | 3.24 | 3.24
WT | 0 | 0 | 0 | 0 | 0 | 0
IGCC | 0 | 0 | 0 | 0 | 0 | 0
DemandResponse | 0 | 0 | 0 | 0 | 0 | 0
IGCC-CCS | 0 | 0 | 0 | 0 | 0 | 0
WT_off | 0 | 0 | 0 | 0 | 0 | 0
PseudoUnit | 0 | 0 | 0 | 0 | 0 | 0
FixedInterchange | 0 | 0 | 0 | 0 | 0 | 0
Base VOM Costs by Reporting Type: MAPP_US
ReportingType | 2015 | 2020 | 2025 | 2030 | 2035 | 2040
BM | 0 | 0 | 0 | 0 | 0 | 0
CC | 0.62 | 0.83 | 0.57 | 0.28 | 0.47 | 0.47
CSP | 0 | 0 | 0 | 0 | 0 | 0
CT | 0 | 0 | 0 | 0 | 0 | 0
Coal | 83.46 | 74.01 | 74.01 | 74.01 | 74.01 | 74.01
Geo | 0 | 0 | 0 | 0 | 0 | 0
H | 0 | 0 | 0 | 0 | 0 | 0
LFG | 0 | 0 | 0 | 0.01 | 0.01 | 0.01
Nuc | 0 | 0 | 0 | 0 | 0 | 0
PS | 0 | 0 | 0 | 0 | 0 | 0
PV | 0 | 0 | 0 | 0 | 0 | 0
PeakG | 0.21 | 0.75 | 0.75 | 0.2 | 1.46 | 0.57
PeakO | 0 | 0 | 0 | 0 | 0 | 0
ST | 0 | 0 | 0 | 0 | 0 | 0
STOG | 0 | 0 | 0 | 0 | 0 | 0
STWD | 0 | 0 | 0 | 0 | 0 | 0
WT | 0.07 | 0.12 | 0.12 | 0.29 | 0.4 | 0.47
IGCC | 0 | 0 | 0 | 0 | 0 | 0
DemandResponse | 0 | 0 | 0 | 0 | 0 | 0
IGCC-CCS | 0 | 0 | 0 | 0 | 0 | 0
WT_off | 0 | 0 | 0 | 0 | 0 | 0
PseudoUnit | 0 | 0 | 0 | 0 | 0 | 0
FixedInterchange | 0 | 0 | 0 | 0 | 0 | 0
Base VOM Costs by Reporting Type: MISO_IN
ReportingType | 2015 | 2020 | 2025 | 2030 | 2035 | 2040
BM | 0 | 0 | 0 | 0 | 0 | 0
CC | 10.3 | 16.91 | 13.59 | 9.57 | 84.17 | 112.31
CSP | 0 | 0 | 0 | 0 | 0 | 0
CT | 0 | 0 | 0 | 0 | 0 | 0
Coal | 332.05 | 381.61 | 385.46 | 381.42 | 398.82 | 409.89
Geo | 0 | 0 | 0 | 0 | 0 | 0
H | 0 | 0 | 0 | 0 | 0 | 0
LFG | 0 | 0 | 0.01 | 0.01 | 0.01 | 0.01
Nuc | 0 | 0 | 0 | 0 | 0 | 0
PS | 0 | 0 | 0 | 0 | 0 | 0
PV | 0 | 0 | 0.01 | 0.01 | 0.01 | 0.01
PeakG | 0.12 | 0 | 0.21 | 0.18 | 0.75 | 0.75
PeakO | 0 | 0 | 0 | 0 | 0 | 0
ST | 0 | 0 | 0 | 0 | 0 | 0
STOG | 0.13 | 0.25 | 0.13 | 0.13 | 0.25 | 0.25
STWD | 0 | 0 | 0 | 0 | 0 | 0
WT | 0.02 | 0.02 | 0.02 | 0.02 | 0.02 | 0.02
IGCC | 30.43 | 30.43 | 30.43 | 30.43 | 30.43 | 30.43
DemandResponse | 0 | 0 | 0 | 0 | 0 | 0
IGCC-CCS | 0 | 0 | 0 | 0 | 0 | 0
WT_off | 0 | 0 | 0 | 0 | 0 | 0
PseudoUnit | 0 | 0 | 0 | 0 | 0 | 0
FixedInterchange | 0 | 0 | 0 | 0 | 0 | 0
Base VOM Costs by Reporting Type: MISO_MI
ReportingType | 2015 | 2020 | 2025 | 2030 | 2035 | 2040
BM | 0 | 0 | 0 | 0 | 0 | 0
CC | 25.71 | 33.97 | 27.84 | 16.98 | 21.66 | 16.9
CSP | 0 | 0 | 0 | 0 | 0 | 0
CT | 0 | 0 | 0 | 0 | 0 | 0
Coal | 224.77 | 207 | 208.5 | 200.45 | 221.49 | 225.18
Geo | 0 | 0 | 0 | 0 | 0 | 0
H | 0 | 0 | 0 | 0 | 0 | 0
LFG | 0.01 | 0.01 | 0.03 | 0.03 | 0.03 | 0.03
Nuc | 34.93 | 34.93 | 34.93 | 34.93 | 20.54 | 20.54
PS | 0 | 0 | 0 | 0 | 0 | 0
PV | 0 | 0 | 0 | 0 | 0 | 0
PeakG | 0.21 | 0.22 | 0.23 | 0.14 | 0.82 | 0.62
PeakO | 0 | 0 | 0 | 0 | 0 | 0
ST | 0 | 0 | 0 | 0 | 0 | 0
STOG | 0.99 | 1.55 | 1.28 | 1.03 | 1.63 | 2.41
STWD | 0.48 | 1.21 | 2.71 | 2.71 | 2.71 | 2.71
WT | 0.06 | 0.06 | 0.06 | 0.07 | 0.07 | 0.08
IGCC | 0 | 0 | 0 | 0 | 0 | 0
DemandResponse | 0 | 0 | 0 | 0 | 0 | 0
IGCC-CCS | 0 | 0 | 0 | 0 | 0 | 0
WT_off | 0 | 0 | 0 | 0 | 0 | 0
PseudoUnit | 0 | 0 | 0 | 0 | 0 | 0
FixedInterchange | 0 | 0 | 0 | 0 | 0 | 0
Base VOM Costs by Reporting Type: MISO_MO-IL
ReportingType | 2015 | 2020 | 2025 | 2030 | 2035 | 2040
BM | 0 | 0 | 0 | 0 | 0 | 0
CC | 6.58 | 11.27 | 7.35 | 3.4 | 4.39 | 4.17
CSP | 0 | 0 | 0 | 0 | 0 | 0
CT | 0 | 0 | 0 | 0 | 0 | 0
Coal | 396.15 | 357.97 | 372.65 | 361.63 | 409.85 | 404.13
Geo | 0 | 0 | 0 | 0 | 0 | 0
H | 0 | 0 | 0.02 | 0.02 | 0.02 | 0.02
LFG | 0 | 0 | 0.02 | 0.02 | 0.02 | 0.02
Nuc | 41.29 | 41.29 | 41.29 | 41.29 | 41.29 | 41.29
PS | 0 | 0 | 0 | 0 | 0 | 0
PV | 0 | 0 | 0 | 0 | 0 | 0
PeakG | 1.17 | 2.23 | 3.28 | 3.19 | 3.67 | 5.26
PeakO | 0 | 0 | 0 | 0 | 0 | 0
ST | 0 | 0 | 0 | 0 | 0 | 0
STOG | 0.14 | 0.26 | 0.26 | 0.26 | 0.14 | 0.04
STWD | 0 | 0 | 0 | 0 | 0 | 0
WT | 0.02 | 0.02 | 0.02 | 0.02 | 0.02 | 0.03
IGCC | 0 | 0 | 0 | 0 | 0 | 0
DemandResponse | 0 | 0 | 0 | 0 | 0 | 0
IGCC-CCS | 0 | 0 | 0 | 0 | 0 | 0
WT_off | 0 | 0 | 0 | 0 | 0 | 0
PseudoUnit | 0 | 0 | 0 | 0 | 0 | 0
FixedInterchange | 0 | 0 | 0 | 0 | 0 | 0
Base VOM Costs by Reporting Type: MISO_W
ReportingType | 2015 | 2020 | 2025 | 2030 | 2035 | 2040
BM | 0 | 0 | 0 | 0 | 0 | 0
CC | 23.6 | 23.03 | 15.52 | 6.89 | 11.04 | 8.9
CSP | 0 | 0 | 0 | 0 | 0 | 0
CT | 0 | 0 | 0 | 0 | 0 | 0
Coal | 323.91 | 338.03 | 336.98 | 330.84 | 342.54 | 421.25
Geo | 0 | 0 | 0 | 0 | 0 | 0
H | 0 | 0 | 0 | 0 | 0 | 0
LFG | 0.02 | 0.02 | 0.02 | 0.02 | 0.02 | 0.02
Nuc | 43.67 | 43.67 | 43.67 | 43.67 | 0 | 0
PS | 0 | 0 | 0 | 0 | 0 | 0
PV | 0 | 0 | 0 | 0 | 0 | 0
PeakG | 2.66 | 1.12 | 0.86 | 0.78 | 4.2 | 1.76
PeakO | 0 | 0 | 0 | 0 | 0 | 0
ST | 0 | 0 | 0 | 0 | 0 | 0
STOG | 0.06 | 0.01 | 0 | 0 | 0.01 | 0
STWD | 0 | 5.21 | 1.39 | 2.26 | 1.93 | 2.44
WT | 0.32 | 0.32 | 0.49 | 0.84 | 0.84 | 0.84
IGCC | 0 | 0 | 0 | 0 | 0 | 0
DemandResponse | 0 | 0 | 0 | 0 | 0 | 0
IGCC-CCS | 0 | 0 | 0 | 0 | 0 | 0
WT_off | 0 | 0 | 0 | 0 | 0 | 0
PseudoUnit | 0 | 0 | 0 | 0 | 0 | 0
FixedInterchange | 0 | 0 | 0 | 0 | 0 | 0
Base VOM Costs by Reporting Type: MISO_WUMS
ReportingType | 2015 | 2020 | 2025 | 2030 | 2035 | 2040
BM | 0 | 0 | 0 | 0 | 0 | 0
CC | 29.22 | 48.39 | 38.83 | 25.09 | 104.32 | 85.87
CSP | 0 | 0 | 0 | 0 | 0 | 0
CT | 0 | 3.92 | 6.57 | 4.33 | 10.79 | 14.84
Coal | 101.08 | 121.9 | 124.46 | 120.56 | 147.55 | 151.02
Geo | 0 | 0 | 0 | 0 | 0 | 0
H | 0 | 0 | 0 | 0 | 0 | 0
LFG | 0.01 | 0.01 | 0.03 | 0.03 | 0.03 | 0.03
Nuc | 33.6 | 33.6 | 33.6 | 33.6 | 0 | 0
PS | 0 | 0 | 0 | 0 | 0 | 0
PV | 0 | 0 | 0 | 0 | 0 | 0
PeakG | 0.32 | 0.2 | 0.01 | 0 | 0 | 0
PeakO | 0 | 0 | 0 | 0 | 0 | 0
ST | 0 | 0 | 0 | 0 | 0 | 0
STOG | 0.01 | 0 | 0 | 0 | 0 | 0
STWD | 0 | 0.19 | 0.17 | 0.17 | 0.62 | 0.89
WT | 0.05 | 0.05 | 0.05 | 0.05 | 0.05 | 0.05
IGCC | 0 | 0 | 0 | 0 | 0 | 0
DemandResponse | 0 | 0 | 0 | 0 | 0 | 0
IGCC-CCS | 0 | 0 | 0 | 0 | 0 | 0
WT_off | 0 | 0 | 0 | 0 | 0 | 0
PseudoUnit | 0 | 0 | 0 | 0 | 0 | 0
FixedInterchange | 0 | 0 | 0 | 0 | 0 | 0
Base VOM Costs by Reporting Type: Nebraska
ReportingType | 2015 | 2020 | 2025 | 2030 | 2035 | 2040
BM | 0 | 0 | 0 | 0 | 0 | 0
CC | 2.5 | 1.08 | 0.92 | 0.59 | 0.91 | 0.68
CSP | 0 | 0 | 0 | 0 | 0 | 0
CT | 0 | 0 | 0 | 0 | 0 | 0
Coal | 117.38 | 127.61 | 127.61 | 126.51 | 127.61 | 175.5
Geo | 0 | 0 | 0 | 0 | 0 | 0
H | 0 | 0 | 0 | 0 | 0 | 0
LFG | 0 | 0 | 0 | 0.01 | 0.01 | 0.01
Nuc | 23.15 | 23.15 | 23.15 | 23.15 | 0 | 0
PS | 0 | 0 | 0 | 0 | 0 | 0
PV | 0 | 0 | 0 | 0 | 0 | 0
PeakG | 0.51 | 1.62 | 1.55 | 0.95 | 0.04 | 0
PeakO | 0 | 0 | 0 | 0 | 0 | 0
ST | 0 | 0 | 0 | 0 | 0 | 0
STOG | 0.13 | 0.13 | 0.22 | 0.13 | 0.25 | 0
STWD | 0 | 0 | 0 | 0 | 0 | 0
WT | 0.01 | 0.09 | 0.09 | 0.09 | 0.09 | 0.09
IGCC | 0 | 0 | 0 | 0 | 0 | 0
DemandResponse | 0 | 0 | 0 | 0 | 0 | 0
IGCC-CCS | 0 | 0 | 0 | 0 | 0 | 0
WT_off | 0 | 0 | 0 | 0 | 0 | 0
PseudoUnit | 0 | 0 | 0 | 0 | 0 | 0
FixedInterchange | 0 | 0 | 0 | 0 | 0 | 0
Base VOM Costs by Reporting Type: NEISO
ReportingType | 2015 | 2020 | 2025 | 2030 | 2035 | 2040
BM | 9.41 | 9.41 | 2.64 | 2.64 | 2.75 | 2.9
CC | 124.22 | 106.65 | 109 | 100.57 | 139.72 | 158.01
CSP | 0 | 0 | 0 | 0 | 0 | 0
CT | 0.03 | 0.11 | 0.11 | 0.03 | 0.23 | 1.06
Coal | 0.12 | 0 | 0 | 0 | 0 | 0
Geo | 0 | 0 | 0 | 0 | 0 | 0
H | 0 | 0 | 0 | 0 | 0 | 0
LFG | 0.05 | 0.05 | 0.06 | 0.06 | 0.06 | 0.06
Nuc | 85.9 | 85.9 | 85.9 | 85.9 | 62.06 | 45.84
PS | 0 | 0 | 0 | 0 | 0 | 0
PV | 0 | 0.01 | 0.01 | 0.01 | 0.01 | 0.01
PeakG | 0.27 | 0.32 | 0.32 | 0.27 | 0.85 | 1.01
PeakO | 0 | 0 | 0 | 0 | 0 | 0
ST | 0 | 0 | 0 | 0 | 0 | 0
STOG | 0 | 0 | 0 | 0 | 0 | 0
STWD | 10.15 | 10.15 | 6.74 | 6.74 | 6.5 | 6.85
WT | 0.01 | 0.05 | 0.12 | 0.15 | 0.17 | 0.17
IGCC | 0 | 0 | 0 | 0 | 0 | 0
DemandResponse | 0 | 0 | 0 | 0 | 0 | 0
IGCC-CCS | 0 | 0 | 0 | 0 | 0 | 0
WT_off | 0.02 | 0.02 | 0.02 | 0.02 | 0 | 0
PseudoUnit | 0 | 0 | 0 | 0 | 0 | 0
FixedInterchange | 0 | 0 | 0 | 0 | 0 | 0
Base VOM Costs by Reporting Type: NonRTO_Midwest
ReportingType | 2015 | 2020 | 2025 | 2030 | 2035 | 2040
BM | 0 | 0 | 0 | 0 | 0 | 0
CC | 0 | 5.26 | 5.26 | 4.64 | 3.26 | 6.06
CSP | 0 | 0 | 0 | 0 | 0 | 0
CT | 0 | 0 | 0 | 0 | 0 | 0
Coal | 218.75 | 247.5 | 249.83 | 250.87 | 254.92 | 259.13
Geo | 0 | 0 | 0 | 0 | 0 | 0
H | 0 | 0 | 0.04 | 0.04 | 0.04 | 0.04
LFG | 0 | 0 | 0.01 | 0.01 | 0.01 | 0.01
Nuc | 0 | 0 | 0 | 0 | 0 | 0
PS | 0 | 0 | 0 | 0 | 0 | 0
PV | 0 | 0 | 0 | 0 | 0 | 0
PeakG | 1.34 | 2.36 | 3.47 | 2.83 | 3.74 | 3.78
PeakO | 0 | 0 | 0 | 0 | 0 | 0
ST | 0 | 0 | 0 | 0 | 0 | 0
STOG | 0 | 0 | 0 | 0 | 0 | 0
STWD | 0 | 0 | 0 | 0 | 0 | 0
WT | 0 | 0 | 0 | 0 | 0 | 0
IGCC | 0 | 0 | 0 | 0 | 0 | 0
DemandResponse | 0 | 0 | 0 | 0 | 0 | 0
IGCC-CCS | 0 | 0 | 0 | 0 | 0 | 0
WT_off | 0 | 0 | 0 | 0 | 0 | 0
PseudoUnit | 0 | 0 | 0 | 0 | 0 | 0
FixedInterchange | 0 | 0 | 0 | 0 | 0 | 0
Base VOM Costs by Reporting Type: NYISO_A-F
ReportingType | 2015 | 2020 | 2025 | 2030 | 2035 | 2040
BM | 0 | 0 | 0 | 0 | 0 | 0
CC | 25.16 | 26.03 | 30.77 | 33.59 | 43.35 | 40.33
CSP | 0 | 0 | 0 | 0 | 0 | 0
CT | 0 | 0 | 0 | 0 | 0 | 0
Coal | 0 | 0 | 0 | 0 | 0 | 0
Geo | 0 | 0 | 0 | 0 | 0 | 0
H | 0 | 0 | 0 | 0 | 0 | 0
LFG | 0.02 | 0.02 | 0.02 | 0.02 | 0.02 | 0.02
Nuc | 62.23 | 62.23 | 62.23 | 50.74 | 40 | 24.24
PS | 0 | 0 | 0 | 0 | 0 | 0
PV | 0 | 0 | 0 | 0 | 0 | 0
PeakG | 0 | 0 | 0.05 | 0.02 | 0.05 | 0.17
PeakO | 0 | 0 | 0 | 0 | 0 | 0
ST | 0 | 0 | 0 | 0 | 0 | 0
STOG | 0 | 0 | 0 | 0 | 0 | 0
STWD | 0 | 0 | 0 | 0 | 0.01 | 0.01
WT | 0.11 | 0.13 | 0.13 | 0.13 | 0.08 | 0.07
IGCC | 0 | 0 | 0 | 0 | 0 | 0
DemandResponse | 0 | 0 | 0 | 0 | 0 | 0
IGCC-CCS | 0 | 0 | 0 | 0 | 0 | 0
WT_off | 0 | 0 | 0 | 0 | 0 | 0
PseudoUnit | 0 | 0 | 0 | 0 | 0 | 0
FixedInterchange | 0 | 0 | 0 | 0 | 0 | 0
Base VOM Costs by Reporting Type: NYISO_G-I
ReportingType | 2015 | 2020 | 2025 | 2030 | 2035 | 2040
BM | 0 | 0 | 0 | 0 | 0 | 0
CC | 14.09 | 17.67 | 18.97 | 18.78 | 108.42 | 190.54
CSP | 0 | 0 | 0 | 0 | 0 | 0
CT | 0 | 0 | 0 | 0 | 0 | 0
Coal | 0 | 0 | 0 | 0 | 0 | 0
Geo | 0 | 0 | 0 | 0 | 0 | 0
H | 0 | 0 | 0 | 0 | 0 | 0
LFG | 0.01 | 0.01 | 0.01 | 0.01 | 0.01 | 0.01
Nuc | 37.82 | 37.82 | 37.82 | 37.82 | 18.96 | 0.01
PS | 0 | 0 | 0 | 0 | 0 | 0
PV | 0 | 0 | 0 | 0 | 0 | 0
PeakG | 0 | 0 | 0 | 0 | 0 | 0
PeakO | 0 | 0 | 0 | 0 | 0 | 0
ST | 0 | 0 | 0 | 0 | 0 | 0
STOG | 0 | 0 | 0 | 0 | 0 | 0
STWD | 0 | 0 | 0 | 0 | 0 | 0
WT | 0 | 0 | 0 | 0 | 0 | 0
IGCC | 0 | 0 | 0 | 0 | 0 | 0
DemandResponse | 0 | 0 | 0 | 0 | 0 | 0
IGCC-CCS | 0 | 0 | 0 | 0 | 0 | 0
WT_off | 0 | 0 | 0 | 0 | 0 | 0
PseudoUnit | 0 | 0 | 0 | 0 | 0 | 0
FixedInterchange | 0 | 0 | 0 | 0 | 0 | 0
Base VOM Costs by Reporting Type: NYISO_J-K
ReportingType | 2015 | 2020 | 2025 | 2030 | 2035 | 2040
BM | 0 | 0 | 0 | 0 | 0 | 0
CC | 67.76 | 80.33 | 81.38 | 79.91 | 82.6 | 83.11
CSP | 0 | 0 | 0 | 0 | 0 | 0
CT | 0 | 0 | 0.11 | 0.51 | 1.67 | 2.17
Coal | 0 | 0 | 0 | 0 | 0 | 0
Geo | 0 | 0 | 0 | 0 | 0 | 0
H | 0 | 0 | 0 | 0 | 0 | 0
LFG | 0.01 | 0.01 | 0.01 | 0.02 | 0.02 | 0.02
Nuc | 0 | 0 | 0 | 0 | 0 | 0
PS | 0 | 0 | 0 | 0 | 0 | 0
PV | 0 | 0 | 0 | 0 | 0 | 0
PeakG | 0.44 | 1.46 | 1.87 | 1.39 | 2.65 | 2.76
PeakO | 0 | 0 | 0 | 0 | 0 | 0
ST | 0 | 0 | 0 | 0 | 0 | 0
STOG | 2.27 | 3.4 | 4.21 | 4.07 | 5.2 | 6.68
STWD | 0 | 0 | 0 | 0 | 0 | 0
WT | 0 | 0 | 0 | 0 | 0 | 0
IGCC | 0 | 0 | 0 | 0 | 0 | 0
DemandResponse | 0 | 0 | 0 | 0 | 0 | 0
IGCC-CCS | 0 | 0 | 0 | 0 | 0 | 0
WT_off | 0 | 0 | 0 | 0 | 0 | 0
PseudoUnit | 0 | 0 | 0 | 0 | 0 | 0
FixedInterchange | 0 | 0 | 0 | 0 | 0 | 0
Base VOM Costs by Reporting Type: PJM_E
ReportingType | 2015 | 2020 | 2025 | 2030 | 2035 | 2040
BM | 1.12 | 1.12 | 1.12 | 1.12 | 1.12 | 1.12
CC | 85.39 | 122.62 | 88.72 | 65.91 | 134.71 | 145.09
CSP | 0 | 0 | 0 | 0 | 0 | 0
CT | 0 | 0.01 | 0.01 | 0.01 | 0.1 | 0.03
Coal | 1.55 | 0.55 | 0.55 | 0.54 | 0.88 | 0.88
Geo | 0 | 0 | 0 | 0 | 0 | 0
H | 0 | 0 | 0 | 0 | 0 | 0
LFG | 0.04 | 0.05 | 0.05 | 0.05 | 0.05 | 0.05
Nuc | 157.37 | 146 | 146 | 146 | 104.88 | 83.17
PS | 0 | 0 | 0 | 0 | 0 | 0
PV | 0 | 0 | 0 | 0 | 0 | 0
PeakG | 0.19 | 0.67 | 2.1 | 1.86 | 7.81 | 2.37
PeakO | 0 | 0 | 0 | 0 | 0 | 0
ST | 0 | 0 | 0 | 0 | 0 | 0
STOG | 0.63 | 1.08 | 1.08 | 0.57 | 2.11 | 1.4
STWD | 0 | 0 | 0 | 0 | 0 | 0
WT | 0.02 | 0.02 | 0.02 | 0.02 | 0.02 | 0.06
IGCC | 0 | 0 | 0 | 0 | 0 | 0
DemandResponse | 0 | 0 | 0 | 0 | 0 | 0
IGCC-CCS | 0 | 0 | 0 | 0 | 0 | 0
WT_off | 0 | 0 | 0.23 | 0.36 | 0.36 | 0.37
PseudoUnit | 0 | 0 | 0 | 0 | 0 | 0
FixedInterchange | 0 | 0 | 0 | 0 | 0 | 0
Base VOM Costs by Reporting Type: PJM_ROM
ReportingType | 2015 | 2020 | 2025 | 2030 | 2035 | 2040
BM | 0.67 | 1.3 | 1.3 | 57.96 | 73.31 | 73.31
CC | 50.41 | 64.65 | 49.09 | 38.28 | 70.33 | 343.82
CSP | 0 | 0 | 0 | 0 | 0 | 0
CT | 0 | 0.01 | 0.02 | 0.01 | 0.06 | 0.02
Coal | 182.64 | 169.41 | 169.21 | 144.55 | 186.51 | 186.51
Geo | 0 | 0 | 0 | 0 | 0 | 0
H | 0 | 0.03 | 0.03 | 0.03 | 0.03 | 0.03
LFG | 0.03 | 0.05 | 0.05 | 0.05 | 0.05 | 0.05
Nuc | 93.13 | 93.13 | 93.13 | 93.13 | 61.1 | 44.47
PS | 0 | 0 | 0 | 0 | 0 | 0
PV | 0 | 0.03 | 0.04 | 0.05 | 0.05 | 0.05
PeakG | 0 | 0.4 | 0.12 | 0 | 2.42 | 1.27
PeakO | 0 | 0 | 0 | 0 | 0 | 0
ST | 0 | 0 | 0 | 0 | 0 | 0
STOG | 1.64 | 3.21 | 3.21 | 1.94 | 4.57 | 4.02
STWD | 1.16 | 1.16 | 1.16 | 1.16 | 1.16 | 1.16
WT | 0.03 | 0.19 | 0.19 | 0.19 | 0.19 | 0.19
IGCC | 0 | 0 | 0 | 0 | 0 | 0
DemandResponse | 0 | 0 | 0 | 0 | 0 | 0
IGCC-CCS | 0 | 0 | 0 | 0 | 0 | 0
WT_off | 0 | 0 | 0 | 0 | 0 | 0
PseudoUnit | 0 | 0 | 0 | 0 | 0 | 0
FixedInterchange | 0 | 0 | 0 | 0 | 0 | 0
Base VOM Costs by Reporting Type: PJM_ROR
ReportingType | 2015 | 2020 | 2025 | 2030 | 2035 | 2040
BM | 11.27 | 14.36 | 14.36 | 46.69 | 77.78 | 104.85
CC | 171.96 | 169.06 | 125.59 | 78.11 | 125.4 | 114.26
CSP | 0 | 0 | 0 | 0 | 0 | 0
CT | 0.06 | 0.06 | 0.06 | 0.01 | 7.53 | 15
Coal | 1358.27 | 1125.88 | 1126.33 | 1119.51 | 1133 | 1138.84
Geo | 0 | 0 | 0 | 0 | 0 | 0
H | 0 | 0.03 | 0.03 | 0.03 | 0.03 | 0.03
LFG | 0.05 | 0.09 | 0.09 | 0.09 | 0.09 | 0.09
Nuc | 370.54 | 370.54 | 370.54 | 354.51 | 275.46 | 185.16
PS | 0 | 0 | 0 | 0 | 0 | 0
PV | 0 | 0 | 0 | 0 | 0 | 0
PeakG | 10.1 | 11.07 | 8.27 | 4.21 | 8.75 | 9.11
PeakO | 0 | 0 | 0 | 0 | 0 | 0
ST | 0 | 0 | 0 | 0 | 0 | 0
STOG | 1.9 | 1.98 | 1.9 | 1.9 | 1.9 | 1.9
STWD | 3.23 | 3.23 | 3.23 | 3.23 | 3.23 | 3.23
WT | 0.31 | 0.64 | 1.1 | 1.44 | 1.44 | 1.44
IGCC | 0 | 0 | 0 | 0 | 0 | 0
DemandResponse | 0 | 0 | 0 | 0 | 0 | 0
IGCC-CCS | 0 | 0 | 0 | 0 | 0 | 0
WT_off | 0 | 0 | 0 | 0 | 0 | 0
PseudoUnit | 0 | 0 | 0 | 0 | 0 | 0
FixedInterchange | 0 | 0 | 0 | 0 | 0 | 0
Base VOM Costs by Reporting Type: SOCO
ReportingType | 2015 | 2020 | 2025 | 2030 | 2035 | 2040
BM | 2.05 | 49.17 | 223.5 | 244.58 | 244.58 | 244.58
CC | 318.32 | 305.73 | 242.18 | 208.18 | 199.02 | 203.32
CSP | 0 | 0 | 0 | 0 | 0 | 0
CT | 0 | 0 | 0 | 0 | 0 | 0
Coal | 342.25 | 374.32 | 397.99 | 408.7 | 433.33 | 645.25
Geo | 0 | 0 | 0 | 0 | 0 | 0
H | 0 | 0 | 0 | 0 | 0 | 0.02
LFG | 0 | 0.01 | 0.01 | 0.01 | 0.01 | 0.01
Nuc | 108.01 | 143 | 143 | 143 | 143 | 94.09
PS | 0 | 0 | 0 | 0 | 0 | 0
PV | 0 | 0 | 0 | 0 | 0 | 0
PeakG | 5.25 | 8.2 | 5.94 | 3.41 | 6.42 | 6.99
PeakO | 0 | 0 | 0 | 0 | 0 | 0
ST | 0 | 0 | 0 | 0 | 0 | 0
STOG | 0 | 0 | 0 | 0 | 0 | 0
STWD | 11.11 | 11.11 | 11.11 | 11.11 | 11.11 | 11.11
WT | 0 | 0 | 0 | 0 | 0 | 0
IGCC | 0 | 0 | 0 | 0 | 0 | 0
DemandResponse | 0 | 0 | 0 | 0 | 0 | 0
IGCC-CCS | 0 | 0 | 0 | 0 | 0 | 0
WT_off | 0 | 0 | 0 | 0 | 0 | 0
PseudoUnit | 0 | 0 | 0 | 0 | 0 | 0
FixedInterchange | 0 | 0 | 0 | 0 | 0 | 0
Base VOM Costs by Reporting Type: SPP_N
ReportingType | 2015 | 2020 | 2025 | 2030 | 2035 | 2040
BM | 0 | 0 | 0 | 0 | 0 | 0
CC | 16.54 | 7.92 | 4.45 | 2.95 | 4.03 | 3.55
CSP | 0 | 0 | 0 | 0 | 0 | 0
CT | 0 | 0.28 | 0.28 | 0.27 | 11.28 | 9.09
Coal | 236.28 | 246.99 | 237.33 | 236.1 | 237.4 | 237.4
Geo | 0 | 0 | 0 | 0 | 0 | 0
H | 0 | 0 | 0 | 0 | 0 | 0
LFG | 0 | 0 | 0 | 0.01 | 0.01 | 0.01
Nuc | 21.45 | 21.45 | 21.45 | 21.45 | 21.45 | 21.45
PS | 0 | 0 | 0 | 0 | 0 | 0
PV | 0 | 0 | 0 | 0 | 0 | 0
PeakG | 0 | 0.75 | 0.94 | 0.06 | 0 | 0
PeakO | 0 | 0 | 0 | 0 | 0 | 0
ST | 0 | 0 | 0 | 0 | 0 | 0
STOG | 0.78 | 1.52 | 1.52 | 1.31 | 1.51 | 1.51
STWD | 0 | 0 | 0 | 0 | 0 | 0
WT | 0.05 | 0.1 | 0.22 | 0.44 | 0.44 | 0.44
IGCC | 0 | 0 | 0 | 0 | 0 | 0
DemandResponse | 0 | 0 | 0 | 0 | 0 | 0
IGCC-CCS | 0 | 0 | 0 | 0 | 0 | 0
WT_off | 0 | 0 | 0 | 0 | 0 | 0
PseudoUnit | 0 | 0 | 0 | 0 | 0 | 0
FixedInterchange | 0 | 0 | 0 | 0 | 0 | 0
Base VOM Costs by Reporting Type: SPP_S
ReportingType | 2015 | 2020 | 2025 | 2030 | 2035 | 2040
BM | 0 | 0 | 0 | 0 | 0 | 0
CC | 108.36 | 90.09 | 52.52 | 29.57 | 45.91 | 38.96
CSP | 0 | 0 | 0 | 0 | 0 | 0
CT | 0 | 0 | 0 | 0 | 0 | 0
Coal | 346.9 | 338.04 | 324.95 | 295.3 | 346.74 | 340.05
Geo | 0 | 0 | 0 | 0 | 0 | 0
H | 0 | 0 | 0 | 0 | 0 | 0
LFG | 0 | 0 | 0 | 0.01 | 0.01 | 0.01
Nuc | 0 | 0 | 0 | 0 | 0 | 0
PS | 0 | 0 | 0 | 0 | 0 | 0
PV | 0 | 0 | 0 | 0 | 0 | 0
PeakG | 0 | 0 | 0 | 0 | 0 | 0
PeakO | 0 | 0 | 0 | 0 | 0 | 0
ST | 0 | 0 | 0 | 0 | 0 | 0
STOG | 6.57 | 4.91 | 3.85 | 1.98 | 4.71 | 4.33
STWD | 1.4 | 0.13 | 0.08 | 0.07 | 0.13 | 0.13
WT | 0.11 | 0.47 | 0.77 | 0.98 | 1.03 | 1.07
IGCC | 0 | 0 | 0 | 0 | 0 | 0
DemandResponse | 0 | 0 | 0 | 0 | 0 | 0
IGCC-CCS | 0 | 0 | 0 | 0 | 0 | 0
WT_off | 0 | 0 | 0 | 0 | 0 | 0
PseudoUnit | 0 | 0 | 0 | 0 | 0 | 0
FixedInterchange | 0 | 0 | 0 | 0 | 0 | 0
Base VOM Costs by Reporting Type: TVA
ReportingType | 2015 | 2020 | 2025 | 2030 | 2035 | 2040
BM | 0 | 119.43 | 131.26 | 244.74 | 267.24 | 267.24
CC | 52.97 | 28.75 | 31.35 | 14.18 | 24.68 | 29.61
CSP | 0 | 0 | 0 | 0 | 0 | 0
CT | 0 | 0 | 0 | 0 | 0 | 1.23
Coal | 324.59 | 272.87 | 271.99 | 261.78 | 279 | 287.43
Geo | 0 | 0 | 0 | 0 | 0 | 0
H | 0 | 0 | 0 | 0 | 0 | 0
LFG | 0 | 0.01 | 0.01 | 0.01 | 0.01 | 0.01
Nuc | 152.12 | 152.12 | 152.12 | 152.12 | 105.66 | 82.02
PS | 0 | 0 | 0 | 0 | 0 | 0
PV | 0 | 0 | 0 | 0 | 0 | 0
PeakG | 0 | 0 | 0 | 0 | 0.17 | 0
PeakO | 0 | 0 | 0 | 0 | 0 | 0
ST | 0 | 0 | 0 | 0 | 0 | 0
STOG | 0 | 0 | 0 | 0 | 0 | 0
STWD | 0.08 | 0.08 | 0.08 | 0.08 | 0.08 | 0.08
WT | 0 | 0 | 0 | 0 | 0 | 0
IGCC | 0 | 0 | 0 | 0 | 0 | 0
DemandResponse | 0 | 0 | 0 | 0 | 0 | 0
IGCC-CCS | 0 | 0 | 0 | 0 | 0 | 0
WT_off | 0 | 0 | 0 | 0 | 0 | 0
PseudoUnit | 0 | 0 | 0 | 0 | 0 | 0
FixedInterchange | 0 | 0 | 0 | 0 | 0 | 0
Base VOM Costs by Reporting Type: TVA_Transmission
ReportingType | 2015 | 2020 | 2025 | 2030 | 2035 | 2040
BM | 0 | 0 | 0 | 0 | 0 | 0
CC | 0 | 0 | 0 | 0 | 0 | 0
CSP | 0 | 0 | 0 | 0 | 0 | 0
CT | 0 | 0 | 0 | 0 | 0 | 0
Coal | 0 | 0 | 0 | 0 | 0 | 0
Geo | 0 | 0 | 0 | 0 | 0 | 0
H | 0 | 0 | 0 | 0 | 0 | 0
LFG | 0 | 0 | 0 | 0 | 0 | 0
Nuc | 0 | 0 | 0 | 0 | 0 | 0
PS | 0 | 0 | 0 | 0 | 0 | 0
PV | 0 | 0 | 0 | 0 | 0 | 0
PeakG | 0 | 0 | 0 | 0 | 0 | 0
PeakO | 0 | 0 | 0 | 0 | 0 | 0
ST | 0 | 0 | 0 | 0 | 0 | 0
STOG | 0 | 0 | 0 | 0 | 0 | 0
STWD | 0 | 0 | 0 | 0 | 0 | 0
WT | 0 | 0 | 0 | 0 | 0 | 0
IGCC | 0 | 0 | 0 | 0 | 0 | 0
DemandResponse | 0 | 0 | 0 | 0 | 0 | 0
IGCC-CCS | 0 | 0 | 0 | 0 | 0 | 0
WT_off | 0 | 0 | 0 | 0 | 0 | 0
PseudoUnit | 0 | 0 | 0 | 0 | 0 | 0
FixedInterchange | 0 | 0 | 0 | 0 | 0 | 0
Base VOM Costs by Reporting Type: VACAR
ReportingType | 2015 | 2020 | 2025 | 2030 | 2035 | 2040
BM | 0.03 | 260.66 | 260.66 | 260.66 | 260.66 | 260.66
CC | 102.56 | 75.29 | 50.2 | 16.34 | 26.72 | 45.26
CSP | 0 | 0 | 0 | 0 | 0 | 0
CT | 3.93 | 4.16 | 2.86 | 0.66 | 3.28 | 5.79
Coal | 367.37 | 280.98 | 220.96 | 120.25 | 230.57 | 278.66
Geo | 0 | 0 | 0 | 0 | 0 | 0
H | 0 | 0 | 0 | 0 | 0 | 0
LFG | 0.01 | 0.01 | 0.01 | 0.01 | 0.01 | 0.01
Nuc | 211.36 | 248.42 | 248.42 | 248.42 | 188.36 | 154
PS | 0 | 0 | 0 | 0 | 0 | 0
PV | 0 | 0 | 0 | 0 | 0 | 0
PeakG | 1.01 | 1.61 | 1.56 | 0.25 | 1.24 | 1.55
PeakO | 0 | 0 | 0 | 0 | 0 | 0
ST | 0 | 0 | 0 | 0 | 0 | 0
STOG | 0 | 0 | 0 | 0 | 0 | 0
STWD | 4.67 | 4.67 | 4.67 | 4.67 | 4.67 | 4.67
WT | 0 | 0.08 | 0.08 | 0.08 | 0.08 | 0.08
IGCC | 0 | 0 | 0 | 0 | 0 | 0
DemandResponse | 0 | 0 | 0 | 0 | 0 | 0
IGCC-CCS | 0 | 0 | 0 | 0 | 0 | 0
WT_off | 0 | 0 | 0.42 | 1.05 | 1.15 | 1.31
PseudoUnit | 0 | 0 | 0 | 0 | 0 | 0
FixedInterchange | 0 | 0 | 0 | 0 | 0 | 0
Base VOM Costs by Reporting Type: IESO
ReportingType | 2015 | 2020 | 2025 | 2030 | 2035 | 2040
BM | 0 | 0 | 0 | 0 | 0 | 0
CC | 3.98 | 2.51 | 4.6 | 2.84 | 24.15 | 72.44
CSP | 0 | 0 | 0 | 0 | 0 | 0
CT | 0 | 0 | 0 | 0 | 0.08 | 0.55
Coal | 0 | 0 | 0 | 0 | 0 | 0
Geo | 0 | 0 | 0 | 0 | 0 | 0
H | 0 | 0 | 0 | 0 | 0 | 0.02
LFG | 0.01 | 0.01 | 0.01 | 0.01 | 0.01 | 0.01
Nuc | 240.73 | 240.73 | 240.73 | 240.73 | 221.68 | 193.2
PS | 0 | 0 | 0 | 0 | 0 | 0
PV | 0 | 0 | 0 | 0 | 0 | 0
PeakG | 0 | 0 | 0 | 0 | 0 | 0.04
PeakO | 0 | 0 | 0 | 0 | 0 | 0
ST | 0 | 0 | 0 | 0 | 0 | 0
STOG | 0 | 0 | 0 | 0 | 0 | 0
STWD | 0 | 0 | 0 | 0 | 0 | 0
WT | 0.09 | 0.09 | 0.09 | 0.09 | 0.04 | 0.04
IGCC | 0 | 0 | 0 | 0 | 0 | 0
DemandResponse | 0 | 0 | 0 | 0 | 0 | 0
IGCC-CCS | 0 | 0 | 0 | 0 | 0 | 0
WT_off | 0 | 0 | 0 | 0 | 0 | 0
PseudoUnit | 0 | 0 | 0 | 0 | 0 | 0
FixedInterchange | 0 | 0 | 0 | 0 | 0 | 0
Base VOM Costs by Reporting Type: MAPP_CA
ReportingType | 2015 | 2020 | 2025 | 2030 | 2035 | 2040
BM | 0 | 0 | 0 | 0 | 0 | 0
CC | 8.33 | 8.33 | 1.3 | 0 | 0 | 0.12
CSP | 0 | 0 | 0 | 0 | 0 | 0
CT | 0 | 0 | 0 | 0 | 0 | 0
Coal | 2.15 | 4.23 | 0 | 0 | 0 | 0
Geo | 0 | 0 | 0 | 0 | 0 | 0
H | 0 | 0.02 | 0.15 | 0.32 | 0.32 | 0.32
LFG | 0 | 0 | 0 | 0 | 0 | 0
Nuc | 0 | 0 | 0 | 0 | 0 | 0
PS | 0 | 0 | 0 | 0 | 0 | 0
PV | 0 | 0 | 0 | 0 | 0 | 0
PeakG | 0 | 0 | 0 | 0 | 0 | 0
PeakO | 0 | 0 | 0 | 0 | 0 | 0
ST | 0 | 0 | 0 | 0 | 0 | 0
STOG | 0 | 0 | 0 | 0 | 0 | 0
STWD | 0 | 0 | 0 | 0 | 0 | 0
WT | 0.02 | 0.02 | 0.02 | 0.02 | 0.02 | 0.02
IGCC | 0 | 0 | 0 | 0 | 0 | 0
DemandResponse | 0 | 0 | 0 | 0 | 0 | 0
IGCC-CCS | 0 | 0 | 0 | 0 | 0 | 0
WT_off | 0 | 0 | 0 | 0 | 0 | 0
PseudoUnit | 0 | 0 | 0 | 0 | 0 | 0
FixedInterchange | 0 | 0 | 0 | 0 | 0 | 0
Base VOM Costs by Reporting Type: AZ_NM_SNV_Coal
ReportingType | 2015 | 2020 | 2025 | 2030 | 2035 | 2040
BM | 0 | 0 | 0 | 0 | 0 | 0
CC | 0 | 0 | 0 | 0 | 0 | 0
CSP | 0 | 0 | 0 | 0 | 0 | 0
CT | 0 | 0 | 0 | 0 | 0 | 0
Coal | 292.25 | 324.69 | 324.69 | 324.69 | 324.69 | 592.49
Geo | 0 | 0 | 0 | 0 | 0 | 0
H | 0 | 0 | 0 | 0 | 0 | 0
LFG | 0 | 0 | 0 | 0 | 0 | 0
Nuc | 0 | 0 | 0 | 0 | 0 | 0
PS | 0 | 0 | 0 | 0 | 0 | 0
PV | 0 | 0 | 0 | 0 | 0 | 0
PeakG | 0 | 0 | 0 | 0 | 0 | 0
PeakO | 0 | 0 | 0 | 0 | 0 | 0
ST | 0 | 0 | 0 | 0 | 0 | 0
STOG | 0 | 0 | 0 | 0 | 0 | 0
STWD | 0 | 0 | 0 | 0 | 0 | 0
WT | 0 | 0 | 0 | 0 | 0 | 0
IGCC | 0 | 0 | 0 | 0 | 0 | 0
DemandResponse | 0 | 0 | 0 | 0 | 0 | 0
IGCC-CCS | 0 | 0 | 0 | 0 | 0 | 0
WT_off | 0 | 0 | 0 | 0 | 0 | 0
PseudoUnit | 0 | 0 | 0 | 0 | 0 | 0
FixedInterchange | 0 | 0 | 0 | 0 | 0 | 0
Base VOM Costs by Reporting Type: AZ_NM_SNV_Gas
ReportingType | 2015 | 2020 | 2025 | 2030 | 2035 | 2040
BM | 0 | 0 | 0 | 0 | 0 | 0
CC | 254.16 | 316.78 | 315.43 | 416.97 | 468.75 | 444.5
CSP | 0 | 0 | 0 | 0 | 0 | 0
CT | 0 | 0 | 1.43 | 1.43 | 0 | 0
Coal | 0 | 0 | 0 | 0 | 0 | 0
Geo | 0 | 0 | 0 | 0 | 0 | 0
H | 0 | 0 | 0 | 0 | 0 | 0
LFG | 0 | 0 | 0 | 0 | 0 | 0
Nuc | 0 | 0 | 0 | 0 | 0 | 0
PS | 0 | 0 | 0 | 0 | 0 | 0
PV | 0 | 0 | 0 | 0 | 0 | 0
PeakG | 0 | 0 | 1.55 | 2.83 | 3.22 | 0
PeakO | 0 | 0 | 0 | 0 | 0 | 0
ST | 0 | 0 | 0 | 0 | 0 | 0
STOG | 0 | 0 | 0 | 0 | 0 | 0
STWD | 0 | 0 | 0 | 0 | 0 | 0
WT | 0 | 0 | 0 | 0 | 0 | 0
IGCC | 0 | 0 | 0 | 0 | 0 | 0
DemandResponse | 0 | 0 | 0 | 0 | 0 | 0
IGCC-CCS | 0 | 0 | 0 | 0 | 0 | 0
WT_off | 0 | 0 | 0 | 0 | 0 | 0
PseudoUnit | 0 | 0 | 0 | 0 | 0 | 0
FixedInterchange | 0 | 0 | 0 | 0 | 0 | 0
Base VOM Costs by Reporting Type: AZ_NM_SNV_NucRenew
ReportingType | 2015 | 2020 | 2025 | 2030 | 2035 | 2040
BM | 0 | 0 | 0 | 0 | 0 | 0
CC | 0 | 0 | 0 | 0 | 0 | 0
CSP | 0 | 0 | 0 | 0 | 0 | 0
CT | 0 | 0 | 0 | 0 | 0 | 0
Coal | 0 | 0 | 0 | 0 | 0 | 0
Geo | 0 | 0 | 116.31 | 116.31 | 116.31 | 116.31
H | 0 | 0 | 0 | 0 | 0 | 0
LFG | 0 | 0 | 0.01 | 0.01 | 0.01 | 0.01
Nuc | 71.66 | 71.66 | 71.66 | 71.66 | 71.66 | 71.66
PS | 0 | 0 | 0 | 0 | 0 | 0
PV | 0 | 0 | 0 | 0 | 0 | 0
PeakG | 0 | 0 | 0 | 0 | 0 | 0
PeakO | 0 | 0 | 0 | 0 | 0 | 0
ST | 0.01 | 0.03 | 0.04 | 0.04 | 0.04 | 0.04
STOG | 0 | 0 | 0 | 0 | 0 | 0
STWD | 0.43 | 0.43 | 0.43 | 0.43 | 0.43 | 0.43
WT | 0.02 | 0.02 | 0.03 | 0.04 | 0.04 | 0.04
IGCC | 0 | 0 | 0 | 0 | 0 | 0
DemandResponse | 0 | 0 | 0 | 0 | 0 | 0
IGCC-CCS | 0 | 0 | 0 | 0 | 0 | 0
WT_off | 0 | 0 | 0 | 0 | 0 | 0
PseudoUnit | 0 | 0 | 0 | 0 | 0 | 0
FixedInterchange | 0 | 0 | 0 | 0 | 0 | 0
Base VOM Costs by Reporting Type: ERCOT
ReportingType | 2015 | 2020 | 2025 | 2030 | 2035 | 2040
BM | 0 | 0.77 | 0.49 | 68.87 | 71.26 | 75.61
CC | 343.02 | 306.41 | 252.54 | 209.34 | 233.91 | 279.17
CSP | 0 | 0 | 0 | 0 | 0 | 0
CT | 0 | 0 | 0 | 0 | 0 | 0
Coal | 460.85 | 527.77 | 565.67 | 564.28 | 574.36 | 579.62
Geo | 0 | 0 | 0 | 0 | 0 | 0
H | 0 | 0 | 0 | 0.02 | 0.02 | 0.02
LFG | 0.01 | 0.01 | 0.04 | 0.04 | 0.04 | 0.04
Nuc | 94.14 | 94.14 | 94.14 | 94.14 | 94.14 | 94.14
PS | 0 | 0 | 0 | 0 | 0 | 0
PV | 0 | 0 | 0 | 0 | 0 | 0
PeakG | 0 | 0 | 0 | 0 | 0 | 0
PeakO | 0 | 0 | 0 | 0 | 0 | 0
ST | 0 | 0 | 0 | 0 | 0 | 0
STOG | 12.22 | 12.9 | 13.06 | 11.31 | 11.1 | 10.01
STWD | 0 | 0 | 0 | 0 | 0 | 0
WT | 0.32 | 0.58 | 0.87 | 1.05 | 1.08 | 1.12
IGCC | 0 | 0 | 0 | 0 | 0 | 0
DemandResponse | 0 | 0 | 0 | 0 | 0 | 0
IGCC-CCS | 0 | 0 | 0 | 0 | 0 | 0
WT_off | 0 | 0 | 0 | 0 | 0 | 0
PseudoUnit | 0 | 0 | 0 | 0 | 0 | 0
FixedInterchange | 0 | 0 | 0 | 0 | 0 | 0
Base VOM Costs by Reporting Type: NP15
ReportingType | 2015 | 2020 | 2025 | 2030 | 2035 | 2040
BM | 0 | 0 | 0 | 0 | 0 | 0
CC | 92.05 | 97.25 | 74.38 | 59.34 | 36.68 | 15.05
CSP | 0 | 0 | 0 | 0 | 0 | 0
CT | 0 | 0 | 0 | 0 | 0 | 0
Coal | 0.81 | 0 | 0 | 0 | 0 | 0
Geo | 0.11 | 13.44 | 48.23 | 48.23 | 48.23 | 48.23
H | 0 | 0 | 0 | 0 | 0 | 0
LFG | 0.01 | 0.01 | 0.06 | 0.06 | 0.06 | 0.06
Nuc | 42.53 | 42.53 | 42.53 | 42.53 | 42.53 | 42.53
PS | 0 | 0 | 0 | 0 | 0 | 0
PV | 0 | 0 | 0 | 0 | 0 | 0
PeakG | 0 | 0 | 0 | 0 | 0 | 0.1
PeakO | 0 | 0 | 0 | 0 | 0 | 0
ST | 0 | 0 | 0 | 0 | 0 | 0
STOG | 0.31 | 0.49 | 0.17 | 0.34 | 0.21 | 0.38
STWD | 7.35 | 7.35 | 7.35 | 7.35 | 7.35 | 7.35
WT | 0.04 | 0.06 | 0.29 | 0.36 | 0.36 | 0.36
IGCC | 0 | 0 | 0 | 0 | 0 | 0
DemandResponse | 0 | 0 | 0 | 0 | 0 | 0
IGCC-CCS | 0 | 0 | 0 | 0 | 0 | 0
WT_off | 0 | 0 | 0 | 0 | 0 | 0
PseudoUnit | 0 | 0 | 0 | 0 | 0 | 0
FixedInterchange | 0 | 0 | 0 | 0 | 0 | 0
Base VOM Costs by Reporting Type: NWPP_Coal
ReportingType | 2015 | 2020 | 2025 | 2030 | 2035 | 2040
BM | 0 | 0 | 0 | 0 | 0 | 0
CC | 0 | 0 | 0 | 0 | 0 | 0
CSP | 0 | 0 | 0 | 0 | 0 | 0
CT | 0 | 0 | 0 | 0 | 0 | 0
Coal | 368.81 | 406.83 | 406.83 | 406.83 | 406.83 | 406.83
Geo | 0 | 0 | 0 | 0 | 0 | 0
H | 0 | 0 | 0 | 0 | 0 | 0
LFG | 0 | 0 | 0 | 0 | 0 | 0
Nuc | 0 | 0 | 0 | 0 | 0 | 0
PS | 0 | 0 | 0 | 0 | 0 | 0
PV | 0 | 0 | 0 | 0 | 0 | 0
PeakG | 0 | 0 | 0 | 0 | 0 | 0
PeakO | 0 | 0 | 0 | 0 | 0 | 0
ST | 0 | 0 | 0 | 0 | 0 | 0
STOG | 0 | 0 | 0 | 0 | 0 | 0
STWD | 0 | 0 | 0 | 0 | 0 | 0
WT | 0 | 0 | 0 | 0 | 0 | 0
IGCC | 0 | 0 | 0 | 0 | 0 | 0
DemandResponse | 0 | 0 | 0 | 0 | 0 | 0
IGCC-CCS | 0 | 0 | 0 | 0 | 0 | 0
WT_off | 0 | 0 | 0 | 0 | 0 | 0
PseudoUnit | 0 | 0 | 0 | 0 | 0 | 0
FixedInterchange | 0 | 0 | 0 | 0 | 0 | 0
Base VOM Costs by Reporting Type: NWPP_Gas
ReportingType | 2015 | 2020 | 2025 | 2030 | 2035 | 2040
BM | 0 | 0 | 0 | 0 | 0 | 0
CC | 122.48 | 122.48 | 122.48 | 199.36 | 325.23 | 343.88
CSP | 0 | 0 | 0 | 0 | 0 | 0
CT | 0 | 0 | 0 | 0 | 0 | 0
Coal | 0 | 0 | 0 | 0 | 0 | 13.92
Geo | 0 | 0 | 0 | 0 | 0 | 0
H | 0 | 0 | 0 | 0 | 0 | 0
LFG | 0 | 0 | 0 | 0 | 0 | 0
Nuc | 0 | 0 | 0 | 0 | 0 | 0
PS | 0 | 0 | 0 | 0 | 0 | 0
PV | 0 | 0 | 0 | 0 | 0 | 0
PeakG | 0 | 0 | 0 | 0 | 0 | 0
PeakO | 0 | 0 | 0 | 0 | 0 | 0
ST | 0 | 0 | 0 | 0 | 0 | 0
STOG | 0 | 0 | 0 | 0 | 0 | 0
STWD | 0 | 0 | 0 | 0 | 0 | 0
WT | 0 | 0 | 0 | 0 | 0 | 0
IGCC | 0 | 0 | 0 | 0 | 0 | 0
DemandResponse | 0 | 0 | 0 | 0 | 0 | 0
IGCC-CCS | 0 | 0 | 0 | 0 | 0 | 0
WT_off | 0 | 0 | 0 | 0 | 0 | 0
PseudoUnit | 0 | 0 | 0 | 0 | 0 | 0
FixedInterchange | 0 | 0 | 0 | 0 | 0 | 0
Base VOM Costs by Reporting Type: NWPP_NucRenew
ReportingType | 2015 | 2020 | 2025 | 2030 | 2035 | 2040
BM | 0 | 0 | 0 | 0 | 0 | 0
CC | 0 | 0 | 0 | 0 | 0 | 0
CSP | 0 | 0 | 0 | 0 | 0 | 0
CT | 0 | 0 | 0 | 0 | 0 | 0
Coal | 0 | 0 | 0 | 0 | 0 | 0
Geo | 6.93 | 6.93 | 41.74 | 41.74 | 41.74 | 41.74
H | 0 | 0 | 0 | 0 | 0 | 0
LFG | 0.01 | 0.01 | 0.03 | 0.03 | 0.03 | 0.03
Nuc | 20.91 | 20.91 | 20.91 | 20.91 | 20.91 | 20.91
PS | 0 | 0 | 0 | 0 | 0 | 0
PV | 0 | 0 | 0 | 0 | 0 | 0
PeakG | 0 | 0 | 0 | 0 | 0 | 0
PeakO | 0 | 0 | 0 | 0 | 0 | 0
ST | 0 | 0 | 0 | 0 | 0 | 0
STOG | 0 | 0 | 0 | 0 | 0 | 0
STWD | 0 | 0.19 | 2.8 | 6.31 | 6.31 | 6.31
WT | 0.19 | 0.19 | 0.19 | 0.19 | 0.19 | 0.19
IGCC | 0 | 0 | 0 | 0 | 0 | 0
DemandResponse | 0 | 0 | 0 | 0 | 0 | 0
IGCC-CCS | 0 | 0 | 0 | 0 | 0 | 0
WT_off | 0 | 0 | 0 | 0 | 0 | 0
PseudoUnit | 0 | 0 | 0 | 0 | 0 | 0
FixedInterchange | 0 | 0 | 0 | 0 | 0 | 0
Base VOM Costs by Reporting Type: RMPA
ReportingType | 2015 | 2020 | 2025 | 2030 | 2035 | 2040
BM | 0 | 0 | 0 | 0 | 0 | 0
CC | 12.34 | 23.62 | 8.27 | 7.77 | 6.85 | 6.85
CSP | 0 | 0 | 0 | 0 | 0 | 0
CT | 0 | 0 | 0 | 0 | 0 | 0
Coal | 211.72 | 226.81 | 215.69 | 215.69 | 257.55 | 297.12
Geo | 0 | 36.8 | 204.16 | 206.14 | 206.14 | 206.14
H | 0 | 0 | 0 | 0 | 0 | 0
LFG | 0 | 0 | 0 | 0 | 0 | 0
Nuc | 0 | 0 | 0 | 0 | 0 | 0
PS | 0 | 0 | 0 | 0 | 0 | 0
PV | 0 | 0 | 0 | 0 | 0 | 0
PeakG | 0.03 | 0.21 | 0.04 | 0.69 | 0.09 | 0.23
PeakO | 0 | 0 | 0 | 0 | 0 | 0
ST | 0 | 0.01 | 0.01 | 0.01 | 0.01 | 0.01
STOG | 0 | 0 | 0 | 0 | 0 | 0
STWD | 0 | 0 | 0 | 0 | 0 | 0
WT | 0.07 | 0.07 | 0.07 | 0.07 | 0.07 | 0.07
IGCC | 0 | 0 | 0 | 0 | 0 | 0
DemandResponse | 0 | 0 | 0 | 0 | 0 | 0
IGCC-CCS | 0 | 0 | 0 | 0 | 0 | 0
WT_off | 0 | 0 | 0 | 0 | 0 | 0
PseudoUnit | 0 | 0 | 0 | 0 | 0 | 0
FixedInterchange | 0 | 0 | 0 | 0 | 0 | 0
Base VOM Costs by Reporting Type: SP15
ReportingType | 2015 | 2020 | 2025 | 2030 | 2035 | 2040
BM | 0.22 | 0.22 | 0.22 | 0.22 | 0.14 | 0.14
CC | 61.09 | 60.39 | 54.12 | 47.18 | 42.43 | 23.66
CSP | 0 | 0 | 0 | 0 | 0 | 0
CT | 0 | 0 | 0 | 0 | 0 | 0
Coal | 2.89 | 3.19 | 3.19 | 1.96 | 0 | 0
Geo | 4.1 | 120.4 | 120.4 | 120.4 | 120.4 | 120.4
H | 0 | 0 | 0 | 0 | 0 | 0
LFG | 0.02 | 0.06 | 0.07 | 0.07 | 0.07 | 0.07
Nuc | 41.61 | 41.61 | 41.61 | 41.61 | 41.61 | 41.61
PS | 0 | 0 | 0 | 0 | 0 | 0
PV | 0 | 0 | 0 | 0 | 0 | 0
PeakG | 0 | 0 | 0 | 0 | 0.03 | 0
PeakO | 0 | 0 | 0 | 0 | 0 | 0
ST | 0.02 | 0.02 | 0.02 | 0.02 | 0.02 | 0.02
STOG | 0.52 | 0.75 | 0.62 | 0.94 | 1.92 | 1.48
STWD | 1.98 | 1.98 | 1.98 | 1.98 | 1.98 | 1.98
WT | 0.07 | 0.07 | 0.07 | 0.07 | 0.07 | 0.07
IGCC | 0 | 0 | 0 | 0 | 0 | 0
DemandResponse | 0 | 0 | 0 | 0 | 0 | 0
IGCC-CCS | 0 | 0 | 0 | 0 | 0 | 0
WT_off | 0 | 0 | 0 | 0 | 0 | 0
PseudoUnit | 0 | 0 | 0 | 0 | 0 | 0
FixedInterchange | 0 | 0 | 0 | 0 | 0 | 0
Base VOM Costs by Reporting Type: ALB
ReportingType | 2015 | 2020 | 2025 | 2030 | 2035 | 2040
BM | 0 | 0 | 0 | 0 | 0 | 0
CC | 47.54 | 61.01 | 82.51 | 98.46 | 125.28 | 144.58
CSP | 0 | 0 | 0 | 0 | 0 | 0
CT | 0 | 0 | 0 | 0 | 0 | 0
Coal | 167.67 | 167.67 | 167.67 | 167.67 | 167.67 | 167.67
Geo | 0 | 0 | 0 | 0 | 0 | 0
H | 0 | 0 | 0 | 0 | 0 | 0
LFG | 0 | 0 | 0 | 0 | 0 | 0
Nuc | 0 | 0 | 0 | 0 | 0 | 0
PS | 0 | 0 | 0 | 0 | 0 | 0
PV | 0 | 0 | 0 | 0 | 0 | 0
PeakG | 0 | 0 | 0 | 0 | 0 | 0
PeakO | 0 | 0 | 0 | 0 | 0 | 0
ST | 0 | 0 | 0 | 0 | 0 | 0
STOG | 0 | 0 | 0 | 0 | 0 | 0
STWD | 0 | 0 | 0 | 0 | 0 | 0
WT | 0.02 | 0.02 | 0.02 | 0.02 | 0.02 | 0.02
IGCC | 0 | 0 | 0 | 0 | 0 | 0
DemandResponse | 0 | 0 | 0 | 0 | 0 | 0
IGCC-CCS | 0 | 0 | 0 | 0 | 0 | 0
WT_off | 0 | 0 | 0 | 0 | 0 | 0
PseudoUnit | 0 | 0 | 0 | 0 | 0 | 0
FixedInterchange | 0 | 0 | 0 | 0 | 0 | 0
Base VOM Costs by Reporting Type: BC
ReportingType | 2015 | 2020 | 2025 | 2030 | 2035 | 2040
BM | 0 | 0 | 0 | 0 | 0 | 0
CC | 34.39 | 38.93 | 52.35 | 69.95 | 88.18 | 105.95
CSP | 0 | 0 | 0 | 0 | 0 | 0
CT | 0 | 0 | 0 | 0 | 0 | 0
Coal | 0 | 0 | 0 | 0 | 0 | 0
Geo | 0 | 0 | 0 | 0 | 0 | 0
H | 0 | 0 | 0 | 0 | 0 | 0
LFG | 0 | 0 | 0 | 0 | 0 | 0
Nuc | 0 | 0 | 0 | 0 | 0 | 0
PS | 0 | 0 | 0 | 0 | 0 | 0
PV | 0 | 0 | 0 | 0 | 0 | 0
PeakG | 0 | 0 | 0 | 0 | 0 | 0
PeakO | 0 | 0 | 0 | 0 | 0 | 0
ST | 0 | 0 | 0 | 0 | 0 | 0
STOG | 0 | 0 | 0 | 0 | 0 | 0
STWD | 0 | 0 | 0 | 0 | 0 | 0
WT | 0.01 | 0.01 | 0.01 | 0.01 | 0.01 | 0.01
IGCC | 0 | 0 | 0 | 0 | 0 | 0
DemandResponse | 0 | 0 | 0 | 0 | 0 | 0
IGCC-CCS | 0 | 0 | 0 | 0 | 0 | 0
WT_off | 0 | 0 | 0 | 0 | 0 | 0
PseudoUnit | 0 | 0 | 0 | 0 | 0 | 0
FixedInterchange | 0 | 0 | 0 | 0 | 0 | 0
Base VOM Costs by Reporting Type: HQ_IESO
ReportingType | 2015 | 2020 | 2025 | 2030 | 2035 | 2040
BM | 0 | 0 | 0 | 0 | 0 | 0
CC | 0 | 0 | 0 | 0 | 0 | 0
CSP | 0 | 0 | 0 | 0 | 0 | 0
CT | 0 | 0 | 0 | 0 | 0 | 0
Coal | 0 | 0 | 0 | 0 | 0 | 0
Geo | 0 | 0 | 0 | 0 | 0 | 0
H | 0 | 0 | 0 | 0 | 0 | 0
LFG | 0 | 0 | 0 | 0 | 0 | 0
Nuc | 0 | 0 | 0 | 0 | 0 | 0
PS | 0 | 0 | 0 | 0 | 0 | 0
PV | 0 | 0 | 0 | 0 | 0 | 0
PeakG | 0 | 0 | 0 | 0 | 0 | 0
PeakO | 0 | 0 | 0 | 0 | 0 | 0
ST | 0 | 0 | 0 | 0 | 0 | 0
STOG | 0 | 0 | 0 | 0 | 0 | 0
STWD | 0 | 0 | 0 | 0 | 0 | 0
WT | 0 | 0 | 0 | 0 | 0 | 0
IGCC | 0 | 0 | 0 | 0 | 0 | 0
DemandResponse | 0 | 0 | 0 | 0 | 0 | 0
IGCC-CCS | 0 | 0 | 0 | 0 | 0 | 0
WT_off | 0 | 0 | 0 | 0 | 0 | 0
PseudoUnit | 0 | 0 | 0 | 0 | 0 | 0
FixedInterchange | 0 | 0 | 0 | 0 | 0 | 0
Base VOM Costs by Reporting Type: HQ_NEISO
ReportingType | 2015 | 2020 | 2025 | 2030 | 2035 | 2040
BM | 0 | 0 | 0 | 0 | 0 | 0
CC | 0 | 0 | 0 | 0 | 0 | 0
CSP | 0 | 0 | 0 | 0 | 0 | 0
CT | 0 | 0 | 0 | 0 | 0 | 0
Coal | 0 | 0 | 0 | 0 | 0 | 0
Geo | 0 | 0 | 0 | 0 | 0 | 0
H | 0 | 0 | 0 | 0 | 0 | 0
LFG | 0 | 0 | 0 | 0 | 0 | 0
Nuc | 0 | 0 | 0 | 0 | 0 | 0
PS | 0 | 0 | 0 | 0 | 0 | 0
PV | 0 | 0 | 0 | 0 | 0 | 0
PeakG | 0 | 0 | 0 | 0 | 0 | 0
PeakO | 0 | 0 | 0 | 0 | 0 | 0
ST | 0 | 0 | 0 | 0 | 0 | 0
STOG | 0 | 0 | 0 | 0 | 0 | 0
STWD | 0 | 0 | 0 | 0 | 0 | 0
WT | 0 | 0 | 0 | 0 | 0 | 0
IGCC | 0 | 0 | 0 | 0 | 0 | 0
DemandResponse | 0 | 0 | 0 | 0 | 0 | 0
IGCC-CCS | 0 | 0 | 0 | 0 | 0 | 0
WT_off | 0 | 0 | 0 | 0 | 0 | 0
PseudoUnit | 0 | 0 | 0 | 0 | 0 | 0
FixedInterchange | 0 | 0 | 0 | 0 | 0 | 0
Base VOM Costs by Reporting Type: HQ_NY
ReportingType | 2015 | 2020 | 2025 | 2030 | 2035 | 2040
BM | 0 | 0 | 0 | 0 | 0 | 0
CC | 0 | 0 | 0 | 0 | 0 | 0
CSP | 0 | 0 | 0 | 0 | 0 | 0
CT | 0 | 0 | 0 | 0 | 0 | 0
Coal | 0 | 0 | 0 | 0 | 0 | 0
Geo | 0 | 0 | 0 | 0 | 0 | 0
H | 0 | 0 | 0 | 0 | 0 | 0
LFG | 0 | 0 | 0 | 0 | 0 | 0
Nuc | 0 | 0 | 0 | 0 | 0 | 0
PS | 0 | 0 | 0 | 0 | 0 | 0
PV | 0 | 0 | 0 | 0 | 0 | 0
PeakG | 0 | 0 | 0 | 0 | 0 | 0
PeakO | 0 | 0 | 0 | 0 | 0 | 0
ST | 0 | 0 | 0 | 0 | 0 | 0
STOG | 0 | 0 | 0 | 0 | 0 | 0
STWD | 0 | 0 | 0 | 0 | 0 | 0
WT | 0 | 0 | 0 | 0 | 0 | 0
IGCC | 0 | 0 | 0 | 0 | 0 | 0
DemandResponse | 0 | 0 | 0 | 0 | 0 | 0
IGCC-CCS | 0 | 0 | 0 | 0 | 0 | 0
WT_off | 0 | 0 | 0 | 0 | 0 | 0
PseudoUnit | 0 | 0 | 0 | 0 | 0 | 0
FixedInterchange | 0 | 0 | 0 | 0 | 0 | 0
Base VOM Costs by Reporting Type: MARITIMES
ReportingType | 2015 | 2020 | 2025 | 2030 | 2035 | 2040
BM | 0 | 0 | 0 | 0 | 0 | 0
CC | 0 | 0 | 0 | 0 | 0 | 0
CSP | 0 | 0 | 0 | 0 | 0 | 0
CT | 0 | 0 | 0 | 0 | 0 | 0
Coal | 0 | 0 | 0 | 0 | 0 | 0
Geo | 0 | 0 | 0 | 0 | 0 | 0
H | 0 | 0 | 0 | 0 | 0 | 0
LFG | 0 | 0 | 0 | 0 | 0 | 0
Nuc | 0 | 0 | 0 | 0 | 0 | 0
PS | 0 | 0 | 0 | 0 | 0 | 0
PV | 0 | 0 | 0 | 0 | 0 | 0
PeakG | 0 | 0 | 0 | 0 | 0 | 0
PeakO | 0 | 0 | 0 | 0 | 0 | 0
ST | 0 | 0 | 0 | 0 | 0 | 0
STOG | 0 | 0 | 0 | 0 | 0 | 0
STWD | 0 | 0 | 0 | 0 | 0 | 0
WT | 0 | 0 | 0 | 0 | 0 | 0
IGCC | 0 | 0 | 0 | 0 | 0 | 0
DemandResponse | 0 | 0 | 0 | 0 | 0 | 0
IGCC-CCS | 0 | 0 | 0 | 0 | 0 | 0
WT_off | 0 | 0 | 0 | 0 | 0 | 0
PseudoUnit | 0 | 17.37 | 17.37 | 17.37 | 17.37 | 17.37
FixedInterchange | 0 | 0 | 0 | 0 | 0 | 0
Base VOM Costs by Reporting Type: All
ReportingType | 2015 | 2020 | 2025 | 2030 | 2035 | 2040
BM | 24.78 | 492.03 | 710.26 | 1002.17 | 1073.54 | 1105.1
CC | 2731.68 | 2845.09 | 2516.2 | 2408.92 | 3326.23 | 3884.73
CSP | 0 | 0 | 0 | 0 | 0 | 0
CT | 13.51 | 18.06 | 20.81 | 12.31 | 44.39 | 58.58
Coal | 6918.44 | 6788.31 | 6794.85 | 6611.99 | 7060.86 | 7851.95
Geo | 11.14 | 177.58 | 530.84 | 532.83 | 532.83 | 532.83
H | 0 | 0.09 | 0.27 | 0.46 | 0.46 | 0.5
LFG | 0.38 | 0.54 | 0.73 | 0.79 | 0.79 | 0.79
Nuc | 2164.81 | 2225.48 | 2225.48 | 2197.96 | 1706.52 | 1342.12
PS | 0 | 0 | 0 | 0 | 0 | 0
PV | 0.02 | 0.06 | 0.08 | 0.08 | 0.08 | 0.09
PeakG | 27.17 | 38.05 | 41.11 | 29.31 | 53.01 | 42.24
PeakO | 0 | 0 | 0 | 0 | 0 | 0
ST | 0.03 | 0.06 | 0.07 | 0.07 | 0.07 | 0.07
STOG | 40.81 | 44.33 | 41.59 | 33.98 | 42.84 | 41.37
STWD | 48.73 | 50.64 | 47.36 | 51.72 | 51.8 | 52.94
WT | 2.03 | 3.49 | 5.14 | 6.73 | 6.85 | 7.03
IGCC | 30.43 | 30.43 | 30.43 | 30.43 | 30.43 | 30.43
DemandResponse | 0 | 0 | 0 | 0 | 0 | 0
IGCC-CCS | 0 | 0 | 0 | 0 | 0 | 0
WT_off | 0.02 | 0.02 | 0.67 | 1.43 | 1.52 | 1.68
PseudoUnit | 0 | 17.37 | 17.37 | 17.37 | 17.37 | 17.37
FixedInterchange | 0 | 0 | 0 | 0 | 0 | 0
Base VOM Costs by Reporting Type: EI_US
ReportingType | 2015 | 2020 | 2025 | 2030 | 2035 | 2040
BM | 24.55 | 491.04 | 709.54 | 933.08 | 1002.14 | 1029.35
CC | 1752.28 | 1807.38 | 1548.21 | 1297.71 | 1974.77 | 2448.54
CSP | 0 | 0 | 0 | 0 | 0 | 0
CT | 13.51 | 18.06 | 19.39 | 10.88 | 44.32 | 58.03
Coal | 5411.27 | 5127.11 | 5111.11 | 4930.87 | 5329.76 | 5794.29
Geo | 0 | 0 | 0 | 0 | 0 | 0
H | 0 | 0.06 | 0.12 | 0.12 | 0.12 | 0.14
LFG | 0.32 | 0.44 | 0.52 | 0.57 | 0.57 | 0.57
Nuc | 1653.22 | 1713.9 | 1713.9 | 1686.38 | 1213.99 | 878.06
PS | 0 | 0 | 0 | 0 | 0 | 0
PV | 0 | 0.05 | 0.07 | 0.07 | 0.07 | 0.07
PeakG | 27.14 | 37.84 | 39.53 | 25.79 | 49.66 | 41.88
PeakO | 0 | 0 | 0 | 0 | 0 | 0
ST | 0 | 0 | 0 | 0 | 0 | 0
STOG | 27.76 | 30.19 | 27.74 | 21.39 | 29.62 | 29.5
STWD | 38.96 | 40.68 | 34.79 | 35.64 | 35.73 | 36.87
WT | 1.2 | 2.38 | 3.5 | 4.82 | 4.97 | 5.11
IGCC | 30.43 | 30.43 | 30.43 | 30.43 | 30.43 | 30.43
DemandResponse | 0 | 0 | 0 | 0 | 0 | 0
IGCC-CCS | 0 | 0 | 0 | 0 | 0 | 0
WT_off | 0.02 | 0.02 | 0.67 | 1.43 | 1.52 | 1.68
PseudoUnit | 0 | 17.37 | 17.37 | 17.37 | 17.37 | 17.37
FixedInterchange | 0 | 0 | 0 | 0 | 0 | 0
Base VOM Costs by Reporting Type: EI_Canada
ReportingType | 2015 | 2020 | 2025 | 2030 | 2035 | 2040
BM | 0 | 0 | 0 | 0 | 0 | 0
CC | 12.31 | 10.84 | 5.9 | 2.84 | 24.15 | 72.56
CSP | 0 | 0 | 0 | 0 | 0 | 0
CT | 0 | 0 | 0 | 0 | 0.08 | 0.55
Coal | 2.15 | 4.23 | 0 | 0 | 0 | 0
Geo | 0 | 0 | 0 | 0 | 0 | 0
H | 0 | 0.02 | 0.15 | 0.32 | 0.32 | 0.34
LFG | 0.01 | 0.01 | 0.01 | 0.01 | 0.01 | 0.01
Nuc | 240.73 | 240.73 | 240.73 | 240.73 | 221.68 | 193.2
PS | 0 | 0 | 0 | 0 | 0 | 0
PV | 0 | 0 | 0 | 0 | 0 | 0
PeakG | 0 | 0 | 0 | 0 | 0 | 0.04
PeakO | 0 | 0 | 0 | 0 | 0 | 0
ST | 0 | 0 | 0 | 0 | 0 | 0
STOG | 0 | 0 | 0 | 0 | 0 | 0
STWD | 0 | 0 | 0 | 0 | 0 | 0
WT | 0.11 | 0.11 | 0.11 | 0.11 | 0.05 | 0.05
IGCC | 0 | 0 | 0 | 0 | 0 | 0
DemandResponse | 0 | 0 | 0 | 0 | 0 | 0
IGCC-CCS | 0 | 0 | 0 | 0 | 0 | 0
WT_off | 0 | 0 | 0 | 0 | 0 | 0
PseudoUnit | 0 | 0 | 0 | 0 | 0 | 0
FixedInterchange | 0 | 0 | 0 | 0 | 0 | 0
Base VOM Costs by Reporting Type: EI
ReportingType | 2015 | 2020 | 2025 | 2030 | 2035 | 2040
BM | 24.55 | 491.04 | 709.54 | 933.08 | 1002.14 | 1029.35
CC | 1764.59 | 1818.21 | 1554.11 | 1300.55 | 1998.91 | 2521.11
CSP | 0 | 0 | 0 | 0 | 0 | 0
CT | 13.51 | 18.06 | 19.39 | 10.88 | 44.39 | 58.58
Coal | 5413.42 | 5131.34 | 5111.11 | 4930.87 | 5329.76 | 5794.29
Geo | 0 | 0 | 0 | 0 | 0 | 0
H | 0 | 0.09 | 0.27 | 0.44 | 0.44 | 0.48
LFG | 0.33 | 0.45 | 0.53 | 0.58 | 0.58 | 0.58
Nuc | 1893.95 | 1954.63 | 1954.63 | 1927.11 | 1435.67 | 1071.27
PS | 0 | 0 | 0 | 0 | 0 | 0
PV | 0.01 | 0.05 | 0.07 | 0.07 | 0.07 | 0.08
PeakG | 27.14 | 37.84 | 39.53 | 25.79 | 49.66 | 41.91
PeakO | 0 | 0 | 0 | 0 | 0 | 0
ST | 0 | 0 | 0 | 0 | 0 | 0
STOG | 27.76 | 30.19 | 27.74 | 21.39 | 29.62 | 29.5
STWD | 38.96 | 40.68 | 34.79 | 35.64 | 35.73 | 36.87
WT | 1.31 | 2.49 | 3.61 | 4.93 | 5.03 | 5.16
IGCC | 30.43 | 30.43 | 30.43 | 30.43 | 30.43 | 30.43
DemandResponse | 0 | 0 | 0 | 0 | 0 | 0
IGCC-CCS | 0 | 0 | 0 | 0 | 0 | 0
WT_off | 0.02 | 0.02 | 0.67 | 1.43 | 1.52 | 1.68
PseudoUnit | 0 | 17.37 | 17.37 | 17.37 | 17.37 | 17.37
FixedInterchange | 0 | 0 | 0 | 0 | 0 | 0
Base VOM Costs by Reporting Type: Outside_EI
ReportingType | 2015 | 2020 | 2025 | 2030 | 2035 | 2040
BM | 0.22 | 0.99 | 0.71 | 69.09 | 71.4 | 75.75
CC | 967.09 | 1026.87 | 962.09 | 1108.37 | 1327.32 | 1363.63
CSP | 0 | 0 | 0 | 0 | 0 | 0
CT | 0 | 0 | 1.43 | 1.43 | 0 | 0
Coal | 1505.02 | 1656.97 | 1683.74 | 1681.12 | 1731.11 | 2057.66
Geo | 11.13 | 177.57 | 530.84 | 532.83 | 532.83 | 532.83
H | 0 | 0 | 0 | 0.02 | 0.02 | 0.02
LFG | 0.05 | 0.09 | 0.2 | 0.2 | 0.2 | 0.2
Nuc | 270.85 | 270.85 | 270.85 | 270.85 | 270.85 | 270.85
PS | 0 | 0 | 0 | 0 | 0 | 0
PV | 0.01 | 0.01 | 0.01 | 0.01 | 0.01 | 0.01
PeakG | 0.03 | 0.21 | 1.59 | 3.52 | 3.34 | 0.33
PeakO | 0 | 0 | 0 | 0 | 0 | 0
ST | 0.03 | 0.06 | 0.07 | 0.07 | 0.07 | 0.07
STOG | 13.05 | 14.14 | 13.85 | 12.59 | 13.22 | 11.87
STWD | 9.77 | 9.96 | 12.57 | 16.07 | 16.07 | 16.07
WT | 0.72 | 1 | 1.53 | 1.8 | 1.83 | 1.87
IGCC | 0 | 0 | 0 | 0 | 0 | 0
DemandResponse | 0 | 0 | 0 | 0 | 0 | 0
IGCC-CCS | 0 | 0 | 0 | 0 | 0 | 0
WT_off | 0 | 0 | 0 | 0 | 0 | 0
PseudoUnit | 0 | 0 | 0 | 0 | 0 | 0
FixedInterchange | 0 | 0 | 0 | 0 | 0 | 0
#9 | Retrofit VOM Costs ($million)
Retrofit VOM Costs by Reporting Type: Entergy
ReportingType | 2015 | 2020 | 2025 | 2030 | 2035 | 2040
BM | 0 | 0 | 0 | 0 | 0 | 0
CC | 0 | 0 | 0 | 0 | 0 | 0
CSP | 0 | 0 | 0 | 0 | 0 | 0
CT | 0 | 0 | 0 | 0 | 0 | 0
Coal | 15.01 | 335.8 | 381.98 | 411.14 | 420 | 420
Geo | 0 | 0 | 0 | 0 | 0 | 0
H | 0 | 0 | 0 | 0 | 0 | 0
LFG | 0 | 0 | 0 | 0 | 0 | 0
Nuc | 0 | 0 | 0 | 0 | 0 | 0
PS | 0 | 0 | 0 | 0 | 0 | 0
PV | 0 | 0 | 0 | 0 | 0 | 0
PeakG | 0 | 0 | 0 | 0 | 0 | 0
PeakO | 0 | 0 | 0 | 0 | 0 | 0
ST | 0 | 0 | 0 | 0 | 0 | 0
STOG | 0 | 0 | 0 | 0 | 0 | 0
STWD | 0 | 0 | 0 | 0 | 0 | 0
WT | 0 | 0 | 0 | 0 | 0 | 0
IGCC | 0 | 0 | 0 | 0 | 0 | 0
DemandResponse | 0 | 0 | 0 | 0 | 0 | 0
IGCC-CCS | 0 | 0 | 0 | 0 | 0 | 0
WT_off | 0 | 0 | 0 | 0 | 0 | 0
PseudoUnit | 0 | 0 | 0 | 0 | 0 | 0
FixedInterchange | 0 | 0 | 0 | 0 | 0 | 0
Retrofit VOM Costs by Reporting Type: FRCC
ReportingType | 2015 | 2020 | 2025 | 2030 | 2035 | 2040
BM | 0 | 0 | 0 | 0 | 0 | 0
CC | 0 | 0 | 0 | 0 | 0 | 0
CSP | 0 | 0 | 0 | 0 | 0 | 0
CT | 0 | 0 | 0 | 0 | 0 | 0
Coal | 236.42 | 281.55 | 289.3 | 299.72 | 309.24 | 309.24
Geo | 0 | 0 | 0 | 0 | 0 | 0
H | 0 | 0 | 0 | 0 | 0 | 0
LFG | 0 | 0 | 0 | 0 | 0 | 0
Nuc | 0 | 0 | 0 | 0 | 0 | 0
PS | 0 | 0 | 0 | 0 | 0 | 0
PV | 0 | 0 | 0 | 0 | 0 | 0
PeakG | 0 | 0 | 0 | 0 | 0 | 0
PeakO | 0 | 0 | 0 | 0 | 0 | 0
ST | 0 | 0 | 0 | 0 | 0 | 0
STOG | 0 | 0 | 0 | 0 | 0 | 0
STWD | 0 | 0 | 0 | 0 | 0 | 0
WT | 0 | 0 | 0 | 0 | 0 | 0
IGCC | 0 | 0 | 0 | 0 | 0 | 0
DemandResponse | 0 | 0 | 0 | 0 | 0 | 0
IGCC-CCS | 0 | 0 | 0 | 0 | 0 | 0
WT_off | 0 | 0 | 0 | 0 | 0 | 0
PseudoUnit | 0 | 0 | 0 | 0 | 0 | 0
FixedInterchange | 0 | 0 | 0 | 0 | 0 | 0
Retrofit VOM Costs by Reporting Type: MAPP_US
ReportingType | 2015 | 2020 | 2025 | 2030 | 2035 | 2040
BM | 0 | 0 | 0 | 0 | 0 | 0
CC | 0 | 0 | 0 | 0 | 0 | 0
CSP | 0 | 0 | 0 | 0 | 0 | 0
CT | 0 | 0 | 0 | 0 | 0 | 0
Coal | 94.43 | 98.64 | 98.64 | 98.64 | 98.64 | 98.64
Geo | 0 | 0 | 0 | 0 | 0 | 0
H | 0 | 0 | 0 | 0 | 0 | 0
LFG | 0 | 0 | 0 | 0 | 0 | 0
Nuc | 0 | 0 | 0 | 0 | 0 | 0
PS | 0 | 0 | 0 | 0 | 0 | 0
PV | 0 | 0 | 0 | 0 | 0 | 0
PeakG | 0 | 0 | 0 | 0 | 0 | 0
PeakO | 0 | 0 | 0 | 0 | 0 | 0
ST | 0 | 0 | 0 | 0 | 0 | 0
STOG | 0 | 0 | 0 | 0 | 0 | 0
STWD | 0 | 0 | 0 | 0 | 0 | 0
WT | 0 | 0 | 0 | 0 | 0 | 0
IGCC | 0 | 0 | 0 | 0 | 0 | 0
DemandResponse | 0 | 0 | 0 | 0 | 0 | 0
IGCC-CCS | 0 | 0 | 0 | 0 | 0 | 0
WT_off | 0 | 0 | 0 | 0 | 0 | 0
PseudoUnit | 0 | 0 | 0 | 0 | 0 | 0
FixedInterchange | 0 | 0 | 0 | 0 | 0 | 0
Retrofit VOM Costs by Reporting Type: MISO_IN
ReportingType | 2015 | 2020 | 2025 | 2030 | 2035 | 2040
BM | 0 | 0 | 0 | 0 | 0 | 0
CC | 0 | 0 | 0 | 0 | 0 | 0
CSP | 0 | 0 | 0 | 0 | 0 | 0
CT | 0 | 0 | 0 | 0 | 0 | 0
Coal | 324.13 | 495.6 | 507.25 | 502.36 | 545.41 | 578.82
Geo | 0 | 0 | 0 | 0 | 0 | 0
H | 0 | 0 | 0 | 0 | 0 | 0
LFG | 0 | 0 | 0 | 0 | 0 | 0
Nuc | 0 | 0 | 0 | 0 | 0 | 0
PS | 0 | 0 | 0 | 0 | 0 | 0
PV | 0 | 0 | 0 | 0 | 0 | 0
PeakG | 0 | 0 | 0 | 0 | 0 | 0
PeakO | 0 | 0 | 0 | 0 | 0 | 0
ST | 0 | 0 | 0 | 0 | 0 | 0
STOG | 0 | 0 | 0 | 0 | 0 | 0
STWD | 0 | 0 | 0 | 0 | 0 | 0
WT | 0 | 0 | 0 | 0 | 0 | 0
IGCC | 0 | 0 | 0 | 0 | 0 | 0
DemandResponse | 0 | 0 | 0 | 0 | 0 | 0
IGCC-CCS | 0 | 0 | 0 | 0 | 0 | 0
WT_off | 0 | 0 | 0 | 0 | 0 | 0
PseudoUnit | 0 | 0 | 0 | 0 | 0 | 0
FixedInterchange | 0 | 0 | 0 | 0 | 0 | 0
Retrofit VOM Costs by Reporting Type: MISO_MI
ReportingType | 2015 | 2020 | 2025 | 2030 | 2035 | 2040
BM | 0 | 0 | 0 | 0 | 0 | 0
CC | 0 | 0 | 0 | 0 | 0 | 0
CSP | 0 | 0 | 0 | 0 | 0 | 0
CT | 0 | 0 | 0 | 0 | 0 | 0
Coal | 50.16 | 227.77 | 232.72 | 222.21 | 261.47 | 273.17
Geo | 0 | 0 | 0 | 0 | 0 | 0
H | 0 | 0 | 0 | 0 | 0 | 0
LFG | 0 | 0 | 0 | 0 | 0 | 0
Nuc | 0 | 0 | 0 | 0 | 0 | 0
PS | 0 | 0 | 0 | 0 | 0 | 0
PV | 0 | 0 | 0 | 0 | 0 | 0
PeakG | 0 | 0 | 0 | 0 | 0 | 0
PeakO | 0 | 0 | 0 | 0 | 0 | 0
ST | 0 | 0 | 0 | 0 | 0 | 0
STOG | 0 | 0 | 0 | 0 | 0 | 0
STWD | 0 | 0 | 0 | 0 | 0 | 0
WT | 0 | 0 | 0 | 0 | 0 | 0
IGCC | 0 | 0 | 0 | 0 | 0 | 0
DemandResponse | 0 | 0 | 0 | 0 | 0 | 0
IGCC-CCS | 0 | 0 | 0 | 0 | 0 | 0
WT_off | 0 | 0 | 0 | 0 | 0 | 0
PseudoUnit | 0 | 0 | 0 | 0 | 0 | 0
FixedInterchange | 0 | 0 | 0 | 0 | 0 | 0
Retrofit VOM Costs by Reporting Type: MISO_MO-IL
ReportingType | 2015 | 2020 | 2025 | 2030 | 2035 | 2040
BM | 0 | 0 | 0 | 0 | 0 | 0
CC | 0 | 0 | 0 | 0 | 0 | 0
CSP | 0 | 0 | 0 | 0 | 0 | 0
CT | 0 | 0 | 0 | 0 | 0 | 0
Coal | 117.06 | 436.05 | 481.48 | 449.61 | 593.07 | 575.31
Geo | 0 | 0 | 0 | 0 | 0 | 0
H | 0 | 0 | 0 | 0 | 0 | 0
LFG | 0 | 0 | 0 | 0 | 0 | 0
Nuc | 0 | 0 | 0 | 0 | 0 | 0
PS | 0 | 0 | 0 | 0 | 0 | 0
PV | 0 | 0 | 0 | 0 | 0 | 0
PeakG | 0 | 0 | 0 | 0 | 0 | 0
PeakO | 0 | 0 | 0 | 0 | 0 | 0
ST | 0 | 0 | 0 | 0 | 0 | 0
STOG | 0 | 0 | 0 | 0 | 0 | 0
STWD | 0 | 0 | 0 | 0 | 0 | 0
WT | 0 | 0 | 0 | 0 | 0 | 0
IGCC | 0 | 0 | 0 | 0 | 0 | 0
DemandResponse | 0 | 0 | 0 | 0 | 0 | 0
IGCC-CCS | 0 | 0 | 0 | 0 | 0 | 0
WT_off | 0 | 0 | 0 | 0 | 0 | 0
PseudoUnit | 0 | 0 | 0 | 0 | 0 | 0
FixedInterchange | 0 | 0 | 0 | 0 | 0 | 0
Retrofit VOM Costs by Reporting Type: MISO_W
ReportingType | 2015 | 2020 | 2025 | 2030 | 2035 | 2040
BM | 0 | 0 | 0 | 0 | 0 | 0
CC | 0 | 0 | 0 | 0 | 0 | 0
CSP | 0 | 0 | 0 | 0 | 0 | 0
CT | 0 | 0 | 0 | 0 | 0 | 0
Coal | 144.25 | 405.43 | 400.38 | 384.73 | 414.28 | 411.74
Geo | 0 | 0 | 0 | 0 | 0 | 0
H | 0 | 0 | 0 | 0 | 0 | 0
LFG | 0 | 0 | 0 | 0 | 0 | 0
Nuc | 0 | 0 | 0 | 0 | 0 | 0
PS | 0 | 0 | 0 | 0 | 0 | 0
PV | 0 | 0 | 0 | 0 | 0 | 0
PeakG | 0 | 0 | 0 | 0 | 0 | 0
PeakO | 0 | 0 | 0 | 0 | 0 | 0
ST | 0 | 0 | 0 | 0 | 0 | 0
STOG | 0 | 0 | 0 | 0 | 0 | 0
STWD | 0 | 0 | 0 | 0 | 0 | 0
WT | 0 | 0 | 0 | 0 | 0 | 0
IGCC | 0 | 0 | 0 | 0 | 0 | 0
DemandResponse | 0 | 0 | 0 | 0 | 0 | 0
IGCC-CCS | 0 | 0 | 0 | 0 | 0 | 0
WT_off | 0 | 0 | 0 | 0 | 0 | 0
PseudoUnit | 0 | 0 | 0 | 0 | 0 | 0
FixedInterchange | 0 | 0 | 0 | 0 | 0 | 0
Retrofit VOM Costs by Reporting Type: MISO_WUMS
ReportingType | 2015 | 2020 | 2025 | 2030 | 2035 | 2040
BM | 0 | 0 | 0 | 0 | 0 | 0
CC | 0 | 0 | 0 | 0 | 0 | 0
CSP | 0 | 0 | 0 | 0 | 0 | 0
CT | 0 | 0 | 0 | 0 | 0 | 0
Coal | 93.53 | 151.12 | 153.96 | 148.34 | 179.21 | 190.34
Geo | 0 | 0 | 0 | 0 | 0 | 0
H | 0 | 0 | 0 | 0 | 0 | 0
LFG | 0 | 0 | 0 | 0 | 0 | 0
Nuc | 0 | 0 | 0 | 0 | 0 | 0
PS | 0 | 0 | 0 | 0 | 0 | 0
PV | 0 | 0 | 0 | 0 | 0 | 0
PeakG | 0 | 0 | 0 | 0 | 0 | 0
PeakO | 0 | 0 | 0 | 0 | 0 | 0
ST | 0 | 0 | 0 | 0 | 0 | 0
STOG | 0 | 0 | 0 | 0 | 0 | 0
STWD | 0 | 0 | 0 | 0 | 0 | 0
WT | 0 | 0 | 0 | 0 | 0 | 0
IGCC | 0 | 0 | 0 | 0 | 0 | 0
DemandResponse | 0 | 0 | 0 | 0 | 0 | 0
IGCC-CCS | 0 | 0 | 0 | 0 | 0 | 0
WT_off | 0 | 0 | 0 | 0 | 0 | 0
PseudoUnit | 0 | 0 | 0 | 0 | 0 | 0
FixedInterchange | 0 | 0 | 0 | 0 | 0 | 0
Retrofit VOM Costs by Reporting Type: Nebraska
ReportingType | 2015 | 2020 | 2025 | 2030 | 2035 | 2040
BM | 0 | 0 | 0 | 0 | 0 | 0
CC | 0 | 0 | 0 | 0 | 0 | 0
CSP | 0 | 0 | 0 | 0 | 0 | 0
CT | 0 | 0 | 0 | 0 | 0 | 0
Coal | 16.57 | 135.66 | 135.66 | 132.17 | 135.66 | 135.66
Geo | 0 | 0 | 0 | 0 | 0 | 0
H | 0 | 0 | 0 | 0 | 0 | 0
LFG | 0 | 0 | 0 | 0 | 0 | 0
Nuc | 0 | 0 | 0 | 0 | 0 | 0
PS | 0 | 0 | 0 | 0 | 0 | 0
PV | 0 | 0 | 0 | 0 | 0 | 0
PeakG | 0 | 0 | 0 | 0 | 0 | 0
PeakO | 0 | 0 | 0 | 0 | 0 | 0
ST | 0 | 0 | 0 | 0 | 0 | 0
STOG | 0 | 0 | 0 | 0 | 0 | 0
STWD | 0 | 0 | 0 | 0 | 0 | 0
WT | 0 | 0 | 0 | 0 | 0 | 0
IGCC | 0 | 0 | 0 | 0 | 0 | 0
DemandResponse | 0 | 0 | 0 | 0 | 0 | 0
IGCC-CCS | 0 | 0 | 0 | 0 | 0 | 0
WT_off | 0 | 0 | 0 | 0 | 0 | 0
PseudoUnit | 0 | 0 | 0 | 0 | 0 | 0
FixedInterchange | 0 | 0 | 0 | 0 | 0 | 0
Retrofit VOM Costs by Reporting Type: NEISO
ReportingType | 2015 | 2020 | 2025 | 2030 | 2035 | 2040
BM | 0 | 0 | 0 | 0 | 0 | 0
CC | 0 | 0 | 0 | 0 | 0 | 0
CSP | 0 | 0 | 0 | 0 | 0 | 0
CT | 0 | 0 | 0 | 0 | 0 | 0
Coal | 0.16 | 0 | 0 | 0 | 0 | 0
Geo | 0 | 0 | 0 | 0 | 0 | 0
H | 0 | 0 | 0 | 0 | 0 | 0
LFG | 0 | 0 | 0 | 0 | 0 | 0
Nuc | 0 | 0 | 0 | 0 | 0 | 0
PS | 0 | 0 | 0 | 0 | 0 | 0
PV | 0 | 0 | 0 | 0 | 0 | 0
PeakG | 0 | 0 | 0 | 0 | 0 | 0
PeakO | 0 | 0 | 0 | 0 | 0 | 0
ST | 0 | 0 | 0 | 0 | 0 | 0
STOG | 0 | 0 | 0 | 0 | 0 | 0
STWD | 0 | 0 | 0 | 0 | 0 | 0
WT | 0 | 0 | 0 | 0 | 0 | 0
IGCC | 0 | 0 | 0 | 0 | 0 | 0
DemandResponse | 0 | 0 | 0 | 0 | 0 | 0
IGCC-CCS | 0 | 0 | 0 | 0 | 0 | 0
WT_off | 0 | 0 | 0 | 0 | 0 | 0
PseudoUnit | 0 | 0 | 0 | 0 | 0 | 0
FixedInterchange | 0 | 0 | 0 | 0 | 0 | 0
Retrofit VOM Costs by Reporting Type: NonRTO_Midwest
ReportingType | 2015 | 2020 | 2025 | 2030 | 2035 | 2040
BM | 0 | 0 | 0 | 0 | 0 | 0
CC | 0 | 0 | 0 | 0 | 0 | 0
CSP | 0 | 0 | 0 | 0 | 0 | 0
CT | 0 | 0 | 0 | 0 | 0 | 0
Coal | 231.9 | 300.28 | 306.33 | 309.67 | 317.18 | 326.73
Geo | 0 | 0 | 0 | 0 | 0 | 0
H | 0 | 0 | 0 | 0 | 0 | 0
LFG | 0 | 0 | 0 | 0 | 0 | 0
Nuc | 0 | 0 | 0 | 0 | 0 | 0
PS | 0 | 0 | 0 | 0 | 0 | 0
PV | 0 | 0 | 0 | 0 | 0 | 0
PeakG | 0 | 0 | 0 | 0 | 0 | 0
PeakO | 0 | 0 | 0 | 0 | 0 | 0
ST | 0 | 0 | 0 | 0 | 0 | 0
STOG | 0 | 0 | 0 | 0 | 0 | 0
STWD | 0 | 0 | 0 | 0 | 0 | 0
WT | 0 | 0 | 0 | 0 | 0 | 0
IGCC | 0 | 0 | 0 | 0 | 0 | 0
DemandResponse | 0 | 0 | 0 | 0 | 0 | 0
IGCC-CCS | 0 | 0 | 0 | 0 | 0 | 0
WT_off | 0 | 0 | 0 | 0 | 0 | 0
PseudoUnit | 0 | 0 | 0 | 0 | 0 | 0
FixedInterchange | 0 | 0 | 0 | 0 | 0 | 0
Retrofit VOM Costs by Reporting Type: NYISO_A-F
ReportingType | 2015 | 2020 | 2025 | 2030 | 2035 | 2040
BM | 0 | 0 | 0 | 0 | 0 | 0
CC | 0 | 0 | 0 | 0 | 0 | 0
CSP | 0 | 0 | 0 | 0 | 0 | 0
CT | 0 | 0 | 0 | 0 | 0 | 0
Coal | 0 | 0 | 0 | 0 | 0 | 0
Geo | 0 | 0 | 0 | 0 | 0 | 0
H | 0 | 0 | 0 | 0 | 0 | 0
LFG | 0 | 0 | 0 | 0 | 0 | 0
Nuc | 0 | 0 | 0 | 0 | 0 | 0
PS | 0 | 0 | 0 | 0 | 0 | 0
PV | 0 | 0 | 0 | 0 | 0 | 0
PeakG | 0 | 0 | 0 | 0 | 0 | 0
PeakO | 0 | 0 | 0 | 0 | 0 | 0
ST | 0 | 0 | 0 | 0 | 0 | 0
STOG | 0 | 0 | 0 | 0 | 0 | 0
STWD | 0 | 0 | 0 | 0 | 0 | 0
WT | 0 | 0 | 0 | 0 | 0 | 0
IGCC | 0 | 0 | 0 | 0 | 0 | 0
DemandResponse | 0 | 0 | 0 | 0 | 0 | 0
IGCC-CCS | 0 | 0 | 0 | 0 | 0 | 0
WT_off | 0 | 0 | 0 | 0 | 0 | 0
PseudoUnit | 0 | 0 | 0 | 0 | 0 | 0
FixedInterchange | 0 | 0 | 0 | 0 | 0 | 0
Retrofit VOM Costs by Reporting Type: NYISO_G-I
ReportingType | 2015 | 2020 | 2025 | 2030 | 2035 | 2040
BM | 0 | 0 | 0 | 0 | 0 | 0
CC | 0 | 0 | 0 | 0 | 0 | 0
CSP | 0 | 0 | 0 | 0 | 0 | 0
CT | 0 | 0 | 0 | 0 | 0 | 0
Coal | 0 | 0 | 0 | 0 | 0 | 0
Geo | 0 | 0 | 0 | 0 | 0 | 0
H | 0 | 0 | 0 | 0 | 0 | 0
LFG | 0 | 0 | 0 | 0 | 0 | 0
Nuc | 0 | 0 | 0 | 0 | 0 | 0
PS | 0 | 0 | 0 | 0 | 0 | 0
PV | 0 | 0 | 0 | 0 | 0 | 0
PeakG | 0 | 0 | 0 | 0 | 0 | 0
PeakO | 0 | 0 | 0 | 0 | 0 | 0
ST | 0 | 0 | 0 | 0 | 0 | 0
STOG | 0 | 0 | 0 | 0 | 0 | 0
STWD | 0 | 0 | 0 | 0 | 0 | 0
WT | 0 | 0 | 0 | 0 | 0 | 0
IGCC | 0 | 0 | 0 | 0 | 0 | 0
DemandResponse | 0 | 0 | 0 | 0 | 0 | 0
IGCC-CCS | 0 | 0 | 0 | 0 | 0 | 0
WT_off | 0 | 0 | 0 | 0 | 0 | 0
PseudoUnit | 0 | 0 | 0 | 0 | 0 | 0
FixedInterchange | 0 | 0 | 0 | 0 | 0 | 0
Retrofit VOM Costs by Reporting Type: NYISO_J-K
ReportingType | 2015 | 2020 | 2025 | 2030 | 2035 | 2040
BM | 0 | 0 | 0 | 0 | 0 | 0
CC | 0 | 0 | 0 | 0 | 0 | 0
CSP | 0 | 0 | 0 | 0 | 0 | 0
CT | 0 | 0 | 0 | 0 | 0 | 0
Coal | 0 | 0 | 0 | 0 | 0 | 0
Geo | 0 | 0 | 0 | 0 | 0 | 0
H | 0 | 0 | 0 | 0 | 0 | 0
LFG | 0 | 0 | 0 | 0 | 0 | 0
Nuc | 0 | 0 | 0 | 0 | 0 | 0
PS | 0 | 0 | 0 | 0 | 0 | 0
PV | 0 | 0 | 0 | 0 | 0 | 0
PeakG | 0 | 0 | 0 | 0 | 0 | 0
PeakO | 0 | 0 | 0 | 0 | 0 | 0
ST | 0 | 0 | 0 | 0 | 0 | 0
STOG | 0 | 0 | 0 | 0 | 0 | 0
STWD | 0 | 0 | 0 | 0 | 0 | 0
WT | 0 | 0 | 0 | 0 | 0 | 0
IGCC | 0 | 0 | 0 | 0 | 0 | 0
DemandResponse | 0 | 0 | 0 | 0 | 0 | 0
IGCC-CCS | 0 | 0 | 0 | 0 | 0 | 0
WT_off | 0 | 0 | 0 | 0 | 0 | 0
PseudoUnit | 0 | 0 | 0 | 0 | 0 | 0
FixedInterchange | 0 | 0 | 0 | 0 | 0 | 0
Retrofit VOM Costs by Reporting Type: PJM_E
ReportingType | 2015 | 2020 | 2025 | 2030 | 2035 | 2040
BM | 0 | 0 | 0 | 0 | 0 | 0
CC | 0 | 0 | 0 | 0 | 0 | 0
CSP | 0 | 0 | 0 | 0 | 0 | 0
CT | 0 | 0 | 0 | 0 | 0 | 0
Coal | 1.8 | 0 | 0 | 0 | 0 | 0
Geo | 0 | 0 | 0 | 0 | 0 | 0
H | 0 | 0 | 0 | 0 | 0 | 0
LFG | 0 | 0 | 0 | 0 | 0 | 0
Nuc | 0 | 0 | 0 | 0 | 0 | 0
PS | 0 | 0 | 0 | 0 | 0 | 0
PV | 0 | 0 | 0 | 0 | 0 | 0
PeakG | 0 | 0 | 0 | 0 | 0 | 0
PeakO | 0 | 0 | 0 | 0 | 0 | 0
ST | 0 | 0 | 0 | 0 | 0 | 0
STOG | 0 | 0 | 0 | 0 | 0 | 0
STWD | 0 | 0 | 0 | 0 | 0 | 0
WT | 0 | 0 | 0 | 0 | 0 | 0
IGCC | 0 | 0 | 0 | 0 | 0 | 0
DemandResponse | 0 | 0 | 0 | 0 | 0 | 0
IGCC-CCS | 0 | 0 | 0 | 0 | 0 | 0
WT_off | 0 | 0 | 0 | 0 | 0 | 0
PseudoUnit | 0 | 0 | 0 | 0 | 0 | 0
FixedInterchange | 0 | 0 | 0 | 0 | 0 | 0
Retrofit VOM Costs by Reporting Type: PJM_ROM
ReportingType | 2015 | 2020 | 2025 | 2030 | 2035 | 2040
BM | 0 | 0 | 0 | 0 | 0 | 0
CC | 0 | 0 | 0 | 0 | 0 | 0
CSP | 0 | 0 | 0 | 0 | 0 | 0
CT | 0 | 0 | 0 | 0 | 0 | 0
Coal | 176.74 | 183.97 | 183.8 | 158.65 | 207.88 | 207.88
Geo | 0 | 0 | 0 | 0 | 0 | 0
H | 0 | 0 | 0 | 0 | 0 | 0
LFG | 0 | 0 | 0 | 0 | 0 | 0
Nuc | 0 | 0 | 0 | 0 | 0 | 0
PS | 0 | 0 | 0 | 0 | 0 | 0
PV | 0 | 0 | 0 | 0 | 0 | 0
PeakG | 0 | 0 | 0 | 0 | 0 | 0
PeakO | 0 | 0 | 0 | 0 | 0 | 0
ST | 0 | 0 | 0 | 0 | 0 | 0
STOG | 0 | 0 | 0 | 0 | 0 | 0
STWD | 0 | 0 | 0 | 0 | 0 | 0
WT | 0 | 0 | 0 | 0 | 0 | 0
IGCC | 0 | 0 | 0 | 0 | 0 | 0
DemandResponse | 0 | 0 | 0 | 0 | 0 | 0
IGCC-CCS | 0 | 0 | 0 | 0 | 0 | 0
WT_off | 0 | 0 | 0 | 0 | 0 | 0
PseudoUnit | 0 | 0 | 0 | 0 | 0 | 0
FixedInterchange | 0 | 0 | 0 | 0 | 0 | 0
Retrofit VOM Costs by Reporting Type: PJM_ROR
ReportingType | 2015 | 2020 | 2025 | 2030 | 2035 | 2040
BM | 0 | 0 | 0 | 0 | 0 | 0
CC | 0 | 0 | 0 | 0 | 0 | 0
CSP | 0 | 0 | 0 | 0 | 0 | 0
CT | 0 | 0 | 0 | 0 | 0 | 0
Coal | 942.01 | 1061.69 | 1062.23 | 1054.12 | 1072.37 | 1080.39
Geo | 0 | 0 | 0 | 0 | 0 | 0
H | 0 | 0 | 0 | 0 | 0 | 0
LFG | 0 | 0 | 0 | 0 | 0 | 0
Nuc | 0 | 0 | 0 | 0 | 0 | 0
PS | 0 | 0 | 0 | 0 | 0 | 0
PV | 0 | 0 | 0 | 0 | 0 | 0
PeakG | 0 | 0 | 0 | 0 | 0 | 0
PeakO | 0 | 0 | 0 | 0 | 0 | 0
ST | 0 | 0 | 0 | 0 | 0 | 0
STOG | 0 | 0 | 0 | 0 | 0 | 0
STWD | 0 | 0 | 0 | 0 | 0 | 0
WT | 0 | 0 | 0 | 0 | 0 | 0
IGCC | 0 | 0 | 0 | 0 | 0 | 0
DemandResponse | 0 | 0 | 0 | 0 | 0 | 0
IGCC-CCS | 0 | 0 | 0 | 0 | 0 | 0
WT_off | 0 | 0 | 0 | 0 | 0 | 0
PseudoUnit | 0 | 0 | 0 | 0 | 0 | 0
FixedInterchange | 0 | 0 | 0 | 0 | 0 | 0
Retrofit VOM Costs by Reporting Type: SOCO
ReportingType | 2015 | 2020 | 2025 | 2030 | 2035 | 2040
BM | 0 | 0 | 0 | 0 | 0 | 0
CC | 0 | 0 | 0 | 0 | 0 | 0
CSP | 0 | 0 | 0 | 0 | 0 | 0
CT | 0 | 0 | 0 | 0 | 0 | 0
Coal | 341.21 | 449.04 | 482.35 | 493.92 | 520.5 | 520.5
Geo | 0 | 0 | 0 | 0 | 0 | 0
H | 0 | 0 | 0 | 0 | 0 | 0
LFG | 0 | 0 | 0 | 0 | 0 | 0
Nuc | 0 | 0 | 0 | 0 | 0 | 0
PS | 0 | 0 | 0 | 0 | 0 | 0
PV | 0 | 0 | 0 | 0 | 0 | 0
PeakG | 0 | 0 | 0 | 0 | 0 | 0
PeakO | 0 | 0 | 0 | 0 | 0 | 0
ST | 0 | 0 | 0 | 0 | 0 | 0
STOG | 0 | 0 | 0 | 0 | 0 | 0
STWD | 0 | 0 | 0 | 0 | 0 | 0
WT | 0 | 0 | 0 | 0 | 0 | 0
IGCC | 0 | 0 | 0 | 0 | 0 | 0
DemandResponse | 0 | 0 | 0 | 0 | 0 | 0
IGCC-CCS | 0 | 0 | 0 | 0 | 0 | 0
WT_off | 0 | 0 | 0 | 0 | 0 | 0
PseudoUnit | 0 | 0 | 0 | 0 | 0 | 0
FixedInterchange | 0 | 0 | 0 | 0 | 0 | 0
Retrofit VOM Costs by Reporting Type: SPP_N
ReportingType | 2015 | 2020 | 2025 | 2030 | 2035 | 2040
BM | 0 | 0 | 0 | 0 | 0 | 0
CC | 0 | 0 | 0 | 0 | 0 | 0
CSP | 0 | 0 | 0 | 0 | 0 | 0
CT | 0 | 0 | 0 | 0 | 0 | 0
Coal | 190.31 | 340.89 | 308.48 | 304.53 | 308.72 | 308.72
Geo | 0 | 0 | 0 | 0 | 0 | 0
H | 0 | 0 | 0 | 0 | 0 | 0
LFG | 0 | 0 | 0 | 0 | 0 | 0
Nuc | 0 | 0 | 0 | 0 | 0 | 0
PS | 0 | 0 | 0 | 0 | 0 | 0
PV | 0 | 0 | 0 | 0 | 0 | 0
PeakG | 0 | 0 | 0 | 0 | 0 | 0
PeakO | 0 | 0 | 0 | 0 | 0 | 0
ST | 0 | 0 | 0 | 0 | 0 | 0
STOG | 0 | 0 | 0 | 0 | 0 | 0
STWD | 0 | 0 | 0 | 0 | 0 | 0
WT | 0 | 0 | 0 | 0 | 0 | 0
IGCC | 0 | 0 | 0 | 0 | 0 | 0
DemandResponse | 0 | 0 | 0 | 0 | 0 | 0
IGCC-CCS | 0 | 0 | 0 | 0 | 0 | 0
WT_off | 0 | 0 | 0 | 0 | 0 | 0
PseudoUnit | 0 | 0 | 0 | 0 | 0 | 0
FixedInterchange | 0 | 0 | 0 | 0 | 0 | 0
Retrofit VOM Costs by Reporting Type: SPP_S
ReportingType | 2015 | 2020 | 2025 | 2030 | 2035 | 2040
BM | 0 | 0 | 0 | 0 | 0 | 0
CC | 0 | 0 | 0 | 0 | 0 | 0
CSP | 0 | 0 | 0 | 0 | 0 | 0
CT | 0 | 0 | 0 | 0 | 0 | 0
Coal | 98.03 | 697.45 | 657.8 | 566.86 | 720.84 | 699.64
Geo | 0 | 0 | 0 | 0 | 0 | 0
H | 0 | 0 | 0 | 0 | 0 | 0
LFG | 0 | 0 | 0 | 0 | 0 | 0
Nuc | 0 | 0 | 0 | 0 | 0 | 0
PS | 0 | 0 | 0 | 0 | 0 | 0
PV | 0 | 0 | 0 | 0 | 0 | 0
PeakG | 0 | 0 | 0 | 0 | 0 | 0
PeakO | 0 | 0 | 0 | 0 | 0 | 0
ST | 0 | 0 | 0 | 0 | 0 | 0
STOG | 0 | 0 | 0 | 0 | 0 | 0
STWD | 0 | 0 | 0 | 0 | 0 | 0
WT | 0 | 0 | 0 | 0 | 0 | 0
IGCC | 0 | 0 | 0 | 0 | 0 | 0
DemandResponse | 0 | 0 | 0 | 0 | 0 | 0
IGCC-CCS | 0 | 0 | 0 | 0 | 0 | 0
WT_off | 0 | 0 | 0 | 0 | 0 | 0
PseudoUnit | 0 | 0 | 0 | 0 | 0 | 0
FixedInterchange | 0 | 0 | 0 | 0 | 0 | 0
Retrofit VOM Costs by Reporting Type: TVA
ReportingType | 2015 | 2020 | 2025 | 2030 | 2035 | 2040
BM | 0 | 0 | 0 | 0 | 0 | 0
CC | 0 | 0 | 0 | 0 | 0 | 0
CSP | 0 | 0 | 0 | 0 | 0 | 0
CT | 0 | 0 | 0 | 0 | 0 | 0
Coal | 203.79 | 369.85 | 367.08 | 349.05 | 379.46 | 380.22
Geo | 0 | 0 | 0 | 0 | 0 | 0
H | 0 | 0 | 0 | 0 | 0 | 0
LFG | 0 | 0 | 0 | 0 | 0 | 0
Nuc | 0 | 0 | 0 | 0 | 0 | 0
PS | 0 | 0 | 0 | 0 | 0 | 0
PV | 0 | 0 | 0 | 0 | 0 | 0
PeakG | 0 | 0 | 0 | 0 | 0 | 0
PeakO | 0 | 0 | 0 | 0 | 0 | 0
ST | 0 | 0 | 0 | 0 | 0 | 0
STOG | 0 | 0 | 0 | 0 | 0 | 0
STWD | 0 | 0 | 0 | 0 | 0 | 0
WT | 0 | 0 | 0 | 0 | 0 | 0
IGCC | 0 | 0 | 0 | 0 | 0 | 0
DemandResponse | 0 | 0 | 0 | 0 | 0 | 0
IGCC-CCS | 0 | 0 | 0 | 0 | 0 | 0
WT_off | 0 | 0 | 0 | 0 | 0 | 0
PseudoUnit | 0 | 0 | 0 | 0 | 0 | 0
FixedInterchange | 0 | 0 | 0 | 0 | 0 | 0
Retrofit VOM Costs by Reporting Type: TVA_Transmission
ReportingType | 2015 | 2020 | 2025 | 2030 | 2035 | 2040
BM | 0 | 0 | 0 | 0 | 0 | 0
CC | 0 | 0 | 0 | 0 | 0 | 0
CSP | 0 | 0 | 0 | 0 | 0 | 0
CT | 0 | 0 | 0 | 0 | 0 | 0
Coal | 0 | 0 | 0 | 0 | 0 | 0
Geo | 0 | 0 | 0 | 0 | 0 | 0
H | 0 | 0 | 0 | 0 | 0 | 0
LFG | 0 | 0 | 0 | 0 | 0 | 0
Nuc | 0 | 0 | 0 | 0 | 0 | 0
PS | 0 | 0 | 0 | 0 | 0 | 0
PV | 0 | 0 | 0 | 0 | 0 | 0
PeakG | 0 | 0 | 0 | 0 | 0 | 0
PeakO | 0 | 0 | 0 | 0 | 0 | 0
ST | 0 | 0 | 0 | 0 | 0 | 0
STOG | 0 | 0 | 0 | 0 | 0 | 0
STWD | 0 | 0 | 0 | 0 | 0 | 0
WT | 0 | 0 | 0 | 0 | 0 | 0
IGCC | 0 | 0 | 0 | 0 | 0 | 0
DemandResponse | 0 | 0 | 0 | 0 | 0 | 0
IGCC-CCS | 0 | 0 | 0 | 0 | 0 | 0
WT_off | 0 | 0 | 0 | 0 | 0 | 0
PseudoUnit | 0 | 0 | 0 | 0 | 0 | 0
FixedInterchange | 0 | 0 | 0 | 0 | 0 | 0
Retrofit VOM Costs by Reporting Type: VACAR
ReportingType | 2015 | 2020 | 2025 | 2030 | 2035 | 2040
BM | 0 | 0 | 0 | 0 | 0 | 0
CC | 0 | 0 | 0 | 0 | 0 | 0
CSP | 0 | 0 | 0 | 0 | 0 | 0
CT | 0 | 0 | 0 | 0 | 0 | 0
Coal | 354.57 | 279.86 | 214.77 | 104.85 | 225.87 | 280.54
Geo | 0 | 0 | 0 | 0 | 0 | 0
H | 0 | 0 | 0 | 0 | 0 | 0
LFG | 0 | 0 | 0 | 0 | 0 | 0
Nuc | 0 | 0 | 0 | 0 | 0 | 0
PS | 0 | 0 | 0 | 0 | 0 | 0
PV | 0 | 0 | 0 | 0 | 0 | 0
PeakG | 0 | 0 | 0 | 0 | 0 | 0
PeakO | 0 | 0 | 0 | 0 | 0 | 0
ST | 0 | 0 | 0 | 0 | 0 | 0
STOG | 0 | 0 | 0 | 0 | 0 | 0
STWD | 0 | 0 | 0 | 0 | 0 | 0
WT | 0 | 0 | 0 | 0 | 0 | 0
IGCC | 0 | 0 | 0 | 0 | 0 | 0
DemandResponse | 0 | 0 | 0 | 0 | 0 | 0
IGCC-CCS | 0 | 0 | 0 | 0 | 0 | 0
WT_off | 0 | 0 | 0 | 0 | 0 | 0
PseudoUnit | 0 | 0 | 0 | 0 | 0 | 0
FixedInterchange | 0 | 0 | 0 | 0 | 0 | 0
Retrofit VOM Costs by Reporting Type: IESO
ReportingType | 2015 | 2020 | 2025 | 2030 | 2035 | 2040
BM | 0 | 0 | 0 | 0 | 0 | 0
CC | 0 | 0 | 0 | 0 | 0 | 0
CSP | 0 | 0 | 0 | 0 | 0 | 0
CT | 0 | 0 | 0 | 0 | 0 | 0
Coal | 0 | 0 | 0 | 0 | 0 | 0
Geo | 0 | 0 | 0 | 0 | 0 | 0
H | 0 | 0 | 0 | 0 | 0 | 0
LFG | 0 | 0 | 0 | 0 | 0 | 0
Nuc | 0 | 0 | 0 | 0 | 0 | 0
PS | 0 | 0 | 0 | 0 | 0 | 0
PV | 0 | 0 | 0 | 0 | 0 | 0
PeakG | 0 | 0 | 0 | 0 | 0 | 0
PeakO | 0 | 0 | 0 | 0 | 0 | 0
ST | 0 | 0 | 0 | 0 | 0 | 0
STOG | 0 | 0 | 0 | 0 | 0 | 0
STWD | 0 | 0 | 0 | 0 | 0 | 0
WT | 0 | 0 | 0 | 0 | 0 | 0
IGCC | 0 | 0 | 0 | 0 | 0 | 0
DemandResponse | 0 | 0 | 0 | 0 | 0 | 0
IGCC-CCS | 0 | 0 | 0 | 0 | 0 | 0
WT_off | 0 | 0 | 0 | 0 | 0 | 0
PseudoUnit | 0 | 0 | 0 | 0 | 0 | 0
FixedInterchange | 0 | 0 | 0 | 0 | 0 | 0
Retrofit VOM Costs by Reporting Type: MAPP_CA
ReportingType | 2015 | 2020 | 2025 | 2030 | 2035 | 2040
BM | 0 | 0 | 0 | 0 | 0 | 0
CC | 0 | 0 | 0 | 0 | 0 | 0
CSP | 0 | 0 | 0 | 0 | 0 | 0
CT | 0 | 0 | 0 | 0 | 0 | 0
Coal | 0 | 0 | 0 | 0 | 0 | 0
Geo | 0 | 0 | 0 | 0 | 0 | 0
H | 0 | 0 | 0 | 0 | 0 | 0
LFG | 0 | 0 | 0 | 0 | 0 | 0
Nuc | 0 | 0 | 0 | 0 | 0 | 0
PS | 0 | 0 | 0 | 0 | 0 | 0
PV | 0 | 0 | 0 | 0 | 0 | 0
PeakG | 0 | 0 | 0 | 0 | 0 | 0
PeakO | 0 | 0 | 0 | 0 | 0 | 0
ST | 0 | 0 | 0 | 0 | 0 | 0
STOG | 0 | 0 | 0 | 0 | 0 | 0
STWD | 0 | 0 | 0 | 0 | 0 | 0
WT | 0 | 0 | 0 | 0 | 0 | 0
IGCC | 0 | 0 | 0 | 0 | 0 | 0
DemandResponse | 0 | 0 | 0 | 0 | 0 | 0
IGCC-CCS | 0 | 0 | 0 | 0 | 0 | 0
WT_off | 0 | 0 | 0 | 0 | 0 | 0
PseudoUnit | 0 | 0 | 0 | 0 | 0 | 0
FixedInterchange | 0 | 0 | 0 | 0 | 0 | 0
Retrofit VOM Costs by Reporting Type: AZ_NM_SNV_Coal
ReportingType | 2015 | 2020 | 2025 | 2030 | 2035 | 2040
BM | 0 | 0 | 0 | 0 | 0 | 0
CC | 0 | 0 | 0 | 0 | 0 | 0
CSP | 0 | 0 | 0 | 0 | 0 | 0
CT | 0 | 0 | 0 | 0 | 0 | 0
Coal | 354.51 | 404.7 | 404.7 | 404.7 | 404.7 | 404.7
Geo | 0 | 0 | 0 | 0 | 0 | 0
H | 0 | 0 | 0 | 0 | 0 | 0
LFG | 0 | 0 | 0 | 0 | 0 | 0
Nuc | 0 | 0 | 0 | 0 | 0 | 0
PS | 0 | 0 | 0 | 0 | 0 | 0
PV | 0 | 0 | 0 | 0 | 0 | 0
PeakG | 0 | 0 | 0 | 0 | 0 | 0
PeakO | 0 | 0 | 0 | 0 | 0 | 0
ST | 0 | 0 | 0 | 0 | 0 | 0
STOG | 0 | 0 | 0 | 0 | 0 | 0
STWD | 0 | 0 | 0 | 0 | 0 | 0
WT | 0 | 0 | 0 | 0 | 0 | 0
IGCC | 0 | 0 | 0 | 0 | 0 | 0
DemandResponse | 0 | 0 | 0 | 0 | 0 | 0
IGCC-CCS | 0 | 0 | 0 | 0 | 0 | 0
WT_off | 0 | 0 | 0 | 0 | 0 | 0
PseudoUnit | 0 | 0 | 0 | 0 | 0 | 0
FixedInterchange | 0 | 0 | 0 | 0 | 0 | 0
Retrofit VOM Costs by Reporting Type: AZ_NM_SNV_Gas
ReportingType | 2015 | 2020 | 2025 | 2030 | 2035 | 2040
BM | 0 | 0 | 0 | 0 | 0 | 0
CC | 0 | 0 | 0 | 0 | 0 | 0
CSP | 0 | 0 | 0 | 0 | 0 | 0
CT | 0 | 0 | 0 | 0 | 0 | 0
Coal | 0 | 0 | 0 | 0 | 0 | 0
Geo | 0 | 0 | 0 | 0 | 0 | 0
H | 0 | 0 | 0 | 0 | 0 | 0
LFG | 0 | 0 | 0 | 0 | 0 | 0
Nuc | 0 | 0 | 0 | 0 | 0 | 0
PS | 0 | 0 | 0 | 0 | 0 | 0
PV | 0 | 0 | 0 | 0 | 0 | 0
PeakG | 0 | 0 | 0 | 0 | 0 | 0
PeakO | 0 | 0 | 0 | 0 | 0 | 0
ST | 0 | 0 | 0 | 0 | 0 | 0
STOG | 0 | 0 | 0 | 0 | 0 | 0
STWD | 0 | 0 | 0 | 0 | 0 | 0
WT | 0 | 0 | 0 | 0 | 0 | 0
IGCC | 0 | 0 | 0 | 0 | 0 | 0
DemandResponse | 0 | 0 | 0 | 0 | 0 | 0
IGCC-CCS | 0 | 0 | 0 | 0 | 0 | 0
WT_off | 0 | 0 | 0 | 0 | 0 | 0
PseudoUnit | 0 | 0 | 0 | 0 | 0 | 0
FixedInterchange | 0 | 0 | 0 | 0 | 0 | 0
Retrofit VOM Costs by Reporting Type: AZ_NM_SNV_NucRenew
ReportingType | 2015 | 2020 | 2025 | 2030 | 2035 | 2040
BM | 0 | 0 | 0 | 0 | 0 | 0
CC | 0 | 0 | 0 | 0 | 0 | 0
CSP | 0 | 0 | 0 | 0 | 0 | 0
CT | 0 | 0 | 0 | 0 | 0 | 0
Coal | 0 | 0 | 0 | 0 | 0 | 0
Geo | 0 | 0 | 0 | 0 | 0 | 0
H | 0 | 0 | 0 | 0 | 0 | 0
LFG | 0 | 0 | 0 | 0 | 0 | 0
Nuc | 0 | 0 | 0 | 0 | 0 | 0
PS | 0 | 0 | 0 | 0 | 0 | 0
PV | 0 | 0 | 0 | 0 | 0 | 0
PeakG | 0 | 0 | 0 | 0 | 0 | 0
PeakO | 0 | 0 | 0 | 0 | 0 | 0
ST | 0 | 0 | 0 | 0 | 0 | 0
STOG | 0 | 0 | 0 | 0 | 0 | 0
STWD | 0 | 0 | 0 | 0 | 0 | 0
WT | 0 | 0 | 0 | 0 | 0 | 0
IGCC | 0 | 0 | 0 | 0 | 0 | 0
DemandResponse | 0 | 0 | 0 | 0 | 0 | 0
IGCC-CCS | 0 | 0 | 0 | 0 | 0 | 0
WT_off | 0 | 0 | 0 | 0 | 0 | 0
PseudoUnit | 0 | 0 | 0 | 0 | 0 | 0
FixedInterchange | 0 | 0 | 0 | 0 | 0 | 0
Retrofit VOM Costs by Reporting Type: ERCOT
ReportingType | 2015 | 2020 | 2025 | 2030 | 2035 | 2040
BM | 0 | 0 | 0 | 0 | 0 | 0
CC | 0 | 0 | 0 | 0 | 0 | 0
CSP | 0 | 0 | 0 | 0 | 0 | 0
CT | 0 | 0 | 0 | 0 | 0 | 0
Coal | 331.96 | 540.93 | 605.97 | 602.19 | 618.33 | 627.24
Geo | 0 | 0 | 0 | 0 | 0 | 0
H | 0 | 0 | 0 | 0 | 0 | 0
LFG | 0 | 0 | 0 | 0 | 0 | 0
Nuc | 0 | 0 | 0 | 0 | 0 | 0
PS | 0 | 0 | 0 | 0 | 0 | 0
PV | 0 | 0 | 0 | 0 | 0 | 0
PeakG | 0 | 0 | 0 | 0 | 0 | 0
PeakO | 0 | 0 | 0 | 0 | 0 | 0
ST | 0 | 0 | 0 | 0 | 0 | 0
STOG | 0 | 0 | 0 | 0 | 0 | 0
STWD | 0 | 0 | 0 | 0 | 0 | 0
WT | 0 | 0 | 0 | 0 | 0 | 0
IGCC | 0 | 0 | 0 | 0 | 0 | 0
DemandResponse | 0 | 0 | 0 | 0 | 0 | 0
IGCC-CCS | 0 | 0 | 0 | 0 | 0 | 0
WT_off | 0 | 0 | 0 | 0 | 0 | 0
PseudoUnit | 0 | 0 | 0 | 0 | 0 | 0
FixedInterchange | 0 | 0 | 0 | 0 | 0 | 0
Retrofit VOM Costs by Reporting Type: NP15
ReportingType | 2015 | 2020 | 2025 | 2030 | 2035 | 2040
BM | 0 | 0 | 0 | 0 | 0 | 0
CC | 0 | 0 | 0 | 0 | 0 | 0
CSP | 0 | 0 | 0 | 0 | 0 | 0
CT | 0 | 0 | 0 | 0 | 0 | 0
Coal | 1.46 | 0 | 0 | 0 | 0 | 0
Geo | 0 | 0 | 0 | 0 | 0 | 0
H | 0 | 0 | 0 | 0 | 0 | 0
LFG | 0 | 0 | 0 | 0 | 0 | 0
Nuc | 0 | 0 | 0 | 0 | 0 | 0
PS | 0 | 0 | 0 | 0 | 0 | 0
PV | 0 | 0 | 0 | 0 | 0 | 0
PeakG | 0 | 0 | 0 | 0 | 0 | 0
PeakO | 0 | 0 | 0 | 0 | 0 | 0
ST | 0 | 0 | 0 | 0 | 0 | 0
STOG | 0 | 0 | 0 | 0 | 0 | 0
STWD | 0 | 0 | 0 | 0 | 0 | 0
WT | 0 | 0 | 0 | 0 | 0 | 0
IGCC | 0 | 0 | 0 | 0 | 0 | 0
DemandResponse | 0 | 0 | 0 | 0 | 0 | 0
IGCC-CCS | 0 | 0 | 0 | 0 | 0 | 0
WT_off | 0 | 0 | 0 | 0 | 0 | 0
PseudoUnit | 0 | 0 | 0 | 0 | 0 | 0
FixedInterchange | 0 | 0 | 0 | 0 | 0 | 0
Retrofit VOM Costs by Reporting Type: NWPP_Coal
ReportingType | 2015 | 2020 | 2025 | 2030 | 2035 | 2040
BM | 0 | 0 | 0 | 0 | 0 | 0
CC | 0 | 0 | 0 | 0 | 0 | 0
CSP | 0 | 0 | 0 | 0 | 0 | 0
CT | 0 | 0 | 0 | 0 | 0 | 0
Coal | 536.7 | 693.67 | 693.67 | 693.67 | 693.67 | 693.67
Geo | 0 | 0 | 0 | 0 | 0 | 0
H | 0 | 0 | 0 | 0 | 0 | 0
LFG | 0 | 0 | 0 | 0 | 0 | 0
Nuc | 0 | 0 | 0 | 0 | 0 | 0
PS | 0 | 0 | 0 | 0 | 0 | 0
PV | 0 | 0 | 0 | 0 | 0 | 0
PeakG | 0 | 0 | 0 | 0 | 0 | 0
PeakO | 0 | 0 | 0 | 0 | 0 | 0
ST | 0 | 0 | 0 | 0 | 0 | 0
STOG | 0 | 0 | 0 | 0 | 0 | 0
STWD | 0 | 0 | 0 | 0 | 0 | 0
WT | 0 | 0 | 0 | 0 | 0 | 0
IGCC | 0 | 0 | 0 | 0 | 0 | 0
DemandResponse | 0 | 0 | 0 | 0 | 0 | 0
IGCC-CCS | 0 | 0 | 0 | 0 | 0 | 0
WT_off | 0 | 0 | 0 | 0 | 0 | 0
PseudoUnit | 0 | 0 | 0 | 0 | 0 | 0
FixedInterchange | 0 | 0 | 0 | 0 | 0 | 0
Retrofit VOM Costs by Reporting Type: NWPP_Gas
ReportingType | 2015 | 2020 | 2025 | 2030 | 2035 | 2040
BM | 0 | 0 | 0 | 0 | 0 | 0
CC | 0 | 0 | 0 | 0 | 0 | 0
CSP | 0 | 0 | 0 | 0 | 0 | 0
CT | 0 | 0 | 0 | 0 | 0 | 0
Coal | 0 | 0 | 0 | 0 | 0 | 0
Geo | 0 | 0 | 0 | 0 | 0 | 0
H | 0 | 0 | 0 | 0 | 0 | 0
LFG | 0 | 0 | 0 | 0 | 0 | 0
Nuc | 0 | 0 | 0 | 0 | 0 | 0
PS | 0 | 0 | 0 | 0 | 0 | 0
PV | 0 | 0 | 0 | 0 | 0 | 0
PeakG | 0 | 0 | 0 | 0 | 0 | 0
PeakO | 0 | 0 | 0 | 0 | 0 | 0
ST | 0 | 0 | 0 | 0 | 0 | 0
STOG | 0 | 0 | 0 | 0 | 0 | 0
STWD | 0 | 0 | 0 | 0 | 0 | 0
WT | 0 | 0 | 0 | 0 | 0 | 0
IGCC | 0 | 0 | 0 | 0 | 0 | 0
DemandResponse | 0 | 0 | 0 | 0 | 0 | 0
IGCC-CCS | 0 | 0 | 0 | 0 | 0 | 0
WT_off | 0 | 0 | 0 | 0 | 0 | 0
PseudoUnit | 0 | 0 | 0 | 0 | 0 | 0
FixedInterchange | 0 | 0 | 0 | 0 | 0 | 0
Retrofit VOM Costs by Reporting Type: NWPP_NucRenew
ReportingType | 2015 | 2020 | 2025 | 2030 | 2035 | 2040
BM | 0 | 0 | 0 | 0 | 0 | 0
CC | 0 | 0 | 0 | 0 | 0 | 0
CSP | 0 | 0 | 0 | 0 | 0 | 0
CT | 0 | 0 | 0 | 0 | 0 | 0
Coal | 0 | 0 | 0 | 0 | 0 | 0
Geo | 0 | 0 | 0 | 0 | 0 | 0
H | 0 | 0 | 0 | 0 | 0 | 0
LFG | 0 | 0 | 0 | 0 | 0 | 0
Nuc | 0 | 0 | 0 | 0 | 0 | 0
PS | 0 | 0 | 0 | 0 | 0 | 0
PV | 0 | 0 | 0 | 0 | 0 | 0
PeakG | 0 | 0 | 0 | 0 | 0 | 0
PeakO | 0 | 0 | 0 | 0 | 0 | 0
ST | 0 | 0 | 0 | 0 | 0 | 0
STOG | 0 | 0 | 0 | 0 | 0 | 0
STWD | 0 | 0 | 0 | 0 | 0 | 0
WT | 0 | 0 | 0 | 0 | 0 | 0
IGCC | 0 | 0 | 0 | 0 | 0 | 0
DemandResponse | 0 | 0 | 0 | 0 | 0 | 0
IGCC-CCS | 0 | 0 | 0 | 0 | 0 | 0
WT_off | 0 | 0 | 0 | 0 | 0 | 0
PseudoUnit | 0 | 0 | 0 | 0 | 0 | 0
FixedInterchange | 0 | 0 | 0 | 0 | 0 | 0
Retrofit VOM Costs by Reporting Type: RMPA
ReportingType | 2015 | 2020 | 2025 | 2030 | 2035 | 2040
BM | 0 | 0 | 0 | 0 | 0 | 0
CC | 0 | 0 | 0 | 0 | 0 | 0
CSP | 0 | 0 | 0 | 0 | 0 | 0
CT | 0 | 0 | 0 | 0 | 0 | 0
Coal | 259.51 | 340.11 | 320.42 | 320.42 | 320.42 | 311.8
Geo | 0 | 0 | 0 | 0 | 0 | 0
H | 0 | 0 | 0 | 0 | 0 | 0
LFG | 0 | 0 | 0 | 0 | 0 | 0
Nuc | 0 | 0 | 0 | 0 | 0 | 0
PS | 0 | 0 | 0 | 0 | 0 | 0
PV | 0 | 0 | 0 | 0 | 0 | 0
PeakG | 0 | 0 | 0 | 0 | 0 | 0
PeakO | 0 | 0 | 0 | 0 | 0 | 0
ST | 0 | 0 | 0 | 0 | 0 | 0
STOG | 0 | 0 | 0 | 0 | 0 | 0
STWD | 0 | 0 | 0 | 0 | 0 | 0
WT | 0 | 0 | 0 | 0 | 0 | 0
IGCC | 0 | 0 | 0 | 0 | 0 | 0
DemandResponse | 0 | 0 | 0 | 0 | 0 | 0
IGCC-CCS | 0 | 0 | 0 | 0 | 0 | 0
WT_off | 0 | 0 | 0 | 0 | 0 | 0
PseudoUnit | 0 | 0 | 0 | 0 | 0 | 0
FixedInterchange | 0 | 0 | 0 | 0 | 0 | 0
Retrofit VOM Costs by Reporting Type: SP15
ReportingType | 2015 | 2020 | 2025 | 2030 | 2035 | 2040
BM | 0 | 0 | 0 | 0 | 0 | 0
CC | 0 | 0 | 0 | 0 | 0 | 0
CSP | 0 | 0 | 0 | 0 | 0 | 0
CT | 0 | 0 | 0 | 0 | 0 | 0
Coal | 5.19 | 5.66 | 5.66 | 3.48 | 0 | 0
Geo | 0 | 0 | 0 | 0 | 0 | 0
H | 0 | 0 | 0 | 0 | 0 | 0
LFG | 0 | 0 | 0 | 0 | 0 | 0
Nuc | 0 | 0 | 0 | 0 | 0 | 0
PS | 0 | 0 | 0 | 0 | 0 | 0
PV | 0 | 0 | 0 | 0 | 0 | 0
PeakG | 0 | 0 | 0 | 0 | 0 | 0
PeakO | 0 | 0 | 0 | 0 | 0 | 0
ST | 0 | 0 | 0 | 0 | 0 | 0
STOG | 0 | 0 | 0 | 0 | 0 | 0
STWD | 0 | 0 | 0 | 0 | 0 | 0
WT | 0 | 0 | 0 | 0 | 0 | 0
IGCC | 0 | 0 | 0 | 0 | 0 | 0
DemandResponse | 0 | 0 | 0 | 0 | 0 | 0
IGCC-CCS | 0 | 0 | 0 | 0 | 0 | 0
WT_off | 0 | 0 | 0 | 0 | 0 | 0
PseudoUnit | 0 | 0 | 0 | 0 | 0 | 0
FixedInterchange | 0 | 0 | 0 | 0 | 0 | 0
Retrofit VOM Costs by Reporting Type: ALB
ReportingType | 2015 | 2020 | 2025 | 2030 | 2035 | 2040
BM | 0 | 0 | 0 | 0 | 0 | 0
CC | 0 | 0 | 0 | 0 | 0 | 0
CSP | 0 | 0 | 0 | 0 | 0 | 0
CT | 0 | 0 | 0 | 0 | 0 | 0
Coal | 21.2 | 21.2 | 21.2 | 21.2 | 21.2 | 21.2
Geo | 0 | 0 | 0 | 0 | 0 | 0
H | 0 | 0 | 0 | 0 | 0 | 0
LFG | 0 | 0 | 0 | 0 | 0 | 0
Nuc | 0 | 0 | 0 | 0 | 0 | 0
PS | 0 | 0 | 0 | 0 | 0 | 0
PV | 0 | 0 | 0 | 0 | 0 | 0
PeakG | 0 | 0 | 0 | 0 | 0 | 0
PeakO | 0 | 0 | 0 | 0 | 0 | 0
ST | 0 | 0 | 0 | 0 | 0 | 0
STOG | 0 | 0 | 0 | 0 | 0 | 0
STWD | 0 | 0 | 0 | 0 | 0 | 0
WT | 0 | 0 | 0 | 0 | 0 | 0
IGCC | 0 | 0 | 0 | 0 | 0 | 0
DemandResponse | 0 | 0 | 0 | 0 | 0 | 0
IGCC-CCS | 0 | 0 | 0 | 0 | 0 | 0
WT_off | 0 | 0 | 0 | 0 | 0 | 0
PseudoUnit | 0 | 0 | 0 | 0 | 0 | 0
FixedInterchange | 0 | 0 | 0 | 0 | 0 | 0
Retrofit VOM Costs by Reporting Type: BC
ReportingType | 2015 | 2020 | 2025 | 2030 | 2035 | 2040
BM | 0 | 0 | 0 | 0 | 0 | 0
CC | 0 | 0 | 0 | 0 | 0 | 0
CSP | 0 | 0 | 0 | 0 | 0 | 0
CT | 0 | 0 | 0 | 0 | 0 | 0
Coal | 0 | 0 | 0 | 0 | 0 | 0
Geo | 0 | 0 | 0 | 0 | 0 | 0
H | 0 | 0 | 0 | 0 | 0 | 0
LFG | 0 | 0 | 0 | 0 | 0 | 0
Nuc | 0 | 0 | 0 | 0 | 0 | 0
PS | 0 | 0 | 0 | 0 | 0 | 0
PV | 0 | 0 | 0 | 0 | 0 | 0
PeakG | 0 | 0 | 0 | 0 | 0 | 0
PeakO | 0 | 0 | 0 | 0 | 0 | 0
ST | 0 | 0 | 0 | 0 | 0 | 0
STOG | 0 | 0 | 0 | 0 | 0 | 0
STWD | 0 | 0 | 0 | 0 | 0 | 0
WT | 0 | 0 | 0 | 0 | 0 | 0
IGCC | 0 | 0 | 0 | 0 | 0 | 0
DemandResponse | 0 | 0 | 0 | 0 | 0 | 0
IGCC-CCS | 0 | 0 | 0 | 0 | 0 | 0
WT_off | 0 | 0 | 0 | 0 | 0 | 0
PseudoUnit | 0 | 0 | 0 | 0 | 0 | 0
FixedInterchange | 0 | 0 | 0 | 0 | 0 | 0
Retrofit VOM Costs by Reporting Type: HQ_IESO
ReportingType | 2015 | 2020 | 2025 | 2030 | 2035 | 2040
BM | 0 | 0 | 0 | 0 | 0 | 0
CC | 0 | 0 | 0 | 0 | 0 | 0
CSP | 0 | 0 | 0 | 0 | 0 | 0
CT | 0 | 0 | 0 | 0 | 0 | 0
Coal | 0 | 0 | 0 | 0 | 0 | 0
Geo | 0 | 0 | 0 | 0 | 0 | 0
H | 0 | 0 | 0 | 0 | 0 | 0
LFG | 0 | 0 | 0 | 0 | 0 | 0
Nuc | 0 | 0 | 0 | 0 | 0 | 0
PS | 0 | 0 | 0 | 0 | 0 | 0
PV | 0 | 0 | 0 | 0 | 0 | 0
PeakG | 0 | 0 | 0 | 0 | 0 | 0
PeakO | 0 | 0 | 0 | 0 | 0 | 0
ST | 0 | 0 | 0 | 0 | 0 | 0
STOG | 0 | 0 | 0 | 0 | 0 | 0
STWD | 0 | 0 | 0 | 0 | 0 | 0
WT | 0 | 0 | 0 | 0 | 0 | 0
IGCC | 0 | 0 | 0 | 0 | 0 | 0
DemandResponse | 0 | 0 | 0 | 0 | 0 | 0
IGCC-CCS | 0 | 0 | 0 | 0 | 0 | 0
WT_off | 0 | 0 | 0 | 0 | 0 | 0
PseudoUnit | 0 | 0 | 0 | 0 | 0 | 0
FixedInterchange | 0 | 0 | 0 | 0 | 0 | 0
Retrofit VOM Costs by Reporting Type: HQ_NEISO
ReportingType | 2015 | 2020 | 2025 | 2030 | 2035 | 2040
BM | 0 | 0 | 0 | 0 | 0 | 0
CC | 0 | 0 | 0 | 0 | 0 | 0
CSP | 0 | 0 | 0 | 0 | 0 | 0
CT | 0 | 0 | 0 | 0 | 0 | 0
Coal | 0 | 0 | 0 | 0 | 0 | 0
Geo | 0 | 0 | 0 | 0 | 0 | 0
H | 0 | 0 | 0 | 0 | 0 | 0
LFG | 0 | 0 | 0 | 0 | 0 | 0
Nuc | 0 | 0 | 0 | 0 | 0 | 0
PS | 0 | 0 | 0 | 0 | 0 | 0
PV | 0 | 0 | 0 | 0 | 0 | 0
PeakG | 0 | 0 | 0 | 0 | 0 | 0
PeakO | 0 | 0 | 0 | 0 | 0 | 0
ST | 0 | 0 | 0 | 0 | 0 | 0
STOG | 0 | 0 | 0 | 0 | 0 | 0
STWD | 0 | 0 | 0 | 0 | 0 | 0
WT | 0 | 0 | 0 | 0 | 0 | 0
IGCC | 0 | 0 | 0 | 0 | 0 | 0
DemandResponse | 0 | 0 | 0 | 0 | 0 | 0
IGCC-CCS | 0 | 0 | 0 | 0 | 0 | 0
WT_off | 0 | 0 | 0 | 0 | 0 | 0
PseudoUnit | 0 | 0 | 0 | 0 | 0 | 0
FixedInterchange | 0 | 0 | 0 | 0 | 0 | 0
Retrofit VOM Costs by Reporting Type: HQ_NY
ReportingType | 2015 | 2020 | 2025 | 2030 | 2035 | 2040
BM | 0 | 0 | 0 | 0 | 0 | 0
CC | 0 | 0 | 0 | 0 | 0 | 0
CSP | 0 | 0 | 0 | 0 | 0 | 0
CT | 0 | 0 | 0 | 0 | 0 | 0
Coal | 0 | 0 | 0 | 0 | 0 | 0
Geo | 0 | 0 | 0 | 0 | 0 | 0
H | 0 | 0 | 0 | 0 | 0 | 0
LFG | 0 | 0 | 0 | 0 | 0 | 0
Nuc | 0 | 0 | 0 | 0 | 0 | 0
PS | 0 | 0 | 0 | 0 | 0 | 0
PV | 0 | 0 | 0 | 0 | 0 | 0
PeakG | 0 | 0 | 0 | 0 | 0 | 0
PeakO | 0 | 0 | 0 | 0 | 0 | 0
ST | 0 | 0 | 0 | 0 | 0 | 0
STOG | 0 | 0 | 0 | 0 | 0 | 0
STWD | 0 | 0 | 0 | 0 | 0 | 0
WT | 0 | 0 | 0 | 0 | 0 | 0
IGCC | 0 | 0 | 0 | 0 | 0 | 0
DemandResponse | 0 | 0 | 0 | 0 | 0 | 0
IGCC-CCS | 0 | 0 | 0 | 0 | 0 | 0
WT_off | 0 | 0 | 0 | 0 | 0 | 0
PseudoUnit | 0 | 0 | 0 | 0 | 0 | 0
FixedInterchange | 0 | 0 | 0 | 0 | 0 | 0
Retrofit VOM Costs by Reporting Type: MARITIMES
ReportingType | 2015 | 2020 | 2025 | 2030 | 2035 | 2040
BM | 0 | 0 | 0 | 0 | 0 | 0
CC | 0 | 0 | 0 | 0 | 0 | 0
CSP | 0 | 0 | 0 | 0 | 0 | 0
CT | 0 | 0 | 0 | 0 | 0 | 0
Coal | 0 | 0 | 0 | 0 | 0 | 0
Geo | 0 | 0 | 0 | 0 | 0 | 0
H | 0 | 0 | 0 | 0 | 0 | 0
LFG | 0 | 0 | 0 | 0 | 0 | 0
Nuc | 0 | 0 | 0 | 0 | 0 | 0
PS | 0 | 0 | 0 | 0 | 0 | 0
PV | 0 | 0 | 0 | 0 | 0 | 0
PeakG | 0 | 0 | 0 | 0 | 0 | 0
PeakO | 0 | 0 | 0 | 0 | 0 | 0
ST | 0 | 0 | 0 | 0 | 0 | 0
STOG | 0 | 0 | 0 | 0 | 0 | 0
STWD | 0 | 0 | 0 | 0 | 0 | 0
WT | 0 | 0 | 0 | 0 | 0 | 0
IGCC | 0 | 0 | 0 | 0 | 0 | 0
DemandResponse | 0 | 0 | 0 | 0 | 0 | 0
IGCC-CCS | 0 | 0 | 0 | 0 | 0 | 0
WT_off | 0 | 0 | 0 | 0 | 0 | 0
PseudoUnit | 0 | 0 | 0 | 0 | 0 | 0
FixedInterchange | 0 | 0 | 0 | 0 | 0 | 0
retrofit VOM Costs by Reporting Type: All
ReportingType | 2015 | 2020 | 2025 | 2030 | 2035 | 2040
BM | 0 | 0 | 0 | 0 | 0 | 0
CC | 0 | 0 | 0 | 0 | 0 | 0
CSP | 0 | 0 | 0 | 0 | 0 | 0
CT | 0 | 0 | 0 | 0 | 0 | 0
Coal | 5142.59 | 8256.93 | 8315.84 | 8036.24 | 8768.13 | 8856.15
Geo | 0 | 0 | 0 | 0 | 0 | 0
H | 0 | 0 | 0 | 0 | 0 | 0
LFG | 0 | 0 | 0 | 0 | 0 | 0
Nuc | 0 | 0 | 0 | 0 | 0 | 0
PS | 0 | 0 | 0 | 0 | 0 | 0
PV | 0 | 0 | 0 | 0 | 0 | 0
PeakG | 0 | 0 | 0 | 0 | 0 | 0
PeakO | 0 | 0 | 0 | 0 | 0 | 0
ST | 0 | 0 | 0 | 0 | 0 | 0
STOG | 0 | 0 | 0 | 0 | 0 | 0
STWD | 0 | 0 | 0 | 0 | 0 | 0
WT | 0 | 0 | 0 | 0 | 0 | 0
IGCC | 0 | 0 | 0 | 0 | 0 | 0
DemandResponse | 0 | 0 | 0 | 0 | 0 | 0
IGCC-CCS | 0 | 0 | 0 | 0 | 0 | 0
WT_off | 0 | 0 | 0 | 0 | 0 | 0
PseudoUnit | 0 | 0 | 0 | 0 | 0 | 0
FixedInterchange | 0 | 0 | 0 | 0 | 0 | 0
retrofit VOM Costs by Reporting Type: EI_US
ReportingType | 2015 | 2020 | 2025 | 2030 | 2035 | 2040
BM | 0 | 0 | 0 | 0 | 0 | 0
CC | 0 | 0 | 0 | 0 | 0 | 0
CSP | 0 | 0 | 0 | 0 | 0 | 0
CT | 0 | 0 | 0 | 0 | 0 | 0
Coal | 3632.07 | 6250.65 | 6264.21 | 5990.59 | 6709.8 | 6797.55
Geo | 0 | 0 | 0 | 0 | 0 | 0
H | 0 | 0 | 0 | 0 | 0 | 0
LFG | 0 | 0 | 0 | 0 | 0 | 0
Nuc | 0 | 0 | 0 | 0 | 0 | 0
PS | 0 | 0 | 0 | 0 | 0 | 0
PV | 0 | 0 | 0 | 0 | 0 | 0
PeakG | 0 | 0 | 0 | 0 | 0 | 0
PeakO | 0 | 0 | 0 | 0 | 0 | 0
ST | 0 | 0 | 0 | 0 | 0 | 0
STOG | 0 | 0 | 0 | 0 | 0 | 0
STWD | 0 | 0 | 0 | 0 | 0 | 0
WT | 0 | 0 | 0 | 0 | 0 | 0
IGCC | 0 | 0 | 0 | 0 | 0 | 0
DemandResponse | 0 | 0 | 0 | 0 | 0 | 0
IGCC-CCS | 0 | 0 | 0 | 0 | 0 | 0
WT_off | 0 | 0 | 0 | 0 | 0 | 0
PseudoUnit | 0 | 0 | 0 | 0 | 0 | 0
FixedInterchange | 0 | 0 | 0 | 0 | 0 | 0
retrofit VOM Costs by Reporting Type: EI_Canada
ReportingType | 2015 | 2020 | 2025 | 2030 | 2035 | 2040
BM | 0 | 0 | 0 | 0 | 0 | 0
CC | 0 | 0 | 0 | 0 | 0 | 0
CSP | 0 | 0 | 0 | 0 | 0 | 0
CT | 0 | 0 | 0 | 0 | 0 | 0
Coal | 0 | 0 | 0 | 0 | 0 | 0
Geo | 0 | 0 | 0 | 0 | 0 | 0
H | 0 | 0 | 0 | 0 | 0 | 0
LFG | 0 | 0 | 0 | 0 | 0 | 0
Nuc | 0 | 0 | 0 | 0 | 0 | 0
PS | 0 | 0 | 0 | 0 | 0 | 0
PV | 0 | 0 | 0 | 0 | 0 | 0
PeakG | 0 | 0 | 0 | 0 | 0 | 0
PeakO | 0 | 0 | 0 | 0 | 0 | 0
ST | 0 | 0 | 0 | 0 | 0 | 0
STOG | 0 | 0 | 0 | 0 | 0 | 0
STWD | 0 | 0 | 0 | 0 | 0 | 0
WT | 0 | 0 | 0 | 0 | 0 | 0
IGCC | 0 | 0 | 0 | 0 | 0 | 0
DemandResponse | 0 | 0 | 0 | 0 | 0 | 0
IGCC-CCS | 0 | 0 | 0 | 0 | 0 | 0
WT_off | 0 | 0 | 0 | 0 | 0 | 0
PseudoUnit | 0 | 0 | 0 | 0 | 0 | 0
FixedInterchange | 0 | 0 | 0 | 0 | 0 | 0
retrofit VOM Costs by Reporting Type: EI
ReportingType | 2015 | 2020 | 2025 | 2030 | 2035 | 2040
BM | 0 | 0 | 0 | 0 | 0 | 0
CC | 0 | 0 | 0 | 0 | 0 | 0
CSP | 0 | 0 | 0 | 0 | 0 | 0
CT | 0 | 0 | 0 | 0 | 0 | 0
Coal | 3632.07 | 6250.65 | 6264.21 | 5990.59 | 6709.8 | 6797.55
Geo | 0 | 0 | 0 | 0 | 0 | 0
H | 0 | 0 | 0 | 0 | 0 | 0
LFG | 0 | 0 | 0 | 0 | 0 | 0
Nuc | 0 | 0 | 0 | 0 | 0 | 0
PS | 0 | 0 | 0 | 0 | 0 | 0
PV | 0 | 0 | 0 | 0 | 0 | 0
PeakG | 0 | 0 | 0 | 0 | 0 | 0
PeakO | 0 | 0 | 0 | 0 | 0 | 0
ST | 0 | 0 | 0 | 0 | 0 | 0
STOG | 0 | 0 | 0 | 0 | 0 | 0
STWD | 0 | 0 | 0 | 0 | 0 | 0
WT | 0 | 0 | 0 | 0 | 0 | 0
IGCC | 0 | 0 | 0 | 0 | 0 | 0
DemandResponse | 0 | 0 | 0 | 0 | 0 | 0
IGCC-CCS | 0 | 0 | 0 | 0 | 0 | 0
WT_off | 0 | 0 | 0 | 0 | 0 | 0
PseudoUnit | 0 | 0 | 0 | 0 | 0 | 0
FixedInterchange | 0 | 0 | 0 | 0 | 0 | 0
retrofit VOM Costs by Reporting Type: Outside_EI
ReportingType | 2015 | 2020 | 2025 | 2030 | 2035 | 2040
BM | 0 | 0 | 0 | 0 | 0 | 0
CC | 0 | 0 | 0 | 0 | 0 | 0
CSP | 0 | 0 | 0 | 0 | 0 | 0
CT | 0 | 0 | 0 | 0 | 0 | 0
Coal | 1510.52 | 2006.28 | 2051.63 | 2045.66 | 2058.32 | 2058.61
Geo | 0 | 0 | 0 | 0 | 0 | 0
H | 0 | 0 | 0 | 0 | 0 | 0
LFG | 0 | 0 | 0 | 0 | 0 | 0
Nuc | 0 | 0 | 0 | 0 | 0 | 0
PS | 0 | 0 | 0 | 0 | 0 | 0
PV | 0 | 0 | 0 | 0 | 0 | 0
PeakG | 0 | 0 | 0 | 0 | 0 | 0
PeakO | 0 | 0 | 0 | 0 | 0 | 0
ST | 0 | 0 | 0 | 0 | 0 | 0
STOG | 0 | 0 | 0 | 0 | 0 | 0
STWD | 0 | 0 | 0 | 0 | 0 | 0
WT | 0 | 0 | 0 | 0 | 0 | 0
IGCC | 0 | 0 | 0 | 0 | 0 | 0
DemandResponse | 0 | 0 | 0 | 0 | 0 | 0
IGCC-CCS | 0 | 0 | 0 | 0 | 0 | 0
WT_off | 0 | 0 | 0 | 0 | 0 | 0
PseudoUnit | 0 | 0 | 0 | 0 | 0 | 0
FixedInterchange | 0 | 0 | 0 | 0 | 0 | 0
#10 | Base FOM Costs ($million)
Base FOM Costs by Reporting Type: Entergy
ReportingType | 2015 | 2020 | 2025 | 2030 | 2035 | 2040
BM | 0 | 0 | 0 | 0 | 0 | 0
CC | 413.46 | 525.29 | 422.2 | 467.26 | 534.47 | 534.47
CSP | 0 | 0 | 0 | 0 | 0 | 0
CT | 0 | 0 | 0 | 0 | 0 | 0
Coal | 517.35 | 557.26 | 562.84 | 589.52 | 615.72 | 824.21
Geo | 0 | 0 | 0 | 0 | 0 | 0
H | 10.6 | 10.6 | 10.6 | 10.6 | 10.6 | 10.6
LFG | 0.97 | 0.97 | 0.97 | 13.89 | 13.89 | 13.89
Nuc | 789.41 | 804.93 | 789.41 | 789.41 | 666.82 | 1125.48
PS | 1.4 | 1.4 | 1.4 | 1.4 | 1.4 | 1.4
PV | 0 | 1.09 | 1.68 | 1.74 | 1.8 | 1.85
PeakG | 47.54 | 69.98 | 49.29 | 63.1 | 67 | 67
PeakO | 4.42 | 5.87 | 5.08 | 5.22 | 5.22 | 5.22
ST | 0 | 0 | 0 | 0 | 0 | 0
STOG | 173.66 | 205.49 | 133.87 | 133.87 | 133.87 | 133.87
STWD | 6.6 | 8.26 | 6.73 | 6.73 | 6.73 | 6.73
WT | 3.66 | 3.66 | 3.66 | 3.66 | 3.66 | 3.66
IGCC | 0 | 0 | 0 | 0 | 0 | 0
DemandResponse | 0 | 0 | 0 | 0 | 0 | 0
IGCC-CCS | 0 | 0 | 0 | 0 | 0 | 0
WT_off | 0 | 0 | 0 | 0 | 0 | 0
PseudoUnit | 0 | 0 | 0 | 0 | 0 | 0
FixedInterchange | 0 | 0 | 0 | 0 | 0 | 0
Base FOM Costs by Reporting Type: FRCC
ReportingType | 2015 | 2020 | 2025 | 2030 | 2035 | 2040
BM | 0 | 95.86 | 201.2 | 201.2 | 201.2 | 201.2
CC | 674.93 | 879.2 | 717.48 | 752.54 | 971.8 | 1072.82
CSP | 0 | 0 | 0 | 0 | 0 | 0
CT | 16.6 | 16.6 | 16.6 | 16.6 | 16.6 | 16.6
Coal | 581.48 | 559.11 | 579.81 | 624.95 | 657.59 | 710.17
Geo | 0 | 0 | 0 | 0 | 0 | 0
H | 0.78 | 0.78 | 1.18 | 1.18 | 1.18 | 1.18
LFG | 58.63 | 82.46 | 82.46 | 82.46 | 82.46 | 82.46
Nuc | 601.49 | 635.55 | 601.49 | 601.49 | 946.02 | 369.98
PS | 0 | 0 | 0 | 0 | 0 | 0
PV | 0.75 | 0.75 | 0.75 | 0.75 | 0.75 | 0.75
PeakG | 149.81 | 217.71 | 155.12 | 202.68 | 202.68 | 202.68
PeakO | 64.61 | 83.43 | 68.43 | 68.43 | 68.43 | 68.43
ST | 0 | 0 | 0 | 0 | 0 | 0
STOG | 196.02 | 231.95 | 195.22 | 195.22 | 195.22 | 195.22
STWD | 6.25 | 7.82 | 6.37 | 6.37 | 6.37 | 6.37
WT | 0 | 0 | 0 | 0 | 0 | 0
IGCC | 0 | 0 | 0 | 0 | 0 | 0
DemandResponse | 0 | 0 | 0 | 0 | 0 | 0
IGCC-CCS | 0 | 0 | 0 | 0 | 0 | 0
WT_off | 0 | 0 | 0 | 0 | 0 | 0
PseudoUnit | 0 | 0 | 0 | 0 | 0 | 0
FixedInterchange | 0 | 0 | 0 | 0 | 0 | 0
Base FOM Costs by Reporting Type: MAPP_US
ReportingType | 2015 | 2020 | 2025 | 2030 | 2035 | 2040
BM | 0 | 0 | 0 | 0 | 0 | 0
CC | 8.58 | 10.9 | 8.79 | 8.81 | 9.52 | 10.72
CSP | 0 | 0 | 0 | 0 | 0 | 0
CT | 2.06 | 2.06 | 2.06 | 2.06 | 4.13 | 5.43
Coal | 200.74 | 173.05 | 172.13 | 173.29 | 204.74 | 236.69
Geo | 3.95 | 3.95 | 3.95 | 3.95 | 3.95 | 3.95
H | 31.14 | 31.14 | 31.14 | 31.14 | 31.14 | 31.14
LFG | 0.24 | 0.24 | 0.24 | 8.86 | 8.86 | 8.86
Nuc | 0.01 | 0.01 | 0.01 | 0.01 | 0.01 | 0.01
PS | 0 | 0 | 0 | 0 | 0 | 0
PV | 0 | 0 | 0 | 0 | 0 | 0
PeakG | 12.29 | 19.13 | 14.16 | 16.07 | 17.04 | 17.04
PeakO | 1.3 | 2.16 | 1.73 | 1.73 | 1.73 | 1.73
ST | 0 | 0 | 0 | 0 | 0 | 0
STOG | 0 | 0 | 0 | 0 | 0 | 0
STWD | 0 | 0 | 0 | 0 | 0 | 0
WT | 55.22 | 95.97 | 95.97 | 225.38 | 308.33 | 362.11
IGCC | 0 | 0 | 0 | 0 | 0 | 0
DemandResponse | 0 | 0 | 0 | 0 | 0 | 0
IGCC-CCS | 0 | 0 | 0 | 0 | 0 | 0
WT_off | 0 | 0 | 0 | 0 | 0 | 0
PseudoUnit | 0 | 0 | 0 | 0 | 0 | 0
FixedInterchange | 0 | 0 | 0 | 0 | 0 | 0
Base FOM Costs by Reporting Type: MISO_IN
ReportingType | 2015 | 2020 | 2025 | 2030 | 2035 | 2040
BM | 0 | 0 | 0 | 0 | 0 | 0
CC | 41.43 | 52.67 | 42.31 | 45.82 | 110.02 | 133.32
CSP | 0 | 0 | 0 | 0 | 0 | 0
CT | 0 | 0 | 0 | 0 | 0 | 0
Coal | 930.27 | 1050.46 | 1043.15 | 1172.34 | 1310.67 | 1455.93
Geo | 0 | 0 | 0 | 0 | 0 | 0
H | 1.07 | 1.07 | 1.07 | 1.07 | 1.07 | 1.07
LFG | 4.46 | 4.46 | 14.11 | 14.11 | 14.11 | 14.11
Nuc | 0.01 | 0.01 | 0.01 | 0.01 | 0.01 | 0.01
PS | 0 | 0 | 0 | 0 | 0 | 0
PV | 0 | 3.94 | 6.4 | 6.4 | 6.59 | 6.82
PeakG | 52.35 | 76.94 | 54.27 | 73.39 | 73.39 | 73.39
PeakO | 10.59 | 13.5 | 10.82 | 10.82 | 10.82 | 10.82
ST | 0 | 0 | 0 | 0 | 0 | 0
STOG | 12.26 | 14.51 | 12.44 | 12.44 | 12.44 | 12.44
STWD | 0 | 0 | 0 | 0 | 0 | 0
WT | 18.31 | 18.31 | 18.31 | 18.31 | 18.31 | 18.31
IGCC | 30.22 | 30.22 | 30.22 | 30.22 | 30.22 | 30.22
DemandResponse | 0 | 0 | 0 | 0 | 0 | 0
IGCC-CCS | 0 | 0 | 0 | 0 | 0 | 0
WT_off | 0 | 0 | 0 | 0 | 0 | 0
PseudoUnit | 0 | 0 | 0 | 0 | 0 | 0
FixedInterchange | 0 | 0 | 0 | 0 | 0 | 0
Base FOM Costs by Reporting Type: MISO_MI
ReportingType | 2015 | 2020 | 2025 | 2030 | 2035 | 2040
BM | 0 | 0 | 0 | 0 | 0 | 0
CC | 128.88 | 172.17 | 142.32 | 148.71 | 160.93 | 160.93
CSP | 0 | 0 | 0 | 0 | 0 | 0
CT | 0 | 0 | 0 | 0 | 0 | 0
Coal | 651.98 | 651.46 | 596.18 | 672.33 | 752.48 | 800.7
Geo | 0 | 0 | 0 | 0 | 0 | 0
H | 2.01 | 2.01 | 2.01 | 2.01 | 2.01 | 2.01
LFG | 19.67 | 19.67 | 38.95 | 38.95 | 38.95 | 38.95
Nuc | 275.03 | 275.03 | 275.03 | 275.03 | 161.75 | 417.74
PS | 44.44 | 44.44 | 44.44 | 44.44 | 44.44 | 44.44
PV | 0 | 0 | 0 | 0 | 0 | 0
PeakG | 61.2 | 89.88 | 71.67 | 85.63 | 85.63 | 85.63
PeakO | 15.67 | 19.97 | 16.01 | 16.01 | 16.01 | 16.01
ST | 0 | 0 | 0 | 0 | 0 | 0
STOG | 125.33 | 148.3 | 127.13 | 127.13 | 127.13 | 127.13
STWD | 5.22 | 6.54 | 5.33 | 5.33 | 5.33 | 5.33
WT | 61.65 | 61.65 | 70.2 | 74.25 | 78.5 | 83.12
IGCC | 0 | 0 | 0 | 0 | 0 | 0
DemandResponse | 0 | 0 | 0 | 0 | 0 | 0
IGCC-CCS | 0 | 0 | 0 | 0 | 0 | 0
WT_off | 0 | 0 | 0 | 0 | 0 | 0
PseudoUnit | 0 | 0 | 0 | 0 | 0 | 0
FixedInterchange | 0 | 0 | 0 | 0 | 0 | 0
Base FOM Costs by Reporting Type: MISO_MO-IL
ReportingType | 2015 | 2020 | 2025 | 2030 | 2035 | 2040
BM | 0 | 0 | 0 | 0 | 0 | 0
CC | 31.4 | 39.92 | 32.06 | 35.22 | 39.25 | 39.25
CSP | 0 | 0 | 0 | 0 | 0 | 0
CT | 0 | 0 | 0 | 0 | 0 | 0
Coal | 1032.33 | 1085.74 | 1013.98 | 1161.36 | 1326.56 | 1398.98
Geo | 0 | 0 | 0 | 0 | 0 | 0
H | 5.01 | 5.01 | 9 | 9 | 9 | 9
LFG | 2.17 | 2.17 | 29.04 | 29.04 | 29.04 | 29.04
Nuc | 308.98 | 325.11 | 325.11 | 325.11 | 325.11 | 325.11
PS | 10.45 | 10.45 | 10.45 | 10.45 | 10.45 | 10.45
PV | 0 | 0 | 0 | 0 | 0 | 0
PeakG | 77.83 | 114.84 | 80.73 | 103.92 | 110.46 | 110.46
PeakO | 21.48 | 28.65 | 22.96 | 22.96 | 22.96 | 22.96
ST | 0 | 0 | 0 | 0 | 0 | 0
STOG | 26.02 | 30.78 | 26.39 | 26.39 | 26.39 | 26.39
STWD | 0 | 0 | 0 | 0 | 0 | 0
WT | 21.36 | 21.36 | 21.36 | 21.36 | 21.36 | 25.28
IGCC | 0 | 0 | 0 | 0 | 0 | 0
DemandResponse | 0 | 0 | 0 | 0 | 0 | 0
IGCC-CCS | 0 | 0 | 0 | 0 | 0 | 0
WT_off | 0 | 0 | 0 | 0 | 0 | 0
PseudoUnit | 0 | 0 | 0 | 0 | 0 | 0
FixedInterchange | 0 | 0 | 0 | 0 | 0 | 0
Base FOM Costs by Reporting Type: MISO_W
ReportingType | 2015 | 2020 | 2025 | 2030 | 2035 | 2040
BM | 0 | 0 | 0 | 0 | 0 | 0
CC | 90.43 | 114.8 | 92.68 | 92.68 | 109.48 | 112.22
CSP | 0 | 0 | 0 | 0 | 0 | 0
CT | 0 | 0 | 0 | 0 | 0 | 0
Coal | 763.07 | 804.13 | 806.71 | 837.25 | 973.19 | 1240.4
Geo | 0 | 0 | 0 | 0 | 0 | 0
H | 7.08 | 7.08 | 7.08 | 7.08 | 7.08 | 7.08
LFG | 24.73 | 24.73 | 33.36 | 33.36 | 33.36 | 33.36
Nuc | 343.79 | 343.79 | 343.79 | 602.57 | 0.04 | 0.04
PS | 0 | 0 | 0 | 0 | 0 | 0
PV | 0 | 0 | 0 | 0 | 0 | 0
PeakG | 87.12 | 123.54 | 89.97 | 105.17 | 108.71 | 108.71
PeakO | 56.38 | 79.08 | 64.57 | 64.57 | 64.57 | 64.57
ST | 0 | 0 | 0 | 0 | 0 | 0
STOG | 7.56 | 8.94 | 7.67 | 7.67 | 7.67 | 7.67
STWD | 10.03 | 12.55 | 10.23 | 10.23 | 10.23 | 10.23
WT | 268.82 | 268.82 | 405.59 | 686.76 | 686.76 | 686.76
IGCC | 0 | 0 | 0 | 0 | 0 | 0
DemandResponse | 0 | 0 | 0 | 0 | 0 | 0
IGCC-CCS | 0 | 0 | 0 | 0 | 0 | 0
WT_off | 0 | 0 | 0 | 0 | 0 | 0
PseudoUnit | 0 | 0 | 0 | 0 | 0 | 0
FixedInterchange | 0 | 0 | 0 | 0 | 0 | 0
Base FOM Costs by Reporting Type: MISO_WUMS
ReportingType | 2015 | 2020 | 2025 | 2030 | 2035 | 2040
BM | 0 | 0 | 0 | 0 | 0 | 0
CC | 80.83 | 108.66 | 88.44 | 88.44 | 158.84 | 162.66
CSP | 0 | 0 | 0 | 0 | 0 | 0
CT | 0 | 25.8 | 37.84 | 78.25 | 99.99 | 99.99
Coal | 316.36 | 337.9 | 350.07 | 359.36 | 360.75 | 409.85
Geo | 0 | 0 | 0 | 0 | 0 | 0
H | 4.79 | 4.8 | 4.8 | 4.8 | 4.8 | 4.8
LFG | 8.57 | 8.57 | 35.44 | 35.44 | 35.44 | 35.44
Nuc | 264.54 | 287.77 | 264.54 | 570.75 | 0.04 | 0.04
PS | 0 | 0 | 0 | 0 | 0 | 0
PV | 0 | 0 | 0 | 0 | 0 | 0
PeakG | 55.64 | 81.65 | 65.08 | 77.65 | 77.65 | 77.65
PeakO | 13.52 | 17.78 | 14.69 | 14.69 | 14.69 | 14.69
ST | 0 | 0 | 0 | 0 | 0 | 0
STOG | 13.21 | 15.63 | 13.39 | 13.39 | 13.39 | 13.39
STWD | 3.37 | 4.21 | 3.43 | 3.43 | 3.43 | 3.43
WT | 46.36 | 46.36 | 46.36 | 46.36 | 46.36 | 46.36
IGCC | 0 | 0 | 0 | 0 | 0 | 0
DemandResponse | 0 | 0 | 0 | 0 | 0 | 0
IGCC-CCS | 0 | 0 | 0 | 0 | 0 | 0
WT_off | 0 | 0 | 0 | 0 | 0 | 0
PseudoUnit | 0 | 0 | 0 | 0 | 0 | 0
FixedInterchange | 0 | 0 | 0 | 0 | 0 | 0
Base FOM Costs by Reporting Type: Nebraska
ReportingType | 2015 | 2020 | 2025 | 2030 | 2035 | 2040
BM | 0 | 0 | 0 | 0 | 0 | 0
CC | 10.62 | 13.51 | 10.85 | 10.85 | 12.75 | 13.28
CSP | 0 | 0 | 0 | 0 | 0 | 0
CT | 0 | 0 | 0 | 0 | 0 | 0
Coal | 257.61 | 296.53 | 307.03 | 324.87 | 335.48 | 452.63
Geo | 0 | 0 | 0 | 0 | 0 | 0
H | 2.38 | 2.38 | 2.38 | 2.38 | 2.38 | 2.38
LFG | 0.72 | 0.72 | 0.72 | 9.35 | 9.35 | 9.35
Nuc | 182.28 | 198.29 | 182.28 | 249.21 | 0.09 | 0.09
PS | 0 | 0 | 0 | 0 | 0 | 0
PV | 0 | 0 | 0 | 0 | 0 | 0
PeakG | 21.82 | 37.31 | 31.37 | 31.37 | 31.37 | 31.37
PeakO | 9.57 | 12.19 | 9.77 | 9.77 | 9.77 | 9.77
ST | 0 | 0 | 0 | 0 | 0 | 0
STOG | 11.87 | 14.04 | 12.04 | 12.04 | 12.04 | 12.04
STWD | 0 | 0 | 0 | 0 | 0 | 0
WT | 10.56 | 70.72 | 70.72 | 70.72 | 70.72 | 70.72
IGCC | 0 | 0 | 0 | 0 | 0 | 0
DemandResponse | 0 | 0 | 0 | 0 | 0 | 0
IGCC-CCS | 0 | 0 | 0 | 0 | 0 | 0
WT_off | 0 | 0 | 0 | 0 | 0 | 0
PseudoUnit | 0 | 0 | 0 | 0 | 0 | 0
FixedInterchange | 0 | 0 | 0 | 0 | 0 | 0
Base FOM Costs by Reporting Type: NEISO
ReportingType | 2015 | 2020 | 2025 | 2030 | 2035 | 2040
BM | 25.35 | 25.35 | 25.35 | 25.35 | 25.35 | 25.35
CC | 312.74 | 389.62 | 323.27 | 350.17 | 383.59 | 383.59
CSP | 0 | 0 | 0 | 0 | 0 | 0
CT | 2.24 | 2.24 | 2.24 | 2.24 | 4.74 | 12.97
Coal | 22.84 | 0 | 0 | 0 | 0 | 0
Geo | 0 | 0 | 0 | 0 | 0 | 0
H | 46.4 | 46.4 | 46.4 | 46.4 | 46.45 | 46.45
LFG | 70.11 | 70.11 | 78.5 | 78.5 | 78.5 | 78.5
Nuc | 676.28 | 735.67 | 676.28 | 676.28 | 488.61 | 932.14
PS | 39.74 | 39.74 | 39.74 | 39.74 | 39.74 | 39.74
PV | 0.03 | 5.43 | 5.43 | 5.43 | 5.43 | 5.46
PeakG | 19.94 | 29.61 | 20.7 | 22.52 | 28.85 | 28.85
PeakO | 31.71 | 40.41 | 32.39 | 32.39 | 32.39 | 32.39
ST | 0 | 0 | 0 | 0 | 0 | 0
STOG | 0 | 0 | 0 | 0 | 0 | 0
STWD | 19.55 | 24.46 | 19.93 | 19.93 | 19.93 | 19.93
WT | 13.44 | 49.35 | 105.44 | 130.34 | 150.4 | 150.4
IGCC | 0 | 0 | 0 | 0 | 0 | 0
DemandResponse | 0 | 0 | 0 | 0 | 0 | 0
IGCC-CCS | 0 | 0 | 0 | 0 | 0 | 0
WT_off | 24.96 | 24.96 | 24.96 | 24.96 | 0 | 0
PseudoUnit | 0 | 0 | 0 | 0 | 0 | 0
FixedInterchange | 0 | 0 | 0 | 0 | 0 | 0
Base FOM Costs by Reporting Type: NonRTO_Midwest
ReportingType | 2015 | 2020 | 2025 | 2030 | 2035 | 2040
BM | 0 | 0 | 0 | 0 | 0 | 0
CC | 0 | 5.59 | 5.59 | 5.59 | 5.59 | 9.2
CSP | 0 | 0 | 0 | 0 | 0 | 0
CT | 0 | 0 | 0 | 0 | 0 | 0
Coal | 652.41 | 691.49 | 694.69 | 747.12 | 825.71 | 913.21
Geo | 0 | 0 | 0 | 0 | 0 | 0
H | 2.04 | 2.04 | 12.66 | 12.66 | 12.66 | 12.66
LFG | 1.69 | 1.69 | 20.97 | 20.97 | 20.97 | 20.97
Nuc | 0.01 | 0.01 | 0.01 | 0.01 | 0.01 | 0.01
PS | 0 | 0 | 0 | 0 | 0 | 0
PV | 0 | 0 | 0 | 0 | 0 | 0
PeakG | 56.39 | 83.4 | 58.5 | 71.11 | 80.61 | 80.61
PeakO | 0.35 | 0.45 | 0.36 | 0.36 | 0.36 | 0.36
ST | 0 | 0 | 0 | 0 | 0 | 0
STOG | 0 | 0 | 0 | 0 | 0 | 0
STWD | 0 | 0 | 0 | 0 | 0 | 0
WT | 2.26 | 2.26 | 2.26 | 2.26 | 2.26 | 2.26
IGCC | 0 | 0 | 0 | 0 | 0 | 0
DemandResponse | 0 | 0 | 0 | 0 | 0 | 0
IGCC-CCS | 0 | 0 | 0 | 0 | 0 | 0
WT_off | 0 | 0 | 0 | 0 | 0 | 0
PseudoUnit | 0 | 0 | 0 | 0 | 0 | 0
FixedInterchange | 0 | 0 | 0 | 0 | 0 | 0
Base FOM Costs by Reporting Type: NYISO_A-F
ReportingType | 2015 | 2020 | 2025 | 2030 | 2035 | 2040
BM | 0 | 0 | 0 | 0 | 0 | 0
CC | 115.84 | 148.08 | 131.11 | 142.52 | 142.52 | 142.52
CSP | 0 | 0 | 0 | 0 | 0 | 0
CT | 0 | 0 | 0 | 0 | 0 | 0
Coal | 0 | 0 | 0 | 0 | 0 | 0
Geo | 0 | 0 | 0 | 0 | 0 | 0
H | 62.6 | 62.6 | 62.6 | 62.6 | 62.6 | 62.6
LFG | 20.8 | 20.8 | 20.8 | 28.97 | 28.97 | 28.97
Nuc | 489.92 | 509.2 | 489.92 | 399.48 | 552.03 | 578.17
PS | 33.52 | 33.52 | 33.52 | 33.52 | 33.52 | 33.52
PV | 0 | 0 | 0 | 0 | 0 | 0
PeakG | 3.78 | 5.56 | 5.31 | 5.31 | 5.31 | 5.31
PeakO | 1.14 | 1.46 | 1.17 | 1.17 | 1.17 | 1.17
ST | 0 | 0 | 0 | 0 | 0 | 0
STOG | 0 | 0 | 0 | 0 | 0 | 0
STWD | 2.76 | 3.45 | 2.81 | 2.81 | 2.81 | 2.81
WT | 113.42 | 133.35 | 133.35 | 133.35 | 82.02 | 67.49
IGCC | 0 | 0 | 0 | 0 | 0 | 0
DemandResponse | 0 | 0 | 0 | 0 | 0 | 0
IGCC-CCS | 0 | 0 | 0 | 0 | 0 | 0
WT_off | 0 | 0 | 0 | 0 | 0 | 0
PseudoUnit | 0 | 0 | 0 | 0 | 0 | 0
FixedInterchange | 0 | 0 | 0 | 0 | 0 | 0
Base FOM Costs by Reporting Type: NYISO_G-I
ReportingType | 2015 | 2020 | 2025 | 2030 | 2035 | 2040
BM | 0 | 0 | 0 | 0 | 0 | 0
CC | 34.33 | 43.65 | 35.09 | 35.19 | 91.18 | 136.39
CSP | 0 | 0 | 0 | 0 | 0 | 0
CT | 0 | 0 | 0 | 0 | 0 | 0
Coal | 0 | 0 | 0 | 0 | 0 | 0
Geo | 0 | 0 | 0 | 0 | 0 | 0
H | 0.46 | 0.46 | 0.46 | 0.46 | 0.46 | 0.46
LFG | 7.72 | 7.72 | 7.72 | 16.67 | 16.67 | 16.67
Nuc | 297.74 | 323.88 | 297.74 | 297.74 | 452.18 | 0.18
PS | 0 | 0 | 0 | 0 | 0 | 0
PV | 0 | 0 | 0 | 0 | 0 | 0
PeakG | 1.51 | 2.04 | 1.56 | 1.56 | 1.56 | 1.56
PeakO | 2.55 | 3.25 | 2.61 | 2.61 | 2.61 | 2.61
ST | 0 | 0 | 0 | 0 | 0 | 0
STOG | 0 | 0 | 0 | 0 | 0 | 0
STWD | 0 | 0 | 0 | 0 | 0 | 0
WT | 0 | 1.68 | 1.68 | 1.68 | 1.68 | 1.68
IGCC | 0 | 0 | 0 | 0 | 0 | 0
DemandResponse | 0 | 0 | 0 | 0 | 0 | 0
IGCC-CCS | 0 | 0 | 0 | 0 | 0 | 0
WT_off | 0 | 0 | 0 | 0 | 0 | 0
PseudoUnit | 0 | 0 | 0 | 0 | 0 | 0
FixedInterchange | 0 | 0 | 0 | 0 | 0 | 0
Base FOM Costs by Reporting Type: NYISO_J-K
ReportingType | 2015 | 2020 | 2025 | 2030 | 2035 | 2040
BM | 0 | 0 | 0 | 0 | 0 | 0
CC | 125.46 | 154.92 | 127.77 | 138.94 | 152.61 | 152.61
CSP | 0 | 0 | 0 | 0 | 0 | 0
CT | 0 | 0 | 2.2 | 10.56 | 11.21 | 14.29
Coal | 0 | 0 | 0 | 0 | 0 | 0
Geo | 0 | 0 | 0 | 0 | 0 | 0
H | 0 | 0 | 0 | 0 | 0 | 0
LFG | 14.96 | 14.96 | 14.96 | 23.9 | 23.9 | 23.9
Nuc | 0.01 | 0.01 | 0.01 | 0.01 | 0.01 | 0.01
PS | 0 | 0 | 0 | 0 | 0 | 0
PV | 0.53 | 0.53 | 0.53 | 0.53 | 0 | 0
PeakG | 54.7 | 77.08 | 56.45 | 62.35 | 66.78 | 66.78
PeakO | 61.69 | 79.16 | 63.78 | 65.02 | 65.02 | 65.02
ST | 0 | 0 | 0 | 0 | 0 | 0
STOG | 192.2 | 227.43 | 194.96 | 194.96 | 194.96 | 194.96
STWD | 0 | 0 | 0 | 0 | 0 | 0
WT | 0 | 0 | 0 | 0 | 0 | 0
IGCC | 0 | 0 | 0 | 0 | 0 | 0
DemandResponse | 0 | 0 | 0 | 0 | 0 | 0
IGCC-CCS | 0 | 0 | 0 | 0 | 0 | 0
WT_off | 0 | 0 | 0 | 0 | 0 | 0
PseudoUnit | 0 | 0 | 0 | 0 | 0 | 0
FixedInterchange | 0 | 0 | 0 | 0 | 0 | 0
Base FOM Costs by Reporting Type: PJM_E
ReportingType | 2015 | 2020 | 2025 | 2030 | 2035 | 2040
BM | 3.02 | 3.02 | 3.02 | 3.02 | 3.02 | 3.02
CC | 297.21 | 359.4 | 312.87 | 330.19 | 350.43 | 350.43
CSP | 0 | 0 | 0 | 0 | 0 | 0
CT | 0.18 | 0.18 | 0.18 | 0.18 | 0.18 | 0.18
Coal | 41.72 | 0.8 | 0.8 | 0.8 | 0.8 | 0.8
Geo | 0 | 0 | 0 | 0 | 0 | 0
H | 3.85 | 3.85 | 3.85 | 3.85 | 3.85 | 3.85
LFG | 56.83 | 72.83 | 72.83 | 72.83 | 72.83 | 72.83
Nuc | 1239 | 1184.31 | 1149.53 | 1149.53 | 825.73 | 1983.3
PS | 9.5 | 9.5 | 9.5 | 9.5 | 9.5 | 9.5
PV | 0.75 | 0.75 | 0.75 | 0.75 | 0.75 | 0.75
PeakG | 75.2 | 106.43 | 77.64 | 89.79 | 93.22 | 93.22
PeakO | 75.92 | 100.78 | 82.41 | 82.41 | 82.41 | 82.41
ST | 0 | 0 | 0 | 0 | 0 | 0
STOG | 101.96 | 120.64 | 103.42 | 103.42 | 103.42 | 103.42
STWD | 0 | 0 | 0 | 0 | 0 | 0
WT | 32.63 | 33.19 | 33.19 | 33.19 | 33.19 | 83.5
IGCC | 0 | 0 | 0 | 0 | 0 | 0
DemandResponse | 0 | 0 | 0 | 0 | 0 | 0
IGCC-CCS | 0 | 0 | 0 | 0 | 0 | 0
WT_off | 0 | 0 | 312.95 | 504.14 | 504.14 | 511.99
PseudoUnit | 0 | 0 | 0 | 0 | 0 | 0
FixedInterchange | 0 | 0 | 0 | 0 | 0 | 0
Base FOM Costs by Reporting Type: PJM_ROM
ReportingType | 2015 | 2020 | 2025 | 2030 | 2035 | 2040
BM | 1.81 | 3.5 | 3.5 | 156.12 | 197.49 | 197.49
CC | 142.43 | 174.53 | 145.82 | 151.1 | 172.02 | 331.03
CSP | 0 | 0 | 0 | 0 | 0 | 0
CT | 0.11 | 0.11 | 0.11 | 0.11 | 0.11 | 0.11
Coal | 500.3 | 418.69 | 462.62 | 581.12 | 605.35 | 623.04
Geo | 0 | 0 | 0 | 0 | 0 | 0
H | 19.83 | 29.48 | 29.48 | 29.48 | 29.48 | 29.48
LFG | 43.05 | 74.95 | 74.95 | 74.95 | 74.95 | 74.95
Nuc | 733.21 | 756.8 | 733.21 | 733.21 | 657.66 | 1060.55
PS | 35.92 | 35.92 | 35.92 | 35.92 | 35.92 | 35.92
PV | 0.06 | 23.6 | 38.44 | 42.46 | 44.05 | 45.96
PeakG | 30.83 | 44.67 | 41.32 | 41.32 | 41.32 | 41.32
PeakO | 45.95 | 58.57 | 46.94 | 46.94 | 46.94 | 46.94
ST | 0 | 0 | 0 | 0 | 0 | 0
STOG | 155.08 | 183.5 | 157.31 | 157.31 | 157.31 | 157.31
STWD | 2.24 | 2.81 | 2.29 | 2.29 | 2.29 | 2.29
WT | 38.48 | 222.65 | 222.65 | 222.65 | 222.65 | 222.65
IGCC | 0 | 0 | 0 | 0 | 0 | 0
DemandResponse | 0 | 0 | 0 | 0 | 0 | 0
IGCC-CCS | 0 | 0 | 0 | 0 | 0 | 0
WT_off | 0 | 0 | 0 | 0 | 0 | 0
PseudoUnit | 0 | 0 | 0 | 0 | 0 | 0
FixedInterchange | 0 | 0 | 0 | 0 | 0 | 0
Base FOM Costs by Reporting Type: PJM_ROR
ReportingType | 2015 | 2020 | 2025 | 2030 | 2035 | 2040
BM | 38.69 | 38.69 | 38.69 | 125.77 | 209.51 | 282.42
CC | 357.07 | 446.97 | 374.27 | 400.44 | 456.22 | 472.21
CSP | 0 | 0 | 0 | 0 | 0 | 0
CT | 0.19 | 0.19 | 0.19 | 0.19 | 32.04 | 32.04
Coal | 3495.4 | 2667.69 | 2761.73 | 3272.02 | 3752.61 | 4000.18
Geo | 0 | 0 | 0 | 0 | 0 | 0
H | 26.17 | 33.33 | 33.33 | 33.33 | 33.33 | 33.33
LFG | 65.06 | 126.87 | 126.87 | 126.87 | 126.87 | 126.87
Nuc | 2917.4 | 3014.07 | 2917.4 | 2791.17 | 2168.76 | 4415.45
PS | 73.14 | 73.14 | 73.14 | 73.14 | 73.14 | 73.14
PV | 0.35 | 0.35 | 0.35 | 0.35 | 0.35 | 0.35
PeakG | 325.76 | 481.29 | 337.93 | 436.45 | 464.24 | 464.24
PeakO | 48.69 | 65.15 | 52.22 | 52.22 | 52.22 | 52.22
ST | 0 | 0 | 0 | 0 | 0 | 0
STOG | 91.71 | 108.52 | 93.03 | 93.03 | 93.03 | 93.03
STWD | 6.22 | 7.78 | 6.34 | 6.34 | 6.34 | 6.34
WT | 322.6 | 696.02 | 1205.28 | 1593.56 | 1593.56 | 1593.56
IGCC | 0 | 0 | 0 | 0 | 0 | 0
DemandResponse | 0 | 0 | 0 | 0 | 0 | 0
IGCC-CCS | 0 | 0 | 0 | 0 | 0 | 0
WT_off | 0 | 0 | 0 | 0 | 0 | 0
PseudoUnit | 0 | 0 | 0 | 0 | 0 | 0
FixedInterchange | 0 | 0 | 0 | 0 | 0 | 0
Base FOM Costs by Reporting Type: SOCO
ReportingType | 2015 | 2020 | 2025 | 2030 | 2035 | 2040
BM | 5.53 | 132.44 | 602.05 | 658.82 | 658.82 | 658.82
CC | 511.87 | 633.85 | 518.25 | 538.67 | 617.59 | 617.59
CSP | 0 | 0 | 0 | 0 | 0 | 0
CT | 0 | 0 | 0 | 0 | 0 | 0
Coal | 1033.72 | 1018.08 | 1022.11 | 1161.78 | 1356.19 | 1613.2
Geo | 0 | 0 | 0 | 0 | 0 | 0
H | 59.74 | 59.74 | 59.74 | 59.74 | 59.74 | 72.09
LFG | 4.46 | 17.39 | 17.39 | 17.39 | 17.39 | 17.39
Nuc | 850.41 | 1045.67 | 1045.67 | 1045.67 | 1045.67 | 1199.16
PS | 39.76 | 39.76 | 39.76 | 39.76 | 39.76 | 39.76
PV | 0 | 0 | 0 | 0 | 0 | 0
PeakG | 178.03 | 264.31 | 109.25 | 142.8 | 152.27 | 152.27
PeakO | 0 | 0 | 0 | 0 | 0 | 0
ST | 0 | 0 | 0 | 0 | 0 | 0
STOG | 0 | 0 | 0 | 0 | 0 | 0
STWD | 21.41 | 26.79 | 21.83 | 21.83 | 21.83 | 21.83
WT | 0 | 2.81 | 2.81 | 2.81 | 2.81 | 2.81
IGCC | 0 | 0 | 0 | 0 | 0 | 0
DemandResponse | 0 | 0 | 0 | 0 | 0 | 0
IGCC-CCS | 0 | 0 | 0 | 0 | 0 | 0
WT_off | 0 | 0 | 0 | 0 | 0 | 0
PseudoUnit | 0 | 0 | 0 | 0 | 0 | 0
FixedInterchange | 0 | 0 | 0 | 0 | 0 | 0
Base FOM Costs by Reporting Type: SPP_N
ReportingType | 2015 | 2020 | 2025 | 2030 | 2035 | 2040
BM | 0 | 0 | 0 | 0 | 0 | 0
CC | 41.13 | 52.29 | 42 | 46.53 | 51.42 | 51.42
CSP | 0 | 0 | 0 | 0 | 0 | 0
CT | 0 | 0.98 | 0.98 | 0.98 | 40.5 | 40.5
Coal | 578.25 | 623.61 | 598.49 | 653.72 | 707.46 | 828.55
Geo | 0 | 0 | 0 | 0 | 0 | 0
H | 0.3 | 0.3 | 0.3 | 0.3 | 0.3 | 0.3
LFG | 0.84 | 0.84 | 0.84 | 12.28 | 12.28 | 12.28
Nuc | 160.51 | 168.89 | 168.89 | 168.89 | 168.89 | 168.89
PS | 0 | 0 | 0 | 0 | 0 | 0
PV | 0 | 0 | 0 | 0 | 0 | 0
PeakG | 74.97 | 117.69 | 105.7 | 105.7 | 105.7 | 105.7
PeakO | 34.89 | 44.84 | 35.94 | 35.94 | 35.94 | 35.94
ST | 0 | 0 | 0 | 0 | 0 | 0
STOG | 74.49 | 88.14 | 75.55 | 75.55 | 75.55 | 75.55
STWD | 0 | 0 | 0 | 0 | 0 | 0
WT | 41.99 | 78.95 | 171.29 | 343.05 | 345.26 | 345.26
IGCC | 0 | 0 | 0 | 0 | 0 | 0
DemandResponse | 0 | 0 | 0 | 0 | 0 | 0
IGCC-CCS | 0 | 0 | 0 | 0 | 0 | 0
WT_off | 0 | 0 | 0 | 0 | 0 | 0
PseudoUnit | 0 | 0 | 0 | 0 | 0 | 0
FixedInterchange | 0 | 0 | 0 | 0 | 0 | 0
Base FOM Costs by Reporting Type: SPP_S
ReportingType | 2015 | 2020 | 2025 | 2030 | 2035 | 2040
BM | 0 | 0 | 0 | 0 | 0 | 0
CC | 327.42 | 415.34 | 336.76 | 365.29 | 401.35 | 404.99
CSP | 0 | 0 | 0 | 0 | 0 | 0
CT | 2.76 | 4.77 | 4.77 | 4.77 | 4.77 | 4.77
Coal | 818.02 | 907.18 | 860.82 | 868.77 | 931.87 | 1154.25
Geo | 0 | 0 | 0 | 0 | 0 | 0
H | 30.03 | 30.03 | 30.03 | 30.03 | 30.03 | 30.03
LFG | 2.29 | 2.29 | 2.29 | 13.72 | 13.72 | 13.72
Nuc | 0.01 | 0.01 | 0.01 | 0.01 | 0.01 | 0.01
PS | 10.59 | 10.59 | 10.59 | 10.59 | 10.59 | 10.59
PV | 0 | 0 | 0 | 0 | 0 | 0
PeakG | 60.2 | 87.93 | 62.37 | 76.78 | 82.77 | 82.77
PeakO | 3.36 | 4.54 | 3.63 | 3.63 | 3.64 | 3.66
ST | 0 | 0 | 0 | 0 | 0 | 0
STOG | 388.23 | 459.38 | 393.79 | 393.79 | 393.79 | 393.79
STWD | 2.69 | 3.37 | 2.75 | 2.75 | 2.75 | 2.75
WT | 90.68 | 368.67 | 598.83 | 754.47 | 798.65 | 826.42
IGCC | 0 | 0 | 0 | 0 | 0 | 0
DemandResponse | 0 | 0 | 0 | 0 | 0 | 0
IGCC-CCS | 0 | 0 | 0 | 0 | 0 | 0
WT_off | 0 | 0 | 0 | 0 | 0 | 0
PseudoUnit | 0 | 0 | 0 | 0 | 0 | 0
FixedInterchange | 0 | 0 | 0 | 0 | 0 | 0
Base FOM Costs by Reporting Type: TVA
ReportingType | 2015 | 2020 | 2025 | 2030 | 2035 | 2040
BM | 0 | 321.71 | 353.58 | 659.26 | 719.86 | 719.86
CC | 152.84 | 188.78 | 155.65 | 161.51 | 185.96 | 185.96
CSP | 0 | 0 | 0 | 0 | 0 | 0
CT | 0 | 0 | 0 | 0 | 0 | 4.26
Coal | 1026.99 | 894.34 | 891.55 | 981 | 1053.91 | 1061.89
Geo | 0 | 0 | 0 | 0 | 0 | 0
H | 72.8 | 73.19 | 73.19 | 73.19 | 73.19 | 73.19
LFG | 1.57 | 14.49 | 14.49 | 14.49 | 14.49 | 14.49
Nuc | 1153.81 | 1199.07 | 1153.81 | 1153.81 | 788.03 | 1385.25
PS | 41.38 | 41.38 | 41.38 | 41.38 | 41.38 | 41.38
PV | 0 | 0 | 0 | 0 | 0 | 0
PeakG | 99.24 | 153.37 | 140.99 | 140.99 | 140.99 | 140.99
PeakO | 1.87 | 2.54 | 1.92 | 2.49 | 2.49 | 2.49
ST | 0 | 0 | 0 | 0 | 0 | 0
STOG | 0 | 0 | 0 | 0 | 0 | 0
STWD | 0.16 | 0.2 | 0.16 | 0.16 | 0.16 | 0.16
WT | 0.99 | 3.8 | 3.8 | 3.8 | 3.8 | 3.8
IGCC | 0 | 0 | 0 | 0 | 0 | 0
DemandResponse | 0 | 0 | 0 | 0 | 0 | 0
IGCC-CCS | 0 | 0 | 0 | 0 | 0 | 0
WT_off | 0 | 0 | 0 | 0 | 0 | 0
PseudoUnit | 0 | 0 | 0 | 0 | 0 | 0
FixedInterchange | 0 | 0 | 0 | 0 | 0 | 0
Base FOM Costs by Reporting Type: TVA_Transmission
ReportingType | 2015 | 2020 | 2025 | 2030 | 2035 | 2040
BM | 0 | 0 | 0 | 0 | 0 | 0
CC | 0 | 0 | 0 | 0 | 0 | 0
CSP | 0 | 0 | 0 | 0 | 0 | 0
CT | 0 | 0 | 0 | 0 | 0 | 0
Coal | 0 | 0 | 0 | 0 | 0 | 0
Geo | 0 | 0 | 0 | 0 | 0 | 0
H | 0 | 0 | 0 | 0 | 0 | 0
LFG | 0 | 0 | 0 | 0 | 0 | 0
Nuc | 0 | 0 | 0 | 0 | 0 | 0
PS | 0 | 0 | 0 | 0 | 0 | 0
PV | 0 | 0 | 0 | 0 | 0 | 0
PeakG | 0 | 0 | 0 | 0 | 0 | 0
PeakO | 0 | 0 | 0 | 0 | 0 | 0
ST | 0 | 0 | 0 | 0 | 0 | 0
STOG | 0 | 0 | 0 | 0 | 0 | 0
STWD | 0 | 0 | 0 | 0 | 0 | 0
WT | 0 | 0 | 0 | 0 | 0 | 0
IGCC | 0 | 0 | 0 | 0 | 0 | 0
DemandResponse | 0 | 0 | 0 | 0 | 0 | 0
IGCC-CCS | 0 | 0 | 0 | 0 | 0 | 0
WT_off | 0 | 0 | 0 | 0 | 0 | 0
PseudoUnit | 0 | 0 | 0 | 0 | 0 | 0
FixedInterchange | 0 | 0 | 0 | 0 | 0 | 0
Base FOM Costs by Reporting Type: VACAR
ReportingType | 2015 | 2020 | 2025 | 2030 | 2035 | 2040
BM | 0.09 | 702.15 | 702.15 | 702.15 | 702.15 | 702.15
CC | 149.1 | 178.52 | 152.35 | 161 | 175.03 | 196.45
CSP | 0 | 0 | 0 | 0 | 0 | 0
CT | 18.84 | 18.84 | 18.84 | 18.84 | 35.48 | 51.97
Coal | 1258.66 | 852.49 | 676.05 | 773.41 | 917.14 | 972.24
Geo | 0 | 0 | 0 | 0 | 0 | 0
H | 30.23 | 30.23 | 30.23 | 30.23 | 30.97 | 30.97
LFG | 7.64 | 20.52 | 20.52 | 20.52 | 20.52 | 20.52
Nuc | 1664.13 | 1955.26 | 1870.92 | 1870.92 | 1398.04 | 2995.54
PS | 62.1 | 62.1 | 62.1 | 62.1 | 62.1 | 62.1
PV | 0.23 | 2.55 | 2.66 | 2.72 | 2.91 | 3.07
PeakG | 142.93 | 209.84 | 148.17 | 188.38 | 199.72 | 199.72
PeakO | 36.13 | 46.34 | 37.33 | 38.01 | 38.01 | 38.01
ST | 0 | 0 | 0 | 0 | 0 | 0
STOG | 4.04 | 4.78 | 4.1 | 4.1 | 4.1 | 4.1
STWD | 9.01 | 11.27 | 9.18 | 9.18 | 9.18 | 9.18
WT | 0 | 98.25 | 98.25 | 98.25 | 98.25 | 98.25
IGCC | 0 | 0 | 0 | 0 | 0 | 0
DemandResponse | 0 | 0 | 0 | 0 | 0 | 0
IGCC-CCS | 0 | 0 | 0 | 0 | 0 | 0
WT_off | 0.05 | 0.05 | 609.05 | 1522.41 | 1675.52 | 1901.41
PseudoUnit | 0 | 0 | 0 | 0 | 0 | 0
FixedInterchange | 0 | 0 | 0 | 0 | 0 | 0
Base FOM Costs by Reporting Type: IESO
ReportingType | 2015 | 2020 | 2025 | 2030 | 2035 | 2040
BM | 32.8 | 32.8 | 32.8 | 32.8 | 32.8 | 32.8
CC | 102.32 | 102.32 | 102.32 | 102.32 | 109.46 | 138.52
CSP | 0 | 0 | 0 | 0 | 0 | 0
CT | 2.46 | 2.46 | 2.46 | 2.46 | 5.67 | 13.03
Coal | 0 | 0 | 0 | 0 | 0 | 0
Geo | 0 | 0 | 0 | 0 | 0 | 0
H | 123.83 | 123.83 | 123.83 | 123.83 | 123.83 | 127.39
LFG | 14.17 | 14.17 | 14.17 | 14.17 | 14.23 | 14.23
Nuc | 1895.33 | 1895.33 | 1895.33 | 1895.33 | 1745.37 | 2079.68
PS | 2.92 | 2.92 | 2.92 | 2.92 | 2.92 | 2.92
PV | 18.26 | 18.26 | 18.26 | 18.26 | 0.44 | 0.44
PeakG | 11.67 | 13.67 | 13.67 | 13.67 | 13.67 | 13.67
PeakO | 0.66 | 0.66 | 0.78 | 0.86 | 0.86 | 0.86
ST | 0 | 0 | 0 | 0 | 0 | 0
STOG | 0 | 0 | 0 | 0 | 0 | 0
STWD | 0 | 0 | 0 | 0 | 0 | 0
WT | 102.92 | 102.92 | 102.92 | 102.92 | 43.8 | 43.8
IGCC | 0 | 0 | 0 | 0 | 0 | 0
DemandResponse | 0 | 0 | 0 | 0 | 0 | 0
IGCC-CCS | 0 | 0 | 0 | 0 | 0 | 0
WT_off | 0 | 0 | 0 | 0 | 0 | 0
PseudoUnit | 0 | 0 | 0 | 0 | 0 | 0
FixedInterchange | 0 | 0 | 0 | 0 | 0 | 0
Base FOM Costs by Reporting Type: MAPP_CA
ReportingType | 2015 | 2020 | 2025 | 2030 | 2035 | 2040
BM | 0 | 0 | 0 | 0 | 0 | 0
CC | 21.69 | 21.69 | 21.69 | 5.42 | 6.14 | 6.14
CSP | 0 | 0 | 0 | 0 | 0 | 0
CT | 0.23 | 0.23 | 0.23 | 0.23 | 0 | 0
Coal | 111.35 | 113.43 | 0 | 0 | 0 | 0
Geo | 0 | 0 | 0 | 0 | 0 | 0
H | 92.24 | 96.93 | 123.42 | 158.45 | 158.45 | 158.45
LFG | 0 | 0 | 0 | 0 | 0 | 0
Nuc | 0.01 | 0.01 | 0.01 | 0.01 | 0.01 | 0.01
PS | 0 | 0 | 0 | 0 | 0 | 0
PV | 0 | 0 | 0 | 0 | 0 | 0
PeakG | 9.88 | 9.88 | 9.88 | 9.88 | 13.09 | 13.09
PeakO | 0.09 | 0.09 | 0.09 | 0.12 | 0.12 | 0.12
ST | 0 | 0 | 0 | 0 | 0 | 0
STOG | 5.54 | 5.54 | 5.54 | 0 | 0 | 0
STWD | 0 | 0 | 0 | 0 | 0 | 0
WT | 17.9 | 17.9 | 17.9 | 17.9 | 17.9 | 17.9
IGCC | 0 | 0 | 0 | 0 | 0 | 0
DemandResponse | 0 | 0 | 0 | 0 | 0 | 0
IGCC-CCS | 0 | 0 | 0 | 0 | 0 | 0
WT_off | 0 | 0 | 0 | 0 | 0 | 0
PseudoUnit | 0 | 0 | 0 | 0 | 0 | 0
FixedInterchange | 0 | 0 | 0 | 0 | 0 | 0
Base FOM Costs by Reporting Type: AZ_NM_SNV_Coal
ReportingType | 2015 | 2020 | 2025 | 2030 | 2035 | 2040
BM | 0 | 0 | 0 | 0 | 0 | 0
CC | 0 | 0 | 0 | 0 | 0 | 0
CSP | 0 | 0 | 0 | 0 | 0 | 0
CT | 0 | 0 | 0 | 0 | 0 | 0
Coal | 731.78 | 781.65 | 789.38 | 904.87 | 1033.76 | 1393.78
Geo | 0 | 0 | 0 | 0 | 0 | 0
H | 0 | 0 | 0 | 0 | 0 | 0
LFG | 0 | 0 | 0 | 0 | 0 | 0
Nuc | 0 | 0 | 0 | 0 | 0 | 0
PS | 0 | 0 | 0 | 0 | 0 | 0
PV | 0 | 0 | 0 | 0 | 0 | 0
PeakG | 0 | 0 | 0 | 0 | 0 | 0
PeakO | 0 | 0 | 0 | 0 | 0 | 0
ST | 0 | 0 | 0 | 0 | 0 | 0
STOG | 0 | 0 | 0 | 0 | 0 | 0
STWD | 0 | 0 | 0 | 0 | 0 | 0
WT | 0 | 0 | 0 | 0 | 0 | 0
IGCC | 0 | 0 | 0 | 0 | 0 | 0
DemandResponse | 0 | 0 | 0 | 0 | 0 | 0
IGCC-CCS | 0 | 0 | 0 | 0 | 0 | 0
WT_off | 0 | 0 | 0 | 0 | 0 | 0
PseudoUnit | 0 | 0 | 0 | 0 | 0 | 0
FixedInterchange | 0 | 0 | 0 | 0 | 0 | 0
Base FOM Costs by Reporting Type: AZ_NM_SNV_Gas
ReportingType | 2015 | 2020 | 2025 | 2030 | 2035 | 2040
BM | 0 | 0 | 0 | 0 | 0 | 0
CC | 442.18 | 580.61 | 472.39 | 555.62 | 656.87 | 656.87
CSP | 0 | 0 | 0 | 0 | 0 | 0
CT | 4.93 | 4.93 | 4.93 | 4.93 | 0 | 0
Coal | 0 | 0 | 0 | 0 | 0 | 0
Geo | 0 | 0 | 0 | 0 | 0 | 0
H | 0 | 0 | 0 | 0 | 0 | 0
LFG | 0 | 0 | 0 | 0 | 0 | 0
Nuc | 0 | 0 | 0 | 0 | 0 | 0
PS | 0 | 0 | 0 | 0 | 0 | 0
PV | 0 | 0 | 0 | 0 | 0 | 0
PeakG | 30.4 | 45.13 | 36.16 | 43.98 | 43.98 | 0
PeakO | 0 | 0 | 0 | 0 | 0 | 0
ST | 0 | 0 | 0 | 0 | 0 | 0
STOG | 0 | 0 | 0 | 0 | 0 | 0
STWD | 0 | 0 | 0 | 0 | 0 | 0
WT | 0 | 0 | 0 | 0 | 0 | 0
IGCC | 0 | 0 | 0 | 0 | 0 | 0
DemandResponse | 0 | 0 | 0 | 0 | 0 | 0
IGCC-CCS | 0 | 0 | 0 | 0 | 0 | 0
WT_off | 0 | 0 | 0 | 0 | 0 | 0
PseudoUnit | 0 | 0 | 0 | 0 | 0 | 0
FixedInterchange | 0 | 0 | 0 | 0 | 0 | 0
Base FOM Costs by Reporting Type: AZ_NM_SNV_NucRenew
ReportingType | 2015 | 2020 | 2025 | 2030 | 2035 | 2040
BM | 0 | 0 | 0 | 0 | 0 | 0
CC | 0 | 0 | 0 | 0 | 0 | 0
CSP | 0 | 0 | 0 | 0 | 0 | 0
CT | 0 | 0 | 0 | 0 | 0 | 0
Coal | 0 | 0 | 0 | 0 | 0 | 0
Geo | 0 | 0 | 122.18 | 122.18 | 122.18 | 122.18
H | 44.6 | 44.6 | 44.6 | 44.6 | 44.6 | 44.6
LFG | 0.84 | 0.84 | 8.14 | 8.14 | 8.14 | 8.14
Nuc | 484.16 | 564.17 | 564.17 | 564.17 | 564.17 | 564.17
PS | 5.13 | 5.13 | 5.13 | 5.13 | 5.13 | 5.13
PV | 2.38 | 2.38 | 2.38 | 2.38 | 2.38 | 2.38
PeakG | 0 | 0 | 0 | 0 | 0 | 0
PeakO | 0 | 0 | 0 | 0 | 0 | 0
ST | 17.92 | 46.04 | 63.75 | 71.73 | 71.73 | 71.73
STOG | 0 | 0 | 0 | 0 | 0 | 0
STWD | 0.83 | 1.04 | 0.85 | 0.85 | 0.85 | 0.85
WT | 17.57 | 17.57 | 26.76 | 44.06 | 44.06 | 44.06
IGCC | 0 | 0 | 0 | 0 | 0 | 0
DemandResponse | 0 | 0 | 0 | 0 | 0 | 0
IGCC-CCS | 0 | 0 | 0 | 0 | 0 | 0
WT_off | 0 | 0 | 0 | 0 | 0 | 0
PseudoUnit | 0 | 0 | 0 | 0 | 0 | 0
FixedInterchange | 0 | 0 | 0 | 0 | 0 | 0
Base FOM Costs by Reporting Type: ERCOT
ReportingType | 2015 | 2020 | 2025 | 2030 | 2035 | 2040
BM | 14.57 | 14.57 | 14.57 | 185.52 | 191.96 | 203.66
CC | 862.73 | 1102.12 | 912.43 | 942.02 | 1101.75 | 1152.54
CSP | 0 | 0 | 0 | 0 | 0 | 0
CT | 1.67 | 1.67 | 1.67 | 1.67 | 1.67 | 1.67
Coal | 1149.28 | 1330.2 | 1227.51 | 1281.94 | 1434.78 | 1727.38
Geo | 0 | 0 | 0 | 0 | 0 | 0
H | 8.05 | 8.05 | 8.05 | 16.99 | 16.99 | 16.99
LFG | 9.05 | 9.05 | 51.64 | 51.64 | 51.64 | 51.64
Nuc | 574.09 | 734.71 | 741.22 | 741.22 | 741.22 | 741.22
PS | 0 | 0 | 0 | 0 | 0 | 0
PV | 0.25 | 0.25 | 0.25 | 0.25 | 0.01 | 0.01
PeakG | 80.63 | 119.03 | 114.62 | 114.62 | 114.62 | 114.62
PeakO | 1.29 | 1.86 | 1.53 | 1.53 | 1.53 | 1.53
ST | 0 | 0 | 0 | 0 | 0 | 0
STOG | 773.49 | 915.25 | 784.58 | 784.58 | 784.58 | 784.58
STWD | 0 | 0 | 0 | 0 | 0 | 0
WT | 315.42 | 549.36 | 813.28 | 977.51 | 1000.81 | 1042.6
IGCC | 0 | 0 | 0 | 0 | 0 | 0
DemandResponse | 0 | 0 | 0 | 0 | 0 | 0
IGCC-CCS | 0 | 0 | 0 | 0 | 0 | 0
WT_off | 0 | 0 | 0 | 0 | 0 | 0
PseudoUnit | 0 | 0 | 0 | 0 | 0 | 0
FixedInterchange | 0 | 0 | 0 | 0 | 0 | 0
Base FOM Costs by Reporting Type: NP15
ReportingType | 2015 | 2020 | 2025 | 2030 | 2035 | 2040
BM | 0 | 0 | 0 | 0 | 0 | 0
CC | 205.4 | 258.04 | 212.25 | 226.85 | 253.32 | 253.32
CSP | 0 | 0 | 0 | 0 | 0 | 0
CT | 1.48 | 15.95 | 15.95 | 42.48 | 71.81 | 100.9
Coal | 1.65 | 0 | 0 | 0 | 0 | 0
Geo | 100.8 | 114.81 | 151.36 | 151.36 | 151.36 | 151.36
H | 125.7 | 125.7 | 125.7 | 125.7 | 125.7 | 125.7
LFG | 10.26 | 10.26 | 78.24 | 78.24 | 78.24 | 78.24
Nuc | 302.44 | 364.27 | 334.86 | 334.86 | 334.86 | 334.86
PS | 53.58 | 53.58 | 53.58 | 53.58 | 53.58 | 53.58
PV | 0.89 | 0.89 | 0.89 | 0.89 | 0.78 | 0.78
PeakG | 56.04 | 82.34 | 58.1 | 74.01 | 78.49 | 78.49
PeakO | 10.26 | 13.08 | 10.48 | 10.49 | 10.49 | 10.49
ST | 1.86 | 1.86 | 1.86 | 1.86 | 1.86 | 1.86
STOG | 167.55 | 198.25 | 169.95 | 169.95 | 169.95 | 169.95
STWD | 14.17 | 17.73 | 14.44 | 14.44 | 14.44 | 14.44
WT | 40.21 | 63.52 | 297.52 | 365.1 | 365.54 | 365.54
IGCC | 0 | 0 | 0 | 0 | 0 | 0
DemandResponse | 0 | 0 | 0 | 0 | 0 | 0
IGCC-CCS | 0 | 0 | 0 | 0 | 0 | 0
WT_off | 0 | 0 | 0 | 0 | 0 | 0
PseudoUnit | 0 | 0 | 0 | 0 | 0 | 0
FixedInterchange | 0 | 0 | 0 | 0 | 0 | 0
Base FOM Costs by Reporting Type: NWPP_Coal
ReportingType | 2015 | 2020 | 2025 | 2030 | 2035 | 2040
BM | 0 | 0 | 0 | 0 | 0 | 0
CC | 0 | 0 | 0 | 0 | 0 | 0
CSP | 0 | 0 | 0 | 0 | 0 | 0
CT | 0 | 0 | 0 | 0 | 0 | 0
Coal | 900.45 | 954.62 | 993.33 | 1065.23 | 1236.5 | 1338.59
Geo | 0 | 0 | 0 | 0 | 0 | 0
H | 0 | 0 | 0 | 0 | 0 | 0
LFG | 0 | 0 | 0 | 0 | 0 | 0
Nuc | 0 | 0 | 0 | 0 | 0 | 0
PS | 0 | 0 | 0 | 0 | 0 | 0
PV | 0 | 0 | 0 | 0 | 0 | 0
PeakG | 0 | 0 | 0 | 0 | 0 | 0
PeakO | 0 | 0 | 0 | 0 | 0 | 0
ST | 0 | 0 | 0 | 0 | 0 | 0
STOG | 0 | 0 | 0 | 0 | 0 | 0
STWD | 0 | 0 | 0 | 0 | 0 | 0
WT | 0 | 0 | 0 | 0 | 0 | 0
IGCC | 0 | 0 | 0 | 0 | 0 | 0
DemandResponse | 0 | 0 | 0 | 0 | 0 | 0
IGCC-CCS | 0 | 0 | 0 | 0 | 0 | 0
WT_off | 0 | 0 | 0 | 0 | 0 | 0
PseudoUnit | 0 | 0 | 0 | 0 | 0 | 0
FixedInterchange | 0 | 0 | 0 | 0 | 0 | 0
Base FOM Costs by Reporting Type: NWPP_Gas
ReportingType | 2015 | 2020 | 2025 | 2030 | 2035 | 2040
BM | 0 | 0 | 0 | 0 | 0 | 0
CC | 192.07 | 243.03 | 196.06 | 238.3 | 350.44 | 360.69
CSP | 0 | 0 | 0 | 0 | 0 | 0
CT | 1 | 1 | 1 | 1 | 0 | 0
Coal | 0 | 0 | 0 | 0 | 0 | 12.64
Geo | 0 | 0 | 0 | 0 | 0 | 0
H | 0 | 0 | 0 | 0 | 0 | 0
LFG | 0 | 0 | 0 | 0 | 0 | 0
Nuc | 0 | 0 | 0 | 0 | 0 | 0
PS | 0 | 0 | 0 | 0 | 0 | 0
PV | 0 | 0 | 0 | 0 | 0 | 0
PeakG | 0 | 0 | 0 | 0 | 0 | 0
PeakO | 0 | 0 | 0 | 0 | 0 | 0
ST | 0 | 0 | 0 | 0 | 0 | 0
STOG | 0 | 0 | 0 | 0 | 0 | 0
STWD | 0 | 0 | 0 | 0 | 0 | 0
WT | 0 | 0 | 0 | 0 | 0 | 0
IGCC | 0 | 0 | 0 | 0 | 0 | 0
DemandResponse | 0 | 0 | 0 | 0 | 0 | 0
IGCC-CCS | 0 | 0 | 0 | 0 | 0 | 0
WT_off | 0 | 0 | 0 | 0 | 0 | 0
PseudoUnit | 0 | 0 | 0 | 0 | 0 | 0
FixedInterchange | 0 | 0 | 0 | 0 | 0 | 0
Base FOM Costs by Reporting Type: NWPP_NucRenew
ReportingType | 2015 | 2020 | 2025 | 2030 | 2035 | 2040
BM | 3.27 | 3.27 | 3.27 | 3.27 | 3.27 | 3.27
CC | 0 | 0 | 0 | 0 | 0 | 0
CSP | 0 | 0 | 0 | 0 | 0 | 0
CT | 0 | 0 | 0 | 0 | 0 | 0
Coal | 0 | 0 | 0 | 0 | 0 | 0
Geo | 35.81 | 35.81 | 72.38 | 72.38 | 72.38 | 72.38
H | 480.54 | 480.54 | 480.54 | 480.54 | 480.54 | 480.54
LFG | 15.5 | 15.5 | 40.43 | 44.91 | 44.91 | 44.91
Nuc | 164.67 | 164.67 | 164.67 | 164.67 | 164.67 | 225.13
PS | 6.12 | 6.12 | 6.12 | 6.12 | 6.12 | 6.12
PV | 0.04 | 0.04 | 0.04 | 0.04 | 0.04 | 0.04
PeakG | 0 | 0 | 0 | 0 | 0 | 0
PeakO | 0 | 0 | 0 | 0 | 0 | 0
ST | 0 | 0 | 0 | 0 | 0 | 0
STOG | 0 | 0 | 0 | 0 | 0 | 0
STWD | 12.15 | 15.2 | 12.39 | 12.39 | 12.39 | 12.39
WT | 228.93 | 228.93 | 228.93 | 228.93 | 228.93 | 228.93
IGCC | 0 | 0 | 0 | 0 | 0 | 0
DemandResponse | 0 | 0 | 0 | 0 | 0 | 0
IGCC-CCS | 0 | 0 | 0 | 0 | 0 | 0
WT_off | 0 | 0 | 0 | 0 | 0 | 0
PseudoUnit | 0 | 0 | 0 | 0 | 0 | 0
FixedInterchange | 0 | 0 | 0 | 0 | 0 | 0
Base FOM Costs by Reporting Type: RMPA
ReportingType | 2015 | 2020 | 2025 | 2030 | 2035 | 2040
BM | 0 | 0 | 0 | 0 | 0 | 0
CC | 79.71 | 101.34 | 81.4 | 99.64 | 99.64 | 99.64
CSP | 0 | 0 | 0 | 0 | 0 | 0
CT | 1.02 | 1.02 | 1.02 | 1.02 | 0 | 0
Coal | 483.02 | 500.78 | 505.71 | 513.53 | 590.84 | 728.55
Geo | 0 | 38.66 | 214.47 | 216.56 | 216.56 | 216.56
H | 13.99 | 13.99 | 13.99 | 13.99 | 13.99 | 13.99
LFG | 0.89 | 0.89 | 0.89 | 4.37 | 4.37 | 4.37
Nuc | 0.01 | 0.01 | 0.01 | 0.01 | 0.01 | 0.01
PS | 13.37 | 13.37 | 13.37 | 13.37 | 13.37 | 13.37
PV | 0.31 | 0.31 | 0.31 | 0.31 | 0.31 | 0.31
PeakG | 48.87 | 72.26 | 50.7 | 61.6 | 69.81 | 69.81
PeakO | 5.49 | 6.99 | 2.69 | 2.69 | 2.69 | 2.69
ST | 0.19 | 24.53 | 26.59 | 27.57 | 27.57 | 27.57
STOG | 0 | 0 | 0 | 0 | 0 | 0
STWD | 0 | 0 | 0 | 0 | 0 | 0
WT | 67.62 | 67.62 | 67.62 | 67.62 | 67.62 | 67.62
IGCC | 0 | 0 | 0 | 0 | 0 | 0
DemandResponse | 0 | 0 | 0 | 0 | 0 | 0
IGCC-CCS | 0 | 0 | 0 | 0 | 0 | 0
WT_off | 0 | 0 | 0 | 0 | 0 | 0
PseudoUnit | 0 | 0 | 0 | 0 | 0 | 0
FixedInterchange | 0 | 0 | 0 | 0 | 0 | 0
Base FOM Costs by Reporting Type: SP15
ReportingType | 2015 | 2020 | 2025 | 2030 | 2035 | 2040
BM | 0.6 | 0.6 | 0.6 | 0.6 | 0.6 | 0.6
CC | 299.75 | 377.64 | 311.5 | 321.09 | 355.07 | 364.66
CSP | 0 | 0 | 0 | 0 | 0 | 0
CT | 0 | 0 | 0 | 0 | 0 | 0
Coal | 6.4 | 8.11 | 7.61 | 8.09 | 0 | 0
Geo | 86.16 | 208.35 | 208.35 | 208.35 | 208.35 | 208.35
H | 16.57 | 16.57 | 16.57 | 16.57 | 16.57 | 16.57
LFG | 26.93 | 89.67 | 93.8 | 93.8 | 93.8 | 93.8
Nuc | 327.58 | 356.35 | 327.58 | 327.58 | 327.58 | 447.86
PS | 34.19 | 34.19 | 34.19 | 34.19 | 34.19 | 34.19
PV | 1.87 | 1.87 | 1.87 | 1.87 | 1.8 | 1.8
PeakG | 76.73 | 111.44 | 93.22 | 103.59 | 103.59 | 103.59
PeakO | 1.47 | 1.91 | 1.53 | 1.53 | 1.53 | 1.53
ST | 28.67 | 28.67 | 28.67 | 28.67 | 28.67 | 28.67
STOG | 450.09 | 532.57 | 456.54 | 456.54 | 456.54 | 456.54
STWD | 3.81 | 4.77 | 3.89 | 3.89 | 3.89 | 3.89
WT | 71.03 | 71.03 | 71.03 | 71.03 | 71.03 | 71.03
IGCC | 0 | 0 | 0 | 0 | 0 | 0
DemandResponse | 0 | 0 | 0 | 0 | 0 | 0
IGCC-CCS | 0 | 0 | 0 | 0 | 0 | 0
WT_off | 0 | 0 | 0 | 0 | 0 | 0
PseudoUnit | 0 | 0 | 0 | 0 | 0 | 0
FixedInterchange | 0 | 0 | 0 | 0 | 0 | 0
Base FOM Costs by Reporting Type: ALB
ReportingType | 2015 | 2020 | 2025 | 2030 | 2035 | 2040
BM | 0 | 0 | 0 | 0 | 0 | 0
CC | 71.2 | 78.91 | 92.72 | 112.49 | 126.86 | 142.39
CSP | 0 | 0 | 0 | 0 | 0 | 0
CT | 1.35 | 1.35 | 1.35 | 1.35 | 0 | 0
Coal | 380.9 | 399.22 | 412.86 | 439.17 | 499.16 | 562.47
Geo | 0 | 0 | 0 | 0 | 0 | 0
H | 12.99 | 12.99 | 12.99 | 12.99 | 12.99 | 12.99
LFG | 1.21 | 1.21 | 1.21 | 1.21 | 1.21 | 1.21
Nuc | 0.01 | 0.01 | 0.01 | 0.01 | 0.01 | 0.01
PS | 0 | 0 | 0 | 0 | 0 | 0
PV | 0 | 0 | 0 | 0 | 0 | 0
PeakG | 24.72 | 24.13 | 24.13 | 24.13 | 33.99 | 33.99
PeakO | 0 | 0 | 0 | 0 | 0 | 0
ST | 0 | 0 | 0 | 0 | 0 | 0
STOG | 0 | 0 | 0 | 0 | 0 | 0
STWD | 0 | 0 | 0 | 0 | 0 | 0
WT | 22.94 | 22.94 | 22.94 | 22.94 | 22.94 | 22.94
IGCC | 0 | 0 | 0 | 0 | 0 | 0
DemandResponse | 0 | 0 | 0 | 0 | 0 | 0
IGCC-CCS | 0 | 0 | 0 | 0 | 0 | 0
WT_off | 0 | 0 | 0 | 0 | 0 | 0
PseudoUnit | 0 | 0 | 0 | 0 | 0 | 0
FixedInterchange | 0 | 0 | 0 | 0 | 0 | 0
Base FOM Costs by Reporting Type: BC
ReportingType | 2015 | 2020 | 2025 | 2030 | 2035 | 2040
BM | 0 | 0 | 0 | 0 | 0 | 0
CC | 22.94 | 25.43 | 32.81 | 43 | 55.39 | 65.16
CSP | 0 | 0 | 0 | 0 | 0 | 0
CT | 0 | 0 | 0 | 0 | 0 | 1.08
Coal | 0 | 0 | 0 | 0 | 0 | 0
Geo | 0 | 0 | 0 | 0 | 0 | 0
H | 173.22 | 173.22 | 173.22 | 173.22 | 173.22 | 173.22
LFG | 2.9 | 2.9 | 2.9 | 2.9 | 2.9 | 2.9
Nuc | 0.01 | 0.01 | 0.01 | 0.01 | 0.01 | 0.01
PS | 0 | 0 | 0 | 0 | 0 | 0
PV | 0 | 0 | 0 | 0 | 0 | 0
PeakG | 2.66 | 2.77 | 3.3 | 3.3 | 3.3 | 3.3
PeakO | 1.16 | 1.29 | 1.29 | 1.29 | 1.29 | 1.29
ST | 0 | 0 | 0 | 0 | 0 | 0
STOG | 0 | 0 | 0 | 0 | 0 | 0
STWD | 16.34 | 16.34 | 16.34 | 16.34 | 16.34 | 16.34
WT | 7.53 | 7.53 | 7.53 | 7.53 | 7.53 | 7.53
IGCC | 0 | 0 | 0 | 0 | 0 | 0
DemandResponse | 0 | 0 | 0 | 0 | 0 | 0
IGCC-CCS | 0 | 0 | 0 | 0 | 0 | 0
WT_off | 0 | 0 | 0 | 0 | 0 | 0
PseudoUnit | 0 | 0 | 0 | 0 | 0 | 0
FixedInterchange | 0 | 0 | 0 | 0 | 0 | 0
Base FOM Costs by Reporting Type: HQ_IESO
ReportingType | 2015 | 2020 | 2025 | 2030 | 2035 | 2040
BM | 0 | 0 | 0 | 0 | 0 | 0
CC | 0 | 0 | 0 | 0 | 0 | 0
CSP | 0 | 0 | 0 | 0 | 0 | 0
CT | 0 | 0 | 0 | 0 | 0 | 0
Coal | 0 | 0 | 0 | 0 | 0 | 0
Geo | 0 | 0 | 0 | 0 | 0 | 0
H | 0 | 0 | 0 | 0 | 0 | 0
LFG | 0 | 0 | 0 | 0 | 0 | 0
Nuc | 0.01 | 0.01 | 0.01 | 0.01 | 0.01 | 0.01
PS | 0 | 0 | 0 | 0 | 0 | 0
PV | 0 | 0 | 0 | 0 | 0 | 0
PeakG | 0 | 0 | 0 | 0 | 0 | 0
PeakO | 0 | 0 | 0 | 0 | 0 | 0
ST | 0 | 0 | 0 | 0 | 0 | 0
STOG | 0 | 0 | 0 | 0 | 0 | 0
STWD | 0 | 0 | 0 | 0 | 0 | 0
WT | 0 | 0 | 0 | 0 | 0 | 0
IGCC | 0 | 0 | 0 | 0 | 0 | 0
DemandResponse | 0 | 0 | 0 | 0 | 0 | 0
IGCC-CCS | 0 | 0 | 0 | 0 | 0 | 0
WT_off | 0 | 0 | 0 | 0 | 0 | 0
PseudoUnit | 0 | 0 | 0 | 0 | 0 | 0
FixedInterchange | 0 | 0 | 0 | 0 | 0 | 0
Base FOM Costs by Reporting Type: HQ_NEISO
ReportingType | 2015 | 2020 | 2025 | 2030 | 2035 | 2040
BM | 0 | 0 | 0 | 0 | 0 | 0
CC | 0 | 0 | 0 | 0 | 0 | 0
CSP | 0 | 0 | 0 | 0 | 0 | 0
CT | 0 | 0 | 0 | 0 | 0 | 0
Coal | 0 | 0 | 0 | 0 | 0 | 0
Geo | 0 | 0 | 0 | 0 | 0 | 0
H | 0 | 0 | 0 | 0 | 0 | 0
LFG | 0 | 0 | 0 | 0 | 0 | 0
Nuc | 0.01 | 0.01 | 0.01 | 0.01 | 0.01 | 0.01
PS | 0 | 0 | 0 | 0 | 0 | 0
PV | 0 | 0 | 0 | 0 | 0 | 0
PeakG | 0 | 0 | 0 | 0 | 0 | 0
PeakO | 0 | 0 | 0 | 0 | 0 | 0
ST | 0 | 0 | 0 | 0 | 0 | 0
STOG | 0 | 0 | 0 | 0 | 0 | 0
STWD | 0 | 0 | 0 | 0 | 0 | 0
WT | 0 | 0 | 0 | 0 | 0 | 0
IGCC | 0 | 0 | 0 | 0 | 0 | 0
DemandResponse | 0 | 0 | 0 | 0 | 0 | 0
IGCC-CCS | 0 | 0 | 0 | 0 | 0 | 0
WT_off | 0 | 0 | 0 | 0 | 0 | 0
PseudoUnit | 0 | 0 | 0 | 0 | 0 | 0
FixedInterchange | 0 | 0 | 0 | 0 | 0 | 0
Base FOM Costs by Reporting Type: HQ_NY
ReportingType | 2015 | 2020 | 2025 | 2030 | 2035 | 2040
BM | 0 | 0 | 0 | 0 | 0 | 0
CC | 0 | 0 | 0 | 0 | 0 | 0
CSP | 0 | 0 | 0 | 0 | 0 | 0
CT | 0 | 0 | 0 | 0 | 0 | 0
Coal | 0 | 0 | 0 | 0 | 0 | 0
Geo | 0 | 0 | 0 | 0 | 0 | 0
H | 0 | 0 | 0 | 0 | 0 | 0
LFG | 0 | 0 | 0 | 0 | 0 | 0
Nuc | 0.01 | 0.01 | 0.01 | 0.01 | 0.01 | 0.01
PS | 0 | 0 | 0 | 0 | 0 | 0
PV | 0 | 0 | 0 | 0 | 0 | 0
PeakG | 0 | 0 | 0 | 0 | 0 | 0
PeakO | 0 | 0 | 0 | 0 | 0 | 0
ST | 0 | 0 | 0 | 0 | 0 | 0
STOG | 0 | 0 | 0 | 0 | 0 | 0
STWD | 0 | 0 | 0 | 0 | 0 | 0
WT | 0 | 0 | 0 | 0 | 0 | 0
IGCC | 0 | 0 | 0 | 0 | 0 | 0
DemandResponse | 0 | 0 | 0 | 0 | 0 | 0
IGCC-CCS | 0 | 0 | 0 | 0 | 0 | 0
WT_off | 0 | 0 | 0 | 0 | 0 | 0
PseudoUnit | 0 | 0 | 0 | 0 | 0 | 0
FixedInterchange | 0 | 0 | 0 | 0 | 0 | 0
Base FOM Costs by Reporting Type: MARITIMES
ReportingType | 2015 | 2020 | 2025 | 2030 | 2035 | 2040
BM | 0 | 0 | 0 | 0 | 0 | 0
CC | 0 | 0 | 0 | 0 | 0 | 0
CSP | 0 | 0 | 0 | 0 | 0 | 0
CT | 0 | 0 | 0 | 0 | 0 | 0
Coal | 0 | 0 | 0 | 0 | 0 | 0
Geo | 0 | 0 | 0 | 0 | 0 | 0
H | 0 | 0 | 0 | 0 | 0 | 0
LFG | 0 | 0 | 0 | 0 | 0 | 0
Nuc | 0.01 | 0.01 | 0.01 | 0.01 | 0.01 | 0.01
PS | 0 | 0 | 0 | 0 | 0 | 0
PV | 0 | 0 | 0 | 0 | 0 | 0
PeakG | 0 | 0 | 0 | 0 | 0 | 0
PeakO | 0 | 0 | 0 | 0 | 0 | 0
ST | 0 | 0 | 0 | 0 | 0 | 0
STOG | 0 | 0 | 0 | 0 | 0 | 0
STWD | 0 | 0 | 0 | 0 | 0 | 0
WT | 0 | 0 | 0 | 0 | 0 | 0
IGCC | 0 | 0 | 0 | 0 | 0 | 0
DemandResponse | 0 | 0 | 0 | 0 | 0 | 0
IGCC-CCS | 0 | 0 | 0 | 0 | 0 | 0
WT_off | 0 | 0 | 0 | 0 | 0 | 0
PseudoUnit | 0 | 7.12 | 7.12 | 7.12 | 7.12 | 7.12
FixedInterchange | 0 | 0 | 0 | 0 | 0 | 0
Base FOM Costs by Reporting Type: All
ReportingType | 2015 | 2020 | 2025 | 2030 | 2035 | 2040
BM | 125.73 | 1373.96 | 1980.78 | 2753.88 | 2946.03 | 3030.64
CC | 6348 | 7999.8 | 6653.49 | 7124.25 | 8407.48 | 8913.96
CSP | 0 | 0 | 0 | 0 | 0 | 0
CT | 57.13 | 100.39 | 114.64 | 189.94 | 328.9 | 399.79
Coal | 18444.34 | 17678.02 | 17337.18 | 19167.88 | 21483.26 | 24460.35
Geo | 226.72 | 401.57 | 772.7 | 774.79 | 774.79 | 774.79
H | 1511 | 1532.91 | 1574.41 | 1618.38 | 1619.17 | 1635.07
LFG | 498.94 | 733.94 | 999.86 | 1086.91 | 1086.97 | 1086.97
Nuc | 16696.36 | 17842.96 | 17313.01 | 17728.25 | 14523.5 | 21350.19
PS | 517.25 | 517.25 | 517.25 | 517.25 | 517.25 | 517.25
PV | 26.7 | 62.98 | 80.98 | 85.12 | 68.4 | 70.76
PeakG | 2030.7 | 2974.86 | 2181.37 | 2592.85 | 2711.83 | 2667.85
PeakO | 562.21 | 735.99 | 593.13 | 595.87 | 595.88 | 595.9
ST | 48.64 | 101.1 | 120.87 | 129.83 | 129.83 | 129.83
STOG | 2970.29 | 3513.65 | 2966.91 | 2961.37 | 2961.37 | 2961.37
STWD | 142.81 | 174.59 | 145.3 | 145.3 | 145.3 | 145.3
WT | 2034.5 | 3427.15 | 4967.43 | 6371.74 | 6438.68 | 6606.34
IGCC | 30.22 | 30.22 | 30.22 | 30.22 | 30.22 | 30.22
DemandResponse | 0 | 0 | 0 | 0 | 0 | 0
IGCC-CCS | 0 | 0 | 0 | 0 | 0 | 0
WT_off | 25.01 | 25.01 | 946.96 | 2051.51 | 2179.67 | 2413.4
PseudoUnit | 0 | 7.12 | 7.12 | 7.12 | 7.12 | 7.12
FixedInterchange | 0 | 0 | 0 | 0 | 0 | 0
Base FOM Costs by Reporting Type: EI_US
ReportingType | 2015 | 2020 | 2025 | 2030 | 2035 | 2040
BM | 74.48 | 1322.71 | 1929.54 | 2531.69 | 2717.39 | 2790.31
CC | 4048 | 5108.67 | 4217.93 | 4477.49 | 5292.55 | 5674.05
CSP | 0 | 0 | 0 | 0 | 0 | 0
CT | 42.99 | 71.78 | 86.02 | 134.79 | 249.75 | 283.1
Coal | 14679.52 | 13590.01 | 13400.77 | 14955.04 | 16688.22 | 18696.93
Geo | 3.95 | 3.95 | 3.95 | 3.95 | 3.95 | 3.95
H | 419.29 | 436.5 | 451.51 | 451.51 | 452.3 | 464.64
LFG | 417.2 | 589.46 | 708.43 | 787.52 | 787.52 | 787.52
Nuc | 12948.03 | 13763.39 | 13285.11 | 13700.35 | 10645.57 | 16957.2
PS | 401.94 | 401.94 | 401.94 | 401.94 | 401.94 | 401.94
PV | 2.71 | 38.99 | 56.99 | 61.13 | 62.64 | 64.99
PeakG | 1689.1 | 2494.21 | 1777.58 | 2144.07 | 2237.29 | 2237.29
PeakO | 541.79 | 710.1 | 574.75 | 577.37 | 577.38 | 577.39
ST | 0 | 0 | 0 | 0 | 0 | 0
STOG | 1573.64 | 1862.04 | 1550.31 | 1550.31 | 1550.31 | 1550.31
STWD | 95.51 | 119.51 | 97.38 | 97.38 | 97.38 | 97.38
WT | 1142.42 | 2277.82 | 3310.99 | 4466.2 | 4568.52 | 4694.38
IGCC | 30.22 | 30.22 | 30.22 | 30.22 | 30.22 | 30.22
DemandResponse | 0 | 0 | 0 | 0 | 0 | 0
IGCC-CCS | 0 | 0 | 0 | 0 | 0 | 0
WT_off | 25.01 | 25.01 | 946.96 | 2051.51 | 2179.67 | 2413.4
PseudoUnit | 0 | 7.12 | 7.12 | 7.12 | 7.12 | 7.12
FixedInterchange | 0 | 0 | 0 | 0 | 0 | 0
Base FOM Costs by Reporting Type: EI_Canada
ReportingType | 2015 | 2020 | 2025 | 2030 | 2035 | 2040
BM | 32.8 | 32.8 | 32.8 | 32.8 | 32.8 | 32.8
CC | 124.01 | 124.01 | 124.01 | 107.74 | 115.61 | 144.66
CSP | 0 | 0 | 0 | 0 | 0 | 0
CT | 2.7 | 2.7 | 2.7 | 2.7 | 5.67 | 13.03
Coal | 111.35 | 113.43 | 0 | 0 | 0 | 0
Geo | 0 | 0 | 0 | 0 | 0 | 0
H | 216.06 | 220.76 | 247.25 | 282.28 | 282.28 | 285.84
LFG | 14.17 | 14.17 | 14.17 | 14.17 | 14.23 | 14.23
Nuc | 1895.36 | 1895.36 | 1895.36 | 1895.36 | 1745.4 | 2079.7
PS | 2.92 | 2.92 | 2.92 | 2.92 | 2.92 | 2.92
PV | 18.26 | 18.26 | 18.26 | 18.26 | 0.44 | 0.44
PeakG | 21.55 | 23.55 | 23.55 | 23.55 | 26.76 | 26.76
PeakO | 0.75 | 0.75 | 0.87 | 0.98 | 0.98 | 0.98
ST | 0 | 0 | 0 | 0 | 0 | 0
STOG | 5.54 | 5.54 | 5.54 | 0 | 0 | 0
STWD | 0 | 0 | 0 | 0 | 0 | 0
WT | 120.82 | 120.82 | 120.82 | 120.82 | 61.7 | 61.7
IGCC | 0 | 0 | 0 | 0 | 0 | 0
DemandResponse | 0 | 0 | 0 | 0 | 0 | 0
IGCC-CCS | 0 | 0 | 0 | 0 | 0 | 0
WT_off | 0 | 0 | 0 | 0 | 0 | 0
PseudoUnit | 0 | 0 | 0 | 0 | 0 | 0
FixedInterchange | 0 | 0 | 0 | 0 | 0 | 0
Base FOM Costs by Reporting Type: EI
ReportingType | 2015 | 2020 | 2025 | 2030 | 2035 | 2040
BM | 107.28 | 1355.51 | 1962.34 | 2564.49 | 2750.19 | 2823.1
CC | 4172.02 | 5232.68 | 4341.94 | 4585.23 | 5408.15 | 5818.71
CSP | 0 | 0 | 0 | 0 | 0 | 0
CT | 45.68 | 74.47 | 88.71 | 137.49 | 255.42 | 296.13
Coal | 14790.86 | 13703.44 | 13400.77 | 14955.04 | 16688.22 | 18696.93
Geo | 3.95 | 3.95 | 3.95 | 3.95 | 3.95 | 3.95
H | 635.35 | 657.26 | 698.76 | 733.79 | 734.57 | 750.48
LFG | 431.38 | 603.63 | 722.6 | 801.69 | 801.75 | 801.75
Nuc | 14843.39 | 15658.74 | 15180.47 | 15595.71 | 12390.96 | 19036.91
PS | 404.86 | 404.86 | 404.86 | 404.86 | 404.86 | 404.86
PV | 20.97 | 57.25 | 75.25 | 79.39 | 63.08 | 65.43
PeakG | 1710.64 | 2517.76 | 1801.13 | 2167.62 | 2264.05 | 2264.05
PeakO | 542.54 | 710.85 | 575.61 | 578.35 | 578.36 | 578.37
ST | 0 | 0 | 0 | 0 | 0 | 0
STOG | 1579.17 | 1867.57 | 1555.84 | 1550.31 | 1550.31 | 1550.31
STWD | 95.51 | 119.51 | 97.38 | 97.38 | 97.38 | 97.38
WT | 1263.24 | 2398.64 | 3431.81 | 4587.02 | 4630.22 | 4756.09
IGCC | 30.22 | 30.22 | 30.22 | 30.22 | 30.22 | 30.22
DemandResponse | 0 | 0 | 0 | 0 | 0 | 0
IGCC-CCS | 0 | 0 | 0 | 0 | 0 | 0
WT_off | 25.01 | 25.01 | 946.96 | 2051.51 | 2179.67 | 2413.4
PseudoUnit | 0 | 7.12 | 7.12 | 7.12 | 7.12 | 7.12
FixedInterchange | 0 | 0 | 0 | 0 | 0 | 0
Base FOM Costs by Reporting Type: Outside_EI
ReportingType | 2015 | 2020 | 2025 | 2030 | 2035 | 2040
BM | 18.45 | 18.45 | 18.45 | 189.39 | 195.84 | 207.53
CC | 2175.98 | 2767.12 | 2311.55 | 2539.02 | 2999.33 | 3095.25
CSP | 0 | 0 | 0 | 0 | 0 | 0
CT | 11.45 | 25.92 | 25.92 | 52.45 | 73.49 | 103.66
Coal | 3653.47 | 3974.58 | 3936.41 | 4212.84 | 4795.04 | 5763.42
Geo | 222.78 | 397.63 | 768.75 | 770.84 | 770.84 | 770.84
H | 875.65 | 875.65 | 875.65 | 884.59 | 884.59 | 884.59
LFG | 67.56 | 130.31 | 277.26 | 285.22 | 285.22 | 285.22
Nuc | 1852.97 | 2184.21 | 2132.54 | 2132.54 | 2132.54 | 2313.28
PS | 112.39 | 112.39 | 112.39 | 112.39 | 112.39 | 112.39
PV | 5.73 | 5.73 | 5.73 | 5.73 | 5.32 | 5.32
PeakG | 320.06 | 457.1 | 380.24 | 425.23 | 447.78 | 403.8
PeakO | 19.67 | 25.14 | 17.52 | 17.52 | 17.53 | 17.53
ST | 48.64 | 101.1 | 120.87 | 129.83 | 129.83 | 129.83
STOG | 1391.12 | 1646.07 | 1411.06 | 1411.06 | 1411.06 | 1411.06
STWD | 47.31 | 55.09 | 47.92 | 47.92 | 47.92 | 47.92
WT | 771.26 | 1028.51 | 1535.62 | 1784.72 | 1808.46 | 1850.25
IGCC | 0 | 0 | 0 | 0 | 0 | 0
DemandResponse | 0 | 0 | 0 | 0 | 0 | 0
IGCC-CCS | 0 | 0 | 0 | 0 | 0 | 0
WT_off | 0 | 0 | 0 | 0 | 0 | 0
PseudoUnit | 0 | 0 | 0 | 0 | 0 | 0
FixedInterchange | 0 | 0 | 0 | 0 | 0 | 0
#11 | Retrofit FOM Costs ($million)
Retrofit FOM Costs by Reporting Type: Entergy
ReportingType | 2015 | 2020 | 2025 | 2030 | 2035 | 2040
BM | 0 | 0 | 0 | 0 | 0 | 0
CC | 0 | 0 | 0 | 0 | 0 | 0
CSP | 0 | 0 | 0 | 0 | 0 | 0
CT | 0 | 0 | 0 | 0 | 0 | 0
Coal | 3.38 | 31.29 | 31.29 | 31.29 | 31.29 | 31.29
Geo | 0 | 0 | 0 | 0 | 0 | 0
H | 0 | 0 | 0 | 0 | 0 | 0
LFG | 0 | 0 | 0 | 0 | 0 | 0
Nuc | 0 | 0 | 0 | 0 | 0 | 0
PS | 0 | 0 | 0 | 0 | 0 | 0
PV | 0 | 0 | 0 | 0 | 0 | 0
PeakG | 0 | 0 | 0 | 0 | 0 | 0
PeakO | 0 | 0 | 0 | 0 | 0 | 0
ST | 0 | 0 | 0 | 0 | 0 | 0
STOG | 0 | 0 | 0 | 0 | 0 | 0
STWD | 0 | 0 | 0 | 0 | 0 | 0
WT | 0 | 0 | 0 | 0 | 0 | 0
IGCC | 0 | 0 | 0 | 0 | 0 | 0
DemandResponse | 0 | 0 | 0 | 0 | 0 | 0
IGCC-CCS | 0 | 0 | 0 | 0 | 0 | 0
WT_off | 0 | 0 | 0 | 0 | 0 | 0
PseudoUnit | 0 | 0 | 0 | 0 | 0 | 0
FixedInterchange | 0 | 0 | 0 | 0 | 0 | 0
Retrofit FOM Costs by Reporting Type: FRCC
ReportingType | 2015 | 2020 | 2025 | 2030 | 2035 | 2040
BM | 0 | 0 | 0 | 0 | 0 | 0
CC | 0 | 0 | 0 | 0 | 0 | 0
CSP | 0 | 0 | 0 | 0 | 0 | 0
CT | 0 | 0 | 0 | 0 | 0 | 0
Coal | 67.35 | 70.41 | 70.41 | 70.41 | 70.41 | 70.41
Geo | 0 | 0 | 0 | 0 | 0 | 0
H | 0 | 0 | 0 | 0 | 0 | 0
LFG | 0 | 0 | 0 | 0 | 0 | 0
Nuc | 0 | 0 | 0 | 0 | 0 | 0
PS | 0 | 0 | 0 | 0 | 0 | 0
PV | 0 | 0 | 0 | 0 | 0 | 0
PeakG | 0 | 0 | 0 | 0 | 0 | 0
PeakO | 0 | 0 | 0 | 0 | 0 | 0
ST | 0 | 0 | 0 | 0 | 0 | 0
STOG | 0 | 0 | 0 | 0 | 0 | 0
STWD | 0 | 0 | 0 | 0 | 0 | 0
WT | 0 | 0 | 0 | 0 | 0 | 0
IGCC | 0 | 0 | 0 | 0 | 0 | 0
DemandResponse | 0 | 0 | 0 | 0 | 0 | 0
IGCC-CCS | 0 | 0 | 0 | 0 | 0 | 0
WT_off | 0 | 0 | 0 | 0 | 0 | 0
PseudoUnit | 0 | 0 | 0 | 0 | 0 | 0
FixedInterchange | 0 | 0 | 0 | 0 | 0 | 0
Retrofit FOM Costs by Reporting Type: MAPP_US
ReportingType | 2015 | 2020 | 2025 | 2030 | 2035 | 2040
BM | 0 | 0 | 0 | 0 | 0 | 0
CC | 0 | 0 | 0 | 0 | 0 | 0
CSP | 0 | 0 | 0 | 0 | 0 | 0
CT | 0 | 0 | 0 | 0 | 0 | 0
Coal | 16.92 | 14.86 | 14.86 | 14.86 | 14.86 | 14.86
Geo | 0 | 0 | 0 | 0 | 0 | 0
H | 0 | 0 | 0 | 0 | 0 | 0
LFG | 0 | 0 | 0 | 0 | 0 | 0
Nuc | 0 | 0 | 0 | 0 | 0 | 0
PS | 0 | 0 | 0 | 0 | 0 | 0
PV | 0 | 0 | 0 | 0 | 0 | 0
PeakG | 0 | 0 | 0 | 0 | 0 | 0
PeakO | 0 | 0 | 0 | 0 | 0 | 0
ST | 0 | 0 | 0 | 0 | 0 | 0
STOG | 0 | 0 | 0 | 0 | 0 | 0
STWD | 0 | 0 | 0 | 0 | 0 | 0
WT | 0 | 0 | 0 | 0 | 0 | 0
IGCC | 0 | 0 | 0 | 0 | 0 | 0
DemandResponse | 0 | 0 | 0 | 0 | 0 | 0
IGCC-CCS | 0 | 0 | 0 | 0 | 0 | 0
WT_off | 0 | 0 | 0 | 0 | 0 | 0
PseudoUnit | 0 | 0 | 0 | 0 | 0 | 0
FixedInterchange | 0 | 0 | 0 | 0 | 0 | 0
Retrofit FOM Costs by Reporting Type: MISO_IN
ReportingType | 2015 | 2020 | 2025 | 2030 | 2035 | 2040
BM | 0 | 0 | 0 | 0 | 0 | 0
CC | 0 | 0 | 0 | 0 | 0 | 0
CSP | 0 | 0 | 0 | 0 | 0 | 0
CT | 0 | 0 | 0 | 0 | 0 | 0
Coal | 103.12 | 113.14 | 113.14 | 113.14 | 113.14 | 113.14
Geo | 0 | 0 | 0 | 0 | 0 | 0
H | 0 | 0 | 0 | 0 | 0 | 0
LFG | 0 | 0 | 0 | 0 | 0 | 0
Nuc | 0 | 0 | 0 | 0 | 0 | 0
PS | 0 | 0 | 0 | 0 | 0 | 0
PV | 0 | 0 | 0 | 0 | 0 | 0
PeakG | 0 | 0 | 0 | 0 | 0 | 0
PeakO | 0 | 0 | 0 | 0 | 0 | 0
ST | 0 | 0 | 0 | 0 | 0 | 0
STOG | 0 | 0 | 0 | 0 | 0 | 0
STWD | 0 | 0 | 0 | 0 | 0 | 0
WT | 0 | 0 | 0 | 0 | 0 | 0
IGCC | 0 | 0 | 0 | 0 | 0 | 0
DemandResponse | 0 | 0 | 0 | 0 | 0 | 0
IGCC-CCS | 0 | 0 | 0 | 0 | 0 | 0
WT_off | 0 | 0 | 0 | 0 | 0 | 0
PseudoUnit | 0 | 0 | 0 | 0 | 0 | 0
FixedInterchange | 0 | 0 | 0 | 0 | 0 | 0
Retrofit FOM Costs by Reporting Type: MISO_MI
ReportingType | 2015 | 2020 | 2025 | 2030 | 2035 | 2040
BM | 0 | 0 | 0 | 0 | 0 | 0
CC | 0 | 0 | 0 | 0 | 0 | 0
CSP | 0 | 0 | 0 | 0 | 0 | 0
CT | 0 | 0 | 0 | 0 | 0 | 0
Coal | 17.98 | 44.76 | 44.76 | 44.76 | 44.76 | 44.76
Geo | 0 | 0 | 0 | 0 | 0 | 0
H | 0 | 0 | 0 | 0 | 0 | 0
LFG | 0 | 0 | 0 | 0 | 0 | 0
Nuc | 0 | 0 | 0 | 0 | 0 | 0
PS | 0 | 0 | 0 | 0 | 0 | 0
PV | 0 | 0 | 0 | 0 | 0 | 0
PeakG | 0 | 0 | 0 | 0 | 0 | 0
PeakO | 0 | 0 | 0 | 0 | 0 | 0
ST | 0 | 0 | 0 | 0 | 0 | 0
STOG | 0 | 0 | 0 | 0 | 0 | 0
STWD | 0 | 0 | 0 | 0 | 0 | 0
WT | 0 | 0 | 0 | 0 | 0 | 0
IGCC | 0 | 0 | 0 | 0 | 0 | 0
DemandResponse | 0 | 0 | 0 | 0 | 0 | 0
IGCC-CCS | 0 | 0 | 0 | 0 | 0 | 0
WT_off | 0 | 0 | 0 | 0 | 0 | 0
PseudoUnit | 0 | 0 | 0 | 0 | 0 | 0
FixedInterchange | 0 | 0 | 0 | 0 | 0 | 0
Retrofit FOM Costs by Reporting Type: MISO_MO-IL
ReportingType | 2015 | 2020 | 2025 | 2030 | 2035 | 2040
BM | 0 | 0 | 0 | 0 | 0 | 0
CC | 0 | 0 | 0 | 0 | 0 | 0
CSP | 0 | 0 | 0 | 0 | 0 | 0
CT | 0 | 0 | 0 | 0 | 0 | 0
Coal | 30.23 | 57.98 | 57.98 | 57.98 | 57.98 | 57.98
Geo | 0 | 0 | 0 | 0 | 0 | 0
H | 0 | 0 | 0 | 0 | 0 | 0
LFG | 0 | 0 | 0 | 0 | 0 | 0
Nuc | 0 | 0 | 0 | 0 | 0 | 0
PS | 0 | 0 | 0 | 0 | 0 | 0
PV | 0 | 0 | 0 | 0 | 0 | 0
PeakG | 0 | 0 | 0 | 0 | 0 | 0
PeakO | 0 | 0 | 0 | 0 | 0 | 0
ST | 0 | 0 | 0 | 0 | 0 | 0
STOG | 0 | 0 | 0 | 0 | 0 | 0
STWD | 0 | 0 | 0 | 0 | 0 | 0
WT | 0 | 0 | 0 | 0 | 0 | 0
IGCC | 0 | 0 | 0 | 0 | 0 | 0
DemandResponse | 0 | 0 | 0 | 0 | 0 | 0
IGCC-CCS | 0 | 0 | 0 | 0 | 0 | 0
WT_off | 0 | 0 | 0 | 0 | 0 | 0
PseudoUnit | 0 | 0 | 0 | 0 | 0 | 0
FixedInterchange | 0 | 0 | 0 | 0 | 0 | 0
Retrofit FOM Costs by Reporting Type: MISO_W
ReportingType | 2015 | 2020 | 2025 | 2030 | 2035 | 2040
BM | 0 | 0 | 0 | 0 | 0 | 0
CC | 0 | 0 | 0 | 0 | 0 | 0
CSP | 0 | 0 | 0 | 0 | 0 | 0
CT | 0 | 0 | 0 | 0 | 0 | 0
Coal | 38.36 | 61.93 | 61.93 | 61.93 | 61.93 | 61.93
Geo | 0 | 0 | 0 | 0 | 0 | 0
H | 0 | 0 | 0 | 0 | 0 | 0
LFG | 0 | 0 | 0 | 0 | 0 | 0
Nuc | 0 | 0 | 0 | 0 | 0 | 0
PS | 0 | 0 | 0 | 0 | 0 | 0
PV | 0 | 0 | 0 | 0 | 0 | 0
PeakG | 0 | 0 | 0 | 0 | 0 | 0
PeakO | 0 | 0 | 0 | 0 | 0 | 0
ST | 0 | 0 | 0 | 0 | 0 | 0
STOG | 0 | 0 | 0 | 0 | 0 | 0
STWD | 0 | 0 | 0 | 0 | 0 | 0
WT | 0 | 0 | 0 | 0 | 0 | 0
IGCC | 0 | 0 | 0 | 0 | 0 | 0
DemandResponse | 0 | 0 | 0 | 0 | 0 | 0
IGCC-CCS | 0 | 0 | 0 | 0 | 0 | 0
WT_off | 0 | 0 | 0 | 0 | 0 | 0
PseudoUnit | 0 | 0 | 0 | 0 | 0 | 0
FixedInterchange | 0 | 0 | 0 | 0 | 0 | 0
Retrofit FOM Costs by Reporting Type: MISO_WUMS
ReportingType | 2015 | 2020 | 2025 | 2030 | 2035 | 2040
BM | 0 | 0 | 0 | 0 | 0 | 0
CC | 0 | 0 | 0 | 0 | 0 | 0
CSP | 0 | 0 | 0 | 0 | 0 | 0
CT | 0 | 0 | 0 | 0 | 0 | 0
Coal | 35.36 | 36.61 | 36.61 | 36.61 | 36.61 | 36.61
Geo | 0 | 0 | 0 | 0 | 0 | 0
H | 0 | 0 | 0 | 0 | 0 | 0
LFG | 0 | 0 | 0 | 0 | 0 | 0
Nuc | 0 | 0 | 0 | 0 | 0 | 0
PS | 0 | 0 | 0 | 0 | 0 | 0
PV | 0 | 0 | 0 | 0 | 0 | 0
PeakG | 0 | 0 | 0 | 0 | 0 | 0
PeakO | 0 | 0 | 0 | 0 | 0 | 0
ST | 0 | 0 | 0 | 0 | 0 | 0
STOG | 0 | 0 | 0 | 0 | 0 | 0
STWD | 0 | 0 | 0 | 0 | 0 | 0
WT | 0 | 0 | 0 | 0 | 0 | 0
IGCC | 0 | 0 | 0 | 0 | 0 | 0
DemandResponse | 0 | 0 | 0 | 0 | 0 | 0
IGCC-CCS | 0 | 0 | 0 | 0 | 0 | 0
WT_off | 0 | 0 | 0 | 0 | 0 | 0
PseudoUnit | 0 | 0 | 0 | 0 | 0 | 0
FixedInterchange | 0 | 0 | 0 | 0 | 0 | 0
Retrofit FOM Costs by Reporting Type: Nebraska
ReportingType | 2015 | 2020 | 2025 | 2030 | 2035 | 2040
BM | 0 | 0 | 0 | 0 | 0 | 0
CC | 0 | 0 | 0 | 0 | 0 | 0
CSP | 0 | 0 | 0 | 0 | 0 | 0
CT | 0 | 0 | 0 | 0 | 0 | 0
Coal | 4.88 | 22.22 | 22.22 | 22.22 | 22.22 | 22.22
Geo | 0 | 0 | 0 | 0 | 0 | 0
H | 0 | 0 | 0 | 0 | 0 | 0
LFG | 0 | 0 | 0 | 0 | 0 | 0
Nuc | 0 | 0 | 0 | 0 | 0 | 0
PS | 0 | 0 | 0 | 0 | 0 | 0
PV | 0 | 0 | 0 | 0 | 0 | 0
PeakG | 0 | 0 | 0 | 0 | 0 | 0
PeakO | 0 | 0 | 0 | 0 | 0 | 0
ST | 0 | 0 | 0 | 0 | 0 | 0
STOG | 0 | 0 | 0 | 0 | 0 | 0
STWD | 0 | 0 | 0 | 0 | 0 | 0
WT | 0 | 0 | 0 | 0 | 0 | 0
IGCC | 0 | 0 | 0 | 0 | 0 | 0
DemandResponse | 0 | 0 | 0 | 0 | 0 | 0
IGCC-CCS | 0 | 0 | 0 | 0 | 0 | 0
WT_off | 0 | 0 | 0 | 0 | 0 | 0
PseudoUnit | 0 | 0 | 0 | 0 | 0 | 0
FixedInterchange | 0 | 0 | 0 | 0 | 0 | 0
Retrofit FOM Costs by Reporting Type: NEISO
ReportingType | 2015 | 2020 | 2025 | 2030 | 2035 | 2040
BM | 0 | 0 | 0 | 0 | 0 | 0
CC | 0 | 0 | 0 | 0 | 0 | 0
CSP | 0 | 0 | 0 | 0 | 0 | 0
CT | 0 | 0 | 0 | 0 | 0 | 0
Coal | 4.08 | 0 | 0 | 0 | 0 | 0
Geo | 0 | 0 | 0 | 0 | 0 | 0
H | 0 | 0 | 0 | 0 | 0 | 0
LFG | 0 | 0 | 0 | 0 | 0 | 0
Nuc | 0 | 0 | 0 | 0 | 0 | 0
PS | 0 | 0 | 0 | 0 | 0 | 0
PV | 0 | 0 | 0 | 0 | 0 | 0
PeakG | 0 | 0 | 0 | 0 | 0 | 0
PeakO | 0 | 0 | 0 | 0 | 0 | 0
ST | 0 | 0 | 0 | 0 | 0 | 0
STOG | 0 | 0 | 0 | 0 | 0 | 0
STWD | 0 | 0 | 0 | 0 | 0 | 0
WT | 0 | 0 | 0 | 0 | 0 | 0
IGCC | 0 | 0 | 0 | 0 | 0 | 0
DemandResponse | 0 | 0 | 0 | 0 | 0 | 0
IGCC-CCS | 0 | 0 | 0 | 0 | 0 | 0
WT_off | 0 | 0 | 0 | 0 | 0 | 0
PseudoUnit | 0 | 0 | 0 | 0 | 0 | 0
FixedInterchange | 0 | 0 | 0 | 0 | 0 | 0
Retrofit FOM Costs by Reporting Type: NonRTO_Midwest
ReportingType | 2015 | 2020 | 2025 | 2030 | 2035 | 2040
BM | 0 | 0 | 0 | 0 | 0 | 0
CC | 0 | 0 | 0 | 0 | 0 | 0
CSP | 0 | 0 | 0 | 0 | 0 | 0
CT | 0 | 0 | 0 | 0 | 0 | 0
Coal | 86.58 | 91.34 | 91.34 | 91.34 | 91.34 | 91.34
Geo | 0 | 0 | 0 | 0 | 0 | 0
H | 0 | 0 | 0 | 0 | 0 | 0
LFG | 0 | 0 | 0 | 0 | 0 | 0
Nuc | 0 | 0 | 0 | 0 | 0 | 0
PS | 0 | 0 | 0 | 0 | 0 | 0
PV | 0 | 0 | 0 | 0 | 0 | 0
PeakG | 0 | 0 | 0 | 0 | 0 | 0
PeakO | 0 | 0 | 0 | 0 | 0 | 0
ST | 0 | 0 | 0 | 0 | 0 | 0
STOG | 0 | 0 | 0 | 0 | 0 | 0
STWD | 0 | 0 | 0 | 0 | 0 | 0
WT | 0 | 0 | 0 | 0 | 0 | 0
IGCC | 0 | 0 | 0 | 0 | 0 | 0
DemandResponse | 0 | 0 | 0 | 0 | 0 | 0
IGCC-CCS | 0 | 0 | 0 | 0 | 0 | 0
WT_off | 0 | 0 | 0 | 0 | 0 | 0
PseudoUnit | 0 | 0 | 0 | 0 | 0 | 0
FixedInterchange | 0 | 0 | 0 | 0 | 0 | 0
Retrofit FOM Costs by Reporting Type: NYISO_A-F
ReportingType | 2015 | 2020 | 2025 | 2030 | 2035 | 2040
BM | 0 | 0 | 0 | 0 | 0 | 0
CC | 0 | 0 | 0 | 0 | 0 | 0
CSP | 0 | 0 | 0 | 0 | 0 | 0
CT | 0 | 0 | 0 | 0 | 0 | 0
Coal | 0 | 0 | 0 | 0 | 0 | 0
Geo | 0 | 0 | 0 | 0 | 0 | 0
H | 0 | 0 | 0 | 0 | 0 | 0
LFG | 0 | 0 | 0 | 0 | 0 | 0
Nuc | 0 | 0 | 0 | 0 | 0 | 0
PS | 0 | 0 | 0 | 0 | 0 | 0
PV | 0 | 0 | 0 | 0 | 0 | 0
PeakG | 0 | 0 | 0 | 0 | 0 | 0
PeakO | 0 | 0 | 0 | 0 | 0 | 0
ST | 0 | 0 | 0 | 0 | 0 | 0
STOG | 0 | 0 | 0 | 0 | 0 | 0
STWD | 0 | 0 | 0 | 0 | 0 | 0
WT | 0 | 0 | 0 | 0 | 0 | 0
IGCC | 0 | 0 | 0 | 0 | 0 | 0
DemandResponse | 0 | 0 | 0 | 0 | 0 | 0
IGCC-CCS | 0 | 0 | 0 | 0 | 0 | 0
WT_off | 0 | 0 | 0 | 0 | 0 | 0
PseudoUnit | 0 | 0 | 0 | 0 | 0 | 0
FixedInterchange | 0 | 0 | 0 | 0 | 0 | 0
Retrofit FOM Costs by Reporting Type: NYISO_G-I
ReportingType | 2015 | 2020 | 2025 | 2030 | 2035 | 2040
BM | 0 | 0 | 0 | 0 | 0 | 0
CC | 0 | 0 | 0 | 0 | 0 | 0
CSP | 0 | 0 | 0 | 0 | 0 | 0
CT | 0 | 0 | 0 | 0 | 0 | 0
Coal | 0 | 0 | 0 | 0 | 0 | 0
Geo | 0 | 0 | 0 | 0 | 0 | 0
H | 0 | 0 | 0 | 0 | 0 | 0
LFG | 0 | 0 | 0 | 0 | 0 | 0
Nuc | 0 | 0 | 0 | 0 | 0 | 0
PS | 0 | 0 | 0 | 0 | 0 | 0
PV | 0 | 0 | 0 | 0 | 0 | 0
PeakG | 0 | 0 | 0 | 0 | 0 | 0
PeakO | 0 | 0 | 0 | 0 | 0 | 0
ST | 0 | 0 | 0 | 0 | 0 | 0
STOG | 0 | 0 | 0 | 0 | 0 | 0
STWD | 0 | 0 | 0 | 0 | 0 | 0
WT | 0 | 0 | 0 | 0 | 0 | 0
IGCC | 0 | 0 | 0 | 0 | 0 | 0
DemandResponse | 0 | 0 | 0 | 0 | 0 | 0
IGCC-CCS | 0 | 0 | 0 | 0 | 0 | 0
WT_off | 0 | 0 | 0 | 0 | 0 | 0
PseudoUnit | 0 | 0 | 0 | 0 | 0 | 0
FixedInterchange | 0 | 0 | 0 | 0 | 0 | 0
Retrofit FOM Costs by Reporting Type: NYISO_J-K
ReportingType | 2015 | 2020 | 2025 | 2030 | 2035 | 2040
BM | 0 | 0 | 0 | 0 | 0 | 0
CC | 0 | 0 | 0 | 0 | 0 | 0
CSP | 0 | 0 | 0 | 0 | 0 | 0
CT | 0 | 0 | 0 | 0 | 0 | 0
Coal | 0 | 0 | 0 | 0 | 0 | 0
Geo | 0 | 0 | 0 | 0 | 0 | 0
H | 0 | 0 | 0 | 0 | 0 | 0
LFG | 0 | 0 | 0 | 0 | 0 | 0
Nuc | 0 | 0 | 0 | 0 | 0 | 0
PS | 0 | 0 | 0 | 0 | 0 | 0
PV | 0 | 0 | 0 | 0 | 0 | 0
PeakG | 0 | 0 | 0 | 0 | 0 | 0
PeakO | 0 | 0 | 0 | 0 | 0 | 0
ST | 0 | 0 | 0 | 0 | 0 | 0
STOG | 0 | 0 | 0 | 0 | 0 | 0
STWD | 0 | 0 | 0 | 0 | 0 | 0
WT | 0 | 0 | 0 | 0 | 0 | 0
IGCC | 0 | 0 | 0 | 0 | 0 | 0
DemandResponse | 0 | 0 | 0 | 0 | 0 | 0
IGCC-CCS | 0 | 0 | 0 | 0 | 0 | 0
WT_off | 0 | 0 | 0 | 0 | 0 | 0
PseudoUnit | 0 | 0 | 0 | 0 | 0 | 0
FixedInterchange | 0 | 0 | 0 | 0 | 0 | 0
Retrofit FOM Costs by Reporting Type: PJM_E
ReportingType | 2015 | 2020 | 2025 | 2030 | 2035 | 2040
BM | 0 | 0 | 0 | 0 | 0 | 0
CC | 0 | 0 | 0 | 0 | 0 | 0
CSP | 0 | 0 | 0 | 0 | 0 | 0
CT | 0 | 0 | 0 | 0 | 0 | 0
Coal | 1.07 | 0 | 0 | 0 | 0 | 0
Geo | 0 | 0 | 0 | 0 | 0 | 0
H | 0 | 0 | 0 | 0 | 0 | 0
LFG | 0 | 0 | 0 | 0 | 0 | 0
Nuc | 0 | 0 | 0 | 0 | 0 | 0
PS | 0 | 0 | 0 | 0 | 0 | 0
PV | 0 | 0 | 0 | 0 | 0 | 0
PeakG | 0 | 0 | 0 | 0 | 0 | 0
PeakO | 0 | 0 | 0 | 0 | 0 | 0
ST | 0 | 0 | 0 | 0 | 0 | 0
STOG | 0 | 0 | 0 | 0 | 0 | 0
STWD | 0 | 0 | 0 | 0 | 0 | 0
WT | 0 | 0 | 0 | 0 | 0 | 0
IGCC | 0 | 0 | 0 | 0 | 0 | 0
DemandResponse | 0 | 0 | 0 | 0 | 0 | 0
IGCC-CCS | 0 | 0 | 0 | 0 | 0 | 0
WT_off | 0 | 0 | 0 | 0 | 0 | 0
PseudoUnit | 0 | 0 | 0 | 0 | 0 | 0
FixedInterchange | 0 | 0 | 0 | 0 | 0 | 0
Retrofit FOM Costs by Reporting Type: PJM_ROM
ReportingType | 2015 | 2020 | 2025 | 2030 | 2035 | 2040
BM | 0 | 0 | 0 | 0 | 0 | 0
CC | 0 | 0 | 0 | 0 | 0 | 0
CSP | 0 | 0 | 0 | 0 | 0 | 0
CT | 0 | 0 | 0 | 0 | 0 | 0
Coal | 46.44 | 46.04 | 46.04 | 46.04 | 46.04 | 46.04
Geo | 0 | 0 | 0 | 0 | 0 | 0
H | 0 | 0 | 0 | 0 | 0 | 0
LFG | 0 | 0 | 0 | 0 | 0 | 0
Nuc | 0 | 0 | 0 | 0 | 0 | 0
PS | 0 | 0 | 0 | 0 | 0 | 0
PV | 0 | 0 | 0 | 0 | 0 | 0
PeakG | 0 | 0 | 0 | 0 | 0 | 0
PeakO | 0 | 0 | 0 | 0 | 0 | 0
ST | 0 | 0 | 0 | 0 | 0 | 0
STOG | 0 | 0 | 0 | 0 | 0 | 0
STWD | 0 | 0 | 0 | 0 | 0 | 0
WT | 0 | 0 | 0 | 0 | 0 | 0
IGCC | 0 | 0 | 0 | 0 | 0 | 0
DemandResponse | 0 | 0 | 0 | 0 | 0 | 0
IGCC-CCS | 0 | 0 | 0 | 0 | 0 | 0
WT_off | 0 | 0 | 0 | 0 | 0 | 0
PseudoUnit | 0 | 0 | 0 | 0 | 0 | 0
FixedInterchange | 0 | 0 | 0 | 0 | 0 | 0
Retrofit FOM Costs by Reporting Type: PJM_ROR
ReportingType | 2015 | 2020 | 2025 | 2030 | 2035 | 2040
BM | 0 | 0 | 0 | 0 | 0 | 0
CC | 0 | 0 | 0 | 0 | 0 | 0
CSP | 0 | 0 | 0 | 0 | 0 | 0
CT | 0 | 0 | 0 | 0 | 0 | 0
Coal | 262.68 | 297.18 | 297.18 | 297.18 | 297.18 | 297.18
Geo | 0 | 0 | 0 | 0 | 0 | 0
H | 0 | 0 | 0 | 0 | 0 | 0
LFG | 0 | 0 | 0 | 0 | 0 | 0
Nuc | 0 | 0 | 0 | 0 | 0 | 0
PS | 0 | 0 | 0 | 0 | 0 | 0
PV | 0 | 0 | 0 | 0 | 0 | 0
PeakG | 0 | 0 | 0 | 0 | 0 | 0
PeakO | 0 | 0 | 0 | 0 | 0 | 0
ST | 0 | 0 | 0 | 0 | 0 | 0
STOG | 0 | 0 | 0 | 0 | 0 | 0
STWD | 0 | 0 | 0 | 0 | 0 | 0
WT | 0 | 0 | 0 | 0 | 0 | 0
IGCC | 0 | 0 | 0 | 0 | 0 | 0
DemandResponse | 0 | 0 | 0 | 0 | 0 | 0
IGCC-CCS | 0 | 0 | 0 | 0 | 0 | 0
WT_off | 0 | 0 | 0 | 0 | 0 | 0
PseudoUnit | 0 | 0 | 0 | 0 | 0 | 0
FixedInterchange | 0 | 0 | 0 | 0 | 0 | 0
Retrofit FOM Costs by Reporting Type: SOCO
ReportingType | 2015 | 2020 | 2025 | 2030 | 2035 | 2040
BM | 0 | 0 | 0 | 0 | 0 | 0
CC | 0 | 0 | 0 | 0 | 0 | 0
CSP | 0 | 0 | 0 | 0 | 0 | 0
CT | 0 | 0 | 0 | 0 | 0 | 0
Coal | 113.94 | 118.83 | 118.83 | 118.83 | 118.83 | 118.83
Geo | 0 | 0 | 0 | 0 | 0 | 0
H | 0 | 0 | 0 | 0 | 0 | 0
LFG | 0 | 0 | 0 | 0 | 0 | 0
Nuc | 0 | 0 | 0 | 0 | 0 | 0
PS | 0 | 0 | 0 | 0 | 0 | 0
PV | 0 | 0 | 0 | 0 | 0 | 0
PeakG | 0 | 0 | 0 | 0 | 0 | 0
PeakO | 0 | 0 | 0 | 0 | 0 | 0
ST | 0 | 0 | 0 | 0 | 0 | 0
STOG | 0 | 0 | 0 | 0 | 0 | 0
STWD | 0 | 0 | 0 | 0 | 0 | 0
WT | 0 | 0 | 0 | 0 | 0 | 0
IGCC | 0 | 0 | 0 | 0 | 0 | 0
DemandResponse | 0 | 0 | 0 | 0 | 0 | 0
IGCC-CCS | 0 | 0 | 0 | 0 | 0 | 0
WT_off | 0 | 0 | 0 | 0 | 0 | 0
PseudoUnit | 0 | 0 | 0 | 0 | 0 | 0
FixedInterchange | 0 | 0 | 0 | 0 | 0 | 0
Retrofit FOM Costs by Reporting Type: SPP_N
ReportingType | 2015 | 2020 | 2025 | 2030 | 2035 | 2040
BM | 0 | 0 | 0 | 0 | 0 | 0
CC | 0 | 0 | 0 | 0 | 0 | 0
CSP | 0 | 0 | 0 | 0 | 0 | 0
CT | 0 | 0 | 0 | 0 | 0 | 0
Coal | 36.22 | 44.06 | 43.08 | 43.08 | 43.08 | 43.08
Geo | 0 | 0 | 0 | 0 | 0 | 0
H | 0 | 0 | 0 | 0 | 0 | 0
LFG | 0 | 0 | 0 | 0 | 0 | 0
Nuc | 0 | 0 | 0 | 0 | 0 | 0
PS | 0 | 0 | 0 | 0 | 0 | 0
PV | 0 | 0 | 0 | 0 | 0 | 0
PeakG | 0 | 0 | 0 | 0 | 0 | 0
PeakO | 0 | 0 | 0 | 0 | 0 | 0
ST | 0 | 0 | 0 | 0 | 0 | 0
STOG | 0 | 0 | 0 | 0 | 0 | 0
STWD | 0 | 0 | 0 | 0 | 0 | 0
WT | 0 | 0 | 0 | 0 | 0 | 0
IGCC | 0 | 0 | 0 | 0 | 0 | 0
DemandResponse | 0 | 0 | 0 | 0 | 0 | 0
IGCC-CCS | 0 | 0 | 0 | 0 | 0 | 0
WT_off | 0 | 0 | 0 | 0 | 0 | 0
PseudoUnit | 0 | 0 | 0 | 0 | 0 | 0
FixedInterchange | 0 | 0 | 0 | 0 | 0 | 0
Retrofit FOM Costs by Reporting Type: SPP_S
ReportingType | 2015 | 2020 | 2025 | 2030 | 2035 | 2040
BM | 0 | 0 | 0 | 0 | 0 | 0
CC | 0 | 0 | 0 | 0 | 0 | 0
CSP | 0 | 0 | 0 | 0 | 0 | 0
CT | 0 | 0 | 0 | 0 | 0 | 0
Coal | 20.12 | 34.34 | 33.71 | 33.71 | 33.71 | 33.71
Geo | 0 | 0 | 0 | 0 | 0 | 0
H | 0 | 0 | 0 | 0 | 0 | 0
LFG | 0 | 0 | 0 | 0 | 0 | 0
Nuc | 0 | 0 | 0 | 0 | 0 | 0
PS | 0 | 0 | 0 | 0 | 0 | 0
PV | 0 | 0 | 0 | 0 | 0 | 0
PeakG | 0 | 0 | 0 | 0 | 0 | 0
PeakO | 0 | 0 | 0 | 0 | 0 | 0
ST | 0 | 0 | 0 | 0 | 0 | 0
STOG | 0 | 0 | 0 | 0 | 0 | 0
STWD | 0 | 0 | 0 | 0 | 0 | 0
WT | 0 | 0 | 0 | 0 | 0 | 0
IGCC | 0 | 0 | 0 | 0 | 0 | 0
DemandResponse | 0 | 0 | 0 | 0 | 0 | 0
IGCC-CCS | 0 | 0 | 0 | 0 | 0 | 0
WT_off | 0 | 0 | 0 | 0 | 0 | 0
PseudoUnit | 0 | 0 | 0 | 0 | 0 | 0
FixedInterchange | 0 | 0 | 0 | 0 | 0 | 0
Retrofit FOM Costs by Reporting Type: TVA
ReportingType | 2015 | 2020 | 2025 | 2030 | 2035 | 2040
BM | 0 | 0 | 0 | 0 | 0 | 0
CC | 0 | 0 | 0 | 0 | 0 | 0
CSP | 0 | 0 | 0 | 0 | 0 | 0
CT | 0 | 0 | 0 | 0 | 0 | 0
Coal | 45.15 | 56.53 | 56.03 | 56.03 | 56.03 | 56.03
Geo | 0 | 0 | 0 | 0 | 0 | 0
H | 0 | 0 | 0 | 0 | 0 | 0
LFG | 0 | 0 | 0 | 0 | 0 | 0
Nuc | 0 | 0 | 0 | 0 | 0 | 0
PS | 0 | 0 | 0 | 0 | 0 | 0
PV | 0 | 0 | 0 | 0 | 0 | 0
PeakG | 0 | 0 | 0 | 0 | 0 | 0
PeakO | 0 | 0 | 0 | 0 | 0 | 0
ST | 0 | 0 | 0 | 0 | 0 | 0
STOG | 0 | 0 | 0 | 0 | 0 | 0
STWD | 0 | 0 | 0 | 0 | 0 | 0
WT | 0 | 0 | 0 | 0 | 0 | 0
IGCC | 0 | 0 | 0 | 0 | 0 | 0
DemandResponse | 0 | 0 | 0 | 0 | 0 | 0
IGCC-CCS | 0 | 0 | 0 | 0 | 0 | 0
WT_off | 0 | 0 | 0 | 0 | 0 | 0
PseudoUnit | 0 | 0 | 0 | 0 | 0 | 0
FixedInterchange | 0 | 0 | 0 | 0 | 0 | 0
Retrofit FOM Costs by Reporting Type: TVA_Transmission
ReportingType | 2015 | 2020 | 2025 | 2030 | 2035 | 2040
BM | 0 | 0 | 0 | 0 | 0 | 0
CC | 0 | 0 | 0 | 0 | 0 | 0
CSP | 0 | 0 | 0 | 0 | 0 | 0
CT | 0 | 0 | 0 | 0 | 0 | 0
Coal | 0 | 0 | 0 | 0 | 0 | 0
Geo | 0 | 0 | 0 | 0 | 0 | 0
H | 0 | 0 | 0 | 0 | 0 | 0
LFG | 0 | 0 | 0 | 0 | 0 | 0
Nuc | 0 | 0 | 0 | 0 | 0 | 0
PS | 0 | 0 | 0 | 0 | 0 | 0
PV | 0 | 0 | 0 | 0 | 0 | 0
PeakG | 0 | 0 | 0 | 0 | 0 | 0
PeakO | 0 | 0 | 0 | 0 | 0 | 0
ST | 0 | 0 | 0 | 0 | 0 | 0
STOG | 0 | 0 | 0 | 0 | 0 | 0
STWD | 0 | 0 | 0 | 0 | 0 | 0
WT | 0 | 0 | 0 | 0 | 0 | 0
IGCC | 0 | 0 | 0 | 0 | 0 | 0
DemandResponse | 0 | 0 | 0 | 0 | 0 | 0
IGCC-CCS | 0 | 0 | 0 | 0 | 0 | 0
WT_off | 0 | 0 | 0 | 0 | 0 | 0
PseudoUnit | 0 | 0 | 0 | 0 | 0 | 0
FixedInterchange | 0 | 0 | 0 | 0 | 0 | 0
Retrofit FOM Costs by Reporting Type: VACAR
ReportingType | 2015 | 2020 | 2025 | 2030 | 2035 | 2040
BM | 0 | 0 | 0 | 0 | 0 | 0
CC | 0 | 0 | 0 | 0 | 0 | 0
CSP | 0 | 0 | 0 | 0 | 0 | 0
CT | 0 | 0 | 0 | 0 | 0 | 0
Coal | 139.43 | 104.09 | 80.65 | 80.65 | 80.65 | 80.65
Geo | 0 | 0 | 0 | 0 | 0 | 0
H | 0 | 0 | 0 | 0 | 0 | 0
LFG | 0 | 0 | 0 | 0 | 0 | 0
Nuc | 0 | 0 | 0 | 0 | 0 | 0
PS | 0 | 0 | 0 | 0 | 0 | 0
PV | 0 | 0 | 0 | 0 | 0 | 0
PeakG | 0 | 0 | 0 | 0 | 0 | 0
PeakO | 0 | 0 | 0 | 0 | 0 | 0
ST | 0 | 0 | 0 | 0 | 0 | 0
STOG | 0 | 0 | 0 | 0 | 0 | 0
STWD | 0 | 0 | 0 | 0 | 0 | 0
WT | 0 | 0 | 0 | 0 | 0 | 0
IGCC | 0 | 0 | 0 | 0 | 0 | 0
DemandResponse | 0 | 0 | 0 | 0 | 0 | 0
IGCC-CCS | 0 | 0 | 0 | 0 | 0 | 0
WT_off | 0 | 0 | 0 | 0 | 0 | 0
PseudoUnit | 0 | 0 | 0 | 0 | 0 | 0
FixedInterchange | 0 | 0 | 0 | 0 | 0 | 0
Retrofit FOM Costs by Reporting Type: IESO
ReportingType | 2015 | 2020 | 2025 | 2030 | 2035 | 2040
BM | 0 | 0 | 0 | 0 | 0 | 0
CC | 0 | 0 | 0 | 0 | 0 | 0
CSP | 0 | 0 | 0 | 0 | 0 | 0
CT | 0 | 0 | 0 | 0 | 0 | 0
Coal | 0 | 0 | 0 | 0 | 0 | 0
Geo | 0 | 0 | 0 | 0 | 0 | 0
H | 0 | 0 | 0 | 0 | 0 | 0
LFG | 0 | 0 | 0 | 0 | 0 | 0
Nuc | 0 | 0 | 0 | 0 | 0 | 0
PS | 0 | 0 | 0 | 0 | 0 | 0
PV | 0 | 0 | 0 | 0 | 0 | 0
PeakG | 0 | 0 | 0 | 0 | 0 | 0
PeakO | 0 | 0 | 0 | 0 | 0 | 0
ST | 0 | 0 | 0 | 0 | 0 | 0
STOG | 0 | 0 | 0 | 0 | 0 | 0
STWD | 0 | 0 | 0 | 0 | 0 | 0
WT | 0 | 0 | 0 | 0 | 0 | 0
IGCC | 0 | 0 | 0 | 0 | 0 | 0
DemandResponse | 0 | 0 | 0 | 0 | 0 | 0
IGCC-CCS | 0 | 0 | 0 | 0 | 0 | 0
WT_off | 0 | 0 | 0 | 0 | 0 | 0
PseudoUnit | 0 | 0 | 0 | 0 | 0 | 0
FixedInterchange | 0 | 0 | 0 | 0 | 0 | 0
Retrofit FOM Costs by Reporting Type: MAPP_CA
ReportingType | 2015 | 2020 | 2025 | 2030 | 2035 | 2040
BM | 0 | 0 | 0 | 0 | 0 | 0
CC | 0 | 0 | 0 | 0 | 0 | 0
CSP | 0 | 0 | 0 | 0 | 0 | 0
CT | 0 | 0 | 0 | 0 | 0 | 0
Coal | 0 | 0 | 0 | 0 | 0 | 0
Geo | 0 | 0 | 0 | 0 | 0 | 0
H | 0 | 0 | 0 | 0 | 0 | 0
LFG | 0 | 0 | 0 | 0 | 0 | 0
Nuc | 0 | 0 | 0 | 0 | 0 | 0
PS | 0 | 0 | 0 | 0 | 0 | 0
PV | 0 | 0 | 0 | 0 | 0 | 0
PeakG | 0 | 0 | 0 | 0 | 0 | 0
PeakO | 0 | 0 | 0 | 0 | 0 | 0
ST | 0 | 0 | 0 | 0 | 0 | 0
STOG | 0 | 0 | 0 | 0 | 0 | 0
STWD | 0 | 0 | 0 | 0 | 0 | 0
WT | 0 | 0 | 0 | 0 | 0 | 0
IGCC | 0 | 0 | 0 | 0 | 0 | 0
DemandResponse | 0 | 0 | 0 | 0 | 0 | 0
IGCC-CCS | 0 | 0 | 0 | 0 | 0 | 0
WT_off | 0 | 0 | 0 | 0 | 0 | 0
PseudoUnit | 0 | 0 | 0 | 0 | 0 | 0
FixedInterchange | 0 | 0 | 0 | 0 | 0 | 0
Retrofit FOM Costs by Reporting Type: AZ_NM_SNV_Coal
ReportingType | 2015 | 2020 | 2025 | 2030 | 2035 | 2040
BM | 0 | 0 | 0 | 0 | 0 | 0
CC | 0 | 0 | 0 | 0 | 0 | 0
CSP | 0 | 0 | 0 | 0 | 0 | 0
CT | 0 | 0 | 0 | 0 | 0 | 0
Coal | 70.07 | 75.36 | 75.36 | 75.36 | 75.36 | 75.36
Geo | 0 | 0 | 0 | 0 | 0 | 0
H | 0 | 0 | 0 | 0 | 0 | 0
LFG | 0 | 0 | 0 | 0 | 0 | 0
Nuc | 0 | 0 | 0 | 0 | 0 | 0
PS | 0 | 0 | 0 | 0 | 0 | 0
PV | 0 | 0 | 0 | 0 | 0 | 0
PeakG | 0 | 0 | 0 | 0 | 0 | 0
PeakO | 0 | 0 | 0 | 0 | 0 | 0
ST | 0 | 0 | 0 | 0 | 0 | 0
STOG | 0 | 0 | 0 | 0 | 0 | 0
STWD | 0 | 0 | 0 | 0 | 0 | 0
WT | 0 | 0 | 0 | 0 | 0 | 0
IGCC | 0 | 0 | 0 | 0 | 0 | 0
DemandResponse | 0 | 0 | 0 | 0 | 0 | 0
IGCC-CCS | 0 | 0 | 0 | 0 | 0 | 0
WT_off | 0 | 0 | 0 | 0 | 0 | 0
PseudoUnit | 0 | 0 | 0 | 0 | 0 | 0
FixedInterchange | 0 | 0 | 0 | 0 | 0 | 0
Retrofit FOM Costs by Reporting Type: AZ_NM_SNV_Gas
ReportingType | 2015 | 2020 | 2025 | 2030 | 2035 | 2040
BM | 0 | 0 | 0 | 0 | 0 | 0
CC | 0 | 0 | 0 | 0 | 0 | 0
CSP | 0 | 0 | 0 | 0 | 0 | 0
CT | 0 | 0 | 0 | 0 | 0 | 0
Coal | 0 | 0 | 0 | 0 | 0 | 0
Geo | 0 | 0 | 0 | 0 | 0 | 0
H | 0 | 0 | 0 | 0 | 0 | 0
LFG | 0 | 0 | 0 | 0 | 0 | 0
Nuc | 0 | 0 | 0 | 0 | 0 | 0
PS | 0 | 0 | 0 | 0 | 0 | 0
PV | 0 | 0 | 0 | 0 | 0 | 0
PeakG | 0 | 0 | 0 | 0 | 0 | 0
PeakO | 0 | 0 | 0 | 0 | 0 | 0
ST | 0 | 0 | 0 | 0 | 0 | 0
STOG | 0 | 0 | 0 | 0 | 0 | 0
STWD | 0 | 0 | 0 | 0 | 0 | 0
WT | 0 | 0 | 0 | 0 | 0 | 0
IGCC | 0 | 0 | 0 | 0 | 0 | 0
DemandResponse | 0 | 0 | 0 | 0 | 0 | 0
IGCC-CCS | 0 | 0 | 0 | 0 | 0 | 0
WT_off | 0 | 0 | 0 | 0 | 0 | 0
PseudoUnit | 0 | 0 | 0 | 0 | 0 | 0
FixedInterchange | 0 | 0 | 0 | 0 | 0 | 0
Retrofit FOM Costs by Reporting Type: AZ_NM_SNV_NucRenew
ReportingType | 2015 | 2020 | 2025 | 2030 | 2035 | 2040
BM | 0 | 0 | 0 | 0 | 0 | 0
CC | 0 | 0 | 0 | 0 | 0 | 0
CSP | 0 | 0 | 0 | 0 | 0 | 0
CT | 0 | 0 | 0 | 0 | 0 | 0
Coal | 0 | 0 | 0 | 0 | 0 | 0
Geo | 0 | 0 | 0 | 0 | 0 | 0
H | 0 | 0 | 0 | 0 | 0 | 0
LFG | 0 | 0 | 0 | 0 | 0 | 0
Nuc | 0 | 0 | 0 | 0 | 0 | 0
PS | 0 | 0 | 0 | 0 | 0 | 0
PV | 0 | 0 | 0 | 0 | 0 | 0
PeakG | 0 | 0 | 0 | 0 | 0 | 0
PeakO | 0 | 0 | 0 | 0 | 0 | 0
ST | 0 | 0 | 0 | 0 | 0 | 0
STOG | 0 | 0 | 0 | 0 | 0 | 0
STWD | 0 | 0 | 0 | 0 | 0 | 0
WT | 0 | 0 | 0 | 0 | 0 | 0
IGCC | 0 | 0 | 0 | 0 | 0 | 0
DemandResponse | 0 | 0 | 0 | 0 | 0 | 0
IGCC-CCS | 0 | 0 | 0 | 0 | 0 | 0
WT_off | 0 | 0 | 0 | 0 | 0 | 0
PseudoUnit | 0 | 0 | 0 | 0 | 0 | 0
FixedInterchange | 0 | 0 | 0 | 0 | 0 | 0
Retrofit FOM Costs by Reporting Type: ERCOT
ReportingType | 2015 | 2020 | 2025 | 2030 | 2035 | 2040
BM | 0 | 0 | 0 | 0 | 0 | 0
CC | 0 | 0 | 0 | 0 | 0 | 0
CSP | 0 | 0 | 0 | 0 | 0 | 0
CT | 0 | 0 | 0 | 0 | 0 | 0
Coal | 92.94 | 113.67 | 113.67 | 113.67 | 113.67 | 113.67
Geo | 0 | 0 | 0 | 0 | 0 | 0
H | 0 | 0 | 0 | 0 | 0 | 0
LFG | 0 | 0 | 0 | 0 | 0 | 0
Nuc | 0 | 0 | 0 | 0 | 0 | 0
PS | 0 | 0 | 0 | 0 | 0 | 0
PV | 0 | 0 | 0 | 0 | 0 | 0
PeakG | 0 | 0 | 0 | 0 | 0 | 0
PeakO | 0 | 0 | 0 | 0 | 0 | 0
ST | 0 | 0 | 0 | 0 | 0 | 0
STOG | 0 | 0 | 0 | 0 | 0 | 0
STWD | 0 | 0 | 0 | 0 | 0 | 0
WT | 0 | 0 | 0 | 0 | 0 | 0
IGCC | 0 | 0 | 0 | 0 | 0 | 0
DemandResponse | 0 | 0 | 0 | 0 | 0 | 0
IGCC-CCS | 0 | 0 | 0 | 0 | 0 | 0
WT_off | 0 | 0 | 0 | 0 | 0 | 0
PseudoUnit | 0 | 0 | 0 | 0 | 0 | 0
FixedInterchange | 0 | 0 | 0 | 0 | 0 | 0
Retrofit FOM Costs by Reporting Type: NP15
ReportingType | 2015 | 2020 | 2025 | 2030 | 2035 | 2040
BM | 0 | 0 | 0 | 0 | 0 | 0
CC | 0 | 0 | 0 | 0 | 0 | 0
CSP | 0 | 0 | 0 | 0 | 0 | 0
CT | 0 | 0 | 0 | 0 | 0 | 0
Coal | 0.19 | 0 | 0 | 0 | 0 | 0
Geo | 0 | 0 | 0 | 0 | 0 | 0
H | 0 | 0 | 0 | 0 | 0 | 0
LFG | 0 | 0 | 0 | 0 | 0 | 0
Nuc | 0 | 0 | 0 | 0 | 0 | 0
PS | 0 | 0 | 0 | 0 | 0 | 0
PV | 0 | 0 | 0 | 0 | 0 | 0
PeakG | 0 | 0 | 0 | 0 | 0 | 0
PeakO | 0 | 0 | 0 | 0 | 0 | 0
ST | 0 | 0 | 0 | 0 | 0 | 0
STOG | 0 | 0 | 0 | 0 | 0 | 0
STWD | 0 | 0 | 0 | 0 | 0 | 0
WT | 0 | 0 | 0 | 0 | 0 | 0
IGCC | 0 | 0 | 0 | 0 | 0 | 0
DemandResponse | 0 | 0 | 0 | 0 | 0 | 0
IGCC-CCS | 0 | 0 | 0 | 0 | 0 | 0
WT_off | 0 | 0 | 0 | 0 | 0 | 0
PseudoUnit | 0 | 0 | 0 | 0 | 0 | 0
FixedInterchange | 0 | 0 | 0 | 0 | 0 | 0
Retrofit FOM Costs by Reporting Type: NWPP_Coal
ReportingType | 2015 | 2020 | 2025 | 2030 | 2035 | 2040
BM | 0 | 0 | 0 | 0 | 0 | 0
CC | 0 | 0 | 0 | 0 | 0 | 0
CSP | 0 | 0 | 0 | 0 | 0 | 0
CT | 0 | 0 | 0 | 0 | 0 | 0
Coal | 67.09 | 76.88 | 76.88 | 76.88 | 76.88 | 76.88
Geo | 0 | 0 | 0 | 0 | 0 | 0
H | 0 | 0 | 0 | 0 | 0 | 0
LFG | 0 | 0 | 0 | 0 | 0 | 0
Nuc | 0 | 0 | 0 | 0 | 0 | 0
PS | 0 | 0 | 0 | 0 | 0 | 0
PV | 0 | 0 | 0 | 0 | 0 | 0
PeakG | 0 | 0 | 0 | 0 | 0 | 0
PeakO | 0 | 0 | 0 | 0 | 0 | 0
ST | 0 | 0 | 0 | 0 | 0 | 0
STOG | 0 | 0 | 0 | 0 | 0 | 0
STWD | 0 | 0 | 0 | 0 | 0 | 0
WT | 0 | 0 | 0 | 0 | 0 | 0
IGCC | 0 | 0 | 0 | 0 | 0 | 0
DemandResponse | 0 | 0 | 0 | 0 | 0 | 0
IGCC-CCS | 0 | 0 | 0 | 0 | 0 | 0
WT_off | 0 | 0 | 0 | 0 | 0 | 0
PseudoUnit | 0 | 0 | 0 | 0 | 0 | 0
FixedInterchange | 0 | 0 | 0 | 0 | 0 | 0
Retrofit FOM Costs by Reporting Type: NWPP_Gas
ReportingType | 2015 | 2020 | 2025 | 2030 | 2035 | 2040
BM | 0 | 0 | 0 | 0 | 0 | 0
CC | 0 | 0 | 0 | 0 | 0 | 0
CSP | 0 | 0 | 0 | 0 | 0 | 0
CT | 0 | 0 | 0 | 0 | 0 | 0
Coal | 0 | 0 | 0 | 0 | 0 | 0
Geo | 0 | 0 | 0 | 0 | 0 | 0
H | 0 | 0 | 0 | 0 | 0 | 0
LFG | 0 | 0 | 0 | 0 | 0 | 0
Nuc | 0 | 0 | 0 | 0 | 0 | 0
PS | 0 | 0 | 0 | 0 | 0 | 0
PV | 0 | 0 | 0 | 0 | 0 | 0
PeakG | 0 | 0 | 0 | 0 | 0 | 0
PeakO | 0 | 0 | 0 | 0 | 0 | 0
ST | 0 | 0 | 0 | 0 | 0 | 0
STOG | 0 | 0 | 0 | 0 | 0 | 0
STWD | 0 | 0 | 0 | 0 | 0 | 0
WT | 0 | 0 | 0 | 0 | 0 | 0
IGCC | 0 | 0 | 0 | 0 | 0 | 0
DemandResponse | 0 | 0 | 0 | 0 | 0 | 0
IGCC-CCS | 0 | 0 | 0 | 0 | 0 | 0
WT_off | 0 | 0 | 0 | 0 | 0 | 0
PseudoUnit | 0 | 0 | 0 | 0 | 0 | 0
FixedInterchange | 0 | 0 | 0 | 0 | 0 | 0
Retrofit FOM Costs by Reporting Type: NWPP_NucRenew
ReportingType | 2015 | 2020 | 2025 | 2030 | 2035 | 2040
BM | 0 | 0 | 0 | 0 | 0 | 0
CC | 0 | 0 | 0 | 0 | 0 | 0
CSP | 0 | 0 | 0 | 0 | 0 | 0
CT | 0 | 0 | 0 | 0 | 0 | 0
Coal | 0 | 0 | 0 | 0 | 0 | 0
Geo | 0 | 0 | 0 | 0 | 0 | 0
H | 0 | 0 | 0 | 0 | 0 | 0
LFG | 0 | 0 | 0 | 0 | 0 | 0
Nuc | 0 | 0 | 0 | 0 | 0 | 0
PS | 0 | 0 | 0 | 0 | 0 | 0
PV | 0 | 0 | 0 | 0 | 0 | 0
PeakG | 0 | 0 | 0 | 0 | 0 | 0
PeakO | 0 | 0 | 0 | 0 | 0 | 0
ST | 0 | 0 | 0 | 0 | 0 | 0
STOG | 0 | 0 | 0 | 0 | 0 | 0
STWD | 0 | 0 | 0 | 0 | 0 | 0
WT | 0 | 0 | 0 | 0 | 0 | 0
IGCC | 0 | 0 | 0 | 0 | 0 | 0
DemandResponse | 0 | 0 | 0 | 0 | 0 | 0
IGCC-CCS | 0 | 0 | 0 | 0 | 0 | 0
WT_off | 0 | 0 | 0 | 0 | 0 | 0
PseudoUnit | 0 | 0 | 0 | 0 | 0 | 0
FixedInterchange | 0 | 0 | 0 | 0 | 0 | 0
Retrofit FOM Costs by Reporting Type: RMPA
ReportingType | 2015 | 2020 | 2025 | 2030 | 2035 | 2040
BM | 0 | 0 | 0 | 0 | 0 | 0
CC | 0 | 0 | 0 | 0 | 0 | 0
CSP | 0 | 0 | 0 | 0 | 0 | 0
CT | 0 | 0 | 0 | 0 | 0 | 0
Coal | 26.21 | 35.01 | 34.56 | 34.56 | 34.56 | 31.21
Geo | 0 | 0 | 0 | 0 | 0 | 0
H | 0 | 0 | 0 | 0 | 0 | 0
LFG | 0 | 0 | 0 | 0 | 0 | 0
Nuc | 0 | 0 | 0 | 0 | 0 | 0
PS | 0 | 0 | 0 | 0 | 0 | 0
PV | 0 | 0 | 0 | 0 | 0 | 0
PeakG | 0 | 0 | 0 | 0 | 0 | 0
PeakO | 0 | 0 | 0 | 0 | 0 | 0
ST | 0 | 0 | 0 | 0 | 0 | 0
STOG | 0 | 0 | 0 | 0 | 0 | 0
STWD | 0 | 0 | 0 | 0 | 0 | 0
WT | 0 | 0 | 0 | 0 | 0 | 0
IGCC | 0 | 0 | 0 | 0 | 0 | 0
DemandResponse | 0 | 0 | 0 | 0 | 0 | 0
IGCC-CCS | 0 | 0 | 0 | 0 | 0 | 0
WT_off | 0 | 0 | 0 | 0 | 0 | 0
PseudoUnit | 0 | 0 | 0 | 0 | 0 | 0
FixedInterchange | 0 | 0 | 0 | 0 | 0 | 0
Retrofit FOM Costs by Reporting Type: SP15
ReportingType | 2015 | 2020 | 2025 | 2030 | 2035 | 2040
BM | 0 | 0 | 0 | 0 | 0 | 0
CC | 0 | 0 | 0 | 0 | 0 | 0
CSP | 0 | 0 | 0 | 0 | 0 | 0
CT | 0 | 0 | 0 | 0 | 0 | 0
Coal | 0.23 | 0.41 | 0.41 | 0.41 | 0 | 0
Geo | 0 | 0 | 0 | 0 | 0 | 0
H | 0 | 0 | 0 | 0 | 0 | 0
LFG | 0 | 0 | 0 | 0 | 0 | 0
Nuc | 0 | 0 | 0 | 0 | 0 | 0
PS | 0 | 0 | 0 | 0 | 0 | 0
PV | 0 | 0 | 0 | 0 | 0 | 0
PeakG | 0 | 0 | 0 | 0 | 0 | 0
PeakO | 0 | 0 | 0 | 0 | 0 | 0
ST | 0 | 0 | 0 | 0 | 0 | 0
STOG | 0 | 0 | 0 | 0 | 0 | 0
STWD | 0 | 0 | 0 | 0 | 0 | 0
WT | 0 | 0 | 0 | 0 | 0 | 0
IGCC | 0 | 0 | 0 | 0 | 0 | 0
DemandResponse | 0 | 0 | 0 | 0 | 0 | 0
IGCC-CCS | 0 | 0 | 0 | 0 | 0 | 0
WT_off | 0 | 0 | 0 | 0 | 0 | 0
PseudoUnit | 0 | 0 | 0 | 0 | 0 | 0
FixedInterchange | 0 | 0 | 0 | 0 | 0 | 0
Retrofit FOM Costs by Reporting Type: ALB
ReportingType | 2015 | 2020 | 2025 | 2030 | 2035 | 2040
BM | 0 | 0 | 0 | 0 | 0 | 0
CC | 0 | 0 | 0 | 0 | 0 | 0
CSP | 0 | 0 | 0 | 0 | 0 | 0
CT | 0 | 0 | 0 | 0 | 0 | 0
Coal | 0.29 | 0.29 | 0.29 | 0.29 | 0.29 | 0.29
Geo | 0 | 0 | 0 | 0 | 0 | 0
H | 0 | 0 | 0 | 0 | 0 | 0
LFG | 0 | 0 | 0 | 0 | 0 | 0
Nuc | 0 | 0 | 0 | 0 | 0 | 0
PS | 0 | 0 | 0 | 0 | 0 | 0
PV | 0 | 0 | 0 | 0 | 0 | 0
PeakG | 0 | 0 | 0 | 0 | 0 | 0
PeakO | 0 | 0 | 0 | 0 | 0 | 0
ST | 0 | 0 | 0 | 0 | 0 | 0
STOG | 0 | 0 | 0 | 0 | 0 | 0
STWD | 0 | 0 | 0 | 0 | 0 | 0
WT | 0 | 0 | 0 | 0 | 0 | 0
IGCC | 0 | 0 | 0 | 0 | 0 | 0
DemandResponse | 0 | 0 | 0 | 0 | 0 | 0
IGCC-CCS | 0 | 0 | 0 | 0 | 0 | 0
WT_off | 0 | 0 | 0 | 0 | 0 | 0
PseudoUnit | 0 | 0 | 0 | 0 | 0 | 0
FixedInterchange | 0 | 0 | 0 | 0 | 0 | 0
Retrofit FOM Costs by Reporting Type: BC
ReportingType | 2015 | 2020 | 2025 | 2030 | 2035 | 2040
BM | 0 | 0 | 0 | 0 | 0 | 0
CC | 0 | 0 | 0 | 0 | 0 | 0
CSP | 0 | 0 | 0 | 0 | 0 | 0
CT | 0 | 0 | 0 | 0 | 0 | 0
Coal | 0 | 0 | 0 | 0 | 0 | 0
Geo | 0 | 0 | 0 | 0 | 0 | 0
H | 0 | 0 | 0 | 0 | 0 | 0
LFG | 0 | 0 | 0 | 0 | 0 | 0
Nuc | 0 | 0 | 0 | 0 | 0 | 0
PS | 0 | 0 | 0 | 0 | 0 | 0
PV | 0 | 0 | 0 | 0 | 0 | 0
PeakG | 0 | 0 | 0 | 0 | 0 | 0
PeakO | 0 | 0 | 0 | 0 | 0 | 0
ST | 0 | 0 | 0 | 0 | 0 | 0
STOG | 0 | 0 | 0 | 0 | 0 | 0
STWD | 0 | 0 | 0 | 0 | 0 | 0
WT | 0 | 0 | 0 | 0 | 0 | 0
IGCC | 0 | 0 | 0 | 0 | 0 | 0
DemandResponse | 0 | 0 | 0 | 0 | 0 | 0
IGCC-CCS | 0 | 0 | 0 | 0 | 0 | 0
WT_off | 0 | 0 | 0 | 0 | 0 | 0
PseudoUnit | 0 | 0 | 0 | 0 | 0 | 0
FixedInterchange | 0 | 0 | 0 | 0 | 0 | 0
Retrofit FOM Costs by Reporting Type: HQ_IESO
ReportingType | 2015 | 2020 | 2025 | 2030 | 2035 | 2040
BM | 0 | 0 | 0 | 0 | 0 | 0
CC | 0 | 0 | 0 | 0 | 0 | 0
CSP | 0 | 0 | 0 | 0 | 0 | 0
CT | 0 | 0 | 0 | 0 | 0 | 0
Coal | 0 | 0 | 0 | 0 | 0 | 0
Geo | 0 | 0 | 0 | 0 | 0 | 0
H | 0 | 0 | 0 | 0 | 0 | 0
LFG | 0 | 0 | 0 | 0 | 0 | 0
Nuc | 0 | 0 | 0 | 0 | 0 | 0
PS | 0 | 0 | 0 | 0 | 0 | 0
PV | 0 | 0 | 0 | 0 | 0 | 0
PeakG | 0 | 0 | 0 | 0 | 0 | 0
PeakO | 0 | 0 | 0 | 0 | 0 | 0
ST | 0 | 0 | 0 | 0 | 0 | 0
STOG | 0 | 0 | 0 | 0 | 0 | 0
STWD | 0 | 0 | 0 | 0 | 0 | 0
WT | 0 | 0 | 0 | 0 | 0 | 0
IGCC | 0 | 0 | 0 | 0 | 0 | 0
DemandResponse | 0 | 0 | 0 | 0 | 0 | 0
IGCC-CCS | 0 | 0 | 0 | 0 | 0 | 0
WT_off | 0 | 0 | 0 | 0 | 0 | 0
PseudoUnit | 0 | 0 | 0 | 0 | 0 | 0
FixedInterchange | 0 | 0 | 0 | 0 | 0 | 0
Retrofit FOM Costs by Reporting Type: HQ_NEISO
ReportingType | 2015 | 2020 | 2025 | 2030 | 2035 | 2040
BM | 0 | 0 | 0 | 0 | 0 | 0
CC | 0 | 0 | 0 | 0 | 0 | 0
CSP | 0 | 0 | 0 | 0 | 0 | 0
CT | 0 | 0 | 0 | 0 | 0 | 0
Coal | 0 | 0 | 0 | 0 | 0 | 0
Geo | 0 | 0 | 0 | 0 | 0 | 0
H | 0 | 0 | 0 | 0 | 0 | 0
LFG | 0 | 0 | 0 | 0 | 0 | 0
Nuc | 0 | 0 | 0 | 0 | 0 | 0
PS | 0 | 0 | 0 | 0 | 0 | 0
PV | 0 | 0 | 0 | 0 | 0 | 0
PeakG | 0 | 0 | 0 | 0 | 0 | 0
PeakO | 0 | 0 | 0 | 0 | 0 | 0
ST | 0 | 0 | 0 | 0 | 0 | 0
STOG | 0 | 0 | 0 | 0 | 0 | 0
STWD | 0 | 0 | 0 | 0 | 0 | 0
WT | 0 | 0 | 0 | 0 | 0 | 0
IGCC | 0 | 0 | 0 | 0 | 0 | 0
DemandResponse | 0 | 0 | 0 | 0 | 0 | 0
IGCC-CCS | 0 | 0 | 0 | 0 | 0 | 0
WT_off | 0 | 0 | 0 | 0 | 0 | 0
PseudoUnit | 0 | 0 | 0 | 0 | 0 | 0
FixedInterchange | 0 | 0 | 0 | 0 | 0 | 0
Retrofit FOM Costs by Reporting Type: HQ_NY
ReportingType | 2015 | 2020 | 2025 | 2030 | 2035 | 2040
BM | 0 | 0 | 0 | 0 | 0 | 0
CC | 0 | 0 | 0 | 0 | 0 | 0
CSP | 0 | 0 | 0 | 0 | 0 | 0
CT | 0 | 0 | 0 | 0 | 0 | 0
Coal | 0 | 0 | 0 | 0 | 0 | 0
Geo | 0 | 0 | 0 | 0 | 0 | 0
H | 0 | 0 | 0 | 0 | 0 | 0
LFG | 0 | 0 | 0 | 0 | 0 | 0
Nuc | 0 | 0 | 0 | 0 | 0 | 0
PS | 0 | 0 | 0 | 0 | 0 | 0
PV | 0 | 0 | 0 | 0 | 0 | 0
PeakG | 0 | 0 | 0 | 0 | 0 | 0
PeakO | 0 | 0 | 0 | 0 | 0 | 0
ST | 0 | 0 | 0 | 0 | 0 | 0
STOG | 0 | 0 | 0 | 0 | 0 | 0
STWD | 0 | 0 | 0 | 0 | 0 | 0
WT | 0 | 0 | 0 | 0 | 0 | 0
IGCC | 0 | 0 | 0 | 0 | 0 | 0
DemandResponse | 0 | 0 | 0 | 0 | 0 | 0
IGCC-CCS | 0 | 0 | 0 | 0 | 0 | 0
WT_off | 0 | 0 | 0 | 0 | 0 | 0
PseudoUnit | 0 | 0 | 0 | 0 | 0 | 0
FixedInterchange | 0 | 0 | 0 | 0 | 0 | 0
Retrofit FOM Costs by Reporting Type: MARITIMES
ReportingType | 2015 | 2020 | 2025 | 2030 | 2035 | 2040
BM | 0 | 0 | 0 | 0 | 0 | 0
CC | 0 | 0 | 0 | 0 | 0 | 0
CSP | 0 | 0 | 0 | 0 | 0 | 0
CT | 0 | 0 | 0 | 0 | 0 | 0
Coal | 0 | 0 | 0 | 0 | 0 | 0
Geo | 0 | 0 | 0 | 0 | 0 | 0
H | 0 | 0 | 0 | 0 | 0 | 0
LFG | 0 | 0 | 0 | 0 | 0 | 0
Nuc | 0 | 0 | 0 | 0 | 0 | 0
PS | 0 | 0 | 0 | 0 | 0 | 0
PV | 0 | 0 | 0 | 0 | 0 | 0
PeakG | 0 | 0 | 0 | 0 | 0 | 0
PeakO | 0 | 0 | 0 | 0 | 0 | 0
ST | 0 | 0 | 0 | 0 | 0 | 0
STOG | 0 | 0 | 0 | 0 | 0 | 0
STWD | 0 | 0 | 0 | 0 | 0 | 0
WT | 0 | 0 | 0 | 0 | 0 | 0
IGCC | 0 | 0 | 0 | 0 | 0 | 0
DemandResponse | 0 | 0 | 0 | 0 | 0 | 0
IGCC-CCS | 0 | 0 | 0 | 0 | 0 | 0
WT_off | 0 | 0 | 0 | 0 | 0 | 0
PseudoUnit | 0 | 0 | 0 | 0 | 0 | 0
FixedInterchange | 0 | 0 | 0 | 0 | 0 | 0
Retrofit FOM Costs by Reporting Type: All
ReportingType | 2015 | 2020 | 2025 | 2030 | 2035 | 2040
BM | 0 | 0 | 0 | 0 | 0 | 0
CC | 0 | 0 | 0 | 0 | 0 | 0
CSP | 0 | 0 | 0 | 0 | 0 | 0
CT | 0 | 0 | 0 | 0 | 0 | 0
Coal | 1330.32 | 1547.24 | 1521.22 | 1521.22 | 1520.81 | 1517.46
Geo | 0 | 0 | 0 | 0 | 0 | 0
H | 0 | 0 | 0 | 0 | 0 | 0
LFG | 0 | 0 | 0 | 0 | 0 | 0
Nuc | 0 | 0 | 0 | 0 | 0 | 0
PS | 0 | 0 | 0 | 0 | 0 | 0
PV | 0 | 0 | 0 | 0 | 0 | 0
PeakG | 0 | 0 | 0 | 0 | 0 | 0
PeakO | 0 | 0 | 0 | 0 | 0 | 0
ST | 0 | 0 | 0 | 0 | 0 | 0
STOG | 0 | 0 | 0 | 0 | 0 | 0
STWD | 0 | 0 | 0 | 0 | 0 | 0
WT | 0 | 0 | 0 | 0 | 0 | 0
IGCC | 0 | 0 | 0 | 0 | 0 | 0
DemandResponse | 0 | 0 | 0 | 0 | 0 | 0
IGCC-CCS | 0 | 0 | 0 | 0 | 0 | 0
WT_off | 0 | 0 | 0 | 0 | 0 | 0
PseudoUnit | 0 | 0 | 0 | 0 | 0 | 0
FixedInterchange | 0 | 0 | 0 | 0 | 0 | 0
Retrofit FOM Costs by Reporting Type: EI_US
ReportingType | 2015 | 2020 | 2025 | 2030 | 2035 | 2040
BM | 0 | 0 | 0 | 0 | 0 | 0
CC | 0 | 0 | 0 | 0 | 0 | 0
CSP | 0 | 0 | 0 | 0 | 0 | 0
CT | 0 | 0 | 0 | 0 | 0 | 0
Coal | 1073.29 | 1245.63 | 1220.06 | 1220.06 | 1220.06 | 1220.06
Geo | 0 | 0 | 0 | 0 | 0 | 0
H | 0 | 0 | 0 | 0 | 0 | 0
LFG | 0 | 0 | 0 | 0 | 0 | 0
Nuc | 0 | 0 | 0 | 0 | 0 | 0
PS | 0 | 0 | 0 | 0 | 0 | 0
PV | 0 | 0 | 0 | 0 | 0 | 0
PeakG | 0 | 0 | 0 | 0 | 0 | 0
PeakO | 0 | 0 | 0 | 0 | 0 | 0
ST | 0 | 0 | 0 | 0 | 0 | 0
STOG | 0 | 0 | 0 | 0 | 0 | 0
STWD | 0 | 0 | 0 | 0 | 0 | 0
WT | 0 | 0 | 0 | 0 | 0 | 0
IGCC | 0 | 0 | 0 | 0 | 0 | 0
DemandResponse | 0 | 0 | 0 | 0 | 0 | 0
IGCC-CCS | 0 | 0 | 0 | 0 | 0 | 0
WT_off | 0 | 0 | 0 | 0 | 0 | 0
PseudoUnit | 0 | 0 | 0 | 0 | 0 | 0
FixedInterchange | 0 | 0 | 0 | 0 | 0 | 0
Retrofit FOM Costs by Reporting Type: EI_Canada
ReportingType | 2015 | 2020 | 2025 | 2030 | 2035 | 2040
BM | 0 | 0 | 0 | 0 | 0 | 0
CC | 0 | 0 | 0 | 0 | 0 | 0
CSP | 0 | 0 | 0 | 0 | 0 | 0
CT | 0 | 0 | 0 | 0 | 0 | 0
Coal | 0 | 0 | 0 | 0 | 0 | 0
Geo | 0 | 0 | 0 | 0 | 0 | 0
H | 0 | 0 | 0 | 0 | 0 | 0
LFG | 0 | 0 | 0 | 0 | 0 | 0
Nuc | 0 | 0 | 0 | 0 | 0 | 0
PS | 0 | 0 | 0 | 0 | 0 | 0
PV | 0 | 0 | 0 | 0 | 0 | 0
PeakG | 0 | 0 | 0 | 0 | 0 | 0
PeakO | 0 | 0 | 0 | 0 | 0 | 0
ST | 0 | 0 | 0 | 0 | 0 | 0
STOG | 0 | 0 | 0 | 0 | 0 | 0
STWD | 0 | 0 | 0 | 0 | 0 | 0
WT | 0 | 0 | 0 | 0 | 0 | 0
IGCC | 0 | 0 | 0 | 0 | 0 | 0
DemandResponse | 0 | 0 | 0 | 0 | 0 | 0
IGCC-CCS | 0 | 0 | 0 | 0 | 0 | 0
WT_off | 0 | 0 | 0 | 0 | 0 | 0
PseudoUnit | 0 | 0 | 0 | 0 | 0 | 0
FixedInterchange | 0 | 0 | 0 | 0 | 0 | 0
Retrofit FOM Costs by Reporting Type: EI
ReportingType | 2015 | 2020 | 2025 | 2030 | 2035 | 2040
BM | 0 | 0 | 0 | 0 | 0 | 0
CC | 0 | 0 | 0 | 0 | 0 | 0
CSP | 0 | 0 | 0 | 0 | 0 | 0
CT | 0 | 0 | 0 | 0 | 0 | 0
Coal | 1073.29 | 1245.63 | 1220.06 | 1220.06 | 1220.06 | 1220.06
Geo | 0 | 0 | 0 | 0 | 0 | 0
H | 0 | 0 | 0 | 0 | 0 | 0
LFG | 0 | 0 | 0 | 0 | 0 | 0
Nuc | 0 | 0 | 0 | 0 | 0 | 0
PS | 0 | 0 | 0 | 0 | 0 | 0
PV | 0 | 0 | 0 | 0 | 0 | 0
PeakG | 0 | 0 | 0 | 0 | 0 | 0
PeakO | 0 | 0 | 0 | 0 | 0 | 0
ST | 0 | 0 | 0 | 0 | 0 | 0
STOG | 0 | 0 | 0 | 0 | 0 | 0
STWD | 0 | 0 | 0 | 0 | 0 | 0
WT | 0 | 0 | 0 | 0 | 0 | 0
IGCC | 0 | 0 | 0 | 0 | 0 | 0
DemandResponse | 0 | 0 | 0 | 0 | 0 | 0
IGCC-CCS | 0 | 0 | 0 | 0 | 0 | 0
WT_off | 0 | 0 | 0 | 0 | 0 | 0
PseudoUnit | 0 | 0 | 0 | 0 | 0 | 0
FixedInterchange | 0 | 0 | 0 | 0 | 0 | 0
Retrofit FOM Costs by Reporting Type: Outside_EI
ReportingType | 2015 | 2020 | 2025 | 2030 | 2035 | 2040
BM | 0 | 0 | 0 | 0 | 0 | 0
CC | 0 | 0 | 0 | 0 | 0 | 0
CSP | 0 | 0 | 0 | 0 | 0 | 0
CT | 0 | 0 | 0 | 0 | 0 | 0
Coal | 257.03 | 301.62 | 301.16 | 301.16 | 300.74 | 297.4
Geo | 0 | 0 | 0 | 0 | 0 | 0
H | 0 | 0 | 0 | 0 | 0 | 0
LFG | 0 | 0 | 0 | 0 | 0 | 0
Nuc | 0 | 0 | 0 | 0 | 0 | 0
PS | 0 | 0 | 0 | 0 | 0 | 0
PV | 0 | 0 | 0 | 0 | 0 | 0
PeakG | 0 | 0 | 0 | 0 | 0 | 0
PeakO | 0 | 0 | 0 | 0 | 0 | 0
ST | 0 | 0 | 0 | 0 | 0 | 0
STOG | 0 | 0 | 0 | 0 | 0 | 0
STWD | 0 | 0 | 0 | 0 | 0 | 0
WT | 0 | 0 | 0 | 0 | 0 | 0
IGCC | 0 | 0 | 0 | 0 | 0 | 0
DemandResponse | 0 | 0 | 0 | 0 | 0 | 0
IGCC-CCS | 0 | 0 | 0 | 0 | 0 | 0
WT_off | 0 | 0 | 0 | 0 | 0 | 0
PseudoUnit | 0 | 0 | 0 | 0 | 0 | 0
FixedInterchange | 0 | 0 | 0 | 0 | 0 | 0
#12 | Levelized Capital Costs ($million)
Levelized Capital Costs by Reporting Type: Entergy
ReportingType | 2015 | 2020 | 2025 | 2030 | 2035 | 2040
BM | 0 | 0 | 0 | 0 | 0 | 0
CC | 0 | 0 | 0 | 123.48 | 140.27 | 140.27
CSP | 0 | 0 | 0 | 0 | 0 | 0
CT | 0 | 0 | 0 | 0 | 0 | 0
Coal | 202.06 | 202.06 | 202.06 | 202.06 | 202.06 | 646.08
Geo | 0 | 0 | 0 | 0 | 0 | 0
H | 0 | 0 | 0 | 0 | 0 | 0
LFG | 0 | 0 | 0 | 29.03 | 29.03 | 29.03
Nuc | 0 | 0 | 0 | 0 | 0 | 0
PS | 0 | 0 | 0 | 0 | 0 | 0
PV | 0.14 | 30.08 | 45.07 | 46.51 | 47.98 | 19.15
PeakG | 0 | 0 | 0 | 0 | 0 | 0
PeakO | 0 | 0 | 0 | 0 | 0 | 0
ST | 0 | 0 | 0 | 0 | 0 | 0
STOG | 0 | 0 | 0 | 0 | 0 | 0
STWD | 0 | 0 | 0 | 0 | 0 | 0
WT | 0 | 0 | 0 | 0 | 0 | 0
IGCC | 0 | 0 | 0 | 0 | 0 | 0
DemandResponse | 0 | 0 | 0 | 0 | 0 | 0
IGCC-CCS | 0 | 0 | 0 | 0 | 0 | 0
WT_off | 0 | 0 | 0 | 0 | 0 | 0
PseudoUnit | 0 | 0 | 0 | 0 | 0 | 0
FixedInterchange | 0 | 0 | 0 | 0 | 0 | 0
Levelized Capital Costs by Reporting Type: FRCC
ReportingType | 2015 | 2020 | 2025 | 2030 | 2035 | 2040
BM | 0 | 354.93 | 713.39 | 713.39 | 713.39 | 713.39
CC | 165.38 | 380 | 380 | 433.66 | 1388.91 | 1779.43
CSP | 0 | 0 | 0 | 0 | 0 | 0
CT | 196.14 | 196.14 | 196.14 | 196.14 | 0 | 0
Coal | 0 | 0 | 0 | 0 | 0 | 0
Geo | 0 | 0 | 0 | 0 | 0 | 0
H | 0 | 0 | 9.23 | 9.23 | 9.23 | 9.23
LFG | 0 | 55.33 | 55.33 | 55.33 | 55.33 | 0
Nuc | 0 | 0 | 0 | 0 | 0 | 0
PS | 0 | 0 | 0 | 0 | 0 | 0
PV | 0 | 0 | 0 | 0 | 0 | 0
PeakG | 0 | 0 | 0 | 0 | 0 | 0
PeakO | 0 | 0 | 0 | 0 | 0 | 0
ST | 0 | 0 | 0 | 0 | 0 | 0
STOG | 0 | 0 | 0 | 0 | 0 | 0
STWD | 0 | 0 | 0 | 0 | 0 | 0
WT | 0 | 0 | 0 | 0 | 0 | 0
IGCC | 0 | 0 | 0 | 0 | 0 | 0
DemandResponse | 0 | 0 | 0 | 0 | 0 | 0
IGCC-CCS | 0 | 0 | 0 | 0 | 0 | 0
WT_off | 0 | 0 | 0 | 0 | 0 | 0
PseudoUnit | 0 | 0 | 0 | 0 | 0 | 0
FixedInterchange | 0 | 0 | 0 | 0 | 0 | 0
Levelized Capital Costs by Reporting Type: MAPP_US
ReportingType | 2015 | 2020 | 2025 | 2030 | 2035 | 2040
BM | 0 | 0 | 0 | 0 | 0 | 0
CC | 0 | 0 | 0 | 0 | 0 | 0
CSP | 0 | 0 | 0 | 0 | 0 | 0
CT | 25.9 | 25.9 | 25.9 | 25.19 | 25.09 | 40.79
Coal | 0 | 0 | 0 | 0 | 0 | 0
Geo | 0 | 0 | 0 | 0 | 0 | 0
H | 0 | 0 | 0 | 0 | 0 | 0
LFG | 0 | 0 | 0 | 19.19 | 19.19 | 19.19
Nuc | 0 | 0 | 0 | 0 | 0 | 0
PS | 0 | 0 | 0 | 0 | 0 | 0
PV | 0 | 0 | 0 | 0 | 0 | 0
PeakG | 0 | 0 | 0 | 0 | 0 | 0
PeakO | 0 | 0 | 0 | 0 | 0 | 0
ST | 0 | 0 | 0 | 0 | 0 | 0
STOG | 0 | 0 | 0 | 0 | 0 | 0
STWD | 0 | 0 | 0 | 0 | 0 | 0
WT | 122.91 | 526.2 | 526.2 | 1709.2 | 2426.06 | 2535.09
IGCC | 0 | 0 | 0 | 0 | 0 | 0
DemandResponse | 0 | 0 | 0 | 0 | 0 | 0
IGCC-CCS | 0 | 0 | 0 | 0 | 0 | 0
WT_off | 0 | 0 | 0 | 0 | 0 | 0
PseudoUnit | 0 | 0 | 0 | 0 | 0 | 0
FixedInterchange | 0 | 0 | 0 | 0 | 0 | 0
Levelized Capital Costs by Reporting Type: MISO_IN
ReportingType | 2015 | 2020 | 2025 | 2030 | 2035 | 2040
BM | 0 | 0 | 0 | 0 | 0 | 0
CC | 0 | 0 | 0 | 0 | 455.98 | 638.44
CSP | 0 | 0 | 0 | 0 | 0 | 0
CT | 0 | 0 | 0 | 0 | 0 | 0
Coal | 0 | 0 | 0 | 0 | 0 | 0
Geo | 0 | 0 | 0 | 0 | 0 | 0
H | 0 | 0 | 0 | 0 | 0 | 0
LFG | 0 | 0 | 22.52 | 22.52 | 22.52 | 22.52
Nuc | 0 | 0 | 0 | 0 | 0 | 0
PS | 0 | 0 | 0 | 0 | 0 | 0
PV | 0 | 114.75 | 180.5 | 180.5 | 185.7 | 76.97
PeakG | 0 | 0 | 0 | 0 | 0 | 0
PeakO | 0 | 0 | 0 | 0 | 0 | 0
ST | 0 | 0 | 0 | 0 | 0 | 0
STOG | 0 | 0 | 0 | 0 | 0 | 0
STWD | 0 | 0 | 0 | 0 | 0 | 0
WT | 0 | 0 | 0 | 0 | 0 | 0
IGCC | 215.26 | 215.26 | 215.26 | 215.26 | 215.26 | 215.26
DemandResponse | 0 | 0 | 0 | 0 | 0 | 0
IGCC-CCS | 0 | 0 | 0 | 0 | 0 | 0
WT_off | 0 | 0 | 0 | 0 | 0 | 0
PseudoUnit | 0 | 0 | 0 | 0 | 0 | 0
FixedInterchange | 0 | 0 | 0 | 0 | 0 | 0
Levelized Capital Costs by Reporting Type: MISO_MI
ReportingType | 2015 | 2020 | 2025 | 2030 | 2035 | 2040
BM | 0 | 0 | 0 | 0 | 0 | 0
CC | 0 | 0 | 0 | 0 | 0 | 0
CSP | 0 | 0 | 0 | 0 | 0 | 0
CT | 0 | 0 | 0 | 0 | 0 | 0
Coal | 0 | 0 | 0 | 0 | 0 | 0
Geo | 0 | 0 | 0 | 0 | 0 | 0
H | 0 | 0 | 0 | 0 | 0 | 0
LFG | 0 | 0 | 46.68 | 46.68 | 46.68 | 46.68
Nuc | 0 | 0 | 0 | 0 | 0 | 0
PS | 0 | 0 | 0 | 0 | 0 | 0
PV | 0 | 0 | 0 | 0 | 0 | 0
PeakG | 0 | 0 | 0 | 0 | 0 | 0
PeakO | 0 | 0 | 0 | 0 | 0 | 0
ST | 0 | 0 | 0 | 0 | 0 | 0
STOG | 0 | 0 | 0 | 0 | 0 | 0
STWD | 0 | 0 | 0 | 0 | 0 | 0
WT | 580.29 | 580.29 | 662.2 | 700.96 | 161.38 | 205.63
IGCC | 0 | 0 | 0 | 0 | 0 | 0
DemandResponse | 0 | 0 | 0 | 0 | 0 | 0
IGCC-CCS | 0 | 0 | 0 | 0 | 0 | 0
WT_off | 0 | 0 | 0 | 0 | 0 | 0
PseudoUnit | 0 | 0 | 0 | 0 | 0 | 0
FixedInterchange | 0 | 0 | 0 | 0 | 0 | 0
Levelized Capital Costs by Reporting Type: MISO_MO-IL
ReportingType | 2015 | 2020 | 2025 | 2030 | 2035 | 2040
BM | 0 | 0 | 0 | 0 | 0 | 0
CC | 0 | 0 | 0 | 0 | 0 | 0
CSP | 0 | 0 | 0 | 0 | 0 | 0
CT | 0 | 0 | 0 | 0 | 0 | 0
Coal | 574.94 | 574.94 | 574.94 | 574.94 | 574.94 | 574.94
Geo | 0 | 0 | 0 | 0 | 0 | 0
H | 0 | 0 | 92.29 | 92.29 | 92.29 | 92.29
LFG | 0 | 0 | 65.25 | 65.25 | 65.25 | 65.25
Nuc | 0 | 0 | 0 | 0 | 0 | 0
PS | 0 | 0 | 0 | 0 | 0 | 0
PV | 0 | 0 | 0 | 0 | 0 | 0
PeakG | 0 | 0 | 0 | 0 | 0 | 0
PeakO | 0 | 0 | 0 | 0 | 0 | 0
ST | 0 | 0 | 0 | 0 | 0 | 0
STOG | 0 | 0 | 0 | 0 | 0 | 0
STWD | 0 | 0 | 0 | 0 | 0 | 0
WT | 87.81 | 87.81 | 87.81 | 87.81 | 0 | 37.87
IGCC | 0 | 0 | 0 | 0 | 0 | 0
DemandResponse | 0 | 0 | 0 | 0 | 0 | 0
IGCC-CCS | 0 | 0 | 0 | 0 | 0 | 0
WT_off | 0 | 0 | 0 | 0 | 0 | 0
PseudoUnit | 0 | 0 | 0 | 0 | 0 | 0
FixedInterchange | 0 | 0 | 0 | 0 | 0 | 0
Levelized Capital Costs by Reporting Type: MISO_W
ReportingType | 2015 | 2020 | 2025 | 2030 | 2035 | 2040
BM | 0 | 0 | 0 | 0 | 0 | 0
CC | 0 | 0 | 0 | 0 | 0 | 0
CSP | 0 | 0 | 0 | 0 | 0 | 0
CT | 0 | 0 | 0 | 0 | 0 | 0
Coal | 0 | 0 | 0 | 0 | 0 | 733.06
Geo | 0 | 0 | 0 | 0 | 0 | 0
H | 0 | 0 | 0 | 0 | 0 | 0
LFG | 0 | 0 | 20.79 | 20.79 | 20.79 | 20.79
Nuc | 0 | 0 | 0 | 0 | 0 | 0
PS | 0 | 0 | 0 | 0 | 0 | 0
PV | 0 | 0 | 0 | 0 | 0 | 0
PeakG | 0 | 0 | 0 | 0 | 0 | 0
PeakO | 0 | 0 | 0 | 0 | 0 | 0
ST | 0 | 0 | 0 | 0 | 0 | 0
STOG | 0 | 0 | 0 | 0 | 0 | 0
STWD | 0 | 0 | 0 | 0 | 0 | 0
WT | 852.88 | 852.88 | 2224.53 | 4960.38 | 4191.46 | 4191.46
IGCC | 0 | 0 | 0 | 0 | 0 | 0
DemandResponse | 0 | 0 | 0 | 0 | 0 | 0
IGCC-CCS | 0 | 0 | 0 | 0 | 0 | 0
WT_off | 0 | 0 | 0 | 0 | 0 | 0
PseudoUnit | 0 | 0 | 0 | 0 | 0 | 0
FixedInterchange | 0 | 0 | 0 | 0 | 0 | 0
Levelized Capital Costs by Reporting Type: MISO_WUMS
ReportingType | 2015 | 2020 | 2025 | 2030 | 2035 | 2040
BM | 0 | 0 | 0 | 0 | 0 | 0
CC | 0 | 45.92 | 45.92 | 45.92 | 472.7 | 472.7
CSP | 0 | 0 | 0 | 0 | 0 | 0
CT | 0 | 297.73 | 434.3 | 892.69 | 1139.22 | 841.49
Coal | 184.51 | 184.51 | 184.51 | 184.51 | 184.51 | 184.51
Geo | 0 | 0 | 0 | 0 | 0 | 0
H | 0 | 0.35 | 0.35 | 0.35 | 0.35 | 0.35
LFG | 0 | 0 | 61.89 | 61.89 | 61.89 | 61.89
Nuc | 0 | 0 | 0 | 0 | 0 | 0
PS | 0 | 0 | 0 | 0 | 0 | 0
PV | 0 | 0 | 0 | 0 | 0 | 0
PeakG | 0 | 0 | 0 | 0 | 0 | 0
PeakO | 0 | 0 | 0 | 0 | 0 | 0
ST | 0 | 0 | 0 | 0 | 0 | 0
STOG | 0 | 0 | 0 | 0 | 0 | 0
STWD | 0 | 0 | 0 | 0 | 0 | 0
WT | 270.99 | 270.99 | 270.99 | 270.99 | 0 | 0
IGCC | 0 | 0 | 0 | 0 | 0 | 0
DemandResponse | 0 | 0 | 0 | 0 | 0 | 0
IGCC-CCS | 0 | 0 | 0 | 0 | 0 | 0
WT_off | 0 | 0 | 0 | 0 | 0 | 0
PseudoUnit | 0 | 0 | 0 | 0 | 0 | 0
FixedInterchange | 0 | 0 | 0 | 0 | 0 | 0
Levelized Capital Costs by Reporting Type: Nebraska
ReportingType | 2015 | 2020 | 2025 | 2030 | 2035 | 2040
BM | 0 | 0 | 0 | 0 | 0 | 0
CC | 0 | 0 | 0 | 0 | 0 | 0
CSP | 0 | 0 | 0 | 0 | 0 | 0
CT | 0 | 0 | 0 | 0 | 0 | 0
Coal | 66.52 | 66.52 | 66.52 | 66.52 | 66.52 | 471.6
Geo | 0 | 0 | 0 | 0 | 0 | 0
H | 0 | 0 | 0 | 0 | 0 | 0
LFG | 0 | 0 | 0 | 19.72 | 19.72 | 19.72
Nuc | 0 | 0 | 0 | 0 | 0 | 0
PS | 0 | 0 | 0 | 0 | 0 | 0
PV | 0 | 0 | 0 | 0 | 0 | 0
PeakG | 0 | 0 | 0 | 0 | 0 | 0
PeakO | 0 | 0 | 0 | 0 | 0 | 0
ST | 0 | 0 | 0 | 0 | 0 | 0
STOG | 0 | 0 | 0 | 0 | 0 | 0
STWD | 0 | 0 | 0 | 0 | 0 | 0
WT | 59.68 | 663.29 | 663.29 | 650.65 | 603.6 | 0
IGCC | 0 | 0 | 0 | 0 | 0 | 0
DemandResponse | 0 | 0 | 0 | 0 | 0 | 0
IGCC-CCS | 0 | 0 | 0 | 0 | 0 | 0
WT_off | 0 | 0 | 0 | 0 | 0 | 0
PseudoUnit | 0 | 0 | 0 | 0 | 0 | 0
FixedInterchange | 0 | 0 | 0 | 0 | 0 | 0
Levelized Capital Costs by Reporting Type: NEISO
ReportingType | 2015 | 2020 | 2025 | 2030 | 2035 | 2040
BM | 115.57 | 115.57 | 115.57 | 115.57 | 115.57 | 115.57
CC | 273.49 | 273.49 | 273.49 | 273.49 | 273.49 | 0
CSP | 0 | 0 | 0 | 0 | 0 | 0
CT | 30 | 30 | 30 | 29.13 | 32.49 | 139.09
Coal | 0 | 0 | 0 | 0 | 0 | 0
Geo | 0 | 0 | 0 | 0 | 0 | 0
H | 0 | 0 | 0 | 0 | 0.99 | 0.99
LFG | 14.72 | 14.72 | 34.82 | 34.82 | 20.1 | 20.1
Nuc | 0 | 0 | 0 | 0 | 0 | 0
PS | 0 | 0 | 0 | 0 | 0 | 0
PV | 0 | 164.26 | 164.26 | 164.26 | 164.26 | 0.72
PeakG | 0 | 0 | 0 | 0 | 0 | 0
PeakO | 0 | 0 | 0 | 0 | 0 | 0
ST | 0 | 0 | 0 | 0 | 0 | 0
STOG | 0 | 0 | 0 | 0 | 0 | 0
STWD | 0 | 0 | 0 | 0 | 0 | 0
WT | 68.84 | 434.35 | 983.85 | 1218.6 | 1355.41 | 989.9
IGCC | 0 | 0 | 0 | 0 | 0 | 0
DemandResponse | 0 | 0 | 0 | 0 | 0 | 0
IGCC-CCS | 0 | 0 | 0 | 0 | 0 | 0
WT_off | 322.52 | 322.52 | 322.52 | 322.52 | 0 | 0
PseudoUnit | 0 | 0 | 0 | 0 | 0 | 0
FixedInterchange | 0 | 0 | 0 | 0 | 0 | 0
Levelized Capital Costs by Reporting Type: NonRTO_Midwest
ReportingType | 2015 | 2020 | 2025 | 2030 | 2035 | 2040
BM | 0 | 0 | 0 | 0 | 0 | 0
CC | 0 | 41.88 | 41.88 | 41.88 | 41.88 | 68.46
CSP | 0 | 0 | 0 | 0 | 0 | 0
CT | 0 | 0 | 0 | 0 | 0 | 0
Coal | 0 | 0 | 0 | 0 | 0 | 0
Geo | 0 | 0 | 0 | 0 | 0 | 0
H | 0 | 0 | 245.9 | 245.9 | 245.9 | 245.9
LFG | 0 | 0 | 43.27 | 43.27 | 43.27 | 43.27
Nuc | 0 | 0 | 0 | 0 | 0 | 0
PS | 0 | 0 | 0 | 0 | 0 | 0
PV | 0 | 0 | 0 | 0 | 0 | 0
PeakG | 0 | 0 | 0 | 0 | 0 | 0
PeakO | 0 | 0 | 0 | 0 | 0 | 0
ST | 0 | 0 | 0 | 0 | 0 | 0
STOG | 0 | 0 | 0 | 0 | 0 | 0
STWD | 0 | 0 | 0 | 0 | 0 | 0
WT | 0 | 0 | 0 | 0 | 0 | 0
IGCC | 0 | 0 | 0 | 0 | 0 | 0
DemandResponse | 0 | 0 | 0 | 0 | 0 | 0
IGCC-CCS | 0 | 0 | 0 | 0 | 0 | 0
WT_off | 0 | 0 | 0 | 0 | 0 | 0
PseudoUnit | 0 | 0 | 0 | 0 | 0 | 0
FixedInterchange | 0 | 0 | 0 | 0 | 0 | 0
Levelized Capital Costs by Reporting Type: NYISO_A-F
ReportingType | 2015 | 2020 | 2025 | 2030 | 2035 | 2040
BM | 0 | 0 | 0 | 0 | 0 | 0
CC | 85.71 | 85.71 | 85.71 | 85.71 | 85.71 | 0
CSP | 0 | 0 | 0 | 0 | 0 | 0
CT | 0 | 0 | 0 | 0 | 0 | 0
Coal | 0 | 0 | 0 | 0 | 0 | 0
Geo | 0 | 0 | 0 | 0 | 0 | 0
H | 0 | 0 | 0 | 0 | 0 | 0
LFG | 1.88 | 1.88 | 1.88 | 21.07 | 19.19 | 19.19
Nuc | 0 | 0 | 0 | 0 | 0 | 0
PS | 0 | 0 | 0 | 0 | 0 | 0
PV | 0 | 0 | 0 | 0 | 0 | 0
PeakG | 0 | 0 | 0 | 0 | 0 | 0
PeakO | 0 | 0 | 0 | 0 | 0 | 0
ST | 0 | 0 | 0 | 0 | 0 | 0
STOG | 0 | 0 | 0 | 0 | 0 | 0
STWD | 0 | 0 | 0 | 0 | 0 | 0
WT | 705.19 | 899.9 | 899.9 | 899.9 | 194.71 | 0
IGCC | 0 | 0 | 0 | 0 | 0 | 0
DemandResponse | 0 | 0 | 0 | 0 | 0 | 0
IGCC-CCS | 0 | 0 | 0 | 0 | 0 | 0
WT_off | 0 | 0 | 0 | 0 | 0 | 0
PseudoUnit | 0 | 0 | 0 | 0 | 0 | 0
FixedInterchange | 0 | 0 | 0 | 0 | 0 | 0
Levelized Capital Costs by Reporting Type: NYISO_G-I
ReportingType | 2015 | 2020 | 2025 | 2030 | 2035 | 2040
BM | 0 | 0 | 0 | 0 | 0 | 0
CC | 0 | 0 | 0 | 0 | 434.02 | 840.7
CSP | 0 | 0 | 0 | 0 | 0 | 0
CT | 0 | 0 | 0 | 0 | 0 | 0
Coal | 0 | 0 | 0 | 0 | 0 | 0
Geo | 0 | 0 | 0 | 0 | 0 | 0
H | 0 | 0 | 0 | 0 | 0 | 0
LFG | 0 | 0 | 0 | 21 | 21 | 21
Nuc | 0 | 0 | 0 | 0 | 0 | 0
PS | 0 | 0 | 0 | 0 | 0 | 0
PV | 0 | 0 | 0 | 0 | 0 | 0
PeakG | 0 | 0 | 0 | 0 | 0 | 0
PeakO | 0 | 0 | 0 | 0 | 0 | 0
ST | 0 | 0 | 0 | 0 | 0 | 0
STOG | 0 | 0 | 0 | 0 | 0 | 0
STWD | 0 | 0 | 0 | 0 | 0 | 0
WT | 0 | 16.46 | 16.46 | 16.46 | 16.46 | 0
IGCC | 0 | 0 | 0 | 0 | 0 | 0
DemandResponse | 0 | 0 | 0 | 0 | 0 | 0
IGCC-CCS | 0 | 0 | 0 | 0 | 0 | 0
WT_off | 0 | 0 | 0 | 0 | 0 | 0
PseudoUnit | 0 | 0 | 0 | 0 | 0 | 0
FixedInterchange | 0 | 0 | 0 | 0 | 0 | 0
Levelized Capital Costs by Reporting Type: NYISO_J-K
ReportingType | 2015 | 2020 | 2025 | 2030 | 2035 | 2040
BM | 0 | 0 | 0 | 0 | 0 | 0
CC | 226.37 | 226.37 | 226.37 | 226.37 | 226.37 | 0
CSP | 0 | 0 | 0 | 0 | 0 | 0
CT | 0 | 0 | 25.43 | 122.06 | 129.54 | 165.11
Coal | 0 | 0 | 0 | 0 | 0 | 0
Geo | 0 | 0 | 0 | 0 | 0 | 0
H | 0 | 0 | 0 | 0 | 0 | 0
LFG | 0 | 0 | 0 | 26.63 | 26.63 | 26.63
Nuc | 0 | 0 | 0 | 0 | 0 | 0
PS | 0 | 0 | 0 | 0 | 0 | 0
PV | 23.27 | 23.27 | 23.27 | 23.27 | 0 | 0
PeakG | 0 | 0 | 0 | 0 | 0 | 0
PeakO | 0 | 0 | 0 | 0 | 0 | 0
ST | 0 | 0 | 0 | 0 | 0 | 0
STOG | 0 | 0 | 0 | 0 | 0 | 0
STWD | 0 | 0 | 0 | 0 | 0 | 0
WT | 0 | 0 | 0 | 0 | 0 | 0
IGCC | 0 | 0 | 0 | 0 | 0 | 0
DemandResponse | 0 | 0 | 0 | 0 | 0 | 0
IGCC-CCS | 0 | 0 | 0 | 0 | 0 | 0
WT_off | 0 | 0 | 0 | 0 | 0 | 0
PseudoUnit | 0 | 0 | 0 | 0 | 0 | 0
FixedInterchange | 0 | 0 | 0 | 0 | 0 | 0
Levelized Capital Costs by Reporting Type: PJM_E
ReportingType | 2015 | 2020 | 2025 | 2030 | 2035 | 2040
BM | 14.48 | 14.48 | 14.48 | 14.48 | 14.48 | 14.48
CC | 673.31 | 673.31 | 673.31 | 673.31 | 582.39 | 0
CSP | 0 | 0 | 0 | 0 | 0 | 0
CT | 2.28 | 2.28 | 2.28 | 0 | 0 | 0
Coal | 9.09 | 9.09 | 9.09 | 9.09 | 9.09 | 9.09
Geo | 0 | 0 | 0 | 0 | 0 | 0
H | 0 | 0 | 0 | 0 | 0 | 0
LFG | 2.95 | 44.61 | 44.61 | 41.67 | 41.67 | 0
Nuc | 0 | 0 | 0 | 0 | 0 | 0
PS | 0 | 0 | 0 | 0 | 0 | 0
PV | 15.12 | 15.12 | 15.12 | 15.12 | 0 | 0
PeakG | 0 | 0 | 0 | 0 | 0 | 0
PeakO | 0 | 0 | 0 | 0 | 0 | 0
ST | 0 | 0 | 0 | 0 | 0 | 0
STOG | 0 | 0 | 0 | 0 | 0 | 0
STWD | 0 | 0 | 0 | 0 | 0 | 0
WT | 344.71 | 350.49 | 350.49 | 350.49 | 5.77 | 497.98
IGCC | 0 | 0 | 0 | 0 | 0 | 0
DemandResponse | 0 | 0 | 0 | 0 | 0 | 0
IGCC-CCS | 0 | 0 | 0 | 0 | 0 | 0
WT_off | 0 | 0 | 3329.61 | 5363.75 | 5363.75 | 5447.2
PseudoUnit | 0 | 0 | 0 | 0 | 0 | 0
FixedInterchange | 0 | 0 | 0 | 0 | 0 | 0
Levelized Capital Costs by Reporting Type: PJM_ROM
ReportingType | 2015 | 2020 | 2025 | 2030 | 2035 | 2040
BM | 7.8 | 14.56 | 14.56 | 574.12 | 725.79 | 725.79
CC | 232.92 | 232.92 | 232.92 | 232.92 | 232.92 | 1479.63
CSP | 0 | 0 | 0 | 0 | 0 | 0
CT | 1.4 | 1.4 | 1.4 | 1.4 | 0 | 0
Coal | 10.21 | 10.21 | 10.21 | 10.21 | 10.21 | 10.21
Geo | 0 | 0 | 0 | 0 | 0 | 0
H | 0 | 235.24 | 235.24 | 235.24 | 235.24 | 235.24
LFG | 5.5 | 80.8 | 80.8 | 78.6 | 75.3 | 0
Nuc | 0 | 0 | 0 | 0 | 0 | 0
PS | 0 | 0 | 0 | 0 | 0 | 0
PV | 0 | 675.79 | 1067.1 | 1173.11 | 1215.06 | 589.44
PeakG | 0 | 0 | 0 | 0 | 0 | 0
PeakO | 0 | 0 | 0 | 0 | 0 | 0
ST | 0 | 0 | 0 | 0 | 0 | 0
STOG | 0 | 0 | 0 | 0 | 0 | 0
STWD | 0 | 0 | 0 | 0 | 0 | 0
WT | 138.79 | 1954.4 | 1954.4 | 1921.06 | 1815.61 | 0
IGCC | 0 | 0 | 0 | 0 | 0 | 0
DemandResponse | 0 | 0 | 0 | 0 | 0 | 0
IGCC-CCS | 0 | 0 | 0 | 0 | 0 | 0
WT_off | 0 | 0 | 0 | 0 | 0 | 0
PseudoUnit | 0 | 0 | 0 | 0 | 0 | 0
FixedInterchange | 0 | 0 | 0 | 0 | 0 | 0
Levelized Capital Costs by Reporting Type: PJM_ROR
ReportingType | 2015 | 2020 | 2025 | 2030 | 2035 | 2040
BM | 165.77 | 165.77 | 165.77 | 473.72 | 769.86 | 942.65
CC | 350.7 | 364.13 | 364.13 | 364.13 | 490.55 | 282.07
CSP | 0 | 0 | 0 | 0 | 0 | 0
CT | 2.4 | 2.4 | 2.4 | 2.4 | 380.21 | 380.21
Coal | 648.6 | 648.6 | 648.6 | 648.6 | 648.6 | 648.6
Geo | 0 | 0 | 0 | 0 | 0 | 0
H | 0 | 174.52 | 174.52 | 174.52 | 174.52 | 174.52
LFG | 16.47 | 160.32 | 160.32 | 152.4 | 143.84 | 0
Nuc | 0 | 0 | 0 | 0 | 0 | 0
PS | 0 | 0 | 0 | 0 | 0 | 0
PV | 0 | 0 | 0 | 0 | 0 | 0
PeakG | 0 | 0 | 0 | 0 | 0 | 0
PeakO | 0 | 0 | 0 | 0 | 0 | 0
ST | 0 | 0 | 0 | 0 | 0 | 0
STOG | 0 | 0 | 0 | 0 | 0 | 0
STWD | 0 | 0 | 0 | 0 | 0 | 0
WT | 2334.11 | 5885.31 | 10546 | 13147.45 | 11765.48 | 8214.28
IGCC | 0 | 0 | 0 | 0 | 0 | 0
DemandResponse | 0 | 0 | 0 | 0 | 0 | 0
IGCC-CCS | 0 | 0 | 0 | 0 | 0 | 0
WT_off | 0 | 0 | 0 | 0 | 0 | 0
PseudoUnit | 0 | 0 | 0 | 0 | 0 | 0
FixedInterchange | 0 | 0 | 0 | 0 | 0 | 0
Levelized Capital Costs by Reporting Type: SOCO
ReportingType | 2015 | 2020 | 2025 | 2030 | 2035 | 2040
BM | 21 | 466.97 | 1983.71 | 2167.07 | 2167.07 | 2167.07
CC | 545.14 | 565.07 | 565.07 | 565.07 | 565.07 | 19.93
CSP | 0 | 0 | 0 | 0 | 0 | 0
CT | 0 | 0 | 0 | 0 | 0 | 0
Coal | 0 | 0 | 0 | 0 | 0 | 1699.21
Geo | 0 | 0 | 0 | 0 | 0 | 0
H | 0 | 0 | 0 | 0 | 0 | 285.78
LFG | 0 | 29.08 | 29.08 | 29.08 | 29.08 | 0
Nuc | 0 | 1254.21 | 1254.21 | 1254.21 | 1254.21 | 1254.21
PS | 0 | 0 | 0 | 0 | 0 | 0
PV | 0 | 0 | 0 | 0 | 0 | 0
PeakG | 0 | 0 | 0 | 0 | 0 | 0
PeakO | 0 | 0 | 0 | 0 | 0 | 0
ST | 0 | 0 | 0 | 0 | 0 | 0
STOG | 0 | 0 | 0 | 0 | 0 | 0
STWD | 0 | 0 | 0 | 0 | 0 | 0
WT | 0 | 26.15 | 26.15 | 26.15 | 26.15 | 0
IGCC | 0 | 0 | 0 | 0 | 0 | 0
DemandResponse | 0 | 0 | 0 | 0 | 0 | 0
IGCC-CCS | 0 | 0 | 0 | 0 | 0 | 0
WT_off | 0 | 0 | 0 | 0 | 0 | 0
PseudoUnit | 0 | 0 | 0 | 0 | 0 | 0
FixedInterchange | 0 | 0 | 0 | 0 | 0 | 0
Levelized Capital Costs by Reporting Type: SPP_N
ReportingType | 2015 | 2020 | 2025 | 2030 | 2035 | 2040
BM | 0 | 0 | 0 | 0 | 0 | 0
CC | 0 | 0 | 0 | 0 | 0 | 0
CSP | 0 | 0 | 0 | 0 | 0 | 0
CT | 0 | 11.62 | 11.62 | 11.62 | 470.2 | 458.58
Coal | 128.56 | 128.56 | 128.56 | 128.56 | 128.56 | 128.56
Geo | 0 | 0 | 0 | 0 | 0 | 0
H | 0 | 0 | 0 | 0 | 0 | 0
LFG | 0 | 0 | 0 | 25.49 | 25.49 | 25.49
Nuc | 0 | 0 | 0 | 0 | 0 | 0
PS | 0 | 0 | 0 | 0 | 0 | 0
PV | 0 | 0 | 0 | 0 | 0 | 0
PeakG | 0 | 0 | 0 | 0 | 0 | 0
PeakO | 0 | 0 | 0 | 0 | 0 | 0
ST | 0 | 0 | 0 | 0 | 0 | 0
STOG | 0 | 0 | 0 | 0 | 0 | 0
STWD | 0 | 0 | 0 | 0 | 0 | 0
WT | 0 | 365.08 | 1242.96 | 2875.74 | 2896.74 | 2531.66
IGCC | 0 | 0 | 0 | 0 | 0 | 0
DemandResponse | 0 | 0 | 0 | 0 | 0 | 0
IGCC-CCS | 0 | 0 | 0 | 0 | 0 | 0
WT_off | 0 | 0 | 0 | 0 | 0 | 0
PseudoUnit | 0 | 0 | 0 | 0 | 0 | 0
FixedInterchange | 0 | 0 | 0 | 0 | 0 | 0
Levelized Capital Costs by Reporting Type: SPP_S
ReportingType | 2015 | 2020 | 2025 | 2030 | 2035 | 2040
BM | 0 | 0 | 0 | 0 | 0 | 0
CC | 0 | 0 | 0 | 0 | 0 | 0
CSP | 0 | 0 | 0 | 0 | 0 | 0
CT | 33.21 | 56.93 | 56.93 | 56.93 | 23.72 | 0
Coal | 273.14 | 273.14 | 273.14 | 273.14 | 273.14 | 273.14
Geo | 0 | 0 | 0 | 0 | 0 | 0
H | 0 | 0 | 0 | 0 | 0 | 0
LFG | 0 | 0 | 0 | 25.49 | 25.49 | 25.49
Nuc | 0 | 0 | 0 | 0 | 0 | 0
PS | 0 | 0 | 0 | 0 | 0 | 0
PV | 0 | 0 | 0 | 0 | 0 | 0
PeakG | 0 | 0 | 0 | 0 | 0 | 0
PeakO | 0 | 0 | 0 | 0 | 0 | 0
ST | 0 | 0 | 0 | 0 | 0 | 0
STOG | 0 | 0 | 0 | 0 | 0 | 0
STWD | 0 | 0 | 0 | 0 | 0 | 0
WT | 123.79 | 2869.87 | 5057.88 | 6537.5 | 6833.71 | 4351.63
IGCC | 0 | 0 | 0 | 0 | 0 | 0
DemandResponse | 0 | 0 | 0 | 0 | 0 | 0
IGCC-CCS | 0 | 0 | 0 | 0 | 0 | 0
WT_off | 0 | 0 | 0 | 0 | 0 | 0
PseudoUnit | 0 | 0 | 0 | 0 | 0 | 0
FixedInterchange | 0 | 0 | 0 | 0 | 0 | 0
Levelized Capital Costs by Reporting Type: TVA
ReportingType | 2015 | 2020 | 2025 | 2030 | 2035 | 2040
BM | 0 | 1115.33 | 1216.9 | 2190.94 | 2384.04 | 2384.04
CC | 151.13 | 151.13 | 151.13 | 151.13 | 116.66 | 0
CSP | 0 | 0 | 0 | 0 | 0 | 0
CT | 0 | 0 | 0 | 0 | 0 | 50.22
Coal | 0 | 0 | 0 | 0 | 0 | 61.31
Geo | 0 | 0 | 0 | 0 | 0 | 0
H | 0 | 9.37 | 9.37 | 9.37 | 9.37 | 9.37
LFG | 0 | 28.77 | 28.77 | 28.77 | 28.77 | 0
Nuc | 684.91 | 684.91 | 684.91 | 684.91 | 684.91 | 684.91
PS | 0 | 0 | 0 | 0 | 0 | 0
PV | 0 | 0 | 0 | 0 | 0 | 0
PeakG | 0 | 0 | 0 | 0 | 0 | 0
PeakO | 0 | 0 | 0 | 0 | 0 | 0
ST | 0 | 0 | 0 | 0 | 0 | 0
STOG | 0 | 0 | 0 | 0 | 0 | 0
STWD | 0 | 0 | 0 | 0 | 0 | 0
WT | 0 | 25.96 | 25.96 | 25.96 | 25.96 | 0
IGCC | 0 | 0 | 0 | 0 | 0 | 0
DemandResponse | 0 | 0 | 0 | 0 | 0 | 0
IGCC-CCS | 0 | 0 | 0 | 0 | 0 | 0
WT_off | 0 | 0 | 0 | 0 | 0 | 0
PseudoUnit | 0 | 0 | 0 | 0 | 0 | 0
FixedInterchange | 0 | 0 | 0 | 0 | 0 | 0
Levelized Capital Costs by Reporting Type: TVA_Transmission
ReportingType | 2015 | 2020 | 2025 | 2030 | 2035 | 2040
BM | 0 | 0 | 0 | 0 | 0 | 0
CC | 0 | 0 | 0 | 0 | 0 | 0
CSP | 0 | 0 | 0 | 0 | 0 | 0
CT | 0 | 0 | 0 | 0 | 0 | 0
Coal | 0 | 0 | 0 | 0 | 0 | 0
Geo | 0 | 0 | 0 | 0 | 0 | 0
H | 0 | 0 | 0 | 0 | 0 | 0
LFG | 0 | 0 | 0 | 0 | 0 | 0
Nuc | 0 | 0 | 0 | 0 | 0 | 0
PS | 0 | 0 | 0 | 0 | 0 | 0
PV | 0 | 0 | 0 | 0 | 0 | 0
PeakG | 0 | 0 | 0 | 0 | 0 | 0
PeakO | 0 | 0 | 0 | 0 | 0 | 0
ST | 0 | 0 | 0 | 0 | 0 | 0
STOG | 0 | 0 | 0 | 0 | 0 | 0
STWD | 0 | 0 | 0 | 0 | 0 | 0
WT | 0 | 0 | 0 | 0 | 0 | 0
IGCC | 0 | 0 | 0 | 0 | 0 | 0
DemandResponse | 0 | 0 | 0 | 0 | 0 | 0
IGCC-CCS | 0 | 0 | 0 | 0 | 0 | 0
WT_off | 0 | 0 | 0 | 0 | 0 | 0
PseudoUnit | 0 | 0 | 0 | 0 | 0 | 0
FixedInterchange | 0 | 0 | 0 | 0 | 0 | 0
Levelized Capital Costs by Reporting Type: VACAR
ReportingType | 2015 | 2020 | 2025 | 2030 | 2035 | 2040
BM | 0.34 | 2387.44 | 2387.44 | 2387.44 | 2387.44 | 2387.44
CC | 323.72 | 323.72 | 323.72 | 323.72 | 323.72 | 151.07
CSP | 0 | 0 | 0 | 0 | 0 | 0
CT | 236.12 | 236.12 | 236.12 | 236.12 | 201.48 | 401.18
Coal | 220.45 | 220.45 | 220.45 | 220.45 | 220.45 | 220.45
Geo | 0 | 0 | 0 | 0 | 0 | 0
H | 0 | 0 | 0 | 0 | 17.14 | 17.14
LFG | 0.09 | 28.46 | 28.46 | 28.46 | 28.37 | 0
Nuc | 0 | 1320.06 | 1320.06 | 1320.06 | 1320.06 | 1320.06
PS | 0 | 0 | 0 | 0 | 0 | 0
PV | 0 | 60.23 | 62.83 | 64.34 | 68.96 | 12.53
PeakG | 0 | 0 | 0 | 0 | 0 | 0
PeakO | 0 | 0 | 0 | 0 | 0 | 0
ST | 0 | 0 | 0 | 0 | 0 | 0
STOG | 0 | 0 | 0 | 0 | 0 | 0
STWD | 0 | 0 | 0 | 0 | 0 | 0
WT | 0 | 905.8 | 905.8 | 905.8 | 905.8 | 0
IGCC | 0 | 0 | 0 | 0 | 0 | 0
DemandResponse | 0 | 0 | 0 | 0 | 0 | 0
IGCC-CCS | 0 | 0 | 0 | 0 | 0 | 0
WT_off | 0.61 | 0.61 | 5877.36 | 14691.2 | 16168.1 | 18347.91
PseudoUnit | 0 | 0 | 0 | 0 | 0 | 0
FixedInterchange | 0 | 0 | 0 | 0 | 0 | 0
Levelized Capital Costs by Reporting Type: IESO
ReportingType | 2015 | 2020 | 2025 | 2030 | 2035 | 2040
BM | 144.8 | 144.8 | 144.8 | 144.8 | 144.8 | 144.8
CC | 175.41 | 175.41 | 175.41 | 175.41 | 175.41 | 157.76
CSP | 0 | 0 | 0 | 0 | 0 | 0
CT | 41.8 | 41.8 | 41.8 | 41.8 | 52.48 | 173.12
Coal | 0 | 0 | 0 | 0 | 0 | 0
Geo | 0 | 0 | 0 | 0 | 0 | 0
H | 0 | 0 | 0 | 0 | 0 | 98.84
LFG | 5.12 | 5.12 | 5.12 | 5.12 | 0.17 | 0.17
Nuc | 0 | 0 | 0 | 0 | 0 | 0
PS | 0 | 0 | 0 | 0 | 0 | 0
PV | 539.74 | 539.74 | 539.74 | 539.74 | 0 | 0
PeakG | 0 | 0 | 0 | 0 | 0 | 0
PeakO | 0 | 0 | 0 | 0 | 0 | 0
ST | 0 | 0 | 0 | 0 | 0 | 0
STOG | 0 | 0 | 0 | 0 | 0 | 0
STWD | 0 | 0 | 0 | 0 | 0 | 0
WT | 660.4 | 660.4 | 660.4 | 660.4 | 0 | 0
IGCC | 0 | 0 | 0 | 0 | 0 | 0
DemandResponse | 0 | 0 | 0 | 0 | 0 | 0
IGCC-CCS | 0 | 0 | 0 | 0 | 0 | 0
WT_off | 0 | 0 | 0 | 0 | 0 | 0
PseudoUnit | 0 | 0 | 0 | 0 | 0 | 0
FixedInterchange | 0 | 0 | 0 | 0 | 0 | 0
Levelized Capital Costs by Reporting Type: MAPP_CA
ReportingType | 2015 | 2020 | 2025 | 2030 | 2035 | 2040
BM | 0 | 0 | 0 | 0 | 0 | 0
CC | 0 | 0 | 0 | 0 | 0 | 0
CSP | 0 | 0 | 0 | 0 | 0 | 0
CT | 2.94 | 2.94 | 2.94 | 2.94 | 0 | 0
Coal | 0 | 0 | 0 | 0 | 0 | 0
Geo | 0 | 0 | 0 | 0 | 0 | 0
H | 0 | 114.46 | 727.59 | 1538.45 | 1538.45 | 1538.45
LFG | 0 | 0 | 0 | 0 | 0 | 0
Nuc | 0 | 0 | 0 | 0 | 0 | 0
PS | 0 | 0 | 0 | 0 | 0 | 0
PV | 0 | 0 | 0 | 0 | 0 | 0
PeakG | 0 | 0 | 0 | 0 | 0 | 0
PeakO | 0 | 0 | 0 | 0 | 0 | 0
ST | 0 | 0 | 0 | 0 | 0 | 0
STOG | 0 | 0 | 0 | 0 | 0 | 0
STWD | 0 | 0 | 0 | 0 | 0 | 0
WT | 87.23 | 87.23 | 87.23 | 87.23 | 0 | 0
IGCC | 0 | 0 | 0 | 0 | 0 | 0
DemandResponse | 0 | 0 | 0 | 0 | 0 | 0
IGCC-CCS | 0 | 0 | 0 | 0 | 0 | 0
WT_off | 0 | 0 | 0 | 0 | 0 | 0
PseudoUnit | 0 | 0 | 0 | 0 | 0 | 0
FixedInterchange | 0 | 0 | 0 | 0 | 0 | 0
Levelized Capital Costs by Reporting Type: AZ_NM_SNV_Coal
ReportingType | 2015 | 2020 | 2025 | 2030 | 2035 | 2040
BM | 0 | 0 | 0 | 0 | 0 | 0
CC | 0 | 0 | 0 | 0 | 0 | 0
CSP | 0 | 0 | 0 | 0 | 0 | 0
CT | 0 | 0 | 0 | 0 | 0 | 0
Coal | 0 | 0 | 0 | 0 | 0 | 2222.73
Geo | 0 | 0 | 0 | 0 | 0 | 0
H | 0 | 0 | 0 | 0 | 0 | 0
LFG | 0 | 0 | 0 | 0 | 0 | 0
Nuc | 0 | 0 | 0 | 0 | 0 | 0
PS | 0 | 0 | 0 | 0 | 0 | 0
PV | 0 | 0 | 0 | 0 | 0 | 0
PeakG | 0 | 0 | 0 | 0 | 0 | 0
PeakO | 0 | 0 | 0 | 0 | 0 | 0
ST | 0 | 0 | 0 | 0 | 0 | 0
STOG | 0 | 0 | 0 | 0 | 0 | 0
STWD | 0 | 0 | 0 | 0 | 0 | 0
WT | 0 | 0 | 0 | 0 | 0 | 0
IGCC | 0 | 0 | 0 | 0 | 0 | 0
DemandResponse | 0 | 0 | 0 | 0 | 0 | 0
IGCC-CCS | 0 | 0 | 0 | 0 | 0 | 0
WT_off | 0 | 0 | 0 | 0 | 0 | 0
PseudoUnit | 0 | 0 | 0 | 0 | 0 | 0
FixedInterchange | 0 | 0 | 0 | 0 | 0 | 0
Levelized Capital Costs by Reporting Type: AZ_NM_SNV_Gas
ReportingType | 2015 | 2020 | 2025 | 2030 | 2035 | 2040
BM | 0 | 0 | 0 | 0 | 0 | 0
CC | 79.32 | 249.83 | 249.83 | 700.13 | 930.35 | 851.03
CSP | 0 | 0 | 0 | 0 | 0 | 0
CT | 63.7 | 63.7 | 63.7 | 63.7 | 0 | 0
Coal | 0 | 0 | 0 | 0 | 0 | 0
Geo | 0 | 0 | 0 | 0 | 0 | 0
H | 0 | 0 | 0 | 0 | 0 | 0
LFG | 0 | 0 | 0 | 0 | 0 | 0
Nuc | 0 | 0 | 0 | 0 | 0 | 0
PS | 0 | 0 | 0 | 0 | 0 | 0
PV | 0 | 0 | 0 | 0 | 0 | 0
PeakG | 0 | 0 | 0 | 0 | 0 | 0
PeakO | 0 | 0 | 0 | 0 | 0 | 0
ST | 0 | 0 | 0 | 0 | 0 | 0
STOG | 0 | 0 | 0 | 0 | 0 | 0
STWD | 0 | 0 | 0 | 0 | 0 | 0
WT | 0 | 0 | 0 | 0 | 0 | 0
IGCC | 0 | 0 | 0 | 0 | 0 | 0
DemandResponse | 0 | 0 | 0 | 0 | 0 | 0
IGCC-CCS | 0 | 0 | 0 | 0 | 0 | 0
WT_off | 0 | 0 | 0 | 0 | 0 | 0
PseudoUnit | 0 | 0 | 0 | 0 | 0 | 0
FixedInterchange | 0 | 0 | 0 | 0 | 0 | 0
Levelized Capital Costs by Reporting Type: AZ_NM_SNV_NucRenew
ReportingType | 2015 | 2020 | 2025 | 2030 | 2035 | 2040
BM | 0 | 0 | 0 | 0 | 0 | 0
CC | 0 | 0 | 0 | 0 | 0 | 0
CSP | 0 | 0 | 0 | 0 | 0 | 0
CT | 0 | 0 | 0 | 0 | 0 | 0
Coal | 0 | 0 | 0 | 0 | 0 | 0
Geo | 0 | 0 | 623.07 | 623.07 | 623.07 | 623.07
H | 0 | 0 | 0 | 0 | 0 | 0
LFG | 0 | 0 | 16.43 | 16.43 | 16.43 | 16.43
Nuc | 0 | 0 | 0 | 0 | 0 | 0
PS | 0 | 0 | 0 | 0 | 0 | 0
PV | 47.79 | 47.79 | 47.79 | 47.79 | 0 | 0
PeakG | 0 | 0 | 0 | 0 | 0 | 0
PeakO | 0 | 0 | 0 | 0 | 0 | 0
ST | 139.01 | 333.47 | 445.93 | 408.53 | 357.58 | 163.12
STOG | 0 | 0 | 0 | 0 | 0 | 0
STWD | 0 | 0 | 0 | 0 | 0 | 0
WT | 17.95 | 17.95 | 101.64 | 259.14 | 241.19 | 241.19
IGCC | 0 | 0 | 0 | 0 | 0 | 0
DemandResponse | 0 | 0 | 0 | 0 | 0 | 0
IGCC-CCS | 0 | 0 | 0 | 0 | 0 | 0
WT_off | 0 | 0 | 0 | 0 | 0 | 0
PseudoUnit | 0 | 0 | 0 | 0 | 0 | 0
FixedInterchange | 0 | 0 | 0 | 0 | 0 | 0
Levelized Capital Costs by Reporting Type: ERCOT
ReportingType | 2015 | 2020 | 2025 | 2030 | 2035 | 2040
BM | 54.69 | 54.69 | 54.69 | 600.01 | 620.58 | 657.88
CC | 29.12 | 29.12 | 29.12 | 29.12 | 218.09 | 549.64
CSP | 0 | 0 | 0 | 0 | 0 | 0
CT | 20.97 | 20.97 | 20.97 | 20.97 | 0 | 0
Coal | 540.38 | 540.38 | 540.38 | 540.38 | 540.38 | 540.38
Geo | 0 | 0 | 0 | 0 | 0 | 0
H | 0 | 0 | 0 | 207 | 207 | 207
LFG | 0 | 0 | 93.08 | 93.08 | 93.08 | 93.08
Nuc | 0 | 0 | 0 | 0 | 0 | 0
PS | 0 | 0 | 0 | 0 | 0 | 0
PV | 6.7 | 6.7 | 6.7 | 6.7 | 0 | 0
PeakG | 0 | 0 | 0 | 0 | 0 | 0
PeakO | 0 | 0 | 0 | 0 | 0 | 0
ST | 0 | 0 | 0 | 0 | 0 | 0
STOG | 0 | 0 | 0 | 0 | 0 | 0
STWD | 0 | 0 | 0 | 0 | 0 | 0
WT | 94.16 | 2253.13 | 4597.1 | 6055.64 | 6168.46 | 4380.65
IGCC | 0 | 0 | 0 | 0 | 0 | 0
DemandResponse | 0 | 0 | 0 | 0 | 0 | 0
IGCC-CCS | 0 | 0 | 0 | 0 | 0 | 0
WT_off | 0 | 0 | 0 | 0 | 0 | 0
PseudoUnit | 0 | 0 | 0 | 0 | 0 | 0
FixedInterchange | 0 | 0 | 0 | 0 | 0 | 0
Levelized Capital Costs by Reporting Type: NP15
ReportingType | 2015 | 2020 | 2025 | 2030 | 2035 | 2040
BM | 0 | 0 | 0 | 0 | 0 | 0
CC | 130.44 | 130.44 | 130.44 | 130.44 | 130.44 | 0
CSP | 0 | 0 | 0 | 0 | 0 | 0
CT | 18.56 | 197 | 197 | 518.54 | 855.52 | 1029.65
Coal | 0 | 0 | 0 | 0 | 0 | 0
Geo | 0 | 80.68 | 283.22 | 283.22 | 283.22 | 202.54
H | 0 | 0 | 0 | 0 | 0 | 0
LFG | 0 | 0 | 169.39 | 169.39 | 169.39 | 169.39
Nuc | 0 | 0 | 0 | 0 | 0 | 0
PS | 0 | 0 | 0 | 0 | 0 | 0
PV | 3.82 | 3.82 | 3.82 | 3.82 | 0 | 0
PeakG | 0 | 0 | 0 | 0 | 0 | 0
PeakO | 0 | 0 | 0 | 0 | 0 | 0
ST | 17.26 | 17.26 | 17.26 | 17.26 | 0 | 0
STOG | 0 | 0 | 0 | 0 | 0 | 0
STWD | 0 | 0 | 0 | 0 | 0 | 0
WT | 31.59 | 281.29 | 2693.58 | 3390.26 | 3363.11 | 3113.41
IGCC | 0 | 0 | 0 | 0 | 0 | 0
DemandResponse | 0 | 0 | 0 | 0 | 0 | 0
IGCC-CCS | 0 | 0 | 0 | 0 | 0 | 0
WT_off | 0 | 0 | 0 | 0 | 0 | 0
PseudoUnit | 0 | 0 | 0 | 0 | 0 | 0
FixedInterchange | 0 | 0 | 0 | 0 | 0 | 0
Levelized Capital Costs by Reporting Type: NWPP_Coal
ReportingType | 2015 | 2020 | 2025 | 2030 | 2035 | 2040
BM | 0 | 0 | 0 | 0 | 0 | 0
CC | 0 | 0 | 0 | 0 | 0 | 0
CSP | 0 | 0 | 0 | 0 | 0 | 0
CT | 0 | 0 | 0 | 0 | 0 | 0
Coal | 0 | 0 | 0 | 0 | 0 | 0
Geo | 0 | 0 | 0 | 0 | 0 | 0
H | 0 | 0 | 0 | 0 | 0 | 0
LFG | 0 | 0 | 0 | 0 | 0 | 0
Nuc | 0 | 0 | 0 | 0 | 0 | 0
PS | 0 | 0 | 0 | 0 | 0 | 0
PV | 0 | 0 | 0 | 0 | 0 | 0
PeakG | 0 | 0 | 0 | 0 | 0 | 0
PeakO | 0 | 0 | 0 | 0 | 0 | 0
ST | 0 | 0 | 0 | 0 | 0 | 0
STOG | 0 | 0 | 0 | 0 | 0 | 0
STWD | 0 | 0 | 0 | 0 | 0 | 0
WT | 0 | 0 | 0 | 0 | 0 | 0
IGCC | 0 | 0 | 0 | 0 | 0 | 0
DemandResponse | 0 | 0 | 0 | 0 | 0 | 0
IGCC-CCS | 0 | 0 | 0 | 0 | 0 | 0
WT_off | 0 | 0 | 0 | 0 | 0 | 0
PseudoUnit | 0 | 0 | 0 | 0 | 0 | 0
FixedInterchange | 0 | 0 | 0 | 0 | 0 | 0
Levelized Capital Costs by Reporting Type: NWPP_Gas
ReportingType | 2015 | 2020 | 2025 | 2030 | 2035 | 2040
BM | 0 | 0 | 0 | 0 | 0 | 0
CC | 33.4 | 33.4 | 33.4 | 348.78 | 865.17 | 908.27
CSP | 0 | 0 | 0 | 0 | 0 | 0
CT | 13.02 | 13.02 | 13.02 | 13.02 | 0 | 0
Coal | 0 | 0 | 0 | 0 | 0 | 118.5
Geo | 0 | 0 | 0 | 0 | 0 | 0
H | 0 | 0 | 0 | 0 | 0 | 0
LFG | 0 | 0 | 0 | 0 | 0 | 0
Nuc | 0 | 0 | 0 | 0 | 0 | 0
PS | 0 | 0 | 0 | 0 | 0 | 0
PV | 0 | 0 | 0 | 0 | 0 | 0
PeakG | 0 | 0 | 0 | 0 | 0 | 0
PeakO | 0 | 0 | 0 | 0 | 0 | 0
ST | 0 | 0 | 0 | 0 | 0 | 0
STOG | 0 | 0 | 0 | 0 | 0 | 0
STWD | 0 | 0 | 0 | 0 | 0 | 0
WT | 0 | 0 | 0 | 0 | 0 | 0
IGCC | 0 | 0 | 0 | 0 | 0 | 0
DemandResponse | 0 | 0 | 0 | 0 | 0 | 0
IGCC-CCS | 0 | 0 | 0 | 0 | 0 | 0
WT_off | 0 | 0 | 0 | 0 | 0 | 0
PseudoUnit | 0 | 0 | 0 | 0 | 0 | 0
FixedInterchange | 0 | 0 | 0 | 0 | 0 | 0
Levelized Capital Costs by Reporting Type: NWPP_NucRenew
ReportingType | 2015 | 2020 | 2025 | 2030 | 2035 | 2040
BM | 13.89 | 13.89 | 13.89 | 13.89 | 13.89 | 13.89
CC | 0 | 0 | 0 | 0 | 0 | 0
CSP | 0 | 0 | 0 | 0 | 0 | 0
CT | 0 | 0 | 0 | 0 | 0 | 0
Coal | 0 | 0 | 0 | 0 | 0 | 0
Geo | 39.91 | 39.91 | 226.59 | 226.59 | 186.68 | 186.68
H | 0 | 0 | 0 | 0 | 0 | 0
LFG | 7.13 | 7.13 | 63.04 | 73.08 | 65.95 | 65.95
Nuc | 0 | 0 | 0 | 0 | 0 | 0
PS | 0 | 0 | 0 | 0 | 0 | 0
PV | 0 | 0 | 0 | 0 | 0 | 0
PeakG | 0 | 0 | 0 | 0 | 0 | 0
PeakO | 0 | 0 | 0 | 0 | 0 | 0
ST | 0 | 0 | 0 | 0 | 0 | 0
STOG | 0 | 0 | 0 | 0 | 0 | 0
STWD | 0 | 0 | 0 | 0 | 0 | 0
WT | 286.32 | 286.32 | 286.32 | 286.32 | 0 | 0
IGCC | 0 | 0 | 0 | 0 | 0 | 0
DemandResponse | 0 | 0 | 0 | 0 | 0 | 0
IGCC-CCS | 0 | 0 | 0 | 0 | 0 | 0
WT_off | 0 | 0 | 0 | 0 | 0 | 0
PseudoUnit | 0 | 0 | 0 | 0 | 0 | 0
FixedInterchange | 0 | 0 | 0 | 0 | 0 | 0
Levelized Capital Costs by Reporting Type: RMPA
ReportingType | 2015 | 2020 | 2025 | 2030 | 2035 | 2040
BM | 0 | 0 | 0 | 0 | 0 | 0
CC | 0 | 0 | 0 | 0 | 0 | 0
CSP | 0 | 0 | 0 | 0 | 0 | 0
CT | 15.2 | 15.2 | 15.2 | 15.2 | 0 | 0
Coal | 108.63 | 108.63 | 108.63 | 108.63 | 452.8 | 841.66
Geo | 0 | 205.58 | 1104.9 | 1115.58 | 1115.58 | 910
H | 0 | 0 | 0 | 0 | 0 | 0
LFG | 0.39 | 0.39 | 0.39 | 8.21 | 7.82 | 7.82
Nuc | 0 | 0 | 0 | 0 | 0 | 0
PS | 0 | 0 | 0 | 0 | 0 | 0
PV | 0.51 | 0.51 | 0.51 | 0.51 | 0 | 0
PeakG | 0 | 0 | 0 | 0 | 0 | 0
PeakO | 0 | 0 | 0 | 0 | 0 | 0
ST | 1.46 | 172.69 | 186.04 | 192.35 | 190.89 | 19.66
STOG | 0 | 0 | 0 | 0 | 0 | 0
STWD | 0 | 0 | 0 | 0 | 0 | 0
WT | 221 | 221 | 221 | 221 | 0 | 0
IGCC | 0 | 0 | 0 | 0 | 0 | 0
DemandResponse | 0 | 0 | 0 | 0 | 0 | 0
IGCC-CCS | 0 | 0 | 0 | 0 | 0 | 0
WT_off | 0 | 0 | 0 | 0 | 0 | 0
PseudoUnit | 0 | 0 | 0 | 0 | 0 | 0
FixedInterchange | 0 | 0 | 0 | 0 | 0 | 0
Levelized Capital Costs by Reporting Type: SP15
ReportingType | 2015 | 2020 | 2025 | 2030 | 2035 | 2040
BM | 2.9 | 2.9 | 2.9 | 2.9 | 2.9 | 2.9
CC | 60.76 | 60.76 | 60.76 | 60.76 | 60.76 | 0
CSP | 0 | 0 | 0 | 0 | 0 | 0
CT | 0 | 0 | 0 | 0 | 0 | 0
Coal | 0 | 0 | 0 | 0 | 0 | 0
Geo | 23 | 647.36 | 647.36 | 624.36 | 624.36 | 0
H | 0 | 0 | 0 | 0 | 0 | 0
LFG | 2.85 | 161.36 | 171.62 | 171.31 | 168.77 | 10.26
Nuc | 0 | 0 | 0 | 0 | 0 | 0
PS | 0 | 0 | 0 | 0 | 0 | 0
PV | 2.22 | 2.22 | 2.22 | 2.22 | 0 | 0
PeakG | 0 | 0 | 0 | 0 | 0 | 0
PeakO | 0 | 0 | 0 | 0 | 0 | 0
ST | 262.18 | 262.18 | 262.18 | 262.18 | 0 | 0
STOG | 0 | 0 | 0 | 0 | 0 | 0
STWD | 0 | 0 | 0 | 0 | 0 | 0
WT | 233.4 | 233.4 | 233.4 | 233.4 | 0 | 0
IGCC | 0 | 0 | 0 | 0 | 0 | 0
DemandResponse | 0 | 0 | 0 | 0 | 0 | 0
IGCC-CCS | 0 | 0 | 0 | 0 | 0 | 0
WT_off | 0 | 0 | 0 | 0 | 0 | 0
PseudoUnit | 0 | 0 | 0 | 0 | 0 | 0
FixedInterchange | 0 | 0 | 0 | 0 | 0 | 0
Levelized Capital Costs by Reporting Type: ALB
ReportingType | 2015 | 2020 | 2025 | 2030 | 2035 | 2040
BM | 0 | 0 | 0 | 0 | 0 | 0
CC | 47.13 | 108.04 | 196.6 | 263.39 | 420.32 | 493.71
CSP | 0 | 0 | 0 | 0 | 0 | 0
CT | 16.7 | 16.7 | 16.7 | 16.7 | 0 | 0
Coal | 147.62 | 147.62 | 147.62 | 147.62 | 147.62 | 147.62
Geo | 0 | 0 | 0 | 0 | 0 | 0
H | 0 | 0 | 0 | 0 | 0 | 0
LFG | 0 | 0 | 0 | 0 | 0 | 0
Nuc | 0 | 0 | 0 | 0 | 0 | 0
PS | 0 | 0 | 0 | 0 | 0 | 0
PV | 0 | 0 | 0 | 0 | 0 | 0
PeakG | 0 | 0 | 0 | 0 | 0 | 0
PeakO | 0 | 0 | 0 | 0 | 0 | 0
ST | 0 | 0 | 0 | 0 | 0 | 0
STOG | 0 | 0 | 0 | 0 | 0 | 0
STWD | 0 | 0 | 0 | 0 | 0 | 0
WT | 2.54 | 2.54 | 2.54 | 2.54 | 0 | 0
IGCC | 0 | 0 | 0 | 0 | 0 | 0
DemandResponse | 0 | 0 | 0 | 0 | 0 | 0
IGCC-CCS | 0 | 0 | 0 | 0 | 0 | 0
WT_off | 0 | 0 | 0 | 0 | 0 | 0
PseudoUnit | 0 | 0 | 0 | 0 | 0 | 0
FixedInterchange | 0 | 0 | 0 | 0 | 0 | 0
Levelized Capital Costs by Reporting Type: BC
ReportingType | 2015 | 2020 | 2025 | 2030 | 2035 | 2040
BM | 0 | 0 | 0 | 0 | 0 | 0
CC | 135.61 | 155.31 | 212.58 | 287.6 | 376.97 | 317.16
CSP | 0 | 0 | 0 | 0 | 0 | 0
CT | 0 | 0 | 0 | 0 | 0 | 12.95
Coal | 0 | 0 | 0 | 0 | 0 | 0
Geo | 0 | 0 | 0 | 0 | 0 | 0
H | 0 | 0 | 0 | 0 | 0 | 0
LFG | 0 | 0 | 0 | 0 | 0 | 0
Nuc | 0 | 0 | 0 | 0 | 0 | 0
PS | 0 | 0 | 0 | 0 | 0 | 0
PV | 0 | 0 | 0 | 0 | 0 | 0
PeakG | 0 | 0 | 0 | 0 | 0 | 0
PeakO | 0 | 0 | 0 | 0 | 0 | 0
ST | 0 | 0 | 0 | 0 | 0 | 0
STOG | 0 | 0 | 0 | 0 | 0 | 0
STWD | 0 | 0 | 0 | 0 | 0 | 0
WT | 40.68 | 40.68 | 40.68 | 40.68 | 0 | 0
IGCC | 0 | 0 | 0 | 0 | 0 | 0
DemandResponse | 0 | 0 | 0 | 0 | 0 | 0
IGCC-CCS | 0 | 0 | 0 | 0 | 0 | 0
WT_off | 0 | 0 | 0 | 0 | 0 | 0
PseudoUnit | 0 | 0 | 0 | 0 | 0 | 0
FixedInterchange | 0 | 0 | 0 | 0 | 0 | 0
Levelized Capital Costs by Reporting Type: HQ_IESO
ReportingType | 2015 | 2020 | 2025 | 2030 | 2035 | 2040
BM | 0 | 0 | 0 | 0 | 0 | 0
CC | 0 | 0 | 0 | 0 | 0 | 0
CSP | 0 | 0 | 0 | 0 | 0 | 0
CT | 0 | 0 | 0 | 0 | 0 | 0
Coal | 0 | 0 | 0 | 0 | 0 | 0
Geo | 0 | 0 | 0 | 0 | 0 | 0
H | 0 | 0 | 0 | 0 | 0 | 0
LFG | 0 | 0 | 0 | 0 | 0 | 0
Nuc | 0 | 0 | 0 | 0 | 0 | 0
PS | 0 | 0 | 0 | 0 | 0 | 0
PV | 0 | 0 | 0 | 0 | 0 | 0
PeakG | 0 | 0 | 0 | 0 | 0 | 0
PeakO | 0 | 0 | 0 | 0 | 0 | 0
ST | 0 | 0 | 0 | 0 | 0 | 0
STOG | 0 | 0 | 0 | 0 | 0 | 0
STWD | 0 | 0 | 0 | 0 | 0 | 0
WT | 0 | 0 | 0 | 0 | 0 | 0
IGCC | 0 | 0 | 0 | 0 | 0 | 0
DemandResponse | 0 | 0 | 0 | 0 | 0 | 0
IGCC-CCS | 0 | 0 | 0 | 0 | 0 | 0
WT_off | 0 | 0 | 0 | 0 | 0 | 0
PseudoUnit | 0 | 0 | 0 | 0 | 0 | 0
FixedInterchange | 0 | 0 | 0 | 0 | 0 | 0
Levelized Capital Costs by Reporting Type: HQ_NEISO
ReportingType | 2015 | 2020 | 2025 | 2030 | 2035 | 2040
BM | 0 | 0 | 0 | 0 | 0 | 0
CC | 0 | 0 | 0 | 0 | 0 | 0
CSP | 0 | 0 | 0 | 0 | 0 | 0
CT | 0 | 0 | 0 | 0 | 0 | 0
Coal | 0 | 0 | 0 | 0 | 0 | 0
Geo | 0 | 0 | 0 | 0 | 0 | 0
H | 0 | 0 | 0 | 0 | 0 | 0
LFG | 0 | 0 | 0 | 0 | 0 | 0
Nuc | 0 | 0 | 0 | 0 | 0 | 0
PS | 0 | 0 | 0 | 0 | 0 | 0
PV | 0 | 0 | 0 | 0 | 0 | 0
PeakG | 0 | 0 | 0 | 0 | 0 | 0
PeakO | 0 | 0 | 0 | 0 | 0 | 0
ST | 0 | 0 | 0 | 0 | 0 | 0
STOG | 0 | 0 | 0 | 0 | 0 | 0
STWD | 0 | 0 | 0 | 0 | 0 | 0
WT | 0 | 0 | 0 | 0 | 0 | 0
IGCC | 0 | 0 | 0 | 0 | 0 | 0
DemandResponse | 0 | 0 | 0 | 0 | 0 | 0
IGCC-CCS | 0 | 0 | 0 | 0 | 0 | 0
WT_off | 0 | 0 | 0 | 0 | 0 | 0
PseudoUnit | 0 | 0 | 0 | 0 | 0 | 0
FixedInterchange | 0 | 0 | 0 | 0 | 0 | 0
Levelized Capital Costs by Reporting Type: HQ_NY
ReportingType | 2015 | 2020 | 2025 | 2030 | 2035 | 2040
BM | 0 | 0 | 0 | 0 | 0 | 0
CC | 0 | 0 | 0 | 0 | 0 | 0
CSP | 0 | 0 | 0 | 0 | 0 | 0
CT | 0 | 0 | 0 | 0 | 0 | 0
Coal | 0 | 0 | 0 | 0 | 0 | 0
Geo | 0 | 0 | 0 | 0 | 0 | 0
H | 0 | 0 | 0 | 0 | 0 | 0
LFG | 0 | 0 | 0 | 0 | 0 | 0
Nuc | 0 | 0 | 0 | 0 | 0 | 0
PS | 0 | 0 | 0 | 0 | 0 | 0
PV | 0 | 0 | 0 | 0 | 0 | 0
PeakG | 0 | 0 | 0 | 0 | 0 | 0
PeakO | 0 | 0 | 0 | 0 | 0 | 0
ST | 0 | 0 | 0 | 0 | 0 | 0
STOG | 0 | 0 | 0 | 0 | 0 | 0
STWD | 0 | 0 | 0 | 0 | 0 | 0
WT | 0 | 0 | 0 | 0 | 0 | 0
IGCC | 0 | 0 | 0 | 0 | 0 | 0
DemandResponse | 0 | 0 | 0 | 0 | 0 | 0
IGCC-CCS | 0 | 0 | 0 | 0 | 0 | 0
WT_off | 0 | 0 | 0 | 0 | 0 | 0
PseudoUnit | 0 | 0 | 0 | 0 | 0 | 0
FixedInterchange | 0 | 0 | 0 | 0 | 0 | 0
Levelized Capital Costs by Reporting Type: MARITIMES
ReportingType | 2015 | 2020 | 2025 | 2030 | 2035 | 2040
BM | 0 | 0 | 0 | 0 | 0 | 0
CC | 0 | 0 | 0 | 0 | 0 | 0
CSP | 0 | 0 | 0 | 0 | 0 | 0
CT | 0 | 0 | 0 | 0 | 0 | 0
Coal | 0 | 0 | 0 | 0 | 0 | 0
Geo | 0 | 0 | 0 | 0 | 0 | 0
H | 0 | 0 | 0 | 0 | 0 | 0
LFG | 0 | 0 | 0 | 0 | 0 | 0
Nuc | 0 | 0 | 0 | 0 | 0 | 0
PS | 0 | 0 | 0 | 0 | 0 | 0
PV | 0 | 0 | 0 | 0 | 0 | 0
PeakG | 0 | 0 | 0 | 0 | 0 | 0
PeakO | 0 | 0 | 0 | 0 | 0 | 0
ST | 0 | 0 | 0 | 0 | 0 | 0
STOG | 0 | 0 | 0 | 0 | 0 | 0
STWD | 0 | 0 | 0 | 0 | 0 | 0
WT | 0 | 0 | 0 | 0 | 0 | 0
IGCC | 0 | 0 | 0 | 0 | 0 | 0
DemandResponse | 0 | 0 | 0 | 0 | 0 | 0
IGCC-CCS | 0 | 0 | 0 | 0 | 0 | 0
WT_off | 0 | 0 | 0 | 0 | 0 | 0
PseudoUnit | 0 | 173.48 | 173.48 | 173.48 | 173.48 | 173.48
FixedInterchange | 0 | 0 | 0 | 0 | 0 | 0
Levelized Capital Costs by Reporting Type: All
ReportingType | 2015 | 2020 | 2025 | 2030 | 2035 | 2040
BM | 541.24 | 4851.33 | 6828.1 | 9398.34 | 10059.8 | 10269.9
CC | 3719.08 | 4305.96 | 4451.79 | 5536.43 | 9008.16 | 9150.27
CSP | 0 | 0 | 0 | 0 | 0 | 0
CT | 720.35 | 1231.86 | 1393.85 | 2266.57 | 3309.97 | 3692.38
Coal | 3114.71 | 3114.71 | 3114.71 | 3114.71 | 3458.88 | 9531.64
Geo | 62.91 | 973.52 | 2885.14 | 2872.82 | 2832.91 | 1922.29
H | 0 | 533.95 | 1494.49 | 2512.35 | 2530.48 | 2915.1
LFG | 57.1 | 617.98 | 1243.54 | 1433.76 | 1390.21 | 829.34
Nuc | 684.91 | 3259.17 | 3259.17 | 3259.17 | 3259.17 | 3259.17
PS | 0 | 0 | 0 | 0 | 0 | 0
PV | 639.31 | 1684.27 | 2158.94 | 2267.9 | 1681.96 | 698.81
PeakG | 0 | 0 | 0 | 0 | 0 | 0
PeakO | 0 | 0 | 0 | 0 | 0 | 0
ST | 419.92 | 785.61 | 911.41 | 880.32 | 548.47 | 182.78
STOG | 0 | 0 | 0 | 0 | 0 | 0
STWD | 0 | 0 | 0 | 0 | 0 | 0
WT | 7365.25 | 20799.15 | 35368.75 | 47541.72 | 42997.07 | 31290.75
IGCC | 215.26 | 215.26 | 215.26 | 215.26 | 215.26 | 215.26
DemandResponse | 0 | 0 | 0 | 0 | 0 | 0
IGCC-CCS | 0 | 0 | 0 | 0 | 0 | 0
WT_off | 323.12 | 323.12 | 9529.48 | 20377.46 | 21531.85 | 23795.11
PseudoUnit | 0 | 173.48 | 173.48 | 173.48 | 173.48 | 173.48
FixedInterchange | 0 | 0 | 0 | 0 | 0 | 0
Levelized Capital Costs by Reporting Type: EI_US
ReportingType | 2015 | 2020 | 2025 | 2030 | 2035 | 2040
BM | 324.96 | 4635.04 | 6611.81 | 8636.73 | 9277.63 | 9450.42
CC | 3027.88 | 3363.65 | 3363.65 | 3540.79 | 5830.64 | 5872.69
CSP | 0 | 0 | 0 | 0 | 0 | 0
CT | 527.46 | 860.53 | 1022.52 | 1573.69 | 2401.96 | 2476.67
Coal | 2318.08 | 2318.08 | 2318.08 | 2318.08 | 2318.08 | 5660.75
Geo | 0 | 0 | 0 | 0 | 0 | 0
H | 0 | 419.48 | 766.9 | 766.9 | 785.03 | 1070.81
LFG | 41.61 | 443.97 | 724.47 | 897.14 | 868.6 | 466.24
Nuc | 684.91 | 3259.17 | 3259.17 | 3259.17 | 3259.17 | 3259.17
PS | 0 | 0 | 0 | 0 | 0 | 0
PV | 38.53 | 1083.49 | 1558.16 | 1667.12 | 1681.96 | 698.81
PeakG | 0 | 0 | 0 | 0 | 0 | 0
PeakO | 0 | 0 | 0 | 0 | 0 | 0
ST | 0 | 0 | 0 | 0 | 0 | 0
STOG | 0 | 0 | 0 | 0 | 0 | 0
STWD | 0 | 0 | 0 | 0 | 0 | 0
WT | 5689.99 | 16715.22 | 26444.87 | 36305.11 | 33224.31 | 23555.49
IGCC | 215.26 | 215.26 | 215.26 | 215.26 | 215.26 | 215.26
DemandResponse | 0 | 0 | 0 | 0 | 0 | 0
IGCC-CCS | 0 | 0 | 0 | 0 | 0 | 0
WT_off | 323.12 | 323.12 | 9529.48 | 20377.46 | 21531.85 | 23795.11
PseudoUnit | 0 | 173.48 | 173.48 | 173.48 | 173.48 | 173.48
FixedInterchange | 0 | 0 | 0 | 0 | 0 | 0
Levelized Capital Costs by Reporting Type: EI_Canada
ReportingType | 2015 | 2020 | 2025 | 2030 | 2035 | 2040
BM | 144.8 | 144.8 | 144.8 | 144.8 | 144.8 | 144.8
CC | 175.41 | 175.41 | 175.41 | 175.41 | 175.41 | 157.76
CSP | 0 | 0 | 0 | 0 | 0 | 0
CT | 44.74 | 44.74 | 44.74 | 44.74 | 52.48 | 173.12
Coal | 0 | 0 | 0 | 0 | 0 | 0
Geo | 0 | 0 | 0 | 0 | 0 | 0
H | 0 | 114.46 | 727.59 | 1538.45 | 1538.45 | 1637.29
LFG | 5.12 | 5.12 | 5.12 | 5.12 | 0.17 | 0.17
Nuc | 0 | 0 | 0 | 0 | 0 | 0
PS | 0 | 0 | 0 | 0 | 0 | 0
PV | 539.74 | 539.74 | 539.74 | 539.74 | 0 | 0
PeakG | 0 | 0 | 0 | 0 | 0 | 0
PeakO | 0 | 0 | 0 | 0 | 0 | 0
ST | 0 | 0 | 0 | 0 | 0 | 0
STOG | 0 | 0 | 0 | 0 | 0 | 0
STWD | 0 | 0 | 0 | 0 | 0 | 0
WT | 747.62 | 747.62 | 747.62 | 747.62 | 0 | 0
IGCC | 0 | 0 | 0 | 0 | 0 | 0
DemandResponse | 0 | 0 | 0 | 0 | 0 | 0
IGCC-CCS | 0 | 0 | 0 | 0 | 0 | 0
WT_off | 0 | 0 | 0 | 0 | 0 | 0
PseudoUnit | 0 | 0 | 0 | 0 | 0 | 0
FixedInterchange | 0 | 0 | 0 | 0 | 0 | 0
Levelized Capital Costs by Reporting Type: EI
ReportingType | 2015 | 2020 | 2025 | 2030 | 2035 | 2040
BM | 469.76 | 4779.85 | 6756.61 | 8781.54 | 9422.43 | 9595.23
CC | 3203.29 | 3539.06 | 3539.06 | 3716.2 | 6006.05 | 6030.45
CSP | 0 | 0 | 0 | 0 | 0 | 0
CT | 572.19 | 905.26 | 1067.25 | 1618.43 | 2454.44 | 2649.79
Coal | 2318.08 | 2318.08 | 2318.08 | 2318.08 | 2318.08 | 5660.75
Geo | 0 | 0 | 0 | 0 | 0 | 0
H | 0 | 533.95 | 1494.49 | 2305.35 | 2323.48 | 2708.1
LFG | 46.73 | 449.09 | 729.59 | 902.26 | 868.77 | 466.41
Nuc | 684.91 | 3259.17 | 3259.17 | 3259.17 | 3259.17 | 3259.17
PS | 0 | 0 | 0 | 0 | 0 | 0
PV | 578.27 | 1623.23 | 2097.9 | 2206.86 | 1681.96 | 698.81
PeakG | 0 | 0 | 0 | 0 | 0 | 0
PeakO | 0 | 0 | 0 | 0 | 0 | 0
ST | 0 | 0 | 0 | 0 | 0 | 0
STOG | 0 | 0 | 0 | 0 | 0 | 0
STWD | 0 | 0 | 0 | 0 | 0 | 0
WT | 6437.61 | 17462.84 | 27192.49 | 37052.73 | 33224.31 | 23555.49
IGCC | 215.26 | 215.26 | 215.26 | 215.26 | 215.26 | 215.26
DemandResponse | 0 | 0 | 0 | 0 | 0 | 0
IGCC-CCS | 0 | 0 | 0 | 0 | 0 | 0
WT_off | 323.12 | 323.12 | 9529.48 | 20377.46 | 21531.85 | 23795.11
PseudoUnit | 0 | 173.48 | 173.48 | 173.48 | 173.48 | 173.48
FixedInterchange | 0 | 0 | 0 | 0 | 0 | 0
Levelized Capital Costs by Reporting Type: Outside_EI
ReportingType | 2015 | 2020 | 2025 | 2030 | 2035 | 2040
BM | 71.48 | 71.48 | 71.48 | 616.8 | 637.37 | 674.68
CC | 515.79 | 766.9 | 912.73 | 1820.23 | 3002.1 | 3119.82
CSP | 0 | 0 | 0 | 0 | 0 | 0
CT | 148.16 | 326.6 | 326.6 | 648.14 | 855.52 | 1042.59
Coal | 796.63 | 796.63 | 796.63 | 796.63 | 1140.8 | 3870.89
Geo | 62.91 | 973.52 | 2885.14 | 2872.82 | 2832.91 | 1922.29
H | 0 | 0 | 0 | 207 | 207 | 207
LFG | 10.38 | 168.89 | 513.95 | 531.51 | 521.44 | 362.93
Nuc | 0 | 0 | 0 | 0 | 0 | 0
PS | 0 | 0 | 0 | 0 | 0 | 0
PV | 61.04 | 61.04 | 61.04 | 61.04 | 0 | 0
PeakG | 0 | 0 | 0 | 0 | 0 | 0
PeakO | 0 | 0 | 0 | 0 | 0 | 0
ST | 419.92 | 785.61 | 911.41 | 880.32 | 548.47 | 182.78
STOG | 0 | 0 | 0 | 0 | 0 | 0
STWD | 0 | 0 | 0 | 0 | 0 | 0
WT | 927.64 | 3336.31 | 8176.25 | 10488.99 | 9772.76 | 7735.26
IGCC | 0 | 0 | 0 | 0 | 0 | 0
DemandResponse | 0 | 0 | 0 | 0 | 0 | 0
IGCC-CCS | 0 | 0 | 0 | 0 | 0 | 0
WT_off | 0 | 0 | 0 | 0 | 0 | 0
PseudoUnit | 0 | 0 | 0 | 0 | 0 | 0
FixedInterchange | 0 | 0 | 0 | 0 | 0 | 0
#13 | Levelized Retrofit Capital Costs ($million)
Levelized Retrofit Capital Costs by Reporting Type: Entergy
ReportingType | 2015 | 2020 | 2025 | 2030 | 2035 | 2040
BM | 0 | 0 | 0 | 0 | 0 | 0
CC | 0 | 0 | 0 | 0 | 0 | 0
CSP | 0 | 0 | 0 | 0 | 0 | 0
CT | 0 | 0 | 0 | 0 | 0 | 0
Coal | 0 | 353.26 | 353.26 | 0 | 0 | 0
Geo | 0 | 0 | 0 | 0 | 0 | 0
H | 0 | 0 | 0 | 0 | 0 | 0
LFG | 0 | 0 | 0 | 0 | 0 | 0
Nuc | 0 | 0 | 0 | 0 | 0 | 0
PS | 0 | 0 | 0 | 0 | 0 | 0
PV | 0 | 0 | 0 | 0 | 0 | 0
PeakG | 0 | 0 | 0 | 0 | 0 | 0
PeakO | 0 | 0 | 0 | 0 | 0 | 0
ST | 0 | 0 | 0 | 0 | 0 | 0
STOG | 0 | 0 | 0 | 0 | 0 | 0
STWD | 0 | 0 | 0 | 0 | 0 | 0
WT | 0 | 0 | 0 | 0 | 0 | 0
IGCC | 0 | 0 | 0 | 0 | 0 | 0
DemandResponse | 0 | 0 | 0 | 0 | 0 | 0
IGCC-CCS | 0 | 0 | 0 | 0 | 0 | 0
WT_off | 0 | 0 | 0 | 0 | 0 | 0
PseudoUnit | 0 | 0 | 0 | 0 | 0 | 0
FixedInterchange | 0 | 0 | 0 | 0 | 0 | 0
Levelized Retrofit Capital Costs by Reporting Type: FRCC
ReportingType | 2015 | 2020 | 2025 | 2030 | 2035 | 2040
BM | 0 | 0 | 0 | 0 | 0 | 0
CC | 0 | 0 | 0 | 0 | 0 | 0
CSP | 0 | 0 | 0 | 0 | 0 | 0
CT | 0 | 0 | 0 | 0 | 0 | 0
Coal | 73.1 | 90.37 | 90.37 | 0 | 0 | 0
Geo | 0 | 0 | 0 | 0 | 0 | 0
H | 0 | 0 | 0 | 0 | 0 | 0
LFG | 0 | 0 | 0 | 0 | 0 | 0
Nuc | 0 | 0 | 0 | 0 | 0 | 0
PS | 0 | 0 | 0 | 0 | 0 | 0
PV | 0 | 0 | 0 | 0 | 0 | 0
PeakG | 0 | 0 | 0 | 0 | 0 | 0
PeakO | 0 | 0 | 0 | 0 | 0 | 0
ST | 0 | 0 | 0 | 0 | 0 | 0
STOG | 0 | 0 | 0 | 0 | 0 | 0
STWD | 0 | 0 | 0 | 0 | 0 | 0
WT | 0 | 0 | 0 | 0 | 0 | 0
IGCC | 0 | 0 | 0 | 0 | 0 | 0
DemandResponse | 0 | 0 | 0 | 0 | 0 | 0
IGCC-CCS | 0 | 0 | 0 | 0 | 0 | 0
WT_off | 0 | 0 | 0 | 0 | 0 | 0
PseudoUnit | 0 | 0 | 0 | 0 | 0 | 0
FixedInterchange | 0 | 0 | 0 | 0 | 0 | 0
Levelized Retrofit Capital Costs by Reporting Type: MAPP_US
ReportingType | 2015 | 2020 | 2025 | 2030 | 2035 | 2040
BM | 0 | 0 | 0 | 0 | 0 | 0
CC | 0 | 0 | 0 | 0 | 0 | 0
CSP | 0 | 0 | 0 | 0 | 0 | 0
CT | 0 | 0 | 0 | 0 | 0 | 0
Coal | 22.36 | 41.43 | 19.07 | 0 | 0 | 0
Geo | 0 | 0 | 0 | 0 | 0 | 0
H | 0 | 0 | 0 | 0 | 0 | 0
LFG | 0 | 0 | 0 | 0 | 0 | 0
Nuc | 0 | 0 | 0 | 0 | 0 | 0
PS | 0 | 0 | 0 | 0 | 0 | 0
PV | 0 | 0 | 0 | 0 | 0 | 0
PeakG | 0 | 0 | 0 | 0 | 0 | 0
PeakO | 0 | 0 | 0 | 0 | 0 | 0
ST | 0 | 0 | 0 | 0 | 0 | 0
STOG | 0 | 0 | 0 | 0 | 0 | 0
STWD | 0 | 0 | 0 | 0 | 0 | 0
WT | 0 | 0 | 0 | 0 | 0 | 0
IGCC | 0 | 0 | 0 | 0 | 0 | 0
DemandResponse | 0 | 0 | 0 | 0 | 0 | 0
IGCC-CCS | 0 | 0 | 0 | 0 | 0 | 0
WT_off | 0 | 0 | 0 | 0 | 0 | 0
PseudoUnit | 0 | 0 | 0 | 0 | 0 | 0
FixedInterchange | 0 | 0 | 0 | 0 | 0 | 0
Levelized Retrofit Capital Costs by Reporting Type: MISO_IN
ReportingType | 2015 | 2020 | 2025 | 2030 | 2035 | 2040
BM | 0 | 0 | 0 | 0 | 0 | 0
CC | 0 | 0 | 0 | 0 | 0 | 0
CSP | 0 | 0 | 0 | 0 | 0 | 0
CT | 0 | 0 | 0 | 0 | 0 | 0
Coal | 0 | 223.79 | 223.79 | 0 | 0 | 0
Geo | 0 | 0 | 0 | 0 | 0 | 0
H | 0 | 0 | 0 | 0 | 0 | 0
LFG | 0 | 0 | 0 | 0 | 0 | 0
Nuc | 0 | 0 | 0 | 0 | 0 | 0
PS | 0 | 0 | 0 | 0 | 0 | 0
PV | 0 | 0 | 0 | 0 | 0 | 0
PeakG | 0 | 0 | 0 | 0 | 0 | 0
PeakO | 0 | 0 | 0 | 0 | 0 | 0
ST | 0 | 0 | 0 | 0 | 0 | 0
STOG | 0 | 0 | 0 | 0 | 0 | 0
STWD | 0 | 0 | 0 | 0 | 0 | 0
WT | 0 | 0 | 0 | 0 | 0 | 0
IGCC | 0 | 0 | 0 | 0 | 0 | 0
DemandResponse | 0 | 0 | 0 | 0 | 0 | 0
IGCC-CCS | 0 | 0 | 0 | 0 | 0 | 0
WT_off | 0 | 0 | 0 | 0 | 0 | 0
PseudoUnit | 0 | 0 | 0 | 0 | 0 | 0
FixedInterchange | 0 | 0 | 0 | 0 | 0 | 0
Levelized Retrofit Capital Costs by Reporting Type: MISO_MI
ReportingType | 2015 | 2020 | 2025 | 2030 | 2035 | 2040
BM | 0 | 0 | 0 | 0 | 0 | 0
CC | 0 | 0 | 0 | 0 | 0 | 0
CSP | 0 | 0 | 0 | 0 | 0 | 0
CT | 0 | 0 | 0 | 0 | 0 | 0
Coal | 15.14 | 363.91 | 348.77 | 0 | 0 | 0
Geo | 0 | 0 | 0 | 0 | 0 | 0
H | 0 | 0 | 0 | 0 | 0 | 0
LFG | 0 | 0 | 0 | 0 | 0 | 0
Nuc | 0 | 0 | 0 | 0 | 0 | 0
PS | 0 | 0 | 0 | 0 | 0 | 0
PV | 0 | 0 | 0 | 0 | 0 | 0
PeakG | 0 | 0 | 0 | 0 | 0 | 0
PeakO | 0 | 0 | 0 | 0 | 0 | 0
ST | 0 | 0 | 0 | 0 | 0 | 0
STOG | 0 | 0 | 0 | 0 | 0 | 0
STWD | 0 | 0 | 0 | 0 | 0 | 0
WT | 0 | 0 | 0 | 0 | 0 | 0
IGCC | 0 | 0 | 0 | 0 | 0 | 0
DemandResponse | 0 | 0 | 0 | 0 | 0 | 0
IGCC-CCS | 0 | 0 | 0 | 0 | 0 | 0
WT_off | 0 | 0 | 0 | 0 | 0 | 0
PseudoUnit | 0 | 0 | 0 | 0 | 0 | 0
FixedInterchange | 0 | 0 | 0 | 0 | 0 | 0
Levelized Retrofit Capital Costs by Reporting Type: MISO_MO-IL
ReportingType | 2015 | 2020 | 2025 | 2030 | 2035 | 2040
BM | 0 | 0 | 0 | 0 | 0 | 0
CC | 0 | 0 | 0 | 0 | 0 | 0
CSP | 0 | 0 | 0 | 0 | 0 | 0
CT | 0 | 0 | 0 | 0 | 0 | 0
Coal | 9.29 | 368.63 | 368.63 | 0 | 0 | 0
Geo | 0 | 0 | 0 | 0 | 0 | 0
H | 0 | 0 | 0 | 0 | 0 | 0
LFG | 0 | 0 | 0 | 0 | 0 | 0
Nuc | 0 | 0 | 0 | 0 | 0 | 0
PS | 0 | 0 | 0 | 0 | 0 | 0
PV | 0 | 0 | 0 | 0 | 0 | 0
PeakG | 0 | 0 | 0 | 0 | 0 | 0
PeakO | 0 | 0 | 0 | 0 | 0 | 0
ST | 0 | 0 | 0 | 0 | 0 | 0
STOG | 0 | 0 | 0 | 0 | 0 | 0
STWD | 0 | 0 | 0 | 0 | 0 | 0
WT | 0 | 0 | 0 | 0 | 0 | 0
IGCC | 0 | 0 | 0 | 0 | 0 | 0
DemandResponse | 0 | 0 | 0 | 0 | 0 | 0
IGCC-CCS | 0 | 0 | 0 | 0 | 0 | 0
WT_off | 0 | 0 | 0 | 0 | 0 | 0
PseudoUnit | 0 | 0 | 0 | 0 | 0 | 0
FixedInterchange | 0 | 0 | 0 | 0 | 0 | 0
Levelized Retrofit Capital Costs by Reporting Type: MISO_W
ReportingType | 2015 | 2020 | 2025 | 2030 | 2035 | 2040
BM | 0 | 0 | 0 | 0 | 0 | 0
CC | 0 | 0 | 0 | 0 | 0 | 0
CSP | 0 | 0 | 0 | 0 | 0 | 0
CT | 0 | 0 | 0 | 0 | 0 | 0
Coal | 26.68 | 279.54 | 279.54 | 0 | 0 | 0
Geo | 0 | 0 | 0 | 0 | 0 | 0
H | 0 | 0 | 0 | 0 | 0 | 0
LFG | 0 | 0 | 0 | 0 | 0 | 0
Nuc | 0 | 0 | 0 | 0 | 0 | 0
PS | 0 | 0 | 0 | 0 | 0 | 0
PV | 0 | 0 | 0 | 0 | 0 | 0
PeakG | 0 | 0 | 0 | 0 | 0 | 0
PeakO | 0 | 0 | 0 | 0 | 0 | 0
ST | 0 | 0 | 0 | 0 | 0 | 0
STOG | 0 | 0 | 0 | 0 | 0 | 0
STWD | 0 | 0 | 0 | 0 | 0 | 0
WT | 0 | 0 | 0 | 0 | 0 | 0
IGCC | 0 | 0 | 0 | 0 | 0 | 0
DemandResponse | 0 | 0 | 0 | 0 | 0 | 0
IGCC-CCS | 0 | 0 | 0 | 0 | 0 | 0
WT_off | 0 | 0 | 0 | 0 | 0 | 0
PseudoUnit | 0 | 0 | 0 | 0 | 0 | 0
FixedInterchange | 0 | 0 | 0 | 0 | 0 | 0
Levelized Retrofit Capital Costs by Reporting Type: MISO_WUMS
ReportingType | 2015 | 2020 | 2025 | 2030 | 2035 | 2040
BM | 0 | 0 | 0 | 0 | 0 | 0
CC | 0 | 0 | 0 | 0 | 0 | 0
CSP | 0 | 0 | 0 | 0 | 0 | 0
CT | 0 | 0 | 0 | 0 | 0 | 0
Coal | 197.26 | 213.88 | 40.61 | 0 | 0 | 0
Geo | 0 | 0 | 0 | 0 | 0 | 0
H | 0 | 0 | 0 | 0 | 0 | 0
LFG | 0 | 0 | 0 | 0 | 0 | 0
Nuc | 0 | 0 | 0 | 0 | 0 | 0
PS | 0 | 0 | 0 | 0 | 0 | 0
PV | 0 | 0 | 0 | 0 | 0 | 0
PeakG | 0 | 0 | 0 | 0 | 0 | 0
PeakO | 0 | 0 | 0 | 0 | 0 | 0
ST | 0 | 0 | 0 | 0 | 0 | 0
STOG | 0 | 0 | 0 | 0 | 0 | 0
STWD | 0 | 0 | 0 | 0 | 0 | 0
WT | 0 | 0 | 0 | 0 | 0 | 0
IGCC | 0 | 0 | 0 | 0 | 0 | 0
DemandResponse | 0 | 0 | 0 | 0 | 0 | 0
IGCC-CCS | 0 | 0 | 0 | 0 | 0 | 0
WT_off | 0 | 0 | 0 | 0 | 0 | 0
PseudoUnit | 0 | 0 | 0 | 0 | 0 | 0
FixedInterchange | 0 | 0 | 0 | 0 | 0 | 0
Levelized Retrofit Capital Costs by Reporting Type: Nebraska
ReportingType | 2015 | 2020 | 2025 | 2030 | 2035 | 2040
BM | 0 | 0 | 0 | 0 | 0 | 0
CC | 0 | 0 | 0 | 0 | 0 | 0
CSP | 0 | 0 | 0 | 0 | 0 | 0
CT | 0 | 0 | 0 | 0 | 0 | 0
Coal | 0 | 187.72 | 187.72 | 0 | 0 | 0
Geo | 0 | 0 | 0 | 0 | 0 | 0
H | 0 | 0 | 0 | 0 | 0 | 0
LFG | 0 | 0 | 0 | 0 | 0 | 0
Nuc | 0 | 0 | 0 | 0 | 0 | 0
PS | 0 | 0 | 0 | 0 | 0 | 0
PV | 0 | 0 | 0 | 0 | 0 | 0
PeakG | 0 | 0 | 0 | 0 | 0 | 0
PeakO | 0 | 0 | 0 | 0 | 0 | 0
ST | 0 | 0 | 0 | 0 | 0 | 0
STOG | 0 | 0 | 0 | 0 | 0 | 0
STWD | 0 | 0 | 0 | 0 | 0 | 0
WT | 0 | 0 | 0 | 0 | 0 | 0
IGCC | 0 | 0 | 0 | 0 | 0 | 0
DemandResponse | 0 | 0 | 0 | 0 | 0 | 0
IGCC-CCS | 0 | 0 | 0 | 0 | 0 | 0
WT_off | 0 | 0 | 0 | 0 | 0 | 0
PseudoUnit | 0 | 0 | 0 | 0 | 0 | 0
FixedInterchange | 0 | 0 | 0 | 0 | 0 | 0
Levelized Retrofit Capital Costs by Reporting Type: NEISO
ReportingType | 2015 | 2020 | 2025 | 2030 | 2035 | 2040
BM | 0 | 0 | 0 | 0 | 0 | 0
CC | 0 | 0 | 0 | 0 | 0 | 0
CSP | 0 | 0 | 0 | 0 | 0 | 0
CT | 0 | 0 | 0 | 0 | 0 | 0
Coal | 29.15 | 29.15 | 0 | 0 | 0 | 0
Geo | 0 | 0 | 0 | 0 | 0 | 0
H | 0 | 0 | 0 | 0 | 0 | 0
LFG | 0 | 0 | 0 | 0 | 0 | 0
Nuc | 0 | 0 | 0 | 0 | 0 | 0
PS | 0 | 0 | 0 | 0 | 0 | 0
PV | 0 | 0 | 0 | 0 | 0 | 0
PeakG | 0 | 0 | 0 | 0 | 0 | 0
PeakO | 0 | 0 | 0 | 0 | 0 | 0
ST | 0 | 0 | 0 | 0 | 0 | 0
STOG | 0 | 0 | 0 | 0 | 0 | 0
STWD | 0 | 0 | 0 | 0 | 0 | 0
WT | 0 | 0 | 0 | 0 | 0 | 0
IGCC | 0 | 0 | 0 | 0 | 0 | 0
DemandResponse | 0 | 0 | 0 | 0 | 0 | 0
IGCC-CCS | 0 | 0 | 0 | 0 | 0 | 0
WT_off | 0 | 0 | 0 | 0 | 0 | 0
PseudoUnit | 0 | 0 | 0 | 0 | 0 | 0
FixedInterchange | 0 | 0 | 0 | 0 | 0 | 0
Levelized Retrofit Capital Costs by Reporting Type: NonRTO_Midwest
ReportingType | 2015 | 2020 | 2025 | 2030 | 2035 | 2040
BM | 0 | 0 | 0 | 0 | 0 | 0
CC | 0 | 0 | 0 | 0 | 0 | 0
CSP | 0 | 0 | 0 | 0 | 0 | 0
CT | 0 | 0 | 0 | 0 | 0 | 0
Coal | 165.72 | 256.56 | 118.53 | 0 | 0 | 0
Geo | 0 | 0 | 0 | 0 | 0 | 0
H | 0 | 0 | 0 | 0 | 0 | 0
LFG | 0 | 0 | 0 | 0 | 0 | 0
Nuc | 0 | 0 | 0 | 0 | 0 | 0
PS | 0 | 0 | 0 | 0 | 0 | 0
PV | 0 | 0 | 0 | 0 | 0 | 0
PeakG | 0 | 0 | 0 | 0 | 0 | 0
PeakO | 0 | 0 | 0 | 0 | 0 | 0
ST | 0 | 0 | 0 | 0 | 0 | 0
STOG | 0 | 0 | 0 | 0 | 0 | 0
STWD | 0 | 0 | 0 | 0 | 0 | 0
WT | 0 | 0 | 0 | 0 | 0 | 0
IGCC | 0 | 0 | 0 | 0 | 0 | 0
DemandResponse | 0 | 0 | 0 | 0 | 0 | 0
IGCC-CCS | 0 | 0 | 0 | 0 | 0 | 0
WT_off | 0 | 0 | 0 | 0 | 0 | 0
PseudoUnit | 0 | 0 | 0 | 0 | 0 | 0
FixedInterchange | 0 | 0 | 0 | 0 | 0 | 0
Levelized Retrofit Capital Costs by Reporting Type: NYISO_A-F
ReportingType | 2015 | 2020 | 2025 | 2030 | 2035 | 2040
BM | 0 | 0 | 0 | 0 | 0 | 0
CC | 0 | 0 | 0 | 0 | 0 | 0
CSP | 0 | 0 | 0 | 0 | 0 | 0
CT | 0 | 0 | 0 | 0 | 0 | 0
Coal | 0 | 0 | 0 | 0 | 0 | 0
Geo | 0 | 0 | 0 | 0 | 0 | 0
H | 0 | 0 | 0 | 0 | 0 | 0
LFG | 0 | 0 | 0 | 0 | 0 | 0
Nuc | 0 | 0 | 0 | 0 | 0 | 0
PS | 0 | 0 | 0 | 0 | 0 | 0
PV | 0 | 0 | 0 | 0 | 0 | 0
PeakG | 0 | 0 | 0 | 0 | 0 | 0
PeakO | 0 | 0 | 0 | 0 | 0 | 0
ST | 0 | 0 | 0 | 0 | 0 | 0
STOG | 0 | 0 | 0 | 0 | 0 | 0
STWD | 0 | 0 | 0 | 0 | 0 | 0
WT | 0 | 0 | 0 | 0 | 0 | 0
IGCC | 0 | 0 | 0 | 0 | 0 | 0
DemandResponse | 0 | 0 | 0 | 0 | 0 | 0
IGCC-CCS | 0 | 0 | 0 | 0 | 0 | 0
WT_off | 0 | 0 | 0 | 0 | 0 | 0
PseudoUnit | 0 | 0 | 0 | 0 | 0 | 0
FixedInterchange | 0 | 0 | 0 | 0 | 0 | 0
Levelized Retrofit Capital Costs by Reporting Type: NYISO_G-I
ReportingType | 2015 | 2020 | 2025 | 2030 | 2035 | 2040
BM | 0 | 0 | 0 | 0 | 0 | 0
CC | 0 | 0 | 0 | 0 | 0 | 0
CSP | 0 | 0 | 0 | 0 | 0 | 0
CT | 0 | 0 | 0 | 0 | 0 | 0
Coal | 0 | 0 | 0 | 0 | 0 | 0
Geo | 0 | 0 | 0 | 0 | 0 | 0
H | 0 | 0 | 0 | 0 | 0 | 0
LFG | 0 | 0 | 0 | 0 | 0 | 0
Nuc | 0 | 0 | 0 | 0 | 0 | 0
PS | 0 | 0 | 0 | 0 | 0 | 0
PV | 0 | 0 | 0 | 0 | 0 | 0
PeakG | 0 | 0 | 0 | 0 | 0 | 0
PeakO | 0 | 0 | 0 | 0 | 0 | 0
ST | 0 | 0 | 0 | 0 | 0 | 0
STOG | 0 | 0 | 0 | 0 | 0 | 0
STWD | 0 | 0 | 0 | 0 | 0 | 0
WT | 0 | 0 | 0 | 0 | 0 | 0
IGCC | 0 | 0 | 0 | 0 | 0 | 0
DemandResponse | 0 | 0 | 0 | 0 | 0 | 0
IGCC-CCS | 0 | 0 | 0 | 0 | 0 | 0
WT_off | 0 | 0 | 0 | 0 | 0 | 0
PseudoUnit | 0 | 0 | 0 | 0 | 0 | 0
FixedInterchange | 0 | 0 | 0 | 0 | 0 | 0
Levelized Retrofit Capital Costs by Reporting Type: NYISO_J-K
ReportingType | 2015 | 2020 | 2025 | 2030 | 2035 | 2040
BM | 0 | 0 | 0 | 0 | 0 | 0
CC | 0 | 0 | 0 | 0 | 0 | 0
CSP | 0 | 0 | 0 | 0 | 0 | 0
CT | 0 | 0 | 0 | 0 | 0 | 0
Coal | 0 | 0 | 0 | 0 | 0 | 0
Geo | 0 | 0 | 0 | 0 | 0 | 0
H | 0 | 0 | 0 | 0 | 0 | 0
LFG | 0 | 0 | 0 | 0 | 0 | 0
Nuc | 0 | 0 | 0 | 0 | 0 | 0
PS | 0 | 0 | 0 | 0 | 0 | 0
PV | 0 | 0 | 0 | 0 | 0 | 0
PeakG | 0 | 0 | 0 | 0 | 0 | 0
PeakO | 0 | 0 | 0 | 0 | 0 | 0
ST | 0 | 0 | 0 | 0 | 0 | 0
STOG | 0 | 0 | 0 | 0 | 0 | 0
STWD | 0 | 0 | 0 | 0 | 0 | 0
WT | 0 | 0 | 0 | 0 | 0 | 0
IGCC | 0 | 0 | 0 | 0 | 0 | 0
DemandResponse | 0 | 0 | 0 | 0 | 0 | 0
IGCC-CCS | 0 | 0 | 0 | 0 | 0 | 0
WT_off | 0 | 0 | 0 | 0 | 0 | 0
PseudoUnit | 0 | 0 | 0 | 0 | 0 | 0
FixedInterchange | 0 | 0 | 0 | 0 | 0 | 0
Levelized Retrofit Capital Costs by Reporting Type: PJM_E
ReportingType | 2015 | 2020 | 2025 | 2030 | 2035 | 2040
BM | 0 | 0 | 0 | 0 | 0 | 0
CC | 0 | 0 | 0 | 0 | 0 | 0
CSP | 0 | 0 | 0 | 0 | 0 | 0
CT | 0 | 0 | 0 | 0 | 0 | 0
Coal | 22.45 | 22.45 | 0 | 0 | 0 | 0
Geo | 0 | 0 | 0 | 0 | 0 | 0
H | 0 | 0 | 0 | 0 | 0 | 0
LFG | 0 | 0 | 0 | 0 | 0 | 0
Nuc | 0 | 0 | 0 | 0 | 0 | 0
PS | 0 | 0 | 0 | 0 | 0 | 0
PV | 0 | 0 | 0 | 0 | 0 | 0
PeakG | 0 | 0 | 0 | 0 | 0 | 0
PeakO | 0 | 0 | 0 | 0 | 0 | 0
ST | 0 | 0 | 0 | 0 | 0 | 0
STOG | 0 | 0 | 0 | 0 | 0 | 0
STWD | 0 | 0 | 0 | 0 | 0 | 0
WT | 0 | 0 | 0 | 0 | 0 | 0
IGCC | 0 | 0 | 0 | 0 | 0 | 0
DemandResponse | 0 | 0 | 0 | 0 | 0 | 0
IGCC-CCS | 0 | 0 | 0 | 0 | 0 | 0
WT_off | 0 | 0 | 0 | 0 | 0 | 0
PseudoUnit | 0 | 0 | 0 | 0 | 0 | 0
FixedInterchange | 0 | 0 | 0 | 0 | 0 | 0
Levelized Retrofit Capital Costs by Reporting Type: PJM_ROM
ReportingType | 2015 | 2020 | 2025 | 2030 | 2035 | 2040
BM | 0 | 0 | 0 | 0 | 0 | 0
CC | 0 | 0 | 0 | 0 | 0 | 0
CSP | 0 | 0 | 0 | 0 | 0 | 0
CT | 0 | 0 | 0 | 0 | 0 | 0
Coal | 14.63 | 43.29 | 43.29 | 0 | 0 | 0
Geo | 0 | 0 | 0 | 0 | 0 | 0
H | 0 | 0 | 0 | 0 | 0 | 0
LFG | 0 | 0 | 0 | 0 | 0 | 0
Nuc | 0 | 0 | 0 | 0 | 0 | 0
PS | 0 | 0 | 0 | 0 | 0 | 0
PV | 0 | 0 | 0 | 0 | 0 | 0
PeakG | 0 | 0 | 0 | 0 | 0 | 0
PeakO | 0 | 0 | 0 | 0 | 0 | 0
ST | 0 | 0 | 0 | 0 | 0 | 0
STOG | 0 | 0 | 0 | 0 | 0 | 0
STWD | 0 | 0 | 0 | 0 | 0 | 0
WT | 0 | 0 | 0 | 0 | 0 | 0
IGCC | 0 | 0 | 0 | 0 | 0 | 0
DemandResponse | 0 | 0 | 0 | 0 | 0 | 0
IGCC-CCS | 0 | 0 | 0 | 0 | 0 | 0
WT_off | 0 | 0 | 0 | 0 | 0 | 0
PseudoUnit | 0 | 0 | 0 | 0 | 0 | 0
FixedInterchange | 0 | 0 | 0 | 0 | 0 | 0
Levelized Retrofit Capital Costs by Reporting Type: PJM_ROR
ReportingType | 2015 | 2020 | 2025 | 2030 | 2035 | 2040
BM | 0 | 0 | 0 | 0 | 0 | 0
CC | 0 | 0 | 0 | 0 | 0 | 0
CSP | 0 | 0 | 0 | 0 | 0 | 0
CT | 0 | 0 | 0 | 0 | 0 | 0
Coal | 46.99 | 707.13 | 707.13 | 0 | 0 | 0
Geo | 0 | 0 | 0 | 0 | 0 | 0
H | 0 | 0 | 0 | 0 | 0 | 0
LFG | 0 | 0 | 0 | 0 | 0 | 0
Nuc | 0 | 0 | 0 | 0 | 0 | 0
PS | 0 | 0 | 0 | 0 | 0 | 0
PV | 0 | 0 | 0 | 0 | 0 | 0
PeakG | 0 | 0 | 0 | 0 | 0 | 0
PeakO | 0 | 0 | 0 | 0 | 0 | 0
ST | 0 | 0 | 0 | 0 | 0 | 0
STOG | 0 | 0 | 0 | 0 | 0 | 0
STWD | 0 | 0 | 0 | 0 | 0 | 0
WT | 0 | 0 | 0 | 0 | 0 | 0
IGCC | 0 | 0 | 0 | 0 | 0 | 0
DemandResponse | 0 | 0 | 0 | 0 | 0 | 0
IGCC-CCS | 0 | 0 | 0 | 0 | 0 | 0
WT_off | 0 | 0 | 0 | 0 | 0 | 0
PseudoUnit | 0 | 0 | 0 | 0 | 0 | 0
FixedInterchange | 0 | 0 | 0 | 0 | 0 | 0
Levelized Retrofit Capital Costs by Reporting Type: SOCO
ReportingType | 2015 | 2020 | 2025 | 2030 | 2035 | 2040
BM | 0 | 0 | 0 | 0 | 0 | 0
CC | 0 | 0 | 0 | 0 | 0 | 0
CSP | 0 | 0 | 0 | 0 | 0 | 0
CT | 0 | 0 | 0 | 0 | 0 | 0
Coal | 400.34 | 538.8 | 138.46 | 0 | 0 | 0
Geo | 0 | 0 | 0 | 0 | 0 | 0
H | 0 | 0 | 0 | 0 | 0 | 0
LFG | 0 | 0 | 0 | 0 | 0 | 0
Nuc | 0 | 0 | 0 | 0 | 0 | 0
PS | 0 | 0 | 0 | 0 | 0 | 0
PV | 0 | 0 | 0 | 0 | 0 | 0
PeakG | 0 | 0 | 0 | 0 | 0 | 0
PeakO | 0 | 0 | 0 | 0 | 0 | 0
ST | 0 | 0 | 0 | 0 | 0 | 0
STOG | 0 | 0 | 0 | 0 | 0 | 0
STWD | 0 | 0 | 0 | 0 | 0 | 0
WT | 0 | 0 | 0 | 0 | 0 | 0
IGCC | 0 | 0 | 0 | 0 | 0 | 0
DemandResponse | 0 | 0 | 0 | 0 | 0 | 0
IGCC-CCS | 0 | 0 | 0 | 0 | 0 | 0
WT_off | 0 | 0 | 0 | 0 | 0 | 0
PseudoUnit | 0 | 0 | 0 | 0 | 0 | 0
FixedInterchange | 0 | 0 | 0 | 0 | 0 | 0
Levelized Retrofit Capital Costs by Reporting Type: SPP_N
ReportingType | 2015 | 2020 | 2025 | 2030 | 2035 | 2040
BM | 0 | 0 | 0 | 0 | 0 | 0
CC | 0 | 0 | 0 | 0 | 0 | 0
CSP | 0 | 0 | 0 | 0 | 0 | 0
CT | 0 | 0 | 0 | 0 | 0 | 0
Coal | 0 | 129.92 | 129.92 | 0 | 0 | 0
Geo | 0 | 0 | 0 | 0 | 0 | 0
H | 0 | 0 | 0 | 0 | 0 | 0
LFG | 0 | 0 | 0 | 0 | 0 | 0
Nuc | 0 | 0 | 0 | 0 | 0 | 0
PS | 0 | 0 | 0 | 0 | 0 | 0
PV | 0 | 0 | 0 | 0 | 0 | 0
PeakG | 0 | 0 | 0 | 0 | 0 | 0
PeakO | 0 | 0 | 0 | 0 | 0 | 0
ST | 0 | 0 | 0 | 0 | 0 | 0
STOG | 0 | 0 | 0 | 0 | 0 | 0
STWD | 0 | 0 | 0 | 0 | 0 | 0
WT | 0 | 0 | 0 | 0 | 0 | 0
IGCC | 0 | 0 | 0 | 0 | 0 | 0
DemandResponse | 0 | 0 | 0 | 0 | 0 | 0
IGCC-CCS | 0 | 0 | 0 | 0 | 0 | 0
WT_off | 0 | 0 | 0 | 0 | 0 | 0
PseudoUnit | 0 | 0 | 0 | 0 | 0 | 0
FixedInterchange | 0 | 0 | 0 | 0 | 0 | 0
Levelized Retrofit Capital Costs by Reporting Type: SPP_S
ReportingType | 2015 | 2020 | 2025 | 2030 | 2035 | 2040
BM | 0 | 0 | 0 | 0 | 0 | 0
CC | 0 | 0 | 0 | 0 | 0 | 0
CSP | 0 | 0 | 0 | 0 | 0 | 0
CT | 0 | 0 | 0 | 0 | 0 | 0
Coal | 0 | 213.52 | 213.52 | 0 | 0 | 0
Geo | 0 | 0 | 0 | 0 | 0 | 0
H | 0 | 0 | 0 | 0 | 0 | 0
LFG | 0 | 0 | 0 | 0 | 0 | 0
Nuc | 0 | 0 | 0 | 0 | 0 | 0
PS | 0 | 0 | 0 | 0 | 0 | 0
PV | 0 | 0 | 0 | 0 | 0 | 0
PeakG | 0 | 0 | 0 | 0 | 0 | 0
PeakO | 0 | 0 | 0 | 0 | 0 | 0
ST | 0 | 0 | 0 | 0 | 0 | 0
STOG | 0 | 0 | 0 | 0 | 0 | 0
STWD | 0 | 0 | 0 | 0 | 0 | 0
WT | 0 | 0 | 0 | 0 | 0 | 0
IGCC | 0 | 0 | 0 | 0 | 0 | 0
DemandResponse | 0 | 0 | 0 | 0 | 0 | 0
IGCC-CCS | 0 | 0 | 0 | 0 | 0 | 0
WT_off | 0 | 0 | 0 | 0 | 0 | 0
PseudoUnit | 0 | 0 | 0 | 0 | 0 | 0
FixedInterchange | 0 | 0 | 0 | 0 | 0 | 0
Levelized Retrofit Capital Costs by Reporting Type: TVA
ReportingType | 2015 | 2020 | 2025 | 2030 | 2035 | 2040
BM | 0 | 0 | 0 | 0 | 0 | 0
CC | 0 | 0 | 0 | 0 | 0 | 0
CSP | 0 | 0 | 0 | 0 | 0 | 0
CT | 0 | 0 | 0 | 0 | 0 | 0
Coal | 0 | 213.43 | 213.43 | 0 | 0 | 0
Geo | 0 | 0 | 0 | 0 | 0 | 0
H | 0 | 0 | 0 | 0 | 0 | 0
LFG | 0 | 0 | 0 | 0 | 0 | 0
Nuc | 0 | 0 | 0 | 0 | 0 | 0
PS | 0 | 0 | 0 | 0 | 0 | 0
PV | 0 | 0 | 0 | 0 | 0 | 0
PeakG | 0 | 0 | 0 | 0 | 0 | 0
PeakO | 0 | 0 | 0 | 0 | 0 | 0
ST | 0 | 0 | 0 | 0 | 0 | 0
STOG | 0 | 0 | 0 | 0 | 0 | 0
STWD | 0 | 0 | 0 | 0 | 0 | 0
WT | 0 | 0 | 0 | 0 | 0 | 0
IGCC | 0 | 0 | 0 | 0 | 0 | 0
DemandResponse | 0 | 0 | 0 | 0 | 0 | 0
IGCC-CCS | 0 | 0 | 0 | 0 | 0 | 0
WT_off | 0 | 0 | 0 | 0 | 0 | 0
PseudoUnit | 0 | 0 | 0 | 0 | 0 | 0
FixedInterchange | 0 | 0 | 0 | 0 | 0 | 0
Levelized Retrofit Capital Costs by Reporting Type: TVA_Transmission
ReportingType | 2015 | 2020 | 2025 | 2030 | 2035 | 2040
BM | 0 | 0 | 0 | 0 | 0 | 0
CC | 0 | 0 | 0 | 0 | 0 | 0
CSP | 0 | 0 | 0 | 0 | 0 | 0
CT | 0 | 0 | 0 | 0 | 0 | 0
Coal | 0 | 0 | 0 | 0 | 0 | 0
Geo | 0 | 0 | 0 | 0 | 0 | 0
H | 0 | 0 | 0 | 0 | 0 | 0
LFG | 0 | 0 | 0 | 0 | 0 | 0
Nuc | 0 | 0 | 0 | 0 | 0 | 0
PS | 0 | 0 | 0 | 0 | 0 | 0
PV | 0 | 0 | 0 | 0 | 0 | 0
PeakG | 0 | 0 | 0 | 0 | 0 | 0
PeakO | 0 | 0 | 0 | 0 | 0 | 0
ST | 0 | 0 | 0 | 0 | 0 | 0
STOG | 0 | 0 | 0 | 0 | 0 | 0
STWD | 0 | 0 | 0 | 0 | 0 | 0
WT | 0 | 0 | 0 | 0 | 0 | 0
IGCC | 0 | 0 | 0 | 0 | 0 | 0
DemandResponse | 0 | 0 | 0 | 0 | 0 | 0
IGCC-CCS | 0 | 0 | 0 | 0 | 0 | 0
WT_off | 0 | 0 | 0 | 0 | 0 | 0
PseudoUnit | 0 | 0 | 0 | 0 | 0 | 0
FixedInterchange | 0 | 0 | 0 | 0 | 0 | 0
Levelized Retrofit Capital Costs by Reporting Type: VACAR
ReportingType | 2015 | 2020 | 2025 | 2030 | 2035 | 2040
BM | 0 | 0 | 0 | 0 | 0 | 0
CC | 0 | 0 | 0 | 0 | 0 | 0
CSP | 0 | 0 | 0 | 0 | 0 | 0
CT | 0 | 0 | 0 | 0 | 0 | 0
Coal | 0 | 105.97 | 105.97 | 0 | 0 | 0
Geo | 0 | 0 | 0 | 0 | 0 | 0
H | 0 | 0 | 0 | 0 | 0 | 0
LFG | 0 | 0 | 0 | 0 | 0 | 0
Nuc | 0 | 0 | 0 | 0 | 0 | 0
PS | 0 | 0 | 0 | 0 | 0 | 0
PV | 0 | 0 | 0 | 0 | 0 | 0
PeakG | 0 | 0 | 0 | 0 | 0 | 0
PeakO | 0 | 0 | 0 | 0 | 0 | 0
ST | 0 | 0 | 0 | 0 | 0 | 0
STOG | 0 | 0 | 0 | 0 | 0 | 0
STWD | 0 | 0 | 0 | 0 | 0 | 0
WT | 0 | 0 | 0 | 0 | 0 | 0
IGCC | 0 | 0 | 0 | 0 | 0 | 0
DemandResponse | 0 | 0 | 0 | 0 | 0 | 0
IGCC-CCS | 0 | 0 | 0 | 0 | 0 | 0
WT_off | 0 | 0 | 0 | 0 | 0 | 0
PseudoUnit | 0 | 0 | 0 | 0 | 0 | 0
FixedInterchange | 0 | 0 | 0 | 0 | 0 | 0
Levelized Retrofit Capital Costs by Reporting Type: IESO
ReportingType | 2015 | 2020 | 2025 | 2030 | 2035 | 2040
BM | 0 | 0 | 0 | 0 | 0 | 0
CC | 0 | 0 | 0 | 0 | 0 | 0
CSP | 0 | 0 | 0 | 0 | 0 | 0
CT | 0 | 0 | 0 | 0 | 0 | 0
Coal | 0 | 0 | 0 | 0 | 0 | 0
Geo | 0 | 0 | 0 | 0 | 0 | 0
H | 0 | 0 | 0 | 0 | 0 | 0
LFG | 0 | 0 | 0 | 0 | 0 | 0
Nuc | 0 | 0 | 0 | 0 | 0 | 0
PS | 0 | 0 | 0 | 0 | 0 | 0
PV | 0 | 0 | 0 | 0 | 0 | 0
PeakG | 0 | 0 | 0 | 0 | 0 | 0
PeakO | 0 | 0 | 0 | 0 | 0 | 0
ST | 0 | 0 | 0 | 0 | 0 | 0
STOG | 0 | 0 | 0 | 0 | 0 | 0
STWD | 0 | 0 | 0 | 0 | 0 | 0
WT | 0 | 0 | 0 | 0 | 0 | 0
IGCC | 0 | 0 | 0 | 0 | 0 | 0
DemandResponse | 0 | 0 | 0 | 0 | 0 | 0
IGCC-CCS | 0 | 0 | 0 | 0 | 0 | 0
WT_off | 0 | 0 | 0 | 0 | 0 | 0
PseudoUnit | 0 | 0 | 0 | 0 | 0 | 0
FixedInterchange | 0 | 0 | 0 | 0 | 0 | 0
Levelized Retrofit Capital Costs by Reporting Type: MAPP_CA
ReportingType | 2015 | 2020 | 2025 | 2030 | 2035 | 2040
BM | 0 | 0 | 0 | 0 | 0 | 0
CC | 0 | 0 | 0 | 0 | 0 | 0
CSP | 0 | 0 | 0 | 0 | 0 | 0
CT | 0 | 0 | 0 | 0 | 0 | 0
Coal | 0 | 0 | 0 | 0 | 0 | 0
Geo | 0 | 0 | 0 | 0 | 0 | 0
H | 0 | 0 | 0 | 0 | 0 | 0
LFG | 0 | 0 | 0 | 0 | 0 | 0
Nuc | 0 | 0 | 0 | 0 | 0 | 0
PS | 0 | 0 | 0 | 0 | 0 | 0
PV | 0 | 0 | 0 | 0 | 0 | 0
PeakG | 0 | 0 | 0 | 0 | 0 | 0
PeakO | 0 | 0 | 0 | 0 | 0 | 0
ST | 0 | 0 | 0 | 0 | 0 | 0
STOG | 0 | 0 | 0 | 0 | 0 | 0
STWD | 0 | 0 | 0 | 0 | 0 | 0
WT | 0 | 0 | 0 | 0 | 0 | 0
IGCC | 0 | 0 | 0 | 0 | 0 | 0
DemandResponse | 0 | 0 | 0 | 0 | 0 | 0
IGCC-CCS | 0 | 0 | 0 | 0 | 0 | 0
WT_off | 0 | 0 | 0 | 0 | 0 | 0
PseudoUnit | 0 | 0 | 0 | 0 | 0 | 0
FixedInterchange | 0 | 0 | 0 | 0 | 0 | 0
Levelized Retrofit Capital Costs by Reporting Type: AZ_NM_SNV_Coal
ReportingType | 2015 | 2020 | 2025 | 2030 | 2035 | 2040
BM | 0 | 0 | 0 | 0 | 0 | 0
CC | 0 | 0 | 0 | 0 | 0 | 0
CSP | 0 | 0 | 0 | 0 | 0 | 0
CT | 0 | 0 | 0 | 0 | 0 | 0
Coal | 49.67 | 122 | 89.07 | 0 | 0 | 0
Geo | 0 | 0 | 0 | 0 | 0 | 0
H | 0 | 0 | 0 | 0 | 0 | 0
LFG | 0 | 0 | 0 | 0 | 0 | 0
Nuc | 0 | 0 | 0 | 0 | 0 | 0
PS | 0 | 0 | 0 | 0 | 0 | 0
PV | 0 | 0 | 0 | 0 | 0 | 0
PeakG | 0 | 0 | 0 | 0 | 0 | 0
PeakO | 0 | 0 | 0 | 0 | 0 | 0
ST | 0 | 0 | 0 | 0 | 0 | 0
STOG | 0 | 0 | 0 | 0 | 0 | 0
STWD | 0 | 0 | 0 | 0 | 0 | 0
WT | 0 | 0 | 0 | 0 | 0 | 0
IGCC | 0 | 0 | 0 | 0 | 0 | 0
DemandResponse | 0 | 0 | 0 | 0 | 0 | 0
IGCC-CCS | 0 | 0 | 0 | 0 | 0 | 0
WT_off | 0 | 0 | 0 | 0 | 0 | 0
PseudoUnit | 0 | 0 | 0 | 0 | 0 | 0
FixedInterchange | 0 | 0 | 0 | 0 | 0 | 0
Levelized Retrofit Capital Costs by Reporting Type: AZ_NM_SNV_Gas
ReportingType | 2015 | 2020 | 2025 | 2030 | 2035 | 2040
BM | 0 | 0 | 0 | 0 | 0 | 0
CC | 0 | 0 | 0 | 0 | 0 | 0
CSP | 0 | 0 | 0 | 0 | 0 | 0
CT | 0 | 0 | 0 | 0 | 0 | 0
Coal | 0 | 0 | 0 | 0 | 0 | 0
Geo | 0 | 0 | 0 | 0 | 0 | 0
H | 0 | 0 | 0 | 0 | 0 | 0
LFG | 0 | 0 | 0 | 0 | 0 | 0
Nuc | 0 | 0 | 0 | 0 | 0 | 0
PS | 0 | 0 | 0 | 0 | 0 | 0
PV | 0 | 0 | 0 | 0 | 0 | 0
PeakG | 0 | 0 | 0 | 0 | 0 | 0
PeakO | 0 | 0 | 0 | 0 | 0 | 0
ST | 0 | 0 | 0 | 0 | 0 | 0
STOG | 0 | 0 | 0 | 0 | 0 | 0
STWD | 0 | 0 | 0 | 0 | 0 | 0
WT | 0 | 0 | 0 | 0 | 0 | 0
IGCC | 0 | 0 | 0 | 0 | 0 | 0
DemandResponse | 0 | 0 | 0 | 0 | 0 | 0
IGCC-CCS | 0 | 0 | 0 | 0 | 0 | 0
WT_off | 0 | 0 | 0 | 0 | 0 | 0
PseudoUnit | 0 | 0 | 0 | 0 | 0 | 0
FixedInterchange | 0 | 0 | 0 | 0 | 0 | 0
Levelized Retrofit Capital Costs by Reporting Type: AZ_NM_SNV_NucRenew
ReportingType | 2015 | 2020 | 2025 | 2030 | 2035 | 2040
BM | 0 | 0 | 0 | 0 | 0 | 0
CC | 0 | 0 | 0 | 0 | 0 | 0
CSP | 0 | 0 | 0 | 0 | 0 | 0
CT | 0 | 0 | 0 | 0 | 0 | 0
Coal | 0 | 0 | 0 | 0 | 0 | 0
Geo | 0 | 0 | 0 | 0 | 0 | 0
H | 0 | 0 | 0 | 0 | 0 | 0
LFG | 0 | 0 | 0 | 0 | 0 | 0
Nuc | 0 | 0 | 0 | 0 | 0 | 0
PS | 0 | 0 | 0 | 0 | 0 | 0
PV | 0 | 0 | 0 | 0 | 0 | 0
PeakG | 0 | 0 | 0 | 0 | 0 | 0
PeakO | 0 | 0 | 0 | 0 | 0 | 0
ST | 0 | 0 | 0 | 0 | 0 | 0
STOG | 0 | 0 | 0 | 0 | 0 | 0
STWD | 0 | 0 | 0 | 0 | 0 | 0
WT | 0 | 0 | 0 | 0 | 0 | 0
IGCC | 0 | 0 | 0 | 0 | 0 | 0
DemandResponse | 0 | 0 | 0 | 0 | 0 | 0
IGCC-CCS | 0 | 0 | 0 | 0 | 0 | 0
WT_off | 0 | 0 | 0 | 0 | 0 | 0
PseudoUnit | 0 | 0 | 0 | 0 | 0 | 0
FixedInterchange | 0 | 0 | 0 | 0 | 0 | 0
Levelized Retrofit Capital Costs by Reporting Type: ERCOT
ReportingType | 2015 | 2020 | 2025 | 2030 | 2035 | 2040
BM | 0 | 0 | 0 | 0 | 0 | 0
CC | 0 | 0 | 0 | 0 | 0 | 0
CSP | 0 | 0 | 0 | 0 | 0 | 0
CT | 0 | 0 | 0 | 0 | 0 | 0
Coal | 82.51 | 267.88 | 267.88 | 0 | 0 | 0
Geo | 0 | 0 | 0 | 0 | 0 | 0
H | 0 | 0 | 0 | 0 | 0 | 0
LFG | 0 | 0 | 0 | 0 | 0 | 0
Nuc | 0 | 0 | 0 | 0 | 0 | 0
PS | 0 | 0 | 0 | 0 | 0 | 0
PV | 0 | 0 | 0 | 0 | 0 | 0
PeakG | 0 | 0 | 0 | 0 | 0 | 0
PeakO | 0 | 0 | 0 | 0 | 0 | 0
ST | 0 | 0 | 0 | 0 | 0 | 0
STOG | 0 | 0 | 0 | 0 | 0 | 0
STWD | 0 | 0 | 0 | 0 | 0 | 0
WT | 0 | 0 | 0 | 0 | 0 | 0
IGCC | 0 | 0 | 0 | 0 | 0 | 0
DemandResponse | 0 | 0 | 0 | 0 | 0 | 0
IGCC-CCS | 0 | 0 | 0 | 0 | 0 | 0
WT_off | 0 | 0 | 0 | 0 | 0 | 0
PseudoUnit | 0 | 0 | 0 | 0 | 0 | 0
FixedInterchange | 0 | 0 | 0 | 0 | 0 | 0
Levelized Retrofit Capital Costs by Reporting Type: NP15
ReportingType | 2015 | 2020 | 2025 | 2030 | 2035 | 2040
BM | 0 | 0 | 0 | 0 | 0 | 0
CC | 0 | 0 | 0 | 0 | 0 | 0
CSP | 0 | 0 | 0 | 0 | 0 | 0
CT | 0 | 0 | 0 | 0 | 0 | 0
Coal | 0 | 0 | 0 | 0 | 0 | 0
Geo | 0 | 0 | 0 | 0 | 0 | 0
H | 0 | 0 | 0 | 0 | 0 | 0
LFG | 0 | 0 | 0 | 0 | 0 | 0
Nuc | 0 | 0 | 0 | 0 | 0 | 0
PS | 0 | 0 | 0 | 0 | 0 | 0
PV | 0 | 0 | 0 | 0 | 0 | 0
PeakG | 0 | 0 | 0 | 0 | 0 | 0
PeakO | 0 | 0 | 0 | 0 | 0 | 0
ST | 0 | 0 | 0 | 0 | 0 | 0
STOG | 0 | 0 | 0 | 0 | 0 | 0
STWD | 0 | 0 | 0 | 0 | 0 | 0
WT | 0 | 0 | 0 | 0 | 0 | 0
IGCC | 0 | 0 | 0 | 0 | 0 | 0
DemandResponse | 0 | 0 | 0 | 0 | 0 | 0
IGCC-CCS | 0 | 0 | 0 | 0 | 0 | 0
WT_off | 0 | 0 | 0 | 0 | 0 | 0
PseudoUnit | 0 | 0 | 0 | 0 | 0 | 0
FixedInterchange | 0 | 0 | 0 | 0 | 0 | 0
Levelized Retrofit Capital Costs by Reporting Type: NWPP_Coal
ReportingType | 2015 | 2020 | 2025 | 2030 | 2035 | 2040
BM | 0 | 0 | 0 | 0 | 0 | 0
CC | 0 | 0 | 0 | 0 | 0 | 0
CSP | 0 | 0 | 0 | 0 | 0 | 0
CT | 0 | 0 | 0 | 0 | 0 | 0
Coal | 0 | 173.87 | 173.87 | 0 | 0 | 0
Geo | 0 | 0 | 0 | 0 | 0 | 0
H | 0 | 0 | 0 | 0 | 0 | 0
LFG | 0 | 0 | 0 | 0 | 0 | 0
Nuc | 0 | 0 | 0 | 0 | 0 | 0
PS | 0 | 0 | 0 | 0 | 0 | 0
PV | 0 | 0 | 0 | 0 | 0 | 0
PeakG | 0 | 0 | 0 | 0 | 0 | 0
PeakO | 0 | 0 | 0 | 0 | 0 | 0
ST | 0 | 0 | 0 | 0 | 0 | 0
STOG | 0 | 0 | 0 | 0 | 0 | 0
STWD | 0 | 0 | 0 | 0 | 0 | 0
WT | 0 | 0 | 0 | 0 | 0 | 0
IGCC | 0 | 0 | 0 | 0 | 0 | 0
DemandResponse | 0 | 0 | 0 | 0 | 0 | 0
IGCC-CCS | 0 | 0 | 0 | 0 | 0 | 0
WT_off | 0 | 0 | 0 | 0 | 0 | 0
PseudoUnit | 0 | 0 | 0 | 0 | 0 | 0
FixedInterchange | 0 | 0 | 0 | 0 | 0 | 0
Levelized Retrofit Capital Costs by Reporting Type: NWPP_Gas
ReportingType | 2015 | 2020 | 2025 | 2030 | 2035 | 2040
BM | 0 | 0 | 0 | 0 | 0 | 0
CC | 0 | 0 | 0 | 0 | 0 | 0
CSP | 0 | 0 | 0 | 0 | 0 | 0
CT | 0 | 0 | 0 | 0 | 0 | 0
Coal | 0 | 0 | 0 | 0 | 0 | 0
Geo | 0 | 0 | 0 | 0 | 0 | 0
H | 0 | 0 | 0 | 0 | 0 | 0
LFG | 0 | 0 | 0 | 0 | 0 | 0
Nuc | 0 | 0 | 0 | 0 | 0 | 0
PS | 0 | 0 | 0 | 0 | 0 | 0
PV | 0 | 0 | 0 | 0 | 0 | 0
PeakG | 0 | 0 | 0 | 0 | 0 | 0
PeakO | 0 | 0 | 0 | 0 | 0 | 0
ST | 0 | 0 | 0 | 0 | 0 | 0
STOG | 0 | 0 | 0 | 0 | 0 | 0
STWD | 0 | 0 | 0 | 0 | 0 | 0
WT | 0 | 0 | 0 | 0 | 0 | 0
IGCC | 0 | 0 | 0 | 0 | 0 | 0
DemandResponse | 0 | 0 | 0 | 0 | 0 | 0
IGCC-CCS | 0 | 0 | 0 | 0 | 0 | 0
WT_off | 0 | 0 | 0 | 0 | 0 | 0
PseudoUnit | 0 | 0 | 0 | 0 | 0 | 0
FixedInterchange | 0 | 0 | 0 | 0 | 0 | 0
Levelized Retrofit Capital Costs by Reporting Type: NWPP_NucRenew
ReportingType | 2015 | 2020 | 2025 | 2030 | 2035 | 2040
BM | 0 | 0 | 0 | 0 | 0 | 0
CC | 0 | 0 | 0 | 0 | 0 | 0
CSP | 0 | 0 | 0 | 0 | 0 | 0
CT | 0 | 0 | 0 | 0 | 0 | 0
Coal | 0 | 0 | 0 | 0 | 0 | 0
Geo | 0 | 0 | 0 | 0 | 0 | 0
H | 0 | 0 | 0 | 0 | 0 | 0
LFG | 0 | 0 | 0 | 0 | 0 | 0
Nuc | 0 | 0 | 0 | 0 | 0 | 0
PS | 0 | 0 | 0 | 0 | 0 | 0
PV | 0 | 0 | 0 | 0 | 0 | 0
PeakG | 0 | 0 | 0 | 0 | 0 | 0
PeakO | 0 | 0 | 0 | 0 | 0 | 0
ST | 0 | 0 | 0 | 0 | 0 | 0
STOG | 0 | 0 | 0 | 0 | 0 | 0
STWD | 0 | 0 | 0 | 0 | 0 | 0
WT | 0 | 0 | 0 | 0 | 0 | 0
IGCC | 0 | 0 | 0 | 0 | 0 | 0
DemandResponse | 0 | 0 | 0 | 0 | 0 | 0
IGCC-CCS | 0 | 0 | 0 | 0 | 0 | 0
WT_off | 0 | 0 | 0 | 0 | 0 | 0
PseudoUnit | 0 | 0 | 0 | 0 | 0 | 0
FixedInterchange | 0 | 0 | 0 | 0 | 0 | 0
Levelized Retrofit Capital Costs by Reporting Type: RMPA
ReportingType | 2015 | 2020 | 2025 | 2030 | 2035 | 2040
BM | 0 | 0 | 0 | 0 | 0 | 0
CC | 0 | 0 | 0 | 0 | 0 | 0
CSP | 0 | 0 | 0 | 0 | 0 | 0
CT | 0 | 0 | 0 | 0 | 0 | 0
Coal | 29.1 | 91.53 | 91.53 | 0 | 0 | 0
Geo | 0 | 0 | 0 | 0 | 0 | 0
H | 0 | 0 | 0 | 0 | 0 | 0
LFG | 0 | 0 | 0 | 0 | 0 | 0
Nuc | 0 | 0 | 0 | 0 | 0 | 0
PS | 0 | 0 | 0 | 0 | 0 | 0
PV | 0 | 0 | 0 | 0 | 0 | 0
PeakG | 0 | 0 | 0 | 0 | 0 | 0
PeakO | 0 | 0 | 0 | 0 | 0 | 0
ST | 0 | 0 | 0 | 0 | 0 | 0
STOG | 0 | 0 | 0 | 0 | 0 | 0
STWD | 0 | 0 | 0 | 0 | 0 | 0
WT | 0 | 0 | 0 | 0 | 0 | 0
IGCC | 0 | 0 | 0 | 0 | 0 | 0
DemandResponse | 0 | 0 | 0 | 0 | 0 | 0
IGCC-CCS | 0 | 0 | 0 | 0 | 0 | 0
WT_off | 0 | 0 | 0 | 0 | 0 | 0
PseudoUnit | 0 | 0 | 0 | 0 | 0 | 0
FixedInterchange | 0 | 0 | 0 | 0 | 0 | 0
Levelized Retrofit Capital Costs by Reporting Type: SP15
ReportingType | 2015 | 2020 | 2025 | 2030 | 2035 | 2040
BM | 0 | 0 | 0 | 0 | 0 | 0
CC | 0 | 0 | 0 | 0 | 0 | 0
CSP | 0 | 0 | 0 | 0 | 0 | 0
CT | 0 | 0 | 0 | 0 | 0 | 0
Coal | 0 | 2.92 | 2.92 | 0 | 0 | 0
Geo | 0 | 0 | 0 | 0 | 0 | 0
H | 0 | 0 | 0 | 0 | 0 | 0
LFG | 0 | 0 | 0 | 0 | 0 | 0
Nuc | 0 | 0 | 0 | 0 | 0 | 0
PS | 0 | 0 | 0 | 0 | 0 | 0
PV | 0 | 0 | 0 | 0 | 0 | 0
PeakG | 0 | 0 | 0 | 0 | 0 | 0
PeakO | 0 | 0 | 0 | 0 | 0 | 0
ST | 0 | 0 | 0 | 0 | 0 | 0
STOG | 0 | 0 | 0 | 0 | 0 | 0
STWD | 0 | 0 | 0 | 0 | 0 | 0
WT | 0 | 0 | 0 | 0 | 0 | 0
IGCC | 0 | 0 | 0 | 0 | 0 | 0
DemandResponse | 0 | 0 | 0 | 0 | 0 | 0
IGCC-CCS | 0 | 0 | 0 | 0 | 0 | 0
WT_off | 0 | 0 | 0 | 0 | 0 | 0
PseudoUnit | 0 | 0 | 0 | 0 | 0 | 0
FixedInterchange | 0 | 0 | 0 | 0 | 0 | 0
Levelized Retrofit Capital Costs by Reporting Type: ALB
ReportingType | 2015 | 2020 | 2025 | 2030 | 2035 | 2040
BM | 0 | 0 | 0 | 0 | 0 | 0
CC | 0 | 0 | 0 | 0 | 0 | 0
CSP | 0 | 0 | 0 | 0 | 0 | 0
CT | 0 | 0 | 0 | 0 | 0 | 0
Coal | 0 | 0 | 0 | 0 | 0 | 0
Geo | 0 | 0 | 0 | 0 | 0 | 0
H | 0 | 0 | 0 | 0 | 0 | 0
LFG | 0 | 0 | 0 | 0 | 0 | 0
Nuc | 0 | 0 | 0 | 0 | 0 | 0
PS | 0 | 0 | 0 | 0 | 0 | 0
PV | 0 | 0 | 0 | 0 | 0 | 0
PeakG | 0 | 0 | 0 | 0 | 0 | 0
PeakO | 0 | 0 | 0 | 0 | 0 | 0
ST | 0 | 0 | 0 | 0 | 0 | 0
STOG | 0 | 0 | 0 | 0 | 0 | 0
STWD | 0 | 0 | 0 | 0 | 0 | 0
WT | 0 | 0 | 0 | 0 | 0 | 0
IGCC | 0 | 0 | 0 | 0 | 0 | 0
DemandResponse | 0 | 0 | 0 | 0 | 0 | 0
IGCC-CCS | 0 | 0 | 0 | 0 | 0 | 0
WT_off | 0 | 0 | 0 | 0 | 0 | 0
PseudoUnit | 0 | 0 | 0 | 0 | 0 | 0
FixedInterchange | 0 | 0 | 0 | 0 | 0 | 0
Levelized Retrofit Capital Costs by Reporting Type: BC
ReportingType | 2015 | 2020 | 2025 | 2030 | 2035 | 2040
BM | 0 | 0 | 0 | 0 | 0 | 0
CC | 0 | 0 | 0 | 0 | 0 | 0
CSP | 0 | 0 | 0 | 0 | 0 | 0
CT | 0 | 0 | 0 | 0 | 0 | 0
Coal | 0 | 0 | 0 | 0 | 0 | 0
Geo | 0 | 0 | 0 | 0 | 0 | 0
H | 0 | 0 | 0 | 0 | 0 | 0
LFG | 0 | 0 | 0 | 0 | 0 | 0
Nuc | 0 | 0 | 0 | 0 | 0 | 0
PS | 0 | 0 | 0 | 0 | 0 | 0
PV | 0 | 0 | 0 | 0 | 0 | 0
PeakG | 0 | 0 | 0 | 0 | 0 | 0
PeakO | 0 | 0 | 0 | 0 | 0 | 0
ST | 0 | 0 | 0 | 0 | 0 | 0
STOG | 0 | 0 | 0 | 0 | 0 | 0
STWD | 0 | 0 | 0 | 0 | 0 | 0
WT | 0 | 0 | 0 | 0 | 0 | 0
IGCC | 0 | 0 | 0 | 0 | 0 | 0
DemandResponse | 0 | 0 | 0 | 0 | 0 | 0
IGCC-CCS | 0 | 0 | 0 | 0 | 0 | 0
WT_off | 0 | 0 | 0 | 0 | 0 | 0
PseudoUnit | 0 | 0 | 0 | 0 | 0 | 0
FixedInterchange | 0 | 0 | 0 | 0 | 0 | 0
Levelized Retrofit Capital Costs by Reporting Type: HQ_IESO
ReportingType | 2015 | 2020 | 2025 | 2030 | 2035 | 2040
BM | 0 | 0 | 0 | 0 | 0 | 0
CC | 0 | 0 | 0 | 0 | 0 | 0
CSP | 0 | 0 | 0 | 0 | 0 | 0
CT | 0 | 0 | 0 | 0 | 0 | 0
Coal | 0 | 0 | 0 | 0 | 0 | 0
Geo | 0 | 0 | 0 | 0 | 0 | 0
H | 0 | 0 | 0 | 0 | 0 | 0
LFG | 0 | 0 | 0 | 0 | 0 | 0
Nuc | 0 | 0 | 0 | 0 | 0 | 0
PS | 0 | 0 | 0 | 0 | 0 | 0
PV | 0 | 0 | 0 | 0 | 0 | 0
PeakG | 0 | 0 | 0 | 0 | 0 | 0
PeakO | 0 | 0 | 0 | 0 | 0 | 0
ST | 0 | 0 | 0 | 0 | 0 | 0
STOG | 0 | 0 | 0 | 0 | 0 | 0
STWD | 0 | 0 | 0 | 0 | 0 | 0
WT | 0 | 0 | 0 | 0 | 0 | 0
IGCC | 0 | 0 | 0 | 0 | 0 | 0
DemandResponse | 0 | 0 | 0 | 0 | 0 | 0
IGCC-CCS | 0 | 0 | 0 | 0 | 0 | 0
WT_off | 0 | 0 | 0 | 0 | 0 | 0
PseudoUnit | 0 | 0 | 0 | 0 | 0 | 0
FixedInterchange | 0 | 0 | 0 | 0 | 0 | 0
Levelized Retrofit Capital Costs by Reporting Type: HQ_NEISO
ReportingType | 2015 | 2020 | 2025 | 2030 | 2035 | 2040
BM | 0 | 0 | 0 | 0 | 0 | 0
CC | 0 | 0 | 0 | 0 | 0 | 0
CSP | 0 | 0 | 0 | 0 | 0 | 0
CT | 0 | 0 | 0 | 0 | 0 | 0
Coal | 0 | 0 | 0 | 0 | 0 | 0
Geo | 0 | 0 | 0 | 0 | 0 | 0
H | 0 | 0 | 0 | 0 | 0 | 0
LFG | 0 | 0 | 0 | 0 | 0 | 0
Nuc | 0 | 0 | 0 | 0 | 0 | 0
PS | 0 | 0 | 0 | 0 | 0 | 0
PV | 0 | 0 | 0 | 0 | 0 | 0
PeakG | 0 | 0 | 0 | 0 | 0 | 0
PeakO | 0 | 0 | 0 | 0 | 0 | 0
ST | 0 | 0 | 0 | 0 | 0 | 0
STOG | 0 | 0 | 0 | 0 | 0 | 0
STWD | 0 | 0 | 0 | 0 | 0 | 0
WT | 0 | 0 | 0 | 0 | 0 | 0
IGCC | 0 | 0 | 0 | 0 | 0 | 0
DemandResponse | 0 | 0 | 0 | 0 | 0 | 0
IGCC-CCS | 0 | 0 | 0 | 0 | 0 | 0
WT_off | 0 | 0 | 0 | 0 | 0 | 0
PseudoUnit | 0 | 0 | 0 | 0 | 0 | 0
FixedInterchange | 0 | 0 | 0 | 0 | 0 | 0
Levelized Retrofit Capital Costs by Reporting Type: HQ_NY
ReportingType | 2015 | 2020 | 2025 | 2030 | 2035 | 2040
BM | 0 | 0 | 0 | 0 | 0 | 0
CC | 0 | 0 | 0 | 0 | 0 | 0
CSP | 0 | 0 | 0 | 0 | 0 | 0
CT | 0 | 0 | 0 | 0 | 0 | 0
Coal | 0 | 0 | 0 | 0 | 0 | 0
Geo | 0 | 0 | 0 | 0 | 0 | 0
H | 0 | 0 | 0 | 0 | 0 | 0
LFG | 0 | 0 | 0 | 0 | 0 | 0
Nuc | 0 | 0 | 0 | 0 | 0 | 0
PS | 0 | 0 | 0 | 0 | 0 | 0
PV | 0 | 0 | 0 | 0 | 0 | 0
PeakG | 0 | 0 | 0 | 0 | 0 | 0
PeakO | 0 | 0 | 0 | 0 | 0 | 0
ST | 0 | 0 | 0 | 0 | 0 | 0
STOG | 0 | 0 | 0 | 0 | 0 | 0
STWD | 0 | 0 | 0 | 0 | 0 | 0
WT | 0 | 0 | 0 | 0 | 0 | 0
IGCC | 0 | 0 | 0 | 0 | 0 | 0
DemandResponse | 0 | 0 | 0 | 0 | 0 | 0
IGCC-CCS | 0 | 0 | 0 | 0 | 0 | 0
WT_off | 0 | 0 | 0 | 0 | 0 | 0
PseudoUnit | 0 | 0 | 0 | 0 | 0 | 0
FixedInterchange | 0 | 0 | 0 | 0 | 0 | 0
Levelized Retrofit Capital Costs by Reporting Type: MARITIMES
ReportingType | 2015 | 2020 | 2025 | 2030 | 2035 | 2040
BM | 0 | 0 | 0 | 0 | 0 | 0
CC | 0 | 0 | 0 | 0 | 0 | 0
CSP | 0 | 0 | 0 | 0 | 0 | 0
CT | 0 | 0 | 0 | 0 | 0 | 0
Coal | 0 | 0 | 0 | 0 | 0 | 0
Geo | 0 | 0 | 0 | 0 | 0 | 0
H | 0 | 0 | 0 | 0 | 0 | 0
LFG | 0 | 0 | 0 | 0 | 0 | 0
Nuc | 0 | 0 | 0 | 0 | 0 | 0
PS | 0 | 0 | 0 | 0 | 0 | 0
PV | 0 | 0 | 0 | 0 | 0 | 0
PeakG | 0 | 0 | 0 | 0 | 0 | 0
PeakO | 0 | 0 | 0 | 0 | 0 | 0
ST | 0 | 0 | 0 | 0 | 0 | 0
STOG | 0 | 0 | 0 | 0 | 0 | 0
STWD | 0 | 0 | 0 | 0 | 0 | 0
WT | 0 | 0 | 0 | 0 | 0 | 0
IGCC | 0 | 0 | 0 | 0 | 0 | 0
DemandResponse | 0 | 0 | 0 | 0 | 0 | 0
IGCC-CCS | 0 | 0 | 0 | 0 | 0 | 0
WT_off | 0 | 0 | 0 | 0 | 0 | 0
PseudoUnit | 0 | 0 | 0 | 0 | 0 | 0
FixedInterchange | 0 | 0 | 0 | 0 | 0 | 0
Levelized Retrofit Capital Costs by Reporting Type: All
ReportingType | 2015 | 2020 | 2025 | 2030 | 2035 | 2040
BM | 0 | 0 | 0 | 0 | 0 | 0
CC | 0 | 0 | 0 | 0 | 0 | 0
CSP | 0 | 0 | 0 | 0 | 0 | 0
CT | 0 | 0 | 0 | 0 | 0 | 0
Coal | 1184.41 | 5040.96 | 4207.28 | 0 | 0 | 0
Geo | 0 | 0 | 0 | 0 | 0 | 0
H | 0 | 0 | 0 | 0 | 0 | 0
LFG | 0 | 0 | 0 | 0 | 0 | 0
Nuc | 0 | 0 | 0 | 0 | 0 | 0
PS | 0 | 0 | 0 | 0 | 0 | 0
PV | 0 | 0 | 0 | 0 | 0 | 0
PeakG | 0 | 0 | 0 | 0 | 0 | 0
PeakO | 0 | 0 | 0 | 0 | 0 | 0
ST | 0 | 0 | 0 | 0 | 0 | 0
STOG | 0 | 0 | 0 | 0 | 0 | 0
STWD | 0 | 0 | 0 | 0 | 0 | 0
WT | 0 | 0 | 0 | 0 | 0 | 0
IGCC | 0 | 0 | 0 | 0 | 0 | 0
DemandResponse | 0 | 0 | 0 | 0 | 0 | 0
IGCC-CCS | 0 | 0 | 0 | 0 | 0 | 0
WT_off | 0 | 0 | 0 | 0 | 0 | 0
PseudoUnit | 0 | 0 | 0 | 0 | 0 | 0
FixedInterchange | 0 | 0 | 0 | 0 | 0 | 0
Levelized Retrofit Capital Costs by Reporting Type: EI_US
ReportingType | 2015 | 2020 | 2025 | 2030 | 2035 | 2040
BM | 0 | 0 | 0 | 0 | 0 | 0
CC | 0 | 0 | 0 | 0 | 0 | 0
CSP | 0 | 0 | 0 | 0 | 0 | 0
CT | 0 | 0 | 0 | 0 | 0 | 0
Coal | 1023.13 | 4382.76 | 3582.02 | 0 | 0 | 0
Geo | 0 | 0 | 0 | 0 | 0 | 0
H | 0 | 0 | 0 | 0 | 0 | 0
LFG | 0 | 0 | 0 | 0 | 0 | 0
Nuc | 0 | 0 | 0 | 0 | 0 | 0
PS | 0 | 0 | 0 | 0 | 0 | 0
PV | 0 | 0 | 0 | 0 | 0 | 0
PeakG | 0 | 0 | 0 | 0 | 0 | 0
PeakO | 0 | 0 | 0 | 0 | 0 | 0
ST | 0 | 0 | 0 | 0 | 0 | 0
STOG | 0 | 0 | 0 | 0 | 0 | 0
STWD | 0 | 0 | 0 | 0 | 0 | 0
WT | 0 | 0 | 0 | 0 | 0 | 0
IGCC | 0 | 0 | 0 | 0 | 0 | 0
DemandResponse | 0 | 0 | 0 | 0 | 0 | 0
IGCC-CCS | 0 | 0 | 0 | 0 | 0 | 0
WT_off | 0 | 0 | 0 | 0 | 0 | 0
PseudoUnit | 0 | 0 | 0 | 0 | 0 | 0
FixedInterchange | 0 | 0 | 0 | 0 | 0 | 0
Levelized Retrofit Capital Costs by Reporting Type: EI_Canada
ReportingType | 2015 | 2020 | 2025 | 2030 | 2035 | 2040
BM | 0 | 0 | 0 | 0 | 0 | 0
CC | 0 | 0 | 0 | 0 | 0 | 0
CSP | 0 | 0 | 0 | 0 | 0 | 0
CT | 0 | 0 | 0 | 0 | 0 | 0
Coal | 0 | 0 | 0 | 0 | 0 | 0
Geo | 0 | 0 | 0 | 0 | 0 | 0
H | 0 | 0 | 0 | 0 | 0 | 0
LFG | 0 | 0 | 0 | 0 | 0 | 0
Nuc | 0 | 0 | 0 | 0 | 0 | 0
PS | 0 | 0 | 0 | 0 | 0 | 0
PV | 0 | 0 | 0 | 0 | 0 | 0
PeakG | 0 | 0 | 0 | 0 | 0 | 0
PeakO | 0 | 0 | 0 | 0 | 0 | 0
ST | 0 | 0 | 0 | 0 | 0 | 0
STOG | 0 | 0 | 0 | 0 | 0 | 0
STWD | 0 | 0 | 0 | 0 | 0 | 0
WT | 0 | 0 | 0 | 0 | 0 | 0
IGCC | 0 | 0 | 0 | 0 | 0 | 0
DemandResponse | 0 | 0 | 0 | 0 | 0 | 0
IGCC-CCS | 0 | 0 | 0 | 0 | 0 | 0
WT_off | 0 | 0 | 0 | 0 | 0 | 0
PseudoUnit | 0 | 0 | 0 | 0 | 0 | 0
FixedInterchange | 0 | 0 | 0 | 0 | 0 | 0
Levelized Retrofit Capital Costs by Reporting Type: EI
ReportingType | 2015 | 2020 | 2025 | 2030 | 2035 | 2040
BM | 0 | 0 | 0 | 0 | 0 | 0
CC | 0 | 0 | 0 | 0 | 0 | 0
CSP | 0 | 0 | 0 | 0 | 0 | 0
CT | 0 | 0 | 0 | 0 | 0 | 0
Coal | 1023.13 | 4382.76 | 3582.02 | 0 | 0 | 0
Geo | 0 | 0 | 0 | 0 | 0 | 0
H | 0 | 0 | 0 | 0 | 0 | 0
LFG | 0 | 0 | 0 | 0 | 0 | 0
Nuc | 0 | 0 | 0 | 0 | 0 | 0
PS | 0 | 0 | 0 | 0 | 0 | 0
PV | 0 | 0 | 0 | 0 | 0 | 0
PeakG | 0 | 0 | 0 | 0 | 0 | 0
PeakO | 0 | 0 | 0 | 0 | 0 | 0
ST | 0 | 0 | 0 | 0 | 0 | 0
STOG | 0 | 0 | 0 | 0 | 0 | 0
STWD | 0 | 0 | 0 | 0 | 0 | 0
WT | 0 | 0 | 0 | 0 | 0 | 0
IGCC | 0 | 0 | 0 | 0 | 0 | 0
DemandResponse | 0 | 0 | 0 | 0 | 0 | 0
IGCC-CCS | 0 | 0 | 0 | 0 | 0 | 0
WT_off | 0 | 0 | 0 | 0 | 0 | 0
PseudoUnit | 0 | 0 | 0 | 0 | 0 | 0
FixedInterchange | 0 | 0 | 0 | 0 | 0 | 0
Levelized Retrofit Capital Costs by Reporting Type: Outside_EI
ReportingType | 2015 | 2020 | 2025 | 2030 | 2035 | 2040
BM | 0 | 0 | 0 | 0 | 0 | 0
CC | 0 | 0 | 0 | 0 | 0 | 0
CSP | 0 | 0 | 0 | 0 | 0 | 0
CT | 0 | 0 | 0 | 0 | 0 | 0
Coal | 161.28 | 658.2 | 625.27 | 0 | 0 | 0
Geo | 0 | 0 | 0 | 0 | 0 | 0
H | 0 | 0 | 0 | 0 | 0 | 0
LFG | 0 | 0 | 0 | 0 | 0 | 0
Nuc | 0 | 0 | 0 | 0 | 0 | 0
PS | 0 | 0 | 0 | 0 | 0 | 0
PV | 0 | 0 | 0 | 0 | 0 | 0
PeakG | 0 | 0 | 0 | 0 | 0 | 0
PeakO | 0 | 0 | 0 | 0 | 0 | 0
ST | 0 | 0 | 0 | 0 | 0 | 0
STOG | 0 | 0 | 0 | 0 | 0 | 0
STWD | 0 | 0 | 0 | 0 | 0 | 0
WT | 0 | 0 | 0 | 0 | 0 | 0
IGCC | 0 | 0 | 0 | 0 | 0 | 0
DemandResponse | 0 | 0 | 0 | 0 | 0 | 0
IGCC-CCS | 0 | 0 | 0 | 0 | 0 | 0
WT_off | 0 | 0 | 0 | 0 | 0 | 0
PseudoUnit | 0 | 0 | 0 | 0 | 0 | 0
FixedInterchange | 0 | 0 | 0 | 0 | 0 | 0
#14 | Total Costs ($million)
Total Costs by Reporting Type: Entergy
ReportingType | 2015 | 2020 | 2025 | 2030 | 2035 | 2040
BM | 0 | 0 | 0 | 0 | 0 | 0
CC | 2886.84 | 3703.91 | 3422.51 | 3285.18 | 3807.33 | 3801.98
CSP | 0 | 0 | 0 | 0 | 0 | 0
CT | 0 | 0 | 0 | 0 | 0 | 0
Coal | 2428.43 | 2882.39 | 3032.96 | 2804.64 | 2943.31 | 4057.4
Geo | 0 | 0 | 0 | 0 | 0 | 0
H | 10.6 | 10.6 | 10.6 | 10.6 | 10.6 | 10.6
LFG | 0.97 | 0.97 | 0.97 | 43.07 | 43.07 | 43.07
Nuc | 1262.64 | 1285.77 | 1294.03 | 1301.93 | 1099.75 | 1464.17
PS | 1.4 | 1.4 | 1.4 | 1.4 | 1.4 | 1.4
PV | 0.14 | 31.17 | 46.75 | 48.25 | 49.79 | 21
PeakG | 47.54 | 69.98 | 51.47 | 65.23 | 69.71 | 68.45
PeakO | 4.42 | 5.87 | 5.08 | 5.22 | 5.22 | 5.22
ST | 0 | 0 | 0 | 0 | 0 | 0
STOG | 249.42 | 295.22 | 207.05 | 200.61 | 216.86 | 227.51
STWD | 133.66 | 18.6 | 13.83 | 13.42 | 18.73 | 18.73
WT | 3.67 | 3.67 | 3.67 | 3.67 | 3.67 | 3.67
IGCC | 0 | 0 | 0 | 0 | 0 | 0
DemandResponse | 0 | 0 | 0 | 0 | 0 | 0
IGCC-CCS | 0 | 0 | 0 | 0 | 0 | 0
WT_off | 0 | 0 | 0 | 0 | 0 | 0
PseudoUnit | 0 | 0 | 0 | 0 | 0 | 0
FixedInterchange | 0 | 0 | 0 | 0 | 0 | 0
Total Costs by Reporting Type: FRCC
ReportingType | 2015 | 2020 | 2025 | 2030 | 2035 | 2040
BM | 0 | 1090.79 | 2257.8 | 2257.8 | 2257.8 | 2257.8
CC | 7378.8 | 8392.45 | 8653.03 | 9088.65 | 13578.54 | 16430.76
CSP | 0 | 0 | 0 | 0 | 0 | 0
CT | 282.04 | 286.47 | 289.17 | 255.85 | 104.19 | 107.13
Coal | 3016.02 | 3008.84 | 3107.59 | 3143.31 | 3243.67 | 3332.46
Geo | 0 | 0 | 0 | 0 | 0 | 0
H | 0.78 | 0.78 | 10.41 | 10.41 | 10.41 | 10.41
LFG | 58.68 | 138.1 | 138.1 | 138.1 | 138.1 | 82.77
Nuc | 960.37 | 1000.19 | 984.15 | 990.13 | 1182.7 | 448.91
PS | 0 | 0 | 0 | 0 | 0 | 0
PV | 0.75 | 0.75 | 0.75 | 0.75 | 0.75 | 0.75
PeakG | 179.18 | 263.21 | 231.5 | 262.61 | 251.89 | 249.91
PeakO | 64.61 | 83.43 | 68.43 | 68.43 | 68.43 | 68.43
ST | 0 | 0 | 0 | 0 | 0 | 0
STOG | 434.6 | 460.44 | 408.04 | 368.9 | 353.49 | 355.08
STWD | 110.33 | 111.9 | 110.46 | 110.46 | 110.46 | 110.46
WT | 0 | 0 | 0 | 0 | 0 | 0
IGCC | 0 | 0 | 0 | 0 | 0 | 0
DemandResponse | 0 | 0 | 0 | 0 | 0 | 0
IGCC-CCS | 0 | 0 | 0 | 0 | 0 | 0
WT_off | 0 | 0 | 0 | 0 | 0 | 0
PseudoUnit | 0 | 0 | 0 | 0 | 0 | 0
FixedInterchange | 0 | 0 | 0 | 0 | 0 | 0
Total Costs by Reporting Type: MAPP_US
ReportingType | 2015 | 2020 | 2025 | 2030 | 2035 | 2040
BM | 0 | 0 | 0 | 0 | 0 | 0
CC | 17.59 | 24.15 | 18.59 | 13.93 | 19.27 | 21.74
CSP | 0 | 0 | 0 | 0 | 0 | 0
CT | 27.96 | 27.96 | 27.96 | 27.26 | 29.23 | 46.21
Coal | 719.21 | 627.45 | 604.17 | 586.26 | 617.71 | 688.25
Geo | 3.95 | 3.95 | 3.95 | 3.95 | 3.95 | 3.95
H | 31.14 | 31.14 | 31.14 | 31.14 | 31.14 | 31.14
LFG | 0.24 | 0.24 | 0.24 | 28.15 | 28.15 | 28.15
Nuc | 0.01 | 0.01 | 0.01 | 0.01 | 0.01 | 0.01
PS | 0 | 0 | 0 | 0 | 0 | 0
PV | 0 | 0 | 0 | 0 | 0 | 0
PeakG | 13.61 | 24.29 | 19.65 | 17.64 | 29.79 | 22.56
PeakO | 1.3 | 2.16 | 1.73 | 1.73 | 1.73 | 1.73
ST | 0 | 0 | 0 | 0 | 0 | 0
STOG | 0 | 0 | 0 | 0 | 0 | 0
STWD | 0 | 0 | 0 | 0 | 0 | 0
WT | 178.2 | 622.29 | 622.29 | 1934.88 | 2734.79 | 2897.68
IGCC | 0 | 0 | 0 | 0 | 0 | 0
DemandResponse | 0 | 0 | 0 | 0 | 0 | 0
IGCC-CCS | 0 | 0 | 0 | 0 | 0 | 0
WT_off | 0 | 0 | 0 | 0 | 0 | 0
PseudoUnit | 0 | 0 | 0 | 0 | 0 | 0
FixedInterchange | 0 | 0 | 0 | 0 | 0 | 0
Total Costs by Reporting Type: MISO_IN
ReportingType | 2015 | 2020 | 2025 | 2030 | 2035 | 2040
BM | 0 | 0 | 0 | 0 | 0 | 0
CC | 194.6 | 321.97 | 272.72 | 217.27 | 1723.92 | 2462.74
CSP | 0 | 0 | 0 | 0 | 0 | 0
CT | 0 | 0 | 0 | 0 | 0 | 0
Coal | 3534.68 | 4150.33 | 4176.78 | 4073.53 | 4472.88 | 4828.35
Geo | 0 | 0 | 0 | 0 | 0 | 0
H | 1.07 | 1.07 | 1.07 | 1.07 | 1.07 | 1.07
LFG | 4.47 | 4.47 | 36.74 | 36.74 | 36.74 | 36.74
Nuc | 0.01 | 0.01 | 0.01 | 0.01 | 0.01 | 0.01
PS | 0 | 0 | 0 | 0 | 0 | 0
PV | 0 | 118.69 | 186.91 | 186.91 | 192.3 | 83.8
PeakG | 53.2 | 76.97 | 56.04 | 74.96 | 80.68 | 81.55
PeakO | 10.59 | 13.5 | 10.82 | 10.82 | 10.82 | 10.82
ST | 0 | 0 | 0 | 0 | 0 | 0
STOG | 15.25 | 20.73 | 15.83 | 16.05 | 20.37 | 21.4
STWD | 0 | 0 | 0 | 0 | 0 | 0
WT | 18.33 | 18.33 | 18.33 | 18.33 | 18.33 | 18.33
IGCC | 366.56 | 367.01 | 366.86 | 368.38 | 371.2 | 375.95
DemandResponse | 0 | 0 | 0 | 0 | 0 | 0
IGCC-CCS | 0 | 0 | 0 | 0 | 0 | 0
WT_off | 0 | 0 | 0 | 0 | 0 | 0
PseudoUnit | 0 | 0 | 0 | 0 | 0 | 0
FixedInterchange | 0 | 0 | 0 | 0 | 0 | 0
Total Costs by Reporting Type: MISO_MI
ReportingType | 2015 | 2020 | 2025 | 2030 | 2035 | 2040
BM | 0 | 0 | 0 | 0 | 0 | 0
CC | 513.73 | 725.08 | 623.47 | 459.06 | 616.34 | 559.57
CSP | 0 | 0 | 0 | 0 | 0 | 0
CT | 0 | 0 | 0 | 0 | 0 | 0
Coal | 2449.42 | 2665.34 | 2623.73 | 2301.43 | 2650.44 | 2795.52
Geo | 0 | 0 | 0 | 0 | 0 | 0
H | 2.01 | 2.01 | 2.01 | 2.01 | 2.01 | 2.01
LFG | 19.68 | 19.68 | 85.86 | 85.86 | 85.86 | 85.86
Nuc | 449.71 | 452.56 | 461.47 | 464.43 | 273.15 | 529.13
PS | 44.44 | 44.44 | 44.44 | 44.44 | 44.44 | 44.44
PV | 0 | 0 | 0 | 0 | 0 | 0
PeakG | 62.72 | 91.61 | 73.52 | 86.82 | 93.56 | 92.41
PeakO | 15.67 | 19.97 | 16.01 | 16.01 | 16.01 | 16.01
ST | 0 | 0 | 0 | 0 | 0 | 0
STOG | 147.78 | 186.73 | 160.97 | 156.27 | 178.92 | 214.17
STWD | 21.26 | 46.9 | 95.46 | 95.46 | 95.46 | 95.46
WT | 642 | 642 | 732.47 | 775.28 | 239.95 | 288.82
IGCC | 0 | 0 | 0 | 0 | 0 | 0
DemandResponse | 0 | 0 | 0 | 0 | 0 | 0
IGCC-CCS | 0 | 0 | 0 | 0 | 0 | 0
WT_off | 0 | 0 | 0 | 0 | 0 | 0
PseudoUnit | 0 | 0 | 0 | 0 | 0 | 0
FixedInterchange | 0 | 0 | 0 | 0 | 0 | 0
Total Costs by Reporting Type: MISO_MO-IL
ReportingType | 2015 | 2020 | 2025 | 2030 | 2035 | 2040
BM | 0 | 0 | 0 | 0 | 0 | 0
CC | 129.36 | 221.66 | 159.9 | 97.5 | 130.95 | 137.32
CSP | 0 | 0 | 0 | 0 | 0 | 0
CT | 0 | 0 | 0 | 0 | 0 | 0
Coal | 4392.33 | 4555.96 | 4623.05 | 4316.35 | 5060.67 | 5176.64
Geo | 0 | 0 | 0 | 0 | 0 | 0
H | 5.01 | 5.01 | 101.31 | 101.31 | 101.31 | 101.31
LFG | 2.17 | 2.17 | 94.6 | 94.6 | 94.6 | 94.6
Nuc | 493.74 | 512.79 | 521.93 | 524.97 | 524.97 | 524.97
PS | 10.45 | 10.45 | 10.45 | 10.45 | 10.45 | 10.45
PV | 0 | 0 | 0 | 0 | 0 | 0
PeakG | 85.97 | 131.45 | 106.88 | 131.07 | 145.24 | 166.35
PeakO | 21.48 | 28.65 | 22.96 | 22.96 | 22.96 | 22.96
ST | 0 | 0 | 0 | 0 | 0 | 0
STOG | 29.25 | 37.45 | 33.57 | 34.09 | 30.93 | 28.02
STWD | 0 | 0 | 0 | 0 | 0 | 0
WT | 109.19 | 109.19 | 109.19 | 109.19 | 21.38 | 63.17
IGCC | 0 | 0 | 0 | 0 | 0 | 0
DemandResponse | 0 | 0 | 0 | 0 | 0 | 0
IGCC-CCS | 0 | 0 | 0 | 0 | 0 | 0
WT_off | 0 | 0 | 0 | 0 | 0 | 0
PseudoUnit | 0 | 0 | 0 | 0 | 0 | 0
FixedInterchange | 0 | 0 | 0 | 0 | 0 | 0
Total Costs by Reporting Type: MISO_W
ReportingType | 2015 | 2020 | 2025 | 2030 | 2035 | 2040
BM | 0 | 0 | 0 | 0 | 0 | 0
CC | 443.63 | 493.9 | 365.6 | 219.81 | 341.52 | 321.49
CSP | 0 | 0 | 0 | 0 | 0 | 0
CT | 0 | 0 | 0 | 0 | 0 | 0
Coal | 2877.59 | 3253.69 | 3265.05 | 2985.98 | 3242.05 | 4815.65
Geo | 0 | 0 | 0 | 0 | 0 | 0
H | 7.08 | 7.08 | 7.08 | 7.08 | 7.08 | 7.08
LFG | 24.75 | 24.75 | 54.27 | 54.27 | 54.27 | 54.27
Nuc | 539.99 | 543.1 | 552.83 | 814.83 | 0.05 | 0.05
PS | 0 | 0 | 0 | 0 | 0 | 0
PV | 0 | 0 | 0 | 0 | 0 | 0
PeakG | 105.75 | 132.07 | 96.98 | 111.89 | 149.24 | 127.71
PeakO | 56.38 | 79.08 | 64.57 | 64.57 | 64.57 | 64.57
ST | 0 | 0 | 0 | 0 | 0 | 0
STOG | 9.13 | 9.14 | 7.8 | 7.81 | 7.92 | 7.68
STWD | 10.03 | 180.6 | 55.23 | 83.3 | 72.51 | 89.03
WT | 1122.01 | 1122.01 | 2630.6 | 5647.97 | 4879.05 | 4879.05
IGCC | 0 | 0 | 0 | 0 | 0 | 0
DemandResponse | 0 | 0 | 0 | 0 | 0 | 0
IGCC-CCS | 0 | 0 | 0 | 0 | 0 | 0
WT_off | 0 | 0 | 0 | 0 | 0 | 0
PseudoUnit | 0 | 0 | 0 | 0 | 0 | 0
FixedInterchange | 0 | 0 | 0 | 0 | 0 | 0
Total Costs by Reporting Type: MISO_WUMS
ReportingType | 2015 | 2020 | 2025 | 2030 | 2035 | 2040
BM | 0 | 0 | 0 | 0 | 0 | 0
CC | 502.16 | 852.25 | 722.07 | 536.48 | 2143.62 | 2008.7
CSP | 0 | 0 | 0 | 0 | 0 | 0
CT | 0 | 347.53 | 514.62 | 1000.63 | 1321.54 | 1068.13
Coal | 1568.05 | 1708.26 | 1573.18 | 1511.04 | 1819.64 | 1935.38
Geo | 0 | 0 | 0 | 0 | 0 | 0
H | 4.79 | 5.15 | 5.15 | 5.15 | 5.15 | 5.15
LFG | 8.57 | 8.57 | 97.64 | 97.64 | 97.64 | 97.64
Nuc | 419.03 | 444.73 | 429.21 | 737.97 | 0.05 | 0.05
PS | 0 | 0 | 0 | 0 | 0 | 0
PV | 0 | 0 | 0 | 0 | 0 | 0
PeakG | 57.95 | 83.16 | 65.14 | 77.65 | 77.65 | 77.65
PeakO | 13.52 | 17.78 | 14.69 | 14.69 | 14.69 | 14.69
ST | 0 | 0 | 0 | 0 | 0 | 0
STOG | 13.34 | 15.63 | 13.39 | 13.39 | 13.39 | 13.39
STWD | 3.37 | 11.33 | 9.81 | 9.69 | 26.56 | 36.75
WT | 317.4 | 317.4 | 317.4 | 317.4 | 46.41 | 46.41
IGCC | 0 | 0 | 0 | 0 | 0 | 0
DemandResponse | 0 | 0 | 0 | 0 | 0 | 0
IGCC-CCS | 0 | 0 | 0 | 0 | 0 | 0
WT_off | 0 | 0 | 0 | 0 | 0 | 0
PseudoUnit | 0 | 0 | 0 | 0 | 0 | 0
FixedInterchange | 0 | 0 | 0 | 0 | 0 | 0
Total Costs by Reporting Type: Nebraska
ReportingType | 2015 | 2020 | 2025 | 2030 | 2035 | 2040
BM | 0 | 0 | 0 | 0 | 0 | 0
CC | 50.83 | 32.31 | 27.92 | 22.49 | 33.03 | 30.45
CSP | 0 | 0 | 0 | 0 | 0 | 0
CT | 0 | 0 | 0 | 0 | 0 | 0
Coal | 926.69 | 1250.79 | 1261.29 | 1082.99 | 1124.43 | 2007.98
Geo | 0 | 0 | 0 | 0 | 0 | 0
H | 2.38 | 2.38 | 2.38 | 2.38 | 2.38 | 2.38
LFG | 0.72 | 0.72 | 0.72 | 29.16 | 29.16 | 29.16
Nuc | 289.1 | 306.81 | 296.14 | 364.84 | 0.11 | 0.11
PS | 0 | 0 | 0 | 0 | 0 | 0
PV | 0 | 0 | 0 | 0 | 0 | 0
PeakG | 25.47 | 50.06 | 44.34 | 39.89 | 31.8 | 31.37
PeakO | 9.57 | 12.19 | 9.77 | 9.77 | 9.77 | 9.77
ST | 0 | 0 | 0 | 0 | 0 | 0
STOG | 14.85 | 17.34 | 18.32 | 15.83 | 20.41 | 12.04
STWD | 0 | 0 | 0 | 0 | 0 | 0
WT | 70.25 | 734.1 | 734.1 | 721.46 | 674.41 | 70.81
IGCC | 0 | 0 | 0 | 0 | 0 | 0
DemandResponse | 0 | 0 | 0 | 0 | 0 | 0
IGCC-CCS | 0 | 0 | 0 | 0 | 0 | 0
WT_off | 0 | 0 | 0 | 0 | 0 | 0
PseudoUnit | 0 | 0 | 0 | 0 | 0 | 0
FixedInterchange | 0 | 0 | 0 | 0 | 0 | 0
Total Costs by Reporting Type: NEISO
ReportingType | 2015 | 2020 | 2025 | 2030 | 2035 | 2040
BM | 310.13 | 310.13 | 188.35 | 188.35 | 190.44 | 193.09
CC | 2232.9 | 2038.96 | 2028.59 | 1963.92 | 2785.73 | 3023.16
CSP | 0 | 0 | 0 | 0 | 0 | 0
CT | 32.42 | 32.87 | 32.89 | 31.56 | 38.73 | 159.42
Coal | 57.55 | 29.15 | 0 | 0 | 0 | 0
Geo | 0 | 0 | 0 | 0 | 0 | 0
H | 46.4 | 46.4 | 46.4 | 46.4 | 47.43 | 47.43
LFG | 84.95 | 84.95 | 113.53 | 113.53 | 98.81 | 98.81
Nuc | 1055.43 | 1120.79 | 1080.11 | 1086.32 | 784.86 | 1150.98
PS | 39.74 | 39.74 | 39.74 | 39.74 | 39.74 | 39.74
PV | 0.03 | 169.7 | 169.7 | 169.7 | 169.7 | 6.18
PeakG | 21.69 | 31.73 | 22.89 | 24.42 | 35.05 | 36.72
PeakO | 31.71 | 40.41 | 32.39 | 32.39 | 32.39 | 32.39
ST | 0 | 0 | 0 | 0 | 0 | 0
STOG | 0 | 0 | 0 | 0 | 0 | 0
STWD | 367.79 | 372.7 | 247.84 | 247.84 | 239.69 | 252.05
WT | 82.29 | 483.75 | 1089.41 | 1349.09 | 1505.98 | 1140.47
IGCC | 0 | 0 | 0 | 0 | 0 | 0
DemandResponse | 0 | 0 | 0 | 0 | 0 | 0
IGCC-CCS | 0 | 0 | 0 | 0 | 0 | 0
WT_off | 347.5 | 347.5 | 347.5 | 347.5 | 0 | 0
PseudoUnit | 0 | 0 | 0 | 0 | 0 | 0
FixedInterchange | 0 | 0 | 0 | 0 | 0 | 0
Total Costs by Reporting Type: NonRTO_Midwest
ReportingType | 2015 | 2020 | 2025 | 2030 | 2035 | 2040
BM | 0 | 0 | 0 | 0 | 0 | 0
CC | 0 | 107.3 | 110.46 | 105.38 | 92.74 | 171.66
CSP | 0 | 0 | 0 | 0 | 0 | 0
CT | 0 | 0 | 0 | 0 | 0 | 0
Coal | 2667.11 | 2906.25 | 2800.96 | 2773.96 | 2926.34 | 3125.65
Geo | 0 | 0 | 0 | 0 | 0 | 0
H | 2.04 | 2.04 | 258.59 | 258.59 | 258.59 | 258.59
LFG | 1.69 | 1.69 | 64.46 | 64.46 | 64.46 | 64.46
Nuc | 0.01 | 0.01 | 0.01 | 0.01 | 0.01 | 0.01
PS | 0 | 0 | 0 | 0 | 0 | 0
PV | 0 | 0 | 0 | 0 | 0 | 0
PeakG | 66.88 | 103.07 | 88.79 | 97.08 | 118.66 | 123.42
PeakO | 0.35 | 0.45 | 0.36 | 0.36 | 0.36 | 0.36
ST | 0 | 0 | 0 | 0 | 0 | 0
STOG | 0 | 0 | 0 | 0 | 0 | 0
STWD | 0 | 0 | 0 | 0 | 0 | 0
WT | 2.26 | 2.26 | 2.26 | 2.26 | 2.26 | 2.26
IGCC | 0 | 0 | 0 | 0 | 0 | 0
DemandResponse | 0 | 0 | 0 | 0 | 0 | 0
IGCC-CCS | 0 | 0 | 0 | 0 | 0 | 0
WT_off | 0 | 0 | 0 | 0 | 0 | 0
PseudoUnit | 0 | 0 | 0 | 0 | 0 | 0
FixedInterchange | 0 | 0 | 0 | 0 | 0 | 0
Total Costs by Reporting Type: NYISO_A-F
ReportingType | 2015 | 2020 | 2025 | 2030 | 2035 | 2040
BM | 0 | 0 | 0 | 0 | 0 | 0
CC | 529.17 | 573.25 | 659.72 | 741.83 | 970.57 | 873.7
CSP | 0 | 0 | 0 | 0 | 0 | 0
CT | 0 | 0 | 0 | 0 | 0 | 0
Coal | 0 | 0 | 0 | 0 | 0 | 0
Geo | 0 | 0 | 0 | 0 | 0 | 0
H | 62.6 | 62.6 | 62.6 | 62.6 | 62.6 | 62.6
LFG | 22.7 | 22.7 | 22.7 | 50.15 | 48.28 | 48.28
Nuc | 769.17 | 792.88 | 787.44 | 645.82 | 746.25 | 695.88
PS | 33.52 | 33.52 | 33.52 | 33.52 | 33.52 | 33.52
PV | 0 | 0 | 0 | 0 | 0 | 0
PeakG | 3.78 | 5.56 | 5.72 | 5.43 | 5.75 | 6.79
PeakO | 1.14 | 1.46 | 1.17 | 1.17 | 1.17 | 1.17
ST | 0 | 0 | 0 | 0 | 0 | 0
STOG | 0 | 0 | 0 | 0 | 0 | 0
STWD | 2.76 | 3.45 | 2.81 | 2.81 | 3.04 | 3.04
WT | 818.73 | 1033.38 | 1033.38 | 1033.38 | 276.81 | 67.56
IGCC | 0 | 0 | 0 | 0 | 0 | 0
DemandResponse | 0 | 0 | 0 | 0 | 0 | 0
IGCC-CCS | 0 | 0 | 0 | 0 | 0 | 0
WT_off | 0 | 0 | 0 | 0 | 0 | 0
PseudoUnit | 0 | 0 | 0 | 0 | 0 | 0
FixedInterchange | 0 | 0 | 0 | 0 | 0 | 0
Total Costs by Reporting Type: NYISO_G-I
ReportingType | 2015 | 2020 | 2025 | 2030 | 2035 | 2040
BM | 0 | 0 | 0 | 0 | 0 | 0
CC | 264.37 | 330.67 | 359.12 | 369.15 | 1972.45 | 3577.74
CSP | 0 | 0 | 0 | 0 | 0 | 0
CT | 0 | 0 | 0 | 0 | 0 | 0
Coal | 0 | 0 | 0 | 0 | 0 | 0
Geo | 0 | 0 | 0 | 0 | 0 | 0
H | 0.46 | 0.46 | 0.46 | 0.46 | 0.46 | 0.46
LFG | 7.73 | 7.73 | 7.73 | 37.77 | 37.77 | 37.77
Nuc | 466.19 | 495 | 477.19 | 479.96 | 543.55 | 0.21
PS | 0 | 0 | 0 | 0 | 0 | 0
PV | 0 | 0 | 0 | 0 | 0 | 0
PeakG | 1.52 | 2.04 | 1.56 | 1.56 | 1.56 | 1.57
PeakO | 2.55 | 3.25 | 2.61 | 2.61 | 2.61 | 2.61
ST | 0 | 0 | 0 | 0 | 0 | 0
STOG | 0 | 0 | 0 | 0 | 0 | 0
STWD | 0 | 0 | 0 | 0 | 0 | 0
WT | 0 | 18.15 | 18.15 | 18.15 | 18.15 | 1.69
IGCC | 0 | 0 | 0 | 0 | 0 | 0
DemandResponse | 0 | 0 | 0 | 0 | 0 | 0
IGCC-CCS | 0 | 0 | 0 | 0 | 0 | 0
WT_off | 0 | 0 | 0 | 0 | 0 | 0
PseudoUnit | 0 | 0 | 0 | 0 | 0 | 0
FixedInterchange | 0 | 0 | 0 | 0 | 0 | 0
Total Costs by Reporting Type: NYISO_J-K
ReportingType | 2015 | 2020 | 2025 | 2030 | 2035 | 2040
BM | 0 | 0 | 0 | 0 | 0 | 0
CC | 1258.82 | 1477.86 | 1518.18 | 1543.39 | 1683.39 | 1571.19
CSP | 0 | 0 | 0 | 0 | 0 | 0
CT | 0 | 0 | 28.28 | 135.83 | 151.8 | 194.66
Coal | 0 | 0 | 0 | 0 | 0 | 0
Geo | 0 | 0 | 0 | 0 | 0 | 0
H | 0 | 0 | 0 | 0 | 0 | 0
LFG | 14.97 | 14.97 | 14.97 | 50.65 | 50.65 | 50.65
Nuc | 0.01 | 0.01 | 0.01 | 0.01 | 0.01 | 0.01
PS | 0 | 0 | 0 | 0 | 0 | 0
PV | 23.8 | 23.8 | 23.8 | 23.8 | 0 | 0
PeakG | 57.55 | 86.64 | 68.93 | 71.79 | 85.72 | 88.15
PeakO | 61.69 | 79.16 | 63.78 | 65.02 | 65.02 | 65.02
ST | 0 | 0 | 0 | 0 | 0 | 0
STOG | 239.6 | 297.5 | 285.24 | 285.19 | 316.76 | 363.2
STWD | 0 | 0 | 0 | 0 | 0 | 0
WT | 0 | 0 | 0 | 0 | 0 | 0
IGCC | 0 | 0 | 0 | 0 | 0 | 0
DemandResponse | 0 | 0 | 0 | 0 | 0 | 0
IGCC-CCS | 0 | 0 | 0 | 0 | 0 | 0
WT_off | 0 | 0 | 0 | 0 | 0 | 0
PseudoUnit | 0 | 0 | 0 | 0 | 0 | 0
FixedInterchange | 0 | 0 | 0 | 0 | 0 | 0
Total Costs by Reporting Type: PJM_E
ReportingType | 2015 | 2020 | 2025 | 2030 | 2035 | 2040
BM | 37.62 | 37.62 | 37.62 | 37.62 | 37.62 | 37.62
CC | 2000.74 | 2604.8 | 2152.38 | 1874.37 | 2921.93 | 2707.64
CSP | 0 | 0 | 0 | 0 | 0 | 0
CT | 2.46 | 2.51 | 2.51 | 0.23 | 0.89 | 0.38
Coal | 91.2 | 36.87 | 14.39 | 14.43 | 17.52 | 17.67
Geo | 0 | 0 | 0 | 0 | 0 | 0
H | 3.85 | 3.85 | 3.85 | 3.85 | 3.85 | 3.85
LFG | 59.84 | 117.68 | 117.68 | 114.73 | 114.73 | 73.06
Nuc | 1960.16 | 1864.06 | 1862.64 | 1873.72 | 1345.93 | 2395.82
PS | 9.5 | 9.5 | 9.5 | 9.5 | 9.5 | 9.5
PV | 15.87 | 15.87 | 15.87 | 15.87 | 0.75 | 0.75
PeakG | 76.61 | 111.4 | 93.9 | 104.65 | 159.06 | 114.51
PeakO | 75.92 | 100.78 | 82.41 | 82.41 | 82.41 | 82.41
ST | 0 | 0 | 0 | 0 | 0 | 0
STOG | 117.26 | 146.91 | 130.88 | 118.32 | 162.15 | 145.11
STWD | 0 | 0 | 0 | 0 | 0 | 0
WT | 377.36 | 383.7 | 383.7 | 383.7 | 38.99 | 581.54
IGCC | 0 | 0 | 0 | 0 | 0 | 0
DemandResponse | 0 | 0 | 0 | 0 | 0 | 0
IGCC-CCS | 0 | 0 | 0 | 0 | 0 | 0
WT_off | 0 | 0 | 3642.79 | 5868.26 | 5868.26 | 5959.56
PseudoUnit | 0 | 0 | 0 | 0 | 0 | 0
FixedInterchange | 0 | 0 | 0 | 0 | 0 | 0
Total Costs by Reporting Type: PJM_ROM
ReportingType | 2015 | 2020 | 2025 | 2030 | 2035 | 2040
BM | 21.69 | 41.44 | 41.44 | 1772.53 | 2241.71 | 2241.71
CC | 1009.01 | 1235.33 | 1057.27 | 903.49 | 1456.22 | 6480.8
CSP | 0 | 0 | 0 | 0 | 0 | 0
CT | 1.52 | 1.54 | 1.61 | 1.54 | 0.54 | 0.23
Coal | 2101.48 | 1843.21 | 1883.89 | 1789.98 | 2175.93 | 2226.52
Geo | 0 | 0 | 0 | 0 | 0 | 0
H | 19.83 | 264.76 | 264.76 | 264.76 | 264.76 | 264.76
LFG | 48.61 | 156.17 | 156.17 | 153.97 | 150.67 | 75.37
Nuc | 1163.94 | 1194.41 | 1192.35 | 1199.5 | 963.59 | 1283.24
PS | 35.92 | 35.92 | 35.92 | 35.92 | 35.92 | 35.92
PV | 0.06 | 699.41 | 1105.59 | 1215.62 | 1259.16 | 635.45
PeakG | 30.83 | 47.83 | 42.27 | 41.32 | 62.76 | 53.27
PeakO | 45.95 | 58.57 | 46.94 | 46.94 | 46.94 | 46.94
ST | 0 | 0 | 0 | 0 | 0 | 0
STOG | 192.18 | 256.23 | 233.45 | 204.96 | 276.02 | 269.26
STWD | 38.51 | 39.07 | 38.55 | 38.55 | 38.55 | 38.55
WT | 177.31 | 2177.24 | 2177.24 | 2143.89 | 2038.45 | 222.83
IGCC | 0 | 0 | 0 | 0 | 0 | 0
DemandResponse | 0 | 0 | 0 | 0 | 0 | 0
IGCC-CCS | 0 | 0 | 0 | 0 | 0 | 0
WT_off | 0 | 0 | 0 | 0 | 0 | 0
PseudoUnit | 0 | 0 | 0 | 0 | 0 | 0
FixedInterchange | 0 | 0 | 0 | 0 | 0 | 0
Total Costs by Reporting Type: PJM_ROR
ReportingType | 2015 | 2020 | 2025 | 2030 | 2035 | 2040
BM | 407.05 | 462.78 | 462.78 | 1439.16 | 2378.06 | 3110.55
CC | 2895.07 | 3083.6 | 2484.26 | 1878.19 | 2950.71 | 2729.02
CSP | 0 | 0 | 0 | 0 | 0 | 0
CT | 2.92 | 2.94 | 2.96 | 2.66 | 469.58 | 539.9
Coal | 14647.01 | 12148.16 | 12286.83 | 12276.26 | 13031.97 | 13641.71
Geo | 0 | 0 | 0 | 0 | 0 | 0
H | 26.17 | 207.89 | 207.89 | 207.89 | 207.89 | 207.89
LFG | 81.66 | 288.01 | 288.01 | 280.09 | 271.54 | 127.69
Nuc | 4607.58 | 4731.16 | 4718.65 | 4541.22 | 3528.56 | 5329.49
PS | 73.14 | 73.14 | 73.14 | 73.14 | 73.14 | 73.14
PV | 0.35 | 0.35 | 0.35 | 0.35 | 0.35 | 0.35
PeakG | 396.63 | 563.72 | 403.07 | 471.56 | 545.51 | 559.05
PeakO | 48.69 | 65.15 | 52.22 | 52.22 | 52.22 | 52.22
ST | 0 | 0 | 0 | 0 | 0 | 0
STOG | 130.29 | 151.7 | 136.87 | 139.68 | 145.48 | 152.3
STWD | 113.31 | 114.87 | 113.43 | 113.43 | 113.43 | 113.43
WT | 2657.01 | 6581.97 | 11752.37 | 14742.46 | 13360.49 | 9809.29
IGCC | 0 | 0 | 0 | 0 | 0 | 0
DemandResponse | 0 | 0 | 0 | 0 | 0 | 0
IGCC-CCS | 0 | 0 | 0 | 0 | 0 | 0
WT_off | 0 | 0 | 0 | 0 | 0 | 0
PseudoUnit | 0 | 0 | 0 | 0 | 0 | 0
FixedInterchange | 0 | 0 | 0 | 0 | 0 | 0
Total Costs by Reporting Type: SOCO
ReportingType | 2015 | 2020 | 2025 | 2030 | 2035 | 2040
BM | 63.43 | 1483.59 | 6605.09 | 7224.24 | 7224.24 | 7224.24
CC | 5619.57 | 5773.46 | 4707.51 | 4317.63 | 4645.79 | 4557.94
CSP | 0 | 0 | 0 | 0 | 0 | 0
CT | 0 | 0 | 0 | 0 | 0 | 0
Coal | 4642.71 | 4918.64 | 4759.39 | 4917.69 | 5440.01 | 8948.39
Geo | 0 | 0 | 0 | 0 | 0 | 0
H | 59.74 | 59.74 | 59.74 | 59.74 | 59.74 | 357.89
LFG | 4.47 | 46.62 | 46.62 | 46.62 | 46.62 | 17.54
Nuc | 1355.07 | 2993.98 | 3028.43 | 3039.86 | 3039.86 | 2945.91
PS | 39.76 | 39.76 | 39.76 | 39.76 | 39.76 | 39.76
PV | 0 | 0 | 0 | 0 | 0 | 0
PeakG | 219.97 | 333.79 | 162.09 | 174.77 | 219.18 | 233.79
PeakO | 0 | 0 | 0 | 0 | 0 | 0
ST | 0 | 0 | 0 | 0 | 0 | 0
STOG | 0 | 0 | 0 | 0 | 0 | 0
STWD | 425.06 | 430.44 | 425.48 | 425.48 | 425.48 | 425.48
WT | 0 | 28.96 | 28.96 | 28.96 | 28.96 | 2.81
IGCC | 0 | 0 | 0 | 0 | 0 | 0
DemandResponse | 0 | 0 | 0 | 0 | 0 | 0
IGCC-CCS | 0 | 0 | 0 | 0 | 0 | 0
WT_off | 0 | 0 | 0 | 0 | 0 | 0
PseudoUnit | 0 | 0 | 0 | 0 | 0 | 0
FixedInterchange | 0 | 0 | 0 | 0 | 0 | 0
Total Costs by Reporting Type: SPP_N
ReportingType | 2015 | 2020 | 2025 | 2030 | 2035 | 2040
BM | 0 | 0 | 0 | 0 | 0 | 0
CC | 300.45 | 187.1 | 122.05 | 102.93 | 138.3 | 137.33
CSP | 0 | 0 | 0 | 0 | 0 | 0
CT | 0 | 14.48 | 14.59 | 14.61 | 603.54 | 582.58
Coal | 2293.18 | 2476.19 | 2367.63 | 2282.88 | 2401.19 | 2708.74
Geo | 0 | 0 | 0 | 0 | 0 | 0
H | 0.3 | 0.3 | 0.3 | 0.3 | 0.3 | 0.3
LFG | 0.85 | 0.85 | 0.85 | 37.9 | 37.9 | 37.9
Nuc | 256.73 | 266.63 | 271.39 | 272.98 | 272.98 | 272.98
PS | 0 | 0 | 0 | 0 | 0 | 0
PV | 0 | 0 | 0 | 0 | 0 | 0
PeakG | 74.97 | 123.7 | 113.73 | 106.24 | 105.7 | 105.7
PeakO | 34.89 | 44.84 | 35.94 | 35.94 | 35.94 | 35.94
ST | 0 | 0 | 0 | 0 | 0 | 0
STOG | 92.69 | 127.23 | 117.22 | 113.86 | 125.15 | 131.52
STWD | 0 | 0 | 0 | 0 | 0 | 0
WT | 42.04 | 444.12 | 1414.47 | 3219.23 | 3242.44 | 2877.36
IGCC | 0 | 0 | 0 | 0 | 0 | 0
DemandResponse | 0 | 0 | 0 | 0 | 0 | 0
IGCC-CCS | 0 | 0 | 0 | 0 | 0 | 0
WT_off | 0 | 0 | 0 | 0 | 0 | 0
PseudoUnit | 0 | 0 | 0 | 0 | 0 | 0
FixedInterchange | 0 | 0 | 0 | 0 | 0 | 0
Total Costs by Reporting Type: SPP_S
ReportingType | 2015 | 2020 | 2025 | 2030 | 2035 | 2040
BM | 0 | 0 | 0 | 0 | 0 | 0
CC | 2035.46 | 1939.82 | 1268.62 | 918.27 | 1365.39 | 1325.35
CSP | 0 | 0 | 0 | 0 | 0 | 0
CT | 35.98 | 61.7 | 61.7 | 61.7 | 28.49 | 4.77
Coal | 3514.18 | 4108.82 | 3943.27 | 3489.08 | 4110.27 | 4423.95
Geo | 0 | 0 | 0 | 0 | 0 | 0
H | 30.03 | 30.03 | 30.03 | 30.03 | 30.03 | 30.03
LFG | 2.29 | 2.29 | 2.29 | 39.34 | 39.34 | 39.34
Nuc | 0.01 | 0.01 | 0.01 | 0.01 | 0.01 | 0.01
PS | 10.59 | 10.59 | 10.59 | 10.59 | 10.59 | 10.59
PV | 0 | 0 | 0 | 0 | 0 | 0
PeakG | 60.2 | 87.93 | 62.37 | 76.78 | 82.77 | 82.77
PeakO | 3.36 | 4.54 | 3.63 | 3.63 | 3.64 | 3.66
ST | 0 | 0 | 0 | 0 | 0 | 0
STOG | 533.19 | 576.28 | 490.52 | 446.37 | 533.84 | 539
STWD | 54.15 | 8.23 | 5.62 | 5.39 | 7.54 | 7.54
WT | 214.58 | 3239.01 | 5657.48 | 7292.95 | 7633.4 | 5179.13
IGCC | 0 | 0 | 0 | 0 | 0 | 0
DemandResponse | 0 | 0 | 0 | 0 | 0 | 0
IGCC-CCS | 0 | 0 | 0 | 0 | 0 | 0
WT_off | 0 | 0 | 0 | 0 | 0 | 0
PseudoUnit | 0 | 0 | 0 | 0 | 0 | 0
FixedInterchange | 0 | 0 | 0 | 0 | 0 | 0
Total Costs by Reporting Type: TVA
ReportingType | 2015 | 2020 | 2025 | 2030 | 2035 | 2040
BM | 0 | 3584.77 | 3931.04 | 7251.49 | 7909.77 | 7909.77
CC | 1021.82 | 720.06 | 743.55 | 539.73 | 709.5 | 747.85
CSP | 0 | 0 | 0 | 0 | 0 | 0
CT | 0 | 0 | 0 | 0 | 0 | 65.95
Coal | 3639.09 | 3292.85 | 3280.78 | 3095.18 | 3361.66 | 3564.61
Geo | 0 | 0 | 0 | 0 | 0 | 0
H | 72.8 | 82.55 | 82.55 | 82.55 | 82.55 | 82.55
LFG | 1.57 | 43.41 | 43.41 | 43.41 | 43.41 | 14.64
Nuc | 2533.71 | 2590.04 | 2579.4 | 2590.89 | 1999.33 | 2481.64
PS | 41.38 | 41.38 | 41.38 | 41.38 | 41.38 | 41.38
PV | 0 | 0 | 0 | 0 | 0 | 0
PeakG | 99.24 | 153.37 | 140.99 | 140.99 | 142.81 | 140.99
PeakO | 1.87 | 2.54 | 1.92 | 2.49 | 2.49 | 2.49
ST | 0 | 0 | 0 | 0 | 0 | 0
STOG | 0 | 0 | 0 | 0 | 0 | 0
STWD | 2.99 | 3.03 | 3 | 3 | 3 | 3
WT | 0.99 | 29.76 | 29.76 | 29.76 | 29.76 | 3.8
IGCC | 0 | 0 | 0 | 0 | 0 | 0
DemandResponse | 0 | 0 | 0 | 0 | 0 | 0
IGCC-CCS | 0 | 0 | 0 | 0 | 0 | 0
WT_off | 0 | 0 | 0 | 0 | 0 | 0
PseudoUnit | 0 | 0 | 0 | 0 | 0 | 0
FixedInterchange | 0 | 0 | 0 | 0 | 0 | 0
Total Costs by Reporting Type: TVA_Transmission
ReportingType | 2015 | 2020 | 2025 | 2030 | 2035 | 2040
BM | 0 | 0 | 0 | 0 | 0 | 0
CC | 0 | 0 | 0 | 0 | 0 | 0
CSP | 0 | 0 | 0 | 0 | 0 | 0
CT | 0 | 0 | 0 | 0 | 0 | 0
Coal | 0 | 0 | 0 | 0 | 0 | 0
Geo | 0 | 0 | 0 | 0 | 0 | 0
H | 0 | 0 | 0 | 0 | 0 | 0
LFG | 0 | 0 | 0 | 0 | 0 | 0
Nuc | 0 | 0 | 0 | 0 | 0 | 0
PS | 0 | 0 | 0 | 0 | 0 | 0
PV | 0 | 0 | 0 | 0 | 0 | 0
PeakG | 0 | 0 | 0 | 0 | 0 | 0
PeakO | 0 | 0 | 0 | 0 | 0 | 0
ST | 0 | 0 | 0 | 0 | 0 | 0
STOG | 0 | 0 | 0 | 0 | 0 | 0
STWD | 0 | 0 | 0 | 0 | 0 | 0
WT | 0 | 0 | 0 | 0 | 0 | 0
IGCC | 0 | 0 | 0 | 0 | 0 | 0
DemandResponse | 0 | 0 | 0 | 0 | 0 | 0
IGCC-CCS | 0 | 0 | 0 | 0 | 0 | 0
WT_off | 0 | 0 | 0 | 0 | 0 | 0
PseudoUnit | 0 | 0 | 0 | 0 | 0 | 0
FixedInterchange | 0 | 0 | 0 | 0 | 0 | 0
Total Costs by Reporting Type: VACAR
ReportingType | 2015 | 2020 | 2025 | 2030 | 2035 | 2040
BM | 1.05 | 7777.17 | 7777.17 | 7777.17 | 7777.17 | 7777.17
CC | 1842.75 | 1557.41 | 1186.27 | 736.24 | 945.8 | 1139.04
CSP | 0 | 0 | 0 | 0 | 0 | 0
CT | 282.22 | 285.51 | 276.98 | 260.23 | 265.34 | 507.52
Coal | 5324.03 | 3817.11 | 3167.07 | 2188.66 | 3412.85 | 4094.01
Geo | 0 | 0 | 0 | 0 | 0 | 0
H | 30.23 | 30.23 | 30.23 | 30.23 | 48.11 | 48.11
LFG | 7.74 | 49.14 | 49.14 | 49.14 | 49.05 | 20.68
Nuc | 2606.17 | 4424.34 | 4396.29 | 4414.98 | 3652.53 | 5084.39
PS | 62.1 | 62.1 | 62.1 | 62.1 | 62.1 | 62.1
PV | 0.24 | 62.77 | 65.49 | 67.07 | 71.87 | 15.6
PeakG | 151.38 | 224.13 | 162.77 | 190.78 | 212.8 | 217.42
PeakO | 36.13 | 46.34 | 37.33 | 38.01 | 38.01 | 38.01
ST | 0 | 0 | 0 | 0 | 0 | 0
STOG | 4.04 | 4.78 | 4.1 | 4.1 | 4.1 | 4.1
STWD | 173.41 | 175.67 | 173.58 | 173.58 | 173.58 | 173.58
WT | 0 | 1004.14 | 1004.14 | 1004.14 | 1004.14 | 98.34
IGCC | 0 | 0 | 0 | 0 | 0 | 0
DemandResponse | 0 | 0 | 0 | 0 | 0 | 0
IGCC-CCS | 0 | 0 | 0 | 0 | 0 | 0
WT_off | 0.66 | 0.66 | 6486.82 | 16214.66 | 17844.77 | 20250.63
PseudoUnit | 0 | 0 | 0 | 0 | 0 | 0
FixedInterchange | 0 | 0 | 0 | 0 | 0 | 0
Total Costs by Reporting Type: IESO
ReportingType | 2015 | 2020 | 2025 | 2030 | 2035 | 2040
BM | 177.6 | 177.6 | 177.6 | 177.6 | 177.6 | 177.6
CC | 325.47 | 309.12 | 342.37 | 321.05 | 637.74 | 1395.7
CSP | 0 | 0 | 0 | 0 | 0 | 0
CT | 44.26 | 44.26 | 44.26 | 44.26 | 58.78 | 190.85
Coal | 0 | 0 | 0 | 0 | 0 | 0
Geo | 0 | 0 | 0 | 0 | 0 | 0
H | 123.83 | 123.83 | 123.83 | 123.83 | 123.83 | 226.24
LFG | 19.32 | 19.32 | 19.32 | 19.32 | 14.43 | 14.43
Nuc | 2990.3 | 3007.72 | 3062.19 | 3080.28 | 2836.57 | 3030.7
PS | 2.92 | 2.92 | 2.92 | 2.92 | 2.92 | 2.92
PV | 558.01 | 558.01 | 558.01 | 558.01 | 0.44 | 0.44
PeakG | 11.67 | 13.67 | 13.67 | 13.67 | 13.67 | 14.05
PeakO | 0.66 | 0.66 | 0.78 | 0.86 | 0.86 | 0.86
ST | 0 | 0 | 0 | 0 | 0 | 0
STOG | 0 | 0 | 0 | 0 | 0 | 0
STWD | 0 | 0 | 0 | 0 | 0 | 0
WT | 763.41 | 763.41 | 763.41 | 763.41 | 43.84 | 43.84
IGCC | 0 | 0 | 0 | 0 | 0 | 0
DemandResponse | 0 | 0 | 0 | 0 | 0 | 0
IGCC-CCS | 0 | 0 | 0 | 0 | 0 | 0
WT_off | 0 | 0 | 0 | 0 | 0 | 0
PseudoUnit | 0 | 0 | 0 | 0 | 0 | 0
FixedInterchange | 0 | 0 | 0 | 0 | 0 | 0
Total Costs by Reporting Type: MAPP_CA
ReportingType | 2015 | 2020 | 2025 | 2030 | 2035 | 2040
BM | 0 | 0 | 0 | 0 | 0 | 0
CC | 153.81 | 171.75 | 46.77 | 5.42 | 6.14 | 9.15
CSP | 0 | 0 | 0 | 0 | 0 | 0
CT | 3.17 | 3.17 | 3.17 | 3.17 | 0 | 0
Coal | 139.78 | 169.28 | 0 | 0 | 0 | 0
Geo | 0 | 0 | 0 | 0 | 0 | 0
H | 92.24 | 211.42 | 851.16 | 1697.23 | 1697.23 | 1697.23
LFG | 0 | 0 | 0 | 0 | 0 | 0
Nuc | 0.01 | 0.01 | 0.01 | 0.01 | 0.01 | 0.01
PS | 0 | 0 | 0 | 0 | 0 | 0
PV | 0 | 0 | 0 | 0 | 0 | 0
PeakG | 9.88 | 9.88 | 9.88 | 9.88 | 13.09 | 13.09
PeakO | 0.09 | 0.09 | 0.09 | 0.12 | 0.12 | 0.12
ST | 0 | 0 | 0 | 0 | 0 | 0
STOG | 5.54 | 5.54 | 5.54 | 0 | 0 | 0
STWD | 0 | 0 | 0 | 0 | 0 | 0
WT | 105.14 | 105.14 | 105.14 | 105.14 | 17.92 | 17.92
IGCC | 0 | 0 | 0 | 0 | 0 | 0
DemandResponse | 0 | 0 | 0 | 0 | 0 | 0
IGCC-CCS | 0 | 0 | 0 | 0 | 0 | 0
WT_off | 0 | 0 | 0 | 0 | 0 | 0
PseudoUnit | 0 | 0 | 0 | 0 | 0 | 0
FixedInterchange | 0 | 0 | 0 | 0 | 0 | 0
Total Costs by Reporting Type: AZ_NM_SNV_Coal
ReportingType | 2015 | 2020 | 2025 | 2030 | 2035 | 2040
BM | 0 | 0 | 0 | 0 | 0 | 0
CC | 0 | 0 | 0 | 0 | 0 | 0
CSP | 0 | 0 | 0 | 0 | 0 | 0
CT | 0 | 0 | 0 | 0 | 0 | 0
Coal | 2860.02 | 3028.63 | 3003.44 | 3029.86 | 3285.6 | 7735.55
Geo | 0 | 0 | 0 | 0 | 0 | 0
H | 0 | 0 | 0 | 0 | 0 | 0
LFG | 0 | 0 | 0 | 0 | 0 | 0
Nuc | 0 | 0 | 0 | 0 | 0 | 0
PS | 0 | 0 | 0 | 0 | 0 | 0
PV | 0 | 0 | 0 | 0 | 0 | 0
PeakG | 0 | 0 | 0 | 0 | 0 | 0
PeakO | 0 | 0 | 0 | 0 | 0 | 0
ST | 0 | 0 | 0 | 0 | 0 | 0
STOG | 0 | 0 | 0 | 0 | 0 | 0
STWD | 0 | 0 | 0 | 0 | 0 | 0
WT | 0 | 0 | 0 | 0 | 0 | 0
IGCC | 0 | 0 | 0 | 0 | 0 | 0
DemandResponse | 0 | 0 | 0 | 0 | 0 | 0
IGCC-CCS | 0 | 0 | 0 | 0 | 0 | 0
WT_off | 0 | 0 | 0 | 0 | 0 | 0
PseudoUnit | 0 | 0 | 0 | 0 | 0 | 0
FixedInterchange | 0 | 0 | 0 | 0 | 0 | 0
Total Costs by Reporting Type: AZ_NM_SNV_Gas
ReportingType | 2015 | 2020 | 2025 | 2030 | 2035 | 2040
BM | 0 | 0 | 0 | 0 | 0 | 0
CC | 4479.47 | 6104.86 | 6310.76 | 8507.01 | 10345.6 | 10629.18
CSP | 0 | 0 | 0 | 0 | 0 | 0
CT | 68.63 | 68.63 | 78.87 | 79.48 | 0 | 0
Coal | 0 | 0 | 0 | 0 | 0 | 0
Geo | 0 | 0 | 0 | 0 | 0 | 0
H | 0 | 0 | 0 | 0 | 0 | 0
LFG | 0 | 0 | 0 | 0 | 0 | 0
Nuc | 0 | 0 | 0 | 0 | 0 | 0
PS | 0 | 0 | 0 | 0 | 0 | 0
PV | 0 | 0 | 0 | 0 | 0 | 0
PeakG | 30.4 | 45.13 | 49.52 | 69.79 | 76.43 | 0
PeakO | 0 | 0 | 0 | 0 | 0 | 0
ST | 0 | 0 | 0 | 0 | 0 | 0
STOG | 0 | 0 | 0 | 0 | 0 | 0
STWD | 0 | 0 | 0 | 0 | 0 | 0
WT | 0 | 0 | 0 | 0 | 0 | 0
IGCC | 0 | 0 | 0 | 0 | 0 | 0
DemandResponse | 0 | 0 | 0 | 0 | 0 | 0
IGCC-CCS | 0 | 0 | 0 | 0 | 0 | 0
WT_off | 0 | 0 | 0 | 0 | 0 | 0
PseudoUnit | 0 | 0 | 0 | 0 | 0 | 0
FixedInterchange | 0 | 0 | 0 | 0 | 0 | 0
Total Costs by Reporting Type: AZ_NM_SNV_NucRenew
ReportingType | 2015 | 2020 | 2025 | 2030 | 2035 | 2040
BM | 0 | 0 | 0 | 0 | 0 | 0
CC | 0 | 0 | 0 | 0 | 0 | 0
CSP | 0 | 0 | 0 | 0 | 0 | 0
CT | 0 | 0 | 0 | 0 | 0 | 0
Coal | 0 | 0 | 0 | 0 | 0 | 0
Geo | 0 | 0 | 861.56 | 861.56 | 861.56 | 861.56
H | 44.6 | 44.6 | 44.6 | 44.6 | 44.6 | 44.6
LFG | 0.85 | 0.85 | 24.66 | 24.66 | 24.66 | 24.66
Nuc | 810.72 | 895.93 | 912.19 | 917.59 | 917.59 | 917.59
PS | 5.13 | 5.13 | 5.13 | 5.13 | 5.13 | 5.13
PV | 50.17 | 50.17 | 50.17 | 50.17 | 2.38 | 2.38
PeakG | 0 | 0 | 0 | 0 | 0 | 0
PeakO | 0 | 0 | 0 | 0 | 0 | 0
ST | 156.95 | 379.54 | 509.72 | 480.3 | 429.35 | 234.89
STOG | 0 | 0 | 0 | 0 | 0 | 0
STWD | 12.81 | 13.02 | 12.82 | 12.82 | 12.82 | 12.82
WT | 35.54 | 35.54 | 128.43 | 303.25 | 285.3 | 285.3
IGCC | 0 | 0 | 0 | 0 | 0 | 0
DemandResponse | 0 | 0 | 0 | 0 | 0 | 0
IGCC-CCS | 0 | 0 | 0 | 0 | 0 | 0
WT_off | 0 | 0 | 0 | 0 | 0 | 0
PseudoUnit | 0 | 0 | 0 | 0 | 0 | 0
FixedInterchange | 0 | 0 | 0 | 0 | 0 | 0
Total Costs by Reporting Type: ERCOT
ReportingType | 2015 | 2020 | 2025 | 2030 | 2035 | 2040
BM | 69.26 | 83.11 | 78.09 | 2024.05 | 2094.09 | 2221.18
CC | 6259.2 | 6297.17 | 5419.58 | 4881.69 | 5921.78 | 7391.92
CSP | 0 | 0 | 0 | 0 | 0 | 0
CT | 22.65 | 22.65 | 22.65 | 22.65 | 1.67 | 1.67
Coal | 5668.62 | 6499.38 | 6753.41 | 6535.97 | 6794.27 | 7700.29
Geo | 0 | 0 | 0 | 0 | 0 | 0
H | 8.05 | 8.05 | 8.05 | 224.01 | 224.01 | 224.01
LFG | 9.06 | 9.06 | 145.21 | 145.21 | 145.21 | 145.21
Nuc | 1007.36 | 1174.9 | 1203.03 | 1210.21 | 1210.21 | 1210.21
PS | 0 | 0 | 0 | 0 | 0 | 0
PV | 6.95 | 6.95 | 6.95 | 6.95 | 0.01 | 0.01
PeakG | 80.63 | 119.03 | 114.62 | 114.62 | 114.62 | 114.62
PeakO | 1.29 | 1.86 | 1.53 | 1.53 | 1.53 | 1.53
ST | 0 | 0 | 0 | 0 | 0 | 0
STOG | 1047.07 | 1227.22 | 1118.02 | 1089.63 | 1120.18 | 1125.58
STWD | 0 | 0 | 0 | 0 | 0 | 0
WT | 409.91 | 2803.07 | 5411.25 | 7034.2 | 7170.35 | 5424.37
IGCC | 0 | 0 | 0 | 0 | 0 | 0
DemandResponse | 0 | 0 | 0 | 0 | 0 | 0
IGCC-CCS | 0 | 0 | 0 | 0 | 0 | 0
WT_off | 0 | 0 | 0 | 0 | 0 | 0
PseudoUnit | 0 | 0 | 0 | 0 | 0 | 0
FixedInterchange | 0 | 0 | 0 | 0 | 0 | 0
Total Costs by Reporting Type: NP15
ReportingType | 2015 | 2020 | 2025 | 2030 | 2035 | 2040
BM | 0 | 0 | 0 | 0 | 0 | 0
CC | 1995.28 | 2386.68 | 1972.97 | 1767.75 | 1258.53 | 701.13
CSP | 0 | 0 | 0 | 0 | 0 | 0
CT | 20.04 | 212.95 | 212.95 | 561.02 | 927.34 | 1130.55
Coal | 10.37 | 0 | 0 | 0 | 0 | 0
Geo | 100.91 | 208.93 | 482.81 | 482.81 | 482.81 | 402.13
H | 125.7 | 125.7 | 125.7 | 125.7 | 125.7 | 125.7
LFG | 10.26 | 10.26 | 248.41 | 248.41 | 248.41 | 248.41
Nuc | 495.59 | 560.5 | 540.7 | 543.89 | 543.89 | 543.89
PS | 53.58 | 53.58 | 53.58 | 53.58 | 53.58 | 53.58
PV | 4.71 | 4.71 | 4.71 | 4.71 | 0.78 | 0.78
PeakG | 56.04 | 82.34 | 58.1 | 74.01 | 78.49 | 80.04
PeakO | 10.26 | 13.08 | 10.48 | 10.49 | 10.49 | 10.49
ST | 19.12 | 19.12 | 19.12 | 19.12 | 1.86 | 1.86
STOG | 175.72 | 212.93 | 175.66 | 182.25 | 178.68 | 188.4
STWD | 265.97 | 269.53 | 266.24 | 266.24 | 266.24 | 266.24
WT | 71.84 | 344.87 | 2991.39 | 3755.73 | 3729 | 3479.31
IGCC | 0 | 0 | 0 | 0 | 0 | 0
DemandResponse | 0 | 0 | 0 | 0 | 0 | 0
IGCC-CCS | 0 | 0 | 0 | 0 | 0 | 0
WT_off | 0 | 0 | 0 | 0 | 0 | 0
PseudoUnit | 0 | 0 | 0 | 0 | 0 | 0
FixedInterchange | 0 | 0 | 0 | 0 | 0 | 0
Total Costs by Reporting Type: NWPP_Coal
ReportingType | 2015 | 2020 | 2025 | 2030 | 2035 | 2040
BM | 0 | 0 | 0 | 0 | 0 | 0
CC | 0 | 0 | 0 | 0 | 0 | 0
CSP | 0 | 0 | 0 | 0 | 0 | 0
CT | 0 | 0 | 0 | 0 | 0 | 0
Coal | 3399.05 | 3651.05 | 3710.5 | 3633.14 | 3853.69 | 4396.61
Geo | 0 | 0 | 0 | 0 | 0 | 0
H | 0 | 0 | 0 | 0 | 0 | 0
LFG | 0 | 0 | 0 | 0 | 0 | 0
Nuc | 0 | 0 | 0 | 0 | 0 | 0
PS | 0 | 0 | 0 | 0 | 0 | 0
PV | 0 | 0 | 0 | 0 | 0 | 0
PeakG | 0 | 0 | 0 | 0 | 0 | 0
PeakO | 0 | 0 | 0 | 0 | 0 | 0
ST | 0 | 0 | 0 | 0 | 0 | 0
STOG | 0 | 0 | 0 | 0 | 0 | 0
STWD | 0 | 0 | 0 | 0 | 0 | 0
WT | 0 | 0 | 0 | 0 | 0 | 0
IGCC | 0 | 0 | 0 | 0 | 0 | 0
DemandResponse | 0 | 0 | 0 | 0 | 0 | 0
IGCC-CCS | 0 | 0 | 0 | 0 | 0 | 0
WT_off | 0 | 0 | 0 | 0 | 0 | 0
PseudoUnit | 0 | 0 | 0 | 0 | 0 | 0
FixedInterchange | 0 | 0 | 0 | 0 | 0 | 0
Total Costs by Reporting Type: NWPP_Gas
ReportingType | 2015 | 2020 | 2025 | 2030 | 2035 | 2040
BM | 0 | 0 | 0 | 0 | 0 | 0
CC | 2078.65 | 2343.53 | 2443.15 | 3955.11 | 6856.21 | 7941.06
CSP | 0 | 0 | 0 | 0 | 0 | 0
CT | 14.02 | 14.02 | 14.02 | 14.02 | 0 | 0
Coal | 0 | 0 | 0 | 0 | 0 | 223.83
Geo | 0 | 0 | 0 | 0 | 0 | 0
H | 0 | 0 | 0 | 0 | 0 | 0
LFG | 0 | 0 | 0 | 0 | 0 | 0
Nuc | 0 | 0 | 0 | 0 | 0 | 0
PS | 0 | 0 | 0 | 0 | 0 | 0
PV | 0 | 0 | 0 | 0 | 0 | 0
PeakG | 0 | 0 | 0 | 0 | 0 | 0
PeakO | 0 | 0 | 0 | 0 | 0 | 0
ST | 0 | 0 | 0 | 0 | 0 | 0
STOG | 0 | 0 | 0 | 0 | 0 | 0
STWD | 0 | 0 | 0 | 0 | 0 | 0
WT | 0 | 0 | 0 | 0 | 0 | 0
IGCC | 0 | 0 | 0 | 0 | 0 | 0
DemandResponse | 0 | 0 | 0 | 0 | 0 | 0
IGCC-CCS | 0 | 0 | 0 | 0 | 0 | 0
WT_off | 0 | 0 | 0 | 0 | 0 | 0
PseudoUnit | 0 | 0 | 0 | 0 | 0 | 0
FixedInterchange | 0 | 0 | 0 | 0 | 0 | 0
Total Costs by Reporting Type: NWPP_NucRenew
ReportingType | 2015 | 2020 | 2025 | 2030 | 2035 | 2040
BM | 17.16 | 17.16 | 17.16 | 17.16 | 17.16 | 17.23
CC | 0 | 0 | 0 | 0 | 0 | 0
CSP | 0 | 0 | 0 | 0 | 0 | 0
CT | 0 | 0 | 0 | 0 | 0 | 0
Coal | 0 | 0 | 0 | 0 | 0 | 0
Geo | 82.65 | 82.65 | 340.71 | 340.71 | 300.8 | 300.8
H | 480.54 | 480.54 | 480.54 | 480.54 | 480.54 | 480.54
LFG | 22.67 | 22.67 | 103.8 | 118.38 | 111.24 | 111.24
Nuc | 256.71 | 258.17 | 262.7 | 264.21 | 264.21 | 324.67
PS | 6.12 | 6.12 | 6.12 | 6.12 | 6.12 | 6.12
PV | 0.04 | 0.04 | 0.04 | 0.04 | 0.04 | 0.04
PeakG | 0 | 0 | 0 | 0 | 0 | 0
PeakO | 0 | 0 | 0 | 0 | 0 | 0
ST | 0 | 0 | 0 | 0 | 0 | 0
STOG | 0 | 0 | 0 | 0 | 0 | 0
STWD | 12.15 | 21.69 | 105.61 | 222.4 | 222.4 | 222.34
WT | 515.43 | 515.43 | 515.43 | 515.43 | 229.12 | 229.12
IGCC | 0 | 0 | 0 | 0 | 0 | 0
DemandResponse | 0 | 0 | 0 | 0 | 0 | 0
IGCC-CCS | 0 | 0 | 0 | 0 | 0 | 0
WT_off | 0 | 0 | 0 | 0 | 0 | 0
PseudoUnit | 0 | 0 | 0 | 0 | 0 | 0
FixedInterchange | 0 | 0 | 0 | 0 | 0 | 0
Total Costs by Reporting Type: RMPA
ReportingType | 2015 | 2020 | 2025 | 2030 | 2035 | 2040
BM | 0 | 0 | 0 | 0 | 0 | 0
CC | 285.46 | 539.92 | 241.79 | 260.45 | 256.92 | 274
CSP | 0 | 0 | 0 | 0 | 0 | 0
CT | 16.21 | 16.21 | 16.21 | 16.21 | 0 | 0
Coal | 1843.39 | 1927.96 | 1875.71 | 1792 | 2432.17 | 3258.26
Geo | 0 | 281.04 | 1523.53 | 1538.28 | 1538.28 | 1332.7
H | 13.99 | 13.99 | 13.99 | 13.99 | 13.99 | 13.99
LFG | 1.29 | 1.29 | 1.29 | 12.63 | 12.24 | 12.24
Nuc | 0.01 | 0.01 | 0.01 | 0.01 | 0.01 | 0.01
PS | 13.37 | 13.37 | 13.37 | 13.37 | 13.37 | 13.37
PV | 0.82 | 0.82 | 0.82 | 0.82 | 0.31 | 0.31
PeakG | 49.11 | 73.9 | 51.01 | 67.81 | 70.67 | 72.38
PeakO | 5.49 | 6.99 | 2.69 | 2.69 | 2.69 | 2.69
ST | 1.65 | 197.24 | 212.65 | 219.94 | 218.48 | 47.24
STOG | 0 | 0 | 0 | 0 | 0 | 0
STWD | 0 | 0 | 0 | 0 | 0 | 0
WT | 288.68 | 288.68 | 288.68 | 288.68 | 67.69 | 67.69
IGCC | 0 | 0 | 0 | 0 | 0 | 0
DemandResponse | 0 | 0 | 0 | 0 | 0 | 0
IGCC-CCS | 0 | 0 | 0 | 0 | 0 | 0
WT_off | 0 | 0 | 0 | 0 | 0 | 0
PseudoUnit | 0 | 0 | 0 | 0 | 0 | 0
FixedInterchange | 0 | 0 | 0 | 0 | 0 | 0
Total Costs by Reporting Type: SP15
ReportingType | 2015 | 2020 | 2025 | 2030 | 2035 | 2040
BM | 7.53 | 7.53 | 7.53 | 7.53 | 5.98 | 5.98
CC | 1478.65 | 1701.84 | 1610.03 | 1588.19 | 1672.2 | 1176.27
CSP | 0 | 0 | 0 | 0 | 0 | 0
CT | 0 | 0 | 0 | 0 | 0 | 0
Coal | 35.83 | 43.99 | 48.96 | 36.13 | 0 | 0
Geo | 113.26 | 976.11 | 976.11 | 953.11 | 953.11 | 328.75
H | 16.57 | 16.57 | 16.57 | 16.57 | 16.57 | 16.57
LFG | 29.81 | 251.77 | 266.21 | 265.9 | 263.36 | 104.85
Nuc | 508.22 | 539.82 | 519.92 | 522.86 | 522.86 | 643.14
PS | 34.19 | 34.19 | 34.19 | 34.19 | 34.19 | 34.19
PV | 4.09 | 4.09 | 4.09 | 4.09 | 1.81 | 1.81
PeakG | 76.73 | 111.44 | 93.22 | 103.59 | 104.09 | 103.59
PeakO | 1.47 | 1.91 | 1.53 | 1.53 | 1.53 | 1.53
ST | 290.87 | 290.87 | 290.87 | 290.87 | 28.69 | 28.69
STOG | 464.61 | 556.17 | 478.01 | 492.87 | 541.92 | 532.9
STWD | 68.43 | 69.39 | 68.5 | 68.5 | 68.5 | 68.5
WT | 304.5 | 304.5 | 304.5 | 304.5 | 71.1 | 71.1
IGCC | 0 | 0 | 0 | 0 | 0 | 0
DemandResponse | 0 | 0 | 0 | 0 | 0 | 0
IGCC-CCS | 0 | 0 | 0 | 0 | 0 | 0
WT_off | 0 | 0 | 0 | 0 | 0 | 0
PseudoUnit | 0 | 0 | 0 | 0 | 0 | 0
FixedInterchange | 0 | 0 | 0 | 0 | 0 | 0
Total Costs by Reporting Type: ALB
ReportingType | 2015 | 2020 | 2025 | 2030 | 2035 | 2040
BM | 0 | 0 | 0 | 0 | 0 | 0
CC | 839.72 | 1164.61 | 1655.57 | 2118.6 | 2815.92 | 3410.41
CSP | 0 | 0 | 0 | 0 | 0 | 0
CT | 18.05 | 18.05 | 18.05 | 18.05 | 0 | 0
Coal | 1001.94 | 953.71 | 967.34 | 993.65 | 1148.85 | 1251.85
Geo | 0 | 0 | 0 | 0 | 0 | 0
H | 12.99 | 12.99 | 12.99 | 12.99 | 12.99 | 12.99
LFG | 1.21 | 1.21 | 1.21 | 1.21 | 1.21 | 1.21
Nuc | 0.01 | 0.01 | 0.01 | 0.01 | 0.01 | 0.01
PS | 0 | 0 | 0 | 0 | 0 | 0
PV | 0 | 0 | 0 | 0 | 0 | 0
PeakG | 24.72 | 24.13 | 24.13 | 24.13 | 33.99 | 33.99
PeakO | 0 | 0 | 0 | 0 | 0 | 0
ST | 0 | 0 | 0 | 0 | 0 | 0
STOG | 0 | 0 | 0 | 0 | 0 | 0
STWD | 0 | 0 | 0 | 0 | 0 | 0
WT | 25.5 | 25.5 | 25.5 | 25.5 | 22.96 | 22.96
IGCC | 0 | 0 | 0 | 0 | 0 | 0
DemandResponse | 0 | 0 | 0 | 0 | 0 | 0
IGCC-CCS | 0 | 0 | 0 | 0 | 0 | 0
WT_off | 0 | 0 | 0 | 0 | 0 | 0
PseudoUnit | 0 | 0 | 0 | 0 | 0 | 0
FixedInterchange | 0 | 0 | 0 | 0 | 0 | 0
Total Costs by Reporting Type: BC
ReportingType | 2015 | 2020 | 2025 | 2030 | 2035 | 2040
BM | 0 | 0 | 0 | 0 | 0 | 0
CC | 527.02 | 653.09 | 941.49 | 1348.69 | 1839.9 | 2268.69
CSP | 0 | 0 | 0 | 0 | 0 | 0
CT | 0 | 0 | 0 | 0 | 0 | 14.03
Coal | 0 | 0 | 0 | 0 | 0 | 0
Geo | 0 | 0 | 0 | 0 | 0 | 0
H | 173.22 | 173.22 | 173.22 | 173.22 | 173.22 | 173.22
LFG | 2.9 | 2.9 | 2.9 | 2.9 | 2.9 | 2.9
Nuc | 0.01 | 0.01 | 0.01 | 0.01 | 0.01 | 0.01
PS | 0 | 0 | 0 | 0 | 0 | 0
PV | 0 | 0 | 0 | 0 | 0 | 0
PeakG | 2.66 | 2.77 | 3.3 | 3.3 | 3.3 | 3.3
PeakO | 1.16 | 1.29 | 1.29 | 1.29 | 1.29 | 1.29
ST | 0 | 0 | 0 | 0 | 0 | 0
STOG | 0 | 0 | 0 | 0 | 0 | 0
STWD | 16.34 | 16.34 | 16.34 | 16.34 | 16.34 | 16.34
WT | 48.22 | 48.22 | 48.22 | 48.22 | 7.54 | 7.54
IGCC | 0 | 0 | 0 | 0 | 0 | 0
DemandResponse | 0 | 0 | 0 | 0 | 0 | 0
IGCC-CCS | 0 | 0 | 0 | 0 | 0 | 0
WT_off | 0 | 0 | 0 | 0 | 0 | 0
PseudoUnit | 0 | 0 | 0 | 0 | 0 | 0
FixedInterchange | 0 | 0 | 0 | 0 | 0 | 0
Total Costs by Reporting Type: HQ_IESO
ReportingType | 2015 | 2020 | 2025 | 2030 | 2035 | 2040
BM | 0 | 0 | 0 | 0 | 0 | 0
CC | 0 | 0 | 0 | 0 | 0 | 0
CSP | 0 | 0 | 0 | 0 | 0 | 0
CT | 0 | 0 | 0 | 0 | 0 | 0
Coal | 0 | 0 | 0 | 0 | 0 | 0
Geo | 0 | 0 | 0 | 0 | 0 | 0
H | 0 | 0 | 0 | 0 | 0 | 0
LFG | 0 | 0 | 0 | 0 | 0 | 0
Nuc | 0.01 | 0.01 | 0.01 | 0.01 | 0.01 | 0.01
PS | 0 | 0 | 0 | 0 | 0 | 0
PV | 0 | 0 | 0 | 0 | 0 | 0
PeakG | 0 | 0 | 0 | 0 | 0 | 0
PeakO | 0 | 0 | 0 | 0 | 0 | 0
ST | 0 | 0 | 0 | 0 | 0 | 0
STOG | 0 | 0 | 0 | 0 | 0 | 0
STWD | 0 | 0 | 0 | 0 | 0 | 0
WT | 0 | 0 | 0 | 0 | 0 | 0
IGCC | 0 | 0 | 0 | 0 | 0 | 0
DemandResponse | 0 | 0 | 0 | 0 | 0 | 0
IGCC-CCS | 0 | 0 | 0 | 0 | 0 | 0
WT_off | 0 | 0 | 0 | 0 | 0 | 0
PseudoUnit | 0 | 0 | 0 | 0 | 0 | 0
FixedInterchange | 0 | 0 | 0 | 0 | 0 | 0
Total Costs by Reporting Type: HQ_NEISO
ReportingType | 2015 | 2020 | 2025 | 2030 | 2035 | 2040
BM | 0 | 0 | 0 | 0 | 0 | 0
CC | 0 | 0 | 0 | 0 | 0 | 0
CSP | 0 | 0 | 0 | 0 | 0 | 0
CT | 0 | 0 | 0 | 0 | 0 | 0
Coal | 0 | 0 | 0 | 0 | 0 | 0
Geo | 0 | 0 | 0 | 0 | 0 | 0
H | 0 | 0 | 0 | 0 | 0 | 0
LFG | 0 | 0 | 0 | 0 | 0 | 0
Nuc | 0.01 | 0.01 | 0.01 | 0.01 | 0.01 | 0.01
PS | 0 | 0 | 0 | 0 | 0 | 0
PV | 0 | 0 | 0 | 0 | 0 | 0
PeakG | 0 | 0 | 0 | 0 | 0 | 0
PeakO | 0 | 0 | 0 | 0 | 0 | 0
ST | 0 | 0 | 0 | 0 | 0 | 0
STOG | 0 | 0 | 0 | 0 | 0 | 0
STWD | 0 | 0 | 0 | 0 | 0 | 0
WT | 0 | 0 | 0 | 0 | 0 | 0
IGCC | 0 | 0 | 0 | 0 | 0 | 0
DemandResponse | 0 | 0 | 0 | 0 | 0 | 0
IGCC-CCS | 0 | 0 | 0 | 0 | 0 | 0
WT_off | 0 | 0 | 0 | 0 | 0 | 0
PseudoUnit | 0 | 0 | 0 | 0 | 0 | 0
FixedInterchange | 0 | 0 | 0 | 0 | 0 | 0
Total Costs by Reporting Type: HQ_NY
ReportingType | 2015 | 2020 | 2025 | 2030 | 2035 | 2040
BM | 0 | 0 | 0 | 0 | 0 | 0
CC | 0 | 0 | 0 | 0 | 0 | 0
CSP | 0 | 0 | 0 | 0 | 0 | 0
CT | 0 | 0 | 0 | 0 | 0 | 0
Coal | 0 | 0 | 0 | 0 | 0 | 0
Geo | 0 | 0 | 0 | 0 | 0 | 0
H | 0 | 0 | 0 | 0 | 0 | 0
LFG | 0 | 0 | 0 | 0 | 0 | 0
Nuc | 0.01 | 0.01 | 0.01 | 0.01 | 0.01 | 0.01
PS | 0 | 0 | 0 | 0 | 0 | 0
PV | 0 | 0 | 0 | 0 | 0 | 0
PeakG | 0 | 0 | 0 | 0 | 0 | 0
PeakO | 0 | 0 | 0 | 0 | 0 | 0
ST | 0 | 0 | 0 | 0 | 0 | 0
STOG | 0 | 0 | 0 | 0 | 0 | 0
STWD | 0 | 0 | 0 | 0 | 0 | 0
WT | 0 | 0 | 0 | 0 | 0 | 0
IGCC | 0 | 0 | 0 | 0 | 0 | 0
DemandResponse | 0 | 0 | 0 | 0 | 0 | 0
IGCC-CCS | 0 | 0 | 0 | 0 | 0 | 0
WT_off | 0 | 0 | 0 | 0 | 0 | 0
PseudoUnit | 0 | 0 | 0 | 0 | 0 | 0
FixedInterchange | 0 | 0 | 0 | 0 | 0 | 0
Total Costs by Reporting Type: MARITIMES
ReportingType | 2015 | 2020 | 2025 | 2030 | 2035 | 2040
BM | 0 | 0 | 0 | 0 | 0 | 0
CC | 0 | 0 | 0 | 0 | 0 | 0
CSP | 0 | 0 | 0 | 0 | 0 | 0
CT | 0 | 0 | 0 | 0 | 0 | 0
Coal | 0 | 0 | 0 | 0 | 0 | 0
Geo | 0 | 0 | 0 | 0 | 0 | 0
H | 0 | 0 | 0 | 0 | 0 | 0
LFG | 0 | 0 | 0 | 0 | 0 | 0
Nuc | 0.01 | 0.01 | 0.01 | 0.01 | 0.01 | 0.01
PS | 0 | 0 | 0 | 0 | 0 | 0
PV | 0 | 0 | 0 | 0 | 0 | 0
PeakG | 0 | 0 | 0 | 0 | 0 | 0
PeakO | 0 | 0 | 0 | 0 | 0 | 0
ST | 0 | 0 | 0 | 0 | 0 | 0
STOG | 0 | 0 | 0 | 0 | 0 | 0
STWD | 0 | 0 | 0 | 0 | 0 | 0
WT | 0 | 0 | 0 | 0 | 0 | 0
IGCC | 0 | 0 | 0 | 0 | 0 | 0
DemandResponse | 0 | 0 | 0 | 0 | 0 | 0
IGCC-CCS | 0 | 0 | 0 | 0 | 0 | 0
WT_off | 0 | 0 | 0 | 0 | 0 | 0
PseudoUnit | 0 | 197.97 | 197.97 | 197.97 | 197.97 | 197.97
FixedInterchange | 0 | 0 | 0 | 0 | 0 | 0
Total Costs by Reporting Type: All
ReportingType | 2015 | 2020 | 2025 | 2030 | 2035 | 2040
BM | 1112.53 | 15073.68 | 21581.68 | 30174.7 | 32311.64 | 33173.92
CC | 51550.4 | 58069.88 | 53648.26 | 54688.84 | 76643.96 | 90014.69
CSP | 0 | 0 | 0 | 0 | 0 | 0
CT | 874.55 | 1463.47 | 1663.46 | 2550.98 | 4001.65 | 4613.99
Coal | 75848.97 | 75954.28 | 75131.38 | 71654.38 | 79567.14 | 96955.27
Geo | 300.77 | 1552.68 | 4188.68 | 4180.43 | 4140.53 | 3229.91
H | 1511 | 2066.95 | 3069.17 | 4131.19 | 4150.11 | 4550.67
LFG | 556.66 | 1355.19 | 2249.69 | 2527.95 | 2484.46 | 1923.59
Nuc | 27257.76 | 31456.43 | 31434.52 | 31883.54 | 26253.69 | 31278.26
PS | 517.25 | 517.25 | 517.25 | 517.25 | 517.25 | 517.25
PV | 666.03 | 1747.31 | 2240 | 2353.11 | 1750.44 | 769.65
PeakG | 2234.5 | 3280 | 2532.03 | 2855.94 | 3215.26 | 3117.18
PeakO | 562.21 | 735.99 | 593.13 | 595.87 | 595.88 | 595.9
ST | 468.59 | 886.77 | 1032.36 | 1010.23 | 678.37 | 312.68
STOG | 3915.83 | 4605.16 | 4040.48 | 3890.18 | 4246.57 | 4330.65
STWD | 1832.33 | 1906.76 | 1764.64 | 1908.74 | 1914.34 | 1953.36
WT | 9401.79 | 24229.79 | 40341.33 | 53920.2 | 49442.62 | 37904.13
IGCC | 366.56 | 367.01 | 366.86 | 368.38 | 371.2 | 375.95
DemandResponse | 0 | 0 | 0 | 0 | 0 | 0
IGCC-CCS | 0 | 0 | 0 | 0 | 0 | 0
WT_off | 348.15 | 348.15 | 10477.11 | 22430.41 | 23713.03 | 26210.19
PseudoUnit | 0 | 197.97 | 197.97 | 197.97 | 197.97 | 197.97
FixedInterchange | 0 | 0 | 0 | 0 | 0 | 0
Total Costs by Reporting Type: EI_US
ReportingType | 2015 | 2020 | 2025 | 2030 | 2035 | 2040
BM | 840.97 | 14788.28 | 21301.29 | 27948.36 | 30016.81 | 30751.94
CC | 33127.67 | 36397.3 | 32663.8 | 29934.89 | 45033.02 | 54817.18
CSP | 0 | 0 | 0 | 0 | 0 | 0
CT | 667.51 | 1063.52 | 1253.27 | 1792.1 | 3013.86 | 3276.89
Coal | 60889.96 | 59680.29 | 58772.01 | 55633.63 | 62052.55 | 72388.89
Geo | 3.95 | 3.95 | 3.95 | 3.95 | 3.95 | 3.95
H | 419.29 | 856.05 | 1218.53 | 1218.53 | 1237.44 | 1535.59
LFG | 459.31 | 1035.87 | 1436.69 | 1689.34 | 1660.81 | 1258.44
Nuc | 21188.8 | 25019.34 | 24933.73 | 25344.45 | 19958.32 | 24608.01
PS | 401.94 | 401.94 | 401.94 | 401.94 | 401.94 | 401.94
PV | 41.24 | 1122.52 | 1615.21 | 1728.32 | 1744.67 | 763.88
PeakG | 1892.65 | 2797.7 | 2114.58 | 2375.15 | 2706.92 | 2682.12
PeakO | 541.79 | 710.1 | 574.75 | 577.37 | 577.38 | 577.39
ST | 0 | 0 | 0 | 0 | 0 | 0
STOG | 2222.89 | 2603.3 | 2263.25 | 2125.44 | 2405.79 | 2483.77
STWD | 1456.63 | 1516.8 | 1295.11 | 1322.42 | 1328.02 | 1367.1
WT | 6833.61 | 18995.41 | 29759.36 | 40776.13 | 37797.81 | 28254.99
IGCC | 366.56 | 367.01 | 366.86 | 368.38 | 371.2 | 375.95
DemandResponse | 0 | 0 | 0 | 0 | 0 | 0
IGCC-CCS | 0 | 0 | 0 | 0 | 0 | 0
WT_off | 348.15 | 348.15 | 10477.11 | 22430.41 | 23713.03 | 26210.19
PseudoUnit | 0 | 197.97 | 197.97 | 197.97 | 197.97 | 197.97
FixedInterchange | 0 | 0 | 0 | 0 | 0 | 0
Total Costs by Reporting Type: EI_Canada
ReportingType | 2015 | 2020 | 2025 | 2030 | 2035 | 2040
BM | 177.6 | 177.6 | 177.6 | 177.6 | 177.6 | 177.6
CC | 479.28 | 480.87 | 389.14 | 326.47 | 643.88 | 1404.85
CSP | 0 | 0 | 0 | 0 | 0 | 0
CT | 47.43 | 47.43 | 47.43 | 47.43 | 58.78 | 190.85
Coal | 139.78 | 169.28 | 0 | 0 | 0 | 0
Geo | 0 | 0 | 0 | 0 | 0 | 0
H | 216.06 | 335.25 | 974.99 | 1821.05 | 1821.05 | 1923.47
LFG | 19.32 | 19.32 | 19.32 | 19.32 | 14.43 | 14.43
Nuc | 2990.32 | 3007.74 | 3062.22 | 3080.31 | 2836.59 | 3030.72
PS | 2.92 | 2.92 | 2.92 | 2.92 | 2.92 | 2.92
PV | 558.01 | 558.01 | 558.01 | 558.01 | 0.44 | 0.44
PeakG | 21.55 | 23.55 | 23.55 | 23.55 | 26.76 | 27.13
PeakO | 0.75 | 0.75 | 0.87 | 0.98 | 0.98 | 0.98
ST | 0 | 0 | 0 | 0 | 0 | 0
STOG | 5.54 | 5.54 | 5.54 | 0 | 0 | 0
STWD | 0 | 0 | 0 | 0 | 0 | 0
WT | 868.55 | 868.55 | 868.55 | 868.55 | 61.76 | 61.76
IGCC | 0 | 0 | 0 | 0 | 0 | 0
DemandResponse | 0 | 0 | 0 | 0 | 0 | 0
IGCC-CCS | 0 | 0 | 0 | 0 | 0 | 0
WT_off | 0 | 0 | 0 | 0 | 0 | 0
PseudoUnit | 0 | 0 | 0 | 0 | 0 | 0
FixedInterchange | 0 | 0 | 0 | 0 | 0 | 0
Total Costs by Reporting Type: EI
ReportingType | 2015 | 2020 | 2025 | 2030 | 2035 | 2040
BM | 1018.57 | 14965.89 | 21478.9 | 28125.96 | 30194.41 | 30929.54
CC | 33606.95 | 36878.17 | 33052.94 | 30261.36 | 45676.89 | 56222.03
CSP | 0 | 0 | 0 | 0 | 0 | 0
CT | 714.94 | 1110.95 | 1300.7 | 1839.54 | 3072.64 | 3467.74
Coal | 61029.74 | 59849.57 | 58772.01 | 55633.63 | 62052.55 | 72388.89
Geo | 3.95 | 3.95 | 3.95 | 3.95 | 3.95 | 3.95
H | 635.35 | 1191.3 | 2193.52 | 3039.58 | 3058.5 | 3459.06
LFG | 478.63 | 1055.19 | 1456 | 1708.66 | 1675.24 | 1272.88
Nuc | 24179.13 | 28027.08 | 27995.95 | 28424.75 | 22794.91 | 27638.73
PS | 404.86 | 404.86 | 404.86 | 404.86 | 404.86 | 404.86
PV | 599.25 | 1680.53 | 2173.22 | 2286.33 | 1745.11 | 764.32
PeakG | 1914.2 | 2821.26 | 2138.13 | 2398.7 | 2733.68 | 2709.26
PeakO | 542.54 | 710.85 | 575.61 | 578.35 | 578.36 | 578.37
ST | 0 | 0 | 0 | 0 | 0 | 0
STOG | 2228.43 | 2608.84 | 2268.79 | 2125.44 | 2405.79 | 2483.77
STWD | 1456.63 | 1516.8 | 1295.11 | 1322.42 | 1328.02 | 1367.1
WT | 7702.16 | 19863.97 | 30627.92 | 41644.69 | 37859.57 | 28316.75
IGCC | 366.56 | 367.01 | 366.86 | 368.38 | 371.2 | 375.95
DemandResponse | 0 | 0 | 0 | 0 | 0 | 0
IGCC-CCS | 0 | 0 | 0 | 0 | 0 | 0
WT_off | 348.15 | 348.15 | 10477.11 | 22430.41 | 23713.03 | 26210.19
PseudoUnit | 0 | 197.97 | 197.97 | 197.97 | 197.97 | 197.97
FixedInterchange | 0 | 0 | 0 | 0 | 0 | 0
Total Costs by Reporting Type: Outside_EI
ReportingType | 2015 | 2020 | 2025 | 2030 | 2035 | 2040
BM | 93.95 | 107.8 | 102.79 | 2048.74 | 2117.23 | 2244.38
CC | 17943.45 | 21191.71 | 20595.32 | 24427.48 | 30967.07 | 33792.66
CSP | 0 | 0 | 0 | 0 | 0 | 0
CT | 159.61 | 352.52 | 362.76 | 711.44 | 929.01 | 1146.25
Coal | 14819.23 | 16104.71 | 16359.36 | 16020.75 | 17514.58 | 24566.39
Geo | 296.82 | 1548.72 | 4184.73 | 4176.48 | 4136.57 | 3225.95
H | 875.65 | 875.65 | 875.65 | 1091.61 | 1091.61 | 1091.61
LFG | 78.04 | 300 | 793.68 | 819.29 | 809.22 | 650.71
Nuc | 3078.63 | 3429.35 | 3438.57 | 3458.79 | 3458.79 | 3639.53
PS | 112.39 | 112.39 | 112.39 | 112.39 | 112.39 | 112.39
PV | 66.78 | 66.78 | 66.78 | 66.78 | 5.33 | 5.33
PeakG | 320.3 | 458.74 | 393.9 | 457.24 | 481.58 | 407.92
PeakO | 19.67 | 25.14 | 17.52 | 17.52 | 17.53 | 17.53
ST | 468.59 | 886.77 | 1032.36 | 1010.23 | 678.37 | 312.68
STOG | 1687.39 | 1996.32 | 1771.69 | 1764.74 | 1840.78 | 1846.88
STWD | 375.7 | 389.96 | 469.53 | 586.32 | 586.32 | 586.26
WT | 1699.62 | 4365.82 | 9713.41 | 12275.51 | 11583.05 | 9587.38
IGCC | 0 | 0 | 0 | 0 | 0 | 0
DemandResponse | 0 | 0 | 0 | 0 | 0 | 0
IGCC-CCS | 0 | 0 | 0 | 0 | 0 | 0
WT_off | 0 | 0 | 0 | 0 | 0 | 0
PseudoUnit | 0 | 0 | 0 | 0 | 0 | 0
FixedInterchange | 0 | 0 | 0 | 0 | 0 | 0
#15 A | RPS Generation Compliance Payments ($)
RPS Program | 2015 | 2020 | 2025 | 2030 | 2035 | 2040
NEISO | 8.25 | 0 | 0 | 0 | 0 | 0
CA | 1660.56 | 1848.92 | 0 | 0 | 0 | 0
NWPP | 0 | 0 | 0 | 0 | 0 | 0
PJM | 0 | 0 | 0 | 0 | 0 | 0
US_EI | 0 | 0 | 0 | 0 | 0 | 0
Southwest_Super | 1085.18 | 0 | 0 | 0 | 0 | 0
PJM_MAAC_Super | 460.46 | 0 | 0 | 0 | 0 | 0
PJM_ROR_Super | 0 | 0 | 0 | 0 | 0 | 0
Midwest_Super | 0 | 0 | 0 | 0 | 0 | 0
Northeast_Super | 0 | 0 | 0 | 0 | 0 | 0
Southeast_Super | 4304.45 | 0 | 0 | 0 | 0 | 0
US_WECC | 0 | 0 | 0 | 0 | 0 | 0
US_ERCOT | 0 | 0 | 0 | 0 | 0 | 0
PJM_Solar | 376.75 | 0 | 0 | 0 | 0 | 0
MA_Solar | 161.44 | 0 | 0.79 | 0 | 0 | 0
NH_Solar | 10.87 | 0 | 0.05 | 0 | 0 | 0
MRETS_Solar | 0 | 0 | 0 | 0 | 0 | 0
AZNMSNV | 220.4 | 357.39 | 0 | 0 | 0 | 0
AZNMSNV_Solar | 62.75 | 0 | 0 | 0 | 0 | 0
MRETS | 0 | 0 | 0 | 0 | 0 | 0
MI | 74.33 | 72.31 | 0 | 0 | 0 | 0
Ohio | 0 | 0 | 0 | 0 | 0 | 0
Ohio_Solar | 57.11 | 0 | 0 | 0 | 0 | 0
MOKSOKNE | 230.71 | 0 | 0 | 0 | 0 | 0
MO_Solar | 30.08 | 0 | 0 | 0 | 0 | 0
NC | 762.9 | 0 | 0 | 0 | 0 | 0
NC_Solar | 25.78 | 0 | 0 | 0 | 0 | 0
CO | 24.14 | 0 | 0 | 0 | 0 | 0
CO_Solar | 185.43 | 0 | 0 | 0 | 0 | 0
NY | 6.9 | 0 | 0 | 0 | 0 | 0
TX | 0 | 0 | 0 | 0 | 0 | 0
#15 B | RPS Capacity Compliance Payments ($)
RPS Program | 2015 | 2020 | 2025 | 2030 | 2035 | 2040
NEISO | 0 | 0 | 0 | 0 | 0 | 0
CA | 0 | 0 | 0 | 0 | 0 | 0
NWPP | 0 | 0 | 0 | 0 | 0 | 0
PJM | 0 | 0 | 0 | 0 | 0 | 0
US_EI | 0 | 0 | 0 | 0 | 0 | 0
Southwest_Super | 0 | 0 | 0 | 0 | 0 | 0
PJM_MAAC_Super | 0 | 0 | 0 | 0 | 0 | 0
PJM_ROR_Super | 0 | 0 | 0 | 0 | 0 | 0
Midwest_Super | 0 | 0 | 0 | 0 | 0 | 0
Northeast_Super | 0 | 0 | 0 | 0 | 0 | 0
Southeast_Super | 0 | 0 | 0 | 0 | 0 | 0
US_WECC | 0 | 0 | 0 | 0 | 0 | 0
US_ERCOT | 0 | 0 | 0 | 0 | 0 | 0
PJM_Solar | 0 | 0 | 0 | 0 | 0 | 0
MA_Solar | 0 | 0 | 0 | 0 | 0 | 0
NH_Solar | 0 | 0 | 0 | 0 | 0 | 0
MRETS_Solar | 0 | 0 | 0 | 0 | 0 | 0
AZNMSNV | 0 | 0 | 0 | 0 | 0 | 0
AZNMSNV_Solar | 0 | 0 | 0 | 0 | 0 | 0
MRETS | 0 | 0 | 0 | 0 | 0 | 0
MI | 0 | 0 | 0 | 0 | 0 | 0
Ohio | 0 | 0 | 0 | 0 | 0 | 0
Ohio_Solar | 0 | 0 | 0 | 0 | 0 | 0
MOKSOKNE | 0 | 0 | 0 | 0 | 0 | 0
MO_Solar | 0 | 0 | 0 | 0 | 0 | 0
NC | 0 | 0 | 0 | 0 | 0 | 0
NC_Solar | 0 | 0 | 0 | 0 | 0 | 0
CO | 0 | 0 | 0 | 0 | 0 | 0
CO_Solar | 0 | 0 | 0 | 0 | 0 | 0
NY | 0 | 0 | 0 | 0 | 0 | 0
TX | 0 | 0 | 0 | 0 | 0 | 0
#16a | Transmission Costs ($million) [excludes shadow cost]
Transmission Costs: Entergy
Cost | 2015 | 2020 | 2025 | 2030 | 2035 | 2040
a. Wheel Share | 2.25 | 2.06 | 9.82 | 28.45 | 32.05 | 42.38
b. Friction Share | 3.75 | 3.24 | 10.41 | 30.09 | 32.01 | 40
Transmission Costs: FRCC
Cost | 2015 | 2020 | 2025 | 2030 | 2035 | 2040
a. Wheel Share | 4.29 | 5.16 | 8.74 | 17.84 | 8.67 | 30.93
b. Friction Share | 4.29 | 5.16 | 8.74 | 17.84 | 8.67 | 30.93
Transmission Costs: MAPP_US
Cost | 2015 | 2020 | 2025 | 2030 | 2035 | 2040
a. Wheel Share | 19.87 | 17.33 | 16.28 | 43.45 | 56.46 | 64.81
b. Friction Share | 14.57 | 12.56 | 11.74 | 31.98 | 41.88 | 48.14
Transmission Costs: MISO_IN
Cost | 2015 | 2020 | 2025 | 2030 | 2035 | 2040
a. Wheel Share | 2.06 | 1.81 | 3.1 | 2.84 | 2.96 | 3.11
b. Friction Share | 3.1 | 1.17 | 2.49 | 6.51 | 4.06 | 4.16
Transmission Costs: MISO_MI
Cost | 2015 | 2020 | 2025 | 2030 | 2035 | 2040
a. Wheel Share | 3.39 | 8.02 | 8.45 | 6.34 | 2.29 | 2.09
b. Friction Share | 10.57 | 20.3 | 24.58 | 24.44 | 9.59 | 10.28
Transmission Costs: MISO_MO-IL
Cost | 2015 | 2020 | 2025 | 2030 | 2035 | 2040
a. Wheel Share | 0.66 | 0.03 | 4.89 | 13.97 | 18.55 | 27.19
b. Friction Share | 6.95 | 0.41 | 4.47 | 11.3 | 12.6 | 17.89
Transmission Costs: MISO_W
Cost | 2015 | 2020 | 2025 | 2030 | 2035 | 2040
a. Wheel Share | 3.17 | 4.12 | 2.65 | 19.85 | 34.63 | 43.74
b. Friction Share | 4.22 | 4.44 | 3.56 | 16.73 | 26.82 | 34.57
Transmission Costs: MISO_WUMS
Cost | 2015 | 2020 | 2025 | 2030 | 2035 | 2040
a. Wheel Share | 0 | 0 | 0 | 0 | 0 | 0
b. Friction Share | 0.34 | 0.09 | 3.64 | 6.42 | 3.5 | 5.71
Transmission Costs: Nebraska
Cost | 2015 | 2020 | 2025 | 2030 | 2035 | 2040
a. Wheel Share | 14.67 | 9.5 | 10.45 | 20.62 | 18.47 | 20.7
b. Friction Share | 11.3 | 7.51 | 8.44 | 17.22 | 15.23 | 16.96
Transmission Costs: NEISO
Cost | 2015 | 2020 | 2025 | 2030 | 2035 | 2040
a. Wheel Share | 0 | 0 | 0 | 0 | 0 | 0
b. Friction Share | 5.2 | 6.44 | 11.93 | 11.82 | 18.27 | 18.9
Transmission Costs: NonRTO_Midwest
Cost | 2015 | 2020 | 2025 | 2030 | 2035 | 2040
a. Wheel Share | 2.12 | 2.05 | 3.33 | 3.46 | 4.14 | 4.61
b. Friction Share | 1.31 | 1.39 | 2.14 | 2.49 | 3.58 | 4.35
Transmission Costs: NYISO_A-F
Cost | 2015 | 2020 | 2025 | 2030 | 2035 | 2040
a. Wheel Share | 14.4 | 17.16 | 11.81 | 17.04 | 4.72 | 4.44
b. Friction Share | 36.11 | 38.73 | 28.76 | 32.31 | 11.01 | 10.06
Transmission Costs: NYISO_G-I
Cost | 2015 | 2020 | 2025 | 2030 | 2035 | 2040
a. Wheel Share | 1.42 | 2.14 | 2.7 | 3.19 | 2.11 | 2.49
b. Friction Share | 3.25 | 4.01 | 6.12 | 6.92 | 8.16 | 8.52
Transmission Costs: NYISO_J-K
Cost | 2015 | 2020 | 2025 | 2030 | 2035 | 2040
a. Wheel Share | 0.9 | 0.97 | 1.11 | 2.33 | 1.54 | 1.31
b. Friction Share | 3.55 | 2.76 | 4.47 | 7.25 | 7.52 | 7.8
Transmission Costs: PJM_E
Cost | 2015 | 2020 | 2025 | 2030 | 2035 | 2040
a. Wheel Share | 2.31 | 3.11 | 3.81 | 5.51 | 3.65 | 3.8
b. Friction Share | 2.31 | 2.8 | 3.41 | 5.42 | 3.08 | 3.19
Transmission Costs: PJM_ROM
Cost | 2015 | 2020 | 2025 | 2030 | 2035 | 2040
a. Wheel Share | 0.61 | 4.39 | 3.8 | 9.18 | 4.24 | 4.23
b. Friction Share | 0.92 | 4.06 | 3.72 | 9.36 | 3.98 | 4.06
Transmission Costs: PJM_ROR
Cost | 2015 | 2020 | 2025 | 2030 | 2035 | 2040
a. Wheel Share | 36.58 | 16.41 | 12.35 | 0.69 | 2.41 | 6.44
b. Friction Share | 48.61 | 17.27 | 22.03 | 24.44 | 14.23 | 22.12
Transmission Costs: SOCO
Cost | 2015 | 2020 | 2025 | 2030 | 2035 | 2040
a. Wheel Share | 7.39 | 8.94 | 10.85 | 31.81 | 18.65 | 40.54
b. Friction Share | 9.08 | 11.82 | 12.46 | 50.09 | 30.52 | 53.11
Transmission Costs: SPP_N
Cost | 2015 | 2020 | 2025 | 2030 | 2035 | 2040
a. Wheel Share | 2.82 | 1.46 | 4.44 | 11.25 | 10.4 | 15.54
b. Friction Share | 2.44 | 1.48 | 6.18 | 17.03 | 14.37 | 20.47
Transmission Costs: SPP_S
Cost | 2015 | 2020 | 2025 | 2030 | 2035 | 2040
a. Wheel Share | 0.34 | 0.37 | 1.37 | 6.19 | 6.14 | 7.11
b. Friction Share | 0.67 | 0.66 | 2.14 | 9.39 | 9.27 | 10.75
Transmission Costs: TVA
Cost | 2015 | 2020 | 2025 | 2030 | 2035 | 2040
a. Wheel Share | 1.06 | 1.83 | 1.53 | 2.73 | 4.21 | 2.22
b. Friction Share | 1.32 | 2.29 | 1.92 | 3.41 | 5.26 | 2.81
Transmission Costs: TVA_Transmission
Cost | 2015 | 2020 | 2025 | 2030 | 2035 | 2040
a. Wheel Share | 0.61 | 0.47 | 1.81 | 0.89 | 1.77 | 6.35
b. Friction Share | 0.58 | 0.5 | 1.78 | 1.16 | 2.29 | 9.5
Transmission Costs: VACAR
Cost | 2015 | 2020 | 2025 | 2030 | 2035 | 2040
a. Wheel Share | 36.34 | 17.79 | 11.4 | 12.16 | 9 | 12.66
b. Friction Share | 36.37 | 19.58 | 12.48 | 30 | 20.03 | 26.78
Transmission Costs: IESO
Cost | 2015 | 2020 | 2025 | 2030 | 2035 | 2040
a. Wheel Share | 19.29 | 23.73 | 19.09 | 14.71 | 3.29 | 3.16
b. Friction Share | 48.23 | 59.35 | 47.73 | 36.14 | 6.8 | 5.18
Transmission Costs: MAPP_CA
Cost | 2015 | 2020 | 2025 | 2030 | 2035 | 2040
a. Wheel Share | 3.61 | 4.59 | 3.54 | 1.59 | 2.06 | 2.78
b. Friction Share | 5.96 | 7.49 | 6.26 | 1.21 | 1.58 | 2.16
Transmission Costs: AZ_NM_SNV_Coal
Cost | 2015 | 2020 | 2025 | 2030 | 2035 | 2040
a. Wheel Share | 20.86 | 20.79 | 22.27 | 22.61 | 25.65 | 45.39
b. Friction Share | 35.18 | 35.11 | 37.64 | 38.31 | 43.39 | 76.05
Transmission Costs: AZ_NM_SNV_Gas
Cost | 2015 | 2020 | 2025 | 2030 | 2035 | 2040
a. Wheel Share | 80.06 | 99.64 | 94.67 | 111.03 | 122.79 | 148.72
b. Friction Share | 133.74 | 166.43 | 158.16 | 185.54 | 205.18 | 248.23
Transmission Costs: AZ_NM_SNV_NucRenew
Cost | 2015 | 2020 | 2025 | 2030 | 2035 | 2040
a. Wheel Share | 38.88 | 41.53 | 53.63 | 59.14 | 64.15 | 83.93
b. Friction Share | 64.89 | 69.31 | 89.52 | 98.7 | 107.03 | 139.92
Transmission Costs: ERCOT
Cost | 2015 | 2020 | 2025 | 2030 | 2035 | 2040
a. Wheel Share | 0.12 | 0.16 | 0.37 | 2.45 | 1.49 | 2.09
b. Friction Share | 0.18 | 0.24 | 0.55 | 3.67 | 2.23 | 3.14
Transmission Costs: NP15
Cost | 2015 | 2020 | 2025 | 2030 | 2035 | 2040
a. Wheel Share | 35.55 | 18.15 | 6.8 | 15.28 | 37.44 | 45.46
b. Friction Share | 59.34 | 30.34 | 11.45 | 25.57 | 62.51 | 75.89
Transmission Costs: NWPP_Coal
Cost | 2015 | 2020 | 2025 | 2030 | 2035 | 2040
a. Wheel Share | 83.47 | 56.7 | 45.5 | 57.34 | 91.03 | 102
b. Friction Share | 140.38 | 95.77 | 77.13 | 97 | 153.38 | 171.72
Transmission Costs: NWPP_Gas
Cost | 2015 | 2020 | 2025 | 2030 | 2035 | 2040
a. Wheel Share | 0 | 0 | 0 | 0 | 0 | 0
b. Friction Share | 0.3 | 0.3 | 0.3 | 0.43 | 0.65 | 0.7
Transmission Costs: NWPP_NucRenew
Cost | 2015 | 2020 | 2025 | 2030 | 2035 | 2040
a. Wheel Share | 0 | 0 | 0 | 0 | 0 | 0
b. Friction Share | 0.96 | 0.96 | 1 | 1.01 | 1.01 | 1.01
Transmission Costs: RMPA
Cost | 2015 | 2020 | 2025 | 2030 | 2035 | 2040
a. Wheel Share | 3.5 | 4.8 | 8.13 | 12.46 | 14.48 | 18.28
b. Friction Share | 2.82 | 4.19 | 9.54 | 15.76 | 19.42 | 25.81
Transmission Costs: SP15
Cost | 2015 | 2020 | 2025 | 2030 | 2035 | 2040
a. Wheel Share | 183.13 | 194.51 | 201.32 | 227.45 | 252.41 | 295.89
b. Friction Share | 305.29 | 324.27 | 335.65 | 379.19 | 420.8 | 493.27
Transmission Costs: ALB
Cost | 2015 | 2020 | 2025 | 2030 | 2035 | 2040
a. Wheel Share | 0.75 | 0.51 | 1.26 | 2.26 | 0.04 | 3.47
b. Friction Share | 1.25 | 0.85 | 2.1 | 3.76 | 0.07 | 5.78
Transmission Costs: BC
Cost | 2015 | 2020 | 2025 | 2030 | 2035 | 2040
a. Wheel Share | 3.35 | 3.98 | 3.5 | 2.75 | 2.54 | 3.49
b. Friction Share | 5.58 | 6.63 | 5.84 | 4.59 | 4.23 | 5.82
Transmission Costs: HQ_IESO
Cost | 2015 | 2020 | 2025 | 2030 | 2035 | 2040
a. Wheel Share | 0 | 0 | 0 | 0 | 0 | 0
b. Friction Share | 0.01 | 0.01 | 0.01 | 0.01 | 0.01 | 0.01
Transmission Costs: HQ_NEISO
Cost | 2015 | 2020 | 2025 | 2030 | 2035 | 2040
a. Wheel Share | 0 | 0 | 0 | 0 | 0 | 0
b. Friction Share | 0.11 | 0.11 | 0.11 | 0.11 | 0.11 | 0.11
Transmission Costs: HQ_NY
Cost | 2015 | 2020 | 2025 | 2030 | 2035 | 2040
a. Wheel Share | 0 | 0 | 0 | 0 | 0 | 0
b. Friction Share | 0.03 | 0.03 | 0.03 | 0.03 | 0.03 | 0.03
Transmission Costs: MARITIMES
Cost | 2015 | 2020 | 2025 | 2030 | 2035 | 2040
a. Wheel Share | 0 | 0 | 0 | 0 | 0 | 0
b. Friction Share | 0.05 | 0.07 | 0.07 | 0.07 | 0.07 | 0.07
Transmission Costs: All
Cost | 2015 | 2020 | 2025 | 2030 | 2035 | 2040
a. Wheel Share | 629.82 | 594.21 | 594.78 | 788.85 | 864.42 | 1101.35
b. Friction Share | 1015.1 | 970.13 | 980.7 | 1264.71 | 1334.43 | 1665.94
Transmission Costs: EI_US
Cost | 2015 | 2020 | 2025 | 2030 | 2035 | 2040
a. Wheel Share | 157.26 | 125.13 | 134.71 | 259.79 | 247.07 | 346.69
b. Friction Share | 210.98 | 168.88 | 197.82 | 373.81 | 306.15 | 411.26
Transmission Costs: EI_Canada
Cost | 2015 | 2020 | 2025 | 2030 | 2035 | 2040
a. Wheel Share | 22.89 | 28.32 | 22.63 | 16.3 | 5.35 | 5.94
b. Friction Share | 54.2 | 66.85 | 54 | 37.36 | 8.39 | 7.34
Transmission Costs: EI
Cost | 2015 | 2020 | 2025 | 2030 | 2035 | 2040
a. Wheel Share | 180.15 | 153.45 | 157.34 | 276.08 | 252.42 | 352.62
b. Friction Share | 265.19 | 235.73 | 251.82 | 411.18 | 314.54 | 418.6
Transmission Costs: Outside_EI
Cost | 2015 | 2020 | 2025 | 2030 | 2035 | 2040
a. Wheel Share | 449.66 | 440.77 | 437.44 | 512.76 | 612.01 | 748.73
b. Friction Share | 749.92 | 734.4 | 728.87 | 853.54 | 1019.89 | 1247.34

## Capacity
#1 | New Build Capacity (MW)
New Build Capacity by Reporting Type: Entergy
ReportingType | 2015 | 2020 | 2025 | 2030 | 2035 | 2040
BM | 0 | 0 | 0 | 0 | 0 | 0
CC | 0 | 0 | 0 | 1185.45 | 161.15 | 0
CSP | 0 | 0 | 0 | 0 | 0 | 0
CT | 0 | 0 | 0 | 0 | 0 | 0
Coal | 720 | 0 | 0 | 0 | 0 | 1640.67
Geo | 0 | 0 | 0 | 0 | 0 | 0
H | 0 | 0 | 0 | 0 | 0 | 0
LFG | 0 | 0 | 0 | 107.4 | 0 | 0
Nuc | 170 | 0 | 0 | 0 | 0 | 0
PS | 0 | 0 | 0 | 0 | 0 | 0
PV | 0.28 | 65.05 | 35.47 | 3.41 | 3.82 | 2.61
PeakG | 0 | 0 | 0 | 0 | 0 | 0
PeakO | 0 | 0 | 0 | 0 | 0 | 0
ST | 0 | 0 | 0 | 0 | 0 | 0
STOG | 0 | 0 | 0 | 0 | 0 | 0
STWD | 0 | 0 | 0 | 0 | 0 | 0
WT | 0 | 0 | 0 | 0 | 0 | 0
IGCC | 0 | 0 | 0 | 0 | 0 | 0
DemandResponse | 0 | 0 | 0 | 0 | 0 | 0
IGCC-CCS | 0 | 0 | 0 | 0 | 0 | 0
WT_off | 0 | 0 | 0 | 0 | 0 | 0
PseudoUnit | 0 | 0 | 0 | 0 | 0 | 0
FixedInterchange | 0 | 0 | 0 | 0 | 0 | 0
New Build Capacity by Reporting Type: FRCC
ReportingType | 2015 | 2020 | 2025 | 2030 | 2035 | 2040
BM | 0 | 953.83 | 1048.08 | 0 | 0 | 0
CC | 1516.9 | 2003.48 | 0 | 510.21 | 9082.78 | 5285.66
CSP | 0 | 0 | 0 | 0 | 0 | 0
CT | 2480 | 0 | 0 | 0 | 0 | 0
Coal | 0 | 0 | 0 | 0 | 0 | 0
Geo | 0 | 0 | 0 | 0 | 0 | 0
H | 0 | 0 | 28 | 0 | 0 | 0
LFG | 0 | 198 | 0 | 0 | 0 | 0
Nuc | 229.33 | 0 | 0 | 0 | 0 | 0
PS | 0 | 0 | 0 | 0 | 0 | 0
PV | 0 | 0 | 0 | 0 | 0 | 0
PeakG | 0 | 0 | 0 | 0 | 0 | 0
PeakO | 0 | 0 | 0 | 0 | 0 | 0
ST | 0 | 0 | 0 | 0 | 0 | 0
STOG | 0 | 0 | 0 | 0 | 0 | 0
STWD | 0 | 0 | 0 | 0 | 0 | 0
WT | 0 | 0 | 0 | 0 | 0 | 0
IGCC | 0 | 0 | 0 | 0 | 0 | 0
DemandResponse | 0 | 0 | 0 | 0 | 0 | 0
IGCC-CCS | 0 | 0 | 0 | 0 | 0 | 0
WT_off | 0 | 0 | 0 | 0 | 0 | 0
PseudoUnit | 0 | 0 | 0 | 0 | 0 | 0
FixedInterchange | 0 | 0 | 0 | 0 | 0 | 0
New Build Capacity by Reporting Type: MAPP_US
ReportingType | 2015 | 2020 | 2025 | 2030 | 2035 | 2040
BM | 0 | 0 | 0 | 0 | 0 | 0
CC | 0 | 0 | 0 | 0 | 0 | 0
CSP | 0 | 0 | 0 | 0 | 0 | 0
CT | 308.3 | 0 | 0 | 0 | 309.24 | 193.42
Coal | 0 | 0 | 0 | 0 | 0 | 0
Geo | 0 | 0 | 0 | 0 | 0 | 0
H | 0 | 0 | 0 | 0 | 0 | 0
LFG | 0 | 0 | 0 | 71.67 | 0 | 0
Nuc | 0 | 0 | 0 | 0 | 0 | 0
PS | 0 | 0 | 0 | 0 | 0 | 0
PV | 0 | 0 | 0 | 0 | 0 | 0
PeakG | 0 | 0 | 0 | 0 | 0 | 0
PeakO | 0 | 0 | 0 | 0 | 0 | 0
ST | 0 | 0 | 0 | 0 | 0 | 0
STOG | 0 | 0 | 0 | 0 | 0 | 0
STWD | 0 | 0 | 0 | 0 | 0 | 0
WT | 421.3 | 1451.45 | 0 | 4609.95 | 2954.76 | 1915.96
IGCC | 0 | 0 | 0 | 0 | 0 | 0
DemandResponse | 0 | 0 | 0 | 0 | 0 | 0
IGCC-CCS | 0 | 0 | 0 | 0 | 0 | 0
WT_off | 0 | 0 | 0 | 0 | 0 | 0
PseudoUnit | 0 | 0 | 0 | 0 | 0 | 0
FixedInterchange | 0 | 0 | 0 | 0 | 0 | 0
New Build Capacity by Reporting Type: MISO_IN
ReportingType | 2015 | 2020 | 2025 | 2030 | 2035 | 2040
BM | 0 | 0 | 0 | 0 | 0 | 0
CC | 0 | 0 | 0 | 0 | 4047.66 | 1619.68
CSP | 0 | 0 | 0 | 0 | 0 | 0
CT | 0 | 0 | 0 | 0 | 0 | 0
Coal | 0 | 0 | 0 | 0 | 0 | 0
Geo | 0 | 0 | 0 | 0 | 0 | 0
H | 0 | 0 | 0 | 0 | 0 | 0
LFG | 0 | 0 | 80.12 | 0 | 0 | 0
Nuc | 0 | 0 | 0 | 0 | 0 | 0
PS | 0 | 0 | 0 | 0 | 0 | 0
PV | 0 | 235.95 | 147.21 | 0 | 11.63 | 13.48
PeakG | 0 | 0 | 0 | 0 | 0 | 0
PeakO | 0 | 0 | 0 | 0 | 0 | 0
ST | 0 | 0 | 0 | 0 | 0 | 0
STOG | 0 | 0 | 0 | 0 | 0 | 0
STWD | 0 | 0 | 0 | 0 | 0 | 0
WT | 0 | 0 | 0 | 0 | 0 | 0
IGCC | 618 | 0 | 0 | 0 | 0 | 0
DemandResponse | 0 | 0 | 0 | 0 | 0 | 0
IGCC-CCS | 0 | 0 | 0 | 0 | 0 | 0
WT_off | 0 | 0 | 0 | 0 | 0 | 0
PseudoUnit | 0 | 0 | 0 | 0 | 0 | 0
FixedInterchange | 0 | 0 | 0 | 0 | 0 | 0
New Build Capacity by Reporting Type: MISO_MI
ReportingType | 2015 | 2020 | 2025 | 2030 | 2035 | 2040
BM | 0 | 0 | 0 | 0 | 0 | 0
CC | 0 | 0 | 0 | 0 | 0 | 0
CSP | 0 | 0 | 0 | 0 | 0 | 0
CT | 0 | 0 | 0 | 0 | 0 | 0
Coal | 0 | 0 | 0 | 0 | 0 | 0
Geo | 0 | 0 | 0 | 0 | 0 | 0
H | 0 | 0 | 0 | 0 | 0 | 0
LFG | 0 | 0 | 160.25 | 0 | 0 | 0
Nuc | 0 | 0 | 0 | 0 | 0 | 0
PS | 0 | 0 | 0 | 0 | 0 | 0
PV | 0 | 0 | 0 | 0 | 0 | 0
PeakG | 0 | 0 | 0 | 0 | 0 | 0
PeakO | 0 | 0 | 0 | 0 | 0 | 0
ST | 0 | 0 | 0 | 0 | 0 | 0
STOG | 0 | 0 | 0 | 0 | 0 | 0
STWD | 0 | 0 | 0 | 0 | 0 | 0
WT | 2000 | 0 | 304.56 | 144.09 | 151.36 | 164.51
IGCC | 0 | 0 | 0 | 0 | 0 | 0
DemandResponse | 0 | 0 | 0 | 0 | 0 | 0
IGCC-CCS | 0 | 0 | 0 | 0 | 0 | 0
WT_off | 0 | 0 | 0 | 0 | 0 | 0
PseudoUnit | 0 | 0 | 0 | 0 | 0 | 0
FixedInterchange | 0 | 0 | 0 | 0 | 0 | 0
New Build Capacity by Reporting Type: MISO_MO-IL
ReportingType | 2015 | 2020 | 2025 | 2030 | 2035 | 2040
BM | 0 | 0 | 0 | 0 | 0 | 0
CC | 0 | 0 | 0 | 0 | 0 | 0
CSP | 0 | 0 | 0 | 0 | 0 | 0
CT | 0 | 0 | 0 | 0 | 0 | 0
Coal | 1790 | 0 | 0 | 0 | 0 | 0
Geo | 0 | 0 | 0 | 0 | 0 | 0
H | 0 | 0 | 280 | 0 | 0 | 0
LFG | 0 | 0 | 223.33 | 0 | 0 | 0
Nuc | 0 | 0 | 0 | 0 | 0 | 0
PS | 0 | 0 | 0 | 0 | 0 | 0
PV | 0 | 0 | 0 | 0 | 0 | 0
PeakG | 0 | 0 | 0 | 0 | 0 | 0
PeakO | 0 | 0 | 0 | 0 | 0 | 0
ST | 0 | 0 | 0 | 0 | 0 | 0
STOG | 0 | 0 | 0 | 0 | 0 | 0
STWD | 0 | 0 | 0 | 0 | 0 | 0
WT | 300 | 0 | 0 | 0 | 0 | 139.56
IGCC | 0 | 0 | 0 | 0 | 0 | 0
DemandResponse | 0 | 0 | 0 | 0 | 0 | 0
IGCC-CCS | 0 | 0 | 0 | 0 | 0 | 0
WT_off | 0 | 0 | 0 | 0 | 0 | 0
PseudoUnit | 0 | 0 | 0 | 0 | 0 | 0
FixedInterchange | 0 | 0 | 0 | 0 | 0 | 0
New Build Capacity by Reporting Type: MISO_W
ReportingType | 2015 | 2020 | 2025 | 2030 | 2035 | 2040
BM | 0 | 0 | 0 | 0 | 0 | 0
CC | 0 | 0 | 0 | 0 | 0 | 0
CSP | 0 | 0 | 0 | 0 | 0 | 0
CT | 0 | 0 | 0 | 0 | 0 | 0
Coal | 0 | 0 | 0 | 0 | 0 | 2448.46
Geo | 0 | 0 | 0 | 0 | 0 | 0
H | 0 | 0 | 0 | 0 | 0 | 0
LFG | 0 | 0 | 71.67 | 0 | 0 | 0
Nuc | 94.33 | 0 | 0 | 0 | 0 | 0
PS | 0 | 0 | 0 | 0 | 0 | 0
PV | 0 | 0 | 0 | 0 | 0 | 0
PeakG | 0 | 0 | 0 | 0 | 0 | 0
PeakO | 0 | 0 | 0 | 0 | 0 | 0
ST | 0 | 0 | 0 | 0 | 0 | 0
STOG | 0 | 0 | 0 | 0 | 0 | 0
STWD | 0 | 0 | 0 | 0 | 0 | 0
WT | 2800.5 | 0 | 4872 | 10015.73 | 0 | 0
IGCC | 0 | 0 | 0 | 0 | 0 | 0
DemandResponse | 0 | 0 | 0 | 0 | 0 | 0
IGCC-CCS | 0 | 0 | 0 | 0 | 0 | 0
WT_off | 0 | 0 | 0 | 0 | 0 | 0
PseudoUnit | 0 | 0 | 0 | 0 | 0 | 0
FixedInterchange | 0 | 0 | 0 | 0 | 0 | 0
New Build Capacity by Reporting Type: MISO_WUMS
ReportingType | 2015 | 2020 | 2025 | 2030 | 2035 | 2040
BM | 0 | 0 | 0 | 0 | 0 | 0
CC | 0 | 409.13 | 0 | 0 | 3872.94 | 0
CSP | 0 | 0 | 0 | 0 | 0 | 0
CT | 0 | 3853.55 | 1798.51 | 6036.84 | 3246.7 | 0
Coal | 615 | 0 | 0 | 0 | 0 | 0
Geo | 0 | 0 | 0 | 0 | 0 | 0
H | 0 | 1 | 0 | 0 | 0 | 0
LFG | 0 | 0 | 223.33 | 0 | 0 | 0
Nuc | 235 | 0 | 0 | 0 | 0 | 0
PS | 0 | 0 | 0 | 0 | 0 | 0
PV | 0 | 0 | 0 | 0 | 0 | 0
PeakG | 0 | 0 | 0 | 0 | 0 | 0
PeakO | 0 | 0 | 0 | 0 | 0 | 0
ST | 0 | 0 | 0 | 0 | 0 | 0
STOG | 0 | 0 | 0 | 0 | 0 | 0
STWD | 0 | 0 | 0 | 0 | 0 | 0
WT | 968.9 | 0 | 0 | 0 | 0 | 0
IGCC | 0 | 0 | 0 | 0 | 0 | 0
DemandResponse | 0 | 0 | 0 | 0 | 0 | 0
IGCC-CCS | 0 | 0 | 0 | 0 | 0 | 0
WT_off | 0 | 0 | 0 | 0 | 0 | 0
PseudoUnit | 0 | 0 | 0 | 0 | 0 | 0
FixedInterchange | 0 | 0 | 0 | 0 | 0 | 0
New Build Capacity by Reporting Type: Nebraska
ReportingType | 2015 | 2020 | 2025 | 2030 | 2035 | 2040
BM | 0 | 0 | 0 | 0 | 0 | 0
CC | 0 | 0 | 0 | 0 | 0 | 0
CSP | 0 | 0 | 0 | 0 | 0 | 0
CT | 0 | 0 | 0 | 0 | 0 | 0
Coal | 232.1 | 0 | 0 | 0 | 0 | 1465.62
Geo | 0 | 0 | 0 | 0 | 0 | 0
H | 0 | 0 | 0 | 0 | 0 | 0
LFG | 0 | 0 | 0 | 71.67 | 0 | 0
Nuc | 0 | 0 | 0 | 0 | 0 | 0
PS | 0 | 0 | 0 | 0 | 0 | 0
PV | 0 | 0 | 0 | 0 | 0 | 0
PeakG | 0 | 0 | 0 | 0 | 0 | 0
PeakO | 0 | 0 | 0 | 0 | 0 | 0
ST | 0 | 0 | 0 | 0 | 0 | 0
STOG | 0 | 0 | 0 | 0 | 0 | 0
STWD | 0 | 0 | 0 | 0 | 0 | 0
WT | 202.9 | 2143.02 | 0 | 0 | 0 | 0
IGCC | 0 | 0 | 0 | 0 | 0 | 0
DemandResponse | 0 | 0 | 0 | 0 | 0 | 0
IGCC-CCS | 0 | 0 | 0 | 0 | 0 | 0
WT_off | 0 | 0 | 0 | 0 | 0 | 0
PseudoUnit | 0 | 0 | 0 | 0 | 0 | 0
FixedInterchange | 0 | 0 | 0 | 0 | 0 | 0
New Build Capacity by Reporting Type: NEISO
ReportingType | 2015 | 2020 | 2025 | 2030 | 2035 | 2040
BM | 252.2 | 0 | 0 | 0 | 0 | 0
CC | 2049.5 | 0 | 0 | 0 | 0 | 0
CSP | 0 | 0 | 0 | 0 | 0 | 0
CT | 334 | 0 | 0 | 0 | 374.54 | 1228.92
Coal | 0 | 0 | 0 | 0 | 0 | 0
Geo | 0 | 0 | 0 | 0 | 0 | 0
H | 0 | 0 | 0 | 0 | 3 | 0
LFG | 49.26 | 0 | 69.74 | 0 | 0 | 0
Nuc | 0 | 0 | 0 | 0 | 0 | 0
PS | 0 | 0 | 0 | 0 | 0 | 0
PV | 0 | 323.36 | 0 | 0 | 0 | 1.54
PeakG | 0 | 0 | 0 | 0 | 0 | 0
PeakO | 0 | 0 | 0 | 0 | 0 | 0
ST | 0 | 0 | 0 | 0 | 0 | 0
STOG | 0 | 0 | 0 | 0 | 0 | 0
STWD | 0 | 0 | 0 | 0 | 0 | 0
WT | 231.2 | 1279.16 | 1998.24 | 886.97 | 714.55 | 0
IGCC | 0 | 0 | 0 | 0 | 0 | 0
DemandResponse | 0 | 0 | 0 | 0 | 0 | 0
IGCC-CCS | 0 | 0 | 0 | 0 | 0 | 0
WT_off | 468 | 0 | 0 | 0 | 0 | 0
PseudoUnit | 0 | 0 | 0 | 0 | 0 | 0
FixedInterchange | 0 | 0 | 0 | 0 | 0 | 0
New Build Capacity by Reporting Type: NonRTO_Midwest
ReportingType | 2015 | 2020 | 2025 | 2030 | 2035 | 2040
BM | 0 | 0 | 0 | 0 | 0 | 0
CC | 0 | 388.44 | 0 | 0 | 0.01 | 251.16
CSP | 0 | 0 | 0 | 0 | 0 | 0
CT | 0 | 0 | 0 | 0 | 0 | 0
Coal | 0 | 0 | 0 | 0 | 0 | 0
Geo | 0 | 0 | 0 | 0 | 0 | 0
H | 0 | 0 | 746 | 0 | 0 | 0
LFG | 0 | 0 | 160.25 | 0 | 0 | 0
Nuc | 0 | 0 | 0 | 0 | 0 | 0
PS | 0 | 0 | 0 | 0 | 0 | 0
PV | 0 | 0 | 0 | 0 | 0 | 0
PeakG | 0 | 0 | 0 | 0 | 0 | 0
PeakO | 0 | 0 | 0 | 0 | 0 | 0
ST | 0 | 0 | 0 | 0 | 0 | 0
STOG | 0 | 0 | 0 | 0 | 0 | 0
STWD | 0 | 0 | 0 | 0 | 0 | 0
WT | 0 | 0 | 0 | 0 | 0 | 0
IGCC | 0 | 0 | 0 | 0 | 0 | 0
DemandResponse | 0 | 0 | 0 | 0 | 0 | 0
IGCC-CCS | 0 | 0 | 0 | 0 | 0 | 0
WT_off | 0 | 0 | 0 | 0 | 0 | 0
PseudoUnit | 0 | 0 | 0 | 0 | 0 | 0
FixedInterchange | 0 | 0 | 0 | 0 | 0 | 0
New Build Capacity by Reporting Type: NYISO_A-F
ReportingType | 2015 | 2020 | 2025 | 2030 | 2035 | 2040
BM | 0 | 0 | 0 | 0 | 0 | 0
CC | 639 | 0 | 0 | 0 | 0 | 0
CSP | 0 | 0 | 0 | 0 | 0 | 0
CT | 0 | 0 | 0 | 0 | 0 | 0
Coal | 0 | 0 | 0 | 0 | 0 | 0
Geo | 0 | 0 | 0 | 0 | 0 | 0
H | 0 | 0 | 0 | 0 | 0 | 0
LFG | 6.4 | 0 | 0 | 67.93 | 0 | 0
Nuc | 168 | 0 | 0 | 0 | 0 | 0
PS | 0 | 0 | 0 | 0 | 0 | 0
PV | 0 | 0 | 0 | 0 | 0 | 0
PeakG | 0 | 0 | 0 | 0 | 0 | 0
PeakO | 0 | 0 | 0 | 0 | 0 | 0
ST | 0 | 0 | 0 | 0 | 0 | 0
STOG | 0 | 0 | 0 | 0 | 0 | 0
STWD | 0 | 0 | 0 | 0 | 0 | 0
WT | 2476.3 | 709.8 | 0 | 0 | 0 | 0
IGCC | 0 | 0 | 0 | 0 | 0 | 0
DemandResponse | 0 | 0 | 0 | 0 | 0 | 0
IGCC-CCS | 0 | 0 | 0 | 0 | 0 | 0
WT_off | 0 | 0 | 0 | 0 | 0 | 0
PseudoUnit | 0 | 0 | 0 | 0 | 0 | 0
FixedInterchange | 0 | 0 | 0 | 0 | 0 | 0
New Build Capacity by Reporting Type: NYISO_G-I
ReportingType | 2015 | 2020 | 2025 | 2030 | 2035 | 2040
BM | 0 | 0 | 0 | 0 | 0 | 0
CC | 0 | 0 | 0 | 0 | 3354.13 | 3142.79
CSP | 0 | 0 | 0 | 0 | 0 | 0
CT | 0 | 0 | 0 | 0 | 0 | 0
Coal | 0 | 0 | 0 | 0 | 0 | 0
Geo | 0 | 0 | 0 | 0 | 0 | 0
H | 0 | 0 | 0 | 0 | 0 | 0
LFG | 0 | 0 | 0 | 74.33 | 0 | 0
Nuc | 0 | 0 | 0 | 0 | 0 | 0
PS | 0 | 0 | 0 | 0 | 0 | 0
PV | 0 | 0 | 0 | 0 | 0 | 0
PeakG | 0 | 0 | 0 | 0 | 0 | 0
PeakO | 0 | 0 | 0 | 0 | 0 | 0
ST | 0 | 0 | 0 | 0 | 0 | 0
STOG | 0 | 0 | 0 | 0 | 0 | 0
STWD | 0 | 0 | 0 | 0 | 0 | 0
WT | 0 | 60 | 0 | 0 | 0 | 0
IGCC | 0 | 0 | 0 | 0 | 0 | 0
DemandResponse | 0 | 0 | 0 | 0 | 0 | 0
IGCC-CCS | 0 | 0 | 0 | 0 | 0 | 0
WT_off | 0 | 0 | 0 | 0 | 0 | 0
PseudoUnit | 0 | 0 | 0 | 0 | 0 | 0
FixedInterchange | 0 | 0 | 0 | 0 | 0 | 0
New Build Capacity by Reporting Type: NYISO_J-K
ReportingType | 2015 | 2020 | 2025 | 2030 | 2035 | 2040
BM | 0 | 0 | 0 | 0 | 0 | 0
CC | 1175.4 | 0 | 0 | 0 | 0 | 0
CSP | 0 | 0 | 0 | 0 | 0 | 0
CT | 0 | 0 | 328.61 | 1248.93 | 96.68 | 459.7
Coal | 0 | 0 | 0 | 0 | 0 | 0
Geo | 0 | 0 | 0 | 0 | 0 | 0
H | 0 | 0 | 0 | 0 | 0 | 0
LFG | 0 | 0 | 0 | 74.33 | 0 | 0
Nuc | 0 | 0 | 0 | 0 | 0 | 0
PS | 0 | 0 | 0 | 0 | 0 | 0
PV | 32 | 0 | 0 | 0 | 0 | 0
PeakG | 0 | 0 | 0 | 0 | 0 | 0
PeakO | 0 | 0 | 0 | 0 | 0 | 0
ST | 0 | 0 | 0 | 0 | 0 | 0
STOG | 0 | 0 | 0 | 0 | 0 | 0
STWD | 0 | 0 | 0 | 0 | 0 | 0
WT | 0 | 0 | 0 | 0 | 0 | 0
IGCC | 0 | 0 | 0 | 0 | 0 | 0
DemandResponse | 0 | 0 | 0 | 0 | 0 | 0
IGCC-CCS | 0 | 0 | 0 | 0 | 0 | 0
WT_off | 0 | 0 | 0 | 0 | 0 | 0
PseudoUnit | 0 | 0 | 0 | 0 | 0 | 0
FixedInterchange | 0 | 0 | 0 | 0 | 0 | 0
New Build Capacity by Reporting Type: PJM_E
ReportingType | 2015 | 2020 | 2025 | 2030 | 2035 | 2040
BM | 30 | 0 | 0 | 0 | 0 | 0
CC | 4634.3 | 0 | 0 | 0 | 0 | 0
CSP | 0 | 0 | 0 | 0 | 0 | 0
CT | 26.2 | 0 | 0 | 0 | 0 | 0
Coal | 27 | 0 | 0 | 0 | 0 | 0
Geo | 0 | 0 | 0 | 0 | 0 | 0
H | 0 | 0 | 0 | 0 | 0 | 0
LFG | 9.1 | 132.9 | 0 | 0 | 0 | 0
Nuc | 38 | 0 | 0 | 0 | 0 | 0
PS | 0 | 0 | 0 | 0 | 0 | 0
PV | 25.45 | 0 | 0 | 0 | 0 | 0
PeakG | 0 | 0 | 0 | 0 | 0 | 0
PeakO | 0 | 0 | 0 | 0 | 0 | 0
ST | 0 | 0 | 0 | 0 | 0 | 0
STOG | 0 | 0 | 0 | 0 | 0 | 0
STWD | 0 | 0 | 0 | 0 | 0 | 0
WT | 1150 | 20 | 0 | 0 | 0 | 1792.13
IGCC | 0 | 0 | 0 | 0 | 0 | 0
DemandResponse | 0 | 0 | 0 | 0 | 0 | 0
IGCC-CCS | 0 | 0 | 0 | 0 | 0 | 0
WT_off | 0 | 0 | 5868.01 | 3584.92 | 0 | 147.07
PseudoUnit | 0 | 0 | 0 | 0 | 0 | 0
FixedInterchange | 0 | 0 | 0 | 0 | 0 | 0
New Build Capacity by Reporting Type: PJM_ROM
ReportingType | 2015 | 2020 | 2025 | 2030 | 2035 | 2040
BM | 18 | 16.84 | 0 | 1518.56 | 411.58 | 0
CC | 1678.5 | 0 | 0 | 0 | 0 | 11053.12
CSP | 0 | 0 | 0 | 0 | 0 | 0
CT | 16 | 0 | 0 | 0 | 0 | 0
Coal | 32.5 | 0 | 0 | 0 | 0 | 0
Geo | 0 | 0 | 0 | 0 | 0 | 0
H | 0 | 678 | 0 | 0 | 0 | 0
LFG | 18.9 | 265.1 | 0 | 0 | 0 | 0
Nuc | 0 | 0 | 0 | 0 | 0 | 0
PS | 0 | 0 | 0 | 0 | 0 | 0
PV | 0 | 1409.56 | 888.64 | 240.74 | 95.25 | 113.93
PeakG | 0 | 0 | 0 | 0 | 0 | 0
PeakO | 0 | 0 | 0 | 0 | 0 | 0
ST | 0 | 0 | 0 | 0 | 0 | 0
STOG | 0 | 0 | 0 | 0 | 0 | 0
STWD | 0 | 0 | 0 | 0 | 0 | 0
WT | 479.8 | 6560.2 | 0 | 0 | 0 | 0
IGCC | 0 | 0 | 0 | 0 | 0 | 0
DemandResponse | 0 | 0 | 0 | 0 | 0 | 0
IGCC-CCS | 0 | 0 | 0 | 0 | 0 | 0
WT_off | 0 | 0 | 0 | 0 | 0 | 0
PseudoUnit | 0 | 0 | 0 | 0 | 0 | 0
FixedInterchange | 0 | 0 | 0 | 0 | 0 | 0
New Build Capacity by Reporting Type: PJM_ROR
ReportingType | 2015 | 2020 | 2025 | 2030 | 2035 | 2040
BM | 385 | 0 | 0 | 866.42 | 833.17 | 725.49
CC | 3077 | 120 | 0 | 0 | 1333.62 | 1111.7
CSP | 0 | 0 | 0 | 0 | 0 | 0
CT | 29 | 0 | 0 | 0 | 4756.36 | 0
Coal | 2164 | 0 | 0 | 0 | 0 | 0
Geo | 0 | 0 | 0 | 0 | 0 | 0
H | 0 | 503 | 0 | 0 | 0 | 0
LFG | 57.4 | 513.71 | 0 | 0 | 0 | 0
Nuc | 38 | 0 | 0 | 0 | 0 | 0
PS | 0 | 0 | 0 | 0 | 0 | 0
PV | 0 | 0 | 0 | 0 | 0 | 0
PeakG | 0 | 0 | 0 | 0 | 0 | 0
PeakO | 0 | 0 | 0 | 0 | 0 | 0
ST | 0 | 0 | 0 | 0 | 0 | 0
STOG | 0 | 0 | 0 | 0 | 0 | 0
STWD | 0 | 0 | 0 | 0 | 0 | 0
WT | 8325.7 | 13302.11 | 18140.68 | 13831.51 | 0 | 0
IGCC | 0 | 0 | 0 | 0 | 0 | 0
DemandResponse | 0 | 0 | 0 | 0 | 0 | 0
IGCC-CCS | 0 | 0 | 0 | 0 | 0 | 0
WT_off | 0 | 0 | 0 | 0 | 0 | 0
PseudoUnit | 0 | 0 | 0 | 0 | 0 | 0
FixedInterchange | 0 | 0 | 0 | 0 | 0 | 0
New Build Capacity by Reporting Type: SOCO
ReportingType | 2015 | 2020 | 2025 | 2030 | 2035 | 2040
BM | 55 | 1262.76 | 4672.6 | 564.88 | 0 | 0
CC | 5026.9 | 187 | 0 | 0 | 0 | 0
CSP | 0 | 0 | 0 | 0 | 0 | 0
CT | 0 | 0 | 0 | 0 | 0 | 0
Coal | 0 | 0 | 0 | 0 | 0 | 6485.37
Geo | 0 | 0 | 0 | 0 | 0 | 0
H | 0 | 0 | 0 | 0 | 0 | 867
LFG | 0 | 107.4 | 0 | 0 | 0 | 0
Nuc | 70 | 2200 | 0 | 0 | 0 | 0
PS | 0 | 0 | 0 | 0 | 0 | 0
PV | 0 | 0 | 0 | 0 | 0 | 0
PeakG | 0 | 0 | 0 | 0 | 0 | 0
PeakO | 0 | 0 | 0 | 0 | 0 | 0
ST | 0 | 0 | 0 | 0 | 0 | 0
STOG | 0 | 0 | 0 | 0 | 0 | 0
STWD | 0 | 0 | 0 | 0 | 0 | 0
WT | 0 | 100 | 0 | 0 | 0 | 0
IGCC | 0 | 0 | 0 | 0 | 0 | 0
DemandResponse | 0 | 0 | 0 | 0 | 0 | 0
IGCC-CCS | 0 | 0 | 0 | 0 | 0 | 0
WT_off | 0 | 0 | 0 | 0 | 0 | 0
PseudoUnit | 0 | 0 | 0 | 0 | 0 | 0
FixedInterchange | 0 | 0 | 0 | 0 | 0 | 0
New Build Capacity by Reporting Type: SPP_N
ReportingType | 2015 | 2020 | 2025 | 2030 | 2035 | 2040
BM | 0 | 0 | 0 | 0 | 0 | 0
CC | 0 | 0 | 0 | 0 | 0 | 0
CSP | 0 | 0 | 0 | 0 | 0 | 0
CT | 0 | 146.96 | 0 | 0 | 5902.35 | 0
Coal | 465.04 | 0 | 0 | 0 | 0 | 0
Geo | 0 | 0 | 0 | 0 | 0 | 0
H | 0 | 0 | 0 | 0 | 0 | 0
LFG | 0 | 0 | 0 | 95 | 0 | 0
Nuc | 0 | 0 | 0 | 0 | 0 | 0
PS | 0 | 0 | 0 | 0 | 0 | 0
PV | 0 | 0 | 0 | 0 | 0 | 0
PeakG | 0 | 0 | 0 | 0 | 0 | 0
PeakO | 0 | 0 | 0 | 0 | 0 | 0
ST | 0 | 0 | 0 | 0 | 0 | 0
STOG | 0 | 0 | 0 | 0 | 0 | 0
STWD | 0 | 0 | 0 | 0 | 0 | 0
WT | 0 | 1316.51 | 3289.54 | 6118.23 | 78.67 | 0
IGCC | 0 | 0 | 0 | 0 | 0 | 0
DemandResponse | 0 | 0 | 0 | 0 | 0 | 0
IGCC-CCS | 0 | 0 | 0 | 0 | 0 | 0
WT_off | 0 | 0 | 0 | 0 | 0 | 0
PseudoUnit | 0 | 0 | 0 | 0 | 0 | 0
FixedInterchange | 0 | 0 | 0 | 0 | 0 | 0
New Build Capacity by Reporting Type: SPP_S
ReportingType | 2015 | 2020 | 2025 | 2030 | 2035 | 2040
BM | 0 | 0 | 0 | 0 | 0 | 0
CC | 0 | 0 | 0 | 0 | 0 | 0
CSP | 0 | 0 | 0 | 0 | 0 | 0
CT | 412.99 | 300 | 0 | 0 | 0 | 0
Coal | 988 | 0 | 0 | 0 | 0 | 0
Geo | 0 | 0 | 0 | 0 | 0 | 0
H | 0 | 0 | 0 | 0 | 0 | 0
LFG | 0 | 0 | 0 | 95 | 0 | 0
Nuc | 0 | 0 | 0 | 0 | 0 | 0
PS | 0 | 0 | 0 | 0 | 0 | 0
PV | 0 | 0 | 0 | 0 | 0 | 0
PeakG | 0 | 0 | 0 | 0 | 0 | 0
PeakO | 0 | 0 | 0 | 0 | 0 | 0
ST | 0 | 0 | 0 | 0 | 0 | 0
STOG | 0 | 0 | 0 | 0 | 0 | 0
STWD | 0 | 0 | 0 | 0 | 0 | 0
WT | 430 | 9902.69 | 8198.74 | 5544.31 | 1573.81 | 989.23
IGCC | 0 | 0 | 0 | 0 | 0 | 0
DemandResponse | 0 | 0 | 0 | 0 | 0 | 0
IGCC-CCS | 0 | 0 | 0 | 0 | 0 | 0
WT_off | 0 | 0 | 0 | 0 | 0 | 0
PseudoUnit | 0 | 0 | 0 | 0 | 0 | 0
FixedInterchange | 0 | 0 | 0 | 0 | 0 | 0
New Build Capacity by Reporting Type: TVA
ReportingType | 2015 | 2020 | 2025 | 2030 | 2035 | 2040
BM | 0 | 3200.96 | 317.18 | 3041.49 | 602.97 | 0
CC | 1418 | 0 | 0 | 0 | 0 | 0
CSP | 0 | 0 | 0 | 0 | 0 | 0
CT | 0 | 0 | 0 | 0 | 0 | 636.55
Coal | 0 | 0 | 0 | 0 | 0 | 236.08
Geo | 0 | 0 | 0 | 0 | 0 | 0
H | 0 | 27 | 0 | 0 | 0 | 0
LFG | 0 | 107.4 | 0 | 0 | 0 | 0
Nuc | 1697.89 | 0 | 0 | 0 | 0 | 0
PS | 0 | 0 | 0 | 0 | 0 | 0
PV | 0 | 0 | 0 | 0 | 0 | 0
PeakG | 0 | 0 | 0 | 0 | 0 | 0
PeakO | 0 | 0 | 0 | 0 | 0 | 0
ST | 0 | 0 | 0 | 0 | 0 | 0
STOG | 0 | 0 | 0 | 0 | 0 | 0
STWD | 0 | 0 | 0 | 0 | 0 | 0
WT | 0 | 100 | 0 | 0 | 0 | 0
IGCC | 0 | 0 | 0 | 0 | 0 | 0
DemandResponse | 0 | 0 | 0 | 0 | 0 | 0
IGCC-CCS | 0 | 0 | 0 | 0 | 0 | 0
WT_off | 0 | 0 | 0 | 0 | 0 | 0
PseudoUnit | 0 | 0 | 0 | 0 | 0 | 0
FixedInterchange | 0 | 0 | 0 | 0 | 0 | 0
New Build Capacity by Reporting Type: TVA_Transmission
ReportingType | 2015 | 2020 | 2025 | 2030 | 2035 | 2040
BM | 0 | 0 | 0 | 0 | 0 | 0
CC | 0 | 0 | 0 | 0 | 0 | 0
CSP | 0 | 0 | 0 | 0 | 0 | 0
CT | 0 | 0 | 0 | 0 | 0 | 0
Coal | 0 | 0 | 0 | 0 | 0 | 0
Geo | 0 | 0 | 0 | 0 | 0 | 0
H | 0 | 0 | 0 | 0 | 0 | 0
LFG | 0 | 0 | 0 | 0 | 0 | 0
Nuc | 0 | 0 | 0 | 0 | 0 | 0
PS | 0 | 0 | 0 | 0 | 0 | 0
PV | 0 | 0 | 0 | 0 | 0 | 0
PeakG | 0 | 0 | 0 | 0 | 0 | 0
PeakO | 0 | 0 | 0 | 0 | 0 | 0
ST | 0 | 0 | 0 | 0 | 0 | 0
STOG | 0 | 0 | 0 | 0 | 0 | 0
STWD | 0 | 0 | 0 | 0 | 0 | 0
WT | 0 | 0 | 0 | 0 | 0 | 0
IGCC | 0 | 0 | 0 | 0 | 0 | 0
DemandResponse | 0 | 0 | 0 | 0 | 0 | 0
IGCC-CCS | 0 | 0 | 0 | 0 | 0 | 0
WT_off | 0 | 0 | 0 | 0 | 0 | 0
PseudoUnit | 0 | 0 | 0 | 0 | 0 | 0
FixedInterchange | 0 | 0 | 0 | 0 | 0 | 0
New Build Capacity by Reporting Type: VACAR
ReportingType | 2015 | 2020 | 2025 | 2030 | 2035 | 2040
BM | 0.92 | 6985.4 | 0 | 0 | 0 | 0
CC | 3077.04 | 0 | 0 | 0 | 0 | 1488.55
CSP | 0 | 0 | 0 | 0 | 0 | 0
CT | 2814.36 | 0 | 0 | 0 | 2485.65 | 2463.59
Coal | 825 | 0 | 0 | 0 | 0 | 0
Geo | 0 | 0 | 0 | 0 | 0 | 0
H | 0 | 0 | 0 | 0 | 52 | 0
LFG | 0.34 | 107.06 | 0 | 0 | 0 | 0
Nuc | 0 | 2330 | 0 | 0 | 0 | 0
PS | 0 | 0 | 0 | 0 | 0 | 0
PV | 0 | 138.41 | 6.52 | 3.78 | 11.55 | 9.5
PeakG | 0 | 0 | 0 | 0 | 0 | 0
PeakO | 0 | 0 | 0 | 0 | 0 | 0
ST | 0 | 0 | 0 | 0 | 0 | 0
STOG | 0 | 0 | 0 | 0 | 0 | 0
STWD | 0 | 0 | 0 | 0 | 0 | 0
WT | 0 | 3500 | 0 | 0 | 0 | 0
IGCC | 0 | 0 | 0 | 0 | 0 | 0
DemandResponse | 0 | 0 | 0 | 0 | 0 | 0
IGCC-CCS | 0 | 0 | 0 | 0 | 0 | 0
WT_off | 1 | 0 | 11418.99 | 17125.98 | 2870.91 | 4235.55
PseudoUnit | 0 | 0 | 0 | 0 | 0 | 0
FixedInterchange | 0 | 0 | 0 | 0 | 0 | 0
New Build Capacity by Reporting Type: IESO
ReportingType | 2015 | 2020 | 2025 | 2030 | 2035 | 2040
BM | 326.33 | 0 | 0 | 0 | 0 | 0
CC | 1263 | 0 | 0 | 0 | 0 | 1177.54
CSP | 0 | 0 | 0 | 0 | 0 | 0
CT | 368 | 0 | 0 | 0 | 478.28 | 1099.31
Coal | 0 | 0 | 0 | 0 | 0 | 0
Geo | 0 | 0 | 0 | 0 | 0 | 0
H | 0 | 0 | 0 | 0 | 0 | 250
LFG | 14.5 | 0 | 0 | 0 | 0.5 | 0
Nuc | 0 | 0 | 0 | 0 | 0 | 0
PS | 0 | 0 | 0 | 0 | 0 | 0
PV | 1067.26 | 0 | 0 | 0 | 0 | 0
PeakG | 0 | 0 | 0 | 0 | 0 | 0
PeakO | 0 | 0 | 0 | 0 | 0 | 0
ST | 0 | 0 | 0 | 0 | 0 | 0
STOG | 0 | 0 | 0 | 0 | 0 | 0
STWD | 0 | 0 | 0 | 0 | 0 | 0
WT | 2105.9 | 0 | 0 | 0 | 0 | 0
IGCC | 0 | 0 | 0 | 0 | 0 | 0
DemandResponse | 0 | 0 | 0 | 0 | 0 | 0
IGCC-CCS | 0 | 0 | 0 | 0 | 0 | 0
WT_off | 0 | 0 | 0 | 0 | 0 | 0
PseudoUnit | 0 | 0 | 0 | 0 | 0 | 0
FixedInterchange | 0 | 0 | 0 | 0 | 0 | 0
New Build Capacity by Reporting Type: MAPP_CA
ReportingType | 2015 | 2020 | 2025 | 2030 | 2035 | 2040
BM | 0 | 0 | 0 | 0 | 0 | 0
CC | 0 | 0 | 0 | 0 | 0 | 0
CSP | 0 | 0 | 0 | 0 | 0 | 0
CT | 35 | 0 | 0 | 0 | 0 | 0
Coal | 0 | 0 | 0 | 0 | 0 | 0
Geo | 0 | 0 | 0 | 0 | 0 | 0
H | 0 | 329.9 | 1860.1 | 2460 | 0 | 0
LFG | 0 | 0 | 0 | 0 | 0 | 0
Nuc | 0 | 0 | 0 | 0 | 0 | 0
PS | 0 | 0 | 0 | 0 | 0 | 0
PV | 0 | 0 | 0 | 0 | 0 | 0
PeakG | 0 | 0 | 0 | 0 | 0 | 0
PeakO | 0 | 0 | 0 | 0 | 0 | 0
ST | 0 | 0 | 0 | 0 | 0 | 0
STOG | 0 | 0 | 0 | 0 | 0 | 0
STWD | 0 | 0 | 0 | 0 | 0 | 0
WT | 302.4 | 0 | 0 | 0 | 0 | 0
IGCC | 0 | 0 | 0 | 0 | 0 | 0
DemandResponse | 0 | 0 | 0 | 0 | 0 | 0
IGCC-CCS | 0 | 0 | 0 | 0 | 0 | 0
WT_off | 0 | 0 | 0 | 0 | 0 | 0
PseudoUnit | 0 | 0 | 0 | 0 | 0 | 0
FixedInterchange | 0 | 0 | 0 | 0 | 0 | 0
New Build Capacity by Reporting Type: AZ_NM_SNV_Coal
ReportingType | 2015 | 2020 | 2025 | 2030 | 2035 | 2040
BM | 0 | 0 | 0 | 0 | 0 | 0
CC | 0 | 0 | 0 | 0 | 0 | 0
CSP | 0 | 0 | 0 | 0 | 0 | 0
CT | 0 | 0 | 0 | 0 | 0 | 0
Coal | 0 | 0 | 0 | 0 | 0 | 8195.61
Geo | 0 | 0 | 0 | 0 | 0 | 0
H | 0 | 0 | 0 | 0 | 0 | 0
LFG | 0 | 0 | 0 | 0 | 0 | 0
Nuc | 0 | 0 | 0 | 0 | 0 | 0
PS | 0 | 0 | 0 | 0 | 0 | 0
PV | 0 | 0 | 0 | 0 | 0 | 0
PeakG | 0 | 0 | 0 | 0 | 0 | 0
PeakO | 0 | 0 | 0 | 0 | 0 | 0
ST | 0 | 0 | 0 | 0 | 0 | 0
STOG | 0 | 0 | 0 | 0 | 0 | 0
STWD | 0 | 0 | 0 | 0 | 0 | 0
WT | 0 | 0 | 0 | 0 | 0 | 0
IGCC | 0 | 0 | 0 | 0 | 0 | 0
DemandResponse | 0 | 0 | 0 | 0 | 0 | 0
IGCC-CCS | 0 | 0 | 0 | 0 | 0 | 0
WT_off | 0 | 0 | 0 | 0 | 0 | 0
PseudoUnit | 0 | 0 | 0 | 0 | 0 | 0
FixedInterchange | 0 | 0 | 0 | 0 | 0 | 0
New Build Capacity by Reporting Type: AZ_NM_SNV_Gas
ReportingType | 2015 | 2020 | 2025 | 2030 | 2035 | 2040
BM | 0 | 0 | 0 | 0 | 0 | 0
CC | 668 | 1461.4 | 0 | 3931.05 | 2009.75 | 0
CSP | 0 | 0 | 0 | 0 | 0 | 0
CT | 736 | 0 | 0 | 0 | 0 | 0
Coal | 0 | 0 | 0 | 0 | 0 | 0
Geo | 0 | 0 | 0 | 0 | 0 | 0
H | 0 | 0 | 0 | 0 | 0 | 0
LFG | 0 | 0 | 0 | 0 | 0 | 0
Nuc | 0 | 0 | 0 | 0 | 0 | 0
PS | 0 | 0 | 0 | 0 | 0 | 0
PV | 0 | 0 | 0 | 0 | 0 | 0
PeakG | 0 | 0 | 0 | 0 | 0 | 0
PeakO | 0 | 0 | 0 | 0 | 0 | 0
ST | 0 | 0 | 0 | 0 | 0 | 0
STOG | 0 | 0 | 0 | 0 | 0 | 0
STWD | 0 | 0 | 0 | 0 | 0 | 0
WT | 0 | 0 | 0 | 0 | 0 | 0
IGCC | 0 | 0 | 0 | 0 | 0 | 0
DemandResponse | 0 | 0 | 0 | 0 | 0 | 0
IGCC-CCS | 0 | 0 | 0 | 0 | 0 | 0
WT_off | 0 | 0 | 0 | 0 | 0 | 0
PseudoUnit | 0 | 0 | 0 | 0 | 0 | 0
FixedInterchange | 0 | 0 | 0 | 0 | 0 | 0
New Build Capacity by Reporting Type: AZ_NM_SNV_NucRenew
ReportingType | 2015 | 2020 | 2025 | 2030 | 2035 | 2040
BM | 0 | 0 | 0 | 0 | 0 | 0
CC | 0 | 0 | 0 | 0 | 0 | 0
CSP | 0 | 0 | 0 | 0 | 0 | 0
CT | 0 | 0 | 0 | 0 | 0 | 0
Coal | 0 | 0 | 0 | 0 | 0 | 0
Geo | 0 | 0 | 1450 | 0 | 0 | 0
H | 0 | 0 | 0 | 0 | 0 | 0
LFG | 0 | 0 | 60.67 | 0 | 0 | 0
Nuc | 0 | 0 | 0 | 0 | 0 | 0
PS | 0 | 0 | 0 | 0 | 0 | 0
PV | 95.7 | 0 | 0 | 0 | 0 | 0
PeakG | 0 | 0 | 0 | 0 | 0 | 0
PeakO | 0 | 0 | 0 | 0 | 0 | 0
ST | 280 | 439.41 | 276.64 | 124.64 | 0 | 0
STOG | 0 | 0 | 0 | 0 | 0 | 0
STWD | 0 | 0 | 0 | 0 | 0 | 0
WT | 65.1 | 0 | 327.43 | 616.17 | 0 | 0
IGCC | 0 | 0 | 0 | 0 | 0 | 0
DemandResponse | 0 | 0 | 0 | 0 | 0 | 0
IGCC-CCS | 0 | 0 | 0 | 0 | 0 | 0
WT_off | 0 | 0 | 0 | 0 | 0 | 0
PseudoUnit | 0 | 0 | 0 | 0 | 0 | 0
FixedInterchange | 0 | 0 | 0 | 0 | 0 | 0
New Build Capacity by Reporting Type: ERCOT
ReportingType | 2015 | 2020 | 2025 | 2030 | 2035 | 2040
BM | 145 | 0 | 0 | 1700.88 | 64.14 | 116.37
CC | 275 | 0 | 0 | 0 | 1849.8 | 3530.58
CSP | 0 | 0 | 0 | 0 | 0 | 0
CT | 250 | 0 | 0 | 0 | 0 | 0
Coal | 2020 | 0 | 0 | 0 | 0 | 0
Geo | 0 | 0 | 0 | 0 | 0 | 0
H | 0 | 0 | 0 | 628 | 0 | 0
LFG | 0 | 0 | 354 | 0 | 0 | 0
Nuc | 0 | 0 | 0 | 0 | 0 | 0
PS | 0 | 0 | 0 | 0 | 0 | 0
PV | 14 | 0 | 0 | 0 | 0 | 0
PeakG | 0 | 0 | 0 | 0 | 0 | 0
PeakO | 0 | 0 | 0 | 0 | 0 | 0
ST | 0 | 0 | 0 | 0 | 0 | 0
STOG | 0 | 0 | 0 | 0 | 0 | 0
STWD | 0 | 0 | 0 | 0 | 0 | 0
WT | 350.1 | 8333.43 | 9401.26 | 5849.98 | 830.16 | 1488.66
IGCC | 0 | 0 | 0 | 0 | 0 | 0
DemandResponse | 0 | 0 | 0 | 0 | 0 | 0
IGCC-CCS | 0 | 0 | 0 | 0 | 0 | 0
WT_off | 0 | 0 | 0 | 0 | 0 | 0
PseudoUnit | 0 | 0 | 0 | 0 | 0 | 0
FixedInterchange | 0 | 0 | 0 | 0 | 0 | 0
New Build Capacity by Reporting Type: NP15
ReportingType | 2015 | 2020 | 2025 | 2030 | 2035 | 2040
BM | 0 | 0 | 0 | 0 | 0 | 0
CC | 940 | 0 | 0 | 0 | 0 | 0
CSP | 0 | 0 | 0 | 0 | 0 | 0
CT | 220.99 | 2161.35 | 0 | 3962.88 | 4381.84 | 4345.19
Coal | 0 | 0 | 0 | 0 | 0 | 0
Geo | 0 | 166.22 | 433.78 | 0 | 0 | 0
H | 0 | 0 | 0 | 0 | 0 | 0
LFG | 0 | 0 | 565 | 0 | 0 | 0
Nuc | 0 | 0 | 0 | 0 | 0 | 0
PS | 0 | 0 | 0 | 0 | 0 | 0
PV | 6.5 | 0 | 0 | 0 | 0 | 0
PeakG | 0 | 0 | 0 | 0 | 0 | 0
PeakO | 0 | 0 | 0 | 0 | 0 | 0
ST | 29 | 0 | 0 | 0 | 0 | 0
STOG | 0 | 0 | 0 | 0 | 0 | 0
STWD | 0 | 0 | 0 | 0 | 0 | 0
WT | 101.2 | 830.35 | 8335.63 | 2407.4 | 15.33 | 0
IGCC | 0 | 0 | 0 | 0 | 0 | 0
DemandResponse | 0 | 0 | 0 | 0 | 0 | 0
IGCC-CCS | 0 | 0 | 0 | 0 | 0 | 0
WT_off | 0 | 0 | 0 | 0 | 0 | 0
PseudoUnit | 0 | 0 | 0 | 0 | 0 | 0
FixedInterchange | 0 | 0 | 0 | 0 | 0 | 0
New Build Capacity by Reporting Type: NWPP_Coal
ReportingType | 2015 | 2020 | 2025 | 2030 | 2035 | 2040
BM | 0 | 0 | 0 | 0 | 0 | 0
CC | 0 | 0 | 0 | 0 | 0 | 0
CSP | 0 | 0 | 0 | 0 | 0 | 0
CT | 0 | 0 | 0 | 0 | 0 | 0
Coal | 0 | 0 | 0 | 0 | 0 | 0
Geo | 0 | 0 | 0 | 0 | 0 | 0
H | 0 | 0 | 0 | 0 | 0 | 0
LFG | 0 | 0 | 0 | 0 | 0 | 0
Nuc | 0 | 0 | 0 | 0 | 0 | 0
PS | 0 | 0 | 0 | 0 | 0 | 0
PV | 0 | 0 | 0 | 0 | 0 | 0
PeakG | 0 | 0 | 0 | 0 | 0 | 0
PeakO | 0 | 0 | 0 | 0 | 0 | 0
ST | 0 | 0 | 0 | 0 | 0 | 0
STOG | 0 | 0 | 0 | 0 | 0 | 0
STWD | 0 | 0 | 0 | 0 | 0 | 0
WT | 0 | 0 | 0 | 0 | 0 | 0
IGCC | 0 | 0 | 0 | 0 | 0 | 0
DemandResponse | 0 | 0 | 0 | 0 | 0 | 0
IGCC-CCS | 0 | 0 | 0 | 0 | 0 | 0
WT_off | 0 | 0 | 0 | 0 | 0 | 0
PseudoUnit | 0 | 0 | 0 | 0 | 0 | 0
FixedInterchange | 0 | 0 | 0 | 0 | 0 | 0
New Build Capacity by Reporting Type: NWPP_Gas
ReportingType | 2015 | 2020 | 2025 | 2030 | 2035 | 2040
BM | 0 | 0 | 0 | 0 | 0 | 0
CC | 300 | 0 | 0 | 2936.33 | 4807.9 | 712.31
CSP | 0 | 0 | 0 | 0 | 0 | 0
CT | 150 | 0 | 0 | 0 | 0 | 0
Coal | 0 | 0 | 0 | 0 | 0 | 426.09
Geo | 0 | 0 | 0 | 0 | 0 | 0
H | 0 | 0 | 0 | 0 | 0 | 0
LFG | 0 | 0 | 0 | 0 | 0 | 0
Nuc | 0 | 0 | 0 | 0 | 0 | 0
PS | 0 | 0 | 0 | 0 | 0 | 0
PV | 0 | 0 | 0 | 0 | 0 | 0
PeakG | 0 | 0 | 0 | 0 | 0 | 0
PeakO | 0 | 0 | 0 | 0 | 0 | 0
ST | 0 | 0 | 0 | 0 | 0 | 0
STOG | 0 | 0 | 0 | 0 | 0 | 0
STWD | 0 | 0 | 0 | 0 | 0 | 0
WT | 0 | 0 | 0 | 0 | 0 | 0
IGCC | 0 | 0 | 0 | 0 | 0 | 0
DemandResponse | 0 | 0 | 0 | 0 | 0 | 0
IGCC-CCS | 0 | 0 | 0 | 0 | 0 | 0
WT_off | 0 | 0 | 0 | 0 | 0 | 0
PseudoUnit | 0 | 0 | 0 | 0 | 0 | 0
FixedInterchange | 0 | 0 | 0 | 0 | 0 | 0
New Build Capacity by Reporting Type: NWPP_NucRenew
ReportingType | 2015 | 2020 | 2025 | 2030 | 2035 | 2040
BM | 32.55 | 0 | 0 | 0 | 0 | 0
CC | 0 | 0 | 0 | 0 | 0 | 0
CSP | 0 | 0 | 0 | 0 | 0 | 0
CT | 0 | 0 | 0 | 0 | 0 | 0
Coal | 0 | 0 | 0 | 0 | 0 | 0
Geo | 86 | 0 | 434 | 0 | 0 | 0
H | 0 | 0 | 0 | 0 | 0 | 0
LFG | 25.5 | 0 | 207.27 | 37.23 | 0 | 0
Nuc | 0 | 0 | 0 | 0 | 0 | 0
PS | 0 | 0 | 0 | 0 | 0 | 0
PV | 0 | 0 | 0 | 0 | 0 | 0
PeakG | 0 | 0 | 0 | 0 | 0 | 0
PeakO | 0 | 0 | 0 | 0 | 0 | 0
ST | 0 | 0 | 0 | 0 | 0 | 0
STOG | 0 | 0 | 0 | 0 | 0 | 0
STWD | 0 | 0 | 0 | 0 | 0 | 0
WT | 977.3 | 0 | 0 | 0 | 0 | 0
IGCC | 0 | 0 | 0 | 0 | 0 | 0
DemandResponse | 0 | 0 | 0 | 0 | 0 | 0
IGCC-CCS | 0 | 0 | 0 | 0 | 0 | 0
WT_off | 0 | 0 | 0 | 0 | 0 | 0
PseudoUnit | 0 | 0 | 0 | 0 | 0 | 0
FixedInterchange | 0 | 0 | 0 | 0 | 0 | 0
New Build Capacity by Reporting Type: RMPA
ReportingType | 2015 | 2020 | 2025 | 2030 | 2035 | 2040
BM | 0 | 0 | 0 | 0 | 0 | 0
CC | 0 | 0 | 0 | 0 | 0 | 0
CSP | 0 | 0 | 0 | 0 | 0 | 0
CT | 152 | 0 | 0 | 0 | 0 | 0
Coal | 390 | 0 | 0 | 0 | 1281.23 | 1447.6
Geo | 0 | 458.78 | 2086.45 | 24.77 | 0 | 0
H | 0 | 0 | 0 | 0 | 0 | 0
LFG | 1.4 | 0 | 0 | 28.93 | 0 | 0
Nuc | 0 | 0 | 0 | 0 | 0 | 0
PS | 0 | 0 | 0 | 0 | 0 | 0
PV | 1 | 0 | 0 | 0 | 0 | 0
PeakG | 0 | 0 | 0 | 0 | 0 | 0
PeakO | 0 | 0 | 0 | 0 | 0 | 0
ST | 3 | 380.25 | 32.27 | 15.25 | 0 | 0
STOG | 0 | 0 | 0 | 0 | 0 | 0
STWD | 0 | 0 | 0 | 0 | 0 | 0
WT | 765.4 | 0 | 0 | 0 | 0 | 0
IGCC | 0 | 0 | 0 | 0 | 0 | 0
DemandResponse | 0 | 0 | 0 | 0 | 0 | 0
IGCC-CCS | 0 | 0 | 0 | 0 | 0 | 0
WT_off | 0 | 0 | 0 | 0 | 0 | 0
PseudoUnit | 0 | 0 | 0 | 0 | 0 | 0
FixedInterchange | 0 | 0 | 0 | 0 | 0 | 0
New Build Capacity by Reporting Type: SP15
ReportingType | 2015 | 2020 | 2025 | 2030 | 2035 | 2040
BM | 6 | 0 | 0 | 0 | 0 | 0
CC | 409.5 | 0 | 0 | 0 | 0 | 0
CSP | 0 | 0 | 0 | 0 | 0 | 0
CT | 0 | 0 | 0 | 0 | 0 | 0
Coal | 0 | 0 | 0 | 0 | 0 | 0
Geo | 50 | 1450 | 0 | 0 | 0 | 0
H | 0 | 0 | 0 | 0 | 0 | 0
LFG | 9.2 | 521.43 | 34.37 | 0 | 0 | 0
Nuc | 0 | 0 | 0 | 0 | 0 | 0
PS | 0 | 0 | 0 | 0 | 0 | 0
PV | 3.8 | 0 | 0 | 0 | 0 | 0
PeakG | 0 | 0 | 0 | 0 | 0 | 0
PeakO | 0 | 0 | 0 | 0 | 0 | 0
ST | 448 | 0 | 0 | 0 | 0 | 0
STOG | 0 | 0 | 0 | 0 | 0 | 0
STWD | 0 | 0 | 0 | 0 | 0 | 0
WT | 735 | 0 | 0 | 0 | 0 | 0
IGCC | 0 | 0 | 0 | 0 | 0 | 0
DemandResponse | 0 | 0 | 0 | 0 | 0 | 0
IGCC-CCS | 0 | 0 | 0 | 0 | 0 | 0
WT_off | 0 | 0 | 0 | 0 | 0 | 0
PseudoUnit | 0 | 0 | 0 | 0 | 0 | 0
FixedInterchange | 0 | 0 | 0 | 0 | 0 | 0
New Build Capacity by Reporting Type: ALB
ReportingType | 2015 | 2020 | 2025 | 2030 | 2035 | 2040
BM | 0 | 0 | 0 | 0 | 0 | 0
CC | 407.19 | 535.62 | 793.22 | 598.28 | 1405.54 | 1079.47
CSP | 0 | 0 | 0 | 0 | 0 | 0
CT | 201.5 | 0 | 0 | 0 | 0 | 0
Coal | 495 | 0 | 0 | 0 | 0 | 0
Geo | 0 | 0 | 0 | 0 | 0 | 0
H | 0 | 0 | 0 | 0 | 0 | 0
LFG | 0 | 0 | 0 | 0 | 0 | 0
Nuc | 0 | 0 | 0 | 0 | 0 | 0
PS | 0 | 0 | 0 | 0 | 0 | 0
PV | 0 | 0 | 0 | 0 | 0 | 0
PeakG | 0 | 0 | 0 | 0 | 0 | 0
PeakO | 0 | 0 | 0 | 0 | 0 | 0
ST | 0 | 0 | 0 | 0 | 0 | 0
STOG | 0 | 0 | 0 | 0 | 0 | 0
STWD | 0 | 0 | 0 | 0 | 0 | 0
WT | 9 | 0 | 0 | 0 | 0 | 0
IGCC | 0 | 0 | 0 | 0 | 0 | 0
DemandResponse | 0 | 0 | 0 | 0 | 0 | 0
IGCC-CCS | 0 | 0 | 0 | 0 | 0 | 0
WT_off | 0 | 0 | 0 | 0 | 0 | 0
PseudoUnit | 0 | 0 | 0 | 0 | 0 | 0
FixedInterchange | 0 | 0 | 0 | 0 | 0 | 0
New Build Capacity by Reporting Type: BC
ReportingType | 2015 | 2020 | 2025 | 2030 | 2035 | 2040
BM | 0 | 0 | 0 | 0 | 0 | 0
CC | 1171.72 | 173.23 | 512.92 | 671.98 | 800.47 | 678.95
CSP | 0 | 0 | 0 | 0 | 0 | 0
CT | 0 | 0 | 0 | 0 | 0 | 161.62
Coal | 0 | 0 | 0 | 0 | 0 | 0
Geo | 0 | 0 | 0 | 0 | 0 | 0
H | 0 | 0 | 0 | 0 | 0 | 0
LFG | 0 | 0 | 0 | 0 | 0 | 0
Nuc | 0 | 0 | 0 | 0 | 0 | 0
PS | 0 | 0 | 0 | 0 | 0 | 0
PV | 0 | 0 | 0 | 0 | 0 | 0
PeakG | 0 | 0 | 0 | 0 | 0 | 0
PeakO | 0 | 0 | 0 | 0 | 0 | 0
ST | 0 | 0 | 0 | 0 | 0 | 0
STOG | 0 | 0 | 0 | 0 | 0 | 0
STWD | 0 | 0 | 0 | 0 | 0 | 0
WT | 144 | 0 | 0 | 0 | 0 | 0
IGCC | 0 | 0 | 0 | 0 | 0 | 0
DemandResponse | 0 | 0 | 0 | 0 | 0 | 0
IGCC-CCS | 0 | 0 | 0 | 0 | 0 | 0
WT_off | 0 | 0 | 0 | 0 | 0 | 0
PseudoUnit | 0 | 0 | 0 | 0 | 0 | 0
FixedInterchange | 0 | 0 | 0 | 0 | 0 | 0
New Build Capacity by Reporting Type: HQ_IESO
ReportingType | 2015 | 2020 | 2025 | 2030 | 2035 | 2040
BM | 0 | 0 | 0 | 0 | 0 | 0
CC | 0 | 0 | 0 | 0 | 0 | 0
CSP | 0 | 0 | 0 | 0 | 0 | 0
CT | 0 | 0 | 0 | 0 | 0 | 0
Coal | 0 | 0 | 0 | 0 | 0 | 0
Geo | 0 | 0 | 0 | 0 | 0 | 0
H | 0 | 0 | 0 | 0 | 0 | 0
LFG | 0 | 0 | 0 | 0 | 0 | 0
Nuc | 0 | 0 | 0 | 0 | 0 | 0
PS | 0 | 0 | 0 | 0 | 0 | 0
PV | 0 | 0 | 0 | 0 | 0 | 0
PeakG | 0 | 0 | 0 | 0 | 0 | 0
PeakO | 0 | 0 | 0 | 0 | 0 | 0
ST | 0 | 0 | 0 | 0 | 0 | 0
STOG | 0 | 0 | 0 | 0 | 0 | 0
STWD | 0 | 0 | 0 | 0 | 0 | 0
WT | 0 | 0 | 0 | 0 | 0 | 0
IGCC | 0 | 0 | 0 | 0 | 0 | 0
DemandResponse | 0 | 0 | 0 | 0 | 0 | 0
IGCC-CCS | 0 | 0 | 0 | 0 | 0 | 0
WT_off | 0 | 0 | 0 | 0 | 0 | 0
PseudoUnit | 0 | 0 | 0 | 0 | 0 | 0
FixedInterchange | 0 | 0 | 0 | 0 | 0 | 0
New Build Capacity by Reporting Type: HQ_NEISO
ReportingType | 2015 | 2020 | 2025 | 2030 | 2035 | 2040
BM | 0 | 0 | 0 | 0 | 0 | 0
CC | 0 | 0 | 0 | 0 | 0 | 0
CSP | 0 | 0 | 0 | 0 | 0 | 0
CT | 0 | 0 | 0 | 0 | 0 | 0
Coal | 0 | 0 | 0 | 0 | 0 | 0
Geo | 0 | 0 | 0 | 0 | 0 | 0
H | 0 | 0 | 0 | 0 | 0 | 0
LFG | 0 | 0 | 0 | 0 | 0 | 0
Nuc | 0 | 0 | 0 | 0 | 0 | 0
PS | 0 | 0 | 0 | 0 | 0 | 0
PV | 0 | 0 | 0 | 0 | 0 | 0
PeakG | 0 | 0 | 0 | 0 | 0 | 0
PeakO | 0 | 0 | 0 | 0 | 0 | 0
ST | 0 | 0 | 0 | 0 | 0 | 0
STOG | 0 | 0 | 0 | 0 | 0 | 0
STWD | 0 | 0 | 0 | 0 | 0 | 0
WT | 0 | 0 | 0 | 0 | 0 | 0
IGCC | 0 | 0 | 0 | 0 | 0 | 0
DemandResponse | 0 | 0 | 0 | 0 | 0 | 0
IGCC-CCS | 0 | 0 | 0 | 0 | 0 | 0
WT_off | 0 | 0 | 0 | 0 | 0 | 0
PseudoUnit | 0 | 0 | 0 | 0 | 0 | 0
FixedInterchange | 0 | 0 | 0 | 0 | 0 | 0
New Build Capacity by Reporting Type: HQ_NY
ReportingType | 2015 | 2020 | 2025 | 2030 | 2035 | 2040
BM | 0 | 0 | 0 | 0 | 0 | 0
CC | 0 | 0 | 0 | 0 | 0 | 0
CSP | 0 | 0 | 0 | 0 | 0 | 0
CT | 0 | 0 | 0 | 0 | 0 | 0
Coal | 0 | 0 | 0 | 0 | 0 | 0
Geo | 0 | 0 | 0 | 0 | 0 | 0
H | 0 | 0 | 0 | 0 | 0 | 0
LFG | 0 | 0 | 0 | 0 | 0 | 0
Nuc | 0 | 0 | 0 | 0 | 0 | 0
PS | 0 | 0 | 0 | 0 | 0 | 0
PV | 0 | 0 | 0 | 0 | 0 | 0
PeakG | 0 | 0 | 0 | 0 | 0 | 0
PeakO | 0 | 0 | 0 | 0 | 0 | 0
ST | 0 | 0 | 0 | 0 | 0 | 0
STOG | 0 | 0 | 0 | 0 | 0 | 0
STWD | 0 | 0 | 0 | 0 | 0 | 0
WT | 0 | 0 | 0 | 0 | 0 | 0
IGCC | 0 | 0 | 0 | 0 | 0 | 0
DemandResponse | 0 | 0 | 0 | 0 | 0 | 0
IGCC-CCS | 0 | 0 | 0 | 0 | 0 | 0
WT_off | 0 | 0 | 0 | 0 | 0 | 0
PseudoUnit | 0 | 0 | 0 | 0 | 0 | 0
FixedInterchange | 0 | 0 | 0 | 0 | 0 | 0
New Build Capacity by Reporting Type: MARITIMES
ReportingType | 2015 | 2020 | 2025 | 2030 | 2035 | 2040
BM | 0 | 0 | 0 | 0 | 0 | 0
CC | 0 | 0 | 0 | 0 | 0 | 0
CSP | 0 | 0 | 0 | 0 | 0 | 0
CT | 0 | 0 | 0 | 0 | 0 | 0
Coal | 0 | 0 | 0 | 0 | 0 | 0
Geo | 0 | 0 | 0 | 0 | 0 | 0
H | 0 | 0 | 0 | 0 | 0 | 0
LFG | 0 | 0 | 0 | 0 | 0 | 0
Nuc | 0 | 0 | 0 | 0 | 0 | 0
PS | 0 | 0 | 0 | 0 | 0 | 0
PV | 0 | 0 | 0 | 0 | 0 | 0
PeakG | 0 | 0 | 0 | 0 | 0 | 0
PeakO | 0 | 0 | 0 | 0 | 0 | 0
ST | 0 | 0 | 0 | 0 | 0 | 0
STOG | 0 | 0 | 0 | 0 | 0 | 0
STWD | 0 | 0 | 0 | 0 | 0 | 0
WT | 0 | 0 | 0 | 0 | 0 | 0
IGCC | 0 | 0 | 0 | 0 | 0 | 0
DemandResponse | 0 | 0 | 0 | 0 | 0 | 0
IGCC-CCS | 0 | 0 | 0 | 0 | 0 | 0
WT_off | 0 | 0 | 0 | 0 | 0 | 0
PseudoUnit | 0 | 500 | 0 | 0 | 0 | 0
FixedInterchange | 0 | 0 | 0 | 0 | 0 | 0
New Build Capacity by Reporting Type: All
ReportingType | 2015 | 2020 | 2025 | 2030 | 2035 | 2040
BM | 1251 | 12419.79 | 6037.86 | 7692.23 | 1911.86 | 841.86
CC | 29726.95 | 5278.31 | 1306.14 | 9833.31 | 32725.74 | 31131.5
CSP | 0 | 0 | 0 | 0 | 0 | 0
CT | 8534.35 | 6461.86 | 2127.12 | 11248.65 | 22031.65 | 10588.32
Coal | 10763.64 | 0 | 0 | 0 | 1281.23 | 22345.51
Geo | 136 | 2075 | 4404.23 | 24.77 | 0 | 0
H | 0 | 1538.9 | 2914.1 | 3088 | 55 | 1117
LFG | 192 | 1953 | 2210 | 723.5 | 0.5 | 0
Nuc | 2740.56 | 4530 | 0 | 0 | 0 | 0
PS | 0 | 0 | 0 | 0 | 0 | 0
PV | 1245.99 | 2172.32 | 1077.84 | 247.93 | 122.25 | 141.05
PeakG | 0 | 0 | 0 | 0 | 0 | 0
PeakO | 0 | 0 | 0 | 0 | 0 | 0
ST | 760 | 819.66 | 308.91 | 139.89 | 0 | 0
STOG | 0 | 0 | 0 | 0 | 0 | 0
STWD | 0 | 0 | 0 | 0 | 0 | 0
WT | 25342 | 49608.73 | 54868.08 | 50024.35 | 6318.64 | 6490.05
IGCC | 618 | 0 | 0 | 0 | 0 | 0
DemandResponse | 0 | 0 | 0 | 0 | 0 | 0
IGCC-CCS | 0 | 0 | 0 | 0 | 0 | 0
WT_off | 469 | 0 | 17286.99 | 20710.91 | 2870.91 | 4382.62
PseudoUnit | 0 | 500 | 0 | 0 | 0 | 0
FixedInterchange | 0 | 0 | 0 | 0 | 0 | 0
New Build Capacity by Reporting Type: EI_US
ReportingType | 2015 | 2020 | 2025 | 2030 | 2035 | 2040
BM | 741.12 | 12419.79 | 6037.86 | 5991.35 | 1847.72 | 725.49
CC | 24292.54 | 3108.06 | 0 | 1695.67 | 21852.28 | 23952.65
CSP | 0 | 0 | 0 | 0 | 0 | 0
CT | 6420.86 | 4300.51 | 2127.12 | 7285.77 | 17171.53 | 4982.19
Coal | 7858.64 | 0 | 0 | 0 | 0 | 12276.21
Geo | 0 | 0 | 0 | 0 | 0 | 0
H | 0 | 1209 | 1054 | 0 | 55 | 867
LFG | 141.4 | 1431.57 | 988.7 | 657.33 | 0 | 0
Nuc | 2740.56 | 4530 | 0 | 0 | 0 | 0
PS | 0 | 0 | 0 | 0 | 0 | 0
PV | 57.73 | 2172.32 | 1077.84 | 247.93 | 122.25 | 141.05
PeakG | 0 | 0 | 0 | 0 | 0 | 0
PeakO | 0 | 0 | 0 | 0 | 0 | 0
ST | 0 | 0 | 0 | 0 | 0 | 0
STOG | 0 | 0 | 0 | 0 | 0 | 0
STWD | 0 | 0 | 0 | 0 | 0 | 0
WT | 19786.6 | 40444.95 | 36803.75 | 41150.79 | 5473.15 | 5001.39
IGCC | 618 | 0 | 0 | 0 | 0 | 0
DemandResponse | 0 | 0 | 0 | 0 | 0 | 0
IGCC-CCS | 0 | 0 | 0 | 0 | 0 | 0
WT_off | 469 | 0 | 17286.99 | 20710.91 | 2870.91 | 4382.62
PseudoUnit | 0 | 500 | 0 | 0 | 0 | 0
FixedInterchange | 0 | 0 | 0 | 0 | 0 | 0
New Build Capacity by Reporting Type: EI_Canada
ReportingType | 2015 | 2020 | 2025 | 2030 | 2035 | 2040
BM | 326.33 | 0 | 0 | 0 | 0 | 0
CC | 1263 | 0 | 0 | 0 | 0 | 1177.54
CSP | 0 | 0 | 0 | 0 | 0 | 0
CT | 403 | 0 | 0 | 0 | 478.28 | 1099.31
Coal | 0 | 0 | 0 | 0 | 0 | 0
Geo | 0 | 0 | 0 | 0 | 0 | 0
H | 0 | 329.9 | 1860.1 | 2460 | 0 | 250
LFG | 14.5 | 0 | 0 | 0 | 0.5 | 0
Nuc | 0 | 0 | 0 | 0 | 0 | 0
PS | 0 | 0 | 0 | 0 | 0 | 0
PV | 1067.26 | 0 | 0 | 0 | 0 | 0
PeakG | 0 | 0 | 0 | 0 | 0 | 0
PeakO | 0 | 0 | 0 | 0 | 0 | 0
ST | 0 | 0 | 0 | 0 | 0 | 0
STOG | 0 | 0 | 0 | 0 | 0 | 0
STWD | 0 | 0 | 0 | 0 | 0 | 0
WT | 2408.3 | 0 | 0 | 0 | 0 | 0
IGCC | 0 | 0 | 0 | 0 | 0 | 0
DemandResponse | 0 | 0 | 0 | 0 | 0 | 0
IGCC-CCS | 0 | 0 | 0 | 0 | 0 | 0
WT_off | 0 | 0 | 0 | 0 | 0 | 0
PseudoUnit | 0 | 0 | 0 | 0 | 0 | 0
FixedInterchange | 0 | 0 | 0 | 0 | 0 | 0
New Build Capacity by Reporting Type: EI
ReportingType | 2015 | 2020 | 2025 | 2030 | 2035 | 2040
BM | 1067.45 | 12419.79 | 6037.86 | 5991.35 | 1847.72 | 725.49
CC | 25555.54 | 3108.06 | 0 | 1695.67 | 21852.28 | 25130.19
CSP | 0 | 0 | 0 | 0 | 0 | 0
CT | 6823.85 | 4300.51 | 2127.12 | 7285.77 | 17649.81 | 6081.5
Coal | 7858.64 | 0 | 0 | 0 | 0 | 12276.21
Geo | 0 | 0 | 0 | 0 | 0 | 0
H | 0 | 1538.9 | 2914.1 | 2460 | 55 | 1117
LFG | 155.9 | 1431.57 | 988.7 | 657.33 | 0.5 | 0
Nuc | 2740.56 | 4530 | 0 | 0 | 0 | 0
PS | 0 | 0 | 0 | 0 | 0 | 0
PV | 1124.99 | 2172.32 | 1077.84 | 247.93 | 122.25 | 141.05
PeakG | 0 | 0 | 0 | 0 | 0 | 0
PeakO | 0 | 0 | 0 | 0 | 0 | 0
ST | 0 | 0 | 0 | 0 | 0 | 0
STOG | 0 | 0 | 0 | 0 | 0 | 0
STWD | 0 | 0 | 0 | 0 | 0 | 0
WT | 22194.9 | 40444.95 | 36803.75 | 41150.79 | 5473.15 | 5001.39
IGCC | 618 | 0 | 0 | 0 | 0 | 0
DemandResponse | 0 | 0 | 0 | 0 | 0 | 0
IGCC-CCS | 0 | 0 | 0 | 0 | 0 | 0
WT_off | 469 | 0 | 17286.99 | 20710.91 | 2870.91 | 4382.62
PseudoUnit | 0 | 500 | 0 | 0 | 0 | 0
FixedInterchange | 0 | 0 | 0 | 0 | 0 | 0
New Build Capacity by Reporting Type: Outside_EI
ReportingType | 2015 | 2020 | 2025 | 2030 | 2035 | 2040
BM | 183.55 | 0 | 0 | 1700.88 | 64.14 | 116.37
CC | 4171.41 | 2170.25 | 1306.14 | 8137.65 | 10873.46 | 6001.31
CSP | 0 | 0 | 0 | 0 | 0 | 0
CT | 1710.49 | 2161.35 | 0 | 3962.88 | 4381.84 | 4506.81
Coal | 2905 | 0 | 0 | 0 | 1281.23 | 10069.3
Geo | 136 | 2075 | 4404.23 | 24.77 | 0 | 0
H | 0 | 0 | 0 | 628 | 0 | 0
LFG | 36.1 | 521.43 | 1221.3 | 66.17 | 0 | 0
Nuc | 0 | 0 | 0 | 0 | 0 | 0
PS | 0 | 0 | 0 | 0 | 0 | 0
PV | 121 | 0 | 0 | 0 | 0 | 0
PeakG | 0 | 0 | 0 | 0 | 0 | 0
PeakO | 0 | 0 | 0 | 0 | 0 | 0
ST | 760 | 819.66 | 308.91 | 139.89 | 0 | 0
STOG | 0 | 0 | 0 | 0 | 0 | 0
STWD | 0 | 0 | 0 | 0 | 0 | 0
WT | 3147.1 | 9163.78 | 18064.33 | 8873.56 | 845.49 | 1488.66
IGCC | 0 | 0 | 0 | 0 | 0 | 0
DemandResponse | 0 | 0 | 0 | 0 | 0 | 0
IGCC-CCS | 0 | 0 | 0 | 0 | 0 | 0
WT_off | 0 | 0 | 0 | 0 | 0 | 0
PseudoUnit | 0 | 0 | 0 | 0 | 0 | 0
FixedInterchange | 0 | 0 | 0 | 0 | 0 | 0
#2 | Cumulative New Build Capacity (MW)
Cumulative New Build Capacity by Reporting Type: Entergy
ReportingType | 2015 | 2020 | 2025 | 2030 | 2035 | 2040
BM | 0 | 0 | 0 | 0 | 0 | 0
CC | 0 | 0 | 0 | 1185.45 | 1346.6 | 1346.6
CSP | 0 | 0 | 0 | 0 | 0 | 0
CT | 0 | 0 | 0 | 0 | 0 | 0
Coal | 720 | 720 | 720 | 720 | 720 | 2360.67
Geo | 0 | 0 | 0 | 0 | 0 | 0
H | 0 | 0 | 0 | 0 | 0 | 0
LFG | 0 | 0 | 0 | 107.4 | 107.4 | 107.4
Nuc | 170 | 170 | 170 | 170 | 170 | 170
PS | 0 | 0 | 0 | 0 | 0 | 0
PV | 0.28 | 65.33 | 100.79 | 104.2 | 108.02 | 110.63
PeakG | 0 | 0 | 0 | 0 | 0 | 0
PeakO | 0 | 0 | 0 | 0 | 0 | 0
ST | 0 | 0 | 0 | 0 | 0 | 0
STOG | 0 | 0 | 0 | 0 | 0 | 0
STWD | 0 | 0 | 0 | 0 | 0 | 0
WT | 0 | 0 | 0 | 0 | 0 | 0
IGCC | 0 | 0 | 0 | 0 | 0 | 0
DemandResponse | 0 | 0 | 0 | 0 | 0 | 0
IGCC-CCS | 0 | 0 | 0 | 0 | 0 | 0
WT_off | 0 | 0 | 0 | 0 | 0 | 0
PseudoUnit | 0 | 0 | 0 | 0 | 0 | 0
FixedInterchange | 0 | 0 | 0 | 0 | 0 | 0
Cumulative New Build Capacity by Reporting Type: FRCC
ReportingType | 2015 | 2020 | 2025 | 2030 | 2035 | 2040
BM | 0 | 953.83 | 2001.91 | 2001.91 | 2001.91 | 2001.91
CC | 1516.9 | 3520.38 | 3520.38 | 4030.6 | 13113.38 | 18399.03
CSP | 0 | 0 | 0 | 0 | 0 | 0
CT | 2480 | 2480 | 2480 | 2480 | 2480 | 2480
Coal | 0 | 0 | 0 | 0 | 0 | 0
Geo | 0 | 0 | 0 | 0 | 0 | 0
H | 0 | 0 | 28 | 28 | 28 | 28
LFG | 0 | 198 | 198 | 198 | 198 | 198
Nuc | 229.33 | 229.33 | 229.33 | 229.33 | 229.33 | 229.33
PS | 0 | 0 | 0 | 0 | 0 | 0
PV | 0 | 0 | 0 | 0 | 0 | 0
PeakG | 0 | 0 | 0 | 0 | 0 | 0
PeakO | 0 | 0 | 0 | 0 | 0 | 0
ST | 0 | 0 | 0 | 0 | 0 | 0
STOG | 0 | 0 | 0 | 0 | 0 | 0
STWD | 0 | 0 | 0 | 0 | 0 | 0
WT | 0 | 0 | 0 | 0 | 0 | 0
IGCC | 0 | 0 | 0 | 0 | 0 | 0
DemandResponse | 0 | 0 | 0 | 0 | 0 | 0
IGCC-CCS | 0 | 0 | 0 | 0 | 0 | 0
WT_off | 0 | 0 | 0 | 0 | 0 | 0
PseudoUnit | 0 | 0 | 0 | 0 | 0 | 0
FixedInterchange | 0 | 0 | 0 | 0 | 0 | 0
Cumulative New Build Capacity by Reporting Type: MAPP_US
ReportingType | 2015 | 2020 | 2025 | 2030 | 2035 | 2040
BM | 0 | 0 | 0 | 0 | 0 | 0
CC | 0 | 0 | 0 | 0 | 0 | 0
CSP | 0 | 0 | 0 | 0 | 0 | 0
CT | 308.3 | 308.3 | 308.3 | 308.3 | 617.54 | 810.96
Coal | 0 | 0 | 0 | 0 | 0 | 0
Geo | 0 | 0 | 0 | 0 | 0 | 0
H | 0 | 0 | 0 | 0 | 0 | 0
LFG | 0 | 0 | 0 | 71.67 | 71.67 | 71.67
Nuc | 0 | 0 | 0 | 0 | 0 | 0
PS | 0 | 0 | 0 | 0 | 0 | 0
PV | 0 | 0 | 0 | 0 | 0 | 0
PeakG | 0 | 0 | 0 | 0 | 0 | 0
PeakO | 0 | 0 | 0 | 0 | 0 | 0
ST | 0 | 0 | 0 | 0 | 0 | 0
STOG | 0 | 0 | 0 | 0 | 0 | 0
STWD | 0 | 0 | 0 | 0 | 0 | 0
WT | 421.3 | 1872.75 | 1872.75 | 6482.71 | 9437.47 | 11353.43
IGCC | 0 | 0 | 0 | 0 | 0 | 0
DemandResponse | 0 | 0 | 0 | 0 | 0 | 0
IGCC-CCS | 0 | 0 | 0 | 0 | 0 | 0
WT_off | 0 | 0 | 0 | 0 | 0 | 0
PseudoUnit | 0 | 0 | 0 | 0 | 0 | 0
FixedInterchange | 0 | 0 | 0 | 0 | 0 | 0
Cumulative New Build Capacity by Reporting Type: MISO_IN
ReportingType | 2015 | 2020 | 2025 | 2030 | 2035 | 2040
BM | 0 | 0 | 0 | 0 | 0 | 0
CC | 0 | 0 | 0 | 0 | 4047.66 | 5667.34
CSP | 0 | 0 | 0 | 0 | 0 | 0
CT | 0 | 0 | 0 | 0 | 0 | 0
Coal | 0 | 0 | 0 | 0 | 0 | 0
Geo | 0 | 0 | 0 | 0 | 0 | 0
H | 0 | 0 | 0 | 0 | 0 | 0
LFG | 0 | 0 | 80.12 | 80.12 | 80.12 | 80.12
Nuc | 0 | 0 | 0 | 0 | 0 | 0
PS | 0 | 0 | 0 | 0 | 0 | 0
PV | 0 | 235.95 | 383.16 | 383.16 | 394.79 | 408.27
PeakG | 0 | 0 | 0 | 0 | 0 | 0
PeakO | 0 | 0 | 0 | 0 | 0 | 0
ST | 0 | 0 | 0 | 0 | 0 | 0
STOG | 0 | 0 | 0 | 0 | 0 | 0
STWD | 0 | 0 | 0 | 0 | 0 | 0
WT | 0 | 0 | 0 | 0 | 0 | 0
IGCC | 618 | 618 | 618 | 618 | 618 | 618
DemandResponse | 0 | 0 | 0 | 0 | 0 | 0
IGCC-CCS | 0 | 0 | 0 | 0 | 0 | 0
WT_off | 0 | 0 | 0 | 0 | 0 | 0
PseudoUnit | 0 | 0 | 0 | 0 | 0 | 0
FixedInterchange | 0 | 0 | 0 | 0 | 0 | 0
Cumulative New Build Capacity by Reporting Type: MISO_MI
ReportingType | 2015 | 2020 | 2025 | 2030 | 2035 | 2040
BM | 0 | 0 | 0 | 0 | 0 | 0
CC | 0 | 0 | 0 | 0 | 0 | 0
CSP | 0 | 0 | 0 | 0 | 0 | 0
CT | 0 | 0 | 0 | 0 | 0 | 0
Coal | 0 | 0 | 0 | 0 | 0 | 0
Geo | 0 | 0 | 0 | 0 | 0 | 0
H | 0 | 0 | 0 | 0 | 0 | 0
LFG | 0 | 0 | 160.25 | 160.25 | 160.25 | 160.25
Nuc | 0 | 0 | 0 | 0 | 0 | 0
PS | 0 | 0 | 0 | 0 | 0 | 0
PV | 0 | 0 | 0 | 0 | 0 | 0
PeakG | 0 | 0 | 0 | 0 | 0 | 0
PeakO | 0 | 0 | 0 | 0 | 0 | 0
ST | 0 | 0 | 0 | 0 | 0 | 0
STOG | 0 | 0 | 0 | 0 | 0 | 0
STWD | 0 | 0 | 0 | 0 | 0 | 0
WT | 2000 | 2000 | 2304.56 | 2448.64 | 2600 | 2764.51
IGCC | 0 | 0 | 0 | 0 | 0 | 0
DemandResponse | 0 | 0 | 0 | 0 | 0 | 0
IGCC-CCS | 0 | 0 | 0 | 0 | 0 | 0
WT_off | 0 | 0 | 0 | 0 | 0 | 0
PseudoUnit | 0 | 0 | 0 | 0 | 0 | 0
FixedInterchange | 0 | 0 | 0 | 0 | 0 | 0
Cumulative New Build Capacity by Reporting Type: MISO_MO-IL
ReportingType | 2015 | 2020 | 2025 | 2030 | 2035 | 2040
BM | 0 | 0 | 0 | 0 | 0 | 0
CC | 0 | 0 | 0 | 0 | 0 | 0
CSP | 0 | 0 | 0 | 0 | 0 | 0
CT | 0 | 0 | 0 | 0 | 0 | 0
Coal | 1790 | 1790 | 1790 | 1790 | 1790 | 1790
Geo | 0 | 0 | 0 | 0 | 0 | 0
H | 0 | 0 | 280 | 280 | 280 | 280
LFG | 0 | 0 | 223.33 | 223.33 | 223.33 | 223.33
Nuc | 0 | 0 | 0 | 0 | 0 | 0
PS | 0 | 0 | 0 | 0 | 0 | 0
PV | 0 | 0 | 0 | 0 | 0 | 0
PeakG | 0 | 0 | 0 | 0 | 0 | 0
PeakO | 0 | 0 | 0 | 0 | 0 | 0
ST | 0 | 0 | 0 | 0 | 0 | 0
STOG | 0 | 0 | 0 | 0 | 0 | 0
STWD | 0 | 0 | 0 | 0 | 0 | 0
WT | 300 | 300 | 300 | 300 | 300 | 439.56
IGCC | 0 | 0 | 0 | 0 | 0 | 0
DemandResponse | 0 | 0 | 0 | 0 | 0 | 0
IGCC-CCS | 0 | 0 | 0 | 0 | 0 | 0
WT_off | 0 | 0 | 0 | 0 | 0 | 0
PseudoUnit | 0 | 0 | 0 | 0 | 0 | 0
FixedInterchange | 0 | 0 | 0 | 0 | 0 | 0
Cumulative New Build Capacity by Reporting Type: MISO_W
ReportingType | 2015 | 2020 | 2025 | 2030 | 2035 | 2040
BM | 0 | 0 | 0 | 0 | 0 | 0
CC | 0 | 0 | 0 | 0 | 0 | 0
CSP | 0 | 0 | 0 | 0 | 0 | 0
CT | 0 | 0 | 0 | 0 | 0 | 0
Coal | 0 | 0 | 0 | 0 | 0 | 2448.46
Geo | 0 | 0 | 0 | 0 | 0 | 0
H | 0 | 0 | 0 | 0 | 0 | 0
LFG | 0 | 0 | 71.67 | 71.67 | 71.67 | 71.67
Nuc | 94.33 | 94.33 | 94.33 | 94.33 | 94.33 | 94.33
PS | 0 | 0 | 0 | 0 | 0 | 0
PV | 0 | 0 | 0 | 0 | 0 | 0
PeakG | 0 | 0 | 0 | 0 | 0 | 0
PeakO | 0 | 0 | 0 | 0 | 0 | 0
ST | 0 | 0 | 0 | 0 | 0 | 0
STOG | 0 | 0 | 0 | 0 | 0 | 0
STWD | 0 | 0 | 0 | 0 | 0 | 0
WT | 2800.5 | 2800.5 | 7672.5 | 17688.23 | 17688.23 | 17688.23
IGCC | 0 | 0 | 0 | 0 | 0 | 0
DemandResponse | 0 | 0 | 0 | 0 | 0 | 0
IGCC-CCS | 0 | 0 | 0 | 0 | 0 | 0
WT_off | 0 | 0 | 0 | 0 | 0 | 0
PseudoUnit | 0 | 0 | 0 | 0 | 0 | 0
FixedInterchange | 0 | 0 | 0 | 0 | 0 | 0
Cumulative New Build Capacity by Reporting Type: MISO_WUMS
ReportingType | 2015 | 2020 | 2025 | 2030 | 2035 | 2040
BM | 0 | 0 | 0 | 0 | 0 | 0
CC | 0 | 409.13 | 409.13 | 409.13 | 4282.07 | 4282.07
CSP | 0 | 0 | 0 | 0 | 0 | 0
CT | 0 | 3853.55 | 5652.07 | 11688.91 | 14935.61 | 14935.61
Coal | 615 | 615 | 615 | 615 | 615 | 615
Geo | 0 | 0 | 0 | 0 | 0 | 0
H | 0 | 1 | 1 | 1 | 1 | 1
LFG | 0 | 0 | 223.33 | 223.33 | 223.33 | 223.33
Nuc | 235 | 235 | 235 | 235 | 235 | 235
PS | 0 | 0 | 0 | 0 | 0 | 0
PV | 0 | 0 | 0 | 0 | 0 | 0
PeakG | 0 | 0 | 0 | 0 | 0 | 0
PeakO | 0 | 0 | 0 | 0 | 0 | 0
ST | 0 | 0 | 0 | 0 | 0 | 0
STOG | 0 | 0 | 0 | 0 | 0 | 0
STWD | 0 | 0 | 0 | 0 | 0 | 0
WT | 968.9 | 968.9 | 968.9 | 968.9 | 968.9 | 968.9
IGCC | 0 | 0 | 0 | 0 | 0 | 0
DemandResponse | 0 | 0 | 0 | 0 | 0 | 0
IGCC-CCS | 0 | 0 | 0 | 0 | 0 | 0
WT_off | 0 | 0 | 0 | 0 | 0 | 0
PseudoUnit | 0 | 0 | 0 | 0 | 0 | 0
FixedInterchange | 0 | 0 | 0 | 0 | 0 | 0
Cumulative New Build Capacity by Reporting Type: Nebraska
ReportingType | 2015 | 2020 | 2025 | 2030 | 2035 | 2040
BM | 0 | 0 | 0 | 0 | 0 | 0
CC | 0 | 0 | 0 | 0 | 0 | 0
CSP | 0 | 0 | 0 | 0 | 0 | 0
CT | 0 | 0 | 0 | 0 | 0 | 0
Coal | 232.1 | 232.1 | 232.1 | 232.1 | 232.1 | 1697.72
Geo | 0 | 0 | 0 | 0 | 0 | 0
H | 0 | 0 | 0 | 0 | 0 | 0
LFG | 0 | 0 | 0 | 71.67 | 71.67 | 71.67
Nuc | 0 | 0 | 0 | 0 | 0 | 0
PS | 0 | 0 | 0 | 0 | 0 | 0
PV | 0 | 0 | 0 | 0 | 0 | 0
PeakG | 0 | 0 | 0 | 0 | 0 | 0
PeakO | 0 | 0 | 0 | 0 | 0 | 0
ST | 0 | 0 | 0 | 0 | 0 | 0
STOG | 0 | 0 | 0 | 0 | 0 | 0
STWD | 0 | 0 | 0 | 0 | 0 | 0
WT | 202.9 | 2345.92 | 2345.92 | 2345.92 | 2345.92 | 2345.92
IGCC | 0 | 0 | 0 | 0 | 0 | 0
DemandResponse | 0 | 0 | 0 | 0 | 0 | 0
IGCC-CCS | 0 | 0 | 0 | 0 | 0 | 0
WT_off | 0 | 0 | 0 | 0 | 0 | 0
PseudoUnit | 0 | 0 | 0 | 0 | 0 | 0
FixedInterchange | 0 | 0 | 0 | 0 | 0 | 0
Cumulative New Build Capacity by Reporting Type: NEISO
ReportingType | 2015 | 2020 | 2025 | 2030 | 2035 | 2040
BM | 252.2 | 252.2 | 252.2 | 252.2 | 252.2 | 252.2
CC | 2049.5 | 2049.5 | 2049.5 | 2049.5 | 2049.5 | 2049.5
CSP | 0 | 0 | 0 | 0 | 0 | 0
CT | 334 | 334 | 334 | 334 | 708.54 | 1937.46
Coal | 0 | 0 | 0 | 0 | 0 | 0
Geo | 0 | 0 | 0 | 0 | 0 | 0
H | 0 | 0 | 0 | 0 | 3 | 3
LFG | 49.26 | 49.26 | 119 | 119 | 119 | 119
Nuc | 0 | 0 | 0 | 0 | 0 | 0
PS | 0 | 0 | 0 | 0 | 0 | 0
PV | 0 | 323.36 | 323.36 | 323.36 | 323.36 | 324.9
PeakG | 0 | 0 | 0 | 0 | 0 | 0
PeakO | 0 | 0 | 0 | 0 | 0 | 0
ST | 0 | 0 | 0 | 0 | 0 | 0
STOG | 0 | 0 | 0 | 0 | 0 | 0
STWD | 0 | 0 | 0 | 0 | 0 | 0
WT | 231.2 | 1510.36 | 3508.6 | 4395.57 | 5110.12 | 5110.12
IGCC | 0 | 0 | 0 | 0 | 0 | 0
DemandResponse | 0 | 0 | 0 | 0 | 0 | 0
IGCC-CCS | 0 | 0 | 0 | 0 | 0 | 0
WT_off | 468 | 468 | 468 | 468 | 468 | 468
PseudoUnit | 0 | 0 | 0 | 0 | 0 | 0
FixedInterchange | 0 | 0 | 0 | 0 | 0 | 0
Cumulative New Build Capacity by Reporting Type: NonRTO_Midwest
ReportingType | 2015 | 2020 | 2025 | 2030 | 2035 | 2040
BM | 0 | 0 | 0 | 0 | 0 | 0
CC | 0 | 388.44 | 388.44 | 388.44 | 388.45 | 639.61
CSP | 0 | 0 | 0 | 0 | 0 | 0
CT | 0 | 0 | 0 | 0 | 0 | 0
Coal | 0 | 0 | 0 | 0 | 0 | 0
Geo | 0 | 0 | 0 | 0 | 0 | 0
H | 0 | 0 | 746 | 746 | 746 | 746
LFG | 0 | 0 | 160.25 | 160.25 | 160.25 | 160.25
Nuc | 0 | 0 | 0 | 0 | 0 | 0
PS | 0 | 0 | 0 | 0 | 0 | 0
PV | 0 | 0 | 0 | 0 | 0 | 0
PeakG | 0 | 0 | 0 | 0 | 0 | 0
PeakO | 0 | 0 | 0 | 0 | 0 | 0
ST | 0 | 0 | 0 | 0 | 0 | 0
STOG | 0 | 0 | 0 | 0 | 0 | 0
STWD | 0 | 0 | 0 | 0 | 0 | 0
WT | 0 | 0 | 0 | 0 | 0 | 0
IGCC | 0 | 0 | 0 | 0 | 0 | 0
DemandResponse | 0 | 0 | 0 | 0 | 0 | 0
IGCC-CCS | 0 | 0 | 0 | 0 | 0 | 0
WT_off | 0 | 0 | 0 | 0 | 0 | 0
PseudoUnit | 0 | 0 | 0 | 0 | 0 | 0
FixedInterchange | 0 | 0 | 0 | 0 | 0 | 0
Cumulative New Build Capacity by Reporting Type: NYISO_A-F
ReportingType | 2015 | 2020 | 2025 | 2030 | 2035 | 2040
BM | 0 | 0 | 0 | 0 | 0 | 0
CC | 639 | 639 | 639 | 639 | 639 | 639
CSP | 0 | 0 | 0 | 0 | 0 | 0
CT | 0 | 0 | 0 | 0 | 0 | 0
Coal | 0 | 0 | 0 | 0 | 0 | 0
Geo | 0 | 0 | 0 | 0 | 0 | 0
H | 0 | 0 | 0 | 0 | 0 | 0
LFG | 6.4 | 6.4 | 6.4 | 74.33 | 74.33 | 74.33
Nuc | 168 | 168 | 168 | 168 | 168 | 168
PS | 0 | 0 | 0 | 0 | 0 | 0
PV | 0 | 0 | 0 | 0 | 0 | 0
PeakG | 0 | 0 | 0 | 0 | 0 | 0
PeakO | 0 | 0 | 0 | 0 | 0 | 0
ST | 0 | 0 | 0 | 0 | 0 | 0
STOG | 0 | 0 | 0 | 0 | 0 | 0
STWD | 0 | 0 | 0 | 0 | 0 | 0
WT | 2476.3 | 3186.1 | 3186.1 | 3186.1 | 3186.1 | 3186.1
IGCC | 0 | 0 | 0 | 0 | 0 | 0
DemandResponse | 0 | 0 | 0 | 0 | 0 | 0
IGCC-CCS | 0 | 0 | 0 | 0 | 0 | 0
WT_off | 0 | 0 | 0 | 0 | 0 | 0
PseudoUnit | 0 | 0 | 0 | 0 | 0 | 0
FixedInterchange | 0 | 0 | 0 | 0 | 0 | 0
Cumulative New Build Capacity by Reporting Type: NYISO_G-I
ReportingType | 2015 | 2020 | 2025 | 2030 | 2035 | 2040
BM | 0 | 0 | 0 | 0 | 0 | 0
CC | 0 | 0 | 0 | 0 | 3354.13 | 6496.92
CSP | 0 | 0 | 0 | 0 | 0 | 0
CT | 0 | 0 | 0 | 0 | 0 | 0
Coal | 0 | 0 | 0 | 0 | 0 | 0
Geo | 0 | 0 | 0 | 0 | 0 | 0
H | 0 | 0 | 0 | 0 | 0 | 0
LFG | 0 | 0 | 0 | 74.33 | 74.33 | 74.33
Nuc | 0 | 0 | 0 | 0 | 0 | 0
PS | 0 | 0 | 0 | 0 | 0 | 0
PV | 0 | 0 | 0 | 0 | 0 | 0
PeakG | 0 | 0 | 0 | 0 | 0 | 0
PeakO | 0 | 0 | 0 | 0 | 0 | 0
ST | 0 | 0 | 0 | 0 | 0 | 0
STOG | 0 | 0 | 0 | 0 | 0 | 0
STWD | 0 | 0 | 0 | 0 | 0 | 0
WT | 0 | 60 | 60 | 60 | 60 | 60
IGCC | 0 | 0 | 0 | 0 | 0 | 0
DemandResponse | 0 | 0 | 0 | 0 | 0 | 0
IGCC-CCS | 0 | 0 | 0 | 0 | 0 | 0
WT_off | 0 | 0 | 0 | 0 | 0 | 0
PseudoUnit | 0 | 0 | 0 | 0 | 0 | 0
FixedInterchange | 0 | 0 | 0 | 0 | 0 | 0
Cumulative New Build Capacity by Reporting Type: NYISO_J-K
ReportingType | 2015 | 2020 | 2025 | 2030 | 2035 | 2040
BM | 0 | 0 | 0 | 0 | 0 | 0
CC | 1175.4 | 1175.4 | 1175.4 | 1175.4 | 1175.4 | 1175.4
CSP | 0 | 0 | 0 | 0 | 0 | 0
CT | 0 | 0 | 328.61 | 1577.54 | 1674.22 | 2133.93
Coal | 0 | 0 | 0 | 0 | 0 | 0
Geo | 0 | 0 | 0 | 0 | 0 | 0
H | 0 | 0 | 0 | 0 | 0 | 0
LFG | 0 | 0 | 0 | 74.33 | 74.33 | 74.33
Nuc | 0 | 0 | 0 | 0 | 0 | 0
PS | 0 | 0 | 0 | 0 | 0 | 0
PV | 32 | 32 | 32 | 32 | 32 | 32
PeakG | 0 | 0 | 0 | 0 | 0 | 0
PeakO | 0 | 0 | 0 | 0 | 0 | 0
ST | 0 | 0 | 0 | 0 | 0 | 0
STOG | 0 | 0 | 0 | 0 | 0 | 0
STWD | 0 | 0 | 0 | 0 | 0 | 0
WT | 0 | 0 | 0 | 0 | 0 | 0
IGCC | 0 | 0 | 0 | 0 | 0 | 0
DemandResponse | 0 | 0 | 0 | 0 | 0 | 0
IGCC-CCS | 0 | 0 | 0 | 0 | 0 | 0
WT_off | 0 | 0 | 0 | 0 | 0 | 0
PseudoUnit | 0 | 0 | 0 | 0 | 0 | 0
FixedInterchange | 0 | 0 | 0 | 0 | 0 | 0
Cumulative New Build Capacity by Reporting Type: PJM_E
ReportingType | 2015 | 2020 | 2025 | 2030 | 2035 | 2040
BM | 30 | 30 | 30 | 30 | 30 | 30
CC | 4634.3 | 4634.3 | 4634.3 | 4634.3 | 4634.3 | 4634.3
CSP | 0 | 0 | 0 | 0 | 0 | 0
CT | 26.2 | 26.2 | 26.2 | 26.2 | 26.2 | 26.2
Coal | 27 | 27 | 27 | 27 | 27 | 27
Geo | 0 | 0 | 0 | 0 | 0 | 0
H | 0 | 0 | 0 | 0 | 0 | 0
LFG | 9.1 | 142 | 142 | 142 | 142 | 142
Nuc | 38 | 38 | 38 | 38 | 38 | 38
PS | 0 | 0 | 0 | 0 | 0 | 0
PV | 25.45 | 25.45 | 25.45 | 25.45 | 25.45 | 25.45
PeakG | 0 | 0 | 0 | 0 | 0 | 0
PeakO | 0 | 0 | 0 | 0 | 0 | 0
ST | 0 | 0 | 0 | 0 | 0 | 0
STOG | 0 | 0 | 0 | 0 | 0 | 0
STWD | 0 | 0 | 0 | 0 | 0 | 0
WT | 1150 | 1170 | 1170 | 1170 | 1170 | 2962.13
IGCC | 0 | 0 | 0 | 0 | 0 | 0
DemandResponse | 0 | 0 | 0 | 0 | 0 | 0
IGCC-CCS | 0 | 0 | 0 | 0 | 0 | 0
WT_off | 0 | 0 | 5868.01 | 9452.93 | 9452.93 | 9600
PseudoUnit | 0 | 0 | 0 | 0 | 0 | 0
FixedInterchange | 0 | 0 | 0 | 0 | 0 | 0
Cumulative New Build Capacity by Reporting Type: PJM_ROM
ReportingType | 2015 | 2020 | 2025 | 2030 | 2035 | 2040
BM | 18 | 34.84 | 34.84 | 1553.4 | 1964.98 | 1964.98
CC | 1678.5 | 1678.5 | 1678.5 | 1678.5 | 1678.5 | 12731.62
CSP | 0 | 0 | 0 | 0 | 0 | 0
CT | 16 | 16 | 16 | 16 | 16 | 16
Coal | 32.5 | 32.5 | 32.5 | 32.5 | 32.5 | 32.5
Geo | 0 | 0 | 0 | 0 | 0 | 0
H | 0 | 678 | 678 | 678 | 678 | 678
LFG | 18.9 | 284 | 284 | 284 | 284 | 284
Nuc | 0 | 0 | 0 | 0 | 0 | 0
PS | 0 | 0 | 0 | 0 | 0 | 0
PV | 0 | 1409.56 | 2298.2 | 2538.94 | 2634.19 | 2748.12
PeakG | 0 | 0 | 0 | 0 | 0 | 0
PeakO | 0 | 0 | 0 | 0 | 0 | 0
ST | 0 | 0 | 0 | 0 | 0 | 0
STOG | 0 | 0 | 0 | 0 | 0 | 0
STWD | 0 | 0 | 0 | 0 | 0 | 0
WT | 479.8 | 7040 | 7040 | 7040 | 7040 | 7040
IGCC | 0 | 0 | 0 | 0 | 0 | 0
DemandResponse | 0 | 0 | 0 | 0 | 0 | 0
IGCC-CCS | 0 | 0 | 0 | 0 | 0 | 0
WT_off | 0 | 0 | 0 | 0 | 0 | 0
PseudoUnit | 0 | 0 | 0 | 0 | 0 | 0
FixedInterchange | 0 | 0 | 0 | 0 | 0 | 0
Cumulative New Build Capacity by Reporting Type: PJM_ROR
ReportingType | 2015 | 2020 | 2025 | 2030 | 2035 | 2040
BM | 385 | 385 | 385 | 1251.42 | 2084.59 | 2810.09
CC | 3077 | 3197 | 3197 | 3197 | 4530.62 | 5642.32
CSP | 0 | 0 | 0 | 0 | 0 | 0
CT | 29 | 29 | 29 | 29 | 4785.36 | 4785.36
Coal | 2164 | 2164 | 2164 | 2164 | 2164 | 2164
Geo | 0 | 0 | 0 | 0 | 0 | 0
H | 0 | 503 | 503 | 503 | 503 | 503
LFG | 57.4 | 571.11 | 571.11 | 571.11 | 571.11 | 571.11
Nuc | 38 | 38 | 38 | 38 | 38 | 38
PS | 0 | 0 | 0 | 0 | 0 | 0
PV | 0 | 0 | 0 | 0 | 0 | 0
PeakG | 0 | 0 | 0 | 0 | 0 | 0
PeakO | 0 | 0 | 0 | 0 | 0 | 0
ST | 0 | 0 | 0 | 0 | 0 | 0
STOG | 0 | 0 | 0 | 0 | 0 | 0
STWD | 0 | 0 | 0 | 0 | 0 | 0
WT | 8325.7 | 21627.81 | 39768.49 | 53600 | 53600 | 53600
IGCC | 0 | 0 | 0 | 0 | 0 | 0
DemandResponse | 0 | 0 | 0 | 0 | 0 | 0
IGCC-CCS | 0 | 0 | 0 | 0 | 0 | 0
WT_off | 0 | 0 | 0 | 0 | 0 | 0
PseudoUnit | 0 | 0 | 0 | 0 | 0 | 0
FixedInterchange | 0 | 0 | 0 | 0 | 0 | 0
Cumulative New Build Capacity by Reporting Type: SOCO
ReportingType | 2015 | 2020 | 2025 | 2030 | 2035 | 2040
BM | 55 | 1317.76 | 5990.36 | 6555.24 | 6555.24 | 6555.24
CC | 5026.9 | 5213.9 | 5213.9 | 5213.9 | 5213.9 | 5213.9
CSP | 0 | 0 | 0 | 0 | 0 | 0
CT | 0 | 0 | 0 | 0 | 0 | 0
Coal | 0 | 0 | 0 | 0 | 0 | 6485.37
Geo | 0 | 0 | 0 | 0 | 0 | 0
H | 0 | 0 | 0 | 0 | 0 | 867
LFG | 0 | 107.4 | 107.4 | 107.4 | 107.4 | 107.4
Nuc | 70 | 2270 | 2270 | 2270 | 2270 | 2270
PS | 0 | 0 | 0 | 0 | 0 | 0
PV | 0 | 0 | 0 | 0 | 0 | 0
PeakG | 0 | 0 | 0 | 0 | 0 | 0
PeakO | 0 | 0 | 0 | 0 | 0 | 0
ST | 0 | 0 | 0 | 0 | 0 | 0
STOG | 0 | 0 | 0 | 0 | 0 | 0
STWD | 0 | 0 | 0 | 0 | 0 | 0
WT | 0 | 100 | 100 | 100 | 100 | 100
IGCC | 0 | 0 | 0 | 0 | 0 | 0
DemandResponse | 0 | 0 | 0 | 0 | 0 | 0
IGCC-CCS | 0 | 0 | 0 | 0 | 0 | 0
WT_off | 0 | 0 | 0 | 0 | 0 | 0
PseudoUnit | 0 | 0 | 0 | 0 | 0 | 0
FixedInterchange | 0 | 0 | 0 | 0 | 0 | 0
Cumulative New Build Capacity by Reporting Type: SPP_N
ReportingType | 2015 | 2020 | 2025 | 2030 | 2035 | 2040
BM | 0 | 0 | 0 | 0 | 0 | 0
CC | 0 | 0 | 0 | 0 | 0 | 0
CSP | 0 | 0 | 0 | 0 | 0 | 0
CT | 0 | 146.96 | 146.96 | 146.96 | 6049.31 | 6049.31
Coal | 465.04 | 465.04 | 465.04 | 465.04 | 465.04 | 465.04
Geo | 0 | 0 | 0 | 0 | 0 | 0
H | 0 | 0 | 0 | 0 | 0 | 0
LFG | 0 | 0 | 0 | 95 | 95 | 95
Nuc | 0 | 0 | 0 | 0 | 0 | 0
PS | 0 | 0 | 0 | 0 | 0 | 0
PV | 0 | 0 | 0 | 0 | 0 | 0
PeakG | 0 | 0 | 0 | 0 | 0 | 0
PeakO | 0 | 0 | 0 | 0 | 0 | 0
ST | 0 | 0 | 0 | 0 | 0 | 0
STOG | 0 | 0 | 0 | 0 | 0 | 0
STWD | 0 | 0 | 0 | 0 | 0 | 0
WT | 0 | 1316.51 | 4606.04 | 10724.27 | 10802.94 | 10802.94
IGCC | 0 | 0 | 0 | 0 | 0 | 0
DemandResponse | 0 | 0 | 0 | 0 | 0 | 0
IGCC-CCS | 0 | 0 | 0 | 0 | 0 | 0
WT_off | 0 | 0 | 0 | 0 | 0 | 0
PseudoUnit | 0 | 0 | 0 | 0 | 0 | 0
FixedInterchange | 0 | 0 | 0 | 0 | 0 | 0
Cumulative New Build Capacity by Reporting Type: SPP_S
ReportingType | 2015 | 2020 | 2025 | 2030 | 2035 | 2040
BM | 0 | 0 | 0 | 0 | 0 | 0
CC | 0 | 0 | 0 | 0 | 0 | 0
CSP | 0 | 0 | 0 | 0 | 0 | 0
CT | 412.99 | 712.99 | 712.99 | 712.99 | 712.99 | 712.99
Coal | 988 | 988 | 988 | 988 | 988 | 988
Geo | 0 | 0 | 0 | 0 | 0 | 0
H | 0 | 0 | 0 | 0 | 0 | 0
LFG | 0 | 0 | 0 | 95 | 95 | 95
Nuc | 0 | 0 | 0 | 0 | 0 | 0
PS | 0 | 0 | 0 | 0 | 0 | 0
PV | 0 | 0 | 0 | 0 | 0 | 0
PeakG | 0 | 0 | 0 | 0 | 0 | 0
PeakO | 0 | 0 | 0 | 0 | 0 | 0
ST | 0 | 0 | 0 | 0 | 0 | 0
STOG | 0 | 0 | 0 | 0 | 0 | 0
STWD | 0 | 0 | 0 | 0 | 0 | 0
WT | 430 | 10332.69 | 18531.43 | 24075.74 | 25649.55 | 26638.77
IGCC | 0 | 0 | 0 | 0 | 0 | 0
DemandResponse | 0 | 0 | 0 | 0 | 0 | 0
IGCC-CCS | 0 | 0 | 0 | 0 | 0 | 0
WT_off | 0 | 0 | 0 | 0 | 0 | 0
PseudoUnit | 0 | 0 | 0 | 0 | 0 | 0
FixedInterchange | 0 | 0 | 0 | 0 | 0 | 0
Cumulative New Build Capacity by Reporting Type: TVA
ReportingType | 2015 | 2020 | 2025 | 2030 | 2035 | 2040
BM | 0 | 3200.96 | 3518.13 | 6559.62 | 7162.6 | 7162.6
CC | 1418 | 1418 | 1418 | 1418 | 1418 | 1418
CSP | 0 | 0 | 0 | 0 | 0 | 0
CT | 0 | 0 | 0 | 0 | 0 | 636.55
Coal | 0 | 0 | 0 | 0 | 0 | 236.08
Geo | 0 | 0 | 0 | 0 | 0 | 0
H | 0 | 27 | 27 | 27 | 27 | 27
LFG | 0 | 107.4 | 107.4 | 107.4 | 107.4 | 107.4
Nuc | 1697.89 | 1697.89 | 1697.89 | 1697.89 | 1697.89 | 1697.89
PS | 0 | 0 | 0 | 0 | 0 | 0
PV | 0 | 0 | 0 | 0 | 0 | 0
PeakG | 0 | 0 | 0 | 0 | 0 | 0
PeakO | 0 | 0 | 0 | 0 | 0 | 0
ST | 0 | 0 | 0 | 0 | 0 | 0
STOG | 0 | 0 | 0 | 0 | 0 | 0
STWD | 0 | 0 | 0 | 0 | 0 | 0
WT | 0 | 100 | 100 | 100 | 100 | 100
IGCC | 0 | 0 | 0 | 0 | 0 | 0
DemandResponse | 0 | 0 | 0 | 0 | 0 | 0
IGCC-CCS | 0 | 0 | 0 | 0 | 0 | 0
WT_off | 0 | 0 | 0 | 0 | 0 | 0
PseudoUnit | 0 | 0 | 0 | 0 | 0 | 0
FixedInterchange | 0 | 0 | 0 | 0 | 0 | 0
Cumulative New Build Capacity by Reporting Type: TVA_Transmission
ReportingType | 2015 | 2020 | 2025 | 2030 | 2035 | 2040
BM | 0 | 0 | 0 | 0 | 0 | 0
CC | 0 | 0 | 0 | 0 | 0 | 0
CSP | 0 | 0 | 0 | 0 | 0 | 0
CT | 0 | 0 | 0 | 0 | 0 | 0
Coal | 0 | 0 | 0 | 0 | 0 | 0
Geo | 0 | 0 | 0 | 0 | 0 | 0
H | 0 | 0 | 0 | 0 | 0 | 0
LFG | 0 | 0 | 0 | 0 | 0 | 0
Nuc | 0 | 0 | 0 | 0 | 0 | 0
PS | 0 | 0 | 0 | 0 | 0 | 0
PV | 0 | 0 | 0 | 0 | 0 | 0
PeakG | 0 | 0 | 0 | 0 | 0 | 0
PeakO | 0 | 0 | 0 | 0 | 0 | 0
ST | 0 | 0 | 0 | 0 | 0 | 0
STOG | 0 | 0 | 0 | 0 | 0 | 0
STWD | 0 | 0 | 0 | 0 | 0 | 0
WT | 0 | 0 | 0 | 0 | 0 | 0
IGCC | 0 | 0 | 0 | 0 | 0 | 0
DemandResponse | 0 | 0 | 0 | 0 | 0 | 0
IGCC-CCS | 0 | 0 | 0 | 0 | 0 | 0
WT_off | 0 | 0 | 0 | 0 | 0 | 0
PseudoUnit | 0 | 0 | 0 | 0 | 0 | 0
FixedInterchange | 0 | 0 | 0 | 0 | 0 | 0
Cumulative New Build Capacity by Reporting Type: VACAR
ReportingType | 2015 | 2020 | 2025 | 2030 | 2035 | 2040
BM | 0.92 | 6986.31 | 6986.31 | 6986.31 | 6986.31 | 6986.31
CC | 3077.04 | 3077.04 | 3077.04 | 3077.04 | 3077.04 | 4565.59
CSP | 0 | 0 | 0 | 0 | 0 | 0
CT | 2814.36 | 2814.36 | 2814.36 | 2814.36 | 5300.02 | 7763.6
Coal | 825 | 825 | 825 | 825 | 825 | 825
Geo | 0 | 0 | 0 | 0 | 0 | 0
H | 0 | 0 | 0 | 0 | 52 | 52
LFG | 0.34 | 107.4 | 107.4 | 107.4 | 107.4 | 107.4
Nuc | 0 | 2330 | 2330 | 2330 | 2330 | 2330
PS | 0 | 0 | 0 | 0 | 0 | 0
PV | 0 | 138.41 | 144.93 | 148.71 | 160.26 | 169.76
PeakG | 0 | 0 | 0 | 0 | 0 | 0
PeakO | 0 | 0 | 0 | 0 | 0 | 0
ST | 0 | 0 | 0 | 0 | 0 | 0
STOG | 0 | 0 | 0 | 0 | 0 | 0
STWD | 0 | 0 | 0 | 0 | 0 | 0
WT | 0 | 3500 | 3500 | 3500 | 3500 | 3500
IGCC | 0 | 0 | 0 | 0 | 0 | 0
DemandResponse | 0 | 0 | 0 | 0 | 0 | 0
IGCC-CCS | 0 | 0 | 0 | 0 | 0 | 0
WT_off | 1 | 1 | 11419.98 | 28545.97 | 31416.88 | 35652.43
PseudoUnit | 0 | 0 | 0 | 0 | 0 | 0
FixedInterchange | 0 | 0 | 0 | 0 | 0 | 0
Cumulative New Build Capacity by Reporting Type: IESO
ReportingType | 2015 | 2020 | 2025 | 2030 | 2035 | 2040
BM | 326.33 | 326.33 | 326.33 | 326.33 | 326.33 | 326.33
CC | 1263 | 1263 | 1263 | 1263 | 1263 | 2440.54
CSP | 0 | 0 | 0 | 0 | 0 | 0
CT | 368 | 368 | 368 | 368 | 846.28 | 1945.6
Coal | 0 | 0 | 0 | 0 | 0 | 0
Geo | 0 | 0 | 0 | 0 | 0 | 0
H | 0 | 0 | 0 | 0 | 0 | 250
LFG | 14.5 | 14.5 | 14.5 | 14.5 | 15 | 15
Nuc | 0 | 0 | 0 | 0 | 0 | 0
PS | 0 | 0 | 0 | 0 | 0 | 0
PV | 1067.26 | 1067.26 | 1067.26 | 1067.26 | 1067.26 | 1067.26
PeakG | 0 | 0 | 0 | 0 | 0 | 0
PeakO | 0 | 0 | 0 | 0 | 0 | 0
ST | 0 | 0 | 0 | 0 | 0 | 0
STOG | 0 | 0 | 0 | 0 | 0 | 0
STWD | 0 | 0 | 0 | 0 | 0 | 0
WT | 2105.9 | 2105.9 | 2105.9 | 2105.9 | 2105.9 | 2105.9
IGCC | 0 | 0 | 0 | 0 | 0 | 0
DemandResponse | 0 | 0 | 0 | 0 | 0 | 0
IGCC-CCS | 0 | 0 | 0 | 0 | 0 | 0
WT_off | 0 | 0 | 0 | 0 | 0 | 0
PseudoUnit | 0 | 0 | 0 | 0 | 0 | 0
FixedInterchange | 0 | 0 | 0 | 0 | 0 | 0
Cumulative New Build Capacity by Reporting Type: MAPP_CA
ReportingType | 2015 | 2020 | 2025 | 2030 | 2035 | 2040
BM | 0 | 0 | 0 | 0 | 0 | 0
CC | 0 | 0 | 0 | 0 | 0 | 0
CSP | 0 | 0 | 0 | 0 | 0 | 0
CT | 35 | 35 | 35 | 35 | 35 | 35
Coal | 0 | 0 | 0 | 0 | 0 | 0
Geo | 0 | 0 | 0 | 0 | 0 | 0
H | 0 | 329.9 | 2190 | 4650 | 4650 | 4650
LFG | 0 | 0 | 0 | 0 | 0 | 0
Nuc | 0 | 0 | 0 | 0 | 0 | 0
PS | 0 | 0 | 0 | 0 | 0 | 0
PV | 0 | 0 | 0 | 0 | 0 | 0
PeakG | 0 | 0 | 0 | 0 | 0 | 0
PeakO | 0 | 0 | 0 | 0 | 0 | 0
ST | 0 | 0 | 0 | 0 | 0 | 0
STOG | 0 | 0 | 0 | 0 | 0 | 0
STWD | 0 | 0 | 0 | 0 | 0 | 0
WT | 302.4 | 302.4 | 302.4 | 302.4 | 302.4 | 302.4
IGCC | 0 | 0 | 0 | 0 | 0 | 0
DemandResponse | 0 | 0 | 0 | 0 | 0 | 0
IGCC-CCS | 0 | 0 | 0 | 0 | 0 | 0
WT_off | 0 | 0 | 0 | 0 | 0 | 0
PseudoUnit | 0 | 0 | 0 | 0 | 0 | 0
FixedInterchange | 0 | 0 | 0 | 0 | 0 | 0
Cumulative New Build Capacity by Reporting Type: AZ_NM_SNV_Coal
ReportingType | 2015 | 2020 | 2025 | 2030 | 2035 | 2040
BM | 0 | 0 | 0 | 0 | 0 | 0
CC | 0 | 0 | 0 | 0 | 0 | 0
CSP | 0 | 0 | 0 | 0 | 0 | 0
CT | 0 | 0 | 0 | 0 | 0 | 0
Coal | 0 | 0 | 0 | 0 | 0 | 8195.61
Geo | 0 | 0 | 0 | 0 | 0 | 0
H | 0 | 0 | 0 | 0 | 0 | 0
LFG | 0 | 0 | 0 | 0 | 0 | 0
Nuc | 0 | 0 | 0 | 0 | 0 | 0
PS | 0 | 0 | 0 | 0 | 0 | 0
PV | 0 | 0 | 0 | 0 | 0 | 0
PeakG | 0 | 0 | 0 | 0 | 0 | 0
PeakO | 0 | 0 | 0 | 0 | 0 | 0
ST | 0 | 0 | 0 | 0 | 0 | 0
STOG | 0 | 0 | 0 | 0 | 0 | 0
STWD | 0 | 0 | 0 | 0 | 0 | 0
WT | 0 | 0 | 0 | 0 | 0 | 0
IGCC | 0 | 0 | 0 | 0 | 0 | 0
DemandResponse | 0 | 0 | 0 | 0 | 0 | 0
IGCC-CCS | 0 | 0 | 0 | 0 | 0 | 0
WT_off | 0 | 0 | 0 | 0 | 0 | 0
PseudoUnit | 0 | 0 | 0 | 0 | 0 | 0
FixedInterchange | 0 | 0 | 0 | 0 | 0 | 0
Cumulative New Build Capacity by Reporting Type: AZ_NM_SNV_Gas
ReportingType | 2015 | 2020 | 2025 | 2030 | 2035 | 2040
BM | 0 | 0 | 0 | 0 | 0 | 0
CC | 668 | 2129.4 | 2129.4 | 6060.46 | 8070.21 | 8070.21
CSP | 0 | 0 | 0 | 0 | 0 | 0
CT | 736 | 736 | 736 | 736 | 736 | 736
Coal | 0 | 0 | 0 | 0 | 0 | 0
Geo | 0 | 0 | 0 | 0 | 0 | 0
H | 0 | 0 | 0 | 0 | 0 | 0
LFG | 0 | 0 | 0 | 0 | 0 | 0
Nuc | 0 | 0 | 0 | 0 | 0 | 0
PS | 0 | 0 | 0 | 0 | 0 | 0
PV | 0 | 0 | 0 | 0 | 0 | 0
PeakG | 0 | 0 | 0 | 0 | 0 | 0
PeakO | 0 | 0 | 0 | 0 | 0 | 0
ST | 0 | 0 | 0 | 0 | 0 | 0
STOG | 0 | 0 | 0 | 0 | 0 | 0
STWD | 0 | 0 | 0 | 0 | 0 | 0
WT | 0 | 0 | 0 | 0 | 0 | 0
IGCC | 0 | 0 | 0 | 0 | 0 | 0
DemandResponse | 0 | 0 | 0 | 0 | 0 | 0
IGCC-CCS | 0 | 0 | 0 | 0 | 0 | 0
WT_off | 0 | 0 | 0 | 0 | 0 | 0
PseudoUnit | 0 | 0 | 0 | 0 | 0 | 0
FixedInterchange | 0 | 0 | 0 | 0 | 0 | 0
Cumulative New Build Capacity by Reporting Type: AZ_NM_SNV_NucRenew
ReportingType | 2015 | 2020 | 2025 | 2030 | 2035 | 2040
BM | 0 | 0 | 0 | 0 | 0 | 0
CC | 0 | 0 | 0 | 0 | 0 | 0
CSP | 0 | 0 | 0 | 0 | 0 | 0
CT | 0 | 0 | 0 | 0 | 0 | 0
Coal | 0 | 0 | 0 | 0 | 0 | 0
Geo | 0 | 0 | 1450 | 1450 | 1450 | 1450
H | 0 | 0 | 0 | 0 | 0 | 0
LFG | 0 | 0 | 60.67 | 60.67 | 60.67 | 60.67
Nuc | 0 | 0 | 0 | 0 | 0 | 0
PS | 0 | 0 | 0 | 0 | 0 | 0
PV | 95.7 | 95.7 | 95.7 | 95.7 | 95.7 | 95.7
PeakG | 0 | 0 | 0 | 0 | 0 | 0
PeakO | 0 | 0 | 0 | 0 | 0 | 0
ST | 280 | 719.41 | 996.05 | 1120.69 | 1120.69 | 1120.69
STOG | 0 | 0 | 0 | 0 | 0 | 0
STWD | 0 | 0 | 0 | 0 | 0 | 0
WT | 65.1 | 65.1 | 392.53 | 1008.7 | 1008.7 | 1008.7
IGCC | 0 | 0 | 0 | 0 | 0 | 0
DemandResponse | 0 | 0 | 0 | 0 | 0 | 0
IGCC-CCS | 0 | 0 | 0 | 0 | 0 | 0
WT_off | 0 | 0 | 0 | 0 | 0 | 0
PseudoUnit | 0 | 0 | 0 | 0 | 0 | 0
FixedInterchange | 0 | 0 | 0 | 0 | 0 | 0
Cumulative New Build Capacity by Reporting Type: ERCOT
ReportingType | 2015 | 2020 | 2025 | 2030 | 2035 | 2040
BM | 145 | 145 | 145 | 1845.88 | 1910.01 | 2026.38
CC | 275 | 275 | 275 | 275 | 2124.8 | 5655.38
CSP | 0 | 0 | 0 | 0 | 0 | 0
CT | 250 | 250 | 250 | 250 | 250 | 250
Coal | 2020 | 2020 | 2020 | 2020 | 2020 | 2020
Geo | 0 | 0 | 0 | 0 | 0 | 0
H | 0 | 0 | 0 | 628 | 628 | 628
LFG | 0 | 0 | 354 | 354 | 354 | 354
Nuc | 0 | 0 | 0 | 0 | 0 | 0
PS | 0 | 0 | 0 | 0 | 0 | 0
PV | 14 | 14 | 14 | 14 | 14 | 14
PeakG | 0 | 0 | 0 | 0 | 0 | 0
PeakO | 0 | 0 | 0 | 0 | 0 | 0
ST | 0 | 0 | 0 | 0 | 0 | 0
STOG | 0 | 0 | 0 | 0 | 0 | 0
STWD | 0 | 0 | 0 | 0 | 0 | 0
WT | 350.1 | 8683.53 | 18084.8 | 23934.78 | 24764.94 | 26253.6
IGCC | 0 | 0 | 0 | 0 | 0 | 0
DemandResponse | 0 | 0 | 0 | 0 | 0 | 0
IGCC-CCS | 0 | 0 | 0 | 0 | 0 | 0
WT_off | 0 | 0 | 0 | 0 | 0 | 0
PseudoUnit | 0 | 0 | 0 | 0 | 0 | 0
FixedInterchange | 0 | 0 | 0 | 0 | 0 | 0
Cumulative New Build Capacity by Reporting Type: NP15
ReportingType | 2015 | 2020 | 2025 | 2030 | 2035 | 2040
BM | 0 | 0 | 0 | 0 | 0 | 0
CC | 940 | 940 | 940 | 940 | 940 | 940
CSP | 0 | 0 | 0 | 0 | 0 | 0
CT | 220.99 | 2382.34 | 2382.34 | 6345.23 | 10727.07 | 15072.26
Coal | 0 | 0 | 0 | 0 | 0 | 0
Geo | 0 | 166.22 | 600 | 600 | 600 | 600
H | 0 | 0 | 0 | 0 | 0 | 0
LFG | 0 | 0 | 565 | 565 | 565 | 565
Nuc | 0 | 0 | 0 | 0 | 0 | 0
PS | 0 | 0 | 0 | 0 | 0 | 0
PV | 6.5 | 6.5 | 6.5 | 6.5 | 6.5 | 6.5
PeakG | 0 | 0 | 0 | 0 | 0 | 0
PeakO | 0 | 0 | 0 | 0 | 0 | 0
ST | 29 | 29 | 29 | 29 | 29 | 29
STOG | 0 | 0 | 0 | 0 | 0 | 0
STWD | 0 | 0 | 0 | 0 | 0 | 0
WT | 101.2 | 931.55 | 9267.19 | 11674.59 | 11689.92 | 11689.92
IGCC | 0 | 0 | 0 | 0 | 0 | 0
DemandResponse | 0 | 0 | 0 | 0 | 0 | 0
IGCC-CCS | 0 | 0 | 0 | 0 | 0 | 0
WT_off | 0 | 0 | 0 | 0 | 0 | 0
PseudoUnit | 0 | 0 | 0 | 0 | 0 | 0
FixedInterchange | 0 | 0 | 0 | 0 | 0 | 0
Cumulative New Build Capacity by Reporting Type: NWPP_Coal
ReportingType | 2015 | 2020 | 2025 | 2030 | 2035 | 2040
BM | 0 | 0 | 0 | 0 | 0 | 0
CC | 0 | 0 | 0 | 0 | 0 | 0
CSP | 0 | 0 | 0 | 0 | 0 | 0
CT | 0 | 0 | 0 | 0 | 0 | 0
Coal | 0 | 0 | 0 | 0 | 0 | 0
Geo | 0 | 0 | 0 | 0 | 0 | 0
H | 0 | 0 | 0 | 0 | 0 | 0
LFG | 0 | 0 | 0 | 0 | 0 | 0
Nuc | 0 | 0 | 0 | 0 | 0 | 0
PS | 0 | 0 | 0 | 0 | 0 | 0
PV | 0 | 0 | 0 | 0 | 0 | 0
PeakG | 0 | 0 | 0 | 0 | 0 | 0
PeakO | 0 | 0 | 0 | 0 | 0 | 0
ST | 0 | 0 | 0 | 0 | 0 | 0
STOG | 0 | 0 | 0 | 0 | 0 | 0
STWD | 0 | 0 | 0 | 0 | 0 | 0
WT | 0 | 0 | 0 | 0 | 0 | 0
IGCC | 0 | 0 | 0 | 0 | 0 | 0
DemandResponse | 0 | 0 | 0 | 0 | 0 | 0
IGCC-CCS | 0 | 0 | 0 | 0 | 0 | 0
WT_off | 0 | 0 | 0 | 0 | 0 | 0
PseudoUnit | 0 | 0 | 0 | 0 | 0 | 0
FixedInterchange | 0 | 0 | 0 | 0 | 0 | 0
Cumulative New Build Capacity by Reporting Type: NWPP_Gas
ReportingType | 2015 | 2020 | 2025 | 2030 | 2035 | 2040
BM | 0 | 0 | 0 | 0 | 0 | 0
CC | 300 | 300 | 300 | 3236.33 | 8044.23 | 8756.53
CSP | 0 | 0 | 0 | 0 | 0 | 0
CT | 150 | 150 | 150 | 150 | 150 | 150
Coal | 0 | 0 | 0 | 0 | 0 | 426.09
Geo | 0 | 0 | 0 | 0 | 0 | 0
H | 0 | 0 | 0 | 0 | 0 | 0
LFG | 0 | 0 | 0 | 0 | 0 | 0
Nuc | 0 | 0 | 0 | 0 | 0 | 0
PS | 0 | 0 | 0 | 0 | 0 | 0
PV | 0 | 0 | 0 | 0 | 0 | 0
PeakG | 0 | 0 | 0 | 0 | 0 | 0
PeakO | 0 | 0 | 0 | 0 | 0 | 0
ST | 0 | 0 | 0 | 0 | 0 | 0
STOG | 0 | 0 | 0 | 0 | 0 | 0
STWD | 0 | 0 | 0 | 0 | 0 | 0
WT | 0 | 0 | 0 | 0 | 0 | 0
IGCC | 0 | 0 | 0 | 0 | 0 | 0
DemandResponse | 0 | 0 | 0 | 0 | 0 | 0
IGCC-CCS | 0 | 0 | 0 | 0 | 0 | 0
WT_off | 0 | 0 | 0 | 0 | 0 | 0
PseudoUnit | 0 | 0 | 0 | 0 | 0 | 0
FixedInterchange | 0 | 0 | 0 | 0 | 0 | 0
Cumulative New Build Capacity by Reporting Type: NWPP_NucRenew
ReportingType | 2015 | 2020 | 2025 | 2030 | 2035 | 2040
BM | 32.55 | 32.55 | 32.55 | 32.55 | 32.55 | 32.55
CC | 0 | 0 | 0 | 0 | 0 | 0
CSP | 0 | 0 | 0 | 0 | 0 | 0
CT | 0 | 0 | 0 | 0 | 0 | 0
Coal | 0 | 0 | 0 | 0 | 0 | 0
Geo | 86 | 86 | 520 | 520 | 520 | 520
H | 0 | 0 | 0 | 0 | 0 | 0
LFG | 25.5 | 25.5 | 232.77 | 270 | 270 | 270
Nuc | 0 | 0 | 0 | 0 | 0 | 0
PS | 0 | 0 | 0 | 0 | 0 | 0
PV | 0 | 0 | 0 | 0 | 0 | 0
PeakG | 0 | 0 | 0 | 0 | 0 | 0
PeakO | 0 | 0 | 0 | 0 | 0 | 0
ST | 0 | 0 | 0 | 0 | 0 | 0
STOG | 0 | 0 | 0 | 0 | 0 | 0
STWD | 0 | 0 | 0 | 0 | 0 | 0
WT | 977.3 | 977.3 | 977.3 | 977.3 | 977.3 | 977.3
IGCC | 0 | 0 | 0 | 0 | 0 | 0
DemandResponse | 0 | 0 | 0 | 0 | 0 | 0
IGCC-CCS | 0 | 0 | 0 | 0 | 0 | 0
WT_off | 0 | 0 | 0 | 0 | 0 | 0
PseudoUnit | 0 | 0 | 0 | 0 | 0 | 0
FixedInterchange | 0 | 0 | 0 | 0 | 0 | 0
Cumulative New Build Capacity by Reporting Type: RMPA
ReportingType | 2015 | 2020 | 2025 | 2030 | 2035 | 2040
BM | 0 | 0 | 0 | 0 | 0 | 0
CC | 0 | 0 | 0 | 0 | 0 | 0
CSP | 0 | 0 | 0 | 0 | 0 | 0
CT | 152 | 152 | 152 | 152 | 152 | 152
Coal | 390 | 390 | 390 | 390 | 1671.23 | 3118.84
Geo | 0 | 458.78 | 2545.23 | 2570 | 2570 | 2570
H | 0 | 0 | 0 | 0 | 0 | 0
LFG | 1.4 | 1.4 | 1.4 | 30.33 | 30.33 | 30.33
Nuc | 0 | 0 | 0 | 0 | 0 | 0
PS | 0 | 0 | 0 | 0 | 0 | 0
PV | 1 | 1 | 1 | 1 | 1 | 1
PeakG | 0 | 0 | 0 | 0 | 0 | 0
PeakO | 0 | 0 | 0 | 0 | 0 | 0
ST | 3 | 383.25 | 415.52 | 430.78 | 430.78 | 430.78
STOG | 0 | 0 | 0 | 0 | 0 | 0
STWD | 0 | 0 | 0 | 0 | 0 | 0
WT | 765.4 | 765.4 | 765.4 | 765.4 | 765.4 | 765.4
IGCC | 0 | 0 | 0 | 0 | 0 | 0
DemandResponse | 0 | 0 | 0 | 0 | 0 | 0
IGCC-CCS | 0 | 0 | 0 | 0 | 0 | 0
WT_off | 0 | 0 | 0 | 0 | 0 | 0
PseudoUnit | 0 | 0 | 0 | 0 | 0 | 0
FixedInterchange | 0 | 0 | 0 | 0 | 0 | 0
Cumulative New Build Capacity by Reporting Type: SP15
ReportingType | 2015 | 2020 | 2025 | 2030 | 2035 | 2040
BM | 6 | 6 | 6 | 6 | 6 | 6
CC | 409.5 | 409.5 | 409.5 | 409.5 | 409.5 | 409.5
CSP | 0 | 0 | 0 | 0 | 0 | 0
CT | 0 | 0 | 0 | 0 | 0 | 0
Coal | 0 | 0 | 0 | 0 | 0 | 0
Geo | 50 | 1500 | 1500 | 1500 | 1500 | 1500
H | 0 | 0 | 0 | 0 | 0 | 0
LFG | 9.2 | 530.63 | 565 | 565 | 565 | 565
Nuc | 0 | 0 | 0 | 0 | 0 | 0
PS | 0 | 0 | 0 | 0 | 0 | 0
PV | 3.8 | 3.8 | 3.8 | 3.8 | 3.8 | 3.8
PeakG | 0 | 0 | 0 | 0 | 0 | 0
PeakO | 0 | 0 | 0 | 0 | 0 | 0
ST | 448 | 448 | 448 | 448 | 448 | 448
STOG | 0 | 0 | 0 | 0 | 0 | 0
STWD | 0 | 0 | 0 | 0 | 0 | 0
WT | 735 | 735 | 735 | 735 | 735 | 735
IGCC | 0 | 0 | 0 | 0 | 0 | 0
DemandResponse | 0 | 0 | 0 | 0 | 0 | 0
IGCC-CCS | 0 | 0 | 0 | 0 | 0 | 0
WT_off | 0 | 0 | 0 | 0 | 0 | 0
PseudoUnit | 0 | 0 | 0 | 0 | 0 | 0
FixedInterchange | 0 | 0 | 0 | 0 | 0 | 0
Cumulative New Build Capacity by Reporting Type: ALB
ReportingType | 2015 | 2020 | 2025 | 2030 | 2035 | 2040
BM | 0 | 0 | 0 | 0 | 0 | 0
CC | 407.19 | 942.81 | 1736.04 | 2334.31 | 3739.86 | 4819.33
CSP | 0 | 0 | 0 | 0 | 0 | 0
CT | 201.5 | 201.5 | 201.5 | 201.5 | 201.5 | 201.5
Coal | 495 | 495 | 495 | 495 | 495 | 495
Geo | 0 | 0 | 0 | 0 | 0 | 0
H | 0 | 0 | 0 | 0 | 0 | 0
LFG | 0 | 0 | 0 | 0 | 0 | 0
Nuc | 0 | 0 | 0 | 0 | 0 | 0
PS | 0 | 0 | 0 | 0 | 0 | 0
PV | 0 | 0 | 0 | 0 | 0 | 0
PeakG | 0 | 0 | 0 | 0 | 0 | 0
PeakO | 0 | 0 | 0 | 0 | 0 | 0
ST | 0 | 0 | 0 | 0 | 0 | 0
STOG | 0 | 0 | 0 | 0 | 0 | 0
STWD | 0 | 0 | 0 | 0 | 0 | 0
WT | 9 | 9 | 9 | 9 | 9 | 9
IGCC | 0 | 0 | 0 | 0 | 0 | 0
DemandResponse | 0 | 0 | 0 | 0 | 0 | 0
IGCC-CCS | 0 | 0 | 0 | 0 | 0 | 0
WT_off | 0 | 0 | 0 | 0 | 0 | 0
PseudoUnit | 0 | 0 | 0 | 0 | 0 | 0
FixedInterchange | 0 | 0 | 0 | 0 | 0 | 0
Cumulative New Build Capacity by Reporting Type: BC
ReportingType | 2015 | 2020 | 2025 | 2030 | 2035 | 2040
BM | 0 | 0 | 0 | 0 | 0 | 0
CC | 1171.72 | 1344.95 | 1857.87 | 2529.86 | 3330.33 | 4009.28
CSP | 0 | 0 | 0 | 0 | 0 | 0
CT | 0 | 0 | 0 | 0 | 0 | 161.62
Coal | 0 | 0 | 0 | 0 | 0 | 0
Geo | 0 | 0 | 0 | 0 | 0 | 0
H | 0 | 0 | 0 | 0 | 0 | 0
LFG | 0 | 0 | 0 | 0 | 0 | 0
Nuc | 0 | 0 | 0 | 0 | 0 | 0
PS | 0 | 0 | 0 | 0 | 0 | 0
PV | 0 | 0 | 0 | 0 | 0 | 0
PeakG | 0 | 0 | 0 | 0 | 0 | 0
PeakO | 0 | 0 | 0 | 0 | 0 | 0
ST | 0 | 0 | 0 | 0 | 0 | 0
STOG | 0 | 0 | 0 | 0 | 0 | 0
STWD | 0 | 0 | 0 | 0 | 0 | 0
WT | 144 | 144 | 144 | 144 | 144 | 144
IGCC | 0 | 0 | 0 | 0 | 0 | 0
DemandResponse | 0 | 0 | 0 | 0 | 0 | 0
IGCC-CCS | 0 | 0 | 0 | 0 | 0 | 0
WT_off | 0 | 0 | 0 | 0 | 0 | 0
PseudoUnit | 0 | 0 | 0 | 0 | 0 | 0
FixedInterchange | 0 | 0 | 0 | 0 | 0 | 0
Cumulative New Build Capacity by Reporting Type: HQ_IESO
ReportingType | 2015 | 2020 | 2025 | 2030 | 2035 | 2040
BM | 0 | 0 | 0 | 0 | 0 | 0
CC | 0 | 0 | 0 | 0 | 0 | 0
CSP | 0 | 0 | 0 | 0 | 0 | 0
CT | 0 | 0 | 0 | 0 | 0 | 0
Coal | 0 | 0 | 0 | 0 | 0 | 0
Geo | 0 | 0 | 0 | 0 | 0 | 0
H | 0 | 0 | 0 | 0 | 0 | 0
LFG | 0 | 0 | 0 | 0 | 0 | 0
Nuc | 0 | 0 | 0 | 0 | 0 | 0
PS | 0 | 0 | 0 | 0 | 0 | 0
PV | 0 | 0 | 0 | 0 | 0 | 0
PeakG | 0 | 0 | 0 | 0 | 0 | 0
PeakO | 0 | 0 | 0 | 0 | 0 | 0
ST | 0 | 0 | 0 | 0 | 0 | 0
STOG | 0 | 0 | 0 | 0 | 0 | 0
STWD | 0 | 0 | 0 | 0 | 0 | 0
WT | 0 | 0 | 0 | 0 | 0 | 0
IGCC | 0 | 0 | 0 | 0 | 0 | 0
DemandResponse | 0 | 0 | 0 | 0 | 0 | 0
IGCC-CCS | 0 | 0 | 0 | 0 | 0 | 0
WT_off | 0 | 0 | 0 | 0 | 0 | 0
PseudoUnit | 0 | 0 | 0 | 0 | 0 | 0
FixedInterchange | 0 | 0 | 0 | 0 | 0 | 0
Cumulative New Build Capacity by Reporting Type: HQ_NEISO
ReportingType | 2015 | 2020 | 2025 | 2030 | 2035 | 2040
BM | 0 | 0 | 0 | 0 | 0 | 0
CC | 0 | 0 | 0 | 0 | 0 | 0
CSP | 0 | 0 | 0 | 0 | 0 | 0
CT | 0 | 0 | 0 | 0 | 0 | 0
Coal | 0 | 0 | 0 | 0 | 0 | 0
Geo | 0 | 0 | 0 | 0 | 0 | 0
H | 0 | 0 | 0 | 0 | 0 | 0
LFG | 0 | 0 | 0 | 0 | 0 | 0
Nuc | 0 | 0 | 0 | 0 | 0 | 0
PS | 0 | 0 | 0 | 0 | 0 | 0
PV | 0 | 0 | 0 | 0 | 0 | 0
PeakG | 0 | 0 | 0 | 0 | 0 | 0
PeakO | 0 | 0 | 0 | 0 | 0 | 0
ST | 0 | 0 | 0 | 0 | 0 | 0
STOG | 0 | 0 | 0 | 0 | 0 | 0
STWD | 0 | 0 | 0 | 0 | 0 | 0
WT | 0 | 0 | 0 | 0 | 0 | 0
IGCC | 0 | 0 | 0 | 0 | 0 | 0
DemandResponse | 0 | 0 | 0 | 0 | 0 | 0
IGCC-CCS | 0 | 0 | 0 | 0 | 0 | 0
WT_off | 0 | 0 | 0 | 0 | 0 | 0
PseudoUnit | 0 | 0 | 0 | 0 | 0 | 0
FixedInterchange | 0 | 0 | 0 | 0 | 0 | 0
Cumulative New Build Capacity by Reporting Type: HQ_NY
ReportingType | 2015 | 2020 | 2025 | 2030 | 2035 | 2040
BM | 0 | 0 | 0 | 0 | 0 | 0
CC | 0 | 0 | 0 | 0 | 0 | 0
CSP | 0 | 0 | 0 | 0 | 0 | 0
CT | 0 | 0 | 0 | 0 | 0 | 0
Coal | 0 | 0 | 0 | 0 | 0 | 0
Geo | 0 | 0 | 0 | 0 | 0 | 0
H | 0 | 0 | 0 | 0 | 0 | 0
LFG | 0 | 0 | 0 | 0 | 0 | 0
Nuc | 0 | 0 | 0 | 0 | 0 | 0
PS | 0 | 0 | 0 | 0 | 0 | 0
PV | 0 | 0 | 0 | 0 | 0 | 0
PeakG | 0 | 0 | 0 | 0 | 0 | 0
PeakO | 0 | 0 | 0 | 0 | 0 | 0
ST | 0 | 0 | 0 | 0 | 0 | 0
STOG | 0 | 0 | 0 | 0 | 0 | 0
STWD | 0 | 0 | 0 | 0 | 0 | 0
WT | 0 | 0 | 0 | 0 | 0 | 0
IGCC | 0 | 0 | 0 | 0 | 0 | 0
DemandResponse | 0 | 0 | 0 | 0 | 0 | 0
IGCC-CCS | 0 | 0 | 0 | 0 | 0 | 0
WT_off | 0 | 0 | 0 | 0 | 0 | 0
PseudoUnit | 0 | 0 | 0 | 0 | 0 | 0
FixedInterchange | 0 | 0 | 0 | 0 | 0 | 0
Cumulative New Build Capacity by Reporting Type: MARITIMES
ReportingType | 2015 | 2020 | 2025 | 2030 | 2035 | 2040
BM | 0 | 0 | 0 | 0 | 0 | 0
CC | 0 | 0 | 0 | 0 | 0 | 0
CSP | 0 | 0 | 0 | 0 | 0 | 0
CT | 0 | 0 | 0 | 0 | 0 | 0
Coal | 0 | 0 | 0 | 0 | 0 | 0
Geo | 0 | 0 | 0 | 0 | 0 | 0
H | 0 | 0 | 0 | 0 | 0 | 0
LFG | 0 | 0 | 0 | 0 | 0 | 0
Nuc | 0 | 0 | 0 | 0 | 0 | 0
PS | 0 | 0 | 0 | 0 | 0 | 0
PV | 0 | 0 | 0 | 0 | 0 | 0
PeakG | 0 | 0 | 0 | 0 | 0 | 0
PeakO | 0 | 0 | 0 | 0 | 0 | 0
ST | 0 | 0 | 0 | 0 | 0 | 0
STOG | 0 | 0 | 0 | 0 | 0 | 0
STWD | 0 | 0 | 0 | 0 | 0 | 0
WT | 0 | 0 | 0 | 0 | 0 | 0
IGCC | 0 | 0 | 0 | 0 | 0 | 0
DemandResponse | 0 | 0 | 0 | 0 | 0 | 0
IGCC-CCS | 0 | 0 | 0 | 0 | 0 | 0
WT_off | 0 | 0 | 0 | 0 | 0 | 0
PseudoUnit | 0 | 500 | 500 | 500 | 500 | 500
FixedInterchange | 0 | 0 | 0 | 0 | 0 | 0
Cumulative New Build Capacity by Reporting Type: All
ReportingType | 2015 | 2020 | 2025 | 2030 | 2035 | 2040
BM | 1251 | 13670.79 | 19708.65 | 27400.88 | 29312.74 | 30154.6
CC | 29726.95 | 35005.27 | 36311.41 | 46144.72 | 78870.46 | 110001.96
CSP | 0 | 0 | 0 | 0 | 0 | 0
CT | 8534.35 | 14996.21 | 17123.33 | 28371.98 | 50403.63 | 60991.95
Coal | 10763.64 | 10763.64 | 10763.64 | 10763.64 | 12044.87 | 34390.37
Geo | 136 | 2211 | 6615.23 | 6640 | 6640 | 6640
H | 0 | 1538.9 | 4453 | 7541 | 7596 | 8713
LFG | 192 | 2145 | 4355 | 5078.5 | 5079 | 5079
Nuc | 2740.56 | 7270.56 | 7270.56 | 7270.56 | 7270.56 | 7270.56
PS | 0 | 0 | 0 | 0 | 0 | 0
PV | 1245.99 | 3418.31 | 4496.15 | 4744.07 | 4866.32 | 5007.37
PeakG | 0 | 0 | 0 | 0 | 0 | 0
PeakO | 0 | 0 | 0 | 0 | 0 | 0
ST | 760 | 1579.66 | 1888.57 | 2028.47 | 2028.47 | 2028.47
STOG | 0 | 0 | 0 | 0 | 0 | 0
STWD | 0 | 0 | 0 | 0 | 0 | 0
WT | 25342 | 74950.73 | 129818.81 | 179843.16 | 186161.8 | 192651.85
IGCC | 618 | 618 | 618 | 618 | 618 | 618
DemandResponse | 0 | 0 | 0 | 0 | 0 | 0
IGCC-CCS | 0 | 0 | 0 | 0 | 0 | 0
WT_off | 469 | 469 | 17755.99 | 38466.9 | 41337.81 | 45720.43
PseudoUnit | 0 | 500 | 500 | 500 | 500 | 500
FixedInterchange | 0 | 0 | 0 | 0 | 0 | 0
Cumulative New Build Capacity by Reporting Type: EI_US
ReportingType | 2015 | 2020 | 2025 | 2030 | 2035 | 2040
BM | 741.12 | 13160.91 | 19198.77 | 25190.12 | 27037.84 | 27763.34
CC | 24292.54 | 27400.6 | 27400.6 | 29096.26 | 50948.54 | 74901.2
CSP | 0 | 0 | 0 | 0 | 0 | 0
CT | 6420.86 | 10721.37 | 12848.49 | 20134.26 | 37305.79 | 42287.98
Coal | 7858.64 | 7858.64 | 7858.64 | 7858.64 | 7858.64 | 20134.84
Geo | 0 | 0 | 0 | 0 | 0 | 0
H | 0 | 1209 | 2263 | 2263 | 2318 | 3185
LFG | 141.4 | 1572.97 | 2561.67 | 3219 | 3219 | 3219
Nuc | 2740.56 | 7270.56 | 7270.56 | 7270.56 | 7270.56 | 7270.56
PS | 0 | 0 | 0 | 0 | 0 | 0
PV | 57.73 | 2230.05 | 3307.89 | 3555.82 | 3678.06 | 3819.12
PeakG | 0 | 0 | 0 | 0 | 0 | 0
PeakO | 0 | 0 | 0 | 0 | 0 | 0
ST | 0 | 0 | 0 | 0 | 0 | 0
STOG | 0 | 0 | 0 | 0 | 0 | 0
STWD | 0 | 0 | 0 | 0 | 0 | 0
WT | 19786.6 | 60231.55 | 97035.3 | 138186.09 | 143659.23 | 148660.63
IGCC | 618 | 618 | 618 | 618 | 618 | 618
DemandResponse | 0 | 0 | 0 | 0 | 0 | 0
IGCC-CCS | 0 | 0 | 0 | 0 | 0 | 0
WT_off | 469 | 469 | 17755.99 | 38466.9 | 41337.81 | 45720.43
PseudoUnit | 0 | 500 | 500 | 500 | 500 | 500
FixedInterchange | 0 | 0 | 0 | 0 | 0 | 0
Cumulative New Build Capacity by Reporting Type: EI_Canada
ReportingType | 2015 | 2020 | 2025 | 2030 | 2035 | 2040
BM | 326.33 | 326.33 | 326.33 | 326.33 | 326.33 | 326.33
CC | 1263 | 1263 | 1263 | 1263 | 1263 | 2440.54
CSP | 0 | 0 | 0 | 0 | 0 | 0
CT | 403 | 403 | 403 | 403 | 881.28 | 1980.59
Coal | 0 | 0 | 0 | 0 | 0 | 0
Geo | 0 | 0 | 0 | 0 | 0 | 0
H | 0 | 329.9 | 2190 | 4650 | 4650 | 4900
LFG | 14.5 | 14.5 | 14.5 | 14.5 | 15 | 15
Nuc | 0 | 0 | 0 | 0 | 0 | 0
PS | 0 | 0 | 0 | 0 | 0 | 0
PV | 1067.26 | 1067.26 | 1067.26 | 1067.26 | 1067.26 | 1067.26
PeakG | 0 | 0 | 0 | 0 | 0 | 0
PeakO | 0 | 0 | 0 | 0 | 0 | 0
ST | 0 | 0 | 0 | 0 | 0 | 0
STOG | 0 | 0 | 0 | 0 | 0 | 0
STWD | 0 | 0 | 0 | 0 | 0 | 0
WT | 2408.3 | 2408.3 | 2408.3 | 2408.3 | 2408.3 | 2408.3
IGCC | 0 | 0 | 0 | 0 | 0 | 0
DemandResponse | 0 | 0 | 0 | 0 | 0 | 0
IGCC-CCS | 0 | 0 | 0 | 0 | 0 | 0
WT_off | 0 | 0 | 0 | 0 | 0 | 0
PseudoUnit | 0 | 0 | 0 | 0 | 0 | 0
FixedInterchange | 0 | 0 | 0 | 0 | 0 | 0
Cumulative New Build Capacity by Reporting Type: EI
ReportingType | 2015 | 2020 | 2025 | 2030 | 2035 | 2040
BM | 1067.45 | 13487.24 | 19525.1 | 25516.45 | 27364.18 | 28089.67
CC | 25555.54 | 28663.6 | 28663.6 | 30359.26 | 52211.54 | 77341.73
CSP | 0 | 0 | 0 | 0 | 0 | 0
CT | 6823.85 | 11124.36 | 13251.49 | 20537.25 | 38187.07 | 44268.57
Coal | 7858.64 | 7858.64 | 7858.64 | 7858.64 | 7858.64 | 20134.84
Geo | 0 | 0 | 0 | 0 | 0 | 0
H | 0 | 1538.9 | 4453 | 6913 | 6968 | 8085
LFG | 155.9 | 1587.47 | 2576.17 | 3233.5 | 3234 | 3234
Nuc | 2740.56 | 7270.56 | 7270.56 | 7270.56 | 7270.56 | 7270.56
PS | 0 | 0 | 0 | 0 | 0 | 0
PV | 1124.99 | 3297.31 | 4375.15 | 4623.07 | 4745.32 | 4886.37
PeakG | 0 | 0 | 0 | 0 | 0 | 0
PeakO | 0 | 0 | 0 | 0 | 0 | 0
ST | 0 | 0 | 0 | 0 | 0 | 0
STOG | 0 | 0 | 0 | 0 | 0 | 0
STWD | 0 | 0 | 0 | 0 | 0 | 0
WT | 22194.9 | 62639.85 | 99443.6 | 140594.39 | 146067.53 | 151068.93
IGCC | 618 | 618 | 618 | 618 | 618 | 618
DemandResponse | 0 | 0 | 0 | 0 | 0 | 0
IGCC-CCS | 0 | 0 | 0 | 0 | 0 | 0
WT_off | 469 | 469 | 17755.99 | 38466.9 | 41337.81 | 45720.43
PseudoUnit | 0 | 500 | 500 | 500 | 500 | 500
FixedInterchange | 0 | 0 | 0 | 0 | 0 | 0
Cumulative New Build Capacity by Reporting Type: Outside_EI
ReportingType | 2015 | 2020 | 2025 | 2030 | 2035 | 2040
BM | 183.55 | 183.55 | 183.55 | 1884.43 | 1948.56 | 2064.93
CC | 4171.41 | 6341.67 | 7647.81 | 15785.46 | 26658.92 | 32660.23
CSP | 0 | 0 | 0 | 0 | 0 | 0
CT | 1710.49 | 3871.84 | 3871.84 | 7834.73 | 12216.57 | 16723.38
Coal | 2905 | 2905 | 2905 | 2905 | 4186.23 | 14255.53
Geo | 136 | 2211 | 6615.23 | 6640 | 6640 | 6640
H | 0 | 0 | 0 | 628 | 628 | 628
LFG | 36.1 | 557.53 | 1778.83 | 1845 | 1845 | 1845
Nuc | 0 | 0 | 0 | 0 | 0 | 0
PS | 0 | 0 | 0 | 0 | 0 | 0
PV | 121 | 121 | 121 | 121 | 121 | 121
PeakG | 0 | 0 | 0 | 0 | 0 | 0
PeakO | 0 | 0 | 0 | 0 | 0 | 0
ST | 760 | 1579.66 | 1888.57 | 2028.47 | 2028.47 | 2028.47
STOG | 0 | 0 | 0 | 0 | 0 | 0
STWD | 0 | 0 | 0 | 0 | 0 | 0
WT | 3147.1 | 12310.88 | 30375.21 | 39248.77 | 40094.26 | 41582.92
IGCC | 0 | 0 | 0 | 0 | 0 | 0
DemandResponse | 0 | 0 | 0 | 0 | 0 | 0
IGCC-CCS | 0 | 0 | 0 | 0 | 0 | 0
WT_off | 0 | 0 | 0 | 0 | 0 | 0
PseudoUnit | 0 | 0 | 0 | 0 | 0 | 0
FixedInterchange | 0 | 0 | 0 | 0 | 0 | 0
#3 | Retirements of Capacity (MW)
Retirements of Capacity by Reporting Type: Entergy
ReportingType | 2015 | 2020 | 2025 | 2030 | 2035 | 2040
BM | 0 | 0 | 0 | 0 | 0 | 0
CC | 0 | 0 | 0 | 0 | 0 | 0
CSP | 0 | 0 | 0 | 0 | 0 | 0
CT | 0 | 0 | 0 | 0 | 0 | 0
Coal | 892.9 | 0 | 0 | 0 | 0 | 0
Geo | 0 | 0 | 0 | 0 | 0 | 0
H | 0 | 0 | 0 | 0 | 0 | 0
LFG | 0 | 0 | 0 | 0 | 0 | 0
Nuc | 0 | 0 | 0 | 0 | 842 | 997
PS | 0 | 0 | 0 | 0 | 0 | 0
PV | 0 | 0 | 0 | 0 | 0 | 0
PeakG | 0 | 0 | 0 | 0 | 0 | 0
PeakO | 0 | 0 | 0 | 0 | 0 | 0
ST | 0 | 0 | 0 | 0 | 0 | 0
STOG | 10913.27 | 0 | 948.44 | 0 | 0 | 0
STWD | 0 | 0 | 0 | 0 | 0 | 0
WT | 0 | 0 | 0 | 0 | 0 | 0
IGCC | 0 | 0 | 0 | 0 | 0 | 0
DemandResponse | 0 | 0 | 0 | 0 | 0 | 0
IGCC-CCS | 0 | 0 | 0 | 0 | 0 | 0
WT_off | 0 | 0 | 0 | 0 | 0 | 0
PseudoUnit | 0 | 0 | 0 | 0 | 0 | 0
FixedInterchange | 0 | 0 | 0 | 0 | 0 | 0
Retirements of Capacity by Reporting Type: FRCC
ReportingType | 2015 | 2020 | 2025 | 2030 | 2035 | 2040
BM | 0 | 0 | 0 | 0 | 0 | 0
CC | 0 | 0 | 0 | 0 | 0 | 0
CSP | 0 | 0 | 0 | 0 | 0 | 0
CT | 0 | 0 | 0 | 0 | 0 | 0
Coal | 466 | 869 | 0 | 0 | 0 | 0
Geo | 0 | 0 | 0 | 0 | 0 | 0
H | 0 | 0 | 0 | 0 | 0 | 0
LFG | 0 | 0 | 0 | 0 | 0 | 0
Nuc | 0 | 0 | 0 | 0 | 1615.33 | 1677
PS | 0 | 0 | 0 | 0 | 0 | 0
PV | 0 | 0 | 0 | 0 | 0 | 0
PeakG | 0 | 0 | 0 | 0 | 0 | 0
PeakO | 0 | 0 | 0 | 0 | 0 | 0
ST | 0 | 0 | 0 | 0 | 0 | 0
STOG | 5372.35 | 0 | 80.99 | 0 | 0 | 0
STWD | 0 | 0 | 0 | 0 | 0 | 0
WT | 0 | 0 | 0 | 0 | 0 | 0
IGCC | 0 | 0 | 0 | 0 | 0 | 0
DemandResponse | 0 | 0 | 0 | 0 | 0 | 0
IGCC-CCS | 0 | 0 | 0 | 0 | 0 | 0
WT_off | 0 | 0 | 0 | 0 | 0 | 0
PseudoUnit | 0 | 0 | 0 | 0 | 0 | 0
FixedInterchange | 0 | 0 | 0 | 0 | 0 | 0
Retirements of Capacity by Reporting Type: MAPP_US
ReportingType | 2015 | 2020 | 2025 | 2030 | 2035 | 2040
BM | 0 | 0 | 0 | 0 | 0 | 0
CC | 0 | 0 | 0 | 0 | 0 | 0
CSP | 0 | 0 | 0 | 0 | 0 | 0
CT | 0 | 0 | 0 | 0 | 0 | 0
Coal | 612.6 | 573.9 | 0 | 0 | 0 | 0
Geo | 0 | 0 | 0 | 0 | 0 | 0
H | 0 | 0 | 0 | 0 | 0 | 0
LFG | 0 | 0 | 0 | 0 | 0 | 0
Nuc | 0 | 0 | 0 | 0 | 0 | 0
PS | 0 | 0 | 0 | 0 | 0 | 0
PV | 0 | 0 | 0 | 0 | 0 | 0
PeakG | 0 | 0 | 0 | 0 | 0 | 0
PeakO | 288.28 | 0 | 0 | 0 | 0 | 0
ST | 0 | 0 | 0 | 0 | 0 | 0
STOG | 36 | 0 | 0 | 0 | 0 | 0
STWD | 0 | 0 | 0 | 0 | 0 | 0
WT | 0 | 0 | 0 | 0 | 0 | 0
IGCC | 0 | 0 | 0 | 0 | 0 | 0
DemandResponse | 0 | 0 | 0 | 0 | 0 | 0
IGCC-CCS | 0 | 0 | 0 | 0 | 0 | 0
WT_off | 0 | 0 | 0 | 0 | 0 | 0
PseudoUnit | 0 | 0 | 0 | 0 | 0 | 0
FixedInterchange | 0 | 0 | 0 | 0 | 0 | 0
Retirements of Capacity by Reporting Type: MISO_IN
ReportingType | 2015 | 2020 | 2025 | 2030 | 2035 | 2040
BM | 0 | 0 | 0 | 0 | 0 | 0
CC | 0 | 0 | 0 | 0 | 0 | 0
CSP | 0 | 0 | 0 | 0 | 0 | 0
CT | 0 | 0 | 0 | 0 | 0 | 0
Coal | 1360.9 | 0 | 0 | 0 | 0 | 0
Geo | 0 | 0 | 0 | 0 | 0 | 0
H | 0 | 0 | 0 | 0 | 0 | 0
LFG | 0 | 0 | 0 | 0 | 0 | 0
Nuc | 0 | 0 | 0 | 0 | 0 | 0
PS | 0 | 0 | 0 | 0 | 0 | 0
PV | 0 | 0 | 0 | 0 | 0 | 0
PeakG | 0 | 0 | 0 | 0 | 0 | 0
PeakO | 0 | 0 | 0 | 0 | 0 | 0
ST | 0 | 0 | 0 | 0 | 0 | 0
STOG | 0 | 0 | 0 | 0 | 0 | 0
STWD | 0 | 0 | 0 | 0 | 0 | 0
WT | 0 | 0 | 0 | 0 | 0 | 0
IGCC | 0 | 0 | 0 | 0 | 0 | 0
DemandResponse | 0 | 0 | 0 | 0 | 0 | 0
IGCC-CCS | 0 | 0 | 0 | 0 | 0 | 0
WT_off | 0 | 0 | 0 | 0 | 0 | 0
PseudoUnit | 0 | 0 | 0 | 0 | 0 | 0
FixedInterchange | 0 | 0 | 0 | 0 | 0 | 0
Retirements of Capacity by Reporting Type: MISO_MI
ReportingType | 2015 | 2020 | 2025 | 2030 | 2035 | 2040
BM | 0 | 0 | 0 | 0 | 0 | 0
CC | 0 | 0 | 0 | 0 | 0 | 0
CSP | 0 | 0 | 0 | 0 | 0 | 0
CT | 0 | 0 | 0 | 0 | 0 | 0
Coal | 2114.39 | 1398.61 | 0 | 0 | 0 | 0
Geo | 0 | 0 | 0 | 0 | 0 | 0
H | 0 | 0 | 0 | 0 | 0 | 0
LFG | 0 | 0 | 0 | 0 | 0 | 0
Nuc | 0 | 0 | 0 | 0 | 778 | 0
PS | 0 | 0 | 0 | 0 | 0 | 0
PV | 0 | 0 | 0 | 0 | 0 | 0
PeakG | 0 | 0 | 0 | 0 | 0 | 0
PeakO | 0 | 0 | 0 | 0 | 0 | 0
ST | 0 | 0 | 0 | 0 | 0 | 0
STOG | 0 | 0 | 0 | 0 | 0 | 0
STWD | 0 | 0 | 0 | 0 | 0 | 0
WT | 0 | 0 | 0 | 0 | 0 | 0
IGCC | 0 | 0 | 0 | 0 | 0 | 0
DemandResponse | 0 | 0 | 0 | 0 | 0 | 0
IGCC-CCS | 0 | 0 | 0 | 0 | 0 | 0
WT_off | 0 | 0 | 0 | 0 | 0 | 0
PseudoUnit | 0 | 0 | 0 | 0 | 0 | 0
FixedInterchange | 0 | 0 | 0 | 0 | 0 | 0
Retirements of Capacity by Reporting Type: MISO_MO-IL
ReportingType | 2015 | 2020 | 2025 | 2030 | 2035 | 2040
BM | 0 | 0 | 0 | 0 | 0 | 0
CC | 0 | 0 | 0 | 0 | 0 | 0
CSP | 0 | 0 | 0 | 0 | 0 | 0
CT | 0 | 0 | 0 | 0 | 0 | 0
Coal | 1024.7 | 1295 | 0 | 0 | 0 | 0
Geo | 0 | 0 | 0 | 0 | 0 | 0
H | 0 | 0 | 0 | 0 | 0 | 0
LFG | 0 | 0 | 0 | 0 | 0 | 0
Nuc | 0 | 0 | 0 | 0 | 0 | 0
PS | 0 | 0 | 0 | 0 | 0 | 0
PV | 0 | 0 | 0 | 0 | 0 | 0
PeakG | 0 | 0 | 0 | 0 | 0 | 0
PeakO | 0 | 0 | 0 | 0 | 0 | 0
ST | 0 | 0 | 0 | 0 | 0 | 0
STOG | 0 | 0 | 0 | 0 | 0 | 0
STWD | 0 | 0 | 0 | 0 | 0 | 0
WT | 0 | 0 | 0 | 0 | 0 | 0
IGCC | 0 | 0 | 0 | 0 | 0 | 0
DemandResponse | 0 | 0 | 0 | 0 | 0 | 0
IGCC-CCS | 0 | 0 | 0 | 0 | 0 | 0
WT_off | 0 | 0 | 0 | 0 | 0 | 0
PseudoUnit | 0 | 0 | 0 | 0 | 0 | 0
FixedInterchange | 0 | 0 | 0 | 0 | 0 | 0
Retirements of Capacity by Reporting Type: MISO_W
ReportingType | 2015 | 2020 | 2025 | 2030 | 2035 | 2040
BM | 0 | 0 | 0 | 0 | 0 | 0
CC | 0 | 0 | 0 | 0 | 0 | 0
CSP | 0 | 0 | 0 | 0 | 0 | 0
CT | 0 | 0 | 0 | 0 | 0 | 0
Coal | 2315.97 | 612.59 | 0 | 0 | 0 | 0
Geo | 0 | 0 | 0 | 0 | 0 | 0
H | 0 | 0 | 0 | 0 | 0 | 0
LFG | 0 | 0 | 0 | 0 | 0 | 0
Nuc | 0 | 0 | 0 | 0 | 2361.23 | 0
PS | 0 | 0 | 0 | 0 | 0 | 0
PV | 0 | 0 | 0 | 0 | 0 | 0
PeakG | 0 | 0 | 0 | 0 | 0 | 0
PeakO | 0 | 0 | 0 | 0 | 0 | 0
ST | 0 | 0 | 0 | 0 | 0 | 0
STOG | 0 | 0 | 0 | 0 | 0 | 0
STWD | 0 | 0 | 0 | 0 | 0 | 0
WT | 0 | 0 | 0 | 0 | 0 | 0
IGCC | 0 | 0 | 0 | 0 | 0 | 0
DemandResponse | 0 | 0 | 0 | 0 | 0 | 0
IGCC-CCS | 0 | 0 | 0 | 0 | 0 | 0
WT_off | 0 | 0 | 0 | 0 | 0 | 0
PseudoUnit | 0 | 0 | 0 | 0 | 0 | 0
FixedInterchange | 0 | 0 | 0 | 0 | 0 | 0
Retirements of Capacity by Reporting Type: MISO_WUMS
ReportingType | 2015 | 2020 | 2025 | 2030 | 2035 | 2040
BM | 0 | 0 | 0 | 0 | 0 | 0
CC | 0 | 0 | 0 | 0 | 0 | 0
CSP | 0 | 0 | 0 | 0 | 0 | 0
CT | 0 | 0 | 0 | 0 | 0 | 0
Coal | 2975.1 | 320.4 | 0 | 0 | 0 | 0
Geo | 0 | 0 | 0 | 0 | 0 | 0
H | 0 | 0 | 0 | 0 | 0 | 0
LFG | 0 | 0 | 0 | 0 | 0 | 0
Nuc | 0 | 0 | 0 | 0 | 1816.9 | 0
PS | 0 | 0 | 0 | 0 | 0 | 0
PV | 0 | 0 | 0 | 0 | 0 | 0
PeakG | 0 | 0 | 0 | 0 | 0 | 0
PeakO | 0 | 0 | 0 | 0 | 0 | 0
ST | 0 | 0 | 0 | 0 | 0 | 0
STOG | 59.5 | 0 | 0 | 0 | 0 | 0
STWD | 0 | 0 | 0 | 0 | 0 | 0
WT | 0 | 0 | 0 | 0 | 0 | 0
IGCC | 0 | 0 | 0 | 0 | 0 | 0
DemandResponse | 0 | 0 | 0 | 0 | 0 | 0
IGCC-CCS | 0 | 0 | 0 | 0 | 0 | 0
WT_off | 0 | 0 | 0 | 0 | 0 | 0
PseudoUnit | 0 | 0 | 0 | 0 | 0 | 0
FixedInterchange | 0 | 0 | 0 | 0 | 0 | 0
Retirements of Capacity by Reporting Type: Nebraska
ReportingType | 2015 | 2020 | 2025 | 2030 | 2035 | 2040
BM | 0 | 0 | 0 | 0 | 0 | 0
CC | 0 | 0 | 0 | 0 | 0 | 0
CSP | 0 | 0 | 0 | 0 | 0 | 0
CT | 0 | 0 | 0 | 0 | 0 | 0
Coal | 0 | 0 | 0 | 0 | 0 | 0
Geo | 0 | 0 | 0 | 0 | 0 | 0
H | 0 | 0 | 0 | 0 | 0 | 0
LFG | 0 | 0 | 0 | 0 | 0 | 0
Nuc | 0 | 0 | 0 | 0 | 1251.8 | 0
PS | 0 | 0 | 0 | 0 | 0 | 0
PV | 0 | 0 | 0 | 0 | 0 | 0
PeakG | 0 | 0 | 0 | 0 | 0 | 0
PeakO | 0 | 0 | 0 | 0 | 0 | 0
ST | 0 | 0 | 0 | 0 | 0 | 0
STOG | 0 | 0 | 0 | 0 | 0 | 0
STWD | 0 | 0 | 0 | 0 | 0 | 0
WT | 0 | 0 | 0 | 0 | 0 | 0
IGCC | 0 | 0 | 0 | 0 | 0 | 0
DemandResponse | 0 | 0 | 0 | 0 | 0 | 0
IGCC-CCS | 0 | 0 | 0 | 0 | 0 | 0
WT_off | 0 | 0 | 0 | 0 | 0 | 0
PseudoUnit | 0 | 0 | 0 | 0 | 0 | 0
FixedInterchange | 0 | 0 | 0 | 0 | 0 | 0
Retirements of Capacity by Reporting Type: NEISO
ReportingType | 2015 | 2020 | 2025 | 2030 | 2035 | 2040
BM | 0 | 0 | 0 | 0 | 0 | 0
CC | 1917.69 | 0 | 0 | 0 | 0 | 0
CSP | 0 | 0 | 0 | 0 | 0 | 0
CT | 0 | 0 | 0 | 0 | 0 | 0
Coal | 2250.13 | 320 | 0 | 0 | 0 | 0
Geo | 0 | 0 | 0 | 0 | 0 | 0
H | 0 | 0 | 0 | 0 | 0 | 0
LFG | 0 | 0 | 0 | 0 | 0 | 0
Nuc | 0 | 0 | 0 | 0 | 1289 | 876.92
PS | 0 | 0 | 0 | 0 | 0 | 0
PV | 0 | 0 | 0 | 0 | 0 | 0
PeakG | 0 | 0 | 0 | 0 | 0 | 0
PeakO | 102.52 | 0 | 0 | 0 | 0 | 0
ST | 0 | 0 | 0 | 0 | 0 | 0
STOG | 6237 | 0 | 0 | 0 | 0 | 0
STWD | 0 | 0 | 0 | 0 | 0 | 0
WT | 0 | 0 | 0 | 0 | 0 | 0
IGCC | 0 | 0 | 0 | 0 | 0 | 0
DemandResponse | 0 | 0 | 0 | 0 | 0 | 0
IGCC-CCS | 0 | 0 | 0 | 0 | 0 | 0
WT_off | 0 | 0 | 0 | 0 | 468 | 0
PseudoUnit | 0 | 0 | 0 | 0 | 0 | 0
FixedInterchange | 0 | 0 | 0 | 0 | 0 | 0
Retirements of Capacity by Reporting Type: NonRTO_Midwest
ReportingType | 2015 | 2020 | 2025 | 2030 | 2035 | 2040
BM | 0 | 0 | 0 | 0 | 0 | 0
CC | 0 | 0 | 0 | 0 | 0 | 0
CSP | 0 | 0 | 0 | 0 | 0 | 0
CT | 0 | 0 | 0 | 0 | 0 | 0
Coal | 1789.65 | 0 | 0 | 0 | 0 | 0
Geo | 0 | 0 | 0 | 0 | 0 | 0
H | 0 | 0 | 0 | 0 | 0 | 0
LFG | 0 | 0 | 0 | 0 | 0 | 0
Nuc | 0 | 0 | 0 | 0 | 0 | 0
PS | 0 | 0 | 0 | 0 | 0 | 0
PV | 0 | 0 | 0 | 0 | 0 | 0
PeakG | 0 | 0 | 0 | 0 | 0 | 0
PeakO | 0 | 0 | 0 | 0 | 0 | 0
ST | 0 | 0 | 0 | 0 | 0 | 0
STOG | 0 | 0 | 0 | 0 | 0 | 0
STWD | 0 | 0 | 0 | 0 | 0 | 0
WT | 0 | 0 | 0 | 0 | 0 | 0
IGCC | 0 | 0 | 0 | 0 | 0 | 0
DemandResponse | 0 | 0 | 0 | 0 | 0 | 0
IGCC-CCS | 0 | 0 | 0 | 0 | 0 | 0
WT_off | 0 | 0 | 0 | 0 | 0 | 0
PseudoUnit | 0 | 0 | 0 | 0 | 0 | 0
FixedInterchange | 0 | 0 | 0 | 0 | 0 | 0
Retirements of Capacity by Reporting Type: NYISO_A-F
ReportingType | 2015 | 2020 | 2025 | 2030 | 2035 | 2040
BM | 0 | 0 | 0 | 0 | 0 | 0
CC | 0 | 0 | 0 | 0 | 0 | 0
CSP | 0 | 0 | 0 | 0 | 0 | 0
CT | 0 | 0 | 0 | 0 | 0 | 0
Coal | 2251.9 | 0 | 0 | 0 | 0 | 0
Geo | 0 | 0 | 0 | 0 | 0 | 0
H | 0 | 0 | 0 | 0 | 0 | 0
LFG | 0 | 0 | 0 | 0 | 0 | 0
Nuc | 0 | 0 | 0 | 621.2 | 580.5 | 852.2
PS | 0 | 0 | 0 | 0 | 0 | 0
PV | 0 | 0 | 0 | 0 | 0 | 0
PeakG | 0 | 0 | 0 | 0 | 0 | 0
PeakO | 0 | 0 | 0 | 0 | 0 | 0
ST | 0 | 0 | 0 | 0 | 0 | 0
STOG | 1701 | 0 | 0 | 0 | 0 | 0
STWD | 0 | 0 | 0 | 0 | 0 | 0
WT | 0 | 0 | 0 | 0 | 1828.3 | 517.8
IGCC | 0 | 0 | 0 | 0 | 0 | 0
DemandResponse | 0 | 0 | 0 | 0 | 0 | 0
IGCC-CCS | 0 | 0 | 0 | 0 | 0 | 0
WT_off | 0 | 0 | 0 | 0 | 0 | 0
PseudoUnit | 0 | 0 | 0 | 0 | 0 | 0
FixedInterchange | 0 | 0 | 0 | 0 | 0 | 0
Retirements of Capacity by Reporting Type: NYISO_G-I
ReportingType | 2015 | 2020 | 2025 | 2030 | 2035 | 2040
BM | 0 | 0 | 0 | 0 | 0 | 0
CC | 0 | 0 | 0 | 0 | 0 | 0
CSP | 0 | 0 | 0 | 0 | 0 | 0
CT | 0 | 0 | 0 | 0 | 0 | 0
Coal | 368.2 | 0 | 0 | 0 | 0 | 0
Geo | 0 | 0 | 0 | 0 | 0 | 0
H | 0 | 0 | 0 | 0 | 0 | 0
LFG | 0 | 0 | 0 | 0 | 0 | 0
Nuc | 0 | 0 | 0 | 0 | 1019.6 | 1025
PS | 0 | 0 | 0 | 0 | 0 | 0
PV | 0 | 0 | 0 | 0 | 0 | 0
PeakG | 0 | 0 | 0 | 0 | 0 | 0
PeakO | 0 | 0 | 0 | 0 | 0 | 0
ST | 0 | 0 | 0 | 0 | 0 | 0
STOG | 2431 | 0 | 0 | 0 | 0 | 0
STWD | 0 | 0 | 0 | 0 | 0 | 0
WT | 0 | 0 | 0 | 0 | 0 | 0
IGCC | 0 | 0 | 0 | 0 | 0 | 0
DemandResponse | 0 | 0 | 0 | 0 | 0 | 0
IGCC-CCS | 0 | 0 | 0 | 0 | 0 | 0
WT_off | 0 | 0 | 0 | 0 | 0 | 0
PseudoUnit | 0 | 0 | 0 | 0 | 0 | 0
FixedInterchange | 0 | 0 | 0 | 0 | 0 | 0
Retirements of Capacity by Reporting Type: NYISO_J-K
ReportingType | 2015 | 2020 | 2025 | 2030 | 2035 | 2040
BM | 0 | 0 | 0 | 0 | 0 | 0
CC | 0 | 0 | 0 | 0 | 0 | 0
CSP | 0 | 0 | 0 | 0 | 0 | 0
CT | 0 | 0 | 0 | 0 | 0 | 0
Coal | 0 | 0 | 0 | 0 | 0 | 0
Geo | 0 | 0 | 0 | 0 | 0 | 0
H | 0 | 0 | 0 | 0 | 0 | 0
LFG | 0 | 0 | 0 | 0 | 0 | 0
Nuc | 0 | 0 | 0 | 0 | 0 | 0
PS | 0 | 0 | 0 | 0 | 0 | 0
PV | 0 | 0 | 0 | 0 | 32 | 0
PeakG | 0 | 0 | 0 | 0 | 0 | 0
PeakO | 0 | 0 | 0 | 0 | 0 | 0
ST | 0 | 0 | 0 | 0 | 0 | 0
STOG | 2425.28 | 0 | 0 | 0 | 0 | 0
STWD | 0 | 0 | 0 | 0 | 0 | 0
WT | 0 | 0 | 0 | 0 | 0 | 0
IGCC | 0 | 0 | 0 | 0 | 0 | 0
DemandResponse | 0 | 0 | 0 | 0 | 0 | 0
IGCC-CCS | 0 | 0 | 0 | 0 | 0 | 0
WT_off | 0 | 0 | 0 | 0 | 0 | 0
PseudoUnit | 0 | 0 | 0 | 0 | 0 | 0
FixedInterchange | 0 | 0 | 0 | 0 | 0 | 0
Retirements of Capacity by Reporting Type: PJM_E
ReportingType | 2015 | 2020 | 2025 | 2030 | 2035 | 2040
BM | 0 | 0 | 0 | 0 | 0 | 0
CC | 0 | 0 | 0 | 0 | 0 | 0
CSP | 0 | 0 | 0 | 0 | 0 | 0
CT | 0 | 0 | 0 | 0 | 0 | 0
Coal | 3285 | 568 | 0 | 0 | 0 | 0
Geo | 0 | 0 | 0 | 0 | 0 | 0
H | 0 | 0 | 0 | 0 | 0 | 0
LFG | 0 | 0 | 0 | 0 | 0 | 0
Nuc | 0 | 614.5 | 0 | 0 | 2224 | 1174
PS | 0 | 0 | 0 | 0 | 0 | 0
PV | 0 | 0 | 0 | 0 | 0 | 0
PeakG | 268.5 | 0 | 0 | 0 | 0 | 0
PeakO | 2.7 | 0 | 0 | 0 | 0 | 0
ST | 0 | 0 | 0 | 0 | 0 | 0
STOG | 931.92 | 0 | 0 | 0 | 0 | 0
STWD | 0 | 0 | 0 | 0 | 0 | 0
WT | 0 | 0 | 0 | 0 | 0 | 0
IGCC | 0 | 0 | 0 | 0 | 0 | 0
DemandResponse | 0 | 0 | 0 | 0 | 0 | 0
IGCC-CCS | 0 | 0 | 0 | 0 | 0 | 0
WT_off | 0 | 0 | 0 | 0 | 0 | 0
PseudoUnit | 0 | 0 | 0 | 0 | 0 | 0
FixedInterchange | 0 | 0 | 0 | 0 | 0 | 0
Retirements of Capacity by Reporting Type: PJM_ROM
ReportingType | 2015 | 2020 | 2025 | 2030 | 2035 | 2040
BM | 0 | 0 | 0 | 0 | 0 | 0
CC | 0 | 0 | 0 | 0 | 0 | 0
CSP | 0 | 0 | 0 | 0 | 0 | 0
CT | 0 | 0 | 0 | 0 | 0 | 0
Coal | 9289.5 | 1234 | 0 | 0 | 0 | 0
Geo | 0 | 0 | 0 | 0 | 0 | 0
H | 0 | 0 | 0 | 0 | 0 | 0
LFG | 0 | 0 | 0 | 0 | 0 | 0
Nuc | 0 | 0 | 0 | 0 | 1732 | 899
PS | 0 | 0 | 0 | 0 | 0 | 0
PV | 0 | 0 | 0 | 0 | 0 | 0
PeakG | 0 | 0 | 0 | 0 | 0 | 0
PeakO | 270 | 0 | 0 | 0 | 0 | 0
ST | 0 | 0 | 0 | 0 | 0 | 0
STOG | 580 | 0 | 0 | 0 | 0 | 0
STWD | 0 | 0 | 0 | 0 | 0 | 0
WT | 0 | 0 | 0 | 0 | 0 | 0
IGCC | 0 | 0 | 0 | 0 | 0 | 0
DemandResponse | 0 | 0 | 0 | 0 | 0 | 0
IGCC-CCS | 0 | 0 | 0 | 0 | 0 | 0
WT_off | 0 | 0 | 0 | 0 | 0 | 0
PseudoUnit | 0 | 0 | 0 | 0 | 0 | 0
FixedInterchange | 0 | 0 | 0 | 0 | 0 | 0
Retirements of Capacity by Reporting Type: PJM_ROR
ReportingType | 2015 | 2020 | 2025 | 2030 | 2035 | 2040
BM | 0 | 0 | 0 | 0 | 0 | 0
CC | 0 | 0 | 0 | 0 | 0 | 0
CSP | 0 | 0 | 0 | 0 | 0 | 0
CT | 0 | 0 | 0 | 0 | 0 | 0
Coal | 12945.17 | 12020.19 | 0 | 0 | 0 | 0
Geo | 0 | 0 | 0 | 0 | 0 | 0
H | 0 | 0 | 0 | 0 | 0 | 0
LFG | 0 | 0 | 0 | 0 | 0 | 0
Nuc | 0 | 0 | 0 | 867 | 4275 | 4883.16
PS | 0 | 0 | 0 | 0 | 0 | 0
PV | 0 | 0 | 0 | 0 | 0 | 0
PeakG | 0 | 0 | 0 | 0 | 0 | 0
PeakO | 19 | 0 | 0 | 0 | 0 | 0
ST | 0 | 0 | 0 | 0 | 0 | 0
STOG | 35 | 0 | 0 | 0 | 0 | 0
STWD | 0 | 0 | 0 | 0 | 0 | 0
WT | 0 | 0 | 0 | 0 | 0 | 0
IGCC | 0 | 0 | 0 | 0 | 0 | 0
DemandResponse | 0 | 0 | 0 | 0 | 0 | 0
IGCC-CCS | 0 | 0 | 0 | 0 | 0 | 0
WT_off | 0 | 0 | 0 | 0 | 0 | 0
PseudoUnit | 0 | 0 | 0 | 0 | 0 | 0
FixedInterchange | 0 | 0 | 0 | 0 | 0 | 0
Retirements of Capacity by Reporting Type: SOCO
ReportingType | 2015 | 2020 | 2025 | 2030 | 2035 | 2040
BM | 0 | 0 | 0 | 0 | 0 | 0
CC | 0 | 0 | 186 | 0 | 0 | 0
CSP | 0 | 0 | 0 | 0 | 0 | 0
CT | 0 | 0 | 0 | 0 | 0 | 0
Coal | 10536.11 | 956.89 | 0 | 0 | 0 | 0
Geo | 0 | 0 | 0 | 0 | 0 | 0
H | 0 | 0 | 0 | 0 | 0 | 0
LFG | 0 | 0 | 0 | 0 | 0 | 0
Nuc | 0 | 0 | 0 | 0 | 0 | 2645.05
PS | 0 | 0 | 0 | 0 | 0 | 0
PV | 0 | 0 | 0 | 0 | 0 | 0
PeakG | 210 | 0 | 4379.19 | 0 | 0 | 0
PeakO | 1139 | 0 | 0 | 0 | 0 | 0
ST | 0 | 0 | 0 | 0 | 0 | 0
STOG | 854 | 0 | 0 | 0 | 0 | 0
STWD | 0 | 0 | 0 | 0 | 0 | 0
WT | 0 | 0 | 0 | 0 | 0 | 0
IGCC | 0 | 0 | 0 | 0 | 0 | 0
DemandResponse | 0 | 0 | 0 | 0 | 0 | 0
IGCC-CCS | 0 | 0 | 0 | 0 | 0 | 0
WT_off | 0 | 0 | 0 | 0 | 0 | 0
PseudoUnit | 0 | 0 | 0 | 0 | 0 | 0
FixedInterchange | 0 | 0 | 0 | 0 | 0 | 0
Retirements of Capacity by Reporting Type: SPP_N
ReportingType | 2015 | 2020 | 2025 | 2030 | 2035 | 2040
BM | 0 | 0 | 0 | 0 | 0 | 0
CC | 0 | 0 | 0 | 0 | 0 | 0
CSP | 0 | 0 | 0 | 0 | 0 | 0
CT | 0 | 0 | 0 | 0 | 0 | 0
Coal | 0 | 374.9 | 338.31 | 0 | 0 | 0
Geo | 0 | 0 | 0 | 0 | 0 | 0
H | 0 | 0 | 0 | 0 | 0 | 0
LFG | 0 | 0 | 0 | 0 | 0 | 0
Nuc | 0 | 0 | 0 | 0 | 0 | 0
PS | 0 | 0 | 0 | 0 | 0 | 0
PV | 0 | 0 | 0 | 0 | 0 | 0
PeakG | 0 | 0 | 0 | 0 | 0 | 0
PeakO | 0 | 0 | 0 | 0 | 0 | 0
ST | 0 | 0 | 0 | 0 | 0 | 0
STOG | 54 | 0 | 0 | 0 | 0 | 0
STWD | 0 | 0 | 0 | 0 | 0 | 0
WT | 0 | 0 | 0 | 0 | 0 | 0
IGCC | 0 | 0 | 0 | 0 | 0 | 0
DemandResponse | 0 | 0 | 0 | 0 | 0 | 0
IGCC-CCS | 0 | 0 | 0 | 0 | 0 | 0
WT_off | 0 | 0 | 0 | 0 | 0 | 0
PseudoUnit | 0 | 0 | 0 | 0 | 0 | 0
FixedInterchange | 0 | 0 | 0 | 0 | 0 | 0
Retirements of Capacity by Reporting Type: SPP_S
ReportingType | 2015 | 2020 | 2025 | 2030 | 2035 | 2040
BM | 0 | 0 | 0 | 0 | 0 | 0
CC | 0 | 0 | 0 | 0 | 0 | 0
CSP | 0 | 0 | 0 | 0 | 0 | 0
CT | 0 | 0 | 0 | 0 | 0 | 0
Coal | 1058 | 0 | 528 | 0 | 0 | 0
Geo | 0 | 0 | 0 | 0 | 0 | 0
H | 0 | 0 | 0 | 0 | 0 | 0
LFG | 0 | 0 | 0 | 0 | 0 | 0
Nuc | 0 | 0 | 0 | 0 | 0 | 0
PS | 0 | 0 | 0 | 0 | 0 | 0
PV | 0 | 0 | 0 | 0 | 0 | 0
PeakG | 0 | 0 | 0 | 0 | 0 | 0
PeakO | 0 | 0 | 0 | 0 | 0 | 0
ST | 0 | 0 | 0 | 0 | 0 | 0
STOG | 1736.62 | 0 | 0 | 0 | 0 | 0
STWD | 0 | 0 | 0 | 0 | 0 | 0
WT | 0 | 0 | 0 | 0 | 0 | 0
IGCC | 0 | 0 | 0 | 0 | 0 | 0
DemandResponse | 0 | 0 | 0 | 0 | 0 | 0
IGCC-CCS | 0 | 0 | 0 | 0 | 0 | 0
WT_off | 0 | 0 | 0 | 0 | 0 | 0
PseudoUnit | 0 | 0 | 0 | 0 | 0 | 0
FixedInterchange | 0 | 0 | 0 | 0 | 0 | 0
Retirements of Capacity by Reporting Type: TVA
ReportingType | 2015 | 2020 | 2025 | 2030 | 2035 | 2040
BM | 0 | 0 | 0 | 0 | 0 | 0
CC | 0 | 0 | 0 | 0 | 0 | 0
CSP | 0 | 0 | 0 | 0 | 0 | 0
CT | 0 | 0 | 0 | 0 | 0 | 0
Coal | 3610.95 | 2326.77 | 184.96 | 0 | 0 | 0
Geo | 0 | 0 | 0 | 0 | 0 | 0
H | 0 | 0 | 0 | 0 | 0 | 0
LFG | 0 | 0 | 0 | 0 | 0 | 0
Nuc | 0 | 0 | 0 | 0 | 2512.33 | 1278.67
PS | 0 | 0 | 0 | 0 | 0 | 0
PV | 0 | 0 | 0 | 0 | 0 | 0
PeakG | 0 | 0 | 0 | 0 | 0 | 0
PeakO | 0 | 0 | 0 | 0 | 0 | 0
ST | 0 | 0 | 0 | 0 | 0 | 0
STOG | 0 | 0 | 0 | 0 | 0 | 0
STWD | 0 | 0 | 0 | 0 | 0 | 0
WT | 0 | 0 | 0 | 0 | 0 | 0
IGCC | 0 | 0 | 0 | 0 | 0 | 0
DemandResponse | 0 | 0 | 0 | 0 | 0 | 0
IGCC-CCS | 0 | 0 | 0 | 0 | 0 | 0
WT_off | 0 | 0 | 0 | 0 | 0 | 0
PseudoUnit | 0 | 0 | 0 | 0 | 0 | 0
FixedInterchange | 0 | 0 | 0 | 0 | 0 | 0
Retirements of Capacity by Reporting Type: TVA_Transmission
ReportingType | 2015 | 2020 | 2025 | 2030 | 2035 | 2040
BM | 0 | 0 | 0 | 0 | 0 | 0
CC | 0 | 0 | 0 | 0 | 0 | 0
CSP | 0 | 0 | 0 | 0 | 0 | 0
CT | 0 | 0 | 0 | 0 | 0 | 0
Coal | 0 | 0 | 0 | 0 | 0 | 0
Geo | 0 | 0 | 0 | 0 | 0 | 0
H | 0 | 0 | 0 | 0 | 0 | 0
LFG | 0 | 0 | 0 | 0 | 0 | 0
Nuc | 0 | 0 | 0 | 0 | 0 | 0
PS | 0 | 0 | 0 | 0 | 0 | 0
PV | 0 | 0 | 0 | 0 | 0 | 0
PeakG | 0 | 0 | 0 | 0 | 0 | 0
PeakO | 0 | 0 | 0 | 0 | 0 | 0
ST | 0 | 0 | 0 | 0 | 0 | 0
STOG | 0 | 0 | 0 | 0 | 0 | 0
STWD | 0 | 0 | 0 | 0 | 0 | 0
WT | 0 | 0 | 0 | 0 | 0 | 0
IGCC | 0 | 0 | 0 | 0 | 0 | 0
DemandResponse | 0 | 0 | 0 | 0 | 0 | 0
IGCC-CCS | 0 | 0 | 0 | 0 | 0 | 0
WT_off | 0 | 0 | 0 | 0 | 0 | 0
PseudoUnit | 0 | 0 | 0 | 0 | 0 | 0
FixedInterchange | 0 | 0 | 0 | 0 | 0 | 0
Retirements of Capacity by Reporting Type: VACAR
ReportingType | 2015 | 2020 | 2025 | 2030 | 2035 | 2040
BM | 0 | 0 | 0 | 0 | 0 | 0
CC | 0 | 0 | 0 | 0 | 0 | 0
CSP | 0 | 0 | 0 | 0 | 0 | 0
CT | 0 | 0 | 0 | 0 | 0 | 0
Coal | 2954 | 5883.04 | 2282.04 | 0 | 0 | 0
Geo | 0 | 0 | 0 | 0 | 0 | 0
H | 0 | 0 | 0 | 0 | 0 | 0
LFG | 0 | 0 | 0 | 0 | 0 | 0
Nuc | 0 | 0 | 0 | 0 | 3248 | 1858
PS | 0 | 0 | 0 | 0 | 0 | 0
PV | 0 | 0 | 0 | 0 | 0 | 0
PeakG | 0 | 0 | 0 | 0 | 0 | 0
PeakO | 0 | 0 | 0 | 0 | 0 | 0
ST | 0 | 0 | 0 | 0 | 0 | 0
STOG | 0 | 0 | 0 | 0 | 0 | 0
STWD | 0 | 0 | 0 | 0 | 0 | 0
WT | 0 | 0 | 0 | 0 | 0 | 0
IGCC | 0 | 0 | 0 | 0 | 0 | 0
DemandResponse | 0 | 0 | 0 | 0 | 0 | 0
IGCC-CCS | 0 | 0 | 0 | 0 | 0 | 0
WT_off | 0 | 0 | 0 | 0 | 0 | 0
PseudoUnit | 0 | 0 | 0 | 0 | 0 | 0
FixedInterchange | 0 | 0 | 0 | 0 | 0 | 0
Retirements of Capacity by Reporting Type: IESO
ReportingType | 2015 | 2020 | 2025 | 2030 | 2035 | 2040
BM | 0 | 0 | 0 | 0 | 0 | 0
CC | 3107.3 | 0 | 0 | 0 | 0 | 0
CSP | 0 | 0 | 0 | 0 | 0 | 0
CT | 0 | 0 | 0 | 0 | 0 | 0
Coal | 6416 | 0 | 0 | 0 | 0 | 0
Geo | 0 | 0 | 0 | 0 | 0 | 0
H | 0 | 0 | 0 | 0 | 0 | 0
LFG | 0 | 0 | 0 | 0 | 0 | 0
Nuc | 0 | 0 | 0 | 0 | 1030 | 1540
PS | 0 | 0 | 0 | 0 | 0 | 0
PV | 0 | 0 | 0 | 0 | 1067.26 | 0
PeakG | 0 | 0 | 0 | 0 | 0 | 0
PeakO | 145.65 | 0 | 0 | 0 | 0 | 0
ST | 0 | 0 | 0 | 0 | 0 | 0
STOG | 2126 | 0 | 0 | 0 | 0 | 0
STWD | 139 | 0 | 0 | 0 | 0 | 0
WT | 0 | 0 | 0 | 0 | 2105.9 | 0
IGCC | 0 | 0 | 0 | 0 | 0 | 0
DemandResponse | 0 | 0 | 0 | 0 | 0 | 0
IGCC-CCS | 0 | 0 | 0 | 0 | 0 | 0
WT_off | 0 | 0 | 0 | 0 | 0 | 0
PseudoUnit | 0 | 0 | 0 | 0 | 0 | 0
FixedInterchange | 0 | 0 | 0 | 0 | 0 | 0
Retirements of Capacity by Reporting Type: MAPP_CA
ReportingType | 2015 | 2020 | 2025 | 2030 | 2035 | 2040
BM | 0 | 0 | 0 | 0 | 0 | 0
CC | 0 | 0 | 0 | 562.62 | 0 | 0
CSP | 0 | 0 | 0 | 0 | 0 | 0
CT | 0 | 0 | 0 | 0 | 35 | 0
Coal | 110.01 | 0 | 1635.89 | 0 | 0 | 0
Geo | 0 | 0 | 0 | 0 | 0 | 0
H | 0 | 0 | 0 | 0 | 0 | 0
LFG | 0 | 0 | 0 | 0 | 0 | 0
Nuc | 0 | 0 | 0 | 0 | 0 | 0
PS | 0 | 0 | 0 | 0 | 0 | 0
PV | 0 | 0 | 0 | 0 | 0 | 0
PeakG | 0 | 0 | 0 | 0 | 0 | 0
PeakO | 0 | 0 | 0 | 0 | 0 | 0
ST | 0 | 0 | 0 | 0 | 0 | 0
STOG | 0 | 0 | 0 | 126 | 0 | 0
STWD | 0 | 0 | 0 | 0 | 0 | 0
WT | 0 | 0 | 0 | 0 | 0 | 0
IGCC | 0 | 0 | 0 | 0 | 0 | 0
DemandResponse | 0 | 0 | 0 | 0 | 0 | 0
IGCC-CCS | 0 | 0 | 0 | 0 | 0 | 0
WT_off | 0 | 0 | 0 | 0 | 0 | 0
PseudoUnit | 0 | 0 | 0 | 0 | 0 | 0
FixedInterchange | 0 | 0 | 0 | 0 | 0 | 0
Retirements of Capacity by Reporting Type: AZ_NM_SNV_Coal
ReportingType | 2015 | 2020 | 2025 | 2030 | 2035 | 2040
BM | 0 | 0 | 0 | 0 | 0 | 0
CC | 0 | 0 | 0 | 0 | 0 | 0
CSP | 0 | 0 | 0 | 0 | 0 | 0
CT | 0 | 0 | 0 | 0 | 0 | 0
Coal | 0 | 0 | 0 | 0 | 0 | 0
Geo | 0 | 0 | 0 | 0 | 0 | 0
H | 0 | 0 | 0 | 0 | 0 | 0
LFG | 0 | 0 | 0 | 0 | 0 | 0
Nuc | 0 | 0 | 0 | 0 | 0 | 0
PS | 0 | 0 | 0 | 0 | 0 | 0
PV | 0 | 0 | 0 | 0 | 0 | 0
PeakG | 0 | 0 | 0 | 0 | 0 | 0
PeakO | 200 | 0 | 0 | 0 | 0 | 0
ST | 0 | 0 | 0 | 0 | 0 | 0
STOG | 0 | 0 | 0 | 0 | 0 | 0
STWD | 0 | 0 | 0 | 0 | 0 | 0
WT | 0 | 0 | 0 | 0 | 0 | 0
IGCC | 0 | 0 | 0 | 0 | 0 | 0
DemandResponse | 0 | 0 | 0 | 0 | 0 | 0
IGCC-CCS | 0 | 0 | 0 | 0 | 0 | 0
WT_off | 0 | 0 | 0 | 0 | 0 | 0
PseudoUnit | 0 | 0 | 0 | 0 | 0 | 0
FixedInterchange | 0 | 0 | 0 | 0 | 0 | 0
Retirements of Capacity by Reporting Type: AZ_NM_SNV_Gas
ReportingType | 2015 | 2020 | 2025 | 2030 | 2035 | 2040
BM | 0 | 0 | 0 | 0 | 0 | 0
CC | 1095 | 0 | 0 | 0 | 0 | 0
CSP | 0 | 0 | 0 | 0 | 0 | 0
CT | 0 | 0 | 0 | 0 | 736 | 0
Coal | 0 | 0 | 0 | 0 | 0 | 0
Geo | 0 | 0 | 0 | 0 | 0 | 0
H | 0 | 0 | 0 | 0 | 0 | 0
LFG | 0 | 0 | 0 | 0 | 0 | 0
Nuc | 0 | 0 | 0 | 0 | 0 | 0
PS | 0 | 0 | 0 | 0 | 0 | 0
PV | 0 | 0 | 0 | 0 | 0 | 0
PeakG | 1830.61 | 0 | 0 | 0 | 0 | 1829.39
PeakO | 0 | 0 | 0 | 0 | 0 | 0
ST | 0 | 0 | 0 | 0 | 0 | 0
STOG | 2064 | 0 | 0 | 0 | 0 | 0
STWD | 0 | 0 | 0 | 0 | 0 | 0
WT | 0 | 0 | 0 | 0 | 0 | 0
IGCC | 0 | 0 | 0 | 0 | 0 | 0
DemandResponse | 0 | 0 | 0 | 0 | 0 | 0
IGCC-CCS | 0 | 0 | 0 | 0 | 0 | 0
WT_off | 0 | 0 | 0 | 0 | 0 | 0
PseudoUnit | 0 | 0 | 0 | 0 | 0 | 0
FixedInterchange | 0 | 0 | 0 | 0 | 0 | 0
Retirements of Capacity by Reporting Type: AZ_NM_SNV_NucRenew
ReportingType | 2015 | 2020 | 2025 | 2030 | 2035 | 2040
BM | 0 | 0 | 0 | 0 | 0 | 0
CC | 0 | 0 | 0 | 0 | 0 | 0
CSP | 65 | 0 | 0 | 0 | 0 | 0
CT | 0 | 0 | 0 | 0 | 0 | 0
Coal | 0 | 0 | 0 | 0 | 0 | 0
Geo | 0 | 0 | 0 | 0 | 0 | 0
H | 0 | 0 | 0 | 0 | 0 | 0
LFG | 0 | 0 | 0 | 0 | 0 | 0
Nuc | 0 | 0 | 0 | 0 | 0 | 0
PS | 0 | 0 | 0 | 0 | 0 | 0
PV | 0 | 0 | 0 | 0 | 0 | 0
PeakG | 0 | 0 | 0 | 0 | 0 | 0
PeakO | 0 | 0 | 0 | 0 | 0 | 0
ST | 0 | 0 | 0 | 0 | 0 | 0
STOG | 0 | 0 | 0 | 0 | 0 | 0
STWD | 0 | 0 | 0 | 0 | 0 | 0
WT | 0 | 0 | 0 | 0 | 0 | 0
IGCC | 0 | 0 | 0 | 0 | 0 | 0
DemandResponse | 0 | 0 | 0 | 0 | 0 | 0
IGCC-CCS | 0 | 0 | 0 | 0 | 0 | 0
WT_off | 0 | 0 | 0 | 0 | 0 | 0
PseudoUnit | 0 | 0 | 0 | 0 | 0 | 0
FixedInterchange | 0 | 0 | 0 | 0 | 0 | 0
Retirements of Capacity by Reporting Type: ERCOT
ReportingType | 2015 | 2020 | 2025 | 2030 | 2035 | 2040
BM | 0 | 0 | 0 | 0 | 0 | 0
CC | 0 | 0 | 0 | 0 | 0 | 0
CSP | 0 | 0 | 0 | 0 | 0 | 0
CT | 0 | 0 | 0 | 0 | 0 | 0
Coal | 1525.55 | 0 | 0 | 0 | 0 | 0
Geo | 0 | 0 | 0 | 0 | 0 | 0
H | 0 | 0 | 0 | 0 | 0 | 0
LFG | 0 | 0 | 0 | 0 | 0 | 0
Nuc | 0 | 0 | 0 | 0 | 0 | 0
PS | 0 | 0 | 0 | 0 | 0 | 0
PV | 0 | 0 | 0 | 0 | 14 | 0
PeakG | 0 | 0 | 0 | 0 | 0 | 0
PeakO | 0 | 0 | 0 | 0 | 0 | 0
ST | 0 | 0 | 0 | 0 | 0 | 0
STOG | 1331.74 | 0 | 0 | 0 | 0 | 0
STWD | 0 | 0 | 0 | 0 | 0 | 0
WT | 0 | 0 | 0 | 0 | 0 | 0
IGCC | 0 | 0 | 0 | 0 | 0 | 0
DemandResponse | 0 | 0 | 0 | 0 | 0 | 0
IGCC-CCS | 0 | 0 | 0 | 0 | 0 | 0
WT_off | 0 | 0 | 0 | 0 | 0 | 0
PseudoUnit | 0 | 0 | 0 | 0 | 0 | 0
FixedInterchange | 0 | 0 | 0 | 0 | 0 | 0
Retirements of Capacity by Reporting Type: NP15
ReportingType | 2015 | 2020 | 2025 | 2030 | 2035 | 2040
BM | 0 | 0 | 0 | 0 | 0 | 0
CC | 0 | 0 | 0 | 0 | 0 | 0
CSP | 0 | 0 | 0 | 0 | 0 | 0
CT | 0 | 0 | 0 | 0 | 0 | 0
Coal | 163.7 | 28.2 | 0 | 0 | 0 | 0
Geo | 0 | 0 | 0 | 0 | 0 | 0
H | 0 | 0 | 0 | 0 | 0 | 0
LFG | 0 | 0 | 0 | 0 | 0 | 0
Nuc | 0 | 0 | 0 | 0 | 0 | 0
PS | 0 | 0 | 0 | 0 | 0 | 0
PV | 0 | 0 | 0 | 0 | 6.5 | 0
PeakG | 0 | 0 | 0 | 0 | 0 | 0
PeakO | 156 | 0 | 0 | 0 | 0 | 0
ST | 0 | 0 | 0 | 0 | 0 | 0
STOG | 1046.4 | 0 | 0 | 0 | 0 | 0
STWD | 0 | 0 | 0 | 0 | 0 | 0
WT | 0 | 0 | 0 | 0 | 0 | 0
IGCC | 0 | 0 | 0 | 0 | 0 | 0
DemandResponse | 0 | 0 | 0 | 0 | 0 | 0
IGCC-CCS | 0 | 0 | 0 | 0 | 0 | 0
WT_off | 0 | 0 | 0 | 0 | 0 | 0
PseudoUnit | 0 | 0 | 0 | 0 | 0 | 0
FixedInterchange | 0 | 0 | 0 | 0 | 0 | 0
Retirements of Capacity by Reporting Type: NWPP_Coal
ReportingType | 2015 | 2020 | 2025 | 2030 | 2035 | 2040
BM | 0 | 0 | 0 | 0 | 0 | 0
CC | 0 | 0 | 0 | 0 | 0 | 0
CSP | 0 | 0 | 0 | 0 | 0 | 0
CT | 0 | 0 | 0 | 0 | 0 | 0
Coal | 685.88 | 0 | 0 | 0 | 0 | 0
Geo | 0 | 0 | 0 | 0 | 0 | 0
H | 0 | 0 | 0 | 0 | 0 | 0
LFG | 0 | 0 | 0 | 0 | 0 | 0
Nuc | 0 | 0 | 0 | 0 | 0 | 0
PS | 0 | 0 | 0 | 0 | 0 | 0
PV | 0 | 0 | 0 | 0 | 0 | 0
PeakG | 0 | 0 | 0 | 0 | 0 | 0
PeakO | 183 | 0 | 0 | 0 | 0 | 0
ST | 0 | 0 | 0 | 0 | 0 | 0
STOG | 0 | 0 | 0 | 0 | 0 | 0
STWD | 0 | 0 | 0 | 0 | 0 | 0
WT | 0 | 0 | 0 | 0 | 0 | 0
IGCC | 0 | 0 | 0 | 0 | 0 | 0
DemandResponse | 0 | 0 | 0 | 0 | 0 | 0
IGCC-CCS | 0 | 0 | 0 | 0 | 0 | 0
WT_off | 0 | 0 | 0 | 0 | 0 | 0
PseudoUnit | 0 | 0 | 0 | 0 | 0 | 0
FixedInterchange | 0 | 0 | 0 | 0 | 0 | 0
Retirements of Capacity by Reporting Type: NWPP_Gas
ReportingType | 2015 | 2020 | 2025 | 2030 | 2035 | 2040
BM | 0 | 0 | 0 | 0 | 0 | 0
CC | 1678 | 0 | 0 | 0 | 0 | 0
CSP | 0 | 0 | 0 | 0 | 0 | 0
CT | 0 | 0 | 0 | 0 | 150 | 0
Coal | 0 | 0 | 0 | 0 | 0 | 0
Geo | 0 | 0 | 0 | 0 | 0 | 0
H | 0 | 0 | 0 | 0 | 0 | 0
LFG | 0 | 0 | 0 | 0 | 0 | 0
Nuc | 0 | 0 | 0 | 0 | 0 | 0
PS | 0 | 0 | 0 | 0 | 0 | 0
PV | 0 | 0 | 0 | 0 | 0 | 0
PeakG | 2623 | 0 | 0 | 0 | 0 | 0
PeakO | 0 | 0 | 0 | 0 | 0 | 0
ST | 0 | 0 | 0 | 0 | 0 | 0
STOG | 786 | 0 | 0 | 0 | 0 | 0
STWD | 0 | 0 | 0 | 0 | 0 | 0
WT | 0 | 0 | 0 | 0 | 0 | 0
IGCC | 0 | 0 | 0 | 0 | 0 | 0
DemandResponse | 0 | 0 | 0 | 0 | 0 | 0
IGCC-CCS | 0 | 0 | 0 | 0 | 0 | 0
WT_off | 0 | 0 | 0 | 0 | 0 | 0
PseudoUnit | 0 | 0 | 0 | 0 | 0 | 0
FixedInterchange | 0 | 0 | 0 | 0 | 0 | 0
Retirements of Capacity by Reporting Type: NWPP_NucRenew
ReportingType | 2015 | 2020 | 2025 | 2030 | 2035 | 2040
BM | 0 | 0 | 0 | 0 | 0 | 0
CC | 0 | 0 | 0 | 0 | 0 | 0
CSP | 0 | 0 | 0 | 0 | 0 | 0
CT | 0 | 0 | 0 | 0 | 0 | 0
Coal | 0 | 0 | 0 | 0 | 0 | 0
Geo | 4.8 | 0 | 0 | 0 | 0 | 0
H | 0 | 0 | 0 | 0 | 0 | 0
LFG | 0 | 0 | 0 | 0 | 0 | 0
Nuc | 0 | 0 | 0 | 0 | 0 | 0
PS | 0 | 0 | 0 | 0 | 0 | 0
PV | 0 | 0 | 0 | 0 | 0 | 0
PeakG | 0 | 0 | 0 | 0 | 0 | 0
PeakO | 0 | 0 | 0 | 0 | 0 | 0
ST | 0 | 0 | 0 | 0 | 0 | 0
STOG | 0 | 0 | 0 | 0 | 0 | 0
STWD | 181.91 | 0 | 0 | 0 | 0 | 0
WT | 0 | 0 | 0 | 0 | 0 | 0
IGCC | 0 | 0 | 0 | 0 | 0 | 0
DemandResponse | 0 | 0 | 0 | 0 | 0 | 0
IGCC-CCS | 0 | 0 | 0 | 0 | 0 | 0
WT_off | 0 | 0 | 0 | 0 | 0 | 0
PseudoUnit | 0 | 0 | 0 | 0 | 0 | 0
FixedInterchange | 0 | 0 | 0 | 0 | 0 | 0
Retirements of Capacity by Reporting Type: RMPA
ReportingType | 2015 | 2020 | 2025 | 2030 | 2035 | 2040
BM | 0 | 0 | 0 | 0 | 0 | 0
CC | 0 | 0 | 0 | 0 | 0 | 0
CSP | 1 | 0 | 0 | 0 | 0 | 0
CT | 0 | 0 | 0 | 0 | 152 | 0
Coal | 480 | 170.5 | 354.72 | 0 | 0 | 244.28
Geo | 0 | 0 | 0 | 0 | 0 | 0
H | 0 | 0 | 0 | 0 | 0 | 0
LFG | 0 | 0 | 0 | 0 | 0 | 0
Nuc | 0 | 0 | 0 | 0 | 0 | 0
PS | 0 | 0 | 0 | 0 | 0 | 0
PV | 0 | 0 | 0 | 0 | 0 | 0
PeakG | 0 | 0 | 0 | 0 | 0 | 0
PeakO | 0 | 0 | 97.41 | 0 | 0 | 0
ST | 0 | 0 | 0 | 0 | 0 | 0
STOG | 217 | 0 | 0 | 0 | 0 | 0
STWD | 0 | 0 | 0 | 0 | 0 | 0
WT | 0 | 0 | 0 | 0 | 0 | 0
IGCC | 0 | 0 | 0 | 0 | 0 | 0
DemandResponse | 0 | 0 | 0 | 0 | 0 | 0
IGCC-CCS | 0 | 0 | 0 | 0 | 0 | 0
WT_off | 0 | 0 | 0 | 0 | 0 | 0
PseudoUnit | 0 | 0 | 0 | 0 | 0 | 0
FixedInterchange | 0 | 0 | 0 | 0 | 0 | 0
Retirements of Capacity by Reporting Type: SP15
ReportingType | 2015 | 2020 | 2025 | 2030 | 2035 | 2040
BM | 0 | 0 | 0 | 0 | 0 | 0
CC | 0 | 0 | 0 | 0 | 0 | 0
CSP | 409 | 0 | 0 | 0 | 0 | 0
CT | 0 | 0 | 0 | 0 | 0 | 0
Coal | 141.5 | 0 | 0 | 0 | 101.2 | 0
Geo | 0 | 0 | 0 | 0 | 0 | 0
H | 0 | 0 | 0 | 0 | 0 | 0
LFG | 0 | 0 | 0 | 0 | 0 | 0
Nuc | 0 | 0 | 0 | 0 | 0 | 0
PS | 0 | 0 | 0 | 0 | 0 | 0
PV | 0 | 0 | 0 | 0 | 3.8 | 0
PeakG | 44 | 0 | 0 | 0 | 0 | 0
PeakO | 15 | 0 | 0 | 0 | 0 | 0
ST | 0 | 0 | 0 | 0 | 0 | 0
STOG | 958 | 0 | 0 | 0 | 0 | 0
STWD | 0 | 0 | 0 | 0 | 0 | 0
WT | 126.2 | 0 | 0 | 0 | 0 | 0
IGCC | 0 | 0 | 0 | 0 | 0 | 0
DemandResponse | 0 | 0 | 0 | 0 | 0 | 0
IGCC-CCS | 0 | 0 | 0 | 0 | 0 | 0
WT_off | 0 | 0 | 0 | 0 | 0 | 0
PseudoUnit | 0 | 0 | 0 | 0 | 0 | 0
FixedInterchange | 0 | 0 | 0 | 0 | 0 | 0
Retirements of Capacity by Reporting Type: ALB
ReportingType | 2015 | 2020 | 2025 | 2030 | 2035 | 2040
BM | 0 | 0 | 0 | 0 | 0 | 0
CC | 0 | 0 | 0 | 0 | 198.76 | 0
CSP | 0 | 0 | 0 | 0 | 0 | 0
CT | 0 | 0 | 0 | 0 | 201.5 | 0
Coal | 0 | 0 | 0 | 0 | 0 | 0
Geo | 0 | 0 | 0 | 0 | 0 | 0
H | 0 | 0 | 0 | 0 | 0 | 0
LFG | 0 | 0 | 0 | 0 | 0 | 0
Nuc | 0 | 0 | 0 | 0 | 0 | 0
PS | 0 | 0 | 0 | 0 | 0 | 0
PV | 0 | 0 | 0 | 0 | 0 | 0
PeakG | 880.29 | 35.86 | 0 | 0 | 0 | 0
PeakO | 6 | 0 | 0 | 0 | 0 | 0
ST | 0 | 0 | 0 | 0 | 0 | 0
STOG | 186 | 0 | 0 | 0 | 0 | 0
STWD | 174 | 0 | 0 | 0 | 0 | 0
WT | 0 | 0 | 0 | 0 | 0 | 0
IGCC | 0 | 0 | 0 | 0 | 0 | 0
DemandResponse | 0 | 0 | 0 | 0 | 0 | 0
IGCC-CCS | 0 | 0 | 0 | 0 | 0 | 0
WT_off | 0 | 0 | 0 | 0 | 0 | 0
PseudoUnit | 0 | 0 | 0 | 0 | 0 | 0
FixedInterchange | 0 | 0 | 0 | 0 | 0 | 0
Retirements of Capacity by Reporting Type: BC
ReportingType | 2015 | 2020 | 2025 | 2030 | 2035 | 2040
BM | 0 | 0 | 0 | 0 | 0 | 0
CC | 0 | 0 | 0 | 0 | 0 | 0
CSP | 0 | 0 | 0 | 0 | 0 | 0
CT | 0 | 0 | 0 | 0 | 0 | 0
Coal | 0 | 0 | 0 | 0 | 0 | 0
Geo | 0 | 0 | 0 | 0 | 0 | 0
H | 0 | 0 | 0 | 0 | 0 | 0
LFG | 0 | 0 | 0 | 0 | 0 | 0
Nuc | 0 | 0 | 0 | 0 | 0 | 0
PS | 0 | 0 | 0 | 0 | 0 | 0
PV | 0 | 0 | 0 | 0 | 0 | 0
PeakG | 0 | 0 | 0 | 0 | 0 | 0
PeakO | 0 | 0 | 0 | 0 | 0 | 0
ST | 0 | 0 | 0 | 0 | 0 | 0
STOG | 938 | 0 | 0 | 0 | 0 | 0
STWD | 0 | 0 | 0 | 0 | 0 | 0
WT | 0 | 0 | 0 | 0 | 0 | 0
IGCC | 0 | 0 | 0 | 0 | 0 | 0
DemandResponse | 0 | 0 | 0 | 0 | 0 | 0
IGCC-CCS | 0 | 0 | 0 | 0 | 0 | 0
WT_off | 0 | 0 | 0 | 0 | 0 | 0
PseudoUnit | 0 | 0 | 0 | 0 | 0 | 0
FixedInterchange | 0 | 0 | 0 | 0 | 0 | 0
Retirements of Capacity by Reporting Type: HQ_IESO
ReportingType | 2015 | 2020 | 2025 | 2030 | 2035 | 2040
BM | 0 | 0 | 0 | 0 | 0 | 0
CC | 0 | 0 | 0 | 0 | 0 | 0
CSP | 0 | 0 | 0 | 0 | 0 | 0
CT | 0 | 0 | 0 | 0 | 0 | 0
Coal | 0 | 0 | 0 | 0 | 0 | 0
Geo | 0 | 0 | 0 | 0 | 0 | 0
H | 0 | 0 | 0 | 0 | 0 | 0
LFG | 0 | 0 | 0 | 0 | 0 | 0
Nuc | 0 | 0 | 0 | 0 | 0 | 0
PS | 0 | 0 | 0 | 0 | 0 | 0
PV | 0 | 0 | 0 | 0 | 0 | 0
PeakG | 0 | 0 | 0 | 0 | 0 | 0
PeakO | 0 | 0 | 0 | 0 | 0 | 0
ST | 0 | 0 | 0 | 0 | 0 | 0
STOG | 0 | 0 | 0 | 0 | 0 | 0
STWD | 0 | 0 | 0 | 0 | 0 | 0
WT | 0 | 0 | 0 | 0 | 0 | 0
IGCC | 0 | 0 | 0 | 0 | 0 | 0
DemandResponse | 0 | 0 | 0 | 0 | 0 | 0
IGCC-CCS | 0 | 0 | 0 | 0 | 0 | 0
WT_off | 0 | 0 | 0 | 0 | 0 | 0
PseudoUnit | 0 | 0 | 0 | 0 | 0 | 0
FixedInterchange | 0 | 0 | 0 | 0 | 0 | 0
Retirements of Capacity by Reporting Type: HQ_NEISO
ReportingType | 2015 | 2020 | 2025 | 2030 | 2035 | 2040
BM | 0 | 0 | 0 | 0 | 0 | 0
CC | 0 | 0 | 0 | 0 | 0 | 0
CSP | 0 | 0 | 0 | 0 | 0 | 0
CT | 0 | 0 | 0 | 0 | 0 | 0
Coal | 0 | 0 | 0 | 0 | 0 | 0
Geo | 0 | 0 | 0 | 0 | 0 | 0
H | 0 | 0 | 0 | 0 | 0 | 0
LFG | 0 | 0 | 0 | 0 | 0 | 0
Nuc | 0 | 0 | 0 | 0 | 0 | 0
PS | 0 | 0 | 0 | 0 | 0 | 0
PV | 0 | 0 | 0 | 0 | 0 | 0
PeakG | 0 | 0 | 0 | 0 | 0 | 0
PeakO | 0 | 0 | 0 | 0 | 0 | 0
ST | 0 | 0 | 0 | 0 | 0 | 0
STOG | 0 | 0 | 0 | 0 | 0 | 0
STWD | 0 | 0 | 0 | 0 | 0 | 0
WT | 0 | 0 | 0 | 0 | 0 | 0
IGCC | 0 | 0 | 0 | 0 | 0 | 0
DemandResponse | 0 | 0 | 0 | 0 | 0 | 0
IGCC-CCS | 0 | 0 | 0 | 0 | 0 | 0
WT_off | 0 | 0 | 0 | 0 | 0 | 0
PseudoUnit | 0 | 0 | 0 | 0 | 0 | 0
FixedInterchange | 0 | 0 | 0 | 0 | 0 | 0
Retirements of Capacity by Reporting Type: HQ_NY
ReportingType | 2015 | 2020 | 2025 | 2030 | 2035 | 2040
BM | 0 | 0 | 0 | 0 | 0 | 0
CC | 0 | 0 | 0 | 0 | 0 | 0
CSP | 0 | 0 | 0 | 0 | 0 | 0
CT | 0 | 0 | 0 | 0 | 0 | 0
Coal | 0 | 0 | 0 | 0 | 0 | 0
Geo | 0 | 0 | 0 | 0 | 0 | 0
H | 0 | 0 | 0 | 0 | 0 | 0
LFG | 0 | 0 | 0 | 0 | 0 | 0
Nuc | 0 | 0 | 0 | 0 | 0 | 0
PS | 0 | 0 | 0 | 0 | 0 | 0
PV | 0 | 0 | 0 | 0 | 0 | 0
PeakG | 0 | 0 | 0 | 0 | 0 | 0
PeakO | 0 | 0 | 0 | 0 | 0 | 0
ST | 0 | 0 | 0 | 0 | 0 | 0
STOG | 0 | 0 | 0 | 0 | 0 | 0
STWD | 0 | 0 | 0 | 0 | 0 | 0
WT | 0 | 0 | 0 | 0 | 0 | 0
IGCC | 0 | 0 | 0 | 0 | 0 | 0
DemandResponse | 0 | 0 | 0 | 0 | 0 | 0
IGCC-CCS | 0 | 0 | 0 | 0 | 0 | 0
WT_off | 0 | 0 | 0 | 0 | 0 | 0
PseudoUnit | 0 | 0 | 0 | 0 | 0 | 0
FixedInterchange | 0 | 0 | 0 | 0 | 0 | 0
Retirements of Capacity by Reporting Type: MARITIMES
ReportingType | 2015 | 2020 | 2025 | 2030 | 2035 | 2040
BM | 0 | 0 | 0 | 0 | 0 | 0
CC | 0 | 0 | 0 | 0 | 0 | 0
CSP | 0 | 0 | 0 | 0 | 0 | 0
CT | 0 | 0 | 0 | 0 | 0 | 0
Coal | 0 | 0 | 0 | 0 | 0 | 0
Geo | 0 | 0 | 0 | 0 | 0 | 0
H | 0 | 0 | 0 | 0 | 0 | 0
LFG | 0 | 0 | 0 | 0 | 0 | 0
Nuc | 0 | 0 | 0 | 0 | 0 | 0
PS | 0 | 0 | 0 | 0 | 0 | 0
PV | 0 | 0 | 0 | 0 | 0 | 0
PeakG | 0 | 0 | 0 | 0 | 0 | 0
PeakO | 0 | 0 | 0 | 0 | 0 | 0
ST | 0 | 0 | 0 | 0 | 0 | 0
STOG | 0 | 0 | 0 | 0 | 0 | 0
STWD | 0 | 0 | 0 | 0 | 0 | 0
WT | 0 | 0 | 0 | 0 | 0 | 0
IGCC | 0 | 0 | 0 | 0 | 0 | 0
DemandResponse | 0 | 0 | 0 | 0 | 0 | 0
IGCC-CCS | 0 | 0 | 0 | 0 | 0 | 0
WT_off | 0 | 0 | 0 | 0 | 0 | 0
PseudoUnit | 0 | 0 | 0 | 0 | 0 | 0
FixedInterchange | 0 | 0 | 0 | 0 | 0 | 0
Retirements of Capacity by Reporting Type: All
ReportingType | 2015 | 2020 | 2025 | 2030 | 2035 | 2040
BM | 0 | 0 | 0 | 0 | 0 | 0
CC | 7797.99 | 0 | 186 | 562.62 | 198.76 | 0
CSP | 475 | 0 | 0 | 0 | 0 | 0
CT | 0 | 0 | 0 | 0 | 1274.5 | 0
Coal | 71623.82 | 28951.99 | 5323.91 | 0 | 101.2 | 244.28
Geo | 4.8 | 0 | 0 | 0 | 0 | 0
H | 0 | 0 | 0 | 0 | 0 | 0
LFG | 0 | 0 | 0 | 0 | 0 | 0
Nuc | 0 | 614.5 | 0 | 1488.2 | 26575.7 | 19706
PS | 0 | 0 | 0 | 0 | 0 | 0
PV | 0 | 0 | 0 | 0 | 1123.56 | 0
PeakG | 5856.4 | 35.86 | 4379.19 | 0 | 0 | 1829.39
PeakO | 2527.15 | 0 | 97.41 | 0 | 0 | 0
ST | 0 | 0 | 0 | 0 | 0 | 0
STOG | 43020.08 | 0 | 1029.43 | 126 | 0 | 0
STWD | 494.91 | 0 | 0 | 0 | 0 | 0
WT | 126.2 | 0 | 0 | 0 | 3934.2 | 517.8
IGCC | 0 | 0 | 0 | 0 | 0 | 0
DemandResponse | 0 | 0 | 0 | 0 | 0 | 0
IGCC-CCS | 0 | 0 | 0 | 0 | 0 | 0
WT_off | 0 | 0 | 0 | 0 | 468 | 0
PseudoUnit | 0 | 0 | 0 | 0 | 0 | 0
FixedInterchange | 0 | 0 | 0 | 0 | 0 | 0
Retirements of Capacity by Reporting Type: EI_US
ReportingType | 2015 | 2020 | 2025 | 2030 | 2035 | 2040
BM | 0 | 0 | 0 | 0 | 0 | 0
CC | 1917.69 | 0 | 186 | 0 | 0 | 0
CSP | 0 | 0 | 0 | 0 | 0 | 0
CT | 0 | 0 | 0 | 0 | 0 | 0
Coal | 62101.18 | 28753.29 | 3333.3 | 0 | 0 | 0
Geo | 0 | 0 | 0 | 0 | 0 | 0
H | 0 | 0 | 0 | 0 | 0 | 0
LFG | 0 | 0 | 0 | 0 | 0 | 0
Nuc | 0 | 614.5 | 0 | 1488.2 | 25545.7 | 18166
PS | 0 | 0 | 0 | 0 | 0 | 0
PV | 0 | 0 | 0 | 0 | 32 | 0
PeakG | 478.5 | 0 | 4379.19 | 0 | 0 | 0
PeakO | 1821.5 | 0 | 0 | 0 | 0 | 0
ST | 0 | 0 | 0 | 0 | 0 | 0
STOG | 33366.94 | 0 | 1029.43 | 0 | 0 | 0
STWD | 0 | 0 | 0 | 0 | 0 | 0
WT | 0 | 0 | 0 | 0 | 1828.3 | 517.8
IGCC | 0 | 0 | 0 | 0 | 0 | 0
DemandResponse | 0 | 0 | 0 | 0 | 0 | 0
IGCC-CCS | 0 | 0 | 0 | 0 | 0 | 0
WT_off | 0 | 0 | 0 | 0 | 468 | 0
PseudoUnit | 0 | 0 | 0 | 0 | 0 | 0
FixedInterchange | 0 | 0 | 0 | 0 | 0 | 0
Retirements of Capacity by Reporting Type: EI_Canada
ReportingType | 2015 | 2020 | 2025 | 2030 | 2035 | 2040
BM | 0 | 0 | 0 | 0 | 0 | 0
CC | 3107.3 | 0 | 0 | 562.62 | 0 | 0
CSP | 0 | 0 | 0 | 0 | 0 | 0
CT | 0 | 0 | 0 | 0 | 35 | 0
Coal | 6526.01 | 0 | 1635.89 | 0 | 0 | 0
Geo | 0 | 0 | 0 | 0 | 0 | 0
H | 0 | 0 | 0 | 0 | 0 | 0
LFG | 0 | 0 | 0 | 0 | 0 | 0
Nuc | 0 | 0 | 0 | 0 | 1030 | 1540
PS | 0 | 0 | 0 | 0 | 0 | 0
PV | 0 | 0 | 0 | 0 | 1067.26 | 0
PeakG | 0 | 0 | 0 | 0 | 0 | 0
PeakO | 145.65 | 0 | 0 | 0 | 0 | 0
ST | 0 | 0 | 0 | 0 | 0 | 0
STOG | 2126 | 0 | 0 | 126 | 0 | 0
STWD | 139 | 0 | 0 | 0 | 0 | 0
WT | 0 | 0 | 0 | 0 | 2105.9 | 0
IGCC | 0 | 0 | 0 | 0 | 0 | 0
DemandResponse | 0 | 0 | 0 | 0 | 0 | 0
IGCC-CCS | 0 | 0 | 0 | 0 | 0 | 0
WT_off | 0 | 0 | 0 | 0 | 0 | 0
PseudoUnit | 0 | 0 | 0 | 0 | 0 | 0
FixedInterchange | 0 | 0 | 0 | 0 | 0 | 0
Retirements of Capacity by Reporting Type: EI
ReportingType | 2015 | 2020 | 2025 | 2030 | 2035 | 2040
BM | 0 | 0 | 0 | 0 | 0 | 0
CC | 5024.99 | 0 | 186 | 562.62 | 0 | 0
CSP | 0 | 0 | 0 | 0 | 0 | 0
CT | 0 | 0 | 0 | 0 | 35 | 0
Coal | 68627.19 | 28753.29 | 4969.19 | 0 | 0 | 0
Geo | 0 | 0 | 0 | 0 | 0 | 0
H | 0 | 0 | 0 | 0 | 0 | 0
LFG | 0 | 0 | 0 | 0 | 0 | 0
Nuc | 0 | 614.5 | 0 | 1488.2 | 26575.7 | 19706
PS | 0 | 0 | 0 | 0 | 0 | 0
PV | 0 | 0 | 0 | 0 | 1099.26 | 0
PeakG | 478.5 | 0 | 4379.19 | 0 | 0 | 0
PeakO | 1967.15 | 0 | 0 | 0 | 0 | 0
ST | 0 | 0 | 0 | 0 | 0 | 0
STOG | 35492.94 | 0 | 1029.43 | 126 | 0 | 0
STWD | 139 | 0 | 0 | 0 | 0 | 0
WT | 0 | 0 | 0 | 0 | 3934.2 | 517.8
IGCC | 0 | 0 | 0 | 0 | 0 | 0
DemandResponse | 0 | 0 | 0 | 0 | 0 | 0
IGCC-CCS | 0 | 0 | 0 | 0 | 0 | 0
WT_off | 0 | 0 | 0 | 0 | 468 | 0
PseudoUnit | 0 | 0 | 0 | 0 | 0 | 0
FixedInterchange | 0 | 0 | 0 | 0 | 0 | 0
Retirements of Capacity by Reporting Type: Outside_EI
ReportingType | 2015 | 2020 | 2025 | 2030 | 2035 | 2040
BM | 0 | 0 | 0 | 0 | 0 | 0
CC | 2773 | 0 | 0 | 0 | 198.76 | 0
CSP | 475 | 0 | 0 | 0 | 0 | 0
CT | 0 | 0 | 0 | 0 | 1239.5 | 0
Coal | 2996.63 | 198.7 | 354.72 | 0 | 101.2 | 244.28
Geo | 4.8 | 0 | 0 | 0 | 0 | 0
H | 0 | 0 | 0 | 0 | 0 | 0
LFG | 0 | 0 | 0 | 0 | 0 | 0
Nuc | 0 | 0 | 0 | 0 | 0 | 0
PS | 0 | 0 | 0 | 0 | 0 | 0
PV | 0 | 0 | 0 | 0 | 24.3 | 0
PeakG | 5377.9 | 35.86 | 0 | 0 | 0 | 1829.39
PeakO | 560 | 0 | 97.41 | 0 | 0 | 0
ST | 0 | 0 | 0 | 0 | 0 | 0
STOG | 7527.14 | 0 | 0 | 0 | 0 | 0
STWD | 355.91 | 0 | 0 | 0 | 0 | 0
WT | 126.2 | 0 | 0 | 0 | 0 | 0
IGCC | 0 | 0 | 0 | 0 | 0 | 0
DemandResponse | 0 | 0 | 0 | 0 | 0 | 0
IGCC-CCS | 0 | 0 | 0 | 0 | 0 | 0
WT_off | 0 | 0 | 0 | 0 | 0 | 0
PseudoUnit | 0 | 0 | 0 | 0 | 0 | 0
FixedInterchange | 0 | 0 | 0 | 0 | 0 | 0
#4 | Cumulative Retirements of Capacity (MW)
Cumulative Retirements of Capacity by Reporting Type: Entergy
ReportingType | 2015 | 2020 | 2025 | 2030 | 2035 | 2040
BM | 0 | 0 | 0 | 0 | 0 | 0
CC | 0 | 0 | 0 | 0 | 0 | 0
CSP | 0 | 0 | 0 | 0 | 0 | 0
CT | 0 | 0 | 0 | 0 | 0 | 0
Coal | 892.9 | 892.9 | 892.9 | 892.9 | 892.9 | 892.9
Geo | 0 | 0 | 0 | 0 | 0 | 0
H | 0 | 0 | 0 | 0 | 0 | 0
LFG | 0 | 0 | 0 | 0 | 0 | 0
Nuc | 0 | 0 | 0 | 0 | 842 | 1839
PS | 0 | 0 | 0 | 0 | 0 | 0
PV | 0 | 0 | 0 | 0 | 0 | 0
PeakG | 0 | 0 | 0 | 0 | 0 | 0
PeakO | 0 | 0 | 0 | 0 | 0 | 0
ST | 0 | 0 | 0 | 0 | 0 | 0
STOG | 10913.27 | 10913.27 | 11861.72 | 11861.72 | 11861.72 | 11861.72
STWD | 0 | 0 | 0 | 0 | 0 | 0
WT | 0 | 0 | 0 | 0 | 0 | 0
IGCC | 0 | 0 | 0 | 0 | 0 | 0
DemandResponse | 0 | 0 | 0 | 0 | 0 | 0
IGCC-CCS | 0 | 0 | 0 | 0 | 0 | 0
WT_off | 0 | 0 | 0 | 0 | 0 | 0
PseudoUnit | 0 | 0 | 0 | 0 | 0 | 0
FixedInterchange | 0 | 0 | 0 | 0 | 0 | 0
Cumulative Retirements of Capacity by Reporting Type: FRCC
ReportingType | 2015 | 2020 | 2025 | 2030 | 2035 | 2040
BM | 0 | 0 | 0 | 0 | 0 | 0
CC | 0 | 0 | 0 | 0 | 0 | 0
CSP | 0 | 0 | 0 | 0 | 0 | 0
CT | 0 | 0 | 0 | 0 | 0 | 0
Coal | 466 | 1335 | 1335 | 1335 | 1335 | 1335
Geo | 0 | 0 | 0 | 0 | 0 | 0
H | 0 | 0 | 0 | 0 | 0 | 0
LFG | 0 | 0 | 0 | 0 | 0 | 0
Nuc | 0 | 0 | 0 | 0 | 1615.33 | 3292.33
PS | 0 | 0 | 0 | 0 | 0 | 0
PV | 0 | 0 | 0 | 0 | 0 | 0
PeakG | 0 | 0 | 0 | 0 | 0 | 0
PeakO | 0 | 0 | 0 | 0 | 0 | 0
ST | 0 | 0 | 0 | 0 | 0 | 0
STOG | 5372.35 | 5372.35 | 5453.33 | 5453.33 | 5453.33 | 5453.33
STWD | 0 | 0 | 0 | 0 | 0 | 0
WT | 0 | 0 | 0 | 0 | 0 | 0
IGCC | 0 | 0 | 0 | 0 | 0 | 0
DemandResponse | 0 | 0 | 0 | 0 | 0 | 0
IGCC-CCS | 0 | 0 | 0 | 0 | 0 | 0
WT_off | 0 | 0 | 0 | 0 | 0 | 0
PseudoUnit | 0 | 0 | 0 | 0 | 0 | 0
FixedInterchange | 0 | 0 | 0 | 0 | 0 | 0
Cumulative Retirements of Capacity by Reporting Type: MAPP_US
ReportingType | 2015 | 2020 | 2025 | 2030 | 2035 | 2040
BM | 0 | 0 | 0 | 0 | 0 | 0
CC | 0 | 0 | 0 | 0 | 0 | 0
CSP | 0 | 0 | 0 | 0 | 0 | 0
CT | 0 | 0 | 0 | 0 | 0 | 0
Coal | 612.6 | 1186.5 | 1186.5 | 1186.5 | 1186.5 | 1186.5
Geo | 0 | 0 | 0 | 0 | 0 | 0
H | 0 | 0 | 0 | 0 | 0 | 0
LFG | 0 | 0 | 0 | 0 | 0 | 0
Nuc | 0 | 0 | 0 | 0 | 0 | 0
PS | 0 | 0 | 0 | 0 | 0 | 0
PV | 0 | 0 | 0 | 0 | 0 | 0
PeakG | 0 | 0 | 0 | 0 | 0 | 0
PeakO | 288.28 | 288.28 | 288.28 | 288.28 | 288.28 | 288.28
ST | 0 | 0 | 0 | 0 | 0 | 0
STOG | 36 | 36 | 36 | 36 | 36 | 36
STWD | 0 | 0 | 0 | 0 | 0 | 0
WT | 0 | 0 | 0 | 0 | 0 | 0
IGCC | 0 | 0 | 0 | 0 | 0 | 0
DemandResponse | 0 | 0 | 0 | 0 | 0 | 0
IGCC-CCS | 0 | 0 | 0 | 0 | 0 | 0
WT_off | 0 | 0 | 0 | 0 | 0 | 0
PseudoUnit | 0 | 0 | 0 | 0 | 0 | 0
FixedInterchange | 0 | 0 | 0 | 0 | 0 | 0
Cumulative Retirements of Capacity by Reporting Type: MISO_IN
ReportingType | 2015 | 2020 | 2025 | 2030 | 2035 | 2040
BM | 0 | 0 | 0 | 0 | 0 | 0
CC | 0 | 0 | 0 | 0 | 0 | 0
CSP | 0 | 0 | 0 | 0 | 0 | 0
CT | 0 | 0 | 0 | 0 | 0 | 0
Coal | 1360.9 | 1360.9 | 1360.9 | 1360.9 | 1360.9 | 1360.9
Geo | 0 | 0 | 0 | 0 | 0 | 0
H | 0 | 0 | 0 | 0 | 0 | 0
LFG | 0 | 0 | 0 | 0 | 0 | 0
Nuc | 0 | 0 | 0 | 0 | 0 | 0
PS | 0 | 0 | 0 | 0 | 0 | 0
PV | 0 | 0 | 0 | 0 | 0 | 0
PeakG | 0 | 0 | 0 | 0 | 0 | 0
PeakO | 0 | 0 | 0 | 0 | 0 | 0
ST | 0 | 0 | 0 | 0 | 0 | 0
STOG | 0 | 0 | 0 | 0 | 0 | 0
STWD | 0 | 0 | 0 | 0 | 0 | 0
WT | 0 | 0 | 0 | 0 | 0 | 0
IGCC | 0 | 0 | 0 | 0 | 0 | 0
DemandResponse | 0 | 0 | 0 | 0 | 0 | 0
IGCC-CCS | 0 | 0 | 0 | 0 | 0 | 0
WT_off | 0 | 0 | 0 | 0 | 0 | 0
PseudoUnit | 0 | 0 | 0 | 0 | 0 | 0
FixedInterchange | 0 | 0 | 0 | 0 | 0 | 0
Cumulative Retirements of Capacity by Reporting Type: MISO_MI
ReportingType | 2015 | 2020 | 2025 | 2030 | 2035 | 2040
BM | 0 | 0 | 0 | 0 | 0 | 0
CC | 0 | 0 | 0 | 0 | 0 | 0
CSP | 0 | 0 | 0 | 0 | 0 | 0
CT | 0 | 0 | 0 | 0 | 0 | 0
Coal | 2114.39 | 3513 | 3513 | 3513 | 3513 | 3513
Geo | 0 | 0 | 0 | 0 | 0 | 0
H | 0 | 0 | 0 | 0 | 0 | 0
LFG | 0 | 0 | 0 | 0 | 0 | 0
Nuc | 0 | 0 | 0 | 0 | 778 | 778
PS | 0 | 0 | 0 | 0 | 0 | 0
PV | 0 | 0 | 0 | 0 | 0 | 0
PeakG | 0 | 0 | 0 | 0 | 0 | 0
PeakO | 0 | 0 | 0 | 0 | 0 | 0
ST | 0 | 0 | 0 | 0 | 0 | 0
STOG | 0 | 0 | 0 | 0 | 0 | 0
STWD | 0 | 0 | 0 | 0 | 0 | 0
WT | 0 | 0 | 0 | 0 | 0 | 0
IGCC | 0 | 0 | 0 | 0 | 0 | 0
DemandResponse | 0 | 0 | 0 | 0 | 0 | 0
IGCC-CCS | 0 | 0 | 0 | 0 | 0 | 0
WT_off | 0 | 0 | 0 | 0 | 0 | 0
PseudoUnit | 0 | 0 | 0 | 0 | 0 | 0
FixedInterchange | 0 | 0 | 0 | 0 | 0 | 0
Cumulative Retirements of Capacity by Reporting Type: MISO_MO-IL
ReportingType | 2015 | 2020 | 2025 | 2030 | 2035 | 2040
BM | 0 | 0 | 0 | 0 | 0 | 0
CC | 0 | 0 | 0 | 0 | 0 | 0
CSP | 0 | 0 | 0 | 0 | 0 | 0
CT | 0 | 0 | 0 | 0 | 0 | 0
Coal | 1024.7 | 2319.7 | 2319.7 | 2319.7 | 2319.7 | 2319.7
Geo | 0 | 0 | 0 | 0 | 0 | 0
H | 0 | 0 | 0 | 0 | 0 | 0
LFG | 0 | 0 | 0 | 0 | 0 | 0
Nuc | 0 | 0 | 0 | 0 | 0 | 0
PS | 0 | 0 | 0 | 0 | 0 | 0
PV | 0 | 0 | 0 | 0 | 0 | 0
PeakG | 0 | 0 | 0 | 0 | 0 | 0
PeakO | 0 | 0 | 0 | 0 | 0 | 0
ST | 0 | 0 | 0 | 0 | 0 | 0
STOG | 0 | 0 | 0 | 0 | 0 | 0
STWD | 0 | 0 | 0 | 0 | 0 | 0
WT | 0 | 0 | 0 | 0 | 0 | 0
IGCC | 0 | 0 | 0 | 0 | 0 | 0
DemandResponse | 0 | 0 | 0 | 0 | 0 | 0
IGCC-CCS | 0 | 0 | 0 | 0 | 0 | 0
WT_off | 0 | 0 | 0 | 0 | 0 | 0
PseudoUnit | 0 | 0 | 0 | 0 | 0 | 0
FixedInterchange | 0 | 0 | 0 | 0 | 0 | 0
Cumulative Retirements of Capacity by Reporting Type: MISO_W
ReportingType | 2015 | 2020 | 2025 | 2030 | 2035 | 2040
BM | 0 | 0 | 0 | 0 | 0 | 0
CC | 0 | 0 | 0 | 0 | 0 | 0
CSP | 0 | 0 | 0 | 0 | 0 | 0
CT | 0 | 0 | 0 | 0 | 0 | 0
Coal | 2315.97 | 2928.56 | 2928.56 | 2928.56 | 2928.56 | 2928.56
Geo | 0 | 0 | 0 | 0 | 0 | 0
H | 0 | 0 | 0 | 0 | 0 | 0
LFG | 0 | 0 | 0 | 0 | 0 | 0
Nuc | 0 | 0 | 0 | 0 | 2361.23 | 2361.23
PS | 0 | 0 | 0 | 0 | 0 | 0
PV | 0 | 0 | 0 | 0 | 0 | 0
PeakG | 0 | 0 | 0 | 0 | 0 | 0
PeakO | 0 | 0 | 0 | 0 | 0 | 0
ST | 0 | 0 | 0 | 0 | 0 | 0
STOG | 0 | 0 | 0 | 0 | 0 | 0
STWD | 0 | 0 | 0 | 0 | 0 | 0
WT | 0 | 0 | 0 | 0 | 0 | 0
IGCC | 0 | 0 | 0 | 0 | 0 | 0
DemandResponse | 0 | 0 | 0 | 0 | 0 | 0
IGCC-CCS | 0 | 0 | 0 | 0 | 0 | 0
WT_off | 0 | 0 | 0 | 0 | 0 | 0
PseudoUnit | 0 | 0 | 0 | 0 | 0 | 0
FixedInterchange | 0 | 0 | 0 | 0 | 0 | 0
Cumulative Retirements of Capacity by Reporting Type: MISO_WUMS
ReportingType | 2015 | 2020 | 2025 | 2030 | 2035 | 2040
BM | 0 | 0 | 0 | 0 | 0 | 0
CC | 0 | 0 | 0 | 0 | 0 | 0
CSP | 0 | 0 | 0 | 0 | 0 | 0
CT | 0 | 0 | 0 | 0 | 0 | 0
Coal | 2975.1 | 3295.5 | 3295.5 | 3295.5 | 3295.5 | 3295.5
Geo | 0 | 0 | 0 | 0 | 0 | 0
H | 0 | 0 | 0 | 0 | 0 | 0
LFG | 0 | 0 | 0 | 0 | 0 | 0
Nuc | 0 | 0 | 0 | 0 | 1816.9 | 1816.9
PS | 0 | 0 | 0 | 0 | 0 | 0
PV | 0 | 0 | 0 | 0 | 0 | 0
PeakG | 0 | 0 | 0 | 0 | 0 | 0
PeakO | 0 | 0 | 0 | 0 | 0 | 0
ST | 0 | 0 | 0 | 0 | 0 | 0
STOG | 59.5 | 59.5 | 59.5 | 59.5 | 59.5 | 59.5
STWD | 0 | 0 | 0 | 0 | 0 | 0
WT | 0 | 0 | 0 | 0 | 0 | 0
IGCC | 0 | 0 | 0 | 0 | 0 | 0
DemandResponse | 0 | 0 | 0 | 0 | 0 | 0
IGCC-CCS | 0 | 0 | 0 | 0 | 0 | 0
WT_off | 0 | 0 | 0 | 0 | 0 | 0
PseudoUnit | 0 | 0 | 0 | 0 | 0 | 0
FixedInterchange | 0 | 0 | 0 | 0 | 0 | 0
Cumulative Retirements of Capacity by Reporting Type: Nebraska
ReportingType | 2015 | 2020 | 2025 | 2030 | 2035 | 2040
BM | 0 | 0 | 0 | 0 | 0 | 0
CC | 0 | 0 | 0 | 0 | 0 | 0
CSP | 0 | 0 | 0 | 0 | 0 | 0
CT | 0 | 0 | 0 | 0 | 0 | 0
Coal | 0 | 0 | 0 | 0 | 0 | 0
Geo | 0 | 0 | 0 | 0 | 0 | 0
H | 0 | 0 | 0 | 0 | 0 | 0
LFG | 0 | 0 | 0 | 0 | 0 | 0
Nuc | 0 | 0 | 0 | 0 | 1251.8 | 1251.8
PS | 0 | 0 | 0 | 0 | 0 | 0
PV | 0 | 0 | 0 | 0 | 0 | 0
PeakG | 0 | 0 | 0 | 0 | 0 | 0
PeakO | 0 | 0 | 0 | 0 | 0 | 0
ST | 0 | 0 | 0 | 0 | 0 | 0
STOG | 0 | 0 | 0 | 0 | 0 | 0
STWD | 0 | 0 | 0 | 0 | 0 | 0
WT | 0 | 0 | 0 | 0 | 0 | 0
IGCC | 0 | 0 | 0 | 0 | 0 | 0
DemandResponse | 0 | 0 | 0 | 0 | 0 | 0
IGCC-CCS | 0 | 0 | 0 | 0 | 0 | 0
WT_off | 0 | 0 | 0 | 0 | 0 | 0
PseudoUnit | 0 | 0 | 0 | 0 | 0 | 0
FixedInterchange | 0 | 0 | 0 | 0 | 0 | 0
Cumulative Retirements of Capacity by Reporting Type: NEISO
ReportingType | 2015 | 2020 | 2025 | 2030 | 2035 | 2040
BM | 0 | 0 | 0 | 0 | 0 | 0
CC | 1917.69 | 1917.69 | 1917.69 | 1917.69 | 1917.69 | 1917.69
CSP | 0 | 0 | 0 | 0 | 0 | 0
CT | 0 | 0 | 0 | 0 | 0 | 0
Coal | 2250.13 | 2570.13 | 2570.13 | 2570.13 | 2570.13 | 2570.13
Geo | 0 | 0 | 0 | 0 | 0 | 0
H | 0 | 0 | 0 | 0 | 0 | 0
LFG | 0 | 0 | 0 | 0 | 0 | 0
Nuc | 0 | 0 | 0 | 0 | 1289 | 2165.92
PS | 0 | 0 | 0 | 0 | 0 | 0
PV | 0 | 0 | 0 | 0 | 0 | 0
PeakG | 0 | 0 | 0 | 0 | 0 | 0
PeakO | 102.52 | 102.52 | 102.52 | 102.52 | 102.52 | 102.52
ST | 0 | 0 | 0 | 0 | 0 | 0
STOG | 6237 | 6237 | 6237 | 6237 | 6237 | 6237
STWD | 0 | 0 | 0 | 0 | 0 | 0
WT | 0 | 0 | 0 | 0 | 0 | 0
IGCC | 0 | 0 | 0 | 0 | 0 | 0
DemandResponse | 0 | 0 | 0 | 0 | 0 | 0
IGCC-CCS | 0 | 0 | 0 | 0 | 0 | 0
WT_off | 0 | 0 | 0 | 0 | 468 | 468
PseudoUnit | 0 | 0 | 0 | 0 | 0 | 0
FixedInterchange | 0 | 0 | 0 | 0 | 0 | 0
Cumulative Retirements of Capacity by Reporting Type: NonRTO_Midwest
ReportingType | 2015 | 2020 | 2025 | 2030 | 2035 | 2040
BM | 0 | 0 | 0 | 0 | 0 | 0
CC | 0 | 0 | 0 | 0 | 0 | 0
CSP | 0 | 0 | 0 | 0 | 0 | 0
CT | 0 | 0 | 0 | 0 | 0 | 0
Coal | 1789.65 | 1789.65 | 1789.65 | 1789.65 | 1789.65 | 1789.65
Geo | 0 | 0 | 0 | 0 | 0 | 0
H | 0 | 0 | 0 | 0 | 0 | 0
LFG | 0 | 0 | 0 | 0 | 0 | 0
Nuc | 0 | 0 | 0 | 0 | 0 | 0
PS | 0 | 0 | 0 | 0 | 0 | 0
PV | 0 | 0 | 0 | 0 | 0 | 0
PeakG | 0 | 0 | 0 | 0 | 0 | 0
PeakO | 0 | 0 | 0 | 0 | 0 | 0
ST | 0 | 0 | 0 | 0 | 0 | 0
STOG | 0 | 0 | 0 | 0 | 0 | 0
STWD | 0 | 0 | 0 | 0 | 0 | 0
WT | 0 | 0 | 0 | 0 | 0 | 0
IGCC | 0 | 0 | 0 | 0 | 0 | 0
DemandResponse | 0 | 0 | 0 | 0 | 0 | 0
IGCC-CCS | 0 | 0 | 0 | 0 | 0 | 0
WT_off | 0 | 0 | 0 | 0 | 0 | 0
PseudoUnit | 0 | 0 | 0 | 0 | 0 | 0
FixedInterchange | 0 | 0 | 0 | 0 | 0 | 0
Cumulative Retirements of Capacity by Reporting Type: NYISO_A-F
ReportingType | 2015 | 2020 | 2025 | 2030 | 2035 | 2040
BM | 0 | 0 | 0 | 0 | 0 | 0
CC | 0 | 0 | 0 | 0 | 0 | 0
CSP | 0 | 0 | 0 | 0 | 0 | 0
CT | 0 | 0 | 0 | 0 | 0 | 0
Coal | 2251.9 | 2251.9 | 2251.9 | 2251.9 | 2251.9 | 2251.9
Geo | 0 | 0 | 0 | 0 | 0 | 0
H | 0 | 0 | 0 | 0 | 0 | 0
LFG | 0 | 0 | 0 | 0 | 0 | 0
Nuc | 0 | 0 | 0 | 621.2 | 1201.7 | 2053.9
PS | 0 | 0 | 0 | 0 | 0 | 0
PV | 0 | 0 | 0 | 0 | 0 | 0
PeakG | 0 | 0 | 0 | 0 | 0 | 0
PeakO | 0 | 0 | 0 | 0 | 0 | 0
ST | 0 | 0 | 0 | 0 | 0 | 0
STOG | 1701 | 1701 | 1701 | 1701 | 1701 | 1701
STWD | 0 | 0 | 0 | 0 | 0 | 0
WT | 0 | 0 | 0 | 0 | 1828.3 | 2346.1
IGCC | 0 | 0 | 0 | 0 | 0 | 0
DemandResponse | 0 | 0 | 0 | 0 | 0 | 0
IGCC-CCS | 0 | 0 | 0 | 0 | 0 | 0
WT_off | 0 | 0 | 0 | 0 | 0 | 0
PseudoUnit | 0 | 0 | 0 | 0 | 0 | 0
FixedInterchange | 0 | 0 | 0 | 0 | 0 | 0
Cumulative Retirements of Capacity by Reporting Type: NYISO_G-I
ReportingType | 2015 | 2020 | 2025 | 2030 | 2035 | 2040
BM | 0 | 0 | 0 | 0 | 0 | 0
CC | 0 | 0 | 0 | 0 | 0 | 0
CSP | 0 | 0 | 0 | 0 | 0 | 0
CT | 0 | 0 | 0 | 0 | 0 | 0
Coal | 368.2 | 368.2 | 368.2 | 368.2 | 368.2 | 368.2
Geo | 0 | 0 | 0 | 0 | 0 | 0
H | 0 | 0 | 0 | 0 | 0 | 0
LFG | 0 | 0 | 0 | 0 | 0 | 0
Nuc | 0 | 0 | 0 | 0 | 1019.6 | 2044.6
PS | 0 | 0 | 0 | 0 | 0 | 0
PV | 0 | 0 | 0 | 0 | 0 | 0
PeakG | 0 | 0 | 0 | 0 | 0 | 0
PeakO | 0 | 0 | 0 | 0 | 0 | 0
ST | 0 | 0 | 0 | 0 | 0 | 0
STOG | 2431 | 2431 | 2431 | 2431 | 2431 | 2431
STWD | 0 | 0 | 0 | 0 | 0 | 0
WT | 0 | 0 | 0 | 0 | 0 | 0
IGCC | 0 | 0 | 0 | 0 | 0 | 0
DemandResponse | 0 | 0 | 0 | 0 | 0 | 0
IGCC-CCS | 0 | 0 | 0 | 0 | 0 | 0
WT_off | 0 | 0 | 0 | 0 | 0 | 0
PseudoUnit | 0 | 0 | 0 | 0 | 0 | 0
FixedInterchange | 0 | 0 | 0 | 0 | 0 | 0
Cumulative Retirements of Capacity by Reporting Type: NYISO_J-K
ReportingType | 2015 | 2020 | 2025 | 2030 | 2035 | 2040
BM | 0 | 0 | 0 | 0 | 0 | 0
CC | 0 | 0 | 0 | 0 | 0 | 0
CSP | 0 | 0 | 0 | 0 | 0 | 0
CT | 0 | 0 | 0 | 0 | 0 | 0
Coal | 0 | 0 | 0 | 0 | 0 | 0
Geo | 0 | 0 | 0 | 0 | 0 | 0
H | 0 | 0 | 0 | 0 | 0 | 0
LFG | 0 | 0 | 0 | 0 | 0 | 0
Nuc | 0 | 0 | 0 | 0 | 0 | 0
PS | 0 | 0 | 0 | 0 | 0 | 0
PV | 0 | 0 | 0 | 0 | 32 | 32
PeakG | 0 | 0 | 0 | 0 | 0 | 0
PeakO | 0 | 0 | 0 | 0 | 0 | 0
ST | 0 | 0 | 0 | 0 | 0 | 0
STOG | 2425.28 | 2425.28 | 2425.28 | 2425.28 | 2425.28 | 2425.28
STWD | 0 | 0 | 0 | 0 | 0 | 0
WT | 0 | 0 | 0 | 0 | 0 | 0
IGCC | 0 | 0 | 0 | 0 | 0 | 0
DemandResponse | 0 | 0 | 0 | 0 | 0 | 0
IGCC-CCS | 0 | 0 | 0 | 0 | 0 | 0
WT_off | 0 | 0 | 0 | 0 | 0 | 0
PseudoUnit | 0 | 0 | 0 | 0 | 0 | 0
FixedInterchange | 0 | 0 | 0 | 0 | 0 | 0
Cumulative Retirements of Capacity by Reporting Type: PJM_E
ReportingType | 2015 | 2020 | 2025 | 2030 | 2035 | 2040
BM | 0 | 0 | 0 | 0 | 0 | 0
CC | 0 | 0 | 0 | 0 | 0 | 0
CSP | 0 | 0 | 0 | 0 | 0 | 0
CT | 0 | 0 | 0 | 0 | 0 | 0
Coal | 3285 | 3853 | 3853 | 3853 | 3853 | 3853
Geo | 0 | 0 | 0 | 0 | 0 | 0
H | 0 | 0 | 0 | 0 | 0 | 0
LFG | 0 | 0 | 0 | 0 | 0 | 0
Nuc | 0 | 614.5 | 614.5 | 614.5 | 2838.5 | 4012.5
PS | 0 | 0 | 0 | 0 | 0 | 0
PV | 0 | 0 | 0 | 0 | 0 | 0
PeakG | 268.5 | 268.5 | 268.5 | 268.5 | 268.5 | 268.5
PeakO | 2.7 | 2.7 | 2.7 | 2.7 | 2.7 | 2.7
ST | 0 | 0 | 0 | 0 | 0 | 0
STOG | 931.92 | 931.92 | 931.92 | 931.92 | 931.92 | 931.92
STWD | 0 | 0 | 0 | 0 | 0 | 0
WT | 0 | 0 | 0 | 0 | 0 | 0
IGCC | 0 | 0 | 0 | 0 | 0 | 0
DemandResponse | 0 | 0 | 0 | 0 | 0 | 0
IGCC-CCS | 0 | 0 | 0 | 0 | 0 | 0
WT_off | 0 | 0 | 0 | 0 | 0 | 0
PseudoUnit | 0 | 0 | 0 | 0 | 0 | 0
FixedInterchange | 0 | 0 | 0 | 0 | 0 | 0
Cumulative Retirements of Capacity by Reporting Type: PJM_ROM
ReportingType | 2015 | 2020 | 2025 | 2030 | 2035 | 2040
BM | 0 | 0 | 0 | 0 | 0 | 0
CC | 0 | 0 | 0 | 0 | 0 | 0
CSP | 0 | 0 | 0 | 0 | 0 | 0
CT | 0 | 0 | 0 | 0 | 0 | 0
Coal | 9289.5 | 10523.5 | 10523.5 | 10523.5 | 10523.5 | 10523.5
Geo | 0 | 0 | 0 | 0 | 0 | 0
H | 0 | 0 | 0 | 0 | 0 | 0
LFG | 0 | 0 | 0 | 0 | 0 | 0
Nuc | 0 | 0 | 0 | 0 | 1732 | 2631
PS | 0 | 0 | 0 | 0 | 0 | 0
PV | 0 | 0 | 0 | 0 | 0 | 0
PeakG | 0 | 0 | 0 | 0 | 0 | 0
PeakO | 270 | 270 | 270 | 270 | 270 | 270
ST | 0 | 0 | 0 | 0 | 0 | 0
STOG | 580 | 580 | 580 | 580 | 580 | 580
STWD | 0 | 0 | 0 | 0 | 0 | 0
WT | 0 | 0 | 0 | 0 | 0 | 0
IGCC | 0 | 0 | 0 | 0 | 0 | 0
DemandResponse | 0 | 0 | 0 | 0 | 0 | 0
IGCC-CCS | 0 | 0 | 0 | 0 | 0 | 0
WT_off | 0 | 0 | 0 | 0 | 0 | 0
PseudoUnit | 0 | 0 | 0 | 0 | 0 | 0
FixedInterchange | 0 | 0 | 0 | 0 | 0 | 0
Cumulative Retirements of Capacity by Reporting Type: PJM_ROR
ReportingType | 2015 | 2020 | 2025 | 2030 | 2035 | 2040
BM | 0 | 0 | 0 | 0 | 0 | 0
CC | 0 | 0 | 0 | 0 | 0 | 0
CSP | 0 | 0 | 0 | 0 | 0 | 0
CT | 0 | 0 | 0 | 0 | 0 | 0
Coal | 12945.17 | 24965.36 | 24965.36 | 24965.36 | 24965.36 | 24965.36
Geo | 0 | 0 | 0 | 0 | 0 | 0
H | 0 | 0 | 0 | 0 | 0 | 0
LFG | 0 | 0 | 0 | 0 | 0 | 0
Nuc | 0 | 0 | 0 | 867 | 5142 | 10025.16
PS | 0 | 0 | 0 | 0 | 0 | 0
PV | 0 | 0 | 0 | 0 | 0 | 0
PeakG | 0 | 0 | 0 | 0 | 0 | 0
PeakO | 19 | 19 | 19 | 19 | 19 | 19
ST | 0 | 0 | 0 | 0 | 0 | 0
STOG | 35 | 35 | 35 | 35 | 35 | 35
STWD | 0 | 0 | 0 | 0 | 0 | 0
WT | 0 | 0 | 0 | 0 | 0 | 0
IGCC | 0 | 0 | 0 | 0 | 0 | 0
DemandResponse | 0 | 0 | 0 | 0 | 0 | 0
IGCC-CCS | 0 | 0 | 0 | 0 | 0 | 0
WT_off | 0 | 0 | 0 | 0 | 0 | 0
PseudoUnit | 0 | 0 | 0 | 0 | 0 | 0
FixedInterchange | 0 | 0 | 0 | 0 | 0 | 0
Cumulative Retirements of Capacity by Reporting Type: SOCO
ReportingType | 2015 | 2020 | 2025 | 2030 | 2035 | 2040
BM | 0 | 0 | 0 | 0 | 0 | 0
CC | 0 | 0 | 186 | 186 | 186 | 186
CSP | 0 | 0 | 0 | 0 | 0 | 0
CT | 0 | 0 | 0 | 0 | 0 | 0
Coal | 10536.11 | 11493 | 11493 | 11493 | 11493 | 11493
Geo | 0 | 0 | 0 | 0 | 0 | 0
H | 0 | 0 | 0 | 0 | 0 | 0
LFG | 0 | 0 | 0 | 0 | 0 | 0
Nuc | 0 | 0 | 0 | 0 | 0 | 2645.05
PS | 0 | 0 | 0 | 0 | 0 | 0
PV | 0 | 0 | 0 | 0 | 0 | 0
PeakG | 210 | 210 | 4589.19 | 4589.19 | 4589.19 | 4589.19
PeakO | 1139 | 1139 | 1139 | 1139 | 1139 | 1139
ST | 0 | 0 | 0 | 0 | 0 | 0
STOG | 854 | 854 | 854 | 854 | 854 | 854
STWD | 0 | 0 | 0 | 0 | 0 | 0
WT | 0 | 0 | 0 | 0 | 0 | 0
IGCC | 0 | 0 | 0 | 0 | 0 | 0
DemandResponse | 0 | 0 | 0 | 0 | 0 | 0
IGCC-CCS | 0 | 0 | 0 | 0 | 0 | 0
WT_off | 0 | 0 | 0 | 0 | 0 | 0
PseudoUnit | 0 | 0 | 0 | 0 | 0 | 0
FixedInterchange | 0 | 0 | 0 | 0 | 0 | 0
Cumulative Retirements of Capacity by Reporting Type: SPP_N
ReportingType | 2015 | 2020 | 2025 | 2030 | 2035 | 2040
BM | 0 | 0 | 0 | 0 | 0 | 0
CC | 0 | 0 | 0 | 0 | 0 | 0
CSP | 0 | 0 | 0 | 0 | 0 | 0
CT | 0 | 0 | 0 | 0 | 0 | 0
Coal | 0 | 374.9 | 713.21 | 713.21 | 713.21 | 713.21
Geo | 0 | 0 | 0 | 0 | 0 | 0
H | 0 | 0 | 0 | 0 | 0 | 0
LFG | 0 | 0 | 0 | 0 | 0 | 0
Nuc | 0 | 0 | 0 | 0 | 0 | 0
PS | 0 | 0 | 0 | 0 | 0 | 0
PV | 0 | 0 | 0 | 0 | 0 | 0
PeakG | 0 | 0 | 0 | 0 | 0 | 0
PeakO | 0 | 0 | 0 | 0 | 0 | 0
ST | 0 | 0 | 0 | 0 | 0 | 0
STOG | 54 | 54 | 54 | 54 | 54 | 54
STWD | 0 | 0 | 0 | 0 | 0 | 0
WT | 0 | 0 | 0 | 0 | 0 | 0
IGCC | 0 | 0 | 0 | 0 | 0 | 0
DemandResponse | 0 | 0 | 0 | 0 | 0 | 0
IGCC-CCS | 0 | 0 | 0 | 0 | 0 | 0
WT_off | 0 | 0 | 0 | 0 | 0 | 0
PseudoUnit | 0 | 0 | 0 | 0 | 0 | 0
FixedInterchange | 0 | 0 | 0 | 0 | 0 | 0
Cumulative Retirements of Capacity by Reporting Type: SPP_S
ReportingType | 2015 | 2020 | 2025 | 2030 | 2035 | 2040
BM | 0 | 0 | 0 | 0 | 0 | 0
CC | 0 | 0 | 0 | 0 | 0 | 0
CSP | 0 | 0 | 0 | 0 | 0 | 0
CT | 0 | 0 | 0 | 0 | 0 | 0
Coal | 1058 | 1058 | 1586 | 1586 | 1586 | 1586
Geo | 0 | 0 | 0 | 0 | 0 | 0
H | 0 | 0 | 0 | 0 | 0 | 0
LFG | 0 | 0 | 0 | 0 | 0 | 0
Nuc | 0 | 0 | 0 | 0 | 0 | 0
PS | 0 | 0 | 0 | 0 | 0 | 0
PV | 0 | 0 | 0 | 0 | 0 | 0
PeakG | 0 | 0 | 0 | 0 | 0 | 0
PeakO | 0 | 0 | 0 | 0 | 0 | 0
ST | 0 | 0 | 0 | 0 | 0 | 0
STOG | 1736.62 | 1736.62 | 1736.62 | 1736.62 | 1736.62 | 1736.62
STWD | 0 | 0 | 0 | 0 | 0 | 0
WT | 0 | 0 | 0 | 0 | 0 | 0
IGCC | 0 | 0 | 0 | 0 | 0 | 0
DemandResponse | 0 | 0 | 0 | 0 | 0 | 0
IGCC-CCS | 0 | 0 | 0 | 0 | 0 | 0
WT_off | 0 | 0 | 0 | 0 | 0 | 0
PseudoUnit | 0 | 0 | 0 | 0 | 0 | 0
FixedInterchange | 0 | 0 | 0 | 0 | 0 | 0
Cumulative Retirements of Capacity by Reporting Type: TVA
ReportingType | 2015 | 2020 | 2025 | 2030 | 2035 | 2040
BM | 0 | 0 | 0 | 0 | 0 | 0
CC | 0 | 0 | 0 | 0 | 0 | 0
CSP | 0 | 0 | 0 | 0 | 0 | 0
CT | 0 | 0 | 0 | 0 | 0 | 0
Coal | 3610.95 | 5937.72 | 6122.68 | 6122.68 | 6122.68 | 6122.68
Geo | 0 | 0 | 0 | 0 | 0 | 0
H | 0 | 0 | 0 | 0 | 0 | 0
LFG | 0 | 0 | 0 | 0 | 0 | 0
Nuc | 0 | 0 | 0 | 0 | 2512.33 | 3791
PS | 0 | 0 | 0 | 0 | 0 | 0
PV | 0 | 0 | 0 | 0 | 0 | 0
PeakG | 0 | 0 | 0 | 0 | 0 | 0
PeakO | 0 | 0 | 0 | 0 | 0 | 0
ST | 0 | 0 | 0 | 0 | 0 | 0
STOG | 0 | 0 | 0 | 0 | 0 | 0
STWD | 0 | 0 | 0 | 0 | 0 | 0
WT | 0 | 0 | 0 | 0 | 0 | 0
IGCC | 0 | 0 | 0 | 0 | 0 | 0
DemandResponse | 0 | 0 | 0 | 0 | 0 | 0
IGCC-CCS | 0 | 0 | 0 | 0 | 0 | 0
WT_off | 0 | 0 | 0 | 0 | 0 | 0
PseudoUnit | 0 | 0 | 0 | 0 | 0 | 0
FixedInterchange | 0 | 0 | 0 | 0 | 0 | 0
Cumulative Retirements of Capacity by Reporting Type: TVA_Transmission
ReportingType | 2015 | 2020 | 2025 | 2030 | 2035 | 2040
BM | 0 | 0 | 0 | 0 | 0 | 0
CC | 0 | 0 | 0 | 0 | 0 | 0
CSP | 0 | 0 | 0 | 0 | 0 | 0
CT | 0 | 0 | 0 | 0 | 0 | 0
Coal | 0 | 0 | 0 | 0 | 0 | 0
Geo | 0 | 0 | 0 | 0 | 0 | 0
H | 0 | 0 | 0 | 0 | 0 | 0
LFG | 0 | 0 | 0 | 0 | 0 | 0
Nuc | 0 | 0 | 0 | 0 | 0 | 0
PS | 0 | 0 | 0 | 0 | 0 | 0
PV | 0 | 0 | 0 | 0 | 0 | 0
PeakG | 0 | 0 | 0 | 0 | 0 | 0
PeakO | 0 | 0 | 0 | 0 | 0 | 0
ST | 0 | 0 | 0 | 0 | 0 | 0
STOG | 0 | 0 | 0 | 0 | 0 | 0
STWD | 0 | 0 | 0 | 0 | 0 | 0
WT | 0 | 0 | 0 | 0 | 0 | 0
IGCC | 0 | 0 | 0 | 0 | 0 | 0
DemandResponse | 0 | 0 | 0 | 0 | 0 | 0
IGCC-CCS | 0 | 0 | 0 | 0 | 0 | 0
WT_off | 0 | 0 | 0 | 0 | 0 | 0
PseudoUnit | 0 | 0 | 0 | 0 | 0 | 0
FixedInterchange | 0 | 0 | 0 | 0 | 0 | 0
Cumulative Retirements of Capacity by Reporting Type: VACAR
ReportingType | 2015 | 2020 | 2025 | 2030 | 2035 | 2040
BM | 0 | 0 | 0 | 0 | 0 | 0
CC | 0 | 0 | 0 | 0 | 0 | 0
CSP | 0 | 0 | 0 | 0 | 0 | 0
CT | 0 | 0 | 0 | 0 | 0 | 0
Coal | 2954 | 8837.04 | 11119.07 | 11119.07 | 11119.07 | 11119.07
Geo | 0 | 0 | 0 | 0 | 0 | 0
H | 0 | 0 | 0 | 0 | 0 | 0
LFG | 0 | 0 | 0 | 0 | 0 | 0
Nuc | 0 | 0 | 0 | 0 | 3248 | 5106
PS | 0 | 0 | 0 | 0 | 0 | 0
PV | 0 | 0 | 0 | 0 | 0 | 0
PeakG | 0 | 0 | 0 | 0 | 0 | 0
PeakO | 0 | 0 | 0 | 0 | 0 | 0
ST | 0 | 0 | 0 | 0 | 0 | 0
STOG | 0 | 0 | 0 | 0 | 0 | 0
STWD | 0 | 0 | 0 | 0 | 0 | 0
WT | 0 | 0 | 0 | 0 | 0 | 0
IGCC | 0 | 0 | 0 | 0 | 0 | 0
DemandResponse | 0 | 0 | 0 | 0 | 0 | 0
IGCC-CCS | 0 | 0 | 0 | 0 | 0 | 0
WT_off | 0 | 0 | 0 | 0 | 0 | 0
PseudoUnit | 0 | 0 | 0 | 0 | 0 | 0
FixedInterchange | 0 | 0 | 0 | 0 | 0 | 0
Cumulative Retirements of Capacity by Reporting Type: IESO
ReportingType | 2015 | 2020 | 2025 | 2030 | 2035 | 2040
BM | 0 | 0 | 0 | 0 | 0 | 0
CC | 3107.3 | 3107.3 | 3107.3 | 3107.3 | 3107.3 | 3107.3
CSP | 0 | 0 | 0 | 0 | 0 | 0
CT | 0 | 0 | 0 | 0 | 0 | 0
Coal | 6416 | 6416 | 6416 | 6416 | 6416 | 6416
Geo | 0 | 0 | 0 | 0 | 0 | 0
H | 0 | 0 | 0 | 0 | 0 | 0
LFG | 0 | 0 | 0 | 0 | 0 | 0
Nuc | 0 | 0 | 0 | 0 | 1030 | 2570
PS | 0 | 0 | 0 | 0 | 0 | 0
PV | 0 | 0 | 0 | 0 | 1067.26 | 1067.26
PeakG | 0 | 0 | 0 | 0 | 0 | 0
PeakO | 145.65 | 145.65 | 145.65 | 145.65 | 145.65 | 145.65
ST | 0 | 0 | 0 | 0 | 0 | 0
STOG | 2126 | 2126 | 2126 | 2126 | 2126 | 2126
STWD | 139 | 139 | 139 | 139 | 139 | 139
WT | 0 | 0 | 0 | 0 | 2105.9 | 2105.9
IGCC | 0 | 0 | 0 | 0 | 0 | 0
DemandResponse | 0 | 0 | 0 | 0 | 0 | 0
IGCC-CCS | 0 | 0 | 0 | 0 | 0 | 0
WT_off | 0 | 0 | 0 | 0 | 0 | 0
PseudoUnit | 0 | 0 | 0 | 0 | 0 | 0
FixedInterchange | 0 | 0 | 0 | 0 | 0 | 0
Cumulative Retirements of Capacity by Reporting Type: MAPP_CA
ReportingType | 2015 | 2020 | 2025 | 2030 | 2035 | 2040
BM | 0 | 0 | 0 | 0 | 0 | 0
CC | 0 | 0 | 0 | 562.62 | 562.62 | 562.62
CSP | 0 | 0 | 0 | 0 | 0 | 0
CT | 0 | 0 | 0 | 0 | 35 | 35
Coal | 110.01 | 110.01 | 1745.9 | 1745.9 | 1745.9 | 1745.9
Geo | 0 | 0 | 0 | 0 | 0 | 0
H | 0 | 0 | 0 | 0 | 0 | 0
LFG | 0 | 0 | 0 | 0 | 0 | 0
Nuc | 0 | 0 | 0 | 0 | 0 | 0
PS | 0 | 0 | 0 | 0 | 0 | 0
PV | 0 | 0 | 0 | 0 | 0 | 0
PeakG | 0 | 0 | 0 | 0 | 0 | 0
PeakO | 0 | 0 | 0 | 0 | 0 | 0
ST | 0 | 0 | 0 | 0 | 0 | 0
STOG | 0 | 0 | 0 | 126 | 126 | 126
STWD | 0 | 0 | 0 | 0 | 0 | 0
WT | 0 | 0 | 0 | 0 | 0 | 0
IGCC | 0 | 0 | 0 | 0 | 0 | 0
DemandResponse | 0 | 0 | 0 | 0 | 0 | 0
IGCC-CCS | 0 | 0 | 0 | 0 | 0 | 0
WT_off | 0 | 0 | 0 | 0 | 0 | 0
PseudoUnit | 0 | 0 | 0 | 0 | 0 | 0
FixedInterchange | 0 | 0 | 0 | 0 | 0 | 0
Cumulative Retirements of Capacity by Reporting Type: AZ_NM_SNV_Coal
ReportingType | 2015 | 2020 | 2025 | 2030 | 2035 | 2040
BM | 0 | 0 | 0 | 0 | 0 | 0
CC | 0 | 0 | 0 | 0 | 0 | 0
CSP | 0 | 0 | 0 | 0 | 0 | 0
CT | 0 | 0 | 0 | 0 | 0 | 0
Coal | 0 | 0 | 0 | 0 | 0 | 0
Geo | 0 | 0 | 0 | 0 | 0 | 0
H | 0 | 0 | 0 | 0 | 0 | 0
LFG | 0 | 0 | 0 | 0 | 0 | 0
Nuc | 0 | 0 | 0 | 0 | 0 | 0
PS | 0 | 0 | 0 | 0 | 0 | 0
PV | 0 | 0 | 0 | 0 | 0 | 0
PeakG | 0 | 0 | 0 | 0 | 0 | 0
PeakO | 200 | 200 | 200 | 200 | 200 | 200
ST | 0 | 0 | 0 | 0 | 0 | 0
STOG | 0 | 0 | 0 | 0 | 0 | 0
STWD | 0 | 0 | 0 | 0 | 0 | 0
WT | 0 | 0 | 0 | 0 | 0 | 0
IGCC | 0 | 0 | 0 | 0 | 0 | 0
DemandResponse | 0 | 0 | 0 | 0 | 0 | 0
IGCC-CCS | 0 | 0 | 0 | 0 | 0 | 0
WT_off | 0 | 0 | 0 | 0 | 0 | 0
PseudoUnit | 0 | 0 | 0 | 0 | 0 | 0
FixedInterchange | 0 | 0 | 0 | 0 | 0 | 0
Cumulative Retirements of Capacity by Reporting Type: AZ_NM_SNV_Gas
ReportingType | 2015 | 2020 | 2025 | 2030 | 2035 | 2040
BM | 0 | 0 | 0 | 0 | 0 | 0
CC | 1095 | 1095 | 1095 | 1095 | 1095 | 1095
CSP | 0 | 0 | 0 | 0 | 0 | 0
CT | 0 | 0 | 0 | 0 | 736 | 736
Coal | 0 | 0 | 0 | 0 | 0 | 0
Geo | 0 | 0 | 0 | 0 | 0 | 0
H | 0 | 0 | 0 | 0 | 0 | 0
LFG | 0 | 0 | 0 | 0 | 0 | 0
Nuc | 0 | 0 | 0 | 0 | 0 | 0
PS | 0 | 0 | 0 | 0 | 0 | 0
PV | 0 | 0 | 0 | 0 | 0 | 0
PeakG | 1830.61 | 1830.61 | 1830.61 | 1830.61 | 1830.61 | 3660
PeakO | 0 | 0 | 0 | 0 | 0 | 0
ST | 0 | 0 | 0 | 0 | 0 | 0
STOG | 2064 | 2064 | 2064 | 2064 | 2064 | 2064
STWD | 0 | 0 | 0 | 0 | 0 | 0
WT | 0 | 0 | 0 | 0 | 0 | 0
IGCC | 0 | 0 | 0 | 0 | 0 | 0
DemandResponse | 0 | 0 | 0 | 0 | 0 | 0
IGCC-CCS | 0 | 0 | 0 | 0 | 0 | 0
WT_off | 0 | 0 | 0 | 0 | 0 | 0
PseudoUnit | 0 | 0 | 0 | 0 | 0 | 0
FixedInterchange | 0 | 0 | 0 | 0 | 0 | 0
Cumulative Retirements of Capacity by Reporting Type: AZ_NM_SNV_NucRenew
ReportingType | 2015 | 2020 | 2025 | 2030 | 2035 | 2040
BM | 0 | 0 | 0 | 0 | 0 | 0
CC | 0 | 0 | 0 | 0 | 0 | 0
CSP | 65 | 65 | 65 | 65 | 65 | 65
CT | 0 | 0 | 0 | 0 | 0 | 0
Coal | 0 | 0 | 0 | 0 | 0 | 0
Geo | 0 | 0 | 0 | 0 | 0 | 0
H | 0 | 0 | 0 | 0 | 0 | 0
LFG | 0 | 0 | 0 | 0 | 0 | 0
Nuc | 0 | 0 | 0 | 0 | 0 | 0
PS | 0 | 0 | 0 | 0 | 0 | 0
PV | 0 | 0 | 0 | 0 | 0 | 0
PeakG | 0 | 0 | 0 | 0 | 0 | 0
PeakO | 0 | 0 | 0 | 0 | 0 | 0
ST | 0 | 0 | 0 | 0 | 0 | 0
STOG | 0 | 0 | 0 | 0 | 0 | 0
STWD | 0 | 0 | 0 | 0 | 0 | 0
WT | 0 | 0 | 0 | 0 | 0 | 0
IGCC | 0 | 0 | 0 | 0 | 0 | 0
DemandResponse | 0 | 0 | 0 | 0 | 0 | 0
IGCC-CCS | 0 | 0 | 0 | 0 | 0 | 0
WT_off | 0 | 0 | 0 | 0 | 0 | 0
PseudoUnit | 0 | 0 | 0 | 0 | 0 | 0
FixedInterchange | 0 | 0 | 0 | 0 | 0 | 0
Cumulative Retirements of Capacity by Reporting Type: ERCOT
ReportingType | 2015 | 2020 | 2025 | 2030 | 2035 | 2040
BM | 0 | 0 | 0 | 0 | 0 | 0
CC | 0 | 0 | 0 | 0 | 0 | 0
CSP | 0 | 0 | 0 | 0 | 0 | 0
CT | 0 | 0 | 0 | 0 | 0 | 0
Coal | 1525.55 | 1525.55 | 1525.55 | 1525.55 | 1525.55 | 1525.55
Geo | 0 | 0 | 0 | 0 | 0 | 0
H | 0 | 0 | 0 | 0 | 0 | 0
LFG | 0 | 0 | 0 | 0 | 0 | 0
Nuc | 0 | 0 | 0 | 0 | 0 | 0
PS | 0 | 0 | 0 | 0 | 0 | 0
PV | 0 | 0 | 0 | 0 | 14 | 14
PeakG | 0 | 0 | 0 | 0 | 0 | 0
PeakO | 0 | 0 | 0 | 0 | 0 | 0
ST | 0 | 0 | 0 | 0 | 0 | 0
STOG | 1331.74 | 1331.74 | 1331.74 | 1331.74 | 1331.74 | 1331.74
STWD | 0 | 0 | 0 | 0 | 0 | 0
WT | 0 | 0 | 0 | 0 | 0 | 0
IGCC | 0 | 0 | 0 | 0 | 0 | 0
DemandResponse | 0 | 0 | 0 | 0 | 0 | 0
IGCC-CCS | 0 | 0 | 0 | 0 | 0 | 0
WT_off | 0 | 0 | 0 | 0 | 0 | 0
PseudoUnit | 0 | 0 | 0 | 0 | 0 | 0
FixedInterchange | 0 | 0 | 0 | 0 | 0 | 0
Cumulative Retirements of Capacity by Reporting Type: NP15
ReportingType | 2015 | 2020 | 2025 | 2030 | 2035 | 2040
BM | 0 | 0 | 0 | 0 | 0 | 0
CC | 0 | 0 | 0 | 0 | 0 | 0
CSP | 0 | 0 | 0 | 0 | 0 | 0
CT | 0 | 0 | 0 | 0 | 0 | 0
Coal | 163.7 | 191.9 | 191.9 | 191.9 | 191.9 | 191.9
Geo | 0 | 0 | 0 | 0 | 0 | 0
H | 0 | 0 | 0 | 0 | 0 | 0
LFG | 0 | 0 | 0 | 0 | 0 | 0
Nuc | 0 | 0 | 0 | 0 | 0 | 0
PS | 0 | 0 | 0 | 0 | 0 | 0
PV | 0 | 0 | 0 | 0 | 6.5 | 6.5
PeakG | 0 | 0 | 0 | 0 | 0 | 0
PeakO | 156 | 156 | 156 | 156 | 156 | 156
ST | 0 | 0 | 0 | 0 | 0 | 0
STOG | 1046.4 | 1046.4 | 1046.4 | 1046.4 | 1046.4 | 1046.4
STWD | 0 | 0 | 0 | 0 | 0 | 0
WT | 0 | 0 | 0 | 0 | 0 | 0
IGCC | 0 | 0 | 0 | 0 | 0 | 0
DemandResponse | 0 | 0 | 0 | 0 | 0 | 0
IGCC-CCS | 0 | 0 | 0 | 0 | 0 | 0
WT_off | 0 | 0 | 0 | 0 | 0 | 0
PseudoUnit | 0 | 0 | 0 | 0 | 0 | 0
FixedInterchange | 0 | 0 | 0 | 0 | 0 | 0
Cumulative Retirements of Capacity by Reporting Type: NWPP_Coal
ReportingType | 2015 | 2020 | 2025 | 2030 | 2035 | 2040
BM | 0 | 0 | 0 | 0 | 0 | 0
CC | 0 | 0 | 0 | 0 | 0 | 0
CSP | 0 | 0 | 0 | 0 | 0 | 0
CT | 0 | 0 | 0 | 0 | 0 | 0
Coal | 685.88 | 685.88 | 685.88 | 685.88 | 685.88 | 685.88
Geo | 0 | 0 | 0 | 0 | 0 | 0
H | 0 | 0 | 0 | 0 | 0 | 0
LFG | 0 | 0 | 0 | 0 | 0 | 0
Nuc | 0 | 0 | 0 | 0 | 0 | 0
PS | 0 | 0 | 0 | 0 | 0 | 0
PV | 0 | 0 | 0 | 0 | 0 | 0
PeakG | 0 | 0 | 0 | 0 | 0 | 0
PeakO | 183 | 183 | 183 | 183 | 183 | 183
ST | 0 | 0 | 0 | 0 | 0 | 0
STOG | 0 | 0 | 0 | 0 | 0 | 0
STWD | 0 | 0 | 0 | 0 | 0 | 0
WT | 0 | 0 | 0 | 0 | 0 | 0
IGCC | 0 | 0 | 0 | 0 | 0 | 0
DemandResponse | 0 | 0 | 0 | 0 | 0 | 0
IGCC-CCS | 0 | 0 | 0 | 0 | 0 | 0
WT_off | 0 | 0 | 0 | 0 | 0 | 0
PseudoUnit | 0 | 0 | 0 | 0 | 0 | 0
FixedInterchange | 0 | 0 | 0 | 0 | 0 | 0
Cumulative Retirements of Capacity by Reporting Type: NWPP_Gas
ReportingType | 2015 | 2020 | 2025 | 2030 | 2035 | 2040
BM | 0 | 0 | 0 | 0 | 0 | 0
CC | 1678 | 1678 | 1678 | 1678 | 1678 | 1678
CSP | 0 | 0 | 0 | 0 | 0 | 0
CT | 0 | 0 | 0 | 0 | 150 | 150
Coal | 0 | 0 | 0 | 0 | 0 | 0
Geo | 0 | 0 | 0 | 0 | 0 | 0
H | 0 | 0 | 0 | 0 | 0 | 0
LFG | 0 | 0 | 0 | 0 | 0 | 0
Nuc | 0 | 0 | 0 | 0 | 0 | 0
PS | 0 | 0 | 0 | 0 | 0 | 0
PV | 0 | 0 | 0 | 0 | 0 | 0
PeakG | 2623 | 2623 | 2623 | 2623 | 2623 | 2623
PeakO | 0 | 0 | 0 | 0 | 0 | 0
ST | 0 | 0 | 0 | 0 | 0 | 0
STOG | 786 | 786 | 786 | 786 | 786 | 786
STWD | 0 | 0 | 0 | 0 | 0 | 0
WT | 0 | 0 | 0 | 0 | 0 | 0
IGCC | 0 | 0 | 0 | 0 | 0 | 0
DemandResponse | 0 | 0 | 0 | 0 | 0 | 0
IGCC-CCS | 0 | 0 | 0 | 0 | 0 | 0
WT_off | 0 | 0 | 0 | 0 | 0 | 0
PseudoUnit | 0 | 0 | 0 | 0 | 0 | 0
FixedInterchange | 0 | 0 | 0 | 0 | 0 | 0
Cumulative Retirements of Capacity by Reporting Type: NWPP_NucRenew
ReportingType | 2015 | 2020 | 2025 | 2030 | 2035 | 2040
BM | 0 | 0 | 0 | 0 | 0 | 0
CC | 0 | 0 | 0 | 0 | 0 | 0
CSP | 0 | 0 | 0 | 0 | 0 | 0
CT | 0 | 0 | 0 | 0 | 0 | 0
Coal | 0 | 0 | 0 | 0 | 0 | 0
Geo | 4.8 | 4.8 | 4.8 | 4.8 | 4.8 | 4.8
H | 0 | 0 | 0 | 0 | 0 | 0
LFG | 0 | 0 | 0 | 0 | 0 | 0
Nuc | 0 | 0 | 0 | 0 | 0 | 0
PS | 0 | 0 | 0 | 0 | 0 | 0
PV | 0 | 0 | 0 | 0 | 0 | 0
PeakG | 0 | 0 | 0 | 0 | 0 | 0
PeakO | 0 | 0 | 0 | 0 | 0 | 0
ST | 0 | 0 | 0 | 0 | 0 | 0
STOG | 0 | 0 | 0 | 0 | 0 | 0
STWD | 181.91 | 181.91 | 181.91 | 181.91 | 181.91 | 181.91
WT | 0 | 0 | 0 | 0 | 0 | 0
IGCC | 0 | 0 | 0 | 0 | 0 | 0
DemandResponse | 0 | 0 | 0 | 0 | 0 | 0
IGCC-CCS | 0 | 0 | 0 | 0 | 0 | 0
WT_off | 0 | 0 | 0 | 0 | 0 | 0
PseudoUnit | 0 | 0 | 0 | 0 | 0 | 0
FixedInterchange | 0 | 0 | 0 | 0 | 0 | 0
Cumulative Retirements of Capacity by Reporting Type: RMPA
ReportingType | 2015 | 2020 | 2025 | 2030 | 2035 | 2040
BM | 0 | 0 | 0 | 0 | 0 | 0
CC | 0 | 0 | 0 | 0 | 0 | 0
CSP | 1 | 1 | 1 | 1 | 1 | 1
CT | 0 | 0 | 0 | 0 | 152 | 152
Coal | 480 | 650.5 | 1005.22 | 1005.22 | 1005.22 | 1249.5
Geo | 0 | 0 | 0 | 0 | 0 | 0
H | 0 | 0 | 0 | 0 | 0 | 0
LFG | 0 | 0 | 0 | 0 | 0 | 0
Nuc | 0 | 0 | 0 | 0 | 0 | 0
PS | 0 | 0 | 0 | 0 | 0 | 0
PV | 0 | 0 | 0 | 0 | 0 | 0
PeakG | 0 | 0 | 0 | 0 | 0 | 0
PeakO | 0 | 0 | 97.41 | 97.41 | 97.41 | 97.41
ST | 0 | 0 | 0 | 0 | 0 | 0
STOG | 217 | 217 | 217 | 217 | 217 | 217
STWD | 0 | 0 | 0 | 0 | 0 | 0
WT | 0 | 0 | 0 | 0 | 0 | 0
IGCC | 0 | 0 | 0 | 0 | 0 | 0
DemandResponse | 0 | 0 | 0 | 0 | 0 | 0
IGCC-CCS | 0 | 0 | 0 | 0 | 0 | 0
WT_off | 0 | 0 | 0 | 0 | 0 | 0
PseudoUnit | 0 | 0 | 0 | 0 | 0 | 0
FixedInterchange | 0 | 0 | 0 | 0 | 0 | 0
Cumulative Retirements of Capacity by Reporting Type: SP15
ReportingType | 2015 | 2020 | 2025 | 2030 | 2035 | 2040
BM | 0 | 0 | 0 | 0 | 0 | 0
CC | 0 | 0 | 0 | 0 | 0 | 0
CSP | 409 | 409 | 409 | 409 | 409 | 409
CT | 0 | 0 | 0 | 0 | 0 | 0
Coal | 141.5 | 141.5 | 141.5 | 141.5 | 242.7 | 242.7
Geo | 0 | 0 | 0 | 0 | 0 | 0
H | 0 | 0 | 0 | 0 | 0 | 0
LFG | 0 | 0 | 0 | 0 | 0 | 0
Nuc | 0 | 0 | 0 | 0 | 0 | 0
PS | 0 | 0 | 0 | 0 | 0 | 0
PV | 0 | 0 | 0 | 0 | 3.8 | 3.8
PeakG | 44 | 44 | 44 | 44 | 44 | 44
PeakO | 15 | 15 | 15 | 15 | 15 | 15
ST | 0 | 0 | 0 | 0 | 0 | 0
STOG | 958 | 958 | 958 | 958 | 958 | 958
STWD | 0 | 0 | 0 | 0 | 0 | 0
WT | 126.2 | 126.2 | 126.2 | 126.2 | 126.2 | 126.2
IGCC | 0 | 0 | 0 | 0 | 0 | 0
DemandResponse | 0 | 0 | 0 | 0 | 0 | 0
IGCC-CCS | 0 | 0 | 0 | 0 | 0 | 0
WT_off | 0 | 0 | 0 | 0 | 0 | 0
PseudoUnit | 0 | 0 | 0 | 0 | 0 | 0
FixedInterchange | 0 | 0 | 0 | 0 | 0 | 0
Cumulative Retirements of Capacity by Reporting Type: ALB
ReportingType | 2015 | 2020 | 2025 | 2030 | 2035 | 2040
BM | 0 | 0 | 0 | 0 | 0 | 0
CC | 0 | 0 | 0 | 0 | 198.76 | 198.76
CSP | 0 | 0 | 0 | 0 | 0 | 0
CT | 0 | 0 | 0 | 0 | 201.5 | 201.5
Coal | 0 | 0 | 0 | 0 | 0 | 0
Geo | 0 | 0 | 0 | 0 | 0 | 0
H | 0 | 0 | 0 | 0 | 0 | 0
LFG | 0 | 0 | 0 | 0 | 0 | 0
Nuc | 0 | 0 | 0 | 0 | 0 | 0
PS | 0 | 0 | 0 | 0 | 0 | 0
PV | 0 | 0 | 0 | 0 | 0 | 0
PeakG | 880.29 | 916.15 | 916.15 | 916.15 | 916.15 | 916.15
PeakO | 6 | 6 | 6 | 6 | 6 | 6
ST | 0 | 0 | 0 | 0 | 0 | 0
STOG | 186 | 186 | 186 | 186 | 186 | 186
STWD | 174 | 174 | 174 | 174 | 174 | 174
WT | 0 | 0 | 0 | 0 | 0 | 0
IGCC | 0 | 0 | 0 | 0 | 0 | 0
DemandResponse | 0 | 0 | 0 | 0 | 0 | 0
IGCC-CCS | 0 | 0 | 0 | 0 | 0 | 0
WT_off | 0 | 0 | 0 | 0 | 0 | 0
PseudoUnit | 0 | 0 | 0 | 0 | 0 | 0
FixedInterchange | 0 | 0 | 0 | 0 | 0 | 0
Cumulative Retirements of Capacity by Reporting Type: BC
ReportingType | 2015 | 2020 | 2025 | 2030 | 2035 | 2040
BM | 0 | 0 | 0 | 0 | 0 | 0
CC | 0 | 0 | 0 | 0 | 0 | 0
CSP | 0 | 0 | 0 | 0 | 0 | 0
CT | 0 | 0 | 0 | 0 | 0 | 0
Coal | 0 | 0 | 0 | 0 | 0 | 0
Geo | 0 | 0 | 0 | 0 | 0 | 0
H | 0 | 0 | 0 | 0 | 0 | 0
LFG | 0 | 0 | 0 | 0 | 0 | 0
Nuc | 0 | 0 | 0 | 0 | 0 | 0
PS | 0 | 0 | 0 | 0 | 0 | 0
PV | 0 | 0 | 0 | 0 | 0 | 0
PeakG | 0 | 0 | 0 | 0 | 0 | 0
PeakO | 0 | 0 | 0 | 0 | 0 | 0
ST | 0 | 0 | 0 | 0 | 0 | 0
STOG | 938 | 938 | 938 | 938 | 938 | 938
STWD | 0 | 0 | 0 | 0 | 0 | 0
WT | 0 | 0 | 0 | 0 | 0 | 0
IGCC | 0 | 0 | 0 | 0 | 0 | 0
DemandResponse | 0 | 0 | 0 | 0 | 0 | 0
IGCC-CCS | 0 | 0 | 0 | 0 | 0 | 0
WT_off | 0 | 0 | 0 | 0 | 0 | 0
PseudoUnit | 0 | 0 | 0 | 0 | 0 | 0
FixedInterchange | 0 | 0 | 0 | 0 | 0 | 0
Cumulative Retirements of Capacity by Reporting Type: HQ_IESO
ReportingType | 2015 | 2020 | 2025 | 2030 | 2035 | 2040
BM | 0 | 0 | 0 | 0 | 0 | 0
CC | 0 | 0 | 0 | 0 | 0 | 0
CSP | 0 | 0 | 0 | 0 | 0 | 0
CT | 0 | 0 | 0 | 0 | 0 | 0
Coal | 0 | 0 | 0 | 0 | 0 | 0
Geo | 0 | 0 | 0 | 0 | 0 | 0
H | 0 | 0 | 0 | 0 | 0 | 0
LFG | 0 | 0 | 0 | 0 | 0 | 0
Nuc | 0 | 0 | 0 | 0 | 0 | 0
PS | 0 | 0 | 0 | 0 | 0 | 0
PV | 0 | 0 | 0 | 0 | 0 | 0
PeakG | 0 | 0 | 0 | 0 | 0 | 0
PeakO | 0 | 0 | 0 | 0 | 0 | 0
ST | 0 | 0 | 0 | 0 | 0 | 0
STOG | 0 | 0 | 0 | 0 | 0 | 0
STWD | 0 | 0 | 0 | 0 | 0 | 0
WT | 0 | 0 | 0 | 0 | 0 | 0
IGCC | 0 | 0 | 0 | 0 | 0 | 0
DemandResponse | 0 | 0 | 0 | 0 | 0 | 0
IGCC-CCS | 0 | 0 | 0 | 0 | 0 | 0
WT_off | 0 | 0 | 0 | 0 | 0 | 0
PseudoUnit | 0 | 0 | 0 | 0 | 0 | 0
FixedInterchange | 0 | 0 | 0 | 0 | 0 | 0
Cumulative Retirements of Capacity by Reporting Type: HQ_NEISO
ReportingType | 2015 | 2020 | 2025 | 2030 | 2035 | 2040
BM | 0 | 0 | 0 | 0 | 0 | 0
CC | 0 | 0 | 0 | 0 | 0 | 0
CSP | 0 | 0 | 0 | 0 | 0 | 0
CT | 0 | 0 | 0 | 0 | 0 | 0
Coal | 0 | 0 | 0 | 0 | 0 | 0
Geo | 0 | 0 | 0 | 0 | 0 | 0
H | 0 | 0 | 0 | 0 | 0 | 0
LFG | 0 | 0 | 0 | 0 | 0 | 0
Nuc | 0 | 0 | 0 | 0 | 0 | 0
PS | 0 | 0 | 0 | 0 | 0 | 0
PV | 0 | 0 | 0 | 0 | 0 | 0
PeakG | 0 | 0 | 0 | 0 | 0 | 0
PeakO | 0 | 0 | 0 | 0 | 0 | 0
ST | 0 | 0 | 0 | 0 | 0 | 0
STOG | 0 | 0 | 0 | 0 | 0 | 0
STWD | 0 | 0 | 0 | 0 | 0 | 0
WT | 0 | 0 | 0 | 0 | 0 | 0
IGCC | 0 | 0 | 0 | 0 | 0 | 0
DemandResponse | 0 | 0 | 0 | 0 | 0 | 0
IGCC-CCS | 0 | 0 | 0 | 0 | 0 | 0
WT_off | 0 | 0 | 0 | 0 | 0 | 0
PseudoUnit | 0 | 0 | 0 | 0 | 0 | 0
FixedInterchange | 0 | 0 | 0 | 0 | 0 | 0
Cumulative Retirements of Capacity by Reporting Type: HQ_NY
ReportingType | 2015 | 2020 | 2025 | 2030 | 2035 | 2040
BM | 0 | 0 | 0 | 0 | 0 | 0
CC | 0 | 0 | 0 | 0 | 0 | 0
CSP | 0 | 0 | 0 | 0 | 0 | 0
CT | 0 | 0 | 0 | 0 | 0 | 0
Coal | 0 | 0 | 0 | 0 | 0 | 0
Geo | 0 | 0 | 0 | 0 | 0 | 0
H | 0 | 0 | 0 | 0 | 0 | 0
LFG | 0 | 0 | 0 | 0 | 0 | 0
Nuc | 0 | 0 | 0 | 0 | 0 | 0
PS | 0 | 0 | 0 | 0 | 0 | 0
PV | 0 | 0 | 0 | 0 | 0 | 0
PeakG | 0 | 0 | 0 | 0 | 0 | 0
PeakO | 0 | 0 | 0 | 0 | 0 | 0
ST | 0 | 0 | 0 | 0 | 0 | 0
STOG | 0 | 0 | 0 | 0 | 0 | 0
STWD | 0 | 0 | 0 | 0 | 0 | 0
WT | 0 | 0 | 0 | 0 | 0 | 0
IGCC | 0 | 0 | 0 | 0 | 0 | 0
DemandResponse | 0 | 0 | 0 | 0 | 0 | 0
IGCC-CCS | 0 | 0 | 0 | 0 | 0 | 0
WT_off | 0 | 0 | 0 | 0 | 0 | 0
PseudoUnit | 0 | 0 | 0 | 0 | 0 | 0
FixedInterchange | 0 | 0 | 0 | 0 | 0 | 0
Cumulative Retirements of Capacity by Reporting Type: MARITIMES
ReportingType | 2015 | 2020 | 2025 | 2030 | 2035 | 2040
BM | 0 | 0 | 0 | 0 | 0 | 0
CC | 0 | 0 | 0 | 0 | 0 | 0
CSP | 0 | 0 | 0 | 0 | 0 | 0
CT | 0 | 0 | 0 | 0 | 0 | 0
Coal | 0 | 0 | 0 | 0 | 0 | 0
Geo | 0 | 0 | 0 | 0 | 0 | 0
H | 0 | 0 | 0 | 0 | 0 | 0
LFG | 0 | 0 | 0 | 0 | 0 | 0
Nuc | 0 | 0 | 0 | 0 | 0 | 0
PS | 0 | 0 | 0 | 0 | 0 | 0
PV | 0 | 0 | 0 | 0 | 0 | 0
PeakG | 0 | 0 | 0 | 0 | 0 | 0
PeakO | 0 | 0 | 0 | 0 | 0 | 0
ST | 0 | 0 | 0 | 0 | 0 | 0
STOG | 0 | 0 | 0 | 0 | 0 | 0
STWD | 0 | 0 | 0 | 0 | 0 | 0
WT | 0 | 0 | 0 | 0 | 0 | 0
IGCC | 0 | 0 | 0 | 0 | 0 | 0
DemandResponse | 0 | 0 | 0 | 0 | 0 | 0
IGCC-CCS | 0 | 0 | 0 | 0 | 0 | 0
WT_off | 0 | 0 | 0 | 0 | 0 | 0
PseudoUnit | 0 | 0 | 0 | 0 | 0 | 0
FixedInterchange | 0 | 0 | 0 | 0 | 0 | 0
Cumulative Retirements of Capacity by Reporting Type: All
ReportingType | 2015 | 2020 | 2025 | 2030 | 2035 | 2040
BM | 0 | 0 | 0 | 0 | 0 | 0
CC | 7797.99 | 7797.99 | 7983.99 | 8546.61 | 8745.37 | 8745.37
CSP | 475 | 475 | 475 | 475 | 475 | 475
CT | 0 | 0 | 0 | 0 | 1274.5 | 1274.5
Coal | 71623.82 | 100575.81 | 105899.72 | 105899.72 | 106000.92 | 106245.2
Geo | 4.8 | 4.8 | 4.8 | 4.8 | 4.8 | 4.8
H | 0 | 0 | 0 | 0 | 0 | 0
LFG | 0 | 0 | 0 | 0 | 0 | 0
Nuc | 0 | 614.5 | 614.5 | 2102.7 | 28678.4 | 48384.39
PS | 0 | 0 | 0 | 0 | 0 | 0
PV | 0 | 0 | 0 | 0 | 1123.56 | 1123.56
PeakG | 5856.4 | 5892.27 | 10271.46 | 10271.46 | 10271.46 | 12100.85
PeakO | 2527.15 | 2527.15 | 2624.56 | 2624.56 | 2624.56 | 2624.56
ST | 0 | 0 | 0 | 0 | 0 | 0
STOG | 43020.08 | 43020.08 | 44049.51 | 44175.51 | 44175.51 | 44175.51
STWD | 494.91 | 494.91 | 494.91 | 494.91 | 494.91 | 494.91
WT | 126.2 | 126.2 | 126.2 | 126.2 | 4060.4 | 4578.2
IGCC | 0 | 0 | 0 | 0 | 0 | 0
DemandResponse | 0 | 0 | 0 | 0 | 0 | 0
IGCC-CCS | 0 | 0 | 0 | 0 | 0 | 0
WT_off | 0 | 0 | 0 | 0 | 468 | 468
PseudoUnit | 0 | 0 | 0 | 0 | 0 | 0
FixedInterchange | 0 | 0 | 0 | 0 | 0 | 0
Cumulative Retirements of Capacity by Reporting Type: EI_US
ReportingType | 2015 | 2020 | 2025 | 2030 | 2035 | 2040
BM | 0 | 0 | 0 | 0 | 0 | 0
CC | 1917.69 | 1917.69 | 2103.69 | 2103.69 | 2103.69 | 2103.69
CSP | 0 | 0 | 0 | 0 | 0 | 0
CT | 0 | 0 | 0 | 0 | 0 | 0
Coal | 62101.18 | 90854.47 | 94187.77 | 94187.77 | 94187.77 | 94187.77
Geo | 0 | 0 | 0 | 0 | 0 | 0
H | 0 | 0 | 0 | 0 | 0 | 0
LFG | 0 | 0 | 0 | 0 | 0 | 0
Nuc | 0 | 614.5 | 614.5 | 2102.7 | 27648.4 | 45814.39
PS | 0 | 0 | 0 | 0 | 0 | 0
PV | 0 | 0 | 0 | 0 | 32 | 32
PeakG | 478.5 | 478.5 | 4857.69 | 4857.69 | 4857.69 | 4857.69
PeakO | 1821.5 | 1821.5 | 1821.5 | 1821.5 | 1821.5 | 1821.5
ST | 0 | 0 | 0 | 0 | 0 | 0
STOG | 33366.94 | 33366.94 | 34396.37 | 34396.37 | 34396.37 | 34396.37
STWD | 0 | 0 | 0 | 0 | 0 | 0
WT | 0 | 0 | 0 | 0 | 1828.3 | 2346.1
IGCC | 0 | 0 | 0 | 0 | 0 | 0
DemandResponse | 0 | 0 | 0 | 0 | 0 | 0
IGCC-CCS | 0 | 0 | 0 | 0 | 0 | 0
WT_off | 0 | 0 | 0 | 0 | 468 | 468
PseudoUnit | 0 | 0 | 0 | 0 | 0 | 0
FixedInterchange | 0 | 0 | 0 | 0 | 0 | 0
Cumulative Retirements of Capacity by Reporting Type: EI_Canada
ReportingType | 2015 | 2020 | 2025 | 2030 | 2035 | 2040
BM | 0 | 0 | 0 | 0 | 0 | 0
CC | 3107.3 | 3107.3 | 3107.3 | 3669.92 | 3669.92 | 3669.92
CSP | 0 | 0 | 0 | 0 | 0 | 0
CT | 0 | 0 | 0 | 0 | 35 | 35
Coal | 6526.01 | 6526.01 | 8161.9 | 8161.9 | 8161.9 | 8161.9
Geo | 0 | 0 | 0 | 0 | 0 | 0
H | 0 | 0 | 0 | 0 | 0 | 0
LFG | 0 | 0 | 0 | 0 | 0 | 0
Nuc | 0 | 0 | 0 | 0 | 1030 | 2570
PS | 0 | 0 | 0 | 0 | 0 | 0
PV | 0 | 0 | 0 | 0 | 1067.26 | 1067.26
PeakG | 0 | 0 | 0 | 0 | 0 | 0
PeakO | 145.65 | 145.65 | 145.65 | 145.65 | 145.65 | 145.65
ST | 0 | 0 | 0 | 0 | 0 | 0
STOG | 2126 | 2126 | 2126 | 2252 | 2252 | 2252
STWD | 139 | 139 | 139 | 139 | 139 | 139
WT | 0 | 0 | 0 | 0 | 2105.9 | 2105.9
IGCC | 0 | 0 | 0 | 0 | 0 | 0
DemandResponse | 0 | 0 | 0 | 0 | 0 | 0
IGCC-CCS | 0 | 0 | 0 | 0 | 0 | 0
WT_off | 0 | 0 | 0 | 0 | 0 | 0
PseudoUnit | 0 | 0 | 0 | 0 | 0 | 0
FixedInterchange | 0 | 0 | 0 | 0 | 0 | 0
Cumulative Retirements of Capacity by Reporting Type: EI
ReportingType | 2015 | 2020 | 2025 | 2030 | 2035 | 2040
BM | 0 | 0 | 0 | 0 | 0 | 0
CC | 5024.99 | 5024.99 | 5210.99 | 5773.61 | 5773.61 | 5773.61
CSP | 0 | 0 | 0 | 0 | 0 | 0
CT | 0 | 0 | 0 | 0 | 35 | 35
Coal | 68627.19 | 97380.48 | 102349.67 | 102349.67 | 102349.67 | 102349.67
Geo | 0 | 0 | 0 | 0 | 0 | 0
H | 0 | 0 | 0 | 0 | 0 | 0
LFG | 0 | 0 | 0 | 0 | 0 | 0
Nuc | 0 | 614.5 | 614.5 | 2102.7 | 28678.4 | 48384.39
PS | 0 | 0 | 0 | 0 | 0 | 0
PV | 0 | 0 | 0 | 0 | 1099.26 | 1099.26
PeakG | 478.5 | 478.5 | 4857.69 | 4857.69 | 4857.69 | 4857.69
PeakO | 1967.15 | 1967.15 | 1967.15 | 1967.15 | 1967.15 | 1967.15
ST | 0 | 0 | 0 | 0 | 0 | 0
STOG | 35492.94 | 35492.94 | 36522.37 | 36648.37 | 36648.37 | 36648.37
STWD | 139 | 139 | 139 | 139 | 139 | 139
WT | 0 | 0 | 0 | 0 | 3934.2 | 4452
IGCC | 0 | 0 | 0 | 0 | 0 | 0
DemandResponse | 0 | 0 | 0 | 0 | 0 | 0
IGCC-CCS | 0 | 0 | 0 | 0 | 0 | 0
WT_off | 0 | 0 | 0 | 0 | 468 | 468
PseudoUnit | 0 | 0 | 0 | 0 | 0 | 0
FixedInterchange | 0 | 0 | 0 | 0 | 0 | 0
Cumulative Retirements of Capacity by Reporting Type: Outside_EI
ReportingType | 2015 | 2020 | 2025 | 2030 | 2035 | 2040
BM | 0 | 0 | 0 | 0 | 0 | 0
CC | 2773 | 2773 | 2773 | 2773 | 2971.76 | 2971.76
CSP | 475 | 475 | 475 | 475 | 475 | 475
CT | 0 | 0 | 0 | 0 | 1239.5 | 1239.5
Coal | 2996.63 | 3195.33 | 3550.05 | 3550.05 | 3651.25 | 3895.53
Geo | 4.8 | 4.8 | 4.8 | 4.8 | 4.8 | 4.8
H | 0 | 0 | 0 | 0 | 0 | 0
LFG | 0 | 0 | 0 | 0 | 0 | 0
Nuc | 0 | 0 | 0 | 0 | 0 | 0
PS | 0 | 0 | 0 | 0 | 0 | 0
PV | 0 | 0 | 0 | 0 | 24.3 | 24.3
PeakG | 5377.9 | 5413.77 | 5413.77 | 5413.77 | 5413.77 | 7243.15
PeakO | 560 | 560 | 657.41 | 657.41 | 657.41 | 657.41
ST | 0 | 0 | 0 | 0 | 0 | 0
STOG | 7527.14 | 7527.14 | 7527.14 | 7527.14 | 7527.14 | 7527.14
STWD | 355.91 | 355.91 | 355.91 | 355.91 | 355.91 | 355.91
WT | 126.2 | 126.2 | 126.2 | 126.2 | 126.2 | 126.2
IGCC | 0 | 0 | 0 | 0 | 0 | 0
DemandResponse | 0 | 0 | 0 | 0 | 0 | 0
IGCC-CCS | 0 | 0 | 0 | 0 | 0 | 0
WT_off | 0 | 0 | 0 | 0 | 0 | 0
PseudoUnit | 0 | 0 | 0 | 0 | 0 | 0
FixedInterchange | 0 | 0 | 0 | 0 | 0 | 0
#5 | Total Installed ACTIVE Capacity (MW)
Total Installed Capacity by Reporting Type: Entergy
ReportingType | 2015 | 2020 | 2025 | 2030 | 2035 | 2040
BM | 0 | 0 | 0 | 0 | 0 | 0
CC | 13885 | 13885 | 13885 | 15070.45 | 15231.6 | 15231.6
CSP | 0 | 0 | 0 | 0 | 0 | 0
CT | 0 | 0 | 0 | 0 | 0 | 0
Coal | 8136 | 8136 | 8136 | 8136 | 8136 | 9776.67
Geo | 0 | 0 | 0 | 0 | 0 | 0
H | 744 | 744 | 744 | 744 | 744 | 744
LFG | 8 | 8 | 8 | 115.4 | 115.4 | 115.4
Nuc | 5422 | 5422 | 5422 | 5422 | 4580 | 3583
PS | 59 | 59 | 59 | 59 | 59 | 59
PV | 0.28 | 65.33 | 100.79 | 104.2 | 108.02 | 110.63
PeakG | 2787 | 2787 | 2787 | 2787 | 2787 | 2787
PeakO | 174 | 174 | 174 | 174 | 174 | 174
ST | 0 | 0 | 0 | 0 | 0 | 0
STOG | 3951.73 | 3951.73 | 3003.28 | 3003.28 | 3003.28 | 3003.28
STWD | 206 | 206 | 206 | 206 | 206 | 206
WT | 107 | 107 | 107 | 107 | 107 | 107
IGCC | 0 | 0 | 0 | 0 | 0 | 0
DemandResponse | 301.55 | 1538.95 | 2854.33 | 2930.78 | 3009.27 | 3089.87
IGCC-CCS | 0 | 0 | 0 | 0 | 0 | 0
WT_off | 0 | 0 | 0 | 0 | 0 | 0
PseudoUnit | 0 | 0 | 0 | 0 | 0 | 0
FixedInterchange | 0 | 0 | 0 | 0 | 0 | 0
Total Installed Capacity by Reporting Type: FRCC
ReportingType | 2015 | 2020 | 2025 | 2030 | 2035 | 2040
BM | 0 | 953.83 | 2001.91 | 2001.91 | 2001.91 | 2001.91
CC | 23300.9 | 25304.38 | 25304.38 | 25814.6 | 34897.38 | 40183.03
CSP | 0 | 0 | 0 | 0 | 0 | 0
CT | 2480 | 2480 | 2480 | 2480 | 2480 | 2480
Coal | 8997.4 | 8128.4 | 8128.4 | 8128.4 | 8128.4 | 8128.4
Geo | 0 | 0 | 0 | 0 | 0 | 0
H | 55 | 55 | 83 | 83 | 83 | 83
LFG | 486 | 684 | 684 | 684 | 684 | 684
Nuc | 4131.33 | 4131.33 | 4131.33 | 4131.33 | 2516 | 839
PS | 0 | 0 | 0 | 0 | 0 | 0
PV | 51 | 51 | 51 | 51 | 51 | 51
PeakG | 8431 | 8431 | 8431 | 8431 | 8431 | 8431
PeakO | 2283 | 2283 | 2283 | 2283 | 2283 | 2283
ST | 0 | 0 | 0 | 0 | 0 | 0
STOG | 4460.65 | 4460.65 | 4379.67 | 4379.67 | 4379.67 | 4379.67
STWD | 195 | 195 | 195 | 195 | 195 | 195
WT | 0 | 0 | 0 | 0 | 0 | 0
IGCC | 0 | 0 | 0 | 0 | 0 | 0
DemandResponse | 2734.45 | 3962.85 | 5527.63 | 5878.95 | 6252.59 | 6649.99
IGCC-CCS | 0 | 0 | 0 | 0 | 0 | 0
WT_off | 0 | 0 | 0 | 0 | 0 | 0
PseudoUnit | 0 | 0 | 0 | 0 | 0 | 0
FixedInterchange | 0 | 0 | 0 | 0 | 0 | 0
Total Installed Capacity by Reporting Type: MAPP_US
ReportingType | 2015 | 2020 | 2025 | 2030 | 2035 | 2040
BM | 0 | 0 | 0 | 0 | 0 | 0
CC | 289 | 289 | 289 | 289 | 289 | 289
CSP | 0 | 0 | 0 | 0 | 0 | 0
CT | 308.3 | 308.3 | 308.3 | 308.3 | 617.54 | 810.96
Coal | 2933.9 | 2360 | 2360 | 2360 | 2360 | 2360
Geo | 44 | 44 | 44 | 44 | 44 | 44
H | 2186 | 2186 | 2186 | 2186 | 2186 | 2186
LFG | 2 | 2 | 2 | 73.67 | 73.67 | 73.67
Nuc | 0.1 | 0.1 | 0.1 | 0.1 | 0.1 | 0.1
PS | 0 | 0 | 0 | 0 | 0 | 0
PV | 0 | 0 | 0 | 0 | 0 | 0
PeakG | 709 | 709 | 709 | 709 | 709 | 709
PeakO | 57.72 | 57.72 | 57.72 | 57.72 | 57.72 | 57.72
ST | 0 | 0 | 0 | 0 | 0 | 0
STOG | 0 | 0 | 0 | 0 | 0 | 0
STWD | 0 | 0 | 0 | 0 | 0 | 0
WT | 1689.3 | 3140.75 | 3140.75 | 7750.71 | 10705.47 | 12621.43
IGCC | 0 | 0 | 0 | 0 | 0 | 0
DemandResponse | 59 | 199.4 | 353.8 | 367.81 | 382.38 | 397.53
IGCC-CCS | 0 | 0 | 0 | 0 | 0 | 0
WT_off | 0 | 0 | 0 | 0 | 0 | 0
PseudoUnit | 0 | 0 | 0 | 0 | 0 | 0
FixedInterchange | 0 | 0 | 0 | 0 | 0 | 0
Total Installed Capacity by Reporting Type: MISO_IN
ReportingType | 2015 | 2020 | 2025 | 2030 | 2035 | 2040
BM | 0 | 0 | 0 | 0 | 0 | 0
CC | 1396 | 1396 | 1396 | 1396 | 5443.66 | 7063.34
CSP | 0 | 0 | 0 | 0 | 0 | 0
CT | 0 | 0 | 0 | 0 | 0 | 0
Coal | 13385.8 | 13385.8 | 13385.8 | 13385.8 | 13385.8 | 13385.8
Geo | 0 | 0 | 0 | 0 | 0 | 0
H | 75 | 75 | 75 | 75 | 75 | 75
LFG | 37 | 37 | 117.13 | 117.13 | 117.13 | 117.13
Nuc | 0.1 | 0.1 | 0.1 | 0.1 | 0.1 | 0.1
PS | 0 | 0 | 0 | 0 | 0 | 0
PV | 0 | 235.95 | 383.16 | 383.16 | 394.79 | 408.27
PeakG | 3053 | 3053 | 3053 | 3053 | 3053 | 3053
PeakO | 361 | 361 | 361 | 361 | 361 | 361
ST | 0 | 0 | 0 | 0 | 0 | 0
STOG | 279 | 279 | 279 | 279 | 279 | 279
STWD | 0 | 0 | 0 | 0 | 0 | 0
WT | 535 | 535 | 535 | 535 | 535 | 535
IGCC | 618 | 618 | 618 | 618 | 618 | 618
DemandResponse | 1068.55 | 1287.74 | 1545.09 | 1592.8 | 1641.97 | 1692.67
IGCC-CCS | 0 | 0 | 0 | 0 | 0 | 0
WT_off | 0 | 0 | 0 | 0 | 0 | 0
PseudoUnit | 0 | 0 | 0 | 0 | 0 | 0
FixedInterchange | 0 | 0 | 0 | 0 | 0 | 0
Total Installed Capacity by Reporting Type: MISO_MI
ReportingType | 2015 | 2020 | 2025 | 2030 | 2035 | 2040
BM | 0 | 0 | 0 | 0 | 0 | 0
CC | 4338 | 4338 | 4338 | 4338 | 4338 | 4338
CSP | 0 | 0 | 0 | 0 | 0 | 0
CT | 0 | 0 | 0 | 0 | 0 | 0
Coal | 8677.61 | 7279 | 7279 | 7279 | 7279 | 7279
Geo | 0 | 0 | 0 | 0 | 0 | 0
H | 141 | 141 | 141 | 141 | 141 | 141
LFG | 163 | 163 | 323.25 | 323.25 | 323.25 | 323.25
Nuc | 1889 | 1889 | 1889 | 1889 | 1111 | 1111
PS | 1872 | 1872 | 1872 | 1872 | 1872 | 1872
PV | 0 | 0 | 0 | 0 | 0 | 0
PeakG | 3562 | 3562 | 3562 | 3562 | 3562 | 3562
PeakO | 534 | 534 | 534 | 534 | 534 | 534
ST | 0 | 0 | 0 | 0 | 0 | 0
STOG | 2852 | 2852 | 2852 | 2852 | 2852 | 2852
STWD | 163 | 163 | 163 | 163 | 163 | 163
WT | 2161 | 2161 | 2465.56 | 2609.64 | 2761 | 2925.51
IGCC | 0 | 0 | 0 | 0 | 0 | 0
DemandResponse | 1838.88 | 2351.35 | 3000.3 | 3120.7 | 3245.93 | 3376.18
IGCC-CCS | 0 | 0 | 0 | 0 | 0 | 0
WT_off | 0 | 0 | 0 | 0 | 0 | 0
PseudoUnit | 0 | 0 | 0 | 0 | 0 | 0
FixedInterchange | 0 | 0 | 0 | 0 | 0 | 0
Total Installed Capacity by Reporting Type: MISO_MO-IL
ReportingType | 2015 | 2020 | 2025 | 2030 | 2035 | 2040
BM | 0 | 0 | 0 | 0 | 0 | 0
CC | 1058 | 1058 | 1058 | 1058 | 1058 | 1058
CSP | 0 | 0 | 0 | 0 | 0 | 0
CT | 0 | 0 | 0 | 0 | 0 | 0
Coal | 14729 | 13434 | 13434 | 13434 | 13434 | 13434
Geo | 0 | 0 | 0 | 0 | 0 | 0
H | 352 | 352 | 632 | 632 | 632 | 632
LFG | 18 | 18 | 241.33 | 241.33 | 241.33 | 241.33
Nuc | 2233 | 2233 | 2233 | 2233 | 2233 | 2233
PS | 440 | 440 | 440 | 440 | 440 | 440
PV | 0 | 0 | 0 | 0 | 0 | 0
PeakG | 4595 | 4595 | 4595 | 4595 | 4595 | 4595
PeakO | 766 | 766 | 766 | 766 | 766 | 766
ST | 0 | 0 | 0 | 0 | 0 | 0
STOG | 592 | 592 | 592 | 592 | 592 | 592
STWD | 0 | 0 | 0 | 0 | 0 | 0
WT | 678 | 678 | 678 | 678 | 678 | 817.56
IGCC | 0 | 0 | 0 | 0 | 0 | 0
DemandResponse | 301.14 | 1139.8 | 2067.65 | 2153.82 | 2243.59 | 2337.1
IGCC-CCS | 0 | 0 | 0 | 0 | 0 | 0
WT_off | 0 | 0 | 0 | 0 | 0 | 0
PseudoUnit | 0 | 0 | 0 | 0 | 0 | 0
FixedInterchange | 0 | 0 | 0 | 0 | 0 | 0
Total Installed Capacity by Reporting Type: MISO_W
ReportingType | 2015 | 2020 | 2025 | 2030 | 2035 | 2040
BM | 0 | 0 | 0 | 0 | 0 | 0
CC | 3025 | 3025 | 3025 | 3025 | 3025 | 3025
CSP | 0 | 0 | 0 | 0 | 0 | 0
CT | 0 | 0 | 0 | 0 | 0 | 0
Coal | 11618.62 | 11006.03 | 11006.03 | 11006.03 | 11006.03 | 13454.49
Geo | 0 | 0 | 0 | 0 | 0 | 0
H | 497 | 497 | 497 | 497 | 497 | 497
LFG | 205 | 205 | 276.67 | 276.67 | 276.67 | 276.67
Nuc | 2361.33 | 2361.33 | 2361.33 | 2361.33 | 0.1 | 0.1
PS | 0 | 0 | 0 | 0 | 0 | 0
PV | 0 | 0 | 0 | 0 | 0 | 0
PeakG | 4522 | 4522 | 4522 | 4522 | 4522 | 4522
PeakO | 2154 | 2154 | 2154 | 2154 | 2154 | 2154
ST | 0 | 0 | 0 | 0 | 0 | 0
STOG | 172 | 172 | 172 | 172 | 172 | 172
STWD | 313 | 313 | 313 | 313 | 313 | 313
WT | 8358.5 | 8358.5 | 13230.5 | 23246.23 | 23246.23 | 23246.23
IGCC | 0 | 0 | 0 | 0 | 0 | 0
DemandResponse | 2622.87 | 2885.77 | 3318.4 | 3449.86 | 3586.51 | 3728.59
IGCC-CCS | 0 | 0 | 0 | 0 | 0 | 0
WT_off | 0 | 0 | 0 | 0 | 0 | 0
PseudoUnit | 0 | 0 | 0 | 0 | 0 | 0
FixedInterchange | 0 | 0 | 0 | 0 | 0 | 0
Total Installed Capacity by Reporting Type: MISO_WUMS
ReportingType | 2015 | 2020 | 2025 | 2030 | 2035 | 2040
BM | 0 | 0 | 0 | 0 | 0 | 0
CC | 2724 | 3133.13 | 3133.13 | 3133.13 | 7006.07 | 7006.07
CSP | 0 | 0 | 0 | 0 | 0 | 0
CT | 0 | 3853.55 | 5652.07 | 11688.91 | 14935.61 | 14935.61
Coal | 5185.1 | 4864.7 | 4864.7 | 4864.7 | 4864.7 | 4864.7
Geo | 0 | 0 | 0 | 0 | 0 | 0
H | 336 | 337 | 337 | 337 | 337 | 337
LFG | 71 | 71 | 294.33 | 294.33 | 294.33 | 294.33
Nuc | 1817 | 1817 | 1817 | 1817 | 0.1 | 0.1
PS | 0 | 0 | 0 | 0 | 0 | 0
PV | 0 | 0 | 0 | 0 | 0 | 0
PeakG | 3230 | 3230 | 3230 | 3230 | 3230 | 3230
PeakO | 490 | 490 | 490 | 490 | 490 | 490
ST | 0 | 0 | 0 | 0 | 0 | 0
STOG | 300.5 | 300.5 | 300.5 | 300.5 | 300.5 | 300.5
STWD | 105 | 105 | 105 | 105 | 105 | 105
WT | 1528.9 | 1528.9 | 1528.9 | 1528.9 | 1528.9 | 1528.9
IGCC | 0 | 0 | 0 | 0 | 0 | 0
DemandResponse | 193.34 | 453.12 | 737.75 | 762.42 | 787.92 | 814.26
IGCC-CCS | 0 | 0 | 0 | 0 | 0 | 0
WT_off | 0 | 0 | 0 | 0 | 0 | 0
PseudoUnit | 0 | 0 | 0 | 0 | 0 | 0
FixedInterchange | 0 | 0 | 0 | 0 | 0 | 0
Total Installed Capacity by Reporting Type: Nebraska
ReportingType | 2015 | 2020 | 2025 | 2030 | 2035 | 2040
BM | 0 | 0 | 0 | 0 | 0 | 0
CC | 358 | 358 | 358 | 358 | 358 | 358
CSP | 0 | 0 | 0 | 0 | 0 | 0
CT | 0 | 0 | 0 | 0 | 0 | 0
Coal | 4110.1 | 4110.1 | 4110.1 | 4110.1 | 4110.1 | 5575.72
Geo | 0 | 0 | 0 | 0 | 0 | 0
H | 167 | 167 | 167 | 167 | 167 | 167
LFG | 6 | 6 | 6 | 77.67 | 77.67 | 77.67
Nuc | 1252 | 1252 | 1252 | 1252 | 0.2 | 0.2
PS | 0 | 0 | 0 | 0 | 0 | 0
PV | 0 | 0 | 0 | 0 | 0 | 0
PeakG | 1305 | 1305 | 1305 | 1305 | 1305 | 1305
PeakO | 326 | 326 | 326 | 326 | 326 | 326
ST | 0 | 0 | 0 | 0 | 0 | 0
STOG | 270 | 270 | 270 | 270 | 270 | 270
STWD | 0 | 0 | 0 | 0 | 0 | 0
WT | 344.9 | 2487.92 | 2487.92 | 2487.92 | 2487.92 | 2487.92
IGCC | 0 | 0 | 0 | 0 | 0 | 0
DemandResponse | 624.42 | 756.13 | 918.4 | 954.78 | 992.6 | 1031.92
IGCC-CCS | 0 | 0 | 0 | 0 | 0 | 0
WT_off | 0 | 0 | 0 | 0 | 0 | 0
PseudoUnit | 0 | 0 | 0 | 0 | 0 | 0
FixedInterchange | 0 | 0 | 0 | 0 | 0 | 0
Total Installed Capacity by Reporting Type: NEISO
ReportingType | 2015 | 2020 | 2025 | 2030 | 2035 | 2040
BM | 252.2 | 252.2 | 252.2 | 252.2 | 252.2 | 252.2
CC | 11594.81 | 11594.81 | 11594.81 | 11594.81 | 11594.81 | 11594.81
CSP | 0 | 0 | 0 | 0 | 0 | 0
CT | 334 | 334 | 334 | 334 | 708.54 | 1937.46
Coal | 320 | 0 | 0 | 0 | 0 | 0
Geo | 0 | 0 | 0 | 0 | 0 | 0
H | 3257.7 | 3257.7 | 3257.7 | 3257.7 | 3260.7 | 3260.7
LFG | 581.26 | 581.26 | 651 | 651 | 651 | 651
Nuc | 4645 | 4645 | 4645 | 4645 | 3356 | 2479.08
PS | 1674 | 1674 | 1674 | 1674 | 1674 | 1674
PV | 2 | 325.36 | 325.36 | 325.36 | 325.36 | 326.9
PeakG | 1200 | 1200 | 1200 | 1200 | 1200 | 1200
PeakO | 1080.48 | 1080.48 | 1080.48 | 1080.48 | 1080.48 | 1080.48
ST | 0 | 0 | 0 | 0 | 0 | 0
STOG | 0 | 0 | 0 | 0 | 0 | 0
STWD | 610 | 610 | 610 | 610 | 610 | 610
WT | 434.2 | 1713.36 | 3711.6 | 4598.57 | 5313.12 | 5313.12
IGCC | 0 | 0 | 0 | 0 | 0 | 0
DemandResponse | 3092.4 | 3627.72 | 4230.66 | 4257.78 | 4282.5 | 4307.35
IGCC-CCS | 0 | 0 | 0 | 0 | 0 | 0
WT_off | 468 | 468 | 468 | 468 | 0 | 0
PseudoUnit | 0 | 0 | 0 | 0 | 0 | 0
FixedInterchange | 0 | 0 | 0 | 0 | 0 | 0
Total Installed Capacity by Reporting Type: NonRTO_Midwest
ReportingType | 2015 | 2020 | 2025 | 2030 | 2035 | 2040
BM | 0 | 0 | 0 | 0 | 0 | 0
CC | 0 | 388.44 | 388.44 | 388.44 | 388.45 | 639.61
CSP | 0 | 0 | 0 | 0 | 0 | 0
CT | 0 | 0 | 0 | 0 | 0 | 0
Coal | 8840.55 | 8840.55 | 8840.55 | 8840.55 | 8840.55 | 8840.55
Geo | 0 | 0 | 0 | 0 | 0 | 0
H | 143 | 143 | 889 | 889 | 889 | 889
LFG | 14 | 14 | 174.25 | 174.25 | 174.25 | 174.25
Nuc | 0.1 | 0.1 | 0.1 | 0.1 | 0.1 | 0.1
PS | 0 | 0 | 0 | 0 | 0 | 0
PV | 0 | 0 | 0 | 0 | 0 | 0
PeakG | 3353 | 3353 | 3353 | 3353 | 3353 | 3353
PeakO | 12 | 12 | 12 | 12 | 12 | 12
ST | 0 | 0 | 0 | 0 | 0 | 0
STOG | 0 | 0 | 0 | 0 | 0 | 0
STWD | 0 | 0 | 0 | 0 | 0 | 0
WT | 66 | 66 | 66 | 66 | 66 | 66
IGCC | 0 | 0 | 0 | 0 | 0 | 0
DemandResponse | 193.98 | 453.37 | 727.88 | 745.89 | 764.35 | 783.26
IGCC-CCS | 0 | 0 | 0 | 0 | 0 | 0
WT_off | 0 | 0 | 0 | 0 | 0 | 0
PseudoUnit | 0 | 0 | 0 | 0 | 0 | 0
FixedInterchange | 0 | 0 | 0 | 0 | 0 | 0
Total Installed Capacity by Reporting Type: NYISO_A-F
ReportingType | 2015 | 2020 | 2025 | 2030 | 2035 | 2040
BM | 0 | 0 | 0 | 0 | 0 | 0
CC | 4233 | 4233 | 4233 | 4233 | 4233 | 4233
CSP | 0 | 0 | 0 | 0 | 0 | 0
CT | 0 | 0 | 0 | 0 | 0 | 0
Coal | 0 | 0 | 0 | 0 | 0 | 0
Geo | 0 | 0 | 0 | 0 | 0 | 0
H | 4395 | 4395 | 4395 | 4395 | 4395 | 4395
LFG | 172.4 | 172.4 | 172.4 | 240.33 | 240.33 | 240.33
Nuc | 3365 | 3365 | 3365 | 2743.8 | 2163.3 | 1311.1
PS | 1412 | 1412 | 1412 | 1412 | 1412 | 1412
PV | 0 | 0 | 0 | 0 | 0 | 0
PeakG | 221 | 221 | 221 | 221 | 221 | 221
PeakO | 39 | 39 | 39 | 39 | 39 | 39
ST | 0 | 0 | 0 | 0 | 0 | 0
STOG | 0 | 0 | 0 | 0 | 0 | 0
STWD | 86 | 86 | 86 | 86 | 86 | 86
WT | 3759.3 | 4469.1 | 4469.1 | 4469.1 | 2640.8 | 2123
IGCC | 0 | 0 | 0 | 0 | 0 | 0
DemandResponse | 907.2 | 1018.15 | 1143.28 | 1172.73 | 1202.95 | 1233.94
IGCC-CCS | 0 | 0 | 0 | 0 | 0 | 0
WT_off | 0 | 0 | 0 | 0 | 0 | 0
PseudoUnit | 0 | 0 | 0 | 0 | 0 | 0
FixedInterchange | 0 | 0 | 0 | 0 | 0 | 0
Total Installed Capacity by Reporting Type: NYISO_G-I
ReportingType | 2015 | 2020 | 2025 | 2030 | 2035 | 2040
BM | 0 | 0 | 0 | 0 | 0 | 0
CC | 1157 | 1157 | 1157 | 1157 | 4511.13 | 7653.92
CSP | 0 | 0 | 0 | 0 | 0 | 0
CT | 0 | 0 | 0 | 0 | 0 | 0
Coal | 0 | 0 | 0 | 0 | 0 | 0
Geo | 0 | 0 | 0 | 0 | 0 | 0
H | 32 | 32 | 32 | 32 | 32 | 32
LFG | 64 | 64 | 64 | 138.33 | 138.33 | 138.33
Nuc | 2045 | 2045 | 2045 | 2045 | 1025.4 | 0.4
PS | 0 | 0 | 0 | 0 | 0 | 0
PV | 0 | 0 | 0 | 0 | 0 | 0
PeakG | 65 | 65 | 65 | 65 | 65 | 65
PeakO | 87 | 87 | 87 | 87 | 87 | 87
ST | 0 | 0 | 0 | 0 | 0 | 0
STOG | 0 | 0 | 0 | 0 | 0 | 0
STWD | 0 | 0 | 0 | 0 | 0 | 0
WT | 0 | 60 | 60 | 60 | 60 | 60
IGCC | 0 | 0 | 0 | 0 | 0 | 0
DemandResponse | 339.56 | 380.32 | 434.34 | 453.11 | 472.7 | 493.13
IGCC-CCS | 0 | 0 | 0 | 0 | 0 | 0
WT_off | 0 | 0 | 0 | 0 | 0 | 0
PseudoUnit | 0 | 0 | 0 | 0 | 0 | 0
FixedInterchange | 0 | 0 | 0 | 0 | 0 | 0
Total Installed Capacity by Reporting Type: NYISO_J-K
ReportingType | 2015 | 2020 | 2025 | 2030 | 2035 | 2040
BM | 0 | 0 | 0 | 0 | 0 | 0
CC | 4833.4 | 4833.4 | 4833.4 | 4833.4 | 4833.4 | 4833.4
CSP | 0 | 0 | 0 | 0 | 0 | 0
CT | 0 | 0 | 328.61 | 1577.54 | 1674.22 | 2133.93
Coal | 0 | 0 | 0 | 0 | 0 | 0
Geo | 0 | 0 | 0 | 0 | 0 | 0
H | 0 | 0 | 0 | 0 | 0 | 0
LFG | 124 | 124 | 124 | 198.33 | 198.33 | 198.33
Nuc | 0.1 | 0.1 | 0.1 | 0.1 | 0.1 | 0.1
PS | 0 | 0 | 0 | 0 | 0 | 0
PV | 32 | 32 | 32 | 32 | 0 | 0
PeakG | 2778 | 2778 | 2778 | 2778 | 2778 | 2778
PeakO | 2169 | 2169 | 2169 | 2169 | 2169 | 2169
ST | 0 | 0 | 0 | 0 | 0 | 0
STOG | 4373.72 | 4373.72 | 4373.72 | 4373.72 | 4373.72 | 4373.72
STWD | 0 | 0 | 0 | 0 | 0 | 0
WT | 0 | 0 | 0 | 0 | 0 | 0
IGCC | 0 | 0 | 0 | 0 | 0 | 0
DemandResponse | 1319.07 | 1502.66 | 1718.62 | 1795.58 | 1875.99 | 1960
IGCC-CCS | 0 | 0 | 0 | 0 | 0 | 0
WT_off | 0 | 0 | 0 | 0 | 0 | 0
PseudoUnit | 0 | 0 | 0 | 0 | 0 | 0
FixedInterchange | 0 | 0 | 0 | 0 | 0 | 0
Total Installed Capacity by Reporting Type: PJM_E
ReportingType | 2015 | 2020 | 2025 | 2030 | 2035 | 2040
BM | 30 | 30 | 30 | 30 | 30 | 30
CC | 12283.3 | 12283.3 | 12283.3 | 12283.3 | 12283.3 | 12283.3
CSP | 0 | 0 | 0 | 0 | 0 | 0
CT | 26.2 | 26.2 | 26.2 | 26.2 | 26.2 | 26.2
Coal | 595 | 27 | 27 | 27 | 27 | 27
Geo | 0 | 0 | 0 | 0 | 0 | 0
H | 269.99 | 269.99 | 269.99 | 269.99 | 269.99 | 269.99
LFG | 471.1 | 604 | 604 | 604 | 604 | 604
Nuc | 8510 | 7895.5 | 7895.5 | 7895.5 | 5671.5 | 4497.5
PS | 400 | 400 | 400 | 400 | 400 | 400
PV | 47.45 | 47.45 | 47.45 | 47.45 | 47.45 | 47.45
PeakG | 3877.5 | 3877.5 | 3877.5 | 3877.5 | 3877.5 | 3877.5
PeakO | 2749.3 | 2749.3 | 2749.3 | 2749.3 | 2749.3 | 2749.3
ST | 0 | 0 | 0 | 0 | 0 | 0
STOG | 2320.08 | 2320.08 | 2320.08 | 2320.08 | 2320.08 | 2320.08
STWD | 0 | 0 | 0 | 0 | 0 | 0
WT | 1160 | 1180 | 1180 | 1180 | 1180 | 2972.13
IGCC | 0 | 0 | 0 | 0 | 0 | 0
DemandResponse | 1256.73 | 1718.17 | 2388.62 | 2469.72 | 2553.57 | 2640.27
IGCC-CCS | 0 | 0 | 0 | 0 | 0 | 0
WT_off | 0 | 0 | 5868.01 | 9452.93 | 9452.93 | 9600
PseudoUnit | 0 | 0 | 0 | 0 | 0 | 0
FixedInterchange | 0 | 0 | 0 | 0 | 0 | 0
Total Installed Capacity by Reporting Type: PJM_ROM
ReportingType | 2015 | 2020 | 2025 | 2030 | 2035 | 2040
BM | 18 | 34.84 | 34.84 | 1553.4 | 1964.98 | 1964.98
CC | 5664.5 | 5664.5 | 5664.5 | 5664.5 | 5664.5 | 16717.62
CSP | 0 | 0 | 0 | 0 | 0 | 0
CT | 16 | 16 | 16 | 16 | 16 | 16
Coal | 7123.5 | 5889.5 | 5889.5 | 5889.5 | 5889.5 | 5889.5
Geo | 0 | 0 | 0 | 0 | 0 | 0
H | 1392 | 2070 | 2070 | 2070 | 2070 | 2070
LFG | 356.9 | 622 | 622 | 622 | 622 | 622
Nuc | 5036 | 5036 | 5036 | 5036 | 3304 | 2405
PS | 1513 | 1513 | 1513 | 1513 | 1513 | 1513
PV | 4 | 1413.56 | 2302.2 | 2542.94 | 2638.19 | 2752.12
PeakG | 1719 | 1719 | 1719 | 1719 | 1719 | 1719
PeakO | 1566 | 1566 | 1566 | 1566 | 1566 | 1566
ST | 0 | 0 | 0 | 0 | 0 | 0
STOG | 3529 | 3529 | 3529 | 3529 | 3529 | 3529
STWD | 70 | 70 | 70 | 70 | 70 | 70
WT | 1210.8 | 7771 | 7771 | 7771 | 7771 | 7771
IGCC | 0 | 0 | 0 | 0 | 0 | 0
DemandResponse | 2307.31 | 2787.75 | 3373.93 | 3488.48 | 3606.92 | 3729.38
IGCC-CCS | 0 | 0 | 0 | 0 | 0 | 0
WT_off | 0 | 0 | 0 | 0 | 0 | 0
PseudoUnit | 0 | 0 | 0 | 0 | 0 | 0
FixedInterchange | 0 | 0 | 0 | 0 | 0 | 0
Total Installed Capacity by Reporting Type: PJM_ROR
ReportingType | 2015 | 2020 | 2025 | 2030 | 2035 | 2040
BM | 385 | 385 | 385 | 1251.42 | 2084.59 | 2810.09
CC | 13618 | 13738 | 13738 | 13738 | 15071.62 | 16183.32
CSP | 0 | 0 | 0 | 0 | 0 | 0
CT | 29 | 29 | 29 | 29 | 4785.36 | 4785.36
Coal | 49087.03 | 37066.84 | 37066.84 | 37066.84 | 37066.84 | 37066.84
Geo | 0 | 0 | 0 | 0 | 0 | 0
H | 1837.4 | 2340.4 | 2340.4 | 2340.4 | 2340.4 | 2340.4
LFG | 539.4 | 1053.11 | 1053.11 | 1053.11 | 1053.11 | 1053.11
Nuc | 20038 | 20038 | 20038 | 19171 | 14896 | 10012.84
PS | 3081 | 3081 | 3081 | 3081 | 3081 | 3081
PV | 24 | 24 | 24 | 24 | 24 | 24
PeakG | 19311 | 19311 | 19311 | 19311 | 19311 | 19311
PeakO | 1742 | 1742 | 1742 | 1742 | 1742 | 1742
ST | 0 | 0 | 0 | 0 | 0 | 0
STOG | 2087 | 2087 | 2087 | 2087 | 2087 | 2087
STWD | 194 | 194 | 194 | 194 | 194 | 194
WT | 10922.7 | 24224.81 | 42365.49 | 56197 | 56197 | 56197
IGCC | 0 | 0 | 0 | 0 | 0 | 0
DemandResponse | 3324.65 | 6282.21 | 9765.55 | 10067.05 | 10377.87 | 10698.28
IGCC-CCS | 0 | 0 | 0 | 0 | 0 | 0
WT_off | 0 | 0 | 0 | 0 | 0 | 0
PseudoUnit | 0 | 0 | 0 | 0 | 0 | 0
FixedInterchange | 0 | 0 | 0 | 0 | 0 | 0
Total Installed Capacity by Reporting Type: SOCO
ReportingType | 2015 | 2020 | 2025 | 2030 | 2035 | 2040
BM | 55 | 1317.76 | 5990.36 | 6555.24 | 6555.24 | 6555.24
CC | 19838.9 | 20025.9 | 19839.9 | 19839.9 | 19839.9 | 19839.9
CSP | 0 | 0 | 0 | 0 | 0 | 0
CT | 0 | 0 | 0 | 0 | 0 | 0
Coal | 14798.89 | 13842 | 13842 | 13842 | 13842 | 20327.37
Geo | 0 | 0 | 0 | 0 | 0 | 0
H | 4194 | 4194 | 4194 | 4194 | 4194 | 5061
LFG | 37 | 144.4 | 144.4 | 144.4 | 144.4 | 144.4
Nuc | 5841 | 8041 | 8041 | 8041 | 8041 | 5395.95
PS | 1675 | 1675 | 1675 | 1675 | 1675 | 1675
PV | 0 | 0 | 0 | 0 | 0 | 0
PeakG | 10713 | 10713 | 6333.81 | 6333.81 | 6333.81 | 6333.81
PeakO | 0 | 0 | 0 | 0 | 0 | 0
ST | 0 | 0 | 0 | 0 | 0 | 0
STOG | 0 | 0 | 0 | 0 | 0 | 0
STWD | 668 | 668 | 668 | 668 | 668 | 668
WT | 0 | 100 | 100 | 100 | 100 | 100
IGCC | 0 | 0 | 0 | 0 | 0 | 0
DemandResponse | 2570.49 | 4773.97 | 7215.46 | 7512.46 | 7821.68 | 8143.63
IGCC-CCS | 0 | 0 | 0 | 0 | 0 | 0
WT_off | 0 | 0 | 0 | 0 | 0 | 0
PseudoUnit | 0 | 0 | 0 | 0 | 0 | 0
FixedInterchange | 0 | 0 | 0 | 0 | 0 | 0
Total Installed Capacity by Reporting Type: SPP_N
ReportingType | 2015 | 2020 | 2025 | 2030 | 2035 | 2040
BM | 0 | 0 | 0 | 0 | 0 | 0
CC | 1386 | 1386 | 1386 | 1386 | 1386 | 1386
CSP | 0 | 0 | 0 | 0 | 0 | 0
CT | 0 | 146.96 | 146.96 | 146.96 | 6049.31 | 6049.31
Coal | 8347.54 | 7972.64 | 7634.32 | 7634.32 | 7634.32 | 7634.32
Geo | 0 | 0 | 0 | 0 | 0 | 0
H | 21 | 21 | 21 | 21 | 21 | 21
LFG | 7 | 7 | 7 | 102 | 102 | 102
Nuc | 1160 | 1160 | 1160 | 1160 | 1160 | 1160
PS | 0 | 0 | 0 | 0 | 0 | 0
PV | 0 | 0 | 0 | 0 | 0 | 0
PeakG | 4397 | 4397 | 4397 | 4397 | 4397 | 4397
PeakO | 1199 | 1199 | 1199 | 1199 | 1199 | 1199
ST | 0 | 0 | 0 | 0 | 0 | 0
STOG | 1695 | 1695 | 1695 | 1695 | 1695 | 1695
STWD | 0 | 0 | 0 | 0 | 0 | 0
WT | 1227 | 2543.51 | 5833.04 | 11951.27 | 12029.94 | 12029.94
IGCC | 0 | 0 | 0 | 0 | 0 | 0
DemandResponse | 446.68 | 920.58 | 1432.75 | 1499.14 | 1568.6 | 1641.28
IGCC-CCS | 0 | 0 | 0 | 0 | 0 | 0
WT_off | 0 | 0 | 0 | 0 | 0 | 0
PseudoUnit | 0 | 0 | 0 | 0 | 0 | 0
FixedInterchange | 0 | 0 | 0 | 0 | 0 | 0
Total Installed Capacity by Reporting Type: SPP_S
ReportingType | 2015 | 2020 | 2025 | 2030 | 2035 | 2040
BM | 0 | 0 | 0 | 0 | 0 | 0
CC | 10917 | 10917 | 10917 | 10917 | 10917 | 10917
CSP | 0 | 0 | 0 | 0 | 0 | 0
CT | 412.99 | 712.99 | 712.99 | 712.99 | 712.99 | 712.99
Coal | 13069.93 | 13069.93 | 12541.93 | 12541.93 | 12541.93 | 12541.93
Geo | 0 | 0 | 0 | 0 | 0 | 0
H | 2108 | 2108 | 2108 | 2108 | 2108 | 2108
LFG | 19 | 19 | 19 | 114 | 114 | 114
Nuc | 0.1 | 0.1 | 0.1 | 0.1 | 0.1 | 0.1
PS | 446 | 446 | 446 | 446 | 446 | 446
PV | 0 | 0 | 0 | 0 | 0 | 0
PeakG | 3443 | 3443 | 3443 | 3443 | 3443 | 3443
PeakO | 122 | 122 | 122 | 122 | 122 | 122
ST | 0 | 0 | 0 | 0 | 0 | 0
STOG | 8834.38 | 8834.38 | 8834.38 | 8834.38 | 8834.38 | 8834.38
STWD | 84 | 84 | 84 | 84 | 84 | 84
WT | 2727 | 12629.69 | 20828.43 | 26372.74 | 27946.55 | 28935.77
IGCC | 0 | 0 | 0 | 0 | 0 | 0
DemandResponse | 61.11 | 1754.28 | 3560.21 | 3675.61 | 3794.74 | 3917.74
IGCC-CCS | 0 | 0 | 0 | 0 | 0 | 0
WT_off | 0 | 0 | 0 | 0 | 0 | 0
PseudoUnit | 0 | 0 | 0 | 0 | 0 | 0
FixedInterchange | 0 | 0 | 0 | 0 | 0 | 0
Total Installed Capacity by Reporting Type: TVA
ReportingType | 2015 | 2020 | 2025 | 2030 | 2035 | 2040
BM | 0 | 3200.96 | 3518.13 | 6559.62 | 7162.6 | 7162.6
CC | 5881 | 5881 | 5881 | 5881 | 5881 | 5881
CSP | 0 | 0 | 0 | 0 | 0 | 0
CT | 0 | 0 | 0 | 0 | 0 | 636.55
Coal | 11548.05 | 9221.28 | 9036.32 | 9036.32 | 9036.32 | 9272.4
Geo | 0 | 0 | 0 | 0 | 0 | 0
H | 5111 | 5138 | 5138 | 5138 | 5138 | 5138
LFG | 13 | 120.4 | 120.4 | 120.4 | 120.4 | 120.4
Nuc | 8394.89 | 8394.89 | 8394.89 | 8394.89 | 5882.56 | 4603.89
PS | 1743 | 1743 | 1743 | 1743 | 1743 | 1743
PV | 0 | 0 | 0 | 0 | 0 | 0
PeakG | 5865 | 5865 | 5865 | 5865 | 5865 | 5865
PeakO | 83 | 83 | 83 | 83 | 83 | 83
ST | 0 | 0 | 0 | 0 | 0 | 0
STOG | 0 | 0 | 0 | 0 | 0 | 0
STWD | 5 | 5 | 5 | 5 | 5 | 5
WT | 29 | 129 | 129 | 129 | 129 | 129
IGCC | 0 | 0 | 0 | 0 | 0 | 0
DemandResponse | 1805 | 2555.95 | 3357.9 | 3440.97 | 3526.11 | 3613.35
IGCC-CCS | 0 | 0 | 0 | 0 | 0 | 0
WT_off | 0 | 0 | 0 | 0 | 0 | 0
PseudoUnit | 0 | 0 | 0 | 0 | 0 | 0
FixedInterchange | 0 | 0 | 0 | 0 | 0 | 0
Total Installed Capacity by Reporting Type: TVA_Transmission
ReportingType | 2015 | 2020 | 2025 | 2030 | 2035 | 2040
BM | 0 | 0 | 0 | 0 | 0 | 0
CC | 0 | 0 | 0 | 0 | 0 | 0
CSP | 0 | 0 | 0 | 0 | 0 | 0
CT | 0 | 0 | 0 | 0 | 0 | 0
Coal | 0 | 0 | 0 | 0 | 0 | 0
Geo | 0 | 0 | 0 | 0 | 0 | 0
H | 0 | 0 | 0 | 0 | 0 | 0
LFG | 0 | 0 | 0 | 0 | 0 | 0
Nuc | 0 | 0 | 0 | 0 | 0 | 0
PS | 0 | 0 | 0 | 0 | 0 | 0
PV | 0 | 0 | 0 | 0 | 0 | 0
PeakG | 0 | 0 | 0 | 0 | 0 | 0
PeakO | 0 | 0 | 0 | 0 | 0 | 0
ST | 0 | 0 | 0 | 0 | 0 | 0
STOG | 0 | 0 | 0 | 0 | 0 | 0
STWD | 0 | 0 | 0 | 0 | 0 | 0
WT | 0 | 0 | 0 | 0 | 0 | 0
IGCC | 0 | 0 | 0 | 0 | 0 | 0
DemandResponse | 0 | 0 | 0 | 0 | 0 | 0
IGCC-CCS | 0 | 0 | 0 | 0 | 0 | 0
WT_off | 0 | 0 | 0 | 0 | 0 | 0
PseudoUnit | 0 | 0 | 0 | 0 | 0 | 0
FixedInterchange | 0 | 0 | 0 | 0 | 0 | 0
Total Installed Capacity by Reporting Type: VACAR
ReportingType | 2015 | 2020 | 2025 | 2030 | 2035 | 2040
BM | 0.92 | 6986.31 | 6986.31 | 6986.31 | 6986.31 | 6986.31
CC | 6602.04 | 6602.04 | 6602.04 | 6602.04 | 6602.04 | 8090.59
CSP | 0 | 0 | 0 | 0 | 0 | 0
CT | 2814.36 | 2814.36 | 2814.36 | 2814.36 | 5300.02 | 7763.6
Coal | 18007 | 12123.96 | 9841.93 | 9841.93 | 9841.93 | 9841.93
Geo | 0 | 0 | 0 | 0 | 0 | 0
H | 2122 | 2122 | 2122 | 2122 | 2174 | 2174
LFG | 63.34 | 170.4 | 170.4 | 170.4 | 170.4 | 170.4
Nuc | 11430 | 13760 | 13760 | 13760 | 10512 | 8654
PS | 2616 | 2616 | 2616 | 2616 | 2616 | 2616
PV | 16 | 154.41 | 160.93 | 164.71 | 176.26 | 185.76
PeakG | 8308 | 8308 | 8308 | 8308 | 8308 | 8308
PeakO | 1268 | 1268 | 1268 | 1268 | 1268 | 1268
ST | 0 | 0 | 0 | 0 | 0 | 0
STOG | 92 | 92 | 92 | 92 | 92 | 92
STWD | 281 | 281 | 281 | 281 | 281 | 281
WT | 0 | 3500 | 3500 | 3500 | 3500 | 3500
IGCC | 0 | 0 | 0 | 0 | 0 | 0
DemandResponse | 2339.28 | 3868.22 | 5651.52 | 5928.05 | 6218.12 | 6522.37
IGCC-CCS | 0 | 0 | 0 | 0 | 0 | 0
WT_off | 1 | 1 | 11419.98 | 28545.97 | 31416.88 | 35652.43
PseudoUnit | 0 | 0 | 0 | 0 | 0 | 0
FixedInterchange | 0 | 0 | 0 | 0 | 0 | 0
Total Installed Capacity by Reporting Type: IESO
ReportingType | 2015 | 2020 | 2025 | 2030 | 2035 | 2040
BM | 326.33 | 326.33 | 326.33 | 326.33 | 326.33 | 326.33
CC | 4098.7 | 4098.7 | 4098.7 | 4098.7 | 4098.7 | 5276.24
CSP | 0 | 0 | 0 | 0 | 0 | 0
CT | 368 | 368 | 368 | 368 | 846.28 | 1945.6
Coal | 0 | 0 | 0 | 0 | 0 | 0
Geo | 0 | 0 | 0 | 0 | 0 | 0
H | 8693.3 | 8693.3 | 8693.3 | 8693.3 | 8693.3 | 8943.3
LFG | 117.5 | 117.5 | 117.5 | 117.5 | 118 | 118
Nuc | 13018 | 13018 | 13018 | 13018 | 11988 | 10448
PS | 123 | 123 | 123 | 123 | 123 | 123
PV | 1097.26 | 1097.26 | 1097.26 | 1097.26 | 30 | 30
PeakG | 584 | 584 | 584 | 584 | 584 | 584
PeakO | 29.35 | 29.35 | 29.35 | 29.35 | 29.35 | 29.35
ST | 0 | 0 | 0 | 0 | 0 | 0
STOG | 0 | 0 | 0 | 0 | 0 | 0
STWD | 0 | 0 | 0 | 0 | 0 | 0
WT | 3385.9 | 3385.9 | 3385.9 | 3385.9 | 1280 | 1280
IGCC | 0 | 0 | 0 | 0 | 0 | 0
DemandResponse | 1958.79 | 2066.83 | 2340.54 | 2421.21 | 2504.65 | 2590.98
IGCC-CCS | 0 | 0 | 0 | 0 | 0 | 0
WT_off | 0 | 0 | 0 | 0 | 0 | 0
PseudoUnit | 0 | 0 | 0 | 0 | 0 | 0
FixedInterchange | 0 | 0 | 0 | 0 | 0 | 0
Total Installed Capacity by Reporting Type: MAPP_CA
ReportingType | 2015 | 2020 | 2025 | 2030 | 2035 | 2040
BM | 0 | 0 | 0 | 0 | 0 | 0
CC | 731 | 731 | 731 | 168.38 | 168.38 | 168.38
CSP | 0 | 0 | 0 | 0 | 0 | 0
CT | 35 | 35 | 35 | 35 | 0 | 0
Coal | 1635.89 | 1635.89 | 0 | 0 | 0 | 0
Geo | 0 | 0 | 0 | 0 | 0 | 0
H | 6475.4 | 6805.3 | 8665.4 | 11125.4 | 11125.4 | 11125.4
LFG | 0 | 0 | 0 | 0 | 0 | 0
Nuc | 0.1 | 0.1 | 0.1 | 0.1 | 0.1 | 0.1
PS | 0 | 0 | 0 | 0 | 0 | 0
PV | 0 | 0 | 0 | 0 | 0 | 0
PeakG | 559 | 559 | 559 | 559 | 559 | 559
PeakO | 4 | 4 | 4 | 4 | 4 | 4
ST | 0 | 0 | 0 | 0 | 0 | 0
STOG | 126 | 126 | 126 | 0 | 0 | 0
STWD | 0 | 0 | 0 | 0 | 0 | 0
WT | 577.4 | 577.4 | 577.4 | 577.4 | 577.4 | 577.4
IGCC | 0 | 0 | 0 | 0 | 0 | 0
DemandResponse | 89.5 | 308.14 | 546.73 | 568.39 | 590.9 | 614.31
IGCC-CCS | 0 | 0 | 0 | 0 | 0 | 0
WT_off | 0 | 0 | 0 | 0 | 0 | 0
PseudoUnit | 0 | 0 | 0 | 0 | 0 | 0
FixedInterchange | 0 | 0 | 0 | 0 | 0 | 0
Total Installed Capacity by Reporting Type: AZ_NM_SNV_Coal
ReportingType | 2015 | 2020 | 2025 | 2030 | 2035 | 2040
BM | 0 | 0 | 0 | 0 | 0 | 0
CC | 0 | 0 | 0 | 0 | 0 | 0
CSP | 0 | 0 | 0 | 0 | 0 | 0
CT | 0 | 0 | 0 | 0 | 0 | 0
Coal | 10466 | 10466 | 10466 | 10466 | 10466 | 18661.6
Geo | 0 | 0 | 0 | 0 | 0 | 0
H | 0 | 0 | 0 | 0 | 0 | 0
LFG | 0 | 0 | 0 | 0 | 0 | 0
Nuc | 0 | 0 | 0 | 0 | 0 | 0
PS | 0 | 0 | 0 | 0 | 0 | 0
PV | 0 | 0 | 0 | 0 | 0 | 0
PeakG | 0 | 0 | 0 | 0 | 0 | 0
PeakO | 0 | 0 | 0 | 0 | 0 | 0
ST | 0 | 0 | 0 | 0 | 0 | 0
STOG | 0 | 0 | 0 | 0 | 0 | 0
STWD | 0 | 0 | 0 | 0 | 0 | 0
WT | 0 | 0 | 0 | 0 | 0 | 0
IGCC | 0 | 0 | 0 | 0 | 0 | 0
DemandResponse | 0 | 0 | 0 | 0 | 0 | 0
IGCC-CCS | 0 | 0 | 0 | 0 | 0 | 0
WT_off | 0 | 0 | 0 | 0 | 0 | 0
PseudoUnit | 0 | 0 | 0 | 0 | 0 | 0
FixedInterchange | 0 | 0 | 0 | 0 | 0 | 0
Total Installed Capacity by Reporting Type: AZ_NM_SNV_Gas
ReportingType | 2015 | 2020 | 2025 | 2030 | 2035 | 2040
BM | 0 | 0 | 0 | 0 | 0 | 0
CC | 15245 | 16706.4 | 16706.4 | 20637.46 | 22647.21 | 22647.21
CSP | 0 | 0 | 0 | 0 | 0 | 0
CT | 736 | 736 | 736 | 736 | 0 | 0
Coal | 0 | 0 | 0 | 0 | 0 | 0
Geo | 0 | 0 | 0 | 0 | 0 | 0
H | 0 | 0 | 0 | 0 | 0 | 0
LFG | 0 | 0 | 0 | 0 | 0 | 0
Nuc | 0 | 0 | 0 | 0 | 0 | 0
PS | 0 | 0 | 0 | 0 | 0 | 0
PV | 0 | 0 | 0 | 0 | 0 | 0
PeakG | 1829.39 | 1829.39 | 1829.39 | 1829.39 | 1829.39 | 0
PeakO | 0 | 0 | 0 | 0 | 0 | 0
ST | 0 | 0 | 0 | 0 | 0 | 0
STOG | 0 | 0 | 0 | 0 | 0 | 0
STWD | 0 | 0 | 0 | 0 | 0 | 0
WT | 0 | 0 | 0 | 0 | 0 | 0
IGCC | 0 | 0 | 0 | 0 | 0 | 0
DemandResponse | 334.55 | 1076.71 | 1928.33 | 2059.84 | 2196.64 | 2344.36
IGCC-CCS | 0 | 0 | 0 | 0 | 0 | 0
WT_off | 0 | 0 | 0 | 0 | 0 | 0
PseudoUnit | 0 | 0 | 0 | 0 | 0 | 0
FixedInterchange | 0 | 0 | 0 | 0 | 0 | 0
Total Installed Capacity by Reporting Type: AZ_NM_SNV_NucRenew
ReportingType | 2015 | 2020 | 2025 | 2030 | 2035 | 2040
BM | 0 | 0 | 0 | 0 | 0 | 0
CC | 0 | 0 | 0 | 0 | 0 | 0
CSP | 0 | 0 | 0 | 0 | 0 | 0
CT | 0 | 0 | 0 | 0 | 0 | 0
Coal | 0 | 0 | 0 | 0 | 0 | 0
Geo | 0 | 0 | 1450 | 1450 | 1450 | 1450
H | 3131 | 3131 | 3131 | 3131 | 3131 | 3131
LFG | 7 | 7 | 67.67 | 67.67 | 67.67 | 67.67
Nuc | 3875 | 3875 | 3875 | 3875 | 3875 | 3875
PS | 216 | 216 | 216 | 216 | 216 | 216
PV | 148.7 | 148.7 | 148.7 | 148.7 | 148.7 | 148.7
PeakG | 0 | 0 | 0 | 0 | 0 | 0
PeakO | 0 | 0 | 0 | 0 | 0 | 0
ST | 280 | 719.41 | 996.05 | 1120.69 | 1120.69 | 1120.69
STOG | 0 | 0 | 0 | 0 | 0 | 0
STWD | 26 | 26 | 26 | 26 | 26 | 26
WT | 525.1 | 525.1 | 852.53 | 1468.7 | 1468.7 | 1468.7
IGCC | 0 | 0 | 0 | 0 | 0 | 0
DemandResponse | 0 | 0 | 0 | 0 | 0 | 0
IGCC-CCS | 0 | 0 | 0 | 0 | 0 | 0
WT_off | 0 | 0 | 0 | 0 | 0 | 0
PseudoUnit | 0 | 0 | 0 | 0 | 0 | 0
FixedInterchange | 0 | 0 | 0 | 0 | 0 | 0
Total Installed Capacity by Reporting Type: ERCOT
ReportingType | 2015 | 2020 | 2025 | 2030 | 2035 | 2040
BM | 145 | 145 | 145 | 1845.88 | 1910.01 | 2026.38
CC | 29150 | 29150 | 29150 | 29150 | 30999.8 | 34530.38
CSP | 0 | 0 | 0 | 0 | 0 | 0
CT | 250 | 250 | 250 | 250 | 250 | 250
Coal | 18486.32 | 18486.32 | 18486.32 | 18486.32 | 18486.32 | 18486.32
Geo | 0 | 0 | 0 | 0 | 0 | 0
H | 565 | 565 | 565 | 1193 | 1193 | 1193
LFG | 75 | 75 | 429 | 429 | 429 | 429
Nuc | 5091 | 5091 | 5091 | 5091 | 5091 | 5091
PS | 0 | 0 | 0 | 0 | 0 | 0
PV | 15 | 15 | 15 | 15 | 1 | 1
PeakG | 4768 | 4768 | 4768 | 4768 | 4768 | 4768
PeakO | 51 | 51 | 51 | 51 | 51 | 51
ST | 0 | 0 | 0 | 0 | 0 | 0
STOG | 17601.26 | 17601.26 | 17601.26 | 17601.26 | 17601.26 | 17601.26
STWD | 0 | 0 | 0 | 0 | 0 | 0
WT | 9280.1 | 17613.53 | 27014.8 | 32864.78 | 33694.94 | 35183.6
IGCC | 0 | 0 | 0 | 0 | 0 | 0
DemandResponse | 740.81 | 3617.73 | 6720.3 | 6926.25 | 7155.61 | 7391.29
IGCC-CCS | 0 | 0 | 0 | 0 | 0 | 0
WT_off | 0 | 0 | 0 | 0 | 0 | 0
PseudoUnit | 0 | 0 | 0 | 0 | 0 | 0
FixedInterchange | 0 | 0 | 0 | 0 | 0 | 0
Total Installed Capacity by Reporting Type: NP15
ReportingType | 2015 | 2020 | 2025 | 2030 | 2035 | 2040
BM | 0 | 0 | 0 | 0 | 0 | 0
CC | 7404 | 7404 | 7404 | 7404 | 7404 | 7404
CSP | 0 | 0 | 0 | 0 | 0 | 0
CT | 220.99 | 2382.34 | 2382.34 | 6345.23 | 10727.07 | 15072.26
Coal | 28.2 | 0 | 0 | 0 | 0 | 0
Geo | 1123 | 1289.22 | 1723 | 1723 | 1723 | 1723
H | 8825 | 8825 | 8825 | 8825 | 8825 | 8825
LFG | 85 | 85 | 650 | 650 | 650 | 650
Nuc | 2300 | 2300 | 2300 | 2300 | 2300 | 2300
PS | 2257 | 2257 | 2257 | 2257 | 2257 | 2257
PV | 59.5 | 59.5 | 59.5 | 59.5 | 53 | 53
PeakG | 3265 | 3265 | 3265 | 3265 | 3265 | 3265
PeakO | 350 | 350 | 350 | 350 | 350 | 350
ST | 29 | 29 | 29 | 29 | 29 | 29
STOG | 3812.6 | 3812.6 | 3812.6 | 3812.6 | 3812.6 | 3812.6
STWD | 442 | 442 | 442 | 442 | 442 | 442
WT | 1193.2 | 2023.55 | 10359.19 | 12766.59 | 12781.92 | 12781.92
IGCC | 0 | 0 | 0 | 0 | 0 | 0
DemandResponse | 1828.06 | 1875.2 | 2034.02 | 2149.8 | 2261.58 | 2376.93
IGCC-CCS | 0 | 0 | 0 | 0 | 0 | 0
WT_off | 0 | 0 | 0 | 0 | 0 | 0
PseudoUnit | 0 | 0 | 0 | 0 | 0 | 0
FixedInterchange | 0 | 0 | 0 | 0 | 0 | 0
Total Installed Capacity by Reporting Type: NWPP_Coal
ReportingType | 2015 | 2020 | 2025 | 2030 | 2035 | 2040
BM | 0 | 0 | 0 | 0 | 0 | 0
CC | 0 | 0 | 0 | 0 | 0 | 0
CSP | 0 | 0 | 0 | 0 | 0 | 0
CT | 0 | 0 | 0 | 0 | 0 | 0
Coal | 13097.62 | 13097.62 | 13097.62 | 13097.62 | 13097.62 | 13097.62
Geo | 0 | 0 | 0 | 0 | 0 | 0
H | 0 | 0 | 0 | 0 | 0 | 0
LFG | 0 | 0 | 0 | 0 | 0 | 0
Nuc | 0 | 0 | 0 | 0 | 0 | 0
PS | 0 | 0 | 0 | 0 | 0 | 0
PV | 0 | 0 | 0 | 0 | 0 | 0
PeakG | 0 | 0 | 0 | 0 | 0 | 0
PeakO | 0 | 0 | 0 | 0 | 0 | 0
ST | 0 | 0 | 0 | 0 | 0 | 0
STOG | 0 | 0 | 0 | 0 | 0 | 0
STWD | 0 | 0 | 0 | 0 | 0 | 0
WT | 0 | 0 | 0 | 0 | 0 | 0
IGCC | 0 | 0 | 0 | 0 | 0 | 0
DemandResponse | 0 | 0 | 0 | 0 | 0 | 0
IGCC-CCS | 0 | 0 | 0 | 0 | 0 | 0
WT_off | 0 | 0 | 0 | 0 | 0 | 0
PseudoUnit | 0 | 0 | 0 | 0 | 0 | 0
FixedInterchange | 0 | 0 | 0 | 0 | 0 | 0
Total Installed Capacity by Reporting Type: NWPP_Gas
ReportingType | 2015 | 2020 | 2025 | 2030 | 2035 | 2040
BM | 0 | 0 | 0 | 0 | 0 | 0
CC | 6627 | 6627 | 6627 | 9563.33 | 14371.23 | 15083.53
CSP | 0 | 0 | 0 | 0 | 0 | 0
CT | 150 | 150 | 150 | 150 | 0 | 0
Coal | 0 | 0 | 0 | 0 | 0 | 426.09
Geo | 0 | 0 | 0 | 0 | 0 | 0
H | 0 | 0 | 0 | 0 | 0 | 0
LFG | 0 | 0 | 0 | 0 | 0 | 0
Nuc | 0 | 0 | 0 | 0 | 0 | 0
PS | 0 | 0 | 0 | 0 | 0 | 0
PV | 0 | 0 | 0 | 0 | 0 | 0
PeakG | 0 | 0 | 0 | 0 | 0 | 0
PeakO | 0 | 0 | 0 | 0 | 0 | 0
ST | 0 | 0 | 0 | 0 | 0 | 0
STOG | 0 | 0 | 0 | 0 | 0 | 0
STWD | 0 | 0 | 0 | 0 | 0 | 0
WT | 0 | 0 | 0 | 0 | 0 | 0
IGCC | 0 | 0 | 0 | 0 | 0 | 0
DemandResponse | 0.01 | 953.34 | 1988.72 | 2091.14 | 2193.74 | 2298.72
IGCC-CCS | 0 | 0 | 0 | 0 | 0 | 0
WT_off | 0 | 0 | 0 | 0 | 0 | 0
PseudoUnit | 0 | 0 | 0 | 0 | 0 | 0
FixedInterchange | 0 | 0 | 0 | 0 | 0 | 0
Total Installed Capacity by Reporting Type: NWPP_NucRenew
ReportingType | 2015 | 2020 | 2025 | 2030 | 2035 | 2040
BM | 32.55 | 32.55 | 32.55 | 32.55 | 32.55 | 32.55
CC | 0 | 0 | 0 | 0 | 0 | 0
CSP | 0 | 0 | 0 | 0 | 0 | 0
CT | 0 | 0 | 0 | 0 | 0 | 0
Coal | 0 | 0 | 0 | 0 | 0 | 0
Geo | 404.2 | 404.2 | 838.2 | 838.2 | 838.2 | 838.2
H | 33736 | 33736 | 33736 | 33736 | 33736 | 33736
LFG | 128.5 | 128.5 | 335.77 | 373 | 373 | 373
Nuc | 1131 | 1131 | 1131 | 1131 | 1131 | 1131
PS | 258 | 258 | 258 | 258 | 258 | 258
PV | 3 | 3 | 3 | 3 | 3 | 3
PeakG | 0 | 0 | 0 | 0 | 0 | 0
PeakO | 0 | 0 | 0 | 0 | 0 | 0
ST | 0 | 0 | 0 | 0 | 0 | 0
STOG | 0 | 0 | 0 | 0 | 0 | 0
STWD | 379.09 | 379.09 | 379.09 | 379.09 | 379.09 | 379.09
WT | 6865.3 | 6865.3 | 6865.3 | 6865.3 | 6865.3 | 6865.3
IGCC | 0 | 0 | 0 | 0 | 0 | 0
DemandResponse | 0 | 0 | 0 | 0 | 0 | 0
IGCC-CCS | 0 | 0 | 0 | 0 | 0 | 0
WT_off | 0 | 0 | 0 | 0 | 0 | 0
PseudoUnit | 0 | 0 | 0 | 0 | 0 | 0
FixedInterchange | 0 | 0 | 0 | 0 | 0 | 0
Total Installed Capacity by Reporting Type: RMPA
ReportingType | 2015 | 2020 | 2025 | 2030 | 2035 | 2040
BM | 0 | 0 | 0 | 0 | 0 | 0
CC | 2686 | 2686 | 2686 | 2686 | 2686 | 2686
CSP | 0 | 0 | 0 | 0 | 0 | 0
CT | 152 | 152 | 152 | 152 | 0 | 0
Coal | 7475.3 | 7304.8 | 6950.08 | 6950.08 | 8231.32 | 9434.64
Geo | 0 | 458.78 | 2545.23 | 2570 | 2570 | 2570
H | 982 | 982 | 982 | 982 | 982 | 982
LFG | 7.4 | 7.4 | 7.4 | 36.33 | 36.33 | 36.33
Nuc | 0.1 | 0.1 | 0.1 | 0.1 | 0.1 | 0.1
PS | 563 | 563 | 563 | 563 | 563 | 563
PV | 21 | 21 | 21 | 21 | 21 | 21
PeakG | 2904 | 2904 | 2904 | 2904 | 2904 | 2904
PeakO | 187 | 187 | 89.59 | 89.59 | 89.59 | 89.59
ST | 3 | 383.25 | 415.52 | 430.78 | 430.78 | 430.78
STOG | 0 | 0 | 0 | 0 | 0 | 0
STWD | 0 | 0 | 0 | 0 | 0 | 0
WT | 2113.4 | 2113.4 | 2113.4 | 2113.4 | 2113.4 | 2113.4
IGCC | 0 | 0 | 0 | 0 | 0 | 0
DemandResponse | 486.05 | 622.89 | 804.5 | 856.88 | 912.57 | 971.91
IGCC-CCS | 0 | 0 | 0 | 0 | 0 | 0
WT_off | 0 | 0 | 0 | 0 | 0 | 0
PseudoUnit | 0 | 0 | 0 | 0 | 0 | 0
FixedInterchange | 0 | 0 | 0 | 0 | 0 | 0
Total Installed Capacity by Reporting Type: SP15
ReportingType | 2015 | 2020 | 2025 | 2030 | 2035 | 2040
BM | 6 | 6 | 6 | 6 | 6 | 6
CC | 10080.5 | 10080.5 | 10080.5 | 10080.5 | 10080.5 | 10080.5
CSP | 0 | 0 | 0 | 0 | 0 | 0
CT | 0 | 0 | 0 | 0 | 0 | 0
Coal | 101.2 | 101.2 | 101.2 | 101.2 | 0 | 0
Geo | 963 | 2413 | 2413 | 2413 | 2413 | 2413
H | 1163 | 1163 | 1163 | 1163 | 1163 | 1163
LFG | 223.2 | 744.63 | 779 | 779 | 779 | 779
Nuc | 2250 | 2250 | 2250 | 2250 | 2250 | 2250
PS | 1440 | 1440 | 1440 | 1440 | 1440 | 1440
PV | 126.8 | 126.8 | 126.8 | 126.8 | 123 | 123
PeakG | 4309 | 4309 | 4309 | 4309 | 4309 | 4309
PeakO | 51 | 51 | 51 | 51 | 51 | 51
ST | 448 | 448 | 448 | 448 | 448 | 448
STOG | 10242 | 10242 | 10242 | 10242 | 10242 | 10242
STWD | 119 | 119 | 119 | 119 | 119 | 119
WT | 2207.8 | 2207.8 | 2207.8 | 2207.8 | 2207.8 | 2207.8
IGCC | 0 | 0 | 0 | 0 | 0 | 0
DemandResponse | 2613.15 | 2728.17 | 2959.23 | 3127.67 | 3290.3 | 3458.12
IGCC-CCS | 0 | 0 | 0 | 0 | 0 | 0
WT_off | 0 | 0 | 0 | 0 | 0 | 0
PseudoUnit | 0 | 0 | 0 | 0 | 0 | 0
FixedInterchange | 0 | 0 | 0 | 0 | 0 | 0
Total Installed Capacity by Reporting Type: ALB
ReportingType | 2015 | 2020 | 2025 | 2030 | 2035 | 2040
BM | 0 | 0 | 0 | 0 | 0 | 0
CC | 2609.19 | 3144.81 | 3938.04 | 4536.31 | 5743.09 | 6822.56
CSP | 0 | 0 | 0 | 0 | 0 | 0
CT | 201.5 | 201.5 | 201.5 | 201.5 | 0 | 0
Coal | 6240.83 | 6240.83 | 6240.83 | 6240.83 | 6240.83 | 6240.83
Geo | 0 | 0 | 0 | 0 | 0 | 0
H | 912 | 912 | 912 | 912 | 912 | 912
LFG | 10 | 10 | 10 | 10 | 10 | 10
Nuc | 0.1 | 0.1 | 0.1 | 0.1 | 0.1 | 0.1
PS | 0 | 0 | 0 | 0 | 0 | 0
PV | 0 | 0 | 0 | 0 | 0 | 0
PeakG | 1487.71 | 1451.85 | 1451.85 | 1451.85 | 1451.85 | 1451.85
PeakO | 0 | 0 | 0 | 0 | 0 | 0
ST | 0 | 0 | 0 | 0 | 0 | 0
STOG | 0 | 0 | 0 | 0 | 0 | 0
STWD | 0 | 0 | 0 | 0 | 0 | 0
WT | 672 | 672 | 672 | 672 | 672 | 672
IGCC | 0 | 0 | 0 | 0 | 0 | 0
DemandResponse | 105.16 | 361.08 | 660.83 | 708.64 | 759.9 | 814.88
IGCC-CCS | 0 | 0 | 0 | 0 | 0 | 0
WT_off | 0 | 0 | 0 | 0 | 0 | 0
PseudoUnit | 0 | 0 | 0 | 0 | 0 | 0
FixedInterchange | 0 | 0 | 0 | 0 | 0 | 0
Total Installed Capacity by Reporting Type: BC
ReportingType | 2015 | 2020 | 2025 | 2030 | 2035 | 2040
BM | 0 | 0 | 0 | 0 | 0 | 0
CC | 1376.72 | 1549.95 | 2062.87 | 2734.86 | 3535.33 | 4214.28
CSP | 0 | 0 | 0 | 0 | 0 | 0
CT | 0 | 0 | 0 | 0 | 0 | 161.62
Coal | 0 | 0 | 0 | 0 | 0 | 0
Geo | 0 | 0 | 0 | 0 | 0 | 0
H | 12161 | 12161 | 12161 | 12161 | 12161 | 12161
LFG | 24 | 24 | 24 | 24 | 24 | 24
Nuc | 0.1 | 0.1 | 0.1 | 0.1 | 0.1 | 0.1
PS | 0 | 0 | 0 | 0 | 0 | 0
PV | 0 | 0 | 0 | 0 | 0 | 0
PeakG | 141 | 141 | 141 | 141 | 141 | 141
PeakO | 44 | 44 | 44 | 44 | 44 | 44
ST | 0 | 0 | 0 | 0 | 0 | 0
STOG | 0 | 0 | 0 | 0 | 0 | 0
STWD | 510 | 510 | 510 | 510 | 510 | 510
WT | 246 | 246 | 246 | 246 | 246 | 246
IGCC | 0 | 0 | 0 | 0 | 0 | 0
DemandResponse | 0.01 | 264.69 | 555.31 | 582.51 | 611.05 | 640.98
IGCC-CCS | 0 | 0 | 0 | 0 | 0 | 0
WT_off | 0 | 0 | 0 | 0 | 0 | 0
PseudoUnit | 0 | 0 | 0 | 0 | 0 | 0
FixedInterchange | 0 | 0 | 0 | 0 | 0 | 0
Total Installed Capacity by Reporting Type: HQ_IESO
ReportingType | 2015 | 2020 | 2025 | 2030 | 2035 | 2040
BM | 0 | 0 | 0 | 0 | 0 | 0
CC | 0 | 0 | 0 | 0 | 0 | 0
CSP | 0 | 0 | 0 | 0 | 0 | 0
CT | 0 | 0 | 0 | 0 | 0 | 0
Coal | 0 | 0 | 0 | 0 | 0 | 0
Geo | 0 | 0 | 0 | 0 | 0 | 0
H | 0 | 0 | 0 | 0 | 0 | 0
LFG | 0 | 0 | 0 | 0 | 0 | 0
Nuc | 0.1 | 0.1 | 0.1 | 0.1 | 0.1 | 0.1
PS | 0 | 0 | 0 | 0 | 0 | 0
PV | 0 | 0 | 0 | 0 | 0 | 0
PeakG | 0 | 0 | 0 | 0 | 0 | 0
PeakO | 0 | 0 | 0 | 0 | 0 | 0
ST | 0 | 0 | 0 | 0 | 0 | 0
STOG | 0 | 0 | 0 | 0 | 0 | 0
STWD | 0 | 0 | 0 | 0 | 0 | 0
WT | 0 | 0 | 0 | 0 | 0 | 0
IGCC | 0 | 0 | 0 | 0 | 0 | 0
DemandResponse | 0 | 0 | 0 | 0 | 0 | 0
IGCC-CCS | 0 | 0 | 0 | 0 | 0 | 0
WT_off | 0 | 0 | 0 | 0 | 0 | 0
PseudoUnit | 0 | 0 | 0 | 0 | 0 | 0
FixedInterchange | 3000 | 3000 | 3000 | 3000 | 3000 | 3000
Total Installed Capacity by Reporting Type: HQ_NEISO
ReportingType | 2015 | 2020 | 2025 | 2030 | 2035 | 2040
BM | 0 | 0 | 0 | 0 | 0 | 0
CC | 0 | 0 | 0 | 0 | 0 | 0
CSP | 0 | 0 | 0 | 0 | 0 | 0
CT | 0 | 0 | 0 | 0 | 0 | 0
Coal | 0 | 0 | 0 | 0 | 0 | 0
Geo | 0 | 0 | 0 | 0 | 0 | 0
H | 0 | 0 | 0 | 0 | 0 | 0
LFG | 0 | 0 | 0 | 0 | 0 | 0
Nuc | 0.1 | 0.1 | 0.1 | 0.1 | 0.1 | 0.1
PS | 0 | 0 | 0 | 0 | 0 | 0
PV | 0 | 0 | 0 | 0 | 0 | 0
PeakG | 0 | 0 | 0 | 0 | 0 | 0
PeakO | 0 | 0 | 0 | 0 | 0 | 0
ST | 0 | 0 | 0 | 0 | 0 | 0
STOG | 0 | 0 | 0 | 0 | 0 | 0
STWD | 0 | 0 | 0 | 0 | 0 | 0
WT | 0 | 0 | 0 | 0 | 0 | 0
IGCC | 0 | 0 | 0 | 0 | 0 | 0
DemandResponse | 0 | 0 | 0 | 0 | 0 | 0
IGCC-CCS | 0 | 0 | 0 | 0 | 0 | 0
WT_off | 0 | 0 | 0 | 0 | 0 | 0
PseudoUnit | 0 | 0 | 0 | 0 | 0 | 0
FixedInterchange | 2920 | 2920 | 2920 | 2920 | 2920 | 2920
Total Installed Capacity by Reporting Type: HQ_NY
ReportingType | 2015 | 2020 | 2025 | 2030 | 2035 | 2040
BM | 0 | 0 | 0 | 0 | 0 | 0
CC | 0 | 0 | 0 | 0 | 0 | 0
CSP | 0 | 0 | 0 | 0 | 0 | 0
CT | 0 | 0 | 0 | 0 | 0 | 0
Coal | 0 | 0 | 0 | 0 | 0 | 0
Geo | 0 | 0 | 0 | 0 | 0 | 0
H | 0 | 0 | 0 | 0 | 0 | 0
LFG | 0 | 0 | 0 | 0 | 0 | 0
Nuc | 0.1 | 0.1 | 0.1 | 0.1 | 0.1 | 0.1
PS | 0 | 0 | 0 | 0 | 0 | 0
PV | 0 | 0 | 0 | 0 | 0 | 0
PeakG | 0 | 0 | 0 | 0 | 0 | 0
PeakO | 0 | 0 | 0 | 0 | 0 | 0
ST | 0 | 0 | 0 | 0 | 0 | 0
STOG | 0 | 0 | 0 | 0 | 0 | 0
STWD | 0 | 0 | 0 | 0 | 0 | 0
WT | 0 | 0 | 0 | 0 | 0 | 0
IGCC | 0 | 0 | 0 | 0 | 0 | 0
DemandResponse | 0 | 0 | 0 | 0 | 0 | 0
IGCC-CCS | 0 | 0 | 0 | 0 | 0 | 0
WT_off | 0 | 0 | 0 | 0 | 0 | 0
PseudoUnit | 0 | 0 | 0 | 0 | 0 | 0
FixedInterchange | 1500 | 1500 | 1500 | 1500 | 1500 | 1500
Total Installed Capacity by Reporting Type: MARITIMES
ReportingType | 2015 | 2020 | 2025 | 2030 | 2035 | 2040
BM | 0 | 0 | 0 | 0 | 0 | 0
CC | 0 | 0 | 0 | 0 | 0 | 0
CSP | 0 | 0 | 0 | 0 | 0 | 0
CT | 0 | 0 | 0 | 0 | 0 | 0
Coal | 0 | 0 | 0 | 0 | 0 | 0
Geo | 0 | 0 | 0 | 0 | 0 | 0
H | 0 | 0 | 0 | 0 | 0 | 0
LFG | 0 | 0 | 0 | 0 | 0 | 0
Nuc | 0.1 | 0.1 | 0.1 | 0.1 | 0.1 | 0.1
PS | 0 | 0 | 0 | 0 | 0 | 0
PV | 0 | 0 | 0 | 0 | 0 | 0
PeakG | 0 | 0 | 0 | 0 | 0 | 0
PeakO | 0 | 0 | 0 | 0 | 0 | 0
ST | 0 | 0 | 0 | 0 | 0 | 0
STOG | 0 | 0 | 0 | 0 | 0 | 0
STWD | 0 | 0 | 0 | 0 | 0 | 0
WT | 0 | 0 | 0 | 0 | 0 | 0
IGCC | 0 | 0 | 0 | 0 | 0 | 0
DemandResponse | 0 | 0 | 0 | 0 | 0 | 0
IGCC-CCS | 0 | 0 | 0 | 0 | 0 | 0
WT_off | 0 | 0 | 0 | 0 | 0 | 0
PseudoUnit | 0 | 500 | 500 | 500 | 500 | 500
FixedInterchange | 1400 | 1400 | 1400 | 1400 | 1400 | 1400
Total Installed Capacity by Reporting Type: All
ReportingType | 2015 | 2020 | 2025 | 2030 | 2035 | 2040
BM | 1251 | 13670.79 | 19708.65 | 27400.88 | 29312.74 | 30154.6
CC | 228390.96 | 233669.28 | 234789.42 | 244060.11 | 276587.09 | 307718.59
CSP | 0 | 0 | 0 | 0 | 0 | 0
CT | 8534.35 | 14996.21 | 17123.33 | 28371.98 | 49129.14 | 59717.45
Coal | 267042.37 | 238090.38 | 232766.47 | 232766.47 | 233946.5 | 256047.72
Geo | 2534.2 | 4609.2 | 9013.43 | 9038.2 | 9038.2 | 9038.2
H | 106079.79 | 107618.69 | 110532.79 | 113620.79 | 113675.79 | 114792.79
LFG | 4136 | 6089 | 8299 | 9022.5 | 9023 | 9023
Nuc | 117236.86 | 121152.36 | 121152.36 | 119664.16 | 93088.46 | 73382.46
PS | 21788 | 21788 | 21788 | 21788 | 21788 | 21788
PV | 1647.99 | 3820.31 | 4898.15 | 5146.07 | 4144.76 | 4285.82
PeakG | 117291.6 | 117255.73 | 112876.54 | 112876.54 | 112876.54 | 111047.15
PeakO | 19978.85 | 19978.85 | 19881.44 | 19881.44 | 19881.44 | 19881.44
ST | 760 | 1579.66 | 1888.57 | 2028.47 | 2028.47 | 2028.47
STOG | 67590.92 | 67590.92 | 66561.49 | 66435.49 | 66435.49 | 66435.49
STWD | 4456.09 | 4456.09 | 4456.09 | 4456.09 | 4456.09 | 4456.09
WT | 64004.8 | 113613.53 | 168481.61 | 218505.96 | 220890.4 | 226862.65
IGCC | 618 | 618 | 618 | 618 | 618 | 618
DemandResponse | 37863.74 | 60093.26 | 85862.57 | 89210.8 | 92685.8 | 96304.58
IGCC-CCS | 0 | 0 | 0 | 0 | 0 | 0
WT_off | 469 | 469 | 17755.99 | 38466.9 | 40869.81 | 45252.43
PseudoUnit | 0 | 500 | 500 | 500 | 500 | 500
FixedInterchange | 8820 | 8820 | 8820 | 8820 | 8820 | 8820
Total Installed Capacity by Reporting Type: EI_US
ReportingType | 2015 | 2020 | 2025 | 2030 | 2035 | 2040
BM | 741.12 | 13160.91 | 19198.77 | 25190.12 | 27037.84 | 27763.34
CC | 148382.85 | 151490.91 | 151304.91 | 153000.58 | 174852.86 | 198805.51
CSP | 0 | 0 | 0 | 0 | 0 | 0
CT | 6420.86 | 10721.37 | 12848.49 | 20134.26 | 37305.79 | 42287.98
Coal | 209511.01 | 180757.72 | 177424.42 | 177424.42 | 177424.42 | 189700.63
Geo | 44 | 44 | 44 | 44 | 44 | 44
H | 29436.09 | 30645.09 | 31699.09 | 31699.09 | 31754.09 | 32621.09
LFG | 3458.4 | 4889.97 | 5878.67 | 6536 | 6536 | 6536
Nuc | 89571.36 | 93486.86 | 93486.86 | 91998.66 | 66452.96 | 48286.96
PS | 16931 | 16931 | 16931 | 16931 | 16931 | 16931
PV | 176.73 | 2349.05 | 3426.89 | 3674.82 | 3765.06 | 3906.12
PeakG | 97444.5 | 97444.5 | 93065.31 | 93065.31 | 93065.31 | 93065.31
PeakO | 19262.5 | 19262.5 | 19262.5 | 19262.5 | 19262.5 | 19262.5
ST | 0 | 0 | 0 | 0 | 0 | 0
STOG | 35809.06 | 35809.06 | 34779.63 | 34779.63 | 34779.63 | 34779.63
STWD | 2980 | 2980 | 2980 | 2980 | 2980 | 2980
WT | 36938.6 | 77383.55 | 114187.3 | 155338.09 | 158982.93 | 163466.53
IGCC | 618 | 618 | 618 | 618 | 618 | 618
DemandResponse | 29707.66 | 46218.47 | 65324.07 | 67718.5 | 70208.86 | 72802.09
IGCC-CCS | 0 | 0 | 0 | 0 | 0 | 0
WT_off | 469 | 469 | 17755.99 | 38466.9 | 40869.81 | 45252.43
PseudoUnit | 0 | 500 | 500 | 500 | 500 | 500
FixedInterchange | 5820 | 5820 | 5820 | 5820 | 5820 | 5820
Total Installed Capacity by Reporting Type: EI_Canada
ReportingType | 2015 | 2020 | 2025 | 2030 | 2035 | 2040
BM | 326.33 | 326.33 | 326.33 | 326.33 | 326.33 | 326.33
CC | 4829.7 | 4829.7 | 4829.7 | 4267.08 | 4267.08 | 5444.61
CSP | 0 | 0 | 0 | 0 | 0 | 0
CT | 403 | 403 | 403 | 403 | 846.28 | 1945.6
Coal | 1635.89 | 1635.89 | 0 | 0 | 0 | 0
Geo | 0 | 0 | 0 | 0 | 0 | 0
H | 15168.7 | 15498.6 | 17358.7 | 19818.7 | 19818.7 | 20068.7
LFG | 117.5 | 117.5 | 117.5 | 117.5 | 118 | 118
Nuc | 13018.2 | 13018.2 | 13018.2 | 13018.2 | 11988.2 | 10448.2
PS | 123 | 123 | 123 | 123 | 123 | 123
PV | 1097.26 | 1097.26 | 1097.26 | 1097.26 | 30 | 30
PeakG | 1143 | 1143 | 1143 | 1143 | 1143 | 1143
PeakO | 33.35 | 33.35 | 33.35 | 33.35 | 33.35 | 33.35
ST | 0 | 0 | 0 | 0 | 0 | 0
STOG | 126 | 126 | 126 | 0 | 0 | 0
STWD | 0 | 0 | 0 | 0 | 0 | 0
WT | 3963.3 | 3963.3 | 3963.3 | 3963.3 | 1857.4 | 1857.4
IGCC | 0 | 0 | 0 | 0 | 0 | 0
DemandResponse | 2048.29 | 2374.97 | 2887.27 | 2989.59 | 3095.56 | 3205.29
IGCC-CCS | 0 | 0 | 0 | 0 | 0 | 0
WT_off | 0 | 0 | 0 | 0 | 0 | 0
PseudoUnit | 0 | 0 | 0 | 0 | 0 | 0
FixedInterchange | 3000 | 3000 | 3000 | 3000 | 3000 | 3000
Total Installed Capacity by Reporting Type: EI
ReportingType | 2015 | 2020 | 2025 | 2030 | 2035 | 2040
BM | 1067.45 | 13487.24 | 19525.1 | 25516.45 | 27364.18 | 28089.67
CC | 153212.55 | 156320.61 | 156134.61 | 157267.65 | 179119.93 | 204250.12
CSP | 0 | 0 | 0 | 0 | 0 | 0
CT | 6823.85 | 11124.36 | 13251.49 | 20537.25 | 38152.07 | 44233.57
Coal | 211146.9 | 182393.61 | 177424.42 | 177424.42 | 177424.42 | 189700.63
Geo | 44 | 44 | 44 | 44 | 44 | 44
H | 44604.79 | 46143.69 | 49057.79 | 51517.79 | 51572.79 | 52689.79
LFG | 3575.9 | 5007.47 | 5996.17 | 6653.5 | 6654 | 6654
Nuc | 102589.56 | 106505.06 | 106505.06 | 105016.86 | 78441.16 | 58735.16
PS | 17054 | 17054 | 17054 | 17054 | 17054 | 17054
PV | 1273.99 | 3446.31 | 4524.15 | 4772.07 | 3795.06 | 3936.12
PeakG | 98587.5 | 98587.5 | 94208.31 | 94208.31 | 94208.31 | 94208.31
PeakO | 19295.85 | 19295.85 | 19295.85 | 19295.85 | 19295.85 | 19295.85
ST | 0 | 0 | 0 | 0 | 0 | 0
STOG | 35935.06 | 35935.06 | 34905.63 | 34779.63 | 34779.63 | 34779.63
STWD | 2980 | 2980 | 2980 | 2980 | 2980 | 2980
WT | 40901.9 | 81346.85 | 118150.6 | 159301.39 | 160840.33 | 165323.93
IGCC | 618 | 618 | 618 | 618 | 618 | 618
DemandResponse | 31755.95 | 48593.44 | 68211.33 | 70708.09 | 73304.41 | 76007.38
IGCC-CCS | 0 | 0 | 0 | 0 | 0 | 0
WT_off | 469 | 469 | 17755.99 | 38466.9 | 40869.81 | 45252.43
PseudoUnit | 0 | 500 | 500 | 500 | 500 | 500
FixedInterchange | 8820 | 8820 | 8820 | 8820 | 8820 | 8820
Total Installed Capacity by Reporting Type: Outside_EI
ReportingType | 2015 | 2020 | 2025 | 2030 | 2035 | 2040
BM | 183.55 | 183.55 | 183.55 | 1884.43 | 1948.56 | 2064.93
CC | 75178.41 | 77348.67 | 78654.81 | 86792.46 | 97467.16 | 103468.46
CSP | 0 | 0 | 0 | 0 | 0 | 0
CT | 1710.49 | 3871.84 | 3871.84 | 7834.73 | 10977.07 | 15483.88
Coal | 55895.46 | 55696.76 | 55342.05 | 55342.05 | 56522.08 | 66347.1
Geo | 2490.2 | 4565.2 | 8969.43 | 8994.2 | 8994.2 | 8994.2
H | 61475 | 61475 | 61475 | 62103 | 62103 | 62103
LFG | 560.1 | 1081.53 | 2302.83 | 2369 | 2369 | 2369
Nuc | 14647.3 | 14647.3 | 14647.3 | 14647.3 | 14647.3 | 14647.3
PS | 4734 | 4734 | 4734 | 4734 | 4734 | 4734
PV | 374 | 374 | 374 | 374 | 349.7 | 349.7
PeakG | 18704.1 | 18668.23 | 18668.23 | 18668.23 | 18668.23 | 16838.85
PeakO | 683 | 683 | 585.59 | 585.59 | 585.59 | 585.59
ST | 760 | 1579.66 | 1888.57 | 2028.47 | 2028.47 | 2028.47
STOG | 31655.86 | 31655.86 | 31655.86 | 31655.86 | 31655.86 | 31655.86
STWD | 1476.09 | 1476.09 | 1476.09 | 1476.09 | 1476.09 | 1476.09
WT | 23102.9 | 32266.68 | 50331.01 | 59204.57 | 60050.06 | 61538.72
IGCC | 0 | 0 | 0 | 0 | 0 | 0
DemandResponse | 6107.8 | 11499.81 | 17651.23 | 18502.71 | 19381.39 | 20297.2
IGCC-CCS | 0 | 0 | 0 | 0 | 0 | 0
WT_off | 0 | 0 | 0 | 0 | 0 | 0
PseudoUnit | 0 | 0 | 0 | 0 | 0 | 0
FixedInterchange | 0 | 0 | 0 | 0 | 0 | 0
#6 | Retrofit Capacity (MW)
Retrofit Capacity by Reporting Type: Entergy
ReportingType | 2015 | 2020 | 2025 | 2030 | 2035 | 2040
FGD | 0 | 7356 | 7356 | 7356 | 7356 | 7356
SNCR | 0 | 0 | 0 | 0 | 0 | 0
SCR | 0 | 0 | 0 | 0 | 0 | 0
ACI90 | 0 | 0 | 0 | 0 | 0 | 0
RPJ90 | 0 | 7416 | 7416 | 7416 | 7416 | 7416
PCSEQ | 0 | 0 | 0 | 0 | 0 | 0
Retrofit Capacity by Reporting Type: FRCC
ReportingType | 2015 | 2020 | 2025 | 2030 | 2035 | 2040
FGD | 0 | 235 | 235 | 235 | 235 | 235
SNCR | 0 | 0 | 0 | 0 | 0 | 0
SCR | 3796 | 1898 | 1898 | 1898 | 1898 | 1898
ACI90 | 0 | 0 | 0 | 0 | 0 | 0
RPJ90 | 0 | 7900 | 7900 | 7900 | 7900 | 7900
PCSEQ | 0 | 0 | 0 | 0 | 0 | 0
Retrofit Capacity by Reporting Type: MAPP_US
ReportingType | 2015 | 2020 | 2025 | 2030 | 2035 | 2040
FGD | 221 | 0 | 0 | 0 | 0 | 0
SNCR | 0 | 0 | 0 | 0 | 0 | 0
SCR | 0 | 0 | 0 | 0 | 0 | 0
ACI90 | 0 | 0 | 0 | 0 | 0 | 0
RPJ90 | 0 | 2360 | 2360 | 2360 | 2360 | 2360
PCSEQ | 0 | 0 | 0 | 0 | 0 | 0
Retrofit Capacity by Reporting Type: MISO_IN
ReportingType | 2015 | 2020 | 2025 | 2030 | 2035 | 2040
FGD | 0 | 2276 | 2276 | 2276 | 2276 | 2276
SNCR | 0 | 0 | 0 | 0 | 0 | 0
SCR | 0 | 0 | 0 | 0 | 0 | 0
ACI90 | 0 | 0 | 0 | 0 | 0 | 0
RPJ90 | 0 | 13115.8 | 13115.8 | 13115.8 | 13115.8 | 13115.8
PCSEQ | 0 | 0 | 0 | 0 | 0 | 0
Retrofit Capacity by Reporting Type: MISO_MI
ReportingType | 2015 | 2020 | 2025 | 2030 | 2035 | 2040
FGD | 0 | 5477.2 | 5477.2 | 5477.2 | 5477.2 | 5477.2
SNCR | 0 | 0 | 0 | 0 | 0 | 0
SCR | 355 | 0 | 0 | 0 | 0 | 0
ACI90 | 0 | 0 | 0 | 0 | 0 | 0
RPJ90 | 0 | 7279 | 7279 | 7279 | 7279 | 7279
PCSEQ | 0 | 0 | 0 | 0 | 0 | 0
Retrofit Capacity by Reporting Type: MISO_MO-IL
ReportingType | 2015 | 2020 | 2025 | 2030 | 2035 | 2040
FGD | 0 | 7794 | 7794 | 7794 | 7794 | 7794
SNCR | 0 | 0 | 0 | 0 | 0 | 0
SCR | 400 | 200 | 200 | 200 | 200 | 200
ACI90 | 0 | 0 | 0 | 0 | 0 | 0
RPJ90 | 2490 | 11444 | 11444 | 11444 | 11444 | 11444
PCSEQ | 0 | 0 | 0 | 0 | 0 | 0
Retrofit Capacity by Reporting Type: MISO_W
ReportingType | 2015 | 2020 | 2025 | 2030 | 2035 | 2040
FGD | 0 | 5555.5 | 5555.5 | 5555.5 | 5555.5 | 5555.5
SNCR | 0 | 0 | 0 | 0 | 0 | 0
SCR | 1225.26 | 612.63 | 612.63 | 612.63 | 612.63 | 612.63
ACI90 | 0 | 0 | 0 | 0 | 0 | 0
RPJ90 | 2652.36 | 11006.03 | 11006.03 | 11006.03 | 11006.03 | 11006.03
PCSEQ | 0 | 0 | 0 | 0 | 0 | 0
Retrofit Capacity by Reporting Type: MISO_WUMS
ReportingType | 2015 | 2020 | 2025 | 2030 | 2035 | 2040
FGD | 1135 | 1881.7 | 1881.7 | 1881.7 | 1881.7 | 1881.7
SNCR | 0 | 0 | 0 | 0 | 0 | 0
SCR | 2778.6 | 2163.6 | 2163.6 | 2163.6 | 2163.6 | 2163.6
ACI90 | 0 | 0 | 0 | 0 | 0 | 0
RPJ90 | 1740.2 | 3634.7 | 3634.7 | 3634.7 | 3634.7 | 3634.7
PCSEQ | 0 | 0 | 0 | 0 | 0 | 0
Retrofit Capacity by Reporting Type: Nebraska
ReportingType | 2015 | 2020 | 2025 | 2030 | 2035 | 2040
FGD | 0 | 3195.8 | 3195.8 | 3195.8 | 3195.8 | 3195.8
SNCR | 0 | 0 | 0 | 0 | 0 | 0
SCR | 0 | 0 | 0 | 0 | 0 | 0
ACI90 | 0 | 0 | 0 | 0 | 0 | 0
RPJ90 | 1364.4 | 3878 | 3878 | 3878 | 3878 | 3878
PCSEQ | 0 | 0 | 0 | 0 | 0 | 0
Retrofit Capacity by Reporting Type: NEISO
ReportingType | 2015 | 2020 | 2025 | 2030 | 2035 | 2040
FGD | 320 | 0 | 0 | 0 | 0 | 0
SNCR | 0 | 0 | 0 | 0 | 0 | 0
SCR | 0 | 0 | 0 | 0 | 0 | 0
ACI90 | 0 | 0 | 0 | 0 | 0 | 0
RPJ90 | 870.93 | 0 | 0 | 0 | 0 | 0
PCSEQ | 0 | 0 | 0 | 0 | 0 | 0
Retrofit Capacity by Reporting Type: NonRTO_Midwest
ReportingType | 2015 | 2020 | 2025 | 2030 | 2035 | 2040
FGD | 1403 | 2275.78 | 2275.78 | 2275.78 | 2275.78 | 2275.78
SNCR | 0 | 0 | 0 | 0 | 0 | 0
SCR | 1463.8 | 731.9 | 731.9 | 731.9 | 731.9 | 731.9
ACI90 | 0 | 0 | 0 | 0 | 0 | 0
RPJ90 | 0 | 8108.65 | 8108.65 | 8108.65 | 8108.65 | 8108.65
PCSEQ | 0 | 0 | 0 | 0 | 0 | 0
Retrofit Capacity by Reporting Type: NYISO_A-F
ReportingType | 2015 | 2020 | 2025 | 2030 | 2035 | 2040
FGD | 0 | 0 | 0 | 0 | 0 | 0
SNCR | 0 | 0 | 0 | 0 | 0 | 0
SCR | 0 | 0 | 0 | 0 | 0 | 0
ACI90 | 0 | 0 | 0 | 0 | 0 | 0
RPJ90 | 486.3 | 0 | 0 | 0 | 0 | 0
PCSEQ | 0 | 0 | 0 | 0 | 0 | 0
Retrofit Capacity by Reporting Type: NYISO_G-I
ReportingType | 2015 | 2020 | 2025 | 2030 | 2035 | 2040
FGD | 0 | 0 | 0 | 0 | 0 | 0
SNCR | 0 | 0 | 0 | 0 | 0 | 0
SCR | 0 | 0 | 0 | 0 | 0 | 0
ACI90 | 0 | 0 | 0 | 0 | 0 | 0
RPJ90 | 0 | 0 | 0 | 0 | 0 | 0
PCSEQ | 0 | 0 | 0 | 0 | 0 | 0
Retrofit Capacity by Reporting Type: NYISO_J-K
ReportingType | 2015 | 2020 | 2025 | 2030 | 2035 | 2040
FGD | 0 | 0 | 0 | 0 | 0 | 0
SNCR | 0 | 0 | 0 | 0 | 0 | 0
SCR | 0 | 0 | 0 | 0 | 0 | 0
ACI90 | 0 | 0 | 0 | 0 | 0 | 0
RPJ90 | 0 | 0 | 0 | 0 | 0 | 0
PCSEQ | 0 | 0 | 0 | 0 | 0 | 0
Retrofit Capacity by Reporting Type: PJM_E
ReportingType | 2015 | 2020 | 2025 | 2030 | 2035 | 2040
FGD | 0 | 0 | 0 | 0 | 0 | 0
SNCR | 0 | 0 | 0 | 0 | 0 | 0
SCR | 568 | 0 | 0 | 0 | 0 | 0
ACI90 | 0 | 0 | 0 | 0 | 0 | 0
RPJ90 | 1784 | 0 | 0 | 0 | 0 | 0
PCSEQ | 0 | 0 | 0 | 0 | 0 | 0
Retrofit Capacity by Reporting Type: PJM_ROM
ReportingType | 2015 | 2020 | 2025 | 2030 | 2035 | 2040
FGD | 0 | 0 | 0 | 0 | 0 | 0
SNCR | 0 | 0 | 0 | 0 | 0 | 0
SCR | 341 | 0 | 0 | 0 | 0 | 0
ACI90 | 0 | 0 | 0 | 0 | 0 | 0
RPJ90 | 2572 | 5857 | 5857 | 5857 | 5857 | 5857
PCSEQ | 0 | 0 | 0 | 0 | 0 | 0
Retrofit Capacity by Reporting Type: PJM_ROR
ReportingType | 2015 | 2020 | 2025 | 2030 | 2035 | 2040
FGD | 0 | 5738 | 5738 | 5738 | 5738 | 5738
SNCR | 0 | 0 | 0 | 0 | 0 | 0
SCR | 2400 | 1200 | 1200 | 1200 | 1200 | 1200
ACI90 | 0 | 0 | 0 | 0 | 0 | 0
RPJ90 | 0 | 34665.04 | 34665.04 | 34665.04 | 34665.04 | 34665.04
PCSEQ | 0 | 0 | 0 | 0 | 0 | 0
Retrofit Capacity by Reporting Type: SOCO
ReportingType | 2015 | 2020 | 2025 | 2030 | 2035 | 2040
FGD | 4088.7 | 5358.2 | 5358.2 | 5358.2 | 5358.2 | 5358.2
SNCR | 0 | 0 | 0 | 0 | 0 | 0
SCR | 3404.7 | 3404.7 | 3404.7 | 3404.7 | 3404.7 | 3404.7
ACI90 | 0 | 0 | 0 | 0 | 0 | 0
RPJ90 | 6809.4 | 13842 | 13842 | 13842 | 13842 | 13842
PCSEQ | 0 | 0 | 0 | 0 | 0 | 0
Retrofit Capacity by Reporting Type: SPP_N
ReportingType | 2015 | 2020 | 2025 | 2030 | 2035 | 2040
FGD | 0 | 2009.6 | 1671.29 | 1671.29 | 1671.29 | 1671.29
SNCR | 0 | 0 | 0 | 0 | 0 | 0
SCR | 0 | 0 | 0 | 0 | 0 | 0
ACI90 | 0 | 0 | 0 | 0 | 0 | 0
RPJ90 | 1302 | 6944.6 | 6606.29 | 6606.29 | 6606.29 | 6606.29
PCSEQ | 0 | 0 | 0 | 0 | 0 | 0
Retrofit Capacity by Reporting Type: SPP_S
ReportingType | 2015 | 2020 | 2025 | 2030 | 2035 | 2040
FGD | 0 | 8675.8 | 8147.8 | 8147.8 | 8147.8 | 8147.8
SNCR | 0 | 0 | 0 | 0 | 0 | 0
SCR | 0 | 0 | 0 | 0 | 0 | 0
ACI90 | 0 | 0 | 0 | 0 | 0 | 0
RPJ90 | 0 | 12081.93 | 11553.93 | 11553.93 | 11553.93 | 11553.93
PCSEQ | 0 | 0 | 0 | 0 | 0 | 0
Retrofit Capacity by Reporting Type: TVA
ReportingType | 2015 | 2020 | 2025 | 2030 | 2035 | 2040
FGD | 0 | 3480.23 | 3295.27 | 3295.27 | 3295.27 | 3295.27
SNCR | 0 | 0 | 0 | 0 | 0 | 0
SCR | 0 | 0 | 0 | 0 | 0 | 0
ACI90 | 0 | 0 | 0 | 0 | 0 | 0
RPJ90 | 0 | 9221.28 | 9036.32 | 9036.32 | 9036.32 | 9036.32
PCSEQ | 0 | 0 | 0 | 0 | 0 | 0
Retrofit Capacity by Reporting Type: TVA_Transmission
ReportingType | 2015 | 2020 | 2025 | 2030 | 2035 | 2040
FGD | 0 | 0 | 0 | 0 | 0 | 0
SNCR | 0 | 0 | 0 | 0 | 0 | 0
SCR | 0 | 0 | 0 | 0 | 0 | 0
ACI90 | 0 | 0 | 0 | 0 | 0 | 0
RPJ90 | 0 | 0 | 0 | 0 | 0 | 0
PCSEQ | 0 | 0 | 0 | 0 | 0 | 0
Retrofit Capacity by Reporting Type: VACAR
ReportingType | 2015 | 2020 | 2025 | 2030 | 2035 | 2040
FGD | 0 | 0 | 0 | 0 | 0 | 0
SNCR | 0 | 0 | 0 | 0 | 0 | 0
SCR | 0 | 0 | 0 | 0 | 0 | 0
ACI90 | 0 | 0 | 0 | 0 | 0 | 0
RPJ90 | 0 | 10178.96 | 8246.93 | 8246.93 | 8246.93 | 8246.93
PCSEQ | 0 | 0 | 0 | 0 | 0 | 0
Retrofit Capacity by Reporting Type: IESO
ReportingType | 2015 | 2020 | 2025 | 2030 | 2035 | 2040
FGD | 0 | 0 | 0 | 0 | 0 | 0
SNCR | 0 | 0 | 0 | 0 | 0 | 0
SCR | 0 | 0 | 0 | 0 | 0 | 0
ACI90 | 0 | 0 | 0 | 0 | 0 | 0
RPJ90 | 0 | 0 | 0 | 0 | 0 | 0
PCSEQ | 0 | 0 | 0 | 0 | 0 | 0
Retrofit Capacity by Reporting Type: MAPP_CA
ReportingType | 2015 | 2020 | 2025 | 2030 | 2035 | 2040
FGD | 0 | 0 | 0 | 0 | 0 | 0
SNCR | 0 | 0 | 0 | 0 | 0 | 0
SCR | 0 | 0 | 0 | 0 | 0 | 0
ACI90 | 0 | 0 | 0 | 0 | 0 | 0
RPJ90 | 0 | 0 | 0 | 0 | 0 | 0
PCSEQ | 0 | 0 | 0 | 0 | 0 | 0
Retrofit Capacity by Reporting Type: AZ_NM_SNV_Coal
ReportingType | 2015 | 2020 | 2025 | 2030 | 2035 | 2040
FGD | 384 | 540 | 540 | 540 | 540 | 540
SNCR | 0 | 0 | 0 | 0 | 0 | 0
SCR | 800 | 400 | 400 | 400 | 400 | 400
ACI90 | 0 | 0 | 0 | 0 | 0 | 0
RPJ90 | 3286 | 10066 | 10066 | 10066 | 10066 | 10066
PCSEQ | 0 | 0 | 0 | 0 | 0 | 0
Retrofit Capacity by Reporting Type: AZ_NM_SNV_Gas
ReportingType | 2015 | 2020 | 2025 | 2030 | 2035 | 2040
FGD | 0 | 0 | 0 | 0 | 0 | 0
SNCR | 0 | 0 | 0 | 0 | 0 | 0
SCR | 0 | 0 | 0 | 0 | 0 | 0
ACI90 | 0 | 0 | 0 | 0 | 0 | 0
RPJ90 | 0 | 0 | 0 | 0 | 0 | 0
PCSEQ | 0 | 0 | 0 | 0 | 0 | 0
Retrofit Capacity by Reporting Type: AZ_NM_SNV_NucRenew
ReportingType | 2015 | 2020 | 2025 | 2030 | 2035 | 2040
FGD | 0 | 0 | 0 | 0 | 0 | 0
SNCR | 0 | 0 | 0 | 0 | 0 | 0
SCR | 0 | 0 | 0 | 0 | 0 | 0
ACI90 | 0 | 0 | 0 | 0 | 0 | 0
RPJ90 | 0 | 0 | 0 | 0 | 0 | 0
PCSEQ | 0 | 0 | 0 | 0 | 0 | 0
Retrofit Capacity by Reporting Type: ERCOT
ReportingType | 2015 | 2020 | 2025 | 2030 | 2035 | 2040
FGD | 0 | 5125 | 5125 | 5125 | 5125 | 5125
SNCR | 0 | 0 | 0 | 0 | 0 | 0
SCR | 4370 | 2185 | 2185 | 2185 | 2185 | 2185
ACI90 | 0 | 0 | 0 | 0 | 0 | 0
RPJ90 | 9196 | 15866.32 | 15866.32 | 15866.32 | 15866.32 | 15866.32
PCSEQ | 0 | 0 | 0 | 0 | 0 | 0
Retrofit Capacity by Reporting Type: NP15
ReportingType | 2015 | 2020 | 2025 | 2030 | 2035 | 2040
FGD | 0 | 0 | 0 | 0 | 0 | 0
SNCR | 0 | 0 | 0 | 0 | 0 | 0
SCR | 0 | 0 | 0 | 0 | 0 | 0
ACI90 | 0 | 0 | 0 | 0 | 0 | 0
RPJ90 | 0 | 0 | 0 | 0 | 0 | 0
PCSEQ | 0 | 0 | 0 | 0 | 0 | 0
Retrofit Capacity by Reporting Type: NWPP_Coal
ReportingType | 2015 | 2020 | 2025 | 2030 | 2035 | 2040
FGD | 0 | 1601.2 | 1601.2 | 1601.2 | 1601.2 | 1601.2
SNCR | 0 | 0 | 0 | 0 | 0 | 0
SCR | 0 | 0 | 0 | 0 | 0 | 0
ACI90 | 0 | 0 | 0 | 0 | 0 | 0
RPJ90 | 453.6 | 13097.62 | 13097.62 | 13097.62 | 13097.62 | 13097.62
PCSEQ | 0 | 0 | 0 | 0 | 0 | 0
Retrofit Capacity by Reporting Type: NWPP_Gas
ReportingType | 2015 | 2020 | 2025 | 2030 | 2035 | 2040
FGD | 0 | 0 | 0 | 0 | 0 | 0
SNCR | 0 | 0 | 0 | 0 | 0 | 0
SCR | 0 | 0 | 0 | 0 | 0 | 0
ACI90 | 0 | 0 | 0 | 0 | 0 | 0
RPJ90 | 0 | 0 | 0 | 0 | 0 | 0
PCSEQ | 0 | 0 | 0 | 0 | 0 | 0
Retrofit Capacity by Reporting Type: NWPP_NucRenew
ReportingType | 2015 | 2020 | 2025 | 2030 | 2035 | 2040
FGD | 0 | 0 | 0 | 0 | 0 | 0
SNCR | 0 | 0 | 0 | 0 | 0 | 0
SCR | 0 | 0 | 0 | 0 | 0 | 0
ACI90 | 0 | 0 | 0 | 0 | 0 | 0
RPJ90 | 0 | 0 | 0 | 0 | 0 | 0
PCSEQ | 0 | 0 | 0 | 0 | 0 | 0
Retrofit Capacity by Reporting Type: RMPA
ReportingType | 2015 | 2020 | 2025 | 2030 | 2035 | 2040
FGD | 0 | 1282 | 1282 | 1282 | 1282 | 1282
SNCR | 0 | 0 | 0 | 0 | 0 | 0
SCR | 1554.6 | 777.3 | 777.3 | 777.3 | 777.3 | 777.3
ACI90 | 0 | 0 | 0 | 0 | 0 | 0
RPJ90 | 2874.6 | 6914.8 | 6560.08 | 6560.08 | 6560.08 | 6315.8
PCSEQ | 0 | 0 | 0 | 0 | 0 | 0
Retrofit Capacity by Reporting Type: SP15
ReportingType | 2015 | 2020 | 2025 | 2030 | 2035 | 2040
FGD | 0 | 0 | 0 | 0 | 0 | 0
SNCR | 0 | 0 | 0 | 0 | 0 | 0
SCR | 0 | 0 | 0 | 0 | 0 | 0
ACI90 | 0 | 0 | 0 | 0 | 0 | 0
RPJ90 | 0 | 101.2 | 101.2 | 101.2 | 0 | 0
PCSEQ | 0 | 0 | 0 | 0 | 0 | 0
Retrofit Capacity by Reporting Type: ALB
ReportingType | 2015 | 2020 | 2025 | 2030 | 2035 | 2040
FGD | 0 | 0 | 0 | 0 | 0 | 0
SNCR | 0 | 0 | 0 | 0 | 0 | 0
SCR | 0 | 0 | 0 | 0 | 0 | 0
ACI90 | 0 | 0 | 0 | 0 | 0 | 0
RPJ90 | 0 | 0 | 0 | 0 | 0 | 0
PCSEQ | 0 | 0 | 0 | 0 | 0 | 0
Retrofit Capacity by Reporting Type: BC
ReportingType | 2015 | 2020 | 2025 | 2030 | 2035 | 2040
FGD | 0 | 0 | 0 | 0 | 0 | 0
SNCR | 0 | 0 | 0 | 0 | 0 | 0
SCR | 0 | 0 | 0 | 0 | 0 | 0
ACI90 | 0 | 0 | 0 | 0 | 0 | 0
RPJ90 | 0 | 0 | 0 | 0 | 0 | 0
PCSEQ | 0 | 0 | 0 | 0 | 0 | 0
Retrofit Capacity by Reporting Type: HQ_IESO
ReportingType | 2015 | 2020 | 2025 | 2030 | 2035 | 2040
FGD | 0 | 0 | 0 | 0 | 0 | 0
SNCR | 0 | 0 | 0 | 0 | 0 | 0
SCR | 0 | 0 | 0 | 0 | 0 | 0
ACI90 | 0 | 0 | 0 | 0 | 0 | 0
RPJ90 | 0 | 0 | 0 | 0 | 0 | 0
PCSEQ | 0 | 0 | 0 | 0 | 0 | 0
Retrofit Capacity by Reporting Type: HQ_NEISO
ReportingType | 2015 | 2020 | 2025 | 2030 | 2035 | 2040
FGD | 0 | 0 | 0 | 0 | 0 | 0
SNCR | 0 | 0 | 0 | 0 | 0 | 0
SCR | 0 | 0 | 0 | 0 | 0 | 0
ACI90 | 0 | 0 | 0 | 0 | 0 | 0
RPJ90 | 0 | 0 | 0 | 0 | 0 | 0
PCSEQ | 0 | 0 | 0 | 0 | 0 | 0
Retrofit Capacity by Reporting Type: HQ_NY
ReportingType | 2015 | 2020 | 2025 | 2030 | 2035 | 2040
FGD | 0 | 0 | 0 | 0 | 0 | 0
SNCR | 0 | 0 | 0 | 0 | 0 | 0
SCR | 0 | 0 | 0 | 0 | 0 | 0
ACI90 | 0 | 0 | 0 | 0 | 0 | 0
RPJ90 | 0 | 0 | 0 | 0 | 0 | 0
PCSEQ | 0 | 0 | 0 | 0 | 0 | 0
Retrofit Capacity by Reporting Type: MARITIMES
ReportingType | 2015 | 2020 | 2025 | 2030 | 2035 | 2040
FGD | 0 | 0 | 0 | 0 | 0 | 0
SNCR | 0 | 0 | 0 | 0 | 0 | 0
SCR | 0 | 0 | 0 | 0 | 0 | 0
ACI90 | 0 | 0 | 0 | 0 | 0 | 0
RPJ90 | 0 | 0 | 0 | 0 | 0 | 0
PCSEQ | 0 | 0 | 0 | 0 | 0 | 0
Retrofit Capacity by Reporting Type: All
ReportingType | 2015 | 2020 | 2025 | 2030 | 2035 | 2040
FGD | 7551.7 | 69857.01 | 68805.75 | 68805.75 | 68805.75 | 68805.75
SNCR | 0 | 0 | 0 | 0 | 0 | 0
SCR | 23456.96 | 13573.13 | 13573.13 | 13573.13 | 13573.13 | 13573.13
ACI90 | 0 | 0 | 0 | 0 | 0 | 0
RPJ90 | 37881.79 | 214978.93 | 211640.91 | 211640.91 | 211539.72 | 211295.43
PCSEQ | 0 | 0 | 0 | 0 | 0 | 0
Retrofit Capacity by Reporting Type: EI_US
ReportingType | 2015 | 2020 | 2025 | 2030 | 2035 | 2040
FGD | 7167.7 | 61308.81 | 60257.55 | 60257.55 | 60257.55 | 60257.55
SNCR | 0 | 0 | 0 | 0 | 0 | 0
SCR | 16732.36 | 10210.83 | 10210.83 | 10210.83 | 10210.83 | 10210.83
ACI90 | 0 | 0 | 0 | 0 | 0 | 0
RPJ90 | 22071.59 | 168932.99 | 165949.69 | 165949.69 | 165949.7 | 165949.7
PCSEQ | 0 | 0 | 0 | 0 | 0 | 0
Retrofit Capacity by Reporting Type: EI_Canada
ReportingType | 2015 | 2020 | 2025 | 2030 | 2035 | 2040
FGD | 0 | 0 | 0 | 0 | 0 | 0
SNCR | 0 | 0 | 0 | 0 | 0 | 0
SCR | 0 | 0 | 0 | 0 | 0 | 0
ACI90 | 0 | 0 | 0 | 0 | 0 | 0
RPJ90 | 0 | 0 | 0 | 0 | 0 | 0
PCSEQ | 0 | 0 | 0 | 0 | 0 | 0
Retrofit Capacity by Reporting Type: EI
ReportingType | 2015 | 2020 | 2025 | 2030 | 2035 | 2040
FGD | 7167.7 | 61308.81 | 60257.55 | 60257.55 | 60257.55 | 60257.55
SNCR | 0 | 0 | 0 | 0 | 0 | 0
SCR | 16732.36 | 10210.83 | 10210.83 | 10210.83 | 10210.83 | 10210.83
ACI90 | 0 | 0 | 0 | 0 | 0 | 0
RPJ90 | 22071.59 | 168932.99 | 165949.69 | 165949.69 | 165949.7 | 165949.7
PCSEQ | 0 | 0 | 0 | 0 | 0 | 0
Retrofit Capacity by Reporting Type: Outside_EI
ReportingType | 2015 | 2020 | 2025 | 2030 | 2035 | 2040
FGD | 384 | 8548.2 | 8548.2 | 8548.2 | 8548.2 | 8548.2
SNCR | 0 | 0 | 0 | 0 | 0 | 0
SCR | 6724.6 | 3362.3 | 3362.3 | 3362.3 | 3362.3 | 3362.3
ACI90 | 0 | 0 | 0 | 0 | 0 | 0
RPJ90 | 15810.2 | 46045.94 | 45691.22 | 45691.22 | 45590.02 | 45345.74
PCSEQ | 0 | 0 | 0 | 0 | 0 | 0
#7 | Reserve Margin (MW)
Reserve Margin Data: ALB
| 2015 | 2020 | 2025 | 2030 | 2035 | 2040
a. Peak Demand | 9916.01 | 10447.08 | 11261.72 | 12030.19 | 12925.57 | 13886.96
b. Peak Demand + Reserve Margin | 11700.89 | 12327.55 | 13288.83 | 14195.62 | 15252.17 | 16386.61
c. DR MW | 105.16 | 361.08 | 660.83 | 708.64 | 759.9 | 814.88
d. Capacity Credit | 11700.89 | 12456.56 | 13549.54 | 14195.62 | 15252.17 | 16386.61
Reserve Margin Data: BC
| 2015 | 2020 | 2025 | 2030 | 2035 | 2040
a. Peak Demand | 12123.75 | 12494.86 | 13175.83 | 13768.36 | 14470.91 | 15208.63
b. Peak Demand + Reserve Margin | 14306.03 | 14743.94 | 15547.48 | 16246.67 | 17075.68 | 17946.18
c. DR MW | 0.01 | 264.69 | 555.31 | 582.51 | 611.05 | 640.98
d. Capacity Credit | 14306.03 | 14743.94 | 15547.48 | 16246.67 | 17075.68 | 17946.18
Reserve Margin Data: ENT
| 2015 | 2020 | 2025 | 2030 | 2035 | 2040
a. Peak Demand | 31307.38 | 32329.04 | 32660.25 | 33862.28 | 33334.91 | 33970.92
b. Peak Demand + Reserve Margin | 35690.41 | 36855.11 | 37232.68 | 38603 | 38001.79 | 38726.84
c. DR MW | 301.55 | 1538.95 | 2854.33 | 2930.78 | 3009.27 | 3089.87
d. Capacity Credit | 35690.41 | 36855.11 | 37232.68 | 38603 | 38001.79 | 38726.84
Reserve Margin Data: ERCOT
| 2015 | 2020 | 2025 | 2030 | 2035 | 2040
a. Peak Demand | 69122.76 | 72300.72 | 75751.09 | 78846.5 | 80814.33 | 84384.65
b. Peak Demand + Reserve Margin | 77763.1 | 81338.31 | 85219.97 | 88702.31 | 90916.12 | 94932.73
c. DR MW | 740.81 | 3617.73 | 6720.3 | 6926.25 | 7155.61 | 7391.29
d. Capacity Credit | 77763.1 | 81338.31 | 85640.99 | 88702.31 | 90916.12 | 94932.73
Reserve Margin Data: FRCC
| 2015 | 2020 | 2025 | 2030 | 2035 | 2040
a. Peak Demand | 49629.34 | 52657.84 | 54864.62 | 55607.32 | 62366.88 | 65820.37
b. Peak Demand + Reserve Margin | 57570.04 | 61083.09 | 63642.96 | 64504.49 | 72345.58 | 76351.63
c. DR MW | 2734.45 | 3962.85 | 5527.63 | 5878.95 | 6252.59 | 6649.99
d. Capacity Credit | 57570.04 | 61083.09 | 63642.96 | 64504.49 | 72345.58 | 76351.63
Reserve Margin Data: IESO
| 2015 | 2020 | 2025 | 2030 | 2035 | 2040
a. Peak Demand | 23324.15 | 22671.05 | 23575.58 | 24294.68 | 25180.78 | 26098.03
b. Peak Demand + Reserve Margin | 27289.26 | 26525.13 | 27583.43 | 28424.78 | 29461.52 | 30534.69
c. DR MW | 1958.79 | 2066.83 | 2340.54 | 2421.21 | 2504.65 | 2590.98
d. Capacity Credit | 30018.7 | 30126.74 | 30400.44 | 30481.11 | 29461.52 | 30534.69
Reserve Margin Data: MAPP_CA
| 2015 | 2020 | 2025 | 2030 | 2035 | 2040
a. Peak Demand | 8678.03 | 9167.8 | 9581.02 | 9922.39 | 10335.46 | 10765.25
b. Peak Demand + Reserve Margin | 9719.4 | 10267.94 | 10730.74 | 11113.07 | 11575.72 | 12057.08
c. DR MW | 89.5 | 308.14 | 546.73 | 568.39 | 590.9 | 614.31
d. Capacity Credit | 9719.4 | 10267.94 | 10730.74 | 12523.78 | 12511.3 | 12534.71
Reserve Margin Data: MAPP_US
| 2015 | 2020 | 2025 | 2030 | 2035 | 2040
a. Peak Demand | 5385.39 | 5812.84 | 5895.92 | 6523.72 | 7302.83 | 7737.89
b. Peak Demand + Reserve Margin | 6139.34 | 6626.64 | 6721.35 | 7437.04 | 8325.23 | 8821.19
c. DR MW | 59 | 199.4 | 353.8 | 367.81 | 382.38 | 397.53
d. Capacity Credit | 6837.77 | 6626.64 | 6781.03 | 7558.21 | 8325.23 | 8821.19
Reserve Margin Data: NEISO
| 2015 | 2020 | 2025 | 2030 | 2035 | 2040
a. Peak Demand | 28587.47 | 29161.77 | 29515.48 | 29325.69 | 29642.25 | 29967.52
b. Peak Demand + Reserve Margin | 33161.46 | 33827.66 | 34237.95 | 34017.8 | 34385.01 | 34762.32
c. DR MW | 3092.4 | 3627.72 | 4230.66 | 4257.78 | 4282.5 | 4307.35
d. Capacity Credit | 33161.46 | 34172.39 | 35144.8 | 35304.97 | 34385.01 | 34762.32
Reserve Margin Data: NonRTO_Midwest
| 2015 | 2020 | 2025 | 2030 | 2035 | 2040
a. Peak Demand | 10997.43 | 11557.26 | 12593.01 | 12608.81 | 12625.01 | 12861.91
b. Peak Demand + Reserve Margin | 12537.07 | 13175.28 | 14356.04 | 14374.05 | 14392.51 | 14662.58
c. DR MW | 193.98 | 453.37 | 727.88 | 745.89 | 764.35 | 783.26
d. Capacity Credit | 12537.07 | 13175.28 | 14356.04 | 14374.05 | 14392.51 | 14662.58
Reserve Margin Data: NYISO_J-K
| 2015 | 2020 | 2025 | 2030 | 2035 | 2040
a. Peak Demand | 15335.64 | 16134.02 | 16622.39 | 17125.87 | 18273.19 | 19284.32
b. Peak Demand + Reserve Margin | 14108.79 | 14843.3 | 15292.59 | 15755.8 | 16811.33 | 17741.58
c. DR MW | 1319.07 | 1502.66 | 1718.62 | 1795.58 | 1875.99 | 1960
d. Capacity Credit | 15606.89 | 15790.48 | 16335.05 | 17735.27 | 17902.76 | 18446.47
Reserve Margin Data: PJM_E
| 2015 | 2020 | 2025 | 2030 | 2035 | 2040
a. Peak Demand | 30496.29 | 28002.68 | 29080 | 30280.37 | 31378.03 | 33213.54
b. Peak Demand + Reserve Margin | 29825.38 | 27386.62 | 28440.24 | 29614.2 | 30687.71 | 32482.84
c. DR MW | 1256.73 | 1718.17 | 2388.62 | 2469.72 | 2553.57 | 2640.27
d. Capacity Credit | 32954.24 | 32368.68 | 34799.54 | 35956.11 | 33815.96 | 33005.76
Reserve Margin Data: RMPA
| 2015 | 2020 | 2025 | 2030 | 2035 | 2040
a. Peak Demand | 12771.87 | 14295.76 | 15449.08 | 15994.24 | 17033.64 | 18141.24
b. Peak Demand + Reserve Margin | 14559.93 | 16297.16 | 17611.95 | 18233.43 | 19418.35 | 20681.01
c. DR MW | 486.05 | 622.89 | 804.5 | 856.88 | 912.57 | 971.91
d. Capacity Credit | 15767.06 | 16297.16 | 18122.77 | 18233.43 | 19418.35 | 20681.01
Reserve Margin Data: SOCO
| 2015 | 2020 | 2025 | 2030 | 2035 | 2040
a. Peak Demand | 52899.48 | 57291.95 | 59527.82 | 59788.36 | 60357.87 | 64966.75
b. Peak Demand + Reserve Margin | 60305.41 | 65312.82 | 67861.72 | 68158.73 | 68807.98 | 74062.09
c. DR MW | 2570.49 | 4773.97 | 7215.46 | 7512.46 | 7821.68 | 8143.63
d. Capacity Credit | 60305.41 | 65312.82 | 67861.72 | 68723.6 | 69032.82 | 74062.09
Reserve Margin Data: TVA
| 2015 | 2020 | 2025 | 2030 | 2035 | 2040
a. Peak Demand | 35176.02 | 36694.21 | 37508.46 | 40225.47 | 38639.19 | 38361.97
b. Peak Demand + Reserve Margin | 40452.42 | 42198.34 | 43134.72 | 46259.29 | 44435.07 | 44116.27
c. DR MW | 1805 | 2555.95 | 3357.9 | 3440.97 | 3526.11 | 3613.35
d. Capacity Credit | 40452.42 | 42198.34 | 43134.72 | 46259.29 | 44435.07 | 44116.27
Reserve Margin Data: VACAR
| 2015 | 2020 | 2025 | 2030 | 2035 | 2040
a. Peak Demand | 49078.1 | 54020.98 | 56590.21 | 57815.03 | 61730.48 | 64951.46
b. Peak Demand + Reserve Margin | 55949.03 | 61583.92 | 64512.84 | 65909.13 | 70372.75 | 74044.66
c. DR MW | 2339.28 | 3868.22 | 5651.52 | 5928.05 | 6218.12 | 6522.37
d. Capacity Credit | 55949.03 | 61583.92 | 64512.84 | 69928.3 | 70372.75 | 74044.66
Reserve Margin Data: AZ_NM_SNV
| 2015 | 2020 | 2025 | 2030 | 2035 | 2040
a. Peak Demand | 27349.04 | 29366.57 | 31522.49 | 35145.98 | 36365.12 | 39594.58
b. Peak Demand + Reserve Margin | 31642.84 | 33977.12 | 36471.52 | 40663.89 | 42074.45 | 45810.93
c. DR MW | 334.55 | 1076.71 | 1928.33 | 2059.84 | 2196.64 | 2344.36
d. Capacity Credit | 31642.84 | 33977.12 | 36471.51 | 40663.89 | 42074.45 | 48614.23
Reserve Margin Data: CA
| 2015 | 2020 | 2025 | 2030 | 2035 | 2040
a. Peak Demand | 62412.94 | 66392.56 | 69400.23 | 73558.84 | 77466.05 | 81413.33
b. Peak Demand + Reserve Margin | 72773.49 | 77413.73 | 80920.67 | 85769.61 | 90325.42 | 94927.94
c. DR MW | 4441.2 | 4603.38 | 4993.26 | 5277.46 | 5551.88 | 5835.06
d. Capacity Credit | 72773.49 | 77413.73 | 80920.67 | 85769.61 | 90325.42 | 94927.94
Reserve Margin Data: MISO
| 2015 | 2020 | 2025 | 2030 | 2035 | 2040
a. Peak Demand | 98208.02 | 100388.56 | 105677.55 | 112467.34 | 118143.39 | 122028.12
b. Peak Demand + Reserve Margin | 115296.22 | 117856.17 | 124065.44 | 132036.66 | 138700.34 | 143261.02
c. DR MW | 6024.78 | 8117.79 | 10669.2 | 11079.6 | 11505.92 | 11948.8
d. Capacity Credit | 115296.22 | 117856.17 | 124065.44 | 132036.66 | 138700.34 | 143261.02
Reserve Margin Data: NWPP
| 2015 | 2020 | 2025 | 2030 | 2035 | 2040
a. Peak Demand | 39511.72 | 41955.71 | 44393.08 | 47103.17 | 49869.02 | 51906.44
b. Peak Demand + Reserve Margin | 46623.83 | 49507.74 | 52383.83 | 55581.74 | 58845.44 | 61249.6
c. DR MW | 0.01 | 953.34 | 1988.72 | 2091.14 | 2193.74 | 2298.72
d. Capacity Credit | 55174.72 | 56113.86 | 57790.51 | 60866.49 | 65626.99 | 66870.37
Reserve Margin Data: NYISO
| 2015 | 2020 | 2025 | 2030 | 2035 | 2040
a. Peak Demand | 29814.63 | 31280.53 | 31901.74 | 32733.94 | 34190.67 | 35721.18
b. Peak Demand + Reserve Margin | 34734.04 | 36441.82 | 37165.53 | 38135.04 | 39832.13 | 41615.18
c. DR MW | 2565.83 | 2901.13 | 3296.24 | 3421.43 | 3551.63 | 3687.07
d. Capacity Credit | 35991.04 | 36441.82 | 37165.53 | 38135.04 | 39832.12 | 41615.18
Reserve Margin Data: NYISO_G-I_J-K
| 2015 | 2020 | 2025 | 2030 | 2035 | 2040
a. Peak Demand | 19283.69 | 20219.07 | 20819.81 | 21405.75 | 22758.54 | 23986.77
b. Peak Demand + Reserve Margin | 18319.5 | 19208.12 | 19778.82 | 20335.46 | 21620.61 | 22787.43
c. DR MW | 1658.63 | 1882.98 | 2152.95 | 2248.69 | 2348.69 | 2453.13
d. Capacity Credit | 19396.45 | 19629.8 | 20228.38 | 21721.71 | 24243.32 | 26925.26
Reserve Margin Data: PJM
| 2015 | 2020 | 2025 | 2030 | 2035 | 2040
a. Peak Demand | 156222.62 | 151560.11 | 156252 | 157487.91 | 163469.57 | 169345.54
b. Peak Demand + Reserve Margin | 180124.68 | 174748.8 | 180158.56 | 181583.56 | 188480.41 | 195255.41
c. DR MW | 6888.69 | 10788.12 | 15528.1 | 16025.26 | 16538.36 | 17067.93
d. Capacity Credit | 180124.68 | 174748.8 | 183874.06 | 188835 | 188480.41 | 195255.41
Reserve Margin Data: SPP
| 2015 | 2020 | 2025 | 2030 | 2035 | 2040
a. Peak Demand | 59190.21 | 62914.88 | 65383.9 | 67824.13 | 72335.43 | 73963.08
b. Peak Demand + Reserve Margin | 67240.08 | 71471.3 | 74276.11 | 77048.21 | 82173.05 | 84022.06
c. DR MW | 1132.21 | 3430.99 | 5911.36 | 6129.52 | 6355.94 | 6590.94
d. Capacity Credit | 67240.08 | 71471.3 | 74819 | 77048.21 | 82173.05 | 84022.06

## Transmission
$/MW
[8 empty] | Transfer |  | $/MWh | $/MWh | Wheel+ | $/MWh
Year | Line | From | To | EI Internal/External | Season | Block | Duration | Limit | MW flow | From price | To price | Friction | Shadow Price
2015 | ENT_2_SOCO | ENT | SOCO | Internal | Shoulder | B11 | 25 | 2000 | 0 | 55.32 | 63.26 | 8 | 0
2015 | ENT_2_SOCO | ENT | SOCO | Internal | Shoulder | B12 | 200 | 2000 | 0 | 39.32 | 42.99 | 8 | 0
2015 | ENT_2_SOCO | ENT | SOCO | Internal | Shoulder | B13 | 600 | 2000 | 0 | 39.32 | 40 | 8 | 0
2015 | ENT_2_SOCO | ENT | SOCO | Internal | Shoulder | B14 | 900 | 2000 | 0 | 39.04 | 40 | 8 | 0
2015 | ENT_2_SOCO | ENT | SOCO | Internal | Shoulder | B15 | 1203 | 2000 | 0 | 37.77 | 40 | 8 | 0
2015 | ENT_2_SOCO | ENT | SOCO | Internal | Summer | B1 | 10 | 2000 | 0 | 60.8 | 66.43 | 8 | 0
2015 | ENT_2_SOCO | ENT | SOCO | Internal | Summer | B2 | 25 | 2000 | 0 | 59.29 | 66.43 | 8 | 0
2015 | ENT_2_SOCO | ENT | SOCO | Internal | Summer | B3 | 75 | 2000 | 1889.62 | 58.43 | 66.43 | 8 | 0
2015 | ENT_2_SOCO | ENT | SOCO | Internal | Summer | B4 | 100 | 2000 | 2000 | 57.64 | 66.43 | 8 | 0.79
2015 | ENT_2_SOCO | ENT | SOCO | Internal | Summer | B5 | 200 | 2000 | 2000 | 53.58 | 62.02 | 8 | 0.44
2015 | ENT_2_SOCO | ENT | SOCO | Internal | Summer | B6 | 300 | 2000 | 443.85 | 46.15 | 54.15 | 8 | 0
2015 | ENT_2_SOCO | ENT | SOCO | Internal | Summer | B7 | 400 | 2000 | 1318.37 | 43.72 | 51.72 | 8 | 0
2015 | ENT_2_SOCO | ENT | SOCO | Internal | Summer | B8 | 500 | 2000 | 0 | 38.1 | 43.39 | 8 | 0
2015 | ENT_2_SOCO | ENT | SOCO | Internal | Summer | B9 | 800 | 2000 | 0 | 37.83 | 38.83 | 8 | 0
2015 | ENT_2_SOCO | ENT | SOCO | Internal | Summer | B10 | 1262 | 2000 | 0 | 36.6 | 38.83 | 8 | 0
2015 | ENT_2_SOCO | ENT | SOCO | Internal | Winter | B16 | 25 | 2000 | 2000 | 53.68 | 62.05 | 8 | 0.37
2015 | ENT_2_SOCO | ENT | SOCO | Internal | Winter | B17 | 100 | 2000 | 0 | 41.76 | 43.89 | 8 | 0
2015 | ENT_2_SOCO | ENT | SOCO | Internal | Winter | B18 | 400 | 2000 | 0 | 41.46 | 42.39 | 8 | 0
2015 | ENT_2_SOCO | ENT | SOCO | Internal | Winter | B19 | 700 | 2000 | 0 | 41.46 | 42.39 | 8 | 0
2015 | ENT_2_SOCO | ENT | SOCO | Internal | Winter | B20 | 935 | 2000 | 0 | 40.11 | 42.39 | 8 | 0
2015 | ENT_2_TVA_Transmission | ENT | TVA_Transmission | Internal | Shoulder | B11 | 25 | 2100 | 0 | 55.32 | 54.26 | 8 | 0
2015 | ENT_2_TVA_Transmission | ENT | TVA_Transmission | Internal | Shoulder | B12 | 200 | 2100 | 0 | 39.32 | 44.39 | 8 | 0
2015 | ENT_2_TVA_Transmission | ENT | TVA_Transmission | Internal | Shoulder | B13 | 600 | 2100 | 0 | 39.32 | 42.37 | 8 | 0
2015 | ENT_2_TVA_Transmission | ENT | TVA_Transmission | Internal | Shoulder | B14 | 900 | 2100 | 0 | 39.04 | 40.93 | 8 | 0
2015 | ENT_2_TVA_Transmission | ENT | TVA_Transmission | Internal | Shoulder | B15 | 1203 | 2100 | 0 | 37.77 | 39.9 | 8 | 0
2015 | ENT_2_TVA_Transmission | ENT | TVA_Transmission | Internal | Summer | B1 | 10 | 2100 | 685.9 | 60.8 | 68.8 | 8 | 0
2015 | ENT_2_TVA_Transmission | ENT | TVA_Transmission | Internal | Summer | B2 | 25 | 2100 | 1106.25 | 59.29 | 67.29 | 8 | 0
2015 | ENT_2_TVA_Transmission | ENT | TVA_Transmission | Internal | Summer | B3 | 75 | 2100 | 0 | 58.43 | 64.29 | 8 | 0
2015 | ENT_2_TVA_Transmission | ENT | TVA_Transmission | Internal | Summer | B4 | 100 | 2100 | 0 | 57.64 | 63.57 | 8 | 0
2015 | ENT_2_TVA_Transmission | ENT | TVA_Transmission | Internal | Summer | B5 | 200 | 2100 | 0 | 53.58 | 54.85 | 8 | 0
2015 | ENT_2_TVA_Transmission | ENT | TVA_Transmission | Internal | Summer | B6 | 300 | 2100 | 0 | 46.15 | 47.86 | 8 | 0
2015 | ENT_2_TVA_Transmission | ENT | TVA_Transmission | Internal | Summer | B7 | 400 | 2100 | 0 | 43.72 | 43.24 | 8 | 0
2015 | ENT_2_TVA_Transmission | ENT | TVA_Transmission | Internal | Summer | B8 | 500 | 2100 | 0 | 38.1 | 39.7 | 8 | 0
2015 | ENT_2_TVA_Transmission | ENT | TVA_Transmission | Internal | Summer | B9 | 800 | 2100 | 0 | 37.83 | 39.06 | 8 | 0
2015 | ENT_2_TVA_Transmission | ENT | TVA_Transmission | Internal | Summer | B10 | 1262 | 2100 | 0 | 36.6 | 36.42 | 8 | 0
2015 | ENT_2_TVA_Transmission | ENT | TVA_Transmission | Internal | Winter | B16 | 25 | 2100 | 0 | 53.68 | 56.68 | 8 | 0
2015 | ENT_2_TVA_Transmission | ENT | TVA_Transmission | Internal | Winter | B17 | 100 | 2100 | 0 | 41.76 | 46.84 | 8 | 0
2015 | ENT_2_TVA_Transmission | ENT | TVA_Transmission | Internal | Winter | B18 | 400 | 2100 | 0 | 41.46 | 43.24 | 8 | 0
2015 | ENT_2_TVA_Transmission | ENT | TVA_Transmission | Internal | Winter | B19 | 700 | 2100 | 0 | 41.46 | 41.26 | 8 | 0
2015 | ENT_2_TVA_Transmission | ENT | TVA_Transmission | Internal | Winter | B20 | 935 | 2100 | 0 | 40.11 | 39.57 | 8 | 0
2015 | HQ_NEISO_2_NEISO | HQ_NEISO | NEISO | Internal | Shoulder | B11 | 25 | 99999 | 2920 | 36.89 | 36.9 | 0.01 | 0
2015 | HQ_NEISO_2_NEISO | HQ_NEISO | NEISO | Internal | Shoulder | B12 | 200 | 99999 | 2920 | 36.89 | 36.9 | 0.01 | 0
2015 | HQ_NEISO_2_NEISO | HQ_NEISO | NEISO | Internal | Shoulder | B13 | 600 | 99999 | 2920 | 36.89 | 36.9 | 0.01 | 0
2015 | HQ_NEISO_2_NEISO | HQ_NEISO | NEISO | Internal | Shoulder | B14 | 900 | 99999 | 2920 | 36.89 | 36.9 | 0.01 | 0
2015 | HQ_NEISO_2_NEISO | HQ_NEISO | NEISO | Internal | Shoulder | B15 | 1203 | 99999 | 1143.24 | 36.89 | 36.9 | 0.01 | 0
2015 | HQ_NEISO_2_NEISO | HQ_NEISO | NEISO | Internal | Summer | B1 | 10 | 99999 | 2920 | 65.82 | 65.84 | 0.01 | 0
2015 | HQ_NEISO_2_NEISO | HQ_NEISO | NEISO | Internal | Summer | B2 | 25 | 99999 | 2920 | 55.9 | 55.92 | 0.01 | 0
2015 | HQ_NEISO_2_NEISO | HQ_NEISO | NEISO | Internal | Summer | B3 | 75 | 99999 | 2920 | 47.97 | 47.98 | 0.01 | 0
2015 | HQ_NEISO_2_NEISO | HQ_NEISO | NEISO | Internal | Summer | B4 | 100 | 99999 | 2920 | 42.06 | 42.07 | 0.01 | 0
2015 | HQ_NEISO_2_NEISO | HQ_NEISO | NEISO | Internal | Summer | B5 | 200 | 99999 | 2920 | 34.19 | 34.2 | 0.01 | 0
2015 | HQ_NEISO_2_NEISO | HQ_NEISO | NEISO | Internal | Summer | B6 | 300 | 99999 | 2920 | 34.19 | 34.2 | 0.01 | 0
2015 | HQ_NEISO_2_NEISO | HQ_NEISO | NEISO | Internal | Summer | B7 | 400 | 99999 | 2920 | 34.19 | 34.2 | 0.01 | 0
2015 | HQ_NEISO_2_NEISO | HQ_NEISO | NEISO | Internal | Summer | B8 | 500 | 99999 | 2920 | 34.19 | 34.2 | 0.01 | 0
2015 | HQ_NEISO_2_NEISO | HQ_NEISO | NEISO | Internal | Summer | B9 | 800 | 99999 | 2920 | 34.19 | 34.2 | 0.01 | 0
2015 | HQ_NEISO_2_NEISO | HQ_NEISO | NEISO | Internal | Summer | B10 | 1262 | 99999 | 795.94 | 34.19 | 34.2 | 0.01 | 0
2015 | HQ_NEISO_2_NEISO | HQ_NEISO | NEISO | Internal | Winter | B16 | 25 | 99999 | 2920 | 45.28 | 45.29 | 0.01 | 0
2015 | HQ_NEISO_2_NEISO | HQ_NEISO | NEISO | Internal | Winter | B17 | 100 | 99999 | 2920 | 45.28 | 45.29 | 0.01 | 0
2015 | HQ_NEISO_2_NEISO | HQ_NEISO | NEISO | Internal | Winter | B18 | 400 | 99999 | 2920 | 45.28 | 45.29 | 0.01 | 0
2015 | HQ_NEISO_2_NEISO | HQ_NEISO | NEISO | Internal | Winter | B19 | 700 | 99999 | 2920 | 45.28 | 45.29 | 0.01 | 0
2015 | HQ_NEISO_2_NEISO | HQ_NEISO | NEISO | Internal | Winter | B20 | 935 | 99999 | 1233.58 | 45.28 | 45.29 | 0.01 | 0
2015 | HQ_NY_2_NYISO_A-F | HQ_NY | NYISO_A-F | Internal | Shoulder | B11 | 25 | 99999 | 1000 | 40.12 | 40.13 | 0.01 | 0
2015 | HQ_NY_2_NYISO_A-F | HQ_NY | NYISO_A-F | Internal | Shoulder | B12 | 200 | 99999 | 1000 | 39.89 | 39.9 | 0.01 | 0
2015 | HQ_NY_2_NYISO_A-F | HQ_NY | NYISO_A-F | Internal | Shoulder | B13 | 600 | 99999 | 1000 | 39.86 | 39.87 | 0.01 | 0
2015 | HQ_NY_2_NYISO_A-F | HQ_NY | NYISO_A-F | Internal | Shoulder | B14 | 900 | 99999 | 1000 | 38 | 38.01 | 0.01 | 0
2015 | HQ_NY_2_NYISO_A-F | HQ_NY | NYISO_A-F | Internal | Shoulder | B15 | 1203 | 99999 | 188.69 | 38 | 38.01 | 0.01 | 0
2015 | HQ_NY_2_NYISO_A-F | HQ_NY | NYISO_A-F | Internal | Summer | B1 | 10 | 99999 | 1000 | 54.8 | 54.81 | 0.01 | 0
2015 | HQ_NY_2_NYISO_A-F | HQ_NY | NYISO_A-F | Internal | Summer | B2 | 25 | 99999 | 1000 | 52.9 | 52.92 | 0.01 | 0
2015 | HQ_NY_2_NYISO_A-F | HQ_NY | NYISO_A-F | Internal | Summer | B3 | 75 | 99999 | 1000 | 50.29 | 50.3 | 0.01 | 0
2015 | HQ_NY_2_NYISO_A-F | HQ_NY | NYISO_A-F | Internal | Summer | B4 | 100 | 99999 | 1000 | 45.06 | 45.07 | 0.01 | 0
2015 | HQ_NY_2_NYISO_A-F | HQ_NY | NYISO_A-F | Internal | Summer | B5 | 200 | 99999 | 1000 | 42.52 | 42.53 | 0.01 | 0
2015 | HQ_NY_2_NYISO_A-F | HQ_NY | NYISO_A-F | Internal | Summer | B6 | 300 | 99999 | 1000 | 42.32 | 42.33 | 0.01 | 0
2015 | HQ_NY_2_NYISO_A-F | HQ_NY | NYISO_A-F | Internal | Summer | B7 | 400 | 99999 | 1000 | 37.26 | 37.27 | 0.01 | 0
2015 | HQ_NY_2_NYISO_A-F | HQ_NY | NYISO_A-F | Internal | Summer | B8 | 500 | 99999 | 1000 | 37.18 | 37.19 | 0.01 | 0
2015 | HQ_NY_2_NYISO_A-F | HQ_NY | NYISO_A-F | Internal | Summer | B9 | 800 | 99999 | 1000 | 37.17 | 37.18 | 0.01 | 0
2015 | HQ_NY_2_NYISO_A-F | HQ_NY | NYISO_A-F | Internal | Summer | B10 | 1262 | 99999 | 30.11 | 37.17 | 37.18 | 0.01 | 0
2015 | HQ_NY_2_NYISO_A-F | HQ_NY | NYISO_A-F | Internal | Winter | B16 | 25 | 99999 | 1000 | 45.51 | 45.52 | 0.01 | 0
2015 | HQ_NY_2_NYISO_A-F | HQ_NY | NYISO_A-F | Internal | Winter | B17 | 100 | 99999 | 1000 | 42.54 | 42.55 | 0.01 | 0
2015 | HQ_NY_2_NYISO_A-F | HQ_NY | NYISO_A-F | Internal | Winter | B18 | 400 | 99999 | 1000 | 42.54 | 42.55 | 0.01 | 0
2015 | HQ_NY_2_NYISO_A-F | HQ_NY | NYISO_A-F | Internal | Winter | B19 | 700 | 99999 | 1000 | 42.54 | 42.55 | 0.01 | 0
2015 | HQ_NY_2_NYISO_A-F | HQ_NY | NYISO_A-F | Internal | Winter | B20 | 935 | 99999 | 229.95 | 42.54 | 42.55 | 0.01 | 0
2015 | HQ_IESO_2_IESO | HQ_IESO | IESO | Internal | Shoulder | B11 | 25 | 99999 | 400 | 33.12 | 33.13 | 0.01 | 0
2015 | HQ_IESO_2_IESO | HQ_IESO | IESO | Internal | Shoulder | B12 | 200 | 99999 | 400 | 32.89 | 32.9 | 0.01 | 0
2015 | HQ_IESO_2_IESO | HQ_IESO | IESO | Internal | Shoulder | B13 | 600 | 99999 | 400 | 30.82 | 30.84 | 0.01 | 0
2015 | HQ_IESO_2_IESO | HQ_IESO | IESO | Internal | Shoulder | B14 | 900 | 99999 | 400 | 30.82 | 30.84 | 0.01 | 0
2015 | HQ_IESO_2_IESO | HQ_IESO | IESO | Internal | Shoulder | B15 | 1203 | 99999 | 75.48 | 30.82 | 30.84 | 0.01 | 0
2015 | HQ_IESO_2_IESO | HQ_IESO | IESO | Internal | Summer | B1 | 10 | 99999 | 400 | 47.8 | 47.81 | 0.01 | 0
2015 | HQ_IESO_2_IESO | HQ_IESO | IESO | Internal | Summer | B2 | 25 | 99999 | 400 | 45.9 | 45.92 | 0.01 | 0
2015 | HQ_IESO_2_IESO | HQ_IESO | IESO | Internal | Summer | B3 | 75 | 99999 | 400 | 43.29 | 43.3 | 0.01 | 0
2015 | HQ_IESO_2_IESO | HQ_IESO | IESO | Internal | Summer | B4 | 100 | 99999 | 400 | 38.06 | 38.07 | 0.01 | 0
2015 | HQ_IESO_2_IESO | HQ_IESO | IESO | Internal | Summer | B5 | 200 | 99999 | 400 | 35.52 | 35.53 | 0.01 | 0
2015 | HQ_IESO_2_IESO | HQ_IESO | IESO | Internal | Summer | B6 | 300 | 99999 | 400 | 35.32 | 35.33 | 0.01 | 0
2015 | HQ_IESO_2_IESO | HQ_IESO | IESO | Internal | Summer | B7 | 400 | 99999 | 400 | 29.52 | 29.53 | 0.01 | 0
2015 | HQ_IESO_2_IESO | HQ_IESO | IESO | Internal | Summer | B8 | 500 | 99999 | 400 | 29.5 | 29.52 | 0.01 | 0
2015 | HQ_IESO_2_IESO | HQ_IESO | IESO | Internal | Summer | B9 | 800 | 99999 | 400 | 29.5 | 29.52 | 0.01 | 0
2015 | HQ_IESO_2_IESO | HQ_IESO | IESO | Internal | Summer | B10 | 1262 | 99999 | 12.04 | 29.5 | 29.52 | 0.01 | 0
2015 | HQ_IESO_2_IESO | HQ_IESO | IESO | Internal | Winter | B16 | 25 | 99999 | 400 | 38.51 | 38.52 | 0.01 | 0
2015 | HQ_IESO_2_IESO | HQ_IESO | IESO | Internal | Winter | B17 | 100 | 99999 | 400 | 35.54 | 35.55 | 0.01 | 0
2015 | HQ_IESO_2_IESO | HQ_IESO | IESO | Internal | Winter | B18 | 400 | 99999 | 400 | 35.54 | 35.55 | 0.01 | 0
2015 | HQ_IESO_2_IESO | HQ_IESO | IESO | Internal | Winter | B19 | 700 | 99999 | 400 | 35.54 | 35.55 | 0.01 | 0
2015 | HQ_IESO_2_IESO | HQ_IESO | IESO | Internal | Winter | B20 | 935 | 99999 | 91.98 | 35.54 | 35.55 | 0.01 | 0
2015 | IESO_2_MAPP_CA | IESO | MAPP_CA | Internal | Shoulder | B11 | 25 | 262 | 262 | 33.13 | 47.91 | 7 | 7.78
2015 | IESO_2_MAPP_CA | IESO | MAPP_CA | Internal | Shoulder | B12 | 200 | 262 | 262 | 32.9 | 40.62 | 7 | 0.72
2015 | IESO_2_MAPP_CA | IESO | MAPP_CA | Internal | Shoulder | B13 | 600 | 262 | 262 | 30.84 | 38.91 | 7 | 1.08
2015 | IESO_2_MAPP_CA | IESO | MAPP_CA | Internal | Shoulder | B14 | 900 | 262 | 262 | 30.84 | 38.91 | 7 | 1.08
2015 | IESO_2_MAPP_CA | IESO | MAPP_CA | Internal | Shoulder | B15 | 1203 | 262 | 262 | 30.84 | 38.91 | 7 | 1.08
2015 | IESO_2_MAPP_CA | IESO | MAPP_CA | Internal | Summer | B1 | 10 | 262 | 8.41 | 47.81 | 54.81 | 7 | 0
2015 | IESO_2_MAPP_CA | IESO | MAPP_CA | Internal | Summer | B2 | 25 | 262 | 161.55 | 45.92 | 52.92 | 7 | 0
2015 | IESO_2_MAPP_CA | IESO | MAPP_CA | Internal | Summer | B3 | 75 | 262 | 262 | 43.3 | 52.92 | 7 | 2.61
2015 | IESO_2_MAPP_CA | IESO | MAPP_CA | Internal | Summer | B4 | 100 | 262 | 262 | 38.07 | 47.91 | 7 | 2.84
2015 | IESO_2_MAPP_CA | IESO | MAPP_CA | Internal | Summer | B5 | 200 | 262 | 262 | 35.53 | 47.91 | 7 | 5.38
2015 | IESO_2_MAPP_CA | IESO | MAPP_CA | Internal | Summer | B6 | 300 | 262 | 262 | 35.33 | 43.97 | 7 | 1.64
2015 | IESO_2_MAPP_CA | IESO | MAPP_CA | Internal | Summer | B7 | 400 | 262 | 0 | 29.53 | 36.52 | 7 | 0
2015 | IESO_2_MAPP_CA | IESO | MAPP_CA | Internal | Summer | B8 | 500 | 262 | 148.77 | 29.52 | 36.52 | 7 | 0
2015 | IESO_2_MAPP_CA | IESO | MAPP_CA | Internal | Summer | B9 | 800 | 262 | 157.31 | 29.52 | 36.52 | 7 | 0
2015 | IESO_2_MAPP_CA | IESO | MAPP_CA | Internal | Summer | B10 | 1262 | 262 | 168.85 | 29.52 | 36.52 | 7 | 0
2015 | IESO_2_MAPP_CA | IESO | MAPP_CA | Internal | Winter | B16 | 25 | 262 | 262 | 38.52 | 48.65 | 7 | 3.13
2015 | IESO_2_MAPP_CA | IESO | MAPP_CA | Internal | Winter | B17 | 100 | 262 | 262 | 35.55 | 43.16 | 7 | 0.61
2015 | IESO_2_MAPP_CA | IESO | MAPP_CA | Internal | Winter | B18 | 400 | 262 | 196.73 | 35.55 | 42.55 | 7 | 0
2015 | IESO_2_MAPP_CA | IESO | MAPP_CA | Internal | Winter | B19 | 700 | 262 | 217.17 | 35.55 | 42.55 | 7 | 0
2015 | IESO_2_MAPP_CA | IESO | MAPP_CA | Internal | Winter | B20 | 935 | 262 | 226.48 | 35.55 | 42.55 | 7 | 0
2015 | IESO_2_MISO_MI | IESO | MISO_MI | Internal | Shoulder | B11 | 25 | 1840 | 1840 | 33.13 | 47.93 | 7 | 7.79
2015 | IESO_2_MISO_MI | IESO | MISO_MI | Internal | Shoulder | B12 | 200 | 1840 | 1840 | 32.9 | 40.63 | 7 | 0.73
2015 | IESO_2_MISO_MI | IESO | MISO_MI | Internal | Shoulder | B13 | 600 | 1840 | 1840 | 30.84 | 37.96 | 7 | 0.13
2015 | IESO_2_MISO_MI | IESO | MISO_MI | Internal | Shoulder | B14 | 900 | 1840 | 0 | 30.84 | 35.93 | 7 | 0
2015 | IESO_2_MISO_MI | IESO | MISO_MI | Internal | Shoulder | B15 | 1203 | 1840 | 0 | 30.84 | 34.31 | 7 | 0
2015 | IESO_2_MISO_MI | IESO | MISO_MI | Internal | Summer | B1 | 10 | 1840 | 1840 | 47.81 | 59.43 | 7 | 4.61
2015 | IESO_2_MISO_MI | IESO | MISO_MI | Internal | Summer | B2 | 25 | 1840 | 1840 | 45.92 | 59.29 | 7 | 6.37
2015 | IESO_2_MISO_MI | IESO | MISO_MI | Internal | Summer | B3 | 75 | 1840 | 1840 | 43.3 | 54.01 | 7 | 3.71
2015 | IESO_2_MISO_MI | IESO | MISO_MI | Internal | Summer | B4 | 100 | 1840 | 1840 | 38.07 | 54.01 | 7 | 8.94
2015 | IESO_2_MISO_MI | IESO | MISO_MI | Internal | Summer | B5 | 200 | 1840 | 1840 | 35.53 | 48.51 | 7 | 5.98
2015 | IESO_2_MISO_MI | IESO | MISO_MI | Internal | Summer | B6 | 300 | 1840 | 1840 | 35.33 | 42.98 | 7 | 0.65
2015 | IESO_2_MISO_MI | IESO | MISO_MI | Internal | Summer | B7 | 400 | 1840 | 828.56 | 29.53 | 36.53 | 7 | 0
2015 | IESO_2_MISO_MI | IESO | MISO_MI | Internal | Summer | B8 | 500 | 1840 | 0 | 29.52 | 34.57 | 7 | 0
2015 | IESO_2_MISO_MI | IESO | MISO_MI | Internal | Summer | B9 | 800 | 1840 | 0 | 29.52 | 33.53 | 7 | 0
2015 | IESO_2_MISO_MI | IESO | MISO_MI | Internal | Summer | B10 | 1262 | 1840 | 0 | 29.52 | 32.57 | 7 | 0
2015 | IESO_2_MISO_MI | IESO | MISO_MI | Internal | Winter | B16 | 25 | 1840 | 1840 | 38.52 | 48.67 | 7 | 3.15
2015 | IESO_2_MISO_MI | IESO | MISO_MI | Internal | Winter | B17 | 100 | 1840 | 1840 | 35.55 | 43.18 | 7 | 0.63
2015 | IESO_2_MISO_MI | IESO | MISO_MI | Internal | Winter | B18 | 400 | 1840 | 0 | 35.55 | 38.96 | 7 | 0
2015 | IESO_2_MISO_MI | IESO | MISO_MI | Internal | Winter | B19 | 700 | 1840 | 0 | 35.55 | 36.9 | 7 | 0
2015 | IESO_2_MISO_MI | IESO | MISO_MI | Internal | Winter | B20 | 935 | 1840 | 0 | 35.55 | 33.19 | 7 | 0
2015 | IESO_2_MISO_W | IESO | MISO_W | Internal | Shoulder | B11 | 25 | 140 | 140 | 33.13 | 47.93 | 7 | 7.79
2015 | IESO_2_MISO_W | IESO | MISO_W | Internal | Shoulder | B12 | 200 | 140 | 140 | 32.9 | 40.63 | 7 | 0.73
2015 | IESO_2_MISO_W | IESO | MISO_W | Internal | Shoulder | B13 | 600 | 140 | 140 | 30.84 | 37.96 | 7 | 0.13
2015 | IESO_2_MISO_W | IESO | MISO_W | Internal | Shoulder | B14 | 900 | 140 | 0 | 30.84 | 35.91 | 7 | 0
2015 | IESO_2_MISO_W | IESO | MISO_W | Internal | Shoulder | B15 | 1203 | 140 | 0 | 30.84 | 33.79 | 7 | 0
2015 | IESO_2_MISO_W | IESO | MISO_W | Internal | Summer | B1 | 10 | 140 | 140 | 47.81 | 60.79 | 7 | 5.98
2015 | IESO_2_MISO_W | IESO | MISO_W | Internal | Summer | B2 | 25 | 140 | 140 | 45.92 | 59.29 | 7 | 6.37
2015 | IESO_2_MISO_W | IESO | MISO_W | Internal | Summer | B3 | 75 | 140 | 140 | 43.3 | 58.83 | 7 | 8.53
2015 | IESO_2_MISO_W | IESO | MISO_W | Internal | Summer | B4 | 100 | 140 | 140 | 38.07 | 58.02 | 7 | 12.94
2015 | IESO_2_MISO_W | IESO | MISO_W | Internal | Summer | B5 | 200 | 140 | 140 | 35.53 | 48.53 | 7 | 6
2015 | IESO_2_MISO_W | IESO | MISO_W | Internal | Summer | B6 | 300 | 140 | 140 | 35.33 | 43.98 | 7 | 1.65
2015 | IESO_2_MISO_W | IESO | MISO_W | Internal | Summer | B7 | 400 | 140 | 104.79 | 29.53 | 36.53 | 7 | 0
2015 | IESO_2_MISO_W | IESO | MISO_W | Internal | Summer | B8 | 500 | 140 | 0 | 29.52 | 34.56 | 7 | 0
2015 | IESO_2_MISO_W | IESO | MISO_W | Internal | Summer | B9 | 800 | 140 | 0 | 29.52 | 33.56 | 7 | 0
2015 | IESO_2_MISO_W | IESO | MISO_W | Internal | Summer | B10 | 1262 | 140 | 0 | 29.52 | 29.98 | 7 | 0
2015 | IESO_2_MISO_W | IESO | MISO_W | Internal | Winter | B16 | 25 | 140 | 140 | 38.52 | 48.67 | 7 | 3.15
2015 | IESO_2_MISO_W | IESO | MISO_W | Internal | Winter | B17 | 100 | 140 | 140 | 35.55 | 43.17 | 7 | 0.62
2015 | IESO_2_MISO_W | IESO | MISO_W | Internal | Winter | B18 | 400 | 140 | 0 | 35.55 | 38.96 | 7 | 0
2015 | IESO_2_MISO_W | IESO | MISO_W | Internal | Winter | B19 | 700 | 140 | 0 | 35.55 | 37.56 | 7 | 0
2015 | IESO_2_MISO_W | IESO | MISO_W | Internal | Winter | B20 | 935 | 140 | 0 | 35.55 | 32.2 | 7 | 0
2015 | IESO_2_NYISO_A-F | IESO | NYISO_A-F | Internal | Shoulder | B11 | 25 | 1725 | 1629.98 | 33.13 | 40.13 | 7 | 0
2015 | IESO_2_NYISO_A-F | IESO | NYISO_A-F | Internal | Shoulder | B12 | 200 | 1725 | 1431.14 | 32.9 | 39.9 | 7 | 0
2015 | IESO_2_NYISO_A-F | IESO | NYISO_A-F | Internal | Shoulder | B13 | 600 | 1725 | 1725 | 30.84 | 39.87 | 7 | 2.04
2015 | IESO_2_NYISO_A-F | IESO | NYISO_A-F | Internal | Shoulder | B14 | 900 | 1725 | 1725 | 30.84 | 38.01 | 7 | 0.18
2015 | IESO_2_NYISO_A-F | IESO | NYISO_A-F | Internal | Shoulder | B15 | 1203 | 1725 | 1725 | 30.84 | 38.01 | 7 | 0.18
2015 | IESO_2_NYISO_A-F | IESO | NYISO_A-F | Internal | Summer | B1 | 10 | 1725 | 372.32 | 47.81 | 54.81 | 7 | 0
2015 | IESO_2_NYISO_A-F | IESO | NYISO_A-F | Internal | Summer | B2 | 25 | 1725 | 743.19 | 45.92 | 52.92 | 7 | 0
2015 | IESO_2_NYISO_A-F | IESO | NYISO_A-F | Internal | Summer | B3 | 75 | 1725 | 1655.48 | 43.3 | 50.3 | 7 | 0
2015 | IESO_2_NYISO_A-F | IESO | NYISO_A-F | Internal | Summer | B4 | 100 | 1725 | 1692.09 | 38.07 | 45.07 | 7 | 0
2015 | IESO_2_NYISO_A-F | IESO | NYISO_A-F | Internal | Summer | B5 | 200 | 1725 | 384.14 | 35.53 | 42.53 | 7 | 0
2015 | IESO_2_NYISO_A-F | IESO | NYISO_A-F | Internal | Summer | B6 | 300 | 1725 | 766.57 | 35.33 | 42.33 | 7 | 0
2015 | IESO_2_NYISO_A-F | IESO | NYISO_A-F | Internal | Summer | B7 | 400 | 1725 | 1725 | 29.53 | 37.27 | 7 | 0.74
2015 | IESO_2_NYISO_A-F | IESO | NYISO_A-F | Internal | Summer | B8 | 500 | 1725 | 1725 | 29.52 | 37.19 | 7 | 0.67
2015 | IESO_2_NYISO_A-F | IESO | NYISO_A-F | Internal | Summer | B9 | 800 | 1725 | 1725 | 29.52 | 37.18 | 7 | 0.66
2015 | IESO_2_NYISO_A-F | IESO | NYISO_A-F | Internal | Summer | B10 | 1262 | 1725 | 1725 | 29.52 | 37.18 | 7 | 0.66
2015 | IESO_2_NYISO_A-F | IESO | NYISO_A-F | Internal | Winter | B16 | 25 | 1725 | 691.59 | 38.52 | 45.52 | 7 | 0
2015 | IESO_2_NYISO_A-F | IESO | NYISO_A-F | Internal | Winter | B17 | 100 | 1725 | 499.77 | 35.55 | 42.55 | 7 | 0
2015 | IESO_2_NYISO_A-F | IESO | NYISO_A-F | Internal | Winter | B18 | 400 | 1725 | 1392.94 | 35.55 | 42.55 | 7 | 0
2015 | IESO_2_NYISO_A-F | IESO | NYISO_A-F | Internal | Winter | B19 | 700 | 1725 | 1457.48 | 35.55 | 42.55 | 7 | 0
2015 | IESO_2_NYISO_A-F | IESO | NYISO_A-F | Internal | Winter | B20 | 935 | 1725 | 1521.34 | 35.55 | 42.55 | 7 | 0
2015 | MAPP_CA_2_IESO | MAPP_CA | IESO | Internal | Shoulder | B11 | 25 | 330 | 0 | 47.91 | 33.13 | 8 | 0
2015 | MAPP_CA_2_IESO | MAPP_CA | IESO | Internal | Shoulder | B12 | 200 | 330 | 0 | 40.62 | 32.9 | 8 | 0
2015 | MAPP_CA_2_IESO | MAPP_CA | IESO | Internal | Shoulder | B13 | 600 | 330 | 0 | 38.91 | 30.84 | 8 | 0
2015 | MAPP_CA_2_IESO | MAPP_CA | IESO | Internal | Shoulder | B14 | 900 | 330 | 0 | 38.91 | 30.84 | 8 | 0
2015 | MAPP_CA_2_IESO | MAPP_CA | IESO | Internal | Shoulder | B15 | 1203 | 330 | 0 | 38.91 | 30.84 | 8 | 0
2015 | MAPP_CA_2_IESO | MAPP_CA | IESO | Internal | Summer | B1 | 10 | 330 | 0 | 54.81 | 47.81 | 8 | 0
2015 | MAPP_CA_2_IESO | MAPP_CA | IESO | Internal | Summer | B2 | 25 | 330 | 0 | 52.92 | 45.92 | 8 | 0
2015 | MAPP_CA_2_IESO | MAPP_CA | IESO | Internal | Summer | B3 | 75 | 330 | 0 | 52.92 | 43.3 | 8 | 0
2015 | MAPP_CA_2_IESO | MAPP_CA | IESO | Internal | Summer | B4 | 100 | 330 | 0 | 47.91 | 38.07 | 8 | 0
2015 | MAPP_CA_2_IESO | MAPP_CA | IESO | Internal | Summer | B5 | 200 | 330 | 0 | 47.91 | 35.53 | 8 | 0
2015 | MAPP_CA_2_IESO | MAPP_CA | IESO | Internal | Summer | B6 | 300 | 330 | 0 | 43.97 | 35.33 | 8 | 0
2015 | MAPP_CA_2_IESO | MAPP_CA | IESO | Internal | Summer | B7 | 400 | 330 | 0 | 36.52 | 29.53 | 8 | 0
2015 | MAPP_CA_2_IESO | MAPP_CA | IESO | Internal | Summer | B8 | 500 | 330 | 0 | 36.52 | 29.52 | 8 | 0
2015 | MAPP_CA_2_IESO | MAPP_CA | IESO | Internal | Summer | B9 | 800 | 330 | 0 | 36.52 | 29.52 | 8 | 0
2015 | MAPP_CA_2_IESO | MAPP_CA | IESO | Internal | Summer | B10 | 1262 | 330 | 0 | 36.52 | 29.52 | 8 | 0
2015 | MAPP_CA_2_IESO | MAPP_CA | IESO | Internal | Winter | B16 | 25 | 330 | 0 | 48.65 | 38.52 | 8 | 0
2015 | MAPP_CA_2_IESO | MAPP_CA | IESO | Internal | Winter | B17 | 100 | 330 | 0 | 43.16 | 35.55 | 8 | 0
2015 | MAPP_CA_2_IESO | MAPP_CA | IESO | Internal | Winter | B18 | 400 | 330 | 0 | 42.55 | 35.55 | 8 | 0
2015 | MAPP_CA_2_IESO | MAPP_CA | IESO | Internal | Winter | B19 | 700 | 330 | 0 | 42.55 | 35.55 | 8 | 0
2015 | MAPP_CA_2_IESO | MAPP_CA | IESO | Internal | Winter | B20 | 935 | 330 | 0 | 42.55 | 35.55 | 8 | 0
2015 | MAPP_CA_2_MAPP_US | MAPP_CA | MAPP_US | Internal | Shoulder | B11 | 25 | 372 | 0 | 47.91 | 47.91 | 7 | 0
2015 | MAPP_CA_2_MAPP_US | MAPP_CA | MAPP_US | Internal | Shoulder | B12 | 200 | 372 | 0 | 40.62 | 33.63 | 7 | 0
2015 | MAPP_CA_2_MAPP_US | MAPP_CA | MAPP_US | Internal | Shoulder | B13 | 600 | 372 | 0 | 38.91 | 32.05 | 7 | 0
2015 | MAPP_CA_2_MAPP_US | MAPP_CA | MAPP_US | Internal | Shoulder | B14 | 900 | 372 | 0 | 38.91 | 31.91 | 7 | 0
2015 | MAPP_CA_2_MAPP_US | MAPP_CA | MAPP_US | Internal | Shoulder | B15 | 1203 | 372 | 0 | 38.91 | 31.91 | 7 | 0
2015 | MAPP_CA_2_MAPP_US | MAPP_CA | MAPP_US | Internal | Summer | B1 | 10 | 372 | 0 | 54.81 | 53.79 | 7 | 0
2015 | MAPP_CA_2_MAPP_US | MAPP_CA | MAPP_US | Internal | Summer | B2 | 25 | 372 | 0 | 52.92 | 52.76 | 7 | 0
2015 | MAPP_CA_2_MAPP_US | MAPP_CA | MAPP_US | Internal | Summer | B3 | 75 | 372 | 0 | 52.92 | 52.76 | 7 | 0
2015 | MAPP_CA_2_MAPP_US | MAPP_CA | MAPP_US | Internal | Summer | B4 | 100 | 372 | 0 | 47.91 | 51.02 | 7 | 0
2015 | MAPP_CA_2_MAPP_US | MAPP_CA | MAPP_US | Internal | Summer | B5 | 200 | 372 | 0 | 47.91 | 48.12 | 7 | 0
2015 | MAPP_CA_2_MAPP_US | MAPP_CA | MAPP_US | Internal | Summer | B6 | 300 | 372 | 0 | 43.97 | 43.97 | 7 | 0
2015 | MAPP_CA_2_MAPP_US | MAPP_CA | MAPP_US | Internal | Summer | B7 | 400 | 372 | 0 | 36.52 | 34.34 | 7 | 0
2015 | MAPP_CA_2_MAPP_US | MAPP_CA | MAPP_US | Internal | Summer | B8 | 500 | 372 | 0 | 36.52 | 30.24 | 7 | 0
2015 | MAPP_CA_2_MAPP_US | MAPP_CA | MAPP_US | Internal | Summer | B9 | 800 | 372 | 0 | 36.52 | 29.34 | 7 | 0
2015 | MAPP_CA_2_MAPP_US | MAPP_CA | MAPP_US | Internal | Summer | B10 | 1262 | 372 | 0 | 36.52 | 29.11 | 7 | 0
2015 | MAPP_CA_2_MAPP_US | MAPP_CA | MAPP_US | Internal | Winter | B16 | 25 | 372 | 0 | 48.65 | 41.67 | 7 | 0
2015 | MAPP_CA_2_MAPP_US | MAPP_CA | MAPP_US | Internal | Winter | B17 | 100 | 372 | 0 | 43.16 | 36.17 | 7 | 0
2015 | MAPP_CA_2_MAPP_US | MAPP_CA | MAPP_US | Internal | Winter | B18 | 400 | 372 | 0 | 42.55 | 33.08 | 7 | 0
2015 | MAPP_CA_2_MAPP_US | MAPP_CA | MAPP_US | Internal | Winter | B19 | 700 | 372 | 0 | 42.55 | 33.08 | 7 | 0
2015 | MAPP_CA_2_MAPP_US | MAPP_CA | MAPP_US | Internal | Winter | B20 | 935 | 372 | 0 | 42.55 | 32.18 | 7 | 0
2015 | MAPP_CA_2_MISO_W | MAPP_CA | MISO_W | Internal | Shoulder | B11 | 25 | 1988 | 1842.98 | 47.91 | 47.93 | 0.01 | 0
2015 | MAPP_CA_2_MISO_W | MAPP_CA | MISO_W | Internal | Shoulder | B12 | 200 | 1988 | 661.16 | 40.62 | 40.63 | 0.01 | 0
2015 | MAPP_CA_2_MISO_W | MAPP_CA | MISO_W | Internal | Shoulder | B13 | 600 | 1988 | 0 | 38.91 | 37.96 | 0.01 | 0
2015 | MAPP_CA_2_MISO_W | MAPP_CA | MISO_W | Internal | Shoulder | B14 | 900 | 1988 | 0 | 38.91 | 35.91 | 0.01 | 0
2015 | MAPP_CA_2_MISO_W | MAPP_CA | MISO_W | Internal | Shoulder | B15 | 1203 | 1988 | 0 | 38.91 | 33.79 | 0.01 | 0
2015 | MAPP_CA_2_MISO_W | MAPP_CA | MISO_W | Internal | Summer | B1 | 10 | 1988 | 1988 | 54.81 | 60.79 | 0.01 | 5.96
2015 | MAPP_CA_2_MISO_W | MAPP_CA | MISO_W | Internal | Summer | B2 | 25 | 1988 | 1988 | 52.92 | 59.29 | 0.01 | 6.36
2015 | MAPP_CA_2_MISO_W | MAPP_CA | MISO_W | Internal | Summer | B3 | 75 | 1988 | 1988 | 52.92 | 58.83 | 0.01 | 5.9
2015 | MAPP_CA_2_MISO_W | MAPP_CA | MISO_W | Internal | Summer | B4 | 100 | 1988 | 1988 | 47.91 | 58.02 | 0.01 | 10.09
2015 | MAPP_CA_2_MISO_W | MAPP_CA | MISO_W | Internal | Summer | B5 | 200 | 1988 | 1988 | 47.91 | 48.53 | 0.01 | 0.6
2015 | MAPP_CA_2_MISO_W | MAPP_CA | MISO_W | Internal | Summer | B6 | 300 | 1988 | 839.41 | 43.97 | 43.98 | 0.01 | 0
2015 | MAPP_CA_2_MISO_W | MAPP_CA | MISO_W | Internal | Summer | B7 | 400 | 1988 | 289.29 | 36.52 | 36.53 | 0.01 | 0
2015 | MAPP_CA_2_MISO_W | MAPP_CA | MISO_W | Internal | Summer | B8 | 500 | 1988 | 0 | 36.52 | 34.56 | 0.01 | 0
2015 | MAPP_CA_2_MISO_W | MAPP_CA | MISO_W | Internal | Summer | B9 | 800 | 1988 | 0 | 36.52 | 33.56 | 0.01 | 0
2015 | MAPP_CA_2_MISO_W | MAPP_CA | MISO_W | Internal | Summer | B10 | 1262 | 1988 | 0 | 36.52 | 29.98 | 0.01 | 0
2015 | MAPP_CA_2_MISO_W | MAPP_CA | MISO_W | Internal | Winter | B16 | 25 | 1988 | 1580.01 | 48.65 | 48.67 | 0.01 | 0
2015 | MAPP_CA_2_MISO_W | MAPP_CA | MISO_W | Internal | Winter | B17 | 100 | 1988 | 43.85 | 43.16 | 43.17 | 0.01 | 0
2015 | MAPP_CA_2_MISO_W | MAPP_CA | MISO_W | Internal | Winter | B18 | 400 | 1988 | 0 | 42.55 | 38.96 | 0.01 | 0
2015 | MAPP_CA_2_MISO_W | MAPP_CA | MISO_W | Internal | Winter | B19 | 700 | 1988 | 0 | 42.55 | 37.56 | 0.01 | 0
2015 | MAPP_CA_2_MISO_W | MAPP_CA | MISO_W | Internal | Winter | B20 | 935 | 1988 | 0 | 42.55 | 32.2 | 0.01 | 0
2015 | MAPP_US_2_MAPP_CA | MAPP_US | MAPP_CA | Internal | Shoulder | B11 | 25 | 165 | 0 | 47.91 | 47.91 | 7 | 0
2015 | MAPP_US_2_MAPP_CA | MAPP_US | MAPP_CA | Internal | Shoulder | B12 | 200 | 165 | 0 | 33.63 | 40.62 | 7 | 0
2015 | MAPP_US_2_MAPP_CA | MAPP_US | MAPP_CA | Internal | Shoulder | B13 | 600 | 165 | 0 | 32.05 | 38.91 | 7 | 0
2015 | MAPP_US_2_MAPP_CA | MAPP_US | MAPP_CA | Internal | Shoulder | B14 | 900 | 165 | 30.31 | 31.91 | 38.91 | 7 | 0
2015 | MAPP_US_2_MAPP_CA | MAPP_US | MAPP_CA | Internal | Shoulder | B15 | 1203 | 165 | 151.3 | 31.91 | 38.91 | 7 | 0
2015 | MAPP_US_2_MAPP_CA | MAPP_US | MAPP_CA | Internal | Summer | B1 | 10 | 165 | 0 | 53.79 | 54.81 | 7 | 0
2015 | MAPP_US_2_MAPP_CA | MAPP_US | MAPP_CA | Internal | Summer | B2 | 25 | 165 | 0 | 52.76 | 52.92 | 7 | 0
2015 | MAPP_US_2_MAPP_CA | MAPP_US | MAPP_CA | Internal | Summer | B3 | 75 | 165 | 0 | 52.76 | 52.92 | 7 | 0
2015 | MAPP_US_2_MAPP_CA | MAPP_US | MAPP_CA | Internal | Summer | B4 | 100 | 165 | 0 | 51.02 | 47.91 | 7 | 0
2015 | MAPP_US_2_MAPP_CA | MAPP_US | MAPP_CA | Internal | Summer | B5 | 200 | 165 | 0 | 48.12 | 47.91 | 7 | 0
2015 | MAPP_US_2_MAPP_CA | MAPP_US | MAPP_CA | Internal | Summer | B6 | 300 | 165 | 0 | 43.97 | 43.97 | 7 | 0
2015 | MAPP_US_2_MAPP_CA | MAPP_US | MAPP_CA | Internal | Summer | B7 | 400 | 165 | 0 | 34.34 | 36.52 | 7 | 0
2015 | MAPP_US_2_MAPP_CA | MAPP_US | MAPP_CA | Internal | Summer | B8 | 500 | 165 | 0 | 30.24 | 36.52 | 7 | 0
2015 | MAPP_US_2_MAPP_CA | MAPP_US | MAPP_CA | Internal | Summer | B9 | 800 | 165 | 165 | 29.34 | 36.52 | 7 | 0.18
2015 | MAPP_US_2_MAPP_CA | MAPP_US | MAPP_CA | Internal | Summer | B10 | 1262 | 165 | 165 | 29.11 | 36.52 | 7 | 0.41
2015 | MAPP_US_2_MAPP_CA | MAPP_US | MAPP_CA | Internal | Winter | B16 | 25 | 165 | 0 | 41.67 | 48.65 | 7 | 0
2015 | MAPP_US_2_MAPP_CA | MAPP_US | MAPP_CA | Internal | Winter | B17 | 100 | 165 | 0 | 36.17 | 43.16 | 7 | 0
2015 | MAPP_US_2_MAPP_CA | MAPP_US | MAPP_CA | Internal | Winter | B18 | 400 | 165 | 165 | 33.08 | 42.55 | 7 | 2.47
2015 | MAPP_US_2_MAPP_CA | MAPP_US | MAPP_CA | Internal | Winter | B19 | 700 | 165 | 165 | 33.08 | 42.55 | 7 | 2.47
2015 | MAPP_US_2_MAPP_CA | MAPP_US | MAPP_CA | Internal | Winter | B20 | 935 | 165 | 165 | 32.18 | 42.55 | 7 | 3.37
2015 | MAPP_US_2_MISO_W | MAPP_US | MISO_W | Internal | Shoulder | B11 | 25 | 2635 | 0 | 47.91 | 47.93 | 7 | 0
2015 | MAPP_US_2_MISO_W | MAPP_US | MISO_W | Internal | Shoulder | B12 | 200 | 2635 | 659.92 | 33.63 | 40.63 | 7 | 0
2015 | MAPP_US_2_MISO_W | MAPP_US | MISO_W | Internal | Shoulder | B13 | 600 | 2635 | 0 | 32.05 | 37.96 | 7 | 0
2015 | MAPP_US_2_MISO_W | MAPP_US | MISO_W | Internal | Shoulder | B14 | 900 | 2635 | 0 | 31.91 | 35.91 | 7 | 0
2015 | MAPP_US_2_MISO_W | MAPP_US | MISO_W | Internal | Shoulder | B15 | 1203 | 2635 | 0 | 31.91 | 33.79 | 7 | 0
2015 | MAPP_US_2_MISO_W | MAPP_US | MISO_W | Internal | Summer | B1 | 10 | 2635 | 223.38 | 53.79 | 60.79 | 7 | 0
2015 | MAPP_US_2_MISO_W | MAPP_US | MISO_W | Internal | Summer | B2 | 25 | 2635 | 0 | 52.76 | 59.29 | 7 | 0
2015 | MAPP_US_2_MISO_W | MAPP_US | MISO_W | Internal | Summer | B3 | 75 | 2635 | 0 | 52.76 | 58.83 | 7 | 0
2015 | MAPP_US_2_MISO_W | MAPP_US | MISO_W | Internal | Summer | B4 | 100 | 2635 | 571.37 | 51.02 | 58.02 | 7 | 0
2015 | MAPP_US_2_MISO_W | MAPP_US | MISO_W | Internal | Summer | B5 | 200 | 2635 | 0 | 48.12 | 48.53 | 7 | 0
2015 | MAPP_US_2_MISO_W | MAPP_US | MISO_W | Internal | Summer | B6 | 300 | 2635 | 0 | 43.97 | 43.98 | 7 | 0
2015 | MAPP_US_2_MISO_W | MAPP_US | MISO_W | Internal | Summer | B7 | 400 | 2635 | 0 | 34.34 | 36.53 | 7 | 0
2015 | MAPP_US_2_MISO_W | MAPP_US | MISO_W | Internal | Summer | B8 | 500 | 2635 | 0 | 30.24 | 34.56 | 7 | 0
2015 | MAPP_US_2_MISO_W | MAPP_US | MISO_W | Internal | Summer | B9 | 800 | 2635 | 0 | 29.34 | 33.56 | 7 | 0
2015 | MAPP_US_2_MISO_W | MAPP_US | MISO_W | Internal | Summer | B10 | 1262 | 2635 | 0 | 29.11 | 29.98 | 7 | 0
2015 | MAPP_US_2_MISO_W | MAPP_US | MISO_W | Internal | Winter | B16 | 25 | 2635 | 768.86 | 41.67 | 48.67 | 7 | 0
2015 | MAPP_US_2_MISO_W | MAPP_US | MISO_W | Internal | Winter | B17 | 100 | 2635 | 1568.19 | 36.17 | 43.17 | 7 | 0
2015 | MAPP_US_2_MISO_W | MAPP_US | MISO_W | Internal | Winter | B18 | 400 | 2635 | 0 | 33.08 | 38.96 | 7 | 0
2015 | MAPP_US_2_MISO_W | MAPP_US | MISO_W | Internal | Winter | B19 | 700 | 2635 | 0 | 33.08 | 37.56 | 7 | 0
2015 | MAPP_US_2_MISO_W | MAPP_US | MISO_W | Internal | Winter | B20 | 935 | 2635 | 0 | 32.18 | 32.2 | 7 | 0
2015 | MAPP_US_2_NE | MAPP_US | NE | Internal | Shoulder | B11 | 25 | 2000 | 1829.26 | 47.91 | 54.91 | 7 | 0
2015 | MAPP_US_2_NE | MAPP_US | NE | Internal | Shoulder | B12 | 200 | 2000 | 624.63 | 33.63 | 40.63 | 7 | 0
2015 | MAPP_US_2_NE | MAPP_US | NE | Internal | Shoulder | B13 | 600 | 2000 | 1372.38 | 32.05 | 39.05 | 7 | 0
2015 | MAPP_US_2_NE | MAPP_US | NE | Internal | Shoulder | B14 | 900 | 2000 | 76.08 | 31.91 | 38.91 | 7 | 0
2015 | MAPP_US_2_NE | MAPP_US | NE | Internal | Shoulder | B15 | 1203 | 2000 | 0 | 31.91 | 37.6 | 7 | 0
2015 | MAPP_US_2_NE | MAPP_US | NE | Internal | Summer | B1 | 10 | 2000 | 1563.17 | 53.79 | 60.79 | 7 | 0
2015 | MAPP_US_2_NE | MAPP_US | NE | Internal | Summer | B2 | 25 | 2000 | 1603.15 | 52.76 | 59.76 | 7 | 0
2015 | MAPP_US_2_NE | MAPP_US | NE | Internal | Summer | B3 | 75 | 2000 | 1572.66 | 52.76 | 59.76 | 7 | 0
2015 | MAPP_US_2_NE | MAPP_US | NE | Internal | Summer | B4 | 100 | 2000 | 1032.75 | 51.02 | 58.02 | 7 | 0
2015 | MAPP_US_2_NE | MAPP_US | NE | Internal | Summer | B5 | 200 | 2000 | 1733.12 | 48.12 | 55.12 | 7 | 0
2015 | MAPP_US_2_NE | MAPP_US | NE | Internal | Summer | B6 | 300 | 2000 | 1815.87 | 43.97 | 50.97 | 7 | 0
2015 | MAPP_US_2_NE | MAPP_US | NE | Internal | Summer | B7 | 400 | 2000 | 2000 | 34.34 | 43.52 | 7 | 2.18
2015 | MAPP_US_2_NE | MAPP_US | NE | Internal | Summer | B8 | 500 | 2000 | 1993.93 | 30.24 | 37.24 | 7 | 0
2015 | MAPP_US_2_NE | MAPP_US | NE | Internal | Summer | B9 | 800 | 2000 | 1073.71 | 29.34 | 36.34 | 7 | 0
2015 | MAPP_US_2_NE | MAPP_US | NE | Internal | Summer | B10 | 1262 | 2000 | 933.45 | 29.11 | 36.11 | 7 | 0
2015 | MAPP_US_2_NE | MAPP_US | NE | Internal | Winter | B16 | 25 | 2000 | 1219.34 | 41.67 | 48.67 | 7 | 0
2015 | MAPP_US_2_NE | MAPP_US | NE | Internal | Winter | B17 | 100 | 2000 | 0 | 36.17 | 41.48 | 7 | 0
2015 | MAPP_US_2_NE | MAPP_US | NE | Internal | Winter | B18 | 400 | 2000 | 1201.09 | 33.08 | 40.08 | 7 | 0
2015 | MAPP_US_2_NE | MAPP_US | NE | Internal | Winter | B19 | 700 | 2000 | 160.06 | 33.08 | 40.08 | 7 | 0
2015 | MAPP_US_2_NE | MAPP_US | NE | Internal | Winter | B20 | 935 | 2000 | 571.67 | 32.18 | 39.18 | 7 | 0
2015 | MARITIMES_2_NEISO | MARITIMES | NEISO | Internal | Shoulder | B11 | 25 | 99999 | 1400 | 36.89 | 36.9 | 0.01 | 0
2015 | MARITIMES_2_NEISO | MARITIMES | NEISO | Internal | Shoulder | B12 | 200 | 99999 | 1400 | 36.89 | 36.9 | 0.01 | 0
2015 | MARITIMES_2_NEISO | MARITIMES | NEISO | Internal | Shoulder | B13 | 600 | 99999 | 1400 | 36.89 | 36.9 | 0.01 | 0
2015 | MARITIMES_2_NEISO | MARITIMES | NEISO | Internal | Shoulder | B14 | 900 | 99999 | 1400 | 36.89 | 36.9 | 0.01 | 0
2015 | MARITIMES_2_NEISO | MARITIMES | NEISO | Internal | Shoulder | B15 | 1203 | 99999 | 426.43 | 36.89 | 36.9 | 0.01 | 0
2015 | MARITIMES_2_NEISO | MARITIMES | NEISO | Internal | Summer | B1 | 10 | 99999 | 1400 | 65.82 | 65.84 | 0.01 | 0
2015 | MARITIMES_2_NEISO | MARITIMES | NEISO | Internal | Summer | B2 | 25 | 99999 | 1400 | 55.9 | 55.92 | 0.01 | 0
2015 | MARITIMES_2_NEISO | MARITIMES | NEISO | Internal | Summer | B3 | 75 | 99999 | 1400 | 47.97 | 47.98 | 0.01 | 0
2015 | MARITIMES_2_NEISO | MARITIMES | NEISO | Internal | Summer | B4 | 100 | 99999 | 1400 | 42.06 | 42.07 | 0.01 | 0
2015 | MARITIMES_2_NEISO | MARITIMES | NEISO | Internal | Summer | B5 | 200 | 99999 | 1400 | 34.19 | 34.2 | 0.01 | 0
2015 | MARITIMES_2_NEISO | MARITIMES | NEISO | Internal | Summer | B6 | 300 | 99999 | 1400 | 34.19 | 34.2 | 0.01 | 0
2015 | MARITIMES_2_NEISO | MARITIMES | NEISO | Internal | Summer | B7 | 400 | 99999 | 1400 | 34.19 | 34.2 | 0.01 | 0
2015 | MARITIMES_2_NEISO | MARITIMES | NEISO | Internal | Summer | B8 | 500 | 99999 | 1400 | 34.19 | 34.2 | 0.01 | 0
2015 | MARITIMES_2_NEISO | MARITIMES | NEISO | Internal | Summer | B9 | 800 | 99999 | 1400 | 34.19 | 34.2 | 0.01 | 0
2015 | MARITIMES_2_NEISO | MARITIMES | NEISO | Internal | Summer | B10 | 1262 | 99999 | 236.13 | 34.19 | 34.2 | 0.01 | 0
2015 | MARITIMES_2_NEISO | MARITIMES | NEISO | Internal | Winter | B16 | 25 | 99999 | 1400 | 45.28 | 45.29 | 0.01 | 0
2015 | MARITIMES_2_NEISO | MARITIMES | NEISO | Internal | Winter | B17 | 100 | 99999 | 1400 | 45.28 | 45.29 | 0.01 | 0
2015 | MARITIMES_2_NEISO | MARITIMES | NEISO | Internal | Winter | B18 | 400 | 99999 | 1400 | 45.28 | 45.29 | 0.01 | 0
2015 | MARITIMES_2_NEISO | MARITIMES | NEISO | Internal | Winter | B19 | 700 | 99999 | 1400 | 45.28 | 45.29 | 0.01 | 0
2015 | MARITIMES_2_NEISO | MARITIMES | NEISO | Internal | Winter | B20 | 935 | 99999 | 475.94 | 45.28 | 45.29 | 0.01 | 0
2015 | MISO_IN_2_MISO_MI | MISO_IN | MISO_MI | Internal | Shoulder | B11 | 25 | 5000 | 0 | 47.94 | 47.93 | 0.01 | 0
2015 | MISO_IN_2_MISO_MI | MISO_IN | MISO_MI | Internal | Shoulder | B12 | 200 | 5000 | 0 | 40.64 | 40.63 | 0.01 | 0
2015 | MISO_IN_2_MISO_MI | MISO_IN | MISO_MI | Internal | Shoulder | B13 | 600 | 5000 | 0 | 37.96 | 37.96 | 0.01 | 0
2015 | MISO_IN_2_MISO_MI | MISO_IN | MISO_MI | Internal | Shoulder | B14 | 900 | 5000 | 1496.87 | 35.91 | 35.93 | 0.01 | 0
2015 | MISO_IN_2_MISO_MI | MISO_IN | MISO_MI | Internal | Shoulder | B15 | 1203 | 5000 | 1444.09 | 34.3 | 34.31 | 0.01 | 0
2015 | MISO_IN_2_MISO_MI | MISO_IN | MISO_MI | Internal | Summer | B1 | 10 | 5000 | 0 | 60.8 | 59.43 | 0.01 | 0
2015 | MISO_IN_2_MISO_MI | MISO_IN | MISO_MI | Internal | Summer | B2 | 25 | 5000 | 0 | 59.3 | 59.29 | 0.01 | 0
2015 | MISO_IN_2_MISO_MI | MISO_IN | MISO_MI | Internal | Summer | B3 | 75 | 5000 | 0 | 57.02 | 54.01 | 0.01 | 0
2015 | MISO_IN_2_MISO_MI | MISO_IN | MISO_MI | Internal | Summer | B4 | 100 | 5000 | 0 | 55.58 | 54.01 | 0.01 | 0
2015 | MISO_IN_2_MISO_MI | MISO_IN | MISO_MI | Internal | Summer | B5 | 200 | 5000 | 0 | 48.52 | 48.51 | 0.01 | 0
2015 | MISO_IN_2_MISO_MI | MISO_IN | MISO_MI | Internal | Summer | B6 | 300 | 5000 | 0 | 42.99 | 42.98 | 0.01 | 0
2015 | MISO_IN_2_MISO_MI | MISO_IN | MISO_MI | Internal | Summer | B7 | 400 | 5000 | 180.99 | 36.52 | 36.53 | 0.01 | 0
2015 | MISO_IN_2_MISO_MI | MISO_IN | MISO_MI | Internal | Summer | B8 | 500 | 5000 | 551.39 | 34.56 | 34.57 | 0.01 | 0
2015 | MISO_IN_2_MISO_MI | MISO_IN | MISO_MI | Internal | Summer | B9 | 800 | 5000 | 2151.13 | 33.52 | 33.53 | 0.01 | 0
2015 | MISO_IN_2_MISO_MI | MISO_IN | MISO_MI | Internal | Summer | B10 | 1262 | 5000 | 2492.72 | 32.56 | 32.57 | 0.01 | 0
2015 | MISO_IN_2_MISO_MI | MISO_IN | MISO_MI | Internal | Winter | B16 | 25 | 5000 | 0 | 48.69 | 48.67 | 0.01 | 0
2015 | MISO_IN_2_MISO_MI | MISO_IN | MISO_MI | Internal | Winter | B17 | 100 | 5000 | 0 | 43.2 | 43.18 | 0.01 | 0
2015 | MISO_IN_2_MISO_MI | MISO_IN | MISO_MI | Internal | Winter | B18 | 400 | 5000 | 0 | 38.96 | 38.96 | 0.01 | 0
2015 | MISO_IN_2_MISO_MI | MISO_IN | MISO_MI | Internal | Winter | B19 | 700 | 5000 | 438.43 | 36.89 | 36.9 | 0.01 | 0
2015 | MISO_IN_2_MISO_MI | MISO_IN | MISO_MI | Internal | Winter | B20 | 935 | 5000 | 1065.87 | 33.18 | 33.19 | 0.01 | 0
2015 | MISO_IN_2_MISO_MO-IL | MISO_IN | MISO_MO-IL | Internal | Shoulder | B11 | 25 | 5000 | 0 | 47.94 | 47.93 | 0.01 | 0
2015 | MISO_IN_2_MISO_MO-IL | MISO_IN | MISO_MO-IL | Internal | Shoulder | B12 | 200 | 5000 | 0 | 40.64 | 40.63 | 0.01 | 0
2015 | MISO_IN_2_MISO_MO-IL | MISO_IN | MISO_MO-IL | Internal | Shoulder | B13 | 600 | 5000 | 0 | 37.96 | 37.95 | 0.01 | 0
2015 | MISO_IN_2_MISO_MO-IL | MISO_IN | MISO_MO-IL | Internal | Shoulder | B14 | 900 | 5000 | 0 | 35.91 | 35.9 | 0.01 | 0
2015 | MISO_IN_2_MISO_MO-IL | MISO_IN | MISO_MO-IL | Internal | Shoulder | B15 | 1203 | 5000 | 0 | 34.3 | 33.25 | 0.01 | 0
2015 | MISO_IN_2_MISO_MO-IL | MISO_IN | MISO_MO-IL | Internal | Summer | B1 | 10 | 5000 | 0 | 60.8 | 60.8 | 0.01 | 0
2015 | MISO_IN_2_MISO_MO-IL | MISO_IN | MISO_MO-IL | Internal | Summer | B2 | 25 | 5000 | 0 | 59.3 | 59.29 | 0.01 | 0
2015 | MISO_IN_2_MISO_MO-IL | MISO_IN | MISO_MO-IL | Internal | Summer | B3 | 75 | 5000 | 0 | 57.02 | 57.02 | 0.01 | 0
2015 | MISO_IN_2_MISO_MO-IL | MISO_IN | MISO_MO-IL | Internal | Summer | B4 | 100 | 5000 | 0 | 55.58 | 55.57 | 0.01 | 0
2015 | MISO_IN_2_MISO_MO-IL | MISO_IN | MISO_MO-IL | Internal | Summer | B5 | 200 | 5000 | 0 | 48.52 | 48.52 | 0.01 | 0
2015 | MISO_IN_2_MISO_MO-IL | MISO_IN | MISO_MO-IL | Internal | Summer | B6 | 300 | 5000 | 0 | 42.99 | 42.98 | 0.01 | 0
2015 | MISO_IN_2_MISO_MO-IL | MISO_IN | MISO_MO-IL | Internal | Summer | B7 | 400 | 5000 | 0 | 36.52 | 36.5 | 0.01 | 0
2015 | MISO_IN_2_MISO_MO-IL | MISO_IN | MISO_MO-IL | Internal | Summer | B8 | 500 | 5000 | 0 | 34.56 | 34.55 | 0.01 | 0
2015 | MISO_IN_2_MISO_MO-IL | MISO_IN | MISO_MO-IL | Internal | Summer | B9 | 800 | 5000 | 0 | 33.52 | 33.4 | 0.01 | 0
2015 | MISO_IN_2_MISO_MO-IL | MISO_IN | MISO_MO-IL | Internal | Summer | B10 | 1262 | 5000 | 0 | 32.56 | 29.96 | 0.01 | 0
2015 | MISO_IN_2_MISO_MO-IL | MISO_IN | MISO_MO-IL | Internal | Winter | B16 | 25 | 5000 | 0 | 48.69 | 48.68 | 0.01 | 0
2015 | MISO_IN_2_MISO_MO-IL | MISO_IN | MISO_MO-IL | Internal | Winter | B17 | 100 | 5000 | 0 | 43.2 | 43.18 | 0.01 | 0
2015 | MISO_IN_2_MISO_MO-IL | MISO_IN | MISO_MO-IL | Internal | Winter | B18 | 400 | 5000 | 0 | 38.96 | 38.94 | 0.01 | 0
2015 | MISO_IN_2_MISO_MO-IL | MISO_IN | MISO_MO-IL | Internal | Winter | B19 | 700 | 5000 | 0 | 36.89 | 36.88 | 0.01 | 0
2015 | MISO_IN_2_MISO_MO-IL | MISO_IN | MISO_MO-IL | Internal | Winter | B20 | 935 | 5000 | 0 | 33.18 | 32.18 | 0.01 | 0
2015 | MISO_IN_2_NonRTO_Midwest | MISO_IN | NonRTO_Midwest | Internal | Shoulder | B11 | 25 | 4800 | 927.9 | 47.94 | 55.94 | 8 | 0
2015 | MISO_IN_2_NonRTO_Midwest | MISO_IN | NonRTO_Midwest | Internal | Shoulder | B12 | 200 | 4800 | 523.63 | 40.64 | 48.64 | 8 | 0
2015 | MISO_IN_2_NonRTO_Midwest | MISO_IN | NonRTO_Midwest | Internal | Shoulder | B13 | 600 | 4800 | 0 | 37.96 | 45.66 | 8 | 0
2015 | MISO_IN_2_NonRTO_Midwest | MISO_IN | NonRTO_Midwest | Internal | Shoulder | B14 | 900 | 4800 | 0 | 35.91 | 35.9 | 8 | 0
2015 | MISO_IN_2_NonRTO_Midwest | MISO_IN | NonRTO_Midwest | Internal | Shoulder | B15 | 1203 | 4800 | 0 | 34.3 | 32.85 | 8 | 0
2015 | MISO_IN_2_NonRTO_Midwest | MISO_IN | NonRTO_Midwest | Internal | Summer | B1 | 10 | 4800 | 0 | 60.8 | 65.02 | 8 | 0
2015 | MISO_IN_2_NonRTO_Midwest | MISO_IN | NonRTO_Midwest | Internal | Summer | B2 | 25 | 4800 | 0 | 59.3 | 65.02 | 8 | 0
2015 | MISO_IN_2_NonRTO_Midwest | MISO_IN | NonRTO_Midwest | Internal | Summer | B3 | 75 | 4800 | 36.49 | 57.02 | 65.02 | 8 | 0
2015 | MISO_IN_2_NonRTO_Midwest | MISO_IN | NonRTO_Midwest | Internal | Summer | B4 | 100 | 4800 | 927.03 | 55.58 | 63.58 | 8 | 0
2015 | MISO_IN_2_NonRTO_Midwest | MISO_IN | NonRTO_Midwest | Internal | Summer | B5 | 200 | 4800 | 627.69 | 48.52 | 56.52 | 8 | 0
2015 | MISO_IN_2_NonRTO_Midwest | MISO_IN | NonRTO_Midwest | Internal | Summer | B6 | 300 | 4800 | 64.16 | 42.99 | 50.99 | 8 | 0
2015 | MISO_IN_2_NonRTO_Midwest | MISO_IN | NonRTO_Midwest | Internal | Summer | B7 | 400 | 4800 | 0 | 36.52 | 36.02 | 8 | 0
2015 | MISO_IN_2_NonRTO_Midwest | MISO_IN | NonRTO_Midwest | Internal | Summer | B8 | 500 | 4800 | 0 | 34.56 | 34.43 | 8 | 0
2015 | MISO_IN_2_NonRTO_Midwest | MISO_IN | NonRTO_Midwest | Internal | Summer | B9 | 800 | 4800 | 0 | 33.52 | 32.85 | 8 | 0
2015 | MISO_IN_2_NonRTO_Midwest | MISO_IN | NonRTO_Midwest | Internal | Summer | B10 | 1262 | 4800 | 0 | 32.56 | 32 | 8 | 0
2015 | MISO_IN_2_NonRTO_Midwest | MISO_IN | NonRTO_Midwest | Internal | Winter | B16 | 25 | 4800 | 2407.52 | 48.69 | 56.69 | 8 | 0
2015 | MISO_IN_2_NonRTO_Midwest | MISO_IN | NonRTO_Midwest | Internal | Winter | B17 | 100 | 4800 | 1445.06 | 43.2 | 51.2 | 8 | 0
2015 | MISO_IN_2_NonRTO_Midwest | MISO_IN | NonRTO_Midwest | Internal | Winter | B18 | 400 | 4800 | 629.53 | 38.96 | 46.96 | 8 | 0
2015 | MISO_IN_2_NonRTO_Midwest | MISO_IN | NonRTO_Midwest | Internal | Winter | B19 | 700 | 4800 | 0 | 36.89 | 36.14 | 8 | 0
2015 | MISO_IN_2_NonRTO_Midwest | MISO_IN | NonRTO_Midwest | Internal | Winter | B20 | 935 | 4800 | 0 | 33.18 | 32.93 | 8 | 0
2015 | MISO_IN_2_PJM_ROR | MISO_IN | PJM_ROR | Internal | Shoulder | B11 | 25 | 992 | 0 | 47.94 | 48.26 | 2 | 0
2015 | MISO_IN_2_PJM_ROR | MISO_IN | PJM_ROR | Internal | Shoulder | B12 | 200 | 992 | 0 | 40.64 | 42.63 | 2 | 0
2015 | MISO_IN_2_PJM_ROR | MISO_IN | PJM_ROR | Internal | Shoulder | B13 | 600 | 992 | 505.71 | 37.96 | 39.96 | 2 | 0
2015 | MISO_IN_2_PJM_ROR | MISO_IN | PJM_ROR | Internal | Shoulder | B14 | 900 | 992 | 167.24 | 35.91 | 37.91 | 2 | 0
2015 | MISO_IN_2_PJM_ROR | MISO_IN | PJM_ROR | Internal | Shoulder | B15 | 1203 | 992 | 0 | 34.3 | 35.25 | 2 | 0
2015 | MISO_IN_2_PJM_ROR | MISO_IN | PJM_ROR | Internal | Summer | B1 | 10 | 992 | 300.51 | 60.8 | 62.8 | 2 | 0
2015 | MISO_IN_2_PJM_ROR | MISO_IN | PJM_ROR | Internal | Summer | B2 | 25 | 992 | 0 | 59.3 | 61.29 | 2 | 0
2015 | MISO_IN_2_PJM_ROR | MISO_IN | PJM_ROR | Internal | Summer | B3 | 75 | 992 | 0 | 57.02 | 58.29 | 2 | 0
2015 | MISO_IN_2_PJM_ROR | MISO_IN | PJM_ROR | Internal | Summer | B4 | 100 | 992 | 0 | 55.58 | 57.57 | 2 | 0
2015 | MISO_IN_2_PJM_ROR | MISO_IN | PJM_ROR | Internal | Summer | B5 | 200 | 992 | 174.21 | 48.52 | 50.52 | 2 | 0
2015 | MISO_IN_2_PJM_ROR | MISO_IN | PJM_ROR | Internal | Summer | B6 | 300 | 992 | 381.51 | 42.99 | 44.99 | 2 | 0
2015 | MISO_IN_2_PJM_ROR | MISO_IN | PJM_ROR | Internal | Summer | B7 | 400 | 992 | 992 | 36.52 | 38.53 | 2 | 0.01
2015 | MISO_IN_2_PJM_ROR | MISO_IN | PJM_ROR | Internal | Summer | B8 | 500 | 992 | 992 | 34.56 | 36.57 | 2 | 0.01
2015 | MISO_IN_2_PJM_ROR | MISO_IN | PJM_ROR | Internal | Summer | B9 | 800 | 992 | 0 | 33.52 | 35.4 | 2 | 0
2015 | MISO_IN_2_PJM_ROR | MISO_IN | PJM_ROR | Internal | Summer | B10 | 1262 | 992 | 0 | 32.56 | 31.96 | 2 | 0
2015 | MISO_IN_2_PJM_ROR | MISO_IN | PJM_ROR | Internal | Winter | B16 | 25 | 992 | 0 | 48.69 | 50.68 | 2 | 0
2015 | MISO_IN_2_PJM_ROR | MISO_IN | PJM_ROR | Internal | Winter | B17 | 100 | 992 | 36.92 | 43.2 | 45.2 | 2 | 0
2015 | MISO_IN_2_PJM_ROR | MISO_IN | PJM_ROR | Internal | Winter | B18 | 400 | 992 | 159.11 | 38.96 | 40.96 | 2 | 0
2015 | MISO_IN_2_PJM_ROR | MISO_IN | PJM_ROR | Internal | Winter | B19 | 700 | 992 | 213.79 | 36.89 | 38.89 | 2 | 0
2015 | MISO_IN_2_PJM_ROR | MISO_IN | PJM_ROR | Internal | Winter | B20 | 935 | 992 | 0 | 33.18 | 34.15 | 2 | 0
2015 | MISO_MI_2_IESO | MISO_MI | IESO | Internal | Shoulder | B11 | 25 | 1580 | 0 | 47.93 | 33.13 | 8 | 0
2015 | MISO_MI_2_IESO | MISO_MI | IESO | Internal | Shoulder | B12 | 200 | 1580 | 0 | 40.63 | 32.9 | 8 | 0
2015 | MISO_MI_2_IESO | MISO_MI | IESO | Internal | Shoulder | B13 | 600 | 1580 | 0 | 37.96 | 30.84 | 8 | 0
2015 | MISO_MI_2_IESO | MISO_MI | IESO | Internal | Shoulder | B14 | 900 | 1580 | 0 | 35.93 | 30.84 | 8 | 0
2015 | MISO_MI_2_IESO | MISO_MI | IESO | Internal | Shoulder | B15 | 1203 | 1580 | 0 | 34.31 | 30.84 | 8 | 0
2015 | MISO_MI_2_IESO | MISO_MI | IESO | Internal | Summer | B1 | 10 | 1580 | 0 | 59.43 | 47.81 | 8 | 0
2015 | MISO_MI_2_IESO | MISO_MI | IESO | Internal | Summer | B2 | 25 | 1580 | 0 | 59.29 | 45.92 | 8 | 0
2015 | MISO_MI_2_IESO | MISO_MI | IESO | Internal | Summer | B3 | 75 | 1580 | 0 | 54.01 | 43.3 | 8 | 0
2015 | MISO_MI_2_IESO | MISO_MI | IESO | Internal | Summer | B4 | 100 | 1580 | 0 | 54.01 | 38.07 | 8 | 0
2015 | MISO_MI_2_IESO | MISO_MI | IESO | Internal | Summer | B5 | 200 | 1580 | 0 | 48.51 | 35.53 | 8 | 0
2015 | MISO_MI_2_IESO | MISO_MI | IESO | Internal | Summer | B6 | 300 | 1580 | 0 | 42.98 | 35.33 | 8 | 0
2015 | MISO_MI_2_IESO | MISO_MI | IESO | Internal | Summer | B7 | 400 | 1580 | 0 | 36.53 | 29.53 | 8 | 0
2015 | MISO_MI_2_IESO | MISO_MI | IESO | Internal | Summer | B8 | 500 | 1580 | 0 | 34.57 | 29.52 | 8 | 0
2015 | MISO_MI_2_IESO | MISO_MI | IESO | Internal | Summer | B9 | 800 | 1580 | 0 | 33.53 | 29.52 | 8 | 0
2015 | MISO_MI_2_IESO | MISO_MI | IESO | Internal | Summer | B10 | 1262 | 1580 | 0 | 32.57 | 29.52 | 8 | 0
2015 | MISO_MI_2_IESO | MISO_MI | IESO | Internal | Winter | B16 | 25 | 1580 | 0 | 48.67 | 38.52 | 8 | 0
2015 | MISO_MI_2_IESO | MISO_MI | IESO | Internal | Winter | B17 | 100 | 1580 | 0 | 43.18 | 35.55 | 8 | 0
2015 | MISO_MI_2_IESO | MISO_MI | IESO | Internal | Winter | B18 | 400 | 1580 | 0 | 38.96 | 35.55 | 8 | 0
2015 | MISO_MI_2_IESO | MISO_MI | IESO | Internal | Winter | B19 | 700 | 1580 | 0 | 36.9 | 35.55 | 8 | 0
2015 | MISO_MI_2_IESO | MISO_MI | IESO | Internal | Winter | B20 | 935 | 1580 | 0 | 33.19 | 35.55 | 8 | 0
2015 | MISO_MI_2_MISO_IN | MISO_MI | MISO_IN | Internal | Shoulder | B11 | 25 | 2045 | 1652.73 | 47.93 | 47.94 | 0.01 | 0
2015 | MISO_MI_2_MISO_IN | MISO_MI | MISO_IN | Internal | Shoulder | B12 | 200 | 2045 | 86.19 | 40.63 | 40.64 | 0.01 | 0
2015 | MISO_MI_2_MISO_IN | MISO_MI | MISO_IN | Internal | Shoulder | B13 | 600 | 2045 | 0 | 37.96 | 37.96 | 0.01 | 0
2015 | MISO_MI_2_MISO_IN | MISO_MI | MISO_IN | Internal | Shoulder | B14 | 900 | 2045 | 0 | 35.93 | 35.91 | 0.01 | 0
2015 | MISO_MI_2_MISO_IN | MISO_MI | MISO_IN | Internal | Shoulder | B15 | 1203 | 2045 | 0 | 34.31 | 34.3 | 0.01 | 0
2015 | MISO_MI_2_MISO_IN | MISO_MI | MISO_IN | Internal | Summer | B1 | 10 | 2045 | 2045 | 59.43 | 60.8 | 0.01 | 1.36
2015 | MISO_MI_2_MISO_IN | MISO_MI | MISO_IN | Internal | Summer | B2 | 25 | 2045 | 1314.74 | 59.29 | 59.3 | 0.01 | 0
2015 | MISO_MI_2_MISO_IN | MISO_MI | MISO_IN | Internal | Summer | B3 | 75 | 2045 | 2045 | 54.01 | 57.02 | 0.01 | 3
2015 | MISO_MI_2_MISO_IN | MISO_MI | MISO_IN | Internal | Summer | B4 | 100 | 2045 | 2045 | 54.01 | 55.58 | 0.01 | 1.56
2015 | MISO_MI_2_MISO_IN | MISO_MI | MISO_IN | Internal | Summer | B5 | 200 | 2045 | 1730.68 | 48.51 | 48.52 | 0.01 | 0
2015 | MISO_MI_2_MISO_IN | MISO_MI | MISO_IN | Internal | Summer | B6 | 300 | 2045 | 401.04 | 42.98 | 42.99 | 0.01 | 0
2015 | MISO_MI_2_MISO_IN | MISO_MI | MISO_IN | Internal | Summer | B7 | 400 | 2045 | 0 | 36.53 | 36.52 | 0.01 | 0
2015 | MISO_MI_2_MISO_IN | MISO_MI | MISO_IN | Internal | Summer | B8 | 500 | 2045 | 0 | 34.57 | 34.56 | 0.01 | 0
2015 | MISO_MI_2_MISO_IN | MISO_MI | MISO_IN | Internal | Summer | B9 | 800 | 2045 | 0 | 33.53 | 33.52 | 0.01 | 0
2015 | MISO_MI_2_MISO_IN | MISO_MI | MISO_IN | Internal | Summer | B10 | 1262 | 2045 | 0 | 32.57 | 32.56 | 0.01 | 0
2015 | MISO_MI_2_MISO_IN | MISO_MI | MISO_IN | Internal | Winter | B16 | 25 | 2045 | 2045 | 48.67 | 48.69 | 0.01 | 0.01
2015 | MISO_MI_2_MISO_IN | MISO_MI | MISO_IN | Internal | Winter | B17 | 100 | 2045 | 310.89 | 43.18 | 43.2 | 0.01 | 0
2015 | MISO_MI_2_MISO_IN | MISO_MI | MISO_IN | Internal | Winter | B18 | 400 | 2045 | 0 | 38.96 | 38.96 | 0.01 | 0
2015 | MISO_MI_2_MISO_IN | MISO_MI | MISO_IN | Internal | Winter | B19 | 700 | 2045 | 0 | 36.9 | 36.89 | 0.01 | 0
2015 | MISO_MI_2_MISO_IN | MISO_MI | MISO_IN | Internal | Winter | B20 | 935 | 2045 | 0 | 33.19 | 33.18 | 0.01 | 0
2015 | MISO_MI_2_MISO_WUMS | MISO_MI | MISO_WUMS | Internal | Shoulder | B11 | 25 | 947 | 284.21 | 47.93 | 47.94 | 0.01 | 0
2015 | MISO_MI_2_MISO_WUMS | MISO_MI | MISO_WUMS | Internal | Shoulder | B12 | 200 | 947 | 50.24 | 40.63 | 40.64 | 0.01 | 0
2015 | MISO_MI_2_MISO_WUMS | MISO_MI | MISO_WUMS | Internal | Shoulder | B13 | 600 | 947 | 345.62 | 37.96 | 37.97 | 0.01 | 0
2015 | MISO_MI_2_MISO_WUMS | MISO_MI | MISO_WUMS | Internal | Shoulder | B14 | 900 | 947 | 0 | 35.93 | 35.93 | 0.01 | 0
2015 | MISO_MI_2_MISO_WUMS | MISO_MI | MISO_WUMS | Internal | Shoulder | B15 | 1203 | 947 | 566.7 | 34.31 | 34.32 | 0.01 | 0
2015 | MISO_MI_2_MISO_WUMS | MISO_MI | MISO_WUMS | Internal | Summer | B1 | 10 | 947 | 947 | 59.43 | 60.8 | 0.01 | 1.36
2015 | MISO_MI_2_MISO_WUMS | MISO_MI | MISO_WUMS | Internal | Summer | B2 | 25 | 947 | 840.11 | 59.29 | 59.3 | 0.01 | 0
2015 | MISO_MI_2_MISO_WUMS | MISO_MI | MISO_WUMS | Internal | Summer | B3 | 75 | 947 | 947 | 54.01 | 58.84 | 0.01 | 4.82
2015 | MISO_MI_2_MISO_WUMS | MISO_MI | MISO_WUMS | Internal | Summer | B4 | 100 | 947 | 947 | 54.01 | 58.01 | 0.01 | 3.98
2015 | MISO_MI_2_MISO_WUMS | MISO_MI | MISO_WUMS | Internal | Summer | B5 | 200 | 947 | 725.43 | 48.51 | 48.52 | 0.01 | 0
2015 | MISO_MI_2_MISO_WUMS | MISO_MI | MISO_WUMS | Internal | Summer | B6 | 300 | 947 | 947 | 42.98 | 43.97 | 0.01 | 0.98
2015 | MISO_MI_2_MISO_WUMS | MISO_MI | MISO_WUMS | Internal | Summer | B7 | 400 | 947 | 375.04 | 36.53 | 36.54 | 0.01 | 0
2015 | MISO_MI_2_MISO_WUMS | MISO_MI | MISO_WUMS | Internal | Summer | B8 | 500 | 947 | 0 | 34.57 | 34.57 | 0.01 | 0
2015 | MISO_MI_2_MISO_WUMS | MISO_MI | MISO_WUMS | Internal | Summer | B9 | 800 | 947 | 270.98 | 33.53 | 33.55 | 0.01 | 0
2015 | MISO_MI_2_MISO_WUMS | MISO_MI | MISO_WUMS | Internal | Summer | B10 | 1262 | 947 | 783.95 | 32.57 | 32.58 | 0.01 | 0
2015 | MISO_MI_2_MISO_WUMS | MISO_MI | MISO_WUMS | Internal | Winter | B16 | 25 | 947 | 378.57 | 48.67 | 48.68 | 0.01 | 0
2015 | MISO_MI_2_MISO_WUMS | MISO_MI | MISO_WUMS | Internal | Winter | B17 | 100 | 947 | 0 | 43.18 | 43.18 | 0.01 | 0
2015 | MISO_MI_2_MISO_WUMS | MISO_MI | MISO_WUMS | Internal | Winter | B18 | 400 | 947 | 173.37 | 38.96 | 38.97 | 0.01 | 0
2015 | MISO_MI_2_MISO_WUMS | MISO_MI | MISO_WUMS | Internal | Winter | B19 | 700 | 947 | 947 | 36.9 | 37.55 | 0.01 | 0.64
2015 | MISO_MI_2_MISO_WUMS | MISO_MI | MISO_WUMS | Internal | Winter | B20 | 935 | 947 | 723.64 | 33.19 | 33.2 | 0.01 | 0
2015 | MISO_MI_2_PJM_ROR | MISO_MI | PJM_ROR | Internal | Shoulder | B11 | 25 | 1424 | 0 | 47.93 | 48.26 | 2 | 0
2015 | MISO_MI_2_PJM_ROR | MISO_MI | PJM_ROR | Internal | Shoulder | B12 | 200 | 1424 | 336.59 | 40.63 | 42.63 | 2 | 0
2015 | MISO_MI_2_PJM_ROR | MISO_MI | PJM_ROR | Internal | Shoulder | B13 | 600 | 1424 | 381.81 | 37.96 | 39.96 | 2 | 0
2015 | MISO_MI_2_PJM_ROR | MISO_MI | PJM_ROR | Internal | Shoulder | B14 | 900 | 1424 | 0 | 35.93 | 37.91 | 2 | 0
2015 | MISO_MI_2_PJM_ROR | MISO_MI | PJM_ROR | Internal | Shoulder | B15 | 1203 | 1424 | 0 | 34.31 | 35.25 | 2 | 0
2015 | MISO_MI_2_PJM_ROR | MISO_MI | PJM_ROR | Internal | Summer | B1 | 10 | 1424 | 1424 | 59.43 | 62.8 | 2 | 1.37
2015 | MISO_MI_2_PJM_ROR | MISO_MI | PJM_ROR | Internal | Summer | B2 | 25 | 1424 | 901.56 | 59.29 | 61.29 | 2 | 0
2015 | MISO_MI_2_PJM_ROR | MISO_MI | PJM_ROR | Internal | Summer | B3 | 75 | 1424 | 1424 | 54.01 | 58.29 | 2 | 2.28
2015 | MISO_MI_2_PJM_ROR | MISO_MI | PJM_ROR | Internal | Summer | B4 | 100 | 1424 | 1424 | 54.01 | 57.57 | 2 | 1.56
2015 | MISO_MI_2_PJM_ROR | MISO_MI | PJM_ROR | Internal | Summer | B5 | 200 | 1424 | 1424 | 48.51 | 50.52 | 2 | 0.01
2015 | MISO_MI_2_PJM_ROR | MISO_MI | PJM_ROR | Internal | Summer | B6 | 300 | 1424 | 1424 | 42.98 | 44.99 | 2 | 0.01
2015 | MISO_MI_2_PJM_ROR | MISO_MI | PJM_ROR | Internal | Summer | B7 | 400 | 1424 | 804.57 | 36.53 | 38.53 | 2 | 0
2015 | MISO_MI_2_PJM_ROR | MISO_MI | PJM_ROR | Internal | Summer | B8 | 500 | 1424 | 112.65 | 34.57 | 36.57 | 2 | 0
2015 | MISO_MI_2_PJM_ROR | MISO_MI | PJM_ROR | Internal | Summer | B9 | 800 | 1424 | 0 | 33.53 | 35.4 | 2 | 0
2015 | MISO_MI_2_PJM_ROR | MISO_MI | PJM_ROR | Internal | Summer | B10 | 1262 | 1424 | 0 | 32.57 | 31.96 | 2 | 0
2015 | MISO_MI_2_PJM_ROR | MISO_MI | PJM_ROR | Internal | Winter | B16 | 25 | 1424 | 1424 | 48.67 | 50.68 | 2 | 0.01
2015 | MISO_MI_2_PJM_ROR | MISO_MI | PJM_ROR | Internal | Winter | B17 | 100 | 1424 | 1424 | 43.18 | 45.2 | 2 | 0.01
2015 | MISO_MI_2_PJM_ROR | MISO_MI | PJM_ROR | Internal | Winter | B18 | 400 | 1424 | 405.39 | 38.96 | 40.96 | 2 | 0
2015 | MISO_MI_2_PJM_ROR | MISO_MI | PJM_ROR | Internal | Winter | B19 | 700 | 1424 | 0 | 36.9 | 38.89 | 2 | 0
2015 | MISO_MI_2_PJM_ROR | MISO_MI | PJM_ROR | Internal | Winter | B20 | 935 | 1424 | 0 | 33.19 | 34.15 | 2 | 0
2015 | MISO_MO-IL_2_ENT | MISO_MO-IL | ENT | Internal | Shoulder | B11 | 25 | 2540 | 0 | 47.93 | 55.32 | 8 | 0
2015 | MISO_MO-IL_2_ENT | MISO_MO-IL | ENT | Internal | Shoulder | B12 | 200 | 2540 | 0 | 40.63 | 39.32 | 8 | 0
2015 | MISO_MO-IL_2_ENT | MISO_MO-IL | ENT | Internal | Shoulder | B13 | 600 | 2540 | 0 | 37.95 | 39.32 | 8 | 0
2015 | MISO_MO-IL_2_ENT | MISO_MO-IL | ENT | Internal | Shoulder | B14 | 900 | 2540 | 0 | 35.9 | 39.04 | 8 | 0
2015 | MISO_MO-IL_2_ENT | MISO_MO-IL | ENT | Internal | Shoulder | B15 | 1203 | 2540 | 0 | 33.25 | 37.77 | 8 | 0
2015 | MISO_MO-IL_2_ENT | MISO_MO-IL | ENT | Internal | Summer | B1 | 10 | 2540 | 0 | 60.8 | 60.8 | 8 | 0
2015 | MISO_MO-IL_2_ENT | MISO_MO-IL | ENT | Internal | Summer | B2 | 25 | 2540 | 0 | 59.29 | 59.29 | 8 | 0
2015 | MISO_MO-IL_2_ENT | MISO_MO-IL | ENT | Internal | Summer | B3 | 75 | 2540 | 0 | 57.02 | 58.43 | 8 | 0
2015 | MISO_MO-IL_2_ENT | MISO_MO-IL | ENT | Internal | Summer | B4 | 100 | 2540 | 0 | 55.57 | 57.64 | 8 | 0
2015 | MISO_MO-IL_2_ENT | MISO_MO-IL | ENT | Internal | Summer | B5 | 200 | 2540 | 0 | 48.52 | 53.58 | 8 | 0
2015 | MISO_MO-IL_2_ENT | MISO_MO-IL | ENT | Internal | Summer | B6 | 300 | 2540 | 0 | 42.98 | 46.15 | 8 | 0
2015 | MISO_MO-IL_2_ENT | MISO_MO-IL | ENT | Internal | Summer | B7 | 400 | 2540 | 0 | 36.5 | 43.72 | 8 | 0
2015 | MISO_MO-IL_2_ENT | MISO_MO-IL | ENT | Internal | Summer | B8 | 500 | 2540 | 0 | 34.55 | 38.1 | 8 | 0
2015 | MISO_MO-IL_2_ENT | MISO_MO-IL | ENT | Internal | Summer | B9 | 800 | 2540 | 0 | 33.4 | 37.83 | 8 | 0
2015 | MISO_MO-IL_2_ENT | MISO_MO-IL | ENT | Internal | Summer | B10 | 1262 | 2540 | 0 | 29.96 | 36.6 | 8 | 0
2015 | MISO_MO-IL_2_ENT | MISO_MO-IL | ENT | Internal | Winter | B16 | 25 | 2540 | 0 | 48.68 | 53.68 | 8 | 0
2015 | MISO_MO-IL_2_ENT | MISO_MO-IL | ENT | Internal | Winter | B17 | 100 | 2540 | 0 | 43.18 | 41.76 | 8 | 0
2015 | MISO_MO-IL_2_ENT | MISO_MO-IL | ENT | Internal | Winter | B18 | 400 | 2540 | 0 | 38.94 | 41.46 | 8 | 0
2015 | MISO_MO-IL_2_ENT | MISO_MO-IL | ENT | Internal | Winter | B19 | 700 | 2540 | 0 | 36.88 | 41.46 | 8 | 0
2015 | MISO_MO-IL_2_ENT | MISO_MO-IL | ENT | Internal | Winter | B20 | 935 | 2540 | 0 | 32.18 | 40.11 | 8 | 0
2015 | MISO_MO-IL_2_MISO_IN | MISO_MO-IL | MISO_IN | Internal | Shoulder | B11 | 25 | 2100 | 491.97 | 47.93 | 47.94 | 0.01 | 0
2015 | MISO_MO-IL_2_MISO_IN | MISO_MO-IL | MISO_IN | Internal | Shoulder | B12 | 200 | 2100 | 1334.55 | 40.63 | 40.64 | 0.01 | 0
2015 | MISO_MO-IL_2_MISO_IN | MISO_MO-IL | MISO_IN | Internal | Shoulder | B13 | 600 | 2100 | 950.49 | 37.95 | 37.96 | 0.01 | 0
2015 | MISO_MO-IL_2_MISO_IN | MISO_MO-IL | MISO_IN | Internal | Shoulder | B14 | 900 | 2100 | 1697.17 | 35.9 | 35.91 | 0.01 | 0
2015 | MISO_MO-IL_2_MISO_IN | MISO_MO-IL | MISO_IN | Internal | Shoulder | B15 | 1203 | 2100 | 2100 | 33.25 | 34.3 | 0.01 | 1.04
2015 | MISO_MO-IL_2_MISO_IN | MISO_MO-IL | MISO_IN | Internal | Summer | B1 | 10 | 2100 | 0 | 60.8 | 60.8 | 0.01 | 0
2015 | MISO_MO-IL_2_MISO_IN | MISO_MO-IL | MISO_IN | Internal | Summer | B2 | 25 | 2100 | 1560.79 | 59.29 | 59.3 | 0.01 | 0
2015 | MISO_MO-IL_2_MISO_IN | MISO_MO-IL | MISO_IN | Internal | Summer | B3 | 75 | 2100 | 0 | 57.02 | 57.02 | 0.01 | 0
2015 | MISO_MO-IL_2_MISO_IN | MISO_MO-IL | MISO_IN | Internal | Summer | B4 | 100 | 2100 | 85.41 | 55.57 | 55.58 | 0.01 | 0
2015 | MISO_MO-IL_2_MISO_IN | MISO_MO-IL | MISO_IN | Internal | Summer | B5 | 200 | 2100 | 0 | 48.52 | 48.52 | 0.01 | 0
2015 | MISO_MO-IL_2_MISO_IN | MISO_MO-IL | MISO_IN | Internal | Summer | B6 | 300 | 2100 | 50.85 | 42.98 | 42.99 | 0.01 | 0
2015 | MISO_MO-IL_2_MISO_IN | MISO_MO-IL | MISO_IN | Internal | Summer | B7 | 400 | 2100 | 561.44 | 36.5 | 36.52 | 0.01 | 0
2015 | MISO_MO-IL_2_MISO_IN | MISO_MO-IL | MISO_IN | Internal | Summer | B8 | 500 | 2100 | 1440.62 | 34.55 | 34.56 | 0.01 | 0
2015 | MISO_MO-IL_2_MISO_IN | MISO_MO-IL | MISO_IN | Internal | Summer | B9 | 800 | 2100 | 2100 | 33.4 | 33.52 | 0.01 | 0.11
2015 | MISO_MO-IL_2_MISO_IN | MISO_MO-IL | MISO_IN | Internal | Summer | B10 | 1262 | 2100 | 2100 | 29.96 | 32.56 | 0.01 | 2.58
2015 | MISO_MO-IL_2_MISO_IN | MISO_MO-IL | MISO_IN | Internal | Winter | B16 | 25 | 2100 | 1792.99 | 48.68 | 48.69 | 0.01 | 0
2015 | MISO_MO-IL_2_MISO_IN | MISO_MO-IL | MISO_IN | Internal | Winter | B17 | 100 | 2100 | 1800.41 | 43.18 | 43.2 | 0.01 | 0
2015 | MISO_MO-IL_2_MISO_IN | MISO_MO-IL | MISO_IN | Internal | Winter | B18 | 400 | 2100 | 1349.05 | 38.94 | 38.96 | 0.01 | 0
2015 | MISO_MO-IL_2_MISO_IN | MISO_MO-IL | MISO_IN | Internal | Winter | B19 | 700 | 2100 | 1098.73 | 36.88 | 36.89 | 0.01 | 0
2015 | MISO_MO-IL_2_MISO_IN | MISO_MO-IL | MISO_IN | Internal | Winter | B20 | 935 | 2100 | 2100 | 32.18 | 33.18 | 0.01 | 0.98
2015 | MISO_MO-IL_2_MISO_W | MISO_MO-IL | MISO_W | Internal | Shoulder | B11 | 25 | 960 | 0 | 47.93 | 47.93 | 0.01 | 0
2015 | MISO_MO-IL_2_MISO_W | MISO_MO-IL | MISO_W | Internal | Shoulder | B12 | 200 | 960 | 0 | 40.63 | 40.63 | 0.01 | 0
2015 | MISO_MO-IL_2_MISO_W | MISO_MO-IL | MISO_W | Internal | Shoulder | B13 | 600 | 960 | 598 | 37.95 | 37.96 | 0.01 | 0
2015 | MISO_MO-IL_2_MISO_W | MISO_MO-IL | MISO_W | Internal | Shoulder | B14 | 900 | 960 | 184.31 | 35.9 | 35.91 | 0.01 | 0
2015 | MISO_MO-IL_2_MISO_W | MISO_MO-IL | MISO_W | Internal | Shoulder | B15 | 1203 | 960 | 960 | 33.25 | 33.79 | 0.01 | 0.53
2015 | MISO_MO-IL_2_MISO_W | MISO_MO-IL | MISO_W | Internal | Summer | B1 | 10 | 960 | 0 | 60.8 | 60.79 | 0.01 | 0
2015 | MISO_MO-IL_2_MISO_W | MISO_MO-IL | MISO_W | Internal | Summer | B2 | 25 | 960 | 0 | 59.29 | 59.29 | 0.01 | 0
2015 | MISO_MO-IL_2_MISO_W | MISO_MO-IL | MISO_W | Internal | Summer | B3 | 75 | 960 | 960 | 57.02 | 58.83 | 0.01 | 1.8
2015 | MISO_MO-IL_2_MISO_W | MISO_MO-IL | MISO_W | Internal | Summer | B4 | 100 | 960 | 960 | 55.57 | 58.02 | 0.01 | 2.43
2015 | MISO_MO-IL_2_MISO_W | MISO_MO-IL | MISO_W | Internal | Summer | B5 | 200 | 960 | 784.34 | 48.52 | 48.53 | 0.01 | 0
2015 | MISO_MO-IL_2_MISO_W | MISO_MO-IL | MISO_W | Internal | Summer | B6 | 300 | 960 | 960 | 42.98 | 43.98 | 0.01 | 0.99
2015 | MISO_MO-IL_2_MISO_W | MISO_MO-IL | MISO_W | Internal | Summer | B7 | 400 | 960 | 960 | 36.5 | 36.53 | 0.01 | 0.01
2015 | MISO_MO-IL_2_MISO_W | MISO_MO-IL | MISO_W | Internal | Summer | B8 | 500 | 960 | 926.42 | 34.55 | 34.56 | 0.01 | 0
2015 | MISO_MO-IL_2_MISO_W | MISO_MO-IL | MISO_W | Internal | Summer | B9 | 800 | 960 | 960 | 33.4 | 33.56 | 0.01 | 0.14
2015 | MISO_MO-IL_2_MISO_W | MISO_MO-IL | MISO_W | Internal | Summer | B10 | 1262 | 960 | 953.56 | 29.96 | 29.98 | 0.01 | 0
2015 | MISO_MO-IL_2_MISO_W | MISO_MO-IL | MISO_W | Internal | Winter | B16 | 25 | 960 | 0 | 48.68 | 48.67 | 0.01 | 0
2015 | MISO_MO-IL_2_MISO_W | MISO_MO-IL | MISO_W | Internal | Winter | B17 | 100 | 960 | 0 | 43.18 | 43.17 | 0.01 | 0
2015 | MISO_MO-IL_2_MISO_W | MISO_MO-IL | MISO_W | Internal | Winter | B18 | 400 | 960 | 480.5 | 38.94 | 38.96 | 0.01 | 0
2015 | MISO_MO-IL_2_MISO_W | MISO_MO-IL | MISO_W | Internal | Winter | B19 | 700 | 960 | 960 | 36.88 | 37.56 | 0.01 | 0.67
2015 | MISO_MO-IL_2_MISO_W | MISO_MO-IL | MISO_W | Internal | Winter | B20 | 935 | 960 | 806.84 | 32.18 | 32.2 | 0.01 | 0
2015 | MISO_MO-IL_2_PJM_ROR | MISO_MO-IL | PJM_ROR | Internal | Shoulder | B11 | 25 | 1212 | 0 | 47.93 | 48.26 | 2 | 0
2015 | MISO_MO-IL_2_PJM_ROR | MISO_MO-IL | PJM_ROR | Internal | Shoulder | B12 | 200 | 1212 | 1099.61 | 40.63 | 42.63 | 2 | 0
2015 | MISO_MO-IL_2_PJM_ROR | MISO_MO-IL | PJM_ROR | Internal | Shoulder | B13 | 600 | 1212 | 1212 | 37.95 | 39.96 | 2 | 0.01
2015 | MISO_MO-IL_2_PJM_ROR | MISO_MO-IL | PJM_ROR | Internal | Shoulder | B14 | 900 | 1212 | 1212 | 35.9 | 37.91 | 2 | 0.01
2015 | MISO_MO-IL_2_PJM_ROR | MISO_MO-IL | PJM_ROR | Internal | Shoulder | B15 | 1203 | 1212 | 182.61 | 33.25 | 35.25 | 2 | 0
2015 | MISO_MO-IL_2_PJM_ROR | MISO_MO-IL | PJM_ROR | Internal | Summer | B1 | 10 | 1212 | 948.44 | 60.8 | 62.8 | 2 | 0
2015 | MISO_MO-IL_2_PJM_ROR | MISO_MO-IL | PJM_ROR | Internal | Summer | B2 | 25 | 1212 | 856.86 | 59.29 | 61.29 | 2 | 0
2015 | MISO_MO-IL_2_PJM_ROR | MISO_MO-IL | PJM_ROR | Internal | Summer | B3 | 75 | 1212 | 0 | 57.02 | 58.29 | 2 | 0
2015 | MISO_MO-IL_2_PJM_ROR | MISO_MO-IL | PJM_ROR | Internal | Summer | B4 | 100 | 1212 | 172.07 | 55.57 | 57.57 | 2 | 0
2015 | MISO_MO-IL_2_PJM_ROR | MISO_MO-IL | PJM_ROR | Internal | Summer | B5 | 200 | 1212 | 1041 | 48.52 | 50.52 | 2 | 0
2015 | MISO_MO-IL_2_PJM_ROR | MISO_MO-IL | PJM_ROR | Internal | Summer | B6 | 300 | 1212 | 1212 | 42.98 | 44.99 | 2 | 0.01
2015 | MISO_MO-IL_2_PJM_ROR | MISO_MO-IL | PJM_ROR | Internal | Summer | B7 | 400 | 1212 | 1212 | 36.5 | 38.53 | 2 | 0.02
2015 | MISO_MO-IL_2_PJM_ROR | MISO_MO-IL | PJM_ROR | Internal | Summer | B8 | 500 | 1212 | 1212 | 34.55 | 36.57 | 2 | 0.02
2015 | MISO_MO-IL_2_PJM_ROR | MISO_MO-IL | PJM_ROR | Internal | Summer | B9 | 800 | 1212 | 564.82 | 33.4 | 35.4 | 2 | 0
2015 | MISO_MO-IL_2_PJM_ROR | MISO_MO-IL | PJM_ROR | Internal | Summer | B10 | 1262 | 1212 | 421.19 | 29.96 | 31.96 | 2 | 0
2015 | MISO_MO-IL_2_PJM_ROR | MISO_MO-IL | PJM_ROR | Internal | Winter | B16 | 25 | 1212 | 995.35 | 48.68 | 50.68 | 2 | 0
2015 | MISO_MO-IL_2_PJM_ROR | MISO_MO-IL | PJM_ROR | Internal | Winter | B17 | 100 | 1212 | 1212 | 43.18 | 45.2 | 2 | 0.01
2015 | MISO_MO-IL_2_PJM_ROR | MISO_MO-IL | PJM_ROR | Internal | Winter | B18 | 400 | 1212 | 1212 | 38.94 | 40.96 | 2 | 0.01
2015 | MISO_MO-IL_2_PJM_ROR | MISO_MO-IL | PJM_ROR | Internal | Winter | B19 | 700 | 1212 | 1212 | 36.88 | 38.89 | 2 | 0.01
2015 | MISO_MO-IL_2_PJM_ROR | MISO_MO-IL | PJM_ROR | Internal | Winter | B20 | 935 | 1212 | 0 | 32.18 | 34.15 | 2 | 0
2015 | MISO_MO-IL_2_SPP_N | MISO_MO-IL | SPP_N | Internal | Shoulder | B11 | 25 | 2000 | 0 | 47.93 | 54.93 | 8 | 0
2015 | MISO_MO-IL_2_SPP_N | MISO_MO-IL | SPP_N | Internal | Shoulder | B12 | 200 | 2000 | 0 | 40.63 | 40.64 | 8 | 0
2015 | MISO_MO-IL_2_SPP_N | MISO_MO-IL | SPP_N | Internal | Shoulder | B13 | 600 | 2000 | 0 | 37.95 | 39.06 | 8 | 0
2015 | MISO_MO-IL_2_SPP_N | MISO_MO-IL | SPP_N | Internal | Shoulder | B14 | 900 | 2000 | 0 | 35.9 | 38.93 | 8 | 0
2015 | MISO_MO-IL_2_SPP_N | MISO_MO-IL | SPP_N | Internal | Shoulder | B15 | 1203 | 2000 | 0 | 33.25 | 37.62 | 8 | 0
2015 | MISO_MO-IL_2_SPP_N | MISO_MO-IL | SPP_N | Internal | Summer | B1 | 10 | 2000 | 0 | 60.8 | 60.8 | 8 | 0
2015 | MISO_MO-IL_2_SPP_N | MISO_MO-IL | SPP_N | Internal | Summer | B2 | 25 | 2000 | 0 | 59.29 | 59.77 | 8 | 0
2015 | MISO_MO-IL_2_SPP_N | MISO_MO-IL | SPP_N | Internal | Summer | B3 | 75 | 2000 | 0 | 57.02 | 59.77 | 8 | 0
2015 | MISO_MO-IL_2_SPP_N | MISO_MO-IL | SPP_N | Internal | Summer | B4 | 100 | 2000 | 0 | 55.57 | 58.03 | 8 | 0
2015 | MISO_MO-IL_2_SPP_N | MISO_MO-IL | SPP_N | Internal | Summer | B5 | 200 | 2000 | 0 | 48.52 | 55.13 | 8 | 0
2015 | MISO_MO-IL_2_SPP_N | MISO_MO-IL | SPP_N | Internal | Summer | B6 | 300 | 2000 | 626.24 | 42.98 | 50.98 | 8 | 0
2015 | MISO_MO-IL_2_SPP_N | MISO_MO-IL | SPP_N | Internal | Summer | B7 | 400 | 2000 | 0 | 36.5 | 43.53 | 8 | 0
2015 | MISO_MO-IL_2_SPP_N | MISO_MO-IL | SPP_N | Internal | Summer | B8 | 500 | 2000 | 0 | 34.55 | 37.98 | 8 | 0
2015 | MISO_MO-IL_2_SPP_N | MISO_MO-IL | SPP_N | Internal | Summer | B9 | 800 | 2000 | 0 | 33.4 | 36.35 | 8 | 0
2015 | MISO_MO-IL_2_SPP_N | MISO_MO-IL | SPP_N | Internal | Summer | B10 | 1262 | 2000 | 0 | 29.96 | 36.12 | 8 | 0
2015 | MISO_MO-IL_2_SPP_N | MISO_MO-IL | SPP_N | Internal | Winter | B16 | 25 | 2000 | 0 | 48.68 | 48.68 | 8 | 0
2015 | MISO_MO-IL_2_SPP_N | MISO_MO-IL | SPP_N | Internal | Winter | B17 | 100 | 2000 | 0 | 43.18 | 41.5 | 8 | 0
2015 | MISO_MO-IL_2_SPP_N | MISO_MO-IL | SPP_N | Internal | Winter | B18 | 400 | 2000 | 0 | 38.94 | 40.09 | 8 | 0
2015 | MISO_MO-IL_2_SPP_N | MISO_MO-IL | SPP_N | Internal | Winter | B19 | 700 | 2000 | 0 | 36.88 | 40.09 | 8 | 0
2015 | MISO_MO-IL_2_SPP_N | MISO_MO-IL | SPP_N | Internal | Winter | B20 | 935 | 2000 | 0 | 32.18 | 39.2 | 8 | 0
2015 | MISO_MO-IL_2_TVA_Transmission | MISO_MO-IL | TVA_Transmission | Internal | Shoulder | B11 | 25 | 4000 | 0 | 47.93 | 54.26 | 8 | 0
2015 | MISO_MO-IL_2_TVA_Transmission | MISO_MO-IL | TVA_Transmission | Internal | Shoulder | B12 | 200 | 4000 | 0 | 40.63 | 44.39 | 8 | 0
2015 | MISO_MO-IL_2_TVA_Transmission | MISO_MO-IL | TVA_Transmission | Internal | Shoulder | B13 | 600 | 4000 | 0 | 37.95 | 42.37 | 8 | 0
2015 | MISO_MO-IL_2_TVA_Transmission | MISO_MO-IL | TVA_Transmission | Internal | Shoulder | B14 | 900 | 4000 | 0 | 35.9 | 40.93 | 8 | 0
2015 | MISO_MO-IL_2_TVA_Transmission | MISO_MO-IL | TVA_Transmission | Internal | Shoulder | B15 | 1203 | 4000 | 0 | 33.25 | 39.9 | 8 | 0
2015 | MISO_MO-IL_2_TVA_Transmission | MISO_MO-IL | TVA_Transmission | Internal | Summer | B1 | 10 | 4000 | 2494.17 | 60.8 | 68.8 | 8 | 0
2015 | MISO_MO-IL_2_TVA_Transmission | MISO_MO-IL | TVA_Transmission | Internal | Summer | B2 | 25 | 4000 | 1321.08 | 59.29 | 67.29 | 8 | 0
2015 | MISO_MO-IL_2_TVA_Transmission | MISO_MO-IL | TVA_Transmission | Internal | Summer | B3 | 75 | 4000 | 0 | 57.02 | 64.29 | 8 | 0
2015 | MISO_MO-IL_2_TVA_Transmission | MISO_MO-IL | TVA_Transmission | Internal | Summer | B4 | 100 | 4000 | 170.39 | 55.57 | 63.57 | 8 | 0
2015 | MISO_MO-IL_2_TVA_Transmission | MISO_MO-IL | TVA_Transmission | Internal | Summer | B5 | 200 | 4000 | 0 | 48.52 | 54.85 | 8 | 0
2015 | MISO_MO-IL_2_TVA_Transmission | MISO_MO-IL | TVA_Transmission | Internal | Summer | B6 | 300 | 4000 | 0 | 42.98 | 47.86 | 8 | 0
2015 | MISO_MO-IL_2_TVA_Transmission | MISO_MO-IL | TVA_Transmission | Internal | Summer | B7 | 400 | 4000 | 0 | 36.5 | 43.24 | 8 | 0
2015 | MISO_MO-IL_2_TVA_Transmission | MISO_MO-IL | TVA_Transmission | Internal | Summer | B8 | 500 | 4000 | 0 | 34.55 | 39.7 | 8 | 0
2015 | MISO_MO-IL_2_TVA_Transmission | MISO_MO-IL | TVA_Transmission | Internal | Summer | B9 | 800 | 4000 | 0 | 33.4 | 39.06 | 8 | 0
2015 | MISO_MO-IL_2_TVA_Transmission | MISO_MO-IL | TVA_Transmission | Internal | Summer | B10 | 1262 | 4000 | 0 | 29.96 | 36.42 | 8 | 0
2015 | MISO_MO-IL_2_TVA_Transmission | MISO_MO-IL | TVA_Transmission | Internal | Winter | B16 | 25 | 4000 | 36.84 | 48.68 | 56.68 | 8 | 0
2015 | MISO_MO-IL_2_TVA_Transmission | MISO_MO-IL | TVA_Transmission | Internal | Winter | B17 | 100 | 4000 | 0 | 43.18 | 46.84 | 8 | 0
2015 | MISO_MO-IL_2_TVA_Transmission | MISO_MO-IL | TVA_Transmission | Internal | Winter | B18 | 400 | 4000 | 0 | 38.94 | 43.24 | 8 | 0
2015 | MISO_MO-IL_2_TVA_Transmission | MISO_MO-IL | TVA_Transmission | Internal | Winter | B19 | 700 | 4000 | 0 | 36.88 | 41.26 | 8 | 0
2015 | MISO_MO-IL_2_TVA_Transmission | MISO_MO-IL | TVA_Transmission | Internal | Winter | B20 | 935 | 4000 | 0 | 32.18 | 39.57 | 8 | 0
2015 | MISO_W_2_IESO | MISO_W | IESO | Internal | Shoulder | B11 | 25 | 90 | 0 | 47.93 | 33.13 | 8 | 0
2015 | MISO_W_2_IESO | MISO_W | IESO | Internal | Shoulder | B12 | 200 | 90 | 0 | 40.63 | 32.9 | 8 | 0
2015 | MISO_W_2_IESO | MISO_W | IESO | Internal | Shoulder | B13 | 600 | 90 | 0 | 37.96 | 30.84 | 8 | 0
2015 | MISO_W_2_IESO | MISO_W | IESO | Internal | Shoulder | B14 | 900 | 90 | 0 | 35.91 | 30.84 | 8 | 0
2015 | MISO_W_2_IESO | MISO_W | IESO | Internal | Shoulder | B15 | 1203 | 90 | 0 | 33.79 | 30.84 | 8 | 0
2015 | MISO_W_2_IESO | MISO_W | IESO | Internal | Summer | B1 | 10 | 90 | 0 | 60.79 | 47.81 | 8 | 0
2015 | MISO_W_2_IESO | MISO_W | IESO | Internal | Summer | B2 | 25 | 90 | 0 | 59.29 | 45.92 | 8 | 0
2015 | MISO_W_2_IESO | MISO_W | IESO | Internal | Summer | B3 | 75 | 90 | 0 | 58.83 | 43.3 | 8 | 0
2015 | MISO_W_2_IESO | MISO_W | IESO | Internal | Summer | B4 | 100 | 90 | 0 | 58.02 | 38.07 | 8 | 0
2015 | MISO_W_2_IESO | MISO_W | IESO | Internal | Summer | B5 | 200 | 90 | 0 | 48.53 | 35.53 | 8 | 0
2015 | MISO_W_2_IESO | MISO_W | IESO | Internal | Summer | B6 | 300 | 90 | 0 | 43.98 | 35.33 | 8 | 0
2015 | MISO_W_2_IESO | MISO_W | IESO | Internal | Summer | B7 | 400 | 90 | 0 | 36.53 | 29.53 | 8 | 0
2015 | MISO_W_2_IESO | MISO_W | IESO | Internal | Summer | B8 | 500 | 90 | 0 | 34.56 | 29.52 | 8 | 0
2015 | MISO_W_2_IESO | MISO_W | IESO | Internal | Summer | B9 | 800 | 90 | 0 | 33.56 | 29.52 | 8 | 0
2015 | MISO_W_2_IESO | MISO_W | IESO | Internal | Summer | B10 | 1262 | 90 | 0 | 29.98 | 29.52 | 8 | 0
2015 | MISO_W_2_IESO | MISO_W | IESO | Internal | Winter | B16 | 25 | 90 | 0 | 48.67 | 38.52 | 8 | 0
2015 | MISO_W_2_IESO | MISO_W | IESO | Internal | Winter | B17 | 100 | 90 | 0 | 43.17 | 35.55 | 8 | 0
2015 | MISO_W_2_IESO | MISO_W | IESO | Internal | Winter | B18 | 400 | 90 | 0 | 38.96 | 35.55 | 8 | 0
2015 | MISO_W_2_IESO | MISO_W | IESO | Internal | Winter | B19 | 700 | 90 | 0 | 37.56 | 35.55 | 8 | 0
2015 | MISO_W_2_IESO | MISO_W | IESO | Internal | Winter | B20 | 935 | 90 | 0 | 32.2 | 35.55 | 8 | 0
2015 | MISO_W_2_MAPP_CA | MISO_W | MAPP_CA | Internal | Shoulder | B11 | 25 | 718 | 0 | 47.93 | 47.91 | 0.01 | 0
2015 | MISO_W_2_MAPP_CA | MISO_W | MAPP_CA | Internal | Shoulder | B12 | 200 | 718 | 0 | 40.63 | 40.62 | 0.01 | 0
2015 | MISO_W_2_MAPP_CA | MISO_W | MAPP_CA | Internal | Shoulder | B13 | 600 | 718 | 718 | 37.96 | 38.91 | 0.01 | 0.94
2015 | MISO_W_2_MAPP_CA | MISO_W | MAPP_CA | Internal | Shoulder | B14 | 900 | 718 | 718 | 35.91 | 38.91 | 0.01 | 2.99
2015 | MISO_W_2_MAPP_CA | MISO_W | MAPP_CA | Internal | Shoulder | B15 | 1203 | 718 | 718 | 33.79 | 38.91 | 0.01 | 5.11
2015 | MISO_W_2_MAPP_CA | MISO_W | MAPP_CA | Internal | Summer | B1 | 10 | 718 | 0 | 60.79 | 54.81 | 0.01 | 0
2015 | MISO_W_2_MAPP_CA | MISO_W | MAPP_CA | Internal | Summer | B2 | 25 | 718 | 0 | 59.29 | 52.92 | 0.01 | 0
2015 | MISO_W_2_MAPP_CA | MISO_W | MAPP_CA | Internal | Summer | B3 | 75 | 718 | 0 | 58.83 | 52.92 | 0.01 | 0
2015 | MISO_W_2_MAPP_CA | MISO_W | MAPP_CA | Internal | Summer | B4 | 100 | 718 | 0 | 58.02 | 47.91 | 0.01 | 0
2015 | MISO_W_2_MAPP_CA | MISO_W | MAPP_CA | Internal | Summer | B5 | 200 | 718 | 0 | 48.53 | 47.91 | 0.01 | 0
2015 | MISO_W_2_MAPP_CA | MISO_W | MAPP_CA | Internal | Summer | B6 | 300 | 718 | 0 | 43.98 | 43.97 | 0.01 | 0
2015 | MISO_W_2_MAPP_CA | MISO_W | MAPP_CA | Internal | Summer | B7 | 400 | 718 | 0 | 36.53 | 36.52 | 0.01 | 0
2015 | MISO_W_2_MAPP_CA | MISO_W | MAPP_CA | Internal | Summer | B8 | 500 | 718 | 718 | 34.56 | 36.52 | 0.01 | 1.95
2015 | MISO_W_2_MAPP_CA | MISO_W | MAPP_CA | Internal | Summer | B9 | 800 | 718 | 718 | 33.56 | 36.52 | 0.01 | 2.95
2015 | MISO_W_2_MAPP_CA | MISO_W | MAPP_CA | Internal | Summer | B10 | 1262 | 718 | 718 | 29.98 | 36.52 | 0.01 | 6.53
2015 | MISO_W_2_MAPP_CA | MISO_W | MAPP_CA | Internal | Winter | B16 | 25 | 718 | 0 | 48.67 | 48.65 | 0.01 | 0
2015 | MISO_W_2_MAPP_CA | MISO_W | MAPP_CA | Internal | Winter | B17 | 100 | 718 | 0 | 43.17 | 43.16 | 0.01 | 0
2015 | MISO_W_2_MAPP_CA | MISO_W | MAPP_CA | Internal | Winter | B18 | 400 | 718 | 718 | 38.96 | 42.55 | 0.01 | 3.59
2015 | MISO_W_2_MAPP_CA | MISO_W | MAPP_CA | Internal | Winter | B19 | 700 | 718 | 718 | 37.56 | 42.55 | 0.01 | 4.98
2015 | MISO_W_2_MAPP_CA | MISO_W | MAPP_CA | Internal | Winter | B20 | 935 | 718 | 718 | 32.2 | 42.55 | 0.01 | 10.35
2015 | MISO_W_2_MISO_MO-IL | MISO_W | MISO_MO-IL | Internal | Shoulder | B11 | 25 | 3800 | 0 | 47.93 | 47.93 | 0.01 | 0
2015 | MISO_W_2_MISO_MO-IL | MISO_W | MISO_MO-IL | Internal | Shoulder | B12 | 200 | 3800 | 0 | 40.63 | 40.63 | 0.01 | 0
2015 | MISO_W_2_MISO_MO-IL | MISO_W | MISO_MO-IL | Internal | Shoulder | B13 | 600 | 3800 | 0 | 37.96 | 37.95 | 0.01 | 0
2015 | MISO_W_2_MISO_MO-IL | MISO_W | MISO_MO-IL | Internal | Shoulder | B14 | 900 | 3800 | 0 | 35.91 | 35.9 | 0.01 | 0
2015 | MISO_W_2_MISO_MO-IL | MISO_W | MISO_MO-IL | Internal | Shoulder | B15 | 1203 | 3800 | 0 | 33.79 | 33.25 | 0.01 | 0
2015 | MISO_W_2_MISO_MO-IL | MISO_W | MISO_MO-IL | Internal | Summer | B1 | 10 | 3800 | 301.72 | 60.79 | 60.8 | 0.01 | 0
2015 | MISO_W_2_MISO_MO-IL | MISO_W | MISO_MO-IL | Internal | Summer | B2 | 25 | 3800 | 0 | 59.29 | 59.29 | 0.01 | 0
2015 | MISO_W_2_MISO_MO-IL | MISO_W | MISO_MO-IL | Internal | Summer | B3 | 75 | 3800 | 0 | 58.83 | 57.02 | 0.01 | 0
2015 | MISO_W_2_MISO_MO-IL | MISO_W | MISO_MO-IL | Internal | Summer | B4 | 100 | 3800 | 0 | 58.02 | 55.57 | 0.01 | 0
2015 | MISO_W_2_MISO_MO-IL | MISO_W | MISO_MO-IL | Internal | Summer | B5 | 200 | 3800 | 0 | 48.53 | 48.52 | 0.01 | 0
2015 | MISO_W_2_MISO_MO-IL | MISO_W | MISO_MO-IL | Internal | Summer | B6 | 300 | 3800 | 0 | 43.98 | 42.98 | 0.01 | 0
2015 | MISO_W_2_MISO_MO-IL | MISO_W | MISO_MO-IL | Internal | Summer | B7 | 400 | 3800 | 0 | 36.53 | 36.5 | 0.01 | 0
2015 | MISO_W_2_MISO_MO-IL | MISO_W | MISO_MO-IL | Internal | Summer | B8 | 500 | 3800 | 0 | 34.56 | 34.55 | 0.01 | 0
2015 | MISO_W_2_MISO_MO-IL | MISO_W | MISO_MO-IL | Internal | Summer | B9 | 800 | 3800 | 0 | 33.56 | 33.4 | 0.01 | 0
2015 | MISO_W_2_MISO_MO-IL | MISO_W | MISO_MO-IL | Internal | Summer | B10 | 1262 | 3800 | 0 | 29.98 | 29.96 | 0.01 | 0
2015 | MISO_W_2_MISO_MO-IL | MISO_W | MISO_MO-IL | Internal | Winter | B16 | 25 | 3800 | 820.98 | 48.67 | 48.68 | 0.01 | 0
2015 | MISO_W_2_MISO_MO-IL | MISO_W | MISO_MO-IL | Internal | Winter | B17 | 100 | 3800 | 426.38 | 43.17 | 43.18 | 0.01 | 0
2015 | MISO_W_2_MISO_MO-IL | MISO_W | MISO_MO-IL | Internal | Winter | B18 | 400 | 3800 | 0 | 38.96 | 38.94 | 0.01 | 0
2015 | MISO_W_2_MISO_MO-IL | MISO_W | MISO_MO-IL | Internal | Winter | B19 | 700 | 3800 | 0 | 37.56 | 36.88 | 0.01 | 0
2015 | MISO_W_2_MISO_MO-IL | MISO_W | MISO_MO-IL | Internal | Winter | B20 | 935 | 3800 | 0 | 32.2 | 32.18 | 0.01 | 0
2015 | MISO_W_2_MISO_WUMS | MISO_W | MISO_WUMS | Internal | Shoulder | B11 | 25 | 1629 | 460.01 | 47.93 | 47.94 | 0.01 | 0
2015 | MISO_W_2_MISO_WUMS | MISO_W | MISO_WUMS | Internal | Shoulder | B12 | 200 | 1629 | 969.41 | 40.63 | 40.64 | 0.01 | 0
2015 | MISO_W_2_MISO_WUMS | MISO_W | MISO_WUMS | Internal | Shoulder | B13 | 600 | 1629 | 447.06 | 37.96 | 37.97 | 0.01 | 0
2015 | MISO_W_2_MISO_WUMS | MISO_W | MISO_WUMS | Internal | Shoulder | B14 | 900 | 1629 | 803.11 | 35.91 | 35.93 | 0.01 | 0
2015 | MISO_W_2_MISO_WUMS | MISO_W | MISO_WUMS | Internal | Shoulder | B15 | 1203 | 1629 | 1629 | 33.79 | 34.32 | 0.01 | 0.52
2015 | MISO_W_2_MISO_WUMS | MISO_W | MISO_WUMS | Internal | Summer | B1 | 10 | 1629 | 12.08 | 60.79 | 60.8 | 0.01 | 0
2015 | MISO_W_2_MISO_WUMS | MISO_W | MISO_WUMS | Internal | Summer | B2 | 25 | 1629 | 915.41 | 59.29 | 59.3 | 0.01 | 0
2015 | MISO_W_2_MISO_WUMS | MISO_W | MISO_WUMS | Internal | Summer | B3 | 75 | 1629 | 698.96 | 58.83 | 58.84 | 0.01 | 0
2015 | MISO_W_2_MISO_WUMS | MISO_W | MISO_WUMS | Internal | Summer | B4 | 100 | 1629 | 0 | 58.02 | 58.01 | 0.01 | 0
2015 | MISO_W_2_MISO_WUMS | MISO_W | MISO_WUMS | Internal | Summer | B5 | 200 | 1629 | 0 | 48.53 | 48.52 | 0.01 | 0
2015 | MISO_W_2_MISO_WUMS | MISO_W | MISO_WUMS | Internal | Summer | B6 | 300 | 1629 | 0 | 43.98 | 43.97 | 0.01 | 0
2015 | MISO_W_2_MISO_WUMS | MISO_W | MISO_WUMS | Internal | Summer | B7 | 400 | 1629 | 44.2 | 36.53 | 36.54 | 0.01 | 0
2015 | MISO_W_2_MISO_WUMS | MISO_W | MISO_WUMS | Internal | Summer | B8 | 500 | 1629 | 737.62 | 34.56 | 34.57 | 0.01 | 0
2015 | MISO_W_2_MISO_WUMS | MISO_W | MISO_WUMS | Internal | Summer | B9 | 800 | 1629 | 0 | 33.56 | 33.55 | 0.01 | 0
2015 | MISO_W_2_MISO_WUMS | MISO_W | MISO_WUMS | Internal | Summer | B10 | 1262 | 1629 | 1629 | 29.98 | 32.58 | 0.01 | 2.6
2015 | MISO_W_2_MISO_WUMS | MISO_W | MISO_WUMS | Internal | Winter | B16 | 25 | 1629 | 1006.45 | 48.67 | 48.68 | 0.01 | 0
2015 | MISO_W_2_MISO_WUMS | MISO_W | MISO_WUMS | Internal | Winter | B17 | 100 | 1629 | 1439.78 | 43.17 | 43.18 | 0.01 | 0
2015 | MISO_W_2_MISO_WUMS | MISO_W | MISO_WUMS | Internal | Winter | B18 | 400 | 1629 | 126.1 | 38.96 | 38.97 | 0.01 | 0
2015 | MISO_W_2_MISO_WUMS | MISO_W | MISO_WUMS | Internal | Winter | B19 | 700 | 1629 | 0 | 37.56 | 37.55 | 0.01 | 0
2015 | MISO_W_2_MISO_WUMS | MISO_W | MISO_WUMS | Internal | Winter | B20 | 935 | 1629 | 1629 | 32.2 | 33.2 | 0.01 | 1
2015 | MISO_W_2_PJM_ROR | MISO_W | PJM_ROR | Internal | Shoulder | B11 | 25 | 773 | 0 | 47.93 | 48.26 | 2 | 0
2015 | MISO_W_2_PJM_ROR | MISO_W | PJM_ROR | Internal | Shoulder | B12 | 200 | 773 | 715.31 | 40.63 | 42.63 | 2 | 0
2015 | MISO_W_2_PJM_ROR | MISO_W | PJM_ROR | Internal | Shoulder | B13 | 600 | 773 | 273.97 | 37.96 | 39.96 | 2 | 0
2015 | MISO_W_2_PJM_ROR | MISO_W | PJM_ROR | Internal | Shoulder | B14 | 900 | 773 | 380.13 | 35.91 | 37.91 | 2 | 0
2015 | MISO_W_2_PJM_ROR | MISO_W | PJM_ROR | Internal | Shoulder | B15 | 1203 | 773 | 0 | 33.79 | 35.25 | 2 | 0
2015 | MISO_W_2_PJM_ROR | MISO_W | PJM_ROR | Internal | Summer | B1 | 10 | 773 | 773 | 60.79 | 62.8 | 2 | 0.01
2015 | MISO_W_2_PJM_ROR | MISO_W | PJM_ROR | Internal | Summer | B2 | 25 | 773 | 121.13 | 59.29 | 61.29 | 2 | 0
2015 | MISO_W_2_PJM_ROR | MISO_W | PJM_ROR | Internal | Summer | B3 | 75 | 773 | 0 | 58.83 | 58.29 | 2 | 0
2015 | MISO_W_2_PJM_ROR | MISO_W | PJM_ROR | Internal | Summer | B4 | 100 | 773 | 0 | 58.02 | 57.57 | 2 | 0
2015 | MISO_W_2_PJM_ROR | MISO_W | PJM_ROR | Internal | Summer | B5 | 200 | 773 | 0 | 48.53 | 50.52 | 2 | 0
2015 | MISO_W_2_PJM_ROR | MISO_W | PJM_ROR | Internal | Summer | B6 | 300 | 773 | 0 | 43.98 | 44.99 | 2 | 0
2015 | MISO_W_2_PJM_ROR | MISO_W | PJM_ROR | Internal | Summer | B7 | 400 | 773 | 48.59 | 36.53 | 38.53 | 2 | 0
2015 | MISO_W_2_PJM_ROR | MISO_W | PJM_ROR | Internal | Summer | B8 | 500 | 773 | 773 | 34.56 | 36.57 | 2 | 0.01
2015 | MISO_W_2_PJM_ROR | MISO_W | PJM_ROR | Internal | Summer | B9 | 800 | 773 | 0 | 33.56 | 35.4 | 2 | 0
2015 | MISO_W_2_PJM_ROR | MISO_W | PJM_ROR | Internal | Summer | B10 | 1262 | 773 | 0 | 29.98 | 31.96 | 2 | 0
2015 | MISO_W_2_PJM_ROR | MISO_W | PJM_ROR | Internal | Winter | B16 | 25 | 773 | 773 | 48.67 | 50.68 | 2 | 0.01
2015 | MISO_W_2_PJM_ROR | MISO_W | PJM_ROR | Internal | Winter | B17 | 100 | 773 | 773 | 43.17 | 45.2 | 2 | 0.02
2015 | MISO_W_2_PJM_ROR | MISO_W | PJM_ROR | Internal | Winter | B18 | 400 | 773 | 175.83 | 38.96 | 40.96 | 2 | 0
2015 | MISO_W_2_PJM_ROR | MISO_W | PJM_ROR | Internal | Winter | B19 | 700 | 773 | 0 | 37.56 | 38.89 | 2 | 0
2015 | MISO_W_2_PJM_ROR | MISO_W | PJM_ROR | Internal | Winter | B20 | 935 | 773 | 0 | 32.2 | 34.15 | 2 | 0
2015 | MISO_W_2_SPP_N | MISO_W | SPP_N | Internal | Shoulder | B11 | 25 | 3200 | 402.92 | 47.93 | 54.93 | 7 | 0
2015 | MISO_W_2_SPP_N | MISO_W | SPP_N | Internal | Shoulder | B12 | 200 | 3200 | 0 | 40.63 | 40.64 | 7 | 0
2015 | MISO_W_2_SPP_N | MISO_W | SPP_N | Internal | Shoulder | B13 | 600 | 3200 | 0 | 37.96 | 39.06 | 7 | 0
2015 | MISO_W_2_SPP_N | MISO_W | SPP_N | Internal | Shoulder | B14 | 900 | 3200 | 0 | 35.91 | 38.93 | 7 | 0
2015 | MISO_W_2_SPP_N | MISO_W | SPP_N | Internal | Shoulder | B15 | 1203 | 3200 | 0 | 33.79 | 37.62 | 7 | 0
2015 | MISO_W_2_SPP_N | MISO_W | SPP_N | Internal | Summer | B1 | 10 | 3200 | 0 | 60.79 | 60.8 | 7 | 0
2015 | MISO_W_2_SPP_N | MISO_W | SPP_N | Internal | Summer | B2 | 25 | 3200 | 0 | 59.29 | 59.77 | 7 | 0
2015 | MISO_W_2_SPP_N | MISO_W | SPP_N | Internal | Summer | B3 | 75 | 3200 | 0 | 58.83 | 59.77 | 7 | 0
2015 | MISO_W_2_SPP_N | MISO_W | SPP_N | Internal | Summer | B4 | 100 | 3200 | 0 | 58.02 | 58.03 | 7 | 0
2015 | MISO_W_2_SPP_N | MISO_W | SPP_N | Internal | Summer | B5 | 200 | 3200 | 0 | 48.53 | 55.13 | 7 | 0
2015 | MISO_W_2_SPP_N | MISO_W | SPP_N | Internal | Summer | B6 | 300 | 3200 | 1205.31 | 43.98 | 50.98 | 7 | 0
2015 | MISO_W_2_SPP_N | MISO_W | SPP_N | Internal | Summer | B7 | 400 | 3200 | 722.41 | 36.53 | 43.53 | 7 | 0
2015 | MISO_W_2_SPP_N | MISO_W | SPP_N | Internal | Summer | B8 | 500 | 3200 | 0 | 34.56 | 37.98 | 7 | 0
2015 | MISO_W_2_SPP_N | MISO_W | SPP_N | Internal | Summer | B9 | 800 | 3200 | 0 | 33.56 | 36.35 | 7 | 0
2015 | MISO_W_2_SPP_N | MISO_W | SPP_N | Internal | Summer | B10 | 1262 | 3200 | 0 | 29.98 | 36.12 | 7 | 0
2015 | MISO_W_2_SPP_N | MISO_W | SPP_N | Internal | Winter | B16 | 25 | 3200 | 0 | 48.67 | 48.68 | 7 | 0
2015 | MISO_W_2_SPP_N | MISO_W | SPP_N | Internal | Winter | B17 | 100 | 3200 | 0 | 43.17 | 41.5 | 7 | 0
2015 | MISO_W_2_SPP_N | MISO_W | SPP_N | Internal | Winter | B18 | 400 | 3200 | 0 | 38.96 | 40.09 | 7 | 0
2015 | MISO_W_2_SPP_N | MISO_W | SPP_N | Internal | Winter | B19 | 700 | 3200 | 0 | 37.56 | 40.09 | 7 | 0
2015 | MISO_W_2_SPP_N | MISO_W | SPP_N | Internal | Winter | B20 | 935 | 3200 | 448.92 | 32.2 | 39.2 | 7 | 0
2015 | MISO_WUMS_2_MISO_MI | MISO_WUMS | MISO_MI | Internal | Shoulder | B11 | 25 | 929 | 0 | 47.94 | 47.93 | 0.01 | 0
2015 | MISO_WUMS_2_MISO_MI | MISO_WUMS | MISO_MI | Internal | Shoulder | B12 | 200 | 929 | 0 | 40.64 | 40.63 | 0.01 | 0
2015 | MISO_WUMS_2_MISO_MI | MISO_WUMS | MISO_MI | Internal | Shoulder | B13 | 600 | 929 | 0 | 37.97 | 37.96 | 0.01 | 0
2015 | MISO_WUMS_2_MISO_MI | MISO_WUMS | MISO_MI | Internal | Shoulder | B14 | 900 | 929 | 0 | 35.93 | 35.93 | 0.01 | 0
2015 | MISO_WUMS_2_MISO_MI | MISO_WUMS | MISO_MI | Internal | Shoulder | B15 | 1203 | 929 | 0 | 34.32 | 34.31 | 0.01 | 0
2015 | MISO_WUMS_2_MISO_MI | MISO_WUMS | MISO_MI | Internal | Summer | B1 | 10 | 929 | 0 | 60.8 | 59.43 | 0.01 | 0
2015 | MISO_WUMS_2_MISO_MI | MISO_WUMS | MISO_MI | Internal | Summer | B2 | 25 | 929 | 0 | 59.3 | 59.29 | 0.01 | 0
2015 | MISO_WUMS_2_MISO_MI | MISO_WUMS | MISO_MI | Internal | Summer | B3 | 75 | 929 | 0 | 58.84 | 54.01 | 0.01 | 0
2015 | MISO_WUMS_2_MISO_MI | MISO_WUMS | MISO_MI | Internal | Summer | B4 | 100 | 929 | 0 | 58.01 | 54.01 | 0.01 | 0
2015 | MISO_WUMS_2_MISO_MI | MISO_WUMS | MISO_MI | Internal | Summer | B5 | 200 | 929 | 0 | 48.52 | 48.51 | 0.01 | 0
2015 | MISO_WUMS_2_MISO_MI | MISO_WUMS | MISO_MI | Internal | Summer | B6 | 300 | 929 | 0 | 43.97 | 42.98 | 0.01 | 0
2015 | MISO_WUMS_2_MISO_MI | MISO_WUMS | MISO_MI | Internal | Summer | B7 | 400 | 929 | 0 | 36.54 | 36.53 | 0.01 | 0
2015 | MISO_WUMS_2_MISO_MI | MISO_WUMS | MISO_MI | Internal | Summer | B8 | 500 | 929 | 0 | 34.57 | 34.57 | 0.01 | 0
2015 | MISO_WUMS_2_MISO_MI | MISO_WUMS | MISO_MI | Internal | Summer | B9 | 800 | 929 | 0 | 33.55 | 33.53 | 0.01 | 0
2015 | MISO_WUMS_2_MISO_MI | MISO_WUMS | MISO_MI | Internal | Summer | B10 | 1262 | 929 | 0 | 32.58 | 32.57 | 0.01 | 0
2015 | MISO_WUMS_2_MISO_MI | MISO_WUMS | MISO_MI | Internal | Winter | B16 | 25 | 929 | 0 | 48.68 | 48.67 | 0.01 | 0
2015 | MISO_WUMS_2_MISO_MI | MISO_WUMS | MISO_MI | Internal | Winter | B17 | 100 | 929 | 0 | 43.18 | 43.18 | 0.01 | 0
2015 | MISO_WUMS_2_MISO_MI | MISO_WUMS | MISO_MI | Internal | Winter | B18 | 400 | 929 | 0 | 38.97 | 38.96 | 0.01 | 0
2015 | MISO_WUMS_2_MISO_MI | MISO_WUMS | MISO_MI | Internal | Winter | B19 | 700 | 929 | 0 | 37.55 | 36.9 | 0.01 | 0
2015 | MISO_WUMS_2_MISO_MI | MISO_WUMS | MISO_MI | Internal | Winter | B20 | 935 | 929 | 0 | 33.2 | 33.19 | 0.01 | 0
2015 | MISO_WUMS_2_MISO_W | MISO_WUMS | MISO_W | Internal | Shoulder | B11 | 25 | 1137 | 0 | 47.94 | 47.93 | 0.01 | 0
2015 | MISO_WUMS_2_MISO_W | MISO_WUMS | MISO_W | Internal | Shoulder | B12 | 200 | 1137 | 0 | 40.64 | 40.63 | 0.01 | 0
2015 | MISO_WUMS_2_MISO_W | MISO_WUMS | MISO_W | Internal | Shoulder | B13 | 600 | 1137 | 0 | 37.97 | 37.96 | 0.01 | 0
2015 | MISO_WUMS_2_MISO_W | MISO_WUMS | MISO_W | Internal | Shoulder | B14 | 900 | 1137 | 0 | 35.93 | 35.91 | 0.01 | 0
2015 | MISO_WUMS_2_MISO_W | MISO_WUMS | MISO_W | Internal | Shoulder | B15 | 1203 | 1137 | 0 | 34.32 | 33.79 | 0.01 | 0
2015 | MISO_WUMS_2_MISO_W | MISO_WUMS | MISO_W | Internal | Summer | B1 | 10 | 1137 | 0 | 60.8 | 60.79 | 0.01 | 0
2015 | MISO_WUMS_2_MISO_W | MISO_WUMS | MISO_W | Internal | Summer | B2 | 25 | 1137 | 0 | 59.3 | 59.29 | 0.01 | 0
2015 | MISO_WUMS_2_MISO_W | MISO_WUMS | MISO_W | Internal | Summer | B3 | 75 | 1137 | 0 | 58.84 | 58.83 | 0.01 | 0
2015 | MISO_WUMS_2_MISO_W | MISO_WUMS | MISO_W | Internal | Summer | B4 | 100 | 1137 | 46.42 | 58.01 | 58.02 | 0.01 | 0
2015 | MISO_WUMS_2_MISO_W | MISO_WUMS | MISO_W | Internal | Summer | B5 | 200 | 1137 | 173.15 | 48.52 | 48.53 | 0.01 | 0
2015 | MISO_WUMS_2_MISO_W | MISO_WUMS | MISO_W | Internal | Summer | B6 | 300 | 1137 | 1117.47 | 43.97 | 43.98 | 0.01 | 0
2015 | MISO_WUMS_2_MISO_W | MISO_WUMS | MISO_W | Internal | Summer | B7 | 400 | 1137 | 0 | 36.54 | 36.53 | 0.01 | 0
2015 | MISO_WUMS_2_MISO_W | MISO_WUMS | MISO_W | Internal | Summer | B8 | 500 | 1137 | 0 | 34.57 | 34.56 | 0.01 | 0
2015 | MISO_WUMS_2_MISO_W | MISO_WUMS | MISO_W | Internal | Summer | B9 | 800 | 1137 | 2.12 | 33.55 | 33.56 | 0.01 | 0
2015 | MISO_WUMS_2_MISO_W | MISO_WUMS | MISO_W | Internal | Summer | B10 | 1262 | 1137 | 0 | 32.58 | 29.98 | 0.01 | 0
2015 | MISO_WUMS_2_MISO_W | MISO_WUMS | MISO_W | Internal | Winter | B16 | 25 | 1137 | 0 | 48.68 | 48.67 | 0.01 | 0
2015 | MISO_WUMS_2_MISO_W | MISO_WUMS | MISO_W | Internal | Winter | B17 | 100 | 1137 | 0 | 43.18 | 43.17 | 0.01 | 0
2015 | MISO_WUMS_2_MISO_W | MISO_WUMS | MISO_W | Internal | Winter | B18 | 400 | 1137 | 0 | 38.97 | 38.96 | 0.01 | 0
2015 | MISO_WUMS_2_MISO_W | MISO_WUMS | MISO_W | Internal | Winter | B19 | 700 | 1137 | 662.03 | 37.55 | 37.56 | 0.01 | 0
2015 | MISO_WUMS_2_MISO_W | MISO_WUMS | MISO_W | Internal | Winter | B20 | 935 | 1137 | 0 | 33.2 | 32.2 | 0.01 | 0
2015 | MISO_WUMS_2_PJM_ROR | MISO_WUMS | PJM_ROR | Internal | Shoulder | B11 | 25 | 1600 | 0 | 47.94 | 48.26 | 2 | 0
2015 | MISO_WUMS_2_PJM_ROR | MISO_WUMS | PJM_ROR | Internal | Shoulder | B12 | 200 | 1600 | 0 | 40.64 | 42.63 | 2 | 0
2015 | MISO_WUMS_2_PJM_ROR | MISO_WUMS | PJM_ROR | Internal | Shoulder | B13 | 600 | 1600 | 0 | 37.97 | 39.96 | 2 | 0
2015 | MISO_WUMS_2_PJM_ROR | MISO_WUMS | PJM_ROR | Internal | Shoulder | B14 | 900 | 1600 | 0 | 35.93 | 37.91 | 2 | 0
2015 | MISO_WUMS_2_PJM_ROR | MISO_WUMS | PJM_ROR | Internal | Shoulder | B15 | 1203 | 1600 | 0 | 34.32 | 35.25 | 2 | 0
2015 | MISO_WUMS_2_PJM_ROR | MISO_WUMS | PJM_ROR | Internal | Summer | B1 | 10 | 1600 | 1588.19 | 60.8 | 62.8 | 2 | 0
2015 | MISO_WUMS_2_PJM_ROR | MISO_WUMS | PJM_ROR | Internal | Summer | B2 | 25 | 1600 | 0 | 59.3 | 61.29 | 2 | 0
2015 | MISO_WUMS_2_PJM_ROR | MISO_WUMS | PJM_ROR | Internal | Summer | B3 | 75 | 1600 | 0 | 58.84 | 58.29 | 2 | 0
2015 | MISO_WUMS_2_PJM_ROR | MISO_WUMS | PJM_ROR | Internal | Summer | B4 | 100 | 1600 | 0 | 58.01 | 57.57 | 2 | 0
2015 | MISO_WUMS_2_PJM_ROR | MISO_WUMS | PJM_ROR | Internal | Summer | B5 | 200 | 1600 | 208.08 | 48.52 | 50.52 | 2 | 0
2015 | MISO_WUMS_2_PJM_ROR | MISO_WUMS | PJM_ROR | Internal | Summer | B6 | 300 | 1600 | 0 | 43.97 | 44.99 | 2 | 0
2015 | MISO_WUMS_2_PJM_ROR | MISO_WUMS | PJM_ROR | Internal | Summer | B7 | 400 | 1600 | 0 | 36.54 | 38.53 | 2 | 0
2015 | MISO_WUMS_2_PJM_ROR | MISO_WUMS | PJM_ROR | Internal | Summer | B8 | 500 | 1600 | 25.34 | 34.57 | 36.57 | 2 | 0
2015 | MISO_WUMS_2_PJM_ROR | MISO_WUMS | PJM_ROR | Internal | Summer | B9 | 800 | 1600 | 0 | 33.55 | 35.4 | 2 | 0
2015 | MISO_WUMS_2_PJM_ROR | MISO_WUMS | PJM_ROR | Internal | Summer | B10 | 1262 | 1600 | 0 | 32.58 | 31.96 | 2 | 0
2015 | MISO_WUMS_2_PJM_ROR | MISO_WUMS | PJM_ROR | Internal | Winter | B16 | 25 | 1600 | 1244.95 | 48.68 | 50.68 | 2 | 0
2015 | MISO_WUMS_2_PJM_ROR | MISO_WUMS | PJM_ROR | Internal | Winter | B17 | 100 | 1600 | 1600 | 43.18 | 45.2 | 2 | 0.01
2015 | MISO_WUMS_2_PJM_ROR | MISO_WUMS | PJM_ROR | Internal | Winter | B18 | 400 | 1600 | 0 | 38.97 | 40.96 | 2 | 0
2015 | MISO_WUMS_2_PJM_ROR | MISO_WUMS | PJM_ROR | Internal | Winter | B19 | 700 | 1600 | 0 | 37.55 | 38.89 | 2 | 0
2015 | MISO_WUMS_2_PJM_ROR | MISO_WUMS | PJM_ROR | Internal | Winter | B20 | 935 | 1600 | 0 | 33.2 | 34.15 | 2 | 0
2015 | NE_2_MISO_W | NE | MISO_W | Internal | Shoulder | B11 | 25 | 1600 | 0 | 54.91 | 47.93 | 5 | 0
2015 | NE_2_MISO_W | NE | MISO_W | Internal | Shoulder | B12 | 200 | 1600 | 0 | 40.63 | 40.63 | 5 | 0
2015 | NE_2_MISO_W | NE | MISO_W | Internal | Shoulder | B13 | 600 | 1600 | 0 | 39.05 | 37.96 | 5 | 0
2015 | NE_2_MISO_W | NE | MISO_W | Internal | Shoulder | B14 | 900 | 1600 | 0 | 38.91 | 35.91 | 5 | 0
2015 | NE_2_MISO_W | NE | MISO_W | Internal | Shoulder | B15 | 1203 | 1600 | 0 | 37.6 | 33.79 | 5 | 0
2015 | NE_2_MISO_W | NE | MISO_W | Internal | Summer | B1 | 10 | 1600 | 0 | 60.79 | 60.79 | 5 | 0
2015 | NE_2_MISO_W | NE | MISO_W | Internal | Summer | B2 | 25 | 1600 | 0 | 59.76 | 59.29 | 5 | 0
2015 | NE_2_MISO_W | NE | MISO_W | Internal | Summer | B3 | 75 | 1600 | 0 | 59.76 | 58.83 | 5 | 0
2015 | NE_2_MISO_W | NE | MISO_W | Internal | Summer | B4 | 100 | 1600 | 0 | 58.02 | 58.02 | 5 | 0
2015 | NE_2_MISO_W | NE | MISO_W | Internal | Summer | B5 | 200 | 1600 | 0 | 55.12 | 48.53 | 5 | 0
2015 | NE_2_MISO_W | NE | MISO_W | Internal | Summer | B6 | 300 | 1600 | 0 | 50.97 | 43.98 | 5 | 0
2015 | NE_2_MISO_W | NE | MISO_W | Internal | Summer | B7 | 400 | 1600 | 0 | 43.52 | 36.53 | 5 | 0
2015 | NE_2_MISO_W | NE | MISO_W | Internal | Summer | B8 | 500 | 1600 | 0 | 37.24 | 34.56 | 5 | 0
2015 | NE_2_MISO_W | NE | MISO_W | Internal | Summer | B9 | 800 | 1600 | 0 | 36.34 | 33.56 | 5 | 0
2015 | NE_2_MISO_W | NE | MISO_W | Internal | Summer | B10 | 1262 | 1600 | 0 | 36.11 | 29.98 | 5 | 0
2015 | NE_2_MISO_W | NE | MISO_W | Internal | Winter | B16 | 25 | 1600 | 0 | 48.67 | 48.67 | 5 | 0
2015 | NE_2_MISO_W | NE | MISO_W | Internal | Winter | B17 | 100 | 1600 | 0 | 41.48 | 43.17 | 5 | 0
2015 | NE_2_MISO_W | NE | MISO_W | Internal | Winter | B18 | 400 | 1600 | 0 | 40.08 | 38.96 | 5 | 0
2015 | NE_2_MISO_W | NE | MISO_W | Internal | Winter | B19 | 700 | 1600 | 0 | 40.08 | 37.56 | 5 | 0
2015 | NE_2_MISO_W | NE | MISO_W | Internal | Winter | B20 | 935 | 1600 | 0 | 39.18 | 32.2 | 5 | 0
2015 | NE_2_SPP_N | NE | SPP_N | Internal | Shoulder | B11 | 25 | 3001 | 2127.99 | 54.91 | 54.93 | 0.01 | 0
2015 | NE_2_SPP_N | NE | SPP_N | Internal | Shoulder | B12 | 200 | 3001 | 1037.47 | 40.63 | 40.64 | 0.01 | 0
2015 | NE_2_SPP_N | NE | SPP_N | Internal | Shoulder | B13 | 600 | 3001 | 1928.15 | 39.05 | 39.06 | 0.01 | 0
2015 | NE_2_SPP_N | NE | SPP_N | Internal | Shoulder | B14 | 900 | 3001 | 853.69 | 38.91 | 38.93 | 0.01 | 0
2015 | NE_2_SPP_N | NE | SPP_N | Internal | Shoulder | B15 | 1203 | 3001 | 852 | 37.6 | 37.62 | 0.01 | 0
2015 | NE_2_SPP_N | NE | SPP_N | Internal | Summer | B1 | 10 | 3001 | 2991.38 | 60.79 | 60.8 | 0.01 | 0
2015 | NE_2_SPP_N | NE | SPP_N | Internal | Summer | B2 | 25 | 3001 | 2851.47 | 59.76 | 59.77 | 0.01 | 0
2015 | NE_2_SPP_N | NE | SPP_N | Internal | Summer | B3 | 75 | 3001 | 2164.71 | 59.76 | 59.77 | 0.01 | 0
2015 | NE_2_SPP_N | NE | SPP_N | Internal | Summer | B4 | 100 | 3001 | 1424.98 | 58.02 | 58.03 | 0.01 | 0
2015 | NE_2_SPP_N | NE | SPP_N | Internal | Summer | B5 | 200 | 3001 | 2296.87 | 55.12 | 55.13 | 0.01 | 0
2015 | NE_2_SPP_N | NE | SPP_N | Internal | Summer | B6 | 300 | 3001 | 2690.09 | 50.97 | 50.98 | 0.01 | 0
2015 | NE_2_SPP_N | NE | SPP_N | Internal | Summer | B7 | 400 | 3001 | 2799.12 | 43.52 | 43.53 | 0.01 | 0
2015 | NE_2_SPP_N | NE | SPP_N | Internal | Summer | B8 | 500 | 3001 | 3001 | 37.24 | 37.98 | 0.01 | 0.73
2015 | NE_2_SPP_N | NE | SPP_N | Internal | Summer | B9 | 800 | 3001 | 2201.72 | 36.34 | 36.35 | 0.01 | 0
2015 | NE_2_SPP_N | NE | SPP_N | Internal | Summer | B10 | 1262 | 3001 | 2676.66 | 36.11 | 36.12 | 0.01 | 0
2015 | NE_2_SPP_N | NE | SPP_N | Internal | Winter | B16 | 25 | 3001 | 2467.66 | 48.67 | 48.68 | 0.01 | 0
2015 | NE_2_SPP_N | NE | SPP_N | Internal | Winter | B17 | 100 | 3001 | 1508.26 | 41.48 | 41.5 | 0.01 | 0
2015 | NE_2_SPP_N | NE | SPP_N | Internal | Winter | B18 | 400 | 3001 | 2537.71 | 40.08 | 40.09 | 0.01 | 0
2015 | NE_2_SPP_N | NE | SPP_N | Internal | Winter | B19 | 700 | 3001 | 1572.52 | 40.08 | 40.09 | 0.01 | 0
2015 | NE_2_SPP_N | NE | SPP_N | Internal | Winter | B20 | 935 | 3001 | 2436.02 | 39.18 | 39.2 | 0.01 | 0
2015 | NEISO_2_NYISO_A-F | NEISO | NYISO_A-F | Internal | Shoulder | B11 | 25 | 600 | 600 | 36.9 | 40.13 | 3 | 0.23
2015 | NEISO_2_NYISO_A-F | NEISO | NYISO_A-F | Internal | Shoulder | B12 | 200 | 600 | 411.1 | 36.9 | 39.9 | 3 | 0
2015 | NEISO_2_NYISO_A-F | NEISO | NYISO_A-F | Internal | Shoulder | B13 | 600 | 600 | 0 | 36.9 | 39.87 | 3 | 0
2015 | NEISO_2_NYISO_A-F | NEISO | NYISO_A-F | Internal | Shoulder | B14 | 900 | 600 | 0 | 36.9 | 38.01 | 3 | 0
2015 | NEISO_2_NYISO_A-F | NEISO | NYISO_A-F | Internal | Shoulder | B15 | 1203 | 600 | 0 | 36.9 | 38.01 | 3 | 0
2015 | NEISO_2_NYISO_A-F | NEISO | NYISO_A-F | Internal | Summer | B1 | 10 | 600 | 0 | 65.84 | 54.81 | 3 | 0
2015 | NEISO_2_NYISO_A-F | NEISO | NYISO_A-F | Internal | Summer | B2 | 25 | 600 | 0 | 55.92 | 52.92 | 3 | 0
2015 | NEISO_2_NYISO_A-F | NEISO | NYISO_A-F | Internal | Summer | B3 | 75 | 600 | 0 | 47.98 | 50.3 | 3 | 0
2015 | NEISO_2_NYISO_A-F | NEISO | NYISO_A-F | Internal | Summer | B4 | 100 | 600 | 454.12 | 42.07 | 45.07 | 3 | 0
2015 | NEISO_2_NYISO_A-F | NEISO | NYISO_A-F | Internal | Summer | B5 | 200 | 600 | 600 | 34.2 | 42.53 | 3 | 5.33
2015 | NEISO_2_NYISO_A-F | NEISO | NYISO_A-F | Internal | Summer | B6 | 300 | 600 | 600 | 34.2 | 42.33 | 3 | 5.13
2015 | NEISO_2_NYISO_A-F | NEISO | NYISO_A-F | Internal | Summer | B7 | 400 | 600 | 600 | 34.2 | 37.27 | 3 | 0.07
2015 | NEISO_2_NYISO_A-F | NEISO | NYISO_A-F | Internal | Summer | B8 | 500 | 600 | 0 | 34.2 | 37.19 | 3 | 0
2015 | NEISO_2_NYISO_A-F | NEISO | NYISO_A-F | Internal | Summer | B9 | 800 | 600 | 0 | 34.2 | 37.18 | 3 | 0
2015 | NEISO_2_NYISO_A-F | NEISO | NYISO_A-F | Internal | Summer | B10 | 1262 | 600 | 0 | 34.2 | 37.18 | 3 | 0
2015 | NEISO_2_NYISO_A-F | NEISO | NYISO_A-F | Internal | Winter | B16 | 25 | 600 | 0 | 45.29 | 45.52 | 3 | 0
2015 | NEISO_2_NYISO_A-F | NEISO | NYISO_A-F | Internal | Winter | B17 | 100 | 600 | 0 | 45.29 | 42.55 | 3 | 0
2015 | NEISO_2_NYISO_A-F | NEISO | NYISO_A-F | Internal | Winter | B18 | 400 | 600 | 0 | 45.29 | 42.55 | 3 | 0
2015 | NEISO_2_NYISO_A-F | NEISO | NYISO_A-F | Internal | Winter | B19 | 700 | 600 | 0 | 45.29 | 42.55 | 3 | 0
2015 | NEISO_2_NYISO_A-F | NEISO | NYISO_A-F | Internal | Winter | B20 | 935 | 600 | 0 | 45.29 | 42.55 | 3 | 0
2015 | NEISO_2_NYISO_G-I | NEISO | NYISO_G-I | Internal | Shoulder | B11 | 25 | 600 | 600 | 36.9 | 40.26 | 3 | 0.37
2015 | NEISO_2_NYISO_G-I | NEISO | NYISO_G-I | Internal | Shoulder | B12 | 200 | 600 | 600 | 36.9 | 39.91 | 3 | 0.01
2015 | NEISO_2_NYISO_G-I | NEISO | NYISO_G-I | Internal | Shoulder | B13 | 600 | 600 | 0 | 36.9 | 39.89 | 3 | 0
2015 | NEISO_2_NYISO_G-I | NEISO | NYISO_G-I | Internal | Shoulder | B14 | 900 | 600 | 0 | 36.9 | 38.02 | 3 | 0
2015 | NEISO_2_NYISO_G-I | NEISO | NYISO_G-I | Internal | Shoulder | B15 | 1203 | 600 | 0 | 36.9 | 38.02 | 3 | 0
2015 | NEISO_2_NYISO_G-I | NEISO | NYISO_G-I | Internal | Summer | B1 | 10 | 600 | 0 | 65.84 | 68.82 | 3 | 0
2015 | NEISO_2_NYISO_G-I | NEISO | NYISO_G-I | Internal | Summer | B2 | 25 | 600 | 0 | 55.92 | 58.9 | 3 | 0
2015 | NEISO_2_NYISO_G-I | NEISO | NYISO_G-I | Internal | Summer | B3 | 75 | 600 | 0 | 47.98 | 50.31 | 3 | 0
2015 | NEISO_2_NYISO_G-I | NEISO | NYISO_G-I | Internal | Summer | B4 | 100 | 600 | 600 | 42.07 | 49.5 | 3 | 4.42
2015 | NEISO_2_NYISO_G-I | NEISO | NYISO_G-I | Internal | Summer | B5 | 200 | 600 | 600 | 34.2 | 49.5 | 3 | 12.29
2015 | NEISO_2_NYISO_G-I | NEISO | NYISO_G-I | Internal | Summer | B6 | 300 | 600 | 600 | 34.2 | 42.34 | 3 | 5.14
2015 | NEISO_2_NYISO_G-I | NEISO | NYISO_G-I | Internal | Summer | B7 | 400 | 600 | 600 | 34.2 | 37.28 | 3 | 0.08
2015 | NEISO_2_NYISO_G-I | NEISO | NYISO_G-I | Internal | Summer | B8 | 500 | 600 | 543.55 | 34.2 | 37.2 | 3 | 0
2015 | NEISO_2_NYISO_G-I | NEISO | NYISO_G-I | Internal | Summer | B9 | 800 | 600 | 0 | 34.2 | 37.19 | 3 | 0
2015 | NEISO_2_NYISO_G-I | NEISO | NYISO_G-I | Internal | Summer | B10 | 1262 | 600 | 0 | 34.2 | 37.19 | 3 | 0
2015 | NEISO_2_NYISO_G-I | NEISO | NYISO_G-I | Internal | Winter | B16 | 25 | 600 | 600 | 45.29 | 51.19 | 3 | 2.9
2015 | NEISO_2_NYISO_G-I | NEISO | NYISO_G-I | Internal | Winter | B17 | 100 | 600 | 126.17 | 45.29 | 48.29 | 3 | 0
2015 | NEISO_2_NYISO_G-I | NEISO | NYISO_G-I | Internal | Winter | B18 | 400 | 600 | 0 | 45.29 | 48.28 | 3 | 0
2015 | NEISO_2_NYISO_G-I | NEISO | NYISO_G-I | Internal | Winter | B19 | 700 | 600 | 0 | 45.29 | 48.13 | 3 | 0
2015 | NEISO_2_NYISO_G-I | NEISO | NYISO_G-I | Internal | Winter | B20 | 935 | 600 | 0 | 45.29 | 44.31 | 3 | 0
2015 | NEISO_2_NYISO_J-K | NEISO | NYISO_J-K | Internal | Shoulder | B11 | 25 | 500 | 500 | 36.9 | 40.28 | 3 | 0.38
2015 | NEISO_2_NYISO_J-K | NEISO | NYISO_J-K | Internal | Shoulder | B12 | 200 | 500 | 500 | 36.9 | 39.92 | 3 | 0.02
2015 | NEISO_2_NYISO_J-K | NEISO | NYISO_J-K | Internal | Shoulder | B13 | 600 | 500 | 408.22 | 36.9 | 39.9 | 3 | 0
2015 | NEISO_2_NYISO_J-K | NEISO | NYISO_J-K | Internal | Shoulder | B14 | 900 | 500 | 0 | 36.9 | 38.04 | 3 | 0
2015 | NEISO_2_NYISO_J-K | NEISO | NYISO_J-K | Internal | Shoulder | B15 | 1203 | 500 | 0 | 36.9 | 38.04 | 3 | 0
2015 | NEISO_2_NYISO_J-K | NEISO | NYISO_J-K | Internal | Summer | B1 | 10 | 500 | 106.13 | 65.84 | 68.84 | 3 | 0
2015 | NEISO_2_NYISO_J-K | NEISO | NYISO_J-K | Internal | Summer | B2 | 25 | 500 | 118.17 | 55.92 | 58.92 | 3 | 0
2015 | NEISO_2_NYISO_J-K | NEISO | NYISO_J-K | Internal | Summer | B3 | 75 | 500 | 0 | 47.98 | 50.33 | 3 | 0
2015 | NEISO_2_NYISO_J-K | NEISO | NYISO_J-K | Internal | Summer | B4 | 100 | 500 | 500 | 42.07 | 49.51 | 3 | 4.43
2015 | NEISO_2_NYISO_J-K | NEISO | NYISO_J-K | Internal | Summer | B5 | 200 | 500 | 500 | 34.2 | 49.51 | 3 | 12.31
2015 | NEISO_2_NYISO_J-K | NEISO | NYISO_J-K | Internal | Summer | B6 | 300 | 500 | 500 | 34.2 | 42.35 | 3 | 5.15
2015 | NEISO_2_NYISO_J-K | NEISO | NYISO_J-K | Internal | Summer | B7 | 400 | 500 | 500 | 34.2 | 37.29 | 3 | 0.09
2015 | NEISO_2_NYISO_J-K | NEISO | NYISO_J-K | Internal | Summer | B8 | 500 | 500 | 500 | 34.2 | 37.21 | 3 | 0.01
2015 | NEISO_2_NYISO_J-K | NEISO | NYISO_J-K | Internal | Summer | B9 | 800 | 500 | 192.53 | 34.2 | 37.2 | 3 | 0
2015 | NEISO_2_NYISO_J-K | NEISO | NYISO_J-K | Internal | Summer | B10 | 1262 | 500 | 92.41 | 34.2 | 37.2 | 3 | 0
2015 | NEISO_2_NYISO_J-K | NEISO | NYISO_J-K | Internal | Winter | B16 | 25 | 500 | 500 | 45.29 | 51.21 | 3 | 2.91
2015 | NEISO_2_NYISO_J-K | NEISO | NYISO_J-K | Internal | Winter | B17 | 100 | 500 | 500 | 45.29 | 48.3 | 3 | 0.01
2015 | NEISO_2_NYISO_J-K | NEISO | NYISO_J-K | Internal | Winter | B18 | 400 | 500 | 465.66 | 45.29 | 48.29 | 3 | 0
2015 | NEISO_2_NYISO_J-K | NEISO | NYISO_J-K | Internal | Winter | B19 | 700 | 500 | 0 | 45.29 | 48.14 | 3 | 0
2015 | NEISO_2_NYISO_J-K | NEISO | NYISO_J-K | Internal | Winter | B20 | 935 | 500 | 0 | 45.29 | 44.32 | 3 | 0
2015 | NonRTO_Midwest_2_TVA_Transmission | NonRTO_Midwest | TVA_Transmission | Internal | Shoulder | B11 | 25 | 2400 | 0 | 55.94 | 54.26 | 8 | 0
2015 | NonRTO_Midwest_2_TVA_Transmission | NonRTO_Midwest | TVA_Transmission | Internal | Shoulder | B12 | 200 | 2400 | 0 | 48.64 | 44.39 | 8 | 0
2015 | NonRTO_Midwest_2_TVA_Transmission | NonRTO_Midwest | TVA_Transmission | Internal | Shoulder | B13 | 600 | 2400 | 0 | 45.66 | 42.37 | 8 | 0
2015 | NonRTO_Midwest_2_TVA_Transmission | NonRTO_Midwest | TVA_Transmission | Internal | Shoulder | B14 | 900 | 2400 | 0 | 35.9 | 40.93 | 8 | 0
2015 | NonRTO_Midwest_2_TVA_Transmission | NonRTO_Midwest | TVA_Transmission | Internal | Shoulder | B15 | 1203 | 2400 | 0 | 32.85 | 39.9 | 8 | 0
2015 | NonRTO_Midwest_2_TVA_Transmission | NonRTO_Midwest | TVA_Transmission | Internal | Summer | B1 | 10 | 2400 | 0 | 65.02 | 68.8 | 8 | 0
2015 | NonRTO_Midwest_2_TVA_Transmission | NonRTO_Midwest | TVA_Transmission | Internal | Summer | B2 | 25 | 2400 | 0 | 65.02 | 67.29 | 8 | 0
2015 | NonRTO_Midwest_2_TVA_Transmission | NonRTO_Midwest | TVA_Transmission | Internal | Summer | B3 | 75 | 2400 | 0 | 65.02 | 64.29 | 8 | 0
2015 | NonRTO_Midwest_2_TVA_Transmission | NonRTO_Midwest | TVA_Transmission | Internal | Summer | B4 | 100 | 2400 | 0 | 63.58 | 63.57 | 8 | 0
2015 | NonRTO_Midwest_2_TVA_Transmission | NonRTO_Midwest | TVA_Transmission | Internal | Summer | B5 | 200 | 2400 | 0 | 56.52 | 54.85 | 8 | 0
2015 | NonRTO_Midwest_2_TVA_Transmission | NonRTO_Midwest | TVA_Transmission | Internal | Summer | B6 | 300 | 2400 | 0 | 50.99 | 47.86 | 8 | 0
2015 | NonRTO_Midwest_2_TVA_Transmission | NonRTO_Midwest | TVA_Transmission | Internal | Summer | B7 | 400 | 2400 | 0 | 36.02 | 43.24 | 8 | 0
2015 | NonRTO_Midwest_2_TVA_Transmission | NonRTO_Midwest | TVA_Transmission | Internal | Summer | B8 | 500 | 2400 | 0 | 34.43 | 39.7 | 8 | 0
2015 | NonRTO_Midwest_2_TVA_Transmission | NonRTO_Midwest | TVA_Transmission | Internal | Summer | B9 | 800 | 2400 | 0 | 32.85 | 39.06 | 8 | 0
2015 | NonRTO_Midwest_2_TVA_Transmission | NonRTO_Midwest | TVA_Transmission | Internal | Summer | B10 | 1262 | 2400 | 0 | 32 | 36.42 | 8 | 0
2015 | NonRTO_Midwest_2_TVA_Transmission | NonRTO_Midwest | TVA_Transmission | Internal | Winter | B16 | 25 | 2400 | 0 | 56.69 | 56.68 | 8 | 0
2015 | NonRTO_Midwest_2_TVA_Transmission | NonRTO_Midwest | TVA_Transmission | Internal | Winter | B17 | 100 | 2400 | 0 | 51.2 | 46.84 | 8 | 0
2015 | NonRTO_Midwest_2_TVA_Transmission | NonRTO_Midwest | TVA_Transmission | Internal | Winter | B18 | 400 | 2400 | 0 | 46.96 | 43.24 | 8 | 0
2015 | NonRTO_Midwest_2_TVA_Transmission | NonRTO_Midwest | TVA_Transmission | Internal | Winter | B19 | 700 | 2400 | 0 | 36.14 | 41.26 | 8 | 0
2015 | NonRTO_Midwest_2_TVA_Transmission | NonRTO_Midwest | TVA_Transmission | Internal | Winter | B20 | 935 | 2400 | 0 | 32.93 | 39.57 | 8 | 0
2015 | NYISO_A-F_2_IESO | NYISO_A-F | IESO | Internal | Shoulder | B11 | 25 | 1600 | 0 | 40.13 | 33.13 | 7 | 0
2015 | NYISO_A-F_2_IESO | NYISO_A-F | IESO | Internal | Shoulder | B12 | 200 | 1600 | 0 | 39.9 | 32.9 | 7 | 0
2015 | NYISO_A-F_2_IESO | NYISO_A-F | IESO | Internal | Shoulder | B13 | 600 | 1600 | 0 | 39.87 | 30.84 | 7 | 0
2015 | NYISO_A-F_2_IESO | NYISO_A-F | IESO | Internal | Shoulder | B14 | 900 | 1600 | 0 | 38.01 | 30.84 | 7 | 0
2015 | NYISO_A-F_2_IESO | NYISO_A-F | IESO | Internal | Shoulder | B15 | 1203 | 1600 | 0 | 38.01 | 30.84 | 7 | 0
2015 | NYISO_A-F_2_IESO | NYISO_A-F | IESO | Internal | Summer | B1 | 10 | 1600 | 0 | 54.81 | 47.81 | 7 | 0
2015 | NYISO_A-F_2_IESO | NYISO_A-F | IESO | Internal | Summer | B2 | 25 | 1600 | 0 | 52.92 | 45.92 | 7 | 0
2015 | NYISO_A-F_2_IESO | NYISO_A-F | IESO | Internal | Summer | B3 | 75 | 1600 | 0 | 50.3 | 43.3 | 7 | 0
2015 | NYISO_A-F_2_IESO | NYISO_A-F | IESO | Internal | Summer | B4 | 100 | 1600 | 0 | 45.07 | 38.07 | 7 | 0
2015 | NYISO_A-F_2_IESO | NYISO_A-F | IESO | Internal | Summer | B5 | 200 | 1600 | 0 | 42.53 | 35.53 | 7 | 0
2015 | NYISO_A-F_2_IESO | NYISO_A-F | IESO | Internal | Summer | B6 | 300 | 1600 | 0 | 42.33 | 35.33 | 7 | 0
2015 | NYISO_A-F_2_IESO | NYISO_A-F | IESO | Internal | Summer | B7 | 400 | 1600 | 0 | 37.27 | 29.53 | 7 | 0
2015 | NYISO_A-F_2_IESO | NYISO_A-F | IESO | Internal | Summer | B8 | 500 | 1600 | 0 | 37.19 | 29.52 | 7 | 0
2015 | NYISO_A-F_2_IESO | NYISO_A-F | IESO | Internal | Summer | B9 | 800 | 1600 | 0 | 37.18 | 29.52 | 7 | 0
2015 | NYISO_A-F_2_IESO | NYISO_A-F | IESO | Internal | Summer | B10 | 1262 | 1600 | 0 | 37.18 | 29.52 | 7 | 0
2015 | NYISO_A-F_2_IESO | NYISO_A-F | IESO | Internal | Winter | B16 | 25 | 1600 | 0 | 45.52 | 38.52 | 7 | 0
2015 | NYISO_A-F_2_IESO | NYISO_A-F | IESO | Internal | Winter | B17 | 100 | 1600 | 0 | 42.55 | 35.55 | 7 | 0
2015 | NYISO_A-F_2_IESO | NYISO_A-F | IESO | Internal | Winter | B18 | 400 | 1600 | 0 | 42.55 | 35.55 | 7 | 0
2015 | NYISO_A-F_2_IESO | NYISO_A-F | IESO | Internal | Winter | B19 | 700 | 1600 | 0 | 42.55 | 35.55 | 7 | 0
2015 | NYISO_A-F_2_IESO | NYISO_A-F | IESO | Internal | Winter | B20 | 935 | 1600 | 0 | 42.55 | 35.55 | 7 | 0
2015 | NYISO_A-F_2_NEISO | NYISO_A-F | NEISO | Internal | Shoulder | B11 | 25 | 600 | 0 | 40.13 | 36.9 | 3 | 0
2015 | NYISO_A-F_2_NEISO | NYISO_A-F | NEISO | Internal | Shoulder | B12 | 200 | 600 | 0 | 39.9 | 36.9 | 3 | 0
2015 | NYISO_A-F_2_NEISO | NYISO_A-F | NEISO | Internal | Shoulder | B13 | 600 | 600 | 0 | 39.87 | 36.9 | 3 | 0
2015 | NYISO_A-F_2_NEISO | NYISO_A-F | NEISO | Internal | Shoulder | B14 | 900 | 600 | 0 | 38.01 | 36.9 | 3 | 0
2015 | NYISO_A-F_2_NEISO | NYISO_A-F | NEISO | Internal | Shoulder | B15 | 1203 | 600 | 0 | 38.01 | 36.9 | 3 | 0
2015 | NYISO_A-F_2_NEISO | NYISO_A-F | NEISO | Internal | Summer | B1 | 10 | 600 | 600 | 54.81 | 65.84 | 3 | 8.02
2015 | NYISO_A-F_2_NEISO | NYISO_A-F | NEISO | Internal | Summer | B2 | 25 | 600 | 100.37 | 52.92 | 55.92 | 3 | 0
2015 | NYISO_A-F_2_NEISO | NYISO_A-F | NEISO | Internal | Summer | B3 | 75 | 600 | 0 | 50.3 | 47.98 | 3 | 0
2015 | NYISO_A-F_2_NEISO | NYISO_A-F | NEISO | Internal | Summer | B4 | 100 | 600 | 0 | 45.07 | 42.07 | 3 | 0
2015 | NYISO_A-F_2_NEISO | NYISO_A-F | NEISO | Internal | Summer | B5 | 200 | 600 | 0 | 42.53 | 34.2 | 3 | 0
2015 | NYISO_A-F_2_NEISO | NYISO_A-F | NEISO | Internal | Summer | B6 | 300 | 600 | 0 | 42.33 | 34.2 | 3 | 0
2015 | NYISO_A-F_2_NEISO | NYISO_A-F | NEISO | Internal | Summer | B7 | 400 | 600 | 0 | 37.27 | 34.2 | 3 | 0
2015 | NYISO_A-F_2_NEISO | NYISO_A-F | NEISO | Internal | Summer | B8 | 500 | 600 | 0 | 37.19 | 34.2 | 3 | 0
2015 | NYISO_A-F_2_NEISO | NYISO_A-F | NEISO | Internal | Summer | B9 | 800 | 600 | 0 | 37.18 | 34.2 | 3 | 0
2015 | NYISO_A-F_2_NEISO | NYISO_A-F | NEISO | Internal | Summer | B10 | 1262 | 600 | 0 | 37.18 | 34.2 | 3 | 0
2015 | NYISO_A-F_2_NEISO | NYISO_A-F | NEISO | Internal | Winter | B16 | 25 | 600 | 0 | 45.52 | 45.29 | 3 | 0
2015 | NYISO_A-F_2_NEISO | NYISO_A-F | NEISO | Internal | Winter | B17 | 100 | 600 | 0 | 42.55 | 45.29 | 3 | 0
2015 | NYISO_A-F_2_NEISO | NYISO_A-F | NEISO | Internal | Winter | B18 | 400 | 600 | 0 | 42.55 | 45.29 | 3 | 0
2015 | NYISO_A-F_2_NEISO | NYISO_A-F | NEISO | Internal | Winter | B19 | 700 | 600 | 0 | 42.55 | 45.29 | 3 | 0
2015 | NYISO_A-F_2_NEISO | NYISO_A-F | NEISO | Internal | Winter | B20 | 935 | 600 | 0 | 42.55 | 45.29 | 3 | 0
2015 | NYISO_A-F_2_NYISO_G-I | NYISO_A-F | NYISO_G-I | Internal | Shoulder | B11 | 25 | 4757 | 4757 | 40.13 | 40.26 | 0.01 | 0.12
2015 | NYISO_A-F_2_NYISO_G-I | NYISO_A-F | NYISO_G-I | Internal | Shoulder | B12 | 200 | 4757 | 3943.69 | 39.9 | 39.91 | 0.01 | 0
2015 | NYISO_A-F_2_NYISO_G-I | NYISO_A-F | NYISO_G-I | Internal | Shoulder | B13 | 600 | 4757 | 4246.51 | 39.87 | 39.89 | 0.01 | 0
2015 | NYISO_A-F_2_NYISO_G-I | NYISO_A-F | NYISO_G-I | Internal | Shoulder | B14 | 900 | 4757 | 4652.22 | 38.01 | 38.02 | 0.01 | 0
2015 | NYISO_A-F_2_NYISO_G-I | NYISO_A-F | NYISO_G-I | Internal | Shoulder | B15 | 1203 | 4757 | 2642.09 | 38.01 | 38.02 | 0.01 | 0
2015 | NYISO_A-F_2_NYISO_G-I | NYISO_A-F | NYISO_G-I | Internal | Summer | B1 | 10 | 4757 | 4757 | 54.81 | 68.82 | 0.01 | 14
2015 | NYISO_A-F_2_NYISO_G-I | NYISO_A-F | NYISO_G-I | Internal | Summer | B2 | 25 | 4757 | 4757 | 52.92 | 58.9 | 0.01 | 5.98
2015 | NYISO_A-F_2_NYISO_G-I | NYISO_A-F | NYISO_G-I | Internal | Summer | B3 | 75 | 4757 | 4714.72 | 50.3 | 50.31 | 0.01 | 0
2015 | NYISO_A-F_2_NYISO_G-I | NYISO_A-F | NYISO_G-I | Internal | Summer | B4 | 100 | 4757 | 4757 | 45.07 | 49.5 | 0.01 | 4.41
2015 | NYISO_A-F_2_NYISO_G-I | NYISO_A-F | NYISO_G-I | Internal | Summer | B5 | 200 | 4757 | 4757 | 42.53 | 49.5 | 0.01 | 6.96
2015 | NYISO_A-F_2_NYISO_G-I | NYISO_A-F | NYISO_G-I | Internal | Summer | B6 | 300 | 4757 | 4595.01 | 42.33 | 42.34 | 0.01 | 0
2015 | NYISO_A-F_2_NYISO_G-I | NYISO_A-F | NYISO_G-I | Internal | Summer | B7 | 400 | 4757 | 4282.5 | 37.27 | 37.28 | 0.01 | 0
2015 | NYISO_A-F_2_NYISO_G-I | NYISO_A-F | NYISO_G-I | Internal | Summer | B8 | 500 | 4757 | 4079.54 | 37.19 | 37.2 | 0.01 | 0
2015 | NYISO_A-F_2_NYISO_G-I | NYISO_A-F | NYISO_G-I | Internal | Summer | B9 | 800 | 4757 | 3886.35 | 37.18 | 37.19 | 0.01 | 0
2015 | NYISO_A-F_2_NYISO_G-I | NYISO_A-F | NYISO_G-I | Internal | Summer | B10 | 1262 | 4757 | 1846.39 | 37.18 | 37.19 | 0.01 | 0
2015 | NYISO_A-F_2_NYISO_G-I | NYISO_A-F | NYISO_G-I | Internal | Winter | B16 | 25 | 4757 | 4757 | 45.52 | 51.19 | 0.01 | 5.66
2015 | NYISO_A-F_2_NYISO_G-I | NYISO_A-F | NYISO_G-I | Internal | Winter | B17 | 100 | 4757 | 4757 | 42.55 | 48.29 | 0.01 | 5.73
2015 | NYISO_A-F_2_NYISO_G-I | NYISO_A-F | NYISO_G-I | Internal | Winter | B18 | 400 | 4757 | 4757 | 42.55 | 48.28 | 0.01 | 5.71
2015 | NYISO_A-F_2_NYISO_G-I | NYISO_A-F | NYISO_G-I | Internal | Winter | B19 | 700 | 4757 | 4757 | 42.55 | 48.13 | 0.01 | 5.56
2015 | NYISO_A-F_2_NYISO_G-I | NYISO_A-F | NYISO_G-I | Internal | Winter | B20 | 935 | 4757 | 4757 | 42.55 | 44.31 | 0.01 | 1.75
2015 | NYISO_A-F_2_PJM_ROM | NYISO_A-F | PJM_ROM | Internal | Shoulder | B11 | 25 | 1000 | 1000 | 40.13 | 48.28 | 8 | 0.14
2015 | NYISO_A-F_2_PJM_ROM | NYISO_A-F | PJM_ROM | Internal | Shoulder | B12 | 200 | 1000 | 0 | 39.9 | 42.64 | 8 | 0
2015 | NYISO_A-F_2_PJM_ROM | NYISO_A-F | PJM_ROM | Internal | Shoulder | B13 | 600 | 1000 | 0 | 39.87 | 39.97 | 8 | 0
2015 | NYISO_A-F_2_PJM_ROM | NYISO_A-F | PJM_ROM | Internal | Shoulder | B14 | 900 | 1000 | 0 | 38.01 | 39.3 | 8 | 0
2015 | NYISO_A-F_2_PJM_ROM | NYISO_A-F | PJM_ROM | Internal | Shoulder | B15 | 1203 | 1000 | 0 | 38.01 | 36.43 | 8 | 0
2015 | NYISO_A-F_2_PJM_ROM | NYISO_A-F | PJM_ROM | Internal | Summer | B1 | 10 | 1000 | 486.34 | 54.81 | 62.81 | 8 | 0
2015 | NYISO_A-F_2_PJM_ROM | NYISO_A-F | PJM_ROM | Internal | Summer | B2 | 25 | 1000 | 1000 | 52.92 | 61.3 | 8 | 0.39
2015 | NYISO_A-F_2_PJM_ROM | NYISO_A-F | PJM_ROM | Internal | Summer | B3 | 75 | 1000 | 833.36 | 50.3 | 58.3 | 8 | 0
2015 | NYISO_A-F_2_PJM_ROM | NYISO_A-F | PJM_ROM | Internal | Summer | B4 | 100 | 1000 | 1000 | 45.07 | 57.56 | 8 | 4.49
2015 | NYISO_A-F_2_PJM_ROM | NYISO_A-F | PJM_ROM | Internal | Summer | B5 | 200 | 1000 | 135.17 | 42.53 | 50.53 | 8 | 0
2015 | NYISO_A-F_2_PJM_ROM | NYISO_A-F | PJM_ROM | Internal | Summer | B6 | 300 | 1000 | 0 | 42.33 | 45.01 | 8 | 0
2015 | NYISO_A-F_2_PJM_ROM | NYISO_A-F | PJM_ROM | Internal | Summer | B7 | 400 | 1000 | 0 | 37.27 | 38.54 | 8 | 0
2015 | NYISO_A-F_2_PJM_ROM | NYISO_A-F | PJM_ROM | Internal | Summer | B8 | 500 | 1000 | 0 | 37.19 | 37.2 | 8 | 0
2015 | NYISO_A-F_2_PJM_ROM | NYISO_A-F | PJM_ROM | Internal | Summer | B9 | 800 | 1000 | 0 | 37.18 | 35.41 | 8 | 0
2015 | NYISO_A-F_2_PJM_ROM | NYISO_A-F | PJM_ROM | Internal | Summer | B10 | 1262 | 1000 | 0 | 37.18 | 34.55 | 8 | 0
2015 | NYISO_A-F_2_PJM_ROM | NYISO_A-F | PJM_ROM | Internal | Winter | B16 | 25 | 1000 | 0 | 45.52 | 50.69 | 8 | 0
2015 | NYISO_A-F_2_PJM_ROM | NYISO_A-F | PJM_ROM | Internal | Winter | B17 | 100 | 1000 | 0 | 42.55 | 45.21 | 8 | 0
2015 | NYISO_A-F_2_PJM_ROM | NYISO_A-F | PJM_ROM | Internal | Winter | B18 | 400 | 1000 | 0 | 42.55 | 44.02 | 8 | 0
2015 | NYISO_A-F_2_PJM_ROM | NYISO_A-F | PJM_ROM | Internal | Winter | B19 | 700 | 1000 | 0 | 42.55 | 42.12 | 8 | 0
2015 | NYISO_A-F_2_PJM_ROM | NYISO_A-F | PJM_ROM | Internal | Winter | B20 | 935 | 1000 | 0 | 42.55 | 36.73 | 8 | 0
2015 | NYISO_G-I_2_NEISO | NYISO_G-I | NEISO | Internal | Shoulder | B11 | 25 | 600 | 0 | 40.26 | 36.9 | 3 | 0
2015 | NYISO_G-I_2_NEISO | NYISO_G-I | NEISO | Internal | Shoulder | B12 | 200 | 600 | 0 | 39.91 | 36.9 | 3 | 0
2015 | NYISO_G-I_2_NEISO | NYISO_G-I | NEISO | Internal | Shoulder | B13 | 600 | 600 | 0 | 39.89 | 36.9 | 3 | 0
2015 | NYISO_G-I_2_NEISO | NYISO_G-I | NEISO | Internal | Shoulder | B14 | 900 | 600 | 0 | 38.02 | 36.9 | 3 | 0
2015 | NYISO_G-I_2_NEISO | NYISO_G-I | NEISO | Internal | Shoulder | B15 | 1203 | 600 | 0 | 38.02 | 36.9 | 3 | 0
2015 | NYISO_G-I_2_NEISO | NYISO_G-I | NEISO | Internal | Summer | B1 | 10 | 600 | 0 | 68.82 | 65.84 | 3 | 0
2015 | NYISO_G-I_2_NEISO | NYISO_G-I | NEISO | Internal | Summer | B2 | 25 | 600 | 0 | 58.9 | 55.92 | 3 | 0
2015 | NYISO_G-I_2_NEISO | NYISO_G-I | NEISO | Internal | Summer | B3 | 75 | 600 | 0 | 50.31 | 47.98 | 3 | 0
2015 | NYISO_G-I_2_NEISO | NYISO_G-I | NEISO | Internal | Summer | B4 | 100 | 600 | 0 | 49.5 | 42.07 | 3 | 0
2015 | NYISO_G-I_2_NEISO | NYISO_G-I | NEISO | Internal | Summer | B5 | 200 | 600 | 0 | 49.5 | 34.2 | 3 | 0
2015 | NYISO_G-I_2_NEISO | NYISO_G-I | NEISO | Internal | Summer | B6 | 300 | 600 | 0 | 42.34 | 34.2 | 3 | 0
2015 | NYISO_G-I_2_NEISO | NYISO_G-I | NEISO | Internal | Summer | B7 | 400 | 600 | 0 | 37.28 | 34.2 | 3 | 0
2015 | NYISO_G-I_2_NEISO | NYISO_G-I | NEISO | Internal | Summer | B8 | 500 | 600 | 0 | 37.2 | 34.2 | 3 | 0
2015 | NYISO_G-I_2_NEISO | NYISO_G-I | NEISO | Internal | Summer | B9 | 800 | 600 | 0 | 37.19 | 34.2 | 3 | 0
2015 | NYISO_G-I_2_NEISO | NYISO_G-I | NEISO | Internal | Summer | B10 | 1262 | 600 | 0 | 37.19 | 34.2 | 3 | 0
2015 | NYISO_G-I_2_NEISO | NYISO_G-I | NEISO | Internal | Winter | B16 | 25 | 600 | 0 | 51.19 | 45.29 | 3 | 0
2015 | NYISO_G-I_2_NEISO | NYISO_G-I | NEISO | Internal | Winter | B17 | 100 | 600 | 0 | 48.29 | 45.29 | 3 | 0
2015 | NYISO_G-I_2_NEISO | NYISO_G-I | NEISO | Internal | Winter | B18 | 400 | 600 | 0 | 48.28 | 45.29 | 3 | 0
2015 | NYISO_G-I_2_NEISO | NYISO_G-I | NEISO | Internal | Winter | B19 | 700 | 600 | 0 | 48.13 | 45.29 | 3 | 0
2015 | NYISO_G-I_2_NEISO | NYISO_G-I | NEISO | Internal | Winter | B20 | 935 | 600 | 0 | 44.31 | 45.29 | 3 | 0
2015 | NYISO_G-I_2_NYISO_A-F | NYISO_G-I | NYISO_A-F | Internal | Shoulder | B11 | 25 | 2506 | 0 | 40.26 | 40.13 | 0.01 | 0
2015 | NYISO_G-I_2_NYISO_A-F | NYISO_G-I | NYISO_A-F | Internal | Shoulder | B12 | 200 | 2506 | 0 | 39.91 | 39.9 | 0.01 | 0
2015 | NYISO_G-I_2_NYISO_A-F | NYISO_G-I | NYISO_A-F | Internal | Shoulder | B13 | 600 | 2506 | 0 | 39.89 | 39.87 | 0.01 | 0
2015 | NYISO_G-I_2_NYISO_A-F | NYISO_G-I | NYISO_A-F | Internal | Shoulder | B14 | 900 | 2506 | 0 | 38.02 | 38.01 | 0.01 | 0
2015 | NYISO_G-I_2_NYISO_A-F | NYISO_G-I | NYISO_A-F | Internal | Shoulder | B15 | 1203 | 2506 | 0 | 38.02 | 38.01 | 0.01 | 0
2015 | NYISO_G-I_2_NYISO_A-F | NYISO_G-I | NYISO_A-F | Internal | Summer | B1 | 10 | 2506 | 0 | 68.82 | 54.81 | 0.01 | 0
2015 | NYISO_G-I_2_NYISO_A-F | NYISO_G-I | NYISO_A-F | Internal | Summer | B2 | 25 | 2506 | 0 | 58.9 | 52.92 | 0.01 | 0
2015 | NYISO_G-I_2_NYISO_A-F | NYISO_G-I | NYISO_A-F | Internal | Summer | B3 | 75 | 2506 | 0 | 50.31 | 50.3 | 0.01 | 0
2015 | NYISO_G-I_2_NYISO_A-F | NYISO_G-I | NYISO_A-F | Internal | Summer | B4 | 100 | 2506 | 0 | 49.5 | 45.07 | 0.01 | 0
2015 | NYISO_G-I_2_NYISO_A-F | NYISO_G-I | NYISO_A-F | Internal | Summer | B5 | 200 | 2506 | 0 | 49.5 | 42.53 | 0.01 | 0
2015 | NYISO_G-I_2_NYISO_A-F | NYISO_G-I | NYISO_A-F | Internal | Summer | B6 | 300 | 2506 | 0 | 42.34 | 42.33 | 0.01 | 0
2015 | NYISO_G-I_2_NYISO_A-F | NYISO_G-I | NYISO_A-F | Internal | Summer | B7 | 400 | 2506 | 0 | 37.28 | 37.27 | 0.01 | 0
2015 | NYISO_G-I_2_NYISO_A-F | NYISO_G-I | NYISO_A-F | Internal | Summer | B8 | 500 | 2506 | 0 | 37.2 | 37.19 | 0.01 | 0
2015 | NYISO_G-I_2_NYISO_A-F | NYISO_G-I | NYISO_A-F | Internal | Summer | B9 | 800 | 2506 | 0 | 37.19 | 37.18 | 0.01 | 0
2015 | NYISO_G-I_2_NYISO_A-F | NYISO_G-I | NYISO_A-F | Internal | Summer | B10 | 1262 | 2506 | 0 | 37.19 | 37.18 | 0.01 | 0
2015 | NYISO_G-I_2_NYISO_A-F | NYISO_G-I | NYISO_A-F | Internal | Winter | B16 | 25 | 2506 | 0 | 51.19 | 45.52 | 0.01 | 0
2015 | NYISO_G-I_2_NYISO_A-F | NYISO_G-I | NYISO_A-F | Internal | Winter | B17 | 100 | 2506 | 0 | 48.29 | 42.55 | 0.01 | 0
2015 | NYISO_G-I_2_NYISO_A-F | NYISO_G-I | NYISO_A-F | Internal | Winter | B18 | 400 | 2506 | 0 | 48.28 | 42.55 | 0.01 | 0
2015 | NYISO_G-I_2_NYISO_A-F | NYISO_G-I | NYISO_A-F | Internal | Winter | B19 | 700 | 2506 | 0 | 48.13 | 42.55 | 0.01 | 0
2015 | NYISO_G-I_2_NYISO_A-F | NYISO_G-I | NYISO_A-F | Internal | Winter | B20 | 935 | 2506 | 0 | 44.31 | 42.55 | 0.01 | 0
2015 | NYISO_G-I_2_NYISO_J-K | NYISO_G-I | NYISO_J-K | Internal | Shoulder | B11 | 25 | 6188 | 5383.02 | 40.26 | 40.28 | 0.01 | 0
2015 | NYISO_G-I_2_NYISO_J-K | NYISO_G-I | NYISO_J-K | Internal | Shoulder | B12 | 200 | 6188 | 4686.37 | 39.91 | 39.92 | 0.01 | 0
2015 | NYISO_G-I_2_NYISO_J-K | NYISO_G-I | NYISO_J-K | Internal | Shoulder | B13 | 600 | 6188 | 4508.21 | 39.89 | 39.9 | 0.01 | 0
2015 | NYISO_G-I_2_NYISO_J-K | NYISO_G-I | NYISO_J-K | Internal | Shoulder | B14 | 900 | 6188 | 4224.68 | 38.02 | 38.04 | 0.01 | 0
2015 | NYISO_G-I_2_NYISO_J-K | NYISO_G-I | NYISO_J-K | Internal | Shoulder | B15 | 1203 | 6188 | 2627.95 | 38.02 | 38.04 | 0.01 | 0
2015 | NYISO_G-I_2_NYISO_J-K | NYISO_G-I | NYISO_J-K | Internal | Summer | B1 | 10 | 6188 | 4346.21 | 68.82 | 68.84 | 0.01 | 0
2015 | NYISO_G-I_2_NYISO_J-K | NYISO_G-I | NYISO_J-K | Internal | Summer | B2 | 25 | 6188 | 4218.77 | 58.9 | 58.92 | 0.01 | 0
2015 | NYISO_G-I_2_NYISO_J-K | NYISO_G-I | NYISO_J-K | Internal | Summer | B3 | 75 | 6188 | 4519.49 | 50.31 | 50.33 | 0.01 | 0
2015 | NYISO_G-I_2_NYISO_J-K | NYISO_G-I | NYISO_J-K | Internal | Summer | B4 | 100 | 6188 | 3979.69 | 49.5 | 49.51 | 0.01 | 0
2015 | NYISO_G-I_2_NYISO_J-K | NYISO_G-I | NYISO_J-K | Internal | Summer | B5 | 200 | 6188 | 5612.92 | 49.5 | 49.51 | 0.01 | 0
2015 | NYISO_G-I_2_NYISO_J-K | NYISO_G-I | NYISO_J-K | Internal | Summer | B6 | 300 | 6188 | 5642.35 | 42.34 | 42.35 | 0.01 | 0
2015 | NYISO_G-I_2_NYISO_J-K | NYISO_G-I | NYISO_J-K | Internal | Summer | B7 | 400 | 6188 | 5503.59 | 37.28 | 37.29 | 0.01 | 0
2015 | NYISO_G-I_2_NYISO_J-K | NYISO_G-I | NYISO_J-K | Internal | Summer | B8 | 500 | 6188 | 5396.57 | 37.2 | 37.21 | 0.01 | 0
2015 | NYISO_G-I_2_NYISO_J-K | NYISO_G-I | NYISO_J-K | Internal | Summer | B9 | 800 | 6188 | 4861.27 | 37.19 | 37.2 | 0.01 | 0
2015 | NYISO_G-I_2_NYISO_J-K | NYISO_G-I | NYISO_J-K | Internal | Summer | B10 | 1262 | 6188 | 3255.87 | 37.19 | 37.2 | 0.01 | 0
2015 | NYISO_G-I_2_NYISO_J-K | NYISO_G-I | NYISO_J-K | Internal | Winter | B16 | 25 | 6188 | 5955.5 | 51.19 | 51.21 | 0.01 | 0
2015 | NYISO_G-I_2_NYISO_J-K | NYISO_G-I | NYISO_J-K | Internal | Winter | B17 | 100 | 6188 | 5593.84 | 48.29 | 48.3 | 0.01 | 0
2015 | NYISO_G-I_2_NYISO_J-K | NYISO_G-I | NYISO_J-K | Internal | Winter | B18 | 400 | 6188 | 5539.24 | 48.28 | 48.29 | 0.01 | 0
2015 | NYISO_G-I_2_NYISO_J-K | NYISO_G-I | NYISO_J-K | Internal | Winter | B19 | 700 | 6188 | 6017.55 | 48.13 | 48.14 | 0.01 | 0
2015 | NYISO_G-I_2_NYISO_J-K | NYISO_G-I | NYISO_J-K | Internal | Winter | B20 | 935 | 6188 | 5535.41 | 44.31 | 44.32 | 0.01 | 0
2015 | NYISO_G-I_2_PJM_E | NYISO_G-I | PJM_E | Internal | Shoulder | B11 | 25 | 1500 | 49.39 | 40.26 | 48.26 | 8 | 0
2015 | NYISO_G-I_2_PJM_E | NYISO_G-I | PJM_E | Internal | Shoulder | B12 | 200 | 1500 | 0 | 39.91 | 42.66 | 8 | 0
2015 | NYISO_G-I_2_PJM_E | NYISO_G-I | PJM_E | Internal | Shoulder | B13 | 600 | 1500 | 0 | 39.89 | 39.98 | 8 | 0
2015 | NYISO_G-I_2_PJM_E | NYISO_G-I | PJM_E | Internal | Shoulder | B14 | 900 | 1500 | 0 | 38.02 | 39.31 | 8 | 0
2015 | NYISO_G-I_2_PJM_E | NYISO_G-I | PJM_E | Internal | Shoulder | B15 | 1203 | 1500 | 0 | 38.02 | 36.44 | 8 | 0
2015 | NYISO_G-I_2_PJM_E | NYISO_G-I | PJM_E | Internal | Summer | B1 | 10 | 1500 | 0 | 68.82 | 62.82 | 8 | 0
2015 | NYISO_G-I_2_PJM_E | NYISO_G-I | PJM_E | Internal | Summer | B2 | 25 | 1500 | 0 | 58.9 | 61.31 | 8 | 0
2015 | NYISO_G-I_2_PJM_E | NYISO_G-I | PJM_E | Internal | Summer | B3 | 75 | 1500 | 53.89 | 50.31 | 58.31 | 8 | 0
2015 | NYISO_G-I_2_PJM_E | NYISO_G-I | PJM_E | Internal | Summer | B4 | 100 | 1500 | 1500 | 49.5 | 57.55 | 8 | 0.05
2015 | NYISO_G-I_2_PJM_E | NYISO_G-I | PJM_E | Internal | Summer | B5 | 200 | 1500 | 0 | 49.5 | 50.54 | 8 | 0
2015 | NYISO_G-I_2_PJM_E | NYISO_G-I | PJM_E | Internal | Summer | B6 | 300 | 1500 | 0 | 42.34 | 45.02 | 8 | 0
2015 | NYISO_G-I_2_PJM_E | NYISO_G-I | PJM_E | Internal | Summer | B7 | 400 | 1500 | 0 | 37.28 | 38.55 | 8 | 0
2015 | NYISO_G-I_2_PJM_E | NYISO_G-I | PJM_E | Internal | Summer | B8 | 500 | 1500 | 0 | 37.2 | 37.21 | 8 | 0
2015 | NYISO_G-I_2_PJM_E | NYISO_G-I | PJM_E | Internal | Summer | B9 | 800 | 1500 | 0 | 37.19 | 35.43 | 8 | 0
2015 | NYISO_G-I_2_PJM_E | NYISO_G-I | PJM_E | Internal | Summer | B10 | 1262 | 1500 | 0 | 37.19 | 34.56 | 8 | 0
2015 | NYISO_G-I_2_PJM_E | NYISO_G-I | PJM_E | Internal | Winter | B16 | 25 | 1500 | 0 | 51.19 | 50.7 | 8 | 0
2015 | NYISO_G-I_2_PJM_E | NYISO_G-I | PJM_E | Internal | Winter | B17 | 100 | 1500 | 0 | 48.29 | 45.22 | 8 | 0
2015 | NYISO_G-I_2_PJM_E | NYISO_G-I | PJM_E | Internal | Winter | B18 | 400 | 1500 | 0 | 48.28 | 44.03 | 8 | 0
2015 | NYISO_G-I_2_PJM_E | NYISO_G-I | PJM_E | Internal | Winter | B19 | 700 | 1500 | 0 | 48.13 | 42.13 | 8 | 0
2015 | NYISO_G-I_2_PJM_E | NYISO_G-I | PJM_E | Internal | Winter | B20 | 935 | 1500 | 0 | 44.31 | 36.74 | 8 | 0
2015 | NYISO_J-K_2_PJM_E | NYISO_J-K | PJM_E | Internal | Shoulder | B11 | 25 | 330 | 0 | 40.28 | 48.26 | 8 | 0
2015 | NYISO_J-K_2_PJM_E | NYISO_J-K | PJM_E | Internal | Shoulder | B12 | 200 | 330 | 0 | 39.92 | 42.66 | 8 | 0
2015 | NYISO_J-K_2_PJM_E | NYISO_J-K | PJM_E | Internal | Shoulder | B13 | 600 | 330 | 0 | 39.9 | 39.98 | 8 | 0
2015 | NYISO_J-K_2_PJM_E | NYISO_J-K | PJM_E | Internal | Shoulder | B14 | 900 | 330 | 0 | 38.04 | 39.31 | 8 | 0
2015 | NYISO_J-K_2_PJM_E | NYISO_J-K | PJM_E | Internal | Shoulder | B15 | 1203 | 330 | 0 | 38.04 | 36.44 | 8 | 0
2015 | NYISO_J-K_2_PJM_E | NYISO_J-K | PJM_E | Internal | Summer | B1 | 10 | 330 | 0 | 68.84 | 62.82 | 8 | 0
2015 | NYISO_J-K_2_PJM_E | NYISO_J-K | PJM_E | Internal | Summer | B2 | 25 | 330 | 0 | 58.92 | 61.31 | 8 | 0
2015 | NYISO_J-K_2_PJM_E | NYISO_J-K | PJM_E | Internal | Summer | B3 | 75 | 330 | 0 | 50.33 | 58.31 | 8 | 0
2015 | NYISO_J-K_2_PJM_E | NYISO_J-K | PJM_E | Internal | Summer | B4 | 100 | 330 | 330 | 49.51 | 57.55 | 8 | 0.04
2015 | NYISO_J-K_2_PJM_E | NYISO_J-K | PJM_E | Internal | Summer | B5 | 200 | 330 | 0 | 49.51 | 50.54 | 8 | 0
2015 | NYISO_J-K_2_PJM_E | NYISO_J-K | PJM_E | Internal | Summer | B6 | 300 | 330 | 0 | 42.35 | 45.02 | 8 | 0
2015 | NYISO_J-K_2_PJM_E | NYISO_J-K | PJM_E | Internal | Summer | B7 | 400 | 330 | 0 | 37.29 | 38.55 | 8 | 0
2015 | NYISO_J-K_2_PJM_E | NYISO_J-K | PJM_E | Internal | Summer | B8 | 500 | 330 | 0 | 37.21 | 37.21 | 8 | 0
2015 | NYISO_J-K_2_PJM_E | NYISO_J-K | PJM_E | Internal | Summer | B9 | 800 | 330 | 0 | 37.2 | 35.43 | 8 | 0
2015 | NYISO_J-K_2_PJM_E | NYISO_J-K | PJM_E | Internal | Summer | B10 | 1262 | 330 | 0 | 37.2 | 34.56 | 8 | 0
2015 | NYISO_J-K_2_PJM_E | NYISO_J-K | PJM_E | Internal | Winter | B16 | 25 | 330 | 0 | 51.21 | 50.7 | 8 | 0
2015 | NYISO_J-K_2_PJM_E | NYISO_J-K | PJM_E | Internal | Winter | B17 | 100 | 330 | 0 | 48.3 | 45.22 | 8 | 0
2015 | NYISO_J-K_2_PJM_E | NYISO_J-K | PJM_E | Internal | Winter | B18 | 400 | 330 | 0 | 48.29 | 44.03 | 8 | 0
2015 | NYISO_J-K_2_PJM_E | NYISO_J-K | PJM_E | Internal | Winter | B19 | 700 | 330 | 0 | 48.14 | 42.13 | 8 | 0
2015 | NYISO_J-K_2_PJM_E | NYISO_J-K | PJM_E | Internal | Winter | B20 | 935 | 330 | 0 | 44.32 | 36.74 | 8 | 0
2015 | PJM_E_2_NYISO_G-I | PJM_E | NYISO_G-I | Internal | Shoulder | B11 | 25 | 500 | 0 | 48.26 | 40.26 | 6 | 0
2015 | PJM_E_2_NYISO_G-I | PJM_E | NYISO_G-I | Internal | Shoulder | B12 | 200 | 500 | 0 | 42.66 | 39.91 | 6 | 0
2015 | PJM_E_2_NYISO_G-I | PJM_E | NYISO_G-I | Internal | Shoulder | B13 | 600 | 500 | 0 | 39.98 | 39.89 | 6 | 0
2015 | PJM_E_2_NYISO_G-I | PJM_E | NYISO_G-I | Internal | Shoulder | B14 | 900 | 500 | 0 | 39.31 | 38.02 | 6 | 0
2015 | PJM_E_2_NYISO_G-I | PJM_E | NYISO_G-I | Internal | Shoulder | B15 | 1203 | 500 | 0 | 36.44 | 38.02 | 6 | 0
2015 | PJM_E_2_NYISO_G-I | PJM_E | NYISO_G-I | Internal | Summer | B1 | 10 | 500 | 288.07 | 62.82 | 68.82 | 6 | 0
2015 | PJM_E_2_NYISO_G-I | PJM_E | NYISO_G-I | Internal | Summer | B2 | 25 | 500 | 0 | 61.31 | 58.9 | 6 | 0
2015 | PJM_E_2_NYISO_G-I | PJM_E | NYISO_G-I | Internal | Summer | B3 | 75 | 500 | 0 | 58.31 | 50.31 | 6 | 0
2015 | PJM_E_2_NYISO_G-I | PJM_E | NYISO_G-I | Internal | Summer | B4 | 100 | 500 | 0 | 57.55 | 49.5 | 6 | 0
2015 | PJM_E_2_NYISO_G-I | PJM_E | NYISO_G-I | Internal | Summer | B5 | 200 | 500 | 0 | 50.54 | 49.5 | 6 | 0
2015 | PJM_E_2_NYISO_G-I | PJM_E | NYISO_G-I | Internal | Summer | B6 | 300 | 500 | 0 | 45.02 | 42.34 | 6 | 0
2015 | PJM_E_2_NYISO_G-I | PJM_E | NYISO_G-I | Internal | Summer | B7 | 400 | 500 | 0 | 38.55 | 37.28 | 6 | 0
2015 | PJM_E_2_NYISO_G-I | PJM_E | NYISO_G-I | Internal | Summer | B8 | 500 | 500 | 0 | 37.21 | 37.2 | 6 | 0
2015 | PJM_E_2_NYISO_G-I | PJM_E | NYISO_G-I | Internal | Summer | B9 | 800 | 500 | 0 | 35.43 | 37.19 | 6 | 0
2015 | PJM_E_2_NYISO_G-I | PJM_E | NYISO_G-I | Internal | Summer | B10 | 1262 | 500 | 0 | 34.56 | 37.19 | 6 | 0
2015 | PJM_E_2_NYISO_G-I | PJM_E | NYISO_G-I | Internal | Winter | B16 | 25 | 500 | 0 | 50.7 | 51.19 | 6 | 0
2015 | PJM_E_2_NYISO_G-I | PJM_E | NYISO_G-I | Internal | Winter | B17 | 100 | 500 | 0 | 45.22 | 48.29 | 6 | 0
2015 | PJM_E_2_NYISO_G-I | PJM_E | NYISO_G-I | Internal | Winter | B18 | 400 | 500 | 0 | 44.03 | 48.28 | 6 | 0
2015 | PJM_E_2_NYISO_G-I | PJM_E | NYISO_G-I | Internal | Winter | B19 | 700 | 500 | 308.4 | 42.13 | 48.13 | 6 | 0
2015 | PJM_E_2_NYISO_G-I | PJM_E | NYISO_G-I | Internal | Winter | B20 | 935 | 500 | 500 | 36.74 | 44.31 | 6 | 1.57
2015 | PJM_E_2_NYISO_J-K | PJM_E | NYISO_J-K | Internal | Shoulder | B11 | 25 | 330 | 0 | 48.26 | 40.28 | 6 | 0
2015 | PJM_E_2_NYISO_J-K | PJM_E | NYISO_J-K | Internal | Shoulder | B12 | 200 | 330 | 0 | 42.66 | 39.92 | 6 | 0
2015 | PJM_E_2_NYISO_J-K | PJM_E | NYISO_J-K | Internal | Shoulder | B13 | 600 | 330 | 0 | 39.98 | 39.9 | 6 | 0
2015 | PJM_E_2_NYISO_J-K | PJM_E | NYISO_J-K | Internal | Shoulder | B14 | 900 | 330 | 0 | 39.31 | 38.04 | 6 | 0
2015 | PJM_E_2_NYISO_J-K | PJM_E | NYISO_J-K | Internal | Shoulder | B15 | 1203 | 330 | 0 | 36.44 | 38.04 | 6 | 0
2015 | PJM_E_2_NYISO_J-K | PJM_E | NYISO_J-K | Internal | Summer | B1 | 10 | 330 | 330 | 62.82 | 68.84 | 6 | 0.01
2015 | PJM_E_2_NYISO_J-K | PJM_E | NYISO_J-K | Internal | Summer | B2 | 25 | 330 | 0 | 61.31 | 58.92 | 6 | 0
2015 | PJM_E_2_NYISO_J-K | PJM_E | NYISO_J-K | Internal | Summer | B3 | 75 | 330 | 0 | 58.31 | 50.33 | 6 | 0
2015 | PJM_E_2_NYISO_J-K | PJM_E | NYISO_J-K | Internal | Summer | B4 | 100 | 330 | 0 | 57.55 | 49.51 | 6 | 0
2015 | PJM_E_2_NYISO_J-K | PJM_E | NYISO_J-K | Internal | Summer | B5 | 200 | 330 | 0 | 50.54 | 49.51 | 6 | 0
2015 | PJM_E_2_NYISO_J-K | PJM_E | NYISO_J-K | Internal | Summer | B6 | 300 | 330 | 0 | 45.02 | 42.35 | 6 | 0
2015 | PJM_E_2_NYISO_J-K | PJM_E | NYISO_J-K | Internal | Summer | B7 | 400 | 330 | 0 | 38.55 | 37.29 | 6 | 0
2015 | PJM_E_2_NYISO_J-K | PJM_E | NYISO_J-K | Internal | Summer | B8 | 500 | 330 | 0 | 37.21 | 37.21 | 6 | 0
2015 | PJM_E_2_NYISO_J-K | PJM_E | NYISO_J-K | Internal | Summer | B9 | 800 | 330 | 0 | 35.43 | 37.2 | 6 | 0
2015 | PJM_E_2_NYISO_J-K | PJM_E | NYISO_J-K | Internal | Summer | B10 | 1262 | 330 | 0 | 34.56 | 37.2 | 6 | 0
2015 | PJM_E_2_NYISO_J-K | PJM_E | NYISO_J-K | Internal | Winter | B16 | 25 | 330 | 0 | 50.7 | 51.21 | 6 | 0
2015 | PJM_E_2_NYISO_J-K | PJM_E | NYISO_J-K | Internal | Winter | B17 | 100 | 330 | 0 | 45.22 | 48.3 | 6 | 0
2015 | PJM_E_2_NYISO_J-K | PJM_E | NYISO_J-K | Internal | Winter | B18 | 400 | 330 | 0 | 44.03 | 48.29 | 6 | 0
2015 | PJM_E_2_NYISO_J-K | PJM_E | NYISO_J-K | Internal | Winter | B19 | 700 | 330 | 330 | 42.13 | 48.14 | 6 | 0.01
2015 | PJM_E_2_NYISO_J-K | PJM_E | NYISO_J-K | Internal | Winter | B20 | 935 | 330 | 330 | 36.74 | 44.32 | 6 | 1.59
2015 | PJM_E_2_PJM_ROM | PJM_E | PJM_ROM | Internal | Shoulder | B11 | 25 | 8000 | 1408.81 | 48.26 | 48.28 | 0.01 | 0
2015 | PJM_E_2_PJM_ROM | PJM_E | PJM_ROM | Internal | Shoulder | B12 | 200 | 8000 | 0 | 42.66 | 42.64 | 0.01 | 0
2015 | PJM_E_2_PJM_ROM | PJM_E | PJM_ROM | Internal | Shoulder | B13 | 600 | 8000 | 0 | 39.98 | 39.97 | 0.01 | 0
2015 | PJM_E_2_PJM_ROM | PJM_E | PJM_ROM | Internal | Shoulder | B14 | 900 | 8000 | 0 | 39.31 | 39.3 | 0.01 | 0
2015 | PJM_E_2_PJM_ROM | PJM_E | PJM_ROM | Internal | Shoulder | B15 | 1203 | 8000 | 0 | 36.44 | 36.43 | 0.01 | 0
2015 | PJM_E_2_PJM_ROM | PJM_E | PJM_ROM | Internal | Summer | B1 | 10 | 8000 | 0 | 62.82 | 62.81 | 0.01 | 0
2015 | PJM_E_2_PJM_ROM | PJM_E | PJM_ROM | Internal | Summer | B2 | 25 | 8000 | 0 | 61.31 | 61.3 | 0.01 | 0
2015 | PJM_E_2_PJM_ROM | PJM_E | PJM_ROM | Internal | Summer | B3 | 75 | 8000 | 0 | 58.31 | 58.3 | 0.01 | 0
2015 | PJM_E_2_PJM_ROM | PJM_E | PJM_ROM | Internal | Summer | B4 | 100 | 8000 | 47.55 | 57.55 | 57.56 | 0.01 | 0
2015 | PJM_E_2_PJM_ROM | PJM_E | PJM_ROM | Internal | Summer | B5 | 200 | 8000 | 0 | 50.54 | 50.53 | 0.01 | 0
2015 | PJM_E_2_PJM_ROM | PJM_E | PJM_ROM | Internal | Summer | B6 | 300 | 8000 | 0 | 45.02 | 45.01 | 0.01 | 0
2015 | PJM_E_2_PJM_ROM | PJM_E | PJM_ROM | Internal | Summer | B7 | 400 | 8000 | 0 | 38.55 | 38.54 | 0.01 | 0
2015 | PJM_E_2_PJM_ROM | PJM_E | PJM_ROM | Internal | Summer | B8 | 500 | 8000 | 0 | 37.21 | 37.2 | 0.01 | 0
2015 | PJM_E_2_PJM_ROM | PJM_E | PJM_ROM | Internal | Summer | B9 | 800 | 8000 | 0 | 35.43 | 35.41 | 0.01 | 0
2015 | PJM_E_2_PJM_ROM | PJM_E | PJM_ROM | Internal | Summer | B10 | 1262 | 8000 | 0 | 34.56 | 34.55 | 0.01 | 0
2015 | PJM_E_2_PJM_ROM | PJM_E | PJM_ROM | Internal | Winter | B16 | 25 | 8000 | 0 | 50.7 | 50.69 | 0.01 | 0
2015 | PJM_E_2_PJM_ROM | PJM_E | PJM_ROM | Internal | Winter | B17 | 100 | 8000 | 0 | 45.22 | 45.21 | 0.01 | 0
2015 | PJM_E_2_PJM_ROM | PJM_E | PJM_ROM | Internal | Winter | B18 | 400 | 8000 | 0 | 44.03 | 44.02 | 0.01 | 0
2015 | PJM_E_2_PJM_ROM | PJM_E | PJM_ROM | Internal | Winter | B19 | 700 | 8000 | 0 | 42.13 | 42.12 | 0.01 | 0
2015 | PJM_E_2_PJM_ROM | PJM_E | PJM_ROM | Internal | Winter | B20 | 935 | 8000 | 0 | 36.74 | 36.73 | 0.01 | 0
2015 | PJM_ROR_2_MISO_IN | PJM_ROR | MISO_IN | Internal | Shoulder | B11 | 25 | 909 | 0 | 48.26 | 47.94 | 2 | 0
2015 | PJM_ROR_2_MISO_IN | PJM_ROR | MISO_IN | Internal | Shoulder | B12 | 200 | 909 | 0 | 42.63 | 40.64 | 2 | 0
2015 | PJM_ROR_2_MISO_IN | PJM_ROR | MISO_IN | Internal | Shoulder | B13 | 600 | 909 | 0 | 39.96 | 37.96 | 2 | 0
2015 | PJM_ROR_2_MISO_IN | PJM_ROR | MISO_IN | Internal | Shoulder | B14 | 900 | 909 | 0 | 37.91 | 35.91 | 2 | 0
2015 | PJM_ROR_2_MISO_IN | PJM_ROR | MISO_IN | Internal | Shoulder | B15 | 1203 | 909 | 0 | 35.25 | 34.3 | 2 | 0
2015 | PJM_ROR_2_MISO_IN | PJM_ROR | MISO_IN | Internal | Summer | B1 | 10 | 909 | 0 | 62.8 | 60.8 | 2 | 0
2015 | PJM_ROR_2_MISO_IN | PJM_ROR | MISO_IN | Internal | Summer | B2 | 25 | 909 | 0 | 61.29 | 59.3 | 2 | 0
2015 | PJM_ROR_2_MISO_IN | PJM_ROR | MISO_IN | Internal | Summer | B3 | 75 | 909 | 0 | 58.29 | 57.02 | 2 | 0
2015 | PJM_ROR_2_MISO_IN | PJM_ROR | MISO_IN | Internal | Summer | B4 | 100 | 909 | 0 | 57.57 | 55.58 | 2 | 0
2015 | PJM_ROR_2_MISO_IN | PJM_ROR | MISO_IN | Internal | Summer | B5 | 200 | 909 | 0 | 50.52 | 48.52 | 2 | 0
2015 | PJM_ROR_2_MISO_IN | PJM_ROR | MISO_IN | Internal | Summer | B6 | 300 | 909 | 0 | 44.99 | 42.99 | 2 | 0
2015 | PJM_ROR_2_MISO_IN | PJM_ROR | MISO_IN | Internal | Summer | B7 | 400 | 909 | 0 | 38.53 | 36.52 | 2 | 0
2015 | PJM_ROR_2_MISO_IN | PJM_ROR | MISO_IN | Internal | Summer | B8 | 500 | 909 | 0 | 36.57 | 34.56 | 2 | 0
2015 | PJM_ROR_2_MISO_IN | PJM_ROR | MISO_IN | Internal | Summer | B9 | 800 | 909 | 0 | 35.4 | 33.52 | 2 | 0
2015 | PJM_ROR_2_MISO_IN | PJM_ROR | MISO_IN | Internal | Summer | B10 | 1262 | 909 | 0 | 31.96 | 32.56 | 2 | 0
2015 | PJM_ROR_2_MISO_IN | PJM_ROR | MISO_IN | Internal | Winter | B16 | 25 | 909 | 0 | 50.68 | 48.69 | 2 | 0
2015 | PJM_ROR_2_MISO_IN | PJM_ROR | MISO_IN | Internal | Winter | B17 | 100 | 909 | 0 | 45.2 | 43.2 | 2 | 0
2015 | PJM_ROR_2_MISO_IN | PJM_ROR | MISO_IN | Internal | Winter | B18 | 400 | 909 | 0 | 40.96 | 38.96 | 2 | 0
2015 | PJM_ROR_2_MISO_IN | PJM_ROR | MISO_IN | Internal | Winter | B19 | 700 | 909 | 0 | 38.89 | 36.89 | 2 | 0
2015 | PJM_ROR_2_MISO_IN | PJM_ROR | MISO_IN | Internal | Winter | B20 | 935 | 909 | 0 | 34.15 | 33.18 | 2 | 0
2015 | PJM_ROR_2_MISO_MI | PJM_ROR | MISO_MI | Internal | Shoulder | B11 | 25 | 1305 | 0 | 48.26 | 47.93 | 2 | 0
2015 | PJM_ROR_2_MISO_MI | PJM_ROR | MISO_MI | Internal | Shoulder | B12 | 200 | 1305 | 0 | 42.63 | 40.63 | 2 | 0
2015 | PJM_ROR_2_MISO_MI | PJM_ROR | MISO_MI | Internal | Shoulder | B13 | 600 | 1305 | 0 | 39.96 | 37.96 | 2 | 0
2015 | PJM_ROR_2_MISO_MI | PJM_ROR | MISO_MI | Internal | Shoulder | B14 | 900 | 1305 | 0 | 37.91 | 35.93 | 2 | 0
2015 | PJM_ROR_2_MISO_MI | PJM_ROR | MISO_MI | Internal | Shoulder | B15 | 1203 | 1305 | 0 | 35.25 | 34.31 | 2 | 0
2015 | PJM_ROR_2_MISO_MI | PJM_ROR | MISO_MI | Internal | Summer | B1 | 10 | 1305 | 0 | 62.8 | 59.43 | 2 | 0
2015 | PJM_ROR_2_MISO_MI | PJM_ROR | MISO_MI | Internal | Summer | B2 | 25 | 1305 | 0 | 61.29 | 59.29 | 2 | 0
2015 | PJM_ROR_2_MISO_MI | PJM_ROR | MISO_MI | Internal | Summer | B3 | 75 | 1305 | 0 | 58.29 | 54.01 | 2 | 0
2015 | PJM_ROR_2_MISO_MI | PJM_ROR | MISO_MI | Internal | Summer | B4 | 100 | 1305 | 0 | 57.57 | 54.01 | 2 | 0
2015 | PJM_ROR_2_MISO_MI | PJM_ROR | MISO_MI | Internal | Summer | B5 | 200 | 1305 | 0 | 50.52 | 48.51 | 2 | 0
2015 | PJM_ROR_2_MISO_MI | PJM_ROR | MISO_MI | Internal | Summer | B6 | 300 | 1305 | 0 | 44.99 | 42.98 | 2 | 0
2015 | PJM_ROR_2_MISO_MI | PJM_ROR | MISO_MI | Internal | Summer | B7 | 400 | 1305 | 0 | 38.53 | 36.53 | 2 | 0
2015 | PJM_ROR_2_MISO_MI | PJM_ROR | MISO_MI | Internal | Summer | B8 | 500 | 1305 | 0 | 36.57 | 34.57 | 2 | 0
2015 | PJM_ROR_2_MISO_MI | PJM_ROR | MISO_MI | Internal | Summer | B9 | 800 | 1305 | 0 | 35.4 | 33.53 | 2 | 0
2015 | PJM_ROR_2_MISO_MI | PJM_ROR | MISO_MI | Internal | Summer | B10 | 1262 | 1305 | 0 | 31.96 | 32.57 | 2 | 0
2015 | PJM_ROR_2_MISO_MI | PJM_ROR | MISO_MI | Internal | Winter | B16 | 25 | 1305 | 0 | 50.68 | 48.67 | 2 | 0
2015 | PJM_ROR_2_MISO_MI | PJM_ROR | MISO_MI | Internal | Winter | B17 | 100 | 1305 | 0 | 45.2 | 43.18 | 2 | 0
2015 | PJM_ROR_2_MISO_MI | PJM_ROR | MISO_MI | Internal | Winter | B18 | 400 | 1305 | 0 | 40.96 | 38.96 | 2 | 0
2015 | PJM_ROR_2_MISO_MI | PJM_ROR | MISO_MI | Internal | Winter | B19 | 700 | 1305 | 0 | 38.89 | 36.9 | 2 | 0
2015 | PJM_ROR_2_MISO_MI | PJM_ROR | MISO_MI | Internal | Winter | B20 | 935 | 1305 | 0 | 34.15 | 33.19 | 2 | 0
2015 | PJM_ROR_2_MISO_MO-IL | PJM_ROR | MISO_MO-IL | Internal | Shoulder | B11 | 25 | 1111 | 0 | 48.26 | 47.93 | 2 | 0
2015 | PJM_ROR_2_MISO_MO-IL | PJM_ROR | MISO_MO-IL | Internal | Shoulder | B12 | 200 | 1111 | 0 | 42.63 | 40.63 | 2 | 0
2015 | PJM_ROR_2_MISO_MO-IL | PJM_ROR | MISO_MO-IL | Internal | Shoulder | B13 | 600 | 1111 | 0 | 39.96 | 37.95 | 2 | 0
2015 | PJM_ROR_2_MISO_MO-IL | PJM_ROR | MISO_MO-IL | Internal | Shoulder | B14 | 900 | 1111 | 0 | 37.91 | 35.9 | 2 | 0
2015 | PJM_ROR_2_MISO_MO-IL | PJM_ROR | MISO_MO-IL | Internal | Shoulder | B15 | 1203 | 1111 | 0 | 35.25 | 33.25 | 2 | 0
2015 | PJM_ROR_2_MISO_MO-IL | PJM_ROR | MISO_MO-IL | Internal | Summer | B1 | 10 | 1111 | 0 | 62.8 | 60.8 | 2 | 0
2015 | PJM_ROR_2_MISO_MO-IL | PJM_ROR | MISO_MO-IL | Internal | Summer | B2 | 25 | 1111 | 0 | 61.29 | 59.29 | 2 | 0
2015 | PJM_ROR_2_MISO_MO-IL | PJM_ROR | MISO_MO-IL | Internal | Summer | B3 | 75 | 1111 | 0 | 58.29 | 57.02 | 2 | 0
2015 | PJM_ROR_2_MISO_MO-IL | PJM_ROR | MISO_MO-IL | Internal | Summer | B4 | 100 | 1111 | 0 | 57.57 | 55.57 | 2 | 0
2015 | PJM_ROR_2_MISO_MO-IL | PJM_ROR | MISO_MO-IL | Internal | Summer | B5 | 200 | 1111 | 0 | 50.52 | 48.52 | 2 | 0
2015 | PJM_ROR_2_MISO_MO-IL | PJM_ROR | MISO_MO-IL | Internal | Summer | B6 | 300 | 1111 | 0 | 44.99 | 42.98 | 2 | 0
2015 | PJM_ROR_2_MISO_MO-IL | PJM_ROR | MISO_MO-IL | Internal | Summer | B7 | 400 | 1111 | 0 | 38.53 | 36.5 | 2 | 0
2015 | PJM_ROR_2_MISO_MO-IL | PJM_ROR | MISO_MO-IL | Internal | Summer | B8 | 500 | 1111 | 0 | 36.57 | 34.55 | 2 | 0
2015 | PJM_ROR_2_MISO_MO-IL | PJM_ROR | MISO_MO-IL | Internal | Summer | B9 | 800 | 1111 | 0 | 35.4 | 33.4 | 2 | 0
2015 | PJM_ROR_2_MISO_MO-IL | PJM_ROR | MISO_MO-IL | Internal | Summer | B10 | 1262 | 1111 | 0 | 31.96 | 29.96 | 2 | 0
2015 | PJM_ROR_2_MISO_MO-IL | PJM_ROR | MISO_MO-IL | Internal | Winter | B16 | 25 | 1111 | 0 | 50.68 | 48.68 | 2 | 0
2015 | PJM_ROR_2_MISO_MO-IL | PJM_ROR | MISO_MO-IL | Internal | Winter | B17 | 100 | 1111 | 0 | 45.2 | 43.18 | 2 | 0
2015 | PJM_ROR_2_MISO_MO-IL | PJM_ROR | MISO_MO-IL | Internal | Winter | B18 | 400 | 1111 | 0 | 40.96 | 38.94 | 2 | 0
2015 | PJM_ROR_2_MISO_MO-IL | PJM_ROR | MISO_MO-IL | Internal | Winter | B19 | 700 | 1111 | 0 | 38.89 | 36.88 | 2 | 0
2015 | PJM_ROR_2_MISO_MO-IL | PJM_ROR | MISO_MO-IL | Internal | Winter | B20 | 935 | 1111 | 0 | 34.15 | 32.18 | 2 | 0
2015 | PJM_ROR_2_MISO_W | PJM_ROR | MISO_W | Internal | Shoulder | B11 | 25 | 709 | 0 | 48.26 | 47.93 | 2 | 0
2015 | PJM_ROR_2_MISO_W | PJM_ROR | MISO_W | Internal | Shoulder | B12 | 200 | 709 | 0 | 42.63 | 40.63 | 2 | 0
2015 | PJM_ROR_2_MISO_W | PJM_ROR | MISO_W | Internal | Shoulder | B13 | 600 | 709 | 0 | 39.96 | 37.96 | 2 | 0
2015 | PJM_ROR_2_MISO_W | PJM_ROR | MISO_W | Internal | Shoulder | B14 | 900 | 709 | 0 | 37.91 | 35.91 | 2 | 0
2015 | PJM_ROR_2_MISO_W | PJM_ROR | MISO_W | Internal | Shoulder | B15 | 1203 | 709 | 0 | 35.25 | 33.79 | 2 | 0
2015 | PJM_ROR_2_MISO_W | PJM_ROR | MISO_W | Internal | Summer | B1 | 10 | 709 | 0 | 62.8 | 60.79 | 2 | 0
2015 | PJM_ROR_2_MISO_W | PJM_ROR | MISO_W | Internal | Summer | B2 | 25 | 709 | 0 | 61.29 | 59.29 | 2 | 0
2015 | PJM_ROR_2_MISO_W | PJM_ROR | MISO_W | Internal | Summer | B3 | 75 | 709 | 0 | 58.29 | 58.83 | 2 | 0
2015 | PJM_ROR_2_MISO_W | PJM_ROR | MISO_W | Internal | Summer | B4 | 100 | 709 | 0 | 57.57 | 58.02 | 2 | 0
2015 | PJM_ROR_2_MISO_W | PJM_ROR | MISO_W | Internal | Summer | B5 | 200 | 709 | 0 | 50.52 | 48.53 | 2 | 0
2015 | PJM_ROR_2_MISO_W | PJM_ROR | MISO_W | Internal | Summer | B6 | 300 | 709 | 0 | 44.99 | 43.98 | 2 | 0
2015 | PJM_ROR_2_MISO_W | PJM_ROR | MISO_W | Internal | Summer | B7 | 400 | 709 | 0 | 38.53 | 36.53 | 2 | 0
2015 | PJM_ROR_2_MISO_W | PJM_ROR | MISO_W | Internal | Summer | B8 | 500 | 709 | 0 | 36.57 | 34.56 | 2 | 0
2015 | PJM_ROR_2_MISO_W | PJM_ROR | MISO_W | Internal | Summer | B9 | 800 | 709 | 0 | 35.4 | 33.56 | 2 | 0
2015 | PJM_ROR_2_MISO_W | PJM_ROR | MISO_W | Internal | Summer | B10 | 1262 | 709 | 0 | 31.96 | 29.98 | 2 | 0
2015 | PJM_ROR_2_MISO_W | PJM_ROR | MISO_W | Internal | Winter | B16 | 25 | 709 | 0 | 50.68 | 48.67 | 2 | 0
2015 | PJM_ROR_2_MISO_W | PJM_ROR | MISO_W | Internal | Winter | B17 | 100 | 709 | 0 | 45.2 | 43.17 | 2 | 0
2015 | PJM_ROR_2_MISO_W | PJM_ROR | MISO_W | Internal | Winter | B18 | 400 | 709 | 0 | 40.96 | 38.96 | 2 | 0
2015 | PJM_ROR_2_MISO_W | PJM_ROR | MISO_W | Internal | Winter | B19 | 700 | 709 | 0 | 38.89 | 37.56 | 2 | 0
2015 | PJM_ROR_2_MISO_W | PJM_ROR | MISO_W | Internal | Winter | B20 | 935 | 709 | 0 | 34.15 | 32.2 | 2 | 0
2015 | PJM_ROR_2_MISO_WUMS | PJM_ROR | MISO_WUMS | Internal | Shoulder | B11 | 25 | 1467 | 0 | 48.26 | 47.94 | 2 | 0
2015 | PJM_ROR_2_MISO_WUMS | PJM_ROR | MISO_WUMS | Internal | Shoulder | B12 | 200 | 1467 | 0 | 42.63 | 40.64 | 2 | 0
2015 | PJM_ROR_2_MISO_WUMS | PJM_ROR | MISO_WUMS | Internal | Shoulder | B13 | 600 | 1467 | 0 | 39.96 | 37.97 | 2 | 0
2015 | PJM_ROR_2_MISO_WUMS | PJM_ROR | MISO_WUMS | Internal | Shoulder | B14 | 900 | 1467 | 0 | 37.91 | 35.93 | 2 | 0
2015 | PJM_ROR_2_MISO_WUMS | PJM_ROR | MISO_WUMS | Internal | Shoulder | B15 | 1203 | 1467 | 0 | 35.25 | 34.32 | 2 | 0
2015 | PJM_ROR_2_MISO_WUMS | PJM_ROR | MISO_WUMS | Internal | Summer | B1 | 10 | 1467 | 0 | 62.8 | 60.8 | 2 | 0
2015 | PJM_ROR_2_MISO_WUMS | PJM_ROR | MISO_WUMS | Internal | Summer | B2 | 25 | 1467 | 0 | 61.29 | 59.3 | 2 | 0
2015 | PJM_ROR_2_MISO_WUMS | PJM_ROR | MISO_WUMS | Internal | Summer | B3 | 75 | 1467 | 0 | 58.29 | 58.84 | 2 | 0
2015 | PJM_ROR_2_MISO_WUMS | PJM_ROR | MISO_WUMS | Internal | Summer | B4 | 100 | 1467 | 0 | 57.57 | 58.01 | 2 | 0
2015 | PJM_ROR_2_MISO_WUMS | PJM_ROR | MISO_WUMS | Internal | Summer | B5 | 200 | 1467 | 0 | 50.52 | 48.52 | 2 | 0
2015 | PJM_ROR_2_MISO_WUMS | PJM_ROR | MISO_WUMS | Internal | Summer | B6 | 300 | 1467 | 0 | 44.99 | 43.97 | 2 | 0
2015 | PJM_ROR_2_MISO_WUMS | PJM_ROR | MISO_WUMS | Internal | Summer | B7 | 400 | 1467 | 0 | 38.53 | 36.54 | 2 | 0
2015 | PJM_ROR_2_MISO_WUMS | PJM_ROR | MISO_WUMS | Internal | Summer | B8 | 500 | 1467 | 0 | 36.57 | 34.57 | 2 | 0
2015 | PJM_ROR_2_MISO_WUMS | PJM_ROR | MISO_WUMS | Internal | Summer | B9 | 800 | 1467 | 0 | 35.4 | 33.55 | 2 | 0
2015 | PJM_ROR_2_MISO_WUMS | PJM_ROR | MISO_WUMS | Internal | Summer | B10 | 1262 | 1467 | 0 | 31.96 | 32.58 | 2 | 0
2015 | PJM_ROR_2_MISO_WUMS | PJM_ROR | MISO_WUMS | Internal | Winter | B16 | 25 | 1467 | 0 | 50.68 | 48.68 | 2 | 0
2015 | PJM_ROR_2_MISO_WUMS | PJM_ROR | MISO_WUMS | Internal | Winter | B17 | 100 | 1467 | 0 | 45.2 | 43.18 | 2 | 0
2015 | PJM_ROR_2_MISO_WUMS | PJM_ROR | MISO_WUMS | Internal | Winter | B18 | 400 | 1467 | 0 | 40.96 | 38.97 | 2 | 0
2015 | PJM_ROR_2_MISO_WUMS | PJM_ROR | MISO_WUMS | Internal | Winter | B19 | 700 | 1467 | 0 | 38.89 | 37.55 | 2 | 0
2015 | PJM_ROR_2_MISO_WUMS | PJM_ROR | MISO_WUMS | Internal | Winter | B20 | 935 | 1467 | 0 | 34.15 | 33.2 | 2 | 0
2015 | PJM_ROR_2_PJM_ROM | PJM_ROR | PJM_ROM | Internal | Shoulder | B11 | 25 | 8000 | 313.01 | 48.26 | 48.28 | 0.01 | 0
2015 | PJM_ROR_2_PJM_ROM | PJM_ROR | PJM_ROM | Internal | Shoulder | B12 | 200 | 8000 | 4414.45 | 42.63 | 42.64 | 0.01 | 0
2015 | PJM_ROR_2_PJM_ROM | PJM_ROR | PJM_ROM | Internal | Shoulder | B13 | 600 | 8000 | 6131.44 | 39.96 | 39.97 | 0.01 | 0
2015 | PJM_ROR_2_PJM_ROM | PJM_ROR | PJM_ROM | Internal | Shoulder | B14 | 900 | 8000 | 8000 | 37.91 | 39.3 | 0.01 | 1.37
2015 | PJM_ROR_2_PJM_ROM | PJM_ROR | PJM_ROM | Internal | Shoulder | B15 | 1203 | 8000 | 8000 | 35.25 | 36.43 | 0.01 | 1.16
2015 | PJM_ROR_2_PJM_ROM | PJM_ROR | PJM_ROM | Internal | Summer | B1 | 10 | 8000 | 5912.81 | 62.8 | 62.81 | 0.01 | 0
2015 | PJM_ROR_2_PJM_ROM | PJM_ROR | PJM_ROM | Internal | Summer | B2 | 25 | 8000 | 5652.97 | 61.29 | 61.3 | 0.01 | 0
2015 | PJM_ROR_2_PJM_ROM | PJM_ROR | PJM_ROM | Internal | Summer | B3 | 75 | 8000 | 1181.18 | 58.29 | 58.3 | 0.01 | 0
2015 | PJM_ROR_2_PJM_ROM | PJM_ROR | PJM_ROM | Internal | Summer | B4 | 100 | 8000 | 0 | 57.57 | 57.56 | 0.01 | 0
2015 | PJM_ROR_2_PJM_ROM | PJM_ROR | PJM_ROM | Internal | Summer | B5 | 200 | 8000 | 2963.56 | 50.52 | 50.53 | 0.01 | 0
2015 | PJM_ROR_2_PJM_ROM | PJM_ROR | PJM_ROM | Internal | Summer | B6 | 300 | 8000 | 3059.77 | 44.99 | 45.01 | 0.01 | 0
2015 | PJM_ROR_2_PJM_ROM | PJM_ROR | PJM_ROM | Internal | Summer | B7 | 400 | 8000 | 4810.3 | 38.53 | 38.54 | 0.01 | 0
2015 | PJM_ROR_2_PJM_ROM | PJM_ROR | PJM_ROM | Internal | Summer | B8 | 500 | 8000 | 8000 | 36.57 | 37.2 | 0.01 | 0.62
2015 | PJM_ROR_2_PJM_ROM | PJM_ROR | PJM_ROM | Internal | Summer | B9 | 800 | 8000 | 7426.35 | 35.4 | 35.41 | 0.01 | 0
2015 | PJM_ROR_2_PJM_ROM | PJM_ROR | PJM_ROM | Internal | Summer | B10 | 1262 | 8000 | 8000 | 31.96 | 34.55 | 0.01 | 2.57
2015 | PJM_ROR_2_PJM_ROM | PJM_ROR | PJM_ROM | Internal | Winter | B16 | 25 | 8000 | 5506.46 | 50.68 | 50.69 | 0.01 | 0
2015 | PJM_ROR_2_PJM_ROM | PJM_ROR | PJM_ROM | Internal | Winter | B17 | 100 | 8000 | 7431.81 | 45.2 | 45.21 | 0.01 | 0
2015 | PJM_ROR_2_PJM_ROM | PJM_ROR | PJM_ROM | Internal | Winter | B18 | 400 | 8000 | 8000 | 40.96 | 44.02 | 0.01 | 3.05
2015 | PJM_ROR_2_PJM_ROM | PJM_ROR | PJM_ROM | Internal | Winter | B19 | 700 | 8000 | 8000 | 38.89 | 42.12 | 0.01 | 3.21
2015 | PJM_ROR_2_PJM_ROM | PJM_ROR | PJM_ROM | Internal | Winter | B20 | 935 | 8000 | 8000 | 34.15 | 36.73 | 0.01 | 2.57
2015 | PJM_ROR_2_TVA_Transmission | PJM_ROR | TVA_Transmission | Internal | Shoulder | B11 | 25 | 2500 | 1029.26 | 48.26 | 54.26 | 6 | 0
2015 | PJM_ROR_2_TVA_Transmission | PJM_ROR | TVA_Transmission | Internal | Shoulder | B12 | 200 | 2500 | 0 | 42.63 | 44.39 | 6 | 0
2015 | PJM_ROR_2_TVA_Transmission | PJM_ROR | TVA_Transmission | Internal | Shoulder | B13 | 600 | 2500 | 0 | 39.96 | 42.37 | 6 | 0
2015 | PJM_ROR_2_TVA_Transmission | PJM_ROR | TVA_Transmission | Internal | Shoulder | B14 | 900 | 2500 | 0 | 37.91 | 40.93 | 6 | 0
2015 | PJM_ROR_2_TVA_Transmission | PJM_ROR | TVA_Transmission | Internal | Shoulder | B15 | 1203 | 2500 | 0 | 35.25 | 39.9 | 6 | 0
2015 | PJM_ROR_2_TVA_Transmission | PJM_ROR | TVA_Transmission | Internal | Summer | B1 | 10 | 2500 | 351.21 | 62.8 | 68.8 | 6 | 0
2015 | PJM_ROR_2_TVA_Transmission | PJM_ROR | TVA_Transmission | Internal | Summer | B2 | 25 | 2500 | 407.36 | 61.29 | 67.29 | 6 | 0
2015 | PJM_ROR_2_TVA_Transmission | PJM_ROR | TVA_Transmission | Internal | Summer | B3 | 75 | 2500 | 1506.02 | 58.29 | 64.29 | 6 | 0
2015 | PJM_ROR_2_TVA_Transmission | PJM_ROR | TVA_Transmission | Internal | Summer | B4 | 100 | 2500 | 733.52 | 57.57 | 63.57 | 6 | 0
2015 | PJM_ROR_2_TVA_Transmission | PJM_ROR | TVA_Transmission | Internal | Summer | B5 | 200 | 2500 | 0 | 50.52 | 54.85 | 6 | 0
2015 | PJM_ROR_2_TVA_Transmission | PJM_ROR | TVA_Transmission | Internal | Summer | B6 | 300 | 2500 | 0 | 44.99 | 47.86 | 6 | 0
2015 | PJM_ROR_2_TVA_Transmission | PJM_ROR | TVA_Transmission | Internal | Summer | B7 | 400 | 2500 | 0 | 38.53 | 43.24 | 6 | 0
2015 | PJM_ROR_2_TVA_Transmission | PJM_ROR | TVA_Transmission | Internal | Summer | B8 | 500 | 2500 | 0 | 36.57 | 39.7 | 6 | 0
2015 | PJM_ROR_2_TVA_Transmission | PJM_ROR | TVA_Transmission | Internal | Summer | B9 | 800 | 2500 | 0 | 35.4 | 39.06 | 6 | 0
2015 | PJM_ROR_2_TVA_Transmission | PJM_ROR | TVA_Transmission | Internal | Summer | B10 | 1262 | 2500 | 0 | 31.96 | 36.42 | 6 | 0
2015 | PJM_ROR_2_TVA_Transmission | PJM_ROR | TVA_Transmission | Internal | Winter | B16 | 25 | 2500 | 32.71 | 50.68 | 56.68 | 6 | 0
2015 | PJM_ROR_2_TVA_Transmission | PJM_ROR | TVA_Transmission | Internal | Winter | B17 | 100 | 2500 | 0 | 45.2 | 46.84 | 6 | 0
2015 | PJM_ROR_2_TVA_Transmission | PJM_ROR | TVA_Transmission | Internal | Winter | B18 | 400 | 2500 | 0 | 40.96 | 43.24 | 6 | 0
2015 | PJM_ROR_2_TVA_Transmission | PJM_ROR | TVA_Transmission | Internal | Winter | B19 | 700 | 2500 | 0 | 38.89 | 41.26 | 6 | 0
2015 | PJM_ROR_2_TVA_Transmission | PJM_ROR | TVA_Transmission | Internal | Winter | B20 | 935 | 2500 | 0 | 34.15 | 39.57 | 6 | 0
2015 | PJM_ROR_2_VACAR | PJM_ROR | VACAR | Internal | Shoulder | B11 | 25 | 3000 | 3000 | 48.26 | 59.25 | 6 | 4.99
2015 | PJM_ROR_2_VACAR | PJM_ROR | VACAR | Internal | Shoulder | B12 | 200 | 3000 | 2691.39 | 42.63 | 48.63 | 6 | 0
2015 | PJM_ROR_2_VACAR | PJM_ROR | VACAR | Internal | Shoulder | B13 | 600 | 3000 | 2616.74 | 39.96 | 45.96 | 6 | 0
2015 | PJM_ROR_2_VACAR | PJM_ROR | VACAR | Internal | Shoulder | B14 | 900 | 3000 | 3000 | 37.91 | 45.66 | 6 | 1.74
2015 | PJM_ROR_2_VACAR | PJM_ROR | VACAR | Internal | Shoulder | B15 | 1203 | 3000 | 3000 | 35.25 | 42.66 | 6 | 1.41
2015 | PJM_ROR_2_VACAR | PJM_ROR | VACAR | Internal | Summer | B1 | 10 | 3000 | 3000 | 62.8 | 69.73 | 6 | 0.93
2015 | PJM_ROR_2_VACAR | PJM_ROR | VACAR | Internal | Summer | B2 | 25 | 3000 | 3000 | 61.29 | 69.73 | 6 | 2.44
2015 | PJM_ROR_2_VACAR | PJM_ROR | VACAR | Internal | Summer | B3 | 75 | 3000 | 3000 | 58.29 | 69.73 | 6 | 5.44
2015 | PJM_ROR_2_VACAR | PJM_ROR | VACAR | Internal | Summer | B4 | 100 | 3000 | 3000 | 57.57 | 68.59 | 6 | 5.02
2015 | PJM_ROR_2_VACAR | PJM_ROR | VACAR | Internal | Summer | B5 | 200 | 3000 | 3000 | 50.52 | 57.65 | 6 | 1.13
2015 | PJM_ROR_2_VACAR | PJM_ROR | VACAR | Internal | Summer | B6 | 300 | 3000 | 2898.13 | 44.99 | 50.99 | 6 | 0
2015 | PJM_ROR_2_VACAR | PJM_ROR | VACAR | Internal | Summer | B7 | 400 | 3000 | 3000 | 38.53 | 46.41 | 6 | 1.89
2015 | PJM_ROR_2_VACAR | PJM_ROR | VACAR | Internal | Summer | B8 | 500 | 3000 | 3000 | 36.57 | 43.81 | 6 | 1.24
2015 | PJM_ROR_2_VACAR | PJM_ROR | VACAR | Internal | Summer | B9 | 800 | 3000 | 3000 | 35.4 | 42.27 | 6 | 0.87
2015 | PJM_ROR_2_VACAR | PJM_ROR | VACAR | Internal | Summer | B10 | 1262 | 3000 | 3000 | 31.96 | 41.46 | 6 | 3.49
2015 | PJM_ROR_2_VACAR | PJM_ROR | VACAR | Internal | Winter | B16 | 25 | 3000 | 3000 | 50.68 | 65.68 | 6 | 9
2015 | PJM_ROR_2_VACAR | PJM_ROR | VACAR | Internal | Winter | B17 | 100 | 3000 | 1438.01 | 45.2 | 51.2 | 6 | 0
2015 | PJM_ROR_2_VACAR | PJM_ROR | VACAR | Internal | Winter | B18 | 400 | 3000 | 1052.76 | 40.96 | 46.96 | 6 | 0
2015 | PJM_ROR_2_VACAR | PJM_ROR | VACAR | Internal | Winter | B19 | 700 | 3000 | 1768.25 | 38.89 | 44.89 | 6 | 0
2015 | PJM_ROR_2_VACAR | PJM_ROR | VACAR | Internal | Winter | B20 | 935 | 3000 | 3000 | 34.15 | 42.66 | 6 | 2.51
2015 | PJM_ROM_2_NYISO_A-F | PJM_ROM | NYISO_A-F | Internal | Shoulder | B11 | 25 | 2000 | 0 | 48.28 | 40.13 | 6 | 0
2015 | PJM_ROM_2_NYISO_A-F | PJM_ROM | NYISO_A-F | Internal | Shoulder | B12 | 200 | 2000 | 0 | 42.64 | 39.9 | 6 | 0
2015 | PJM_ROM_2_NYISO_A-F | PJM_ROM | NYISO_A-F | Internal | Shoulder | B13 | 600 | 2000 | 0 | 39.97 | 39.87 | 6 | 0
2015 | PJM_ROM_2_NYISO_A-F | PJM_ROM | NYISO_A-F | Internal | Shoulder | B14 | 900 | 2000 | 0 | 39.3 | 38.01 | 6 | 0
2015 | PJM_ROM_2_NYISO_A-F | PJM_ROM | NYISO_A-F | Internal | Shoulder | B15 | 1203 | 2000 | 0 | 36.43 | 38.01 | 6 | 0
2015 | PJM_ROM_2_NYISO_A-F | PJM_ROM | NYISO_A-F | Internal | Summer | B1 | 10 | 2000 | 0 | 62.81 | 54.81 | 6 | 0
2015 | PJM_ROM_2_NYISO_A-F | PJM_ROM | NYISO_A-F | Internal | Summer | B2 | 25 | 2000 | 0 | 61.3 | 52.92 | 6 | 0
2015 | PJM_ROM_2_NYISO_A-F | PJM_ROM | NYISO_A-F | Internal | Summer | B3 | 75 | 2000 | 0 | 58.3 | 50.3 | 6 | 0
2015 | PJM_ROM_2_NYISO_A-F | PJM_ROM | NYISO_A-F | Internal | Summer | B4 | 100 | 2000 | 0 | 57.56 | 45.07 | 6 | 0
2015 | PJM_ROM_2_NYISO_A-F | PJM_ROM | NYISO_A-F | Internal | Summer | B5 | 200 | 2000 | 0 | 50.53 | 42.53 | 6 | 0
2015 | PJM_ROM_2_NYISO_A-F | PJM_ROM | NYISO_A-F | Internal | Summer | B6 | 300 | 2000 | 0 | 45.01 | 42.33 | 6 | 0
2015 | PJM_ROM_2_NYISO_A-F | PJM_ROM | NYISO_A-F | Internal | Summer | B7 | 400 | 2000 | 0 | 38.54 | 37.27 | 6 | 0
2015 | PJM_ROM_2_NYISO_A-F | PJM_ROM | NYISO_A-F | Internal | Summer | B8 | 500 | 2000 | 0 | 37.2 | 37.19 | 6 | 0
2015 | PJM_ROM_2_NYISO_A-F | PJM_ROM | NYISO_A-F | Internal | Summer | B9 | 800 | 2000 | 0 | 35.41 | 37.18 | 6 | 0
2015 | PJM_ROM_2_NYISO_A-F | PJM_ROM | NYISO_A-F | Internal | Summer | B10 | 1262 | 2000 | 0 | 34.55 | 37.18 | 6 | 0
2015 | PJM_ROM_2_NYISO_A-F | PJM_ROM | NYISO_A-F | Internal | Winter | B16 | 25 | 2000 | 0 | 50.69 | 45.52 | 6 | 0
2015 | PJM_ROM_2_NYISO_A-F | PJM_ROM | NYISO_A-F | Internal | Winter | B17 | 100 | 2000 | 0 | 45.21 | 42.55 | 6 | 0
2015 | PJM_ROM_2_NYISO_A-F | PJM_ROM | NYISO_A-F | Internal | Winter | B18 | 400 | 2000 | 0 | 44.02 | 42.55 | 6 | 0
2015 | PJM_ROM_2_NYISO_A-F | PJM_ROM | NYISO_A-F | Internal | Winter | B19 | 700 | 2000 | 0 | 42.12 | 42.55 | 6 | 0
2015 | PJM_ROM_2_NYISO_A-F | PJM_ROM | NYISO_A-F | Internal | Winter | B20 | 935 | 2000 | 0 | 36.73 | 42.55 | 6 | 0
2015 | PJM_ROM_2_PJM_E | PJM_ROM | PJM_E | Internal | Shoulder | B11 | 25 | 8000 | 0 | 48.28 | 48.26 | 0.01 | 0
2015 | PJM_ROM_2_PJM_E | PJM_ROM | PJM_E | Internal | Shoulder | B12 | 200 | 8000 | 653.83 | 42.64 | 42.66 | 0.01 | 0
2015 | PJM_ROM_2_PJM_E | PJM_ROM | PJM_E | Internal | Shoulder | B13 | 600 | 8000 | 3253.16 | 39.97 | 39.98 | 0.01 | 0
2015 | PJM_ROM_2_PJM_E | PJM_ROM | PJM_E | Internal | Shoulder | B14 | 900 | 8000 | 3157.03 | 39.3 | 39.31 | 0.01 | 0
2015 | PJM_ROM_2_PJM_E | PJM_ROM | PJM_E | Internal | Shoulder | B15 | 1203 | 8000 | 4381.69 | 36.43 | 36.44 | 0.01 | 0
2015 | PJM_ROM_2_PJM_E | PJM_ROM | PJM_E | Internal | Summer | B1 | 10 | 8000 | 4167.46 | 62.81 | 62.82 | 0.01 | 0
2015 | PJM_ROM_2_PJM_E | PJM_ROM | PJM_E | Internal | Summer | B2 | 25 | 8000 | 4908.98 | 61.3 | 61.31 | 0.01 | 0
2015 | PJM_ROM_2_PJM_E | PJM_ROM | PJM_E | Internal | Summer | B3 | 75 | 8000 | 1859.99 | 58.3 | 58.31 | 0.01 | 0
2015 | PJM_ROM_2_PJM_E | PJM_ROM | PJM_E | Internal | Summer | B4 | 100 | 8000 | 0 | 57.56 | 57.55 | 0.01 | 0
2015 | PJM_ROM_2_PJM_E | PJM_ROM | PJM_E | Internal | Summer | B5 | 200 | 8000 | 1476.96 | 50.53 | 50.54 | 0.01 | 0
2015 | PJM_ROM_2_PJM_E | PJM_ROM | PJM_E | Internal | Summer | B6 | 300 | 8000 | 984.37 | 45.01 | 45.02 | 0.01 | 0
2015 | PJM_ROM_2_PJM_E | PJM_ROM | PJM_E | Internal | Summer | B7 | 400 | 8000 | 2303.05 | 38.54 | 38.55 | 0.01 | 0
2015 | PJM_ROM_2_PJM_E | PJM_ROM | PJM_E | Internal | Summer | B8 | 500 | 8000 | 4125.72 | 37.2 | 37.21 | 0.01 | 0
2015 | PJM_ROM_2_PJM_E | PJM_ROM | PJM_E | Internal | Summer | B9 | 800 | 8000 | 2593.27 | 35.41 | 35.43 | 0.01 | 0
2015 | PJM_ROM_2_PJM_E | PJM_ROM | PJM_E | Internal | Summer | B10 | 1262 | 8000 | 3835.65 | 34.55 | 34.56 | 0.01 | 0
2015 | PJM_ROM_2_PJM_E | PJM_ROM | PJM_E | Internal | Winter | B16 | 25 | 8000 | 1268.74 | 50.69 | 50.7 | 0.01 | 0
2015 | PJM_ROM_2_PJM_E | PJM_ROM | PJM_E | Internal | Winter | B17 | 100 | 8000 | 3405.54 | 45.21 | 45.22 | 0.01 | 0
2015 | PJM_ROM_2_PJM_E | PJM_ROM | PJM_E | Internal | Winter | B18 | 400 | 8000 | 4669.03 | 44.02 | 44.03 | 0.01 | 0
2015 | PJM_ROM_2_PJM_E | PJM_ROM | PJM_E | Internal | Winter | B19 | 700 | 8000 | 4035.95 | 42.12 | 42.13 | 0.01 | 0
2015 | PJM_ROM_2_PJM_E | PJM_ROM | PJM_E | Internal | Winter | B20 | 935 | 8000 | 4403.54 | 36.73 | 36.74 | 0.01 | 0
2015 | PJM_ROM_2_PJM_ROR | PJM_ROM | PJM_ROR | Internal | Shoulder | B11 | 25 | 8000 | 0 | 48.28 | 48.26 | 0.01 | 0
2015 | PJM_ROM_2_PJM_ROR | PJM_ROM | PJM_ROR | Internal | Shoulder | B12 | 200 | 8000 | 0 | 42.64 | 42.63 | 0.01 | 0
2015 | PJM_ROM_2_PJM_ROR | PJM_ROM | PJM_ROR | Internal | Shoulder | B13 | 600 | 8000 | 0 | 39.97 | 39.96 | 0.01 | 0
2015 | PJM_ROM_2_PJM_ROR | PJM_ROM | PJM_ROR | Internal | Shoulder | B14 | 900 | 8000 | 0 | 39.3 | 37.91 | 0.01 | 0
2015 | PJM_ROM_2_PJM_ROR | PJM_ROM | PJM_ROR | Internal | Shoulder | B15 | 1203 | 8000 | 0 | 36.43 | 35.25 | 0.01 | 0
2015 | PJM_ROM_2_PJM_ROR | PJM_ROM | PJM_ROR | Internal | Summer | B1 | 10 | 8000 | 0 | 62.81 | 62.8 | 0.01 | 0
2015 | PJM_ROM_2_PJM_ROR | PJM_ROM | PJM_ROR | Internal | Summer | B2 | 25 | 8000 | 0 | 61.3 | 61.29 | 0.01 | 0
2015 | PJM_ROM_2_PJM_ROR | PJM_ROM | PJM_ROR | Internal | Summer | B3 | 75 | 8000 | 0 | 58.3 | 58.29 | 0.01 | 0
2015 | PJM_ROM_2_PJM_ROR | PJM_ROM | PJM_ROR | Internal | Summer | B4 | 100 | 8000 | 2080.86 | 57.56 | 57.57 | 0.01 | 0
2015 | PJM_ROM_2_PJM_ROR | PJM_ROM | PJM_ROR | Internal | Summer | B5 | 200 | 8000 | 0 | 50.53 | 50.52 | 0.01 | 0
2015 | PJM_ROM_2_PJM_ROR | PJM_ROM | PJM_ROR | Internal | Summer | B6 | 300 | 8000 | 0 | 45.01 | 44.99 | 0.01 | 0
2015 | PJM_ROM_2_PJM_ROR | PJM_ROM | PJM_ROR | Internal | Summer | B7 | 400 | 8000 | 0 | 38.54 | 38.53 | 0.01 | 0
2015 | PJM_ROM_2_PJM_ROR | PJM_ROM | PJM_ROR | Internal | Summer | B8 | 500 | 8000 | 0 | 37.2 | 36.57 | 0.01 | 0
2015 | PJM_ROM_2_PJM_ROR | PJM_ROM | PJM_ROR | Internal | Summer | B9 | 800 | 8000 | 0 | 35.41 | 35.4 | 0.01 | 0
2015 | PJM_ROM_2_PJM_ROR | PJM_ROM | PJM_ROR | Internal | Summer | B10 | 1262 | 8000 | 0 | 34.55 | 31.96 | 0.01 | 0
2015 | PJM_ROM_2_PJM_ROR | PJM_ROM | PJM_ROR | Internal | Winter | B16 | 25 | 8000 | 0 | 50.69 | 50.68 | 0.01 | 0
2015 | PJM_ROM_2_PJM_ROR | PJM_ROM | PJM_ROR | Internal | Winter | B17 | 100 | 8000 | 0 | 45.21 | 45.2 | 0.01 | 0
2015 | PJM_ROM_2_PJM_ROR | PJM_ROM | PJM_ROR | Internal | Winter | B18 | 400 | 8000 | 0 | 44.02 | 40.96 | 0.01 | 0
2015 | PJM_ROM_2_PJM_ROR | PJM_ROM | PJM_ROR | Internal | Winter | B19 | 700 | 8000 | 0 | 42.12 | 38.89 | 0.01 | 0
2015 | PJM_ROM_2_PJM_ROR | PJM_ROM | PJM_ROR | Internal | Winter | B20 | 935 | 8000 | 0 | 36.73 | 34.15 | 0.01 | 0
2015 | SOCO_2_FRCC | SOCO | FRCC | Internal | Shoulder | B11 | 25 | 3700 | 530.89 | 63.26 | 73.26 | 10 | 0
2015 | SOCO_2_FRCC | SOCO | FRCC | Internal | Shoulder | B12 | 200 | 3700 | 1506.07 | 42.99 | 52.99 | 10 | 0
2015 | SOCO_2_FRCC | SOCO | FRCC | Internal | Shoulder | B13 | 600 | 3700 | 168.7 | 40 | 50 | 10 | 0
2015 | SOCO_2_FRCC | SOCO | FRCC | Internal | Shoulder | B14 | 900 | 3700 | 0 | 40 | 46.3 | 10 | 0
2015 | SOCO_2_FRCC | SOCO | FRCC | Internal | Shoulder | B15 | 1203 | 3700 | 0 | 40 | 44.41 | 10 | 0
2015 | SOCO_2_FRCC | SOCO | FRCC | Internal | Summer | B1 | 10 | 3700 | 0 | 66.43 | 73.02 | 10 | 0
2015 | SOCO_2_FRCC | SOCO | FRCC | Internal | Summer | B2 | 25 | 3700 | 0 | 66.43 | 73.02 | 10 | 0
2015 | SOCO_2_FRCC | SOCO | FRCC | Internal | Summer | B3 | 75 | 3700 | 0 | 66.43 | 73.02 | 10 | 0
2015 | SOCO_2_FRCC | SOCO | FRCC | Internal | Summer | B4 | 100 | 3700 | 0 | 66.43 | 73.02 | 10 | 0
2015 | SOCO_2_FRCC | SOCO | FRCC | Internal | Summer | B5 | 200 | 3700 | 428.87 | 62.02 | 72.02 | 10 | 0
2015 | SOCO_2_FRCC | SOCO | FRCC | Internal | Summer | B6 | 300 | 3700 | 575.83 | 54.15 | 64.15 | 10 | 0
2015 | SOCO_2_FRCC | SOCO | FRCC | Internal | Summer | B7 | 400 | 3700 | 1107.65 | 51.72 | 61.72 | 10 | 0
2015 | SOCO_2_FRCC | SOCO | FRCC | Internal | Summer | B8 | 500 | 3700 | 694.94 | 43.39 | 53.39 | 10 | 0
2015 | SOCO_2_FRCC | SOCO | FRCC | Internal | Summer | B9 | 800 | 3700 | 0 | 38.83 | 46.05 | 10 | 0
2015 | SOCO_2_FRCC | SOCO | FRCC | Internal | Summer | B10 | 1262 | 3700 | 0 | 38.83 | 43.74 | 10 | 0
2015 | SOCO_2_FRCC | SOCO | FRCC | Internal | Winter | B16 | 25 | 3700 | 1986.55 | 62.05 | 72.05 | 10 | 0
2015 | SOCO_2_FRCC | SOCO | FRCC | Internal | Winter | B17 | 100 | 3700 | 1998.67 | 43.89 | 53.89 | 10 | 0
2015 | SOCO_2_FRCC | SOCO | FRCC | Internal | Winter | B18 | 400 | 3700 | 0 | 42.39 | 52.16 | 10 | 0
2015 | SOCO_2_FRCC | SOCO | FRCC | Internal | Winter | B19 | 700 | 3700 | 0 | 42.39 | 48.42 | 10 | 0
2015 | SOCO_2_FRCC | SOCO | FRCC | Internal | Winter | B20 | 935 | 3700 | 0 | 42.39 | 46.43 | 10 | 0
2015 | SOCO_2_VACAR | SOCO | VACAR | Internal | Shoulder | B11 | 25 | 2000 | 0 | 63.26 | 59.25 | 10 | 0
2015 | SOCO_2_VACAR | SOCO | VACAR | Internal | Shoulder | B12 | 200 | 2000 | 0 | 42.99 | 48.63 | 10 | 0
2015 | SOCO_2_VACAR | SOCO | VACAR | Internal | Shoulder | B13 | 600 | 2000 | 0 | 40 | 45.96 | 10 | 0
2015 | SOCO_2_VACAR | SOCO | VACAR | Internal | Shoulder | B14 | 900 | 2000 | 0 | 40 | 45.66 | 10 | 0
2015 | SOCO_2_VACAR | SOCO | VACAR | Internal | Shoulder | B15 | 1203 | 2000 | 0 | 40 | 42.66 | 10 | 0
2015 | SOCO_2_VACAR | SOCO | VACAR | Internal | Summer | B1 | 10 | 2000 | 0 | 66.43 | 69.73 | 10 | 0
2015 | SOCO_2_VACAR | SOCO | VACAR | Internal | Summer | B2 | 25 | 2000 | 0 | 66.43 | 69.73 | 10 | 0
2015 | SOCO_2_VACAR | SOCO | VACAR | Internal | Summer | B3 | 75 | 2000 | 0 | 66.43 | 69.73 | 10 | 0
2015 | SOCO_2_VACAR | SOCO | VACAR | Internal | Summer | B4 | 100 | 2000 | 0 | 66.43 | 68.59 | 10 | 0
2015 | SOCO_2_VACAR | SOCO | VACAR | Internal | Summer | B5 | 200 | 2000 | 0 | 62.02 | 57.65 | 10 | 0
2015 | SOCO_2_VACAR | SOCO | VACAR | Internal | Summer | B6 | 300 | 2000 | 0 | 54.15 | 50.99 | 10 | 0
2015 | SOCO_2_VACAR | SOCO | VACAR | Internal | Summer | B7 | 400 | 2000 | 0 | 51.72 | 46.41 | 10 | 0
2015 | SOCO_2_VACAR | SOCO | VACAR | Internal | Summer | B8 | 500 | 2000 | 0 | 43.39 | 43.81 | 10 | 0
2015 | SOCO_2_VACAR | SOCO | VACAR | Internal | Summer | B9 | 800 | 2000 | 0 | 38.83 | 42.27 | 10 | 0
2015 | SOCO_2_VACAR | SOCO | VACAR | Internal | Summer | B10 | 1262 | 2000 | 0 | 38.83 | 41.46 | 10 | 0
2015 | SOCO_2_VACAR | SOCO | VACAR | Internal | Winter | B16 | 25 | 2000 | 0 | 62.05 | 65.68 | 10 | 0
2015 | SOCO_2_VACAR | SOCO | VACAR | Internal | Winter | B17 | 100 | 2000 | 0 | 43.89 | 51.2 | 10 | 0
2015 | SOCO_2_VACAR | SOCO | VACAR | Internal | Winter | B18 | 400 | 2000 | 0 | 42.39 | 46.96 | 10 | 0
2015 | SOCO_2_VACAR | SOCO | VACAR | Internal | Winter | B19 | 700 | 2000 | 0 | 42.39 | 44.89 | 10 | 0
2015 | SOCO_2_VACAR | SOCO | VACAR | Internal | Winter | B20 | 935 | 2000 | 0 | 42.39 | 42.66 | 10 | 0
2015 | SPP_N_2_ENT | SPP_N | ENT | Internal | Shoulder | B11 | 25 | 1800 | 0 | 54.93 | 55.32 | 5 | 0
2015 | SPP_N_2_ENT | SPP_N | ENT | Internal | Shoulder | B12 | 200 | 1800 | 0 | 40.64 | 39.32 | 5 | 0
2015 | SPP_N_2_ENT | SPP_N | ENT | Internal | Shoulder | B13 | 600 | 1800 | 0 | 39.06 | 39.32 | 5 | 0
2015 | SPP_N_2_ENT | SPP_N | ENT | Internal | Shoulder | B14 | 900 | 1800 | 0 | 38.93 | 39.04 | 5 | 0
2015 | SPP_N_2_ENT | SPP_N | ENT | Internal | Shoulder | B15 | 1203 | 1800 | 0 | 37.62 | 37.77 | 5 | 0
2015 | SPP_N_2_ENT | SPP_N | ENT | Internal | Summer | B1 | 10 | 1800 | 0 | 60.8 | 60.8 | 5 | 0
2015 | SPP_N_2_ENT | SPP_N | ENT | Internal | Summer | B2 | 25 | 1800 | 0 | 59.77 | 59.29 | 5 | 0
2015 | SPP_N_2_ENT | SPP_N | ENT | Internal | Summer | B3 | 75 | 1800 | 0 | 59.77 | 58.43 | 5 | 0
2015 | SPP_N_2_ENT | SPP_N | ENT | Internal | Summer | B4 | 100 | 1800 | 0 | 58.03 | 57.64 | 5 | 0
2015 | SPP_N_2_ENT | SPP_N | ENT | Internal | Summer | B5 | 200 | 1800 | 0 | 55.13 | 53.58 | 5 | 0
2015 | SPP_N_2_ENT | SPP_N | ENT | Internal | Summer | B6 | 300 | 1800 | 0 | 50.98 | 46.15 | 5 | 0
2015 | SPP_N_2_ENT | SPP_N | ENT | Internal | Summer | B7 | 400 | 1800 | 0 | 43.53 | 43.72 | 5 | 0
2015 | SPP_N_2_ENT | SPP_N | ENT | Internal | Summer | B8 | 500 | 1800 | 0 | 37.98 | 38.1 | 5 | 0
2015 | SPP_N_2_ENT | SPP_N | ENT | Internal | Summer | B9 | 800 | 1800 | 0 | 36.35 | 37.83 | 5 | 0
2015 | SPP_N_2_ENT | SPP_N | ENT | Internal | Summer | B10 | 1262 | 1800 | 0 | 36.12 | 36.6 | 5 | 0
2015 | SPP_N_2_ENT | SPP_N | ENT | Internal | Winter | B16 | 25 | 1800 | 25.98 | 48.68 | 53.68 | 5 | 0
2015 | SPP_N_2_ENT | SPP_N | ENT | Internal | Winter | B17 | 100 | 1800 | 0 | 41.5 | 41.76 | 5 | 0
2015 | SPP_N_2_ENT | SPP_N | ENT | Internal | Winter | B18 | 400 | 1800 | 0 | 40.09 | 41.46 | 5 | 0
2015 | SPP_N_2_ENT | SPP_N | ENT | Internal | Winter | B19 | 700 | 1800 | 0 | 40.09 | 41.46 | 5 | 0
2015 | SPP_N_2_ENT | SPP_N | ENT | Internal | Winter | B20 | 935 | 1800 | 0 | 39.2 | 40.11 | 5 | 0
2015 | SPP_N_2_MISO_MO-IL | SPP_N | MISO_MO-IL | Internal | Shoulder | B11 | 25 | 2000 | 0 | 54.93 | 47.93 | 5 | 0
2015 | SPP_N_2_MISO_MO-IL | SPP_N | MISO_MO-IL | Internal | Shoulder | B12 | 200 | 2000 | 0 | 40.64 | 40.63 | 5 | 0
2015 | SPP_N_2_MISO_MO-IL | SPP_N | MISO_MO-IL | Internal | Shoulder | B13 | 600 | 2000 | 0 | 39.06 | 37.95 | 5 | 0
2015 | SPP_N_2_MISO_MO-IL | SPP_N | MISO_MO-IL | Internal | Shoulder | B14 | 900 | 2000 | 0 | 38.93 | 35.9 | 5 | 0
2015 | SPP_N_2_MISO_MO-IL | SPP_N | MISO_MO-IL | Internal | Shoulder | B15 | 1203 | 2000 | 0 | 37.62 | 33.25 | 5 | 0
2015 | SPP_N_2_MISO_MO-IL | SPP_N | MISO_MO-IL | Internal | Summer | B1 | 10 | 2000 | 0 | 60.8 | 60.8 | 5 | 0
2015 | SPP_N_2_MISO_MO-IL | SPP_N | MISO_MO-IL | Internal | Summer | B2 | 25 | 2000 | 0 | 59.77 | 59.29 | 5 | 0
2015 | SPP_N_2_MISO_MO-IL | SPP_N | MISO_MO-IL | Internal | Summer | B3 | 75 | 2000 | 0 | 59.77 | 57.02 | 5 | 0
2015 | SPP_N_2_MISO_MO-IL | SPP_N | MISO_MO-IL | Internal | Summer | B4 | 100 | 2000 | 0 | 58.03 | 55.57 | 5 | 0
2015 | SPP_N_2_MISO_MO-IL | SPP_N | MISO_MO-IL | Internal | Summer | B5 | 200 | 2000 | 0 | 55.13 | 48.52 | 5 | 0
2015 | SPP_N_2_MISO_MO-IL | SPP_N | MISO_MO-IL | Internal | Summer | B6 | 300 | 2000 | 0 | 50.98 | 42.98 | 5 | 0
2015 | SPP_N_2_MISO_MO-IL | SPP_N | MISO_MO-IL | Internal | Summer | B7 | 400 | 2000 | 0 | 43.53 | 36.5 | 5 | 0
2015 | SPP_N_2_MISO_MO-IL | SPP_N | MISO_MO-IL | Internal | Summer | B8 | 500 | 2000 | 0 | 37.98 | 34.55 | 5 | 0
2015 | SPP_N_2_MISO_MO-IL | SPP_N | MISO_MO-IL | Internal | Summer | B9 | 800 | 2000 | 0 | 36.35 | 33.4 | 5 | 0
2015 | SPP_N_2_MISO_MO-IL | SPP_N | MISO_MO-IL | Internal | Summer | B10 | 1262 | 2000 | 0 | 36.12 | 29.96 | 5 | 0
2015 | SPP_N_2_MISO_MO-IL | SPP_N | MISO_MO-IL | Internal | Winter | B16 | 25 | 2000 | 0 | 48.68 | 48.68 | 5 | 0
2015 | SPP_N_2_MISO_MO-IL | SPP_N | MISO_MO-IL | Internal | Winter | B17 | 100 | 2000 | 0 | 41.5 | 43.18 | 5 | 0
2015 | SPP_N_2_MISO_MO-IL | SPP_N | MISO_MO-IL | Internal | Winter | B18 | 400 | 2000 | 0 | 40.09 | 38.94 | 5 | 0
2015 | SPP_N_2_MISO_MO-IL | SPP_N | MISO_MO-IL | Internal | Winter | B19 | 700 | 2000 | 0 | 40.09 | 36.88 | 5 | 0
2015 | SPP_N_2_MISO_MO-IL | SPP_N | MISO_MO-IL | Internal | Winter | B20 | 935 | 2000 | 0 | 39.2 | 32.18 | 5 | 0
2015 | SPP_N_2_NE | SPP_N | NE | Internal | Shoulder | B11 | 25 | 1531 | 0 | 54.93 | 54.91 | 0.01 | 0
2015 | SPP_N_2_NE | SPP_N | NE | Internal | Shoulder | B12 | 200 | 1531 | 0 | 40.64 | 40.63 | 0.01 | 0
2015 | SPP_N_2_NE | SPP_N | NE | Internal | Shoulder | B13 | 600 | 1531 | 0 | 39.06 | 39.05 | 0.01 | 0
2015 | SPP_N_2_NE | SPP_N | NE | Internal | Shoulder | B14 | 900 | 1531 | 0 | 38.93 | 38.91 | 0.01 | 0
2015 | SPP_N_2_NE | SPP_N | NE | Internal | Shoulder | B15 | 1203 | 1531 | 0 | 37.62 | 37.6 | 0.01 | 0
2015 | SPP_N_2_NE | SPP_N | NE | Internal | Summer | B1 | 10 | 1531 | 0 | 60.8 | 60.79 | 0.01 | 0
2015 | SPP_N_2_NE | SPP_N | NE | Internal | Summer | B2 | 25 | 1531 | 0 | 59.77 | 59.76 | 0.01 | 0
2015 | SPP_N_2_NE | SPP_N | NE | Internal | Summer | B3 | 75 | 1531 | 0 | 59.77 | 59.76 | 0.01 | 0
2015 | SPP_N_2_NE | SPP_N | NE | Internal | Summer | B4 | 100 | 1531 | 0 | 58.03 | 58.02 | 0.01 | 0
2015 | SPP_N_2_NE | SPP_N | NE | Internal | Summer | B5 | 200 | 1531 | 0 | 55.13 | 55.12 | 0.01 | 0
2015 | SPP_N_2_NE | SPP_N | NE | Internal | Summer | B6 | 300 | 1531 | 0 | 50.98 | 50.97 | 0.01 | 0
2015 | SPP_N_2_NE | SPP_N | NE | Internal | Summer | B7 | 400 | 1531 | 0 | 43.53 | 43.52 | 0.01 | 0
2015 | SPP_N_2_NE | SPP_N | NE | Internal | Summer | B8 | 500 | 1531 | 0 | 37.98 | 37.24 | 0.01 | 0
2015 | SPP_N_2_NE | SPP_N | NE | Internal | Summer | B9 | 800 | 1531 | 0 | 36.35 | 36.34 | 0.01 | 0
2015 | SPP_N_2_NE | SPP_N | NE | Internal | Summer | B10 | 1262 | 1531 | 0 | 36.12 | 36.11 | 0.01 | 0
2015 | SPP_N_2_NE | SPP_N | NE | Internal | Winter | B16 | 25 | 1531 | 0 | 48.68 | 48.67 | 0.01 | 0
2015 | SPP_N_2_NE | SPP_N | NE | Internal | Winter | B17 | 100 | 1531 | 0 | 41.5 | 41.48 | 0.01 | 0
2015 | SPP_N_2_NE | SPP_N | NE | Internal | Winter | B18 | 400 | 1531 | 0 | 40.09 | 40.08 | 0.01 | 0
2015 | SPP_N_2_NE | SPP_N | NE | Internal | Winter | B19 | 700 | 1531 | 0 | 40.09 | 40.08 | 0.01 | 0
2015 | SPP_N_2_NE | SPP_N | NE | Internal | Winter | B20 | 935 | 1531 | 0 | 39.2 | 39.18 | 0.01 | 0
2015 | SPP_N_2_SPP_S | SPP_N | SPP_S | Internal | Shoulder | B11 | 25 | 4383 | 0 | 54.93 | 54.07 | 0.01 | 0
2015 | SPP_N_2_SPP_S | SPP_N | SPP_S | Internal | Shoulder | B12 | 200 | 4383 | 0 | 40.64 | 40.63 | 0.01 | 0
2015 | SPP_N_2_SPP_S | SPP_N | SPP_S | Internal | Shoulder | B13 | 600 | 4383 | 1110.44 | 39.06 | 39.07 | 0.01 | 0
2015 | SPP_N_2_SPP_S | SPP_N | SPP_S | Internal | Shoulder | B14 | 900 | 4383 | 693.96 | 38.93 | 38.94 | 0.01 | 0
2015 | SPP_N_2_SPP_S | SPP_N | SPP_S | Internal | Shoulder | B15 | 1203 | 4383 | 1509.36 | 37.62 | 37.63 | 0.01 | 0
2015 | SPP_N_2_SPP_S | SPP_N | SPP_S | Internal | Summer | B1 | 10 | 4383 | 0 | 60.8 | 60.79 | 0.01 | 0
2015 | SPP_N_2_SPP_S | SPP_N | SPP_S | Internal | Summer | B2 | 25 | 4383 | 0 | 59.77 | 59.76 | 0.01 | 0
2015 | SPP_N_2_SPP_S | SPP_N | SPP_S | Internal | Summer | B3 | 75 | 4383 | 0 | 59.77 | 53.43 | 0.01 | 0
2015 | SPP_N_2_SPP_S | SPP_N | SPP_S | Internal | Summer | B4 | 100 | 4383 | 0 | 58.03 | 52.64 | 0.01 | 0
2015 | SPP_N_2_SPP_S | SPP_N | SPP_S | Internal | Summer | B5 | 200 | 4383 | 0 | 55.13 | 52.64 | 0.01 | 0
2015 | SPP_N_2_SPP_S | SPP_N | SPP_S | Internal | Summer | B6 | 300 | 4383 | 2233.59 | 50.98 | 50.99 | 0.01 | 0
2015 | SPP_N_2_SPP_S | SPP_N | SPP_S | Internal | Summer | B7 | 400 | 4383 | 1873.6 | 43.53 | 43.54 | 0.01 | 0
2015 | SPP_N_2_SPP_S | SPP_N | SPP_S | Internal | Summer | B8 | 500 | 4383 | 2475.55 | 37.98 | 38 | 0.01 | 0
2015 | SPP_N_2_SPP_S | SPP_N | SPP_S | Internal | Summer | B9 | 800 | 4383 | 2425.79 | 36.35 | 36.36 | 0.01 | 0
2015 | SPP_N_2_SPP_S | SPP_N | SPP_S | Internal | Summer | B10 | 1262 | 4383 | 4383 | 36.12 | 36.28 | 0.01 | 0.15
2015 | SPP_N_2_SPP_S | SPP_N | SPP_S | Internal | Winter | B16 | 25 | 4383 | 1439.83 | 48.68 | 48.69 | 0.01 | 0
2015 | SPP_N_2_SPP_S | SPP_N | SPP_S | Internal | Winter | B17 | 100 | 4383 | 1689.03 | 41.5 | 41.51 | 0.01 | 0
2015 | SPP_N_2_SPP_S | SPP_N | SPP_S | Internal | Winter | B18 | 400 | 4383 | 2649.72 | 40.09 | 40.11 | 0.01 | 0
2015 | SPP_N_2_SPP_S | SPP_N | SPP_S | Internal | Winter | B19 | 700 | 4383 | 2259.66 | 40.09 | 40.11 | 0.01 | 0
2015 | SPP_N_2_SPP_S | SPP_N | SPP_S | Internal | Winter | B20 | 935 | 4383 | 4383 | 39.2 | 40.02 | 0.01 | 0.81
2015 | SPP_S_2_ENT | SPP_S | ENT | Internal | Shoulder | B11 | 25 | 850 | 0 | 54.07 | 55.32 | 5 | 0
2015 | SPP_S_2_ENT | SPP_S | ENT | Internal | Shoulder | B12 | 200 | 850 | 0 | 40.63 | 39.32 | 5 | 0
2015 | SPP_S_2_ENT | SPP_S | ENT | Internal | Shoulder | B13 | 600 | 850 | 0 | 39.07 | 39.32 | 5 | 0
2015 | SPP_S_2_ENT | SPP_S | ENT | Internal | Shoulder | B14 | 900 | 850 | 0 | 38.94 | 39.04 | 5 | 0
2015 | SPP_S_2_ENT | SPP_S | ENT | Internal | Shoulder | B15 | 1203 | 850 | 0 | 37.63 | 37.77 | 5 | 0
2015 | SPP_S_2_ENT | SPP_S | ENT | Internal | Summer | B1 | 10 | 850 | 0 | 60.79 | 60.8 | 5 | 0
2015 | SPP_S_2_ENT | SPP_S | ENT | Internal | Summer | B2 | 25 | 850 | 0 | 59.76 | 59.29 | 5 | 0
2015 | SPP_S_2_ENT | SPP_S | ENT | Internal | Summer | B3 | 75 | 850 | 2.06 | 53.43 | 58.43 | 5 | 0
2015 | SPP_S_2_ENT | SPP_S | ENT | Internal | Summer | B4 | 100 | 850 | 239.03 | 52.64 | 57.64 | 5 | 0
2015 | SPP_S_2_ENT | SPP_S | ENT | Internal | Summer | B5 | 200 | 850 | 0 | 52.64 | 53.58 | 5 | 0
2015 | SPP_S_2_ENT | SPP_S | ENT | Internal | Summer | B6 | 300 | 850 | 0 | 50.99 | 46.15 | 5 | 0
2015 | SPP_S_2_ENT | SPP_S | ENT | Internal | Summer | B7 | 400 | 850 | 0 | 43.54 | 43.72 | 5 | 0
2015 | SPP_S_2_ENT | SPP_S | ENT | Internal | Summer | B8 | 500 | 850 | 0 | 38 | 38.1 | 5 | 0
2015 | SPP_S_2_ENT | SPP_S | ENT | Internal | Summer | B9 | 800 | 850 | 0 | 36.36 | 37.83 | 5 | 0
2015 | SPP_S_2_ENT | SPP_S | ENT | Internal | Summer | B10 | 1262 | 850 | 0 | 36.28 | 36.6 | 5 | 0
2015 | SPP_S_2_ENT | SPP_S | ENT | Internal | Winter | B16 | 25 | 850 | 0 | 48.69 | 53.68 | 5 | 0
2015 | SPP_S_2_ENT | SPP_S | ENT | Internal | Winter | B17 | 100 | 850 | 0 | 41.51 | 41.76 | 5 | 0
2015 | SPP_S_2_ENT | SPP_S | ENT | Internal | Winter | B18 | 400 | 850 | 0 | 40.11 | 41.46 | 5 | 0
2015 | SPP_S_2_ENT | SPP_S | ENT | Internal | Winter | B19 | 700 | 850 | 0 | 40.11 | 41.46 | 5 | 0
2015 | SPP_S_2_ENT | SPP_S | ENT | Internal | Winter | B20 | 935 | 850 | 0 | 40.02 | 40.11 | 5 | 0
2015 | SPP_S_2_SPP_N | SPP_S | SPP_N | Internal | Shoulder | B11 | 25 | 1023 | 1023 | 54.07 | 54.93 | 0.01 | 0.84
2015 | SPP_S_2_SPP_N | SPP_S | SPP_N | Internal | Shoulder | B12 | 200 | 1023 | 340.47 | 40.63 | 40.64 | 0.01 | 0
2015 | SPP_S_2_SPP_N | SPP_S | SPP_N | Internal | Shoulder | B13 | 600 | 1023 | 0 | 39.07 | 39.06 | 0.01 | 0
2015 | SPP_S_2_SPP_N | SPP_S | SPP_N | Internal | Shoulder | B14 | 900 | 1023 | 0 | 38.94 | 38.93 | 0.01 | 0
2015 | SPP_S_2_SPP_N | SPP_S | SPP_N | Internal | Shoulder | B15 | 1203 | 1023 | 0 | 37.63 | 37.62 | 0.01 | 0
2015 | SPP_S_2_SPP_N | SPP_S | SPP_N | Internal | Summer | B1 | 10 | 1023 | 1014.11 | 60.79 | 60.8 | 0.01 | 0
2015 | SPP_S_2_SPP_N | SPP_S | SPP_N | Internal | Summer | B2 | 25 | 1023 | 885.03 | 59.76 | 59.77 | 0.01 | 0
2015 | SPP_S_2_SPP_N | SPP_S | SPP_N | Internal | Summer | B3 | 75 | 1023 | 1023 | 53.43 | 59.77 | 0.01 | 6.33
2015 | SPP_S_2_SPP_N | SPP_S | SPP_N | Internal | Summer | B4 | 100 | 1023 | 1023 | 52.64 | 58.03 | 0.01 | 5.37
2015 | SPP_S_2_SPP_N | SPP_S | SPP_N | Internal | Summer | B5 | 200 | 1023 | 1023 | 52.64 | 55.13 | 0.01 | 2.48
2015 | SPP_S_2_SPP_N | SPP_S | SPP_N | Internal | Summer | B6 | 300 | 1023 | 0 | 50.99 | 50.98 | 0.01 | 0
2015 | SPP_S_2_SPP_N | SPP_S | SPP_N | Internal | Summer | B7 | 400 | 1023 | 0 | 43.54 | 43.53 | 0.01 | 0
2015 | SPP_S_2_SPP_N | SPP_S | SPP_N | Internal | Summer | B8 | 500 | 1023 | 0 | 38 | 37.98 | 0.01 | 0
2015 | SPP_S_2_SPP_N | SPP_S | SPP_N | Internal | Summer | B9 | 800 | 1023 | 0 | 36.36 | 36.35 | 0.01 | 0
2015 | SPP_S_2_SPP_N | SPP_S | SPP_N | Internal | Summer | B10 | 1262 | 1023 | 0 | 36.28 | 36.12 | 0.01 | 0
2015 | SPP_S_2_SPP_N | SPP_S | SPP_N | Internal | Winter | B16 | 25 | 1023 | 0 | 48.69 | 48.68 | 0.01 | 0
2015 | SPP_S_2_SPP_N | SPP_S | SPP_N | Internal | Winter | B17 | 100 | 1023 | 0 | 41.51 | 41.5 | 0.01 | 0
2015 | SPP_S_2_SPP_N | SPP_S | SPP_N | Internal | Winter | B18 | 400 | 1023 | 0 | 40.11 | 40.09 | 0.01 | 0
2015 | SPP_S_2_SPP_N | SPP_S | SPP_N | Internal | Winter | B19 | 700 | 1023 | 0 | 40.11 | 40.09 | 0.01 | 0
2015 | SPP_S_2_SPP_N | SPP_S | SPP_N | Internal | Winter | B20 | 935 | 1023 | 0 | 40.02 | 39.2 | 0.01 | 0
2015 | TVA_2_ENT | TVA | ENT | Internal | Shoulder | B11 | 25 | 500 | 0 | 54.28 | 55.32 | 9 | 0
2015 | TVA_2_ENT | TVA | ENT | Internal | Shoulder | B12 | 200 | 500 | 0 | 41.16 | 39.32 | 9 | 0
2015 | TVA_2_ENT | TVA | ENT | Internal | Shoulder | B13 | 600 | 500 | 0 | 39.49 | 39.32 | 9 | 0
2015 | TVA_2_ENT | TVA | ENT | Internal | Shoulder | B14 | 900 | 500 | 0 | 39.49 | 39.04 | 9 | 0
2015 | TVA_2_ENT | TVA | ENT | Internal | Shoulder | B15 | 1203 | 500 | 0 | 39.49 | 37.77 | 9 | 0
2015 | TVA_2_ENT | TVA | ENT | Internal | Summer | B1 | 10 | 500 | 0 | 68.81 | 60.8 | 9 | 0
2015 | TVA_2_ENT | TVA | ENT | Internal | Summer | B2 | 25 | 500 | 0 | 67.3 | 59.29 | 9 | 0
2015 | TVA_2_ENT | TVA | ENT | Internal | Summer | B3 | 75 | 500 | 0 | 64.3 | 58.43 | 9 | 0
2015 | TVA_2_ENT | TVA | ENT | Internal | Summer | B4 | 100 | 500 | 0 | 63.58 | 57.64 | 9 | 0
2015 | TVA_2_ENT | TVA | ENT | Internal | Summer | B5 | 200 | 500 | 0 | 51.09 | 53.58 | 9 | 0
2015 | TVA_2_ENT | TVA | ENT | Internal | Summer | B6 | 300 | 500 | 0 | 39.84 | 46.15 | 9 | 0
2015 | TVA_2_ENT | TVA | ENT | Internal | Summer | B7 | 400 | 500 | 0 | 39.28 | 43.72 | 9 | 0
2015 | TVA_2_ENT | TVA | ENT | Internal | Summer | B8 | 500 | 500 | 0 | 38.22 | 38.1 | 9 | 0
2015 | TVA_2_ENT | TVA | ENT | Internal | Summer | B9 | 800 | 500 | 0 | 38.22 | 37.83 | 9 | 0
2015 | TVA_2_ENT | TVA | ENT | Internal | Summer | B10 | 1262 | 500 | 0 | 35.46 | 36.6 | 9 | 0
2015 | TVA_2_ENT | TVA | ENT | Internal | Winter | B16 | 25 | 500 | 0 | 55.57 | 53.68 | 9 | 0
2015 | TVA_2_ENT | TVA | ENT | Internal | Winter | B17 | 100 | 500 | 0 | 43.7 | 41.76 | 9 | 0
2015 | TVA_2_ENT | TVA | ENT | Internal | Winter | B18 | 400 | 500 | 0 | 39.34 | 41.46 | 9 | 0
2015 | TVA_2_ENT | TVA | ENT | Internal | Winter | B19 | 700 | 500 | 0 | 39.34 | 41.46 | 9 | 0
2015 | TVA_2_ENT | TVA | ENT | Internal | Winter | B20 | 935 | 500 | 0 | 39.34 | 40.11 | 9 | 0
2015 | TVA_2_MISO_MO-IL | TVA | MISO_MO-IL | Internal | Shoulder | B11 | 25 | 50 | 0 | 54.28 | 47.93 | 9 | 0
2015 | TVA_2_MISO_MO-IL | TVA | MISO_MO-IL | Internal | Shoulder | B12 | 200 | 50 | 0 | 41.16 | 40.63 | 9 | 0
2015 | TVA_2_MISO_MO-IL | TVA | MISO_MO-IL | Internal | Shoulder | B13 | 600 | 50 | 0 | 39.49 | 37.95 | 9 | 0
2015 | TVA_2_MISO_MO-IL | TVA | MISO_MO-IL | Internal | Shoulder | B14 | 900 | 50 | 0 | 39.49 | 35.9 | 9 | 0
2015 | TVA_2_MISO_MO-IL | TVA | MISO_MO-IL | Internal | Shoulder | B15 | 1203 | 50 | 0 | 39.49 | 33.25 | 9 | 0
2015 | TVA_2_MISO_MO-IL | TVA | MISO_MO-IL | Internal | Summer | B1 | 10 | 50 | 0 | 68.81 | 60.8 | 9 | 0
2015 | TVA_2_MISO_MO-IL | TVA | MISO_MO-IL | Internal | Summer | B2 | 25 | 50 | 0 | 67.3 | 59.29 | 9 | 0
2015 | TVA_2_MISO_MO-IL | TVA | MISO_MO-IL | Internal | Summer | B3 | 75 | 50 | 0 | 64.3 | 57.02 | 9 | 0
2015 | TVA_2_MISO_MO-IL | TVA | MISO_MO-IL | Internal | Summer | B4 | 100 | 50 | 0 | 63.58 | 55.57 | 9 | 0
2015 | TVA_2_MISO_MO-IL | TVA | MISO_MO-IL | Internal | Summer | B5 | 200 | 50 | 0 | 51.09 | 48.52 | 9 | 0
2015 | TVA_2_MISO_MO-IL | TVA | MISO_MO-IL | Internal | Summer | B6 | 300 | 50 | 0 | 39.84 | 42.98 | 9 | 0
2015 | TVA_2_MISO_MO-IL | TVA | MISO_MO-IL | Internal | Summer | B7 | 400 | 50 | 0 | 39.28 | 36.5 | 9 | 0
2015 | TVA_2_MISO_MO-IL | TVA | MISO_MO-IL | Internal | Summer | B8 | 500 | 50 | 0 | 38.22 | 34.55 | 9 | 0
2015 | TVA_2_MISO_MO-IL | TVA | MISO_MO-IL | Internal | Summer | B9 | 800 | 50 | 0 | 38.22 | 33.4 | 9 | 0
2015 | TVA_2_MISO_MO-IL | TVA | MISO_MO-IL | Internal | Summer | B10 | 1262 | 50 | 0 | 35.46 | 29.96 | 9 | 0
2015 | TVA_2_MISO_MO-IL | TVA | MISO_MO-IL | Internal | Winter | B16 | 25 | 50 | 0 | 55.57 | 48.68 | 9 | 0
2015 | TVA_2_MISO_MO-IL | TVA | MISO_MO-IL | Internal | Winter | B17 | 100 | 50 | 0 | 43.7 | 43.18 | 9 | 0
2015 | TVA_2_MISO_MO-IL | TVA | MISO_MO-IL | Internal | Winter | B18 | 400 | 50 | 0 | 39.34 | 38.94 | 9 | 0
2015 | TVA_2_MISO_MO-IL | TVA | MISO_MO-IL | Internal | Winter | B19 | 700 | 50 | 0 | 39.34 | 36.88 | 9 | 0
2015 | TVA_2_MISO_MO-IL | TVA | MISO_MO-IL | Internal | Winter | B20 | 935 | 50 | 0 | 39.34 | 32.18 | 9 | 0
2015 | TVA_2_NonRTO_Midwest | TVA | NonRTO_Midwest | Internal | Shoulder | B11 | 25 | 100 | 0 | 54.28 | 55.94 | 9 | 0
2015 | TVA_2_NonRTO_Midwest | TVA | NonRTO_Midwest | Internal | Shoulder | B12 | 200 | 100 | 0 | 41.16 | 48.64 | 9 | 0
2015 | TVA_2_NonRTO_Midwest | TVA | NonRTO_Midwest | Internal | Shoulder | B13 | 600 | 100 | 0 | 39.49 | 45.66 | 9 | 0
2015 | TVA_2_NonRTO_Midwest | TVA | NonRTO_Midwest | Internal | Shoulder | B14 | 900 | 100 | 0 | 39.49 | 35.9 | 9 | 0
2015 | TVA_2_NonRTO_Midwest | TVA | NonRTO_Midwest | Internal | Shoulder | B15 | 1203 | 100 | 0 | 39.49 | 32.85 | 9 | 0
2015 | TVA_2_NonRTO_Midwest | TVA | NonRTO_Midwest | Internal | Summer | B1 | 10 | 100 | 0 | 68.81 | 65.02 | 9 | 0
2015 | TVA_2_NonRTO_Midwest | TVA | NonRTO_Midwest | Internal | Summer | B2 | 25 | 100 | 0 | 67.3 | 65.02 | 9 | 0
2015 | TVA_2_NonRTO_Midwest | TVA | NonRTO_Midwest | Internal | Summer | B3 | 75 | 100 | 0 | 64.3 | 65.02 | 9 | 0
2015 | TVA_2_NonRTO_Midwest | TVA | NonRTO_Midwest | Internal | Summer | B4 | 100 | 100 | 0 | 63.58 | 63.58 | 9 | 0
2015 | TVA_2_NonRTO_Midwest | TVA | NonRTO_Midwest | Internal | Summer | B5 | 200 | 100 | 0 | 51.09 | 56.52 | 9 | 0
2015 | TVA_2_NonRTO_Midwest | TVA | NonRTO_Midwest | Internal | Summer | B6 | 300 | 100 | 100 | 39.84 | 50.99 | 9 | 2.16
2015 | TVA_2_NonRTO_Midwest | TVA | NonRTO_Midwest | Internal | Summer | B7 | 400 | 100 | 0 | 39.28 | 36.02 | 9 | 0
2015 | TVA_2_NonRTO_Midwest | TVA | NonRTO_Midwest | Internal | Summer | B8 | 500 | 100 | 0 | 38.22 | 34.43 | 9 | 0
2015 | TVA_2_NonRTO_Midwest | TVA | NonRTO_Midwest | Internal | Summer | B9 | 800 | 100 | 0 | 38.22 | 32.85 | 9 | 0
2015 | TVA_2_NonRTO_Midwest | TVA | NonRTO_Midwest | Internal | Summer | B10 | 1262 | 100 | 0 | 35.46 | 32 | 9 | 0
2015 | TVA_2_NonRTO_Midwest | TVA | NonRTO_Midwest | Internal | Winter | B16 | 25 | 100 | 0 | 55.57 | 56.69 | 9 | 0
2015 | TVA_2_NonRTO_Midwest | TVA | NonRTO_Midwest | Internal | Winter | B17 | 100 | 100 | 0 | 43.7 | 51.2 | 9 | 0
2015 | TVA_2_NonRTO_Midwest | TVA | NonRTO_Midwest | Internal | Winter | B18 | 400 | 100 | 0 | 39.34 | 46.96 | 9 | 0
2015 | TVA_2_NonRTO_Midwest | TVA | NonRTO_Midwest | Internal | Winter | B19 | 700 | 100 | 0 | 39.34 | 36.14 | 9 | 0
2015 | TVA_2_NonRTO_Midwest | TVA | NonRTO_Midwest | Internal | Winter | B20 | 935 | 100 | 0 | 39.34 | 32.93 | 9 | 0
2015 | TVA_2_SOCO | TVA | SOCO | Internal | Shoulder | B11 | 25 | 500 | 0 | 54.28 | 63.26 | 9 | 0
2015 | TVA_2_SOCO | TVA | SOCO | Internal | Shoulder | B12 | 200 | 500 | 0 | 41.16 | 42.99 | 9 | 0
2015 | TVA_2_SOCO | TVA | SOCO | Internal | Shoulder | B13 | 600 | 500 | 0 | 39.49 | 40 | 9 | 0
2015 | TVA_2_SOCO | TVA | SOCO | Internal | Shoulder | B14 | 900 | 500 | 0 | 39.49 | 40 | 9 | 0
2015 | TVA_2_SOCO | TVA | SOCO | Internal | Shoulder | B15 | 1203 | 500 | 0 | 39.49 | 40 | 9 | 0
2015 | TVA_2_SOCO | TVA | SOCO | Internal | Summer | B1 | 10 | 500 | 0 | 68.81 | 66.43 | 9 | 0
2015 | TVA_2_SOCO | TVA | SOCO | Internal | Summer | B2 | 25 | 500 | 0 | 67.3 | 66.43 | 9 | 0
2015 | TVA_2_SOCO | TVA | SOCO | Internal | Summer | B3 | 75 | 500 | 0 | 64.3 | 66.43 | 9 | 0
2015 | TVA_2_SOCO | TVA | SOCO | Internal | Summer | B4 | 100 | 500 | 0 | 63.58 | 66.43 | 9 | 0
2015 | TVA_2_SOCO | TVA | SOCO | Internal | Summer | B5 | 200 | 500 | 500 | 51.09 | 62.02 | 9 | 1.92
2015 | TVA_2_SOCO | TVA | SOCO | Internal | Summer | B6 | 300 | 500 | 500 | 39.84 | 54.15 | 9 | 5.31
2015 | TVA_2_SOCO | TVA | SOCO | Internal | Summer | B7 | 400 | 500 | 500 | 39.28 | 51.72 | 9 | 3.44
2015 | TVA_2_SOCO | TVA | SOCO | Internal | Summer | B8 | 500 | 500 | 0 | 38.22 | 43.39 | 9 | 0
2015 | TVA_2_SOCO | TVA | SOCO | Internal | Summer | B9 | 800 | 500 | 0 | 38.22 | 38.83 | 9 | 0
2015 | TVA_2_SOCO | TVA | SOCO | Internal | Summer | B10 | 1262 | 500 | 0 | 35.46 | 38.83 | 9 | 0
2015 | TVA_2_SOCO | TVA | SOCO | Internal | Winter | B16 | 25 | 500 | 0 | 55.57 | 62.05 | 9 | 0
2015 | TVA_2_SOCO | TVA | SOCO | Internal | Winter | B17 | 100 | 500 | 0 | 43.7 | 43.89 | 9 | 0
2015 | TVA_2_SOCO | TVA | SOCO | Internal | Winter | B18 | 400 | 500 | 0 | 39.34 | 42.39 | 9 | 0
2015 | TVA_2_SOCO | TVA | SOCO | Internal | Winter | B19 | 700 | 500 | 0 | 39.34 | 42.39 | 9 | 0
2015 | TVA_2_SOCO | TVA | SOCO | Internal | Winter | B20 | 935 | 500 | 0 | 39.34 | 42.39 | 9 | 0
2015 | TVA_2_VACAR | TVA | VACAR | Internal | Shoulder | B11 | 25 | 150 | 0 | 54.28 | 59.25 | 9 | 0
2015 | TVA_2_VACAR | TVA | VACAR | Internal | Shoulder | B12 | 200 | 150 | 0 | 41.16 | 48.63 | 9 | 0
2015 | TVA_2_VACAR | TVA | VACAR | Internal | Shoulder | B13 | 600 | 150 | 0 | 39.49 | 45.96 | 9 | 0
2015 | TVA_2_VACAR | TVA | VACAR | Internal | Shoulder | B14 | 900 | 150 | 0 | 39.49 | 45.66 | 9 | 0
2015 | TVA_2_VACAR | TVA | VACAR | Internal | Shoulder | B15 | 1203 | 150 | 0 | 39.49 | 42.66 | 9 | 0
2015 | TVA_2_VACAR | TVA | VACAR | Internal | Summer | B1 | 10 | 150 | 0 | 68.81 | 69.73 | 9 | 0
2015 | TVA_2_VACAR | TVA | VACAR | Internal | Summer | B2 | 25 | 150 | 0 | 67.3 | 69.73 | 9 | 0
2015 | TVA_2_VACAR | TVA | VACAR | Internal | Summer | B3 | 75 | 150 | 0 | 64.3 | 69.73 | 9 | 0
2015 | TVA_2_VACAR | TVA | VACAR | Internal | Summer | B4 | 100 | 150 | 0 | 63.58 | 68.59 | 9 | 0
2015 | TVA_2_VACAR | TVA | VACAR | Internal | Summer | B5 | 200 | 150 | 0 | 51.09 | 57.65 | 9 | 0
2015 | TVA_2_VACAR | TVA | VACAR | Internal | Summer | B6 | 300 | 150 | 150 | 39.84 | 50.99 | 9 | 2.16
2015 | TVA_2_VACAR | TVA | VACAR | Internal | Summer | B7 | 400 | 150 | 0 | 39.28 | 46.41 | 9 | 0
2015 | TVA_2_VACAR | TVA | VACAR | Internal | Summer | B8 | 500 | 150 | 0 | 38.22 | 43.81 | 9 | 0
2015 | TVA_2_VACAR | TVA | VACAR | Internal | Summer | B9 | 800 | 150 | 0 | 38.22 | 42.27 | 9 | 0
2015 | TVA_2_VACAR | TVA | VACAR | Internal | Summer | B10 | 1262 | 150 | 0 | 35.46 | 41.46 | 9 | 0
2015 | TVA_2_VACAR | TVA | VACAR | Internal | Winter | B16 | 25 | 150 | 150 | 55.57 | 65.68 | 9 | 1.11
2015 | TVA_2_VACAR | TVA | VACAR | Internal | Winter | B17 | 100 | 150 | 0 | 43.7 | 51.2 | 9 | 0
2015 | TVA_2_VACAR | TVA | VACAR | Internal | Winter | B18 | 400 | 150 | 0 | 39.34 | 46.96 | 9 | 0
2015 | TVA_2_VACAR | TVA | VACAR | Internal | Winter | B19 | 700 | 150 | 0 | 39.34 | 44.89 | 9 | 0
2015 | TVA_2_VACAR | TVA | VACAR | Internal | Winter | B20 | 935 | 150 | 0 | 39.34 | 42.66 | 9 | 0
2015 | TVA_Transmission_2_ENT | TVA_Transmission | ENT | Internal | Shoulder | B11 | 25 | 3000 | 0 | 54.26 | 55.32 | 9 | 0
2015 | TVA_Transmission_2_ENT | TVA_Transmission | ENT | Internal | Shoulder | B12 | 200 | 3000 | 0 | 44.39 | 39.32 | 9 | 0
2015 | TVA_Transmission_2_ENT | TVA_Transmission | ENT | Internal | Shoulder | B13 | 600 | 3000 | 0 | 42.37 | 39.32 | 9 | 0
2015 | TVA_Transmission_2_ENT | TVA_Transmission | ENT | Internal | Shoulder | B14 | 900 | 3000 | 0 | 40.93 | 39.04 | 9 | 0
2015 | TVA_Transmission_2_ENT | TVA_Transmission | ENT | Internal | Shoulder | B15 | 1203 | 3000 | 0 | 39.9 | 37.77 | 9 | 0
2015 | TVA_Transmission_2_ENT | TVA_Transmission | ENT | Internal | Summer | B1 | 10 | 3000 | 0 | 68.8 | 60.8 | 9 | 0
2015 | TVA_Transmission_2_ENT | TVA_Transmission | ENT | Internal | Summer | B2 | 25 | 3000 | 0 | 67.29 | 59.29 | 9 | 0
2015 | TVA_Transmission_2_ENT | TVA_Transmission | ENT | Internal | Summer | B3 | 75 | 3000 | 0 | 64.29 | 58.43 | 9 | 0
2015 | TVA_Transmission_2_ENT | TVA_Transmission | ENT | Internal | Summer | B4 | 100 | 3000 | 0 | 63.57 | 57.64 | 9 | 0
2015 | TVA_Transmission_2_ENT | TVA_Transmission | ENT | Internal | Summer | B5 | 200 | 3000 | 0 | 54.85 | 53.58 | 9 | 0
2015 | TVA_Transmission_2_ENT | TVA_Transmission | ENT | Internal | Summer | B6 | 300 | 3000 | 0 | 47.86 | 46.15 | 9 | 0
2015 | TVA_Transmission_2_ENT | TVA_Transmission | ENT | Internal | Summer | B7 | 400 | 3000 | 0 | 43.24 | 43.72 | 9 | 0
2015 | TVA_Transmission_2_ENT | TVA_Transmission | ENT | Internal | Summer | B8 | 500 | 3000 | 0 | 39.7 | 38.1 | 9 | 0
2015 | TVA_Transmission_2_ENT | TVA_Transmission | ENT | Internal | Summer | B9 | 800 | 3000 | 0 | 39.06 | 37.83 | 9 | 0
2015 | TVA_Transmission_2_ENT | TVA_Transmission | ENT | Internal | Summer | B10 | 1262 | 3000 | 0 | 36.42 | 36.6 | 9 | 0
2015 | TVA_Transmission_2_ENT | TVA_Transmission | ENT | Internal | Winter | B16 | 25 | 3000 | 0 | 56.68 | 53.68 | 9 | 0
2015 | TVA_Transmission_2_ENT | TVA_Transmission | ENT | Internal | Winter | B17 | 100 | 3000 | 0 | 46.84 | 41.76 | 9 | 0
2015 | TVA_Transmission_2_ENT | TVA_Transmission | ENT | Internal | Winter | B18 | 400 | 3000 | 0 | 43.24 | 41.46 | 9 | 0
2015 | TVA_Transmission_2_ENT | TVA_Transmission | ENT | Internal | Winter | B19 | 700 | 3000 | 0 | 41.26 | 41.46 | 9 | 0
2015 | TVA_Transmission_2_ENT | TVA_Transmission | ENT | Internal | Winter | B20 | 935 | 3000 | 0 | 39.57 | 40.11 | 9 | 0
2015 | TVA_Transmission_2_NonRTO_Midwest | TVA_Transmission | NonRTO_Midwest | Internal | Shoulder | B11 | 25 | 700 | 0 | 54.26 | 55.94 | 9 | 0
2015 | TVA_Transmission_2_NonRTO_Midwest | TVA_Transmission | NonRTO_Midwest | Internal | Shoulder | B12 | 200 | 700 | 0 | 44.39 | 48.64 | 9 | 0
2015 | TVA_Transmission_2_NonRTO_Midwest | TVA_Transmission | NonRTO_Midwest | Internal | Shoulder | B13 | 600 | 700 | 0 | 42.37 | 45.66 | 9 | 0
2015 | TVA_Transmission_2_NonRTO_Midwest | TVA_Transmission | NonRTO_Midwest | Internal | Shoulder | B14 | 900 | 700 | 0 | 40.93 | 35.9 | 9 | 0
2015 | TVA_Transmission_2_NonRTO_Midwest | TVA_Transmission | NonRTO_Midwest | Internal | Shoulder | B15 | 1203 | 700 | 0 | 39.9 | 32.85 | 9 | 0
2015 | TVA_Transmission_2_NonRTO_Midwest | TVA_Transmission | NonRTO_Midwest | Internal | Summer | B1 | 10 | 700 | 0 | 68.8 | 65.02 | 9 | 0
2015 | TVA_Transmission_2_NonRTO_Midwest | TVA_Transmission | NonRTO_Midwest | Internal | Summer | B2 | 25 | 700 | 0 | 67.29 | 65.02 | 9 | 0
2015 | TVA_Transmission_2_NonRTO_Midwest | TVA_Transmission | NonRTO_Midwest | Internal | Summer | B3 | 75 | 700 | 0 | 64.29 | 65.02 | 9 | 0
2015 | TVA_Transmission_2_NonRTO_Midwest | TVA_Transmission | NonRTO_Midwest | Internal | Summer | B4 | 100 | 700 | 0 | 63.57 | 63.58 | 9 | 0
2015 | TVA_Transmission_2_NonRTO_Midwest | TVA_Transmission | NonRTO_Midwest | Internal | Summer | B5 | 200 | 700 | 0 | 54.85 | 56.52 | 9 | 0
2015 | TVA_Transmission_2_NonRTO_Midwest | TVA_Transmission | NonRTO_Midwest | Internal | Summer | B6 | 300 | 700 | 0 | 47.86 | 50.99 | 9 | 0
2015 | TVA_Transmission_2_NonRTO_Midwest | TVA_Transmission | NonRTO_Midwest | Internal | Summer | B7 | 400 | 700 | 0 | 43.24 | 36.02 | 9 | 0
2015 | TVA_Transmission_2_NonRTO_Midwest | TVA_Transmission | NonRTO_Midwest | Internal | Summer | B8 | 500 | 700 | 0 | 39.7 | 34.43 | 9 | 0
2015 | TVA_Transmission_2_NonRTO_Midwest | TVA_Transmission | NonRTO_Midwest | Internal | Summer | B9 | 800 | 700 | 0 | 39.06 | 32.85 | 9 | 0
2015 | TVA_Transmission_2_NonRTO_Midwest | TVA_Transmission | NonRTO_Midwest | Internal | Summer | B10 | 1262 | 700 | 0 | 36.42 | 32 | 9 | 0
2015 | TVA_Transmission_2_NonRTO_Midwest | TVA_Transmission | NonRTO_Midwest | Internal | Winter | B16 | 25 | 700 | 0 | 56.68 | 56.69 | 9 | 0
2015 | TVA_Transmission_2_NonRTO_Midwest | TVA_Transmission | NonRTO_Midwest | Internal | Winter | B17 | 100 | 700 | 0 | 46.84 | 51.2 | 9 | 0
2015 | TVA_Transmission_2_NonRTO_Midwest | TVA_Transmission | NonRTO_Midwest | Internal | Winter | B18 | 400 | 700 | 0 | 43.24 | 46.96 | 9 | 0
2015 | TVA_Transmission_2_NonRTO_Midwest | TVA_Transmission | NonRTO_Midwest | Internal | Winter | B19 | 700 | 700 | 0 | 41.26 | 36.14 | 9 | 0
2015 | TVA_Transmission_2_NonRTO_Midwest | TVA_Transmission | NonRTO_Midwest | Internal | Winter | B20 | 935 | 700 | 0 | 39.57 | 32.93 | 9 | 0
2015 | TVA_Transmission_2_SOCO | TVA_Transmission | SOCO | Internal | Shoulder | B11 | 25 | 3200 | 545.17 | 54.26 | 63.26 | 9 | 0
2015 | TVA_Transmission_2_SOCO | TVA_Transmission | SOCO | Internal | Shoulder | B12 | 200 | 3200 | 0 | 44.39 | 42.99 | 9 | 0
2015 | TVA_Transmission_2_SOCO | TVA_Transmission | SOCO | Internal | Shoulder | B13 | 600 | 3200 | 0 | 42.37 | 40 | 9 | 0
2015 | TVA_Transmission_2_SOCO | TVA_Transmission | SOCO | Internal | Shoulder | B14 | 900 | 3200 | 0 | 40.93 | 40 | 9 | 0
2015 | TVA_Transmission_2_SOCO | TVA_Transmission | SOCO | Internal | Shoulder | B15 | 1203 | 3200 | 0 | 39.9 | 40 | 9 | 0
2015 | TVA_Transmission_2_SOCO | TVA_Transmission | SOCO | Internal | Summer | B1 | 10 | 3200 | 0 | 68.8 | 66.43 | 9 | 0
2015 | TVA_Transmission_2_SOCO | TVA_Transmission | SOCO | Internal | Summer | B2 | 25 | 3200 | 0 | 67.29 | 66.43 | 9 | 0
2015 | TVA_Transmission_2_SOCO | TVA_Transmission | SOCO | Internal | Summer | B3 | 75 | 3200 | 0 | 64.29 | 66.43 | 9 | 0
2015 | TVA_Transmission_2_SOCO | TVA_Transmission | SOCO | Internal | Summer | B4 | 100 | 3200 | 0 | 63.57 | 66.43 | 9 | 0
2015 | TVA_Transmission_2_SOCO | TVA_Transmission | SOCO | Internal | Summer | B5 | 200 | 3200 | 0 | 54.85 | 62.02 | 9 | 0
2015 | TVA_Transmission_2_SOCO | TVA_Transmission | SOCO | Internal | Summer | B6 | 300 | 3200 | 0 | 47.86 | 54.15 | 9 | 0
2015 | TVA_Transmission_2_SOCO | TVA_Transmission | SOCO | Internal | Summer | B7 | 400 | 3200 | 0 | 43.24 | 51.72 | 9 | 0
2015 | TVA_Transmission_2_SOCO | TVA_Transmission | SOCO | Internal | Summer | B8 | 500 | 3200 | 0 | 39.7 | 43.39 | 9 | 0
2015 | TVA_Transmission_2_SOCO | TVA_Transmission | SOCO | Internal | Summer | B9 | 800 | 3200 | 0 | 39.06 | 38.83 | 9 | 0
2015 | TVA_Transmission_2_SOCO | TVA_Transmission | SOCO | Internal | Summer | B10 | 1262 | 3200 | 0 | 36.42 | 38.83 | 9 | 0
2015 | TVA_Transmission_2_SOCO | TVA_Transmission | SOCO | Internal | Winter | B16 | 25 | 3200 | 0 | 56.68 | 62.05 | 9 | 0
2015 | TVA_Transmission_2_SOCO | TVA_Transmission | SOCO | Internal | Winter | B17 | 100 | 3200 | 0 | 46.84 | 43.89 | 9 | 0
2015 | TVA_Transmission_2_SOCO | TVA_Transmission | SOCO | Internal | Winter | B18 | 400 | 3200 | 0 | 43.24 | 42.39 | 9 | 0
2015 | TVA_Transmission_2_SOCO | TVA_Transmission | SOCO | Internal | Winter | B19 | 700 | 3200 | 0 | 41.26 | 42.39 | 9 | 0
2015 | TVA_Transmission_2_SOCO | TVA_Transmission | SOCO | Internal | Winter | B20 | 935 | 3200 | 0 | 39.57 | 42.39 | 9 | 0
2015 | TVA_Transmission_2_TVA | TVA_Transmission | TVA | Internal | Shoulder | B11 | 25 | 99999 | 484.1 | 54.26 | 54.28 | 0.01 | 0
2015 | TVA_Transmission_2_TVA | TVA_Transmission | TVA | Internal | Shoulder | B12 | 200 | 99999 | 0 | 44.39 | 41.16 | 0.01 | 0
2015 | TVA_Transmission_2_TVA | TVA_Transmission | TVA | Internal | Shoulder | B13 | 600 | 99999 | 0 | 42.37 | 39.49 | 0.01 | 0
2015 | TVA_Transmission_2_TVA | TVA_Transmission | TVA | Internal | Shoulder | B14 | 900 | 99999 | 0 | 40.93 | 39.49 | 0.01 | 0
2015 | TVA_Transmission_2_TVA | TVA_Transmission | TVA | Internal | Shoulder | B15 | 1203 | 99999 | 0 | 39.9 | 39.49 | 0.01 | 0
2015 | TVA_Transmission_2_TVA | TVA_Transmission | TVA | Internal | Summer | B1 | 10 | 99999 | 3531.29 | 68.8 | 68.81 | 0.01 | 0
2015 | TVA_Transmission_2_TVA | TVA_Transmission | TVA | Internal | Summer | B2 | 25 | 99999 | 2834.68 | 67.29 | 67.3 | 0.01 | 0
2015 | TVA_Transmission_2_TVA | TVA_Transmission | TVA | Internal | Summer | B3 | 75 | 99999 | 1506.02 | 64.29 | 64.3 | 0.01 | 0
2015 | TVA_Transmission_2_TVA | TVA_Transmission | TVA | Internal | Summer | B4 | 100 | 99999 | 903.91 | 63.57 | 63.58 | 0.01 | 0
2015 | TVA_Transmission_2_TVA | TVA_Transmission | TVA | Internal | Summer | B5 | 200 | 99999 | 0 | 54.85 | 51.09 | 0.01 | 0
2015 | TVA_Transmission_2_TVA | TVA_Transmission | TVA | Internal | Summer | B6 | 300 | 99999 | 0 | 47.86 | 39.84 | 0.01 | 0
2015 | TVA_Transmission_2_TVA | TVA_Transmission | TVA | Internal | Summer | B7 | 400 | 99999 | 0 | 43.24 | 39.28 | 0.01 | 0
2015 | TVA_Transmission_2_TVA | TVA_Transmission | TVA | Internal | Summer | B8 | 500 | 99999 | 0 | 39.7 | 38.22 | 0.01 | 0
2015 | TVA_Transmission_2_TVA | TVA_Transmission | TVA | Internal | Summer | B9 | 800 | 99999 | 0 | 39.06 | 38.22 | 0.01 | 0
2015 | TVA_Transmission_2_TVA | TVA_Transmission | TVA | Internal | Summer | B10 | 1262 | 99999 | 0 | 36.42 | 35.46 | 0.01 | 0
2015 | TVA_Transmission_2_TVA | TVA_Transmission | TVA | Internal | Winter | B16 | 25 | 99999 | 0 | 56.68 | 55.57 | 0.01 | 0
2015 | TVA_Transmission_2_TVA | TVA_Transmission | TVA | Internal | Winter | B17 | 100 | 99999 | 0 | 46.84 | 43.7 | 0.01 | 0
2015 | TVA_Transmission_2_TVA | TVA_Transmission | TVA | Internal | Winter | B18 | 400 | 99999 | 0 | 43.24 | 39.34 | 0.01 | 0
2015 | TVA_Transmission_2_TVA | TVA_Transmission | TVA | Internal | Winter | B19 | 700 | 99999 | 0 | 41.26 | 39.34 | 0.01 | 0
2015 | TVA_Transmission_2_TVA | TVA_Transmission | TVA | Internal | Winter | B20 | 935 | 99999 | 0 | 39.57 | 39.34 | 0.01 | 0
2015 | TVA_Transmission_2_VACAR | TVA_Transmission | VACAR | Internal | Shoulder | B11 | 25 | 900 | 0 | 54.26 | 59.25 | 9 | 0
2015 | TVA_Transmission_2_VACAR | TVA_Transmission | VACAR | Internal | Shoulder | B12 | 200 | 900 | 0 | 44.39 | 48.63 | 9 | 0
2015 | TVA_Transmission_2_VACAR | TVA_Transmission | VACAR | Internal | Shoulder | B13 | 600 | 900 | 0 | 42.37 | 45.96 | 9 | 0
2015 | TVA_Transmission_2_VACAR | TVA_Transmission | VACAR | Internal | Shoulder | B14 | 900 | 900 | 0 | 40.93 | 45.66 | 9 | 0
2015 | TVA_Transmission_2_VACAR | TVA_Transmission | VACAR | Internal | Shoulder | B15 | 1203 | 900 | 0 | 39.9 | 42.66 | 9 | 0
2015 | TVA_Transmission_2_VACAR | TVA_Transmission | VACAR | Internal | Summer | B1 | 10 | 900 | 0 | 68.8 | 69.73 | 9 | 0
2015 | TVA_Transmission_2_VACAR | TVA_Transmission | VACAR | Internal | Summer | B2 | 25 | 900 | 0 | 67.29 | 69.73 | 9 | 0
2015 | TVA_Transmission_2_VACAR | TVA_Transmission | VACAR | Internal | Summer | B3 | 75 | 900 | 0 | 64.29 | 69.73 | 9 | 0
2015 | TVA_Transmission_2_VACAR | TVA_Transmission | VACAR | Internal | Summer | B4 | 100 | 900 | 0 | 63.57 | 68.59 | 9 | 0
2015 | TVA_Transmission_2_VACAR | TVA_Transmission | VACAR | Internal | Summer | B5 | 200 | 900 | 0 | 54.85 | 57.65 | 9 | 0
2015 | TVA_Transmission_2_VACAR | TVA_Transmission | VACAR | Internal | Summer | B6 | 300 | 900 | 0 | 47.86 | 50.99 | 9 | 0
2015 | TVA_Transmission_2_VACAR | TVA_Transmission | VACAR | Internal | Summer | B7 | 400 | 900 | 0 | 43.24 | 46.41 | 9 | 0
2015 | TVA_Transmission_2_VACAR | TVA_Transmission | VACAR | Internal | Summer | B8 | 500 | 900 | 0 | 39.7 | 43.81 | 9 | 0
2015 | TVA_Transmission_2_VACAR | TVA_Transmission | VACAR | Internal | Summer | B9 | 800 | 900 | 0 | 39.06 | 42.27 | 9 | 0
2015 | TVA_Transmission_2_VACAR | TVA_Transmission | VACAR | Internal | Summer | B10 | 1262 | 900 | 0 | 36.42 | 41.46 | 9 | 0
2015 | TVA_Transmission_2_VACAR | TVA_Transmission | VACAR | Internal | Winter | B16 | 25 | 900 | 69.56 | 56.68 | 65.68 | 9 | 0
2015 | TVA_Transmission_2_VACAR | TVA_Transmission | VACAR | Internal | Winter | B17 | 100 | 900 | 0 | 46.84 | 51.2 | 9 | 0
2015 | TVA_Transmission_2_VACAR | TVA_Transmission | VACAR | Internal | Winter | B18 | 400 | 900 | 0 | 43.24 | 46.96 | 9 | 0
2015 | TVA_Transmission_2_VACAR | TVA_Transmission | VACAR | Internal | Winter | B19 | 700 | 900 | 0 | 41.26 | 44.89 | 9 | 0
2015 | TVA_Transmission_2_VACAR | TVA_Transmission | VACAR | Internal | Winter | B20 | 935 | 900 | 0 | 39.57 | 42.66 | 9 | 0
2015 | VACAR_2_PJM_ROR | VACAR | PJM_ROR | Internal | Shoulder | B11 | 25 | 2000 | 0 | 59.25 | 48.26 | 7 | 0
2015 | VACAR_2_PJM_ROR | VACAR | PJM_ROR | Internal | Shoulder | B12 | 200 | 2000 | 0 | 48.63 | 42.63 | 7 | 0
2015 | VACAR_2_PJM_ROR | VACAR | PJM_ROR | Internal | Shoulder | B13 | 600 | 2000 | 0 | 45.96 | 39.96 | 7 | 0
2015 | VACAR_2_PJM_ROR | VACAR | PJM_ROR | Internal | Shoulder | B14 | 900 | 2000 | 0 | 45.66 | 37.91 | 7 | 0
2015 | VACAR_2_PJM_ROR | VACAR | PJM_ROR | Internal | Shoulder | B15 | 1203 | 2000 | 0 | 42.66 | 35.25 | 7 | 0
2015 | VACAR_2_PJM_ROR | VACAR | PJM_ROR | Internal | Summer | B1 | 10 | 2000 | 0 | 69.73 | 62.8 | 7 | 0
2015 | VACAR_2_PJM_ROR | VACAR | PJM_ROR | Internal | Summer | B2 | 25 | 2000 | 0 | 69.73 | 61.29 | 7 | 0
2015 | VACAR_2_PJM_ROR | VACAR | PJM_ROR | Internal | Summer | B3 | 75 | 2000 | 0 | 69.73 | 58.29 | 7 | 0
2015 | VACAR_2_PJM_ROR | VACAR | PJM_ROR | Internal | Summer | B4 | 100 | 2000 | 0 | 68.59 | 57.57 | 7 | 0
2015 | VACAR_2_PJM_ROR | VACAR | PJM_ROR | Internal | Summer | B5 | 200 | 2000 | 0 | 57.65 | 50.52 | 7 | 0
2015 | VACAR_2_PJM_ROR | VACAR | PJM_ROR | Internal | Summer | B6 | 300 | 2000 | 0 | 50.99 | 44.99 | 7 | 0
2015 | VACAR_2_PJM_ROR | VACAR | PJM_ROR | Internal | Summer | B7 | 400 | 2000 | 0 | 46.41 | 38.53 | 7 | 0
2015 | VACAR_2_PJM_ROR | VACAR | PJM_ROR | Internal | Summer | B8 | 500 | 2000 | 0 | 43.81 | 36.57 | 7 | 0
2015 | VACAR_2_PJM_ROR | VACAR | PJM_ROR | Internal | Summer | B9 | 800 | 2000 | 0 | 42.27 | 35.4 | 7 | 0
2015 | VACAR_2_PJM_ROR | VACAR | PJM_ROR | Internal | Summer | B10 | 1262 | 2000 | 0 | 41.46 | 31.96 | 7 | 0
2015 | VACAR_2_PJM_ROR | VACAR | PJM_ROR | Internal | Winter | B16 | 25 | 2000 | 0 | 65.68 | 50.68 | 7 | 0
2015 | VACAR_2_PJM_ROR | VACAR | PJM_ROR | Internal | Winter | B17 | 100 | 2000 | 0 | 51.2 | 45.2 | 7 | 0
2015 | VACAR_2_PJM_ROR | VACAR | PJM_ROR | Internal | Winter | B18 | 400 | 2000 | 0 | 46.96 | 40.96 | 7 | 0
2015 | VACAR_2_PJM_ROR | VACAR | PJM_ROR | Internal | Winter | B19 | 700 | 2000 | 0 | 44.89 | 38.89 | 7 | 0
2015 | VACAR_2_PJM_ROR | VACAR | PJM_ROR | Internal | Winter | B20 | 935 | 2000 | 0 | 42.66 | 34.15 | 7 | 0
2015 | VACAR_2_SOCO | VACAR | SOCO | Internal | Shoulder | B11 | 25 | 3000 | 0 | 59.25 | 63.26 | 7 | 0
2015 | VACAR_2_SOCO | VACAR | SOCO | Internal | Shoulder | B12 | 200 | 3000 | 0 | 48.63 | 42.99 | 7 | 0
2015 | VACAR_2_SOCO | VACAR | SOCO | Internal | Shoulder | B13 | 600 | 3000 | 0 | 45.96 | 40 | 7 | 0
2015 | VACAR_2_SOCO | VACAR | SOCO | Internal | Shoulder | B14 | 900 | 3000 | 0 | 45.66 | 40 | 7 | 0
2015 | VACAR_2_SOCO | VACAR | SOCO | Internal | Shoulder | B15 | 1203 | 3000 | 0 | 42.66 | 40 | 7 | 0
2015 | VACAR_2_SOCO | VACAR | SOCO | Internal | Summer | B1 | 10 | 3000 | 0 | 69.73 | 66.43 | 7 | 0
2015 | VACAR_2_SOCO | VACAR | SOCO | Internal | Summer | B2 | 25 | 3000 | 0 | 69.73 | 66.43 | 7 | 0
2015 | VACAR_2_SOCO | VACAR | SOCO | Internal | Summer | B3 | 75 | 3000 | 0 | 69.73 | 66.43 | 7 | 0
2015 | VACAR_2_SOCO | VACAR | SOCO | Internal | Summer | B4 | 100 | 3000 | 0 | 68.59 | 66.43 | 7 | 0
2015 | VACAR_2_SOCO | VACAR | SOCO | Internal | Summer | B5 | 200 | 3000 | 0 | 57.65 | 62.02 | 7 | 0
2015 | VACAR_2_SOCO | VACAR | SOCO | Internal | Summer | B6 | 300 | 3000 | 0 | 50.99 | 54.15 | 7 | 0
2015 | VACAR_2_SOCO | VACAR | SOCO | Internal | Summer | B7 | 400 | 3000 | 0 | 46.41 | 51.72 | 7 | 0
2015 | VACAR_2_SOCO | VACAR | SOCO | Internal | Summer | B8 | 500 | 3000 | 0 | 43.81 | 43.39 | 7 | 0
2015 | VACAR_2_SOCO | VACAR | SOCO | Internal | Summer | B9 | 800 | 3000 | 0 | 42.27 | 38.83 | 7 | 0
2015 | VACAR_2_SOCO | VACAR | SOCO | Internal | Summer | B10 | 1262 | 3000 | 0 | 41.46 | 38.83 | 7 | 0
2015 | VACAR_2_SOCO | VACAR | SOCO | Internal | Winter | B16 | 25 | 3000 | 0 | 65.68 | 62.05 | 7 | 0
2015 | VACAR_2_SOCO | VACAR | SOCO | Internal | Winter | B17 | 100 | 3000 | 0 | 51.2 | 43.89 | 7 | 0
2015 | VACAR_2_SOCO | VACAR | SOCO | Internal | Winter | B18 | 400 | 3000 | 0 | 46.96 | 42.39 | 7 | 0
2015 | VACAR_2_SOCO | VACAR | SOCO | Internal | Winter | B19 | 700 | 3000 | 0 | 44.89 | 42.39 | 7 | 0
2015 | VACAR_2_SOCO | VACAR | SOCO | Internal | Winter | B20 | 935 | 3000 | 0 | 42.66 | 42.39 | 7 | 0
2015 | VACAR_2_TVA_Transmission | VACAR | TVA_Transmission | Internal | Shoulder | B11 | 25 | 900 | 0 | 59.25 | 54.26 | 7 | 0
2015 | VACAR_2_TVA_Transmission | VACAR | TVA_Transmission | Internal | Shoulder | B12 | 200 | 900 | 0 | 48.63 | 44.39 | 7 | 0
2015 | VACAR_2_TVA_Transmission | VACAR | TVA_Transmission | Internal | Shoulder | B13 | 600 | 900 | 0 | 45.96 | 42.37 | 7 | 0
2015 | VACAR_2_TVA_Transmission | VACAR | TVA_Transmission | Internal | Shoulder | B14 | 900 | 900 | 0 | 45.66 | 40.93 | 7 | 0
2015 | VACAR_2_TVA_Transmission | VACAR | TVA_Transmission | Internal | Shoulder | B15 | 1203 | 900 | 0 | 42.66 | 39.9 | 7 | 0
2015 | VACAR_2_TVA_Transmission | VACAR | TVA_Transmission | Internal | Summer | B1 | 10 | 900 | 0 | 69.73 | 68.8 | 7 | 0
2015 | VACAR_2_TVA_Transmission | VACAR | TVA_Transmission | Internal | Summer | B2 | 25 | 900 | 0 | 69.73 | 67.29 | 7 | 0
2015 | VACAR_2_TVA_Transmission | VACAR | TVA_Transmission | Internal | Summer | B3 | 75 | 900 | 0 | 69.73 | 64.29 | 7 | 0
2015 | VACAR_2_TVA_Transmission | VACAR | TVA_Transmission | Internal | Summer | B4 | 100 | 900 | 0 | 68.59 | 63.57 | 7 | 0
2015 | VACAR_2_TVA_Transmission | VACAR | TVA_Transmission | Internal | Summer | B5 | 200 | 900 | 0 | 57.65 | 54.85 | 7 | 0
2015 | VACAR_2_TVA_Transmission | VACAR | TVA_Transmission | Internal | Summer | B6 | 300 | 900 | 0 | 50.99 | 47.86 | 7 | 0
2015 | VACAR_2_TVA_Transmission | VACAR | TVA_Transmission | Internal | Summer | B7 | 400 | 900 | 0 | 46.41 | 43.24 | 7 | 0
2015 | VACAR_2_TVA_Transmission | VACAR | TVA_Transmission | Internal | Summer | B8 | 500 | 900 | 0 | 43.81 | 39.7 | 7 | 0
2015 | VACAR_2_TVA_Transmission | VACAR | TVA_Transmission | Internal | Summer | B9 | 800 | 900 | 0 | 42.27 | 39.06 | 7 | 0
2015 | VACAR_2_TVA_Transmission | VACAR | TVA_Transmission | Internal | Summer | B10 | 1262 | 900 | 0 | 41.46 | 36.42 | 7 | 0
2015 | VACAR_2_TVA_Transmission | VACAR | TVA_Transmission | Internal | Winter | B16 | 25 | 900 | 0 | 65.68 | 56.68 | 7 | 0
2015 | VACAR_2_TVA_Transmission | VACAR | TVA_Transmission | Internal | Winter | B17 | 100 | 900 | 0 | 51.2 | 46.84 | 7 | 0
2015 | VACAR_2_TVA_Transmission | VACAR | TVA_Transmission | Internal | Winter | B18 | 400 | 900 | 0 | 46.96 | 43.24 | 7 | 0
2015 | VACAR_2_TVA_Transmission | VACAR | TVA_Transmission | Internal | Winter | B19 | 700 | 900 | 0 | 44.89 | 41.26 | 7 | 0
2015 | VACAR_2_TVA_Transmission | VACAR | TVA_Transmission | Internal | Winter | B20 | 935 | 900 | 0 | 42.66 | 39.57 | 7 | 0
2020 | ENT_2_SOCO | ENT | SOCO | Internal | Shoulder | B11 | 25 | 2000 | 0 | 59.7 | 67.66 | 8 | 0
2020 | ENT_2_SOCO | ENT | SOCO | Internal | Shoulder | B12 | 200 | 2000 | 0 | 42.38 | 44.4 | 8 | 0
2020 | ENT_2_SOCO | ENT | SOCO | Internal | Shoulder | B13 | 600 | 2000 | 0 | 42.38 | 42.57 | 8 | 0
2020 | ENT_2_SOCO | ENT | SOCO | Internal | Shoulder | B14 | 900 | 2000 | 0 | 42.38 | 42.57 | 8 | 0
2020 | ENT_2_SOCO | ENT | SOCO | Internal | Shoulder | B15 | 1203 | 2000 | 0 | 42.07 | 42.57 | 8 | 0
2020 | ENT_2_SOCO | ENT | SOCO | Internal | Summer | B1 | 10 | 2000 | 0 | 64.54 | 71.71 | 8 | 0
2020 | ENT_2_SOCO | ENT | SOCO | Internal | Summer | B2 | 25 | 2000 | 0 | 63.16 | 70.36 | 8 | 0
2020 | ENT_2_SOCO | ENT | SOCO | Internal | Summer | B3 | 75 | 2000 | 1679.17 | 62.36 | 70.36 | 8 | 0
2020 | ENT_2_SOCO | ENT | SOCO | Internal | Summer | B4 | 100 | 2000 | 1717.17 | 62.36 | 70.36 | 8 | 0
2020 | ENT_2_SOCO | ENT | SOCO | Internal | Summer | B5 | 200 | 2000 | 2000 | 59.66 | 70.36 | 8 | 2.7
2020 | ENT_2_SOCO | ENT | SOCO | Internal | Summer | B6 | 300 | 2000 | 0 | 55.88 | 63.6 | 8 | 0
2020 | ENT_2_SOCO | ENT | SOCO | Internal | Summer | B7 | 400 | 2000 | 473.99 | 48.06 | 56.06 | 8 | 0
2020 | ENT_2_SOCO | ENT | SOCO | Internal | Summer | B8 | 500 | 2000 | 0 | 41 | 44.08 | 8 | 0
2020 | ENT_2_SOCO | ENT | SOCO | Internal | Summer | B9 | 800 | 2000 | 0 | 41 | 41.3 | 8 | 0
2020 | ENT_2_SOCO | ENT | SOCO | Internal | Summer | B10 | 1262 | 2000 | 0 | 40.71 | 41.3 | 8 | 0
2020 | ENT_2_SOCO | ENT | SOCO | Internal | Winter | B16 | 25 | 2000 | 2000 | 56.45 | 64.75 | 8 | 0.3
2020 | ENT_2_SOCO | ENT | SOCO | Internal | Winter | B17 | 100 | 2000 | 0 | 45.1 | 46.79 | 8 | 0
2020 | ENT_2_SOCO | ENT | SOCO | Internal | Winter | B18 | 400 | 2000 | 0 | 45.1 | 45.18 | 8 | 0
2020 | ENT_2_SOCO | ENT | SOCO | Internal | Winter | B19 | 700 | 2000 | 0 | 44.77 | 45.18 | 8 | 0
2020 | ENT_2_SOCO | ENT | SOCO | Internal | Winter | B20 | 935 | 2000 | 0 | 43.65 | 44.62 | 8 | 0
2020 | ENT_2_TVA_Transmission | ENT | TVA_Transmission | Internal | Shoulder | B11 | 25 | 2100 | 0 | 59.7 | 59.21 | 8 | 0
2020 | ENT_2_TVA_Transmission | ENT | TVA_Transmission | Internal | Shoulder | B12 | 200 | 2100 | 0 | 42.38 | 48.41 | 8 | 0
2020 | ENT_2_TVA_Transmission | ENT | TVA_Transmission | Internal | Shoulder | B13 | 600 | 2100 | 0 | 42.38 | 45.27 | 8 | 0
2020 | ENT_2_TVA_Transmission | ENT | TVA_Transmission | Internal | Shoulder | B14 | 900 | 2100 | 0 | 42.38 | 43.74 | 8 | 0
2020 | ENT_2_TVA_Transmission | ENT | TVA_Transmission | Internal | Shoulder | B15 | 1203 | 2100 | 0 | 42.07 | 40.84 | 8 | 0
2020 | ENT_2_TVA_Transmission | ENT | TVA_Transmission | Internal | Summer | B1 | 10 | 2100 | 504.89 | 64.54 | 72.54 | 8 | 0
2020 | ENT_2_TVA_Transmission | ENT | TVA_Transmission | Internal | Summer | B2 | 25 | 2100 | 941.04 | 63.16 | 71.16 | 8 | 0
2020 | ENT_2_TVA_Transmission | ENT | TVA_Transmission | Internal | Summer | B3 | 75 | 2100 | 0 | 62.36 | 67.86 | 8 | 0
2020 | ENT_2_TVA_Transmission | ENT | TVA_Transmission | Internal | Summer | B4 | 100 | 2100 | 0 | 62.36 | 67.86 | 8 | 0
2020 | ENT_2_TVA_Transmission | ENT | TVA_Transmission | Internal | Summer | B5 | 200 | 2100 | 0 | 59.66 | 62.37 | 8 | 0
2020 | ENT_2_TVA_Transmission | ENT | TVA_Transmission | Internal | Summer | B6 | 300 | 2100 | 0 | 55.88 | 54.98 | 8 | 0
2020 | ENT_2_TVA_Transmission | ENT | TVA_Transmission | Internal | Summer | B7 | 400 | 2100 | 0 | 48.06 | 47.59 | 8 | 0
2020 | ENT_2_TVA_Transmission | ENT | TVA_Transmission | Internal | Summer | B8 | 500 | 2100 | 0 | 41 | 42.27 | 8 | 0
2020 | ENT_2_TVA_Transmission | ENT | TVA_Transmission | Internal | Summer | B9 | 800 | 2100 | 0 | 41 | 40.08 | 8 | 0
2020 | ENT_2_TVA_Transmission | ENT | TVA_Transmission | Internal | Summer | B10 | 1262 | 2100 | 0 | 40.71 | 38.22 | 8 | 0
2020 | ENT_2_TVA_Transmission | ENT | TVA_Transmission | Internal | Winter | B16 | 25 | 2100 | 0 | 56.45 | 60.18 | 8 | 0
2020 | ENT_2_TVA_Transmission | ENT | TVA_Transmission | Internal | Winter | B17 | 100 | 2100 | 0 | 45.1 | 50.64 | 8 | 0
2020 | ENT_2_TVA_Transmission | ENT | TVA_Transmission | Internal | Winter | B18 | 400 | 2100 | 0 | 45.1 | 46.01 | 8 | 0
2020 | ENT_2_TVA_Transmission | ENT | TVA_Transmission | Internal | Winter | B19 | 700 | 2100 | 0 | 44.77 | 44.26 | 8 | 0
2020 | ENT_2_TVA_Transmission | ENT | TVA_Transmission | Internal | Winter | B20 | 935 | 2100 | 0 | 43.65 | 41.13 | 8 | 0
2020 | HQ_NEISO_2_NEISO | HQ_NEISO | NEISO | Internal | Shoulder | B11 | 25 | 99999 | 2920 | 37.48 | 37.5 | 0.01 | 0
2020 | HQ_NEISO_2_NEISO | HQ_NEISO | NEISO | Internal | Shoulder | B12 | 200 | 99999 | 2920 | 37.48 | 37.5 | 0.01 | 0
2020 | HQ_NEISO_2_NEISO | HQ_NEISO | NEISO | Internal | Shoulder | B13 | 600 | 99999 | 2920 | 37.48 | 37.5 | 0.01 | 0
2020 | HQ_NEISO_2_NEISO | HQ_NEISO | NEISO | Internal | Shoulder | B14 | 900 | 99999 | 2920 | 37.48 | 37.5 | 0.01 | 0
2020 | HQ_NEISO_2_NEISO | HQ_NEISO | NEISO | Internal | Shoulder | B15 | 1203 | 99999 | 1143.24 | 37.48 | 37.5 | 0.01 | 0
2020 | HQ_NEISO_2_NEISO | HQ_NEISO | NEISO | Internal | Summer | B1 | 10 | 99999 | 2920 | 81.04 | 81.05 | 0.01 | 0
2020 | HQ_NEISO_2_NEISO | HQ_NEISO | NEISO | Internal | Summer | B2 | 25 | 99999 | 2920 | 68.16 | 68.17 | 0.01 | 0
2020 | HQ_NEISO_2_NEISO | HQ_NEISO | NEISO | Internal | Summer | B3 | 75 | 99999 | 2920 | 48.6 | 48.61 | 0.01 | 0
2020 | HQ_NEISO_2_NEISO | HQ_NEISO | NEISO | Internal | Summer | B4 | 100 | 99999 | 2920 | 43.13 | 43.14 | 0.01 | 0
2020 | HQ_NEISO_2_NEISO | HQ_NEISO | NEISO | Internal | Summer | B5 | 200 | 99999 | 2920 | 34.6 | 34.61 | 0.01 | 0
2020 | HQ_NEISO_2_NEISO | HQ_NEISO | NEISO | Internal | Summer | B6 | 300 | 99999 | 2920 | 34.6 | 34.61 | 0.01 | 0
2020 | HQ_NEISO_2_NEISO | HQ_NEISO | NEISO | Internal | Summer | B7 | 400 | 99999 | 2920 | 34.6 | 34.61 | 0.01 | 0
2020 | HQ_NEISO_2_NEISO | HQ_NEISO | NEISO | Internal | Summer | B8 | 500 | 99999 | 2920 | 34.6 | 34.61 | 0.01 | 0
2020 | HQ_NEISO_2_NEISO | HQ_NEISO | NEISO | Internal | Summer | B9 | 800 | 99999 | 2920 | 34.6 | 34.61 | 0.01 | 0
2020 | HQ_NEISO_2_NEISO | HQ_NEISO | NEISO | Internal | Summer | B10 | 1262 | 99999 | 795.94 | 34.6 | 34.61 | 0.01 | 0
2020 | HQ_NEISO_2_NEISO | HQ_NEISO | NEISO | Internal | Winter | B16 | 25 | 99999 | 2920 | 46.41 | 46.42 | 0.01 | 0
2020 | HQ_NEISO_2_NEISO | HQ_NEISO | NEISO | Internal | Winter | B17 | 100 | 99999 | 2920 | 46.41 | 46.42 | 0.01 | 0
2020 | HQ_NEISO_2_NEISO | HQ_NEISO | NEISO | Internal | Winter | B18 | 400 | 99999 | 2920 | 46.41 | 46.42 | 0.01 | 0
2020 | HQ_NEISO_2_NEISO | HQ_NEISO | NEISO | Internal | Winter | B19 | 700 | 99999 | 2920 | 46.41 | 46.42 | 0.01 | 0
2020 | HQ_NEISO_2_NEISO | HQ_NEISO | NEISO | Internal | Winter | B20 | 935 | 99999 | 1233.58 | 46.41 | 46.42 | 0.01 | 0
2020 | HQ_NY_2_NYISO_A-F | HQ_NY | NYISO_A-F | Internal | Shoulder | B11 | 25 | 99999 | 1000 | 40.48 | 40.5 | 0.01 | 0
2020 | HQ_NY_2_NYISO_A-F | HQ_NY | NYISO_A-F | Internal | Shoulder | B12 | 200 | 99999 | 1000 | 40.35 | 40.37 | 0.01 | 0
2020 | HQ_NY_2_NYISO_A-F | HQ_NY | NYISO_A-F | Internal | Shoulder | B13 | 600 | 99999 | 1000 | 39.86 | 39.87 | 0.01 | 0
2020 | HQ_NY_2_NYISO_A-F | HQ_NY | NYISO_A-F | Internal | Shoulder | B14 | 900 | 99999 | 1000 | 38.59 | 38.61 | 0.01 | 0
2020 | HQ_NY_2_NYISO_A-F | HQ_NY | NYISO_A-F | Internal | Shoulder | B15 | 1203 | 99999 | 188.69 | 38.59 | 38.61 | 0.01 | 0
2020 | HQ_NY_2_NYISO_A-F | HQ_NY | NYISO_A-F | Internal | Summer | B1 | 10 | 99999 | 1000 | 58.54 | 58.55 | 0.01 | 0
2020 | HQ_NY_2_NYISO_A-F | HQ_NY | NYISO_A-F | Internal | Summer | B2 | 25 | 99999 | 1000 | 57.16 | 57.17 | 0.01 | 0
2020 | HQ_NY_2_NYISO_A-F | HQ_NY | NYISO_A-F | Internal | Summer | B3 | 75 | 99999 | 1000 | 51.6 | 51.61 | 0.01 | 0
2020 | HQ_NY_2_NYISO_A-F | HQ_NY | NYISO_A-F | Internal | Summer | B4 | 100 | 99999 | 1000 | 46.13 | 46.14 | 0.01 | 0
2020 | HQ_NY_2_NYISO_A-F | HQ_NY | NYISO_A-F | Internal | Summer | B5 | 200 | 99999 | 1000 | 45.81 | 45.82 | 0.01 | 0
2020 | HQ_NY_2_NYISO_A-F | HQ_NY | NYISO_A-F | Internal | Summer | B6 | 300 | 99999 | 1000 | 42.31 | 42.32 | 0.01 | 0
2020 | HQ_NY_2_NYISO_A-F | HQ_NY | NYISO_A-F | Internal | Summer | B7 | 400 | 99999 | 1000 | 38.6 | 38.61 | 0.01 | 0
2020 | HQ_NY_2_NYISO_A-F | HQ_NY | NYISO_A-F | Internal | Summer | B8 | 500 | 99999 | 1000 | 37.59 | 37.6 | 0.01 | 0
2020 | HQ_NY_2_NYISO_A-F | HQ_NY | NYISO_A-F | Internal | Summer | B9 | 800 | 99999 | 1000 | 36.92 | 36.93 | 0.01 | 0
2020 | HQ_NY_2_NYISO_A-F | HQ_NY | NYISO_A-F | Internal | Summer | B10 | 1262 | 99999 | 30.11 | 36.92 | 36.93 | 0.01 | 0
2020 | HQ_NY_2_NYISO_A-F | HQ_NY | NYISO_A-F | Internal | Winter | B16 | 25 | 99999 | 1000 | 46.18 | 46.19 | 0.01 | 0
2020 | HQ_NY_2_NYISO_A-F | HQ_NY | NYISO_A-F | Internal | Winter | B17 | 100 | 99999 | 1000 | 43.41 | 43.42 | 0.01 | 0
2020 | HQ_NY_2_NYISO_A-F | HQ_NY | NYISO_A-F | Internal | Winter | B18 | 400 | 99999 | 1000 | 42.25 | 42.26 | 0.01 | 0
2020 | HQ_NY_2_NYISO_A-F | HQ_NY | NYISO_A-F | Internal | Winter | B19 | 700 | 99999 | 1000 | 42.25 | 42.26 | 0.01 | 0
2020 | HQ_NY_2_NYISO_A-F | HQ_NY | NYISO_A-F | Internal | Winter | B20 | 935 | 99999 | 229.95 | 42.25 | 42.26 | 0.01 | 0
2020 | HQ_IESO_2_IESO | HQ_IESO | IESO | Internal | Shoulder | B11 | 25 | 99999 | 400 | 31.59 | 31.61 | 0.01 | 0
2020 | HQ_IESO_2_IESO | HQ_IESO | IESO | Internal | Shoulder | B12 | 200 | 99999 | 400 | 32.55 | 32.57 | 0.01 | 0
2020 | HQ_IESO_2_IESO | HQ_IESO | IESO | Internal | Shoulder | B13 | 600 | 99999 | 400 | 31.59 | 31.61 | 0.01 | 0
2020 | HQ_IESO_2_IESO | HQ_IESO | IESO | Internal | Shoulder | B14 | 900 | 99999 | 400 | 31.59 | 31.61 | 0.01 | 0
2020 | HQ_IESO_2_IESO | HQ_IESO | IESO | Internal | Shoulder | B15 | 1203 | 99999 | 75.48 | 31.59 | 31.61 | 0.01 | 0
2020 | HQ_IESO_2_IESO | HQ_IESO | IESO | Internal | Summer | B1 | 10 | 99999 | 400 | 51.54 | 51.55 | 0.01 | 0
2020 | HQ_IESO_2_IESO | HQ_IESO | IESO | Internal | Summer | B2 | 25 | 99999 | 400 | 50.16 | 50.17 | 0.01 | 0
2020 | HQ_IESO_2_IESO | HQ_IESO | IESO | Internal | Summer | B3 | 75 | 99999 | 400 | 39.13 | 39.14 | 0.01 | 0
2020 | HQ_IESO_2_IESO | HQ_IESO | IESO | Internal | Summer | B4 | 100 | 99999 | 400 | 39.13 | 39.14 | 0.01 | 0
2020 | HQ_IESO_2_IESO | HQ_IESO | IESO | Internal | Summer | B5 | 200 | 99999 | 400 | 38.81 | 38.82 | 0.01 | 0
2020 | HQ_IESO_2_IESO | HQ_IESO | IESO | Internal | Summer | B6 | 300 | 99999 | 400 | 35.31 | 35.32 | 0.01 | 0
2020 | HQ_IESO_2_IESO | HQ_IESO | IESO | Internal | Summer | B7 | 400 | 99999 | 400 | 31.6 | 31.61 | 0.01 | 0
2020 | HQ_IESO_2_IESO | HQ_IESO | IESO | Internal | Summer | B8 | 500 | 99999 | 400 | 29.92 | 29.93 | 0.01 | 0
2020 | HQ_IESO_2_IESO | HQ_IESO | IESO | Internal | Summer | B9 | 800 | 99999 | 400 | 29.92 | 29.93 | 0.01 | 0
2020 | HQ_IESO_2_IESO | HQ_IESO | IESO | Internal | Summer | B10 | 1262 | 99999 | 12.04 | 29.92 | 29.93 | 0.01 | 0
2020 | HQ_IESO_2_IESO | HQ_IESO | IESO | Internal | Winter | B16 | 25 | 99999 | 400 | 39.18 | 39.19 | 0.01 | 0
2020 | HQ_IESO_2_IESO | HQ_IESO | IESO | Internal | Winter | B17 | 100 | 99999 | 400 | 36.41 | 36.42 | 0.01 | 0
2020 | HQ_IESO_2_IESO | HQ_IESO | IESO | Internal | Winter | B18 | 400 | 99999 | 400 | 35.25 | 35.26 | 0.01 | 0
2020 | HQ_IESO_2_IESO | HQ_IESO | IESO | Internal | Winter | B19 | 700 | 99999 | 400 | 35.25 | 35.26 | 0.01 | 0
2020 | HQ_IESO_2_IESO | HQ_IESO | IESO | Internal | Winter | B20 | 935 | 99999 | 91.98 | 35.25 | 35.26 | 0.01 | 0
2020 | IESO_2_MAPP_CA | IESO | MAPP_CA | Internal | Shoulder | B11 | 25 | 262 | 262 | 31.61 | 48.69 | 7 | 10.09
2020 | IESO_2_MAPP_CA | IESO | MAPP_CA | Internal | Shoulder | B12 | 200 | 262 | 262 | 32.57 | 46.39 | 7 | 6.82
2020 | IESO_2_MAPP_CA | IESO | MAPP_CA | Internal | Shoulder | B13 | 600 | 262 | 262 | 31.61 | 43.46 | 7 | 4.86
2020 | IESO_2_MAPP_CA | IESO | MAPP_CA | Internal | Shoulder | B14 | 900 | 262 | 262 | 31.61 | 43.46 | 7 | 4.86
2020 | IESO_2_MAPP_CA | IESO | MAPP_CA | Internal | Shoulder | B15 | 1203 | 262 | 262 | 31.61 | 43.46 | 7 | 4.86
2020 | IESO_2_MAPP_CA | IESO | MAPP_CA | Internal | Summer | B1 | 10 | 262 | 40.54 | 51.55 | 58.55 | 7 | 0
2020 | IESO_2_MAPP_CA | IESO | MAPP_CA | Internal | Summer | B2 | 25 | 262 | 145.33 | 50.17 | 57.17 | 7 | 0
2020 | IESO_2_MAPP_CA | IESO | MAPP_CA | Internal | Summer | B3 | 75 | 262 | 262 | 39.14 | 53.22 | 7 | 7.08
2020 | IESO_2_MAPP_CA | IESO | MAPP_CA | Internal | Summer | B4 | 100 | 262 | 262 | 39.14 | 51.33 | 7 | 5.19
2020 | IESO_2_MAPP_CA | IESO | MAPP_CA | Internal | Summer | B5 | 200 | 262 | 262 | 38.82 | 48.18 | 7 | 2.36
2020 | IESO_2_MAPP_CA | IESO | MAPP_CA | Internal | Summer | B6 | 300 | 262 | 262 | 35.32 | 48.18 | 7 | 5.87
2020 | IESO_2_MAPP_CA | IESO | MAPP_CA | Internal | Summer | B7 | 400 | 262 | 262 | 31.61 | 40.26 | 7 | 1.64
2020 | IESO_2_MAPP_CA | IESO | MAPP_CA | Internal | Summer | B8 | 500 | 262 | 262 | 29.93 | 40.26 | 7 | 3.33
2020 | IESO_2_MAPP_CA | IESO | MAPP_CA | Internal | Summer | B9 | 800 | 262 | 262 | 29.93 | 40.26 | 7 | 3.33
2020 | IESO_2_MAPP_CA | IESO | MAPP_CA | Internal | Summer | B10 | 1262 | 262 | 262 | 29.93 | 40.26 | 7 | 3.33
2020 | IESO_2_MAPP_CA | IESO | MAPP_CA | Internal | Winter | B16 | 25 | 262 | 262 | 39.19 | 52.71 | 7 | 6.51
2020 | IESO_2_MAPP_CA | IESO | MAPP_CA | Internal | Winter | B17 | 100 | 262 | 262 | 36.42 | 48.18 | 7 | 4.76
2020 | IESO_2_MAPP_CA | IESO | MAPP_CA | Internal | Winter | B18 | 400 | 262 | 262 | 35.26 | 48.18 | 7 | 5.92
2020 | IESO_2_MAPP_CA | IESO | MAPP_CA | Internal | Winter | B19 | 700 | 262 | 262 | 35.26 | 48.18 | 7 | 5.92
2020 | IESO_2_MAPP_CA | IESO | MAPP_CA | Internal | Winter | B20 | 935 | 262 | 262 | 35.26 | 48.18 | 7 | 5.92
2020 | IESO_2_MISO_MI | IESO | MISO_MI | Internal | Shoulder | B11 | 25 | 1840 | 1840 | 31.61 | 55.68 | 7 | 17.07
2020 | IESO_2_MISO_MI | IESO | MISO_MI | Internal | Shoulder | B12 | 200 | 1840 | 1840 | 32.57 | 46.4 | 7 | 6.84
2020 | IESO_2_MISO_MI | IESO | MISO_MI | Internal | Shoulder | B13 | 600 | 1840 | 1840 | 31.61 | 43.23 | 7 | 4.63
2020 | IESO_2_MISO_MI | IESO | MISO_MI | Internal | Shoulder | B14 | 900 | 1840 | 1840 | 31.61 | 40.41 | 7 | 1.81
2020 | IESO_2_MISO_MI | IESO | MISO_MI | Internal | Shoulder | B15 | 1203 | 1840 | 0 | 31.61 | 38.21 | 7 | 0
2020 | IESO_2_MISO_MI | IESO | MISO_MI | Internal | Summer | B1 | 10 | 1840 | 1840 | 51.55 | 64.12 | 7 | 5.57
2020 | IESO_2_MISO_MI | IESO | MISO_MI | Internal | Summer | B2 | 25 | 1840 | 1840 | 50.17 | 63.37 | 7 | 6.2
2020 | IESO_2_MISO_MI | IESO | MISO_MI | Internal | Summer | B3 | 75 | 1840 | 1840 | 39.14 | 60.38 | 7 | 14.24
2020 | IESO_2_MISO_MI | IESO | MISO_MI | Internal | Summer | B4 | 100 | 1840 | 1840 | 39.14 | 59.86 | 7 | 13.72
2020 | IESO_2_MISO_MI | IESO | MISO_MI | Internal | Summer | B5 | 200 | 1840 | 1840 | 38.82 | 58.75 | 7 | 12.93
2020 | IESO_2_MISO_MI | IESO | MISO_MI | Internal | Summer | B6 | 300 | 1840 | 1840 | 35.32 | 49.08 | 7 | 6.76
2020 | IESO_2_MISO_MI | IESO | MISO_MI | Internal | Summer | B7 | 400 | 1840 | 1840 | 31.61 | 40.28 | 7 | 1.67
2020 | IESO_2_MISO_MI | IESO | MISO_MI | Internal | Summer | B8 | 500 | 1840 | 1840 | 29.93 | 38.04 | 7 | 1.12
2020 | IESO_2_MISO_MI | IESO | MISO_MI | Internal | Summer | B9 | 800 | 1840 | 1151.62 | 29.93 | 36.93 | 7 | 0
2020 | IESO_2_MISO_MI | IESO | MISO_MI | Internal | Summer | B10 | 1262 | 1840 | 0 | 29.93 | 36.02 | 7 | 0
2020 | IESO_2_MISO_MI | IESO | MISO_MI | Internal | Winter | B16 | 25 | 1840 | 1840 | 39.19 | 52.74 | 7 | 6.55
2020 | IESO_2_MISO_MI | IESO | MISO_MI | Internal | Winter | B17 | 100 | 1840 | 1840 | 36.42 | 48.2 | 7 | 4.77
2020 | IESO_2_MISO_MI | IESO | MISO_MI | Internal | Winter | B18 | 400 | 1840 | 1840 | 35.26 | 42.33 | 7 | 0.07
2020 | IESO_2_MISO_MI | IESO | MISO_MI | Internal | Winter | B19 | 700 | 1840 | 0 | 35.26 | 41.94 | 7 | 0
2020 | IESO_2_MISO_MI | IESO | MISO_MI | Internal | Winter | B20 | 935 | 1840 | 0 | 35.26 | 37.78 | 7 | 0
2020 | IESO_2_MISO_W | IESO | MISO_W | Internal | Shoulder | B11 | 25 | 140 | 140 | 31.61 | 55.7 | 7 | 17.1
2020 | IESO_2_MISO_W | IESO | MISO_W | Internal | Shoulder | B12 | 200 | 140 | 140 | 32.57 | 46.4 | 7 | 6.84
2020 | IESO_2_MISO_W | IESO | MISO_W | Internal | Shoulder | B13 | 600 | 140 | 140 | 31.61 | 43.22 | 7 | 4.62
2020 | IESO_2_MISO_W | IESO | MISO_W | Internal | Shoulder | B14 | 900 | 140 | 140 | 31.61 | 40.41 | 7 | 1.81
2020 | IESO_2_MISO_W | IESO | MISO_W | Internal | Shoulder | B15 | 1203 | 140 | 0 | 31.61 | 38.21 | 7 | 0
2020 | IESO_2_MISO_W | IESO | MISO_W | Internal | Summer | B1 | 10 | 140 | 140 | 51.55 | 64.53 | 7 | 5.98
2020 | IESO_2_MISO_W | IESO | MISO_W | Internal | Summer | B2 | 25 | 140 | 140 | 50.17 | 63.38 | 7 | 6.21
2020 | IESO_2_MISO_W | IESO | MISO_W | Internal | Summer | B3 | 75 | 140 | 140 | 39.14 | 63.38 | 7 | 17.24
2020 | IESO_2_MISO_W | IESO | MISO_W | Internal | Summer | B4 | 100 | 140 | 140 | 39.14 | 61.18 | 7 | 15.04
2020 | IESO_2_MISO_W | IESO | MISO_W | Internal | Summer | B5 | 200 | 140 | 140 | 38.82 | 58.79 | 7 | 12.97
2020 | IESO_2_MISO_W | IESO | MISO_W | Internal | Summer | B6 | 300 | 140 | 140 | 35.32 | 49.1 | 7 | 6.78
2020 | IESO_2_MISO_W | IESO | MISO_W | Internal | Summer | B7 | 400 | 140 | 140 | 31.61 | 40.27 | 7 | 1.66
2020 | IESO_2_MISO_W | IESO | MISO_W | Internal | Summer | B8 | 500 | 140 | 140 | 29.93 | 38.03 | 7 | 1.1
2020 | IESO_2_MISO_W | IESO | MISO_W | Internal | Summer | B9 | 800 | 140 | 140 | 29.93 | 36.95 | 7 | 0.02
2020 | IESO_2_MISO_W | IESO | MISO_W | Internal | Summer | B10 | 1262 | 140 | 0 | 29.93 | 35.98 | 7 | 0
2020 | IESO_2_MISO_W | IESO | MISO_W | Internal | Winter | B16 | 25 | 140 | 140 | 39.19 | 52.72 | 7 | 6.53
2020 | IESO_2_MISO_W | IESO | MISO_W | Internal | Winter | B17 | 100 | 140 | 140 | 36.42 | 48.17 | 7 | 4.75
2020 | IESO_2_MISO_W | IESO | MISO_W | Internal | Winter | B18 | 400 | 140 | 140 | 35.26 | 42.34 | 7 | 0.08
2020 | IESO_2_MISO_W | IESO | MISO_W | Internal | Winter | B19 | 700 | 140 | 0 | 35.26 | 41.96 | 7 | 0
2020 | IESO_2_MISO_W | IESO | MISO_W | Internal | Winter | B20 | 935 | 140 | 0 | 35.26 | 37.75 | 7 | 0
2020 | IESO_2_NYISO_A-F | IESO | NYISO_A-F | Internal | Shoulder | B11 | 25 | 1725 | 1725 | 31.61 | 40.5 | 7 | 1.89
2020 | IESO_2_NYISO_A-F | IESO | NYISO_A-F | Internal | Shoulder | B12 | 200 | 1725 | 1725 | 32.57 | 40.37 | 7 | 0.8
2020 | IESO_2_NYISO_A-F | IESO | NYISO_A-F | Internal | Shoulder | B13 | 600 | 1725 | 1725 | 31.61 | 39.87 | 7 | 1.26
2020 | IESO_2_NYISO_A-F | IESO | NYISO_A-F | Internal | Shoulder | B14 | 900 | 1725 | 1372.83 | 31.61 | 38.61 | 7 | 0
2020 | IESO_2_NYISO_A-F | IESO | NYISO_A-F | Internal | Shoulder | B15 | 1203 | 1725 | 975.96 | 31.61 | 38.61 | 7 | 0
2020 | IESO_2_NYISO_A-F | IESO | NYISO_A-F | Internal | Summer | B1 | 10 | 1725 | 1245.3 | 51.55 | 58.55 | 7 | 0
2020 | IESO_2_NYISO_A-F | IESO | NYISO_A-F | Internal | Summer | B2 | 25 | 1725 | 1654 | 50.17 | 57.17 | 7 | 0
2020 | IESO_2_NYISO_A-F | IESO | NYISO_A-F | Internal | Summer | B3 | 75 | 1725 | 1725 | 39.14 | 51.61 | 7 | 5.47
2020 | IESO_2_NYISO_A-F | IESO | NYISO_A-F | Internal | Summer | B4 | 100 | 1725 | 1620.4 | 39.14 | 46.14 | 7 | 0
2020 | IESO_2_NYISO_A-F | IESO | NYISO_A-F | Internal | Summer | B5 | 200 | 1725 | 1246.03 | 38.82 | 45.82 | 7 | 0
2020 | IESO_2_NYISO_A-F | IESO | NYISO_A-F | Internal | Summer | B6 | 300 | 1725 | 564.67 | 35.32 | 42.32 | 7 | 0
2020 | IESO_2_NYISO_A-F | IESO | NYISO_A-F | Internal | Summer | B7 | 400 | 1725 | 1277.73 | 31.61 | 38.61 | 7 | 0
2020 | IESO_2_NYISO_A-F | IESO | NYISO_A-F | Internal | Summer | B8 | 500 | 1725 | 1725 | 29.93 | 37.6 | 7 | 0.67
2020 | IESO_2_NYISO_A-F | IESO | NYISO_A-F | Internal | Summer | B9 | 800 | 1725 | 1615.81 | 29.93 | 36.93 | 7 | 0
2020 | IESO_2_NYISO_A-F | IESO | NYISO_A-F | Internal | Summer | B10 | 1262 | 1725 | 1631.24 | 29.93 | 36.93 | 7 | 0
2020 | IESO_2_NYISO_A-F | IESO | NYISO_A-F | Internal | Winter | B16 | 25 | 1725 | 929.3 | 39.19 | 46.19 | 7 | 0
2020 | IESO_2_NYISO_A-F | IESO | NYISO_A-F | Internal | Winter | B17 | 100 | 1725 | 1155.96 | 36.42 | 43.42 | 7 | 0
2020 | IESO_2_NYISO_A-F | IESO | NYISO_A-F | Internal | Winter | B18 | 400 | 1725 | 1576.03 | 35.26 | 42.26 | 7 | 0
2020 | IESO_2_NYISO_A-F | IESO | NYISO_A-F | Internal | Winter | B19 | 700 | 1725 | 1660.19 | 35.26 | 42.26 | 7 | 0
2020 | IESO_2_NYISO_A-F | IESO | NYISO_A-F | Internal | Winter | B20 | 935 | 1725 | 1619.51 | 35.26 | 42.26 | 7 | 0
2020 | MAPP_CA_2_IESO | MAPP_CA | IESO | Internal | Shoulder | B11 | 25 | 330 | 0 | 48.69 | 31.61 | 8 | 0
2020 | MAPP_CA_2_IESO | MAPP_CA | IESO | Internal | Shoulder | B12 | 200 | 330 | 0 | 46.39 | 32.57 | 8 | 0
2020 | MAPP_CA_2_IESO | MAPP_CA | IESO | Internal | Shoulder | B13 | 600 | 330 | 0 | 43.46 | 31.61 | 8 | 0
2020 | MAPP_CA_2_IESO | MAPP_CA | IESO | Internal | Shoulder | B14 | 900 | 330 | 0 | 43.46 | 31.61 | 8 | 0
2020 | MAPP_CA_2_IESO | MAPP_CA | IESO | Internal | Shoulder | B15 | 1203 | 330 | 0 | 43.46 | 31.61 | 8 | 0
2020 | MAPP_CA_2_IESO | MAPP_CA | IESO | Internal | Summer | B1 | 10 | 330 | 0 | 58.55 | 51.55 | 8 | 0
2020 | MAPP_CA_2_IESO | MAPP_CA | IESO | Internal | Summer | B2 | 25 | 330 | 0 | 57.17 | 50.17 | 8 | 0
2020 | MAPP_CA_2_IESO | MAPP_CA | IESO | Internal | Summer | B3 | 75 | 330 | 0 | 53.22 | 39.14 | 8 | 0
2020 | MAPP_CA_2_IESO | MAPP_CA | IESO | Internal | Summer | B4 | 100 | 330 | 0 | 51.33 | 39.14 | 8 | 0
2020 | MAPP_CA_2_IESO | MAPP_CA | IESO | Internal | Summer | B5 | 200 | 330 | 0 | 48.18 | 38.82 | 8 | 0
2020 | MAPP_CA_2_IESO | MAPP_CA | IESO | Internal | Summer | B6 | 300 | 330 | 0 | 48.18 | 35.32 | 8 | 0
2020 | MAPP_CA_2_IESO | MAPP_CA | IESO | Internal | Summer | B7 | 400 | 330 | 0 | 40.26 | 31.61 | 8 | 0
2020 | MAPP_CA_2_IESO | MAPP_CA | IESO | Internal | Summer | B8 | 500 | 330 | 0 | 40.26 | 29.93 | 8 | 0
2020 | MAPP_CA_2_IESO | MAPP_CA | IESO | Internal | Summer | B9 | 800 | 330 | 0 | 40.26 | 29.93 | 8 | 0
2020 | MAPP_CA_2_IESO | MAPP_CA | IESO | Internal | Summer | B10 | 1262 | 330 | 0 | 40.26 | 29.93 | 8 | 0
2020 | MAPP_CA_2_IESO | MAPP_CA | IESO | Internal | Winter | B16 | 25 | 330 | 0 | 52.71 | 39.19 | 8 | 0
2020 | MAPP_CA_2_IESO | MAPP_CA | IESO | Internal | Winter | B17 | 100 | 330 | 0 | 48.18 | 36.42 | 8 | 0
2020 | MAPP_CA_2_IESO | MAPP_CA | IESO | Internal | Winter | B18 | 400 | 330 | 0 | 48.18 | 35.26 | 8 | 0
2020 | MAPP_CA_2_IESO | MAPP_CA | IESO | Internal | Winter | B19 | 700 | 330 | 0 | 48.18 | 35.26 | 8 | 0
2020 | MAPP_CA_2_IESO | MAPP_CA | IESO | Internal | Winter | B20 | 935 | 330 | 0 | 48.18 | 35.26 | 8 | 0
2020 | MAPP_CA_2_MAPP_US | MAPP_CA | MAPP_US | Internal | Shoulder | B11 | 25 | 372 | 100.54 | 48.69 | 55.69 | 7 | 0
2020 | MAPP_CA_2_MAPP_US | MAPP_CA | MAPP_US | Internal | Shoulder | B12 | 200 | 372 | 0 | 46.39 | 39.4 | 7 | 0
2020 | MAPP_CA_2_MAPP_US | MAPP_CA | MAPP_US | Internal | Shoulder | B13 | 600 | 372 | 0 | 43.46 | 36.22 | 7 | 0
2020 | MAPP_CA_2_MAPP_US | MAPP_CA | MAPP_US | Internal | Shoulder | B14 | 900 | 372 | 0 | 43.46 | 33.99 | 7 | 0
2020 | MAPP_CA_2_MAPP_US | MAPP_CA | MAPP_US | Internal | Shoulder | B15 | 1203 | 372 | 0 | 43.46 | 33.51 | 7 | 0
2020 | MAPP_CA_2_MAPP_US | MAPP_CA | MAPP_US | Internal | Summer | B1 | 10 | 372 | 0 | 58.55 | 59.75 | 7 | 0
2020 | MAPP_CA_2_MAPP_US | MAPP_CA | MAPP_US | Internal | Summer | B2 | 25 | 372 | 0 | 57.17 | 58.33 | 7 | 0
2020 | MAPP_CA_2_MAPP_US | MAPP_CA | MAPP_US | Internal | Summer | B3 | 75 | 372 | 0 | 53.22 | 59.75 | 7 | 0
2020 | MAPP_CA_2_MAPP_US | MAPP_CA | MAPP_US | Internal | Summer | B4 | 100 | 372 | 26.68 | 51.33 | 58.33 | 7 | 0
2020 | MAPP_CA_2_MAPP_US | MAPP_CA | MAPP_US | Internal | Summer | B5 | 200 | 372 | 0 | 48.18 | 55 | 7 | 0
2020 | MAPP_CA_2_MAPP_US | MAPP_CA | MAPP_US | Internal | Summer | B6 | 300 | 372 | 0 | 48.18 | 49.09 | 7 | 0
2020 | MAPP_CA_2_MAPP_US | MAPP_CA | MAPP_US | Internal | Summer | B7 | 400 | 372 | 0 | 40.26 | 40.26 | 7 | 0
2020 | MAPP_CA_2_MAPP_US | MAPP_CA | MAPP_US | Internal | Summer | B8 | 500 | 372 | 0 | 40.26 | 33.26 | 7 | 0
2020 | MAPP_CA_2_MAPP_US | MAPP_CA | MAPP_US | Internal | Summer | B9 | 800 | 372 | 0 | 40.26 | 32.64 | 7 | 0
2020 | MAPP_CA_2_MAPP_US | MAPP_CA | MAPP_US | Internal | Summer | B10 | 1262 | 372 | 0 | 40.26 | 30.32 | 7 | 0
2020 | MAPP_CA_2_MAPP_US | MAPP_CA | MAPP_US | Internal | Winter | B16 | 25 | 372 | 0 | 52.71 | 45.72 | 7 | 0
2020 | MAPP_CA_2_MAPP_US | MAPP_CA | MAPP_US | Internal | Winter | B17 | 100 | 372 | 0 | 48.18 | 41.17 | 7 | 0
2020 | MAPP_CA_2_MAPP_US | MAPP_CA | MAPP_US | Internal | Winter | B18 | 400 | 372 | 0 | 48.18 | 36.27 | 7 | 0
2020 | MAPP_CA_2_MAPP_US | MAPP_CA | MAPP_US | Internal | Winter | B19 | 700 | 372 | 0 | 48.18 | 36.27 | 7 | 0
2020 | MAPP_CA_2_MAPP_US | MAPP_CA | MAPP_US | Internal | Winter | B20 | 935 | 372 | 0 | 48.18 | 32.11 | 7 | 0
2020 | MAPP_CA_2_MISO_W | MAPP_CA | MISO_W | Internal | Shoulder | B11 | 25 | 1988 | 1988 | 48.69 | 55.7 | 0.01 | 7
2020 | MAPP_CA_2_MISO_W | MAPP_CA | MISO_W | Internal | Shoulder | B12 | 200 | 1988 | 575.24 | 46.39 | 46.4 | 0.01 | 0
2020 | MAPP_CA_2_MISO_W | MAPP_CA | MISO_W | Internal | Shoulder | B13 | 600 | 1988 | 0 | 43.46 | 43.22 | 0.01 | 0
2020 | MAPP_CA_2_MISO_W | MAPP_CA | MISO_W | Internal | Shoulder | B14 | 900 | 1988 | 0 | 43.46 | 40.41 | 0.01 | 0
2020 | MAPP_CA_2_MISO_W | MAPP_CA | MISO_W | Internal | Shoulder | B15 | 1203 | 1988 | 0 | 43.46 | 38.21 | 0.01 | 0
2020 | MAPP_CA_2_MISO_W | MAPP_CA | MISO_W | Internal | Summer | B1 | 10 | 1988 | 1988 | 58.55 | 64.53 | 0.01 | 5.96
2020 | MAPP_CA_2_MISO_W | MAPP_CA | MISO_W | Internal | Summer | B2 | 25 | 1988 | 1988 | 57.17 | 63.38 | 0.01 | 6.2
2020 | MAPP_CA_2_MISO_W | MAPP_CA | MISO_W | Internal | Summer | B3 | 75 | 1988 | 1988 | 53.22 | 63.38 | 0.01 | 10.15
2020 | MAPP_CA_2_MISO_W | MAPP_CA | MISO_W | Internal | Summer | B4 | 100 | 1988 | 1988 | 51.33 | 61.18 | 0.01 | 9.84
2020 | MAPP_CA_2_MISO_W | MAPP_CA | MISO_W | Internal | Summer | B5 | 200 | 1988 | 1988 | 48.18 | 58.79 | 0.01 | 10.59
2020 | MAPP_CA_2_MISO_W | MAPP_CA | MISO_W | Internal | Summer | B6 | 300 | 1988 | 1988 | 48.18 | 49.1 | 0.01 | 0.9
2020 | MAPP_CA_2_MISO_W | MAPP_CA | MISO_W | Internal | Summer | B7 | 400 | 1988 | 351.98 | 40.26 | 40.27 | 0.01 | 0
2020 | MAPP_CA_2_MISO_W | MAPP_CA | MISO_W | Internal | Summer | B8 | 500 | 1988 | 0 | 40.26 | 38.03 | 0.01 | 0
2020 | MAPP_CA_2_MISO_W | MAPP_CA | MISO_W | Internal | Summer | B9 | 800 | 1988 | 0 | 40.26 | 36.95 | 0.01 | 0
2020 | MAPP_CA_2_MISO_W | MAPP_CA | MISO_W | Internal | Summer | B10 | 1262 | 1988 | 0 | 40.26 | 35.98 | 0.01 | 0
2020 | MAPP_CA_2_MISO_W | MAPP_CA | MISO_W | Internal | Winter | B16 | 25 | 1988 | 1455.19 | 52.71 | 52.72 | 0.01 | 0
2020 | MAPP_CA_2_MISO_W | MAPP_CA | MISO_W | Internal | Winter | B17 | 100 | 1988 | 0 | 48.18 | 48.17 | 0.01 | 0
2020 | MAPP_CA_2_MISO_W | MAPP_CA | MISO_W | Internal | Winter | B18 | 400 | 1988 | 0 | 48.18 | 42.34 | 0.01 | 0
2020 | MAPP_CA_2_MISO_W | MAPP_CA | MISO_W | Internal | Winter | B19 | 700 | 1988 | 0 | 48.18 | 41.96 | 0.01 | 0
2020 | MAPP_CA_2_MISO_W | MAPP_CA | MISO_W | Internal | Winter | B20 | 935 | 1988 | 0 | 48.18 | 37.75 | 0.01 | 0
2020 | MAPP_US_2_MAPP_CA | MAPP_US | MAPP_CA | Internal | Shoulder | B11 | 25 | 165 | 0 | 55.69 | 48.69 | 7 | 0
2020 | MAPP_US_2_MAPP_CA | MAPP_US | MAPP_CA | Internal | Shoulder | B12 | 200 | 165 | 0 | 39.4 | 46.39 | 7 | 0
2020 | MAPP_US_2_MAPP_CA | MAPP_US | MAPP_CA | Internal | Shoulder | B13 | 600 | 165 | 165 | 36.22 | 43.46 | 7 | 0.24
2020 | MAPP_US_2_MAPP_CA | MAPP_US | MAPP_CA | Internal | Shoulder | B14 | 900 | 165 | 165 | 33.99 | 43.46 | 7 | 2.48
2020 | MAPP_US_2_MAPP_CA | MAPP_US | MAPP_CA | Internal | Shoulder | B15 | 1203 | 165 | 165 | 33.51 | 43.46 | 7 | 2.95
2020 | MAPP_US_2_MAPP_CA | MAPP_US | MAPP_CA | Internal | Summer | B1 | 10 | 165 | 0 | 59.75 | 58.55 | 7 | 0
2020 | MAPP_US_2_MAPP_CA | MAPP_US | MAPP_CA | Internal | Summer | B2 | 25 | 165 | 0 | 58.33 | 57.17 | 7 | 0
2020 | MAPP_US_2_MAPP_CA | MAPP_US | MAPP_CA | Internal | Summer | B3 | 75 | 165 | 0 | 59.75 | 53.22 | 7 | 0
2020 | MAPP_US_2_MAPP_CA | MAPP_US | MAPP_CA | Internal | Summer | B4 | 100 | 165 | 0 | 58.33 | 51.33 | 7 | 0
2020 | MAPP_US_2_MAPP_CA | MAPP_US | MAPP_CA | Internal | Summer | B5 | 200 | 165 | 0 | 55 | 48.18 | 7 | 0
2020 | MAPP_US_2_MAPP_CA | MAPP_US | MAPP_CA | Internal | Summer | B6 | 300 | 165 | 0 | 49.09 | 48.18 | 7 | 0
2020 | MAPP_US_2_MAPP_CA | MAPP_US | MAPP_CA | Internal | Summer | B7 | 400 | 165 | 0 | 40.26 | 40.26 | 7 | 0
2020 | MAPP_US_2_MAPP_CA | MAPP_US | MAPP_CA | Internal | Summer | B8 | 500 | 165 | 10.49 | 33.26 | 40.26 | 7 | 0
2020 | MAPP_US_2_MAPP_CA | MAPP_US | MAPP_CA | Internal | Summer | B9 | 800 | 165 | 165 | 32.64 | 40.26 | 7 | 0.62
2020 | MAPP_US_2_MAPP_CA | MAPP_US | MAPP_CA | Internal | Summer | B10 | 1262 | 165 | 165 | 30.32 | 40.26 | 7 | 2.93
2020 | MAPP_US_2_MAPP_CA | MAPP_US | MAPP_CA | Internal | Winter | B16 | 25 | 165 | 0 | 45.72 | 52.71 | 7 | 0
2020 | MAPP_US_2_MAPP_CA | MAPP_US | MAPP_CA | Internal | Winter | B17 | 100 | 165 | 165 | 41.17 | 48.18 | 7 | 0.01
2020 | MAPP_US_2_MAPP_CA | MAPP_US | MAPP_CA | Internal | Winter | B18 | 400 | 165 | 165 | 36.27 | 48.18 | 7 | 4.91
2020 | MAPP_US_2_MAPP_CA | MAPP_US | MAPP_CA | Internal | Winter | B19 | 700 | 165 | 165 | 36.27 | 48.18 | 7 | 4.91
2020 | MAPP_US_2_MAPP_CA | MAPP_US | MAPP_CA | Internal | Winter | B20 | 935 | 165 | 165 | 32.11 | 48.18 | 7 | 9.07
2020 | MAPP_US_2_MISO_W | MAPP_US | MISO_W | Internal | Shoulder | B11 | 25 | 2635 | 0 | 55.69 | 55.7 | 7 | 0
2020 | MAPP_US_2_MISO_W | MAPP_US | MISO_W | Internal | Shoulder | B12 | 200 | 2635 | 1468.58 | 39.4 | 46.4 | 7 | 0
2020 | MAPP_US_2_MISO_W | MAPP_US | MISO_W | Internal | Shoulder | B13 | 600 | 2635 | 1082.12 | 36.22 | 43.22 | 7 | 0
2020 | MAPP_US_2_MISO_W | MAPP_US | MISO_W | Internal | Shoulder | B14 | 900 | 2635 | 0 | 33.99 | 40.41 | 7 | 0
2020 | MAPP_US_2_MISO_W | MAPP_US | MISO_W | Internal | Shoulder | B15 | 1203 | 2635 | 0 | 33.51 | 38.21 | 7 | 0
2020 | MAPP_US_2_MISO_W | MAPP_US | MISO_W | Internal | Summer | B1 | 10 | 2635 | 0 | 59.75 | 64.53 | 7 | 0
2020 | MAPP_US_2_MISO_W | MAPP_US | MISO_W | Internal | Summer | B2 | 25 | 2635 | 0 | 58.33 | 63.38 | 7 | 0
2020 | MAPP_US_2_MISO_W | MAPP_US | MISO_W | Internal | Summer | B3 | 75 | 2635 | 0 | 59.75 | 63.38 | 7 | 0
2020 | MAPP_US_2_MISO_W | MAPP_US | MISO_W | Internal | Summer | B4 | 100 | 2635 | 0 | 58.33 | 61.18 | 7 | 0
2020 | MAPP_US_2_MISO_W | MAPP_US | MISO_W | Internal | Summer | B5 | 200 | 2635 | 0 | 55 | 58.79 | 7 | 0
2020 | MAPP_US_2_MISO_W | MAPP_US | MISO_W | Internal | Summer | B6 | 300 | 2635 | 0 | 49.09 | 49.1 | 7 | 0
2020 | MAPP_US_2_MISO_W | MAPP_US | MISO_W | Internal | Summer | B7 | 400 | 2635 | 0 | 40.26 | 40.27 | 7 | 0
2020 | MAPP_US_2_MISO_W | MAPP_US | MISO_W | Internal | Summer | B8 | 500 | 2635 | 0 | 33.26 | 38.03 | 7 | 0
2020 | MAPP_US_2_MISO_W | MAPP_US | MISO_W | Internal | Summer | B9 | 800 | 2635 | 0 | 32.64 | 36.95 | 7 | 0
2020 | MAPP_US_2_MISO_W | MAPP_US | MISO_W | Internal | Summer | B10 | 1262 | 2635 | 0 | 30.32 | 35.98 | 7 | 0
2020 | MAPP_US_2_MISO_W | MAPP_US | MISO_W | Internal | Winter | B16 | 25 | 2635 | 1676.91 | 45.72 | 52.72 | 7 | 0
2020 | MAPP_US_2_MISO_W | MAPP_US | MISO_W | Internal | Winter | B17 | 100 | 2635 | 1141.7 | 41.17 | 48.17 | 7 | 0
2020 | MAPP_US_2_MISO_W | MAPP_US | MISO_W | Internal | Winter | B18 | 400 | 2635 | 0 | 36.27 | 42.34 | 7 | 0
2020 | MAPP_US_2_MISO_W | MAPP_US | MISO_W | Internal | Winter | B19 | 700 | 2635 | 0 | 36.27 | 41.96 | 7 | 0
2020 | MAPP_US_2_MISO_W | MAPP_US | MISO_W | Internal | Winter | B20 | 935 | 2635 | 0 | 32.11 | 37.75 | 7 | 0
2020 | MAPP_US_2_NE | MAPP_US | NE | Internal | Shoulder | B11 | 25 | 2000 | 1843.05 | 55.69 | 62.69 | 7 | 0
2020 | MAPP_US_2_NE | MAPP_US | NE | Internal | Shoulder | B12 | 200 | 2000 | 0 | 39.4 | 44.79 | 7 | 0
2020 | MAPP_US_2_NE | MAPP_US | NE | Internal | Shoulder | B13 | 600 | 2000 | 0 | 36.22 | 42.05 | 7 | 0
2020 | MAPP_US_2_NE | MAPP_US | NE | Internal | Shoulder | B14 | 900 | 2000 | 0 | 33.99 | 40.63 | 7 | 0
2020 | MAPP_US_2_NE | MAPP_US | NE | Internal | Shoulder | B15 | 1203 | 2000 | 77.96 | 33.51 | 40.51 | 7 | 0
2020 | MAPP_US_2_NE | MAPP_US | NE | Internal | Summer | B1 | 10 | 2000 | 1058.84 | 59.75 | 66.75 | 7 | 0
2020 | MAPP_US_2_NE | MAPP_US | NE | Internal | Summer | B2 | 25 | 2000 | 1377.2 | 58.33 | 65.33 | 7 | 0
2020 | MAPP_US_2_NE | MAPP_US | NE | Internal | Summer | B3 | 75 | 2000 | 1330.94 | 59.75 | 66.75 | 7 | 0
2020 | MAPP_US_2_NE | MAPP_US | NE | Internal | Summer | B4 | 100 | 2000 | 1629.37 | 58.33 | 65.33 | 7 | 0
2020 | MAPP_US_2_NE | MAPP_US | NE | Internal | Summer | B5 | 200 | 2000 | 1271.82 | 55 | 62 | 7 | 0
2020 | MAPP_US_2_NE | MAPP_US | NE | Internal | Summer | B6 | 300 | 2000 | 1370.71 | 49.09 | 56.09 | 7 | 0
2020 | MAPP_US_2_NE | MAPP_US | NE | Internal | Summer | B7 | 400 | 2000 | 1779.1 | 40.26 | 47.26 | 7 | 0
2020 | MAPP_US_2_NE | MAPP_US | NE | Internal | Summer | B8 | 500 | 2000 | 1704.26 | 33.26 | 40.26 | 7 | 0
2020 | MAPP_US_2_NE | MAPP_US | NE | Internal | Summer | B9 | 800 | 2000 | 842.73 | 32.64 | 39.64 | 7 | 0
2020 | MAPP_US_2_NE | MAPP_US | NE | Internal | Summer | B10 | 1262 | 2000 | 776.19 | 30.32 | 37.32 | 7 | 0
2020 | MAPP_US_2_NE | MAPP_US | NE | Internal | Winter | B16 | 25 | 2000 | 0 | 45.72 | 51.44 | 7 | 0
2020 | MAPP_US_2_NE | MAPP_US | NE | Internal | Winter | B17 | 100 | 2000 | 0 | 41.17 | 43.37 | 7 | 0
2020 | MAPP_US_2_NE | MAPP_US | NE | Internal | Winter | B18 | 400 | 2000 | 377.16 | 36.27 | 43.27 | 7 | 0
2020 | MAPP_US_2_NE | MAPP_US | NE | Internal | Winter | B19 | 700 | 2000 | 55.6 | 36.27 | 43.27 | 7 | 0
2020 | MAPP_US_2_NE | MAPP_US | NE | Internal | Winter | B20 | 935 | 2000 | 79.44 | 32.11 | 39.11 | 7 | 0
2020 | MARITIMES_2_NEISO | MARITIMES | NEISO | Internal | Shoulder | B11 | 25 | 99999 | 1720.66 | 37.48 | 37.5 | 0.01 | 0
2020 | MARITIMES_2_NEISO | MARITIMES | NEISO | Internal | Shoulder | B12 | 200 | 99999 | 1717.44 | 37.48 | 37.5 | 0.01 | 0
2020 | MARITIMES_2_NEISO | MARITIMES | NEISO | Internal | Shoulder | B13 | 600 | 99999 | 1704.78 | 37.48 | 37.5 | 0.01 | 0
2020 | MARITIMES_2_NEISO | MARITIMES | NEISO | Internal | Shoulder | B14 | 900 | 99999 | 1682.64 | 37.48 | 37.5 | 0.01 | 0
2020 | MARITIMES_2_NEISO | MARITIMES | NEISO | Internal | Shoulder | B15 | 1203 | 99999 | 648.08 | 37.48 | 37.5 | 0.01 | 0
2020 | MARITIMES_2_NEISO | MARITIMES | NEISO | Internal | Summer | B1 | 10 | 99999 | 1900 | 81.04 | 81.05 | 0.01 | 0
2020 | MARITIMES_2_NEISO | MARITIMES | NEISO | Internal | Summer | B2 | 25 | 99999 | 1878.75 | 68.16 | 68.17 | 0.01 | 0
2020 | MARITIMES_2_NEISO | MARITIMES | NEISO | Internal | Summer | B3 | 75 | 99999 | 1836.38 | 48.6 | 48.61 | 0.01 | 0
2020 | MARITIMES_2_NEISO | MARITIMES | NEISO | Internal | Summer | B4 | 100 | 99999 | 1799.97 | 43.13 | 43.14 | 0.01 | 0
2020 | MARITIMES_2_NEISO | MARITIMES | NEISO | Internal | Summer | B5 | 200 | 99999 | 1780.16 | 34.6 | 34.61 | 0.01 | 0
2020 | MARITIMES_2_NEISO | MARITIMES | NEISO | Internal | Summer | B6 | 300 | 99999 | 1757.82 | 34.6 | 34.61 | 0.01 | 0
2020 | MARITIMES_2_NEISO | MARITIMES | NEISO | Internal | Summer | B7 | 400 | 99999 | 1732.23 | 34.6 | 34.61 | 0.01 | 0
2020 | MARITIMES_2_NEISO | MARITIMES | NEISO | Internal | Summer | B8 | 500 | 99999 | 1712.1 | 34.6 | 34.61 | 0.01 | 0
2020 | MARITIMES_2_NEISO | MARITIMES | NEISO | Internal | Summer | B9 | 800 | 99999 | 1687.45 | 34.6 | 34.61 | 0.01 | 0
2020 | MARITIMES_2_NEISO | MARITIMES | NEISO | Internal | Summer | B10 | 1262 | 99999 | 465.06 | 34.6 | 34.61 | 0.01 | 0
2020 | MARITIMES_2_NEISO | MARITIMES | NEISO | Internal | Winter | B16 | 25 | 99999 | 1765.23 | 46.41 | 46.42 | 0.01 | 0
2020 | MARITIMES_2_NEISO | MARITIMES | NEISO | Internal | Winter | B17 | 100 | 99999 | 1747.34 | 46.41 | 46.42 | 0.01 | 0
2020 | MARITIMES_2_NEISO | MARITIMES | NEISO | Internal | Winter | B18 | 400 | 99999 | 1733.65 | 46.41 | 46.42 | 0.01 | 0
2020 | MARITIMES_2_NEISO | MARITIMES | NEISO | Internal | Winter | B19 | 700 | 99999 | 1708.15 | 46.41 | 46.42 | 0.01 | 0
2020 | MARITIMES_2_NEISO | MARITIMES | NEISO | Internal | Winter | B20 | 935 | 99999 | 723.43 | 46.41 | 46.42 | 0.01 | 0
2020 | MISO_IN_2_MISO_MI | MISO_IN | MISO_MI | Internal | Shoulder | B11 | 25 | 5000 | 0 | 55.69 | 55.68 | 0.01 | 0
2020 | MISO_IN_2_MISO_MI | MISO_IN | MISO_MI | Internal | Shoulder | B12 | 200 | 5000 | 0 | 46.41 | 46.4 | 0.01 | 0
2020 | MISO_IN_2_MISO_MI | MISO_IN | MISO_MI | Internal | Shoulder | B13 | 600 | 5000 | 276.04 | 43.22 | 43.23 | 0.01 | 0
2020 | MISO_IN_2_MISO_MI | MISO_IN | MISO_MI | Internal | Shoulder | B14 | 900 | 5000 | 0 | 40.41 | 40.41 | 0.01 | 0
2020 | MISO_IN_2_MISO_MI | MISO_IN | MISO_MI | Internal | Shoulder | B15 | 1203 | 5000 | 633.52 | 38.2 | 38.21 | 0.01 | 0
2020 | MISO_IN_2_MISO_MI | MISO_IN | MISO_MI | Internal | Summer | B1 | 10 | 5000 | 0 | 64.55 | 64.12 | 0.01 | 0
2020 | MISO_IN_2_MISO_MI | MISO_IN | MISO_MI | Internal | Summer | B2 | 25 | 5000 | 0 | 63.38 | 63.37 | 0.01 | 0
2020 | MISO_IN_2_MISO_MI | MISO_IN | MISO_MI | Internal | Summer | B3 | 75 | 5000 | 0 | 61.97 | 60.38 | 0.01 | 0
2020 | MISO_IN_2_MISO_MI | MISO_IN | MISO_MI | Internal | Summer | B4 | 100 | 5000 | 0 | 61.15 | 59.86 | 0.01 | 0
2020 | MISO_IN_2_MISO_MI | MISO_IN | MISO_MI | Internal | Summer | B5 | 200 | 5000 | 0 | 58.77 | 58.75 | 0.01 | 0
2020 | MISO_IN_2_MISO_MI | MISO_IN | MISO_MI | Internal | Summer | B6 | 300 | 5000 | 0 | 49.09 | 49.08 | 0.01 | 0
2020 | MISO_IN_2_MISO_MI | MISO_IN | MISO_MI | Internal | Summer | B7 | 400 | 5000 | 29.33 | 40.27 | 40.28 | 0.01 | 0
2020 | MISO_IN_2_MISO_MI | MISO_IN | MISO_MI | Internal | Summer | B8 | 500 | 5000 | 534.34 | 38.03 | 38.04 | 0.01 | 0
2020 | MISO_IN_2_MISO_MI | MISO_IN | MISO_MI | Internal | Summer | B9 | 800 | 5000 | 1011.55 | 36.92 | 36.93 | 0.01 | 0
2020 | MISO_IN_2_MISO_MI | MISO_IN | MISO_MI | Internal | Summer | B10 | 1262 | 5000 | 2947.55 | 36 | 36.02 | 0.01 | 0
2020 | MISO_IN_2_MISO_MI | MISO_IN | MISO_MI | Internal | Winter | B16 | 25 | 5000 | 0 | 52.76 | 52.74 | 0.01 | 0
2020 | MISO_IN_2_MISO_MI | MISO_IN | MISO_MI | Internal | Winter | B17 | 100 | 5000 | 0 | 48.2 | 48.2 | 0.01 | 0
2020 | MISO_IN_2_MISO_MI | MISO_IN | MISO_MI | Internal | Winter | B18 | 400 | 5000 | 0 | 42.34 | 42.33 | 0.01 | 0
2020 | MISO_IN_2_MISO_MI | MISO_IN | MISO_MI | Internal | Winter | B19 | 700 | 5000 | 1579.11 | 41.93 | 41.94 | 0.01 | 0
2020 | MISO_IN_2_MISO_MI | MISO_IN | MISO_MI | Internal | Winter | B20 | 935 | 5000 | 611.03 | 37.77 | 37.78 | 0.01 | 0
2020 | MISO_IN_2_MISO_MO-IL | MISO_IN | MISO_MO-IL | Internal | Shoulder | B11 | 25 | 5000 | 294.78 | 55.69 | 55.7 | 0.01 | 0
2020 | MISO_IN_2_MISO_MO-IL | MISO_IN | MISO_MO-IL | Internal | Shoulder | B12 | 200 | 5000 | 0 | 46.41 | 46.4 | 0.01 | 0
2020 | MISO_IN_2_MISO_MO-IL | MISO_IN | MISO_MO-IL | Internal | Shoulder | B13 | 600 | 5000 | 0 | 43.22 | 43.21 | 0.01 | 0
2020 | MISO_IN_2_MISO_MO-IL | MISO_IN | MISO_MO-IL | Internal | Shoulder | B14 | 900 | 5000 | 0 | 40.41 | 40.4 | 0.01 | 0
2020 | MISO_IN_2_MISO_MO-IL | MISO_IN | MISO_MO-IL | Internal | Shoulder | B15 | 1203 | 5000 | 0 | 38.2 | 38.19 | 0.01 | 0
2020 | MISO_IN_2_MISO_MO-IL | MISO_IN | MISO_MO-IL | Internal | Summer | B1 | 10 | 5000 | 0 | 64.55 | 64.54 | 0.01 | 0
2020 | MISO_IN_2_MISO_MO-IL | MISO_IN | MISO_MO-IL | Internal | Summer | B2 | 25 | 5000 | 0 | 63.38 | 63.37 | 0.01 | 0
2020 | MISO_IN_2_MISO_MO-IL | MISO_IN | MISO_MO-IL | Internal | Summer | B3 | 75 | 5000 | 116.25 | 61.97 | 61.99 | 0.01 | 0
2020 | MISO_IN_2_MISO_MO-IL | MISO_IN | MISO_MO-IL | Internal | Summer | B4 | 100 | 5000 | 529.35 | 61.15 | 61.17 | 0.01 | 0
2020 | MISO_IN_2_MISO_MO-IL | MISO_IN | MISO_MO-IL | Internal | Summer | B5 | 200 | 5000 | 257.96 | 58.77 | 58.78 | 0.01 | 0
2020 | MISO_IN_2_MISO_MO-IL | MISO_IN | MISO_MO-IL | Internal | Summer | B6 | 300 | 5000 | 0 | 49.09 | 49.09 | 0.01 | 0
2020 | MISO_IN_2_MISO_MO-IL | MISO_IN | MISO_MO-IL | Internal | Summer | B7 | 400 | 5000 | 0 | 40.27 | 40.26 | 0.01 | 0
2020 | MISO_IN_2_MISO_MO-IL | MISO_IN | MISO_MO-IL | Internal | Summer | B8 | 500 | 5000 | 69.54 | 38.03 | 38.04 | 0.01 | 0
2020 | MISO_IN_2_MISO_MO-IL | MISO_IN | MISO_MO-IL | Internal | Summer | B9 | 800 | 5000 | 656.38 | 36.92 | 36.93 | 0.01 | 0
2020 | MISO_IN_2_MISO_MO-IL | MISO_IN | MISO_MO-IL | Internal | Summer | B10 | 1262 | 5000 | 0 | 36 | 35.99 | 0.01 | 0
2020 | MISO_IN_2_MISO_MO-IL | MISO_IN | MISO_MO-IL | Internal | Winter | B16 | 25 | 5000 | 0 | 52.76 | 52.73 | 0.01 | 0
2020 | MISO_IN_2_MISO_MO-IL | MISO_IN | MISO_MO-IL | Internal | Winter | B17 | 100 | 5000 | 0 | 48.2 | 48.18 | 0.01 | 0
2020 | MISO_IN_2_MISO_MO-IL | MISO_IN | MISO_MO-IL | Internal | Winter | B18 | 400 | 5000 | 0 | 42.34 | 42.33 | 0.01 | 0
2020 | MISO_IN_2_MISO_MO-IL | MISO_IN | MISO_MO-IL | Internal | Winter | B19 | 700 | 5000 | 0 | 41.93 | 41.91 | 0.01 | 0
2020 | MISO_IN_2_MISO_MO-IL | MISO_IN | MISO_MO-IL | Internal | Winter | B20 | 935 | 5000 | 0 | 37.77 | 37.75 | 0.01 | 0
2020 | MISO_IN_2_NonRTO_Midwest | MISO_IN | NonRTO_Midwest | Internal | Shoulder | B11 | 25 | 4800 | 875.29 | 55.69 | 63.69 | 8 | 0
2020 | MISO_IN_2_NonRTO_Midwest | MISO_IN | NonRTO_Midwest | Internal | Shoulder | B12 | 200 | 4800 | 450.5 | 46.41 | 54.41 | 8 | 0
2020 | MISO_IN_2_NonRTO_Midwest | MISO_IN | NonRTO_Midwest | Internal | Shoulder | B13 | 600 | 4800 | 0 | 43.22 | 49.09 | 8 | 0
2020 | MISO_IN_2_NonRTO_Midwest | MISO_IN | NonRTO_Midwest | Internal | Shoulder | B14 | 900 | 4800 | 0 | 40.41 | 43.24 | 8 | 0
2020 | MISO_IN_2_NonRTO_Midwest | MISO_IN | NonRTO_Midwest | Internal | Shoulder | B15 | 1203 | 4800 | 0 | 38.2 | 35.63 | 8 | 0
2020 | MISO_IN_2_NonRTO_Midwest | MISO_IN | NonRTO_Midwest | Internal | Summer | B1 | 10 | 4800 | 0 | 64.55 | 69.15 | 8 | 0
2020 | MISO_IN_2_NonRTO_Midwest | MISO_IN | NonRTO_Midwest | Internal | Summer | B2 | 25 | 4800 | 0 | 63.38 | 69.15 | 8 | 0
2020 | MISO_IN_2_NonRTO_Midwest | MISO_IN | NonRTO_Midwest | Internal | Summer | B3 | 75 | 4800 | 0 | 61.97 | 69.15 | 8 | 0
2020 | MISO_IN_2_NonRTO_Midwest | MISO_IN | NonRTO_Midwest | Internal | Summer | B4 | 100 | 4800 | 397.49 | 61.15 | 69.15 | 8 | 0
2020 | MISO_IN_2_NonRTO_Midwest | MISO_IN | NonRTO_Midwest | Internal | Summer | B5 | 200 | 4800 | 829.51 | 58.77 | 66.77 | 8 | 0
2020 | MISO_IN_2_NonRTO_Midwest | MISO_IN | NonRTO_Midwest | Internal | Summer | B6 | 300 | 4800 | 349.86 | 49.09 | 57.09 | 8 | 0
2020 | MISO_IN_2_NonRTO_Midwest | MISO_IN | NonRTO_Midwest | Internal | Summer | B7 | 400 | 4800 | 0 | 40.27 | 43.74 | 8 | 0
2020 | MISO_IN_2_NonRTO_Midwest | MISO_IN | NonRTO_Midwest | Internal | Summer | B8 | 500 | 4800 | 0 | 38.03 | 41.5 | 8 | 0
2020 | MISO_IN_2_NonRTO_Midwest | MISO_IN | NonRTO_Midwest | Internal | Summer | B9 | 800 | 4800 | 0 | 36.92 | 36.85 | 8 | 0
2020 | MISO_IN_2_NonRTO_Midwest | MISO_IN | NonRTO_Midwest | Internal | Summer | B10 | 1262 | 4800 | 0 | 36 | 33.61 | 8 | 0
2020 | MISO_IN_2_NonRTO_Midwest | MISO_IN | NonRTO_Midwest | Internal | Winter | B16 | 25 | 4800 | 2280.3 | 52.76 | 60.76 | 8 | 0
2020 | MISO_IN_2_NonRTO_Midwest | MISO_IN | NonRTO_Midwest | Internal | Winter | B17 | 100 | 4800 | 1171.12 | 48.2 | 56.2 | 8 | 0
2020 | MISO_IN_2_NonRTO_Midwest | MISO_IN | NonRTO_Midwest | Internal | Winter | B18 | 400 | 4800 | 315.33 | 42.34 | 50.34 | 8 | 0
2020 | MISO_IN_2_NonRTO_Midwest | MISO_IN | NonRTO_Midwest | Internal | Winter | B19 | 700 | 4800 | 0 | 41.93 | 43.74 | 8 | 0
2020 | MISO_IN_2_NonRTO_Midwest | MISO_IN | NonRTO_Midwest | Internal | Winter | B20 | 935 | 4800 | 0 | 37.77 | 35.69 | 8 | 0
2020 | MISO_IN_2_PJM_ROR | MISO_IN | PJM_ROR | Internal | Shoulder | B11 | 25 | 992 | 0 | 55.69 | 53.69 | 2 | 0
2020 | MISO_IN_2_PJM_ROR | MISO_IN | PJM_ROR | Internal | Shoulder | B12 | 200 | 992 | 0 | 46.41 | 48.4 | 2 | 0
2020 | MISO_IN_2_PJM_ROR | MISO_IN | PJM_ROR | Internal | Shoulder | B13 | 600 | 992 | 0 | 43.22 | 42.88 | 2 | 0
2020 | MISO_IN_2_PJM_ROR | MISO_IN | PJM_ROR | Internal | Shoulder | B14 | 900 | 992 | 0 | 40.41 | 40.17 | 2 | 0
2020 | MISO_IN_2_PJM_ROR | MISO_IN | PJM_ROR | Internal | Shoulder | B15 | 1203 | 992 | 0 | 38.2 | 37.45 | 2 | 0
2020 | MISO_IN_2_PJM_ROR | MISO_IN | PJM_ROR | Internal | Summer | B1 | 10 | 992 | 0 | 64.55 | 66.54 | 2 | 0
2020 | MISO_IN_2_PJM_ROR | MISO_IN | PJM_ROR | Internal | Summer | B2 | 25 | 992 | 0 | 63.38 | 65.16 | 2 | 0
2020 | MISO_IN_2_PJM_ROR | MISO_IN | PJM_ROR | Internal | Summer | B3 | 75 | 992 | 0 | 61.97 | 61.86 | 2 | 0
2020 | MISO_IN_2_PJM_ROR | MISO_IN | PJM_ROR | Internal | Summer | B4 | 100 | 992 | 0 | 61.15 | 61.86 | 2 | 0
2020 | MISO_IN_2_PJM_ROR | MISO_IN | PJM_ROR | Internal | Summer | B5 | 200 | 992 | 0 | 58.77 | 56.97 | 2 | 0
2020 | MISO_IN_2_PJM_ROR | MISO_IN | PJM_ROR | Internal | Summer | B6 | 300 | 992 | 0 | 49.09 | 49.34 | 2 | 0
2020 | MISO_IN_2_PJM_ROR | MISO_IN | PJM_ROR | Internal | Summer | B7 | 400 | 992 | 0 | 40.27 | 42.26 | 2 | 0
2020 | MISO_IN_2_PJM_ROR | MISO_IN | PJM_ROR | Internal | Summer | B8 | 500 | 992 | 0 | 38.03 | 38.01 | 2 | 0
2020 | MISO_IN_2_PJM_ROR | MISO_IN | PJM_ROR | Internal | Summer | B9 | 800 | 992 | 0 | 36.92 | 36.2 | 2 | 0
2020 | MISO_IN_2_PJM_ROR | MISO_IN | PJM_ROR | Internal | Summer | B10 | 1262 | 992 | 0 | 36 | 34.67 | 2 | 0
2020 | MISO_IN_2_PJM_ROR | MISO_IN | PJM_ROR | Internal | Winter | B16 | 25 | 992 | 0 | 52.76 | 54.18 | 2 | 0
2020 | MISO_IN_2_PJM_ROR | MISO_IN | PJM_ROR | Internal | Winter | B17 | 100 | 992 | 0 | 48.2 | 50.17 | 2 | 0
2020 | MISO_IN_2_PJM_ROR | MISO_IN | PJM_ROR | Internal | Winter | B18 | 400 | 992 | 0 | 42.34 | 44.33 | 2 | 0
2020 | MISO_IN_2_PJM_ROR | MISO_IN | PJM_ROR | Internal | Winter | B19 | 700 | 992 | 0 | 41.93 | 41.99 | 2 | 0
2020 | MISO_IN_2_PJM_ROR | MISO_IN | PJM_ROR | Internal | Winter | B20 | 935 | 992 | 0 | 37.77 | 35.85 | 2 | 0
2020 | MISO_MI_2_IESO | MISO_MI | IESO | Internal | Shoulder | B11 | 25 | 1580 | 0 | 55.68 | 31.61 | 8 | 0
2020 | MISO_MI_2_IESO | MISO_MI | IESO | Internal | Shoulder | B12 | 200 | 1580 | 0 | 46.4 | 32.57 | 8 | 0
2020 | MISO_MI_2_IESO | MISO_MI | IESO | Internal | Shoulder | B13 | 600 | 1580 | 0 | 43.23 | 31.61 | 8 | 0
2020 | MISO_MI_2_IESO | MISO_MI | IESO | Internal | Shoulder | B14 | 900 | 1580 | 0 | 40.41 | 31.61 | 8 | 0
2020 | MISO_MI_2_IESO | MISO_MI | IESO | Internal | Shoulder | B15 | 1203 | 1580 | 0 | 38.21 | 31.61 | 8 | 0
2020 | MISO_MI_2_IESO | MISO_MI | IESO | Internal | Summer | B1 | 10 | 1580 | 0 | 64.12 | 51.55 | 8 | 0
2020 | MISO_MI_2_IESO | MISO_MI | IESO | Internal | Summer | B2 | 25 | 1580 | 0 | 63.37 | 50.17 | 8 | 0
2020 | MISO_MI_2_IESO | MISO_MI | IESO | Internal | Summer | B3 | 75 | 1580 | 0 | 60.38 | 39.14 | 8 | 0
2020 | MISO_MI_2_IESO | MISO_MI | IESO | Internal | Summer | B4 | 100 | 1580 | 0 | 59.86 | 39.14 | 8 | 0
2020 | MISO_MI_2_IESO | MISO_MI | IESO | Internal | Summer | B5 | 200 | 1580 | 0 | 58.75 | 38.82 | 8 | 0
2020 | MISO_MI_2_IESO | MISO_MI | IESO | Internal | Summer | B6 | 300 | 1580 | 0 | 49.08 | 35.32 | 8 | 0
2020 | MISO_MI_2_IESO | MISO_MI | IESO | Internal | Summer | B7 | 400 | 1580 | 0 | 40.28 | 31.61 | 8 | 0
2020 | MISO_MI_2_IESO | MISO_MI | IESO | Internal | Summer | B8 | 500 | 1580 | 0 | 38.04 | 29.93 | 8 | 0
2020 | MISO_MI_2_IESO | MISO_MI | IESO | Internal | Summer | B9 | 800 | 1580 | 0 | 36.93 | 29.93 | 8 | 0
2020 | MISO_MI_2_IESO | MISO_MI | IESO | Internal | Summer | B10 | 1262 | 1580 | 0 | 36.02 | 29.93 | 8 | 0
2020 | MISO_MI_2_IESO | MISO_MI | IESO | Internal | Winter | B16 | 25 | 1580 | 0 | 52.74 | 39.19 | 8 | 0
2020 | MISO_MI_2_IESO | MISO_MI | IESO | Internal | Winter | B17 | 100 | 1580 | 0 | 48.2 | 36.42 | 8 | 0
2020 | MISO_MI_2_IESO | MISO_MI | IESO | Internal | Winter | B18 | 400 | 1580 | 0 | 42.33 | 35.26 | 8 | 0
2020 | MISO_MI_2_IESO | MISO_MI | IESO | Internal | Winter | B19 | 700 | 1580 | 0 | 41.94 | 35.26 | 8 | 0
2020 | MISO_MI_2_IESO | MISO_MI | IESO | Internal | Winter | B20 | 935 | 1580 | 0 | 37.78 | 35.26 | 8 | 0
2020 | MISO_MI_2_MISO_IN | MISO_MI | MISO_IN | Internal | Shoulder | B11 | 25 | 2045 | 1896.42 | 55.68 | 55.69 | 0.01 | 0
2020 | MISO_MI_2_MISO_IN | MISO_MI | MISO_IN | Internal | Shoulder | B12 | 200 | 2045 | 509.01 | 46.4 | 46.41 | 0.01 | 0
2020 | MISO_MI_2_MISO_IN | MISO_MI | MISO_IN | Internal | Shoulder | B13 | 600 | 2045 | 0 | 43.23 | 43.22 | 0.01 | 0
2020 | MISO_MI_2_MISO_IN | MISO_MI | MISO_IN | Internal | Shoulder | B14 | 900 | 2045 | 0 | 40.41 | 40.41 | 0.01 | 0
2020 | MISO_MI_2_MISO_IN | MISO_MI | MISO_IN | Internal | Shoulder | B15 | 1203 | 2045 | 0 | 38.21 | 38.2 | 0.01 | 0
2020 | MISO_MI_2_MISO_IN | MISO_MI | MISO_IN | Internal | Summer | B1 | 10 | 2045 | 2045 | 64.12 | 64.55 | 0.01 | 0.42
2020 | MISO_MI_2_MISO_IN | MISO_MI | MISO_IN | Internal | Summer | B2 | 25 | 2045 | 1341.33 | 63.37 | 63.38 | 0.01 | 0
2020 | MISO_MI_2_MISO_IN | MISO_MI | MISO_IN | Internal | Summer | B3 | 75 | 2045 | 2045 | 60.38 | 61.97 | 0.01 | 1.58
2020 | MISO_MI_2_MISO_IN | MISO_MI | MISO_IN | Internal | Summer | B4 | 100 | 2045 | 2045 | 59.86 | 61.15 | 0.01 | 1.28
2020 | MISO_MI_2_MISO_IN | MISO_MI | MISO_IN | Internal | Summer | B5 | 200 | 2045 | 1667.02 | 58.75 | 58.77 | 0.01 | 0
2020 | MISO_MI_2_MISO_IN | MISO_MI | MISO_IN | Internal | Summer | B6 | 300 | 2045 | 262.38 | 49.08 | 49.09 | 0.01 | 0
2020 | MISO_MI_2_MISO_IN | MISO_MI | MISO_IN | Internal | Summer | B7 | 400 | 2045 | 0 | 40.28 | 40.27 | 0.01 | 0
2020 | MISO_MI_2_MISO_IN | MISO_MI | MISO_IN | Internal | Summer | B8 | 500 | 2045 | 0 | 38.04 | 38.03 | 0.01 | 0
2020 | MISO_MI_2_MISO_IN | MISO_MI | MISO_IN | Internal | Summer | B9 | 800 | 2045 | 0 | 36.93 | 36.92 | 0.01 | 0
2020 | MISO_MI_2_MISO_IN | MISO_MI | MISO_IN | Internal | Summer | B10 | 1262 | 2045 | 0 | 36.02 | 36 | 0.01 | 0
2020 | MISO_MI_2_MISO_IN | MISO_MI | MISO_IN | Internal | Winter | B16 | 25 | 2045 | 1516.23 | 52.74 | 52.76 | 0.01 | 0
2020 | MISO_MI_2_MISO_IN | MISO_MI | MISO_IN | Internal | Winter | B17 | 100 | 2045 | 0 | 48.2 | 48.2 | 0.01 | 0
2020 | MISO_MI_2_MISO_IN | MISO_MI | MISO_IN | Internal | Winter | B18 | 400 | 2045 | 95.87 | 42.33 | 42.34 | 0.01 | 0
2020 | MISO_MI_2_MISO_IN | MISO_MI | MISO_IN | Internal | Winter | B19 | 700 | 2045 | 0 | 41.94 | 41.93 | 0.01 | 0
2020 | MISO_MI_2_MISO_IN | MISO_MI | MISO_IN | Internal | Winter | B20 | 935 | 2045 | 0 | 37.78 | 37.77 | 0.01 | 0
2020 | MISO_MI_2_MISO_WUMS | MISO_MI | MISO_WUMS | Internal | Shoulder | B11 | 25 | 947 | 811.51 | 55.68 | 55.69 | 0.01 | 0
2020 | MISO_MI_2_MISO_WUMS | MISO_MI | MISO_WUMS | Internal | Shoulder | B12 | 200 | 947 | 170.54 | 46.4 | 46.41 | 0.01 | 0
2020 | MISO_MI_2_MISO_WUMS | MISO_MI | MISO_WUMS | Internal | Shoulder | B13 | 600 | 947 | 0 | 43.23 | 43.24 | 0.01 | 0
2020 | MISO_MI_2_MISO_WUMS | MISO_MI | MISO_WUMS | Internal | Shoulder | B14 | 900 | 947 | 216.24 | 40.41 | 40.42 | 0.01 | 0
2020 | MISO_MI_2_MISO_WUMS | MISO_MI | MISO_WUMS | Internal | Shoulder | B15 | 1203 | 947 | 0 | 38.21 | 38.2 | 0.01 | 0
2020 | MISO_MI_2_MISO_WUMS | MISO_MI | MISO_WUMS | Internal | Summer | B1 | 10 | 947 | 0 | 64.12 | 63.96 | 0.01 | 0
2020 | MISO_MI_2_MISO_WUMS | MISO_MI | MISO_WUMS | Internal | Summer | B2 | 25 | 947 | 0 | 63.37 | 63.36 | 0.01 | 0
2020 | MISO_MI_2_MISO_WUMS | MISO_MI | MISO_WUMS | Internal | Summer | B3 | 75 | 947 | 558.77 | 60.38 | 60.4 | 0.01 | 0
2020 | MISO_MI_2_MISO_WUMS | MISO_MI | MISO_WUMS | Internal | Summer | B4 | 100 | 947 | 947 | 59.86 | 60.4 | 0.01 | 0.52
2020 | MISO_MI_2_MISO_WUMS | MISO_MI | MISO_WUMS | Internal | Summer | B5 | 200 | 947 | 947 | 58.75 | 58.78 | 0.01 | 0.01
2020 | MISO_MI_2_MISO_WUMS | MISO_MI | MISO_WUMS | Internal | Summer | B6 | 300 | 947 | 719.73 | 49.08 | 49.09 | 0.01 | 0
2020 | MISO_MI_2_MISO_WUMS | MISO_MI | MISO_WUMS | Internal | Summer | B7 | 400 | 947 | 0 | 40.28 | 40.28 | 0.01 | 0
2020 | MISO_MI_2_MISO_WUMS | MISO_MI | MISO_WUMS | Internal | Summer | B8 | 500 | 947 | 0 | 38.04 | 38.04 | 0.01 | 0
2020 | MISO_MI_2_MISO_WUMS | MISO_MI | MISO_WUMS | Internal | Summer | B9 | 800 | 947 | 471.2 | 36.93 | 36.94 | 0.01 | 0
2020 | MISO_MI_2_MISO_WUMS | MISO_MI | MISO_WUMS | Internal | Summer | B10 | 1262 | 947 | 0 | 36.02 | 36 | 0.01 | 0
2020 | MISO_MI_2_MISO_WUMS | MISO_MI | MISO_WUMS | Internal | Winter | B16 | 25 | 947 | 0 | 52.74 | 52.73 | 0.01 | 0
2020 | MISO_MI_2_MISO_WUMS | MISO_MI | MISO_WUMS | Internal | Winter | B17 | 100 | 947 | 0 | 48.2 | 48.18 | 0.01 | 0
2020 | MISO_MI_2_MISO_WUMS | MISO_MI | MISO_WUMS | Internal | Winter | B18 | 400 | 947 | 0 | 42.33 | 42.34 | 0.01 | 0
2020 | MISO_MI_2_MISO_WUMS | MISO_MI | MISO_WUMS | Internal | Winter | B19 | 700 | 947 | 280.21 | 41.94 | 41.95 | 0.01 | 0
2020 | MISO_MI_2_MISO_WUMS | MISO_MI | MISO_WUMS | Internal | Winter | B20 | 935 | 947 | 0 | 37.78 | 37.77 | 0.01 | 0
2020 | MISO_MI_2_PJM_ROR | MISO_MI | PJM_ROR | Internal | Shoulder | B11 | 25 | 1424 | 0 | 55.68 | 53.69 | 2 | 0
2020 | MISO_MI_2_PJM_ROR | MISO_MI | PJM_ROR | Internal | Shoulder | B12 | 200 | 1424 | 162.31 | 46.4 | 48.4 | 2 | 0
2020 | MISO_MI_2_PJM_ROR | MISO_MI | PJM_ROR | Internal | Shoulder | B13 | 600 | 1424 | 0 | 43.23 | 42.88 | 2 | 0
2020 | MISO_MI_2_PJM_ROR | MISO_MI | PJM_ROR | Internal | Shoulder | B14 | 900 | 1424 | 0 | 40.41 | 40.17 | 2 | 0
2020 | MISO_MI_2_PJM_ROR | MISO_MI | PJM_ROR | Internal | Shoulder | B15 | 1203 | 1424 | 0 | 38.21 | 37.45 | 2 | 0
2020 | MISO_MI_2_PJM_ROR | MISO_MI | PJM_ROR | Internal | Summer | B1 | 10 | 1424 | 1424 | 64.12 | 66.54 | 2 | 0.42
2020 | MISO_MI_2_PJM_ROR | MISO_MI | PJM_ROR | Internal | Summer | B2 | 25 | 1424 | 0 | 63.37 | 65.16 | 2 | 0
2020 | MISO_MI_2_PJM_ROR | MISO_MI | PJM_ROR | Internal | Summer | B3 | 75 | 1424 | 0 | 60.38 | 61.86 | 2 | 0
2020 | MISO_MI_2_PJM_ROR | MISO_MI | PJM_ROR | Internal | Summer | B4 | 100 | 1424 | 750.35 | 59.86 | 61.86 | 2 | 0
2020 | MISO_MI_2_PJM_ROR | MISO_MI | PJM_ROR | Internal | Summer | B5 | 200 | 1424 | 0 | 58.75 | 56.97 | 2 | 0
2020 | MISO_MI_2_PJM_ROR | MISO_MI | PJM_ROR | Internal | Summer | B6 | 300 | 1424 | 0 | 49.08 | 49.34 | 2 | 0
2020 | MISO_MI_2_PJM_ROR | MISO_MI | PJM_ROR | Internal | Summer | B7 | 400 | 1424 | 0 | 40.28 | 42.26 | 2 | 0
2020 | MISO_MI_2_PJM_ROR | MISO_MI | PJM_ROR | Internal | Summer | B8 | 500 | 1424 | 0 | 38.04 | 38.01 | 2 | 0
2020 | MISO_MI_2_PJM_ROR | MISO_MI | PJM_ROR | Internal | Summer | B9 | 800 | 1424 | 0 | 36.93 | 36.2 | 2 | 0
2020 | MISO_MI_2_PJM_ROR | MISO_MI | PJM_ROR | Internal | Summer | B10 | 1262 | 1424 | 0 | 36.02 | 34.67 | 2 | 0
2020 | MISO_MI_2_PJM_ROR | MISO_MI | PJM_ROR | Internal | Winter | B16 | 25 | 1424 | 0 | 52.74 | 54.18 | 2 | 0
2020 | MISO_MI_2_PJM_ROR | MISO_MI | PJM_ROR | Internal | Winter | B17 | 100 | 1424 | 0 | 48.2 | 50.17 | 2 | 0
2020 | MISO_MI_2_PJM_ROR | MISO_MI | PJM_ROR | Internal | Winter | B18 | 400 | 1424 | 132.49 | 42.33 | 44.33 | 2 | 0
2020 | MISO_MI_2_PJM_ROR | MISO_MI | PJM_ROR | Internal | Winter | B19 | 700 | 1424 | 0 | 41.94 | 41.99 | 2 | 0
2020 | MISO_MI_2_PJM_ROR | MISO_MI | PJM_ROR | Internal | Winter | B20 | 935 | 1424 | 0 | 37.78 | 35.85 | 2 | 0
2020 | MISO_MO-IL_2_ENT | MISO_MO-IL | ENT | Internal | Shoulder | B11 | 25 | 2540 | 0 | 55.7 | 59.7 | 8 | 0
2020 | MISO_MO-IL_2_ENT | MISO_MO-IL | ENT | Internal | Shoulder | B12 | 200 | 2540 | 0 | 46.4 | 42.38 | 8 | 0
2020 | MISO_MO-IL_2_ENT | MISO_MO-IL | ENT | Internal | Shoulder | B13 | 600 | 2540 | 0 | 43.21 | 42.38 | 8 | 0
2020 | MISO_MO-IL_2_ENT | MISO_MO-IL | ENT | Internal | Shoulder | B14 | 900 | 2540 | 0 | 40.4 | 42.38 | 8 | 0
2020 | MISO_MO-IL_2_ENT | MISO_MO-IL | ENT | Internal | Shoulder | B15 | 1203 | 2540 | 0 | 38.19 | 42.07 | 8 | 0
2020 | MISO_MO-IL_2_ENT | MISO_MO-IL | ENT | Internal | Summer | B1 | 10 | 2540 | 0 | 64.54 | 64.54 | 8 | 0
2020 | MISO_MO-IL_2_ENT | MISO_MO-IL | ENT | Internal | Summer | B2 | 25 | 2540 | 0 | 63.37 | 63.16 | 8 | 0
2020 | MISO_MO-IL_2_ENT | MISO_MO-IL | ENT | Internal | Summer | B3 | 75 | 2540 | 0 | 61.99 | 62.36 | 8 | 0
2020 | MISO_MO-IL_2_ENT | MISO_MO-IL | ENT | Internal | Summer | B4 | 100 | 2540 | 0 | 61.17 | 62.36 | 8 | 0
2020 | MISO_MO-IL_2_ENT | MISO_MO-IL | ENT | Internal | Summer | B5 | 200 | 2540 | 0 | 58.78 | 59.66 | 8 | 0
2020 | MISO_MO-IL_2_ENT | MISO_MO-IL | ENT | Internal | Summer | B6 | 300 | 2540 | 0 | 49.09 | 55.88 | 8 | 0
2020 | MISO_MO-IL_2_ENT | MISO_MO-IL | ENT | Internal | Summer | B7 | 400 | 2540 | 0 | 40.26 | 48.06 | 8 | 0
2020 | MISO_MO-IL_2_ENT | MISO_MO-IL | ENT | Internal | Summer | B8 | 500 | 2540 | 0 | 38.04 | 41 | 8 | 0
2020 | MISO_MO-IL_2_ENT | MISO_MO-IL | ENT | Internal | Summer | B9 | 800 | 2540 | 0 | 36.93 | 41 | 8 | 0
2020 | MISO_MO-IL_2_ENT | MISO_MO-IL | ENT | Internal | Summer | B10 | 1262 | 2540 | 0 | 35.99 | 40.71 | 8 | 0
2020 | MISO_MO-IL_2_ENT | MISO_MO-IL | ENT | Internal | Winter | B16 | 25 | 2540 | 0 | 52.73 | 56.45 | 8 | 0
2020 | MISO_MO-IL_2_ENT | MISO_MO-IL | ENT | Internal | Winter | B17 | 100 | 2540 | 0 | 48.18 | 45.1 | 8 | 0
2020 | MISO_MO-IL_2_ENT | MISO_MO-IL | ENT | Internal | Winter | B18 | 400 | 2540 | 0 | 42.33 | 45.1 | 8 | 0
2020 | MISO_MO-IL_2_ENT | MISO_MO-IL | ENT | Internal | Winter | B19 | 700 | 2540 | 0 | 41.91 | 44.77 | 8 | 0
2020 | MISO_MO-IL_2_ENT | MISO_MO-IL | ENT | Internal | Winter | B20 | 935 | 2540 | 0 | 37.75 | 43.65 | 8 | 0
2020 | MISO_MO-IL_2_MISO_IN | MISO_MO-IL | MISO_IN | Internal | Shoulder | B11 | 25 | 2100 | 0 | 55.7 | 55.69 | 0.01 | 0
2020 | MISO_MO-IL_2_MISO_IN | MISO_MO-IL | MISO_IN | Internal | Shoulder | B12 | 200 | 2100 | 497.17 | 46.4 | 46.41 | 0.01 | 0
2020 | MISO_MO-IL_2_MISO_IN | MISO_MO-IL | MISO_IN | Internal | Shoulder | B13 | 600 | 2100 | 380.86 | 43.21 | 43.22 | 0.01 | 0
2020 | MISO_MO-IL_2_MISO_IN | MISO_MO-IL | MISO_IN | Internal | Shoulder | B14 | 900 | 2100 | 302.89 | 40.4 | 40.41 | 0.01 | 0
2020 | MISO_MO-IL_2_MISO_IN | MISO_MO-IL | MISO_IN | Internal | Shoulder | B15 | 1203 | 2100 | 221.33 | 38.19 | 38.2 | 0.01 | 0
2020 | MISO_MO-IL_2_MISO_IN | MISO_MO-IL | MISO_IN | Internal | Summer | B1 | 10 | 2100 | 980.99 | 64.54 | 64.55 | 0.01 | 0
2020 | MISO_MO-IL_2_MISO_IN | MISO_MO-IL | MISO_IN | Internal | Summer | B2 | 25 | 2100 | 1461.12 | 63.37 | 63.38 | 0.01 | 0
2020 | MISO_MO-IL_2_MISO_IN | MISO_MO-IL | MISO_IN | Internal | Summer | B3 | 75 | 2100 | 0 | 61.99 | 61.97 | 0.01 | 0
2020 | MISO_MO-IL_2_MISO_IN | MISO_MO-IL | MISO_IN | Internal | Summer | B4 | 100 | 2100 | 0 | 61.17 | 61.15 | 0.01 | 0
2020 | MISO_MO-IL_2_MISO_IN | MISO_MO-IL | MISO_IN | Internal | Summer | B5 | 200 | 2100 | 0 | 58.78 | 58.77 | 0.01 | 0
2020 | MISO_MO-IL_2_MISO_IN | MISO_MO-IL | MISO_IN | Internal | Summer | B6 | 300 | 2100 | 0 | 49.09 | 49.09 | 0.01 | 0
2020 | MISO_MO-IL_2_MISO_IN | MISO_MO-IL | MISO_IN | Internal | Summer | B7 | 400 | 2100 | 162.97 | 40.26 | 40.27 | 0.01 | 0
2020 | MISO_MO-IL_2_MISO_IN | MISO_MO-IL | MISO_IN | Internal | Summer | B8 | 500 | 2100 | 0 | 38.04 | 38.03 | 0.01 | 0
2020 | MISO_MO-IL_2_MISO_IN | MISO_MO-IL | MISO_IN | Internal | Summer | B9 | 800 | 2100 | 0 | 36.93 | 36.92 | 0.01 | 0
2020 | MISO_MO-IL_2_MISO_IN | MISO_MO-IL | MISO_IN | Internal | Summer | B10 | 1262 | 2100 | 1114.44 | 35.99 | 36 | 0.01 | 0
2020 | MISO_MO-IL_2_MISO_IN | MISO_MO-IL | MISO_IN | Internal | Winter | B16 | 25 | 2100 | 2100 | 52.73 | 52.76 | 0.01 | 0.01
2020 | MISO_MO-IL_2_MISO_IN | MISO_MO-IL | MISO_IN | Internal | Winter | B17 | 100 | 2100 | 1688.51 | 48.18 | 48.2 | 0.01 | 0
2020 | MISO_MO-IL_2_MISO_IN | MISO_MO-IL | MISO_IN | Internal | Winter | B18 | 400 | 2100 | 168.66 | 42.33 | 42.34 | 0.01 | 0
2020 | MISO_MO-IL_2_MISO_IN | MISO_MO-IL | MISO_IN | Internal | Winter | B19 | 700 | 2100 | 876.64 | 41.91 | 41.93 | 0.01 | 0
2020 | MISO_MO-IL_2_MISO_IN | MISO_MO-IL | MISO_IN | Internal | Winter | B20 | 935 | 2100 | 0 | 37.75 | 37.77 | 0.01 | 0
2020 | MISO_MO-IL_2_MISO_W | MISO_MO-IL | MISO_W | Internal | Shoulder | B11 | 25 | 960 | 0 | 55.7 | 55.7 | 0.01 | 0
2020 | MISO_MO-IL_2_MISO_W | MISO_MO-IL | MISO_W | Internal | Shoulder | B12 | 200 | 960 | 0 | 46.4 | 46.4 | 0.01 | 0
2020 | MISO_MO-IL_2_MISO_W | MISO_MO-IL | MISO_W | Internal | Shoulder | B13 | 600 | 960 | 960 | 43.21 | 43.22 | 0.01 | 0
2020 | MISO_MO-IL_2_MISO_W | MISO_MO-IL | MISO_W | Internal | Shoulder | B14 | 900 | 960 | 960 | 40.4 | 40.41 | 0.01 | 0
2020 | MISO_MO-IL_2_MISO_W | MISO_MO-IL | MISO_W | Internal | Shoulder | B15 | 1203 | 960 | 960 | 38.19 | 38.21 | 0.01 | 0.01
2020 | MISO_MO-IL_2_MISO_W | MISO_MO-IL | MISO_W | Internal | Summer | B1 | 10 | 960 | 0 | 64.54 | 64.53 | 0.01 | 0
2020 | MISO_MO-IL_2_MISO_W | MISO_MO-IL | MISO_W | Internal | Summer | B2 | 25 | 960 | 395.78 | 63.37 | 63.38 | 0.01 | 0
2020 | MISO_MO-IL_2_MISO_W | MISO_MO-IL | MISO_W | Internal | Summer | B3 | 75 | 960 | 960 | 61.99 | 63.38 | 0.01 | 1.38
2020 | MISO_MO-IL_2_MISO_W | MISO_MO-IL | MISO_W | Internal | Summer | B4 | 100 | 960 | 680.1 | 61.17 | 61.18 | 0.01 | 0
2020 | MISO_MO-IL_2_MISO_W | MISO_MO-IL | MISO_W | Internal | Summer | B5 | 200 | 960 | 342.13 | 58.78 | 58.79 | 0.01 | 0
2020 | MISO_MO-IL_2_MISO_W | MISO_MO-IL | MISO_W | Internal | Summer | B6 | 300 | 960 | 720.14 | 49.09 | 49.1 | 0.01 | 0
2020 | MISO_MO-IL_2_MISO_W | MISO_MO-IL | MISO_W | Internal | Summer | B7 | 400 | 960 | 444.36 | 40.26 | 40.27 | 0.01 | 0
2020 | MISO_MO-IL_2_MISO_W | MISO_MO-IL | MISO_W | Internal | Summer | B8 | 500 | 960 | 0 | 38.04 | 38.03 | 0.01 | 0
2020 | MISO_MO-IL_2_MISO_W | MISO_MO-IL | MISO_W | Internal | Summer | B9 | 800 | 960 | 960 | 36.93 | 36.95 | 0.01 | 0.01
2020 | MISO_MO-IL_2_MISO_W | MISO_MO-IL | MISO_W | Internal | Summer | B10 | 1262 | 960 | 0 | 35.99 | 35.98 | 0.01 | 0
2020 | MISO_MO-IL_2_MISO_W | MISO_MO-IL | MISO_W | Internal | Winter | B16 | 25 | 960 | 0 | 52.73 | 52.72 | 0.01 | 0
2020 | MISO_MO-IL_2_MISO_W | MISO_MO-IL | MISO_W | Internal | Winter | B17 | 100 | 960 | 0 | 48.18 | 48.17 | 0.01 | 0
2020 | MISO_MO-IL_2_MISO_W | MISO_MO-IL | MISO_W | Internal | Winter | B18 | 400 | 960 | 704.61 | 42.33 | 42.34 | 0.01 | 0
2020 | MISO_MO-IL_2_MISO_W | MISO_MO-IL | MISO_W | Internal | Winter | B19 | 700 | 960 | 960 | 41.91 | 41.96 | 0.01 | 0.04
2020 | MISO_MO-IL_2_MISO_W | MISO_MO-IL | MISO_W | Internal | Winter | B20 | 935 | 960 | 0 | 37.75 | 37.75 | 0.01 | 0
2020 | MISO_MO-IL_2_PJM_ROR | MISO_MO-IL | PJM_ROR | Internal | Shoulder | B11 | 25 | 1212 | 0 | 55.7 | 53.69 | 2 | 0
2020 | MISO_MO-IL_2_PJM_ROR | MISO_MO-IL | PJM_ROR | Internal | Shoulder | B12 | 200 | 1212 | 147.91 | 46.4 | 48.4 | 2 | 0
2020 | MISO_MO-IL_2_PJM_ROR | MISO_MO-IL | PJM_ROR | Internal | Shoulder | B13 | 600 | 1212 | 0 | 43.21 | 42.88 | 2 | 0
2020 | MISO_MO-IL_2_PJM_ROR | MISO_MO-IL | PJM_ROR | Internal | Shoulder | B14 | 900 | 1212 | 0 | 40.4 | 40.17 | 2 | 0
2020 | MISO_MO-IL_2_PJM_ROR | MISO_MO-IL | PJM_ROR | Internal | Shoulder | B15 | 1203 | 1212 | 0 | 38.19 | 37.45 | 2 | 0
2020 | MISO_MO-IL_2_PJM_ROR | MISO_MO-IL | PJM_ROR | Internal | Summer | B1 | 10 | 1212 | 280.47 | 64.54 | 66.54 | 2 | 0
2020 | MISO_MO-IL_2_PJM_ROR | MISO_MO-IL | PJM_ROR | Internal | Summer | B2 | 25 | 1212 | 0 | 63.37 | 65.16 | 2 | 0
2020 | MISO_MO-IL_2_PJM_ROR | MISO_MO-IL | PJM_ROR | Internal | Summer | B3 | 75 | 1212 | 0 | 61.99 | 61.86 | 2 | 0
2020 | MISO_MO-IL_2_PJM_ROR | MISO_MO-IL | PJM_ROR | Internal | Summer | B4 | 100 | 1212 | 0 | 61.17 | 61.86 | 2 | 0
2020 | MISO_MO-IL_2_PJM_ROR | MISO_MO-IL | PJM_ROR | Internal | Summer | B5 | 200 | 1212 | 0 | 58.78 | 56.97 | 2 | 0
2020 | MISO_MO-IL_2_PJM_ROR | MISO_MO-IL | PJM_ROR | Internal | Summer | B6 | 300 | 1212 | 0 | 49.09 | 49.34 | 2 | 0
2020 | MISO_MO-IL_2_PJM_ROR | MISO_MO-IL | PJM_ROR | Internal | Summer | B7 | 400 | 1212 | 455.46 | 40.26 | 42.26 | 2 | 0
2020 | MISO_MO-IL_2_PJM_ROR | MISO_MO-IL | PJM_ROR | Internal | Summer | B8 | 500 | 1212 | 0 | 38.04 | 38.01 | 2 | 0
2020 | MISO_MO-IL_2_PJM_ROR | MISO_MO-IL | PJM_ROR | Internal | Summer | B9 | 800 | 1212 | 0 | 36.93 | 36.2 | 2 | 0
2020 | MISO_MO-IL_2_PJM_ROR | MISO_MO-IL | PJM_ROR | Internal | Summer | B10 | 1262 | 1212 | 0 | 35.99 | 34.67 | 2 | 0
2020 | MISO_MO-IL_2_PJM_ROR | MISO_MO-IL | PJM_ROR | Internal | Winter | B16 | 25 | 1212 | 0 | 52.73 | 54.18 | 2 | 0
2020 | MISO_MO-IL_2_PJM_ROR | MISO_MO-IL | PJM_ROR | Internal | Winter | B17 | 100 | 1212 | 0 | 48.18 | 50.17 | 2 | 0
2020 | MISO_MO-IL_2_PJM_ROR | MISO_MO-IL | PJM_ROR | Internal | Winter | B18 | 400 | 1212 | 231.6 | 42.33 | 44.33 | 2 | 0
2020 | MISO_MO-IL_2_PJM_ROR | MISO_MO-IL | PJM_ROR | Internal | Winter | B19 | 700 | 1212 | 0 | 41.91 | 41.99 | 2 | 0
2020 | MISO_MO-IL_2_PJM_ROR | MISO_MO-IL | PJM_ROR | Internal | Winter | B20 | 935 | 1212 | 0 | 37.75 | 35.85 | 2 | 0
2020 | MISO_MO-IL_2_SPP_N | MISO_MO-IL | SPP_N | Internal | Shoulder | B11 | 25 | 2000 | 0 | 55.7 | 62.7 | 8 | 0
2020 | MISO_MO-IL_2_SPP_N | MISO_MO-IL | SPP_N | Internal | Shoulder | B12 | 200 | 2000 | 0 | 46.4 | 44.8 | 8 | 0
2020 | MISO_MO-IL_2_SPP_N | MISO_MO-IL | SPP_N | Internal | Shoulder | B13 | 600 | 2000 | 0 | 43.21 | 42.06 | 8 | 0
2020 | MISO_MO-IL_2_SPP_N | MISO_MO-IL | SPP_N | Internal | Shoulder | B14 | 900 | 2000 | 0 | 40.4 | 40.64 | 8 | 0
2020 | MISO_MO-IL_2_SPP_N | MISO_MO-IL | SPP_N | Internal | Shoulder | B15 | 1203 | 2000 | 0 | 38.19 | 40.53 | 8 | 0
2020 | MISO_MO-IL_2_SPP_N | MISO_MO-IL | SPP_N | Internal | Summer | B1 | 10 | 2000 | 0 | 64.54 | 66.76 | 8 | 0
2020 | MISO_MO-IL_2_SPP_N | MISO_MO-IL | SPP_N | Internal | Summer | B2 | 25 | 2000 | 0 | 63.37 | 66.76 | 8 | 0
2020 | MISO_MO-IL_2_SPP_N | MISO_MO-IL | SPP_N | Internal | Summer | B3 | 75 | 2000 | 0 | 61.99 | 66.76 | 8 | 0
2020 | MISO_MO-IL_2_SPP_N | MISO_MO-IL | SPP_N | Internal | Summer | B4 | 100 | 2000 | 0 | 61.17 | 65.34 | 8 | 0
2020 | MISO_MO-IL_2_SPP_N | MISO_MO-IL | SPP_N | Internal | Summer | B5 | 200 | 2000 | 0 | 58.78 | 62.01 | 8 | 0
2020 | MISO_MO-IL_2_SPP_N | MISO_MO-IL | SPP_N | Internal | Summer | B6 | 300 | 2000 | 0 | 49.09 | 56.1 | 8 | 0
2020 | MISO_MO-IL_2_SPP_N | MISO_MO-IL | SPP_N | Internal | Summer | B7 | 400 | 2000 | 0 | 40.26 | 47.27 | 8 | 0
2020 | MISO_MO-IL_2_SPP_N | MISO_MO-IL | SPP_N | Internal | Summer | B8 | 500 | 2000 | 0 | 38.04 | 40.98 | 8 | 0
2020 | MISO_MO-IL_2_SPP_N | MISO_MO-IL | SPP_N | Internal | Summer | B9 | 800 | 2000 | 0 | 36.93 | 39.65 | 8 | 0
2020 | MISO_MO-IL_2_SPP_N | MISO_MO-IL | SPP_N | Internal | Summer | B10 | 1262 | 2000 | 0 | 35.99 | 39.12 | 8 | 0
2020 | MISO_MO-IL_2_SPP_N | MISO_MO-IL | SPP_N | Internal | Winter | B16 | 25 | 2000 | 0 | 52.73 | 51.45 | 8 | 0
2020 | MISO_MO-IL_2_SPP_N | MISO_MO-IL | SPP_N | Internal | Winter | B17 | 100 | 2000 | 0 | 48.18 | 43.38 | 8 | 0
2020 | MISO_MO-IL_2_SPP_N | MISO_MO-IL | SPP_N | Internal | Winter | B18 | 400 | 2000 | 0 | 42.33 | 43.28 | 8 | 0
2020 | MISO_MO-IL_2_SPP_N | MISO_MO-IL | SPP_N | Internal | Winter | B19 | 700 | 2000 | 0 | 41.91 | 43.28 | 8 | 0
2020 | MISO_MO-IL_2_SPP_N | MISO_MO-IL | SPP_N | Internal | Winter | B20 | 935 | 2000 | 0 | 37.75 | 39.12 | 8 | 0
2020 | MISO_MO-IL_2_TVA_Transmission | MISO_MO-IL | TVA_Transmission | Internal | Shoulder | B11 | 25 | 4000 | 0 | 55.7 | 59.21 | 8 | 0
2020 | MISO_MO-IL_2_TVA_Transmission | MISO_MO-IL | TVA_Transmission | Internal | Shoulder | B12 | 200 | 4000 | 0 | 46.4 | 48.41 | 8 | 0
2020 | MISO_MO-IL_2_TVA_Transmission | MISO_MO-IL | TVA_Transmission | Internal | Shoulder | B13 | 600 | 4000 | 0 | 43.21 | 45.27 | 8 | 0
2020 | MISO_MO-IL_2_TVA_Transmission | MISO_MO-IL | TVA_Transmission | Internal | Shoulder | B14 | 900 | 4000 | 0 | 40.4 | 43.74 | 8 | 0
2020 | MISO_MO-IL_2_TVA_Transmission | MISO_MO-IL | TVA_Transmission | Internal | Shoulder | B15 | 1203 | 4000 | 0 | 38.19 | 40.84 | 8 | 0
2020 | MISO_MO-IL_2_TVA_Transmission | MISO_MO-IL | TVA_Transmission | Internal | Summer | B1 | 10 | 4000 | 1092.94 | 64.54 | 72.54 | 8 | 0
2020 | MISO_MO-IL_2_TVA_Transmission | MISO_MO-IL | TVA_Transmission | Internal | Summer | B2 | 25 | 4000 | 0 | 63.37 | 71.16 | 8 | 0
2020 | MISO_MO-IL_2_TVA_Transmission | MISO_MO-IL | TVA_Transmission | Internal | Summer | B3 | 75 | 4000 | 0 | 61.99 | 67.86 | 8 | 0
2020 | MISO_MO-IL_2_TVA_Transmission | MISO_MO-IL | TVA_Transmission | Internal | Summer | B4 | 100 | 4000 | 0 | 61.17 | 67.86 | 8 | 0
2020 | MISO_MO-IL_2_TVA_Transmission | MISO_MO-IL | TVA_Transmission | Internal | Summer | B5 | 200 | 4000 | 0 | 58.78 | 62.37 | 8 | 0
2020 | MISO_MO-IL_2_TVA_Transmission | MISO_MO-IL | TVA_Transmission | Internal | Summer | B6 | 300 | 4000 | 0 | 49.09 | 54.98 | 8 | 0
2020 | MISO_MO-IL_2_TVA_Transmission | MISO_MO-IL | TVA_Transmission | Internal | Summer | B7 | 400 | 4000 | 0 | 40.26 | 47.59 | 8 | 0
2020 | MISO_MO-IL_2_TVA_Transmission | MISO_MO-IL | TVA_Transmission | Internal | Summer | B8 | 500 | 4000 | 0 | 38.04 | 42.27 | 8 | 0
2020 | MISO_MO-IL_2_TVA_Transmission | MISO_MO-IL | TVA_Transmission | Internal | Summer | B9 | 800 | 4000 | 0 | 36.93 | 40.08 | 8 | 0
2020 | MISO_MO-IL_2_TVA_Transmission | MISO_MO-IL | TVA_Transmission | Internal | Summer | B10 | 1262 | 4000 | 0 | 35.99 | 38.22 | 8 | 0
2020 | MISO_MO-IL_2_TVA_Transmission | MISO_MO-IL | TVA_Transmission | Internal | Winter | B16 | 25 | 4000 | 0 | 52.73 | 60.18 | 8 | 0
2020 | MISO_MO-IL_2_TVA_Transmission | MISO_MO-IL | TVA_Transmission | Internal | Winter | B17 | 100 | 4000 | 0 | 48.18 | 50.64 | 8 | 0
2020 | MISO_MO-IL_2_TVA_Transmission | MISO_MO-IL | TVA_Transmission | Internal | Winter | B18 | 400 | 4000 | 0 | 42.33 | 46.01 | 8 | 0
2020 | MISO_MO-IL_2_TVA_Transmission | MISO_MO-IL | TVA_Transmission | Internal | Winter | B19 | 700 | 4000 | 0 | 41.91 | 44.26 | 8 | 0
2020 | MISO_MO-IL_2_TVA_Transmission | MISO_MO-IL | TVA_Transmission | Internal | Winter | B20 | 935 | 4000 | 0 | 37.75 | 41.13 | 8 | 0
2020 | MISO_W_2_IESO | MISO_W | IESO | Internal | Shoulder | B11 | 25 | 90 | 0 | 55.7 | 31.61 | 8 | 0
2020 | MISO_W_2_IESO | MISO_W | IESO | Internal | Shoulder | B12 | 200 | 90 | 0 | 46.4 | 32.57 | 8 | 0
2020 | MISO_W_2_IESO | MISO_W | IESO | Internal | Shoulder | B13 | 600 | 90 | 0 | 43.22 | 31.61 | 8 | 0
2020 | MISO_W_2_IESO | MISO_W | IESO | Internal | Shoulder | B14 | 900 | 90 | 0 | 40.41 | 31.61 | 8 | 0
2020 | MISO_W_2_IESO | MISO_W | IESO | Internal | Shoulder | B15 | 1203 | 90 | 0 | 38.21 | 31.61 | 8 | 0
2020 | MISO_W_2_IESO | MISO_W | IESO | Internal | Summer | B1 | 10 | 90 | 0 | 64.53 | 51.55 | 8 | 0
2020 | MISO_W_2_IESO | MISO_W | IESO | Internal | Summer | B2 | 25 | 90 | 0 | 63.38 | 50.17 | 8 | 0
2020 | MISO_W_2_IESO | MISO_W | IESO | Internal | Summer | B3 | 75 | 90 | 0 | 63.38 | 39.14 | 8 | 0
2020 | MISO_W_2_IESO | MISO_W | IESO | Internal | Summer | B4 | 100 | 90 | 0 | 61.18 | 39.14 | 8 | 0
2020 | MISO_W_2_IESO | MISO_W | IESO | Internal | Summer | B5 | 200 | 90 | 0 | 58.79 | 38.82 | 8 | 0
2020 | MISO_W_2_IESO | MISO_W | IESO | Internal | Summer | B6 | 300 | 90 | 0 | 49.1 | 35.32 | 8 | 0
2020 | MISO_W_2_IESO | MISO_W | IESO | Internal | Summer | B7 | 400 | 90 | 0 | 40.27 | 31.61 | 8 | 0
2020 | MISO_W_2_IESO | MISO_W | IESO | Internal | Summer | B8 | 500 | 90 | 0 | 38.03 | 29.93 | 8 | 0
2020 | MISO_W_2_IESO | MISO_W | IESO | Internal | Summer | B9 | 800 | 90 | 0 | 36.95 | 29.93 | 8 | 0
2020 | MISO_W_2_IESO | MISO_W | IESO | Internal | Summer | B10 | 1262 | 90 | 0 | 35.98 | 29.93 | 8 | 0
2020 | MISO_W_2_IESO | MISO_W | IESO | Internal | Winter | B16 | 25 | 90 | 0 | 52.72 | 39.19 | 8 | 0
2020 | MISO_W_2_IESO | MISO_W | IESO | Internal | Winter | B17 | 100 | 90 | 0 | 48.17 | 36.42 | 8 | 0
2020 | MISO_W_2_IESO | MISO_W | IESO | Internal | Winter | B18 | 400 | 90 | 0 | 42.34 | 35.26 | 8 | 0
2020 | MISO_W_2_IESO | MISO_W | IESO | Internal | Winter | B19 | 700 | 90 | 0 | 41.96 | 35.26 | 8 | 0
2020 | MISO_W_2_IESO | MISO_W | IESO | Internal | Winter | B20 | 935 | 90 | 0 | 37.75 | 35.26 | 8 | 0
2020 | MISO_W_2_MAPP_CA | MISO_W | MAPP_CA | Internal | Shoulder | B11 | 25 | 718 | 0 | 55.7 | 48.69 | 0.01 | 0
2020 | MISO_W_2_MAPP_CA | MISO_W | MAPP_CA | Internal | Shoulder | B12 | 200 | 718 | 0 | 46.4 | 46.39 | 0.01 | 0
2020 | MISO_W_2_MAPP_CA | MISO_W | MAPP_CA | Internal | Shoulder | B13 | 600 | 718 | 718 | 43.22 | 43.46 | 0.01 | 0.23
2020 | MISO_W_2_MAPP_CA | MISO_W | MAPP_CA | Internal | Shoulder | B14 | 900 | 718 | 718 | 40.41 | 43.46 | 0.01 | 3.04
2020 | MISO_W_2_MAPP_CA | MISO_W | MAPP_CA | Internal | Shoulder | B15 | 1203 | 718 | 718 | 38.21 | 43.46 | 0.01 | 5.24
2020 | MISO_W_2_MAPP_CA | MISO_W | MAPP_CA | Internal | Summer | B1 | 10 | 718 | 0 | 64.53 | 58.55 | 0.01 | 0
2020 | MISO_W_2_MAPP_CA | MISO_W | MAPP_CA | Internal | Summer | B2 | 25 | 718 | 0 | 63.38 | 57.17 | 0.01 | 0
2020 | MISO_W_2_MAPP_CA | MISO_W | MAPP_CA | Internal | Summer | B3 | 75 | 718 | 0 | 63.38 | 53.22 | 0.01 | 0
2020 | MISO_W_2_MAPP_CA | MISO_W | MAPP_CA | Internal | Summer | B4 | 100 | 718 | 0 | 61.18 | 51.33 | 0.01 | 0
2020 | MISO_W_2_MAPP_CA | MISO_W | MAPP_CA | Internal | Summer | B5 | 200 | 718 | 0 | 58.79 | 48.18 | 0.01 | 0
2020 | MISO_W_2_MAPP_CA | MISO_W | MAPP_CA | Internal | Summer | B6 | 300 | 718 | 0 | 49.1 | 48.18 | 0.01 | 0
2020 | MISO_W_2_MAPP_CA | MISO_W | MAPP_CA | Internal | Summer | B7 | 400 | 718 | 0 | 40.27 | 40.26 | 0.01 | 0
2020 | MISO_W_2_MAPP_CA | MISO_W | MAPP_CA | Internal | Summer | B8 | 500 | 718 | 718 | 38.03 | 40.26 | 0.01 | 2.21
2020 | MISO_W_2_MAPP_CA | MISO_W | MAPP_CA | Internal | Summer | B9 | 800 | 718 | 718 | 36.95 | 40.26 | 0.01 | 3.29
2020 | MISO_W_2_MAPP_CA | MISO_W | MAPP_CA | Internal | Summer | B10 | 1262 | 718 | 718 | 35.98 | 40.26 | 0.01 | 4.26
2020 | MISO_W_2_MAPP_CA | MISO_W | MAPP_CA | Internal | Winter | B16 | 25 | 718 | 0 | 52.72 | 52.71 | 0.01 | 0
2020 | MISO_W_2_MAPP_CA | MISO_W | MAPP_CA | Internal | Winter | B17 | 100 | 718 | 157.18 | 48.17 | 48.18 | 0.01 | 0
2020 | MISO_W_2_MAPP_CA | MISO_W | MAPP_CA | Internal | Winter | B18 | 400 | 718 | 718 | 42.34 | 48.18 | 0.01 | 5.83
2020 | MISO_W_2_MAPP_CA | MISO_W | MAPP_CA | Internal | Winter | B19 | 700 | 718 | 718 | 41.96 | 48.18 | 0.01 | 6.21
2020 | MISO_W_2_MAPP_CA | MISO_W | MAPP_CA | Internal | Winter | B20 | 935 | 718 | 718 | 37.75 | 48.18 | 0.01 | 10.42
2020 | MISO_W_2_MISO_MO-IL | MISO_W | MISO_MO-IL | Internal | Shoulder | B11 | 25 | 3800 | 0 | 55.7 | 55.7 | 0.01 | 0
2020 | MISO_W_2_MISO_MO-IL | MISO_W | MISO_MO-IL | Internal | Shoulder | B12 | 200 | 3800 | 0 | 46.4 | 46.4 | 0.01 | 0
2020 | MISO_W_2_MISO_MO-IL | MISO_W | MISO_MO-IL | Internal | Shoulder | B13 | 600 | 3800 | 0 | 43.22 | 43.21 | 0.01 | 0
2020 | MISO_W_2_MISO_MO-IL | MISO_W | MISO_MO-IL | Internal | Shoulder | B14 | 900 | 3800 | 0 | 40.41 | 40.4 | 0.01 | 0
2020 | MISO_W_2_MISO_MO-IL | MISO_W | MISO_MO-IL | Internal | Shoulder | B15 | 1203 | 3800 | 0 | 38.21 | 38.19 | 0.01 | 0
2020 | MISO_W_2_MISO_MO-IL | MISO_W | MISO_MO-IL | Internal | Summer | B1 | 10 | 3800 | 1130.21 | 64.53 | 64.54 | 0.01 | 0
2020 | MISO_W_2_MISO_MO-IL | MISO_W | MISO_MO-IL | Internal | Summer | B2 | 25 | 3800 | 0 | 63.38 | 63.37 | 0.01 | 0
2020 | MISO_W_2_MISO_MO-IL | MISO_W | MISO_MO-IL | Internal | Summer | B3 | 75 | 3800 | 0 | 63.38 | 61.99 | 0.01 | 0
2020 | MISO_W_2_MISO_MO-IL | MISO_W | MISO_MO-IL | Internal | Summer | B4 | 100 | 3800 | 0 | 61.18 | 61.17 | 0.01 | 0
2020 | MISO_W_2_MISO_MO-IL | MISO_W | MISO_MO-IL | Internal | Summer | B5 | 200 | 3800 | 0 | 58.79 | 58.78 | 0.01 | 0
2020 | MISO_W_2_MISO_MO-IL | MISO_W | MISO_MO-IL | Internal | Summer | B6 | 300 | 3800 | 0 | 49.1 | 49.09 | 0.01 | 0
2020 | MISO_W_2_MISO_MO-IL | MISO_W | MISO_MO-IL | Internal | Summer | B7 | 400 | 3800 | 0 | 40.27 | 40.26 | 0.01 | 0
2020 | MISO_W_2_MISO_MO-IL | MISO_W | MISO_MO-IL | Internal | Summer | B8 | 500 | 3800 | 284.54 | 38.03 | 38.04 | 0.01 | 0
2020 | MISO_W_2_MISO_MO-IL | MISO_W | MISO_MO-IL | Internal | Summer | B9 | 800 | 3800 | 0 | 36.95 | 36.93 | 0.01 | 0
2020 | MISO_W_2_MISO_MO-IL | MISO_W | MISO_MO-IL | Internal | Summer | B10 | 1262 | 3800 | 89.22 | 35.98 | 35.99 | 0.01 | 0
2020 | MISO_W_2_MISO_MO-IL | MISO_W | MISO_MO-IL | Internal | Winter | B16 | 25 | 3800 | 2141.49 | 52.72 | 52.73 | 0.01 | 0
2020 | MISO_W_2_MISO_MO-IL | MISO_W | MISO_MO-IL | Internal | Winter | B17 | 100 | 3800 | 1078.59 | 48.17 | 48.18 | 0.01 | 0
2020 | MISO_W_2_MISO_MO-IL | MISO_W | MISO_MO-IL | Internal | Winter | B18 | 400 | 3800 | 0 | 42.34 | 42.33 | 0.01 | 0
2020 | MISO_W_2_MISO_MO-IL | MISO_W | MISO_MO-IL | Internal | Winter | B19 | 700 | 3800 | 0 | 41.96 | 41.91 | 0.01 | 0
2020 | MISO_W_2_MISO_MO-IL | MISO_W | MISO_MO-IL | Internal | Winter | B20 | 935 | 3800 | 0 | 37.75 | 37.75 | 0.01 | 0
2020 | MISO_W_2_MISO_WUMS | MISO_W | MISO_WUMS | Internal | Shoulder | B11 | 25 | 1629 | 0 | 55.7 | 55.69 | 0.01 | 0
2020 | MISO_W_2_MISO_WUMS | MISO_W | MISO_WUMS | Internal | Shoulder | B12 | 200 | 1629 | 271.98 | 46.4 | 46.41 | 0.01 | 0
2020 | MISO_W_2_MISO_WUMS | MISO_W | MISO_WUMS | Internal | Shoulder | B13 | 600 | 1629 | 212.13 | 43.22 | 43.24 | 0.01 | 0
2020 | MISO_W_2_MISO_WUMS | MISO_W | MISO_WUMS | Internal | Shoulder | B14 | 900 | 1629 | 291.01 | 40.41 | 40.42 | 0.01 | 0
2020 | MISO_W_2_MISO_WUMS | MISO_W | MISO_WUMS | Internal | Shoulder | B15 | 1203 | 1629 | 0 | 38.21 | 38.2 | 0.01 | 0
2020 | MISO_W_2_MISO_WUMS | MISO_W | MISO_WUMS | Internal | Summer | B1 | 10 | 1629 | 0 | 64.53 | 63.96 | 0.01 | 0
2020 | MISO_W_2_MISO_WUMS | MISO_W | MISO_WUMS | Internal | Summer | B2 | 25 | 1629 | 0 | 63.38 | 63.36 | 0.01 | 0
2020 | MISO_W_2_MISO_WUMS | MISO_W | MISO_WUMS | Internal | Summer | B3 | 75 | 1629 | 0 | 63.38 | 60.4 | 0.01 | 0
2020 | MISO_W_2_MISO_WUMS | MISO_W | MISO_WUMS | Internal | Summer | B4 | 100 | 1629 | 0 | 61.18 | 60.4 | 0.01 | 0
2020 | MISO_W_2_MISO_WUMS | MISO_W | MISO_WUMS | Internal | Summer | B5 | 200 | 1629 | 0 | 58.79 | 58.78 | 0.01 | 0
2020 | MISO_W_2_MISO_WUMS | MISO_W | MISO_WUMS | Internal | Summer | B6 | 300 | 1629 | 0 | 49.1 | 49.09 | 0.01 | 0
2020 | MISO_W_2_MISO_WUMS | MISO_W | MISO_WUMS | Internal | Summer | B7 | 400 | 1629 | 344.49 | 40.27 | 40.28 | 0.01 | 0
2020 | MISO_W_2_MISO_WUMS | MISO_W | MISO_WUMS | Internal | Summer | B8 | 500 | 1629 | 116.43 | 38.03 | 38.04 | 0.01 | 0
2020 | MISO_W_2_MISO_WUMS | MISO_W | MISO_WUMS | Internal | Summer | B9 | 800 | 1629 | 0 | 36.95 | 36.94 | 0.01 | 0
2020 | MISO_W_2_MISO_WUMS | MISO_W | MISO_WUMS | Internal | Summer | B10 | 1262 | 1629 | 1629 | 35.98 | 36 | 0.01 | 0.01
2020 | MISO_W_2_MISO_WUMS | MISO_W | MISO_WUMS | Internal | Winter | B16 | 25 | 1629 | 1215.16 | 52.72 | 52.73 | 0.01 | 0
2020 | MISO_W_2_MISO_WUMS | MISO_W | MISO_WUMS | Internal | Winter | B17 | 100 | 1629 | 517.91 | 48.17 | 48.18 | 0.01 | 0
2020 | MISO_W_2_MISO_WUMS | MISO_W | MISO_WUMS | Internal | Winter | B18 | 400 | 1629 | 0 | 42.34 | 42.34 | 0.01 | 0
2020 | MISO_W_2_MISO_WUMS | MISO_W | MISO_WUMS | Internal | Winter | B19 | 700 | 1629 | 0 | 41.96 | 41.95 | 0.01 | 0
2020 | MISO_W_2_MISO_WUMS | MISO_W | MISO_WUMS | Internal | Winter | B20 | 935 | 1629 | 1185.94 | 37.75 | 37.77 | 0.01 | 0
2020 | MISO_W_2_PJM_ROR | MISO_W | PJM_ROR | Internal | Shoulder | B11 | 25 | 773 | 0 | 55.7 | 53.69 | 2 | 0
2020 | MISO_W_2_PJM_ROR | MISO_W | PJM_ROR | Internal | Shoulder | B12 | 200 | 773 | 174.77 | 46.4 | 48.4 | 2 | 0
2020 | MISO_W_2_PJM_ROR | MISO_W | PJM_ROR | Internal | Shoulder | B13 | 600 | 773 | 0 | 43.22 | 42.88 | 2 | 0
2020 | MISO_W_2_PJM_ROR | MISO_W | PJM_ROR | Internal | Shoulder | B14 | 900 | 773 | 0 | 40.41 | 40.17 | 2 | 0
2020 | MISO_W_2_PJM_ROR | MISO_W | PJM_ROR | Internal | Shoulder | B15 | 1203 | 773 | 0 | 38.21 | 37.45 | 2 | 0
2020 | MISO_W_2_PJM_ROR | MISO_W | PJM_ROR | Internal | Summer | B1 | 10 | 773 | 773 | 64.53 | 66.54 | 2 | 0.01
2020 | MISO_W_2_PJM_ROR | MISO_W | PJM_ROR | Internal | Summer | B2 | 25 | 773 | 0 | 63.38 | 65.16 | 2 | 0
2020 | MISO_W_2_PJM_ROR | MISO_W | PJM_ROR | Internal | Summer | B3 | 75 | 773 | 0 | 63.38 | 61.86 | 2 | 0
2020 | MISO_W_2_PJM_ROR | MISO_W | PJM_ROR | Internal | Summer | B4 | 100 | 773 | 0 | 61.18 | 61.86 | 2 | 0
2020 | MISO_W_2_PJM_ROR | MISO_W | PJM_ROR | Internal | Summer | B5 | 200 | 773 | 0 | 58.79 | 56.97 | 2 | 0
2020 | MISO_W_2_PJM_ROR | MISO_W | PJM_ROR | Internal | Summer | B6 | 300 | 773 | 0 | 49.1 | 49.34 | 2 | 0
2020 | MISO_W_2_PJM_ROR | MISO_W | PJM_ROR | Internal | Summer | B7 | 400 | 773 | 0 | 40.27 | 42.26 | 2 | 0
2020 | MISO_W_2_PJM_ROR | MISO_W | PJM_ROR | Internal | Summer | B8 | 500 | 773 | 0 | 38.03 | 38.01 | 2 | 0
2020 | MISO_W_2_PJM_ROR | MISO_W | PJM_ROR | Internal | Summer | B9 | 800 | 773 | 0 | 36.95 | 36.2 | 2 | 0
2020 | MISO_W_2_PJM_ROR | MISO_W | PJM_ROR | Internal | Summer | B10 | 1262 | 773 | 0 | 35.98 | 34.67 | 2 | 0
2020 | MISO_W_2_PJM_ROR | MISO_W | PJM_ROR | Internal | Winter | B16 | 25 | 773 | 0 | 52.72 | 54.18 | 2 | 0
2020 | MISO_W_2_PJM_ROR | MISO_W | PJM_ROR | Internal | Winter | B17 | 100 | 773 | 427.31 | 48.17 | 50.17 | 2 | 0
2020 | MISO_W_2_PJM_ROR | MISO_W | PJM_ROR | Internal | Winter | B18 | 400 | 773 | 0 | 42.34 | 44.33 | 2 | 0
2020 | MISO_W_2_PJM_ROR | MISO_W | PJM_ROR | Internal | Winter | B19 | 700 | 773 | 0 | 41.96 | 41.99 | 2 | 0
2020 | MISO_W_2_PJM_ROR | MISO_W | PJM_ROR | Internal | Winter | B20 | 935 | 773 | 0 | 37.75 | 35.85 | 2 | 0
2020 | MISO_W_2_SPP_N | MISO_W | SPP_N | Internal | Shoulder | B11 | 25 | 3200 | 838.81 | 55.7 | 62.7 | 7 | 0
2020 | MISO_W_2_SPP_N | MISO_W | SPP_N | Internal | Shoulder | B12 | 200 | 3200 | 0 | 46.4 | 44.8 | 7 | 0
2020 | MISO_W_2_SPP_N | MISO_W | SPP_N | Internal | Shoulder | B13 | 600 | 3200 | 0 | 43.22 | 42.06 | 7 | 0
2020 | MISO_W_2_SPP_N | MISO_W | SPP_N | Internal | Shoulder | B14 | 900 | 3200 | 0 | 40.41 | 40.64 | 7 | 0
2020 | MISO_W_2_SPP_N | MISO_W | SPP_N | Internal | Shoulder | B15 | 1203 | 3200 | 0 | 38.21 | 40.53 | 7 | 0
2020 | MISO_W_2_SPP_N | MISO_W | SPP_N | Internal | Summer | B1 | 10 | 3200 | 0 | 64.53 | 66.76 | 7 | 0
2020 | MISO_W_2_SPP_N | MISO_W | SPP_N | Internal | Summer | B2 | 25 | 3200 | 0 | 63.38 | 66.76 | 7 | 0
2020 | MISO_W_2_SPP_N | MISO_W | SPP_N | Internal | Summer | B3 | 75 | 3200 | 0 | 63.38 | 66.76 | 7 | 0
2020 | MISO_W_2_SPP_N | MISO_W | SPP_N | Internal | Summer | B4 | 100 | 3200 | 0 | 61.18 | 65.34 | 7 | 0
2020 | MISO_W_2_SPP_N | MISO_W | SPP_N | Internal | Summer | B5 | 200 | 3200 | 0 | 58.79 | 62.01 | 7 | 0
2020 | MISO_W_2_SPP_N | MISO_W | SPP_N | Internal | Summer | B6 | 300 | 3200 | 1933.16 | 49.1 | 56.1 | 7 | 0
2020 | MISO_W_2_SPP_N | MISO_W | SPP_N | Internal | Summer | B7 | 400 | 3200 | 83.6 | 40.27 | 47.27 | 7 | 0
2020 | MISO_W_2_SPP_N | MISO_W | SPP_N | Internal | Summer | B8 | 500 | 3200 | 0 | 38.03 | 40.98 | 7 | 0
2020 | MISO_W_2_SPP_N | MISO_W | SPP_N | Internal | Summer | B9 | 800 | 3200 | 0 | 36.95 | 39.65 | 7 | 0
2020 | MISO_W_2_SPP_N | MISO_W | SPP_N | Internal | Summer | B10 | 1262 | 3200 | 0 | 35.98 | 39.12 | 7 | 0
2020 | MISO_W_2_SPP_N | MISO_W | SPP_N | Internal | Winter | B16 | 25 | 3200 | 0 | 52.72 | 51.45 | 7 | 0
2020 | MISO_W_2_SPP_N | MISO_W | SPP_N | Internal | Winter | B17 | 100 | 3200 | 0 | 48.17 | 43.38 | 7 | 0
2020 | MISO_W_2_SPP_N | MISO_W | SPP_N | Internal | Winter | B18 | 400 | 3200 | 0 | 42.34 | 43.28 | 7 | 0
2020 | MISO_W_2_SPP_N | MISO_W | SPP_N | Internal | Winter | B19 | 700 | 3200 | 0 | 41.96 | 43.28 | 7 | 0
2020 | MISO_W_2_SPP_N | MISO_W | SPP_N | Internal | Winter | B20 | 935 | 3200 | 0 | 37.75 | 39.12 | 7 | 0
2020 | MISO_WUMS_2_MISO_MI | MISO_WUMS | MISO_MI | Internal | Shoulder | B11 | 25 | 929 | 0 | 55.69 | 55.68 | 0.01 | 0
2020 | MISO_WUMS_2_MISO_MI | MISO_WUMS | MISO_MI | Internal | Shoulder | B12 | 200 | 929 | 0 | 46.41 | 46.4 | 0.01 | 0
2020 | MISO_WUMS_2_MISO_MI | MISO_WUMS | MISO_MI | Internal | Shoulder | B13 | 600 | 929 | 0 | 43.24 | 43.23 | 0.01 | 0
2020 | MISO_WUMS_2_MISO_MI | MISO_WUMS | MISO_MI | Internal | Shoulder | B14 | 900 | 929 | 0 | 40.42 | 40.41 | 0.01 | 0
2020 | MISO_WUMS_2_MISO_MI | MISO_WUMS | MISO_MI | Internal | Shoulder | B15 | 1203 | 929 | 391.89 | 38.2 | 38.21 | 0.01 | 0
2020 | MISO_WUMS_2_MISO_MI | MISO_WUMS | MISO_MI | Internal | Summer | B1 | 10 | 929 | 929 | 63.96 | 64.12 | 0.01 | 0.14
2020 | MISO_WUMS_2_MISO_MI | MISO_WUMS | MISO_MI | Internal | Summer | B2 | 25 | 929 | 237.46 | 63.36 | 63.37 | 0.01 | 0
2020 | MISO_WUMS_2_MISO_MI | MISO_WUMS | MISO_MI | Internal | Summer | B3 | 75 | 929 | 0 | 60.4 | 60.38 | 0.01 | 0
2020 | MISO_WUMS_2_MISO_MI | MISO_WUMS | MISO_MI | Internal | Summer | B4 | 100 | 929 | 0 | 60.4 | 59.86 | 0.01 | 0
2020 | MISO_WUMS_2_MISO_MI | MISO_WUMS | MISO_MI | Internal | Summer | B5 | 200 | 929 | 0 | 58.78 | 58.75 | 0.01 | 0
2020 | MISO_WUMS_2_MISO_MI | MISO_WUMS | MISO_MI | Internal | Summer | B6 | 300 | 929 | 0 | 49.09 | 49.08 | 0.01 | 0
2020 | MISO_WUMS_2_MISO_MI | MISO_WUMS | MISO_MI | Internal | Summer | B7 | 400 | 929 | 0 | 40.28 | 40.28 | 0.01 | 0
2020 | MISO_WUMS_2_MISO_MI | MISO_WUMS | MISO_MI | Internal | Summer | B8 | 500 | 929 | 0 | 38.04 | 38.04 | 0.01 | 0
2020 | MISO_WUMS_2_MISO_MI | MISO_WUMS | MISO_MI | Internal | Summer | B9 | 800 | 929 | 0 | 36.94 | 36.93 | 0.01 | 0
2020 | MISO_WUMS_2_MISO_MI | MISO_WUMS | MISO_MI | Internal | Summer | B10 | 1262 | 929 | 670.52 | 36 | 36.02 | 0.01 | 0
2020 | MISO_WUMS_2_MISO_MI | MISO_WUMS | MISO_MI | Internal | Winter | B16 | 25 | 929 | 863.69 | 52.73 | 52.74 | 0.01 | 0
2020 | MISO_WUMS_2_MISO_MI | MISO_WUMS | MISO_MI | Internal | Winter | B17 | 100 | 929 | 474.72 | 48.18 | 48.2 | 0.01 | 0
2020 | MISO_WUMS_2_MISO_MI | MISO_WUMS | MISO_MI | Internal | Winter | B18 | 400 | 929 | 0 | 42.34 | 42.33 | 0.01 | 0
2020 | MISO_WUMS_2_MISO_MI | MISO_WUMS | MISO_MI | Internal | Winter | B19 | 700 | 929 | 0 | 41.95 | 41.94 | 0.01 | 0
2020 | MISO_WUMS_2_MISO_MI | MISO_WUMS | MISO_MI | Internal | Winter | B20 | 935 | 929 | 339.51 | 37.77 | 37.78 | 0.01 | 0
2020 | MISO_WUMS_2_MISO_W | MISO_WUMS | MISO_W | Internal | Shoulder | B11 | 25 | 1137 | 1094.29 | 55.69 | 55.7 | 0.01 | 0
2020 | MISO_WUMS_2_MISO_W | MISO_WUMS | MISO_W | Internal | Shoulder | B12 | 200 | 1137 | 0 | 46.41 | 46.4 | 0.01 | 0
2020 | MISO_WUMS_2_MISO_W | MISO_WUMS | MISO_W | Internal | Shoulder | B13 | 600 | 1137 | 0 | 43.24 | 43.22 | 0.01 | 0
2020 | MISO_WUMS_2_MISO_W | MISO_WUMS | MISO_W | Internal | Shoulder | B14 | 900 | 1137 | 0 | 40.42 | 40.41 | 0.01 | 0
2020 | MISO_WUMS_2_MISO_W | MISO_WUMS | MISO_W | Internal | Shoulder | B15 | 1203 | 1137 | 450.75 | 38.2 | 38.21 | 0.01 | 0
2020 | MISO_WUMS_2_MISO_W | MISO_WUMS | MISO_W | Internal | Summer | B1 | 10 | 1137 | 1137 | 63.96 | 64.53 | 0.01 | 0.55
2020 | MISO_WUMS_2_MISO_W | MISO_WUMS | MISO_W | Internal | Summer | B2 | 25 | 1137 | 1137 | 63.36 | 63.38 | 0.01 | 0.01
2020 | MISO_WUMS_2_MISO_W | MISO_WUMS | MISO_W | Internal | Summer | B3 | 75 | 1137 | 1137 | 60.4 | 63.38 | 0.01 | 2.97
2020 | MISO_WUMS_2_MISO_W | MISO_WUMS | MISO_W | Internal | Summer | B4 | 100 | 1137 | 1137 | 60.4 | 61.18 | 0.01 | 0.77
2020 | MISO_WUMS_2_MISO_W | MISO_WUMS | MISO_W | Internal | Summer | B5 | 200 | 1137 | 640.5 | 58.78 | 58.79 | 0.01 | 0
2020 | MISO_WUMS_2_MISO_W | MISO_WUMS | MISO_W | Internal | Summer | B6 | 300 | 1137 | 934.53 | 49.09 | 49.1 | 0.01 | 0
2020 | MISO_WUMS_2_MISO_W | MISO_WUMS | MISO_W | Internal | Summer | B7 | 400 | 1137 | 0 | 40.28 | 40.27 | 0.01 | 0
2020 | MISO_WUMS_2_MISO_W | MISO_WUMS | MISO_W | Internal | Summer | B8 | 500 | 1137 | 0 | 38.04 | 38.03 | 0.01 | 0
2020 | MISO_WUMS_2_MISO_W | MISO_WUMS | MISO_W | Internal | Summer | B9 | 800 | 1137 | 0.37 | 36.94 | 36.95 | 0.01 | 0
2020 | MISO_WUMS_2_MISO_W | MISO_WUMS | MISO_W | Internal | Summer | B10 | 1262 | 1137 | 0 | 36 | 35.98 | 0.01 | 0
2020 | MISO_WUMS_2_MISO_W | MISO_WUMS | MISO_W | Internal | Winter | B16 | 25 | 1137 | 0 | 52.73 | 52.72 | 0.01 | 0
2020 | MISO_WUMS_2_MISO_W | MISO_WUMS | MISO_W | Internal | Winter | B17 | 100 | 1137 | 0 | 48.18 | 48.17 | 0.01 | 0
2020 | MISO_WUMS_2_MISO_W | MISO_WUMS | MISO_W | Internal | Winter | B18 | 400 | 1137 | 0 | 42.34 | 42.34 | 0.01 | 0
2020 | MISO_WUMS_2_MISO_W | MISO_WUMS | MISO_W | Internal | Winter | B19 | 700 | 1137 | 597.01 | 41.95 | 41.96 | 0.01 | 0
2020 | MISO_WUMS_2_MISO_W | MISO_WUMS | MISO_W | Internal | Winter | B20 | 935 | 1137 | 0 | 37.77 | 37.75 | 0.01 | 0
2020 | MISO_WUMS_2_PJM_ROR | MISO_WUMS | PJM_ROR | Internal | Shoulder | B11 | 25 | 1600 | 0 | 55.69 | 53.69 | 2 | 0
2020 | MISO_WUMS_2_PJM_ROR | MISO_WUMS | PJM_ROR | Internal | Shoulder | B12 | 200 | 1600 | 0 | 46.41 | 48.4 | 2 | 0
2020 | MISO_WUMS_2_PJM_ROR | MISO_WUMS | PJM_ROR | Internal | Shoulder | B13 | 600 | 1600 | 0 | 43.24 | 42.88 | 2 | 0
2020 | MISO_WUMS_2_PJM_ROR | MISO_WUMS | PJM_ROR | Internal | Shoulder | B14 | 900 | 1600 | 0 | 40.42 | 40.17 | 2 | 0
2020 | MISO_WUMS_2_PJM_ROR | MISO_WUMS | PJM_ROR | Internal | Shoulder | B15 | 1203 | 1600 | 0 | 38.2 | 37.45 | 2 | 0
2020 | MISO_WUMS_2_PJM_ROR | MISO_WUMS | PJM_ROR | Internal | Summer | B1 | 10 | 1600 | 1600 | 63.96 | 66.54 | 2 | 0.57
2020 | MISO_WUMS_2_PJM_ROR | MISO_WUMS | PJM_ROR | Internal | Summer | B2 | 25 | 1600 | 0 | 63.36 | 65.16 | 2 | 0
2020 | MISO_WUMS_2_PJM_ROR | MISO_WUMS | PJM_ROR | Internal | Summer | B3 | 75 | 1600 | 0 | 60.4 | 61.86 | 2 | 0
2020 | MISO_WUMS_2_PJM_ROR | MISO_WUMS | PJM_ROR | Internal | Summer | B4 | 100 | 1600 | 0 | 60.4 | 61.86 | 2 | 0
2020 | MISO_WUMS_2_PJM_ROR | MISO_WUMS | PJM_ROR | Internal | Summer | B5 | 200 | 1600 | 0 | 58.78 | 56.97 | 2 | 0
2020 | MISO_WUMS_2_PJM_ROR | MISO_WUMS | PJM_ROR | Internal | Summer | B6 | 300 | 1600 | 0 | 49.09 | 49.34 | 2 | 0
2020 | MISO_WUMS_2_PJM_ROR | MISO_WUMS | PJM_ROR | Internal | Summer | B7 | 400 | 1600 | 0 | 40.28 | 42.26 | 2 | 0
2020 | MISO_WUMS_2_PJM_ROR | MISO_WUMS | PJM_ROR | Internal | Summer | B8 | 500 | 1600 | 0 | 38.04 | 38.01 | 2 | 0
2020 | MISO_WUMS_2_PJM_ROR | MISO_WUMS | PJM_ROR | Internal | Summer | B9 | 800 | 1600 | 0 | 36.94 | 36.2 | 2 | 0
2020 | MISO_WUMS_2_PJM_ROR | MISO_WUMS | PJM_ROR | Internal | Summer | B10 | 1262 | 1600 | 0 | 36 | 34.67 | 2 | 0
2020 | MISO_WUMS_2_PJM_ROR | MISO_WUMS | PJM_ROR | Internal | Winter | B16 | 25 | 1600 | 0 | 52.73 | 54.18 | 2 | 0
2020 | MISO_WUMS_2_PJM_ROR | MISO_WUMS | PJM_ROR | Internal | Winter | B17 | 100 | 1600 | 0 | 48.18 | 50.17 | 2 | 0
2020 | MISO_WUMS_2_PJM_ROR | MISO_WUMS | PJM_ROR | Internal | Winter | B18 | 400 | 1600 | 0 | 42.34 | 44.33 | 2 | 0
2020 | MISO_WUMS_2_PJM_ROR | MISO_WUMS | PJM_ROR | Internal | Winter | B19 | 700 | 1600 | 0 | 41.95 | 41.99 | 2 | 0
2020 | MISO_WUMS_2_PJM_ROR | MISO_WUMS | PJM_ROR | Internal | Winter | B20 | 935 | 1600 | 0 | 37.77 | 35.85 | 2 | 0
2020 | NE_2_MISO_W | NE | MISO_W | Internal | Shoulder | B11 | 25 | 1600 | 0 | 62.69 | 55.7 | 5 | 0
2020 | NE_2_MISO_W | NE | MISO_W | Internal | Shoulder | B12 | 200 | 1600 | 0 | 44.79 | 46.4 | 5 | 0
2020 | NE_2_MISO_W | NE | MISO_W | Internal | Shoulder | B13 | 600 | 1600 | 0 | 42.05 | 43.22 | 5 | 0
2020 | NE_2_MISO_W | NE | MISO_W | Internal | Shoulder | B14 | 900 | 1600 | 0 | 40.63 | 40.41 | 5 | 0
2020 | NE_2_MISO_W | NE | MISO_W | Internal | Shoulder | B15 | 1203 | 1600 | 0 | 40.51 | 38.21 | 5 | 0
2020 | NE_2_MISO_W | NE | MISO_W | Internal | Summer | B1 | 10 | 1600 | 0 | 66.75 | 64.53 | 5 | 0
2020 | NE_2_MISO_W | NE | MISO_W | Internal | Summer | B2 | 25 | 1600 | 0 | 65.33 | 63.38 | 5 | 0
2020 | NE_2_MISO_W | NE | MISO_W | Internal | Summer | B3 | 75 | 1600 | 0 | 66.75 | 63.38 | 5 | 0
2020 | NE_2_MISO_W | NE | MISO_W | Internal | Summer | B4 | 100 | 1600 | 0 | 65.33 | 61.18 | 5 | 0
2020 | NE_2_MISO_W | NE | MISO_W | Internal | Summer | B5 | 200 | 1600 | 0 | 62 | 58.79 | 5 | 0
2020 | NE_2_MISO_W | NE | MISO_W | Internal | Summer | B6 | 300 | 1600 | 0 | 56.09 | 49.1 | 5 | 0
2020 | NE_2_MISO_W | NE | MISO_W | Internal | Summer | B7 | 400 | 1600 | 0 | 47.26 | 40.27 | 5 | 0
2020 | NE_2_MISO_W | NE | MISO_W | Internal | Summer | B8 | 500 | 1600 | 0 | 40.26 | 38.03 | 5 | 0
2020 | NE_2_MISO_W | NE | MISO_W | Internal | Summer | B9 | 800 | 1600 | 0 | 39.64 | 36.95 | 5 | 0
2020 | NE_2_MISO_W | NE | MISO_W | Internal | Summer | B10 | 1262 | 1600 | 0 | 37.32 | 35.98 | 5 | 0
2020 | NE_2_MISO_W | NE | MISO_W | Internal | Winter | B16 | 25 | 1600 | 0 | 51.44 | 52.72 | 5 | 0
2020 | NE_2_MISO_W | NE | MISO_W | Internal | Winter | B17 | 100 | 1600 | 0 | 43.37 | 48.17 | 5 | 0
2020 | NE_2_MISO_W | NE | MISO_W | Internal | Winter | B18 | 400 | 1600 | 0 | 43.27 | 42.34 | 5 | 0
2020 | NE_2_MISO_W | NE | MISO_W | Internal | Winter | B19 | 700 | 1600 | 0 | 43.27 | 41.96 | 5 | 0
2020 | NE_2_MISO_W | NE | MISO_W | Internal | Winter | B20 | 935 | 1600 | 0 | 39.11 | 37.75 | 5 | 0
2020 | NE_2_SPP_N | NE | SPP_N | Internal | Shoulder | B11 | 25 | 3001 | 2413.52 | 62.69 | 62.7 | 0.01 | 0
2020 | NE_2_SPP_N | NE | SPP_N | Internal | Shoulder | B12 | 200 | 3001 | 904.05 | 44.79 | 44.8 | 0.01 | 0
2020 | NE_2_SPP_N | NE | SPP_N | Internal | Shoulder | B13 | 600 | 3001 | 805.29 | 42.05 | 42.06 | 0.01 | 0
2020 | NE_2_SPP_N | NE | SPP_N | Internal | Shoulder | B14 | 900 | 3001 | 1087.09 | 40.63 | 40.64 | 0.01 | 0
2020 | NE_2_SPP_N | NE | SPP_N | Internal | Shoulder | B15 | 1203 | 3001 | 1675.16 | 40.51 | 40.53 | 0.01 | 0
2020 | NE_2_SPP_N | NE | SPP_N | Internal | Summer | B1 | 10 | 3001 | 2620.79 | 66.75 | 66.76 | 0.01 | 0
2020 | NE_2_SPP_N | NE | SPP_N | Internal | Summer | B2 | 25 | 3001 | 3001 | 65.33 | 66.76 | 0.01 | 1.42
2020 | NE_2_SPP_N | NE | SPP_N | Internal | Summer | B3 | 75 | 3001 | 2998.66 | 66.75 | 66.76 | 0.01 | 0
2020 | NE_2_SPP_N | NE | SPP_N | Internal | Summer | B4 | 100 | 3001 | 2837.38 | 65.33 | 65.34 | 0.01 | 0
2020 | NE_2_SPP_N | NE | SPP_N | Internal | Summer | B5 | 200 | 3001 | 2062.73 | 62 | 62.01 | 0.01 | 0
2020 | NE_2_SPP_N | NE | SPP_N | Internal | Summer | B6 | 300 | 3001 | 2342.89 | 56.09 | 56.1 | 0.01 | 0
2020 | NE_2_SPP_N | NE | SPP_N | Internal | Summer | B7 | 400 | 3001 | 2860.61 | 47.26 | 47.27 | 0.01 | 0
2020 | NE_2_SPP_N | NE | SPP_N | Internal | Summer | B8 | 500 | 3001 | 3001 | 40.26 | 40.98 | 0.01 | 0.72
2020 | NE_2_SPP_N | NE | SPP_N | Internal | Summer | B9 | 800 | 3001 | 2409.97 | 39.64 | 39.65 | 0.01 | 0
2020 | NE_2_SPP_N | NE | SPP_N | Internal | Summer | B10 | 1262 | 3001 | 3001 | 37.32 | 39.12 | 0.01 | 1.79
2020 | NE_2_SPP_N | NE | SPP_N | Internal | Winter | B16 | 25 | 3001 | 2169.8 | 51.44 | 51.45 | 0.01 | 0
2020 | NE_2_SPP_N | NE | SPP_N | Internal | Winter | B17 | 100 | 3001 | 2121.3 | 43.37 | 43.38 | 0.01 | 0
2020 | NE_2_SPP_N | NE | SPP_N | Internal | Winter | B18 | 400 | 3001 | 2405.9 | 43.27 | 43.28 | 0.01 | 0
2020 | NE_2_SPP_N | NE | SPP_N | Internal | Winter | B19 | 700 | 3001 | 2179.61 | 43.27 | 43.28 | 0.01 | 0
2020 | NE_2_SPP_N | NE | SPP_N | Internal | Winter | B20 | 935 | 3001 | 2689.22 | 39.11 | 39.12 | 0.01 | 0
2020 | NEISO_2_NYISO_A-F | NEISO | NYISO_A-F | Internal | Shoulder | B11 | 25 | 600 | 42.86 | 37.5 | 40.5 | 3 | 0
2020 | NEISO_2_NYISO_A-F | NEISO | NYISO_A-F | Internal | Shoulder | B12 | 200 | 600 | 0 | 37.5 | 40.37 | 3 | 0
2020 | NEISO_2_NYISO_A-F | NEISO | NYISO_A-F | Internal | Shoulder | B13 | 600 | 600 | 0 | 37.5 | 39.87 | 3 | 0
2020 | NEISO_2_NYISO_A-F | NEISO | NYISO_A-F | Internal | Shoulder | B14 | 900 | 600 | 0 | 37.5 | 38.61 | 3 | 0
2020 | NEISO_2_NYISO_A-F | NEISO | NYISO_A-F | Internal | Shoulder | B15 | 1203 | 600 | 0 | 37.5 | 38.61 | 3 | 0
2020 | NEISO_2_NYISO_A-F | NEISO | NYISO_A-F | Internal | Summer | B1 | 10 | 600 | 0 | 81.05 | 58.55 | 3 | 0
2020 | NEISO_2_NYISO_A-F | NEISO | NYISO_A-F | Internal | Summer | B2 | 25 | 600 | 0 | 68.17 | 57.17 | 3 | 0
2020 | NEISO_2_NYISO_A-F | NEISO | NYISO_A-F | Internal | Summer | B3 | 75 | 600 | 42.44 | 48.61 | 51.61 | 3 | 0
2020 | NEISO_2_NYISO_A-F | NEISO | NYISO_A-F | Internal | Summer | B4 | 100 | 600 | 464.21 | 43.14 | 46.14 | 3 | 0
2020 | NEISO_2_NYISO_A-F | NEISO | NYISO_A-F | Internal | Summer | B5 | 200 | 600 | 600 | 34.61 | 45.82 | 3 | 8.21
2020 | NEISO_2_NYISO_A-F | NEISO | NYISO_A-F | Internal | Summer | B6 | 300 | 600 | 600 | 34.61 | 42.32 | 3 | 4.7
2020 | NEISO_2_NYISO_A-F | NEISO | NYISO_A-F | Internal | Summer | B7 | 400 | 600 | 600 | 34.61 | 38.61 | 3 | 1
2020 | NEISO_2_NYISO_A-F | NEISO | NYISO_A-F | Internal | Summer | B8 | 500 | 600 | 0 | 34.61 | 37.6 | 3 | 0
2020 | NEISO_2_NYISO_A-F | NEISO | NYISO_A-F | Internal | Summer | B9 | 800 | 600 | 0 | 34.61 | 36.93 | 3 | 0
2020 | NEISO_2_NYISO_A-F | NEISO | NYISO_A-F | Internal | Summer | B10 | 1262 | 600 | 0 | 34.61 | 36.93 | 3 | 0
2020 | NEISO_2_NYISO_A-F | NEISO | NYISO_A-F | Internal | Winter | B16 | 25 | 600 | 0 | 46.42 | 46.19 | 3 | 0
2020 | NEISO_2_NYISO_A-F | NEISO | NYISO_A-F | Internal | Winter | B17 | 100 | 600 | 0 | 46.42 | 43.42 | 3 | 0
2020 | NEISO_2_NYISO_A-F | NEISO | NYISO_A-F | Internal | Winter | B18 | 400 | 600 | 0 | 46.42 | 42.26 | 3 | 0
2020 | NEISO_2_NYISO_A-F | NEISO | NYISO_A-F | Internal | Winter | B19 | 700 | 600 | 0 | 46.42 | 42.26 | 3 | 0
2020 | NEISO_2_NYISO_A-F | NEISO | NYISO_A-F | Internal | Winter | B20 | 935 | 600 | 0 | 46.42 | 42.26 | 3 | 0
2020 | NEISO_2_NYISO_G-I | NEISO | NYISO_G-I | Internal | Shoulder | B11 | 25 | 600 | 600 | 37.5 | 45.67 | 3 | 5.17
2020 | NEISO_2_NYISO_G-I | NEISO | NYISO_G-I | Internal | Shoulder | B12 | 200 | 600 | 0 | 37.5 | 40.38 | 3 | 0
2020 | NEISO_2_NYISO_G-I | NEISO | NYISO_G-I | Internal | Shoulder | B13 | 600 | 600 | 0 | 37.5 | 40.02 | 3 | 0
2020 | NEISO_2_NYISO_G-I | NEISO | NYISO_G-I | Internal | Shoulder | B14 | 900 | 600 | 0 | 37.5 | 38.62 | 3 | 0
2020 | NEISO_2_NYISO_G-I | NEISO | NYISO_G-I | Internal | Shoulder | B15 | 1203 | 600 | 0 | 37.5 | 38.62 | 3 | 0
2020 | NEISO_2_NYISO_G-I | NEISO | NYISO_G-I | Internal | Summer | B1 | 10 | 600 | 0 | 81.05 | 78.05 | 3 | 0
2020 | NEISO_2_NYISO_G-I | NEISO | NYISO_G-I | Internal | Summer | B2 | 25 | 600 | 168.74 | 68.17 | 71.17 | 3 | 0
2020 | NEISO_2_NYISO_G-I | NEISO | NYISO_G-I | Internal | Summer | B3 | 75 | 600 | 600 | 48.61 | 52.92 | 3 | 1.31
2020 | NEISO_2_NYISO_G-I | NEISO | NYISO_G-I | Internal | Summer | B4 | 100 | 600 | 600 | 43.14 | 52.92 | 3 | 6.78
2020 | NEISO_2_NYISO_G-I | NEISO | NYISO_G-I | Internal | Summer | B5 | 200 | 600 | 600 | 34.61 | 48.95 | 3 | 11.33
2020 | NEISO_2_NYISO_G-I | NEISO | NYISO_G-I | Internal | Summer | B6 | 300 | 600 | 600 | 34.61 | 48.95 | 3 | 11.33
2020 | NEISO_2_NYISO_G-I | NEISO | NYISO_G-I | Internal | Summer | B7 | 400 | 600 | 600 | 34.61 | 38.62 | 3 | 1.01
2020 | NEISO_2_NYISO_G-I | NEISO | NYISO_G-I | Internal | Summer | B8 | 500 | 600 | 472.16 | 34.61 | 37.61 | 3 | 0
2020 | NEISO_2_NYISO_G-I | NEISO | NYISO_G-I | Internal | Summer | B9 | 800 | 600 | 0 | 34.61 | 36.94 | 3 | 0
2020 | NEISO_2_NYISO_G-I | NEISO | NYISO_G-I | Internal | Summer | B10 | 1262 | 600 | 0 | 34.61 | 36.94 | 3 | 0
2020 | NEISO_2_NYISO_G-I | NEISO | NYISO_G-I | Internal | Winter | B16 | 25 | 600 | 600 | 46.42 | 51.16 | 3 | 1.73
2020 | NEISO_2_NYISO_G-I | NEISO | NYISO_G-I | Internal | Winter | B17 | 100 | 600 | 600 | 46.42 | 51.16 | 3 | 1.73
2020 | NEISO_2_NYISO_G-I | NEISO | NYISO_G-I | Internal | Winter | B18 | 400 | 600 | 579.17 | 46.42 | 49.42 | 3 | 0
2020 | NEISO_2_NYISO_G-I | NEISO | NYISO_G-I | Internal | Winter | B19 | 700 | 600 | 0 | 46.42 | 48.09 | 3 | 0
2020 | NEISO_2_NYISO_G-I | NEISO | NYISO_G-I | Internal | Winter | B20 | 935 | 600 | 0 | 46.42 | 45.78 | 3 | 0
2020 | NEISO_2_NYISO_J-K | NEISO | NYISO_J-K | Internal | Shoulder | B11 | 25 | 500 | 500 | 37.5 | 45.68 | 3 | 5.18
2020 | NEISO_2_NYISO_J-K | NEISO | NYISO_J-K | Internal | Shoulder | B12 | 200 | 500 | 0 | 37.5 | 40.39 | 3 | 0
2020 | NEISO_2_NYISO_J-K | NEISO | NYISO_J-K | Internal | Shoulder | B13 | 600 | 500 | 0 | 37.5 | 40.03 | 3 | 0
2020 | NEISO_2_NYISO_J-K | NEISO | NYISO_J-K | Internal | Shoulder | B14 | 900 | 500 | 0 | 37.5 | 38.63 | 3 | 0
2020 | NEISO_2_NYISO_J-K | NEISO | NYISO_J-K | Internal | Shoulder | B15 | 1203 | 500 | 0 | 37.5 | 38.63 | 3 | 0
2020 | NEISO_2_NYISO_J-K | NEISO | NYISO_J-K | Internal | Summer | B1 | 10 | 500 | 0 | 81.05 | 78.06 | 3 | 0
2020 | NEISO_2_NYISO_J-K | NEISO | NYISO_J-K | Internal | Summer | B2 | 25 | 500 | 500 | 68.17 | 71.18 | 3 | 0.01
2020 | NEISO_2_NYISO_J-K | NEISO | NYISO_J-K | Internal | Summer | B3 | 75 | 500 | 500 | 48.61 | 52.93 | 3 | 1.32
2020 | NEISO_2_NYISO_J-K | NEISO | NYISO_J-K | Internal | Summer | B4 | 100 | 500 | 500 | 43.14 | 52.93 | 3 | 6.79
2020 | NEISO_2_NYISO_J-K | NEISO | NYISO_J-K | Internal | Summer | B5 | 200 | 500 | 500 | 34.61 | 48.96 | 3 | 11.34
2020 | NEISO_2_NYISO_J-K | NEISO | NYISO_J-K | Internal | Summer | B6 | 300 | 500 | 500 | 34.61 | 48.96 | 3 | 11.34
2020 | NEISO_2_NYISO_J-K | NEISO | NYISO_J-K | Internal | Summer | B7 | 400 | 500 | 500 | 34.61 | 38.64 | 3 | 1.02
2020 | NEISO_2_NYISO_J-K | NEISO | NYISO_J-K | Internal | Summer | B8 | 500 | 500 | 500 | 34.61 | 37.63 | 3 | 0.01
2020 | NEISO_2_NYISO_J-K | NEISO | NYISO_J-K | Internal | Summer | B9 | 800 | 500 | 0 | 34.61 | 36.95 | 3 | 0
2020 | NEISO_2_NYISO_J-K | NEISO | NYISO_J-K | Internal | Summer | B10 | 1262 | 500 | 0 | 34.61 | 36.95 | 3 | 0
2020 | NEISO_2_NYISO_J-K | NEISO | NYISO_J-K | Internal | Winter | B16 | 25 | 500 | 500 | 46.42 | 51.17 | 3 | 1.74
2020 | NEISO_2_NYISO_J-K | NEISO | NYISO_J-K | Internal | Winter | B17 | 100 | 500 | 500 | 46.42 | 51.17 | 3 | 1.74
2020 | NEISO_2_NYISO_J-K | NEISO | NYISO_J-K | Internal | Winter | B18 | 400 | 500 | 500 | 46.42 | 49.44 | 3 | 0.01
2020 | NEISO_2_NYISO_J-K | NEISO | NYISO_J-K | Internal | Winter | B19 | 700 | 500 | 0 | 46.42 | 48.1 | 3 | 0
2020 | NEISO_2_NYISO_J-K | NEISO | NYISO_J-K | Internal | Winter | B20 | 935 | 500 | 0 | 46.42 | 45.79 | 3 | 0
2020 | NonRTO_Midwest_2_TVA_Transmission | NonRTO_Midwest | TVA_Transmission | Internal | Shoulder | B11 | 25 | 2400 | 0 | 63.69 | 59.21 | 8 | 0
2020 | NonRTO_Midwest_2_TVA_Transmission | NonRTO_Midwest | TVA_Transmission | Internal | Shoulder | B12 | 200 | 2400 | 0 | 54.41 | 48.41 | 8 | 0
2020 | NonRTO_Midwest_2_TVA_Transmission | NonRTO_Midwest | TVA_Transmission | Internal | Shoulder | B13 | 600 | 2400 | 0 | 49.09 | 45.27 | 8 | 0
2020 | NonRTO_Midwest_2_TVA_Transmission | NonRTO_Midwest | TVA_Transmission | Internal | Shoulder | B14 | 900 | 2400 | 0 | 43.24 | 43.74 | 8 | 0
2020 | NonRTO_Midwest_2_TVA_Transmission | NonRTO_Midwest | TVA_Transmission | Internal | Shoulder | B15 | 1203 | 2400 | 0 | 35.63 | 40.84 | 8 | 0
2020 | NonRTO_Midwest_2_TVA_Transmission | NonRTO_Midwest | TVA_Transmission | Internal | Summer | B1 | 10 | 2400 | 0 | 69.15 | 72.54 | 8 | 0
2020 | NonRTO_Midwest_2_TVA_Transmission | NonRTO_Midwest | TVA_Transmission | Internal | Summer | B2 | 25 | 2400 | 0 | 69.15 | 71.16 | 8 | 0
2020 | NonRTO_Midwest_2_TVA_Transmission | NonRTO_Midwest | TVA_Transmission | Internal | Summer | B3 | 75 | 2400 | 0 | 69.15 | 67.86 | 8 | 0
2020 | NonRTO_Midwest_2_TVA_Transmission | NonRTO_Midwest | TVA_Transmission | Internal | Summer | B4 | 100 | 2400 | 0 | 69.15 | 67.86 | 8 | 0
2020 | NonRTO_Midwest_2_TVA_Transmission | NonRTO_Midwest | TVA_Transmission | Internal | Summer | B5 | 200 | 2400 | 0 | 66.77 | 62.37 | 8 | 0
2020 | NonRTO_Midwest_2_TVA_Transmission | NonRTO_Midwest | TVA_Transmission | Internal | Summer | B6 | 300 | 2400 | 0 | 57.09 | 54.98 | 8 | 0
2020 | NonRTO_Midwest_2_TVA_Transmission | NonRTO_Midwest | TVA_Transmission | Internal | Summer | B7 | 400 | 2400 | 0 | 43.74 | 47.59 | 8 | 0
2020 | NonRTO_Midwest_2_TVA_Transmission | NonRTO_Midwest | TVA_Transmission | Internal | Summer | B8 | 500 | 2400 | 0 | 41.5 | 42.27 | 8 | 0
2020 | NonRTO_Midwest_2_TVA_Transmission | NonRTO_Midwest | TVA_Transmission | Internal | Summer | B9 | 800 | 2400 | 0 | 36.85 | 40.08 | 8 | 0
2020 | NonRTO_Midwest_2_TVA_Transmission | NonRTO_Midwest | TVA_Transmission | Internal | Summer | B10 | 1262 | 2400 | 0 | 33.61 | 38.22 | 8 | 0
2020 | NonRTO_Midwest_2_TVA_Transmission | NonRTO_Midwest | TVA_Transmission | Internal | Winter | B16 | 25 | 2400 | 0 | 60.76 | 60.18 | 8 | 0
2020 | NonRTO_Midwest_2_TVA_Transmission | NonRTO_Midwest | TVA_Transmission | Internal | Winter | B17 | 100 | 2400 | 0 | 56.2 | 50.64 | 8 | 0
2020 | NonRTO_Midwest_2_TVA_Transmission | NonRTO_Midwest | TVA_Transmission | Internal | Winter | B18 | 400 | 2400 | 0 | 50.34 | 46.01 | 8 | 0
2020 | NonRTO_Midwest_2_TVA_Transmission | NonRTO_Midwest | TVA_Transmission | Internal | Winter | B19 | 700 | 2400 | 0 | 43.74 | 44.26 | 8 | 0
2020 | NonRTO_Midwest_2_TVA_Transmission | NonRTO_Midwest | TVA_Transmission | Internal | Winter | B20 | 935 | 2400 | 0 | 35.69 | 41.13 | 8 | 0
2020 | NYISO_A-F_2_IESO | NYISO_A-F | IESO | Internal | Shoulder | B11 | 25 | 1600 | 0 | 40.5 | 31.61 | 7 | 0
2020 | NYISO_A-F_2_IESO | NYISO_A-F | IESO | Internal | Shoulder | B12 | 200 | 1600 | 0 | 40.37 | 32.57 | 7 | 0
2020 | NYISO_A-F_2_IESO | NYISO_A-F | IESO | Internal | Shoulder | B13 | 600 | 1600 | 0 | 39.87 | 31.61 | 7 | 0
2020 | NYISO_A-F_2_IESO | NYISO_A-F | IESO | Internal | Shoulder | B14 | 900 | 1600 | 0 | 38.61 | 31.61 | 7 | 0
2020 | NYISO_A-F_2_IESO | NYISO_A-F | IESO | Internal | Shoulder | B15 | 1203 | 1600 | 0 | 38.61 | 31.61 | 7 | 0
2020 | NYISO_A-F_2_IESO | NYISO_A-F | IESO | Internal | Summer | B1 | 10 | 1600 | 0 | 58.55 | 51.55 | 7 | 0
2020 | NYISO_A-F_2_IESO | NYISO_A-F | IESO | Internal | Summer | B2 | 25 | 1600 | 0 | 57.17 | 50.17 | 7 | 0
2020 | NYISO_A-F_2_IESO | NYISO_A-F | IESO | Internal | Summer | B3 | 75 | 1600 | 0 | 51.61 | 39.14 | 7 | 0
2020 | NYISO_A-F_2_IESO | NYISO_A-F | IESO | Internal | Summer | B4 | 100 | 1600 | 0 | 46.14 | 39.14 | 7 | 0
2020 | NYISO_A-F_2_IESO | NYISO_A-F | IESO | Internal | Summer | B5 | 200 | 1600 | 0 | 45.82 | 38.82 | 7 | 0
2020 | NYISO_A-F_2_IESO | NYISO_A-F | IESO | Internal | Summer | B6 | 300 | 1600 | 0 | 42.32 | 35.32 | 7 | 0
2020 | NYISO_A-F_2_IESO | NYISO_A-F | IESO | Internal | Summer | B7 | 400 | 1600 | 0 | 38.61 | 31.61 | 7 | 0
2020 | NYISO_A-F_2_IESO | NYISO_A-F | IESO | Internal | Summer | B8 | 500 | 1600 | 0 | 37.6 | 29.93 | 7 | 0
2020 | NYISO_A-F_2_IESO | NYISO_A-F | IESO | Internal | Summer | B9 | 800 | 1600 | 0 | 36.93 | 29.93 | 7 | 0
2020 | NYISO_A-F_2_IESO | NYISO_A-F | IESO | Internal | Summer | B10 | 1262 | 1600 | 0 | 36.93 | 29.93 | 7 | 0
2020 | NYISO_A-F_2_IESO | NYISO_A-F | IESO | Internal | Winter | B16 | 25 | 1600 | 0 | 46.19 | 39.19 | 7 | 0
2020 | NYISO_A-F_2_IESO | NYISO_A-F | IESO | Internal | Winter | B17 | 100 | 1600 | 0 | 43.42 | 36.42 | 7 | 0
2020 | NYISO_A-F_2_IESO | NYISO_A-F | IESO | Internal | Winter | B18 | 400 | 1600 | 0 | 42.26 | 35.26 | 7 | 0
2020 | NYISO_A-F_2_IESO | NYISO_A-F | IESO | Internal | Winter | B19 | 700 | 1600 | 0 | 42.26 | 35.26 | 7 | 0
2020 | NYISO_A-F_2_IESO | NYISO_A-F | IESO | Internal | Winter | B20 | 935 | 1600 | 0 | 42.26 | 35.26 | 7 | 0
2020 | NYISO_A-F_2_NEISO | NYISO_A-F | NEISO | Internal | Shoulder | B11 | 25 | 600 | 0 | 40.5 | 37.5 | 3 | 0
2020 | NYISO_A-F_2_NEISO | NYISO_A-F | NEISO | Internal | Shoulder | B12 | 200 | 600 | 0 | 40.37 | 37.5 | 3 | 0
2020 | NYISO_A-F_2_NEISO | NYISO_A-F | NEISO | Internal | Shoulder | B13 | 600 | 600 | 0 | 39.87 | 37.5 | 3 | 0
2020 | NYISO_A-F_2_NEISO | NYISO_A-F | NEISO | Internal | Shoulder | B14 | 900 | 600 | 0 | 38.61 | 37.5 | 3 | 0
2020 | NYISO_A-F_2_NEISO | NYISO_A-F | NEISO | Internal | Shoulder | B15 | 1203 | 600 | 0 | 38.61 | 37.5 | 3 | 0
2020 | NYISO_A-F_2_NEISO | NYISO_A-F | NEISO | Internal | Summer | B1 | 10 | 600 | 600 | 58.55 | 81.05 | 3 | 19.5
2020 | NYISO_A-F_2_NEISO | NYISO_A-F | NEISO | Internal | Summer | B2 | 25 | 600 | 600 | 57.17 | 68.17 | 3 | 8
2020 | NYISO_A-F_2_NEISO | NYISO_A-F | NEISO | Internal | Summer | B3 | 75 | 600 | 0 | 51.61 | 48.61 | 3 | 0
2020 | NYISO_A-F_2_NEISO | NYISO_A-F | NEISO | Internal | Summer | B4 | 100 | 600 | 0 | 46.14 | 43.14 | 3 | 0
2020 | NYISO_A-F_2_NEISO | NYISO_A-F | NEISO | Internal | Summer | B5 | 200 | 600 | 0 | 45.82 | 34.61 | 3 | 0
2020 | NYISO_A-F_2_NEISO | NYISO_A-F | NEISO | Internal | Summer | B6 | 300 | 600 | 0 | 42.32 | 34.61 | 3 | 0
2020 | NYISO_A-F_2_NEISO | NYISO_A-F | NEISO | Internal | Summer | B7 | 400 | 600 | 0 | 38.61 | 34.61 | 3 | 0
2020 | NYISO_A-F_2_NEISO | NYISO_A-F | NEISO | Internal | Summer | B8 | 500 | 600 | 0 | 37.6 | 34.61 | 3 | 0
2020 | NYISO_A-F_2_NEISO | NYISO_A-F | NEISO | Internal | Summer | B9 | 800 | 600 | 0 | 36.93 | 34.61 | 3 | 0
2020 | NYISO_A-F_2_NEISO | NYISO_A-F | NEISO | Internal | Summer | B10 | 1262 | 600 | 0 | 36.93 | 34.61 | 3 | 0
2020 | NYISO_A-F_2_NEISO | NYISO_A-F | NEISO | Internal | Winter | B16 | 25 | 600 | 0 | 46.19 | 46.42 | 3 | 0
2020 | NYISO_A-F_2_NEISO | NYISO_A-F | NEISO | Internal | Winter | B17 | 100 | 600 | 575.9 | 43.42 | 46.42 | 3 | 0
2020 | NYISO_A-F_2_NEISO | NYISO_A-F | NEISO | Internal | Winter | B18 | 400 | 600 | 600 | 42.26 | 46.42 | 3 | 1.16
2020 | NYISO_A-F_2_NEISO | NYISO_A-F | NEISO | Internal | Winter | B19 | 700 | 600 | 600 | 42.26 | 46.42 | 3 | 1.16
2020 | NYISO_A-F_2_NEISO | NYISO_A-F | NEISO | Internal | Winter | B20 | 935 | 600 | 600 | 42.26 | 46.42 | 3 | 1.16
2020 | NYISO_A-F_2_NYISO_G-I | NYISO_A-F | NYISO_G-I | Internal | Shoulder | B11 | 25 | 4757 | 4757 | 40.5 | 45.67 | 0.01 | 5.16
2020 | NYISO_A-F_2_NYISO_G-I | NYISO_A-F | NYISO_G-I | Internal | Shoulder | B12 | 200 | 4757 | 4338.58 | 40.37 | 40.38 | 0.01 | 0
2020 | NYISO_A-F_2_NYISO_G-I | NYISO_A-F | NYISO_G-I | Internal | Shoulder | B13 | 600 | 4757 | 4757 | 39.87 | 40.02 | 0.01 | 0.14
2020 | NYISO_A-F_2_NYISO_G-I | NYISO_A-F | NYISO_G-I | Internal | Shoulder | B14 | 900 | 4757 | 4458.04 | 38.61 | 38.62 | 0.01 | 0
2020 | NYISO_A-F_2_NYISO_G-I | NYISO_A-F | NYISO_G-I | Internal | Shoulder | B15 | 1203 | 4757 | 2428.96 | 38.61 | 38.62 | 0.01 | 0
2020 | NYISO_A-F_2_NYISO_G-I | NYISO_A-F | NYISO_G-I | Internal | Summer | B1 | 10 | 4757 | 4757 | 58.55 | 78.05 | 0.01 | 19.49
2020 | NYISO_A-F_2_NYISO_G-I | NYISO_A-F | NYISO_G-I | Internal | Summer | B2 | 25 | 4757 | 4757 | 57.17 | 71.17 | 0.01 | 13.99
2020 | NYISO_A-F_2_NYISO_G-I | NYISO_A-F | NYISO_G-I | Internal | Summer | B3 | 75 | 4757 | 4757 | 51.61 | 52.92 | 0.01 | 1.3
2020 | NYISO_A-F_2_NYISO_G-I | NYISO_A-F | NYISO_G-I | Internal | Summer | B4 | 100 | 4757 | 4757 | 46.14 | 52.92 | 0.01 | 6.77
2020 | NYISO_A-F_2_NYISO_G-I | NYISO_A-F | NYISO_G-I | Internal | Summer | B5 | 200 | 4757 | 4757 | 45.82 | 48.95 | 0.01 | 3.11
2020 | NYISO_A-F_2_NYISO_G-I | NYISO_A-F | NYISO_G-I | Internal | Summer | B6 | 300 | 4757 | 4757 | 42.32 | 48.95 | 0.01 | 6.62
2020 | NYISO_A-F_2_NYISO_G-I | NYISO_A-F | NYISO_G-I | Internal | Summer | B7 | 400 | 4757 | 4197.84 | 38.61 | 38.62 | 0.01 | 0
2020 | NYISO_A-F_2_NYISO_G-I | NYISO_A-F | NYISO_G-I | Internal | Summer | B8 | 500 | 4757 | 3498.81 | 37.6 | 37.61 | 0.01 | 0
2020 | NYISO_A-F_2_NYISO_G-I | NYISO_A-F | NYISO_G-I | Internal | Summer | B9 | 800 | 4757 | 3385.09 | 36.93 | 36.94 | 0.01 | 0
2020 | NYISO_A-F_2_NYISO_G-I | NYISO_A-F | NYISO_G-I | Internal | Summer | B10 | 1262 | 4757 | 1118.93 | 36.93 | 36.94 | 0.01 | 0
2020 | NYISO_A-F_2_NYISO_G-I | NYISO_A-F | NYISO_G-I | Internal | Winter | B16 | 25 | 4757 | 4757 | 46.19 | 51.16 | 0.01 | 4.95
2020 | NYISO_A-F_2_NYISO_G-I | NYISO_A-F | NYISO_G-I | Internal | Winter | B17 | 100 | 4757 | 4757 | 43.42 | 51.16 | 0.01 | 7.72
2020 | NYISO_A-F_2_NYISO_G-I | NYISO_A-F | NYISO_G-I | Internal | Winter | B18 | 400 | 4757 | 4757 | 42.26 | 49.42 | 0.01 | 7.15
2020 | NYISO_A-F_2_NYISO_G-I | NYISO_A-F | NYISO_G-I | Internal | Winter | B19 | 700 | 4757 | 4757 | 42.26 | 48.09 | 0.01 | 5.82
2020 | NYISO_A-F_2_NYISO_G-I | NYISO_A-F | NYISO_G-I | Internal | Winter | B20 | 935 | 4757 | 4757 | 42.26 | 45.78 | 0.01 | 3.51
2020 | NYISO_A-F_2_PJM_ROM | NYISO_A-F | PJM_ROM | Internal | Shoulder | B11 | 25 | 1000 | 1000 | 40.5 | 53.68 | 8 | 5.18
2020 | NYISO_A-F_2_PJM_ROM | NYISO_A-F | PJM_ROM | Internal | Shoulder | B12 | 200 | 1000 | 1000 | 40.37 | 48.39 | 8 | 0.02
2020 | NYISO_A-F_2_PJM_ROM | NYISO_A-F | PJM_ROM | Internal | Shoulder | B13 | 600 | 1000 | 0 | 39.87 | 42.87 | 8 | 0
2020 | NYISO_A-F_2_PJM_ROM | NYISO_A-F | PJM_ROM | Internal | Shoulder | B14 | 900 | 1000 | 0 | 38.61 | 40.18 | 8 | 0
2020 | NYISO_A-F_2_PJM_ROM | NYISO_A-F | PJM_ROM | Internal | Shoulder | B15 | 1203 | 1000 | 0 | 38.61 | 37.46 | 8 | 0
2020 | NYISO_A-F_2_PJM_ROM | NYISO_A-F | PJM_ROM | Internal | Summer | B1 | 10 | 1000 | 925.74 | 58.55 | 66.55 | 8 | 0
2020 | NYISO_A-F_2_PJM_ROM | NYISO_A-F | PJM_ROM | Internal | Summer | B2 | 25 | 1000 | 856.23 | 57.17 | 65.17 | 8 | 0
2020 | NYISO_A-F_2_PJM_ROM | NYISO_A-F | PJM_ROM | Internal | Summer | B3 | 75 | 1000 | 1000 | 51.61 | 61.85 | 8 | 2.24
2020 | NYISO_A-F_2_PJM_ROM | NYISO_A-F | PJM_ROM | Internal | Summer | B4 | 100 | 1000 | 1000 | 46.14 | 61.85 | 8 | 7.71
2020 | NYISO_A-F_2_PJM_ROM | NYISO_A-F | PJM_ROM | Internal | Summer | B5 | 200 | 1000 | 1000 | 45.82 | 56.96 | 8 | 3.14
2020 | NYISO_A-F_2_PJM_ROM | NYISO_A-F | PJM_ROM | Internal | Summer | B6 | 300 | 1000 | 0 | 42.32 | 49.33 | 8 | 0
2020 | NYISO_A-F_2_PJM_ROM | NYISO_A-F | PJM_ROM | Internal | Summer | B7 | 400 | 1000 | 0 | 38.61 | 42.24 | 8 | 0
2020 | NYISO_A-F_2_PJM_ROM | NYISO_A-F | PJM_ROM | Internal | Summer | B8 | 500 | 1000 | 0 | 37.6 | 38.02 | 8 | 0
2020 | NYISO_A-F_2_PJM_ROM | NYISO_A-F | PJM_ROM | Internal | Summer | B9 | 800 | 1000 | 0 | 36.93 | 36.21 | 8 | 0
2020 | NYISO_A-F_2_PJM_ROM | NYISO_A-F | PJM_ROM | Internal | Summer | B10 | 1262 | 1000 | 0 | 36.93 | 34.68 | 8 | 0
2020 | NYISO_A-F_2_PJM_ROM | NYISO_A-F | PJM_ROM | Internal | Winter | B16 | 25 | 1000 | 157.3 | 46.19 | 54.19 | 8 | 0
2020 | NYISO_A-F_2_PJM_ROM | NYISO_A-F | PJM_ROM | Internal | Winter | B17 | 100 | 1000 | 0 | 43.42 | 50.18 | 8 | 0
2020 | NYISO_A-F_2_PJM_ROM | NYISO_A-F | PJM_ROM | Internal | Winter | B18 | 400 | 1000 | 0 | 42.26 | 44.34 | 8 | 0
2020 | NYISO_A-F_2_PJM_ROM | NYISO_A-F | PJM_ROM | Internal | Winter | B19 | 700 | 1000 | 0 | 42.26 | 42 | 8 | 0
2020 | NYISO_A-F_2_PJM_ROM | NYISO_A-F | PJM_ROM | Internal | Winter | B20 | 935 | 1000 | 0 | 42.26 | 35.99 | 8 | 0
2020 | NYISO_G-I_2_NEISO | NYISO_G-I | NEISO | Internal | Shoulder | B11 | 25 | 600 | 0 | 45.67 | 37.5 | 3 | 0
2020 | NYISO_G-I_2_NEISO | NYISO_G-I | NEISO | Internal | Shoulder | B12 | 200 | 600 | 0 | 40.38 | 37.5 | 3 | 0
2020 | NYISO_G-I_2_NEISO | NYISO_G-I | NEISO | Internal | Shoulder | B13 | 600 | 600 | 0 | 40.02 | 37.5 | 3 | 0
2020 | NYISO_G-I_2_NEISO | NYISO_G-I | NEISO | Internal | Shoulder | B14 | 900 | 600 | 0 | 38.62 | 37.5 | 3 | 0
2020 | NYISO_G-I_2_NEISO | NYISO_G-I | NEISO | Internal | Shoulder | B15 | 1203 | 600 | 0 | 38.62 | 37.5 | 3 | 0
2020 | NYISO_G-I_2_NEISO | NYISO_G-I | NEISO | Internal | Summer | B1 | 10 | 600 | 295.62 | 78.05 | 81.05 | 3 | 0
2020 | NYISO_G-I_2_NEISO | NYISO_G-I | NEISO | Internal | Summer | B2 | 25 | 600 | 0 | 71.17 | 68.17 | 3 | 0
2020 | NYISO_G-I_2_NEISO | NYISO_G-I | NEISO | Internal | Summer | B3 | 75 | 600 | 0 | 52.92 | 48.61 | 3 | 0
2020 | NYISO_G-I_2_NEISO | NYISO_G-I | NEISO | Internal | Summer | B4 | 100 | 600 | 0 | 52.92 | 43.14 | 3 | 0
2020 | NYISO_G-I_2_NEISO | NYISO_G-I | NEISO | Internal | Summer | B5 | 200 | 600 | 0 | 48.95 | 34.61 | 3 | 0
2020 | NYISO_G-I_2_NEISO | NYISO_G-I | NEISO | Internal | Summer | B6 | 300 | 600 | 0 | 48.95 | 34.61 | 3 | 0
2020 | NYISO_G-I_2_NEISO | NYISO_G-I | NEISO | Internal | Summer | B7 | 400 | 600 | 0 | 38.62 | 34.61 | 3 | 0
2020 | NYISO_G-I_2_NEISO | NYISO_G-I | NEISO | Internal | Summer | B8 | 500 | 600 | 0 | 37.61 | 34.61 | 3 | 0
2020 | NYISO_G-I_2_NEISO | NYISO_G-I | NEISO | Internal | Summer | B9 | 800 | 600 | 0 | 36.94 | 34.61 | 3 | 0
2020 | NYISO_G-I_2_NEISO | NYISO_G-I | NEISO | Internal | Summer | B10 | 1262 | 600 | 0 | 36.94 | 34.61 | 3 | 0
2020 | NYISO_G-I_2_NEISO | NYISO_G-I | NEISO | Internal | Winter | B16 | 25 | 600 | 0 | 51.16 | 46.42 | 3 | 0
2020 | NYISO_G-I_2_NEISO | NYISO_G-I | NEISO | Internal | Winter | B17 | 100 | 600 | 0 | 51.16 | 46.42 | 3 | 0
2020 | NYISO_G-I_2_NEISO | NYISO_G-I | NEISO | Internal | Winter | B18 | 400 | 600 | 0 | 49.42 | 46.42 | 3 | 0
2020 | NYISO_G-I_2_NEISO | NYISO_G-I | NEISO | Internal | Winter | B19 | 700 | 600 | 0 | 48.09 | 46.42 | 3 | 0
2020 | NYISO_G-I_2_NEISO | NYISO_G-I | NEISO | Internal | Winter | B20 | 935 | 600 | 0 | 45.78 | 46.42 | 3 | 0
2020 | NYISO_G-I_2_NYISO_A-F | NYISO_G-I | NYISO_A-F | Internal | Shoulder | B11 | 25 | 2506 | 0 | 45.67 | 40.5 | 0.01 | 0
2020 | NYISO_G-I_2_NYISO_A-F | NYISO_G-I | NYISO_A-F | Internal | Shoulder | B12 | 200 | 2506 | 0 | 40.38 | 40.37 | 0.01 | 0
2020 | NYISO_G-I_2_NYISO_A-F | NYISO_G-I | NYISO_A-F | Internal | Shoulder | B13 | 600 | 2506 | 0 | 40.02 | 39.87 | 0.01 | 0
2020 | NYISO_G-I_2_NYISO_A-F | NYISO_G-I | NYISO_A-F | Internal | Shoulder | B14 | 900 | 2506 | 0 | 38.62 | 38.61 | 0.01 | 0
2020 | NYISO_G-I_2_NYISO_A-F | NYISO_G-I | NYISO_A-F | Internal | Shoulder | B15 | 1203 | 2506 | 0 | 38.62 | 38.61 | 0.01 | 0
2020 | NYISO_G-I_2_NYISO_A-F | NYISO_G-I | NYISO_A-F | Internal | Summer | B1 | 10 | 2506 | 0 | 78.05 | 58.55 | 0.01 | 0
2020 | NYISO_G-I_2_NYISO_A-F | NYISO_G-I | NYISO_A-F | Internal | Summer | B2 | 25 | 2506 | 0 | 71.17 | 57.17 | 0.01 | 0
2020 | NYISO_G-I_2_NYISO_A-F | NYISO_G-I | NYISO_A-F | Internal | Summer | B3 | 75 | 2506 | 0 | 52.92 | 51.61 | 0.01 | 0
2020 | NYISO_G-I_2_NYISO_A-F | NYISO_G-I | NYISO_A-F | Internal | Summer | B4 | 100 | 2506 | 0 | 52.92 | 46.14 | 0.01 | 0
2020 | NYISO_G-I_2_NYISO_A-F | NYISO_G-I | NYISO_A-F | Internal | Summer | B5 | 200 | 2506 | 0 | 48.95 | 45.82 | 0.01 | 0
2020 | NYISO_G-I_2_NYISO_A-F | NYISO_G-I | NYISO_A-F | Internal | Summer | B6 | 300 | 2506 | 0 | 48.95 | 42.32 | 0.01 | 0
2020 | NYISO_G-I_2_NYISO_A-F | NYISO_G-I | NYISO_A-F | Internal | Summer | B7 | 400 | 2506 | 0 | 38.62 | 38.61 | 0.01 | 0
2020 | NYISO_G-I_2_NYISO_A-F | NYISO_G-I | NYISO_A-F | Internal | Summer | B8 | 500 | 2506 | 0 | 37.61 | 37.6 | 0.01 | 0
2020 | NYISO_G-I_2_NYISO_A-F | NYISO_G-I | NYISO_A-F | Internal | Summer | B9 | 800 | 2506 | 0 | 36.94 | 36.93 | 0.01 | 0
2020 | NYISO_G-I_2_NYISO_A-F | NYISO_G-I | NYISO_A-F | Internal | Summer | B10 | 1262 | 2506 | 0 | 36.94 | 36.93 | 0.01 | 0
2020 | NYISO_G-I_2_NYISO_A-F | NYISO_G-I | NYISO_A-F | Internal | Winter | B16 | 25 | 2506 | 0 | 51.16 | 46.19 | 0.01 | 0
2020 | NYISO_G-I_2_NYISO_A-F | NYISO_G-I | NYISO_A-F | Internal | Winter | B17 | 100 | 2506 | 0 | 51.16 | 43.42 | 0.01 | 0
2020 | NYISO_G-I_2_NYISO_A-F | NYISO_G-I | NYISO_A-F | Internal | Winter | B18 | 400 | 2506 | 0 | 49.42 | 42.26 | 0.01 | 0
2020 | NYISO_G-I_2_NYISO_A-F | NYISO_G-I | NYISO_A-F | Internal | Winter | B19 | 700 | 2506 | 0 | 48.09 | 42.26 | 0.01 | 0
2020 | NYISO_G-I_2_NYISO_A-F | NYISO_G-I | NYISO_A-F | Internal | Winter | B20 | 935 | 2506 | 0 | 45.78 | 42.26 | 0.01 | 0
2020 | NYISO_G-I_2_NYISO_J-K | NYISO_G-I | NYISO_J-K | Internal | Shoulder | B11 | 25 | 6188 | 4617.71 | 45.67 | 45.68 | 0.01 | 0
2020 | NYISO_G-I_2_NYISO_J-K | NYISO_G-I | NYISO_J-K | Internal | Shoulder | B12 | 200 | 6188 | 4376.08 | 40.38 | 40.39 | 0.01 | 0
2020 | NYISO_G-I_2_NYISO_J-K | NYISO_G-I | NYISO_J-K | Internal | Shoulder | B13 | 600 | 6188 | 4937.96 | 40.02 | 40.03 | 0.01 | 0
2020 | NYISO_G-I_2_NYISO_J-K | NYISO_G-I | NYISO_J-K | Internal | Shoulder | B14 | 900 | 6188 | 4709.17 | 38.62 | 38.63 | 0.01 | 0
2020 | NYISO_G-I_2_NYISO_J-K | NYISO_G-I | NYISO_J-K | Internal | Shoulder | B15 | 1203 | 6188 | 3009.38 | 38.62 | 38.63 | 0.01 | 0
2020 | NYISO_G-I_2_NYISO_J-K | NYISO_G-I | NYISO_J-K | Internal | Summer | B1 | 10 | 6188 | 4154.68 | 78.05 | 78.06 | 0.01 | 0
2020 | NYISO_G-I_2_NYISO_J-K | NYISO_G-I | NYISO_J-K | Internal | Summer | B2 | 25 | 6188 | 4276.87 | 71.17 | 71.18 | 0.01 | 0
2020 | NYISO_G-I_2_NYISO_J-K | NYISO_G-I | NYISO_J-K | Internal | Summer | B3 | 75 | 6188 | 3612.37 | 52.92 | 52.93 | 0.01 | 0
2020 | NYISO_G-I_2_NYISO_J-K | NYISO_G-I | NYISO_J-K | Internal | Summer | B4 | 100 | 6188 | 3877.09 | 52.92 | 52.93 | 0.01 | 0
2020 | NYISO_G-I_2_NYISO_J-K | NYISO_G-I | NYISO_J-K | Internal | Summer | B5 | 200 | 6188 | 5125.6 | 48.95 | 48.96 | 0.01 | 0
2020 | NYISO_G-I_2_NYISO_J-K | NYISO_G-I | NYISO_J-K | Internal | Summer | B6 | 300 | 6188 | 5707.85 | 48.95 | 48.96 | 0.01 | 0
2020 | NYISO_G-I_2_NYISO_J-K | NYISO_G-I | NYISO_J-K | Internal | Summer | B7 | 400 | 6188 | 5319.09 | 38.62 | 38.64 | 0.01 | 0
2020 | NYISO_G-I_2_NYISO_J-K | NYISO_G-I | NYISO_J-K | Internal | Summer | B8 | 500 | 6188 | 4645.06 | 37.61 | 37.63 | 0.01 | 0
2020 | NYISO_G-I_2_NYISO_J-K | NYISO_G-I | NYISO_J-K | Internal | Summer | B9 | 800 | 6188 | 4268.2 | 36.94 | 36.95 | 0.01 | 0
2020 | NYISO_G-I_2_NYISO_J-K | NYISO_G-I | NYISO_J-K | Internal | Summer | B10 | 1262 | 6188 | 2455.12 | 36.94 | 36.95 | 0.01 | 0
2020 | NYISO_G-I_2_NYISO_J-K | NYISO_G-I | NYISO_J-K | Internal | Winter | B16 | 25 | 6188 | 5877.85 | 51.16 | 51.17 | 0.01 | 0
2020 | NYISO_G-I_2_NYISO_J-K | NYISO_G-I | NYISO_J-K | Internal | Winter | B17 | 100 | 6188 | 6005.73 | 51.16 | 51.17 | 0.01 | 0
2020 | NYISO_G-I_2_NYISO_J-K | NYISO_G-I | NYISO_J-K | Internal | Winter | B18 | 400 | 6188 | 6035.26 | 49.42 | 49.44 | 0.01 | 0
2020 | NYISO_G-I_2_NYISO_J-K | NYISO_G-I | NYISO_J-K | Internal | Winter | B19 | 700 | 6188 | 6129.09 | 48.09 | 48.1 | 0.01 | 0
2020 | NYISO_G-I_2_NYISO_J-K | NYISO_G-I | NYISO_J-K | Internal | Winter | B20 | 935 | 6188 | 5522.36 | 45.78 | 45.79 | 0.01 | 0
2020 | NYISO_G-I_2_PJM_E | NYISO_G-I | PJM_E | Internal | Shoulder | B11 | 25 | 1500 | 746.91 | 45.67 | 53.67 | 8 | 0
2020 | NYISO_G-I_2_PJM_E | NYISO_G-I | PJM_E | Internal | Shoulder | B12 | 200 | 1500 | 19.38 | 40.38 | 48.38 | 8 | 0
2020 | NYISO_G-I_2_PJM_E | NYISO_G-I | PJM_E | Internal | Shoulder | B13 | 600 | 1500 | 0 | 40.02 | 42.86 | 8 | 0
2020 | NYISO_G-I_2_PJM_E | NYISO_G-I | PJM_E | Internal | Shoulder | B14 | 900 | 1500 | 0 | 38.62 | 40.17 | 8 | 0
2020 | NYISO_G-I_2_PJM_E | NYISO_G-I | PJM_E | Internal | Shoulder | B15 | 1203 | 1500 | 0 | 38.62 | 37.47 | 8 | 0
2020 | NYISO_G-I_2_PJM_E | NYISO_G-I | PJM_E | Internal | Summer | B1 | 10 | 1500 | 0 | 78.05 | 66.56 | 8 | 0
2020 | NYISO_G-I_2_PJM_E | NYISO_G-I | PJM_E | Internal | Summer | B2 | 25 | 1500 | 0 | 71.17 | 65.18 | 8 | 0
2020 | NYISO_G-I_2_PJM_E | NYISO_G-I | PJM_E | Internal | Summer | B3 | 75 | 1500 | 1500 | 52.92 | 61.84 | 8 | 0.92
2020 | NYISO_G-I_2_PJM_E | NYISO_G-I | PJM_E | Internal | Summer | B4 | 100 | 1500 | 1500 | 52.92 | 61.84 | 8 | 0.92
2020 | NYISO_G-I_2_PJM_E | NYISO_G-I | PJM_E | Internal | Summer | B5 | 200 | 1500 | 387.89 | 48.95 | 56.95 | 8 | 0
2020 | NYISO_G-I_2_PJM_E | NYISO_G-I | PJM_E | Internal | Summer | B6 | 300 | 1500 | 0 | 48.95 | 49.31 | 8 | 0
2020 | NYISO_G-I_2_PJM_E | NYISO_G-I | PJM_E | Internal | Summer | B7 | 400 | 1500 | 0 | 38.62 | 42.23 | 8 | 0
2020 | NYISO_G-I_2_PJM_E | NYISO_G-I | PJM_E | Internal | Summer | B8 | 500 | 1500 | 0 | 37.61 | 38.01 | 8 | 0
2020 | NYISO_G-I_2_PJM_E | NYISO_G-I | PJM_E | Internal | Summer | B9 | 800 | 1500 | 0 | 36.94 | 36.22 | 8 | 0
2020 | NYISO_G-I_2_PJM_E | NYISO_G-I | PJM_E | Internal | Summer | B10 | 1262 | 1500 | 0 | 36.94 | 34.69 | 8 | 0
2020 | NYISO_G-I_2_PJM_E | NYISO_G-I | PJM_E | Internal | Winter | B16 | 25 | 1500 | 0 | 51.16 | 54.21 | 8 | 0
2020 | NYISO_G-I_2_PJM_E | NYISO_G-I | PJM_E | Internal | Winter | B17 | 100 | 1500 | 0 | 51.16 | 50.17 | 8 | 0
2020 | NYISO_G-I_2_PJM_E | NYISO_G-I | PJM_E | Internal | Winter | B18 | 400 | 1500 | 0 | 49.42 | 44.36 | 8 | 0
2020 | NYISO_G-I_2_PJM_E | NYISO_G-I | PJM_E | Internal | Winter | B19 | 700 | 1500 | 0 | 48.09 | 42.02 | 8 | 0
2020 | NYISO_G-I_2_PJM_E | NYISO_G-I | PJM_E | Internal | Winter | B20 | 935 | 1500 | 0 | 45.78 | 36.01 | 8 | 0
2020 | NYISO_J-K_2_PJM_E | NYISO_J-K | PJM_E | Internal | Shoulder | B11 | 25 | 330 | 0 | 45.68 | 53.67 | 8 | 0
2020 | NYISO_J-K_2_PJM_E | NYISO_J-K | PJM_E | Internal | Shoulder | B12 | 200 | 330 | 0 | 40.39 | 48.38 | 8 | 0
2020 | NYISO_J-K_2_PJM_E | NYISO_J-K | PJM_E | Internal | Shoulder | B13 | 600 | 330 | 0 | 40.03 | 42.86 | 8 | 0
2020 | NYISO_J-K_2_PJM_E | NYISO_J-K | PJM_E | Internal | Shoulder | B14 | 900 | 330 | 0 | 38.63 | 40.17 | 8 | 0
2020 | NYISO_J-K_2_PJM_E | NYISO_J-K | PJM_E | Internal | Shoulder | B15 | 1203 | 330 | 0 | 38.63 | 37.47 | 8 | 0
2020 | NYISO_J-K_2_PJM_E | NYISO_J-K | PJM_E | Internal | Summer | B1 | 10 | 330 | 0 | 78.06 | 66.56 | 8 | 0
2020 | NYISO_J-K_2_PJM_E | NYISO_J-K | PJM_E | Internal | Summer | B2 | 25 | 330 | 0 | 71.18 | 65.18 | 8 | 0
2020 | NYISO_J-K_2_PJM_E | NYISO_J-K | PJM_E | Internal | Summer | B3 | 75 | 330 | 330 | 52.93 | 61.84 | 8 | 0.91
2020 | NYISO_J-K_2_PJM_E | NYISO_J-K | PJM_E | Internal | Summer | B4 | 100 | 330 | 330 | 52.93 | 61.84 | 8 | 0.91
2020 | NYISO_J-K_2_PJM_E | NYISO_J-K | PJM_E | Internal | Summer | B5 | 200 | 330 | 0 | 48.96 | 56.95 | 8 | 0
2020 | NYISO_J-K_2_PJM_E | NYISO_J-K | PJM_E | Internal | Summer | B6 | 300 | 330 | 0 | 48.96 | 49.31 | 8 | 0
2020 | NYISO_J-K_2_PJM_E | NYISO_J-K | PJM_E | Internal | Summer | B7 | 400 | 330 | 0 | 38.64 | 42.23 | 8 | 0
2020 | NYISO_J-K_2_PJM_E | NYISO_J-K | PJM_E | Internal | Summer | B8 | 500 | 330 | 0 | 37.63 | 38.01 | 8 | 0
2020 | NYISO_J-K_2_PJM_E | NYISO_J-K | PJM_E | Internal | Summer | B9 | 800 | 330 | 0 | 36.95 | 36.22 | 8 | 0
2020 | NYISO_J-K_2_PJM_E | NYISO_J-K | PJM_E | Internal | Summer | B10 | 1262 | 330 | 0 | 36.95 | 34.69 | 8 | 0
2020 | NYISO_J-K_2_PJM_E | NYISO_J-K | PJM_E | Internal | Winter | B16 | 25 | 330 | 0 | 51.17 | 54.21 | 8 | 0
2020 | NYISO_J-K_2_PJM_E | NYISO_J-K | PJM_E | Internal | Winter | B17 | 100 | 330 | 0 | 51.17 | 50.17 | 8 | 0
2020 | NYISO_J-K_2_PJM_E | NYISO_J-K | PJM_E | Internal | Winter | B18 | 400 | 330 | 0 | 49.44 | 44.36 | 8 | 0
2020 | NYISO_J-K_2_PJM_E | NYISO_J-K | PJM_E | Internal | Winter | B19 | 700 | 330 | 0 | 48.1 | 42.02 | 8 | 0
2020 | NYISO_J-K_2_PJM_E | NYISO_J-K | PJM_E | Internal | Winter | B20 | 935 | 330 | 0 | 45.79 | 36.01 | 8 | 0
2020 | PJM_E_2_NYISO_G-I | PJM_E | NYISO_G-I | Internal | Shoulder | B11 | 25 | 500 | 0 | 53.67 | 45.67 | 6 | 0
2020 | PJM_E_2_NYISO_G-I | PJM_E | NYISO_G-I | Internal | Shoulder | B12 | 200 | 500 | 0 | 48.38 | 40.38 | 6 | 0
2020 | PJM_E_2_NYISO_G-I | PJM_E | NYISO_G-I | Internal | Shoulder | B13 | 600 | 500 | 0 | 42.86 | 40.02 | 6 | 0
2020 | PJM_E_2_NYISO_G-I | PJM_E | NYISO_G-I | Internal | Shoulder | B14 | 900 | 500 | 0 | 40.17 | 38.62 | 6 | 0
2020 | PJM_E_2_NYISO_G-I | PJM_E | NYISO_G-I | Internal | Shoulder | B15 | 1203 | 500 | 0 | 37.47 | 38.62 | 6 | 0
2020 | PJM_E_2_NYISO_G-I | PJM_E | NYISO_G-I | Internal | Summer | B1 | 10 | 500 | 500 | 66.56 | 78.05 | 6 | 5.49
2020 | PJM_E_2_NYISO_G-I | PJM_E | NYISO_G-I | Internal | Summer | B2 | 25 | 500 | 0 | 65.18 | 71.17 | 6 | 0
2020 | PJM_E_2_NYISO_G-I | PJM_E | NYISO_G-I | Internal | Summer | B3 | 75 | 500 | 0 | 61.84 | 52.92 | 6 | 0
2020 | PJM_E_2_NYISO_G-I | PJM_E | NYISO_G-I | Internal | Summer | B4 | 100 | 500 | 0 | 61.84 | 52.92 | 6 | 0
2020 | PJM_E_2_NYISO_G-I | PJM_E | NYISO_G-I | Internal | Summer | B5 | 200 | 500 | 0 | 56.95 | 48.95 | 6 | 0
2020 | PJM_E_2_NYISO_G-I | PJM_E | NYISO_G-I | Internal | Summer | B6 | 300 | 500 | 0 | 49.31 | 48.95 | 6 | 0
2020 | PJM_E_2_NYISO_G-I | PJM_E | NYISO_G-I | Internal | Summer | B7 | 400 | 500 | 0 | 42.23 | 38.62 | 6 | 0
2020 | PJM_E_2_NYISO_G-I | PJM_E | NYISO_G-I | Internal | Summer | B8 | 500 | 500 | 0 | 38.01 | 37.61 | 6 | 0
2020 | PJM_E_2_NYISO_G-I | PJM_E | NYISO_G-I | Internal | Summer | B9 | 800 | 500 | 0 | 36.22 | 36.94 | 6 | 0
2020 | PJM_E_2_NYISO_G-I | PJM_E | NYISO_G-I | Internal | Summer | B10 | 1262 | 500 | 0 | 34.69 | 36.94 | 6 | 0
2020 | PJM_E_2_NYISO_G-I | PJM_E | NYISO_G-I | Internal | Winter | B16 | 25 | 500 | 0 | 54.21 | 51.16 | 6 | 0
2020 | PJM_E_2_NYISO_G-I | PJM_E | NYISO_G-I | Internal | Winter | B17 | 100 | 500 | 0 | 50.17 | 51.16 | 6 | 0
2020 | PJM_E_2_NYISO_G-I | PJM_E | NYISO_G-I | Internal | Winter | B18 | 400 | 500 | 0 | 44.36 | 49.42 | 6 | 0
2020 | PJM_E_2_NYISO_G-I | PJM_E | NYISO_G-I | Internal | Winter | B19 | 700 | 500 | 500 | 42.02 | 48.09 | 6 | 0.08
2020 | PJM_E_2_NYISO_G-I | PJM_E | NYISO_G-I | Internal | Winter | B20 | 935 | 500 | 500 | 36.01 | 45.78 | 6 | 3.77
2020 | PJM_E_2_NYISO_J-K | PJM_E | NYISO_J-K | Internal | Shoulder | B11 | 25 | 330 | 0 | 53.67 | 45.68 | 6 | 0
2020 | PJM_E_2_NYISO_J-K | PJM_E | NYISO_J-K | Internal | Shoulder | B12 | 200 | 330 | 0 | 48.38 | 40.39 | 6 | 0
2020 | PJM_E_2_NYISO_J-K | PJM_E | NYISO_J-K | Internal | Shoulder | B13 | 600 | 330 | 0 | 42.86 | 40.03 | 6 | 0
2020 | PJM_E_2_NYISO_J-K | PJM_E | NYISO_J-K | Internal | Shoulder | B14 | 900 | 330 | 0 | 40.17 | 38.63 | 6 | 0
2020 | PJM_E_2_NYISO_J-K | PJM_E | NYISO_J-K | Internal | Shoulder | B15 | 1203 | 330 | 0 | 37.47 | 38.63 | 6 | 0
2020 | PJM_E_2_NYISO_J-K | PJM_E | NYISO_J-K | Internal | Summer | B1 | 10 | 330 | 330 | 66.56 | 78.06 | 6 | 5.5
2020 | PJM_E_2_NYISO_J-K | PJM_E | NYISO_J-K | Internal | Summer | B2 | 25 | 330 | 305.43 | 65.18 | 71.18 | 6 | 0
2020 | PJM_E_2_NYISO_J-K | PJM_E | NYISO_J-K | Internal | Summer | B3 | 75 | 330 | 0 | 61.84 | 52.93 | 6 | 0
2020 | PJM_E_2_NYISO_J-K | PJM_E | NYISO_J-K | Internal | Summer | B4 | 100 | 330 | 0 | 61.84 | 52.93 | 6 | 0
2020 | PJM_E_2_NYISO_J-K | PJM_E | NYISO_J-K | Internal | Summer | B5 | 200 | 330 | 0 | 56.95 | 48.96 | 6 | 0
2020 | PJM_E_2_NYISO_J-K | PJM_E | NYISO_J-K | Internal | Summer | B6 | 300 | 330 | 0 | 49.31 | 48.96 | 6 | 0
2020 | PJM_E_2_NYISO_J-K | PJM_E | NYISO_J-K | Internal | Summer | B7 | 400 | 330 | 0 | 42.23 | 38.64 | 6 | 0
2020 | PJM_E_2_NYISO_J-K | PJM_E | NYISO_J-K | Internal | Summer | B8 | 500 | 330 | 0 | 38.01 | 37.63 | 6 | 0
2020 | PJM_E_2_NYISO_J-K | PJM_E | NYISO_J-K | Internal | Summer | B9 | 800 | 330 | 0 | 36.22 | 36.95 | 6 | 0
2020 | PJM_E_2_NYISO_J-K | PJM_E | NYISO_J-K | Internal | Summer | B10 | 1262 | 330 | 0 | 34.69 | 36.95 | 6 | 0
2020 | PJM_E_2_NYISO_J-K | PJM_E | NYISO_J-K | Internal | Winter | B16 | 25 | 330 | 0 | 54.21 | 51.17 | 6 | 0
2020 | PJM_E_2_NYISO_J-K | PJM_E | NYISO_J-K | Internal | Winter | B17 | 100 | 330 | 0 | 50.17 | 51.17 | 6 | 0
2020 | PJM_E_2_NYISO_J-K | PJM_E | NYISO_J-K | Internal | Winter | B18 | 400 | 330 | 0 | 44.36 | 49.44 | 6 | 0
2020 | PJM_E_2_NYISO_J-K | PJM_E | NYISO_J-K | Internal | Winter | B19 | 700 | 330 | 330 | 42.02 | 48.1 | 6 | 0.09
2020 | PJM_E_2_NYISO_J-K | PJM_E | NYISO_J-K | Internal | Winter | B20 | 935 | 330 | 330 | 36.01 | 45.79 | 6 | 3.78
2020 | PJM_E_2_PJM_ROM | PJM_E | PJM_ROM | Internal | Shoulder | B11 | 25 | 8000 | 3512.96 | 53.67 | 53.68 | 0.01 | 0
2020 | PJM_E_2_PJM_ROM | PJM_E | PJM_ROM | Internal | Shoulder | B12 | 200 | 8000 | 2707.52 | 48.38 | 48.39 | 0.01 | 0
2020 | PJM_E_2_PJM_ROM | PJM_E | PJM_ROM | Internal | Shoulder | B13 | 600 | 8000 | 2906.11 | 42.86 | 42.87 | 0.01 | 0
2020 | PJM_E_2_PJM_ROM | PJM_E | PJM_ROM | Internal | Shoulder | B14 | 900 | 8000 | 74.97 | 40.17 | 40.18 | 0.01 | 0
2020 | PJM_E_2_PJM_ROM | PJM_E | PJM_ROM | Internal | Shoulder | B15 | 1203 | 8000 | 0 | 37.47 | 37.46 | 0.01 | 0
2020 | PJM_E_2_PJM_ROM | PJM_E | PJM_ROM | Internal | Summer | B1 | 10 | 8000 | 0 | 66.56 | 66.55 | 0.01 | 0
2020 | PJM_E_2_PJM_ROM | PJM_E | PJM_ROM | Internal | Summer | B2 | 25 | 8000 | 0 | 65.18 | 65.17 | 0.01 | 0
2020 | PJM_E_2_PJM_ROM | PJM_E | PJM_ROM | Internal | Summer | B3 | 75 | 8000 | 835.7 | 61.84 | 61.85 | 0.01 | 0
2020 | PJM_E_2_PJM_ROM | PJM_E | PJM_ROM | Internal | Summer | B4 | 100 | 8000 | 2713.97 | 61.84 | 61.85 | 0.01 | 0
2020 | PJM_E_2_PJM_ROM | PJM_E | PJM_ROM | Internal | Summer | B5 | 200 | 8000 | 106.15 | 56.95 | 56.96 | 0.01 | 0
2020 | PJM_E_2_PJM_ROM | PJM_E | PJM_ROM | Internal | Summer | B6 | 300 | 8000 | 965.99 | 49.31 | 49.33 | 0.01 | 0
2020 | PJM_E_2_PJM_ROM | PJM_E | PJM_ROM | Internal | Summer | B7 | 400 | 8000 | 2059.38 | 42.23 | 42.24 | 0.01 | 0
2020 | PJM_E_2_PJM_ROM | PJM_E | PJM_ROM | Internal | Summer | B8 | 500 | 8000 | 136.06 | 38.01 | 38.02 | 0.01 | 0
2020 | PJM_E_2_PJM_ROM | PJM_E | PJM_ROM | Internal | Summer | B9 | 800 | 8000 | 0 | 36.22 | 36.21 | 0.01 | 0
2020 | PJM_E_2_PJM_ROM | PJM_E | PJM_ROM | Internal | Summer | B10 | 1262 | 8000 | 0 | 34.69 | 34.68 | 0.01 | 0
2020 | PJM_E_2_PJM_ROM | PJM_E | PJM_ROM | Internal | Winter | B16 | 25 | 8000 | 0 | 54.21 | 54.19 | 0.01 | 0
2020 | PJM_E_2_PJM_ROM | PJM_E | PJM_ROM | Internal | Winter | B17 | 100 | 8000 | 212.28 | 50.17 | 50.18 | 0.01 | 0
2020 | PJM_E_2_PJM_ROM | PJM_E | PJM_ROM | Internal | Winter | B18 | 400 | 8000 | 0 | 44.36 | 44.34 | 0.01 | 0
2020 | PJM_E_2_PJM_ROM | PJM_E | PJM_ROM | Internal | Winter | B19 | 700 | 8000 | 0 | 42.02 | 42 | 0.01 | 0
2020 | PJM_E_2_PJM_ROM | PJM_E | PJM_ROM | Internal | Winter | B20 | 935 | 8000 | 0 | 36.01 | 35.99 | 0.01 | 0
2020 | PJM_ROR_2_MISO_IN | PJM_ROR | MISO_IN | Internal | Shoulder | B11 | 25 | 909 | 514.29 | 53.69 | 55.69 | 2 | 0
2020 | PJM_ROR_2_MISO_IN | PJM_ROR | MISO_IN | Internal | Shoulder | B12 | 200 | 909 | 0 | 48.4 | 46.41 | 2 | 0
2020 | PJM_ROR_2_MISO_IN | PJM_ROR | MISO_IN | Internal | Shoulder | B13 | 600 | 909 | 0 | 42.88 | 43.22 | 2 | 0
2020 | PJM_ROR_2_MISO_IN | PJM_ROR | MISO_IN | Internal | Shoulder | B14 | 900 | 909 | 0 | 40.17 | 40.41 | 2 | 0
2020 | PJM_ROR_2_MISO_IN | PJM_ROR | MISO_IN | Internal | Shoulder | B15 | 1203 | 909 | 0 | 37.45 | 38.2 | 2 | 0
2020 | PJM_ROR_2_MISO_IN | PJM_ROR | MISO_IN | Internal | Summer | B1 | 10 | 909 | 0 | 66.54 | 64.55 | 2 | 0
2020 | PJM_ROR_2_MISO_IN | PJM_ROR | MISO_IN | Internal | Summer | B2 | 25 | 909 | 0 | 65.16 | 63.38 | 2 | 0
2020 | PJM_ROR_2_MISO_IN | PJM_ROR | MISO_IN | Internal | Summer | B3 | 75 | 909 | 0 | 61.86 | 61.97 | 2 | 0
2020 | PJM_ROR_2_MISO_IN | PJM_ROR | MISO_IN | Internal | Summer | B4 | 100 | 909 | 0 | 61.86 | 61.15 | 2 | 0
2020 | PJM_ROR_2_MISO_IN | PJM_ROR | MISO_IN | Internal | Summer | B5 | 200 | 909 | 0 | 56.97 | 58.77 | 2 | 0
2020 | PJM_ROR_2_MISO_IN | PJM_ROR | MISO_IN | Internal | Summer | B6 | 300 | 909 | 0 | 49.34 | 49.09 | 2 | 0
2020 | PJM_ROR_2_MISO_IN | PJM_ROR | MISO_IN | Internal | Summer | B7 | 400 | 909 | 0 | 42.26 | 40.27 | 2 | 0
2020 | PJM_ROR_2_MISO_IN | PJM_ROR | MISO_IN | Internal | Summer | B8 | 500 | 909 | 0 | 38.01 | 38.03 | 2 | 0
2020 | PJM_ROR_2_MISO_IN | PJM_ROR | MISO_IN | Internal | Summer | B9 | 800 | 909 | 0 | 36.2 | 36.92 | 2 | 0
2020 | PJM_ROR_2_MISO_IN | PJM_ROR | MISO_IN | Internal | Summer | B10 | 1262 | 909 | 0 | 34.67 | 36 | 2 | 0
2020 | PJM_ROR_2_MISO_IN | PJM_ROR | MISO_IN | Internal | Winter | B16 | 25 | 909 | 0 | 54.18 | 52.76 | 2 | 0
2020 | PJM_ROR_2_MISO_IN | PJM_ROR | MISO_IN | Internal | Winter | B17 | 100 | 909 | 0 | 50.17 | 48.2 | 2 | 0
2020 | PJM_ROR_2_MISO_IN | PJM_ROR | MISO_IN | Internal | Winter | B18 | 400 | 909 | 0 | 44.33 | 42.34 | 2 | 0
2020 | PJM_ROR_2_MISO_IN | PJM_ROR | MISO_IN | Internal | Winter | B19 | 700 | 909 | 0 | 41.99 | 41.93 | 2 | 0
2020 | PJM_ROR_2_MISO_IN | PJM_ROR | MISO_IN | Internal | Winter | B20 | 935 | 909 | 0 | 35.85 | 37.77 | 2 | 0
2020 | PJM_ROR_2_MISO_MI | PJM_ROR | MISO_MI | Internal | Shoulder | B11 | 25 | 1305 | 0 | 53.69 | 55.68 | 2 | 0
2020 | PJM_ROR_2_MISO_MI | PJM_ROR | MISO_MI | Internal | Shoulder | B12 | 200 | 1305 | 0 | 48.4 | 46.4 | 2 | 0
2020 | PJM_ROR_2_MISO_MI | PJM_ROR | MISO_MI | Internal | Shoulder | B13 | 600 | 1305 | 0 | 42.88 | 43.23 | 2 | 0
2020 | PJM_ROR_2_MISO_MI | PJM_ROR | MISO_MI | Internal | Shoulder | B14 | 900 | 1305 | 0 | 40.17 | 40.41 | 2 | 0
2020 | PJM_ROR_2_MISO_MI | PJM_ROR | MISO_MI | Internal | Shoulder | B15 | 1203 | 1305 | 0 | 37.45 | 38.21 | 2 | 0
2020 | PJM_ROR_2_MISO_MI | PJM_ROR | MISO_MI | Internal | Summer | B1 | 10 | 1305 | 0 | 66.54 | 64.12 | 2 | 0
2020 | PJM_ROR_2_MISO_MI | PJM_ROR | MISO_MI | Internal | Summer | B2 | 25 | 1305 | 0 | 65.16 | 63.37 | 2 | 0
2020 | PJM_ROR_2_MISO_MI | PJM_ROR | MISO_MI | Internal | Summer | B3 | 75 | 1305 | 0 | 61.86 | 60.38 | 2 | 0
2020 | PJM_ROR_2_MISO_MI | PJM_ROR | MISO_MI | Internal | Summer | B4 | 100 | 1305 | 0 | 61.86 | 59.86 | 2 | 0
2020 | PJM_ROR_2_MISO_MI | PJM_ROR | MISO_MI | Internal | Summer | B5 | 200 | 1305 | 0 | 56.97 | 58.75 | 2 | 0
2020 | PJM_ROR_2_MISO_MI | PJM_ROR | MISO_MI | Internal | Summer | B6 | 300 | 1305 | 0 | 49.34 | 49.08 | 2 | 0
2020 | PJM_ROR_2_MISO_MI | PJM_ROR | MISO_MI | Internal | Summer | B7 | 400 | 1305 | 0 | 42.26 | 40.28 | 2 | 0
2020 | PJM_ROR_2_MISO_MI | PJM_ROR | MISO_MI | Internal | Summer | B8 | 500 | 1305 | 0 | 38.01 | 38.04 | 2 | 0
2020 | PJM_ROR_2_MISO_MI | PJM_ROR | MISO_MI | Internal | Summer | B9 | 800 | 1305 | 0 | 36.2 | 36.93 | 2 | 0
2020 | PJM_ROR_2_MISO_MI | PJM_ROR | MISO_MI | Internal | Summer | B10 | 1262 | 1305 | 0 | 34.67 | 36.02 | 2 | 0
2020 | PJM_ROR_2_MISO_MI | PJM_ROR | MISO_MI | Internal | Winter | B16 | 25 | 1305 | 0 | 54.18 | 52.74 | 2 | 0
2020 | PJM_ROR_2_MISO_MI | PJM_ROR | MISO_MI | Internal | Winter | B17 | 100 | 1305 | 0 | 50.17 | 48.2 | 2 | 0
2020 | PJM_ROR_2_MISO_MI | PJM_ROR | MISO_MI | Internal | Winter | B18 | 400 | 1305 | 0 | 44.33 | 42.33 | 2 | 0
2020 | PJM_ROR_2_MISO_MI | PJM_ROR | MISO_MI | Internal | Winter | B19 | 700 | 1305 | 0 | 41.99 | 41.94 | 2 | 0
2020 | PJM_ROR_2_MISO_MI | PJM_ROR | MISO_MI | Internal | Winter | B20 | 935 | 1305 | 0 | 35.85 | 37.78 | 2 | 0
2020 | PJM_ROR_2_MISO_MO-IL | PJM_ROR | MISO_MO-IL | Internal | Shoulder | B11 | 25 | 1111 | 1111 | 53.69 | 55.7 | 2 | 0.01
2020 | PJM_ROR_2_MISO_MO-IL | PJM_ROR | MISO_MO-IL | Internal | Shoulder | B12 | 200 | 1111 | 0 | 48.4 | 46.4 | 2 | 0
2020 | PJM_ROR_2_MISO_MO-IL | PJM_ROR | MISO_MO-IL | Internal | Shoulder | B13 | 600 | 1111 | 0 | 42.88 | 43.21 | 2 | 0
2020 | PJM_ROR_2_MISO_MO-IL | PJM_ROR | MISO_MO-IL | Internal | Shoulder | B14 | 900 | 1111 | 0 | 40.17 | 40.4 | 2 | 0
2020 | PJM_ROR_2_MISO_MO-IL | PJM_ROR | MISO_MO-IL | Internal | Shoulder | B15 | 1203 | 1111 | 0 | 37.45 | 38.19 | 2 | 0
2020 | PJM_ROR_2_MISO_MO-IL | PJM_ROR | MISO_MO-IL | Internal | Summer | B1 | 10 | 1111 | 0 | 66.54 | 64.54 | 2 | 0
2020 | PJM_ROR_2_MISO_MO-IL | PJM_ROR | MISO_MO-IL | Internal | Summer | B2 | 25 | 1111 | 0 | 65.16 | 63.37 | 2 | 0
2020 | PJM_ROR_2_MISO_MO-IL | PJM_ROR | MISO_MO-IL | Internal | Summer | B3 | 75 | 1111 | 0 | 61.86 | 61.99 | 2 | 0
2020 | PJM_ROR_2_MISO_MO-IL | PJM_ROR | MISO_MO-IL | Internal | Summer | B4 | 100 | 1111 | 0 | 61.86 | 61.17 | 2 | 0
2020 | PJM_ROR_2_MISO_MO-IL | PJM_ROR | MISO_MO-IL | Internal | Summer | B5 | 200 | 1111 | 0 | 56.97 | 58.78 | 2 | 0
2020 | PJM_ROR_2_MISO_MO-IL | PJM_ROR | MISO_MO-IL | Internal | Summer | B6 | 300 | 1111 | 0 | 49.34 | 49.09 | 2 | 0
2020 | PJM_ROR_2_MISO_MO-IL | PJM_ROR | MISO_MO-IL | Internal | Summer | B7 | 400 | 1111 | 0 | 42.26 | 40.26 | 2 | 0
2020 | PJM_ROR_2_MISO_MO-IL | PJM_ROR | MISO_MO-IL | Internal | Summer | B8 | 500 | 1111 | 0 | 38.01 | 38.04 | 2 | 0
2020 | PJM_ROR_2_MISO_MO-IL | PJM_ROR | MISO_MO-IL | Internal | Summer | B9 | 800 | 1111 | 0 | 36.2 | 36.93 | 2 | 0
2020 | PJM_ROR_2_MISO_MO-IL | PJM_ROR | MISO_MO-IL | Internal | Summer | B10 | 1262 | 1111 | 0 | 34.67 | 35.99 | 2 | 0
2020 | PJM_ROR_2_MISO_MO-IL | PJM_ROR | MISO_MO-IL | Internal | Winter | B16 | 25 | 1111 | 0 | 54.18 | 52.73 | 2 | 0
2020 | PJM_ROR_2_MISO_MO-IL | PJM_ROR | MISO_MO-IL | Internal | Winter | B17 | 100 | 1111 | 0 | 50.17 | 48.18 | 2 | 0
2020 | PJM_ROR_2_MISO_MO-IL | PJM_ROR | MISO_MO-IL | Internal | Winter | B18 | 400 | 1111 | 0 | 44.33 | 42.33 | 2 | 0
2020 | PJM_ROR_2_MISO_MO-IL | PJM_ROR | MISO_MO-IL | Internal | Winter | B19 | 700 | 1111 | 0 | 41.99 | 41.91 | 2 | 0
2020 | PJM_ROR_2_MISO_MO-IL | PJM_ROR | MISO_MO-IL | Internal | Winter | B20 | 935 | 1111 | 0 | 35.85 | 37.75 | 2 | 0
2020 | PJM_ROR_2_MISO_W | PJM_ROR | MISO_W | Internal | Shoulder | B11 | 25 | 709 | 709 | 53.69 | 55.7 | 2 | 0.01
2020 | PJM_ROR_2_MISO_W | PJM_ROR | MISO_W | Internal | Shoulder | B12 | 200 | 709 | 0 | 48.4 | 46.4 | 2 | 0
2020 | PJM_ROR_2_MISO_W | PJM_ROR | MISO_W | Internal | Shoulder | B13 | 600 | 709 | 0 | 42.88 | 43.22 | 2 | 0
2020 | PJM_ROR_2_MISO_W | PJM_ROR | MISO_W | Internal | Shoulder | B14 | 900 | 709 | 0 | 40.17 | 40.41 | 2 | 0
2020 | PJM_ROR_2_MISO_W | PJM_ROR | MISO_W | Internal | Shoulder | B15 | 1203 | 709 | 0 | 37.45 | 38.21 | 2 | 0
2020 | PJM_ROR_2_MISO_W | PJM_ROR | MISO_W | Internal | Summer | B1 | 10 | 709 | 0 | 66.54 | 64.53 | 2 | 0
2020 | PJM_ROR_2_MISO_W | PJM_ROR | MISO_W | Internal | Summer | B2 | 25 | 709 | 0 | 65.16 | 63.38 | 2 | 0
2020 | PJM_ROR_2_MISO_W | PJM_ROR | MISO_W | Internal | Summer | B3 | 75 | 709 | 0 | 61.86 | 63.38 | 2 | 0
2020 | PJM_ROR_2_MISO_W | PJM_ROR | MISO_W | Internal | Summer | B4 | 100 | 709 | 0 | 61.86 | 61.18 | 2 | 0
2020 | PJM_ROR_2_MISO_W | PJM_ROR | MISO_W | Internal | Summer | B5 | 200 | 709 | 0 | 56.97 | 58.79 | 2 | 0
2020 | PJM_ROR_2_MISO_W | PJM_ROR | MISO_W | Internal | Summer | B6 | 300 | 709 | 0 | 49.34 | 49.1 | 2 | 0
2020 | PJM_ROR_2_MISO_W | PJM_ROR | MISO_W | Internal | Summer | B7 | 400 | 709 | 0 | 42.26 | 40.27 | 2 | 0
2020 | PJM_ROR_2_MISO_W | PJM_ROR | MISO_W | Internal | Summer | B8 | 500 | 709 | 0 | 38.01 | 38.03 | 2 | 0
2020 | PJM_ROR_2_MISO_W | PJM_ROR | MISO_W | Internal | Summer | B9 | 800 | 709 | 0 | 36.2 | 36.95 | 2 | 0
2020 | PJM_ROR_2_MISO_W | PJM_ROR | MISO_W | Internal | Summer | B10 | 1262 | 709 | 0 | 34.67 | 35.98 | 2 | 0
2020 | PJM_ROR_2_MISO_W | PJM_ROR | MISO_W | Internal | Winter | B16 | 25 | 709 | 0 | 54.18 | 52.72 | 2 | 0
2020 | PJM_ROR_2_MISO_W | PJM_ROR | MISO_W | Internal | Winter | B17 | 100 | 709 | 0 | 50.17 | 48.17 | 2 | 0
2020 | PJM_ROR_2_MISO_W | PJM_ROR | MISO_W | Internal | Winter | B18 | 400 | 709 | 0 | 44.33 | 42.34 | 2 | 0
2020 | PJM_ROR_2_MISO_W | PJM_ROR | MISO_W | Internal | Winter | B19 | 700 | 709 | 0 | 41.99 | 41.96 | 2 | 0
2020 | PJM_ROR_2_MISO_W | PJM_ROR | MISO_W | Internal | Winter | B20 | 935 | 709 | 0 | 35.85 | 37.75 | 2 | 0
2020 | PJM_ROR_2_MISO_WUMS | PJM_ROR | MISO_WUMS | Internal | Shoulder | B11 | 25 | 1467 | 822.62 | 53.69 | 55.69 | 2 | 0
2020 | PJM_ROR_2_MISO_WUMS | PJM_ROR | MISO_WUMS | Internal | Shoulder | B12 | 200 | 1467 | 0 | 48.4 | 46.41 | 2 | 0
2020 | PJM_ROR_2_MISO_WUMS | PJM_ROR | MISO_WUMS | Internal | Shoulder | B13 | 600 | 1467 | 0 | 42.88 | 43.24 | 2 | 0
2020 | PJM_ROR_2_MISO_WUMS | PJM_ROR | MISO_WUMS | Internal | Shoulder | B14 | 900 | 1467 | 0 | 40.17 | 40.42 | 2 | 0
2020 | PJM_ROR_2_MISO_WUMS | PJM_ROR | MISO_WUMS | Internal | Shoulder | B15 | 1203 | 1467 | 0 | 37.45 | 38.2 | 2 | 0
2020 | PJM_ROR_2_MISO_WUMS | PJM_ROR | MISO_WUMS | Internal | Summer | B1 | 10 | 1467 | 0 | 66.54 | 63.96 | 2 | 0
2020 | PJM_ROR_2_MISO_WUMS | PJM_ROR | MISO_WUMS | Internal | Summer | B2 | 25 | 1467 | 0 | 65.16 | 63.36 | 2 | 0
2020 | PJM_ROR_2_MISO_WUMS | PJM_ROR | MISO_WUMS | Internal | Summer | B3 | 75 | 1467 | 0 | 61.86 | 60.4 | 2 | 0
2020 | PJM_ROR_2_MISO_WUMS | PJM_ROR | MISO_WUMS | Internal | Summer | B4 | 100 | 1467 | 0 | 61.86 | 60.4 | 2 | 0
2020 | PJM_ROR_2_MISO_WUMS | PJM_ROR | MISO_WUMS | Internal | Summer | B5 | 200 | 1467 | 0 | 56.97 | 58.78 | 2 | 0
2020 | PJM_ROR_2_MISO_WUMS | PJM_ROR | MISO_WUMS | Internal | Summer | B6 | 300 | 1467 | 0 | 49.34 | 49.09 | 2 | 0
2020 | PJM_ROR_2_MISO_WUMS | PJM_ROR | MISO_WUMS | Internal | Summer | B7 | 400 | 1467 | 0 | 42.26 | 40.28 | 2 | 0
2020 | PJM_ROR_2_MISO_WUMS | PJM_ROR | MISO_WUMS | Internal | Summer | B8 | 500 | 1467 | 0 | 38.01 | 38.04 | 2 | 0
2020 | PJM_ROR_2_MISO_WUMS | PJM_ROR | MISO_WUMS | Internal | Summer | B9 | 800 | 1467 | 0 | 36.2 | 36.94 | 2 | 0
2020 | PJM_ROR_2_MISO_WUMS | PJM_ROR | MISO_WUMS | Internal | Summer | B10 | 1262 | 1467 | 0 | 34.67 | 36 | 2 | 0
2020 | PJM_ROR_2_MISO_WUMS | PJM_ROR | MISO_WUMS | Internal | Winter | B16 | 25 | 1467 | 0 | 54.18 | 52.73 | 2 | 0
2020 | PJM_ROR_2_MISO_WUMS | PJM_ROR | MISO_WUMS | Internal | Winter | B17 | 100 | 1467 | 0 | 50.17 | 48.18 | 2 | 0
2020 | PJM_ROR_2_MISO_WUMS | PJM_ROR | MISO_WUMS | Internal | Winter | B18 | 400 | 1467 | 0 | 44.33 | 42.34 | 2 | 0
2020 | PJM_ROR_2_MISO_WUMS | PJM_ROR | MISO_WUMS | Internal | Winter | B19 | 700 | 1467 | 0 | 41.99 | 41.95 | 2 | 0
2020 | PJM_ROR_2_MISO_WUMS | PJM_ROR | MISO_WUMS | Internal | Winter | B20 | 935 | 1467 | 0 | 35.85 | 37.77 | 2 | 0
2020 | PJM_ROR_2_PJM_ROM | PJM_ROR | PJM_ROM | Internal | Shoulder | B11 | 25 | 8000 | 0 | 53.69 | 53.68 | 0.01 | 0
2020 | PJM_ROR_2_PJM_ROM | PJM_ROR | PJM_ROM | Internal | Shoulder | B12 | 200 | 8000 | 0 | 48.4 | 48.39 | 0.01 | 0
2020 | PJM_ROR_2_PJM_ROM | PJM_ROR | PJM_ROM | Internal | Shoulder | B13 | 600 | 8000 | 0 | 42.88 | 42.87 | 0.01 | 0
2020 | PJM_ROR_2_PJM_ROM | PJM_ROR | PJM_ROM | Internal | Shoulder | B14 | 900 | 8000 | 1123.78 | 40.17 | 40.18 | 0.01 | 0
2020 | PJM_ROR_2_PJM_ROM | PJM_ROR | PJM_ROM | Internal | Shoulder | B15 | 1203 | 8000 | 1177.9 | 37.45 | 37.46 | 0.01 | 0
2020 | PJM_ROR_2_PJM_ROM | PJM_ROR | PJM_ROM | Internal | Summer | B1 | 10 | 8000 | 3530.5 | 66.54 | 66.55 | 0.01 | 0
2020 | PJM_ROR_2_PJM_ROM | PJM_ROR | PJM_ROM | Internal | Summer | B2 | 25 | 8000 | 1703.87 | 65.16 | 65.17 | 0.01 | 0
2020 | PJM_ROR_2_PJM_ROM | PJM_ROR | PJM_ROM | Internal | Summer | B3 | 75 | 8000 | 0 | 61.86 | 61.85 | 0.01 | 0
2020 | PJM_ROR_2_PJM_ROM | PJM_ROR | PJM_ROM | Internal | Summer | B4 | 100 | 8000 | 0 | 61.86 | 61.85 | 0.01 | 0
2020 | PJM_ROR_2_PJM_ROM | PJM_ROR | PJM_ROM | Internal | Summer | B5 | 200 | 8000 | 0 | 56.97 | 56.96 | 0.01 | 0
2020 | PJM_ROR_2_PJM_ROM | PJM_ROR | PJM_ROM | Internal | Summer | B6 | 300 | 8000 | 0 | 49.34 | 49.33 | 0.01 | 0
2020 | PJM_ROR_2_PJM_ROM | PJM_ROR | PJM_ROM | Internal | Summer | B7 | 400 | 8000 | 0 | 42.26 | 42.24 | 0.01 | 0
2020 | PJM_ROR_2_PJM_ROM | PJM_ROR | PJM_ROM | Internal | Summer | B8 | 500 | 8000 | 2268.79 | 38.01 | 38.02 | 0.01 | 0
2020 | PJM_ROR_2_PJM_ROM | PJM_ROR | PJM_ROM | Internal | Summer | B9 | 800 | 8000 | 6141.12 | 36.2 | 36.21 | 0.01 | 0
2020 | PJM_ROR_2_PJM_ROM | PJM_ROR | PJM_ROM | Internal | Summer | B10 | 1262 | 8000 | 6534.05 | 34.67 | 34.68 | 0.01 | 0
2020 | PJM_ROR_2_PJM_ROM | PJM_ROR | PJM_ROM | Internal | Winter | B16 | 25 | 8000 | 409.17 | 54.18 | 54.19 | 0.01 | 0
2020 | PJM_ROR_2_PJM_ROM | PJM_ROR | PJM_ROM | Internal | Winter | B17 | 100 | 8000 | 874.46 | 50.17 | 50.18 | 0.01 | 0
2020 | PJM_ROR_2_PJM_ROM | PJM_ROR | PJM_ROM | Internal | Winter | B18 | 400 | 8000 | 6004.98 | 44.33 | 44.34 | 0.01 | 0
2020 | PJM_ROR_2_PJM_ROM | PJM_ROR | PJM_ROM | Internal | Winter | B19 | 700 | 8000 | 6221.87 | 41.99 | 42 | 0.01 | 0
2020 | PJM_ROR_2_PJM_ROM | PJM_ROR | PJM_ROM | Internal | Winter | B20 | 935 | 8000 | 8000 | 35.85 | 35.99 | 0.01 | 0.13
2020 | PJM_ROR_2_TVA_Transmission | PJM_ROR | TVA_Transmission | Internal | Shoulder | B11 | 25 | 2500 | 0 | 53.69 | 59.21 | 6 | 0
2020 | PJM_ROR_2_TVA_Transmission | PJM_ROR | TVA_Transmission | Internal | Shoulder | B12 | 200 | 2500 | 0 | 48.4 | 48.41 | 6 | 0
2020 | PJM_ROR_2_TVA_Transmission | PJM_ROR | TVA_Transmission | Internal | Shoulder | B13 | 600 | 2500 | 0 | 42.88 | 45.27 | 6 | 0
2020 | PJM_ROR_2_TVA_Transmission | PJM_ROR | TVA_Transmission | Internal | Shoulder | B14 | 900 | 2500 | 0 | 40.17 | 43.74 | 6 | 0
2020 | PJM_ROR_2_TVA_Transmission | PJM_ROR | TVA_Transmission | Internal | Shoulder | B15 | 1203 | 2500 | 0 | 37.45 | 40.84 | 6 | 0
2020 | PJM_ROR_2_TVA_Transmission | PJM_ROR | TVA_Transmission | Internal | Summer | B1 | 10 | 2500 | 2076.21 | 66.54 | 72.54 | 6 | 0
2020 | PJM_ROR_2_TVA_Transmission | PJM_ROR | TVA_Transmission | Internal | Summer | B2 | 25 | 2500 | 1921.32 | 65.16 | 71.16 | 6 | 0
2020 | PJM_ROR_2_TVA_Transmission | PJM_ROR | TVA_Transmission | Internal | Summer | B3 | 75 | 2500 | 1262.7 | 61.86 | 67.86 | 6 | 0
2020 | PJM_ROR_2_TVA_Transmission | PJM_ROR | TVA_Transmission | Internal | Summer | B4 | 100 | 2500 | 524.87 | 61.86 | 67.86 | 6 | 0
2020 | PJM_ROR_2_TVA_Transmission | PJM_ROR | TVA_Transmission | Internal | Summer | B5 | 200 | 2500 | 0 | 56.97 | 62.37 | 6 | 0
2020 | PJM_ROR_2_TVA_Transmission | PJM_ROR | TVA_Transmission | Internal | Summer | B6 | 300 | 2500 | 0 | 49.34 | 54.98 | 6 | 0
2020 | PJM_ROR_2_TVA_Transmission | PJM_ROR | TVA_Transmission | Internal | Summer | B7 | 400 | 2500 | 0 | 42.26 | 47.59 | 6 | 0
2020 | PJM_ROR_2_TVA_Transmission | PJM_ROR | TVA_Transmission | Internal | Summer | B8 | 500 | 2500 | 0 | 38.01 | 42.27 | 6 | 0
2020 | PJM_ROR_2_TVA_Transmission | PJM_ROR | TVA_Transmission | Internal | Summer | B9 | 800 | 2500 | 0 | 36.2 | 40.08 | 6 | 0
2020 | PJM_ROR_2_TVA_Transmission | PJM_ROR | TVA_Transmission | Internal | Summer | B10 | 1262 | 2500 | 0 | 34.67 | 38.22 | 6 | 0
2020 | PJM_ROR_2_TVA_Transmission | PJM_ROR | TVA_Transmission | Internal | Winter | B16 | 25 | 2500 | 900 | 54.18 | 60.18 | 6 | 0
2020 | PJM_ROR_2_TVA_Transmission | PJM_ROR | TVA_Transmission | Internal | Winter | B17 | 100 | 2500 | 0 | 50.17 | 50.64 | 6 | 0
2020 | PJM_ROR_2_TVA_Transmission | PJM_ROR | TVA_Transmission | Internal | Winter | B18 | 400 | 2500 | 0 | 44.33 | 46.01 | 6 | 0
2020 | PJM_ROR_2_TVA_Transmission | PJM_ROR | TVA_Transmission | Internal | Winter | B19 | 700 | 2500 | 0 | 41.99 | 44.26 | 6 | 0
2020 | PJM_ROR_2_TVA_Transmission | PJM_ROR | TVA_Transmission | Internal | Winter | B20 | 935 | 2500 | 0 | 35.85 | 41.13 | 6 | 0
2020 | PJM_ROR_2_VACAR | PJM_ROR | VACAR | Internal | Shoulder | B11 | 25 | 3000 | 3000 | 53.69 | 60.66 | 6 | 0.97
2020 | PJM_ROR_2_VACAR | PJM_ROR | VACAR | Internal | Shoulder | B12 | 200 | 3000 | 97.62 | 48.4 | 54.4 | 6 | 0
2020 | PJM_ROR_2_VACAR | PJM_ROR | VACAR | Internal | Shoulder | B13 | 600 | 3000 | 0 | 42.88 | 47.61 | 6 | 0
2020 | PJM_ROR_2_VACAR | PJM_ROR | VACAR | Internal | Shoulder | B14 | 900 | 3000 | 1.14 | 40.17 | 46.17 | 6 | 0
2020 | PJM_ROR_2_VACAR | PJM_ROR | VACAR | Internal | Shoulder | B15 | 1203 | 3000 | 0 | 37.45 | 42.39 | 6 | 0
2020 | PJM_ROR_2_VACAR | PJM_ROR | VACAR | Internal | Summer | B1 | 10 | 3000 | 3000 | 66.54 | 73.8 | 6 | 1.27
2020 | PJM_ROR_2_VACAR | PJM_ROR | VACAR | Internal | Summer | B2 | 25 | 3000 | 3000 | 65.16 | 73.8 | 6 | 2.65
2020 | PJM_ROR_2_VACAR | PJM_ROR | VACAR | Internal | Summer | B3 | 75 | 3000 | 3000 | 61.86 | 73.8 | 6 | 5.94
2020 | PJM_ROR_2_VACAR | PJM_ROR | VACAR | Internal | Summer | B4 | 100 | 3000 | 3000 | 61.86 | 72.49 | 6 | 4.62
2020 | PJM_ROR_2_VACAR | PJM_ROR | VACAR | Internal | Summer | B5 | 200 | 3000 | 3000 | 56.97 | 63.36 | 6 | 0.39
2020 | PJM_ROR_2_VACAR | PJM_ROR | VACAR | Internal | Summer | B6 | 300 | 3000 | 3000 | 49.34 | 56.6 | 6 | 1.26
2020 | PJM_ROR_2_VACAR | PJM_ROR | VACAR | Internal | Summer | B7 | 400 | 3000 | 3000 | 42.26 | 49.06 | 6 | 0.8
2020 | PJM_ROR_2_VACAR | PJM_ROR | VACAR | Internal | Summer | B8 | 500 | 3000 | 2993.18 | 38.01 | 44.01 | 6 | 0
2020 | PJM_ROR_2_VACAR | PJM_ROR | VACAR | Internal | Summer | B9 | 800 | 3000 | 1037.65 | 36.2 | 42.2 | 6 | 0
2020 | PJM_ROR_2_VACAR | PJM_ROR | VACAR | Internal | Summer | B10 | 1262 | 3000 | 2998.75 | 34.67 | 40.67 | 6 | 0
2020 | PJM_ROR_2_VACAR | PJM_ROR | VACAR | Internal | Winter | B16 | 25 | 3000 | 3000 | 54.18 | 74.75 | 6 | 14.57
2020 | PJM_ROR_2_VACAR | PJM_ROR | VACAR | Internal | Winter | B17 | 100 | 3000 | 2299.59 | 50.17 | 56.17 | 6 | 0
2020 | PJM_ROR_2_VACAR | PJM_ROR | VACAR | Internal | Winter | B18 | 400 | 3000 | 0 | 44.33 | 48.72 | 6 | 0
2020 | PJM_ROR_2_VACAR | PJM_ROR | VACAR | Internal | Winter | B19 | 700 | 3000 | 0 | 41.99 | 46.27 | 6 | 0
2020 | PJM_ROR_2_VACAR | PJM_ROR | VACAR | Internal | Winter | B20 | 935 | 3000 | 920.92 | 35.85 | 41.85 | 6 | 0
2020 | PJM_ROM_2_NYISO_A-F | PJM_ROM | NYISO_A-F | Internal | Shoulder | B11 | 25 | 2000 | 0 | 53.68 | 40.5 | 6 | 0
2020 | PJM_ROM_2_NYISO_A-F | PJM_ROM | NYISO_A-F | Internal | Shoulder | B12 | 200 | 2000 | 0 | 48.39 | 40.37 | 6 | 0
2020 | PJM_ROM_2_NYISO_A-F | PJM_ROM | NYISO_A-F | Internal | Shoulder | B13 | 600 | 2000 | 0 | 42.87 | 39.87 | 6 | 0
2020 | PJM_ROM_2_NYISO_A-F | PJM_ROM | NYISO_A-F | Internal | Shoulder | B14 | 900 | 2000 | 0 | 40.18 | 38.61 | 6 | 0
2020 | PJM_ROM_2_NYISO_A-F | PJM_ROM | NYISO_A-F | Internal | Shoulder | B15 | 1203 | 2000 | 0 | 37.46 | 38.61 | 6 | 0
2020 | PJM_ROM_2_NYISO_A-F | PJM_ROM | NYISO_A-F | Internal | Summer | B1 | 10 | 2000 | 0 | 66.55 | 58.55 | 6 | 0
2020 | PJM_ROM_2_NYISO_A-F | PJM_ROM | NYISO_A-F | Internal | Summer | B2 | 25 | 2000 | 0 | 65.17 | 57.17 | 6 | 0
2020 | PJM_ROM_2_NYISO_A-F | PJM_ROM | NYISO_A-F | Internal | Summer | B3 | 75 | 2000 | 0 | 61.85 | 51.61 | 6 | 0
2020 | PJM_ROM_2_NYISO_A-F | PJM_ROM | NYISO_A-F | Internal | Summer | B4 | 100 | 2000 | 0 | 61.85 | 46.14 | 6 | 0
2020 | PJM_ROM_2_NYISO_A-F | PJM_ROM | NYISO_A-F | Internal | Summer | B5 | 200 | 2000 | 0 | 56.96 | 45.82 | 6 | 0
2020 | PJM_ROM_2_NYISO_A-F | PJM_ROM | NYISO_A-F | Internal | Summer | B6 | 300 | 2000 | 0 | 49.33 | 42.32 | 6 | 0
2020 | PJM_ROM_2_NYISO_A-F | PJM_ROM | NYISO_A-F | Internal | Summer | B7 | 400 | 2000 | 0 | 42.24 | 38.61 | 6 | 0
2020 | PJM_ROM_2_NYISO_A-F | PJM_ROM | NYISO_A-F | Internal | Summer | B8 | 500 | 2000 | 0 | 38.02 | 37.6 | 6 | 0
2020 | PJM_ROM_2_NYISO_A-F | PJM_ROM | NYISO_A-F | Internal | Summer | B9 | 800 | 2000 | 0 | 36.21 | 36.93 | 6 | 0
2020 | PJM_ROM_2_NYISO_A-F | PJM_ROM | NYISO_A-F | Internal | Summer | B10 | 1262 | 2000 | 0 | 34.68 | 36.93 | 6 | 0
2020 | PJM_ROM_2_NYISO_A-F | PJM_ROM | NYISO_A-F | Internal | Winter | B16 | 25 | 2000 | 0 | 54.19 | 46.19 | 6 | 0
2020 | PJM_ROM_2_NYISO_A-F | PJM_ROM | NYISO_A-F | Internal | Winter | B17 | 100 | 2000 | 0 | 50.18 | 43.42 | 6 | 0
2020 | PJM_ROM_2_NYISO_A-F | PJM_ROM | NYISO_A-F | Internal | Winter | B18 | 400 | 2000 | 0 | 44.34 | 42.26 | 6 | 0
2020 | PJM_ROM_2_NYISO_A-F | PJM_ROM | NYISO_A-F | Internal | Winter | B19 | 700 | 2000 | 0 | 42 | 42.26 | 6 | 0
2020 | PJM_ROM_2_NYISO_A-F | PJM_ROM | NYISO_A-F | Internal | Winter | B20 | 935 | 2000 | 2000 | 35.99 | 42.26 | 6 | 0.27
2020 | PJM_ROM_2_PJM_E | PJM_ROM | PJM_E | Internal | Shoulder | B11 | 25 | 8000 | 0 | 53.68 | 53.67 | 0.01 | 0
2020 | PJM_ROM_2_PJM_E | PJM_ROM | PJM_E | Internal | Shoulder | B12 | 200 | 8000 | 0 | 48.39 | 48.38 | 0.01 | 0
2020 | PJM_ROM_2_PJM_E | PJM_ROM | PJM_E | Internal | Shoulder | B13 | 600 | 8000 | 0 | 42.87 | 42.86 | 0.01 | 0
2020 | PJM_ROM_2_PJM_E | PJM_ROM | PJM_E | Internal | Shoulder | B14 | 900 | 8000 | 0 | 40.18 | 40.17 | 0.01 | 0
2020 | PJM_ROM_2_PJM_E | PJM_ROM | PJM_E | Internal | Shoulder | B15 | 1203 | 8000 | 77.3 | 37.46 | 37.47 | 0.01 | 0
2020 | PJM_ROM_2_PJM_E | PJM_ROM | PJM_E | Internal | Summer | B1 | 10 | 8000 | 3158.2 | 66.55 | 66.56 | 0.01 | 0
2020 | PJM_ROM_2_PJM_E | PJM_ROM | PJM_E | Internal | Summer | B2 | 25 | 8000 | 1765.32 | 65.17 | 65.18 | 0.01 | 0
2020 | PJM_ROM_2_PJM_E | PJM_ROM | PJM_E | Internal | Summer | B3 | 75 | 8000 | 0 | 61.85 | 61.84 | 0.01 | 0
2020 | PJM_ROM_2_PJM_E | PJM_ROM | PJM_E | Internal | Summer | B4 | 100 | 8000 | 0 | 61.85 | 61.84 | 0.01 | 0
2020 | PJM_ROM_2_PJM_E | PJM_ROM | PJM_E | Internal | Summer | B5 | 200 | 8000 | 0 | 56.96 | 56.95 | 0.01 | 0
2020 | PJM_ROM_2_PJM_E | PJM_ROM | PJM_E | Internal | Summer | B6 | 300 | 8000 | 0 | 49.33 | 49.31 | 0.01 | 0
2020 | PJM_ROM_2_PJM_E | PJM_ROM | PJM_E | Internal | Summer | B7 | 400 | 8000 | 0 | 42.24 | 42.23 | 0.01 | 0
2020 | PJM_ROM_2_PJM_E | PJM_ROM | PJM_E | Internal | Summer | B8 | 500 | 8000 | 0 | 38.02 | 38.01 | 0.01 | 0
2020 | PJM_ROM_2_PJM_E | PJM_ROM | PJM_E | Internal | Summer | B9 | 800 | 8000 | 1864.65 | 36.21 | 36.22 | 0.01 | 0
2020 | PJM_ROM_2_PJM_E | PJM_ROM | PJM_E | Internal | Summer | B10 | 1262 | 8000 | 3454.65 | 34.68 | 34.69 | 0.01 | 0
2020 | PJM_ROM_2_PJM_E | PJM_ROM | PJM_E | Internal | Winter | B16 | 25 | 8000 | 451.75 | 54.19 | 54.21 | 0.01 | 0
2020 | PJM_ROM_2_PJM_E | PJM_ROM | PJM_E | Internal | Winter | B17 | 100 | 8000 | 0 | 50.18 | 50.17 | 0.01 | 0
2020 | PJM_ROM_2_PJM_E | PJM_ROM | PJM_E | Internal | Winter | B18 | 400 | 8000 | 3859.93 | 44.34 | 44.36 | 0.01 | 0
2020 | PJM_ROM_2_PJM_E | PJM_ROM | PJM_E | Internal | Winter | B19 | 700 | 8000 | 4175.74 | 42 | 42.02 | 0.01 | 0
2020 | PJM_ROM_2_PJM_E | PJM_ROM | PJM_E | Internal | Winter | B20 | 935 | 8000 | 3916.98 | 35.99 | 36.01 | 0.01 | 0
2020 | PJM_ROM_2_PJM_ROR | PJM_ROM | PJM_ROR | Internal | Shoulder | B11 | 25 | 8000 | 4582.73 | 53.68 | 53.69 | 0.01 | 0
2020 | PJM_ROM_2_PJM_ROR | PJM_ROM | PJM_ROR | Internal | Shoulder | B12 | 200 | 8000 | 2430.95 | 48.39 | 48.4 | 0.01 | 0
2020 | PJM_ROM_2_PJM_ROR | PJM_ROM | PJM_ROR | Internal | Shoulder | B13 | 600 | 8000 | 1433.45 | 42.87 | 42.88 | 0.01 | 0
2020 | PJM_ROM_2_PJM_ROR | PJM_ROM | PJM_ROR | Internal | Shoulder | B14 | 900 | 8000 | 0 | 40.18 | 40.17 | 0.01 | 0
2020 | PJM_ROM_2_PJM_ROR | PJM_ROM | PJM_ROR | Internal | Shoulder | B15 | 1203 | 8000 | 0 | 37.46 | 37.45 | 0.01 | 0
2020 | PJM_ROM_2_PJM_ROR | PJM_ROM | PJM_ROR | Internal | Summer | B1 | 10 | 8000 | 0 | 66.55 | 66.54 | 0.01 | 0
2020 | PJM_ROM_2_PJM_ROR | PJM_ROM | PJM_ROR | Internal | Summer | B2 | 25 | 8000 | 0 | 65.17 | 65.16 | 0.01 | 0
2020 | PJM_ROM_2_PJM_ROR | PJM_ROM | PJM_ROR | Internal | Summer | B3 | 75 | 8000 | 1254.88 | 61.85 | 61.86 | 0.01 | 0
2020 | PJM_ROM_2_PJM_ROR | PJM_ROM | PJM_ROR | Internal | Summer | B4 | 100 | 8000 | 4129.53 | 61.85 | 61.86 | 0.01 | 0
2020 | PJM_ROM_2_PJM_ROR | PJM_ROM | PJM_ROR | Internal | Summer | B5 | 200 | 8000 | 2233.7 | 56.96 | 56.97 | 0.01 | 0
2020 | PJM_ROM_2_PJM_ROR | PJM_ROM | PJM_ROR | Internal | Summer | B6 | 300 | 8000 | 0 | 49.33 | 49.34 | 0.01 | 0
2020 | PJM_ROM_2_PJM_ROR | PJM_ROM | PJM_ROR | Internal | Summer | B7 | 400 | 8000 | 203.55 | 42.24 | 42.26 | 0.01 | 0
2020 | PJM_ROM_2_PJM_ROR | PJM_ROM | PJM_ROR | Internal | Summer | B8 | 500 | 8000 | 0 | 38.02 | 38.01 | 0.01 | 0
2020 | PJM_ROM_2_PJM_ROR | PJM_ROM | PJM_ROR | Internal | Summer | B9 | 800 | 8000 | 0 | 36.21 | 36.2 | 0.01 | 0
2020 | PJM_ROM_2_PJM_ROR | PJM_ROM | PJM_ROR | Internal | Summer | B10 | 1262 | 8000 | 0 | 34.68 | 34.67 | 0.01 | 0
2020 | PJM_ROM_2_PJM_ROR | PJM_ROM | PJM_ROR | Internal | Winter | B16 | 25 | 8000 | 0 | 54.19 | 54.18 | 0.01 | 0
2020 | PJM_ROM_2_PJM_ROR | PJM_ROM | PJM_ROR | Internal | Winter | B17 | 100 | 8000 | 0 | 50.18 | 50.17 | 0.01 | 0
2020 | PJM_ROM_2_PJM_ROR | PJM_ROM | PJM_ROR | Internal | Winter | B18 | 400 | 8000 | 0 | 44.34 | 44.33 | 0.01 | 0
2020 | PJM_ROM_2_PJM_ROR | PJM_ROM | PJM_ROR | Internal | Winter | B19 | 700 | 8000 | 0 | 42 | 41.99 | 0.01 | 0
2020 | PJM_ROM_2_PJM_ROR | PJM_ROM | PJM_ROR | Internal | Winter | B20 | 935 | 8000 | 0 | 35.99 | 35.85 | 0.01 | 0
2020 | SOCO_2_FRCC | SOCO | FRCC | Internal | Shoulder | B11 | 25 | 3700 | 2616.1 | 67.66 | 77.66 | 10 | 0
2020 | SOCO_2_FRCC | SOCO | FRCC | Internal | Shoulder | B12 | 200 | 3700 | 2124.18 | 44.4 | 54.4 | 10 | 0
2020 | SOCO_2_FRCC | SOCO | FRCC | Internal | Shoulder | B13 | 600 | 3700 | 0 | 42.57 | 50.36 | 10 | 0
2020 | SOCO_2_FRCC | SOCO | FRCC | Internal | Shoulder | B14 | 900 | 3700 | 0 | 42.57 | 49.53 | 10 | 0
2020 | SOCO_2_FRCC | SOCO | FRCC | Internal | Shoulder | B15 | 1203 | 3700 | 0 | 42.57 | 47.5 | 10 | 0
2020 | SOCO_2_FRCC | SOCO | FRCC | Internal | Summer | B1 | 10 | 3700 | 248.52 | 71.71 | 81.71 | 10 | 0
2020 | SOCO_2_FRCC | SOCO | FRCC | Internal | Summer | B2 | 25 | 3700 | 0 | 70.36 | 77.75 | 10 | 0
2020 | SOCO_2_FRCC | SOCO | FRCC | Internal | Summer | B3 | 75 | 3700 | 0 | 70.36 | 77.75 | 10 | 0
2020 | SOCO_2_FRCC | SOCO | FRCC | Internal | Summer | B4 | 100 | 3700 | 0 | 70.36 | 77.75 | 10 | 0
2020 | SOCO_2_FRCC | SOCO | FRCC | Internal | Summer | B5 | 200 | 3700 | 0 | 70.36 | 77.75 | 10 | 0
2020 | SOCO_2_FRCC | SOCO | FRCC | Internal | Summer | B6 | 300 | 3700 | 507.48 | 63.6 | 73.6 | 10 | 0
2020 | SOCO_2_FRCC | SOCO | FRCC | Internal | Summer | B7 | 400 | 3700 | 1817.79 | 56.06 | 66.06 | 10 | 0
2020 | SOCO_2_FRCC | SOCO | FRCC | Internal | Summer | B8 | 500 | 3700 | 1098.17 | 44.08 | 54.08 | 10 | 0
2020 | SOCO_2_FRCC | SOCO | FRCC | Internal | Summer | B9 | 800 | 3700 | 0 | 41.3 | 48.76 | 10 | 0
2020 | SOCO_2_FRCC | SOCO | FRCC | Internal | Summer | B10 | 1262 | 3700 | 0 | 41.3 | 46.76 | 10 | 0
2020 | SOCO_2_FRCC | SOCO | FRCC | Internal | Winter | B16 | 25 | 3700 | 1247.09 | 64.75 | 74.75 | 10 | 0
2020 | SOCO_2_FRCC | SOCO | FRCC | Internal | Winter | B17 | 100 | 3700 | 1100.2 | 46.79 | 56.79 | 10 | 0
2020 | SOCO_2_FRCC | SOCO | FRCC | Internal | Winter | B18 | 400 | 3700 | 0 | 45.18 | 51.86 | 10 | 0
2020 | SOCO_2_FRCC | SOCO | FRCC | Internal | Winter | B19 | 700 | 3700 | 0 | 45.18 | 51.86 | 10 | 0
2020 | SOCO_2_FRCC | SOCO | FRCC | Internal | Winter | B20 | 935 | 3700 | 0 | 44.62 | 49.73 | 10 | 0
2020 | SOCO_2_VACAR | SOCO | VACAR | Internal | Shoulder | B11 | 25 | 2000 | 0 | 67.66 | 60.66 | 10 | 0
2020 | SOCO_2_VACAR | SOCO | VACAR | Internal | Shoulder | B12 | 200 | 2000 | 536.01 | 44.4 | 54.4 | 10 | 0
2020 | SOCO_2_VACAR | SOCO | VACAR | Internal | Shoulder | B13 | 600 | 2000 | 0 | 42.57 | 47.61 | 10 | 0
2020 | SOCO_2_VACAR | SOCO | VACAR | Internal | Shoulder | B14 | 900 | 2000 | 0 | 42.57 | 46.17 | 10 | 0
2020 | SOCO_2_VACAR | SOCO | VACAR | Internal | Shoulder | B15 | 1203 | 2000 | 0 | 42.57 | 42.39 | 10 | 0
2020 | SOCO_2_VACAR | SOCO | VACAR | Internal | Summer | B1 | 10 | 2000 | 0 | 71.71 | 73.8 | 10 | 0
2020 | SOCO_2_VACAR | SOCO | VACAR | Internal | Summer | B2 | 25 | 2000 | 0 | 70.36 | 73.8 | 10 | 0
2020 | SOCO_2_VACAR | SOCO | VACAR | Internal | Summer | B3 | 75 | 2000 | 0 | 70.36 | 73.8 | 10 | 0
2020 | SOCO_2_VACAR | SOCO | VACAR | Internal | Summer | B4 | 100 | 2000 | 0 | 70.36 | 72.49 | 10 | 0
2020 | SOCO_2_VACAR | SOCO | VACAR | Internal | Summer | B5 | 200 | 2000 | 0 | 70.36 | 63.36 | 10 | 0
2020 | SOCO_2_VACAR | SOCO | VACAR | Internal | Summer | B6 | 300 | 2000 | 0 | 63.6 | 56.6 | 10 | 0
2020 | SOCO_2_VACAR | SOCO | VACAR | Internal | Summer | B7 | 400 | 2000 | 0 | 56.06 | 49.06 | 10 | 0
2020 | SOCO_2_VACAR | SOCO | VACAR | Internal | Summer | B8 | 500 | 2000 | 0 | 44.08 | 44.01 | 10 | 0
2020 | SOCO_2_VACAR | SOCO | VACAR | Internal | Summer | B9 | 800 | 2000 | 0 | 41.3 | 42.2 | 10 | 0
2020 | SOCO_2_VACAR | SOCO | VACAR | Internal | Summer | B10 | 1262 | 2000 | 0 | 41.3 | 40.67 | 10 | 0
2020 | SOCO_2_VACAR | SOCO | VACAR | Internal | Winter | B16 | 25 | 2000 | 400.46 | 64.75 | 74.75 | 10 | 0
2020 | SOCO_2_VACAR | SOCO | VACAR | Internal | Winter | B17 | 100 | 2000 | 0 | 46.79 | 56.17 | 10 | 0
2020 | SOCO_2_VACAR | SOCO | VACAR | Internal | Winter | B18 | 400 | 2000 | 0 | 45.18 | 48.72 | 10 | 0
2020 | SOCO_2_VACAR | SOCO | VACAR | Internal | Winter | B19 | 700 | 2000 | 0 | 45.18 | 46.27 | 10 | 0
2020 | SOCO_2_VACAR | SOCO | VACAR | Internal | Winter | B20 | 935 | 2000 | 0 | 44.62 | 41.85 | 10 | 0
2020 | SPP_N_2_ENT | SPP_N | ENT | Internal | Shoulder | B11 | 25 | 1800 | 0 | 62.7 | 59.7 | 5 | 0
2020 | SPP_N_2_ENT | SPP_N | ENT | Internal | Shoulder | B12 | 200 | 1800 | 0 | 44.8 | 42.38 | 5 | 0
2020 | SPP_N_2_ENT | SPP_N | ENT | Internal | Shoulder | B13 | 600 | 1800 | 0 | 42.06 | 42.38 | 5 | 0
2020 | SPP_N_2_ENT | SPP_N | ENT | Internal | Shoulder | B14 | 900 | 1800 | 0 | 40.64 | 42.38 | 5 | 0
2020 | SPP_N_2_ENT | SPP_N | ENT | Internal | Shoulder | B15 | 1203 | 1800 | 0 | 40.53 | 42.07 | 5 | 0
2020 | SPP_N_2_ENT | SPP_N | ENT | Internal | Summer | B1 | 10 | 1800 | 0 | 66.76 | 64.54 | 5 | 0
2020 | SPP_N_2_ENT | SPP_N | ENT | Internal | Summer | B2 | 25 | 1800 | 0 | 66.76 | 63.16 | 5 | 0
2020 | SPP_N_2_ENT | SPP_N | ENT | Internal | Summer | B3 | 75 | 1800 | 0 | 66.76 | 62.36 | 5 | 0
2020 | SPP_N_2_ENT | SPP_N | ENT | Internal | Summer | B4 | 100 | 1800 | 0 | 65.34 | 62.36 | 5 | 0
2020 | SPP_N_2_ENT | SPP_N | ENT | Internal | Summer | B5 | 200 | 1800 | 0 | 62.01 | 59.66 | 5 | 0
2020 | SPP_N_2_ENT | SPP_N | ENT | Internal | Summer | B6 | 300 | 1800 | 0 | 56.1 | 55.88 | 5 | 0
2020 | SPP_N_2_ENT | SPP_N | ENT | Internal | Summer | B7 | 400 | 1800 | 0 | 47.27 | 48.06 | 5 | 0
2020 | SPP_N_2_ENT | SPP_N | ENT | Internal | Summer | B8 | 500 | 1800 | 0 | 40.98 | 41 | 5 | 0
2020 | SPP_N_2_ENT | SPP_N | ENT | Internal | Summer | B9 | 800 | 1800 | 0 | 39.65 | 41 | 5 | 0
2020 | SPP_N_2_ENT | SPP_N | ENT | Internal | Summer | B10 | 1262 | 1800 | 0 | 39.12 | 40.71 | 5 | 0
2020 | SPP_N_2_ENT | SPP_N | ENT | Internal | Winter | B16 | 25 | 1800 | 1059.86 | 51.45 | 56.45 | 5 | 0
2020 | SPP_N_2_ENT | SPP_N | ENT | Internal | Winter | B17 | 100 | 1800 | 0 | 43.38 | 45.1 | 5 | 0
2020 | SPP_N_2_ENT | SPP_N | ENT | Internal | Winter | B18 | 400 | 1800 | 0 | 43.28 | 45.1 | 5 | 0
2020 | SPP_N_2_ENT | SPP_N | ENT | Internal | Winter | B19 | 700 | 1800 | 0 | 43.28 | 44.77 | 5 | 0
2020 | SPP_N_2_ENT | SPP_N | ENT | Internal | Winter | B20 | 935 | 1800 | 0 | 39.12 | 43.65 | 5 | 0
2020 | SPP_N_2_MISO_MO-IL | SPP_N | MISO_MO-IL | Internal | Shoulder | B11 | 25 | 2000 | 0 | 62.7 | 55.7 | 5 | 0
2020 | SPP_N_2_MISO_MO-IL | SPP_N | MISO_MO-IL | Internal | Shoulder | B12 | 200 | 2000 | 0 | 44.8 | 46.4 | 5 | 0
2020 | SPP_N_2_MISO_MO-IL | SPP_N | MISO_MO-IL | Internal | Shoulder | B13 | 600 | 2000 | 0 | 42.06 | 43.21 | 5 | 0
2020 | SPP_N_2_MISO_MO-IL | SPP_N | MISO_MO-IL | Internal | Shoulder | B14 | 900 | 2000 | 0 | 40.64 | 40.4 | 5 | 0
2020 | SPP_N_2_MISO_MO-IL | SPP_N | MISO_MO-IL | Internal | Shoulder | B15 | 1203 | 2000 | 0 | 40.53 | 38.19 | 5 | 0
2020 | SPP_N_2_MISO_MO-IL | SPP_N | MISO_MO-IL | Internal | Summer | B1 | 10 | 2000 | 0 | 66.76 | 64.54 | 5 | 0
2020 | SPP_N_2_MISO_MO-IL | SPP_N | MISO_MO-IL | Internal | Summer | B2 | 25 | 2000 | 0 | 66.76 | 63.37 | 5 | 0
2020 | SPP_N_2_MISO_MO-IL | SPP_N | MISO_MO-IL | Internal | Summer | B3 | 75 | 2000 | 0 | 66.76 | 61.99 | 5 | 0
2020 | SPP_N_2_MISO_MO-IL | SPP_N | MISO_MO-IL | Internal | Summer | B4 | 100 | 2000 | 0 | 65.34 | 61.17 | 5 | 0
2020 | SPP_N_2_MISO_MO-IL | SPP_N | MISO_MO-IL | Internal | Summer | B5 | 200 | 2000 | 0 | 62.01 | 58.78 | 5 | 0
2020 | SPP_N_2_MISO_MO-IL | SPP_N | MISO_MO-IL | Internal | Summer | B6 | 300 | 2000 | 0 | 56.1 | 49.09 | 5 | 0
2020 | SPP_N_2_MISO_MO-IL | SPP_N | MISO_MO-IL | Internal | Summer | B7 | 400 | 2000 | 0 | 47.27 | 40.26 | 5 | 0
2020 | SPP_N_2_MISO_MO-IL | SPP_N | MISO_MO-IL | Internal | Summer | B8 | 500 | 2000 | 0 | 40.98 | 38.04 | 5 | 0
2020 | SPP_N_2_MISO_MO-IL | SPP_N | MISO_MO-IL | Internal | Summer | B9 | 800 | 2000 | 0 | 39.65 | 36.93 | 5 | 0
2020 | SPP_N_2_MISO_MO-IL | SPP_N | MISO_MO-IL | Internal | Summer | B10 | 1262 | 2000 | 0 | 39.12 | 35.99 | 5 | 0
2020 | SPP_N_2_MISO_MO-IL | SPP_N | MISO_MO-IL | Internal | Winter | B16 | 25 | 2000 | 0 | 51.45 | 52.73 | 5 | 0
2020 | SPP_N_2_MISO_MO-IL | SPP_N | MISO_MO-IL | Internal | Winter | B17 | 100 | 2000 | 0 | 43.38 | 48.18 | 5 | 0
2020 | SPP_N_2_MISO_MO-IL | SPP_N | MISO_MO-IL | Internal | Winter | B18 | 400 | 2000 | 0 | 43.28 | 42.33 | 5 | 0
2020 | SPP_N_2_MISO_MO-IL | SPP_N | MISO_MO-IL | Internal | Winter | B19 | 700 | 2000 | 0 | 43.28 | 41.91 | 5 | 0
2020 | SPP_N_2_MISO_MO-IL | SPP_N | MISO_MO-IL | Internal | Winter | B20 | 935 | 2000 | 0 | 39.12 | 37.75 | 5 | 0
2020 | SPP_N_2_NE | SPP_N | NE | Internal | Shoulder | B11 | 25 | 1531 | 0 | 62.7 | 62.69 | 0.01 | 0
2020 | SPP_N_2_NE | SPP_N | NE | Internal | Shoulder | B12 | 200 | 1531 | 0 | 44.8 | 44.79 | 0.01 | 0
2020 | SPP_N_2_NE | SPP_N | NE | Internal | Shoulder | B13 | 600 | 1531 | 0 | 42.06 | 42.05 | 0.01 | 0
2020 | SPP_N_2_NE | SPP_N | NE | Internal | Shoulder | B14 | 900 | 1531 | 0 | 40.64 | 40.63 | 0.01 | 0
2020 | SPP_N_2_NE | SPP_N | NE | Internal | Shoulder | B15 | 1203 | 1531 | 0 | 40.53 | 40.51 | 0.01 | 0
2020 | SPP_N_2_NE | SPP_N | NE | Internal | Summer | B1 | 10 | 1531 | 0 | 66.76 | 66.75 | 0.01 | 0
2020 | SPP_N_2_NE | SPP_N | NE | Internal | Summer | B2 | 25 | 1531 | 0 | 66.76 | 65.33 | 0.01 | 0
2020 | SPP_N_2_NE | SPP_N | NE | Internal | Summer | B3 | 75 | 1531 | 0 | 66.76 | 66.75 | 0.01 | 0
2020 | SPP_N_2_NE | SPP_N | NE | Internal | Summer | B4 | 100 | 1531 | 0 | 65.34 | 65.33 | 0.01 | 0
2020 | SPP_N_2_NE | SPP_N | NE | Internal | Summer | B5 | 200 | 1531 | 0 | 62.01 | 62 | 0.01 | 0
2020 | SPP_N_2_NE | SPP_N | NE | Internal | Summer | B6 | 300 | 1531 | 0 | 56.1 | 56.09 | 0.01 | 0
2020 | SPP_N_2_NE | SPP_N | NE | Internal | Summer | B7 | 400 | 1531 | 0 | 47.27 | 47.26 | 0.01 | 0
2020 | SPP_N_2_NE | SPP_N | NE | Internal | Summer | B8 | 500 | 1531 | 0 | 40.98 | 40.26 | 0.01 | 0
2020 | SPP_N_2_NE | SPP_N | NE | Internal | Summer | B9 | 800 | 1531 | 0 | 39.65 | 39.64 | 0.01 | 0
2020 | SPP_N_2_NE | SPP_N | NE | Internal | Summer | B10 | 1262 | 1531 | 0 | 39.12 | 37.32 | 0.01 | 0
2020 | SPP_N_2_NE | SPP_N | NE | Internal | Winter | B16 | 25 | 1531 | 0 | 51.45 | 51.44 | 0.01 | 0
2020 | SPP_N_2_NE | SPP_N | NE | Internal | Winter | B17 | 100 | 1531 | 0 | 43.38 | 43.37 | 0.01 | 0
2020 | SPP_N_2_NE | SPP_N | NE | Internal | Winter | B18 | 400 | 1531 | 0 | 43.28 | 43.27 | 0.01 | 0
2020 | SPP_N_2_NE | SPP_N | NE | Internal | Winter | B19 | 700 | 1531 | 0 | 43.28 | 43.27 | 0.01 | 0
2020 | SPP_N_2_NE | SPP_N | NE | Internal | Winter | B20 | 935 | 1531 | 0 | 39.12 | 39.11 | 0.01 | 0
2020 | SPP_N_2_SPP_S | SPP_N | SPP_S | Internal | Shoulder | B11 | 25 | 4383 | 0 | 62.7 | 58.47 | 0.01 | 0
2020 | SPP_N_2_SPP_S | SPP_N | SPP_S | Internal | Shoulder | B12 | 200 | 4383 | 0 | 44.8 | 42.47 | 0.01 | 0
2020 | SPP_N_2_SPP_S | SPP_N | SPP_S | Internal | Shoulder | B13 | 600 | 4383 | 0 | 42.06 | 42.05 | 0.01 | 0
2020 | SPP_N_2_SPP_S | SPP_N | SPP_S | Internal | Shoulder | B14 | 900 | 4383 | 0 | 40.64 | 40.63 | 0.01 | 0
2020 | SPP_N_2_SPP_S | SPP_N | SPP_S | Internal | Shoulder | B15 | 1203 | 4383 | 1378.06 | 40.53 | 40.54 | 0.01 | 0
2020 | SPP_N_2_SPP_S | SPP_N | SPP_S | Internal | Summer | B1 | 10 | 4383 | 0 | 66.76 | 56.41 | 0.01 | 0
2020 | SPP_N_2_SPP_S | SPP_N | SPP_S | Internal | Summer | B2 | 25 | 4383 | 0 | 66.76 | 56.88 | 0.01 | 0
2020 | SPP_N_2_SPP_S | SPP_N | SPP_S | Internal | Summer | B3 | 75 | 4383 | 0 | 66.76 | 56.88 | 0.01 | 0
2020 | SPP_N_2_SPP_S | SPP_N | SPP_S | Internal | Summer | B4 | 100 | 4383 | 0 | 65.34 | 56.88 | 0.01 | 0
2020 | SPP_N_2_SPP_S | SPP_N | SPP_S | Internal | Summer | B5 | 200 | 4383 | 0 | 62.01 | 56.41 | 0.01 | 0
2020 | SPP_N_2_SPP_S | SPP_N | SPP_S | Internal | Summer | B6 | 300 | 4383 | 852.72 | 56.1 | 56.11 | 0.01 | 0
2020 | SPP_N_2_SPP_S | SPP_N | SPP_S | Internal | Summer | B7 | 400 | 4383 | 344.88 | 47.27 | 47.28 | 0.01 | 0
2020 | SPP_N_2_SPP_S | SPP_N | SPP_S | Internal | Summer | B8 | 500 | 4383 | 1735.27 | 40.98 | 41 | 0.01 | 0
2020 | SPP_N_2_SPP_S | SPP_N | SPP_S | Internal | Summer | B9 | 800 | 4383 | 1500.84 | 39.65 | 39.66 | 0.01 | 0
2020 | SPP_N_2_SPP_S | SPP_N | SPP_S | Internal | Summer | B10 | 1262 | 4383 | 3921.27 | 39.12 | 39.14 | 0.01 | 0
2020 | SPP_N_2_SPP_S | SPP_N | SPP_S | Internal | Winter | B16 | 25 | 4383 | 0 | 51.45 | 51.44 | 0.01 | 0
2020 | SPP_N_2_SPP_S | SPP_N | SPP_S | Internal | Winter | B17 | 100 | 4383 | 710.89 | 43.38 | 43.39 | 0.01 | 0
2020 | SPP_N_2_SPP_S | SPP_N | SPP_S | Internal | Winter | B18 | 400 | 4383 | 1357.96 | 43.28 | 43.29 | 0.01 | 0
2020 | SPP_N_2_SPP_S | SPP_N | SPP_S | Internal | Winter | B19 | 700 | 4383 | 1818.45 | 43.28 | 43.29 | 0.01 | 0
2020 | SPP_N_2_SPP_S | SPP_N | SPP_S | Internal | Winter | B20 | 935 | 4383 | 3833.38 | 39.12 | 39.14 | 0.01 | 0
2020 | SPP_S_2_ENT | SPP_S | ENT | Internal | Shoulder | B11 | 25 | 850 | 0 | 58.47 | 59.7 | 5 | 0
2020 | SPP_S_2_ENT | SPP_S | ENT | Internal | Shoulder | B12 | 200 | 850 | 0 | 42.47 | 42.38 | 5 | 0
2020 | SPP_S_2_ENT | SPP_S | ENT | Internal | Shoulder | B13 | 600 | 850 | 0 | 42.05 | 42.38 | 5 | 0
2020 | SPP_S_2_ENT | SPP_S | ENT | Internal | Shoulder | B14 | 900 | 850 | 0 | 40.63 | 42.38 | 5 | 0
2020 | SPP_S_2_ENT | SPP_S | ENT | Internal | Shoulder | B15 | 1203 | 850 | 0 | 40.54 | 42.07 | 5 | 0
2020 | SPP_S_2_ENT | SPP_S | ENT | Internal | Summer | B1 | 10 | 850 | 850 | 56.41 | 64.54 | 5 | 3.13
2020 | SPP_S_2_ENT | SPP_S | ENT | Internal | Summer | B2 | 25 | 850 | 850 | 56.88 | 63.16 | 5 | 1.28
2020 | SPP_S_2_ENT | SPP_S | ENT | Internal | Summer | B3 | 75 | 850 | 850 | 56.88 | 62.36 | 5 | 0.48
2020 | SPP_S_2_ENT | SPP_S | ENT | Internal | Summer | B4 | 100 | 850 | 850 | 56.88 | 62.36 | 5 | 0.48
2020 | SPP_S_2_ENT | SPP_S | ENT | Internal | Summer | B5 | 200 | 850 | 0 | 56.41 | 59.66 | 5 | 0
2020 | SPP_S_2_ENT | SPP_S | ENT | Internal | Summer | B6 | 300 | 850 | 0 | 56.11 | 55.88 | 5 | 0
2020 | SPP_S_2_ENT | SPP_S | ENT | Internal | Summer | B7 | 400 | 850 | 0 | 47.28 | 48.06 | 5 | 0
2020 | SPP_S_2_ENT | SPP_S | ENT | Internal | Summer | B8 | 500 | 850 | 0 | 41 | 41 | 5 | 0
2020 | SPP_S_2_ENT | SPP_S | ENT | Internal | Summer | B9 | 800 | 850 | 0 | 39.66 | 41 | 5 | 0
2020 | SPP_S_2_ENT | SPP_S | ENT | Internal | Summer | B10 | 1262 | 850 | 0 | 39.14 | 40.71 | 5 | 0
2020 | SPP_S_2_ENT | SPP_S | ENT | Internal | Winter | B16 | 25 | 850 | 850 | 51.44 | 56.45 | 5 | 0.01
2020 | SPP_S_2_ENT | SPP_S | ENT | Internal | Winter | B17 | 100 | 850 | 0 | 43.39 | 45.1 | 5 | 0
2020 | SPP_S_2_ENT | SPP_S | ENT | Internal | Winter | B18 | 400 | 850 | 0 | 43.29 | 45.1 | 5 | 0
2020 | SPP_S_2_ENT | SPP_S | ENT | Internal | Winter | B19 | 700 | 850 | 0 | 43.29 | 44.77 | 5 | 0
2020 | SPP_S_2_ENT | SPP_S | ENT | Internal | Winter | B20 | 935 | 850 | 0 | 39.14 | 43.65 | 5 | 0
2020 | SPP_S_2_SPP_N | SPP_S | SPP_N | Internal | Shoulder | B11 | 25 | 1023 | 1023 | 58.47 | 62.7 | 0.01 | 4.22
2020 | SPP_S_2_SPP_N | SPP_S | SPP_N | Internal | Shoulder | B12 | 200 | 1023 | 1023 | 42.47 | 44.8 | 0.01 | 2.32
2020 | SPP_S_2_SPP_N | SPP_S | SPP_N | Internal | Shoulder | B13 | 600 | 1023 | 518.21 | 42.05 | 42.06 | 0.01 | 0
2020 | SPP_S_2_SPP_N | SPP_S | SPP_N | Internal | Shoulder | B14 | 900 | 1023 | 742.58 | 40.63 | 40.64 | 0.01 | 0
2020 | SPP_S_2_SPP_N | SPP_S | SPP_N | Internal | Shoulder | B15 | 1203 | 1023 | 0 | 40.54 | 40.53 | 0.01 | 0
2020 | SPP_S_2_SPP_N | SPP_S | SPP_N | Internal | Summer | B1 | 10 | 1023 | 1023 | 56.41 | 66.76 | 0.01 | 10.34
2020 | SPP_S_2_SPP_N | SPP_S | SPP_N | Internal | Summer | B2 | 25 | 1023 | 1023 | 56.88 | 66.76 | 0.01 | 9.87
2020 | SPP_S_2_SPP_N | SPP_S | SPP_N | Internal | Summer | B3 | 75 | 1023 | 1023 | 56.88 | 66.76 | 0.01 | 9.87
2020 | SPP_S_2_SPP_N | SPP_S | SPP_N | Internal | Summer | B4 | 100 | 1023 | 1023 | 56.88 | 65.34 | 0.01 | 8.45
2020 | SPP_S_2_SPP_N | SPP_S | SPP_N | Internal | Summer | B5 | 200 | 1023 | 1023 | 56.41 | 62.01 | 0.01 | 5.59
2020 | SPP_S_2_SPP_N | SPP_S | SPP_N | Internal | Summer | B6 | 300 | 1023 | 0 | 56.11 | 56.1 | 0.01 | 0
2020 | SPP_S_2_SPP_N | SPP_S | SPP_N | Internal | Summer | B7 | 400 | 1023 | 0 | 47.28 | 47.27 | 0.01 | 0
2020 | SPP_S_2_SPP_N | SPP_S | SPP_N | Internal | Summer | B8 | 500 | 1023 | 0 | 41 | 40.98 | 0.01 | 0
2020 | SPP_S_2_SPP_N | SPP_S | SPP_N | Internal | Summer | B9 | 800 | 1023 | 0 | 39.66 | 39.65 | 0.01 | 0
2020 | SPP_S_2_SPP_N | SPP_S | SPP_N | Internal | Summer | B10 | 1262 | 1023 | 0 | 39.14 | 39.12 | 0.01 | 0
2020 | SPP_S_2_SPP_N | SPP_S | SPP_N | Internal | Winter | B16 | 25 | 1023 | 968.45 | 51.44 | 51.45 | 0.01 | 0
2020 | SPP_S_2_SPP_N | SPP_S | SPP_N | Internal | Winter | B17 | 100 | 1023 | 0 | 43.39 | 43.38 | 0.01 | 0
2020 | SPP_S_2_SPP_N | SPP_S | SPP_N | Internal | Winter | B18 | 400 | 1023 | 0 | 43.29 | 43.28 | 0.01 | 0
2020 | SPP_S_2_SPP_N | SPP_S | SPP_N | Internal | Winter | B19 | 700 | 1023 | 0 | 43.29 | 43.28 | 0.01 | 0
2020 | SPP_S_2_SPP_N | SPP_S | SPP_N | Internal | Winter | B20 | 935 | 1023 | 0 | 39.14 | 39.12 | 0.01 | 0
2020 | TVA_2_ENT | TVA | ENT | Internal | Shoulder | B11 | 25 | 500 | 315.9 | 50.7 | 59.7 | 9 | 0
2020 | TVA_2_ENT | TVA | ENT | Internal | Shoulder | B12 | 200 | 500 | 0 | 42.21 | 42.38 | 9 | 0
2020 | TVA_2_ENT | TVA | ENT | Internal | Shoulder | B13 | 600 | 500 | 0 | 41.85 | 42.38 | 9 | 0
2020 | TVA_2_ENT | TVA | ENT | Internal | Shoulder | B14 | 900 | 500 | 0 | 41.85 | 42.38 | 9 | 0
2020 | TVA_2_ENT | TVA | ENT | Internal | Shoulder | B15 | 1203 | 500 | 0 | 39.48 | 42.07 | 9 | 0
2020 | TVA_2_ENT | TVA | ENT | Internal | Summer | B1 | 10 | 500 | 0 | 72.55 | 64.54 | 9 | 0
2020 | TVA_2_ENT | TVA | ENT | Internal | Summer | B2 | 25 | 500 | 0 | 71.17 | 63.16 | 9 | 0
2020 | TVA_2_ENT | TVA | ENT | Internal | Summer | B3 | 75 | 500 | 0 | 67.87 | 62.36 | 9 | 0
2020 | TVA_2_ENT | TVA | ENT | Internal | Summer | B4 | 100 | 500 | 0 | 67.87 | 62.36 | 9 | 0
2020 | TVA_2_ENT | TVA | ENT | Internal | Summer | B5 | 200 | 500 | 178.73 | 50.66 | 59.66 | 9 | 0
2020 | TVA_2_ENT | TVA | ENT | Internal | Summer | B6 | 300 | 500 | 500 | 42.62 | 55.88 | 9 | 4.26
2020 | TVA_2_ENT | TVA | ENT | Internal | Summer | B7 | 400 | 500 | 0 | 40.88 | 48.06 | 9 | 0
2020 | TVA_2_ENT | TVA | ENT | Internal | Summer | B8 | 500 | 500 | 0 | 40.88 | 41 | 9 | 0
2020 | TVA_2_ENT | TVA | ENT | Internal | Summer | B9 | 800 | 500 | 0 | 38.34 | 41 | 9 | 0
2020 | TVA_2_ENT | TVA | ENT | Internal | Summer | B10 | 1262 | 500 | 0 | 36.22 | 40.71 | 9 | 0
2020 | TVA_2_ENT | TVA | ENT | Internal | Winter | B16 | 25 | 500 | 0 | 55.75 | 56.45 | 9 | 0
2020 | TVA_2_ENT | TVA | ENT | Internal | Winter | B17 | 100 | 500 | 0 | 44.84 | 45.1 | 9 | 0
2020 | TVA_2_ENT | TVA | ENT | Internal | Winter | B18 | 400 | 500 | 0 | 40.61 | 45.1 | 9 | 0
2020 | TVA_2_ENT | TVA | ENT | Internal | Winter | B19 | 700 | 500 | 0 | 40.61 | 44.77 | 9 | 0
2020 | TVA_2_ENT | TVA | ENT | Internal | Winter | B20 | 935 | 500 | 0 | 40.61 | 43.65 | 9 | 0
2020 | TVA_2_MISO_MO-IL | TVA | MISO_MO-IL | Internal | Shoulder | B11 | 25 | 50 | 0 | 50.7 | 55.7 | 9 | 0
2020 | TVA_2_MISO_MO-IL | TVA | MISO_MO-IL | Internal | Shoulder | B12 | 200 | 50 | 0 | 42.21 | 46.4 | 9 | 0
2020 | TVA_2_MISO_MO-IL | TVA | MISO_MO-IL | Internal | Shoulder | B13 | 600 | 50 | 0 | 41.85 | 43.21 | 9 | 0
2020 | TVA_2_MISO_MO-IL | TVA | MISO_MO-IL | Internal | Shoulder | B14 | 900 | 50 | 0 | 41.85 | 40.4 | 9 | 0
2020 | TVA_2_MISO_MO-IL | TVA | MISO_MO-IL | Internal | Shoulder | B15 | 1203 | 50 | 0 | 39.48 | 38.19 | 9 | 0
2020 | TVA_2_MISO_MO-IL | TVA | MISO_MO-IL | Internal | Summer | B1 | 10 | 50 | 0 | 72.55 | 64.54 | 9 | 0
2020 | TVA_2_MISO_MO-IL | TVA | MISO_MO-IL | Internal | Summer | B2 | 25 | 50 | 0 | 71.17 | 63.37 | 9 | 0
2020 | TVA_2_MISO_MO-IL | TVA | MISO_MO-IL | Internal | Summer | B3 | 75 | 50 | 0 | 67.87 | 61.99 | 9 | 0
2020 | TVA_2_MISO_MO-IL | TVA | MISO_MO-IL | Internal | Summer | B4 | 100 | 50 | 0 | 67.87 | 61.17 | 9 | 0
2020 | TVA_2_MISO_MO-IL | TVA | MISO_MO-IL | Internal | Summer | B5 | 200 | 50 | 0 | 50.66 | 58.78 | 9 | 0
2020 | TVA_2_MISO_MO-IL | TVA | MISO_MO-IL | Internal | Summer | B6 | 300 | 50 | 0 | 42.62 | 49.09 | 9 | 0
2020 | TVA_2_MISO_MO-IL | TVA | MISO_MO-IL | Internal | Summer | B7 | 400 | 50 | 0 | 40.88 | 40.26 | 9 | 0
2020 | TVA_2_MISO_MO-IL | TVA | MISO_MO-IL | Internal | Summer | B8 | 500 | 50 | 0 | 40.88 | 38.04 | 9 | 0
2020 | TVA_2_MISO_MO-IL | TVA | MISO_MO-IL | Internal | Summer | B9 | 800 | 50 | 0 | 38.34 | 36.93 | 9 | 0
2020 | TVA_2_MISO_MO-IL | TVA | MISO_MO-IL | Internal | Summer | B10 | 1262 | 50 | 0 | 36.22 | 35.99 | 9 | 0
2020 | TVA_2_MISO_MO-IL | TVA | MISO_MO-IL | Internal | Winter | B16 | 25 | 50 | 0 | 55.75 | 52.73 | 9 | 0
2020 | TVA_2_MISO_MO-IL | TVA | MISO_MO-IL | Internal | Winter | B17 | 100 | 50 | 0 | 44.84 | 48.18 | 9 | 0
2020 | TVA_2_MISO_MO-IL | TVA | MISO_MO-IL | Internal | Winter | B18 | 400 | 50 | 0 | 40.61 | 42.33 | 9 | 0
2020 | TVA_2_MISO_MO-IL | TVA | MISO_MO-IL | Internal | Winter | B19 | 700 | 50 | 0 | 40.61 | 41.91 | 9 | 0
2020 | TVA_2_MISO_MO-IL | TVA | MISO_MO-IL | Internal | Winter | B20 | 935 | 50 | 0 | 40.61 | 37.75 | 9 | 0
2020 | TVA_2_NonRTO_Midwest | TVA | NonRTO_Midwest | Internal | Shoulder | B11 | 25 | 100 | 100 | 50.7 | 63.69 | 9 | 3.99
2020 | TVA_2_NonRTO_Midwest | TVA | NonRTO_Midwest | Internal | Shoulder | B12 | 200 | 100 | 100 | 42.21 | 54.41 | 9 | 3.21
2020 | TVA_2_NonRTO_Midwest | TVA | NonRTO_Midwest | Internal | Shoulder | B13 | 600 | 100 | 0 | 41.85 | 49.09 | 9 | 0
2020 | TVA_2_NonRTO_Midwest | TVA | NonRTO_Midwest | Internal | Shoulder | B14 | 900 | 100 | 0 | 41.85 | 43.24 | 9 | 0
2020 | TVA_2_NonRTO_Midwest | TVA | NonRTO_Midwest | Internal | Shoulder | B15 | 1203 | 100 | 0 | 39.48 | 35.63 | 9 | 0
2020 | TVA_2_NonRTO_Midwest | TVA | NonRTO_Midwest | Internal | Summer | B1 | 10 | 100 | 0 | 72.55 | 69.15 | 9 | 0
2020 | TVA_2_NonRTO_Midwest | TVA | NonRTO_Midwest | Internal | Summer | B2 | 25 | 100 | 0 | 71.17 | 69.15 | 9 | 0
2020 | TVA_2_NonRTO_Midwest | TVA | NonRTO_Midwest | Internal | Summer | B3 | 75 | 100 | 0 | 67.87 | 69.15 | 9 | 0
2020 | TVA_2_NonRTO_Midwest | TVA | NonRTO_Midwest | Internal | Summer | B4 | 100 | 100 | 0 | 67.87 | 69.15 | 9 | 0
2020 | TVA_2_NonRTO_Midwest | TVA | NonRTO_Midwest | Internal | Summer | B5 | 200 | 100 | 100 | 50.66 | 66.77 | 9 | 7.11
2020 | TVA_2_NonRTO_Midwest | TVA | NonRTO_Midwest | Internal | Summer | B6 | 300 | 100 | 100 | 42.62 | 57.09 | 9 | 5.47
2020 | TVA_2_NonRTO_Midwest | TVA | NonRTO_Midwest | Internal | Summer | B7 | 400 | 100 | 0 | 40.88 | 43.74 | 9 | 0
2020 | TVA_2_NonRTO_Midwest | TVA | NonRTO_Midwest | Internal | Summer | B8 | 500 | 100 | 0 | 40.88 | 41.5 | 9 | 0
2020 | TVA_2_NonRTO_Midwest | TVA | NonRTO_Midwest | Internal | Summer | B9 | 800 | 100 | 0 | 38.34 | 36.85 | 9 | 0
2020 | TVA_2_NonRTO_Midwest | TVA | NonRTO_Midwest | Internal | Summer | B10 | 1262 | 100 | 0 | 36.22 | 33.61 | 9 | 0
2020 | TVA_2_NonRTO_Midwest | TVA | NonRTO_Midwest | Internal | Winter | B16 | 25 | 100 | 0 | 55.75 | 60.76 | 9 | 0
2020 | TVA_2_NonRTO_Midwest | TVA | NonRTO_Midwest | Internal | Winter | B17 | 100 | 100 | 100 | 44.84 | 56.2 | 9 | 2.36
2020 | TVA_2_NonRTO_Midwest | TVA | NonRTO_Midwest | Internal | Winter | B18 | 400 | 100 | 100 | 40.61 | 50.34 | 9 | 0.74
2020 | TVA_2_NonRTO_Midwest | TVA | NonRTO_Midwest | Internal | Winter | B19 | 700 | 100 | 0 | 40.61 | 43.74 | 9 | 0
2020 | TVA_2_NonRTO_Midwest | TVA | NonRTO_Midwest | Internal | Winter | B20 | 935 | 100 | 0 | 40.61 | 35.69 | 9 | 0
2020 | TVA_2_SOCO | TVA | SOCO | Internal | Shoulder | B11 | 25 | 500 | 500 | 50.7 | 67.66 | 9 | 7.96
2020 | TVA_2_SOCO | TVA | SOCO | Internal | Shoulder | B12 | 200 | 500 | 0 | 42.21 | 44.4 | 9 | 0
2020 | TVA_2_SOCO | TVA | SOCO | Internal | Shoulder | B13 | 600 | 500 | 0 | 41.85 | 42.57 | 9 | 0
2020 | TVA_2_SOCO | TVA | SOCO | Internal | Shoulder | B14 | 900 | 500 | 0 | 41.85 | 42.57 | 9 | 0
2020 | TVA_2_SOCO | TVA | SOCO | Internal | Shoulder | B15 | 1203 | 500 | 0 | 39.48 | 42.57 | 9 | 0
2020 | TVA_2_SOCO | TVA | SOCO | Internal | Summer | B1 | 10 | 500 | 0 | 72.55 | 71.71 | 9 | 0
2020 | TVA_2_SOCO | TVA | SOCO | Internal | Summer | B2 | 25 | 500 | 0 | 71.17 | 70.36 | 9 | 0
2020 | TVA_2_SOCO | TVA | SOCO | Internal | Summer | B3 | 75 | 500 | 0 | 67.87 | 70.36 | 9 | 0
2020 | TVA_2_SOCO | TVA | SOCO | Internal | Summer | B4 | 100 | 500 | 0 | 67.87 | 70.36 | 9 | 0
2020 | TVA_2_SOCO | TVA | SOCO | Internal | Summer | B5 | 200 | 500 | 500 | 50.66 | 70.36 | 9 | 10.7
2020 | TVA_2_SOCO | TVA | SOCO | Internal | Summer | B6 | 300 | 500 | 500 | 42.62 | 63.6 | 9 | 11.98
2020 | TVA_2_SOCO | TVA | SOCO | Internal | Summer | B7 | 400 | 500 | 500 | 40.88 | 56.06 | 9 | 6.18
2020 | TVA_2_SOCO | TVA | SOCO | Internal | Summer | B8 | 500 | 500 | 0 | 40.88 | 44.08 | 9 | 0
2020 | TVA_2_SOCO | TVA | SOCO | Internal | Summer | B9 | 800 | 500 | 0 | 38.34 | 41.3 | 9 | 0
2020 | TVA_2_SOCO | TVA | SOCO | Internal | Summer | B10 | 1262 | 500 | 0 | 36.22 | 41.3 | 9 | 0
2020 | TVA_2_SOCO | TVA | SOCO | Internal | Winter | B16 | 25 | 500 | 317.28 | 55.75 | 64.75 | 9 | 0
2020 | TVA_2_SOCO | TVA | SOCO | Internal | Winter | B17 | 100 | 500 | 0 | 44.84 | 46.79 | 9 | 0
2020 | TVA_2_SOCO | TVA | SOCO | Internal | Winter | B18 | 400 | 500 | 0 | 40.61 | 45.18 | 9 | 0
2020 | TVA_2_SOCO | TVA | SOCO | Internal | Winter | B19 | 700 | 500 | 0 | 40.61 | 45.18 | 9 | 0
2020 | TVA_2_SOCO | TVA | SOCO | Internal | Winter | B20 | 935 | 500 | 0 | 40.61 | 44.62 | 9 | 0
2020 | TVA_2_VACAR | TVA | VACAR | Internal | Shoulder | B11 | 25 | 150 | 150 | 50.7 | 60.66 | 9 | 0.96
2020 | TVA_2_VACAR | TVA | VACAR | Internal | Shoulder | B12 | 200 | 150 | 150 | 42.21 | 54.4 | 9 | 3.2
2020 | TVA_2_VACAR | TVA | VACAR | Internal | Shoulder | B13 | 600 | 150 | 0 | 41.85 | 47.61 | 9 | 0
2020 | TVA_2_VACAR | TVA | VACAR | Internal | Shoulder | B14 | 900 | 150 | 0 | 41.85 | 46.17 | 9 | 0
2020 | TVA_2_VACAR | TVA | VACAR | Internal | Shoulder | B15 | 1203 | 150 | 0 | 39.48 | 42.39 | 9 | 0
2020 | TVA_2_VACAR | TVA | VACAR | Internal | Summer | B1 | 10 | 150 | 0 | 72.55 | 73.8 | 9 | 0
2020 | TVA_2_VACAR | TVA | VACAR | Internal | Summer | B2 | 25 | 150 | 0 | 71.17 | 73.8 | 9 | 0
2020 | TVA_2_VACAR | TVA | VACAR | Internal | Summer | B3 | 75 | 150 | 0 | 67.87 | 73.8 | 9 | 0
2020 | TVA_2_VACAR | TVA | VACAR | Internal | Summer | B4 | 100 | 150 | 0 | 67.87 | 72.49 | 9 | 0
2020 | TVA_2_VACAR | TVA | VACAR | Internal | Summer | B5 | 200 | 150 | 150 | 50.66 | 63.36 | 9 | 3.7
2020 | TVA_2_VACAR | TVA | VACAR | Internal | Summer | B6 | 300 | 150 | 150 | 42.62 | 56.6 | 9 | 4.98
2020 | TVA_2_VACAR | TVA | VACAR | Internal | Summer | B7 | 400 | 150 | 0 | 40.88 | 49.06 | 9 | 0
2020 | TVA_2_VACAR | TVA | VACAR | Internal | Summer | B8 | 500 | 150 | 0 | 40.88 | 44.01 | 9 | 0
2020 | TVA_2_VACAR | TVA | VACAR | Internal | Summer | B9 | 800 | 150 | 0 | 38.34 | 42.2 | 9 | 0
2020 | TVA_2_VACAR | TVA | VACAR | Internal | Summer | B10 | 1262 | 150 | 0 | 36.22 | 40.67 | 9 | 0
2020 | TVA_2_VACAR | TVA | VACAR | Internal | Winter | B16 | 25 | 150 | 150 | 55.75 | 74.75 | 9 | 10
2020 | TVA_2_VACAR | TVA | VACAR | Internal | Winter | B17 | 100 | 150 | 150 | 44.84 | 56.17 | 9 | 2.34
2020 | TVA_2_VACAR | TVA | VACAR | Internal | Winter | B18 | 400 | 150 | 0 | 40.61 | 48.72 | 9 | 0
2020 | TVA_2_VACAR | TVA | VACAR | Internal | Winter | B19 | 700 | 150 | 0 | 40.61 | 46.27 | 9 | 0
2020 | TVA_2_VACAR | TVA | VACAR | Internal | Winter | B20 | 935 | 150 | 0 | 40.61 | 41.85 | 9 | 0
2020 | TVA_Transmission_2_ENT | TVA_Transmission | ENT | Internal | Shoulder | B11 | 25 | 3000 | 0 | 59.21 | 59.7 | 9 | 0
2020 | TVA_Transmission_2_ENT | TVA_Transmission | ENT | Internal | Shoulder | B12 | 200 | 3000 | 0 | 48.41 | 42.38 | 9 | 0
2020 | TVA_Transmission_2_ENT | TVA_Transmission | ENT | Internal | Shoulder | B13 | 600 | 3000 | 0 | 45.27 | 42.38 | 9 | 0
2020 | TVA_Transmission_2_ENT | TVA_Transmission | ENT | Internal | Shoulder | B14 | 900 | 3000 | 0 | 43.74 | 42.38 | 9 | 0
2020 | TVA_Transmission_2_ENT | TVA_Transmission | ENT | Internal | Shoulder | B15 | 1203 | 3000 | 0 | 40.84 | 42.07 | 9 | 0
2020 | TVA_Transmission_2_ENT | TVA_Transmission | ENT | Internal | Summer | B1 | 10 | 3000 | 0 | 72.54 | 64.54 | 9 | 0
2020 | TVA_Transmission_2_ENT | TVA_Transmission | ENT | Internal | Summer | B2 | 25 | 3000 | 0 | 71.16 | 63.16 | 9 | 0
2020 | TVA_Transmission_2_ENT | TVA_Transmission | ENT | Internal | Summer | B3 | 75 | 3000 | 0 | 67.86 | 62.36 | 9 | 0
2020 | TVA_Transmission_2_ENT | TVA_Transmission | ENT | Internal | Summer | B4 | 100 | 3000 | 0 | 67.86 | 62.36 | 9 | 0
2020 | TVA_Transmission_2_ENT | TVA_Transmission | ENT | Internal | Summer | B5 | 200 | 3000 | 0 | 62.37 | 59.66 | 9 | 0
2020 | TVA_Transmission_2_ENT | TVA_Transmission | ENT | Internal | Summer | B6 | 300 | 3000 | 0 | 54.98 | 55.88 | 9 | 0
2020 | TVA_Transmission_2_ENT | TVA_Transmission | ENT | Internal | Summer | B7 | 400 | 3000 | 0 | 47.59 | 48.06 | 9 | 0
2020 | TVA_Transmission_2_ENT | TVA_Transmission | ENT | Internal | Summer | B8 | 500 | 3000 | 0 | 42.27 | 41 | 9 | 0
2020 | TVA_Transmission_2_ENT | TVA_Transmission | ENT | Internal | Summer | B9 | 800 | 3000 | 0 | 40.08 | 41 | 9 | 0
2020 | TVA_Transmission_2_ENT | TVA_Transmission | ENT | Internal | Summer | B10 | 1262 | 3000 | 0 | 38.22 | 40.71 | 9 | 0
2020 | TVA_Transmission_2_ENT | TVA_Transmission | ENT | Internal | Winter | B16 | 25 | 3000 | 0 | 60.18 | 56.45 | 9 | 0
2020 | TVA_Transmission_2_ENT | TVA_Transmission | ENT | Internal | Winter | B17 | 100 | 3000 | 0 | 50.64 | 45.1 | 9 | 0
2020 | TVA_Transmission_2_ENT | TVA_Transmission | ENT | Internal | Winter | B18 | 400 | 3000 | 0 | 46.01 | 45.1 | 9 | 0
2020 | TVA_Transmission_2_ENT | TVA_Transmission | ENT | Internal | Winter | B19 | 700 | 3000 | 0 | 44.26 | 44.77 | 9 | 0
2020 | TVA_Transmission_2_ENT | TVA_Transmission | ENT | Internal | Winter | B20 | 935 | 3000 | 0 | 41.13 | 43.65 | 9 | 0
2020 | TVA_Transmission_2_NonRTO_Midwest | TVA_Transmission | NonRTO_Midwest | Internal | Shoulder | B11 | 25 | 700 | 0 | 59.21 | 63.69 | 9 | 0
2020 | TVA_Transmission_2_NonRTO_Midwest | TVA_Transmission | NonRTO_Midwest | Internal | Shoulder | B12 | 200 | 700 | 0 | 48.41 | 54.41 | 9 | 0
2020 | TVA_Transmission_2_NonRTO_Midwest | TVA_Transmission | NonRTO_Midwest | Internal | Shoulder | B13 | 600 | 700 | 0 | 45.27 | 49.09 | 9 | 0
2020 | TVA_Transmission_2_NonRTO_Midwest | TVA_Transmission | NonRTO_Midwest | Internal | Shoulder | B14 | 900 | 700 | 0 | 43.74 | 43.24 | 9 | 0
2020 | TVA_Transmission_2_NonRTO_Midwest | TVA_Transmission | NonRTO_Midwest | Internal | Shoulder | B15 | 1203 | 700 | 0 | 40.84 | 35.63 | 9 | 0
2020 | TVA_Transmission_2_NonRTO_Midwest | TVA_Transmission | NonRTO_Midwest | Internal | Summer | B1 | 10 | 700 | 0 | 72.54 | 69.15 | 9 | 0
2020 | TVA_Transmission_2_NonRTO_Midwest | TVA_Transmission | NonRTO_Midwest | Internal | Summer | B2 | 25 | 700 | 0 | 71.16 | 69.15 | 9 | 0
2020 | TVA_Transmission_2_NonRTO_Midwest | TVA_Transmission | NonRTO_Midwest | Internal | Summer | B3 | 75 | 700 | 0 | 67.86 | 69.15 | 9 | 0
2020 | TVA_Transmission_2_NonRTO_Midwest | TVA_Transmission | NonRTO_Midwest | Internal | Summer | B4 | 100 | 700 | 0 | 67.86 | 69.15 | 9 | 0
2020 | TVA_Transmission_2_NonRTO_Midwest | TVA_Transmission | NonRTO_Midwest | Internal | Summer | B5 | 200 | 700 | 0 | 62.37 | 66.77 | 9 | 0
2020 | TVA_Transmission_2_NonRTO_Midwest | TVA_Transmission | NonRTO_Midwest | Internal | Summer | B6 | 300 | 700 | 0 | 54.98 | 57.09 | 9 | 0
2020 | TVA_Transmission_2_NonRTO_Midwest | TVA_Transmission | NonRTO_Midwest | Internal | Summer | B7 | 400 | 700 | 0 | 47.59 | 43.74 | 9 | 0
2020 | TVA_Transmission_2_NonRTO_Midwest | TVA_Transmission | NonRTO_Midwest | Internal | Summer | B8 | 500 | 700 | 0 | 42.27 | 41.5 | 9 | 0
2020 | TVA_Transmission_2_NonRTO_Midwest | TVA_Transmission | NonRTO_Midwest | Internal | Summer | B9 | 800 | 700 | 0 | 40.08 | 36.85 | 9 | 0
2020 | TVA_Transmission_2_NonRTO_Midwest | TVA_Transmission | NonRTO_Midwest | Internal | Summer | B10 | 1262 | 700 | 0 | 38.22 | 33.61 | 9 | 0
2020 | TVA_Transmission_2_NonRTO_Midwest | TVA_Transmission | NonRTO_Midwest | Internal | Winter | B16 | 25 | 700 | 0 | 60.18 | 60.76 | 9 | 0
2020 | TVA_Transmission_2_NonRTO_Midwest | TVA_Transmission | NonRTO_Midwest | Internal | Winter | B17 | 100 | 700 | 0 | 50.64 | 56.2 | 9 | 0
2020 | TVA_Transmission_2_NonRTO_Midwest | TVA_Transmission | NonRTO_Midwest | Internal | Winter | B18 | 400 | 700 | 0 | 46.01 | 50.34 | 9 | 0
2020 | TVA_Transmission_2_NonRTO_Midwest | TVA_Transmission | NonRTO_Midwest | Internal | Winter | B19 | 700 | 700 | 0 | 44.26 | 43.74 | 9 | 0
2020 | TVA_Transmission_2_NonRTO_Midwest | TVA_Transmission | NonRTO_Midwest | Internal | Winter | B20 | 935 | 700 | 0 | 41.13 | 35.69 | 9 | 0
2020 | TVA_Transmission_2_SOCO | TVA_Transmission | SOCO | Internal | Shoulder | B11 | 25 | 3200 | 0 | 59.21 | 67.66 | 9 | 0
2020 | TVA_Transmission_2_SOCO | TVA_Transmission | SOCO | Internal | Shoulder | B12 | 200 | 3200 | 0 | 48.41 | 44.4 | 9 | 0
2020 | TVA_Transmission_2_SOCO | TVA_Transmission | SOCO | Internal | Shoulder | B13 | 600 | 3200 | 0 | 45.27 | 42.57 | 9 | 0
2020 | TVA_Transmission_2_SOCO | TVA_Transmission | SOCO | Internal | Shoulder | B14 | 900 | 3200 | 0 | 43.74 | 42.57 | 9 | 0
2020 | TVA_Transmission_2_SOCO | TVA_Transmission | SOCO | Internal | Shoulder | B15 | 1203 | 3200 | 0 | 40.84 | 42.57 | 9 | 0
2020 | TVA_Transmission_2_SOCO | TVA_Transmission | SOCO | Internal | Summer | B1 | 10 | 3200 | 0 | 72.54 | 71.71 | 9 | 0
2020 | TVA_Transmission_2_SOCO | TVA_Transmission | SOCO | Internal | Summer | B2 | 25 | 3200 | 0 | 71.16 | 70.36 | 9 | 0
2020 | TVA_Transmission_2_SOCO | TVA_Transmission | SOCO | Internal | Summer | B3 | 75 | 3200 | 0 | 67.86 | 70.36 | 9 | 0
2020 | TVA_Transmission_2_SOCO | TVA_Transmission | SOCO | Internal | Summer | B4 | 100 | 3200 | 0 | 67.86 | 70.36 | 9 | 0
2020 | TVA_Transmission_2_SOCO | TVA_Transmission | SOCO | Internal | Summer | B5 | 200 | 3200 | 0 | 62.37 | 70.36 | 9 | 0
2020 | TVA_Transmission_2_SOCO | TVA_Transmission | SOCO | Internal | Summer | B6 | 300 | 3200 | 0 | 54.98 | 63.6 | 9 | 0
2020 | TVA_Transmission_2_SOCO | TVA_Transmission | SOCO | Internal | Summer | B7 | 400 | 3200 | 0 | 47.59 | 56.06 | 9 | 0
2020 | TVA_Transmission_2_SOCO | TVA_Transmission | SOCO | Internal | Summer | B8 | 500 | 3200 | 0 | 42.27 | 44.08 | 9 | 0
2020 | TVA_Transmission_2_SOCO | TVA_Transmission | SOCO | Internal | Summer | B9 | 800 | 3200 | 0 | 40.08 | 41.3 | 9 | 0
2020 | TVA_Transmission_2_SOCO | TVA_Transmission | SOCO | Internal | Summer | B10 | 1262 | 3200 | 0 | 38.22 | 41.3 | 9 | 0
2020 | TVA_Transmission_2_SOCO | TVA_Transmission | SOCO | Internal | Winter | B16 | 25 | 3200 | 0 | 60.18 | 64.75 | 9 | 0
2020 | TVA_Transmission_2_SOCO | TVA_Transmission | SOCO | Internal | Winter | B17 | 100 | 3200 | 0 | 50.64 | 46.79 | 9 | 0
2020 | TVA_Transmission_2_SOCO | TVA_Transmission | SOCO | Internal | Winter | B18 | 400 | 3200 | 0 | 46.01 | 45.18 | 9 | 0
2020 | TVA_Transmission_2_SOCO | TVA_Transmission | SOCO | Internal | Winter | B19 | 700 | 3200 | 0 | 44.26 | 45.18 | 9 | 0
2020 | TVA_Transmission_2_SOCO | TVA_Transmission | SOCO | Internal | Winter | B20 | 935 | 3200 | 0 | 41.13 | 44.62 | 9 | 0
2020 | TVA_Transmission_2_TVA | TVA_Transmission | TVA | Internal | Shoulder | B11 | 25 | 99999 | 0 | 59.21 | 50.7 | 0.01 | 0
2020 | TVA_Transmission_2_TVA | TVA_Transmission | TVA | Internal | Shoulder | B12 | 200 | 99999 | 0 | 48.41 | 42.21 | 0.01 | 0
2020 | TVA_Transmission_2_TVA | TVA_Transmission | TVA | Internal | Shoulder | B13 | 600 | 99999 | 0 | 45.27 | 41.85 | 0.01 | 0
2020 | TVA_Transmission_2_TVA | TVA_Transmission | TVA | Internal | Shoulder | B14 | 900 | 99999 | 0 | 43.74 | 41.85 | 0.01 | 0
2020 | TVA_Transmission_2_TVA | TVA_Transmission | TVA | Internal | Shoulder | B15 | 1203 | 99999 | 0 | 40.84 | 39.48 | 0.01 | 0
2020 | TVA_Transmission_2_TVA | TVA_Transmission | TVA | Internal | Summer | B1 | 10 | 99999 | 3674.05 | 72.54 | 72.55 | 0.01 | 0
2020 | TVA_Transmission_2_TVA | TVA_Transmission | TVA | Internal | Summer | B2 | 25 | 99999 | 2862.36 | 71.16 | 71.17 | 0.01 | 0
2020 | TVA_Transmission_2_TVA | TVA_Transmission | TVA | Internal | Summer | B3 | 75 | 99999 | 1262.7 | 67.86 | 67.87 | 0.01 | 0
2020 | TVA_Transmission_2_TVA | TVA_Transmission | TVA | Internal | Summer | B4 | 100 | 99999 | 524.87 | 67.86 | 67.87 | 0.01 | 0
2020 | TVA_Transmission_2_TVA | TVA_Transmission | TVA | Internal | Summer | B5 | 200 | 99999 | 0 | 62.37 | 50.66 | 0.01 | 0
2020 | TVA_Transmission_2_TVA | TVA_Transmission | TVA | Internal | Summer | B6 | 300 | 99999 | 0 | 54.98 | 42.62 | 0.01 | 0
2020 | TVA_Transmission_2_TVA | TVA_Transmission | TVA | Internal | Summer | B7 | 400 | 99999 | 0 | 47.59 | 40.88 | 0.01 | 0
2020 | TVA_Transmission_2_TVA | TVA_Transmission | TVA | Internal | Summer | B8 | 500 | 99999 | 0 | 42.27 | 40.88 | 0.01 | 0
2020 | TVA_Transmission_2_TVA | TVA_Transmission | TVA | Internal | Summer | B9 | 800 | 99999 | 0 | 40.08 | 38.34 | 0.01 | 0
2020 | TVA_Transmission_2_TVA | TVA_Transmission | TVA | Internal | Summer | B10 | 1262 | 99999 | 0 | 38.22 | 36.22 | 0.01 | 0
2020 | TVA_Transmission_2_TVA | TVA_Transmission | TVA | Internal | Winter | B16 | 25 | 99999 | 0 | 60.18 | 55.75 | 0.01 | 0
2020 | TVA_Transmission_2_TVA | TVA_Transmission | TVA | Internal | Winter | B17 | 100 | 99999 | 0 | 50.64 | 44.84 | 0.01 | 0
2020 | TVA_Transmission_2_TVA | TVA_Transmission | TVA | Internal | Winter | B18 | 400 | 99999 | 0 | 46.01 | 40.61 | 0.01 | 0
2020 | TVA_Transmission_2_TVA | TVA_Transmission | TVA | Internal | Winter | B19 | 700 | 99999 | 0 | 44.26 | 40.61 | 0.01 | 0
2020 | TVA_Transmission_2_TVA | TVA_Transmission | TVA | Internal | Winter | B20 | 935 | 99999 | 0 | 41.13 | 40.61 | 0.01 | 0
2020 | TVA_Transmission_2_VACAR | TVA_Transmission | VACAR | Internal | Shoulder | B11 | 25 | 900 | 0 | 59.21 | 60.66 | 9 | 0
2020 | TVA_Transmission_2_VACAR | TVA_Transmission | VACAR | Internal | Shoulder | B12 | 200 | 900 | 0 | 48.41 | 54.4 | 9 | 0
2020 | TVA_Transmission_2_VACAR | TVA_Transmission | VACAR | Internal | Shoulder | B13 | 600 | 900 | 0 | 45.27 | 47.61 | 9 | 0
2020 | TVA_Transmission_2_VACAR | TVA_Transmission | VACAR | Internal | Shoulder | B14 | 900 | 900 | 0 | 43.74 | 46.17 | 9 | 0
2020 | TVA_Transmission_2_VACAR | TVA_Transmission | VACAR | Internal | Shoulder | B15 | 1203 | 900 | 0 | 40.84 | 42.39 | 9 | 0
2020 | TVA_Transmission_2_VACAR | TVA_Transmission | VACAR | Internal | Summer | B1 | 10 | 900 | 0 | 72.54 | 73.8 | 9 | 0
2020 | TVA_Transmission_2_VACAR | TVA_Transmission | VACAR | Internal | Summer | B2 | 25 | 900 | 0 | 71.16 | 73.8 | 9 | 0
2020 | TVA_Transmission_2_VACAR | TVA_Transmission | VACAR | Internal | Summer | B3 | 75 | 900 | 0 | 67.86 | 73.8 | 9 | 0
2020 | TVA_Transmission_2_VACAR | TVA_Transmission | VACAR | Internal | Summer | B4 | 100 | 900 | 0 | 67.86 | 72.49 | 9 | 0
2020 | TVA_Transmission_2_VACAR | TVA_Transmission | VACAR | Internal | Summer | B5 | 200 | 900 | 0 | 62.37 | 63.36 | 9 | 0
2020 | TVA_Transmission_2_VACAR | TVA_Transmission | VACAR | Internal | Summer | B6 | 300 | 900 | 0 | 54.98 | 56.6 | 9 | 0
2020 | TVA_Transmission_2_VACAR | TVA_Transmission | VACAR | Internal | Summer | B7 | 400 | 900 | 0 | 47.59 | 49.06 | 9 | 0
2020 | TVA_Transmission_2_VACAR | TVA_Transmission | VACAR | Internal | Summer | B8 | 500 | 900 | 0 | 42.27 | 44.01 | 9 | 0
2020 | TVA_Transmission_2_VACAR | TVA_Transmission | VACAR | Internal | Summer | B9 | 800 | 900 | 0 | 40.08 | 42.2 | 9 | 0
2020 | TVA_Transmission_2_VACAR | TVA_Transmission | VACAR | Internal | Summer | B10 | 1262 | 900 | 0 | 38.22 | 40.67 | 9 | 0
2020 | TVA_Transmission_2_VACAR | TVA_Transmission | VACAR | Internal | Winter | B16 | 25 | 900 | 900 | 60.18 | 74.75 | 9 | 5.57
2020 | TVA_Transmission_2_VACAR | TVA_Transmission | VACAR | Internal | Winter | B17 | 100 | 900 | 0 | 50.64 | 56.17 | 9 | 0
2020 | TVA_Transmission_2_VACAR | TVA_Transmission | VACAR | Internal | Winter | B18 | 400 | 900 | 0 | 46.01 | 48.72 | 9 | 0
2020 | TVA_Transmission_2_VACAR | TVA_Transmission | VACAR | Internal | Winter | B19 | 700 | 900 | 0 | 44.26 | 46.27 | 9 | 0
2020 | TVA_Transmission_2_VACAR | TVA_Transmission | VACAR | Internal | Winter | B20 | 935 | 900 | 0 | 41.13 | 41.85 | 9 | 0
2020 | VACAR_2_PJM_ROR | VACAR | PJM_ROR | Internal | Shoulder | B11 | 25 | 2000 | 0 | 60.66 | 53.69 | 7 | 0
2020 | VACAR_2_PJM_ROR | VACAR | PJM_ROR | Internal | Shoulder | B12 | 200 | 2000 | 0 | 54.4 | 48.4 | 7 | 0
2020 | VACAR_2_PJM_ROR | VACAR | PJM_ROR | Internal | Shoulder | B13 | 600 | 2000 | 0 | 47.61 | 42.88 | 7 | 0
2020 | VACAR_2_PJM_ROR | VACAR | PJM_ROR | Internal | Shoulder | B14 | 900 | 2000 | 0 | 46.17 | 40.17 | 7 | 0
2020 | VACAR_2_PJM_ROR | VACAR | PJM_ROR | Internal | Shoulder | B15 | 1203 | 2000 | 0 | 42.39 | 37.45 | 7 | 0
2020 | VACAR_2_PJM_ROR | VACAR | PJM_ROR | Internal | Summer | B1 | 10 | 2000 | 0 | 73.8 | 66.54 | 7 | 0
2020 | VACAR_2_PJM_ROR | VACAR | PJM_ROR | Internal | Summer | B2 | 25 | 2000 | 0 | 73.8 | 65.16 | 7 | 0
2020 | VACAR_2_PJM_ROR | VACAR | PJM_ROR | Internal | Summer | B3 | 75 | 2000 | 0 | 73.8 | 61.86 | 7 | 0
2020 | VACAR_2_PJM_ROR | VACAR | PJM_ROR | Internal | Summer | B4 | 100 | 2000 | 0 | 72.49 | 61.86 | 7 | 0
2020 | VACAR_2_PJM_ROR | VACAR | PJM_ROR | Internal | Summer | B5 | 200 | 2000 | 0 | 63.36 | 56.97 | 7 | 0
2020 | VACAR_2_PJM_ROR | VACAR | PJM_ROR | Internal | Summer | B6 | 300 | 2000 | 0 | 56.6 | 49.34 | 7 | 0
2020 | VACAR_2_PJM_ROR | VACAR | PJM_ROR | Internal | Summer | B7 | 400 | 2000 | 0 | 49.06 | 42.26 | 7 | 0
2020 | VACAR_2_PJM_ROR | VACAR | PJM_ROR | Internal | Summer | B8 | 500 | 2000 | 0 | 44.01 | 38.01 | 7 | 0
2020 | VACAR_2_PJM_ROR | VACAR | PJM_ROR | Internal | Summer | B9 | 800 | 2000 | 0 | 42.2 | 36.2 | 7 | 0
2020 | VACAR_2_PJM_ROR | VACAR | PJM_ROR | Internal | Summer | B10 | 1262 | 2000 | 0 | 40.67 | 34.67 | 7 | 0
2020 | VACAR_2_PJM_ROR | VACAR | PJM_ROR | Internal | Winter | B16 | 25 | 2000 | 0 | 74.75 | 54.18 | 7 | 0
2020 | VACAR_2_PJM_ROR | VACAR | PJM_ROR | Internal | Winter | B17 | 100 | 2000 | 0 | 56.17 | 50.17 | 7 | 0
2020 | VACAR_2_PJM_ROR | VACAR | PJM_ROR | Internal | Winter | B18 | 400 | 2000 | 0 | 48.72 | 44.33 | 7 | 0
2020 | VACAR_2_PJM_ROR | VACAR | PJM_ROR | Internal | Winter | B19 | 700 | 2000 | 0 | 46.27 | 41.99 | 7 | 0
2020 | VACAR_2_PJM_ROR | VACAR | PJM_ROR | Internal | Winter | B20 | 935 | 2000 | 0 | 41.85 | 35.85 | 7 | 0
2020 | VACAR_2_SOCO | VACAR | SOCO | Internal | Shoulder | B11 | 25 | 3000 | 2957.39 | 60.66 | 67.66 | 7 | 0
2020 | VACAR_2_SOCO | VACAR | SOCO | Internal | Shoulder | B12 | 200 | 3000 | 0 | 54.4 | 44.4 | 7 | 0
2020 | VACAR_2_SOCO | VACAR | SOCO | Internal | Shoulder | B13 | 600 | 3000 | 0 | 47.61 | 42.57 | 7 | 0
2020 | VACAR_2_SOCO | VACAR | SOCO | Internal | Shoulder | B14 | 900 | 3000 | 0 | 46.17 | 42.57 | 7 | 0
2020 | VACAR_2_SOCO | VACAR | SOCO | Internal | Shoulder | B15 | 1203 | 3000 | 0 | 42.39 | 42.57 | 7 | 0
2020 | VACAR_2_SOCO | VACAR | SOCO | Internal | Summer | B1 | 10 | 3000 | 0 | 73.8 | 71.71 | 7 | 0
2020 | VACAR_2_SOCO | VACAR | SOCO | Internal | Summer | B2 | 25 | 3000 | 0 | 73.8 | 70.36 | 7 | 0
2020 | VACAR_2_SOCO | VACAR | SOCO | Internal | Summer | B3 | 75 | 3000 | 0 | 73.8 | 70.36 | 7 | 0
2020 | VACAR_2_SOCO | VACAR | SOCO | Internal | Summer | B4 | 100 | 3000 | 0 | 72.49 | 70.36 | 7 | 0
2020 | VACAR_2_SOCO | VACAR | SOCO | Internal | Summer | B5 | 200 | 3000 | 477.73 | 63.36 | 70.36 | 7 | 0
2020 | VACAR_2_SOCO | VACAR | SOCO | Internal | Summer | B6 | 300 | 3000 | 433.64 | 56.6 | 63.6 | 7 | 0
2020 | VACAR_2_SOCO | VACAR | SOCO | Internal | Summer | B7 | 400 | 3000 | 2106.13 | 49.06 | 56.06 | 7 | 0
2020 | VACAR_2_SOCO | VACAR | SOCO | Internal | Summer | B8 | 500 | 3000 | 0 | 44.01 | 44.08 | 7 | 0
2020 | VACAR_2_SOCO | VACAR | SOCO | Internal | Summer | B9 | 800 | 3000 | 0 | 42.2 | 41.3 | 7 | 0
2020 | VACAR_2_SOCO | VACAR | SOCO | Internal | Summer | B10 | 1262 | 3000 | 0 | 40.67 | 41.3 | 7 | 0
2020 | VACAR_2_SOCO | VACAR | SOCO | Internal | Winter | B16 | 25 | 3000 | 0 | 74.75 | 64.75 | 7 | 0
2020 | VACAR_2_SOCO | VACAR | SOCO | Internal | Winter | B17 | 100 | 3000 | 0 | 56.17 | 46.79 | 7 | 0
2020 | VACAR_2_SOCO | VACAR | SOCO | Internal | Winter | B18 | 400 | 3000 | 0 | 48.72 | 45.18 | 7 | 0
2020 | VACAR_2_SOCO | VACAR | SOCO | Internal | Winter | B19 | 700 | 3000 | 0 | 46.27 | 45.18 | 7 | 0
2020 | VACAR_2_SOCO | VACAR | SOCO | Internal | Winter | B20 | 935 | 3000 | 0 | 41.85 | 44.62 | 7 | 0
2020 | VACAR_2_TVA_Transmission | VACAR | TVA_Transmission | Internal | Shoulder | B11 | 25 | 900 | 0 | 60.66 | 59.21 | 7 | 0
2020 | VACAR_2_TVA_Transmission | VACAR | TVA_Transmission | Internal | Shoulder | B12 | 200 | 900 | 0 | 54.4 | 48.41 | 7 | 0
2020 | VACAR_2_TVA_Transmission | VACAR | TVA_Transmission | Internal | Shoulder | B13 | 600 | 900 | 0 | 47.61 | 45.27 | 7 | 0
2020 | VACAR_2_TVA_Transmission | VACAR | TVA_Transmission | Internal | Shoulder | B14 | 900 | 900 | 0 | 46.17 | 43.74 | 7 | 0
2020 | VACAR_2_TVA_Transmission | VACAR | TVA_Transmission | Internal | Shoulder | B15 | 1203 | 900 | 0 | 42.39 | 40.84 | 7 | 0
2020 | VACAR_2_TVA_Transmission | VACAR | TVA_Transmission | Internal | Summer | B1 | 10 | 900 | 0 | 73.8 | 72.54 | 7 | 0
2020 | VACAR_2_TVA_Transmission | VACAR | TVA_Transmission | Internal | Summer | B2 | 25 | 900 | 0 | 73.8 | 71.16 | 7 | 0
2020 | VACAR_2_TVA_Transmission | VACAR | TVA_Transmission | Internal | Summer | B3 | 75 | 900 | 0 | 73.8 | 67.86 | 7 | 0
2020 | VACAR_2_TVA_Transmission | VACAR | TVA_Transmission | Internal | Summer | B4 | 100 | 900 | 0 | 72.49 | 67.86 | 7 | 0
2020 | VACAR_2_TVA_Transmission | VACAR | TVA_Transmission | Internal | Summer | B5 | 200 | 900 | 0 | 63.36 | 62.37 | 7 | 0
2020 | VACAR_2_TVA_Transmission | VACAR | TVA_Transmission | Internal | Summer | B6 | 300 | 900 | 0 | 56.6 | 54.98 | 7 | 0
2020 | VACAR_2_TVA_Transmission | VACAR | TVA_Transmission | Internal | Summer | B7 | 400 | 900 | 0 | 49.06 | 47.59 | 7 | 0
2020 | VACAR_2_TVA_Transmission | VACAR | TVA_Transmission | Internal | Summer | B8 | 500 | 900 | 0 | 44.01 | 42.27 | 7 | 0
2020 | VACAR_2_TVA_Transmission | VACAR | TVA_Transmission | Internal | Summer | B9 | 800 | 900 | 0 | 42.2 | 40.08 | 7 | 0
2020 | VACAR_2_TVA_Transmission | VACAR | TVA_Transmission | Internal | Summer | B10 | 1262 | 900 | 0 | 40.67 | 38.22 | 7 | 0
2020 | VACAR_2_TVA_Transmission | VACAR | TVA_Transmission | Internal | Winter | B16 | 25 | 900 | 0 | 74.75 | 60.18 | 7 | 0
2020 | VACAR_2_TVA_Transmission | VACAR | TVA_Transmission | Internal | Winter | B17 | 100 | 900 | 0 | 56.17 | 50.64 | 7 | 0
2020 | VACAR_2_TVA_Transmission | VACAR | TVA_Transmission | Internal | Winter | B18 | 400 | 900 | 0 | 48.72 | 46.01 | 7 | 0
2020 | VACAR_2_TVA_Transmission | VACAR | TVA_Transmission | Internal | Winter | B19 | 700 | 900 | 0 | 46.27 | 44.26 | 7 | 0
2020 | VACAR_2_TVA_Transmission | VACAR | TVA_Transmission | Internal | Winter | B20 | 935 | 900 | 0 | 41.85 | 41.13 | 7 | 0
2025 | ENT_2_SOCO | ENT | SOCO | Internal | Shoulder | B11 | 25 | 2000 | 0 | 63.17 | 67.5 | 8 | 0
2025 | ENT_2_SOCO | ENT | SOCO | Internal | Shoulder | B12 | 200 | 2000 | 0 | 44.8 | 44.95 | 8 | 0
2025 | ENT_2_SOCO | ENT | SOCO | Internal | Shoulder | B13 | 600 | 2000 | 0 | 44.8 | 44.95 | 8 | 0
2025 | ENT_2_SOCO | ENT | SOCO | Internal | Shoulder | B14 | 900 | 2000 | 0 | 44.8 | 44.95 | 8 | 0
2025 | ENT_2_SOCO | ENT | SOCO | Internal | Shoulder | B15 | 1203 | 2000 | 0 | 43.84 | 44.95 | 8 | 0
2025 | ENT_2_SOCO | ENT | SOCO | Internal | Summer | B1 | 10 | 2000 | 2000 | 75.77 | 84.58 | 8 | 0.81
2025 | ENT_2_SOCO | ENT | SOCO | Internal | Summer | B2 | 25 | 2000 | 0 | 72.42 | 73.95 | 8 | 0
2025 | ENT_2_SOCO | ENT | SOCO | Internal | Summer | B3 | 75 | 2000 | 510.84 | 65.95 | 73.95 | 8 | 0
2025 | ENT_2_SOCO | ENT | SOCO | Internal | Summer | B4 | 100 | 2000 | 544.56 | 65.95 | 73.95 | 8 | 0
2025 | ENT_2_SOCO | ENT | SOCO | Internal | Summer | B5 | 200 | 2000 | 686.92 | 63.82 | 71.82 | 8 | 0
2025 | ENT_2_SOCO | ENT | SOCO | Internal | Summer | B6 | 300 | 2000 | 0 | 57.47 | 60.44 | 8 | 0
2025 | ENT_2_SOCO | ENT | SOCO | Internal | Summer | B7 | 400 | 2000 | 50.15 | 47.64 | 55.64 | 8 | 0
2025 | ENT_2_SOCO | ENT | SOCO | Internal | Summer | B8 | 500 | 2000 | 0 | 43.28 | 44.25 | 8 | 0
2025 | ENT_2_SOCO | ENT | SOCO | Internal | Summer | B9 | 800 | 2000 | 0 | 43.28 | 43.55 | 8 | 0
2025 | ENT_2_SOCO | ENT | SOCO | Internal | Summer | B10 | 1262 | 2000 | 0 | 42.97 | 43.55 | 8 | 0
2025 | ENT_2_SOCO | ENT | SOCO | Internal | Winter | B16 | 25 | 2000 | 1868.65 | 56.47 | 64.47 | 8 | 0
2025 | ENT_2_SOCO | ENT | SOCO | Internal | Winter | B17 | 100 | 2000 | 0 | 47.79 | 47.83 | 8 | 0
2025 | ENT_2_SOCO | ENT | SOCO | Internal | Winter | B18 | 400 | 2000 | 0 | 47.79 | 47.83 | 8 | 0
2025 | ENT_2_SOCO | ENT | SOCO | Internal | Winter | B19 | 700 | 2000 | 0 | 47.44 | 47.83 | 8 | 0
2025 | ENT_2_SOCO | ENT | SOCO | Internal | Winter | B20 | 935 | 2000 | 0 | 45.33 | 44.05 | 8 | 0
2025 | ENT_2_TVA_Transmission | ENT | TVA_Transmission | Internal | Shoulder | B11 | 25 | 2100 | 0 | 63.17 | 58.57 | 8 | 0
2025 | ENT_2_TVA_Transmission | ENT | TVA_Transmission | Internal | Shoulder | B12 | 200 | 2100 | 0 | 44.8 | 48.44 | 8 | 0
2025 | ENT_2_TVA_Transmission | ENT | TVA_Transmission | Internal | Shoulder | B13 | 600 | 2100 | 0 | 44.8 | 46.21 | 8 | 0
2025 | ENT_2_TVA_Transmission | ENT | TVA_Transmission | Internal | Shoulder | B14 | 900 | 2100 | 0 | 44.8 | 45.59 | 8 | 0
2025 | ENT_2_TVA_Transmission | ENT | TVA_Transmission | Internal | Shoulder | B15 | 1203 | 2100 | 0 | 43.84 | 42.14 | 8 | 0
2025 | ENT_2_TVA_Transmission | ENT | TVA_Transmission | Internal | Summer | B1 | 10 | 2100 | 0 | 75.77 | 76.34 | 8 | 0
2025 | ENT_2_TVA_Transmission | ENT | TVA_Transmission | Internal | Summer | B2 | 25 | 2100 | 0 | 72.42 | 75.94 | 8 | 0
2025 | ENT_2_TVA_Transmission | ENT | TVA_Transmission | Internal | Summer | B3 | 75 | 2100 | 0 | 65.95 | 71.45 | 8 | 0
2025 | ENT_2_TVA_Transmission | ENT | TVA_Transmission | Internal | Summer | B4 | 100 | 2100 | 0 | 65.95 | 70.28 | 8 | 0
2025 | ENT_2_TVA_Transmission | ENT | TVA_Transmission | Internal | Summer | B5 | 200 | 2100 | 0 | 63.82 | 63.98 | 8 | 0
2025 | ENT_2_TVA_Transmission | ENT | TVA_Transmission | Internal | Summer | B6 | 300 | 2100 | 0 | 57.47 | 52.66 | 8 | 0
2025 | ENT_2_TVA_Transmission | ENT | TVA_Transmission | Internal | Summer | B7 | 400 | 2100 | 0 | 47.64 | 47.4 | 8 | 0
2025 | ENT_2_TVA_Transmission | ENT | TVA_Transmission | Internal | Summer | B8 | 500 | 2100 | 0 | 43.28 | 44.21 | 8 | 0
2025 | ENT_2_TVA_Transmission | ENT | TVA_Transmission | Internal | Summer | B9 | 800 | 2100 | 0 | 43.28 | 42.38 | 8 | 0
2025 | ENT_2_TVA_Transmission | ENT | TVA_Transmission | Internal | Summer | B10 | 1262 | 2100 | 0 | 42.97 | 38.29 | 8 | 0
2025 | ENT_2_TVA_Transmission | ENT | TVA_Transmission | Internal | Winter | B16 | 25 | 2100 | 0 | 56.47 | 55.47 | 8 | 0
2025 | ENT_2_TVA_Transmission | ENT | TVA_Transmission | Internal | Winter | B17 | 100 | 2100 | 0 | 47.79 | 51.69 | 8 | 0
2025 | ENT_2_TVA_Transmission | ENT | TVA_Transmission | Internal | Winter | B18 | 400 | 2100 | 0 | 47.79 | 47.98 | 8 | 0
2025 | ENT_2_TVA_Transmission | ENT | TVA_Transmission | Internal | Winter | B19 | 700 | 2100 | 0 | 47.44 | 46.23 | 8 | 0
2025 | ENT_2_TVA_Transmission | ENT | TVA_Transmission | Internal | Winter | B20 | 935 | 2100 | 0 | 45.33 | 41.31 | 8 | 0
2025 | HQ_NEISO_2_NEISO | HQ_NEISO | NEISO | Internal | Shoulder | B11 | 25 | 99999 | 2920 | 38.87 | 38.89 | 0.01 | 0
2025 | HQ_NEISO_2_NEISO | HQ_NEISO | NEISO | Internal | Shoulder | B12 | 200 | 99999 | 2920 | 38.87 | 38.89 | 0.01 | 0
2025 | HQ_NEISO_2_NEISO | HQ_NEISO | NEISO | Internal | Shoulder | B13 | 600 | 99999 | 2920 | 38.87 | 38.89 | 0.01 | 0
2025 | HQ_NEISO_2_NEISO | HQ_NEISO | NEISO | Internal | Shoulder | B14 | 900 | 99999 | 2920 | 38.87 | 38.89 | 0.01 | 0
2025 | HQ_NEISO_2_NEISO | HQ_NEISO | NEISO | Internal | Shoulder | B15 | 1203 | 99999 | 1143.24 | 38.87 | 38.89 | 0.01 | 0
2025 | HQ_NEISO_2_NEISO | HQ_NEISO | NEISO | Internal | Summer | B1 | 10 | 99999 | 2920 | 77.96 | 77.97 | 0.01 | 0
2025 | HQ_NEISO_2_NEISO | HQ_NEISO | NEISO | Internal | Summer | B2 | 25 | 99999 | 2920 | 68.96 | 68.97 | 0.01 | 0
2025 | HQ_NEISO_2_NEISO | HQ_NEISO | NEISO | Internal | Summer | B3 | 75 | 99999 | 2920 | 51 | 51.01 | 0.01 | 0
2025 | HQ_NEISO_2_NEISO | HQ_NEISO | NEISO | Internal | Summer | B4 | 100 | 99999 | 2920 | 40.77 | 40.78 | 0.01 | 0
2025 | HQ_NEISO_2_NEISO | HQ_NEISO | NEISO | Internal | Summer | B5 | 200 | 99999 | 2920 | 35.71 | 35.72 | 0.01 | 0
2025 | HQ_NEISO_2_NEISO | HQ_NEISO | NEISO | Internal | Summer | B6 | 300 | 99999 | 2920 | 35.71 | 35.72 | 0.01 | 0
2025 | HQ_NEISO_2_NEISO | HQ_NEISO | NEISO | Internal | Summer | B7 | 400 | 99999 | 2920 | 35.71 | 35.72 | 0.01 | 0
2025 | HQ_NEISO_2_NEISO | HQ_NEISO | NEISO | Internal | Summer | B8 | 500 | 99999 | 2920 | 35.71 | 35.72 | 0.01 | 0
2025 | HQ_NEISO_2_NEISO | HQ_NEISO | NEISO | Internal | Summer | B9 | 800 | 99999 | 2920 | 35.71 | 35.72 | 0.01 | 0
2025 | HQ_NEISO_2_NEISO | HQ_NEISO | NEISO | Internal | Summer | B10 | 1262 | 99999 | 795.94 | 35.71 | 35.72 | 0.01 | 0
2025 | HQ_NEISO_2_NEISO | HQ_NEISO | NEISO | Internal | Winter | B16 | 25 | 99999 | 2920 | 48.67 | 48.68 | 0.01 | 0
2025 | HQ_NEISO_2_NEISO | HQ_NEISO | NEISO | Internal | Winter | B17 | 100 | 99999 | 2920 | 48.67 | 48.68 | 0.01 | 0
2025 | HQ_NEISO_2_NEISO | HQ_NEISO | NEISO | Internal | Winter | B18 | 400 | 99999 | 2920 | 48.67 | 48.68 | 0.01 | 0
2025 | HQ_NEISO_2_NEISO | HQ_NEISO | NEISO | Internal | Winter | B19 | 700 | 99999 | 2920 | 48.67 | 48.68 | 0.01 | 0
2025 | HQ_NEISO_2_NEISO | HQ_NEISO | NEISO | Internal | Winter | B20 | 935 | 99999 | 1233.58 | 48.67 | 48.68 | 0.01 | 0
2025 | HQ_NY_2_NYISO_A-F | HQ_NY | NYISO_A-F | Internal | Shoulder | B11 | 25 | 99999 | 1000 | 41.87 | 41.89 | 0.01 | 0
2025 | HQ_NY_2_NYISO_A-F | HQ_NY | NYISO_A-F | Internal | Shoulder | B12 | 200 | 99999 | 1000 | 41.69 | 41.7 | 0.01 | 0
2025 | HQ_NY_2_NYISO_A-F | HQ_NY | NYISO_A-F | Internal | Shoulder | B13 | 600 | 99999 | 1000 | 41.69 | 41.7 | 0.01 | 0
2025 | HQ_NY_2_NYISO_A-F | HQ_NY | NYISO_A-F | Internal | Shoulder | B14 | 900 | 99999 | 1000 | 41.36 | 41.37 | 0.01 | 0
2025 | HQ_NY_2_NYISO_A-F | HQ_NY | NYISO_A-F | Internal | Shoulder | B15 | 1203 | 99999 | 188.69 | 41.36 | 41.37 | 0.01 | 0
2025 | HQ_NY_2_NYISO_A-F | HQ_NY | NYISO_A-F | Internal | Summer | B1 | 10 | 99999 | 1000 | 67.93 | 67.94 | 0.01 | 0
2025 | HQ_NY_2_NYISO_A-F | HQ_NY | NYISO_A-F | Internal | Summer | B2 | 25 | 99999 | 1000 | 65.96 | 65.97 | 0.01 | 0
2025 | HQ_NY_2_NYISO_A-F | HQ_NY | NYISO_A-F | Internal | Summer | B3 | 75 | 99999 | 1000 | 54 | 54.01 | 0.01 | 0
2025 | HQ_NY_2_NYISO_A-F | HQ_NY | NYISO_A-F | Internal | Summer | B4 | 100 | 99999 | 1000 | 49.83 | 49.84 | 0.01 | 0
2025 | HQ_NY_2_NYISO_A-F | HQ_NY | NYISO_A-F | Internal | Summer | B5 | 200 | 99999 | 1000 | 49.83 | 49.84 | 0.01 | 0
2025 | HQ_NY_2_NYISO_A-F | HQ_NY | NYISO_A-F | Internal | Summer | B6 | 300 | 99999 | 1000 | 46.58 | 46.59 | 0.01 | 0
2025 | HQ_NY_2_NYISO_A-F | HQ_NY | NYISO_A-F | Internal | Summer | B7 | 400 | 99999 | 1000 | 41.57 | 41.58 | 0.01 | 0
2025 | HQ_NY_2_NYISO_A-F | HQ_NY | NYISO_A-F | Internal | Summer | B8 | 500 | 99999 | 1000 | 40.26 | 40.27 | 0.01 | 0
2025 | HQ_NY_2_NYISO_A-F | HQ_NY | NYISO_A-F | Internal | Summer | B9 | 800 | 99999 | 1000 | 38.71 | 38.73 | 0.01 | 0
2025 | HQ_NY_2_NYISO_A-F | HQ_NY | NYISO_A-F | Internal | Summer | B10 | 1262 | 99999 | 30.11 | 38.71 | 38.73 | 0.01 | 0
2025 | HQ_NY_2_NYISO_A-F | HQ_NY | NYISO_A-F | Internal | Winter | B16 | 25 | 99999 | 1000 | 48.52 | 48.54 | 0.01 | 0
2025 | HQ_NY_2_NYISO_A-F | HQ_NY | NYISO_A-F | Internal | Winter | B17 | 100 | 99999 | 1000 | 48.31 | 48.32 | 0.01 | 0
2025 | HQ_NY_2_NYISO_A-F | HQ_NY | NYISO_A-F | Internal | Winter | B18 | 400 | 99999 | 1000 | 44.24 | 44.25 | 0.01 | 0
2025 | HQ_NY_2_NYISO_A-F | HQ_NY | NYISO_A-F | Internal | Winter | B19 | 700 | 99999 | 1000 | 44.24 | 44.25 | 0.01 | 0
2025 | HQ_NY_2_NYISO_A-F | HQ_NY | NYISO_A-F | Internal | Winter | B20 | 935 | 99999 | 229.95 | 44.24 | 44.25 | 0.01 | 0
2025 | HQ_IESO_2_IESO | HQ_IESO | IESO | Internal | Shoulder | B11 | 25 | 99999 | 400 | 34.36 | 34.37 | 0.01 | 0
2025 | HQ_IESO_2_IESO | HQ_IESO | IESO | Internal | Shoulder | B12 | 200 | 99999 | 400 | 34.36 | 34.37 | 0.01 | 0
2025 | HQ_IESO_2_IESO | HQ_IESO | IESO | Internal | Shoulder | B13 | 600 | 99999 | 400 | 34.36 | 34.37 | 0.01 | 0
2025 | HQ_IESO_2_IESO | HQ_IESO | IESO | Internal | Shoulder | B14 | 900 | 99999 | 400 | 34.36 | 34.37 | 0.01 | 0
2025 | HQ_IESO_2_IESO | HQ_IESO | IESO | Internal | Shoulder | B15 | 1203 | 99999 | 75.48 | 34.36 | 34.37 | 0.01 | 0
2025 | HQ_IESO_2_IESO | HQ_IESO | IESO | Internal | Summer | B1 | 10 | 99999 | 400 | 60.93 | 60.94 | 0.01 | 0
2025 | HQ_IESO_2_IESO | HQ_IESO | IESO | Internal | Summer | B2 | 25 | 99999 | 400 | 58.96 | 58.97 | 0.01 | 0
2025 | HQ_IESO_2_IESO | HQ_IESO | IESO | Internal | Summer | B3 | 75 | 99999 | 400 | 47 | 47.01 | 0.01 | 0
2025 | HQ_IESO_2_IESO | HQ_IESO | IESO | Internal | Summer | B4 | 100 | 99999 | 400 | 42.83 | 42.84 | 0.01 | 0
2025 | HQ_IESO_2_IESO | HQ_IESO | IESO | Internal | Summer | B5 | 200 | 99999 | 400 | 42.83 | 42.84 | 0.01 | 0
2025 | HQ_IESO_2_IESO | HQ_IESO | IESO | Internal | Summer | B6 | 300 | 99999 | 400 | 39.58 | 39.59 | 0.01 | 0
2025 | HQ_IESO_2_IESO | HQ_IESO | IESO | Internal | Summer | B7 | 400 | 99999 | 400 | 34.57 | 34.58 | 0.01 | 0
2025 | HQ_IESO_2_IESO | HQ_IESO | IESO | Internal | Summer | B8 | 500 | 99999 | 400 | 33.26 | 33.27 | 0.01 | 0
2025 | HQ_IESO_2_IESO | HQ_IESO | IESO | Internal | Summer | B9 | 800 | 99999 | 400 | 31.71 | 31.73 | 0.01 | 0
2025 | HQ_IESO_2_IESO | HQ_IESO | IESO | Internal | Summer | B10 | 1262 | 99999 | 12.04 | 31.71 | 31.73 | 0.01 | 0
2025 | HQ_IESO_2_IESO | HQ_IESO | IESO | Internal | Winter | B16 | 25 | 99999 | 400 | 42.48 | 42.49 | 0.01 | 0
2025 | HQ_IESO_2_IESO | HQ_IESO | IESO | Internal | Winter | B17 | 100 | 99999 | 400 | 41.31 | 41.32 | 0.01 | 0
2025 | HQ_IESO_2_IESO | HQ_IESO | IESO | Internal | Winter | B18 | 400 | 99999 | 400 | 37.24 | 37.25 | 0.01 | 0
2025 | HQ_IESO_2_IESO | HQ_IESO | IESO | Internal | Winter | B19 | 700 | 99999 | 400 | 37.24 | 37.25 | 0.01 | 0
2025 | HQ_IESO_2_IESO | HQ_IESO | IESO | Internal | Winter | B20 | 935 | 99999 | 91.98 | 37.24 | 37.25 | 0.01 | 0
2025 | IESO_2_MAPP_CA | IESO | MAPP_CA | Internal | Shoulder | B11 | 25 | 262 | 262 | 34.37 | 49.42 | 7 | 8.05
2025 | IESO_2_MAPP_CA | IESO | MAPP_CA | Internal | Shoulder | B12 | 200 | 262 | 262 | 34.37 | 46.87 | 7 | 5.49
2025 | IESO_2_MAPP_CA | IESO | MAPP_CA | Internal | Shoulder | B13 | 600 | 262 | 262 | 34.37 | 42.88 | 7 | 1.51
2025 | IESO_2_MAPP_CA | IESO | MAPP_CA | Internal | Shoulder | B14 | 900 | 262 | 262 | 34.37 | 42.28 | 7 | 0.9
2025 | IESO_2_MAPP_CA | IESO | MAPP_CA | Internal | Shoulder | B15 | 1203 | 262 | 262 | 34.37 | 42.28 | 7 | 0.9
2025 | IESO_2_MAPP_CA | IESO | MAPP_CA | Internal | Summer | B1 | 10 | 262 | 30.03 | 60.94 | 67.94 | 7 | 0
2025 | IESO_2_MAPP_CA | IESO | MAPP_CA | Internal | Summer | B2 | 25 | 262 | 104.68 | 58.97 | 65.97 | 7 | 0
2025 | IESO_2_MAPP_CA | IESO | MAPP_CA | Internal | Summer | B3 | 75 | 262 | 262 | 47.01 | 56.75 | 7 | 2.75
2025 | IESO_2_MAPP_CA | IESO | MAPP_CA | Internal | Summer | B4 | 100 | 262 | 262 | 42.84 | 55.63 | 7 | 5.79
2025 | IESO_2_MAPP_CA | IESO | MAPP_CA | Internal | Summer | B5 | 200 | 262 | 262 | 42.84 | 52.82 | 7 | 2.98
2025 | IESO_2_MAPP_CA | IESO | MAPP_CA | Internal | Summer | B6 | 300 | 262 | 262 | 39.59 | 47.37 | 7 | 0.78
2025 | IESO_2_MAPP_CA | IESO | MAPP_CA | Internal | Summer | B7 | 400 | 262 | 0 | 34.58 | 41.54 | 7 | 0
2025 | IESO_2_MAPP_CA | IESO | MAPP_CA | Internal | Summer | B8 | 500 | 262 | 0 | 33.27 | 40.25 | 7 | 0
2025 | IESO_2_MAPP_CA | IESO | MAPP_CA | Internal | Summer | B9 | 800 | 262 | 262 | 31.73 | 38.74 | 7 | 0.01
2025 | IESO_2_MAPP_CA | IESO | MAPP_CA | Internal | Summer | B10 | 1262 | 262 | 262 | 31.73 | 38.74 | 7 | 0.01
2025 | IESO_2_MAPP_CA | IESO | MAPP_CA | Internal | Winter | B16 | 25 | 262 | 262 | 42.49 | 51.45 | 7 | 1.96
2025 | IESO_2_MAPP_CA | IESO | MAPP_CA | Internal | Winter | B17 | 100 | 262 | 66.58 | 41.32 | 48.32 | 7 | 0
2025 | IESO_2_MAPP_CA | IESO | MAPP_CA | Internal | Winter | B18 | 400 | 262 | 262 | 37.25 | 45.58 | 7 | 1.32
2025 | IESO_2_MAPP_CA | IESO | MAPP_CA | Internal | Winter | B19 | 700 | 262 | 262 | 37.25 | 45.58 | 7 | 1.32
2025 | IESO_2_MAPP_CA | IESO | MAPP_CA | Internal | Winter | B20 | 935 | 262 | 262 | 37.25 | 45.58 | 7 | 1.32
2025 | IESO_2_MISO_MI | IESO | MISO_MI | Internal | Shoulder | B11 | 25 | 1840 | 1840 | 34.37 | 55.3 | 7 | 13.93
2025 | IESO_2_MISO_MI | IESO | MISO_MI | Internal | Shoulder | B12 | 200 | 1840 | 1840 | 34.37 | 46.9 | 7 | 5.53
2025 | IESO_2_MISO_MI | IESO | MISO_MI | Internal | Shoulder | B13 | 600 | 1840 | 1840 | 34.37 | 42.92 | 7 | 1.55
2025 | IESO_2_MISO_MI | IESO | MISO_MI | Internal | Shoulder | B14 | 900 | 1840 | 1840 | 34.37 | 42.28 | 7 | 0.9
2025 | IESO_2_MISO_MI | IESO | MISO_MI | Internal | Shoulder | B15 | 1203 | 1840 | 0 | 34.37 | 39.7 | 7 | 0
2025 | IESO_2_MISO_MI | IESO | MISO_MI | Internal | Summer | B1 | 10 | 1840 | 1510.21 | 60.94 | 67.94 | 7 | 0
2025 | IESO_2_MISO_MI | IESO | MISO_MI | Internal | Summer | B2 | 25 | 1840 | 1840 | 58.97 | 67.94 | 7 | 1.98
2025 | IESO_2_MISO_MI | IESO | MISO_MI | Internal | Summer | B3 | 75 | 1840 | 1840 | 47.01 | 63.85 | 7 | 9.84
2025 | IESO_2_MISO_MI | IESO | MISO_MI | Internal | Summer | B4 | 100 | 1840 | 1840 | 42.84 | 63.17 | 7 | 13.33
2025 | IESO_2_MISO_MI | IESO | MISO_MI | Internal | Summer | B5 | 200 | 1840 | 1840 | 42.84 | 60.9 | 7 | 11.06
2025 | IESO_2_MISO_MI | IESO | MISO_MI | Internal | Summer | B6 | 300 | 1840 | 1840 | 39.59 | 49.46 | 7 | 2.87
2025 | IESO_2_MISO_MI | IESO | MISO_MI | Internal | Summer | B7 | 400 | 1840 | 1229.2 | 34.58 | 41.58 | 7 | 0
2025 | IESO_2_MISO_MI | IESO | MISO_MI | Internal | Summer | B8 | 500 | 1840 | 1686.15 | 33.27 | 40.27 | 7 | 0
2025 | IESO_2_MISO_MI | IESO | MISO_MI | Internal | Summer | B9 | 800 | 1840 | 1695.23 | 31.73 | 38.73 | 7 | 0
2025 | IESO_2_MISO_MI | IESO | MISO_MI | Internal | Summer | B10 | 1262 | 1840 | 0 | 31.73 | 35.78 | 7 | 0
2025 | IESO_2_MISO_MI | IESO | MISO_MI | Internal | Winter | B16 | 25 | 1840 | 1840 | 42.49 | 51.6 | 7 | 2.11
2025 | IESO_2_MISO_MI | IESO | MISO_MI | Internal | Winter | B17 | 100 | 1840 | 1840 | 41.32 | 48.53 | 7 | 0.21
2025 | IESO_2_MISO_MI | IESO | MISO_MI | Internal | Winter | B18 | 400 | 1840 | 1840 | 37.25 | 45.57 | 7 | 1.32
2025 | IESO_2_MISO_MI | IESO | MISO_MI | Internal | Winter | B19 | 700 | 1840 | 457.01 | 37.25 | 44.25 | 7 | 0
2025 | IESO_2_MISO_MI | IESO | MISO_MI | Internal | Winter | B20 | 935 | 1840 | 0 | 37.25 | 37.31 | 7 | 0
2025 | IESO_2_MISO_W | IESO | MISO_W | Internal | Shoulder | B11 | 25 | 140 | 140 | 34.37 | 55.75 | 7 | 14.38
2025 | IESO_2_MISO_W | IESO | MISO_W | Internal | Shoulder | B12 | 200 | 140 | 140 | 34.37 | 46.88 | 7 | 5.5
2025 | IESO_2_MISO_W | IESO | MISO_W | Internal | Shoulder | B13 | 600 | 140 | 140 | 34.37 | 42.9 | 7 | 1.52
2025 | IESO_2_MISO_W | IESO | MISO_W | Internal | Shoulder | B14 | 900 | 140 | 140 | 34.37 | 42.27 | 7 | 0.89
2025 | IESO_2_MISO_W | IESO | MISO_W | Internal | Shoulder | B15 | 1203 | 140 | 0 | 34.37 | 39.69 | 7 | 0
2025 | IESO_2_MISO_W | IESO | MISO_W | Internal | Summer | B1 | 10 | 140 | 140 | 60.94 | 68.33 | 7 | 0.39
2025 | IESO_2_MISO_W | IESO | MISO_W | Internal | Summer | B2 | 25 | 140 | 140 | 58.97 | 67.93 | 7 | 1.96
2025 | IESO_2_MISO_W | IESO | MISO_W | Internal | Summer | B3 | 75 | 140 | 140 | 47.01 | 67.48 | 7 | 13.47
2025 | IESO_2_MISO_W | IESO | MISO_W | Internal | Summer | B4 | 100 | 140 | 140 | 42.84 | 66.28 | 7 | 16.44
2025 | IESO_2_MISO_W | IESO | MISO_W | Internal | Summer | B5 | 200 | 140 | 140 | 42.84 | 60.93 | 7 | 11.09
2025 | IESO_2_MISO_W | IESO | MISO_W | Internal | Summer | B6 | 300 | 140 | 140 | 39.59 | 49.48 | 7 | 2.89
2025 | IESO_2_MISO_W | IESO | MISO_W | Internal | Summer | B7 | 400 | 140 | 0 | 34.58 | 41.56 | 7 | 0
2025 | IESO_2_MISO_W | IESO | MISO_W | Internal | Summer | B8 | 500 | 140 | 0 | 33.27 | 40.26 | 7 | 0
2025 | IESO_2_MISO_W | IESO | MISO_W | Internal | Summer | B9 | 800 | 140 | 99.07 | 31.73 | 38.73 | 7 | 0
2025 | IESO_2_MISO_W | IESO | MISO_W | Internal | Summer | B10 | 1262 | 140 | 0 | 31.73 | 35.75 | 7 | 0
2025 | IESO_2_MISO_W | IESO | MISO_W | Internal | Winter | B16 | 25 | 140 | 140 | 42.49 | 51.46 | 7 | 1.97
2025 | IESO_2_MISO_W | IESO | MISO_W | Internal | Winter | B17 | 100 | 140 | 140 | 41.32 | 48.34 | 7 | 0.01
2025 | IESO_2_MISO_W | IESO | MISO_W | Internal | Winter | B18 | 400 | 140 | 140 | 37.25 | 45.56 | 7 | 1.31
2025 | IESO_2_MISO_W | IESO | MISO_W | Internal | Winter | B19 | 700 | 140 | 140 | 37.25 | 44.26 | 7 | 0
2025 | IESO_2_MISO_W | IESO | MISO_W | Internal | Winter | B20 | 935 | 140 | 0 | 37.25 | 37.31 | 7 | 0
2025 | IESO_2_NYISO_A-F | IESO | NYISO_A-F | Internal | Shoulder | B11 | 25 | 1725 | 1725 | 34.37 | 41.89 | 7 | 0.51
2025 | IESO_2_NYISO_A-F | IESO | NYISO_A-F | Internal | Shoulder | B12 | 200 | 1725 | 1725 | 34.37 | 41.7 | 7 | 0.33
2025 | IESO_2_NYISO_A-F | IESO | NYISO_A-F | Internal | Shoulder | B13 | 600 | 1725 | 1725 | 34.37 | 41.7 | 7 | 0.33
2025 | IESO_2_NYISO_A-F | IESO | NYISO_A-F | Internal | Shoulder | B14 | 900 | 1725 | 1532.91 | 34.37 | 41.37 | 7 | 0
2025 | IESO_2_NYISO_A-F | IESO | NYISO_A-F | Internal | Shoulder | B15 | 1203 | 1725 | 1100.67 | 34.37 | 41.37 | 7 | 0
2025 | IESO_2_NYISO_A-F | IESO | NYISO_A-F | Internal | Summer | B1 | 10 | 1725 | 163.93 | 60.94 | 67.94 | 7 | 0
2025 | IESO_2_NYISO_A-F | IESO | NYISO_A-F | Internal | Summer | B2 | 25 | 1725 | 310.54 | 58.97 | 65.97 | 7 | 0
2025 | IESO_2_NYISO_A-F | IESO | NYISO_A-F | Internal | Summer | B3 | 75 | 1725 | 1197.98 | 47.01 | 54.01 | 7 | 0
2025 | IESO_2_NYISO_A-F | IESO | NYISO_A-F | Internal | Summer | B4 | 100 | 1725 | 1512.09 | 42.84 | 49.84 | 7 | 0
2025 | IESO_2_NYISO_A-F | IESO | NYISO_A-F | Internal | Summer | B5 | 200 | 1725 | 1131.67 | 42.84 | 49.84 | 7 | 0
2025 | IESO_2_NYISO_A-F | IESO | NYISO_A-F | Internal | Summer | B6 | 300 | 1725 | 438.85 | 39.59 | 46.59 | 7 | 0
2025 | IESO_2_NYISO_A-F | IESO | NYISO_A-F | Internal | Summer | B7 | 400 | 1725 | 1068.61 | 34.58 | 41.58 | 7 | 0
2025 | IESO_2_NYISO_A-F | IESO | NYISO_A-F | Internal | Summer | B8 | 500 | 1725 | 1385.36 | 33.27 | 40.27 | 7 | 0
2025 | IESO_2_NYISO_A-F | IESO | NYISO_A-F | Internal | Summer | B9 | 800 | 1725 | 341.68 | 31.73 | 38.73 | 7 | 0
2025 | IESO_2_NYISO_A-F | IESO | NYISO_A-F | Internal | Summer | B10 | 1262 | 1725 | 179.26 | 31.73 | 38.73 | 7 | 0
2025 | IESO_2_NYISO_A-F | IESO | NYISO_A-F | Internal | Winter | B16 | 25 | 1725 | 0 | 42.49 | 48.54 | 7 | 0
2025 | IESO_2_NYISO_A-F | IESO | NYISO_A-F | Internal | Winter | B17 | 100 | 1725 | 606.12 | 41.32 | 48.32 | 7 | 0
2025 | IESO_2_NYISO_A-F | IESO | NYISO_A-F | Internal | Winter | B18 | 400 | 1725 | 1028.65 | 37.25 | 44.25 | 7 | 0
2025 | IESO_2_NYISO_A-F | IESO | NYISO_A-F | Internal | Winter | B19 | 700 | 1725 | 999.31 | 37.25 | 44.25 | 7 | 0
2025 | IESO_2_NYISO_A-F | IESO | NYISO_A-F | Internal | Winter | B20 | 935 | 1725 | 515.29 | 37.25 | 44.25 | 7 | 0
2025 | MAPP_CA_2_IESO | MAPP_CA | IESO | Internal | Shoulder | B11 | 25 | 330 | 0 | 49.42 | 34.37 | 8 | 0
2025 | MAPP_CA_2_IESO | MAPP_CA | IESO | Internal | Shoulder | B12 | 200 | 330 | 0 | 46.87 | 34.37 | 8 | 0
2025 | MAPP_CA_2_IESO | MAPP_CA | IESO | Internal | Shoulder | B13 | 600 | 330 | 0 | 42.88 | 34.37 | 8 | 0
2025 | MAPP_CA_2_IESO | MAPP_CA | IESO | Internal | Shoulder | B14 | 900 | 330 | 0 | 42.28 | 34.37 | 8 | 0
2025 | MAPP_CA_2_IESO | MAPP_CA | IESO | Internal | Shoulder | B15 | 1203 | 330 | 0 | 42.28 | 34.37 | 8 | 0
2025 | MAPP_CA_2_IESO | MAPP_CA | IESO | Internal | Summer | B1 | 10 | 330 | 0 | 67.94 | 60.94 | 8 | 0
2025 | MAPP_CA_2_IESO | MAPP_CA | IESO | Internal | Summer | B2 | 25 | 330 | 0 | 65.97 | 58.97 | 8 | 0
2025 | MAPP_CA_2_IESO | MAPP_CA | IESO | Internal | Summer | B3 | 75 | 330 | 0 | 56.75 | 47.01 | 8 | 0
2025 | MAPP_CA_2_IESO | MAPP_CA | IESO | Internal | Summer | B4 | 100 | 330 | 0 | 55.63 | 42.84 | 8 | 0
2025 | MAPP_CA_2_IESO | MAPP_CA | IESO | Internal | Summer | B5 | 200 | 330 | 0 | 52.82 | 42.84 | 8 | 0
2025 | MAPP_CA_2_IESO | MAPP_CA | IESO | Internal | Summer | B6 | 300 | 330 | 0 | 47.37 | 39.59 | 8 | 0
2025 | MAPP_CA_2_IESO | MAPP_CA | IESO | Internal | Summer | B7 | 400 | 330 | 0 | 41.54 | 34.58 | 8 | 0
2025 | MAPP_CA_2_IESO | MAPP_CA | IESO | Internal | Summer | B8 | 500 | 330 | 0 | 40.25 | 33.27 | 8 | 0
2025 | MAPP_CA_2_IESO | MAPP_CA | IESO | Internal | Summer | B9 | 800 | 330 | 0 | 38.74 | 31.73 | 8 | 0
2025 | MAPP_CA_2_IESO | MAPP_CA | IESO | Internal | Summer | B10 | 1262 | 330 | 0 | 38.74 | 31.73 | 8 | 0
2025 | MAPP_CA_2_IESO | MAPP_CA | IESO | Internal | Winter | B16 | 25 | 330 | 0 | 51.45 | 42.49 | 8 | 0
2025 | MAPP_CA_2_IESO | MAPP_CA | IESO | Internal | Winter | B17 | 100 | 330 | 0 | 48.32 | 41.32 | 8 | 0
2025 | MAPP_CA_2_IESO | MAPP_CA | IESO | Internal | Winter | B18 | 400 | 330 | 0 | 45.58 | 37.25 | 8 | 0
2025 | MAPP_CA_2_IESO | MAPP_CA | IESO | Internal | Winter | B19 | 700 | 330 | 0 | 45.58 | 37.25 | 8 | 0
2025 | MAPP_CA_2_IESO | MAPP_CA | IESO | Internal | Winter | B20 | 935 | 330 | 0 | 45.58 | 37.25 | 8 | 0
2025 | MAPP_CA_2_MAPP_US | MAPP_CA | MAPP_US | Internal | Shoulder | B11 | 25 | 372 | 0 | 49.42 | 55.74 | 7 | 0
2025 | MAPP_CA_2_MAPP_US | MAPP_CA | MAPP_US | Internal | Shoulder | B12 | 200 | 372 | 0 | 46.87 | 39.88 | 7 | 0
2025 | MAPP_CA_2_MAPP_US | MAPP_CA | MAPP_US | Internal | Shoulder | B13 | 600 | 372 | 0 | 42.88 | 35.92 | 7 | 0
2025 | MAPP_CA_2_MAPP_US | MAPP_CA | MAPP_US | Internal | Shoulder | B14 | 900 | 372 | 0 | 42.28 | 35.8 | 7 | 0
2025 | MAPP_CA_2_MAPP_US | MAPP_CA | MAPP_US | Internal | Shoulder | B15 | 1203 | 372 | 0 | 42.28 | 34.97 | 7 | 0
2025 | MAPP_CA_2_MAPP_US | MAPP_CA | MAPP_US | Internal | Summer | B1 | 10 | 372 | 0 | 67.94 | 63.75 | 7 | 0
2025 | MAPP_CA_2_MAPP_US | MAPP_CA | MAPP_US | Internal | Summer | B2 | 25 | 372 | 0 | 65.97 | 63.75 | 7 | 0
2025 | MAPP_CA_2_MAPP_US | MAPP_CA | MAPP_US | Internal | Summer | B3 | 75 | 372 | 46.32 | 56.75 | 63.75 | 7 | 0
2025 | MAPP_CA_2_MAPP_US | MAPP_CA | MAPP_US | Internal | Summer | B4 | 100 | 372 | 40.62 | 55.63 | 62.63 | 7 | 0
2025 | MAPP_CA_2_MAPP_US | MAPP_CA | MAPP_US | Internal | Summer | B5 | 200 | 372 | 27.56 | 52.82 | 59.82 | 7 | 0
2025 | MAPP_CA_2_MAPP_US | MAPP_CA | MAPP_US | Internal | Summer | B6 | 300 | 372 | 0 | 47.37 | 49.47 | 7 | 0
2025 | MAPP_CA_2_MAPP_US | MAPP_CA | MAPP_US | Internal | Summer | B7 | 400 | 372 | 0 | 41.54 | 40.38 | 7 | 0
2025 | MAPP_CA_2_MAPP_US | MAPP_CA | MAPP_US | Internal | Summer | B8 | 500 | 372 | 0 | 40.25 | 35.19 | 7 | 0
2025 | MAPP_CA_2_MAPP_US | MAPP_CA | MAPP_US | Internal | Summer | B9 | 800 | 372 | 0 | 38.74 | 34.34 | 7 | 0
2025 | MAPP_CA_2_MAPP_US | MAPP_CA | MAPP_US | Internal | Summer | B10 | 1262 | 372 | 0 | 38.74 | 30.09 | 7 | 0
2025 | MAPP_CA_2_MAPP_US | MAPP_CA | MAPP_US | Internal | Winter | B16 | 25 | 372 | 0 | 51.45 | 44.46 | 7 | 0
2025 | MAPP_CA_2_MAPP_US | MAPP_CA | MAPP_US | Internal | Winter | B17 | 100 | 372 | 0 | 48.32 | 41.34 | 7 | 0
2025 | MAPP_CA_2_MAPP_US | MAPP_CA | MAPP_US | Internal | Winter | B18 | 400 | 372 | 0 | 45.58 | 38.56 | 7 | 0
2025 | MAPP_CA_2_MAPP_US | MAPP_CA | MAPP_US | Internal | Winter | B19 | 700 | 372 | 0 | 45.58 | 38.56 | 7 | 0
2025 | MAPP_CA_2_MAPP_US | MAPP_CA | MAPP_US | Internal | Winter | B20 | 935 | 372 | 0 | 45.58 | 32.04 | 7 | 0
2025 | MAPP_CA_2_MISO_W | MAPP_CA | MISO_W | Internal | Shoulder | B11 | 25 | 1988 | 1988 | 49.42 | 55.75 | 0.01 | 6.32
2025 | MAPP_CA_2_MISO_W | MAPP_CA | MISO_W | Internal | Shoulder | B12 | 200 | 1988 | 1329.86 | 46.87 | 46.88 | 0.01 | 0
2025 | MAPP_CA_2_MISO_W | MAPP_CA | MISO_W | Internal | Shoulder | B13 | 600 | 1988 | 1110.85 | 42.88 | 42.9 | 0.01 | 0
2025 | MAPP_CA_2_MISO_W | MAPP_CA | MISO_W | Internal | Shoulder | B14 | 900 | 1988 | 0 | 42.28 | 42.27 | 0.01 | 0
2025 | MAPP_CA_2_MISO_W | MAPP_CA | MISO_W | Internal | Shoulder | B15 | 1203 | 1988 | 0 | 42.28 | 39.69 | 0.01 | 0
2025 | MAPP_CA_2_MISO_W | MAPP_CA | MISO_W | Internal | Summer | B1 | 10 | 1988 | 1988 | 67.94 | 68.33 | 0.01 | 0.38
2025 | MAPP_CA_2_MISO_W | MAPP_CA | MISO_W | Internal | Summer | B2 | 25 | 1988 | 1988 | 65.97 | 67.93 | 0.01 | 1.95
2025 | MAPP_CA_2_MISO_W | MAPP_CA | MISO_W | Internal | Summer | B3 | 75 | 1988 | 1988 | 56.75 | 67.48 | 0.01 | 10.72
2025 | MAPP_CA_2_MISO_W | MAPP_CA | MISO_W | Internal | Summer | B4 | 100 | 1988 | 1988 | 55.63 | 66.28 | 0.01 | 10.64
2025 | MAPP_CA_2_MISO_W | MAPP_CA | MISO_W | Internal | Summer | B5 | 200 | 1988 | 1988 | 52.82 | 60.93 | 0.01 | 8.09
2025 | MAPP_CA_2_MISO_W | MAPP_CA | MISO_W | Internal | Summer | B6 | 300 | 1988 | 1988 | 47.37 | 49.48 | 0.01 | 2.1
2025 | MAPP_CA_2_MISO_W | MAPP_CA | MISO_W | Internal | Summer | B7 | 400 | 1988 | 1130.44 | 41.54 | 41.56 | 0.01 | 0
2025 | MAPP_CA_2_MISO_W | MAPP_CA | MISO_W | Internal | Summer | B8 | 500 | 1988 | 1190.37 | 40.25 | 40.26 | 0.01 | 0
2025 | MAPP_CA_2_MISO_W | MAPP_CA | MISO_W | Internal | Summer | B9 | 800 | 1988 | 0 | 38.74 | 38.73 | 0.01 | 0
2025 | MAPP_CA_2_MISO_W | MAPP_CA | MISO_W | Internal | Summer | B10 | 1262 | 1988 | 0 | 38.74 | 35.75 | 0.01 | 0
2025 | MAPP_CA_2_MISO_W | MAPP_CA | MISO_W | Internal | Winter | B16 | 25 | 1988 | 736.62 | 51.45 | 51.46 | 0.01 | 0
2025 | MAPP_CA_2_MISO_W | MAPP_CA | MISO_W | Internal | Winter | B17 | 100 | 1988 | 107.26 | 48.32 | 48.34 | 0.01 | 0
2025 | MAPP_CA_2_MISO_W | MAPP_CA | MISO_W | Internal | Winter | B18 | 400 | 1988 | 0 | 45.58 | 45.56 | 0.01 | 0
2025 | MAPP_CA_2_MISO_W | MAPP_CA | MISO_W | Internal | Winter | B19 | 700 | 1988 | 0 | 45.58 | 44.26 | 0.01 | 0
2025 | MAPP_CA_2_MISO_W | MAPP_CA | MISO_W | Internal | Winter | B20 | 935 | 1988 | 0 | 45.58 | 37.31 | 0.01 | 0
2025 | MAPP_US_2_MAPP_CA | MAPP_US | MAPP_CA | Internal | Shoulder | B11 | 25 | 165 | 0 | 55.74 | 49.42 | 7 | 0
2025 | MAPP_US_2_MAPP_CA | MAPP_US | MAPP_CA | Internal | Shoulder | B12 | 200 | 165 | 0 | 39.88 | 46.87 | 7 | 0
2025 | MAPP_US_2_MAPP_CA | MAPP_US | MAPP_CA | Internal | Shoulder | B13 | 600 | 165 | 0 | 35.92 | 42.88 | 7 | 0
2025 | MAPP_US_2_MAPP_CA | MAPP_US | MAPP_CA | Internal | Shoulder | B14 | 900 | 165 | 0 | 35.8 | 42.28 | 7 | 0
2025 | MAPP_US_2_MAPP_CA | MAPP_US | MAPP_CA | Internal | Shoulder | B15 | 1203 | 165 | 165 | 34.97 | 42.28 | 7 | 0.31
2025 | MAPP_US_2_MAPP_CA | MAPP_US | MAPP_CA | Internal | Summer | B1 | 10 | 165 | 0 | 63.75 | 67.94 | 7 | 0
2025 | MAPP_US_2_MAPP_CA | MAPP_US | MAPP_CA | Internal | Summer | B2 | 25 | 165 | 0 | 63.75 | 65.97 | 7 | 0
2025 | MAPP_US_2_MAPP_CA | MAPP_US | MAPP_CA | Internal | Summer | B3 | 75 | 165 | 0 | 63.75 | 56.75 | 7 | 0
2025 | MAPP_US_2_MAPP_CA | MAPP_US | MAPP_CA | Internal | Summer | B4 | 100 | 165 | 0 | 62.63 | 55.63 | 7 | 0
2025 | MAPP_US_2_MAPP_CA | MAPP_US | MAPP_CA | Internal | Summer | B5 | 200 | 165 | 0 | 59.82 | 52.82 | 7 | 0
2025 | MAPP_US_2_MAPP_CA | MAPP_US | MAPP_CA | Internal | Summer | B6 | 300 | 165 | 0 | 49.47 | 47.37 | 7 | 0
2025 | MAPP_US_2_MAPP_CA | MAPP_US | MAPP_CA | Internal | Summer | B7 | 400 | 165 | 0 | 40.38 | 41.54 | 7 | 0
2025 | MAPP_US_2_MAPP_CA | MAPP_US | MAPP_CA | Internal | Summer | B8 | 500 | 165 | 0 | 35.19 | 40.25 | 7 | 0
2025 | MAPP_US_2_MAPP_CA | MAPP_US | MAPP_CA | Internal | Summer | B9 | 800 | 165 | 0 | 34.34 | 38.74 | 7 | 0
2025 | MAPP_US_2_MAPP_CA | MAPP_US | MAPP_CA | Internal | Summer | B10 | 1262 | 165 | 165 | 30.09 | 38.74 | 7 | 1.64
2025 | MAPP_US_2_MAPP_CA | MAPP_US | MAPP_CA | Internal | Winter | B16 | 25 | 165 | 0 | 44.46 | 51.45 | 7 | 0
2025 | MAPP_US_2_MAPP_CA | MAPP_US | MAPP_CA | Internal | Winter | B17 | 100 | 165 | 0 | 41.34 | 48.32 | 7 | 0
2025 | MAPP_US_2_MAPP_CA | MAPP_US | MAPP_CA | Internal | Winter | B18 | 400 | 165 | 165 | 38.56 | 45.58 | 7 | 0.01
2025 | MAPP_US_2_MAPP_CA | MAPP_US | MAPP_CA | Internal | Winter | B19 | 700 | 165 | 165 | 38.56 | 45.58 | 7 | 0.01
2025 | MAPP_US_2_MAPP_CA | MAPP_US | MAPP_CA | Internal | Winter | B20 | 935 | 165 | 165 | 32.04 | 45.58 | 7 | 6.54
2025 | MAPP_US_2_MISO_W | MAPP_US | MISO_W | Internal | Shoulder | B11 | 25 | 2635 | 0 | 55.74 | 55.75 | 7 | 0
2025 | MAPP_US_2_MISO_W | MAPP_US | MISO_W | Internal | Shoulder | B12 | 200 | 2635 | 1188.1 | 39.88 | 46.88 | 7 | 0
2025 | MAPP_US_2_MISO_W | MAPP_US | MISO_W | Internal | Shoulder | B13 | 600 | 2635 | 0 | 35.92 | 42.9 | 7 | 0
2025 | MAPP_US_2_MISO_W | MAPP_US | MISO_W | Internal | Shoulder | B14 | 900 | 2635 | 0 | 35.8 | 42.27 | 7 | 0
2025 | MAPP_US_2_MISO_W | MAPP_US | MISO_W | Internal | Shoulder | B15 | 1203 | 2635 | 0 | 34.97 | 39.69 | 7 | 0
2025 | MAPP_US_2_MISO_W | MAPP_US | MISO_W | Internal | Summer | B1 | 10 | 2635 | 0 | 63.75 | 68.33 | 7 | 0
2025 | MAPP_US_2_MISO_W | MAPP_US | MISO_W | Internal | Summer | B2 | 25 | 2635 | 0 | 63.75 | 67.93 | 7 | 0
2025 | MAPP_US_2_MISO_W | MAPP_US | MISO_W | Internal | Summer | B3 | 75 | 2635 | 0 | 63.75 | 67.48 | 7 | 0
2025 | MAPP_US_2_MISO_W | MAPP_US | MISO_W | Internal | Summer | B4 | 100 | 2635 | 0 | 62.63 | 66.28 | 7 | 0
2025 | MAPP_US_2_MISO_W | MAPP_US | MISO_W | Internal | Summer | B5 | 200 | 2635 | 0 | 59.82 | 60.93 | 7 | 0
2025 | MAPP_US_2_MISO_W | MAPP_US | MISO_W | Internal | Summer | B6 | 300 | 2635 | 0 | 49.47 | 49.48 | 7 | 0
2025 | MAPP_US_2_MISO_W | MAPP_US | MISO_W | Internal | Summer | B7 | 400 | 2635 | 0 | 40.38 | 41.56 | 7 | 0
2025 | MAPP_US_2_MISO_W | MAPP_US | MISO_W | Internal | Summer | B8 | 500 | 2635 | 0 | 35.19 | 40.26 | 7 | 0
2025 | MAPP_US_2_MISO_W | MAPP_US | MISO_W | Internal | Summer | B9 | 800 | 2635 | 0 | 34.34 | 38.73 | 7 | 0
2025 | MAPP_US_2_MISO_W | MAPP_US | MISO_W | Internal | Summer | B10 | 1262 | 2635 | 0 | 30.09 | 35.75 | 7 | 0
2025 | MAPP_US_2_MISO_W | MAPP_US | MISO_W | Internal | Winter | B16 | 25 | 2635 | 1470.84 | 44.46 | 51.46 | 7 | 0
2025 | MAPP_US_2_MISO_W | MAPP_US | MISO_W | Internal | Winter | B17 | 100 | 2635 | 1092.36 | 41.34 | 48.34 | 7 | 0
2025 | MAPP_US_2_MISO_W | MAPP_US | MISO_W | Internal | Winter | B18 | 400 | 2635 | 444.09 | 38.56 | 45.56 | 7 | 0
2025 | MAPP_US_2_MISO_W | MAPP_US | MISO_W | Internal | Winter | B19 | 700 | 2635 | 0 | 38.56 | 44.26 | 7 | 0
2025 | MAPP_US_2_MISO_W | MAPP_US | MISO_W | Internal | Winter | B20 | 935 | 2635 | 0 | 32.04 | 37.31 | 7 | 0
2025 | MAPP_US_2_NE | MAPP_US | NE | Internal | Shoulder | B11 | 25 | 2000 | 1703.78 | 55.74 | 62.74 | 7 | 0
2025 | MAPP_US_2_NE | MAPP_US | NE | Internal | Shoulder | B12 | 200 | 2000 | 0 | 39.88 | 44.48 | 7 | 0
2025 | MAPP_US_2_NE | MAPP_US | NE | Internal | Shoulder | B13 | 600 | 2000 | 1109.94 | 35.92 | 42.92 | 7 | 0
2025 | MAPP_US_2_NE | MAPP_US | NE | Internal | Shoulder | B14 | 900 | 2000 | 75.63 | 35.8 | 42.8 | 7 | 0
2025 | MAPP_US_2_NE | MAPP_US | NE | Internal | Shoulder | B15 | 1203 | 2000 | 0 | 34.97 | 38.83 | 7 | 0
2025 | MAPP_US_2_NE | MAPP_US | NE | Internal | Summer | B1 | 10 | 2000 | 987.2 | 63.75 | 70.75 | 7 | 0
2025 | MAPP_US_2_NE | MAPP_US | NE | Internal | Summer | B2 | 25 | 2000 | 1157.56 | 63.75 | 70.75 | 7 | 0
2025 | MAPP_US_2_NE | MAPP_US | NE | Internal | Summer | B3 | 75 | 2000 | 1309.42 | 63.75 | 70.75 | 7 | 0
2025 | MAPP_US_2_NE | MAPP_US | NE | Internal | Summer | B4 | 100 | 2000 | 1578.7 | 62.63 | 69.63 | 7 | 0
2025 | MAPP_US_2_NE | MAPP_US | NE | Internal | Summer | B5 | 200 | 2000 | 1237.73 | 59.82 | 66.82 | 7 | 0
2025 | MAPP_US_2_NE | MAPP_US | NE | Internal | Summer | B6 | 300 | 2000 | 1312.62 | 49.47 | 56.47 | 7 | 0
2025 | MAPP_US_2_NE | MAPP_US | NE | Internal | Summer | B7 | 400 | 2000 | 1565.95 | 40.38 | 47.38 | 7 | 0
2025 | MAPP_US_2_NE | MAPP_US | NE | Internal | Summer | B8 | 500 | 2000 | 1664.26 | 35.19 | 42.19 | 7 | 0
2025 | MAPP_US_2_NE | MAPP_US | NE | Internal | Summer | B9 | 800 | 2000 | 961.24 | 34.34 | 41.34 | 7 | 0
2025 | MAPP_US_2_NE | MAPP_US | NE | Internal | Summer | B10 | 1262 | 2000 | 735.79 | 30.09 | 37.09 | 7 | 0
2025 | MAPP_US_2_NE | MAPP_US | NE | Internal | Winter | B16 | 25 | 2000 | 5.46 | 44.46 | 51.46 | 7 | 0
2025 | MAPP_US_2_NE | MAPP_US | NE | Internal | Winter | B17 | 100 | 2000 | 0 | 41.34 | 45.85 | 7 | 0
2025 | MAPP_US_2_NE | MAPP_US | NE | Internal | Winter | B18 | 400 | 2000 | 0 | 38.56 | 43.81 | 7 | 0
2025 | MAPP_US_2_NE | MAPP_US | NE | Internal | Winter | B19 | 700 | 2000 | 0 | 38.56 | 42.43 | 7 | 0
2025 | MAPP_US_2_NE | MAPP_US | NE | Internal | Winter | B20 | 935 | 2000 | 62.25 | 32.04 | 39.04 | 7 | 0
2025 | MARITIMES_2_NEISO | MARITIMES | NEISO | Internal | Shoulder | B11 | 25 | 99999 | 1720.66 | 38.87 | 38.89 | 0.01 | 0
2025 | MARITIMES_2_NEISO | MARITIMES | NEISO | Internal | Shoulder | B12 | 200 | 99999 | 1717.44 | 38.87 | 38.89 | 0.01 | 0
2025 | MARITIMES_2_NEISO | MARITIMES | NEISO | Internal | Shoulder | B13 | 600 | 99999 | 1704.78 | 38.87 | 38.89 | 0.01 | 0
2025 | MARITIMES_2_NEISO | MARITIMES | NEISO | Internal | Shoulder | B14 | 900 | 99999 | 1682.64 | 38.87 | 38.89 | 0.01 | 0
2025 | MARITIMES_2_NEISO | MARITIMES | NEISO | Internal | Shoulder | B15 | 1203 | 99999 | 648.08 | 38.87 | 38.89 | 0.01 | 0
2025 | MARITIMES_2_NEISO | MARITIMES | NEISO | Internal | Summer | B1 | 10 | 99999 | 1900 | 77.96 | 77.97 | 0.01 | 0
2025 | MARITIMES_2_NEISO | MARITIMES | NEISO | Internal | Summer | B2 | 25 | 99999 | 1878.75 | 68.96 | 68.97 | 0.01 | 0
2025 | MARITIMES_2_NEISO | MARITIMES | NEISO | Internal | Summer | B3 | 75 | 99999 | 1836.38 | 51 | 51.01 | 0.01 | 0
2025 | MARITIMES_2_NEISO | MARITIMES | NEISO | Internal | Summer | B4 | 100 | 99999 | 1799.97 | 40.77 | 40.78 | 0.01 | 0
2025 | MARITIMES_2_NEISO | MARITIMES | NEISO | Internal | Summer | B5 | 200 | 99999 | 1780.16 | 35.71 | 35.72 | 0.01 | 0
2025 | MARITIMES_2_NEISO | MARITIMES | NEISO | Internal | Summer | B6 | 300 | 99999 | 1757.82 | 35.71 | 35.72 | 0.01 | 0
2025 | MARITIMES_2_NEISO | MARITIMES | NEISO | Internal | Summer | B7 | 400 | 99999 | 1732.23 | 35.71 | 35.72 | 0.01 | 0
2025 | MARITIMES_2_NEISO | MARITIMES | NEISO | Internal | Summer | B8 | 500 | 99999 | 1712.1 | 35.71 | 35.72 | 0.01 | 0
2025 | MARITIMES_2_NEISO | MARITIMES | NEISO | Internal | Summer | B9 | 800 | 99999 | 1687.45 | 35.71 | 35.72 | 0.01 | 0
2025 | MARITIMES_2_NEISO | MARITIMES | NEISO | Internal | Summer | B10 | 1262 | 99999 | 465.06 | 35.71 | 35.72 | 0.01 | 0
2025 | MARITIMES_2_NEISO | MARITIMES | NEISO | Internal | Winter | B16 | 25 | 99999 | 1765.23 | 48.67 | 48.68 | 0.01 | 0
2025 | MARITIMES_2_NEISO | MARITIMES | NEISO | Internal | Winter | B17 | 100 | 99999 | 1747.34 | 48.67 | 48.68 | 0.01 | 0
2025 | MARITIMES_2_NEISO | MARITIMES | NEISO | Internal | Winter | B18 | 400 | 99999 | 1733.65 | 48.67 | 48.68 | 0.01 | 0
2025 | MARITIMES_2_NEISO | MARITIMES | NEISO | Internal | Winter | B19 | 700 | 99999 | 1708.15 | 48.67 | 48.68 | 0.01 | 0
2025 | MARITIMES_2_NEISO | MARITIMES | NEISO | Internal | Winter | B20 | 935 | 99999 | 723.43 | 48.67 | 48.68 | 0.01 | 0
2025 | MISO_IN_2_MISO_MI | MISO_IN | MISO_MI | Internal | Shoulder | B11 | 25 | 5000 | 0 | 55.75 | 55.3 | 0.01 | 0
2025 | MISO_IN_2_MISO_MI | MISO_IN | MISO_MI | Internal | Shoulder | B12 | 200 | 5000 | 0 | 46.9 | 46.9 | 0.01 | 0
2025 | MISO_IN_2_MISO_MI | MISO_IN | MISO_MI | Internal | Shoulder | B13 | 600 | 5000 | 0 | 42.92 | 42.92 | 0.01 | 0
2025 | MISO_IN_2_MISO_MI | MISO_IN | MISO_MI | Internal | Shoulder | B14 | 900 | 5000 | 360.9 | 42.27 | 42.28 | 0.01 | 0
2025 | MISO_IN_2_MISO_MI | MISO_IN | MISO_MI | Internal | Shoulder | B15 | 1203 | 5000 | 524.88 | 39.69 | 39.7 | 0.01 | 0
2025 | MISO_IN_2_MISO_MI | MISO_IN | MISO_MI | Internal | Summer | B1 | 10 | 5000 | 0 | 68.33 | 67.94 | 0.01 | 0
2025 | MISO_IN_2_MISO_MI | MISO_IN | MISO_MI | Internal | Summer | B2 | 25 | 5000 | 0 | 67.96 | 67.94 | 0.01 | 0
2025 | MISO_IN_2_MISO_MI | MISO_IN | MISO_MI | Internal | Summer | B3 | 75 | 5000 | 0 | 66.25 | 63.85 | 0.01 | 0
2025 | MISO_IN_2_MISO_MI | MISO_IN | MISO_MI | Internal | Summer | B4 | 100 | 5000 | 0 | 66.25 | 63.17 | 0.01 | 0
2025 | MISO_IN_2_MISO_MI | MISO_IN | MISO_MI | Internal | Summer | B5 | 200 | 5000 | 0 | 60.91 | 60.9 | 0.01 | 0
2025 | MISO_IN_2_MISO_MI | MISO_IN | MISO_MI | Internal | Summer | B6 | 300 | 5000 | 0 | 49.47 | 49.46 | 0.01 | 0
2025 | MISO_IN_2_MISO_MI | MISO_IN | MISO_MI | Internal | Summer | B7 | 400 | 5000 | 727.95 | 41.57 | 41.58 | 0.01 | 0
2025 | MISO_IN_2_MISO_MI | MISO_IN | MISO_MI | Internal | Summer | B8 | 500 | 5000 | 1104.23 | 40.26 | 40.27 | 0.01 | 0
2025 | MISO_IN_2_MISO_MI | MISO_IN | MISO_MI | Internal | Summer | B9 | 800 | 5000 | 1678.9 | 38.71 | 38.73 | 0.01 | 0
2025 | MISO_IN_2_MISO_MI | MISO_IN | MISO_MI | Internal | Summer | B10 | 1262 | 5000 | 2927.2 | 35.77 | 35.78 | 0.01 | 0
2025 | MISO_IN_2_MISO_MI | MISO_IN | MISO_MI | Internal | Winter | B16 | 25 | 5000 | 0 | 51.61 | 51.6 | 0.01 | 0
2025 | MISO_IN_2_MISO_MI | MISO_IN | MISO_MI | Internal | Winter | B17 | 100 | 5000 | 0 | 48.55 | 48.53 | 0.01 | 0
2025 | MISO_IN_2_MISO_MI | MISO_IN | MISO_MI | Internal | Winter | B18 | 400 | 5000 | 0 | 45.56 | 45.57 | 0.01 | 0
2025 | MISO_IN_2_MISO_MI | MISO_IN | MISO_MI | Internal | Winter | B19 | 700 | 5000 | 1229.44 | 44.24 | 44.25 | 0.01 | 0
2025 | MISO_IN_2_MISO_MI | MISO_IN | MISO_MI | Internal | Winter | B20 | 935 | 5000 | 0 | 37.31 | 37.31 | 0.01 | 0
2025 | MISO_IN_2_MISO_MO-IL | MISO_IN | MISO_MO-IL | Internal | Shoulder | B11 | 25 | 5000 | 427.25 | 55.75 | 55.77 | 0.01 | 0
2025 | MISO_IN_2_MISO_MO-IL | MISO_IN | MISO_MO-IL | Internal | Shoulder | B12 | 200 | 5000 | 0 | 46.9 | 46.89 | 0.01 | 0
2025 | MISO_IN_2_MISO_MO-IL | MISO_IN | MISO_MO-IL | Internal | Shoulder | B13 | 600 | 5000 | 0 | 42.92 | 42.91 | 0.01 | 0
2025 | MISO_IN_2_MISO_MO-IL | MISO_IN | MISO_MO-IL | Internal | Shoulder | B14 | 900 | 5000 | 0 | 42.27 | 42.26 | 0.01 | 0
2025 | MISO_IN_2_MISO_MO-IL | MISO_IN | MISO_MO-IL | Internal | Shoulder | B15 | 1203 | 5000 | 0 | 39.69 | 39.67 | 0.01 | 0
2025 | MISO_IN_2_MISO_MO-IL | MISO_IN | MISO_MO-IL | Internal | Summer | B1 | 10 | 5000 | 1491.63 | 68.33 | 68.34 | 0.01 | 0
2025 | MISO_IN_2_MISO_MO-IL | MISO_IN | MISO_MO-IL | Internal | Summer | B2 | 25 | 5000 | 0 | 67.96 | 67.94 | 0.01 | 0
2025 | MISO_IN_2_MISO_MO-IL | MISO_IN | MISO_MO-IL | Internal | Summer | B3 | 75 | 5000 | 69.9 | 66.25 | 66.27 | 0.01 | 0
2025 | MISO_IN_2_MISO_MO-IL | MISO_IN | MISO_MO-IL | Internal | Summer | B4 | 100 | 5000 | 889.28 | 66.25 | 66.27 | 0.01 | 0
2025 | MISO_IN_2_MISO_MO-IL | MISO_IN | MISO_MO-IL | Internal | Summer | B5 | 200 | 5000 | 0 | 60.91 | 60.91 | 0.01 | 0
2025 | MISO_IN_2_MISO_MO-IL | MISO_IN | MISO_MO-IL | Internal | Summer | B6 | 300 | 5000 | 0 | 49.47 | 49.47 | 0.01 | 0
2025 | MISO_IN_2_MISO_MO-IL | MISO_IN | MISO_MO-IL | Internal | Summer | B7 | 400 | 5000 | 0 | 41.57 | 41.56 | 0.01 | 0
2025 | MISO_IN_2_MISO_MO-IL | MISO_IN | MISO_MO-IL | Internal | Summer | B8 | 500 | 5000 | 0 | 40.26 | 40.25 | 0.01 | 0
2025 | MISO_IN_2_MISO_MO-IL | MISO_IN | MISO_MO-IL | Internal | Summer | B9 | 800 | 5000 | 0 | 38.71 | 38.71 | 0.01 | 0
2025 | MISO_IN_2_MISO_MO-IL | MISO_IN | MISO_MO-IL | Internal | Summer | B10 | 1262 | 5000 | 0 | 35.77 | 35.76 | 0.01 | 0
2025 | MISO_IN_2_MISO_MO-IL | MISO_IN | MISO_MO-IL | Internal | Winter | B16 | 25 | 5000 | 0 | 51.61 | 51.47 | 0.01 | 0
2025 | MISO_IN_2_MISO_MO-IL | MISO_IN | MISO_MO-IL | Internal | Winter | B17 | 100 | 5000 | 0 | 48.55 | 48.35 | 0.01 | 0
2025 | MISO_IN_2_MISO_MO-IL | MISO_IN | MISO_MO-IL | Internal | Winter | B18 | 400 | 5000 | 0 | 45.56 | 45.55 | 0.01 | 0
2025 | MISO_IN_2_MISO_MO-IL | MISO_IN | MISO_MO-IL | Internal | Winter | B19 | 700 | 5000 | 0 | 44.24 | 44.23 | 0.01 | 0
2025 | MISO_IN_2_MISO_MO-IL | MISO_IN | MISO_MO-IL | Internal | Winter | B20 | 935 | 5000 | 0.39 | 37.31 | 37.33 | 0.01 | 0
2025 | MISO_IN_2_NonRTO_Midwest | MISO_IN | NonRTO_Midwest | Internal | Shoulder | B11 | 25 | 4800 | 1509.95 | 55.75 | 63.75 | 8 | 0
2025 | MISO_IN_2_NonRTO_Midwest | MISO_IN | NonRTO_Midwest | Internal | Shoulder | B12 | 200 | 4800 | 879.76 | 46.9 | 54.9 | 8 | 0
2025 | MISO_IN_2_NonRTO_Midwest | MISO_IN | NonRTO_Midwest | Internal | Shoulder | B13 | 600 | 4800 | 376.01 | 42.92 | 50.92 | 8 | 0
2025 | MISO_IN_2_NonRTO_Midwest | MISO_IN | NonRTO_Midwest | Internal | Shoulder | B14 | 900 | 4800 | 0 | 42.27 | 44.04 | 8 | 0
2025 | MISO_IN_2_NonRTO_Midwest | MISO_IN | NonRTO_Midwest | Internal | Shoulder | B15 | 1203 | 4800 | 0 | 39.69 | 37.44 | 8 | 0
2025 | MISO_IN_2_NonRTO_Midwest | MISO_IN | NonRTO_Midwest | Internal | Summer | B1 | 10 | 4800 | 0 | 68.33 | 72.57 | 8 | 0
2025 | MISO_IN_2_NonRTO_Midwest | MISO_IN | NonRTO_Midwest | Internal | Summer | B2 | 25 | 4800 | 0 | 67.96 | 72.57 | 8 | 0
2025 | MISO_IN_2_NonRTO_Midwest | MISO_IN | NonRTO_Midwest | Internal | Summer | B3 | 75 | 4800 | 0 | 66.25 | 72.57 | 8 | 0
2025 | MISO_IN_2_NonRTO_Midwest | MISO_IN | NonRTO_Midwest | Internal | Summer | B4 | 100 | 4800 | 0 | 66.25 | 72.57 | 8 | 0
2025 | MISO_IN_2_NonRTO_Midwest | MISO_IN | NonRTO_Midwest | Internal | Summer | B5 | 200 | 4800 | 1199.87 | 60.91 | 68.91 | 8 | 0
2025 | MISO_IN_2_NonRTO_Midwest | MISO_IN | NonRTO_Midwest | Internal | Summer | B6 | 300 | 4800 | 672.03 | 49.47 | 57.47 | 8 | 0
2025 | MISO_IN_2_NonRTO_Midwest | MISO_IN | NonRTO_Midwest | Internal | Summer | B7 | 400 | 4800 | 125.02 | 41.57 | 49.57 | 8 | 0
2025 | MISO_IN_2_NonRTO_Midwest | MISO_IN | NonRTO_Midwest | Internal | Summer | B8 | 500 | 4800 | 0 | 40.26 | 43.17 | 8 | 0
2025 | MISO_IN_2_NonRTO_Midwest | MISO_IN | NonRTO_Midwest | Internal | Summer | B9 | 800 | 4800 | 0 | 38.71 | 37.44 | 8 | 0
2025 | MISO_IN_2_NonRTO_Midwest | MISO_IN | NonRTO_Midwest | Internal | Summer | B10 | 1262 | 4800 | 0 | 35.77 | 33.79 | 8 | 0
2025 | MISO_IN_2_NonRTO_Midwest | MISO_IN | NonRTO_Midwest | Internal | Winter | B16 | 25 | 4800 | 2474.82 | 51.61 | 59.61 | 8 | 0
2025 | MISO_IN_2_NonRTO_Midwest | MISO_IN | NonRTO_Midwest | Internal | Winter | B17 | 100 | 4800 | 1323.78 | 48.55 | 56.55 | 8 | 0
2025 | MISO_IN_2_NonRTO_Midwest | MISO_IN | NonRTO_Midwest | Internal | Winter | B18 | 400 | 4800 | 291.72 | 45.56 | 53.56 | 8 | 0
2025 | MISO_IN_2_NonRTO_Midwest | MISO_IN | NonRTO_Midwest | Internal | Winter | B19 | 700 | 4800 | 0 | 44.24 | 44.04 | 8 | 0
2025 | MISO_IN_2_NonRTO_Midwest | MISO_IN | NonRTO_Midwest | Internal | Winter | B20 | 935 | 4800 | 0 | 37.31 | 37.3 | 8 | 0
2025 | MISO_IN_2_PJM_ROR | MISO_IN | PJM_ROR | Internal | Shoulder | B11 | 25 | 992 | 0 | 55.75 | 52.64 | 2 | 0
2025 | MISO_IN_2_PJM_ROR | MISO_IN | PJM_ROR | Internal | Shoulder | B12 | 200 | 992 | 0 | 46.9 | 44.9 | 2 | 0
2025 | MISO_IN_2_PJM_ROR | MISO_IN | PJM_ROR | Internal | Shoulder | B13 | 600 | 992 | 0 | 42.92 | 42.08 | 2 | 0
2025 | MISO_IN_2_PJM_ROR | MISO_IN | PJM_ROR | Internal | Shoulder | B14 | 900 | 992 | 0 | 42.27 | 41.63 | 2 | 0
2025 | MISO_IN_2_PJM_ROR | MISO_IN | PJM_ROR | Internal | Shoulder | B15 | 1203 | 992 | 0 | 39.69 | 37.7 | 2 | 0
2025 | MISO_IN_2_PJM_ROR | MISO_IN | PJM_ROR | Internal | Summer | B1 | 10 | 992 | 0 | 68.33 | 69.75 | 2 | 0
2025 | MISO_IN_2_PJM_ROR | MISO_IN | PJM_ROR | Internal | Summer | B2 | 25 | 992 | 0 | 67.96 | 65.94 | 2 | 0
2025 | MISO_IN_2_PJM_ROR | MISO_IN | PJM_ROR | Internal | Summer | B3 | 75 | 992 | 0 | 66.25 | 65.45 | 2 | 0
2025 | MISO_IN_2_PJM_ROR | MISO_IN | PJM_ROR | Internal | Summer | B4 | 100 | 992 | 0 | 66.25 | 64.28 | 2 | 0
2025 | MISO_IN_2_PJM_ROR | MISO_IN | PJM_ROR | Internal | Summer | B5 | 200 | 992 | 0 | 60.91 | 58.91 | 2 | 0
2025 | MISO_IN_2_PJM_ROR | MISO_IN | PJM_ROR | Internal | Summer | B6 | 300 | 992 | 0 | 49.47 | 47.47 | 2 | 0
2025 | MISO_IN_2_PJM_ROR | MISO_IN | PJM_ROR | Internal | Summer | B7 | 400 | 992 | 0 | 41.57 | 42.2 | 2 | 0
2025 | MISO_IN_2_PJM_ROR | MISO_IN | PJM_ROR | Internal | Summer | B8 | 500 | 992 | 0 | 40.26 | 39.56 | 2 | 0
2025 | MISO_IN_2_PJM_ROR | MISO_IN | PJM_ROR | Internal | Summer | B9 | 800 | 992 | 0 | 38.71 | 36.82 | 2 | 0
2025 | MISO_IN_2_PJM_ROR | MISO_IN | PJM_ROR | Internal | Summer | B10 | 1262 | 992 | 0 | 35.77 | 33.78 | 2 | 0
2025 | MISO_IN_2_PJM_ROR | MISO_IN | PJM_ROR | Internal | Winter | B16 | 25 | 992 | 0 | 51.61 | 49.47 | 2 | 0
2025 | MISO_IN_2_PJM_ROR | MISO_IN | PJM_ROR | Internal | Winter | B17 | 100 | 992 | 0 | 48.55 | 49.46 | 2 | 0
2025 | MISO_IN_2_PJM_ROR | MISO_IN | PJM_ROR | Internal | Winter | B18 | 400 | 992 | 0 | 45.56 | 44.44 | 2 | 0
2025 | MISO_IN_2_PJM_ROR | MISO_IN | PJM_ROR | Internal | Winter | B19 | 700 | 992 | 0 | 44.24 | 43.33 | 2 | 0
2025 | MISO_IN_2_PJM_ROR | MISO_IN | PJM_ROR | Internal | Winter | B20 | 935 | 992 | 0 | 37.31 | 35.31 | 2 | 0
2025 | MISO_MI_2_IESO | MISO_MI | IESO | Internal | Shoulder | B11 | 25 | 1580 | 0 | 55.3 | 34.37 | 8 | 0
2025 | MISO_MI_2_IESO | MISO_MI | IESO | Internal | Shoulder | B12 | 200 | 1580 | 0 | 46.9 | 34.37 | 8 | 0
2025 | MISO_MI_2_IESO | MISO_MI | IESO | Internal | Shoulder | B13 | 600 | 1580 | 0 | 42.92 | 34.37 | 8 | 0
2025 | MISO_MI_2_IESO | MISO_MI | IESO | Internal | Shoulder | B14 | 900 | 1580 | 0 | 42.28 | 34.37 | 8 | 0
2025 | MISO_MI_2_IESO | MISO_MI | IESO | Internal | Shoulder | B15 | 1203 | 1580 | 0 | 39.7 | 34.37 | 8 | 0
2025 | MISO_MI_2_IESO | MISO_MI | IESO | Internal | Summer | B1 | 10 | 1580 | 0 | 67.94 | 60.94 | 8 | 0
2025 | MISO_MI_2_IESO | MISO_MI | IESO | Internal | Summer | B2 | 25 | 1580 | 0 | 67.94 | 58.97 | 8 | 0
2025 | MISO_MI_2_IESO | MISO_MI | IESO | Internal | Summer | B3 | 75 | 1580 | 0 | 63.85 | 47.01 | 8 | 0
2025 | MISO_MI_2_IESO | MISO_MI | IESO | Internal | Summer | B4 | 100 | 1580 | 0 | 63.17 | 42.84 | 8 | 0
2025 | MISO_MI_2_IESO | MISO_MI | IESO | Internal | Summer | B5 | 200 | 1580 | 0 | 60.9 | 42.84 | 8 | 0
2025 | MISO_MI_2_IESO | MISO_MI | IESO | Internal | Summer | B6 | 300 | 1580 | 0 | 49.46 | 39.59 | 8 | 0
2025 | MISO_MI_2_IESO | MISO_MI | IESO | Internal | Summer | B7 | 400 | 1580 | 0 | 41.58 | 34.58 | 8 | 0
2025 | MISO_MI_2_IESO | MISO_MI | IESO | Internal | Summer | B8 | 500 | 1580 | 0 | 40.27 | 33.27 | 8 | 0
2025 | MISO_MI_2_IESO | MISO_MI | IESO | Internal | Summer | B9 | 800 | 1580 | 0 | 38.73 | 31.73 | 8 | 0
2025 | MISO_MI_2_IESO | MISO_MI | IESO | Internal | Summer | B10 | 1262 | 1580 | 0 | 35.78 | 31.73 | 8 | 0
2025 | MISO_MI_2_IESO | MISO_MI | IESO | Internal | Winter | B16 | 25 | 1580 | 0 | 51.6 | 42.49 | 8 | 0
2025 | MISO_MI_2_IESO | MISO_MI | IESO | Internal | Winter | B17 | 100 | 1580 | 0 | 48.53 | 41.32 | 8 | 0
2025 | MISO_MI_2_IESO | MISO_MI | IESO | Internal | Winter | B18 | 400 | 1580 | 0 | 45.57 | 37.25 | 8 | 0
2025 | MISO_MI_2_IESO | MISO_MI | IESO | Internal | Winter | B19 | 700 | 1580 | 0 | 44.25 | 37.25 | 8 | 0
2025 | MISO_MI_2_IESO | MISO_MI | IESO | Internal | Winter | B20 | 935 | 1580 | 0 | 37.31 | 37.25 | 8 | 0
2025 | MISO_MI_2_MISO_IN | MISO_MI | MISO_IN | Internal | Shoulder | B11 | 25 | 2045 | 2045 | 55.3 | 55.75 | 0.01 | 0.44
2025 | MISO_MI_2_MISO_IN | MISO_MI | MISO_IN | Internal | Shoulder | B12 | 200 | 2045 | 0 | 46.9 | 46.9 | 0.01 | 0
2025 | MISO_MI_2_MISO_IN | MISO_MI | MISO_IN | Internal | Shoulder | B13 | 600 | 2045 | 0 | 42.92 | 42.92 | 0.01 | 0
2025 | MISO_MI_2_MISO_IN | MISO_MI | MISO_IN | Internal | Shoulder | B14 | 900 | 2045 | 0 | 42.28 | 42.27 | 0.01 | 0
2025 | MISO_MI_2_MISO_IN | MISO_MI | MISO_IN | Internal | Shoulder | B15 | 1203 | 2045 | 0 | 39.7 | 39.69 | 0.01 | 0
2025 | MISO_MI_2_MISO_IN | MISO_MI | MISO_IN | Internal | Summer | B1 | 10 | 2045 | 2045 | 67.94 | 68.33 | 0.01 | 0.38
2025 | MISO_MI_2_MISO_IN | MISO_MI | MISO_IN | Internal | Summer | B2 | 25 | 2045 | 1347.41 | 67.94 | 67.96 | 0.01 | 0
2025 | MISO_MI_2_MISO_IN | MISO_MI | MISO_IN | Internal | Summer | B3 | 75 | 2045 | 2045 | 63.85 | 66.25 | 0.01 | 2.4
2025 | MISO_MI_2_MISO_IN | MISO_MI | MISO_IN | Internal | Summer | B4 | 100 | 2045 | 2045 | 63.17 | 66.25 | 0.01 | 3.07
2025 | MISO_MI_2_MISO_IN | MISO_MI | MISO_IN | Internal | Summer | B5 | 200 | 2045 | 1235.88 | 60.9 | 60.91 | 0.01 | 0
2025 | MISO_MI_2_MISO_IN | MISO_MI | MISO_IN | Internal | Summer | B6 | 300 | 2045 | 151.22 | 49.46 | 49.47 | 0.01 | 0
2025 | MISO_MI_2_MISO_IN | MISO_MI | MISO_IN | Internal | Summer | B7 | 400 | 2045 | 0 | 41.58 | 41.57 | 0.01 | 0
2025 | MISO_MI_2_MISO_IN | MISO_MI | MISO_IN | Internal | Summer | B8 | 500 | 2045 | 0 | 40.27 | 40.26 | 0.01 | 0
2025 | MISO_MI_2_MISO_IN | MISO_MI | MISO_IN | Internal | Summer | B9 | 800 | 2045 | 0 | 38.73 | 38.71 | 0.01 | 0
2025 | MISO_MI_2_MISO_IN | MISO_MI | MISO_IN | Internal | Summer | B10 | 1262 | 2045 | 0 | 35.78 | 35.77 | 0.01 | 0
2025 | MISO_MI_2_MISO_IN | MISO_MI | MISO_IN | Internal | Winter | B16 | 25 | 2045 | 1250.18 | 51.6 | 51.61 | 0.01 | 0
2025 | MISO_MI_2_MISO_IN | MISO_MI | MISO_IN | Internal | Winter | B17 | 100 | 2045 | 180.03 | 48.53 | 48.55 | 0.01 | 0
2025 | MISO_MI_2_MISO_IN | MISO_MI | MISO_IN | Internal | Winter | B18 | 400 | 2045 | 0 | 45.57 | 45.56 | 0.01 | 0
2025 | MISO_MI_2_MISO_IN | MISO_MI | MISO_IN | Internal | Winter | B19 | 700 | 2045 | 0 | 44.25 | 44.24 | 0.01 | 0
2025 | MISO_MI_2_MISO_IN | MISO_MI | MISO_IN | Internal | Winter | B20 | 935 | 2045 | 0 | 37.31 | 37.31 | 0.01 | 0
2025 | MISO_MI_2_MISO_WUMS | MISO_MI | MISO_WUMS | Internal | Shoulder | B11 | 25 | 947 | 0 | 55.3 | 55.29 | 0.01 | 0
2025 | MISO_MI_2_MISO_WUMS | MISO_MI | MISO_WUMS | Internal | Shoulder | B12 | 200 | 947 | 0 | 46.9 | 46.89 | 0.01 | 0
2025 | MISO_MI_2_MISO_WUMS | MISO_MI | MISO_WUMS | Internal | Shoulder | B13 | 600 | 947 | 0 | 42.92 | 42.91 | 0.01 | 0
2025 | MISO_MI_2_MISO_WUMS | MISO_MI | MISO_WUMS | Internal | Shoulder | B14 | 900 | 947 | 0 | 42.28 | 42.27 | 0.01 | 0
2025 | MISO_MI_2_MISO_WUMS | MISO_MI | MISO_WUMS | Internal | Shoulder | B15 | 1203 | 947 | 0 | 39.7 | 39.7 | 0.01 | 0
2025 | MISO_MI_2_MISO_WUMS | MISO_MI | MISO_WUMS | Internal | Summer | B1 | 10 | 947 | 0 | 67.94 | 67.75 | 0.01 | 0
2025 | MISO_MI_2_MISO_WUMS | MISO_MI | MISO_WUMS | Internal | Summer | B2 | 25 | 947 | 0 | 67.94 | 63.94 | 0.01 | 0
2025 | MISO_MI_2_MISO_WUMS | MISO_MI | MISO_WUMS | Internal | Summer | B3 | 75 | 947 | 0 | 63.85 | 63.83 | 0.01 | 0
2025 | MISO_MI_2_MISO_WUMS | MISO_MI | MISO_WUMS | Internal | Summer | B4 | 100 | 947 | 947 | 63.17 | 63.83 | 0.01 | 0.65
2025 | MISO_MI_2_MISO_WUMS | MISO_MI | MISO_WUMS | Internal | Summer | B5 | 200 | 947 | 108.84 | 60.9 | 60.91 | 0.01 | 0
2025 | MISO_MI_2_MISO_WUMS | MISO_MI | MISO_WUMS | Internal | Summer | B6 | 300 | 947 | 151.02 | 49.46 | 49.47 | 0.01 | 0
2025 | MISO_MI_2_MISO_WUMS | MISO_MI | MISO_WUMS | Internal | Summer | B7 | 400 | 947 | 0 | 41.58 | 41.57 | 0.01 | 0
2025 | MISO_MI_2_MISO_WUMS | MISO_MI | MISO_WUMS | Internal | Summer | B8 | 500 | 947 | 0 | 40.27 | 40.27 | 0.01 | 0
2025 | MISO_MI_2_MISO_WUMS | MISO_MI | MISO_WUMS | Internal | Summer | B9 | 800 | 947 | 278.11 | 38.73 | 38.74 | 0.01 | 0
2025 | MISO_MI_2_MISO_WUMS | MISO_MI | MISO_WUMS | Internal | Summer | B10 | 1262 | 947 | 0 | 35.78 | 35.78 | 0.01 | 0
2025 | MISO_MI_2_MISO_WUMS | MISO_MI | MISO_WUMS | Internal | Winter | B16 | 25 | 947 | 0 | 51.6 | 51.47 | 0.01 | 0
2025 | MISO_MI_2_MISO_WUMS | MISO_MI | MISO_WUMS | Internal | Winter | B17 | 100 | 947 | 0 | 48.53 | 48.35 | 0.01 | 0
2025 | MISO_MI_2_MISO_WUMS | MISO_MI | MISO_WUMS | Internal | Winter | B18 | 400 | 947 | 0 | 45.57 | 45.58 | 0.01 | 0
2025 | MISO_MI_2_MISO_WUMS | MISO_MI | MISO_WUMS | Internal | Winter | B19 | 700 | 947 | 0 | 44.25 | 44.25 | 0.01 | 0
2025 | MISO_MI_2_MISO_WUMS | MISO_MI | MISO_WUMS | Internal | Winter | B20 | 935 | 947 | 0.3 | 37.31 | 37.33 | 0.01 | 0
2025 | MISO_MI_2_PJM_ROR | MISO_MI | PJM_ROR | Internal | Shoulder | B11 | 25 | 1424 | 0 | 55.3 | 52.64 | 2 | 0
2025 | MISO_MI_2_PJM_ROR | MISO_MI | PJM_ROR | Internal | Shoulder | B12 | 200 | 1424 | 0 | 46.9 | 44.9 | 2 | 0
2025 | MISO_MI_2_PJM_ROR | MISO_MI | PJM_ROR | Internal | Shoulder | B13 | 600 | 1424 | 0 | 42.92 | 42.08 | 2 | 0
2025 | MISO_MI_2_PJM_ROR | MISO_MI | PJM_ROR | Internal | Shoulder | B14 | 900 | 1424 | 0 | 42.28 | 41.63 | 2 | 0
2025 | MISO_MI_2_PJM_ROR | MISO_MI | PJM_ROR | Internal | Shoulder | B15 | 1203 | 1424 | 0 | 39.7 | 37.7 | 2 | 0
2025 | MISO_MI_2_PJM_ROR | MISO_MI | PJM_ROR | Internal | Summer | B1 | 10 | 1424 | 0 | 67.94 | 69.75 | 2 | 0
2025 | MISO_MI_2_PJM_ROR | MISO_MI | PJM_ROR | Internal | Summer | B2 | 25 | 1424 | 0 | 67.94 | 65.94 | 2 | 0
2025 | MISO_MI_2_PJM_ROR | MISO_MI | PJM_ROR | Internal | Summer | B3 | 75 | 1424 | 0 | 63.85 | 65.45 | 2 | 0
2025 | MISO_MI_2_PJM_ROR | MISO_MI | PJM_ROR | Internal | Summer | B4 | 100 | 1424 | 0 | 63.17 | 64.28 | 2 | 0
2025 | MISO_MI_2_PJM_ROR | MISO_MI | PJM_ROR | Internal | Summer | B5 | 200 | 1424 | 0 | 60.9 | 58.91 | 2 | 0
2025 | MISO_MI_2_PJM_ROR | MISO_MI | PJM_ROR | Internal | Summer | B6 | 300 | 1424 | 0 | 49.46 | 47.47 | 2 | 0
2025 | MISO_MI_2_PJM_ROR | MISO_MI | PJM_ROR | Internal | Summer | B7 | 400 | 1424 | 0 | 41.58 | 42.2 | 2 | 0
2025 | MISO_MI_2_PJM_ROR | MISO_MI | PJM_ROR | Internal | Summer | B8 | 500 | 1424 | 0 | 40.27 | 39.56 | 2 | 0
2025 | MISO_MI_2_PJM_ROR | MISO_MI | PJM_ROR | Internal | Summer | B9 | 800 | 1424 | 0 | 38.73 | 36.82 | 2 | 0
2025 | MISO_MI_2_PJM_ROR | MISO_MI | PJM_ROR | Internal | Summer | B10 | 1262 | 1424 | 0 | 35.78 | 33.78 | 2 | 0
2025 | MISO_MI_2_PJM_ROR | MISO_MI | PJM_ROR | Internal | Winter | B16 | 25 | 1424 | 0 | 51.6 | 49.47 | 2 | 0
2025 | MISO_MI_2_PJM_ROR | MISO_MI | PJM_ROR | Internal | Winter | B17 | 100 | 1424 | 0 | 48.53 | 49.46 | 2 | 0
2025 | MISO_MI_2_PJM_ROR | MISO_MI | PJM_ROR | Internal | Winter | B18 | 400 | 1424 | 0 | 45.57 | 44.44 | 2 | 0
2025 | MISO_MI_2_PJM_ROR | MISO_MI | PJM_ROR | Internal | Winter | B19 | 700 | 1424 | 0 | 44.25 | 43.33 | 2 | 0
2025 | MISO_MI_2_PJM_ROR | MISO_MI | PJM_ROR | Internal | Winter | B20 | 935 | 1424 | 0 | 37.31 | 35.31 | 2 | 0
2025 | MISO_MO-IL_2_ENT | MISO_MO-IL | ENT | Internal | Shoulder | B11 | 25 | 2540 | 0 | 55.77 | 63.17 | 8 | 0
2025 | MISO_MO-IL_2_ENT | MISO_MO-IL | ENT | Internal | Shoulder | B12 | 200 | 2540 | 0 | 46.89 | 44.8 | 8 | 0
2025 | MISO_MO-IL_2_ENT | MISO_MO-IL | ENT | Internal | Shoulder | B13 | 600 | 2540 | 0 | 42.91 | 44.8 | 8 | 0
2025 | MISO_MO-IL_2_ENT | MISO_MO-IL | ENT | Internal | Shoulder | B14 | 900 | 2540 | 0 | 42.26 | 44.8 | 8 | 0
2025 | MISO_MO-IL_2_ENT | MISO_MO-IL | ENT | Internal | Shoulder | B15 | 1203 | 2540 | 0 | 39.67 | 43.84 | 8 | 0
2025 | MISO_MO-IL_2_ENT | MISO_MO-IL | ENT | Internal | Summer | B1 | 10 | 2540 | 0 | 68.34 | 75.77 | 8 | 0
2025 | MISO_MO-IL_2_ENT | MISO_MO-IL | ENT | Internal | Summer | B2 | 25 | 2540 | 0 | 67.94 | 72.42 | 8 | 0
2025 | MISO_MO-IL_2_ENT | MISO_MO-IL | ENT | Internal | Summer | B3 | 75 | 2540 | 0 | 66.27 | 65.95 | 8 | 0
2025 | MISO_MO-IL_2_ENT | MISO_MO-IL | ENT | Internal | Summer | B4 | 100 | 2540 | 0 | 66.27 | 65.95 | 8 | 0
2025 | MISO_MO-IL_2_ENT | MISO_MO-IL | ENT | Internal | Summer | B5 | 200 | 2540 | 0 | 60.91 | 63.82 | 8 | 0
2025 | MISO_MO-IL_2_ENT | MISO_MO-IL | ENT | Internal | Summer | B6 | 300 | 2540 | 373.92 | 49.47 | 57.47 | 8 | 0
2025 | MISO_MO-IL_2_ENT | MISO_MO-IL | ENT | Internal | Summer | B7 | 400 | 2540 | 0 | 41.56 | 47.64 | 8 | 0
2025 | MISO_MO-IL_2_ENT | MISO_MO-IL | ENT | Internal | Summer | B8 | 500 | 2540 | 0 | 40.25 | 43.28 | 8 | 0
2025 | MISO_MO-IL_2_ENT | MISO_MO-IL | ENT | Internal | Summer | B9 | 800 | 2540 | 0 | 38.71 | 43.28 | 8 | 0
2025 | MISO_MO-IL_2_ENT | MISO_MO-IL | ENT | Internal | Summer | B10 | 1262 | 2540 | 0 | 35.76 | 42.97 | 8 | 0
2025 | MISO_MO-IL_2_ENT | MISO_MO-IL | ENT | Internal | Winter | B16 | 25 | 2540 | 0 | 51.47 | 56.47 | 8 | 0
2025 | MISO_MO-IL_2_ENT | MISO_MO-IL | ENT | Internal | Winter | B17 | 100 | 2540 | 0 | 48.35 | 47.79 | 8 | 0
2025 | MISO_MO-IL_2_ENT | MISO_MO-IL | ENT | Internal | Winter | B18 | 400 | 2540 | 0 | 45.55 | 47.79 | 8 | 0
2025 | MISO_MO-IL_2_ENT | MISO_MO-IL | ENT | Internal | Winter | B19 | 700 | 2540 | 0 | 44.23 | 47.44 | 8 | 0
2025 | MISO_MO-IL_2_ENT | MISO_MO-IL | ENT | Internal | Winter | B20 | 935 | 2540 | 1932.51 | 37.33 | 45.33 | 8 | 0
2025 | MISO_MO-IL_2_MISO_IN | MISO_MO-IL | MISO_IN | Internal | Shoulder | B11 | 25 | 2100 | 0 | 55.77 | 55.75 | 0.01 | 0
2025 | MISO_MO-IL_2_MISO_IN | MISO_MO-IL | MISO_IN | Internal | Shoulder | B12 | 200 | 2100 | 939.57 | 46.89 | 46.9 | 0.01 | 0
2025 | MISO_MO-IL_2_MISO_IN | MISO_MO-IL | MISO_IN | Internal | Shoulder | B13 | 600 | 2100 | 244.7 | 42.91 | 42.92 | 0.01 | 0
2025 | MISO_MO-IL_2_MISO_IN | MISO_MO-IL | MISO_IN | Internal | Shoulder | B14 | 900 | 2100 | 6.76 | 42.26 | 42.27 | 0.01 | 0
2025 | MISO_MO-IL_2_MISO_IN | MISO_MO-IL | MISO_IN | Internal | Shoulder | B15 | 1203 | 2100 | 605.31 | 39.67 | 39.69 | 0.01 | 0
2025 | MISO_MO-IL_2_MISO_IN | MISO_MO-IL | MISO_IN | Internal | Summer | B1 | 10 | 2100 | 0 | 68.34 | 68.33 | 0.01 | 0
2025 | MISO_MO-IL_2_MISO_IN | MISO_MO-IL | MISO_IN | Internal | Summer | B2 | 25 | 2100 | 601.64 | 67.94 | 67.96 | 0.01 | 0
2025 | MISO_MO-IL_2_MISO_IN | MISO_MO-IL | MISO_IN | Internal | Summer | B3 | 75 | 2100 | 0 | 66.27 | 66.25 | 0.01 | 0
2025 | MISO_MO-IL_2_MISO_IN | MISO_MO-IL | MISO_IN | Internal | Summer | B4 | 100 | 2100 | 0 | 66.27 | 66.25 | 0.01 | 0
2025 | MISO_MO-IL_2_MISO_IN | MISO_MO-IL | MISO_IN | Internal | Summer | B5 | 200 | 2100 | 0 | 60.91 | 60.91 | 0.01 | 0
2025 | MISO_MO-IL_2_MISO_IN | MISO_MO-IL | MISO_IN | Internal | Summer | B6 | 300 | 2100 | 0 | 49.47 | 49.47 | 0.01 | 0
2025 | MISO_MO-IL_2_MISO_IN | MISO_MO-IL | MISO_IN | Internal | Summer | B7 | 400 | 2100 | 579.74 | 41.56 | 41.57 | 0.01 | 0
2025 | MISO_MO-IL_2_MISO_IN | MISO_MO-IL | MISO_IN | Internal | Summer | B8 | 500 | 2100 | 500.48 | 40.25 | 40.26 | 0.01 | 0
2025 | MISO_MO-IL_2_MISO_IN | MISO_MO-IL | MISO_IN | Internal | Summer | B9 | 800 | 2100 | 0 | 38.71 | 38.71 | 0.01 | 0
2025 | MISO_MO-IL_2_MISO_IN | MISO_MO-IL | MISO_IN | Internal | Summer | B10 | 1262 | 2100 | 1068.23 | 35.76 | 35.77 | 0.01 | 0
2025 | MISO_MO-IL_2_MISO_IN | MISO_MO-IL | MISO_IN | Internal | Winter | B16 | 25 | 2100 | 2100 | 51.47 | 51.61 | 0.01 | 0.13
2025 | MISO_MO-IL_2_MISO_IN | MISO_MO-IL | MISO_IN | Internal | Winter | B17 | 100 | 2100 | 2100 | 48.35 | 48.55 | 0.01 | 0.18
2025 | MISO_MO-IL_2_MISO_IN | MISO_MO-IL | MISO_IN | Internal | Winter | B18 | 400 | 2100 | 454.02 | 45.55 | 45.56 | 0.01 | 0
2025 | MISO_MO-IL_2_MISO_IN | MISO_MO-IL | MISO_IN | Internal | Winter | B19 | 700 | 2100 | 777.91 | 44.23 | 44.24 | 0.01 | 0
2025 | MISO_MO-IL_2_MISO_IN | MISO_MO-IL | MISO_IN | Internal | Winter | B20 | 935 | 2100 | 0 | 37.33 | 37.31 | 0.01 | 0
2025 | MISO_MO-IL_2_MISO_W | MISO_MO-IL | MISO_W | Internal | Shoulder | B11 | 25 | 960 | 0 | 55.77 | 55.75 | 0.01 | 0
2025 | MISO_MO-IL_2_MISO_W | MISO_MO-IL | MISO_W | Internal | Shoulder | B12 | 200 | 960 | 0 | 46.89 | 46.88 | 0.01 | 0
2025 | MISO_MO-IL_2_MISO_W | MISO_MO-IL | MISO_W | Internal | Shoulder | B13 | 600 | 960 | 0 | 42.91 | 42.9 | 0.01 | 0
2025 | MISO_MO-IL_2_MISO_W | MISO_MO-IL | MISO_W | Internal | Shoulder | B14 | 900 | 960 | 774.04 | 42.26 | 42.27 | 0.01 | 0
2025 | MISO_MO-IL_2_MISO_W | MISO_MO-IL | MISO_W | Internal | Shoulder | B15 | 1203 | 960 | 277.81 | 39.67 | 39.69 | 0.01 | 0
2025 | MISO_MO-IL_2_MISO_W | MISO_MO-IL | MISO_W | Internal | Summer | B1 | 10 | 960 | 0 | 68.34 | 68.33 | 0.01 | 0
2025 | MISO_MO-IL_2_MISO_W | MISO_MO-IL | MISO_W | Internal | Summer | B2 | 25 | 960 | 0 | 67.94 | 67.93 | 0.01 | 0
2025 | MISO_MO-IL_2_MISO_W | MISO_MO-IL | MISO_W | Internal | Summer | B3 | 75 | 960 | 960 | 66.27 | 67.48 | 0.01 | 1.2
2025 | MISO_MO-IL_2_MISO_W | MISO_MO-IL | MISO_W | Internal | Summer | B4 | 100 | 960 | 690.1 | 66.27 | 66.28 | 0.01 | 0
2025 | MISO_MO-IL_2_MISO_W | MISO_MO-IL | MISO_W | Internal | Summer | B5 | 200 | 960 | 192.45 | 60.91 | 60.93 | 0.01 | 0
2025 | MISO_MO-IL_2_MISO_W | MISO_MO-IL | MISO_W | Internal | Summer | B6 | 300 | 960 | 310.73 | 49.47 | 49.48 | 0.01 | 0
2025 | MISO_MO-IL_2_MISO_W | MISO_MO-IL | MISO_W | Internal | Summer | B7 | 400 | 960 | 0 | 41.56 | 41.56 | 0.01 | 0
2025 | MISO_MO-IL_2_MISO_W | MISO_MO-IL | MISO_W | Internal | Summer | B8 | 500 | 960 | 534.61 | 40.25 | 40.26 | 0.01 | 0
2025 | MISO_MO-IL_2_MISO_W | MISO_MO-IL | MISO_W | Internal | Summer | B9 | 800 | 960 | 211.72 | 38.71 | 38.73 | 0.01 | 0
2025 | MISO_MO-IL_2_MISO_W | MISO_MO-IL | MISO_W | Internal | Summer | B10 | 1262 | 960 | 0 | 35.76 | 35.75 | 0.01 | 0
2025 | MISO_MO-IL_2_MISO_W | MISO_MO-IL | MISO_W | Internal | Winter | B16 | 25 | 960 | 0 | 51.47 | 51.46 | 0.01 | 0
2025 | MISO_MO-IL_2_MISO_W | MISO_MO-IL | MISO_W | Internal | Winter | B17 | 100 | 960 | 0 | 48.35 | 48.34 | 0.01 | 0
2025 | MISO_MO-IL_2_MISO_W | MISO_MO-IL | MISO_W | Internal | Winter | B18 | 400 | 960 | 489.64 | 45.55 | 45.56 | 0.01 | 0
2025 | MISO_MO-IL_2_MISO_W | MISO_MO-IL | MISO_W | Internal | Winter | B19 | 700 | 960 | 960 | 44.23 | 44.26 | 0.01 | 0.02
2025 | MISO_MO-IL_2_MISO_W | MISO_MO-IL | MISO_W | Internal | Winter | B20 | 935 | 960 | 0 | 37.33 | 37.31 | 0.01 | 0
2025 | MISO_MO-IL_2_PJM_ROR | MISO_MO-IL | PJM_ROR | Internal | Shoulder | B11 | 25 | 1212 | 0 | 55.77 | 52.64 | 2 | 0
2025 | MISO_MO-IL_2_PJM_ROR | MISO_MO-IL | PJM_ROR | Internal | Shoulder | B12 | 200 | 1212 | 0 | 46.89 | 44.9 | 2 | 0
2025 | MISO_MO-IL_2_PJM_ROR | MISO_MO-IL | PJM_ROR | Internal | Shoulder | B13 | 600 | 1212 | 0 | 42.91 | 42.08 | 2 | 0
2025 | MISO_MO-IL_2_PJM_ROR | MISO_MO-IL | PJM_ROR | Internal | Shoulder | B14 | 900 | 1212 | 0 | 42.26 | 41.63 | 2 | 0
2025 | MISO_MO-IL_2_PJM_ROR | MISO_MO-IL | PJM_ROR | Internal | Shoulder | B15 | 1203 | 1212 | 0 | 39.67 | 37.7 | 2 | 0
2025 | MISO_MO-IL_2_PJM_ROR | MISO_MO-IL | PJM_ROR | Internal | Summer | B1 | 10 | 1212 | 0 | 68.34 | 69.75 | 2 | 0
2025 | MISO_MO-IL_2_PJM_ROR | MISO_MO-IL | PJM_ROR | Internal | Summer | B2 | 25 | 1212 | 0 | 67.94 | 65.94 | 2 | 0
2025 | MISO_MO-IL_2_PJM_ROR | MISO_MO-IL | PJM_ROR | Internal | Summer | B3 | 75 | 1212 | 0 | 66.27 | 65.45 | 2 | 0
2025 | MISO_MO-IL_2_PJM_ROR | MISO_MO-IL | PJM_ROR | Internal | Summer | B4 | 100 | 1212 | 0 | 66.27 | 64.28 | 2 | 0
2025 | MISO_MO-IL_2_PJM_ROR | MISO_MO-IL | PJM_ROR | Internal | Summer | B5 | 200 | 1212 | 0 | 60.91 | 58.91 | 2 | 0
2025 | MISO_MO-IL_2_PJM_ROR | MISO_MO-IL | PJM_ROR | Internal | Summer | B6 | 300 | 1212 | 0 | 49.47 | 47.47 | 2 | 0
2025 | MISO_MO-IL_2_PJM_ROR | MISO_MO-IL | PJM_ROR | Internal | Summer | B7 | 400 | 1212 | 0 | 41.56 | 42.2 | 2 | 0
2025 | MISO_MO-IL_2_PJM_ROR | MISO_MO-IL | PJM_ROR | Internal | Summer | B8 | 500 | 1212 | 0 | 40.25 | 39.56 | 2 | 0
2025 | MISO_MO-IL_2_PJM_ROR | MISO_MO-IL | PJM_ROR | Internal | Summer | B9 | 800 | 1212 | 0 | 38.71 | 36.82 | 2 | 0
2025 | MISO_MO-IL_2_PJM_ROR | MISO_MO-IL | PJM_ROR | Internal | Summer | B10 | 1262 | 1212 | 0 | 35.76 | 33.78 | 2 | 0
2025 | MISO_MO-IL_2_PJM_ROR | MISO_MO-IL | PJM_ROR | Internal | Winter | B16 | 25 | 1212 | 0 | 51.47 | 49.47 | 2 | 0
2025 | MISO_MO-IL_2_PJM_ROR | MISO_MO-IL | PJM_ROR | Internal | Winter | B17 | 100 | 1212 | 0 | 48.35 | 49.46 | 2 | 0
2025 | MISO_MO-IL_2_PJM_ROR | MISO_MO-IL | PJM_ROR | Internal | Winter | B18 | 400 | 1212 | 0 | 45.55 | 44.44 | 2 | 0
2025 | MISO_MO-IL_2_PJM_ROR | MISO_MO-IL | PJM_ROR | Internal | Winter | B19 | 700 | 1212 | 0 | 44.23 | 43.33 | 2 | 0
2025 | MISO_MO-IL_2_PJM_ROR | MISO_MO-IL | PJM_ROR | Internal | Winter | B20 | 935 | 1212 | 0 | 37.33 | 35.31 | 2 | 0
2025 | MISO_MO-IL_2_SPP_N | MISO_MO-IL | SPP_N | Internal | Shoulder | B11 | 25 | 2000 | 0 | 55.77 | 62.75 | 8 | 0
2025 | MISO_MO-IL_2_SPP_N | MISO_MO-IL | SPP_N | Internal | Shoulder | B12 | 200 | 2000 | 0 | 46.89 | 44.49 | 8 | 0
2025 | MISO_MO-IL_2_SPP_N | MISO_MO-IL | SPP_N | Internal | Shoulder | B13 | 600 | 2000 | 0 | 42.91 | 42.94 | 8 | 0
2025 | MISO_MO-IL_2_SPP_N | MISO_MO-IL | SPP_N | Internal | Shoulder | B14 | 900 | 2000 | 0 | 42.26 | 42.82 | 8 | 0
2025 | MISO_MO-IL_2_SPP_N | MISO_MO-IL | SPP_N | Internal | Shoulder | B15 | 1203 | 2000 | 0 | 39.67 | 38.84 | 8 | 0
2025 | MISO_MO-IL_2_SPP_N | MISO_MO-IL | SPP_N | Internal | Summer | B1 | 10 | 2000 | 0 | 68.34 | 70.77 | 8 | 0
2025 | MISO_MO-IL_2_SPP_N | MISO_MO-IL | SPP_N | Internal | Summer | B2 | 25 | 2000 | 0 | 67.94 | 70.77 | 8 | 0
2025 | MISO_MO-IL_2_SPP_N | MISO_MO-IL | SPP_N | Internal | Summer | B3 | 75 | 2000 | 0 | 66.27 | 70.77 | 8 | 0
2025 | MISO_MO-IL_2_SPP_N | MISO_MO-IL | SPP_N | Internal | Summer | B4 | 100 | 2000 | 0 | 66.27 | 69.64 | 8 | 0
2025 | MISO_MO-IL_2_SPP_N | MISO_MO-IL | SPP_N | Internal | Summer | B5 | 200 | 2000 | 0 | 60.91 | 66.83 | 8 | 0
2025 | MISO_MO-IL_2_SPP_N | MISO_MO-IL | SPP_N | Internal | Summer | B6 | 300 | 2000 | 0 | 49.47 | 56.48 | 8 | 0
2025 | MISO_MO-IL_2_SPP_N | MISO_MO-IL | SPP_N | Internal | Summer | B7 | 400 | 2000 | 0 | 41.56 | 47.39 | 8 | 0
2025 | MISO_MO-IL_2_SPP_N | MISO_MO-IL | SPP_N | Internal | Summer | B8 | 500 | 2000 | 0 | 40.25 | 42.2 | 8 | 0
2025 | MISO_MO-IL_2_SPP_N | MISO_MO-IL | SPP_N | Internal | Summer | B9 | 800 | 2000 | 0 | 38.71 | 41.36 | 8 | 0
2025 | MISO_MO-IL_2_SPP_N | MISO_MO-IL | SPP_N | Internal | Summer | B10 | 1262 | 2000 | 0 | 35.76 | 38.65 | 8 | 0
2025 | MISO_MO-IL_2_SPP_N | MISO_MO-IL | SPP_N | Internal | Winter | B16 | 25 | 2000 | 0 | 51.47 | 51.47 | 8 | 0
2025 | MISO_MO-IL_2_SPP_N | MISO_MO-IL | SPP_N | Internal | Winter | B17 | 100 | 2000 | 0 | 48.35 | 45.86 | 8 | 0
2025 | MISO_MO-IL_2_SPP_N | MISO_MO-IL | SPP_N | Internal | Winter | B18 | 400 | 2000 | 0 | 45.55 | 43.82 | 8 | 0
2025 | MISO_MO-IL_2_SPP_N | MISO_MO-IL | SPP_N | Internal | Winter | B19 | 700 | 2000 | 0 | 44.23 | 42.44 | 8 | 0
2025 | MISO_MO-IL_2_SPP_N | MISO_MO-IL | SPP_N | Internal | Winter | B20 | 935 | 2000 | 0 | 37.33 | 39.05 | 8 | 0
2025 | MISO_MO-IL_2_TVA_Transmission | MISO_MO-IL | TVA_Transmission | Internal | Shoulder | B11 | 25 | 4000 | 0 | 55.77 | 58.57 | 8 | 0
2025 | MISO_MO-IL_2_TVA_Transmission | MISO_MO-IL | TVA_Transmission | Internal | Shoulder | B12 | 200 | 4000 | 0 | 46.89 | 48.44 | 8 | 0
2025 | MISO_MO-IL_2_TVA_Transmission | MISO_MO-IL | TVA_Transmission | Internal | Shoulder | B13 | 600 | 4000 | 0 | 42.91 | 46.21 | 8 | 0
2025 | MISO_MO-IL_2_TVA_Transmission | MISO_MO-IL | TVA_Transmission | Internal | Shoulder | B14 | 900 | 4000 | 0 | 42.26 | 45.59 | 8 | 0
2025 | MISO_MO-IL_2_TVA_Transmission | MISO_MO-IL | TVA_Transmission | Internal | Shoulder | B15 | 1203 | 4000 | 0 | 39.67 | 42.14 | 8 | 0
2025 | MISO_MO-IL_2_TVA_Transmission | MISO_MO-IL | TVA_Transmission | Internal | Summer | B1 | 10 | 4000 | 1669.06 | 68.34 | 76.34 | 8 | 0
2025 | MISO_MO-IL_2_TVA_Transmission | MISO_MO-IL | TVA_Transmission | Internal | Summer | B2 | 25 | 4000 | 839.35 | 67.94 | 75.94 | 8 | 0
2025 | MISO_MO-IL_2_TVA_Transmission | MISO_MO-IL | TVA_Transmission | Internal | Summer | B3 | 75 | 4000 | 0 | 66.27 | 71.45 | 8 | 0
2025 | MISO_MO-IL_2_TVA_Transmission | MISO_MO-IL | TVA_Transmission | Internal | Summer | B4 | 100 | 4000 | 0 | 66.27 | 70.28 | 8 | 0
2025 | MISO_MO-IL_2_TVA_Transmission | MISO_MO-IL | TVA_Transmission | Internal | Summer | B5 | 200 | 4000 | 0 | 60.91 | 63.98 | 8 | 0
2025 | MISO_MO-IL_2_TVA_Transmission | MISO_MO-IL | TVA_Transmission | Internal | Summer | B6 | 300 | 4000 | 0 | 49.47 | 52.66 | 8 | 0
2025 | MISO_MO-IL_2_TVA_Transmission | MISO_MO-IL | TVA_Transmission | Internal | Summer | B7 | 400 | 4000 | 0 | 41.56 | 47.4 | 8 | 0
2025 | MISO_MO-IL_2_TVA_Transmission | MISO_MO-IL | TVA_Transmission | Internal | Summer | B8 | 500 | 4000 | 0 | 40.25 | 44.21 | 8 | 0
2025 | MISO_MO-IL_2_TVA_Transmission | MISO_MO-IL | TVA_Transmission | Internal | Summer | B9 | 800 | 4000 | 0 | 38.71 | 42.38 | 8 | 0
2025 | MISO_MO-IL_2_TVA_Transmission | MISO_MO-IL | TVA_Transmission | Internal | Summer | B10 | 1262 | 4000 | 0 | 35.76 | 38.29 | 8 | 0
2025 | MISO_MO-IL_2_TVA_Transmission | MISO_MO-IL | TVA_Transmission | Internal | Winter | B16 | 25 | 4000 | 0 | 51.47 | 55.47 | 8 | 0
2025 | MISO_MO-IL_2_TVA_Transmission | MISO_MO-IL | TVA_Transmission | Internal | Winter | B17 | 100 | 4000 | 0 | 48.35 | 51.69 | 8 | 0
2025 | MISO_MO-IL_2_TVA_Transmission | MISO_MO-IL | TVA_Transmission | Internal | Winter | B18 | 400 | 4000 | 0 | 45.55 | 47.98 | 8 | 0
2025 | MISO_MO-IL_2_TVA_Transmission | MISO_MO-IL | TVA_Transmission | Internal | Winter | B19 | 700 | 4000 | 0 | 44.23 | 46.23 | 8 | 0
2025 | MISO_MO-IL_2_TVA_Transmission | MISO_MO-IL | TVA_Transmission | Internal | Winter | B20 | 935 | 4000 | 0 | 37.33 | 41.31 | 8 | 0
2025 | MISO_W_2_IESO | MISO_W | IESO | Internal | Shoulder | B11 | 25 | 90 | 0 | 55.75 | 34.37 | 8 | 0
2025 | MISO_W_2_IESO | MISO_W | IESO | Internal | Shoulder | B12 | 200 | 90 | 0 | 46.88 | 34.37 | 8 | 0
2025 | MISO_W_2_IESO | MISO_W | IESO | Internal | Shoulder | B13 | 600 | 90 | 0 | 42.9 | 34.37 | 8 | 0
2025 | MISO_W_2_IESO | MISO_W | IESO | Internal | Shoulder | B14 | 900 | 90 | 0 | 42.27 | 34.37 | 8 | 0
2025 | MISO_W_2_IESO | MISO_W | IESO | Internal | Shoulder | B15 | 1203 | 90 | 0 | 39.69 | 34.37 | 8 | 0
2025 | MISO_W_2_IESO | MISO_W | IESO | Internal | Summer | B1 | 10 | 90 | 0 | 68.33 | 60.94 | 8 | 0
2025 | MISO_W_2_IESO | MISO_W | IESO | Internal | Summer | B2 | 25 | 90 | 0 | 67.93 | 58.97 | 8 | 0
2025 | MISO_W_2_IESO | MISO_W | IESO | Internal | Summer | B3 | 75 | 90 | 0 | 67.48 | 47.01 | 8 | 0
2025 | MISO_W_2_IESO | MISO_W | IESO | Internal | Summer | B4 | 100 | 90 | 0 | 66.28 | 42.84 | 8 | 0
2025 | MISO_W_2_IESO | MISO_W | IESO | Internal | Summer | B5 | 200 | 90 | 0 | 60.93 | 42.84 | 8 | 0
2025 | MISO_W_2_IESO | MISO_W | IESO | Internal | Summer | B6 | 300 | 90 | 0 | 49.48 | 39.59 | 8 | 0
2025 | MISO_W_2_IESO | MISO_W | IESO | Internal | Summer | B7 | 400 | 90 | 0 | 41.56 | 34.58 | 8 | 0
2025 | MISO_W_2_IESO | MISO_W | IESO | Internal | Summer | B8 | 500 | 90 | 0 | 40.26 | 33.27 | 8 | 0
2025 | MISO_W_2_IESO | MISO_W | IESO | Internal | Summer | B9 | 800 | 90 | 0 | 38.73 | 31.73 | 8 | 0
2025 | MISO_W_2_IESO | MISO_W | IESO | Internal | Summer | B10 | 1262 | 90 | 0 | 35.75 | 31.73 | 8 | 0
2025 | MISO_W_2_IESO | MISO_W | IESO | Internal | Winter | B16 | 25 | 90 | 0 | 51.46 | 42.49 | 8 | 0
2025 | MISO_W_2_IESO | MISO_W | IESO | Internal | Winter | B17 | 100 | 90 | 0 | 48.34 | 41.32 | 8 | 0
2025 | MISO_W_2_IESO | MISO_W | IESO | Internal | Winter | B18 | 400 | 90 | 0 | 45.56 | 37.25 | 8 | 0
2025 | MISO_W_2_IESO | MISO_W | IESO | Internal | Winter | B19 | 700 | 90 | 0 | 44.26 | 37.25 | 8 | 0
2025 | MISO_W_2_IESO | MISO_W | IESO | Internal | Winter | B20 | 935 | 90 | 0 | 37.31 | 37.25 | 8 | 0
2025 | MISO_W_2_MAPP_CA | MISO_W | MAPP_CA | Internal | Shoulder | B11 | 25 | 718 | 0 | 55.75 | 49.42 | 0.01 | 0
2025 | MISO_W_2_MAPP_CA | MISO_W | MAPP_CA | Internal | Shoulder | B12 | 200 | 718 | 0 | 46.88 | 46.87 | 0.01 | 0
2025 | MISO_W_2_MAPP_CA | MISO_W | MAPP_CA | Internal | Shoulder | B13 | 600 | 718 | 0 | 42.9 | 42.88 | 0.01 | 0
2025 | MISO_W_2_MAPP_CA | MISO_W | MAPP_CA | Internal | Shoulder | B14 | 900 | 718 | 311.11 | 42.27 | 42.28 | 0.01 | 0
2025 | MISO_W_2_MAPP_CA | MISO_W | MAPP_CA | Internal | Shoulder | B15 | 1203 | 718 | 718 | 39.69 | 42.28 | 0.01 | 2.58
2025 | MISO_W_2_MAPP_CA | MISO_W | MAPP_CA | Internal | Summer | B1 | 10 | 718 | 0 | 68.33 | 67.94 | 0.01 | 0
2025 | MISO_W_2_MAPP_CA | MISO_W | MAPP_CA | Internal | Summer | B2 | 25 | 718 | 0 | 67.93 | 65.97 | 0.01 | 0
2025 | MISO_W_2_MAPP_CA | MISO_W | MAPP_CA | Internal | Summer | B3 | 75 | 718 | 0 | 67.48 | 56.75 | 0.01 | 0
2025 | MISO_W_2_MAPP_CA | MISO_W | MAPP_CA | Internal | Summer | B4 | 100 | 718 | 0 | 66.28 | 55.63 | 0.01 | 0
2025 | MISO_W_2_MAPP_CA | MISO_W | MAPP_CA | Internal | Summer | B5 | 200 | 718 | 0 | 60.93 | 52.82 | 0.01 | 0
2025 | MISO_W_2_MAPP_CA | MISO_W | MAPP_CA | Internal | Summer | B6 | 300 | 718 | 0 | 49.48 | 47.37 | 0.01 | 0
2025 | MISO_W_2_MAPP_CA | MISO_W | MAPP_CA | Internal | Summer | B7 | 400 | 718 | 0 | 41.56 | 41.54 | 0.01 | 0
2025 | MISO_W_2_MAPP_CA | MISO_W | MAPP_CA | Internal | Summer | B8 | 500 | 718 | 0 | 40.26 | 40.25 | 0.01 | 0
2025 | MISO_W_2_MAPP_CA | MISO_W | MAPP_CA | Internal | Summer | B9 | 800 | 718 | 228.09 | 38.73 | 38.74 | 0.01 | 0
2025 | MISO_W_2_MAPP_CA | MISO_W | MAPP_CA | Internal | Summer | B10 | 1262 | 718 | 718 | 35.75 | 38.74 | 0.01 | 2.98
2025 | MISO_W_2_MAPP_CA | MISO_W | MAPP_CA | Internal | Winter | B16 | 25 | 718 | 0 | 51.46 | 51.45 | 0.01 | 0
2025 | MISO_W_2_MAPP_CA | MISO_W | MAPP_CA | Internal | Winter | B17 | 100 | 718 | 0 | 48.34 | 48.32 | 0.01 | 0
2025 | MISO_W_2_MAPP_CA | MISO_W | MAPP_CA | Internal | Winter | B18 | 400 | 718 | 45.08 | 45.56 | 45.58 | 0.01 | 0
2025 | MISO_W_2_MAPP_CA | MISO_W | MAPP_CA | Internal | Winter | B19 | 700 | 718 | 718 | 44.26 | 45.58 | 0.01 | 1.31
2025 | MISO_W_2_MAPP_CA | MISO_W | MAPP_CA | Internal | Winter | B20 | 935 | 718 | 718 | 37.31 | 45.58 | 0.01 | 8.25
2025 | MISO_W_2_MISO_MO-IL | MISO_W | MISO_MO-IL | Internal | Shoulder | B11 | 25 | 3800 | 1069.12 | 55.75 | 55.77 | 0.01 | 0
2025 | MISO_W_2_MISO_MO-IL | MISO_W | MISO_MO-IL | Internal | Shoulder | B12 | 200 | 3800 | 1271.26 | 46.88 | 46.89 | 0.01 | 0
2025 | MISO_W_2_MISO_MO-IL | MISO_W | MISO_MO-IL | Internal | Shoulder | B13 | 600 | 3800 | 161.44 | 42.9 | 42.91 | 0.01 | 0
2025 | MISO_W_2_MISO_MO-IL | MISO_W | MISO_MO-IL | Internal | Shoulder | B14 | 900 | 3800 | 0 | 42.27 | 42.26 | 0.01 | 0
2025 | MISO_W_2_MISO_MO-IL | MISO_W | MISO_MO-IL | Internal | Shoulder | B15 | 1203 | 3800 | 0 | 39.69 | 39.67 | 0.01 | 0
2025 | MISO_W_2_MISO_MO-IL | MISO_W | MISO_MO-IL | Internal | Summer | B1 | 10 | 3800 | 94.16 | 68.33 | 68.34 | 0.01 | 0
2025 | MISO_W_2_MISO_MO-IL | MISO_W | MISO_MO-IL | Internal | Summer | B2 | 25 | 3800 | 564.8 | 67.93 | 67.94 | 0.01 | 0
2025 | MISO_W_2_MISO_MO-IL | MISO_W | MISO_MO-IL | Internal | Summer | B3 | 75 | 3800 | 0 | 67.48 | 66.27 | 0.01 | 0
2025 | MISO_W_2_MISO_MO-IL | MISO_W | MISO_MO-IL | Internal | Summer | B4 | 100 | 3800 | 0 | 66.28 | 66.27 | 0.01 | 0
2025 | MISO_W_2_MISO_MO-IL | MISO_W | MISO_MO-IL | Internal | Summer | B5 | 200 | 3800 | 0 | 60.93 | 60.91 | 0.01 | 0
2025 | MISO_W_2_MISO_MO-IL | MISO_W | MISO_MO-IL | Internal | Summer | B6 | 300 | 3800 | 0 | 49.48 | 49.47 | 0.01 | 0
2025 | MISO_W_2_MISO_MO-IL | MISO_W | MISO_MO-IL | Internal | Summer | B7 | 400 | 3800 | 0 | 41.56 | 41.56 | 0.01 | 0
2025 | MISO_W_2_MISO_MO-IL | MISO_W | MISO_MO-IL | Internal | Summer | B8 | 500 | 3800 | 0 | 40.26 | 40.25 | 0.01 | 0
2025 | MISO_W_2_MISO_MO-IL | MISO_W | MISO_MO-IL | Internal | Summer | B9 | 800 | 3800 | 0 | 38.73 | 38.71 | 0.01 | 0
2025 | MISO_W_2_MISO_MO-IL | MISO_W | MISO_MO-IL | Internal | Summer | B10 | 1262 | 3800 | 381.76 | 35.75 | 35.76 | 0.01 | 0
2025 | MISO_W_2_MISO_MO-IL | MISO_W | MISO_MO-IL | Internal | Winter | B16 | 25 | 3800 | 2393.7 | 51.46 | 51.47 | 0.01 | 0
2025 | MISO_W_2_MISO_MO-IL | MISO_W | MISO_MO-IL | Internal | Winter | B17 | 100 | 3800 | 1703.39 | 48.34 | 48.35 | 0.01 | 0
2025 | MISO_W_2_MISO_MO-IL | MISO_W | MISO_MO-IL | Internal | Winter | B18 | 400 | 3800 | 0 | 45.56 | 45.55 | 0.01 | 0
2025 | MISO_W_2_MISO_MO-IL | MISO_W | MISO_MO-IL | Internal | Winter | B19 | 700 | 3800 | 0 | 44.26 | 44.23 | 0.01 | 0
2025 | MISO_W_2_MISO_MO-IL | MISO_W | MISO_MO-IL | Internal | Winter | B20 | 935 | 3800 | 997.93 | 37.31 | 37.33 | 0.01 | 0
2025 | MISO_W_2_MISO_WUMS | MISO_W | MISO_WUMS | Internal | Shoulder | B11 | 25 | 1629 | 0 | 55.75 | 55.29 | 0.01 | 0
2025 | MISO_W_2_MISO_WUMS | MISO_W | MISO_WUMS | Internal | Shoulder | B12 | 200 | 1629 | 695.12 | 46.88 | 46.89 | 0.01 | 0
2025 | MISO_W_2_MISO_WUMS | MISO_W | MISO_WUMS | Internal | Shoulder | B13 | 600 | 1629 | 776.37 | 42.9 | 42.91 | 0.01 | 0
2025 | MISO_W_2_MISO_WUMS | MISO_W | MISO_WUMS | Internal | Shoulder | B14 | 900 | 1629 | 0 | 42.27 | 42.27 | 0.01 | 0
2025 | MISO_W_2_MISO_WUMS | MISO_W | MISO_WUMS | Internal | Shoulder | B15 | 1203 | 1629 | 427.81 | 39.69 | 39.7 | 0.01 | 0
2025 | MISO_W_2_MISO_WUMS | MISO_W | MISO_WUMS | Internal | Summer | B1 | 10 | 1629 | 0 | 68.33 | 67.75 | 0.01 | 0
2025 | MISO_W_2_MISO_WUMS | MISO_W | MISO_WUMS | Internal | Summer | B2 | 25 | 1629 | 0 | 67.93 | 63.94 | 0.01 | 0
2025 | MISO_W_2_MISO_WUMS | MISO_W | MISO_WUMS | Internal | Summer | B3 | 75 | 1629 | 0 | 67.48 | 63.83 | 0.01 | 0
2025 | MISO_W_2_MISO_WUMS | MISO_W | MISO_WUMS | Internal | Summer | B4 | 100 | 1629 | 0 | 66.28 | 63.83 | 0.01 | 0
2025 | MISO_W_2_MISO_WUMS | MISO_W | MISO_WUMS | Internal | Summer | B5 | 200 | 1629 | 0 | 60.93 | 60.91 | 0.01 | 0
2025 | MISO_W_2_MISO_WUMS | MISO_W | MISO_WUMS | Internal | Summer | B6 | 300 | 1629 | 0 | 49.48 | 49.47 | 0.01 | 0
2025 | MISO_W_2_MISO_WUMS | MISO_W | MISO_WUMS | Internal | Summer | B7 | 400 | 1629 | 565.18 | 41.56 | 41.57 | 0.01 | 0
2025 | MISO_W_2_MISO_WUMS | MISO_W | MISO_WUMS | Internal | Summer | B8 | 500 | 1629 | 854.67 | 40.26 | 40.27 | 0.01 | 0
2025 | MISO_W_2_MISO_WUMS | MISO_W | MISO_WUMS | Internal | Summer | B9 | 800 | 1629 | 99.05 | 38.73 | 38.74 | 0.01 | 0
2025 | MISO_W_2_MISO_WUMS | MISO_W | MISO_WUMS | Internal | Summer | B10 | 1262 | 1629 | 1629 | 35.75 | 35.78 | 0.01 | 0.02
2025 | MISO_W_2_MISO_WUMS | MISO_W | MISO_WUMS | Internal | Winter | B16 | 25 | 1629 | 862.04 | 51.46 | 51.47 | 0.01 | 0
2025 | MISO_W_2_MISO_WUMS | MISO_W | MISO_WUMS | Internal | Winter | B17 | 100 | 1629 | 1177.73 | 48.34 | 48.35 | 0.01 | 0
2025 | MISO_W_2_MISO_WUMS | MISO_W | MISO_WUMS | Internal | Winter | B18 | 400 | 1629 | 109.92 | 45.56 | 45.58 | 0.01 | 0
2025 | MISO_W_2_MISO_WUMS | MISO_W | MISO_WUMS | Internal | Winter | B19 | 700 | 1629 | 0 | 44.26 | 44.25 | 0.01 | 0
2025 | MISO_W_2_MISO_WUMS | MISO_W | MISO_WUMS | Internal | Winter | B20 | 935 | 1629 | 469.57 | 37.31 | 37.33 | 0.01 | 0
2025 | MISO_W_2_PJM_ROR | MISO_W | PJM_ROR | Internal | Shoulder | B11 | 25 | 773 | 0 | 55.75 | 52.64 | 2 | 0
2025 | MISO_W_2_PJM_ROR | MISO_W | PJM_ROR | Internal | Shoulder | B12 | 200 | 773 | 0 | 46.88 | 44.9 | 2 | 0
2025 | MISO_W_2_PJM_ROR | MISO_W | PJM_ROR | Internal | Shoulder | B13 | 600 | 773 | 0 | 42.9 | 42.08 | 2 | 0
2025 | MISO_W_2_PJM_ROR | MISO_W | PJM_ROR | Internal | Shoulder | B14 | 900 | 773 | 0 | 42.27 | 41.63 | 2 | 0
2025 | MISO_W_2_PJM_ROR | MISO_W | PJM_ROR | Internal | Shoulder | B15 | 1203 | 773 | 0 | 39.69 | 37.7 | 2 | 0
2025 | MISO_W_2_PJM_ROR | MISO_W | PJM_ROR | Internal | Summer | B1 | 10 | 773 | 0 | 68.33 | 69.75 | 2 | 0
2025 | MISO_W_2_PJM_ROR | MISO_W | PJM_ROR | Internal | Summer | B2 | 25 | 773 | 0 | 67.93 | 65.94 | 2 | 0
2025 | MISO_W_2_PJM_ROR | MISO_W | PJM_ROR | Internal | Summer | B3 | 75 | 773 | 0 | 67.48 | 65.45 | 2 | 0
2025 | MISO_W_2_PJM_ROR | MISO_W | PJM_ROR | Internal | Summer | B4 | 100 | 773 | 0 | 66.28 | 64.28 | 2 | 0
2025 | MISO_W_2_PJM_ROR | MISO_W | PJM_ROR | Internal | Summer | B5 | 200 | 773 | 0 | 60.93 | 58.91 | 2 | 0
2025 | MISO_W_2_PJM_ROR | MISO_W | PJM_ROR | Internal | Summer | B6 | 300 | 773 | 0 | 49.48 | 47.47 | 2 | 0
2025 | MISO_W_2_PJM_ROR | MISO_W | PJM_ROR | Internal | Summer | B7 | 400 | 773 | 0 | 41.56 | 42.2 | 2 | 0
2025 | MISO_W_2_PJM_ROR | MISO_W | PJM_ROR | Internal | Summer | B8 | 500 | 773 | 0 | 40.26 | 39.56 | 2 | 0
2025 | MISO_W_2_PJM_ROR | MISO_W | PJM_ROR | Internal | Summer | B9 | 800 | 773 | 0 | 38.73 | 36.82 | 2 | 0
2025 | MISO_W_2_PJM_ROR | MISO_W | PJM_ROR | Internal | Summer | B10 | 1262 | 773 | 0 | 35.75 | 33.78 | 2 | 0
2025 | MISO_W_2_PJM_ROR | MISO_W | PJM_ROR | Internal | Winter | B16 | 25 | 773 | 0 | 51.46 | 49.47 | 2 | 0
2025 | MISO_W_2_PJM_ROR | MISO_W | PJM_ROR | Internal | Winter | B17 | 100 | 773 | 0 | 48.34 | 49.46 | 2 | 0
2025 | MISO_W_2_PJM_ROR | MISO_W | PJM_ROR | Internal | Winter | B18 | 400 | 773 | 0 | 45.56 | 44.44 | 2 | 0
2025 | MISO_W_2_PJM_ROR | MISO_W | PJM_ROR | Internal | Winter | B19 | 700 | 773 | 0 | 44.26 | 43.33 | 2 | 0
2025 | MISO_W_2_PJM_ROR | MISO_W | PJM_ROR | Internal | Winter | B20 | 935 | 773 | 0 | 37.31 | 35.31 | 2 | 0
2025 | MISO_W_2_SPP_N | MISO_W | SPP_N | Internal | Shoulder | B11 | 25 | 3200 | 418.27 | 55.75 | 62.75 | 7 | 0
2025 | MISO_W_2_SPP_N | MISO_W | SPP_N | Internal | Shoulder | B12 | 200 | 3200 | 0 | 46.88 | 44.49 | 7 | 0
2025 | MISO_W_2_SPP_N | MISO_W | SPP_N | Internal | Shoulder | B13 | 600 | 3200 | 0 | 42.9 | 42.94 | 7 | 0
2025 | MISO_W_2_SPP_N | MISO_W | SPP_N | Internal | Shoulder | B14 | 900 | 3200 | 0 | 42.27 | 42.82 | 7 | 0
2025 | MISO_W_2_SPP_N | MISO_W | SPP_N | Internal | Shoulder | B15 | 1203 | 3200 | 0 | 39.69 | 38.84 | 7 | 0
2025 | MISO_W_2_SPP_N | MISO_W | SPP_N | Internal | Summer | B1 | 10 | 3200 | 0 | 68.33 | 70.77 | 7 | 0
2025 | MISO_W_2_SPP_N | MISO_W | SPP_N | Internal | Summer | B2 | 25 | 3200 | 0 | 67.93 | 70.77 | 7 | 0
2025 | MISO_W_2_SPP_N | MISO_W | SPP_N | Internal | Summer | B3 | 75 | 3200 | 0 | 67.48 | 70.77 | 7 | 0
2025 | MISO_W_2_SPP_N | MISO_W | SPP_N | Internal | Summer | B4 | 100 | 3200 | 0 | 66.28 | 69.64 | 7 | 0
2025 | MISO_W_2_SPP_N | MISO_W | SPP_N | Internal | Summer | B5 | 200 | 3200 | 0 | 60.93 | 66.83 | 7 | 0
2025 | MISO_W_2_SPP_N | MISO_W | SPP_N | Internal | Summer | B6 | 300 | 3200 | 1531.07 | 49.48 | 56.48 | 7 | 0
2025 | MISO_W_2_SPP_N | MISO_W | SPP_N | Internal | Summer | B7 | 400 | 3200 | 0 | 41.56 | 47.39 | 7 | 0
2025 | MISO_W_2_SPP_N | MISO_W | SPP_N | Internal | Summer | B8 | 500 | 3200 | 0 | 40.26 | 42.2 | 7 | 0
2025 | MISO_W_2_SPP_N | MISO_W | SPP_N | Internal | Summer | B9 | 800 | 3200 | 0 | 38.73 | 41.36 | 7 | 0
2025 | MISO_W_2_SPP_N | MISO_W | SPP_N | Internal | Summer | B10 | 1262 | 3200 | 0 | 35.75 | 38.65 | 7 | 0
2025 | MISO_W_2_SPP_N | MISO_W | SPP_N | Internal | Winter | B16 | 25 | 3200 | 0 | 51.46 | 51.47 | 7 | 0
2025 | MISO_W_2_SPP_N | MISO_W | SPP_N | Internal | Winter | B17 | 100 | 3200 | 0 | 48.34 | 45.86 | 7 | 0
2025 | MISO_W_2_SPP_N | MISO_W | SPP_N | Internal | Winter | B18 | 400 | 3200 | 0 | 45.56 | 43.82 | 7 | 0
2025 | MISO_W_2_SPP_N | MISO_W | SPP_N | Internal | Winter | B19 | 700 | 3200 | 0 | 44.26 | 42.44 | 7 | 0
2025 | MISO_W_2_SPP_N | MISO_W | SPP_N | Internal | Winter | B20 | 935 | 3200 | 0 | 37.31 | 39.05 | 7 | 0
2025 | MISO_WUMS_2_MISO_MI | MISO_WUMS | MISO_MI | Internal | Shoulder | B11 | 25 | 929 | 198.06 | 55.29 | 55.3 | 0.01 | 0
2025 | MISO_WUMS_2_MISO_MI | MISO_WUMS | MISO_MI | Internal | Shoulder | B12 | 200 | 929 | 635.73 | 46.89 | 46.9 | 0.01 | 0
2025 | MISO_WUMS_2_MISO_MI | MISO_WUMS | MISO_MI | Internal | Shoulder | B13 | 600 | 929 | 796.92 | 42.91 | 42.92 | 0.01 | 0
2025 | MISO_WUMS_2_MISO_MI | MISO_WUMS | MISO_MI | Internal | Shoulder | B14 | 900 | 929 | 556.49 | 42.27 | 42.28 | 0.01 | 0
2025 | MISO_WUMS_2_MISO_MI | MISO_WUMS | MISO_MI | Internal | Shoulder | B15 | 1203 | 929 | 0 | 39.7 | 39.7 | 0.01 | 0
2025 | MISO_WUMS_2_MISO_MI | MISO_WUMS | MISO_MI | Internal | Summer | B1 | 10 | 929 | 929 | 67.75 | 67.94 | 0.01 | 0.18
2025 | MISO_WUMS_2_MISO_MI | MISO_WUMS | MISO_MI | Internal | Summer | B2 | 25 | 929 | 929 | 63.94 | 67.94 | 0.01 | 3.99
2025 | MISO_WUMS_2_MISO_MI | MISO_WUMS | MISO_MI | Internal | Summer | B3 | 75 | 929 | 249.63 | 63.83 | 63.85 | 0.01 | 0
2025 | MISO_WUMS_2_MISO_MI | MISO_WUMS | MISO_MI | Internal | Summer | B4 | 100 | 929 | 0 | 63.83 | 63.17 | 0.01 | 0
2025 | MISO_WUMS_2_MISO_MI | MISO_WUMS | MISO_MI | Internal | Summer | B5 | 200 | 929 | 0 | 60.91 | 60.9 | 0.01 | 0
2025 | MISO_WUMS_2_MISO_MI | MISO_WUMS | MISO_MI | Internal | Summer | B6 | 300 | 929 | 0 | 49.47 | 49.46 | 0.01 | 0
2025 | MISO_WUMS_2_MISO_MI | MISO_WUMS | MISO_MI | Internal | Summer | B7 | 400 | 929 | 429.05 | 41.57 | 41.58 | 0.01 | 0
2025 | MISO_WUMS_2_MISO_MI | MISO_WUMS | MISO_MI | Internal | Summer | B8 | 500 | 929 | 0 | 40.27 | 40.27 | 0.01 | 0
2025 | MISO_WUMS_2_MISO_MI | MISO_WUMS | MISO_MI | Internal | Summer | B9 | 800 | 929 | 0 | 38.74 | 38.73 | 0.01 | 0
2025 | MISO_WUMS_2_MISO_MI | MISO_WUMS | MISO_MI | Internal | Summer | B10 | 1262 | 929 | 0 | 35.78 | 35.78 | 0.01 | 0
2025 | MISO_WUMS_2_MISO_MI | MISO_WUMS | MISO_MI | Internal | Winter | B16 | 25 | 929 | 929 | 51.47 | 51.6 | 0.01 | 0.12
2025 | MISO_WUMS_2_MISO_MI | MISO_WUMS | MISO_MI | Internal | Winter | B17 | 100 | 929 | 929 | 48.35 | 48.53 | 0.01 | 0.17
2025 | MISO_WUMS_2_MISO_MI | MISO_WUMS | MISO_MI | Internal | Winter | B18 | 400 | 929 | 0 | 45.58 | 45.57 | 0.01 | 0
2025 | MISO_WUMS_2_MISO_MI | MISO_WUMS | MISO_MI | Internal | Winter | B19 | 700 | 929 | 0 | 44.25 | 44.25 | 0.01 | 0
2025 | MISO_WUMS_2_MISO_MI | MISO_WUMS | MISO_MI | Internal | Winter | B20 | 935 | 929 | 0 | 37.33 | 37.31 | 0.01 | 0
2025 | MISO_WUMS_2_MISO_W | MISO_WUMS | MISO_W | Internal | Shoulder | B11 | 25 | 1137 | 1137 | 55.29 | 55.75 | 0.01 | 0.45
2025 | MISO_WUMS_2_MISO_W | MISO_WUMS | MISO_W | Internal | Shoulder | B12 | 200 | 1137 | 0 | 46.89 | 46.88 | 0.01 | 0
2025 | MISO_WUMS_2_MISO_W | MISO_WUMS | MISO_W | Internal | Shoulder | B13 | 600 | 1137 | 0 | 42.91 | 42.9 | 0.01 | 0
2025 | MISO_WUMS_2_MISO_W | MISO_WUMS | MISO_W | Internal | Shoulder | B14 | 900 | 1137 | 0 | 42.27 | 42.27 | 0.01 | 0
2025 | MISO_WUMS_2_MISO_W | MISO_WUMS | MISO_W | Internal | Shoulder | B15 | 1203 | 1137 | 0 | 39.7 | 39.69 | 0.01 | 0
2025 | MISO_WUMS_2_MISO_W | MISO_WUMS | MISO_W | Internal | Summer | B1 | 10 | 1137 | 1137 | 67.75 | 68.33 | 0.01 | 0.57
2025 | MISO_WUMS_2_MISO_W | MISO_WUMS | MISO_W | Internal | Summer | B2 | 25 | 1137 | 1137 | 63.94 | 67.93 | 0.01 | 3.98
2025 | MISO_WUMS_2_MISO_W | MISO_WUMS | MISO_W | Internal | Summer | B3 | 75 | 1137 | 1137 | 63.83 | 67.48 | 0.01 | 3.64
2025 | MISO_WUMS_2_MISO_W | MISO_WUMS | MISO_W | Internal | Summer | B4 | 100 | 1137 | 1137 | 63.83 | 66.28 | 0.01 | 2.43
2025 | MISO_WUMS_2_MISO_W | MISO_WUMS | MISO_W | Internal | Summer | B5 | 200 | 1137 | 257.84 | 60.91 | 60.93 | 0.01 | 0
2025 | MISO_WUMS_2_MISO_W | MISO_WUMS | MISO_W | Internal | Summer | B6 | 300 | 1137 | 414.16 | 49.47 | 49.48 | 0.01 | 0
2025 | MISO_WUMS_2_MISO_W | MISO_WUMS | MISO_W | Internal | Summer | B7 | 400 | 1137 | 0 | 41.57 | 41.56 | 0.01 | 0
2025 | MISO_WUMS_2_MISO_W | MISO_WUMS | MISO_W | Internal | Summer | B8 | 500 | 1137 | 0 | 40.27 | 40.26 | 0.01 | 0
2025 | MISO_WUMS_2_MISO_W | MISO_WUMS | MISO_W | Internal | Summer | B9 | 800 | 1137 | 0 | 38.74 | 38.73 | 0.01 | 0
2025 | MISO_WUMS_2_MISO_W | MISO_WUMS | MISO_W | Internal | Summer | B10 | 1262 | 1137 | 0 | 35.78 | 35.75 | 0.01 | 0
2025 | MISO_WUMS_2_MISO_W | MISO_WUMS | MISO_W | Internal | Winter | B16 | 25 | 1137 | 0 | 51.47 | 51.46 | 0.01 | 0
2025 | MISO_WUMS_2_MISO_W | MISO_WUMS | MISO_W | Internal | Winter | B17 | 100 | 1137 | 0 | 48.35 | 48.34 | 0.01 | 0
2025 | MISO_WUMS_2_MISO_W | MISO_WUMS | MISO_W | Internal | Winter | B18 | 400 | 1137 | 0 | 45.58 | 45.56 | 0.01 | 0
2025 | MISO_WUMS_2_MISO_W | MISO_WUMS | MISO_W | Internal | Winter | B19 | 700 | 1137 | 233.83 | 44.25 | 44.26 | 0.01 | 0
2025 | MISO_WUMS_2_MISO_W | MISO_WUMS | MISO_W | Internal | Winter | B20 | 935 | 1137 | 0 | 37.33 | 37.31 | 0.01 | 0
2025 | MISO_WUMS_2_PJM_ROR | MISO_WUMS | PJM_ROR | Internal | Shoulder | B11 | 25 | 1600 | 0 | 55.29 | 52.64 | 2 | 0
2025 | MISO_WUMS_2_PJM_ROR | MISO_WUMS | PJM_ROR | Internal | Shoulder | B12 | 200 | 1600 | 0 | 46.89 | 44.9 | 2 | 0
2025 | MISO_WUMS_2_PJM_ROR | MISO_WUMS | PJM_ROR | Internal | Shoulder | B13 | 600 | 1600 | 0 | 42.91 | 42.08 | 2 | 0
2025 | MISO_WUMS_2_PJM_ROR | MISO_WUMS | PJM_ROR | Internal | Shoulder | B14 | 900 | 1600 | 0 | 42.27 | 41.63 | 2 | 0
2025 | MISO_WUMS_2_PJM_ROR | MISO_WUMS | PJM_ROR | Internal | Shoulder | B15 | 1203 | 1600 | 0 | 39.7 | 37.7 | 2 | 0
2025 | MISO_WUMS_2_PJM_ROR | MISO_WUMS | PJM_ROR | Internal | Summer | B1 | 10 | 1600 | 72.51 | 67.75 | 69.75 | 2 | 0
2025 | MISO_WUMS_2_PJM_ROR | MISO_WUMS | PJM_ROR | Internal | Summer | B2 | 25 | 1600 | 79.13 | 63.94 | 65.94 | 2 | 0
2025 | MISO_WUMS_2_PJM_ROR | MISO_WUMS | PJM_ROR | Internal | Summer | B3 | 75 | 1600 | 0 | 63.83 | 65.45 | 2 | 0
2025 | MISO_WUMS_2_PJM_ROR | MISO_WUMS | PJM_ROR | Internal | Summer | B4 | 100 | 1600 | 0 | 63.83 | 64.28 | 2 | 0
2025 | MISO_WUMS_2_PJM_ROR | MISO_WUMS | PJM_ROR | Internal | Summer | B5 | 200 | 1600 | 0 | 60.91 | 58.91 | 2 | 0
2025 | MISO_WUMS_2_PJM_ROR | MISO_WUMS | PJM_ROR | Internal | Summer | B6 | 300 | 1600 | 0 | 49.47 | 47.47 | 2 | 0
2025 | MISO_WUMS_2_PJM_ROR | MISO_WUMS | PJM_ROR | Internal | Summer | B7 | 400 | 1600 | 0 | 41.57 | 42.2 | 2 | 0
2025 | MISO_WUMS_2_PJM_ROR | MISO_WUMS | PJM_ROR | Internal | Summer | B8 | 500 | 1600 | 0 | 40.27 | 39.56 | 2 | 0
2025 | MISO_WUMS_2_PJM_ROR | MISO_WUMS | PJM_ROR | Internal | Summer | B9 | 800 | 1600 | 0 | 38.74 | 36.82 | 2 | 0
2025 | MISO_WUMS_2_PJM_ROR | MISO_WUMS | PJM_ROR | Internal | Summer | B10 | 1262 | 1600 | 0 | 35.78 | 33.78 | 2 | 0
2025 | MISO_WUMS_2_PJM_ROR | MISO_WUMS | PJM_ROR | Internal | Winter | B16 | 25 | 1600 | 0 | 51.47 | 49.47 | 2 | 0
2025 | MISO_WUMS_2_PJM_ROR | MISO_WUMS | PJM_ROR | Internal | Winter | B17 | 100 | 1600 | 0 | 48.35 | 49.46 | 2 | 0
2025 | MISO_WUMS_2_PJM_ROR | MISO_WUMS | PJM_ROR | Internal | Winter | B18 | 400 | 1600 | 0 | 45.58 | 44.44 | 2 | 0
2025 | MISO_WUMS_2_PJM_ROR | MISO_WUMS | PJM_ROR | Internal | Winter | B19 | 700 | 1600 | 0 | 44.25 | 43.33 | 2 | 0
2025 | MISO_WUMS_2_PJM_ROR | MISO_WUMS | PJM_ROR | Internal | Winter | B20 | 935 | 1600 | 0 | 37.33 | 35.31 | 2 | 0
2025 | NE_2_MISO_W | NE | MISO_W | Internal | Shoulder | B11 | 25 | 1600 | 0 | 62.74 | 55.75 | 5 | 0
2025 | NE_2_MISO_W | NE | MISO_W | Internal | Shoulder | B12 | 200 | 1600 | 0 | 44.48 | 46.88 | 5 | 0
2025 | NE_2_MISO_W | NE | MISO_W | Internal | Shoulder | B13 | 600 | 1600 | 0 | 42.92 | 42.9 | 5 | 0
2025 | NE_2_MISO_W | NE | MISO_W | Internal | Shoulder | B14 | 900 | 1600 | 0 | 42.8 | 42.27 | 5 | 0
2025 | NE_2_MISO_W | NE | MISO_W | Internal | Shoulder | B15 | 1203 | 1600 | 0 | 38.83 | 39.69 | 5 | 0
2025 | NE_2_MISO_W | NE | MISO_W | Internal | Summer | B1 | 10 | 1600 | 0 | 70.75 | 68.33 | 5 | 0
2025 | NE_2_MISO_W | NE | MISO_W | Internal | Summer | B2 | 25 | 1600 | 0 | 70.75 | 67.93 | 5 | 0
2025 | NE_2_MISO_W | NE | MISO_W | Internal | Summer | B3 | 75 | 1600 | 0 | 70.75 | 67.48 | 5 | 0
2025 | NE_2_MISO_W | NE | MISO_W | Internal | Summer | B4 | 100 | 1600 | 0 | 69.63 | 66.28 | 5 | 0
2025 | NE_2_MISO_W | NE | MISO_W | Internal | Summer | B5 | 200 | 1600 | 0 | 66.82 | 60.93 | 5 | 0
2025 | NE_2_MISO_W | NE | MISO_W | Internal | Summer | B6 | 300 | 1600 | 0 | 56.47 | 49.48 | 5 | 0
2025 | NE_2_MISO_W | NE | MISO_W | Internal | Summer | B7 | 400 | 1600 | 0 | 47.38 | 41.56 | 5 | 0
2025 | NE_2_MISO_W | NE | MISO_W | Internal | Summer | B8 | 500 | 1600 | 0 | 42.19 | 40.26 | 5 | 0
2025 | NE_2_MISO_W | NE | MISO_W | Internal | Summer | B9 | 800 | 1600 | 0 | 41.34 | 38.73 | 5 | 0
2025 | NE_2_MISO_W | NE | MISO_W | Internal | Summer | B10 | 1262 | 1600 | 0 | 37.09 | 35.75 | 5 | 0
2025 | NE_2_MISO_W | NE | MISO_W | Internal | Winter | B16 | 25 | 1600 | 0 | 51.46 | 51.46 | 5 | 0
2025 | NE_2_MISO_W | NE | MISO_W | Internal | Winter | B17 | 100 | 1600 | 0 | 45.85 | 48.34 | 5 | 0
2025 | NE_2_MISO_W | NE | MISO_W | Internal | Winter | B18 | 400 | 1600 | 0 | 43.81 | 45.56 | 5 | 0
2025 | NE_2_MISO_W | NE | MISO_W | Internal | Winter | B19 | 700 | 1600 | 0 | 42.43 | 44.26 | 5 | 0
2025 | NE_2_MISO_W | NE | MISO_W | Internal | Winter | B20 | 935 | 1600 | 0 | 39.04 | 37.31 | 5 | 0
2025 | NE_2_SPP_N | NE | SPP_N | Internal | Shoulder | B11 | 25 | 3001 | 2355.3 | 62.74 | 62.75 | 0.01 | 0
2025 | NE_2_SPP_N | NE | SPP_N | Internal | Shoulder | B12 | 200 | 3001 | 651.22 | 44.48 | 44.49 | 0.01 | 0
2025 | NE_2_SPP_N | NE | SPP_N | Internal | Shoulder | B13 | 600 | 3001 | 1999.31 | 42.92 | 42.94 | 0.01 | 0
2025 | NE_2_SPP_N | NE | SPP_N | Internal | Shoulder | B14 | 900 | 3001 | 1248.27 | 42.8 | 42.82 | 0.01 | 0
2025 | NE_2_SPP_N | NE | SPP_N | Internal | Shoulder | B15 | 1203 | 3001 | 1685.79 | 38.83 | 38.84 | 0.01 | 0
2025 | NE_2_SPP_N | NE | SPP_N | Internal | Summer | B1 | 10 | 3001 | 2516.36 | 70.75 | 70.77 | 0.01 | 0
2025 | NE_2_SPP_N | NE | SPP_N | Internal | Summer | B2 | 25 | 3001 | 2911.75 | 70.75 | 70.77 | 0.01 | 0
2025 | NE_2_SPP_N | NE | SPP_N | Internal | Summer | B3 | 75 | 3001 | 2944.37 | 70.75 | 70.77 | 0.01 | 0
2025 | NE_2_SPP_N | NE | SPP_N | Internal | Summer | B4 | 100 | 3001 | 2777.36 | 69.63 | 69.64 | 0.01 | 0
2025 | NE_2_SPP_N | NE | SPP_N | Internal | Summer | B5 | 200 | 3001 | 2203.16 | 66.82 | 66.83 | 0.01 | 0
2025 | NE_2_SPP_N | NE | SPP_N | Internal | Summer | B6 | 300 | 3001 | 2341.61 | 56.47 | 56.48 | 0.01 | 0
2025 | NE_2_SPP_N | NE | SPP_N | Internal | Summer | B7 | 400 | 3001 | 2619.17 | 47.38 | 47.39 | 0.01 | 0
2025 | NE_2_SPP_N | NE | SPP_N | Internal | Summer | B8 | 500 | 3001 | 2934.91 | 42.19 | 42.2 | 0.01 | 0
2025 | NE_2_SPP_N | NE | SPP_N | Internal | Summer | B9 | 800 | 3001 | 2504.85 | 41.34 | 41.36 | 0.01 | 0
2025 | NE_2_SPP_N | NE | SPP_N | Internal | Summer | B10 | 1262 | 3001 | 3001 | 37.09 | 38.65 | 0.01 | 1.55
2025 | NE_2_SPP_N | NE | SPP_N | Internal | Winter | B16 | 25 | 3001 | 2020.99 | 51.46 | 51.47 | 0.01 | 0
2025 | NE_2_SPP_N | NE | SPP_N | Internal | Winter | B17 | 100 | 3001 | 1643.19 | 45.85 | 45.86 | 0.01 | 0
2025 | NE_2_SPP_N | NE | SPP_N | Internal | Winter | B18 | 400 | 3001 | 1825.9 | 43.81 | 43.82 | 0.01 | 0
2025 | NE_2_SPP_N | NE | SPP_N | Internal | Winter | B19 | 700 | 3001 | 1600.96 | 42.43 | 42.44 | 0.01 | 0
2025 | NE_2_SPP_N | NE | SPP_N | Internal | Winter | B20 | 935 | 3001 | 2508.12 | 39.04 | 39.05 | 0.01 | 0
2025 | NEISO_2_NYISO_A-F | NEISO | NYISO_A-F | Internal | Shoulder | B11 | 25 | 600 | 66.51 | 38.89 | 41.89 | 3 | 0
2025 | NEISO_2_NYISO_A-F | NEISO | NYISO_A-F | Internal | Shoulder | B12 | 200 | 600 | 0 | 38.89 | 41.7 | 3 | 0
2025 | NEISO_2_NYISO_A-F | NEISO | NYISO_A-F | Internal | Shoulder | B13 | 600 | 600 | 0 | 38.89 | 41.7 | 3 | 0
2025 | NEISO_2_NYISO_A-F | NEISO | NYISO_A-F | Internal | Shoulder | B14 | 900 | 600 | 0 | 38.89 | 41.37 | 3 | 0
2025 | NEISO_2_NYISO_A-F | NEISO | NYISO_A-F | Internal | Shoulder | B15 | 1203 | 600 | 0 | 38.89 | 41.37 | 3 | 0
2025 | NEISO_2_NYISO_A-F | NEISO | NYISO_A-F | Internal | Summer | B1 | 10 | 600 | 0 | 77.97 | 67.94 | 3 | 0
2025 | NEISO_2_NYISO_A-F | NEISO | NYISO_A-F | Internal | Summer | B2 | 25 | 600 | 0 | 68.97 | 65.97 | 3 | 0
2025 | NEISO_2_NYISO_A-F | NEISO | NYISO_A-F | Internal | Summer | B3 | 75 | 600 | 483.28 | 51.01 | 54.01 | 3 | 0
2025 | NEISO_2_NYISO_A-F | NEISO | NYISO_A-F | Internal | Summer | B4 | 100 | 600 | 600 | 40.78 | 49.84 | 3 | 6.06
2025 | NEISO_2_NYISO_A-F | NEISO | NYISO_A-F | Internal | Summer | B5 | 200 | 600 | 600 | 35.72 | 49.84 | 3 | 11.12
2025 | NEISO_2_NYISO_A-F | NEISO | NYISO_A-F | Internal | Summer | B6 | 300 | 600 | 600 | 35.72 | 46.59 | 3 | 7.87
2025 | NEISO_2_NYISO_A-F | NEISO | NYISO_A-F | Internal | Summer | B7 | 400 | 600 | 600 | 35.72 | 41.58 | 3 | 2.86
2025 | NEISO_2_NYISO_A-F | NEISO | NYISO_A-F | Internal | Summer | B8 | 500 | 600 | 600 | 35.72 | 40.27 | 3 | 1.55
2025 | NEISO_2_NYISO_A-F | NEISO | NYISO_A-F | Internal | Summer | B9 | 800 | 600 | 600 | 35.72 | 38.73 | 3 | 0.01
2025 | NEISO_2_NYISO_A-F | NEISO | NYISO_A-F | Internal | Summer | B10 | 1262 | 600 | 600 | 35.72 | 38.73 | 3 | 0.01
2025 | NEISO_2_NYISO_A-F | NEISO | NYISO_A-F | Internal | Winter | B16 | 25 | 600 | 0 | 48.68 | 48.54 | 3 | 0
2025 | NEISO_2_NYISO_A-F | NEISO | NYISO_A-F | Internal | Winter | B17 | 100 | 600 | 0 | 48.68 | 48.32 | 3 | 0
2025 | NEISO_2_NYISO_A-F | NEISO | NYISO_A-F | Internal | Winter | B18 | 400 | 600 | 0 | 48.68 | 44.25 | 3 | 0
2025 | NEISO_2_NYISO_A-F | NEISO | NYISO_A-F | Internal | Winter | B19 | 700 | 600 | 0 | 48.68 | 44.25 | 3 | 0
2025 | NEISO_2_NYISO_A-F | NEISO | NYISO_A-F | Internal | Winter | B20 | 935 | 600 | 0 | 48.68 | 44.25 | 3 | 0
2025 | NEISO_2_NYISO_G-I | NEISO | NYISO_G-I | Internal | Shoulder | B11 | 25 | 600 | 600 | 38.89 | 44.61 | 3 | 2.73
2025 | NEISO_2_NYISO_G-I | NEISO | NYISO_G-I | Internal | Shoulder | B12 | 200 | 600 | 0 | 38.89 | 41.78 | 3 | 0
2025 | NEISO_2_NYISO_G-I | NEISO | NYISO_G-I | Internal | Shoulder | B13 | 600 | 600 | 0 | 38.89 | 41.78 | 3 | 0
2025 | NEISO_2_NYISO_G-I | NEISO | NYISO_G-I | Internal | Shoulder | B14 | 900 | 600 | 0 | 38.89 | 41.39 | 3 | 0
2025 | NEISO_2_NYISO_G-I | NEISO | NYISO_G-I | Internal | Shoulder | B15 | 1203 | 600 | 0 | 38.89 | 41.39 | 3 | 0
2025 | NEISO_2_NYISO_G-I | NEISO | NYISO_G-I | Internal | Summer | B1 | 10 | 600 | 0 | 77.97 | 80.96 | 3 | 0
2025 | NEISO_2_NYISO_G-I | NEISO | NYISO_G-I | Internal | Summer | B2 | 25 | 600 | 282.49 | 68.97 | 71.97 | 3 | 0
2025 | NEISO_2_NYISO_G-I | NEISO | NYISO_G-I | Internal | Summer | B3 | 75 | 600 | 600 | 51.01 | 57.43 | 3 | 3.42
2025 | NEISO_2_NYISO_G-I | NEISO | NYISO_G-I | Internal | Summer | B4 | 100 | 600 | 600 | 40.78 | 54.78 | 3 | 11
2025 | NEISO_2_NYISO_G-I | NEISO | NYISO_G-I | Internal | Summer | B5 | 200 | 600 | 600 | 35.72 | 50.89 | 3 | 12.17
2025 | NEISO_2_NYISO_G-I | NEISO | NYISO_G-I | Internal | Summer | B6 | 300 | 600 | 600 | 35.72 | 50.89 | 3 | 12.17
2025 | NEISO_2_NYISO_G-I | NEISO | NYISO_G-I | Internal | Summer | B7 | 400 | 600 | 600 | 35.72 | 41.59 | 3 | 2.87
2025 | NEISO_2_NYISO_G-I | NEISO | NYISO_G-I | Internal | Summer | B8 | 500 | 600 | 600 | 35.72 | 40.28 | 3 | 1.57
2025 | NEISO_2_NYISO_G-I | NEISO | NYISO_G-I | Internal | Summer | B9 | 800 | 600 | 600 | 35.72 | 38.74 | 3 | 0.02
2025 | NEISO_2_NYISO_G-I | NEISO | NYISO_G-I | Internal | Summer | B10 | 1262 | 600 | 600 | 35.72 | 38.74 | 3 | 0.02
2025 | NEISO_2_NYISO_G-I | NEISO | NYISO_G-I | Internal | Winter | B16 | 25 | 600 | 600 | 48.68 | 55.46 | 3 | 3.78
2025 | NEISO_2_NYISO_G-I | NEISO | NYISO_G-I | Internal | Winter | B17 | 100 | 600 | 600 | 48.68 | 54.01 | 3 | 2.33
2025 | NEISO_2_NYISO_G-I | NEISO | NYISO_G-I | Internal | Winter | B18 | 400 | 600 | 86.9 | 48.68 | 51.68 | 3 | 0
2025 | NEISO_2_NYISO_G-I | NEISO | NYISO_G-I | Internal | Winter | B19 | 700 | 600 | 0 | 48.68 | 50.77 | 3 | 0
2025 | NEISO_2_NYISO_G-I | NEISO | NYISO_G-I | Internal | Winter | B20 | 935 | 600 | 0 | 48.68 | 48.18 | 3 | 0
2025 | NEISO_2_NYISO_J-K | NEISO | NYISO_J-K | Internal | Shoulder | B11 | 25 | 500 | 500 | 38.89 | 44.63 | 3 | 2.74
2025 | NEISO_2_NYISO_J-K | NEISO | NYISO_J-K | Internal | Shoulder | B12 | 200 | 500 | 0 | 38.89 | 41.79 | 3 | 0
2025 | NEISO_2_NYISO_J-K | NEISO | NYISO_J-K | Internal | Shoulder | B13 | 600 | 500 | 0 | 38.89 | 41.79 | 3 | 0
2025 | NEISO_2_NYISO_J-K | NEISO | NYISO_J-K | Internal | Shoulder | B14 | 900 | 500 | 0 | 38.89 | 41.4 | 3 | 0
2025 | NEISO_2_NYISO_J-K | NEISO | NYISO_J-K | Internal | Shoulder | B15 | 1203 | 500 | 0 | 38.89 | 41.4 | 3 | 0
2025 | NEISO_2_NYISO_J-K | NEISO | NYISO_J-K | Internal | Summer | B1 | 10 | 500 | 439.8 | 77.97 | 80.97 | 3 | 0
2025 | NEISO_2_NYISO_J-K | NEISO | NYISO_J-K | Internal | Summer | B2 | 25 | 500 | 500 | 68.97 | 71.98 | 3 | 0.01
2025 | NEISO_2_NYISO_J-K | NEISO | NYISO_J-K | Internal | Summer | B3 | 75 | 500 | 500 | 51.01 | 57.44 | 3 | 3.43
2025 | NEISO_2_NYISO_J-K | NEISO | NYISO_J-K | Internal | Summer | B4 | 100 | 500 | 500 | 40.78 | 54.8 | 3 | 11.01
2025 | NEISO_2_NYISO_J-K | NEISO | NYISO_J-K | Internal | Summer | B5 | 200 | 500 | 500 | 35.72 | 50.9 | 3 | 12.18
2025 | NEISO_2_NYISO_J-K | NEISO | NYISO_J-K | Internal | Summer | B6 | 300 | 500 | 500 | 35.72 | 50.9 | 3 | 12.18
2025 | NEISO_2_NYISO_J-K | NEISO | NYISO_J-K | Internal | Summer | B7 | 400 | 500 | 500 | 35.72 | 41.6 | 3 | 2.88
2025 | NEISO_2_NYISO_J-K | NEISO | NYISO_J-K | Internal | Summer | B8 | 500 | 500 | 500 | 35.72 | 40.3 | 3 | 1.58
2025 | NEISO_2_NYISO_J-K | NEISO | NYISO_J-K | Internal | Summer | B9 | 800 | 500 | 500 | 35.72 | 38.75 | 3 | 0.03
2025 | NEISO_2_NYISO_J-K | NEISO | NYISO_J-K | Internal | Summer | B10 | 1262 | 500 | 500 | 35.72 | 38.75 | 3 | 0.03
2025 | NEISO_2_NYISO_J-K | NEISO | NYISO_J-K | Internal | Winter | B16 | 25 | 500 | 500 | 48.68 | 55.47 | 3 | 3.79
2025 | NEISO_2_NYISO_J-K | NEISO | NYISO_J-K | Internal | Winter | B17 | 100 | 500 | 500 | 48.68 | 54.03 | 3 | 2.35
2025 | NEISO_2_NYISO_J-K | NEISO | NYISO_J-K | Internal | Winter | B18 | 400 | 500 | 500 | 48.68 | 51.69 | 3 | 0.01
2025 | NEISO_2_NYISO_J-K | NEISO | NYISO_J-K | Internal | Winter | B19 | 700 | 500 | 0 | 48.68 | 50.78 | 3 | 0
2025 | NEISO_2_NYISO_J-K | NEISO | NYISO_J-K | Internal | Winter | B20 | 935 | 500 | 0 | 48.68 | 48.19 | 3 | 0
2025 | NonRTO_Midwest_2_TVA_Transmission | NonRTO_Midwest | TVA_Transmission | Internal | Shoulder | B11 | 25 | 2400 | 0 | 63.75 | 58.57 | 8 | 0
2025 | NonRTO_Midwest_2_TVA_Transmission | NonRTO_Midwest | TVA_Transmission | Internal | Shoulder | B12 | 200 | 2400 | 0 | 54.9 | 48.44 | 8 | 0
2025 | NonRTO_Midwest_2_TVA_Transmission | NonRTO_Midwest | TVA_Transmission | Internal | Shoulder | B13 | 600 | 2400 | 0 | 50.92 | 46.21 | 8 | 0
2025 | NonRTO_Midwest_2_TVA_Transmission | NonRTO_Midwest | TVA_Transmission | Internal | Shoulder | B14 | 900 | 2400 | 0 | 44.04 | 45.59 | 8 | 0
2025 | NonRTO_Midwest_2_TVA_Transmission | NonRTO_Midwest | TVA_Transmission | Internal | Shoulder | B15 | 1203 | 2400 | 0 | 37.44 | 42.14 | 8 | 0
2025 | NonRTO_Midwest_2_TVA_Transmission | NonRTO_Midwest | TVA_Transmission | Internal | Summer | B1 | 10 | 2400 | 0 | 72.57 | 76.34 | 8 | 0
2025 | NonRTO_Midwest_2_TVA_Transmission | NonRTO_Midwest | TVA_Transmission | Internal | Summer | B2 | 25 | 2400 | 0 | 72.57 | 75.94 | 8 | 0
2025 | NonRTO_Midwest_2_TVA_Transmission | NonRTO_Midwest | TVA_Transmission | Internal | Summer | B3 | 75 | 2400 | 0 | 72.57 | 71.45 | 8 | 0
2025 | NonRTO_Midwest_2_TVA_Transmission | NonRTO_Midwest | TVA_Transmission | Internal | Summer | B4 | 100 | 2400 | 0 | 72.57 | 70.28 | 8 | 0
2025 | NonRTO_Midwest_2_TVA_Transmission | NonRTO_Midwest | TVA_Transmission | Internal | Summer | B5 | 200 | 2400 | 0 | 68.91 | 63.98 | 8 | 0
2025 | NonRTO_Midwest_2_TVA_Transmission | NonRTO_Midwest | TVA_Transmission | Internal | Summer | B6 | 300 | 2400 | 0 | 57.47 | 52.66 | 8 | 0
2025 | NonRTO_Midwest_2_TVA_Transmission | NonRTO_Midwest | TVA_Transmission | Internal | Summer | B7 | 400 | 2400 | 0 | 49.57 | 47.4 | 8 | 0
2025 | NonRTO_Midwest_2_TVA_Transmission | NonRTO_Midwest | TVA_Transmission | Internal | Summer | B8 | 500 | 2400 | 0 | 43.17 | 44.21 | 8 | 0
2025 | NonRTO_Midwest_2_TVA_Transmission | NonRTO_Midwest | TVA_Transmission | Internal | Summer | B9 | 800 | 2400 | 0 | 37.44 | 42.38 | 8 | 0
2025 | NonRTO_Midwest_2_TVA_Transmission | NonRTO_Midwest | TVA_Transmission | Internal | Summer | B10 | 1262 | 2400 | 0 | 33.79 | 38.29 | 8 | 0
2025 | NonRTO_Midwest_2_TVA_Transmission | NonRTO_Midwest | TVA_Transmission | Internal | Winter | B16 | 25 | 2400 | 0 | 59.61 | 55.47 | 8 | 0
2025 | NonRTO_Midwest_2_TVA_Transmission | NonRTO_Midwest | TVA_Transmission | Internal | Winter | B17 | 100 | 2400 | 0 | 56.55 | 51.69 | 8 | 0
2025 | NonRTO_Midwest_2_TVA_Transmission | NonRTO_Midwest | TVA_Transmission | Internal | Winter | B18 | 400 | 2400 | 0 | 53.56 | 47.98 | 8 | 0
2025 | NonRTO_Midwest_2_TVA_Transmission | NonRTO_Midwest | TVA_Transmission | Internal | Winter | B19 | 700 | 2400 | 0 | 44.04 | 46.23 | 8 | 0
2025 | NonRTO_Midwest_2_TVA_Transmission | NonRTO_Midwest | TVA_Transmission | Internal | Winter | B20 | 935 | 2400 | 0 | 37.3 | 41.31 | 8 | 0
2025 | NYISO_A-F_2_IESO | NYISO_A-F | IESO | Internal | Shoulder | B11 | 25 | 1600 | 0 | 41.89 | 34.37 | 7 | 0
2025 | NYISO_A-F_2_IESO | NYISO_A-F | IESO | Internal | Shoulder | B12 | 200 | 1600 | 0 | 41.7 | 34.37 | 7 | 0
2025 | NYISO_A-F_2_IESO | NYISO_A-F | IESO | Internal | Shoulder | B13 | 600 | 1600 | 0 | 41.7 | 34.37 | 7 | 0
2025 | NYISO_A-F_2_IESO | NYISO_A-F | IESO | Internal | Shoulder | B14 | 900 | 1600 | 0 | 41.37 | 34.37 | 7 | 0
2025 | NYISO_A-F_2_IESO | NYISO_A-F | IESO | Internal | Shoulder | B15 | 1203 | 1600 | 0 | 41.37 | 34.37 | 7 | 0
2025 | NYISO_A-F_2_IESO | NYISO_A-F | IESO | Internal | Summer | B1 | 10 | 1600 | 0 | 67.94 | 60.94 | 7 | 0
2025 | NYISO_A-F_2_IESO | NYISO_A-F | IESO | Internal | Summer | B2 | 25 | 1600 | 0 | 65.97 | 58.97 | 7 | 0
2025 | NYISO_A-F_2_IESO | NYISO_A-F | IESO | Internal | Summer | B3 | 75 | 1600 | 0 | 54.01 | 47.01 | 7 | 0
2025 | NYISO_A-F_2_IESO | NYISO_A-F | IESO | Internal | Summer | B4 | 100 | 1600 | 0 | 49.84 | 42.84 | 7 | 0
2025 | NYISO_A-F_2_IESO | NYISO_A-F | IESO | Internal | Summer | B5 | 200 | 1600 | 0 | 49.84 | 42.84 | 7 | 0
2025 | NYISO_A-F_2_IESO | NYISO_A-F | IESO | Internal | Summer | B6 | 300 | 1600 | 0 | 46.59 | 39.59 | 7 | 0
2025 | NYISO_A-F_2_IESO | NYISO_A-F | IESO | Internal | Summer | B7 | 400 | 1600 | 0 | 41.58 | 34.58 | 7 | 0
2025 | NYISO_A-F_2_IESO | NYISO_A-F | IESO | Internal | Summer | B8 | 500 | 1600 | 0 | 40.27 | 33.27 | 7 | 0
2025 | NYISO_A-F_2_IESO | NYISO_A-F | IESO | Internal | Summer | B9 | 800 | 1600 | 0 | 38.73 | 31.73 | 7 | 0
2025 | NYISO_A-F_2_IESO | NYISO_A-F | IESO | Internal | Summer | B10 | 1262 | 1600 | 0 | 38.73 | 31.73 | 7 | 0
2025 | NYISO_A-F_2_IESO | NYISO_A-F | IESO | Internal | Winter | B16 | 25 | 1600 | 0 | 48.54 | 42.49 | 7 | 0
2025 | NYISO_A-F_2_IESO | NYISO_A-F | IESO | Internal | Winter | B17 | 100 | 1600 | 0 | 48.32 | 41.32 | 7 | 0
2025 | NYISO_A-F_2_IESO | NYISO_A-F | IESO | Internal | Winter | B18 | 400 | 1600 | 0 | 44.25 | 37.25 | 7 | 0
2025 | NYISO_A-F_2_IESO | NYISO_A-F | IESO | Internal | Winter | B19 | 700 | 1600 | 0 | 44.25 | 37.25 | 7 | 0
2025 | NYISO_A-F_2_IESO | NYISO_A-F | IESO | Internal | Winter | B20 | 935 | 1600 | 0 | 44.25 | 37.25 | 7 | 0
2025 | NYISO_A-F_2_NEISO | NYISO_A-F | NEISO | Internal | Shoulder | B11 | 25 | 600 | 0 | 41.89 | 38.89 | 3 | 0
2025 | NYISO_A-F_2_NEISO | NYISO_A-F | NEISO | Internal | Shoulder | B12 | 200 | 600 | 0 | 41.7 | 38.89 | 3 | 0
2025 | NYISO_A-F_2_NEISO | NYISO_A-F | NEISO | Internal | Shoulder | B13 | 600 | 600 | 0 | 41.7 | 38.89 | 3 | 0
2025 | NYISO_A-F_2_NEISO | NYISO_A-F | NEISO | Internal | Shoulder | B14 | 900 | 600 | 0 | 41.37 | 38.89 | 3 | 0
2025 | NYISO_A-F_2_NEISO | NYISO_A-F | NEISO | Internal | Shoulder | B15 | 1203 | 600 | 0 | 41.37 | 38.89 | 3 | 0
2025 | NYISO_A-F_2_NEISO | NYISO_A-F | NEISO | Internal | Summer | B1 | 10 | 600 | 600 | 67.94 | 77.97 | 3 | 7.03
2025 | NYISO_A-F_2_NEISO | NYISO_A-F | NEISO | Internal | Summer | B2 | 25 | 600 | 269.59 | 65.97 | 68.97 | 3 | 0
2025 | NYISO_A-F_2_NEISO | NYISO_A-F | NEISO | Internal | Summer | B3 | 75 | 600 | 0 | 54.01 | 51.01 | 3 | 0
2025 | NYISO_A-F_2_NEISO | NYISO_A-F | NEISO | Internal | Summer | B4 | 100 | 600 | 0 | 49.84 | 40.78 | 3 | 0
2025 | NYISO_A-F_2_NEISO | NYISO_A-F | NEISO | Internal | Summer | B5 | 200 | 600 | 0 | 49.84 | 35.72 | 3 | 0
2025 | NYISO_A-F_2_NEISO | NYISO_A-F | NEISO | Internal | Summer | B6 | 300 | 600 | 0 | 46.59 | 35.72 | 3 | 0
2025 | NYISO_A-F_2_NEISO | NYISO_A-F | NEISO | Internal | Summer | B7 | 400 | 600 | 0 | 41.58 | 35.72 | 3 | 0
2025 | NYISO_A-F_2_NEISO | NYISO_A-F | NEISO | Internal | Summer | B8 | 500 | 600 | 0 | 40.27 | 35.72 | 3 | 0
2025 | NYISO_A-F_2_NEISO | NYISO_A-F | NEISO | Internal | Summer | B9 | 800 | 600 | 0 | 38.73 | 35.72 | 3 | 0
2025 | NYISO_A-F_2_NEISO | NYISO_A-F | NEISO | Internal | Summer | B10 | 1262 | 600 | 0 | 38.73 | 35.72 | 3 | 0
2025 | NYISO_A-F_2_NEISO | NYISO_A-F | NEISO | Internal | Winter | B16 | 25 | 600 | 0 | 48.54 | 48.68 | 3 | 0
2025 | NYISO_A-F_2_NEISO | NYISO_A-F | NEISO | Internal | Winter | B17 | 100 | 600 | 0 | 48.32 | 48.68 | 3 | 0
2025 | NYISO_A-F_2_NEISO | NYISO_A-F | NEISO | Internal | Winter | B18 | 400 | 600 | 600 | 44.25 | 48.68 | 3 | 1.43
2025 | NYISO_A-F_2_NEISO | NYISO_A-F | NEISO | Internal | Winter | B19 | 700 | 600 | 600 | 44.25 | 48.68 | 3 | 1.43
2025 | NYISO_A-F_2_NEISO | NYISO_A-F | NEISO | Internal | Winter | B20 | 935 | 600 | 600 | 44.25 | 48.68 | 3 | 1.43
2025 | NYISO_A-F_2_NYISO_G-I | NYISO_A-F | NYISO_G-I | Internal | Shoulder | B11 | 25 | 4757 | 4757 | 41.89 | 44.61 | 0.01 | 2.71
2025 | NYISO_A-F_2_NYISO_G-I | NYISO_A-F | NYISO_G-I | Internal | Shoulder | B12 | 200 | 4757 | 4757 | 41.7 | 41.78 | 0.01 | 0.06
2025 | NYISO_A-F_2_NYISO_G-I | NYISO_A-F | NYISO_G-I | Internal | Shoulder | B13 | 600 | 4757 | 4757 | 41.7 | 41.78 | 0.01 | 0.06
2025 | NYISO_A-F_2_NYISO_G-I | NYISO_A-F | NYISO_G-I | Internal | Shoulder | B14 | 900 | 4757 | 4673.05 | 41.37 | 41.39 | 0.01 | 0
2025 | NYISO_A-F_2_NYISO_G-I | NYISO_A-F | NYISO_G-I | Internal | Shoulder | B15 | 1203 | 4757 | 2478.05 | 41.37 | 41.39 | 0.01 | 0
2025 | NYISO_A-F_2_NYISO_G-I | NYISO_A-F | NYISO_G-I | Internal | Summer | B1 | 10 | 4757 | 4757 | 67.94 | 80.96 | 0.01 | 13.01
2025 | NYISO_A-F_2_NYISO_G-I | NYISO_A-F | NYISO_G-I | Internal | Summer | B2 | 25 | 4757 | 4757 | 65.97 | 71.97 | 0.01 | 5.99
2025 | NYISO_A-F_2_NYISO_G-I | NYISO_A-F | NYISO_G-I | Internal | Summer | B3 | 75 | 4757 | 4757 | 54.01 | 57.43 | 0.01 | 3.41
2025 | NYISO_A-F_2_NYISO_G-I | NYISO_A-F | NYISO_G-I | Internal | Summer | B4 | 100 | 4757 | 4757 | 49.84 | 54.78 | 0.01 | 4.93
2025 | NYISO_A-F_2_NYISO_G-I | NYISO_A-F | NYISO_G-I | Internal | Summer | B5 | 200 | 4757 | 4757 | 49.84 | 50.89 | 0.01 | 1.04
2025 | NYISO_A-F_2_NYISO_G-I | NYISO_A-F | NYISO_G-I | Internal | Summer | B6 | 300 | 4757 | 4757 | 46.59 | 50.89 | 0.01 | 4.29
2025 | NYISO_A-F_2_NYISO_G-I | NYISO_A-F | NYISO_G-I | Internal | Summer | B7 | 400 | 4757 | 4569.82 | 41.58 | 41.59 | 0.01 | 0
2025 | NYISO_A-F_2_NYISO_G-I | NYISO_A-F | NYISO_G-I | Internal | Summer | B8 | 500 | 4757 | 3736.18 | 40.27 | 40.28 | 0.01 | 0
2025 | NYISO_A-F_2_NYISO_G-I | NYISO_A-F | NYISO_G-I | Internal | Summer | B9 | 800 | 4757 | 2618.05 | 38.73 | 38.74 | 0.01 | 0
2025 | NYISO_A-F_2_NYISO_G-I | NYISO_A-F | NYISO_G-I | Internal | Summer | B10 | 1262 | 4757 | 284.49 | 38.73 | 38.74 | 0.01 | 0
2025 | NYISO_A-F_2_NYISO_G-I | NYISO_A-F | NYISO_G-I | Internal | Winter | B16 | 25 | 4757 | 4757 | 48.54 | 55.46 | 0.01 | 6.91
2025 | NYISO_A-F_2_NYISO_G-I | NYISO_A-F | NYISO_G-I | Internal | Winter | B17 | 100 | 4757 | 4757 | 48.32 | 54.01 | 0.01 | 5.68
2025 | NYISO_A-F_2_NYISO_G-I | NYISO_A-F | NYISO_G-I | Internal | Winter | B18 | 400 | 4757 | 4757 | 44.25 | 51.68 | 0.01 | 7.41
2025 | NYISO_A-F_2_NYISO_G-I | NYISO_A-F | NYISO_G-I | Internal | Winter | B19 | 700 | 4757 | 4757 | 44.25 | 50.77 | 0.01 | 6.51
2025 | NYISO_A-F_2_NYISO_G-I | NYISO_A-F | NYISO_G-I | Internal | Winter | B20 | 935 | 4757 | 4757 | 44.25 | 48.18 | 0.01 | 3.91
2025 | NYISO_A-F_2_PJM_ROM | NYISO_A-F | PJM_ROM | Internal | Shoulder | B11 | 25 | 1000 | 1000 | 41.89 | 52.63 | 8 | 2.74
2025 | NYISO_A-F_2_PJM_ROM | NYISO_A-F | PJM_ROM | Internal | Shoulder | B12 | 200 | 1000 | 0 | 41.7 | 44.89 | 8 | 0
2025 | NYISO_A-F_2_PJM_ROM | NYISO_A-F | PJM_ROM | Internal | Shoulder | B13 | 600 | 1000 | 0 | 41.7 | 42.09 | 8 | 0
2025 | NYISO_A-F_2_PJM_ROM | NYISO_A-F | PJM_ROM | Internal | Shoulder | B14 | 900 | 1000 | 0 | 41.37 | 41.64 | 8 | 0
2025 | NYISO_A-F_2_PJM_ROM | NYISO_A-F | PJM_ROM | Internal | Shoulder | B15 | 1203 | 1000 | 0 | 41.37 | 37.71 | 8 | 0
2025 | NYISO_A-F_2_PJM_ROM | NYISO_A-F | PJM_ROM | Internal | Summer | B1 | 10 | 1000 | 0 | 67.94 | 69.76 | 8 | 0
2025 | NYISO_A-F_2_PJM_ROM | NYISO_A-F | PJM_ROM | Internal | Summer | B2 | 25 | 1000 | 0 | 65.97 | 65.96 | 8 | 0
2025 | NYISO_A-F_2_PJM_ROM | NYISO_A-F | PJM_ROM | Internal | Summer | B3 | 75 | 1000 | 1000 | 54.01 | 65.44 | 8 | 3.43
2025 | NYISO_A-F_2_PJM_ROM | NYISO_A-F | PJM_ROM | Internal | Summer | B4 | 100 | 1000 | 1000 | 49.84 | 64.27 | 8 | 6.43
2025 | NYISO_A-F_2_PJM_ROM | NYISO_A-F | PJM_ROM | Internal | Summer | B5 | 200 | 1000 | 1000 | 49.84 | 58.9 | 8 | 1.06
2025 | NYISO_A-F_2_PJM_ROM | NYISO_A-F | PJM_ROM | Internal | Summer | B6 | 300 | 1000 | 0 | 46.59 | 47.46 | 8 | 0
2025 | NYISO_A-F_2_PJM_ROM | NYISO_A-F | PJM_ROM | Internal | Summer | B7 | 400 | 1000 | 0 | 41.58 | 42.21 | 8 | 0
2025 | NYISO_A-F_2_PJM_ROM | NYISO_A-F | PJM_ROM | Internal | Summer | B8 | 500 | 1000 | 0 | 40.27 | 39.57 | 8 | 0
2025 | NYISO_A-F_2_PJM_ROM | NYISO_A-F | PJM_ROM | Internal | Summer | B9 | 800 | 1000 | 0 | 38.73 | 36.83 | 8 | 0
2025 | NYISO_A-F_2_PJM_ROM | NYISO_A-F | PJM_ROM | Internal | Summer | B10 | 1262 | 1000 | 0 | 38.73 | 33.79 | 8 | 0
2025 | NYISO_A-F_2_PJM_ROM | NYISO_A-F | PJM_ROM | Internal | Winter | B16 | 25 | 1000 | 0 | 48.54 | 49.48 | 8 | 0
2025 | NYISO_A-F_2_PJM_ROM | NYISO_A-F | PJM_ROM | Internal | Winter | B17 | 100 | 1000 | 0 | 48.32 | 49.47 | 8 | 0
2025 | NYISO_A-F_2_PJM_ROM | NYISO_A-F | PJM_ROM | Internal | Winter | B18 | 400 | 1000 | 0 | 44.25 | 44.45 | 8 | 0
2025 | NYISO_A-F_2_PJM_ROM | NYISO_A-F | PJM_ROM | Internal | Winter | B19 | 700 | 1000 | 0 | 44.25 | 43.35 | 8 | 0
2025 | NYISO_A-F_2_PJM_ROM | NYISO_A-F | PJM_ROM | Internal | Winter | B20 | 935 | 1000 | 0 | 44.25 | 35.33 | 8 | 0
2025 | NYISO_G-I_2_NEISO | NYISO_G-I | NEISO | Internal | Shoulder | B11 | 25 | 600 | 0 | 44.61 | 38.89 | 3 | 0
2025 | NYISO_G-I_2_NEISO | NYISO_G-I | NEISO | Internal | Shoulder | B12 | 200 | 600 | 0 | 41.78 | 38.89 | 3 | 0
2025 | NYISO_G-I_2_NEISO | NYISO_G-I | NEISO | Internal | Shoulder | B13 | 600 | 600 | 0 | 41.78 | 38.89 | 3 | 0
2025 | NYISO_G-I_2_NEISO | NYISO_G-I | NEISO | Internal | Shoulder | B14 | 900 | 600 | 0 | 41.39 | 38.89 | 3 | 0
2025 | NYISO_G-I_2_NEISO | NYISO_G-I | NEISO | Internal | Shoulder | B15 | 1203 | 600 | 0 | 41.39 | 38.89 | 3 | 0
2025 | NYISO_G-I_2_NEISO | NYISO_G-I | NEISO | Internal | Summer | B1 | 10 | 600 | 0 | 80.96 | 77.97 | 3 | 0
2025 | NYISO_G-I_2_NEISO | NYISO_G-I | NEISO | Internal | Summer | B2 | 25 | 600 | 0 | 71.97 | 68.97 | 3 | 0
2025 | NYISO_G-I_2_NEISO | NYISO_G-I | NEISO | Internal | Summer | B3 | 75 | 600 | 0 | 57.43 | 51.01 | 3 | 0
2025 | NYISO_G-I_2_NEISO | NYISO_G-I | NEISO | Internal | Summer | B4 | 100 | 600 | 0 | 54.78 | 40.78 | 3 | 0
2025 | NYISO_G-I_2_NEISO | NYISO_G-I | NEISO | Internal | Summer | B5 | 200 | 600 | 0 | 50.89 | 35.72 | 3 | 0
2025 | NYISO_G-I_2_NEISO | NYISO_G-I | NEISO | Internal | Summer | B6 | 300 | 600 | 0 | 50.89 | 35.72 | 3 | 0
2025 | NYISO_G-I_2_NEISO | NYISO_G-I | NEISO | Internal | Summer | B7 | 400 | 600 | 0 | 41.59 | 35.72 | 3 | 0
2025 | NYISO_G-I_2_NEISO | NYISO_G-I | NEISO | Internal | Summer | B8 | 500 | 600 | 0 | 40.28 | 35.72 | 3 | 0
2025 | NYISO_G-I_2_NEISO | NYISO_G-I | NEISO | Internal | Summer | B9 | 800 | 600 | 0 | 38.74 | 35.72 | 3 | 0
2025 | NYISO_G-I_2_NEISO | NYISO_G-I | NEISO | Internal | Summer | B10 | 1262 | 600 | 0 | 38.74 | 35.72 | 3 | 0
2025 | NYISO_G-I_2_NEISO | NYISO_G-I | NEISO | Internal | Winter | B16 | 25 | 600 | 0 | 55.46 | 48.68 | 3 | 0
2025 | NYISO_G-I_2_NEISO | NYISO_G-I | NEISO | Internal | Winter | B17 | 100 | 600 | 0 | 54.01 | 48.68 | 3 | 0
2025 | NYISO_G-I_2_NEISO | NYISO_G-I | NEISO | Internal | Winter | B18 | 400 | 600 | 0 | 51.68 | 48.68 | 3 | 0
2025 | NYISO_G-I_2_NEISO | NYISO_G-I | NEISO | Internal | Winter | B19 | 700 | 600 | 0 | 50.77 | 48.68 | 3 | 0
2025 | NYISO_G-I_2_NEISO | NYISO_G-I | NEISO | Internal | Winter | B20 | 935 | 600 | 0 | 48.18 | 48.68 | 3 | 0
2025 | NYISO_G-I_2_NYISO_A-F | NYISO_G-I | NYISO_A-F | Internal | Shoulder | B11 | 25 | 2506 | 0 | 44.61 | 41.89 | 0.01 | 0
2025 | NYISO_G-I_2_NYISO_A-F | NYISO_G-I | NYISO_A-F | Internal | Shoulder | B12 | 200 | 2506 | 0 | 41.78 | 41.7 | 0.01 | 0
2025 | NYISO_G-I_2_NYISO_A-F | NYISO_G-I | NYISO_A-F | Internal | Shoulder | B13 | 600 | 2506 | 0 | 41.78 | 41.7 | 0.01 | 0
2025 | NYISO_G-I_2_NYISO_A-F | NYISO_G-I | NYISO_A-F | Internal | Shoulder | B14 | 900 | 2506 | 0 | 41.39 | 41.37 | 0.01 | 0
2025 | NYISO_G-I_2_NYISO_A-F | NYISO_G-I | NYISO_A-F | Internal | Shoulder | B15 | 1203 | 2506 | 0 | 41.39 | 41.37 | 0.01 | 0
2025 | NYISO_G-I_2_NYISO_A-F | NYISO_G-I | NYISO_A-F | Internal | Summer | B1 | 10 | 2506 | 0 | 80.96 | 67.94 | 0.01 | 0
2025 | NYISO_G-I_2_NYISO_A-F | NYISO_G-I | NYISO_A-F | Internal | Summer | B2 | 25 | 2506 | 0 | 71.97 | 65.97 | 0.01 | 0
2025 | NYISO_G-I_2_NYISO_A-F | NYISO_G-I | NYISO_A-F | Internal | Summer | B3 | 75 | 2506 | 0 | 57.43 | 54.01 | 0.01 | 0
2025 | NYISO_G-I_2_NYISO_A-F | NYISO_G-I | NYISO_A-F | Internal | Summer | B4 | 100 | 2506 | 0 | 54.78 | 49.84 | 0.01 | 0
2025 | NYISO_G-I_2_NYISO_A-F | NYISO_G-I | NYISO_A-F | Internal | Summer | B5 | 200 | 2506 | 0 | 50.89 | 49.84 | 0.01 | 0
2025 | NYISO_G-I_2_NYISO_A-F | NYISO_G-I | NYISO_A-F | Internal | Summer | B6 | 300 | 2506 | 0 | 50.89 | 46.59 | 0.01 | 0
2025 | NYISO_G-I_2_NYISO_A-F | NYISO_G-I | NYISO_A-F | Internal | Summer | B7 | 400 | 2506 | 0 | 41.59 | 41.58 | 0.01 | 0
2025 | NYISO_G-I_2_NYISO_A-F | NYISO_G-I | NYISO_A-F | Internal | Summer | B8 | 500 | 2506 | 0 | 40.28 | 40.27 | 0.01 | 0
2025 | NYISO_G-I_2_NYISO_A-F | NYISO_G-I | NYISO_A-F | Internal | Summer | B9 | 800 | 2506 | 0 | 38.74 | 38.73 | 0.01 | 0
2025 | NYISO_G-I_2_NYISO_A-F | NYISO_G-I | NYISO_A-F | Internal | Summer | B10 | 1262 | 2506 | 0 | 38.74 | 38.73 | 0.01 | 0
2025 | NYISO_G-I_2_NYISO_A-F | NYISO_G-I | NYISO_A-F | Internal | Winter | B16 | 25 | 2506 | 0 | 55.46 | 48.54 | 0.01 | 0
2025 | NYISO_G-I_2_NYISO_A-F | NYISO_G-I | NYISO_A-F | Internal | Winter | B17 | 100 | 2506 | 0 | 54.01 | 48.32 | 0.01 | 0
2025 | NYISO_G-I_2_NYISO_A-F | NYISO_G-I | NYISO_A-F | Internal | Winter | B18 | 400 | 2506 | 0 | 51.68 | 44.25 | 0.01 | 0
2025 | NYISO_G-I_2_NYISO_A-F | NYISO_G-I | NYISO_A-F | Internal | Winter | B19 | 700 | 2506 | 0 | 50.77 | 44.25 | 0.01 | 0
2025 | NYISO_G-I_2_NYISO_A-F | NYISO_G-I | NYISO_A-F | Internal | Winter | B20 | 935 | 2506 | 0 | 48.18 | 44.25 | 0.01 | 0
2025 | NYISO_G-I_2_NYISO_J-K | NYISO_G-I | NYISO_J-K | Internal | Shoulder | B11 | 25 | 6188 | 4913 | 44.61 | 44.63 | 0.01 | 0
2025 | NYISO_G-I_2_NYISO_J-K | NYISO_G-I | NYISO_J-K | Internal | Shoulder | B12 | 200 | 6188 | 4748.24 | 41.78 | 41.79 | 0.01 | 0
2025 | NYISO_G-I_2_NYISO_J-K | NYISO_G-I | NYISO_J-K | Internal | Shoulder | B13 | 600 | 6188 | 4875.75 | 41.78 | 41.79 | 0.01 | 0
2025 | NYISO_G-I_2_NYISO_J-K | NYISO_G-I | NYISO_J-K | Internal | Shoulder | B14 | 900 | 6188 | 4951.02 | 41.39 | 41.4 | 0.01 | 0
2025 | NYISO_G-I_2_NYISO_J-K | NYISO_G-I | NYISO_J-K | Internal | Shoulder | B15 | 1203 | 6188 | 3199.78 | 41.39 | 41.4 | 0.01 | 0
2025 | NYISO_G-I_2_NYISO_J-K | NYISO_G-I | NYISO_J-K | Internal | Summer | B1 | 10 | 6188 | 4340.3 | 80.96 | 80.97 | 0.01 | 0
2025 | NYISO_G-I_2_NYISO_J-K | NYISO_G-I | NYISO_J-K | Internal | Summer | B2 | 25 | 6188 | 4409.95 | 71.97 | 71.98 | 0.01 | 0
2025 | NYISO_G-I_2_NYISO_J-K | NYISO_G-I | NYISO_J-K | Internal | Summer | B3 | 75 | 6188 | 3622.27 | 57.43 | 57.44 | 0.01 | 0
2025 | NYISO_G-I_2_NYISO_J-K | NYISO_G-I | NYISO_J-K | Internal | Summer | B4 | 100 | 6188 | 3790.23 | 54.78 | 54.8 | 0.01 | 0
2025 | NYISO_G-I_2_NYISO_J-K | NYISO_G-I | NYISO_J-K | Internal | Summer | B5 | 200 | 6188 | 4422.49 | 50.89 | 50.9 | 0.01 | 0
2025 | NYISO_G-I_2_NYISO_J-K | NYISO_G-I | NYISO_J-K | Internal | Summer | B6 | 300 | 6188 | 5630.05 | 50.89 | 50.9 | 0.01 | 0
2025 | NYISO_G-I_2_NYISO_J-K | NYISO_G-I | NYISO_J-K | Internal | Summer | B7 | 400 | 6188 | 5636.41 | 41.59 | 41.6 | 0.01 | 0
2025 | NYISO_G-I_2_NYISO_J-K | NYISO_G-I | NYISO_J-K | Internal | Summer | B8 | 500 | 6188 | 4941.98 | 40.28 | 40.3 | 0.01 | 0
2025 | NYISO_G-I_2_NYISO_J-K | NYISO_G-I | NYISO_J-K | Internal | Summer | B9 | 800 | 6188 | 4038.58 | 38.74 | 38.75 | 0.01 | 0
2025 | NYISO_G-I_2_NYISO_J-K | NYISO_G-I | NYISO_J-K | Internal | Summer | B10 | 1262 | 6188 | 2170.61 | 38.74 | 38.75 | 0.01 | 0
2025 | NYISO_G-I_2_NYISO_J-K | NYISO_G-I | NYISO_J-K | Internal | Winter | B16 | 25 | 6188 | 5804.42 | 55.46 | 55.47 | 0.01 | 0
2025 | NYISO_G-I_2_NYISO_J-K | NYISO_G-I | NYISO_J-K | Internal | Winter | B17 | 100 | 6188 | 5935.87 | 54.01 | 54.03 | 0.01 | 0
2025 | NYISO_G-I_2_NYISO_J-K | NYISO_G-I | NYISO_J-K | Internal | Winter | B18 | 400 | 6188 | 5975.09 | 51.68 | 51.69 | 0.01 | 0
2025 | NYISO_G-I_2_NYISO_J-K | NYISO_G-I | NYISO_J-K | Internal | Winter | B19 | 700 | 6188 | 6066.01 | 50.77 | 50.78 | 0.01 | 0
2025 | NYISO_G-I_2_NYISO_J-K | NYISO_G-I | NYISO_J-K | Internal | Winter | B20 | 935 | 6188 | 5727.04 | 48.18 | 48.19 | 0.01 | 0
2025 | NYISO_G-I_2_PJM_E | NYISO_G-I | PJM_E | Internal | Shoulder | B11 | 25 | 1500 | 384.04 | 44.61 | 52.61 | 8 | 0
2025 | NYISO_G-I_2_PJM_E | NYISO_G-I | PJM_E | Internal | Shoulder | B12 | 200 | 1500 | 0 | 41.78 | 44.88 | 8 | 0
2025 | NYISO_G-I_2_PJM_E | NYISO_G-I | PJM_E | Internal | Shoulder | B13 | 600 | 1500 | 0 | 41.78 | 42.08 | 8 | 0
2025 | NYISO_G-I_2_PJM_E | NYISO_G-I | PJM_E | Internal | Shoulder | B14 | 900 | 1500 | 0 | 41.39 | 41.65 | 8 | 0
2025 | NYISO_G-I_2_PJM_E | NYISO_G-I | PJM_E | Internal | Shoulder | B15 | 1203 | 1500 | 0 | 41.39 | 37.72 | 8 | 0
2025 | NYISO_G-I_2_PJM_E | NYISO_G-I | PJM_E | Internal | Summer | B1 | 10 | 1500 | 0 | 80.96 | 69.78 | 8 | 0
2025 | NYISO_G-I_2_PJM_E | NYISO_G-I | PJM_E | Internal | Summer | B2 | 25 | 1500 | 0 | 71.97 | 65.97 | 8 | 0
2025 | NYISO_G-I_2_PJM_E | NYISO_G-I | PJM_E | Internal | Summer | B3 | 75 | 1500 | 1395.86 | 57.43 | 65.43 | 8 | 0
2025 | NYISO_G-I_2_PJM_E | NYISO_G-I | PJM_E | Internal | Summer | B4 | 100 | 1500 | 1500 | 54.78 | 64.25 | 8 | 1.47
2025 | NYISO_G-I_2_PJM_E | NYISO_G-I | PJM_E | Internal | Summer | B5 | 200 | 1500 | 1007.86 | 50.89 | 58.89 | 8 | 0
2025 | NYISO_G-I_2_PJM_E | NYISO_G-I | PJM_E | Internal | Summer | B6 | 300 | 1500 | 0 | 50.89 | 47.45 | 8 | 0
2025 | NYISO_G-I_2_PJM_E | NYISO_G-I | PJM_E | Internal | Summer | B7 | 400 | 1500 | 0 | 41.59 | 42.2 | 8 | 0
2025 | NYISO_G-I_2_PJM_E | NYISO_G-I | PJM_E | Internal | Summer | B8 | 500 | 1500 | 0 | 40.28 | 39.56 | 8 | 0
2025 | NYISO_G-I_2_PJM_E | NYISO_G-I | PJM_E | Internal | Summer | B9 | 800 | 1500 | 0 | 38.74 | 36.84 | 8 | 0
2025 | NYISO_G-I_2_PJM_E | NYISO_G-I | PJM_E | Internal | Summer | B10 | 1262 | 1500 | 0 | 38.74 | 33.8 | 8 | 0
2025 | NYISO_G-I_2_PJM_E | NYISO_G-I | PJM_E | Internal | Winter | B16 | 25 | 1500 | 0 | 55.46 | 49.47 | 8 | 0
2025 | NYISO_G-I_2_PJM_E | NYISO_G-I | PJM_E | Internal | Winter | B17 | 100 | 1500 | 0 | 54.01 | 49.46 | 8 | 0
2025 | NYISO_G-I_2_PJM_E | NYISO_G-I | PJM_E | Internal | Winter | B18 | 400 | 1500 | 0 | 51.68 | 44.47 | 8 | 0
2025 | NYISO_G-I_2_PJM_E | NYISO_G-I | PJM_E | Internal | Winter | B19 | 700 | 1500 | 0 | 50.77 | 43.36 | 8 | 0
2025 | NYISO_G-I_2_PJM_E | NYISO_G-I | PJM_E | Internal | Winter | B20 | 935 | 1500 | 0 | 48.18 | 35.34 | 8 | 0
2025 | NYISO_J-K_2_PJM_E | NYISO_J-K | PJM_E | Internal | Shoulder | B11 | 25 | 330 | 0 | 44.63 | 52.61 | 8 | 0
2025 | NYISO_J-K_2_PJM_E | NYISO_J-K | PJM_E | Internal | Shoulder | B12 | 200 | 330 | 0 | 41.79 | 44.88 | 8 | 0
2025 | NYISO_J-K_2_PJM_E | NYISO_J-K | PJM_E | Internal | Shoulder | B13 | 600 | 330 | 0 | 41.79 | 42.08 | 8 | 0
2025 | NYISO_J-K_2_PJM_E | NYISO_J-K | PJM_E | Internal | Shoulder | B14 | 900 | 330 | 0 | 41.4 | 41.65 | 8 | 0
2025 | NYISO_J-K_2_PJM_E | NYISO_J-K | PJM_E | Internal | Shoulder | B15 | 1203 | 330 | 0 | 41.4 | 37.72 | 8 | 0
2025 | NYISO_J-K_2_PJM_E | NYISO_J-K | PJM_E | Internal | Summer | B1 | 10 | 330 | 0 | 80.97 | 69.78 | 8 | 0
2025 | NYISO_J-K_2_PJM_E | NYISO_J-K | PJM_E | Internal | Summer | B2 | 25 | 330 | 0 | 71.98 | 65.97 | 8 | 0
2025 | NYISO_J-K_2_PJM_E | NYISO_J-K | PJM_E | Internal | Summer | B3 | 75 | 330 | 0 | 57.44 | 65.43 | 8 | 0
2025 | NYISO_J-K_2_PJM_E | NYISO_J-K | PJM_E | Internal | Summer | B4 | 100 | 330 | 330 | 54.8 | 64.25 | 8 | 1.46
2025 | NYISO_J-K_2_PJM_E | NYISO_J-K | PJM_E | Internal | Summer | B5 | 200 | 330 | 0 | 50.9 | 58.89 | 8 | 0
2025 | NYISO_J-K_2_PJM_E | NYISO_J-K | PJM_E | Internal | Summer | B6 | 300 | 330 | 0 | 50.9 | 47.45 | 8 | 0
2025 | NYISO_J-K_2_PJM_E | NYISO_J-K | PJM_E | Internal | Summer | B7 | 400 | 330 | 0 | 41.6 | 42.2 | 8 | 0
2025 | NYISO_J-K_2_PJM_E | NYISO_J-K | PJM_E | Internal | Summer | B8 | 500 | 330 | 0 | 40.3 | 39.56 | 8 | 0
2025 | NYISO_J-K_2_PJM_E | NYISO_J-K | PJM_E | Internal | Summer | B9 | 800 | 330 | 0 | 38.75 | 36.84 | 8 | 0
2025 | NYISO_J-K_2_PJM_E | NYISO_J-K | PJM_E | Internal | Summer | B10 | 1262 | 330 | 0 | 38.75 | 33.8 | 8 | 0
2025 | NYISO_J-K_2_PJM_E | NYISO_J-K | PJM_E | Internal | Winter | B16 | 25 | 330 | 0 | 55.47 | 49.47 | 8 | 0
2025 | NYISO_J-K_2_PJM_E | NYISO_J-K | PJM_E | Internal | Winter | B17 | 100 | 330 | 0 | 54.03 | 49.46 | 8 | 0
2025 | NYISO_J-K_2_PJM_E | NYISO_J-K | PJM_E | Internal | Winter | B18 | 400 | 330 | 0 | 51.69 | 44.47 | 8 | 0
2025 | NYISO_J-K_2_PJM_E | NYISO_J-K | PJM_E | Internal | Winter | B19 | 700 | 330 | 0 | 50.78 | 43.36 | 8 | 0
2025 | NYISO_J-K_2_PJM_E | NYISO_J-K | PJM_E | Internal | Winter | B20 | 935 | 330 | 0 | 48.19 | 35.34 | 8 | 0
2025 | PJM_E_2_NYISO_G-I | PJM_E | NYISO_G-I | Internal | Shoulder | B11 | 25 | 500 | 0 | 52.61 | 44.61 | 6 | 0
2025 | PJM_E_2_NYISO_G-I | PJM_E | NYISO_G-I | Internal | Shoulder | B12 | 200 | 500 | 0 | 44.88 | 41.78 | 6 | 0
2025 | PJM_E_2_NYISO_G-I | PJM_E | NYISO_G-I | Internal | Shoulder | B13 | 600 | 500 | 0 | 42.08 | 41.78 | 6 | 0
2025 | PJM_E_2_NYISO_G-I | PJM_E | NYISO_G-I | Internal | Shoulder | B14 | 900 | 500 | 0 | 41.65 | 41.39 | 6 | 0
2025 | PJM_E_2_NYISO_G-I | PJM_E | NYISO_G-I | Internal | Shoulder | B15 | 1203 | 500 | 0 | 37.72 | 41.39 | 6 | 0
2025 | PJM_E_2_NYISO_G-I | PJM_E | NYISO_G-I | Internal | Summer | B1 | 10 | 500 | 500 | 69.78 | 80.96 | 6 | 5.19
2025 | PJM_E_2_NYISO_G-I | PJM_E | NYISO_G-I | Internal | Summer | B2 | 25 | 500 | 124.79 | 65.97 | 71.97 | 6 | 0
2025 | PJM_E_2_NYISO_G-I | PJM_E | NYISO_G-I | Internal | Summer | B3 | 75 | 500 | 0 | 65.43 | 57.43 | 6 | 0
2025 | PJM_E_2_NYISO_G-I | PJM_E | NYISO_G-I | Internal | Summer | B4 | 100 | 500 | 0 | 64.25 | 54.78 | 6 | 0
2025 | PJM_E_2_NYISO_G-I | PJM_E | NYISO_G-I | Internal | Summer | B5 | 200 | 500 | 0 | 58.89 | 50.89 | 6 | 0
2025 | PJM_E_2_NYISO_G-I | PJM_E | NYISO_G-I | Internal | Summer | B6 | 300 | 500 | 0 | 47.45 | 50.89 | 6 | 0
2025 | PJM_E_2_NYISO_G-I | PJM_E | NYISO_G-I | Internal | Summer | B7 | 400 | 500 | 0 | 42.2 | 41.59 | 6 | 0
2025 | PJM_E_2_NYISO_G-I | PJM_E | NYISO_G-I | Internal | Summer | B8 | 500 | 500 | 0 | 39.56 | 40.28 | 6 | 0
2025 | PJM_E_2_NYISO_G-I | PJM_E | NYISO_G-I | Internal | Summer | B9 | 800 | 500 | 0 | 36.84 | 38.74 | 6 | 0
2025 | PJM_E_2_NYISO_G-I | PJM_E | NYISO_G-I | Internal | Summer | B10 | 1262 | 500 | 0 | 33.8 | 38.74 | 6 | 0
2025 | PJM_E_2_NYISO_G-I | PJM_E | NYISO_G-I | Internal | Winter | B16 | 25 | 500 | 0 | 49.47 | 55.46 | 6 | 0
2025 | PJM_E_2_NYISO_G-I | PJM_E | NYISO_G-I | Internal | Winter | B17 | 100 | 500 | 0 | 49.46 | 54.01 | 6 | 0
2025 | PJM_E_2_NYISO_G-I | PJM_E | NYISO_G-I | Internal | Winter | B18 | 400 | 500 | 500 | 44.47 | 51.68 | 6 | 1.21
2025 | PJM_E_2_NYISO_G-I | PJM_E | NYISO_G-I | Internal | Winter | B19 | 700 | 500 | 500 | 43.36 | 50.77 | 6 | 1.41
2025 | PJM_E_2_NYISO_G-I | PJM_E | NYISO_G-I | Internal | Winter | B20 | 935 | 500 | 500 | 35.34 | 48.18 | 6 | 6.84
2025 | PJM_E_2_NYISO_J-K | PJM_E | NYISO_J-K | Internal | Shoulder | B11 | 25 | 330 | 0 | 52.61 | 44.63 | 6 | 0
2025 | PJM_E_2_NYISO_J-K | PJM_E | NYISO_J-K | Internal | Shoulder | B12 | 200 | 330 | 0 | 44.88 | 41.79 | 6 | 0
2025 | PJM_E_2_NYISO_J-K | PJM_E | NYISO_J-K | Internal | Shoulder | B13 | 600 | 330 | 0 | 42.08 | 41.79 | 6 | 0
2025 | PJM_E_2_NYISO_J-K | PJM_E | NYISO_J-K | Internal | Shoulder | B14 | 900 | 330 | 0 | 41.65 | 41.4 | 6 | 0
2025 | PJM_E_2_NYISO_J-K | PJM_E | NYISO_J-K | Internal | Shoulder | B15 | 1203 | 330 | 0 | 37.72 | 41.4 | 6 | 0
2025 | PJM_E_2_NYISO_J-K | PJM_E | NYISO_J-K | Internal | Summer | B1 | 10 | 330 | 330 | 69.78 | 80.97 | 6 | 5.2
2025 | PJM_E_2_NYISO_J-K | PJM_E | NYISO_J-K | Internal | Summer | B2 | 25 | 330 | 330 | 65.97 | 71.98 | 6 | 0.01
2025 | PJM_E_2_NYISO_J-K | PJM_E | NYISO_J-K | Internal | Summer | B3 | 75 | 330 | 0 | 65.43 | 57.44 | 6 | 0
2025 | PJM_E_2_NYISO_J-K | PJM_E | NYISO_J-K | Internal | Summer | B4 | 100 | 330 | 0 | 64.25 | 54.8 | 6 | 0
2025 | PJM_E_2_NYISO_J-K | PJM_E | NYISO_J-K | Internal | Summer | B5 | 200 | 330 | 0 | 58.89 | 50.9 | 6 | 0
2025 | PJM_E_2_NYISO_J-K | PJM_E | NYISO_J-K | Internal | Summer | B6 | 300 | 330 | 0 | 47.45 | 50.9 | 6 | 0
2025 | PJM_E_2_NYISO_J-K | PJM_E | NYISO_J-K | Internal | Summer | B7 | 400 | 330 | 0 | 42.2 | 41.6 | 6 | 0
2025 | PJM_E_2_NYISO_J-K | PJM_E | NYISO_J-K | Internal | Summer | B8 | 500 | 330 | 0 | 39.56 | 40.3 | 6 | 0
2025 | PJM_E_2_NYISO_J-K | PJM_E | NYISO_J-K | Internal | Summer | B9 | 800 | 330 | 0 | 36.84 | 38.75 | 6 | 0
2025 | PJM_E_2_NYISO_J-K | PJM_E | NYISO_J-K | Internal | Summer | B10 | 1262 | 330 | 0 | 33.8 | 38.75 | 6 | 0
2025 | PJM_E_2_NYISO_J-K | PJM_E | NYISO_J-K | Internal | Winter | B16 | 25 | 330 | 1.92 | 49.47 | 55.47 | 6 | 0
2025 | PJM_E_2_NYISO_J-K | PJM_E | NYISO_J-K | Internal | Winter | B17 | 100 | 330 | 0 | 49.46 | 54.03 | 6 | 0
2025 | PJM_E_2_NYISO_J-K | PJM_E | NYISO_J-K | Internal | Winter | B18 | 400 | 330 | 330 | 44.47 | 51.69 | 6 | 1.23
2025 | PJM_E_2_NYISO_J-K | PJM_E | NYISO_J-K | Internal | Winter | B19 | 700 | 330 | 330 | 43.36 | 50.78 | 6 | 1.43
2025 | PJM_E_2_NYISO_J-K | PJM_E | NYISO_J-K | Internal | Winter | B20 | 935 | 330 | 330 | 35.34 | 48.19 | 6 | 6.85
2025 | PJM_E_2_PJM_ROM | PJM_E | PJM_ROM | Internal | Shoulder | B11 | 25 | 8000 | 6215.34 | 52.61 | 52.63 | 0.01 | 0
2025 | PJM_E_2_PJM_ROM | PJM_E | PJM_ROM | Internal | Shoulder | B12 | 200 | 8000 | 4459.19 | 44.88 | 44.89 | 0.01 | 0
2025 | PJM_E_2_PJM_ROM | PJM_E | PJM_ROM | Internal | Shoulder | B13 | 600 | 8000 | 2153.22 | 42.08 | 42.09 | 0.01 | 0
2025 | PJM_E_2_PJM_ROM | PJM_E | PJM_ROM | Internal | Shoulder | B14 | 900 | 8000 | 0 | 41.65 | 41.64 | 0.01 | 0
2025 | PJM_E_2_PJM_ROM | PJM_E | PJM_ROM | Internal | Shoulder | B15 | 1203 | 8000 | 0 | 37.72 | 37.71 | 0.01 | 0
2025 | PJM_E_2_PJM_ROM | PJM_E | PJM_ROM | Internal | Summer | B1 | 10 | 8000 | 0 | 69.78 | 69.76 | 0.01 | 0
2025 | PJM_E_2_PJM_ROM | PJM_E | PJM_ROM | Internal | Summer | B2 | 25 | 8000 | 0 | 65.97 | 65.96 | 0.01 | 0
2025 | PJM_E_2_PJM_ROM | PJM_E | PJM_ROM | Internal | Summer | B3 | 75 | 8000 | 4139.68 | 65.43 | 65.44 | 0.01 | 0
2025 | PJM_E_2_PJM_ROM | PJM_E | PJM_ROM | Internal | Summer | B4 | 100 | 8000 | 4290.49 | 64.25 | 64.27 | 0.01 | 0
2025 | PJM_E_2_PJM_ROM | PJM_E | PJM_ROM | Internal | Summer | B5 | 200 | 8000 | 2399.5 | 58.89 | 58.9 | 0.01 | 0
2025 | PJM_E_2_PJM_ROM | PJM_E | PJM_ROM | Internal | Summer | B6 | 300 | 8000 | 2206.83 | 47.45 | 47.46 | 0.01 | 0
2025 | PJM_E_2_PJM_ROM | PJM_E | PJM_ROM | Internal | Summer | B7 | 400 | 8000 | 2388.07 | 42.2 | 42.21 | 0.01 | 0
2025 | PJM_E_2_PJM_ROM | PJM_E | PJM_ROM | Internal | Summer | B8 | 500 | 8000 | 303.49 | 39.56 | 39.57 | 0.01 | 0
2025 | PJM_E_2_PJM_ROM | PJM_E | PJM_ROM | Internal | Summer | B9 | 800 | 8000 | 0 | 36.84 | 36.83 | 0.01 | 0
2025 | PJM_E_2_PJM_ROM | PJM_E | PJM_ROM | Internal | Summer | B10 | 1262 | 8000 | 0 | 33.8 | 33.79 | 0.01 | 0
2025 | PJM_E_2_PJM_ROM | PJM_E | PJM_ROM | Internal | Winter | B16 | 25 | 8000 | 237.58 | 49.47 | 49.48 | 0.01 | 0
2025 | PJM_E_2_PJM_ROM | PJM_E | PJM_ROM | Internal | Winter | B17 | 100 | 8000 | 701.27 | 49.46 | 49.47 | 0.01 | 0
2025 | PJM_E_2_PJM_ROM | PJM_E | PJM_ROM | Internal | Winter | B18 | 400 | 8000 | 0 | 44.47 | 44.45 | 0.01 | 0
2025 | PJM_E_2_PJM_ROM | PJM_E | PJM_ROM | Internal | Winter | B19 | 700 | 8000 | 0 | 43.36 | 43.35 | 0.01 | 0
2025 | PJM_E_2_PJM_ROM | PJM_E | PJM_ROM | Internal | Winter | B20 | 935 | 8000 | 0 | 35.34 | 35.33 | 0.01 | 0
2025 | PJM_ROR_2_MISO_IN | PJM_ROR | MISO_IN | Internal | Shoulder | B11 | 25 | 909 | 909 | 52.64 | 55.75 | 2 | 1.12
2025 | PJM_ROR_2_MISO_IN | PJM_ROR | MISO_IN | Internal | Shoulder | B12 | 200 | 909 | 264.58 | 44.9 | 46.9 | 2 | 0
2025 | PJM_ROR_2_MISO_IN | PJM_ROR | MISO_IN | Internal | Shoulder | B13 | 600 | 909 | 0 | 42.08 | 42.92 | 2 | 0
2025 | PJM_ROR_2_MISO_IN | PJM_ROR | MISO_IN | Internal | Shoulder | B14 | 900 | 909 | 0 | 41.63 | 42.27 | 2 | 0
2025 | PJM_ROR_2_MISO_IN | PJM_ROR | MISO_IN | Internal | Shoulder | B15 | 1203 | 909 | 0 | 37.7 | 39.69 | 2 | 0
2025 | PJM_ROR_2_MISO_IN | PJM_ROR | MISO_IN | Internal | Summer | B1 | 10 | 909 | 0 | 69.75 | 68.33 | 2 | 0
2025 | PJM_ROR_2_MISO_IN | PJM_ROR | MISO_IN | Internal | Summer | B2 | 25 | 909 | 909 | 65.94 | 67.96 | 2 | 0.01
2025 | PJM_ROR_2_MISO_IN | PJM_ROR | MISO_IN | Internal | Summer | B3 | 75 | 909 | 0 | 65.45 | 66.25 | 2 | 0
2025 | PJM_ROR_2_MISO_IN | PJM_ROR | MISO_IN | Internal | Summer | B4 | 100 | 909 | 0 | 64.28 | 66.25 | 2 | 0
2025 | PJM_ROR_2_MISO_IN | PJM_ROR | MISO_IN | Internal | Summer | B5 | 200 | 909 | 836.02 | 58.91 | 60.91 | 2 | 0
2025 | PJM_ROR_2_MISO_IN | PJM_ROR | MISO_IN | Internal | Summer | B6 | 300 | 909 | 455.84 | 47.47 | 49.47 | 2 | 0
2025 | PJM_ROR_2_MISO_IN | PJM_ROR | MISO_IN | Internal | Summer | B7 | 400 | 909 | 0 | 42.2 | 41.57 | 2 | 0
2025 | PJM_ROR_2_MISO_IN | PJM_ROR | MISO_IN | Internal | Summer | B8 | 500 | 909 | 0 | 39.56 | 40.26 | 2 | 0
2025 | PJM_ROR_2_MISO_IN | PJM_ROR | MISO_IN | Internal | Summer | B9 | 800 | 909 | 0 | 36.82 | 38.71 | 2 | 0
2025 | PJM_ROR_2_MISO_IN | PJM_ROR | MISO_IN | Internal | Summer | B10 | 1262 | 909 | 0 | 33.78 | 35.77 | 2 | 0
2025 | PJM_ROR_2_MISO_IN | PJM_ROR | MISO_IN | Internal | Winter | B16 | 25 | 909 | 909 | 49.47 | 51.61 | 2 | 0.14
2025 | PJM_ROR_2_MISO_IN | PJM_ROR | MISO_IN | Internal | Winter | B17 | 100 | 909 | 0 | 49.46 | 48.55 | 2 | 0
2025 | PJM_ROR_2_MISO_IN | PJM_ROR | MISO_IN | Internal | Winter | B18 | 400 | 909 | 0 | 44.44 | 45.56 | 2 | 0
2025 | PJM_ROR_2_MISO_IN | PJM_ROR | MISO_IN | Internal | Winter | B19 | 700 | 909 | 0 | 43.33 | 44.24 | 2 | 0
2025 | PJM_ROR_2_MISO_IN | PJM_ROR | MISO_IN | Internal | Winter | B20 | 935 | 909 | 139.25 | 35.31 | 37.31 | 2 | 0
2025 | PJM_ROR_2_MISO_MI | PJM_ROR | MISO_MI | Internal | Shoulder | B11 | 25 | 1305 | 1305 | 52.64 | 55.3 | 2 | 0.67
2025 | PJM_ROR_2_MISO_MI | PJM_ROR | MISO_MI | Internal | Shoulder | B12 | 200 | 1305 | 543.23 | 44.9 | 46.9 | 2 | 0
2025 | PJM_ROR_2_MISO_MI | PJM_ROR | MISO_MI | Internal | Shoulder | B13 | 600 | 1305 | 0 | 42.08 | 42.92 | 2 | 0
2025 | PJM_ROR_2_MISO_MI | PJM_ROR | MISO_MI | Internal | Shoulder | B14 | 900 | 1305 | 0 | 41.63 | 42.28 | 2 | 0
2025 | PJM_ROR_2_MISO_MI | PJM_ROR | MISO_MI | Internal | Shoulder | B15 | 1203 | 1305 | 706.76 | 37.7 | 39.7 | 2 | 0
2025 | PJM_ROR_2_MISO_MI | PJM_ROR | MISO_MI | Internal | Summer | B1 | 10 | 1305 | 0 | 69.75 | 67.94 | 2 | 0
2025 | PJM_ROR_2_MISO_MI | PJM_ROR | MISO_MI | Internal | Summer | B2 | 25 | 1305 | 69.65 | 65.94 | 67.94 | 2 | 0
2025 | PJM_ROR_2_MISO_MI | PJM_ROR | MISO_MI | Internal | Summer | B3 | 75 | 1305 | 0 | 65.45 | 63.85 | 2 | 0
2025 | PJM_ROR_2_MISO_MI | PJM_ROR | MISO_MI | Internal | Summer | B4 | 100 | 1305 | 0 | 64.28 | 63.17 | 2 | 0
2025 | PJM_ROR_2_MISO_MI | PJM_ROR | MISO_MI | Internal | Summer | B5 | 200 | 1305 | 0 | 58.91 | 60.9 | 2 | 0
2025 | PJM_ROR_2_MISO_MI | PJM_ROR | MISO_MI | Internal | Summer | B6 | 300 | 1305 | 0 | 47.47 | 49.46 | 2 | 0
2025 | PJM_ROR_2_MISO_MI | PJM_ROR | MISO_MI | Internal | Summer | B7 | 400 | 1305 | 0 | 42.2 | 41.58 | 2 | 0
2025 | PJM_ROR_2_MISO_MI | PJM_ROR | MISO_MI | Internal | Summer | B8 | 500 | 1305 | 0 | 39.56 | 40.27 | 2 | 0
2025 | PJM_ROR_2_MISO_MI | PJM_ROR | MISO_MI | Internal | Summer | B9 | 800 | 1305 | 0 | 36.82 | 38.73 | 2 | 0
2025 | PJM_ROR_2_MISO_MI | PJM_ROR | MISO_MI | Internal | Summer | B10 | 1262 | 1305 | 953.84 | 33.78 | 35.78 | 2 | 0
2025 | PJM_ROR_2_MISO_MI | PJM_ROR | MISO_MI | Internal | Winter | B16 | 25 | 1305 | 1305 | 49.47 | 51.6 | 2 | 0.13
2025 | PJM_ROR_2_MISO_MI | PJM_ROR | MISO_MI | Internal | Winter | B17 | 100 | 1305 | 0 | 49.46 | 48.53 | 2 | 0
2025 | PJM_ROR_2_MISO_MI | PJM_ROR | MISO_MI | Internal | Winter | B18 | 400 | 1305 | 0 | 44.44 | 45.57 | 2 | 0
2025 | PJM_ROR_2_MISO_MI | PJM_ROR | MISO_MI | Internal | Winter | B19 | 700 | 1305 | 0 | 43.33 | 44.25 | 2 | 0
2025 | PJM_ROR_2_MISO_MI | PJM_ROR | MISO_MI | Internal | Winter | B20 | 935 | 1305 | 1232.54 | 35.31 | 37.31 | 2 | 0
2025 | PJM_ROR_2_MISO_MO-IL | PJM_ROR | MISO_MO-IL | Internal | Shoulder | B11 | 25 | 1111 | 1111 | 52.64 | 55.77 | 2 | 1.13
2025 | PJM_ROR_2_MISO_MO-IL | PJM_ROR | MISO_MO-IL | Internal | Shoulder | B12 | 200 | 1111 | 0 | 44.9 | 46.89 | 2 | 0
2025 | PJM_ROR_2_MISO_MO-IL | PJM_ROR | MISO_MO-IL | Internal | Shoulder | B13 | 600 | 1111 | 0 | 42.08 | 42.91 | 2 | 0
2025 | PJM_ROR_2_MISO_MO-IL | PJM_ROR | MISO_MO-IL | Internal | Shoulder | B14 | 900 | 1111 | 0 | 41.63 | 42.26 | 2 | 0
2025 | PJM_ROR_2_MISO_MO-IL | PJM_ROR | MISO_MO-IL | Internal | Shoulder | B15 | 1203 | 1111 | 0 | 37.7 | 39.67 | 2 | 0
2025 | PJM_ROR_2_MISO_MO-IL | PJM_ROR | MISO_MO-IL | Internal | Summer | B1 | 10 | 1111 | 0 | 69.75 | 68.34 | 2 | 0
2025 | PJM_ROR_2_MISO_MO-IL | PJM_ROR | MISO_MO-IL | Internal | Summer | B2 | 25 | 1111 | 81.39 | 65.94 | 67.94 | 2 | 0
2025 | PJM_ROR_2_MISO_MO-IL | PJM_ROR | MISO_MO-IL | Internal | Summer | B3 | 75 | 1111 | 0 | 65.45 | 66.27 | 2 | 0
2025 | PJM_ROR_2_MISO_MO-IL | PJM_ROR | MISO_MO-IL | Internal | Summer | B4 | 100 | 1111 | 0 | 64.28 | 66.27 | 2 | 0
2025 | PJM_ROR_2_MISO_MO-IL | PJM_ROR | MISO_MO-IL | Internal | Summer | B5 | 200 | 1111 | 940.56 | 58.91 | 60.91 | 2 | 0
2025 | PJM_ROR_2_MISO_MO-IL | PJM_ROR | MISO_MO-IL | Internal | Summer | B6 | 300 | 1111 | 712.61 | 47.47 | 49.47 | 2 | 0
2025 | PJM_ROR_2_MISO_MO-IL | PJM_ROR | MISO_MO-IL | Internal | Summer | B7 | 400 | 1111 | 0 | 42.2 | 41.56 | 2 | 0
2025 | PJM_ROR_2_MISO_MO-IL | PJM_ROR | MISO_MO-IL | Internal | Summer | B8 | 500 | 1111 | 0 | 39.56 | 40.25 | 2 | 0
2025 | PJM_ROR_2_MISO_MO-IL | PJM_ROR | MISO_MO-IL | Internal | Summer | B9 | 800 | 1111 | 0 | 36.82 | 38.71 | 2 | 0
2025 | PJM_ROR_2_MISO_MO-IL | PJM_ROR | MISO_MO-IL | Internal | Summer | B10 | 1262 | 1111 | 0 | 33.78 | 35.76 | 2 | 0
2025 | PJM_ROR_2_MISO_MO-IL | PJM_ROR | MISO_MO-IL | Internal | Winter | B16 | 25 | 1111 | 503.43 | 49.47 | 51.47 | 2 | 0
2025 | PJM_ROR_2_MISO_MO-IL | PJM_ROR | MISO_MO-IL | Internal | Winter | B17 | 100 | 1111 | 0 | 49.46 | 48.35 | 2 | 0
2025 | PJM_ROR_2_MISO_MO-IL | PJM_ROR | MISO_MO-IL | Internal | Winter | B18 | 400 | 1111 | 0 | 44.44 | 45.55 | 2 | 0
2025 | PJM_ROR_2_MISO_MO-IL | PJM_ROR | MISO_MO-IL | Internal | Winter | B19 | 700 | 1111 | 0 | 43.33 | 44.23 | 2 | 0
2025 | PJM_ROR_2_MISO_MO-IL | PJM_ROR | MISO_MO-IL | Internal | Winter | B20 | 935 | 1111 | 1111 | 35.31 | 37.33 | 2 | 0.01
2025 | PJM_ROR_2_MISO_W | PJM_ROR | MISO_W | Internal | Shoulder | B11 | 25 | 709 | 709 | 52.64 | 55.75 | 2 | 1.12
2025 | PJM_ROR_2_MISO_W | PJM_ROR | MISO_W | Internal | Shoulder | B12 | 200 | 709 | 0 | 44.9 | 46.88 | 2 | 0
2025 | PJM_ROR_2_MISO_W | PJM_ROR | MISO_W | Internal | Shoulder | B13 | 600 | 709 | 0 | 42.08 | 42.9 | 2 | 0
2025 | PJM_ROR_2_MISO_W | PJM_ROR | MISO_W | Internal | Shoulder | B14 | 900 | 709 | 0 | 41.63 | 42.27 | 2 | 0
2025 | PJM_ROR_2_MISO_W | PJM_ROR | MISO_W | Internal | Shoulder | B15 | 1203 | 709 | 0 | 37.7 | 39.69 | 2 | 0
2025 | PJM_ROR_2_MISO_W | PJM_ROR | MISO_W | Internal | Summer | B1 | 10 | 709 | 0 | 69.75 | 68.33 | 2 | 0
2025 | PJM_ROR_2_MISO_W | PJM_ROR | MISO_W | Internal | Summer | B2 | 25 | 709 | 0 | 65.94 | 67.93 | 2 | 0
2025 | PJM_ROR_2_MISO_W | PJM_ROR | MISO_W | Internal | Summer | B3 | 75 | 709 | 709 | 65.45 | 67.48 | 2 | 0.03
2025 | PJM_ROR_2_MISO_W | PJM_ROR | MISO_W | Internal | Summer | B4 | 100 | 709 | 137.2 | 64.28 | 66.28 | 2 | 0
2025 | PJM_ROR_2_MISO_W | PJM_ROR | MISO_W | Internal | Summer | B5 | 200 | 709 | 709 | 58.91 | 60.93 | 2 | 0.01
2025 | PJM_ROR_2_MISO_W | PJM_ROR | MISO_W | Internal | Summer | B6 | 300 | 709 | 709 | 47.47 | 49.48 | 2 | 0.01
2025 | PJM_ROR_2_MISO_W | PJM_ROR | MISO_W | Internal | Summer | B7 | 400 | 709 | 0 | 42.2 | 41.56 | 2 | 0
2025 | PJM_ROR_2_MISO_W | PJM_ROR | MISO_W | Internal | Summer | B8 | 500 | 709 | 0 | 39.56 | 40.26 | 2 | 0
2025 | PJM_ROR_2_MISO_W | PJM_ROR | MISO_W | Internal | Summer | B9 | 800 | 709 | 0 | 36.82 | 38.73 | 2 | 0
2025 | PJM_ROR_2_MISO_W | PJM_ROR | MISO_W | Internal | Summer | B10 | 1262 | 709 | 0 | 33.78 | 35.75 | 2 | 0
2025 | PJM_ROR_2_MISO_W | PJM_ROR | MISO_W | Internal | Winter | B16 | 25 | 709 | 0 | 49.47 | 51.46 | 2 | 0
2025 | PJM_ROR_2_MISO_W | PJM_ROR | MISO_W | Internal | Winter | B17 | 100 | 709 | 0 | 49.46 | 48.34 | 2 | 0
2025 | PJM_ROR_2_MISO_W | PJM_ROR | MISO_W | Internal | Winter | B18 | 400 | 709 | 0 | 44.44 | 45.56 | 2 | 0
2025 | PJM_ROR_2_MISO_W | PJM_ROR | MISO_W | Internal | Winter | B19 | 700 | 709 | 0 | 43.33 | 44.26 | 2 | 0
2025 | PJM_ROR_2_MISO_W | PJM_ROR | MISO_W | Internal | Winter | B20 | 935 | 709 | 0.35 | 35.31 | 37.31 | 2 | 0
2025 | PJM_ROR_2_MISO_WUMS | PJM_ROR | MISO_WUMS | Internal | Shoulder | B11 | 25 | 1467 | 1467 | 52.64 | 55.29 | 2 | 0.65
2025 | PJM_ROR_2_MISO_WUMS | PJM_ROR | MISO_WUMS | Internal | Shoulder | B12 | 200 | 1467 | 0 | 44.9 | 46.89 | 2 | 0
2025 | PJM_ROR_2_MISO_WUMS | PJM_ROR | MISO_WUMS | Internal | Shoulder | B13 | 600 | 1467 | 0 | 42.08 | 42.91 | 2 | 0
2025 | PJM_ROR_2_MISO_WUMS | PJM_ROR | MISO_WUMS | Internal | Shoulder | B14 | 900 | 1467 | 0 | 41.63 | 42.27 | 2 | 0
2025 | PJM_ROR_2_MISO_WUMS | PJM_ROR | MISO_WUMS | Internal | Shoulder | B15 | 1203 | 1467 | 632.52 | 37.7 | 39.7 | 2 | 0
2025 | PJM_ROR_2_MISO_WUMS | PJM_ROR | MISO_WUMS | Internal | Summer | B1 | 10 | 1467 | 0 | 69.75 | 67.75 | 2 | 0
2025 | PJM_ROR_2_MISO_WUMS | PJM_ROR | MISO_WUMS | Internal | Summer | B2 | 25 | 1467 | 0 | 65.94 | 63.94 | 2 | 0
2025 | PJM_ROR_2_MISO_WUMS | PJM_ROR | MISO_WUMS | Internal | Summer | B3 | 75 | 1467 | 0 | 65.45 | 63.83 | 2 | 0
2025 | PJM_ROR_2_MISO_WUMS | PJM_ROR | MISO_WUMS | Internal | Summer | B4 | 100 | 1467 | 0 | 64.28 | 63.83 | 2 | 0
2025 | PJM_ROR_2_MISO_WUMS | PJM_ROR | MISO_WUMS | Internal | Summer | B5 | 200 | 1467 | 1263.21 | 58.91 | 60.91 | 2 | 0
2025 | PJM_ROR_2_MISO_WUMS | PJM_ROR | MISO_WUMS | Internal | Summer | B6 | 300 | 1467 | 832.79 | 47.47 | 49.47 | 2 | 0
2025 | PJM_ROR_2_MISO_WUMS | PJM_ROR | MISO_WUMS | Internal | Summer | B7 | 400 | 1467 | 0 | 42.2 | 41.57 | 2 | 0
2025 | PJM_ROR_2_MISO_WUMS | PJM_ROR | MISO_WUMS | Internal | Summer | B8 | 500 | 1467 | 0 | 39.56 | 40.27 | 2 | 0
2025 | PJM_ROR_2_MISO_WUMS | PJM_ROR | MISO_WUMS | Internal | Summer | B9 | 800 | 1467 | 0 | 36.82 | 38.74 | 2 | 0
2025 | PJM_ROR_2_MISO_WUMS | PJM_ROR | MISO_WUMS | Internal | Summer | B10 | 1262 | 1467 | 717.81 | 33.78 | 35.78 | 2 | 0
2025 | PJM_ROR_2_MISO_WUMS | PJM_ROR | MISO_WUMS | Internal | Winter | B16 | 25 | 1467 | 614 | 49.47 | 51.47 | 2 | 0
2025 | PJM_ROR_2_MISO_WUMS | PJM_ROR | MISO_WUMS | Internal | Winter | B17 | 100 | 1467 | 0 | 49.46 | 48.35 | 2 | 0
2025 | PJM_ROR_2_MISO_WUMS | PJM_ROR | MISO_WUMS | Internal | Winter | B18 | 400 | 1467 | 0 | 44.44 | 45.58 | 2 | 0
2025 | PJM_ROR_2_MISO_WUMS | PJM_ROR | MISO_WUMS | Internal | Winter | B19 | 700 | 1467 | 0 | 43.33 | 44.25 | 2 | 0
2025 | PJM_ROR_2_MISO_WUMS | PJM_ROR | MISO_WUMS | Internal | Winter | B20 | 935 | 1467 | 1467 | 35.31 | 37.33 | 2 | 0.01
2025 | PJM_ROR_2_PJM_ROM | PJM_ROR | PJM_ROM | Internal | Shoulder | B11 | 25 | 8000 | 0 | 52.64 | 52.63 | 0.01 | 0
2025 | PJM_ROR_2_PJM_ROM | PJM_ROR | PJM_ROM | Internal | Shoulder | B12 | 200 | 8000 | 0 | 44.9 | 44.89 | 0.01 | 0
2025 | PJM_ROR_2_PJM_ROM | PJM_ROR | PJM_ROM | Internal | Shoulder | B13 | 600 | 8000 | 518.3 | 42.08 | 42.09 | 0.01 | 0
2025 | PJM_ROR_2_PJM_ROM | PJM_ROR | PJM_ROM | Internal | Shoulder | B14 | 900 | 8000 | 2614.45 | 41.63 | 41.64 | 0.01 | 0
2025 | PJM_ROR_2_PJM_ROM | PJM_ROR | PJM_ROM | Internal | Shoulder | B15 | 1203 | 8000 | 5388.27 | 37.7 | 37.71 | 0.01 | 0
2025 | PJM_ROR_2_PJM_ROM | PJM_ROR | PJM_ROM | Internal | Summer | B1 | 10 | 8000 | 2468.07 | 69.75 | 69.76 | 0.01 | 0
2025 | PJM_ROR_2_PJM_ROM | PJM_ROR | PJM_ROM | Internal | Summer | B2 | 25 | 8000 | 2520.04 | 65.94 | 65.96 | 0.01 | 0
2025 | PJM_ROR_2_PJM_ROM | PJM_ROR | PJM_ROM | Internal | Summer | B3 | 75 | 8000 | 0 | 65.45 | 65.44 | 0.01 | 0
2025 | PJM_ROR_2_PJM_ROM | PJM_ROR | PJM_ROM | Internal | Summer | B4 | 100 | 8000 | 0 | 64.28 | 64.27 | 0.01 | 0
2025 | PJM_ROR_2_PJM_ROM | PJM_ROR | PJM_ROM | Internal | Summer | B5 | 200 | 8000 | 0 | 58.91 | 58.9 | 0.01 | 0
2025 | PJM_ROR_2_PJM_ROM | PJM_ROR | PJM_ROM | Internal | Summer | B6 | 300 | 8000 | 0 | 47.47 | 47.46 | 0.01 | 0
2025 | PJM_ROR_2_PJM_ROM | PJM_ROR | PJM_ROM | Internal | Summer | B7 | 400 | 8000 | 514.16 | 42.2 | 42.21 | 0.01 | 0
2025 | PJM_ROR_2_PJM_ROM | PJM_ROR | PJM_ROM | Internal | Summer | B8 | 500 | 8000 | 2002.95 | 39.56 | 39.57 | 0.01 | 0
2025 | PJM_ROR_2_PJM_ROM | PJM_ROR | PJM_ROM | Internal | Summer | B9 | 800 | 8000 | 3871.29 | 36.82 | 36.83 | 0.01 | 0
2025 | PJM_ROR_2_PJM_ROM | PJM_ROR | PJM_ROM | Internal | Summer | B10 | 1262 | 8000 | 6530.61 | 33.78 | 33.79 | 0.01 | 0
2025 | PJM_ROR_2_PJM_ROM | PJM_ROR | PJM_ROM | Internal | Winter | B16 | 25 | 8000 | 1663.87 | 49.47 | 49.48 | 0.01 | 0
2025 | PJM_ROR_2_PJM_ROM | PJM_ROR | PJM_ROM | Internal | Winter | B17 | 100 | 8000 | 1984.07 | 49.46 | 49.47 | 0.01 | 0
2025 | PJM_ROR_2_PJM_ROM | PJM_ROR | PJM_ROM | Internal | Winter | B18 | 400 | 8000 | 5931.52 | 44.44 | 44.45 | 0.01 | 0
2025 | PJM_ROR_2_PJM_ROM | PJM_ROR | PJM_ROM | Internal | Winter | B19 | 700 | 8000 | 6493.09 | 43.33 | 43.35 | 0.01 | 0
2025 | PJM_ROR_2_PJM_ROM | PJM_ROR | PJM_ROM | Internal | Winter | B20 | 935 | 8000 | 6921.16 | 35.31 | 35.33 | 0.01 | 0
2025 | PJM_ROR_2_TVA_Transmission | PJM_ROR | TVA_Transmission | Internal | Shoulder | B11 | 25 | 2500 | 0 | 52.64 | 58.57 | 6 | 0
2025 | PJM_ROR_2_TVA_Transmission | PJM_ROR | TVA_Transmission | Internal | Shoulder | B12 | 200 | 2500 | 0 | 44.9 | 48.44 | 6 | 0
2025 | PJM_ROR_2_TVA_Transmission | PJM_ROR | TVA_Transmission | Internal | Shoulder | B13 | 600 | 2500 | 0 | 42.08 | 46.21 | 6 | 0
2025 | PJM_ROR_2_TVA_Transmission | PJM_ROR | TVA_Transmission | Internal | Shoulder | B14 | 900 | 2500 | 0 | 41.63 | 45.59 | 6 | 0
2025 | PJM_ROR_2_TVA_Transmission | PJM_ROR | TVA_Transmission | Internal | Shoulder | B15 | 1203 | 2500 | 0 | 37.7 | 42.14 | 6 | 0
2025 | PJM_ROR_2_TVA_Transmission | PJM_ROR | TVA_Transmission | Internal | Summer | B1 | 10 | 2500 | 2500 | 69.75 | 76.34 | 6 | 0.59
2025 | PJM_ROR_2_TVA_Transmission | PJM_ROR | TVA_Transmission | Internal | Summer | B2 | 25 | 2500 | 2500 | 65.94 | 75.94 | 6 | 4
2025 | PJM_ROR_2_TVA_Transmission | PJM_ROR | TVA_Transmission | Internal | Summer | B3 | 75 | 2500 | 1704.34 | 65.45 | 71.45 | 6 | 0
2025 | PJM_ROR_2_TVA_Transmission | PJM_ROR | TVA_Transmission | Internal | Summer | B4 | 100 | 2500 | 950.17 | 64.28 | 70.28 | 6 | 0
2025 | PJM_ROR_2_TVA_Transmission | PJM_ROR | TVA_Transmission | Internal | Summer | B5 | 200 | 2500 | 0 | 58.91 | 63.98 | 6 | 0
2025 | PJM_ROR_2_TVA_Transmission | PJM_ROR | TVA_Transmission | Internal | Summer | B6 | 300 | 2500 | 0 | 47.47 | 52.66 | 6 | 0
2025 | PJM_ROR_2_TVA_Transmission | PJM_ROR | TVA_Transmission | Internal | Summer | B7 | 400 | 2500 | 0 | 42.2 | 47.4 | 6 | 0
2025 | PJM_ROR_2_TVA_Transmission | PJM_ROR | TVA_Transmission | Internal | Summer | B8 | 500 | 2500 | 0 | 39.56 | 44.21 | 6 | 0
2025 | PJM_ROR_2_TVA_Transmission | PJM_ROR | TVA_Transmission | Internal | Summer | B9 | 800 | 2500 | 0 | 36.82 | 42.38 | 6 | 0
2025 | PJM_ROR_2_TVA_Transmission | PJM_ROR | TVA_Transmission | Internal | Summer | B10 | 1262 | 2500 | 0 | 33.78 | 38.29 | 6 | 0
2025 | PJM_ROR_2_TVA_Transmission | PJM_ROR | TVA_Transmission | Internal | Winter | B16 | 25 | 2500 | 627.69 | 49.47 | 55.47 | 6 | 0
2025 | PJM_ROR_2_TVA_Transmission | PJM_ROR | TVA_Transmission | Internal | Winter | B17 | 100 | 2500 | 0 | 49.46 | 51.69 | 6 | 0
2025 | PJM_ROR_2_TVA_Transmission | PJM_ROR | TVA_Transmission | Internal | Winter | B18 | 400 | 2500 | 0 | 44.44 | 47.98 | 6 | 0
2025 | PJM_ROR_2_TVA_Transmission | PJM_ROR | TVA_Transmission | Internal | Winter | B19 | 700 | 2500 | 0 | 43.33 | 46.23 | 6 | 0
2025 | PJM_ROR_2_TVA_Transmission | PJM_ROR | TVA_Transmission | Internal | Winter | B20 | 935 | 2500 | 874.31 | 35.31 | 41.31 | 6 | 0
2025 | PJM_ROR_2_VACAR | PJM_ROR | VACAR | Internal | Shoulder | B11 | 25 | 3000 | 3000 | 52.64 | 60.5 | 6 | 1.86
2025 | PJM_ROR_2_VACAR | PJM_ROR | VACAR | Internal | Shoulder | B12 | 200 | 3000 | 333.47 | 44.9 | 50.9 | 6 | 0
2025 | PJM_ROR_2_VACAR | PJM_ROR | VACAR | Internal | Shoulder | B13 | 600 | 3000 | 0 | 42.08 | 47.96 | 6 | 0
2025 | PJM_ROR_2_VACAR | PJM_ROR | VACAR | Internal | Shoulder | B14 | 900 | 3000 | 0 | 41.63 | 45.49 | 6 | 0
2025 | PJM_ROR_2_VACAR | PJM_ROR | VACAR | Internal | Shoulder | B15 | 1203 | 3000 | 0 | 37.7 | 42.45 | 6 | 0
2025 | PJM_ROR_2_VACAR | PJM_ROR | VACAR | Internal | Summer | B1 | 10 | 3000 | 3000 | 69.75 | 77.58 | 6 | 1.82
2025 | PJM_ROR_2_VACAR | PJM_ROR | VACAR | Internal | Summer | B2 | 25 | 3000 | 3000 | 65.94 | 77.58 | 6 | 5.63
2025 | PJM_ROR_2_VACAR | PJM_ROR | VACAR | Internal | Summer | B3 | 75 | 3000 | 3000 | 65.45 | 77.58 | 6 | 6.12
2025 | PJM_ROR_2_VACAR | PJM_ROR | VACAR | Internal | Summer | B4 | 100 | 3000 | 3000 | 64.28 | 76.09 | 6 | 5.81
2025 | PJM_ROR_2_VACAR | PJM_ROR | VACAR | Internal | Summer | B5 | 200 | 3000 | 2255.78 | 58.91 | 64.91 | 6 | 0
2025 | PJM_ROR_2_VACAR | PJM_ROR | VACAR | Internal | Summer | B6 | 300 | 3000 | 2569.37 | 47.47 | 53.47 | 6 | 0
2025 | PJM_ROR_2_VACAR | PJM_ROR | VACAR | Internal | Summer | B7 | 400 | 3000 | 3000 | 42.2 | 48.64 | 6 | 0.44
2025 | PJM_ROR_2_VACAR | PJM_ROR | VACAR | Internal | Summer | B8 | 500 | 3000 | 1846.59 | 39.56 | 45.56 | 6 | 0
2025 | PJM_ROR_2_VACAR | PJM_ROR | VACAR | Internal | Summer | B9 | 800 | 3000 | 922.19 | 36.82 | 42.82 | 6 | 0
2025 | PJM_ROR_2_VACAR | PJM_ROR | VACAR | Internal | Summer | B10 | 1262 | 3000 | 1066.47 | 33.78 | 39.78 | 6 | 0
2025 | PJM_ROR_2_VACAR | PJM_ROR | VACAR | Internal | Winter | B16 | 25 | 3000 | 3000 | 49.47 | 57.47 | 6 | 2
2025 | PJM_ROR_2_VACAR | PJM_ROR | VACAR | Internal | Winter | B17 | 100 | 3000 | 1893.08 | 49.46 | 55.46 | 6 | 0
2025 | PJM_ROR_2_VACAR | PJM_ROR | VACAR | Internal | Winter | B18 | 400 | 3000 | 0 | 44.44 | 48.99 | 6 | 0
2025 | PJM_ROR_2_VACAR | PJM_ROR | VACAR | Internal | Winter | B19 | 700 | 3000 | 0 | 43.33 | 46.46 | 6 | 0
2025 | PJM_ROR_2_VACAR | PJM_ROR | VACAR | Internal | Winter | B20 | 935 | 3000 | 668.47 | 35.31 | 41.31 | 6 | 0
2025 | PJM_ROM_2_NYISO_A-F | PJM_ROM | NYISO_A-F | Internal | Shoulder | B11 | 25 | 2000 | 0 | 52.63 | 41.89 | 6 | 0
2025 | PJM_ROM_2_NYISO_A-F | PJM_ROM | NYISO_A-F | Internal | Shoulder | B12 | 200 | 2000 | 0 | 44.89 | 41.7 | 6 | 0
2025 | PJM_ROM_2_NYISO_A-F | PJM_ROM | NYISO_A-F | Internal | Shoulder | B13 | 600 | 2000 | 0 | 42.09 | 41.7 | 6 | 0
2025 | PJM_ROM_2_NYISO_A-F | PJM_ROM | NYISO_A-F | Internal | Shoulder | B14 | 900 | 2000 | 0 | 41.64 | 41.37 | 6 | 0
2025 | PJM_ROM_2_NYISO_A-F | PJM_ROM | NYISO_A-F | Internal | Shoulder | B15 | 1203 | 2000 | 0 | 37.71 | 41.37 | 6 | 0
2025 | PJM_ROM_2_NYISO_A-F | PJM_ROM | NYISO_A-F | Internal | Summer | B1 | 10 | 2000 | 0 | 69.76 | 67.94 | 6 | 0
2025 | PJM_ROM_2_NYISO_A-F | PJM_ROM | NYISO_A-F | Internal | Summer | B2 | 25 | 2000 | 0 | 65.96 | 65.97 | 6 | 0
2025 | PJM_ROM_2_NYISO_A-F | PJM_ROM | NYISO_A-F | Internal | Summer | B3 | 75 | 2000 | 0 | 65.44 | 54.01 | 6 | 0
2025 | PJM_ROM_2_NYISO_A-F | PJM_ROM | NYISO_A-F | Internal | Summer | B4 | 100 | 2000 | 0 | 64.27 | 49.84 | 6 | 0
2025 | PJM_ROM_2_NYISO_A-F | PJM_ROM | NYISO_A-F | Internal | Summer | B5 | 200 | 2000 | 0 | 58.9 | 49.84 | 6 | 0
2025 | PJM_ROM_2_NYISO_A-F | PJM_ROM | NYISO_A-F | Internal | Summer | B6 | 300 | 2000 | 0 | 47.46 | 46.59 | 6 | 0
2025 | PJM_ROM_2_NYISO_A-F | PJM_ROM | NYISO_A-F | Internal | Summer | B7 | 400 | 2000 | 0 | 42.21 | 41.58 | 6 | 0
2025 | PJM_ROM_2_NYISO_A-F | PJM_ROM | NYISO_A-F | Internal | Summer | B8 | 500 | 2000 | 0 | 39.57 | 40.27 | 6 | 0
2025 | PJM_ROM_2_NYISO_A-F | PJM_ROM | NYISO_A-F | Internal | Summer | B9 | 800 | 2000 | 0 | 36.83 | 38.73 | 6 | 0
2025 | PJM_ROM_2_NYISO_A-F | PJM_ROM | NYISO_A-F | Internal | Summer | B10 | 1262 | 2000 | 0 | 33.79 | 38.73 | 6 | 0
2025 | PJM_ROM_2_NYISO_A-F | PJM_ROM | NYISO_A-F | Internal | Winter | B16 | 25 | 2000 | 0 | 49.48 | 48.54 | 6 | 0
2025 | PJM_ROM_2_NYISO_A-F | PJM_ROM | NYISO_A-F | Internal | Winter | B17 | 100 | 2000 | 0 | 49.47 | 48.32 | 6 | 0
2025 | PJM_ROM_2_NYISO_A-F | PJM_ROM | NYISO_A-F | Internal | Winter | B18 | 400 | 2000 | 0 | 44.45 | 44.25 | 6 | 0
2025 | PJM_ROM_2_NYISO_A-F | PJM_ROM | NYISO_A-F | Internal | Winter | B19 | 700 | 2000 | 0 | 43.35 | 44.25 | 6 | 0
2025 | PJM_ROM_2_NYISO_A-F | PJM_ROM | NYISO_A-F | Internal | Winter | B20 | 935 | 2000 | 2000 | 35.33 | 44.25 | 6 | 2.93
2025 | PJM_ROM_2_PJM_E | PJM_ROM | PJM_E | Internal | Shoulder | B11 | 25 | 8000 | 0 | 52.63 | 52.61 | 0.01 | 0
2025 | PJM_ROM_2_PJM_E | PJM_ROM | PJM_E | Internal | Shoulder | B12 | 200 | 8000 | 0 | 44.89 | 44.88 | 0.01 | 0
2025 | PJM_ROM_2_PJM_E | PJM_ROM | PJM_E | Internal | Shoulder | B13 | 600 | 8000 | 0 | 42.09 | 42.08 | 0.01 | 0
2025 | PJM_ROM_2_PJM_E | PJM_ROM | PJM_E | Internal | Shoulder | B14 | 900 | 8000 | 264.49 | 41.64 | 41.65 | 0.01 | 0
2025 | PJM_ROM_2_PJM_E | PJM_ROM | PJM_E | Internal | Shoulder | B15 | 1203 | 8000 | 1711.49 | 37.71 | 37.72 | 0.01 | 0
2025 | PJM_ROM_2_PJM_E | PJM_ROM | PJM_E | Internal | Summer | B1 | 10 | 8000 | 972.72 | 69.76 | 69.78 | 0.01 | 0
2025 | PJM_ROM_2_PJM_E | PJM_ROM | PJM_E | Internal | Summer | B2 | 25 | 8000 | 164.32 | 65.96 | 65.97 | 0.01 | 0
2025 | PJM_ROM_2_PJM_E | PJM_ROM | PJM_E | Internal | Summer | B3 | 75 | 8000 | 0 | 65.44 | 65.43 | 0.01 | 0
2025 | PJM_ROM_2_PJM_E | PJM_ROM | PJM_E | Internal | Summer | B4 | 100 | 8000 | 0 | 64.27 | 64.25 | 0.01 | 0
2025 | PJM_ROM_2_PJM_E | PJM_ROM | PJM_E | Internal | Summer | B5 | 200 | 8000 | 0 | 58.9 | 58.89 | 0.01 | 0
2025 | PJM_ROM_2_PJM_E | PJM_ROM | PJM_E | Internal | Summer | B6 | 300 | 8000 | 0 | 47.46 | 47.45 | 0.01 | 0
2025 | PJM_ROM_2_PJM_E | PJM_ROM | PJM_E | Internal | Summer | B7 | 400 | 8000 | 0 | 42.21 | 42.2 | 0.01 | 0
2025 | PJM_ROM_2_PJM_E | PJM_ROM | PJM_E | Internal | Summer | B8 | 500 | 8000 | 0 | 39.57 | 39.56 | 0.01 | 0
2025 | PJM_ROM_2_PJM_E | PJM_ROM | PJM_E | Internal | Summer | B9 | 800 | 8000 | 345.91 | 36.83 | 36.84 | 0.01 | 0
2025 | PJM_ROM_2_PJM_E | PJM_ROM | PJM_E | Internal | Summer | B10 | 1262 | 8000 | 2170.04 | 33.79 | 33.8 | 0.01 | 0
2025 | PJM_ROM_2_PJM_E | PJM_ROM | PJM_E | Internal | Winter | B16 | 25 | 8000 | 0 | 49.48 | 49.47 | 0.01 | 0
2025 | PJM_ROM_2_PJM_E | PJM_ROM | PJM_E | Internal | Winter | B17 | 100 | 8000 | 0 | 49.47 | 49.46 | 0.01 | 0
2025 | PJM_ROM_2_PJM_E | PJM_ROM | PJM_E | Internal | Winter | B18 | 400 | 8000 | 2524.22 | 44.45 | 44.47 | 0.01 | 0
2025 | PJM_ROM_2_PJM_E | PJM_ROM | PJM_E | Internal | Winter | B19 | 700 | 8000 | 3730.58 | 43.35 | 43.36 | 0.01 | 0
2025 | PJM_ROM_2_PJM_E | PJM_ROM | PJM_E | Internal | Winter | B20 | 935 | 8000 | 1661.74 | 35.33 | 35.34 | 0.01 | 0
2025 | PJM_ROM_2_PJM_ROR | PJM_ROM | PJM_ROR | Internal | Shoulder | B11 | 25 | 8000 | 4527.39 | 52.63 | 52.64 | 0.01 | 0
2025 | PJM_ROM_2_PJM_ROR | PJM_ROM | PJM_ROR | Internal | Shoulder | B12 | 200 | 8000 | 638.87 | 44.89 | 44.9 | 0.01 | 0
2025 | PJM_ROM_2_PJM_ROR | PJM_ROM | PJM_ROR | Internal | Shoulder | B13 | 600 | 8000 | 0 | 42.09 | 42.08 | 0.01 | 0
2025 | PJM_ROM_2_PJM_ROR | PJM_ROM | PJM_ROR | Internal | Shoulder | B14 | 900 | 8000 | 0 | 41.64 | 41.63 | 0.01 | 0
2025 | PJM_ROM_2_PJM_ROR | PJM_ROM | PJM_ROR | Internal | Shoulder | B15 | 1203 | 8000 | 0 | 37.71 | 37.7 | 0.01 | 0
2025 | PJM_ROM_2_PJM_ROR | PJM_ROM | PJM_ROR | Internal | Summer | B1 | 10 | 8000 | 0 | 69.76 | 69.75 | 0.01 | 0
2025 | PJM_ROM_2_PJM_ROR | PJM_ROM | PJM_ROR | Internal | Summer | B2 | 25 | 8000 | 0 | 65.96 | 65.94 | 0.01 | 0
2025 | PJM_ROM_2_PJM_ROR | PJM_ROM | PJM_ROR | Internal | Summer | B3 | 75 | 8000 | 4457.46 | 65.44 | 65.45 | 0.01 | 0
2025 | PJM_ROM_2_PJM_ROR | PJM_ROM | PJM_ROR | Internal | Summer | B4 | 100 | 8000 | 5637.42 | 64.27 | 64.28 | 0.01 | 0
2025 | PJM_ROM_2_PJM_ROR | PJM_ROM | PJM_ROR | Internal | Summer | B5 | 200 | 8000 | 4482.59 | 58.9 | 58.91 | 0.01 | 0
2025 | PJM_ROM_2_PJM_ROR | PJM_ROM | PJM_ROR | Internal | Summer | B6 | 300 | 8000 | 1236.47 | 47.46 | 47.47 | 0.01 | 0
2025 | PJM_ROM_2_PJM_ROR | PJM_ROM | PJM_ROR | Internal | Summer | B7 | 400 | 8000 | 0 | 42.21 | 42.2 | 0.01 | 0
2025 | PJM_ROM_2_PJM_ROR | PJM_ROM | PJM_ROR | Internal | Summer | B8 | 500 | 8000 | 0 | 39.57 | 39.56 | 0.01 | 0
2025 | PJM_ROM_2_PJM_ROR | PJM_ROM | PJM_ROR | Internal | Summer | B9 | 800 | 8000 | 0 | 36.83 | 36.82 | 0.01 | 0
2025 | PJM_ROM_2_PJM_ROR | PJM_ROM | PJM_ROR | Internal | Summer | B10 | 1262 | 8000 | 0 | 33.79 | 33.78 | 0.01 | 0
2025 | PJM_ROM_2_PJM_ROR | PJM_ROM | PJM_ROR | Internal | Winter | B16 | 25 | 8000 | 0 | 49.48 | 49.47 | 0.01 | 0
2025 | PJM_ROM_2_PJM_ROR | PJM_ROM | PJM_ROR | Internal | Winter | B17 | 100 | 8000 | 0 | 49.47 | 49.46 | 0.01 | 0
2025 | PJM_ROM_2_PJM_ROR | PJM_ROM | PJM_ROR | Internal | Winter | B18 | 400 | 8000 | 0 | 44.45 | 44.44 | 0.01 | 0
2025 | PJM_ROM_2_PJM_ROR | PJM_ROM | PJM_ROR | Internal | Winter | B19 | 700 | 8000 | 0 | 43.35 | 43.33 | 0.01 | 0
2025 | PJM_ROM_2_PJM_ROR | PJM_ROM | PJM_ROR | Internal | Winter | B20 | 935 | 8000 | 0 | 35.33 | 35.31 | 0.01 | 0
2025 | SOCO_2_FRCC | SOCO | FRCC | Internal | Shoulder | B11 | 25 | 3700 | 3569.68 | 67.5 | 77.5 | 10 | 0
2025 | SOCO_2_FRCC | SOCO | FRCC | Internal | Shoulder | B12 | 200 | 3700 | 2390.58 | 44.95 | 54.95 | 10 | 0
2025 | SOCO_2_FRCC | SOCO | FRCC | Internal | Shoulder | B13 | 600 | 3700 | 0 | 44.95 | 53.52 | 10 | 0
2025 | SOCO_2_FRCC | SOCO | FRCC | Internal | Shoulder | B14 | 900 | 3700 | 0 | 44.95 | 52.33 | 10 | 0
2025 | SOCO_2_FRCC | SOCO | FRCC | Internal | Shoulder | B15 | 1203 | 3700 | 0 | 44.95 | 50.17 | 10 | 0
2025 | SOCO_2_FRCC | SOCO | FRCC | Internal | Summer | B1 | 10 | 3700 | 1455.11 | 84.58 | 94.58 | 10 | 0
2025 | SOCO_2_FRCC | SOCO | FRCC | Internal | Summer | B2 | 25 | 3700 | 0 | 73.95 | 81.82 | 10 | 0
2025 | SOCO_2_FRCC | SOCO | FRCC | Internal | Summer | B3 | 75 | 3700 | 0 | 73.95 | 81.82 | 10 | 0
2025 | SOCO_2_FRCC | SOCO | FRCC | Internal | Summer | B4 | 100 | 3700 | 0 | 73.95 | 81.82 | 10 | 0
2025 | SOCO_2_FRCC | SOCO | FRCC | Internal | Summer | B5 | 200 | 3700 | 221.79 | 71.82 | 81.82 | 10 | 0
2025 | SOCO_2_FRCC | SOCO | FRCC | Internal | Summer | B6 | 300 | 3700 | 1359.1 | 60.44 | 70.44 | 10 | 0
2025 | SOCO_2_FRCC | SOCO | FRCC | Internal | Summer | B7 | 400 | 3700 | 3332.02 | 55.64 | 65.64 | 10 | 0
2025 | SOCO_2_FRCC | SOCO | FRCC | Internal | Summer | B8 | 500 | 3700 | 1684.98 | 44.25 | 54.25 | 10 | 0
2025 | SOCO_2_FRCC | SOCO | FRCC | Internal | Summer | B9 | 800 | 3700 | 0 | 43.55 | 51.48 | 10 | 0
2025 | SOCO_2_FRCC | SOCO | FRCC | Internal | Summer | B10 | 1262 | 3700 | 0 | 43.55 | 49.37 | 10 | 0
2025 | SOCO_2_FRCC | SOCO | FRCC | Internal | Winter | B16 | 25 | 3700 | 3449.29 | 64.47 | 74.47 | 10 | 0
2025 | SOCO_2_FRCC | SOCO | FRCC | Internal | Winter | B17 | 100 | 3700 | 2002.18 | 47.83 | 57.83 | 10 | 0
2025 | SOCO_2_FRCC | SOCO | FRCC | Internal | Winter | B18 | 400 | 3700 | 0 | 47.83 | 54.89 | 10 | 0
2025 | SOCO_2_FRCC | SOCO | FRCC | Internal | Winter | B19 | 700 | 3700 | 0 | 47.83 | 54.89 | 10 | 0
2025 | SOCO_2_FRCC | SOCO | FRCC | Internal | Winter | B20 | 935 | 3700 | 0 | 44.05 | 52.63 | 10 | 0
2025 | SOCO_2_VACAR | SOCO | VACAR | Internal | Shoulder | B11 | 25 | 2000 | 0 | 67.5 | 60.5 | 10 | 0
2025 | SOCO_2_VACAR | SOCO | VACAR | Internal | Shoulder | B12 | 200 | 2000 | 0 | 44.95 | 50.9 | 10 | 0
2025 | SOCO_2_VACAR | SOCO | VACAR | Internal | Shoulder | B13 | 600 | 2000 | 0 | 44.95 | 47.96 | 10 | 0
2025 | SOCO_2_VACAR | SOCO | VACAR | Internal | Shoulder | B14 | 900 | 2000 | 0 | 44.95 | 45.49 | 10 | 0
2025 | SOCO_2_VACAR | SOCO | VACAR | Internal | Shoulder | B15 | 1203 | 2000 | 0 | 44.95 | 42.45 | 10 | 0
2025 | SOCO_2_VACAR | SOCO | VACAR | Internal | Summer | B1 | 10 | 2000 | 0 | 84.58 | 77.58 | 10 | 0
2025 | SOCO_2_VACAR | SOCO | VACAR | Internal | Summer | B2 | 25 | 2000 | 0 | 73.95 | 77.58 | 10 | 0
2025 | SOCO_2_VACAR | SOCO | VACAR | Internal | Summer | B3 | 75 | 2000 | 0 | 73.95 | 77.58 | 10 | 0
2025 | SOCO_2_VACAR | SOCO | VACAR | Internal | Summer | B4 | 100 | 2000 | 0 | 73.95 | 76.09 | 10 | 0
2025 | SOCO_2_VACAR | SOCO | VACAR | Internal | Summer | B5 | 200 | 2000 | 0 | 71.82 | 64.91 | 10 | 0
2025 | SOCO_2_VACAR | SOCO | VACAR | Internal | Summer | B6 | 300 | 2000 | 0 | 60.44 | 53.47 | 10 | 0
2025 | SOCO_2_VACAR | SOCO | VACAR | Internal | Summer | B7 | 400 | 2000 | 0 | 55.64 | 48.64 | 10 | 0
2025 | SOCO_2_VACAR | SOCO | VACAR | Internal | Summer | B8 | 500 | 2000 | 0 | 44.25 | 45.56 | 10 | 0
2025 | SOCO_2_VACAR | SOCO | VACAR | Internal | Summer | B9 | 800 | 2000 | 0 | 43.55 | 42.82 | 10 | 0
2025 | SOCO_2_VACAR | SOCO | VACAR | Internal | Summer | B10 | 1262 | 2000 | 0 | 43.55 | 39.78 | 10 | 0
2025 | SOCO_2_VACAR | SOCO | VACAR | Internal | Winter | B16 | 25 | 2000 | 0 | 64.47 | 57.47 | 10 | 0
2025 | SOCO_2_VACAR | SOCO | VACAR | Internal | Winter | B17 | 100 | 2000 | 0 | 47.83 | 55.46 | 10 | 0
2025 | SOCO_2_VACAR | SOCO | VACAR | Internal | Winter | B18 | 400 | 2000 | 0 | 47.83 | 48.99 | 10 | 0
2025 | SOCO_2_VACAR | SOCO | VACAR | Internal | Winter | B19 | 700 | 2000 | 0 | 47.83 | 46.46 | 10 | 0
2025 | SOCO_2_VACAR | SOCO | VACAR | Internal | Winter | B20 | 935 | 2000 | 0 | 44.05 | 41.31 | 10 | 0
2025 | SPP_N_2_ENT | SPP_N | ENT | Internal | Shoulder | B11 | 25 | 1800 | 0 | 62.75 | 63.17 | 5 | 0
2025 | SPP_N_2_ENT | SPP_N | ENT | Internal | Shoulder | B12 | 200 | 1800 | 0 | 44.49 | 44.8 | 5 | 0
2025 | SPP_N_2_ENT | SPP_N | ENT | Internal | Shoulder | B13 | 600 | 1800 | 0 | 42.94 | 44.8 | 5 | 0
2025 | SPP_N_2_ENT | SPP_N | ENT | Internal | Shoulder | B14 | 900 | 1800 | 0 | 42.82 | 44.8 | 5 | 0
2025 | SPP_N_2_ENT | SPP_N | ENT | Internal | Shoulder | B15 | 1203 | 1800 | 780.13 | 38.84 | 43.84 | 5 | 0
2025 | SPP_N_2_ENT | SPP_N | ENT | Internal | Summer | B1 | 10 | 1800 | 293.95 | 70.77 | 75.77 | 5 | 0
2025 | SPP_N_2_ENT | SPP_N | ENT | Internal | Summer | B2 | 25 | 1800 | 0 | 70.77 | 72.42 | 5 | 0
2025 | SPP_N_2_ENT | SPP_N | ENT | Internal | Summer | B3 | 75 | 1800 | 0 | 70.77 | 65.95 | 5 | 0
2025 | SPP_N_2_ENT | SPP_N | ENT | Internal | Summer | B4 | 100 | 1800 | 0 | 69.64 | 65.95 | 5 | 0
2025 | SPP_N_2_ENT | SPP_N | ENT | Internal | Summer | B5 | 200 | 1800 | 0 | 66.83 | 63.82 | 5 | 0
2025 | SPP_N_2_ENT | SPP_N | ENT | Internal | Summer | B6 | 300 | 1800 | 0 | 56.48 | 57.47 | 5 | 0
2025 | SPP_N_2_ENT | SPP_N | ENT | Internal | Summer | B7 | 400 | 1800 | 0 | 47.39 | 47.64 | 5 | 0
2025 | SPP_N_2_ENT | SPP_N | ENT | Internal | Summer | B8 | 500 | 1800 | 0 | 42.2 | 43.28 | 5 | 0
2025 | SPP_N_2_ENT | SPP_N | ENT | Internal | Summer | B9 | 800 | 1800 | 0 | 41.36 | 43.28 | 5 | 0
2025 | SPP_N_2_ENT | SPP_N | ENT | Internal | Summer | B10 | 1262 | 1800 | 0 | 38.65 | 42.97 | 5 | 0
2025 | SPP_N_2_ENT | SPP_N | ENT | Internal | Winter | B16 | 25 | 1800 | 1268.66 | 51.47 | 56.47 | 5 | 0
2025 | SPP_N_2_ENT | SPP_N | ENT | Internal | Winter | B17 | 100 | 1800 | 0 | 45.86 | 47.79 | 5 | 0
2025 | SPP_N_2_ENT | SPP_N | ENT | Internal | Winter | B18 | 400 | 1800 | 0 | 43.82 | 47.79 | 5 | 0
2025 | SPP_N_2_ENT | SPP_N | ENT | Internal | Winter | B19 | 700 | 1800 | 814.11 | 42.44 | 47.44 | 5 | 0
2025 | SPP_N_2_ENT | SPP_N | ENT | Internal | Winter | B20 | 935 | 1800 | 1800 | 39.05 | 45.33 | 5 | 1.28
2025 | SPP_N_2_MISO_MO-IL | SPP_N | MISO_MO-IL | Internal | Shoulder | B11 | 25 | 2000 | 0 | 62.75 | 55.77 | 5 | 0
2025 | SPP_N_2_MISO_MO-IL | SPP_N | MISO_MO-IL | Internal | Shoulder | B12 | 200 | 2000 | 0 | 44.49 | 46.89 | 5 | 0
2025 | SPP_N_2_MISO_MO-IL | SPP_N | MISO_MO-IL | Internal | Shoulder | B13 | 600 | 2000 | 0 | 42.94 | 42.91 | 5 | 0
2025 | SPP_N_2_MISO_MO-IL | SPP_N | MISO_MO-IL | Internal | Shoulder | B14 | 900 | 2000 | 0 | 42.82 | 42.26 | 5 | 0
2025 | SPP_N_2_MISO_MO-IL | SPP_N | MISO_MO-IL | Internal | Shoulder | B15 | 1203 | 2000 | 0 | 38.84 | 39.67 | 5 | 0
2025 | SPP_N_2_MISO_MO-IL | SPP_N | MISO_MO-IL | Internal | Summer | B1 | 10 | 2000 | 0 | 70.77 | 68.34 | 5 | 0
2025 | SPP_N_2_MISO_MO-IL | SPP_N | MISO_MO-IL | Internal | Summer | B2 | 25 | 2000 | 0 | 70.77 | 67.94 | 5 | 0
2025 | SPP_N_2_MISO_MO-IL | SPP_N | MISO_MO-IL | Internal | Summer | B3 | 75 | 2000 | 0 | 70.77 | 66.27 | 5 | 0
2025 | SPP_N_2_MISO_MO-IL | SPP_N | MISO_MO-IL | Internal | Summer | B4 | 100 | 2000 | 0 | 69.64 | 66.27 | 5 | 0
2025 | SPP_N_2_MISO_MO-IL | SPP_N | MISO_MO-IL | Internal | Summer | B5 | 200 | 2000 | 0 | 66.83 | 60.91 | 5 | 0
2025 | SPP_N_2_MISO_MO-IL | SPP_N | MISO_MO-IL | Internal | Summer | B6 | 300 | 2000 | 0 | 56.48 | 49.47 | 5 | 0
2025 | SPP_N_2_MISO_MO-IL | SPP_N | MISO_MO-IL | Internal | Summer | B7 | 400 | 2000 | 0 | 47.39 | 41.56 | 5 | 0
2025 | SPP_N_2_MISO_MO-IL | SPP_N | MISO_MO-IL | Internal | Summer | B8 | 500 | 2000 | 0 | 42.2 | 40.25 | 5 | 0
2025 | SPP_N_2_MISO_MO-IL | SPP_N | MISO_MO-IL | Internal | Summer | B9 | 800 | 2000 | 0 | 41.36 | 38.71 | 5 | 0
2025 | SPP_N_2_MISO_MO-IL | SPP_N | MISO_MO-IL | Internal | Summer | B10 | 1262 | 2000 | 0 | 38.65 | 35.76 | 5 | 0
2025 | SPP_N_2_MISO_MO-IL | SPP_N | MISO_MO-IL | Internal | Winter | B16 | 25 | 2000 | 0 | 51.47 | 51.47 | 5 | 0
2025 | SPP_N_2_MISO_MO-IL | SPP_N | MISO_MO-IL | Internal | Winter | B17 | 100 | 2000 | 0 | 45.86 | 48.35 | 5 | 0
2025 | SPP_N_2_MISO_MO-IL | SPP_N | MISO_MO-IL | Internal | Winter | B18 | 400 | 2000 | 0 | 43.82 | 45.55 | 5 | 0
2025 | SPP_N_2_MISO_MO-IL | SPP_N | MISO_MO-IL | Internal | Winter | B19 | 700 | 2000 | 0 | 42.44 | 44.23 | 5 | 0
2025 | SPP_N_2_MISO_MO-IL | SPP_N | MISO_MO-IL | Internal | Winter | B20 | 935 | 2000 | 0 | 39.05 | 37.33 | 5 | 0
2025 | SPP_N_2_NE | SPP_N | NE | Internal | Shoulder | B11 | 25 | 1531 | 0 | 62.75 | 62.74 | 0.01 | 0
2025 | SPP_N_2_NE | SPP_N | NE | Internal | Shoulder | B12 | 200 | 1531 | 0 | 44.49 | 44.48 | 0.01 | 0
2025 | SPP_N_2_NE | SPP_N | NE | Internal | Shoulder | B13 | 600 | 1531 | 0 | 42.94 | 42.92 | 0.01 | 0
2025 | SPP_N_2_NE | SPP_N | NE | Internal | Shoulder | B14 | 900 | 1531 | 0 | 42.82 | 42.8 | 0.01 | 0
2025 | SPP_N_2_NE | SPP_N | NE | Internal | Shoulder | B15 | 1203 | 1531 | 0 | 38.84 | 38.83 | 0.01 | 0
2025 | SPP_N_2_NE | SPP_N | NE | Internal | Summer | B1 | 10 | 1531 | 0 | 70.77 | 70.75 | 0.01 | 0
2025 | SPP_N_2_NE | SPP_N | NE | Internal | Summer | B2 | 25 | 1531 | 0 | 70.77 | 70.75 | 0.01 | 0
2025 | SPP_N_2_NE | SPP_N | NE | Internal | Summer | B3 | 75 | 1531 | 0 | 70.77 | 70.75 | 0.01 | 0
2025 | SPP_N_2_NE | SPP_N | NE | Internal | Summer | B4 | 100 | 1531 | 0 | 69.64 | 69.63 | 0.01 | 0
2025 | SPP_N_2_NE | SPP_N | NE | Internal | Summer | B5 | 200 | 1531 | 0 | 66.83 | 66.82 | 0.01 | 0
2025 | SPP_N_2_NE | SPP_N | NE | Internal | Summer | B6 | 300 | 1531 | 0 | 56.48 | 56.47 | 0.01 | 0
2025 | SPP_N_2_NE | SPP_N | NE | Internal | Summer | B7 | 400 | 1531 | 0 | 47.39 | 47.38 | 0.01 | 0
2025 | SPP_N_2_NE | SPP_N | NE | Internal | Summer | B8 | 500 | 1531 | 0 | 42.2 | 42.19 | 0.01 | 0
2025 | SPP_N_2_NE | SPP_N | NE | Internal | Summer | B9 | 800 | 1531 | 0 | 41.36 | 41.34 | 0.01 | 0
2025 | SPP_N_2_NE | SPP_N | NE | Internal | Summer | B10 | 1262 | 1531 | 0 | 38.65 | 37.09 | 0.01 | 0
2025 | SPP_N_2_NE | SPP_N | NE | Internal | Winter | B16 | 25 | 1531 | 0 | 51.47 | 51.46 | 0.01 | 0
2025 | SPP_N_2_NE | SPP_N | NE | Internal | Winter | B17 | 100 | 1531 | 0 | 45.86 | 45.85 | 0.01 | 0
2025 | SPP_N_2_NE | SPP_N | NE | Internal | Winter | B18 | 400 | 1531 | 0 | 43.82 | 43.81 | 0.01 | 0
2025 | SPP_N_2_NE | SPP_N | NE | Internal | Winter | B19 | 700 | 1531 | 0 | 42.44 | 42.43 | 0.01 | 0
2025 | SPP_N_2_NE | SPP_N | NE | Internal | Winter | B20 | 935 | 1531 | 0 | 39.05 | 39.04 | 0.01 | 0
2025 | SPP_N_2_SPP_S | SPP_N | SPP_S | Internal | Shoulder | B11 | 25 | 4383 | 0 | 62.75 | 59.15 | 0.01 | 0
2025 | SPP_N_2_SPP_S | SPP_N | SPP_S | Internal | Shoulder | B12 | 200 | 4383 | 0 | 44.49 | 42.92 | 0.01 | 0
2025 | SPP_N_2_SPP_S | SPP_N | SPP_S | Internal | Shoulder | B13 | 600 | 4383 | 0 | 42.94 | 42.92 | 0.01 | 0
2025 | SPP_N_2_SPP_S | SPP_N | SPP_S | Internal | Shoulder | B14 | 900 | 4383 | 308.4 | 42.82 | 42.83 | 0.01 | 0
2025 | SPP_N_2_SPP_S | SPP_N | SPP_S | Internal | Shoulder | B15 | 1203 | 4383 | 1647.58 | 38.84 | 38.85 | 0.01 | 0
2025 | SPP_N_2_SPP_S | SPP_N | SPP_S | Internal | Summer | B1 | 10 | 4383 | 0 | 70.77 | 59.55 | 0.01 | 0
2025 | SPP_N_2_SPP_S | SPP_N | SPP_S | Internal | Summer | B2 | 25 | 4383 | 0 | 70.77 | 60.05 | 0.01 | 0
2025 | SPP_N_2_SPP_S | SPP_N | SPP_S | Internal | Summer | B3 | 75 | 4383 | 0 | 70.77 | 60.05 | 0.01 | 0
2025 | SPP_N_2_SPP_S | SPP_N | SPP_S | Internal | Summer | B4 | 100 | 4383 | 0 | 69.64 | 60.05 | 0.01 | 0
2025 | SPP_N_2_SPP_S | SPP_N | SPP_S | Internal | Summer | B5 | 200 | 4383 | 0 | 66.83 | 59.55 | 0.01 | 0
2025 | SPP_N_2_SPP_S | SPP_N | SPP_S | Internal | Summer | B6 | 300 | 4383 | 345.39 | 56.48 | 56.49 | 0.01 | 0
2025 | SPP_N_2_SPP_S | SPP_N | SPP_S | Internal | Summer | B7 | 400 | 4383 | 36.7 | 47.39 | 47.4 | 0.01 | 0
2025 | SPP_N_2_SPP_S | SPP_N | SPP_S | Internal | Summer | B8 | 500 | 4383 | 923.79 | 42.2 | 42.21 | 0.01 | 0
2025 | SPP_N_2_SPP_S | SPP_N | SPP_S | Internal | Summer | B9 | 800 | 4383 | 1661.02 | 41.36 | 41.37 | 0.01 | 0
2025 | SPP_N_2_SPP_S | SPP_N | SPP_S | Internal | Summer | B10 | 1262 | 4383 | 4383 | 38.65 | 39.15 | 0.01 | 0.49
2025 | SPP_N_2_SPP_S | SPP_N | SPP_S | Internal | Winter | B16 | 25 | 4383 | 0 | 51.47 | 46.26 | 0.01 | 0
2025 | SPP_N_2_SPP_S | SPP_N | SPP_S | Internal | Winter | B17 | 100 | 4383 | 351.84 | 45.86 | 45.87 | 0.01 | 0
2025 | SPP_N_2_SPP_S | SPP_N | SPP_S | Internal | Winter | B18 | 400 | 4383 | 920.18 | 43.82 | 43.84 | 0.01 | 0
2025 | SPP_N_2_SPP_S | SPP_N | SPP_S | Internal | Winter | B19 | 700 | 4383 | 567.58 | 42.44 | 42.46 | 0.01 | 0
2025 | SPP_N_2_SPP_S | SPP_N | SPP_S | Internal | Winter | B20 | 935 | 4383 | 2356.95 | 39.05 | 39.06 | 0.01 | 0
2025 | SPP_S_2_ENT | SPP_S | ENT | Internal | Shoulder | B11 | 25 | 850 | 0 | 59.15 | 63.17 | 5 | 0
2025 | SPP_S_2_ENT | SPP_S | ENT | Internal | Shoulder | B12 | 200 | 850 | 0 | 42.92 | 44.8 | 5 | 0
2025 | SPP_S_2_ENT | SPP_S | ENT | Internal | Shoulder | B13 | 600 | 850 | 0 | 42.92 | 44.8 | 5 | 0
2025 | SPP_S_2_ENT | SPP_S | ENT | Internal | Shoulder | B14 | 900 | 850 | 0 | 42.83 | 44.8 | 5 | 0
2025 | SPP_S_2_ENT | SPP_S | ENT | Internal | Shoulder | B15 | 1203 | 850 | 0 | 38.85 | 43.84 | 5 | 0
2025 | SPP_S_2_ENT | SPP_S | ENT | Internal | Summer | B1 | 10 | 850 | 850 | 59.55 | 75.77 | 5 | 11.21
2025 | SPP_S_2_ENT | SPP_S | ENT | Internal | Summer | B2 | 25 | 850 | 850 | 60.05 | 72.42 | 5 | 7.37
2025 | SPP_S_2_ENT | SPP_S | ENT | Internal | Summer | B3 | 75 | 850 | 850 | 60.05 | 65.95 | 5 | 0.89
2025 | SPP_S_2_ENT | SPP_S | ENT | Internal | Summer | B4 | 100 | 850 | 850 | 60.05 | 65.95 | 5 | 0.89
2025 | SPP_S_2_ENT | SPP_S | ENT | Internal | Summer | B5 | 200 | 850 | 0 | 59.55 | 63.82 | 5 | 0
2025 | SPP_S_2_ENT | SPP_S | ENT | Internal | Summer | B6 | 300 | 850 | 0 | 56.49 | 57.47 | 5 | 0
2025 | SPP_S_2_ENT | SPP_S | ENT | Internal | Summer | B7 | 400 | 850 | 0 | 47.4 | 47.64 | 5 | 0
2025 | SPP_S_2_ENT | SPP_S | ENT | Internal | Summer | B8 | 500 | 850 | 0 | 42.21 | 43.28 | 5 | 0
2025 | SPP_S_2_ENT | SPP_S | ENT | Internal | Summer | B9 | 800 | 850 | 0 | 41.37 | 43.28 | 5 | 0
2025 | SPP_S_2_ENT | SPP_S | ENT | Internal | Summer | B10 | 1262 | 850 | 0 | 39.15 | 42.97 | 5 | 0
2025 | SPP_S_2_ENT | SPP_S | ENT | Internal | Winter | B16 | 25 | 850 | 850 | 46.26 | 56.47 | 5 | 5.22
2025 | SPP_S_2_ENT | SPP_S | ENT | Internal | Winter | B17 | 100 | 850 | 0 | 45.87 | 47.79 | 5 | 0
2025 | SPP_S_2_ENT | SPP_S | ENT | Internal | Winter | B18 | 400 | 850 | 0 | 43.84 | 47.79 | 5 | 0
2025 | SPP_S_2_ENT | SPP_S | ENT | Internal | Winter | B19 | 700 | 850 | 0 | 42.46 | 47.44 | 5 | 0
2025 | SPP_S_2_ENT | SPP_S | ENT | Internal | Winter | B20 | 935 | 850 | 850 | 39.06 | 45.33 | 5 | 1.27
2025 | SPP_S_2_SPP_N | SPP_S | SPP_N | Internal | Shoulder | B11 | 25 | 1023 | 1023 | 59.15 | 62.75 | 0.01 | 3.59
2025 | SPP_S_2_SPP_N | SPP_S | SPP_N | Internal | Shoulder | B12 | 200 | 1023 | 1023 | 42.92 | 44.49 | 0.01 | 1.56
2025 | SPP_S_2_SPP_N | SPP_S | SPP_N | Internal | Shoulder | B13 | 600 | 1023 | 1.32 | 42.92 | 42.94 | 0.01 | 0
2025 | SPP_S_2_SPP_N | SPP_S | SPP_N | Internal | Shoulder | B14 | 900 | 1023 | 0 | 42.83 | 42.82 | 0.01 | 0
2025 | SPP_S_2_SPP_N | SPP_S | SPP_N | Internal | Shoulder | B15 | 1203 | 1023 | 0 | 38.85 | 38.84 | 0.01 | 0
2025 | SPP_S_2_SPP_N | SPP_S | SPP_N | Internal | Summer | B1 | 10 | 1023 | 1023 | 59.55 | 70.77 | 0.01 | 11.2
2025 | SPP_S_2_SPP_N | SPP_S | SPP_N | Internal | Summer | B2 | 25 | 1023 | 1023 | 60.05 | 70.77 | 0.01 | 10.7
2025 | SPP_S_2_SPP_N | SPP_S | SPP_N | Internal | Summer | B3 | 75 | 1023 | 1023 | 60.05 | 70.77 | 0.01 | 10.7
2025 | SPP_S_2_SPP_N | SPP_S | SPP_N | Internal | Summer | B4 | 100 | 1023 | 1023 | 60.05 | 69.64 | 0.01 | 9.57
2025 | SPP_S_2_SPP_N | SPP_S | SPP_N | Internal | Summer | B5 | 200 | 1023 | 1023 | 59.55 | 66.83 | 0.01 | 7.27
2025 | SPP_S_2_SPP_N | SPP_S | SPP_N | Internal | Summer | B6 | 300 | 1023 | 0 | 56.49 | 56.48 | 0.01 | 0
2025 | SPP_S_2_SPP_N | SPP_S | SPP_N | Internal | Summer | B7 | 400 | 1023 | 0 | 47.4 | 47.39 | 0.01 | 0
2025 | SPP_S_2_SPP_N | SPP_S | SPP_N | Internal | Summer | B8 | 500 | 1023 | 0 | 42.21 | 42.2 | 0.01 | 0
2025 | SPP_S_2_SPP_N | SPP_S | SPP_N | Internal | Summer | B9 | 800 | 1023 | 0 | 41.37 | 41.36 | 0.01 | 0
2025 | SPP_S_2_SPP_N | SPP_S | SPP_N | Internal | Summer | B10 | 1262 | 1023 | 0 | 39.15 | 38.65 | 0.01 | 0
2025 | SPP_S_2_SPP_N | SPP_S | SPP_N | Internal | Winter | B16 | 25 | 1023 | 1023 | 46.26 | 51.47 | 0.01 | 5.2
2025 | SPP_S_2_SPP_N | SPP_S | SPP_N | Internal | Winter | B17 | 100 | 1023 | 0 | 45.87 | 45.86 | 0.01 | 0
2025 | SPP_S_2_SPP_N | SPP_S | SPP_N | Internal | Winter | B18 | 400 | 1023 | 0 | 43.84 | 43.82 | 0.01 | 0
2025 | SPP_S_2_SPP_N | SPP_S | SPP_N | Internal | Winter | B19 | 700 | 1023 | 0 | 42.46 | 42.44 | 0.01 | 0
2025 | SPP_S_2_SPP_N | SPP_S | SPP_N | Internal | Winter | B20 | 935 | 1023 | 0 | 39.06 | 39.05 | 0.01 | 0
2025 | TVA_2_ENT | TVA | ENT | Internal | Shoulder | B11 | 25 | 500 | 262.5 | 54.17 | 63.17 | 9 | 0
2025 | TVA_2_ENT | TVA | ENT | Internal | Shoulder | B12 | 200 | 500 | 0 | 44.49 | 44.8 | 9 | 0
2025 | TVA_2_ENT | TVA | ENT | Internal | Shoulder | B13 | 600 | 500 | 0 | 44.15 | 44.8 | 9 | 0
2025 | TVA_2_ENT | TVA | ENT | Internal | Shoulder | B14 | 900 | 500 | 0 | 44.15 | 44.8 | 9 | 0
2025 | TVA_2_ENT | TVA | ENT | Internal | Shoulder | B15 | 1203 | 500 | 0 | 41.06 | 43.84 | 9 | 0
2025 | TVA_2_ENT | TVA | ENT | Internal | Summer | B1 | 10 | 500 | 0 | 76.36 | 75.77 | 9 | 0
2025 | TVA_2_ENT | TVA | ENT | Internal | Summer | B2 | 25 | 500 | 0 | 75.96 | 72.42 | 9 | 0
2025 | TVA_2_ENT | TVA | ENT | Internal | Summer | B3 | 75 | 500 | 0 | 71.47 | 65.95 | 9 | 0
2025 | TVA_2_ENT | TVA | ENT | Internal | Summer | B4 | 100 | 500 | 0 | 70.29 | 65.95 | 9 | 0
2025 | TVA_2_ENT | TVA | ENT | Internal | Summer | B5 | 200 | 500 | 25.65 | 54.82 | 63.82 | 9 | 0
2025 | TVA_2_ENT | TVA | ENT | Internal | Summer | B6 | 300 | 500 | 500 | 44.95 | 57.47 | 9 | 3.52
2025 | TVA_2_ENT | TVA | ENT | Internal | Summer | B7 | 400 | 500 | 0 | 43.12 | 47.64 | 9 | 0
2025 | TVA_2_ENT | TVA | ENT | Internal | Summer | B8 | 500 | 500 | 0 | 43.12 | 43.28 | 9 | 0
2025 | TVA_2_ENT | TVA | ENT | Internal | Summer | B9 | 800 | 500 | 0 | 42.01 | 43.28 | 9 | 0
2025 | TVA_2_ENT | TVA | ENT | Internal | Summer | B10 | 1262 | 500 | 0 | 36.4 | 42.97 | 9 | 0
2025 | TVA_2_ENT | TVA | ENT | Internal | Winter | B16 | 25 | 500 | 0 | 55.48 | 56.47 | 9 | 0
2025 | TVA_2_ENT | TVA | ENT | Internal | Winter | B17 | 100 | 500 | 0 | 48.41 | 47.79 | 9 | 0
2025 | TVA_2_ENT | TVA | ENT | Internal | Winter | B18 | 400 | 500 | 0 | 43.63 | 47.79 | 9 | 0
2025 | TVA_2_ENT | TVA | ENT | Internal | Winter | B19 | 700 | 500 | 0 | 43.63 | 47.44 | 9 | 0
2025 | TVA_2_ENT | TVA | ENT | Internal | Winter | B20 | 935 | 500 | 0 | 41.33 | 45.33 | 9 | 0
2025 | TVA_2_MISO_MO-IL | TVA | MISO_MO-IL | Internal | Shoulder | B11 | 25 | 50 | 0 | 54.17 | 55.77 | 9 | 0
2025 | TVA_2_MISO_MO-IL | TVA | MISO_MO-IL | Internal | Shoulder | B12 | 200 | 50 | 0 | 44.49 | 46.89 | 9 | 0
2025 | TVA_2_MISO_MO-IL | TVA | MISO_MO-IL | Internal | Shoulder | B13 | 600 | 50 | 0 | 44.15 | 42.91 | 9 | 0
2025 | TVA_2_MISO_MO-IL | TVA | MISO_MO-IL | Internal | Shoulder | B14 | 900 | 50 | 0 | 44.15 | 42.26 | 9 | 0
2025 | TVA_2_MISO_MO-IL | TVA | MISO_MO-IL | Internal | Shoulder | B15 | 1203 | 50 | 0 | 41.06 | 39.67 | 9 | 0
2025 | TVA_2_MISO_MO-IL | TVA | MISO_MO-IL | Internal | Summer | B1 | 10 | 50 | 0 | 76.36 | 68.34 | 9 | 0
2025 | TVA_2_MISO_MO-IL | TVA | MISO_MO-IL | Internal | Summer | B2 | 25 | 50 | 0 | 75.96 | 67.94 | 9 | 0
2025 | TVA_2_MISO_MO-IL | TVA | MISO_MO-IL | Internal | Summer | B3 | 75 | 50 | 0 | 71.47 | 66.27 | 9 | 0
2025 | TVA_2_MISO_MO-IL | TVA | MISO_MO-IL | Internal | Summer | B4 | 100 | 50 | 0 | 70.29 | 66.27 | 9 | 0
2025 | TVA_2_MISO_MO-IL | TVA | MISO_MO-IL | Internal | Summer | B5 | 200 | 50 | 0 | 54.82 | 60.91 | 9 | 0
2025 | TVA_2_MISO_MO-IL | TVA | MISO_MO-IL | Internal | Summer | B6 | 300 | 50 | 0 | 44.95 | 49.47 | 9 | 0
2025 | TVA_2_MISO_MO-IL | TVA | MISO_MO-IL | Internal | Summer | B7 | 400 | 50 | 0 | 43.12 | 41.56 | 9 | 0
2025 | TVA_2_MISO_MO-IL | TVA | MISO_MO-IL | Internal | Summer | B8 | 500 | 50 | 0 | 43.12 | 40.25 | 9 | 0
2025 | TVA_2_MISO_MO-IL | TVA | MISO_MO-IL | Internal | Summer | B9 | 800 | 50 | 0 | 42.01 | 38.71 | 9 | 0
2025 | TVA_2_MISO_MO-IL | TVA | MISO_MO-IL | Internal | Summer | B10 | 1262 | 50 | 0 | 36.4 | 35.76 | 9 | 0
2025 | TVA_2_MISO_MO-IL | TVA | MISO_MO-IL | Internal | Winter | B16 | 25 | 50 | 0 | 55.48 | 51.47 | 9 | 0
2025 | TVA_2_MISO_MO-IL | TVA | MISO_MO-IL | Internal | Winter | B17 | 100 | 50 | 0 | 48.41 | 48.35 | 9 | 0
2025 | TVA_2_MISO_MO-IL | TVA | MISO_MO-IL | Internal | Winter | B18 | 400 | 50 | 0 | 43.63 | 45.55 | 9 | 0
2025 | TVA_2_MISO_MO-IL | TVA | MISO_MO-IL | Internal | Winter | B19 | 700 | 50 | 0 | 43.63 | 44.23 | 9 | 0
2025 | TVA_2_MISO_MO-IL | TVA | MISO_MO-IL | Internal | Winter | B20 | 935 | 50 | 0 | 41.33 | 37.33 | 9 | 0
2025 | TVA_2_NonRTO_Midwest | TVA | NonRTO_Midwest | Internal | Shoulder | B11 | 25 | 100 | 100 | 54.17 | 63.75 | 9 | 0.58
2025 | TVA_2_NonRTO_Midwest | TVA | NonRTO_Midwest | Internal | Shoulder | B12 | 200 | 100 | 100 | 44.49 | 54.9 | 9 | 1.41
2025 | TVA_2_NonRTO_Midwest | TVA | NonRTO_Midwest | Internal | Shoulder | B13 | 600 | 100 | 0 | 44.15 | 50.92 | 9 | 0
2025 | TVA_2_NonRTO_Midwest | TVA | NonRTO_Midwest | Internal | Shoulder | B14 | 900 | 100 | 0 | 44.15 | 44.04 | 9 | 0
2025 | TVA_2_NonRTO_Midwest | TVA | NonRTO_Midwest | Internal | Shoulder | B15 | 1203 | 100 | 0 | 41.06 | 37.44 | 9 | 0
2025 | TVA_2_NonRTO_Midwest | TVA | NonRTO_Midwest | Internal | Summer | B1 | 10 | 100 | 0 | 76.36 | 72.57 | 9 | 0
2025 | TVA_2_NonRTO_Midwest | TVA | NonRTO_Midwest | Internal | Summer | B2 | 25 | 100 | 0 | 75.96 | 72.57 | 9 | 0
2025 | TVA_2_NonRTO_Midwest | TVA | NonRTO_Midwest | Internal | Summer | B3 | 75 | 100 | 0 | 71.47 | 72.57 | 9 | 0
2025 | TVA_2_NonRTO_Midwest | TVA | NonRTO_Midwest | Internal | Summer | B4 | 100 | 100 | 0 | 70.29 | 72.57 | 9 | 0
2025 | TVA_2_NonRTO_Midwest | TVA | NonRTO_Midwest | Internal | Summer | B5 | 200 | 100 | 100 | 54.82 | 68.91 | 9 | 5.09
2025 | TVA_2_NonRTO_Midwest | TVA | NonRTO_Midwest | Internal | Summer | B6 | 300 | 100 | 100 | 44.95 | 57.47 | 9 | 3.52
2025 | TVA_2_NonRTO_Midwest | TVA | NonRTO_Midwest | Internal | Summer | B7 | 400 | 100 | 0 | 43.12 | 49.57 | 9 | 0
2025 | TVA_2_NonRTO_Midwest | TVA | NonRTO_Midwest | Internal | Summer | B8 | 500 | 100 | 0 | 43.12 | 43.17 | 9 | 0
2025 | TVA_2_NonRTO_Midwest | TVA | NonRTO_Midwest | Internal | Summer | B9 | 800 | 100 | 0 | 42.01 | 37.44 | 9 | 0
2025 | TVA_2_NonRTO_Midwest | TVA | NonRTO_Midwest | Internal | Summer | B10 | 1262 | 100 | 0 | 36.4 | 33.79 | 9 | 0
2025 | TVA_2_NonRTO_Midwest | TVA | NonRTO_Midwest | Internal | Winter | B16 | 25 | 100 | 0 | 55.48 | 59.61 | 9 | 0
2025 | TVA_2_NonRTO_Midwest | TVA | NonRTO_Midwest | Internal | Winter | B17 | 100 | 100 | 0 | 48.41 | 56.55 | 9 | 0
2025 | TVA_2_NonRTO_Midwest | TVA | NonRTO_Midwest | Internal | Winter | B18 | 400 | 100 | 100 | 43.63 | 53.56 | 9 | 0.94
2025 | TVA_2_NonRTO_Midwest | TVA | NonRTO_Midwest | Internal | Winter | B19 | 700 | 100 | 0 | 43.63 | 44.04 | 9 | 0
2025 | TVA_2_NonRTO_Midwest | TVA | NonRTO_Midwest | Internal | Winter | B20 | 935 | 100 | 0 | 41.33 | 37.3 | 9 | 0
2025 | TVA_2_SOCO | TVA | SOCO | Internal | Shoulder | B11 | 25 | 500 | 500 | 54.17 | 67.5 | 9 | 4.33
2025 | TVA_2_SOCO | TVA | SOCO | Internal | Shoulder | B12 | 200 | 500 | 0 | 44.49 | 44.95 | 9 | 0
2025 | TVA_2_SOCO | TVA | SOCO | Internal | Shoulder | B13 | 600 | 500 | 0 | 44.15 | 44.95 | 9 | 0
2025 | TVA_2_SOCO | TVA | SOCO | Internal | Shoulder | B14 | 900 | 500 | 0 | 44.15 | 44.95 | 9 | 0
2025 | TVA_2_SOCO | TVA | SOCO | Internal | Shoulder | B15 | 1203 | 500 | 0 | 41.06 | 44.95 | 9 | 0
2025 | TVA_2_SOCO | TVA | SOCO | Internal | Summer | B1 | 10 | 500 | 0 | 76.36 | 84.58 | 9 | 0
2025 | TVA_2_SOCO | TVA | SOCO | Internal | Summer | B2 | 25 | 500 | 0 | 75.96 | 73.95 | 9 | 0
2025 | TVA_2_SOCO | TVA | SOCO | Internal | Summer | B3 | 75 | 500 | 0 | 71.47 | 73.95 | 9 | 0
2025 | TVA_2_SOCO | TVA | SOCO | Internal | Summer | B4 | 100 | 500 | 0 | 70.29 | 73.95 | 9 | 0
2025 | TVA_2_SOCO | TVA | SOCO | Internal | Summer | B5 | 200 | 500 | 500 | 54.82 | 71.82 | 9 | 8
2025 | TVA_2_SOCO | TVA | SOCO | Internal | Summer | B6 | 300 | 500 | 500 | 44.95 | 60.44 | 9 | 6.48
2025 | TVA_2_SOCO | TVA | SOCO | Internal | Summer | B7 | 400 | 500 | 500 | 43.12 | 55.64 | 9 | 3.53
2025 | TVA_2_SOCO | TVA | SOCO | Internal | Summer | B8 | 500 | 500 | 0 | 43.12 | 44.25 | 9 | 0
2025 | TVA_2_SOCO | TVA | SOCO | Internal | Summer | B9 | 800 | 500 | 0 | 42.01 | 43.55 | 9 | 0
2025 | TVA_2_SOCO | TVA | SOCO | Internal | Summer | B10 | 1262 | 500 | 0 | 36.4 | 43.55 | 9 | 0
2025 | TVA_2_SOCO | TVA | SOCO | Internal | Winter | B16 | 25 | 500 | 0 | 55.48 | 64.47 | 9 | 0
2025 | TVA_2_SOCO | TVA | SOCO | Internal | Winter | B17 | 100 | 500 | 0 | 48.41 | 47.83 | 9 | 0
2025 | TVA_2_SOCO | TVA | SOCO | Internal | Winter | B18 | 400 | 500 | 0 | 43.63 | 47.83 | 9 | 0
2025 | TVA_2_SOCO | TVA | SOCO | Internal | Winter | B19 | 700 | 500 | 0 | 43.63 | 47.83 | 9 | 0
2025 | TVA_2_SOCO | TVA | SOCO | Internal | Winter | B20 | 935 | 500 | 0 | 41.33 | 44.05 | 9 | 0
2025 | TVA_2_VACAR | TVA | VACAR | Internal | Shoulder | B11 | 25 | 150 | 0 | 54.17 | 60.5 | 9 | 0
2025 | TVA_2_VACAR | TVA | VACAR | Internal | Shoulder | B12 | 200 | 150 | 0 | 44.49 | 50.9 | 9 | 0
2025 | TVA_2_VACAR | TVA | VACAR | Internal | Shoulder | B13 | 600 | 150 | 0 | 44.15 | 47.96 | 9 | 0
2025 | TVA_2_VACAR | TVA | VACAR | Internal | Shoulder | B14 | 900 | 150 | 0 | 44.15 | 45.49 | 9 | 0
2025 | TVA_2_VACAR | TVA | VACAR | Internal | Shoulder | B15 | 1203 | 150 | 0 | 41.06 | 42.45 | 9 | 0
2025 | TVA_2_VACAR | TVA | VACAR | Internal | Summer | B1 | 10 | 150 | 0 | 76.36 | 77.58 | 9 | 0
2025 | TVA_2_VACAR | TVA | VACAR | Internal | Summer | B2 | 25 | 150 | 0 | 75.96 | 77.58 | 9 | 0
2025 | TVA_2_VACAR | TVA | VACAR | Internal | Summer | B3 | 75 | 150 | 0 | 71.47 | 77.58 | 9 | 0
2025 | TVA_2_VACAR | TVA | VACAR | Internal | Summer | B4 | 100 | 150 | 0 | 70.29 | 76.09 | 9 | 0
2025 | TVA_2_VACAR | TVA | VACAR | Internal | Summer | B5 | 200 | 150 | 150 | 54.82 | 64.91 | 9 | 1.09
2025 | TVA_2_VACAR | TVA | VACAR | Internal | Summer | B6 | 300 | 150 | 0 | 44.95 | 53.47 | 9 | 0
2025 | TVA_2_VACAR | TVA | VACAR | Internal | Summer | B7 | 400 | 150 | 0 | 43.12 | 48.64 | 9 | 0
2025 | TVA_2_VACAR | TVA | VACAR | Internal | Summer | B8 | 500 | 150 | 0 | 43.12 | 45.56 | 9 | 0
2025 | TVA_2_VACAR | TVA | VACAR | Internal | Summer | B9 | 800 | 150 | 0 | 42.01 | 42.82 | 9 | 0
2025 | TVA_2_VACAR | TVA | VACAR | Internal | Summer | B10 | 1262 | 150 | 0 | 36.4 | 39.78 | 9 | 0
2025 | TVA_2_VACAR | TVA | VACAR | Internal | Winter | B16 | 25 | 150 | 0 | 55.48 | 57.47 | 9 | 0
2025 | TVA_2_VACAR | TVA | VACAR | Internal | Winter | B17 | 100 | 150 | 0 | 48.41 | 55.46 | 9 | 0
2025 | TVA_2_VACAR | TVA | VACAR | Internal | Winter | B18 | 400 | 150 | 0 | 43.63 | 48.99 | 9 | 0
2025 | TVA_2_VACAR | TVA | VACAR | Internal | Winter | B19 | 700 | 150 | 0 | 43.63 | 46.46 | 9 | 0
2025 | TVA_2_VACAR | TVA | VACAR | Internal | Winter | B20 | 935 | 150 | 0 | 41.33 | 41.31 | 9 | 0
2025 | TVA_Transmission_2_ENT | TVA_Transmission | ENT | Internal | Shoulder | B11 | 25 | 3000 | 0 | 58.57 | 63.17 | 9 | 0
2025 | TVA_Transmission_2_ENT | TVA_Transmission | ENT | Internal | Shoulder | B12 | 200 | 3000 | 0 | 48.44 | 44.8 | 9 | 0
2025 | TVA_Transmission_2_ENT | TVA_Transmission | ENT | Internal | Shoulder | B13 | 600 | 3000 | 0 | 46.21 | 44.8 | 9 | 0
2025 | TVA_Transmission_2_ENT | TVA_Transmission | ENT | Internal | Shoulder | B14 | 900 | 3000 | 0 | 45.59 | 44.8 | 9 | 0
2025 | TVA_Transmission_2_ENT | TVA_Transmission | ENT | Internal | Shoulder | B15 | 1203 | 3000 | 0 | 42.14 | 43.84 | 9 | 0
2025 | TVA_Transmission_2_ENT | TVA_Transmission | ENT | Internal | Summer | B1 | 10 | 3000 | 0 | 76.34 | 75.77 | 9 | 0
2025 | TVA_Transmission_2_ENT | TVA_Transmission | ENT | Internal | Summer | B2 | 25 | 3000 | 0 | 75.94 | 72.42 | 9 | 0
2025 | TVA_Transmission_2_ENT | TVA_Transmission | ENT | Internal | Summer | B3 | 75 | 3000 | 0 | 71.45 | 65.95 | 9 | 0
2025 | TVA_Transmission_2_ENT | TVA_Transmission | ENT | Internal | Summer | B4 | 100 | 3000 | 0 | 70.28 | 65.95 | 9 | 0
2025 | TVA_Transmission_2_ENT | TVA_Transmission | ENT | Internal | Summer | B5 | 200 | 3000 | 0 | 63.98 | 63.82 | 9 | 0
2025 | TVA_Transmission_2_ENT | TVA_Transmission | ENT | Internal | Summer | B6 | 300 | 3000 | 0 | 52.66 | 57.47 | 9 | 0
2025 | TVA_Transmission_2_ENT | TVA_Transmission | ENT | Internal | Summer | B7 | 400 | 3000 | 0 | 47.4 | 47.64 | 9 | 0
2025 | TVA_Transmission_2_ENT | TVA_Transmission | ENT | Internal | Summer | B8 | 500 | 3000 | 0 | 44.21 | 43.28 | 9 | 0
2025 | TVA_Transmission_2_ENT | TVA_Transmission | ENT | Internal | Summer | B9 | 800 | 3000 | 0 | 42.38 | 43.28 | 9 | 0
2025 | TVA_Transmission_2_ENT | TVA_Transmission | ENT | Internal | Summer | B10 | 1262 | 3000 | 0 | 38.29 | 42.97 | 9 | 0
2025 | TVA_Transmission_2_ENT | TVA_Transmission | ENT | Internal | Winter | B16 | 25 | 3000 | 0 | 55.47 | 56.47 | 9 | 0
2025 | TVA_Transmission_2_ENT | TVA_Transmission | ENT | Internal | Winter | B17 | 100 | 3000 | 0 | 51.69 | 47.79 | 9 | 0
2025 | TVA_Transmission_2_ENT | TVA_Transmission | ENT | Internal | Winter | B18 | 400 | 3000 | 0 | 47.98 | 47.79 | 9 | 0
2025 | TVA_Transmission_2_ENT | TVA_Transmission | ENT | Internal | Winter | B19 | 700 | 3000 | 0 | 46.23 | 47.44 | 9 | 0
2025 | TVA_Transmission_2_ENT | TVA_Transmission | ENT | Internal | Winter | B20 | 935 | 3000 | 0 | 41.31 | 45.33 | 9 | 0
2025 | TVA_Transmission_2_NonRTO_Midwest | TVA_Transmission | NonRTO_Midwest | Internal | Shoulder | B11 | 25 | 700 | 0 | 58.57 | 63.75 | 9 | 0
2025 | TVA_Transmission_2_NonRTO_Midwest | TVA_Transmission | NonRTO_Midwest | Internal | Shoulder | B12 | 200 | 700 | 0 | 48.44 | 54.9 | 9 | 0
2025 | TVA_Transmission_2_NonRTO_Midwest | TVA_Transmission | NonRTO_Midwest | Internal | Shoulder | B13 | 600 | 700 | 0 | 46.21 | 50.92 | 9 | 0
2025 | TVA_Transmission_2_NonRTO_Midwest | TVA_Transmission | NonRTO_Midwest | Internal | Shoulder | B14 | 900 | 700 | 0 | 45.59 | 44.04 | 9 | 0
2025 | TVA_Transmission_2_NonRTO_Midwest | TVA_Transmission | NonRTO_Midwest | Internal | Shoulder | B15 | 1203 | 700 | 0 | 42.14 | 37.44 | 9 | 0
2025 | TVA_Transmission_2_NonRTO_Midwest | TVA_Transmission | NonRTO_Midwest | Internal | Summer | B1 | 10 | 700 | 0 | 76.34 | 72.57 | 9 | 0
2025 | TVA_Transmission_2_NonRTO_Midwest | TVA_Transmission | NonRTO_Midwest | Internal | Summer | B2 | 25 | 700 | 0 | 75.94 | 72.57 | 9 | 0
2025 | TVA_Transmission_2_NonRTO_Midwest | TVA_Transmission | NonRTO_Midwest | Internal | Summer | B3 | 75 | 700 | 0 | 71.45 | 72.57 | 9 | 0
2025 | TVA_Transmission_2_NonRTO_Midwest | TVA_Transmission | NonRTO_Midwest | Internal | Summer | B4 | 100 | 700 | 0 | 70.28 | 72.57 | 9 | 0
2025 | TVA_Transmission_2_NonRTO_Midwest | TVA_Transmission | NonRTO_Midwest | Internal | Summer | B5 | 200 | 700 | 0 | 63.98 | 68.91 | 9 | 0
2025 | TVA_Transmission_2_NonRTO_Midwest | TVA_Transmission | NonRTO_Midwest | Internal | Summer | B6 | 300 | 700 | 0 | 52.66 | 57.47 | 9 | 0
2025 | TVA_Transmission_2_NonRTO_Midwest | TVA_Transmission | NonRTO_Midwest | Internal | Summer | B7 | 400 | 700 | 0 | 47.4 | 49.57 | 9 | 0
2025 | TVA_Transmission_2_NonRTO_Midwest | TVA_Transmission | NonRTO_Midwest | Internal | Summer | B8 | 500 | 700 | 0 | 44.21 | 43.17 | 9 | 0
2025 | TVA_Transmission_2_NonRTO_Midwest | TVA_Transmission | NonRTO_Midwest | Internal | Summer | B9 | 800 | 700 | 0 | 42.38 | 37.44 | 9 | 0
2025 | TVA_Transmission_2_NonRTO_Midwest | TVA_Transmission | NonRTO_Midwest | Internal | Summer | B10 | 1262 | 700 | 0 | 38.29 | 33.79 | 9 | 0
2025 | TVA_Transmission_2_NonRTO_Midwest | TVA_Transmission | NonRTO_Midwest | Internal | Winter | B16 | 25 | 700 | 0 | 55.47 | 59.61 | 9 | 0
2025 | TVA_Transmission_2_NonRTO_Midwest | TVA_Transmission | NonRTO_Midwest | Internal | Winter | B17 | 100 | 700 | 0 | 51.69 | 56.55 | 9 | 0
2025 | TVA_Transmission_2_NonRTO_Midwest | TVA_Transmission | NonRTO_Midwest | Internal | Winter | B18 | 400 | 700 | 0 | 47.98 | 53.56 | 9 | 0
2025 | TVA_Transmission_2_NonRTO_Midwest | TVA_Transmission | NonRTO_Midwest | Internal | Winter | B19 | 700 | 700 | 0 | 46.23 | 44.04 | 9 | 0
2025 | TVA_Transmission_2_NonRTO_Midwest | TVA_Transmission | NonRTO_Midwest | Internal | Winter | B20 | 935 | 700 | 0 | 41.31 | 37.3 | 9 | 0
2025 | TVA_Transmission_2_SOCO | TVA_Transmission | SOCO | Internal | Shoulder | B11 | 25 | 3200 | 0 | 58.57 | 67.5 | 9 | 0
2025 | TVA_Transmission_2_SOCO | TVA_Transmission | SOCO | Internal | Shoulder | B12 | 200 | 3200 | 0 | 48.44 | 44.95 | 9 | 0
2025 | TVA_Transmission_2_SOCO | TVA_Transmission | SOCO | Internal | Shoulder | B13 | 600 | 3200 | 0 | 46.21 | 44.95 | 9 | 0
2025 | TVA_Transmission_2_SOCO | TVA_Transmission | SOCO | Internal | Shoulder | B14 | 900 | 3200 | 0 | 45.59 | 44.95 | 9 | 0
2025 | TVA_Transmission_2_SOCO | TVA_Transmission | SOCO | Internal | Shoulder | B15 | 1203 | 3200 | 0 | 42.14 | 44.95 | 9 | 0
2025 | TVA_Transmission_2_SOCO | TVA_Transmission | SOCO | Internal | Summer | B1 | 10 | 3200 | 0 | 76.34 | 84.58 | 9 | 0
2025 | TVA_Transmission_2_SOCO | TVA_Transmission | SOCO | Internal | Summer | B2 | 25 | 3200 | 0 | 75.94 | 73.95 | 9 | 0
2025 | TVA_Transmission_2_SOCO | TVA_Transmission | SOCO | Internal | Summer | B3 | 75 | 3200 | 0 | 71.45 | 73.95 | 9 | 0
2025 | TVA_Transmission_2_SOCO | TVA_Transmission | SOCO | Internal | Summer | B4 | 100 | 3200 | 0 | 70.28 | 73.95 | 9 | 0
2025 | TVA_Transmission_2_SOCO | TVA_Transmission | SOCO | Internal | Summer | B5 | 200 | 3200 | 0 | 63.98 | 71.82 | 9 | 0
2025 | TVA_Transmission_2_SOCO | TVA_Transmission | SOCO | Internal | Summer | B6 | 300 | 3200 | 0 | 52.66 | 60.44 | 9 | 0
2025 | TVA_Transmission_2_SOCO | TVA_Transmission | SOCO | Internal | Summer | B7 | 400 | 3200 | 0 | 47.4 | 55.64 | 9 | 0
2025 | TVA_Transmission_2_SOCO | TVA_Transmission | SOCO | Internal | Summer | B8 | 500 | 3200 | 0 | 44.21 | 44.25 | 9 | 0
2025 | TVA_Transmission_2_SOCO | TVA_Transmission | SOCO | Internal | Summer | B9 | 800 | 3200 | 0 | 42.38 | 43.55 | 9 | 0
2025 | TVA_Transmission_2_SOCO | TVA_Transmission | SOCO | Internal | Summer | B10 | 1262 | 3200 | 0 | 38.29 | 43.55 | 9 | 0
2025 | TVA_Transmission_2_SOCO | TVA_Transmission | SOCO | Internal | Winter | B16 | 25 | 3200 | 5.76 | 55.47 | 64.47 | 9 | 0
2025 | TVA_Transmission_2_SOCO | TVA_Transmission | SOCO | Internal | Winter | B17 | 100 | 3200 | 0 | 51.69 | 47.83 | 9 | 0
2025 | TVA_Transmission_2_SOCO | TVA_Transmission | SOCO | Internal | Winter | B18 | 400 | 3200 | 0 | 47.98 | 47.83 | 9 | 0
2025 | TVA_Transmission_2_SOCO | TVA_Transmission | SOCO | Internal | Winter | B19 | 700 | 3200 | 0 | 46.23 | 47.83 | 9 | 0
2025 | TVA_Transmission_2_SOCO | TVA_Transmission | SOCO | Internal | Winter | B20 | 935 | 3200 | 0 | 41.31 | 44.05 | 9 | 0
2025 | TVA_Transmission_2_TVA | TVA_Transmission | TVA | Internal | Shoulder | B11 | 25 | 99999 | 0 | 58.57 | 54.17 | 0.01 | 0
2025 | TVA_Transmission_2_TVA | TVA_Transmission | TVA | Internal | Shoulder | B12 | 200 | 99999 | 0 | 48.44 | 44.49 | 0.01 | 0
2025 | TVA_Transmission_2_TVA | TVA_Transmission | TVA | Internal | Shoulder | B13 | 600 | 99999 | 0 | 46.21 | 44.15 | 0.01 | 0
2025 | TVA_Transmission_2_TVA | TVA_Transmission | TVA | Internal | Shoulder | B14 | 900 | 99999 | 0 | 45.59 | 44.15 | 0.01 | 0
2025 | TVA_Transmission_2_TVA | TVA_Transmission | TVA | Internal | Shoulder | B15 | 1203 | 99999 | 0 | 42.14 | 41.06 | 0.01 | 0
2025 | TVA_Transmission_2_TVA | TVA_Transmission | TVA | Internal | Summer | B1 | 10 | 99999 | 4169.06 | 76.34 | 76.36 | 0.01 | 0
2025 | TVA_Transmission_2_TVA | TVA_Transmission | TVA | Internal | Summer | B2 | 25 | 99999 | 3339.35 | 75.94 | 75.96 | 0.01 | 0
2025 | TVA_Transmission_2_TVA | TVA_Transmission | TVA | Internal | Summer | B3 | 75 | 99999 | 1704.34 | 71.45 | 71.47 | 0.01 | 0
2025 | TVA_Transmission_2_TVA | TVA_Transmission | TVA | Internal | Summer | B4 | 100 | 99999 | 950.17 | 70.28 | 70.29 | 0.01 | 0
2025 | TVA_Transmission_2_TVA | TVA_Transmission | TVA | Internal | Summer | B5 | 200 | 99999 | 0 | 63.98 | 54.82 | 0.01 | 0
2025 | TVA_Transmission_2_TVA | TVA_Transmission | TVA | Internal | Summer | B6 | 300 | 99999 | 0 | 52.66 | 44.95 | 0.01 | 0
2025 | TVA_Transmission_2_TVA | TVA_Transmission | TVA | Internal | Summer | B7 | 400 | 99999 | 0 | 47.4 | 43.12 | 0.01 | 0
2025 | TVA_Transmission_2_TVA | TVA_Transmission | TVA | Internal | Summer | B8 | 500 | 99999 | 0 | 44.21 | 43.12 | 0.01 | 0
2025 | TVA_Transmission_2_TVA | TVA_Transmission | TVA | Internal | Summer | B9 | 800 | 99999 | 0 | 42.38 | 42.01 | 0.01 | 0
2025 | TVA_Transmission_2_TVA | TVA_Transmission | TVA | Internal | Summer | B10 | 1262 | 99999 | 0 | 38.29 | 36.4 | 0.01 | 0
2025 | TVA_Transmission_2_TVA | TVA_Transmission | TVA | Internal | Winter | B16 | 25 | 99999 | 621.92 | 55.47 | 55.48 | 0.01 | 0
2025 | TVA_Transmission_2_TVA | TVA_Transmission | TVA | Internal | Winter | B17 | 100 | 99999 | 0 | 51.69 | 48.41 | 0.01 | 0
2025 | TVA_Transmission_2_TVA | TVA_Transmission | TVA | Internal | Winter | B18 | 400 | 99999 | 0 | 47.98 | 43.63 | 0.01 | 0
2025 | TVA_Transmission_2_TVA | TVA_Transmission | TVA | Internal | Winter | B19 | 700 | 99999 | 0 | 46.23 | 43.63 | 0.01 | 0
2025 | TVA_Transmission_2_TVA | TVA_Transmission | TVA | Internal | Winter | B20 | 935 | 99999 | 874.31 | 41.31 | 41.33 | 0.01 | 0
2025 | TVA_Transmission_2_VACAR | TVA_Transmission | VACAR | Internal | Shoulder | B11 | 25 | 900 | 0 | 58.57 | 60.5 | 9 | 0
2025 | TVA_Transmission_2_VACAR | TVA_Transmission | VACAR | Internal | Shoulder | B12 | 200 | 900 | 0 | 48.44 | 50.9 | 9 | 0
2025 | TVA_Transmission_2_VACAR | TVA_Transmission | VACAR | Internal | Shoulder | B13 | 600 | 900 | 0 | 46.21 | 47.96 | 9 | 0
2025 | TVA_Transmission_2_VACAR | TVA_Transmission | VACAR | Internal | Shoulder | B14 | 900 | 900 | 0 | 45.59 | 45.49 | 9 | 0
2025 | TVA_Transmission_2_VACAR | TVA_Transmission | VACAR | Internal | Shoulder | B15 | 1203 | 900 | 0 | 42.14 | 42.45 | 9 | 0
2025 | TVA_Transmission_2_VACAR | TVA_Transmission | VACAR | Internal | Summer | B1 | 10 | 900 | 0 | 76.34 | 77.58 | 9 | 0
2025 | TVA_Transmission_2_VACAR | TVA_Transmission | VACAR | Internal | Summer | B2 | 25 | 900 | 0 | 75.94 | 77.58 | 9 | 0
2025 | TVA_Transmission_2_VACAR | TVA_Transmission | VACAR | Internal | Summer | B3 | 75 | 900 | 0 | 71.45 | 77.58 | 9 | 0
2025 | TVA_Transmission_2_VACAR | TVA_Transmission | VACAR | Internal | Summer | B4 | 100 | 900 | 0 | 70.28 | 76.09 | 9 | 0
2025 | TVA_Transmission_2_VACAR | TVA_Transmission | VACAR | Internal | Summer | B5 | 200 | 900 | 0 | 63.98 | 64.91 | 9 | 0
2025 | TVA_Transmission_2_VACAR | TVA_Transmission | VACAR | Internal | Summer | B6 | 300 | 900 | 0 | 52.66 | 53.47 | 9 | 0
2025 | TVA_Transmission_2_VACAR | TVA_Transmission | VACAR | Internal | Summer | B7 | 400 | 900 | 0 | 47.4 | 48.64 | 9 | 0
2025 | TVA_Transmission_2_VACAR | TVA_Transmission | VACAR | Internal | Summer | B8 | 500 | 900 | 0 | 44.21 | 45.56 | 9 | 0
2025 | TVA_Transmission_2_VACAR | TVA_Transmission | VACAR | Internal | Summer | B9 | 800 | 900 | 0 | 42.38 | 42.82 | 9 | 0
2025 | TVA_Transmission_2_VACAR | TVA_Transmission | VACAR | Internal | Summer | B10 | 1262 | 900 | 0 | 38.29 | 39.78 | 9 | 0
2025 | TVA_Transmission_2_VACAR | TVA_Transmission | VACAR | Internal | Winter | B16 | 25 | 900 | 0 | 55.47 | 57.47 | 9 | 0
2025 | TVA_Transmission_2_VACAR | TVA_Transmission | VACAR | Internal | Winter | B17 | 100 | 900 | 0 | 51.69 | 55.46 | 9 | 0
2025 | TVA_Transmission_2_VACAR | TVA_Transmission | VACAR | Internal | Winter | B18 | 400 | 900 | 0 | 47.98 | 48.99 | 9 | 0
2025 | TVA_Transmission_2_VACAR | TVA_Transmission | VACAR | Internal | Winter | B19 | 700 | 900 | 0 | 46.23 | 46.46 | 9 | 0
2025 | TVA_Transmission_2_VACAR | TVA_Transmission | VACAR | Internal | Winter | B20 | 935 | 900 | 0 | 41.31 | 41.31 | 9 | 0
2025 | VACAR_2_PJM_ROR | VACAR | PJM_ROR | Internal | Shoulder | B11 | 25 | 2000 | 0 | 60.5 | 52.64 | 7 | 0
2025 | VACAR_2_PJM_ROR | VACAR | PJM_ROR | Internal | Shoulder | B12 | 200 | 2000 | 0 | 50.9 | 44.9 | 7 | 0
2025 | VACAR_2_PJM_ROR | VACAR | PJM_ROR | Internal | Shoulder | B13 | 600 | 2000 | 0 | 47.96 | 42.08 | 7 | 0
2025 | VACAR_2_PJM_ROR | VACAR | PJM_ROR | Internal | Shoulder | B14 | 900 | 2000 | 0 | 45.49 | 41.63 | 7 | 0
2025 | VACAR_2_PJM_ROR | VACAR | PJM_ROR | Internal | Shoulder | B15 | 1203 | 2000 | 0 | 42.45 | 37.7 | 7 | 0
2025 | VACAR_2_PJM_ROR | VACAR | PJM_ROR | Internal | Summer | B1 | 10 | 2000 | 0 | 77.58 | 69.75 | 7 | 0
2025 | VACAR_2_PJM_ROR | VACAR | PJM_ROR | Internal | Summer | B2 | 25 | 2000 | 0 | 77.58 | 65.94 | 7 | 0
2025 | VACAR_2_PJM_ROR | VACAR | PJM_ROR | Internal | Summer | B3 | 75 | 2000 | 0 | 77.58 | 65.45 | 7 | 0
2025 | VACAR_2_PJM_ROR | VACAR | PJM_ROR | Internal | Summer | B4 | 100 | 2000 | 0 | 76.09 | 64.28 | 7 | 0
2025 | VACAR_2_PJM_ROR | VACAR | PJM_ROR | Internal | Summer | B5 | 200 | 2000 | 0 | 64.91 | 58.91 | 7 | 0
2025 | VACAR_2_PJM_ROR | VACAR | PJM_ROR | Internal | Summer | B6 | 300 | 2000 | 0 | 53.47 | 47.47 | 7 | 0
2025 | VACAR_2_PJM_ROR | VACAR | PJM_ROR | Internal | Summer | B7 | 400 | 2000 | 0 | 48.64 | 42.2 | 7 | 0
2025 | VACAR_2_PJM_ROR | VACAR | PJM_ROR | Internal | Summer | B8 | 500 | 2000 | 0 | 45.56 | 39.56 | 7 | 0
2025 | VACAR_2_PJM_ROR | VACAR | PJM_ROR | Internal | Summer | B9 | 800 | 2000 | 0 | 42.82 | 36.82 | 7 | 0
2025 | VACAR_2_PJM_ROR | VACAR | PJM_ROR | Internal | Summer | B10 | 1262 | 2000 | 0 | 39.78 | 33.78 | 7 | 0
2025 | VACAR_2_PJM_ROR | VACAR | PJM_ROR | Internal | Winter | B16 | 25 | 2000 | 0 | 57.47 | 49.47 | 7 | 0
2025 | VACAR_2_PJM_ROR | VACAR | PJM_ROR | Internal | Winter | B17 | 100 | 2000 | 0 | 55.46 | 49.46 | 7 | 0
2025 | VACAR_2_PJM_ROR | VACAR | PJM_ROR | Internal | Winter | B18 | 400 | 2000 | 0 | 48.99 | 44.44 | 7 | 0
2025 | VACAR_2_PJM_ROR | VACAR | PJM_ROR | Internal | Winter | B19 | 700 | 2000 | 0 | 46.46 | 43.33 | 7 | 0
2025 | VACAR_2_PJM_ROR | VACAR | PJM_ROR | Internal | Winter | B20 | 935 | 2000 | 0 | 41.31 | 35.31 | 7 | 0
2025 | VACAR_2_SOCO | VACAR | SOCO | Internal | Shoulder | B11 | 25 | 3000 | 2174.95 | 60.5 | 67.5 | 7 | 0
2025 | VACAR_2_SOCO | VACAR | SOCO | Internal | Shoulder | B12 | 200 | 3000 | 0 | 50.9 | 44.95 | 7 | 0
2025 | VACAR_2_SOCO | VACAR | SOCO | Internal | Shoulder | B13 | 600 | 3000 | 0 | 47.96 | 44.95 | 7 | 0
2025 | VACAR_2_SOCO | VACAR | SOCO | Internal | Shoulder | B14 | 900 | 3000 | 0 | 45.49 | 44.95 | 7 | 0
2025 | VACAR_2_SOCO | VACAR | SOCO | Internal | Shoulder | B15 | 1203 | 3000 | 0 | 42.45 | 44.95 | 7 | 0
2025 | VACAR_2_SOCO | VACAR | SOCO | Internal | Summer | B1 | 10 | 3000 | 227.1 | 77.58 | 84.58 | 7 | 0
2025 | VACAR_2_SOCO | VACAR | SOCO | Internal | Summer | B2 | 25 | 3000 | 0 | 77.58 | 73.95 | 7 | 0
2025 | VACAR_2_SOCO | VACAR | SOCO | Internal | Summer | B3 | 75 | 3000 | 0 | 77.58 | 73.95 | 7 | 0
2025 | VACAR_2_SOCO | VACAR | SOCO | Internal | Summer | B4 | 100 | 3000 | 0 | 76.09 | 73.95 | 7 | 0
2025 | VACAR_2_SOCO | VACAR | SOCO | Internal | Summer | B5 | 200 | 3000 | 0 | 64.91 | 71.82 | 7 | 0
2025 | VACAR_2_SOCO | VACAR | SOCO | Internal | Summer | B6 | 300 | 3000 | 0 | 53.47 | 60.44 | 7 | 0
2025 | VACAR_2_SOCO | VACAR | SOCO | Internal | Summer | B7 | 400 | 3000 | 1625.37 | 48.64 | 55.64 | 7 | 0
2025 | VACAR_2_SOCO | VACAR | SOCO | Internal | Summer | B8 | 500 | 3000 | 0 | 45.56 | 44.25 | 7 | 0
2025 | VACAR_2_SOCO | VACAR | SOCO | Internal | Summer | B9 | 800 | 3000 | 0 | 42.82 | 43.55 | 7 | 0
2025 | VACAR_2_SOCO | VACAR | SOCO | Internal | Summer | B10 | 1262 | 3000 | 0 | 39.78 | 43.55 | 7 | 0
2025 | VACAR_2_SOCO | VACAR | SOCO | Internal | Winter | B16 | 25 | 3000 | 7.51 | 57.47 | 64.47 | 7 | 0
2025 | VACAR_2_SOCO | VACAR | SOCO | Internal | Winter | B17 | 100 | 3000 | 0 | 55.46 | 47.83 | 7 | 0
2025 | VACAR_2_SOCO | VACAR | SOCO | Internal | Winter | B18 | 400 | 3000 | 0 | 48.99 | 47.83 | 7 | 0
2025 | VACAR_2_SOCO | VACAR | SOCO | Internal | Winter | B19 | 700 | 3000 | 0 | 46.46 | 47.83 | 7 | 0
2025 | VACAR_2_SOCO | VACAR | SOCO | Internal | Winter | B20 | 935 | 3000 | 0 | 41.31 | 44.05 | 7 | 0
2025 | VACAR_2_TVA_Transmission | VACAR | TVA_Transmission | Internal | Shoulder | B11 | 25 | 900 | 0 | 60.5 | 58.57 | 7 | 0
2025 | VACAR_2_TVA_Transmission | VACAR | TVA_Transmission | Internal | Shoulder | B12 | 200 | 900 | 0 | 50.9 | 48.44 | 7 | 0
2025 | VACAR_2_TVA_Transmission | VACAR | TVA_Transmission | Internal | Shoulder | B13 | 600 | 900 | 0 | 47.96 | 46.21 | 7 | 0
2025 | VACAR_2_TVA_Transmission | VACAR | TVA_Transmission | Internal | Shoulder | B14 | 900 | 900 | 0 | 45.49 | 45.59 | 7 | 0
2025 | VACAR_2_TVA_Transmission | VACAR | TVA_Transmission | Internal | Shoulder | B15 | 1203 | 900 | 0 | 42.45 | 42.14 | 7 | 0
2025 | VACAR_2_TVA_Transmission | VACAR | TVA_Transmission | Internal | Summer | B1 | 10 | 900 | 0 | 77.58 | 76.34 | 7 | 0
2025 | VACAR_2_TVA_Transmission | VACAR | TVA_Transmission | Internal | Summer | B2 | 25 | 900 | 0 | 77.58 | 75.94 | 7 | 0
2025 | VACAR_2_TVA_Transmission | VACAR | TVA_Transmission | Internal | Summer | B3 | 75 | 900 | 0 | 77.58 | 71.45 | 7 | 0
2025 | VACAR_2_TVA_Transmission | VACAR | TVA_Transmission | Internal | Summer | B4 | 100 | 900 | 0 | 76.09 | 70.28 | 7 | 0
2025 | VACAR_2_TVA_Transmission | VACAR | TVA_Transmission | Internal | Summer | B5 | 200 | 900 | 0 | 64.91 | 63.98 | 7 | 0
2025 | VACAR_2_TVA_Transmission | VACAR | TVA_Transmission | Internal | Summer | B6 | 300 | 900 | 0 | 53.47 | 52.66 | 7 | 0
2025 | VACAR_2_TVA_Transmission | VACAR | TVA_Transmission | Internal | Summer | B7 | 400 | 900 | 0 | 48.64 | 47.4 | 7 | 0
2025 | VACAR_2_TVA_Transmission | VACAR | TVA_Transmission | Internal | Summer | B8 | 500 | 900 | 0 | 45.56 | 44.21 | 7 | 0
2025 | VACAR_2_TVA_Transmission | VACAR | TVA_Transmission | Internal | Summer | B9 | 800 | 900 | 0 | 42.82 | 42.38 | 7 | 0
2025 | VACAR_2_TVA_Transmission | VACAR | TVA_Transmission | Internal | Summer | B10 | 1262 | 900 | 0 | 39.78 | 38.29 | 7 | 0
2025 | VACAR_2_TVA_Transmission | VACAR | TVA_Transmission | Internal | Winter | B16 | 25 | 900 | 0 | 57.47 | 55.47 | 7 | 0
2025 | VACAR_2_TVA_Transmission | VACAR | TVA_Transmission | Internal | Winter | B17 | 100 | 900 | 0 | 55.46 | 51.69 | 7 | 0
2025 | VACAR_2_TVA_Transmission | VACAR | TVA_Transmission | Internal | Winter | B18 | 400 | 900 | 0 | 48.99 | 47.98 | 7 | 0
2025 | VACAR_2_TVA_Transmission | VACAR | TVA_Transmission | Internal | Winter | B19 | 700 | 900 | 0 | 46.46 | 46.23 | 7 | 0
2025 | VACAR_2_TVA_Transmission | VACAR | TVA_Transmission | Internal | Winter | B20 | 935 | 900 | 0 | 41.31 | 41.31 | 7 | 0
2030 | ENT_2_SOCO | ENT | SOCO | Internal | Shoulder | B11 | 25 | 2000 | 0 | 58.26 | 60.2 | 8 | 0
2030 | ENT_2_SOCO | ENT | SOCO | Internal | Shoulder | B12 | 200 | 2000 | 0 | 47.35 | 47.47 | 8 | 0
2030 | ENT_2_SOCO | ENT | SOCO | Internal | Shoulder | B13 | 600 | 2000 | 0 | 47.35 | 47.47 | 8 | 0
2030 | ENT_2_SOCO | ENT | SOCO | Internal | Shoulder | B14 | 900 | 2000 | 0 | 45.46 | 47.47 | 8 | 0
2030 | ENT_2_SOCO | ENT | SOCO | Internal | Shoulder | B15 | 1203 | 2000 | 0 | 45.46 | 43.77 | 8 | 0
2030 | ENT_2_SOCO | ENT | SOCO | Internal | Summer | B1 | 10 | 2000 | 2000 | 77.49 | 86.19 | 8 | 0.7
2030 | ENT_2_SOCO | ENT | SOCO | Internal | Summer | B2 | 25 | 2000 | 0 | 76.19 | 77.81 | 8 | 0
2030 | ENT_2_SOCO | ENT | SOCO | Internal | Summer | B3 | 75 | 2000 | 733.09 | 69.81 | 77.81 | 8 | 0
2030 | ENT_2_SOCO | ENT | SOCO | Internal | Summer | B4 | 100 | 2000 | 0 | 67.94 | 75.63 | 8 | 0
2030 | ENT_2_SOCO | ENT | SOCO | Internal | Summer | B5 | 200 | 2000 | 767.49 | 64.44 | 72.44 | 8 | 0
2030 | ENT_2_SOCO | ENT | SOCO | Internal | Summer | B6 | 300 | 2000 | 0 | 57.31 | 58.29 | 8 | 0
2030 | ENT_2_SOCO | ENT | SOCO | Internal | Summer | B7 | 400 | 2000 | 52.73 | 45.68 | 53.68 | 8 | 0
2030 | ENT_2_SOCO | ENT | SOCO | Internal | Summer | B8 | 500 | 2000 | 0 | 45.68 | 45.97 | 8 | 0
2030 | ENT_2_SOCO | ENT | SOCO | Internal | Summer | B9 | 800 | 2000 | 0 | 45.36 | 45.97 | 8 | 0
2030 | ENT_2_SOCO | ENT | SOCO | Internal | Summer | B10 | 1262 | 2000 | 0 | 43.87 | 43.77 | 8 | 0
2030 | ENT_2_SOCO | ENT | SOCO | Internal | Winter | B16 | 25 | 2000 | 0 | 52.48 | 60.03 | 8 | 0
2030 | ENT_2_SOCO | ENT | SOCO | Internal | Winter | B17 | 100 | 2000 | 0 | 50.28 | 50.64 | 8 | 0
2030 | ENT_2_SOCO | ENT | SOCO | Internal | Winter | B18 | 400 | 2000 | 0 | 49.57 | 48.9 | 8 | 0
2030 | ENT_2_SOCO | ENT | SOCO | Internal | Winter | B19 | 700 | 2000 | 0 | 48.62 | 47.57 | 8 | 0
2030 | ENT_2_SOCO | ENT | SOCO | Internal | Winter | B20 | 935 | 2000 | 0 | 44.34 | 45.37 | 8 | 0
2030 | ENT_2_TVA_Transmission | ENT | TVA_Transmission | Internal | Shoulder | B11 | 25 | 2100 | 0 | 58.26 | 51.2 | 8 | 0
2030 | ENT_2_TVA_Transmission | ENT | TVA_Transmission | Internal | Shoulder | B12 | 200 | 2100 | 0 | 47.35 | 48.41 | 8 | 0
2030 | ENT_2_TVA_Transmission | ENT | TVA_Transmission | Internal | Shoulder | B13 | 600 | 2100 | 0 | 47.35 | 46.14 | 8 | 0
2030 | ENT_2_TVA_Transmission | ENT | TVA_Transmission | Internal | Shoulder | B14 | 900 | 2100 | 0 | 45.46 | 44.42 | 8 | 0
2030 | ENT_2_TVA_Transmission | ENT | TVA_Transmission | Internal | Shoulder | B15 | 1203 | 2100 | 0 | 45.46 | 39.09 | 8 | 0
2030 | ENT_2_TVA_Transmission | ENT | TVA_Transmission | Internal | Summer | B1 | 10 | 2100 | 0 | 77.49 | 80.38 | 8 | 0
2030 | ENT_2_TVA_Transmission | ENT | TVA_Transmission | Internal | Summer | B2 | 25 | 2100 | 0 | 76.19 | 79.85 | 8 | 0
2030 | ENT_2_TVA_Transmission | ENT | TVA_Transmission | Internal | Summer | B3 | 75 | 2100 | 0 | 69.81 | 72.59 | 8 | 0
2030 | ENT_2_TVA_Transmission | ENT | TVA_Transmission | Internal | Summer | B4 | 100 | 2100 | 0 | 67.94 | 67.13 | 8 | 0
2030 | ENT_2_TVA_Transmission | ENT | TVA_Transmission | Internal | Summer | B5 | 200 | 2100 | 0 | 64.44 | 63.44 | 8 | 0
2030 | ENT_2_TVA_Transmission | ENT | TVA_Transmission | Internal | Summer | B6 | 300 | 2100 | 0 | 57.31 | 51.65 | 8 | 0
2030 | ENT_2_TVA_Transmission | ENT | TVA_Transmission | Internal | Summer | B7 | 400 | 2100 | 0 | 45.68 | 46.22 | 8 | 0
2030 | ENT_2_TVA_Transmission | ENT | TVA_Transmission | Internal | Summer | B8 | 500 | 2100 | 0 | 45.68 | 43.13 | 8 | 0
2030 | ENT_2_TVA_Transmission | ENT | TVA_Transmission | Internal | Summer | B9 | 800 | 2100 | 0 | 45.36 | 41.12 | 8 | 0
2030 | ENT_2_TVA_Transmission | ENT | TVA_Transmission | Internal | Summer | B10 | 1262 | 2100 | 0 | 43.87 | 38.05 | 8 | 0
2030 | ENT_2_TVA_Transmission | ENT | TVA_Transmission | Internal | Winter | B16 | 25 | 2100 | 0 | 52.48 | 52.62 | 8 | 0
2030 | ENT_2_TVA_Transmission | ENT | TVA_Transmission | Internal | Winter | B17 | 100 | 2100 | 0 | 50.28 | 50.78 | 8 | 0
2030 | ENT_2_TVA_Transmission | ENT | TVA_Transmission | Internal | Winter | B18 | 400 | 2100 | 0 | 49.57 | 47.5 | 8 | 0
2030 | ENT_2_TVA_Transmission | ENT | TVA_Transmission | Internal | Winter | B19 | 700 | 2100 | 0 | 48.62 | 44.32 | 8 | 0
2030 | ENT_2_TVA_Transmission | ENT | TVA_Transmission | Internal | Winter | B20 | 935 | 2100 | 0 | 44.34 | 39.19 | 8 | 0
2030 | HQ_NEISO_2_NEISO | HQ_NEISO | NEISO | Internal | Shoulder | B11 | 25 | 99999 | 2920 | 40.19 | 40.21 | 0.01 | 0
2030 | HQ_NEISO_2_NEISO | HQ_NEISO | NEISO | Internal | Shoulder | B12 | 200 | 99999 | 2920 | 40.19 | 40.21 | 0.01 | 0
2030 | HQ_NEISO_2_NEISO | HQ_NEISO | NEISO | Internal | Shoulder | B13 | 600 | 99999 | 2920 | 40.19 | 40.21 | 0.01 | 0
2030 | HQ_NEISO_2_NEISO | HQ_NEISO | NEISO | Internal | Shoulder | B14 | 900 | 99999 | 2920 | 40.19 | 40.21 | 0.01 | 0
2030 | HQ_NEISO_2_NEISO | HQ_NEISO | NEISO | Internal | Shoulder | B15 | 1203 | 99999 | 1143.24 | 40.19 | 40.21 | 0.01 | 0
2030 | HQ_NEISO_2_NEISO | HQ_NEISO | NEISO | Internal | Summer | B1 | 10 | 99999 | 2920 | 72.27 | 72.28 | 0.01 | 0
2030 | HQ_NEISO_2_NEISO | HQ_NEISO | NEISO | Internal | Summer | B2 | 25 | 99999 | 2920 | 61.3 | 61.31 | 0.01 | 0
2030 | HQ_NEISO_2_NEISO | HQ_NEISO | NEISO | Internal | Summer | B3 | 75 | 99999 | 2920 | 51.41 | 51.42 | 0.01 | 0
2030 | HQ_NEISO_2_NEISO | HQ_NEISO | NEISO | Internal | Summer | B4 | 100 | 99999 | 2920 | 40.76 | 40.77 | 0.01 | 0
2030 | HQ_NEISO_2_NEISO | HQ_NEISO | NEISO | Internal | Summer | B5 | 200 | 99999 | 2920 | 36.77 | 36.79 | 0.01 | 0
2030 | HQ_NEISO_2_NEISO | HQ_NEISO | NEISO | Internal | Summer | B6 | 300 | 99999 | 2920 | 36.77 | 36.79 | 0.01 | 0
2030 | HQ_NEISO_2_NEISO | HQ_NEISO | NEISO | Internal | Summer | B7 | 400 | 99999 | 2920 | 36.77 | 36.79 | 0.01 | 0
2030 | HQ_NEISO_2_NEISO | HQ_NEISO | NEISO | Internal | Summer | B8 | 500 | 99999 | 2920 | 36.77 | 36.79 | 0.01 | 0
2030 | HQ_NEISO_2_NEISO | HQ_NEISO | NEISO | Internal | Summer | B9 | 800 | 99999 | 2920 | 36.77 | 36.79 | 0.01 | 0
2030 | HQ_NEISO_2_NEISO | HQ_NEISO | NEISO | Internal | Summer | B10 | 1262 | 99999 | 795.94 | 36.77 | 36.79 | 0.01 | 0
2030 | HQ_NEISO_2_NEISO | HQ_NEISO | NEISO | Internal | Winter | B16 | 25 | 99999 | 2920 | 50.76 | 50.77 | 0.01 | 0
2030 | HQ_NEISO_2_NEISO | HQ_NEISO | NEISO | Internal | Winter | B17 | 100 | 99999 | 2920 | 50.76 | 50.77 | 0.01 | 0
2030 | HQ_NEISO_2_NEISO | HQ_NEISO | NEISO | Internal | Winter | B18 | 400 | 99999 | 2920 | 50.76 | 50.77 | 0.01 | 0
2030 | HQ_NEISO_2_NEISO | HQ_NEISO | NEISO | Internal | Winter | B19 | 700 | 99999 | 2920 | 50.13 | 50.14 | 0.01 | 0
2030 | HQ_NEISO_2_NEISO | HQ_NEISO | NEISO | Internal | Winter | B20 | 935 | 99999 | 1233.58 | 50.13 | 50.14 | 0.01 | 0
2030 | HQ_NY_2_NYISO_A-F | HQ_NY | NYISO_A-F | Internal | Shoulder | B11 | 25 | 99999 | 1000 | 47.52 | 47.53 | 0.01 | 0
2030 | HQ_NY_2_NYISO_A-F | HQ_NY | NYISO_A-F | Internal | Shoulder | B12 | 200 | 99999 | 1000 | 43.33 | 43.35 | 0.01 | 0
2030 | HQ_NY_2_NYISO_A-F | HQ_NY | NYISO_A-F | Internal | Shoulder | B13 | 600 | 99999 | 1000 | 43.33 | 43.34 | 0.01 | 0
2030 | HQ_NY_2_NYISO_A-F | HQ_NY | NYISO_A-F | Internal | Shoulder | B14 | 900 | 99999 | 1000 | 43.19 | 43.21 | 0.01 | 0
2030 | HQ_NY_2_NYISO_A-F | HQ_NY | NYISO_A-F | Internal | Shoulder | B15 | 1203 | 99999 | 188.69 | 41.87 | 41.88 | 0.01 | 0
2030 | HQ_NY_2_NYISO_A-F | HQ_NY | NYISO_A-F | Internal | Summer | B1 | 10 | 99999 | 1000 | 69.27 | 69.28 | 0.01 | 0
2030 | HQ_NY_2_NYISO_A-F | HQ_NY | NYISO_A-F | Internal | Summer | B2 | 25 | 99999 | 1000 | 62.18 | 62.19 | 0.01 | 0
2030 | HQ_NY_2_NYISO_A-F | HQ_NY | NYISO_A-F | Internal | Summer | B3 | 75 | 99999 | 1000 | 55.38 | 55.39 | 0.01 | 0
2030 | HQ_NY_2_NYISO_A-F | HQ_NY | NYISO_A-F | Internal | Summer | B4 | 100 | 99999 | 1000 | 53.11 | 53.12 | 0.01 | 0
2030 | HQ_NY_2_NYISO_A-F | HQ_NY | NYISO_A-F | Internal | Summer | B5 | 200 | 99999 | 1000 | 50.41 | 50.42 | 0.01 | 0
2030 | HQ_NY_2_NYISO_A-F | HQ_NY | NYISO_A-F | Internal | Summer | B6 | 300 | 99999 | 1000 | 49.32 | 49.33 | 0.01 | 0
2030 | HQ_NY_2_NYISO_A-F | HQ_NY | NYISO_A-F | Internal | Summer | B7 | 400 | 99999 | 1000 | 43.33 | 43.34 | 0.01 | 0
2030 | HQ_NY_2_NYISO_A-F | HQ_NY | NYISO_A-F | Internal | Summer | B8 | 500 | 99999 | 1000 | 41.97 | 41.98 | 0.01 | 0
2030 | HQ_NY_2_NYISO_A-F | HQ_NY | NYISO_A-F | Internal | Summer | B9 | 800 | 99999 | 1000 | 39.76 | 39.77 | 0.01 | 0
2030 | HQ_NY_2_NYISO_A-F | HQ_NY | NYISO_A-F | Internal | Summer | B10 | 1262 | 99999 | 30.11 | 39.75 | 39.76 | 0.01 | 0
2030 | HQ_NY_2_NYISO_A-F | HQ_NY | NYISO_A-F | Internal | Winter | B16 | 25 | 99999 | 1000 | 52.42 | 52.43 | 0.01 | 0
2030 | HQ_NY_2_NYISO_A-F | HQ_NY | NYISO_A-F | Internal | Winter | B17 | 100 | 99999 | 1000 | 48.78 | 48.79 | 0.01 | 0
2030 | HQ_NY_2_NYISO_A-F | HQ_NY | NYISO_A-F | Internal | Winter | B18 | 400 | 99999 | 1000 | 47.13 | 47.14 | 0.01 | 0
2030 | HQ_NY_2_NYISO_A-F | HQ_NY | NYISO_A-F | Internal | Winter | B19 | 700 | 99999 | 1000 | 47.13 | 47.14 | 0.01 | 0
2030 | HQ_NY_2_NYISO_A-F | HQ_NY | NYISO_A-F | Internal | Winter | B20 | 935 | 99999 | 229.95 | 47.13 | 47.14 | 0.01 | 0
2030 | HQ_IESO_2_IESO | HQ_IESO | IESO | Internal | Shoulder | B11 | 25 | 99999 | 400 | 40.52 | 40.53 | 0.01 | 0
2030 | HQ_IESO_2_IESO | HQ_IESO | IESO | Internal | Shoulder | B12 | 200 | 99999 | 400 | 36.33 | 36.35 | 0.01 | 0
2030 | HQ_IESO_2_IESO | HQ_IESO | IESO | Internal | Shoulder | B13 | 600 | 99999 | 400 | 36.33 | 36.34 | 0.01 | 0
2030 | HQ_IESO_2_IESO | HQ_IESO | IESO | Internal | Shoulder | B14 | 900 | 99999 | 400 | 35.95 | 35.96 | 0.01 | 0
2030 | HQ_IESO_2_IESO | HQ_IESO | IESO | Internal | Shoulder | B15 | 1203 | 99999 | 75.48 | 34.87 | 34.88 | 0.01 | 0
2030 | HQ_IESO_2_IESO | HQ_IESO | IESO | Internal | Summer | B1 | 10 | 99999 | 400 | 65.22 | 65.23 | 0.01 | 0
2030 | HQ_IESO_2_IESO | HQ_IESO | IESO | Internal | Summer | B2 | 25 | 99999 | 400 | 55.18 | 55.19 | 0.01 | 0
2030 | HQ_IESO_2_IESO | HQ_IESO | IESO | Internal | Summer | B3 | 75 | 99999 | 400 | 48.38 | 48.39 | 0.01 | 0
2030 | HQ_IESO_2_IESO | HQ_IESO | IESO | Internal | Summer | B4 | 100 | 99999 | 400 | 46.11 | 46.12 | 0.01 | 0
2030 | HQ_IESO_2_IESO | HQ_IESO | IESO | Internal | Summer | B5 | 200 | 99999 | 400 | 43.41 | 43.42 | 0.01 | 0
2030 | HQ_IESO_2_IESO | HQ_IESO | IESO | Internal | Summer | B6 | 300 | 99999 | 400 | 42.32 | 42.33 | 0.01 | 0
2030 | HQ_IESO_2_IESO | HQ_IESO | IESO | Internal | Summer | B7 | 400 | 99999 | 400 | 36.33 | 36.34 | 0.01 | 0
2030 | HQ_IESO_2_IESO | HQ_IESO | IESO | Internal | Summer | B8 | 500 | 99999 | 400 | 34.33 | 34.34 | 0.01 | 0
2030 | HQ_IESO_2_IESO | HQ_IESO | IESO | Internal | Summer | B9 | 800 | 99999 | 400 | 32.76 | 32.77 | 0.01 | 0
2030 | HQ_IESO_2_IESO | HQ_IESO | IESO | Internal | Summer | B10 | 1262 | 99999 | 12.04 | 32.76 | 32.77 | 0.01 | 0
2030 | HQ_IESO_2_IESO | HQ_IESO | IESO | Internal | Winter | B16 | 25 | 99999 | 400 | 45.42 | 45.43 | 0.01 | 0
2030 | HQ_IESO_2_IESO | HQ_IESO | IESO | Internal | Winter | B17 | 100 | 99999 | 400 | 41.78 | 41.79 | 0.01 | 0
2030 | HQ_IESO_2_IESO | HQ_IESO | IESO | Internal | Winter | B18 | 400 | 99999 | 400 | 40.13 | 40.14 | 0.01 | 0
2030 | HQ_IESO_2_IESO | HQ_IESO | IESO | Internal | Winter | B19 | 700 | 99999 | 400 | 40.13 | 40.14 | 0.01 | 0
2030 | HQ_IESO_2_IESO | HQ_IESO | IESO | Internal | Winter | B20 | 935 | 99999 | 91.98 | 40.13 | 40.14 | 0.01 | 0
2030 | IESO_2_MAPP_CA | IESO | MAPP_CA | Internal | Shoulder | B11 | 25 | 262 | 0 | 40.53 | 37.62 | 7 | 0
2030 | IESO_2_MAPP_CA | IESO | MAPP_CA | Internal | Shoulder | B12 | 200 | 262 | 0 | 36.35 | 37.62 | 7 | 0
2030 | IESO_2_MAPP_CA | IESO | MAPP_CA | Internal | Shoulder | B13 | 600 | 262 | 0 | 36.34 | 37.62 | 7 | 0
2030 | IESO_2_MAPP_CA | IESO | MAPP_CA | Internal | Shoulder | B14 | 900 | 262 | 0 | 35.96 | 37.62 | 7 | 0
2030 | IESO_2_MAPP_CA | IESO | MAPP_CA | Internal | Shoulder | B15 | 1203 | 262 | 0 | 34.88 | 37.62 | 7 | 0
2030 | IESO_2_MAPP_CA | IESO | MAPP_CA | Internal | Summer | B1 | 10 | 262 | 0 | 65.23 | 35.18 | 7 | 0
2030 | IESO_2_MAPP_CA | IESO | MAPP_CA | Internal | Summer | B2 | 25 | 262 | 0 | 55.19 | 35.18 | 7 | 0
2030 | IESO_2_MAPP_CA | IESO | MAPP_CA | Internal | Summer | B3 | 75 | 262 | 0 | 48.39 | 35.18 | 7 | 0
2030 | IESO_2_MAPP_CA | IESO | MAPP_CA | Internal | Summer | B4 | 100 | 262 | 0 | 46.12 | 35.18 | 7 | 0
2030 | IESO_2_MAPP_CA | IESO | MAPP_CA | Internal | Summer | B5 | 200 | 262 | 0 | 43.42 | 35.18 | 7 | 0
2030 | IESO_2_MAPP_CA | IESO | MAPP_CA | Internal | Summer | B6 | 300 | 262 | 0 | 42.33 | 35.18 | 7 | 0
2030 | IESO_2_MAPP_CA | IESO | MAPP_CA | Internal | Summer | B7 | 400 | 262 | 0 | 36.34 | 35.18 | 7 | 0
2030 | IESO_2_MAPP_CA | IESO | MAPP_CA | Internal | Summer | B8 | 500 | 262 | 0 | 34.34 | 35.18 | 7 | 0
2030 | IESO_2_MAPP_CA | IESO | MAPP_CA | Internal | Summer | B9 | 800 | 262 | 0 | 32.77 | 35.18 | 7 | 0
2030 | IESO_2_MAPP_CA | IESO | MAPP_CA | Internal | Summer | B10 | 1262 | 262 | 0 | 32.77 | 35.18 | 7 | 0
2030 | IESO_2_MAPP_CA | IESO | MAPP_CA | Internal | Winter | B16 | 25 | 262 | 0 | 45.43 | 42.47 | 7 | 0
2030 | IESO_2_MAPP_CA | IESO | MAPP_CA | Internal | Winter | B17 | 100 | 262 | 0 | 41.79 | 44.77 | 7 | 0
2030 | IESO_2_MAPP_CA | IESO | MAPP_CA | Internal | Winter | B18 | 400 | 262 | 0 | 40.14 | 44.55 | 7 | 0
2030 | IESO_2_MAPP_CA | IESO | MAPP_CA | Internal | Winter | B19 | 700 | 262 | 0 | 40.14 | 42.47 | 7 | 0
2030 | IESO_2_MAPP_CA | IESO | MAPP_CA | Internal | Winter | B20 | 935 | 262 | 0 | 40.14 | 42.47 | 7 | 0
2030 | IESO_2_MISO_MI | IESO | MISO_MI | Internal | Shoulder | B11 | 25 | 1840 | 1840 | 40.53 | 53.24 | 7 | 5.72
2030 | IESO_2_MISO_MI | IESO | MISO_MI | Internal | Shoulder | B12 | 200 | 1840 | 1840 | 36.35 | 48.06 | 7 | 4.71
2030 | IESO_2_MISO_MI | IESO | MISO_MI | Internal | Shoulder | B13 | 600 | 1840 | 1840 | 36.34 | 44.94 | 7 | 1.6
2030 | IESO_2_MISO_MI | IESO | MISO_MI | Internal | Shoulder | B14 | 900 | 1840 | 1204.49 | 35.96 | 42.96 | 7 | 0
2030 | IESO_2_MISO_MI | IESO | MISO_MI | Internal | Shoulder | B15 | 1203 | 1840 | 0 | 34.88 | 38.15 | 7 | 0
2030 | IESO_2_MISO_MI | IESO | MISO_MI | Internal | Summer | B1 | 10 | 1840 | 1667.98 | 65.23 | 72.23 | 7 | 0
2030 | IESO_2_MISO_MI | IESO | MISO_MI | Internal | Summer | B2 | 25 | 1840 | 1840 | 55.19 | 71.85 | 7 | 9.66
2030 | IESO_2_MISO_MI | IESO | MISO_MI | Internal | Summer | B3 | 75 | 1840 | 1840 | 48.39 | 67.69 | 7 | 12.3
2030 | IESO_2_MISO_MI | IESO | MISO_MI | Internal | Summer | B4 | 100 | 1840 | 1840 | 46.12 | 66.95 | 7 | 13.82
2030 | IESO_2_MISO_MI | IESO | MISO_MI | Internal | Summer | B5 | 200 | 1840 | 1840 | 43.42 | 60.44 | 7 | 10.01
2030 | IESO_2_MISO_MI | IESO | MISO_MI | Internal | Summer | B6 | 300 | 1840 | 750.76 | 42.33 | 49.33 | 7 | 0
2030 | IESO_2_MISO_MI | IESO | MISO_MI | Internal | Summer | B7 | 400 | 1840 | 703.69 | 36.34 | 43.34 | 7 | 0
2030 | IESO_2_MISO_MI | IESO | MISO_MI | Internal | Summer | B8 | 500 | 1840 | 1161.62 | 34.34 | 41.34 | 7 | 0
2030 | IESO_2_MISO_MI | IESO | MISO_MI | Internal | Summer | B9 | 800 | 1840 | 1840 | 32.77 | 39.84 | 7 | 0.07
2030 | IESO_2_MISO_MI | IESO | MISO_MI | Internal | Summer | B10 | 1262 | 1840 | 0 | 32.77 | 36.08 | 7 | 0
2030 | IESO_2_MISO_MI | IESO | MISO_MI | Internal | Winter | B16 | 25 | 1840 | 1386.54 | 45.43 | 52.43 | 7 | 0
2030 | IESO_2_MISO_MI | IESO | MISO_MI | Internal | Winter | B17 | 100 | 1840 | 742.9 | 41.79 | 48.79 | 7 | 0
2030 | IESO_2_MISO_MI | IESO | MISO_MI | Internal | Winter | B18 | 400 | 1840 | 780.77 | 40.14 | 47.14 | 7 | 0
2030 | IESO_2_MISO_MI | IESO | MISO_MI | Internal | Winter | B19 | 700 | 1840 | 0 | 40.14 | 44.73 | 7 | 0
2030 | IESO_2_MISO_MI | IESO | MISO_MI | Internal | Winter | B20 | 935 | 1840 | 0 | 40.14 | 36.35 | 7 | 0
2030 | IESO_2_MISO_W | IESO | MISO_W | Internal | Shoulder | B11 | 25 | 140 | 140 | 40.53 | 53.24 | 7 | 5.72
2030 | IESO_2_MISO_W | IESO | MISO_W | Internal | Shoulder | B12 | 200 | 140 | 140 | 36.35 | 45.31 | 7 | 1.97
2030 | IESO_2_MISO_W | IESO | MISO_W | Internal | Shoulder | B13 | 600 | 140 | 140 | 36.34 | 44.03 | 7 | 0.69
2030 | IESO_2_MISO_W | IESO | MISO_W | Internal | Shoulder | B14 | 900 | 140 | 0 | 35.96 | 40.14 | 7 | 0
2030 | IESO_2_MISO_W | IESO | MISO_W | Internal | Shoulder | B15 | 1203 | 140 | 0 | 34.88 | 37.61 | 7 | 0
2030 | IESO_2_MISO_W | IESO | MISO_W | Internal | Summer | B1 | 10 | 140 | 140 | 65.23 | 72.37 | 7 | 0.14
2030 | IESO_2_MISO_W | IESO | MISO_W | Internal | Summer | B2 | 25 | 140 | 140 | 55.19 | 71.83 | 7 | 9.65
2030 | IESO_2_MISO_W | IESO | MISO_W | Internal | Summer | B3 | 75 | 140 | 140 | 48.39 | 71.83 | 7 | 16.45
2030 | IESO_2_MISO_W | IESO | MISO_W | Internal | Summer | B4 | 100 | 140 | 140 | 46.12 | 70.65 | 7 | 17.52
2030 | IESO_2_MISO_W | IESO | MISO_W | Internal | Summer | B5 | 200 | 140 | 140 | 43.42 | 64.42 | 7 | 13.99
2030 | IESO_2_MISO_W | IESO | MISO_W | Internal | Summer | B6 | 300 | 140 | 0 | 42.33 | 49.3 | 7 | 0
2030 | IESO_2_MISO_W | IESO | MISO_W | Internal | Summer | B7 | 400 | 140 | 0 | 36.34 | 43.31 | 7 | 0
2030 | IESO_2_MISO_W | IESO | MISO_W | Internal | Summer | B8 | 500 | 140 | 0 | 34.34 | 40.48 | 7 | 0
2030 | IESO_2_MISO_W | IESO | MISO_W | Internal | Summer | B9 | 800 | 140 | 0 | 32.77 | 39.61 | 7 | 0
2030 | IESO_2_MISO_W | IESO | MISO_W | Internal | Summer | B10 | 1262 | 140 | 0 | 32.77 | 35.19 | 7 | 0
2030 | IESO_2_MISO_W | IESO | MISO_W | Internal | Winter | B16 | 25 | 140 | 0 | 45.43 | 47.47 | 7 | 0
2030 | IESO_2_MISO_W | IESO | MISO_W | Internal | Winter | B17 | 100 | 140 | 0 | 41.79 | 44.78 | 7 | 0
2030 | IESO_2_MISO_W | IESO | MISO_W | Internal | Winter | B18 | 400 | 140 | 0 | 40.14 | 44.56 | 7 | 0
2030 | IESO_2_MISO_W | IESO | MISO_W | Internal | Winter | B19 | 700 | 140 | 0 | 40.14 | 42.48 | 7 | 0
2030 | IESO_2_MISO_W | IESO | MISO_W | Internal | Winter | B20 | 935 | 140 | 0 | 40.14 | 36.33 | 7 | 0
2030 | IESO_2_NYISO_A-F | IESO | NYISO_A-F | Internal | Shoulder | B11 | 25 | 1725 | 1272.11 | 40.53 | 47.53 | 7 | 0
2030 | IESO_2_NYISO_A-F | IESO | NYISO_A-F | Internal | Shoulder | B12 | 200 | 1725 | 1057.62 | 36.35 | 43.35 | 7 | 0
2030 | IESO_2_NYISO_A-F | IESO | NYISO_A-F | Internal | Shoulder | B13 | 600 | 1725 | 1604.02 | 36.34 | 43.34 | 7 | 0
2030 | IESO_2_NYISO_A-F | IESO | NYISO_A-F | Internal | Shoulder | B14 | 900 | 1725 | 1725 | 35.96 | 43.21 | 7 | 0.25
2030 | IESO_2_NYISO_A-F | IESO | NYISO_A-F | Internal | Shoulder | B15 | 1203 | 1725 | 232.08 | 34.88 | 41.88 | 7 | 0
2030 | IESO_2_NYISO_A-F | IESO | NYISO_A-F | Internal | Summer | B1 | 10 | 1725 | 0 | 65.23 | 69.28 | 7 | 0
2030 | IESO_2_NYISO_A-F | IESO | NYISO_A-F | Internal | Summer | B2 | 25 | 1725 | 408.76 | 55.19 | 62.19 | 7 | 0
2030 | IESO_2_NYISO_A-F | IESO | NYISO_A-F | Internal | Summer | B3 | 75 | 1725 | 1496.02 | 48.39 | 55.39 | 7 | 0
2030 | IESO_2_NYISO_A-F | IESO | NYISO_A-F | Internal | Summer | B4 | 100 | 1725 | 1661.46 | 46.12 | 53.12 | 7 | 0
2030 | IESO_2_NYISO_A-F | IESO | NYISO_A-F | Internal | Summer | B5 | 200 | 1725 | 322.11 | 43.42 | 50.42 | 7 | 0
2030 | IESO_2_NYISO_A-F | IESO | NYISO_A-F | Internal | Summer | B6 | 300 | 1725 | 577.98 | 42.33 | 49.33 | 7 | 0
2030 | IESO_2_NYISO_A-F | IESO | NYISO_A-F | Internal | Summer | B7 | 400 | 1725 | 1386.03 | 36.34 | 43.34 | 7 | 0
2030 | IESO_2_NYISO_A-F | IESO | NYISO_A-F | Internal | Summer | B8 | 500 | 1725 | 1725 | 34.34 | 41.98 | 7 | 0.64
2030 | IESO_2_NYISO_A-F | IESO | NYISO_A-F | Internal | Summer | B9 | 800 | 1725 | 925.67 | 32.77 | 39.77 | 7 | 0
2030 | IESO_2_NYISO_A-F | IESO | NYISO_A-F | Internal | Summer | B10 | 1262 | 1725 | 0 | 32.77 | 39.76 | 7 | 0
2030 | IESO_2_NYISO_A-F | IESO | NYISO_A-F | Internal | Winter | B16 | 25 | 1725 | 402.89 | 45.43 | 52.43 | 7 | 0
2030 | IESO_2_NYISO_A-F | IESO | NYISO_A-F | Internal | Winter | B17 | 100 | 1725 | 1319.94 | 41.79 | 48.79 | 7 | 0
2030 | IESO_2_NYISO_A-F | IESO | NYISO_A-F | Internal | Winter | B18 | 400 | 1725 | 1682.69 | 40.14 | 47.14 | 7 | 0
2030 | IESO_2_NYISO_A-F | IESO | NYISO_A-F | Internal | Winter | B19 | 700 | 1725 | 1187.52 | 40.14 | 47.14 | 7 | 0
2030 | IESO_2_NYISO_A-F | IESO | NYISO_A-F | Internal | Winter | B20 | 935 | 1725 | 527.62 | 40.14 | 47.14 | 7 | 0
2030 | MAPP_CA_2_IESO | MAPP_CA | IESO | Internal | Shoulder | B11 | 25 | 330 | 0 | 37.62 | 40.53 | 8 | 0
2030 | MAPP_CA_2_IESO | MAPP_CA | IESO | Internal | Shoulder | B12 | 200 | 330 | 0 | 37.62 | 36.35 | 8 | 0
2030 | MAPP_CA_2_IESO | MAPP_CA | IESO | Internal | Shoulder | B13 | 600 | 330 | 0 | 37.62 | 36.34 | 8 | 0
2030 | MAPP_CA_2_IESO | MAPP_CA | IESO | Internal | Shoulder | B14 | 900 | 330 | 0 | 37.62 | 35.96 | 8 | 0
2030 | MAPP_CA_2_IESO | MAPP_CA | IESO | Internal | Shoulder | B15 | 1203 | 330 | 0 | 37.62 | 34.88 | 8 | 0
2030 | MAPP_CA_2_IESO | MAPP_CA | IESO | Internal | Summer | B1 | 10 | 330 | 330 | 35.18 | 65.23 | 8 | 22.05
2030 | MAPP_CA_2_IESO | MAPP_CA | IESO | Internal | Summer | B2 | 25 | 330 | 330 | 35.18 | 55.19 | 8 | 12.01
2030 | MAPP_CA_2_IESO | MAPP_CA | IESO | Internal | Summer | B3 | 75 | 330 | 330 | 35.18 | 48.39 | 8 | 5.21
2030 | MAPP_CA_2_IESO | MAPP_CA | IESO | Internal | Summer | B4 | 100 | 330 | 330 | 35.18 | 46.12 | 8 | 2.95
2030 | MAPP_CA_2_IESO | MAPP_CA | IESO | Internal | Summer | B5 | 200 | 330 | 330 | 35.18 | 43.42 | 8 | 0.25
2030 | MAPP_CA_2_IESO | MAPP_CA | IESO | Internal | Summer | B6 | 300 | 330 | 0 | 35.18 | 42.33 | 8 | 0
2030 | MAPP_CA_2_IESO | MAPP_CA | IESO | Internal | Summer | B7 | 400 | 330 | 0 | 35.18 | 36.34 | 8 | 0
2030 | MAPP_CA_2_IESO | MAPP_CA | IESO | Internal | Summer | B8 | 500 | 330 | 0 | 35.18 | 34.34 | 8 | 0
2030 | MAPP_CA_2_IESO | MAPP_CA | IESO | Internal | Summer | B9 | 800 | 330 | 0 | 35.18 | 32.77 | 8 | 0
2030 | MAPP_CA_2_IESO | MAPP_CA | IESO | Internal | Summer | B10 | 1262 | 330 | 0 | 35.18 | 32.77 | 8 | 0
2030 | MAPP_CA_2_IESO | MAPP_CA | IESO | Internal | Winter | B16 | 25 | 330 | 0 | 42.47 | 45.43 | 8 | 0
2030 | MAPP_CA_2_IESO | MAPP_CA | IESO | Internal | Winter | B17 | 100 | 330 | 0 | 44.77 | 41.79 | 8 | 0
2030 | MAPP_CA_2_IESO | MAPP_CA | IESO | Internal | Winter | B18 | 400 | 330 | 0 | 44.55 | 40.14 | 8 | 0
2030 | MAPP_CA_2_IESO | MAPP_CA | IESO | Internal | Winter | B19 | 700 | 330 | 0 | 42.47 | 40.14 | 8 | 0
2030 | MAPP_CA_2_IESO | MAPP_CA | IESO | Internal | Winter | B20 | 935 | 330 | 0 | 42.47 | 40.14 | 8 | 0
2030 | MAPP_CA_2_MAPP_US | MAPP_CA | MAPP_US | Internal | Shoulder | B11 | 25 | 372 | 372 | 37.62 | 46.24 | 7 | 1.62
2030 | MAPP_CA_2_MAPP_US | MAPP_CA | MAPP_US | Internal | Shoulder | B12 | 200 | 372 | 0 | 37.62 | 38.31 | 7 | 0
2030 | MAPP_CA_2_MAPP_US | MAPP_CA | MAPP_US | Internal | Shoulder | B13 | 600 | 372 | 0 | 37.62 | 37.03 | 7 | 0
2030 | MAPP_CA_2_MAPP_US | MAPP_CA | MAPP_US | Internal | Shoulder | B14 | 900 | 372 | 0 | 37.62 | 33.14 | 7 | 0
2030 | MAPP_CA_2_MAPP_US | MAPP_CA | MAPP_US | Internal | Shoulder | B15 | 1203 | 372 | 0 | 37.62 | 30.61 | 7 | 0
2030 | MAPP_CA_2_MAPP_US | MAPP_CA | MAPP_US | Internal | Summer | B1 | 10 | 372 | 372 | 35.18 | 65.48 | 7 | 23.31
2030 | MAPP_CA_2_MAPP_US | MAPP_CA | MAPP_US | Internal | Summer | B2 | 25 | 372 | 372 | 35.18 | 64.83 | 7 | 22.66
2030 | MAPP_CA_2_MAPP_US | MAPP_CA | MAPP_US | Internal | Summer | B3 | 75 | 372 | 372 | 35.18 | 64.83 | 7 | 22.66
2030 | MAPP_CA_2_MAPP_US | MAPP_CA | MAPP_US | Internal | Summer | B4 | 100 | 372 | 372 | 35.18 | 63.65 | 7 | 21.47
2030 | MAPP_CA_2_MAPP_US | MAPP_CA | MAPP_US | Internal | Summer | B5 | 200 | 372 | 372 | 35.18 | 57.42 | 7 | 15.24
2030 | MAPP_CA_2_MAPP_US | MAPP_CA | MAPP_US | Internal | Summer | B6 | 300 | 372 | 372 | 35.18 | 42.3 | 7 | 0.12
2030 | MAPP_CA_2_MAPP_US | MAPP_CA | MAPP_US | Internal | Summer | B7 | 400 | 372 | 0 | 35.18 | 36.31 | 7 | 0
2030 | MAPP_CA_2_MAPP_US | MAPP_CA | MAPP_US | Internal | Summer | B8 | 500 | 372 | 0 | 35.18 | 33.48 | 7 | 0
2030 | MAPP_CA_2_MAPP_US | MAPP_CA | MAPP_US | Internal | Summer | B9 | 800 | 372 | 0 | 35.18 | 32.61 | 7 | 0
2030 | MAPP_CA_2_MAPP_US | MAPP_CA | MAPP_US | Internal | Summer | B10 | 1262 | 372 | 0 | 35.18 | 28.19 | 7 | 0
2030 | MAPP_CA_2_MAPP_US | MAPP_CA | MAPP_US | Internal | Winter | B16 | 25 | 372 | 0 | 42.47 | 40.47 | 7 | 0
2030 | MAPP_CA_2_MAPP_US | MAPP_CA | MAPP_US | Internal | Winter | B17 | 100 | 372 | 0 | 44.77 | 37.78 | 7 | 0
2030 | MAPP_CA_2_MAPP_US | MAPP_CA | MAPP_US | Internal | Winter | B18 | 400 | 372 | 0 | 44.55 | 37.56 | 7 | 0
2030 | MAPP_CA_2_MAPP_US | MAPP_CA | MAPP_US | Internal | Winter | B19 | 700 | 372 | 0 | 42.47 | 35.48 | 7 | 0
2030 | MAPP_CA_2_MAPP_US | MAPP_CA | MAPP_US | Internal | Winter | B20 | 935 | 372 | 0 | 42.47 | 29.33 | 7 | 0
2030 | MAPP_CA_2_MISO_W | MAPP_CA | MISO_W | Internal | Shoulder | B11 | 25 | 1988 | 1988 | 37.62 | 53.24 | 0.01 | 15.61
2030 | MAPP_CA_2_MISO_W | MAPP_CA | MISO_W | Internal | Shoulder | B12 | 200 | 1988 | 1988 | 37.62 | 45.31 | 0.01 | 7.68
2030 | MAPP_CA_2_MISO_W | MAPP_CA | MISO_W | Internal | Shoulder | B13 | 600 | 1988 | 1988 | 37.62 | 44.03 | 0.01 | 6.4
2030 | MAPP_CA_2_MISO_W | MAPP_CA | MISO_W | Internal | Shoulder | B14 | 900 | 1988 | 1988 | 37.62 | 40.14 | 0.01 | 2.51
2030 | MAPP_CA_2_MISO_W | MAPP_CA | MISO_W | Internal | Shoulder | B15 | 1203 | 1988 | 0 | 37.62 | 37.61 | 0.01 | 0
2030 | MAPP_CA_2_MISO_W | MAPP_CA | MISO_W | Internal | Summer | B1 | 10 | 1988 | 1988 | 35.18 | 72.37 | 0.01 | 37.18
2030 | MAPP_CA_2_MISO_W | MAPP_CA | MISO_W | Internal | Summer | B2 | 25 | 1988 | 1988 | 35.18 | 71.83 | 0.01 | 36.64
2030 | MAPP_CA_2_MISO_W | MAPP_CA | MISO_W | Internal | Summer | B3 | 75 | 1988 | 1988 | 35.18 | 71.83 | 0.01 | 36.64
2030 | MAPP_CA_2_MISO_W | MAPP_CA | MISO_W | Internal | Summer | B4 | 100 | 1988 | 1988 | 35.18 | 70.65 | 0.01 | 35.46
2030 | MAPP_CA_2_MISO_W | MAPP_CA | MISO_W | Internal | Summer | B5 | 200 | 1988 | 1988 | 35.18 | 64.42 | 0.01 | 29.23
2030 | MAPP_CA_2_MISO_W | MAPP_CA | MISO_W | Internal | Summer | B6 | 300 | 1988 | 1988 | 35.18 | 49.3 | 0.01 | 14.11
2030 | MAPP_CA_2_MISO_W | MAPP_CA | MISO_W | Internal | Summer | B7 | 400 | 1988 | 1988 | 35.18 | 43.31 | 0.01 | 8.12
2030 | MAPP_CA_2_MISO_W | MAPP_CA | MISO_W | Internal | Summer | B8 | 500 | 1988 | 1988 | 35.18 | 40.48 | 0.01 | 5.29
2030 | MAPP_CA_2_MISO_W | MAPP_CA | MISO_W | Internal | Summer | B9 | 800 | 1988 | 1988 | 35.18 | 39.61 | 0.01 | 4.42
2030 | MAPP_CA_2_MISO_W | MAPP_CA | MISO_W | Internal | Summer | B10 | 1262 | 1988 | 191.65 | 35.18 | 35.19 | 0.01 | 0
2030 | MAPP_CA_2_MISO_W | MAPP_CA | MISO_W | Internal | Winter | B16 | 25 | 1988 | 1988 | 42.47 | 47.47 | 0.01 | 4.99
2030 | MAPP_CA_2_MISO_W | MAPP_CA | MISO_W | Internal | Winter | B17 | 100 | 1988 | 1658.76 | 44.77 | 44.78 | 0.01 | 0
2030 | MAPP_CA_2_MISO_W | MAPP_CA | MISO_W | Internal | Winter | B18 | 400 | 1988 | 1690.26 | 44.55 | 44.56 | 0.01 | 0
2030 | MAPP_CA_2_MISO_W | MAPP_CA | MISO_W | Internal | Winter | B19 | 700 | 1988 | 1269.33 | 42.47 | 42.48 | 0.01 | 0
2030 | MAPP_CA_2_MISO_W | MAPP_CA | MISO_W | Internal | Winter | B20 | 935 | 1988 | 0 | 42.47 | 36.33 | 0.01 | 0
2030 | MAPP_US_2_MAPP_CA | MAPP_US | MAPP_CA | Internal | Shoulder | B11 | 25 | 165 | 0 | 46.24 | 37.62 | 7 | 0
2030 | MAPP_US_2_MAPP_CA | MAPP_US | MAPP_CA | Internal | Shoulder | B12 | 200 | 165 | 0 | 38.31 | 37.62 | 7 | 0
2030 | MAPP_US_2_MAPP_CA | MAPP_US | MAPP_CA | Internal | Shoulder | B13 | 600 | 165 | 0 | 37.03 | 37.62 | 7 | 0
2030 | MAPP_US_2_MAPP_CA | MAPP_US | MAPP_CA | Internal | Shoulder | B14 | 900 | 165 | 0 | 33.14 | 37.62 | 7 | 0
2030 | MAPP_US_2_MAPP_CA | MAPP_US | MAPP_CA | Internal | Shoulder | B15 | 1203 | 165 | 165 | 30.61 | 37.62 | 7 | 0.01
2030 | MAPP_US_2_MAPP_CA | MAPP_US | MAPP_CA | Internal | Summer | B1 | 10 | 165 | 0 | 65.48 | 35.18 | 7 | 0
2030 | MAPP_US_2_MAPP_CA | MAPP_US | MAPP_CA | Internal | Summer | B2 | 25 | 165 | 0 | 64.83 | 35.18 | 7 | 0
2030 | MAPP_US_2_MAPP_CA | MAPP_US | MAPP_CA | Internal | Summer | B3 | 75 | 165 | 0 | 64.83 | 35.18 | 7 | 0
2030 | MAPP_US_2_MAPP_CA | MAPP_US | MAPP_CA | Internal | Summer | B4 | 100 | 165 | 0 | 63.65 | 35.18 | 7 | 0
2030 | MAPP_US_2_MAPP_CA | MAPP_US | MAPP_CA | Internal | Summer | B5 | 200 | 165 | 0 | 57.42 | 35.18 | 7 | 0
2030 | MAPP_US_2_MAPP_CA | MAPP_US | MAPP_CA | Internal | Summer | B6 | 300 | 165 | 0 | 42.3 | 35.18 | 7 | 0
2030 | MAPP_US_2_MAPP_CA | MAPP_US | MAPP_CA | Internal | Summer | B7 | 400 | 165 | 0 | 36.31 | 35.18 | 7 | 0
2030 | MAPP_US_2_MAPP_CA | MAPP_US | MAPP_CA | Internal | Summer | B8 | 500 | 165 | 0 | 33.48 | 35.18 | 7 | 0
2030 | MAPP_US_2_MAPP_CA | MAPP_US | MAPP_CA | Internal | Summer | B9 | 800 | 165 | 0 | 32.61 | 35.18 | 7 | 0
2030 | MAPP_US_2_MAPP_CA | MAPP_US | MAPP_CA | Internal | Summer | B10 | 1262 | 165 | 0 | 28.19 | 35.18 | 7 | 0
2030 | MAPP_US_2_MAPP_CA | MAPP_US | MAPP_CA | Internal | Winter | B16 | 25 | 165 | 0 | 40.47 | 42.47 | 7 | 0
2030 | MAPP_US_2_MAPP_CA | MAPP_US | MAPP_CA | Internal | Winter | B17 | 100 | 165 | 0 | 37.78 | 44.77 | 7 | 0
2030 | MAPP_US_2_MAPP_CA | MAPP_US | MAPP_CA | Internal | Winter | B18 | 400 | 165 | 0 | 37.56 | 44.55 | 7 | 0
2030 | MAPP_US_2_MAPP_CA | MAPP_US | MAPP_CA | Internal | Winter | B19 | 700 | 165 | 0 | 35.48 | 42.47 | 7 | 0
2030 | MAPP_US_2_MAPP_CA | MAPP_US | MAPP_CA | Internal | Winter | B20 | 935 | 165 | 165 | 29.33 | 42.47 | 7 | 6.14
2030 | MAPP_US_2_MISO_W | MAPP_US | MISO_W | Internal | Shoulder | B11 | 25 | 2635 | 1432.15 | 46.24 | 53.24 | 7 | 0
2030 | MAPP_US_2_MISO_W | MAPP_US | MISO_W | Internal | Shoulder | B12 | 200 | 2635 | 2461.7 | 38.31 | 45.31 | 7 | 0
2030 | MAPP_US_2_MISO_W | MAPP_US | MISO_W | Internal | Shoulder | B13 | 600 | 2635 | 2432.1 | 37.03 | 44.03 | 7 | 0
2030 | MAPP_US_2_MISO_W | MAPP_US | MISO_W | Internal | Shoulder | B14 | 900 | 2635 | 1651.38 | 33.14 | 40.14 | 7 | 0
2030 | MAPP_US_2_MISO_W | MAPP_US | MISO_W | Internal | Shoulder | B15 | 1203 | 2635 | 1113.62 | 30.61 | 37.61 | 7 | 0
2030 | MAPP_US_2_MISO_W | MAPP_US | MISO_W | Internal | Summer | B1 | 10 | 2635 | 0 | 65.48 | 72.37 | 7 | 0
2030 | MAPP_US_2_MISO_W | MAPP_US | MISO_W | Internal | Summer | B2 | 25 | 2635 | 11.51 | 64.83 | 71.83 | 7 | 0
2030 | MAPP_US_2_MISO_W | MAPP_US | MISO_W | Internal | Summer | B3 | 75 | 2635 | 67.36 | 64.83 | 71.83 | 7 | 0
2030 | MAPP_US_2_MISO_W | MAPP_US | MISO_W | Internal | Summer | B4 | 100 | 2635 | 254.34 | 63.65 | 70.65 | 7 | 0
2030 | MAPP_US_2_MISO_W | MAPP_US | MISO_W | Internal | Summer | B5 | 200 | 2635 | 237.65 | 57.42 | 64.42 | 7 | 0
2030 | MAPP_US_2_MISO_W | MAPP_US | MISO_W | Internal | Summer | B6 | 300 | 2635 | 129.78 | 42.3 | 49.3 | 7 | 0
2030 | MAPP_US_2_MISO_W | MAPP_US | MISO_W | Internal | Summer | B7 | 400 | 2635 | 392.34 | 36.31 | 43.31 | 7 | 0
2030 | MAPP_US_2_MISO_W | MAPP_US | MISO_W | Internal | Summer | B8 | 500 | 2635 | 968.19 | 33.48 | 40.48 | 7 | 0
2030 | MAPP_US_2_MISO_W | MAPP_US | MISO_W | Internal | Summer | B9 | 800 | 2635 | 387.21 | 32.61 | 39.61 | 7 | 0
2030 | MAPP_US_2_MISO_W | MAPP_US | MISO_W | Internal | Summer | B10 | 1262 | 2635 | 815.63 | 28.19 | 35.19 | 7 | 0
2030 | MAPP_US_2_MISO_W | MAPP_US | MISO_W | Internal | Winter | B16 | 25 | 2635 | 2106.03 | 40.47 | 47.47 | 7 | 0
2030 | MAPP_US_2_MISO_W | MAPP_US | MISO_W | Internal | Winter | B17 | 100 | 2635 | 2276.46 | 37.78 | 44.78 | 7 | 0
2030 | MAPP_US_2_MISO_W | MAPP_US | MISO_W | Internal | Winter | B18 | 400 | 2635 | 2073.75 | 37.56 | 44.56 | 7 | 0
2030 | MAPP_US_2_MISO_W | MAPP_US | MISO_W | Internal | Winter | B19 | 700 | 2635 | 1398.87 | 35.48 | 42.48 | 7 | 0
2030 | MAPP_US_2_MISO_W | MAPP_US | MISO_W | Internal | Winter | B20 | 935 | 2635 | 863.25 | 29.33 | 36.33 | 7 | 0
2030 | MAPP_US_2_NE | MAPP_US | NE | Internal | Shoulder | B11 | 25 | 2000 | 1616.08 | 46.24 | 53.24 | 7 | 0
2030 | MAPP_US_2_NE | MAPP_US | NE | Internal | Shoulder | B12 | 200 | 2000 | 0 | 38.31 | 45.26 | 7 | 0
2030 | MAPP_US_2_NE | MAPP_US | NE | Internal | Shoulder | B13 | 600 | 2000 | 249.85 | 37.03 | 44.03 | 7 | 0
2030 | MAPP_US_2_NE | MAPP_US | NE | Internal | Shoulder | B14 | 900 | 2000 | 11.19 | 33.14 | 40.14 | 7 | 0
2030 | MAPP_US_2_NE | MAPP_US | NE | Internal | Shoulder | B15 | 1203 | 2000 | 666.82 | 30.61 | 37.61 | 7 | 0
2030 | MAPP_US_2_NE | MAPP_US | NE | Internal | Summer | B1 | 10 | 2000 | 1535.99 | 65.48 | 72.48 | 7 | 0
2030 | MAPP_US_2_NE | MAPP_US | NE | Internal | Summer | B2 | 25 | 2000 | 2000 | 64.83 | 74.24 | 7 | 2.41
2030 | MAPP_US_2_NE | MAPP_US | NE | Internal | Summer | B3 | 75 | 2000 | 2000 | 64.83 | 75.19 | 7 | 3.36
2030 | MAPP_US_2_NE | MAPP_US | NE | Internal | Summer | B4 | 100 | 2000 | 2000 | 63.65 | 74.24 | 7 | 3.6
2030 | MAPP_US_2_NE | MAPP_US | NE | Internal | Summer | B5 | 200 | 2000 | 2000 | 57.42 | 69.25 | 7 | 4.83
2030 | MAPP_US_2_NE | MAPP_US | NE | Internal | Summer | B6 | 300 | 2000 | 2000 | 42.3 | 56.29 | 7 | 6.99
2030 | MAPP_US_2_NE | MAPP_US | NE | Internal | Summer | B7 | 400 | 2000 | 2000 | 36.31 | 45.19 | 7 | 1.88
2030 | MAPP_US_2_NE | MAPP_US | NE | Internal | Summer | B8 | 500 | 2000 | 2000 | 33.48 | 43.65 | 7 | 3.18
2030 | MAPP_US_2_NE | MAPP_US | NE | Internal | Summer | B9 | 800 | 2000 | 2000 | 32.61 | 43.27 | 7 | 3.66
2030 | MAPP_US_2_NE | MAPP_US | NE | Internal | Summer | B10 | 1262 | 2000 | 1694.93 | 28.19 | 35.19 | 7 | 0
2030 | MAPP_US_2_NE | MAPP_US | NE | Internal | Winter | B16 | 25 | 2000 | 1808.79 | 40.47 | 47.47 | 7 | 0
2030 | MAPP_US_2_NE | MAPP_US | NE | Internal | Winter | B17 | 100 | 2000 | 786.06 | 37.78 | 44.78 | 7 | 0
2030 | MAPP_US_2_NE | MAPP_US | NE | Internal | Winter | B18 | 400 | 2000 | 789.89 | 37.56 | 44.56 | 7 | 0
2030 | MAPP_US_2_NE | MAPP_US | NE | Internal | Winter | B19 | 700 | 2000 | 0 | 35.48 | 42.47 | 7 | 0
2030 | MAPP_US_2_NE | MAPP_US | NE | Internal | Winter | B20 | 935 | 2000 | 864.98 | 29.33 | 36.33 | 7 | 0
2030 | MARITIMES_2_NEISO | MARITIMES | NEISO | Internal | Shoulder | B11 | 25 | 99999 | 1720.66 | 40.19 | 40.21 | 0.01 | 0
2030 | MARITIMES_2_NEISO | MARITIMES | NEISO | Internal | Shoulder | B12 | 200 | 99999 | 1717.44 | 40.19 | 40.21 | 0.01 | 0
2030 | MARITIMES_2_NEISO | MARITIMES | NEISO | Internal | Shoulder | B13 | 600 | 99999 | 1704.78 | 40.19 | 40.21 | 0.01 | 0
2030 | MARITIMES_2_NEISO | MARITIMES | NEISO | Internal | Shoulder | B14 | 900 | 99999 | 1682.64 | 40.19 | 40.21 | 0.01 | 0
2030 | MARITIMES_2_NEISO | MARITIMES | NEISO | Internal | Shoulder | B15 | 1203 | 99999 | 648.08 | 40.19 | 40.21 | 0.01 | 0
2030 | MARITIMES_2_NEISO | MARITIMES | NEISO | Internal | Summer | B1 | 10 | 99999 | 1900 | 72.27 | 72.28 | 0.01 | 0
2030 | MARITIMES_2_NEISO | MARITIMES | NEISO | Internal | Summer | B2 | 25 | 99999 | 1878.75 | 61.3 | 61.31 | 0.01 | 0
2030 | MARITIMES_2_NEISO | MARITIMES | NEISO | Internal | Summer | B3 | 75 | 99999 | 1836.38 | 51.41 | 51.42 | 0.01 | 0
2030 | MARITIMES_2_NEISO | MARITIMES | NEISO | Internal | Summer | B4 | 100 | 99999 | 1799.97 | 40.76 | 40.77 | 0.01 | 0
2030 | MARITIMES_2_NEISO | MARITIMES | NEISO | Internal | Summer | B5 | 200 | 99999 | 1780.16 | 36.77 | 36.79 | 0.01 | 0
2030 | MARITIMES_2_NEISO | MARITIMES | NEISO | Internal | Summer | B6 | 300 | 99999 | 1757.82 | 36.77 | 36.79 | 0.01 | 0
2030 | MARITIMES_2_NEISO | MARITIMES | NEISO | Internal | Summer | B7 | 400 | 99999 | 1732.23 | 36.77 | 36.79 | 0.01 | 0
2030 | MARITIMES_2_NEISO | MARITIMES | NEISO | Internal | Summer | B8 | 500 | 99999 | 1712.1 | 36.77 | 36.79 | 0.01 | 0
2030 | MARITIMES_2_NEISO | MARITIMES | NEISO | Internal | Summer | B9 | 800 | 99999 | 1687.45 | 36.77 | 36.79 | 0.01 | 0
2030 | MARITIMES_2_NEISO | MARITIMES | NEISO | Internal | Summer | B10 | 1262 | 99999 | 465.06 | 36.77 | 36.79 | 0.01 | 0
2030 | MARITIMES_2_NEISO | MARITIMES | NEISO | Internal | Winter | B16 | 25 | 99999 | 1765.23 | 50.76 | 50.77 | 0.01 | 0
2030 | MARITIMES_2_NEISO | MARITIMES | NEISO | Internal | Winter | B17 | 100 | 99999 | 1747.34 | 50.76 | 50.77 | 0.01 | 0
2030 | MARITIMES_2_NEISO | MARITIMES | NEISO | Internal | Winter | B18 | 400 | 99999 | 1733.65 | 50.76 | 50.77 | 0.01 | 0
2030 | MARITIMES_2_NEISO | MARITIMES | NEISO | Internal | Winter | B19 | 700 | 99999 | 1708.15 | 50.13 | 50.14 | 0.01 | 0
2030 | MARITIMES_2_NEISO | MARITIMES | NEISO | Internal | Winter | B20 | 935 | 99999 | 723.43 | 50.13 | 50.14 | 0.01 | 0
2030 | MISO_IN_2_MISO_MI | MISO_IN | MISO_MI | Internal | Shoulder | B11 | 25 | 5000 | 0 | 53.27 | 53.24 | 0.01 | 0
2030 | MISO_IN_2_MISO_MI | MISO_IN | MISO_MI | Internal | Shoulder | B12 | 200 | 5000 | 0 | 48.07 | 48.06 | 0.01 | 0
2030 | MISO_IN_2_MISO_MI | MISO_IN | MISO_MI | Internal | Shoulder | B13 | 600 | 5000 | 314.54 | 44.93 | 44.94 | 0.01 | 0
2030 | MISO_IN_2_MISO_MI | MISO_IN | MISO_MI | Internal | Shoulder | B14 | 900 | 5000 | 640.4 | 42.95 | 42.96 | 0.01 | 0
2030 | MISO_IN_2_MISO_MI | MISO_IN | MISO_MI | Internal | Shoulder | B15 | 1203 | 5000 | 1065.42 | 38.14 | 38.15 | 0.01 | 0
2030 | MISO_IN_2_MISO_MI | MISO_IN | MISO_MI | Internal | Summer | B1 | 10 | 5000 | 0 | 72.37 | 72.23 | 0.01 | 0
2030 | MISO_IN_2_MISO_MI | MISO_IN | MISO_MI | Internal | Summer | B2 | 25 | 5000 | 0 | 71.86 | 71.85 | 0.01 | 0
2030 | MISO_IN_2_MISO_MI | MISO_IN | MISO_MI | Internal | Summer | B3 | 75 | 5000 | 0 | 70.67 | 67.69 | 0.01 | 0
2030 | MISO_IN_2_MISO_MI | MISO_IN | MISO_MI | Internal | Summer | B4 | 100 | 5000 | 0 | 70.65 | 66.95 | 0.01 | 0
2030 | MISO_IN_2_MISO_MI | MISO_IN | MISO_MI | Internal | Summer | B5 | 200 | 5000 | 0 | 64.44 | 60.44 | 0.01 | 0
2030 | MISO_IN_2_MISO_MI | MISO_IN | MISO_MI | Internal | Summer | B6 | 300 | 5000 | 485.05 | 49.32 | 49.33 | 0.01 | 0
2030 | MISO_IN_2_MISO_MI | MISO_IN | MISO_MI | Internal | Summer | B7 | 400 | 5000 | 630.18 | 43.33 | 43.34 | 0.01 | 0
2030 | MISO_IN_2_MISO_MI | MISO_IN | MISO_MI | Internal | Summer | B8 | 500 | 5000 | 1391.98 | 41.33 | 41.34 | 0.01 | 0
2030 | MISO_IN_2_MISO_MI | MISO_IN | MISO_MI | Internal | Summer | B9 | 800 | 5000 | 1578.19 | 39.83 | 39.84 | 0.01 | 0
2030 | MISO_IN_2_MISO_MI | MISO_IN | MISO_MI | Internal | Summer | B10 | 1262 | 5000 | 2800.36 | 36.06 | 36.08 | 0.01 | 0
2030 | MISO_IN_2_MISO_MI | MISO_IN | MISO_MI | Internal | Winter | B16 | 25 | 5000 | 0 | 52.44 | 52.43 | 0.01 | 0
2030 | MISO_IN_2_MISO_MI | MISO_IN | MISO_MI | Internal | Winter | B17 | 100 | 5000 | 0 | 48.79 | 48.79 | 0.01 | 0
2030 | MISO_IN_2_MISO_MI | MISO_IN | MISO_MI | Internal | Winter | B18 | 400 | 5000 | 1094.89 | 47.13 | 47.14 | 0.01 | 0
2030 | MISO_IN_2_MISO_MI | MISO_IN | MISO_MI | Internal | Winter | B19 | 700 | 5000 | 1676.84 | 44.72 | 44.73 | 0.01 | 0
2030 | MISO_IN_2_MISO_MI | MISO_IN | MISO_MI | Internal | Winter | B20 | 935 | 5000 | 528.13 | 36.34 | 36.35 | 0.01 | 0
2030 | MISO_IN_2_MISO_MO-IL | MISO_IN | MISO_MO-IL | Internal | Shoulder | B11 | 25 | 5000 | 0 | 53.27 | 53.26 | 0.01 | 0
2030 | MISO_IN_2_MISO_MO-IL | MISO_IN | MISO_MO-IL | Internal | Shoulder | B12 | 200 | 5000 | 0 | 48.07 | 45.32 | 0.01 | 0
2030 | MISO_IN_2_MISO_MO-IL | MISO_IN | MISO_MO-IL | Internal | Shoulder | B13 | 600 | 5000 | 0 | 44.93 | 44.05 | 0.01 | 0
2030 | MISO_IN_2_MISO_MO-IL | MISO_IN | MISO_MO-IL | Internal | Shoulder | B14 | 900 | 5000 | 0 | 42.95 | 40.16 | 0.01 | 0
2030 | MISO_IN_2_MISO_MO-IL | MISO_IN | MISO_MO-IL | Internal | Shoulder | B15 | 1203 | 5000 | 0 | 38.14 | 37.62 | 0.01 | 0
2030 | MISO_IN_2_MISO_MO-IL | MISO_IN | MISO_MO-IL | Internal | Summer | B1 | 10 | 5000 | 67.14 | 72.37 | 72.38 | 0.01 | 0
2030 | MISO_IN_2_MISO_MO-IL | MISO_IN | MISO_MO-IL | Internal | Summer | B2 | 25 | 5000 | 0 | 71.86 | 71.85 | 0.01 | 0
2030 | MISO_IN_2_MISO_MO-IL | MISO_IN | MISO_MO-IL | Internal | Summer | B3 | 75 | 5000 | 0 | 70.67 | 70.66 | 0.01 | 0
2030 | MISO_IN_2_MISO_MO-IL | MISO_IN | MISO_MO-IL | Internal | Summer | B4 | 100 | 5000 | 102.03 | 70.65 | 70.66 | 0.01 | 0
2030 | MISO_IN_2_MISO_MO-IL | MISO_IN | MISO_MO-IL | Internal | Summer | B5 | 200 | 5000 | 0 | 64.44 | 64.43 | 0.01 | 0
2030 | MISO_IN_2_MISO_MO-IL | MISO_IN | MISO_MO-IL | Internal | Summer | B6 | 300 | 5000 | 0 | 49.32 | 49.31 | 0.01 | 0
2030 | MISO_IN_2_MISO_MO-IL | MISO_IN | MISO_MO-IL | Internal | Summer | B7 | 400 | 5000 | 0 | 43.33 | 43.32 | 0.01 | 0
2030 | MISO_IN_2_MISO_MO-IL | MISO_IN | MISO_MO-IL | Internal | Summer | B8 | 500 | 5000 | 0 | 41.33 | 40.49 | 0.01 | 0
2030 | MISO_IN_2_MISO_MO-IL | MISO_IN | MISO_MO-IL | Internal | Summer | B9 | 800 | 5000 | 0 | 39.83 | 39.62 | 0.01 | 0
2030 | MISO_IN_2_MISO_MO-IL | MISO_IN | MISO_MO-IL | Internal | Summer | B10 | 1262 | 5000 | 0 | 36.06 | 35.2 | 0.01 | 0
2030 | MISO_IN_2_MISO_MO-IL | MISO_IN | MISO_MO-IL | Internal | Winter | B16 | 25 | 5000 | 0 | 52.44 | 47.48 | 0.01 | 0
2030 | MISO_IN_2_MISO_MO-IL | MISO_IN | MISO_MO-IL | Internal | Winter | B17 | 100 | 5000 | 0 | 48.79 | 44.79 | 0.01 | 0
2030 | MISO_IN_2_MISO_MO-IL | MISO_IN | MISO_MO-IL | Internal | Winter | B18 | 400 | 5000 | 0 | 47.13 | 44.57 | 0.01 | 0
2030 | MISO_IN_2_MISO_MO-IL | MISO_IN | MISO_MO-IL | Internal | Winter | B19 | 700 | 5000 | 0 | 44.72 | 42.49 | 0.01 | 0
2030 | MISO_IN_2_MISO_MO-IL | MISO_IN | MISO_MO-IL | Internal | Winter | B20 | 935 | 5000 | 0 | 36.34 | 36.34 | 0.01 | 0
2030 | MISO_IN_2_NonRTO_Midwest | MISO_IN | NonRTO_Midwest | Internal | Shoulder | B11 | 25 | 4800 | 845.94 | 53.27 | 61.27 | 8 | 0
2030 | MISO_IN_2_NonRTO_Midwest | MISO_IN | NonRTO_Midwest | Internal | Shoulder | B12 | 200 | 4800 | 915.18 | 48.07 | 56.07 | 8 | 0
2030 | MISO_IN_2_NonRTO_Midwest | MISO_IN | NonRTO_Midwest | Internal | Shoulder | B13 | 600 | 4800 | 310.68 | 44.93 | 52.93 | 8 | 0
2030 | MISO_IN_2_NonRTO_Midwest | MISO_IN | NonRTO_Midwest | Internal | Shoulder | B14 | 900 | 4800 | 0 | 42.95 | 44.28 | 8 | 0
2030 | MISO_IN_2_NonRTO_Midwest | MISO_IN | NonRTO_Midwest | Internal | Shoulder | B15 | 1203 | 4800 | 0 | 38.14 | 37.74 | 8 | 0
2030 | MISO_IN_2_NonRTO_Midwest | MISO_IN | NonRTO_Midwest | Internal | Summer | B1 | 10 | 4800 | 0 | 72.37 | 76.13 | 8 | 0
2030 | MISO_IN_2_NonRTO_Midwest | MISO_IN | NonRTO_Midwest | Internal | Summer | B2 | 25 | 4800 | 0 | 71.86 | 76.13 | 8 | 0
2030 | MISO_IN_2_NonRTO_Midwest | MISO_IN | NonRTO_Midwest | Internal | Summer | B3 | 75 | 4800 | 0 | 70.67 | 76.13 | 8 | 0
2030 | MISO_IN_2_NonRTO_Midwest | MISO_IN | NonRTO_Midwest | Internal | Summer | B4 | 100 | 4800 | 0 | 70.65 | 76.13 | 8 | 0
2030 | MISO_IN_2_NonRTO_Midwest | MISO_IN | NonRTO_Midwest | Internal | Summer | B5 | 200 | 4800 | 1020.49 | 64.44 | 72.44 | 8 | 0
2030 | MISO_IN_2_NonRTO_Midwest | MISO_IN | NonRTO_Midwest | Internal | Summer | B6 | 300 | 4800 | 623.94 | 49.32 | 57.32 | 8 | 0
2030 | MISO_IN_2_NonRTO_Midwest | MISO_IN | NonRTO_Midwest | Internal | Summer | B7 | 400 | 4800 | 0 | 43.33 | 50.91 | 8 | 0
2030 | MISO_IN_2_NonRTO_Midwest | MISO_IN | NonRTO_Midwest | Internal | Summer | B8 | 500 | 4800 | 0 | 41.33 | 43.19 | 8 | 0
2030 | MISO_IN_2_NonRTO_Midwest | MISO_IN | NonRTO_Midwest | Internal | Summer | B9 | 800 | 4800 | 0 | 39.83 | 37.74 | 8 | 0
2030 | MISO_IN_2_NonRTO_Midwest | MISO_IN | NonRTO_Midwest | Internal | Summer | B10 | 1262 | 4800 | 0 | 36.06 | 34 | 8 | 0
2030 | MISO_IN_2_NonRTO_Midwest | MISO_IN | NonRTO_Midwest | Internal | Winter | B16 | 25 | 4800 | 2557.75 | 52.44 | 60.44 | 8 | 0
2030 | MISO_IN_2_NonRTO_Midwest | MISO_IN | NonRTO_Midwest | Internal | Winter | B17 | 100 | 4800 | 1405.32 | 48.79 | 56.79 | 8 | 0
2030 | MISO_IN_2_NonRTO_Midwest | MISO_IN | NonRTO_Midwest | Internal | Winter | B18 | 400 | 4800 | 372.1 | 47.13 | 55.13 | 8 | 0
2030 | MISO_IN_2_NonRTO_Midwest | MISO_IN | NonRTO_Midwest | Internal | Winter | B19 | 700 | 4800 | 0 | 44.72 | 44.56 | 8 | 0
2030 | MISO_IN_2_NonRTO_Midwest | MISO_IN | NonRTO_Midwest | Internal | Winter | B20 | 935 | 4800 | 0 | 36.34 | 37.74 | 8 | 0
2030 | MISO_IN_2_PJM_ROR | MISO_IN | PJM_ROR | Internal | Shoulder | B11 | 25 | 992 | 0 | 53.27 | 45.2 | 2 | 0
2030 | MISO_IN_2_PJM_ROR | MISO_IN | PJM_ROR | Internal | Shoulder | B12 | 200 | 992 | 0 | 48.07 | 43.6 | 2 | 0
2030 | MISO_IN_2_PJM_ROR | MISO_IN | PJM_ROR | Internal | Shoulder | B13 | 600 | 992 | 0 | 44.93 | 42.93 | 2 | 0
2030 | MISO_IN_2_PJM_ROR | MISO_IN | PJM_ROR | Internal | Shoulder | B14 | 900 | 992 | 0 | 42.95 | 40.96 | 2 | 0
2030 | MISO_IN_2_PJM_ROR | MISO_IN | PJM_ROR | Internal | Shoulder | B15 | 1203 | 992 | 0 | 38.14 | 35.87 | 2 | 0
2030 | MISO_IN_2_PJM_ROR | MISO_IN | PJM_ROR | Internal | Summer | B1 | 10 | 992 | 0 | 72.37 | 69.28 | 2 | 0
2030 | MISO_IN_2_PJM_ROR | MISO_IN | PJM_ROR | Internal | Summer | B2 | 25 | 992 | 0 | 71.86 | 69.28 | 2 | 0
2030 | MISO_IN_2_PJM_ROR | MISO_IN | PJM_ROR | Internal | Summer | B3 | 75 | 992 | 0 | 70.67 | 66.59 | 2 | 0
2030 | MISO_IN_2_PJM_ROR | MISO_IN | PJM_ROR | Internal | Summer | B4 | 100 | 992 | 0 | 70.65 | 61.16 | 2 | 0
2030 | MISO_IN_2_PJM_ROR | MISO_IN | PJM_ROR | Internal | Summer | B5 | 200 | 992 | 0 | 64.44 | 58.44 | 2 | 0
2030 | MISO_IN_2_PJM_ROR | MISO_IN | PJM_ROR | Internal | Summer | B6 | 300 | 992 | 0 | 49.32 | 46.64 | 2 | 0
2030 | MISO_IN_2_PJM_ROR | MISO_IN | PJM_ROR | Internal | Summer | B7 | 400 | 992 | 0 | 43.33 | 41.33 | 2 | 0
2030 | MISO_IN_2_PJM_ROR | MISO_IN | PJM_ROR | Internal | Summer | B8 | 500 | 992 | 0 | 41.33 | 40.88 | 2 | 0
2030 | MISO_IN_2_PJM_ROR | MISO_IN | PJM_ROR | Internal | Summer | B9 | 800 | 992 | 0 | 39.83 | 37.84 | 2 | 0
2030 | MISO_IN_2_PJM_ROR | MISO_IN | PJM_ROR | Internal | Summer | B10 | 1262 | 992 | 0 | 36.06 | 33.2 | 2 | 0
2030 | MISO_IN_2_PJM_ROR | MISO_IN | PJM_ROR | Internal | Winter | B16 | 25 | 992 | 0 | 52.44 | 46.62 | 2 | 0
2030 | MISO_IN_2_PJM_ROR | MISO_IN | PJM_ROR | Internal | Winter | B17 | 100 | 992 | 0 | 48.79 | 46.79 | 2 | 0
2030 | MISO_IN_2_PJM_ROR | MISO_IN | PJM_ROR | Internal | Winter | B18 | 400 | 992 | 0 | 47.13 | 46.26 | 2 | 0
2030 | MISO_IN_2_PJM_ROR | MISO_IN | PJM_ROR | Internal | Winter | B19 | 700 | 992 | 0 | 44.72 | 42.73 | 2 | 0
2030 | MISO_IN_2_PJM_ROR | MISO_IN | PJM_ROR | Internal | Winter | B20 | 935 | 992 | 0 | 36.34 | 33.19 | 2 | 0
2030 | MISO_MI_2_IESO | MISO_MI | IESO | Internal | Shoulder | B11 | 25 | 1580 | 0 | 53.24 | 40.53 | 8 | 0
2030 | MISO_MI_2_IESO | MISO_MI | IESO | Internal | Shoulder | B12 | 200 | 1580 | 0 | 48.06 | 36.35 | 8 | 0
2030 | MISO_MI_2_IESO | MISO_MI | IESO | Internal | Shoulder | B13 | 600 | 1580 | 0 | 44.94 | 36.34 | 8 | 0
2030 | MISO_MI_2_IESO | MISO_MI | IESO | Internal | Shoulder | B14 | 900 | 1580 | 0 | 42.96 | 35.96 | 8 | 0
2030 | MISO_MI_2_IESO | MISO_MI | IESO | Internal | Shoulder | B15 | 1203 | 1580 | 0 | 38.15 | 34.88 | 8 | 0
2030 | MISO_MI_2_IESO | MISO_MI | IESO | Internal | Summer | B1 | 10 | 1580 | 0 | 72.23 | 65.23 | 8 | 0
2030 | MISO_MI_2_IESO | MISO_MI | IESO | Internal | Summer | B2 | 25 | 1580 | 0 | 71.85 | 55.19 | 8 | 0
2030 | MISO_MI_2_IESO | MISO_MI | IESO | Internal | Summer | B3 | 75 | 1580 | 0 | 67.69 | 48.39 | 8 | 0
2030 | MISO_MI_2_IESO | MISO_MI | IESO | Internal | Summer | B4 | 100 | 1580 | 0 | 66.95 | 46.12 | 8 | 0
2030 | MISO_MI_2_IESO | MISO_MI | IESO | Internal | Summer | B5 | 200 | 1580 | 0 | 60.44 | 43.42 | 8 | 0
2030 | MISO_MI_2_IESO | MISO_MI | IESO | Internal | Summer | B6 | 300 | 1580 | 0 | 49.33 | 42.33 | 8 | 0
2030 | MISO_MI_2_IESO | MISO_MI | IESO | Internal | Summer | B7 | 400 | 1580 | 0 | 43.34 | 36.34 | 8 | 0
2030 | MISO_MI_2_IESO | MISO_MI | IESO | Internal | Summer | B8 | 500 | 1580 | 0 | 41.34 | 34.34 | 8 | 0
2030 | MISO_MI_2_IESO | MISO_MI | IESO | Internal | Summer | B9 | 800 | 1580 | 0 | 39.84 | 32.77 | 8 | 0
2030 | MISO_MI_2_IESO | MISO_MI | IESO | Internal | Summer | B10 | 1262 | 1580 | 0 | 36.08 | 32.77 | 8 | 0
2030 | MISO_MI_2_IESO | MISO_MI | IESO | Internal | Winter | B16 | 25 | 1580 | 0 | 52.43 | 45.43 | 8 | 0
2030 | MISO_MI_2_IESO | MISO_MI | IESO | Internal | Winter | B17 | 100 | 1580 | 0 | 48.79 | 41.79 | 8 | 0
2030 | MISO_MI_2_IESO | MISO_MI | IESO | Internal | Winter | B18 | 400 | 1580 | 0 | 47.14 | 40.14 | 8 | 0
2030 | MISO_MI_2_IESO | MISO_MI | IESO | Internal | Winter | B19 | 700 | 1580 | 0 | 44.73 | 40.14 | 8 | 0
2030 | MISO_MI_2_IESO | MISO_MI | IESO | Internal | Winter | B20 | 935 | 1580 | 0 | 36.35 | 40.14 | 8 | 0
2030 | MISO_MI_2_MISO_IN | MISO_MI | MISO_IN | Internal | Shoulder | B11 | 25 | 2045 | 2045 | 53.24 | 53.27 | 0.01 | 0.01
2030 | MISO_MI_2_MISO_IN | MISO_MI | MISO_IN | Internal | Shoulder | B12 | 200 | 2045 | 363.55 | 48.06 | 48.07 | 0.01 | 0
2030 | MISO_MI_2_MISO_IN | MISO_MI | MISO_IN | Internal | Shoulder | B13 | 600 | 2045 | 0 | 44.94 | 44.93 | 0.01 | 0
2030 | MISO_MI_2_MISO_IN | MISO_MI | MISO_IN | Internal | Shoulder | B14 | 900 | 2045 | 0 | 42.96 | 42.95 | 0.01 | 0
2030 | MISO_MI_2_MISO_IN | MISO_MI | MISO_IN | Internal | Shoulder | B15 | 1203 | 2045 | 0 | 38.15 | 38.14 | 0.01 | 0
2030 | MISO_MI_2_MISO_IN | MISO_MI | MISO_IN | Internal | Summer | B1 | 10 | 2045 | 2045 | 72.23 | 72.37 | 0.01 | 0.13
2030 | MISO_MI_2_MISO_IN | MISO_MI | MISO_IN | Internal | Summer | B2 | 25 | 2045 | 1891.43 | 71.85 | 71.86 | 0.01 | 0
2030 | MISO_MI_2_MISO_IN | MISO_MI | MISO_IN | Internal | Summer | B3 | 75 | 2045 | 2045 | 67.69 | 70.67 | 0.01 | 2.97
2030 | MISO_MI_2_MISO_IN | MISO_MI | MISO_IN | Internal | Summer | B4 | 100 | 2045 | 2045 | 66.95 | 70.65 | 0.01 | 3.69
2030 | MISO_MI_2_MISO_IN | MISO_MI | MISO_IN | Internal | Summer | B5 | 200 | 2045 | 2045 | 60.44 | 64.44 | 0.01 | 3.99
2030 | MISO_MI_2_MISO_IN | MISO_MI | MISO_IN | Internal | Summer | B6 | 300 | 2045 | 0 | 49.33 | 49.32 | 0.01 | 0
2030 | MISO_MI_2_MISO_IN | MISO_MI | MISO_IN | Internal | Summer | B7 | 400 | 2045 | 0 | 43.34 | 43.33 | 0.01 | 0
2030 | MISO_MI_2_MISO_IN | MISO_MI | MISO_IN | Internal | Summer | B8 | 500 | 2045 | 0 | 41.34 | 41.33 | 0.01 | 0
2030 | MISO_MI_2_MISO_IN | MISO_MI | MISO_IN | Internal | Summer | B9 | 800 | 2045 | 0 | 39.84 | 39.83 | 0.01 | 0
2030 | MISO_MI_2_MISO_IN | MISO_MI | MISO_IN | Internal | Summer | B10 | 1262 | 2045 | 0 | 36.08 | 36.06 | 0.01 | 0
2030 | MISO_MI_2_MISO_IN | MISO_MI | MISO_IN | Internal | Winter | B16 | 25 | 2045 | 1766.08 | 52.43 | 52.44 | 0.01 | 0
2030 | MISO_MI_2_MISO_IN | MISO_MI | MISO_IN | Internal | Winter | B17 | 100 | 2045 | 0 | 48.79 | 48.79 | 0.01 | 0
2030 | MISO_MI_2_MISO_IN | MISO_MI | MISO_IN | Internal | Winter | B18 | 400 | 2045 | 0 | 47.14 | 47.13 | 0.01 | 0
2030 | MISO_MI_2_MISO_IN | MISO_MI | MISO_IN | Internal | Winter | B19 | 700 | 2045 | 0 | 44.73 | 44.72 | 0.01 | 0
2030 | MISO_MI_2_MISO_IN | MISO_MI | MISO_IN | Internal | Winter | B20 | 935 | 2045 | 0 | 36.35 | 36.34 | 0.01 | 0
2030 | MISO_MI_2_MISO_WUMS | MISO_MI | MISO_WUMS | Internal | Shoulder | B11 | 25 | 947 | 0 | 53.24 | 53.23 | 0.01 | 0
2030 | MISO_MI_2_MISO_WUMS | MISO_MI | MISO_WUMS | Internal | Shoulder | B12 | 200 | 947 | 0 | 48.06 | 45.6 | 0.01 | 0
2030 | MISO_MI_2_MISO_WUMS | MISO_MI | MISO_WUMS | Internal | Shoulder | B13 | 600 | 947 | 0 | 44.94 | 44.05 | 0.01 | 0
2030 | MISO_MI_2_MISO_WUMS | MISO_MI | MISO_WUMS | Internal | Shoulder | B14 | 900 | 947 | 0 | 42.96 | 42.45 | 0.01 | 0
2030 | MISO_MI_2_MISO_WUMS | MISO_MI | MISO_WUMS | Internal | Shoulder | B15 | 1203 | 947 | 0 | 38.15 | 38.14 | 0.01 | 0
2030 | MISO_MI_2_MISO_WUMS | MISO_MI | MISO_WUMS | Internal | Summer | B1 | 10 | 947 | 0 | 72.23 | 67.68 | 0.01 | 0
2030 | MISO_MI_2_MISO_WUMS | MISO_MI | MISO_WUMS | Internal | Summer | B2 | 25 | 947 | 0 | 71.85 | 67.68 | 0.01 | 0
2030 | MISO_MI_2_MISO_WUMS | MISO_MI | MISO_WUMS | Internal | Summer | B3 | 75 | 947 | 0 | 67.69 | 67.68 | 0.01 | 0
2030 | MISO_MI_2_MISO_WUMS | MISO_MI | MISO_WUMS | Internal | Summer | B4 | 100 | 947 | 685.59 | 66.95 | 66.96 | 0.01 | 0
2030 | MISO_MI_2_MISO_WUMS | MISO_MI | MISO_WUMS | Internal | Summer | B5 | 200 | 947 | 103.33 | 60.44 | 60.45 | 0.01 | 0
2030 | MISO_MI_2_MISO_WUMS | MISO_MI | MISO_WUMS | Internal | Summer | B6 | 300 | 947 | 0 | 49.33 | 49.29 | 0.01 | 0
2030 | MISO_MI_2_MISO_WUMS | MISO_MI | MISO_WUMS | Internal | Summer | B7 | 400 | 947 | 0 | 43.34 | 43.32 | 0.01 | 0
2030 | MISO_MI_2_MISO_WUMS | MISO_MI | MISO_WUMS | Internal | Summer | B8 | 500 | 947 | 0 | 41.34 | 40.85 | 0.01 | 0
2030 | MISO_MI_2_MISO_WUMS | MISO_MI | MISO_WUMS | Internal | Summer | B9 | 800 | 947 | 0 | 39.84 | 39.84 | 0.01 | 0
2030 | MISO_MI_2_MISO_WUMS | MISO_MI | MISO_WUMS | Internal | Summer | B10 | 1262 | 947 | 0 | 36.08 | 36.06 | 0.01 | 0
2030 | MISO_MI_2_MISO_WUMS | MISO_MI | MISO_WUMS | Internal | Winter | B16 | 25 | 947 | 0 | 52.43 | 47.48 | 0.01 | 0
2030 | MISO_MI_2_MISO_WUMS | MISO_MI | MISO_WUMS | Internal | Winter | B17 | 100 | 947 | 0 | 48.79 | 45.53 | 0.01 | 0
2030 | MISO_MI_2_MISO_WUMS | MISO_MI | MISO_WUMS | Internal | Winter | B18 | 400 | 947 | 0 | 47.14 | 45.53 | 0.01 | 0
2030 | MISO_MI_2_MISO_WUMS | MISO_MI | MISO_WUMS | Internal | Winter | B19 | 700 | 947 | 0 | 44.73 | 44.72 | 0.01 | 0
2030 | MISO_MI_2_MISO_WUMS | MISO_MI | MISO_WUMS | Internal | Winter | B20 | 935 | 947 | 0 | 36.35 | 36.34 | 0.01 | 0
2030 | MISO_MI_2_PJM_ROR | MISO_MI | PJM_ROR | Internal | Shoulder | B11 | 25 | 1424 | 0 | 53.24 | 45.2 | 2 | 0
2030 | MISO_MI_2_PJM_ROR | MISO_MI | PJM_ROR | Internal | Shoulder | B12 | 200 | 1424 | 0 | 48.06 | 43.6 | 2 | 0
2030 | MISO_MI_2_PJM_ROR | MISO_MI | PJM_ROR | Internal | Shoulder | B13 | 600 | 1424 | 0 | 44.94 | 42.93 | 2 | 0
2030 | MISO_MI_2_PJM_ROR | MISO_MI | PJM_ROR | Internal | Shoulder | B14 | 900 | 1424 | 0 | 42.96 | 40.96 | 2 | 0
2030 | MISO_MI_2_PJM_ROR | MISO_MI | PJM_ROR | Internal | Shoulder | B15 | 1203 | 1424 | 0 | 38.15 | 35.87 | 2 | 0
2030 | MISO_MI_2_PJM_ROR | MISO_MI | PJM_ROR | Internal | Summer | B1 | 10 | 1424 | 0 | 72.23 | 69.28 | 2 | 0
2030 | MISO_MI_2_PJM_ROR | MISO_MI | PJM_ROR | Internal | Summer | B2 | 25 | 1424 | 0 | 71.85 | 69.28 | 2 | 0
2030 | MISO_MI_2_PJM_ROR | MISO_MI | PJM_ROR | Internal | Summer | B3 | 75 | 1424 | 0 | 67.69 | 66.59 | 2 | 0
2030 | MISO_MI_2_PJM_ROR | MISO_MI | PJM_ROR | Internal | Summer | B4 | 100 | 1424 | 0 | 66.95 | 61.16 | 2 | 0
2030 | MISO_MI_2_PJM_ROR | MISO_MI | PJM_ROR | Internal | Summer | B5 | 200 | 1424 | 0 | 60.44 | 58.44 | 2 | 0
2030 | MISO_MI_2_PJM_ROR | MISO_MI | PJM_ROR | Internal | Summer | B6 | 300 | 1424 | 0 | 49.33 | 46.64 | 2 | 0
2030 | MISO_MI_2_PJM_ROR | MISO_MI | PJM_ROR | Internal | Summer | B7 | 400 | 1424 | 0 | 43.34 | 41.33 | 2 | 0
2030 | MISO_MI_2_PJM_ROR | MISO_MI | PJM_ROR | Internal | Summer | B8 | 500 | 1424 | 0 | 41.34 | 40.88 | 2 | 0
2030 | MISO_MI_2_PJM_ROR | MISO_MI | PJM_ROR | Internal | Summer | B9 | 800 | 1424 | 0 | 39.84 | 37.84 | 2 | 0
2030 | MISO_MI_2_PJM_ROR | MISO_MI | PJM_ROR | Internal | Summer | B10 | 1262 | 1424 | 0 | 36.08 | 33.2 | 2 | 0
2030 | MISO_MI_2_PJM_ROR | MISO_MI | PJM_ROR | Internal | Winter | B16 | 25 | 1424 | 0 | 52.43 | 46.62 | 2 | 0
2030 | MISO_MI_2_PJM_ROR | MISO_MI | PJM_ROR | Internal | Winter | B17 | 100 | 1424 | 0 | 48.79 | 46.79 | 2 | 0
2030 | MISO_MI_2_PJM_ROR | MISO_MI | PJM_ROR | Internal | Winter | B18 | 400 | 1424 | 0 | 47.14 | 46.26 | 2 | 0
2030 | MISO_MI_2_PJM_ROR | MISO_MI | PJM_ROR | Internal | Winter | B19 | 700 | 1424 | 0 | 44.73 | 42.73 | 2 | 0
2030 | MISO_MI_2_PJM_ROR | MISO_MI | PJM_ROR | Internal | Winter | B20 | 935 | 1424 | 0 | 36.35 | 33.19 | 2 | 0
2030 | MISO_MO-IL_2_ENT | MISO_MO-IL | ENT | Internal | Shoulder | B11 | 25 | 2540 | 0 | 53.26 | 58.26 | 8 | 0
2030 | MISO_MO-IL_2_ENT | MISO_MO-IL | ENT | Internal | Shoulder | B12 | 200 | 2540 | 0 | 45.32 | 47.35 | 8 | 0
2030 | MISO_MO-IL_2_ENT | MISO_MO-IL | ENT | Internal | Shoulder | B13 | 600 | 2540 | 0 | 44.05 | 47.35 | 8 | 0
2030 | MISO_MO-IL_2_ENT | MISO_MO-IL | ENT | Internal | Shoulder | B14 | 900 | 2540 | 0 | 40.16 | 45.46 | 8 | 0
2030 | MISO_MO-IL_2_ENT | MISO_MO-IL | ENT | Internal | Shoulder | B15 | 1203 | 2540 | 0 | 37.62 | 45.46 | 8 | 0
2030 | MISO_MO-IL_2_ENT | MISO_MO-IL | ENT | Internal | Summer | B1 | 10 | 2540 | 0 | 72.38 | 77.49 | 8 | 0
2030 | MISO_MO-IL_2_ENT | MISO_MO-IL | ENT | Internal | Summer | B2 | 25 | 2540 | 0 | 71.85 | 76.19 | 8 | 0
2030 | MISO_MO-IL_2_ENT | MISO_MO-IL | ENT | Internal | Summer | B3 | 75 | 2540 | 0 | 70.66 | 69.81 | 8 | 0
2030 | MISO_MO-IL_2_ENT | MISO_MO-IL | ENT | Internal | Summer | B4 | 100 | 2540 | 0 | 70.66 | 67.94 | 8 | 0
2030 | MISO_MO-IL_2_ENT | MISO_MO-IL | ENT | Internal | Summer | B5 | 200 | 2540 | 0 | 64.43 | 64.44 | 8 | 0
2030 | MISO_MO-IL_2_ENT | MISO_MO-IL | ENT | Internal | Summer | B6 | 300 | 2540 | 144.85 | 49.31 | 57.31 | 8 | 0
2030 | MISO_MO-IL_2_ENT | MISO_MO-IL | ENT | Internal | Summer | B7 | 400 | 2540 | 0 | 43.32 | 45.68 | 8 | 0
2030 | MISO_MO-IL_2_ENT | MISO_MO-IL | ENT | Internal | Summer | B8 | 500 | 2540 | 0 | 40.49 | 45.68 | 8 | 0
2030 | MISO_MO-IL_2_ENT | MISO_MO-IL | ENT | Internal | Summer | B9 | 800 | 2540 | 0 | 39.62 | 45.36 | 8 | 0
2030 | MISO_MO-IL_2_ENT | MISO_MO-IL | ENT | Internal | Summer | B10 | 1262 | 2540 | 2540 | 35.2 | 43.87 | 8 | 0.67
2030 | MISO_MO-IL_2_ENT | MISO_MO-IL | ENT | Internal | Winter | B16 | 25 | 2540 | 0 | 47.48 | 52.48 | 8 | 0
2030 | MISO_MO-IL_2_ENT | MISO_MO-IL | ENT | Internal | Winter | B17 | 100 | 2540 | 0 | 44.79 | 50.28 | 8 | 0
2030 | MISO_MO-IL_2_ENT | MISO_MO-IL | ENT | Internal | Winter | B18 | 400 | 2540 | 0 | 44.57 | 49.57 | 8 | 0
2030 | MISO_MO-IL_2_ENT | MISO_MO-IL | ENT | Internal | Winter | B19 | 700 | 2540 | 0 | 42.49 | 48.62 | 8 | 0
2030 | MISO_MO-IL_2_ENT | MISO_MO-IL | ENT | Internal | Winter | B20 | 935 | 2540 | 2474.34 | 36.34 | 44.34 | 8 | 0
2030 | MISO_MO-IL_2_MISO_IN | MISO_MO-IL | MISO_IN | Internal | Shoulder | B11 | 25 | 2100 | 1118.45 | 53.26 | 53.27 | 0.01 | 0
2030 | MISO_MO-IL_2_MISO_IN | MISO_MO-IL | MISO_IN | Internal | Shoulder | B12 | 200 | 2100 | 2100 | 45.32 | 48.07 | 0.01 | 2.73
2030 | MISO_MO-IL_2_MISO_IN | MISO_MO-IL | MISO_IN | Internal | Shoulder | B13 | 600 | 2100 | 2100 | 44.05 | 44.93 | 0.01 | 0.87
2030 | MISO_MO-IL_2_MISO_IN | MISO_MO-IL | MISO_IN | Internal | Shoulder | B14 | 900 | 2100 | 2100 | 40.16 | 42.95 | 0.01 | 2.78
2030 | MISO_MO-IL_2_MISO_IN | MISO_MO-IL | MISO_IN | Internal | Shoulder | B15 | 1203 | 2100 | 2100 | 37.62 | 38.14 | 0.01 | 0.51
2030 | MISO_MO-IL_2_MISO_IN | MISO_MO-IL | MISO_IN | Internal | Summer | B1 | 10 | 2100 | 0 | 72.38 | 72.37 | 0.01 | 0
2030 | MISO_MO-IL_2_MISO_IN | MISO_MO-IL | MISO_IN | Internal | Summer | B2 | 25 | 2100 | 1938.98 | 71.85 | 71.86 | 0.01 | 0
2030 | MISO_MO-IL_2_MISO_IN | MISO_MO-IL | MISO_IN | Internal | Summer | B3 | 75 | 2100 | 807.41 | 70.66 | 70.67 | 0.01 | 0
2030 | MISO_MO-IL_2_MISO_IN | MISO_MO-IL | MISO_IN | Internal | Summer | B4 | 100 | 2100 | 0 | 70.66 | 70.65 | 0.01 | 0
2030 | MISO_MO-IL_2_MISO_IN | MISO_MO-IL | MISO_IN | Internal | Summer | B5 | 200 | 2100 | 578.7 | 64.43 | 64.44 | 0.01 | 0
2030 | MISO_MO-IL_2_MISO_IN | MISO_MO-IL | MISO_IN | Internal | Summer | B6 | 300 | 2100 | 1676.72 | 49.31 | 49.32 | 0.01 | 0
2030 | MISO_MO-IL_2_MISO_IN | MISO_MO-IL | MISO_IN | Internal | Summer | B7 | 400 | 2100 | 789.24 | 43.32 | 43.33 | 0.01 | 0
2030 | MISO_MO-IL_2_MISO_IN | MISO_MO-IL | MISO_IN | Internal | Summer | B8 | 500 | 2100 | 2100 | 40.49 | 41.33 | 0.01 | 0.83
2030 | MISO_MO-IL_2_MISO_IN | MISO_MO-IL | MISO_IN | Internal | Summer | B9 | 800 | 2100 | 2100 | 39.62 | 39.83 | 0.01 | 0.19
2030 | MISO_MO-IL_2_MISO_IN | MISO_MO-IL | MISO_IN | Internal | Summer | B10 | 1262 | 2100 | 2100 | 35.2 | 36.06 | 0.01 | 0.85
2030 | MISO_MO-IL_2_MISO_IN | MISO_MO-IL | MISO_IN | Internal | Winter | B16 | 25 | 2100 | 2100 | 47.48 | 52.44 | 0.01 | 4.95
2030 | MISO_MO-IL_2_MISO_IN | MISO_MO-IL | MISO_IN | Internal | Winter | B17 | 100 | 2100 | 2100 | 44.79 | 48.79 | 0.01 | 3.99
2030 | MISO_MO-IL_2_MISO_IN | MISO_MO-IL | MISO_IN | Internal | Winter | B18 | 400 | 2100 | 2100 | 44.57 | 47.13 | 0.01 | 2.54
2030 | MISO_MO-IL_2_MISO_IN | MISO_MO-IL | MISO_IN | Internal | Winter | B19 | 700 | 2100 | 2100 | 42.49 | 44.72 | 0.01 | 2.22
2030 | MISO_MO-IL_2_MISO_IN | MISO_MO-IL | MISO_IN | Internal | Winter | B20 | 935 | 2100 | 0 | 36.34 | 36.34 | 0.01 | 0
2030 | MISO_MO-IL_2_MISO_W | MISO_MO-IL | MISO_W | Internal | Shoulder | B11 | 25 | 960 | 0 | 53.26 | 53.24 | 0.01 | 0
2030 | MISO_MO-IL_2_MISO_W | MISO_MO-IL | MISO_W | Internal | Shoulder | B12 | 200 | 960 | 0 | 45.32 | 45.31 | 0.01 | 0
2030 | MISO_MO-IL_2_MISO_W | MISO_MO-IL | MISO_W | Internal | Shoulder | B13 | 600 | 960 | 0 | 44.05 | 44.03 | 0.01 | 0
2030 | MISO_MO-IL_2_MISO_W | MISO_MO-IL | MISO_W | Internal | Shoulder | B14 | 900 | 960 | 0 | 40.16 | 40.14 | 0.01 | 0
2030 | MISO_MO-IL_2_MISO_W | MISO_MO-IL | MISO_W | Internal | Shoulder | B15 | 1203 | 960 | 0 | 37.62 | 37.61 | 0.01 | 0
2030 | MISO_MO-IL_2_MISO_W | MISO_MO-IL | MISO_W | Internal | Summer | B1 | 10 | 960 | 0 | 72.38 | 72.37 | 0.01 | 0
2030 | MISO_MO-IL_2_MISO_W | MISO_MO-IL | MISO_W | Internal | Summer | B2 | 25 | 960 | 0 | 71.85 | 71.83 | 0.01 | 0
2030 | MISO_MO-IL_2_MISO_W | MISO_MO-IL | MISO_W | Internal | Summer | B3 | 75 | 960 | 960 | 70.66 | 71.83 | 0.01 | 1.16
2030 | MISO_MO-IL_2_MISO_W | MISO_MO-IL | MISO_W | Internal | Summer | B4 | 100 | 960 | 0 | 70.66 | 70.65 | 0.01 | 0
2030 | MISO_MO-IL_2_MISO_W | MISO_MO-IL | MISO_W | Internal | Summer | B5 | 200 | 960 | 0 | 64.43 | 64.42 | 0.01 | 0
2030 | MISO_MO-IL_2_MISO_W | MISO_MO-IL | MISO_W | Internal | Summer | B6 | 300 | 960 | 0 | 49.31 | 49.3 | 0.01 | 0
2030 | MISO_MO-IL_2_MISO_W | MISO_MO-IL | MISO_W | Internal | Summer | B7 | 400 | 960 | 0 | 43.32 | 43.31 | 0.01 | 0
2030 | MISO_MO-IL_2_MISO_W | MISO_MO-IL | MISO_W | Internal | Summer | B8 | 500 | 960 | 0 | 40.49 | 40.48 | 0.01 | 0
2030 | MISO_MO-IL_2_MISO_W | MISO_MO-IL | MISO_W | Internal | Summer | B9 | 800 | 960 | 0 | 39.62 | 39.61 | 0.01 | 0
2030 | MISO_MO-IL_2_MISO_W | MISO_MO-IL | MISO_W | Internal | Summer | B10 | 1262 | 960 | 0 | 35.2 | 35.19 | 0.01 | 0
2030 | MISO_MO-IL_2_MISO_W | MISO_MO-IL | MISO_W | Internal | Winter | B16 | 25 | 960 | 0 | 47.48 | 47.47 | 0.01 | 0
2030 | MISO_MO-IL_2_MISO_W | MISO_MO-IL | MISO_W | Internal | Winter | B17 | 100 | 960 | 0 | 44.79 | 44.78 | 0.01 | 0
2030 | MISO_MO-IL_2_MISO_W | MISO_MO-IL | MISO_W | Internal | Winter | B18 | 400 | 960 | 0 | 44.57 | 44.56 | 0.01 | 0
2030 | MISO_MO-IL_2_MISO_W | MISO_MO-IL | MISO_W | Internal | Winter | B19 | 700 | 960 | 0 | 42.49 | 42.48 | 0.01 | 0
2030 | MISO_MO-IL_2_MISO_W | MISO_MO-IL | MISO_W | Internal | Winter | B20 | 935 | 960 | 0 | 36.34 | 36.33 | 0.01 | 0
2030 | MISO_MO-IL_2_PJM_ROR | MISO_MO-IL | PJM_ROR | Internal | Shoulder | B11 | 25 | 1212 | 0 | 53.26 | 45.2 | 2 | 0
2030 | MISO_MO-IL_2_PJM_ROR | MISO_MO-IL | PJM_ROR | Internal | Shoulder | B12 | 200 | 1212 | 0 | 45.32 | 43.6 | 2 | 0
2030 | MISO_MO-IL_2_PJM_ROR | MISO_MO-IL | PJM_ROR | Internal | Shoulder | B13 | 600 | 1212 | 0 | 44.05 | 42.93 | 2 | 0
2030 | MISO_MO-IL_2_PJM_ROR | MISO_MO-IL | PJM_ROR | Internal | Shoulder | B14 | 900 | 1212 | 0 | 40.16 | 40.96 | 2 | 0
2030 | MISO_MO-IL_2_PJM_ROR | MISO_MO-IL | PJM_ROR | Internal | Shoulder | B15 | 1203 | 1212 | 0 | 37.62 | 35.87 | 2 | 0
2030 | MISO_MO-IL_2_PJM_ROR | MISO_MO-IL | PJM_ROR | Internal | Summer | B1 | 10 | 1212 | 0 | 72.38 | 69.28 | 2 | 0
2030 | MISO_MO-IL_2_PJM_ROR | MISO_MO-IL | PJM_ROR | Internal | Summer | B2 | 25 | 1212 | 0 | 71.85 | 69.28 | 2 | 0
2030 | MISO_MO-IL_2_PJM_ROR | MISO_MO-IL | PJM_ROR | Internal | Summer | B3 | 75 | 1212 | 0 | 70.66 | 66.59 | 2 | 0
2030 | MISO_MO-IL_2_PJM_ROR | MISO_MO-IL | PJM_ROR | Internal | Summer | B4 | 100 | 1212 | 0 | 70.66 | 61.16 | 2 | 0
2030 | MISO_MO-IL_2_PJM_ROR | MISO_MO-IL | PJM_ROR | Internal | Summer | B5 | 200 | 1212 | 0 | 64.43 | 58.44 | 2 | 0
2030 | MISO_MO-IL_2_PJM_ROR | MISO_MO-IL | PJM_ROR | Internal | Summer | B6 | 300 | 1212 | 0 | 49.31 | 46.64 | 2 | 0
2030 | MISO_MO-IL_2_PJM_ROR | MISO_MO-IL | PJM_ROR | Internal | Summer | B7 | 400 | 1212 | 0 | 43.32 | 41.33 | 2 | 0
2030 | MISO_MO-IL_2_PJM_ROR | MISO_MO-IL | PJM_ROR | Internal | Summer | B8 | 500 | 1212 | 0 | 40.49 | 40.88 | 2 | 0
2030 | MISO_MO-IL_2_PJM_ROR | MISO_MO-IL | PJM_ROR | Internal | Summer | B9 | 800 | 1212 | 0 | 39.62 | 37.84 | 2 | 0
2030 | MISO_MO-IL_2_PJM_ROR | MISO_MO-IL | PJM_ROR | Internal | Summer | B10 | 1262 | 1212 | 0 | 35.2 | 33.2 | 2 | 0
2030 | MISO_MO-IL_2_PJM_ROR | MISO_MO-IL | PJM_ROR | Internal | Winter | B16 | 25 | 1212 | 0 | 47.48 | 46.62 | 2 | 0
2030 | MISO_MO-IL_2_PJM_ROR | MISO_MO-IL | PJM_ROR | Internal | Winter | B17 | 100 | 1212 | 105.88 | 44.79 | 46.79 | 2 | 0
2030 | MISO_MO-IL_2_PJM_ROR | MISO_MO-IL | PJM_ROR | Internal | Winter | B18 | 400 | 1212 | 0 | 44.57 | 46.26 | 2 | 0
2030 | MISO_MO-IL_2_PJM_ROR | MISO_MO-IL | PJM_ROR | Internal | Winter | B19 | 700 | 1212 | 0 | 42.49 | 42.73 | 2 | 0
2030 | MISO_MO-IL_2_PJM_ROR | MISO_MO-IL | PJM_ROR | Internal | Winter | B20 | 935 | 1212 | 0 | 36.34 | 33.19 | 2 | 0
2030 | MISO_MO-IL_2_SPP_N | MISO_MO-IL | SPP_N | Internal | Shoulder | B11 | 25 | 2000 | 0 | 53.26 | 53.26 | 8 | 0
2030 | MISO_MO-IL_2_SPP_N | MISO_MO-IL | SPP_N | Internal | Shoulder | B12 | 200 | 2000 | 0 | 45.32 | 45.28 | 8 | 0
2030 | MISO_MO-IL_2_SPP_N | MISO_MO-IL | SPP_N | Internal | Shoulder | B13 | 600 | 2000 | 0 | 44.05 | 44.05 | 8 | 0
2030 | MISO_MO-IL_2_SPP_N | MISO_MO-IL | SPP_N | Internal | Shoulder | B14 | 900 | 2000 | 0 | 40.16 | 40.16 | 8 | 0
2030 | MISO_MO-IL_2_SPP_N | MISO_MO-IL | SPP_N | Internal | Shoulder | B15 | 1203 | 2000 | 0 | 37.62 | 37.62 | 8 | 0
2030 | MISO_MO-IL_2_SPP_N | MISO_MO-IL | SPP_N | Internal | Summer | B1 | 10 | 2000 | 0 | 72.38 | 72.49 | 8 | 0
2030 | MISO_MO-IL_2_SPP_N | MISO_MO-IL | SPP_N | Internal | Summer | B2 | 25 | 2000 | 0 | 71.85 | 74.25 | 8 | 0
2030 | MISO_MO-IL_2_SPP_N | MISO_MO-IL | SPP_N | Internal | Summer | B3 | 75 | 2000 | 0 | 70.66 | 75.21 | 8 | 0
2030 | MISO_MO-IL_2_SPP_N | MISO_MO-IL | SPP_N | Internal | Summer | B4 | 100 | 2000 | 0 | 70.66 | 74.25 | 8 | 0
2030 | MISO_MO-IL_2_SPP_N | MISO_MO-IL | SPP_N | Internal | Summer | B5 | 200 | 2000 | 0 | 64.43 | 69.26 | 8 | 0
2030 | MISO_MO-IL_2_SPP_N | MISO_MO-IL | SPP_N | Internal | Summer | B6 | 300 | 2000 | 0 | 49.31 | 56.3 | 8 | 0
2030 | MISO_MO-IL_2_SPP_N | MISO_MO-IL | SPP_N | Internal | Summer | B7 | 400 | 2000 | 0 | 43.32 | 45.2 | 8 | 0
2030 | MISO_MO-IL_2_SPP_N | MISO_MO-IL | SPP_N | Internal | Summer | B8 | 500 | 2000 | 0 | 40.49 | 43.67 | 8 | 0
2030 | MISO_MO-IL_2_SPP_N | MISO_MO-IL | SPP_N | Internal | Summer | B9 | 800 | 2000 | 0 | 39.62 | 43.29 | 8 | 0
2030 | MISO_MO-IL_2_SPP_N | MISO_MO-IL | SPP_N | Internal | Summer | B10 | 1262 | 2000 | 0 | 35.2 | 38.79 | 8 | 0
2030 | MISO_MO-IL_2_SPP_N | MISO_MO-IL | SPP_N | Internal | Winter | B16 | 25 | 2000 | 0 | 47.48 | 47.48 | 8 | 0
2030 | MISO_MO-IL_2_SPP_N | MISO_MO-IL | SPP_N | Internal | Winter | B17 | 100 | 2000 | 0 | 44.79 | 44.79 | 8 | 0
2030 | MISO_MO-IL_2_SPP_N | MISO_MO-IL | SPP_N | Internal | Winter | B18 | 400 | 2000 | 0 | 44.57 | 44.57 | 8 | 0
2030 | MISO_MO-IL_2_SPP_N | MISO_MO-IL | SPP_N | Internal | Winter | B19 | 700 | 2000 | 0 | 42.49 | 42.48 | 8 | 0
2030 | MISO_MO-IL_2_SPP_N | MISO_MO-IL | SPP_N | Internal | Winter | B20 | 935 | 2000 | 0 | 36.34 | 36.34 | 8 | 0
2030 | MISO_MO-IL_2_TVA_Transmission | MISO_MO-IL | TVA_Transmission | Internal | Shoulder | B11 | 25 | 4000 | 0 | 53.26 | 51.2 | 8 | 0
2030 | MISO_MO-IL_2_TVA_Transmission | MISO_MO-IL | TVA_Transmission | Internal | Shoulder | B12 | 200 | 4000 | 0 | 45.32 | 48.41 | 8 | 0
2030 | MISO_MO-IL_2_TVA_Transmission | MISO_MO-IL | TVA_Transmission | Internal | Shoulder | B13 | 600 | 4000 | 0 | 44.05 | 46.14 | 8 | 0
2030 | MISO_MO-IL_2_TVA_Transmission | MISO_MO-IL | TVA_Transmission | Internal | Shoulder | B14 | 900 | 4000 | 0 | 40.16 | 44.42 | 8 | 0
2030 | MISO_MO-IL_2_TVA_Transmission | MISO_MO-IL | TVA_Transmission | Internal | Shoulder | B15 | 1203 | 4000 | 0 | 37.62 | 39.09 | 8 | 0
2030 | MISO_MO-IL_2_TVA_Transmission | MISO_MO-IL | TVA_Transmission | Internal | Summer | B1 | 10 | 4000 | 1187 | 72.38 | 80.38 | 8 | 0
2030 | MISO_MO-IL_2_TVA_Transmission | MISO_MO-IL | TVA_Transmission | Internal | Summer | B2 | 25 | 4000 | 297.13 | 71.85 | 79.85 | 8 | 0
2030 | MISO_MO-IL_2_TVA_Transmission | MISO_MO-IL | TVA_Transmission | Internal | Summer | B3 | 75 | 4000 | 0 | 70.66 | 72.59 | 8 | 0
2030 | MISO_MO-IL_2_TVA_Transmission | MISO_MO-IL | TVA_Transmission | Internal | Summer | B4 | 100 | 4000 | 0 | 70.66 | 67.13 | 8 | 0
2030 | MISO_MO-IL_2_TVA_Transmission | MISO_MO-IL | TVA_Transmission | Internal | Summer | B5 | 200 | 4000 | 0 | 64.43 | 63.44 | 8 | 0
2030 | MISO_MO-IL_2_TVA_Transmission | MISO_MO-IL | TVA_Transmission | Internal | Summer | B6 | 300 | 4000 | 0 | 49.31 | 51.65 | 8 | 0
2030 | MISO_MO-IL_2_TVA_Transmission | MISO_MO-IL | TVA_Transmission | Internal | Summer | B7 | 400 | 4000 | 0 | 43.32 | 46.22 | 8 | 0
2030 | MISO_MO-IL_2_TVA_Transmission | MISO_MO-IL | TVA_Transmission | Internal | Summer | B8 | 500 | 4000 | 0 | 40.49 | 43.13 | 8 | 0
2030 | MISO_MO-IL_2_TVA_Transmission | MISO_MO-IL | TVA_Transmission | Internal | Summer | B9 | 800 | 4000 | 0 | 39.62 | 41.12 | 8 | 0
2030 | MISO_MO-IL_2_TVA_Transmission | MISO_MO-IL | TVA_Transmission | Internal | Summer | B10 | 1262 | 4000 | 0 | 35.2 | 38.05 | 8 | 0
2030 | MISO_MO-IL_2_TVA_Transmission | MISO_MO-IL | TVA_Transmission | Internal | Winter | B16 | 25 | 4000 | 0 | 47.48 | 52.62 | 8 | 0
2030 | MISO_MO-IL_2_TVA_Transmission | MISO_MO-IL | TVA_Transmission | Internal | Winter | B17 | 100 | 4000 | 0 | 44.79 | 50.78 | 8 | 0
2030 | MISO_MO-IL_2_TVA_Transmission | MISO_MO-IL | TVA_Transmission | Internal | Winter | B18 | 400 | 4000 | 0 | 44.57 | 47.5 | 8 | 0
2030 | MISO_MO-IL_2_TVA_Transmission | MISO_MO-IL | TVA_Transmission | Internal | Winter | B19 | 700 | 4000 | 0 | 42.49 | 44.32 | 8 | 0
2030 | MISO_MO-IL_2_TVA_Transmission | MISO_MO-IL | TVA_Transmission | Internal | Winter | B20 | 935 | 4000 | 0 | 36.34 | 39.19 | 8 | 0
2030 | MISO_W_2_IESO | MISO_W | IESO | Internal | Shoulder | B11 | 25 | 90 | 0 | 53.24 | 40.53 | 8 | 0
2030 | MISO_W_2_IESO | MISO_W | IESO | Internal | Shoulder | B12 | 200 | 90 | 0 | 45.31 | 36.35 | 8 | 0
2030 | MISO_W_2_IESO | MISO_W | IESO | Internal | Shoulder | B13 | 600 | 90 | 0 | 44.03 | 36.34 | 8 | 0
2030 | MISO_W_2_IESO | MISO_W | IESO | Internal | Shoulder | B14 | 900 | 90 | 0 | 40.14 | 35.96 | 8 | 0
2030 | MISO_W_2_IESO | MISO_W | IESO | Internal | Shoulder | B15 | 1203 | 90 | 0 | 37.61 | 34.88 | 8 | 0
2030 | MISO_W_2_IESO | MISO_W | IESO | Internal | Summer | B1 | 10 | 90 | 0 | 72.37 | 65.23 | 8 | 0
2030 | MISO_W_2_IESO | MISO_W | IESO | Internal | Summer | B2 | 25 | 90 | 0 | 71.83 | 55.19 | 8 | 0
2030 | MISO_W_2_IESO | MISO_W | IESO | Internal | Summer | B3 | 75 | 90 | 0 | 71.83 | 48.39 | 8 | 0
2030 | MISO_W_2_IESO | MISO_W | IESO | Internal | Summer | B4 | 100 | 90 | 0 | 70.65 | 46.12 | 8 | 0
2030 | MISO_W_2_IESO | MISO_W | IESO | Internal | Summer | B5 | 200 | 90 | 0 | 64.42 | 43.42 | 8 | 0
2030 | MISO_W_2_IESO | MISO_W | IESO | Internal | Summer | B6 | 300 | 90 | 0 | 49.3 | 42.33 | 8 | 0
2030 | MISO_W_2_IESO | MISO_W | IESO | Internal | Summer | B7 | 400 | 90 | 0 | 43.31 | 36.34 | 8 | 0
2030 | MISO_W_2_IESO | MISO_W | IESO | Internal | Summer | B8 | 500 | 90 | 0 | 40.48 | 34.34 | 8 | 0
2030 | MISO_W_2_IESO | MISO_W | IESO | Internal | Summer | B9 | 800 | 90 | 0 | 39.61 | 32.77 | 8 | 0
2030 | MISO_W_2_IESO | MISO_W | IESO | Internal | Summer | B10 | 1262 | 90 | 0 | 35.19 | 32.77 | 8 | 0
2030 | MISO_W_2_IESO | MISO_W | IESO | Internal | Winter | B16 | 25 | 90 | 0 | 47.47 | 45.43 | 8 | 0
2030 | MISO_W_2_IESO | MISO_W | IESO | Internal | Winter | B17 | 100 | 90 | 0 | 44.78 | 41.79 | 8 | 0
2030 | MISO_W_2_IESO | MISO_W | IESO | Internal | Winter | B18 | 400 | 90 | 0 | 44.56 | 40.14 | 8 | 0
2030 | MISO_W_2_IESO | MISO_W | IESO | Internal | Winter | B19 | 700 | 90 | 0 | 42.48 | 40.14 | 8 | 0
2030 | MISO_W_2_IESO | MISO_W | IESO | Internal | Winter | B20 | 935 | 90 | 0 | 36.33 | 40.14 | 8 | 0
2030 | MISO_W_2_MAPP_CA | MISO_W | MAPP_CA | Internal | Shoulder | B11 | 25 | 718 | 0 | 53.24 | 37.62 | 0.01 | 0
2030 | MISO_W_2_MAPP_CA | MISO_W | MAPP_CA | Internal | Shoulder | B12 | 200 | 718 | 0 | 45.31 | 37.62 | 0.01 | 0
2030 | MISO_W_2_MAPP_CA | MISO_W | MAPP_CA | Internal | Shoulder | B13 | 600 | 718 | 0 | 44.03 | 37.62 | 0.01 | 0
2030 | MISO_W_2_MAPP_CA | MISO_W | MAPP_CA | Internal | Shoulder | B14 | 900 | 718 | 0 | 40.14 | 37.62 | 0.01 | 0
2030 | MISO_W_2_MAPP_CA | MISO_W | MAPP_CA | Internal | Shoulder | B15 | 1203 | 718 | 471.63 | 37.61 | 37.62 | 0.01 | 0
2030 | MISO_W_2_MAPP_CA | MISO_W | MAPP_CA | Internal | Summer | B1 | 10 | 718 | 0 | 72.37 | 35.18 | 0.01 | 0
2030 | MISO_W_2_MAPP_CA | MISO_W | MAPP_CA | Internal | Summer | B2 | 25 | 718 | 0 | 71.83 | 35.18 | 0.01 | 0
2030 | MISO_W_2_MAPP_CA | MISO_W | MAPP_CA | Internal | Summer | B3 | 75 | 718 | 0 | 71.83 | 35.18 | 0.01 | 0
2030 | MISO_W_2_MAPP_CA | MISO_W | MAPP_CA | Internal | Summer | B4 | 100 | 718 | 0 | 70.65 | 35.18 | 0.01 | 0
2030 | MISO_W_2_MAPP_CA | MISO_W | MAPP_CA | Internal | Summer | B5 | 200 | 718 | 0 | 64.42 | 35.18 | 0.01 | 0
2030 | MISO_W_2_MAPP_CA | MISO_W | MAPP_CA | Internal | Summer | B6 | 300 | 718 | 0 | 49.3 | 35.18 | 0.01 | 0
2030 | MISO_W_2_MAPP_CA | MISO_W | MAPP_CA | Internal | Summer | B7 | 400 | 718 | 0 | 43.31 | 35.18 | 0.01 | 0
2030 | MISO_W_2_MAPP_CA | MISO_W | MAPP_CA | Internal | Summer | B8 | 500 | 718 | 0 | 40.48 | 35.18 | 0.01 | 0
2030 | MISO_W_2_MAPP_CA | MISO_W | MAPP_CA | Internal | Summer | B9 | 800 | 718 | 0 | 39.61 | 35.18 | 0.01 | 0
2030 | MISO_W_2_MAPP_CA | MISO_W | MAPP_CA | Internal | Summer | B10 | 1262 | 718 | 0 | 35.19 | 35.18 | 0.01 | 0
2030 | MISO_W_2_MAPP_CA | MISO_W | MAPP_CA | Internal | Winter | B16 | 25 | 718 | 0 | 47.47 | 42.47 | 0.01 | 0
2030 | MISO_W_2_MAPP_CA | MISO_W | MAPP_CA | Internal | Winter | B17 | 100 | 718 | 0 | 44.78 | 44.77 | 0.01 | 0
2030 | MISO_W_2_MAPP_CA | MISO_W | MAPP_CA | Internal | Winter | B18 | 400 | 718 | 0 | 44.56 | 44.55 | 0.01 | 0
2030 | MISO_W_2_MAPP_CA | MISO_W | MAPP_CA | Internal | Winter | B19 | 700 | 718 | 0 | 42.48 | 42.47 | 0.01 | 0
2030 | MISO_W_2_MAPP_CA | MISO_W | MAPP_CA | Internal | Winter | B20 | 935 | 718 | 718 | 36.33 | 42.47 | 0.01 | 6.13
2030 | MISO_W_2_MISO_MO-IL | MISO_W | MISO_MO-IL | Internal | Shoulder | B11 | 25 | 3800 | 3227.64 | 53.24 | 53.26 | 0.01 | 0
2030 | MISO_W_2_MISO_MO-IL | MISO_W | MISO_MO-IL | Internal | Shoulder | B12 | 200 | 3800 | 3283.32 | 45.31 | 45.32 | 0.01 | 0
2030 | MISO_W_2_MISO_MO-IL | MISO_W | MISO_MO-IL | Internal | Shoulder | B13 | 600 | 3800 | 2658.28 | 44.03 | 44.05 | 0.01 | 0
2030 | MISO_W_2_MISO_MO-IL | MISO_W | MISO_MO-IL | Internal | Shoulder | B14 | 900 | 3800 | 3171.45 | 40.14 | 40.16 | 0.01 | 0
2030 | MISO_W_2_MISO_MO-IL | MISO_W | MISO_MO-IL | Internal | Shoulder | B15 | 1203 | 3800 | 2874.18 | 37.61 | 37.62 | 0.01 | 0
2030 | MISO_W_2_MISO_MO-IL | MISO_W | MISO_MO-IL | Internal | Summer | B1 | 10 | 3800 | 702.75 | 72.37 | 72.38 | 0.01 | 0
2030 | MISO_W_2_MISO_MO-IL | MISO_W | MISO_MO-IL | Internal | Summer | B2 | 25 | 3800 | 1080.53 | 71.83 | 71.85 | 0.01 | 0
2030 | MISO_W_2_MISO_MO-IL | MISO_W | MISO_MO-IL | Internal | Summer | B3 | 75 | 3800 | 0 | 71.83 | 70.66 | 0.01 | 0
2030 | MISO_W_2_MISO_MO-IL | MISO_W | MISO_MO-IL | Internal | Summer | B4 | 100 | 3800 | 95.44 | 70.65 | 70.66 | 0.01 | 0
2030 | MISO_W_2_MISO_MO-IL | MISO_W | MISO_MO-IL | Internal | Summer | B5 | 200 | 3800 | 805.34 | 64.42 | 64.43 | 0.01 | 0
2030 | MISO_W_2_MISO_MO-IL | MISO_W | MISO_MO-IL | Internal | Summer | B6 | 300 | 3800 | 1272.93 | 49.3 | 49.31 | 0.01 | 0
2030 | MISO_W_2_MISO_MO-IL | MISO_W | MISO_MO-IL | Internal | Summer | B7 | 400 | 3800 | 774.15 | 43.31 | 43.32 | 0.01 | 0
2030 | MISO_W_2_MISO_MO-IL | MISO_W | MISO_MO-IL | Internal | Summer | B8 | 500 | 3800 | 2102.74 | 40.48 | 40.49 | 0.01 | 0
2030 | MISO_W_2_MISO_MO-IL | MISO_W | MISO_MO-IL | Internal | Summer | B9 | 800 | 3800 | 2308.33 | 39.61 | 39.62 | 0.01 | 0
2030 | MISO_W_2_MISO_MO-IL | MISO_W | MISO_MO-IL | Internal | Summer | B10 | 1262 | 3800 | 3716.92 | 35.19 | 35.2 | 0.01 | 0
2030 | MISO_W_2_MISO_MO-IL | MISO_W | MISO_MO-IL | Internal | Winter | B16 | 25 | 3800 | 3690.91 | 47.47 | 47.48 | 0.01 | 0
2030 | MISO_W_2_MISO_MO-IL | MISO_W | MISO_MO-IL | Internal | Winter | B17 | 100 | 3800 | 3019.53 | 44.78 | 44.79 | 0.01 | 0
2030 | MISO_W_2_MISO_MO-IL | MISO_W | MISO_MO-IL | Internal | Winter | B18 | 400 | 3800 | 2097.83 | 44.56 | 44.57 | 0.01 | 0
2030 | MISO_W_2_MISO_MO-IL | MISO_W | MISO_MO-IL | Internal | Winter | B19 | 700 | 3800 | 1269.47 | 42.48 | 42.49 | 0.01 | 0
2030 | MISO_W_2_MISO_MO-IL | MISO_W | MISO_MO-IL | Internal | Winter | B20 | 935 | 3800 | 2514.63 | 36.33 | 36.34 | 0.01 | 0
2030 | MISO_W_2_MISO_WUMS | MISO_W | MISO_WUMS | Internal | Shoulder | B11 | 25 | 1629 | 0 | 53.24 | 53.23 | 0.01 | 0
2030 | MISO_W_2_MISO_WUMS | MISO_W | MISO_WUMS | Internal | Shoulder | B12 | 200 | 1629 | 1629 | 45.31 | 45.6 | 0.01 | 0.27
2030 | MISO_W_2_MISO_WUMS | MISO_W | MISO_WUMS | Internal | Shoulder | B13 | 600 | 1629 | 1416.79 | 44.03 | 44.05 | 0.01 | 0
2030 | MISO_W_2_MISO_WUMS | MISO_W | MISO_WUMS | Internal | Shoulder | B14 | 900 | 1629 | 1629 | 40.14 | 42.45 | 0.01 | 2.29
2030 | MISO_W_2_MISO_WUMS | MISO_W | MISO_WUMS | Internal | Shoulder | B15 | 1203 | 1629 | 1629 | 37.61 | 38.14 | 0.01 | 0.52
2030 | MISO_W_2_MISO_WUMS | MISO_W | MISO_WUMS | Internal | Summer | B1 | 10 | 1629 | 0 | 72.37 | 67.68 | 0.01 | 0
2030 | MISO_W_2_MISO_WUMS | MISO_W | MISO_WUMS | Internal | Summer | B2 | 25 | 1629 | 0 | 71.83 | 67.68 | 0.01 | 0
2030 | MISO_W_2_MISO_WUMS | MISO_W | MISO_WUMS | Internal | Summer | B3 | 75 | 1629 | 0 | 71.83 | 67.68 | 0.01 | 0
2030 | MISO_W_2_MISO_WUMS | MISO_W | MISO_WUMS | Internal | Summer | B4 | 100 | 1629 | 0 | 70.65 | 66.96 | 0.01 | 0
2030 | MISO_W_2_MISO_WUMS | MISO_W | MISO_WUMS | Internal | Summer | B5 | 200 | 1629 | 0 | 64.42 | 60.45 | 0.01 | 0
2030 | MISO_W_2_MISO_WUMS | MISO_W | MISO_WUMS | Internal | Summer | B6 | 300 | 1629 | 0 | 49.3 | 49.29 | 0.01 | 0
2030 | MISO_W_2_MISO_WUMS | MISO_W | MISO_WUMS | Internal | Summer | B7 | 400 | 1629 | 559.67 | 43.31 | 43.32 | 0.01 | 0
2030 | MISO_W_2_MISO_WUMS | MISO_W | MISO_WUMS | Internal | Summer | B8 | 500 | 1629 | 1629 | 40.48 | 40.85 | 0.01 | 0.36
2030 | MISO_W_2_MISO_WUMS | MISO_W | MISO_WUMS | Internal | Summer | B9 | 800 | 1629 | 1629 | 39.61 | 39.84 | 0.01 | 0.22
2030 | MISO_W_2_MISO_WUMS | MISO_W | MISO_WUMS | Internal | Summer | B10 | 1262 | 1629 | 1629 | 35.19 | 36.06 | 0.01 | 0.86
2030 | MISO_W_2_MISO_WUMS | MISO_W | MISO_WUMS | Internal | Winter | B16 | 25 | 1629 | 1545.11 | 47.47 | 47.48 | 0.01 | 0
2030 | MISO_W_2_MISO_WUMS | MISO_W | MISO_WUMS | Internal | Winter | B17 | 100 | 1629 | 1629 | 44.78 | 45.53 | 0.01 | 0.74
2030 | MISO_W_2_MISO_WUMS | MISO_W | MISO_WUMS | Internal | Winter | B18 | 400 | 1629 | 1629 | 44.56 | 45.53 | 0.01 | 0.96
2030 | MISO_W_2_MISO_WUMS | MISO_W | MISO_WUMS | Internal | Winter | B19 | 700 | 1629 | 1629 | 42.48 | 44.72 | 0.01 | 2.23
2030 | MISO_W_2_MISO_WUMS | MISO_W | MISO_WUMS | Internal | Winter | B20 | 935 | 1629 | 1548.8 | 36.33 | 36.34 | 0.01 | 0
2030 | MISO_W_2_PJM_ROR | MISO_W | PJM_ROR | Internal | Shoulder | B11 | 25 | 773 | 0 | 53.24 | 45.2 | 2 | 0
2030 | MISO_W_2_PJM_ROR | MISO_W | PJM_ROR | Internal | Shoulder | B12 | 200 | 773 | 0 | 45.31 | 43.6 | 2 | 0
2030 | MISO_W_2_PJM_ROR | MISO_W | PJM_ROR | Internal | Shoulder | B13 | 600 | 773 | 0 | 44.03 | 42.93 | 2 | 0
2030 | MISO_W_2_PJM_ROR | MISO_W | PJM_ROR | Internal | Shoulder | B14 | 900 | 773 | 0 | 40.14 | 40.96 | 2 | 0
2030 | MISO_W_2_PJM_ROR | MISO_W | PJM_ROR | Internal | Shoulder | B15 | 1203 | 773 | 0 | 37.61 | 35.87 | 2 | 0
2030 | MISO_W_2_PJM_ROR | MISO_W | PJM_ROR | Internal | Summer | B1 | 10 | 773 | 0 | 72.37 | 69.28 | 2 | 0
2030 | MISO_W_2_PJM_ROR | MISO_W | PJM_ROR | Internal | Summer | B2 | 25 | 773 | 0 | 71.83 | 69.28 | 2 | 0
2030 | MISO_W_2_PJM_ROR | MISO_W | PJM_ROR | Internal | Summer | B3 | 75 | 773 | 0 | 71.83 | 66.59 | 2 | 0
2030 | MISO_W_2_PJM_ROR | MISO_W | PJM_ROR | Internal | Summer | B4 | 100 | 773 | 0 | 70.65 | 61.16 | 2 | 0
2030 | MISO_W_2_PJM_ROR | MISO_W | PJM_ROR | Internal | Summer | B5 | 200 | 773 | 0 | 64.42 | 58.44 | 2 | 0
2030 | MISO_W_2_PJM_ROR | MISO_W | PJM_ROR | Internal | Summer | B6 | 300 | 773 | 0 | 49.3 | 46.64 | 2 | 0
2030 | MISO_W_2_PJM_ROR | MISO_W | PJM_ROR | Internal | Summer | B7 | 400 | 773 | 0 | 43.31 | 41.33 | 2 | 0
2030 | MISO_W_2_PJM_ROR | MISO_W | PJM_ROR | Internal | Summer | B8 | 500 | 773 | 0 | 40.48 | 40.88 | 2 | 0
2030 | MISO_W_2_PJM_ROR | MISO_W | PJM_ROR | Internal | Summer | B9 | 800 | 773 | 0 | 39.61 | 37.84 | 2 | 0
2030 | MISO_W_2_PJM_ROR | MISO_W | PJM_ROR | Internal | Summer | B10 | 1262 | 773 | 0 | 35.19 | 33.2 | 2 | 0
2030 | MISO_W_2_PJM_ROR | MISO_W | PJM_ROR | Internal | Winter | B16 | 25 | 773 | 0 | 47.47 | 46.62 | 2 | 0
2030 | MISO_W_2_PJM_ROR | MISO_W | PJM_ROR | Internal | Winter | B17 | 100 | 773 | 773 | 44.78 | 46.79 | 2 | 0.01
2030 | MISO_W_2_PJM_ROR | MISO_W | PJM_ROR | Internal | Winter | B18 | 400 | 773 | 0 | 44.56 | 46.26 | 2 | 0
2030 | MISO_W_2_PJM_ROR | MISO_W | PJM_ROR | Internal | Winter | B19 | 700 | 773 | 0 | 42.48 | 42.73 | 2 | 0
2030 | MISO_W_2_PJM_ROR | MISO_W | PJM_ROR | Internal | Winter | B20 | 935 | 773 | 0 | 36.33 | 33.19 | 2 | 0
2030 | MISO_W_2_SPP_N | MISO_W | SPP_N | Internal | Shoulder | B11 | 25 | 3200 | 0 | 53.24 | 53.26 | 7 | 0
2030 | MISO_W_2_SPP_N | MISO_W | SPP_N | Internal | Shoulder | B12 | 200 | 3200 | 0 | 45.31 | 45.28 | 7 | 0
2030 | MISO_W_2_SPP_N | MISO_W | SPP_N | Internal | Shoulder | B13 | 600 | 3200 | 0 | 44.03 | 44.05 | 7 | 0
2030 | MISO_W_2_SPP_N | MISO_W | SPP_N | Internal | Shoulder | B14 | 900 | 3200 | 0 | 40.14 | 40.16 | 7 | 0
2030 | MISO_W_2_SPP_N | MISO_W | SPP_N | Internal | Shoulder | B15 | 1203 | 3200 | 0 | 37.61 | 37.62 | 7 | 0
2030 | MISO_W_2_SPP_N | MISO_W | SPP_N | Internal | Summer | B1 | 10 | 3200 | 0 | 72.37 | 72.49 | 7 | 0
2030 | MISO_W_2_SPP_N | MISO_W | SPP_N | Internal | Summer | B2 | 25 | 3200 | 0 | 71.83 | 74.25 | 7 | 0
2030 | MISO_W_2_SPP_N | MISO_W | SPP_N | Internal | Summer | B3 | 75 | 3200 | 0 | 71.83 | 75.21 | 7 | 0
2030 | MISO_W_2_SPP_N | MISO_W | SPP_N | Internal | Summer | B4 | 100 | 3200 | 0 | 70.65 | 74.25 | 7 | 0
2030 | MISO_W_2_SPP_N | MISO_W | SPP_N | Internal | Summer | B5 | 200 | 3200 | 0 | 64.42 | 69.26 | 7 | 0
2030 | MISO_W_2_SPP_N | MISO_W | SPP_N | Internal | Summer | B6 | 300 | 3200 | 111.42 | 49.3 | 56.3 | 7 | 0
2030 | MISO_W_2_SPP_N | MISO_W | SPP_N | Internal | Summer | B7 | 400 | 3200 | 0 | 43.31 | 45.2 | 7 | 0
2030 | MISO_W_2_SPP_N | MISO_W | SPP_N | Internal | Summer | B8 | 500 | 3200 | 0 | 40.48 | 43.67 | 7 | 0
2030 | MISO_W_2_SPP_N | MISO_W | SPP_N | Internal | Summer | B9 | 800 | 3200 | 0 | 39.61 | 43.29 | 7 | 0
2030 | MISO_W_2_SPP_N | MISO_W | SPP_N | Internal | Summer | B10 | 1262 | 3200 | 0 | 35.19 | 38.79 | 7 | 0
2030 | MISO_W_2_SPP_N | MISO_W | SPP_N | Internal | Winter | B16 | 25 | 3200 | 0 | 47.47 | 47.48 | 7 | 0
2030 | MISO_W_2_SPP_N | MISO_W | SPP_N | Internal | Winter | B17 | 100 | 3200 | 0 | 44.78 | 44.79 | 7 | 0
2030 | MISO_W_2_SPP_N | MISO_W | SPP_N | Internal | Winter | B18 | 400 | 3200 | 0 | 44.56 | 44.57 | 7 | 0
2030 | MISO_W_2_SPP_N | MISO_W | SPP_N | Internal | Winter | B19 | 700 | 3200 | 0 | 42.48 | 42.48 | 7 | 0
2030 | MISO_W_2_SPP_N | MISO_W | SPP_N | Internal | Winter | B20 | 935 | 3200 | 0 | 36.33 | 36.34 | 7 | 0
2030 | MISO_WUMS_2_MISO_MI | MISO_WUMS | MISO_MI | Internal | Shoulder | B11 | 25 | 929 | 622.77 | 53.23 | 53.24 | 0.01 | 0
2030 | MISO_WUMS_2_MISO_MI | MISO_WUMS | MISO_MI | Internal | Shoulder | B12 | 200 | 929 | 929 | 45.6 | 48.06 | 0.01 | 2.45
2030 | MISO_WUMS_2_MISO_MI | MISO_WUMS | MISO_MI | Internal | Shoulder | B13 | 600 | 929 | 929 | 44.05 | 44.94 | 0.01 | 0.88
2030 | MISO_WUMS_2_MISO_MI | MISO_WUMS | MISO_MI | Internal | Shoulder | B14 | 900 | 929 | 929 | 42.45 | 42.96 | 0.01 | 0.5
2030 | MISO_WUMS_2_MISO_MI | MISO_WUMS | MISO_MI | Internal | Shoulder | B15 | 1203 | 929 | 816.18 | 38.14 | 38.15 | 0.01 | 0
2030 | MISO_WUMS_2_MISO_MI | MISO_WUMS | MISO_MI | Internal | Summer | B1 | 10 | 929 | 929 | 67.68 | 72.23 | 0.01 | 4.54
2030 | MISO_WUMS_2_MISO_MI | MISO_WUMS | MISO_MI | Internal | Summer | B2 | 25 | 929 | 929 | 67.68 | 71.85 | 0.01 | 4.16
2030 | MISO_WUMS_2_MISO_MI | MISO_WUMS | MISO_MI | Internal | Summer | B3 | 75 | 929 | 805.98 | 67.68 | 67.69 | 0.01 | 0
2030 | MISO_WUMS_2_MISO_MI | MISO_WUMS | MISO_MI | Internal | Summer | B4 | 100 | 929 | 0 | 66.96 | 66.95 | 0.01 | 0
2030 | MISO_WUMS_2_MISO_MI | MISO_WUMS | MISO_MI | Internal | Summer | B5 | 200 | 929 | 0 | 60.45 | 60.44 | 0.01 | 0
2030 | MISO_WUMS_2_MISO_MI | MISO_WUMS | MISO_MI | Internal | Summer | B6 | 300 | 929 | 929 | 49.29 | 49.33 | 0.01 | 0.04
2030 | MISO_WUMS_2_MISO_MI | MISO_WUMS | MISO_MI | Internal | Summer | B7 | 400 | 929 | 929 | 43.32 | 43.34 | 0.01 | 0.01
2030 | MISO_WUMS_2_MISO_MI | MISO_WUMS | MISO_MI | Internal | Summer | B8 | 500 | 929 | 929 | 40.85 | 41.34 | 0.01 | 0.48
2030 | MISO_WUMS_2_MISO_MI | MISO_WUMS | MISO_MI | Internal | Summer | B9 | 800 | 929 | 0 | 39.84 | 39.84 | 0.01 | 0
2030 | MISO_WUMS_2_MISO_MI | MISO_WUMS | MISO_MI | Internal | Summer | B10 | 1262 | 929 | 726.53 | 36.06 | 36.08 | 0.01 | 0
2030 | MISO_WUMS_2_MISO_MI | MISO_WUMS | MISO_MI | Internal | Winter | B16 | 25 | 929 | 929 | 47.48 | 52.43 | 0.01 | 4.93
2030 | MISO_WUMS_2_MISO_MI | MISO_WUMS | MISO_MI | Internal | Winter | B17 | 100 | 929 | 929 | 45.53 | 48.79 | 0.01 | 3.25
2030 | MISO_WUMS_2_MISO_MI | MISO_WUMS | MISO_MI | Internal | Winter | B18 | 400 | 929 | 929 | 45.53 | 47.14 | 0.01 | 1.59
2030 | MISO_WUMS_2_MISO_MI | MISO_WUMS | MISO_MI | Internal | Winter | B19 | 700 | 929 | 194.74 | 44.72 | 44.73 | 0.01 | 0
2030 | MISO_WUMS_2_MISO_MI | MISO_WUMS | MISO_MI | Internal | Winter | B20 | 935 | 929 | 844.78 | 36.34 | 36.35 | 0.01 | 0
2030 | MISO_WUMS_2_MISO_W | MISO_WUMS | MISO_W | Internal | Shoulder | B11 | 25 | 1137 | 202.08 | 53.23 | 53.24 | 0.01 | 0
2030 | MISO_WUMS_2_MISO_W | MISO_WUMS | MISO_W | Internal | Shoulder | B12 | 200 | 1137 | 0 | 45.6 | 45.31 | 0.01 | 0
2030 | MISO_WUMS_2_MISO_W | MISO_WUMS | MISO_W | Internal | Shoulder | B13 | 600 | 1137 | 0 | 44.05 | 44.03 | 0.01 | 0
2030 | MISO_WUMS_2_MISO_W | MISO_WUMS | MISO_W | Internal | Shoulder | B14 | 900 | 1137 | 0 | 42.45 | 40.14 | 0.01 | 0
2030 | MISO_WUMS_2_MISO_W | MISO_WUMS | MISO_W | Internal | Shoulder | B15 | 1203 | 1137 | 0 | 38.14 | 37.61 | 0.01 | 0
2030 | MISO_WUMS_2_MISO_W | MISO_WUMS | MISO_W | Internal | Summer | B1 | 10 | 1137 | 1137 | 67.68 | 72.37 | 0.01 | 4.69
2030 | MISO_WUMS_2_MISO_W | MISO_WUMS | MISO_W | Internal | Summer | B2 | 25 | 1137 | 1137 | 67.68 | 71.83 | 0.01 | 4.15
2030 | MISO_WUMS_2_MISO_W | MISO_WUMS | MISO_W | Internal | Summer | B3 | 75 | 1137 | 1137 | 67.68 | 71.83 | 0.01 | 4.15
2030 | MISO_WUMS_2_MISO_W | MISO_WUMS | MISO_W | Internal | Summer | B4 | 100 | 1137 | 1137 | 66.96 | 70.65 | 0.01 | 3.67
2030 | MISO_WUMS_2_MISO_W | MISO_WUMS | MISO_W | Internal | Summer | B5 | 200 | 1137 | 1137 | 60.45 | 64.42 | 0.01 | 3.96
2030 | MISO_WUMS_2_MISO_W | MISO_WUMS | MISO_W | Internal | Summer | B6 | 300 | 1137 | 642.68 | 49.29 | 49.3 | 0.01 | 0
2030 | MISO_WUMS_2_MISO_W | MISO_WUMS | MISO_W | Internal | Summer | B7 | 400 | 1137 | 0 | 43.32 | 43.31 | 0.01 | 0
2030 | MISO_WUMS_2_MISO_W | MISO_WUMS | MISO_W | Internal | Summer | B8 | 500 | 1137 | 0 | 40.85 | 40.48 | 0.01 | 0
2030 | MISO_WUMS_2_MISO_W | MISO_WUMS | MISO_W | Internal | Summer | B9 | 800 | 1137 | 0 | 39.84 | 39.61 | 0.01 | 0
2030 | MISO_WUMS_2_MISO_W | MISO_WUMS | MISO_W | Internal | Summer | B10 | 1262 | 1137 | 0 | 36.06 | 35.19 | 0.01 | 0
2030 | MISO_WUMS_2_MISO_W | MISO_WUMS | MISO_W | Internal | Winter | B16 | 25 | 1137 | 0 | 47.48 | 47.47 | 0.01 | 0
2030 | MISO_WUMS_2_MISO_W | MISO_WUMS | MISO_W | Internal | Winter | B17 | 100 | 1137 | 0 | 45.53 | 44.78 | 0.01 | 0
2030 | MISO_WUMS_2_MISO_W | MISO_WUMS | MISO_W | Internal | Winter | B18 | 400 | 1137 | 0 | 45.53 | 44.56 | 0.01 | 0
2030 | MISO_WUMS_2_MISO_W | MISO_WUMS | MISO_W | Internal | Winter | B19 | 700 | 1137 | 0 | 44.72 | 42.48 | 0.01 | 0
2030 | MISO_WUMS_2_MISO_W | MISO_WUMS | MISO_W | Internal | Winter | B20 | 935 | 1137 | 0 | 36.34 | 36.33 | 0.01 | 0
2030 | MISO_WUMS_2_PJM_ROR | MISO_WUMS | PJM_ROR | Internal | Shoulder | B11 | 25 | 1600 | 0 | 53.23 | 45.2 | 2 | 0
2030 | MISO_WUMS_2_PJM_ROR | MISO_WUMS | PJM_ROR | Internal | Shoulder | B12 | 200 | 1600 | 0 | 45.6 | 43.6 | 2 | 0
2030 | MISO_WUMS_2_PJM_ROR | MISO_WUMS | PJM_ROR | Internal | Shoulder | B13 | 600 | 1600 | 0 | 44.05 | 42.93 | 2 | 0
2030 | MISO_WUMS_2_PJM_ROR | MISO_WUMS | PJM_ROR | Internal | Shoulder | B14 | 900 | 1600 | 0 | 42.45 | 40.96 | 2 | 0
2030 | MISO_WUMS_2_PJM_ROR | MISO_WUMS | PJM_ROR | Internal | Shoulder | B15 | 1203 | 1600 | 0 | 38.14 | 35.87 | 2 | 0
2030 | MISO_WUMS_2_PJM_ROR | MISO_WUMS | PJM_ROR | Internal | Summer | B1 | 10 | 1600 | 0 | 67.68 | 69.28 | 2 | 0
2030 | MISO_WUMS_2_PJM_ROR | MISO_WUMS | PJM_ROR | Internal | Summer | B2 | 25 | 1600 | 0 | 67.68 | 69.28 | 2 | 0
2030 | MISO_WUMS_2_PJM_ROR | MISO_WUMS | PJM_ROR | Internal | Summer | B3 | 75 | 1600 | 0 | 67.68 | 66.59 | 2 | 0
2030 | MISO_WUMS_2_PJM_ROR | MISO_WUMS | PJM_ROR | Internal | Summer | B4 | 100 | 1600 | 0 | 66.96 | 61.16 | 2 | 0
2030 | MISO_WUMS_2_PJM_ROR | MISO_WUMS | PJM_ROR | Internal | Summer | B5 | 200 | 1600 | 0 | 60.45 | 58.44 | 2 | 0
2030 | MISO_WUMS_2_PJM_ROR | MISO_WUMS | PJM_ROR | Internal | Summer | B6 | 300 | 1600 | 0 | 49.29 | 46.64 | 2 | 0
2030 | MISO_WUMS_2_PJM_ROR | MISO_WUMS | PJM_ROR | Internal | Summer | B7 | 400 | 1600 | 0 | 43.32 | 41.33 | 2 | 0
2030 | MISO_WUMS_2_PJM_ROR | MISO_WUMS | PJM_ROR | Internal | Summer | B8 | 500 | 1600 | 0 | 40.85 | 40.88 | 2 | 0
2030 | MISO_WUMS_2_PJM_ROR | MISO_WUMS | PJM_ROR | Internal | Summer | B9 | 800 | 1600 | 0 | 39.84 | 37.84 | 2 | 0
2030 | MISO_WUMS_2_PJM_ROR | MISO_WUMS | PJM_ROR | Internal | Summer | B10 | 1262 | 1600 | 0 | 36.06 | 33.2 | 2 | 0
2030 | MISO_WUMS_2_PJM_ROR | MISO_WUMS | PJM_ROR | Internal | Winter | B16 | 25 | 1600 | 0 | 47.48 | 46.62 | 2 | 0
2030 | MISO_WUMS_2_PJM_ROR | MISO_WUMS | PJM_ROR | Internal | Winter | B17 | 100 | 1600 | 0 | 45.53 | 46.79 | 2 | 0
2030 | MISO_WUMS_2_PJM_ROR | MISO_WUMS | PJM_ROR | Internal | Winter | B18 | 400 | 1600 | 0 | 45.53 | 46.26 | 2 | 0
2030 | MISO_WUMS_2_PJM_ROR | MISO_WUMS | PJM_ROR | Internal | Winter | B19 | 700 | 1600 | 0 | 44.72 | 42.73 | 2 | 0
2030 | MISO_WUMS_2_PJM_ROR | MISO_WUMS | PJM_ROR | Internal | Winter | B20 | 935 | 1600 | 0 | 36.34 | 33.19 | 2 | 0
2030 | NE_2_MISO_W | NE | MISO_W | Internal | Shoulder | B11 | 25 | 1600 | 0 | 53.24 | 53.24 | 5 | 0
2030 | NE_2_MISO_W | NE | MISO_W | Internal | Shoulder | B12 | 200 | 1600 | 0 | 45.26 | 45.31 | 5 | 0
2030 | NE_2_MISO_W | NE | MISO_W | Internal | Shoulder | B13 | 600 | 1600 | 0 | 44.03 | 44.03 | 5 | 0
2030 | NE_2_MISO_W | NE | MISO_W | Internal | Shoulder | B14 | 900 | 1600 | 0 | 40.14 | 40.14 | 5 | 0
2030 | NE_2_MISO_W | NE | MISO_W | Internal | Shoulder | B15 | 1203 | 1600 | 0 | 37.61 | 37.61 | 5 | 0
2030 | NE_2_MISO_W | NE | MISO_W | Internal | Summer | B1 | 10 | 1600 | 0 | 72.48 | 72.37 | 5 | 0
2030 | NE_2_MISO_W | NE | MISO_W | Internal | Summer | B2 | 25 | 1600 | 0 | 74.24 | 71.83 | 5 | 0
2030 | NE_2_MISO_W | NE | MISO_W | Internal | Summer | B3 | 75 | 1600 | 0 | 75.19 | 71.83 | 5 | 0
2030 | NE_2_MISO_W | NE | MISO_W | Internal | Summer | B4 | 100 | 1600 | 0 | 74.24 | 70.65 | 5 | 0
2030 | NE_2_MISO_W | NE | MISO_W | Internal | Summer | B5 | 200 | 1600 | 0 | 69.25 | 64.42 | 5 | 0
2030 | NE_2_MISO_W | NE | MISO_W | Internal | Summer | B6 | 300 | 1600 | 0 | 56.29 | 49.3 | 5 | 0
2030 | NE_2_MISO_W | NE | MISO_W | Internal | Summer | B7 | 400 | 1600 | 0 | 45.19 | 43.31 | 5 | 0
2030 | NE_2_MISO_W | NE | MISO_W | Internal | Summer | B8 | 500 | 1600 | 0 | 43.65 | 40.48 | 5 | 0
2030 | NE_2_MISO_W | NE | MISO_W | Internal | Summer | B9 | 800 | 1600 | 0 | 43.27 | 39.61 | 5 | 0
2030 | NE_2_MISO_W | NE | MISO_W | Internal | Summer | B10 | 1262 | 1600 | 0 | 35.19 | 35.19 | 5 | 0
2030 | NE_2_MISO_W | NE | MISO_W | Internal | Winter | B16 | 25 | 1600 | 0 | 47.47 | 47.47 | 5 | 0
2030 | NE_2_MISO_W | NE | MISO_W | Internal | Winter | B17 | 100 | 1600 | 0 | 44.78 | 44.78 | 5 | 0
2030 | NE_2_MISO_W | NE | MISO_W | Internal | Winter | B18 | 400 | 1600 | 0 | 44.56 | 44.56 | 5 | 0
2030 | NE_2_MISO_W | NE | MISO_W | Internal | Winter | B19 | 700 | 1600 | 0 | 42.47 | 42.48 | 5 | 0
2030 | NE_2_MISO_W | NE | MISO_W | Internal | Winter | B20 | 935 | 1600 | 0 | 36.33 | 36.33 | 5 | 0
2030 | NE_2_SPP_N | NE | SPP_N | Internal | Shoulder | B11 | 25 | 3001 | 1674.16 | 53.24 | 53.26 | 0.01 | 0
2030 | NE_2_SPP_N | NE | SPP_N | Internal | Shoulder | B12 | 200 | 3001 | 118.21 | 45.26 | 45.28 | 0.01 | 0
2030 | NE_2_SPP_N | NE | SPP_N | Internal | Shoulder | B13 | 600 | 3001 | 626.06 | 44.03 | 44.05 | 0.01 | 0
2030 | NE_2_SPP_N | NE | SPP_N | Internal | Shoulder | B14 | 900 | 3001 | 709.5 | 40.14 | 40.16 | 0.01 | 0
2030 | NE_2_SPP_N | NE | SPP_N | Internal | Shoulder | B15 | 1203 | 3001 | 1958.41 | 37.61 | 37.62 | 0.01 | 0
2030 | NE_2_SPP_N | NE | SPP_N | Internal | Summer | B1 | 10 | 3001 | 1087.62 | 72.48 | 72.49 | 0.01 | 0
2030 | NE_2_SPP_N | NE | SPP_N | Internal | Summer | B2 | 25 | 3001 | 2410.91 | 74.24 | 74.25 | 0.01 | 0
2030 | NE_2_SPP_N | NE | SPP_N | Internal | Summer | B3 | 75 | 3001 | 2837.58 | 75.19 | 75.21 | 0.01 | 0
2030 | NE_2_SPP_N | NE | SPP_N | Internal | Summer | B4 | 100 | 3001 | 1806.19 | 74.24 | 74.25 | 0.01 | 0
2030 | NE_2_SPP_N | NE | SPP_N | Internal | Summer | B5 | 200 | 3001 | 1702.17 | 69.25 | 69.26 | 0.01 | 0
2030 | NE_2_SPP_N | NE | SPP_N | Internal | Summer | B6 | 300 | 3001 | 2006.09 | 56.29 | 56.3 | 0.01 | 0
2030 | NE_2_SPP_N | NE | SPP_N | Internal | Summer | B7 | 400 | 3001 | 2037.77 | 45.19 | 45.2 | 0.01 | 0
2030 | NE_2_SPP_N | NE | SPP_N | Internal | Summer | B8 | 500 | 3001 | 2649.25 | 43.65 | 43.67 | 0.01 | 0
2030 | NE_2_SPP_N | NE | SPP_N | Internal | Summer | B9 | 800 | 3001 | 2677.56 | 43.27 | 43.29 | 0.01 | 0
2030 | NE_2_SPP_N | NE | SPP_N | Internal | Summer | B10 | 1262 | 3001 | 3001 | 35.19 | 38.79 | 0.01 | 3.59
2030 | NE_2_SPP_N | NE | SPP_N | Internal | Winter | B16 | 25 | 3001 | 2284.84 | 47.47 | 47.48 | 0.01 | 0
2030 | NE_2_SPP_N | NE | SPP_N | Internal | Winter | B17 | 100 | 3001 | 1420.6 | 44.78 | 44.79 | 0.01 | 0
2030 | NE_2_SPP_N | NE | SPP_N | Internal | Winter | B18 | 400 | 3001 | 1430.28 | 44.56 | 44.57 | 0.01 | 0
2030 | NE_2_SPP_N | NE | SPP_N | Internal | Winter | B19 | 700 | 3001 | 635.12 | 42.47 | 42.48 | 0.01 | 0
2030 | NE_2_SPP_N | NE | SPP_N | Internal | Winter | B20 | 935 | 3001 | 2103.3 | 36.33 | 36.34 | 0.01 | 0
2030 | NEISO_2_NYISO_A-F | NEISO | NYISO_A-F | Internal | Shoulder | B11 | 25 | 600 | 600 | 40.21 | 47.53 | 3 | 4.32
2030 | NEISO_2_NYISO_A-F | NEISO | NYISO_A-F | Internal | Shoulder | B12 | 200 | 600 | 600 | 40.21 | 43.35 | 3 | 0.14
2030 | NEISO_2_NYISO_A-F | NEISO | NYISO_A-F | Internal | Shoulder | B13 | 600 | 600 | 600 | 40.21 | 43.34 | 3 | 0.13
2030 | NEISO_2_NYISO_A-F | NEISO | NYISO_A-F | Internal | Shoulder | B14 | 900 | 600 | 0.59 | 40.21 | 43.21 | 3 | 0
2030 | NEISO_2_NYISO_A-F | NEISO | NYISO_A-F | Internal | Shoulder | B15 | 1203 | 600 | 0 | 40.21 | 41.88 | 3 | 0
2030 | NEISO_2_NYISO_A-F | NEISO | NYISO_A-F | Internal | Summer | B1 | 10 | 600 | 0 | 72.28 | 69.28 | 3 | 0
2030 | NEISO_2_NYISO_A-F | NEISO | NYISO_A-F | Internal | Summer | B2 | 25 | 600 | 0 | 61.31 | 62.19 | 3 | 0
2030 | NEISO_2_NYISO_A-F | NEISO | NYISO_A-F | Internal | Summer | B3 | 75 | 600 | 600 | 51.42 | 55.39 | 3 | 0.97
2030 | NEISO_2_NYISO_A-F | NEISO | NYISO_A-F | Internal | Summer | B4 | 100 | 600 | 600 | 40.77 | 53.12 | 3 | 9.35
2030 | NEISO_2_NYISO_A-F | NEISO | NYISO_A-F | Internal | Summer | B5 | 200 | 600 | 600 | 36.79 | 50.42 | 3 | 10.64
2030 | NEISO_2_NYISO_A-F | NEISO | NYISO_A-F | Internal | Summer | B6 | 300 | 600 | 600 | 36.79 | 49.33 | 3 | 9.55
2030 | NEISO_2_NYISO_A-F | NEISO | NYISO_A-F | Internal | Summer | B7 | 400 | 600 | 600 | 36.79 | 43.34 | 3 | 3.56
2030 | NEISO_2_NYISO_A-F | NEISO | NYISO_A-F | Internal | Summer | B8 | 500 | 600 | 600 | 36.79 | 41.98 | 3 | 2.2
2030 | NEISO_2_NYISO_A-F | NEISO | NYISO_A-F | Internal | Summer | B9 | 800 | 600 | 0 | 36.79 | 39.77 | 3 | 0
2030 | NEISO_2_NYISO_A-F | NEISO | NYISO_A-F | Internal | Summer | B10 | 1262 | 600 | 0 | 36.79 | 39.76 | 3 | 0
2030 | NEISO_2_NYISO_A-F | NEISO | NYISO_A-F | Internal | Winter | B16 | 25 | 600 | 0 | 50.77 | 52.43 | 3 | 0
2030 | NEISO_2_NYISO_A-F | NEISO | NYISO_A-F | Internal | Winter | B17 | 100 | 600 | 0 | 50.77 | 48.79 | 3 | 0
2030 | NEISO_2_NYISO_A-F | NEISO | NYISO_A-F | Internal | Winter | B18 | 400 | 600 | 0 | 50.77 | 47.14 | 3 | 0
2030 | NEISO_2_NYISO_A-F | NEISO | NYISO_A-F | Internal | Winter | B19 | 700 | 600 | 0 | 50.14 | 47.14 | 3 | 0
2030 | NEISO_2_NYISO_A-F | NEISO | NYISO_A-F | Internal | Winter | B20 | 935 | 600 | 0 | 50.14 | 47.14 | 3 | 0
2030 | NEISO_2_NYISO_G-I | NEISO | NYISO_G-I | Internal | Shoulder | B11 | 25 | 600 | 600 | 40.21 | 47.54 | 3 | 4.33
2030 | NEISO_2_NYISO_G-I | NEISO | NYISO_G-I | Internal | Shoulder | B12 | 200 | 600 | 600 | 40.21 | 43.36 | 3 | 0.15
2030 | NEISO_2_NYISO_G-I | NEISO | NYISO_G-I | Internal | Shoulder | B13 | 600 | 600 | 600 | 40.21 | 43.35 | 3 | 0.14
2030 | NEISO_2_NYISO_G-I | NEISO | NYISO_G-I | Internal | Shoulder | B14 | 900 | 600 | 600 | 40.21 | 43.22 | 3 | 0.01
2030 | NEISO_2_NYISO_G-I | NEISO | NYISO_G-I | Internal | Shoulder | B15 | 1203 | 600 | 0 | 40.21 | 41.89 | 3 | 0
2030 | NEISO_2_NYISO_G-I | NEISO | NYISO_G-I | Internal | Summer | B1 | 10 | 600 | 249.19 | 72.28 | 75.28 | 3 | 0
2030 | NEISO_2_NYISO_G-I | NEISO | NYISO_G-I | Internal | Summer | B2 | 25 | 600 | 0 | 61.31 | 64.3 | 3 | 0
2030 | NEISO_2_NYISO_G-I | NEISO | NYISO_G-I | Internal | Summer | B3 | 75 | 600 | 600 | 51.42 | 58.57 | 3 | 4.15
2030 | NEISO_2_NYISO_G-I | NEISO | NYISO_G-I | Internal | Summer | B4 | 100 | 600 | 600 | 40.77 | 53.14 | 3 | 9.36
2030 | NEISO_2_NYISO_G-I | NEISO | NYISO_G-I | Internal | Summer | B5 | 200 | 600 | 600 | 36.79 | 52.6 | 3 | 12.82
2030 | NEISO_2_NYISO_G-I | NEISO | NYISO_G-I | Internal | Summer | B6 | 300 | 600 | 600 | 36.79 | 52.6 | 3 | 12.82
2030 | NEISO_2_NYISO_G-I | NEISO | NYISO_G-I | Internal | Summer | B7 | 400 | 600 | 600 | 36.79 | 47.32 | 3 | 7.53
2030 | NEISO_2_NYISO_G-I | NEISO | NYISO_G-I | Internal | Summer | B8 | 500 | 600 | 600 | 36.79 | 41.99 | 3 | 2.21
2030 | NEISO_2_NYISO_G-I | NEISO | NYISO_G-I | Internal | Summer | B9 | 800 | 600 | 239.36 | 36.79 | 39.79 | 3 | 0
2030 | NEISO_2_NYISO_G-I | NEISO | NYISO_G-I | Internal | Summer | B10 | 1262 | 600 | 0 | 36.79 | 39.77 | 3 | 0
2030 | NEISO_2_NYISO_G-I | NEISO | NYISO_G-I | Internal | Winter | B16 | 25 | 600 | 488.21 | 50.77 | 53.77 | 3 | 0
2030 | NEISO_2_NYISO_G-I | NEISO | NYISO_G-I | Internal | Winter | B17 | 100 | 600 | 352.58 | 50.77 | 53.77 | 3 | 0
2030 | NEISO_2_NYISO_G-I | NEISO | NYISO_G-I | Internal | Winter | B18 | 400 | 600 | 274.12 | 50.77 | 53.77 | 3 | 0
2030 | NEISO_2_NYISO_G-I | NEISO | NYISO_G-I | Internal | Winter | B19 | 700 | 600 | 0 | 50.14 | 53.13 | 3 | 0
2030 | NEISO_2_NYISO_G-I | NEISO | NYISO_G-I | Internal | Winter | B20 | 935 | 600 | 0 | 50.14 | 50.3 | 3 | 0
2030 | NEISO_2_NYISO_J-K | NEISO | NYISO_J-K | Internal | Shoulder | B11 | 25 | 500 | 500 | 40.21 | 47.55 | 3 | 4.34
2030 | NEISO_2_NYISO_J-K | NEISO | NYISO_J-K | Internal | Shoulder | B12 | 200 | 500 | 500 | 40.21 | 43.37 | 3 | 0.16
2030 | NEISO_2_NYISO_J-K | NEISO | NYISO_J-K | Internal | Shoulder | B13 | 600 | 500 | 500 | 40.21 | 43.36 | 3 | 0.16
2030 | NEISO_2_NYISO_J-K | NEISO | NYISO_J-K | Internal | Shoulder | B14 | 900 | 500 | 500 | 40.21 | 43.23 | 3 | 0.02
2030 | NEISO_2_NYISO_J-K | NEISO | NYISO_J-K | Internal | Shoulder | B15 | 1203 | 500 | 0 | 40.21 | 41.9 | 3 | 0
2030 | NEISO_2_NYISO_J-K | NEISO | NYISO_J-K | Internal | Summer | B1 | 10 | 500 | 500 | 72.28 | 75.29 | 3 | 0.01
2030 | NEISO_2_NYISO_J-K | NEISO | NYISO_J-K | Internal | Summer | B2 | 25 | 500 | 486.52 | 61.31 | 64.31 | 3 | 0
2030 | NEISO_2_NYISO_J-K | NEISO | NYISO_J-K | Internal | Summer | B3 | 75 | 500 | 500 | 51.42 | 58.58 | 3 | 4.16
2030 | NEISO_2_NYISO_J-K | NEISO | NYISO_J-K | Internal | Summer | B4 | 100 | 500 | 500 | 40.77 | 53.15 | 3 | 9.37
2030 | NEISO_2_NYISO_J-K | NEISO | NYISO_J-K | Internal | Summer | B5 | 200 | 500 | 500 | 36.79 | 52.61 | 3 | 12.83
2030 | NEISO_2_NYISO_J-K | NEISO | NYISO_J-K | Internal | Summer | B6 | 300 | 500 | 500 | 36.79 | 52.61 | 3 | 12.83
2030 | NEISO_2_NYISO_J-K | NEISO | NYISO_J-K | Internal | Summer | B7 | 400 | 500 | 500 | 36.79 | 47.33 | 3 | 7.54
2030 | NEISO_2_NYISO_J-K | NEISO | NYISO_J-K | Internal | Summer | B8 | 500 | 500 | 500 | 36.79 | 42.01 | 3 | 2.22
2030 | NEISO_2_NYISO_J-K | NEISO | NYISO_J-K | Internal | Summer | B9 | 800 | 500 | 500 | 36.79 | 39.8 | 3 | 0.01
2030 | NEISO_2_NYISO_J-K | NEISO | NYISO_J-K | Internal | Summer | B10 | 1262 | 500 | 494.77 | 36.79 | 39.79 | 3 | 0
2030 | NEISO_2_NYISO_J-K | NEISO | NYISO_J-K | Internal | Winter | B16 | 25 | 500 | 500 | 50.77 | 56.54 | 3 | 2.77
2030 | NEISO_2_NYISO_J-K | NEISO | NYISO_J-K | Internal | Winter | B17 | 100 | 500 | 500 | 50.77 | 56.54 | 3 | 2.77
2030 | NEISO_2_NYISO_J-K | NEISO | NYISO_J-K | Internal | Winter | B18 | 400 | 500 | 500 | 50.77 | 53.78 | 3 | 0.01
2030 | NEISO_2_NYISO_J-K | NEISO | NYISO_J-K | Internal | Winter | B19 | 700 | 500 | 243.17 | 50.14 | 53.14 | 3 | 0
2030 | NEISO_2_NYISO_J-K | NEISO | NYISO_J-K | Internal | Winter | B20 | 935 | 500 | 0 | 50.14 | 50.31 | 3 | 0
2030 | NonRTO_Midwest_2_TVA_Transmission | NonRTO_Midwest | TVA_Transmission | Internal | Shoulder | B11 | 25 | 2400 | 0 | 61.27 | 51.2 | 8 | 0
2030 | NonRTO_Midwest_2_TVA_Transmission | NonRTO_Midwest | TVA_Transmission | Internal | Shoulder | B12 | 200 | 2400 | 0 | 56.07 | 48.41 | 8 | 0
2030 | NonRTO_Midwest_2_TVA_Transmission | NonRTO_Midwest | TVA_Transmission | Internal | Shoulder | B13 | 600 | 2400 | 0 | 52.93 | 46.14 | 8 | 0
2030 | NonRTO_Midwest_2_TVA_Transmission | NonRTO_Midwest | TVA_Transmission | Internal | Shoulder | B14 | 900 | 2400 | 0 | 44.28 | 44.42 | 8 | 0
2030 | NonRTO_Midwest_2_TVA_Transmission | NonRTO_Midwest | TVA_Transmission | Internal | Shoulder | B15 | 1203 | 2400 | 0 | 37.74 | 39.09 | 8 | 0
2030 | NonRTO_Midwest_2_TVA_Transmission | NonRTO_Midwest | TVA_Transmission | Internal | Summer | B1 | 10 | 2400 | 0 | 76.13 | 80.38 | 8 | 0
2030 | NonRTO_Midwest_2_TVA_Transmission | NonRTO_Midwest | TVA_Transmission | Internal | Summer | B2 | 25 | 2400 | 0 | 76.13 | 79.85 | 8 | 0
2030 | NonRTO_Midwest_2_TVA_Transmission | NonRTO_Midwest | TVA_Transmission | Internal | Summer | B3 | 75 | 2400 | 0 | 76.13 | 72.59 | 8 | 0
2030 | NonRTO_Midwest_2_TVA_Transmission | NonRTO_Midwest | TVA_Transmission | Internal | Summer | B4 | 100 | 2400 | 0 | 76.13 | 67.13 | 8 | 0
2030 | NonRTO_Midwest_2_TVA_Transmission | NonRTO_Midwest | TVA_Transmission | Internal | Summer | B5 | 200 | 2400 | 0 | 72.44 | 63.44 | 8 | 0
2030 | NonRTO_Midwest_2_TVA_Transmission | NonRTO_Midwest | TVA_Transmission | Internal | Summer | B6 | 300 | 2400 | 0 | 57.32 | 51.65 | 8 | 0
2030 | NonRTO_Midwest_2_TVA_Transmission | NonRTO_Midwest | TVA_Transmission | Internal | Summer | B7 | 400 | 2400 | 0 | 50.91 | 46.22 | 8 | 0
2030 | NonRTO_Midwest_2_TVA_Transmission | NonRTO_Midwest | TVA_Transmission | Internal | Summer | B8 | 500 | 2400 | 0 | 43.19 | 43.13 | 8 | 0
2030 | NonRTO_Midwest_2_TVA_Transmission | NonRTO_Midwest | TVA_Transmission | Internal | Summer | B9 | 800 | 2400 | 0 | 37.74 | 41.12 | 8 | 0
2030 | NonRTO_Midwest_2_TVA_Transmission | NonRTO_Midwest | TVA_Transmission | Internal | Summer | B10 | 1262 | 2400 | 0 | 34 | 38.05 | 8 | 0
2030 | NonRTO_Midwest_2_TVA_Transmission | NonRTO_Midwest | TVA_Transmission | Internal | Winter | B16 | 25 | 2400 | 0 | 60.44 | 52.62 | 8 | 0
2030 | NonRTO_Midwest_2_TVA_Transmission | NonRTO_Midwest | TVA_Transmission | Internal | Winter | B17 | 100 | 2400 | 0 | 56.79 | 50.78 | 8 | 0
2030 | NonRTO_Midwest_2_TVA_Transmission | NonRTO_Midwest | TVA_Transmission | Internal | Winter | B18 | 400 | 2400 | 0 | 55.13 | 47.5 | 8 | 0
2030 | NonRTO_Midwest_2_TVA_Transmission | NonRTO_Midwest | TVA_Transmission | Internal | Winter | B19 | 700 | 2400 | 0 | 44.56 | 44.32 | 8 | 0
2030 | NonRTO_Midwest_2_TVA_Transmission | NonRTO_Midwest | TVA_Transmission | Internal | Winter | B20 | 935 | 2400 | 0 | 37.74 | 39.19 | 8 | 0
2030 | NYISO_A-F_2_IESO | NYISO_A-F | IESO | Internal | Shoulder | B11 | 25 | 1600 | 0 | 47.53 | 40.53 | 7 | 0
2030 | NYISO_A-F_2_IESO | NYISO_A-F | IESO | Internal | Shoulder | B12 | 200 | 1600 | 0 | 43.35 | 36.35 | 7 | 0
2030 | NYISO_A-F_2_IESO | NYISO_A-F | IESO | Internal | Shoulder | B13 | 600 | 1600 | 0 | 43.34 | 36.34 | 7 | 0
2030 | NYISO_A-F_2_IESO | NYISO_A-F | IESO | Internal | Shoulder | B14 | 900 | 1600 | 0 | 43.21 | 35.96 | 7 | 0
2030 | NYISO_A-F_2_IESO | NYISO_A-F | IESO | Internal | Shoulder | B15 | 1203 | 1600 | 0 | 41.88 | 34.88 | 7 | 0
2030 | NYISO_A-F_2_IESO | NYISO_A-F | IESO | Internal | Summer | B1 | 10 | 1600 | 0 | 69.28 | 65.23 | 7 | 0
2030 | NYISO_A-F_2_IESO | NYISO_A-F | IESO | Internal | Summer | B2 | 25 | 1600 | 0 | 62.19 | 55.19 | 7 | 0
2030 | NYISO_A-F_2_IESO | NYISO_A-F | IESO | Internal | Summer | B3 | 75 | 1600 | 0 | 55.39 | 48.39 | 7 | 0
2030 | NYISO_A-F_2_IESO | NYISO_A-F | IESO | Internal | Summer | B4 | 100 | 1600 | 0 | 53.12 | 46.12 | 7 | 0
2030 | NYISO_A-F_2_IESO | NYISO_A-F | IESO | Internal | Summer | B5 | 200 | 1600 | 0 | 50.42 | 43.42 | 7 | 0
2030 | NYISO_A-F_2_IESO | NYISO_A-F | IESO | Internal | Summer | B6 | 300 | 1600 | 0 | 49.33 | 42.33 | 7 | 0
2030 | NYISO_A-F_2_IESO | NYISO_A-F | IESO | Internal | Summer | B7 | 400 | 1600 | 0 | 43.34 | 36.34 | 7 | 0
2030 | NYISO_A-F_2_IESO | NYISO_A-F | IESO | Internal | Summer | B8 | 500 | 1600 | 0 | 41.98 | 34.34 | 7 | 0
2030 | NYISO_A-F_2_IESO | NYISO_A-F | IESO | Internal | Summer | B9 | 800 | 1600 | 0 | 39.77 | 32.77 | 7 | 0
2030 | NYISO_A-F_2_IESO | NYISO_A-F | IESO | Internal | Summer | B10 | 1262 | 1600 | 0 | 39.76 | 32.77 | 7 | 0
2030 | NYISO_A-F_2_IESO | NYISO_A-F | IESO | Internal | Winter | B16 | 25 | 1600 | 0 | 52.43 | 45.43 | 7 | 0
2030 | NYISO_A-F_2_IESO | NYISO_A-F | IESO | Internal | Winter | B17 | 100 | 1600 | 0 | 48.79 | 41.79 | 7 | 0
2030 | NYISO_A-F_2_IESO | NYISO_A-F | IESO | Internal | Winter | B18 | 400 | 1600 | 0 | 47.14 | 40.14 | 7 | 0
2030 | NYISO_A-F_2_IESO | NYISO_A-F | IESO | Internal | Winter | B19 | 700 | 1600 | 0 | 47.14 | 40.14 | 7 | 0
2030 | NYISO_A-F_2_IESO | NYISO_A-F | IESO | Internal | Winter | B20 | 935 | 1600 | 0 | 47.14 | 40.14 | 7 | 0
2030 | NYISO_A-F_2_NEISO | NYISO_A-F | NEISO | Internal | Shoulder | B11 | 25 | 600 | 0 | 47.53 | 40.21 | 3 | 0
2030 | NYISO_A-F_2_NEISO | NYISO_A-F | NEISO | Internal | Shoulder | B12 | 200 | 600 | 0 | 43.35 | 40.21 | 3 | 0
2030 | NYISO_A-F_2_NEISO | NYISO_A-F | NEISO | Internal | Shoulder | B13 | 600 | 600 | 0 | 43.34 | 40.21 | 3 | 0
2030 | NYISO_A-F_2_NEISO | NYISO_A-F | NEISO | Internal | Shoulder | B14 | 900 | 600 | 0 | 43.21 | 40.21 | 3 | 0
2030 | NYISO_A-F_2_NEISO | NYISO_A-F | NEISO | Internal | Shoulder | B15 | 1203 | 600 | 0 | 41.88 | 40.21 | 3 | 0
2030 | NYISO_A-F_2_NEISO | NYISO_A-F | NEISO | Internal | Summer | B1 | 10 | 600 | 248.19 | 69.28 | 72.28 | 3 | 0
2030 | NYISO_A-F_2_NEISO | NYISO_A-F | NEISO | Internal | Summer | B2 | 25 | 600 | 0 | 62.19 | 61.31 | 3 | 0
2030 | NYISO_A-F_2_NEISO | NYISO_A-F | NEISO | Internal | Summer | B3 | 75 | 600 | 0 | 55.39 | 51.42 | 3 | 0
2030 | NYISO_A-F_2_NEISO | NYISO_A-F | NEISO | Internal | Summer | B4 | 100 | 600 | 0 | 53.12 | 40.77 | 3 | 0
2030 | NYISO_A-F_2_NEISO | NYISO_A-F | NEISO | Internal | Summer | B5 | 200 | 600 | 0 | 50.42 | 36.79 | 3 | 0
2030 | NYISO_A-F_2_NEISO | NYISO_A-F | NEISO | Internal | Summer | B6 | 300 | 600 | 0 | 49.33 | 36.79 | 3 | 0
2030 | NYISO_A-F_2_NEISO | NYISO_A-F | NEISO | Internal | Summer | B7 | 400 | 600 | 0 | 43.34 | 36.79 | 3 | 0
2030 | NYISO_A-F_2_NEISO | NYISO_A-F | NEISO | Internal | Summer | B8 | 500 | 600 | 0 | 41.98 | 36.79 | 3 | 0
2030 | NYISO_A-F_2_NEISO | NYISO_A-F | NEISO | Internal | Summer | B9 | 800 | 600 | 0 | 39.77 | 36.79 | 3 | 0
2030 | NYISO_A-F_2_NEISO | NYISO_A-F | NEISO | Internal | Summer | B10 | 1262 | 600 | 0 | 39.76 | 36.79 | 3 | 0
2030 | NYISO_A-F_2_NEISO | NYISO_A-F | NEISO | Internal | Winter | B16 | 25 | 600 | 0 | 52.43 | 50.77 | 3 | 0
2030 | NYISO_A-F_2_NEISO | NYISO_A-F | NEISO | Internal | Winter | B17 | 100 | 600 | 0 | 48.79 | 50.77 | 3 | 0
2030 | NYISO_A-F_2_NEISO | NYISO_A-F | NEISO | Internal | Winter | B18 | 400 | 600 | 600 | 47.14 | 50.77 | 3 | 0.63
2030 | NYISO_A-F_2_NEISO | NYISO_A-F | NEISO | Internal | Winter | B19 | 700 | 600 | 358.65 | 47.14 | 50.14 | 3 | 0
2030 | NYISO_A-F_2_NEISO | NYISO_A-F | NEISO | Internal | Winter | B20 | 935 | 600 | 392.59 | 47.14 | 50.14 | 3 | 0
2030 | NYISO_A-F_2_NYISO_G-I | NYISO_A-F | NYISO_G-I | Internal | Shoulder | B11 | 25 | 4757 | 4604.58 | 47.53 | 47.54 | 0.01 | 0
2030 | NYISO_A-F_2_NYISO_G-I | NYISO_A-F | NYISO_G-I | Internal | Shoulder | B12 | 200 | 4757 | 3968.9 | 43.35 | 43.36 | 0.01 | 0
2030 | NYISO_A-F_2_NYISO_G-I | NYISO_A-F | NYISO_G-I | Internal | Shoulder | B13 | 600 | 4757 | 4690.36 | 43.34 | 43.35 | 0.01 | 0
2030 | NYISO_A-F_2_NYISO_G-I | NYISO_A-F | NYISO_G-I | Internal | Shoulder | B14 | 900 | 4757 | 3746.29 | 43.21 | 43.22 | 0.01 | 0
2030 | NYISO_A-F_2_NYISO_G-I | NYISO_A-F | NYISO_G-I | Internal | Shoulder | B15 | 1203 | 4757 | 2032.1 | 41.88 | 41.89 | 0.01 | 0
2030 | NYISO_A-F_2_NYISO_G-I | NYISO_A-F | NYISO_G-I | Internal | Summer | B1 | 10 | 4757 | 4757 | 69.28 | 75.28 | 0.01 | 5.99
2030 | NYISO_A-F_2_NYISO_G-I | NYISO_A-F | NYISO_G-I | Internal | Summer | B2 | 25 | 4757 | 4757 | 62.19 | 64.3 | 0.01 | 2.1
2030 | NYISO_A-F_2_NYISO_G-I | NYISO_A-F | NYISO_G-I | Internal | Summer | B3 | 75 | 4757 | 4757 | 55.39 | 58.57 | 0.01 | 3.17
2030 | NYISO_A-F_2_NYISO_G-I | NYISO_A-F | NYISO_G-I | Internal | Summer | B4 | 100 | 4757 | 4751.66 | 53.12 | 53.14 | 0.01 | 0
2030 | NYISO_A-F_2_NYISO_G-I | NYISO_A-F | NYISO_G-I | Internal | Summer | B5 | 200 | 4757 | 4757 | 50.42 | 52.6 | 0.01 | 2.17
2030 | NYISO_A-F_2_NYISO_G-I | NYISO_A-F | NYISO_G-I | Internal | Summer | B6 | 300 | 4757 | 4757 | 49.33 | 52.6 | 0.01 | 3.26
2030 | NYISO_A-F_2_NYISO_G-I | NYISO_A-F | NYISO_G-I | Internal | Summer | B7 | 400 | 4757 | 4757 | 43.34 | 47.32 | 0.01 | 3.96
2030 | NYISO_A-F_2_NYISO_G-I | NYISO_A-F | NYISO_G-I | Internal | Summer | B8 | 500 | 4757 | 3951.63 | 41.98 | 41.99 | 0.01 | 0
2030 | NYISO_A-F_2_NYISO_G-I | NYISO_A-F | NYISO_G-I | Internal | Summer | B9 | 800 | 4757 | 3162.55 | 39.77 | 39.79 | 0.01 | 0
2030 | NYISO_A-F_2_NYISO_G-I | NYISO_A-F | NYISO_G-I | Internal | Summer | B10 | 1262 | 4757 | 441.21 | 39.76 | 39.77 | 0.01 | 0
2030 | NYISO_A-F_2_NYISO_G-I | NYISO_A-F | NYISO_G-I | Internal | Winter | B16 | 25 | 4757 | 4757 | 52.43 | 53.77 | 0.01 | 1.33
2030 | NYISO_A-F_2_NYISO_G-I | NYISO_A-F | NYISO_G-I | Internal | Winter | B17 | 100 | 4757 | 4757 | 48.79 | 53.77 | 0.01 | 4.96
2030 | NYISO_A-F_2_NYISO_G-I | NYISO_A-F | NYISO_G-I | Internal | Winter | B18 | 400 | 4757 | 4757 | 47.14 | 53.77 | 0.01 | 6.61
2030 | NYISO_A-F_2_NYISO_G-I | NYISO_A-F | NYISO_G-I | Internal | Winter | B19 | 700 | 4757 | 4757 | 47.14 | 53.13 | 0.01 | 5.98
2030 | NYISO_A-F_2_NYISO_G-I | NYISO_A-F | NYISO_G-I | Internal | Winter | B20 | 935 | 4757 | 4757 | 47.14 | 50.3 | 0.01 | 3.15
2030 | NYISO_A-F_2_PJM_ROM | NYISO_A-F | PJM_ROM | Internal | Shoulder | B11 | 25 | 1000 | 0 | 47.53 | 45.19 | 8 | 0
2030 | NYISO_A-F_2_PJM_ROM | NYISO_A-F | PJM_ROM | Internal | Shoulder | B12 | 200 | 1000 | 0 | 43.35 | 43.61 | 8 | 0
2030 | NYISO_A-F_2_PJM_ROM | NYISO_A-F | PJM_ROM | Internal | Shoulder | B13 | 600 | 1000 | 0 | 43.34 | 42.94 | 8 | 0
2030 | NYISO_A-F_2_PJM_ROM | NYISO_A-F | PJM_ROM | Internal | Shoulder | B14 | 900 | 1000 | 0 | 43.21 | 40.97 | 8 | 0
2030 | NYISO_A-F_2_PJM_ROM | NYISO_A-F | PJM_ROM | Internal | Shoulder | B15 | 1203 | 1000 | 0 | 41.88 | 35.88 | 8 | 0
2030 | NYISO_A-F_2_PJM_ROM | NYISO_A-F | PJM_ROM | Internal | Summer | B1 | 10 | 1000 | 0 | 69.28 | 69.29 | 8 | 0
2030 | NYISO_A-F_2_PJM_ROM | NYISO_A-F | PJM_ROM | Internal | Summer | B2 | 25 | 1000 | 0 | 62.19 | 69.29 | 8 | 0
2030 | NYISO_A-F_2_PJM_ROM | NYISO_A-F | PJM_ROM | Internal | Summer | B3 | 75 | 1000 | 1000 | 55.39 | 66.58 | 8 | 3.19
2030 | NYISO_A-F_2_PJM_ROM | NYISO_A-F | PJM_ROM | Internal | Summer | B4 | 100 | 1000 | 1000 | 53.12 | 61.15 | 8 | 0.02
2030 | NYISO_A-F_2_PJM_ROM | NYISO_A-F | PJM_ROM | Internal | Summer | B5 | 200 | 1000 | 43.57 | 50.42 | 58.42 | 8 | 0
2030 | NYISO_A-F_2_PJM_ROM | NYISO_A-F | PJM_ROM | Internal | Summer | B6 | 300 | 1000 | 0 | 49.33 | 46.63 | 8 | 0
2030 | NYISO_A-F_2_PJM_ROM | NYISO_A-F | PJM_ROM | Internal | Summer | B7 | 400 | 1000 | 0 | 43.34 | 41.34 | 8 | 0
2030 | NYISO_A-F_2_PJM_ROM | NYISO_A-F | PJM_ROM | Internal | Summer | B8 | 500 | 1000 | 0 | 41.98 | 40.89 | 8 | 0
2030 | NYISO_A-F_2_PJM_ROM | NYISO_A-F | PJM_ROM | Internal | Summer | B9 | 800 | 1000 | 0 | 39.77 | 37.85 | 8 | 0
2030 | NYISO_A-F_2_PJM_ROM | NYISO_A-F | PJM_ROM | Internal | Summer | B10 | 1262 | 1000 | 0 | 39.76 | 33.76 | 8 | 0
2030 | NYISO_A-F_2_PJM_ROM | NYISO_A-F | PJM_ROM | Internal | Winter | B16 | 25 | 1000 | 0 | 52.43 | 46.64 | 8 | 0
2030 | NYISO_A-F_2_PJM_ROM | NYISO_A-F | PJM_ROM | Internal | Winter | B17 | 100 | 1000 | 0 | 48.79 | 46.81 | 8 | 0
2030 | NYISO_A-F_2_PJM_ROM | NYISO_A-F | PJM_ROM | Internal | Winter | B18 | 400 | 1000 | 0 | 47.14 | 46.27 | 8 | 0
2030 | NYISO_A-F_2_PJM_ROM | NYISO_A-F | PJM_ROM | Internal | Winter | B19 | 700 | 1000 | 0 | 47.14 | 42.75 | 8 | 0
2030 | NYISO_A-F_2_PJM_ROM | NYISO_A-F | PJM_ROM | Internal | Winter | B20 | 935 | 1000 | 0 | 47.14 | 33.32 | 8 | 0
2030 | NYISO_G-I_2_NEISO | NYISO_G-I | NEISO | Internal | Shoulder | B11 | 25 | 600 | 0 | 47.54 | 40.21 | 3 | 0
2030 | NYISO_G-I_2_NEISO | NYISO_G-I | NEISO | Internal | Shoulder | B12 | 200 | 600 | 0 | 43.36 | 40.21 | 3 | 0
2030 | NYISO_G-I_2_NEISO | NYISO_G-I | NEISO | Internal | Shoulder | B13 | 600 | 600 | 0 | 43.35 | 40.21 | 3 | 0
2030 | NYISO_G-I_2_NEISO | NYISO_G-I | NEISO | Internal | Shoulder | B14 | 900 | 600 | 0 | 43.22 | 40.21 | 3 | 0
2030 | NYISO_G-I_2_NEISO | NYISO_G-I | NEISO | Internal | Shoulder | B15 | 1203 | 600 | 0 | 41.89 | 40.21 | 3 | 0
2030 | NYISO_G-I_2_NEISO | NYISO_G-I | NEISO | Internal | Summer | B1 | 10 | 600 | 0 | 75.28 | 72.28 | 3 | 0
2030 | NYISO_G-I_2_NEISO | NYISO_G-I | NEISO | Internal | Summer | B2 | 25 | 600 | 0 | 64.3 | 61.31 | 3 | 0
2030 | NYISO_G-I_2_NEISO | NYISO_G-I | NEISO | Internal | Summer | B3 | 75 | 600 | 0 | 58.57 | 51.42 | 3 | 0
2030 | NYISO_G-I_2_NEISO | NYISO_G-I | NEISO | Internal | Summer | B4 | 100 | 600 | 0 | 53.14 | 40.77 | 3 | 0
2030 | NYISO_G-I_2_NEISO | NYISO_G-I | NEISO | Internal | Summer | B5 | 200 | 600 | 0 | 52.6 | 36.79 | 3 | 0
2030 | NYISO_G-I_2_NEISO | NYISO_G-I | NEISO | Internal | Summer | B6 | 300 | 600 | 0 | 52.6 | 36.79 | 3 | 0
2030 | NYISO_G-I_2_NEISO | NYISO_G-I | NEISO | Internal | Summer | B7 | 400 | 600 | 0 | 47.32 | 36.79 | 3 | 0
2030 | NYISO_G-I_2_NEISO | NYISO_G-I | NEISO | Internal | Summer | B8 | 500 | 600 | 0 | 41.99 | 36.79 | 3 | 0
2030 | NYISO_G-I_2_NEISO | NYISO_G-I | NEISO | Internal | Summer | B9 | 800 | 600 | 0 | 39.79 | 36.79 | 3 | 0
2030 | NYISO_G-I_2_NEISO | NYISO_G-I | NEISO | Internal | Summer | B10 | 1262 | 600 | 0 | 39.77 | 36.79 | 3 | 0
2030 | NYISO_G-I_2_NEISO | NYISO_G-I | NEISO | Internal | Winter | B16 | 25 | 600 | 0 | 53.77 | 50.77 | 3 | 0
2030 | NYISO_G-I_2_NEISO | NYISO_G-I | NEISO | Internal | Winter | B17 | 100 | 600 | 0 | 53.77 | 50.77 | 3 | 0
2030 | NYISO_G-I_2_NEISO | NYISO_G-I | NEISO | Internal | Winter | B18 | 400 | 600 | 0 | 53.77 | 50.77 | 3 | 0
2030 | NYISO_G-I_2_NEISO | NYISO_G-I | NEISO | Internal | Winter | B19 | 700 | 600 | 0 | 53.13 | 50.14 | 3 | 0
2030 | NYISO_G-I_2_NEISO | NYISO_G-I | NEISO | Internal | Winter | B20 | 935 | 600 | 0 | 50.3 | 50.14 | 3 | 0
2030 | NYISO_G-I_2_NYISO_A-F | NYISO_G-I | NYISO_A-F | Internal | Shoulder | B11 | 25 | 2506 | 0 | 47.54 | 47.53 | 0.01 | 0
2030 | NYISO_G-I_2_NYISO_A-F | NYISO_G-I | NYISO_A-F | Internal | Shoulder | B12 | 200 | 2506 | 0 | 43.36 | 43.35 | 0.01 | 0
2030 | NYISO_G-I_2_NYISO_A-F | NYISO_G-I | NYISO_A-F | Internal | Shoulder | B13 | 600 | 2506 | 0 | 43.35 | 43.34 | 0.01 | 0
2030 | NYISO_G-I_2_NYISO_A-F | NYISO_G-I | NYISO_A-F | Internal | Shoulder | B14 | 900 | 2506 | 0 | 43.22 | 43.21 | 0.01 | 0
2030 | NYISO_G-I_2_NYISO_A-F | NYISO_G-I | NYISO_A-F | Internal | Shoulder | B15 | 1203 | 2506 | 0 | 41.89 | 41.88 | 0.01 | 0
2030 | NYISO_G-I_2_NYISO_A-F | NYISO_G-I | NYISO_A-F | Internal | Summer | B1 | 10 | 2506 | 0 | 75.28 | 69.28 | 0.01 | 0
2030 | NYISO_G-I_2_NYISO_A-F | NYISO_G-I | NYISO_A-F | Internal | Summer | B2 | 25 | 2506 | 0 | 64.3 | 62.19 | 0.01 | 0
2030 | NYISO_G-I_2_NYISO_A-F | NYISO_G-I | NYISO_A-F | Internal | Summer | B3 | 75 | 2506 | 0 | 58.57 | 55.39 | 0.01 | 0
2030 | NYISO_G-I_2_NYISO_A-F | NYISO_G-I | NYISO_A-F | Internal | Summer | B4 | 100 | 2506 | 0 | 53.14 | 53.12 | 0.01 | 0
2030 | NYISO_G-I_2_NYISO_A-F | NYISO_G-I | NYISO_A-F | Internal | Summer | B5 | 200 | 2506 | 0 | 52.6 | 50.42 | 0.01 | 0
2030 | NYISO_G-I_2_NYISO_A-F | NYISO_G-I | NYISO_A-F | Internal | Summer | B6 | 300 | 2506 | 0 | 52.6 | 49.33 | 0.01 | 0
2030 | NYISO_G-I_2_NYISO_A-F | NYISO_G-I | NYISO_A-F | Internal | Summer | B7 | 400 | 2506 | 0 | 47.32 | 43.34 | 0.01 | 0
2030 | NYISO_G-I_2_NYISO_A-F | NYISO_G-I | NYISO_A-F | Internal | Summer | B8 | 500 | 2506 | 0 | 41.99 | 41.98 | 0.01 | 0
2030 | NYISO_G-I_2_NYISO_A-F | NYISO_G-I | NYISO_A-F | Internal | Summer | B9 | 800 | 2506 | 0 | 39.79 | 39.77 | 0.01 | 0
2030 | NYISO_G-I_2_NYISO_A-F | NYISO_G-I | NYISO_A-F | Internal | Summer | B10 | 1262 | 2506 | 0 | 39.77 | 39.76 | 0.01 | 0
2030 | NYISO_G-I_2_NYISO_A-F | NYISO_G-I | NYISO_A-F | Internal | Winter | B16 | 25 | 2506 | 0 | 53.77 | 52.43 | 0.01 | 0
2030 | NYISO_G-I_2_NYISO_A-F | NYISO_G-I | NYISO_A-F | Internal | Winter | B17 | 100 | 2506 | 0 | 53.77 | 48.79 | 0.01 | 0
2030 | NYISO_G-I_2_NYISO_A-F | NYISO_G-I | NYISO_A-F | Internal | Winter | B18 | 400 | 2506 | 0 | 53.77 | 47.14 | 0.01 | 0
2030 | NYISO_G-I_2_NYISO_A-F | NYISO_G-I | NYISO_A-F | Internal | Winter | B19 | 700 | 2506 | 0 | 53.13 | 47.14 | 0.01 | 0
2030 | NYISO_G-I_2_NYISO_A-F | NYISO_G-I | NYISO_A-F | Internal | Winter | B20 | 935 | 2506 | 0 | 50.3 | 47.14 | 0.01 | 0
2030 | NYISO_G-I_2_NYISO_J-K | NYISO_G-I | NYISO_J-K | Internal | Shoulder | B11 | 25 | 6188 | 5157.93 | 47.54 | 47.55 | 0.01 | 0
2030 | NYISO_G-I_2_NYISO_J-K | NYISO_G-I | NYISO_J-K | Internal | Shoulder | B12 | 200 | 6188 | 4571.04 | 43.36 | 43.37 | 0.01 | 0
2030 | NYISO_G-I_2_NYISO_J-K | NYISO_G-I | NYISO_J-K | Internal | Shoulder | B13 | 600 | 6188 | 5422.55 | 43.35 | 43.36 | 0.01 | 0
2030 | NYISO_G-I_2_NYISO_J-K | NYISO_G-I | NYISO_J-K | Internal | Shoulder | B14 | 900 | 6188 | 4640.87 | 43.22 | 43.23 | 0.01 | 0
2030 | NYISO_G-I_2_NYISO_J-K | NYISO_G-I | NYISO_J-K | Internal | Shoulder | B15 | 1203 | 6188 | 3006.58 | 41.89 | 41.9 | 0.01 | 0
2030 | NYISO_G-I_2_NYISO_J-K | NYISO_G-I | NYISO_J-K | Internal | Summer | B1 | 10 | 6188 | 4136.49 | 75.28 | 75.29 | 0.01 | 0
2030 | NYISO_G-I_2_NYISO_J-K | NYISO_G-I | NYISO_J-K | Internal | Summer | B2 | 25 | 6188 | 3995.19 | 64.3 | 64.31 | 0.01 | 0
2030 | NYISO_G-I_2_NYISO_J-K | NYISO_G-I | NYISO_J-K | Internal | Summer | B3 | 75 | 6188 | 3987.49 | 58.57 | 58.58 | 0.01 | 0
2030 | NYISO_G-I_2_NYISO_J-K | NYISO_G-I | NYISO_J-K | Internal | Summer | B4 | 100 | 6188 | 4304.92 | 53.14 | 53.15 | 0.01 | 0
2030 | NYISO_G-I_2_NYISO_J-K | NYISO_G-I | NYISO_J-K | Internal | Summer | B5 | 200 | 6188 | 5439.41 | 52.6 | 52.61 | 0.01 | 0
2030 | NYISO_G-I_2_NYISO_J-K | NYISO_G-I | NYISO_J-K | Internal | Summer | B6 | 300 | 6188 | 5643.06 | 52.6 | 52.61 | 0.01 | 0
2030 | NYISO_G-I_2_NYISO_J-K | NYISO_G-I | NYISO_J-K | Internal | Summer | B7 | 400 | 6188 | 5840.52 | 47.32 | 47.33 | 0.01 | 0
2030 | NYISO_G-I_2_NYISO_J-K | NYISO_G-I | NYISO_J-K | Internal | Summer | B8 | 500 | 6188 | 5177.48 | 41.99 | 42.01 | 0.01 | 0
2030 | NYISO_G-I_2_NYISO_J-K | NYISO_G-I | NYISO_J-K | Internal | Summer | B9 | 800 | 6188 | 4246.71 | 39.79 | 39.8 | 0.01 | 0
2030 | NYISO_G-I_2_NYISO_J-K | NYISO_G-I | NYISO_J-K | Internal | Summer | B10 | 1262 | 6188 | 1997.4 | 39.77 | 39.79 | 0.01 | 0
2030 | NYISO_G-I_2_NYISO_J-K | NYISO_G-I | NYISO_J-K | Internal | Winter | B16 | 25 | 6188 | 6188 | 53.77 | 56.54 | 0.01 | 2.76
2030 | NYISO_G-I_2_NYISO_J-K | NYISO_G-I | NYISO_J-K | Internal | Winter | B17 | 100 | 6188 | 6188 | 53.77 | 56.54 | 0.01 | 2.76
2030 | NYISO_G-I_2_NYISO_J-K | NYISO_G-I | NYISO_J-K | Internal | Winter | B18 | 400 | 6188 | 6182.65 | 53.77 | 53.78 | 0.01 | 0
2030 | NYISO_G-I_2_NYISO_J-K | NYISO_G-I | NYISO_J-K | Internal | Winter | B19 | 700 | 6188 | 6089.91 | 53.13 | 53.14 | 0.01 | 0
2030 | NYISO_G-I_2_NYISO_J-K | NYISO_G-I | NYISO_J-K | Internal | Winter | B20 | 935 | 6188 | 5867.43 | 50.3 | 50.31 | 0.01 | 0
2030 | NYISO_G-I_2_PJM_E | NYISO_G-I | PJM_E | Internal | Shoulder | B11 | 25 | 1500 | 0 | 47.54 | 45.18 | 8 | 0
2030 | NYISO_G-I_2_PJM_E | NYISO_G-I | PJM_E | Internal | Shoulder | B12 | 200 | 1500 | 0 | 43.36 | 43.6 | 8 | 0
2030 | NYISO_G-I_2_PJM_E | NYISO_G-I | PJM_E | Internal | Shoulder | B13 | 600 | 1500 | 0 | 43.35 | 42.95 | 8 | 0
2030 | NYISO_G-I_2_PJM_E | NYISO_G-I | PJM_E | Internal | Shoulder | B14 | 900 | 1500 | 0 | 43.22 | 40.96 | 8 | 0
2030 | NYISO_G-I_2_PJM_E | NYISO_G-I | PJM_E | Internal | Shoulder | B15 | 1203 | 1500 | 0 | 41.89 | 35.89 | 8 | 0
2030 | NYISO_G-I_2_PJM_E | NYISO_G-I | PJM_E | Internal | Summer | B1 | 10 | 1500 | 0 | 75.28 | 69.28 | 8 | 0
2030 | NYISO_G-I_2_PJM_E | NYISO_G-I | PJM_E | Internal | Summer | B2 | 25 | 1500 | 0 | 64.3 | 69.28 | 8 | 0
2030 | NYISO_G-I_2_PJM_E | NYISO_G-I | PJM_E | Internal | Summer | B3 | 75 | 1500 | 1031.47 | 58.57 | 66.57 | 8 | 0
2030 | NYISO_G-I_2_PJM_E | NYISO_G-I | PJM_E | Internal | Summer | B4 | 100 | 1500 | 986.28 | 53.14 | 61.14 | 8 | 0
2030 | NYISO_G-I_2_PJM_E | NYISO_G-I | PJM_E | Internal | Summer | B5 | 200 | 1500 | 0 | 52.6 | 58.41 | 8 | 0
2030 | NYISO_G-I_2_PJM_E | NYISO_G-I | PJM_E | Internal | Summer | B6 | 300 | 1500 | 0 | 52.6 | 46.62 | 8 | 0
2030 | NYISO_G-I_2_PJM_E | NYISO_G-I | PJM_E | Internal | Summer | B7 | 400 | 1500 | 0 | 47.32 | 41.33 | 8 | 0
2030 | NYISO_G-I_2_PJM_E | NYISO_G-I | PJM_E | Internal | Summer | B8 | 500 | 1500 | 0 | 41.99 | 40.91 | 8 | 0
2030 | NYISO_G-I_2_PJM_E | NYISO_G-I | PJM_E | Internal | Summer | B9 | 800 | 1500 | 0 | 39.79 | 37.86 | 8 | 0
2030 | NYISO_G-I_2_PJM_E | NYISO_G-I | PJM_E | Internal | Summer | B10 | 1262 | 1500 | 0 | 39.77 | 33.77 | 8 | 0
2030 | NYISO_G-I_2_PJM_E | NYISO_G-I | PJM_E | Internal | Winter | B16 | 25 | 1500 | 0 | 53.77 | 46.65 | 8 | 0
2030 | NYISO_G-I_2_PJM_E | NYISO_G-I | PJM_E | Internal | Winter | B17 | 100 | 1500 | 0 | 53.77 | 46.82 | 8 | 0
2030 | NYISO_G-I_2_PJM_E | NYISO_G-I | PJM_E | Internal | Winter | B18 | 400 | 1500 | 0 | 53.77 | 46.28 | 8 | 0
2030 | NYISO_G-I_2_PJM_E | NYISO_G-I | PJM_E | Internal | Winter | B19 | 700 | 1500 | 0 | 53.13 | 42.76 | 8 | 0
2030 | NYISO_G-I_2_PJM_E | NYISO_G-I | PJM_E | Internal | Winter | B20 | 935 | 1500 | 0 | 50.3 | 33.34 | 8 | 0
2030 | NYISO_J-K_2_PJM_E | NYISO_J-K | PJM_E | Internal | Shoulder | B11 | 25 | 330 | 0 | 47.55 | 45.18 | 8 | 0
2030 | NYISO_J-K_2_PJM_E | NYISO_J-K | PJM_E | Internal | Shoulder | B12 | 200 | 330 | 0 | 43.37 | 43.6 | 8 | 0
2030 | NYISO_J-K_2_PJM_E | NYISO_J-K | PJM_E | Internal | Shoulder | B13 | 600 | 330 | 0 | 43.36 | 42.95 | 8 | 0
2030 | NYISO_J-K_2_PJM_E | NYISO_J-K | PJM_E | Internal | Shoulder | B14 | 900 | 330 | 0 | 43.23 | 40.96 | 8 | 0
2030 | NYISO_J-K_2_PJM_E | NYISO_J-K | PJM_E | Internal | Shoulder | B15 | 1203 | 330 | 0 | 41.9 | 35.89 | 8 | 0
2030 | NYISO_J-K_2_PJM_E | NYISO_J-K | PJM_E | Internal | Summer | B1 | 10 | 330 | 0 | 75.29 | 69.28 | 8 | 0
2030 | NYISO_J-K_2_PJM_E | NYISO_J-K | PJM_E | Internal | Summer | B2 | 25 | 330 | 0 | 64.31 | 69.28 | 8 | 0
2030 | NYISO_J-K_2_PJM_E | NYISO_J-K | PJM_E | Internal | Summer | B3 | 75 | 330 | 0 | 58.58 | 66.57 | 8 | 0
2030 | NYISO_J-K_2_PJM_E | NYISO_J-K | PJM_E | Internal | Summer | B4 | 100 | 330 | 0 | 53.15 | 61.14 | 8 | 0
2030 | NYISO_J-K_2_PJM_E | NYISO_J-K | PJM_E | Internal | Summer | B5 | 200 | 330 | 0 | 52.61 | 58.41 | 8 | 0
2030 | NYISO_J-K_2_PJM_E | NYISO_J-K | PJM_E | Internal | Summer | B6 | 300 | 330 | 0 | 52.61 | 46.62 | 8 | 0
2030 | NYISO_J-K_2_PJM_E | NYISO_J-K | PJM_E | Internal | Summer | B7 | 400 | 330 | 0 | 47.33 | 41.33 | 8 | 0
2030 | NYISO_J-K_2_PJM_E | NYISO_J-K | PJM_E | Internal | Summer | B8 | 500 | 330 | 0 | 42.01 | 40.91 | 8 | 0
2030 | NYISO_J-K_2_PJM_E | NYISO_J-K | PJM_E | Internal | Summer | B9 | 800 | 330 | 0 | 39.8 | 37.86 | 8 | 0
2030 | NYISO_J-K_2_PJM_E | NYISO_J-K | PJM_E | Internal | Summer | B10 | 1262 | 330 | 0 | 39.79 | 33.77 | 8 | 0
2030 | NYISO_J-K_2_PJM_E | NYISO_J-K | PJM_E | Internal | Winter | B16 | 25 | 330 | 0 | 56.54 | 46.65 | 8 | 0
2030 | NYISO_J-K_2_PJM_E | NYISO_J-K | PJM_E | Internal | Winter | B17 | 100 | 330 | 0 | 56.54 | 46.82 | 8 | 0
2030 | NYISO_J-K_2_PJM_E | NYISO_J-K | PJM_E | Internal | Winter | B18 | 400 | 330 | 0 | 53.78 | 46.28 | 8 | 0
2030 | NYISO_J-K_2_PJM_E | NYISO_J-K | PJM_E | Internal | Winter | B19 | 700 | 330 | 0 | 53.14 | 42.76 | 8 | 0
2030 | NYISO_J-K_2_PJM_E | NYISO_J-K | PJM_E | Internal | Winter | B20 | 935 | 330 | 0 | 50.31 | 33.34 | 8 | 0
2030 | PJM_E_2_NYISO_G-I | PJM_E | NYISO_G-I | Internal | Shoulder | B11 | 25 | 500 | 0 | 45.18 | 47.54 | 6 | 0
2030 | PJM_E_2_NYISO_G-I | PJM_E | NYISO_G-I | Internal | Shoulder | B12 | 200 | 500 | 0 | 43.6 | 43.36 | 6 | 0
2030 | PJM_E_2_NYISO_G-I | PJM_E | NYISO_G-I | Internal | Shoulder | B13 | 600 | 500 | 0 | 42.95 | 43.35 | 6 | 0
2030 | PJM_E_2_NYISO_G-I | PJM_E | NYISO_G-I | Internal | Shoulder | B14 | 900 | 500 | 0 | 40.96 | 43.22 | 6 | 0
2030 | PJM_E_2_NYISO_G-I | PJM_E | NYISO_G-I | Internal | Shoulder | B15 | 1203 | 500 | 376.2 | 35.89 | 41.89 | 6 | 0
2030 | PJM_E_2_NYISO_G-I | PJM_E | NYISO_G-I | Internal | Summer | B1 | 10 | 500 | 57.83 | 69.28 | 75.28 | 6 | 0
2030 | PJM_E_2_NYISO_G-I | PJM_E | NYISO_G-I | Internal | Summer | B2 | 25 | 500 | 0 | 69.28 | 64.3 | 6 | 0
2030 | PJM_E_2_NYISO_G-I | PJM_E | NYISO_G-I | Internal | Summer | B3 | 75 | 500 | 0 | 66.57 | 58.57 | 6 | 0
2030 | PJM_E_2_NYISO_G-I | PJM_E | NYISO_G-I | Internal | Summer | B4 | 100 | 500 | 0 | 61.14 | 53.14 | 6 | 0
2030 | PJM_E_2_NYISO_G-I | PJM_E | NYISO_G-I | Internal | Summer | B5 | 200 | 500 | 0 | 58.41 | 52.6 | 6 | 0
2030 | PJM_E_2_NYISO_G-I | PJM_E | NYISO_G-I | Internal | Summer | B6 | 300 | 500 | 0 | 46.62 | 52.6 | 6 | 0
2030 | PJM_E_2_NYISO_G-I | PJM_E | NYISO_G-I | Internal | Summer | B7 | 400 | 500 | 0 | 41.33 | 47.32 | 6 | 0
2030 | PJM_E_2_NYISO_G-I | PJM_E | NYISO_G-I | Internal | Summer | B8 | 500 | 500 | 0 | 40.91 | 41.99 | 6 | 0
2030 | PJM_E_2_NYISO_G-I | PJM_E | NYISO_G-I | Internal | Summer | B9 | 800 | 500 | 0 | 37.86 | 39.79 | 6 | 0
2030 | PJM_E_2_NYISO_G-I | PJM_E | NYISO_G-I | Internal | Summer | B10 | 1262 | 500 | 236.51 | 33.77 | 39.77 | 6 | 0
2030 | PJM_E_2_NYISO_G-I | PJM_E | NYISO_G-I | Internal | Winter | B16 | 25 | 500 | 500 | 46.65 | 53.77 | 6 | 1.12
2030 | PJM_E_2_NYISO_G-I | PJM_E | NYISO_G-I | Internal | Winter | B17 | 100 | 500 | 500 | 46.82 | 53.77 | 6 | 0.95
2030 | PJM_E_2_NYISO_G-I | PJM_E | NYISO_G-I | Internal | Winter | B18 | 400 | 500 | 500 | 46.28 | 53.77 | 6 | 1.48
2030 | PJM_E_2_NYISO_G-I | PJM_E | NYISO_G-I | Internal | Winter | B19 | 700 | 500 | 500 | 42.76 | 53.13 | 6 | 4.37
2030 | PJM_E_2_NYISO_G-I | PJM_E | NYISO_G-I | Internal | Winter | B20 | 935 | 500 | 500 | 33.34 | 50.3 | 6 | 10.97
2030 | PJM_E_2_NYISO_J-K | PJM_E | NYISO_J-K | Internal | Shoulder | B11 | 25 | 330 | 0 | 45.18 | 47.55 | 6 | 0
2030 | PJM_E_2_NYISO_J-K | PJM_E | NYISO_J-K | Internal | Shoulder | B12 | 200 | 330 | 0 | 43.6 | 43.37 | 6 | 0
2030 | PJM_E_2_NYISO_J-K | PJM_E | NYISO_J-K | Internal | Shoulder | B13 | 600 | 330 | 0 | 42.95 | 43.36 | 6 | 0
2030 | PJM_E_2_NYISO_J-K | PJM_E | NYISO_J-K | Internal | Shoulder | B14 | 900 | 330 | 0 | 40.96 | 43.23 | 6 | 0
2030 | PJM_E_2_NYISO_J-K | PJM_E | NYISO_J-K | Internal | Shoulder | B15 | 1203 | 330 | 330 | 35.89 | 41.9 | 6 | 0.01
2030 | PJM_E_2_NYISO_J-K | PJM_E | NYISO_J-K | Internal | Summer | B1 | 10 | 330 | 330 | 69.28 | 75.29 | 6 | 0.01
2030 | PJM_E_2_NYISO_J-K | PJM_E | NYISO_J-K | Internal | Summer | B2 | 25 | 330 | 0 | 69.28 | 64.31 | 6 | 0
2030 | PJM_E_2_NYISO_J-K | PJM_E | NYISO_J-K | Internal | Summer | B3 | 75 | 330 | 0 | 66.57 | 58.58 | 6 | 0
2030 | PJM_E_2_NYISO_J-K | PJM_E | NYISO_J-K | Internal | Summer | B4 | 100 | 330 | 0 | 61.14 | 53.15 | 6 | 0
2030 | PJM_E_2_NYISO_J-K | PJM_E | NYISO_J-K | Internal | Summer | B5 | 200 | 330 | 0 | 58.41 | 52.61 | 6 | 0
2030 | PJM_E_2_NYISO_J-K | PJM_E | NYISO_J-K | Internal | Summer | B6 | 300 | 330 | 0 | 46.62 | 52.61 | 6 | 0
2030 | PJM_E_2_NYISO_J-K | PJM_E | NYISO_J-K | Internal | Summer | B7 | 400 | 330 | 52.42 | 41.33 | 47.33 | 6 | 0
2030 | PJM_E_2_NYISO_J-K | PJM_E | NYISO_J-K | Internal | Summer | B8 | 500 | 330 | 0 | 40.91 | 42.01 | 6 | 0
2030 | PJM_E_2_NYISO_J-K | PJM_E | NYISO_J-K | Internal | Summer | B9 | 800 | 330 | 0 | 37.86 | 39.8 | 6 | 0
2030 | PJM_E_2_NYISO_J-K | PJM_E | NYISO_J-K | Internal | Summer | B10 | 1262 | 330 | 330 | 33.77 | 39.79 | 6 | 0.01
2030 | PJM_E_2_NYISO_J-K | PJM_E | NYISO_J-K | Internal | Winter | B16 | 25 | 330 | 330 | 46.65 | 56.54 | 6 | 3.89
2030 | PJM_E_2_NYISO_J-K | PJM_E | NYISO_J-K | Internal | Winter | B17 | 100 | 330 | 330 | 46.82 | 56.54 | 6 | 3.72
2030 | PJM_E_2_NYISO_J-K | PJM_E | NYISO_J-K | Internal | Winter | B18 | 400 | 330 | 330 | 46.28 | 53.78 | 6 | 1.5
2030 | PJM_E_2_NYISO_J-K | PJM_E | NYISO_J-K | Internal | Winter | B19 | 700 | 330 | 330 | 42.76 | 53.14 | 6 | 4.38
2030 | PJM_E_2_NYISO_J-K | PJM_E | NYISO_J-K | Internal | Winter | B20 | 935 | 330 | 330 | 33.34 | 50.31 | 6 | 10.98
2030 | PJM_E_2_PJM_ROM | PJM_E | PJM_ROM | Internal | Shoulder | B11 | 25 | 8000 | 4161.81 | 45.18 | 45.19 | 0.01 | 0
2030 | PJM_E_2_PJM_ROM | PJM_E | PJM_ROM | Internal | Shoulder | B12 | 200 | 8000 | 1863.65 | 43.6 | 43.61 | 0.01 | 0
2030 | PJM_E_2_PJM_ROM | PJM_E | PJM_ROM | Internal | Shoulder | B13 | 600 | 8000 | 0 | 42.95 | 42.94 | 0.01 | 0
2030 | PJM_E_2_PJM_ROM | PJM_E | PJM_ROM | Internal | Shoulder | B14 | 900 | 8000 | 588.01 | 40.96 | 40.97 | 0.01 | 0
2030 | PJM_E_2_PJM_ROM | PJM_E | PJM_ROM | Internal | Shoulder | B15 | 1203 | 8000 | 0 | 35.89 | 35.88 | 0.01 | 0
2030 | PJM_E_2_PJM_ROM | PJM_E | PJM_ROM | Internal | Summer | B1 | 10 | 8000 | 442.97 | 69.28 | 69.29 | 0.01 | 0
2030 | PJM_E_2_PJM_ROM | PJM_E | PJM_ROM | Internal | Summer | B2 | 25 | 8000 | 1015.43 | 69.28 | 69.29 | 0.01 | 0
2030 | PJM_E_2_PJM_ROM | PJM_E | PJM_ROM | Internal | Summer | B3 | 75 | 8000 | 3981 | 66.57 | 66.58 | 0.01 | 0
2030 | PJM_E_2_PJM_ROM | PJM_E | PJM_ROM | Internal | Summer | B4 | 100 | 8000 | 1990.13 | 61.14 | 61.15 | 0.01 | 0
2030 | PJM_E_2_PJM_ROM | PJM_E | PJM_ROM | Internal | Summer | B5 | 200 | 8000 | 2178.48 | 58.41 | 58.42 | 0.01 | 0
2030 | PJM_E_2_PJM_ROM | PJM_E | PJM_ROM | Internal | Summer | B6 | 300 | 8000 | 2715.57 | 46.62 | 46.63 | 0.01 | 0
2030 | PJM_E_2_PJM_ROM | PJM_E | PJM_ROM | Internal | Summer | B7 | 400 | 8000 | 1170.3 | 41.33 | 41.34 | 0.01 | 0
2030 | PJM_E_2_PJM_ROM | PJM_E | PJM_ROM | Internal | Summer | B8 | 500 | 8000 | 0 | 40.91 | 40.89 | 0.01 | 0
2030 | PJM_E_2_PJM_ROM | PJM_E | PJM_ROM | Internal | Summer | B9 | 800 | 8000 | 0 | 37.86 | 37.85 | 0.01 | 0
2030 | PJM_E_2_PJM_ROM | PJM_E | PJM_ROM | Internal | Summer | B10 | 1262 | 8000 | 0 | 33.77 | 33.76 | 0.01 | 0
2030 | PJM_E_2_PJM_ROM | PJM_E | PJM_ROM | Internal | Winter | B16 | 25 | 8000 | 0 | 46.65 | 46.64 | 0.01 | 0
2030 | PJM_E_2_PJM_ROM | PJM_E | PJM_ROM | Internal | Winter | B17 | 100 | 8000 | 0 | 46.82 | 46.81 | 0.01 | 0
2030 | PJM_E_2_PJM_ROM | PJM_E | PJM_ROM | Internal | Winter | B18 | 400 | 8000 | 0 | 46.28 | 46.27 | 0.01 | 0
2030 | PJM_E_2_PJM_ROM | PJM_E | PJM_ROM | Internal | Winter | B19 | 700 | 8000 | 0 | 42.76 | 42.75 | 0.01 | 0
2030 | PJM_E_2_PJM_ROM | PJM_E | PJM_ROM | Internal | Winter | B20 | 935 | 8000 | 0 | 33.34 | 33.32 | 0.01 | 0
2030 | PJM_ROR_2_MISO_IN | PJM_ROR | MISO_IN | Internal | Shoulder | B11 | 25 | 909 | 909 | 45.2 | 53.27 | 2 | 6.07
2030 | PJM_ROR_2_MISO_IN | PJM_ROR | MISO_IN | Internal | Shoulder | B12 | 200 | 909 | 909 | 43.6 | 48.07 | 2 | 2.47
2030 | PJM_ROR_2_MISO_IN | PJM_ROR | MISO_IN | Internal | Shoulder | B13 | 600 | 909 | 785.3 | 42.93 | 44.93 | 2 | 0
2030 | PJM_ROR_2_MISO_IN | PJM_ROR | MISO_IN | Internal | Shoulder | B14 | 900 | 909 | 0 | 40.96 | 42.95 | 2 | 0
2030 | PJM_ROR_2_MISO_IN | PJM_ROR | MISO_IN | Internal | Shoulder | B15 | 1203 | 909 | 909 | 35.87 | 38.14 | 2 | 0.27
2030 | PJM_ROR_2_MISO_IN | PJM_ROR | MISO_IN | Internal | Summer | B1 | 10 | 909 | 909 | 69.28 | 72.37 | 2 | 1.09
2030 | PJM_ROR_2_MISO_IN | PJM_ROR | MISO_IN | Internal | Summer | B2 | 25 | 909 | 909 | 69.28 | 71.86 | 2 | 0.58
2030 | PJM_ROR_2_MISO_IN | PJM_ROR | MISO_IN | Internal | Summer | B3 | 75 | 909 | 909 | 66.59 | 70.67 | 2 | 2.08
2030 | PJM_ROR_2_MISO_IN | PJM_ROR | MISO_IN | Internal | Summer | B4 | 100 | 909 | 909 | 61.16 | 70.65 | 2 | 7.49
2030 | PJM_ROR_2_MISO_IN | PJM_ROR | MISO_IN | Internal | Summer | B5 | 200 | 909 | 909 | 58.44 | 64.44 | 2 | 4
2030 | PJM_ROR_2_MISO_IN | PJM_ROR | MISO_IN | Internal | Summer | B6 | 300 | 909 | 909 | 46.64 | 49.32 | 2 | 0.68
2030 | PJM_ROR_2_MISO_IN | PJM_ROR | MISO_IN | Internal | Summer | B7 | 400 | 909 | 383.71 | 41.33 | 43.33 | 2 | 0
2030 | PJM_ROR_2_MISO_IN | PJM_ROR | MISO_IN | Internal | Summer | B8 | 500 | 909 | 0 | 40.88 | 41.33 | 2 | 0
2030 | PJM_ROR_2_MISO_IN | PJM_ROR | MISO_IN | Internal | Summer | B9 | 800 | 909 | 0 | 37.84 | 39.83 | 2 | 0
2030 | PJM_ROR_2_MISO_IN | PJM_ROR | MISO_IN | Internal | Summer | B10 | 1262 | 909 | 909 | 33.2 | 36.06 | 2 | 0.86
2030 | PJM_ROR_2_MISO_IN | PJM_ROR | MISO_IN | Internal | Winter | B16 | 25 | 909 | 909 | 46.62 | 52.44 | 2 | 3.82
2030 | PJM_ROR_2_MISO_IN | PJM_ROR | MISO_IN | Internal | Winter | B17 | 100 | 909 | 596.25 | 46.79 | 48.79 | 2 | 0
2030 | PJM_ROR_2_MISO_IN | PJM_ROR | MISO_IN | Internal | Winter | B18 | 400 | 909 | 0 | 46.26 | 47.13 | 2 | 0
2030 | PJM_ROR_2_MISO_IN | PJM_ROR | MISO_IN | Internal | Winter | B19 | 700 | 909 | 0 | 42.73 | 44.72 | 2 | 0
2030 | PJM_ROR_2_MISO_IN | PJM_ROR | MISO_IN | Internal | Winter | B20 | 935 | 909 | 909 | 33.19 | 36.34 | 2 | 1.15
2030 | PJM_ROR_2_MISO_MI | PJM_ROR | MISO_MI | Internal | Shoulder | B11 | 25 | 1305 | 1305 | 45.2 | 53.24 | 2 | 6.04
2030 | PJM_ROR_2_MISO_MI | PJM_ROR | MISO_MI | Internal | Shoulder | B12 | 200 | 1305 | 1305 | 43.6 | 48.06 | 2 | 2.46
2030 | PJM_ROR_2_MISO_MI | PJM_ROR | MISO_MI | Internal | Shoulder | B13 | 600 | 1305 | 1305 | 42.93 | 44.94 | 2 | 0.01
2030 | PJM_ROR_2_MISO_MI | PJM_ROR | MISO_MI | Internal | Shoulder | B14 | 900 | 1305 | 622.42 | 40.96 | 42.96 | 2 | 0
2030 | PJM_ROR_2_MISO_MI | PJM_ROR | MISO_MI | Internal | Shoulder | B15 | 1203 | 1305 | 1305 | 35.87 | 38.15 | 2 | 0.28
2030 | PJM_ROR_2_MISO_MI | PJM_ROR | MISO_MI | Internal | Summer | B1 | 10 | 1305 | 1305 | 69.28 | 72.23 | 2 | 0.95
2030 | PJM_ROR_2_MISO_MI | PJM_ROR | MISO_MI | Internal | Summer | B2 | 25 | 1305 | 1305 | 69.28 | 71.85 | 2 | 0.56
2030 | PJM_ROR_2_MISO_MI | PJM_ROR | MISO_MI | Internal | Summer | B3 | 75 | 1305 | 0 | 66.59 | 67.69 | 2 | 0
2030 | PJM_ROR_2_MISO_MI | PJM_ROR | MISO_MI | Internal | Summer | B4 | 100 | 1305 | 1305 | 61.16 | 66.95 | 2 | 3.79
2030 | PJM_ROR_2_MISO_MI | PJM_ROR | MISO_MI | Internal | Summer | B5 | 200 | 1305 | 1284.47 | 58.44 | 60.44 | 2 | 0
2030 | PJM_ROR_2_MISO_MI | PJM_ROR | MISO_MI | Internal | Summer | B6 | 300 | 1305 | 1305 | 46.64 | 49.33 | 2 | 0.69
2030 | PJM_ROR_2_MISO_MI | PJM_ROR | MISO_MI | Internal | Summer | B7 | 400 | 1305 | 1305 | 41.33 | 43.34 | 2 | 0.01
2030 | PJM_ROR_2_MISO_MI | PJM_ROR | MISO_MI | Internal | Summer | B8 | 500 | 1305 | 0 | 40.88 | 41.34 | 2 | 0
2030 | PJM_ROR_2_MISO_MI | PJM_ROR | MISO_MI | Internal | Summer | B9 | 800 | 1305 | 251.71 | 37.84 | 39.84 | 2 | 0
2030 | PJM_ROR_2_MISO_MI | PJM_ROR | MISO_MI | Internal | Summer | B10 | 1262 | 1305 | 1305 | 33.2 | 36.08 | 2 | 0.87
2030 | PJM_ROR_2_MISO_MI | PJM_ROR | MISO_MI | Internal | Winter | B16 | 25 | 1305 | 1305 | 46.62 | 52.43 | 2 | 3.81
2030 | PJM_ROR_2_MISO_MI | PJM_ROR | MISO_MI | Internal | Winter | B17 | 100 | 1305 | 1152.31 | 46.79 | 48.79 | 2 | 0
2030 | PJM_ROR_2_MISO_MI | PJM_ROR | MISO_MI | Internal | Winter | B18 | 400 | 1305 | 0 | 46.26 | 47.14 | 2 | 0
2030 | PJM_ROR_2_MISO_MI | PJM_ROR | MISO_MI | Internal | Winter | B19 | 700 | 1305 | 1046.1 | 42.73 | 44.73 | 2 | 0
2030 | PJM_ROR_2_MISO_MI | PJM_ROR | MISO_MI | Internal | Winter | B20 | 935 | 1305 | 1305 | 33.19 | 36.35 | 2 | 1.16
2030 | PJM_ROR_2_MISO_MO-IL | PJM_ROR | MISO_MO-IL | Internal | Shoulder | B11 | 25 | 1111 | 1111 | 45.2 | 53.26 | 2 | 6.06
2030 | PJM_ROR_2_MISO_MO-IL | PJM_ROR | MISO_MO-IL | Internal | Shoulder | B12 | 200 | 1111 | 0 | 43.6 | 45.32 | 2 | 0
2030 | PJM_ROR_2_MISO_MO-IL | PJM_ROR | MISO_MO-IL | Internal | Shoulder | B13 | 600 | 1111 | 0 | 42.93 | 44.05 | 2 | 0
2030 | PJM_ROR_2_MISO_MO-IL | PJM_ROR | MISO_MO-IL | Internal | Shoulder | B14 | 900 | 1111 | 0 | 40.96 | 40.16 | 2 | 0
2030 | PJM_ROR_2_MISO_MO-IL | PJM_ROR | MISO_MO-IL | Internal | Shoulder | B15 | 1203 | 1111 | 0 | 35.87 | 37.62 | 2 | 0
2030 | PJM_ROR_2_MISO_MO-IL | PJM_ROR | MISO_MO-IL | Internal | Summer | B1 | 10 | 1111 | 1111 | 69.28 | 72.38 | 2 | 1.1
2030 | PJM_ROR_2_MISO_MO-IL | PJM_ROR | MISO_MO-IL | Internal | Summer | B2 | 25 | 1111 | 1111 | 69.28 | 71.85 | 2 | 0.56
2030 | PJM_ROR_2_MISO_MO-IL | PJM_ROR | MISO_MO-IL | Internal | Summer | B3 | 75 | 1111 | 1111 | 66.59 | 70.66 | 2 | 2.07
2030 | PJM_ROR_2_MISO_MO-IL | PJM_ROR | MISO_MO-IL | Internal | Summer | B4 | 100 | 1111 | 1111 | 61.16 | 70.66 | 2 | 7.5
2030 | PJM_ROR_2_MISO_MO-IL | PJM_ROR | MISO_MO-IL | Internal | Summer | B5 | 200 | 1111 | 1111 | 58.44 | 64.43 | 2 | 3.99
2030 | PJM_ROR_2_MISO_MO-IL | PJM_ROR | MISO_MO-IL | Internal | Summer | B6 | 300 | 1111 | 1111 | 46.64 | 49.31 | 2 | 0.67
2030 | PJM_ROR_2_MISO_MO-IL | PJM_ROR | MISO_MO-IL | Internal | Summer | B7 | 400 | 1111 | 0 | 41.33 | 43.32 | 2 | 0
2030 | PJM_ROR_2_MISO_MO-IL | PJM_ROR | MISO_MO-IL | Internal | Summer | B8 | 500 | 1111 | 0 | 40.88 | 40.49 | 2 | 0
2030 | PJM_ROR_2_MISO_MO-IL | PJM_ROR | MISO_MO-IL | Internal | Summer | B9 | 800 | 1111 | 0 | 37.84 | 39.62 | 2 | 0
2030 | PJM_ROR_2_MISO_MO-IL | PJM_ROR | MISO_MO-IL | Internal | Summer | B10 | 1262 | 1111 | 651.22 | 33.2 | 35.2 | 2 | 0
2030 | PJM_ROR_2_MISO_MO-IL | PJM_ROR | MISO_MO-IL | Internal | Winter | B16 | 25 | 1111 | 0 | 46.62 | 47.48 | 2 | 0
2030 | PJM_ROR_2_MISO_MO-IL | PJM_ROR | MISO_MO-IL | Internal | Winter | B17 | 100 | 1111 | 0 | 46.79 | 44.79 | 2 | 0
2030 | PJM_ROR_2_MISO_MO-IL | PJM_ROR | MISO_MO-IL | Internal | Winter | B18 | 400 | 1111 | 0 | 46.26 | 44.57 | 2 | 0
2030 | PJM_ROR_2_MISO_MO-IL | PJM_ROR | MISO_MO-IL | Internal | Winter | B19 | 700 | 1111 | 0 | 42.73 | 42.49 | 2 | 0
2030 | PJM_ROR_2_MISO_MO-IL | PJM_ROR | MISO_MO-IL | Internal | Winter | B20 | 935 | 1111 | 1111 | 33.19 | 36.34 | 2 | 1.15
2030 | PJM_ROR_2_MISO_W | PJM_ROR | MISO_W | Internal | Shoulder | B11 | 25 | 709 | 709 | 45.2 | 53.24 | 2 | 6.04
2030 | PJM_ROR_2_MISO_W | PJM_ROR | MISO_W | Internal | Shoulder | B12 | 200 | 709 | 0 | 43.6 | 45.31 | 2 | 0
2030 | PJM_ROR_2_MISO_W | PJM_ROR | MISO_W | Internal | Shoulder | B13 | 600 | 709 | 0 | 42.93 | 44.03 | 2 | 0
2030 | PJM_ROR_2_MISO_W | PJM_ROR | MISO_W | Internal | Shoulder | B14 | 900 | 709 | 0 | 40.96 | 40.14 | 2 | 0
2030 | PJM_ROR_2_MISO_W | PJM_ROR | MISO_W | Internal | Shoulder | B15 | 1203 | 709 | 0 | 35.87 | 37.61 | 2 | 0
2030 | PJM_ROR_2_MISO_W | PJM_ROR | MISO_W | Internal | Summer | B1 | 10 | 709 | 709 | 69.28 | 72.37 | 2 | 1.09
2030 | PJM_ROR_2_MISO_W | PJM_ROR | MISO_W | Internal | Summer | B2 | 25 | 709 | 709 | 69.28 | 71.83 | 2 | 0.55
2030 | PJM_ROR_2_MISO_W | PJM_ROR | MISO_W | Internal | Summer | B3 | 75 | 709 | 709 | 66.59 | 71.83 | 2 | 3.24
2030 | PJM_ROR_2_MISO_W | PJM_ROR | MISO_W | Internal | Summer | B4 | 100 | 709 | 709 | 61.16 | 70.65 | 2 | 7.49
2030 | PJM_ROR_2_MISO_W | PJM_ROR | MISO_W | Internal | Summer | B5 | 200 | 709 | 709 | 58.44 | 64.42 | 2 | 3.98
2030 | PJM_ROR_2_MISO_W | PJM_ROR | MISO_W | Internal | Summer | B6 | 300 | 709 | 709 | 46.64 | 49.3 | 2 | 0.65
2030 | PJM_ROR_2_MISO_W | PJM_ROR | MISO_W | Internal | Summer | B7 | 400 | 709 | 0 | 41.33 | 43.31 | 2 | 0
2030 | PJM_ROR_2_MISO_W | PJM_ROR | MISO_W | Internal | Summer | B8 | 500 | 709 | 0 | 40.88 | 40.48 | 2 | 0
2030 | PJM_ROR_2_MISO_W | PJM_ROR | MISO_W | Internal | Summer | B9 | 800 | 709 | 0 | 37.84 | 39.61 | 2 | 0
2030 | PJM_ROR_2_MISO_W | PJM_ROR | MISO_W | Internal | Summer | B10 | 1262 | 709 | 0 | 33.2 | 35.19 | 2 | 0
2030 | PJM_ROR_2_MISO_W | PJM_ROR | MISO_W | Internal | Winter | B16 | 25 | 709 | 0 | 46.62 | 47.47 | 2 | 0
2030 | PJM_ROR_2_MISO_W | PJM_ROR | MISO_W | Internal | Winter | B17 | 100 | 709 | 0 | 46.79 | 44.78 | 2 | 0
2030 | PJM_ROR_2_MISO_W | PJM_ROR | MISO_W | Internal | Winter | B18 | 400 | 709 | 0 | 46.26 | 44.56 | 2 | 0
2030 | PJM_ROR_2_MISO_W | PJM_ROR | MISO_W | Internal | Winter | B19 | 700 | 709 | 0 | 42.73 | 42.48 | 2 | 0
2030 | PJM_ROR_2_MISO_W | PJM_ROR | MISO_W | Internal | Winter | B20 | 935 | 709 | 709 | 33.19 | 36.33 | 2 | 1.14
2030 | PJM_ROR_2_MISO_WUMS | PJM_ROR | MISO_WUMS | Internal | Shoulder | B11 | 25 | 1467 | 1467 | 45.2 | 53.23 | 2 | 6.03
2030 | PJM_ROR_2_MISO_WUMS | PJM_ROR | MISO_WUMS | Internal | Shoulder | B12 | 200 | 1467 | 26.76 | 43.6 | 45.6 | 2 | 0
2030 | PJM_ROR_2_MISO_WUMS | PJM_ROR | MISO_WUMS | Internal | Shoulder | B13 | 600 | 1467 | 0 | 42.93 | 44.05 | 2 | 0
2030 | PJM_ROR_2_MISO_WUMS | PJM_ROR | MISO_WUMS | Internal | Shoulder | B14 | 900 | 1467 | 0 | 40.96 | 42.45 | 2 | 0
2030 | PJM_ROR_2_MISO_WUMS | PJM_ROR | MISO_WUMS | Internal | Shoulder | B15 | 1203 | 1467 | 1467 | 35.87 | 38.14 | 2 | 0.27
2030 | PJM_ROR_2_MISO_WUMS | PJM_ROR | MISO_WUMS | Internal | Summer | B1 | 10 | 1467 | 0 | 69.28 | 67.68 | 2 | 0
2030 | PJM_ROR_2_MISO_WUMS | PJM_ROR | MISO_WUMS | Internal | Summer | B2 | 25 | 1467 | 0 | 69.28 | 67.68 | 2 | 0
2030 | PJM_ROR_2_MISO_WUMS | PJM_ROR | MISO_WUMS | Internal | Summer | B3 | 75 | 1467 | 0 | 66.59 | 67.68 | 2 | 0
2030 | PJM_ROR_2_MISO_WUMS | PJM_ROR | MISO_WUMS | Internal | Summer | B4 | 100 | 1467 | 1467 | 61.16 | 66.96 | 2 | 3.8
2030 | PJM_ROR_2_MISO_WUMS | PJM_ROR | MISO_WUMS | Internal | Summer | B5 | 200 | 1467 | 1467 | 58.44 | 60.45 | 2 | 0.01
2030 | PJM_ROR_2_MISO_WUMS | PJM_ROR | MISO_WUMS | Internal | Summer | B6 | 300 | 1467 | 1467 | 46.64 | 49.29 | 2 | 0.64
2030 | PJM_ROR_2_MISO_WUMS | PJM_ROR | MISO_WUMS | Internal | Summer | B7 | 400 | 1467 | 0 | 41.33 | 43.32 | 2 | 0
2030 | PJM_ROR_2_MISO_WUMS | PJM_ROR | MISO_WUMS | Internal | Summer | B8 | 500 | 1467 | 0 | 40.88 | 40.85 | 2 | 0
2030 | PJM_ROR_2_MISO_WUMS | PJM_ROR | MISO_WUMS | Internal | Summer | B9 | 800 | 1467 | 489.94 | 37.84 | 39.84 | 2 | 0
2030 | PJM_ROR_2_MISO_WUMS | PJM_ROR | MISO_WUMS | Internal | Summer | B10 | 1262 | 1467 | 1467 | 33.2 | 36.06 | 2 | 0.86
2030 | PJM_ROR_2_MISO_WUMS | PJM_ROR | MISO_WUMS | Internal | Winter | B16 | 25 | 1467 | 0 | 46.62 | 47.48 | 2 | 0
2030 | PJM_ROR_2_MISO_WUMS | PJM_ROR | MISO_WUMS | Internal | Winter | B17 | 100 | 1467 | 0 | 46.79 | 45.53 | 2 | 0
2030 | PJM_ROR_2_MISO_WUMS | PJM_ROR | MISO_WUMS | Internal | Winter | B18 | 400 | 1467 | 0 | 46.26 | 45.53 | 2 | 0
2030 | PJM_ROR_2_MISO_WUMS | PJM_ROR | MISO_WUMS | Internal | Winter | B19 | 700 | 1467 | 0 | 42.73 | 44.72 | 2 | 0
2030 | PJM_ROR_2_MISO_WUMS | PJM_ROR | MISO_WUMS | Internal | Winter | B20 | 935 | 1467 | 1467 | 33.19 | 36.34 | 2 | 1.15
2030 | PJM_ROR_2_PJM_ROM | PJM_ROR | PJM_ROM | Internal | Shoulder | B11 | 25 | 8000 | 0 | 45.2 | 45.19 | 0.01 | 0
2030 | PJM_ROR_2_PJM_ROM | PJM_ROR | PJM_ROM | Internal | Shoulder | B12 | 200 | 8000 | 1675.84 | 43.6 | 43.61 | 0.01 | 0
2030 | PJM_ROR_2_PJM_ROM | PJM_ROR | PJM_ROM | Internal | Shoulder | B13 | 600 | 8000 | 4316.72 | 42.93 | 42.94 | 0.01 | 0
2030 | PJM_ROR_2_PJM_ROM | PJM_ROR | PJM_ROM | Internal | Shoulder | B14 | 900 | 8000 | 3822.94 | 40.96 | 40.97 | 0.01 | 0
2030 | PJM_ROR_2_PJM_ROM | PJM_ROR | PJM_ROM | Internal | Shoulder | B15 | 1203 | 8000 | 7691.48 | 35.87 | 35.88 | 0.01 | 0
2030 | PJM_ROR_2_PJM_ROM | PJM_ROR | PJM_ROM | Internal | Summer | B1 | 10 | 8000 | 2084.64 | 69.28 | 69.29 | 0.01 | 0
2030 | PJM_ROR_2_PJM_ROM | PJM_ROR | PJM_ROM | Internal | Summer | B2 | 25 | 8000 | 965.42 | 69.28 | 69.29 | 0.01 | 0
2030 | PJM_ROR_2_PJM_ROM | PJM_ROR | PJM_ROM | Internal | Summer | B3 | 75 | 8000 | 0 | 66.59 | 66.58 | 0.01 | 0
2030 | PJM_ROR_2_PJM_ROM | PJM_ROR | PJM_ROM | Internal | Summer | B4 | 100 | 8000 | 0 | 61.16 | 61.15 | 0.01 | 0
2030 | PJM_ROR_2_PJM_ROM | PJM_ROR | PJM_ROM | Internal | Summer | B5 | 200 | 8000 | 0 | 58.44 | 58.42 | 0.01 | 0
2030 | PJM_ROR_2_PJM_ROM | PJM_ROR | PJM_ROM | Internal | Summer | B6 | 300 | 8000 | 0 | 46.64 | 46.63 | 0.01 | 0
2030 | PJM_ROR_2_PJM_ROM | PJM_ROR | PJM_ROM | Internal | Summer | B7 | 400 | 8000 | 1101.27 | 41.33 | 41.34 | 0.01 | 0
2030 | PJM_ROR_2_PJM_ROM | PJM_ROR | PJM_ROM | Internal | Summer | B8 | 500 | 8000 | 2876.61 | 40.88 | 40.89 | 0.01 | 0
2030 | PJM_ROR_2_PJM_ROM | PJM_ROR | PJM_ROM | Internal | Summer | B9 | 800 | 8000 | 5578.05 | 37.84 | 37.85 | 0.01 | 0
2030 | PJM_ROR_2_PJM_ROM | PJM_ROR | PJM_ROM | Internal | Summer | B10 | 1262 | 8000 | 8000 | 33.2 | 33.76 | 0.01 | 0.55
2030 | PJM_ROR_2_PJM_ROM | PJM_ROR | PJM_ROM | Internal | Winter | B16 | 25 | 8000 | 6502.13 | 46.62 | 46.64 | 0.01 | 0
2030 | PJM_ROR_2_PJM_ROM | PJM_ROR | PJM_ROM | Internal | Winter | B17 | 100 | 8000 | 5097.97 | 46.79 | 46.81 | 0.01 | 0
2030 | PJM_ROR_2_PJM_ROM | PJM_ROR | PJM_ROM | Internal | Winter | B18 | 400 | 8000 | 4314.58 | 46.26 | 46.27 | 0.01 | 0
2030 | PJM_ROR_2_PJM_ROM | PJM_ROR | PJM_ROM | Internal | Winter | B19 | 700 | 8000 | 5736.11 | 42.73 | 42.75 | 0.01 | 0
2030 | PJM_ROR_2_PJM_ROM | PJM_ROR | PJM_ROM | Internal | Winter | B20 | 935 | 8000 | 8000 | 33.19 | 33.32 | 0.01 | 0.13
2030 | PJM_ROR_2_TVA_Transmission | PJM_ROR | TVA_Transmission | Internal | Shoulder | B11 | 25 | 2500 | 1822.08 | 45.2 | 51.2 | 6 | 0
2030 | PJM_ROR_2_TVA_Transmission | PJM_ROR | TVA_Transmission | Internal | Shoulder | B12 | 200 | 2500 | 0 | 43.6 | 48.41 | 6 | 0
2030 | PJM_ROR_2_TVA_Transmission | PJM_ROR | TVA_Transmission | Internal | Shoulder | B13 | 600 | 2500 | 0 | 42.93 | 46.14 | 6 | 0
2030 | PJM_ROR_2_TVA_Transmission | PJM_ROR | TVA_Transmission | Internal | Shoulder | B14 | 900 | 2500 | 0 | 40.96 | 44.42 | 6 | 0
2030 | PJM_ROR_2_TVA_Transmission | PJM_ROR | TVA_Transmission | Internal | Shoulder | B15 | 1203 | 2500 | 0 | 35.87 | 39.09 | 6 | 0
2030 | PJM_ROR_2_TVA_Transmission | PJM_ROR | TVA_Transmission | Internal | Summer | B1 | 10 | 2500 | 2500 | 69.28 | 80.38 | 6 | 5.1
2030 | PJM_ROR_2_TVA_Transmission | PJM_ROR | TVA_Transmission | Internal | Summer | B2 | 25 | 2500 | 2500 | 69.28 | 79.85 | 6 | 4.56
2030 | PJM_ROR_2_TVA_Transmission | PJM_ROR | TVA_Transmission | Internal | Summer | B3 | 75 | 2500 | 1044.17 | 66.59 | 72.59 | 6 | 0
2030 | PJM_ROR_2_TVA_Transmission | PJM_ROR | TVA_Transmission | Internal | Summer | B4 | 100 | 2500 | 0 | 61.16 | 67.13 | 6 | 0
2030 | PJM_ROR_2_TVA_Transmission | PJM_ROR | TVA_Transmission | Internal | Summer | B5 | 200 | 2500 | 0 | 58.44 | 63.44 | 6 | 0
2030 | PJM_ROR_2_TVA_Transmission | PJM_ROR | TVA_Transmission | Internal | Summer | B6 | 300 | 2500 | 0 | 46.64 | 51.65 | 6 | 0
2030 | PJM_ROR_2_TVA_Transmission | PJM_ROR | TVA_Transmission | Internal | Summer | B7 | 400 | 2500 | 0 | 41.33 | 46.22 | 6 | 0
2030 | PJM_ROR_2_TVA_Transmission | PJM_ROR | TVA_Transmission | Internal | Summer | B8 | 500 | 2500 | 0 | 40.88 | 43.13 | 6 | 0
2030 | PJM_ROR_2_TVA_Transmission | PJM_ROR | TVA_Transmission | Internal | Summer | B9 | 800 | 2500 | 0 | 37.84 | 41.12 | 6 | 0
2030 | PJM_ROR_2_TVA_Transmission | PJM_ROR | TVA_Transmission | Internal | Summer | B10 | 1262 | 2500 | 0 | 33.2 | 38.05 | 6 | 0
2030 | PJM_ROR_2_TVA_Transmission | PJM_ROR | TVA_Transmission | Internal | Winter | B16 | 25 | 2500 | 450.99 | 46.62 | 52.62 | 6 | 0
2030 | PJM_ROR_2_TVA_Transmission | PJM_ROR | TVA_Transmission | Internal | Winter | B17 | 100 | 2500 | 0 | 46.79 | 50.78 | 6 | 0
2030 | PJM_ROR_2_TVA_Transmission | PJM_ROR | TVA_Transmission | Internal | Winter | B18 | 400 | 2500 | 0 | 46.26 | 47.5 | 6 | 0
2030 | PJM_ROR_2_TVA_Transmission | PJM_ROR | TVA_Transmission | Internal | Winter | B19 | 700 | 2500 | 0 | 42.73 | 44.32 | 6 | 0
2030 | PJM_ROR_2_TVA_Transmission | PJM_ROR | TVA_Transmission | Internal | Winter | B20 | 935 | 2500 | 35.68 | 33.19 | 39.19 | 6 | 0
2030 | PJM_ROR_2_VACAR | PJM_ROR | VACAR | Internal | Shoulder | B11 | 25 | 3000 | 2345.5 | 45.2 | 51.2 | 6 | 0
2030 | PJM_ROR_2_VACAR | PJM_ROR | VACAR | Internal | Shoulder | B12 | 200 | 3000 | 0 | 43.6 | 45.13 | 6 | 0
2030 | PJM_ROR_2_VACAR | PJM_ROR | VACAR | Internal | Shoulder | B13 | 600 | 3000 | 0 | 42.93 | 41.7 | 6 | 0
2030 | PJM_ROR_2_VACAR | PJM_ROR | VACAR | Internal | Shoulder | B14 | 900 | 3000 | 0 | 40.96 | 40.47 | 6 | 0
2030 | PJM_ROR_2_VACAR | PJM_ROR | VACAR | Internal | Shoulder | B15 | 1203 | 3000 | 0 | 35.87 | 36.62 | 6 | 0
2030 | PJM_ROR_2_VACAR | PJM_ROR | VACAR | Internal | Summer | B1 | 10 | 3000 | 3000 | 69.28 | 79.19 | 6 | 3.91
2030 | PJM_ROR_2_VACAR | PJM_ROR | VACAR | Internal | Summer | B2 | 25 | 3000 | 3000 | 69.28 | 80.82 | 6 | 5.54
2030 | PJM_ROR_2_VACAR | PJM_ROR | VACAR | Internal | Summer | B3 | 75 | 3000 | 0 | 66.59 | 70.81 | 6 | 0
2030 | PJM_ROR_2_VACAR | PJM_ROR | VACAR | Internal | Summer | B4 | 100 | 3000 | 0 | 61.16 | 54.16 | 6 | 0
2030 | PJM_ROR_2_VACAR | PJM_ROR | VACAR | Internal | Summer | B5 | 200 | 3000 | 0 | 58.44 | 56.44 | 6 | 0
2030 | PJM_ROR_2_VACAR | PJM_ROR | VACAR | Internal | Summer | B6 | 300 | 3000 | 0 | 46.64 | 51.29 | 6 | 0
2030 | PJM_ROR_2_VACAR | PJM_ROR | VACAR | Internal | Summer | B7 | 400 | 3000 | 0 | 41.33 | 46.68 | 6 | 0
2030 | PJM_ROR_2_VACAR | PJM_ROR | VACAR | Internal | Summer | B8 | 500 | 3000 | 0 | 40.88 | 43.99 | 6 | 0
2030 | PJM_ROR_2_VACAR | PJM_ROR | VACAR | Internal | Summer | B9 | 800 | 3000 | 0 | 37.84 | 41.61 | 6 | 0
2030 | PJM_ROR_2_VACAR | PJM_ROR | VACAR | Internal | Summer | B10 | 1262 | 3000 | 0 | 33.2 | 36.77 | 6 | 0
2030 | PJM_ROR_2_VACAR | PJM_ROR | VACAR | Internal | Winter | B16 | 25 | 3000 | 642.74 | 46.62 | 52.62 | 6 | 0
2030 | PJM_ROR_2_VACAR | PJM_ROR | VACAR | Internal | Winter | B17 | 100 | 3000 | 0 | 46.79 | 45.7 | 6 | 0
2030 | PJM_ROR_2_VACAR | PJM_ROR | VACAR | Internal | Winter | B18 | 400 | 3000 | 0 | 46.26 | 41.9 | 6 | 0
2030 | PJM_ROR_2_VACAR | PJM_ROR | VACAR | Internal | Winter | B19 | 700 | 3000 | 0 | 42.73 | 40.57 | 6 | 0
2030 | PJM_ROR_2_VACAR | PJM_ROR | VACAR | Internal | Winter | B20 | 935 | 3000 | 0 | 33.19 | 36.78 | 6 | 0
2030 | PJM_ROM_2_NYISO_A-F | PJM_ROM | NYISO_A-F | Internal | Shoulder | B11 | 25 | 2000 | 0 | 45.19 | 47.53 | 6 | 0
2030 | PJM_ROM_2_NYISO_A-F | PJM_ROM | NYISO_A-F | Internal | Shoulder | B12 | 200 | 2000 | 0 | 43.61 | 43.35 | 6 | 0
2030 | PJM_ROM_2_NYISO_A-F | PJM_ROM | NYISO_A-F | Internal | Shoulder | B13 | 600 | 2000 | 0 | 42.94 | 43.34 | 6 | 0
2030 | PJM_ROM_2_NYISO_A-F | PJM_ROM | NYISO_A-F | Internal | Shoulder | B14 | 900 | 2000 | 0 | 40.97 | 43.21 | 6 | 0
2030 | PJM_ROM_2_NYISO_A-F | PJM_ROM | NYISO_A-F | Internal | Shoulder | B15 | 1203 | 2000 | 1767.72 | 35.88 | 41.88 | 6 | 0
2030 | PJM_ROM_2_NYISO_A-F | PJM_ROM | NYISO_A-F | Internal | Summer | B1 | 10 | 2000 | 0 | 69.29 | 69.28 | 6 | 0
2030 | PJM_ROM_2_NYISO_A-F | PJM_ROM | NYISO_A-F | Internal | Summer | B2 | 25 | 2000 | 0 | 69.29 | 62.19 | 6 | 0
2030 | PJM_ROM_2_NYISO_A-F | PJM_ROM | NYISO_A-F | Internal | Summer | B3 | 75 | 2000 | 0 | 66.58 | 55.39 | 6 | 0
2030 | PJM_ROM_2_NYISO_A-F | PJM_ROM | NYISO_A-F | Internal | Summer | B4 | 100 | 2000 | 0 | 61.15 | 53.12 | 6 | 0
2030 | PJM_ROM_2_NYISO_A-F | PJM_ROM | NYISO_A-F | Internal | Summer | B5 | 200 | 2000 | 0 | 58.42 | 50.42 | 6 | 0
2030 | PJM_ROM_2_NYISO_A-F | PJM_ROM | NYISO_A-F | Internal | Summer | B6 | 300 | 2000 | 0 | 46.63 | 49.33 | 6 | 0
2030 | PJM_ROM_2_NYISO_A-F | PJM_ROM | NYISO_A-F | Internal | Summer | B7 | 400 | 2000 | 0 | 41.34 | 43.34 | 6 | 0
2030 | PJM_ROM_2_NYISO_A-F | PJM_ROM | NYISO_A-F | Internal | Summer | B8 | 500 | 2000 | 0 | 40.89 | 41.98 | 6 | 0
2030 | PJM_ROM_2_NYISO_A-F | PJM_ROM | NYISO_A-F | Internal | Summer | B9 | 800 | 2000 | 0 | 37.85 | 39.77 | 6 | 0
2030 | PJM_ROM_2_NYISO_A-F | PJM_ROM | NYISO_A-F | Internal | Summer | B10 | 1262 | 2000 | 1438.19 | 33.76 | 39.76 | 6 | 0
2030 | PJM_ROM_2_NYISO_A-F | PJM_ROM | NYISO_A-F | Internal | Winter | B16 | 25 | 2000 | 0 | 46.64 | 52.43 | 6 | 0
2030 | PJM_ROM_2_NYISO_A-F | PJM_ROM | NYISO_A-F | Internal | Winter | B17 | 100 | 2000 | 0 | 46.81 | 48.79 | 6 | 0
2030 | PJM_ROM_2_NYISO_A-F | PJM_ROM | NYISO_A-F | Internal | Winter | B18 | 400 | 2000 | 0 | 46.27 | 47.14 | 6 | 0
2030 | PJM_ROM_2_NYISO_A-F | PJM_ROM | NYISO_A-F | Internal | Winter | B19 | 700 | 2000 | 0 | 42.75 | 47.14 | 6 | 0
2030 | PJM_ROM_2_NYISO_A-F | PJM_ROM | NYISO_A-F | Internal | Winter | B20 | 935 | 2000 | 2000 | 33.32 | 47.14 | 6 | 7.82
2030 | PJM_ROM_2_PJM_E | PJM_ROM | PJM_E | Internal | Shoulder | B11 | 25 | 8000 | 0 | 45.19 | 45.18 | 0.01 | 0
2030 | PJM_ROM_2_PJM_E | PJM_ROM | PJM_E | Internal | Shoulder | B12 | 200 | 8000 | 0 | 43.61 | 43.6 | 0.01 | 0
2030 | PJM_ROM_2_PJM_E | PJM_ROM | PJM_E | Internal | Shoulder | B13 | 600 | 8000 | 417.66 | 42.94 | 42.95 | 0.01 | 0
2030 | PJM_ROM_2_PJM_E | PJM_ROM | PJM_E | Internal | Shoulder | B14 | 900 | 8000 | 0 | 40.97 | 40.96 | 0.01 | 0
2030 | PJM_ROM_2_PJM_E | PJM_ROM | PJM_E | Internal | Shoulder | B15 | 1203 | 8000 | 1554.67 | 35.88 | 35.89 | 0.01 | 0
2030 | PJM_ROM_2_PJM_E | PJM_ROM | PJM_E | Internal | Summer | B1 | 10 | 8000 | 0 | 69.29 | 69.28 | 0.01 | 0
2030 | PJM_ROM_2_PJM_E | PJM_ROM | PJM_E | Internal | Summer | B2 | 25 | 8000 | 0 | 69.29 | 69.28 | 0.01 | 0
2030 | PJM_ROM_2_PJM_E | PJM_ROM | PJM_E | Internal | Summer | B3 | 75 | 8000 | 0 | 66.58 | 66.57 | 0.01 | 0
2030 | PJM_ROM_2_PJM_E | PJM_ROM | PJM_E | Internal | Summer | B4 | 100 | 8000 | 0 | 61.15 | 61.14 | 0.01 | 0
2030 | PJM_ROM_2_PJM_E | PJM_ROM | PJM_E | Internal | Summer | B5 | 200 | 8000 | 0 | 58.42 | 58.41 | 0.01 | 0
2030 | PJM_ROM_2_PJM_E | PJM_ROM | PJM_E | Internal | Summer | B6 | 300 | 8000 | 0 | 46.63 | 46.62 | 0.01 | 0
2030 | PJM_ROM_2_PJM_E | PJM_ROM | PJM_E | Internal | Summer | B7 | 400 | 8000 | 0 | 41.34 | 41.33 | 0.01 | 0
2030 | PJM_ROM_2_PJM_E | PJM_ROM | PJM_E | Internal | Summer | B8 | 500 | 8000 | 1250.82 | 40.89 | 40.91 | 0.01 | 0
2030 | PJM_ROM_2_PJM_E | PJM_ROM | PJM_E | Internal | Summer | B9 | 800 | 8000 | 3269.62 | 37.85 | 37.86 | 0.01 | 0
2030 | PJM_ROM_2_PJM_E | PJM_ROM | PJM_E | Internal | Summer | B10 | 1262 | 8000 | 1904.37 | 33.76 | 33.77 | 0.01 | 0
2030 | PJM_ROM_2_PJM_E | PJM_ROM | PJM_E | Internal | Winter | B16 | 25 | 8000 | 1867.48 | 46.64 | 46.65 | 0.01 | 0
2030 | PJM_ROM_2_PJM_E | PJM_ROM | PJM_E | Internal | Winter | B17 | 100 | 8000 | 1751.92 | 46.81 | 46.82 | 0.01 | 0
2030 | PJM_ROM_2_PJM_E | PJM_ROM | PJM_E | Internal | Winter | B18 | 400 | 8000 | 1502.6 | 46.27 | 46.28 | 0.01 | 0
2030 | PJM_ROM_2_PJM_E | PJM_ROM | PJM_E | Internal | Winter | B19 | 700 | 8000 | 2515.76 | 42.75 | 42.76 | 0.01 | 0
2030 | PJM_ROM_2_PJM_E | PJM_ROM | PJM_E | Internal | Winter | B20 | 935 | 8000 | 526.73 | 33.32 | 33.34 | 0.01 | 0
2030 | PJM_ROM_2_PJM_ROR | PJM_ROM | PJM_ROR | Internal | Shoulder | B11 | 25 | 8000 | 428.8 | 45.19 | 45.2 | 0.01 | 0
2030 | PJM_ROM_2_PJM_ROR | PJM_ROM | PJM_ROR | Internal | Shoulder | B12 | 200 | 8000 | 0 | 43.61 | 43.6 | 0.01 | 0
2030 | PJM_ROM_2_PJM_ROR | PJM_ROM | PJM_ROR | Internal | Shoulder | B13 | 600 | 8000 | 0 | 42.94 | 42.93 | 0.01 | 0
2030 | PJM_ROM_2_PJM_ROR | PJM_ROM | PJM_ROR | Internal | Shoulder | B14 | 900 | 8000 | 0 | 40.97 | 40.96 | 0.01 | 0
2030 | PJM_ROM_2_PJM_ROR | PJM_ROM | PJM_ROR | Internal | Shoulder | B15 | 1203 | 8000 | 0 | 35.88 | 35.87 | 0.01 | 0
2030 | PJM_ROM_2_PJM_ROR | PJM_ROM | PJM_ROR | Internal | Summer | B1 | 10 | 8000 | 0 | 69.29 | 69.28 | 0.01 | 0
2030 | PJM_ROM_2_PJM_ROR | PJM_ROM | PJM_ROR | Internal | Summer | B2 | 25 | 8000 | 0 | 69.29 | 69.28 | 0.01 | 0
2030 | PJM_ROM_2_PJM_ROR | PJM_ROM | PJM_ROR | Internal | Summer | B3 | 75 | 8000 | 4727.11 | 66.58 | 66.59 | 0.01 | 0
2030 | PJM_ROM_2_PJM_ROR | PJM_ROM | PJM_ROR | Internal | Summer | B4 | 100 | 8000 | 3833.07 | 61.15 | 61.16 | 0.01 | 0
2030 | PJM_ROM_2_PJM_ROR | PJM_ROM | PJM_ROR | Internal | Summer | B5 | 200 | 8000 | 1154.64 | 58.42 | 58.44 | 0.01 | 0
2030 | PJM_ROM_2_PJM_ROR | PJM_ROM | PJM_ROR | Internal | Summer | B6 | 300 | 8000 | 587.02 | 46.63 | 46.64 | 0.01 | 0
2030 | PJM_ROM_2_PJM_ROR | PJM_ROM | PJM_ROR | Internal | Summer | B7 | 400 | 8000 | 0 | 41.34 | 41.33 | 0.01 | 0
2030 | PJM_ROM_2_PJM_ROR | PJM_ROM | PJM_ROR | Internal | Summer | B8 | 500 | 8000 | 0 | 40.89 | 40.88 | 0.01 | 0
2030 | PJM_ROM_2_PJM_ROR | PJM_ROM | PJM_ROR | Internal | Summer | B9 | 800 | 8000 | 0 | 37.85 | 37.84 | 0.01 | 0
2030 | PJM_ROM_2_PJM_ROR | PJM_ROM | PJM_ROR | Internal | Summer | B10 | 1262 | 8000 | 0 | 33.76 | 33.2 | 0.01 | 0
2030 | PJM_ROM_2_PJM_ROR | PJM_ROM | PJM_ROR | Internal | Winter | B16 | 25 | 8000 | 0 | 46.64 | 46.62 | 0.01 | 0
2030 | PJM_ROM_2_PJM_ROR | PJM_ROM | PJM_ROR | Internal | Winter | B17 | 100 | 8000 | 0 | 46.81 | 46.79 | 0.01 | 0
2030 | PJM_ROM_2_PJM_ROR | PJM_ROM | PJM_ROR | Internal | Winter | B18 | 400 | 8000 | 0 | 46.27 | 46.26 | 0.01 | 0
2030 | PJM_ROM_2_PJM_ROR | PJM_ROM | PJM_ROR | Internal | Winter | B19 | 700 | 8000 | 0 | 42.75 | 42.73 | 0.01 | 0
2030 | PJM_ROM_2_PJM_ROR | PJM_ROM | PJM_ROR | Internal | Winter | B20 | 935 | 8000 | 0 | 33.32 | 33.19 | 0.01 | 0
2030 | SOCO_2_FRCC | SOCO | FRCC | Internal | Shoulder | B11 | 25 | 3700 | 3700 | 60.2 | 85.49 | 10 | 15.29
2030 | SOCO_2_FRCC | SOCO | FRCC | Internal | Shoulder | B12 | 200 | 3700 | 2602.89 | 47.47 | 57.47 | 10 | 0
2030 | SOCO_2_FRCC | SOCO | FRCC | Internal | Shoulder | B13 | 600 | 3700 | 0 | 47.47 | 55.86 | 10 | 0
2030 | SOCO_2_FRCC | SOCO | FRCC | Internal | Shoulder | B14 | 900 | 3700 | 0 | 47.47 | 54.98 | 10 | 0
2030 | SOCO_2_FRCC | SOCO | FRCC | Internal | Shoulder | B15 | 1203 | 3700 | 0 | 43.77 | 52.71 | 10 | 0
2030 | SOCO_2_FRCC | SOCO | FRCC | Internal | Summer | B1 | 10 | 3700 | 1685.24 | 86.19 | 96.19 | 10 | 0
2030 | SOCO_2_FRCC | SOCO | FRCC | Internal | Summer | B2 | 25 | 3700 | 0 | 77.81 | 85.63 | 10 | 0
2030 | SOCO_2_FRCC | SOCO | FRCC | Internal | Summer | B3 | 75 | 3700 | 0 | 77.81 | 85.63 | 10 | 0
2030 | SOCO_2_FRCC | SOCO | FRCC | Internal | Summer | B4 | 100 | 3700 | 410.49 | 75.63 | 85.63 | 10 | 0
2030 | SOCO_2_FRCC | SOCO | FRCC | Internal | Summer | B5 | 200 | 3700 | 3700 | 72.44 | 84.12 | 10 | 1.68
2030 | SOCO_2_FRCC | SOCO | FRCC | Internal | Summer | B6 | 300 | 3700 | 3700 | 58.29 | 73.28 | 10 | 4.99
2030 | SOCO_2_FRCC | SOCO | FRCC | Internal | Summer | B7 | 400 | 3700 | 3413.21 | 53.68 | 63.68 | 10 | 0
2030 | SOCO_2_FRCC | SOCO | FRCC | Internal | Summer | B8 | 500 | 3700 | 1731.41 | 45.97 | 55.97 | 10 | 0
2030 | SOCO_2_FRCC | SOCO | FRCC | Internal | Summer | B9 | 800 | 3700 | 0 | 45.97 | 54.02 | 10 | 0
2030 | SOCO_2_FRCC | SOCO | FRCC | Internal | Summer | B10 | 1262 | 3700 | 0 | 43.77 | 51.8 | 10 | 0
2030 | SOCO_2_FRCC | SOCO | FRCC | Internal | Winter | B16 | 25 | 3700 | 3700 | 60.03 | 78.41 | 10 | 8.38
2030 | SOCO_2_FRCC | SOCO | FRCC | Internal | Winter | B17 | 100 | 3700 | 1823.95 | 50.64 | 60.64 | 10 | 0
2030 | SOCO_2_FRCC | SOCO | FRCC | Internal | Winter | B18 | 400 | 3700 | 0 | 48.9 | 57.76 | 10 | 0
2030 | SOCO_2_FRCC | SOCO | FRCC | Internal | Winter | B19 | 700 | 3700 | 429.42 | 47.57 | 57.57 | 10 | 0
2030 | SOCO_2_FRCC | SOCO | FRCC | Internal | Winter | B20 | 935 | 3700 | 1935.58 | 45.37 | 55.37 | 10 | 0
2030 | SOCO_2_VACAR | SOCO | VACAR | Internal | Shoulder | B11 | 25 | 2000 | 0 | 60.2 | 51.2 | 10 | 0
2030 | SOCO_2_VACAR | SOCO | VACAR | Internal | Shoulder | B12 | 200 | 2000 | 0 | 47.47 | 45.13 | 10 | 0
2030 | SOCO_2_VACAR | SOCO | VACAR | Internal | Shoulder | B13 | 600 | 2000 | 0 | 47.47 | 41.7 | 10 | 0
2030 | SOCO_2_VACAR | SOCO | VACAR | Internal | Shoulder | B14 | 900 | 2000 | 0 | 47.47 | 40.47 | 10 | 0
2030 | SOCO_2_VACAR | SOCO | VACAR | Internal | Shoulder | B15 | 1203 | 2000 | 0 | 43.77 | 36.62 | 10 | 0
2030 | SOCO_2_VACAR | SOCO | VACAR | Internal | Summer | B1 | 10 | 2000 | 0 | 86.19 | 79.19 | 10 | 0
2030 | SOCO_2_VACAR | SOCO | VACAR | Internal | Summer | B2 | 25 | 2000 | 0 | 77.81 | 80.82 | 10 | 0
2030 | SOCO_2_VACAR | SOCO | VACAR | Internal | Summer | B3 | 75 | 2000 | 0 | 77.81 | 70.81 | 10 | 0
2030 | SOCO_2_VACAR | SOCO | VACAR | Internal | Summer | B4 | 100 | 2000 | 0 | 75.63 | 54.16 | 10 | 0
2030 | SOCO_2_VACAR | SOCO | VACAR | Internal | Summer | B5 | 200 | 2000 | 0 | 72.44 | 56.44 | 10 | 0
2030 | SOCO_2_VACAR | SOCO | VACAR | Internal | Summer | B6 | 300 | 2000 | 0 | 58.29 | 51.29 | 10 | 0
2030 | SOCO_2_VACAR | SOCO | VACAR | Internal | Summer | B7 | 400 | 2000 | 0 | 53.68 | 46.68 | 10 | 0
2030 | SOCO_2_VACAR | SOCO | VACAR | Internal | Summer | B8 | 500 | 2000 | 0 | 45.97 | 43.99 | 10 | 0
2030 | SOCO_2_VACAR | SOCO | VACAR | Internal | Summer | B9 | 800 | 2000 | 0 | 45.97 | 41.61 | 10 | 0
2030 | SOCO_2_VACAR | SOCO | VACAR | Internal | Summer | B10 | 1262 | 2000 | 0 | 43.77 | 36.77 | 10 | 0
2030 | SOCO_2_VACAR | SOCO | VACAR | Internal | Winter | B16 | 25 | 2000 | 0 | 60.03 | 52.62 | 10 | 0
2030 | SOCO_2_VACAR | SOCO | VACAR | Internal | Winter | B17 | 100 | 2000 | 0 | 50.64 | 45.7 | 10 | 0
2030 | SOCO_2_VACAR | SOCO | VACAR | Internal | Winter | B18 | 400 | 2000 | 0 | 48.9 | 41.9 | 10 | 0
2030 | SOCO_2_VACAR | SOCO | VACAR | Internal | Winter | B19 | 700 | 2000 | 0 | 47.57 | 40.57 | 10 | 0
2030 | SOCO_2_VACAR | SOCO | VACAR | Internal | Winter | B20 | 935 | 2000 | 0 | 45.37 | 36.78 | 10 | 0
2030 | SPP_N_2_ENT | SPP_N | ENT | Internal | Shoulder | B11 | 25 | 1800 | 853.64 | 53.26 | 58.26 | 5 | 0
2030 | SPP_N_2_ENT | SPP_N | ENT | Internal | Shoulder | B12 | 200 | 1800 | 0 | 45.28 | 47.35 | 5 | 0
2030 | SPP_N_2_ENT | SPP_N | ENT | Internal | Shoulder | B13 | 600 | 1800 | 0 | 44.05 | 47.35 | 5 | 0
2030 | SPP_N_2_ENT | SPP_N | ENT | Internal | Shoulder | B14 | 900 | 1800 | 1800 | 40.16 | 45.46 | 5 | 0.31
2030 | SPP_N_2_ENT | SPP_N | ENT | Internal | Shoulder | B15 | 1203 | 1800 | 1800 | 37.62 | 45.46 | 5 | 2.84
2030 | SPP_N_2_ENT | SPP_N | ENT | Internal | Summer | B1 | 10 | 1800 | 227.26 | 72.49 | 77.49 | 5 | 0
2030 | SPP_N_2_ENT | SPP_N | ENT | Internal | Summer | B2 | 25 | 1800 | 0 | 74.25 | 76.19 | 5 | 0
2030 | SPP_N_2_ENT | SPP_N | ENT | Internal | Summer | B3 | 75 | 1800 | 0 | 75.21 | 69.81 | 5 | 0
2030 | SPP_N_2_ENT | SPP_N | ENT | Internal | Summer | B4 | 100 | 1800 | 0 | 74.25 | 67.94 | 5 | 0
2030 | SPP_N_2_ENT | SPP_N | ENT | Internal | Summer | B5 | 200 | 1800 | 0 | 69.26 | 64.44 | 5 | 0
2030 | SPP_N_2_ENT | SPP_N | ENT | Internal | Summer | B6 | 300 | 1800 | 0 | 56.3 | 57.31 | 5 | 0
2030 | SPP_N_2_ENT | SPP_N | ENT | Internal | Summer | B7 | 400 | 1800 | 0 | 45.2 | 45.68 | 5 | 0
2030 | SPP_N_2_ENT | SPP_N | ENT | Internal | Summer | B8 | 500 | 1800 | 0 | 43.67 | 45.68 | 5 | 0
2030 | SPP_N_2_ENT | SPP_N | ENT | Internal | Summer | B9 | 800 | 1800 | 0 | 43.29 | 45.36 | 5 | 0
2030 | SPP_N_2_ENT | SPP_N | ENT | Internal | Summer | B10 | 1262 | 1800 | 1800 | 38.79 | 43.87 | 5 | 0.08
2030 | SPP_N_2_ENT | SPP_N | ENT | Internal | Winter | B16 | 25 | 1800 | 334.03 | 47.48 | 52.48 | 5 | 0
2030 | SPP_N_2_ENT | SPP_N | ENT | Internal | Winter | B17 | 100 | 1800 | 1800 | 44.79 | 50.28 | 5 | 0.49
2030 | SPP_N_2_ENT | SPP_N | ENT | Internal | Winter | B18 | 400 | 1800 | 1722.98 | 44.57 | 49.57 | 5 | 0
2030 | SPP_N_2_ENT | SPP_N | ENT | Internal | Winter | B19 | 700 | 1800 | 1800 | 42.48 | 48.62 | 5 | 1.14
2030 | SPP_N_2_ENT | SPP_N | ENT | Internal | Winter | B20 | 935 | 1800 | 1800 | 36.34 | 44.34 | 5 | 3
2030 | SPP_N_2_MISO_MO-IL | SPP_N | MISO_MO-IL | Internal | Shoulder | B11 | 25 | 2000 | 0 | 53.26 | 53.26 | 5 | 0
2030 | SPP_N_2_MISO_MO-IL | SPP_N | MISO_MO-IL | Internal | Shoulder | B12 | 200 | 2000 | 0 | 45.28 | 45.32 | 5 | 0
2030 | SPP_N_2_MISO_MO-IL | SPP_N | MISO_MO-IL | Internal | Shoulder | B13 | 600 | 2000 | 0 | 44.05 | 44.05 | 5 | 0
2030 | SPP_N_2_MISO_MO-IL | SPP_N | MISO_MO-IL | Internal | Shoulder | B14 | 900 | 2000 | 0 | 40.16 | 40.16 | 5 | 0
2030 | SPP_N_2_MISO_MO-IL | SPP_N | MISO_MO-IL | Internal | Shoulder | B15 | 1203 | 2000 | 0 | 37.62 | 37.62 | 5 | 0
2030 | SPP_N_2_MISO_MO-IL | SPP_N | MISO_MO-IL | Internal | Summer | B1 | 10 | 2000 | 0 | 72.49 | 72.38 | 5 | 0
2030 | SPP_N_2_MISO_MO-IL | SPP_N | MISO_MO-IL | Internal | Summer | B2 | 25 | 2000 | 0 | 74.25 | 71.85 | 5 | 0
2030 | SPP_N_2_MISO_MO-IL | SPP_N | MISO_MO-IL | Internal | Summer | B3 | 75 | 2000 | 0 | 75.21 | 70.66 | 5 | 0
2030 | SPP_N_2_MISO_MO-IL | SPP_N | MISO_MO-IL | Internal | Summer | B4 | 100 | 2000 | 0 | 74.25 | 70.66 | 5 | 0
2030 | SPP_N_2_MISO_MO-IL | SPP_N | MISO_MO-IL | Internal | Summer | B5 | 200 | 2000 | 0 | 69.26 | 64.43 | 5 | 0
2030 | SPP_N_2_MISO_MO-IL | SPP_N | MISO_MO-IL | Internal | Summer | B6 | 300 | 2000 | 0 | 56.3 | 49.31 | 5 | 0
2030 | SPP_N_2_MISO_MO-IL | SPP_N | MISO_MO-IL | Internal | Summer | B7 | 400 | 2000 | 0 | 45.2 | 43.32 | 5 | 0
2030 | SPP_N_2_MISO_MO-IL | SPP_N | MISO_MO-IL | Internal | Summer | B8 | 500 | 2000 | 0 | 43.67 | 40.49 | 5 | 0
2030 | SPP_N_2_MISO_MO-IL | SPP_N | MISO_MO-IL | Internal | Summer | B9 | 800 | 2000 | 0 | 43.29 | 39.62 | 5 | 0
2030 | SPP_N_2_MISO_MO-IL | SPP_N | MISO_MO-IL | Internal | Summer | B10 | 1262 | 2000 | 0 | 38.79 | 35.2 | 5 | 0
2030 | SPP_N_2_MISO_MO-IL | SPP_N | MISO_MO-IL | Internal | Winter | B16 | 25 | 2000 | 0 | 47.48 | 47.48 | 5 | 0
2030 | SPP_N_2_MISO_MO-IL | SPP_N | MISO_MO-IL | Internal | Winter | B17 | 100 | 2000 | 0 | 44.79 | 44.79 | 5 | 0
2030 | SPP_N_2_MISO_MO-IL | SPP_N | MISO_MO-IL | Internal | Winter | B18 | 400 | 2000 | 0 | 44.57 | 44.57 | 5 | 0
2030 | SPP_N_2_MISO_MO-IL | SPP_N | MISO_MO-IL | Internal | Winter | B19 | 700 | 2000 | 0 | 42.48 | 42.49 | 5 | 0
2030 | SPP_N_2_MISO_MO-IL | SPP_N | MISO_MO-IL | Internal | Winter | B20 | 935 | 2000 | 0 | 36.34 | 36.34 | 5 | 0
2030 | SPP_N_2_NE | SPP_N | NE | Internal | Shoulder | B11 | 25 | 1531 | 0 | 53.26 | 53.24 | 0.01 | 0
2030 | SPP_N_2_NE | SPP_N | NE | Internal | Shoulder | B12 | 200 | 1531 | 0 | 45.28 | 45.26 | 0.01 | 0
2030 | SPP_N_2_NE | SPP_N | NE | Internal | Shoulder | B13 | 600 | 1531 | 0 | 44.05 | 44.03 | 0.01 | 0
2030 | SPP_N_2_NE | SPP_N | NE | Internal | Shoulder | B14 | 900 | 1531 | 0 | 40.16 | 40.14 | 0.01 | 0
2030 | SPP_N_2_NE | SPP_N | NE | Internal | Shoulder | B15 | 1203 | 1531 | 0 | 37.62 | 37.61 | 0.01 | 0
2030 | SPP_N_2_NE | SPP_N | NE | Internal | Summer | B1 | 10 | 1531 | 0 | 72.49 | 72.48 | 0.01 | 0
2030 | SPP_N_2_NE | SPP_N | NE | Internal | Summer | B2 | 25 | 1531 | 0 | 74.25 | 74.24 | 0.01 | 0
2030 | SPP_N_2_NE | SPP_N | NE | Internal | Summer | B3 | 75 | 1531 | 0 | 75.21 | 75.19 | 0.01 | 0
2030 | SPP_N_2_NE | SPP_N | NE | Internal | Summer | B4 | 100 | 1531 | 0 | 74.25 | 74.24 | 0.01 | 0
2030 | SPP_N_2_NE | SPP_N | NE | Internal | Summer | B5 | 200 | 1531 | 0 | 69.26 | 69.25 | 0.01 | 0
2030 | SPP_N_2_NE | SPP_N | NE | Internal | Summer | B6 | 300 | 1531 | 0 | 56.3 | 56.29 | 0.01 | 0
2030 | SPP_N_2_NE | SPP_N | NE | Internal | Summer | B7 | 400 | 1531 | 0 | 45.2 | 45.19 | 0.01 | 0
2030 | SPP_N_2_NE | SPP_N | NE | Internal | Summer | B8 | 500 | 1531 | 0 | 43.67 | 43.65 | 0.01 | 0
2030 | SPP_N_2_NE | SPP_N | NE | Internal | Summer | B9 | 800 | 1531 | 0 | 43.29 | 43.27 | 0.01 | 0
2030 | SPP_N_2_NE | SPP_N | NE | Internal | Summer | B10 | 1262 | 1531 | 0 | 38.79 | 35.19 | 0.01 | 0
2030 | SPP_N_2_NE | SPP_N | NE | Internal | Winter | B16 | 25 | 1531 | 0 | 47.48 | 47.47 | 0.01 | 0
2030 | SPP_N_2_NE | SPP_N | NE | Internal | Winter | B17 | 100 | 1531 | 0 | 44.79 | 44.78 | 0.01 | 0
2030 | SPP_N_2_NE | SPP_N | NE | Internal | Winter | B18 | 400 | 1531 | 0 | 44.57 | 44.56 | 0.01 | 0
2030 | SPP_N_2_NE | SPP_N | NE | Internal | Winter | B19 | 700 | 1531 | 0 | 42.48 | 42.47 | 0.01 | 0
2030 | SPP_N_2_NE | SPP_N | NE | Internal | Winter | B20 | 935 | 1531 | 0 | 36.34 | 36.33 | 0.01 | 0
2030 | SPP_N_2_SPP_S | SPP_N | SPP_S | Internal | Shoulder | B11 | 25 | 4383 | 0 | 53.26 | 52.55 | 0.01 | 0
2030 | SPP_N_2_SPP_S | SPP_N | SPP_S | Internal | Shoulder | B12 | 200 | 4383 | 0 | 45.28 | 45.26 | 0.01 | 0
2030 | SPP_N_2_SPP_S | SPP_N | SPP_S | Internal | Shoulder | B13 | 600 | 4383 | 675.68 | 44.05 | 44.06 | 0.01 | 0
2030 | SPP_N_2_SPP_S | SPP_N | SPP_S | Internal | Shoulder | B14 | 900 | 4383 | 479.4 | 40.16 | 40.17 | 0.01 | 0
2030 | SPP_N_2_SPP_S | SPP_N | SPP_S | Internal | Shoulder | B15 | 1203 | 4383 | 2922.99 | 37.62 | 37.64 | 0.01 | 0
2030 | SPP_N_2_SPP_S | SPP_N | SPP_S | Internal | Summer | B1 | 10 | 4383 | 0 | 72.49 | 45.66 | 0.01 | 0
2030 | SPP_N_2_SPP_S | SPP_N | SPP_S | Internal | Summer | B2 | 25 | 4383 | 0 | 74.25 | 62.94 | 0.01 | 0
2030 | SPP_N_2_SPP_S | SPP_N | SPP_S | Internal | Summer | B3 | 75 | 4383 | 0 | 75.21 | 63.47 | 0.01 | 0
2030 | SPP_N_2_SPP_S | SPP_N | SPP_S | Internal | Summer | B4 | 100 | 4383 | 0 | 74.25 | 62.94 | 0.01 | 0
2030 | SPP_N_2_SPP_S | SPP_N | SPP_S | Internal | Summer | B5 | 200 | 4383 | 0 | 69.26 | 62.94 | 0.01 | 0
2030 | SPP_N_2_SPP_S | SPP_N | SPP_S | Internal | Summer | B6 | 300 | 4383 | 0 | 56.3 | 56.29 | 0.01 | 0
2030 | SPP_N_2_SPP_S | SPP_N | SPP_S | Internal | Summer | B7 | 400 | 4383 | 202.38 | 45.2 | 45.21 | 0.01 | 0
2030 | SPP_N_2_SPP_S | SPP_N | SPP_S | Internal | Summer | B8 | 500 | 4383 | 1851.66 | 43.67 | 43.68 | 0.01 | 0
2030 | SPP_N_2_SPP_S | SPP_N | SPP_S | Internal | Summer | B9 | 800 | 4383 | 3213.86 | 43.29 | 43.3 | 0.01 | 0
2030 | SPP_N_2_SPP_S | SPP_N | SPP_S | Internal | Summer | B10 | 1262 | 4383 | 4383 | 38.79 | 39.3 | 0.01 | 0.49
2030 | SPP_N_2_SPP_S | SPP_N | SPP_S | Internal | Winter | B16 | 25 | 4383 | 845.09 | 47.48 | 47.5 | 0.01 | 0
2030 | SPP_N_2_SPP_S | SPP_N | SPP_S | Internal | Winter | B17 | 100 | 4383 | 88.3 | 44.79 | 44.81 | 0.01 | 0
2030 | SPP_N_2_SPP_S | SPP_N | SPP_S | Internal | Winter | B18 | 400 | 4383 | 0 | 44.57 | 44.56 | 0.01 | 0
2030 | SPP_N_2_SPP_S | SPP_N | SPP_S | Internal | Winter | B19 | 700 | 4383 | 0 | 42.48 | 42.48 | 0.01 | 0
2030 | SPP_N_2_SPP_S | SPP_N | SPP_S | Internal | Winter | B20 | 935 | 4383 | 3622.91 | 36.34 | 36.35 | 0.01 | 0
2030 | SPP_S_2_ENT | SPP_S | ENT | Internal | Shoulder | B11 | 25 | 850 | 850 | 52.55 | 58.26 | 5 | 0.7
2030 | SPP_S_2_ENT | SPP_S | ENT | Internal | Shoulder | B12 | 200 | 850 | 0 | 45.26 | 47.35 | 5 | 0
2030 | SPP_S_2_ENT | SPP_S | ENT | Internal | Shoulder | B13 | 600 | 850 | 0 | 44.06 | 47.35 | 5 | 0
2030 | SPP_S_2_ENT | SPP_S | ENT | Internal | Shoulder | B14 | 900 | 850 | 850 | 40.17 | 45.46 | 5 | 0.3
2030 | SPP_S_2_ENT | SPP_S | ENT | Internal | Shoulder | B15 | 1203 | 850 | 850 | 37.64 | 45.46 | 5 | 2.83
2030 | SPP_S_2_ENT | SPP_S | ENT | Internal | Summer | B1 | 10 | 850 | 850 | 45.66 | 77.49 | 5 | 26.83
2030 | SPP_S_2_ENT | SPP_S | ENT | Internal | Summer | B2 | 25 | 850 | 850 | 62.94 | 76.19 | 5 | 8.25
2030 | SPP_S_2_ENT | SPP_S | ENT | Internal | Summer | B3 | 75 | 850 | 850 | 63.47 | 69.81 | 5 | 1.35
2030 | SPP_S_2_ENT | SPP_S | ENT | Internal | Summer | B4 | 100 | 850 | 236.78 | 62.94 | 67.94 | 5 | 0
2030 | SPP_S_2_ENT | SPP_S | ENT | Internal | Summer | B5 | 200 | 850 | 0 | 62.94 | 64.44 | 5 | 0
2030 | SPP_S_2_ENT | SPP_S | ENT | Internal | Summer | B6 | 300 | 850 | 0 | 56.29 | 57.31 | 5 | 0
2030 | SPP_S_2_ENT | SPP_S | ENT | Internal | Summer | B7 | 400 | 850 | 0 | 45.21 | 45.68 | 5 | 0
2030 | SPP_S_2_ENT | SPP_S | ENT | Internal | Summer | B8 | 500 | 850 | 0 | 43.68 | 45.68 | 5 | 0
2030 | SPP_S_2_ENT | SPP_S | ENT | Internal | Summer | B9 | 800 | 850 | 0 | 43.3 | 45.36 | 5 | 0
2030 | SPP_S_2_ENT | SPP_S | ENT | Internal | Summer | B10 | 1262 | 850 | 0 | 39.3 | 43.87 | 5 | 0
2030 | SPP_S_2_ENT | SPP_S | ENT | Internal | Winter | B16 | 25 | 850 | 0 | 47.5 | 52.48 | 5 | 0
2030 | SPP_S_2_ENT | SPP_S | ENT | Internal | Winter | B17 | 100 | 850 | 850 | 44.81 | 50.28 | 5 | 0.47
2030 | SPP_S_2_ENT | SPP_S | ENT | Internal | Winter | B18 | 400 | 850 | 850 | 44.56 | 49.57 | 5 | 0.01
2030 | SPP_S_2_ENT | SPP_S | ENT | Internal | Winter | B19 | 700 | 850 | 850 | 42.48 | 48.62 | 5 | 1.14
2030 | SPP_S_2_ENT | SPP_S | ENT | Internal | Winter | B20 | 935 | 850 | 850 | 36.35 | 44.34 | 5 | 2.99
2030 | SPP_S_2_SPP_N | SPP_S | SPP_N | Internal | Shoulder | B11 | 25 | 1023 | 1023 | 52.55 | 53.26 | 0.01 | 0.69
2030 | SPP_S_2_SPP_N | SPP_S | SPP_N | Internal | Shoulder | B12 | 200 | 1023 | 499.51 | 45.26 | 45.28 | 0.01 | 0
2030 | SPP_S_2_SPP_N | SPP_S | SPP_N | Internal | Shoulder | B13 | 600 | 1023 | 0 | 44.06 | 44.05 | 0.01 | 0
2030 | SPP_S_2_SPP_N | SPP_S | SPP_N | Internal | Shoulder | B14 | 900 | 1023 | 0 | 40.17 | 40.16 | 0.01 | 0
2030 | SPP_S_2_SPP_N | SPP_S | SPP_N | Internal | Shoulder | B15 | 1203 | 1023 | 0 | 37.64 | 37.62 | 0.01 | 0
2030 | SPP_S_2_SPP_N | SPP_S | SPP_N | Internal | Summer | B1 | 10 | 1023 | 1023 | 45.66 | 72.49 | 0.01 | 26.82
2030 | SPP_S_2_SPP_N | SPP_S | SPP_N | Internal | Summer | B2 | 25 | 1023 | 1023 | 62.94 | 74.25 | 0.01 | 11.3
2030 | SPP_S_2_SPP_N | SPP_S | SPP_N | Internal | Summer | B3 | 75 | 1023 | 1023 | 63.47 | 75.21 | 0.01 | 11.73
2030 | SPP_S_2_SPP_N | SPP_S | SPP_N | Internal | Summer | B4 | 100 | 1023 | 1023 | 62.94 | 74.25 | 0.01 | 11.3
2030 | SPP_S_2_SPP_N | SPP_S | SPP_N | Internal | Summer | B5 | 200 | 1023 | 1023 | 62.94 | 69.26 | 0.01 | 6.31
2030 | SPP_S_2_SPP_N | SPP_S | SPP_N | Internal | Summer | B6 | 300 | 1023 | 461.73 | 56.29 | 56.3 | 0.01 | 0
2030 | SPP_S_2_SPP_N | SPP_S | SPP_N | Internal | Summer | B7 | 400 | 1023 | 0 | 45.21 | 45.2 | 0.01 | 0
2030 | SPP_S_2_SPP_N | SPP_S | SPP_N | Internal | Summer | B8 | 500 | 1023 | 0 | 43.68 | 43.67 | 0.01 | 0
2030 | SPP_S_2_SPP_N | SPP_S | SPP_N | Internal | Summer | B9 | 800 | 1023 | 0 | 43.3 | 43.29 | 0.01 | 0
2030 | SPP_S_2_SPP_N | SPP_S | SPP_N | Internal | Summer | B10 | 1262 | 1023 | 0 | 39.3 | 38.79 | 0.01 | 0
2030 | SPP_S_2_SPP_N | SPP_S | SPP_N | Internal | Winter | B16 | 25 | 1023 | 0 | 47.5 | 47.48 | 0.01 | 0
2030 | SPP_S_2_SPP_N | SPP_S | SPP_N | Internal | Winter | B17 | 100 | 1023 | 0 | 44.81 | 44.79 | 0.01 | 0
2030 | SPP_S_2_SPP_N | SPP_S | SPP_N | Internal | Winter | B18 | 400 | 1023 | 50.18 | 44.56 | 44.57 | 0.01 | 0
2030 | SPP_S_2_SPP_N | SPP_S | SPP_N | Internal | Winter | B19 | 700 | 1023 | 0 | 42.48 | 42.48 | 0.01 | 0
2030 | SPP_S_2_SPP_N | SPP_S | SPP_N | Internal | Winter | B20 | 935 | 1023 | 0 | 36.35 | 36.34 | 0.01 | 0
2030 | TVA_2_ENT | TVA | ENT | Internal | Shoulder | B11 | 25 | 500 | 500 | 48.87 | 58.26 | 9 | 0.39
2030 | TVA_2_ENT | TVA | ENT | Internal | Shoulder | B12 | 200 | 500 | 0 | 46.33 | 47.35 | 9 | 0
2030 | TVA_2_ENT | TVA | ENT | Internal | Shoulder | B13 | 600 | 500 | 0 | 43.19 | 47.35 | 9 | 0
2030 | TVA_2_ENT | TVA | ENT | Internal | Shoulder | B14 | 900 | 500 | 0 | 43.19 | 45.46 | 9 | 0
2030 | TVA_2_ENT | TVA | ENT | Internal | Shoulder | B15 | 1203 | 500 | 0 | 37.12 | 45.46 | 9 | 0
2030 | TVA_2_ENT | TVA | ENT | Internal | Summer | B1 | 10 | 500 | 0 | 80.4 | 77.49 | 9 | 0
2030 | TVA_2_ENT | TVA | ENT | Internal | Summer | B2 | 25 | 500 | 0 | 79.86 | 76.19 | 9 | 0
2030 | TVA_2_ENT | TVA | ENT | Internal | Summer | B3 | 75 | 500 | 0 | 72.6 | 69.81 | 9 | 0
2030 | TVA_2_ENT | TVA | ENT | Internal | Summer | B4 | 100 | 500 | 0 | 67.14 | 67.94 | 9 | 0
2030 | TVA_2_ENT | TVA | ENT | Internal | Summer | B5 | 200 | 500 | 500 | 51.21 | 64.44 | 9 | 4.23
2030 | TVA_2_ENT | TVA | ENT | Internal | Summer | B6 | 300 | 500 | 500 | 47.37 | 57.31 | 9 | 0.94
2030 | TVA_2_ENT | TVA | ENT | Internal | Summer | B7 | 400 | 500 | 0 | 41.91 | 45.68 | 9 | 0
2030 | TVA_2_ENT | TVA | ENT | Internal | Summer | B8 | 500 | 500 | 0 | 36.97 | 45.68 | 9 | 0
2030 | TVA_2_ENT | TVA | ENT | Internal | Summer | B9 | 800 | 500 | 0 | 36.88 | 45.36 | 9 | 0
2030 | TVA_2_ENT | TVA | ENT | Internal | Summer | B10 | 1262 | 500 | 0 | 36.63 | 43.87 | 9 | 0
2030 | TVA_2_ENT | TVA | ENT | Internal | Winter | B16 | 25 | 500 | 0 | 52.64 | 52.48 | 9 | 0
2030 | TVA_2_ENT | TVA | ENT | Internal | Winter | B17 | 100 | 500 | 0 | 49.9 | 50.28 | 9 | 0
2030 | TVA_2_ENT | TVA | ENT | Internal | Winter | B18 | 400 | 500 | 0 | 41.37 | 49.57 | 9 | 0
2030 | TVA_2_ENT | TVA | ENT | Internal | Winter | B19 | 700 | 500 | 0 | 41.37 | 48.62 | 9 | 0
2030 | TVA_2_ENT | TVA | ENT | Internal | Winter | B20 | 935 | 500 | 0 | 39.2 | 44.34 | 9 | 0
2030 | TVA_2_MISO_MO-IL | TVA | MISO_MO-IL | Internal | Shoulder | B11 | 25 | 50 | 0 | 48.87 | 53.26 | 9 | 0
2030 | TVA_2_MISO_MO-IL | TVA | MISO_MO-IL | Internal | Shoulder | B12 | 200 | 50 | 0 | 46.33 | 45.32 | 9 | 0
2030 | TVA_2_MISO_MO-IL | TVA | MISO_MO-IL | Internal | Shoulder | B13 | 600 | 50 | 0 | 43.19 | 44.05 | 9 | 0
2030 | TVA_2_MISO_MO-IL | TVA | MISO_MO-IL | Internal | Shoulder | B14 | 900 | 50 | 0 | 43.19 | 40.16 | 9 | 0
2030 | TVA_2_MISO_MO-IL | TVA | MISO_MO-IL | Internal | Shoulder | B15 | 1203 | 50 | 0 | 37.12 | 37.62 | 9 | 0
2030 | TVA_2_MISO_MO-IL | TVA | MISO_MO-IL | Internal | Summer | B1 | 10 | 50 | 0 | 80.4 | 72.38 | 9 | 0
2030 | TVA_2_MISO_MO-IL | TVA | MISO_MO-IL | Internal | Summer | B2 | 25 | 50 | 0 | 79.86 | 71.85 | 9 | 0
2030 | TVA_2_MISO_MO-IL | TVA | MISO_MO-IL | Internal | Summer | B3 | 75 | 50 | 0 | 72.6 | 70.66 | 9 | 0
2030 | TVA_2_MISO_MO-IL | TVA | MISO_MO-IL | Internal | Summer | B4 | 100 | 50 | 0 | 67.14 | 70.66 | 9 | 0
2030 | TVA_2_MISO_MO-IL | TVA | MISO_MO-IL | Internal | Summer | B5 | 200 | 50 | 50 | 51.21 | 64.43 | 9 | 4.22
2030 | TVA_2_MISO_MO-IL | TVA | MISO_MO-IL | Internal | Summer | B6 | 300 | 50 | 0 | 47.37 | 49.31 | 9 | 0
2030 | TVA_2_MISO_MO-IL | TVA | MISO_MO-IL | Internal | Summer | B7 | 400 | 50 | 0 | 41.91 | 43.32 | 9 | 0
2030 | TVA_2_MISO_MO-IL | TVA | MISO_MO-IL | Internal | Summer | B8 | 500 | 50 | 0 | 36.97 | 40.49 | 9 | 0
2030 | TVA_2_MISO_MO-IL | TVA | MISO_MO-IL | Internal | Summer | B9 | 800 | 50 | 0 | 36.88 | 39.62 | 9 | 0
2030 | TVA_2_MISO_MO-IL | TVA | MISO_MO-IL | Internal | Summer | B10 | 1262 | 50 | 0 | 36.63 | 35.2 | 9 | 0
2030 | TVA_2_MISO_MO-IL | TVA | MISO_MO-IL | Internal | Winter | B16 | 25 | 50 | 0 | 52.64 | 47.48 | 9 | 0
2030 | TVA_2_MISO_MO-IL | TVA | MISO_MO-IL | Internal | Winter | B17 | 100 | 50 | 0 | 49.9 | 44.79 | 9 | 0
2030 | TVA_2_MISO_MO-IL | TVA | MISO_MO-IL | Internal | Winter | B18 | 400 | 50 | 0 | 41.37 | 44.57 | 9 | 0
2030 | TVA_2_MISO_MO-IL | TVA | MISO_MO-IL | Internal | Winter | B19 | 700 | 50 | 0 | 41.37 | 42.49 | 9 | 0
2030 | TVA_2_MISO_MO-IL | TVA | MISO_MO-IL | Internal | Winter | B20 | 935 | 50 | 0 | 39.2 | 36.34 | 9 | 0
2030 | TVA_2_NonRTO_Midwest | TVA | NonRTO_Midwest | Internal | Shoulder | B11 | 25 | 100 | 100 | 48.87 | 61.27 | 9 | 3.4
2030 | TVA_2_NonRTO_Midwest | TVA | NonRTO_Midwest | Internal | Shoulder | B12 | 200 | 100 | 100 | 46.33 | 56.07 | 9 | 0.74
2030 | TVA_2_NonRTO_Midwest | TVA | NonRTO_Midwest | Internal | Shoulder | B13 | 600 | 100 | 100 | 43.19 | 52.93 | 9 | 0.74
2030 | TVA_2_NonRTO_Midwest | TVA | NonRTO_Midwest | Internal | Shoulder | B14 | 900 | 100 | 0 | 43.19 | 44.28 | 9 | 0
2030 | TVA_2_NonRTO_Midwest | TVA | NonRTO_Midwest | Internal | Shoulder | B15 | 1203 | 100 | 0 | 37.12 | 37.74 | 9 | 0
2030 | TVA_2_NonRTO_Midwest | TVA | NonRTO_Midwest | Internal | Summer | B1 | 10 | 100 | 0 | 80.4 | 76.13 | 9 | 0
2030 | TVA_2_NonRTO_Midwest | TVA | NonRTO_Midwest | Internal | Summer | B2 | 25 | 100 | 0 | 79.86 | 76.13 | 9 | 0
2030 | TVA_2_NonRTO_Midwest | TVA | NonRTO_Midwest | Internal | Summer | B3 | 75 | 100 | 0 | 72.6 | 76.13 | 9 | 0
2030 | TVA_2_NonRTO_Midwest | TVA | NonRTO_Midwest | Internal | Summer | B4 | 100 | 100 | 0 | 67.14 | 76.13 | 9 | 0
2030 | TVA_2_NonRTO_Midwest | TVA | NonRTO_Midwest | Internal | Summer | B5 | 200 | 100 | 100 | 51.21 | 72.44 | 9 | 12.23
2030 | TVA_2_NonRTO_Midwest | TVA | NonRTO_Midwest | Internal | Summer | B6 | 300 | 100 | 100 | 47.37 | 57.32 | 9 | 0.95
2030 | TVA_2_NonRTO_Midwest | TVA | NonRTO_Midwest | Internal | Summer | B7 | 400 | 100 | 76.14 | 41.91 | 50.91 | 9 | 0
2030 | TVA_2_NonRTO_Midwest | TVA | NonRTO_Midwest | Internal | Summer | B8 | 500 | 100 | 0 | 36.97 | 43.19 | 9 | 0
2030 | TVA_2_NonRTO_Midwest | TVA | NonRTO_Midwest | Internal | Summer | B9 | 800 | 100 | 0 | 36.88 | 37.74 | 9 | 0
2030 | TVA_2_NonRTO_Midwest | TVA | NonRTO_Midwest | Internal | Summer | B10 | 1262 | 100 | 0 | 36.63 | 34 | 9 | 0
2030 | TVA_2_NonRTO_Midwest | TVA | NonRTO_Midwest | Internal | Winter | B16 | 25 | 100 | 0 | 52.64 | 60.44 | 9 | 0
2030 | TVA_2_NonRTO_Midwest | TVA | NonRTO_Midwest | Internal | Winter | B17 | 100 | 100 | 0 | 49.9 | 56.79 | 9 | 0
2030 | TVA_2_NonRTO_Midwest | TVA | NonRTO_Midwest | Internal | Winter | B18 | 400 | 100 | 100 | 41.37 | 55.13 | 9 | 4.76
2030 | TVA_2_NonRTO_Midwest | TVA | NonRTO_Midwest | Internal | Winter | B19 | 700 | 100 | 0 | 41.37 | 44.56 | 9 | 0
2030 | TVA_2_NonRTO_Midwest | TVA | NonRTO_Midwest | Internal | Winter | B20 | 935 | 100 | 0 | 39.2 | 37.74 | 9 | 0
2030 | TVA_2_SOCO | TVA | SOCO | Internal | Shoulder | B11 | 25 | 500 | 500 | 48.87 | 60.2 | 9 | 2.33
2030 | TVA_2_SOCO | TVA | SOCO | Internal | Shoulder | B12 | 200 | 500 | 0 | 46.33 | 47.47 | 9 | 0
2030 | TVA_2_SOCO | TVA | SOCO | Internal | Shoulder | B13 | 600 | 500 | 0 | 43.19 | 47.47 | 9 | 0
2030 | TVA_2_SOCO | TVA | SOCO | Internal | Shoulder | B14 | 900 | 500 | 0 | 43.19 | 47.47 | 9 | 0
2030 | TVA_2_SOCO | TVA | SOCO | Internal | Shoulder | B15 | 1203 | 500 | 0 | 37.12 | 43.77 | 9 | 0
2030 | TVA_2_SOCO | TVA | SOCO | Internal | Summer | B1 | 10 | 500 | 0 | 80.4 | 86.19 | 9 | 0
2030 | TVA_2_SOCO | TVA | SOCO | Internal | Summer | B2 | 25 | 500 | 0 | 79.86 | 77.81 | 9 | 0
2030 | TVA_2_SOCO | TVA | SOCO | Internal | Summer | B3 | 75 | 500 | 0 | 72.6 | 77.81 | 9 | 0
2030 | TVA_2_SOCO | TVA | SOCO | Internal | Summer | B4 | 100 | 500 | 0 | 67.14 | 75.63 | 9 | 0
2030 | TVA_2_SOCO | TVA | SOCO | Internal | Summer | B5 | 200 | 500 | 500 | 51.21 | 72.44 | 9 | 12.23
2030 | TVA_2_SOCO | TVA | SOCO | Internal | Summer | B6 | 300 | 500 | 500 | 47.37 | 58.29 | 9 | 1.92
2030 | TVA_2_SOCO | TVA | SOCO | Internal | Summer | B7 | 400 | 500 | 500 | 41.91 | 53.68 | 9 | 2.78
2030 | TVA_2_SOCO | TVA | SOCO | Internal | Summer | B8 | 500 | 500 | 53.71 | 36.97 | 45.97 | 9 | 0
2030 | TVA_2_SOCO | TVA | SOCO | Internal | Summer | B9 | 800 | 500 | 500 | 36.88 | 45.97 | 9 | 0.09
2030 | TVA_2_SOCO | TVA | SOCO | Internal | Summer | B10 | 1262 | 500 | 0 | 36.63 | 43.77 | 9 | 0
2030 | TVA_2_SOCO | TVA | SOCO | Internal | Winter | B16 | 25 | 500 | 0 | 52.64 | 60.03 | 9 | 0
2030 | TVA_2_SOCO | TVA | SOCO | Internal | Winter | B17 | 100 | 500 | 0 | 49.9 | 50.64 | 9 | 0
2030 | TVA_2_SOCO | TVA | SOCO | Internal | Winter | B18 | 400 | 500 | 0 | 41.37 | 48.9 | 9 | 0
2030 | TVA_2_SOCO | TVA | SOCO | Internal | Winter | B19 | 700 | 500 | 0 | 41.37 | 47.57 | 9 | 0
2030 | TVA_2_SOCO | TVA | SOCO | Internal | Winter | B20 | 935 | 500 | 0 | 39.2 | 45.37 | 9 | 0
2030 | TVA_2_VACAR | TVA | VACAR | Internal | Shoulder | B11 | 25 | 150 | 0 | 48.87 | 51.2 | 9 | 0
2030 | TVA_2_VACAR | TVA | VACAR | Internal | Shoulder | B12 | 200 | 150 | 0 | 46.33 | 45.13 | 9 | 0
2030 | TVA_2_VACAR | TVA | VACAR | Internal | Shoulder | B13 | 600 | 150 | 0 | 43.19 | 41.7 | 9 | 0
2030 | TVA_2_VACAR | TVA | VACAR | Internal | Shoulder | B14 | 900 | 150 | 0 | 43.19 | 40.47 | 9 | 0
2030 | TVA_2_VACAR | TVA | VACAR | Internal | Shoulder | B15 | 1203 | 150 | 0 | 37.12 | 36.62 | 9 | 0
2030 | TVA_2_VACAR | TVA | VACAR | Internal | Summer | B1 | 10 | 150 | 0 | 80.4 | 79.19 | 9 | 0
2030 | TVA_2_VACAR | TVA | VACAR | Internal | Summer | B2 | 25 | 150 | 0 | 79.86 | 80.82 | 9 | 0
2030 | TVA_2_VACAR | TVA | VACAR | Internal | Summer | B3 | 75 | 150 | 0 | 72.6 | 70.81 | 9 | 0
2030 | TVA_2_VACAR | TVA | VACAR | Internal | Summer | B4 | 100 | 150 | 0 | 67.14 | 54.16 | 9 | 0
2030 | TVA_2_VACAR | TVA | VACAR | Internal | Summer | B5 | 200 | 150 | 0 | 51.21 | 56.44 | 9 | 0
2030 | TVA_2_VACAR | TVA | VACAR | Internal | Summer | B6 | 300 | 150 | 0 | 47.37 | 51.29 | 9 | 0
2030 | TVA_2_VACAR | TVA | VACAR | Internal | Summer | B7 | 400 | 150 | 0 | 41.91 | 46.68 | 9 | 0
2030 | TVA_2_VACAR | TVA | VACAR | Internal | Summer | B8 | 500 | 150 | 0 | 36.97 | 43.99 | 9 | 0
2030 | TVA_2_VACAR | TVA | VACAR | Internal | Summer | B9 | 800 | 150 | 0 | 36.88 | 41.61 | 9 | 0
2030 | TVA_2_VACAR | TVA | VACAR | Internal | Summer | B10 | 1262 | 150 | 0 | 36.63 | 36.77 | 9 | 0
2030 | TVA_2_VACAR | TVA | VACAR | Internal | Winter | B16 | 25 | 150 | 0 | 52.64 | 52.62 | 9 | 0
2030 | TVA_2_VACAR | TVA | VACAR | Internal | Winter | B17 | 100 | 150 | 0 | 49.9 | 45.7 | 9 | 0
2030 | TVA_2_VACAR | TVA | VACAR | Internal | Winter | B18 | 400 | 150 | 0 | 41.37 | 41.9 | 9 | 0
2030 | TVA_2_VACAR | TVA | VACAR | Internal | Winter | B19 | 700 | 150 | 0 | 41.37 | 40.57 | 9 | 0
2030 | TVA_2_VACAR | TVA | VACAR | Internal | Winter | B20 | 935 | 150 | 0 | 39.2 | 36.78 | 9 | 0
2030 | TVA_Transmission_2_ENT | TVA_Transmission | ENT | Internal | Shoulder | B11 | 25 | 3000 | 0 | 51.2 | 58.26 | 9 | 0
2030 | TVA_Transmission_2_ENT | TVA_Transmission | ENT | Internal | Shoulder | B12 | 200 | 3000 | 0 | 48.41 | 47.35 | 9 | 0
2030 | TVA_Transmission_2_ENT | TVA_Transmission | ENT | Internal | Shoulder | B13 | 600 | 3000 | 0 | 46.14 | 47.35 | 9 | 0
2030 | TVA_Transmission_2_ENT | TVA_Transmission | ENT | Internal | Shoulder | B14 | 900 | 3000 | 0 | 44.42 | 45.46 | 9 | 0
2030 | TVA_Transmission_2_ENT | TVA_Transmission | ENT | Internal | Shoulder | B15 | 1203 | 3000 | 0 | 39.09 | 45.46 | 9 | 0
2030 | TVA_Transmission_2_ENT | TVA_Transmission | ENT | Internal | Summer | B1 | 10 | 3000 | 0 | 80.38 | 77.49 | 9 | 0
2030 | TVA_Transmission_2_ENT | TVA_Transmission | ENT | Internal | Summer | B2 | 25 | 3000 | 0 | 79.85 | 76.19 | 9 | 0
2030 | TVA_Transmission_2_ENT | TVA_Transmission | ENT | Internal | Summer | B3 | 75 | 3000 | 0 | 72.59 | 69.81 | 9 | 0
2030 | TVA_Transmission_2_ENT | TVA_Transmission | ENT | Internal | Summer | B4 | 100 | 3000 | 0 | 67.13 | 67.94 | 9 | 0
2030 | TVA_Transmission_2_ENT | TVA_Transmission | ENT | Internal | Summer | B5 | 200 | 3000 | 0 | 63.44 | 64.44 | 9 | 0
2030 | TVA_Transmission_2_ENT | TVA_Transmission | ENT | Internal | Summer | B6 | 300 | 3000 | 0 | 51.65 | 57.31 | 9 | 0
2030 | TVA_Transmission_2_ENT | TVA_Transmission | ENT | Internal | Summer | B7 | 400 | 3000 | 0 | 46.22 | 45.68 | 9 | 0
2030 | TVA_Transmission_2_ENT | TVA_Transmission | ENT | Internal | Summer | B8 | 500 | 3000 | 0 | 43.13 | 45.68 | 9 | 0
2030 | TVA_Transmission_2_ENT | TVA_Transmission | ENT | Internal | Summer | B9 | 800 | 3000 | 0 | 41.12 | 45.36 | 9 | 0
2030 | TVA_Transmission_2_ENT | TVA_Transmission | ENT | Internal | Summer | B10 | 1262 | 3000 | 0 | 38.05 | 43.87 | 9 | 0
2030 | TVA_Transmission_2_ENT | TVA_Transmission | ENT | Internal | Winter | B16 | 25 | 3000 | 0 | 52.62 | 52.48 | 9 | 0
2030 | TVA_Transmission_2_ENT | TVA_Transmission | ENT | Internal | Winter | B17 | 100 | 3000 | 0 | 50.78 | 50.28 | 9 | 0
2030 | TVA_Transmission_2_ENT | TVA_Transmission | ENT | Internal | Winter | B18 | 400 | 3000 | 0 | 47.5 | 49.57 | 9 | 0
2030 | TVA_Transmission_2_ENT | TVA_Transmission | ENT | Internal | Winter | B19 | 700 | 3000 | 0 | 44.32 | 48.62 | 9 | 0
2030 | TVA_Transmission_2_ENT | TVA_Transmission | ENT | Internal | Winter | B20 | 935 | 3000 | 0 | 39.19 | 44.34 | 9 | 0
2030 | TVA_Transmission_2_NonRTO_Midwest | TVA_Transmission | NonRTO_Midwest | Internal | Shoulder | B11 | 25 | 700 | 700 | 51.2 | 61.27 | 9 | 1.07
2030 | TVA_Transmission_2_NonRTO_Midwest | TVA_Transmission | NonRTO_Midwest | Internal | Shoulder | B12 | 200 | 700 | 0 | 48.41 | 56.07 | 9 | 0
2030 | TVA_Transmission_2_NonRTO_Midwest | TVA_Transmission | NonRTO_Midwest | Internal | Shoulder | B13 | 600 | 700 | 0 | 46.14 | 52.93 | 9 | 0
2030 | TVA_Transmission_2_NonRTO_Midwest | TVA_Transmission | NonRTO_Midwest | Internal | Shoulder | B14 | 900 | 700 | 0 | 44.42 | 44.28 | 9 | 0
2030 | TVA_Transmission_2_NonRTO_Midwest | TVA_Transmission | NonRTO_Midwest | Internal | Shoulder | B15 | 1203 | 700 | 0 | 39.09 | 37.74 | 9 | 0
2030 | TVA_Transmission_2_NonRTO_Midwest | TVA_Transmission | NonRTO_Midwest | Internal | Summer | B1 | 10 | 700 | 0 | 80.38 | 76.13 | 9 | 0
2030 | TVA_Transmission_2_NonRTO_Midwest | TVA_Transmission | NonRTO_Midwest | Internal | Summer | B2 | 25 | 700 | 0 | 79.85 | 76.13 | 9 | 0
2030 | TVA_Transmission_2_NonRTO_Midwest | TVA_Transmission | NonRTO_Midwest | Internal | Summer | B3 | 75 | 700 | 0 | 72.59 | 76.13 | 9 | 0
2030 | TVA_Transmission_2_NonRTO_Midwest | TVA_Transmission | NonRTO_Midwest | Internal | Summer | B4 | 100 | 700 | 664.51 | 67.13 | 76.13 | 9 | 0
2030 | TVA_Transmission_2_NonRTO_Midwest | TVA_Transmission | NonRTO_Midwest | Internal | Summer | B5 | 200 | 700 | 131.94 | 63.44 | 72.44 | 9 | 0
2030 | TVA_Transmission_2_NonRTO_Midwest | TVA_Transmission | NonRTO_Midwest | Internal | Summer | B6 | 300 | 700 | 0 | 51.65 | 57.32 | 9 | 0
2030 | TVA_Transmission_2_NonRTO_Midwest | TVA_Transmission | NonRTO_Midwest | Internal | Summer | B7 | 400 | 700 | 0 | 46.22 | 50.91 | 9 | 0
2030 | TVA_Transmission_2_NonRTO_Midwest | TVA_Transmission | NonRTO_Midwest | Internal | Summer | B8 | 500 | 700 | 0 | 43.13 | 43.19 | 9 | 0
2030 | TVA_Transmission_2_NonRTO_Midwest | TVA_Transmission | NonRTO_Midwest | Internal | Summer | B9 | 800 | 700 | 0 | 41.12 | 37.74 | 9 | 0
2030 | TVA_Transmission_2_NonRTO_Midwest | TVA_Transmission | NonRTO_Midwest | Internal | Summer | B10 | 1262 | 700 | 0 | 38.05 | 34 | 9 | 0
2030 | TVA_Transmission_2_NonRTO_Midwest | TVA_Transmission | NonRTO_Midwest | Internal | Winter | B16 | 25 | 700 | 0 | 52.62 | 60.44 | 9 | 0
2030 | TVA_Transmission_2_NonRTO_Midwest | TVA_Transmission | NonRTO_Midwest | Internal | Winter | B17 | 100 | 700 | 0 | 50.78 | 56.79 | 9 | 0
2030 | TVA_Transmission_2_NonRTO_Midwest | TVA_Transmission | NonRTO_Midwest | Internal | Winter | B18 | 400 | 700 | 0 | 47.5 | 55.13 | 9 | 0
2030 | TVA_Transmission_2_NonRTO_Midwest | TVA_Transmission | NonRTO_Midwest | Internal | Winter | B19 | 700 | 700 | 0 | 44.32 | 44.56 | 9 | 0
2030 | TVA_Transmission_2_NonRTO_Midwest | TVA_Transmission | NonRTO_Midwest | Internal | Winter | B20 | 935 | 700 | 0 | 39.19 | 37.74 | 9 | 0
2030 | TVA_Transmission_2_SOCO | TVA_Transmission | SOCO | Internal | Shoulder | B11 | 25 | 3200 | 1122.08 | 51.2 | 60.2 | 9 | 0
2030 | TVA_Transmission_2_SOCO | TVA_Transmission | SOCO | Internal | Shoulder | B12 | 200 | 3200 | 0 | 48.41 | 47.47 | 9 | 0
2030 | TVA_Transmission_2_SOCO | TVA_Transmission | SOCO | Internal | Shoulder | B13 | 600 | 3200 | 0 | 46.14 | 47.47 | 9 | 0
2030 | TVA_Transmission_2_SOCO | TVA_Transmission | SOCO | Internal | Shoulder | B14 | 900 | 3200 | 0 | 44.42 | 47.47 | 9 | 0
2030 | TVA_Transmission_2_SOCO | TVA_Transmission | SOCO | Internal | Shoulder | B15 | 1203 | 3200 | 0 | 39.09 | 43.77 | 9 | 0
2030 | TVA_Transmission_2_SOCO | TVA_Transmission | SOCO | Internal | Summer | B1 | 10 | 3200 | 0 | 80.38 | 86.19 | 9 | 0
2030 | TVA_Transmission_2_SOCO | TVA_Transmission | SOCO | Internal | Summer | B2 | 25 | 3200 | 0 | 79.85 | 77.81 | 9 | 0
2030 | TVA_Transmission_2_SOCO | TVA_Transmission | SOCO | Internal | Summer | B3 | 75 | 3200 | 0 | 72.59 | 77.81 | 9 | 0
2030 | TVA_Transmission_2_SOCO | TVA_Transmission | SOCO | Internal | Summer | B4 | 100 | 3200 | 0 | 67.13 | 75.63 | 9 | 0
2030 | TVA_Transmission_2_SOCO | TVA_Transmission | SOCO | Internal | Summer | B5 | 200 | 3200 | 104.75 | 63.44 | 72.44 | 9 | 0
2030 | TVA_Transmission_2_SOCO | TVA_Transmission | SOCO | Internal | Summer | B6 | 300 | 3200 | 0 | 51.65 | 58.29 | 9 | 0
2030 | TVA_Transmission_2_SOCO | TVA_Transmission | SOCO | Internal | Summer | B7 | 400 | 3200 | 0 | 46.22 | 53.68 | 9 | 0
2030 | TVA_Transmission_2_SOCO | TVA_Transmission | SOCO | Internal | Summer | B8 | 500 | 3200 | 0 | 43.13 | 45.97 | 9 | 0
2030 | TVA_Transmission_2_SOCO | TVA_Transmission | SOCO | Internal | Summer | B9 | 800 | 3200 | 0 | 41.12 | 45.97 | 9 | 0
2030 | TVA_Transmission_2_SOCO | TVA_Transmission | SOCO | Internal | Summer | B10 | 1262 | 3200 | 0 | 38.05 | 43.77 | 9 | 0
2030 | TVA_Transmission_2_SOCO | TVA_Transmission | SOCO | Internal | Winter | B16 | 25 | 3200 | 0 | 52.62 | 60.03 | 9 | 0
2030 | TVA_Transmission_2_SOCO | TVA_Transmission | SOCO | Internal | Winter | B17 | 100 | 3200 | 0 | 50.78 | 50.64 | 9 | 0
2030 | TVA_Transmission_2_SOCO | TVA_Transmission | SOCO | Internal | Winter | B18 | 400 | 3200 | 0 | 47.5 | 48.9 | 9 | 0
2030 | TVA_Transmission_2_SOCO | TVA_Transmission | SOCO | Internal | Winter | B19 | 700 | 3200 | 0 | 44.32 | 47.57 | 9 | 0
2030 | TVA_Transmission_2_SOCO | TVA_Transmission | SOCO | Internal | Winter | B20 | 935 | 3200 | 0 | 39.19 | 45.37 | 9 | 0
2030 | TVA_Transmission_2_TVA | TVA_Transmission | TVA | Internal | Shoulder | B11 | 25 | 99999 | 0 | 51.2 | 48.87 | 0.01 | 0
2030 | TVA_Transmission_2_TVA | TVA_Transmission | TVA | Internal | Shoulder | B12 | 200 | 99999 | 0 | 48.41 | 46.33 | 0.01 | 0
2030 | TVA_Transmission_2_TVA | TVA_Transmission | TVA | Internal | Shoulder | B13 | 600 | 99999 | 0 | 46.14 | 43.19 | 0.01 | 0
2030 | TVA_Transmission_2_TVA | TVA_Transmission | TVA | Internal | Shoulder | B14 | 900 | 99999 | 0 | 44.42 | 43.19 | 0.01 | 0
2030 | TVA_Transmission_2_TVA | TVA_Transmission | TVA | Internal | Shoulder | B15 | 1203 | 99999 | 0 | 39.09 | 37.12 | 0.01 | 0
2030 | TVA_Transmission_2_TVA | TVA_Transmission | TVA | Internal | Summer | B1 | 10 | 99999 | 3687 | 80.38 | 80.4 | 0.01 | 0
2030 | TVA_Transmission_2_TVA | TVA_Transmission | TVA | Internal | Summer | B2 | 25 | 99999 | 2797.13 | 79.85 | 79.86 | 0.01 | 0
2030 | TVA_Transmission_2_TVA | TVA_Transmission | TVA | Internal | Summer | B3 | 75 | 99999 | 1044.17 | 72.59 | 72.6 | 0.01 | 0
2030 | TVA_Transmission_2_TVA | TVA_Transmission | TVA | Internal | Summer | B4 | 100 | 99999 | 235.49 | 67.13 | 67.14 | 0.01 | 0
2030 | TVA_Transmission_2_TVA | TVA_Transmission | TVA | Internal | Summer | B5 | 200 | 99999 | 0 | 63.44 | 51.21 | 0.01 | 0
2030 | TVA_Transmission_2_TVA | TVA_Transmission | TVA | Internal | Summer | B6 | 300 | 99999 | 0 | 51.65 | 47.37 | 0.01 | 0
2030 | TVA_Transmission_2_TVA | TVA_Transmission | TVA | Internal | Summer | B7 | 400 | 99999 | 0 | 46.22 | 41.91 | 0.01 | 0
2030 | TVA_Transmission_2_TVA | TVA_Transmission | TVA | Internal | Summer | B8 | 500 | 99999 | 0 | 43.13 | 36.97 | 0.01 | 0
2030 | TVA_Transmission_2_TVA | TVA_Transmission | TVA | Internal | Summer | B9 | 800 | 99999 | 0 | 41.12 | 36.88 | 0.01 | 0
2030 | TVA_Transmission_2_TVA | TVA_Transmission | TVA | Internal | Summer | B10 | 1262 | 99999 | 0 | 38.05 | 36.63 | 0.01 | 0
2030 | TVA_Transmission_2_TVA | TVA_Transmission | TVA | Internal | Winter | B16 | 25 | 99999 | 450.99 | 52.62 | 52.64 | 0.01 | 0
2030 | TVA_Transmission_2_TVA | TVA_Transmission | TVA | Internal | Winter | B17 | 100 | 99999 | 0 | 50.78 | 49.9 | 0.01 | 0
2030 | TVA_Transmission_2_TVA | TVA_Transmission | TVA | Internal | Winter | B18 | 400 | 99999 | 0 | 47.5 | 41.37 | 0.01 | 0
2030 | TVA_Transmission_2_TVA | TVA_Transmission | TVA | Internal | Winter | B19 | 700 | 99999 | 0 | 44.32 | 41.37 | 0.01 | 0
2030 | TVA_Transmission_2_TVA | TVA_Transmission | TVA | Internal | Winter | B20 | 935 | 99999 | 35.68 | 39.19 | 39.2 | 0.01 | 0
2030 | TVA_Transmission_2_VACAR | TVA_Transmission | VACAR | Internal | Shoulder | B11 | 25 | 900 | 0 | 51.2 | 51.2 | 9 | 0
2030 | TVA_Transmission_2_VACAR | TVA_Transmission | VACAR | Internal | Shoulder | B12 | 200 | 900 | 0 | 48.41 | 45.13 | 9 | 0
2030 | TVA_Transmission_2_VACAR | TVA_Transmission | VACAR | Internal | Shoulder | B13 | 600 | 900 | 0 | 46.14 | 41.7 | 9 | 0
2030 | TVA_Transmission_2_VACAR | TVA_Transmission | VACAR | Internal | Shoulder | B14 | 900 | 900 | 0 | 44.42 | 40.47 | 9 | 0
2030 | TVA_Transmission_2_VACAR | TVA_Transmission | VACAR | Internal | Shoulder | B15 | 1203 | 900 | 0 | 39.09 | 36.62 | 9 | 0
2030 | TVA_Transmission_2_VACAR | TVA_Transmission | VACAR | Internal | Summer | B1 | 10 | 900 | 0 | 80.38 | 79.19 | 9 | 0
2030 | TVA_Transmission_2_VACAR | TVA_Transmission | VACAR | Internal | Summer | B2 | 25 | 900 | 0 | 79.85 | 80.82 | 9 | 0
2030 | TVA_Transmission_2_VACAR | TVA_Transmission | VACAR | Internal | Summer | B3 | 75 | 900 | 0 | 72.59 | 70.81 | 9 | 0
2030 | TVA_Transmission_2_VACAR | TVA_Transmission | VACAR | Internal | Summer | B4 | 100 | 900 | 0 | 67.13 | 54.16 | 9 | 0
2030 | TVA_Transmission_2_VACAR | TVA_Transmission | VACAR | Internal | Summer | B5 | 200 | 900 | 0 | 63.44 | 56.44 | 9 | 0
2030 | TVA_Transmission_2_VACAR | TVA_Transmission | VACAR | Internal | Summer | B6 | 300 | 900 | 0 | 51.65 | 51.29 | 9 | 0
2030 | TVA_Transmission_2_VACAR | TVA_Transmission | VACAR | Internal | Summer | B7 | 400 | 900 | 0 | 46.22 | 46.68 | 9 | 0
2030 | TVA_Transmission_2_VACAR | TVA_Transmission | VACAR | Internal | Summer | B8 | 500 | 900 | 0 | 43.13 | 43.99 | 9 | 0
2030 | TVA_Transmission_2_VACAR | TVA_Transmission | VACAR | Internal | Summer | B9 | 800 | 900 | 0 | 41.12 | 41.61 | 9 | 0
2030 | TVA_Transmission_2_VACAR | TVA_Transmission | VACAR | Internal | Summer | B10 | 1262 | 900 | 0 | 38.05 | 36.77 | 9 | 0
2030 | TVA_Transmission_2_VACAR | TVA_Transmission | VACAR | Internal | Winter | B16 | 25 | 900 | 0 | 52.62 | 52.62 | 9 | 0
2030 | TVA_Transmission_2_VACAR | TVA_Transmission | VACAR | Internal | Winter | B17 | 100 | 900 | 0 | 50.78 | 45.7 | 9 | 0
2030 | TVA_Transmission_2_VACAR | TVA_Transmission | VACAR | Internal | Winter | B18 | 400 | 900 | 0 | 47.5 | 41.9 | 9 | 0
2030 | TVA_Transmission_2_VACAR | TVA_Transmission | VACAR | Internal | Winter | B19 | 700 | 900 | 0 | 44.32 | 40.57 | 9 | 0
2030 | TVA_Transmission_2_VACAR | TVA_Transmission | VACAR | Internal | Winter | B20 | 935 | 900 | 0 | 39.19 | 36.78 | 9 | 0
2030 | VACAR_2_PJM_ROR | VACAR | PJM_ROR | Internal | Shoulder | B11 | 25 | 2000 | 0 | 51.2 | 45.2 | 7 | 0
2030 | VACAR_2_PJM_ROR | VACAR | PJM_ROR | Internal | Shoulder | B12 | 200 | 2000 | 0 | 45.13 | 43.6 | 7 | 0
2030 | VACAR_2_PJM_ROR | VACAR | PJM_ROR | Internal | Shoulder | B13 | 600 | 2000 | 0 | 41.7 | 42.93 | 7 | 0
2030 | VACAR_2_PJM_ROR | VACAR | PJM_ROR | Internal | Shoulder | B14 | 900 | 2000 | 0 | 40.47 | 40.96 | 7 | 0
2030 | VACAR_2_PJM_ROR | VACAR | PJM_ROR | Internal | Shoulder | B15 | 1203 | 2000 | 0 | 36.62 | 35.87 | 7 | 0
2030 | VACAR_2_PJM_ROR | VACAR | PJM_ROR | Internal | Summer | B1 | 10 | 2000 | 0 | 79.19 | 69.28 | 7 | 0
2030 | VACAR_2_PJM_ROR | VACAR | PJM_ROR | Internal | Summer | B2 | 25 | 2000 | 0 | 80.82 | 69.28 | 7 | 0
2030 | VACAR_2_PJM_ROR | VACAR | PJM_ROR | Internal | Summer | B3 | 75 | 2000 | 0 | 70.81 | 66.59 | 7 | 0
2030 | VACAR_2_PJM_ROR | VACAR | PJM_ROR | Internal | Summer | B4 | 100 | 2000 | 412.19 | 54.16 | 61.16 | 7 | 0
2030 | VACAR_2_PJM_ROR | VACAR | PJM_ROR | Internal | Summer | B5 | 200 | 2000 | 0 | 56.44 | 58.44 | 7 | 0
2030 | VACAR_2_PJM_ROR | VACAR | PJM_ROR | Internal | Summer | B6 | 300 | 2000 | 0 | 51.29 | 46.64 | 7 | 0
2030 | VACAR_2_PJM_ROR | VACAR | PJM_ROR | Internal | Summer | B7 | 400 | 2000 | 0 | 46.68 | 41.33 | 7 | 0
2030 | VACAR_2_PJM_ROR | VACAR | PJM_ROR | Internal | Summer | B8 | 500 | 2000 | 0 | 43.99 | 40.88 | 7 | 0
2030 | VACAR_2_PJM_ROR | VACAR | PJM_ROR | Internal | Summer | B9 | 800 | 2000 | 0 | 41.61 | 37.84 | 7 | 0
2030 | VACAR_2_PJM_ROR | VACAR | PJM_ROR | Internal | Summer | B10 | 1262 | 2000 | 0 | 36.77 | 33.2 | 7 | 0
2030 | VACAR_2_PJM_ROR | VACAR | PJM_ROR | Internal | Winter | B16 | 25 | 2000 | 0 | 52.62 | 46.62 | 7 | 0
2030 | VACAR_2_PJM_ROR | VACAR | PJM_ROR | Internal | Winter | B17 | 100 | 2000 | 0 | 45.7 | 46.79 | 7 | 0
2030 | VACAR_2_PJM_ROR | VACAR | PJM_ROR | Internal | Winter | B18 | 400 | 2000 | 0 | 41.9 | 46.26 | 7 | 0
2030 | VACAR_2_PJM_ROR | VACAR | PJM_ROR | Internal | Winter | B19 | 700 | 2000 | 0 | 40.57 | 42.73 | 7 | 0
2030 | VACAR_2_PJM_ROR | VACAR | PJM_ROR | Internal | Winter | B20 | 935 | 2000 | 0 | 36.78 | 33.19 | 7 | 0
2030 | VACAR_2_SOCO | VACAR | SOCO | Internal | Shoulder | B11 | 25 | 3000 | 3000 | 51.2 | 60.2 | 7 | 2
2030 | VACAR_2_SOCO | VACAR | SOCO | Internal | Shoulder | B12 | 200 | 3000 | 0 | 45.13 | 47.47 | 7 | 0
2030 | VACAR_2_SOCO | VACAR | SOCO | Internal | Shoulder | B13 | 600 | 3000 | 0 | 41.7 | 47.47 | 7 | 0
2030 | VACAR_2_SOCO | VACAR | SOCO | Internal | Shoulder | B14 | 900 | 3000 | 420.63 | 40.47 | 47.47 | 7 | 0
2030 | VACAR_2_SOCO | VACAR | SOCO | Internal | Shoulder | B15 | 1203 | 3000 | 3000 | 36.62 | 43.77 | 7 | 0.15
2030 | VACAR_2_SOCO | VACAR | SOCO | Internal | Summer | B1 | 10 | 3000 | 188.9 | 79.19 | 86.19 | 7 | 0
2030 | VACAR_2_SOCO | VACAR | SOCO | Internal | Summer | B2 | 25 | 3000 | 0 | 80.82 | 77.81 | 7 | 0
2030 | VACAR_2_SOCO | VACAR | SOCO | Internal | Summer | B3 | 75 | 3000 | 352.72 | 70.81 | 77.81 | 7 | 0
2030 | VACAR_2_SOCO | VACAR | SOCO | Internal | Summer | B4 | 100 | 3000 | 3000 | 54.16 | 75.63 | 7 | 14.47
2030 | VACAR_2_SOCO | VACAR | SOCO | Internal | Summer | B5 | 200 | 3000 | 3000 | 56.44 | 72.44 | 7 | 9
2030 | VACAR_2_SOCO | VACAR | SOCO | Internal | Summer | B6 | 300 | 3000 | 2712.49 | 51.29 | 58.29 | 7 | 0
2030 | VACAR_2_SOCO | VACAR | SOCO | Internal | Summer | B7 | 400 | 3000 | 1382.96 | 46.68 | 53.68 | 7 | 0
2030 | VACAR_2_SOCO | VACAR | SOCO | Internal | Summer | B8 | 500 | 3000 | 0 | 43.99 | 45.97 | 7 | 0
2030 | VACAR_2_SOCO | VACAR | SOCO | Internal | Summer | B9 | 800 | 3000 | 0 | 41.61 | 45.97 | 7 | 0
2030 | VACAR_2_SOCO | VACAR | SOCO | Internal | Summer | B10 | 1262 | 3000 | 855 | 36.77 | 43.77 | 7 | 0
2030 | VACAR_2_SOCO | VACAR | SOCO | Internal | Winter | B16 | 25 | 3000 | 3000 | 52.62 | 60.03 | 7 | 0.4
2030 | VACAR_2_SOCO | VACAR | SOCO | Internal | Winter | B17 | 100 | 3000 | 0 | 45.7 | 50.64 | 7 | 0
2030 | VACAR_2_SOCO | VACAR | SOCO | Internal | Winter | B18 | 400 | 3000 | 822.47 | 41.9 | 48.9 | 7 | 0
2030 | VACAR_2_SOCO | VACAR | SOCO | Internal | Winter | B19 | 700 | 3000 | 1523.65 | 40.57 | 47.57 | 7 | 0
2030 | VACAR_2_SOCO | VACAR | SOCO | Internal | Winter | B20 | 935 | 3000 | 3000 | 36.78 | 45.37 | 7 | 1.59
2030 | VACAR_2_TVA_Transmission | VACAR | TVA_Transmission | Internal | Shoulder | B11 | 25 | 900 | 0 | 51.2 | 51.2 | 7 | 0
2030 | VACAR_2_TVA_Transmission | VACAR | TVA_Transmission | Internal | Shoulder | B12 | 200 | 900 | 0 | 45.13 | 48.41 | 7 | 0
2030 | VACAR_2_TVA_Transmission | VACAR | TVA_Transmission | Internal | Shoulder | B13 | 600 | 900 | 0 | 41.7 | 46.14 | 7 | 0
2030 | VACAR_2_TVA_Transmission | VACAR | TVA_Transmission | Internal | Shoulder | B14 | 900 | 900 | 0 | 40.47 | 44.42 | 7 | 0
2030 | VACAR_2_TVA_Transmission | VACAR | TVA_Transmission | Internal | Shoulder | B15 | 1203 | 900 | 0 | 36.62 | 39.09 | 7 | 0
2030 | VACAR_2_TVA_Transmission | VACAR | TVA_Transmission | Internal | Summer | B1 | 10 | 900 | 0 | 79.19 | 80.38 | 7 | 0
2030 | VACAR_2_TVA_Transmission | VACAR | TVA_Transmission | Internal | Summer | B2 | 25 | 900 | 0 | 80.82 | 79.85 | 7 | 0
2030 | VACAR_2_TVA_Transmission | VACAR | TVA_Transmission | Internal | Summer | B3 | 75 | 900 | 0 | 70.81 | 72.59 | 7 | 0
2030 | VACAR_2_TVA_Transmission | VACAR | TVA_Transmission | Internal | Summer | B4 | 100 | 900 | 900 | 54.16 | 67.13 | 7 | 5.97
2030 | VACAR_2_TVA_Transmission | VACAR | TVA_Transmission | Internal | Summer | B5 | 200 | 900 | 236.69 | 56.44 | 63.44 | 7 | 0
2030 | VACAR_2_TVA_Transmission | VACAR | TVA_Transmission | Internal | Summer | B6 | 300 | 900 | 0 | 51.29 | 51.65 | 7 | 0
2030 | VACAR_2_TVA_Transmission | VACAR | TVA_Transmission | Internal | Summer | B7 | 400 | 900 | 0 | 46.68 | 46.22 | 7 | 0
2030 | VACAR_2_TVA_Transmission | VACAR | TVA_Transmission | Internal | Summer | B8 | 500 | 900 | 0 | 43.99 | 43.13 | 7 | 0
2030 | VACAR_2_TVA_Transmission | VACAR | TVA_Transmission | Internal | Summer | B9 | 800 | 900 | 0 | 41.61 | 41.12 | 7 | 0
2030 | VACAR_2_TVA_Transmission | VACAR | TVA_Transmission | Internal | Summer | B10 | 1262 | 900 | 0 | 36.77 | 38.05 | 7 | 0
2030 | VACAR_2_TVA_Transmission | VACAR | TVA_Transmission | Internal | Winter | B16 | 25 | 900 | 0 | 52.62 | 52.62 | 7 | 0
2030 | VACAR_2_TVA_Transmission | VACAR | TVA_Transmission | Internal | Winter | B17 | 100 | 900 | 0 | 45.7 | 50.78 | 7 | 0
2030 | VACAR_2_TVA_Transmission | VACAR | TVA_Transmission | Internal | Winter | B18 | 400 | 900 | 0 | 41.9 | 47.5 | 7 | 0
2030 | VACAR_2_TVA_Transmission | VACAR | TVA_Transmission | Internal | Winter | B19 | 700 | 900 | 0 | 40.57 | 44.32 | 7 | 0
2030 | VACAR_2_TVA_Transmission | VACAR | TVA_Transmission | Internal | Winter | B20 | 935 | 900 | 0 | 36.78 | 39.19 | 7 | 0
2035 | ENT_2_SOCO | ENT | SOCO | Internal | Shoulder | B11 | 25 | 2000 | 0 | 74.15 | 72.54 | 8 | 0
2035 | ENT_2_SOCO | ENT | SOCO | Internal | Shoulder | B12 | 200 | 2000 | 0 | 52.97 | 53.05 | 8 | 0
2035 | ENT_2_SOCO | ENT | SOCO | Internal | Shoulder | B13 | 600 | 2000 | 0 | 52.97 | 53.05 | 8 | 0
2035 | ENT_2_SOCO | ENT | SOCO | Internal | Shoulder | B14 | 900 | 2000 | 0 | 52.58 | 53.05 | 8 | 0
2035 | ENT_2_SOCO | ENT | SOCO | Internal | Shoulder | B15 | 1203 | 2000 | 0 | 50.84 | 48.71 | 8 | 0
2035 | ENT_2_SOCO | ENT | SOCO | Internal | Summer | B1 | 10 | 2000 | 2000 | 86.3 | 94.37 | 8 | 0.07
2035 | ENT_2_SOCO | ENT | SOCO | Internal | Summer | B2 | 25 | 2000 | 0 | 84.7 | 86.6 | 8 | 0
2035 | ENT_2_SOCO | ENT | SOCO | Internal | Summer | B3 | 75 | 2000 | 459.6 | 78.6 | 86.6 | 8 | 0
2035 | ENT_2_SOCO | ENT | SOCO | Internal | Summer | B4 | 100 | 2000 | 490.38 | 78.6 | 86.6 | 8 | 0
2035 | ENT_2_SOCO | ENT | SOCO | Internal | Summer | B5 | 200 | 2000 | 840.82 | 75.59 | 83.59 | 8 | 0
2035 | ENT_2_SOCO | ENT | SOCO | Internal | Summer | B6 | 300 | 2000 | 0 | 71.74 | 71.01 | 8 | 0
2035 | ENT_2_SOCO | ENT | SOCO | Internal | Summer | B7 | 400 | 2000 | 73.48 | 51.78 | 59.78 | 8 | 0
2035 | ENT_2_SOCO | ENT | SOCO | Internal | Summer | B8 | 500 | 2000 | 0 | 51.11 | 51.48 | 8 | 0
2035 | ENT_2_SOCO | ENT | SOCO | Internal | Summer | B9 | 800 | 2000 | 0 | 50.74 | 51.48 | 8 | 0
2035 | ENT_2_SOCO | ENT | SOCO | Internal | Summer | B10 | 1262 | 2000 | 0 | 49.07 | 47.31 | 8 | 0
2035 | ENT_2_SOCO | ENT | SOCO | Internal | Winter | B16 | 25 | 2000 | 1397.79 | 62.59 | 70.59 | 8 | 0
2035 | ENT_2_SOCO | ENT | SOCO | Internal | Winter | B17 | 100 | 2000 | 0 | 56.74 | 56.53 | 8 | 0
2035 | ENT_2_SOCO | ENT | SOCO | Internal | Winter | B18 | 400 | 2000 | 0 | 56.74 | 56.53 | 8 | 0
2035 | ENT_2_SOCO | ENT | SOCO | Internal | Winter | B19 | 700 | 2000 | 0 | 55.49 | 51.9 | 8 | 0
2035 | ENT_2_SOCO | ENT | SOCO | Internal | Winter | B20 | 935 | 2000 | 0 | 49.98 | 51.16 | 8 | 0
2035 | ENT_2_TVA_Transmission | ENT | TVA_Transmission | Internal | Shoulder | B11 | 25 | 2100 | 0 | 74.15 | 65.15 | 8 | 0
2035 | ENT_2_TVA_Transmission | ENT | TVA_Transmission | Internal | Shoulder | B12 | 200 | 2100 | 0 | 52.97 | 56.96 | 8 | 0
2035 | ENT_2_TVA_Transmission | ENT | TVA_Transmission | Internal | Shoulder | B13 | 600 | 2100 | 0 | 52.97 | 52.37 | 8 | 0
2035 | ENT_2_TVA_Transmission | ENT | TVA_Transmission | Internal | Shoulder | B14 | 900 | 2100 | 0 | 52.58 | 50.17 | 8 | 0
2035 | ENT_2_TVA_Transmission | ENT | TVA_Transmission | Internal | Shoulder | B15 | 1203 | 2100 | 0 | 50.84 | 48 | 8 | 0
2035 | ENT_2_TVA_Transmission | ENT | TVA_Transmission | Internal | Summer | B1 | 10 | 2100 | 0 | 86.3 | 91.04 | 8 | 0
2035 | ENT_2_TVA_Transmission | ENT | TVA_Transmission | Internal | Summer | B2 | 25 | 2100 | 0 | 84.7 | 88.74 | 8 | 0
2035 | ENT_2_TVA_Transmission | ENT | TVA_Transmission | Internal | Summer | B3 | 75 | 2100 | 0 | 78.6 | 83.18 | 8 | 0
2035 | ENT_2_TVA_Transmission | ENT | TVA_Transmission | Internal | Summer | B4 | 100 | 2100 | 0 | 78.6 | 81.22 | 8 | 0
2035 | ENT_2_TVA_Transmission | ENT | TVA_Transmission | Internal | Summer | B5 | 200 | 2100 | 0 | 75.59 | 77.87 | 8 | 0
2035 | ENT_2_TVA_Transmission | ENT | TVA_Transmission | Internal | Summer | B6 | 300 | 2100 | 0 | 71.74 | 66.05 | 8 | 0
2035 | ENT_2_TVA_Transmission | ENT | TVA_Transmission | Internal | Summer | B7 | 400 | 2100 | 0 | 51.78 | 53.96 | 8 | 0
2035 | ENT_2_TVA_Transmission | ENT | TVA_Transmission | Internal | Summer | B8 | 500 | 2100 | 0 | 51.11 | 51.34 | 8 | 0
2035 | ENT_2_TVA_Transmission | ENT | TVA_Transmission | Internal | Summer | B9 | 800 | 2100 | 0 | 50.74 | 46.82 | 8 | 0
2035 | ENT_2_TVA_Transmission | ENT | TVA_Transmission | Internal | Summer | B10 | 1262 | 2100 | 0 | 49.07 | 41.45 | 8 | 0
2035 | ENT_2_TVA_Transmission | ENT | TVA_Transmission | Internal | Winter | B16 | 25 | 2100 | 0 | 62.59 | 61.67 | 8 | 0
2035 | ENT_2_TVA_Transmission | ENT | TVA_Transmission | Internal | Winter | B17 | 100 | 2100 | 0 | 56.74 | 58.7 | 8 | 0
2035 | ENT_2_TVA_Transmission | ENT | TVA_Transmission | Internal | Winter | B18 | 400 | 2100 | 0 | 56.74 | 55.15 | 8 | 0
2035 | ENT_2_TVA_Transmission | ENT | TVA_Transmission | Internal | Winter | B19 | 700 | 2100 | 0 | 55.49 | 51 | 8 | 0
2035 | ENT_2_TVA_Transmission | ENT | TVA_Transmission | Internal | Winter | B20 | 935 | 2100 | 0 | 49.98 | 45.47 | 8 | 0
2035 | HQ_NEISO_2_NEISO | HQ_NEISO | NEISO | Internal | Shoulder | B11 | 25 | 99999 | 2920 | 42.32 | 42.33 | 0.01 | 0
2035 | HQ_NEISO_2_NEISO | HQ_NEISO | NEISO | Internal | Shoulder | B12 | 200 | 99999 | 2920 | 42.32 | 42.33 | 0.01 | 0
2035 | HQ_NEISO_2_NEISO | HQ_NEISO | NEISO | Internal | Shoulder | B13 | 600 | 99999 | 2920 | 42.32 | 42.33 | 0.01 | 0
2035 | HQ_NEISO_2_NEISO | HQ_NEISO | NEISO | Internal | Shoulder | B14 | 900 | 99999 | 2920 | 42.32 | 42.33 | 0.01 | 0
2035 | HQ_NEISO_2_NEISO | HQ_NEISO | NEISO | Internal | Shoulder | B15 | 1203 | 99999 | 1143.24 | 42.32 | 42.33 | 0.01 | 0
2035 | HQ_NEISO_2_NEISO | HQ_NEISO | NEISO | Internal | Summer | B1 | 10 | 99999 | 2920 | 90.37 | 90.38 | 0.01 | 0
2035 | HQ_NEISO_2_NEISO | HQ_NEISO | NEISO | Internal | Summer | B2 | 25 | 99999 | 2920 | 81.73 | 81.74 | 0.01 | 0
2035 | HQ_NEISO_2_NEISO | HQ_NEISO | NEISO | Internal | Summer | B3 | 75 | 99999 | 2920 | 62.35 | 62.37 | 0.01 | 0
2035 | HQ_NEISO_2_NEISO | HQ_NEISO | NEISO | Internal | Summer | B4 | 100 | 99999 | 2920 | 53.96 | 53.98 | 0.01 | 0
2035 | HQ_NEISO_2_NEISO | HQ_NEISO | NEISO | Internal | Summer | B5 | 200 | 99999 | 2920 | 42.9 | 42.91 | 0.01 | 0
2035 | HQ_NEISO_2_NEISO | HQ_NEISO | NEISO | Internal | Summer | B6 | 300 | 99999 | 2920 | 38.69 | 38.7 | 0.01 | 0
2035 | HQ_NEISO_2_NEISO | HQ_NEISO | NEISO | Internal | Summer | B7 | 400 | 99999 | 2920 | 38.69 | 38.7 | 0.01 | 0
2035 | HQ_NEISO_2_NEISO | HQ_NEISO | NEISO | Internal | Summer | B8 | 500 | 99999 | 2920 | 38.69 | 38.7 | 0.01 | 0
2035 | HQ_NEISO_2_NEISO | HQ_NEISO | NEISO | Internal | Summer | B9 | 800 | 99999 | 2920 | 38.69 | 38.7 | 0.01 | 0
2035 | HQ_NEISO_2_NEISO | HQ_NEISO | NEISO | Internal | Summer | B10 | 1262 | 99999 | 795.94 | 38.69 | 38.7 | 0.01 | 0
2035 | HQ_NEISO_2_NEISO | HQ_NEISO | NEISO | Internal | Winter | B16 | 25 | 99999 | 2920 | 53.5 | 53.51 | 0.01 | 0
2035 | HQ_NEISO_2_NEISO | HQ_NEISO | NEISO | Internal | Winter | B17 | 100 | 99999 | 2920 | 53.5 | 53.51 | 0.01 | 0
2035 | HQ_NEISO_2_NEISO | HQ_NEISO | NEISO | Internal | Winter | B18 | 400 | 99999 | 2920 | 53.5 | 53.51 | 0.01 | 0
2035 | HQ_NEISO_2_NEISO | HQ_NEISO | NEISO | Internal | Winter | B19 | 700 | 99999 | 2920 | 53.5 | 53.51 | 0.01 | 0
2035 | HQ_NEISO_2_NEISO | HQ_NEISO | NEISO | Internal | Winter | B20 | 935 | 99999 | 1233.58 | 53.5 | 53.51 | 0.01 | 0
2035 | HQ_NY_2_NYISO_A-F | HQ_NY | NYISO_A-F | Internal | Shoulder | B11 | 25 | 99999 | 1000 | 54.4 | 54.41 | 0.01 | 0
2035 | HQ_NY_2_NYISO_A-F | HQ_NY | NYISO_A-F | Internal | Shoulder | B12 | 200 | 99999 | 1000 | 50.2 | 50.21 | 0.01 | 0
2035 | HQ_NY_2_NYISO_A-F | HQ_NY | NYISO_A-F | Internal | Shoulder | B13 | 600 | 99999 | 1000 | 45.79 | 45.81 | 0.01 | 0
2035 | HQ_NY_2_NYISO_A-F | HQ_NY | NYISO_A-F | Internal | Shoulder | B14 | 900 | 99999 | 1000 | 45.76 | 45.77 | 0.01 | 0
2035 | HQ_NY_2_NYISO_A-F | HQ_NY | NYISO_A-F | Internal | Shoulder | B15 | 1203 | 99999 | 188.69 | 45.76 | 45.77 | 0.01 | 0
2035 | HQ_NY_2_NYISO_A-F | HQ_NY | NYISO_A-F | Internal | Summer | B1 | 10 | 99999 | 1000 | 87.37 | 87.38 | 0.01 | 0
2035 | HQ_NY_2_NYISO_A-F | HQ_NY | NYISO_A-F | Internal | Summer | B2 | 25 | 99999 | 1000 | 84.7 | 84.71 | 0.01 | 0
2035 | HQ_NY_2_NYISO_A-F | HQ_NY | NYISO_A-F | Internal | Summer | B3 | 75 | 99999 | 1000 | 65.35 | 65.37 | 0.01 | 0
2035 | HQ_NY_2_NYISO_A-F | HQ_NY | NYISO_A-F | Internal | Summer | B4 | 100 | 99999 | 1000 | 60.6 | 60.62 | 0.01 | 0
2035 | HQ_NY_2_NYISO_A-F | HQ_NY | NYISO_A-F | Internal | Summer | B5 | 200 | 99999 | 1000 | 56.06 | 56.07 | 0.01 | 0
2035 | HQ_NY_2_NYISO_A-F | HQ_NY | NYISO_A-F | Internal | Summer | B6 | 300 | 99999 | 1000 | 53.69 | 53.7 | 0.01 | 0
2035 | HQ_NY_2_NYISO_A-F | HQ_NY | NYISO_A-F | Internal | Summer | B7 | 400 | 99999 | 1000 | 48.77 | 48.78 | 0.01 | 0
2035 | HQ_NY_2_NYISO_A-F | HQ_NY | NYISO_A-F | Internal | Summer | B8 | 500 | 99999 | 1000 | 44.46 | 44.48 | 0.01 | 0
2035 | HQ_NY_2_NYISO_A-F | HQ_NY | NYISO_A-F | Internal | Summer | B9 | 800 | 99999 | 1000 | 43.67 | 43.68 | 0.01 | 0
2035 | HQ_NY_2_NYISO_A-F | HQ_NY | NYISO_A-F | Internal | Summer | B10 | 1262 | 99999 | 30.11 | 43.67 | 43.68 | 0.01 | 0
2035 | HQ_NY_2_NYISO_A-F | HQ_NY | NYISO_A-F | Internal | Winter | B16 | 25 | 99999 | 1000 | 57.67 | 57.68 | 0.01 | 0
2035 | HQ_NY_2_NYISO_A-F | HQ_NY | NYISO_A-F | Internal | Winter | B17 | 100 | 99999 | 1000 | 56.5 | 56.51 | 0.01 | 0
2035 | HQ_NY_2_NYISO_A-F | HQ_NY | NYISO_A-F | Internal | Winter | B18 | 400 | 99999 | 1000 | 56.49 | 56.5 | 0.01 | 0
2035 | HQ_NY_2_NYISO_A-F | HQ_NY | NYISO_A-F | Internal | Winter | B19 | 700 | 99999 | 1000 | 53.72 | 53.73 | 0.01 | 0
2035 | HQ_NY_2_NYISO_A-F | HQ_NY | NYISO_A-F | Internal | Winter | B20 | 935 | 99999 | 229.95 | 53.12 | 53.13 | 0.01 | 0
2035 | HQ_IESO_2_IESO | HQ_IESO | IESO | Internal | Shoulder | B11 | 25 | 99999 | 400 | 49.64 | 49.65 | 0.01 | 0
2035 | HQ_IESO_2_IESO | HQ_IESO | IESO | Internal | Shoulder | B12 | 200 | 99999 | 400 | 49.64 | 49.65 | 0.01 | 0
2035 | HQ_IESO_2_IESO | HQ_IESO | IESO | Internal | Shoulder | B13 | 600 | 99999 | 400 | 45.66 | 45.67 | 0.01 | 0
2035 | HQ_IESO_2_IESO | HQ_IESO | IESO | Internal | Shoulder | B14 | 900 | 99999 | 400 | 45.66 | 45.67 | 0.01 | 0
2035 | HQ_IESO_2_IESO | HQ_IESO | IESO | Internal | Shoulder | B15 | 1203 | 99999 | 75.48 | 45.66 | 45.67 | 0.01 | 0
2035 | HQ_IESO_2_IESO | HQ_IESO | IESO | Internal | Summer | B1 | 10 | 99999 | 400 | 80.37 | 80.38 | 0.01 | 0
2035 | HQ_IESO_2_IESO | HQ_IESO | IESO | Internal | Summer | B2 | 25 | 99999 | 400 | 77.7 | 77.71 | 0.01 | 0
2035 | HQ_IESO_2_IESO | HQ_IESO | IESO | Internal | Summer | B3 | 75 | 99999 | 400 | 72.16 | 72.17 | 0.01 | 0
2035 | HQ_IESO_2_IESO | HQ_IESO | IESO | Internal | Summer | B4 | 100 | 99999 | 400 | 53.6 | 53.62 | 0.01 | 0
2035 | HQ_IESO_2_IESO | HQ_IESO | IESO | Internal | Summer | B5 | 200 | 99999 | 400 | 49.06 | 49.07 | 0.01 | 0
2035 | HQ_IESO_2_IESO | HQ_IESO | IESO | Internal | Summer | B6 | 300 | 99999 | 400 | 48.84 | 48.85 | 0.01 | 0
2035 | HQ_IESO_2_IESO | HQ_IESO | IESO | Internal | Summer | B7 | 400 | 99999 | 400 | 44.32 | 44.34 | 0.01 | 0
2035 | HQ_IESO_2_IESO | HQ_IESO | IESO | Internal | Summer | B8 | 500 | 99999 | 400 | 44.14 | 44.15 | 0.01 | 0
2035 | HQ_IESO_2_IESO | HQ_IESO | IESO | Internal | Summer | B9 | 800 | 99999 | 400 | 44.14 | 44.15 | 0.01 | 0
2035 | HQ_IESO_2_IESO | HQ_IESO | IESO | Internal | Summer | B10 | 1262 | 99999 | 12.04 | 44.14 | 44.15 | 0.01 | 0
2035 | HQ_IESO_2_IESO | HQ_IESO | IESO | Internal | Winter | B16 | 25 | 99999 | 400 | 52 | 52.02 | 0.01 | 0
2035 | HQ_IESO_2_IESO | HQ_IESO | IESO | Internal | Winter | B17 | 100 | 99999 | 400 | 50 | 50.02 | 0.01 | 0
2035 | HQ_IESO_2_IESO | HQ_IESO | IESO | Internal | Winter | B18 | 400 | 99999 | 400 | 49.49 | 49.5 | 0.01 | 0
2035 | HQ_IESO_2_IESO | HQ_IESO | IESO | Internal | Winter | B19 | 700 | 99999 | 400 | 49.49 | 49.5 | 0.01 | 0
2035 | HQ_IESO_2_IESO | HQ_IESO | IESO | Internal | Winter | B20 | 935 | 99999 | 91.98 | 49.49 | 49.5 | 0.01 | 0
2035 | IESO_2_MAPP_CA | IESO | MAPP_CA | Internal | Shoulder | B11 | 25 | 262 | 0 | 49.65 | 49.13 | 7 | 0
2035 | IESO_2_MAPP_CA | IESO | MAPP_CA | Internal | Shoulder | B12 | 200 | 262 | 0 | 49.65 | 49.13 | 7 | 0
2035 | IESO_2_MAPP_CA | IESO | MAPP_CA | Internal | Shoulder | B13 | 600 | 262 | 0 | 45.67 | 49.13 | 7 | 0
2035 | IESO_2_MAPP_CA | IESO | MAPP_CA | Internal | Shoulder | B14 | 900 | 262 | 0 | 45.67 | 49.13 | 7 | 0
2035 | IESO_2_MAPP_CA | IESO | MAPP_CA | Internal | Shoulder | B15 | 1203 | 262 | 0 | 45.67 | 49.13 | 7 | 0
2035 | IESO_2_MAPP_CA | IESO | MAPP_CA | Internal | Summer | B1 | 10 | 262 | 0 | 80.38 | 41.07 | 7 | 0
2035 | IESO_2_MAPP_CA | IESO | MAPP_CA | Internal | Summer | B2 | 25 | 262 | 0 | 77.71 | 41.07 | 7 | 0
2035 | IESO_2_MAPP_CA | IESO | MAPP_CA | Internal | Summer | B3 | 75 | 262 | 0 | 72.17 | 41.07 | 7 | 0
2035 | IESO_2_MAPP_CA | IESO | MAPP_CA | Internal | Summer | B4 | 100 | 262 | 0 | 53.62 | 41.07 | 7 | 0
2035 | IESO_2_MAPP_CA | IESO | MAPP_CA | Internal | Summer | B5 | 200 | 262 | 0 | 49.07 | 41.07 | 7 | 0
2035 | IESO_2_MAPP_CA | IESO | MAPP_CA | Internal | Summer | B6 | 300 | 262 | 0 | 48.85 | 41.07 | 7 | 0
2035 | IESO_2_MAPP_CA | IESO | MAPP_CA | Internal | Summer | B7 | 400 | 262 | 0 | 44.34 | 41.07 | 7 | 0
2035 | IESO_2_MAPP_CA | IESO | MAPP_CA | Internal | Summer | B8 | 500 | 262 | 0 | 44.15 | 41.07 | 7 | 0
2035 | IESO_2_MAPP_CA | IESO | MAPP_CA | Internal | Summer | B9 | 800 | 262 | 0 | 44.15 | 41.07 | 7 | 0
2035 | IESO_2_MAPP_CA | IESO | MAPP_CA | Internal | Summer | B10 | 1262 | 262 | 0 | 44.15 | 41.07 | 7 | 0
2035 | IESO_2_MAPP_CA | IESO | MAPP_CA | Internal | Winter | B16 | 25 | 262 | 0 | 52.02 | 57.65 | 7 | 0
2035 | IESO_2_MAPP_CA | IESO | MAPP_CA | Internal | Winter | B17 | 100 | 262 | 0 | 50.02 | 55.16 | 7 | 0
2035 | IESO_2_MAPP_CA | IESO | MAPP_CA | Internal | Winter | B18 | 400 | 262 | 0 | 49.5 | 54.45 | 7 | 0
2035 | IESO_2_MAPP_CA | IESO | MAPP_CA | Internal | Winter | B19 | 700 | 262 | 0 | 49.5 | 51.65 | 7 | 0
2035 | IESO_2_MAPP_CA | IESO | MAPP_CA | Internal | Winter | B20 | 935 | 262 | 0 | 49.5 | 51.65 | 7 | 0
2035 | IESO_2_MISO_MI | IESO | MISO_MI | Internal | Shoulder | B11 | 25 | 1840 | 1840 | 49.65 | 61.16 | 7 | 4.51
2035 | IESO_2_MISO_MI | IESO | MISO_MI | Internal | Shoulder | B12 | 200 | 1840 | 1662.85 | 49.65 | 56.65 | 7 | 0
2035 | IESO_2_MISO_MI | IESO | MISO_MI | Internal | Shoulder | B13 | 600 | 1840 | 0 | 45.67 | 51.09 | 7 | 0
2035 | IESO_2_MISO_MI | IESO | MISO_MI | Internal | Shoulder | B14 | 900 | 1840 | 0 | 45.67 | 49.18 | 7 | 0
2035 | IESO_2_MISO_MI | IESO | MISO_MI | Internal | Shoulder | B15 | 1203 | 1840 | 0 | 45.67 | 44.09 | 7 | 0
2035 | IESO_2_MISO_MI | IESO | MISO_MI | Internal | Summer | B1 | 10 | 1840 | 0 | 80.38 | 83.37 | 7 | 0
2035 | IESO_2_MISO_MI | IESO | MISO_MI | Internal | Summer | B2 | 25 | 1840 | 0 | 77.71 | 80.71 | 7 | 0
2035 | IESO_2_MISO_MI | IESO | MISO_MI | Internal | Summer | B3 | 75 | 1840 | 1722.34 | 72.17 | 79.17 | 7 | 0
2035 | IESO_2_MISO_MI | IESO | MISO_MI | Internal | Summer | B4 | 100 | 1840 | 1840 | 53.62 | 77.21 | 7 | 16.59
2035 | IESO_2_MISO_MI | IESO | MISO_MI | Internal | Summer | B5 | 200 | 1840 | 1840 | 49.07 | 75.52 | 7 | 19.45
2035 | IESO_2_MISO_MI | IESO | MISO_MI | Internal | Summer | B6 | 300 | 1840 | 1840 | 48.85 | 63.71 | 7 | 7.86
2035 | IESO_2_MISO_MI | IESO | MISO_MI | Internal | Summer | B7 | 400 | 1840 | 603.15 | 44.34 | 51.34 | 7 | 0
2035 | IESO_2_MISO_MI | IESO | MISO_MI | Internal | Summer | B8 | 500 | 1840 | 0 | 44.15 | 46.17 | 7 | 0
2035 | IESO_2_MISO_MI | IESO | MISO_MI | Internal | Summer | B9 | 800 | 1840 | 0 | 44.15 | 42.77 | 7 | 0
2035 | IESO_2_MISO_MI | IESO | MISO_MI | Internal | Summer | B10 | 1262 | 1840 | 0 | 44.15 | 41.94 | 7 | 0
2035 | IESO_2_MISO_MI | IESO | MISO_MI | Internal | Winter | B16 | 25 | 1840 | 1319.89 | 52.02 | 59.02 | 7 | 0
2035 | IESO_2_MISO_MI | IESO | MISO_MI | Internal | Winter | B17 | 100 | 1840 | 744.97 | 50.02 | 57.02 | 7 | 0
2035 | IESO_2_MISO_MI | IESO | MISO_MI | Internal | Winter | B18 | 400 | 1840 | 0 | 49.5 | 54.5 | 7 | 0
2035 | IESO_2_MISO_MI | IESO | MISO_MI | Internal | Winter | B19 | 700 | 1840 | 0 | 49.5 | 51.7 | 7 | 0
2035 | IESO_2_MISO_MI | IESO | MISO_MI | Internal | Winter | B20 | 935 | 1840 | 0 | 49.5 | 41.5 | 7 | 0
2035 | IESO_2_MISO_W | IESO | MISO_W | Internal | Shoulder | B11 | 25 | 140 | 140 | 49.65 | 66.15 | 7 | 9.5
2035 | IESO_2_MISO_W | IESO | MISO_W | Internal | Shoulder | B12 | 200 | 140 | 0 | 49.65 | 56.61 | 7 | 0
2035 | IESO_2_MISO_W | IESO | MISO_W | Internal | Shoulder | B13 | 600 | 140 | 0 | 45.67 | 51.05 | 7 | 0
2035 | IESO_2_MISO_W | IESO | MISO_W | Internal | Shoulder | B14 | 900 | 140 | 0 | 45.67 | 49.14 | 7 | 0
2035 | IESO_2_MISO_W | IESO | MISO_W | Internal | Shoulder | B15 | 1203 | 140 | 0 | 45.67 | 43.81 | 7 | 0
2035 | IESO_2_MISO_W | IESO | MISO_W | Internal | Summer | B1 | 10 | 140 | 0 | 80.38 | 83.36 | 7 | 0
2035 | IESO_2_MISO_W | IESO | MISO_W | Internal | Summer | B2 | 25 | 140 | 0 | 77.71 | 81.29 | 7 | 0
2035 | IESO_2_MISO_W | IESO | MISO_W | Internal | Summer | B3 | 75 | 140 | 140 | 72.17 | 81.39 | 7 | 2.22
2035 | IESO_2_MISO_W | IESO | MISO_W | Internal | Summer | B4 | 100 | 140 | 140 | 53.62 | 80.22 | 7 | 19.61
2035 | IESO_2_MISO_W | IESO | MISO_W | Internal | Summer | B5 | 200 | 140 | 140 | 49.07 | 80.22 | 7 | 24.16
2035 | IESO_2_MISO_W | IESO | MISO_W | Internal | Summer | B6 | 300 | 140 | 140 | 48.85 | 64.74 | 7 | 8.88
2035 | IESO_2_MISO_W | IESO | MISO_W | Internal | Summer | B7 | 400 | 140 | 0 | 44.34 | 51.32 | 7 | 0
2035 | IESO_2_MISO_W | IESO | MISO_W | Internal | Summer | B8 | 500 | 140 | 0 | 44.15 | 46.13 | 7 | 0
2035 | IESO_2_MISO_W | IESO | MISO_W | Internal | Summer | B9 | 800 | 140 | 0 | 44.15 | 42.73 | 7 | 0
2035 | IESO_2_MISO_W | IESO | MISO_W | Internal | Summer | B10 | 1262 | 140 | 0 | 44.15 | 41.06 | 7 | 0
2035 | IESO_2_MISO_W | IESO | MISO_W | Internal | Winter | B16 | 25 | 140 | 0 | 52.02 | 57.66 | 7 | 0
2035 | IESO_2_MISO_W | IESO | MISO_W | Internal | Winter | B17 | 100 | 140 | 0 | 50.02 | 55.17 | 7 | 0
2035 | IESO_2_MISO_W | IESO | MISO_W | Internal | Winter | B18 | 400 | 140 | 0 | 49.5 | 54.46 | 7 | 0
2035 | IESO_2_MISO_W | IESO | MISO_W | Internal | Winter | B19 | 700 | 140 | 0 | 49.5 | 51.67 | 7 | 0
2035 | IESO_2_MISO_W | IESO | MISO_W | Internal | Winter | B20 | 935 | 140 | 0 | 49.5 | 41.46 | 7 | 0
2035 | IESO_2_NYISO_A-F | IESO | NYISO_A-F | Internal | Shoulder | B11 | 25 | 1725 | 0 | 49.65 | 54.41 | 7 | 0
2035 | IESO_2_NYISO_A-F | IESO | NYISO_A-F | Internal | Shoulder | B12 | 200 | 1725 | 0 | 49.65 | 50.21 | 7 | 0
2035 | IESO_2_NYISO_A-F | IESO | NYISO_A-F | Internal | Shoulder | B13 | 600 | 1725 | 0 | 45.67 | 45.81 | 7 | 0
2035 | IESO_2_NYISO_A-F | IESO | NYISO_A-F | Internal | Shoulder | B14 | 900 | 1725 | 0 | 45.67 | 45.77 | 7 | 0
2035 | IESO_2_NYISO_A-F | IESO | NYISO_A-F | Internal | Shoulder | B15 | 1203 | 1725 | 0 | 45.67 | 45.77 | 7 | 0
2035 | IESO_2_NYISO_A-F | IESO | NYISO_A-F | Internal | Summer | B1 | 10 | 1725 | 390.2 | 80.38 | 87.38 | 7 | 0
2035 | IESO_2_NYISO_A-F | IESO | NYISO_A-F | Internal | Summer | B2 | 25 | 1725 | 490.94 | 77.71 | 84.71 | 7 | 0
2035 | IESO_2_NYISO_A-F | IESO | NYISO_A-F | Internal | Summer | B3 | 75 | 1725 | 0 | 72.17 | 65.37 | 7 | 0
2035 | IESO_2_NYISO_A-F | IESO | NYISO_A-F | Internal | Summer | B4 | 100 | 1725 | 719.44 | 53.62 | 60.62 | 7 | 0
2035 | IESO_2_NYISO_A-F | IESO | NYISO_A-F | Internal | Summer | B5 | 200 | 1725 | 1213.5 | 49.07 | 56.07 | 7 | 0
2035 | IESO_2_NYISO_A-F | IESO | NYISO_A-F | Internal | Summer | B6 | 300 | 1725 | 0 | 48.85 | 53.7 | 7 | 0
2035 | IESO_2_NYISO_A-F | IESO | NYISO_A-F | Internal | Summer | B7 | 400 | 1725 | 0 | 44.34 | 48.78 | 7 | 0
2035 | IESO_2_NYISO_A-F | IESO | NYISO_A-F | Internal | Summer | B8 | 500 | 1725 | 0 | 44.15 | 44.48 | 7 | 0
2035 | IESO_2_NYISO_A-F | IESO | NYISO_A-F | Internal | Summer | B9 | 800 | 1725 | 0 | 44.15 | 43.68 | 7 | 0
2035 | IESO_2_NYISO_A-F | IESO | NYISO_A-F | Internal | Summer | B10 | 1262 | 1725 | 0 | 44.15 | 43.68 | 7 | 0
2035 | IESO_2_NYISO_A-F | IESO | NYISO_A-F | Internal | Winter | B16 | 25 | 1725 | 0 | 52.02 | 57.68 | 7 | 0
2035 | IESO_2_NYISO_A-F | IESO | NYISO_A-F | Internal | Winter | B17 | 100 | 1725 | 0 | 50.02 | 56.51 | 7 | 0
2035 | IESO_2_NYISO_A-F | IESO | NYISO_A-F | Internal | Winter | B18 | 400 | 1725 | 357.57 | 49.5 | 56.5 | 7 | 0
2035 | IESO_2_NYISO_A-F | IESO | NYISO_A-F | Internal | Winter | B19 | 700 | 1725 | 0 | 49.5 | 53.73 | 7 | 0
2035 | IESO_2_NYISO_A-F | IESO | NYISO_A-F | Internal | Winter | B20 | 935 | 1725 | 0 | 49.5 | 53.13 | 7 | 0
2035 | MAPP_CA_2_IESO | MAPP_CA | IESO | Internal | Shoulder | B11 | 25 | 330 | 0 | 49.13 | 49.65 | 8 | 0
2035 | MAPP_CA_2_IESO | MAPP_CA | IESO | Internal | Shoulder | B12 | 200 | 330 | 0 | 49.13 | 49.65 | 8 | 0
2035 | MAPP_CA_2_IESO | MAPP_CA | IESO | Internal | Shoulder | B13 | 600 | 330 | 0 | 49.13 | 45.67 | 8 | 0
2035 | MAPP_CA_2_IESO | MAPP_CA | IESO | Internal | Shoulder | B14 | 900 | 330 | 0 | 49.13 | 45.67 | 8 | 0
2035 | MAPP_CA_2_IESO | MAPP_CA | IESO | Internal | Shoulder | B15 | 1203 | 330 | 0 | 49.13 | 45.67 | 8 | 0
2035 | MAPP_CA_2_IESO | MAPP_CA | IESO | Internal | Summer | B1 | 10 | 330 | 330 | 41.07 | 80.38 | 8 | 31.31
2035 | MAPP_CA_2_IESO | MAPP_CA | IESO | Internal | Summer | B2 | 25 | 330 | 330 | 41.07 | 77.71 | 8 | 28.64
2035 | MAPP_CA_2_IESO | MAPP_CA | IESO | Internal | Summer | B3 | 75 | 330 | 330 | 41.07 | 72.17 | 8 | 23.1
2035 | MAPP_CA_2_IESO | MAPP_CA | IESO | Internal | Summer | B4 | 100 | 330 | 330 | 41.07 | 53.62 | 8 | 4.55
2035 | MAPP_CA_2_IESO | MAPP_CA | IESO | Internal | Summer | B5 | 200 | 330 | 92.12 | 41.07 | 49.07 | 8 | 0
2035 | MAPP_CA_2_IESO | MAPP_CA | IESO | Internal | Summer | B6 | 300 | 330 | 0 | 41.07 | 48.85 | 8 | 0
2035 | MAPP_CA_2_IESO | MAPP_CA | IESO | Internal | Summer | B7 | 400 | 330 | 0 | 41.07 | 44.34 | 8 | 0
2035 | MAPP_CA_2_IESO | MAPP_CA | IESO | Internal | Summer | B8 | 500 | 330 | 0 | 41.07 | 44.15 | 8 | 0
2035 | MAPP_CA_2_IESO | MAPP_CA | IESO | Internal | Summer | B9 | 800 | 330 | 0 | 41.07 | 44.15 | 8 | 0
2035 | MAPP_CA_2_IESO | MAPP_CA | IESO | Internal | Summer | B10 | 1262 | 330 | 0 | 41.07 | 44.15 | 8 | 0
2035 | MAPP_CA_2_IESO | MAPP_CA | IESO | Internal | Winter | B16 | 25 | 330 | 0 | 57.65 | 52.02 | 8 | 0
2035 | MAPP_CA_2_IESO | MAPP_CA | IESO | Internal | Winter | B17 | 100 | 330 | 0 | 55.16 | 50.02 | 8 | 0
2035 | MAPP_CA_2_IESO | MAPP_CA | IESO | Internal | Winter | B18 | 400 | 330 | 0 | 54.45 | 49.5 | 8 | 0
2035 | MAPP_CA_2_IESO | MAPP_CA | IESO | Internal | Winter | B19 | 700 | 330 | 0 | 51.65 | 49.5 | 8 | 0
2035 | MAPP_CA_2_IESO | MAPP_CA | IESO | Internal | Winter | B20 | 935 | 330 | 0 | 51.65 | 49.5 | 8 | 0
2035 | MAPP_CA_2_MAPP_US | MAPP_CA | MAPP_US | Internal | Shoulder | B11 | 25 | 372 | 372 | 49.13 | 59.15 | 7 | 3.01
2035 | MAPP_CA_2_MAPP_US | MAPP_CA | MAPP_US | Internal | Shoulder | B12 | 200 | 372 | 0 | 49.13 | 46.25 | 7 | 0
2035 | MAPP_CA_2_MAPP_US | MAPP_CA | MAPP_US | Internal | Shoulder | B13 | 600 | 372 | 0 | 49.13 | 44.05 | 7 | 0
2035 | MAPP_CA_2_MAPP_US | MAPP_CA | MAPP_US | Internal | Shoulder | B14 | 900 | 372 | 0 | 49.13 | 42.14 | 7 | 0
2035 | MAPP_CA_2_MAPP_US | MAPP_CA | MAPP_US | Internal | Shoulder | B15 | 1203 | 372 | 0 | 49.13 | 35.21 | 7 | 0
2035 | MAPP_CA_2_MAPP_US | MAPP_CA | MAPP_US | Internal | Summer | B1 | 10 | 372 | 372 | 41.07 | 76.36 | 7 | 28.29
2035 | MAPP_CA_2_MAPP_US | MAPP_CA | MAPP_US | Internal | Summer | B2 | 25 | 372 | 372 | 41.07 | 74.29 | 7 | 26.22
2035 | MAPP_CA_2_MAPP_US | MAPP_CA | MAPP_US | Internal | Summer | B3 | 75 | 372 | 372 | 41.07 | 74.39 | 7 | 26.32
2035 | MAPP_CA_2_MAPP_US | MAPP_CA | MAPP_US | Internal | Summer | B4 | 100 | 372 | 372 | 41.07 | 73.22 | 7 | 25.16
2035 | MAPP_CA_2_MAPP_US | MAPP_CA | MAPP_US | Internal | Summer | B5 | 200 | 372 | 372 | 41.07 | 73.22 | 7 | 25.16
2035 | MAPP_CA_2_MAPP_US | MAPP_CA | MAPP_US | Internal | Summer | B6 | 300 | 372 | 372 | 41.07 | 57.74 | 7 | 9.67
2035 | MAPP_CA_2_MAPP_US | MAPP_CA | MAPP_US | Internal | Summer | B7 | 400 | 372 | 0 | 41.07 | 44.32 | 7 | 0
2035 | MAPP_CA_2_MAPP_US | MAPP_CA | MAPP_US | Internal | Summer | B8 | 500 | 372 | 0 | 41.07 | 39.13 | 7 | 0
2035 | MAPP_CA_2_MAPP_US | MAPP_CA | MAPP_US | Internal | Summer | B9 | 800 | 372 | 0 | 41.07 | 35.73 | 7 | 0
2035 | MAPP_CA_2_MAPP_US | MAPP_CA | MAPP_US | Internal | Summer | B10 | 1262 | 372 | 0 | 41.07 | 34.06 | 7 | 0
2035 | MAPP_CA_2_MAPP_US | MAPP_CA | MAPP_US | Internal | Winter | B16 | 25 | 372 | 0 | 57.65 | 44.67 | 7 | 0
2035 | MAPP_CA_2_MAPP_US | MAPP_CA | MAPP_US | Internal | Winter | B17 | 100 | 372 | 0 | 55.16 | 44.73 | 7 | 0
2035 | MAPP_CA_2_MAPP_US | MAPP_CA | MAPP_US | Internal | Winter | B18 | 400 | 372 | 0 | 54.45 | 44.74 | 7 | 0
2035 | MAPP_CA_2_MAPP_US | MAPP_CA | MAPP_US | Internal | Winter | B19 | 700 | 372 | 0 | 51.65 | 44.67 | 7 | 0
2035 | MAPP_CA_2_MAPP_US | MAPP_CA | MAPP_US | Internal | Winter | B20 | 935 | 372 | 0 | 51.65 | 34.1 | 7 | 0
2035 | MAPP_CA_2_MISO_W | MAPP_CA | MISO_W | Internal | Shoulder | B11 | 25 | 1988 | 1988 | 49.13 | 66.15 | 0.01 | 17
2035 | MAPP_CA_2_MISO_W | MAPP_CA | MISO_W | Internal | Shoulder | B12 | 200 | 1988 | 1988 | 49.13 | 56.61 | 0.01 | 7.47
2035 | MAPP_CA_2_MISO_W | MAPP_CA | MISO_W | Internal | Shoulder | B13 | 600 | 1988 | 1988 | 49.13 | 51.05 | 0.01 | 1.91
2035 | MAPP_CA_2_MISO_W | MAPP_CA | MISO_W | Internal | Shoulder | B14 | 900 | 1988 | 1392.45 | 49.13 | 49.14 | 0.01 | 0
2035 | MAPP_CA_2_MISO_W | MAPP_CA | MISO_W | Internal | Shoulder | B15 | 1203 | 1988 | 0 | 49.13 | 43.81 | 0.01 | 0
2035 | MAPP_CA_2_MISO_W | MAPP_CA | MISO_W | Internal | Summer | B1 | 10 | 1988 | 1988 | 41.07 | 83.36 | 0.01 | 42.28
2035 | MAPP_CA_2_MISO_W | MAPP_CA | MISO_W | Internal | Summer | B2 | 25 | 1988 | 1988 | 41.07 | 81.29 | 0.01 | 40.21
2035 | MAPP_CA_2_MISO_W | MAPP_CA | MISO_W | Internal | Summer | B3 | 75 | 1988 | 1988 | 41.07 | 81.39 | 0.01 | 40.31
2035 | MAPP_CA_2_MISO_W | MAPP_CA | MISO_W | Internal | Summer | B4 | 100 | 1988 | 1988 | 41.07 | 80.22 | 0.01 | 39.14
2035 | MAPP_CA_2_MISO_W | MAPP_CA | MISO_W | Internal | Summer | B5 | 200 | 1988 | 1988 | 41.07 | 80.22 | 0.01 | 39.14
2035 | MAPP_CA_2_MISO_W | MAPP_CA | MISO_W | Internal | Summer | B6 | 300 | 1988 | 1988 | 41.07 | 64.74 | 0.01 | 23.66
2035 | MAPP_CA_2_MISO_W | MAPP_CA | MISO_W | Internal | Summer | B7 | 400 | 1988 | 1988 | 41.07 | 51.32 | 0.01 | 10.24
2035 | MAPP_CA_2_MISO_W | MAPP_CA | MISO_W | Internal | Summer | B8 | 500 | 1988 | 1988 | 41.07 | 46.13 | 0.01 | 5.05
2035 | MAPP_CA_2_MISO_W | MAPP_CA | MISO_W | Internal | Summer | B9 | 800 | 1988 | 1988 | 41.07 | 42.73 | 0.01 | 1.65
2035 | MAPP_CA_2_MISO_W | MAPP_CA | MISO_W | Internal | Summer | B10 | 1262 | 1988 | 0 | 41.07 | 41.06 | 0.01 | 0
2035 | MAPP_CA_2_MISO_W | MAPP_CA | MISO_W | Internal | Winter | B16 | 25 | 1988 | 1846.42 | 57.65 | 57.66 | 0.01 | 0
2035 | MAPP_CA_2_MISO_W | MAPP_CA | MISO_W | Internal | Winter | B17 | 100 | 1988 | 1475.34 | 55.16 | 55.17 | 0.01 | 0
2035 | MAPP_CA_2_MISO_W | MAPP_CA | MISO_W | Internal | Winter | B18 | 400 | 1988 | 1511.63 | 54.45 | 54.46 | 0.01 | 0
2035 | MAPP_CA_2_MISO_W | MAPP_CA | MISO_W | Internal | Winter | B19 | 700 | 1988 | 528.07 | 51.65 | 51.67 | 0.01 | 0
2035 | MAPP_CA_2_MISO_W | MAPP_CA | MISO_W | Internal | Winter | B20 | 935 | 1988 | 0 | 51.65 | 41.46 | 0.01 | 0
2035 | MAPP_US_2_MAPP_CA | MAPP_US | MAPP_CA | Internal | Shoulder | B11 | 25 | 165 | 0 | 59.15 | 49.13 | 7 | 0
2035 | MAPP_US_2_MAPP_CA | MAPP_US | MAPP_CA | Internal | Shoulder | B12 | 200 | 165 | 0 | 46.25 | 49.13 | 7 | 0
2035 | MAPP_US_2_MAPP_CA | MAPP_US | MAPP_CA | Internal | Shoulder | B13 | 600 | 165 | 0 | 44.05 | 49.13 | 7 | 0
2035 | MAPP_US_2_MAPP_CA | MAPP_US | MAPP_CA | Internal | Shoulder | B14 | 900 | 165 | 0 | 42.14 | 49.13 | 7 | 0
2035 | MAPP_US_2_MAPP_CA | MAPP_US | MAPP_CA | Internal | Shoulder | B15 | 1203 | 165 | 165 | 35.21 | 49.13 | 7 | 6.92
2035 | MAPP_US_2_MAPP_CA | MAPP_US | MAPP_CA | Internal | Summer | B1 | 10 | 165 | 0 | 76.36 | 41.07 | 7 | 0
2035 | MAPP_US_2_MAPP_CA | MAPP_US | MAPP_CA | Internal | Summer | B2 | 25 | 165 | 0 | 74.29 | 41.07 | 7 | 0
2035 | MAPP_US_2_MAPP_CA | MAPP_US | MAPP_CA | Internal | Summer | B3 | 75 | 165 | 0 | 74.39 | 41.07 | 7 | 0
2035 | MAPP_US_2_MAPP_CA | MAPP_US | MAPP_CA | Internal | Summer | B4 | 100 | 165 | 0 | 73.22 | 41.07 | 7 | 0
2035 | MAPP_US_2_MAPP_CA | MAPP_US | MAPP_CA | Internal | Summer | B5 | 200 | 165 | 0 | 73.22 | 41.07 | 7 | 0
2035 | MAPP_US_2_MAPP_CA | MAPP_US | MAPP_CA | Internal | Summer | B6 | 300 | 165 | 0 | 57.74 | 41.07 | 7 | 0
2035 | MAPP_US_2_MAPP_CA | MAPP_US | MAPP_CA | Internal | Summer | B7 | 400 | 165 | 0 | 44.32 | 41.07 | 7 | 0
2035 | MAPP_US_2_MAPP_CA | MAPP_US | MAPP_CA | Internal | Summer | B8 | 500 | 165 | 0 | 39.13 | 41.07 | 7 | 0
2035 | MAPP_US_2_MAPP_CA | MAPP_US | MAPP_CA | Internal | Summer | B9 | 800 | 165 | 0 | 35.73 | 41.07 | 7 | 0
2035 | MAPP_US_2_MAPP_CA | MAPP_US | MAPP_CA | Internal | Summer | B10 | 1262 | 165 | 165 | 34.06 | 41.07 | 7 | 0.01
2035 | MAPP_US_2_MAPP_CA | MAPP_US | MAPP_CA | Internal | Winter | B16 | 25 | 165 | 165 | 44.67 | 57.65 | 7 | 5.98
2035 | MAPP_US_2_MAPP_CA | MAPP_US | MAPP_CA | Internal | Winter | B17 | 100 | 165 | 165 | 44.73 | 55.16 | 7 | 3.43
2035 | MAPP_US_2_MAPP_CA | MAPP_US | MAPP_CA | Internal | Winter | B18 | 400 | 165 | 165 | 44.74 | 54.45 | 7 | 2.71
2035 | MAPP_US_2_MAPP_CA | MAPP_US | MAPP_CA | Internal | Winter | B19 | 700 | 165 | 0 | 44.67 | 51.65 | 7 | 0
2035 | MAPP_US_2_MAPP_CA | MAPP_US | MAPP_CA | Internal | Winter | B20 | 935 | 165 | 165 | 34.1 | 51.65 | 7 | 10.55
2035 | MAPP_US_2_MISO_W | MAPP_US | MISO_W | Internal | Shoulder | B11 | 25 | 2635 | 1449.18 | 59.15 | 66.15 | 7 | 0
2035 | MAPP_US_2_MISO_W | MAPP_US | MISO_W | Internal | Shoulder | B12 | 200 | 2635 | 2635 | 46.25 | 56.61 | 7 | 3.36
2035 | MAPP_US_2_MISO_W | MAPP_US | MISO_W | Internal | Shoulder | B13 | 600 | 2635 | 2585.42 | 44.05 | 51.05 | 7 | 0
2035 | MAPP_US_2_MISO_W | MAPP_US | MISO_W | Internal | Shoulder | B14 | 900 | 2635 | 2314.36 | 42.14 | 49.14 | 7 | 0
2035 | MAPP_US_2_MISO_W | MAPP_US | MISO_W | Internal | Shoulder | B15 | 1203 | 2635 | 2635 | 35.21 | 43.81 | 7 | 1.6
2035 | MAPP_US_2_MISO_W | MAPP_US | MISO_W | Internal | Summer | B1 | 10 | 2635 | 1910.46 | 76.36 | 83.36 | 7 | 0
2035 | MAPP_US_2_MISO_W | MAPP_US | MISO_W | Internal | Summer | B2 | 25 | 2635 | 749.8 | 74.29 | 81.29 | 7 | 0
2035 | MAPP_US_2_MISO_W | MAPP_US | MISO_W | Internal | Summer | B3 | 75 | 2635 | 1741.86 | 74.39 | 81.39 | 7 | 0
2035 | MAPP_US_2_MISO_W | MAPP_US | MISO_W | Internal | Summer | B4 | 100 | 2635 | 1081.24 | 73.22 | 80.22 | 7 | 0
2035 | MAPP_US_2_MISO_W | MAPP_US | MISO_W | Internal | Summer | B5 | 200 | 2635 | 1201.93 | 73.22 | 80.22 | 7 | 0
2035 | MAPP_US_2_MISO_W | MAPP_US | MISO_W | Internal | Summer | B6 | 300 | 2635 | 735.46 | 57.74 | 64.74 | 7 | 0
2035 | MAPP_US_2_MISO_W | MAPP_US | MISO_W | Internal | Summer | B7 | 400 | 2635 | 819 | 44.32 | 51.32 | 7 | 0
2035 | MAPP_US_2_MISO_W | MAPP_US | MISO_W | Internal | Summer | B8 | 500 | 2635 | 1524.88 | 39.13 | 46.13 | 7 | 0
2035 | MAPP_US_2_MISO_W | MAPP_US | MISO_W | Internal | Summer | B9 | 800 | 2635 | 1040.73 | 35.73 | 42.73 | 7 | 0
2035 | MAPP_US_2_MISO_W | MAPP_US | MISO_W | Internal | Summer | B10 | 1262 | 2635 | 1145.26 | 34.06 | 41.06 | 7 | 0
2035 | MAPP_US_2_MISO_W | MAPP_US | MISO_W | Internal | Winter | B16 | 25 | 2635 | 2635 | 44.67 | 57.66 | 7 | 5.99
2035 | MAPP_US_2_MISO_W | MAPP_US | MISO_W | Internal | Winter | B17 | 100 | 2635 | 2635 | 44.73 | 55.17 | 7 | 3.44
2035 | MAPP_US_2_MISO_W | MAPP_US | MISO_W | Internal | Winter | B18 | 400 | 2635 | 2635 | 44.74 | 54.46 | 7 | 2.72
2035 | MAPP_US_2_MISO_W | MAPP_US | MISO_W | Internal | Winter | B19 | 700 | 2635 | 2163.98 | 44.67 | 51.67 | 7 | 0
2035 | MAPP_US_2_MISO_W | MAPP_US | MISO_W | Internal | Winter | B20 | 935 | 2635 | 2635 | 34.1 | 41.46 | 7 | 0.36
2035 | MAPP_US_2_NE | MAPP_US | NE | Internal | Shoulder | B11 | 25 | 2000 | 2000 | 59.15 | 73.13 | 7 | 6.99
2035 | MAPP_US_2_NE | MAPP_US | NE | Internal | Shoulder | B12 | 200 | 2000 | 392.67 | 46.25 | 53.25 | 7 | 0
2035 | MAPP_US_2_NE | MAPP_US | NE | Internal | Shoulder | B13 | 600 | 2000 | 729.47 | 44.05 | 51.05 | 7 | 0
2035 | MAPP_US_2_NE | MAPP_US | NE | Internal | Shoulder | B14 | 900 | 2000 | 0 | 42.14 | 47.59 | 7 | 0
2035 | MAPP_US_2_NE | MAPP_US | NE | Internal | Shoulder | B15 | 1203 | 2000 | 0 | 35.21 | 41.46 | 7 | 0
2035 | MAPP_US_2_NE | MAPP_US | NE | Internal | Summer | B1 | 10 | 2000 | 0 | 76.36 | 83.18 | 7 | 0
2035 | MAPP_US_2_NE | MAPP_US | NE | Internal | Summer | B2 | 25 | 2000 | 1896.74 | 74.29 | 81.29 | 7 | 0
2035 | MAPP_US_2_NE | MAPP_US | NE | Internal | Summer | B3 | 75 | 2000 | 732.05 | 74.39 | 81.39 | 7 | 0
2035 | MAPP_US_2_NE | MAPP_US | NE | Internal | Summer | B4 | 100 | 2000 | 2000 | 73.22 | 81.29 | 7 | 1.06
2035 | MAPP_US_2_NE | MAPP_US | NE | Internal | Summer | B5 | 200 | 2000 | 2000 | 73.22 | 81.29 | 7 | 1.06
2035 | MAPP_US_2_NE | MAPP_US | NE | Internal | Summer | B6 | 300 | 2000 | 2000 | 57.74 | 71.72 | 7 | 6.99
2035 | MAPP_US_2_NE | MAPP_US | NE | Internal | Summer | B7 | 400 | 2000 | 2000 | 44.32 | 58.31 | 7 | 6.99
2035 | MAPP_US_2_NE | MAPP_US | NE | Internal | Summer | B8 | 500 | 2000 | 2000 | 39.13 | 50.59 | 7 | 4.46
2035 | MAPP_US_2_NE | MAPP_US | NE | Internal | Summer | B9 | 800 | 2000 | 2000 | 35.73 | 48.76 | 7 | 6.03
2035 | MAPP_US_2_NE | MAPP_US | NE | Internal | Summer | B10 | 1262 | 2000 | 2000 | 34.06 | 41.67 | 7 | 0.61
2035 | MAPP_US_2_NE | MAPP_US | NE | Internal | Winter | B16 | 25 | 2000 | 2000 | 44.67 | 57.58 | 7 | 5.91
2035 | MAPP_US_2_NE | MAPP_US | NE | Internal | Winter | B17 | 100 | 2000 | 1295.24 | 44.73 | 51.73 | 7 | 0
2035 | MAPP_US_2_NE | MAPP_US | NE | Internal | Winter | B18 | 400 | 2000 | 991.58 | 44.74 | 51.74 | 7 | 0
2035 | MAPP_US_2_NE | MAPP_US | NE | Internal | Winter | B19 | 700 | 2000 | 0 | 44.67 | 50.5 | 7 | 0
2035 | MAPP_US_2_NE | MAPP_US | NE | Internal | Winter | B20 | 935 | 2000 | 0 | 34.1 | 40.15 | 7 | 0
2035 | MARITIMES_2_NEISO | MARITIMES | NEISO | Internal | Shoulder | B11 | 25 | 99999 | 1720.66 | 42.32 | 42.33 | 0.01 | 0
2035 | MARITIMES_2_NEISO | MARITIMES | NEISO | Internal | Shoulder | B12 | 200 | 99999 | 1717.44 | 42.32 | 42.33 | 0.01 | 0
2035 | MARITIMES_2_NEISO | MARITIMES | NEISO | Internal | Shoulder | B13 | 600 | 99999 | 1704.78 | 42.32 | 42.33 | 0.01 | 0
2035 | MARITIMES_2_NEISO | MARITIMES | NEISO | Internal | Shoulder | B14 | 900 | 99999 | 1682.64 | 42.32 | 42.33 | 0.01 | 0
2035 | MARITIMES_2_NEISO | MARITIMES | NEISO | Internal | Shoulder | B15 | 1203 | 99999 | 648.08 | 42.32 | 42.33 | 0.01 | 0
2035 | MARITIMES_2_NEISO | MARITIMES | NEISO | Internal | Summer | B1 | 10 | 99999 | 1900 | 90.37 | 90.38 | 0.01 | 0
2035 | MARITIMES_2_NEISO | MARITIMES | NEISO | Internal | Summer | B2 | 25 | 99999 | 1878.75 | 81.73 | 81.74 | 0.01 | 0
2035 | MARITIMES_2_NEISO | MARITIMES | NEISO | Internal | Summer | B3 | 75 | 99999 | 1836.38 | 62.35 | 62.37 | 0.01 | 0
2035 | MARITIMES_2_NEISO | MARITIMES | NEISO | Internal | Summer | B4 | 100 | 99999 | 1799.97 | 53.96 | 53.98 | 0.01 | 0
2035 | MARITIMES_2_NEISO | MARITIMES | NEISO | Internal | Summer | B5 | 200 | 99999 | 1780.16 | 42.9 | 42.91 | 0.01 | 0
2035 | MARITIMES_2_NEISO | MARITIMES | NEISO | Internal | Summer | B6 | 300 | 99999 | 1757.82 | 38.69 | 38.7 | 0.01 | 0
2035 | MARITIMES_2_NEISO | MARITIMES | NEISO | Internal | Summer | B7 | 400 | 99999 | 1732.23 | 38.69 | 38.7 | 0.01 | 0
2035 | MARITIMES_2_NEISO | MARITIMES | NEISO | Internal | Summer | B8 | 500 | 99999 | 1712.1 | 38.69 | 38.7 | 0.01 | 0
2035 | MARITIMES_2_NEISO | MARITIMES | NEISO | Internal | Summer | B9 | 800 | 99999 | 1687.45 | 38.69 | 38.7 | 0.01 | 0
2035 | MARITIMES_2_NEISO | MARITIMES | NEISO | Internal | Summer | B10 | 1262 | 99999 | 465.06 | 38.69 | 38.7 | 0.01 | 0
2035 | MARITIMES_2_NEISO | MARITIMES | NEISO | Internal | Winter | B16 | 25 | 99999 | 1765.23 | 53.5 | 53.51 | 0.01 | 0
2035 | MARITIMES_2_NEISO | MARITIMES | NEISO | Internal | Winter | B17 | 100 | 99999 | 1747.34 | 53.5 | 53.51 | 0.01 | 0
2035 | MARITIMES_2_NEISO | MARITIMES | NEISO | Internal | Winter | B18 | 400 | 99999 | 1733.65 | 53.5 | 53.51 | 0.01 | 0
2035 | MARITIMES_2_NEISO | MARITIMES | NEISO | Internal | Winter | B19 | 700 | 99999 | 1708.15 | 53.5 | 53.51 | 0.01 | 0
2035 | MARITIMES_2_NEISO | MARITIMES | NEISO | Internal | Winter | B20 | 935 | 99999 | 723.43 | 53.5 | 53.51 | 0.01 | 0
2035 | MISO_IN_2_MISO_MI | MISO_IN | MISO_MI | Internal | Shoulder | B11 | 25 | 5000 | 0 | 66.15 | 61.16 | 0.01 | 0
2035 | MISO_IN_2_MISO_MI | MISO_IN | MISO_MI | Internal | Shoulder | B12 | 200 | 5000 | 1748.41 | 56.64 | 56.65 | 0.01 | 0
2035 | MISO_IN_2_MISO_MI | MISO_IN | MISO_MI | Internal | Shoulder | B13 | 600 | 5000 | 2721.89 | 51.08 | 51.09 | 0.01 | 0
2035 | MISO_IN_2_MISO_MI | MISO_IN | MISO_MI | Internal | Shoulder | B14 | 900 | 5000 | 3555.02 | 49.17 | 49.18 | 0.01 | 0
2035 | MISO_IN_2_MISO_MI | MISO_IN | MISO_MI | Internal | Shoulder | B15 | 1203 | 5000 | 3002.64 | 44.08 | 44.09 | 0.01 | 0
2035 | MISO_IN_2_MISO_MI | MISO_IN | MISO_MI | Internal | Summer | B1 | 10 | 5000 | 38.8 | 83.36 | 83.37 | 0.01 | 0
2035 | MISO_IN_2_MISO_MI | MISO_IN | MISO_MI | Internal | Summer | B2 | 25 | 5000 | 0 | 80.73 | 80.71 | 0.01 | 0
2035 | MISO_IN_2_MISO_MI | MISO_IN | MISO_MI | Internal | Summer | B3 | 75 | 5000 | 0 | 79.18 | 79.17 | 0.01 | 0
2035 | MISO_IN_2_MISO_MI | MISO_IN | MISO_MI | Internal | Summer | B4 | 100 | 5000 | 0 | 77.22 | 77.21 | 0.01 | 0
2035 | MISO_IN_2_MISO_MI | MISO_IN | MISO_MI | Internal | Summer | B5 | 200 | 5000 | 0 | 75.53 | 75.52 | 0.01 | 0
2035 | MISO_IN_2_MISO_MI | MISO_IN | MISO_MI | Internal | Summer | B6 | 300 | 5000 | 0 | 63.72 | 63.71 | 0.01 | 0
2035 | MISO_IN_2_MISO_MI | MISO_IN | MISO_MI | Internal | Summer | B7 | 400 | 5000 | 2223.45 | 51.32 | 51.34 | 0.01 | 0
2035 | MISO_IN_2_MISO_MI | MISO_IN | MISO_MI | Internal | Summer | B8 | 500 | 5000 | 4701.55 | 46.16 | 46.17 | 0.01 | 0
2035 | MISO_IN_2_MISO_MI | MISO_IN | MISO_MI | Internal | Summer | B9 | 800 | 5000 | 3648.87 | 42.76 | 42.77 | 0.01 | 0
2035 | MISO_IN_2_MISO_MI | MISO_IN | MISO_MI | Internal | Summer | B10 | 1262 | 5000 | 3147.11 | 41.93 | 41.94 | 0.01 | 0
2035 | MISO_IN_2_MISO_MI | MISO_IN | MISO_MI | Internal | Winter | B16 | 25 | 5000 | 0 | 59.03 | 59.02 | 0.01 | 0
2035 | MISO_IN_2_MISO_MI | MISO_IN | MISO_MI | Internal | Winter | B17 | 100 | 5000 | 1215.36 | 57 | 57.02 | 0.01 | 0
2035 | MISO_IN_2_MISO_MI | MISO_IN | MISO_MI | Internal | Winter | B18 | 400 | 5000 | 1211.18 | 54.49 | 54.5 | 0.01 | 0
2035 | MISO_IN_2_MISO_MI | MISO_IN | MISO_MI | Internal | Winter | B19 | 700 | 5000 | 2215.35 | 51.69 | 51.7 | 0.01 | 0
2035 | MISO_IN_2_MISO_MI | MISO_IN | MISO_MI | Internal | Winter | B20 | 935 | 5000 | 1346.05 | 41.49 | 41.5 | 0.01 | 0
2035 | MISO_IN_2_MISO_MO-IL | MISO_IN | MISO_MO-IL | Internal | Shoulder | B11 | 25 | 5000 | 2555.37 | 66.15 | 66.16 | 0.01 | 0
2035 | MISO_IN_2_MISO_MO-IL | MISO_IN | MISO_MO-IL | Internal | Shoulder | B12 | 200 | 5000 | 0 | 56.64 | 56.63 | 0.01 | 0
2035 | MISO_IN_2_MISO_MO-IL | MISO_IN | MISO_MO-IL | Internal | Shoulder | B13 | 600 | 5000 | 0 | 51.08 | 51.07 | 0.01 | 0
2035 | MISO_IN_2_MISO_MO-IL | MISO_IN | MISO_MO-IL | Internal | Shoulder | B14 | 900 | 5000 | 0 | 49.17 | 49.15 | 0.01 | 0
2035 | MISO_IN_2_MISO_MO-IL | MISO_IN | MISO_MO-IL | Internal | Shoulder | B15 | 1203 | 5000 | 0 | 44.08 | 43.82 | 0.01 | 0
2035 | MISO_IN_2_MISO_MO-IL | MISO_IN | MISO_MO-IL | Internal | Summer | B1 | 10 | 5000 | 351.6 | 83.36 | 83.37 | 0.01 | 0
2035 | MISO_IN_2_MISO_MO-IL | MISO_IN | MISO_MO-IL | Internal | Summer | B2 | 25 | 5000 | 1673.5 | 80.73 | 80.74 | 0.01 | 0
2035 | MISO_IN_2_MISO_MO-IL | MISO_IN | MISO_MO-IL | Internal | Summer | B3 | 75 | 5000 | 0 | 79.18 | 79.18 | 0.01 | 0
2035 | MISO_IN_2_MISO_MO-IL | MISO_IN | MISO_MO-IL | Internal | Summer | B4 | 100 | 5000 | 2389.43 | 77.22 | 77.23 | 0.01 | 0
2035 | MISO_IN_2_MISO_MO-IL | MISO_IN | MISO_MO-IL | Internal | Summer | B5 | 200 | 5000 | 1859.18 | 75.53 | 75.54 | 0.01 | 0
2035 | MISO_IN_2_MISO_MO-IL | MISO_IN | MISO_MO-IL | Internal | Summer | B6 | 300 | 5000 | 1984.72 | 63.72 | 63.74 | 0.01 | 0
2035 | MISO_IN_2_MISO_MO-IL | MISO_IN | MISO_MO-IL | Internal | Summer | B7 | 400 | 5000 | 393.31 | 51.32 | 51.34 | 0.01 | 0
2035 | MISO_IN_2_MISO_MO-IL | MISO_IN | MISO_MO-IL | Internal | Summer | B8 | 500 | 5000 | 0 | 46.16 | 46.15 | 0.01 | 0
2035 | MISO_IN_2_MISO_MO-IL | MISO_IN | MISO_MO-IL | Internal | Summer | B9 | 800 | 5000 | 0 | 42.76 | 42.74 | 0.01 | 0
2035 | MISO_IN_2_MISO_MO-IL | MISO_IN | MISO_MO-IL | Internal | Summer | B10 | 1262 | 5000 | 0 | 41.93 | 41.07 | 0.01 | 0
2035 | MISO_IN_2_MISO_MO-IL | MISO_IN | MISO_MO-IL | Internal | Winter | B16 | 25 | 5000 | 0 | 59.03 | 57.67 | 0.01 | 0
2035 | MISO_IN_2_MISO_MO-IL | MISO_IN | MISO_MO-IL | Internal | Winter | B17 | 100 | 5000 | 0 | 57 | 55.18 | 0.01 | 0
2035 | MISO_IN_2_MISO_MO-IL | MISO_IN | MISO_MO-IL | Internal | Winter | B18 | 400 | 5000 | 0 | 54.49 | 54.48 | 0.01 | 0
2035 | MISO_IN_2_MISO_MO-IL | MISO_IN | MISO_MO-IL | Internal | Winter | B19 | 700 | 5000 | 0 | 51.69 | 51.68 | 0.01 | 0
2035 | MISO_IN_2_MISO_MO-IL | MISO_IN | MISO_MO-IL | Internal | Winter | B20 | 935 | 5000 | 0 | 41.49 | 41.47 | 0.01 | 0
2035 | MISO_IN_2_NonRTO_Midwest | MISO_IN | NonRTO_Midwest | Internal | Shoulder | B11 | 25 | 4800 | 676.98 | 66.15 | 74.15 | 8 | 0
2035 | MISO_IN_2_NonRTO_Midwest | MISO_IN | NonRTO_Midwest | Internal | Shoulder | B12 | 200 | 4800 | 691.19 | 56.64 | 64.64 | 8 | 0
2035 | MISO_IN_2_NonRTO_Midwest | MISO_IN | NonRTO_Midwest | Internal | Shoulder | B13 | 600 | 4800 | 85.92 | 51.08 | 59.08 | 8 | 0
2035 | MISO_IN_2_NonRTO_Midwest | MISO_IN | NonRTO_Midwest | Internal | Shoulder | B14 | 900 | 4800 | 0 | 49.17 | 47.95 | 8 | 0
2035 | MISO_IN_2_NonRTO_Midwest | MISO_IN | NonRTO_Midwest | Internal | Shoulder | B15 | 1203 | 4800 | 0 | 44.08 | 40 | 8 | 0
2035 | MISO_IN_2_NonRTO_Midwest | MISO_IN | NonRTO_Midwest | Internal | Summer | B1 | 10 | 4800 | 45.7 | 83.36 | 91.36 | 8 | 0
2035 | MISO_IN_2_NonRTO_Midwest | MISO_IN | NonRTO_Midwest | Internal | Summer | B2 | 25 | 4800 | 0 | 80.73 | 84.43 | 8 | 0
2035 | MISO_IN_2_NonRTO_Midwest | MISO_IN | NonRTO_Midwest | Internal | Summer | B3 | 75 | 4800 | 0 | 79.18 | 84.43 | 8 | 0
2035 | MISO_IN_2_NonRTO_Midwest | MISO_IN | NonRTO_Midwest | Internal | Summer | B4 | 100 | 4800 | 0 | 77.22 | 84.43 | 8 | 0
2035 | MISO_IN_2_NonRTO_Midwest | MISO_IN | NonRTO_Midwest | Internal | Summer | B5 | 200 | 4800 | 1359.19 | 75.53 | 83.53 | 8 | 0
2035 | MISO_IN_2_NonRTO_Midwest | MISO_IN | NonRTO_Midwest | Internal | Summer | B6 | 300 | 4800 | 830.02 | 63.72 | 71.72 | 8 | 0
2035 | MISO_IN_2_NonRTO_Midwest | MISO_IN | NonRTO_Midwest | Internal | Summer | B7 | 400 | 4800 | 281.41 | 51.32 | 59.32 | 8 | 0
2035 | MISO_IN_2_NonRTO_Midwest | MISO_IN | NonRTO_Midwest | Internal | Summer | B8 | 500 | 4800 | 0 | 46.16 | 46.36 | 8 | 0
2035 | MISO_IN_2_NonRTO_Midwest | MISO_IN | NonRTO_Midwest | Internal | Summer | B9 | 800 | 4800 | 0 | 42.76 | 38.96 | 8 | 0
2035 | MISO_IN_2_NonRTO_Midwest | MISO_IN | NonRTO_Midwest | Internal | Summer | B10 | 1262 | 4800 | 0 | 41.93 | 34.36 | 8 | 0
2035 | MISO_IN_2_NonRTO_Midwest | MISO_IN | NonRTO_Midwest | Internal | Winter | B16 | 25 | 4800 | 2561.43 | 59.03 | 67.03 | 8 | 0
2035 | MISO_IN_2_NonRTO_Midwest | MISO_IN | NonRTO_Midwest | Internal | Winter | B17 | 100 | 4800 | 1307.59 | 57 | 65 | 8 | 0
2035 | MISO_IN_2_NonRTO_Midwest | MISO_IN | NonRTO_Midwest | Internal | Winter | B18 | 400 | 4800 | 373.17 | 54.49 | 62.49 | 8 | 0
2035 | MISO_IN_2_NonRTO_Midwest | MISO_IN | NonRTO_Midwest | Internal | Winter | B19 | 700 | 4800 | 0 | 51.69 | 50.8 | 8 | 0
2035 | MISO_IN_2_NonRTO_Midwest | MISO_IN | NonRTO_Midwest | Internal | Winter | B20 | 935 | 4800 | 0 | 41.49 | 38.14 | 8 | 0
2035 | MISO_IN_2_PJM_ROR | MISO_IN | PJM_ROR | Internal | Shoulder | B11 | 25 | 992 | 0 | 66.15 | 59.15 | 2 | 0
2035 | MISO_IN_2_PJM_ROR | MISO_IN | PJM_ROR | Internal | Shoulder | B12 | 200 | 992 | 0 | 56.64 | 54.65 | 2 | 0
2035 | MISO_IN_2_PJM_ROR | MISO_IN | PJM_ROR | Internal | Shoulder | B13 | 600 | 992 | 0 | 51.08 | 49.09 | 2 | 0
2035 | MISO_IN_2_PJM_ROR | MISO_IN | PJM_ROR | Internal | Shoulder | B14 | 900 | 992 | 0 | 49.17 | 47.79 | 2 | 0
2035 | MISO_IN_2_PJM_ROR | MISO_IN | PJM_ROR | Internal | Shoulder | B15 | 1203 | 992 | 0 | 44.08 | 42.35 | 2 | 0
2035 | MISO_IN_2_PJM_ROR | MISO_IN | PJM_ROR | Internal | Summer | B1 | 10 | 992 | 0 | 83.36 | 81.37 | 2 | 0
2035 | MISO_IN_2_PJM_ROR | MISO_IN | PJM_ROR | Internal | Summer | B2 | 25 | 992 | 0 | 80.73 | 78.71 | 2 | 0
2035 | MISO_IN_2_PJM_ROR | MISO_IN | PJM_ROR | Internal | Summer | B3 | 75 | 992 | 0 | 79.18 | 77.18 | 2 | 0
2035 | MISO_IN_2_PJM_ROR | MISO_IN | PJM_ROR | Internal | Summer | B4 | 100 | 992 | 0 | 77.22 | 75.22 | 2 | 0
2035 | MISO_IN_2_PJM_ROR | MISO_IN | PJM_ROR | Internal | Summer | B5 | 200 | 992 | 0 | 75.53 | 73.52 | 2 | 0
2035 | MISO_IN_2_PJM_ROR | MISO_IN | PJM_ROR | Internal | Summer | B6 | 300 | 992 | 0 | 63.72 | 61.71 | 2 | 0
2035 | MISO_IN_2_PJM_ROR | MISO_IN | PJM_ROR | Internal | Summer | B7 | 400 | 992 | 0 | 51.32 | 49.34 | 2 | 0
2035 | MISO_IN_2_PJM_ROR | MISO_IN | PJM_ROR | Internal | Summer | B8 | 500 | 992 | 0 | 46.16 | 46.15 | 2 | 0
2035 | MISO_IN_2_PJM_ROR | MISO_IN | PJM_ROR | Internal | Summer | B9 | 800 | 992 | 0 | 42.76 | 43.22 | 2 | 0
2035 | MISO_IN_2_PJM_ROR | MISO_IN | PJM_ROR | Internal | Summer | B10 | 1262 | 992 | 0 | 41.93 | 39.93 | 2 | 0
2035 | MISO_IN_2_PJM_ROR | MISO_IN | PJM_ROR | Internal | Winter | B16 | 25 | 992 | 0 | 59.03 | 55.67 | 2 | 0
2035 | MISO_IN_2_PJM_ROR | MISO_IN | PJM_ROR | Internal | Winter | B17 | 100 | 992 | 0 | 57 | 55 | 2 | 0
2035 | MISO_IN_2_PJM_ROR | MISO_IN | PJM_ROR | Internal | Winter | B18 | 400 | 992 | 0 | 54.49 | 52.5 | 2 | 0
2035 | MISO_IN_2_PJM_ROR | MISO_IN | PJM_ROR | Internal | Winter | B19 | 700 | 992 | 0 | 51.69 | 50.57 | 2 | 0
2035 | MISO_IN_2_PJM_ROR | MISO_IN | PJM_ROR | Internal | Winter | B20 | 935 | 992 | 0 | 41.49 | 39.47 | 2 | 0
2035 | MISO_MI_2_IESO | MISO_MI | IESO | Internal | Shoulder | B11 | 25 | 1580 | 0 | 61.16 | 49.65 | 8 | 0
2035 | MISO_MI_2_IESO | MISO_MI | IESO | Internal | Shoulder | B12 | 200 | 1580 | 0 | 56.65 | 49.65 | 8 | 0
2035 | MISO_MI_2_IESO | MISO_MI | IESO | Internal | Shoulder | B13 | 600 | 1580 | 0 | 51.09 | 45.67 | 8 | 0
2035 | MISO_MI_2_IESO | MISO_MI | IESO | Internal | Shoulder | B14 | 900 | 1580 | 0 | 49.18 | 45.67 | 8 | 0
2035 | MISO_MI_2_IESO | MISO_MI | IESO | Internal | Shoulder | B15 | 1203 | 1580 | 0 | 44.09 | 45.67 | 8 | 0
2035 | MISO_MI_2_IESO | MISO_MI | IESO | Internal | Summer | B1 | 10 | 1580 | 0 | 83.37 | 80.38 | 8 | 0
2035 | MISO_MI_2_IESO | MISO_MI | IESO | Internal | Summer | B2 | 25 | 1580 | 0 | 80.71 | 77.71 | 8 | 0
2035 | MISO_MI_2_IESO | MISO_MI | IESO | Internal | Summer | B3 | 75 | 1580 | 0 | 79.17 | 72.17 | 8 | 0
2035 | MISO_MI_2_IESO | MISO_MI | IESO | Internal | Summer | B4 | 100 | 1580 | 0 | 77.21 | 53.62 | 8 | 0
2035 | MISO_MI_2_IESO | MISO_MI | IESO | Internal | Summer | B5 | 200 | 1580 | 0 | 75.52 | 49.07 | 8 | 0
2035 | MISO_MI_2_IESO | MISO_MI | IESO | Internal | Summer | B6 | 300 | 1580 | 0 | 63.71 | 48.85 | 8 | 0
2035 | MISO_MI_2_IESO | MISO_MI | IESO | Internal | Summer | B7 | 400 | 1580 | 0 | 51.34 | 44.34 | 8 | 0
2035 | MISO_MI_2_IESO | MISO_MI | IESO | Internal | Summer | B8 | 500 | 1580 | 0 | 46.17 | 44.15 | 8 | 0
2035 | MISO_MI_2_IESO | MISO_MI | IESO | Internal | Summer | B9 | 800 | 1580 | 0 | 42.77 | 44.15 | 8 | 0
2035 | MISO_MI_2_IESO | MISO_MI | IESO | Internal | Summer | B10 | 1262 | 1580 | 0 | 41.94 | 44.15 | 8 | 0
2035 | MISO_MI_2_IESO | MISO_MI | IESO | Internal | Winter | B16 | 25 | 1580 | 0 | 59.02 | 52.02 | 8 | 0
2035 | MISO_MI_2_IESO | MISO_MI | IESO | Internal | Winter | B17 | 100 | 1580 | 0 | 57.02 | 50.02 | 8 | 0
2035 | MISO_MI_2_IESO | MISO_MI | IESO | Internal | Winter | B18 | 400 | 1580 | 0 | 54.5 | 49.5 | 8 | 0
2035 | MISO_MI_2_IESO | MISO_MI | IESO | Internal | Winter | B19 | 700 | 1580 | 0 | 51.7 | 49.5 | 8 | 0
2035 | MISO_MI_2_IESO | MISO_MI | IESO | Internal | Winter | B20 | 935 | 1580 | 139.21 | 41.5 | 49.5 | 8 | 0
2035 | MISO_MI_2_MISO_IN | MISO_MI | MISO_IN | Internal | Shoulder | B11 | 25 | 2045 | 2045 | 61.16 | 66.15 | 0.01 | 4.98
2035 | MISO_MI_2_MISO_IN | MISO_MI | MISO_IN | Internal | Shoulder | B12 | 200 | 2045 | 0 | 56.65 | 56.64 | 0.01 | 0
2035 | MISO_MI_2_MISO_IN | MISO_MI | MISO_IN | Internal | Shoulder | B13 | 600 | 2045 | 0 | 51.09 | 51.08 | 0.01 | 0
2035 | MISO_MI_2_MISO_IN | MISO_MI | MISO_IN | Internal | Shoulder | B14 | 900 | 2045 | 0 | 49.18 | 49.17 | 0.01 | 0
2035 | MISO_MI_2_MISO_IN | MISO_MI | MISO_IN | Internal | Shoulder | B15 | 1203 | 2045 | 0 | 44.09 | 44.08 | 0.01 | 0
2035 | MISO_MI_2_MISO_IN | MISO_MI | MISO_IN | Internal | Summer | B1 | 10 | 2045 | 0 | 83.37 | 83.36 | 0.01 | 0
2035 | MISO_MI_2_MISO_IN | MISO_MI | MISO_IN | Internal | Summer | B2 | 25 | 2045 | 5.66 | 80.71 | 80.73 | 0.01 | 0
2035 | MISO_MI_2_MISO_IN | MISO_MI | MISO_IN | Internal | Summer | B3 | 75 | 2045 | 466.33 | 79.17 | 79.18 | 0.01 | 0
2035 | MISO_MI_2_MISO_IN | MISO_MI | MISO_IN | Internal | Summer | B4 | 100 | 2045 | 1878.43 | 77.21 | 77.22 | 0.01 | 0
2035 | MISO_MI_2_MISO_IN | MISO_MI | MISO_IN | Internal | Summer | B5 | 200 | 2045 | 1530.49 | 75.52 | 75.53 | 0.01 | 0
2035 | MISO_MI_2_MISO_IN | MISO_MI | MISO_IN | Internal | Summer | B6 | 300 | 2045 | 305.27 | 63.71 | 63.72 | 0.01 | 0
2035 | MISO_MI_2_MISO_IN | MISO_MI | MISO_IN | Internal | Summer | B7 | 400 | 2045 | 0 | 51.34 | 51.32 | 0.01 | 0
2035 | MISO_MI_2_MISO_IN | MISO_MI | MISO_IN | Internal | Summer | B8 | 500 | 2045 | 0 | 46.17 | 46.16 | 0.01 | 0
2035 | MISO_MI_2_MISO_IN | MISO_MI | MISO_IN | Internal | Summer | B9 | 800 | 2045 | 0 | 42.77 | 42.76 | 0.01 | 0
2035 | MISO_MI_2_MISO_IN | MISO_MI | MISO_IN | Internal | Summer | B10 | 1262 | 2045 | 0 | 41.94 | 41.93 | 0.01 | 0
2035 | MISO_MI_2_MISO_IN | MISO_MI | MISO_IN | Internal | Winter | B16 | 25 | 2045 | 296.87 | 59.02 | 59.03 | 0.01 | 0
2035 | MISO_MI_2_MISO_IN | MISO_MI | MISO_IN | Internal | Winter | B17 | 100 | 2045 | 0 | 57.02 | 57 | 0.01 | 0
2035 | MISO_MI_2_MISO_IN | MISO_MI | MISO_IN | Internal | Winter | B18 | 400 | 2045 | 0 | 54.5 | 54.49 | 0.01 | 0
2035 | MISO_MI_2_MISO_IN | MISO_MI | MISO_IN | Internal | Winter | B19 | 700 | 2045 | 0 | 51.7 | 51.69 | 0.01 | 0
2035 | MISO_MI_2_MISO_IN | MISO_MI | MISO_IN | Internal | Winter | B20 | 935 | 2045 | 0 | 41.5 | 41.49 | 0.01 | 0
2035 | MISO_MI_2_MISO_WUMS | MISO_MI | MISO_WUMS | Internal | Shoulder | B11 | 25 | 947 | 0 | 61.16 | 61.15 | 0.01 | 0
2035 | MISO_MI_2_MISO_WUMS | MISO_MI | MISO_WUMS | Internal | Shoulder | B12 | 200 | 947 | 0 | 56.65 | 56.63 | 0.01 | 0
2035 | MISO_MI_2_MISO_WUMS | MISO_MI | MISO_WUMS | Internal | Shoulder | B13 | 600 | 947 | 0 | 51.09 | 51.07 | 0.01 | 0
2035 | MISO_MI_2_MISO_WUMS | MISO_MI | MISO_WUMS | Internal | Shoulder | B14 | 900 | 947 | 0 | 49.18 | 49.13 | 0.01 | 0
2035 | MISO_MI_2_MISO_WUMS | MISO_MI | MISO_WUMS | Internal | Shoulder | B15 | 1203 | 947 | 0 | 44.09 | 44.01 | 0.01 | 0
2035 | MISO_MI_2_MISO_WUMS | MISO_MI | MISO_WUMS | Internal | Summer | B1 | 10 | 947 | 0 | 83.37 | 75.33 | 0.01 | 0
2035 | MISO_MI_2_MISO_WUMS | MISO_MI | MISO_WUMS | Internal | Summer | B2 | 25 | 947 | 0 | 80.71 | 75.33 | 0.01 | 0
2035 | MISO_MI_2_MISO_WUMS | MISO_MI | MISO_WUMS | Internal | Summer | B3 | 75 | 947 | 0 | 79.17 | 75.33 | 0.01 | 0
2035 | MISO_MI_2_MISO_WUMS | MISO_MI | MISO_WUMS | Internal | Summer | B4 | 100 | 947 | 0 | 77.21 | 75.33 | 0.01 | 0
2035 | MISO_MI_2_MISO_WUMS | MISO_MI | MISO_WUMS | Internal | Summer | B5 | 200 | 947 | 0 | 75.52 | 75.33 | 0.01 | 0
2035 | MISO_MI_2_MISO_WUMS | MISO_MI | MISO_WUMS | Internal | Summer | B6 | 300 | 947 | 0 | 63.71 | 63.71 | 0.01 | 0
2035 | MISO_MI_2_MISO_WUMS | MISO_MI | MISO_WUMS | Internal | Summer | B7 | 400 | 947 | 0 | 51.34 | 51.31 | 0.01 | 0
2035 | MISO_MI_2_MISO_WUMS | MISO_MI | MISO_WUMS | Internal | Summer | B8 | 500 | 947 | 0 | 46.17 | 46.12 | 0.01 | 0
2035 | MISO_MI_2_MISO_WUMS | MISO_MI | MISO_WUMS | Internal | Summer | B9 | 800 | 947 | 0 | 42.77 | 42.74 | 0.01 | 0
2035 | MISO_MI_2_MISO_WUMS | MISO_MI | MISO_WUMS | Internal | Summer | B10 | 1262 | 947 | 0 | 41.94 | 41.93 | 0.01 | 0
2035 | MISO_MI_2_MISO_WUMS | MISO_MI | MISO_WUMS | Internal | Winter | B16 | 25 | 947 | 0 | 59.02 | 57.67 | 0.01 | 0
2035 | MISO_MI_2_MISO_WUMS | MISO_MI | MISO_WUMS | Internal | Winter | B17 | 100 | 947 | 0 | 57.02 | 55.44 | 0.01 | 0
2035 | MISO_MI_2_MISO_WUMS | MISO_MI | MISO_WUMS | Internal | Winter | B18 | 400 | 947 | 0 | 54.5 | 54.48 | 0.01 | 0
2035 | MISO_MI_2_MISO_WUMS | MISO_MI | MISO_WUMS | Internal | Winter | B19 | 700 | 947 | 0 | 51.7 | 51.68 | 0.01 | 0
2035 | MISO_MI_2_MISO_WUMS | MISO_MI | MISO_WUMS | Internal | Winter | B20 | 935 | 947 | 162.94 | 41.5 | 41.51 | 0.01 | 0
2035 | MISO_MI_2_PJM_ROR | MISO_MI | PJM_ROR | Internal | Shoulder | B11 | 25 | 1424 | 0 | 61.16 | 59.15 | 2 | 0
2035 | MISO_MI_2_PJM_ROR | MISO_MI | PJM_ROR | Internal | Shoulder | B12 | 200 | 1424 | 0 | 56.65 | 54.65 | 2 | 0
2035 | MISO_MI_2_PJM_ROR | MISO_MI | PJM_ROR | Internal | Shoulder | B13 | 600 | 1424 | 0 | 51.09 | 49.09 | 2 | 0
2035 | MISO_MI_2_PJM_ROR | MISO_MI | PJM_ROR | Internal | Shoulder | B14 | 900 | 1424 | 0 | 49.18 | 47.79 | 2 | 0
2035 | MISO_MI_2_PJM_ROR | MISO_MI | PJM_ROR | Internal | Shoulder | B15 | 1203 | 1424 | 0 | 44.09 | 42.35 | 2 | 0
2035 | MISO_MI_2_PJM_ROR | MISO_MI | PJM_ROR | Internal | Summer | B1 | 10 | 1424 | 0 | 83.37 | 81.37 | 2 | 0
2035 | MISO_MI_2_PJM_ROR | MISO_MI | PJM_ROR | Internal | Summer | B2 | 25 | 1424 | 0 | 80.71 | 78.71 | 2 | 0
2035 | MISO_MI_2_PJM_ROR | MISO_MI | PJM_ROR | Internal | Summer | B3 | 75 | 1424 | 0 | 79.17 | 77.18 | 2 | 0
2035 | MISO_MI_2_PJM_ROR | MISO_MI | PJM_ROR | Internal | Summer | B4 | 100 | 1424 | 0 | 77.21 | 75.22 | 2 | 0
2035 | MISO_MI_2_PJM_ROR | MISO_MI | PJM_ROR | Internal | Summer | B5 | 200 | 1424 | 0 | 75.52 | 73.52 | 2 | 0
2035 | MISO_MI_2_PJM_ROR | MISO_MI | PJM_ROR | Internal | Summer | B6 | 300 | 1424 | 0 | 63.71 | 61.71 | 2 | 0
2035 | MISO_MI_2_PJM_ROR | MISO_MI | PJM_ROR | Internal | Summer | B7 | 400 | 1424 | 0 | 51.34 | 49.34 | 2 | 0
2035 | MISO_MI_2_PJM_ROR | MISO_MI | PJM_ROR | Internal | Summer | B8 | 500 | 1424 | 0 | 46.17 | 46.15 | 2 | 0
2035 | MISO_MI_2_PJM_ROR | MISO_MI | PJM_ROR | Internal | Summer | B9 | 800 | 1424 | 0 | 42.77 | 43.22 | 2 | 0
2035 | MISO_MI_2_PJM_ROR | MISO_MI | PJM_ROR | Internal | Summer | B10 | 1262 | 1424 | 0 | 41.94 | 39.93 | 2 | 0
2035 | MISO_MI_2_PJM_ROR | MISO_MI | PJM_ROR | Internal | Winter | B16 | 25 | 1424 | 0 | 59.02 | 55.67 | 2 | 0
2035 | MISO_MI_2_PJM_ROR | MISO_MI | PJM_ROR | Internal | Winter | B17 | 100 | 1424 | 0 | 57.02 | 55 | 2 | 0
2035 | MISO_MI_2_PJM_ROR | MISO_MI | PJM_ROR | Internal | Winter | B18 | 400 | 1424 | 0 | 54.5 | 52.5 | 2 | 0
2035 | MISO_MI_2_PJM_ROR | MISO_MI | PJM_ROR | Internal | Winter | B19 | 700 | 1424 | 0 | 51.7 | 50.57 | 2 | 0
2035 | MISO_MI_2_PJM_ROR | MISO_MI | PJM_ROR | Internal | Winter | B20 | 935 | 1424 | 0 | 41.5 | 39.47 | 2 | 0
2035 | MISO_MO-IL_2_ENT | MISO_MO-IL | ENT | Internal | Shoulder | B11 | 25 | 2540 | 0 | 66.16 | 74.15 | 8 | 0
2035 | MISO_MO-IL_2_ENT | MISO_MO-IL | ENT | Internal | Shoulder | B12 | 200 | 2540 | 0 | 56.63 | 52.97 | 8 | 0
2035 | MISO_MO-IL_2_ENT | MISO_MO-IL | ENT | Internal | Shoulder | B13 | 600 | 2540 | 0 | 51.07 | 52.97 | 8 | 0
2035 | MISO_MO-IL_2_ENT | MISO_MO-IL | ENT | Internal | Shoulder | B14 | 900 | 2540 | 0 | 49.15 | 52.58 | 8 | 0
2035 | MISO_MO-IL_2_ENT | MISO_MO-IL | ENT | Internal | Shoulder | B15 | 1203 | 2540 | 0 | 43.82 | 50.84 | 8 | 0
2035 | MISO_MO-IL_2_ENT | MISO_MO-IL | ENT | Internal | Summer | B1 | 10 | 2540 | 0 | 83.37 | 86.3 | 8 | 0
2035 | MISO_MO-IL_2_ENT | MISO_MO-IL | ENT | Internal | Summer | B2 | 25 | 2540 | 0 | 80.74 | 84.7 | 8 | 0
2035 | MISO_MO-IL_2_ENT | MISO_MO-IL | ENT | Internal | Summer | B3 | 75 | 2540 | 0 | 79.18 | 78.6 | 8 | 0
2035 | MISO_MO-IL_2_ENT | MISO_MO-IL | ENT | Internal | Summer | B4 | 100 | 2540 | 0 | 77.23 | 78.6 | 8 | 0
2035 | MISO_MO-IL_2_ENT | MISO_MO-IL | ENT | Internal | Summer | B5 | 200 | 2540 | 0 | 75.54 | 75.59 | 8 | 0
2035 | MISO_MO-IL_2_ENT | MISO_MO-IL | ENT | Internal | Summer | B6 | 300 | 2540 | 129.36 | 63.74 | 71.74 | 8 | 0
2035 | MISO_MO-IL_2_ENT | MISO_MO-IL | ENT | Internal | Summer | B7 | 400 | 2540 | 0 | 51.34 | 51.78 | 8 | 0
2035 | MISO_MO-IL_2_ENT | MISO_MO-IL | ENT | Internal | Summer | B8 | 500 | 2540 | 0 | 46.15 | 51.11 | 8 | 0
2035 | MISO_MO-IL_2_ENT | MISO_MO-IL | ENT | Internal | Summer | B9 | 800 | 2540 | 1775.7 | 42.74 | 50.74 | 8 | 0
2035 | MISO_MO-IL_2_ENT | MISO_MO-IL | ENT | Internal | Summer | B10 | 1262 | 2540 | 2503.97 | 41.07 | 49.07 | 8 | 0
2035 | MISO_MO-IL_2_ENT | MISO_MO-IL | ENT | Internal | Winter | B16 | 25 | 2540 | 0 | 57.67 | 62.59 | 8 | 0
2035 | MISO_MO-IL_2_ENT | MISO_MO-IL | ENT | Internal | Winter | B17 | 100 | 2540 | 0 | 55.18 | 56.74 | 8 | 0
2035 | MISO_MO-IL_2_ENT | MISO_MO-IL | ENT | Internal | Winter | B18 | 400 | 2540 | 0 | 54.48 | 56.74 | 8 | 0
2035 | MISO_MO-IL_2_ENT | MISO_MO-IL | ENT | Internal | Winter | B19 | 700 | 2540 | 0 | 51.68 | 55.49 | 8 | 0
2035 | MISO_MO-IL_2_ENT | MISO_MO-IL | ENT | Internal | Winter | B20 | 935 | 2540 | 2540 | 41.47 | 49.98 | 8 | 0.5
2035 | MISO_MO-IL_2_MISO_IN | MISO_MO-IL | MISO_IN | Internal | Shoulder | B11 | 25 | 2100 | 0 | 66.16 | 66.15 | 0.01 | 0
2035 | MISO_MO-IL_2_MISO_IN | MISO_MO-IL | MISO_IN | Internal | Shoulder | B12 | 200 | 2100 | 1355.91 | 56.63 | 56.64 | 0.01 | 0
2035 | MISO_MO-IL_2_MISO_IN | MISO_MO-IL | MISO_IN | Internal | Shoulder | B13 | 600 | 2100 | 1195.43 | 51.07 | 51.08 | 0.01 | 0
2035 | MISO_MO-IL_2_MISO_IN | MISO_MO-IL | MISO_IN | Internal | Shoulder | B14 | 900 | 2100 | 1414.47 | 49.15 | 49.17 | 0.01 | 0
2035 | MISO_MO-IL_2_MISO_IN | MISO_MO-IL | MISO_IN | Internal | Shoulder | B15 | 1203 | 2100 | 2100 | 43.82 | 44.08 | 0.01 | 0.24
2035 | MISO_MO-IL_2_MISO_IN | MISO_MO-IL | MISO_IN | Internal | Summer | B1 | 10 | 2100 | 0 | 83.37 | 83.36 | 0.01 | 0
2035 | MISO_MO-IL_2_MISO_IN | MISO_MO-IL | MISO_IN | Internal | Summer | B2 | 25 | 2100 | 0 | 80.74 | 80.73 | 0.01 | 0
2035 | MISO_MO-IL_2_MISO_IN | MISO_MO-IL | MISO_IN | Internal | Summer | B3 | 75 | 2100 | 0 | 79.18 | 79.18 | 0.01 | 0
2035 | MISO_MO-IL_2_MISO_IN | MISO_MO-IL | MISO_IN | Internal | Summer | B4 | 100 | 2100 | 0 | 77.23 | 77.22 | 0.01 | 0
2035 | MISO_MO-IL_2_MISO_IN | MISO_MO-IL | MISO_IN | Internal | Summer | B5 | 200 | 2100 | 0 | 75.54 | 75.53 | 0.01 | 0
2035 | MISO_MO-IL_2_MISO_IN | MISO_MO-IL | MISO_IN | Internal | Summer | B6 | 300 | 2100 | 0 | 63.74 | 63.72 | 0.01 | 0
2035 | MISO_MO-IL_2_MISO_IN | MISO_MO-IL | MISO_IN | Internal | Summer | B7 | 400 | 2100 | 0 | 51.34 | 51.32 | 0.01 | 0
2035 | MISO_MO-IL_2_MISO_IN | MISO_MO-IL | MISO_IN | Internal | Summer | B8 | 500 | 2100 | 1592.9 | 46.15 | 46.16 | 0.01 | 0
2035 | MISO_MO-IL_2_MISO_IN | MISO_MO-IL | MISO_IN | Internal | Summer | B9 | 800 | 2100 | 270.48 | 42.74 | 42.76 | 0.01 | 0
2035 | MISO_MO-IL_2_MISO_IN | MISO_MO-IL | MISO_IN | Internal | Summer | B10 | 1262 | 2100 | 2100 | 41.07 | 41.93 | 0.01 | 0.85
2035 | MISO_MO-IL_2_MISO_IN | MISO_MO-IL | MISO_IN | Internal | Winter | B16 | 25 | 2100 | 2100 | 57.67 | 59.03 | 0.01 | 1.34
2035 | MISO_MO-IL_2_MISO_IN | MISO_MO-IL | MISO_IN | Internal | Winter | B17 | 100 | 2100 | 2100 | 55.18 | 57 | 0.01 | 1.81
2035 | MISO_MO-IL_2_MISO_IN | MISO_MO-IL | MISO_IN | Internal | Winter | B18 | 400 | 2100 | 659.49 | 54.48 | 54.49 | 0.01 | 0
2035 | MISO_MO-IL_2_MISO_IN | MISO_MO-IL | MISO_IN | Internal | Winter | B19 | 700 | 2100 | 330.21 | 51.68 | 51.69 | 0.01 | 0
2035 | MISO_MO-IL_2_MISO_IN | MISO_MO-IL | MISO_IN | Internal | Winter | B20 | 935 | 2100 | 1603.68 | 41.47 | 41.49 | 0.01 | 0
2035 | MISO_MO-IL_2_MISO_W | MISO_MO-IL | MISO_W | Internal | Shoulder | B11 | 25 | 960 | 0 | 66.16 | 66.15 | 0.01 | 0
2035 | MISO_MO-IL_2_MISO_W | MISO_MO-IL | MISO_W | Internal | Shoulder | B12 | 200 | 960 | 0 | 56.63 | 56.61 | 0.01 | 0
2035 | MISO_MO-IL_2_MISO_W | MISO_MO-IL | MISO_W | Internal | Shoulder | B13 | 600 | 960 | 0 | 51.07 | 51.05 | 0.01 | 0
2035 | MISO_MO-IL_2_MISO_W | MISO_MO-IL | MISO_W | Internal | Shoulder | B14 | 900 | 960 | 0 | 49.15 | 49.14 | 0.01 | 0
2035 | MISO_MO-IL_2_MISO_W | MISO_MO-IL | MISO_W | Internal | Shoulder | B15 | 1203 | 960 | 0 | 43.82 | 43.81 | 0.01 | 0
2035 | MISO_MO-IL_2_MISO_W | MISO_MO-IL | MISO_W | Internal | Summer | B1 | 10 | 960 | 0 | 83.37 | 83.36 | 0.01 | 0
2035 | MISO_MO-IL_2_MISO_W | MISO_MO-IL | MISO_W | Internal | Summer | B2 | 25 | 960 | 960 | 80.74 | 81.29 | 0.01 | 0.54
2035 | MISO_MO-IL_2_MISO_W | MISO_MO-IL | MISO_W | Internal | Summer | B3 | 75 | 960 | 960 | 79.18 | 81.39 | 0.01 | 2.2
2035 | MISO_MO-IL_2_MISO_W | MISO_MO-IL | MISO_W | Internal | Summer | B4 | 100 | 960 | 960 | 77.23 | 80.22 | 0.01 | 2.98
2035 | MISO_MO-IL_2_MISO_W | MISO_MO-IL | MISO_W | Internal | Summer | B5 | 200 | 960 | 960 | 75.54 | 80.22 | 0.01 | 4.67
2035 | MISO_MO-IL_2_MISO_W | MISO_MO-IL | MISO_W | Internal | Summer | B6 | 300 | 960 | 960 | 63.74 | 64.74 | 0.01 | 0.99
2035 | MISO_MO-IL_2_MISO_W | MISO_MO-IL | MISO_W | Internal | Summer | B7 | 400 | 960 | 0 | 51.34 | 51.32 | 0.01 | 0
2035 | MISO_MO-IL_2_MISO_W | MISO_MO-IL | MISO_W | Internal | Summer | B8 | 500 | 960 | 0 | 46.15 | 46.13 | 0.01 | 0
2035 | MISO_MO-IL_2_MISO_W | MISO_MO-IL | MISO_W | Internal | Summer | B9 | 800 | 960 | 0 | 42.74 | 42.73 | 0.01 | 0
2035 | MISO_MO-IL_2_MISO_W | MISO_MO-IL | MISO_W | Internal | Summer | B10 | 1262 | 960 | 0 | 41.07 | 41.06 | 0.01 | 0
2035 | MISO_MO-IL_2_MISO_W | MISO_MO-IL | MISO_W | Internal | Winter | B16 | 25 | 960 | 0 | 57.67 | 57.66 | 0.01 | 0
2035 | MISO_MO-IL_2_MISO_W | MISO_MO-IL | MISO_W | Internal | Winter | B17 | 100 | 960 | 0 | 55.18 | 55.17 | 0.01 | 0
2035 | MISO_MO-IL_2_MISO_W | MISO_MO-IL | MISO_W | Internal | Winter | B18 | 400 | 960 | 0 | 54.48 | 54.46 | 0.01 | 0
2035 | MISO_MO-IL_2_MISO_W | MISO_MO-IL | MISO_W | Internal | Winter | B19 | 700 | 960 | 0 | 51.68 | 51.67 | 0.01 | 0
2035 | MISO_MO-IL_2_MISO_W | MISO_MO-IL | MISO_W | Internal | Winter | B20 | 935 | 960 | 0 | 41.47 | 41.46 | 0.01 | 0
2035 | MISO_MO-IL_2_PJM_ROR | MISO_MO-IL | PJM_ROR | Internal | Shoulder | B11 | 25 | 1212 | 0 | 66.16 | 59.15 | 2 | 0
2035 | MISO_MO-IL_2_PJM_ROR | MISO_MO-IL | PJM_ROR | Internal | Shoulder | B12 | 200 | 1212 | 0 | 56.63 | 54.65 | 2 | 0
2035 | MISO_MO-IL_2_PJM_ROR | MISO_MO-IL | PJM_ROR | Internal | Shoulder | B13 | 600 | 1212 | 0 | 51.07 | 49.09 | 2 | 0
2035 | MISO_MO-IL_2_PJM_ROR | MISO_MO-IL | PJM_ROR | Internal | Shoulder | B14 | 900 | 1212 | 0 | 49.15 | 47.79 | 2 | 0
2035 | MISO_MO-IL_2_PJM_ROR | MISO_MO-IL | PJM_ROR | Internal | Shoulder | B15 | 1203 | 1212 | 0 | 43.82 | 42.35 | 2 | 0
2035 | MISO_MO-IL_2_PJM_ROR | MISO_MO-IL | PJM_ROR | Internal | Summer | B1 | 10 | 1212 | 0 | 83.37 | 81.37 | 2 | 0
2035 | MISO_MO-IL_2_PJM_ROR | MISO_MO-IL | PJM_ROR | Internal | Summer | B2 | 25 | 1212 | 0 | 80.74 | 78.71 | 2 | 0
2035 | MISO_MO-IL_2_PJM_ROR | MISO_MO-IL | PJM_ROR | Internal | Summer | B3 | 75 | 1212 | 0 | 79.18 | 77.18 | 2 | 0
2035 | MISO_MO-IL_2_PJM_ROR | MISO_MO-IL | PJM_ROR | Internal | Summer | B4 | 100 | 1212 | 0 | 77.23 | 75.22 | 2 | 0
2035 | MISO_MO-IL_2_PJM_ROR | MISO_MO-IL | PJM_ROR | Internal | Summer | B5 | 200 | 1212 | 0 | 75.54 | 73.52 | 2 | 0
2035 | MISO_MO-IL_2_PJM_ROR | MISO_MO-IL | PJM_ROR | Internal | Summer | B6 | 300 | 1212 | 0 | 63.74 | 61.71 | 2 | 0
2035 | MISO_MO-IL_2_PJM_ROR | MISO_MO-IL | PJM_ROR | Internal | Summer | B7 | 400 | 1212 | 0 | 51.34 | 49.34 | 2 | 0
2035 | MISO_MO-IL_2_PJM_ROR | MISO_MO-IL | PJM_ROR | Internal | Summer | B8 | 500 | 1212 | 0 | 46.15 | 46.15 | 2 | 0
2035 | MISO_MO-IL_2_PJM_ROR | MISO_MO-IL | PJM_ROR | Internal | Summer | B9 | 800 | 1212 | 0 | 42.74 | 43.22 | 2 | 0
2035 | MISO_MO-IL_2_PJM_ROR | MISO_MO-IL | PJM_ROR | Internal | Summer | B10 | 1262 | 1212 | 0 | 41.07 | 39.93 | 2 | 0
2035 | MISO_MO-IL_2_PJM_ROR | MISO_MO-IL | PJM_ROR | Internal | Winter | B16 | 25 | 1212 | 0 | 57.67 | 55.67 | 2 | 0
2035 | MISO_MO-IL_2_PJM_ROR | MISO_MO-IL | PJM_ROR | Internal | Winter | B17 | 100 | 1212 | 0 | 55.18 | 55 | 2 | 0
2035 | MISO_MO-IL_2_PJM_ROR | MISO_MO-IL | PJM_ROR | Internal | Winter | B18 | 400 | 1212 | 0 | 54.48 | 52.5 | 2 | 0
2035 | MISO_MO-IL_2_PJM_ROR | MISO_MO-IL | PJM_ROR | Internal | Winter | B19 | 700 | 1212 | 0 | 51.68 | 50.57 | 2 | 0
2035 | MISO_MO-IL_2_PJM_ROR | MISO_MO-IL | PJM_ROR | Internal | Winter | B20 | 935 | 1212 | 0 | 41.47 | 39.47 | 2 | 0
2035 | MISO_MO-IL_2_SPP_N | MISO_MO-IL | SPP_N | Internal | Shoulder | B11 | 25 | 2000 | 0 | 66.16 | 73.15 | 8 | 0
2035 | MISO_MO-IL_2_SPP_N | MISO_MO-IL | SPP_N | Internal | Shoulder | B12 | 200 | 2000 | 0 | 56.63 | 53.24 | 8 | 0
2035 | MISO_MO-IL_2_SPP_N | MISO_MO-IL | SPP_N | Internal | Shoulder | B13 | 600 | 2000 | 0 | 51.07 | 51.05 | 8 | 0
2035 | MISO_MO-IL_2_SPP_N | MISO_MO-IL | SPP_N | Internal | Shoulder | B14 | 900 | 2000 | 0 | 49.15 | 47.58 | 8 | 0
2035 | MISO_MO-IL_2_SPP_N | MISO_MO-IL | SPP_N | Internal | Shoulder | B15 | 1203 | 2000 | 0 | 43.82 | 41.48 | 8 | 0
2035 | MISO_MO-IL_2_SPP_N | MISO_MO-IL | SPP_N | Internal | Summer | B1 | 10 | 2000 | 0 | 83.37 | 81.3 | 8 | 0
2035 | MISO_MO-IL_2_SPP_N | MISO_MO-IL | SPP_N | Internal | Summer | B2 | 25 | 2000 | 0 | 80.74 | 81.3 | 8 | 0
2035 | MISO_MO-IL_2_SPP_N | MISO_MO-IL | SPP_N | Internal | Summer | B3 | 75 | 2000 | 0 | 79.18 | 81.38 | 8 | 0
2035 | MISO_MO-IL_2_SPP_N | MISO_MO-IL | SPP_N | Internal | Summer | B4 | 100 | 2000 | 0 | 77.23 | 81.3 | 8 | 0
2035 | MISO_MO-IL_2_SPP_N | MISO_MO-IL | SPP_N | Internal | Summer | B5 | 200 | 2000 | 0 | 75.54 | 81.3 | 8 | 0
2035 | MISO_MO-IL_2_SPP_N | MISO_MO-IL | SPP_N | Internal | Summer | B6 | 300 | 2000 | 1287.77 | 63.74 | 71.74 | 8 | 0
2035 | MISO_MO-IL_2_SPP_N | MISO_MO-IL | SPP_N | Internal | Summer | B7 | 400 | 2000 | 0 | 51.34 | 58.32 | 8 | 0
2035 | MISO_MO-IL_2_SPP_N | MISO_MO-IL | SPP_N | Internal | Summer | B8 | 500 | 2000 | 0 | 46.15 | 50.6 | 8 | 0
2035 | MISO_MO-IL_2_SPP_N | MISO_MO-IL | SPP_N | Internal | Summer | B9 | 800 | 2000 | 0 | 42.74 | 48.77 | 8 | 0
2035 | MISO_MO-IL_2_SPP_N | MISO_MO-IL | SPP_N | Internal | Summer | B10 | 1262 | 2000 | 0 | 41.07 | 41.68 | 8 | 0
2035 | MISO_MO-IL_2_SPP_N | MISO_MO-IL | SPP_N | Internal | Winter | B16 | 25 | 2000 | 0 | 57.67 | 57.59 | 8 | 0
2035 | MISO_MO-IL_2_SPP_N | MISO_MO-IL | SPP_N | Internal | Winter | B17 | 100 | 2000 | 0 | 55.18 | 51.74 | 8 | 0
2035 | MISO_MO-IL_2_SPP_N | MISO_MO-IL | SPP_N | Internal | Winter | B18 | 400 | 2000 | 0 | 54.48 | 51.76 | 8 | 0
2035 | MISO_MO-IL_2_SPP_N | MISO_MO-IL | SPP_N | Internal | Winter | B19 | 700 | 2000 | 0 | 51.68 | 50.49 | 8 | 0
2035 | MISO_MO-IL_2_SPP_N | MISO_MO-IL | SPP_N | Internal | Winter | B20 | 935 | 2000 | 0 | 41.47 | 40.15 | 8 | 0
2035 | MISO_MO-IL_2_TVA_Transmission | MISO_MO-IL | TVA_Transmission | Internal | Shoulder | B11 | 25 | 4000 | 0 | 66.16 | 65.15 | 8 | 0
2035 | MISO_MO-IL_2_TVA_Transmission | MISO_MO-IL | TVA_Transmission | Internal | Shoulder | B12 | 200 | 4000 | 0 | 56.63 | 56.96 | 8 | 0
2035 | MISO_MO-IL_2_TVA_Transmission | MISO_MO-IL | TVA_Transmission | Internal | Shoulder | B13 | 600 | 4000 | 0 | 51.07 | 52.37 | 8 | 0
2035 | MISO_MO-IL_2_TVA_Transmission | MISO_MO-IL | TVA_Transmission | Internal | Shoulder | B14 | 900 | 4000 | 0 | 49.15 | 50.17 | 8 | 0
2035 | MISO_MO-IL_2_TVA_Transmission | MISO_MO-IL | TVA_Transmission | Internal | Shoulder | B15 | 1203 | 4000 | 0 | 43.82 | 48 | 8 | 0
2035 | MISO_MO-IL_2_TVA_Transmission | MISO_MO-IL | TVA_Transmission | Internal | Summer | B1 | 10 | 4000 | 0 | 83.37 | 91.04 | 8 | 0
2035 | MISO_MO-IL_2_TVA_Transmission | MISO_MO-IL | TVA_Transmission | Internal | Summer | B2 | 25 | 4000 | 1138.81 | 80.74 | 88.74 | 8 | 0
2035 | MISO_MO-IL_2_TVA_Transmission | MISO_MO-IL | TVA_Transmission | Internal | Summer | B3 | 75 | 4000 | 0 | 79.18 | 83.18 | 8 | 0
2035 | MISO_MO-IL_2_TVA_Transmission | MISO_MO-IL | TVA_Transmission | Internal | Summer | B4 | 100 | 4000 | 0 | 77.23 | 81.22 | 8 | 0
2035 | MISO_MO-IL_2_TVA_Transmission | MISO_MO-IL | TVA_Transmission | Internal | Summer | B5 | 200 | 4000 | 0 | 75.54 | 77.87 | 8 | 0
2035 | MISO_MO-IL_2_TVA_Transmission | MISO_MO-IL | TVA_Transmission | Internal | Summer | B6 | 300 | 4000 | 0 | 63.74 | 66.05 | 8 | 0
2035 | MISO_MO-IL_2_TVA_Transmission | MISO_MO-IL | TVA_Transmission | Internal | Summer | B7 | 400 | 4000 | 0 | 51.34 | 53.96 | 8 | 0
2035 | MISO_MO-IL_2_TVA_Transmission | MISO_MO-IL | TVA_Transmission | Internal | Summer | B8 | 500 | 4000 | 0 | 46.15 | 51.34 | 8 | 0
2035 | MISO_MO-IL_2_TVA_Transmission | MISO_MO-IL | TVA_Transmission | Internal | Summer | B9 | 800 | 4000 | 0 | 42.74 | 46.82 | 8 | 0
2035 | MISO_MO-IL_2_TVA_Transmission | MISO_MO-IL | TVA_Transmission | Internal | Summer | B10 | 1262 | 4000 | 0 | 41.07 | 41.45 | 8 | 0
2035 | MISO_MO-IL_2_TVA_Transmission | MISO_MO-IL | TVA_Transmission | Internal | Winter | B16 | 25 | 4000 | 0 | 57.67 | 61.67 | 8 | 0
2035 | MISO_MO-IL_2_TVA_Transmission | MISO_MO-IL | TVA_Transmission | Internal | Winter | B17 | 100 | 4000 | 0 | 55.18 | 58.7 | 8 | 0
2035 | MISO_MO-IL_2_TVA_Transmission | MISO_MO-IL | TVA_Transmission | Internal | Winter | B18 | 400 | 4000 | 0 | 54.48 | 55.15 | 8 | 0
2035 | MISO_MO-IL_2_TVA_Transmission | MISO_MO-IL | TVA_Transmission | Internal | Winter | B19 | 700 | 4000 | 0 | 51.68 | 51 | 8 | 0
2035 | MISO_MO-IL_2_TVA_Transmission | MISO_MO-IL | TVA_Transmission | Internal | Winter | B20 | 935 | 4000 | 0 | 41.47 | 45.47 | 8 | 0
2035 | MISO_W_2_IESO | MISO_W | IESO | Internal | Shoulder | B11 | 25 | 90 | 0 | 66.15 | 49.65 | 8 | 0
2035 | MISO_W_2_IESO | MISO_W | IESO | Internal | Shoulder | B12 | 200 | 90 | 0 | 56.61 | 49.65 | 8 | 0
2035 | MISO_W_2_IESO | MISO_W | IESO | Internal | Shoulder | B13 | 600 | 90 | 0 | 51.05 | 45.67 | 8 | 0
2035 | MISO_W_2_IESO | MISO_W | IESO | Internal | Shoulder | B14 | 900 | 90 | 0 | 49.14 | 45.67 | 8 | 0
2035 | MISO_W_2_IESO | MISO_W | IESO | Internal | Shoulder | B15 | 1203 | 90 | 0 | 43.81 | 45.67 | 8 | 0
2035 | MISO_W_2_IESO | MISO_W | IESO | Internal | Summer | B1 | 10 | 90 | 0 | 83.36 | 80.38 | 8 | 0
2035 | MISO_W_2_IESO | MISO_W | IESO | Internal | Summer | B2 | 25 | 90 | 0 | 81.29 | 77.71 | 8 | 0
2035 | MISO_W_2_IESO | MISO_W | IESO | Internal | Summer | B3 | 75 | 90 | 0 | 81.39 | 72.17 | 8 | 0
2035 | MISO_W_2_IESO | MISO_W | IESO | Internal | Summer | B4 | 100 | 90 | 0 | 80.22 | 53.62 | 8 | 0
2035 | MISO_W_2_IESO | MISO_W | IESO | Internal | Summer | B5 | 200 | 90 | 0 | 80.22 | 49.07 | 8 | 0
2035 | MISO_W_2_IESO | MISO_W | IESO | Internal | Summer | B6 | 300 | 90 | 0 | 64.74 | 48.85 | 8 | 0
2035 | MISO_W_2_IESO | MISO_W | IESO | Internal | Summer | B7 | 400 | 90 | 0 | 51.32 | 44.34 | 8 | 0
2035 | MISO_W_2_IESO | MISO_W | IESO | Internal | Summer | B8 | 500 | 90 | 0 | 46.13 | 44.15 | 8 | 0
2035 | MISO_W_2_IESO | MISO_W | IESO | Internal | Summer | B9 | 800 | 90 | 0 | 42.73 | 44.15 | 8 | 0
2035 | MISO_W_2_IESO | MISO_W | IESO | Internal | Summer | B10 | 1262 | 90 | 0 | 41.06 | 44.15 | 8 | 0
2035 | MISO_W_2_IESO | MISO_W | IESO | Internal | Winter | B16 | 25 | 90 | 0 | 57.66 | 52.02 | 8 | 0
2035 | MISO_W_2_IESO | MISO_W | IESO | Internal | Winter | B17 | 100 | 90 | 0 | 55.17 | 50.02 | 8 | 0
2035 | MISO_W_2_IESO | MISO_W | IESO | Internal | Winter | B18 | 400 | 90 | 0 | 54.46 | 49.5 | 8 | 0
2035 | MISO_W_2_IESO | MISO_W | IESO | Internal | Winter | B19 | 700 | 90 | 0 | 51.67 | 49.5 | 8 | 0
2035 | MISO_W_2_IESO | MISO_W | IESO | Internal | Winter | B20 | 935 | 90 | 90 | 41.46 | 49.5 | 8 | 0.04
2035 | MISO_W_2_MAPP_CA | MISO_W | MAPP_CA | Internal | Shoulder | B11 | 25 | 718 | 0 | 66.15 | 49.13 | 0.01 | 0
2035 | MISO_W_2_MAPP_CA | MISO_W | MAPP_CA | Internal | Shoulder | B12 | 200 | 718 | 0 | 56.61 | 49.13 | 0.01 | 0
2035 | MISO_W_2_MAPP_CA | MISO_W | MAPP_CA | Internal | Shoulder | B13 | 600 | 718 | 0 | 51.05 | 49.13 | 0.01 | 0
2035 | MISO_W_2_MAPP_CA | MISO_W | MAPP_CA | Internal | Shoulder | B14 | 900 | 718 | 0 | 49.14 | 49.13 | 0.01 | 0
2035 | MISO_W_2_MAPP_CA | MISO_W | MAPP_CA | Internal | Shoulder | B15 | 1203 | 718 | 718 | 43.81 | 49.13 | 0.01 | 5.31
2035 | MISO_W_2_MAPP_CA | MISO_W | MAPP_CA | Internal | Summer | B1 | 10 | 718 | 0 | 83.36 | 41.07 | 0.01 | 0
2035 | MISO_W_2_MAPP_CA | MISO_W | MAPP_CA | Internal | Summer | B2 | 25 | 718 | 0 | 81.29 | 41.07 | 0.01 | 0
2035 | MISO_W_2_MAPP_CA | MISO_W | MAPP_CA | Internal | Summer | B3 | 75 | 718 | 0 | 81.39 | 41.07 | 0.01 | 0
2035 | MISO_W_2_MAPP_CA | MISO_W | MAPP_CA | Internal | Summer | B4 | 100 | 718 | 0 | 80.22 | 41.07 | 0.01 | 0
2035 | MISO_W_2_MAPP_CA | MISO_W | MAPP_CA | Internal | Summer | B5 | 200 | 718 | 0 | 80.22 | 41.07 | 0.01 | 0
2035 | MISO_W_2_MAPP_CA | MISO_W | MAPP_CA | Internal | Summer | B6 | 300 | 718 | 0 | 64.74 | 41.07 | 0.01 | 0
2035 | MISO_W_2_MAPP_CA | MISO_W | MAPP_CA | Internal | Summer | B7 | 400 | 718 | 0 | 51.32 | 41.07 | 0.01 | 0
2035 | MISO_W_2_MAPP_CA | MISO_W | MAPP_CA | Internal | Summer | B8 | 500 | 718 | 0 | 46.13 | 41.07 | 0.01 | 0
2035 | MISO_W_2_MAPP_CA | MISO_W | MAPP_CA | Internal | Summer | B9 | 800 | 718 | 0 | 42.73 | 41.07 | 0.01 | 0
2035 | MISO_W_2_MAPP_CA | MISO_W | MAPP_CA | Internal | Summer | B10 | 1262 | 718 | 410.59 | 41.06 | 41.07 | 0.01 | 0
2035 | MISO_W_2_MAPP_CA | MISO_W | MAPP_CA | Internal | Winter | B16 | 25 | 718 | 0 | 57.66 | 57.65 | 0.01 | 0
2035 | MISO_W_2_MAPP_CA | MISO_W | MAPP_CA | Internal | Winter | B17 | 100 | 718 | 0 | 55.17 | 55.16 | 0.01 | 0
2035 | MISO_W_2_MAPP_CA | MISO_W | MAPP_CA | Internal | Winter | B18 | 400 | 718 | 0 | 54.46 | 54.45 | 0.01 | 0
2035 | MISO_W_2_MAPP_CA | MISO_W | MAPP_CA | Internal | Winter | B19 | 700 | 718 | 0 | 51.67 | 51.65 | 0.01 | 0
2035 | MISO_W_2_MAPP_CA | MISO_W | MAPP_CA | Internal | Winter | B20 | 935 | 718 | 718 | 41.46 | 51.65 | 0.01 | 10.18
2035 | MISO_W_2_MISO_MO-IL | MISO_W | MISO_MO-IL | Internal | Shoulder | B11 | 25 | 3800 | 93.08 | 66.15 | 66.16 | 0.01 | 0
2035 | MISO_W_2_MISO_MO-IL | MISO_W | MISO_MO-IL | Internal | Shoulder | B12 | 200 | 3800 | 2642 | 56.61 | 56.63 | 0.01 | 0
2035 | MISO_W_2_MISO_MO-IL | MISO_W | MISO_MO-IL | Internal | Shoulder | B13 | 600 | 3800 | 2011.17 | 51.05 | 51.07 | 0.01 | 0
2035 | MISO_W_2_MISO_MO-IL | MISO_W | MISO_MO-IL | Internal | Shoulder | B14 | 900 | 3800 | 2129.25 | 49.14 | 49.15 | 0.01 | 0
2035 | MISO_W_2_MISO_MO-IL | MISO_W | MISO_MO-IL | Internal | Shoulder | B15 | 1203 | 3800 | 1195.11 | 43.81 | 43.82 | 0.01 | 0
2035 | MISO_W_2_MISO_MO-IL | MISO_W | MISO_MO-IL | Internal | Summer | B1 | 10 | 3800 | 12.64 | 83.36 | 83.37 | 0.01 | 0
2035 | MISO_W_2_MISO_MO-IL | MISO_W | MISO_MO-IL | Internal | Summer | B2 | 25 | 3800 | 0 | 81.29 | 80.74 | 0.01 | 0
2035 | MISO_W_2_MISO_MO-IL | MISO_W | MISO_MO-IL | Internal | Summer | B3 | 75 | 3800 | 0 | 81.39 | 79.18 | 0.01 | 0
2035 | MISO_W_2_MISO_MO-IL | MISO_W | MISO_MO-IL | Internal | Summer | B4 | 100 | 3800 | 0 | 80.22 | 77.23 | 0.01 | 0
2035 | MISO_W_2_MISO_MO-IL | MISO_W | MISO_MO-IL | Internal | Summer | B5 | 200 | 3800 | 0 | 80.22 | 75.54 | 0.01 | 0
2035 | MISO_W_2_MISO_MO-IL | MISO_W | MISO_MO-IL | Internal | Summer | B6 | 300 | 3800 | 0 | 64.74 | 63.74 | 0.01 | 0
2035 | MISO_W_2_MISO_MO-IL | MISO_W | MISO_MO-IL | Internal | Summer | B7 | 400 | 3800 | 8.07 | 51.32 | 51.34 | 0.01 | 0
2035 | MISO_W_2_MISO_MO-IL | MISO_W | MISO_MO-IL | Internal | Summer | B8 | 500 | 3800 | 1559.94 | 46.13 | 46.15 | 0.01 | 0
2035 | MISO_W_2_MISO_MO-IL | MISO_W | MISO_MO-IL | Internal | Summer | B9 | 800 | 3800 | 602.56 | 42.73 | 42.74 | 0.01 | 0
2035 | MISO_W_2_MISO_MO-IL | MISO_W | MISO_MO-IL | Internal | Summer | B10 | 1262 | 3800 | 1891.79 | 41.06 | 41.07 | 0.01 | 0
2035 | MISO_W_2_MISO_MO-IL | MISO_W | MISO_MO-IL | Internal | Winter | B16 | 25 | 3800 | 3788.19 | 57.66 | 57.67 | 0.01 | 0
2035 | MISO_W_2_MISO_MO-IL | MISO_W | MISO_MO-IL | Internal | Winter | B17 | 100 | 3800 | 3022.67 | 55.17 | 55.18 | 0.01 | 0
2035 | MISO_W_2_MISO_MO-IL | MISO_W | MISO_MO-IL | Internal | Winter | B18 | 400 | 3800 | 738.05 | 54.46 | 54.48 | 0.01 | 0
2035 | MISO_W_2_MISO_MO-IL | MISO_W | MISO_MO-IL | Internal | Winter | B19 | 700 | 3800 | 10.03 | 51.67 | 51.68 | 0.01 | 0
2035 | MISO_W_2_MISO_MO-IL | MISO_W | MISO_MO-IL | Internal | Winter | B20 | 935 | 3800 | 2255.73 | 41.46 | 41.47 | 0.01 | 0
2035 | MISO_W_2_MISO_WUMS | MISO_W | MISO_WUMS | Internal | Shoulder | B11 | 25 | 1629 | 0 | 66.15 | 61.15 | 0.01 | 0
2035 | MISO_W_2_MISO_WUMS | MISO_W | MISO_WUMS | Internal | Shoulder | B12 | 200 | 1629 | 147.72 | 56.61 | 56.63 | 0.01 | 0
2035 | MISO_W_2_MISO_WUMS | MISO_W | MISO_WUMS | Internal | Shoulder | B13 | 600 | 1629 | 57.67 | 51.05 | 51.07 | 0.01 | 0
2035 | MISO_W_2_MISO_WUMS | MISO_W | MISO_WUMS | Internal | Shoulder | B14 | 900 | 1629 | 0 | 49.14 | 49.13 | 0.01 | 0
2035 | MISO_W_2_MISO_WUMS | MISO_W | MISO_WUMS | Internal | Shoulder | B15 | 1203 | 1629 | 1629 | 43.81 | 44.01 | 0.01 | 0.19
2035 | MISO_W_2_MISO_WUMS | MISO_W | MISO_WUMS | Internal | Summer | B1 | 10 | 1629 | 0 | 83.36 | 75.33 | 0.01 | 0
2035 | MISO_W_2_MISO_WUMS | MISO_W | MISO_WUMS | Internal | Summer | B2 | 25 | 1629 | 0 | 81.29 | 75.33 | 0.01 | 0
2035 | MISO_W_2_MISO_WUMS | MISO_W | MISO_WUMS | Internal | Summer | B3 | 75 | 1629 | 0 | 81.39 | 75.33 | 0.01 | 0
2035 | MISO_W_2_MISO_WUMS | MISO_W | MISO_WUMS | Internal | Summer | B4 | 100 | 1629 | 0 | 80.22 | 75.33 | 0.01 | 0
2035 | MISO_W_2_MISO_WUMS | MISO_W | MISO_WUMS | Internal | Summer | B5 | 200 | 1629 | 0 | 80.22 | 75.33 | 0.01 | 0
2035 | MISO_W_2_MISO_WUMS | MISO_W | MISO_WUMS | Internal | Summer | B6 | 300 | 1629 | 0 | 64.74 | 63.71 | 0.01 | 0
2035 | MISO_W_2_MISO_WUMS | MISO_W | MISO_WUMS | Internal | Summer | B7 | 400 | 1629 | 0 | 51.32 | 51.31 | 0.01 | 0
2035 | MISO_W_2_MISO_WUMS | MISO_W | MISO_WUMS | Internal | Summer | B8 | 500 | 1629 | 0 | 46.13 | 46.12 | 0.01 | 0
2035 | MISO_W_2_MISO_WUMS | MISO_W | MISO_WUMS | Internal | Summer | B9 | 800 | 1629 | 1214.02 | 42.73 | 42.74 | 0.01 | 0
2035 | MISO_W_2_MISO_WUMS | MISO_W | MISO_WUMS | Internal | Summer | B10 | 1262 | 1629 | 1629 | 41.06 | 41.93 | 0.01 | 0.86
2035 | MISO_W_2_MISO_WUMS | MISO_W | MISO_WUMS | Internal | Winter | B16 | 25 | 1629 | 1619.03 | 57.66 | 57.67 | 0.01 | 0
2035 | MISO_W_2_MISO_WUMS | MISO_W | MISO_WUMS | Internal | Winter | B17 | 100 | 1629 | 1629 | 55.17 | 55.44 | 0.01 | 0.26
2035 | MISO_W_2_MISO_WUMS | MISO_W | MISO_WUMS | Internal | Winter | B18 | 400 | 1629 | 1324.98 | 54.46 | 54.48 | 0.01 | 0
2035 | MISO_W_2_MISO_WUMS | MISO_W | MISO_WUMS | Internal | Winter | B19 | 700 | 1629 | 916.53 | 51.67 | 51.68 | 0.01 | 0
2035 | MISO_W_2_MISO_WUMS | MISO_W | MISO_WUMS | Internal | Winter | B20 | 935 | 1629 | 1629 | 41.46 | 41.51 | 0.01 | 0.04
2035 | MISO_W_2_PJM_ROR | MISO_W | PJM_ROR | Internal | Shoulder | B11 | 25 | 773 | 0 | 66.15 | 59.15 | 2 | 0
2035 | MISO_W_2_PJM_ROR | MISO_W | PJM_ROR | Internal | Shoulder | B12 | 200 | 773 | 0 | 56.61 | 54.65 | 2 | 0
2035 | MISO_W_2_PJM_ROR | MISO_W | PJM_ROR | Internal | Shoulder | B13 | 600 | 773 | 0 | 51.05 | 49.09 | 2 | 0
2035 | MISO_W_2_PJM_ROR | MISO_W | PJM_ROR | Internal | Shoulder | B14 | 900 | 773 | 0 | 49.14 | 47.79 | 2 | 0
2035 | MISO_W_2_PJM_ROR | MISO_W | PJM_ROR | Internal | Shoulder | B15 | 1203 | 773 | 0 | 43.81 | 42.35 | 2 | 0
2035 | MISO_W_2_PJM_ROR | MISO_W | PJM_ROR | Internal | Summer | B1 | 10 | 773 | 0 | 83.36 | 81.37 | 2 | 0
2035 | MISO_W_2_PJM_ROR | MISO_W | PJM_ROR | Internal | Summer | B2 | 25 | 773 | 0 | 81.29 | 78.71 | 2 | 0
2035 | MISO_W_2_PJM_ROR | MISO_W | PJM_ROR | Internal | Summer | B3 | 75 | 773 | 0 | 81.39 | 77.18 | 2 | 0
2035 | MISO_W_2_PJM_ROR | MISO_W | PJM_ROR | Internal | Summer | B4 | 100 | 773 | 0 | 80.22 | 75.22 | 2 | 0
2035 | MISO_W_2_PJM_ROR | MISO_W | PJM_ROR | Internal | Summer | B5 | 200 | 773 | 0 | 80.22 | 73.52 | 2 | 0
2035 | MISO_W_2_PJM_ROR | MISO_W | PJM_ROR | Internal | Summer | B6 | 300 | 773 | 0 | 64.74 | 61.71 | 2 | 0
2035 | MISO_W_2_PJM_ROR | MISO_W | PJM_ROR | Internal | Summer | B7 | 400 | 773 | 0 | 51.32 | 49.34 | 2 | 0
2035 | MISO_W_2_PJM_ROR | MISO_W | PJM_ROR | Internal | Summer | B8 | 500 | 773 | 0 | 46.13 | 46.15 | 2 | 0
2035 | MISO_W_2_PJM_ROR | MISO_W | PJM_ROR | Internal | Summer | B9 | 800 | 773 | 0 | 42.73 | 43.22 | 2 | 0
2035 | MISO_W_2_PJM_ROR | MISO_W | PJM_ROR | Internal | Summer | B10 | 1262 | 773 | 0 | 41.06 | 39.93 | 2 | 0
2035 | MISO_W_2_PJM_ROR | MISO_W | PJM_ROR | Internal | Winter | B16 | 25 | 773 | 0 | 57.66 | 55.67 | 2 | 0
2035 | MISO_W_2_PJM_ROR | MISO_W | PJM_ROR | Internal | Winter | B17 | 100 | 773 | 0 | 55.17 | 55 | 2 | 0
2035 | MISO_W_2_PJM_ROR | MISO_W | PJM_ROR | Internal | Winter | B18 | 400 | 773 | 0 | 54.46 | 52.5 | 2 | 0
2035 | MISO_W_2_PJM_ROR | MISO_W | PJM_ROR | Internal | Winter | B19 | 700 | 773 | 0 | 51.67 | 50.57 | 2 | 0
2035 | MISO_W_2_PJM_ROR | MISO_W | PJM_ROR | Internal | Winter | B20 | 935 | 773 | 0 | 41.46 | 39.47 | 2 | 0
2035 | MISO_W_2_SPP_N | MISO_W | SPP_N | Internal | Shoulder | B11 | 25 | 3200 | 777.65 | 66.15 | 73.15 | 7 | 0
2035 | MISO_W_2_SPP_N | MISO_W | SPP_N | Internal | Shoulder | B12 | 200 | 3200 | 0 | 56.61 | 53.24 | 7 | 0
2035 | MISO_W_2_SPP_N | MISO_W | SPP_N | Internal | Shoulder | B13 | 600 | 3200 | 0 | 51.05 | 51.05 | 7 | 0
2035 | MISO_W_2_SPP_N | MISO_W | SPP_N | Internal | Shoulder | B14 | 900 | 3200 | 0 | 49.14 | 47.58 | 7 | 0
2035 | MISO_W_2_SPP_N | MISO_W | SPP_N | Internal | Shoulder | B15 | 1203 | 3200 | 0 | 43.81 | 41.48 | 7 | 0
2035 | MISO_W_2_SPP_N | MISO_W | SPP_N | Internal | Summer | B1 | 10 | 3200 | 0 | 83.36 | 81.3 | 7 | 0
2035 | MISO_W_2_SPP_N | MISO_W | SPP_N | Internal | Summer | B2 | 25 | 3200 | 0 | 81.29 | 81.3 | 7 | 0
2035 | MISO_W_2_SPP_N | MISO_W | SPP_N | Internal | Summer | B3 | 75 | 3200 | 0 | 81.39 | 81.38 | 7 | 0
2035 | MISO_W_2_SPP_N | MISO_W | SPP_N | Internal | Summer | B4 | 100 | 3200 | 0 | 80.22 | 81.3 | 7 | 0
2035 | MISO_W_2_SPP_N | MISO_W | SPP_N | Internal | Summer | B5 | 200 | 3200 | 0 | 80.22 | 81.3 | 7 | 0
2035 | MISO_W_2_SPP_N | MISO_W | SPP_N | Internal | Summer | B6 | 300 | 3200 | 426.67 | 64.74 | 71.74 | 7 | 0
2035 | MISO_W_2_SPP_N | MISO_W | SPP_N | Internal | Summer | B7 | 400 | 3200 | 444.69 | 51.32 | 58.32 | 7 | 0
2035 | MISO_W_2_SPP_N | MISO_W | SPP_N | Internal | Summer | B8 | 500 | 3200 | 0 | 46.13 | 50.6 | 7 | 0
2035 | MISO_W_2_SPP_N | MISO_W | SPP_N | Internal | Summer | B9 | 800 | 3200 | 0 | 42.73 | 48.77 | 7 | 0
2035 | MISO_W_2_SPP_N | MISO_W | SPP_N | Internal | Summer | B10 | 1262 | 3200 | 0 | 41.06 | 41.68 | 7 | 0
2035 | MISO_W_2_SPP_N | MISO_W | SPP_N | Internal | Winter | B16 | 25 | 3200 | 0 | 57.66 | 57.59 | 7 | 0
2035 | MISO_W_2_SPP_N | MISO_W | SPP_N | Internal | Winter | B17 | 100 | 3200 | 0 | 55.17 | 51.74 | 7 | 0
2035 | MISO_W_2_SPP_N | MISO_W | SPP_N | Internal | Winter | B18 | 400 | 3200 | 0 | 54.46 | 51.76 | 7 | 0
2035 | MISO_W_2_SPP_N | MISO_W | SPP_N | Internal | Winter | B19 | 700 | 3200 | 0 | 51.67 | 50.49 | 7 | 0
2035 | MISO_W_2_SPP_N | MISO_W | SPP_N | Internal | Winter | B20 | 935 | 3200 | 0 | 41.46 | 40.15 | 7 | 0
2035 | MISO_WUMS_2_MISO_MI | MISO_WUMS | MISO_MI | Internal | Shoulder | B11 | 25 | 929 | 731.78 | 61.15 | 61.16 | 0.01 | 0
2035 | MISO_WUMS_2_MISO_MI | MISO_WUMS | MISO_MI | Internal | Shoulder | B12 | 200 | 929 | 929 | 56.63 | 56.65 | 0.01 | 0.01
2035 | MISO_WUMS_2_MISO_MI | MISO_WUMS | MISO_MI | Internal | Shoulder | B13 | 600 | 929 | 929 | 51.07 | 51.09 | 0.01 | 0.01
2035 | MISO_WUMS_2_MISO_MI | MISO_WUMS | MISO_MI | Internal | Shoulder | B14 | 900 | 929 | 929 | 49.13 | 49.18 | 0.01 | 0.04
2035 | MISO_WUMS_2_MISO_MI | MISO_WUMS | MISO_MI | Internal | Shoulder | B15 | 1203 | 929 | 929 | 44.01 | 44.09 | 0.01 | 0.07
2035 | MISO_WUMS_2_MISO_MI | MISO_WUMS | MISO_MI | Internal | Summer | B1 | 10 | 929 | 929 | 75.33 | 83.37 | 0.01 | 8.03
2035 | MISO_WUMS_2_MISO_MI | MISO_WUMS | MISO_MI | Internal | Summer | B2 | 25 | 929 | 929 | 75.33 | 80.71 | 0.01 | 5.38
2035 | MISO_WUMS_2_MISO_MI | MISO_WUMS | MISO_MI | Internal | Summer | B3 | 75 | 929 | 929 | 75.33 | 79.17 | 0.01 | 3.83
2035 | MISO_WUMS_2_MISO_MI | MISO_WUMS | MISO_MI | Internal | Summer | B4 | 100 | 929 | 929 | 75.33 | 77.21 | 0.01 | 1.87
2035 | MISO_WUMS_2_MISO_MI | MISO_WUMS | MISO_MI | Internal | Summer | B5 | 200 | 929 | 929 | 75.33 | 75.52 | 0.01 | 0.18
2035 | MISO_WUMS_2_MISO_MI | MISO_WUMS | MISO_MI | Internal | Summer | B6 | 300 | 929 | 0 | 63.71 | 63.71 | 0.01 | 0
2035 | MISO_WUMS_2_MISO_MI | MISO_WUMS | MISO_MI | Internal | Summer | B7 | 400 | 929 | 929 | 51.31 | 51.34 | 0.01 | 0.01
2035 | MISO_WUMS_2_MISO_MI | MISO_WUMS | MISO_MI | Internal | Summer | B8 | 500 | 929 | 929 | 46.12 | 46.17 | 0.01 | 0.04
2035 | MISO_WUMS_2_MISO_MI | MISO_WUMS | MISO_MI | Internal | Summer | B9 | 800 | 929 | 929 | 42.74 | 42.77 | 0.01 | 0.01
2035 | MISO_WUMS_2_MISO_MI | MISO_WUMS | MISO_MI | Internal | Summer | B10 | 1262 | 929 | 17.54 | 41.93 | 41.94 | 0.01 | 0
2035 | MISO_WUMS_2_MISO_MI | MISO_WUMS | MISO_MI | Internal | Winter | B16 | 25 | 929 | 929 | 57.67 | 59.02 | 0.01 | 1.33
2035 | MISO_WUMS_2_MISO_MI | MISO_WUMS | MISO_MI | Internal | Winter | B17 | 100 | 929 | 929 | 55.44 | 57.02 | 0.01 | 1.56
2035 | MISO_WUMS_2_MISO_MI | MISO_WUMS | MISO_MI | Internal | Winter | B18 | 400 | 929 | 929 | 54.48 | 54.5 | 0.01 | 0.01
2035 | MISO_WUMS_2_MISO_MI | MISO_WUMS | MISO_MI | Internal | Winter | B19 | 700 | 929 | 929 | 51.68 | 51.7 | 0.01 | 0.01
2035 | MISO_WUMS_2_MISO_MI | MISO_WUMS | MISO_MI | Internal | Winter | B20 | 935 | 929 | 0 | 41.51 | 41.5 | 0.01 | 0
2035 | MISO_WUMS_2_MISO_W | MISO_WUMS | MISO_W | Internal | Shoulder | B11 | 25 | 1137 | 1137 | 61.15 | 66.15 | 0.01 | 4.99
2035 | MISO_WUMS_2_MISO_W | MISO_WUMS | MISO_W | Internal | Shoulder | B12 | 200 | 1137 | 0 | 56.63 | 56.61 | 0.01 | 0
2035 | MISO_WUMS_2_MISO_W | MISO_WUMS | MISO_W | Internal | Shoulder | B13 | 600 | 1137 | 0 | 51.07 | 51.05 | 0.01 | 0
2035 | MISO_WUMS_2_MISO_W | MISO_WUMS | MISO_W | Internal | Shoulder | B14 | 900 | 1137 | 508.1 | 49.13 | 49.14 | 0.01 | 0
2035 | MISO_WUMS_2_MISO_W | MISO_WUMS | MISO_W | Internal | Shoulder | B15 | 1203 | 1137 | 0 | 44.01 | 43.81 | 0.01 | 0
2035 | MISO_WUMS_2_MISO_W | MISO_WUMS | MISO_W | Internal | Summer | B1 | 10 | 1137 | 1137 | 75.33 | 83.36 | 0.01 | 8.02
2035 | MISO_WUMS_2_MISO_W | MISO_WUMS | MISO_W | Internal | Summer | B2 | 25 | 1137 | 1137 | 75.33 | 81.29 | 0.01 | 5.95
2035 | MISO_WUMS_2_MISO_W | MISO_WUMS | MISO_W | Internal | Summer | B3 | 75 | 1137 | 1137 | 75.33 | 81.39 | 0.01 | 6.06
2035 | MISO_WUMS_2_MISO_W | MISO_WUMS | MISO_W | Internal | Summer | B4 | 100 | 1137 | 1137 | 75.33 | 80.22 | 0.01 | 4.89
2035 | MISO_WUMS_2_MISO_W | MISO_WUMS | MISO_W | Internal | Summer | B5 | 200 | 1137 | 1137 | 75.33 | 80.22 | 0.01 | 4.89
2035 | MISO_WUMS_2_MISO_W | MISO_WUMS | MISO_W | Internal | Summer | B6 | 300 | 1137 | 1137 | 63.71 | 64.74 | 0.01 | 1.01
2035 | MISO_WUMS_2_MISO_W | MISO_WUMS | MISO_W | Internal | Summer | B7 | 400 | 1137 | 426.1 | 51.31 | 51.32 | 0.01 | 0
2035 | MISO_WUMS_2_MISO_W | MISO_WUMS | MISO_W | Internal | Summer | B8 | 500 | 1137 | 640.14 | 46.12 | 46.13 | 0.01 | 0
2035 | MISO_WUMS_2_MISO_W | MISO_WUMS | MISO_W | Internal | Summer | B9 | 800 | 1137 | 0 | 42.74 | 42.73 | 0.01 | 0
2035 | MISO_WUMS_2_MISO_W | MISO_WUMS | MISO_W | Internal | Summer | B10 | 1262 | 1137 | 0 | 41.93 | 41.06 | 0.01 | 0
2035 | MISO_WUMS_2_MISO_W | MISO_WUMS | MISO_W | Internal | Winter | B16 | 25 | 1137 | 0 | 57.67 | 57.66 | 0.01 | 0
2035 | MISO_WUMS_2_MISO_W | MISO_WUMS | MISO_W | Internal | Winter | B17 | 100 | 1137 | 0 | 55.44 | 55.17 | 0.01 | 0
2035 | MISO_WUMS_2_MISO_W | MISO_WUMS | MISO_W | Internal | Winter | B18 | 400 | 1137 | 0 | 54.48 | 54.46 | 0.01 | 0
2035 | MISO_WUMS_2_MISO_W | MISO_WUMS | MISO_W | Internal | Winter | B19 | 700 | 1137 | 0 | 51.68 | 51.67 | 0.01 | 0
2035 | MISO_WUMS_2_MISO_W | MISO_WUMS | MISO_W | Internal | Winter | B20 | 935 | 1137 | 0 | 41.51 | 41.46 | 0.01 | 0
2035 | MISO_WUMS_2_PJM_ROR | MISO_WUMS | PJM_ROR | Internal | Shoulder | B11 | 25 | 1600 | 0 | 61.15 | 59.15 | 2 | 0
2035 | MISO_WUMS_2_PJM_ROR | MISO_WUMS | PJM_ROR | Internal | Shoulder | B12 | 200 | 1600 | 0 | 56.63 | 54.65 | 2 | 0
2035 | MISO_WUMS_2_PJM_ROR | MISO_WUMS | PJM_ROR | Internal | Shoulder | B13 | 600 | 1600 | 0 | 51.07 | 49.09 | 2 | 0
2035 | MISO_WUMS_2_PJM_ROR | MISO_WUMS | PJM_ROR | Internal | Shoulder | B14 | 900 | 1600 | 0 | 49.13 | 47.79 | 2 | 0
2035 | MISO_WUMS_2_PJM_ROR | MISO_WUMS | PJM_ROR | Internal | Shoulder | B15 | 1203 | 1600 | 0 | 44.01 | 42.35 | 2 | 0
2035 | MISO_WUMS_2_PJM_ROR | MISO_WUMS | PJM_ROR | Internal | Summer | B1 | 10 | 1600 | 1600 | 75.33 | 81.37 | 2 | 4.05
2035 | MISO_WUMS_2_PJM_ROR | MISO_WUMS | PJM_ROR | Internal | Summer | B2 | 25 | 1600 | 1600 | 75.33 | 78.71 | 2 | 1.39
2035 | MISO_WUMS_2_PJM_ROR | MISO_WUMS | PJM_ROR | Internal | Summer | B3 | 75 | 1600 | 0 | 75.33 | 77.18 | 2 | 0
2035 | MISO_WUMS_2_PJM_ROR | MISO_WUMS | PJM_ROR | Internal | Summer | B4 | 100 | 1600 | 0 | 75.33 | 75.22 | 2 | 0
2035 | MISO_WUMS_2_PJM_ROR | MISO_WUMS | PJM_ROR | Internal | Summer | B5 | 200 | 1600 | 0 | 75.33 | 73.52 | 2 | 0
2035 | MISO_WUMS_2_PJM_ROR | MISO_WUMS | PJM_ROR | Internal | Summer | B6 | 300 | 1600 | 0 | 63.71 | 61.71 | 2 | 0
2035 | MISO_WUMS_2_PJM_ROR | MISO_WUMS | PJM_ROR | Internal | Summer | B7 | 400 | 1600 | 0 | 51.31 | 49.34 | 2 | 0
2035 | MISO_WUMS_2_PJM_ROR | MISO_WUMS | PJM_ROR | Internal | Summer | B8 | 500 | 1600 | 0 | 46.12 | 46.15 | 2 | 0
2035 | MISO_WUMS_2_PJM_ROR | MISO_WUMS | PJM_ROR | Internal | Summer | B9 | 800 | 1600 | 0 | 42.74 | 43.22 | 2 | 0
2035 | MISO_WUMS_2_PJM_ROR | MISO_WUMS | PJM_ROR | Internal | Summer | B10 | 1262 | 1600 | 0 | 41.93 | 39.93 | 2 | 0
2035 | MISO_WUMS_2_PJM_ROR | MISO_WUMS | PJM_ROR | Internal | Winter | B16 | 25 | 1600 | 0 | 57.67 | 55.67 | 2 | 0
2035 | MISO_WUMS_2_PJM_ROR | MISO_WUMS | PJM_ROR | Internal | Winter | B17 | 100 | 1600 | 0 | 55.44 | 55 | 2 | 0
2035 | MISO_WUMS_2_PJM_ROR | MISO_WUMS | PJM_ROR | Internal | Winter | B18 | 400 | 1600 | 0 | 54.48 | 52.5 | 2 | 0
2035 | MISO_WUMS_2_PJM_ROR | MISO_WUMS | PJM_ROR | Internal | Winter | B19 | 700 | 1600 | 0 | 51.68 | 50.57 | 2 | 0
2035 | MISO_WUMS_2_PJM_ROR | MISO_WUMS | PJM_ROR | Internal | Winter | B20 | 935 | 1600 | 0 | 41.51 | 39.47 | 2 | 0
2035 | NE_2_MISO_W | NE | MISO_W | Internal | Shoulder | B11 | 25 | 1600 | 0 | 73.13 | 66.15 | 5 | 0
2035 | NE_2_MISO_W | NE | MISO_W | Internal | Shoulder | B12 | 200 | 1600 | 0 | 53.25 | 56.61 | 5 | 0
2035 | NE_2_MISO_W | NE | MISO_W | Internal | Shoulder | B13 | 600 | 1600 | 0 | 51.05 | 51.05 | 5 | 0
2035 | NE_2_MISO_W | NE | MISO_W | Internal | Shoulder | B14 | 900 | 1600 | 0 | 47.59 | 49.14 | 5 | 0
2035 | NE_2_MISO_W | NE | MISO_W | Internal | Shoulder | B15 | 1203 | 1600 | 0 | 41.46 | 43.81 | 5 | 0
2035 | NE_2_MISO_W | NE | MISO_W | Internal | Summer | B1 | 10 | 1600 | 0 | 83.18 | 83.36 | 5 | 0
2035 | NE_2_MISO_W | NE | MISO_W | Internal | Summer | B2 | 25 | 1600 | 0 | 81.29 | 81.29 | 5 | 0
2035 | NE_2_MISO_W | NE | MISO_W | Internal | Summer | B3 | 75 | 1600 | 0 | 81.39 | 81.39 | 5 | 0
2035 | NE_2_MISO_W | NE | MISO_W | Internal | Summer | B4 | 100 | 1600 | 0 | 81.29 | 80.22 | 5 | 0
2035 | NE_2_MISO_W | NE | MISO_W | Internal | Summer | B5 | 200 | 1600 | 0 | 81.29 | 80.22 | 5 | 0
2035 | NE_2_MISO_W | NE | MISO_W | Internal | Summer | B6 | 300 | 1600 | 0 | 71.72 | 64.74 | 5 | 0
2035 | NE_2_MISO_W | NE | MISO_W | Internal | Summer | B7 | 400 | 1600 | 0 | 58.31 | 51.32 | 5 | 0
2035 | NE_2_MISO_W | NE | MISO_W | Internal | Summer | B8 | 500 | 1600 | 0 | 50.59 | 46.13 | 5 | 0
2035 | NE_2_MISO_W | NE | MISO_W | Internal | Summer | B9 | 800 | 1600 | 0 | 48.76 | 42.73 | 5 | 0
2035 | NE_2_MISO_W | NE | MISO_W | Internal | Summer | B10 | 1262 | 1600 | 0 | 41.67 | 41.06 | 5 | 0
2035 | NE_2_MISO_W | NE | MISO_W | Internal | Winter | B16 | 25 | 1600 | 0 | 57.58 | 57.66 | 5 | 0
2035 | NE_2_MISO_W | NE | MISO_W | Internal | Winter | B17 | 100 | 1600 | 0 | 51.73 | 55.17 | 5 | 0
2035 | NE_2_MISO_W | NE | MISO_W | Internal | Winter | B18 | 400 | 1600 | 0 | 51.74 | 54.46 | 5 | 0
2035 | NE_2_MISO_W | NE | MISO_W | Internal | Winter | B19 | 700 | 1600 | 0 | 50.5 | 51.67 | 5 | 0
2035 | NE_2_MISO_W | NE | MISO_W | Internal | Winter | B20 | 935 | 1600 | 0 | 40.15 | 41.46 | 5 | 0
2035 | NE_2_SPP_N | NE | SPP_N | Internal | Shoulder | B11 | 25 | 3001 | 1183.19 | 73.13 | 73.15 | 0.01 | 0
2035 | NE_2_SPP_N | NE | SPP_N | Internal | Shoulder | B12 | 200 | 3001 | 0 | 53.25 | 53.24 | 0.01 | 0
2035 | NE_2_SPP_N | NE | SPP_N | Internal | Shoulder | B13 | 600 | 3001 | 0 | 51.05 | 51.05 | 0.01 | 0
2035 | NE_2_SPP_N | NE | SPP_N | Internal | Shoulder | B14 | 900 | 3001 | 0 | 47.59 | 47.58 | 0.01 | 0
2035 | NE_2_SPP_N | NE | SPP_N | Internal | Shoulder | B15 | 1203 | 3001 | 110.23 | 41.46 | 41.48 | 0.01 | 0
2035 | NE_2_SPP_N | NE | SPP_N | Internal | Summer | B1 | 10 | 3001 | 0 | 83.18 | 81.3 | 0.01 | 0
2035 | NE_2_SPP_N | NE | SPP_N | Internal | Summer | B2 | 25 | 3001 | 63.87 | 81.29 | 81.3 | 0.01 | 0
2035 | NE_2_SPP_N | NE | SPP_N | Internal | Summer | B3 | 75 | 3001 | 0 | 81.39 | 81.38 | 0.01 | 0
2035 | NE_2_SPP_N | NE | SPP_N | Internal | Summer | B4 | 100 | 3001 | 424.33 | 81.29 | 81.3 | 0.01 | 0
2035 | NE_2_SPP_N | NE | SPP_N | Internal | Summer | B5 | 200 | 3001 | 687.27 | 81.29 | 81.3 | 0.01 | 0
2035 | NE_2_SPP_N | NE | SPP_N | Internal | Summer | B6 | 300 | 3001 | 754.9 | 71.72 | 71.74 | 0.01 | 0
2035 | NE_2_SPP_N | NE | SPP_N | Internal | Summer | B7 | 400 | 3001 | 827.8 | 58.31 | 58.32 | 0.01 | 0
2035 | NE_2_SPP_N | NE | SPP_N | Internal | Summer | B8 | 500 | 3001 | 1129.05 | 50.59 | 50.6 | 0.01 | 0
2035 | NE_2_SPP_N | NE | SPP_N | Internal | Summer | B9 | 800 | 3001 | 1300.74 | 48.76 | 48.77 | 0.01 | 0
2035 | NE_2_SPP_N | NE | SPP_N | Internal | Summer | B10 | 1262 | 3001 | 2348.29 | 41.67 | 41.68 | 0.01 | 0
2035 | NE_2_SPP_N | NE | SPP_N | Internal | Winter | B16 | 25 | 3001 | 918.94 | 57.58 | 57.59 | 0.01 | 0
2035 | NE_2_SPP_N | NE | SPP_N | Internal | Winter | B17 | 100 | 3001 | 391.34 | 51.73 | 51.74 | 0.01 | 0
2035 | NE_2_SPP_N | NE | SPP_N | Internal | Winter | B18 | 400 | 3001 | 100.83 | 51.74 | 51.76 | 0.01 | 0
2035 | NE_2_SPP_N | NE | SPP_N | Internal | Winter | B19 | 700 | 3001 | 0 | 50.5 | 50.49 | 0.01 | 0
2035 | NE_2_SPP_N | NE | SPP_N | Internal | Winter | B20 | 935 | 3001 | 0 | 40.15 | 40.15 | 0.01 | 0
2035 | NEISO_2_NYISO_A-F | NEISO | NYISO_A-F | Internal | Shoulder | B11 | 25 | 600 | 600 | 42.33 | 54.41 | 3 | 9.08
2035 | NEISO_2_NYISO_A-F | NEISO | NYISO_A-F | Internal | Shoulder | B12 | 200 | 600 | 600 | 42.33 | 50.21 | 3 | 4.88
2035 | NEISO_2_NYISO_A-F | NEISO | NYISO_A-F | Internal | Shoulder | B13 | 600 | 600 | 600 | 42.33 | 45.81 | 3 | 0.47
2035 | NEISO_2_NYISO_A-F | NEISO | NYISO_A-F | Internal | Shoulder | B14 | 900 | 600 | 600 | 42.33 | 45.77 | 3 | 0.44
2035 | NEISO_2_NYISO_A-F | NEISO | NYISO_A-F | Internal | Shoulder | B15 | 1203 | 600 | 600 | 42.33 | 45.77 | 3 | 0.44
2035 | NEISO_2_NYISO_A-F | NEISO | NYISO_A-F | Internal | Summer | B1 | 10 | 600 | 0 | 90.38 | 87.38 | 3 | 0
2035 | NEISO_2_NYISO_A-F | NEISO | NYISO_A-F | Internal | Summer | B2 | 25 | 600 | 0 | 81.74 | 84.71 | 3 | 0
2035 | NEISO_2_NYISO_A-F | NEISO | NYISO_A-F | Internal | Summer | B3 | 75 | 600 | 576.7 | 62.37 | 65.37 | 3 | 0
2035 | NEISO_2_NYISO_A-F | NEISO | NYISO_A-F | Internal | Summer | B4 | 100 | 600 | 600 | 53.98 | 60.62 | 3 | 3.64
2035 | NEISO_2_NYISO_A-F | NEISO | NYISO_A-F | Internal | Summer | B5 | 200 | 600 | 600 | 42.91 | 56.07 | 3 | 10.16
2035 | NEISO_2_NYISO_A-F | NEISO | NYISO_A-F | Internal | Summer | B6 | 300 | 600 | 600 | 38.7 | 53.7 | 3 | 12
2035 | NEISO_2_NYISO_A-F | NEISO | NYISO_A-F | Internal | Summer | B7 | 400 | 600 | 600 | 38.7 | 48.78 | 3 | 7.08
2035 | NEISO_2_NYISO_A-F | NEISO | NYISO_A-F | Internal | Summer | B8 | 500 | 600 | 600 | 38.7 | 44.48 | 3 | 2.77
2035 | NEISO_2_NYISO_A-F | NEISO | NYISO_A-F | Internal | Summer | B9 | 800 | 600 | 600 | 38.7 | 43.68 | 3 | 1.98
2035 | NEISO_2_NYISO_A-F | NEISO | NYISO_A-F | Internal | Summer | B10 | 1262 | 600 | 600 | 38.7 | 43.68 | 3 | 1.98
2035 | NEISO_2_NYISO_A-F | NEISO | NYISO_A-F | Internal | Winter | B16 | 25 | 600 | 600 | 53.51 | 57.68 | 3 | 1.17
2035 | NEISO_2_NYISO_A-F | NEISO | NYISO_A-F | Internal | Winter | B17 | 100 | 600 | 477.76 | 53.51 | 56.51 | 3 | 0
2035 | NEISO_2_NYISO_A-F | NEISO | NYISO_A-F | Internal | Winter | B18 | 400 | 600 | 0 | 53.51 | 56.5 | 3 | 0
2035 | NEISO_2_NYISO_A-F | NEISO | NYISO_A-F | Internal | Winter | B19 | 700 | 600 | 0 | 53.51 | 53.73 | 3 | 0
2035 | NEISO_2_NYISO_A-F | NEISO | NYISO_A-F | Internal | Winter | B20 | 935 | 600 | 0 | 53.51 | 53.13 | 3 | 0
2035 | NEISO_2_NYISO_G-I | NEISO | NYISO_G-I | Internal | Shoulder | B11 | 25 | 600 | 600 | 42.33 | 54.42 | 3 | 9.09
2035 | NEISO_2_NYISO_G-I | NEISO | NYISO_G-I | Internal | Shoulder | B12 | 200 | 600 | 600 | 42.33 | 50.22 | 3 | 4.89
2035 | NEISO_2_NYISO_G-I | NEISO | NYISO_G-I | Internal | Shoulder | B13 | 600 | 600 | 600 | 42.33 | 45.82 | 3 | 0.49
2035 | NEISO_2_NYISO_G-I | NEISO | NYISO_G-I | Internal | Shoulder | B14 | 900 | 600 | 600 | 42.33 | 45.79 | 3 | 0.45
2035 | NEISO_2_NYISO_G-I | NEISO | NYISO_G-I | Internal | Shoulder | B15 | 1203 | 600 | 600 | 42.33 | 45.76 | 3 | 0.43
2035 | NEISO_2_NYISO_G-I | NEISO | NYISO_G-I | Internal | Summer | B1 | 10 | 600 | 0 | 90.38 | 87.39 | 3 | 0
2035 | NEISO_2_NYISO_G-I | NEISO | NYISO_G-I | Internal | Summer | B2 | 25 | 600 | 0 | 81.74 | 84.73 | 3 | 0
2035 | NEISO_2_NYISO_G-I | NEISO | NYISO_G-I | Internal | Summer | B3 | 75 | 600 | 600 | 62.37 | 65.38 | 3 | 0.01
2035 | NEISO_2_NYISO_G-I | NEISO | NYISO_G-I | Internal | Summer | B4 | 100 | 600 | 600 | 53.98 | 60.63 | 3 | 3.65
2035 | NEISO_2_NYISO_G-I | NEISO | NYISO_G-I | Internal | Summer | B5 | 200 | 600 | 600 | 42.91 | 56.08 | 3 | 10.17
2035 | NEISO_2_NYISO_G-I | NEISO | NYISO_G-I | Internal | Summer | B6 | 300 | 600 | 600 | 38.7 | 53.71 | 3 | 12.01
2035 | NEISO_2_NYISO_G-I | NEISO | NYISO_G-I | Internal | Summer | B7 | 400 | 600 | 600 | 38.7 | 48.79 | 3 | 7.09
2035 | NEISO_2_NYISO_G-I | NEISO | NYISO_G-I | Internal | Summer | B8 | 500 | 600 | 600 | 38.7 | 44.49 | 3 | 2.79
2035 | NEISO_2_NYISO_G-I | NEISO | NYISO_G-I | Internal | Summer | B9 | 800 | 600 | 600 | 38.7 | 43.69 | 3 | 1.99
2035 | NEISO_2_NYISO_G-I | NEISO | NYISO_G-I | Internal | Summer | B10 | 1262 | 600 | 600 | 38.7 | 43.67 | 3 | 1.97
2035 | NEISO_2_NYISO_G-I | NEISO | NYISO_G-I | Internal | Winter | B16 | 25 | 600 | 600 | 53.51 | 57.7 | 3 | 1.19
2035 | NEISO_2_NYISO_G-I | NEISO | NYISO_G-I | Internal | Winter | B17 | 100 | 600 | 600 | 53.51 | 56.52 | 3 | 0.01
2035 | NEISO_2_NYISO_G-I | NEISO | NYISO_G-I | Internal | Winter | B18 | 400 | 600 | 361.17 | 53.51 | 56.51 | 3 | 0
2035 | NEISO_2_NYISO_G-I | NEISO | NYISO_G-I | Internal | Winter | B19 | 700 | 600 | 0 | 53.51 | 53.74 | 3 | 0
2035 | NEISO_2_NYISO_G-I | NEISO | NYISO_G-I | Internal | Winter | B20 | 935 | 600 | 0 | 53.51 | 53.14 | 3 | 0
2035 | NEISO_2_NYISO_J-K | NEISO | NYISO_J-K | Internal | Shoulder | B11 | 25 | 500 | 500 | 42.33 | 54.43 | 3 | 9.1
2035 | NEISO_2_NYISO_J-K | NEISO | NYISO_J-K | Internal | Shoulder | B12 | 200 | 500 | 500 | 42.33 | 50.23 | 3 | 4.9
2035 | NEISO_2_NYISO_J-K | NEISO | NYISO_J-K | Internal | Shoulder | B13 | 600 | 500 | 500 | 42.33 | 45.83 | 3 | 0.5
2035 | NEISO_2_NYISO_J-K | NEISO | NYISO_J-K | Internal | Shoulder | B14 | 900 | 500 | 500 | 42.33 | 45.8 | 3 | 0.47
2035 | NEISO_2_NYISO_J-K | NEISO | NYISO_J-K | Internal | Shoulder | B15 | 1203 | 500 | 500 | 42.33 | 45.77 | 3 | 0.44
2035 | NEISO_2_NYISO_J-K | NEISO | NYISO_J-K | Internal | Summer | B1 | 10 | 500 | 0 | 90.38 | 87.41 | 3 | 0
2035 | NEISO_2_NYISO_J-K | NEISO | NYISO_J-K | Internal | Summer | B2 | 25 | 500 | 105.44 | 81.74 | 84.74 | 3 | 0
2035 | NEISO_2_NYISO_J-K | NEISO | NYISO_J-K | Internal | Summer | B3 | 75 | 500 | 500 | 62.37 | 65.39 | 3 | 0.02
2035 | NEISO_2_NYISO_J-K | NEISO | NYISO_J-K | Internal | Summer | B4 | 100 | 500 | 500 | 53.98 | 60.64 | 3 | 3.67
2035 | NEISO_2_NYISO_J-K | NEISO | NYISO_J-K | Internal | Summer | B5 | 200 | 500 | 500 | 42.91 | 56.09 | 3 | 10.18
2035 | NEISO_2_NYISO_J-K | NEISO | NYISO_J-K | Internal | Summer | B6 | 300 | 500 | 500 | 38.7 | 55.6 | 3 | 13.9
2035 | NEISO_2_NYISO_J-K | NEISO | NYISO_J-K | Internal | Summer | B7 | 400 | 500 | 500 | 38.7 | 55.6 | 3 | 13.9
2035 | NEISO_2_NYISO_J-K | NEISO | NYISO_J-K | Internal | Summer | B8 | 500 | 500 | 500 | 38.7 | 44.5 | 3 | 2.8
2035 | NEISO_2_NYISO_J-K | NEISO | NYISO_J-K | Internal | Summer | B9 | 800 | 500 | 500 | 38.7 | 43.71 | 3 | 2
2035 | NEISO_2_NYISO_J-K | NEISO | NYISO_J-K | Internal | Summer | B10 | 1262 | 500 | 500 | 38.7 | 43.68 | 3 | 1.98
2035 | NEISO_2_NYISO_J-K | NEISO | NYISO_J-K | Internal | Winter | B16 | 25 | 500 | 500 | 53.51 | 79.89 | 3 | 23.38
2035 | NEISO_2_NYISO_J-K | NEISO | NYISO_J-K | Internal | Winter | B17 | 100 | 500 | 500 | 53.51 | 59.8 | 3 | 3.29
2035 | NEISO_2_NYISO_J-K | NEISO | NYISO_J-K | Internal | Winter | B18 | 400 | 500 | 500 | 53.51 | 59.8 | 3 | 3.29
2035 | NEISO_2_NYISO_J-K | NEISO | NYISO_J-K | Internal | Winter | B19 | 700 | 500 | 500 | 53.51 | 57.95 | 3 | 1.44
2035 | NEISO_2_NYISO_J-K | NEISO | NYISO_J-K | Internal | Winter | B20 | 935 | 500 | 0 | 53.51 | 56.2 | 3 | 0
2035 | NonRTO_Midwest_2_TVA_Transmission | NonRTO_Midwest | TVA_Transmission | Internal | Shoulder | B11 | 25 | 2400 | 0 | 74.15 | 65.15 | 8 | 0
2035 | NonRTO_Midwest_2_TVA_Transmission | NonRTO_Midwest | TVA_Transmission | Internal | Shoulder | B12 | 200 | 2400 | 0 | 64.64 | 56.96 | 8 | 0
2035 | NonRTO_Midwest_2_TVA_Transmission | NonRTO_Midwest | TVA_Transmission | Internal | Shoulder | B13 | 600 | 2400 | 0 | 59.08 | 52.37 | 8 | 0
2035 | NonRTO_Midwest_2_TVA_Transmission | NonRTO_Midwest | TVA_Transmission | Internal | Shoulder | B14 | 900 | 2400 | 0 | 47.95 | 50.17 | 8 | 0
2035 | NonRTO_Midwest_2_TVA_Transmission | NonRTO_Midwest | TVA_Transmission | Internal | Shoulder | B15 | 1203 | 2400 | 433.23 | 40 | 48 | 8 | 0
2035 | NonRTO_Midwest_2_TVA_Transmission | NonRTO_Midwest | TVA_Transmission | Internal | Summer | B1 | 10 | 2400 | 0 | 91.36 | 91.04 | 8 | 0
2035 | NonRTO_Midwest_2_TVA_Transmission | NonRTO_Midwest | TVA_Transmission | Internal | Summer | B2 | 25 | 2400 | 0 | 84.43 | 88.74 | 8 | 0
2035 | NonRTO_Midwest_2_TVA_Transmission | NonRTO_Midwest | TVA_Transmission | Internal | Summer | B3 | 75 | 2400 | 0 | 84.43 | 83.18 | 8 | 0
2035 | NonRTO_Midwest_2_TVA_Transmission | NonRTO_Midwest | TVA_Transmission | Internal | Summer | B4 | 100 | 2400 | 0 | 84.43 | 81.22 | 8 | 0
2035 | NonRTO_Midwest_2_TVA_Transmission | NonRTO_Midwest | TVA_Transmission | Internal | Summer | B5 | 200 | 2400 | 0 | 83.53 | 77.87 | 8 | 0
2035 | NonRTO_Midwest_2_TVA_Transmission | NonRTO_Midwest | TVA_Transmission | Internal | Summer | B6 | 300 | 2400 | 0 | 71.72 | 66.05 | 8 | 0
2035 | NonRTO_Midwest_2_TVA_Transmission | NonRTO_Midwest | TVA_Transmission | Internal | Summer | B7 | 400 | 2400 | 0 | 59.32 | 53.96 | 8 | 0
2035 | NonRTO_Midwest_2_TVA_Transmission | NonRTO_Midwest | TVA_Transmission | Internal | Summer | B8 | 500 | 2400 | 0 | 46.36 | 51.34 | 8 | 0
2035 | NonRTO_Midwest_2_TVA_Transmission | NonRTO_Midwest | TVA_Transmission | Internal | Summer | B9 | 800 | 2400 | 0 | 38.96 | 46.82 | 8 | 0
2035 | NonRTO_Midwest_2_TVA_Transmission | NonRTO_Midwest | TVA_Transmission | Internal | Summer | B10 | 1262 | 2400 | 0 | 34.36 | 41.45 | 8 | 0
2035 | NonRTO_Midwest_2_TVA_Transmission | NonRTO_Midwest | TVA_Transmission | Internal | Winter | B16 | 25 | 2400 | 0 | 67.03 | 61.67 | 8 | 0
2035 | NonRTO_Midwest_2_TVA_Transmission | NonRTO_Midwest | TVA_Transmission | Internal | Winter | B17 | 100 | 2400 | 0 | 65 | 58.7 | 8 | 0
2035 | NonRTO_Midwest_2_TVA_Transmission | NonRTO_Midwest | TVA_Transmission | Internal | Winter | B18 | 400 | 2400 | 0 | 62.49 | 55.15 | 8 | 0
2035 | NonRTO_Midwest_2_TVA_Transmission | NonRTO_Midwest | TVA_Transmission | Internal | Winter | B19 | 700 | 2400 | 0 | 50.8 | 51 | 8 | 0
2035 | NonRTO_Midwest_2_TVA_Transmission | NonRTO_Midwest | TVA_Transmission | Internal | Winter | B20 | 935 | 2400 | 0 | 38.14 | 45.47 | 8 | 0
2035 | NYISO_A-F_2_IESO | NYISO_A-F | IESO | Internal | Shoulder | B11 | 25 | 1600 | 0 | 54.41 | 49.65 | 7 | 0
2035 | NYISO_A-F_2_IESO | NYISO_A-F | IESO | Internal | Shoulder | B12 | 200 | 1600 | 0 | 50.21 | 49.65 | 7 | 0
2035 | NYISO_A-F_2_IESO | NYISO_A-F | IESO | Internal | Shoulder | B13 | 600 | 1600 | 0 | 45.81 | 45.67 | 7 | 0
2035 | NYISO_A-F_2_IESO | NYISO_A-F | IESO | Internal | Shoulder | B14 | 900 | 1600 | 0 | 45.77 | 45.67 | 7 | 0
2035 | NYISO_A-F_2_IESO | NYISO_A-F | IESO | Internal | Shoulder | B15 | 1203 | 1600 | 0 | 45.77 | 45.67 | 7 | 0
2035 | NYISO_A-F_2_IESO | NYISO_A-F | IESO | Internal | Summer | B1 | 10 | 1600 | 0 | 87.38 | 80.38 | 7 | 0
2035 | NYISO_A-F_2_IESO | NYISO_A-F | IESO | Internal | Summer | B2 | 25 | 1600 | 0 | 84.71 | 77.71 | 7 | 0
2035 | NYISO_A-F_2_IESO | NYISO_A-F | IESO | Internal | Summer | B3 | 75 | 1600 | 0 | 65.37 | 72.17 | 7 | 0
2035 | NYISO_A-F_2_IESO | NYISO_A-F | IESO | Internal | Summer | B4 | 100 | 1600 | 0 | 60.62 | 53.62 | 7 | 0
2035 | NYISO_A-F_2_IESO | NYISO_A-F | IESO | Internal | Summer | B5 | 200 | 1600 | 0 | 56.07 | 49.07 | 7 | 0
2035 | NYISO_A-F_2_IESO | NYISO_A-F | IESO | Internal | Summer | B6 | 300 | 1600 | 0 | 53.7 | 48.85 | 7 | 0
2035 | NYISO_A-F_2_IESO | NYISO_A-F | IESO | Internal | Summer | B7 | 400 | 1600 | 0 | 48.78 | 44.34 | 7 | 0
2035 | NYISO_A-F_2_IESO | NYISO_A-F | IESO | Internal | Summer | B8 | 500 | 1600 | 0 | 44.48 | 44.15 | 7 | 0
2035 | NYISO_A-F_2_IESO | NYISO_A-F | IESO | Internal | Summer | B9 | 800 | 1600 | 0 | 43.68 | 44.15 | 7 | 0
2035 | NYISO_A-F_2_IESO | NYISO_A-F | IESO | Internal | Summer | B10 | 1262 | 1600 | 0 | 43.68 | 44.15 | 7 | 0
2035 | NYISO_A-F_2_IESO | NYISO_A-F | IESO | Internal | Winter | B16 | 25 | 1600 | 0 | 57.68 | 52.02 | 7 | 0
2035 | NYISO_A-F_2_IESO | NYISO_A-F | IESO | Internal | Winter | B17 | 100 | 1600 | 0 | 56.51 | 50.02 | 7 | 0
2035 | NYISO_A-F_2_IESO | NYISO_A-F | IESO | Internal | Winter | B18 | 400 | 1600 | 0 | 56.5 | 49.5 | 7 | 0
2035 | NYISO_A-F_2_IESO | NYISO_A-F | IESO | Internal | Winter | B19 | 700 | 1600 | 0 | 53.73 | 49.5 | 7 | 0
2035 | NYISO_A-F_2_IESO | NYISO_A-F | IESO | Internal | Winter | B20 | 935 | 1600 | 0 | 53.13 | 49.5 | 7 | 0
2035 | NYISO_A-F_2_NEISO | NYISO_A-F | NEISO | Internal | Shoulder | B11 | 25 | 600 | 0 | 54.41 | 42.33 | 3 | 0
2035 | NYISO_A-F_2_NEISO | NYISO_A-F | NEISO | Internal | Shoulder | B12 | 200 | 600 | 0 | 50.21 | 42.33 | 3 | 0
2035 | NYISO_A-F_2_NEISO | NYISO_A-F | NEISO | Internal | Shoulder | B13 | 600 | 600 | 0 | 45.81 | 42.33 | 3 | 0
2035 | NYISO_A-F_2_NEISO | NYISO_A-F | NEISO | Internal | Shoulder | B14 | 900 | 600 | 0 | 45.77 | 42.33 | 3 | 0
2035 | NYISO_A-F_2_NEISO | NYISO_A-F | NEISO | Internal | Shoulder | B15 | 1203 | 600 | 0 | 45.77 | 42.33 | 3 | 0
2035 | NYISO_A-F_2_NEISO | NYISO_A-F | NEISO | Internal | Summer | B1 | 10 | 600 | 388.57 | 87.38 | 90.38 | 3 | 0
2035 | NYISO_A-F_2_NEISO | NYISO_A-F | NEISO | Internal | Summer | B2 | 25 | 600 | 0 | 84.71 | 81.74 | 3 | 0
2035 | NYISO_A-F_2_NEISO | NYISO_A-F | NEISO | Internal | Summer | B3 | 75 | 600 | 0 | 65.37 | 62.37 | 3 | 0
2035 | NYISO_A-F_2_NEISO | NYISO_A-F | NEISO | Internal | Summer | B4 | 100 | 600 | 0 | 60.62 | 53.98 | 3 | 0
2035 | NYISO_A-F_2_NEISO | NYISO_A-F | NEISO | Internal | Summer | B5 | 200 | 600 | 0 | 56.07 | 42.91 | 3 | 0
2035 | NYISO_A-F_2_NEISO | NYISO_A-F | NEISO | Internal | Summer | B6 | 300 | 600 | 0 | 53.7 | 38.7 | 3 | 0
2035 | NYISO_A-F_2_NEISO | NYISO_A-F | NEISO | Internal | Summer | B7 | 400 | 600 | 0 | 48.78 | 38.7 | 3 | 0
2035 | NYISO_A-F_2_NEISO | NYISO_A-F | NEISO | Internal | Summer | B8 | 500 | 600 | 0 | 44.48 | 38.7 | 3 | 0
2035 | NYISO_A-F_2_NEISO | NYISO_A-F | NEISO | Internal | Summer | B9 | 800 | 600 | 0 | 43.68 | 38.7 | 3 | 0
2035 | NYISO_A-F_2_NEISO | NYISO_A-F | NEISO | Internal | Summer | B10 | 1262 | 600 | 0 | 43.68 | 38.7 | 3 | 0
2035 | NYISO_A-F_2_NEISO | NYISO_A-F | NEISO | Internal | Winter | B16 | 25 | 600 | 0 | 57.68 | 53.51 | 3 | 0
2035 | NYISO_A-F_2_NEISO | NYISO_A-F | NEISO | Internal | Winter | B17 | 100 | 600 | 0 | 56.51 | 53.51 | 3 | 0
2035 | NYISO_A-F_2_NEISO | NYISO_A-F | NEISO | Internal | Winter | B18 | 400 | 600 | 0 | 56.5 | 53.51 | 3 | 0
2035 | NYISO_A-F_2_NEISO | NYISO_A-F | NEISO | Internal | Winter | B19 | 700 | 600 | 0 | 53.73 | 53.51 | 3 | 0
2035 | NYISO_A-F_2_NEISO | NYISO_A-F | NEISO | Internal | Winter | B20 | 935 | 600 | 0 | 53.13 | 53.51 | 3 | 0
2035 | NYISO_A-F_2_NYISO_G-I | NYISO_A-F | NYISO_G-I | Internal | Shoulder | B11 | 25 | 4757 | 3341.85 | 54.41 | 54.42 | 0.01 | 0
2035 | NYISO_A-F_2_NYISO_G-I | NYISO_A-F | NYISO_G-I | Internal | Shoulder | B12 | 200 | 4757 | 2431.7 | 50.21 | 50.22 | 0.01 | 0
2035 | NYISO_A-F_2_NYISO_G-I | NYISO_A-F | NYISO_G-I | Internal | Shoulder | B13 | 600 | 4757 | 2214.9 | 45.81 | 45.82 | 0.01 | 0
2035 | NYISO_A-F_2_NYISO_G-I | NYISO_A-F | NYISO_G-I | Internal | Shoulder | B14 | 900 | 4757 | 2340.22 | 45.77 | 45.79 | 0.01 | 0
2035 | NYISO_A-F_2_NYISO_G-I | NYISO_A-F | NYISO_G-I | Internal | Shoulder | B15 | 1203 | 4757 | 0 | 45.77 | 45.76 | 0.01 | 0
2035 | NYISO_A-F_2_NYISO_G-I | NYISO_A-F | NYISO_G-I | Internal | Summer | B1 | 10 | 4757 | 4339.63 | 87.38 | 87.39 | 0.01 | 0
2035 | NYISO_A-F_2_NYISO_G-I | NYISO_A-F | NYISO_G-I | Internal | Summer | B2 | 25 | 4757 | 3895.75 | 84.71 | 84.73 | 0.01 | 0
2035 | NYISO_A-F_2_NYISO_G-I | NYISO_A-F | NYISO_G-I | Internal | Summer | B3 | 75 | 4757 | 3044.96 | 65.37 | 65.38 | 0.01 | 0
2035 | NYISO_A-F_2_NYISO_G-I | NYISO_A-F | NYISO_G-I | Internal | Summer | B4 | 100 | 4757 | 2991.91 | 60.62 | 60.63 | 0.01 | 0
2035 | NYISO_A-F_2_NYISO_G-I | NYISO_A-F | NYISO_G-I | Internal | Summer | B5 | 200 | 4757 | 3761.38 | 56.07 | 56.08 | 0.01 | 0
2035 | NYISO_A-F_2_NYISO_G-I | NYISO_A-F | NYISO_G-I | Internal | Summer | B6 | 300 | 4757 | 3282.33 | 53.7 | 53.71 | 0.01 | 0
2035 | NYISO_A-F_2_NYISO_G-I | NYISO_A-F | NYISO_G-I | Internal | Summer | B7 | 400 | 4757 | 3075.1 | 48.78 | 48.79 | 0.01 | 0
2035 | NYISO_A-F_2_NYISO_G-I | NYISO_A-F | NYISO_G-I | Internal | Summer | B8 | 500 | 4757 | 2619.97 | 44.48 | 44.49 | 0.01 | 0
2035 | NYISO_A-F_2_NYISO_G-I | NYISO_A-F | NYISO_G-I | Internal | Summer | B9 | 800 | 4757 | 1397.39 | 43.68 | 43.69 | 0.01 | 0
2035 | NYISO_A-F_2_NYISO_G-I | NYISO_A-F | NYISO_G-I | Internal | Summer | B10 | 1262 | 4757 | 0 | 43.68 | 43.67 | 0.01 | 0
2035 | NYISO_A-F_2_NYISO_G-I | NYISO_A-F | NYISO_G-I | Internal | Winter | B16 | 25 | 4757 | 3740.58 | 57.68 | 57.7 | 0.01 | 0
2035 | NYISO_A-F_2_NYISO_G-I | NYISO_A-F | NYISO_G-I | Internal | Winter | B17 | 100 | 4757 | 3598.24 | 56.51 | 56.52 | 0.01 | 0
2035 | NYISO_A-F_2_NYISO_G-I | NYISO_A-F | NYISO_G-I | Internal | Winter | B18 | 400 | 4757 | 3761.36 | 56.5 | 56.51 | 0.01 | 0
2035 | NYISO_A-F_2_NYISO_G-I | NYISO_A-F | NYISO_G-I | Internal | Winter | B19 | 700 | 4757 | 3932.28 | 53.73 | 53.74 | 0.01 | 0
2035 | NYISO_A-F_2_NYISO_G-I | NYISO_A-F | NYISO_G-I | Internal | Winter | B20 | 935 | 4757 | 3004.96 | 53.13 | 53.14 | 0.01 | 0
2035 | NYISO_A-F_2_PJM_ROM | NYISO_A-F | PJM_ROM | Internal | Shoulder | B11 | 25 | 1000 | 0 | 54.41 | 59.13 | 8 | 0
2035 | NYISO_A-F_2_PJM_ROM | NYISO_A-F | PJM_ROM | Internal | Shoulder | B12 | 200 | 1000 | 0 | 50.21 | 54.66 | 8 | 0
2035 | NYISO_A-F_2_PJM_ROM | NYISO_A-F | PJM_ROM | Internal | Shoulder | B13 | 600 | 1000 | 0 | 45.81 | 49.08 | 8 | 0
2035 | NYISO_A-F_2_PJM_ROM | NYISO_A-F | PJM_ROM | Internal | Shoulder | B14 | 900 | 1000 | 0 | 45.77 | 47.8 | 8 | 0
2035 | NYISO_A-F_2_PJM_ROM | NYISO_A-F | PJM_ROM | Internal | Shoulder | B15 | 1203 | 1000 | 0 | 45.77 | 42.37 | 8 | 0
2035 | NYISO_A-F_2_PJM_ROM | NYISO_A-F | PJM_ROM | Internal | Summer | B1 | 10 | 1000 | 0 | 87.38 | 81.38 | 8 | 0
2035 | NYISO_A-F_2_PJM_ROM | NYISO_A-F | PJM_ROM | Internal | Summer | B2 | 25 | 1000 | 0 | 84.71 | 78.73 | 8 | 0
2035 | NYISO_A-F_2_PJM_ROM | NYISO_A-F | PJM_ROM | Internal | Summer | B3 | 75 | 1000 | 1000 | 65.37 | 77.17 | 8 | 3.81
2035 | NYISO_A-F_2_PJM_ROM | NYISO_A-F | PJM_ROM | Internal | Summer | B4 | 100 | 1000 | 1000 | 60.62 | 75.21 | 8 | 6.59
2035 | NYISO_A-F_2_PJM_ROM | NYISO_A-F | PJM_ROM | Internal | Summer | B5 | 200 | 1000 | 1000 | 56.07 | 73.51 | 8 | 9.44
2035 | NYISO_A-F_2_PJM_ROM | NYISO_A-F | PJM_ROM | Internal | Summer | B6 | 300 | 1000 | 653.99 | 53.7 | 61.7 | 8 | 0
2035 | NYISO_A-F_2_PJM_ROM | NYISO_A-F | PJM_ROM | Internal | Summer | B7 | 400 | 1000 | 0 | 48.78 | 49.35 | 8 | 0
2035 | NYISO_A-F_2_PJM_ROM | NYISO_A-F | PJM_ROM | Internal | Summer | B8 | 500 | 1000 | 0 | 44.48 | 46.16 | 8 | 0
2035 | NYISO_A-F_2_PJM_ROM | NYISO_A-F | PJM_ROM | Internal | Summer | B9 | 800 | 1000 | 0 | 43.68 | 43.23 | 8 | 0
2035 | NYISO_A-F_2_PJM_ROM | NYISO_A-F | PJM_ROM | Internal | Summer | B10 | 1262 | 1000 | 0 | 43.68 | 39.94 | 8 | 0
2035 | NYISO_A-F_2_PJM_ROM | NYISO_A-F | PJM_ROM | Internal | Winter | B16 | 25 | 1000 | 0 | 57.68 | 55.68 | 8 | 0
2035 | NYISO_A-F_2_PJM_ROM | NYISO_A-F | PJM_ROM | Internal | Winter | B17 | 100 | 1000 | 0 | 56.51 | 55.02 | 8 | 0
2035 | NYISO_A-F_2_PJM_ROM | NYISO_A-F | PJM_ROM | Internal | Winter | B18 | 400 | 1000 | 0 | 56.5 | 52.51 | 8 | 0
2035 | NYISO_A-F_2_PJM_ROM | NYISO_A-F | PJM_ROM | Internal | Winter | B19 | 700 | 1000 | 0 | 53.73 | 50.58 | 8 | 0
2035 | NYISO_A-F_2_PJM_ROM | NYISO_A-F | PJM_ROM | Internal | Winter | B20 | 935 | 1000 | 0 | 53.13 | 39.49 | 8 | 0
2035 | NYISO_G-I_2_NEISO | NYISO_G-I | NEISO | Internal | Shoulder | B11 | 25 | 600 | 0 | 54.42 | 42.33 | 3 | 0
2035 | NYISO_G-I_2_NEISO | NYISO_G-I | NEISO | Internal | Shoulder | B12 | 200 | 600 | 0 | 50.22 | 42.33 | 3 | 0
2035 | NYISO_G-I_2_NEISO | NYISO_G-I | NEISO | Internal | Shoulder | B13 | 600 | 600 | 0 | 45.82 | 42.33 | 3 | 0
2035 | NYISO_G-I_2_NEISO | NYISO_G-I | NEISO | Internal | Shoulder | B14 | 900 | 600 | 0 | 45.79 | 42.33 | 3 | 0
2035 | NYISO_G-I_2_NEISO | NYISO_G-I | NEISO | Internal | Shoulder | B15 | 1203 | 600 | 0 | 45.76 | 42.33 | 3 | 0
2035 | NYISO_G-I_2_NEISO | NYISO_G-I | NEISO | Internal | Summer | B1 | 10 | 600 | 0 | 87.39 | 90.38 | 3 | 0
2035 | NYISO_G-I_2_NEISO | NYISO_G-I | NEISO | Internal | Summer | B2 | 25 | 600 | 0 | 84.73 | 81.74 | 3 | 0
2035 | NYISO_G-I_2_NEISO | NYISO_G-I | NEISO | Internal | Summer | B3 | 75 | 600 | 0 | 65.38 | 62.37 | 3 | 0
2035 | NYISO_G-I_2_NEISO | NYISO_G-I | NEISO | Internal | Summer | B4 | 100 | 600 | 0 | 60.63 | 53.98 | 3 | 0
2035 | NYISO_G-I_2_NEISO | NYISO_G-I | NEISO | Internal | Summer | B5 | 200 | 600 | 0 | 56.08 | 42.91 | 3 | 0
2035 | NYISO_G-I_2_NEISO | NYISO_G-I | NEISO | Internal | Summer | B6 | 300 | 600 | 0 | 53.71 | 38.7 | 3 | 0
2035 | NYISO_G-I_2_NEISO | NYISO_G-I | NEISO | Internal | Summer | B7 | 400 | 600 | 0 | 48.79 | 38.7 | 3 | 0
2035 | NYISO_G-I_2_NEISO | NYISO_G-I | NEISO | Internal | Summer | B8 | 500 | 600 | 0 | 44.49 | 38.7 | 3 | 0
2035 | NYISO_G-I_2_NEISO | NYISO_G-I | NEISO | Internal | Summer | B9 | 800 | 600 | 0 | 43.69 | 38.7 | 3 | 0
2035 | NYISO_G-I_2_NEISO | NYISO_G-I | NEISO | Internal | Summer | B10 | 1262 | 600 | 0 | 43.67 | 38.7 | 3 | 0
2035 | NYISO_G-I_2_NEISO | NYISO_G-I | NEISO | Internal | Winter | B16 | 25 | 600 | 0 | 57.7 | 53.51 | 3 | 0
2035 | NYISO_G-I_2_NEISO | NYISO_G-I | NEISO | Internal | Winter | B17 | 100 | 600 | 0 | 56.52 | 53.51 | 3 | 0
2035 | NYISO_G-I_2_NEISO | NYISO_G-I | NEISO | Internal | Winter | B18 | 400 | 600 | 0 | 56.51 | 53.51 | 3 | 0
2035 | NYISO_G-I_2_NEISO | NYISO_G-I | NEISO | Internal | Winter | B19 | 700 | 600 | 0 | 53.74 | 53.51 | 3 | 0
2035 | NYISO_G-I_2_NEISO | NYISO_G-I | NEISO | Internal | Winter | B20 | 935 | 600 | 0 | 53.14 | 53.51 | 3 | 0
2035 | NYISO_G-I_2_NYISO_A-F | NYISO_G-I | NYISO_A-F | Internal | Shoulder | B11 | 25 | 2506 | 0 | 54.42 | 54.41 | 0.01 | 0
2035 | NYISO_G-I_2_NYISO_A-F | NYISO_G-I | NYISO_A-F | Internal | Shoulder | B12 | 200 | 2506 | 0 | 50.22 | 50.21 | 0.01 | 0
2035 | NYISO_G-I_2_NYISO_A-F | NYISO_G-I | NYISO_A-F | Internal | Shoulder | B13 | 600 | 2506 | 0 | 45.82 | 45.81 | 0.01 | 0
2035 | NYISO_G-I_2_NYISO_A-F | NYISO_G-I | NYISO_A-F | Internal | Shoulder | B14 | 900 | 2506 | 0 | 45.79 | 45.77 | 0.01 | 0
2035 | NYISO_G-I_2_NYISO_A-F | NYISO_G-I | NYISO_A-F | Internal | Shoulder | B15 | 1203 | 2506 | 59.49 | 45.76 | 45.77 | 0.01 | 0
2035 | NYISO_G-I_2_NYISO_A-F | NYISO_G-I | NYISO_A-F | Internal | Summer | B1 | 10 | 2506 | 0 | 87.39 | 87.38 | 0.01 | 0
2035 | NYISO_G-I_2_NYISO_A-F | NYISO_G-I | NYISO_A-F | Internal | Summer | B2 | 25 | 2506 | 0 | 84.73 | 84.71 | 0.01 | 0
2035 | NYISO_G-I_2_NYISO_A-F | NYISO_G-I | NYISO_A-F | Internal | Summer | B3 | 75 | 2506 | 0 | 65.38 | 65.37 | 0.01 | 0
2035 | NYISO_G-I_2_NYISO_A-F | NYISO_G-I | NYISO_A-F | Internal | Summer | B4 | 100 | 2506 | 0 | 60.63 | 60.62 | 0.01 | 0
2035 | NYISO_G-I_2_NYISO_A-F | NYISO_G-I | NYISO_A-F | Internal | Summer | B5 | 200 | 2506 | 0 | 56.08 | 56.07 | 0.01 | 0
2035 | NYISO_G-I_2_NYISO_A-F | NYISO_G-I | NYISO_A-F | Internal | Summer | B6 | 300 | 2506 | 0 | 53.71 | 53.7 | 0.01 | 0
2035 | NYISO_G-I_2_NYISO_A-F | NYISO_G-I | NYISO_A-F | Internal | Summer | B7 | 400 | 2506 | 0 | 48.79 | 48.78 | 0.01 | 0
2035 | NYISO_G-I_2_NYISO_A-F | NYISO_G-I | NYISO_A-F | Internal | Summer | B8 | 500 | 2506 | 0 | 44.49 | 44.48 | 0.01 | 0
2035 | NYISO_G-I_2_NYISO_A-F | NYISO_G-I | NYISO_A-F | Internal | Summer | B9 | 800 | 2506 | 0 | 43.69 | 43.68 | 0.01 | 0
2035 | NYISO_G-I_2_NYISO_A-F | NYISO_G-I | NYISO_A-F | Internal | Summer | B10 | 1262 | 2506 | 1154.05 | 43.67 | 43.68 | 0.01 | 0
2035 | NYISO_G-I_2_NYISO_A-F | NYISO_G-I | NYISO_A-F | Internal | Winter | B16 | 25 | 2506 | 0 | 57.7 | 57.68 | 0.01 | 0
2035 | NYISO_G-I_2_NYISO_A-F | NYISO_G-I | NYISO_A-F | Internal | Winter | B17 | 100 | 2506 | 0 | 56.52 | 56.51 | 0.01 | 0
2035 | NYISO_G-I_2_NYISO_A-F | NYISO_G-I | NYISO_A-F | Internal | Winter | B18 | 400 | 2506 | 0 | 56.51 | 56.5 | 0.01 | 0
2035 | NYISO_G-I_2_NYISO_A-F | NYISO_G-I | NYISO_A-F | Internal | Winter | B19 | 700 | 2506 | 0 | 53.74 | 53.73 | 0.01 | 0
2035 | NYISO_G-I_2_NYISO_A-F | NYISO_G-I | NYISO_A-F | Internal | Winter | B20 | 935 | 2506 | 0 | 53.14 | 53.13 | 0.01 | 0
2035 | NYISO_G-I_2_NYISO_J-K | NYISO_G-I | NYISO_J-K | Internal | Shoulder | B11 | 25 | 6188 | 5952.69 | 54.42 | 54.43 | 0.01 | 0
2035 | NYISO_G-I_2_NYISO_J-K | NYISO_G-I | NYISO_J-K | Internal | Shoulder | B12 | 200 | 6188 | 5112.74 | 50.22 | 50.23 | 0.01 | 0
2035 | NYISO_G-I_2_NYISO_J-K | NYISO_G-I | NYISO_J-K | Internal | Shoulder | B13 | 600 | 6188 | 5014.48 | 45.82 | 45.83 | 0.01 | 0
2035 | NYISO_G-I_2_NYISO_J-K | NYISO_G-I | NYISO_J-K | Internal | Shoulder | B14 | 900 | 6188 | 5310.09 | 45.79 | 45.8 | 0.01 | 0
2035 | NYISO_G-I_2_NYISO_J-K | NYISO_G-I | NYISO_J-K | Internal | Shoulder | B15 | 1203 | 6188 | 3384.92 | 45.76 | 45.77 | 0.01 | 0
2035 | NYISO_G-I_2_NYISO_J-K | NYISO_G-I | NYISO_J-K | Internal | Summer | B1 | 10 | 6188 | 5678.07 | 87.39 | 87.41 | 0.01 | 0
2035 | NYISO_G-I_2_NYISO_J-K | NYISO_G-I | NYISO_J-K | Internal | Summer | B2 | 25 | 6188 | 5100.91 | 84.73 | 84.74 | 0.01 | 0
2035 | NYISO_G-I_2_NYISO_J-K | NYISO_G-I | NYISO_J-K | Internal | Summer | B3 | 75 | 6188 | 3796.22 | 65.38 | 65.39 | 0.01 | 0
2035 | NYISO_G-I_2_NYISO_J-K | NYISO_G-I | NYISO_J-K | Internal | Summer | B4 | 100 | 6188 | 4034.37 | 60.63 | 60.64 | 0.01 | 0
2035 | NYISO_G-I_2_NYISO_J-K | NYISO_G-I | NYISO_J-K | Internal | Summer | B5 | 200 | 6188 | 4953.58 | 56.08 | 56.09 | 0.01 | 0
2035 | NYISO_G-I_2_NYISO_J-K | NYISO_G-I | NYISO_J-K | Internal | Summer | B6 | 300 | 6188 | 6188 | 53.71 | 55.6 | 0.01 | 1.87
2035 | NYISO_G-I_2_NYISO_J-K | NYISO_G-I | NYISO_J-K | Internal | Summer | B7 | 400 | 6188 | 6188 | 48.79 | 55.6 | 0.01 | 6.79
2035 | NYISO_G-I_2_NYISO_J-K | NYISO_G-I | NYISO_J-K | Internal | Summer | B8 | 500 | 6188 | 5882.95 | 44.49 | 44.5 | 0.01 | 0
2035 | NYISO_G-I_2_NYISO_J-K | NYISO_G-I | NYISO_J-K | Internal | Summer | B9 | 800 | 6188 | 4889.83 | 43.69 | 43.71 | 0.01 | 0
2035 | NYISO_G-I_2_NYISO_J-K | NYISO_G-I | NYISO_J-K | Internal | Summer | B10 | 1262 | 6188 | 2836.35 | 43.67 | 43.68 | 0.01 | 0
2035 | NYISO_G-I_2_NYISO_J-K | NYISO_G-I | NYISO_J-K | Internal | Winter | B16 | 25 | 6188 | 6188 | 57.7 | 79.89 | 0.01 | 22.19
2035 | NYISO_G-I_2_NYISO_J-K | NYISO_G-I | NYISO_J-K | Internal | Winter | B17 | 100 | 6188 | 6188 | 56.52 | 59.8 | 0.01 | 3.27
2035 | NYISO_G-I_2_NYISO_J-K | NYISO_G-I | NYISO_J-K | Internal | Winter | B18 | 400 | 6188 | 6188 | 56.51 | 59.8 | 0.01 | 3.28
2035 | NYISO_G-I_2_NYISO_J-K | NYISO_G-I | NYISO_J-K | Internal | Winter | B19 | 700 | 6188 | 6188 | 53.74 | 57.95 | 0.01 | 4.19
2035 | NYISO_G-I_2_NYISO_J-K | NYISO_G-I | NYISO_J-K | Internal | Winter | B20 | 935 | 6188 | 6188 | 53.14 | 56.2 | 0.01 | 3.04
2035 | NYISO_G-I_2_PJM_E | NYISO_G-I | PJM_E | Internal | Shoulder | B11 | 25 | 1500 | 0 | 54.42 | 59.12 | 8 | 0
2035 | NYISO_G-I_2_PJM_E | NYISO_G-I | PJM_E | Internal | Shoulder | B12 | 200 | 1500 | 0 | 50.22 | 54.65 | 8 | 0
2035 | NYISO_G-I_2_PJM_E | NYISO_G-I | PJM_E | Internal | Shoulder | B13 | 600 | 1500 | 0 | 45.82 | 49.07 | 8 | 0
2035 | NYISO_G-I_2_PJM_E | NYISO_G-I | PJM_E | Internal | Shoulder | B14 | 900 | 1500 | 0 | 45.79 | 47.79 | 8 | 0
2035 | NYISO_G-I_2_PJM_E | NYISO_G-I | PJM_E | Internal | Shoulder | B15 | 1203 | 1500 | 0 | 45.76 | 42.38 | 8 | 0
2035 | NYISO_G-I_2_PJM_E | NYISO_G-I | PJM_E | Internal | Summer | B1 | 10 | 1500 | 0 | 87.39 | 81.39 | 8 | 0
2035 | NYISO_G-I_2_PJM_E | NYISO_G-I | PJM_E | Internal | Summer | B2 | 25 | 1500 | 0 | 84.73 | 78.74 | 8 | 0
2035 | NYISO_G-I_2_PJM_E | NYISO_G-I | PJM_E | Internal | Summer | B3 | 75 | 1500 | 1500 | 65.38 | 77.16 | 8 | 3.78
2035 | NYISO_G-I_2_PJM_E | NYISO_G-I | PJM_E | Internal | Summer | B4 | 100 | 1500 | 1500 | 60.63 | 75.2 | 8 | 6.57
2035 | NYISO_G-I_2_PJM_E | NYISO_G-I | PJM_E | Internal | Summer | B5 | 200 | 1500 | 1500 | 56.08 | 73.5 | 8 | 9.42
2035 | NYISO_G-I_2_PJM_E | NYISO_G-I | PJM_E | Internal | Summer | B6 | 300 | 1500 | 0 | 53.71 | 61.69 | 8 | 0
2035 | NYISO_G-I_2_PJM_E | NYISO_G-I | PJM_E | Internal | Summer | B7 | 400 | 1500 | 0 | 48.79 | 49.34 | 8 | 0
2035 | NYISO_G-I_2_PJM_E | NYISO_G-I | PJM_E | Internal | Summer | B8 | 500 | 1500 | 0 | 44.49 | 46.15 | 8 | 0
2035 | NYISO_G-I_2_PJM_E | NYISO_G-I | PJM_E | Internal | Summer | B9 | 800 | 1500 | 0 | 43.69 | 43.25 | 8 | 0
2035 | NYISO_G-I_2_PJM_E | NYISO_G-I | PJM_E | Internal | Summer | B10 | 1262 | 1500 | 0 | 43.67 | 39.95 | 8 | 0
2035 | NYISO_G-I_2_PJM_E | NYISO_G-I | PJM_E | Internal | Winter | B16 | 25 | 1500 | 0 | 57.7 | 55.7 | 8 | 0
2035 | NYISO_G-I_2_PJM_E | NYISO_G-I | PJM_E | Internal | Winter | B17 | 100 | 1500 | 0 | 56.52 | 55.03 | 8 | 0
2035 | NYISO_G-I_2_PJM_E | NYISO_G-I | PJM_E | Internal | Winter | B18 | 400 | 1500 | 0 | 56.51 | 52.52 | 8 | 0
2035 | NYISO_G-I_2_PJM_E | NYISO_G-I | PJM_E | Internal | Winter | B19 | 700 | 1500 | 0 | 53.74 | 50.59 | 8 | 0
2035 | NYISO_G-I_2_PJM_E | NYISO_G-I | PJM_E | Internal | Winter | B20 | 935 | 1500 | 0 | 53.14 | 39.5 | 8 | 0
2035 | NYISO_J-K_2_PJM_E | NYISO_J-K | PJM_E | Internal | Shoulder | B11 | 25 | 330 | 0 | 54.43 | 59.12 | 8 | 0
2035 | NYISO_J-K_2_PJM_E | NYISO_J-K | PJM_E | Internal | Shoulder | B12 | 200 | 330 | 0 | 50.23 | 54.65 | 8 | 0
2035 | NYISO_J-K_2_PJM_E | NYISO_J-K | PJM_E | Internal | Shoulder | B13 | 600 | 330 | 0 | 45.83 | 49.07 | 8 | 0
2035 | NYISO_J-K_2_PJM_E | NYISO_J-K | PJM_E | Internal | Shoulder | B14 | 900 | 330 | 0 | 45.8 | 47.79 | 8 | 0
2035 | NYISO_J-K_2_PJM_E | NYISO_J-K | PJM_E | Internal | Shoulder | B15 | 1203 | 330 | 0 | 45.77 | 42.38 | 8 | 0
2035 | NYISO_J-K_2_PJM_E | NYISO_J-K | PJM_E | Internal | Summer | B1 | 10 | 330 | 0 | 87.41 | 81.39 | 8 | 0
2035 | NYISO_J-K_2_PJM_E | NYISO_J-K | PJM_E | Internal | Summer | B2 | 25 | 330 | 0 | 84.74 | 78.74 | 8 | 0
2035 | NYISO_J-K_2_PJM_E | NYISO_J-K | PJM_E | Internal | Summer | B3 | 75 | 330 | 330 | 65.39 | 77.16 | 8 | 3.77
2035 | NYISO_J-K_2_PJM_E | NYISO_J-K | PJM_E | Internal | Summer | B4 | 100 | 330 | 330 | 60.64 | 75.2 | 8 | 6.56
2035 | NYISO_J-K_2_PJM_E | NYISO_J-K | PJM_E | Internal | Summer | B5 | 200 | 330 | 330 | 56.09 | 73.5 | 8 | 9.4
2035 | NYISO_J-K_2_PJM_E | NYISO_J-K | PJM_E | Internal | Summer | B6 | 300 | 330 | 0 | 55.6 | 61.69 | 8 | 0
2035 | NYISO_J-K_2_PJM_E | NYISO_J-K | PJM_E | Internal | Summer | B7 | 400 | 330 | 0 | 55.6 | 49.34 | 8 | 0
2035 | NYISO_J-K_2_PJM_E | NYISO_J-K | PJM_E | Internal | Summer | B8 | 500 | 330 | 0 | 44.5 | 46.15 | 8 | 0
2035 | NYISO_J-K_2_PJM_E | NYISO_J-K | PJM_E | Internal | Summer | B9 | 800 | 330 | 0 | 43.71 | 43.25 | 8 | 0
2035 | NYISO_J-K_2_PJM_E | NYISO_J-K | PJM_E | Internal | Summer | B10 | 1262 | 330 | 0 | 43.68 | 39.95 | 8 | 0
2035 | NYISO_J-K_2_PJM_E | NYISO_J-K | PJM_E | Internal | Winter | B16 | 25 | 330 | 0 | 79.89 | 55.7 | 8 | 0
2035 | NYISO_J-K_2_PJM_E | NYISO_J-K | PJM_E | Internal | Winter | B17 | 100 | 330 | 0 | 59.8 | 55.03 | 8 | 0
2035 | NYISO_J-K_2_PJM_E | NYISO_J-K | PJM_E | Internal | Winter | B18 | 400 | 330 | 0 | 59.8 | 52.52 | 8 | 0
2035 | NYISO_J-K_2_PJM_E | NYISO_J-K | PJM_E | Internal | Winter | B19 | 700 | 330 | 0 | 57.95 | 50.59 | 8 | 0
2035 | NYISO_J-K_2_PJM_E | NYISO_J-K | PJM_E | Internal | Winter | B20 | 935 | 330 | 0 | 56.2 | 39.5 | 8 | 0
2035 | PJM_E_2_NYISO_G-I | PJM_E | NYISO_G-I | Internal | Shoulder | B11 | 25 | 500 | 0 | 59.12 | 54.42 | 6 | 0
2035 | PJM_E_2_NYISO_G-I | PJM_E | NYISO_G-I | Internal | Shoulder | B12 | 200 | 500 | 0 | 54.65 | 50.22 | 6 | 0
2035 | PJM_E_2_NYISO_G-I | PJM_E | NYISO_G-I | Internal | Shoulder | B13 | 600 | 500 | 0 | 49.07 | 45.82 | 6 | 0
2035 | PJM_E_2_NYISO_G-I | PJM_E | NYISO_G-I | Internal | Shoulder | B14 | 900 | 500 | 0 | 47.79 | 45.79 | 6 | 0
2035 | PJM_E_2_NYISO_G-I | PJM_E | NYISO_G-I | Internal | Shoulder | B15 | 1203 | 500 | 0 | 42.38 | 45.76 | 6 | 0
2035 | PJM_E_2_NYISO_G-I | PJM_E | NYISO_G-I | Internal | Summer | B1 | 10 | 500 | 308.6 | 81.39 | 87.39 | 6 | 0
2035 | PJM_E_2_NYISO_G-I | PJM_E | NYISO_G-I | Internal | Summer | B2 | 25 | 500 | 0 | 78.74 | 84.73 | 6 | 0
2035 | PJM_E_2_NYISO_G-I | PJM_E | NYISO_G-I | Internal | Summer | B3 | 75 | 500 | 0 | 77.16 | 65.38 | 6 | 0
2035 | PJM_E_2_NYISO_G-I | PJM_E | NYISO_G-I | Internal | Summer | B4 | 100 | 500 | 0 | 75.2 | 60.63 | 6 | 0
2035 | PJM_E_2_NYISO_G-I | PJM_E | NYISO_G-I | Internal | Summer | B5 | 200 | 500 | 0 | 73.5 | 56.08 | 6 | 0
2035 | PJM_E_2_NYISO_G-I | PJM_E | NYISO_G-I | Internal | Summer | B6 | 300 | 500 | 0 | 61.69 | 53.71 | 6 | 0
2035 | PJM_E_2_NYISO_G-I | PJM_E | NYISO_G-I | Internal | Summer | B7 | 400 | 500 | 0 | 49.34 | 48.79 | 6 | 0
2035 | PJM_E_2_NYISO_G-I | PJM_E | NYISO_G-I | Internal | Summer | B8 | 500 | 500 | 0 | 46.15 | 44.49 | 6 | 0
2035 | PJM_E_2_NYISO_G-I | PJM_E | NYISO_G-I | Internal | Summer | B9 | 800 | 500 | 0 | 43.25 | 43.69 | 6 | 0
2035 | PJM_E_2_NYISO_G-I | PJM_E | NYISO_G-I | Internal | Summer | B10 | 1262 | 500 | 0 | 39.95 | 43.67 | 6 | 0
2035 | PJM_E_2_NYISO_G-I | PJM_E | NYISO_G-I | Internal | Winter | B16 | 25 | 500 | 0 | 55.7 | 57.7 | 6 | 0
2035 | PJM_E_2_NYISO_G-I | PJM_E | NYISO_G-I | Internal | Winter | B17 | 100 | 500 | 0 | 55.03 | 56.52 | 6 | 0
2035 | PJM_E_2_NYISO_G-I | PJM_E | NYISO_G-I | Internal | Winter | B18 | 400 | 500 | 0 | 52.52 | 56.51 | 6 | 0
2035 | PJM_E_2_NYISO_G-I | PJM_E | NYISO_G-I | Internal | Winter | B19 | 700 | 500 | 0 | 50.59 | 53.74 | 6 | 0
2035 | PJM_E_2_NYISO_G-I | PJM_E | NYISO_G-I | Internal | Winter | B20 | 935 | 500 | 500 | 39.5 | 53.14 | 6 | 7.64
2035 | PJM_E_2_NYISO_J-K | PJM_E | NYISO_J-K | Internal | Shoulder | B11 | 25 | 330 | 0 | 59.12 | 54.43 | 6 | 0
2035 | PJM_E_2_NYISO_J-K | PJM_E | NYISO_J-K | Internal | Shoulder | B12 | 200 | 330 | 0 | 54.65 | 50.23 | 6 | 0
2035 | PJM_E_2_NYISO_J-K | PJM_E | NYISO_J-K | Internal | Shoulder | B13 | 600 | 330 | 0 | 49.07 | 45.83 | 6 | 0
2035 | PJM_E_2_NYISO_J-K | PJM_E | NYISO_J-K | Internal | Shoulder | B14 | 900 | 330 | 0 | 47.79 | 45.8 | 6 | 0
2035 | PJM_E_2_NYISO_J-K | PJM_E | NYISO_J-K | Internal | Shoulder | B15 | 1203 | 330 | 0 | 42.38 | 45.77 | 6 | 0
2035 | PJM_E_2_NYISO_J-K | PJM_E | NYISO_J-K | Internal | Summer | B1 | 10 | 330 | 330 | 81.39 | 87.41 | 6 | 0.01
2035 | PJM_E_2_NYISO_J-K | PJM_E | NYISO_J-K | Internal | Summer | B2 | 25 | 330 | 284.47 | 78.74 | 84.74 | 6 | 0
2035 | PJM_E_2_NYISO_J-K | PJM_E | NYISO_J-K | Internal | Summer | B3 | 75 | 330 | 0 | 77.16 | 65.39 | 6 | 0
2035 | PJM_E_2_NYISO_J-K | PJM_E | NYISO_J-K | Internal | Summer | B4 | 100 | 330 | 0 | 75.2 | 60.64 | 6 | 0
2035 | PJM_E_2_NYISO_J-K | PJM_E | NYISO_J-K | Internal | Summer | B5 | 200 | 330 | 0 | 73.5 | 56.09 | 6 | 0
2035 | PJM_E_2_NYISO_J-K | PJM_E | NYISO_J-K | Internal | Summer | B6 | 300 | 330 | 0 | 61.69 | 55.6 | 6 | 0
2035 | PJM_E_2_NYISO_J-K | PJM_E | NYISO_J-K | Internal | Summer | B7 | 400 | 330 | 330 | 49.34 | 55.6 | 6 | 0.26
2035 | PJM_E_2_NYISO_J-K | PJM_E | NYISO_J-K | Internal | Summer | B8 | 500 | 330 | 0 | 46.15 | 44.5 | 6 | 0
2035 | PJM_E_2_NYISO_J-K | PJM_E | NYISO_J-K | Internal | Summer | B9 | 800 | 330 | 0 | 43.25 | 43.71 | 6 | 0
2035 | PJM_E_2_NYISO_J-K | PJM_E | NYISO_J-K | Internal | Summer | B10 | 1262 | 330 | 0 | 39.95 | 43.68 | 6 | 0
2035 | PJM_E_2_NYISO_J-K | PJM_E | NYISO_J-K | Internal | Winter | B16 | 25 | 330 | 330 | 55.7 | 79.89 | 6 | 18.2
2035 | PJM_E_2_NYISO_J-K | PJM_E | NYISO_J-K | Internal | Winter | B17 | 100 | 330 | 0 | 55.03 | 59.8 | 6 | 0
2035 | PJM_E_2_NYISO_J-K | PJM_E | NYISO_J-K | Internal | Winter | B18 | 400 | 330 | 330 | 52.52 | 59.8 | 6 | 1.28
2035 | PJM_E_2_NYISO_J-K | PJM_E | NYISO_J-K | Internal | Winter | B19 | 700 | 330 | 330 | 50.59 | 57.95 | 6 | 1.35
2035 | PJM_E_2_NYISO_J-K | PJM_E | NYISO_J-K | Internal | Winter | B20 | 935 | 330 | 330 | 39.5 | 56.2 | 6 | 10.7
2035 | PJM_E_2_PJM_ROM | PJM_E | PJM_ROM | Internal | Shoulder | B11 | 25 | 8000 | 5599.74 | 59.12 | 59.13 | 0.01 | 0
2035 | PJM_E_2_PJM_ROM | PJM_E | PJM_ROM | Internal | Shoulder | B12 | 200 | 8000 | 3061.27 | 54.65 | 54.66 | 0.01 | 0
2035 | PJM_E_2_PJM_ROM | PJM_E | PJM_ROM | Internal | Shoulder | B13 | 600 | 8000 | 4222.08 | 49.07 | 49.08 | 0.01 | 0
2035 | PJM_E_2_PJM_ROM | PJM_E | PJM_ROM | Internal | Shoulder | B14 | 900 | 8000 | 2442.6 | 47.79 | 47.8 | 0.01 | 0
2035 | PJM_E_2_PJM_ROM | PJM_E | PJM_ROM | Internal | Shoulder | B15 | 1203 | 8000 | 0 | 42.38 | 42.37 | 0.01 | 0
2035 | PJM_E_2_PJM_ROM | PJM_E | PJM_ROM | Internal | Summer | B1 | 10 | 8000 | 0 | 81.39 | 81.38 | 0.01 | 0
2035 | PJM_E_2_PJM_ROM | PJM_E | PJM_ROM | Internal | Summer | B2 | 25 | 8000 | 0 | 78.74 | 78.73 | 0.01 | 0
2035 | PJM_E_2_PJM_ROM | PJM_E | PJM_ROM | Internal | Summer | B3 | 75 | 8000 | 2105.17 | 77.16 | 77.17 | 0.01 | 0
2035 | PJM_E_2_PJM_ROM | PJM_E | PJM_ROM | Internal | Summer | B4 | 100 | 8000 | 4305.8 | 75.2 | 75.21 | 0.01 | 0
2035 | PJM_E_2_PJM_ROM | PJM_E | PJM_ROM | Internal | Summer | B5 | 200 | 8000 | 5519.33 | 73.5 | 73.51 | 0.01 | 0
2035 | PJM_E_2_PJM_ROM | PJM_E | PJM_ROM | Internal | Summer | B6 | 300 | 8000 | 1153.17 | 61.69 | 61.7 | 0.01 | 0
2035 | PJM_E_2_PJM_ROM | PJM_E | PJM_ROM | Internal | Summer | B7 | 400 | 8000 | 1470.75 | 49.34 | 49.35 | 0.01 | 0
2035 | PJM_E_2_PJM_ROM | PJM_E | PJM_ROM | Internal | Summer | B8 | 500 | 8000 | 1157.51 | 46.15 | 46.16 | 0.01 | 0
2035 | PJM_E_2_PJM_ROM | PJM_E | PJM_ROM | Internal | Summer | B9 | 800 | 8000 | 0 | 43.25 | 43.23 | 0.01 | 0
2035 | PJM_E_2_PJM_ROM | PJM_E | PJM_ROM | Internal | Summer | B10 | 1262 | 8000 | 0 | 39.95 | 39.94 | 0.01 | 0
2035 | PJM_E_2_PJM_ROM | PJM_E | PJM_ROM | Internal | Winter | B16 | 25 | 8000 | 0 | 55.7 | 55.68 | 0.01 | 0
2035 | PJM_E_2_PJM_ROM | PJM_E | PJM_ROM | Internal | Winter | B17 | 100 | 8000 | 0 | 55.03 | 55.02 | 0.01 | 0
2035 | PJM_E_2_PJM_ROM | PJM_E | PJM_ROM | Internal | Winter | B18 | 400 | 8000 | 0 | 52.52 | 52.51 | 0.01 | 0
2035 | PJM_E_2_PJM_ROM | PJM_E | PJM_ROM | Internal | Winter | B19 | 700 | 8000 | 0 | 50.59 | 50.58 | 0.01 | 0
2035 | PJM_E_2_PJM_ROM | PJM_E | PJM_ROM | Internal | Winter | B20 | 935 | 8000 | 0 | 39.5 | 39.49 | 0.01 | 0
2035 | PJM_ROR_2_MISO_IN | PJM_ROR | MISO_IN | Internal | Shoulder | B11 | 25 | 909 | 909 | 59.15 | 66.15 | 2 | 5
2035 | PJM_ROR_2_MISO_IN | PJM_ROR | MISO_IN | Internal | Shoulder | B12 | 200 | 909 | 0 | 54.65 | 56.64 | 2 | 0
2035 | PJM_ROR_2_MISO_IN | PJM_ROR | MISO_IN | Internal | Shoulder | B13 | 600 | 909 | 0 | 49.09 | 51.08 | 2 | 0
2035 | PJM_ROR_2_MISO_IN | PJM_ROR | MISO_IN | Internal | Shoulder | B14 | 900 | 909 | 0 | 47.79 | 49.17 | 2 | 0
2035 | PJM_ROR_2_MISO_IN | PJM_ROR | MISO_IN | Internal | Shoulder | B15 | 1203 | 909 | 0 | 42.35 | 44.08 | 2 | 0
2035 | PJM_ROR_2_MISO_IN | PJM_ROR | MISO_IN | Internal | Summer | B1 | 10 | 909 | 0 | 81.37 | 83.36 | 2 | 0
2035 | PJM_ROR_2_MISO_IN | PJM_ROR | MISO_IN | Internal | Summer | B2 | 25 | 909 | 909 | 78.71 | 80.73 | 2 | 0.01
2035 | PJM_ROR_2_MISO_IN | PJM_ROR | MISO_IN | Internal | Summer | B3 | 75 | 909 | 333.32 | 77.18 | 79.18 | 2 | 0
2035 | PJM_ROR_2_MISO_IN | PJM_ROR | MISO_IN | Internal | Summer | B4 | 100 | 909 | 358.71 | 75.22 | 77.22 | 2 | 0
2035 | PJM_ROR_2_MISO_IN | PJM_ROR | MISO_IN | Internal | Summer | B5 | 200 | 909 | 909 | 73.52 | 75.53 | 2 | 0.01
2035 | PJM_ROR_2_MISO_IN | PJM_ROR | MISO_IN | Internal | Summer | B6 | 300 | 909 | 909 | 61.71 | 63.72 | 2 | 0.01
2035 | PJM_ROR_2_MISO_IN | PJM_ROR | MISO_IN | Internal | Summer | B7 | 400 | 909 | 0 | 49.34 | 51.32 | 2 | 0
2035 | PJM_ROR_2_MISO_IN | PJM_ROR | MISO_IN | Internal | Summer | B8 | 500 | 909 | 0 | 46.15 | 46.16 | 2 | 0
2035 | PJM_ROR_2_MISO_IN | PJM_ROR | MISO_IN | Internal | Summer | B9 | 800 | 909 | 0 | 43.22 | 42.76 | 2 | 0
2035 | PJM_ROR_2_MISO_IN | PJM_ROR | MISO_IN | Internal | Summer | B10 | 1262 | 909 | 491.95 | 39.93 | 41.93 | 2 | 0
2035 | PJM_ROR_2_MISO_IN | PJM_ROR | MISO_IN | Internal | Winter | B16 | 25 | 909 | 909 | 55.67 | 59.03 | 2 | 1.36
2035 | PJM_ROR_2_MISO_IN | PJM_ROR | MISO_IN | Internal | Winter | B17 | 100 | 909 | 194.6 | 55 | 57 | 2 | 0
2035 | PJM_ROR_2_MISO_IN | PJM_ROR | MISO_IN | Internal | Winter | B18 | 400 | 909 | 0 | 52.5 | 54.49 | 2 | 0
2035 | PJM_ROR_2_MISO_IN | PJM_ROR | MISO_IN | Internal | Winter | B19 | 700 | 909 | 0 | 50.57 | 51.69 | 2 | 0
2035 | PJM_ROR_2_MISO_IN | PJM_ROR | MISO_IN | Internal | Winter | B20 | 935 | 909 | 909 | 39.47 | 41.49 | 2 | 0.01
2035 | PJM_ROR_2_MISO_MI | PJM_ROR | MISO_MI | Internal | Shoulder | B11 | 25 | 1305 | 1305 | 59.15 | 61.16 | 2 | 0.01
2035 | PJM_ROR_2_MISO_MI | PJM_ROR | MISO_MI | Internal | Shoulder | B12 | 200 | 1305 | 526.1 | 54.65 | 56.65 | 2 | 0
2035 | PJM_ROR_2_MISO_MI | PJM_ROR | MISO_MI | Internal | Shoulder | B13 | 600 | 1305 | 803.04 | 49.09 | 51.09 | 2 | 0
2035 | PJM_ROR_2_MISO_MI | PJM_ROR | MISO_MI | Internal | Shoulder | B14 | 900 | 1305 | 0 | 47.79 | 49.18 | 2 | 0
2035 | PJM_ROR_2_MISO_MI | PJM_ROR | MISO_MI | Internal | Shoulder | B15 | 1203 | 1305 | 0 | 42.35 | 44.09 | 2 | 0
2035 | PJM_ROR_2_MISO_MI | PJM_ROR | MISO_MI | Internal | Summer | B1 | 10 | 1305 | 1247.54 | 81.37 | 83.37 | 2 | 0
2035 | PJM_ROR_2_MISO_MI | PJM_ROR | MISO_MI | Internal | Summer | B2 | 25 | 1305 | 174.92 | 78.71 | 80.71 | 2 | 0
2035 | PJM_ROR_2_MISO_MI | PJM_ROR | MISO_MI | Internal | Summer | B3 | 75 | 1305 | 0 | 77.18 | 79.17 | 2 | 0
2035 | PJM_ROR_2_MISO_MI | PJM_ROR | MISO_MI | Internal | Summer | B4 | 100 | 1305 | 0 | 75.22 | 77.21 | 2 | 0
2035 | PJM_ROR_2_MISO_MI | PJM_ROR | MISO_MI | Internal | Summer | B5 | 200 | 1305 | 494.87 | 73.52 | 75.52 | 2 | 0
2035 | PJM_ROR_2_MISO_MI | PJM_ROR | MISO_MI | Internal | Summer | B6 | 300 | 1305 | 6.33 | 61.71 | 63.71 | 2 | 0
2035 | PJM_ROR_2_MISO_MI | PJM_ROR | MISO_MI | Internal | Summer | B7 | 400 | 1305 | 138.87 | 49.34 | 51.34 | 2 | 0
2035 | PJM_ROR_2_MISO_MI | PJM_ROR | MISO_MI | Internal | Summer | B8 | 500 | 1305 | 0 | 46.15 | 46.17 | 2 | 0
2035 | PJM_ROR_2_MISO_MI | PJM_ROR | MISO_MI | Internal | Summer | B9 | 800 | 1305 | 0 | 43.22 | 42.77 | 2 | 0
2035 | PJM_ROR_2_MISO_MI | PJM_ROR | MISO_MI | Internal | Summer | B10 | 1262 | 1305 | 1305 | 39.93 | 41.94 | 2 | 0.01
2035 | PJM_ROR_2_MISO_MI | PJM_ROR | MISO_MI | Internal | Winter | B16 | 25 | 1305 | 1305 | 55.67 | 59.02 | 2 | 1.34
2035 | PJM_ROR_2_MISO_MI | PJM_ROR | MISO_MI | Internal | Winter | B17 | 100 | 1305 | 1305 | 55 | 57.02 | 2 | 0.01
2035 | PJM_ROR_2_MISO_MI | PJM_ROR | MISO_MI | Internal | Winter | B18 | 400 | 1305 | 1237.96 | 52.5 | 54.5 | 2 | 0
2035 | PJM_ROR_2_MISO_MI | PJM_ROR | MISO_MI | Internal | Winter | B19 | 700 | 1305 | 0 | 50.57 | 51.7 | 2 | 0
2035 | PJM_ROR_2_MISO_MI | PJM_ROR | MISO_MI | Internal | Winter | B20 | 935 | 1305 | 1305 | 39.47 | 41.5 | 2 | 0.02
2035 | PJM_ROR_2_MISO_MO-IL | PJM_ROR | MISO_MO-IL | Internal | Shoulder | B11 | 25 | 1111 | 1111 | 59.15 | 66.16 | 2 | 5.01
2035 | PJM_ROR_2_MISO_MO-IL | PJM_ROR | MISO_MO-IL | Internal | Shoulder | B12 | 200 | 1111 | 0 | 54.65 | 56.63 | 2 | 0
2035 | PJM_ROR_2_MISO_MO-IL | PJM_ROR | MISO_MO-IL | Internal | Shoulder | B13 | 600 | 1111 | 0 | 49.09 | 51.07 | 2 | 0
2035 | PJM_ROR_2_MISO_MO-IL | PJM_ROR | MISO_MO-IL | Internal | Shoulder | B14 | 900 | 1111 | 0 | 47.79 | 49.15 | 2 | 0
2035 | PJM_ROR_2_MISO_MO-IL | PJM_ROR | MISO_MO-IL | Internal | Shoulder | B15 | 1203 | 1111 | 0 | 42.35 | 43.82 | 2 | 0
2035 | PJM_ROR_2_MISO_MO-IL | PJM_ROR | MISO_MO-IL | Internal | Summer | B1 | 10 | 1111 | 1086.15 | 81.37 | 83.37 | 2 | 0
2035 | PJM_ROR_2_MISO_MO-IL | PJM_ROR | MISO_MO-IL | Internal | Summer | B2 | 25 | 1111 | 1111 | 78.71 | 80.74 | 2 | 0.02
2035 | PJM_ROR_2_MISO_MO-IL | PJM_ROR | MISO_MO-IL | Internal | Summer | B3 | 75 | 1111 | 128.4 | 77.18 | 79.18 | 2 | 0
2035 | PJM_ROR_2_MISO_MO-IL | PJM_ROR | MISO_MO-IL | Internal | Summer | B4 | 100 | 1111 | 1111 | 75.22 | 77.23 | 2 | 0.01
2035 | PJM_ROR_2_MISO_MO-IL | PJM_ROR | MISO_MO-IL | Internal | Summer | B5 | 200 | 1111 | 1111 | 73.52 | 75.54 | 2 | 0.02
2035 | PJM_ROR_2_MISO_MO-IL | PJM_ROR | MISO_MO-IL | Internal | Summer | B6 | 300 | 1111 | 1111 | 61.71 | 63.74 | 2 | 0.02
2035 | PJM_ROR_2_MISO_MO-IL | PJM_ROR | MISO_MO-IL | Internal | Summer | B7 | 400 | 1111 | 94.83 | 49.34 | 51.34 | 2 | 0
2035 | PJM_ROR_2_MISO_MO-IL | PJM_ROR | MISO_MO-IL | Internal | Summer | B8 | 500 | 1111 | 0 | 46.15 | 46.15 | 2 | 0
2035 | PJM_ROR_2_MISO_MO-IL | PJM_ROR | MISO_MO-IL | Internal | Summer | B9 | 800 | 1111 | 0 | 43.22 | 42.74 | 2 | 0
2035 | PJM_ROR_2_MISO_MO-IL | PJM_ROR | MISO_MO-IL | Internal | Summer | B10 | 1262 | 1111 | 0 | 39.93 | 41.07 | 2 | 0
2035 | PJM_ROR_2_MISO_MO-IL | PJM_ROR | MISO_MO-IL | Internal | Winter | B16 | 25 | 1111 | 106.01 | 55.67 | 57.67 | 2 | 0
2035 | PJM_ROR_2_MISO_MO-IL | PJM_ROR | MISO_MO-IL | Internal | Winter | B17 | 100 | 1111 | 0 | 55 | 55.18 | 2 | 0
2035 | PJM_ROR_2_MISO_MO-IL | PJM_ROR | MISO_MO-IL | Internal | Winter | B18 | 400 | 1111 | 0 | 52.5 | 54.48 | 2 | 0
2035 | PJM_ROR_2_MISO_MO-IL | PJM_ROR | MISO_MO-IL | Internal | Winter | B19 | 700 | 1111 | 0 | 50.57 | 51.68 | 2 | 0
2035 | PJM_ROR_2_MISO_MO-IL | PJM_ROR | MISO_MO-IL | Internal | Winter | B20 | 935 | 1111 | 556.87 | 39.47 | 41.47 | 2 | 0
2035 | PJM_ROR_2_MISO_W | PJM_ROR | MISO_W | Internal | Shoulder | B11 | 25 | 709 | 709 | 59.15 | 66.15 | 2 | 5
2035 | PJM_ROR_2_MISO_W | PJM_ROR | MISO_W | Internal | Shoulder | B12 | 200 | 709 | 0 | 54.65 | 56.61 | 2 | 0
2035 | PJM_ROR_2_MISO_W | PJM_ROR | MISO_W | Internal | Shoulder | B13 | 600 | 709 | 0 | 49.09 | 51.05 | 2 | 0
2035 | PJM_ROR_2_MISO_W | PJM_ROR | MISO_W | Internal | Shoulder | B14 | 900 | 709 | 0 | 47.79 | 49.14 | 2 | 0
2035 | PJM_ROR_2_MISO_W | PJM_ROR | MISO_W | Internal | Shoulder | B15 | 1203 | 709 | 0 | 42.35 | 43.81 | 2 | 0
2035 | PJM_ROR_2_MISO_W | PJM_ROR | MISO_W | Internal | Summer | B1 | 10 | 709 | 0 | 81.37 | 83.36 | 2 | 0
2035 | PJM_ROR_2_MISO_W | PJM_ROR | MISO_W | Internal | Summer | B2 | 25 | 709 | 709 | 78.71 | 81.29 | 2 | 0.57
2035 | PJM_ROR_2_MISO_W | PJM_ROR | MISO_W | Internal | Summer | B3 | 75 | 709 | 709 | 77.18 | 81.39 | 2 | 2.21
2035 | PJM_ROR_2_MISO_W | PJM_ROR | MISO_W | Internal | Summer | B4 | 100 | 709 | 709 | 75.22 | 80.22 | 2 | 3
2035 | PJM_ROR_2_MISO_W | PJM_ROR | MISO_W | Internal | Summer | B5 | 200 | 709 | 709 | 73.52 | 80.22 | 2 | 4.7
2035 | PJM_ROR_2_MISO_W | PJM_ROR | MISO_W | Internal | Summer | B6 | 300 | 709 | 709 | 61.71 | 64.74 | 2 | 1.02
2035 | PJM_ROR_2_MISO_W | PJM_ROR | MISO_W | Internal | Summer | B7 | 400 | 709 | 0 | 49.34 | 51.32 | 2 | 0
2035 | PJM_ROR_2_MISO_W | PJM_ROR | MISO_W | Internal | Summer | B8 | 500 | 709 | 0 | 46.15 | 46.13 | 2 | 0
2035 | PJM_ROR_2_MISO_W | PJM_ROR | MISO_W | Internal | Summer | B9 | 800 | 709 | 0 | 43.22 | 42.73 | 2 | 0
2035 | PJM_ROR_2_MISO_W | PJM_ROR | MISO_W | Internal | Summer | B10 | 1262 | 709 | 0 | 39.93 | 41.06 | 2 | 0
2035 | PJM_ROR_2_MISO_W | PJM_ROR | MISO_W | Internal | Winter | B16 | 25 | 709 | 0 | 55.67 | 57.66 | 2 | 0
2035 | PJM_ROR_2_MISO_W | PJM_ROR | MISO_W | Internal | Winter | B17 | 100 | 709 | 0 | 55 | 55.17 | 2 | 0
2035 | PJM_ROR_2_MISO_W | PJM_ROR | MISO_W | Internal | Winter | B18 | 400 | 709 | 0 | 52.5 | 54.46 | 2 | 0
2035 | PJM_ROR_2_MISO_W | PJM_ROR | MISO_W | Internal | Winter | B19 | 700 | 709 | 0 | 50.57 | 51.67 | 2 | 0
2035 | PJM_ROR_2_MISO_W | PJM_ROR | MISO_W | Internal | Winter | B20 | 935 | 709 | 0 | 39.47 | 41.46 | 2 | 0
2035 | PJM_ROR_2_MISO_WUMS | PJM_ROR | MISO_WUMS | Internal | Shoulder | B11 | 25 | 1467 | 1270.56 | 59.15 | 61.15 | 2 | 0
2035 | PJM_ROR_2_MISO_WUMS | PJM_ROR | MISO_WUMS | Internal | Shoulder | B12 | 200 | 1467 | 0 | 54.65 | 56.63 | 2 | 0
2035 | PJM_ROR_2_MISO_WUMS | PJM_ROR | MISO_WUMS | Internal | Shoulder | B13 | 600 | 1467 | 0 | 49.09 | 51.07 | 2 | 0
2035 | PJM_ROR_2_MISO_WUMS | PJM_ROR | MISO_WUMS | Internal | Shoulder | B14 | 900 | 1467 | 0 | 47.79 | 49.13 | 2 | 0
2035 | PJM_ROR_2_MISO_WUMS | PJM_ROR | MISO_WUMS | Internal | Shoulder | B15 | 1203 | 1467 | 0 | 42.35 | 44.01 | 2 | 0
2035 | PJM_ROR_2_MISO_WUMS | PJM_ROR | MISO_WUMS | Internal | Summer | B1 | 10 | 1467 | 0 | 81.37 | 75.33 | 2 | 0
2035 | PJM_ROR_2_MISO_WUMS | PJM_ROR | MISO_WUMS | Internal | Summer | B2 | 25 | 1467 | 0 | 78.71 | 75.33 | 2 | 0
2035 | PJM_ROR_2_MISO_WUMS | PJM_ROR | MISO_WUMS | Internal | Summer | B3 | 75 | 1467 | 0 | 77.18 | 75.33 | 2 | 0
2035 | PJM_ROR_2_MISO_WUMS | PJM_ROR | MISO_WUMS | Internal | Summer | B4 | 100 | 1467 | 0 | 75.22 | 75.33 | 2 | 0
2035 | PJM_ROR_2_MISO_WUMS | PJM_ROR | MISO_WUMS | Internal | Summer | B5 | 200 | 1467 | 0 | 73.52 | 75.33 | 2 | 0
2035 | PJM_ROR_2_MISO_WUMS | PJM_ROR | MISO_WUMS | Internal | Summer | B6 | 300 | 1467 | 364.03 | 61.71 | 63.71 | 2 | 0
2035 | PJM_ROR_2_MISO_WUMS | PJM_ROR | MISO_WUMS | Internal | Summer | B7 | 400 | 1467 | 0 | 49.34 | 51.31 | 2 | 0
2035 | PJM_ROR_2_MISO_WUMS | PJM_ROR | MISO_WUMS | Internal | Summer | B8 | 500 | 1467 | 0 | 46.15 | 46.12 | 2 | 0
2035 | PJM_ROR_2_MISO_WUMS | PJM_ROR | MISO_WUMS | Internal | Summer | B9 | 800 | 1467 | 0 | 43.22 | 42.74 | 2 | 0
2035 | PJM_ROR_2_MISO_WUMS | PJM_ROR | MISO_WUMS | Internal | Summer | B10 | 1262 | 1467 | 1449.86 | 39.93 | 41.93 | 2 | 0
2035 | PJM_ROR_2_MISO_WUMS | PJM_ROR | MISO_WUMS | Internal | Winter | B16 | 25 | 1467 | 298.39 | 55.67 | 57.67 | 2 | 0
2035 | PJM_ROR_2_MISO_WUMS | PJM_ROR | MISO_WUMS | Internal | Winter | B17 | 100 | 1467 | 0 | 55 | 55.44 | 2 | 0
2035 | PJM_ROR_2_MISO_WUMS | PJM_ROR | MISO_WUMS | Internal | Winter | B18 | 400 | 1467 | 0 | 52.5 | 54.48 | 2 | 0
2035 | PJM_ROR_2_MISO_WUMS | PJM_ROR | MISO_WUMS | Internal | Winter | B19 | 700 | 1467 | 0 | 50.57 | 51.68 | 2 | 0
2035 | PJM_ROR_2_MISO_WUMS | PJM_ROR | MISO_WUMS | Internal | Winter | B20 | 935 | 1467 | 1467 | 39.47 | 41.51 | 2 | 0.04
2035 | PJM_ROR_2_PJM_ROM | PJM_ROR | PJM_ROM | Internal | Shoulder | B11 | 25 | 8000 | 0 | 59.15 | 59.13 | 0.01 | 0
2035 | PJM_ROR_2_PJM_ROM | PJM_ROR | PJM_ROM | Internal | Shoulder | B12 | 200 | 8000 | 893.99 | 54.65 | 54.66 | 0.01 | 0
2035 | PJM_ROR_2_PJM_ROM | PJM_ROR | PJM_ROM | Internal | Shoulder | B13 | 600 | 8000 | 0 | 49.09 | 49.08 | 0.01 | 0
2035 | PJM_ROR_2_PJM_ROM | PJM_ROR | PJM_ROM | Internal | Shoulder | B14 | 900 | 8000 | 1181.22 | 47.79 | 47.8 | 0.01 | 0
2035 | PJM_ROR_2_PJM_ROM | PJM_ROR | PJM_ROM | Internal | Shoulder | B15 | 1203 | 8000 | 4084.29 | 42.35 | 42.37 | 0.01 | 0
2035 | PJM_ROR_2_PJM_ROM | PJM_ROR | PJM_ROM | Internal | Summer | B1 | 10 | 8000 | 7297.52 | 81.37 | 81.38 | 0.01 | 0
2035 | PJM_ROR_2_PJM_ROM | PJM_ROR | PJM_ROM | Internal | Summer | B2 | 25 | 8000 | 5358.48 | 78.71 | 78.73 | 0.01 | 0
2035 | PJM_ROR_2_PJM_ROM | PJM_ROR | PJM_ROM | Internal | Summer | B3 | 75 | 8000 | 0 | 77.18 | 77.17 | 0.01 | 0
2035 | PJM_ROR_2_PJM_ROM | PJM_ROR | PJM_ROM | Internal | Summer | B4 | 100 | 8000 | 0 | 75.22 | 75.21 | 0.01 | 0
2035 | PJM_ROR_2_PJM_ROM | PJM_ROR | PJM_ROM | Internal | Summer | B5 | 200 | 8000 | 0 | 73.52 | 73.51 | 0.01 | 0
2035 | PJM_ROR_2_PJM_ROM | PJM_ROR | PJM_ROM | Internal | Summer | B6 | 300 | 8000 | 0 | 61.71 | 61.7 | 0.01 | 0
2035 | PJM_ROR_2_PJM_ROM | PJM_ROR | PJM_ROM | Internal | Summer | B7 | 400 | 8000 | 1764.06 | 49.34 | 49.35 | 0.01 | 0
2035 | PJM_ROR_2_PJM_ROM | PJM_ROR | PJM_ROM | Internal | Summer | B8 | 500 | 8000 | 2484.26 | 46.15 | 46.16 | 0.01 | 0
2035 | PJM_ROR_2_PJM_ROM | PJM_ROR | PJM_ROM | Internal | Summer | B9 | 800 | 8000 | 3753.83 | 43.22 | 43.23 | 0.01 | 0
2035 | PJM_ROR_2_PJM_ROM | PJM_ROR | PJM_ROM | Internal | Summer | B10 | 1262 | 8000 | 4006.08 | 39.93 | 39.94 | 0.01 | 0
2035 | PJM_ROR_2_PJM_ROM | PJM_ROR | PJM_ROM | Internal | Winter | B16 | 25 | 8000 | 4543.67 | 55.67 | 55.68 | 0.01 | 0
2035 | PJM_ROR_2_PJM_ROM | PJM_ROR | PJM_ROM | Internal | Winter | B17 | 100 | 8000 | 5156.49 | 55 | 55.02 | 0.01 | 0
2035 | PJM_ROR_2_PJM_ROM | PJM_ROR | PJM_ROM | Internal | Winter | B18 | 400 | 8000 | 5209.49 | 52.5 | 52.51 | 0.01 | 0
2035 | PJM_ROR_2_PJM_ROM | PJM_ROR | PJM_ROM | Internal | Winter | B19 | 700 | 8000 | 6185.53 | 50.57 | 50.58 | 0.01 | 0
2035 | PJM_ROR_2_PJM_ROM | PJM_ROR | PJM_ROM | Internal | Winter | B20 | 935 | 8000 | 7842.93 | 39.47 | 39.49 | 0.01 | 0
2035 | PJM_ROR_2_TVA_Transmission | PJM_ROR | TVA_Transmission | Internal | Shoulder | B11 | 25 | 2500 | 1726.4 | 59.15 | 65.15 | 6 | 0
2035 | PJM_ROR_2_TVA_Transmission | PJM_ROR | TVA_Transmission | Internal | Shoulder | B12 | 200 | 2500 | 0 | 54.65 | 56.96 | 6 | 0
2035 | PJM_ROR_2_TVA_Transmission | PJM_ROR | TVA_Transmission | Internal | Shoulder | B13 | 600 | 2500 | 0 | 49.09 | 52.37 | 6 | 0
2035 | PJM_ROR_2_TVA_Transmission | PJM_ROR | TVA_Transmission | Internal | Shoulder | B14 | 900 | 2500 | 0 | 47.79 | 50.17 | 6 | 0
2035 | PJM_ROR_2_TVA_Transmission | PJM_ROR | TVA_Transmission | Internal | Shoulder | B15 | 1203 | 2500 | 0 | 42.35 | 48 | 6 | 0
2035 | PJM_ROR_2_TVA_Transmission | PJM_ROR | TVA_Transmission | Internal | Summer | B1 | 10 | 2500 | 2500 | 81.37 | 91.04 | 6 | 3.67
2035 | PJM_ROR_2_TVA_Transmission | PJM_ROR | TVA_Transmission | Internal | Summer | B2 | 25 | 2500 | 2500 | 78.71 | 88.74 | 6 | 4.02
2035 | PJM_ROR_2_TVA_Transmission | PJM_ROR | TVA_Transmission | Internal | Summer | B3 | 75 | 2500 | 1954.73 | 77.18 | 83.18 | 6 | 0
2035 | PJM_ROR_2_TVA_Transmission | PJM_ROR | TVA_Transmission | Internal | Summer | B4 | 100 | 2500 | 1177.88 | 75.22 | 81.22 | 6 | 0
2035 | PJM_ROR_2_TVA_Transmission | PJM_ROR | TVA_Transmission | Internal | Summer | B5 | 200 | 2500 | 0 | 73.52 | 77.87 | 6 | 0
2035 | PJM_ROR_2_TVA_Transmission | PJM_ROR | TVA_Transmission | Internal | Summer | B6 | 300 | 2500 | 0 | 61.71 | 66.05 | 6 | 0
2035 | PJM_ROR_2_TVA_Transmission | PJM_ROR | TVA_Transmission | Internal | Summer | B7 | 400 | 2500 | 0 | 49.34 | 53.96 | 6 | 0
2035 | PJM_ROR_2_TVA_Transmission | PJM_ROR | TVA_Transmission | Internal | Summer | B8 | 500 | 2500 | 0 | 46.15 | 51.34 | 6 | 0
2035 | PJM_ROR_2_TVA_Transmission | PJM_ROR | TVA_Transmission | Internal | Summer | B9 | 800 | 2500 | 0 | 43.22 | 46.82 | 6 | 0
2035 | PJM_ROR_2_TVA_Transmission | PJM_ROR | TVA_Transmission | Internal | Summer | B10 | 1262 | 2500 | 0 | 39.93 | 41.45 | 6 | 0
2035 | PJM_ROR_2_TVA_Transmission | PJM_ROR | TVA_Transmission | Internal | Winter | B16 | 25 | 2500 | 669.68 | 55.67 | 61.67 | 6 | 0
2035 | PJM_ROR_2_TVA_Transmission | PJM_ROR | TVA_Transmission | Internal | Winter | B17 | 100 | 2500 | 0 | 55 | 58.7 | 6 | 0
2035 | PJM_ROR_2_TVA_Transmission | PJM_ROR | TVA_Transmission | Internal | Winter | B18 | 400 | 2500 | 0 | 52.5 | 55.15 | 6 | 0
2035 | PJM_ROR_2_TVA_Transmission | PJM_ROR | TVA_Transmission | Internal | Winter | B19 | 700 | 2500 | 0 | 50.57 | 51 | 6 | 0
2035 | PJM_ROR_2_TVA_Transmission | PJM_ROR | TVA_Transmission | Internal | Winter | B20 | 935 | 2500 | 154.56 | 39.47 | 45.47 | 6 | 0
2035 | PJM_ROR_2_VACAR | PJM_ROR | VACAR | Internal | Shoulder | B11 | 25 | 3000 | 3000 | 59.15 | 65.54 | 6 | 0.39
2035 | PJM_ROR_2_VACAR | PJM_ROR | VACAR | Internal | Shoulder | B12 | 200 | 3000 | 0 | 54.65 | 51.83 | 6 | 0
2035 | PJM_ROR_2_VACAR | PJM_ROR | VACAR | Internal | Shoulder | B13 | 600 | 3000 | 0 | 49.09 | 48.37 | 6 | 0
2035 | PJM_ROR_2_VACAR | PJM_ROR | VACAR | Internal | Shoulder | B14 | 900 | 3000 | 0 | 47.79 | 46.05 | 6 | 0
2035 | PJM_ROR_2_VACAR | PJM_ROR | VACAR | Internal | Shoulder | B15 | 1203 | 3000 | 0 | 42.35 | 41.71 | 6 | 0
2035 | PJM_ROR_2_VACAR | PJM_ROR | VACAR | Internal | Summer | B1 | 10 | 3000 | 1248.63 | 81.37 | 87.37 | 6 | 0
2035 | PJM_ROR_2_VACAR | PJM_ROR | VACAR | Internal | Summer | B2 | 25 | 3000 | 3000 | 78.71 | 87.37 | 6 | 2.66
2035 | PJM_ROR_2_VACAR | PJM_ROR | VACAR | Internal | Summer | B3 | 75 | 3000 | 3000 | 77.18 | 85.46 | 6 | 2.27
2035 | PJM_ROR_2_VACAR | PJM_ROR | VACAR | Internal | Summer | B4 | 100 | 3000 | 652.27 | 75.22 | 81.22 | 6 | 0
2035 | PJM_ROR_2_VACAR | PJM_ROR | VACAR | Internal | Summer | B5 | 200 | 3000 | 1881.95 | 73.52 | 79.52 | 6 | 0
2035 | PJM_ROR_2_VACAR | PJM_ROR | VACAR | Internal | Summer | B6 | 300 | 3000 | 0 | 61.71 | 64.01 | 6 | 0
2035 | PJM_ROR_2_VACAR | PJM_ROR | VACAR | Internal | Summer | B7 | 400 | 3000 | 243.47 | 49.34 | 55.34 | 6 | 0
2035 | PJM_ROR_2_VACAR | PJM_ROR | VACAR | Internal | Summer | B8 | 500 | 3000 | 102.81 | 46.15 | 52.15 | 6 | 0
2035 | PJM_ROR_2_VACAR | PJM_ROR | VACAR | Internal | Summer | B9 | 800 | 3000 | 0 | 43.22 | 47.01 | 6 | 0
2035 | PJM_ROR_2_VACAR | PJM_ROR | VACAR | Internal | Summer | B10 | 1262 | 3000 | 0 | 39.93 | 43.18 | 6 | 0
2035 | PJM_ROR_2_VACAR | PJM_ROR | VACAR | Internal | Winter | B16 | 25 | 3000 | 3000 | 55.67 | 63.59 | 6 | 1.92
2035 | PJM_ROR_2_VACAR | PJM_ROR | VACAR | Internal | Winter | B17 | 100 | 3000 | 0 | 55 | 58.26 | 6 | 0
2035 | PJM_ROR_2_VACAR | PJM_ROR | VACAR | Internal | Winter | B18 | 400 | 3000 | 0 | 52.5 | 49.53 | 6 | 0
2035 | PJM_ROR_2_VACAR | PJM_ROR | VACAR | Internal | Winter | B19 | 700 | 3000 | 0 | 50.57 | 44.9 | 6 | 0
2035 | PJM_ROR_2_VACAR | PJM_ROR | VACAR | Internal | Winter | B20 | 935 | 3000 | 0 | 39.47 | 41.92 | 6 | 0
2035 | PJM_ROM_2_NYISO_A-F | PJM_ROM | NYISO_A-F | Internal | Shoulder | B11 | 25 | 2000 | 0 | 59.13 | 54.41 | 6 | 0
2035 | PJM_ROM_2_NYISO_A-F | PJM_ROM | NYISO_A-F | Internal | Shoulder | B12 | 200 | 2000 | 0 | 54.66 | 50.21 | 6 | 0
2035 | PJM_ROM_2_NYISO_A-F | PJM_ROM | NYISO_A-F | Internal | Shoulder | B13 | 600 | 2000 | 0 | 49.08 | 45.81 | 6 | 0
2035 | PJM_ROM_2_NYISO_A-F | PJM_ROM | NYISO_A-F | Internal | Shoulder | B14 | 900 | 2000 | 0 | 47.8 | 45.77 | 6 | 0
2035 | PJM_ROM_2_NYISO_A-F | PJM_ROM | NYISO_A-F | Internal | Shoulder | B15 | 1203 | 2000 | 0 | 42.37 | 45.77 | 6 | 0
2035 | PJM_ROM_2_NYISO_A-F | PJM_ROM | NYISO_A-F | Internal | Summer | B1 | 10 | 2000 | 798.77 | 81.38 | 87.38 | 6 | 0
2035 | PJM_ROM_2_NYISO_A-F | PJM_ROM | NYISO_A-F | Internal | Summer | B2 | 25 | 2000 | 0 | 78.73 | 84.71 | 6 | 0
2035 | PJM_ROM_2_NYISO_A-F | PJM_ROM | NYISO_A-F | Internal | Summer | B3 | 75 | 2000 | 0 | 77.17 | 65.37 | 6 | 0
2035 | PJM_ROM_2_NYISO_A-F | PJM_ROM | NYISO_A-F | Internal | Summer | B4 | 100 | 2000 | 0 | 75.21 | 60.62 | 6 | 0
2035 | PJM_ROM_2_NYISO_A-F | PJM_ROM | NYISO_A-F | Internal | Summer | B5 | 200 | 2000 | 0 | 73.51 | 56.07 | 6 | 0
2035 | PJM_ROM_2_NYISO_A-F | PJM_ROM | NYISO_A-F | Internal | Summer | B6 | 300 | 2000 | 0 | 61.7 | 53.7 | 6 | 0
2035 | PJM_ROM_2_NYISO_A-F | PJM_ROM | NYISO_A-F | Internal | Summer | B7 | 400 | 2000 | 0 | 49.35 | 48.78 | 6 | 0
2035 | PJM_ROM_2_NYISO_A-F | PJM_ROM | NYISO_A-F | Internal | Summer | B8 | 500 | 2000 | 0 | 46.16 | 44.48 | 6 | 0
2035 | PJM_ROM_2_NYISO_A-F | PJM_ROM | NYISO_A-F | Internal | Summer | B9 | 800 | 2000 | 0 | 43.23 | 43.68 | 6 | 0
2035 | PJM_ROM_2_NYISO_A-F | PJM_ROM | NYISO_A-F | Internal | Summer | B10 | 1262 | 2000 | 0 | 39.94 | 43.68 | 6 | 0
2035 | PJM_ROM_2_NYISO_A-F | PJM_ROM | NYISO_A-F | Internal | Winter | B16 | 25 | 2000 | 0 | 55.68 | 57.68 | 6 | 0
2035 | PJM_ROM_2_NYISO_A-F | PJM_ROM | NYISO_A-F | Internal | Winter | B17 | 100 | 2000 | 0 | 55.02 | 56.51 | 6 | 0
2035 | PJM_ROM_2_NYISO_A-F | PJM_ROM | NYISO_A-F | Internal | Winter | B18 | 400 | 2000 | 0 | 52.51 | 56.5 | 6 | 0
2035 | PJM_ROM_2_NYISO_A-F | PJM_ROM | NYISO_A-F | Internal | Winter | B19 | 700 | 2000 | 0 | 50.58 | 53.73 | 6 | 0
2035 | PJM_ROM_2_NYISO_A-F | PJM_ROM | NYISO_A-F | Internal | Winter | B20 | 935 | 2000 | 2000 | 39.49 | 53.13 | 6 | 7.64
2035 | PJM_ROM_2_PJM_E | PJM_ROM | PJM_E | Internal | Shoulder | B11 | 25 | 8000 | 0 | 59.13 | 59.12 | 0.01 | 0
2035 | PJM_ROM_2_PJM_E | PJM_ROM | PJM_E | Internal | Shoulder | B12 | 200 | 8000 | 0 | 54.66 | 54.65 | 0.01 | 0
2035 | PJM_ROM_2_PJM_E | PJM_ROM | PJM_E | Internal | Shoulder | B13 | 600 | 8000 | 0 | 49.08 | 49.07 | 0.01 | 0
2035 | PJM_ROM_2_PJM_E | PJM_ROM | PJM_E | Internal | Shoulder | B14 | 900 | 8000 | 0 | 47.8 | 47.79 | 0.01 | 0
2035 | PJM_ROM_2_PJM_E | PJM_ROM | PJM_E | Internal | Shoulder | B15 | 1203 | 8000 | 901.63 | 42.37 | 42.38 | 0.01 | 0
2035 | PJM_ROM_2_PJM_E | PJM_ROM | PJM_E | Internal | Summer | B1 | 10 | 8000 | 3034.99 | 81.38 | 81.39 | 0.01 | 0
2035 | PJM_ROM_2_PJM_E | PJM_ROM | PJM_E | Internal | Summer | B2 | 25 | 8000 | 2461.27 | 78.73 | 78.74 | 0.01 | 0
2035 | PJM_ROM_2_PJM_E | PJM_ROM | PJM_E | Internal | Summer | B3 | 75 | 8000 | 0 | 77.17 | 77.16 | 0.01 | 0
2035 | PJM_ROM_2_PJM_E | PJM_ROM | PJM_E | Internal | Summer | B4 | 100 | 8000 | 0 | 75.21 | 75.2 | 0.01 | 0
2035 | PJM_ROM_2_PJM_E | PJM_ROM | PJM_E | Internal | Summer | B5 | 200 | 8000 | 0 | 73.51 | 73.5 | 0.01 | 0
2035 | PJM_ROM_2_PJM_E | PJM_ROM | PJM_E | Internal | Summer | B6 | 300 | 8000 | 0 | 61.7 | 61.69 | 0.01 | 0
2035 | PJM_ROM_2_PJM_E | PJM_ROM | PJM_E | Internal | Summer | B7 | 400 | 8000 | 0 | 49.35 | 49.34 | 0.01 | 0
2035 | PJM_ROM_2_PJM_E | PJM_ROM | PJM_E | Internal | Summer | B8 | 500 | 8000 | 0 | 46.16 | 46.15 | 0.01 | 0
2035 | PJM_ROM_2_PJM_E | PJM_ROM | PJM_E | Internal | Summer | B9 | 800 | 8000 | 1912.41 | 43.23 | 43.25 | 0.01 | 0
2035 | PJM_ROM_2_PJM_E | PJM_ROM | PJM_E | Internal | Summer | B10 | 1262 | 8000 | 1956.9 | 39.94 | 39.95 | 0.01 | 0
2035 | PJM_ROM_2_PJM_E | PJM_ROM | PJM_E | Internal | Winter | B16 | 25 | 8000 | 972.53 | 55.68 | 55.7 | 0.01 | 0
2035 | PJM_ROM_2_PJM_E | PJM_ROM | PJM_E | Internal | Winter | B17 | 100 | 8000 | 882.95 | 55.02 | 55.03 | 0.01 | 0
2035 | PJM_ROM_2_PJM_E | PJM_ROM | PJM_E | Internal | Winter | B18 | 400 | 8000 | 2038.25 | 52.51 | 52.52 | 0.01 | 0
2035 | PJM_ROM_2_PJM_E | PJM_ROM | PJM_E | Internal | Winter | B19 | 700 | 8000 | 2058.82 | 50.58 | 50.59 | 0.01 | 0
2035 | PJM_ROM_2_PJM_E | PJM_ROM | PJM_E | Internal | Winter | B20 | 935 | 8000 | 3133.85 | 39.49 | 39.5 | 0.01 | 0
2035 | PJM_ROM_2_PJM_ROR | PJM_ROM | PJM_ROR | Internal | Shoulder | B11 | 25 | 8000 | 2950.75 | 59.13 | 59.15 | 0.01 | 0
2035 | PJM_ROM_2_PJM_ROR | PJM_ROM | PJM_ROR | Internal | Shoulder | B12 | 200 | 8000 | 0 | 54.66 | 54.65 | 0.01 | 0
2035 | PJM_ROM_2_PJM_ROR | PJM_ROM | PJM_ROR | Internal | Shoulder | B13 | 600 | 8000 | 174.68 | 49.08 | 49.09 | 0.01 | 0
2035 | PJM_ROM_2_PJM_ROR | PJM_ROM | PJM_ROR | Internal | Shoulder | B14 | 900 | 8000 | 0 | 47.8 | 47.79 | 0.01 | 0
2035 | PJM_ROM_2_PJM_ROR | PJM_ROM | PJM_ROR | Internal | Shoulder | B15 | 1203 | 8000 | 0 | 42.37 | 42.35 | 0.01 | 0
2035 | PJM_ROM_2_PJM_ROR | PJM_ROM | PJM_ROR | Internal | Summer | B1 | 10 | 8000 | 0 | 81.38 | 81.37 | 0.01 | 0
2035 | PJM_ROM_2_PJM_ROR | PJM_ROM | PJM_ROR | Internal | Summer | B2 | 25 | 8000 | 0 | 78.73 | 78.71 | 0.01 | 0
2035 | PJM_ROM_2_PJM_ROR | PJM_ROM | PJM_ROR | Internal | Summer | B3 | 75 | 8000 | 2013.92 | 77.17 | 77.18 | 0.01 | 0
2035 | PJM_ROM_2_PJM_ROR | PJM_ROM | PJM_ROR | Internal | Summer | B4 | 100 | 8000 | 5360.77 | 75.21 | 75.22 | 0.01 | 0
2035 | PJM_ROM_2_PJM_ROR | PJM_ROM | PJM_ROR | Internal | Summer | B5 | 200 | 8000 | 5976.19 | 73.51 | 73.52 | 0.01 | 0
2035 | PJM_ROM_2_PJM_ROR | PJM_ROM | PJM_ROR | Internal | Summer | B6 | 300 | 8000 | 1194.24 | 61.7 | 61.71 | 0.01 | 0
2035 | PJM_ROM_2_PJM_ROR | PJM_ROM | PJM_ROR | Internal | Summer | B7 | 400 | 8000 | 0 | 49.35 | 49.34 | 0.01 | 0
2035 | PJM_ROM_2_PJM_ROR | PJM_ROM | PJM_ROR | Internal | Summer | B8 | 500 | 8000 | 0 | 46.16 | 46.15 | 0.01 | 0
2035 | PJM_ROM_2_PJM_ROR | PJM_ROM | PJM_ROR | Internal | Summer | B9 | 800 | 8000 | 0 | 43.23 | 43.22 | 0.01 | 0
2035 | PJM_ROM_2_PJM_ROR | PJM_ROM | PJM_ROR | Internal | Summer | B10 | 1262 | 8000 | 0 | 39.94 | 39.93 | 0.01 | 0
2035 | PJM_ROM_2_PJM_ROR | PJM_ROM | PJM_ROR | Internal | Winter | B16 | 25 | 8000 | 0 | 55.68 | 55.67 | 0.01 | 0
2035 | PJM_ROM_2_PJM_ROR | PJM_ROM | PJM_ROR | Internal | Winter | B17 | 100 | 8000 | 0 | 55.02 | 55 | 0.01 | 0
2035 | PJM_ROM_2_PJM_ROR | PJM_ROM | PJM_ROR | Internal | Winter | B18 | 400 | 8000 | 0 | 52.51 | 52.5 | 0.01 | 0
2035 | PJM_ROM_2_PJM_ROR | PJM_ROM | PJM_ROR | Internal | Winter | B19 | 700 | 8000 | 0 | 50.58 | 50.57 | 0.01 | 0
2035 | PJM_ROM_2_PJM_ROR | PJM_ROM | PJM_ROR | Internal | Winter | B20 | 935 | 8000 | 0 | 39.49 | 39.47 | 0.01 | 0
2035 | SOCO_2_FRCC | SOCO | FRCC | Internal | Shoulder | B11 | 25 | 3700 | 2842.79 | 72.54 | 82.54 | 10 | 0
2035 | SOCO_2_FRCC | SOCO | FRCC | Internal | Shoulder | B12 | 200 | 3700 | 594.62 | 53.05 | 63.05 | 10 | 0
2035 | SOCO_2_FRCC | SOCO | FRCC | Internal | Shoulder | B13 | 600 | 3700 | 0 | 53.05 | 60.77 | 10 | 0
2035 | SOCO_2_FRCC | SOCO | FRCC | Internal | Shoulder | B14 | 900 | 3700 | 0 | 53.05 | 58.25 | 10 | 0
2035 | SOCO_2_FRCC | SOCO | FRCC | Internal | Shoulder | B15 | 1203 | 3700 | 0 | 48.71 | 58.25 | 10 | 0
2035 | SOCO_2_FRCC | SOCO | FRCC | Internal | Summer | B1 | 10 | 3700 | 1174.4 | 94.37 | 104.37 | 10 | 0
2035 | SOCO_2_FRCC | SOCO | FRCC | Internal | Summer | B2 | 25 | 3700 | 0 | 86.6 | 94.06 | 10 | 0
2035 | SOCO_2_FRCC | SOCO | FRCC | Internal | Summer | B3 | 75 | 3700 | 0 | 86.6 | 94.06 | 10 | 0
2035 | SOCO_2_FRCC | SOCO | FRCC | Internal | Summer | B4 | 100 | 3700 | 0 | 86.6 | 94.06 | 10 | 0
2035 | SOCO_2_FRCC | SOCO | FRCC | Internal | Summer | B5 | 200 | 3700 | 170.23 | 83.59 | 93.59 | 10 | 0
2035 | SOCO_2_FRCC | SOCO | FRCC | Internal | Summer | B6 | 300 | 3700 | 3352.46 | 71.01 | 81.01 | 10 | 0
2035 | SOCO_2_FRCC | SOCO | FRCC | Internal | Summer | B7 | 400 | 3700 | 1546.79 | 59.78 | 69.78 | 10 | 0
2035 | SOCO_2_FRCC | SOCO | FRCC | Internal | Summer | B8 | 500 | 3700 | 0 | 51.48 | 59.66 | 10 | 0
2035 | SOCO_2_FRCC | SOCO | FRCC | Internal | Summer | B9 | 800 | 3700 | 0 | 51.48 | 57.19 | 10 | 0
2035 | SOCO_2_FRCC | SOCO | FRCC | Internal | Summer | B10 | 1262 | 3700 | 0 | 47.31 | 57.19 | 10 | 0
2035 | SOCO_2_FRCC | SOCO | FRCC | Internal | Winter | B16 | 25 | 3700 | 3700 | 70.59 | 82.47 | 10 | 1.87
2035 | SOCO_2_FRCC | SOCO | FRCC | Internal | Winter | B17 | 100 | 3700 | 113.44 | 56.53 | 66.53 | 10 | 0
2035 | SOCO_2_FRCC | SOCO | FRCC | Internal | Winter | B18 | 400 | 3700 | 0 | 56.53 | 62.49 | 10 | 0
2035 | SOCO_2_FRCC | SOCO | FRCC | Internal | Winter | B19 | 700 | 3700 | 0 | 51.9 | 61.16 | 10 | 0
2035 | SOCO_2_FRCC | SOCO | FRCC | Internal | Winter | B20 | 935 | 3700 | 1610.51 | 51.16 | 61.16 | 10 | 0
2035 | SOCO_2_VACAR | SOCO | VACAR | Internal | Shoulder | B11 | 25 | 2000 | 0 | 72.54 | 65.54 | 10 | 0
2035 | SOCO_2_VACAR | SOCO | VACAR | Internal | Shoulder | B12 | 200 | 2000 | 0 | 53.05 | 51.83 | 10 | 0
2035 | SOCO_2_VACAR | SOCO | VACAR | Internal | Shoulder | B13 | 600 | 2000 | 0 | 53.05 | 48.37 | 10 | 0
2035 | SOCO_2_VACAR | SOCO | VACAR | Internal | Shoulder | B14 | 900 | 2000 | 0 | 53.05 | 46.05 | 10 | 0
2035 | SOCO_2_VACAR | SOCO | VACAR | Internal | Shoulder | B15 | 1203 | 2000 | 0 | 48.71 | 41.71 | 10 | 0
2035 | SOCO_2_VACAR | SOCO | VACAR | Internal | Summer | B1 | 10 | 2000 | 0 | 94.37 | 87.37 | 10 | 0
2035 | SOCO_2_VACAR | SOCO | VACAR | Internal | Summer | B2 | 25 | 2000 | 0 | 86.6 | 87.37 | 10 | 0
2035 | SOCO_2_VACAR | SOCO | VACAR | Internal | Summer | B3 | 75 | 2000 | 0 | 86.6 | 85.46 | 10 | 0
2035 | SOCO_2_VACAR | SOCO | VACAR | Internal | Summer | B4 | 100 | 2000 | 0 | 86.6 | 81.22 | 10 | 0
2035 | SOCO_2_VACAR | SOCO | VACAR | Internal | Summer | B5 | 200 | 2000 | 0 | 83.59 | 79.52 | 10 | 0
2035 | SOCO_2_VACAR | SOCO | VACAR | Internal | Summer | B6 | 300 | 2000 | 0 | 71.01 | 64.01 | 10 | 0
2035 | SOCO_2_VACAR | SOCO | VACAR | Internal | Summer | B7 | 400 | 2000 | 0 | 59.78 | 55.34 | 10 | 0
2035 | SOCO_2_VACAR | SOCO | VACAR | Internal | Summer | B8 | 500 | 2000 | 0 | 51.48 | 52.15 | 10 | 0
2035 | SOCO_2_VACAR | SOCO | VACAR | Internal | Summer | B9 | 800 | 2000 | 0 | 51.48 | 47.01 | 10 | 0
2035 | SOCO_2_VACAR | SOCO | VACAR | Internal | Summer | B10 | 1262 | 2000 | 0 | 47.31 | 43.18 | 10 | 0
2035 | SOCO_2_VACAR | SOCO | VACAR | Internal | Winter | B16 | 25 | 2000 | 0 | 70.59 | 63.59 | 10 | 0
2035 | SOCO_2_VACAR | SOCO | VACAR | Internal | Winter | B17 | 100 | 2000 | 0 | 56.53 | 58.26 | 10 | 0
2035 | SOCO_2_VACAR | SOCO | VACAR | Internal | Winter | B18 | 400 | 2000 | 0 | 56.53 | 49.53 | 10 | 0
2035 | SOCO_2_VACAR | SOCO | VACAR | Internal | Winter | B19 | 700 | 2000 | 0 | 51.9 | 44.9 | 10 | 0
2035 | SOCO_2_VACAR | SOCO | VACAR | Internal | Winter | B20 | 935 | 2000 | 0 | 51.16 | 41.92 | 10 | 0
2035 | SPP_N_2_ENT | SPP_N | ENT | Internal | Shoulder | B11 | 25 | 1800 | 0 | 73.15 | 74.15 | 5 | 0
2035 | SPP_N_2_ENT | SPP_N | ENT | Internal | Shoulder | B12 | 200 | 1800 | 0 | 53.24 | 52.97 | 5 | 0
2035 | SPP_N_2_ENT | SPP_N | ENT | Internal | Shoulder | B13 | 600 | 1800 | 0 | 51.05 | 52.97 | 5 | 0
2035 | SPP_N_2_ENT | SPP_N | ENT | Internal | Shoulder | B14 | 900 | 1800 | 979.52 | 47.58 | 52.58 | 5 | 0
2035 | SPP_N_2_ENT | SPP_N | ENT | Internal | Shoulder | B15 | 1203 | 1800 | 1800 | 41.48 | 50.84 | 5 | 4.37
2035 | SPP_N_2_ENT | SPP_N | ENT | Internal | Summer | B1 | 10 | 1800 | 384.92 | 81.3 | 86.3 | 5 | 0
2035 | SPP_N_2_ENT | SPP_N | ENT | Internal | Summer | B2 | 25 | 1800 | 0 | 81.3 | 84.7 | 5 | 0
2035 | SPP_N_2_ENT | SPP_N | ENT | Internal | Summer | B3 | 75 | 1800 | 0 | 81.38 | 78.6 | 5 | 0
2035 | SPP_N_2_ENT | SPP_N | ENT | Internal | Summer | B4 | 100 | 1800 | 0 | 81.3 | 78.6 | 5 | 0
2035 | SPP_N_2_ENT | SPP_N | ENT | Internal | Summer | B5 | 200 | 1800 | 0 | 81.3 | 75.59 | 5 | 0
2035 | SPP_N_2_ENT | SPP_N | ENT | Internal | Summer | B6 | 300 | 1800 | 0 | 71.74 | 71.74 | 5 | 0
2035 | SPP_N_2_ENT | SPP_N | ENT | Internal | Summer | B7 | 400 | 1800 | 0 | 58.32 | 51.78 | 5 | 0
2035 | SPP_N_2_ENT | SPP_N | ENT | Internal | Summer | B8 | 500 | 1800 | 0 | 50.6 | 51.11 | 5 | 0
2035 | SPP_N_2_ENT | SPP_N | ENT | Internal | Summer | B9 | 800 | 1800 | 0 | 48.77 | 50.74 | 5 | 0
2035 | SPP_N_2_ENT | SPP_N | ENT | Internal | Summer | B10 | 1262 | 1800 | 1800 | 41.68 | 49.07 | 5 | 2.39
2035 | SPP_N_2_ENT | SPP_N | ENT | Internal | Winter | B16 | 25 | 1800 | 1215.44 | 57.59 | 62.59 | 5 | 0
2035 | SPP_N_2_ENT | SPP_N | ENT | Internal | Winter | B17 | 100 | 1800 | 448.45 | 51.74 | 56.74 | 5 | 0
2035 | SPP_N_2_ENT | SPP_N | ENT | Internal | Winter | B18 | 400 | 1800 | 0 | 51.76 | 56.74 | 5 | 0
2035 | SPP_N_2_ENT | SPP_N | ENT | Internal | Winter | B19 | 700 | 1800 | 984.9 | 50.49 | 55.49 | 5 | 0
2035 | SPP_N_2_ENT | SPP_N | ENT | Internal | Winter | B20 | 935 | 1800 | 1800 | 40.15 | 49.98 | 5 | 4.82
2035 | SPP_N_2_MISO_MO-IL | SPP_N | MISO_MO-IL | Internal | Shoulder | B11 | 25 | 2000 | 0 | 73.15 | 66.16 | 5 | 0
2035 | SPP_N_2_MISO_MO-IL | SPP_N | MISO_MO-IL | Internal | Shoulder | B12 | 200 | 2000 | 0 | 53.24 | 56.63 | 5 | 0
2035 | SPP_N_2_MISO_MO-IL | SPP_N | MISO_MO-IL | Internal | Shoulder | B13 | 600 | 2000 | 0 | 51.05 | 51.07 | 5 | 0
2035 | SPP_N_2_MISO_MO-IL | SPP_N | MISO_MO-IL | Internal | Shoulder | B14 | 900 | 2000 | 0 | 47.58 | 49.15 | 5 | 0
2035 | SPP_N_2_MISO_MO-IL | SPP_N | MISO_MO-IL | Internal | Shoulder | B15 | 1203 | 2000 | 0 | 41.48 | 43.82 | 5 | 0
2035 | SPP_N_2_MISO_MO-IL | SPP_N | MISO_MO-IL | Internal | Summer | B1 | 10 | 2000 | 0 | 81.3 | 83.37 | 5 | 0
2035 | SPP_N_2_MISO_MO-IL | SPP_N | MISO_MO-IL | Internal | Summer | B2 | 25 | 2000 | 0 | 81.3 | 80.74 | 5 | 0
2035 | SPP_N_2_MISO_MO-IL | SPP_N | MISO_MO-IL | Internal | Summer | B3 | 75 | 2000 | 0 | 81.38 | 79.18 | 5 | 0
2035 | SPP_N_2_MISO_MO-IL | SPP_N | MISO_MO-IL | Internal | Summer | B4 | 100 | 2000 | 0 | 81.3 | 77.23 | 5 | 0
2035 | SPP_N_2_MISO_MO-IL | SPP_N | MISO_MO-IL | Internal | Summer | B5 | 200 | 2000 | 0 | 81.3 | 75.54 | 5 | 0
2035 | SPP_N_2_MISO_MO-IL | SPP_N | MISO_MO-IL | Internal | Summer | B6 | 300 | 2000 | 0 | 71.74 | 63.74 | 5 | 0
2035 | SPP_N_2_MISO_MO-IL | SPP_N | MISO_MO-IL | Internal | Summer | B7 | 400 | 2000 | 0 | 58.32 | 51.34 | 5 | 0
2035 | SPP_N_2_MISO_MO-IL | SPP_N | MISO_MO-IL | Internal | Summer | B8 | 500 | 2000 | 0 | 50.6 | 46.15 | 5 | 0
2035 | SPP_N_2_MISO_MO-IL | SPP_N | MISO_MO-IL | Internal | Summer | B9 | 800 | 2000 | 0 | 48.77 | 42.74 | 5 | 0
2035 | SPP_N_2_MISO_MO-IL | SPP_N | MISO_MO-IL | Internal | Summer | B10 | 1262 | 2000 | 0 | 41.68 | 41.07 | 5 | 0
2035 | SPP_N_2_MISO_MO-IL | SPP_N | MISO_MO-IL | Internal | Winter | B16 | 25 | 2000 | 0 | 57.59 | 57.67 | 5 | 0
2035 | SPP_N_2_MISO_MO-IL | SPP_N | MISO_MO-IL | Internal | Winter | B17 | 100 | 2000 | 0 | 51.74 | 55.18 | 5 | 0
2035 | SPP_N_2_MISO_MO-IL | SPP_N | MISO_MO-IL | Internal | Winter | B18 | 400 | 2000 | 0 | 51.76 | 54.48 | 5 | 0
2035 | SPP_N_2_MISO_MO-IL | SPP_N | MISO_MO-IL | Internal | Winter | B19 | 700 | 2000 | 0 | 50.49 | 51.68 | 5 | 0
2035 | SPP_N_2_MISO_MO-IL | SPP_N | MISO_MO-IL | Internal | Winter | B20 | 935 | 2000 | 0 | 40.15 | 41.47 | 5 | 0
2035 | SPP_N_2_NE | SPP_N | NE | Internal | Shoulder | B11 | 25 | 1531 | 0 | 73.15 | 73.13 | 0.01 | 0
2035 | SPP_N_2_NE | SPP_N | NE | Internal | Shoulder | B12 | 200 | 1531 | 336.94 | 53.24 | 53.25 | 0.01 | 0
2035 | SPP_N_2_NE | SPP_N | NE | Internal | Shoulder | B13 | 600 | 1531 | 0 | 51.05 | 51.05 | 0.01 | 0
2035 | SPP_N_2_NE | SPP_N | NE | Internal | Shoulder | B14 | 900 | 1531 | 433.2 | 47.58 | 47.59 | 0.01 | 0
2035 | SPP_N_2_NE | SPP_N | NE | Internal | Shoulder | B15 | 1203 | 1531 | 0 | 41.48 | 41.46 | 0.01 | 0
2035 | SPP_N_2_NE | SPP_N | NE | Internal | Summer | B1 | 10 | 1531 | 1531 | 81.3 | 83.18 | 0.01 | 1.87
2035 | SPP_N_2_NE | SPP_N | NE | Internal | Summer | B2 | 25 | 1531 | 0 | 81.3 | 81.29 | 0.01 | 0
2035 | SPP_N_2_NE | SPP_N | NE | Internal | Summer | B3 | 75 | 1531 | 1208.68 | 81.38 | 81.39 | 0.01 | 0
2035 | SPP_N_2_NE | SPP_N | NE | Internal | Summer | B4 | 100 | 1531 | 0 | 81.3 | 81.29 | 0.01 | 0
2035 | SPP_N_2_NE | SPP_N | NE | Internal | Summer | B5 | 200 | 1531 | 0 | 81.3 | 81.29 | 0.01 | 0
2035 | SPP_N_2_NE | SPP_N | NE | Internal | Summer | B6 | 300 | 1531 | 0 | 71.74 | 71.72 | 0.01 | 0
2035 | SPP_N_2_NE | SPP_N | NE | Internal | Summer | B7 | 400 | 1531 | 0 | 58.32 | 58.31 | 0.01 | 0
2035 | SPP_N_2_NE | SPP_N | NE | Internal | Summer | B8 | 500 | 1531 | 0 | 50.6 | 50.59 | 0.01 | 0
2035 | SPP_N_2_NE | SPP_N | NE | Internal | Summer | B9 | 800 | 1531 | 0 | 48.77 | 48.76 | 0.01 | 0
2035 | SPP_N_2_NE | SPP_N | NE | Internal | Summer | B10 | 1262 | 1531 | 0 | 41.68 | 41.67 | 0.01 | 0
2035 | SPP_N_2_NE | SPP_N | NE | Internal | Winter | B16 | 25 | 1531 | 0 | 57.59 | 57.58 | 0.01 | 0
2035 | SPP_N_2_NE | SPP_N | NE | Internal | Winter | B17 | 100 | 1531 | 0 | 51.74 | 51.73 | 0.01 | 0
2035 | SPP_N_2_NE | SPP_N | NE | Internal | Winter | B18 | 400 | 1531 | 0 | 51.76 | 51.74 | 0.01 | 0
2035 | SPP_N_2_NE | SPP_N | NE | Internal | Winter | B19 | 700 | 1531 | 884.14 | 50.49 | 50.5 | 0.01 | 0
2035 | SPP_N_2_NE | SPP_N | NE | Internal | Winter | B20 | 935 | 1531 | 0 | 40.15 | 40.15 | 0.01 | 0
2035 | SPP_N_2_SPP_S | SPP_N | SPP_S | Internal | Shoulder | B11 | 25 | 4383 | 0 | 73.15 | 69.15 | 0.01 | 0
2035 | SPP_N_2_SPP_S | SPP_N | SPP_S | Internal | Shoulder | B12 | 200 | 4383 | 0 | 53.24 | 50.75 | 0.01 | 0
2035 | SPP_N_2_SPP_S | SPP_N | SPP_S | Internal | Shoulder | B13 | 600 | 4383 | 0 | 51.05 | 50.63 | 0.01 | 0
2035 | SPP_N_2_SPP_S | SPP_N | SPP_S | Internal | Shoulder | B14 | 900 | 4383 | 0 | 47.58 | 47.57 | 0.01 | 0
2035 | SPP_N_2_SPP_S | SPP_N | SPP_S | Internal | Shoulder | B15 | 1203 | 4383 | 237.24 | 41.48 | 41.49 | 0.01 | 0
2035 | SPP_N_2_SPP_S | SPP_N | SPP_S | Internal | Summer | B1 | 10 | 4383 | 0 | 81.3 | 57.96 | 0.01 | 0
2035 | SPP_N_2_SPP_S | SPP_N | SPP_S | Internal | Summer | B2 | 25 | 4383 | 0 | 81.3 | 70.59 | 0.01 | 0
2035 | SPP_N_2_SPP_S | SPP_N | SPP_S | Internal | Summer | B3 | 75 | 4383 | 0 | 81.38 | 71.18 | 0.01 | 0
2035 | SPP_N_2_SPP_S | SPP_N | SPP_S | Internal | Summer | B4 | 100 | 4383 | 0 | 81.3 | 71.18 | 0.01 | 0
2035 | SPP_N_2_SPP_S | SPP_N | SPP_S | Internal | Summer | B5 | 200 | 4383 | 0 | 81.3 | 70.59 | 0.01 | 0
2035 | SPP_N_2_SPP_S | SPP_N | SPP_S | Internal | Summer | B6 | 300 | 4383 | 0 | 71.74 | 70.59 | 0.01 | 0
2035 | SPP_N_2_SPP_S | SPP_N | SPP_S | Internal | Summer | B7 | 400 | 4383 | 0 | 58.32 | 57.19 | 0.01 | 0
2035 | SPP_N_2_SPP_S | SPP_N | SPP_S | Internal | Summer | B8 | 500 | 4383 | 0 | 50.6 | 50.59 | 0.01 | 0
2035 | SPP_N_2_SPP_S | SPP_N | SPP_S | Internal | Summer | B9 | 800 | 4383 | 1230.99 | 48.77 | 48.78 | 0.01 | 0
2035 | SPP_N_2_SPP_S | SPP_N | SPP_S | Internal | Summer | B10 | 1262 | 4383 | 3312.21 | 41.68 | 41.69 | 0.01 | 0
2035 | SPP_N_2_SPP_S | SPP_N | SPP_S | Internal | Winter | B16 | 25 | 4383 | 0 | 57.59 | 54.52 | 0.01 | 0
2035 | SPP_N_2_SPP_S | SPP_N | SPP_S | Internal | Winter | B17 | 100 | 4383 | 0 | 51.74 | 51.74 | 0.01 | 0
2035 | SPP_N_2_SPP_S | SPP_N | SPP_S | Internal | Winter | B18 | 400 | 4383 | 0 | 51.76 | 51.74 | 0.01 | 0
2035 | SPP_N_2_SPP_S | SPP_N | SPP_S | Internal | Winter | B19 | 700 | 4383 | 0 | 50.49 | 49.69 | 0.01 | 0
2035 | SPP_N_2_SPP_S | SPP_N | SPP_S | Internal | Winter | B20 | 935 | 4383 | 1538.56 | 40.15 | 40.17 | 0.01 | 0
2035 | SPP_S_2_ENT | SPP_S | ENT | Internal | Shoulder | B11 | 25 | 850 | 430.28 | 69.15 | 74.15 | 5 | 0
2035 | SPP_S_2_ENT | SPP_S | ENT | Internal | Shoulder | B12 | 200 | 850 | 0 | 50.75 | 52.97 | 5 | 0
2035 | SPP_S_2_ENT | SPP_S | ENT | Internal | Shoulder | B13 | 600 | 850 | 0 | 50.63 | 52.97 | 5 | 0
2035 | SPP_S_2_ENT | SPP_S | ENT | Internal | Shoulder | B14 | 900 | 850 | 850 | 47.57 | 52.58 | 5 | 0.01
2035 | SPP_S_2_ENT | SPP_S | ENT | Internal | Shoulder | B15 | 1203 | 850 | 850 | 41.49 | 50.84 | 5 | 4.36
2035 | SPP_S_2_ENT | SPP_S | ENT | Internal | Summer | B1 | 10 | 850 | 850 | 57.96 | 86.3 | 5 | 23.34
2035 | SPP_S_2_ENT | SPP_S | ENT | Internal | Summer | B2 | 25 | 850 | 850 | 70.59 | 84.7 | 5 | 9.11
2035 | SPP_S_2_ENT | SPP_S | ENT | Internal | Summer | B3 | 75 | 850 | 850 | 71.18 | 78.6 | 5 | 2.41
2035 | SPP_S_2_ENT | SPP_S | ENT | Internal | Summer | B4 | 100 | 850 | 850 | 71.18 | 78.6 | 5 | 2.41
2035 | SPP_S_2_ENT | SPP_S | ENT | Internal | Summer | B5 | 200 | 850 | 210.53 | 70.59 | 75.59 | 5 | 0
2035 | SPP_S_2_ENT | SPP_S | ENT | Internal | Summer | B6 | 300 | 850 | 0 | 70.59 | 71.74 | 5 | 0
2035 | SPP_S_2_ENT | SPP_S | ENT | Internal | Summer | B7 | 400 | 850 | 0 | 57.19 | 51.78 | 5 | 0
2035 | SPP_S_2_ENT | SPP_S | ENT | Internal | Summer | B8 | 500 | 850 | 0 | 50.59 | 51.11 | 5 | 0
2035 | SPP_S_2_ENT | SPP_S | ENT | Internal | Summer | B9 | 800 | 850 | 0 | 48.78 | 50.74 | 5 | 0
2035 | SPP_S_2_ENT | SPP_S | ENT | Internal | Summer | B10 | 1262 | 850 | 850 | 41.69 | 49.07 | 5 | 2.38
2035 | SPP_S_2_ENT | SPP_S | ENT | Internal | Winter | B16 | 25 | 850 | 850 | 54.52 | 62.59 | 5 | 3.08
2035 | SPP_S_2_ENT | SPP_S | ENT | Internal | Winter | B17 | 100 | 850 | 188.98 | 51.74 | 56.74 | 5 | 0
2035 | SPP_S_2_ENT | SPP_S | ENT | Internal | Winter | B18 | 400 | 850 | 317.47 | 51.74 | 56.74 | 5 | 0
2035 | SPP_S_2_ENT | SPP_S | ENT | Internal | Winter | B19 | 700 | 850 | 850 | 49.69 | 55.49 | 5 | 0.79
2035 | SPP_S_2_ENT | SPP_S | ENT | Internal | Winter | B20 | 935 | 850 | 850 | 40.17 | 49.98 | 5 | 4.81
2035 | SPP_S_2_SPP_N | SPP_S | SPP_N | Internal | Shoulder | B11 | 25 | 1023 | 1023 | 69.15 | 73.15 | 0.01 | 3.99
2035 | SPP_S_2_SPP_N | SPP_S | SPP_N | Internal | Shoulder | B12 | 200 | 1023 | 1023 | 50.75 | 53.24 | 0.01 | 2.48
2035 | SPP_S_2_SPP_N | SPP_S | SPP_N | Internal | Shoulder | B13 | 600 | 1023 | 1023 | 50.63 | 51.05 | 0.01 | 0.41
2035 | SPP_S_2_SPP_N | SPP_S | SPP_N | Internal | Shoulder | B14 | 900 | 1023 | 880.85 | 47.57 | 47.58 | 0.01 | 0
2035 | SPP_S_2_SPP_N | SPP_S | SPP_N | Internal | Shoulder | B15 | 1203 | 1023 | 0 | 41.49 | 41.48 | 0.01 | 0
2035 | SPP_S_2_SPP_N | SPP_S | SPP_N | Internal | Summer | B1 | 10 | 1023 | 1023 | 57.96 | 81.3 | 0.01 | 23.33
2035 | SPP_S_2_SPP_N | SPP_S | SPP_N | Internal | Summer | B2 | 25 | 1023 | 1023 | 70.59 | 81.3 | 0.01 | 10.7
2035 | SPP_S_2_SPP_N | SPP_S | SPP_N | Internal | Summer | B3 | 75 | 1023 | 1023 | 71.18 | 81.38 | 0.01 | 10.19
2035 | SPP_S_2_SPP_N | SPP_S | SPP_N | Internal | Summer | B4 | 100 | 1023 | 1023 | 71.18 | 81.3 | 0.01 | 10.1
2035 | SPP_S_2_SPP_N | SPP_S | SPP_N | Internal | Summer | B5 | 200 | 1023 | 1023 | 70.59 | 81.3 | 0.01 | 10.7
2035 | SPP_S_2_SPP_N | SPP_S | SPP_N | Internal | Summer | B6 | 300 | 1023 | 1023 | 70.59 | 71.74 | 0.01 | 1.13
2035 | SPP_S_2_SPP_N | SPP_S | SPP_N | Internal | Summer | B7 | 400 | 1023 | 1023 | 57.19 | 58.32 | 0.01 | 1.12
2035 | SPP_S_2_SPP_N | SPP_S | SPP_N | Internal | Summer | B8 | 500 | 1023 | 559.78 | 50.59 | 50.6 | 0.01 | 0
2035 | SPP_S_2_SPP_N | SPP_S | SPP_N | Internal | Summer | B9 | 800 | 1023 | 0 | 48.78 | 48.77 | 0.01 | 0
2035 | SPP_S_2_SPP_N | SPP_S | SPP_N | Internal | Summer | B10 | 1262 | 1023 | 0 | 41.69 | 41.68 | 0.01 | 0
2035 | SPP_S_2_SPP_N | SPP_S | SPP_N | Internal | Winter | B16 | 25 | 1023 | 1023 | 54.52 | 57.59 | 0.01 | 3.06
2035 | SPP_S_2_SPP_N | SPP_S | SPP_N | Internal | Winter | B17 | 100 | 1023 | 0 | 51.74 | 51.74 | 0.01 | 0
2035 | SPP_S_2_SPP_N | SPP_S | SPP_N | Internal | Winter | B18 | 400 | 1023 | 28.18 | 51.74 | 51.76 | 0.01 | 0
2035 | SPP_S_2_SPP_N | SPP_S | SPP_N | Internal | Winter | B19 | 700 | 1023 | 1023 | 49.69 | 50.49 | 0.01 | 0.78
2035 | SPP_S_2_SPP_N | SPP_S | SPP_N | Internal | Winter | B20 | 935 | 1023 | 0 | 40.17 | 40.15 | 0.01 | 0
2035 | TVA_2_ENT | TVA | ENT | Internal | Shoulder | B11 | 25 | 500 | 500 | 59.6 | 74.15 | 9 | 5.54
2035 | TVA_2_ENT | TVA | ENT | Internal | Shoulder | B12 | 200 | 500 | 0 | 52.27 | 52.97 | 9 | 0
2035 | TVA_2_ENT | TVA | ENT | Internal | Shoulder | B13 | 600 | 500 | 0 | 48.01 | 52.97 | 9 | 0
2035 | TVA_2_ENT | TVA | ENT | Internal | Shoulder | B14 | 900 | 500 | 0 | 48.01 | 52.58 | 9 | 0
2035 | TVA_2_ENT | TVA | ENT | Internal | Shoulder | B15 | 1203 | 500 | 0 | 48.01 | 50.84 | 9 | 0
2035 | TVA_2_ENT | TVA | ENT | Internal | Summer | B1 | 10 | 500 | 0 | 91.05 | 86.3 | 9 | 0
2035 | TVA_2_ENT | TVA | ENT | Internal | Summer | B2 | 25 | 500 | 0 | 88.75 | 84.7 | 9 | 0
2035 | TVA_2_ENT | TVA | ENT | Internal | Summer | B3 | 75 | 500 | 0 | 83.2 | 78.6 | 9 | 0
2035 | TVA_2_ENT | TVA | ENT | Internal | Summer | B4 | 100 | 500 | 0 | 81.23 | 78.6 | 9 | 0
2035 | TVA_2_ENT | TVA | ENT | Internal | Summer | B5 | 200 | 500 | 0 | 72.04 | 75.59 | 9 | 0
2035 | TVA_2_ENT | TVA | ENT | Internal | Summer | B6 | 300 | 500 | 500 | 52.95 | 71.74 | 9 | 9.78
2035 | TVA_2_ENT | TVA | ENT | Internal | Summer | B7 | 400 | 500 | 0 | 50.78 | 51.78 | 9 | 0
2035 | TVA_2_ENT | TVA | ENT | Internal | Summer | B8 | 500 | 500 | 0 | 50.78 | 51.11 | 9 | 0
2035 | TVA_2_ENT | TVA | ENT | Internal | Summer | B9 | 800 | 500 | 0 | 46.68 | 50.74 | 9 | 0
2035 | TVA_2_ENT | TVA | ENT | Internal | Summer | B10 | 1262 | 500 | 500 | 37.17 | 49.07 | 9 | 2.9
2035 | TVA_2_ENT | TVA | ENT | Internal | Winter | B16 | 25 | 500 | 0 | 61.68 | 62.59 | 9 | 0
2035 | TVA_2_ENT | TVA | ENT | Internal | Winter | B17 | 100 | 500 | 0 | 55.54 | 56.74 | 9 | 0
2035 | TVA_2_ENT | TVA | ENT | Internal | Winter | B18 | 400 | 500 | 0 | 49.93 | 56.74 | 9 | 0
2035 | TVA_2_ENT | TVA | ENT | Internal | Winter | B19 | 700 | 500 | 0 | 49.93 | 55.49 | 9 | 0
2035 | TVA_2_ENT | TVA | ENT | Internal | Winter | B20 | 935 | 500 | 0 | 45.49 | 49.98 | 9 | 0
2035 | TVA_2_MISO_MO-IL | TVA | MISO_MO-IL | Internal | Shoulder | B11 | 25 | 50 | 0 | 59.6 | 66.16 | 9 | 0
2035 | TVA_2_MISO_MO-IL | TVA | MISO_MO-IL | Internal | Shoulder | B12 | 200 | 50 | 0 | 52.27 | 56.63 | 9 | 0
2035 | TVA_2_MISO_MO-IL | TVA | MISO_MO-IL | Internal | Shoulder | B13 | 600 | 50 | 0 | 48.01 | 51.07 | 9 | 0
2035 | TVA_2_MISO_MO-IL | TVA | MISO_MO-IL | Internal | Shoulder | B14 | 900 | 50 | 0 | 48.01 | 49.15 | 9 | 0
2035 | TVA_2_MISO_MO-IL | TVA | MISO_MO-IL | Internal | Shoulder | B15 | 1203 | 50 | 0 | 48.01 | 43.82 | 9 | 0
2035 | TVA_2_MISO_MO-IL | TVA | MISO_MO-IL | Internal | Summer | B1 | 10 | 50 | 0 | 91.05 | 83.37 | 9 | 0
2035 | TVA_2_MISO_MO-IL | TVA | MISO_MO-IL | Internal | Summer | B2 | 25 | 50 | 0 | 88.75 | 80.74 | 9 | 0
2035 | TVA_2_MISO_MO-IL | TVA | MISO_MO-IL | Internal | Summer | B3 | 75 | 50 | 0 | 83.2 | 79.18 | 9 | 0
2035 | TVA_2_MISO_MO-IL | TVA | MISO_MO-IL | Internal | Summer | B4 | 100 | 50 | 0 | 81.23 | 77.23 | 9 | 0
2035 | TVA_2_MISO_MO-IL | TVA | MISO_MO-IL | Internal | Summer | B5 | 200 | 50 | 0 | 72.04 | 75.54 | 9 | 0
2035 | TVA_2_MISO_MO-IL | TVA | MISO_MO-IL | Internal | Summer | B6 | 300 | 50 | 50 | 52.95 | 63.74 | 9 | 1.78
2035 | TVA_2_MISO_MO-IL | TVA | MISO_MO-IL | Internal | Summer | B7 | 400 | 50 | 0 | 50.78 | 51.34 | 9 | 0
2035 | TVA_2_MISO_MO-IL | TVA | MISO_MO-IL | Internal | Summer | B8 | 500 | 50 | 0 | 50.78 | 46.15 | 9 | 0
2035 | TVA_2_MISO_MO-IL | TVA | MISO_MO-IL | Internal | Summer | B9 | 800 | 50 | 0 | 46.68 | 42.74 | 9 | 0
2035 | TVA_2_MISO_MO-IL | TVA | MISO_MO-IL | Internal | Summer | B10 | 1262 | 50 | 0 | 37.17 | 41.07 | 9 | 0
2035 | TVA_2_MISO_MO-IL | TVA | MISO_MO-IL | Internal | Winter | B16 | 25 | 50 | 0 | 61.68 | 57.67 | 9 | 0
2035 | TVA_2_MISO_MO-IL | TVA | MISO_MO-IL | Internal | Winter | B17 | 100 | 50 | 0 | 55.54 | 55.18 | 9 | 0
2035 | TVA_2_MISO_MO-IL | TVA | MISO_MO-IL | Internal | Winter | B18 | 400 | 50 | 0 | 49.93 | 54.48 | 9 | 0
2035 | TVA_2_MISO_MO-IL | TVA | MISO_MO-IL | Internal | Winter | B19 | 700 | 50 | 0 | 49.93 | 51.68 | 9 | 0
2035 | TVA_2_MISO_MO-IL | TVA | MISO_MO-IL | Internal | Winter | B20 | 935 | 50 | 0 | 45.49 | 41.47 | 9 | 0
2035 | TVA_2_NonRTO_Midwest | TVA | NonRTO_Midwest | Internal | Shoulder | B11 | 25 | 100 | 100 | 59.6 | 74.15 | 9 | 5.54
2035 | TVA_2_NonRTO_Midwest | TVA | NonRTO_Midwest | Internal | Shoulder | B12 | 200 | 100 | 100 | 52.27 | 64.64 | 9 | 3.37
2035 | TVA_2_NonRTO_Midwest | TVA | NonRTO_Midwest | Internal | Shoulder | B13 | 600 | 100 | 100 | 48.01 | 59.08 | 9 | 2.06
2035 | TVA_2_NonRTO_Midwest | TVA | NonRTO_Midwest | Internal | Shoulder | B14 | 900 | 100 | 0 | 48.01 | 47.95 | 9 | 0
2035 | TVA_2_NonRTO_Midwest | TVA | NonRTO_Midwest | Internal | Shoulder | B15 | 1203 | 100 | 0 | 48.01 | 40 | 9 | 0
2035 | TVA_2_NonRTO_Midwest | TVA | NonRTO_Midwest | Internal | Summer | B1 | 10 | 100 | 0 | 91.05 | 91.36 | 9 | 0
2035 | TVA_2_NonRTO_Midwest | TVA | NonRTO_Midwest | Internal | Summer | B2 | 25 | 100 | 0 | 88.75 | 84.43 | 9 | 0
2035 | TVA_2_NonRTO_Midwest | TVA | NonRTO_Midwest | Internal | Summer | B3 | 75 | 100 | 0 | 83.2 | 84.43 | 9 | 0
2035 | TVA_2_NonRTO_Midwest | TVA | NonRTO_Midwest | Internal | Summer | B4 | 100 | 100 | 0 | 81.23 | 84.43 | 9 | 0
2035 | TVA_2_NonRTO_Midwest | TVA | NonRTO_Midwest | Internal | Summer | B5 | 200 | 100 | 100 | 72.04 | 83.53 | 9 | 2.49
2035 | TVA_2_NonRTO_Midwest | TVA | NonRTO_Midwest | Internal | Summer | B6 | 300 | 100 | 100 | 52.95 | 71.72 | 9 | 9.77
2035 | TVA_2_NonRTO_Midwest | TVA | NonRTO_Midwest | Internal | Summer | B7 | 400 | 100 | 0 | 50.78 | 59.32 | 9 | 0
2035 | TVA_2_NonRTO_Midwest | TVA | NonRTO_Midwest | Internal | Summer | B8 | 500 | 100 | 0 | 50.78 | 46.36 | 9 | 0
2035 | TVA_2_NonRTO_Midwest | TVA | NonRTO_Midwest | Internal | Summer | B9 | 800 | 100 | 0 | 46.68 | 38.96 | 9 | 0
2035 | TVA_2_NonRTO_Midwest | TVA | NonRTO_Midwest | Internal | Summer | B10 | 1262 | 100 | 0 | 37.17 | 34.36 | 9 | 0
2035 | TVA_2_NonRTO_Midwest | TVA | NonRTO_Midwest | Internal | Winter | B16 | 25 | 100 | 0 | 61.68 | 67.03 | 9 | 0
2035 | TVA_2_NonRTO_Midwest | TVA | NonRTO_Midwest | Internal | Winter | B17 | 100 | 100 | 100 | 55.54 | 65 | 9 | 0.47
2035 | TVA_2_NonRTO_Midwest | TVA | NonRTO_Midwest | Internal | Winter | B18 | 400 | 100 | 100 | 49.93 | 62.49 | 9 | 3.55
2035 | TVA_2_NonRTO_Midwest | TVA | NonRTO_Midwest | Internal | Winter | B19 | 700 | 100 | 0 | 49.93 | 50.8 | 9 | 0
2035 | TVA_2_NonRTO_Midwest | TVA | NonRTO_Midwest | Internal | Winter | B20 | 935 | 100 | 0 | 45.49 | 38.14 | 9 | 0
2035 | TVA_2_SOCO | TVA | SOCO | Internal | Shoulder | B11 | 25 | 500 | 500 | 59.6 | 72.54 | 9 | 3.94
2035 | TVA_2_SOCO | TVA | SOCO | Internal | Shoulder | B12 | 200 | 500 | 0 | 52.27 | 53.05 | 9 | 0
2035 | TVA_2_SOCO | TVA | SOCO | Internal | Shoulder | B13 | 600 | 500 | 0 | 48.01 | 53.05 | 9 | 0
2035 | TVA_2_SOCO | TVA | SOCO | Internal | Shoulder | B14 | 900 | 500 | 0 | 48.01 | 53.05 | 9 | 0
2035 | TVA_2_SOCO | TVA | SOCO | Internal | Shoulder | B15 | 1203 | 500 | 0 | 48.01 | 48.71 | 9 | 0
2035 | TVA_2_SOCO | TVA | SOCO | Internal | Summer | B1 | 10 | 500 | 0 | 91.05 | 94.37 | 9 | 0
2035 | TVA_2_SOCO | TVA | SOCO | Internal | Summer | B2 | 25 | 500 | 0 | 88.75 | 86.6 | 9 | 0
2035 | TVA_2_SOCO | TVA | SOCO | Internal | Summer | B3 | 75 | 500 | 0 | 83.2 | 86.6 | 9 | 0
2035 | TVA_2_SOCO | TVA | SOCO | Internal | Summer | B4 | 100 | 500 | 0 | 81.23 | 86.6 | 9 | 0
2035 | TVA_2_SOCO | TVA | SOCO | Internal | Summer | B5 | 200 | 500 | 500 | 72.04 | 83.59 | 9 | 2.55
2035 | TVA_2_SOCO | TVA | SOCO | Internal | Summer | B6 | 300 | 500 | 500 | 52.95 | 71.01 | 9 | 9.06
2035 | TVA_2_SOCO | TVA | SOCO | Internal | Summer | B7 | 400 | 500 | 432.66 | 50.78 | 59.78 | 9 | 0
2035 | TVA_2_SOCO | TVA | SOCO | Internal | Summer | B8 | 500 | 500 | 0 | 50.78 | 51.48 | 9 | 0
2035 | TVA_2_SOCO | TVA | SOCO | Internal | Summer | B9 | 800 | 500 | 0 | 46.68 | 51.48 | 9 | 0
2035 | TVA_2_SOCO | TVA | SOCO | Internal | Summer | B10 | 1262 | 500 | 500 | 37.17 | 47.31 | 9 | 1.14
2035 | TVA_2_SOCO | TVA | SOCO | Internal | Winter | B16 | 25 | 500 | 0 | 61.68 | 70.59 | 9 | 0
2035 | TVA_2_SOCO | TVA | SOCO | Internal | Winter | B17 | 100 | 500 | 0 | 55.54 | 56.53 | 9 | 0
2035 | TVA_2_SOCO | TVA | SOCO | Internal | Winter | B18 | 400 | 500 | 0 | 49.93 | 56.53 | 9 | 0
2035 | TVA_2_SOCO | TVA | SOCO | Internal | Winter | B19 | 700 | 500 | 0 | 49.93 | 51.9 | 9 | 0
2035 | TVA_2_SOCO | TVA | SOCO | Internal | Winter | B20 | 935 | 500 | 0 | 45.49 | 51.16 | 9 | 0
2035 | TVA_2_VACAR | TVA | VACAR | Internal | Shoulder | B11 | 25 | 150 | 0 | 59.6 | 65.54 | 9 | 0
2035 | TVA_2_VACAR | TVA | VACAR | Internal | Shoulder | B12 | 200 | 150 | 0 | 52.27 | 51.83 | 9 | 0
2035 | TVA_2_VACAR | TVA | VACAR | Internal | Shoulder | B13 | 600 | 150 | 0 | 48.01 | 48.37 | 9 | 0
2035 | TVA_2_VACAR | TVA | VACAR | Internal | Shoulder | B14 | 900 | 150 | 0 | 48.01 | 46.05 | 9 | 0
2035 | TVA_2_VACAR | TVA | VACAR | Internal | Shoulder | B15 | 1203 | 150 | 0 | 48.01 | 41.71 | 9 | 0
2035 | TVA_2_VACAR | TVA | VACAR | Internal | Summer | B1 | 10 | 150 | 0 | 91.05 | 87.37 | 9 | 0
2035 | TVA_2_VACAR | TVA | VACAR | Internal | Summer | B2 | 25 | 150 | 0 | 88.75 | 87.37 | 9 | 0
2035 | TVA_2_VACAR | TVA | VACAR | Internal | Summer | B3 | 75 | 150 | 0 | 83.2 | 85.46 | 9 | 0
2035 | TVA_2_VACAR | TVA | VACAR | Internal | Summer | B4 | 100 | 150 | 0 | 81.23 | 81.22 | 9 | 0
2035 | TVA_2_VACAR | TVA | VACAR | Internal | Summer | B5 | 200 | 150 | 0 | 72.04 | 79.52 | 9 | 0
2035 | TVA_2_VACAR | TVA | VACAR | Internal | Summer | B6 | 300 | 150 | 150 | 52.95 | 64.01 | 9 | 2.06
2035 | TVA_2_VACAR | TVA | VACAR | Internal | Summer | B7 | 400 | 150 | 0 | 50.78 | 55.34 | 9 | 0
2035 | TVA_2_VACAR | TVA | VACAR | Internal | Summer | B8 | 500 | 150 | 0 | 50.78 | 52.15 | 9 | 0
2035 | TVA_2_VACAR | TVA | VACAR | Internal | Summer | B9 | 800 | 150 | 0 | 46.68 | 47.01 | 9 | 0
2035 | TVA_2_VACAR | TVA | VACAR | Internal | Summer | B10 | 1262 | 150 | 0 | 37.17 | 43.18 | 9 | 0
2035 | TVA_2_VACAR | TVA | VACAR | Internal | Winter | B16 | 25 | 150 | 0 | 61.68 | 63.59 | 9 | 0
2035 | TVA_2_VACAR | TVA | VACAR | Internal | Winter | B17 | 100 | 150 | 0 | 55.54 | 58.26 | 9 | 0
2035 | TVA_2_VACAR | TVA | VACAR | Internal | Winter | B18 | 400 | 150 | 0 | 49.93 | 49.53 | 9 | 0
2035 | TVA_2_VACAR | TVA | VACAR | Internal | Winter | B19 | 700 | 150 | 0 | 49.93 | 44.9 | 9 | 0
2035 | TVA_2_VACAR | TVA | VACAR | Internal | Winter | B20 | 935 | 150 | 0 | 45.49 | 41.92 | 9 | 0
2035 | TVA_Transmission_2_ENT | TVA_Transmission | ENT | Internal | Shoulder | B11 | 25 | 3000 | 1080.84 | 65.15 | 74.15 | 9 | 0
2035 | TVA_Transmission_2_ENT | TVA_Transmission | ENT | Internal | Shoulder | B12 | 200 | 3000 | 0 | 56.96 | 52.97 | 9 | 0
2035 | TVA_Transmission_2_ENT | TVA_Transmission | ENT | Internal | Shoulder | B13 | 600 | 3000 | 0 | 52.37 | 52.97 | 9 | 0
2035 | TVA_Transmission_2_ENT | TVA_Transmission | ENT | Internal | Shoulder | B14 | 900 | 3000 | 0 | 50.17 | 52.58 | 9 | 0
2035 | TVA_Transmission_2_ENT | TVA_Transmission | ENT | Internal | Shoulder | B15 | 1203 | 3000 | 0 | 48 | 50.84 | 9 | 0
2035 | TVA_Transmission_2_ENT | TVA_Transmission | ENT | Internal | Summer | B1 | 10 | 3000 | 0 | 91.04 | 86.3 | 9 | 0
2035 | TVA_Transmission_2_ENT | TVA_Transmission | ENT | Internal | Summer | B2 | 25 | 3000 | 0 | 88.74 | 84.7 | 9 | 0
2035 | TVA_Transmission_2_ENT | TVA_Transmission | ENT | Internal | Summer | B3 | 75 | 3000 | 0 | 83.18 | 78.6 | 9 | 0
2035 | TVA_Transmission_2_ENT | TVA_Transmission | ENT | Internal | Summer | B4 | 100 | 3000 | 0 | 81.22 | 78.6 | 9 | 0
2035 | TVA_Transmission_2_ENT | TVA_Transmission | ENT | Internal | Summer | B5 | 200 | 3000 | 0 | 77.87 | 75.59 | 9 | 0
2035 | TVA_Transmission_2_ENT | TVA_Transmission | ENT | Internal | Summer | B6 | 300 | 3000 | 0 | 66.05 | 71.74 | 9 | 0
2035 | TVA_Transmission_2_ENT | TVA_Transmission | ENT | Internal | Summer | B7 | 400 | 3000 | 0 | 53.96 | 51.78 | 9 | 0
2035 | TVA_Transmission_2_ENT | TVA_Transmission | ENT | Internal | Summer | B8 | 500 | 3000 | 0 | 51.34 | 51.11 | 9 | 0
2035 | TVA_Transmission_2_ENT | TVA_Transmission | ENT | Internal | Summer | B9 | 800 | 3000 | 0 | 46.82 | 50.74 | 9 | 0
2035 | TVA_Transmission_2_ENT | TVA_Transmission | ENT | Internal | Summer | B10 | 1262 | 3000 | 0 | 41.45 | 49.07 | 9 | 0
2035 | TVA_Transmission_2_ENT | TVA_Transmission | ENT | Internal | Winter | B16 | 25 | 3000 | 0 | 61.67 | 62.59 | 9 | 0
2035 | TVA_Transmission_2_ENT | TVA_Transmission | ENT | Internal | Winter | B17 | 100 | 3000 | 0 | 58.7 | 56.74 | 9 | 0
2035 | TVA_Transmission_2_ENT | TVA_Transmission | ENT | Internal | Winter | B18 | 400 | 3000 | 0 | 55.15 | 56.74 | 9 | 0
2035 | TVA_Transmission_2_ENT | TVA_Transmission | ENT | Internal | Winter | B19 | 700 | 3000 | 0 | 51 | 55.49 | 9 | 0
2035 | TVA_Transmission_2_ENT | TVA_Transmission | ENT | Internal | Winter | B20 | 935 | 3000 | 0 | 45.47 | 49.98 | 9 | 0
2035 | TVA_Transmission_2_NonRTO_Midwest | TVA_Transmission | NonRTO_Midwest | Internal | Shoulder | B11 | 25 | 700 | 645.56 | 65.15 | 74.15 | 9 | 0
2035 | TVA_Transmission_2_NonRTO_Midwest | TVA_Transmission | NonRTO_Midwest | Internal | Shoulder | B12 | 200 | 700 | 0 | 56.96 | 64.64 | 9 | 0
2035 | TVA_Transmission_2_NonRTO_Midwest | TVA_Transmission | NonRTO_Midwest | Internal | Shoulder | B13 | 600 | 700 | 0 | 52.37 | 59.08 | 9 | 0
2035 | TVA_Transmission_2_NonRTO_Midwest | TVA_Transmission | NonRTO_Midwest | Internal | Shoulder | B14 | 900 | 700 | 0 | 50.17 | 47.95 | 9 | 0
2035 | TVA_Transmission_2_NonRTO_Midwest | TVA_Transmission | NonRTO_Midwest | Internal | Shoulder | B15 | 1203 | 700 | 0 | 48 | 40 | 9 | 0
2035 | TVA_Transmission_2_NonRTO_Midwest | TVA_Transmission | NonRTO_Midwest | Internal | Summer | B1 | 10 | 700 | 0 | 91.04 | 91.36 | 9 | 0
2035 | TVA_Transmission_2_NonRTO_Midwest | TVA_Transmission | NonRTO_Midwest | Internal | Summer | B2 | 25 | 700 | 0 | 88.74 | 84.43 | 9 | 0
2035 | TVA_Transmission_2_NonRTO_Midwest | TVA_Transmission | NonRTO_Midwest | Internal | Summer | B3 | 75 | 700 | 0 | 83.18 | 84.43 | 9 | 0
2035 | TVA_Transmission_2_NonRTO_Midwest | TVA_Transmission | NonRTO_Midwest | Internal | Summer | B4 | 100 | 700 | 0 | 81.22 | 84.43 | 9 | 0
2035 | TVA_Transmission_2_NonRTO_Midwest | TVA_Transmission | NonRTO_Midwest | Internal | Summer | B5 | 200 | 700 | 0 | 77.87 | 83.53 | 9 | 0
2035 | TVA_Transmission_2_NonRTO_Midwest | TVA_Transmission | NonRTO_Midwest | Internal | Summer | B6 | 300 | 700 | 0 | 66.05 | 71.72 | 9 | 0
2035 | TVA_Transmission_2_NonRTO_Midwest | TVA_Transmission | NonRTO_Midwest | Internal | Summer | B7 | 400 | 700 | 0 | 53.96 | 59.32 | 9 | 0
2035 | TVA_Transmission_2_NonRTO_Midwest | TVA_Transmission | NonRTO_Midwest | Internal | Summer | B8 | 500 | 700 | 0 | 51.34 | 46.36 | 9 | 0
2035 | TVA_Transmission_2_NonRTO_Midwest | TVA_Transmission | NonRTO_Midwest | Internal | Summer | B9 | 800 | 700 | 0 | 46.82 | 38.96 | 9 | 0
2035 | TVA_Transmission_2_NonRTO_Midwest | TVA_Transmission | NonRTO_Midwest | Internal | Summer | B10 | 1262 | 700 | 0 | 41.45 | 34.36 | 9 | 0
2035 | TVA_Transmission_2_NonRTO_Midwest | TVA_Transmission | NonRTO_Midwest | Internal | Winter | B16 | 25 | 700 | 0 | 61.67 | 67.03 | 9 | 0
2035 | TVA_Transmission_2_NonRTO_Midwest | TVA_Transmission | NonRTO_Midwest | Internal | Winter | B17 | 100 | 700 | 0 | 58.7 | 65 | 9 | 0
2035 | TVA_Transmission_2_NonRTO_Midwest | TVA_Transmission | NonRTO_Midwest | Internal | Winter | B18 | 400 | 700 | 0 | 55.15 | 62.49 | 9 | 0
2035 | TVA_Transmission_2_NonRTO_Midwest | TVA_Transmission | NonRTO_Midwest | Internal | Winter | B19 | 700 | 700 | 0 | 51 | 50.8 | 9 | 0
2035 | TVA_Transmission_2_NonRTO_Midwest | TVA_Transmission | NonRTO_Midwest | Internal | Winter | B20 | 935 | 700 | 0 | 45.47 | 38.14 | 9 | 0
2035 | TVA_Transmission_2_SOCO | TVA_Transmission | SOCO | Internal | Shoulder | B11 | 25 | 3200 | 0 | 65.15 | 72.54 | 9 | 0
2035 | TVA_Transmission_2_SOCO | TVA_Transmission | SOCO | Internal | Shoulder | B12 | 200 | 3200 | 0 | 56.96 | 53.05 | 9 | 0
2035 | TVA_Transmission_2_SOCO | TVA_Transmission | SOCO | Internal | Shoulder | B13 | 600 | 3200 | 0 | 52.37 | 53.05 | 9 | 0
2035 | TVA_Transmission_2_SOCO | TVA_Transmission | SOCO | Internal | Shoulder | B14 | 900 | 3200 | 0 | 50.17 | 53.05 | 9 | 0
2035 | TVA_Transmission_2_SOCO | TVA_Transmission | SOCO | Internal | Shoulder | B15 | 1203 | 3200 | 0 | 48 | 48.71 | 9 | 0
2035 | TVA_Transmission_2_SOCO | TVA_Transmission | SOCO | Internal | Summer | B1 | 10 | 3200 | 0 | 91.04 | 94.37 | 9 | 0
2035 | TVA_Transmission_2_SOCO | TVA_Transmission | SOCO | Internal | Summer | B2 | 25 | 3200 | 0 | 88.74 | 86.6 | 9 | 0
2035 | TVA_Transmission_2_SOCO | TVA_Transmission | SOCO | Internal | Summer | B3 | 75 | 3200 | 0 | 83.18 | 86.6 | 9 | 0
2035 | TVA_Transmission_2_SOCO | TVA_Transmission | SOCO | Internal | Summer | B4 | 100 | 3200 | 0 | 81.22 | 86.6 | 9 | 0
2035 | TVA_Transmission_2_SOCO | TVA_Transmission | SOCO | Internal | Summer | B5 | 200 | 3200 | 0 | 77.87 | 83.59 | 9 | 0
2035 | TVA_Transmission_2_SOCO | TVA_Transmission | SOCO | Internal | Summer | B6 | 300 | 3200 | 0 | 66.05 | 71.01 | 9 | 0
2035 | TVA_Transmission_2_SOCO | TVA_Transmission | SOCO | Internal | Summer | B7 | 400 | 3200 | 0 | 53.96 | 59.78 | 9 | 0
2035 | TVA_Transmission_2_SOCO | TVA_Transmission | SOCO | Internal | Summer | B8 | 500 | 3200 | 0 | 51.34 | 51.48 | 9 | 0
2035 | TVA_Transmission_2_SOCO | TVA_Transmission | SOCO | Internal | Summer | B9 | 800 | 3200 | 0 | 46.82 | 51.48 | 9 | 0
2035 | TVA_Transmission_2_SOCO | TVA_Transmission | SOCO | Internal | Summer | B10 | 1262 | 3200 | 0 | 41.45 | 47.31 | 9 | 0
2035 | TVA_Transmission_2_SOCO | TVA_Transmission | SOCO | Internal | Winter | B16 | 25 | 3200 | 0 | 61.67 | 70.59 | 9 | 0
2035 | TVA_Transmission_2_SOCO | TVA_Transmission | SOCO | Internal | Winter | B17 | 100 | 3200 | 0 | 58.7 | 56.53 | 9 | 0
2035 | TVA_Transmission_2_SOCO | TVA_Transmission | SOCO | Internal | Winter | B18 | 400 | 3200 | 0 | 55.15 | 56.53 | 9 | 0
2035 | TVA_Transmission_2_SOCO | TVA_Transmission | SOCO | Internal | Winter | B19 | 700 | 3200 | 0 | 51 | 51.9 | 9 | 0
2035 | TVA_Transmission_2_SOCO | TVA_Transmission | SOCO | Internal | Winter | B20 | 935 | 3200 | 0 | 45.47 | 51.16 | 9 | 0
2035 | TVA_Transmission_2_TVA | TVA_Transmission | TVA | Internal | Shoulder | B11 | 25 | 99999 | 0 | 65.15 | 59.6 | 0.01 | 0
2035 | TVA_Transmission_2_TVA | TVA_Transmission | TVA | Internal | Shoulder | B12 | 200 | 99999 | 0 | 56.96 | 52.27 | 0.01 | 0
2035 | TVA_Transmission_2_TVA | TVA_Transmission | TVA | Internal | Shoulder | B13 | 600 | 99999 | 0 | 52.37 | 48.01 | 0.01 | 0
2035 | TVA_Transmission_2_TVA | TVA_Transmission | TVA | Internal | Shoulder | B14 | 900 | 99999 | 0 | 50.17 | 48.01 | 0.01 | 0
2035 | TVA_Transmission_2_TVA | TVA_Transmission | TVA | Internal | Shoulder | B15 | 1203 | 99999 | 433.23 | 48 | 48.01 | 0.01 | 0
2035 | TVA_Transmission_2_TVA | TVA_Transmission | TVA | Internal | Summer | B1 | 10 | 99999 | 2500 | 91.04 | 91.05 | 0.01 | 0
2035 | TVA_Transmission_2_TVA | TVA_Transmission | TVA | Internal | Summer | B2 | 25 | 99999 | 3638.81 | 88.74 | 88.75 | 0.01 | 0
2035 | TVA_Transmission_2_TVA | TVA_Transmission | TVA | Internal | Summer | B3 | 75 | 99999 | 1954.73 | 83.18 | 83.2 | 0.01 | 0
2035 | TVA_Transmission_2_TVA | TVA_Transmission | TVA | Internal | Summer | B4 | 100 | 99999 | 1177.88 | 81.22 | 81.23 | 0.01 | 0
2035 | TVA_Transmission_2_TVA | TVA_Transmission | TVA | Internal | Summer | B5 | 200 | 99999 | 0 | 77.87 | 72.04 | 0.01 | 0
2035 | TVA_Transmission_2_TVA | TVA_Transmission | TVA | Internal | Summer | B6 | 300 | 99999 | 0 | 66.05 | 52.95 | 0.01 | 0
2035 | TVA_Transmission_2_TVA | TVA_Transmission | TVA | Internal | Summer | B7 | 400 | 99999 | 0 | 53.96 | 50.78 | 0.01 | 0
2035 | TVA_Transmission_2_TVA | TVA_Transmission | TVA | Internal | Summer | B8 | 500 | 99999 | 0 | 51.34 | 50.78 | 0.01 | 0
2035 | TVA_Transmission_2_TVA | TVA_Transmission | TVA | Internal | Summer | B9 | 800 | 99999 | 0 | 46.82 | 46.68 | 0.01 | 0
2035 | TVA_Transmission_2_TVA | TVA_Transmission | TVA | Internal | Summer | B10 | 1262 | 99999 | 0 | 41.45 | 37.17 | 0.01 | 0
2035 | TVA_Transmission_2_TVA | TVA_Transmission | TVA | Internal | Winter | B16 | 25 | 99999 | 669.68 | 61.67 | 61.68 | 0.01 | 0
2035 | TVA_Transmission_2_TVA | TVA_Transmission | TVA | Internal | Winter | B17 | 100 | 99999 | 0 | 58.7 | 55.54 | 0.01 | 0
2035 | TVA_Transmission_2_TVA | TVA_Transmission | TVA | Internal | Winter | B18 | 400 | 99999 | 0 | 55.15 | 49.93 | 0.01 | 0
2035 | TVA_Transmission_2_TVA | TVA_Transmission | TVA | Internal | Winter | B19 | 700 | 99999 | 0 | 51 | 49.93 | 0.01 | 0
2035 | TVA_Transmission_2_TVA | TVA_Transmission | TVA | Internal | Winter | B20 | 935 | 99999 | 154.56 | 45.47 | 45.49 | 0.01 | 0
2035 | TVA_Transmission_2_VACAR | TVA_Transmission | VACAR | Internal | Shoulder | B11 | 25 | 900 | 0 | 65.15 | 65.54 | 9 | 0
2035 | TVA_Transmission_2_VACAR | TVA_Transmission | VACAR | Internal | Shoulder | B12 | 200 | 900 | 0 | 56.96 | 51.83 | 9 | 0
2035 | TVA_Transmission_2_VACAR | TVA_Transmission | VACAR | Internal | Shoulder | B13 | 600 | 900 | 0 | 52.37 | 48.37 | 9 | 0
2035 | TVA_Transmission_2_VACAR | TVA_Transmission | VACAR | Internal | Shoulder | B14 | 900 | 900 | 0 | 50.17 | 46.05 | 9 | 0
2035 | TVA_Transmission_2_VACAR | TVA_Transmission | VACAR | Internal | Shoulder | B15 | 1203 | 900 | 0 | 48 | 41.71 | 9 | 0
2035 | TVA_Transmission_2_VACAR | TVA_Transmission | VACAR | Internal | Summer | B1 | 10 | 900 | 0 | 91.04 | 87.37 | 9 | 0
2035 | TVA_Transmission_2_VACAR | TVA_Transmission | VACAR | Internal | Summer | B2 | 25 | 900 | 0 | 88.74 | 87.37 | 9 | 0
2035 | TVA_Transmission_2_VACAR | TVA_Transmission | VACAR | Internal | Summer | B3 | 75 | 900 | 0 | 83.18 | 85.46 | 9 | 0
2035 | TVA_Transmission_2_VACAR | TVA_Transmission | VACAR | Internal | Summer | B4 | 100 | 900 | 0 | 81.22 | 81.22 | 9 | 0
2035 | TVA_Transmission_2_VACAR | TVA_Transmission | VACAR | Internal | Summer | B5 | 200 | 900 | 0 | 77.87 | 79.52 | 9 | 0
2035 | TVA_Transmission_2_VACAR | TVA_Transmission | VACAR | Internal | Summer | B6 | 300 | 900 | 0 | 66.05 | 64.01 | 9 | 0
2035 | TVA_Transmission_2_VACAR | TVA_Transmission | VACAR | Internal | Summer | B7 | 400 | 900 | 0 | 53.96 | 55.34 | 9 | 0
2035 | TVA_Transmission_2_VACAR | TVA_Transmission | VACAR | Internal | Summer | B8 | 500 | 900 | 0 | 51.34 | 52.15 | 9 | 0
2035 | TVA_Transmission_2_VACAR | TVA_Transmission | VACAR | Internal | Summer | B9 | 800 | 900 | 0 | 46.82 | 47.01 | 9 | 0
2035 | TVA_Transmission_2_VACAR | TVA_Transmission | VACAR | Internal | Summer | B10 | 1262 | 900 | 0 | 41.45 | 43.18 | 9 | 0
2035 | TVA_Transmission_2_VACAR | TVA_Transmission | VACAR | Internal | Winter | B16 | 25 | 900 | 0 | 61.67 | 63.59 | 9 | 0
2035 | TVA_Transmission_2_VACAR | TVA_Transmission | VACAR | Internal | Winter | B17 | 100 | 900 | 0 | 58.7 | 58.26 | 9 | 0
2035 | TVA_Transmission_2_VACAR | TVA_Transmission | VACAR | Internal | Winter | B18 | 400 | 900 | 0 | 55.15 | 49.53 | 9 | 0
2035 | TVA_Transmission_2_VACAR | TVA_Transmission | VACAR | Internal | Winter | B19 | 700 | 900 | 0 | 51 | 44.9 | 9 | 0
2035 | TVA_Transmission_2_VACAR | TVA_Transmission | VACAR | Internal | Winter | B20 | 935 | 900 | 0 | 45.47 | 41.92 | 9 | 0
2035 | VACAR_2_PJM_ROR | VACAR | PJM_ROR | Internal | Shoulder | B11 | 25 | 2000 | 0 | 65.54 | 59.15 | 7 | 0
2035 | VACAR_2_PJM_ROR | VACAR | PJM_ROR | Internal | Shoulder | B12 | 200 | 2000 | 0 | 51.83 | 54.65 | 7 | 0
2035 | VACAR_2_PJM_ROR | VACAR | PJM_ROR | Internal | Shoulder | B13 | 600 | 2000 | 0 | 48.37 | 49.09 | 7 | 0
2035 | VACAR_2_PJM_ROR | VACAR | PJM_ROR | Internal | Shoulder | B14 | 900 | 2000 | 0 | 46.05 | 47.79 | 7 | 0
2035 | VACAR_2_PJM_ROR | VACAR | PJM_ROR | Internal | Shoulder | B15 | 1203 | 2000 | 0 | 41.71 | 42.35 | 7 | 0
2035 | VACAR_2_PJM_ROR | VACAR | PJM_ROR | Internal | Summer | B1 | 10 | 2000 | 0 | 87.37 | 81.37 | 7 | 0
2035 | VACAR_2_PJM_ROR | VACAR | PJM_ROR | Internal | Summer | B2 | 25 | 2000 | 0 | 87.37 | 78.71 | 7 | 0
2035 | VACAR_2_PJM_ROR | VACAR | PJM_ROR | Internal | Summer | B3 | 75 | 2000 | 0 | 85.46 | 77.18 | 7 | 0
2035 | VACAR_2_PJM_ROR | VACAR | PJM_ROR | Internal | Summer | B4 | 100 | 2000 | 0 | 81.22 | 75.22 | 7 | 0
2035 | VACAR_2_PJM_ROR | VACAR | PJM_ROR | Internal | Summer | B5 | 200 | 2000 | 0 | 79.52 | 73.52 | 7 | 0
2035 | VACAR_2_PJM_ROR | VACAR | PJM_ROR | Internal | Summer | B6 | 300 | 2000 | 0 | 64.01 | 61.71 | 7 | 0
2035 | VACAR_2_PJM_ROR | VACAR | PJM_ROR | Internal | Summer | B7 | 400 | 2000 | 0 | 55.34 | 49.34 | 7 | 0
2035 | VACAR_2_PJM_ROR | VACAR | PJM_ROR | Internal | Summer | B8 | 500 | 2000 | 0 | 52.15 | 46.15 | 7 | 0
2035 | VACAR_2_PJM_ROR | VACAR | PJM_ROR | Internal | Summer | B9 | 800 | 2000 | 0 | 47.01 | 43.22 | 7 | 0
2035 | VACAR_2_PJM_ROR | VACAR | PJM_ROR | Internal | Summer | B10 | 1262 | 2000 | 0 | 43.18 | 39.93 | 7 | 0
2035 | VACAR_2_PJM_ROR | VACAR | PJM_ROR | Internal | Winter | B16 | 25 | 2000 | 0 | 63.59 | 55.67 | 7 | 0
2035 | VACAR_2_PJM_ROR | VACAR | PJM_ROR | Internal | Winter | B17 | 100 | 2000 | 0 | 58.26 | 55 | 7 | 0
2035 | VACAR_2_PJM_ROR | VACAR | PJM_ROR | Internal | Winter | B18 | 400 | 2000 | 0 | 49.53 | 52.5 | 7 | 0
2035 | VACAR_2_PJM_ROR | VACAR | PJM_ROR | Internal | Winter | B19 | 700 | 2000 | 0 | 44.9 | 50.57 | 7 | 0
2035 | VACAR_2_PJM_ROR | VACAR | PJM_ROR | Internal | Winter | B20 | 935 | 2000 | 0 | 41.92 | 39.47 | 7 | 0
2035 | VACAR_2_SOCO | VACAR | SOCO | Internal | Shoulder | B11 | 25 | 3000 | 836.85 | 65.54 | 72.54 | 7 | 0
2035 | VACAR_2_SOCO | VACAR | SOCO | Internal | Shoulder | B12 | 200 | 3000 | 0 | 51.83 | 53.05 | 7 | 0
2035 | VACAR_2_SOCO | VACAR | SOCO | Internal | Shoulder | B13 | 600 | 3000 | 0 | 48.37 | 53.05 | 7 | 0
2035 | VACAR_2_SOCO | VACAR | SOCO | Internal | Shoulder | B14 | 900 | 3000 | 554.16 | 46.05 | 53.05 | 7 | 0
2035 | VACAR_2_SOCO | VACAR | SOCO | Internal | Shoulder | B15 | 1203 | 3000 | 1880.69 | 41.71 | 48.71 | 7 | 0
2035 | VACAR_2_SOCO | VACAR | SOCO | Internal | Summer | B1 | 10 | 3000 | 230.09 | 87.37 | 94.37 | 7 | 0
2035 | VACAR_2_SOCO | VACAR | SOCO | Internal | Summer | B2 | 25 | 3000 | 0 | 87.37 | 86.6 | 7 | 0
2035 | VACAR_2_SOCO | VACAR | SOCO | Internal | Summer | B3 | 75 | 3000 | 0 | 85.46 | 86.6 | 7 | 0
2035 | VACAR_2_SOCO | VACAR | SOCO | Internal | Summer | B4 | 100 | 3000 | 0 | 81.22 | 86.6 | 7 | 0
2035 | VACAR_2_SOCO | VACAR | SOCO | Internal | Summer | B5 | 200 | 3000 | 0 | 79.52 | 83.59 | 7 | 0
2035 | VACAR_2_SOCO | VACAR | SOCO | Internal | Summer | B6 | 300 | 3000 | 1161.32 | 64.01 | 71.01 | 7 | 0
2035 | VACAR_2_SOCO | VACAR | SOCO | Internal | Summer | B7 | 400 | 3000 | 0 | 55.34 | 59.78 | 7 | 0
2035 | VACAR_2_SOCO | VACAR | SOCO | Internal | Summer | B8 | 500 | 3000 | 0 | 52.15 | 51.48 | 7 | 0
2035 | VACAR_2_SOCO | VACAR | SOCO | Internal | Summer | B9 | 800 | 3000 | 0 | 47.01 | 51.48 | 7 | 0
2035 | VACAR_2_SOCO | VACAR | SOCO | Internal | Summer | B10 | 1262 | 3000 | 0 | 43.18 | 47.31 | 7 | 0
2035 | VACAR_2_SOCO | VACAR | SOCO | Internal | Winter | B16 | 25 | 3000 | 2298.3 | 63.59 | 70.59 | 7 | 0
2035 | VACAR_2_SOCO | VACAR | SOCO | Internal | Winter | B17 | 100 | 3000 | 0 | 58.26 | 56.53 | 7 | 0
2035 | VACAR_2_SOCO | VACAR | SOCO | Internal | Winter | B18 | 400 | 3000 | 882.78 | 49.53 | 56.53 | 7 | 0
2035 | VACAR_2_SOCO | VACAR | SOCO | Internal | Winter | B19 | 700 | 3000 | 1409.24 | 44.9 | 51.9 | 7 | 0
2035 | VACAR_2_SOCO | VACAR | SOCO | Internal | Winter | B20 | 935 | 3000 | 3000 | 41.92 | 51.16 | 7 | 2.25
2035 | VACAR_2_TVA_Transmission | VACAR | TVA_Transmission | Internal | Shoulder | B11 | 25 | 900 | 0 | 65.54 | 65.15 | 7 | 0
2035 | VACAR_2_TVA_Transmission | VACAR | TVA_Transmission | Internal | Shoulder | B12 | 200 | 900 | 0 | 51.83 | 56.96 | 7 | 0
2035 | VACAR_2_TVA_Transmission | VACAR | TVA_Transmission | Internal | Shoulder | B13 | 600 | 900 | 0 | 48.37 | 52.37 | 7 | 0
2035 | VACAR_2_TVA_Transmission | VACAR | TVA_Transmission | Internal | Shoulder | B14 | 900 | 900 | 0 | 46.05 | 50.17 | 7 | 0
2035 | VACAR_2_TVA_Transmission | VACAR | TVA_Transmission | Internal | Shoulder | B15 | 1203 | 900 | 0 | 41.71 | 48 | 7 | 0
2035 | VACAR_2_TVA_Transmission | VACAR | TVA_Transmission | Internal | Summer | B1 | 10 | 900 | 0 | 87.37 | 91.04 | 7 | 0
2035 | VACAR_2_TVA_Transmission | VACAR | TVA_Transmission | Internal | Summer | B2 | 25 | 900 | 0 | 87.37 | 88.74 | 7 | 0
2035 | VACAR_2_TVA_Transmission | VACAR | TVA_Transmission | Internal | Summer | B3 | 75 | 900 | 0 | 85.46 | 83.18 | 7 | 0
2035 | VACAR_2_TVA_Transmission | VACAR | TVA_Transmission | Internal | Summer | B4 | 100 | 900 | 0 | 81.22 | 81.22 | 7 | 0
2035 | VACAR_2_TVA_Transmission | VACAR | TVA_Transmission | Internal | Summer | B5 | 200 | 900 | 0 | 79.52 | 77.87 | 7 | 0
2035 | VACAR_2_TVA_Transmission | VACAR | TVA_Transmission | Internal | Summer | B6 | 300 | 900 | 0 | 64.01 | 66.05 | 7 | 0
2035 | VACAR_2_TVA_Transmission | VACAR | TVA_Transmission | Internal | Summer | B7 | 400 | 900 | 0 | 55.34 | 53.96 | 7 | 0
2035 | VACAR_2_TVA_Transmission | VACAR | TVA_Transmission | Internal | Summer | B8 | 500 | 900 | 0 | 52.15 | 51.34 | 7 | 0
2035 | VACAR_2_TVA_Transmission | VACAR | TVA_Transmission | Internal | Summer | B9 | 800 | 900 | 0 | 47.01 | 46.82 | 7 | 0
2035 | VACAR_2_TVA_Transmission | VACAR | TVA_Transmission | Internal | Summer | B10 | 1262 | 900 | 0 | 43.18 | 41.45 | 7 | 0
2035 | VACAR_2_TVA_Transmission | VACAR | TVA_Transmission | Internal | Winter | B16 | 25 | 900 | 0 | 63.59 | 61.67 | 7 | 0
2035 | VACAR_2_TVA_Transmission | VACAR | TVA_Transmission | Internal | Winter | B17 | 100 | 900 | 0 | 58.26 | 58.7 | 7 | 0
2035 | VACAR_2_TVA_Transmission | VACAR | TVA_Transmission | Internal | Winter | B18 | 400 | 900 | 0 | 49.53 | 55.15 | 7 | 0
2035 | VACAR_2_TVA_Transmission | VACAR | TVA_Transmission | Internal | Winter | B19 | 700 | 900 | 0 | 44.9 | 51 | 7 | 0
2035 | VACAR_2_TVA_Transmission | VACAR | TVA_Transmission | Internal | Winter | B20 | 935 | 900 | 0 | 41.92 | 45.47 | 7 | 0
2040 | ENT_2_SOCO | ENT | SOCO | Internal | Shoulder | B11 | 25 | 2000 | 0 | 84.26 | 88 | 8 | 0
2040 | ENT_2_SOCO | ENT | SOCO | Internal | Shoulder | B12 | 200 | 2000 | 0 | 59.51 | 59.58 | 8 | 0
2040 | ENT_2_SOCO | ENT | SOCO | Internal | Shoulder | B13 | 600 | 2000 | 0 | 59.51 | 59.58 | 8 | 0
2040 | ENT_2_SOCO | ENT | SOCO | Internal | Shoulder | B14 | 900 | 2000 | 0 | 57.12 | 59.58 | 8 | 0
2040 | ENT_2_SOCO | ENT | SOCO | Internal | Shoulder | B15 | 1203 | 2000 | 0 | 57.12 | 54.57 | 8 | 0
2040 | ENT_2_SOCO | ENT | SOCO | Internal | Summer | B1 | 10 | 2000 | 0 | 94.69 | 101.94 | 8 | 0
2040 | ENT_2_SOCO | ENT | SOCO | Internal | Summer | B2 | 25 | 2000 | 0 | 94.69 | 101.94 | 8 | 0
2040 | ENT_2_SOCO | ENT | SOCO | Internal | Summer | B3 | 75 | 2000 | 509.44 | 88.91 | 96.91 | 8 | 0
2040 | ENT_2_SOCO | ENT | SOCO | Internal | Summer | B4 | 100 | 2000 | 533.58 | 88.91 | 96.91 | 8 | 0
2040 | ENT_2_SOCO | ENT | SOCO | Internal | Summer | B5 | 200 | 2000 | 1377.87 | 84.58 | 92.58 | 8 | 0
2040 | ENT_2_SOCO | ENT | SOCO | Internal | Summer | B6 | 300 | 2000 | 0 | 76.08 | 79.08 | 8 | 0
2040 | ENT_2_SOCO | ENT | SOCO | Internal | Summer | B7 | 400 | 2000 | 0 | 57.49 | 65.33 | 8 | 0
2040 | ENT_2_SOCO | ENT | SOCO | Internal | Summer | B8 | 500 | 2000 | 0 | 57.49 | 57.95 | 8 | 0
2040 | ENT_2_SOCO | ENT | SOCO | Internal | Summer | B9 | 800 | 2000 | 0 | 55.8 | 57.95 | 8 | 0
2040 | ENT_2_SOCO | ENT | SOCO | Internal | Summer | B10 | 1262 | 2000 | 0 | 53.14 | 53.14 | 8 | 0
2040 | ENT_2_SOCO | ENT | SOCO | Internal | Winter | B16 | 25 | 2000 | 2000 | 69.38 | 78.31 | 8 | 0.93
2040 | ENT_2_SOCO | ENT | SOCO | Internal | Winter | B17 | 100 | 2000 | 0 | 63.4 | 63.4 | 8 | 0
2040 | ENT_2_SOCO | ENT | SOCO | Internal | Winter | B18 | 400 | 2000 | 0 | 63.4 | 57.97 | 8 | 0
2040 | ENT_2_SOCO | ENT | SOCO | Internal | Winter | B19 | 700 | 2000 | 0 | 61.29 | 57.96 | 8 | 0
2040 | ENT_2_SOCO | ENT | SOCO | Internal | Winter | B20 | 935 | 2000 | 0 | 56.07 | 56.95 | 8 | 0
2040 | ENT_2_TVA_Transmission | ENT | TVA_Transmission | Internal | Shoulder | B11 | 25 | 2100 | 0 | 84.26 | 79 | 8 | 0
2040 | ENT_2_TVA_Transmission | ENT | TVA_Transmission | Internal | Shoulder | B12 | 200 | 2100 | 0 | 59.51 | 60.61 | 8 | 0
2040 | ENT_2_TVA_Transmission | ENT | TVA_Transmission | Internal | Shoulder | B13 | 600 | 2100 | 0 | 59.51 | 59.68 | 8 | 0
2040 | ENT_2_TVA_Transmission | ENT | TVA_Transmission | Internal | Shoulder | B14 | 900 | 2100 | 0 | 57.12 | 58.43 | 8 | 0
2040 | ENT_2_TVA_Transmission | ENT | TVA_Transmission | Internal | Shoulder | B15 | 1203 | 2100 | 0 | 57.12 | 52.21 | 8 | 0
2040 | ENT_2_TVA_Transmission | ENT | TVA_Transmission | Internal | Summer | B1 | 10 | 2100 | 0 | 94.69 | 99.58 | 8 | 0
2040 | ENT_2_TVA_Transmission | ENT | TVA_Transmission | Internal | Summer | B2 | 25 | 2100 | 0 | 94.69 | 98.67 | 8 | 0
2040 | ENT_2_TVA_Transmission | ENT | TVA_Transmission | Internal | Summer | B3 | 75 | 2100 | 0 | 88.91 | 92.48 | 8 | 0
2040 | ENT_2_TVA_Transmission | ENT | TVA_Transmission | Internal | Summer | B4 | 100 | 2100 | 0 | 88.91 | 92.3 | 8 | 0
2040 | ENT_2_TVA_Transmission | ENT | TVA_Transmission | Internal | Summer | B5 | 200 | 2100 | 0 | 84.58 | 90.04 | 8 | 0
2040 | ENT_2_TVA_Transmission | ENT | TVA_Transmission | Internal | Summer | B6 | 300 | 2100 | 0 | 76.08 | 71.25 | 8 | 0
2040 | ENT_2_TVA_Transmission | ENT | TVA_Transmission | Internal | Summer | B7 | 400 | 2100 | 0 | 57.49 | 59.15 | 8 | 0
2040 | ENT_2_TVA_Transmission | ENT | TVA_Transmission | Internal | Summer | B8 | 500 | 2100 | 0 | 57.49 | 57.26 | 8 | 0
2040 | ENT_2_TVA_Transmission | ENT | TVA_Transmission | Internal | Summer | B9 | 800 | 2100 | 0 | 55.8 | 53.36 | 8 | 0
2040 | ENT_2_TVA_Transmission | ENT | TVA_Transmission | Internal | Summer | B10 | 1262 | 2100 | 0 | 53.14 | 44.6 | 8 | 0
2040 | ENT_2_TVA_Transmission | ENT | TVA_Transmission | Internal | Winter | B16 | 25 | 2100 | 0 | 69.38 | 69.31 | 8 | 0
2040 | ENT_2_TVA_Transmission | ENT | TVA_Transmission | Internal | Winter | B17 | 100 | 2100 | 0 | 63.4 | 65.45 | 8 | 0
2040 | ENT_2_TVA_Transmission | ENT | TVA_Transmission | Internal | Winter | B18 | 400 | 2100 | 0 | 63.4 | 62.76 | 8 | 0
2040 | ENT_2_TVA_Transmission | ENT | TVA_Transmission | Internal | Winter | B19 | 700 | 2100 | 0 | 61.29 | 57.96 | 8 | 0
2040 | ENT_2_TVA_Transmission | ENT | TVA_Transmission | Internal | Winter | B20 | 935 | 2100 | 0 | 56.07 | 51.07 | 8 | 0
2040 | HQ_NEISO_2_NEISO | HQ_NEISO | NEISO | Internal | Shoulder | B11 | 25 | 99999 | 2920 | 45.21 | 45.22 | 0.01 | 0
2040 | HQ_NEISO_2_NEISO | HQ_NEISO | NEISO | Internal | Shoulder | B12 | 200 | 99999 | 2920 | 45.21 | 45.22 | 0.01 | 0
2040 | HQ_NEISO_2_NEISO | HQ_NEISO | NEISO | Internal | Shoulder | B13 | 600 | 99999 | 2920 | 45.21 | 45.22 | 0.01 | 0
2040 | HQ_NEISO_2_NEISO | HQ_NEISO | NEISO | Internal | Shoulder | B14 | 900 | 99999 | 2920 | 45.21 | 45.22 | 0.01 | 0
2040 | HQ_NEISO_2_NEISO | HQ_NEISO | NEISO | Internal | Shoulder | B15 | 1203 | 99999 | 1143.24 | 45.21 | 45.22 | 0.01 | 0
2040 | HQ_NEISO_2_NEISO | HQ_NEISO | NEISO | Internal | Summer | B1 | 10 | 99999 | 2920.1 | 97.93 | 97.94 | 0.01 | 0
2040 | HQ_NEISO_2_NEISO | HQ_NEISO | NEISO | Internal | Summer | B2 | 25 | 99999 | 2920 | 88.44 | 88.46 | 0.01 | 0
2040 | HQ_NEISO_2_NEISO | HQ_NEISO | NEISO | Internal | Summer | B3 | 75 | 99999 | 2920 | 68.41 | 68.42 | 0.01 | 0
2040 | HQ_NEISO_2_NEISO | HQ_NEISO | NEISO | Internal | Summer | B4 | 100 | 99999 | 2920 | 57.49 | 57.5 | 0.01 | 0
2040 | HQ_NEISO_2_NEISO | HQ_NEISO | NEISO | Internal | Summer | B5 | 200 | 99999 | 2920 | 52.22 | 52.24 | 0.01 | 0
2040 | HQ_NEISO_2_NEISO | HQ_NEISO | NEISO | Internal | Summer | B6 | 300 | 99999 | 2920 | 41.34 | 41.35 | 0.01 | 0
2040 | HQ_NEISO_2_NEISO | HQ_NEISO | NEISO | Internal | Summer | B7 | 400 | 99999 | 2920 | 41.34 | 41.35 | 0.01 | 0
2040 | HQ_NEISO_2_NEISO | HQ_NEISO | NEISO | Internal | Summer | B8 | 500 | 99999 | 2920 | 41.34 | 41.35 | 0.01 | 0
2040 | HQ_NEISO_2_NEISO | HQ_NEISO | NEISO | Internal | Summer | B9 | 800 | 99999 | 2920 | 41.34 | 41.35 | 0.01 | 0
2040 | HQ_NEISO_2_NEISO | HQ_NEISO | NEISO | Internal | Summer | B10 | 1262 | 99999 | 795.94 | 41.34 | 41.35 | 0.01 | 0
2040 | HQ_NEISO_2_NEISO | HQ_NEISO | NEISO | Internal | Winter | B16 | 25 | 99999 | 2920 | 57.11 | 57.12 | 0.01 | 0
2040 | HQ_NEISO_2_NEISO | HQ_NEISO | NEISO | Internal | Winter | B17 | 100 | 99999 | 2920 | 57.11 | 57.12 | 0.01 | 0
2040 | HQ_NEISO_2_NEISO | HQ_NEISO | NEISO | Internal | Winter | B18 | 400 | 99999 | 2920 | 57.11 | 57.12 | 0.01 | 0
2040 | HQ_NEISO_2_NEISO | HQ_NEISO | NEISO | Internal | Winter | B19 | 700 | 99999 | 2920 | 57.11 | 57.12 | 0.01 | 0
2040 | HQ_NEISO_2_NEISO | HQ_NEISO | NEISO | Internal | Winter | B20 | 935 | 99999 | 1233.58 | 57.11 | 57.12 | 0.01 | 0
2040 | HQ_NY_2_NYISO_A-F | HQ_NY | NYISO_A-F | Internal | Shoulder | B11 | 25 | 99999 | 1000 | 53.77 | 53.78 | 0.01 | 0
2040 | HQ_NY_2_NYISO_A-F | HQ_NY | NYISO_A-F | Internal | Shoulder | B12 | 200 | 99999 | 1000 | 53.77 | 53.78 | 0.01 | 0
2040 | HQ_NY_2_NYISO_A-F | HQ_NY | NYISO_A-F | Internal | Shoulder | B13 | 600 | 99999 | 1000 | 49.06 | 49.07 | 0.01 | 0
2040 | HQ_NY_2_NYISO_A-F | HQ_NY | NYISO_A-F | Internal | Shoulder | B14 | 900 | 99999 | 1000 | 49 | 49.02 | 0.01 | 0
2040 | HQ_NY_2_NYISO_A-F | HQ_NY | NYISO_A-F | Internal | Shoulder | B15 | 1203 | 99999 | 188.69 | 49 | 49.02 | 0.01 | 0
2040 | HQ_NY_2_NYISO_A-F | HQ_NY | NYISO_A-F | Internal | Summer | B1 | 10 | 99999 | 1000.1 | 94.93 | 94.94 | 0.01 | 0
2040 | HQ_NY_2_NYISO_A-F | HQ_NY | NYISO_A-F | Internal | Summer | B2 | 25 | 99999 | 1000.1 | 91.42 | 91.43 | 0.01 | 0
2040 | HQ_NY_2_NYISO_A-F | HQ_NY | NYISO_A-F | Internal | Summer | B3 | 75 | 99999 | 1000 | 74.46 | 74.48 | 0.01 | 0
2040 | HQ_NY_2_NYISO_A-F | HQ_NY | NYISO_A-F | Internal | Summer | B4 | 100 | 99999 | 1000 | 66.62 | 66.64 | 0.01 | 0
2040 | HQ_NY_2_NYISO_A-F | HQ_NY | NYISO_A-F | Internal | Summer | B5 | 200 | 99999 | 1000 | 62.92 | 62.93 | 0.01 | 0
2040 | HQ_NY_2_NYISO_A-F | HQ_NY | NYISO_A-F | Internal | Summer | B6 | 300 | 99999 | 1000 | 58.06 | 58.07 | 0.01 | 0
2040 | HQ_NY_2_NYISO_A-F | HQ_NY | NYISO_A-F | Internal | Summer | B7 | 400 | 99999 | 1000 | 47.72 | 47.73 | 0.01 | 0
2040 | HQ_NY_2_NYISO_A-F | HQ_NY | NYISO_A-F | Internal | Summer | B8 | 500 | 99999 | 1000 | 47.72 | 47.73 | 0.01 | 0
2040 | HQ_NY_2_NYISO_A-F | HQ_NY | NYISO_A-F | Internal | Summer | B9 | 800 | 99999 | 1000 | 45.4 | 45.42 | 0.01 | 0
2040 | HQ_NY_2_NYISO_A-F | HQ_NY | NYISO_A-F | Internal | Summer | B10 | 1262 | 99999 | 30.11 | 45.4 | 45.42 | 0.01 | 0
2040 | HQ_NY_2_NYISO_A-F | HQ_NY | NYISO_A-F | Internal | Winter | B16 | 25 | 99999 | 1000 | 61.64 | 61.65 | 0.01 | 0
2040 | HQ_NY_2_NYISO_A-F | HQ_NY | NYISO_A-F | Internal | Winter | B17 | 100 | 99999 | 1000 | 60.11 | 60.12 | 0.01 | 0
2040 | HQ_NY_2_NYISO_A-F | HQ_NY | NYISO_A-F | Internal | Winter | B18 | 400 | 99999 | 1000 | 60.11 | 60.12 | 0.01 | 0
2040 | HQ_NY_2_NYISO_A-F | HQ_NY | NYISO_A-F | Internal | Winter | B19 | 700 | 99999 | 1000 | 57.82 | 57.84 | 0.01 | 0
2040 | HQ_NY_2_NYISO_A-F | HQ_NY | NYISO_A-F | Internal | Winter | B20 | 935 | 99999 | 229.95 | 56.82 | 56.83 | 0.01 | 0
2040 | HQ_IESO_2_IESO | HQ_IESO | IESO | Internal | Shoulder | B11 | 25 | 99999 | 400 | 52.69 | 52.7 | 0.01 | 0
2040 | HQ_IESO_2_IESO | HQ_IESO | IESO | Internal | Shoulder | B12 | 200 | 99999 | 400 | 51.9 | 51.91 | 0.01 | 0
2040 | HQ_IESO_2_IESO | HQ_IESO | IESO | Internal | Shoulder | B13 | 600 | 99999 | 400 | 51.9 | 51.91 | 0.01 | 0
2040 | HQ_IESO_2_IESO | HQ_IESO | IESO | Internal | Shoulder | B14 | 900 | 99999 | 400 | 51.9 | 51.91 | 0.01 | 0
2040 | HQ_IESO_2_IESO | HQ_IESO | IESO | Internal | Shoulder | B15 | 1203 | 99999 | 75.48 | 51.9 | 51.91 | 0.01 | 0
2040 | HQ_IESO_2_IESO | HQ_IESO | IESO | Internal | Summer | B1 | 10 | 99999 | 400 | 87.93 | 87.94 | 0.01 | 0
2040 | HQ_IESO_2_IESO | HQ_IESO | IESO | Internal | Summer | B2 | 25 | 99999 | 400 | 84.42 | 84.43 | 0.01 | 0
2040 | HQ_IESO_2_IESO | HQ_IESO | IESO | Internal | Summer | B3 | 75 | 99999 | 400 | 81.46 | 81.48 | 0.01 | 0
2040 | HQ_IESO_2_IESO | HQ_IESO | IESO | Internal | Summer | B4 | 100 | 99999 | 400 | 73.62 | 73.64 | 0.01 | 0
2040 | HQ_IESO_2_IESO | HQ_IESO | IESO | Internal | Summer | B5 | 200 | 99999 | 400 | 67.85 | 67.87 | 0.01 | 0
2040 | HQ_IESO_2_IESO | HQ_IESO | IESO | Internal | Summer | B6 | 300 | 99999 | 400 | 51.99 | 52 | 0.01 | 0
2040 | HQ_IESO_2_IESO | HQ_IESO | IESO | Internal | Summer | B7 | 400 | 99999 | 400 | 48.95 | 48.96 | 0.01 | 0
2040 | HQ_IESO_2_IESO | HQ_IESO | IESO | Internal | Summer | B8 | 500 | 99999 | 400 | 48.95 | 48.96 | 0.01 | 0
2040 | HQ_IESO_2_IESO | HQ_IESO | IESO | Internal | Summer | B9 | 800 | 99999 | 400 | 48.95 | 48.96 | 0.01 | 0
2040 | HQ_IESO_2_IESO | HQ_IESO | IESO | Internal | Summer | B10 | 1262 | 99999 | 12.04 | 48.95 | 48.96 | 0.01 | 0
2040 | HQ_IESO_2_IESO | HQ_IESO | IESO | Internal | Winter | B16 | 25 | 99999 | 400 | 55.58 | 55.59 | 0.01 | 0
2040 | HQ_IESO_2_IESO | HQ_IESO | IESO | Internal | Winter | B17 | 100 | 99999 | 400 | 55.04 | 55.05 | 0.01 | 0
2040 | HQ_IESO_2_IESO | HQ_IESO | IESO | Internal | Winter | B18 | 400 | 99999 | 400 | 55.04 | 55.05 | 0.01 | 0
2040 | HQ_IESO_2_IESO | HQ_IESO | IESO | Internal | Winter | B19 | 700 | 99999 | 400 | 55.04 | 55.05 | 0.01 | 0
2040 | HQ_IESO_2_IESO | HQ_IESO | IESO | Internal | Winter | B20 | 935 | 99999 | 91.98 | 55.04 | 55.05 | 0.01 | 0
2040 | IESO_2_MAPP_CA | IESO | MAPP_CA | Internal | Shoulder | B11 | 25 | 262 | 28 | 52.7 | 59.7 | 7 | 0
2040 | IESO_2_MAPP_CA | IESO | MAPP_CA | Internal | Shoulder | B12 | 200 | 262 | 0 | 51.91 | 58.61 | 7 | 0
2040 | IESO_2_MAPP_CA | IESO | MAPP_CA | Internal | Shoulder | B13 | 600 | 262 | 0 | 51.91 | 57.26 | 7 | 0
2040 | IESO_2_MAPP_CA | IESO | MAPP_CA | Internal | Shoulder | B14 | 900 | 262 | 0 | 51.91 | 54.01 | 7 | 0
2040 | IESO_2_MAPP_CA | IESO | MAPP_CA | Internal | Shoulder | B15 | 1203 | 262 | 0 | 51.91 | 54.01 | 7 | 0
2040 | IESO_2_MAPP_CA | IESO | MAPP_CA | Internal | Summer | B1 | 10 | 262 | 0 | 87.94 | 47.78 | 7 | 0
2040 | IESO_2_MAPP_CA | IESO | MAPP_CA | Internal | Summer | B2 | 25 | 262 | 0 | 84.43 | 47.78 | 7 | 0
2040 | IESO_2_MAPP_CA | IESO | MAPP_CA | Internal | Summer | B3 | 75 | 262 | 0 | 81.48 | 59.87 | 7 | 0
2040 | IESO_2_MAPP_CA | IESO | MAPP_CA | Internal | Summer | B4 | 100 | 262 | 0 | 73.64 | 65.64 | 7 | 0
2040 | IESO_2_MAPP_CA | IESO | MAPP_CA | Internal | Summer | B5 | 200 | 262 | 0 | 67.87 | 59.87 | 7 | 0
2040 | IESO_2_MAPP_CA | IESO | MAPP_CA | Internal | Summer | B6 | 300 | 262 | 0 | 52 | 55.08 | 7 | 0
2040 | IESO_2_MAPP_CA | IESO | MAPP_CA | Internal | Summer | B7 | 400 | 262 | 0 | 48.96 | 47.78 | 7 | 0
2040 | IESO_2_MAPP_CA | IESO | MAPP_CA | Internal | Summer | B8 | 500 | 262 | 0 | 48.96 | 47.78 | 7 | 0
2040 | IESO_2_MAPP_CA | IESO | MAPP_CA | Internal | Summer | B9 | 800 | 262 | 0 | 48.96 | 47.78 | 7 | 0
2040 | IESO_2_MAPP_CA | IESO | MAPP_CA | Internal | Summer | B10 | 1262 | 262 | 0 | 48.96 | 47.78 | 7 | 0
2040 | IESO_2_MAPP_CA | IESO | MAPP_CA | Internal | Winter | B16 | 25 | 262 | 0 | 55.59 | 62.58 | 7 | 0
2040 | IESO_2_MAPP_CA | IESO | MAPP_CA | Internal | Winter | B17 | 100 | 262 | 262 | 55.05 | 62.26 | 7 | 0.21
2040 | IESO_2_MAPP_CA | IESO | MAPP_CA | Internal | Winter | B18 | 400 | 262 | 0 | 55.05 | 60.43 | 7 | 0
2040 | IESO_2_MAPP_CA | IESO | MAPP_CA | Internal | Winter | B19 | 700 | 262 | 0 | 55.05 | 56.66 | 7 | 0
2040 | IESO_2_MAPP_CA | IESO | MAPP_CA | Internal | Winter | B20 | 935 | 262 | 0 | 55.05 | 56.66 | 7 | 0
2040 | IESO_2_MISO_MI | IESO | MISO_MI | Internal | Shoulder | B11 | 25 | 1840 | 1840 | 52.7 | 76.24 | 7 | 16.53
2040 | IESO_2_MISO_MI | IESO | MISO_MI | Internal | Shoulder | B12 | 200 | 1840 | 375.1 | 51.91 | 58.91 | 7 | 0
2040 | IESO_2_MISO_MI | IESO | MISO_MI | Internal | Shoulder | B13 | 600 | 1840 | 0 | 51.91 | 57.31 | 7 | 0
2040 | IESO_2_MISO_MI | IESO | MISO_MI | Internal | Shoulder | B14 | 900 | 1840 | 0 | 51.91 | 54.06 | 7 | 0
2040 | IESO_2_MISO_MI | IESO | MISO_MI | Internal | Shoulder | B15 | 1203 | 1840 | 0 | 51.91 | 49.48 | 7 | 0
2040 | IESO_2_MISO_MI | IESO | MISO_MI | Internal | Summer | B1 | 10 | 1840 | 0 | 87.94 | 91.58 | 7 | 0
2040 | IESO_2_MISO_MI | IESO | MISO_MI | Internal | Summer | B2 | 25 | 1840 | 0 | 84.43 | 90.67 | 7 | 0
2040 | IESO_2_MISO_MI | IESO | MISO_MI | Internal | Summer | B3 | 75 | 1840 | 794.29 | 81.48 | 88.48 | 7 | 0
2040 | IESO_2_MISO_MI | IESO | MISO_MI | Internal | Summer | B4 | 100 | 1840 | 1840 | 73.64 | 88.18 | 7 | 7.54
2040 | IESO_2_MISO_MI | IESO | MISO_MI | Internal | Summer | B5 | 200 | 1840 | 1840 | 67.87 | 85.58 | 7 | 10.71
2040 | IESO_2_MISO_MI | IESO | MISO_MI | Internal | Summer | B6 | 300 | 1840 | 1840 | 52 | 68.08 | 7 | 9.08
2040 | IESO_2_MISO_MI | IESO | MISO_MI | Internal | Summer | B7 | 400 | 1840 | 79.15 | 48.96 | 55.96 | 7 | 0
2040 | IESO_2_MISO_MI | IESO | MISO_MI | Internal | Summer | B8 | 500 | 1840 | 0 | 48.96 | 52.58 | 7 | 0
2040 | IESO_2_MISO_MI | IESO | MISO_MI | Internal | Summer | B9 | 800 | 1840 | 0 | 48.96 | 47.81 | 7 | 0
2040 | IESO_2_MISO_MI | IESO | MISO_MI | Internal | Summer | B10 | 1262 | 1840 | 0 | 48.96 | 44.12 | 7 | 0
2040 | IESO_2_MISO_MI | IESO | MISO_MI | Internal | Winter | B16 | 25 | 1840 | 1840 | 55.59 | 65.11 | 7 | 2.52
2040 | IESO_2_MISO_MI | IESO | MISO_MI | Internal | Winter | B17 | 100 | 1840 | 1840 | 55.05 | 62.31 | 7 | 0.26
2040 | IESO_2_MISO_MI | IESO | MISO_MI | Internal | Winter | B18 | 400 | 1840 | 0 | 55.05 | 60.48 | 7 | 0
2040 | IESO_2_MISO_MI | IESO | MISO_MI | Internal | Winter | B19 | 700 | 1840 | 0 | 55.05 | 56.67 | 7 | 0
2040 | IESO_2_MISO_MI | IESO | MISO_MI | Internal | Winter | B20 | 935 | 1840 | 0 | 55.05 | 47.05 | 7 | 0
2040 | IESO_2_MISO_W | IESO | MISO_W | Internal | Shoulder | B11 | 25 | 140 | 140 | 52.7 | 76.25 | 7 | 16.55
2040 | IESO_2_MISO_W | IESO | MISO_W | Internal | Shoulder | B12 | 200 | 140 | 0 | 51.91 | 58.62 | 7 | 0
2040 | IESO_2_MISO_W | IESO | MISO_W | Internal | Shoulder | B13 | 600 | 140 | 0 | 51.91 | 57.27 | 7 | 0
2040 | IESO_2_MISO_W | IESO | MISO_W | Internal | Shoulder | B14 | 900 | 140 | 0 | 51.91 | 54.03 | 7 | 0
2040 | IESO_2_MISO_W | IESO | MISO_W | Internal | Shoulder | B15 | 1203 | 140 | 0 | 51.91 | 47.72 | 7 | 0
2040 | IESO_2_MISO_W | IESO | MISO_W | Internal | Summer | B1 | 10 | 140 | 0 | 87.94 | 91.57 | 7 | 0
2040 | IESO_2_MISO_W | IESO | MISO_W | Internal | Summer | B2 | 25 | 140 | 0 | 84.43 | 90.66 | 7 | 0
2040 | IESO_2_MISO_W | IESO | MISO_W | Internal | Summer | B3 | 75 | 140 | 140 | 81.48 | 89.88 | 7 | 1.41
2040 | IESO_2_MISO_W | IESO | MISO_W | Internal | Summer | B4 | 100 | 140 | 140 | 73.64 | 88.3 | 7 | 7.67
2040 | IESO_2_MISO_W | IESO | MISO_W | Internal | Summer | B5 | 200 | 140 | 140 | 67.87 | 86.05 | 7 | 11.18
2040 | IESO_2_MISO_W | IESO | MISO_W | Internal | Summer | B6 | 300 | 140 | 140 | 52 | 69.08 | 7 | 10.08
2040 | IESO_2_MISO_W | IESO | MISO_W | Internal | Summer | B7 | 400 | 140 | 0 | 48.96 | 55.92 | 7 | 0
2040 | IESO_2_MISO_W | IESO | MISO_W | Internal | Summer | B8 | 500 | 140 | 0 | 48.96 | 50.72 | 7 | 0
2040 | IESO_2_MISO_W | IESO | MISO_W | Internal | Summer | B9 | 800 | 140 | 0 | 48.96 | 47.79 | 7 | 0
2040 | IESO_2_MISO_W | IESO | MISO_W | Internal | Summer | B10 | 1262 | 140 | 0 | 48.96 | 40.11 | 7 | 0
2040 | IESO_2_MISO_W | IESO | MISO_W | Internal | Winter | B16 | 25 | 140 | 61.86 | 55.59 | 62.59 | 7 | 0
2040 | IESO_2_MISO_W | IESO | MISO_W | Internal | Winter | B17 | 100 | 140 | 140 | 55.05 | 62.27 | 7 | 0.22
2040 | IESO_2_MISO_W | IESO | MISO_W | Internal | Winter | B18 | 400 | 140 | 0 | 55.05 | 60.44 | 7 | 0
2040 | IESO_2_MISO_W | IESO | MISO_W | Internal | Winter | B19 | 700 | 140 | 0 | 55.05 | 56.65 | 7 | 0
2040 | IESO_2_MISO_W | IESO | MISO_W | Internal | Winter | B20 | 935 | 140 | 0 | 55.05 | 44.92 | 7 | 0
2040 | IESO_2_NYISO_A-F | IESO | NYISO_A-F | Internal | Shoulder | B11 | 25 | 1725 | 0 | 52.7 | 53.78 | 7 | 0
2040 | IESO_2_NYISO_A-F | IESO | NYISO_A-F | Internal | Shoulder | B12 | 200 | 1725 | 0 | 51.91 | 53.78 | 7 | 0
2040 | IESO_2_NYISO_A-F | IESO | NYISO_A-F | Internal | Shoulder | B13 | 600 | 1725 | 0 | 51.91 | 49.07 | 7 | 0
2040 | IESO_2_NYISO_A-F | IESO | NYISO_A-F | Internal | Shoulder | B14 | 900 | 1725 | 0 | 51.91 | 49.02 | 7 | 0
2040 | IESO_2_NYISO_A-F | IESO | NYISO_A-F | Internal | Shoulder | B15 | 1203 | 1725 | 0 | 51.91 | 49.02 | 7 | 0
2040 | IESO_2_NYISO_A-F | IESO | NYISO_A-F | Internal | Summer | B1 | 10 | 1725 | 364.17 | 87.94 | 94.94 | 7 | 0
2040 | IESO_2_NYISO_A-F | IESO | NYISO_A-F | Internal | Summer | B2 | 25 | 1725 | 540.58 | 84.43 | 91.43 | 7 | 0
2040 | IESO_2_NYISO_A-F | IESO | NYISO_A-F | Internal | Summer | B3 | 75 | 1725 | 0 | 81.48 | 74.48 | 7 | 0
2040 | IESO_2_NYISO_A-F | IESO | NYISO_A-F | Internal | Summer | B4 | 100 | 1725 | 0 | 73.64 | 66.64 | 7 | 0
2040 | IESO_2_NYISO_A-F | IESO | NYISO_A-F | Internal | Summer | B5 | 200 | 1725 | 0 | 67.87 | 62.93 | 7 | 0
2040 | IESO_2_NYISO_A-F | IESO | NYISO_A-F | Internal | Summer | B6 | 300 | 1725 | 0 | 52 | 58.07 | 7 | 0
2040 | IESO_2_NYISO_A-F | IESO | NYISO_A-F | Internal | Summer | B7 | 400 | 1725 | 0 | 48.96 | 47.73 | 7 | 0
2040 | IESO_2_NYISO_A-F | IESO | NYISO_A-F | Internal | Summer | B8 | 500 | 1725 | 0 | 48.96 | 47.73 | 7 | 0
2040 | IESO_2_NYISO_A-F | IESO | NYISO_A-F | Internal | Summer | B9 | 800 | 1725 | 0 | 48.96 | 45.42 | 7 | 0
2040 | IESO_2_NYISO_A-F | IESO | NYISO_A-F | Internal | Summer | B10 | 1262 | 1725 | 0 | 48.96 | 45.42 | 7 | 0
2040 | IESO_2_NYISO_A-F | IESO | NYISO_A-F | Internal | Winter | B16 | 25 | 1725 | 0 | 55.59 | 61.65 | 7 | 0
2040 | IESO_2_NYISO_A-F | IESO | NYISO_A-F | Internal | Winter | B17 | 100 | 1725 | 0 | 55.05 | 60.12 | 7 | 0
2040 | IESO_2_NYISO_A-F | IESO | NYISO_A-F | Internal | Winter | B18 | 400 | 1725 | 0 | 55.05 | 60.12 | 7 | 0
2040 | IESO_2_NYISO_A-F | IESO | NYISO_A-F | Internal | Winter | B19 | 700 | 1725 | 0 | 55.05 | 57.84 | 7 | 0
2040 | IESO_2_NYISO_A-F | IESO | NYISO_A-F | Internal | Winter | B20 | 935 | 1725 | 0 | 55.05 | 56.83 | 7 | 0
2040 | MAPP_CA_2_IESO | MAPP_CA | IESO | Internal | Shoulder | B11 | 25 | 330 | 0 | 59.7 | 52.7 | 8 | 0
2040 | MAPP_CA_2_IESO | MAPP_CA | IESO | Internal | Shoulder | B12 | 200 | 330 | 0 | 58.61 | 51.91 | 8 | 0
2040 | MAPP_CA_2_IESO | MAPP_CA | IESO | Internal | Shoulder | B13 | 600 | 330 | 0 | 57.26 | 51.91 | 8 | 0
2040 | MAPP_CA_2_IESO | MAPP_CA | IESO | Internal | Shoulder | B14 | 900 | 330 | 0 | 54.01 | 51.91 | 8 | 0
2040 | MAPP_CA_2_IESO | MAPP_CA | IESO | Internal | Shoulder | B15 | 1203 | 330 | 0 | 54.01 | 51.91 | 8 | 0
2040 | MAPP_CA_2_IESO | MAPP_CA | IESO | Internal | Summer | B1 | 10 | 330 | 330 | 47.78 | 87.94 | 8 | 32.17
2040 | MAPP_CA_2_IESO | MAPP_CA | IESO | Internal | Summer | B2 | 25 | 330 | 330 | 47.78 | 84.43 | 8 | 28.65
2040 | MAPP_CA_2_IESO | MAPP_CA | IESO | Internal | Summer | B3 | 75 | 330 | 330 | 59.87 | 81.48 | 8 | 13.61
2040 | MAPP_CA_2_IESO | MAPP_CA | IESO | Internal | Summer | B4 | 100 | 330 | 262.66 | 65.64 | 73.64 | 8 | 0
2040 | MAPP_CA_2_IESO | MAPP_CA | IESO | Internal | Summer | B5 | 200 | 330 | 128.75 | 59.87 | 67.87 | 8 | 0
2040 | MAPP_CA_2_IESO | MAPP_CA | IESO | Internal | Summer | B6 | 300 | 330 | 0 | 55.08 | 52 | 8 | 0
2040 | MAPP_CA_2_IESO | MAPP_CA | IESO | Internal | Summer | B7 | 400 | 330 | 0 | 47.78 | 48.96 | 8 | 0
2040 | MAPP_CA_2_IESO | MAPP_CA | IESO | Internal | Summer | B8 | 500 | 330 | 0 | 47.78 | 48.96 | 8 | 0
2040 | MAPP_CA_2_IESO | MAPP_CA | IESO | Internal | Summer | B9 | 800 | 330 | 0 | 47.78 | 48.96 | 8 | 0
2040 | MAPP_CA_2_IESO | MAPP_CA | IESO | Internal | Summer | B10 | 1262 | 330 | 0 | 47.78 | 48.96 | 8 | 0
2040 | MAPP_CA_2_IESO | MAPP_CA | IESO | Internal | Winter | B16 | 25 | 330 | 0 | 62.58 | 55.59 | 8 | 0
2040 | MAPP_CA_2_IESO | MAPP_CA | IESO | Internal | Winter | B17 | 100 | 330 | 0 | 62.26 | 55.05 | 8 | 0
2040 | MAPP_CA_2_IESO | MAPP_CA | IESO | Internal | Winter | B18 | 400 | 330 | 0 | 60.43 | 55.05 | 8 | 0
2040 | MAPP_CA_2_IESO | MAPP_CA | IESO | Internal | Winter | B19 | 700 | 330 | 0 | 56.66 | 55.05 | 8 | 0
2040 | MAPP_CA_2_IESO | MAPP_CA | IESO | Internal | Winter | B20 | 935 | 330 | 0 | 56.66 | 55.05 | 8 | 0
2040 | MAPP_CA_2_MAPP_US | MAPP_CA | MAPP_US | Internal | Shoulder | B11 | 25 | 372 | 372 | 59.7 | 69.25 | 7 | 2.55
2040 | MAPP_CA_2_MAPP_US | MAPP_CA | MAPP_US | Internal | Shoulder | B12 | 200 | 372 | 0 | 58.61 | 51.61 | 7 | 0
2040 | MAPP_CA_2_MAPP_US | MAPP_CA | MAPP_US | Internal | Shoulder | B13 | 600 | 372 | 0 | 57.26 | 49.89 | 7 | 0
2040 | MAPP_CA_2_MAPP_US | MAPP_CA | MAPP_US | Internal | Shoulder | B14 | 900 | 372 | 0 | 54.01 | 45.5 | 7 | 0
2040 | MAPP_CA_2_MAPP_US | MAPP_CA | MAPP_US | Internal | Shoulder | B15 | 1203 | 372 | 0 | 54.01 | 35.72 | 7 | 0
2040 | MAPP_CA_2_MAPP_US | MAPP_CA | MAPP_US | Internal | Summer | B1 | 10 | 372 | 372 | 47.78 | 84.57 | 7 | 29.79
2040 | MAPP_CA_2_MAPP_US | MAPP_CA | MAPP_US | Internal | Summer | B2 | 25 | 372 | 372 | 47.78 | 83.66 | 7 | 28.88
2040 | MAPP_CA_2_MAPP_US | MAPP_CA | MAPP_US | Internal | Summer | B3 | 75 | 372 | 372 | 59.87 | 82.88 | 7 | 16.02
2040 | MAPP_CA_2_MAPP_US | MAPP_CA | MAPP_US | Internal | Summer | B4 | 100 | 372 | 372 | 65.64 | 81.3 | 7 | 8.67
2040 | MAPP_CA_2_MAPP_US | MAPP_CA | MAPP_US | Internal | Summer | B5 | 200 | 372 | 372 | 59.87 | 79.05 | 7 | 12.18
2040 | MAPP_CA_2_MAPP_US | MAPP_CA | MAPP_US | Internal | Summer | B6 | 300 | 372 | 263.76 | 55.08 | 62.08 | 7 | 0
2040 | MAPP_CA_2_MAPP_US | MAPP_CA | MAPP_US | Internal | Summer | B7 | 400 | 372 | 0 | 47.78 | 48.92 | 7 | 0
2040 | MAPP_CA_2_MAPP_US | MAPP_CA | MAPP_US | Internal | Summer | B8 | 500 | 372 | 0 | 47.78 | 43.72 | 7 | 0
2040 | MAPP_CA_2_MAPP_US | MAPP_CA | MAPP_US | Internal | Summer | B9 | 800 | 372 | 0 | 47.78 | 40.79 | 7 | 0
2040 | MAPP_CA_2_MAPP_US | MAPP_CA | MAPP_US | Internal | Summer | B10 | 1262 | 372 | 0 | 47.78 | 33.11 | 7 | 0
2040 | MAPP_CA_2_MAPP_US | MAPP_CA | MAPP_US | Internal | Winter | B16 | 25 | 372 | 0 | 62.58 | 49.65 | 7 | 0
2040 | MAPP_CA_2_MAPP_US | MAPP_CA | MAPP_US | Internal | Winter | B17 | 100 | 372 | 0 | 62.26 | 49.65 | 7 | 0
2040 | MAPP_CA_2_MAPP_US | MAPP_CA | MAPP_US | Internal | Winter | B18 | 400 | 372 | 0 | 60.43 | 51.39 | 7 | 0
2040 | MAPP_CA_2_MAPP_US | MAPP_CA | MAPP_US | Internal | Winter | B19 | 700 | 372 | 0 | 56.66 | 49.65 | 7 | 0
2040 | MAPP_CA_2_MAPP_US | MAPP_CA | MAPP_US | Internal | Winter | B20 | 935 | 372 | 0 | 56.66 | 33.55 | 7 | 0
2040 | MAPP_CA_2_MISO_W | MAPP_CA | MISO_W | Internal | Shoulder | B11 | 25 | 1988 | 1988 | 59.7 | 76.25 | 0.01 | 16.53
2040 | MAPP_CA_2_MISO_W | MAPP_CA | MISO_W | Internal | Shoulder | B12 | 200 | 1988 | 1756.21 | 58.61 | 58.62 | 0.01 | 0
2040 | MAPP_CA_2_MISO_W | MAPP_CA | MISO_W | Internal | Shoulder | B13 | 600 | 1988 | 1875.14 | 57.26 | 57.27 | 0.01 | 0
2040 | MAPP_CA_2_MISO_W | MAPP_CA | MISO_W | Internal | Shoulder | B14 | 900 | 1988 | 848.31 | 54.01 | 54.03 | 0.01 | 0
2040 | MAPP_CA_2_MISO_W | MAPP_CA | MISO_W | Internal | Shoulder | B15 | 1203 | 1988 | 0 | 54.01 | 47.72 | 0.01 | 0
2040 | MAPP_CA_2_MISO_W | MAPP_CA | MISO_W | Internal | Summer | B1 | 10 | 1988 | 1988 | 47.78 | 91.57 | 0.01 | 43.78
2040 | MAPP_CA_2_MISO_W | MAPP_CA | MISO_W | Internal | Summer | B2 | 25 | 1988 | 1988 | 47.78 | 90.66 | 0.01 | 42.87
2040 | MAPP_CA_2_MISO_W | MAPP_CA | MISO_W | Internal | Summer | B3 | 75 | 1988 | 1988 | 59.87 | 89.88 | 0.01 | 30
2040 | MAPP_CA_2_MISO_W | MAPP_CA | MISO_W | Internal | Summer | B4 | 100 | 1988 | 1988 | 65.64 | 88.3 | 0.01 | 22.65
2040 | MAPP_CA_2_MISO_W | MAPP_CA | MISO_W | Internal | Summer | B5 | 200 | 1988 | 1988 | 59.87 | 86.05 | 0.01 | 26.17
2040 | MAPP_CA_2_MISO_W | MAPP_CA | MISO_W | Internal | Summer | B6 | 300 | 1988 | 1988 | 55.08 | 69.08 | 0.01 | 13.99
2040 | MAPP_CA_2_MISO_W | MAPP_CA | MISO_W | Internal | Summer | B7 | 400 | 1988 | 1988 | 47.78 | 55.92 | 0.01 | 8.13
2040 | MAPP_CA_2_MISO_W | MAPP_CA | MISO_W | Internal | Summer | B8 | 500 | 1988 | 1988 | 47.78 | 50.72 | 0.01 | 2.93
2040 | MAPP_CA_2_MISO_W | MAPP_CA | MISO_W | Internal | Summer | B9 | 800 | 1988 | 1254.39 | 47.78 | 47.79 | 0.01 | 0
2040 | MAPP_CA_2_MISO_W | MAPP_CA | MISO_W | Internal | Summer | B10 | 1262 | 1988 | 0 | 47.78 | 40.11 | 0.01 | 0
2040 | MAPP_CA_2_MISO_W | MAPP_CA | MISO_W | Internal | Winter | B16 | 25 | 1988 | 1489 | 62.58 | 62.59 | 0.01 | 0
2040 | MAPP_CA_2_MISO_W | MAPP_CA | MISO_W | Internal | Winter | B17 | 100 | 1988 | 1374.84 | 62.26 | 62.27 | 0.01 | 0
2040 | MAPP_CA_2_MISO_W | MAPP_CA | MISO_W | Internal | Winter | B18 | 400 | 1988 | 1154.1 | 60.43 | 60.44 | 0.01 | 0
2040 | MAPP_CA_2_MISO_W | MAPP_CA | MISO_W | Internal | Winter | B19 | 700 | 1988 | 0 | 56.66 | 56.65 | 0.01 | 0
2040 | MAPP_CA_2_MISO_W | MAPP_CA | MISO_W | Internal | Winter | B20 | 935 | 1988 | 0 | 56.66 | 44.92 | 0.01 | 0
2040 | MAPP_US_2_MAPP_CA | MAPP_US | MAPP_CA | Internal | Shoulder | B11 | 25 | 165 | 0 | 69.25 | 59.7 | 7 | 0
2040 | MAPP_US_2_MAPP_CA | MAPP_US | MAPP_CA | Internal | Shoulder | B12 | 200 | 165 | 70.27 | 51.61 | 58.61 | 7 | 0
2040 | MAPP_US_2_MAPP_CA | MAPP_US | MAPP_CA | Internal | Shoulder | B13 | 600 | 165 | 165 | 49.89 | 57.26 | 7 | 0.37
2040 | MAPP_US_2_MAPP_CA | MAPP_US | MAPP_CA | Internal | Shoulder | B14 | 900 | 165 | 165 | 45.5 | 54.01 | 7 | 1.51
2040 | MAPP_US_2_MAPP_CA | MAPP_US | MAPP_CA | Internal | Shoulder | B15 | 1203 | 165 | 165 | 35.72 | 54.01 | 7 | 11.29
2040 | MAPP_US_2_MAPP_CA | MAPP_US | MAPP_CA | Internal | Summer | B1 | 10 | 165 | 0 | 84.57 | 47.78 | 7 | 0
2040 | MAPP_US_2_MAPP_CA | MAPP_US | MAPP_CA | Internal | Summer | B2 | 25 | 165 | 0 | 83.66 | 47.78 | 7 | 0
2040 | MAPP_US_2_MAPP_CA | MAPP_US | MAPP_CA | Internal | Summer | B3 | 75 | 165 | 0 | 82.88 | 59.87 | 7 | 0
2040 | MAPP_US_2_MAPP_CA | MAPP_US | MAPP_CA | Internal | Summer | B4 | 100 | 165 | 0 | 81.3 | 65.64 | 7 | 0
2040 | MAPP_US_2_MAPP_CA | MAPP_US | MAPP_CA | Internal | Summer | B5 | 200 | 165 | 0 | 79.05 | 59.87 | 7 | 0
2040 | MAPP_US_2_MAPP_CA | MAPP_US | MAPP_CA | Internal | Summer | B6 | 300 | 165 | 0 | 62.08 | 55.08 | 7 | 0
2040 | MAPP_US_2_MAPP_CA | MAPP_US | MAPP_CA | Internal | Summer | B7 | 400 | 165 | 0 | 48.92 | 47.78 | 7 | 0
2040 | MAPP_US_2_MAPP_CA | MAPP_US | MAPP_CA | Internal | Summer | B8 | 500 | 165 | 0 | 43.72 | 47.78 | 7 | 0
2040 | MAPP_US_2_MAPP_CA | MAPP_US | MAPP_CA | Internal | Summer | B9 | 800 | 165 | 0 | 40.79 | 47.78 | 7 | 0
2040 | MAPP_US_2_MAPP_CA | MAPP_US | MAPP_CA | Internal | Summer | B10 | 1262 | 165 | 165 | 33.11 | 47.78 | 7 | 7.67
2040 | MAPP_US_2_MAPP_CA | MAPP_US | MAPP_CA | Internal | Winter | B16 | 25 | 165 | 165 | 49.65 | 62.58 | 7 | 5.93
2040 | MAPP_US_2_MAPP_CA | MAPP_US | MAPP_CA | Internal | Winter | B17 | 100 | 165 | 165 | 49.65 | 62.26 | 7 | 5.61
2040 | MAPP_US_2_MAPP_CA | MAPP_US | MAPP_CA | Internal | Winter | B18 | 400 | 165 | 165 | 51.39 | 60.43 | 7 | 2.04
2040 | MAPP_US_2_MAPP_CA | MAPP_US | MAPP_CA | Internal | Winter | B19 | 700 | 165 | 165 | 49.65 | 56.66 | 7 | 0.01
2040 | MAPP_US_2_MAPP_CA | MAPP_US | MAPP_CA | Internal | Winter | B20 | 935 | 165 | 165 | 33.55 | 56.66 | 7 | 16.11
2040 | MAPP_US_2_MISO_W | MAPP_US | MISO_W | Internal | Shoulder | B11 | 25 | 2635 | 1767.09 | 69.25 | 76.25 | 7 | 0
2040 | MAPP_US_2_MISO_W | MAPP_US | MISO_W | Internal | Shoulder | B12 | 200 | 2635 | 2635 | 51.61 | 58.62 | 7 | 0.01
2040 | MAPP_US_2_MISO_W | MAPP_US | MISO_W | Internal | Shoulder | B13 | 600 | 2635 | 2635 | 49.89 | 57.27 | 7 | 0.39
2040 | MAPP_US_2_MISO_W | MAPP_US | MISO_W | Internal | Shoulder | B14 | 900 | 2635 | 2635 | 45.5 | 54.03 | 7 | 1.52
2040 | MAPP_US_2_MISO_W | MAPP_US | MISO_W | Internal | Shoulder | B15 | 1203 | 2635 | 2635 | 35.72 | 47.72 | 7 | 5
2040 | MAPP_US_2_MISO_W | MAPP_US | MISO_W | Internal | Summer | B1 | 10 | 2635 | 1931.19 | 84.57 | 91.57 | 7 | 0
2040 | MAPP_US_2_MISO_W | MAPP_US | MISO_W | Internal | Summer | B2 | 25 | 2635 | 999.37 | 83.66 | 90.66 | 7 | 0
2040 | MAPP_US_2_MISO_W | MAPP_US | MISO_W | Internal | Summer | B3 | 75 | 2635 | 653.39 | 82.88 | 89.88 | 7 | 0
2040 | MAPP_US_2_MISO_W | MAPP_US | MISO_W | Internal | Summer | B4 | 100 | 2635 | 1080.38 | 81.3 | 88.3 | 7 | 0
2040 | MAPP_US_2_MISO_W | MAPP_US | MISO_W | Internal | Summer | B5 | 200 | 2635 | 948 | 79.05 | 86.05 | 7 | 0
2040 | MAPP_US_2_MISO_W | MAPP_US | MISO_W | Internal | Summer | B6 | 300 | 2635 | 821.08 | 62.08 | 69.08 | 7 | 0
2040 | MAPP_US_2_MISO_W | MAPP_US | MISO_W | Internal | Summer | B7 | 400 | 2635 | 1144.77 | 48.92 | 55.92 | 7 | 0
2040 | MAPP_US_2_MISO_W | MAPP_US | MISO_W | Internal | Summer | B8 | 500 | 2635 | 1931.04 | 43.72 | 50.72 | 7 | 0
2040 | MAPP_US_2_MISO_W | MAPP_US | MISO_W | Internal | Summer | B9 | 800 | 2635 | 1506.11 | 40.79 | 47.79 | 7 | 0
2040 | MAPP_US_2_MISO_W | MAPP_US | MISO_W | Internal | Summer | B10 | 1262 | 2635 | 2349.71 | 33.11 | 40.11 | 7 | 0
2040 | MAPP_US_2_MISO_W | MAPP_US | MISO_W | Internal | Winter | B16 | 25 | 2635 | 2635 | 49.65 | 62.59 | 7 | 5.94
2040 | MAPP_US_2_MISO_W | MAPP_US | MISO_W | Internal | Winter | B17 | 100 | 2635 | 2635 | 49.65 | 62.27 | 7 | 5.63
2040 | MAPP_US_2_MISO_W | MAPP_US | MISO_W | Internal | Winter | B18 | 400 | 2635 | 2635 | 51.39 | 60.44 | 7 | 2.05
2040 | MAPP_US_2_MISO_W | MAPP_US | MISO_W | Internal | Winter | B19 | 700 | 2635 | 2548.96 | 49.65 | 56.65 | 7 | 0
2040 | MAPP_US_2_MISO_W | MAPP_US | MISO_W | Internal | Winter | B20 | 935 | 2635 | 2635 | 33.55 | 44.92 | 7 | 4.37
2040 | MAPP_US_2_NE | MAPP_US | NE | Internal | Shoulder | B11 | 25 | 2000 | 2000 | 69.25 | 83.24 | 7 | 6.99
2040 | MAPP_US_2_NE | MAPP_US | NE | Internal | Shoulder | B12 | 200 | 2000 | 754.92 | 51.61 | 58.61 | 7 | 0
2040 | MAPP_US_2_NE | MAPP_US | NE | Internal | Shoulder | B13 | 600 | 2000 | 990.08 | 49.89 | 56.89 | 7 | 0
2040 | MAPP_US_2_NE | MAPP_US | NE | Internal | Shoulder | B14 | 900 | 2000 | 0 | 45.5 | 52.11 | 7 | 0
2040 | MAPP_US_2_NE | MAPP_US | NE | Internal | Shoulder | B15 | 1203 | 2000 | 592.96 | 35.72 | 42.72 | 7 | 0
2040 | MAPP_US_2_NE | MAPP_US | NE | Internal | Summer | B1 | 10 | 2000 | 0 | 84.57 | 90.77 | 7 | 0
2040 | MAPP_US_2_NE | MAPP_US | NE | Internal | Summer | B2 | 25 | 2000 | 2000 | 83.66 | 90.75 | 7 | 0.09
2040 | MAPP_US_2_NE | MAPP_US | NE | Internal | Summer | B3 | 75 | 2000 | 2000 | 82.88 | 90.75 | 7 | 0.87
2040 | MAPP_US_2_NE | MAPP_US | NE | Internal | Summer | B4 | 100 | 2000 | 2000 | 81.3 | 90.75 | 7 | 2.45
2040 | MAPP_US_2_NE | MAPP_US | NE | Internal | Summer | B5 | 200 | 2000 | 2000 | 79.05 | 90.75 | 7 | 4.7
2040 | MAPP_US_2_NE | MAPP_US | NE | Internal | Summer | B6 | 300 | 2000 | 2000 | 62.08 | 76.07 | 7 | 6.99
2040 | MAPP_US_2_NE | MAPP_US | NE | Internal | Summer | B7 | 400 | 2000 | 2000 | 48.92 | 60.1 | 7 | 4.17
2040 | MAPP_US_2_NE | MAPP_US | NE | Internal | Summer | B8 | 500 | 2000 | 2000 | 43.72 | 55.02 | 7 | 4.3
2040 | MAPP_US_2_NE | MAPP_US | NE | Internal | Summer | B9 | 800 | 2000 | 2000 | 40.79 | 54.78 | 7 | 6.99
2040 | MAPP_US_2_NE | MAPP_US | NE | Internal | Summer | B10 | 1262 | 2000 | 1350.28 | 33.11 | 40.11 | 7 | 0
2040 | MAPP_US_2_NE | MAPP_US | NE | Internal | Winter | B16 | 25 | 2000 | 2000 | 49.65 | 64.37 | 7 | 7.72
2040 | MAPP_US_2_NE | MAPP_US | NE | Internal | Winter | B17 | 100 | 2000 | 2000 | 49.65 | 58.37 | 7 | 1.73
2040 | MAPP_US_2_NE | MAPP_US | NE | Internal | Winter | B18 | 400 | 2000 | 1627.91 | 51.39 | 58.39 | 7 | 0
2040 | MAPP_US_2_NE | MAPP_US | NE | Internal | Winter | B19 | 700 | 2000 | 0 | 49.65 | 55.94 | 7 | 0
2040 | MAPP_US_2_NE | MAPP_US | NE | Internal | Winter | B20 | 935 | 2000 | 610.63 | 33.55 | 40.55 | 7 | 0
2040 | MARITIMES_2_NEISO | MARITIMES | NEISO | Internal | Shoulder | B11 | 25 | 99999 | 1720.66 | 45.21 | 45.22 | 0.01 | 0
2040 | MARITIMES_2_NEISO | MARITIMES | NEISO | Internal | Shoulder | B12 | 200 | 99999 | 1717.44 | 45.21 | 45.22 | 0.01 | 0
2040 | MARITIMES_2_NEISO | MARITIMES | NEISO | Internal | Shoulder | B13 | 600 | 99999 | 1704.78 | 45.21 | 45.22 | 0.01 | 0
2040 | MARITIMES_2_NEISO | MARITIMES | NEISO | Internal | Shoulder | B14 | 900 | 99999 | 1682.64 | 45.21 | 45.22 | 0.01 | 0
2040 | MARITIMES_2_NEISO | MARITIMES | NEISO | Internal | Shoulder | B15 | 1203 | 99999 | 648.08 | 45.21 | 45.22 | 0.01 | 0
2040 | MARITIMES_2_NEISO | MARITIMES | NEISO | Internal | Summer | B1 | 10 | 99999 | 1900.1 | 97.93 | 97.94 | 0.01 | 0
2040 | MARITIMES_2_NEISO | MARITIMES | NEISO | Internal | Summer | B2 | 25 | 99999 | 1878.75 | 88.44 | 88.46 | 0.01 | 0
2040 | MARITIMES_2_NEISO | MARITIMES | NEISO | Internal | Summer | B3 | 75 | 99999 | 1836.38 | 68.41 | 68.42 | 0.01 | 0
2040 | MARITIMES_2_NEISO | MARITIMES | NEISO | Internal | Summer | B4 | 100 | 99999 | 1799.97 | 57.49 | 57.5 | 0.01 | 0
2040 | MARITIMES_2_NEISO | MARITIMES | NEISO | Internal | Summer | B5 | 200 | 99999 | 1780.16 | 52.22 | 52.24 | 0.01 | 0
2040 | MARITIMES_2_NEISO | MARITIMES | NEISO | Internal | Summer | B6 | 300 | 99999 | 1757.82 | 41.34 | 41.35 | 0.01 | 0
2040 | MARITIMES_2_NEISO | MARITIMES | NEISO | Internal | Summer | B7 | 400 | 99999 | 1732.23 | 41.34 | 41.35 | 0.01 | 0
2040 | MARITIMES_2_NEISO | MARITIMES | NEISO | Internal | Summer | B8 | 500 | 99999 | 1712.1 | 41.34 | 41.35 | 0.01 | 0
2040 | MARITIMES_2_NEISO | MARITIMES | NEISO | Internal | Summer | B9 | 800 | 99999 | 1687.45 | 41.34 | 41.35 | 0.01 | 0
2040 | MARITIMES_2_NEISO | MARITIMES | NEISO | Internal | Summer | B10 | 1262 | 99999 | 465.06 | 41.34 | 41.35 | 0.01 | 0
2040 | MARITIMES_2_NEISO | MARITIMES | NEISO | Internal | Winter | B16 | 25 | 99999 | 1765.23 | 57.11 | 57.12 | 0.01 | 0
2040 | MARITIMES_2_NEISO | MARITIMES | NEISO | Internal | Winter | B17 | 100 | 99999 | 1747.34 | 57.11 | 57.12 | 0.01 | 0
2040 | MARITIMES_2_NEISO | MARITIMES | NEISO | Internal | Winter | B18 | 400 | 99999 | 1733.65 | 57.11 | 57.12 | 0.01 | 0
2040 | MARITIMES_2_NEISO | MARITIMES | NEISO | Internal | Winter | B19 | 700 | 99999 | 1708.15 | 57.11 | 57.12 | 0.01 | 0
2040 | MARITIMES_2_NEISO | MARITIMES | NEISO | Internal | Winter | B20 | 935 | 99999 | 723.43 | 57.11 | 57.12 | 0.01 | 0
2040 | MISO_IN_2_MISO_MI | MISO_IN | MISO_MI | Internal | Shoulder | B11 | 25 | 5000 | 0 | 76.25 | 76.24 | 0.01 | 0
2040 | MISO_IN_2_MISO_MI | MISO_IN | MISO_MI | Internal | Shoulder | B12 | 200 | 5000 | 2774.38 | 58.9 | 58.91 | 0.01 | 0
2040 | MISO_IN_2_MISO_MI | MISO_IN | MISO_MI | Internal | Shoulder | B13 | 600 | 5000 | 3793.39 | 57.3 | 57.31 | 0.01 | 0
2040 | MISO_IN_2_MISO_MI | MISO_IN | MISO_MI | Internal | Shoulder | B14 | 900 | 5000 | 4011.06 | 54.05 | 54.06 | 0.01 | 0
2040 | MISO_IN_2_MISO_MI | MISO_IN | MISO_MI | Internal | Shoulder | B15 | 1203 | 5000 | 3710.19 | 49.46 | 49.48 | 0.01 | 0
2040 | MISO_IN_2_MISO_MI | MISO_IN | MISO_MI | Internal | Summer | B1 | 10 | 5000 | 815.36 | 91.57 | 91.58 | 0.01 | 0
2040 | MISO_IN_2_MISO_MI | MISO_IN | MISO_MI | Internal | Summer | B2 | 25 | 5000 | 591.95 | 90.66 | 90.67 | 0.01 | 0
2040 | MISO_IN_2_MISO_MI | MISO_IN | MISO_MI | Internal | Summer | B3 | 75 | 5000 | 0 | 88.48 | 88.48 | 0.01 | 0
2040 | MISO_IN_2_MISO_MI | MISO_IN | MISO_MI | Internal | Summer | B4 | 100 | 5000 | 0 | 88.19 | 88.18 | 0.01 | 0
2040 | MISO_IN_2_MISO_MI | MISO_IN | MISO_MI | Internal | Summer | B5 | 200 | 5000 | 0 | 86.02 | 85.58 | 0.01 | 0
2040 | MISO_IN_2_MISO_MI | MISO_IN | MISO_MI | Internal | Summer | B6 | 300 | 5000 | 85.58 | 68.07 | 68.08 | 0.01 | 0
2040 | MISO_IN_2_MISO_MI | MISO_IN | MISO_MI | Internal | Summer | B7 | 400 | 5000 | 4530.69 | 55.95 | 55.96 | 0.01 | 0
2040 | MISO_IN_2_MISO_MI | MISO_IN | MISO_MI | Internal | Summer | B8 | 500 | 5000 | 5000 | 50.75 | 52.58 | 0.01 | 1.82
2040 | MISO_IN_2_MISO_MI | MISO_IN | MISO_MI | Internal | Summer | B9 | 800 | 5000 | 5000 | 47.79 | 47.81 | 0.01 | 0.01
2040 | MISO_IN_2_MISO_MI | MISO_IN | MISO_MI | Internal | Summer | B10 | 1262 | 5000 | 3129.18 | 44.11 | 44.12 | 0.01 | 0
2040 | MISO_IN_2_MISO_MI | MISO_IN | MISO_MI | Internal | Winter | B16 | 25 | 5000 | 1315.99 | 65.1 | 65.11 | 0.01 | 0
2040 | MISO_IN_2_MISO_MI | MISO_IN | MISO_MI | Internal | Winter | B17 | 100 | 5000 | 2064.87 | 62.3 | 62.31 | 0.01 | 0
2040 | MISO_IN_2_MISO_MI | MISO_IN | MISO_MI | Internal | Winter | B18 | 400 | 5000 | 2653.05 | 60.46 | 60.48 | 0.01 | 0
2040 | MISO_IN_2_MISO_MI | MISO_IN | MISO_MI | Internal | Winter | B19 | 700 | 5000 | 3180.78 | 56.66 | 56.67 | 0.01 | 0
2040 | MISO_IN_2_MISO_MI | MISO_IN | MISO_MI | Internal | Winter | B20 | 935 | 5000 | 2848.92 | 47.04 | 47.05 | 0.01 | 0
2040 | MISO_IN_2_MISO_MO-IL | MISO_IN | MISO_MO-IL | Internal | Shoulder | B11 | 25 | 5000 | 1695.84 | 76.25 | 76.26 | 0.01 | 0
2040 | MISO_IN_2_MISO_MO-IL | MISO_IN | MISO_MO-IL | Internal | Shoulder | B12 | 200 | 5000 | 0 | 58.9 | 58.89 | 0.01 | 0
2040 | MISO_IN_2_MISO_MO-IL | MISO_IN | MISO_MO-IL | Internal | Shoulder | B13 | 600 | 5000 | 0 | 57.3 | 57.29 | 0.01 | 0
2040 | MISO_IN_2_MISO_MO-IL | MISO_IN | MISO_MO-IL | Internal | Shoulder | B14 | 900 | 5000 | 0 | 54.05 | 54.04 | 0.01 | 0
2040 | MISO_IN_2_MISO_MO-IL | MISO_IN | MISO_MO-IL | Internal | Shoulder | B15 | 1203 | 5000 | 0 | 49.46 | 47.73 | 0.01 | 0
2040 | MISO_IN_2_MISO_MO-IL | MISO_IN | MISO_MO-IL | Internal | Summer | B1 | 10 | 5000 | 1310.26 | 91.57 | 91.58 | 0.01 | 0
2040 | MISO_IN_2_MISO_MO-IL | MISO_IN | MISO_MO-IL | Internal | Summer | B2 | 25 | 5000 | 1255.73 | 90.66 | 90.67 | 0.01 | 0
2040 | MISO_IN_2_MISO_MO-IL | MISO_IN | MISO_MO-IL | Internal | Summer | B3 | 75 | 5000 | 288.1 | 88.48 | 88.49 | 0.01 | 0
2040 | MISO_IN_2_MISO_MO-IL | MISO_IN | MISO_MO-IL | Internal | Summer | B4 | 100 | 5000 | 2286.01 | 88.19 | 88.2 | 0.01 | 0
2040 | MISO_IN_2_MISO_MO-IL | MISO_IN | MISO_MO-IL | Internal | Summer | B5 | 200 | 5000 | 2314.5 | 86.02 | 86.04 | 0.01 | 0
2040 | MISO_IN_2_MISO_MO-IL | MISO_IN | MISO_MO-IL | Internal | Summer | B6 | 300 | 5000 | 1678.33 | 68.07 | 68.08 | 0.01 | 0
2040 | MISO_IN_2_MISO_MO-IL | MISO_IN | MISO_MO-IL | Internal | Summer | B7 | 400 | 5000 | 0 | 55.95 | 55.93 | 0.01 | 0
2040 | MISO_IN_2_MISO_MO-IL | MISO_IN | MISO_MO-IL | Internal | Summer | B8 | 500 | 5000 | 0 | 50.75 | 50.74 | 0.01 | 0
2040 | MISO_IN_2_MISO_MO-IL | MISO_IN | MISO_MO-IL | Internal | Summer | B9 | 800 | 5000 | 0.5 | 47.79 | 47.8 | 0.01 | 0
2040 | MISO_IN_2_MISO_MO-IL | MISO_IN | MISO_MO-IL | Internal | Summer | B10 | 1262 | 5000 | 0 | 44.11 | 40.67 | 0.01 | 0
2040 | MISO_IN_2_MISO_MO-IL | MISO_IN | MISO_MO-IL | Internal | Winter | B16 | 25 | 5000 | 0 | 65.1 | 64.46 | 0.01 | 0
2040 | MISO_IN_2_MISO_MO-IL | MISO_IN | MISO_MO-IL | Internal | Winter | B17 | 100 | 5000 | 0 | 62.3 | 62.29 | 0.01 | 0
2040 | MISO_IN_2_MISO_MO-IL | MISO_IN | MISO_MO-IL | Internal | Winter | B18 | 400 | 5000 | 0 | 60.46 | 60.45 | 0.01 | 0
2040 | MISO_IN_2_MISO_MO-IL | MISO_IN | MISO_MO-IL | Internal | Winter | B19 | 700 | 5000 | 0 | 56.66 | 56.65 | 0.01 | 0
2040 | MISO_IN_2_MISO_MO-IL | MISO_IN | MISO_MO-IL | Internal | Winter | B20 | 935 | 5000 | 0 | 47.04 | 44.93 | 0.01 | 0
2040 | MISO_IN_2_NonRTO_Midwest | MISO_IN | NonRTO_Midwest | Internal | Shoulder | B11 | 25 | 4800 | 1302.34 | 76.25 | 84.25 | 8 | 0
2040 | MISO_IN_2_NonRTO_Midwest | MISO_IN | NonRTO_Midwest | Internal | Shoulder | B12 | 200 | 4800 | 762.39 | 58.9 | 66.9 | 8 | 0
2040 | MISO_IN_2_NonRTO_Midwest | MISO_IN | NonRTO_Midwest | Internal | Shoulder | B13 | 600 | 4800 | 145.86 | 57.3 | 65.3 | 8 | 0
2040 | MISO_IN_2_NonRTO_Midwest | MISO_IN | NonRTO_Midwest | Internal | Shoulder | B14 | 900 | 4800 | 0 | 54.05 | 53.43 | 8 | 0
2040 | MISO_IN_2_NonRTO_Midwest | MISO_IN | NonRTO_Midwest | Internal | Shoulder | B15 | 1203 | 4800 | 0 | 49.46 | 44.21 | 8 | 0
2040 | MISO_IN_2_NonRTO_Midwest | MISO_IN | NonRTO_Midwest | Internal | Summer | B1 | 10 | 4800 | 85.22 | 91.57 | 99.57 | 8 | 0
2040 | MISO_IN_2_NonRTO_Midwest | MISO_IN | NonRTO_Midwest | Internal | Summer | B2 | 25 | 4800 | 0 | 90.66 | 94.05 | 8 | 0
2040 | MISO_IN_2_NonRTO_Midwest | MISO_IN | NonRTO_Midwest | Internal | Summer | B3 | 75 | 4800 | 0 | 88.48 | 94.05 | 8 | 0
2040 | MISO_IN_2_NonRTO_Midwest | MISO_IN | NonRTO_Midwest | Internal | Summer | B4 | 100 | 4800 | 0 | 88.19 | 94.05 | 8 | 0
2040 | MISO_IN_2_NonRTO_Midwest | MISO_IN | NonRTO_Midwest | Internal | Summer | B5 | 200 | 4800 | 1470.06 | 86.02 | 94.02 | 8 | 0
2040 | MISO_IN_2_NonRTO_Midwest | MISO_IN | NonRTO_Midwest | Internal | Summer | B6 | 300 | 4800 | 831.15 | 68.07 | 76.07 | 8 | 0
2040 | MISO_IN_2_NonRTO_Midwest | MISO_IN | NonRTO_Midwest | Internal | Summer | B7 | 400 | 4800 | 270.69 | 55.95 | 63.95 | 8 | 0
2040 | MISO_IN_2_NonRTO_Midwest | MISO_IN | NonRTO_Midwest | Internal | Summer | B8 | 500 | 4800 | 0 | 50.75 | 51.79 | 8 | 0
2040 | MISO_IN_2_NonRTO_Midwest | MISO_IN | NonRTO_Midwest | Internal | Summer | B9 | 800 | 4800 | 0 | 47.79 | 45.36 | 8 | 0
2040 | MISO_IN_2_NonRTO_Midwest | MISO_IN | NonRTO_Midwest | Internal | Summer | B10 | 1262 | 4800 | 0 | 44.11 | 36.75 | 8 | 0
2040 | MISO_IN_2_NonRTO_Midwest | MISO_IN | NonRTO_Midwest | Internal | Winter | B16 | 25 | 4800 | 2448.57 | 65.1 | 73.1 | 8 | 0
2040 | MISO_IN_2_NonRTO_Midwest | MISO_IN | NonRTO_Midwest | Internal | Winter | B17 | 100 | 4800 | 1273.97 | 62.3 | 70.3 | 8 | 0
2040 | MISO_IN_2_NonRTO_Midwest | MISO_IN | NonRTO_Midwest | Internal | Winter | B18 | 400 | 4800 | 322.07 | 60.46 | 68.46 | 8 | 0
2040 | MISO_IN_2_NonRTO_Midwest | MISO_IN | NonRTO_Midwest | Internal | Winter | B19 | 700 | 4800 | 0 | 56.66 | 55.04 | 8 | 0
2040 | MISO_IN_2_NonRTO_Midwest | MISO_IN | NonRTO_Midwest | Internal | Winter | B20 | 935 | 4800 | 0 | 47.04 | 43.07 | 8 | 0
2040 | MISO_IN_2_PJM_ROR | MISO_IN | PJM_ROR | Internal | Shoulder | B11 | 25 | 992 | 0 | 76.25 | 73 | 2 | 0
2040 | MISO_IN_2_PJM_ROR | MISO_IN | PJM_ROR | Internal | Shoulder | B12 | 200 | 992 | 0 | 58.9 | 56.9 | 2 | 0
2040 | MISO_IN_2_PJM_ROR | MISO_IN | PJM_ROR | Internal | Shoulder | B13 | 600 | 992 | 0 | 57.3 | 55.29 | 2 | 0
2040 | MISO_IN_2_PJM_ROR | MISO_IN | PJM_ROR | Internal | Shoulder | B14 | 900 | 992 | 0 | 54.05 | 52.43 | 2 | 0
2040 | MISO_IN_2_PJM_ROR | MISO_IN | PJM_ROR | Internal | Shoulder | B15 | 1203 | 992 | 0 | 49.46 | 47.46 | 2 | 0
2040 | MISO_IN_2_PJM_ROR | MISO_IN | PJM_ROR | Internal | Summer | B1 | 10 | 992 | 0 | 91.57 | 88.94 | 2 | 0
2040 | MISO_IN_2_PJM_ROR | MISO_IN | PJM_ROR | Internal | Summer | B2 | 25 | 992 | 0 | 90.66 | 88.66 | 2 | 0
2040 | MISO_IN_2_PJM_ROR | MISO_IN | PJM_ROR | Internal | Summer | B3 | 75 | 992 | 0 | 88.48 | 86.48 | 2 | 0
2040 | MISO_IN_2_PJM_ROR | MISO_IN | PJM_ROR | Internal | Summer | B4 | 100 | 992 | 0 | 88.19 | 86.3 | 2 | 0
2040 | MISO_IN_2_PJM_ROR | MISO_IN | PJM_ROR | Internal | Summer | B5 | 200 | 992 | 0 | 86.02 | 84.04 | 2 | 0
2040 | MISO_IN_2_PJM_ROR | MISO_IN | PJM_ROR | Internal | Summer | B6 | 300 | 992 | 0 | 68.07 | 66.08 | 2 | 0
2040 | MISO_IN_2_PJM_ROR | MISO_IN | PJM_ROR | Internal | Summer | B7 | 400 | 992 | 0 | 55.95 | 54.38 | 2 | 0
2040 | MISO_IN_2_PJM_ROR | MISO_IN | PJM_ROR | Internal | Summer | B8 | 500 | 992 | 0 | 50.75 | 51.74 | 2 | 0
2040 | MISO_IN_2_PJM_ROR | MISO_IN | PJM_ROR | Internal | Summer | B9 | 800 | 992 | 0 | 47.79 | 47.36 | 2 | 0
2040 | MISO_IN_2_PJM_ROR | MISO_IN | PJM_ROR | Internal | Summer | B10 | 1262 | 992 | 0 | 44.11 | 42.11 | 2 | 0
2040 | MISO_IN_2_PJM_ROR | MISO_IN | PJM_ROR | Internal | Winter | B16 | 25 | 992 | 0 | 65.1 | 62.46 | 2 | 0
2040 | MISO_IN_2_PJM_ROR | MISO_IN | PJM_ROR | Internal | Winter | B17 | 100 | 992 | 0 | 62.3 | 60.31 | 2 | 0
2040 | MISO_IN_2_PJM_ROR | MISO_IN | PJM_ROR | Internal | Winter | B18 | 400 | 992 | 0 | 60.46 | 58.48 | 2 | 0
2040 | MISO_IN_2_PJM_ROR | MISO_IN | PJM_ROR | Internal | Winter | B19 | 700 | 992 | 0 | 56.66 | 54.66 | 2 | 0
2040 | MISO_IN_2_PJM_ROR | MISO_IN | PJM_ROR | Internal | Winter | B20 | 935 | 992 | 0 | 47.04 | 45.07 | 2 | 0
2040 | MISO_MI_2_IESO | MISO_MI | IESO | Internal | Shoulder | B11 | 25 | 1580 | 0 | 76.24 | 52.7 | 8 | 0
2040 | MISO_MI_2_IESO | MISO_MI | IESO | Internal | Shoulder | B12 | 200 | 1580 | 0 | 58.91 | 51.91 | 8 | 0
2040 | MISO_MI_2_IESO | MISO_MI | IESO | Internal | Shoulder | B13 | 600 | 1580 | 0 | 57.31 | 51.91 | 8 | 0
2040 | MISO_MI_2_IESO | MISO_MI | IESO | Internal | Shoulder | B14 | 900 | 1580 | 0 | 54.06 | 51.91 | 8 | 0
2040 | MISO_MI_2_IESO | MISO_MI | IESO | Internal | Shoulder | B15 | 1203 | 1580 | 0 | 49.48 | 51.91 | 8 | 0
2040 | MISO_MI_2_IESO | MISO_MI | IESO | Internal | Summer | B1 | 10 | 1580 | 0 | 91.58 | 87.94 | 8 | 0
2040 | MISO_MI_2_IESO | MISO_MI | IESO | Internal | Summer | B2 | 25 | 1580 | 0 | 90.67 | 84.43 | 8 | 0
2040 | MISO_MI_2_IESO | MISO_MI | IESO | Internal | Summer | B3 | 75 | 1580 | 0 | 88.48 | 81.48 | 8 | 0
2040 | MISO_MI_2_IESO | MISO_MI | IESO | Internal | Summer | B4 | 100 | 1580 | 0 | 88.18 | 73.64 | 8 | 0
2040 | MISO_MI_2_IESO | MISO_MI | IESO | Internal | Summer | B5 | 200 | 1580 | 0 | 85.58 | 67.87 | 8 | 0
2040 | MISO_MI_2_IESO | MISO_MI | IESO | Internal | Summer | B6 | 300 | 1580 | 0 | 68.08 | 52 | 8 | 0
2040 | MISO_MI_2_IESO | MISO_MI | IESO | Internal | Summer | B7 | 400 | 1580 | 0 | 55.96 | 48.96 | 8 | 0
2040 | MISO_MI_2_IESO | MISO_MI | IESO | Internal | Summer | B8 | 500 | 1580 | 0 | 52.58 | 48.96 | 8 | 0
2040 | MISO_MI_2_IESO | MISO_MI | IESO | Internal | Summer | B9 | 800 | 1580 | 0 | 47.81 | 48.96 | 8 | 0
2040 | MISO_MI_2_IESO | MISO_MI | IESO | Internal | Summer | B10 | 1262 | 1580 | 0 | 44.12 | 48.96 | 8 | 0
2040 | MISO_MI_2_IESO | MISO_MI | IESO | Internal | Winter | B16 | 25 | 1580 | 0 | 65.11 | 55.59 | 8 | 0
2040 | MISO_MI_2_IESO | MISO_MI | IESO | Internal | Winter | B17 | 100 | 1580 | 0 | 62.31 | 55.05 | 8 | 0
2040 | MISO_MI_2_IESO | MISO_MI | IESO | Internal | Winter | B18 | 400 | 1580 | 0 | 60.48 | 55.05 | 8 | 0
2040 | MISO_MI_2_IESO | MISO_MI | IESO | Internal | Winter | B19 | 700 | 1580 | 0 | 56.67 | 55.05 | 8 | 0
2040 | MISO_MI_2_IESO | MISO_MI | IESO | Internal | Winter | B20 | 935 | 1580 | 231.66 | 47.05 | 55.05 | 8 | 0
2040 | MISO_MI_2_MISO_IN | MISO_MI | MISO_IN | Internal | Shoulder | B11 | 25 | 2045 | 1472.42 | 76.24 | 76.25 | 0.01 | 0
2040 | MISO_MI_2_MISO_IN | MISO_MI | MISO_IN | Internal | Shoulder | B12 | 200 | 2045 | 0 | 58.91 | 58.9 | 0.01 | 0
2040 | MISO_MI_2_MISO_IN | MISO_MI | MISO_IN | Internal | Shoulder | B13 | 600 | 2045 | 0 | 57.31 | 57.3 | 0.01 | 0
2040 | MISO_MI_2_MISO_IN | MISO_MI | MISO_IN | Internal | Shoulder | B14 | 900 | 2045 | 0 | 54.06 | 54.05 | 0.01 | 0
2040 | MISO_MI_2_MISO_IN | MISO_MI | MISO_IN | Internal | Shoulder | B15 | 1203 | 2045 | 0 | 49.48 | 49.46 | 0.01 | 0
2040 | MISO_MI_2_MISO_IN | MISO_MI | MISO_IN | Internal | Summer | B1 | 10 | 2045 | 0 | 91.58 | 91.57 | 0.01 | 0
2040 | MISO_MI_2_MISO_IN | MISO_MI | MISO_IN | Internal | Summer | B2 | 25 | 2045 | 0 | 90.67 | 90.66 | 0.01 | 0
2040 | MISO_MI_2_MISO_IN | MISO_MI | MISO_IN | Internal | Summer | B3 | 75 | 2045 | 0 | 88.48 | 88.48 | 0.01 | 0
2040 | MISO_MI_2_MISO_IN | MISO_MI | MISO_IN | Internal | Summer | B4 | 100 | 2045 | 1192.35 | 88.18 | 88.19 | 0.01 | 0
2040 | MISO_MI_2_MISO_IN | MISO_MI | MISO_IN | Internal | Summer | B5 | 200 | 2045 | 2045 | 85.58 | 86.02 | 0.01 | 0.43
2040 | MISO_MI_2_MISO_IN | MISO_MI | MISO_IN | Internal | Summer | B6 | 300 | 2045 | 0 | 68.08 | 68.07 | 0.01 | 0
2040 | MISO_MI_2_MISO_IN | MISO_MI | MISO_IN | Internal | Summer | B7 | 400 | 2045 | 0 | 55.96 | 55.95 | 0.01 | 0
2040 | MISO_MI_2_MISO_IN | MISO_MI | MISO_IN | Internal | Summer | B8 | 500 | 2045 | 0 | 52.58 | 50.75 | 0.01 | 0
2040 | MISO_MI_2_MISO_IN | MISO_MI | MISO_IN | Internal | Summer | B9 | 800 | 2045 | 0 | 47.81 | 47.79 | 0.01 | 0
2040 | MISO_MI_2_MISO_IN | MISO_MI | MISO_IN | Internal | Summer | B10 | 1262 | 2045 | 0 | 44.12 | 44.11 | 0.01 | 0
2040 | MISO_MI_2_MISO_IN | MISO_MI | MISO_IN | Internal | Winter | B16 | 25 | 2045 | 0 | 65.11 | 65.1 | 0.01 | 0
2040 | MISO_MI_2_MISO_IN | MISO_MI | MISO_IN | Internal | Winter | B17 | 100 | 2045 | 0 | 62.31 | 62.3 | 0.01 | 0
2040 | MISO_MI_2_MISO_IN | MISO_MI | MISO_IN | Internal | Winter | B18 | 400 | 2045 | 0 | 60.48 | 60.46 | 0.01 | 0
2040 | MISO_MI_2_MISO_IN | MISO_MI | MISO_IN | Internal | Winter | B19 | 700 | 2045 | 0 | 56.67 | 56.66 | 0.01 | 0
2040 | MISO_MI_2_MISO_IN | MISO_MI | MISO_IN | Internal | Winter | B20 | 935 | 2045 | 0 | 47.05 | 47.04 | 0.01 | 0
2040 | MISO_MI_2_MISO_WUMS | MISO_MI | MISO_WUMS | Internal | Shoulder | B11 | 25 | 947 | 0 | 76.24 | 76.23 | 0.01 | 0
2040 | MISO_MI_2_MISO_WUMS | MISO_MI | MISO_WUMS | Internal | Shoulder | B12 | 200 | 947 | 0 | 58.91 | 58.63 | 0.01 | 0
2040 | MISO_MI_2_MISO_WUMS | MISO_MI | MISO_WUMS | Internal | Shoulder | B13 | 600 | 947 | 0 | 57.31 | 57.29 | 0.01 | 0
2040 | MISO_MI_2_MISO_WUMS | MISO_MI | MISO_WUMS | Internal | Shoulder | B14 | 900 | 947 | 0 | 54.06 | 54.04 | 0.01 | 0
2040 | MISO_MI_2_MISO_WUMS | MISO_MI | MISO_WUMS | Internal | Shoulder | B15 | 1203 | 947 | 703.76 | 49.48 | 49.49 | 0.01 | 0
2040 | MISO_MI_2_MISO_WUMS | MISO_MI | MISO_WUMS | Internal | Summer | B1 | 10 | 947 | 0 | 91.58 | 84.3 | 0.01 | 0
2040 | MISO_MI_2_MISO_WUMS | MISO_MI | MISO_WUMS | Internal | Summer | B2 | 25 | 947 | 0 | 90.67 | 84.3 | 0.01 | 0
2040 | MISO_MI_2_MISO_WUMS | MISO_MI | MISO_WUMS | Internal | Summer | B3 | 75 | 947 | 0 | 88.48 | 84.3 | 0.01 | 0
2040 | MISO_MI_2_MISO_WUMS | MISO_MI | MISO_WUMS | Internal | Summer | B4 | 100 | 947 | 0 | 88.18 | 84.3 | 0.01 | 0
2040 | MISO_MI_2_MISO_WUMS | MISO_MI | MISO_WUMS | Internal | Summer | B5 | 200 | 947 | 0 | 85.58 | 84.3 | 0.01 | 0
2040 | MISO_MI_2_MISO_WUMS | MISO_MI | MISO_WUMS | Internal | Summer | B6 | 300 | 947 | 0 | 68.08 | 68.08 | 0.01 | 0
2040 | MISO_MI_2_MISO_WUMS | MISO_MI | MISO_WUMS | Internal | Summer | B7 | 400 | 947 | 0 | 55.96 | 55.93 | 0.01 | 0
2040 | MISO_MI_2_MISO_WUMS | MISO_MI | MISO_WUMS | Internal | Summer | B8 | 500 | 947 | 0 | 52.58 | 51.92 | 0.01 | 0
2040 | MISO_MI_2_MISO_WUMS | MISO_MI | MISO_WUMS | Internal | Summer | B9 | 800 | 947 | 0 | 47.81 | 47.8 | 0.01 | 0
2040 | MISO_MI_2_MISO_WUMS | MISO_MI | MISO_WUMS | Internal | Summer | B10 | 1262 | 947 | 0 | 44.12 | 44.11 | 0.01 | 0
2040 | MISO_MI_2_MISO_WUMS | MISO_MI | MISO_WUMS | Internal | Winter | B16 | 25 | 947 | 0 | 65.11 | 64.46 | 0.01 | 0
2040 | MISO_MI_2_MISO_WUMS | MISO_MI | MISO_WUMS | Internal | Winter | B17 | 100 | 947 | 0 | 62.31 | 62.3 | 0.01 | 0
2040 | MISO_MI_2_MISO_WUMS | MISO_MI | MISO_WUMS | Internal | Winter | B18 | 400 | 947 | 0 | 60.48 | 60.45 | 0.01 | 0
2040 | MISO_MI_2_MISO_WUMS | MISO_MI | MISO_WUMS | Internal | Winter | B19 | 700 | 947 | 0 | 56.67 | 56.66 | 0.01 | 0
2040 | MISO_MI_2_MISO_WUMS | MISO_MI | MISO_WUMS | Internal | Winter | B20 | 935 | 947 | 348.66 | 47.05 | 47.07 | 0.01 | 0
2040 | MISO_MI_2_PJM_ROR | MISO_MI | PJM_ROR | Internal | Shoulder | B11 | 25 | 1424 | 0 | 76.24 | 73 | 2 | 0
2040 | MISO_MI_2_PJM_ROR | MISO_MI | PJM_ROR | Internal | Shoulder | B12 | 200 | 1424 | 0 | 58.91 | 56.9 | 2 | 0
2040 | MISO_MI_2_PJM_ROR | MISO_MI | PJM_ROR | Internal | Shoulder | B13 | 600 | 1424 | 0 | 57.31 | 55.29 | 2 | 0
2040 | MISO_MI_2_PJM_ROR | MISO_MI | PJM_ROR | Internal | Shoulder | B14 | 900 | 1424 | 0 | 54.06 | 52.43 | 2 | 0
2040 | MISO_MI_2_PJM_ROR | MISO_MI | PJM_ROR | Internal | Shoulder | B15 | 1203 | 1424 | 0 | 49.48 | 47.46 | 2 | 0
2040 | MISO_MI_2_PJM_ROR | MISO_MI | PJM_ROR | Internal | Summer | B1 | 10 | 1424 | 0 | 91.58 | 88.94 | 2 | 0
2040 | MISO_MI_2_PJM_ROR | MISO_MI | PJM_ROR | Internal | Summer | B2 | 25 | 1424 | 0 | 90.67 | 88.66 | 2 | 0
2040 | MISO_MI_2_PJM_ROR | MISO_MI | PJM_ROR | Internal | Summer | B3 | 75 | 1424 | 0 | 88.48 | 86.48 | 2 | 0
2040 | MISO_MI_2_PJM_ROR | MISO_MI | PJM_ROR | Internal | Summer | B4 | 100 | 1424 | 0 | 88.18 | 86.3 | 2 | 0
2040 | MISO_MI_2_PJM_ROR | MISO_MI | PJM_ROR | Internal | Summer | B5 | 200 | 1424 | 0 | 85.58 | 84.04 | 2 | 0
2040 | MISO_MI_2_PJM_ROR | MISO_MI | PJM_ROR | Internal | Summer | B6 | 300 | 1424 | 0 | 68.08 | 66.08 | 2 | 0
2040 | MISO_MI_2_PJM_ROR | MISO_MI | PJM_ROR | Internal | Summer | B7 | 400 | 1424 | 0 | 55.96 | 54.38 | 2 | 0
2040 | MISO_MI_2_PJM_ROR | MISO_MI | PJM_ROR | Internal | Summer | B8 | 500 | 1424 | 0 | 52.58 | 51.74 | 2 | 0
2040 | MISO_MI_2_PJM_ROR | MISO_MI | PJM_ROR | Internal | Summer | B9 | 800 | 1424 | 0 | 47.81 | 47.36 | 2 | 0
2040 | MISO_MI_2_PJM_ROR | MISO_MI | PJM_ROR | Internal | Summer | B10 | 1262 | 1424 | 0 | 44.12 | 42.11 | 2 | 0
2040 | MISO_MI_2_PJM_ROR | MISO_MI | PJM_ROR | Internal | Winter | B16 | 25 | 1424 | 0 | 65.11 | 62.46 | 2 | 0
2040 | MISO_MI_2_PJM_ROR | MISO_MI | PJM_ROR | Internal | Winter | B17 | 100 | 1424 | 0 | 62.31 | 60.31 | 2 | 0
2040 | MISO_MI_2_PJM_ROR | MISO_MI | PJM_ROR | Internal | Winter | B18 | 400 | 1424 | 0 | 60.48 | 58.48 | 2 | 0
2040 | MISO_MI_2_PJM_ROR | MISO_MI | PJM_ROR | Internal | Winter | B19 | 700 | 1424 | 0 | 56.67 | 54.66 | 2 | 0
2040 | MISO_MI_2_PJM_ROR | MISO_MI | PJM_ROR | Internal | Winter | B20 | 935 | 1424 | 0 | 47.05 | 45.07 | 2 | 0
2040 | MISO_MO-IL_2_ENT | MISO_MO-IL | ENT | Internal | Shoulder | B11 | 25 | 2540 | 1142.89 | 76.26 | 84.26 | 8 | 0
2040 | MISO_MO-IL_2_ENT | MISO_MO-IL | ENT | Internal | Shoulder | B12 | 200 | 2540 | 0 | 58.89 | 59.51 | 8 | 0
2040 | MISO_MO-IL_2_ENT | MISO_MO-IL | ENT | Internal | Shoulder | B13 | 600 | 2540 | 0 | 57.29 | 59.51 | 8 | 0
2040 | MISO_MO-IL_2_ENT | MISO_MO-IL | ENT | Internal | Shoulder | B14 | 900 | 2540 | 0 | 54.04 | 57.12 | 8 | 0
2040 | MISO_MO-IL_2_ENT | MISO_MO-IL | ENT | Internal | Shoulder | B15 | 1203 | 2540 | 2540 | 47.73 | 57.12 | 8 | 1.39
2040 | MISO_MO-IL_2_ENT | MISO_MO-IL | ENT | Internal | Summer | B1 | 10 | 2540 | 0 | 91.58 | 94.69 | 8 | 0
2040 | MISO_MO-IL_2_ENT | MISO_MO-IL | ENT | Internal | Summer | B2 | 25 | 2540 | 0 | 90.67 | 94.69 | 8 | 0
2040 | MISO_MO-IL_2_ENT | MISO_MO-IL | ENT | Internal | Summer | B3 | 75 | 2540 | 0 | 88.49 | 88.91 | 8 | 0
2040 | MISO_MO-IL_2_ENT | MISO_MO-IL | ENT | Internal | Summer | B4 | 100 | 2540 | 0 | 88.2 | 88.91 | 8 | 0
2040 | MISO_MO-IL_2_ENT | MISO_MO-IL | ENT | Internal | Summer | B5 | 200 | 2540 | 0 | 86.04 | 84.58 | 8 | 0
2040 | MISO_MO-IL_2_ENT | MISO_MO-IL | ENT | Internal | Summer | B6 | 300 | 2540 | 33.26 | 68.08 | 76.08 | 8 | 0
2040 | MISO_MO-IL_2_ENT | MISO_MO-IL | ENT | Internal | Summer | B7 | 400 | 2540 | 0 | 55.93 | 57.49 | 8 | 0
2040 | MISO_MO-IL_2_ENT | MISO_MO-IL | ENT | Internal | Summer | B8 | 500 | 2540 | 0 | 50.74 | 57.49 | 8 | 0
2040 | MISO_MO-IL_2_ENT | MISO_MO-IL | ENT | Internal | Summer | B9 | 800 | 2540 | 2159.76 | 47.8 | 55.8 | 8 | 0
2040 | MISO_MO-IL_2_ENT | MISO_MO-IL | ENT | Internal | Summer | B10 | 1262 | 2540 | 2540 | 40.67 | 53.14 | 8 | 4.47
2040 | MISO_MO-IL_2_ENT | MISO_MO-IL | ENT | Internal | Winter | B16 | 25 | 2540 | 0 | 64.46 | 69.38 | 8 | 0
2040 | MISO_MO-IL_2_ENT | MISO_MO-IL | ENT | Internal | Winter | B17 | 100 | 2540 | 0 | 62.29 | 63.4 | 8 | 0
2040 | MISO_MO-IL_2_ENT | MISO_MO-IL | ENT | Internal | Winter | B18 | 400 | 2540 | 0 | 60.45 | 63.4 | 8 | 0
2040 | MISO_MO-IL_2_ENT | MISO_MO-IL | ENT | Internal | Winter | B19 | 700 | 2540 | 0 | 56.65 | 61.29 | 8 | 0
2040 | MISO_MO-IL_2_ENT | MISO_MO-IL | ENT | Internal | Winter | B20 | 935 | 2540 | 2540 | 44.93 | 56.07 | 8 | 3.14
2040 | MISO_MO-IL_2_MISO_IN | MISO_MO-IL | MISO_IN | Internal | Shoulder | B11 | 25 | 2100 | 0 | 76.26 | 76.25 | 0.01 | 0
2040 | MISO_MO-IL_2_MISO_IN | MISO_MO-IL | MISO_IN | Internal | Shoulder | B12 | 200 | 2100 | 1402.44 | 58.89 | 58.9 | 0.01 | 0
2040 | MISO_MO-IL_2_MISO_IN | MISO_MO-IL | MISO_IN | Internal | Shoulder | B13 | 600 | 2100 | 1035.96 | 57.29 | 57.3 | 0.01 | 0
2040 | MISO_MO-IL_2_MISO_IN | MISO_MO-IL | MISO_IN | Internal | Shoulder | B14 | 900 | 2100 | 1462.55 | 54.04 | 54.05 | 0.01 | 0
2040 | MISO_MO-IL_2_MISO_IN | MISO_MO-IL | MISO_IN | Internal | Shoulder | B15 | 1203 | 2100 | 2100 | 47.73 | 49.46 | 0.01 | 1.72
2040 | MISO_MO-IL_2_MISO_IN | MISO_MO-IL | MISO_IN | Internal | Summer | B1 | 10 | 2100 | 0 | 91.58 | 91.57 | 0.01 | 0
2040 | MISO_MO-IL_2_MISO_IN | MISO_MO-IL | MISO_IN | Internal | Summer | B2 | 25 | 2100 | 0 | 90.67 | 90.66 | 0.01 | 0
2040 | MISO_MO-IL_2_MISO_IN | MISO_MO-IL | MISO_IN | Internal | Summer | B3 | 75 | 2100 | 0 | 88.49 | 88.48 | 0.01 | 0
2040 | MISO_MO-IL_2_MISO_IN | MISO_MO-IL | MISO_IN | Internal | Summer | B4 | 100 | 2100 | 0 | 88.2 | 88.19 | 0.01 | 0
2040 | MISO_MO-IL_2_MISO_IN | MISO_MO-IL | MISO_IN | Internal | Summer | B5 | 200 | 2100 | 0 | 86.04 | 86.02 | 0.01 | 0
2040 | MISO_MO-IL_2_MISO_IN | MISO_MO-IL | MISO_IN | Internal | Summer | B6 | 300 | 2100 | 0 | 68.08 | 68.07 | 0.01 | 0
2040 | MISO_MO-IL_2_MISO_IN | MISO_MO-IL | MISO_IN | Internal | Summer | B7 | 400 | 2100 | 867.92 | 55.93 | 55.95 | 0.01 | 0
2040 | MISO_MO-IL_2_MISO_IN | MISO_MO-IL | MISO_IN | Internal | Summer | B8 | 500 | 2100 | 1105.39 | 50.74 | 50.75 | 0.01 | 0
2040 | MISO_MO-IL_2_MISO_IN | MISO_MO-IL | MISO_IN | Internal | Summer | B9 | 800 | 2100 | 0 | 47.8 | 47.79 | 0.01 | 0
2040 | MISO_MO-IL_2_MISO_IN | MISO_MO-IL | MISO_IN | Internal | Summer | B10 | 1262 | 2100 | 2100 | 40.67 | 44.11 | 0.01 | 3.43
2040 | MISO_MO-IL_2_MISO_IN | MISO_MO-IL | MISO_IN | Internal | Winter | B16 | 25 | 2100 | 2100 | 64.46 | 65.1 | 0.01 | 0.63
2040 | MISO_MO-IL_2_MISO_IN | MISO_MO-IL | MISO_IN | Internal | Winter | B17 | 100 | 2100 | 1576.64 | 62.29 | 62.3 | 0.01 | 0
2040 | MISO_MO-IL_2_MISO_IN | MISO_MO-IL | MISO_IN | Internal | Winter | B18 | 400 | 2100 | 488.25 | 60.45 | 60.46 | 0.01 | 0
2040 | MISO_MO-IL_2_MISO_IN | MISO_MO-IL | MISO_IN | Internal | Winter | B19 | 700 | 2100 | 231.28 | 56.65 | 56.66 | 0.01 | 0
2040 | MISO_MO-IL_2_MISO_IN | MISO_MO-IL | MISO_IN | Internal | Winter | B20 | 935 | 2100 | 2100 | 44.93 | 47.04 | 0.01 | 2.1
2040 | MISO_MO-IL_2_MISO_W | MISO_MO-IL | MISO_W | Internal | Shoulder | B11 | 25 | 960 | 0 | 76.26 | 76.25 | 0.01 | 0
2040 | MISO_MO-IL_2_MISO_W | MISO_MO-IL | MISO_W | Internal | Shoulder | B12 | 200 | 960 | 0 | 58.89 | 58.62 | 0.01 | 0
2040 | MISO_MO-IL_2_MISO_W | MISO_MO-IL | MISO_W | Internal | Shoulder | B13 | 600 | 960 | 0 | 57.29 | 57.27 | 0.01 | 0
2040 | MISO_MO-IL_2_MISO_W | MISO_MO-IL | MISO_W | Internal | Shoulder | B14 | 900 | 960 | 0 | 54.04 | 54.03 | 0.01 | 0
2040 | MISO_MO-IL_2_MISO_W | MISO_MO-IL | MISO_W | Internal | Shoulder | B15 | 1203 | 960 | 0 | 47.73 | 47.72 | 0.01 | 0
2040 | MISO_MO-IL_2_MISO_W | MISO_MO-IL | MISO_W | Internal | Summer | B1 | 10 | 960 | 0 | 91.58 | 91.57 | 0.01 | 0
2040 | MISO_MO-IL_2_MISO_W | MISO_MO-IL | MISO_W | Internal | Summer | B2 | 25 | 960 | 0 | 90.67 | 90.66 | 0.01 | 0
2040 | MISO_MO-IL_2_MISO_W | MISO_MO-IL | MISO_W | Internal | Summer | B3 | 75 | 960 | 960 | 88.49 | 89.88 | 0.01 | 1.38
2040 | MISO_MO-IL_2_MISO_W | MISO_MO-IL | MISO_W | Internal | Summer | B4 | 100 | 960 | 960 | 88.2 | 88.3 | 0.01 | 0.09
2040 | MISO_MO-IL_2_MISO_W | MISO_MO-IL | MISO_W | Internal | Summer | B5 | 200 | 960 | 40.58 | 86.04 | 86.05 | 0.01 | 0
2040 | MISO_MO-IL_2_MISO_W | MISO_MO-IL | MISO_W | Internal | Summer | B6 | 300 | 960 | 960 | 68.08 | 69.08 | 0.01 | 0.99
2040 | MISO_MO-IL_2_MISO_W | MISO_MO-IL | MISO_W | Internal | Summer | B7 | 400 | 960 | 0 | 55.93 | 55.92 | 0.01 | 0
2040 | MISO_MO-IL_2_MISO_W | MISO_MO-IL | MISO_W | Internal | Summer | B8 | 500 | 960 | 0 | 50.74 | 50.72 | 0.01 | 0
2040 | MISO_MO-IL_2_MISO_W | MISO_MO-IL | MISO_W | Internal | Summer | B9 | 800 | 960 | 0 | 47.8 | 47.79 | 0.01 | 0
2040 | MISO_MO-IL_2_MISO_W | MISO_MO-IL | MISO_W | Internal | Summer | B10 | 1262 | 960 | 0 | 40.67 | 40.11 | 0.01 | 0
2040 | MISO_MO-IL_2_MISO_W | MISO_MO-IL | MISO_W | Internal | Winter | B16 | 25 | 960 | 0 | 64.46 | 62.59 | 0.01 | 0
2040 | MISO_MO-IL_2_MISO_W | MISO_MO-IL | MISO_W | Internal | Winter | B17 | 100 | 960 | 0 | 62.29 | 62.27 | 0.01 | 0
2040 | MISO_MO-IL_2_MISO_W | MISO_MO-IL | MISO_W | Internal | Winter | B18 | 400 | 960 | 0 | 60.45 | 60.44 | 0.01 | 0
2040 | MISO_MO-IL_2_MISO_W | MISO_MO-IL | MISO_W | Internal | Winter | B19 | 700 | 960 | 0 | 56.65 | 56.65 | 0.01 | 0
2040 | MISO_MO-IL_2_MISO_W | MISO_MO-IL | MISO_W | Internal | Winter | B20 | 935 | 960 | 0 | 44.93 | 44.92 | 0.01 | 0
2040 | MISO_MO-IL_2_PJM_ROR | MISO_MO-IL | PJM_ROR | Internal | Shoulder | B11 | 25 | 1212 | 0 | 76.26 | 73 | 2 | 0
2040 | MISO_MO-IL_2_PJM_ROR | MISO_MO-IL | PJM_ROR | Internal | Shoulder | B12 | 200 | 1212 | 0 | 58.89 | 56.9 | 2 | 0
2040 | MISO_MO-IL_2_PJM_ROR | MISO_MO-IL | PJM_ROR | Internal | Shoulder | B13 | 600 | 1212 | 0 | 57.29 | 55.29 | 2 | 0
2040 | MISO_MO-IL_2_PJM_ROR | MISO_MO-IL | PJM_ROR | Internal | Shoulder | B14 | 900 | 1212 | 0 | 54.04 | 52.43 | 2 | 0
2040 | MISO_MO-IL_2_PJM_ROR | MISO_MO-IL | PJM_ROR | Internal | Shoulder | B15 | 1203 | 1212 | 0 | 47.73 | 47.46 | 2 | 0
2040 | MISO_MO-IL_2_PJM_ROR | MISO_MO-IL | PJM_ROR | Internal | Summer | B1 | 10 | 1212 | 0 | 91.58 | 88.94 | 2 | 0
2040 | MISO_MO-IL_2_PJM_ROR | MISO_MO-IL | PJM_ROR | Internal | Summer | B2 | 25 | 1212 | 0 | 90.67 | 88.66 | 2 | 0
2040 | MISO_MO-IL_2_PJM_ROR | MISO_MO-IL | PJM_ROR | Internal | Summer | B3 | 75 | 1212 | 0 | 88.49 | 86.48 | 2 | 0
2040 | MISO_MO-IL_2_PJM_ROR | MISO_MO-IL | PJM_ROR | Internal | Summer | B4 | 100 | 1212 | 0 | 88.2 | 86.3 | 2 | 0
2040 | MISO_MO-IL_2_PJM_ROR | MISO_MO-IL | PJM_ROR | Internal | Summer | B5 | 200 | 1212 | 0 | 86.04 | 84.04 | 2 | 0
2040 | MISO_MO-IL_2_PJM_ROR | MISO_MO-IL | PJM_ROR | Internal | Summer | B6 | 300 | 1212 | 0 | 68.08 | 66.08 | 2 | 0
2040 | MISO_MO-IL_2_PJM_ROR | MISO_MO-IL | PJM_ROR | Internal | Summer | B7 | 400 | 1212 | 0 | 55.93 | 54.38 | 2 | 0
2040 | MISO_MO-IL_2_PJM_ROR | MISO_MO-IL | PJM_ROR | Internal | Summer | B8 | 500 | 1212 | 0 | 50.74 | 51.74 | 2 | 0
2040 | MISO_MO-IL_2_PJM_ROR | MISO_MO-IL | PJM_ROR | Internal | Summer | B9 | 800 | 1212 | 0 | 47.8 | 47.36 | 2 | 0
2040 | MISO_MO-IL_2_PJM_ROR | MISO_MO-IL | PJM_ROR | Internal | Summer | B10 | 1262 | 1212 | 0 | 40.67 | 42.11 | 2 | 0
2040 | MISO_MO-IL_2_PJM_ROR | MISO_MO-IL | PJM_ROR | Internal | Winter | B16 | 25 | 1212 | 0 | 64.46 | 62.46 | 2 | 0
2040 | MISO_MO-IL_2_PJM_ROR | MISO_MO-IL | PJM_ROR | Internal | Winter | B17 | 100 | 1212 | 0 | 62.29 | 60.31 | 2 | 0
2040 | MISO_MO-IL_2_PJM_ROR | MISO_MO-IL | PJM_ROR | Internal | Winter | B18 | 400 | 1212 | 0 | 60.45 | 58.48 | 2 | 0
2040 | MISO_MO-IL_2_PJM_ROR | MISO_MO-IL | PJM_ROR | Internal | Winter | B19 | 700 | 1212 | 0 | 56.65 | 54.66 | 2 | 0
2040 | MISO_MO-IL_2_PJM_ROR | MISO_MO-IL | PJM_ROR | Internal | Winter | B20 | 935 | 1212 | 0 | 44.93 | 45.07 | 2 | 0
2040 | MISO_MO-IL_2_SPP_N | MISO_MO-IL | SPP_N | Internal | Shoulder | B11 | 25 | 2000 | 0 | 76.26 | 83.25 | 8 | 0
2040 | MISO_MO-IL_2_SPP_N | MISO_MO-IL | SPP_N | Internal | Shoulder | B12 | 200 | 2000 | 0 | 58.89 | 58.62 | 8 | 0
2040 | MISO_MO-IL_2_SPP_N | MISO_MO-IL | SPP_N | Internal | Shoulder | B13 | 600 | 2000 | 0 | 57.29 | 56.9 | 8 | 0
2040 | MISO_MO-IL_2_SPP_N | MISO_MO-IL | SPP_N | Internal | Shoulder | B14 | 900 | 2000 | 0 | 54.04 | 52.12 | 8 | 0
2040 | MISO_MO-IL_2_SPP_N | MISO_MO-IL | SPP_N | Internal | Shoulder | B15 | 1203 | 2000 | 0 | 47.73 | 42.73 | 8 | 0
2040 | MISO_MO-IL_2_SPP_N | MISO_MO-IL | SPP_N | Internal | Summer | B1 | 10 | 2000 | 0 | 91.58 | 90.76 | 8 | 0
2040 | MISO_MO-IL_2_SPP_N | MISO_MO-IL | SPP_N | Internal | Summer | B2 | 25 | 2000 | 0 | 90.67 | 90.76 | 8 | 0
2040 | MISO_MO-IL_2_SPP_N | MISO_MO-IL | SPP_N | Internal | Summer | B3 | 75 | 2000 | 0 | 88.49 | 90.76 | 8 | 0
2040 | MISO_MO-IL_2_SPP_N | MISO_MO-IL | SPP_N | Internal | Summer | B4 | 100 | 2000 | 0 | 88.2 | 90.76 | 8 | 0
2040 | MISO_MO-IL_2_SPP_N | MISO_MO-IL | SPP_N | Internal | Summer | B5 | 200 | 2000 | 0 | 86.04 | 90.76 | 8 | 0
2040 | MISO_MO-IL_2_SPP_N | MISO_MO-IL | SPP_N | Internal | Summer | B6 | 300 | 2000 | 281.2 | 68.08 | 76.08 | 8 | 0
2040 | MISO_MO-IL_2_SPP_N | MISO_MO-IL | SPP_N | Internal | Summer | B7 | 400 | 2000 | 0 | 55.93 | 60.11 | 8 | 0
2040 | MISO_MO-IL_2_SPP_N | MISO_MO-IL | SPP_N | Internal | Summer | B8 | 500 | 2000 | 0 | 50.74 | 55.03 | 8 | 0
2040 | MISO_MO-IL_2_SPP_N | MISO_MO-IL | SPP_N | Internal | Summer | B9 | 800 | 2000 | 0 | 47.8 | 54.79 | 8 | 0
2040 | MISO_MO-IL_2_SPP_N | MISO_MO-IL | SPP_N | Internal | Summer | B10 | 1262 | 2000 | 0 | 40.67 | 42.82 | 8 | 0
2040 | MISO_MO-IL_2_SPP_N | MISO_MO-IL | SPP_N | Internal | Winter | B16 | 25 | 2000 | 0 | 64.46 | 64.38 | 8 | 0
2040 | MISO_MO-IL_2_SPP_N | MISO_MO-IL | SPP_N | Internal | Winter | B17 | 100 | 2000 | 0 | 62.29 | 58.39 | 8 | 0
2040 | MISO_MO-IL_2_SPP_N | MISO_MO-IL | SPP_N | Internal | Winter | B18 | 400 | 2000 | 0 | 60.45 | 58.4 | 8 | 0
2040 | MISO_MO-IL_2_SPP_N | MISO_MO-IL | SPP_N | Internal | Winter | B19 | 700 | 2000 | 0 | 56.65 | 55.95 | 8 | 0
2040 | MISO_MO-IL_2_SPP_N | MISO_MO-IL | SPP_N | Internal | Winter | B20 | 935 | 2000 | 0 | 44.93 | 40.56 | 8 | 0
2040 | MISO_MO-IL_2_TVA_Transmission | MISO_MO-IL | TVA_Transmission | Internal | Shoulder | B11 | 25 | 4000 | 0 | 76.26 | 79 | 8 | 0
2040 | MISO_MO-IL_2_TVA_Transmission | MISO_MO-IL | TVA_Transmission | Internal | Shoulder | B12 | 200 | 4000 | 0 | 58.89 | 60.61 | 8 | 0
2040 | MISO_MO-IL_2_TVA_Transmission | MISO_MO-IL | TVA_Transmission | Internal | Shoulder | B13 | 600 | 4000 | 0 | 57.29 | 59.68 | 8 | 0
2040 | MISO_MO-IL_2_TVA_Transmission | MISO_MO-IL | TVA_Transmission | Internal | Shoulder | B14 | 900 | 4000 | 0 | 54.04 | 58.43 | 8 | 0
2040 | MISO_MO-IL_2_TVA_Transmission | MISO_MO-IL | TVA_Transmission | Internal | Shoulder | B15 | 1203 | 4000 | 0 | 47.73 | 52.21 | 8 | 0
2040 | MISO_MO-IL_2_TVA_Transmission | MISO_MO-IL | TVA_Transmission | Internal | Summer | B1 | 10 | 4000 | 2170 | 91.58 | 99.58 | 8 | 0
2040 | MISO_MO-IL_2_TVA_Transmission | MISO_MO-IL | TVA_Transmission | Internal | Summer | B2 | 25 | 4000 | 1321.41 | 90.67 | 98.67 | 8 | 0
2040 | MISO_MO-IL_2_TVA_Transmission | MISO_MO-IL | TVA_Transmission | Internal | Summer | B3 | 75 | 4000 | 0 | 88.49 | 92.48 | 8 | 0
2040 | MISO_MO-IL_2_TVA_Transmission | MISO_MO-IL | TVA_Transmission | Internal | Summer | B4 | 100 | 4000 | 0 | 88.2 | 92.3 | 8 | 0
2040 | MISO_MO-IL_2_TVA_Transmission | MISO_MO-IL | TVA_Transmission | Internal | Summer | B5 | 200 | 4000 | 0 | 86.04 | 90.04 | 8 | 0
2040 | MISO_MO-IL_2_TVA_Transmission | MISO_MO-IL | TVA_Transmission | Internal | Summer | B6 | 300 | 4000 | 0 | 68.08 | 71.25 | 8 | 0
2040 | MISO_MO-IL_2_TVA_Transmission | MISO_MO-IL | TVA_Transmission | Internal | Summer | B7 | 400 | 4000 | 0 | 55.93 | 59.15 | 8 | 0
2040 | MISO_MO-IL_2_TVA_Transmission | MISO_MO-IL | TVA_Transmission | Internal | Summer | B8 | 500 | 4000 | 0 | 50.74 | 57.26 | 8 | 0
2040 | MISO_MO-IL_2_TVA_Transmission | MISO_MO-IL | TVA_Transmission | Internal | Summer | B9 | 800 | 4000 | 0 | 47.8 | 53.36 | 8 | 0
2040 | MISO_MO-IL_2_TVA_Transmission | MISO_MO-IL | TVA_Transmission | Internal | Summer | B10 | 1262 | 4000 | 0 | 40.67 | 44.6 | 8 | 0
2040 | MISO_MO-IL_2_TVA_Transmission | MISO_MO-IL | TVA_Transmission | Internal | Winter | B16 | 25 | 4000 | 0 | 64.46 | 69.31 | 8 | 0
2040 | MISO_MO-IL_2_TVA_Transmission | MISO_MO-IL | TVA_Transmission | Internal | Winter | B17 | 100 | 4000 | 0 | 62.29 | 65.45 | 8 | 0
2040 | MISO_MO-IL_2_TVA_Transmission | MISO_MO-IL | TVA_Transmission | Internal | Winter | B18 | 400 | 4000 | 0 | 60.45 | 62.76 | 8 | 0
2040 | MISO_MO-IL_2_TVA_Transmission | MISO_MO-IL | TVA_Transmission | Internal | Winter | B19 | 700 | 4000 | 0 | 56.65 | 57.96 | 8 | 0
2040 | MISO_MO-IL_2_TVA_Transmission | MISO_MO-IL | TVA_Transmission | Internal | Winter | B20 | 935 | 4000 | 0 | 44.93 | 51.07 | 8 | 0
2040 | MISO_W_2_IESO | MISO_W | IESO | Internal | Shoulder | B11 | 25 | 90 | 0 | 76.25 | 52.7 | 8 | 0
2040 | MISO_W_2_IESO | MISO_W | IESO | Internal | Shoulder | B12 | 200 | 90 | 0 | 58.62 | 51.91 | 8 | 0
2040 | MISO_W_2_IESO | MISO_W | IESO | Internal | Shoulder | B13 | 600 | 90 | 0 | 57.27 | 51.91 | 8 | 0
2040 | MISO_W_2_IESO | MISO_W | IESO | Internal | Shoulder | B14 | 900 | 90 | 0 | 54.03 | 51.91 | 8 | 0
2040 | MISO_W_2_IESO | MISO_W | IESO | Internal | Shoulder | B15 | 1203 | 90 | 0 | 47.72 | 51.91 | 8 | 0
2040 | MISO_W_2_IESO | MISO_W | IESO | Internal | Summer | B1 | 10 | 90 | 0 | 91.57 | 87.94 | 8 | 0
2040 | MISO_W_2_IESO | MISO_W | IESO | Internal | Summer | B2 | 25 | 90 | 0 | 90.66 | 84.43 | 8 | 0
2040 | MISO_W_2_IESO | MISO_W | IESO | Internal | Summer | B3 | 75 | 90 | 0 | 89.88 | 81.48 | 8 | 0
2040 | MISO_W_2_IESO | MISO_W | IESO | Internal | Summer | B4 | 100 | 90 | 0 | 88.3 | 73.64 | 8 | 0
2040 | MISO_W_2_IESO | MISO_W | IESO | Internal | Summer | B5 | 200 | 90 | 0 | 86.05 | 67.87 | 8 | 0
2040 | MISO_W_2_IESO | MISO_W | IESO | Internal | Summer | B6 | 300 | 90 | 0 | 69.08 | 52 | 8 | 0
2040 | MISO_W_2_IESO | MISO_W | IESO | Internal | Summer | B7 | 400 | 90 | 0 | 55.92 | 48.96 | 8 | 0
2040 | MISO_W_2_IESO | MISO_W | IESO | Internal | Summer | B8 | 500 | 90 | 0 | 50.72 | 48.96 | 8 | 0
2040 | MISO_W_2_IESO | MISO_W | IESO | Internal | Summer | B9 | 800 | 90 | 0 | 47.79 | 48.96 | 8 | 0
2040 | MISO_W_2_IESO | MISO_W | IESO | Internal | Summer | B10 | 1262 | 90 | 90 | 40.11 | 48.96 | 8 | 0.85
2040 | MISO_W_2_IESO | MISO_W | IESO | Internal | Winter | B16 | 25 | 90 | 0 | 62.59 | 55.59 | 8 | 0
2040 | MISO_W_2_IESO | MISO_W | IESO | Internal | Winter | B17 | 100 | 90 | 0 | 62.27 | 55.05 | 8 | 0
2040 | MISO_W_2_IESO | MISO_W | IESO | Internal | Winter | B18 | 400 | 90 | 0 | 60.44 | 55.05 | 8 | 0
2040 | MISO_W_2_IESO | MISO_W | IESO | Internal | Winter | B19 | 700 | 90 | 0 | 56.65 | 55.05 | 8 | 0
2040 | MISO_W_2_IESO | MISO_W | IESO | Internal | Winter | B20 | 935 | 90 | 90 | 44.92 | 55.05 | 8 | 2.13
2040 | MISO_W_2_MAPP_CA | MISO_W | MAPP_CA | Internal | Shoulder | B11 | 25 | 718 | 0 | 76.25 | 59.7 | 0.01 | 0
2040 | MISO_W_2_MAPP_CA | MISO_W | MAPP_CA | Internal | Shoulder | B12 | 200 | 718 | 0 | 58.62 | 58.61 | 0.01 | 0
2040 | MISO_W_2_MAPP_CA | MISO_W | MAPP_CA | Internal | Shoulder | B13 | 600 | 718 | 0 | 57.27 | 57.26 | 0.01 | 0
2040 | MISO_W_2_MAPP_CA | MISO_W | MAPP_CA | Internal | Shoulder | B14 | 900 | 718 | 0 | 54.03 | 54.01 | 0.01 | 0
2040 | MISO_W_2_MAPP_CA | MISO_W | MAPP_CA | Internal | Shoulder | B15 | 1203 | 718 | 718 | 47.72 | 54.01 | 0.01 | 6.28
2040 | MISO_W_2_MAPP_CA | MISO_W | MAPP_CA | Internal | Summer | B1 | 10 | 718 | 0 | 91.57 | 47.78 | 0.01 | 0
2040 | MISO_W_2_MAPP_CA | MISO_W | MAPP_CA | Internal | Summer | B2 | 25 | 718 | 0 | 90.66 | 47.78 | 0.01 | 0
2040 | MISO_W_2_MAPP_CA | MISO_W | MAPP_CA | Internal | Summer | B3 | 75 | 718 | 0 | 89.88 | 59.87 | 0.01 | 0
2040 | MISO_W_2_MAPP_CA | MISO_W | MAPP_CA | Internal | Summer | B4 | 100 | 718 | 0 | 88.3 | 65.64 | 0.01 | 0
2040 | MISO_W_2_MAPP_CA | MISO_W | MAPP_CA | Internal | Summer | B5 | 200 | 718 | 0 | 86.05 | 59.87 | 0.01 | 0
2040 | MISO_W_2_MAPP_CA | MISO_W | MAPP_CA | Internal | Summer | B6 | 300 | 718 | 0 | 69.08 | 55.08 | 0.01 | 0
2040 | MISO_W_2_MAPP_CA | MISO_W | MAPP_CA | Internal | Summer | B7 | 400 | 718 | 0 | 55.92 | 47.78 | 0.01 | 0
2040 | MISO_W_2_MAPP_CA | MISO_W | MAPP_CA | Internal | Summer | B8 | 500 | 718 | 0 | 50.72 | 47.78 | 0.01 | 0
2040 | MISO_W_2_MAPP_CA | MISO_W | MAPP_CA | Internal | Summer | B9 | 800 | 718 | 0 | 47.79 | 47.78 | 0.01 | 0
2040 | MISO_W_2_MAPP_CA | MISO_W | MAPP_CA | Internal | Summer | B10 | 1262 | 718 | 718 | 40.11 | 47.78 | 0.01 | 7.66
2040 | MISO_W_2_MAPP_CA | MISO_W | MAPP_CA | Internal | Winter | B16 | 25 | 718 | 0 | 62.59 | 62.58 | 0.01 | 0
2040 | MISO_W_2_MAPP_CA | MISO_W | MAPP_CA | Internal | Winter | B17 | 100 | 718 | 0 | 62.27 | 62.26 | 0.01 | 0
2040 | MISO_W_2_MAPP_CA | MISO_W | MAPP_CA | Internal | Winter | B18 | 400 | 718 | 0 | 60.44 | 60.43 | 0.01 | 0
2040 | MISO_W_2_MAPP_CA | MISO_W | MAPP_CA | Internal | Winter | B19 | 700 | 718 | 76.81 | 56.65 | 56.66 | 0.01 | 0
2040 | MISO_W_2_MAPP_CA | MISO_W | MAPP_CA | Internal | Winter | B20 | 935 | 718 | 718 | 44.92 | 56.66 | 0.01 | 11.73
2040 | MISO_W_2_MISO_MO-IL | MISO_W | MISO_MO-IL | Internal | Shoulder | B11 | 25 | 3800 | 2961.4 | 76.25 | 76.26 | 0.01 | 0
2040 | MISO_W_2_MISO_MO-IL | MISO_W | MISO_MO-IL | Internal | Shoulder | B12 | 200 | 3800 | 3800 | 58.62 | 58.89 | 0.01 | 0.26
2040 | MISO_W_2_MISO_MO-IL | MISO_W | MISO_MO-IL | Internal | Shoulder | B13 | 600 | 3800 | 2456.23 | 57.27 | 57.29 | 0.01 | 0
2040 | MISO_W_2_MISO_MO-IL | MISO_W | MISO_MO-IL | Internal | Shoulder | B14 | 900 | 3800 | 2890.06 | 54.03 | 54.04 | 0.01 | 0
2040 | MISO_W_2_MISO_MO-IL | MISO_W | MISO_MO-IL | Internal | Shoulder | B15 | 1203 | 3800 | 3676.52 | 47.72 | 47.73 | 0.01 | 0
2040 | MISO_W_2_MISO_MO-IL | MISO_W | MISO_MO-IL | Internal | Summer | B1 | 10 | 3800 | 2007.37 | 91.57 | 91.58 | 0.01 | 0
2040 | MISO_W_2_MISO_MO-IL | MISO_W | MISO_MO-IL | Internal | Summer | B2 | 25 | 3800 | 431.15 | 90.66 | 90.67 | 0.01 | 0
2040 | MISO_W_2_MISO_MO-IL | MISO_W | MISO_MO-IL | Internal | Summer | B3 | 75 | 3800 | 0 | 89.88 | 88.49 | 0.01 | 0
2040 | MISO_W_2_MISO_MO-IL | MISO_W | MISO_MO-IL | Internal | Summer | B4 | 100 | 3800 | 0 | 88.3 | 88.2 | 0.01 | 0
2040 | MISO_W_2_MISO_MO-IL | MISO_W | MISO_MO-IL | Internal | Summer | B5 | 200 | 3800 | 0 | 86.05 | 86.04 | 0.01 | 0
2040 | MISO_W_2_MISO_MO-IL | MISO_W | MISO_MO-IL | Internal | Summer | B6 | 300 | 3800 | 0 | 69.08 | 68.08 | 0.01 | 0
2040 | MISO_W_2_MISO_MO-IL | MISO_W | MISO_MO-IL | Internal | Summer | B7 | 400 | 3800 | 1999.16 | 55.92 | 55.93 | 0.01 | 0
2040 | MISO_W_2_MISO_MO-IL | MISO_W | MISO_MO-IL | Internal | Summer | B8 | 500 | 3800 | 1620.3 | 50.72 | 50.74 | 0.01 | 0
2040 | MISO_W_2_MISO_MO-IL | MISO_W | MISO_MO-IL | Internal | Summer | B9 | 800 | 3800 | 1196.75 | 47.79 | 47.8 | 0.01 | 0
2040 | MISO_W_2_MISO_MO-IL | MISO_W | MISO_MO-IL | Internal | Summer | B10 | 1262 | 3800 | 3800 | 40.11 | 40.67 | 0.01 | 0.55
2040 | MISO_W_2_MISO_MO-IL | MISO_W | MISO_MO-IL | Internal | Winter | B16 | 25 | 3800 | 3800 | 62.59 | 64.46 | 0.01 | 1.86
2040 | MISO_W_2_MISO_MO-IL | MISO_W | MISO_MO-IL | Internal | Winter | B17 | 100 | 3800 | 2389.75 | 62.27 | 62.29 | 0.01 | 0
2040 | MISO_W_2_MISO_MO-IL | MISO_W | MISO_MO-IL | Internal | Winter | B18 | 400 | 3800 | 692.29 | 60.44 | 60.45 | 0.01 | 0
2040 | MISO_W_2_MISO_MO-IL | MISO_W | MISO_MO-IL | Internal | Winter | B19 | 700 | 3800 | 0 | 56.65 | 56.65 | 0.01 | 0
2040 | MISO_W_2_MISO_MO-IL | MISO_W | MISO_MO-IL | Internal | Winter | B20 | 935 | 3800 | 2840.53 | 44.92 | 44.93 | 0.01 | 0
2040 | MISO_W_2_MISO_WUMS | MISO_W | MISO_WUMS | Internal | Shoulder | B11 | 25 | 1629 | 0 | 76.25 | 76.23 | 0.01 | 0
2040 | MISO_W_2_MISO_WUMS | MISO_W | MISO_WUMS | Internal | Shoulder | B12 | 200 | 1629 | 864.54 | 58.62 | 58.63 | 0.01 | 0
2040 | MISO_W_2_MISO_WUMS | MISO_W | MISO_WUMS | Internal | Shoulder | B13 | 600 | 1629 | 470.54 | 57.27 | 57.29 | 0.01 | 0
2040 | MISO_W_2_MISO_WUMS | MISO_W | MISO_WUMS | Internal | Shoulder | B14 | 900 | 1629 | 934.56 | 54.03 | 54.04 | 0.01 | 0
2040 | MISO_W_2_MISO_WUMS | MISO_W | MISO_WUMS | Internal | Shoulder | B15 | 1203 | 1629 | 1629 | 47.72 | 49.49 | 0.01 | 1.76
2040 | MISO_W_2_MISO_WUMS | MISO_W | MISO_WUMS | Internal | Summer | B1 | 10 | 1629 | 0 | 91.57 | 84.3 | 0.01 | 0
2040 | MISO_W_2_MISO_WUMS | MISO_W | MISO_WUMS | Internal | Summer | B2 | 25 | 1629 | 0 | 90.66 | 84.3 | 0.01 | 0
2040 | MISO_W_2_MISO_WUMS | MISO_W | MISO_WUMS | Internal | Summer | B3 | 75 | 1629 | 0 | 89.88 | 84.3 | 0.01 | 0
2040 | MISO_W_2_MISO_WUMS | MISO_W | MISO_WUMS | Internal | Summer | B4 | 100 | 1629 | 0 | 88.3 | 84.3 | 0.01 | 0
2040 | MISO_W_2_MISO_WUMS | MISO_W | MISO_WUMS | Internal | Summer | B5 | 200 | 1629 | 0 | 86.05 | 84.3 | 0.01 | 0
2040 | MISO_W_2_MISO_WUMS | MISO_W | MISO_WUMS | Internal | Summer | B6 | 300 | 1629 | 0 | 69.08 | 68.08 | 0.01 | 0
2040 | MISO_W_2_MISO_WUMS | MISO_W | MISO_WUMS | Internal | Summer | B7 | 400 | 1629 | 134.46 | 55.92 | 55.93 | 0.01 | 0
2040 | MISO_W_2_MISO_WUMS | MISO_W | MISO_WUMS | Internal | Summer | B8 | 500 | 1629 | 1629 | 50.72 | 51.92 | 0.01 | 1.18
2040 | MISO_W_2_MISO_WUMS | MISO_W | MISO_WUMS | Internal | Summer | B9 | 800 | 1629 | 705.75 | 47.79 | 47.8 | 0.01 | 0
2040 | MISO_W_2_MISO_WUMS | MISO_W | MISO_WUMS | Internal | Summer | B10 | 1262 | 1629 | 1629 | 40.11 | 44.11 | 0.01 | 3.99
2040 | MISO_W_2_MISO_WUMS | MISO_W | MISO_WUMS | Internal | Winter | B16 | 25 | 1629 | 1629 | 62.59 | 64.46 | 0.01 | 1.86
2040 | MISO_W_2_MISO_WUMS | MISO_W | MISO_WUMS | Internal | Winter | B17 | 100 | 1629 | 1629 | 62.27 | 62.3 | 0.01 | 0.01
2040 | MISO_W_2_MISO_WUMS | MISO_W | MISO_WUMS | Internal | Winter | B18 | 400 | 1629 | 1478.43 | 60.44 | 60.45 | 0.01 | 0
2040 | MISO_W_2_MISO_WUMS | MISO_W | MISO_WUMS | Internal | Winter | B19 | 700 | 1629 | 1205.4 | 56.65 | 56.66 | 0.01 | 0
2040 | MISO_W_2_MISO_WUMS | MISO_W | MISO_WUMS | Internal | Winter | B20 | 935 | 1629 | 1629 | 44.92 | 47.07 | 0.01 | 2.13
2040 | MISO_W_2_PJM_ROR | MISO_W | PJM_ROR | Internal | Shoulder | B11 | 25 | 773 | 0 | 76.25 | 73 | 2 | 0
2040 | MISO_W_2_PJM_ROR | MISO_W | PJM_ROR | Internal | Shoulder | B12 | 200 | 773 | 0 | 58.62 | 56.9 | 2 | 0
2040 | MISO_W_2_PJM_ROR | MISO_W | PJM_ROR | Internal | Shoulder | B13 | 600 | 773 | 0 | 57.27 | 55.29 | 2 | 0
2040 | MISO_W_2_PJM_ROR | MISO_W | PJM_ROR | Internal | Shoulder | B14 | 900 | 773 | 0 | 54.03 | 52.43 | 2 | 0
2040 | MISO_W_2_PJM_ROR | MISO_W | PJM_ROR | Internal | Shoulder | B15 | 1203 | 773 | 0 | 47.72 | 47.46 | 2 | 0
2040 | MISO_W_2_PJM_ROR | MISO_W | PJM_ROR | Internal | Summer | B1 | 10 | 773 | 0 | 91.57 | 88.94 | 2 | 0
2040 | MISO_W_2_PJM_ROR | MISO_W | PJM_ROR | Internal | Summer | B2 | 25 | 773 | 0 | 90.66 | 88.66 | 2 | 0
2040 | MISO_W_2_PJM_ROR | MISO_W | PJM_ROR | Internal | Summer | B3 | 75 | 773 | 0 | 89.88 | 86.48 | 2 | 0
2040 | MISO_W_2_PJM_ROR | MISO_W | PJM_ROR | Internal | Summer | B4 | 100 | 773 | 0 | 88.3 | 86.3 | 2 | 0
2040 | MISO_W_2_PJM_ROR | MISO_W | PJM_ROR | Internal | Summer | B5 | 200 | 773 | 0 | 86.05 | 84.04 | 2 | 0
2040 | MISO_W_2_PJM_ROR | MISO_W | PJM_ROR | Internal | Summer | B6 | 300 | 773 | 0 | 69.08 | 66.08 | 2 | 0
2040 | MISO_W_2_PJM_ROR | MISO_W | PJM_ROR | Internal | Summer | B7 | 400 | 773 | 0 | 55.92 | 54.38 | 2 | 0
2040 | MISO_W_2_PJM_ROR | MISO_W | PJM_ROR | Internal | Summer | B8 | 500 | 773 | 0 | 50.72 | 51.74 | 2 | 0
2040 | MISO_W_2_PJM_ROR | MISO_W | PJM_ROR | Internal | Summer | B9 | 800 | 773 | 0 | 47.79 | 47.36 | 2 | 0
2040 | MISO_W_2_PJM_ROR | MISO_W | PJM_ROR | Internal | Summer | B10 | 1262 | 773 | 604.63 | 40.11 | 42.11 | 2 | 0
2040 | MISO_W_2_PJM_ROR | MISO_W | PJM_ROR | Internal | Winter | B16 | 25 | 773 | 0 | 62.59 | 62.46 | 2 | 0
2040 | MISO_W_2_PJM_ROR | MISO_W | PJM_ROR | Internal | Winter | B17 | 100 | 773 | 0 | 62.27 | 60.31 | 2 | 0
2040 | MISO_W_2_PJM_ROR | MISO_W | PJM_ROR | Internal | Winter | B18 | 400 | 773 | 0 | 60.44 | 58.48 | 2 | 0
2040 | MISO_W_2_PJM_ROR | MISO_W | PJM_ROR | Internal | Winter | B19 | 700 | 773 | 0 | 56.65 | 54.66 | 2 | 0
2040 | MISO_W_2_PJM_ROR | MISO_W | PJM_ROR | Internal | Winter | B20 | 935 | 773 | 0 | 44.92 | 45.07 | 2 | 0
2040 | MISO_W_2_SPP_N | MISO_W | SPP_N | Internal | Shoulder | B11 | 25 | 3200 | 393.38 | 76.25 | 83.25 | 7 | 0
2040 | MISO_W_2_SPP_N | MISO_W | SPP_N | Internal | Shoulder | B12 | 200 | 3200 | 0 | 58.62 | 58.62 | 7 | 0
2040 | MISO_W_2_SPP_N | MISO_W | SPP_N | Internal | Shoulder | B13 | 600 | 3200 | 0 | 57.27 | 56.9 | 7 | 0
2040 | MISO_W_2_SPP_N | MISO_W | SPP_N | Internal | Shoulder | B14 | 900 | 3200 | 0 | 54.03 | 52.12 | 7 | 0
2040 | MISO_W_2_SPP_N | MISO_W | SPP_N | Internal | Shoulder | B15 | 1203 | 3200 | 0 | 47.72 | 42.73 | 7 | 0
2040 | MISO_W_2_SPP_N | MISO_W | SPP_N | Internal | Summer | B1 | 10 | 3200 | 0 | 91.57 | 90.76 | 7 | 0
2040 | MISO_W_2_SPP_N | MISO_W | SPP_N | Internal | Summer | B2 | 25 | 3200 | 0 | 90.66 | 90.76 | 7 | 0
2040 | MISO_W_2_SPP_N | MISO_W | SPP_N | Internal | Summer | B3 | 75 | 3200 | 0 | 89.88 | 90.76 | 7 | 0
2040 | MISO_W_2_SPP_N | MISO_W | SPP_N | Internal | Summer | B4 | 100 | 3200 | 0 | 88.3 | 90.76 | 7 | 0
2040 | MISO_W_2_SPP_N | MISO_W | SPP_N | Internal | Summer | B5 | 200 | 3200 | 0 | 86.05 | 90.76 | 7 | 0
2040 | MISO_W_2_SPP_N | MISO_W | SPP_N | Internal | Summer | B6 | 300 | 3200 | 2264.24 | 69.08 | 76.08 | 7 | 0
2040 | MISO_W_2_SPP_N | MISO_W | SPP_N | Internal | Summer | B7 | 400 | 3200 | 0 | 55.92 | 60.11 | 7 | 0
2040 | MISO_W_2_SPP_N | MISO_W | SPP_N | Internal | Summer | B8 | 500 | 3200 | 0 | 50.72 | 55.03 | 7 | 0
2040 | MISO_W_2_SPP_N | MISO_W | SPP_N | Internal | Summer | B9 | 800 | 3200 | 1521.35 | 47.79 | 54.79 | 7 | 0
2040 | MISO_W_2_SPP_N | MISO_W | SPP_N | Internal | Summer | B10 | 1262 | 3200 | 0 | 40.11 | 42.82 | 7 | 0
2040 | MISO_W_2_SPP_N | MISO_W | SPP_N | Internal | Winter | B16 | 25 | 3200 | 0 | 62.59 | 64.38 | 7 | 0
2040 | MISO_W_2_SPP_N | MISO_W | SPP_N | Internal | Winter | B17 | 100 | 3200 | 0 | 62.27 | 58.39 | 7 | 0
2040 | MISO_W_2_SPP_N | MISO_W | SPP_N | Internal | Winter | B18 | 400 | 3200 | 0 | 60.44 | 58.4 | 7 | 0
2040 | MISO_W_2_SPP_N | MISO_W | SPP_N | Internal | Winter | B19 | 700 | 3200 | 0 | 56.65 | 55.95 | 7 | 0
2040 | MISO_W_2_SPP_N | MISO_W | SPP_N | Internal | Winter | B20 | 935 | 3200 | 0 | 44.92 | 40.56 | 7 | 0
2040 | MISO_WUMS_2_MISO_MI | MISO_WUMS | MISO_MI | Internal | Shoulder | B11 | 25 | 929 | 367.65 | 76.23 | 76.24 | 0.01 | 0
2040 | MISO_WUMS_2_MISO_MI | MISO_WUMS | MISO_MI | Internal | Shoulder | B12 | 200 | 929 | 929 | 58.63 | 58.91 | 0.01 | 0.27
2040 | MISO_WUMS_2_MISO_MI | MISO_WUMS | MISO_MI | Internal | Shoulder | B13 | 600 | 929 | 929 | 57.29 | 57.31 | 0.01 | 0.01
2040 | MISO_WUMS_2_MISO_MI | MISO_WUMS | MISO_MI | Internal | Shoulder | B14 | 900 | 929 | 929 | 54.04 | 54.06 | 0.01 | 0.01
2040 | MISO_WUMS_2_MISO_MI | MISO_WUMS | MISO_MI | Internal | Shoulder | B15 | 1203 | 929 | 0 | 49.49 | 49.48 | 0.01 | 0
2040 | MISO_WUMS_2_MISO_MI | MISO_WUMS | MISO_MI | Internal | Summer | B1 | 10 | 929 | 929 | 84.3 | 91.58 | 0.01 | 7.27
2040 | MISO_WUMS_2_MISO_MI | MISO_WUMS | MISO_MI | Internal | Summer | B2 | 25 | 929 | 929 | 84.3 | 90.67 | 0.01 | 6.36
2040 | MISO_WUMS_2_MISO_MI | MISO_WUMS | MISO_MI | Internal | Summer | B3 | 75 | 929 | 929 | 84.3 | 88.48 | 0.01 | 4.16
2040 | MISO_WUMS_2_MISO_MI | MISO_WUMS | MISO_MI | Internal | Summer | B4 | 100 | 929 | 929 | 84.3 | 88.18 | 0.01 | 3.86
2040 | MISO_WUMS_2_MISO_MI | MISO_WUMS | MISO_MI | Internal | Summer | B5 | 200 | 929 | 929 | 84.3 | 85.58 | 0.01 | 1.26
2040 | MISO_WUMS_2_MISO_MI | MISO_WUMS | MISO_MI | Internal | Summer | B6 | 300 | 929 | 0 | 68.08 | 68.08 | 0.01 | 0
2040 | MISO_WUMS_2_MISO_MI | MISO_WUMS | MISO_MI | Internal | Summer | B7 | 400 | 929 | 929 | 55.93 | 55.96 | 0.01 | 0.01
2040 | MISO_WUMS_2_MISO_MI | MISO_WUMS | MISO_MI | Internal | Summer | B8 | 500 | 929 | 929 | 51.92 | 52.58 | 0.01 | 0.65
2040 | MISO_WUMS_2_MISO_MI | MISO_WUMS | MISO_MI | Internal | Summer | B9 | 800 | 929 | 69.29 | 47.8 | 47.81 | 0.01 | 0
2040 | MISO_WUMS_2_MISO_MI | MISO_WUMS | MISO_MI | Internal | Summer | B10 | 1262 | 929 | 50.49 | 44.11 | 44.12 | 0.01 | 0
2040 | MISO_WUMS_2_MISO_MI | MISO_WUMS | MISO_MI | Internal | Winter | B16 | 25 | 929 | 929 | 64.46 | 65.11 | 0.01 | 0.64
2040 | MISO_WUMS_2_MISO_MI | MISO_WUMS | MISO_MI | Internal | Winter | B17 | 100 | 929 | 761.48 | 62.3 | 62.31 | 0.01 | 0
2040 | MISO_WUMS_2_MISO_MI | MISO_WUMS | MISO_MI | Internal | Winter | B18 | 400 | 929 | 929 | 60.45 | 60.48 | 0.01 | 0.01
2040 | MISO_WUMS_2_MISO_MI | MISO_WUMS | MISO_MI | Internal | Winter | B19 | 700 | 929 | 186.54 | 56.66 | 56.67 | 0.01 | 0
2040 | MISO_WUMS_2_MISO_MI | MISO_WUMS | MISO_MI | Internal | Winter | B20 | 935 | 929 | 0 | 47.07 | 47.05 | 0.01 | 0
2040 | MISO_WUMS_2_MISO_W | MISO_WUMS | MISO_W | Internal | Shoulder | B11 | 25 | 1137 | 1137 | 76.23 | 76.25 | 0.01 | 0.01
2040 | MISO_WUMS_2_MISO_W | MISO_WUMS | MISO_W | Internal | Shoulder | B12 | 200 | 1137 | 0 | 58.63 | 58.62 | 0.01 | 0
2040 | MISO_WUMS_2_MISO_W | MISO_WUMS | MISO_W | Internal | Shoulder | B13 | 600 | 1137 | 0 | 57.29 | 57.27 | 0.01 | 0
2040 | MISO_WUMS_2_MISO_W | MISO_WUMS | MISO_W | Internal | Shoulder | B14 | 900 | 1137 | 0 | 54.04 | 54.03 | 0.01 | 0
2040 | MISO_WUMS_2_MISO_W | MISO_WUMS | MISO_W | Internal | Shoulder | B15 | 1203 | 1137 | 0 | 49.49 | 47.72 | 0.01 | 0
2040 | MISO_WUMS_2_MISO_W | MISO_WUMS | MISO_W | Internal | Summer | B1 | 10 | 1137 | 1137 | 84.3 | 91.57 | 0.01 | 7.26
2040 | MISO_WUMS_2_MISO_W | MISO_WUMS | MISO_W | Internal | Summer | B2 | 25 | 1137 | 1137 | 84.3 | 90.66 | 0.01 | 6.34
2040 | MISO_WUMS_2_MISO_W | MISO_WUMS | MISO_W | Internal | Summer | B3 | 75 | 1137 | 1137 | 84.3 | 89.88 | 0.01 | 5.57
2040 | MISO_WUMS_2_MISO_W | MISO_WUMS | MISO_W | Internal | Summer | B4 | 100 | 1137 | 1137 | 84.3 | 88.3 | 0.01 | 3.99
2040 | MISO_WUMS_2_MISO_W | MISO_WUMS | MISO_W | Internal | Summer | B5 | 200 | 1137 | 1137 | 84.3 | 86.05 | 0.01 | 1.73
2040 | MISO_WUMS_2_MISO_W | MISO_WUMS | MISO_W | Internal | Summer | B6 | 300 | 1137 | 1137 | 68.08 | 69.08 | 0.01 | 0.99
2040 | MISO_WUMS_2_MISO_W | MISO_WUMS | MISO_W | Internal | Summer | B7 | 400 | 1137 | 0 | 55.93 | 55.92 | 0.01 | 0
2040 | MISO_WUMS_2_MISO_W | MISO_WUMS | MISO_W | Internal | Summer | B8 | 500 | 1137 | 0 | 51.92 | 50.72 | 0.01 | 0
2040 | MISO_WUMS_2_MISO_W | MISO_WUMS | MISO_W | Internal | Summer | B9 | 800 | 1137 | 0 | 47.8 | 47.79 | 0.01 | 0
2040 | MISO_WUMS_2_MISO_W | MISO_WUMS | MISO_W | Internal | Summer | B10 | 1262 | 1137 | 0 | 44.11 | 40.11 | 0.01 | 0
2040 | MISO_WUMS_2_MISO_W | MISO_WUMS | MISO_W | Internal | Winter | B16 | 25 | 1137 | 0 | 64.46 | 62.59 | 0.01 | 0
2040 | MISO_WUMS_2_MISO_W | MISO_WUMS | MISO_W | Internal | Winter | B17 | 100 | 1137 | 0 | 62.3 | 62.27 | 0.01 | 0
2040 | MISO_WUMS_2_MISO_W | MISO_WUMS | MISO_W | Internal | Winter | B18 | 400 | 1137 | 0 | 60.45 | 60.44 | 0.01 | 0
2040 | MISO_WUMS_2_MISO_W | MISO_WUMS | MISO_W | Internal | Winter | B19 | 700 | 1137 | 0 | 56.66 | 56.65 | 0.01 | 0
2040 | MISO_WUMS_2_MISO_W | MISO_WUMS | MISO_W | Internal | Winter | B20 | 935 | 1137 | 0 | 47.07 | 44.92 | 0.01 | 0
2040 | MISO_WUMS_2_PJM_ROR | MISO_WUMS | PJM_ROR | Internal | Shoulder | B11 | 25 | 1600 | 0 | 76.23 | 73 | 2 | 0
2040 | MISO_WUMS_2_PJM_ROR | MISO_WUMS | PJM_ROR | Internal | Shoulder | B12 | 200 | 1600 | 0 | 58.63 | 56.9 | 2 | 0
2040 | MISO_WUMS_2_PJM_ROR | MISO_WUMS | PJM_ROR | Internal | Shoulder | B13 | 600 | 1600 | 0 | 57.29 | 55.29 | 2 | 0
2040 | MISO_WUMS_2_PJM_ROR | MISO_WUMS | PJM_ROR | Internal | Shoulder | B14 | 900 | 1600 | 0 | 54.04 | 52.43 | 2 | 0
2040 | MISO_WUMS_2_PJM_ROR | MISO_WUMS | PJM_ROR | Internal | Shoulder | B15 | 1203 | 1600 | 0 | 49.49 | 47.46 | 2 | 0
2040 | MISO_WUMS_2_PJM_ROR | MISO_WUMS | PJM_ROR | Internal | Summer | B1 | 10 | 1600 | 1600 | 84.3 | 88.94 | 2 | 2.64
2040 | MISO_WUMS_2_PJM_ROR | MISO_WUMS | PJM_ROR | Internal | Summer | B2 | 25 | 1600 | 1600 | 84.3 | 88.66 | 2 | 2.36
2040 | MISO_WUMS_2_PJM_ROR | MISO_WUMS | PJM_ROR | Internal | Summer | B3 | 75 | 1600 | 1600 | 84.3 | 86.48 | 2 | 0.17
2040 | MISO_WUMS_2_PJM_ROR | MISO_WUMS | PJM_ROR | Internal | Summer | B4 | 100 | 1600 | 984.27 | 84.3 | 86.3 | 2 | 0
2040 | MISO_WUMS_2_PJM_ROR | MISO_WUMS | PJM_ROR | Internal | Summer | B5 | 200 | 1600 | 0 | 84.3 | 84.04 | 2 | 0
2040 | MISO_WUMS_2_PJM_ROR | MISO_WUMS | PJM_ROR | Internal | Summer | B6 | 300 | 1600 | 0 | 68.08 | 66.08 | 2 | 0
2040 | MISO_WUMS_2_PJM_ROR | MISO_WUMS | PJM_ROR | Internal | Summer | B7 | 400 | 1600 | 0 | 55.93 | 54.38 | 2 | 0
2040 | MISO_WUMS_2_PJM_ROR | MISO_WUMS | PJM_ROR | Internal | Summer | B8 | 500 | 1600 | 0 | 51.92 | 51.74 | 2 | 0
2040 | MISO_WUMS_2_PJM_ROR | MISO_WUMS | PJM_ROR | Internal | Summer | B9 | 800 | 1600 | 0 | 47.8 | 47.36 | 2 | 0
2040 | MISO_WUMS_2_PJM_ROR | MISO_WUMS | PJM_ROR | Internal | Summer | B10 | 1262 | 1600 | 0 | 44.11 | 42.11 | 2 | 0
2040 | MISO_WUMS_2_PJM_ROR | MISO_WUMS | PJM_ROR | Internal | Winter | B16 | 25 | 1600 | 0 | 64.46 | 62.46 | 2 | 0
2040 | MISO_WUMS_2_PJM_ROR | MISO_WUMS | PJM_ROR | Internal | Winter | B17 | 100 | 1600 | 0 | 62.3 | 60.31 | 2 | 0
2040 | MISO_WUMS_2_PJM_ROR | MISO_WUMS | PJM_ROR | Internal | Winter | B18 | 400 | 1600 | 0 | 60.45 | 58.48 | 2 | 0
2040 | MISO_WUMS_2_PJM_ROR | MISO_WUMS | PJM_ROR | Internal | Winter | B19 | 700 | 1600 | 0 | 56.66 | 54.66 | 2 | 0
2040 | MISO_WUMS_2_PJM_ROR | MISO_WUMS | PJM_ROR | Internal | Winter | B20 | 935 | 1600 | 0 | 47.07 | 45.07 | 2 | 0
2040 | NE_2_MISO_W | NE | MISO_W | Internal | Shoulder | B11 | 25 | 1600 | 0 | 83.24 | 76.25 | 5 | 0
2040 | NE_2_MISO_W | NE | MISO_W | Internal | Shoulder | B12 | 200 | 1600 | 0 | 58.61 | 58.62 | 5 | 0
2040 | NE_2_MISO_W | NE | MISO_W | Internal | Shoulder | B13 | 600 | 1600 | 0 | 56.89 | 57.27 | 5 | 0
2040 | NE_2_MISO_W | NE | MISO_W | Internal | Shoulder | B14 | 900 | 1600 | 0 | 52.11 | 54.03 | 5 | 0
2040 | NE_2_MISO_W | NE | MISO_W | Internal | Shoulder | B15 | 1203 | 1600 | 170.47 | 42.72 | 47.72 | 5 | 0
2040 | NE_2_MISO_W | NE | MISO_W | Internal | Summer | B1 | 10 | 1600 | 0 | 90.77 | 91.57 | 5 | 0
2040 | NE_2_MISO_W | NE | MISO_W | Internal | Summer | B2 | 25 | 1600 | 0 | 90.75 | 90.66 | 5 | 0
2040 | NE_2_MISO_W | NE | MISO_W | Internal | Summer | B3 | 75 | 1600 | 0 | 90.75 | 89.88 | 5 | 0
2040 | NE_2_MISO_W | NE | MISO_W | Internal | Summer | B4 | 100 | 1600 | 0 | 90.75 | 88.3 | 5 | 0
2040 | NE_2_MISO_W | NE | MISO_W | Internal | Summer | B5 | 200 | 1600 | 0 | 90.75 | 86.05 | 5 | 0
2040 | NE_2_MISO_W | NE | MISO_W | Internal | Summer | B6 | 300 | 1600 | 0 | 76.07 | 69.08 | 5 | 0
2040 | NE_2_MISO_W | NE | MISO_W | Internal | Summer | B7 | 400 | 1600 | 0 | 60.1 | 55.92 | 5 | 0
2040 | NE_2_MISO_W | NE | MISO_W | Internal | Summer | B8 | 500 | 1600 | 0 | 55.02 | 50.72 | 5 | 0
2040 | NE_2_MISO_W | NE | MISO_W | Internal | Summer | B9 | 800 | 1600 | 0 | 54.78 | 47.79 | 5 | 0
2040 | NE_2_MISO_W | NE | MISO_W | Internal | Summer | B10 | 1262 | 1600 | 0 | 40.11 | 40.11 | 5 | 0
2040 | NE_2_MISO_W | NE | MISO_W | Internal | Winter | B16 | 25 | 1600 | 0 | 64.37 | 62.59 | 5 | 0
2040 | NE_2_MISO_W | NE | MISO_W | Internal | Winter | B17 | 100 | 1600 | 0 | 58.37 | 62.27 | 5 | 0
2040 | NE_2_MISO_W | NE | MISO_W | Internal | Winter | B18 | 400 | 1600 | 0 | 58.39 | 60.44 | 5 | 0
2040 | NE_2_MISO_W | NE | MISO_W | Internal | Winter | B19 | 700 | 1600 | 0 | 55.94 | 56.65 | 5 | 0
2040 | NE_2_MISO_W | NE | MISO_W | Internal | Winter | B20 | 935 | 1600 | 0 | 40.55 | 44.92 | 5 | 0
2040 | NE_2_SPP_N | NE | SPP_N | Internal | Shoulder | B11 | 25 | 3001 | 1869 | 83.24 | 83.25 | 0.01 | 0
2040 | NE_2_SPP_N | NE | SPP_N | Internal | Shoulder | B12 | 200 | 3001 | 726.72 | 58.61 | 58.62 | 0.01 | 0
2040 | NE_2_SPP_N | NE | SPP_N | Internal | Shoulder | B13 | 600 | 3001 | 1233.91 | 56.89 | 56.9 | 0.01 | 0
2040 | NE_2_SPP_N | NE | SPP_N | Internal | Shoulder | B14 | 900 | 3001 | 283.36 | 52.11 | 52.12 | 0.01 | 0
2040 | NE_2_SPP_N | NE | SPP_N | Internal | Shoulder | B15 | 1203 | 3001 | 1355.72 | 42.72 | 42.73 | 0.01 | 0
2040 | NE_2_SPP_N | NE | SPP_N | Internal | Summer | B1 | 10 | 3001 | 0 | 90.77 | 90.76 | 0.01 | 0
2040 | NE_2_SPP_N | NE | SPP_N | Internal | Summer | B2 | 25 | 3001 | 1103.12 | 90.75 | 90.76 | 0.01 | 0
2040 | NE_2_SPP_N | NE | SPP_N | Internal | Summer | B3 | 75 | 3001 | 997.3 | 90.75 | 90.76 | 0.01 | 0
2040 | NE_2_SPP_N | NE | SPP_N | Internal | Summer | B4 | 100 | 3001 | 1367.85 | 90.75 | 90.76 | 0.01 | 0
2040 | NE_2_SPP_N | NE | SPP_N | Internal | Summer | B5 | 200 | 3001 | 1638.09 | 90.75 | 90.76 | 0.01 | 0
2040 | NE_2_SPP_N | NE | SPP_N | Internal | Summer | B6 | 300 | 3001 | 1966.7 | 76.07 | 76.08 | 0.01 | 0
2040 | NE_2_SPP_N | NE | SPP_N | Internal | Summer | B7 | 400 | 3001 | 1808.04 | 60.1 | 60.11 | 0.01 | 0
2040 | NE_2_SPP_N | NE | SPP_N | Internal | Summer | B8 | 500 | 3001 | 2054.48 | 55.02 | 55.03 | 0.01 | 0
2040 | NE_2_SPP_N | NE | SPP_N | Internal | Summer | B9 | 800 | 3001 | 2689.24 | 54.78 | 54.79 | 0.01 | 0
2040 | NE_2_SPP_N | NE | SPP_N | Internal | Summer | B10 | 1262 | 3001 | 3001 | 40.11 | 42.82 | 0.01 | 2.7
2040 | NE_2_SPP_N | NE | SPP_N | Internal | Winter | B16 | 25 | 3001 | 2395.95 | 64.37 | 64.38 | 0.01 | 0
2040 | NE_2_SPP_N | NE | SPP_N | Internal | Winter | B17 | 100 | 3001 | 2583.86 | 58.37 | 58.39 | 0.01 | 0
2040 | NE_2_SPP_N | NE | SPP_N | Internal | Winter | B18 | 400 | 3001 | 2229.14 | 58.39 | 58.4 | 0.01 | 0
2040 | NE_2_SPP_N | NE | SPP_N | Internal | Winter | B19 | 700 | 3001 | 614.69 | 55.94 | 55.95 | 0.01 | 0
2040 | NE_2_SPP_N | NE | SPP_N | Internal | Winter | B20 | 935 | 3001 | 2186.75 | 40.55 | 40.56 | 0.01 | 0
2040 | NEISO_2_NYISO_A-F | NEISO | NYISO_A-F | Internal | Shoulder | B11 | 25 | 600 | 600 | 45.22 | 53.78 | 3 | 5.56
2040 | NEISO_2_NYISO_A-F | NEISO | NYISO_A-F | Internal | Shoulder | B12 | 200 | 600 | 600 | 45.22 | 53.78 | 3 | 5.56
2040 | NEISO_2_NYISO_A-F | NEISO | NYISO_A-F | Internal | Shoulder | B13 | 600 | 600 | 600 | 45.22 | 49.07 | 3 | 0.85
2040 | NEISO_2_NYISO_A-F | NEISO | NYISO_A-F | Internal | Shoulder | B14 | 900 | 600 | 600 | 45.22 | 49.02 | 3 | 0.8
2040 | NEISO_2_NYISO_A-F | NEISO | NYISO_A-F | Internal | Shoulder | B15 | 1203 | 600 | 600 | 45.22 | 49.02 | 3 | 0.8
2040 | NEISO_2_NYISO_A-F | NEISO | NYISO_A-F | Internal | Summer | B1 | 10 | 600 | 0 | 97.94 | 94.94 | 3 | 0
2040 | NEISO_2_NYISO_A-F | NEISO | NYISO_A-F | Internal | Summer | B2 | 25 | 600 | 0 | 88.46 | 91.43 | 3 | 0
2040 | NEISO_2_NYISO_A-F | NEISO | NYISO_A-F | Internal | Summer | B3 | 75 | 600 | 600 | 68.42 | 74.48 | 3 | 3.05
2040 | NEISO_2_NYISO_A-F | NEISO | NYISO_A-F | Internal | Summer | B4 | 100 | 600 | 600 | 57.5 | 66.64 | 3 | 6.13
2040 | NEISO_2_NYISO_A-F | NEISO | NYISO_A-F | Internal | Summer | B5 | 200 | 600 | 600 | 52.24 | 62.93 | 3 | 7.69
2040 | NEISO_2_NYISO_A-F | NEISO | NYISO_A-F | Internal | Summer | B6 | 300 | 600 | 600 | 41.35 | 58.07 | 3 | 13.73
2040 | NEISO_2_NYISO_A-F | NEISO | NYISO_A-F | Internal | Summer | B7 | 400 | 600 | 600 | 41.35 | 47.73 | 3 | 3.38
2040 | NEISO_2_NYISO_A-F | NEISO | NYISO_A-F | Internal | Summer | B8 | 500 | 600 | 600 | 41.35 | 47.73 | 3 | 3.38
2040 | NEISO_2_NYISO_A-F | NEISO | NYISO_A-F | Internal | Summer | B9 | 800 | 600 | 600 | 41.35 | 45.42 | 3 | 1.07
2040 | NEISO_2_NYISO_A-F | NEISO | NYISO_A-F | Internal | Summer | B10 | 1262 | 600 | 600 | 41.35 | 45.42 | 3 | 1.07
2040 | NEISO_2_NYISO_A-F | NEISO | NYISO_A-F | Internal | Winter | B16 | 25 | 600 | 600 | 57.12 | 61.65 | 3 | 1.53
2040 | NEISO_2_NYISO_A-F | NEISO | NYISO_A-F | Internal | Winter | B17 | 100 | 600 | 512.21 | 57.12 | 60.12 | 3 | 0
2040 | NEISO_2_NYISO_A-F | NEISO | NYISO_A-F | Internal | Winter | B18 | 400 | 600 | 142.06 | 57.12 | 60.12 | 3 | 0
2040 | NEISO_2_NYISO_A-F | NEISO | NYISO_A-F | Internal | Winter | B19 | 700 | 600 | 0 | 57.12 | 57.84 | 3 | 0
2040 | NEISO_2_NYISO_A-F | NEISO | NYISO_A-F | Internal | Winter | B20 | 935 | 600 | 0 | 57.12 | 56.83 | 3 | 0
2040 | NEISO_2_NYISO_G-I | NEISO | NYISO_G-I | Internal | Shoulder | B11 | 25 | 600 | 600 | 45.22 | 53.8 | 3 | 5.58
2040 | NEISO_2_NYISO_G-I | NEISO | NYISO_G-I | Internal | Shoulder | B12 | 200 | 600 | 600 | 45.22 | 53.8 | 3 | 5.58
2040 | NEISO_2_NYISO_G-I | NEISO | NYISO_G-I | Internal | Shoulder | B13 | 600 | 600 | 600 | 45.22 | 49.08 | 3 | 0.87
2040 | NEISO_2_NYISO_G-I | NEISO | NYISO_G-I | Internal | Shoulder | B14 | 900 | 600 | 600 | 45.22 | 49.03 | 3 | 0.81
2040 | NEISO_2_NYISO_G-I | NEISO | NYISO_G-I | Internal | Shoulder | B15 | 1203 | 600 | 600 | 45.22 | 49 | 3 | 0.78
2040 | NEISO_2_NYISO_G-I | NEISO | NYISO_G-I | Internal | Summer | B1 | 10 | 600 | 0 | 97.94 | 94.96 | 3 | 0
2040 | NEISO_2_NYISO_G-I | NEISO | NYISO_G-I | Internal | Summer | B2 | 25 | 600 | 0 | 88.46 | 91.44 | 3 | 0
2040 | NEISO_2_NYISO_G-I | NEISO | NYISO_G-I | Internal | Summer | B3 | 75 | 600 | 600 | 68.42 | 74.49 | 3 | 3.06
2040 | NEISO_2_NYISO_G-I | NEISO | NYISO_G-I | Internal | Summer | B4 | 100 | 600 | 600 | 57.5 | 66.65 | 3 | 6.14
2040 | NEISO_2_NYISO_G-I | NEISO | NYISO_G-I | Internal | Summer | B5 | 200 | 600 | 600 | 52.24 | 62.94 | 3 | 7.7
2040 | NEISO_2_NYISO_G-I | NEISO | NYISO_G-I | Internal | Summer | B6 | 300 | 600 | 600 | 41.35 | 58.08 | 3 | 13.74
2040 | NEISO_2_NYISO_G-I | NEISO | NYISO_G-I | Internal | Summer | B7 | 400 | 600 | 600 | 41.35 | 47.74 | 3 | 3.39
2040 | NEISO_2_NYISO_G-I | NEISO | NYISO_G-I | Internal | Summer | B8 | 500 | 600 | 600 | 41.35 | 47.74 | 3 | 3.39
2040 | NEISO_2_NYISO_G-I | NEISO | NYISO_G-I | Internal | Summer | B9 | 800 | 600 | 600 | 41.35 | 45.43 | 3 | 1.08
2040 | NEISO_2_NYISO_G-I | NEISO | NYISO_G-I | Internal | Summer | B10 | 1262 | 600 | 600 | 41.35 | 44.8 | 3 | 0.45
2040 | NEISO_2_NYISO_G-I | NEISO | NYISO_G-I | Internal | Winter | B16 | 25 | 600 | 600 | 57.12 | 61.67 | 3 | 1.55
2040 | NEISO_2_NYISO_G-I | NEISO | NYISO_G-I | Internal | Winter | B17 | 100 | 600 | 600 | 57.12 | 60.13 | 3 | 0.01
2040 | NEISO_2_NYISO_G-I | NEISO | NYISO_G-I | Internal | Winter | B18 | 400 | 600 | 600 | 57.12 | 60.13 | 3 | 0.01
2040 | NEISO_2_NYISO_G-I | NEISO | NYISO_G-I | Internal | Winter | B19 | 700 | 600 | 0 | 57.12 | 57.85 | 3 | 0
2040 | NEISO_2_NYISO_G-I | NEISO | NYISO_G-I | Internal | Winter | B20 | 935 | 600 | 0 | 57.12 | 56.85 | 3 | 0
2040 | NEISO_2_NYISO_J-K | NEISO | NYISO_J-K | Internal | Shoulder | B11 | 25 | 500 | 500 | 45.22 | 65.44 | 3 | 17.22
2040 | NEISO_2_NYISO_J-K | NEISO | NYISO_J-K | Internal | Shoulder | B12 | 200 | 500 | 500 | 45.22 | 53.81 | 3 | 5.59
2040 | NEISO_2_NYISO_J-K | NEISO | NYISO_J-K | Internal | Shoulder | B13 | 600 | 500 | 500 | 45.22 | 49.1 | 3 | 0.88
2040 | NEISO_2_NYISO_J-K | NEISO | NYISO_J-K | Internal | Shoulder | B14 | 900 | 500 | 500 | 45.22 | 49.04 | 3 | 0.82
2040 | NEISO_2_NYISO_J-K | NEISO | NYISO_J-K | Internal | Shoulder | B15 | 1203 | 500 | 500 | 45.22 | 49.02 | 3 | 0.8
2040 | NEISO_2_NYISO_J-K | NEISO | NYISO_J-K | Internal | Summer | B1 | 10 | 500 | 0 | 97.94 | 94.97 | 3 | 0
2040 | NEISO_2_NYISO_J-K | NEISO | NYISO_J-K | Internal | Summer | B2 | 25 | 500 | 425.29 | 88.46 | 91.46 | 3 | 0
2040 | NEISO_2_NYISO_J-K | NEISO | NYISO_J-K | Internal | Summer | B3 | 75 | 500 | 500 | 68.42 | 74.5 | 3 | 3.08
2040 | NEISO_2_NYISO_J-K | NEISO | NYISO_J-K | Internal | Summer | B4 | 100 | 500 | 500 | 57.5 | 66.66 | 3 | 6.15
2040 | NEISO_2_NYISO_J-K | NEISO | NYISO_J-K | Internal | Summer | B5 | 200 | 500 | 500 | 52.24 | 62.95 | 3 | 7.72
2040 | NEISO_2_NYISO_J-K | NEISO | NYISO_J-K | Internal | Summer | B6 | 300 | 500 | 500 | 41.35 | 59.66 | 3 | 15.31
2040 | NEISO_2_NYISO_J-K | NEISO | NYISO_J-K | Internal | Summer | B7 | 400 | 500 | 500 | 41.35 | 59.66 | 3 | 15.31
2040 | NEISO_2_NYISO_J-K | NEISO | NYISO_J-K | Internal | Summer | B8 | 500 | 500 | 500 | 41.35 | 57.72 | 3 | 13.37
2040 | NEISO_2_NYISO_J-K | NEISO | NYISO_J-K | Internal | Summer | B9 | 800 | 500 | 500 | 41.35 | 45.44 | 3 | 1.09
2040 | NEISO_2_NYISO_J-K | NEISO | NYISO_J-K | Internal | Summer | B10 | 1262 | 500 | 500 | 41.35 | 44.81 | 3 | 0.47
2040 | NEISO_2_NYISO_J-K | NEISO | NYISO_J-K | Internal | Winter | B16 | 25 | 500 | 500 | 57.12 | 85.58 | 3 | 25.46
2040 | NEISO_2_NYISO_J-K | NEISO | NYISO_J-K | Internal | Winter | B17 | 100 | 500 | 500 | 57.12 | 66.77 | 3 | 6.65
2040 | NEISO_2_NYISO_J-K | NEISO | NYISO_J-K | Internal | Winter | B18 | 400 | 500 | 500 | 57.12 | 64.48 | 3 | 4.35
2040 | NEISO_2_NYISO_J-K | NEISO | NYISO_J-K | Internal | Winter | B19 | 700 | 500 | 500 | 57.12 | 64.02 | 3 | 3.9
2040 | NEISO_2_NYISO_J-K | NEISO | NYISO_J-K | Internal | Winter | B20 | 935 | 500 | 272.06 | 57.12 | 60.12 | 3 | 0
2040 | NonRTO_Midwest_2_TVA_Transmission | NonRTO_Midwest | TVA_Transmission | Internal | Shoulder | B11 | 25 | 2400 | 0 | 84.25 | 79 | 8 | 0
2040 | NonRTO_Midwest_2_TVA_Transmission | NonRTO_Midwest | TVA_Transmission | Internal | Shoulder | B12 | 200 | 2400 | 0 | 66.9 | 60.61 | 8 | 0
2040 | NonRTO_Midwest_2_TVA_Transmission | NonRTO_Midwest | TVA_Transmission | Internal | Shoulder | B13 | 600 | 2400 | 0 | 65.3 | 59.68 | 8 | 0
2040 | NonRTO_Midwest_2_TVA_Transmission | NonRTO_Midwest | TVA_Transmission | Internal | Shoulder | B14 | 900 | 2400 | 0 | 53.43 | 58.43 | 8 | 0
2040 | NonRTO_Midwest_2_TVA_Transmission | NonRTO_Midwest | TVA_Transmission | Internal | Shoulder | B15 | 1203 | 2400 | 309.6 | 44.21 | 52.21 | 8 | 0
2040 | NonRTO_Midwest_2_TVA_Transmission | NonRTO_Midwest | TVA_Transmission | Internal | Summer | B1 | 10 | 2400 | 0 | 99.57 | 99.58 | 8 | 0
2040 | NonRTO_Midwest_2_TVA_Transmission | NonRTO_Midwest | TVA_Transmission | Internal | Summer | B2 | 25 | 2400 | 0 | 94.05 | 98.67 | 8 | 0
2040 | NonRTO_Midwest_2_TVA_Transmission | NonRTO_Midwest | TVA_Transmission | Internal | Summer | B3 | 75 | 2400 | 0 | 94.05 | 92.48 | 8 | 0
2040 | NonRTO_Midwest_2_TVA_Transmission | NonRTO_Midwest | TVA_Transmission | Internal | Summer | B4 | 100 | 2400 | 0 | 94.05 | 92.3 | 8 | 0
2040 | NonRTO_Midwest_2_TVA_Transmission | NonRTO_Midwest | TVA_Transmission | Internal | Summer | B5 | 200 | 2400 | 0 | 94.02 | 90.04 | 8 | 0
2040 | NonRTO_Midwest_2_TVA_Transmission | NonRTO_Midwest | TVA_Transmission | Internal | Summer | B6 | 300 | 2400 | 0 | 76.07 | 71.25 | 8 | 0
2040 | NonRTO_Midwest_2_TVA_Transmission | NonRTO_Midwest | TVA_Transmission | Internal | Summer | B7 | 400 | 2400 | 0 | 63.95 | 59.15 | 8 | 0
2040 | NonRTO_Midwest_2_TVA_Transmission | NonRTO_Midwest | TVA_Transmission | Internal | Summer | B8 | 500 | 2400 | 0 | 51.79 | 57.26 | 8 | 0
2040 | NonRTO_Midwest_2_TVA_Transmission | NonRTO_Midwest | TVA_Transmission | Internal | Summer | B9 | 800 | 2400 | 333.23 | 45.36 | 53.36 | 8 | 0
2040 | NonRTO_Midwest_2_TVA_Transmission | NonRTO_Midwest | TVA_Transmission | Internal | Summer | B10 | 1262 | 2400 | 0 | 36.75 | 44.6 | 8 | 0
2040 | NonRTO_Midwest_2_TVA_Transmission | NonRTO_Midwest | TVA_Transmission | Internal | Winter | B16 | 25 | 2400 | 0 | 73.1 | 69.31 | 8 | 0
2040 | NonRTO_Midwest_2_TVA_Transmission | NonRTO_Midwest | TVA_Transmission | Internal | Winter | B17 | 100 | 2400 | 0 | 70.3 | 65.45 | 8 | 0
2040 | NonRTO_Midwest_2_TVA_Transmission | NonRTO_Midwest | TVA_Transmission | Internal | Winter | B18 | 400 | 2400 | 0 | 68.46 | 62.76 | 8 | 0
2040 | NonRTO_Midwest_2_TVA_Transmission | NonRTO_Midwest | TVA_Transmission | Internal | Winter | B19 | 700 | 2400 | 0 | 55.04 | 57.96 | 8 | 0
2040 | NonRTO_Midwest_2_TVA_Transmission | NonRTO_Midwest | TVA_Transmission | Internal | Winter | B20 | 935 | 2400 | 343.3 | 43.07 | 51.07 | 8 | 0
2040 | NYISO_A-F_2_IESO | NYISO_A-F | IESO | Internal | Shoulder | B11 | 25 | 1600 | 0 | 53.78 | 52.7 | 7 | 0
2040 | NYISO_A-F_2_IESO | NYISO_A-F | IESO | Internal | Shoulder | B12 | 200 | 1600 | 0 | 53.78 | 51.91 | 7 | 0
2040 | NYISO_A-F_2_IESO | NYISO_A-F | IESO | Internal | Shoulder | B13 | 600 | 1600 | 0 | 49.07 | 51.91 | 7 | 0
2040 | NYISO_A-F_2_IESO | NYISO_A-F | IESO | Internal | Shoulder | B14 | 900 | 1600 | 0 | 49.02 | 51.91 | 7 | 0
2040 | NYISO_A-F_2_IESO | NYISO_A-F | IESO | Internal | Shoulder | B15 | 1203 | 1600 | 0 | 49.02 | 51.91 | 7 | 0
2040 | NYISO_A-F_2_IESO | NYISO_A-F | IESO | Internal | Summer | B1 | 10 | 1600 | 0 | 94.94 | 87.94 | 7 | 0
2040 | NYISO_A-F_2_IESO | NYISO_A-F | IESO | Internal | Summer | B2 | 25 | 1600 | 0 | 91.43 | 84.43 | 7 | 0
2040 | NYISO_A-F_2_IESO | NYISO_A-F | IESO | Internal | Summer | B3 | 75 | 1600 | 488.89 | 74.48 | 81.48 | 7 | 0
2040 | NYISO_A-F_2_IESO | NYISO_A-F | IESO | Internal | Summer | B4 | 100 | 1600 | 616.85 | 66.64 | 73.64 | 7 | 0
2040 | NYISO_A-F_2_IESO | NYISO_A-F | IESO | Internal | Summer | B5 | 200 | 1600 | 0 | 62.93 | 67.87 | 7 | 0
2040 | NYISO_A-F_2_IESO | NYISO_A-F | IESO | Internal | Summer | B6 | 300 | 1600 | 0 | 58.07 | 52 | 7 | 0
2040 | NYISO_A-F_2_IESO | NYISO_A-F | IESO | Internal | Summer | B7 | 400 | 1600 | 0 | 47.73 | 48.96 | 7 | 0
2040 | NYISO_A-F_2_IESO | NYISO_A-F | IESO | Internal | Summer | B8 | 500 | 1600 | 0 | 47.73 | 48.96 | 7 | 0
2040 | NYISO_A-F_2_IESO | NYISO_A-F | IESO | Internal | Summer | B9 | 800 | 1600 | 0 | 45.42 | 48.96 | 7 | 0
2040 | NYISO_A-F_2_IESO | NYISO_A-F | IESO | Internal | Summer | B10 | 1262 | 1600 | 0 | 45.42 | 48.96 | 7 | 0
2040 | NYISO_A-F_2_IESO | NYISO_A-F | IESO | Internal | Winter | B16 | 25 | 1600 | 0 | 61.65 | 55.59 | 7 | 0
2040 | NYISO_A-F_2_IESO | NYISO_A-F | IESO | Internal | Winter | B17 | 100 | 1600 | 0 | 60.12 | 55.05 | 7 | 0
2040 | NYISO_A-F_2_IESO | NYISO_A-F | IESO | Internal | Winter | B18 | 400 | 1600 | 0 | 60.12 | 55.05 | 7 | 0
2040 | NYISO_A-F_2_IESO | NYISO_A-F | IESO | Internal | Winter | B19 | 700 | 1600 | 0 | 57.84 | 55.05 | 7 | 0
2040 | NYISO_A-F_2_IESO | NYISO_A-F | IESO | Internal | Winter | B20 | 935 | 1600 | 0 | 56.83 | 55.05 | 7 | 0
2040 | NYISO_A-F_2_NEISO | NYISO_A-F | NEISO | Internal | Shoulder | B11 | 25 | 600 | 0 | 53.78 | 45.22 | 3 | 0
2040 | NYISO_A-F_2_NEISO | NYISO_A-F | NEISO | Internal | Shoulder | B12 | 200 | 600 | 0 | 53.78 | 45.22 | 3 | 0
2040 | NYISO_A-F_2_NEISO | NYISO_A-F | NEISO | Internal | Shoulder | B13 | 600 | 600 | 0 | 49.07 | 45.22 | 3 | 0
2040 | NYISO_A-F_2_NEISO | NYISO_A-F | NEISO | Internal | Shoulder | B14 | 900 | 600 | 0 | 49.02 | 45.22 | 3 | 0
2040 | NYISO_A-F_2_NEISO | NYISO_A-F | NEISO | Internal | Shoulder | B15 | 1203 | 600 | 0 | 49.02 | 45.22 | 3 | 0
2040 | NYISO_A-F_2_NEISO | NYISO_A-F | NEISO | Internal | Summer | B1 | 10 | 600 | 75.47 | 94.94 | 97.94 | 3 | 0
2040 | NYISO_A-F_2_NEISO | NYISO_A-F | NEISO | Internal | Summer | B2 | 25 | 600 | 0 | 91.43 | 88.46 | 3 | 0
2040 | NYISO_A-F_2_NEISO | NYISO_A-F | NEISO | Internal | Summer | B3 | 75 | 600 | 0 | 74.48 | 68.42 | 3 | 0
2040 | NYISO_A-F_2_NEISO | NYISO_A-F | NEISO | Internal | Summer | B4 | 100 | 600 | 0 | 66.64 | 57.5 | 3 | 0
2040 | NYISO_A-F_2_NEISO | NYISO_A-F | NEISO | Internal | Summer | B5 | 200 | 600 | 0 | 62.93 | 52.24 | 3 | 0
2040 | NYISO_A-F_2_NEISO | NYISO_A-F | NEISO | Internal | Summer | B6 | 300 | 600 | 0 | 58.07 | 41.35 | 3 | 0
2040 | NYISO_A-F_2_NEISO | NYISO_A-F | NEISO | Internal | Summer | B7 | 400 | 600 | 0 | 47.73 | 41.35 | 3 | 0
2040 | NYISO_A-F_2_NEISO | NYISO_A-F | NEISO | Internal | Summer | B8 | 500 | 600 | 0 | 47.73 | 41.35 | 3 | 0
2040 | NYISO_A-F_2_NEISO | NYISO_A-F | NEISO | Internal | Summer | B9 | 800 | 600 | 0 | 45.42 | 41.35 | 3 | 0
2040 | NYISO_A-F_2_NEISO | NYISO_A-F | NEISO | Internal | Summer | B10 | 1262 | 600 | 0 | 45.42 | 41.35 | 3 | 0
2040 | NYISO_A-F_2_NEISO | NYISO_A-F | NEISO | Internal | Winter | B16 | 25 | 600 | 0 | 61.65 | 57.12 | 3 | 0
2040 | NYISO_A-F_2_NEISO | NYISO_A-F | NEISO | Internal | Winter | B17 | 100 | 600 | 0 | 60.12 | 57.12 | 3 | 0
2040 | NYISO_A-F_2_NEISO | NYISO_A-F | NEISO | Internal | Winter | B18 | 400 | 600 | 0 | 60.12 | 57.12 | 3 | 0
2040 | NYISO_A-F_2_NEISO | NYISO_A-F | NEISO | Internal | Winter | B19 | 700 | 600 | 0 | 57.84 | 57.12 | 3 | 0
2040 | NYISO_A-F_2_NEISO | NYISO_A-F | NEISO | Internal | Winter | B20 | 935 | 600 | 0 | 56.83 | 57.12 | 3 | 0
2040 | NYISO_A-F_2_NYISO_G-I | NYISO_A-F | NYISO_G-I | Internal | Shoulder | B11 | 25 | 4757 | 1699.77 | 53.78 | 53.8 | 0.01 | 0
2040 | NYISO_A-F_2_NYISO_G-I | NYISO_A-F | NYISO_G-I | Internal | Shoulder | B12 | 200 | 4757 | 1265.07 | 53.78 | 53.8 | 0.01 | 0
2040 | NYISO_A-F_2_NYISO_G-I | NYISO_A-F | NYISO_G-I | Internal | Shoulder | B13 | 600 | 4757 | 1220.85 | 49.07 | 49.08 | 0.01 | 0
2040 | NYISO_A-F_2_NYISO_G-I | NYISO_A-F | NYISO_G-I | Internal | Shoulder | B14 | 900 | 4757 | 1082.28 | 49.02 | 49.03 | 0.01 | 0
2040 | NYISO_A-F_2_NYISO_G-I | NYISO_A-F | NYISO_G-I | Internal | Shoulder | B15 | 1203 | 4757 | 0 | 49.02 | 49 | 0.01 | 0
2040 | NYISO_A-F_2_NYISO_G-I | NYISO_A-F | NYISO_G-I | Internal | Summer | B1 | 10 | 4757 | 2430.28 | 94.94 | 94.96 | 0.01 | 0
2040 | NYISO_A-F_2_NYISO_G-I | NYISO_A-F | NYISO_G-I | Internal | Summer | B2 | 25 | 4757 | 2655.86 | 91.43 | 91.44 | 0.01 | 0
2040 | NYISO_A-F_2_NYISO_G-I | NYISO_A-F | NYISO_G-I | Internal | Summer | B3 | 75 | 4757 | 1546.77 | 74.48 | 74.49 | 0.01 | 0
2040 | NYISO_A-F_2_NYISO_G-I | NYISO_A-F | NYISO_G-I | Internal | Summer | B4 | 100 | 4757 | 1772.76 | 66.64 | 66.65 | 0.01 | 0
2040 | NYISO_A-F_2_NYISO_G-I | NYISO_A-F | NYISO_G-I | Internal | Summer | B5 | 200 | 4757 | 2308.09 | 62.93 | 62.94 | 0.01 | 0
2040 | NYISO_A-F_2_NYISO_G-I | NYISO_A-F | NYISO_G-I | Internal | Summer | B6 | 300 | 4757 | 2080.34 | 58.07 | 58.08 | 0.01 | 0
2040 | NYISO_A-F_2_NYISO_G-I | NYISO_A-F | NYISO_G-I | Internal | Summer | B7 | 400 | 4757 | 1290.6 | 47.73 | 47.74 | 0.01 | 0
2040 | NYISO_A-F_2_NYISO_G-I | NYISO_A-F | NYISO_G-I | Internal | Summer | B8 | 500 | 4757 | 1114.53 | 47.73 | 47.74 | 0.01 | 0
2040 | NYISO_A-F_2_NYISO_G-I | NYISO_A-F | NYISO_G-I | Internal | Summer | B9 | 800 | 4757 | 135.65 | 45.42 | 45.43 | 0.01 | 0
2040 | NYISO_A-F_2_NYISO_G-I | NYISO_A-F | NYISO_G-I | Internal | Summer | B10 | 1262 | 4757 | 0 | 45.42 | 44.8 | 0.01 | 0
2040 | NYISO_A-F_2_NYISO_G-I | NYISO_A-F | NYISO_G-I | Internal | Winter | B16 | 25 | 4757 | 2499.4 | 61.65 | 61.67 | 0.01 | 0
2040 | NYISO_A-F_2_NYISO_G-I | NYISO_A-F | NYISO_G-I | Internal | Winter | B17 | 100 | 4757 | 2350.14 | 60.12 | 60.13 | 0.01 | 0
2040 | NYISO_A-F_2_NYISO_G-I | NYISO_A-F | NYISO_G-I | Internal | Winter | B18 | 400 | 4757 | 2271.13 | 60.12 | 60.13 | 0.01 | 0
2040 | NYISO_A-F_2_NYISO_G-I | NYISO_A-F | NYISO_G-I | Internal | Winter | B19 | 700 | 4757 | 2671.56 | 57.84 | 57.85 | 0.01 | 0
2040 | NYISO_A-F_2_NYISO_G-I | NYISO_A-F | NYISO_G-I | Internal | Winter | B20 | 935 | 4757 | 1789.76 | 56.83 | 56.85 | 0.01 | 0
2040 | NYISO_A-F_2_PJM_ROM | NYISO_A-F | PJM_ROM | Internal | Shoulder | B11 | 25 | 1000 | 0 | 53.78 | 59.39 | 8 | 0
2040 | NYISO_A-F_2_PJM_ROM | NYISO_A-F | PJM_ROM | Internal | Shoulder | B12 | 200 | 1000 | 0 | 53.78 | 56.89 | 8 | 0
2040 | NYISO_A-F_2_PJM_ROM | NYISO_A-F | PJM_ROM | Internal | Shoulder | B13 | 600 | 1000 | 0 | 49.07 | 52.72 | 8 | 0
2040 | NYISO_A-F_2_PJM_ROM | NYISO_A-F | PJM_ROM | Internal | Shoulder | B14 | 900 | 1000 | 0 | 49.02 | 52.42 | 8 | 0
2040 | NYISO_A-F_2_PJM_ROM | NYISO_A-F | PJM_ROM | Internal | Shoulder | B15 | 1203 | 1000 | 0 | 49.02 | 47.45 | 8 | 0
2040 | NYISO_A-F_2_PJM_ROM | NYISO_A-F | PJM_ROM | Internal | Summer | B1 | 10 | 1000 | 0 | 94.94 | 88.96 | 8 | 0
2040 | NYISO_A-F_2_PJM_ROM | NYISO_A-F | PJM_ROM | Internal | Summer | B2 | 25 | 1000 | 0 | 91.43 | 88.64 | 8 | 0
2040 | NYISO_A-F_2_PJM_ROM | NYISO_A-F | PJM_ROM | Internal | Summer | B3 | 75 | 1000 | 1000 | 74.48 | 82.49 | 8 | 0.01
2040 | NYISO_A-F_2_PJM_ROM | NYISO_A-F | PJM_ROM | Internal | Summer | B4 | 100 | 1000 | 1000 | 66.64 | 74.65 | 8 | 0.01
2040 | NYISO_A-F_2_PJM_ROM | NYISO_A-F | PJM_ROM | Internal | Summer | B5 | 200 | 1000 | 917.32 | 62.93 | 70.93 | 8 | 0
2040 | NYISO_A-F_2_PJM_ROM | NYISO_A-F | PJM_ROM | Internal | Summer | B6 | 300 | 1000 | 700.87 | 58.07 | 66.07 | 8 | 0
2040 | NYISO_A-F_2_PJM_ROM | NYISO_A-F | PJM_ROM | Internal | Summer | B7 | 400 | 1000 | 0 | 47.73 | 54.37 | 8 | 0
2040 | NYISO_A-F_2_PJM_ROM | NYISO_A-F | PJM_ROM | Internal | Summer | B8 | 500 | 1000 | 0 | 47.73 | 51.73 | 8 | 0
2040 | NYISO_A-F_2_PJM_ROM | NYISO_A-F | PJM_ROM | Internal | Summer | B9 | 800 | 1000 | 0 | 45.42 | 47.35 | 8 | 0
2040 | NYISO_A-F_2_PJM_ROM | NYISO_A-F | PJM_ROM | Internal | Summer | B10 | 1262 | 1000 | 0 | 45.42 | 42.1 | 8 | 0
2040 | NYISO_A-F_2_PJM_ROM | NYISO_A-F | PJM_ROM | Internal | Winter | B16 | 25 | 1000 | 0 | 61.65 | 62.45 | 8 | 0
2040 | NYISO_A-F_2_PJM_ROM | NYISO_A-F | PJM_ROM | Internal | Winter | B17 | 100 | 1000 | 0 | 60.12 | 60.3 | 8 | 0
2040 | NYISO_A-F_2_PJM_ROM | NYISO_A-F | PJM_ROM | Internal | Winter | B18 | 400 | 1000 | 0 | 60.12 | 58.46 | 8 | 0
2040 | NYISO_A-F_2_PJM_ROM | NYISO_A-F | PJM_ROM | Internal | Winter | B19 | 700 | 1000 | 0 | 57.84 | 54.67 | 8 | 0
2040 | NYISO_A-F_2_PJM_ROM | NYISO_A-F | PJM_ROM | Internal | Winter | B20 | 935 | 1000 | 0 | 56.83 | 50.16 | 8 | 0
2040 | NYISO_G-I_2_NEISO | NYISO_G-I | NEISO | Internal | Shoulder | B11 | 25 | 600 | 0 | 53.8 | 45.22 | 3 | 0
2040 | NYISO_G-I_2_NEISO | NYISO_G-I | NEISO | Internal | Shoulder | B12 | 200 | 600 | 0 | 53.8 | 45.22 | 3 | 0
2040 | NYISO_G-I_2_NEISO | NYISO_G-I | NEISO | Internal | Shoulder | B13 | 600 | 600 | 0 | 49.08 | 45.22 | 3 | 0
2040 | NYISO_G-I_2_NEISO | NYISO_G-I | NEISO | Internal | Shoulder | B14 | 900 | 600 | 0 | 49.03 | 45.22 | 3 | 0
2040 | NYISO_G-I_2_NEISO | NYISO_G-I | NEISO | Internal | Shoulder | B15 | 1203 | 600 | 0 | 49 | 45.22 | 3 | 0
2040 | NYISO_G-I_2_NEISO | NYISO_G-I | NEISO | Internal | Summer | B1 | 10 | 600 | 0 | 94.96 | 97.94 | 3 | 0
2040 | NYISO_G-I_2_NEISO | NYISO_G-I | NEISO | Internal | Summer | B2 | 25 | 600 | 0 | 91.44 | 88.46 | 3 | 0
2040 | NYISO_G-I_2_NEISO | NYISO_G-I | NEISO | Internal | Summer | B3 | 75 | 600 | 0 | 74.49 | 68.42 | 3 | 0
2040 | NYISO_G-I_2_NEISO | NYISO_G-I | NEISO | Internal | Summer | B4 | 100 | 600 | 0 | 66.65 | 57.5 | 3 | 0
2040 | NYISO_G-I_2_NEISO | NYISO_G-I | NEISO | Internal | Summer | B5 | 200 | 600 | 0 | 62.94 | 52.24 | 3 | 0
2040 | NYISO_G-I_2_NEISO | NYISO_G-I | NEISO | Internal | Summer | B6 | 300 | 600 | 0 | 58.08 | 41.35 | 3 | 0
2040 | NYISO_G-I_2_NEISO | NYISO_G-I | NEISO | Internal | Summer | B7 | 400 | 600 | 0 | 47.74 | 41.35 | 3 | 0
2040 | NYISO_G-I_2_NEISO | NYISO_G-I | NEISO | Internal | Summer | B8 | 500 | 600 | 0 | 47.74 | 41.35 | 3 | 0
2040 | NYISO_G-I_2_NEISO | NYISO_G-I | NEISO | Internal | Summer | B9 | 800 | 600 | 0 | 45.43 | 41.35 | 3 | 0
2040 | NYISO_G-I_2_NEISO | NYISO_G-I | NEISO | Internal | Summer | B10 | 1262 | 600 | 0 | 44.8 | 41.35 | 3 | 0
2040 | NYISO_G-I_2_NEISO | NYISO_G-I | NEISO | Internal | Winter | B16 | 25 | 600 | 0 | 61.67 | 57.12 | 3 | 0
2040 | NYISO_G-I_2_NEISO | NYISO_G-I | NEISO | Internal | Winter | B17 | 100 | 600 | 0 | 60.13 | 57.12 | 3 | 0
2040 | NYISO_G-I_2_NEISO | NYISO_G-I | NEISO | Internal | Winter | B18 | 400 | 600 | 0 | 60.13 | 57.12 | 3 | 0
2040 | NYISO_G-I_2_NEISO | NYISO_G-I | NEISO | Internal | Winter | B19 | 700 | 600 | 0 | 57.85 | 57.12 | 3 | 0
2040 | NYISO_G-I_2_NEISO | NYISO_G-I | NEISO | Internal | Winter | B20 | 935 | 600 | 0 | 56.85 | 57.12 | 3 | 0
2040 | NYISO_G-I_2_NYISO_A-F | NYISO_G-I | NYISO_A-F | Internal | Shoulder | B11 | 25 | 2506 | 0 | 53.8 | 53.78 | 0.01 | 0
2040 | NYISO_G-I_2_NYISO_A-F | NYISO_G-I | NYISO_A-F | Internal | Shoulder | B12 | 200 | 2506 | 0 | 53.8 | 53.78 | 0.01 | 0
2040 | NYISO_G-I_2_NYISO_A-F | NYISO_G-I | NYISO_A-F | Internal | Shoulder | B13 | 600 | 2506 | 0 | 49.08 | 49.07 | 0.01 | 0
2040 | NYISO_G-I_2_NYISO_A-F | NYISO_G-I | NYISO_A-F | Internal | Shoulder | B14 | 900 | 2506 | 0 | 49.03 | 49.02 | 0.01 | 0
2040 | NYISO_G-I_2_NYISO_A-F | NYISO_G-I | NYISO_A-F | Internal | Shoulder | B15 | 1203 | 2506 | 1447.05 | 49 | 49.02 | 0.01 | 0
2040 | NYISO_G-I_2_NYISO_A-F | NYISO_G-I | NYISO_A-F | Internal | Summer | B1 | 10 | 2506 | 0 | 94.96 | 94.94 | 0.01 | 0
2040 | NYISO_G-I_2_NYISO_A-F | NYISO_G-I | NYISO_A-F | Internal | Summer | B2 | 25 | 2506 | 0 | 91.44 | 91.43 | 0.01 | 0
2040 | NYISO_G-I_2_NYISO_A-F | NYISO_G-I | NYISO_A-F | Internal | Summer | B3 | 75 | 2506 | 0 | 74.49 | 74.48 | 0.01 | 0
2040 | NYISO_G-I_2_NYISO_A-F | NYISO_G-I | NYISO_A-F | Internal | Summer | B4 | 100 | 2506 | 0 | 66.65 | 66.64 | 0.01 | 0
2040 | NYISO_G-I_2_NYISO_A-F | NYISO_G-I | NYISO_A-F | Internal | Summer | B5 | 200 | 2506 | 0 | 62.94 | 62.93 | 0.01 | 0
2040 | NYISO_G-I_2_NYISO_A-F | NYISO_G-I | NYISO_A-F | Internal | Summer | B6 | 300 | 2506 | 0 | 58.08 | 58.07 | 0.01 | 0
2040 | NYISO_G-I_2_NYISO_A-F | NYISO_G-I | NYISO_A-F | Internal | Summer | B7 | 400 | 2506 | 0 | 47.74 | 47.73 | 0.01 | 0
2040 | NYISO_G-I_2_NYISO_A-F | NYISO_G-I | NYISO_A-F | Internal | Summer | B8 | 500 | 2506 | 0 | 47.74 | 47.73 | 0.01 | 0
2040 | NYISO_G-I_2_NYISO_A-F | NYISO_G-I | NYISO_A-F | Internal | Summer | B9 | 800 | 2506 | 0 | 45.43 | 45.42 | 0.01 | 0
2040 | NYISO_G-I_2_NYISO_A-F | NYISO_G-I | NYISO_A-F | Internal | Summer | B10 | 1262 | 2506 | 2506 | 44.8 | 45.42 | 0.01 | 0.6
2040 | NYISO_G-I_2_NYISO_A-F | NYISO_G-I | NYISO_A-F | Internal | Winter | B16 | 25 | 2506 | 0 | 61.67 | 61.65 | 0.01 | 0
2040 | NYISO_G-I_2_NYISO_A-F | NYISO_G-I | NYISO_A-F | Internal | Winter | B17 | 100 | 2506 | 0 | 60.13 | 60.12 | 0.01 | 0
2040 | NYISO_G-I_2_NYISO_A-F | NYISO_G-I | NYISO_A-F | Internal | Winter | B18 | 400 | 2506 | 0 | 60.13 | 60.12 | 0.01 | 0
2040 | NYISO_G-I_2_NYISO_A-F | NYISO_G-I | NYISO_A-F | Internal | Winter | B19 | 700 | 2506 | 0 | 57.85 | 57.84 | 0.01 | 0
2040 | NYISO_G-I_2_NYISO_A-F | NYISO_G-I | NYISO_A-F | Internal | Winter | B20 | 935 | 2506 | 0 | 56.85 | 56.83 | 0.01 | 0
2040 | NYISO_G-I_2_NYISO_J-K | NYISO_G-I | NYISO_J-K | Internal | Shoulder | B11 | 25 | 6188 | 6188 | 53.8 | 65.44 | 0.01 | 11.63
2040 | NYISO_G-I_2_NYISO_J-K | NYISO_G-I | NYISO_J-K | Internal | Shoulder | B12 | 200 | 6188 | 5827.26 | 53.8 | 53.81 | 0.01 | 0
2040 | NYISO_G-I_2_NYISO_J-K | NYISO_G-I | NYISO_J-K | Internal | Shoulder | B13 | 600 | 6188 | 5908.22 | 49.08 | 49.1 | 0.01 | 0
2040 | NYISO_G-I_2_NYISO_J-K | NYISO_G-I | NYISO_J-K | Internal | Shoulder | B14 | 900 | 6188 | 5948.23 | 49.03 | 49.04 | 0.01 | 0
2040 | NYISO_G-I_2_NYISO_J-K | NYISO_G-I | NYISO_J-K | Internal | Shoulder | B15 | 1203 | 6188 | 3916.54 | 49 | 49.02 | 0.01 | 0
2040 | NYISO_G-I_2_NYISO_J-K | NYISO_G-I | NYISO_J-K | Internal | Summer | B1 | 10 | 6188 | 5187.98 | 94.96 | 94.97 | 0.01 | 0
2040 | NYISO_G-I_2_NYISO_J-K | NYISO_G-I | NYISO_J-K | Internal | Summer | B2 | 25 | 6188 | 5597.96 | 91.44 | 91.46 | 0.01 | 0
2040 | NYISO_G-I_2_NYISO_J-K | NYISO_G-I | NYISO_J-K | Internal | Summer | B3 | 75 | 6188 | 4058.42 | 74.49 | 74.5 | 0.01 | 0
2040 | NYISO_G-I_2_NYISO_J-K | NYISO_G-I | NYISO_J-K | Internal | Summer | B4 | 100 | 6188 | 4589.77 | 66.65 | 66.66 | 0.01 | 0
2040 | NYISO_G-I_2_NYISO_J-K | NYISO_G-I | NYISO_J-K | Internal | Summer | B5 | 200 | 6188 | 5394.5 | 62.94 | 62.95 | 0.01 | 0
2040 | NYISO_G-I_2_NYISO_J-K | NYISO_G-I | NYISO_J-K | Internal | Summer | B6 | 300 | 6188 | 6188 | 58.08 | 59.66 | 0.01 | 1.56
2040 | NYISO_G-I_2_NYISO_J-K | NYISO_G-I | NYISO_J-K | Internal | Summer | B7 | 400 | 6188 | 6188 | 47.74 | 59.66 | 0.01 | 11.91
2040 | NYISO_G-I_2_NYISO_J-K | NYISO_G-I | NYISO_J-K | Internal | Summer | B8 | 500 | 6188 | 6188 | 47.74 | 57.72 | 0.01 | 9.97
2040 | NYISO_G-I_2_NYISO_J-K | NYISO_G-I | NYISO_J-K | Internal | Summer | B9 | 800 | 6188 | 5449.64 | 45.43 | 45.44 | 0.01 | 0
2040 | NYISO_G-I_2_NYISO_J-K | NYISO_G-I | NYISO_J-K | Internal | Summer | B10 | 1262 | 6188 | 3330.19 | 44.8 | 44.81 | 0.01 | 0
2040 | NYISO_G-I_2_NYISO_J-K | NYISO_G-I | NYISO_J-K | Internal | Winter | B16 | 25 | 6188 | 6188 | 61.67 | 85.58 | 0.01 | 23.91
2040 | NYISO_G-I_2_NYISO_J-K | NYISO_G-I | NYISO_J-K | Internal | Winter | B17 | 100 | 6188 | 6188 | 60.13 | 66.77 | 0.01 | 6.62
2040 | NYISO_G-I_2_NYISO_J-K | NYISO_G-I | NYISO_J-K | Internal | Winter | B18 | 400 | 6188 | 6188 | 60.13 | 64.48 | 0.01 | 4.33
2040 | NYISO_G-I_2_NYISO_J-K | NYISO_G-I | NYISO_J-K | Internal | Winter | B19 | 700 | 6188 | 6188 | 57.85 | 64.02 | 0.01 | 6.16
2040 | NYISO_G-I_2_NYISO_J-K | NYISO_G-I | NYISO_J-K | Internal | Winter | B20 | 935 | 6188 | 6188 | 56.85 | 60.12 | 0.01 | 3.26
2040 | NYISO_G-I_2_PJM_E | NYISO_G-I | PJM_E | Internal | Shoulder | B11 | 25 | 1500 | 0 | 53.8 | 59.38 | 8 | 0
2040 | NYISO_G-I_2_PJM_E | NYISO_G-I | PJM_E | Internal | Shoulder | B12 | 200 | 1500 | 0 | 53.8 | 56.88 | 8 | 0
2040 | NYISO_G-I_2_PJM_E | NYISO_G-I | PJM_E | Internal | Shoulder | B13 | 600 | 1500 | 0 | 49.08 | 52.71 | 8 | 0
2040 | NYISO_G-I_2_PJM_E | NYISO_G-I | PJM_E | Internal | Shoulder | B14 | 900 | 1500 | 0 | 49.03 | 52.41 | 8 | 0
2040 | NYISO_G-I_2_PJM_E | NYISO_G-I | PJM_E | Internal | Shoulder | B15 | 1203 | 1500 | 0 | 49 | 47.46 | 8 | 0
2040 | NYISO_G-I_2_PJM_E | NYISO_G-I | PJM_E | Internal | Summer | B1 | 10 | 1500 | 0 | 94.96 | 88.97 | 8 | 0
2040 | NYISO_G-I_2_PJM_E | NYISO_G-I | PJM_E | Internal | Summer | B2 | 25 | 1500 | 0 | 91.44 | 88.66 | 8 | 0
2040 | NYISO_G-I_2_PJM_E | NYISO_G-I | PJM_E | Internal | Summer | B3 | 75 | 1500 | 1500 | 74.49 | 82.5 | 8 | 0.01
2040 | NYISO_G-I_2_PJM_E | NYISO_G-I | PJM_E | Internal | Summer | B4 | 100 | 1500 | 1500 | 66.65 | 74.66 | 8 | 0.01
2040 | NYISO_G-I_2_PJM_E | NYISO_G-I | PJM_E | Internal | Summer | B5 | 200 | 1500 | 1387.54 | 62.94 | 70.94 | 8 | 0
2040 | NYISO_G-I_2_PJM_E | NYISO_G-I | PJM_E | Internal | Summer | B6 | 300 | 1500 | 590.09 | 58.08 | 66.08 | 8 | 0
2040 | NYISO_G-I_2_PJM_E | NYISO_G-I | PJM_E | Internal | Summer | B7 | 400 | 1500 | 0 | 47.74 | 54.38 | 8 | 0
2040 | NYISO_G-I_2_PJM_E | NYISO_G-I | PJM_E | Internal | Summer | B8 | 500 | 1500 | 0 | 47.74 | 51.72 | 8 | 0
2040 | NYISO_G-I_2_PJM_E | NYISO_G-I | PJM_E | Internal | Summer | B9 | 800 | 1500 | 0 | 45.43 | 47.36 | 8 | 0
2040 | NYISO_G-I_2_PJM_E | NYISO_G-I | PJM_E | Internal | Summer | B10 | 1262 | 1500 | 0 | 44.8 | 42.11 | 8 | 0
2040 | NYISO_G-I_2_PJM_E | NYISO_G-I | PJM_E | Internal | Winter | B16 | 25 | 1500 | 0 | 61.67 | 62.46 | 8 | 0
2040 | NYISO_G-I_2_PJM_E | NYISO_G-I | PJM_E | Internal | Winter | B17 | 100 | 1500 | 0 | 60.13 | 60.31 | 8 | 0
2040 | NYISO_G-I_2_PJM_E | NYISO_G-I | PJM_E | Internal | Winter | B18 | 400 | 1500 | 0 | 60.13 | 58.48 | 8 | 0
2040 | NYISO_G-I_2_PJM_E | NYISO_G-I | PJM_E | Internal | Winter | B19 | 700 | 1500 | 0 | 57.85 | 54.68 | 8 | 0
2040 | NYISO_G-I_2_PJM_E | NYISO_G-I | PJM_E | Internal | Winter | B20 | 935 | 1500 | 0 | 56.85 | 50.17 | 8 | 0
2040 | NYISO_J-K_2_PJM_E | NYISO_J-K | PJM_E | Internal | Shoulder | B11 | 25 | 330 | 0 | 65.44 | 59.38 | 8 | 0
2040 | NYISO_J-K_2_PJM_E | NYISO_J-K | PJM_E | Internal | Shoulder | B12 | 200 | 330 | 0 | 53.81 | 56.88 | 8 | 0
2040 | NYISO_J-K_2_PJM_E | NYISO_J-K | PJM_E | Internal | Shoulder | B13 | 600 | 330 | 0 | 49.1 | 52.71 | 8 | 0
2040 | NYISO_J-K_2_PJM_E | NYISO_J-K | PJM_E | Internal | Shoulder | B14 | 900 | 330 | 0 | 49.04 | 52.41 | 8 | 0
2040 | NYISO_J-K_2_PJM_E | NYISO_J-K | PJM_E | Internal | Shoulder | B15 | 1203 | 330 | 0 | 49.02 | 47.46 | 8 | 0
2040 | NYISO_J-K_2_PJM_E | NYISO_J-K | PJM_E | Internal | Summer | B1 | 10 | 330 | 0 | 94.97 | 88.97 | 8 | 0
2040 | NYISO_J-K_2_PJM_E | NYISO_J-K | PJM_E | Internal | Summer | B2 | 25 | 330 | 0 | 91.46 | 88.66 | 8 | 0
2040 | NYISO_J-K_2_PJM_E | NYISO_J-K | PJM_E | Internal | Summer | B3 | 75 | 330 | 187.86 | 74.5 | 82.5 | 8 | 0
2040 | NYISO_J-K_2_PJM_E | NYISO_J-K | PJM_E | Internal | Summer | B4 | 100 | 330 | 81.17 | 66.66 | 74.66 | 8 | 0
2040 | NYISO_J-K_2_PJM_E | NYISO_J-K | PJM_E | Internal | Summer | B5 | 200 | 330 | 0 | 62.95 | 70.94 | 8 | 0
2040 | NYISO_J-K_2_PJM_E | NYISO_J-K | PJM_E | Internal | Summer | B6 | 300 | 330 | 0 | 59.66 | 66.08 | 8 | 0
2040 | NYISO_J-K_2_PJM_E | NYISO_J-K | PJM_E | Internal | Summer | B7 | 400 | 330 | 0 | 59.66 | 54.38 | 8 | 0
2040 | NYISO_J-K_2_PJM_E | NYISO_J-K | PJM_E | Internal | Summer | B8 | 500 | 330 | 0 | 57.72 | 51.72 | 8 | 0
2040 | NYISO_J-K_2_PJM_E | NYISO_J-K | PJM_E | Internal | Summer | B9 | 800 | 330 | 0 | 45.44 | 47.36 | 8 | 0
2040 | NYISO_J-K_2_PJM_E | NYISO_J-K | PJM_E | Internal | Summer | B10 | 1262 | 330 | 0 | 44.81 | 42.11 | 8 | 0
2040 | NYISO_J-K_2_PJM_E | NYISO_J-K | PJM_E | Internal | Winter | B16 | 25 | 330 | 0 | 85.58 | 62.46 | 8 | 0
2040 | NYISO_J-K_2_PJM_E | NYISO_J-K | PJM_E | Internal | Winter | B17 | 100 | 330 | 0 | 66.77 | 60.31 | 8 | 0
2040 | NYISO_J-K_2_PJM_E | NYISO_J-K | PJM_E | Internal | Winter | B18 | 400 | 330 | 0 | 64.48 | 58.48 | 8 | 0
2040 | NYISO_J-K_2_PJM_E | NYISO_J-K | PJM_E | Internal | Winter | B19 | 700 | 330 | 0 | 64.02 | 54.68 | 8 | 0
2040 | NYISO_J-K_2_PJM_E | NYISO_J-K | PJM_E | Internal | Winter | B20 | 935 | 330 | 0 | 60.12 | 50.17 | 8 | 0
2040 | PJM_E_2_NYISO_G-I | PJM_E | NYISO_G-I | Internal | Shoulder | B11 | 25 | 500 | 0 | 59.38 | 53.8 | 6 | 0
2040 | PJM_E_2_NYISO_G-I | PJM_E | NYISO_G-I | Internal | Shoulder | B12 | 200 | 500 | 0 | 56.88 | 53.8 | 6 | 0
2040 | PJM_E_2_NYISO_G-I | PJM_E | NYISO_G-I | Internal | Shoulder | B13 | 600 | 500 | 0 | 52.71 | 49.08 | 6 | 0
2040 | PJM_E_2_NYISO_G-I | PJM_E | NYISO_G-I | Internal | Shoulder | B14 | 900 | 500 | 0 | 52.41 | 49.03 | 6 | 0
2040 | PJM_E_2_NYISO_G-I | PJM_E | NYISO_G-I | Internal | Shoulder | B15 | 1203 | 500 | 0 | 47.46 | 49 | 6 | 0
2040 | PJM_E_2_NYISO_G-I | PJM_E | NYISO_G-I | Internal | Summer | B1 | 10 | 500 | 0 | 88.97 | 94.96 | 6 | 0
2040 | PJM_E_2_NYISO_G-I | PJM_E | NYISO_G-I | Internal | Summer | B2 | 25 | 500 | 0 | 88.66 | 91.44 | 6 | 0
2040 | PJM_E_2_NYISO_G-I | PJM_E | NYISO_G-I | Internal | Summer | B3 | 75 | 500 | 0 | 82.5 | 74.49 | 6 | 0
2040 | PJM_E_2_NYISO_G-I | PJM_E | NYISO_G-I | Internal | Summer | B4 | 100 | 500 | 0 | 74.66 | 66.65 | 6 | 0
2040 | PJM_E_2_NYISO_G-I | PJM_E | NYISO_G-I | Internal | Summer | B5 | 200 | 500 | 0 | 70.94 | 62.94 | 6 | 0
2040 | PJM_E_2_NYISO_G-I | PJM_E | NYISO_G-I | Internal | Summer | B6 | 300 | 500 | 0 | 66.08 | 58.08 | 6 | 0
2040 | PJM_E_2_NYISO_G-I | PJM_E | NYISO_G-I | Internal | Summer | B7 | 400 | 500 | 0 | 54.38 | 47.74 | 6 | 0
2040 | PJM_E_2_NYISO_G-I | PJM_E | NYISO_G-I | Internal | Summer | B8 | 500 | 500 | 0 | 51.72 | 47.74 | 6 | 0
2040 | PJM_E_2_NYISO_G-I | PJM_E | NYISO_G-I | Internal | Summer | B9 | 800 | 500 | 0 | 47.36 | 45.43 | 6 | 0
2040 | PJM_E_2_NYISO_G-I | PJM_E | NYISO_G-I | Internal | Summer | B10 | 1262 | 500 | 0 | 42.11 | 44.8 | 6 | 0
2040 | PJM_E_2_NYISO_G-I | PJM_E | NYISO_G-I | Internal | Winter | B16 | 25 | 500 | 0 | 62.46 | 61.67 | 6 | 0
2040 | PJM_E_2_NYISO_G-I | PJM_E | NYISO_G-I | Internal | Winter | B17 | 100 | 500 | 0 | 60.31 | 60.13 | 6 | 0
2040 | PJM_E_2_NYISO_G-I | PJM_E | NYISO_G-I | Internal | Winter | B18 | 400 | 500 | 0 | 58.48 | 60.13 | 6 | 0
2040 | PJM_E_2_NYISO_G-I | PJM_E | NYISO_G-I | Internal | Winter | B19 | 700 | 500 | 0 | 54.68 | 57.85 | 6 | 0
2040 | PJM_E_2_NYISO_G-I | PJM_E | NYISO_G-I | Internal | Winter | B20 | 935 | 500 | 500 | 50.17 | 56.85 | 6 | 0.67
2040 | PJM_E_2_NYISO_J-K | PJM_E | NYISO_J-K | Internal | Shoulder | B11 | 25 | 330 | 330 | 59.38 | 65.44 | 6 | 0.07
2040 | PJM_E_2_NYISO_J-K | PJM_E | NYISO_J-K | Internal | Shoulder | B12 | 200 | 330 | 0 | 56.88 | 53.81 | 6 | 0
2040 | PJM_E_2_NYISO_J-K | PJM_E | NYISO_J-K | Internal | Shoulder | B13 | 600 | 330 | 0 | 52.71 | 49.1 | 6 | 0
2040 | PJM_E_2_NYISO_J-K | PJM_E | NYISO_J-K | Internal | Shoulder | B14 | 900 | 330 | 0 | 52.41 | 49.04 | 6 | 0
2040 | PJM_E_2_NYISO_J-K | PJM_E | NYISO_J-K | Internal | Shoulder | B15 | 1203 | 330 | 0 | 47.46 | 49.02 | 6 | 0
2040 | PJM_E_2_NYISO_J-K | PJM_E | NYISO_J-K | Internal | Summer | B1 | 10 | 330 | 124.16 | 88.97 | 94.97 | 6 | 0
2040 | PJM_E_2_NYISO_J-K | PJM_E | NYISO_J-K | Internal | Summer | B2 | 25 | 330 | 0 | 88.66 | 91.46 | 6 | 0
2040 | PJM_E_2_NYISO_J-K | PJM_E | NYISO_J-K | Internal | Summer | B3 | 75 | 330 | 0 | 82.5 | 74.5 | 6 | 0
2040 | PJM_E_2_NYISO_J-K | PJM_E | NYISO_J-K | Internal | Summer | B4 | 100 | 330 | 0 | 74.66 | 66.66 | 6 | 0
2040 | PJM_E_2_NYISO_J-K | PJM_E | NYISO_J-K | Internal | Summer | B5 | 200 | 330 | 0 | 70.94 | 62.95 | 6 | 0
2040 | PJM_E_2_NYISO_J-K | PJM_E | NYISO_J-K | Internal | Summer | B6 | 300 | 330 | 0 | 66.08 | 59.66 | 6 | 0
2040 | PJM_E_2_NYISO_J-K | PJM_E | NYISO_J-K | Internal | Summer | B7 | 400 | 330 | 0 | 54.38 | 59.66 | 6 | 0
2040 | PJM_E_2_NYISO_J-K | PJM_E | NYISO_J-K | Internal | Summer | B8 | 500 | 330 | 309.71 | 51.72 | 57.72 | 6 | 0
2040 | PJM_E_2_NYISO_J-K | PJM_E | NYISO_J-K | Internal | Summer | B9 | 800 | 330 | 0 | 47.36 | 45.44 | 6 | 0
2040 | PJM_E_2_NYISO_J-K | PJM_E | NYISO_J-K | Internal | Summer | B10 | 1262 | 330 | 0 | 42.11 | 44.81 | 6 | 0
2040 | PJM_E_2_NYISO_J-K | PJM_E | NYISO_J-K | Internal | Winter | B16 | 25 | 330 | 330 | 62.46 | 85.58 | 6 | 17.12
2040 | PJM_E_2_NYISO_J-K | PJM_E | NYISO_J-K | Internal | Winter | B17 | 100 | 330 | 330 | 60.31 | 66.77 | 6 | 0.46
2040 | PJM_E_2_NYISO_J-K | PJM_E | NYISO_J-K | Internal | Winter | B18 | 400 | 330 | 229.15 | 58.48 | 64.48 | 6 | 0
2040 | PJM_E_2_NYISO_J-K | PJM_E | NYISO_J-K | Internal | Winter | B19 | 700 | 330 | 330 | 54.68 | 64.02 | 6 | 3.34
2040 | PJM_E_2_NYISO_J-K | PJM_E | NYISO_J-K | Internal | Winter | B20 | 935 | 330 | 330 | 50.17 | 60.12 | 6 | 3.95
2040 | PJM_E_2_PJM_ROM | PJM_E | PJM_ROM | Internal | Shoulder | B11 | 25 | 8000 | 3070.34 | 59.38 | 59.39 | 0.01 | 0
2040 | PJM_E_2_PJM_ROM | PJM_E | PJM_ROM | Internal | Shoulder | B12 | 200 | 8000 | 1687.04 | 56.88 | 56.89 | 0.01 | 0
2040 | PJM_E_2_PJM_ROM | PJM_E | PJM_ROM | Internal | Shoulder | B13 | 600 | 8000 | 2916.74 | 52.71 | 52.72 | 0.01 | 0
2040 | PJM_E_2_PJM_ROM | PJM_E | PJM_ROM | Internal | Shoulder | B14 | 900 | 8000 | 2307.75 | 52.41 | 52.42 | 0.01 | 0
2040 | PJM_E_2_PJM_ROM | PJM_E | PJM_ROM | Internal | Shoulder | B15 | 1203 | 8000 | 0 | 47.46 | 47.45 | 0.01 | 0
2040 | PJM_E_2_PJM_ROM | PJM_E | PJM_ROM | Internal | Summer | B1 | 10 | 8000 | 0 | 88.97 | 88.96 | 0.01 | 0
2040 | PJM_E_2_PJM_ROM | PJM_E | PJM_ROM | Internal | Summer | B2 | 25 | 8000 | 0 | 88.66 | 88.64 | 0.01 | 0
2040 | PJM_E_2_PJM_ROM | PJM_E | PJM_ROM | Internal | Summer | B3 | 75 | 8000 | 0 | 82.5 | 82.49 | 0.01 | 0
2040 | PJM_E_2_PJM_ROM | PJM_E | PJM_ROM | Internal | Summer | B4 | 100 | 8000 | 0 | 74.66 | 74.65 | 0.01 | 0
2040 | PJM_E_2_PJM_ROM | PJM_E | PJM_ROM | Internal | Summer | B5 | 200 | 8000 | 0 | 70.94 | 70.93 | 0.01 | 0
2040 | PJM_E_2_PJM_ROM | PJM_E | PJM_ROM | Internal | Summer | B6 | 300 | 8000 | 0 | 66.08 | 66.07 | 0.01 | 0
2040 | PJM_E_2_PJM_ROM | PJM_E | PJM_ROM | Internal | Summer | B7 | 400 | 8000 | 0 | 54.38 | 54.37 | 0.01 | 0
2040 | PJM_E_2_PJM_ROM | PJM_E | PJM_ROM | Internal | Summer | B8 | 500 | 8000 | 621.84 | 51.72 | 51.73 | 0.01 | 0
2040 | PJM_E_2_PJM_ROM | PJM_E | PJM_ROM | Internal | Summer | B9 | 800 | 8000 | 0 | 47.36 | 47.35 | 0.01 | 0
2040 | PJM_E_2_PJM_ROM | PJM_E | PJM_ROM | Internal | Summer | B10 | 1262 | 8000 | 0 | 42.11 | 42.1 | 0.01 | 0
2040 | PJM_E_2_PJM_ROM | PJM_E | PJM_ROM | Internal | Winter | B16 | 25 | 8000 | 0 | 62.46 | 62.45 | 0.01 | 0
2040 | PJM_E_2_PJM_ROM | PJM_E | PJM_ROM | Internal | Winter | B17 | 100 | 8000 | 0 | 60.31 | 60.3 | 0.01 | 0
2040 | PJM_E_2_PJM_ROM | PJM_E | PJM_ROM | Internal | Winter | B18 | 400 | 8000 | 0 | 58.48 | 58.46 | 0.01 | 0
2040 | PJM_E_2_PJM_ROM | PJM_E | PJM_ROM | Internal | Winter | B19 | 700 | 8000 | 0 | 54.68 | 54.67 | 0.01 | 0
2040 | PJM_E_2_PJM_ROM | PJM_E | PJM_ROM | Internal | Winter | B20 | 935 | 8000 | 0 | 50.17 | 50.16 | 0.01 | 0
2040 | PJM_ROR_2_MISO_IN | PJM_ROR | MISO_IN | Internal | Shoulder | B11 | 25 | 909 | 909 | 73 | 76.25 | 2 | 1.25
2040 | PJM_ROR_2_MISO_IN | PJM_ROR | MISO_IN | Internal | Shoulder | B12 | 200 | 909 | 685.81 | 56.9 | 58.9 | 2 | 0
2040 | PJM_ROR_2_MISO_IN | PJM_ROR | MISO_IN | Internal | Shoulder | B13 | 600 | 909 | 909 | 55.29 | 57.3 | 2 | 0.01
2040 | PJM_ROR_2_MISO_IN | PJM_ROR | MISO_IN | Internal | Shoulder | B14 | 900 | 909 | 0 | 52.43 | 54.05 | 2 | 0
2040 | PJM_ROR_2_MISO_IN | PJM_ROR | MISO_IN | Internal | Shoulder | B15 | 1203 | 909 | 788.91 | 47.46 | 49.46 | 2 | 0
2040 | PJM_ROR_2_MISO_IN | PJM_ROR | MISO_IN | Internal | Summer | B1 | 10 | 909 | 909 | 88.94 | 91.57 | 2 | 0.63
2040 | PJM_ROR_2_MISO_IN | PJM_ROR | MISO_IN | Internal | Summer | B2 | 25 | 909 | 211.23 | 88.66 | 90.66 | 2 | 0
2040 | PJM_ROR_2_MISO_IN | PJM_ROR | MISO_IN | Internal | Summer | B3 | 75 | 909 | 177.39 | 86.48 | 88.48 | 2 | 0
2040 | PJM_ROR_2_MISO_IN | PJM_ROR | MISO_IN | Internal | Summer | B4 | 100 | 909 | 0 | 86.3 | 88.19 | 2 | 0
2040 | PJM_ROR_2_MISO_IN | PJM_ROR | MISO_IN | Internal | Summer | B5 | 200 | 909 | 0 | 84.04 | 86.02 | 2 | 0
2040 | PJM_ROR_2_MISO_IN | PJM_ROR | MISO_IN | Internal | Summer | B6 | 300 | 909 | 0 | 66.08 | 68.07 | 2 | 0
2040 | PJM_ROR_2_MISO_IN | PJM_ROR | MISO_IN | Internal | Summer | B7 | 400 | 909 | 0 | 54.38 | 55.95 | 2 | 0
2040 | PJM_ROR_2_MISO_IN | PJM_ROR | MISO_IN | Internal | Summer | B8 | 500 | 909 | 0 | 51.74 | 50.75 | 2 | 0
2040 | PJM_ROR_2_MISO_IN | PJM_ROR | MISO_IN | Internal | Summer | B9 | 800 | 909 | 0 | 47.36 | 47.79 | 2 | 0
2040 | PJM_ROR_2_MISO_IN | PJM_ROR | MISO_IN | Internal | Summer | B10 | 1262 | 909 | 168.48 | 42.11 | 44.11 | 2 | 0
2040 | PJM_ROR_2_MISO_IN | PJM_ROR | MISO_IN | Internal | Winter | B16 | 25 | 909 | 909 | 62.46 | 65.1 | 2 | 0.64
2040 | PJM_ROR_2_MISO_IN | PJM_ROR | MISO_IN | Internal | Winter | B17 | 100 | 909 | 0 | 60.31 | 62.3 | 2 | 0
2040 | PJM_ROR_2_MISO_IN | PJM_ROR | MISO_IN | Internal | Winter | B18 | 400 | 909 | 0 | 58.48 | 60.46 | 2 | 0
2040 | PJM_ROR_2_MISO_IN | PJM_ROR | MISO_IN | Internal | Winter | B19 | 700 | 909 | 181.42 | 54.66 | 56.66 | 2 | 0
2040 | PJM_ROR_2_MISO_IN | PJM_ROR | MISO_IN | Internal | Winter | B20 | 935 | 909 | 0 | 45.07 | 47.04 | 2 | 0
2040 | PJM_ROR_2_MISO_MI | PJM_ROR | MISO_MI | Internal | Shoulder | B11 | 25 | 1305 | 1305 | 73 | 76.24 | 2 | 1.24
2040 | PJM_ROR_2_MISO_MI | PJM_ROR | MISO_MI | Internal | Shoulder | B12 | 200 | 1305 | 1305 | 56.9 | 58.91 | 2 | 0.01
2040 | PJM_ROR_2_MISO_MI | PJM_ROR | MISO_MI | Internal | Shoulder | B13 | 600 | 1305 | 1305 | 55.29 | 57.31 | 2 | 0.02
2040 | PJM_ROR_2_MISO_MI | PJM_ROR | MISO_MI | Internal | Shoulder | B14 | 900 | 1305 | 0 | 52.43 | 54.06 | 2 | 0
2040 | PJM_ROR_2_MISO_MI | PJM_ROR | MISO_MI | Internal | Shoulder | B15 | 1203 | 1305 | 1305 | 47.46 | 49.48 | 2 | 0.01
2040 | PJM_ROR_2_MISO_MI | PJM_ROR | MISO_MI | Internal | Summer | B1 | 10 | 1305 | 1305 | 88.94 | 91.58 | 2 | 0.64
2040 | PJM_ROR_2_MISO_MI | PJM_ROR | MISO_MI | Internal | Summer | B2 | 25 | 1305 | 1305 | 88.66 | 90.67 | 2 | 0.01
2040 | PJM_ROR_2_MISO_MI | PJM_ROR | MISO_MI | Internal | Summer | B3 | 75 | 1305 | 1196.54 | 86.48 | 88.48 | 2 | 0
2040 | PJM_ROR_2_MISO_MI | PJM_ROR | MISO_MI | Internal | Summer | B4 | 100 | 1305 | 0 | 86.3 | 88.18 | 2 | 0
2040 | PJM_ROR_2_MISO_MI | PJM_ROR | MISO_MI | Internal | Summer | B5 | 200 | 1305 | 0 | 84.04 | 85.58 | 2 | 0
2040 | PJM_ROR_2_MISO_MI | PJM_ROR | MISO_MI | Internal | Summer | B6 | 300 | 1305 | 246.97 | 66.08 | 68.08 | 2 | 0
2040 | PJM_ROR_2_MISO_MI | PJM_ROR | MISO_MI | Internal | Summer | B7 | 400 | 1305 | 0 | 54.38 | 55.96 | 2 | 0
2040 | PJM_ROR_2_MISO_MI | PJM_ROR | MISO_MI | Internal | Summer | B8 | 500 | 1305 | 0 | 51.74 | 52.58 | 2 | 0
2040 | PJM_ROR_2_MISO_MI | PJM_ROR | MISO_MI | Internal | Summer | B9 | 800 | 1305 | 0 | 47.36 | 47.81 | 2 | 0
2040 | PJM_ROR_2_MISO_MI | PJM_ROR | MISO_MI | Internal | Summer | B10 | 1262 | 1305 | 1305 | 42.11 | 44.12 | 2 | 0.01
2040 | PJM_ROR_2_MISO_MI | PJM_ROR | MISO_MI | Internal | Winter | B16 | 25 | 1305 | 1305 | 62.46 | 65.11 | 2 | 0.65
2040 | PJM_ROR_2_MISO_MI | PJM_ROR | MISO_MI | Internal | Winter | B17 | 100 | 1305 | 70.34 | 60.31 | 62.31 | 2 | 0
2040 | PJM_ROR_2_MISO_MI | PJM_ROR | MISO_MI | Internal | Winter | B18 | 400 | 1305 | 1064.79 | 58.48 | 60.48 | 2 | 0
2040 | PJM_ROR_2_MISO_MI | PJM_ROR | MISO_MI | Internal | Winter | B19 | 700 | 1305 | 1305 | 54.66 | 56.67 | 2 | 0.01
2040 | PJM_ROR_2_MISO_MI | PJM_ROR | MISO_MI | Internal | Winter | B20 | 935 | 1305 | 0 | 45.07 | 47.05 | 2 | 0
2040 | PJM_ROR_2_MISO_MO-IL | PJM_ROR | MISO_MO-IL | Internal | Shoulder | B11 | 25 | 1111 | 1111 | 73 | 76.26 | 2 | 1.26
2040 | PJM_ROR_2_MISO_MO-IL | PJM_ROR | MISO_MO-IL | Internal | Shoulder | B12 | 200 | 1111 | 0 | 56.9 | 58.89 | 2 | 0
2040 | PJM_ROR_2_MISO_MO-IL | PJM_ROR | MISO_MO-IL | Internal | Shoulder | B13 | 600 | 1111 | 142.27 | 55.29 | 57.29 | 2 | 0
2040 | PJM_ROR_2_MISO_MO-IL | PJM_ROR | MISO_MO-IL | Internal | Shoulder | B14 | 900 | 1111 | 0 | 52.43 | 54.04 | 2 | 0
2040 | PJM_ROR_2_MISO_MO-IL | PJM_ROR | MISO_MO-IL | Internal | Shoulder | B15 | 1203 | 1111 | 0 | 47.46 | 47.73 | 2 | 0
2040 | PJM_ROR_2_MISO_MO-IL | PJM_ROR | MISO_MO-IL | Internal | Summer | B1 | 10 | 1111 | 1111 | 88.94 | 91.58 | 2 | 0.64
2040 | PJM_ROR_2_MISO_MO-IL | PJM_ROR | MISO_MO-IL | Internal | Summer | B2 | 25 | 1111 | 1111 | 88.66 | 90.67 | 2 | 0.01
2040 | PJM_ROR_2_MISO_MO-IL | PJM_ROR | MISO_MO-IL | Internal | Summer | B3 | 75 | 1111 | 1111 | 86.48 | 88.49 | 2 | 0.01
2040 | PJM_ROR_2_MISO_MO-IL | PJM_ROR | MISO_MO-IL | Internal | Summer | B4 | 100 | 1111 | 0 | 86.3 | 88.2 | 2 | 0
2040 | PJM_ROR_2_MISO_MO-IL | PJM_ROR | MISO_MO-IL | Internal | Summer | B5 | 200 | 1111 | 420.54 | 84.04 | 86.04 | 2 | 0
2040 | PJM_ROR_2_MISO_MO-IL | PJM_ROR | MISO_MO-IL | Internal | Summer | B6 | 300 | 1111 | 1000.26 | 66.08 | 68.08 | 2 | 0
2040 | PJM_ROR_2_MISO_MO-IL | PJM_ROR | MISO_MO-IL | Internal | Summer | B7 | 400 | 1111 | 0 | 54.38 | 55.93 | 2 | 0
2040 | PJM_ROR_2_MISO_MO-IL | PJM_ROR | MISO_MO-IL | Internal | Summer | B8 | 500 | 1111 | 0 | 51.74 | 50.74 | 2 | 0
2040 | PJM_ROR_2_MISO_MO-IL | PJM_ROR | MISO_MO-IL | Internal | Summer | B9 | 800 | 1111 | 0 | 47.36 | 47.8 | 2 | 0
2040 | PJM_ROR_2_MISO_MO-IL | PJM_ROR | MISO_MO-IL | Internal | Summer | B10 | 1262 | 1111 | 0 | 42.11 | 40.67 | 2 | 0
2040 | PJM_ROR_2_MISO_MO-IL | PJM_ROR | MISO_MO-IL | Internal | Winter | B16 | 25 | 1111 | 253.6 | 62.46 | 64.46 | 2 | 0
2040 | PJM_ROR_2_MISO_MO-IL | PJM_ROR | MISO_MO-IL | Internal | Winter | B17 | 100 | 1111 | 0 | 60.31 | 62.29 | 2 | 0
2040 | PJM_ROR_2_MISO_MO-IL | PJM_ROR | MISO_MO-IL | Internal | Winter | B18 | 400 | 1111 | 0 | 58.48 | 60.45 | 2 | 0
2040 | PJM_ROR_2_MISO_MO-IL | PJM_ROR | MISO_MO-IL | Internal | Winter | B19 | 700 | 1111 | 0 | 54.66 | 56.65 | 2 | 0
2040 | PJM_ROR_2_MISO_MO-IL | PJM_ROR | MISO_MO-IL | Internal | Winter | B20 | 935 | 1111 | 0 | 45.07 | 44.93 | 2 | 0
2040 | PJM_ROR_2_MISO_W | PJM_ROR | MISO_W | Internal | Shoulder | B11 | 25 | 709 | 709 | 73 | 76.25 | 2 | 1.25
2040 | PJM_ROR_2_MISO_W | PJM_ROR | MISO_W | Internal | Shoulder | B12 | 200 | 709 | 0 | 56.9 | 58.62 | 2 | 0
2040 | PJM_ROR_2_MISO_W | PJM_ROR | MISO_W | Internal | Shoulder | B13 | 600 | 709 | 0 | 55.29 | 57.27 | 2 | 0
2040 | PJM_ROR_2_MISO_W | PJM_ROR | MISO_W | Internal | Shoulder | B14 | 900 | 709 | 0 | 52.43 | 54.03 | 2 | 0
2040 | PJM_ROR_2_MISO_W | PJM_ROR | MISO_W | Internal | Shoulder | B15 | 1203 | 709 | 0 | 47.46 | 47.72 | 2 | 0
2040 | PJM_ROR_2_MISO_W | PJM_ROR | MISO_W | Internal | Summer | B1 | 10 | 709 | 709 | 88.94 | 91.57 | 2 | 0.63
2040 | PJM_ROR_2_MISO_W | PJM_ROR | MISO_W | Internal | Summer | B2 | 25 | 709 | 242.74 | 88.66 | 90.66 | 2 | 0
2040 | PJM_ROR_2_MISO_W | PJM_ROR | MISO_W | Internal | Summer | B3 | 75 | 709 | 709 | 86.48 | 89.88 | 2 | 1.41
2040 | PJM_ROR_2_MISO_W | PJM_ROR | MISO_W | Internal | Summer | B4 | 100 | 709 | 459.67 | 86.3 | 88.3 | 2 | 0
2040 | PJM_ROR_2_MISO_W | PJM_ROR | MISO_W | Internal | Summer | B5 | 200 | 709 | 709 | 84.04 | 86.05 | 2 | 0.01
2040 | PJM_ROR_2_MISO_W | PJM_ROR | MISO_W | Internal | Summer | B6 | 300 | 709 | 709 | 66.08 | 69.08 | 2 | 1
2040 | PJM_ROR_2_MISO_W | PJM_ROR | MISO_W | Internal | Summer | B7 | 400 | 709 | 0 | 54.38 | 55.92 | 2 | 0
2040 | PJM_ROR_2_MISO_W | PJM_ROR | MISO_W | Internal | Summer | B8 | 500 | 709 | 0 | 51.74 | 50.72 | 2 | 0
2040 | PJM_ROR_2_MISO_W | PJM_ROR | MISO_W | Internal | Summer | B9 | 800 | 709 | 0 | 47.36 | 47.79 | 2 | 0
2040 | PJM_ROR_2_MISO_W | PJM_ROR | MISO_W | Internal | Summer | B10 | 1262 | 709 | 0 | 42.11 | 40.11 | 2 | 0
2040 | PJM_ROR_2_MISO_W | PJM_ROR | MISO_W | Internal | Winter | B16 | 25 | 709 | 0 | 62.46 | 62.59 | 2 | 0
2040 | PJM_ROR_2_MISO_W | PJM_ROR | MISO_W | Internal | Winter | B17 | 100 | 709 | 0 | 60.31 | 62.27 | 2 | 0
2040 | PJM_ROR_2_MISO_W | PJM_ROR | MISO_W | Internal | Winter | B18 | 400 | 709 | 0 | 58.48 | 60.44 | 2 | 0
2040 | PJM_ROR_2_MISO_W | PJM_ROR | MISO_W | Internal | Winter | B19 | 700 | 709 | 0 | 54.66 | 56.65 | 2 | 0
2040 | PJM_ROR_2_MISO_W | PJM_ROR | MISO_W | Internal | Winter | B20 | 935 | 709 | 0 | 45.07 | 44.92 | 2 | 0
2040 | PJM_ROR_2_MISO_WUMS | PJM_ROR | MISO_WUMS | Internal | Shoulder | B11 | 25 | 1467 | 1467 | 73 | 76.23 | 2 | 1.22
2040 | PJM_ROR_2_MISO_WUMS | PJM_ROR | MISO_WUMS | Internal | Shoulder | B12 | 200 | 1467 | 0 | 56.9 | 58.63 | 2 | 0
2040 | PJM_ROR_2_MISO_WUMS | PJM_ROR | MISO_WUMS | Internal | Shoulder | B13 | 600 | 1467 | 111.66 | 55.29 | 57.29 | 2 | 0
2040 | PJM_ROR_2_MISO_WUMS | PJM_ROR | MISO_WUMS | Internal | Shoulder | B14 | 900 | 1467 | 0 | 52.43 | 54.04 | 2 | 0
2040 | PJM_ROR_2_MISO_WUMS | PJM_ROR | MISO_WUMS | Internal | Shoulder | B15 | 1203 | 1467 | 1467 | 47.46 | 49.49 | 2 | 0.02
2040 | PJM_ROR_2_MISO_WUMS | PJM_ROR | MISO_WUMS | Internal | Summer | B1 | 10 | 1467 | 0 | 88.94 | 84.3 | 2 | 0
2040 | PJM_ROR_2_MISO_WUMS | PJM_ROR | MISO_WUMS | Internal | Summer | B2 | 25 | 1467 | 0 | 88.66 | 84.3 | 2 | 0
2040 | PJM_ROR_2_MISO_WUMS | PJM_ROR | MISO_WUMS | Internal | Summer | B3 | 75 | 1467 | 0 | 86.48 | 84.3 | 2 | 0
2040 | PJM_ROR_2_MISO_WUMS | PJM_ROR | MISO_WUMS | Internal | Summer | B4 | 100 | 1467 | 0 | 86.3 | 84.3 | 2 | 0
2040 | PJM_ROR_2_MISO_WUMS | PJM_ROR | MISO_WUMS | Internal | Summer | B5 | 200 | 1467 | 0 | 84.04 | 84.3 | 2 | 0
2040 | PJM_ROR_2_MISO_WUMS | PJM_ROR | MISO_WUMS | Internal | Summer | B6 | 300 | 1467 | 783.1 | 66.08 | 68.08 | 2 | 0
2040 | PJM_ROR_2_MISO_WUMS | PJM_ROR | MISO_WUMS | Internal | Summer | B7 | 400 | 1467 | 0 | 54.38 | 55.93 | 2 | 0
2040 | PJM_ROR_2_MISO_WUMS | PJM_ROR | MISO_WUMS | Internal | Summer | B8 | 500 | 1467 | 0 | 51.74 | 51.92 | 2 | 0
2040 | PJM_ROR_2_MISO_WUMS | PJM_ROR | MISO_WUMS | Internal | Summer | B9 | 800 | 1467 | 0 | 47.36 | 47.8 | 2 | 0
2040 | PJM_ROR_2_MISO_WUMS | PJM_ROR | MISO_WUMS | Internal | Summer | B10 | 1262 | 1467 | 1398.82 | 42.11 | 44.11 | 2 | 0
2040 | PJM_ROR_2_MISO_WUMS | PJM_ROR | MISO_WUMS | Internal | Winter | B16 | 25 | 1467 | 481.93 | 62.46 | 64.46 | 2 | 0
2040 | PJM_ROR_2_MISO_WUMS | PJM_ROR | MISO_WUMS | Internal | Winter | B17 | 100 | 1467 | 0 | 60.31 | 62.3 | 2 | 0
2040 | PJM_ROR_2_MISO_WUMS | PJM_ROR | MISO_WUMS | Internal | Winter | B18 | 400 | 1467 | 0 | 58.48 | 60.45 | 2 | 0
2040 | PJM_ROR_2_MISO_WUMS | PJM_ROR | MISO_WUMS | Internal | Winter | B19 | 700 | 1467 | 791 | 54.66 | 56.66 | 2 | 0
2040 | PJM_ROR_2_MISO_WUMS | PJM_ROR | MISO_WUMS | Internal | Winter | B20 | 935 | 1467 | 967.8 | 45.07 | 47.07 | 2 | 0
2040 | PJM_ROR_2_PJM_ROM | PJM_ROR | PJM_ROM | Internal | Shoulder | B11 | 25 | 8000 | 0 | 73 | 59.39 | 0.01 | 0
2040 | PJM_ROR_2_PJM_ROM | PJM_ROR | PJM_ROM | Internal | Shoulder | B12 | 200 | 8000 | 0 | 56.9 | 56.89 | 0.01 | 0
2040 | PJM_ROR_2_PJM_ROM | PJM_ROR | PJM_ROM | Internal | Shoulder | B13 | 600 | 8000 | 0 | 55.29 | 52.72 | 0.01 | 0
2040 | PJM_ROR_2_PJM_ROM | PJM_ROR | PJM_ROM | Internal | Shoulder | B14 | 900 | 8000 | 0 | 52.43 | 52.42 | 0.01 | 0
2040 | PJM_ROR_2_PJM_ROM | PJM_ROR | PJM_ROM | Internal | Shoulder | B15 | 1203 | 8000 | 0 | 47.46 | 47.45 | 0.01 | 0
2040 | PJM_ROR_2_PJM_ROM | PJM_ROR | PJM_ROM | Internal | Summer | B1 | 10 | 8000 | 159.09 | 88.94 | 88.96 | 0.01 | 0
2040 | PJM_ROR_2_PJM_ROM | PJM_ROR | PJM_ROM | Internal | Summer | B2 | 25 | 8000 | 0 | 88.66 | 88.64 | 0.01 | 0
2040 | PJM_ROR_2_PJM_ROM | PJM_ROR | PJM_ROM | Internal | Summer | B3 | 75 | 8000 | 0 | 86.48 | 82.49 | 0.01 | 0
2040 | PJM_ROR_2_PJM_ROM | PJM_ROR | PJM_ROM | Internal | Summer | B4 | 100 | 8000 | 0 | 86.3 | 74.65 | 0.01 | 0
2040 | PJM_ROR_2_PJM_ROM | PJM_ROR | PJM_ROM | Internal | Summer | B5 | 200 | 8000 | 0 | 84.04 | 70.93 | 0.01 | 0
2040 | PJM_ROR_2_PJM_ROM | PJM_ROR | PJM_ROM | Internal | Summer | B6 | 300 | 8000 | 0 | 66.08 | 66.07 | 0.01 | 0
2040 | PJM_ROR_2_PJM_ROM | PJM_ROR | PJM_ROM | Internal | Summer | B7 | 400 | 8000 | 0 | 54.38 | 54.37 | 0.01 | 0
2040 | PJM_ROR_2_PJM_ROM | PJM_ROR | PJM_ROM | Internal | Summer | B8 | 500 | 8000 | 0 | 51.74 | 51.73 | 0.01 | 0
2040 | PJM_ROR_2_PJM_ROM | PJM_ROR | PJM_ROM | Internal | Summer | B9 | 800 | 8000 | 0 | 47.36 | 47.35 | 0.01 | 0
2040 | PJM_ROR_2_PJM_ROM | PJM_ROR | PJM_ROM | Internal | Summer | B10 | 1262 | 8000 | 0 | 42.11 | 42.1 | 0.01 | 0
2040 | PJM_ROR_2_PJM_ROM | PJM_ROR | PJM_ROM | Internal | Winter | B16 | 25 | 8000 | 0 | 62.46 | 62.45 | 0.01 | 0
2040 | PJM_ROR_2_PJM_ROM | PJM_ROR | PJM_ROM | Internal | Winter | B17 | 100 | 8000 | 0 | 60.31 | 60.3 | 0.01 | 0
2040 | PJM_ROR_2_PJM_ROM | PJM_ROR | PJM_ROM | Internal | Winter | B18 | 400 | 8000 | 0 | 58.48 | 58.46 | 0.01 | 0
2040 | PJM_ROR_2_PJM_ROM | PJM_ROR | PJM_ROM | Internal | Winter | B19 | 700 | 8000 | 1115.66 | 54.66 | 54.67 | 0.01 | 0
2040 | PJM_ROR_2_PJM_ROM | PJM_ROR | PJM_ROM | Internal | Winter | B20 | 935 | 8000 | 8000 | 45.07 | 50.16 | 0.01 | 5.08
2040 | PJM_ROR_2_TVA_Transmission | PJM_ROR | TVA_Transmission | Internal | Shoulder | B11 | 25 | 2500 | 267.76 | 73 | 79 | 6 | 0
2040 | PJM_ROR_2_TVA_Transmission | PJM_ROR | TVA_Transmission | Internal | Shoulder | B12 | 200 | 2500 | 0 | 56.9 | 60.61 | 6 | 0
2040 | PJM_ROR_2_TVA_Transmission | PJM_ROR | TVA_Transmission | Internal | Shoulder | B13 | 600 | 2500 | 0 | 55.29 | 59.68 | 6 | 0
2040 | PJM_ROR_2_TVA_Transmission | PJM_ROR | TVA_Transmission | Internal | Shoulder | B14 | 900 | 2500 | 510.39 | 52.43 | 58.43 | 6 | 0
2040 | PJM_ROR_2_TVA_Transmission | PJM_ROR | TVA_Transmission | Internal | Shoulder | B15 | 1203 | 2500 | 0 | 47.46 | 52.21 | 6 | 0
2040 | PJM_ROR_2_TVA_Transmission | PJM_ROR | TVA_Transmission | Internal | Summer | B1 | 10 | 2500 | 2500 | 88.94 | 99.58 | 6 | 4.64
2040 | PJM_ROR_2_TVA_Transmission | PJM_ROR | TVA_Transmission | Internal | Summer | B2 | 25 | 2500 | 2500 | 88.66 | 98.67 | 6 | 4.01
2040 | PJM_ROR_2_TVA_Transmission | PJM_ROR | TVA_Transmission | Internal | Summer | B3 | 75 | 2500 | 2149.38 | 86.48 | 92.48 | 6 | 0
2040 | PJM_ROR_2_TVA_Transmission | PJM_ROR | TVA_Transmission | Internal | Summer | B4 | 100 | 2500 | 1378.11 | 86.3 | 92.3 | 6 | 0
2040 | PJM_ROR_2_TVA_Transmission | PJM_ROR | TVA_Transmission | Internal | Summer | B5 | 200 | 2500 | 207.62 | 84.04 | 90.04 | 6 | 0
2040 | PJM_ROR_2_TVA_Transmission | PJM_ROR | TVA_Transmission | Internal | Summer | B6 | 300 | 2500 | 0 | 66.08 | 71.25 | 6 | 0
2040 | PJM_ROR_2_TVA_Transmission | PJM_ROR | TVA_Transmission | Internal | Summer | B7 | 400 | 2500 | 0 | 54.38 | 59.15 | 6 | 0
2040 | PJM_ROR_2_TVA_Transmission | PJM_ROR | TVA_Transmission | Internal | Summer | B8 | 500 | 2500 | 0 | 51.74 | 57.26 | 6 | 0
2040 | PJM_ROR_2_TVA_Transmission | PJM_ROR | TVA_Transmission | Internal | Summer | B9 | 800 | 2500 | 420.55 | 47.36 | 53.36 | 6 | 0
2040 | PJM_ROR_2_TVA_Transmission | PJM_ROR | TVA_Transmission | Internal | Summer | B10 | 1262 | 2500 | 0 | 42.11 | 44.6 | 6 | 0
2040 | PJM_ROR_2_TVA_Transmission | PJM_ROR | TVA_Transmission | Internal | Winter | B16 | 25 | 2500 | 2500 | 62.46 | 69.31 | 6 | 0.85
2040 | PJM_ROR_2_TVA_Transmission | PJM_ROR | TVA_Transmission | Internal | Winter | B17 | 100 | 2500 | 0 | 60.31 | 65.45 | 6 | 0
2040 | PJM_ROR_2_TVA_Transmission | PJM_ROR | TVA_Transmission | Internal | Winter | B18 | 400 | 2500 | 0 | 58.48 | 62.76 | 6 | 0
2040 | PJM_ROR_2_TVA_Transmission | PJM_ROR | TVA_Transmission | Internal | Winter | B19 | 700 | 2500 | 0 | 54.66 | 57.96 | 6 | 0
2040 | PJM_ROR_2_TVA_Transmission | PJM_ROR | TVA_Transmission | Internal | Winter | B20 | 935 | 2500 | 946.67 | 45.07 | 51.07 | 6 | 0
2040 | PJM_ROR_2_VACAR | PJM_ROR | VACAR | Internal | Shoulder | B11 | 25 | 3000 | 3000 | 73 | 81 | 6 | 2
2040 | PJM_ROR_2_VACAR | PJM_ROR | VACAR | Internal | Shoulder | B12 | 200 | 3000 | 0 | 56.9 | 56.15 | 6 | 0
2040 | PJM_ROR_2_VACAR | PJM_ROR | VACAR | Internal | Shoulder | B13 | 600 | 3000 | 0 | 55.29 | 55.06 | 6 | 0
2040 | PJM_ROR_2_VACAR | PJM_ROR | VACAR | Internal | Shoulder | B14 | 900 | 3000 | 0 | 52.43 | 54.12 | 6 | 0
2040 | PJM_ROR_2_VACAR | PJM_ROR | VACAR | Internal | Shoulder | B15 | 1203 | 3000 | 0 | 47.46 | 44.85 | 6 | 0
2040 | PJM_ROR_2_VACAR | PJM_ROR | VACAR | Internal | Summer | B1 | 10 | 3000 | 391.75 | 88.94 | 94.94 | 6 | 0
2040 | PJM_ROR_2_VACAR | PJM_ROR | VACAR | Internal | Summer | B2 | 25 | 3000 | 3000 | 88.66 | 94.94 | 6 | 0.29
2040 | PJM_ROR_2_VACAR | PJM_ROR | VACAR | Internal | Summer | B3 | 75 | 3000 | 3000 | 86.48 | 92.69 | 6 | 0.22
2040 | PJM_ROR_2_VACAR | PJM_ROR | VACAR | Internal | Summer | B4 | 100 | 3000 | 1764.24 | 86.3 | 92.3 | 6 | 0
2040 | PJM_ROR_2_VACAR | PJM_ROR | VACAR | Internal | Summer | B5 | 200 | 3000 | 3000 | 84.04 | 92.69 | 6 | 2.66
2040 | PJM_ROR_2_VACAR | PJM_ROR | VACAR | Internal | Summer | B6 | 300 | 3000 | 1217.99 | 66.08 | 72.08 | 6 | 0
2040 | PJM_ROR_2_VACAR | PJM_ROR | VACAR | Internal | Summer | B7 | 400 | 3000 | 1292.09 | 54.38 | 60.38 | 6 | 0
2040 | PJM_ROR_2_VACAR | PJM_ROR | VACAR | Internal | Summer | B8 | 500 | 3000 | 0 | 51.74 | 57.5 | 6 | 0
2040 | PJM_ROR_2_VACAR | PJM_ROR | VACAR | Internal | Summer | B9 | 800 | 3000 | 0 | 47.36 | 52.69 | 6 | 0
2040 | PJM_ROR_2_VACAR | PJM_ROR | VACAR | Internal | Summer | B10 | 1262 | 3000 | 0 | 42.11 | 46.14 | 6 | 0
2040 | PJM_ROR_2_VACAR | PJM_ROR | VACAR | Internal | Winter | B16 | 25 | 3000 | 3000 | 62.46 | 71.31 | 6 | 2.85
2040 | PJM_ROR_2_VACAR | PJM_ROR | VACAR | Internal | Winter | B17 | 100 | 3000 | 0 | 60.31 | 62.19 | 6 | 0
2040 | PJM_ROR_2_VACAR | PJM_ROR | VACAR | Internal | Winter | B18 | 400 | 3000 | 0 | 58.48 | 60.67 | 6 | 0
2040 | PJM_ROR_2_VACAR | PJM_ROR | VACAR | Internal | Winter | B19 | 700 | 3000 | 0 | 54.66 | 50.96 | 6 | 0
2040 | PJM_ROR_2_VACAR | PJM_ROR | VACAR | Internal | Winter | B20 | 935 | 3000 | 0 | 45.07 | 44.86 | 6 | 0
2040 | PJM_ROM_2_NYISO_A-F | PJM_ROM | NYISO_A-F | Internal | Shoulder | B11 | 25 | 2000 | 0 | 59.39 | 53.78 | 6 | 0
2040 | PJM_ROM_2_NYISO_A-F | PJM_ROM | NYISO_A-F | Internal | Shoulder | B12 | 200 | 2000 | 0 | 56.89 | 53.78 | 6 | 0
2040 | PJM_ROM_2_NYISO_A-F | PJM_ROM | NYISO_A-F | Internal | Shoulder | B13 | 600 | 2000 | 0 | 52.72 | 49.07 | 6 | 0
2040 | PJM_ROM_2_NYISO_A-F | PJM_ROM | NYISO_A-F | Internal | Shoulder | B14 | 900 | 2000 | 0 | 52.42 | 49.02 | 6 | 0
2040 | PJM_ROM_2_NYISO_A-F | PJM_ROM | NYISO_A-F | Internal | Shoulder | B15 | 1203 | 2000 | 0 | 47.45 | 49.02 | 6 | 0
2040 | PJM_ROM_2_NYISO_A-F | PJM_ROM | NYISO_A-F | Internal | Summer | B1 | 10 | 2000 | 0 | 88.96 | 94.94 | 6 | 0
2040 | PJM_ROM_2_NYISO_A-F | PJM_ROM | NYISO_A-F | Internal | Summer | B2 | 25 | 2000 | 0 | 88.64 | 91.43 | 6 | 0
2040 | PJM_ROM_2_NYISO_A-F | PJM_ROM | NYISO_A-F | Internal | Summer | B3 | 75 | 2000 | 0 | 82.49 | 74.48 | 6 | 0
2040 | PJM_ROM_2_NYISO_A-F | PJM_ROM | NYISO_A-F | Internal | Summer | B4 | 100 | 2000 | 0 | 74.65 | 66.64 | 6 | 0
2040 | PJM_ROM_2_NYISO_A-F | PJM_ROM | NYISO_A-F | Internal | Summer | B5 | 200 | 2000 | 0 | 70.93 | 62.93 | 6 | 0
2040 | PJM_ROM_2_NYISO_A-F | PJM_ROM | NYISO_A-F | Internal | Summer | B6 | 300 | 2000 | 0 | 66.07 | 58.07 | 6 | 0
2040 | PJM_ROM_2_NYISO_A-F | PJM_ROM | NYISO_A-F | Internal | Summer | B7 | 400 | 2000 | 0 | 54.37 | 47.73 | 6 | 0
2040 | PJM_ROM_2_NYISO_A-F | PJM_ROM | NYISO_A-F | Internal | Summer | B8 | 500 | 2000 | 0 | 51.73 | 47.73 | 6 | 0
2040 | PJM_ROM_2_NYISO_A-F | PJM_ROM | NYISO_A-F | Internal | Summer | B9 | 800 | 2000 | 0 | 47.35 | 45.42 | 6 | 0
2040 | PJM_ROM_2_NYISO_A-F | PJM_ROM | NYISO_A-F | Internal | Summer | B10 | 1262 | 2000 | 0 | 42.1 | 45.42 | 6 | 0
2040 | PJM_ROM_2_NYISO_A-F | PJM_ROM | NYISO_A-F | Internal | Winter | B16 | 25 | 2000 | 0 | 62.45 | 61.65 | 6 | 0
2040 | PJM_ROM_2_NYISO_A-F | PJM_ROM | NYISO_A-F | Internal | Winter | B17 | 100 | 2000 | 0 | 60.3 | 60.12 | 6 | 0
2040 | PJM_ROM_2_NYISO_A-F | PJM_ROM | NYISO_A-F | Internal | Winter | B18 | 400 | 2000 | 0 | 58.46 | 60.12 | 6 | 0
2040 | PJM_ROM_2_NYISO_A-F | PJM_ROM | NYISO_A-F | Internal | Winter | B19 | 700 | 2000 | 0 | 54.67 | 57.84 | 6 | 0
2040 | PJM_ROM_2_NYISO_A-F | PJM_ROM | NYISO_A-F | Internal | Winter | B20 | 935 | 2000 | 2000 | 50.16 | 56.83 | 6 | 0.67
2040 | PJM_ROM_2_PJM_E | PJM_ROM | PJM_E | Internal | Shoulder | B11 | 25 | 8000 | 0 | 59.39 | 59.38 | 0.01 | 0
2040 | PJM_ROM_2_PJM_E | PJM_ROM | PJM_E | Internal | Shoulder | B12 | 200 | 8000 | 0 | 56.89 | 56.88 | 0.01 | 0
2040 | PJM_ROM_2_PJM_E | PJM_ROM | PJM_E | Internal | Shoulder | B13 | 600 | 8000 | 0 | 52.72 | 52.71 | 0.01 | 0
2040 | PJM_ROM_2_PJM_E | PJM_ROM | PJM_E | Internal | Shoulder | B14 | 900 | 8000 | 0 | 52.42 | 52.41 | 0.01 | 0
2040 | PJM_ROM_2_PJM_E | PJM_ROM | PJM_E | Internal | Shoulder | B15 | 1203 | 8000 | 230.27 | 47.45 | 47.46 | 0.01 | 0
2040 | PJM_ROM_2_PJM_E | PJM_ROM | PJM_E | Internal | Summer | B1 | 10 | 8000 | 5157.66 | 88.96 | 88.97 | 0.01 | 0
2040 | PJM_ROM_2_PJM_E | PJM_ROM | PJM_E | Internal | Summer | B2 | 25 | 8000 | 4803.05 | 88.64 | 88.66 | 0.01 | 0
2040 | PJM_ROM_2_PJM_E | PJM_ROM | PJM_E | Internal | Summer | B3 | 75 | 8000 | 439.96 | 82.49 | 82.5 | 0.01 | 0
2040 | PJM_ROM_2_PJM_E | PJM_ROM | PJM_E | Internal | Summer | B4 | 100 | 8000 | 225.83 | 74.65 | 74.66 | 0.01 | 0
2040 | PJM_ROM_2_PJM_E | PJM_ROM | PJM_E | Internal | Summer | B5 | 200 | 8000 | 951.58 | 70.93 | 70.94 | 0.01 | 0
2040 | PJM_ROM_2_PJM_E | PJM_ROM | PJM_E | Internal | Summer | B6 | 300 | 8000 | 337.04 | 66.07 | 66.08 | 0.01 | 0
2040 | PJM_ROM_2_PJM_E | PJM_ROM | PJM_E | Internal | Summer | B7 | 400 | 8000 | 155.07 | 54.37 | 54.38 | 0.01 | 0
2040 | PJM_ROM_2_PJM_E | PJM_ROM | PJM_E | Internal | Summer | B8 | 500 | 8000 | 0 | 51.73 | 51.72 | 0.01 | 0
2040 | PJM_ROM_2_PJM_E | PJM_ROM | PJM_E | Internal | Summer | B9 | 800 | 8000 | 525.49 | 47.35 | 47.36 | 0.01 | 0
2040 | PJM_ROM_2_PJM_E | PJM_ROM | PJM_E | Internal | Summer | B10 | 1262 | 8000 | 5645.64 | 42.1 | 42.11 | 0.01 | 0
2040 | PJM_ROM_2_PJM_E | PJM_ROM | PJM_E | Internal | Winter | B16 | 25 | 8000 | 920.66 | 62.45 | 62.46 | 0.01 | 0
2040 | PJM_ROM_2_PJM_E | PJM_ROM | PJM_E | Internal | Winter | B17 | 100 | 8000 | 793.25 | 60.3 | 60.31 | 0.01 | 0
2040 | PJM_ROM_2_PJM_E | PJM_ROM | PJM_E | Internal | Winter | B18 | 400 | 8000 | 2438.01 | 58.46 | 58.48 | 0.01 | 0
2040 | PJM_ROM_2_PJM_E | PJM_ROM | PJM_E | Internal | Winter | B19 | 700 | 8000 | 3547.46 | 54.67 | 54.68 | 0.01 | 0
2040 | PJM_ROM_2_PJM_E | PJM_ROM | PJM_E | Internal | Winter | B20 | 935 | 8000 | 4481.47 | 50.16 | 50.17 | 0.01 | 0
2040 | PJM_ROM_2_PJM_ROR | PJM_ROM | PJM_ROR | Internal | Shoulder | B11 | 25 | 8000 | 8000 | 59.39 | 73 | 0.01 | 13.6
2040 | PJM_ROM_2_PJM_ROR | PJM_ROM | PJM_ROR | Internal | Shoulder | B12 | 200 | 8000 | 6834.28 | 56.89 | 56.9 | 0.01 | 0
2040 | PJM_ROM_2_PJM_ROR | PJM_ROM | PJM_ROR | Internal | Shoulder | B13 | 600 | 8000 | 8000 | 52.72 | 55.29 | 0.01 | 2.55
2040 | PJM_ROM_2_PJM_ROR | PJM_ROM | PJM_ROR | Internal | Shoulder | B14 | 900 | 8000 | 7855.12 | 52.42 | 52.43 | 0.01 | 0
2040 | PJM_ROM_2_PJM_ROR | PJM_ROM | PJM_ROR | Internal | Shoulder | B15 | 1203 | 8000 | 5893.07 | 47.45 | 47.46 | 0.01 | 0
2040 | PJM_ROM_2_PJM_ROR | PJM_ROM | PJM_ROR | Internal | Summer | B1 | 10 | 8000 | 0 | 88.96 | 88.94 | 0.01 | 0
2040 | PJM_ROM_2_PJM_ROR | PJM_ROM | PJM_ROR | Internal | Summer | B2 | 25 | 8000 | 778.33 | 88.64 | 88.66 | 0.01 | 0
2040 | PJM_ROM_2_PJM_ROR | PJM_ROM | PJM_ROR | Internal | Summer | B3 | 75 | 8000 | 8000 | 82.49 | 86.48 | 0.01 | 3.98
2040 | PJM_ROM_2_PJM_ROR | PJM_ROM | PJM_ROR | Internal | Summer | B4 | 100 | 8000 | 8000 | 74.65 | 86.3 | 0.01 | 11.64
2040 | PJM_ROM_2_PJM_ROR | PJM_ROM | PJM_ROR | Internal | Summer | B5 | 200 | 8000 | 8000 | 70.93 | 84.04 | 0.01 | 13.1
2040 | PJM_ROM_2_PJM_ROR | PJM_ROM | PJM_ROR | Internal | Summer | B6 | 300 | 8000 | 7611.82 | 66.07 | 66.08 | 0.01 | 0
2040 | PJM_ROM_2_PJM_ROR | PJM_ROM | PJM_ROR | Internal | Summer | B7 | 400 | 8000 | 5497.74 | 54.37 | 54.38 | 0.01 | 0
2040 | PJM_ROM_2_PJM_ROR | PJM_ROM | PJM_ROR | Internal | Summer | B8 | 500 | 8000 | 6793.52 | 51.73 | 51.74 | 0.01 | 0
2040 | PJM_ROM_2_PJM_ROR | PJM_ROM | PJM_ROR | Internal | Summer | B9 | 800 | 8000 | 6389.61 | 47.35 | 47.36 | 0.01 | 0
2040 | PJM_ROM_2_PJM_ROR | PJM_ROM | PJM_ROR | Internal | Summer | B10 | 1262 | 8000 | 825.78 | 42.1 | 42.11 | 0.01 | 0
2040 | PJM_ROM_2_PJM_ROR | PJM_ROM | PJM_ROR | Internal | Winter | B16 | 25 | 8000 | 901.56 | 62.45 | 62.46 | 0.01 | 0
2040 | PJM_ROM_2_PJM_ROR | PJM_ROM | PJM_ROR | Internal | Winter | B17 | 100 | 8000 | 1871.95 | 60.3 | 60.31 | 0.01 | 0
2040 | PJM_ROM_2_PJM_ROR | PJM_ROM | PJM_ROR | Internal | Winter | B18 | 400 | 8000 | 593.67 | 58.46 | 58.48 | 0.01 | 0
2040 | PJM_ROM_2_PJM_ROR | PJM_ROM | PJM_ROR | Internal | Winter | B19 | 700 | 8000 | 0 | 54.67 | 54.66 | 0.01 | 0
2040 | PJM_ROM_2_PJM_ROR | PJM_ROM | PJM_ROR | Internal | Winter | B20 | 935 | 8000 | 0 | 50.16 | 45.07 | 0.01 | 0
2040 | SOCO_2_FRCC | SOCO | FRCC | Internal | Shoulder | B11 | 25 | 3700 | 1825.98 | 88 | 98 | 10 | 0
2040 | SOCO_2_FRCC | SOCO | FRCC | Internal | Shoulder | B12 | 200 | 3700 | 0 | 59.58 | 67.37 | 10 | 0
2040 | SOCO_2_FRCC | SOCO | FRCC | Internal | Shoulder | B13 | 600 | 3700 | 0 | 59.58 | 64.57 | 10 | 0
2040 | SOCO_2_FRCC | SOCO | FRCC | Internal | Shoulder | B14 | 900 | 3700 | 0 | 59.58 | 64.57 | 10 | 0
2040 | SOCO_2_FRCC | SOCO | FRCC | Internal | Shoulder | B15 | 1203 | 3700 | 2307.82 | 54.57 | 64.57 | 10 | 0
2040 | SOCO_2_FRCC | SOCO | FRCC | Internal | Summer | B1 | 10 | 3700 | 1131.67 | 101.94 | 111.94 | 10 | 0
2040 | SOCO_2_FRCC | SOCO | FRCC | Internal | Summer | B2 | 25 | 3700 | 0 | 101.94 | 103.65 | 10 | 0
2040 | SOCO_2_FRCC | SOCO | FRCC | Internal | Summer | B3 | 75 | 3700 | 0 | 96.91 | 103.65 | 10 | 0
2040 | SOCO_2_FRCC | SOCO | FRCC | Internal | Summer | B4 | 100 | 3700 | 0 | 96.91 | 103.65 | 10 | 0
2040 | SOCO_2_FRCC | SOCO | FRCC | Internal | Summer | B5 | 200 | 3700 | 0 | 92.58 | 101.43 | 10 | 0
2040 | SOCO_2_FRCC | SOCO | FRCC | Internal | Summer | B6 | 300 | 3700 | 3347.89 | 79.08 | 89.08 | 10 | 0
2040 | SOCO_2_FRCC | SOCO | FRCC | Internal | Summer | B7 | 400 | 3700 | 1338.15 | 65.33 | 75.33 | 10 | 0
2040 | SOCO_2_FRCC | SOCO | FRCC | Internal | Summer | B8 | 500 | 3700 | 0 | 57.95 | 66.06 | 10 | 0
2040 | SOCO_2_FRCC | SOCO | FRCC | Internal | Summer | B9 | 800 | 3700 | 0 | 57.95 | 63.32 | 10 | 0
2040 | SOCO_2_FRCC | SOCO | FRCC | Internal | Summer | B10 | 1262 | 3700 | 3700 | 53.14 | 63.32 | 10 | 0.18
2040 | SOCO_2_FRCC | SOCO | FRCC | Internal | Winter | B16 | 25 | 3700 | 3700 | 78.31 | 93.27 | 10 | 4.96
2040 | SOCO_2_FRCC | SOCO | FRCC | Internal | Winter | B17 | 100 | 3700 | 0 | 63.4 | 70.67 | 10 | 0
2040 | SOCO_2_FRCC | SOCO | FRCC | Internal | Winter | B18 | 400 | 3700 | 115.16 | 57.97 | 67.97 | 10 | 0
2040 | SOCO_2_FRCC | SOCO | FRCC | Internal | Winter | B19 | 700 | 3700 | 0 | 57.96 | 67.73 | 10 | 0
2040 | SOCO_2_FRCC | SOCO | FRCC | Internal | Winter | B20 | 935 | 3700 | 3411.21 | 56.95 | 66.95 | 10 | 0
2040 | SOCO_2_VACAR | SOCO | VACAR | Internal | Shoulder | B11 | 25 | 2000 | 0 | 88 | 81 | 10 | 0
2040 | SOCO_2_VACAR | SOCO | VACAR | Internal | Shoulder | B12 | 200 | 2000 | 0 | 59.58 | 56.15 | 10 | 0
2040 | SOCO_2_VACAR | SOCO | VACAR | Internal | Shoulder | B13 | 600 | 2000 | 0 | 59.58 | 55.06 | 10 | 0
2040 | SOCO_2_VACAR | SOCO | VACAR | Internal | Shoulder | B14 | 900 | 2000 | 0 | 59.58 | 54.12 | 10 | 0
2040 | SOCO_2_VACAR | SOCO | VACAR | Internal | Shoulder | B15 | 1203 | 2000 | 0 | 54.57 | 44.85 | 10 | 0
2040 | SOCO_2_VACAR | SOCO | VACAR | Internal | Summer | B1 | 10 | 2000 | 0 | 101.94 | 94.94 | 10 | 0
2040 | SOCO_2_VACAR | SOCO | VACAR | Internal | Summer | B2 | 25 | 2000 | 0 | 101.94 | 94.94 | 10 | 0
2040 | SOCO_2_VACAR | SOCO | VACAR | Internal | Summer | B3 | 75 | 2000 | 0 | 96.91 | 92.69 | 10 | 0
2040 | SOCO_2_VACAR | SOCO | VACAR | Internal | Summer | B4 | 100 | 2000 | 0 | 96.91 | 92.3 | 10 | 0
2040 | SOCO_2_VACAR | SOCO | VACAR | Internal | Summer | B5 | 200 | 2000 | 0 | 92.58 | 92.69 | 10 | 0
2040 | SOCO_2_VACAR | SOCO | VACAR | Internal | Summer | B6 | 300 | 2000 | 0 | 79.08 | 72.08 | 10 | 0
2040 | SOCO_2_VACAR | SOCO | VACAR | Internal | Summer | B7 | 400 | 2000 | 0 | 65.33 | 60.38 | 10 | 0
2040 | SOCO_2_VACAR | SOCO | VACAR | Internal | Summer | B8 | 500 | 2000 | 0 | 57.95 | 57.5 | 10 | 0
2040 | SOCO_2_VACAR | SOCO | VACAR | Internal | Summer | B9 | 800 | 2000 | 0 | 57.95 | 52.69 | 10 | 0
2040 | SOCO_2_VACAR | SOCO | VACAR | Internal | Summer | B10 | 1262 | 2000 | 0 | 53.14 | 46.14 | 10 | 0
2040 | SOCO_2_VACAR | SOCO | VACAR | Internal | Winter | B16 | 25 | 2000 | 0 | 78.31 | 71.31 | 10 | 0
2040 | SOCO_2_VACAR | SOCO | VACAR | Internal | Winter | B17 | 100 | 2000 | 0 | 63.4 | 62.19 | 10 | 0
2040 | SOCO_2_VACAR | SOCO | VACAR | Internal | Winter | B18 | 400 | 2000 | 0 | 57.97 | 60.67 | 10 | 0
2040 | SOCO_2_VACAR | SOCO | VACAR | Internal | Winter | B19 | 700 | 2000 | 0 | 57.96 | 50.96 | 10 | 0
2040 | SOCO_2_VACAR | SOCO | VACAR | Internal | Winter | B20 | 935 | 2000 | 0 | 56.95 | 44.86 | 10 | 0
2040 | SPP_N_2_ENT | SPP_N | ENT | Internal | Shoulder | B11 | 25 | 1800 | 0 | 83.25 | 84.26 | 5 | 0
2040 | SPP_N_2_ENT | SPP_N | ENT | Internal | Shoulder | B12 | 200 | 1800 | 0 | 58.62 | 59.51 | 5 | 0
2040 | SPP_N_2_ENT | SPP_N | ENT | Internal | Shoulder | B13 | 600 | 1800 | 0 | 56.9 | 59.51 | 5 | 0
2040 | SPP_N_2_ENT | SPP_N | ENT | Internal | Shoulder | B14 | 900 | 1800 | 1687.95 | 52.12 | 57.12 | 5 | 0
2040 | SPP_N_2_ENT | SPP_N | ENT | Internal | Shoulder | B15 | 1203 | 1800 | 1800 | 42.73 | 57.12 | 5 | 9.39
2040 | SPP_N_2_ENT | SPP_N | ENT | Internal | Summer | B1 | 10 | 1800 | 0 | 90.76 | 94.69 | 5 | 0
2040 | SPP_N_2_ENT | SPP_N | ENT | Internal | Summer | B2 | 25 | 1800 | 0 | 90.76 | 94.69 | 5 | 0
2040 | SPP_N_2_ENT | SPP_N | ENT | Internal | Summer | B3 | 75 | 1800 | 0 | 90.76 | 88.91 | 5 | 0
2040 | SPP_N_2_ENT | SPP_N | ENT | Internal | Summer | B4 | 100 | 1800 | 0 | 90.76 | 88.91 | 5 | 0
2040 | SPP_N_2_ENT | SPP_N | ENT | Internal | Summer | B5 | 200 | 1800 | 0 | 90.76 | 84.58 | 5 | 0
2040 | SPP_N_2_ENT | SPP_N | ENT | Internal | Summer | B6 | 300 | 1800 | 0 | 76.08 | 76.08 | 5 | 0
2040 | SPP_N_2_ENT | SPP_N | ENT | Internal | Summer | B7 | 400 | 1800 | 0 | 60.11 | 57.49 | 5 | 0
2040 | SPP_N_2_ENT | SPP_N | ENT | Internal | Summer | B8 | 500 | 1800 | 0 | 55.03 | 57.49 | 5 | 0
2040 | SPP_N_2_ENT | SPP_N | ENT | Internal | Summer | B9 | 800 | 1800 | 0 | 54.79 | 55.8 | 5 | 0
2040 | SPP_N_2_ENT | SPP_N | ENT | Internal | Summer | B10 | 1262 | 1800 | 1800 | 42.82 | 53.14 | 5 | 5.32
2040 | SPP_N_2_ENT | SPP_N | ENT | Internal | Winter | B16 | 25 | 1800 | 1649.08 | 64.38 | 69.38 | 5 | 0
2040 | SPP_N_2_ENT | SPP_N | ENT | Internal | Winter | B17 | 100 | 1800 | 1800 | 58.39 | 63.4 | 5 | 0.01
2040 | SPP_N_2_ENT | SPP_N | ENT | Internal | Winter | B18 | 400 | 1800 | 1391.28 | 58.4 | 63.4 | 5 | 0
2040 | SPP_N_2_ENT | SPP_N | ENT | Internal | Winter | B19 | 700 | 1800 | 1800 | 55.95 | 61.29 | 5 | 0.34
2040 | SPP_N_2_ENT | SPP_N | ENT | Internal | Winter | B20 | 935 | 1800 | 1800 | 40.56 | 56.07 | 5 | 10.51
2040 | SPP_N_2_MISO_MO-IL | SPP_N | MISO_MO-IL | Internal | Shoulder | B11 | 25 | 2000 | 0 | 83.25 | 76.26 | 5 | 0
2040 | SPP_N_2_MISO_MO-IL | SPP_N | MISO_MO-IL | Internal | Shoulder | B12 | 200 | 2000 | 0 | 58.62 | 58.89 | 5 | 0
2040 | SPP_N_2_MISO_MO-IL | SPP_N | MISO_MO-IL | Internal | Shoulder | B13 | 600 | 2000 | 0 | 56.9 | 57.29 | 5 | 0
2040 | SPP_N_2_MISO_MO-IL | SPP_N | MISO_MO-IL | Internal | Shoulder | B14 | 900 | 2000 | 0 | 52.12 | 54.04 | 5 | 0
2040 | SPP_N_2_MISO_MO-IL | SPP_N | MISO_MO-IL | Internal | Shoulder | B15 | 1203 | 2000 | 697.84 | 42.73 | 47.73 | 5 | 0
2040 | SPP_N_2_MISO_MO-IL | SPP_N | MISO_MO-IL | Internal | Summer | B1 | 10 | 2000 | 0 | 90.76 | 91.58 | 5 | 0
2040 | SPP_N_2_MISO_MO-IL | SPP_N | MISO_MO-IL | Internal | Summer | B2 | 25 | 2000 | 0 | 90.76 | 90.67 | 5 | 0
2040 | SPP_N_2_MISO_MO-IL | SPP_N | MISO_MO-IL | Internal | Summer | B3 | 75 | 2000 | 0 | 90.76 | 88.49 | 5 | 0
2040 | SPP_N_2_MISO_MO-IL | SPP_N | MISO_MO-IL | Internal | Summer | B4 | 100 | 2000 | 0 | 90.76 | 88.2 | 5 | 0
2040 | SPP_N_2_MISO_MO-IL | SPP_N | MISO_MO-IL | Internal | Summer | B5 | 200 | 2000 | 0 | 90.76 | 86.04 | 5 | 0
2040 | SPP_N_2_MISO_MO-IL | SPP_N | MISO_MO-IL | Internal | Summer | B6 | 300 | 2000 | 0 | 76.08 | 68.08 | 5 | 0
2040 | SPP_N_2_MISO_MO-IL | SPP_N | MISO_MO-IL | Internal | Summer | B7 | 400 | 2000 | 0 | 60.11 | 55.93 | 5 | 0
2040 | SPP_N_2_MISO_MO-IL | SPP_N | MISO_MO-IL | Internal | Summer | B8 | 500 | 2000 | 0 | 55.03 | 50.74 | 5 | 0
2040 | SPP_N_2_MISO_MO-IL | SPP_N | MISO_MO-IL | Internal | Summer | B9 | 800 | 2000 | 0 | 54.79 | 47.8 | 5 | 0
2040 | SPP_N_2_MISO_MO-IL | SPP_N | MISO_MO-IL | Internal | Summer | B10 | 1262 | 2000 | 0 | 42.82 | 40.67 | 5 | 0
2040 | SPP_N_2_MISO_MO-IL | SPP_N | MISO_MO-IL | Internal | Winter | B16 | 25 | 2000 | 0 | 64.38 | 64.46 | 5 | 0
2040 | SPP_N_2_MISO_MO-IL | SPP_N | MISO_MO-IL | Internal | Winter | B17 | 100 | 2000 | 0 | 58.39 | 62.29 | 5 | 0
2040 | SPP_N_2_MISO_MO-IL | SPP_N | MISO_MO-IL | Internal | Winter | B18 | 400 | 2000 | 0 | 58.4 | 60.45 | 5 | 0
2040 | SPP_N_2_MISO_MO-IL | SPP_N | MISO_MO-IL | Internal | Winter | B19 | 700 | 2000 | 0 | 55.95 | 56.65 | 5 | 0
2040 | SPP_N_2_MISO_MO-IL | SPP_N | MISO_MO-IL | Internal | Winter | B20 | 935 | 2000 | 0 | 40.56 | 44.93 | 5 | 0
2040 | SPP_N_2_NE | SPP_N | NE | Internal | Shoulder | B11 | 25 | 1531 | 0 | 83.25 | 83.24 | 0.01 | 0
2040 | SPP_N_2_NE | SPP_N | NE | Internal | Shoulder | B12 | 200 | 1531 | 0 | 58.62 | 58.61 | 0.01 | 0
2040 | SPP_N_2_NE | SPP_N | NE | Internal | Shoulder | B13 | 600 | 1531 | 0 | 56.9 | 56.89 | 0.01 | 0
2040 | SPP_N_2_NE | SPP_N | NE | Internal | Shoulder | B14 | 900 | 1531 | 0 | 52.12 | 52.11 | 0.01 | 0
2040 | SPP_N_2_NE | SPP_N | NE | Internal | Shoulder | B15 | 1203 | 1531 | 0 | 42.73 | 42.72 | 0.01 | 0
2040 | SPP_N_2_NE | SPP_N | NE | Internal | Summer | B1 | 10 | 1531 | 1110.03 | 90.76 | 90.77 | 0.01 | 0
2040 | SPP_N_2_NE | SPP_N | NE | Internal | Summer | B2 | 25 | 1531 | 0 | 90.76 | 90.75 | 0.01 | 0
2040 | SPP_N_2_NE | SPP_N | NE | Internal | Summer | B3 | 75 | 1531 | 0 | 90.76 | 90.75 | 0.01 | 0
2040 | SPP_N_2_NE | SPP_N | NE | Internal | Summer | B4 | 100 | 1531 | 0 | 90.76 | 90.75 | 0.01 | 0
2040 | SPP_N_2_NE | SPP_N | NE | Internal | Summer | B5 | 200 | 1531 | 0 | 90.76 | 90.75 | 0.01 | 0
2040 | SPP_N_2_NE | SPP_N | NE | Internal | Summer | B6 | 300 | 1531 | 0 | 76.08 | 76.07 | 0.01 | 0
2040 | SPP_N_2_NE | SPP_N | NE | Internal | Summer | B7 | 400 | 1531 | 0 | 60.11 | 60.1 | 0.01 | 0
2040 | SPP_N_2_NE | SPP_N | NE | Internal | Summer | B8 | 500 | 1531 | 0 | 55.03 | 55.02 | 0.01 | 0
2040 | SPP_N_2_NE | SPP_N | NE | Internal | Summer | B9 | 800 | 1531 | 0 | 54.79 | 54.78 | 0.01 | 0
2040 | SPP_N_2_NE | SPP_N | NE | Internal | Summer | B10 | 1262 | 1531 | 0 | 42.82 | 40.11 | 0.01 | 0
2040 | SPP_N_2_NE | SPP_N | NE | Internal | Winter | B16 | 25 | 1531 | 0 | 64.38 | 64.37 | 0.01 | 0
2040 | SPP_N_2_NE | SPP_N | NE | Internal | Winter | B17 | 100 | 1531 | 0 | 58.39 | 58.37 | 0.01 | 0
2040 | SPP_N_2_NE | SPP_N | NE | Internal | Winter | B18 | 400 | 1531 | 0 | 58.4 | 58.39 | 0.01 | 0
2040 | SPP_N_2_NE | SPP_N | NE | Internal | Winter | B19 | 700 | 1531 | 0 | 55.95 | 55.94 | 0.01 | 0
2040 | SPP_N_2_NE | SPP_N | NE | Internal | Winter | B20 | 935 | 1531 | 0 | 40.56 | 40.55 | 0.01 | 0
2040 | SPP_N_2_SPP_S | SPP_N | SPP_S | Internal | Shoulder | B11 | 25 | 4383 | 0 | 83.25 | 79.26 | 0.01 | 0
2040 | SPP_N_2_SPP_S | SPP_N | SPP_S | Internal | Shoulder | B12 | 200 | 4383 | 0 | 58.62 | 57.04 | 0.01 | 0
2040 | SPP_N_2_SPP_S | SPP_N | SPP_S | Internal | Shoulder | B13 | 600 | 4383 | 224.1 | 56.9 | 56.91 | 0.01 | 0
2040 | SPP_N_2_SPP_S | SPP_N | SPP_S | Internal | Shoulder | B14 | 900 | 4383 | 0 | 52.12 | 51.93 | 0.01 | 0
2040 | SPP_N_2_SPP_S | SPP_N | SPP_S | Internal | Shoulder | B15 | 1203 | 4383 | 663.92 | 42.73 | 42.74 | 0.01 | 0
2040 | SPP_N_2_SPP_S | SPP_N | SPP_S | Internal | Summer | B1 | 10 | 4383 | 0 | 90.76 | 60.1 | 0.01 | 0
2040 | SPP_N_2_SPP_S | SPP_N | SPP_S | Internal | Summer | B2 | 25 | 4383 | 0 | 90.76 | 79.58 | 0.01 | 0
2040 | SPP_N_2_SPP_S | SPP_N | SPP_S | Internal | Summer | B3 | 75 | 4383 | 0 | 90.76 | 80.25 | 0.01 | 0
2040 | SPP_N_2_SPP_S | SPP_N | SPP_S | Internal | Summer | B4 | 100 | 4383 | 0 | 90.76 | 80.25 | 0.01 | 0
2040 | SPP_N_2_SPP_S | SPP_N | SPP_S | Internal | Summer | B5 | 200 | 4383 | 0 | 90.76 | 79.58 | 0.01 | 0
2040 | SPP_N_2_SPP_S | SPP_N | SPP_S | Internal | Summer | B6 | 300 | 4383 | 456.29 | 76.08 | 76.1 | 0.01 | 0
2040 | SPP_N_2_SPP_S | SPP_N | SPP_S | Internal | Summer | B7 | 400 | 4383 | 0 | 60.11 | 60.1 | 0.01 | 0
2040 | SPP_N_2_SPP_S | SPP_N | SPP_S | Internal | Summer | B8 | 500 | 4383 | 0 | 55.03 | 55.02 | 0.01 | 0
2040 | SPP_N_2_SPP_S | SPP_N | SPP_S | Internal | Summer | B9 | 800 | 4383 | 3726.77 | 54.79 | 54.8 | 0.01 | 0
2040 | SPP_N_2_SPP_S | SPP_N | SPP_S | Internal | Summer | B10 | 1262 | 4383 | 3625.43 | 42.82 | 42.83 | 0.01 | 0
2040 | SPP_N_2_SPP_S | SPP_N | SPP_S | Internal | Winter | B16 | 25 | 4383 | 0 | 64.38 | 61.25 | 0.01 | 0
2040 | SPP_N_2_SPP_S | SPP_N | SPP_S | Internal | Winter | B17 | 100 | 4383 | 110.2 | 58.39 | 58.4 | 0.01 | 0
2040 | SPP_N_2_SPP_S | SPP_N | SPP_S | Internal | Winter | B18 | 400 | 4383 | 0 | 58.4 | 58.4 | 0.01 | 0
2040 | SPP_N_2_SPP_S | SPP_N | SPP_S | Internal | Winter | B19 | 700 | 4383 | 0 | 55.95 | 55.45 | 0.01 | 0
2040 | SPP_N_2_SPP_S | SPP_N | SPP_S | Internal | Winter | B20 | 935 | 4383 | 3095.57 | 40.56 | 40.57 | 0.01 | 0
2040 | SPP_S_2_ENT | SPP_S | ENT | Internal | Shoulder | B11 | 25 | 850 | 370.14 | 79.26 | 84.26 | 5 | 0
2040 | SPP_S_2_ENT | SPP_S | ENT | Internal | Shoulder | B12 | 200 | 850 | 0 | 57.04 | 59.51 | 5 | 0
2040 | SPP_S_2_ENT | SPP_S | ENT | Internal | Shoulder | B13 | 600 | 850 | 0 | 56.91 | 59.51 | 5 | 0
2040 | SPP_S_2_ENT | SPP_S | ENT | Internal | Shoulder | B14 | 900 | 850 | 850 | 51.93 | 57.12 | 5 | 0.18
2040 | SPP_S_2_ENT | SPP_S | ENT | Internal | Shoulder | B15 | 1203 | 850 | 850 | 42.74 | 57.12 | 5 | 9.38
2040 | SPP_S_2_ENT | SPP_S | ENT | Internal | Summer | B1 | 10 | 850 | 850 | 60.1 | 94.69 | 5 | 29.59
2040 | SPP_S_2_ENT | SPP_S | ENT | Internal | Summer | B2 | 25 | 850 | 850 | 79.58 | 94.69 | 5 | 10.11
2040 | SPP_S_2_ENT | SPP_S | ENT | Internal | Summer | B3 | 75 | 850 | 850 | 80.25 | 88.91 | 5 | 3.67
2040 | SPP_S_2_ENT | SPP_S | ENT | Internal | Summer | B4 | 100 | 850 | 850 | 80.25 | 88.91 | 5 | 3.67
2040 | SPP_S_2_ENT | SPP_S | ENT | Internal | Summer | B5 | 200 | 850 | 680.84 | 79.58 | 84.58 | 5 | 0
2040 | SPP_S_2_ENT | SPP_S | ENT | Internal | Summer | B6 | 300 | 850 | 0 | 76.1 | 76.08 | 5 | 0
2040 | SPP_S_2_ENT | SPP_S | ENT | Internal | Summer | B7 | 400 | 850 | 0 | 60.1 | 57.49 | 5 | 0
2040 | SPP_S_2_ENT | SPP_S | ENT | Internal | Summer | B8 | 500 | 850 | 0 | 55.02 | 57.49 | 5 | 0
2040 | SPP_S_2_ENT | SPP_S | ENT | Internal | Summer | B9 | 800 | 850 | 0 | 54.8 | 55.8 | 5 | 0
2040 | SPP_S_2_ENT | SPP_S | ENT | Internal | Summer | B10 | 1262 | 850 | 850 | 42.83 | 53.14 | 5 | 5.31
2040 | SPP_S_2_ENT | SPP_S | ENT | Internal | Winter | B16 | 25 | 850 | 850 | 61.25 | 69.38 | 5 | 3.13
2040 | SPP_S_2_ENT | SPP_S | ENT | Internal | Winter | B17 | 100 | 850 | 824.31 | 58.4 | 63.4 | 5 | 0
2040 | SPP_S_2_ENT | SPP_S | ENT | Internal | Winter | B18 | 400 | 850 | 849.11 | 58.4 | 63.4 | 5 | 0
2040 | SPP_S_2_ENT | SPP_S | ENT | Internal | Winter | B19 | 700 | 850 | 850 | 55.45 | 61.29 | 5 | 0.84
2040 | SPP_S_2_ENT | SPP_S | ENT | Internal | Winter | B20 | 935 | 850 | 850 | 40.57 | 56.07 | 5 | 10.5
2040 | SPP_S_2_SPP_N | SPP_S | SPP_N | Internal | Shoulder | B11 | 25 | 1023 | 1023 | 79.26 | 83.25 | 0.01 | 3.98
2040 | SPP_S_2_SPP_N | SPP_S | SPP_N | Internal | Shoulder | B12 | 200 | 1023 | 1023 | 57.04 | 58.62 | 0.01 | 1.57
2040 | SPP_S_2_SPP_N | SPP_S | SPP_N | Internal | Shoulder | B13 | 600 | 1023 | 0 | 56.91 | 56.9 | 0.01 | 0
2040 | SPP_S_2_SPP_N | SPP_S | SPP_N | Internal | Shoulder | B14 | 900 | 1023 | 1023 | 51.93 | 52.12 | 0.01 | 0.17
2040 | SPP_S_2_SPP_N | SPP_S | SPP_N | Internal | Shoulder | B15 | 1203 | 1023 | 0 | 42.74 | 42.73 | 0.01 | 0
2040 | SPP_S_2_SPP_N | SPP_S | SPP_N | Internal | Summer | B1 | 10 | 1023 | 1023 | 60.1 | 90.76 | 0.01 | 30.65
2040 | SPP_S_2_SPP_N | SPP_S | SPP_N | Internal | Summer | B2 | 25 | 1023 | 1023 | 79.58 | 90.76 | 0.01 | 11.17
2040 | SPP_S_2_SPP_N | SPP_S | SPP_N | Internal | Summer | B3 | 75 | 1023 | 1023 | 80.25 | 90.76 | 0.01 | 10.5
2040 | SPP_S_2_SPP_N | SPP_S | SPP_N | Internal | Summer | B4 | 100 | 1023 | 1023 | 80.25 | 90.76 | 0.01 | 10.5
2040 | SPP_S_2_SPP_N | SPP_S | SPP_N | Internal | Summer | B5 | 200 | 1023 | 1023 | 79.58 | 90.76 | 0.01 | 11.17
2040 | SPP_S_2_SPP_N | SPP_S | SPP_N | Internal | Summer | B6 | 300 | 1023 | 0 | 76.1 | 76.08 | 0.01 | 0
2040 | SPP_S_2_SPP_N | SPP_S | SPP_N | Internal | Summer | B7 | 400 | 1023 | 1011.99 | 60.1 | 60.11 | 0.01 | 0
2040 | SPP_S_2_SPP_N | SPP_S | SPP_N | Internal | Summer | B8 | 500 | 1023 | 363.71 | 55.02 | 55.03 | 0.01 | 0
2040 | SPP_S_2_SPP_N | SPP_S | SPP_N | Internal | Summer | B9 | 800 | 1023 | 0 | 54.8 | 54.79 | 0.01 | 0
2040 | SPP_S_2_SPP_N | SPP_S | SPP_N | Internal | Summer | B10 | 1262 | 1023 | 0 | 42.83 | 42.82 | 0.01 | 0
2040 | SPP_S_2_SPP_N | SPP_S | SPP_N | Internal | Winter | B16 | 25 | 1023 | 1023 | 61.25 | 64.38 | 0.01 | 3.12
2040 | SPP_S_2_SPP_N | SPP_S | SPP_N | Internal | Winter | B17 | 100 | 1023 | 0 | 58.4 | 58.39 | 0.01 | 0
2040 | SPP_S_2_SPP_N | SPP_S | SPP_N | Internal | Winter | B18 | 400 | 1023 | 0 | 58.4 | 58.4 | 0.01 | 0
2040 | SPP_S_2_SPP_N | SPP_S | SPP_N | Internal | Winter | B19 | 700 | 1023 | 1023 | 55.45 | 55.95 | 0.01 | 0.48
2040 | SPP_S_2_SPP_N | SPP_S | SPP_N | Internal | Winter | B20 | 935 | 1023 | 0 | 40.57 | 40.56 | 0.01 | 0
2040 | TVA_2_ENT | TVA | ENT | Internal | Shoulder | B11 | 25 | 500 | 500 | 72 | 84.26 | 9 | 3.26
2040 | TVA_2_ENT | TVA | ENT | Internal | Shoulder | B12 | 200 | 500 | 0 | 58.51 | 59.51 | 9 | 0
2040 | TVA_2_ENT | TVA | ENT | Internal | Shoulder | B13 | 600 | 500 | 0 | 58.44 | 59.51 | 9 | 0
2040 | TVA_2_ENT | TVA | ENT | Internal | Shoulder | B14 | 900 | 500 | 0 | 58.44 | 57.12 | 9 | 0
2040 | TVA_2_ENT | TVA | ENT | Internal | Shoulder | B15 | 1203 | 500 | 0 | 52.22 | 57.12 | 9 | 0
2040 | TVA_2_ENT | TVA | ENT | Internal | Summer | B1 | 10 | 500 | 0 | 99.59 | 94.69 | 9 | 0
2040 | TVA_2_ENT | TVA | ENT | Internal | Summer | B2 | 25 | 500 | 0 | 98.68 | 94.69 | 9 | 0
2040 | TVA_2_ENT | TVA | ENT | Internal | Summer | B3 | 75 | 500 | 0 | 92.49 | 88.91 | 9 | 0
2040 | TVA_2_ENT | TVA | ENT | Internal | Summer | B4 | 100 | 500 | 0 | 92.31 | 88.91 | 9 | 0
2040 | TVA_2_ENT | TVA | ENT | Internal | Summer | B5 | 200 | 500 | 0 | 90.05 | 84.58 | 9 | 0
2040 | TVA_2_ENT | TVA | ENT | Internal | Summer | B6 | 300 | 500 | 500 | 61.23 | 76.08 | 9 | 5.85
2040 | TVA_2_ENT | TVA | ENT | Internal | Summer | B7 | 400 | 500 | 0 | 56.94 | 57.49 | 9 | 0
2040 | TVA_2_ENT | TVA | ENT | Internal | Summer | B8 | 500 | 500 | 0 | 56.94 | 57.49 | 9 | 0
2040 | TVA_2_ENT | TVA | ENT | Internal | Summer | B9 | 800 | 500 | 0 | 53.37 | 55.8 | 9 | 0
2040 | TVA_2_ENT | TVA | ENT | Internal | Summer | B10 | 1262 | 500 | 287.45 | 44.14 | 53.14 | 9 | 0
2040 | TVA_2_ENT | TVA | ENT | Internal | Winter | B16 | 25 | 500 | 0 | 69.32 | 69.38 | 9 | 0
2040 | TVA_2_ENT | TVA | ENT | Internal | Winter | B17 | 100 | 500 | 0 | 64.7 | 63.4 | 9 | 0
2040 | TVA_2_ENT | TVA | ENT | Internal | Winter | B18 | 400 | 500 | 0 | 61.09 | 63.4 | 9 | 0
2040 | TVA_2_ENT | TVA | ENT | Internal | Winter | B19 | 700 | 500 | 0 | 57.97 | 61.29 | 9 | 0
2040 | TVA_2_ENT | TVA | ENT | Internal | Winter | B20 | 935 | 500 | 0 | 51.08 | 56.07 | 9 | 0
2040 | TVA_2_MISO_MO-IL | TVA | MISO_MO-IL | Internal | Shoulder | B11 | 25 | 50 | 0 | 72 | 76.26 | 9 | 0
2040 | TVA_2_MISO_MO-IL | TVA | MISO_MO-IL | Internal | Shoulder | B12 | 200 | 50 | 0 | 58.51 | 58.89 | 9 | 0
2040 | TVA_2_MISO_MO-IL | TVA | MISO_MO-IL | Internal | Shoulder | B13 | 600 | 50 | 0 | 58.44 | 57.29 | 9 | 0
2040 | TVA_2_MISO_MO-IL | TVA | MISO_MO-IL | Internal | Shoulder | B14 | 900 | 50 | 0 | 58.44 | 54.04 | 9 | 0
2040 | TVA_2_MISO_MO-IL | TVA | MISO_MO-IL | Internal | Shoulder | B15 | 1203 | 50 | 0 | 52.22 | 47.73 | 9 | 0
2040 | TVA_2_MISO_MO-IL | TVA | MISO_MO-IL | Internal | Summer | B1 | 10 | 50 | 0 | 99.59 | 91.58 | 9 | 0
2040 | TVA_2_MISO_MO-IL | TVA | MISO_MO-IL | Internal | Summer | B2 | 25 | 50 | 0 | 98.68 | 90.67 | 9 | 0
2040 | TVA_2_MISO_MO-IL | TVA | MISO_MO-IL | Internal | Summer | B3 | 75 | 50 | 0 | 92.49 | 88.49 | 9 | 0
2040 | TVA_2_MISO_MO-IL | TVA | MISO_MO-IL | Internal | Summer | B4 | 100 | 50 | 0 | 92.31 | 88.2 | 9 | 0
2040 | TVA_2_MISO_MO-IL | TVA | MISO_MO-IL | Internal | Summer | B5 | 200 | 50 | 0 | 90.05 | 86.04 | 9 | 0
2040 | TVA_2_MISO_MO-IL | TVA | MISO_MO-IL | Internal | Summer | B6 | 300 | 50 | 0 | 61.23 | 68.08 | 9 | 0
2040 | TVA_2_MISO_MO-IL | TVA | MISO_MO-IL | Internal | Summer | B7 | 400 | 50 | 0 | 56.94 | 55.93 | 9 | 0
2040 | TVA_2_MISO_MO-IL | TVA | MISO_MO-IL | Internal | Summer | B8 | 500 | 50 | 0 | 56.94 | 50.74 | 9 | 0
2040 | TVA_2_MISO_MO-IL | TVA | MISO_MO-IL | Internal | Summer | B9 | 800 | 50 | 0 | 53.37 | 47.8 | 9 | 0
2040 | TVA_2_MISO_MO-IL | TVA | MISO_MO-IL | Internal | Summer | B10 | 1262 | 50 | 0 | 44.14 | 40.67 | 9 | 0
2040 | TVA_2_MISO_MO-IL | TVA | MISO_MO-IL | Internal | Winter | B16 | 25 | 50 | 0 | 69.32 | 64.46 | 9 | 0
2040 | TVA_2_MISO_MO-IL | TVA | MISO_MO-IL | Internal | Winter | B17 | 100 | 50 | 0 | 64.7 | 62.29 | 9 | 0
2040 | TVA_2_MISO_MO-IL | TVA | MISO_MO-IL | Internal | Winter | B18 | 400 | 50 | 0 | 61.09 | 60.45 | 9 | 0
2040 | TVA_2_MISO_MO-IL | TVA | MISO_MO-IL | Internal | Winter | B19 | 700 | 50 | 0 | 57.97 | 56.65 | 9 | 0
2040 | TVA_2_MISO_MO-IL | TVA | MISO_MO-IL | Internal | Winter | B20 | 935 | 50 | 0 | 51.08 | 44.93 | 9 | 0
2040 | TVA_2_NonRTO_Midwest | TVA | NonRTO_Midwest | Internal | Shoulder | B11 | 25 | 100 | 100 | 72 | 84.25 | 9 | 3.25
2040 | TVA_2_NonRTO_Midwest | TVA | NonRTO_Midwest | Internal | Shoulder | B12 | 200 | 100 | 0 | 58.51 | 66.9 | 9 | 0
2040 | TVA_2_NonRTO_Midwest | TVA | NonRTO_Midwest | Internal | Shoulder | B13 | 600 | 100 | 0 | 58.44 | 65.3 | 9 | 0
2040 | TVA_2_NonRTO_Midwest | TVA | NonRTO_Midwest | Internal | Shoulder | B14 | 900 | 100 | 0 | 58.44 | 53.43 | 9 | 0
2040 | TVA_2_NonRTO_Midwest | TVA | NonRTO_Midwest | Internal | Shoulder | B15 | 1203 | 100 | 0 | 52.22 | 44.21 | 9 | 0
2040 | TVA_2_NonRTO_Midwest | TVA | NonRTO_Midwest | Internal | Summer | B1 | 10 | 100 | 0 | 99.59 | 99.57 | 9 | 0
2040 | TVA_2_NonRTO_Midwest | TVA | NonRTO_Midwest | Internal | Summer | B2 | 25 | 100 | 0 | 98.68 | 94.05 | 9 | 0
2040 | TVA_2_NonRTO_Midwest | TVA | NonRTO_Midwest | Internal | Summer | B3 | 75 | 100 | 0 | 92.49 | 94.05 | 9 | 0
2040 | TVA_2_NonRTO_Midwest | TVA | NonRTO_Midwest | Internal | Summer | B4 | 100 | 100 | 0 | 92.31 | 94.05 | 9 | 0
2040 | TVA_2_NonRTO_Midwest | TVA | NonRTO_Midwest | Internal | Summer | B5 | 200 | 100 | 0 | 90.05 | 94.02 | 9 | 0
2040 | TVA_2_NonRTO_Midwest | TVA | NonRTO_Midwest | Internal | Summer | B6 | 300 | 100 | 100 | 61.23 | 76.07 | 9 | 5.84
2040 | TVA_2_NonRTO_Midwest | TVA | NonRTO_Midwest | Internal | Summer | B7 | 400 | 100 | 0 | 56.94 | 63.95 | 9 | 0
2040 | TVA_2_NonRTO_Midwest | TVA | NonRTO_Midwest | Internal | Summer | B8 | 500 | 100 | 0 | 56.94 | 51.79 | 9 | 0
2040 | TVA_2_NonRTO_Midwest | TVA | NonRTO_Midwest | Internal | Summer | B9 | 800 | 100 | 0 | 53.37 | 45.36 | 9 | 0
2040 | TVA_2_NonRTO_Midwest | TVA | NonRTO_Midwest | Internal | Summer | B10 | 1262 | 100 | 0 | 44.14 | 36.75 | 9 | 0
2040 | TVA_2_NonRTO_Midwest | TVA | NonRTO_Midwest | Internal | Winter | B16 | 25 | 100 | 0 | 69.32 | 73.1 | 9 | 0
2040 | TVA_2_NonRTO_Midwest | TVA | NonRTO_Midwest | Internal | Winter | B17 | 100 | 100 | 0 | 64.7 | 70.3 | 9 | 0
2040 | TVA_2_NonRTO_Midwest | TVA | NonRTO_Midwest | Internal | Winter | B18 | 400 | 100 | 0 | 61.09 | 68.46 | 9 | 0
2040 | TVA_2_NonRTO_Midwest | TVA | NonRTO_Midwest | Internal | Winter | B19 | 700 | 100 | 0 | 57.97 | 55.04 | 9 | 0
2040 | TVA_2_NonRTO_Midwest | TVA | NonRTO_Midwest | Internal | Winter | B20 | 935 | 100 | 0 | 51.08 | 43.07 | 9 | 0
2040 | TVA_2_SOCO | TVA | SOCO | Internal | Shoulder | B11 | 25 | 500 | 500 | 72 | 88 | 9 | 7
2040 | TVA_2_SOCO | TVA | SOCO | Internal | Shoulder | B12 | 200 | 500 | 0 | 58.51 | 59.58 | 9 | 0
2040 | TVA_2_SOCO | TVA | SOCO | Internal | Shoulder | B13 | 600 | 500 | 0 | 58.44 | 59.58 | 9 | 0
2040 | TVA_2_SOCO | TVA | SOCO | Internal | Shoulder | B14 | 900 | 500 | 0 | 58.44 | 59.58 | 9 | 0
2040 | TVA_2_SOCO | TVA | SOCO | Internal | Shoulder | B15 | 1203 | 500 | 0 | 52.22 | 54.57 | 9 | 0
2040 | TVA_2_SOCO | TVA | SOCO | Internal | Summer | B1 | 10 | 500 | 0 | 99.59 | 101.94 | 9 | 0
2040 | TVA_2_SOCO | TVA | SOCO | Internal | Summer | B2 | 25 | 500 | 0 | 98.68 | 101.94 | 9 | 0
2040 | TVA_2_SOCO | TVA | SOCO | Internal | Summer | B3 | 75 | 500 | 0 | 92.49 | 96.91 | 9 | 0
2040 | TVA_2_SOCO | TVA | SOCO | Internal | Summer | B4 | 100 | 500 | 0 | 92.31 | 96.91 | 9 | 0
2040 | TVA_2_SOCO | TVA | SOCO | Internal | Summer | B5 | 200 | 500 | 0 | 90.05 | 92.58 | 9 | 0
2040 | TVA_2_SOCO | TVA | SOCO | Internal | Summer | B6 | 300 | 500 | 500 | 61.23 | 79.08 | 9 | 8.85
2040 | TVA_2_SOCO | TVA | SOCO | Internal | Summer | B7 | 400 | 500 | 0 | 56.94 | 65.33 | 9 | 0
2040 | TVA_2_SOCO | TVA | SOCO | Internal | Summer | B8 | 500 | 500 | 0 | 56.94 | 57.95 | 9 | 0
2040 | TVA_2_SOCO | TVA | SOCO | Internal | Summer | B9 | 800 | 500 | 0 | 53.37 | 57.95 | 9 | 0
2040 | TVA_2_SOCO | TVA | SOCO | Internal | Summer | B10 | 1262 | 500 | 272.1 | 44.14 | 53.14 | 9 | 0
2040 | TVA_2_SOCO | TVA | SOCO | Internal | Winter | B16 | 25 | 500 | 0 | 69.32 | 78.31 | 9 | 0
2040 | TVA_2_SOCO | TVA | SOCO | Internal | Winter | B17 | 100 | 500 | 0 | 64.7 | 63.4 | 9 | 0
2040 | TVA_2_SOCO | TVA | SOCO | Internal | Winter | B18 | 400 | 500 | 0 | 61.09 | 57.97 | 9 | 0
2040 | TVA_2_SOCO | TVA | SOCO | Internal | Winter | B19 | 700 | 500 | 0 | 57.97 | 57.96 | 9 | 0
2040 | TVA_2_SOCO | TVA | SOCO | Internal | Winter | B20 | 935 | 500 | 0 | 51.08 | 56.95 | 9 | 0
2040 | TVA_2_VACAR | TVA | VACAR | Internal | Shoulder | B11 | 25 | 150 | 117.66 | 72 | 81 | 9 | 0
2040 | TVA_2_VACAR | TVA | VACAR | Internal | Shoulder | B12 | 200 | 150 | 0 | 58.51 | 56.15 | 9 | 0
2040 | TVA_2_VACAR | TVA | VACAR | Internal | Shoulder | B13 | 600 | 150 | 0 | 58.44 | 55.06 | 9 | 0
2040 | TVA_2_VACAR | TVA | VACAR | Internal | Shoulder | B14 | 900 | 150 | 0 | 58.44 | 54.12 | 9 | 0
2040 | TVA_2_VACAR | TVA | VACAR | Internal | Shoulder | B15 | 1203 | 150 | 0 | 52.22 | 44.85 | 9 | 0
2040 | TVA_2_VACAR | TVA | VACAR | Internal | Summer | B1 | 10 | 150 | 0 | 99.59 | 94.94 | 9 | 0
2040 | TVA_2_VACAR | TVA | VACAR | Internal | Summer | B2 | 25 | 150 | 0 | 98.68 | 94.94 | 9 | 0
2040 | TVA_2_VACAR | TVA | VACAR | Internal | Summer | B3 | 75 | 150 | 0 | 92.49 | 92.69 | 9 | 0
2040 | TVA_2_VACAR | TVA | VACAR | Internal | Summer | B4 | 100 | 150 | 0 | 92.31 | 92.3 | 9 | 0
2040 | TVA_2_VACAR | TVA | VACAR | Internal | Summer | B5 | 200 | 150 | 0 | 90.05 | 92.69 | 9 | 0
2040 | TVA_2_VACAR | TVA | VACAR | Internal | Summer | B6 | 300 | 150 | 150 | 61.23 | 72.08 | 9 | 1.85
2040 | TVA_2_VACAR | TVA | VACAR | Internal | Summer | B7 | 400 | 150 | 0 | 56.94 | 60.38 | 9 | 0
2040 | TVA_2_VACAR | TVA | VACAR | Internal | Summer | B8 | 500 | 150 | 0 | 56.94 | 57.5 | 9 | 0
2040 | TVA_2_VACAR | TVA | VACAR | Internal | Summer | B9 | 800 | 150 | 0 | 53.37 | 52.69 | 9 | 0
2040 | TVA_2_VACAR | TVA | VACAR | Internal | Summer | B10 | 1262 | 150 | 0 | 44.14 | 46.14 | 9 | 0
2040 | TVA_2_VACAR | TVA | VACAR | Internal | Winter | B16 | 25 | 150 | 0 | 69.32 | 71.31 | 9 | 0
2040 | TVA_2_VACAR | TVA | VACAR | Internal | Winter | B17 | 100 | 150 | 0 | 64.7 | 62.19 | 9 | 0
2040 | TVA_2_VACAR | TVA | VACAR | Internal | Winter | B18 | 400 | 150 | 0 | 61.09 | 60.67 | 9 | 0
2040 | TVA_2_VACAR | TVA | VACAR | Internal | Winter | B19 | 700 | 150 | 0 | 57.97 | 50.96 | 9 | 0
2040 | TVA_2_VACAR | TVA | VACAR | Internal | Winter | B20 | 935 | 150 | 0 | 51.08 | 44.86 | 9 | 0
2040 | TVA_Transmission_2_ENT | TVA_Transmission | ENT | Internal | Shoulder | B11 | 25 | 3000 | 0 | 79 | 84.26 | 9 | 0
2040 | TVA_Transmission_2_ENT | TVA_Transmission | ENT | Internal | Shoulder | B12 | 200 | 3000 | 0 | 60.61 | 59.51 | 9 | 0
2040 | TVA_Transmission_2_ENT | TVA_Transmission | ENT | Internal | Shoulder | B13 | 600 | 3000 | 0 | 59.68 | 59.51 | 9 | 0
2040 | TVA_Transmission_2_ENT | TVA_Transmission | ENT | Internal | Shoulder | B14 | 900 | 3000 | 0 | 58.43 | 57.12 | 9 | 0
2040 | TVA_Transmission_2_ENT | TVA_Transmission | ENT | Internal | Shoulder | B15 | 1203 | 3000 | 0 | 52.21 | 57.12 | 9 | 0
2040 | TVA_Transmission_2_ENT | TVA_Transmission | ENT | Internal | Summer | B1 | 10 | 3000 | 0 | 99.58 | 94.69 | 9 | 0
2040 | TVA_Transmission_2_ENT | TVA_Transmission | ENT | Internal | Summer | B2 | 25 | 3000 | 0 | 98.67 | 94.69 | 9 | 0
2040 | TVA_Transmission_2_ENT | TVA_Transmission | ENT | Internal | Summer | B3 | 75 | 3000 | 0 | 92.48 | 88.91 | 9 | 0
2040 | TVA_Transmission_2_ENT | TVA_Transmission | ENT | Internal | Summer | B4 | 100 | 3000 | 0 | 92.3 | 88.91 | 9 | 0
2040 | TVA_Transmission_2_ENT | TVA_Transmission | ENT | Internal | Summer | B5 | 200 | 3000 | 0 | 90.04 | 84.58 | 9 | 0
2040 | TVA_Transmission_2_ENT | TVA_Transmission | ENT | Internal | Summer | B6 | 300 | 3000 | 0 | 71.25 | 76.08 | 9 | 0
2040 | TVA_Transmission_2_ENT | TVA_Transmission | ENT | Internal | Summer | B7 | 400 | 3000 | 0 | 59.15 | 57.49 | 9 | 0
2040 | TVA_Transmission_2_ENT | TVA_Transmission | ENT | Internal | Summer | B8 | 500 | 3000 | 0 | 57.26 | 57.49 | 9 | 0
2040 | TVA_Transmission_2_ENT | TVA_Transmission | ENT | Internal | Summer | B9 | 800 | 3000 | 0 | 53.36 | 55.8 | 9 | 0
2040 | TVA_Transmission_2_ENT | TVA_Transmission | ENT | Internal | Summer | B10 | 1262 | 3000 | 0 | 44.6 | 53.14 | 9 | 0
2040 | TVA_Transmission_2_ENT | TVA_Transmission | ENT | Internal | Winter | B16 | 25 | 3000 | 0 | 69.31 | 69.38 | 9 | 0
2040 | TVA_Transmission_2_ENT | TVA_Transmission | ENT | Internal | Winter | B17 | 100 | 3000 | 0 | 65.45 | 63.4 | 9 | 0
2040 | TVA_Transmission_2_ENT | TVA_Transmission | ENT | Internal | Winter | B18 | 400 | 3000 | 0 | 62.76 | 63.4 | 9 | 0
2040 | TVA_Transmission_2_ENT | TVA_Transmission | ENT | Internal | Winter | B19 | 700 | 3000 | 0 | 57.96 | 61.29 | 9 | 0
2040 | TVA_Transmission_2_ENT | TVA_Transmission | ENT | Internal | Winter | B20 | 935 | 3000 | 0 | 51.07 | 56.07 | 9 | 0
2040 | TVA_Transmission_2_NonRTO_Midwest | TVA_Transmission | NonRTO_Midwest | Internal | Shoulder | B11 | 25 | 700 | 0 | 79 | 84.25 | 9 | 0
2040 | TVA_Transmission_2_NonRTO_Midwest | TVA_Transmission | NonRTO_Midwest | Internal | Shoulder | B12 | 200 | 700 | 0 | 60.61 | 66.9 | 9 | 0
2040 | TVA_Transmission_2_NonRTO_Midwest | TVA_Transmission | NonRTO_Midwest | Internal | Shoulder | B13 | 600 | 700 | 0 | 59.68 | 65.3 | 9 | 0
2040 | TVA_Transmission_2_NonRTO_Midwest | TVA_Transmission | NonRTO_Midwest | Internal | Shoulder | B14 | 900 | 700 | 0 | 58.43 | 53.43 | 9 | 0
2040 | TVA_Transmission_2_NonRTO_Midwest | TVA_Transmission | NonRTO_Midwest | Internal | Shoulder | B15 | 1203 | 700 | 0 | 52.21 | 44.21 | 9 | 0
2040 | TVA_Transmission_2_NonRTO_Midwest | TVA_Transmission | NonRTO_Midwest | Internal | Summer | B1 | 10 | 700 | 0 | 99.58 | 99.57 | 9 | 0
2040 | TVA_Transmission_2_NonRTO_Midwest | TVA_Transmission | NonRTO_Midwest | Internal | Summer | B2 | 25 | 700 | 0 | 98.67 | 94.05 | 9 | 0
2040 | TVA_Transmission_2_NonRTO_Midwest | TVA_Transmission | NonRTO_Midwest | Internal | Summer | B3 | 75 | 700 | 0 | 92.48 | 94.05 | 9 | 0
2040 | TVA_Transmission_2_NonRTO_Midwest | TVA_Transmission | NonRTO_Midwest | Internal | Summer | B4 | 100 | 700 | 0 | 92.3 | 94.05 | 9 | 0
2040 | TVA_Transmission_2_NonRTO_Midwest | TVA_Transmission | NonRTO_Midwest | Internal | Summer | B5 | 200 | 700 | 0 | 90.04 | 94.02 | 9 | 0
2040 | TVA_Transmission_2_NonRTO_Midwest | TVA_Transmission | NonRTO_Midwest | Internal | Summer | B6 | 300 | 700 | 0 | 71.25 | 76.07 | 9 | 0
2040 | TVA_Transmission_2_NonRTO_Midwest | TVA_Transmission | NonRTO_Midwest | Internal | Summer | B7 | 400 | 700 | 0 | 59.15 | 63.95 | 9 | 0
2040 | TVA_Transmission_2_NonRTO_Midwest | TVA_Transmission | NonRTO_Midwest | Internal | Summer | B8 | 500 | 700 | 0 | 57.26 | 51.79 | 9 | 0
2040 | TVA_Transmission_2_NonRTO_Midwest | TVA_Transmission | NonRTO_Midwest | Internal | Summer | B9 | 800 | 700 | 0 | 53.36 | 45.36 | 9 | 0
2040 | TVA_Transmission_2_NonRTO_Midwest | TVA_Transmission | NonRTO_Midwest | Internal | Summer | B10 | 1262 | 700 | 0 | 44.6 | 36.75 | 9 | 0
2040 | TVA_Transmission_2_NonRTO_Midwest | TVA_Transmission | NonRTO_Midwest | Internal | Winter | B16 | 25 | 700 | 0 | 69.31 | 73.1 | 9 | 0
2040 | TVA_Transmission_2_NonRTO_Midwest | TVA_Transmission | NonRTO_Midwest | Internal | Winter | B17 | 100 | 700 | 0 | 65.45 | 70.3 | 9 | 0
2040 | TVA_Transmission_2_NonRTO_Midwest | TVA_Transmission | NonRTO_Midwest | Internal | Winter | B18 | 400 | 700 | 0 | 62.76 | 68.46 | 9 | 0
2040 | TVA_Transmission_2_NonRTO_Midwest | TVA_Transmission | NonRTO_Midwest | Internal | Winter | B19 | 700 | 700 | 0 | 57.96 | 55.04 | 9 | 0
2040 | TVA_Transmission_2_NonRTO_Midwest | TVA_Transmission | NonRTO_Midwest | Internal | Winter | B20 | 935 | 700 | 0 | 51.07 | 43.07 | 9 | 0
2040 | TVA_Transmission_2_SOCO | TVA_Transmission | SOCO | Internal | Shoulder | B11 | 25 | 3200 | 267.76 | 79 | 88 | 9 | 0
2040 | TVA_Transmission_2_SOCO | TVA_Transmission | SOCO | Internal | Shoulder | B12 | 200 | 3200 | 0 | 60.61 | 59.58 | 9 | 0
2040 | TVA_Transmission_2_SOCO | TVA_Transmission | SOCO | Internal | Shoulder | B13 | 600 | 3200 | 0 | 59.68 | 59.58 | 9 | 0
2040 | TVA_Transmission_2_SOCO | TVA_Transmission | SOCO | Internal | Shoulder | B14 | 900 | 3200 | 0 | 58.43 | 59.58 | 9 | 0
2040 | TVA_Transmission_2_SOCO | TVA_Transmission | SOCO | Internal | Shoulder | B15 | 1203 | 3200 | 0 | 52.21 | 54.57 | 9 | 0
2040 | TVA_Transmission_2_SOCO | TVA_Transmission | SOCO | Internal | Summer | B1 | 10 | 3200 | 0 | 99.58 | 101.94 | 9 | 0
2040 | TVA_Transmission_2_SOCO | TVA_Transmission | SOCO | Internal | Summer | B2 | 25 | 3200 | 0 | 98.67 | 101.94 | 9 | 0
2040 | TVA_Transmission_2_SOCO | TVA_Transmission | SOCO | Internal | Summer | B3 | 75 | 3200 | 0 | 92.48 | 96.91 | 9 | 0
2040 | TVA_Transmission_2_SOCO | TVA_Transmission | SOCO | Internal | Summer | B4 | 100 | 3200 | 0 | 92.3 | 96.91 | 9 | 0
2040 | TVA_Transmission_2_SOCO | TVA_Transmission | SOCO | Internal | Summer | B5 | 200 | 3200 | 0 | 90.04 | 92.58 | 9 | 0
2040 | TVA_Transmission_2_SOCO | TVA_Transmission | SOCO | Internal | Summer | B6 | 300 | 3200 | 0 | 71.25 | 79.08 | 9 | 0
2040 | TVA_Transmission_2_SOCO | TVA_Transmission | SOCO | Internal | Summer | B7 | 400 | 3200 | 0 | 59.15 | 65.33 | 9 | 0
2040 | TVA_Transmission_2_SOCO | TVA_Transmission | SOCO | Internal | Summer | B8 | 500 | 3200 | 0 | 57.26 | 57.95 | 9 | 0
2040 | TVA_Transmission_2_SOCO | TVA_Transmission | SOCO | Internal | Summer | B9 | 800 | 3200 | 0 | 53.36 | 57.95 | 9 | 0
2040 | TVA_Transmission_2_SOCO | TVA_Transmission | SOCO | Internal | Summer | B10 | 1262 | 3200 | 0 | 44.6 | 53.14 | 9 | 0
2040 | TVA_Transmission_2_SOCO | TVA_Transmission | SOCO | Internal | Winter | B16 | 25 | 3200 | 585.05 | 69.31 | 78.31 | 9 | 0
2040 | TVA_Transmission_2_SOCO | TVA_Transmission | SOCO | Internal | Winter | B17 | 100 | 3200 | 0 | 65.45 | 63.4 | 9 | 0
2040 | TVA_Transmission_2_SOCO | TVA_Transmission | SOCO | Internal | Winter | B18 | 400 | 3200 | 0 | 62.76 | 57.97 | 9 | 0
2040 | TVA_Transmission_2_SOCO | TVA_Transmission | SOCO | Internal | Winter | B19 | 700 | 3200 | 0 | 57.96 | 57.96 | 9 | 0
2040 | TVA_Transmission_2_SOCO | TVA_Transmission | SOCO | Internal | Winter | B20 | 935 | 3200 | 0 | 51.07 | 56.95 | 9 | 0
2040 | TVA_Transmission_2_TVA | TVA_Transmission | TVA | Internal | Shoulder | B11 | 25 | 99999 | 0 | 79 | 72 | 0.01 | 0
2040 | TVA_Transmission_2_TVA | TVA_Transmission | TVA | Internal | Shoulder | B12 | 200 | 99999 | 0 | 60.61 | 58.51 | 0.01 | 0
2040 | TVA_Transmission_2_TVA | TVA_Transmission | TVA | Internal | Shoulder | B13 | 600 | 99999 | 0 | 59.68 | 58.44 | 0.01 | 0
2040 | TVA_Transmission_2_TVA | TVA_Transmission | TVA | Internal | Shoulder | B14 | 900 | 99999 | 510.39 | 58.43 | 58.44 | 0.01 | 0
2040 | TVA_Transmission_2_TVA | TVA_Transmission | TVA | Internal | Shoulder | B15 | 1203 | 99999 | 1209.6 | 52.21 | 52.22 | 0.01 | 0
2040 | TVA_Transmission_2_TVA | TVA_Transmission | TVA | Internal | Summer | B1 | 10 | 99999 | 4670 | 99.58 | 99.59 | 0.01 | 0
2040 | TVA_Transmission_2_TVA | TVA_Transmission | TVA | Internal | Summer | B2 | 25 | 99999 | 3821.41 | 98.67 | 98.68 | 0.01 | 0
2040 | TVA_Transmission_2_TVA | TVA_Transmission | TVA | Internal | Summer | B3 | 75 | 99999 | 2149.38 | 92.48 | 92.49 | 0.01 | 0
2040 | TVA_Transmission_2_TVA | TVA_Transmission | TVA | Internal | Summer | B4 | 100 | 99999 | 1378.11 | 92.3 | 92.31 | 0.01 | 0
2040 | TVA_Transmission_2_TVA | TVA_Transmission | TVA | Internal | Summer | B5 | 200 | 99999 | 207.62 | 90.04 | 90.05 | 0.01 | 0
2040 | TVA_Transmission_2_TVA | TVA_Transmission | TVA | Internal | Summer | B6 | 300 | 99999 | 0 | 71.25 | 61.23 | 0.01 | 0
2040 | TVA_Transmission_2_TVA | TVA_Transmission | TVA | Internal | Summer | B7 | 400 | 99999 | 0 | 59.15 | 56.94 | 0.01 | 0
2040 | TVA_Transmission_2_TVA | TVA_Transmission | TVA | Internal | Summer | B8 | 500 | 99999 | 0 | 57.26 | 56.94 | 0.01 | 0
2040 | TVA_Transmission_2_TVA | TVA_Transmission | TVA | Internal | Summer | B9 | 800 | 99999 | 753.78 | 53.36 | 53.37 | 0.01 | 0
2040 | TVA_Transmission_2_TVA | TVA_Transmission | TVA | Internal | Summer | B10 | 1262 | 99999 | 0 | 44.6 | 44.14 | 0.01 | 0
2040 | TVA_Transmission_2_TVA | TVA_Transmission | TVA | Internal | Winter | B16 | 25 | 99999 | 1914.95 | 69.31 | 69.32 | 0.01 | 0
2040 | TVA_Transmission_2_TVA | TVA_Transmission | TVA | Internal | Winter | B17 | 100 | 99999 | 0 | 65.45 | 64.7 | 0.01 | 0
2040 | TVA_Transmission_2_TVA | TVA_Transmission | TVA | Internal | Winter | B18 | 400 | 99999 | 0 | 62.76 | 61.09 | 0.01 | 0
2040 | TVA_Transmission_2_TVA | TVA_Transmission | TVA | Internal | Winter | B19 | 700 | 99999 | 548.63 | 57.96 | 57.97 | 0.01 | 0
2040 | TVA_Transmission_2_TVA | TVA_Transmission | TVA | Internal | Winter | B20 | 935 | 99999 | 1289.97 | 51.07 | 51.08 | 0.01 | 0
2040 | TVA_Transmission_2_VACAR | TVA_Transmission | VACAR | Internal | Shoulder | B11 | 25 | 900 | 0 | 79 | 81 | 9 | 0
2040 | TVA_Transmission_2_VACAR | TVA_Transmission | VACAR | Internal | Shoulder | B12 | 200 | 900 | 0 | 60.61 | 56.15 | 9 | 0
2040 | TVA_Transmission_2_VACAR | TVA_Transmission | VACAR | Internal | Shoulder | B13 | 600 | 900 | 0 | 59.68 | 55.06 | 9 | 0
2040 | TVA_Transmission_2_VACAR | TVA_Transmission | VACAR | Internal | Shoulder | B14 | 900 | 900 | 0 | 58.43 | 54.12 | 9 | 0
2040 | TVA_Transmission_2_VACAR | TVA_Transmission | VACAR | Internal | Shoulder | B15 | 1203 | 900 | 0 | 52.21 | 44.85 | 9 | 0
2040 | TVA_Transmission_2_VACAR | TVA_Transmission | VACAR | Internal | Summer | B1 | 10 | 900 | 0 | 99.58 | 94.94 | 9 | 0
2040 | TVA_Transmission_2_VACAR | TVA_Transmission | VACAR | Internal | Summer | B2 | 25 | 900 | 0 | 98.67 | 94.94 | 9 | 0
2040 | TVA_Transmission_2_VACAR | TVA_Transmission | VACAR | Internal | Summer | B3 | 75 | 900 | 0 | 92.48 | 92.69 | 9 | 0
2040 | TVA_Transmission_2_VACAR | TVA_Transmission | VACAR | Internal | Summer | B4 | 100 | 900 | 0 | 92.3 | 92.3 | 9 | 0
2040 | TVA_Transmission_2_VACAR | TVA_Transmission | VACAR | Internal | Summer | B5 | 200 | 900 | 0 | 90.04 | 92.69 | 9 | 0
2040 | TVA_Transmission_2_VACAR | TVA_Transmission | VACAR | Internal | Summer | B6 | 300 | 900 | 0 | 71.25 | 72.08 | 9 | 0
2040 | TVA_Transmission_2_VACAR | TVA_Transmission | VACAR | Internal | Summer | B7 | 400 | 900 | 0 | 59.15 | 60.38 | 9 | 0
2040 | TVA_Transmission_2_VACAR | TVA_Transmission | VACAR | Internal | Summer | B8 | 500 | 900 | 0 | 57.26 | 57.5 | 9 | 0
2040 | TVA_Transmission_2_VACAR | TVA_Transmission | VACAR | Internal | Summer | B9 | 800 | 900 | 0 | 53.36 | 52.69 | 9 | 0
2040 | TVA_Transmission_2_VACAR | TVA_Transmission | VACAR | Internal | Summer | B10 | 1262 | 900 | 0 | 44.6 | 46.14 | 9 | 0
2040 | TVA_Transmission_2_VACAR | TVA_Transmission | VACAR | Internal | Winter | B16 | 25 | 900 | 0 | 69.31 | 71.31 | 9 | 0
2040 | TVA_Transmission_2_VACAR | TVA_Transmission | VACAR | Internal | Winter | B17 | 100 | 900 | 0 | 65.45 | 62.19 | 9 | 0
2040 | TVA_Transmission_2_VACAR | TVA_Transmission | VACAR | Internal | Winter | B18 | 400 | 900 | 0 | 62.76 | 60.67 | 9 | 0
2040 | TVA_Transmission_2_VACAR | TVA_Transmission | VACAR | Internal | Winter | B19 | 700 | 900 | 0 | 57.96 | 50.96 | 9 | 0
2040 | TVA_Transmission_2_VACAR | TVA_Transmission | VACAR | Internal | Winter | B20 | 935 | 900 | 0 | 51.07 | 44.86 | 9 | 0
2040 | VACAR_2_PJM_ROR | VACAR | PJM_ROR | Internal | Shoulder | B11 | 25 | 2000 | 0 | 81 | 73 | 7 | 0
2040 | VACAR_2_PJM_ROR | VACAR | PJM_ROR | Internal | Shoulder | B12 | 200 | 2000 | 0 | 56.15 | 56.9 | 7 | 0
2040 | VACAR_2_PJM_ROR | VACAR | PJM_ROR | Internal | Shoulder | B13 | 600 | 2000 | 0 | 55.06 | 55.29 | 7 | 0
2040 | VACAR_2_PJM_ROR | VACAR | PJM_ROR | Internal | Shoulder | B14 | 900 | 2000 | 0 | 54.12 | 52.43 | 7 | 0
2040 | VACAR_2_PJM_ROR | VACAR | PJM_ROR | Internal | Shoulder | B15 | 1203 | 2000 | 0 | 44.85 | 47.46 | 7 | 0
2040 | VACAR_2_PJM_ROR | VACAR | PJM_ROR | Internal | Summer | B1 | 10 | 2000 | 0 | 94.94 | 88.94 | 7 | 0
2040 | VACAR_2_PJM_ROR | VACAR | PJM_ROR | Internal | Summer | B2 | 25 | 2000 | 0 | 94.94 | 88.66 | 7 | 0
2040 | VACAR_2_PJM_ROR | VACAR | PJM_ROR | Internal | Summer | B3 | 75 | 2000 | 0 | 92.69 | 86.48 | 7 | 0
2040 | VACAR_2_PJM_ROR | VACAR | PJM_ROR | Internal | Summer | B4 | 100 | 2000 | 0 | 92.3 | 86.3 | 7 | 0
2040 | VACAR_2_PJM_ROR | VACAR | PJM_ROR | Internal | Summer | B5 | 200 | 2000 | 0 | 92.69 | 84.04 | 7 | 0
2040 | VACAR_2_PJM_ROR | VACAR | PJM_ROR | Internal | Summer | B6 | 300 | 2000 | 0 | 72.08 | 66.08 | 7 | 0
2040 | VACAR_2_PJM_ROR | VACAR | PJM_ROR | Internal | Summer | B7 | 400 | 2000 | 0 | 60.38 | 54.38 | 7 | 0
2040 | VACAR_2_PJM_ROR | VACAR | PJM_ROR | Internal | Summer | B8 | 500 | 2000 | 0 | 57.5 | 51.74 | 7 | 0
2040 | VACAR_2_PJM_ROR | VACAR | PJM_ROR | Internal | Summer | B9 | 800 | 2000 | 0 | 52.69 | 47.36 | 7 | 0
2040 | VACAR_2_PJM_ROR | VACAR | PJM_ROR | Internal | Summer | B10 | 1262 | 2000 | 0 | 46.14 | 42.11 | 7 | 0
2040 | VACAR_2_PJM_ROR | VACAR | PJM_ROR | Internal | Winter | B16 | 25 | 2000 | 0 | 71.31 | 62.46 | 7 | 0
2040 | VACAR_2_PJM_ROR | VACAR | PJM_ROR | Internal | Winter | B17 | 100 | 2000 | 0 | 62.19 | 60.31 | 7 | 0
2040 | VACAR_2_PJM_ROR | VACAR | PJM_ROR | Internal | Winter | B18 | 400 | 2000 | 0 | 60.67 | 58.48 | 7 | 0
2040 | VACAR_2_PJM_ROR | VACAR | PJM_ROR | Internal | Winter | B19 | 700 | 2000 | 0 | 50.96 | 54.66 | 7 | 0
2040 | VACAR_2_PJM_ROR | VACAR | PJM_ROR | Internal | Winter | B20 | 935 | 2000 | 0 | 44.86 | 45.07 | 7 | 0
2040 | VACAR_2_SOCO | VACAR | SOCO | Internal | Shoulder | B11 | 25 | 3000 | 95.6 | 81 | 88 | 7 | 0
2040 | VACAR_2_SOCO | VACAR | SOCO | Internal | Shoulder | B12 | 200 | 3000 | 0 | 56.15 | 59.58 | 7 | 0
2040 | VACAR_2_SOCO | VACAR | SOCO | Internal | Shoulder | B13 | 600 | 3000 | 0 | 55.06 | 59.58 | 7 | 0
2040 | VACAR_2_SOCO | VACAR | SOCO | Internal | Shoulder | B14 | 900 | 3000 | 0 | 54.12 | 59.58 | 7 | 0
2040 | VACAR_2_SOCO | VACAR | SOCO | Internal | Shoulder | B15 | 1203 | 3000 | 3000 | 44.85 | 54.57 | 7 | 2.71
2040 | VACAR_2_SOCO | VACAR | SOCO | Internal | Summer | B1 | 10 | 3000 | 2858.12 | 94.94 | 101.94 | 7 | 0
2040 | VACAR_2_SOCO | VACAR | SOCO | Internal | Summer | B2 | 25 | 3000 | 314.85 | 94.94 | 101.94 | 7 | 0
2040 | VACAR_2_SOCO | VACAR | SOCO | Internal | Summer | B3 | 75 | 3000 | 0 | 92.69 | 96.91 | 7 | 0
2040 | VACAR_2_SOCO | VACAR | SOCO | Internal | Summer | B4 | 100 | 3000 | 0 | 92.3 | 96.91 | 7 | 0
2040 | VACAR_2_SOCO | VACAR | SOCO | Internal | Summer | B5 | 200 | 3000 | 0 | 92.69 | 92.58 | 7 | 0
2040 | VACAR_2_SOCO | VACAR | SOCO | Internal | Summer | B6 | 300 | 3000 | 1146.44 | 72.08 | 79.08 | 7 | 0
2040 | VACAR_2_SOCO | VACAR | SOCO | Internal | Summer | B7 | 400 | 3000 | 0 | 60.38 | 65.33 | 7 | 0
2040 | VACAR_2_SOCO | VACAR | SOCO | Internal | Summer | B8 | 500 | 3000 | 0 | 57.5 | 57.95 | 7 | 0
2040 | VACAR_2_SOCO | VACAR | SOCO | Internal | Summer | B9 | 800 | 3000 | 0 | 52.69 | 57.95 | 7 | 0
2040 | VACAR_2_SOCO | VACAR | SOCO | Internal | Summer | B10 | 1262 | 3000 | 614.43 | 46.14 | 53.14 | 7 | 0
2040 | VACAR_2_SOCO | VACAR | SOCO | Internal | Winter | B16 | 25 | 3000 | 1364.49 | 71.31 | 78.31 | 7 | 0
2040 | VACAR_2_SOCO | VACAR | SOCO | Internal | Winter | B17 | 100 | 3000 | 0 | 62.19 | 63.4 | 7 | 0
2040 | VACAR_2_SOCO | VACAR | SOCO | Internal | Winter | B18 | 400 | 3000 | 0 | 60.67 | 57.97 | 7 | 0
2040 | VACAR_2_SOCO | VACAR | SOCO | Internal | Winter | B19 | 700 | 3000 | 462.96 | 50.96 | 57.96 | 7 | 0
2040 | VACAR_2_SOCO | VACAR | SOCO | Internal | Winter | B20 | 935 | 3000 | 3000 | 44.86 | 56.95 | 7 | 5.09
2040 | VACAR_2_TVA_Transmission | VACAR | TVA_Transmission | Internal | Shoulder | B11 | 25 | 900 | 0 | 81 | 79 | 7 | 0
2040 | VACAR_2_TVA_Transmission | VACAR | TVA_Transmission | Internal | Shoulder | B12 | 200 | 900 | 0 | 56.15 | 60.61 | 7 | 0
2040 | VACAR_2_TVA_Transmission | VACAR | TVA_Transmission | Internal | Shoulder | B13 | 600 | 900 | 0 | 55.06 | 59.68 | 7 | 0
2040 | VACAR_2_TVA_Transmission | VACAR | TVA_Transmission | Internal | Shoulder | B14 | 900 | 900 | 0 | 54.12 | 58.43 | 7 | 0
2040 | VACAR_2_TVA_Transmission | VACAR | TVA_Transmission | Internal | Shoulder | B15 | 1203 | 900 | 900 | 44.85 | 52.21 | 7 | 0.36
2040 | VACAR_2_TVA_Transmission | VACAR | TVA_Transmission | Internal | Summer | B1 | 10 | 900 | 0 | 94.94 | 99.58 | 7 | 0
2040 | VACAR_2_TVA_Transmission | VACAR | TVA_Transmission | Internal | Summer | B2 | 25 | 900 | 0 | 94.94 | 98.67 | 7 | 0
2040 | VACAR_2_TVA_Transmission | VACAR | TVA_Transmission | Internal | Summer | B3 | 75 | 900 | 0 | 92.69 | 92.48 | 7 | 0
2040 | VACAR_2_TVA_Transmission | VACAR | TVA_Transmission | Internal | Summer | B4 | 100 | 900 | 0 | 92.3 | 92.3 | 7 | 0
2040 | VACAR_2_TVA_Transmission | VACAR | TVA_Transmission | Internal | Summer | B5 | 200 | 900 | 0 | 92.69 | 90.04 | 7 | 0
2040 | VACAR_2_TVA_Transmission | VACAR | TVA_Transmission | Internal | Summer | B6 | 300 | 900 | 0 | 72.08 | 71.25 | 7 | 0
2040 | VACAR_2_TVA_Transmission | VACAR | TVA_Transmission | Internal | Summer | B7 | 400 | 900 | 0 | 60.38 | 59.15 | 7 | 0
2040 | VACAR_2_TVA_Transmission | VACAR | TVA_Transmission | Internal | Summer | B8 | 500 | 900 | 0 | 57.5 | 57.26 | 7 | 0
2040 | VACAR_2_TVA_Transmission | VACAR | TVA_Transmission | Internal | Summer | B9 | 800 | 900 | 0 | 52.69 | 53.36 | 7 | 0
2040 | VACAR_2_TVA_Transmission | VACAR | TVA_Transmission | Internal | Summer | B10 | 1262 | 900 | 0 | 46.14 | 44.6 | 7 | 0
2040 | VACAR_2_TVA_Transmission | VACAR | TVA_Transmission | Internal | Winter | B16 | 25 | 900 | 0 | 71.31 | 69.31 | 7 | 0
2040 | VACAR_2_TVA_Transmission | VACAR | TVA_Transmission | Internal | Winter | B17 | 100 | 900 | 0 | 62.19 | 65.45 | 7 | 0
2040 | VACAR_2_TVA_Transmission | VACAR | TVA_Transmission | Internal | Winter | B18 | 400 | 900 | 0 | 60.67 | 62.76 | 7 | 0
2040 | VACAR_2_TVA_Transmission | VACAR | TVA_Transmission | Internal | Winter | B19 | 700 | 900 | 548.63 | 50.96 | 57.96 | 7 | 0
2040 | VACAR_2_TVA_Transmission | VACAR | TVA_Transmission | Internal | Winter | B20 | 935 | 900 | 0 | 44.86 | 51.07 | 7 | 0
2015 | AZ_NM_SNV_Coal_2_SPP_S | AZ_NM_SNV_Coal | SPP_S | External | Shoulder | B11 | 25 | 400 | 400 | 39.01 | 54.07 | 8.17 | 6.89
2015 | AZ_NM_SNV_Coal_2_SPP_S | AZ_NM_SNV_Coal | SPP_S | External | Shoulder | B12 | 200 | 400 | 0 | 39.01 | 40.63 | 8.17 | 0
2015 | AZ_NM_SNV_Coal_2_SPP_S | AZ_NM_SNV_Coal | SPP_S | External | Shoulder | B13 | 600 | 400 | 0 | 38.98 | 39.07 | 8.17 | 0
2015 | AZ_NM_SNV_Coal_2_SPP_S | AZ_NM_SNV_Coal | SPP_S | External | Shoulder | B14 | 900 | 400 | 0 | 38.98 | 38.94 | 8.17 | 0
2015 | AZ_NM_SNV_Coal_2_SPP_S | AZ_NM_SNV_Coal | SPP_S | External | Shoulder | B15 | 1203 | 400 | 0 | 38.95 | 37.63 | 8.17 | 0
2015 | AZ_NM_SNV_Coal_2_SPP_S | AZ_NM_SNV_Coal | SPP_S | External | Summer | B1 | 10 | 400 | 0 | 57.55 | 60.79 | 8.17 | 0
2015 | AZ_NM_SNV_Coal_2_SPP_S | AZ_NM_SNV_Coal | SPP_S | External | Summer | B2 | 25 | 400 | 0 | 57.55 | 59.76 | 8.17 | 0
2015 | AZ_NM_SNV_Coal_2_SPP_S | AZ_NM_SNV_Coal | SPP_S | External | Summer | B3 | 75 | 400 | 0 | 57.55 | 53.43 | 8.17 | 0
2015 | AZ_NM_SNV_Coal_2_SPP_S | AZ_NM_SNV_Coal | SPP_S | External | Summer | B4 | 100 | 400 | 0 | 55.54 | 52.64 | 8.17 | 0
2015 | AZ_NM_SNV_Coal_2_SPP_S | AZ_NM_SNV_Coal | SPP_S | External | Summer | B5 | 200 | 400 | 0 | 47.12 | 52.64 | 8.17 | 0
2015 | AZ_NM_SNV_Coal_2_SPP_S | AZ_NM_SNV_Coal | SPP_S | External | Summer | B6 | 300 | 400 | 400 | 41.65 | 50.99 | 8.17 | 1.17
2015 | AZ_NM_SNV_Coal_2_SPP_S | AZ_NM_SNV_Coal | SPP_S | External | Summer | B7 | 400 | 400 | 0 | 38.98 | 43.54 | 8.17 | 0
2015 | AZ_NM_SNV_Coal_2_SPP_S | AZ_NM_SNV_Coal | SPP_S | External | Summer | B8 | 500 | 400 | 0 | 38.97 | 38 | 8.17 | 0
2015 | AZ_NM_SNV_Coal_2_SPP_S | AZ_NM_SNV_Coal | SPP_S | External | Summer | B9 | 800 | 400 | 0 | 38.95 | 36.36 | 8.17 | 0
2015 | AZ_NM_SNV_Coal_2_SPP_S | AZ_NM_SNV_Coal | SPP_S | External | Summer | B10 | 1262 | 400 | 0 | 37.83 | 36.28 | 8.17 | 0
2015 | AZ_NM_SNV_Coal_2_SPP_S | AZ_NM_SNV_Coal | SPP_S | External | Winter | B16 | 25 | 400 | 0 | 41.47 | 48.69 | 8.17 | 0
2015 | AZ_NM_SNV_Coal_2_SPP_S | AZ_NM_SNV_Coal | SPP_S | External | Winter | B17 | 100 | 400 | 0 | 41.34 | 41.51 | 8.17 | 0
2015 | AZ_NM_SNV_Coal_2_SPP_S | AZ_NM_SNV_Coal | SPP_S | External | Winter | B18 | 400 | 400 | 0 | 41.34 | 40.11 | 8.17 | 0
2015 | AZ_NM_SNV_Coal_2_SPP_S | AZ_NM_SNV_Coal | SPP_S | External | Winter | B19 | 700 | 400 | 0 | 41.34 | 40.11 | 8.17 | 0
2015 | AZ_NM_SNV_Coal_2_SPP_S | AZ_NM_SNV_Coal | SPP_S | External | Winter | B20 | 935 | 400 | 0 | 41.32 | 40.02 | 8.17 | 0
2015 | MAPP_US_2_RMPA | MAPP_US | RMPA | External | Shoulder | B11 | 25 | 200 | 0 | 47.91 | 40.04 | 8 | 0
2015 | MAPP_US_2_RMPA | MAPP_US | RMPA | External | Shoulder | B12 | 200 | 200 | 0 | 33.63 | 40.04 | 8 | 0
2015 | MAPP_US_2_RMPA | MAPP_US | RMPA | External | Shoulder | B13 | 600 | 200 | 0 | 32.05 | 40.04 | 8 | 0
2015 | MAPP_US_2_RMPA | MAPP_US | RMPA | External | Shoulder | B14 | 900 | 200 | 200 | 31.91 | 40.04 | 8 | 0.12
2015 | MAPP_US_2_RMPA | MAPP_US | RMPA | External | Shoulder | B15 | 1203 | 200 | 180.16 | 31.91 | 39.91 | 8 | 0
2015 | MAPP_US_2_RMPA | MAPP_US | RMPA | External | Summer | B1 | 10 | 200 | 0 | 53.79 | 60.29 | 8 | 0
2015 | MAPP_US_2_RMPA | MAPP_US | RMPA | External | Summer | B2 | 25 | 200 | 0 | 52.76 | 53.71 | 8 | 0
2015 | MAPP_US_2_RMPA | MAPP_US | RMPA | External | Summer | B3 | 75 | 200 | 0 | 52.76 | 53.71 | 8 | 0
2015 | MAPP_US_2_RMPA | MAPP_US | RMPA | External | Summer | B4 | 100 | 200 | 0 | 51.02 | 50.03 | 8 | 0
2015 | MAPP_US_2_RMPA | MAPP_US | RMPA | External | Summer | B5 | 200 | 200 | 0 | 48.12 | 47.12 | 8 | 0
2015 | MAPP_US_2_RMPA | MAPP_US | RMPA | External | Summer | B6 | 300 | 200 | 0 | 43.97 | 41.29 | 8 | 0
2015 | MAPP_US_2_RMPA | MAPP_US | RMPA | External | Summer | B7 | 400 | 200 | 0 | 34.34 | 38.5 | 8 | 0
2015 | MAPP_US_2_RMPA | MAPP_US | RMPA | External | Summer | B8 | 500 | 200 | 200 | 30.24 | 38.5 | 8 | 0.26
2015 | MAPP_US_2_RMPA | MAPP_US | RMPA | External | Summer | B9 | 800 | 200 | 200 | 29.34 | 38.5 | 8 | 1.17
2015 | MAPP_US_2_RMPA | MAPP_US | RMPA | External | Summer | B10 | 1262 | 200 | 200 | 29.11 | 38.5 | 8 | 1.39
2015 | MAPP_US_2_RMPA | MAPP_US | RMPA | External | Winter | B16 | 25 | 200 | 0 | 41.67 | 49.48 | 8 | 0
2015 | MAPP_US_2_RMPA | MAPP_US | RMPA | External | Winter | B17 | 100 | 200 | 0 | 36.17 | 42.95 | 8 | 0
2015 | MAPP_US_2_RMPA | MAPP_US | RMPA | External | Winter | B18 | 400 | 200 | 200 | 33.08 | 42.95 | 8 | 1.87
2015 | MAPP_US_2_RMPA | MAPP_US | RMPA | External | Winter | B19 | 700 | 200 | 200 | 33.08 | 42.95 | 8 | 1.87
2015 | MAPP_US_2_RMPA | MAPP_US | RMPA | External | Winter | B20 | 935 | 200 | 0 | 32.18 | 35.93 | 8 | 0
2015 | NE_2_RMPA | NE | RMPA | External | Shoulder | B11 | 25 | 310 | 0 | 54.91 | 40.04 | 5 | 0
2015 | NE_2_RMPA | NE | RMPA | External | Shoulder | B12 | 200 | 310 | 0 | 40.63 | 40.04 | 5 | 0
2015 | NE_2_RMPA | NE | RMPA | External | Shoulder | B13 | 600 | 310 | 0 | 39.05 | 40.04 | 5 | 0
2015 | NE_2_RMPA | NE | RMPA | External | Shoulder | B14 | 900 | 310 | 0 | 38.91 | 40.04 | 5 | 0
2015 | NE_2_RMPA | NE | RMPA | External | Shoulder | B15 | 1203 | 310 | 0 | 37.6 | 39.91 | 5 | 0
2015 | NE_2_RMPA | NE | RMPA | External | Summer | B1 | 10 | 310 | 0 | 60.79 | 60.29 | 5 | 0
2015 | NE_2_RMPA | NE | RMPA | External | Summer | B2 | 25 | 310 | 0 | 59.76 | 53.71 | 5 | 0
2015 | NE_2_RMPA | NE | RMPA | External | Summer | B3 | 75 | 310 | 0 | 59.76 | 53.71 | 5 | 0
2015 | NE_2_RMPA | NE | RMPA | External | Summer | B4 | 100 | 310 | 0 | 58.02 | 50.03 | 5 | 0
2015 | NE_2_RMPA | NE | RMPA | External | Summer | B5 | 200 | 310 | 0 | 55.12 | 47.12 | 5 | 0
2015 | NE_2_RMPA | NE | RMPA | External | Summer | B6 | 300 | 310 | 0 | 50.97 | 41.29 | 5 | 0
2015 | NE_2_RMPA | NE | RMPA | External | Summer | B7 | 400 | 310 | 0 | 43.52 | 38.5 | 5 | 0
2015 | NE_2_RMPA | NE | RMPA | External | Summer | B8 | 500 | 310 | 0 | 37.24 | 38.5 | 5 | 0
2015 | NE_2_RMPA | NE | RMPA | External | Summer | B9 | 800 | 310 | 0 | 36.34 | 38.5 | 5 | 0
2015 | NE_2_RMPA | NE | RMPA | External | Summer | B10 | 1262 | 310 | 0 | 36.11 | 38.5 | 5 | 0
2015 | NE_2_RMPA | NE | RMPA | External | Winter | B16 | 25 | 310 | 0 | 48.67 | 49.48 | 5 | 0
2015 | NE_2_RMPA | NE | RMPA | External | Winter | B17 | 100 | 310 | 0 | 41.48 | 42.95 | 5 | 0
2015 | NE_2_RMPA | NE | RMPA | External | Winter | B18 | 400 | 310 | 0 | 40.08 | 42.95 | 5 | 0
2015 | NE_2_RMPA | NE | RMPA | External | Winter | B19 | 700 | 310 | 0 | 40.08 | 42.95 | 5 | 0
2015 | NE_2_RMPA | NE | RMPA | External | Winter | B20 | 935 | 310 | 0 | 39.18 | 35.93 | 5 | 0
2015 | NWPP_Coal_2_MAPP_US | NWPP_Coal | MAPP_US | External | Shoulder | B11 | 25 | 150 | 150 | 38.95 | 47.91 | 8 | 0.96
2015 | NWPP_Coal_2_MAPP_US | NWPP_Coal | MAPP_US | External | Shoulder | B12 | 200 | 150 | 0 | 38.95 | 33.63 | 8 | 0
2015 | NWPP_Coal_2_MAPP_US | NWPP_Coal | MAPP_US | External | Shoulder | B13 | 600 | 150 | 0 | 38.95 | 32.05 | 8 | 0
2015 | NWPP_Coal_2_MAPP_US | NWPP_Coal | MAPP_US | External | Shoulder | B14 | 900 | 150 | 0 | 38.95 | 31.91 | 8 | 0
2015 | NWPP_Coal_2_MAPP_US | NWPP_Coal | MAPP_US | External | Shoulder | B15 | 1203 | 150 | 0 | 38.95 | 31.91 | 8 | 0
2015 | NWPP_Coal_2_MAPP_US | NWPP_Coal | MAPP_US | External | Summer | B1 | 10 | 150 | 150 | 38.95 | 53.79 | 8 | 6.83
2015 | NWPP_Coal_2_MAPP_US | NWPP_Coal | MAPP_US | External | Summer | B2 | 25 | 150 | 150 | 38.95 | 52.76 | 8 | 5.81
2015 | NWPP_Coal_2_MAPP_US | NWPP_Coal | MAPP_US | External | Summer | B3 | 75 | 150 | 150 | 38.95 | 52.76 | 8 | 5.81
2015 | NWPP_Coal_2_MAPP_US | NWPP_Coal | MAPP_US | External | Summer | B4 | 100 | 150 | 150 | 38.95 | 51.02 | 8 | 4.06
2015 | NWPP_Coal_2_MAPP_US | NWPP_Coal | MAPP_US | External | Summer | B5 | 200 | 150 | 150 | 38.95 | 48.12 | 8 | 1.17
2015 | NWPP_Coal_2_MAPP_US | NWPP_Coal | MAPP_US | External | Summer | B6 | 300 | 150 | 0 | 38.95 | 43.97 | 8 | 0
2015 | NWPP_Coal_2_MAPP_US | NWPP_Coal | MAPP_US | External | Summer | B7 | 400 | 150 | 0 | 38.95 | 34.34 | 8 | 0
2015 | NWPP_Coal_2_MAPP_US | NWPP_Coal | MAPP_US | External | Summer | B8 | 500 | 150 | 0 | 38.95 | 30.24 | 8 | 0
2015 | NWPP_Coal_2_MAPP_US | NWPP_Coal | MAPP_US | External | Summer | B9 | 800 | 150 | 0 | 38.95 | 29.34 | 8 | 0
2015 | NWPP_Coal_2_MAPP_US | NWPP_Coal | MAPP_US | External | Summer | B10 | 1262 | 150 | 0 | 38.95 | 29.11 | 8 | 0
2015 | NWPP_Coal_2_MAPP_US | NWPP_Coal | MAPP_US | External | Winter | B16 | 25 | 150 | 0 | 41.32 | 41.67 | 8 | 0
2015 | NWPP_Coal_2_MAPP_US | NWPP_Coal | MAPP_US | External | Winter | B17 | 100 | 150 | 0 | 41.32 | 36.17 | 8 | 0
2015 | NWPP_Coal_2_MAPP_US | NWPP_Coal | MAPP_US | External | Winter | B18 | 400 | 150 | 0 | 41.32 | 33.08 | 8 | 0
2015 | NWPP_Coal_2_MAPP_US | NWPP_Coal | MAPP_US | External | Winter | B19 | 700 | 150 | 0 | 41.32 | 33.08 | 8 | 0
2015 | NWPP_Coal_2_MAPP_US | NWPP_Coal | MAPP_US | External | Winter | B20 | 935 | 150 | 0 | 41.32 | 32.18 | 8 | 0
2015 | RMPA_2_MAPP_US | RMPA | MAPP_US | External | Shoulder | B11 | 25 | 200 | 0 | 40.04 | 47.91 | 8 | 0
2015 | RMPA_2_MAPP_US | RMPA | MAPP_US | External | Shoulder | B12 | 200 | 200 | 0 | 40.04 | 33.63 | 8 | 0
2015 | RMPA_2_MAPP_US | RMPA | MAPP_US | External | Shoulder | B13 | 600 | 200 | 0 | 40.04 | 32.05 | 8 | 0
2015 | RMPA_2_MAPP_US | RMPA | MAPP_US | External | Shoulder | B14 | 900 | 200 | 0 | 40.04 | 31.91 | 8 | 0
2015 | RMPA_2_MAPP_US | RMPA | MAPP_US | External | Shoulder | B15 | 1203 | 200 | 0 | 39.91 | 31.91 | 8 | 0
2015 | RMPA_2_MAPP_US | RMPA | MAPP_US | External | Summer | B1 | 10 | 200 | 0 | 60.29 | 53.79 | 8 | 0
2015 | RMPA_2_MAPP_US | RMPA | MAPP_US | External | Summer | B2 | 25 | 200 | 0 | 53.71 | 52.76 | 8 | 0
2015 | RMPA_2_MAPP_US | RMPA | MAPP_US | External | Summer | B3 | 75 | 200 | 0 | 53.71 | 52.76 | 8 | 0
2015 | RMPA_2_MAPP_US | RMPA | MAPP_US | External | Summer | B4 | 100 | 200 | 0 | 50.03 | 51.02 | 8 | 0
2015 | RMPA_2_MAPP_US | RMPA | MAPP_US | External | Summer | B5 | 200 | 200 | 0 | 47.12 | 48.12 | 8 | 0
2015 | RMPA_2_MAPP_US | RMPA | MAPP_US | External | Summer | B6 | 300 | 200 | 0 | 41.29 | 43.97 | 8 | 0
2015 | RMPA_2_MAPP_US | RMPA | MAPP_US | External | Summer | B7 | 400 | 200 | 0 | 38.5 | 34.34 | 8 | 0
2015 | RMPA_2_MAPP_US | RMPA | MAPP_US | External | Summer | B8 | 500 | 200 | 0 | 38.5 | 30.24 | 8 | 0
2015 | RMPA_2_MAPP_US | RMPA | MAPP_US | External | Summer | B9 | 800 | 200 | 0 | 38.5 | 29.34 | 8 | 0
2015 | RMPA_2_MAPP_US | RMPA | MAPP_US | External | Summer | B10 | 1262 | 200 | 0 | 38.5 | 29.11 | 8 | 0
2015 | RMPA_2_MAPP_US | RMPA | MAPP_US | External | Winter | B16 | 25 | 200 | 0 | 49.48 | 41.67 | 8 | 0
2015 | RMPA_2_MAPP_US | RMPA | MAPP_US | External | Winter | B17 | 100 | 200 | 0 | 42.95 | 36.17 | 8 | 0
2015 | RMPA_2_MAPP_US | RMPA | MAPP_US | External | Winter | B18 | 400 | 200 | 0 | 42.95 | 33.08 | 8 | 0
2015 | RMPA_2_MAPP_US | RMPA | MAPP_US | External | Winter | B19 | 700 | 200 | 0 | 42.95 | 33.08 | 8 | 0
2015 | RMPA_2_MAPP_US | RMPA | MAPP_US | External | Winter | B20 | 935 | 200 | 0 | 35.93 | 32.18 | 8 | 0
2015 | RMPA_2_NE | RMPA | NE | External | Shoulder | B11 | 25 | 310 | 310 | 40.04 | 54.91 | 8 | 6.88
2015 | RMPA_2_NE | RMPA | NE | External | Shoulder | B12 | 200 | 310 | 0 | 40.04 | 40.63 | 8 | 0
2015 | RMPA_2_NE | RMPA | NE | External | Shoulder | B13 | 600 | 310 | 0 | 40.04 | 39.05 | 8 | 0
2015 | RMPA_2_NE | RMPA | NE | External | Shoulder | B14 | 900 | 310 | 0 | 40.04 | 38.91 | 8 | 0
2015 | RMPA_2_NE | RMPA | NE | External | Shoulder | B15 | 1203 | 310 | 0 | 39.91 | 37.6 | 8 | 0
2015 | RMPA_2_NE | RMPA | NE | External | Summer | B1 | 10 | 310 | 0 | 60.29 | 60.79 | 8 | 0
2015 | RMPA_2_NE | RMPA | NE | External | Summer | B2 | 25 | 310 | 0 | 53.71 | 59.76 | 8 | 0
2015 | RMPA_2_NE | RMPA | NE | External | Summer | B3 | 75 | 310 | 0 | 53.71 | 59.76 | 8 | 0
2015 | RMPA_2_NE | RMPA | NE | External | Summer | B4 | 100 | 310 | 0 | 50.03 | 58.02 | 8 | 0
2015 | RMPA_2_NE | RMPA | NE | External | Summer | B5 | 200 | 310 | 233.86 | 47.12 | 55.12 | 8 | 0
2015 | RMPA_2_NE | RMPA | NE | External | Summer | B6 | 300 | 310 | 310 | 41.29 | 50.97 | 8 | 1.68
2015 | RMPA_2_NE | RMPA | NE | External | Summer | B7 | 400 | 310 | 0 | 38.5 | 43.52 | 8 | 0
2015 | RMPA_2_NE | RMPA | NE | External | Summer | B8 | 500 | 310 | 0 | 38.5 | 37.24 | 8 | 0
2015 | RMPA_2_NE | RMPA | NE | External | Summer | B9 | 800 | 310 | 0 | 38.5 | 36.34 | 8 | 0
2015 | RMPA_2_NE | RMPA | NE | External | Summer | B10 | 1262 | 310 | 0 | 38.5 | 36.11 | 8 | 0
2015 | RMPA_2_NE | RMPA | NE | External | Winter | B16 | 25 | 310 | 0 | 49.48 | 48.67 | 8 | 0
2015 | RMPA_2_NE | RMPA | NE | External | Winter | B17 | 100 | 310 | 0 | 42.95 | 41.48 | 8 | 0
2015 | RMPA_2_NE | RMPA | NE | External | Winter | B18 | 400 | 310 | 0 | 42.95 | 40.08 | 8 | 0
2015 | RMPA_2_NE | RMPA | NE | External | Winter | B19 | 700 | 310 | 0 | 42.95 | 40.08 | 8 | 0
2015 | RMPA_2_NE | RMPA | NE | External | Winter | B20 | 935 | 310 | 0 | 35.93 | 39.18 | 8 | 0
2015 | RMPA_2_SPP_N | RMPA | SPP_N | External | Shoulder | B11 | 25 | 210 | 210 | 40.04 | 54.93 | 8 | 6.89
2015 | RMPA_2_SPP_N | RMPA | SPP_N | External | Shoulder | B12 | 200 | 210 | 0 | 40.04 | 40.64 | 8 | 0
2015 | RMPA_2_SPP_N | RMPA | SPP_N | External | Shoulder | B13 | 600 | 210 | 0 | 40.04 | 39.06 | 8 | 0
2015 | RMPA_2_SPP_N | RMPA | SPP_N | External | Shoulder | B14 | 900 | 210 | 0 | 40.04 | 38.93 | 8 | 0
2015 | RMPA_2_SPP_N | RMPA | SPP_N | External | Shoulder | B15 | 1203 | 210 | 0 | 39.91 | 37.62 | 8 | 0
2015 | RMPA_2_SPP_N | RMPA | SPP_N | External | Summer | B1 | 10 | 210 | 0 | 60.29 | 60.8 | 8 | 0
2015 | RMPA_2_SPP_N | RMPA | SPP_N | External | Summer | B2 | 25 | 210 | 0 | 53.71 | 59.77 | 8 | 0
2015 | RMPA_2_SPP_N | RMPA | SPP_N | External | Summer | B3 | 75 | 210 | 0 | 53.71 | 59.77 | 8 | 0
2015 | RMPA_2_SPP_N | RMPA | SPP_N | External | Summer | B4 | 100 | 210 | 153.69 | 50.03 | 58.03 | 8 | 0
2015 | RMPA_2_SPP_N | RMPA | SPP_N | External | Summer | B5 | 200 | 210 | 210 | 47.12 | 55.13 | 8 | 0.01
2015 | RMPA_2_SPP_N | RMPA | SPP_N | External | Summer | B6 | 300 | 210 | 210 | 41.29 | 50.98 | 8 | 1.7
2015 | RMPA_2_SPP_N | RMPA | SPP_N | External | Summer | B7 | 400 | 210 | 0 | 38.5 | 43.53 | 8 | 0
2015 | RMPA_2_SPP_N | RMPA | SPP_N | External | Summer | B8 | 500 | 210 | 0 | 38.5 | 37.98 | 8 | 0
2015 | RMPA_2_SPP_N | RMPA | SPP_N | External | Summer | B9 | 800 | 210 | 0 | 38.5 | 36.35 | 8 | 0
2015 | RMPA_2_SPP_N | RMPA | SPP_N | External | Summer | B10 | 1262 | 210 | 0 | 38.5 | 36.12 | 8 | 0
2015 | RMPA_2_SPP_N | RMPA | SPP_N | External | Winter | B16 | 25 | 210 | 0 | 49.48 | 48.68 | 8 | 0
2015 | RMPA_2_SPP_N | RMPA | SPP_N | External | Winter | B17 | 100 | 210 | 0 | 42.95 | 41.5 | 8 | 0
2015 | RMPA_2_SPP_N | RMPA | SPP_N | External | Winter | B18 | 400 | 210 | 0 | 42.95 | 40.09 | 8 | 0
2015 | RMPA_2_SPP_N | RMPA | SPP_N | External | Winter | B19 | 700 | 210 | 0 | 42.95 | 40.09 | 8 | 0
2015 | RMPA_2_SPP_N | RMPA | SPP_N | External | Winter | B20 | 935 | 210 | 0 | 35.93 | 39.2 | 8 | 0
2015 | SPP_N_2_RMPA | SPP_N | RMPA | External | Shoulder | B11 | 25 | 210 | 0 | 54.93 | 40.04 | 5 | 0
2015 | SPP_N_2_RMPA | SPP_N | RMPA | External | Shoulder | B12 | 200 | 210 | 0 | 40.64 | 40.04 | 5 | 0
2015 | SPP_N_2_RMPA | SPP_N | RMPA | External | Shoulder | B13 | 600 | 210 | 0 | 39.06 | 40.04 | 5 | 0
2015 | SPP_N_2_RMPA | SPP_N | RMPA | External | Shoulder | B14 | 900 | 210 | 0 | 38.93 | 40.04 | 5 | 0
2015 | SPP_N_2_RMPA | SPP_N | RMPA | External | Shoulder | B15 | 1203 | 210 | 0 | 37.62 | 39.91 | 5 | 0
2015 | SPP_N_2_RMPA | SPP_N | RMPA | External | Summer | B1 | 10 | 210 | 0 | 60.8 | 60.29 | 5 | 0
2015 | SPP_N_2_RMPA | SPP_N | RMPA | External | Summer | B2 | 25 | 210 | 0 | 59.77 | 53.71 | 5 | 0
2015 | SPP_N_2_RMPA | SPP_N | RMPA | External | Summer | B3 | 75 | 210 | 0 | 59.77 | 53.71 | 5 | 0
2015 | SPP_N_2_RMPA | SPP_N | RMPA | External | Summer | B4 | 100 | 210 | 0 | 58.03 | 50.03 | 5 | 0
2015 | SPP_N_2_RMPA | SPP_N | RMPA | External | Summer | B5 | 200 | 210 | 0 | 55.13 | 47.12 | 5 | 0
2015 | SPP_N_2_RMPA | SPP_N | RMPA | External | Summer | B6 | 300 | 210 | 0 | 50.98 | 41.29 | 5 | 0
2015 | SPP_N_2_RMPA | SPP_N | RMPA | External | Summer | B7 | 400 | 210 | 0 | 43.53 | 38.5 | 5 | 0
2015 | SPP_N_2_RMPA | SPP_N | RMPA | External | Summer | B8 | 500 | 210 | 0 | 37.98 | 38.5 | 5 | 0
2015 | SPP_N_2_RMPA | SPP_N | RMPA | External | Summer | B9 | 800 | 210 | 0 | 36.35 | 38.5 | 5 | 0
2015 | SPP_N_2_RMPA | SPP_N | RMPA | External | Summer | B10 | 1262 | 210 | 0 | 36.12 | 38.5 | 5 | 0
2015 | SPP_N_2_RMPA | SPP_N | RMPA | External | Winter | B16 | 25 | 210 | 0 | 48.68 | 49.48 | 5 | 0
2015 | SPP_N_2_RMPA | SPP_N | RMPA | External | Winter | B17 | 100 | 210 | 0 | 41.5 | 42.95 | 5 | 0
2015 | SPP_N_2_RMPA | SPP_N | RMPA | External | Winter | B18 | 400 | 210 | 0 | 40.09 | 42.95 | 5 | 0
2015 | SPP_N_2_RMPA | SPP_N | RMPA | External | Winter | B19 | 700 | 210 | 0 | 40.09 | 42.95 | 5 | 0
2015 | SPP_N_2_RMPA | SPP_N | RMPA | External | Winter | B20 | 935 | 210 | 0 | 39.2 | 35.93 | 5 | 0
2015 | SPP_S_2_ERCOT | SPP_S | ERCOT | External | Shoulder | B11 | 25 | 800 | 0 | 54.07 | 54.66 | 5 | 0
2015 | SPP_S_2_ERCOT | SPP_S | ERCOT | External | Shoulder | B12 | 200 | 800 | 0 | 40.63 | 40.88 | 5 | 0
2015 | SPP_S_2_ERCOT | SPP_S | ERCOT | External | Shoulder | B13 | 600 | 800 | 0 | 39.07 | 37.53 | 5 | 0
2015 | SPP_S_2_ERCOT | SPP_S | ERCOT | External | Shoulder | B14 | 900 | 800 | 0 | 38.94 | 37.53 | 5 | 0
2015 | SPP_S_2_ERCOT | SPP_S | ERCOT | External | Shoulder | B15 | 1203 | 800 | 0 | 37.63 | 37.53 | 5 | 0
2015 | SPP_S_2_ERCOT | SPP_S | ERCOT | External | Summer | B1 | 10 | 800 | 0 | 60.79 | 53.11 | 5 | 0
2015 | SPP_S_2_ERCOT | SPP_S | ERCOT | External | Summer | B2 | 25 | 800 | 0 | 59.76 | 53.11 | 5 | 0
2015 | SPP_S_2_ERCOT | SPP_S | ERCOT | External | Summer | B3 | 75 | 800 | 0 | 53.43 | 53.11 | 5 | 0
2015 | SPP_S_2_ERCOT | SPP_S | ERCOT | External | Summer | B4 | 100 | 800 | 0 | 52.64 | 53.11 | 5 | 0
2015 | SPP_S_2_ERCOT | SPP_S | ERCOT | External | Summer | B5 | 200 | 800 | 0 | 52.64 | 53.11 | 5 | 0
2015 | SPP_S_2_ERCOT | SPP_S | ERCOT | External | Summer | B6 | 300 | 800 | 0 | 50.99 | 53.11 | 5 | 0
2015 | SPP_S_2_ERCOT | SPP_S | ERCOT | External | Summer | B7 | 400 | 800 | 299.44 | 43.54 | 48.54 | 5 | 0
2015 | SPP_S_2_ERCOT | SPP_S | ERCOT | External | Summer | B8 | 500 | 800 | 0 | 38 | 39.73 | 5 | 0
2015 | SPP_S_2_ERCOT | SPP_S | ERCOT | External | Summer | B9 | 800 | 800 | 0 | 36.36 | 36.48 | 5 | 0
2015 | SPP_S_2_ERCOT | SPP_S | ERCOT | External | Summer | B10 | 1262 | 800 | 0 | 36.28 | 36.48 | 5 | 0
2015 | SPP_S_2_ERCOT | SPP_S | ERCOT | External | Winter | B16 | 25 | 800 | 0 | 48.69 | 51.14 | 5 | 0
2015 | SPP_S_2_ERCOT | SPP_S | ERCOT | External | Winter | B17 | 100 | 800 | 0 | 41.51 | 43.29 | 5 | 0
2015 | SPP_S_2_ERCOT | SPP_S | ERCOT | External | Winter | B18 | 400 | 800 | 0 | 40.11 | 39.73 | 5 | 0
2015 | SPP_S_2_ERCOT | SPP_S | ERCOT | External | Winter | B19 | 700 | 800 | 0 | 40.11 | 39.73 | 5 | 0
2015 | SPP_S_2_ERCOT | SPP_S | ERCOT | External | Winter | B20 | 935 | 800 | 0 | 40.02 | 39.73 | 5 | 0
2020 | AZ_NM_SNV_Coal_2_SPP_S | AZ_NM_SNV_Coal | SPP_S | External | Shoulder | B11 | 25 | 400 | 400 | 45.45 | 58.47 | 8.17 | 4.85
2020 | AZ_NM_SNV_Coal_2_SPP_S | AZ_NM_SNV_Coal | SPP_S | External | Shoulder | B12 | 200 | 400 | 0 | 45.44 | 42.47 | 8.17 | 0
2020 | AZ_NM_SNV_Coal_2_SPP_S | AZ_NM_SNV_Coal | SPP_S | External | Shoulder | B13 | 600 | 400 | 0 | 45.44 | 42.05 | 8.17 | 0
2020 | AZ_NM_SNV_Coal_2_SPP_S | AZ_NM_SNV_Coal | SPP_S | External | Shoulder | B14 | 900 | 400 | 0 | 45.44 | 40.63 | 8.17 | 0
2020 | AZ_NM_SNV_Coal_2_SPP_S | AZ_NM_SNV_Coal | SPP_S | External | Shoulder | B15 | 1203 | 400 | 0 | 44.72 | 40.54 | 8.17 | 0
2020 | AZ_NM_SNV_Coal_2_SPP_S | AZ_NM_SNV_Coal | SPP_S | External | Summer | B1 | 10 | 400 | 0 | 66.64 | 56.41 | 8.17 | 0
2020 | AZ_NM_SNV_Coal_2_SPP_S | AZ_NM_SNV_Coal | SPP_S | External | Summer | B2 | 25 | 400 | 0 | 66.64 | 56.88 | 8.17 | 0
2020 | AZ_NM_SNV_Coal_2_SPP_S | AZ_NM_SNV_Coal | SPP_S | External | Summer | B3 | 75 | 400 | 0 | 66.64 | 56.88 | 8.17 | 0
2020 | AZ_NM_SNV_Coal_2_SPP_S | AZ_NM_SNV_Coal | SPP_S | External | Summer | B4 | 100 | 400 | 0 | 63.88 | 56.88 | 8.17 | 0
2020 | AZ_NM_SNV_Coal_2_SPP_S | AZ_NM_SNV_Coal | SPP_S | External | Summer | B5 | 200 | 400 | 0 | 53.56 | 56.41 | 8.17 | 0
2020 | AZ_NM_SNV_Coal_2_SPP_S | AZ_NM_SNV_Coal | SPP_S | External | Summer | B6 | 300 | 400 | 0 | 48.46 | 56.11 | 8.17 | 0
2020 | AZ_NM_SNV_Coal_2_SPP_S | AZ_NM_SNV_Coal | SPP_S | External | Summer | B7 | 400 | 400 | 0 | 45.42 | 47.28 | 8.17 | 0
2020 | AZ_NM_SNV_Coal_2_SPP_S | AZ_NM_SNV_Coal | SPP_S | External | Summer | B8 | 500 | 400 | 0 | 45.41 | 41 | 8.17 | 0
2020 | AZ_NM_SNV_Coal_2_SPP_S | AZ_NM_SNV_Coal | SPP_S | External | Summer | B9 | 800 | 400 | 0 | 45.39 | 39.66 | 8.17 | 0
2020 | AZ_NM_SNV_Coal_2_SPP_S | AZ_NM_SNV_Coal | SPP_S | External | Summer | B10 | 1262 | 400 | 0 | 44.09 | 39.14 | 8.17 | 0
2020 | AZ_NM_SNV_Coal_2_SPP_S | AZ_NM_SNV_Coal | SPP_S | External | Winter | B16 | 25 | 400 | 0 | 48.29 | 51.44 | 8.17 | 0
2020 | AZ_NM_SNV_Coal_2_SPP_S | AZ_NM_SNV_Coal | SPP_S | External | Winter | B17 | 100 | 400 | 0 | 48.29 | 43.39 | 8.17 | 0
2020 | AZ_NM_SNV_Coal_2_SPP_S | AZ_NM_SNV_Coal | SPP_S | External | Winter | B18 | 400 | 400 | 0 | 48.29 | 43.29 | 8.17 | 0
2020 | AZ_NM_SNV_Coal_2_SPP_S | AZ_NM_SNV_Coal | SPP_S | External | Winter | B19 | 700 | 400 | 0 | 48.29 | 43.29 | 8.17 | 0
2020 | AZ_NM_SNV_Coal_2_SPP_S | AZ_NM_SNV_Coal | SPP_S | External | Winter | B20 | 935 | 400 | 0 | 47.95 | 39.14 | 8.17 | 0
2020 | MAPP_US_2_RMPA | MAPP_US | RMPA | External | Shoulder | B11 | 25 | 200 | 0 | 55.69 | 53.59 | 8 | 0
2020 | MAPP_US_2_RMPA | MAPP_US | RMPA | External | Shoulder | B12 | 200 | 200 | 0 | 39.4 | 44.56 | 8 | 0
2020 | MAPP_US_2_RMPA | MAPP_US | RMPA | External | Shoulder | B13 | 600 | 200 | 154.18 | 36.22 | 44.22 | 8 | 0
2020 | MAPP_US_2_RMPA | MAPP_US | RMPA | External | Shoulder | B14 | 900 | 200 | 200 | 33.99 | 44.22 | 8 | 2.24
2020 | MAPP_US_2_RMPA | MAPP_US | RMPA | External | Shoulder | B15 | 1203 | 200 | 200 | 33.51 | 44.22 | 8 | 2.71
2020 | MAPP_US_2_RMPA | MAPP_US | RMPA | External | Summer | B1 | 10 | 200 | 0 | 59.75 | 65.97 | 8 | 0
2020 | MAPP_US_2_RMPA | MAPP_US | RMPA | External | Summer | B2 | 25 | 200 | 0 | 58.33 | 65.97 | 8 | 0
2020 | MAPP_US_2_RMPA | MAPP_US | RMPA | External | Summer | B3 | 75 | 200 | 0 | 59.75 | 65.97 | 8 | 0
2020 | MAPP_US_2_RMPA | MAPP_US | RMPA | External | Summer | B4 | 100 | 200 | 0 | 58.33 | 58.8 | 8 | 0
2020 | MAPP_US_2_RMPA | MAPP_US | RMPA | External | Summer | B5 | 200 | 200 | 0 | 55 | 53.56 | 8 | 0
2020 | MAPP_US_2_RMPA | MAPP_US | RMPA | External | Summer | B6 | 300 | 200 | 0 | 49.09 | 48.09 | 8 | 0
2020 | MAPP_US_2_RMPA | MAPP_US | RMPA | External | Summer | B7 | 400 | 200 | 0 | 40.26 | 42.46 | 8 | 0
2020 | MAPP_US_2_RMPA | MAPP_US | RMPA | External | Summer | B8 | 500 | 200 | 200 | 33.26 | 42.46 | 8 | 1.2
2020 | MAPP_US_2_RMPA | MAPP_US | RMPA | External | Summer | B9 | 800 | 200 | 200 | 32.64 | 42.46 | 8 | 1.82
2020 | MAPP_US_2_RMPA | MAPP_US | RMPA | External | Summer | B10 | 1262 | 200 | 200 | 30.32 | 42.32 | 8 | 4
2020 | MAPP_US_2_RMPA | MAPP_US | RMPA | External | Winter | B16 | 25 | 200 | 200 | 45.72 | 56.44 | 8 | 2.72
2020 | MAPP_US_2_RMPA | MAPP_US | RMPA | External | Winter | B17 | 100 | 200 | 0 | 41.17 | 47.57 | 8 | 0
2020 | MAPP_US_2_RMPA | MAPP_US | RMPA | External | Winter | B18 | 400 | 200 | 200 | 36.27 | 47.57 | 8 | 3.3
2020 | MAPP_US_2_RMPA | MAPP_US | RMPA | External | Winter | B19 | 700 | 200 | 200 | 36.27 | 47.57 | 8 | 3.3
2020 | MAPP_US_2_RMPA | MAPP_US | RMPA | External | Winter | B20 | 935 | 200 | 182.34 | 32.11 | 40.11 | 8 | 0
2020 | NE_2_RMPA | NE | RMPA | External | Shoulder | B11 | 25 | 310 | 0 | 62.69 | 53.59 | 5 | 0
2020 | NE_2_RMPA | NE | RMPA | External | Shoulder | B12 | 200 | 310 | 0 | 44.79 | 44.56 | 5 | 0
2020 | NE_2_RMPA | NE | RMPA | External | Shoulder | B13 | 600 | 310 | 0 | 42.05 | 44.22 | 5 | 0
2020 | NE_2_RMPA | NE | RMPA | External | Shoulder | B14 | 900 | 310 | 0 | 40.63 | 44.22 | 5 | 0
2020 | NE_2_RMPA | NE | RMPA | External | Shoulder | B15 | 1203 | 310 | 0 | 40.51 | 44.22 | 5 | 0
2020 | NE_2_RMPA | NE | RMPA | External | Summer | B1 | 10 | 310 | 0 | 66.75 | 65.97 | 5 | 0
2020 | NE_2_RMPA | NE | RMPA | External | Summer | B2 | 25 | 310 | 0 | 65.33 | 65.97 | 5 | 0
2020 | NE_2_RMPA | NE | RMPA | External | Summer | B3 | 75 | 310 | 0 | 66.75 | 65.97 | 5 | 0
2020 | NE_2_RMPA | NE | RMPA | External | Summer | B4 | 100 | 310 | 0 | 65.33 | 58.8 | 5 | 0
2020 | NE_2_RMPA | NE | RMPA | External | Summer | B5 | 200 | 310 | 0 | 62 | 53.56 | 5 | 0
2020 | NE_2_RMPA | NE | RMPA | External | Summer | B6 | 300 | 310 | 0 | 56.09 | 48.09 | 5 | 0
2020 | NE_2_RMPA | NE | RMPA | External | Summer | B7 | 400 | 310 | 0 | 47.26 | 42.46 | 5 | 0
2020 | NE_2_RMPA | NE | RMPA | External | Summer | B8 | 500 | 310 | 0 | 40.26 | 42.46 | 5 | 0
2020 | NE_2_RMPA | NE | RMPA | External | Summer | B9 | 800 | 310 | 0 | 39.64 | 42.46 | 5 | 0
2020 | NE_2_RMPA | NE | RMPA | External | Summer | B10 | 1262 | 310 | 83.12 | 37.32 | 42.32 | 5 | 0
2020 | NE_2_RMPA | NE | RMPA | External | Winter | B16 | 25 | 310 | 73.98 | 51.44 | 56.44 | 5 | 0
2020 | NE_2_RMPA | NE | RMPA | External | Winter | B17 | 100 | 310 | 0 | 43.37 | 47.57 | 5 | 0
2020 | NE_2_RMPA | NE | RMPA | External | Winter | B18 | 400 | 310 | 0 | 43.27 | 47.57 | 5 | 0
2020 | NE_2_RMPA | NE | RMPA | External | Winter | B19 | 700 | 310 | 0 | 43.27 | 47.57 | 5 | 0
2020 | NE_2_RMPA | NE | RMPA | External | Winter | B20 | 935 | 310 | 0 | 39.11 | 40.11 | 5 | 0
2020 | NWPP_Coal_2_MAPP_US | NWPP_Coal | MAPP_US | External | Shoulder | B11 | 25 | 150 | 150 | 45.43 | 55.69 | 8 | 2.26
2020 | NWPP_Coal_2_MAPP_US | NWPP_Coal | MAPP_US | External | Shoulder | B12 | 200 | 150 | 0 | 45.43 | 39.4 | 8 | 0
2020 | NWPP_Coal_2_MAPP_US | NWPP_Coal | MAPP_US | External | Shoulder | B13 | 600 | 150 | 0 | 45.43 | 36.22 | 8 | 0
2020 | NWPP_Coal_2_MAPP_US | NWPP_Coal | MAPP_US | External | Shoulder | B14 | 900 | 150 | 0 | 45.43 | 33.99 | 8 | 0
2020 | NWPP_Coal_2_MAPP_US | NWPP_Coal | MAPP_US | External | Shoulder | B15 | 1203 | 150 | 0 | 45.43 | 33.51 | 8 | 0
2020 | NWPP_Coal_2_MAPP_US | NWPP_Coal | MAPP_US | External | Summer | B1 | 10 | 150 | 0 | 57.81 | 59.75 | 8 | 0
2020 | NWPP_Coal_2_MAPP_US | NWPP_Coal | MAPP_US | External | Summer | B2 | 25 | 150 | 150 | 45.39 | 58.33 | 8 | 4.93
2020 | NWPP_Coal_2_MAPP_US | NWPP_Coal | MAPP_US | External | Summer | B3 | 75 | 150 | 150 | 45.39 | 59.75 | 8 | 6.36
2020 | NWPP_Coal_2_MAPP_US | NWPP_Coal | MAPP_US | External | Summer | B4 | 100 | 150 | 150 | 45.39 | 58.33 | 8 | 4.93
2020 | NWPP_Coal_2_MAPP_US | NWPP_Coal | MAPP_US | External | Summer | B5 | 200 | 150 | 150 | 45.39 | 55 | 8 | 1.61
2020 | NWPP_Coal_2_MAPP_US | NWPP_Coal | MAPP_US | External | Summer | B6 | 300 | 150 | 0 | 45.39 | 49.09 | 8 | 0
2020 | NWPP_Coal_2_MAPP_US | NWPP_Coal | MAPP_US | External | Summer | B7 | 400 | 150 | 0 | 45.39 | 40.26 | 8 | 0
2020 | NWPP_Coal_2_MAPP_US | NWPP_Coal | MAPP_US | External | Summer | B8 | 500 | 150 | 0 | 45.39 | 33.26 | 8 | 0
2020 | NWPP_Coal_2_MAPP_US | NWPP_Coal | MAPP_US | External | Summer | B9 | 800 | 150 | 0 | 45.39 | 32.64 | 8 | 0
2020 | NWPP_Coal_2_MAPP_US | NWPP_Coal | MAPP_US | External | Summer | B10 | 1262 | 150 | 0 | 45.39 | 30.32 | 8 | 0
2020 | NWPP_Coal_2_MAPP_US | NWPP_Coal | MAPP_US | External | Winter | B16 | 25 | 150 | 0 | 48.28 | 45.72 | 8 | 0
2020 | NWPP_Coal_2_MAPP_US | NWPP_Coal | MAPP_US | External | Winter | B17 | 100 | 150 | 0 | 48.28 | 41.17 | 8 | 0
2020 | NWPP_Coal_2_MAPP_US | NWPP_Coal | MAPP_US | External | Winter | B18 | 400 | 150 | 0 | 48.28 | 36.27 | 8 | 0
2020 | NWPP_Coal_2_MAPP_US | NWPP_Coal | MAPP_US | External | Winter | B19 | 700 | 150 | 0 | 48.28 | 36.27 | 8 | 0
2020 | NWPP_Coal_2_MAPP_US | NWPP_Coal | MAPP_US | External | Winter | B20 | 935 | 150 | 0 | 48.28 | 32.11 | 8 | 0
2020 | RMPA_2_MAPP_US | RMPA | MAPP_US | External | Shoulder | B11 | 25 | 200 | 0 | 53.59 | 55.69 | 8 | 0
2020 | RMPA_2_MAPP_US | RMPA | MAPP_US | External | Shoulder | B12 | 200 | 200 | 0 | 44.56 | 39.4 | 8 | 0
2020 | RMPA_2_MAPP_US | RMPA | MAPP_US | External | Shoulder | B13 | 600 | 200 | 0 | 44.22 | 36.22 | 8 | 0
2020 | RMPA_2_MAPP_US | RMPA | MAPP_US | External | Shoulder | B14 | 900 | 200 | 0 | 44.22 | 33.99 | 8 | 0
2020 | RMPA_2_MAPP_US | RMPA | MAPP_US | External | Shoulder | B15 | 1203 | 200 | 0 | 44.22 | 33.51 | 8 | 0
2020 | RMPA_2_MAPP_US | RMPA | MAPP_US | External | Summer | B1 | 10 | 200 | 0 | 65.97 | 59.75 | 8 | 0
2020 | RMPA_2_MAPP_US | RMPA | MAPP_US | External | Summer | B2 | 25 | 200 | 0 | 65.97 | 58.33 | 8 | 0
2020 | RMPA_2_MAPP_US | RMPA | MAPP_US | External | Summer | B3 | 75 | 200 | 0 | 65.97 | 59.75 | 8 | 0
2020 | RMPA_2_MAPP_US | RMPA | MAPP_US | External | Summer | B4 | 100 | 200 | 0 | 58.8 | 58.33 | 8 | 0
2020 | RMPA_2_MAPP_US | RMPA | MAPP_US | External | Summer | B5 | 200 | 200 | 0 | 53.56 | 55 | 8 | 0
2020 | RMPA_2_MAPP_US | RMPA | MAPP_US | External | Summer | B6 | 300 | 200 | 0 | 48.09 | 49.09 | 8 | 0
2020 | RMPA_2_MAPP_US | RMPA | MAPP_US | External | Summer | B7 | 400 | 200 | 0 | 42.46 | 40.26 | 8 | 0
2020 | RMPA_2_MAPP_US | RMPA | MAPP_US | External | Summer | B8 | 500 | 200 | 0 | 42.46 | 33.26 | 8 | 0
2020 | RMPA_2_MAPP_US | RMPA | MAPP_US | External | Summer | B9 | 800 | 200 | 0 | 42.46 | 32.64 | 8 | 0
2020 | RMPA_2_MAPP_US | RMPA | MAPP_US | External | Summer | B10 | 1262 | 200 | 0 | 42.32 | 30.32 | 8 | 0
2020 | RMPA_2_MAPP_US | RMPA | MAPP_US | External | Winter | B16 | 25 | 200 | 0 | 56.44 | 45.72 | 8 | 0
2020 | RMPA_2_MAPP_US | RMPA | MAPP_US | External | Winter | B17 | 100 | 200 | 0 | 47.57 | 41.17 | 8 | 0
2020 | RMPA_2_MAPP_US | RMPA | MAPP_US | External | Winter | B18 | 400 | 200 | 0 | 47.57 | 36.27 | 8 | 0
2020 | RMPA_2_MAPP_US | RMPA | MAPP_US | External | Winter | B19 | 700 | 200 | 0 | 47.57 | 36.27 | 8 | 0
2020 | RMPA_2_MAPP_US | RMPA | MAPP_US | External | Winter | B20 | 935 | 200 | 0 | 40.11 | 32.11 | 8 | 0
2020 | RMPA_2_NE | RMPA | NE | External | Shoulder | B11 | 25 | 310 | 310 | 53.59 | 62.69 | 8 | 1.1
2020 | RMPA_2_NE | RMPA | NE | External | Shoulder | B12 | 200 | 310 | 0 | 44.56 | 44.79 | 8 | 0
2020 | RMPA_2_NE | RMPA | NE | External | Shoulder | B13 | 600 | 310 | 0 | 44.22 | 42.05 | 8 | 0
2020 | RMPA_2_NE | RMPA | NE | External | Shoulder | B14 | 900 | 310 | 0 | 44.22 | 40.63 | 8 | 0
2020 | RMPA_2_NE | RMPA | NE | External | Shoulder | B15 | 1203 | 310 | 0 | 44.22 | 40.51 | 8 | 0
2020 | RMPA_2_NE | RMPA | NE | External | Summer | B1 | 10 | 310 | 0 | 65.97 | 66.75 | 8 | 0
2020 | RMPA_2_NE | RMPA | NE | External | Summer | B2 | 25 | 310 | 0 | 65.97 | 65.33 | 8 | 0
2020 | RMPA_2_NE | RMPA | NE | External | Summer | B3 | 75 | 310 | 0 | 65.97 | 66.75 | 8 | 0
2020 | RMPA_2_NE | RMPA | NE | External | Summer | B4 | 100 | 310 | 0 | 58.8 | 65.33 | 8 | 0
2020 | RMPA_2_NE | RMPA | NE | External | Summer | B5 | 200 | 310 | 310 | 53.56 | 62 | 8 | 0.44
2020 | RMPA_2_NE | RMPA | NE | External | Summer | B6 | 300 | 310 | 223.62 | 48.09 | 56.09 | 8 | 0
2020 | RMPA_2_NE | RMPA | NE | External | Summer | B7 | 400 | 310 | 0 | 42.46 | 47.26 | 8 | 0
2020 | RMPA_2_NE | RMPA | NE | External | Summer | B8 | 500 | 310 | 0 | 42.46 | 40.26 | 8 | 0
2020 | RMPA_2_NE | RMPA | NE | External | Summer | B9 | 800 | 310 | 0 | 42.46 | 39.64 | 8 | 0
2020 | RMPA_2_NE | RMPA | NE | External | Summer | B10 | 1262 | 310 | 0 | 42.32 | 37.32 | 8 | 0
2020 | RMPA_2_NE | RMPA | NE | External | Winter | B16 | 25 | 310 | 0 | 56.44 | 51.44 | 8 | 0
2020 | RMPA_2_NE | RMPA | NE | External | Winter | B17 | 100 | 310 | 0 | 47.57 | 43.37 | 8 | 0
2020 | RMPA_2_NE | RMPA | NE | External | Winter | B18 | 400 | 310 | 0 | 47.57 | 43.27 | 8 | 0
2020 | RMPA_2_NE | RMPA | NE | External | Winter | B19 | 700 | 310 | 0 | 47.57 | 43.27 | 8 | 0
2020 | RMPA_2_NE | RMPA | NE | External | Winter | B20 | 935 | 310 | 0 | 40.11 | 39.11 | 8 | 0
2020 | RMPA_2_SPP_N | RMPA | SPP_N | External | Shoulder | B11 | 25 | 210 | 210 | 53.59 | 62.7 | 8 | 1.11
2020 | RMPA_2_SPP_N | RMPA | SPP_N | External | Shoulder | B12 | 200 | 210 | 0 | 44.56 | 44.8 | 8 | 0
2020 | RMPA_2_SPP_N | RMPA | SPP_N | External | Shoulder | B13 | 600 | 210 | 0 | 44.22 | 42.06 | 8 | 0
2020 | RMPA_2_SPP_N | RMPA | SPP_N | External | Shoulder | B14 | 900 | 210 | 0 | 44.22 | 40.64 | 8 | 0
2020 | RMPA_2_SPP_N | RMPA | SPP_N | External | Shoulder | B15 | 1203 | 210 | 0 | 44.22 | 40.53 | 8 | 0
2020 | RMPA_2_SPP_N | RMPA | SPP_N | External | Summer | B1 | 10 | 210 | 0 | 65.97 | 66.76 | 8 | 0
2020 | RMPA_2_SPP_N | RMPA | SPP_N | External | Summer | B2 | 25 | 210 | 0 | 65.97 | 66.76 | 8 | 0
2020 | RMPA_2_SPP_N | RMPA | SPP_N | External | Summer | B3 | 75 | 210 | 0 | 65.97 | 66.76 | 8 | 0
2020 | RMPA_2_SPP_N | RMPA | SPP_N | External | Summer | B4 | 100 | 210 | 0 | 58.8 | 65.34 | 8 | 0
2020 | RMPA_2_SPP_N | RMPA | SPP_N | External | Summer | B5 | 200 | 210 | 210 | 53.56 | 62.01 | 8 | 0.45
2020 | RMPA_2_SPP_N | RMPA | SPP_N | External | Summer | B6 | 300 | 210 | 210 | 48.09 | 56.1 | 8 | 0.01
2020 | RMPA_2_SPP_N | RMPA | SPP_N | External | Summer | B7 | 400 | 210 | 0 | 42.46 | 47.27 | 8 | 0
2020 | RMPA_2_SPP_N | RMPA | SPP_N | External | Summer | B8 | 500 | 210 | 0 | 42.46 | 40.98 | 8 | 0
2020 | RMPA_2_SPP_N | RMPA | SPP_N | External | Summer | B9 | 800 | 210 | 0 | 42.46 | 39.65 | 8 | 0
2020 | RMPA_2_SPP_N | RMPA | SPP_N | External | Summer | B10 | 1262 | 210 | 0 | 42.32 | 39.12 | 8 | 0
2020 | RMPA_2_SPP_N | RMPA | SPP_N | External | Winter | B16 | 25 | 210 | 0 | 56.44 | 51.45 | 8 | 0
2020 | RMPA_2_SPP_N | RMPA | SPP_N | External | Winter | B17 | 100 | 210 | 0 | 47.57 | 43.38 | 8 | 0
2020 | RMPA_2_SPP_N | RMPA | SPP_N | External | Winter | B18 | 400 | 210 | 0 | 47.57 | 43.28 | 8 | 0
2020 | RMPA_2_SPP_N | RMPA | SPP_N | External | Winter | B19 | 700 | 210 | 0 | 47.57 | 43.28 | 8 | 0
2020 | RMPA_2_SPP_N | RMPA | SPP_N | External | Winter | B20 | 935 | 210 | 0 | 40.11 | 39.12 | 8 | 0
2020 | SPP_N_2_RMPA | SPP_N | RMPA | External | Shoulder | B11 | 25 | 210 | 0 | 62.7 | 53.59 | 5 | 0
2020 | SPP_N_2_RMPA | SPP_N | RMPA | External | Shoulder | B12 | 200 | 210 | 0 | 44.8 | 44.56 | 5 | 0
2020 | SPP_N_2_RMPA | SPP_N | RMPA | External | Shoulder | B13 | 600 | 210 | 0 | 42.06 | 44.22 | 5 | 0
2020 | SPP_N_2_RMPA | SPP_N | RMPA | External | Shoulder | B14 | 900 | 210 | 0 | 40.64 | 44.22 | 5 | 0
2020 | SPP_N_2_RMPA | SPP_N | RMPA | External | Shoulder | B15 | 1203 | 210 | 0 | 40.53 | 44.22 | 5 | 0
2020 | SPP_N_2_RMPA | SPP_N | RMPA | External | Summer | B1 | 10 | 210 | 0 | 66.76 | 65.97 | 5 | 0
2020 | SPP_N_2_RMPA | SPP_N | RMPA | External | Summer | B2 | 25 | 210 | 0 | 66.76 | 65.97 | 5 | 0
2020 | SPP_N_2_RMPA | SPP_N | RMPA | External | Summer | B3 | 75 | 210 | 0 | 66.76 | 65.97 | 5 | 0
2020 | SPP_N_2_RMPA | SPP_N | RMPA | External | Summer | B4 | 100 | 210 | 0 | 65.34 | 58.8 | 5 | 0
2020 | SPP_N_2_RMPA | SPP_N | RMPA | External | Summer | B5 | 200 | 210 | 0 | 62.01 | 53.56 | 5 | 0
2020 | SPP_N_2_RMPA | SPP_N | RMPA | External | Summer | B6 | 300 | 210 | 0 | 56.1 | 48.09 | 5 | 0
2020 | SPP_N_2_RMPA | SPP_N | RMPA | External | Summer | B7 | 400 | 210 | 0 | 47.27 | 42.46 | 5 | 0
2020 | SPP_N_2_RMPA | SPP_N | RMPA | External | Summer | B8 | 500 | 210 | 0 | 40.98 | 42.46 | 5 | 0
2020 | SPP_N_2_RMPA | SPP_N | RMPA | External | Summer | B9 | 800 | 210 | 0 | 39.65 | 42.46 | 5 | 0
2020 | SPP_N_2_RMPA | SPP_N | RMPA | External | Summer | B10 | 1262 | 210 | 0 | 39.12 | 42.32 | 5 | 0
2020 | SPP_N_2_RMPA | SPP_N | RMPA | External | Winter | B16 | 25 | 210 | 0 | 51.45 | 56.44 | 5 | 0
2020 | SPP_N_2_RMPA | SPP_N | RMPA | External | Winter | B17 | 100 | 210 | 0 | 43.38 | 47.57 | 5 | 0
2020 | SPP_N_2_RMPA | SPP_N | RMPA | External | Winter | B18 | 400 | 210 | 0 | 43.28 | 47.57 | 5 | 0
2020 | SPP_N_2_RMPA | SPP_N | RMPA | External | Winter | B19 | 700 | 210 | 0 | 43.28 | 47.57 | 5 | 0
2020 | SPP_N_2_RMPA | SPP_N | RMPA | External | Winter | B20 | 935 | 210 | 0 | 39.12 | 40.11 | 5 | 0
2020 | SPP_S_2_ERCOT | SPP_S | ERCOT | External | Shoulder | B11 | 25 | 800 | 0 | 58.47 | 59.04 | 5 | 0
2020 | SPP_S_2_ERCOT | SPP_S | ERCOT | External | Shoulder | B12 | 200 | 800 | 0 | 42.47 | 44.1 | 5 | 0
2020 | SPP_S_2_ERCOT | SPP_S | ERCOT | External | Shoulder | B13 | 600 | 800 | 0 | 42.05 | 40.47 | 5 | 0
2020 | SPP_S_2_ERCOT | SPP_S | ERCOT | External | Shoulder | B14 | 900 | 800 | 0 | 40.63 | 40.47 | 5 | 0
2020 | SPP_S_2_ERCOT | SPP_S | ERCOT | External | Shoulder | B15 | 1203 | 800 | 0 | 40.54 | 40.47 | 5 | 0
2020 | SPP_S_2_ERCOT | SPP_S | ERCOT | External | Summer | B1 | 10 | 800 | 0 | 56.41 | 57.34 | 5 | 0
2020 | SPP_S_2_ERCOT | SPP_S | ERCOT | External | Summer | B2 | 25 | 800 | 0 | 56.88 | 57.34 | 5 | 0
2020 | SPP_S_2_ERCOT | SPP_S | ERCOT | External | Summer | B3 | 75 | 800 | 0 | 56.88 | 57.34 | 5 | 0
2020 | SPP_S_2_ERCOT | SPP_S | ERCOT | External | Summer | B4 | 100 | 800 | 0 | 56.88 | 57.34 | 5 | 0
2020 | SPP_S_2_ERCOT | SPP_S | ERCOT | External | Summer | B5 | 200 | 800 | 0 | 56.41 | 57.34 | 5 | 0
2020 | SPP_S_2_ERCOT | SPP_S | ERCOT | External | Summer | B6 | 300 | 800 | 0 | 56.11 | 57.34 | 5 | 0
2020 | SPP_S_2_ERCOT | SPP_S | ERCOT | External | Summer | B7 | 400 | 800 | 392.37 | 47.28 | 52.28 | 5 | 0
2020 | SPP_S_2_ERCOT | SPP_S | ERCOT | External | Summer | B8 | 500 | 800 | 0 | 41 | 42.85 | 5 | 0
2020 | SPP_S_2_ERCOT | SPP_S | ERCOT | External | Summer | B9 | 800 | 800 | 0 | 39.66 | 39.32 | 5 | 0
2020 | SPP_S_2_ERCOT | SPP_S | ERCOT | External | Summer | B10 | 1262 | 800 | 0 | 39.14 | 39.32 | 5 | 0
2020 | SPP_S_2_ERCOT | SPP_S | ERCOT | External | Winter | B16 | 25 | 800 | 0 | 51.44 | 55.33 | 5 | 0
2020 | SPP_S_2_ERCOT | SPP_S | ERCOT | External | Winter | B17 | 100 | 800 | 0 | 43.39 | 44.41 | 5 | 0
2020 | SPP_S_2_ERCOT | SPP_S | ERCOT | External | Winter | B18 | 400 | 800 | 0 | 43.29 | 42.93 | 5 | 0
2020 | SPP_S_2_ERCOT | SPP_S | ERCOT | External | Winter | B19 | 700 | 800 | 0 | 43.29 | 42.93 | 5 | 0
2020 | SPP_S_2_ERCOT | SPP_S | ERCOT | External | Winter | B20 | 935 | 800 | 0 | 39.14 | 42.93 | 5 | 0
2025 | AZ_NM_SNV_Coal_2_SPP_S | AZ_NM_SNV_Coal | SPP_S | External | Shoulder | B11 | 25 | 400 | 304.24 | 50.98 | 59.15 | 8.17 | 0
2025 | AZ_NM_SNV_Coal_2_SPP_S | AZ_NM_SNV_Coal | SPP_S | External | Shoulder | B12 | 200 | 400 | 0 | 50.98 | 42.92 | 8.17 | 0
2025 | AZ_NM_SNV_Coal_2_SPP_S | AZ_NM_SNV_Coal | SPP_S | External | Shoulder | B13 | 600 | 400 | 0 | 50.98 | 42.92 | 8.17 | 0
2025 | AZ_NM_SNV_Coal_2_SPP_S | AZ_NM_SNV_Coal | SPP_S | External | Shoulder | B14 | 900 | 400 | 0 | 50.98 | 42.83 | 8.17 | 0
2025 | AZ_NM_SNV_Coal_2_SPP_S | AZ_NM_SNV_Coal | SPP_S | External | Shoulder | B15 | 1203 | 400 | 0 | 47.69 | 38.85 | 8.17 | 0
2025 | AZ_NM_SNV_Coal_2_SPP_S | AZ_NM_SNV_Coal | SPP_S | External | Summer | B1 | 10 | 400 | 0 | 74.43 | 59.55 | 8.17 | 0
2025 | AZ_NM_SNV_Coal_2_SPP_S | AZ_NM_SNV_Coal | SPP_S | External | Summer | B2 | 25 | 400 | 0 | 74.43 | 60.05 | 8.17 | 0
2025 | AZ_NM_SNV_Coal_2_SPP_S | AZ_NM_SNV_Coal | SPP_S | External | Summer | B3 | 75 | 400 | 0 | 74.43 | 60.05 | 8.17 | 0
2025 | AZ_NM_SNV_Coal_2_SPP_S | AZ_NM_SNV_Coal | SPP_S | External | Summer | B4 | 100 | 400 | 0 | 71.53 | 60.05 | 8.17 | 0
2025 | AZ_NM_SNV_Coal_2_SPP_S | AZ_NM_SNV_Coal | SPP_S | External | Summer | B5 | 200 | 400 | 0 | 66.66 | 59.55 | 8.17 | 0
2025 | AZ_NM_SNV_Coal_2_SPP_S | AZ_NM_SNV_Coal | SPP_S | External | Summer | B6 | 300 | 400 | 0 | 54.3 | 56.49 | 8.17 | 0
2025 | AZ_NM_SNV_Coal_2_SPP_S | AZ_NM_SNV_Coal | SPP_S | External | Summer | B7 | 400 | 400 | 0 | 50.9 | 47.4 | 8.17 | 0
2025 | AZ_NM_SNV_Coal_2_SPP_S | AZ_NM_SNV_Coal | SPP_S | External | Summer | B8 | 500 | 400 | 0 | 50.9 | 42.21 | 8.17 | 0
2025 | AZ_NM_SNV_Coal_2_SPP_S | AZ_NM_SNV_Coal | SPP_S | External | Summer | B9 | 800 | 400 | 0 | 50.88 | 41.37 | 8.17 | 0
2025 | AZ_NM_SNV_Coal_2_SPP_S | AZ_NM_SNV_Coal | SPP_S | External | Summer | B10 | 1262 | 400 | 0 | 49.46 | 39.15 | 8.17 | 0
2025 | AZ_NM_SNV_Coal_2_SPP_S | AZ_NM_SNV_Coal | SPP_S | External | Winter | B16 | 25 | 400 | 0 | 54.14 | 46.26 | 8.17 | 0
2025 | AZ_NM_SNV_Coal_2_SPP_S | AZ_NM_SNV_Coal | SPP_S | External | Winter | B17 | 100 | 400 | 0 | 54.14 | 45.87 | 8.17 | 0
2025 | AZ_NM_SNV_Coal_2_SPP_S | AZ_NM_SNV_Coal | SPP_S | External | Winter | B18 | 400 | 400 | 0 | 54.14 | 43.84 | 8.17 | 0
2025 | AZ_NM_SNV_Coal_2_SPP_S | AZ_NM_SNV_Coal | SPP_S | External | Winter | B19 | 700 | 400 | 0 | 54.14 | 42.46 | 8.17 | 0
2025 | AZ_NM_SNV_Coal_2_SPP_S | AZ_NM_SNV_Coal | SPP_S | External | Winter | B20 | 935 | 400 | 0 | 50.65 | 39.06 | 8.17 | 0
2025 | MAPP_US_2_RMPA | MAPP_US | RMPA | External | Shoulder | B11 | 25 | 200 | 0 | 55.74 | 47.31 | 8 | 0
2025 | MAPP_US_2_RMPA | MAPP_US | RMPA | External | Shoulder | B12 | 200 | 200 | 0 | 39.88 | 47.31 | 8 | 0
2025 | MAPP_US_2_RMPA | MAPP_US | RMPA | External | Shoulder | B13 | 600 | 200 | 200 | 35.92 | 47.31 | 8 | 3.39
2025 | MAPP_US_2_RMPA | MAPP_US | RMPA | External | Shoulder | B14 | 900 | 200 | 200 | 35.8 | 47.31 | 8 | 3.51
2025 | MAPP_US_2_RMPA | MAPP_US | RMPA | External | Shoulder | B15 | 1203 | 200 | 194.45 | 34.97 | 42.97 | 8 | 0
2025 | MAPP_US_2_RMPA | MAPP_US | RMPA | External | Summer | B1 | 10 | 200 | 0 | 63.75 | 70.09 | 8 | 0
2025 | MAPP_US_2_RMPA | MAPP_US | RMPA | External | Summer | B2 | 25 | 200 | 0 | 63.75 | 69.07 | 8 | 0
2025 | MAPP_US_2_RMPA | MAPP_US | RMPA | External | Summer | B3 | 75 | 200 | 0 | 63.75 | 66.27 | 8 | 0
2025 | MAPP_US_2_RMPA | MAPP_US | RMPA | External | Summer | B4 | 100 | 200 | 0 | 62.63 | 61.63 | 8 | 0
2025 | MAPP_US_2_RMPA | MAPP_US | RMPA | External | Summer | B5 | 200 | 200 | 0 | 59.82 | 58.5 | 8 | 0
2025 | MAPP_US_2_RMPA | MAPP_US | RMPA | External | Summer | B6 | 300 | 200 | 0 | 49.47 | 46.13 | 8 | 0
2025 | MAPP_US_2_RMPA | MAPP_US | RMPA | External | Summer | B7 | 400 | 200 | 0 | 40.38 | 45.32 | 8 | 0
2025 | MAPP_US_2_RMPA | MAPP_US | RMPA | External | Summer | B8 | 500 | 200 | 200 | 35.19 | 45.32 | 8 | 2.13
2025 | MAPP_US_2_RMPA | MAPP_US | RMPA | External | Summer | B9 | 800 | 200 | 200 | 34.34 | 42.71 | 8 | 0.37
2025 | MAPP_US_2_RMPA | MAPP_US | RMPA | External | Summer | B10 | 1262 | 200 | 200 | 30.09 | 42.09 | 8 | 4
2025 | MAPP_US_2_RMPA | MAPP_US | RMPA | External | Winter | B16 | 25 | 200 | 200 | 44.46 | 56.46 | 8 | 4
2025 | MAPP_US_2_RMPA | MAPP_US | RMPA | External | Winter | B17 | 100 | 200 | 200 | 41.34 | 51.05 | 8 | 1.71
2025 | MAPP_US_2_RMPA | MAPP_US | RMPA | External | Winter | B18 | 400 | 200 | 200 | 38.56 | 48.81 | 8 | 2.25
2025 | MAPP_US_2_RMPA | MAPP_US | RMPA | External | Winter | B19 | 700 | 200 | 200 | 38.56 | 47.44 | 8 | 0.88
2025 | MAPP_US_2_RMPA | MAPP_US | RMPA | External | Winter | B20 | 935 | 200 | 200 | 32.04 | 41.8 | 8 | 1.77
2025 | NE_2_RMPA | NE | RMPA | External | Shoulder | B11 | 25 | 310 | 0 | 62.74 | 47.31 | 5 | 0
2025 | NE_2_RMPA | NE | RMPA | External | Shoulder | B12 | 200 | 310 | 0 | 44.48 | 47.31 | 5 | 0
2025 | NE_2_RMPA | NE | RMPA | External | Shoulder | B13 | 600 | 310 | 0 | 42.92 | 47.31 | 5 | 0
2025 | NE_2_RMPA | NE | RMPA | External | Shoulder | B14 | 900 | 310 | 0 | 42.8 | 47.31 | 5 | 0
2025 | NE_2_RMPA | NE | RMPA | External | Shoulder | B15 | 1203 | 310 | 0 | 38.83 | 42.97 | 5 | 0
2025 | NE_2_RMPA | NE | RMPA | External | Summer | B1 | 10 | 310 | 0 | 70.75 | 70.09 | 5 | 0
2025 | NE_2_RMPA | NE | RMPA | External | Summer | B2 | 25 | 310 | 0 | 70.75 | 69.07 | 5 | 0
2025 | NE_2_RMPA | NE | RMPA | External | Summer | B3 | 75 | 310 | 0 | 70.75 | 66.27 | 5 | 0
2025 | NE_2_RMPA | NE | RMPA | External | Summer | B4 | 100 | 310 | 0 | 69.63 | 61.63 | 5 | 0
2025 | NE_2_RMPA | NE | RMPA | External | Summer | B5 | 200 | 310 | 0 | 66.82 | 58.5 | 5 | 0
2025 | NE_2_RMPA | NE | RMPA | External | Summer | B6 | 300 | 310 | 0 | 56.47 | 46.13 | 5 | 0
2025 | NE_2_RMPA | NE | RMPA | External | Summer | B7 | 400 | 310 | 0 | 47.38 | 45.32 | 5 | 0
2025 | NE_2_RMPA | NE | RMPA | External | Summer | B8 | 500 | 310 | 0 | 42.19 | 45.32 | 5 | 0
2025 | NE_2_RMPA | NE | RMPA | External | Summer | B9 | 800 | 310 | 0 | 41.34 | 42.71 | 5 | 0
2025 | NE_2_RMPA | NE | RMPA | External | Summer | B10 | 1262 | 310 | 22.58 | 37.09 | 42.09 | 5 | 0
2025 | NE_2_RMPA | NE | RMPA | External | Winter | B16 | 25 | 310 | 58.57 | 51.46 | 56.46 | 5 | 0
2025 | NE_2_RMPA | NE | RMPA | External | Winter | B17 | 100 | 310 | 310 | 45.85 | 51.05 | 5 | 0.2
2025 | NE_2_RMPA | NE | RMPA | External | Winter | B18 | 400 | 310 | 116.81 | 43.81 | 48.81 | 5 | 0
2025 | NE_2_RMPA | NE | RMPA | External | Winter | B19 | 700 | 310 | 310 | 42.43 | 47.44 | 5 | 0.01
2025 | NE_2_RMPA | NE | RMPA | External | Winter | B20 | 935 | 310 | 0 | 39.04 | 41.8 | 5 | 0
2025 | NWPP_Coal_2_MAPP_US | NWPP_Coal | MAPP_US | External | Shoulder | B11 | 25 | 150 | 0 | 50.97 | 55.74 | 8 | 0
2025 | NWPP_Coal_2_MAPP_US | NWPP_Coal | MAPP_US | External | Shoulder | B12 | 200 | 150 | 0 | 50.97 | 39.88 | 8 | 0
2025 | NWPP_Coal_2_MAPP_US | NWPP_Coal | MAPP_US | External | Shoulder | B13 | 600 | 150 | 0 | 50.97 | 35.92 | 8 | 0
2025 | NWPP_Coal_2_MAPP_US | NWPP_Coal | MAPP_US | External | Shoulder | B14 | 900 | 150 | 0 | 50.97 | 35.8 | 8 | 0
2025 | NWPP_Coal_2_MAPP_US | NWPP_Coal | MAPP_US | External | Shoulder | B15 | 1203 | 150 | 0 | 50.97 | 34.97 | 8 | 0
2025 | NWPP_Coal_2_MAPP_US | NWPP_Coal | MAPP_US | External | Summer | B1 | 10 | 150 | 0 | 60.9 | 63.75 | 8 | 0
2025 | NWPP_Coal_2_MAPP_US | NWPP_Coal | MAPP_US | External | Summer | B2 | 25 | 150 | 0 | 60.9 | 63.75 | 8 | 0
2025 | NWPP_Coal_2_MAPP_US | NWPP_Coal | MAPP_US | External | Summer | B3 | 75 | 150 | 150 | 50.88 | 63.75 | 8 | 4.88
2025 | NWPP_Coal_2_MAPP_US | NWPP_Coal | MAPP_US | External | Summer | B4 | 100 | 150 | 150 | 50.88 | 62.63 | 8 | 3.75
2025 | NWPP_Coal_2_MAPP_US | NWPP_Coal | MAPP_US | External | Summer | B5 | 200 | 150 | 150 | 50.88 | 59.82 | 8 | 0.94
2025 | NWPP_Coal_2_MAPP_US | NWPP_Coal | MAPP_US | External | Summer | B6 | 300 | 150 | 0 | 50.88 | 49.47 | 8 | 0
2025 | NWPP_Coal_2_MAPP_US | NWPP_Coal | MAPP_US | External | Summer | B7 | 400 | 150 | 0 | 50.88 | 40.38 | 8 | 0
2025 | NWPP_Coal_2_MAPP_US | NWPP_Coal | MAPP_US | External | Summer | B8 | 500 | 150 | 0 | 50.88 | 35.19 | 8 | 0
2025 | NWPP_Coal_2_MAPP_US | NWPP_Coal | MAPP_US | External | Summer | B9 | 800 | 150 | 0 | 50.88 | 34.34 | 8 | 0
2025 | NWPP_Coal_2_MAPP_US | NWPP_Coal | MAPP_US | External | Summer | B10 | 1262 | 150 | 0 | 50.88 | 30.09 | 8 | 0
2025 | NWPP_Coal_2_MAPP_US | NWPP_Coal | MAPP_US | External | Winter | B16 | 25 | 150 | 0 | 54.13 | 44.46 | 8 | 0
2025 | NWPP_Coal_2_MAPP_US | NWPP_Coal | MAPP_US | External | Winter | B17 | 100 | 150 | 0 | 54.13 | 41.34 | 8 | 0
2025 | NWPP_Coal_2_MAPP_US | NWPP_Coal | MAPP_US | External | Winter | B18 | 400 | 150 | 0 | 54.13 | 38.56 | 8 | 0
2025 | NWPP_Coal_2_MAPP_US | NWPP_Coal | MAPP_US | External | Winter | B19 | 700 | 150 | 0 | 54.13 | 38.56 | 8 | 0
2025 | NWPP_Coal_2_MAPP_US | NWPP_Coal | MAPP_US | External | Winter | B20 | 935 | 150 | 0 | 54.13 | 32.04 | 8 | 0
2025 | RMPA_2_MAPP_US | RMPA | MAPP_US | External | Shoulder | B11 | 25 | 200 | 200 | 47.31 | 55.74 | 8 | 0.43
2025 | RMPA_2_MAPP_US | RMPA | MAPP_US | External | Shoulder | B12 | 200 | 200 | 0 | 47.31 | 39.88 | 8 | 0
2025 | RMPA_2_MAPP_US | RMPA | MAPP_US | External | Shoulder | B13 | 600 | 200 | 0 | 47.31 | 35.92 | 8 | 0
2025 | RMPA_2_MAPP_US | RMPA | MAPP_US | External | Shoulder | B14 | 900 | 200 | 0 | 47.31 | 35.8 | 8 | 0
2025 | RMPA_2_MAPP_US | RMPA | MAPP_US | External | Shoulder | B15 | 1203 | 200 | 0 | 42.97 | 34.97 | 8 | 0
2025 | RMPA_2_MAPP_US | RMPA | MAPP_US | External | Summer | B1 | 10 | 200 | 0 | 70.09 | 63.75 | 8 | 0
2025 | RMPA_2_MAPP_US | RMPA | MAPP_US | External | Summer | B2 | 25 | 200 | 0 | 69.07 | 63.75 | 8 | 0
2025 | RMPA_2_MAPP_US | RMPA | MAPP_US | External | Summer | B3 | 75 | 200 | 0 | 66.27 | 63.75 | 8 | 0
2025 | RMPA_2_MAPP_US | RMPA | MAPP_US | External | Summer | B4 | 100 | 200 | 0 | 61.63 | 62.63 | 8 | 0
2025 | RMPA_2_MAPP_US | RMPA | MAPP_US | External | Summer | B5 | 200 | 200 | 0 | 58.5 | 59.82 | 8 | 0
2025 | RMPA_2_MAPP_US | RMPA | MAPP_US | External | Summer | B6 | 300 | 200 | 0 | 46.13 | 49.47 | 8 | 0
2025 | RMPA_2_MAPP_US | RMPA | MAPP_US | External | Summer | B7 | 400 | 200 | 0 | 45.32 | 40.38 | 8 | 0
2025 | RMPA_2_MAPP_US | RMPA | MAPP_US | External | Summer | B8 | 500 | 200 | 0 | 45.32 | 35.19 | 8 | 0
2025 | RMPA_2_MAPP_US | RMPA | MAPP_US | External | Summer | B9 | 800 | 200 | 0 | 42.71 | 34.34 | 8 | 0
2025 | RMPA_2_MAPP_US | RMPA | MAPP_US | External | Summer | B10 | 1262 | 200 | 0 | 42.09 | 30.09 | 8 | 0
2025 | RMPA_2_MAPP_US | RMPA | MAPP_US | External | Winter | B16 | 25 | 200 | 0 | 56.46 | 44.46 | 8 | 0
2025 | RMPA_2_MAPP_US | RMPA | MAPP_US | External | Winter | B17 | 100 | 200 | 0 | 51.05 | 41.34 | 8 | 0
2025 | RMPA_2_MAPP_US | RMPA | MAPP_US | External | Winter | B18 | 400 | 200 | 0 | 48.81 | 38.56 | 8 | 0
2025 | RMPA_2_MAPP_US | RMPA | MAPP_US | External | Winter | B19 | 700 | 200 | 0 | 47.44 | 38.56 | 8 | 0
2025 | RMPA_2_MAPP_US | RMPA | MAPP_US | External | Winter | B20 | 935 | 200 | 0 | 41.8 | 32.04 | 8 | 0
2025 | RMPA_2_NE | RMPA | NE | External | Shoulder | B11 | 25 | 310 | 310 | 47.31 | 62.74 | 8 | 7.43
2025 | RMPA_2_NE | RMPA | NE | External | Shoulder | B12 | 200 | 310 | 0 | 47.31 | 44.48 | 8 | 0
2025 | RMPA_2_NE | RMPA | NE | External | Shoulder | B13 | 600 | 310 | 0 | 47.31 | 42.92 | 8 | 0
2025 | RMPA_2_NE | RMPA | NE | External | Shoulder | B14 | 900 | 310 | 0 | 47.31 | 42.8 | 8 | 0
2025 | RMPA_2_NE | RMPA | NE | External | Shoulder | B15 | 1203 | 310 | 0 | 42.97 | 38.83 | 8 | 0
2025 | RMPA_2_NE | RMPA | NE | External | Summer | B1 | 10 | 310 | 0 | 70.09 | 70.75 | 8 | 0
2025 | RMPA_2_NE | RMPA | NE | External | Summer | B2 | 25 | 310 | 0 | 69.07 | 70.75 | 8 | 0
2025 | RMPA_2_NE | RMPA | NE | External | Summer | B3 | 75 | 310 | 0 | 66.27 | 70.75 | 8 | 0
2025 | RMPA_2_NE | RMPA | NE | External | Summer | B4 | 100 | 310 | 153.41 | 61.63 | 69.63 | 8 | 0
2025 | RMPA_2_NE | RMPA | NE | External | Summer | B5 | 200 | 310 | 310 | 58.5 | 66.82 | 8 | 0.32
2025 | RMPA_2_NE | RMPA | NE | External | Summer | B6 | 300 | 310 | 310 | 46.13 | 56.47 | 8 | 2.34
2025 | RMPA_2_NE | RMPA | NE | External | Summer | B7 | 400 | 310 | 0 | 45.32 | 47.38 | 8 | 0
2025 | RMPA_2_NE | RMPA | NE | External | Summer | B8 | 500 | 310 | 0 | 45.32 | 42.19 | 8 | 0
2025 | RMPA_2_NE | RMPA | NE | External | Summer | B9 | 800 | 310 | 0 | 42.71 | 41.34 | 8 | 0
2025 | RMPA_2_NE | RMPA | NE | External | Summer | B10 | 1262 | 310 | 0 | 42.09 | 37.09 | 8 | 0
2025 | RMPA_2_NE | RMPA | NE | External | Winter | B16 | 25 | 310 | 0 | 56.46 | 51.46 | 8 | 0
2025 | RMPA_2_NE | RMPA | NE | External | Winter | B17 | 100 | 310 | 0 | 51.05 | 45.85 | 8 | 0
2025 | RMPA_2_NE | RMPA | NE | External | Winter | B18 | 400 | 310 | 0 | 48.81 | 43.81 | 8 | 0
2025 | RMPA_2_NE | RMPA | NE | External | Winter | B19 | 700 | 310 | 0 | 47.44 | 42.43 | 8 | 0
2025 | RMPA_2_NE | RMPA | NE | External | Winter | B20 | 935 | 310 | 0 | 41.8 | 39.04 | 8 | 0
2025 | RMPA_2_SPP_N | RMPA | SPP_N | External | Shoulder | B11 | 25 | 210 | 210 | 47.31 | 62.75 | 8 | 7.44
2025 | RMPA_2_SPP_N | RMPA | SPP_N | External | Shoulder | B12 | 200 | 210 | 0 | 47.31 | 44.49 | 8 | 0
2025 | RMPA_2_SPP_N | RMPA | SPP_N | External | Shoulder | B13 | 600 | 210 | 0 | 47.31 | 42.94 | 8 | 0
2025 | RMPA_2_SPP_N | RMPA | SPP_N | External | Shoulder | B14 | 900 | 210 | 0 | 47.31 | 42.82 | 8 | 0
2025 | RMPA_2_SPP_N | RMPA | SPP_N | External | Shoulder | B15 | 1203 | 210 | 0 | 42.97 | 38.84 | 8 | 0
2025 | RMPA_2_SPP_N | RMPA | SPP_N | External | Summer | B1 | 10 | 210 | 0 | 70.09 | 70.77 | 8 | 0
2025 | RMPA_2_SPP_N | RMPA | SPP_N | External | Summer | B2 | 25 | 210 | 0 | 69.07 | 70.77 | 8 | 0
2025 | RMPA_2_SPP_N | RMPA | SPP_N | External | Summer | B3 | 75 | 210 | 0 | 66.27 | 70.77 | 8 | 0
2025 | RMPA_2_SPP_N | RMPA | SPP_N | External | Summer | B4 | 100 | 210 | 210 | 61.63 | 69.64 | 8 | 0.01
2025 | RMPA_2_SPP_N | RMPA | SPP_N | External | Summer | B5 | 200 | 210 | 210 | 58.5 | 66.83 | 8 | 0.33
2025 | RMPA_2_SPP_N | RMPA | SPP_N | External | Summer | B6 | 300 | 210 | 210 | 46.13 | 56.48 | 8 | 2.35
2025 | RMPA_2_SPP_N | RMPA | SPP_N | External | Summer | B7 | 400 | 210 | 0 | 45.32 | 47.39 | 8 | 0
2025 | RMPA_2_SPP_N | RMPA | SPP_N | External | Summer | B8 | 500 | 210 | 0 | 45.32 | 42.2 | 8 | 0
2025 | RMPA_2_SPP_N | RMPA | SPP_N | External | Summer | B9 | 800 | 210 | 0 | 42.71 | 41.36 | 8 | 0
2025 | RMPA_2_SPP_N | RMPA | SPP_N | External | Summer | B10 | 1262 | 210 | 0 | 42.09 | 38.65 | 8 | 0
2025 | RMPA_2_SPP_N | RMPA | SPP_N | External | Winter | B16 | 25 | 210 | 0 | 56.46 | 51.47 | 8 | 0
2025 | RMPA_2_SPP_N | RMPA | SPP_N | External | Winter | B17 | 100 | 210 | 0 | 51.05 | 45.86 | 8 | 0
2025 | RMPA_2_SPP_N | RMPA | SPP_N | External | Winter | B18 | 400 | 210 | 0 | 48.81 | 43.82 | 8 | 0
2025 | RMPA_2_SPP_N | RMPA | SPP_N | External | Winter | B19 | 700 | 210 | 0 | 47.44 | 42.44 | 8 | 0
2025 | RMPA_2_SPP_N | RMPA | SPP_N | External | Winter | B20 | 935 | 210 | 0 | 41.8 | 39.05 | 8 | 0
2025 | SPP_N_2_RMPA | SPP_N | RMPA | External | Shoulder | B11 | 25 | 210 | 0 | 62.75 | 47.31 | 5 | 0
2025 | SPP_N_2_RMPA | SPP_N | RMPA | External | Shoulder | B12 | 200 | 210 | 0 | 44.49 | 47.31 | 5 | 0
2025 | SPP_N_2_RMPA | SPP_N | RMPA | External | Shoulder | B13 | 600 | 210 | 0 | 42.94 | 47.31 | 5 | 0
2025 | SPP_N_2_RMPA | SPP_N | RMPA | External | Shoulder | B14 | 900 | 210 | 0 | 42.82 | 47.31 | 5 | 0
2025 | SPP_N_2_RMPA | SPP_N | RMPA | External | Shoulder | B15 | 1203 | 210 | 0 | 38.84 | 42.97 | 5 | 0
2025 | SPP_N_2_RMPA | SPP_N | RMPA | External | Summer | B1 | 10 | 210 | 0 | 70.77 | 70.09 | 5 | 0
2025 | SPP_N_2_RMPA | SPP_N | RMPA | External | Summer | B2 | 25 | 210 | 0 | 70.77 | 69.07 | 5 | 0
2025 | SPP_N_2_RMPA | SPP_N | RMPA | External | Summer | B3 | 75 | 210 | 0 | 70.77 | 66.27 | 5 | 0
2025 | SPP_N_2_RMPA | SPP_N | RMPA | External | Summer | B4 | 100 | 210 | 0 | 69.64 | 61.63 | 5 | 0
2025 | SPP_N_2_RMPA | SPP_N | RMPA | External | Summer | B5 | 200 | 210 | 0 | 66.83 | 58.5 | 5 | 0
2025 | SPP_N_2_RMPA | SPP_N | RMPA | External | Summer | B6 | 300 | 210 | 0 | 56.48 | 46.13 | 5 | 0
2025 | SPP_N_2_RMPA | SPP_N | RMPA | External | Summer | B7 | 400 | 210 | 0 | 47.39 | 45.32 | 5 | 0
2025 | SPP_N_2_RMPA | SPP_N | RMPA | External | Summer | B8 | 500 | 210 | 0 | 42.2 | 45.32 | 5 | 0
2025 | SPP_N_2_RMPA | SPP_N | RMPA | External | Summer | B9 | 800 | 210 | 0 | 41.36 | 42.71 | 5 | 0
2025 | SPP_N_2_RMPA | SPP_N | RMPA | External | Summer | B10 | 1262 | 210 | 0 | 38.65 | 42.09 | 5 | 0
2025 | SPP_N_2_RMPA | SPP_N | RMPA | External | Winter | B16 | 25 | 210 | 0 | 51.47 | 56.46 | 5 | 0
2025 | SPP_N_2_RMPA | SPP_N | RMPA | External | Winter | B17 | 100 | 210 | 210 | 45.86 | 51.05 | 5 | 0.19
2025 | SPP_N_2_RMPA | SPP_N | RMPA | External | Winter | B18 | 400 | 210 | 0 | 43.82 | 48.81 | 5 | 0
2025 | SPP_N_2_RMPA | SPP_N | RMPA | External | Winter | B19 | 700 | 210 | 82.02 | 42.44 | 47.44 | 5 | 0
2025 | SPP_N_2_RMPA | SPP_N | RMPA | External | Winter | B20 | 935 | 210 | 0 | 39.05 | 41.8 | 5 | 0
2025 | SPP_S_2_ERCOT | SPP_S | ERCOT | External | Shoulder | B11 | 25 | 800 | 0 | 59.15 | 62.42 | 5 | 0
2025 | SPP_S_2_ERCOT | SPP_S | ERCOT | External | Shoulder | B12 | 200 | 800 | 0 | 42.92 | 46.59 | 5 | 0
2025 | SPP_S_2_ERCOT | SPP_S | ERCOT | External | Shoulder | B13 | 600 | 800 | 0 | 42.92 | 42.74 | 5 | 0
2025 | SPP_S_2_ERCOT | SPP_S | ERCOT | External | Shoulder | B14 | 900 | 800 | 0 | 42.83 | 42.74 | 5 | 0
2025 | SPP_S_2_ERCOT | SPP_S | ERCOT | External | Shoulder | B15 | 1203 | 800 | 0 | 38.85 | 42.74 | 5 | 0
2025 | SPP_S_2_ERCOT | SPP_S | ERCOT | External | Summer | B1 | 10 | 800 | 546.31 | 59.55 | 64.55 | 5 | 0
2025 | SPP_S_2_ERCOT | SPP_S | ERCOT | External | Summer | B2 | 25 | 800 | 0 | 60.05 | 60.55 | 5 | 0
2025 | SPP_S_2_ERCOT | SPP_S | ERCOT | External | Summer | B3 | 75 | 800 | 0 | 60.05 | 60.55 | 5 | 0
2025 | SPP_S_2_ERCOT | SPP_S | ERCOT | External | Summer | B4 | 100 | 800 | 0 | 60.05 | 60.55 | 5 | 0
2025 | SPP_S_2_ERCOT | SPP_S | ERCOT | External | Summer | B5 | 200 | 800 | 0 | 59.55 | 60.55 | 5 | 0
2025 | SPP_S_2_ERCOT | SPP_S | ERCOT | External | Summer | B6 | 300 | 800 | 0 | 56.49 | 60.55 | 5 | 0
2025 | SPP_S_2_ERCOT | SPP_S | ERCOT | External | Summer | B7 | 400 | 800 | 753.97 | 47.4 | 52.4 | 5 | 0
2025 | SPP_S_2_ERCOT | SPP_S | ERCOT | External | Summer | B8 | 500 | 800 | 0 | 42.21 | 45.22 | 5 | 0
2025 | SPP_S_2_ERCOT | SPP_S | ERCOT | External | Summer | B9 | 800 | 800 | 0 | 41.37 | 41.49 | 5 | 0
2025 | SPP_S_2_ERCOT | SPP_S | ERCOT | External | Summer | B10 | 1262 | 800 | 0 | 39.15 | 41.49 | 5 | 0
2025 | SPP_S_2_ERCOT | SPP_S | ERCOT | External | Winter | B16 | 25 | 800 | 0 | 46.26 | 49.57 | 5 | 0
2025 | SPP_S_2_ERCOT | SPP_S | ERCOT | External | Winter | B17 | 100 | 800 | 0 | 45.87 | 45.46 | 5 | 0
2025 | SPP_S_2_ERCOT | SPP_S | ERCOT | External | Winter | B18 | 400 | 800 | 0 | 43.84 | 45.46 | 5 | 0
2025 | SPP_S_2_ERCOT | SPP_S | ERCOT | External | Winter | B19 | 700 | 800 | 0 | 42.46 | 45.46 | 5 | 0
2025 | SPP_S_2_ERCOT | SPP_S | ERCOT | External | Winter | B20 | 935 | 800 | 62.49 | 39.06 | 44.06 | 5 | 0
2030 | AZ_NM_SNV_Coal_2_SPP_S | AZ_NM_SNV_Coal | SPP_S | External | Shoulder | B11 | 25 | 400 | 0 | 57.33 | 52.55 | 8.17 | 0
2030 | AZ_NM_SNV_Coal_2_SPP_S | AZ_NM_SNV_Coal | SPP_S | External | Shoulder | B12 | 200 | 400 | 0 | 56.54 | 45.26 | 8.17 | 0
2030 | AZ_NM_SNV_Coal_2_SPP_S | AZ_NM_SNV_Coal | SPP_S | External | Shoulder | B13 | 600 | 400 | 0 | 56.53 | 44.06 | 8.17 | 0
2030 | AZ_NM_SNV_Coal_2_SPP_S | AZ_NM_SNV_Coal | SPP_S | External | Shoulder | B14 | 900 | 400 | 0 | 56.53 | 40.17 | 8.17 | 0
2030 | AZ_NM_SNV_Coal_2_SPP_S | AZ_NM_SNV_Coal | SPP_S | External | Shoulder | B15 | 1203 | 400 | 0 | 50.86 | 37.64 | 8.17 | 0
2030 | AZ_NM_SNV_Coal_2_SPP_S | AZ_NM_SNV_Coal | SPP_S | External | Summer | B1 | 10 | 400 | 0 | 83.47 | 45.66 | 8.17 | 0
2030 | AZ_NM_SNV_Coal_2_SPP_S | AZ_NM_SNV_Coal | SPP_S | External | Summer | B2 | 25 | 400 | 0 | 83.47 | 62.94 | 8.17 | 0
2030 | AZ_NM_SNV_Coal_2_SPP_S | AZ_NM_SNV_Coal | SPP_S | External | Summer | B3 | 75 | 400 | 0 | 83.47 | 63.47 | 8.17 | 0
2030 | AZ_NM_SNV_Coal_2_SPP_S | AZ_NM_SNV_Coal | SPP_S | External | Summer | B4 | 100 | 400 | 0 | 75.91 | 62.94 | 8.17 | 0
2030 | AZ_NM_SNV_Coal_2_SPP_S | AZ_NM_SNV_Coal | SPP_S | External | Summer | B5 | 200 | 400 | 0 | 72.03 | 62.94 | 8.17 | 0
2030 | AZ_NM_SNV_Coal_2_SPP_S | AZ_NM_SNV_Coal | SPP_S | External | Summer | B6 | 300 | 400 | 0 | 64.66 | 56.29 | 8.17 | 0
2030 | AZ_NM_SNV_Coal_2_SPP_S | AZ_NM_SNV_Coal | SPP_S | External | Summer | B7 | 400 | 400 | 0 | 56.51 | 45.21 | 8.17 | 0
2030 | AZ_NM_SNV_Coal_2_SPP_S | AZ_NM_SNV_Coal | SPP_S | External | Summer | B8 | 500 | 400 | 0 | 56.51 | 43.68 | 8.17 | 0
2030 | AZ_NM_SNV_Coal_2_SPP_S | AZ_NM_SNV_Coal | SPP_S | External | Summer | B9 | 800 | 400 | 0 | 56.49 | 43.3 | 8.17 | 0
2030 | AZ_NM_SNV_Coal_2_SPP_S | AZ_NM_SNV_Coal | SPP_S | External | Summer | B10 | 1262 | 400 | 0 | 50.2 | 39.3 | 8.17 | 0
2030 | AZ_NM_SNV_Coal_2_SPP_S | AZ_NM_SNV_Coal | SPP_S | External | Winter | B16 | 25 | 400 | 0 | 60.82 | 47.5 | 8.17 | 0
2030 | AZ_NM_SNV_Coal_2_SPP_S | AZ_NM_SNV_Coal | SPP_S | External | Winter | B17 | 100 | 400 | 0 | 60.56 | 44.81 | 8.17 | 0
2030 | AZ_NM_SNV_Coal_2_SPP_S | AZ_NM_SNV_Coal | SPP_S | External | Winter | B18 | 400 | 400 | 0 | 60.56 | 44.56 | 8.17 | 0
2030 | AZ_NM_SNV_Coal_2_SPP_S | AZ_NM_SNV_Coal | SPP_S | External | Winter | B19 | 700 | 400 | 0 | 60.56 | 42.48 | 8.17 | 0
2030 | AZ_NM_SNV_Coal_2_SPP_S | AZ_NM_SNV_Coal | SPP_S | External | Winter | B20 | 935 | 400 | 0 | 53.63 | 36.35 | 8.17 | 0
2030 | MAPP_US_2_RMPA | MAPP_US | RMPA | External | Shoulder | B11 | 25 | 200 | 0 | 46.24 | 50.6 | 8 | 0
2030 | MAPP_US_2_RMPA | MAPP_US | RMPA | External | Shoulder | B12 | 200 | 200 | 200 | 38.31 | 50.6 | 8 | 4.29
2030 | MAPP_US_2_RMPA | MAPP_US | RMPA | External | Shoulder | B13 | 600 | 200 | 200 | 37.03 | 49.2 | 8 | 4.17
2030 | MAPP_US_2_RMPA | MAPP_US | RMPA | External | Shoulder | B14 | 900 | 200 | 200 | 33.14 | 49.2 | 8 | 8.06
2030 | MAPP_US_2_RMPA | MAPP_US | RMPA | External | Shoulder | B15 | 1203 | 200 | 200 | 30.61 | 48.35 | 8 | 9.74
2030 | MAPP_US_2_RMPA | MAPP_US | RMPA | External | Summer | B1 | 10 | 200 | 200 | 65.48 | 74.51 | 8 | 1.03
2030 | MAPP_US_2_RMPA | MAPP_US | RMPA | External | Summer | B2 | 25 | 200 | 200 | 64.83 | 74.51 | 8 | 1.68
2030 | MAPP_US_2_RMPA | MAPP_US | RMPA | External | Summer | B3 | 75 | 200 | 200 | 64.83 | 74.51 | 8 | 1.68
2030 | MAPP_US_2_RMPA | MAPP_US | RMPA | External | Summer | B4 | 100 | 200 | 0 | 63.65 | 67.74 | 8 | 0
2030 | MAPP_US_2_RMPA | MAPP_US | RMPA | External | Summer | B5 | 200 | 200 | 0 | 57.42 | 61.26 | 8 | 0
2030 | MAPP_US_2_RMPA | MAPP_US | RMPA | External | Summer | B6 | 300 | 200 | 115.55 | 42.3 | 50.3 | 8 | 0
2030 | MAPP_US_2_RMPA | MAPP_US | RMPA | External | Summer | B7 | 400 | 200 | 200 | 36.31 | 48.39 | 8 | 4.08
2030 | MAPP_US_2_RMPA | MAPP_US | RMPA | External | Summer | B8 | 500 | 200 | 200 | 33.48 | 48.39 | 8 | 6.91
2030 | MAPP_US_2_RMPA | MAPP_US | RMPA | External | Summer | B9 | 800 | 200 | 200 | 32.61 | 48.33 | 8 | 7.71
2030 | MAPP_US_2_RMPA | MAPP_US | RMPA | External | Summer | B10 | 1262 | 200 | 200 | 28.19 | 43.79 | 8 | 7.6
2030 | MAPP_US_2_RMPA | MAPP_US | RMPA | External | Winter | B16 | 25 | 200 | 200 | 40.47 | 57.49 | 8 | 9.02
2030 | MAPP_US_2_RMPA | MAPP_US | RMPA | External | Winter | B17 | 100 | 200 | 200 | 37.78 | 54.72 | 8 | 8.94
2030 | MAPP_US_2_RMPA | MAPP_US | RMPA | External | Winter | B18 | 400 | 200 | 200 | 37.56 | 54.72 | 8 | 9.16
2030 | MAPP_US_2_RMPA | MAPP_US | RMPA | External | Winter | B19 | 700 | 200 | 200 | 35.48 | 54.72 | 8 | 11.25
2030 | MAPP_US_2_RMPA | MAPP_US | RMPA | External | Winter | B20 | 935 | 200 | 200 | 29.33 | 41.34 | 8 | 4.01
2030 | NE_2_RMPA | NE | RMPA | External | Shoulder | B11 | 25 | 310 | 0 | 53.24 | 50.6 | 5 | 0
2030 | NE_2_RMPA | NE | RMPA | External | Shoulder | B12 | 200 | 310 | 310 | 45.26 | 50.6 | 5 | 0.34
2030 | NE_2_RMPA | NE | RMPA | External | Shoulder | B13 | 600 | 310 | 310 | 44.03 | 49.2 | 5 | 0.17
2030 | NE_2_RMPA | NE | RMPA | External | Shoulder | B14 | 900 | 310 | 310 | 40.14 | 49.2 | 5 | 4.06
2030 | NE_2_RMPA | NE | RMPA | External | Shoulder | B15 | 1203 | 310 | 310 | 37.61 | 48.35 | 5 | 5.74
2030 | NE_2_RMPA | NE | RMPA | External | Summer | B1 | 10 | 310 | 0 | 72.48 | 74.51 | 5 | 0
2030 | NE_2_RMPA | NE | RMPA | External | Summer | B2 | 25 | 310 | 0 | 74.24 | 74.51 | 5 | 0
2030 | NE_2_RMPA | NE | RMPA | External | Summer | B3 | 75 | 310 | 0 | 75.19 | 74.51 | 5 | 0
2030 | NE_2_RMPA | NE | RMPA | External | Summer | B4 | 100 | 310 | 0 | 74.24 | 67.74 | 5 | 0
2030 | NE_2_RMPA | NE | RMPA | External | Summer | B5 | 200 | 310 | 0 | 69.25 | 61.26 | 5 | 0
2030 | NE_2_RMPA | NE | RMPA | External | Summer | B6 | 300 | 310 | 0 | 56.29 | 50.3 | 5 | 0
2030 | NE_2_RMPA | NE | RMPA | External | Summer | B7 | 400 | 310 | 0 | 45.19 | 48.39 | 5 | 0
2030 | NE_2_RMPA | NE | RMPA | External | Summer | B8 | 500 | 310 | 0 | 43.65 | 48.39 | 5 | 0
2030 | NE_2_RMPA | NE | RMPA | External | Summer | B9 | 800 | 310 | 310 | 43.27 | 48.33 | 5 | 0.05
2030 | NE_2_RMPA | NE | RMPA | External | Summer | B10 | 1262 | 310 | 310 | 35.19 | 43.79 | 5 | 3.6
2030 | NE_2_RMPA | NE | RMPA | External | Winter | B16 | 25 | 310 | 310 | 47.47 | 57.49 | 5 | 5.02
2030 | NE_2_RMPA | NE | RMPA | External | Winter | B17 | 100 | 310 | 310 | 44.78 | 54.72 | 5 | 4.94
2030 | NE_2_RMPA | NE | RMPA | External | Winter | B18 | 400 | 310 | 310 | 44.56 | 54.72 | 5 | 5.16
2030 | NE_2_RMPA | NE | RMPA | External | Winter | B19 | 700 | 310 | 310 | 42.47 | 54.72 | 5 | 7.26
2030 | NE_2_RMPA | NE | RMPA | External | Winter | B20 | 935 | 310 | 310 | 36.33 | 41.34 | 5 | 0.01
2030 | NWPP_Coal_2_MAPP_US | NWPP_Coal | MAPP_US | External | Shoulder | B11 | 25 | 150 | 0 | 56.52 | 46.24 | 8 | 0
2030 | NWPP_Coal_2_MAPP_US | NWPP_Coal | MAPP_US | External | Shoulder | B12 | 200 | 150 | 0 | 56.52 | 38.31 | 8 | 0
2030 | NWPP_Coal_2_MAPP_US | NWPP_Coal | MAPP_US | External | Shoulder | B13 | 600 | 150 | 0 | 56.52 | 37.03 | 8 | 0
2030 | NWPP_Coal_2_MAPP_US | NWPP_Coal | MAPP_US | External | Shoulder | B14 | 900 | 150 | 0 | 56.52 | 33.14 | 8 | 0
2030 | NWPP_Coal_2_MAPP_US | NWPP_Coal | MAPP_US | External | Shoulder | B15 | 1203 | 150 | 0 | 56.52 | 30.61 | 8 | 0
2030 | NWPP_Coal_2_MAPP_US | NWPP_Coal | MAPP_US | External | Summer | B1 | 10 | 150 | 0 | 59.53 | 65.48 | 8 | 0
2030 | NWPP_Coal_2_MAPP_US | NWPP_Coal | MAPP_US | External | Summer | B2 | 25 | 150 | 0 | 59.53 | 64.83 | 8 | 0
2030 | NWPP_Coal_2_MAPP_US | NWPP_Coal | MAPP_US | External | Summer | B3 | 75 | 150 | 150 | 56.49 | 64.83 | 8 | 0.34
2030 | NWPP_Coal_2_MAPP_US | NWPP_Coal | MAPP_US | External | Summer | B4 | 100 | 150 | 0 | 56.49 | 63.65 | 8 | 0
2030 | NWPP_Coal_2_MAPP_US | NWPP_Coal | MAPP_US | External | Summer | B5 | 200 | 150 | 0 | 56.49 | 57.42 | 8 | 0
2030 | NWPP_Coal_2_MAPP_US | NWPP_Coal | MAPP_US | External | Summer | B6 | 300 | 150 | 0 | 56.49 | 42.3 | 8 | 0
2030 | NWPP_Coal_2_MAPP_US | NWPP_Coal | MAPP_US | External | Summer | B7 | 400 | 150 | 0 | 56.49 | 36.31 | 8 | 0
2030 | NWPP_Coal_2_MAPP_US | NWPP_Coal | MAPP_US | External | Summer | B8 | 500 | 150 | 0 | 56.49 | 33.48 | 8 | 0
2030 | NWPP_Coal_2_MAPP_US | NWPP_Coal | MAPP_US | External | Summer | B9 | 800 | 150 | 0 | 56.49 | 32.61 | 8 | 0
2030 | NWPP_Coal_2_MAPP_US | NWPP_Coal | MAPP_US | External | Summer | B10 | 1262 | 150 | 0 | 56.49 | 28.19 | 8 | 0
2030 | NWPP_Coal_2_MAPP_US | NWPP_Coal | MAPP_US | External | Winter | B16 | 25 | 150 | 0 | 60.55 | 40.47 | 8 | 0
2030 | NWPP_Coal_2_MAPP_US | NWPP_Coal | MAPP_US | External | Winter | B17 | 100 | 150 | 0 | 60.55 | 37.78 | 8 | 0
2030 | NWPP_Coal_2_MAPP_US | NWPP_Coal | MAPP_US | External | Winter | B18 | 400 | 150 | 0 | 60.55 | 37.56 | 8 | 0
2030 | NWPP_Coal_2_MAPP_US | NWPP_Coal | MAPP_US | External | Winter | B19 | 700 | 150 | 0 | 60.55 | 35.48 | 8 | 0
2030 | NWPP_Coal_2_MAPP_US | NWPP_Coal | MAPP_US | External | Winter | B20 | 935 | 150 | 0 | 60.55 | 29.33 | 8 | 0
2030 | RMPA_2_MAPP_US | RMPA | MAPP_US | External | Shoulder | B11 | 25 | 200 | 0 | 50.6 | 46.24 | 8 | 0
2030 | RMPA_2_MAPP_US | RMPA | MAPP_US | External | Shoulder | B12 | 200 | 200 | 0 | 50.6 | 38.31 | 8 | 0
2030 | RMPA_2_MAPP_US | RMPA | MAPP_US | External | Shoulder | B13 | 600 | 200 | 0 | 49.2 | 37.03 | 8 | 0
2030 | RMPA_2_MAPP_US | RMPA | MAPP_US | External | Shoulder | B14 | 900 | 200 | 0 | 49.2 | 33.14 | 8 | 0
2030 | RMPA_2_MAPP_US | RMPA | MAPP_US | External | Shoulder | B15 | 1203 | 200 | 0 | 48.35 | 30.61 | 8 | 0
2030 | RMPA_2_MAPP_US | RMPA | MAPP_US | External | Summer | B1 | 10 | 200 | 0 | 74.51 | 65.48 | 8 | 0
2030 | RMPA_2_MAPP_US | RMPA | MAPP_US | External | Summer | B2 | 25 | 200 | 0 | 74.51 | 64.83 | 8 | 0
2030 | RMPA_2_MAPP_US | RMPA | MAPP_US | External | Summer | B3 | 75 | 200 | 0 | 74.51 | 64.83 | 8 | 0
2030 | RMPA_2_MAPP_US | RMPA | MAPP_US | External | Summer | B4 | 100 | 200 | 0 | 67.74 | 63.65 | 8 | 0
2030 | RMPA_2_MAPP_US | RMPA | MAPP_US | External | Summer | B5 | 200 | 200 | 0 | 61.26 | 57.42 | 8 | 0
2030 | RMPA_2_MAPP_US | RMPA | MAPP_US | External | Summer | B6 | 300 | 200 | 0 | 50.3 | 42.3 | 8 | 0
2030 | RMPA_2_MAPP_US | RMPA | MAPP_US | External | Summer | B7 | 400 | 200 | 0 | 48.39 | 36.31 | 8 | 0
2030 | RMPA_2_MAPP_US | RMPA | MAPP_US | External | Summer | B8 | 500 | 200 | 0 | 48.39 | 33.48 | 8 | 0
2030 | RMPA_2_MAPP_US | RMPA | MAPP_US | External | Summer | B9 | 800 | 200 | 0 | 48.33 | 32.61 | 8 | 0
2030 | RMPA_2_MAPP_US | RMPA | MAPP_US | External | Summer | B10 | 1262 | 200 | 0 | 43.79 | 28.19 | 8 | 0
2030 | RMPA_2_MAPP_US | RMPA | MAPP_US | External | Winter | B16 | 25 | 200 | 0 | 57.49 | 40.47 | 8 | 0
2030 | RMPA_2_MAPP_US | RMPA | MAPP_US | External | Winter | B17 | 100 | 200 | 0 | 54.72 | 37.78 | 8 | 0
2030 | RMPA_2_MAPP_US | RMPA | MAPP_US | External | Winter | B18 | 400 | 200 | 0 | 54.72 | 37.56 | 8 | 0
2030 | RMPA_2_MAPP_US | RMPA | MAPP_US | External | Winter | B19 | 700 | 200 | 0 | 54.72 | 35.48 | 8 | 0
2030 | RMPA_2_MAPP_US | RMPA | MAPP_US | External | Winter | B20 | 935 | 200 | 0 | 41.34 | 29.33 | 8 | 0
2030 | RMPA_2_NE | RMPA | NE | External | Shoulder | B11 | 25 | 310 | 0 | 50.6 | 53.24 | 8 | 0
2030 | RMPA_2_NE | RMPA | NE | External | Shoulder | B12 | 200 | 310 | 0 | 50.6 | 45.26 | 8 | 0
2030 | RMPA_2_NE | RMPA | NE | External | Shoulder | B13 | 600 | 310 | 0 | 49.2 | 44.03 | 8 | 0
2030 | RMPA_2_NE | RMPA | NE | External | Shoulder | B14 | 900 | 310 | 0 | 49.2 | 40.14 | 8 | 0
2030 | RMPA_2_NE | RMPA | NE | External | Shoulder | B15 | 1203 | 310 | 0 | 48.35 | 37.61 | 8 | 0
2030 | RMPA_2_NE | RMPA | NE | External | Summer | B1 | 10 | 310 | 0 | 74.51 | 72.48 | 8 | 0
2030 | RMPA_2_NE | RMPA | NE | External | Summer | B2 | 25 | 310 | 0 | 74.51 | 74.24 | 8 | 0
2030 | RMPA_2_NE | RMPA | NE | External | Summer | B3 | 75 | 310 | 0 | 74.51 | 75.19 | 8 | 0
2030 | RMPA_2_NE | RMPA | NE | External | Summer | B4 | 100 | 310 | 0 | 67.74 | 74.24 | 8 | 0
2030 | RMPA_2_NE | RMPA | NE | External | Summer | B5 | 200 | 310 | 0 | 61.26 | 69.25 | 8 | 0
2030 | RMPA_2_NE | RMPA | NE | External | Summer | B6 | 300 | 310 | 0 | 50.3 | 56.29 | 8 | 0
2030 | RMPA_2_NE | RMPA | NE | External | Summer | B7 | 400 | 310 | 0 | 48.39 | 45.19 | 8 | 0
2030 | RMPA_2_NE | RMPA | NE | External | Summer | B8 | 500 | 310 | 0 | 48.39 | 43.65 | 8 | 0
2030 | RMPA_2_NE | RMPA | NE | External | Summer | B9 | 800 | 310 | 0 | 48.33 | 43.27 | 8 | 0
2030 | RMPA_2_NE | RMPA | NE | External | Summer | B10 | 1262 | 310 | 0 | 43.79 | 35.19 | 8 | 0
2030 | RMPA_2_NE | RMPA | NE | External | Winter | B16 | 25 | 310 | 0 | 57.49 | 47.47 | 8 | 0
2030 | RMPA_2_NE | RMPA | NE | External | Winter | B17 | 100 | 310 | 0 | 54.72 | 44.78 | 8 | 0
2030 | RMPA_2_NE | RMPA | NE | External | Winter | B18 | 400 | 310 | 0 | 54.72 | 44.56 | 8 | 0
2030 | RMPA_2_NE | RMPA | NE | External | Winter | B19 | 700 | 310 | 0 | 54.72 | 42.47 | 8 | 0
2030 | RMPA_2_NE | RMPA | NE | External | Winter | B20 | 935 | 310 | 0 | 41.34 | 36.33 | 8 | 0
2030 | RMPA_2_SPP_N | RMPA | SPP_N | External | Shoulder | B11 | 25 | 210 | 0 | 50.6 | 53.26 | 8 | 0
2030 | RMPA_2_SPP_N | RMPA | SPP_N | External | Shoulder | B12 | 200 | 210 | 0 | 50.6 | 45.28 | 8 | 0
2030 | RMPA_2_SPP_N | RMPA | SPP_N | External | Shoulder | B13 | 600 | 210 | 0 | 49.2 | 44.05 | 8 | 0
2030 | RMPA_2_SPP_N | RMPA | SPP_N | External | Shoulder | B14 | 900 | 210 | 0 | 49.2 | 40.16 | 8 | 0
2030 | RMPA_2_SPP_N | RMPA | SPP_N | External | Shoulder | B15 | 1203 | 210 | 0 | 48.35 | 37.62 | 8 | 0
2030 | RMPA_2_SPP_N | RMPA | SPP_N | External | Summer | B1 | 10 | 210 | 0 | 74.51 | 72.49 | 8 | 0
2030 | RMPA_2_SPP_N | RMPA | SPP_N | External | Summer | B2 | 25 | 210 | 0 | 74.51 | 74.25 | 8 | 0
2030 | RMPA_2_SPP_N | RMPA | SPP_N | External | Summer | B3 | 75 | 210 | 0 | 74.51 | 75.21 | 8 | 0
2030 | RMPA_2_SPP_N | RMPA | SPP_N | External | Summer | B4 | 100 | 210 | 0 | 67.74 | 74.25 | 8 | 0
2030 | RMPA_2_SPP_N | RMPA | SPP_N | External | Summer | B5 | 200 | 210 | 0.02 | 61.26 | 69.26 | 8 | 0
2030 | RMPA_2_SPP_N | RMPA | SPP_N | External | Summer | B6 | 300 | 210 | 0 | 50.3 | 56.3 | 8 | 0
2030 | RMPA_2_SPP_N | RMPA | SPP_N | External | Summer | B7 | 400 | 210 | 0 | 48.39 | 45.2 | 8 | 0
2030 | RMPA_2_SPP_N | RMPA | SPP_N | External | Summer | B8 | 500 | 210 | 0 | 48.39 | 43.67 | 8 | 0
2030 | RMPA_2_SPP_N | RMPA | SPP_N | External | Summer | B9 | 800 | 210 | 0 | 48.33 | 43.29 | 8 | 0
2030 | RMPA_2_SPP_N | RMPA | SPP_N | External | Summer | B10 | 1262 | 210 | 0 | 43.79 | 38.79 | 8 | 0
2030 | RMPA_2_SPP_N | RMPA | SPP_N | External | Winter | B16 | 25 | 210 | 0 | 57.49 | 47.48 | 8 | 0
2030 | RMPA_2_SPP_N | RMPA | SPP_N | External | Winter | B17 | 100 | 210 | 0 | 54.72 | 44.79 | 8 | 0
2030 | RMPA_2_SPP_N | RMPA | SPP_N | External | Winter | B18 | 400 | 210 | 0 | 54.72 | 44.57 | 8 | 0
2030 | RMPA_2_SPP_N | RMPA | SPP_N | External | Winter | B19 | 700 | 210 | 0 | 54.72 | 42.48 | 8 | 0
2030 | RMPA_2_SPP_N | RMPA | SPP_N | External | Winter | B20 | 935 | 210 | 0 | 41.34 | 36.34 | 8 | 0
2030 | SPP_N_2_RMPA | SPP_N | RMPA | External | Shoulder | B11 | 25 | 210 | 0 | 53.26 | 50.6 | 5 | 0
2030 | SPP_N_2_RMPA | SPP_N | RMPA | External | Shoulder | B12 | 200 | 210 | 210 | 45.28 | 50.6 | 5 | 0.33
2030 | SPP_N_2_RMPA | SPP_N | RMPA | External | Shoulder | B13 | 600 | 210 | 210 | 44.05 | 49.2 | 5 | 0.16
2030 | SPP_N_2_RMPA | SPP_N | RMPA | External | Shoulder | B14 | 900 | 210 | 210 | 40.16 | 49.2 | 5 | 4.05
2030 | SPP_N_2_RMPA | SPP_N | RMPA | External | Shoulder | B15 | 1203 | 210 | 210 | 37.62 | 48.35 | 5 | 5.73
2030 | SPP_N_2_RMPA | SPP_N | RMPA | External | Summer | B1 | 10 | 210 | 0 | 72.49 | 74.51 | 5 | 0
2030 | SPP_N_2_RMPA | SPP_N | RMPA | External | Summer | B2 | 25 | 210 | 0 | 74.25 | 74.51 | 5 | 0
2030 | SPP_N_2_RMPA | SPP_N | RMPA | External | Summer | B3 | 75 | 210 | 0 | 75.21 | 74.51 | 5 | 0
2030 | SPP_N_2_RMPA | SPP_N | RMPA | External | Summer | B4 | 100 | 210 | 0 | 74.25 | 67.74 | 5 | 0
2030 | SPP_N_2_RMPA | SPP_N | RMPA | External | Summer | B5 | 200 | 210 | 0 | 69.26 | 61.26 | 5 | 0
2030 | SPP_N_2_RMPA | SPP_N | RMPA | External | Summer | B6 | 300 | 210 | 0 | 56.3 | 50.3 | 5 | 0
2030 | SPP_N_2_RMPA | SPP_N | RMPA | External | Summer | B7 | 400 | 210 | 0 | 45.2 | 48.39 | 5 | 0
2030 | SPP_N_2_RMPA | SPP_N | RMPA | External | Summer | B8 | 500 | 210 | 0 | 43.67 | 48.39 | 5 | 0
2030 | SPP_N_2_RMPA | SPP_N | RMPA | External | Summer | B9 | 800 | 210 | 210 | 43.29 | 48.33 | 5 | 0.04
2030 | SPP_N_2_RMPA | SPP_N | RMPA | External | Summer | B10 | 1262 | 210 | 189.55 | 38.79 | 43.79 | 5 | 0
2030 | SPP_N_2_RMPA | SPP_N | RMPA | External | Winter | B16 | 25 | 210 | 210 | 47.48 | 57.49 | 5 | 5.01
2030 | SPP_N_2_RMPA | SPP_N | RMPA | External | Winter | B17 | 100 | 210 | 210 | 44.79 | 54.72 | 5 | 4.93
2030 | SPP_N_2_RMPA | SPP_N | RMPA | External | Winter | B18 | 400 | 210 | 210 | 44.57 | 54.72 | 5 | 5.15
2030 | SPP_N_2_RMPA | SPP_N | RMPA | External | Winter | B19 | 700 | 210 | 210 | 42.48 | 54.72 | 5 | 7.24
2030 | SPP_N_2_RMPA | SPP_N | RMPA | External | Winter | B20 | 935 | 210 | 10.62 | 36.34 | 41.34 | 5 | 0
2030 | SPP_S_2_ERCOT | SPP_S | ERCOT | External | Shoulder | B11 | 25 | 800 | 800 | 52.55 | 66.03 | 5 | 8.48
2030 | SPP_S_2_ERCOT | SPP_S | ERCOT | External | Shoulder | B12 | 200 | 800 | 0 | 45.26 | 49.25 | 5 | 0
2030 | SPP_S_2_ERCOT | SPP_S | ERCOT | External | Shoulder | B13 | 600 | 800 | 0 | 44.06 | 45.17 | 5 | 0
2030 | SPP_S_2_ERCOT | SPP_S | ERCOT | External | Shoulder | B14 | 900 | 800 | 8.38 | 40.17 | 45.17 | 5 | 0
2030 | SPP_S_2_ERCOT | SPP_S | ERCOT | External | Shoulder | B15 | 1203 | 800 | 713.35 | 37.64 | 42.64 | 5 | 0
2030 | SPP_S_2_ERCOT | SPP_S | ERCOT | External | Summer | B1 | 10 | 800 | 800 | 45.66 | 63.97 | 5 | 13.31
2030 | SPP_S_2_ERCOT | SPP_S | ERCOT | External | Summer | B2 | 25 | 800 | 0 | 62.94 | 63.97 | 5 | 0
2030 | SPP_S_2_ERCOT | SPP_S | ERCOT | External | Summer | B3 | 75 | 800 | 0 | 63.47 | 63.97 | 5 | 0
2030 | SPP_S_2_ERCOT | SPP_S | ERCOT | External | Summer | B4 | 100 | 800 | 0 | 62.94 | 63.97 | 5 | 0
2030 | SPP_S_2_ERCOT | SPP_S | ERCOT | External | Summer | B5 | 200 | 800 | 0 | 62.94 | 63.97 | 5 | 0
2030 | SPP_S_2_ERCOT | SPP_S | ERCOT | External | Summer | B6 | 300 | 800 | 800 | 56.29 | 63.97 | 5 | 2.69
2030 | SPP_S_2_ERCOT | SPP_S | ERCOT | External | Summer | B7 | 400 | 800 | 0 | 45.21 | 47.73 | 5 | 0
2030 | SPP_S_2_ERCOT | SPP_S | ERCOT | External | Summer | B8 | 500 | 800 | 0 | 43.68 | 43.79 | 5 | 0
2030 | SPP_S_2_ERCOT | SPP_S | ERCOT | External | Summer | B9 | 800 | 800 | 0 | 43.3 | 43.79 | 5 | 0
2030 | SPP_S_2_ERCOT | SPP_S | ERCOT | External | Summer | B10 | 1262 | 800 | 0 | 39.3 | 43.79 | 5 | 0
2030 | SPP_S_2_ERCOT | SPP_S | ERCOT | External | Winter | B16 | 25 | 800 | 311.93 | 47.5 | 52.5 | 5 | 0
2030 | SPP_S_2_ERCOT | SPP_S | ERCOT | External | Winter | B17 | 100 | 800 | 0 | 44.81 | 48.13 | 5 | 0
2030 | SPP_S_2_ERCOT | SPP_S | ERCOT | External | Winter | B18 | 400 | 800 | 0 | 44.56 | 48.13 | 5 | 0
2030 | SPP_S_2_ERCOT | SPP_S | ERCOT | External | Winter | B19 | 700 | 800 | 800 | 42.48 | 48.13 | 5 | 0.65
2030 | SPP_S_2_ERCOT | SPP_S | ERCOT | External | Winter | B20 | 935 | 800 | 800 | 36.35 | 41.37 | 5 | 0.02
2035 | AZ_NM_SNV_Coal_2_SPP_S | AZ_NM_SNV_Coal | SPP_S | External | Shoulder | B11 | 25 | 400 | 0 | 67.12 | 69.15 | 8.17 | 0
2035 | AZ_NM_SNV_Coal_2_SPP_S | AZ_NM_SNV_Coal | SPP_S | External | Shoulder | B12 | 200 | 400 | 0 | 62.05 | 50.75 | 8.17 | 0
2035 | AZ_NM_SNV_Coal_2_SPP_S | AZ_NM_SNV_Coal | SPP_S | External | Shoulder | B13 | 600 | 400 | 0 | 62.04 | 50.63 | 8.17 | 0
2035 | AZ_NM_SNV_Coal_2_SPP_S | AZ_NM_SNV_Coal | SPP_S | External | Shoulder | B14 | 900 | 400 | 0 | 62.04 | 47.57 | 8.17 | 0
2035 | AZ_NM_SNV_Coal_2_SPP_S | AZ_NM_SNV_Coal | SPP_S | External | Shoulder | B15 | 1203 | 400 | 0 | 56.34 | 41.49 | 8.17 | 0
2035 | AZ_NM_SNV_Coal_2_SPP_S | AZ_NM_SNV_Coal | SPP_S | External | Summer | B1 | 10 | 400 | 0 | 115.37 | 57.96 | 8.17 | 0
2035 | AZ_NM_SNV_Coal_2_SPP_S | AZ_NM_SNV_Coal | SPP_S | External | Summer | B2 | 25 | 400 | 0 | 97.49 | 70.59 | 8.17 | 0
2035 | AZ_NM_SNV_Coal_2_SPP_S | AZ_NM_SNV_Coal | SPP_S | External | Summer | B3 | 75 | 400 | 0 | 97.49 | 71.18 | 8.17 | 0
2035 | AZ_NM_SNV_Coal_2_SPP_S | AZ_NM_SNV_Coal | SPP_S | External | Summer | B4 | 100 | 400 | 0 | 97.49 | 71.18 | 8.17 | 0
2035 | AZ_NM_SNV_Coal_2_SPP_S | AZ_NM_SNV_Coal | SPP_S | External | Summer | B5 | 200 | 400 | 0 | 83.64 | 70.59 | 8.17 | 0
2035 | AZ_NM_SNV_Coal_2_SPP_S | AZ_NM_SNV_Coal | SPP_S | External | Summer | B6 | 300 | 400 | 0 | 71.57 | 70.59 | 8.17 | 0
2035 | AZ_NM_SNV_Coal_2_SPP_S | AZ_NM_SNV_Coal | SPP_S | External | Summer | B7 | 400 | 400 | 0 | 65.57 | 57.19 | 8.17 | 0
2035 | AZ_NM_SNV_Coal_2_SPP_S | AZ_NM_SNV_Coal | SPP_S | External | Summer | B8 | 500 | 400 | 0 | 65.57 | 50.59 | 8.17 | 0
2035 | AZ_NM_SNV_Coal_2_SPP_S | AZ_NM_SNV_Coal | SPP_S | External | Summer | B9 | 800 | 400 | 0 | 65.34 | 48.78 | 8.17 | 0
2035 | AZ_NM_SNV_Coal_2_SPP_S | AZ_NM_SNV_Coal | SPP_S | External | Summer | B10 | 1262 | 400 | 0 | 55.23 | 41.69 | 8.17 | 0
2035 | AZ_NM_SNV_Coal_2_SPP_S | AZ_NM_SNV_Coal | SPP_S | External | Winter | B16 | 25 | 400 | 0 | 71.02 | 54.52 | 8.17 | 0
2035 | AZ_NM_SNV_Coal_2_SPP_S | AZ_NM_SNV_Coal | SPP_S | External | Winter | B17 | 100 | 400 | 0 | 66.75 | 51.74 | 8.17 | 0
2035 | AZ_NM_SNV_Coal_2_SPP_S | AZ_NM_SNV_Coal | SPP_S | External | Winter | B18 | 400 | 400 | 0 | 66.74 | 51.74 | 8.17 | 0
2035 | AZ_NM_SNV_Coal_2_SPP_S | AZ_NM_SNV_Coal | SPP_S | External | Winter | B19 | 700 | 400 | 0 | 66.74 | 49.69 | 8.17 | 0
2035 | AZ_NM_SNV_Coal_2_SPP_S | AZ_NM_SNV_Coal | SPP_S | External | Winter | B20 | 935 | 400 | 0 | 59.4 | 40.17 | 8.17 | 0
2035 | MAPP_US_2_RMPA | MAPP_US | RMPA | External | Shoulder | B11 | 25 | 200 | 0 | 59.15 | 56.34 | 8 | 0
2035 | MAPP_US_2_RMPA | MAPP_US | RMPA | External | Shoulder | B12 | 200 | 200 | 200 | 46.25 | 56.34 | 8 | 2.08
2035 | MAPP_US_2_RMPA | MAPP_US | RMPA | External | Shoulder | B13 | 600 | 200 | 200 | 44.05 | 56.05 | 8 | 4
2035 | MAPP_US_2_RMPA | MAPP_US | RMPA | External | Shoulder | B14 | 900 | 200 | 200 | 42.14 | 56.05 | 8 | 5.91
2035 | MAPP_US_2_RMPA | MAPP_US | RMPA | External | Shoulder | B15 | 1203 | 200 | 200 | 35.21 | 49.18 | 8 | 5.97
2035 | MAPP_US_2_RMPA | MAPP_US | RMPA | External | Summer | B1 | 10 | 200 | 0 | 76.36 | 82.39 | 8 | 0
2035 | MAPP_US_2_RMPA | MAPP_US | RMPA | External | Summer | B2 | 25 | 200 | 151.41 | 74.29 | 82.29 | 8 | 0
2035 | MAPP_US_2_RMPA | MAPP_US | RMPA | External | Summer | B3 | 75 | 200 | 198.34 | 74.39 | 82.39 | 8 | 0
2035 | MAPP_US_2_RMPA | MAPP_US | RMPA | External | Summer | B4 | 100 | 200 | 0 | 73.22 | 70.2 | 8 | 0
2035 | MAPP_US_2_RMPA | MAPP_US | RMPA | External | Summer | B5 | 200 | 200 | 0 | 73.22 | 64.6 | 8 | 0
2035 | MAPP_US_2_RMPA | MAPP_US | RMPA | External | Summer | B6 | 300 | 200 | 0 | 57.74 | 53.87 | 8 | 0
2035 | MAPP_US_2_RMPA | MAPP_US | RMPA | External | Summer | B7 | 400 | 200 | 200 | 44.32 | 53.87 | 8 | 1.54
2035 | MAPP_US_2_RMPA | MAPP_US | RMPA | External | Summer | B8 | 500 | 200 | 200 | 39.13 | 53.87 | 8 | 6.74
2035 | MAPP_US_2_RMPA | MAPP_US | RMPA | External | Summer | B9 | 800 | 200 | 200 | 35.73 | 53.76 | 8 | 10.03
2035 | MAPP_US_2_RMPA | MAPP_US | RMPA | External | Summer | B10 | 1262 | 200 | 200 | 34.06 | 46.67 | 8 | 4.61
2035 | MAPP_US_2_RMPA | MAPP_US | RMPA | External | Winter | B16 | 25 | 200 | 200 | 44.67 | 62.86 | 8 | 10.19
2035 | MAPP_US_2_RMPA | MAPP_US | RMPA | External | Winter | B17 | 100 | 200 | 200 | 44.73 | 60.97 | 8 | 8.24
2035 | MAPP_US_2_RMPA | MAPP_US | RMPA | External | Winter | B18 | 400 | 200 | 200 | 44.74 | 59.22 | 8 | 6.48
2035 | MAPP_US_2_RMPA | MAPP_US | RMPA | External | Winter | B19 | 700 | 200 | 200 | 44.67 | 59.22 | 8 | 6.55
2035 | MAPP_US_2_RMPA | MAPP_US | RMPA | External | Winter | B20 | 935 | 200 | 200 | 34.1 | 45.15 | 8 | 3.05
2035 | NE_2_RMPA | NE | RMPA | External | Shoulder | B11 | 25 | 310 | 0 | 73.13 | 56.34 | 5 | 0
2035 | NE_2_RMPA | NE | RMPA | External | Shoulder | B12 | 200 | 310 | 0 | 53.25 | 56.34 | 5 | 0
2035 | NE_2_RMPA | NE | RMPA | External | Shoulder | B13 | 600 | 310 | 266.76 | 51.05 | 56.05 | 5 | 0
2035 | NE_2_RMPA | NE | RMPA | External | Shoulder | B14 | 900 | 310 | 310 | 47.59 | 56.05 | 5 | 3.46
2035 | NE_2_RMPA | NE | RMPA | External | Shoulder | B15 | 1203 | 310 | 310 | 41.46 | 49.18 | 5 | 2.72
2035 | NE_2_RMPA | NE | RMPA | External | Summer | B1 | 10 | 310 | 0 | 83.18 | 82.39 | 5 | 0
2035 | NE_2_RMPA | NE | RMPA | External | Summer | B2 | 25 | 310 | 0 | 81.29 | 82.29 | 5 | 0
2035 | NE_2_RMPA | NE | RMPA | External | Summer | B3 | 75 | 310 | 0 | 81.39 | 82.39 | 5 | 0
2035 | NE_2_RMPA | NE | RMPA | External | Summer | B4 | 100 | 310 | 0 | 81.29 | 70.2 | 5 | 0
2035 | NE_2_RMPA | NE | RMPA | External | Summer | B5 | 200 | 310 | 0 | 81.29 | 64.6 | 5 | 0
2035 | NE_2_RMPA | NE | RMPA | External | Summer | B6 | 300 | 310 | 0 | 71.72 | 53.87 | 5 | 0
2035 | NE_2_RMPA | NE | RMPA | External | Summer | B7 | 400 | 310 | 0 | 58.31 | 53.87 | 5 | 0
2035 | NE_2_RMPA | NE | RMPA | External | Summer | B8 | 500 | 310 | 0 | 50.59 | 53.87 | 5 | 0
2035 | NE_2_RMPA | NE | RMPA | External | Summer | B9 | 800 | 310 | 195.9 | 48.76 | 53.76 | 5 | 0
2035 | NE_2_RMPA | NE | RMPA | External | Summer | B10 | 1262 | 310 | 26.29 | 41.67 | 46.67 | 5 | 0
2035 | NE_2_RMPA | NE | RMPA | External | Winter | B16 | 25 | 310 | 310 | 57.58 | 62.86 | 5 | 0.28
2035 | NE_2_RMPA | NE | RMPA | External | Winter | B17 | 100 | 310 | 310 | 51.73 | 60.97 | 5 | 4.24
2035 | NE_2_RMPA | NE | RMPA | External | Winter | B18 | 400 | 310 | 310 | 51.74 | 59.22 | 5 | 2.48
2035 | NE_2_RMPA | NE | RMPA | External | Winter | B19 | 700 | 310 | 310 | 50.5 | 59.22 | 5 | 3.72
2035 | NE_2_RMPA | NE | RMPA | External | Winter | B20 | 935 | 310 | 59.67 | 40.15 | 45.15 | 5 | 0
2035 | NWPP_Coal_2_MAPP_US | NWPP_Coal | MAPP_US | External | Shoulder | B11 | 25 | 150 | 0 | 62.03 | 59.15 | 8 | 0
2035 | NWPP_Coal_2_MAPP_US | NWPP_Coal | MAPP_US | External | Shoulder | B12 | 200 | 150 | 0 | 62.03 | 46.25 | 8 | 0
2035 | NWPP_Coal_2_MAPP_US | NWPP_Coal | MAPP_US | External | Shoulder | B13 | 600 | 150 | 0 | 62.03 | 44.05 | 8 | 0
2035 | NWPP_Coal_2_MAPP_US | NWPP_Coal | MAPP_US | External | Shoulder | B14 | 900 | 150 | 0 | 62.03 | 42.14 | 8 | 0
2035 | NWPP_Coal_2_MAPP_US | NWPP_Coal | MAPP_US | External | Shoulder | B15 | 1203 | 150 | 0 | 62.03 | 35.21 | 8 | 0
2035 | NWPP_Coal_2_MAPP_US | NWPP_Coal | MAPP_US | External | Summer | B1 | 10 | 150 | 150 | 62.03 | 76.36 | 8 | 6.33
2035 | NWPP_Coal_2_MAPP_US | NWPP_Coal | MAPP_US | External | Summer | B2 | 25 | 150 | 150 | 62.03 | 74.29 | 8 | 4.26
2035 | NWPP_Coal_2_MAPP_US | NWPP_Coal | MAPP_US | External | Summer | B3 | 75 | 150 | 150 | 62.03 | 74.39 | 8 | 4.36
2035 | NWPP_Coal_2_MAPP_US | NWPP_Coal | MAPP_US | External | Summer | B4 | 100 | 150 | 150 | 62.03 | 73.22 | 8 | 3.19
2035 | NWPP_Coal_2_MAPP_US | NWPP_Coal | MAPP_US | External | Summer | B5 | 200 | 150 | 150 | 62.03 | 73.22 | 8 | 3.19
2035 | NWPP_Coal_2_MAPP_US | NWPP_Coal | MAPP_US | External | Summer | B6 | 300 | 150 | 0 | 62.03 | 57.74 | 8 | 0
2035 | NWPP_Coal_2_MAPP_US | NWPP_Coal | MAPP_US | External | Summer | B7 | 400 | 150 | 0 | 62.03 | 44.32 | 8 | 0
2035 | NWPP_Coal_2_MAPP_US | NWPP_Coal | MAPP_US | External | Summer | B8 | 500 | 150 | 0 | 62.03 | 39.13 | 8 | 0
2035 | NWPP_Coal_2_MAPP_US | NWPP_Coal | MAPP_US | External | Summer | B9 | 800 | 150 | 0 | 62.03 | 35.73 | 8 | 0
2035 | NWPP_Coal_2_MAPP_US | NWPP_Coal | MAPP_US | External | Summer | B10 | 1262 | 150 | 0 | 62.03 | 34.06 | 8 | 0
2035 | NWPP_Coal_2_MAPP_US | NWPP_Coal | MAPP_US | External | Winter | B16 | 25 | 150 | 0 | 66.73 | 44.67 | 8 | 0
2035 | NWPP_Coal_2_MAPP_US | NWPP_Coal | MAPP_US | External | Winter | B17 | 100 | 150 | 0 | 66.73 | 44.73 | 8 | 0
2035 | NWPP_Coal_2_MAPP_US | NWPP_Coal | MAPP_US | External | Winter | B18 | 400 | 150 | 0 | 66.73 | 44.74 | 8 | 0
2035 | NWPP_Coal_2_MAPP_US | NWPP_Coal | MAPP_US | External | Winter | B19 | 700 | 150 | 0 | 66.73 | 44.67 | 8 | 0
2035 | NWPP_Coal_2_MAPP_US | NWPP_Coal | MAPP_US | External | Winter | B20 | 935 | 150 | 0 | 66.73 | 34.1 | 8 | 0
2035 | RMPA_2_MAPP_US | RMPA | MAPP_US | External | Shoulder | B11 | 25 | 200 | 0 | 56.34 | 59.15 | 8 | 0
2035 | RMPA_2_MAPP_US | RMPA | MAPP_US | External | Shoulder | B12 | 200 | 200 | 0 | 56.34 | 46.25 | 8 | 0
2035 | RMPA_2_MAPP_US | RMPA | MAPP_US | External | Shoulder | B13 | 600 | 200 | 0 | 56.05 | 44.05 | 8 | 0
2035 | RMPA_2_MAPP_US | RMPA | MAPP_US | External | Shoulder | B14 | 900 | 200 | 0 | 56.05 | 42.14 | 8 | 0
2035 | RMPA_2_MAPP_US | RMPA | MAPP_US | External | Shoulder | B15 | 1203 | 200 | 0 | 49.18 | 35.21 | 8 | 0
2035 | RMPA_2_MAPP_US | RMPA | MAPP_US | External | Summer | B1 | 10 | 200 | 0 | 82.39 | 76.36 | 8 | 0
2035 | RMPA_2_MAPP_US | RMPA | MAPP_US | External | Summer | B2 | 25 | 200 | 0 | 82.29 | 74.29 | 8 | 0
2035 | RMPA_2_MAPP_US | RMPA | MAPP_US | External | Summer | B3 | 75 | 200 | 0 | 82.39 | 74.39 | 8 | 0
2035 | RMPA_2_MAPP_US | RMPA | MAPP_US | External | Summer | B4 | 100 | 200 | 0 | 70.2 | 73.22 | 8 | 0
2035 | RMPA_2_MAPP_US | RMPA | MAPP_US | External | Summer | B5 | 200 | 200 | 200 | 64.6 | 73.22 | 8 | 0.63
2035 | RMPA_2_MAPP_US | RMPA | MAPP_US | External | Summer | B6 | 300 | 200 | 0 | 53.87 | 57.74 | 8 | 0
2035 | RMPA_2_MAPP_US | RMPA | MAPP_US | External | Summer | B7 | 400 | 200 | 0 | 53.87 | 44.32 | 8 | 0
2035 | RMPA_2_MAPP_US | RMPA | MAPP_US | External | Summer | B8 | 500 | 200 | 0 | 53.87 | 39.13 | 8 | 0
2035 | RMPA_2_MAPP_US | RMPA | MAPP_US | External | Summer | B9 | 800 | 200 | 0 | 53.76 | 35.73 | 8 | 0
2035 | RMPA_2_MAPP_US | RMPA | MAPP_US | External | Summer | B10 | 1262 | 200 | 0 | 46.67 | 34.06 | 8 | 0
2035 | RMPA_2_MAPP_US | RMPA | MAPP_US | External | Winter | B16 | 25 | 200 | 0 | 62.86 | 44.67 | 8 | 0
2035 | RMPA_2_MAPP_US | RMPA | MAPP_US | External | Winter | B17 | 100 | 200 | 0 | 60.97 | 44.73 | 8 | 0
2035 | RMPA_2_MAPP_US | RMPA | MAPP_US | External | Winter | B18 | 400 | 200 | 0 | 59.22 | 44.74 | 8 | 0
2035 | RMPA_2_MAPP_US | RMPA | MAPP_US | External | Winter | B19 | 700 | 200 | 0 | 59.22 | 44.67 | 8 | 0
2035 | RMPA_2_MAPP_US | RMPA | MAPP_US | External | Winter | B20 | 935 | 200 | 0 | 45.15 | 34.1 | 8 | 0
2035 | RMPA_2_NE | RMPA | NE | External | Shoulder | B11 | 25 | 310 | 310 | 56.34 | 73.13 | 8 | 8.8
2035 | RMPA_2_NE | RMPA | NE | External | Shoulder | B12 | 200 | 310 | 0 | 56.34 | 53.25 | 8 | 0
2035 | RMPA_2_NE | RMPA | NE | External | Shoulder | B13 | 600 | 310 | 0 | 56.05 | 51.05 | 8 | 0
2035 | RMPA_2_NE | RMPA | NE | External | Shoulder | B14 | 900 | 310 | 0 | 56.05 | 47.59 | 8 | 0
2035 | RMPA_2_NE | RMPA | NE | External | Shoulder | B15 | 1203 | 310 | 0 | 49.18 | 41.46 | 8 | 0
2035 | RMPA_2_NE | RMPA | NE | External | Summer | B1 | 10 | 310 | 0 | 82.39 | 83.18 | 8 | 0
2035 | RMPA_2_NE | RMPA | NE | External | Summer | B2 | 25 | 310 | 0 | 82.29 | 81.29 | 8 | 0
2035 | RMPA_2_NE | RMPA | NE | External | Summer | B3 | 75 | 310 | 0 | 82.39 | 81.39 | 8 | 0
2035 | RMPA_2_NE | RMPA | NE | External | Summer | B4 | 100 | 310 | 310 | 70.2 | 81.29 | 8 | 3.09
2035 | RMPA_2_NE | RMPA | NE | External | Summer | B5 | 200 | 310 | 310 | 64.6 | 81.29 | 8 | 8.69
2035 | RMPA_2_NE | RMPA | NE | External | Summer | B6 | 300 | 310 | 310 | 53.87 | 71.72 | 8 | 9.86
2035 | RMPA_2_NE | RMPA | NE | External | Summer | B7 | 400 | 310 | 0 | 53.87 | 58.31 | 8 | 0
2035 | RMPA_2_NE | RMPA | NE | External | Summer | B8 | 500 | 310 | 0 | 53.87 | 50.59 | 8 | 0
2035 | RMPA_2_NE | RMPA | NE | External | Summer | B9 | 800 | 310 | 0 | 53.76 | 48.76 | 8 | 0
2035 | RMPA_2_NE | RMPA | NE | External | Summer | B10 | 1262 | 310 | 0 | 46.67 | 41.67 | 8 | 0
2035 | RMPA_2_NE | RMPA | NE | External | Winter | B16 | 25 | 310 | 0 | 62.86 | 57.58 | 8 | 0
2035 | RMPA_2_NE | RMPA | NE | External | Winter | B17 | 100 | 310 | 0 | 60.97 | 51.73 | 8 | 0
2035 | RMPA_2_NE | RMPA | NE | External | Winter | B18 | 400 | 310 | 0 | 59.22 | 51.74 | 8 | 0
2035 | RMPA_2_NE | RMPA | NE | External | Winter | B19 | 700 | 310 | 0 | 59.22 | 50.5 | 8 | 0
2035 | RMPA_2_NE | RMPA | NE | External | Winter | B20 | 935 | 310 | 0 | 45.15 | 40.15 | 8 | 0
2035 | RMPA_2_SPP_N | RMPA | SPP_N | External | Shoulder | B11 | 25 | 210 | 210 | 56.34 | 73.15 | 8 | 8.81
2035 | RMPA_2_SPP_N | RMPA | SPP_N | External | Shoulder | B12 | 200 | 210 | 0 | 56.34 | 53.24 | 8 | 0
2035 | RMPA_2_SPP_N | RMPA | SPP_N | External | Shoulder | B13 | 600 | 210 | 0 | 56.05 | 51.05 | 8 | 0
2035 | RMPA_2_SPP_N | RMPA | SPP_N | External | Shoulder | B14 | 900 | 210 | 0 | 56.05 | 47.58 | 8 | 0
2035 | RMPA_2_SPP_N | RMPA | SPP_N | External | Shoulder | B15 | 1203 | 210 | 0 | 49.18 | 41.48 | 8 | 0
2035 | RMPA_2_SPP_N | RMPA | SPP_N | External | Summer | B1 | 10 | 210 | 0 | 82.39 | 81.3 | 8 | 0
2035 | RMPA_2_SPP_N | RMPA | SPP_N | External | Summer | B2 | 25 | 210 | 0 | 82.29 | 81.3 | 8 | 0
2035 | RMPA_2_SPP_N | RMPA | SPP_N | External | Summer | B3 | 75 | 210 | 0 | 82.39 | 81.38 | 8 | 0
2035 | RMPA_2_SPP_N | RMPA | SPP_N | External | Summer | B4 | 100 | 210 | 210 | 70.2 | 81.3 | 8 | 3.1
2035 | RMPA_2_SPP_N | RMPA | SPP_N | External | Summer | B5 | 200 | 210 | 210 | 64.6 | 81.3 | 8 | 8.7
2035 | RMPA_2_SPP_N | RMPA | SPP_N | External | Summer | B6 | 300 | 210 | 210 | 53.87 | 71.74 | 8 | 9.87
2035 | RMPA_2_SPP_N | RMPA | SPP_N | External | Summer | B7 | 400 | 210 | 0 | 53.87 | 58.32 | 8 | 0
2035 | RMPA_2_SPP_N | RMPA | SPP_N | External | Summer | B8 | 500 | 210 | 0 | 53.87 | 50.6 | 8 | 0
2035 | RMPA_2_SPP_N | RMPA | SPP_N | External | Summer | B9 | 800 | 210 | 0 | 53.76 | 48.77 | 8 | 0
2035 | RMPA_2_SPP_N | RMPA | SPP_N | External | Summer | B10 | 1262 | 210 | 0 | 46.67 | 41.68 | 8 | 0
2035 | RMPA_2_SPP_N | RMPA | SPP_N | External | Winter | B16 | 25 | 210 | 0 | 62.86 | 57.59 | 8 | 0
2035 | RMPA_2_SPP_N | RMPA | SPP_N | External | Winter | B17 | 100 | 210 | 0 | 60.97 | 51.74 | 8 | 0
2035 | RMPA_2_SPP_N | RMPA | SPP_N | External | Winter | B18 | 400 | 210 | 0 | 59.22 | 51.76 | 8 | 0
2035 | RMPA_2_SPP_N | RMPA | SPP_N | External | Winter | B19 | 700 | 210 | 0 | 59.22 | 50.49 | 8 | 0
2035 | RMPA_2_SPP_N | RMPA | SPP_N | External | Winter | B20 | 935 | 210 | 0 | 45.15 | 40.15 | 8 | 0
2035 | SPP_N_2_RMPA | SPP_N | RMPA | External | Shoulder | B11 | 25 | 210 | 0 | 73.15 | 56.34 | 5 | 0
2035 | SPP_N_2_RMPA | SPP_N | RMPA | External | Shoulder | B12 | 200 | 210 | 0 | 53.24 | 56.34 | 5 | 0
2035 | SPP_N_2_RMPA | SPP_N | RMPA | External | Shoulder | B13 | 600 | 210 | 188.4 | 51.05 | 56.05 | 5 | 0
2035 | SPP_N_2_RMPA | SPP_N | RMPA | External | Shoulder | B14 | 900 | 210 | 210 | 47.58 | 56.05 | 5 | 3.47
2035 | SPP_N_2_RMPA | SPP_N | RMPA | External | Shoulder | B15 | 1203 | 210 | 210 | 41.48 | 49.18 | 5 | 2.71
2035 | SPP_N_2_RMPA | SPP_N | RMPA | External | Summer | B1 | 10 | 210 | 0 | 81.3 | 82.39 | 5 | 0
2035 | SPP_N_2_RMPA | SPP_N | RMPA | External | Summer | B2 | 25 | 210 | 0 | 81.3 | 82.29 | 5 | 0
2035 | SPP_N_2_RMPA | SPP_N | RMPA | External | Summer | B3 | 75 | 210 | 0 | 81.38 | 82.39 | 5 | 0
2035 | SPP_N_2_RMPA | SPP_N | RMPA | External | Summer | B4 | 100 | 210 | 0 | 81.3 | 70.2 | 5 | 0
2035 | SPP_N_2_RMPA | SPP_N | RMPA | External | Summer | B5 | 200 | 210 | 0 | 81.3 | 64.6 | 5 | 0
2035 | SPP_N_2_RMPA | SPP_N | RMPA | External | Summer | B6 | 300 | 210 | 0 | 71.74 | 53.87 | 5 | 0
2035 | SPP_N_2_RMPA | SPP_N | RMPA | External | Summer | B7 | 400 | 210 | 0 | 58.32 | 53.87 | 5 | 0
2035 | SPP_N_2_RMPA | SPP_N | RMPA | External | Summer | B8 | 500 | 210 | 0 | 50.6 | 53.87 | 5 | 0
2035 | SPP_N_2_RMPA | SPP_N | RMPA | External | Summer | B9 | 800 | 210 | 0 | 48.77 | 53.76 | 5 | 0
2035 | SPP_N_2_RMPA | SPP_N | RMPA | External | Summer | B10 | 1262 | 210 | 0 | 41.68 | 46.67 | 5 | 0
2035 | SPP_N_2_RMPA | SPP_N | RMPA | External | Winter | B16 | 25 | 210 | 210 | 57.59 | 62.86 | 5 | 0.26
2035 | SPP_N_2_RMPA | SPP_N | RMPA | External | Winter | B17 | 100 | 210 | 210 | 51.74 | 60.97 | 5 | 4.23
2035 | SPP_N_2_RMPA | SPP_N | RMPA | External | Winter | B18 | 400 | 210 | 210 | 51.76 | 59.22 | 5 | 2.46
2035 | SPP_N_2_RMPA | SPP_N | RMPA | External | Winter | B19 | 700 | 210 | 210 | 50.49 | 59.22 | 5 | 3.73
2035 | SPP_N_2_RMPA | SPP_N | RMPA | External | Winter | B20 | 935 | 210 | 0 | 40.15 | 45.15 | 5 | 0
2035 | SPP_S_2_ERCOT | SPP_S | ERCOT | External | Shoulder | B11 | 25 | 800 | 0 | 69.15 | 74.05 | 5 | 0
2035 | SPP_S_2_ERCOT | SPP_S | ERCOT | External | Shoulder | B12 | 200 | 800 | 0 | 50.75 | 50.56 | 5 | 0
2035 | SPP_S_2_ERCOT | SPP_S | ERCOT | External | Shoulder | B13 | 600 | 800 | 0 | 50.63 | 50.56 | 5 | 0
2035 | SPP_S_2_ERCOT | SPP_S | ERCOT | External | Shoulder | B14 | 900 | 800 | 0 | 47.57 | 50.56 | 5 | 0
2035 | SPP_S_2_ERCOT | SPP_S | ERCOT | External | Shoulder | B15 | 1203 | 800 | 389.84 | 41.49 | 46.49 | 5 | 0
2035 | SPP_S_2_ERCOT | SPP_S | ERCOT | External | Summer | B1 | 10 | 800 | 800 | 57.96 | 71.73 | 5 | 8.77
2035 | SPP_S_2_ERCOT | SPP_S | ERCOT | External | Summer | B2 | 25 | 800 | 0 | 70.59 | 71.73 | 5 | 0
2035 | SPP_S_2_ERCOT | SPP_S | ERCOT | External | Summer | B3 | 75 | 800 | 0 | 71.18 | 71.73 | 5 | 0
2035 | SPP_S_2_ERCOT | SPP_S | ERCOT | External | Summer | B4 | 100 | 800 | 0 | 71.18 | 71.73 | 5 | 0
2035 | SPP_S_2_ERCOT | SPP_S | ERCOT | External | Summer | B5 | 200 | 800 | 0 | 70.59 | 71.73 | 5 | 0
2035 | SPP_S_2_ERCOT | SPP_S | ERCOT | External | Summer | B6 | 300 | 800 | 0 | 70.59 | 71.73 | 5 | 0
2035 | SPP_S_2_ERCOT | SPP_S | ERCOT | External | Summer | B7 | 400 | 800 | 0 | 57.19 | 53.44 | 5 | 0
2035 | SPP_S_2_ERCOT | SPP_S | ERCOT | External | Summer | B8 | 500 | 800 | 0 | 50.59 | 49 | 5 | 0
2035 | SPP_S_2_ERCOT | SPP_S | ERCOT | External | Summer | B9 | 800 | 800 | 0 | 48.78 | 49 | 5 | 0
2035 | SPP_S_2_ERCOT | SPP_S | ERCOT | External | Summer | B10 | 1262 | 800 | 800 | 41.69 | 49 | 5 | 2.31
2035 | SPP_S_2_ERCOT | SPP_S | ERCOT | External | Winter | B16 | 25 | 800 | 0 | 54.52 | 58.73 | 5 | 0
2035 | SPP_S_2_ERCOT | SPP_S | ERCOT | External | Winter | B17 | 100 | 800 | 0 | 51.74 | 53.83 | 5 | 0
2035 | SPP_S_2_ERCOT | SPP_S | ERCOT | External | Winter | B18 | 400 | 800 | 0 | 51.74 | 53.83 | 5 | 0
2035 | SPP_S_2_ERCOT | SPP_S | ERCOT | External | Winter | B19 | 700 | 800 | 0 | 49.69 | 53.83 | 5 | 0
2035 | SPP_S_2_ERCOT | SPP_S | ERCOT | External | Winter | B20 | 935 | 800 | 0 | 40.17 | 42.75 | 5 | 0
2040 | AZ_NM_SNV_Coal_2_SPP_S | AZ_NM_SNV_Coal | SPP_S | External | Shoulder | B11 | 25 | 400 | 0 | 78.81 | 79.26 | 8.17 | 0
2040 | AZ_NM_SNV_Coal_2_SPP_S | AZ_NM_SNV_Coal | SPP_S | External | Shoulder | B12 | 200 | 400 | 0 | 68.43 | 57.04 | 8.17 | 0
2040 | AZ_NM_SNV_Coal_2_SPP_S | AZ_NM_SNV_Coal | SPP_S | External | Shoulder | B13 | 600 | 400 | 0 | 68.42 | 56.91 | 8.17 | 0
2040 | AZ_NM_SNV_Coal_2_SPP_S | AZ_NM_SNV_Coal | SPP_S | External | Shoulder | B14 | 900 | 400 | 0 | 68.41 | 51.93 | 8.17 | 0
2040 | AZ_NM_SNV_Coal_2_SPP_S | AZ_NM_SNV_Coal | SPP_S | External | Shoulder | B15 | 1203 | 400 | 0 | 58.84 | 42.74 | 8.17 | 0
2040 | AZ_NM_SNV_Coal_2_SPP_S | AZ_NM_SNV_Coal | SPP_S | External | Summer | B1 | 10 | 400 | 0 | 123.3 | 60.1 | 8.17 | 0
2040 | AZ_NM_SNV_Coal_2_SPP_S | AZ_NM_SNV_Coal | SPP_S | External | Summer | B2 | 25 | 400 | 0 | 114.23 | 79.58 | 8.17 | 0
2040 | AZ_NM_SNV_Coal_2_SPP_S | AZ_NM_SNV_Coal | SPP_S | External | Summer | B3 | 75 | 400 | 0 | 114.23 | 80.25 | 8.17 | 0
2040 | AZ_NM_SNV_Coal_2_SPP_S | AZ_NM_SNV_Coal | SPP_S | External | Summer | B4 | 100 | 400 | 0 | 114.23 | 80.25 | 8.17 | 0
2040 | AZ_NM_SNV_Coal_2_SPP_S | AZ_NM_SNV_Coal | SPP_S | External | Summer | B5 | 200 | 400 | 0 | 84.1 | 79.58 | 8.17 | 0
2040 | AZ_NM_SNV_Coal_2_SPP_S | AZ_NM_SNV_Coal | SPP_S | External | Summer | B6 | 300 | 400 | 0 | 77.09 | 76.1 | 8.17 | 0
2040 | AZ_NM_SNV_Coal_2_SPP_S | AZ_NM_SNV_Coal | SPP_S | External | Summer | B7 | 400 | 400 | 0 | 76.87 | 60.1 | 8.17 | 0
2040 | AZ_NM_SNV_Coal_2_SPP_S | AZ_NM_SNV_Coal | SPP_S | External | Summer | B8 | 500 | 400 | 0 | 76.87 | 55.02 | 8.17 | 0
2040 | AZ_NM_SNV_Coal_2_SPP_S | AZ_NM_SNV_Coal | SPP_S | External | Summer | B9 | 800 | 400 | 0 | 76.78 | 54.8 | 8.17 | 0
2040 | AZ_NM_SNV_Coal_2_SPP_S | AZ_NM_SNV_Coal | SPP_S | External | Summer | B10 | 1262 | 400 | 0 | 56.55 | 42.83 | 8.17 | 0
2040 | AZ_NM_SNV_Coal_2_SPP_S | AZ_NM_SNV_Coal | SPP_S | External | Winter | B16 | 25 | 400 | 0 | 81.71 | 61.25 | 8.17 | 0
2040 | AZ_NM_SNV_Coal_2_SPP_S | AZ_NM_SNV_Coal | SPP_S | External | Winter | B17 | 100 | 400 | 0 | 73.05 | 58.4 | 8.17 | 0
2040 | AZ_NM_SNV_Coal_2_SPP_S | AZ_NM_SNV_Coal | SPP_S | External | Winter | B18 | 400 | 400 | 0 | 73.02 | 58.4 | 8.17 | 0
2040 | AZ_NM_SNV_Coal_2_SPP_S | AZ_NM_SNV_Coal | SPP_S | External | Winter | B19 | 700 | 400 | 0 | 73.02 | 55.45 | 8.17 | 0
2040 | AZ_NM_SNV_Coal_2_SPP_S | AZ_NM_SNV_Coal | SPP_S | External | Winter | B20 | 935 | 400 | 0 | 63.8 | 40.57 | 8.17 | 0
2040 | MAPP_US_2_RMPA | MAPP_US | RMPA | External | Shoulder | B11 | 25 | 200 | 0 | 69.25 | 62.87 | 8 | 0
2040 | MAPP_US_2_RMPA | MAPP_US | RMPA | External | Shoulder | B12 | 200 | 200 | 200 | 51.61 | 62.87 | 8 | 3.26
2040 | MAPP_US_2_RMPA | MAPP_US | RMPA | External | Shoulder | B13 | 600 | 200 | 200 | 49.89 | 60.26 | 8 | 2.37
2040 | MAPP_US_2_RMPA | MAPP_US | RMPA | External | Shoulder | B14 | 900 | 200 | 200 | 45.5 | 60.24 | 8 | 6.74
2040 | MAPP_US_2_RMPA | MAPP_US | RMPA | External | Shoulder | B15 | 1203 | 200 | 200 | 35.72 | 48.64 | 8 | 4.92
2040 | MAPP_US_2_RMPA | MAPP_US | RMPA | External | Summer | B1 | 10 | 200 | 0 | 84.57 | 91.4 | 8 | 0
2040 | MAPP_US_2_RMPA | MAPP_US | RMPA | External | Summer | B2 | 25 | 200 | 0 | 83.66 | 91.4 | 8 | 0
2040 | MAPP_US_2_RMPA | MAPP_US | RMPA | External | Summer | B3 | 75 | 200 | 200 | 82.88 | 91.4 | 8 | 0.52
2040 | MAPP_US_2_RMPA | MAPP_US | RMPA | External | Summer | B4 | 100 | 200 | 0 | 81.3 | 76.78 | 8 | 0
2040 | MAPP_US_2_RMPA | MAPP_US | RMPA | External | Summer | B5 | 200 | 200 | 0 | 79.05 | 60.45 | 8 | 0
2040 | MAPP_US_2_RMPA | MAPP_US | RMPA | External | Summer | B6 | 300 | 200 | 0 | 62.08 | 60.13 | 8 | 0
2040 | MAPP_US_2_RMPA | MAPP_US | RMPA | External | Summer | B7 | 400 | 200 | 200 | 48.92 | 60.13 | 8 | 3.21
2040 | MAPP_US_2_RMPA | MAPP_US | RMPA | External | Summer | B8 | 500 | 200 | 200 | 43.72 | 60.13 | 8 | 8.41
2040 | MAPP_US_2_RMPA | MAPP_US | RMPA | External | Summer | B9 | 800 | 200 | 200 | 40.79 | 59.78 | 8 | 10.99
2040 | MAPP_US_2_RMPA | MAPP_US | RMPA | External | Summer | B10 | 1262 | 200 | 200 | 33.11 | 43.32 | 8 | 2.21
2040 | MAPP_US_2_RMPA | MAPP_US | RMPA | External | Winter | B16 | 25 | 200 | 200 | 49.65 | 73.52 | 8 | 15.88
2040 | MAPP_US_2_RMPA | MAPP_US | RMPA | External | Winter | B17 | 100 | 200 | 200 | 49.65 | 68.06 | 8 | 10.41
2040 | MAPP_US_2_RMPA | MAPP_US | RMPA | External | Winter | B18 | 400 | 200 | 200 | 51.39 | 64.86 | 8 | 5.47
2040 | MAPP_US_2_RMPA | MAPP_US | RMPA | External | Winter | B19 | 700 | 200 | 200 | 49.65 | 64.86 | 8 | 7.21
2040 | MAPP_US_2_RMPA | MAPP_US | RMPA | External | Winter | B20 | 935 | 200 | 200 | 33.55 | 43.09 | 8 | 1.54
2040 | NE_2_RMPA | NE | RMPA | External | Shoulder | B11 | 25 | 310 | 0 | 83.24 | 62.87 | 5 | 0
2040 | NE_2_RMPA | NE | RMPA | External | Shoulder | B12 | 200 | 310 | 0 | 58.61 | 62.87 | 5 | 0
2040 | NE_2_RMPA | NE | RMPA | External | Shoulder | B13 | 600 | 310 | 0 | 56.89 | 60.26 | 5 | 0
2040 | NE_2_RMPA | NE | RMPA | External | Shoulder | B14 | 900 | 310 | 310 | 52.11 | 60.24 | 5 | 3.14
2040 | NE_2_RMPA | NE | RMPA | External | Shoulder | B15 | 1203 | 310 | 310 | 42.72 | 48.64 | 5 | 0.92
2040 | NE_2_RMPA | NE | RMPA | External | Summer | B1 | 10 | 310 | 0 | 90.77 | 91.4 | 5 | 0
2040 | NE_2_RMPA | NE | RMPA | External | Summer | B2 | 25 | 310 | 0 | 90.75 | 91.4 | 5 | 0
2040 | NE_2_RMPA | NE | RMPA | External | Summer | B3 | 75 | 310 | 0 | 90.75 | 91.4 | 5 | 0
2040 | NE_2_RMPA | NE | RMPA | External | Summer | B4 | 100 | 310 | 0 | 90.75 | 76.78 | 5 | 0
2040 | NE_2_RMPA | NE | RMPA | External | Summer | B5 | 200 | 310 | 0 | 90.75 | 60.45 | 5 | 0
2040 | NE_2_RMPA | NE | RMPA | External | Summer | B6 | 300 | 310 | 0 | 76.07 | 60.13 | 5 | 0
2040 | NE_2_RMPA | NE | RMPA | External | Summer | B7 | 400 | 310 | 0 | 60.1 | 60.13 | 5 | 0
2040 | NE_2_RMPA | NE | RMPA | External | Summer | B8 | 500 | 310 | 310 | 55.02 | 60.13 | 5 | 0.11
2040 | NE_2_RMPA | NE | RMPA | External | Summer | B9 | 800 | 310 | 59.69 | 54.78 | 59.78 | 5 | 0
2040 | NE_2_RMPA | NE | RMPA | External | Summer | B10 | 1262 | 310 | 0 | 40.11 | 43.32 | 5 | 0
2040 | NE_2_RMPA | NE | RMPA | External | Winter | B16 | 25 | 310 | 310 | 64.37 | 73.52 | 5 | 4.16
2040 | NE_2_RMPA | NE | RMPA | External | Winter | B17 | 100 | 310 | 310 | 58.37 | 68.06 | 5 | 4.69
2040 | NE_2_RMPA | NE | RMPA | External | Winter | B18 | 400 | 310 | 310 | 58.39 | 64.86 | 5 | 1.47
2040 | NE_2_RMPA | NE | RMPA | External | Winter | B19 | 700 | 310 | 310 | 55.94 | 64.86 | 5 | 3.92
2040 | NE_2_RMPA | NE | RMPA | External | Winter | B20 | 935 | 310 | 0 | 40.55 | 43.09 | 5 | 0
2040 | NWPP_Coal_2_MAPP_US | NWPP_Coal | MAPP_US | External | Shoulder | B11 | 25 | 150 | 0 | 68.41 | 69.25 | 8 | 0
2040 | NWPP_Coal_2_MAPP_US | NWPP_Coal | MAPP_US | External | Shoulder | B12 | 200 | 150 | 0 | 68.41 | 51.61 | 8 | 0
2040 | NWPP_Coal_2_MAPP_US | NWPP_Coal | MAPP_US | External | Shoulder | B13 | 600 | 150 | 0 | 68.41 | 49.89 | 8 | 0
2040 | NWPP_Coal_2_MAPP_US | NWPP_Coal | MAPP_US | External | Shoulder | B14 | 900 | 150 | 0 | 68.41 | 45.5 | 8 | 0
2040 | NWPP_Coal_2_MAPP_US | NWPP_Coal | MAPP_US | External | Shoulder | B15 | 1203 | 150 | 0 | 68.41 | 35.72 | 8 | 0
2040 | NWPP_Coal_2_MAPP_US | NWPP_Coal | MAPP_US | External | Summer | B1 | 10 | 150 | 150 | 68.91 | 84.57 | 8 | 7.66
2040 | NWPP_Coal_2_MAPP_US | NWPP_Coal | MAPP_US | External | Summer | B2 | 25 | 150 | 150 | 68.61 | 83.66 | 8 | 7.04
2040 | NWPP_Coal_2_MAPP_US | NWPP_Coal | MAPP_US | External | Summer | B3 | 75 | 150 | 150 | 68.61 | 82.88 | 8 | 6.27
2040 | NWPP_Coal_2_MAPP_US | NWPP_Coal | MAPP_US | External | Summer | B4 | 100 | 150 | 150 | 68.61 | 81.3 | 8 | 4.69
2040 | NWPP_Coal_2_MAPP_US | NWPP_Coal | MAPP_US | External | Summer | B5 | 200 | 150 | 150 | 68.61 | 79.05 | 8 | 2.43
2040 | NWPP_Coal_2_MAPP_US | NWPP_Coal | MAPP_US | External | Summer | B6 | 300 | 150 | 0 | 68.61 | 62.08 | 8 | 0
2040 | NWPP_Coal_2_MAPP_US | NWPP_Coal | MAPP_US | External | Summer | B7 | 400 | 150 | 0 | 68.61 | 48.92 | 8 | 0
2040 | NWPP_Coal_2_MAPP_US | NWPP_Coal | MAPP_US | External | Summer | B8 | 500 | 150 | 0 | 68.61 | 43.72 | 8 | 0
2040 | NWPP_Coal_2_MAPP_US | NWPP_Coal | MAPP_US | External | Summer | B9 | 800 | 150 | 0 | 68.61 | 40.79 | 8 | 0
2040 | NWPP_Coal_2_MAPP_US | NWPP_Coal | MAPP_US | External | Summer | B10 | 1262 | 150 | 0 | 68.61 | 33.11 | 8 | 0
2040 | NWPP_Coal_2_MAPP_US | NWPP_Coal | MAPP_US | External | Winter | B16 | 25 | 150 | 0 | 81.69 | 49.65 | 8 | 0
2040 | NWPP_Coal_2_MAPP_US | NWPP_Coal | MAPP_US | External | Winter | B17 | 100 | 150 | 0 | 73.04 | 49.65 | 8 | 0
2040 | NWPP_Coal_2_MAPP_US | NWPP_Coal | MAPP_US | External | Winter | B18 | 400 | 150 | 0 | 73.04 | 51.39 | 8 | 0
2040 | NWPP_Coal_2_MAPP_US | NWPP_Coal | MAPP_US | External | Winter | B19 | 700 | 150 | 0 | 73.04 | 49.65 | 8 | 0
2040 | NWPP_Coal_2_MAPP_US | NWPP_Coal | MAPP_US | External | Winter | B20 | 935 | 150 | 0 | 73.04 | 33.55 | 8 | 0
2040 | RMPA_2_MAPP_US | RMPA | MAPP_US | External | Shoulder | B11 | 25 | 200 | 0 | 62.87 | 69.25 | 8 | 0
2040 | RMPA_2_MAPP_US | RMPA | MAPP_US | External | Shoulder | B12 | 200 | 200 | 0 | 62.87 | 51.61 | 8 | 0
2040 | RMPA_2_MAPP_US | RMPA | MAPP_US | External | Shoulder | B13 | 600 | 200 | 0 | 60.26 | 49.89 | 8 | 0
2040 | RMPA_2_MAPP_US | RMPA | MAPP_US | External | Shoulder | B14 | 900 | 200 | 0 | 60.24 | 45.5 | 8 | 0
2040 | RMPA_2_MAPP_US | RMPA | MAPP_US | External | Shoulder | B15 | 1203 | 200 | 0 | 48.64 | 35.72 | 8 | 0
2040 | RMPA_2_MAPP_US | RMPA | MAPP_US | External | Summer | B1 | 10 | 200 | 0 | 91.4 | 84.57 | 8 | 0
2040 | RMPA_2_MAPP_US | RMPA | MAPP_US | External | Summer | B2 | 25 | 200 | 0 | 91.4 | 83.66 | 8 | 0
2040 | RMPA_2_MAPP_US | RMPA | MAPP_US | External | Summer | B3 | 75 | 200 | 0 | 91.4 | 82.88 | 8 | 0
2040 | RMPA_2_MAPP_US | RMPA | MAPP_US | External | Summer | B4 | 100 | 200 | 0 | 76.78 | 81.3 | 8 | 0
2040 | RMPA_2_MAPP_US | RMPA | MAPP_US | External | Summer | B5 | 200 | 200 | 200 | 60.45 | 79.05 | 8 | 10.6
2040 | RMPA_2_MAPP_US | RMPA | MAPP_US | External | Summer | B6 | 300 | 200 | 0 | 60.13 | 62.08 | 8 | 0
2040 | RMPA_2_MAPP_US | RMPA | MAPP_US | External | Summer | B7 | 400 | 200 | 0 | 60.13 | 48.92 | 8 | 0
2040 | RMPA_2_MAPP_US | RMPA | MAPP_US | External | Summer | B8 | 500 | 200 | 0 | 60.13 | 43.72 | 8 | 0
2040 | RMPA_2_MAPP_US | RMPA | MAPP_US | External | Summer | B9 | 800 | 200 | 0 | 59.78 | 40.79 | 8 | 0
2040 | RMPA_2_MAPP_US | RMPA | MAPP_US | External | Summer | B10 | 1262 | 200 | 0 | 43.32 | 33.11 | 8 | 0
2040 | RMPA_2_MAPP_US | RMPA | MAPP_US | External | Winter | B16 | 25 | 200 | 0 | 73.52 | 49.65 | 8 | 0
2040 | RMPA_2_MAPP_US | RMPA | MAPP_US | External | Winter | B17 | 100 | 200 | 0 | 68.06 | 49.65 | 8 | 0
2040 | RMPA_2_MAPP_US | RMPA | MAPP_US | External | Winter | B18 | 400 | 200 | 0 | 64.86 | 51.39 | 8 | 0
2040 | RMPA_2_MAPP_US | RMPA | MAPP_US | External | Winter | B19 | 700 | 200 | 0 | 64.86 | 49.65 | 8 | 0
2040 | RMPA_2_MAPP_US | RMPA | MAPP_US | External | Winter | B20 | 935 | 200 | 0 | 43.09 | 33.55 | 8 | 0
2040 | RMPA_2_NE | RMPA | NE | External | Shoulder | B11 | 25 | 310 | 310 | 62.87 | 83.24 | 8 | 12.37
2040 | RMPA_2_NE | RMPA | NE | External | Shoulder | B12 | 200 | 310 | 0 | 62.87 | 58.61 | 8 | 0
2040 | RMPA_2_NE | RMPA | NE | External | Shoulder | B13 | 600 | 310 | 0 | 60.26 | 56.89 | 8 | 0
2040 | RMPA_2_NE | RMPA | NE | External | Shoulder | B14 | 900 | 310 | 0 | 60.24 | 52.11 | 8 | 0
2040 | RMPA_2_NE | RMPA | NE | External | Shoulder | B15 | 1203 | 310 | 0 | 48.64 | 42.72 | 8 | 0
2040 | RMPA_2_NE | RMPA | NE | External | Summer | B1 | 10 | 310 | 0 | 91.4 | 90.77 | 8 | 0
2040 | RMPA_2_NE | RMPA | NE | External | Summer | B2 | 25 | 310 | 0 | 91.4 | 90.75 | 8 | 0
2040 | RMPA_2_NE | RMPA | NE | External | Summer | B3 | 75 | 310 | 0 | 91.4 | 90.75 | 8 | 0
2040 | RMPA_2_NE | RMPA | NE | External | Summer | B4 | 100 | 310 | 310 | 76.78 | 90.75 | 8 | 5.97
2040 | RMPA_2_NE | RMPA | NE | External | Summer | B5 | 200 | 310 | 310 | 60.45 | 90.75 | 8 | 22.3
2040 | RMPA_2_NE | RMPA | NE | External | Summer | B6 | 300 | 310 | 310 | 60.13 | 76.07 | 8 | 7.94
2040 | RMPA_2_NE | RMPA | NE | External | Summer | B7 | 400 | 310 | 0 | 60.13 | 60.1 | 8 | 0
2040 | RMPA_2_NE | RMPA | NE | External | Summer | B8 | 500 | 310 | 0 | 60.13 | 55.02 | 8 | 0
2040 | RMPA_2_NE | RMPA | NE | External | Summer | B9 | 800 | 310 | 0 | 59.78 | 54.78 | 8 | 0
2040 | RMPA_2_NE | RMPA | NE | External | Summer | B10 | 1262 | 310 | 0 | 43.32 | 40.11 | 8 | 0
2040 | RMPA_2_NE | RMPA | NE | External | Winter | B16 | 25 | 310 | 0 | 73.52 | 64.37 | 8 | 0
2040 | RMPA_2_NE | RMPA | NE | External | Winter | B17 | 100 | 310 | 0 | 68.06 | 58.37 | 8 | 0
2040 | RMPA_2_NE | RMPA | NE | External | Winter | B18 | 400 | 310 | 0 | 64.86 | 58.39 | 8 | 0
2040 | RMPA_2_NE | RMPA | NE | External | Winter | B19 | 700 | 310 | 0 | 64.86 | 55.94 | 8 | 0
2040 | RMPA_2_NE | RMPA | NE | External | Winter | B20 | 935 | 310 | 0 | 43.09 | 40.55 | 8 | 0
2040 | RMPA_2_SPP_N | RMPA | SPP_N | External | Shoulder | B11 | 25 | 210 | 210 | 62.87 | 83.25 | 8 | 12.38
2040 | RMPA_2_SPP_N | RMPA | SPP_N | External | Shoulder | B12 | 200 | 210 | 0 | 62.87 | 58.62 | 8 | 0
2040 | RMPA_2_SPP_N | RMPA | SPP_N | External | Shoulder | B13 | 600 | 210 | 0 | 60.26 | 56.9 | 8 | 0
2040 | RMPA_2_SPP_N | RMPA | SPP_N | External | Shoulder | B14 | 900 | 210 | 0 | 60.24 | 52.12 | 8 | 0
2040 | RMPA_2_SPP_N | RMPA | SPP_N | External | Shoulder | B15 | 1203 | 210 | 0 | 48.64 | 42.73 | 8 | 0
2040 | RMPA_2_SPP_N | RMPA | SPP_N | External | Summer | B1 | 10 | 210 | 0 | 91.4 | 90.76 | 8 | 0
2040 | RMPA_2_SPP_N | RMPA | SPP_N | External | Summer | B2 | 25 | 210 | 0 | 91.4 | 90.76 | 8 | 0
2040 | RMPA_2_SPP_N | RMPA | SPP_N | External | Summer | B3 | 75 | 210 | 0 | 91.4 | 90.76 | 8 | 0
2040 | RMPA_2_SPP_N | RMPA | SPP_N | External | Summer | B4 | 100 | 210 | 210 | 76.78 | 90.76 | 8 | 5.98
2040 | RMPA_2_SPP_N | RMPA | SPP_N | External | Summer | B5 | 200 | 210 | 210 | 60.45 | 90.76 | 8 | 22.31
2040 | RMPA_2_SPP_N | RMPA | SPP_N | External | Summer | B6 | 300 | 210 | 210 | 60.13 | 76.08 | 8 | 7.95
2040 | RMPA_2_SPP_N | RMPA | SPP_N | External | Summer | B7 | 400 | 210 | 0 | 60.13 | 60.11 | 8 | 0
2040 | RMPA_2_SPP_N | RMPA | SPP_N | External | Summer | B8 | 500 | 210 | 0 | 60.13 | 55.03 | 8 | 0
2040 | RMPA_2_SPP_N | RMPA | SPP_N | External | Summer | B9 | 800 | 210 | 0 | 59.78 | 54.79 | 8 | 0
2040 | RMPA_2_SPP_N | RMPA | SPP_N | External | Summer | B10 | 1262 | 210 | 0 | 43.32 | 42.82 | 8 | 0
2040 | RMPA_2_SPP_N | RMPA | SPP_N | External | Winter | B16 | 25 | 210 | 0 | 73.52 | 64.38 | 8 | 0
2040 | RMPA_2_SPP_N | RMPA | SPP_N | External | Winter | B17 | 100 | 210 | 0 | 68.06 | 58.39 | 8 | 0
2040 | RMPA_2_SPP_N | RMPA | SPP_N | External | Winter | B18 | 400 | 210 | 0 | 64.86 | 58.4 | 8 | 0
2040 | RMPA_2_SPP_N | RMPA | SPP_N | External | Winter | B19 | 700 | 210 | 0 | 64.86 | 55.95 | 8 | 0
2040 | RMPA_2_SPP_N | RMPA | SPP_N | External | Winter | B20 | 935 | 210 | 0 | 43.09 | 40.56 | 8 | 0
2040 | SPP_N_2_RMPA | SPP_N | RMPA | External | Shoulder | B11 | 25 | 210 | 0 | 83.25 | 62.87 | 5 | 0
2040 | SPP_N_2_RMPA | SPP_N | RMPA | External | Shoulder | B12 | 200 | 210 | 0 | 58.62 | 62.87 | 5 | 0
2040 | SPP_N_2_RMPA | SPP_N | RMPA | External | Shoulder | B13 | 600 | 210 | 0 | 56.9 | 60.26 | 5 | 0
2040 | SPP_N_2_RMPA | SPP_N | RMPA | External | Shoulder | B14 | 900 | 210 | 210 | 52.12 | 60.24 | 5 | 3.13
2040 | SPP_N_2_RMPA | SPP_N | RMPA | External | Shoulder | B15 | 1203 | 210 | 210 | 42.73 | 48.64 | 5 | 0.91
2040 | SPP_N_2_RMPA | SPP_N | RMPA | External | Summer | B1 | 10 | 210 | 0 | 90.76 | 91.4 | 5 | 0
2040 | SPP_N_2_RMPA | SPP_N | RMPA | External | Summer | B2 | 25 | 210 | 0 | 90.76 | 91.4 | 5 | 0
2040 | SPP_N_2_RMPA | SPP_N | RMPA | External | Summer | B3 | 75 | 210 | 0 | 90.76 | 91.4 | 5 | 0
2040 | SPP_N_2_RMPA | SPP_N | RMPA | External | Summer | B4 | 100 | 210 | 0 | 90.76 | 76.78 | 5 | 0
2040 | SPP_N_2_RMPA | SPP_N | RMPA | External | Summer | B5 | 200 | 210 | 0 | 90.76 | 60.45 | 5 | 0
2040 | SPP_N_2_RMPA | SPP_N | RMPA | External | Summer | B6 | 300 | 210 | 0 | 76.08 | 60.13 | 5 | 0
2040 | SPP_N_2_RMPA | SPP_N | RMPA | External | Summer | B7 | 400 | 210 | 0 | 60.11 | 60.13 | 5 | 0
2040 | SPP_N_2_RMPA | SPP_N | RMPA | External | Summer | B8 | 500 | 210 | 210 | 55.03 | 60.13 | 5 | 0.1
2040 | SPP_N_2_RMPA | SPP_N | RMPA | External | Summer | B9 | 800 | 210 | 0 | 54.79 | 59.78 | 5 | 0
2040 | SPP_N_2_RMPA | SPP_N | RMPA | External | Summer | B10 | 1262 | 210 | 0 | 42.82 | 43.32 | 5 | 0
2040 | SPP_N_2_RMPA | SPP_N | RMPA | External | Winter | B16 | 25 | 210 | 210 | 64.38 | 73.52 | 5 | 4.14
2040 | SPP_N_2_RMPA | SPP_N | RMPA | External | Winter | B17 | 100 | 210 | 210 | 58.39 | 68.06 | 5 | 4.67
2040 | SPP_N_2_RMPA | SPP_N | RMPA | External | Winter | B18 | 400 | 210 | 210 | 58.4 | 64.86 | 5 | 1.46
2040 | SPP_N_2_RMPA | SPP_N | RMPA | External | Winter | B19 | 700 | 210 | 210 | 55.95 | 64.86 | 5 | 3.91
2040 | SPP_N_2_RMPA | SPP_N | RMPA | External | Winter | B20 | 935 | 210 | 0 | 40.56 | 43.09 | 5 | 0
2040 | SPP_S_2_ERCOT | SPP_S | ERCOT | External | Shoulder | B11 | 25 | 800 | 0 | 79.26 | 83.39 | 5 | 0
2040 | SPP_S_2_ERCOT | SPP_S | ERCOT | External | Shoulder | B12 | 200 | 800 | 0 | 57.04 | 56.84 | 5 | 0
2040 | SPP_S_2_ERCOT | SPP_S | ERCOT | External | Shoulder | B13 | 600 | 800 | 0 | 56.91 | 56.84 | 5 | 0
2040 | SPP_S_2_ERCOT | SPP_S | ERCOT | External | Shoulder | B14 | 900 | 800 | 0 | 51.93 | 56.84 | 5 | 0
2040 | SPP_S_2_ERCOT | SPP_S | ERCOT | External | Shoulder | B15 | 1203 | 800 | 800 | 42.74 | 49.56 | 5 | 1.81
2040 | SPP_S_2_ERCOT | SPP_S | ERCOT | External | Summer | B1 | 10 | 800 | 800 | 60.1 | 80.81 | 5 | 15.72
2040 | SPP_S_2_ERCOT | SPP_S | ERCOT | External | Summer | B2 | 25 | 800 | 0 | 79.58 | 80.81 | 5 | 0
2040 | SPP_S_2_ERCOT | SPP_S | ERCOT | External | Summer | B3 | 75 | 800 | 0 | 80.25 | 80.81 | 5 | 0
2040 | SPP_S_2_ERCOT | SPP_S | ERCOT | External | Summer | B4 | 100 | 800 | 0 | 80.25 | 80.81 | 5 | 0
2040 | SPP_S_2_ERCOT | SPP_S | ERCOT | External | Summer | B5 | 200 | 800 | 0 | 79.58 | 80.81 | 5 | 0
2040 | SPP_S_2_ERCOT | SPP_S | ERCOT | External | Summer | B6 | 300 | 800 | 0 | 76.1 | 80.81 | 5 | 0
2040 | SPP_S_2_ERCOT | SPP_S | ERCOT | External | Summer | B7 | 400 | 800 | 0 | 60.1 | 60.13 | 5 | 0
2040 | SPP_S_2_ERCOT | SPP_S | ERCOT | External | Summer | B8 | 500 | 800 | 0 | 55.02 | 55.11 | 5 | 0
2040 | SPP_S_2_ERCOT | SPP_S | ERCOT | External | Summer | B9 | 800 | 800 | 0 | 54.8 | 55.11 | 5 | 0
2040 | SPP_S_2_ERCOT | SPP_S | ERCOT | External | Summer | B10 | 1262 | 800 | 800 | 42.83 | 50.55 | 5 | 2.72
2040 | SPP_S_2_ERCOT | SPP_S | ERCOT | External | Winter | B16 | 25 | 800 | 0 | 61.25 | 65.99 | 5 | 0
2040 | SPP_S_2_ERCOT | SPP_S | ERCOT | External | Winter | B17 | 100 | 800 | 0 | 58.4 | 60.45 | 5 | 0
2040 | SPP_S_2_ERCOT | SPP_S | ERCOT | External | Winter | B18 | 400 | 800 | 0 | 58.4 | 60.45 | 5 | 0
2040 | SPP_S_2_ERCOT | SPP_S | ERCOT | External | Winter | B19 | 700 | 800 | 84.88 | 55.45 | 60.45 | 5 | 0
2040 | SPP_S_2_ERCOT | SPP_S | ERCOT | External | Winter | B20 | 935 | 800 | 56.41 | 40.57 | 45.57 | 5 | 0