## all years single line
Transmission Capacity Calculations | [6 empty] | OL75 | OL25 |  |  |  |  | F6B Total Cong Max Shadow | 1.7393 | 0.75
| From | To |  |  | Base Capacity |  | 4250 | 4250 |  | 9.846e-06% | 47.16% |  | F6B Cong Hour Max Shadow | 11.314 | 0.75
Line of Interest | NYISO_A-F | NYISO_G-I |  |  | Max OL Capacity |  | 0.00079 | 3039.56 |  | 52.97% | 100%
[5 empty] | OL Cap Factor at Max Capacity |  | 52.97% | 11.51%
[5 empty] | Base Total Hour Shadow Price |  | 1.7898 | 1.7898
[5 empty] | Base Congested Hour Shadow Price |  | 4.5168 | 4.5168
| OL75 | OL25 |  |  | Overload Charge |  | 0 | 0.84628 |  | Ruthven/Hadley/Chattopadhyay Curves
Minimum Overload Charge (RHC Parameter 0) | 0 | 0 |  |  | Weightd Avg OL Capacity |  | 0.00041845 | 349.9555 |  | shadow price | Total Flow target capacity factor | Overload Flow Target Capacity Factor
Total Flow CF-Shadow Price Curve Parameter (RHC Parameter 1) | 0.75 |  | Target Total Flow CF | 40% | OL Cap to Meet Total Target Cap Factor |  | 0 | 3039.56 |  | 0.5 | 71.25% | 35%
OL Flow CL-Shadow Price Curve Parameter (RHC Parameter 2) | 0.75 |  | Target Overload Flow CF | 35% | OL Capacity to meet OL Target Cap Factor |  | 0.00079 | 0.0014368 |  | 1 | 42.5% | 35%
Max OL Flow Target CF (RHC Parameter 3) | 35% |  |  | Average of Total and OL target Cap factor that meets min Charge (RHC) |  |  | 0.000395 | 1519.7807 |  | 1.5 | 40% | 35%
Threshold Interface Utilization (Johnson Parameter 1) | 90% | [7 empty] | Johnson Combined Method | 2 | 40% | 35%
Avg Cap Factor for Total Line (Johnson Parameter 2) | 75% |  |  | OL Line to give Avg CF = 75% (Johnson) |  |  | 0 | 0 | 0 | 2.5 | 40% | 35%
Flow Duration Curve Target (NGO Parameter 1) | 20% | 20% | OL Capacity that meets Thrshold Duration using all years (NGO) |  |  |  | 0 | 0.00026 |  | 3 | 40% | 35%
Total Flow Max CF (RHC 6) | 85% |  |  |  |  | average | 0.00013167 | 506.5937 |  | 3.5 | 40% | 35%
Total Flow Min CF (RHC 4) | 40% |  |  |  |  | median | 0 | 0.00026 |  | 4 | 40% | 35%
OL Flow Min CF (RHC 5) | 15% | [8 empty] | 4.5 | 40% | 35%
[10 empty] | 5 | 40% | 35%
[10 empty] | 5.5 | 40% | 35%
[10 empty] | 6 | 40% | 35%
[10 empty] | 6.5 | 40% | 35%
[10 empty] | 7 | 40% | 33.71%
[10 empty] | 7.5 | 40% | 29.29%
[10 empty] | 8 | 40% | 24.87%
[10 empty] | 8.5 | 40% | 20.45%
[10 empty] | 9 | 40% | 16.03%
[10 empty] | 9.5 | 40% | 15%
[10 empty] | 10 | 40% | 15%
[10 empty] | 10.5 | 40% | 15%
[10 empty] | 11 | 40% | 15%
[10 empty] | 11.5 | 40% | 15%
[10 empty] | 12 | 40% | 15%
[10 empty] | 12.5 | 40% | 15%
[10 empty] | 13 | 40% | 15%
[10 empty] | 13.5 | 40% | 15%
[10 empty] | 14 | 40% | 15%
[10 empty] | 14.5 | 40% | 15%
[10 empty] | 15 | 40% | 15%
[10 empty] | 15.5 | 40% | 15%
[10 empty] | 16 | 40% | 15%
[10 empty] | 16.5 | 40% | 15%
[10 empty] | 17 | 40% | 15%
[10 empty] | 17.5 | 40% | 15%
[10 empty] | 18 | 40% | 15%
[10 empty] | 18.5 | 40% | 15%
[10 empty] | 19 | 40% | 15%
[10 empty] | 19.5 | 40% | 15%
[10 empty] | 20 | 40% | 15%
[10 empty] | 20.5 | 40% | 15%
[10 empty] | 21 | 40% | 15%
[10 empty] | 21.5 | 40% | 15%
[10 empty] | 22 | 40% | 15%
[10 empty] | 22.5 | 40% | 15%
[10 empty] | 23 | 40% | 15%
[10 empty] | 23.5 | 40% | 15%
[10 empty] | 24 | 40% | 15%
[10 empty] | 24.5 | 40% | 15%
[10 empty] | 25 | 40% | 15%
[10 empty] | 25.5 | 40% | 15%
[10 empty] | 26 | 40% | 15%
[10 empty] | 26.5 | 40% | 15%
[10 empty] | 27 | 40% | 15%
[10 empty] | 27.5 | 40% | 15%
[10 empty] | 28 | 40% | 15%
[10 empty] | 28.5 | 40% | 15%
[10 empty] | 29 | 40% | 15%
[10 empty] | 29.5 | 40% | 15%
[10 empty] | 30 | 40% | 15%
[10 empty] | 30.5 | 40% | 15%
[10 empty] | 31 | 40% | 15%
[10 empty] | 31.5 | 40% | 15%
[10 empty] | 32 | 40% | 15%
[10 empty] | 32.5 | 40% | 15%
[10 empty] | 33 | 40% | 15%
[10 empty] | 33.5 | 40% | 15%
[10 empty] | 34 | 40% | 35%
Note on B12: johnrm: Inserted this cell as needed this parameter to implement johnson suggested criteria

## AllLines
|  |  |  | Potential Hardened Overload Line Capacity | [5 empty] | 4250 | 75%
From | To | Base Transfer Limit | Line name | Average of Total and OL target Cap factor that meets min Charge (RHC) |  | OL Capacity that meets Thrshold Duration using all years (NGO) |  | OL Line to give Avg CF = 75% (Johnson) |  | Johnson | Johnson | Johnson | Johnson | Johnson | OL75 Average | OL25 Average
|  |  |  | OL75 | OL25 | OL75 | OL25 | OL75 | OL25 | Combined | Average MW | Average MW | OL25/OL75 Ratio | Design Capacity Factor |  |  | OL75
|  |  | NYISO_A-F_2_NYISO_G-I | 0.000395 | 1519.7807 | 0 | 0.00026 | 0 | 0 | 0 | 0 | 0 | 0 | 0% | 0.00013167 | 506.5937 | Top 20 Lines | Average | Index |  | RHC | Johnson | NGO | Median | Average
ENT | MISO_MO-IL | 2260 | ENT_2_MISO_MO-IL | 0.000395 | 0.000395 | 0 | 0 | 0 | 0 | 0 | 0 | 0 | 0 | 0% | 0.00013167 | 0.00013167 | 1 | 0.00013167 | 1 | ENT_2_MISO_MO-IL | 0.000395 | 0 | 0 | 0 | 0.00013167
ENT | SOCO | 2000 | ENT_2_SOCO | 0.000395 | 0.000395 | 0 | 0 | 0 | 0 | 0 | 0 | 0 | 0 | 0% | 0.00013167 | 0.00013167 | 2 | 0.00013167 | 1 | ENT_2_MISO_MO-IL | 0.000395 | 0 | 0 | 0 | 0.00013167
ENT | SPP_N | 1300 | ENT_2_SPP_N | 0.000395 | 0.000395 | 0 | 0 | 0 | 0 | 0 | 0 | 0 | 0 | 0% | 0.00013167 | 0.00013167 | 3 | 0.00013167 | 1 | ENT_2_MISO_MO-IL | 0.000395 | 0 | 0 | 0 | 0.00013167
ENT | SPP_S | 1300 | ENT_2_SPP_S | 0.000395 | 0.000395 | 0 | 0 | 0 | 0 | 0 | 0 | 0 | 0 | 0% | 0.00013167 | 0.00013167 | 4 | 0.00013167 | 1 | ENT_2_MISO_MO-IL | 0.000395 | 0 | 0 | 0 | 0.00013167
ENT | TVA_Transmission | 2100 | ENT_2_TVA_Transmission | 0.000395 | 0.000395 | 0 | 0 | 0 | 0 | 0 | 0 | 0 | 0 | 0% | 0.00013167 | 0.00013167 | 5 | 0.00013167 | 1 | ENT_2_MISO_MO-IL | 0.000395 | 0 | 0 | 0 | 0.00013167
FRCC | SOCO | 900 | FRCC_2_SOCO | 0.000395 | 0.000395 | 0 | 0 | 0 | 0 | 0 | 0 | 0 | 0 | 0% | 0.00013167 | 0.00013167 | 6 | 0.00013167 | 1 | ENT_2_MISO_MO-IL | 0.000395 | 0 | 0 | 0 | 0.00013167
IESO | MAPP_CA | 262 | IESO_2_MAPP_CA | 0.000395 | 0.000395 | 0 | 0.00012 | 0 | 0 | 0 | 0 | 0 | 0 | 0% | 0.00013167 | 0.00017167 | 7 | 0.00013167 | 1 | ENT_2_MISO_MO-IL | 0.000395 | 0 | 0 | 0 | 0.00013167
IESO | MISO_MI | 1840 | IESO_2_MISO_MI | 0.000395 | 0.000395 | 0 | 0.0001 | 0 | 0 | 0 | 0 | 0 | 0 | 0% | 0.00013167 | 0.000165 | 8 | 0.00013167 | 1 | ENT_2_MISO_MO-IL | 0.000395 | 0 | 0 | 0 | 0.00013167
IESO | MISO_W | 140 | IESO_2_MISO_W | 0.000395 | 0.000395 | 0 | 0.00013 | 0 | 0 | 0 | 0 | 0 | 0 | 0% | 0.00013167 | 0.000175 | 9 | 0.00013167 | 1 | ENT_2_MISO_MO-IL | 0.000395 | 0 | 0 | 0 | 0.00013167
IESO | NYISO_A-F | 1725 | IESO_2_NYISO_A-F | 0.000395 | 0.000395 | 0 | 0 | 0 | 0 | 0 | 0 | 0 | 0 | 0% | 0.00013167 | 0.00013167 | 10 | 0.00013167 | 1 | ENT_2_MISO_MO-IL | 0.000395 | 0 | 0 | 0 | 0.00013167
MAPP_CA | IESO | 330 | MAPP_CA_2_IESO | 0.000395 | 0.000395 | 0 | 0 | 0 | 0 | 0 | 0 | 0 | 0 | 0% | 0.00013167 | 0.00013167 | 11 | 0.00013167 | 1 | ENT_2_MISO_MO-IL | 0.000395 | 0 | 0 | 0 | 0.00013167
MAPP_CA | MAPP_US | 372 | MAPP_CA_2_MAPP_US | 0.000395 | 0.000395 | 0 | 0 | 0 | 0 | 0 | 0 | 0 | 0 | 0% | 0.00013167 | 0.00013167 | 12 | 0.00013167 | 1 | ENT_2_MISO_MO-IL | 0.000395 | 0 | 0 | 0 | 0.00013167
MAPP_CA | MISO_W | 1970 | MAPP_CA_2_MISO_W | 0.000395 | 52.9675 | 0 | 6e-05 | 0 | 0 | 0 | 0 | 0 | 0 | 0% | 0.00013167 | 17.6559 | 13 | 0.00013167 | 1 | ENT_2_MISO_MO-IL | 0.000395 | 0 | 0 | 0 | 0.00013167
MAPP_US | MAPP_CA | 165 | MAPP_US_2_MAPP_CA | 0.000395 | 0.00067477 | 0 | 2e-05 | 0 | 0 | 0 | 0 | 0 | 0 | 0% | 0.00013167 | 0.00023159 | 14 | 0.00013167 | 1 | ENT_2_MISO_MO-IL | 0.000395 | 0 | 0 | 0 | 0.00013167
MAPP_US | MISO_W | 2635 | MAPP_US_2_MISO_W | 0.000395 | 0.00061002 | 0 | 0 | 0 | 0 | 0 | 0 | 0 | 0 | 0% | 0.00013167 | 0.00020334 | 15 | 0.00013167 | 1 | ENT_2_MISO_MO-IL | 0.000395 | 0 | 0 | 0 | 0.00013167
MAPP_US | NE | 2000 | MAPP_US_2_NE | 0.000395 | 0.000395 | 0 | 7e-05 | 0 | 0 | 0 | 0 | 0 | 0 | 0% | 0.00013167 | 0.000155 | 16 | 0.00013167 | 1 | ENT_2_MISO_MO-IL | 0.000395 | 0 | 0 | 0 | 0.00013167
MISO_IN | MISO_MI | 5000 | MISO_IN_2_MISO_MI | 0.000395 | 0.000395 | 0 | 0 | 0 | 0 | 0 | 0 | 0 | 0 | 0% | 0.00013167 | 0.00013167 | 17 | 0.00013167 | 1 | ENT_2_MISO_MO-IL | 0.000395 | 0 | 0 | 0 | 0.00013167
MISO_IN | MISO_MO-IL | 5000 | MISO_IN_2_MISO_MO-IL | 0.000395 | 0.000395 | 0 | 0 | 0 | 0 | 0 | 0 | 0 | 0 | 0% | 0.00013167 | 0.00013167 | 18 | 0.00013167 | 1 | ENT_2_MISO_MO-IL | 0.000395 | 0 | 0 | 0 | 0.00013167
MISO_IN | NonRTO_Midwest | 4800 | MISO_IN_2_NonRTO_Midwest | 0.000395 | 0.000395 | 0 | 0 | 0 | 0 | 0 | 0 | 0 | 0 | 0% | 0.00013167 | 0.00013167 | 19 | 0.00013167 | 1 | ENT_2_MISO_MO-IL | 0.000395 | 0 | 0 | 0 | 0.00013167
MISO_IN | PJM_ROR | 992 | MISO_IN_2_PJM_ROR | 0.000395 | 0.000395 | 0 | 0 | 0 | 0 | 0 | 0 | 0 | 0 | 0% | 0.00013167 | 0.00013167 | 20 | 0.00013167 | 1 | ENT_2_MISO_MO-IL | 0.000395 | 0 | 0 | 0 | 0.00013167
MISO_MI | IESO | 1580 | MISO_MI_2_IESO | 0.000395 | 0.000395 | 0 | 0 | 0 | 0 | 0 | 0 | 0 | 0 | 0% | 0.00013167 | 0.00013167
MISO_MI | MISO_IN | 2045 | MISO_MI_2_MISO_IN | 0.000395 | 0.00055562 | 0 | 0 | 0 | 0 | 0 | 0 | 0 | 0 | 0% | 0.00013167 | 0.00018521
MISO_MI | MISO_WUMS | 117 | MISO_MI_2_MISO_WUMS | 0.000395 | 0.00063622 | 0 | 0 | 0 | 0 | 0 | 0 | 0 | 0 | 0% | 0.00013167 | 0.00021207 | OL25
MISO_MI | PJM_ROR | 1424 | MISO_MI_2_PJM_ROR | 0.000395 | 0.000395 | 0 | 0 | 0 | 0 | 0 | 0 | 0 | 0 | 0% | 0.00013167 | 0.00013167 | Top 20 Lines | Average | Index |  | RHC | Johnson | NGO | Median | Average
MISO_MO-IL | ENT | 2540 | MISO_MO-IL_2_ENT | 0.000395 | 0.000395 | 0 | 0 | 0 | 0 | 0 | 0 | 0 | 0 | 0% | 0.00013167 | 0.00013167 | 1 | 1201.1837 | 44 | NE_2_SPP_N | 1522.5527 | 927.9183 | 1153.08 | 1153.08 | 1201.1837
MISO_MO-IL | MISO_IN | 2100 | MISO_MO-IL_2_MISO_IN | 0.000395 | 0.00077805 | 0 | 0.00012 | 0 | 0 | 0 | 0 | 0 | 0 | 0% | 0.00013167 | 0.00029935 | 2 | 829.738 | 39 | MISO_WUMS_2_MISO_MI | 686.663 | 829.741 | 972.81 | 829.741 | 829.738
MISO_MO-IL | MISO_W | 960 | MISO_MO-IL_2_MISO_W | 0.000395 | 0.00064232 | 0 | 0 | 0 | 0 | 0 | 0 | 0 | 0 | 0% | 0.00013167 | 0.00021411 | 3 | 506.5937 | 52 | NYISO_A-F_2_NYISO_G-I | 1519.7807 | 0 | 0.00026 | 0.00026 | 506.5937
MISO_MO-IL | PJM_ROR | 1212 | MISO_MO-IL_2_PJM_ROR | 0.000395 | 0.000395 | 0 | 0 | 0 | 0 | 0 | 0 | 0 | 0 | 0% | 0.00013167 | 0.00013167 | 4 | 383.4594 | 85 | SPP_S_2_SPP_N | 0.00077341 | 623.9874 | 526.39 | 526.39 | 383.4594
MISO_MO-IL | SPP_N | 2000 | MISO_MO-IL_2_SPP_N | 0.000395 | 0.000395 | 0 | 0 | 0 | 0 | 0 | 0 | 0 | 0 | 0% | 0.00013167 | 0.00013167 | 5 | 70.1613 | 47 | NEISO_2_NYISO_J-K | 89.4024 | 121.0811 | 0.00022 | 89.4024 | 70.1613
MISO_MO-IL | TVA_Transmission | 4000 | MISO_MO-IL_2_TVA_Transmission | 0.000395 | 0.000395 | 0 | 0 | 0 | 0 | 0 | 0 | 0 | 0 | 0% | 0.00013167 | 0.00013167 | 6 | 57.6236 | 56 | NYISO_G-I_2_NYISO_J-K | 0.00093406 | 0 | 172.87 | 0.00093406 | 57.6236
MISO_W | IESO | 90 | MISO_W_2_IESO | 0.000395 | 0.000395 | 0 | 0 | 0 | 0 | 0 | 0 | 0 | 0 | 0% | 0.00013167 | 0.00013167 | 7 | 17.6559 | 13 | MAPP_CA_2_MISO_W | 52.9675 | 0 | 6e-05 | 6e-05 | 17.6559
MISO_W | MAPP_CA | 700 | MISO_W_2_MAPP_CA | 0.000395 | 45.4993 | 0 | 4e-05 | 0 | 0 | 0 | 0 | 0 | 0 | 0% | 0.00013167 | 15.1664 | 8 | 15.1664 | 32 | MISO_W_2_MAPP_CA | 45.4993 | 0 | 4e-05 | 4e-05 | 15.1664
MISO_W | MAPP_US | 2300 | MISO_W_2_MAPP_US | 0.000395 | 0.000395 | 0 | 0 | 0 | 0 | 0 | 0 | 0 | 0 | 0% | 0.00013167 | 0.00013167 | 9 | 0.00031 | 46 | NEISO_2_NYISO_G-I | 0.00062 | 0 | 0.00031 | 0.00031 | 0.00031
MISO_W | MISO_MO-IL | 3800 | MISO_W_2_MISO_MO-IL | 0.000395 | 0.000395 | 0 | 0 | 0 | 0 | 0 | 0 | 0 | 0 | 0% | 0.00013167 | 0.00013167 | 10 | 0.00030353 | 45 | NEISO_2_NYISO_A-F | 0.0008306 | 0 | 8e-05 | 8e-05 | 0.00030353
MISO_W | MISO_WUMS | 1629 | MISO_W_2_MISO_WUMS | 0.000395 | 0.00059218 | 0 | 1e-05 | 0 | 0 | 0 | 0 | 0 | 0 | 0% | 0.00013167 | 0.00020073 | 11 | 0.00029935 | 26 | MISO_MO-IL_2_MISO_IN | 0.00077805 | 0 | 0.00012 | 0.00012 | 0.00029935
MISO_W | NE | 2800 | MISO_W_2_NE | 0.000395 | 0.000395 | 0 | 0 | 0 | 0 | 0 | 0 | 0 | 0 | 0% | 0.00013167 | 0.00013167 | 12 | 0.0002969 | 79 | SPP_N_2_ENT | 0.00089069 | 0 | 0 | 0 | 0.0002969
MISO_W | PJM_ROR | 773 | MISO_W_2_PJM_ROR | 0.000395 | 0.000395 | 0 | 0 | 0 | 0 | 0 | 0 | 0 | 0 | 0% | 0.00013167 | 0.00013167 | 13 | 0.00026124 | 84 | SPP_S_2_ENT | 0.00073371 | 0 | 5e-05 | 5e-05 | 0.00026124
MISO_W | SPP_N | 3200 | MISO_W_2_SPP_N | 0.000395 | 0.000395 | 0 | 0 | 0 | 0 | 0 | 0 | 0 | 0 | 0% | 0.00013167 | 0.00013167 | 14 | 0.00023159 | 14 | MAPP_US_2_MAPP_CA | 0.00067477 | 0 | 2e-05 | 2e-05 | 0.00023159
MISO_WUMS | MISO_MI | 99 | MISO_WUMS_2_MISO_MI | 0.000395 | 686.663 | 0 | 972.81 | 0 | 829.741 | 691.4508 | 0 | 622.3058 | 0.5 | 90% | 0.00013167 | 829.738 | 15 | 0.00021968 | 90 | TVA_2_SOCO | 0.00065904 | 0 | 0 | 0 | 0.00021968
MISO_WUMS | MISO_W | 1137 | MISO_WUMS_2_MISO_W | 0.000395 | 0.00053897 | 0 | 0 | 0 | 0 | 0 | 0 | 0 | 0 | 0% | 0.00013167 | 0.00017966 | 16 | 0.00021411 | 27 | MISO_MO-IL_2_MISO_W | 0.00064232 | 0 | 0 | 0 | 0.00021411
MISO_WUMS | PJM_ROR | 1600 | MISO_WUMS_2_PJM_ROR | 0.000395 | 0.000395 | 0 | 0 | 0 | 0 | 0 | 0 | 0 | 0 | 0% | 0.00013167 | 0.00013167 | 17 | 0.00021207 | 23 | MISO_MI_2_MISO_WUMS | 0.00063622 | 0 | 0 | 0 | 0.00021207
NE | MAPP_US | 1600 | NE_2_MAPP_US | 0.000395 | 0.000395 | 0 | 0 | 0 | 0 | 0 | 0 | 0 | 0 | 0% | 0.00013167 | 0.00013167 | 18 | 0.00020925 | 100 | VACAR_2_SOCO | 0.00062775 | 0 | 0 | 0 | 0.00020925
NE | MISO_W | 1600 | NE_2_MISO_W | 0.000395 | 0.000395 | 0 | 0 | 0 | 0 | 0 | 0 | 0 | 0 | 0% | 0.00013167 | 0.00013167 | 19 | 0.00020923 | 51 | NYISO_A-F_2_NEISO | 0.00062769 | 0 | 0 | 0 | 0.00020923
NE | SPP_N | 1800 | NE_2_SPP_N | 0.000395 | 1522.5527 | 0 | 1153.08 | 0 | 927.9183 | 773.2652 | 0 | 695.9387 | 0.5 | 90% | 0.00013167 | 1201.1837 | 20 | 0.00020334 | 15 | MAPP_US_2_MISO_W | 0.00061002 | 0 | 0 | 0 | 0.00020334
NEISO | NYISO_A-F | 600 | NEISO_2_NYISO_A-F | 0.000395 | 0.0008306 | 0 | 8e-05 | 0 | 0 | 0 | 0 | 0 | 0 | 0% | 0.00013167 | 0.00030353 | 21 | 0.00020073 | 35 | MISO_W_2_MISO_WUMS | 0.00059218 | 0 | 1e-05 | 1e-05 | 0.00020073
NEISO | NYISO_G-I | 600 | NEISO_2_NYISO_G-I | 0.000395 | 0.00062 | 0 | 0.00031 | 0 | 0 | 0 | 0 | 0 | 0 | 0% | 0.00013167 | 0.00031
NEISO | NYISO_J-K | 430 | NEISO_2_NYISO_J-K | 0.000395 | 89.4024 | 0 | 0.00022 | 0 | 121.0811 | 100.9009 | 0 | 90.8108 | 0.5 | 90% | 0.00013167 | 70.1613
NonRTO_Midwest | MISO_IN | 4450 | NonRTO_Midwest_2_MISO_IN | 0.000395 | 0.000395 | 0 | 0 | 0 | 0 | 0 | 0 | 0 | 0 | 0% | 0.00013167 | 0.00013167
NonRTO_Midwest | TVA_Transmission | 2400 | NonRTO_Midwest_2_TVA_Transmission | 0.000395 | 0.000395 | 0 | 0 | 0 | 0 | 0 | 0 | 0 | 0 | 0% | 0.00013167 | 0.00013167
NYISO_A-F | IESO | 1600 | NYISO_A-F_2_IESO | 0.000395 | 0.000395 | 0 | 0 | 0 | 0 | 0 | 0 | 0 | 0 | 0% | 0.00013167 | 0.00013167
NYISO_A-F | NEISO | 600 | NYISO_A-F_2_NEISO | 0.000395 | 0.00062769 | 0 | 0 | 0 | 0 | 0 | 0 | 0 | 0 | 0% | 0.00013167 | 0.00020923
NYISO_A-F | NYISO_G-I | 4250 | NYISO_A-F_2_NYISO_G-I | 0.000395 | 1519.7807 | 0 | 0.00026 | 0 | 0 | 0 | 0 | 0 | 0 | 0% | 0.00013167 | 506.5937
NYISO_A-F | PJM_ROM | 1000 | NYISO_A-F_2_PJM_ROM | 0.000395 | 0.000395 | 0 | 0 | 0 | 0 | 0 | 0 | 0 | 0 | 0% | 0.00013167 | 0.00013167
NYISO_G-I | NEISO | 600 | NYISO_G-I_2_NEISO | 0.000395 | 0.000395 | 0 | 0 | 0 | 0 | 0 | 0 | 0 | 0 | 0% | 0.00013167 | 0.00013167
NYISO_G-I | NYISO_A-F | 1999 | NYISO_G-I_2_NYISO_A-F | 0.000395 | 0.000395 | 0 | 0 | 0 | 0 | 0 | 0 | 0 | 0 | 0% | 0.00013167 | 0.00013167
NYISO_G-I | NYISO_J-K | 6130 | NYISO_G-I_2_NYISO_J-K | 0.000395 | 0.00093406 | 0 | 172.87 | 0 | 0 | 0 | 0 | 0 | 0 | 0% | 0.00013167 | 57.6236
NYISO_G-I | PJM_E | 1500 | NYISO_G-I_2_PJM_E | 0.000395 | 0.000395 | 0 | 0 | 0 | 0 | 0 | 0 | 0 | 0 | 0% | 0.00013167 | 0.00013167
NYISO_J-K | NEISO | 0.001 | NYISO_J-K_2_NEISO | 0.000395 | 0.000395 | 0 | 0 | 0 | 0 | 0 | 0 | 0 | 0 | 0% | 0.00013167 | 0.00013167
NYISO_J-K | NYISO_G-I | 1999 | NYISO_J-K_2_NYISO_G-I | 0.000395 | 0.000395 | 0 | 0 | 0 | 0 | 0 | 0 | 0 | 0 | 0% | 0.00013167 | 0.00013167
NYISO_J-K | PJM_E | 0.001 | NYISO_J-K_2_PJM_E | 0.000395 | 0.000395 | 0 | 0 | 0 | 0 | 0 | 0 | 0 | 0 | 0% | 0.00013167 | 0.00013167
PJM_E | NYISO_G-I | 500 | PJM_E_2_NYISO_G-I | 0.000395 | 0.000395 | 0 | 0 | 0 | 0 | 0 | 0 | 0 | 0 | 0% | 0.00013167 | 0.00013167
PJM_E | NYISO_J-K | 330 | PJM_E_2_NYISO_J-K | 0.000395 | 0.000395 | 0 | 3e-05 | 0 | 0 | 0 | 0 | 0 | 0 | 0% | 0.00013167 | 0.00014167
PJM_E | PJM_ROM | 8000 | PJM_E_2_PJM_ROM | 0.000395 | 0.000395 | 0 | 0 | 0 | 0 | 0 | 0 | 0 | 0 | 0% | 0.00013167 | 0.00013167
PJM_ROM | NYISO_A-F | 2000 | PJM_ROM_2_NYISO_A-F | 0.000395 | 0.000395 | 0 | 0 | 0 | 0 | 0 | 0 | 0 | 0 | 0% | 0.00013167 | 0.00013167
PJM_ROM | PJM_E | 8000 | PJM_ROM_2_PJM_E | 0.000395 | 0.000395 | 0 | 0 | 0 | 0 | 0 | 0 | 0 | 0 | 0% | 0.00013167 | 0.00013167
PJM_ROM | PJM_ROR | 8000 | PJM_ROM_2_PJM_ROR | 0.000395 | 0.000395 | 0 | 0 | 0 | 0 | 0 | 0 | 0 | 0 | 0% | 0.00013167 | 0.00013167
PJM_ROR | MISO_IN | 909 | PJM_ROR_2_MISO_IN | 0.000395 | 0.000395 | 0 | 0 | 0 | 0 | 0 | 0 | 0 | 0 | 0% | 0.00013167 | 0.00013167
PJM_ROR | MISO_MI | 1305 | PJM_ROR_2_MISO_MI | 0.000395 | 0.000395 | 0 | 7e-05 | 0 | 0 | 0 | 0 | 0 | 0 | 0% | 0.00013167 | 0.000155
PJM_ROR | MISO_MO-IL | 1111 | PJM_ROR_2_MISO_MO-IL | 0.000395 | 0.000395 | 0 | 0 | 0 | 0 | 0 | 0 | 0 | 0 | 0% | 0.00013167 | 0.00013167
PJM_ROR | MISO_W | 709 | PJM_ROR_2_MISO_W | 0.000395 | 0.000395 | 0 | 0 | 0 | 0 | 0 | 0 | 0 | 0 | 0% | 0.00013167 | 0.00013167
PJM_ROR | MISO_WUMS | 1467 | PJM_ROR_2_MISO_WUMS | 0.000395 | 0.000395 | 0 | 0 | 0 | 0 | 0 | 0 | 0 | 0 | 0% | 0.00013167 | 0.00013167
PJM_ROR | PJM_ROM | 8000 | PJM_ROR_2_PJM_ROM | 0.000395 | 0.000395 | 0 | 0 | 0 | 0 | 0 | 0 | 0 | 0 | 0% | 0.00013167 | 0.00013167
PJM_ROR | TVA_Transmission | 2500 | PJM_ROR_2_TVA_Transmission | 0.000395 | 0.000395 | 0 | 0 | 0 | 0 | 0 | 0 | 0 | 0 | 0% | 0.00013167 | 0.00013167
PJM_ROR | VACAR | 3000 | PJM_ROR_2_VACAR | 0.000395 | 0.000395 | 0 | 0 | 0 | 0 | 0 | 0 | 0 | 0 | 0% | 0.00013167 | 0.00013167
SOCO | ENT | 2400 | SOCO_2_ENT | 0.000395 | 0.000395 | 0 | 0 | 0 | 0 | 0 | 0 | 0 | 0 | 0% | 0.00013167 | 0.00013167
SOCO | FRCC | 3700 | SOCO_2_FRCC | 0.000395 | 0.0005866 | 0 | 0 | 0 | 0 | 0 | 0 | 0 | 0 | 0% | 0.00013167 | 0.00019553
SOCO | TVA_Transmission | 2600 | SOCO_2_TVA_Transmission | 0.000395 | 0.000395 | 0 | 0 | 0 | 0 | 0 | 0 | 0 | 0 | 0% | 0.00013167 | 0.00013167
SOCO | VACAR | 2000 | SOCO_2_VACAR | 0.000395 | 0.000395 | 0 | 0 | 0 | 0 | 0 | 0 | 0 | 0 | 0% | 0.00013167 | 0.00013167
SPP_N | ENT | 1800 | SPP_N_2_ENT | 0.000395 | 0.00089069 | 0 | 0 | 0 | 0 | 0 | 0 | 0 | 0 | 0% | 0.00013167 | 0.0002969
SPP_N | MISO_MO-IL | 2000 | SPP_N_2_MISO_MO-IL | 0.000395 | 0.000395 | 0 | 0 | 0 | 0 | 0 | 0 | 0 | 0 | 0% | 0.00013167 | 0.00013167
SPP_N | MISO_W | 750 | SPP_N_2_MISO_W | 0.000395 | 0.000395 | 0 | 0 | 0 | 0 | 0 | 0 | 0 | 0 | 0% | 0.00013167 | 0.00013167
SPP_N | NE | 330 | SPP_N_2_NE | 0.000395 | 0.00059348 | 0 | 0 | 0 | 0 | 0 | 0 | 0 | 0 | 0% | 0.00013167 | 0.00019783
SPP_N | SPP_S | 4000 | SPP_N_2_SPP_S | 0.000395 | 0.000395 | 0 | 0 | 0 | 0 | 0 | 0 | 0 | 0 | 0% | 0.00013167 | 0.00013167
SPP_S | ENT | 850 | SPP_S_2_ENT | 0.000395 | 0.00073371 | 0 | 5e-05 | 0 | 0 | 0 | 0 | 0 | 0 | 0% | 0.00013167 | 0.00026124
SPP_S | SPP_N | 640 | SPP_S_2_SPP_N | 0.000395 | 0.00077341 | 0 | 526.39 | 0 | 623.9874 | 519.9895 | 0 | 467.9906 | 0.5 | 90% | 0.00013167 | 383.4594
TVA | ENT | 500 | TVA_2_ENT | 0.000395 | 0.000395 | 0 | 0 | 0 | 0 | 0 | 0 | 0 | 0 | 0% | 0.00013167 | 0.00013167
TVA | MISO_MO-IL | 50 | TVA_2_MISO_MO-IL | 0.000395 | 0.000395 | 0 | 0 | 0 | 0 | 0 | 0 | 0 | 0 | 0% | 0.00013167 | 0.00013167
TVA | NonRTO_Midwest | 100 | TVA_2_NonRTO_Midwest | 0.000395 | 0.000395 | 0 | 0 | 0 | 0 | 0 | 0 | 0 | 0 | 0% | 0.00013167 | 0.00013167
TVA | PJM_ROR | 50 | TVA_2_PJM_ROR | 0.000395 | 0.000395 | 0 | 0 | 0 | 0 | 0 | 0 | 0 | 0 | 0% | 0.00013167 | 0.00013167
TVA | SOCO | 500 | TVA_2_SOCO | 0.000395 | 0.00065904 | 0 | 0 | 0 | 0 | 0 | 0 | 0 | 0 | 0% | 0.00013167 | 0.00021968
TVA | VACAR | 150 | TVA_2_VACAR | 0.000395 | 0.00057519 | 0 | 0 | 0 | 0 | 0 | 0 | 0 | 0 | 0% | 0.00013167 | 0.00019173
TVA_Transmission | ENT | 3000 | TVA_Transmission_2_ENT | 0.000395 | 0.000395 | 0 | 0 | 0 | 0 | 0 | 0 | 0 | 0 | 0% | 0.00013167 | 0.00013167
TVA_Transmission | MISO_MO-IL | 4000 | TVA_Transmission_2_MISO_MO-IL | 0.000395 | 0.000395 | 0 | 0 | 0 | 0 | 0 | 0 | 0 | 0 | 0% | 0.00013167 | 0.00013167
TVA_Transmission | NonRTO_Midwest | 700 | TVA_Transmission_2_NonRTO_Midwest | 0.000395 | 0.000395 | 0 | 0 | 0 | 0 | 0 | 0 | 0 | 0 | 0% | 0.00013167 | 0.00013167
TVA_Transmission | PJM_ROR | 2000 | TVA_Transmission_2_PJM_ROR | 0.000395 | 0.000395 | 0 | 0 | 0 | 0 | 0 | 0 | 0 | 0 | 0% | 0.00013167 | 0.00013167
TVA_Transmission | SOCO | 3200 | TVA_Transmission_2_SOCO | 0.000395 | 0.000395 | 0 | 0 | 0 | 0 | 0 | 0 | 0 | 0 | 0% | 0.00013167 | 0.00013167
TVA_Transmission | TVA | 99999 | TVA_Transmission_2_TVA | 0.000395 | 0.000395 | 0 | 0 | 0 | 0 | 0 | 0 | 0 | 0 | 0% | 0.00013167 | 0.00013167
TVA_Transmission | VACAR | 900 | TVA_Transmission_2_VACAR | 0.000395 | 0.000395 | 0 | 0 | 0 | 0 | 0 | 0 | 0 | 0 | 0% | 0.00013167 | 0.00013167
VACAR | PJM_ROR | 2000 | VACAR_2_PJM_ROR | 0.000395 | 0.000395 | 0 | 0 | 0 | 0 | 0 | 0 | 0 | 0 | 0% | 0.00013167 | 0.00013167
VACAR | SOCO | 3000 | VACAR_2_SOCO | 0.000395 | 0.00062775 | 0 | 0 | 0 | 0 | 0 | 0 | 0 | 0 | 0% | 0.00013167 | 0.00020925
VACAR | TVA_Transmission | 900 | VACAR_2_TVA_Transmission | 0.000395 | 0.000395 | 0 | 0 | 0 | 0 | 0 | 0 | 0 | 0 | 0% | 0.00013167 | 0.00013167

## shadow prices
| Total Marginal Congestion (block shadow price*block hours)/total hours |  | Average of congested hour congestion (marginal congestion/congested hours)
Line name | F5B | F6B | F5B | F6B
ENT_2_MISO_MO-IL | 0 | 0 | 0 | 0
ENT_2_SOCO | 0.097748 | 0.015867 | 2.051 | 2.4174
ENT_2_SPP_N | 0 | 0 | 0 | 0
ENT_2_SPP_S | 0 | 0 | 0 | 0
ENT_2_TVA_Transmission | 0.0037263 | 0 | 2.6114 | 0
FRCC_2_SOCO | 0 | 0 | 0 | 0
IESO_2_MAPP_CA | 1.0728 | 1.4175 | 3.538 | 3.0011
IESO_2_MISO_MI | 1.2956 | 1.1762 | 4.4596 | 3.818
IESO_2_MISO_W | 1.1901 | 1.2683 | 4.3743 | 3.7805
IESO_2_NYISO_A-F | 0.046509 | 0.031758 | 0.47763 | 0.64511
MAPP_CA_2_IESO | 2.6765 | 0.13847 | 5.5841 | 7.826
MAPP_CA_2_MAPP_US | 0.85054 | 0.63286 | 16.1534 | 15.0853
MAPP_CA_2_MISO_W | 2.3997 | 2.319 | 13.2629 | 9.1663
MAPP_US_2_MAPP_CA | 2.8465 | 1.7774 | 5.2288 | 3.526
MAPP_US_2_MISO_W | 0.0047426 | 0.035382 | 3.3236 | 0.47176
MAPP_US_2_NE | 0 | 0.512 | 0 | 3.3616
MISO_IN_2_MISO_MI | 0.90358 | 0.0077914 | 2.9763 | 0.54602
MISO_IN_2_MISO_MO-IL | 0 | 0 | 0 | 0
MISO_IN_2_NonRTO_Midwest | 0 | 0 | 0 | 0
MISO_IN_2_PJM_ROR | 1.1828 | 0 | 3.0819 | 0
MISO_MI_2_IESO | 0 | 0 | 0 | 0
MISO_MI_2_MISO_IN | 0.030734 | 0.064382 | 1.3896 | 2.6698
MISO_MI_2_MISO_WUMS | 0.27896 | 0.044911 | 0.73132 | 0.30856
MISO_MI_2_PJM_ROR | 0.37032 | 0.0031504 | 1.9908 | 1.1039
MISO_MO-IL_2_ENT | 1.2348 | 0.037671 | 4.3595 | 0.60082
MISO_MO-IL_2_MISO_IN | 1.5768 | 0.37284 | 2.6049 | 1.3156
MISO_MO-IL_2_MISO_W | 0.0054116 | 0.087949 | 0.21671 | 0.71254
MISO_MO-IL_2_PJM_ROR | 2.5369 | 0 | 4.5158 | 0
MISO_MO-IL_2_SPP_N | 0 | 0 | 0 | 0
MISO_MO-IL_2_TVA_Transmission | 0.5485 | 0 | 3.1632 | 0
MISO_W_2_IESO | 3.5869 | 0.00095021 | 8.4438 | 0.03561
MISO_W_2_MAPP_CA | 3.6637 | 2.0552 | 7.3304 | 4.9757
MISO_W_2_MAPP_US | 0 | 0 | 0 | 0
MISO_W_2_MISO_MO-IL | 6.8212 | 0.05141 | 11.0044 | 0.7758
MISO_W_2_MISO_WUMS | 9.3085 | 0.21047 | 13.9836 | 0.83579
MISO_W_2_NE | 0 | 0 | 0 | 0
MISO_W_2_PJM_ROR | 9.359 | 3.7263e-05 | 13.4099 | 0.01187
MISO_W_2_SPP_N | 0 | 0 | 0 | 0
MISO_WUMS_2_MISO_MI | 0.30597 | 0.27208 | 0.90171 | 0.545
MISO_WUMS_2_MISO_W | 0.055365 | 0.15 | 2.9618 | 3.3586
MISO_WUMS_2_PJM_ROR | 0.37627 | 0.0023086 | 2.322 | 1.7976
NE_2_MAPP_US | 0.4931 | 0 | 7.1813 | 0
NE_2_MISO_W | 1.3934 | 0 | 4.3249 | 0
NE_2_SPP_N | 3.1833 | 0.71944 | 5.646 | 2.7235
NEISO_2_NYISO_A-F | 0.81054 | 1.004 | 2.9928 | 3.1091
NEISO_2_NYISO_G-I | 1.5022 | 1.562 | 3.902 | 3.1939
NEISO_2_NYISO_J-K | 1.7549 | 1.7949 | 3.0968 | 2.9274
NonRTO_Midwest_2_MISO_IN | 0 | 0 | 0 | 0
NonRTO_Midwest_2_TVA_Transmission | 0 | 0 | 0 | 0
NYISO_A-F_2_IESO | 0 | 0 | 0 | 0
NYISO_A-F_2_NEISO | 0.31577 | 0.27254 | 1.9811 | 1.9332
NYISO_A-F_2_NYISO_G-I | 2.1657 | 1.7898 | 4.6145 | 4.5168
NYISO_A-F_2_PJM_ROM | 0.3033 | 0.19793 | 5.4085 | 5.0076
NYISO_G-I_2_NEISO | 0 | 0 | 0 | 0
NYISO_G-I_2_NYISO_A-F | 0 | 0 | 0 | 0
NYISO_G-I_2_NYISO_J-K | 0.27942 | 0.32124 | 2.7502 | 3.9358
NYISO_G-I_2_PJM_E | 0.11192 | 0.093132 | 3.648 | 5.6754
NYISO_J-K_2_NEISO | 0.018222 | 0 | 0.021531 | 0
NYISO_J-K_2_NYISO_G-I | 0 | 0 | 0 | 0
NYISO_J-K_2_PJM_E | 0.13273 | 0.092938 | 0.21293 | 5.6635
PJM_E_2_NYISO_G-I | 0.35559 | 1.1007 | 3.1464 | 5.6634
PJM_E_2_NYISO_J-K | 0.44142 | 1.2503 | 1.8703 | 3.5344
PJM_E_2_PJM_ROM | 0 | 0 | 0 | 0
PJM_ROM_2_NYISO_A-F | 0 | 0.46117 | 0 | 5.7609
PJM_ROM_2_PJM_E | 0 | 0 | 0 | 0
PJM_ROM_2_PJM_ROR | 0 | 0 | 0 | 0
PJM_ROR_2_MISO_IN | 0.0028879 | 0.18998 | 4.0477 | 1.1638
PJM_ROR_2_MISO_MI | 0 | 0.15241 | 0 | 0.75407
PJM_ROR_2_MISO_MO-IL | 0.0029641 | 0.091661 | 0.46161 | 1.145
PJM_ROR_2_MISO_W | 0.0029556 | 0.14058 | 0.46029 | 1.6257
PJM_ROR_2_MISO_WUMS | 0.00019478 | 0.05008 | 0.27301 | 0.5562
PJM_ROR_2_PJM_ROM | 0.055402 | 0.027489 | 0.95395 | 0.30754
PJM_ROR_2_TVA_Transmission | 0.018361 | 0.012188 | 3.2168 | 4.0675
PJM_ROR_2_VACAR | 0.37774 | 0.11602 | 1.252 | 1.6229
SOCO_2_ENT | 0 | 0 | 0 | 0
SOCO_2_FRCC | 0.00093158 | 0.07047 | 1.3057 | 4.2944
SOCO_2_TVA_Transmission | 0 | 0 | 0 | 0
SOCO_2_VACAR | 0 | 0 | 0 | 0
SPP_N_2_ENT | 12.9816 | 0.69976 | 18.2939 | 2.222
SPP_N_2_MISO_MO-IL | 7.1691 | 0 | 16.4122 | 0
SPP_N_2_MISO_W | 2.8917 | 0 | 16.5319 | 0
SPP_N_2_NE | 1.5455 | 0.40319 | 22.3232 | 2.3359
SPP_N_2_SPP_S | 1.0391 | 0.059046 | 4.4144 | 0.59815
SPP_S_2_ENT | 12.8321 | 0.76366 | 20.0956 | 2.4297
SPP_S_2_SPP_N | 0.89399 | 0.5646 | 5.5453 | 6.351
TVA_2_ENT | 0 | 0.28356 | 0 | 3.6977
TVA_2_MISO_MO-IL | 0 | 0.044784 | 0 | 3.1384
TVA_2_NonRTO_Midwest | 0.088889 | 0.57866 | 2.3507 | 3.1558
TVA_2_PJM_ROR | 0 | 0 | 0 | 0
TVA_2_SOCO | 0.30261 | 0.64681 | 4.2842 | 4.2268
TVA_2_VACAR | 0.021892 | 0.12079 | 0.92982 | 3.1352
TVA_Transmission_2_ENT | 0 | 0 | 0 | 0
TVA_Transmission_2_MISO_MO-IL | 0 | 0 | 0 | 0
TVA_Transmission_2_NonRTO_Midwest | 0 | 0.0022273 | 0 | 1.5609
TVA_Transmission_2_PJM_ROR | 0 | 0 | 0 | 0
TVA_Transmission_2_SOCO | 0.00011856 | 0 | 0.08309 | 0
TVA_Transmission_2_TVA | 0 | 0 | 0 | 0
TVA_Transmission_2_VACAR | 0.0077406 | 0.0049035 | 1.2055 | 6.8727
VACAR_2_PJM_ROR | 0 | 0 | 0 | 0
VACAR_2_SOCO | 0.0012111 | 0.19458 | 1.6974 | 1.9919
VACAR_2_TVA_Transmission | 0 | 0.012907 | 0 | 4.5225
Average | 1.0706 | 0.28293 | 3.2019 | 1.8625
Average of non-zero | 1.6635 | 0.46091 | 4.9752 | 3.0341
| 12.9816 | 2.319 | 22.3232 | 15.0853

## Data
Transmission Table 1 - Eastern Interconnection
[8 empty] | Base Flow |  |  | Overload flow |  | Base Flow Shadow Price (2010$) |  |  | Overload Charge (2010$)
Line name | From | To | Year | Block | Duration | Dur w/OL | Base Transfer Limit | BAU | OL75 | OL25 | OL75 | OL25 | BAU | OL75 | OL25 | Duration Weight | OL75 | OL25 | flag
ENT_2_MISO_MO-IL | ENT | MISO_MO-IL | 2015 | B1 | 10 | 0 | 2260 | 0 | 0 | 0 | 0 | 0 | 0 | 0 | 0 | 0 | 0 | Infinite
ENT_2_MISO_MO-IL | ENT | MISO_MO-IL | 2015 | B2 | 25 | 0 | 2260 | 0 | 0 | 0 | 0 | 0 | 0 | 0 | 0 | 0 | 0 | Infinite
ENT_2_MISO_MO-IL | ENT | MISO_MO-IL | 2015 | B3 | 75 | 0 | 2260 | 0 | 0 | 0 | 0 | 0 | 0 | 0 | 0 | 0 | 0 | Infinite
ENT_2_MISO_MO-IL | ENT | MISO_MO-IL | 2015 | B4 | 100 | 0 | 2260 | 0 | 0 | 0 | 0 | 0 | 0 | 0 | 0 | 0 | 0 | Infinite
ENT_2_MISO_MO-IL | ENT | MISO_MO-IL | 2015 | B5 | 200 | 0 | 2260 | 0 | 0 | 0 | 0 | 0 | 0 | 0 | 0 | 0 | 0 | Infinite
ENT_2_MISO_MO-IL | ENT | MISO_MO-IL | 2015 | B6 | 300 | 0 | 2260 | 0 | 0 | 0 | 0 | 0 | 0 | 0 | 0 | 0 | 0 | Infinite
ENT_2_MISO_MO-IL | ENT | MISO_MO-IL | 2015 | B7 | 400 | 0 | 2260 | 0 | 0 | 0 | 0 | 0 | 0 | 0 | 0 | 0 | 0 | Infinite
ENT_2_MISO_MO-IL | ENT | MISO_MO-IL | 2015 | B8 | 500 | 0 | 2260 | 0 | 0 | 0 | 0 | 0 | 0 | 0 | 0 | 0 | 0 | Infinite
ENT_2_MISO_MO-IL | ENT | MISO_MO-IL | 2015 | B9 | 800 | 0 | 2260 | 0 | 0 | 0 | 0 | 0 | 0 | 0 | 0 | 0 | 0 | Infinite
ENT_2_MISO_MO-IL | ENT | MISO_MO-IL | 2015 | B10 | 1262 | 0 | 2260 | 0 | 0 | 0 | 0 | 0 | 0 | 0 | 0 | 0 | 0 | Infinite
ENT_2_MISO_MO-IL | ENT | MISO_MO-IL | 2015 | B11 | 25 | 0 | 2260 | 0 | 0 | 0 | 0 | 0 | 0 | 0 | 0 | 0 | 0 | Infinite
ENT_2_MISO_MO-IL | ENT | MISO_MO-IL | 2015 | B12 | 200 | 0 | 2260 | 0 | 0 | 0 | 0 | 0 | 0 | 0 | 0 | 0 | 0 | Infinite
ENT_2_MISO_MO-IL | ENT | MISO_MO-IL | 2015 | B13 | 600 | 0 | 2260 | 0 | 0 | 0 | 0 | 0 | 0 | 0 | 0 | 0 | 0 | Infinite
ENT_2_MISO_MO-IL | ENT | MISO_MO-IL | 2015 | B14 | 900 | 0 | 2260 | 0 | 0 | 0 | 0 | 0 | 0 | 0 | 0 | 0 | 0 | Infinite
ENT_2_MISO_MO-IL | ENT | MISO_MO-IL | 2015 | B15 | 1203 | 0 | 2260 | 0 | 0 | 0 | 0 | 0 | 0 | 0 | 0 | 0 | 0 | Infinite
ENT_2_MISO_MO-IL | ENT | MISO_MO-IL | 2015 | B16 | 25 | 0 | 2260 | 0 | 0 | 0 | 0 | 0 | 0 | 0 | 0 | 0 | 0 | Infinite
ENT_2_MISO_MO-IL | ENT | MISO_MO-IL | 2015 | B17 | 100 | 0 | 2260 | 0 | 0 | 0 | 0 | 0 | 0 | 0 | 0 | 0 | 0 | Infinite
ENT_2_MISO_MO-IL | ENT | MISO_MO-IL | 2015 | B18 | 400 | 0 | 2260 | 0 | 0 | 0 | 0 | 0 | 0 | 0 | 0 | 0 | 0 | Infinite
ENT_2_MISO_MO-IL | ENT | MISO_MO-IL | 2015 | B19 | 700 | 0 | 2260 | 0 | 0 | 0 | 0 | 0 | 0 | 0 | 0 | 0 | 0 | Infinite
ENT_2_MISO_MO-IL | ENT | MISO_MO-IL | 2015 | B20 | 935 | 0 | 2260 | 0 | 0 | 0 | 0 | 0 | 0 | 0 | 0 | 0 | 0 | Infinite
ENT_2_MISO_MO-IL | ENT | MISO_MO-IL | 2020 | B1 | 10 | 0 | 2260 | 0 | 0 | 0 | 0 | 0 | 0 | 0 | 0 | 0 | 0 | Infinite
ENT_2_MISO_MO-IL | ENT | MISO_MO-IL | 2020 | B2 | 25 | 0 | 2260 | 0 | 0 | 0 | 0 | 0 | 0 | 0 | 0 | 0 | 0 | Infinite
ENT_2_MISO_MO-IL | ENT | MISO_MO-IL | 2020 | B3 | 75 | 0 | 2260 | 0 | 0 | 0 | 0 | 0 | 0 | 0 | 0 | 0 | 0 | Infinite
ENT_2_MISO_MO-IL | ENT | MISO_MO-IL | 2020 | B4 | 100 | 0 | 2260 | 0 | 0 | 0 | 0 | 0 | 0 | 0 | 0 | 0 | 0 | Infinite
ENT_2_MISO_MO-IL | ENT | MISO_MO-IL | 2020 | B5 | 200 | 0 | 2260 | 0 | 0 | 0 | 0 | 0 | 0 | 0 | 0 | 0 | 0 | Infinite
ENT_2_MISO_MO-IL | ENT | MISO_MO-IL | 2020 | B6 | 300 | 0 | 2260 | 0 | 0 | 0 | 0 | 0 | 0 | 0 | 0 | 0 | 0 | Infinite
ENT_2_MISO_MO-IL | ENT | MISO_MO-IL | 2020 | B7 | 400 | 0 | 2260 | 0 | 0 | 0 | 0 | 0 | 0 | 0 | 0 | 0 | 0 | Infinite
ENT_2_MISO_MO-IL | ENT | MISO_MO-IL | 2020 | B8 | 500 | 0 | 2260 | 0 | 0 | 0 | 0 | 0 | 0 | 0 | 0 | 0 | 0 | Infinite
ENT_2_MISO_MO-IL | ENT | MISO_MO-IL | 2020 | B9 | 800 | 0 | 2260 | 0 | 0 | 0 | 0 | 0 | 0 | 0 | 0 | 0 | 0 | Infinite
ENT_2_MISO_MO-IL | ENT | MISO_MO-IL | 2020 | B10 | 1262 | 0 | 2260 | 0 | 0 | 0 | 0 | 0 | 0 | 0 | 0 | 0 | 0 | Infinite
ENT_2_MISO_MO-IL | ENT | MISO_MO-IL | 2020 | B11 | 25 | 0 | 2260 | 0 | 0 | 0 | 0 | 0 | 0 | 0 | 0 | 0 | 0 | Infinite
ENT_2_MISO_MO-IL | ENT | MISO_MO-IL | 2020 | B12 | 200 | 0 | 2260 | 0 | 0 | 0 | 0 | 0 | 0 | 0 | 0 | 0 | 0 | Infinite
ENT_2_MISO_MO-IL | ENT | MISO_MO-IL | 2020 | B13 | 600 | 0 | 2260 | 0 | 0 | 0 | 0 | 0 | 0 | 0 | 0 | 0 | 0 | Infinite
ENT_2_MISO_MO-IL | ENT | MISO_MO-IL | 2020 | B14 | 900 | 0 | 2260 | 0 | 0 | 0 | 0 | 0 | 0 | 0 | 0 | 0 | 0 | Infinite
ENT_2_MISO_MO-IL | ENT | MISO_MO-IL | 2020 | B15 | 1203 | 0 | 2260 | 0 | 0 | 0 | 0 | 0 | 0 | 0 | 0 | 0 | 0 | Infinite
ENT_2_MISO_MO-IL | ENT | MISO_MO-IL | 2020 | B16 | 25 | 0 | 2260 | 0 | 0 | 0 | 0 | 0 | 0 | 0 | 0 | 0 | 0 | Infinite
ENT_2_MISO_MO-IL | ENT | MISO_MO-IL | 2020 | B17 | 100 | 0 | 2260 | 0 | 0 | 0 | 0 | 0 | 0 | 0 | 0 | 0 | 0 | Infinite
ENT_2_MISO_MO-IL | ENT | MISO_MO-IL | 2020 | B18 | 400 | 0 | 2260 | 0 | 0 | 0 | 0 | 0 | 0 | 0 | 0 | 0 | 0 | Infinite
ENT_2_MISO_MO-IL | ENT | MISO_MO-IL | 2020 | B19 | 700 | 0 | 2260 | 0 | 0 | 0 | 0 | 0 | 0 | 0 | 0 | 0 | 0 | Infinite
ENT_2_MISO_MO-IL | ENT | MISO_MO-IL | 2020 | B20 | 935 | 0 | 2260 | 0 | 0 | 0 | 0 | 0 | 0 | 0 | 0 | 0 | 0 | Infinite
ENT_2_MISO_MO-IL | ENT | MISO_MO-IL | 2025 | B1 | 10 | 0 | 2260 | 0 | 0 | 0 | 0 | 0 | 0 | 0 | 0 | 0 | 0 | Infinite
ENT_2_MISO_MO-IL | ENT | MISO_MO-IL | 2025 | B2 | 25 | 0 | 2260 | 0 | 0 | 0 | 0 | 0 | 0 | 0 | 0 | 0 | 0 | Infinite
ENT_2_MISO_MO-IL | ENT | MISO_MO-IL | 2025 | B3 | 75 | 0 | 2260 | 0 | 0 | 0 | 0 | 0 | 0 | 0 | 0 | 0 | 0 | Infinite
ENT_2_MISO_MO-IL | ENT | MISO_MO-IL | 2025 | B4 | 100 | 0 | 2260 | 0 | 0 | 0 | 0 | 0 | 0 | 0 | 0 | 0 | 0 | Infinite
ENT_2_MISO_MO-IL | ENT | MISO_MO-IL | 2025 | B5 | 200 | 0 | 2260 | 0 | 0 | 0 | 0 | 0 | 0 | 0 | 0 | 0 | 0 | Infinite
ENT_2_MISO_MO-IL | ENT | MISO_MO-IL | 2025 | B6 | 300 | 0 | 2260 | 0 | 0 | 0 | 0 | 0 | 0 | 0 | 0 | 0 | 0 | Infinite
ENT_2_MISO_MO-IL | ENT | MISO_MO-IL | 2025 | B7 | 400 | 0 | 2260 | 0 | 0 | 0 | 0 | 0 | 0 | 0 | 0 | 0 | 0 | Infinite
ENT_2_MISO_MO-IL | ENT | MISO_MO-IL | 2025 | B8 | 500 | 0 | 2260 | 0 | 0 | 0 | 0 | 0 | 0 | 0 | 0 | 0 | 0 | Infinite
ENT_2_MISO_MO-IL | ENT | MISO_MO-IL | 2025 | B9 | 800 | 0 | 2260 | 0 | 0 | 0 | 0 | 0 | 0 | 0 | 0 | 0 | 0 | Infinite
ENT_2_MISO_MO-IL | ENT | MISO_MO-IL | 2025 | B10 | 1262 | 0 | 2260 | 0 | 0 | 0 | 0 | 0 | 0 | 0 | 0 | 0 | 0 | Infinite
ENT_2_MISO_MO-IL | ENT | MISO_MO-IL | 2025 | B11 | 25 | 0 | 2260 | 0 | 0 | 0 | 0 | 0 | 0 | 0 | 0 | 0 | 0 | Infinite
ENT_2_MISO_MO-IL | ENT | MISO_MO-IL | 2025 | B12 | 200 | 0 | 2260 | 0 | 0 | 0 | 0 | 0 | 0 | 0 | 0 | 0 | 0 | Infinite
ENT_2_MISO_MO-IL | ENT | MISO_MO-IL | 2025 | B13 | 600 | 0 | 2260 | 0 | 0 | 0 | 0 | 0 | 0 | 0 | 0 | 0 | 0 | Infinite
ENT_2_MISO_MO-IL | ENT | MISO_MO-IL | 2025 | B14 | 900 | 0 | 2260 | 0 | 0 | 0 | 0 | 0 | 0 | 0 | 0 | 0 | 0 | Infinite
ENT_2_MISO_MO-IL | ENT | MISO_MO-IL | 2025 | B15 | 1203 | 0 | 2260 | 0 | 0 | 0 | 0 | 0 | 0 | 0 | 0 | 0 | 0 | Infinite
ENT_2_MISO_MO-IL | ENT | MISO_MO-IL | 2025 | B16 | 25 | 0 | 2260 | 0 | 0 | 0 | 0 | 0 | 0 | 0 | 0 | 0 | 0 | Infinite
ENT_2_MISO_MO-IL | ENT | MISO_MO-IL | 2025 | B17 | 100 | 0 | 2260 | 0 | 0 | 0 | 0 | 0 | 0 | 0 | 0 | 0 | 0 | Infinite
ENT_2_MISO_MO-IL | ENT | MISO_MO-IL | 2025 | B18 | 400 | 0 | 2260 | 0 | 0 | 0 | 0 | 0 | 0 | 0 | 0 | 0 | 0 | Infinite
ENT_2_MISO_MO-IL | ENT | MISO_MO-IL | 2025 | B19 | 700 | 0 | 2260 | 0 | 0 | 0 | 0 | 0 | 0 | 0 | 0 | 0 | 0 | Infinite
ENT_2_MISO_MO-IL | ENT | MISO_MO-IL | 2025 | B20 | 935 | 0 | 2260 | 0 | 0 | 0 | 0 | 0 | 0 | 0 | 0 | 0 | 0 | Infinite
ENT_2_MISO_MO-IL | ENT | MISO_MO-IL | 2030 | B1 | 10 | 0 | 2260 | 0 | 0 | 0 | 0 | 0 | 0 | 0 | 0 | 0 | 0 | Infinite
ENT_2_MISO_MO-IL | ENT | MISO_MO-IL | 2030 | B2 | 25 | 0 | 2260 | 0 | 0 | 0 | 0 | 0 | 0 | 0 | 0 | 0 | 0 | Infinite
ENT_2_MISO_MO-IL | ENT | MISO_MO-IL | 2030 | B3 | 75 | 0 | 2260 | 0 | 0 | 0 | 0 | 0 | 0 | 0 | 0 | 0 | 0 | Infinite
ENT_2_MISO_MO-IL | ENT | MISO_MO-IL | 2030 | B4 | 100 | 0 | 2260 | 0 | 0 | 0 | 0 | 0 | 0 | 0 | 0 | 0 | 0 | Infinite
ENT_2_MISO_MO-IL | ENT | MISO_MO-IL | 2030 | B5 | 200 | 0 | 2260 | 0 | 0 | 0 | 0 | 0 | 0 | 0 | 0 | 0 | 0 | Infinite
ENT_2_MISO_MO-IL | ENT | MISO_MO-IL | 2030 | B6 | 300 | 0 | 2260 | 0 | 0 | 0 | 0 | 0 | 0 | 0 | 0 | 0 | 0 | Infinite
ENT_2_MISO_MO-IL | ENT | MISO_MO-IL | 2030 | B7 | 400 | 0 | 2260 | 0 | 0 | 0 | 0 | 0 | 0 | 0 | 0 | 0 | 0 | Infinite
ENT_2_MISO_MO-IL | ENT | MISO_MO-IL | 2030 | B8 | 500 | 0 | 2260 | 0 | 0 | 0 | 0 | 0 | 0 | 0 | 0 | 0 | 0 | Infinite
ENT_2_MISO_MO-IL | ENT | MISO_MO-IL | 2030 | B9 | 800 | 0 | 2260 | 0 | 0 | 0 | 0 | 0 | 0 | 0 | 0 | 0 | 0 | Infinite
ENT_2_MISO_MO-IL | ENT | MISO_MO-IL | 2030 | B10 | 1262 | 0 | 2260 | 0 | 0 | 0 | 0 | 0 | 0 | 0 | 0 | 0 | 0 | Infinite
ENT_2_MISO_MO-IL | ENT | MISO_MO-IL | 2030 | B11 | 25 | 0 | 2260 | 0 | 0 | 0 | 0 | 0 | 0 | 0 | 0 | 0 | 0 | Infinite
ENT_2_MISO_MO-IL | ENT | MISO_MO-IL | 2030 | B12 | 200 | 0 | 2260 | 0 | 0 | 0 | 0 | 0 | 0 | 0 | 0 | 0 | 0 | Infinite
ENT_2_MISO_MO-IL | ENT | MISO_MO-IL | 2030 | B13 | 600 | 0 | 2260 | 0 | 0 | 0 | 0 | 0 | 0 | 0 | 0 | 0 | 0 | Infinite
ENT_2_MISO_MO-IL | ENT | MISO_MO-IL | 2030 | B14 | 900 | 0 | 2260 | 0 | 0 | 0 | 0 | 0 | 0 | 0 | 0 | 0 | 0 | Infinite
ENT_2_MISO_MO-IL | ENT | MISO_MO-IL | 2030 | B15 | 1203 | 0 | 2260 | 0 | 0 | 0 | 0 | 0 | 0 | 0 | 0 | 0 | 0 | Infinite
ENT_2_MISO_MO-IL | ENT | MISO_MO-IL | 2030 | B16 | 25 | 0 | 2260 | 0 | 0 | 0 | 0 | 0 | 0 | 0 | 0 | 0 | 0 | Infinite
ENT_2_MISO_MO-IL | ENT | MISO_MO-IL | 2030 | B17 | 100 | 0 | 2260 | 0 | 0 | 0 | 0 | 0 | 0 | 0 | 0 | 0 | 0 | Infinite
ENT_2_MISO_MO-IL | ENT | MISO_MO-IL | 2030 | B18 | 400 | 0 | 2260 | 0 | 0 | 0 | 0 | 0 | 0 | 0 | 0 | 0 | 0 | Infinite
ENT_2_MISO_MO-IL | ENT | MISO_MO-IL | 2030 | B19 | 700 | 0 | 2260 | 0 | 0 | 0 | 0 | 0 | 0 | 0 | 0 | 0 | 0 | Infinite
ENT_2_MISO_MO-IL | ENT | MISO_MO-IL | 2030 | B20 | 935 | 0 | 2260 | 0 | 0 | 0 | 0 | 0 | 0 | 0 | 0 | 0 | 0 | Infinite
ENT_2_MISO_MO-IL | ENT | MISO_MO-IL | 2035 | B1 | 10 | 0 | 2260 | 0 | 0 | 0 | 0 | 0 | 0 | 0 | 0 | 0 | 0 | Infinite
ENT_2_MISO_MO-IL | ENT | MISO_MO-IL | 2035 | B2 | 25 | 0 | 2260 | 0 | 0 | 0 | 0 | 0 | 0 | 0 | 0 | 0 | 0 | Infinite
ENT_2_MISO_MO-IL | ENT | MISO_MO-IL | 2035 | B3 | 75 | 0 | 2260 | 0 | 0 | 0 | 0 | 0 | 0 | 0 | 0 | 0 | 0 | Infinite
ENT_2_MISO_MO-IL | ENT | MISO_MO-IL | 2035 | B4 | 100 | 0 | 2260 | 0 | 0 | 0 | 0 | 0 | 0 | 0 | 0 | 0 | 0 | Infinite
ENT_2_MISO_MO-IL | ENT | MISO_MO-IL | 2035 | B5 | 200 | 0 | 2260 | 0 | 0 | 0 | 0 | 0 | 0 | 0 | 0 | 0 | 0 | Infinite
ENT_2_MISO_MO-IL | ENT | MISO_MO-IL | 2035 | B6 | 300 | 0 | 2260 | 0 | 0 | 0 | 0 | 0 | 0 | 0 | 0 | 0 | 0 | Infinite
ENT_2_MISO_MO-IL | ENT | MISO_MO-IL | 2035 | B7 | 400 | 0 | 2260 | 0 | 0 | 0 | 0 | 0 | 0 | 0 | 0 | 0 | 0 | Infinite
ENT_2_MISO_MO-IL | ENT | MISO_MO-IL | 2035 | B8 | 500 | 0 | 2260 | 0 | 0 | 0 | 0 | 0 | 0 | 0 | 0 | 0 | 0 | Infinite
ENT_2_MISO_MO-IL | ENT | MISO_MO-IL | 2035 | B9 | 800 | 0 | 2260 | 0 | 0 | 0 | 0 | 0 | 0 | 0 | 0 | 0 | 0 | Infinite
ENT_2_MISO_MO-IL | ENT | MISO_MO-IL | 2035 | B10 | 1262 | 0 | 2260 | 0 | 0 | 0 | 0 | 0 | 0 | 0 | 0 | 0 | 0 | Infinite
ENT_2_MISO_MO-IL | ENT | MISO_MO-IL | 2035 | B11 | 25 | 0 | 2260 | 0 | 0 | 0 | 0 | 0 | 0 | 0 | 0 | 0 | 0 | Infinite
ENT_2_MISO_MO-IL | ENT | MISO_MO-IL | 2035 | B12 | 200 | 0 | 2260 | 0 | 0 | 0 | 0 | 0 | 0 | 0 | 0 | 0 | 0 | Infinite
ENT_2_MISO_MO-IL | ENT | MISO_MO-IL | 2035 | B13 | 600 | 0 | 2260 | 0 | 0 | 0 | 0 | 0 | 0 | 0 | 0 | 0 | 0 | Infinite
ENT_2_MISO_MO-IL | ENT | MISO_MO-IL | 2035 | B14 | 900 | 0 | 2260 | 0 | 0 | 0 | 0 | 0 | 0 | 0 | 0 | 0 | 0 | Infinite
ENT_2_MISO_MO-IL | ENT | MISO_MO-IL | 2035 | B15 | 1203 | 0 | 2260 | 0 | 0 | 0 | 0 | 0 | 0 | 0 | 0 | 0 | 0 | Infinite
ENT_2_MISO_MO-IL | ENT | MISO_MO-IL | 2035 | B16 | 25 | 0 | 2260 | 0 | 0 | 0 | 0 | 0 | 0 | 0 | 0 | 0 | 0 | Infinite
ENT_2_MISO_MO-IL | ENT | MISO_MO-IL | 2035 | B17 | 100 | 0 | 2260 | 0 | 0 | 0 | 0 | 0 | 0 | 0 | 0 | 0 | 0 | Infinite
ENT_2_MISO_MO-IL | ENT | MISO_MO-IL | 2035 | B18 | 400 | 0 | 2260 | 0 | 0 | 0 | 0 | 0 | 0 | 0 | 0 | 0 | 0 | Infinite
ENT_2_MISO_MO-IL | ENT | MISO_MO-IL | 2035 | B19 | 700 | 0 | 2260 | 0 | 0 | 0 | 0 | 0 | 0 | 0 | 0 | 0 | 0 | Infinite
ENT_2_MISO_MO-IL | ENT | MISO_MO-IL | 2035 | B20 | 935 | 0 | 2260 | 0 | 0 | 0 | 0 | 0 | 0 | 0 | 0 | 0 | 0 | Infinite
ENT_2_MISO_MO-IL | ENT | MISO_MO-IL | 2040 | B1 | 10 | 0 | 2260 | 0 | 0 | 0 | 0 | 0 | 0 | 0 | 0 | 0 | 0 | Infinite
ENT_2_MISO_MO-IL | ENT | MISO_MO-IL | 2040 | B2 | 25 | 0 | 2260 | 0 | 0 | 0 | 0 | 0 | 0 | 0 | 0 | 0 | 0 | Infinite
ENT_2_MISO_MO-IL | ENT | MISO_MO-IL | 2040 | B3 | 75 | 0 | 2260 | 0 | 0 | 0 | 0 | 0 | 0 | 0 | 0 | 0 | 0 | Infinite
ENT_2_MISO_MO-IL | ENT | MISO_MO-IL | 2040 | B4 | 100 | 0 | 2260 | 0 | 0 | 0 | 0 | 0 | 0 | 0 | 0 | 0 | 0 | Infinite
ENT_2_MISO_MO-IL | ENT | MISO_MO-IL | 2040 | B5 | 200 | 0 | 2260 | 0 | 0 | 0 | 0 | 0 | 0 | 0 | 0 | 0 | 0 | Infinite
ENT_2_MISO_MO-IL | ENT | MISO_MO-IL | 2040 | B6 | 300 | 0 | 2260 | 0 | 0 | 0 | 0 | 0 | 0 | 0 | 0 | 0 | 0 | Infinite
ENT_2_MISO_MO-IL | ENT | MISO_MO-IL | 2040 | B7 | 400 | 0 | 2260 | 0 | 0 | 0 | 0 | 0 | 0 | 0 | 0 | 0 | 0 | Infinite
ENT_2_MISO_MO-IL | ENT | MISO_MO-IL | 2040 | B8 | 500 | 0 | 2260 | 0 | 0 | 0 | 0 | 0 | 0 | 0 | 0 | 0 | 0 | Infinite
ENT_2_MISO_MO-IL | ENT | MISO_MO-IL | 2040 | B9 | 800 | 0 | 2260 | 0 | 0 | 0 | 0 | 0 | 0 | 0 | 0 | 0 | 0 | Infinite
ENT_2_MISO_MO-IL | ENT | MISO_MO-IL | 2040 | B10 | 1262 | 0 | 2260 | 0 | 0 | 0 | 0 | 0 | 0 | 0 | 0 | 0 | 0 | Infinite
ENT_2_MISO_MO-IL | ENT | MISO_MO-IL | 2040 | B11 | 25 | 0 | 2260 | 0 | 0 | 0 | 0 | 0 | 0 | 0 | 0 | 0 | 0 | Infinite
ENT_2_MISO_MO-IL | ENT | MISO_MO-IL | 2040 | B12 | 200 | 0 | 2260 | 0 | 0 | 0 | 0 | 0 | 0 | 0 | 0 | 0 | 0 | Infinite
ENT_2_MISO_MO-IL | ENT | MISO_MO-IL | 2040 | B13 | 600 | 0 | 2260 | 0 | 0 | 0 | 0 | 0 | 0 | 0 | 0 | 0 | 0 | Infinite
ENT_2_MISO_MO-IL | ENT | MISO_MO-IL | 2040 | B14 | 900 | 0 | 2260 | 0 | 0 | 0 | 0 | 0 | 0 | 0 | 0 | 0 | 0 | Infinite
ENT_2_MISO_MO-IL | ENT | MISO_MO-IL | 2040 | B15 | 1203 | 0 | 2260 | 0 | 0 | 0 | 0 | 0 | 0 | 0 | 0 | 0 | 0 | Infinite
ENT_2_MISO_MO-IL | ENT | MISO_MO-IL | 2040 | B16 | 25 | 0 | 2260 | 0 | 0 | 0 | 0 | 0 | 0 | 0 | 0 | 0 | 0 | Infinite
ENT_2_MISO_MO-IL | ENT | MISO_MO-IL | 2040 | B17 | 100 | 0 | 2260 | 0 | 0 | 0 | 0 | 0 | 0 | 0 | 0 | 0 | 0 | Infinite
ENT_2_MISO_MO-IL | ENT | MISO_MO-IL | 2040 | B18 | 400 | 0 | 2260 | 0 | 0 | 0 | 0 | 0 | 0 | 0 | 0 | 0 | 0 | Infinite
ENT_2_MISO_MO-IL | ENT | MISO_MO-IL | 2040 | B19 | 700 | 0 | 2260 | 0 | 0 | 0 | 0 | 0 | 0 | 0 | 0 | 0 | 0 | Infinite
ENT_2_MISO_MO-IL | ENT | MISO_MO-IL | 2040 | B20 | 935 | 0 | 2260 | 0 | 0 | 0 | 0 | 0 | 0 | 0 | 0 | 0 | 0 | Infinite
ENT_2_MISO_MO-IL | ENT | MISO_MO-IL | 2045 | B1 | 10 | 0 | 2260 | 0 | 0 | 0 | 0 | 0 | 0 | 0 | 0 | 0 | 0 | Infinite
ENT_2_MISO_MO-IL | ENT | MISO_MO-IL | 2045 | B2 | 25 | 0 | 2260 | 0 | 0 | 0 | 0 | 0 | 0 | 0 | 0 | 0 | 0 | Infinite
ENT_2_MISO_MO-IL | ENT | MISO_MO-IL | 2045 | B3 | 75 | 0 | 2260 | 0 | 0 | 0 | 0 | 0 | 0 | 0 | 0 | 0 | 0 | Infinite
ENT_2_MISO_MO-IL | ENT | MISO_MO-IL | 2045 | B4 | 100 | 0 | 2260 | 0 | 0 | 0 | 0 | 0 | 0 | 0 | 0 | 0 | 0 | Infinite
ENT_2_MISO_MO-IL | ENT | MISO_MO-IL | 2045 | B5 | 200 | 0 | 2260 | 0 | 0 | 0 | 0 | 0 | 0 | 0 | 0 | 0 | 0 | Infinite
ENT_2_MISO_MO-IL | ENT | MISO_MO-IL | 2045 | B6 | 300 | 0 | 2260 | 0 | 0 | 0 | 0 | 0 | 0 | 0 | 0 | 0 | 0 | Infinite
ENT_2_MISO_MO-IL | ENT | MISO_MO-IL | 2045 | B7 | 400 | 0 | 2260 | 0 | 0 | 0 | 0 | 0 | 0 | 0 | 0 | 0 | 0 | Infinite
ENT_2_MISO_MO-IL | ENT | MISO_MO-IL | 2045 | B8 | 500 | 0 | 2260 | 0 | 0 | 0 | 0 | 0 | 0 | 0 | 0 | 0 | 0 | Infinite
ENT_2_MISO_MO-IL | ENT | MISO_MO-IL | 2045 | B9 | 800 | 0 | 2260 | 0 | 0 | 0 | 0 | 0 | 0 | 0 | 0 | 0 | 0 | Infinite
ENT_2_MISO_MO-IL | ENT | MISO_MO-IL | 2045 | B10 | 1262 | 0 | 2260 | 0 | 0 | 0 | 0 | 0 | 0 | 0 | 0 | 0 | 0 | Infinite
ENT_2_MISO_MO-IL | ENT | MISO_MO-IL | 2045 | B11 | 25 | 0 | 2260 | 0 | 0 | 0 | 0 | 0 | 0 | 0 | 0 | 0 | 0 | Infinite
ENT_2_MISO_MO-IL | ENT | MISO_MO-IL | 2045 | B12 | 200 | 0 | 2260 | 0 | 0 | 0 | 0 | 0 | 0 | 0 | 0 | 0 | 0 | Infinite
ENT_2_MISO_MO-IL | ENT | MISO_MO-IL | 2045 | B13 | 600 | 0 | 2260 | 0 | 0 | 0 | 0 | 0 | 0 | 0 | 0 | 0 | 0 | Infinite
ENT_2_MISO_MO-IL | ENT | MISO_MO-IL | 2045 | B14 | 900 | 0 | 2260 | 0 | 0 | 0 | 0 | 0 | 0 | 0 | 0 | 0 | 0 | Infinite
ENT_2_MISO_MO-IL | ENT | MISO_MO-IL | 2045 | B15 | 1203 | 0 | 2260 | 0 | 0 | 0 | 0 | 0 | 0 | 0 | 0 | 0 | 0 | Infinite
ENT_2_MISO_MO-IL | ENT | MISO_MO-IL | 2045 | B16 | 25 | 0 | 2260 | 0 | 0 | 0 | 0 | 0 | 0 | 0 | 0 | 0 | 0 | Infinite
ENT_2_MISO_MO-IL | ENT | MISO_MO-IL | 2045 | B17 | 100 | 0 | 2260 | 0 | 0 | 0 | 0 | 0 | 0 | 0 | 0 | 0 | 0 | Infinite
ENT_2_MISO_MO-IL | ENT | MISO_MO-IL | 2045 | B18 | 400 | 0 | 2260 | 0 | 0 | 0 | 0 | 0 | 0 | 0 | 0 | 0 | 0 | Infinite
ENT_2_MISO_MO-IL | ENT | MISO_MO-IL | 2045 | B19 | 700 | 0 | 2260 | 0 | 0 | 0 | 0 | 0 | 0 | 0 | 0 | 0 | 0 | Infinite
ENT_2_MISO_MO-IL | ENT | MISO_MO-IL | 2045 | B20 | 935 | 0 | 2260 | 0 | 0 | 0 | 0 | 0 | 0 | 0 | 0 | 0 | 0 | Infinite
ENT_2_MISO_MO-IL | ENT | MISO_MO-IL | 2050 | B1 | 10 | 0 | 2260 | 0 | 0 | 0 | 0 | 0 | 0 | 0 | 0 | 0 | 0 | Infinite
ENT_2_MISO_MO-IL | ENT | MISO_MO-IL | 2050 | B2 | 25 | 0 | 2260 | 0 | 0 | 0 | 0 | 0 | 0 | 0 | 0 | 0 | 0 | Infinite
ENT_2_MISO_MO-IL | ENT | MISO_MO-IL | 2050 | B3 | 75 | 0 | 2260 | 0 | 0 | 0 | 0 | 0 | 0 | 0 | 0 | 0 | 0 | Infinite
ENT_2_MISO_MO-IL | ENT | MISO_MO-IL | 2050 | B4 | 100 | 0 | 2260 | 0 | 0 | 0 | 0 | 0 | 0 | 0 | 0 | 0 | 0 | Infinite
ENT_2_MISO_MO-IL | ENT | MISO_MO-IL | 2050 | B5 | 200 | 0 | 2260 | 0 | 0 | 0 | 0 | 0 | 0 | 0 | 0 | 0 | 0 | Infinite
ENT_2_MISO_MO-IL | ENT | MISO_MO-IL | 2050 | B6 | 300 | 0 | 2260 | 0 | 0 | 0 | 0 | 0 | 0 | 0 | 0 | 0 | 0 | Infinite
ENT_2_MISO_MO-IL | ENT | MISO_MO-IL | 2050 | B7 | 400 | 0 | 2260 | 0 | 0 | 0 | 0 | 0 | 0 | 0 | 0 | 0 | 0 | Infinite
ENT_2_MISO_MO-IL | ENT | MISO_MO-IL | 2050 | B8 | 500 | 0 | 2260 | 0 | 0 | 0 | 0 | 0 | 0 | 0 | 0 | 0 | 0 | Infinite
ENT_2_MISO_MO-IL | ENT | MISO_MO-IL | 2050 | B9 | 800 | 0 | 2260 | 0 | 0 | 0 | 0 | 0 | 0 | 0 | 0 | 0 | 0 | Infinite
ENT_2_MISO_MO-IL | ENT | MISO_MO-IL | 2050 | B10 | 1262 | 0 | 2260 | 0 | 0 | 0 | 0 | 0 | 0 | 0 | 0 | 0 | 0 | Infinite
ENT_2_MISO_MO-IL | ENT | MISO_MO-IL | 2050 | B11 | 25 | 0 | 2260 | 0 | 0 | 0 | 0 | 0 | 0 | 0 | 0 | 0 | 0 | Infinite
ENT_2_MISO_MO-IL | ENT | MISO_MO-IL | 2050 | B12 | 200 | 0 | 2260 | 0 | 0 | 0 | 0 | 0 | 0 | 0 | 0 | 0 | 0 | Infinite
ENT_2_MISO_MO-IL | ENT | MISO_MO-IL | 2050 | B13 | 600 | 0 | 2260 | 0 | 0 | 0 | 0 | 0 | 0 | 0 | 0 | 0 | 0 | Infinite
ENT_2_MISO_MO-IL | ENT | MISO_MO-IL | 2050 | B14 | 900 | 0 | 2260 | 0 | 0 | 0 | 0 | 0 | 0 | 0 | 0 | 0 | 0 | Infinite
ENT_2_MISO_MO-IL | ENT | MISO_MO-IL | 2050 | B15 | 1203 | 0 | 2260 | 0 | 0 | 0 | 0 | 0 | 0 | 0 | 0 | 0 | 0 | Infinite
ENT_2_MISO_MO-IL | ENT | MISO_MO-IL | 2050 | B16 | 25 | 0 | 2260 | 0 | 0 | 0 | 0 | 0 | 0 | 0 | 0 | 0 | 0 | Infinite
ENT_2_MISO_MO-IL | ENT | MISO_MO-IL | 2050 | B17 | 100 | 0 | 2260 | 0 | 0 | 0 | 0 | 0 | 0 | 0 | 0 | 0 | 0 | Infinite
ENT_2_MISO_MO-IL | ENT | MISO_MO-IL | 2050 | B18 | 400 | 0 | 2260 | 0 | 0 | 0 | 0 | 0 | 0 | 0 | 0 | 0 | 0 | Infinite
ENT_2_MISO_MO-IL | ENT | MISO_MO-IL | 2050 | B19 | 700 | 0 | 2260 | 0 | 0 | 0 | 0 | 0 | 0 | 0 | 0 | 0 | 0 | Infinite
ENT_2_MISO_MO-IL | ENT | MISO_MO-IL | 2050 | B20 | 935 | 0 | 2260 | 0 | 0 | 0 | 0 | 0 | 0 | 0 | 0 | 0 | 0 | Infinite
ENT_2_SOCO | ENT | SOCO | 2015 | B1 | 10 | 0 | 2000 | 0 | 0 | 0 | 0 | 0 | 0 | 0 | 0 | 0 | 0 | Infinite
ENT_2_SOCO | ENT | SOCO | 2015 | B2 | 25 | 0 | 2000 | 0 | 0 | 0 | 0 | 0 | 0 | 0 | 0 | 0 | 0 | Infinite
ENT_2_SOCO | ENT | SOCO | 2015 | B3 | 75 | 0 | 2000 | 2000 | 0 | 1794.55 | 0 | 0 | 0.78342 | 0 | 0 | 0.15668 | 0 | Infinite
ENT_2_SOCO | ENT | SOCO | 2015 | B4 | 100 | 0 | 2000 | 2000 | 0 | 1830.73 | 0 | 0 | 0.78342 | 0 | 0 | 0.20891 | 0 | Infinite
ENT_2_SOCO | ENT | SOCO | 2015 | B5 | 200 | 0 | 2000 | 2000 | 0 | 2000 | 0 | 0 | 0.43919 | 0 | 0.43919 | 0.23423 | 0 | Infinite
ENT_2_SOCO | ENT | SOCO | 2015 | B6 | 300 | 0 | 2000 | 443.85 | 0 | 443.85 | 0 | 0 | 0 | 0 | 0 | 0 | 0 | Infinite
ENT_2_SOCO | ENT | SOCO | 2015 | B7 | 400 | 0 | 2000 | 1318.37 | 0 | 1318.37 | 0 | 0 | 0 | 0 | 0 | 0 | 0 | Infinite
ENT_2_SOCO | ENT | SOCO | 2015 | B8 | 500 | 0 | 2000 | 0 | 0 | 0 | 0 | 0 | 0 | 0 | 0 | 0 | 0 | Infinite
ENT_2_SOCO | ENT | SOCO | 2015 | B9 | 800 | 0 | 2000 | 0 | 0 | 0 | 0 | 0 | 0 | 0 | 0 | 0 | 0 | Infinite
ENT_2_SOCO | ENT | SOCO | 2015 | B10 | 1262 | 0 | 2000 | 0 | 0 | 0 | 0 | 0 | 0 | 0 | 0 | 0 | 0 | Infinite
ENT_2_SOCO | ENT | SOCO | 2015 | B11 | 25 | 0 | 2000 | 0 | 0 | 0 | 0 | 0 | 0 | 0 | 0 | 0 | 0 | Infinite
ENT_2_SOCO | ENT | SOCO | 2015 | B12 | 200 | 0 | 2000 | 0 | 0 | 0 | 0 | 0 | 0 | 0 | 0 | 0 | 0 | Infinite
ENT_2_SOCO | ENT | SOCO | 2015 | B13 | 600 | 0 | 2000 | 0 | 0 | 0 | 0 | 0 | 0 | 0 | 0 | 0 | 0 | Infinite
ENT_2_SOCO | ENT | SOCO | 2015 | B14 | 900 | 0 | 2000 | 0 | 0 | 0 | 0 | 0 | 0 | 0 | 0 | 0 | 0 | Infinite
ENT_2_SOCO | ENT | SOCO | 2015 | B15 | 1203 | 0 | 2000 | 0 | 0 | 0 | 0 | 0 | 0 | 0 | 0 | 0 | 0 | Infinite
ENT_2_SOCO | ENT | SOCO | 2015 | B16 | 25 | 0 | 2000 | 1974.02 | 0 | 1974.02 | 0 | 0 | 0 | 0 | 0 | 0 | 0 | Infinite
ENT_2_SOCO | ENT | SOCO | 2015 | B17 | 100 | 0 | 2000 | 0 | 0 | 0 | 0 | 0 | 0 | 0 | 0 | 0 | 0 | Infinite
ENT_2_SOCO | ENT | SOCO | 2015 | B18 | 400 | 0 | 2000 | 0 | 0 | 0 | 0 | 0 | 0 | 0 | 0 | 0 | 0 | Infinite
ENT_2_SOCO | ENT | SOCO | 2015 | B19 | 700 | 0 | 2000 | 0 | 0 | 0 | 0 | 0 | 0 | 0 | 0 | 0 | 0 | Infinite
ENT_2_SOCO | ENT | SOCO | 2015 | B20 | 935 | 0 | 2000 | 0 | 0 | 0 | 0 | 0 | 0 | 0 | 0 | 0 | 0 | Infinite
ENT_2_SOCO | ENT | SOCO | 2020 | B1 | 10 | 0 | 2000 | 0 | 0 | 0 | 0 | 0 | 0 | 0 | 0 | 0 | 0 | Infinite
ENT_2_SOCO | ENT | SOCO | 2020 | B2 | 25 | 0 | 2000 | 0 | 0 | 0 | 0 | 0 | 0 | 0 | 0 | 0 | 0 | Infinite
ENT_2_SOCO | ENT | SOCO | 2020 | B3 | 75 | 0 | 2000 | 1679.29 | 0 | 831.63 | 0 | 0 | 0 | 0 | 0 | 0 | 0 | Infinite
ENT_2_SOCO | ENT | SOCO | 2020 | B4 | 100 | 0 | 2000 | 1717.08 | 0 | 865.32 | 0 | 0 | 0 | 0 | 0 | 0 | 0 | Infinite
ENT_2_SOCO | ENT | SOCO | 2020 | B5 | 200 | 0 | 2000 | 2000 | 0 | 1821.27 | 0 | 0 | 2.6945 | 0 | 0 | 2.6945 | 0 | Infinite
ENT_2_SOCO | ENT | SOCO | 2020 | B6 | 300 | 0 | 2000 | 0 | 0 | 0 | 0 | 0 | 0 | 0 | 0 | 0 | 0 | Infinite
ENT_2_SOCO | ENT | SOCO | 2020 | B7 | 400 | 0 | 2000 | 474 | 0 | 298.4 | 0 | 0 | 0 | 0 | 0 | 0 | 0 | Infinite
ENT_2_SOCO | ENT | SOCO | 2020 | B8 | 500 | 0 | 2000 | 0 | 0 | 0 | 0 | 0 | 0 | 0 | 0 | 0 | 0 | Infinite
ENT_2_SOCO | ENT | SOCO | 2020 | B9 | 800 | 0 | 2000 | 0 | 0 | 0 | 0 | 0 | 0 | 0 | 0 | 0 | 0 | Infinite
ENT_2_SOCO | ENT | SOCO | 2020 | B10 | 1262 | 0 | 2000 | 0 | 0 | 0 | 0 | 0 | 0 | 0 | 0 | 0 | 0 | Infinite
ENT_2_SOCO | ENT | SOCO | 2020 | B11 | 25 | 0 | 2000 | 0 | 0 | 0 | 0 | 0 | 0 | 0 | 0 | 0 | 0 | Infinite
ENT_2_SOCO | ENT | SOCO | 2020 | B12 | 200 | 0 | 2000 | 0 | 0 | 0 | 0 | 0 | 0 | 0 | 0 | 0 | 0 | Infinite
ENT_2_SOCO | ENT | SOCO | 2020 | B13 | 600 | 0 | 2000 | 0 | 0 | 0 | 0 | 0 | 0 | 0 | 0 | 0 | 0 | Infinite
ENT_2_SOCO | ENT | SOCO | 2020 | B14 | 900 | 0 | 2000 | 0 | 0 | 0 | 0 | 0 | 0 | 0 | 0 | 0 | 0 | Infinite
ENT_2_SOCO | ENT | SOCO | 2020 | B15 | 1203 | 0 | 2000 | 0 | 0 | 0 | 0 | 0 | 0 | 0 | 0 | 0 | 0 | Infinite
ENT_2_SOCO | ENT | SOCO | 2020 | B16 | 25 | 0 | 2000 | 1823.81 | 0 | 1720.48 | 0 | 0 | 0 | 0 | 0 | 0 | 0 | Infinite
ENT_2_SOCO | ENT | SOCO | 2020 | B17 | 100 | 0 | 2000 | 0 | 0 | 0 | 0 | 0 | 0 | 0 | 0 | 0 | 0 | Infinite
ENT_2_SOCO | ENT | SOCO | 2020 | B18 | 400 | 0 | 2000 | 0 | 0 | 0 | 0 | 0 | 0 | 0 | 0 | 0 | 0 | Infinite
ENT_2_SOCO | ENT | SOCO | 2020 | B19 | 700 | 0 | 2000 | 0 | 0 | 0 | 0 | 0 | 0 | 0 | 0 | 0 | 0 | Infinite
ENT_2_SOCO | ENT | SOCO | 2020 | B20 | 935 | 0 | 2000 | 0 | 0 | 0 | 0 | 0 | 0 | 0 | 0 | 0 | 0 | Infinite
ENT_2_SOCO | ENT | SOCO | 2025 | B1 | 10 | 0 | 2000 | 2000 | 0 | 2000 | 0 | 0 | 0.80716 | 0 | 8.2378 | 0.80716 | 0 | Infinite
ENT_2_SOCO | ENT | SOCO | 2025 | B2 | 25 | 0 | 2000 | 0 | 0 | 0 | 0 | 0 | 0 | 0 | 0 | 0 | 0 | Infinite
ENT_2_SOCO | ENT | SOCO | 2025 | B3 | 75 | 0 | 2000 | 511.24 | 0 | 149.32 | 0 | 0 | 0 | 0 | 0 | 0 | 0 | Infinite
ENT_2_SOCO | ENT | SOCO | 2025 | B4 | 100 | 0 | 2000 | 544.26 | 0 | 168.02 | 0 | 0 | 0 | 0 | 0 | 0 | 0 | Infinite
ENT_2_SOCO | ENT | SOCO | 2025 | B5 | 200 | 0 | 2000 | 686.92 | 0 | 1141.16 | 0 | 0 | 0 | 0 | 0 | 0 | 0 | Infinite
ENT_2_SOCO | ENT | SOCO | 2025 | B6 | 300 | 0 | 2000 | 0 | 0 | 0 | 0 | 0 | 0 | 0 | 0 | 0 | 0 | Infinite
ENT_2_SOCO | ENT | SOCO | 2025 | B7 | 400 | 0 | 2000 | 50.15 | 0 | 50.15 | 0 | 0 | 0 | 0 | 0 | 0 | 0 | Infinite
ENT_2_SOCO | ENT | SOCO | 2025 | B8 | 500 | 0 | 2000 | 0 | 0 | 0 | 0 | 0 | 0 | 0 | 0 | 0 | 0 | Infinite
ENT_2_SOCO | ENT | SOCO | 2025 | B9 | 800 | 0 | 2000 | 0 | 0 | 0 | 0 | 0 | 0 | 0 | 0 | 0 | 0 | Infinite
ENT_2_SOCO | ENT | SOCO | 2025 | B10 | 1262 | 0 | 2000 | 0 | 0 | 0 | 0 | 0 | 0 | 0 | 0 | 0 | 0 | Infinite
ENT_2_SOCO | ENT | SOCO | 2025 | B11 | 25 | 0 | 2000 | 0 | 0 | 0 | 0 | 0 | 0 | 0 | 0 | 0 | 0 | Infinite
ENT_2_SOCO | ENT | SOCO | 2025 | B12 | 200 | 0 | 2000 | 0 | 0 | 0 | 0 | 0 | 0 | 0 | 0 | 0 | 0 | Infinite
ENT_2_SOCO | ENT | SOCO | 2025 | B13 | 600 | 0 | 2000 | 0 | 0 | 0 | 0 | 0 | 0 | 0 | 0 | 0 | 0 | Infinite
ENT_2_SOCO | ENT | SOCO | 2025 | B14 | 900 | 0 | 2000 | 0 | 0 | 0 | 0 | 0 | 0 | 0 | 0 | 0 | 0 | Infinite
ENT_2_SOCO | ENT | SOCO | 2025 | B15 | 1203 | 0 | 2000 | 0 | 0 | 0 | 0 | 0 | 0 | 0 | 0 | 0 | 0 | Infinite
ENT_2_SOCO | ENT | SOCO | 2025 | B16 | 25 | 0 | 2000 | 1227.08 | 0 | 2000 | 0 | 0 | 0 | 0 | 2.6589 | 0 | 0 | Infinite
ENT_2_SOCO | ENT | SOCO | 2025 | B17 | 100 | 0 | 2000 | 0 | 0 | 0 | 0 | 0 | 0 | 0 | 0 | 0 | 0 | Infinite
ENT_2_SOCO | ENT | SOCO | 2025 | B18 | 400 | 0 | 2000 | 0 | 0 | 0 | 0 | 0 | 0 | 0 | 0 | 0 | 0 | Infinite
ENT_2_SOCO | ENT | SOCO | 2025 | B19 | 700 | 0 | 2000 | 0 | 0 | 0 | 0 | 0 | 0 | 0 | 0 | 0 | 0 | Infinite
ENT_2_SOCO | ENT | SOCO | 2025 | B20 | 935 | 0 | 2000 | 0 | 0 | 0 | 0 | 0 | 0 | 0 | 0 | 0 | 0 | Infinite
ENT_2_SOCO | ENT | SOCO | 2030 | B1 | 10 | 0 | 2000 | 2000 | 0 | 1958.81 | 0 | 0 | 0.8309 | 0 | 0 | 0.8309 | 0 | Infinite
ENT_2_SOCO | ENT | SOCO | 2030 | B2 | 25 | 0 | 2000 | 0 | 0 | 0 | 0 | 0 | 0 | 0 | 0 | 0 | 0 | Infinite
ENT_2_SOCO | ENT | SOCO | 2030 | B3 | 75 | 0 | 2000 | 733.09 | 0 | 0 | 0 | 0 | 0 | 0 | 0 | 0 | 0 | Infinite
ENT_2_SOCO | ENT | SOCO | 2030 | B4 | 100 | 0 | 2000 | 0 | 0 | 0 | 0 | 0 | 0 | 0 | 0 | 0 | 0 | Infinite
ENT_2_SOCO | ENT | SOCO | 2030 | B5 | 200 | 0 | 2000 | 872.24 | 0 | 0 | 0 | 0 | 0 | 0 | 0 | 0 | 0 | Infinite
ENT_2_SOCO | ENT | SOCO | 2030 | B6 | 300 | 0 | 2000 | 0 | 0 | 0 | 0 | 0 | 0 | 0 | 0 | 0 | 0 | Infinite
ENT_2_SOCO | ENT | SOCO | 2030 | B7 | 400 | 0 | 2000 | 104.34 | 0 | 0 | 0 | 0 | 0 | 0 | 0 | 0 | 0 | Infinite
ENT_2_SOCO | ENT | SOCO | 2030 | B8 | 500 | 0 | 2000 | 0 | 0 | 0 | 0 | 0 | 0 | 0 | 0 | 0 | 0 | Infinite
ENT_2_SOCO | ENT | SOCO | 2030 | B9 | 800 | 0 | 2000 | 0 | 0 | 0 | 0 | 0 | 0 | 0 | 0 | 0 | 0 | Infinite
ENT_2_SOCO | ENT | SOCO | 2030 | B10 | 1262 | 0 | 2000 | 0 | 0 | 0 | 0 | 0 | 0 | 0 | 0 | 0 | 0 | Infinite
ENT_2_SOCO | ENT | SOCO | 2030 | B11 | 25 | 0 | 2000 | 0 | 0 | 0 | 0 | 0 | 0 | 0 | 0 | 0 | 0 | Infinite
ENT_2_SOCO | ENT | SOCO | 2030 | B12 | 200 | 0 | 2000 | 0 | 0 | 0 | 0 | 0 | 0 | 0 | 0 | 0 | 0 | Infinite
ENT_2_SOCO | ENT | SOCO | 2030 | B13 | 600 | 0 | 2000 | 0 | 0 | 0 | 0 | 0 | 0 | 0 | 0 | 0 | 0 | Infinite
ENT_2_SOCO | ENT | SOCO | 2030 | B14 | 900 | 0 | 2000 | 0 | 0 | 0 | 0 | 0 | 0 | 0 | 0 | 0 | 0 | Infinite
ENT_2_SOCO | ENT | SOCO | 2030 | B15 | 1203 | 0 | 2000 | 0 | 0 | 0 | 0 | 0 | 0 | 0 | 0 | 0 | 0 | Infinite
ENT_2_SOCO | ENT | SOCO | 2030 | B16 | 25 | 0 | 2000 | 0 | 0 | 0 | 0 | 0 | 0 | 0 | 0 | 0 | 0 | Infinite
ENT_2_SOCO | ENT | SOCO | 2030 | B17 | 100 | 0 | 2000 | 0 | 0 | 0 | 0 | 0 | 0 | 0 | 0 | 0 | 0 | Infinite
ENT_2_SOCO | ENT | SOCO | 2030 | B18 | 400 | 0 | 2000 | 0 | 0 | 0 | 0 | 0 | 0 | 0 | 0 | 0 | 0 | Infinite
ENT_2_SOCO | ENT | SOCO | 2030 | B19 | 700 | 0 | 2000 | 0 | 0 | 0 | 0 | 0 | 0 | 0 | 0 | 0 | 0 | Infinite
ENT_2_SOCO | ENT | SOCO | 2030 | B20 | 935 | 0 | 2000 | 0 | 0 | 0 | 0 | 0 | 0 | 0 | 0 | 0 | 0 | Infinite
ENT_2_SOCO | ENT | SOCO | 2035 | B1 | 10 | 0 | 2000 | 2000 | 0 | 2000 | 0 | 0 | 0.07122 | 0 | 4.0239 | 0.07122 | 0 | Infinite
ENT_2_SOCO | ENT | SOCO | 2035 | B2 | 25 | 0 | 2000 | 0 | 0 | 0 | 0 | 0 | 0 | 0 | 0 | 0 | 0 | Infinite
ENT_2_SOCO | ENT | SOCO | 2035 | B3 | 75 | 0 | 2000 | 460.04 | 0 | 0 | 0 | 0 | 0 | 0 | 0 | 0 | 0 | Infinite
ENT_2_SOCO | ENT | SOCO | 2035 | B4 | 100 | 0 | 2000 | 490.05 | 0 | 0 | 0 | 0 | 0 | 0 | 0 | 0 | 0 | Infinite
ENT_2_SOCO | ENT | SOCO | 2035 | B5 | 200 | 0 | 2000 | 841 | 0 | 627.31 | 0 | 0 | 0 | 0 | 0 | 0 | 0 | Infinite
ENT_2_SOCO | ENT | SOCO | 2035 | B6 | 300 | 0 | 2000 | 0 | 0 | 0 | 0 | 0 | 0 | 0 | 0 | 0 | 0 | Infinite
ENT_2_SOCO | ENT | SOCO | 2035 | B7 | 400 | 0 | 2000 | 73.49 | 0 | 0 | 0 | 0 | 0 | 0 | 0 | 0 | 0 | Infinite
ENT_2_SOCO | ENT | SOCO | 2035 | B8 | 500 | 0 | 2000 | 0 | 0 | 0 | 0 | 0 | 0 | 0 | 0 | 0 | 0 | Infinite
ENT_2_SOCO | ENT | SOCO | 2035 | B9 | 800 | 0 | 2000 | 0 | 0 | 0 | 0 | 0 | 0 | 0 | 0 | 0 | 0 | Infinite
ENT_2_SOCO | ENT | SOCO | 2035 | B10 | 1262 | 0 | 2000 | 0 | 0 | 0 | 0 | 0 | 0 | 0 | 0 | 0 | 0 | Infinite
ENT_2_SOCO | ENT | SOCO | 2035 | B11 | 25 | 0 | 2000 | 0 | 0 | 0 | 0 | 0 | 0 | 0 | 0 | 0 | 0 | Infinite
ENT_2_SOCO | ENT | SOCO | 2035 | B12 | 200 | 0 | 2000 | 0 | 0 | 0 | 0 | 0 | 0 | 0 | 0 | 0 | 0 | Infinite
ENT_2_SOCO | ENT | SOCO | 2035 | B13 | 600 | 0 | 2000 | 0 | 0 | 0 | 0 | 0 | 0 | 0 | 0 | 0 | 0 | Infinite
ENT_2_SOCO | ENT | SOCO | 2035 | B14 | 900 | 0 | 2000 | 0 | 0 | 0 | 0 | 0 | 0 | 0 | 0 | 0 | 0 | Infinite
ENT_2_SOCO | ENT | SOCO | 2035 | B15 | 1203 | 0 | 2000 | 0 | 0 | 0 | 0 | 0 | 0 | 0 | 0 | 0 | 0 | Infinite
ENT_2_SOCO | ENT | SOCO | 2035 | B16 | 25 | 0 | 2000 | 1676.61 | 0 | 1759.03 | 0 | 0 | 0 | 0 | 0 | 0 | 0 | Infinite
ENT_2_SOCO | ENT | SOCO | 2035 | B17 | 100 | 0 | 2000 | 0 | 0 | 0 | 0 | 0 | 0 | 0 | 0 | 0 | 0 | Infinite
ENT_2_SOCO | ENT | SOCO | 2035 | B18 | 400 | 0 | 2000 | 0 | 0 | 0 | 0 | 0 | 0 | 0 | 0 | 0 | 0 | Infinite
ENT_2_SOCO | ENT | SOCO | 2035 | B19 | 700 | 0 | 2000 | 0 | 0 | 0 | 0 | 0 | 0 | 0 | 0 | 0 | 0 | Infinite
ENT_2_SOCO | ENT | SOCO | 2035 | B20 | 935 | 0 | 2000 | 0 | 0 | 0 | 0 | 0 | 0 | 0 | 0 | 0 | 0 | Infinite
ENT_2_SOCO | ENT | SOCO | 2040 | B1 | 10 | 0 | 2000 | 0 | 0 | 2000 | 0 | 0 | 0 | 0 | 2.8251 | 0 | 0 | Infinite
ENT_2_SOCO | ENT | SOCO | 2040 | B2 | 25 | 0 | 2000 | 0 | 0 | 158.14 | 0 | 0 | 0 | 0 | 0 | 0 | 0 | Infinite
ENT_2_SOCO | ENT | SOCO | 2040 | B3 | 75 | 0 | 2000 | 511.02 | 0 | 0 | 0 | 0 | 0 | 0 | 0 | 0 | 0 | Infinite
ENT_2_SOCO | ENT | SOCO | 2040 | B4 | 100 | 0 | 2000 | 532.39 | 0 | 0 | 0 | 0 | 0 | 0 | 0 | 0 | 0 | Infinite
ENT_2_SOCO | ENT | SOCO | 2040 | B5 | 200 | 0 | 2000 | 1392.07 | 0 | 1557.25 | 0 | 0 | 0 | 0 | 0 | 0 | 0 | Infinite
ENT_2_SOCO | ENT | SOCO | 2040 | B6 | 300 | 0 | 2000 | 0 | 0 | 0 | 0 | 0 | 0 | 0 | 0 | 0 | 0 | Infinite
ENT_2_SOCO | ENT | SOCO | 2040 | B7 | 400 | 0 | 2000 | 0 | 0 | 0 | 0 | 0 | 0 | 0 | 0 | 0 | 0 | Infinite
ENT_2_SOCO | ENT | SOCO | 2040 | B8 | 500 | 0 | 2000 | 0 | 0 | 0 | 0 | 0 | 0 | 0 | 0 | 0 | 0 | Infinite
ENT_2_SOCO | ENT | SOCO | 2040 | B9 | 800 | 0 | 2000 | 0 | 0 | 0 | 0 | 0 | 0 | 0 | 0 | 0 | 0 | Infinite
ENT_2_SOCO | ENT | SOCO | 2040 | B10 | 1262 | 0 | 2000 | 0 | 0 | 0 | 0 | 0 | 0 | 0 | 0 | 0 | 0 | Infinite
ENT_2_SOCO | ENT | SOCO | 2040 | B11 | 25 | 0 | 2000 | 0 | 0 | 0 | 0 | 0 | 0 | 0 | 0 | 0 | 0 | Infinite
ENT_2_SOCO | ENT | SOCO | 2040 | B12 | 200 | 0 | 2000 | 0 | 0 | 0 | 0 | 0 | 0 | 0 | 0 | 0 | 0 | Infinite
ENT_2_SOCO | ENT | SOCO | 2040 | B13 | 600 | 0 | 2000 | 0 | 0 | 0 | 0 | 0 | 0 | 0 | 0 | 0 | 0 | Infinite
ENT_2_SOCO | ENT | SOCO | 2040 | B14 | 900 | 0 | 2000 | 0 | 0 | 0 | 0 | 0 | 0 | 0 | 0 | 0 | 0 | Infinite
ENT_2_SOCO | ENT | SOCO | 2040 | B15 | 1203 | 0 | 2000 | 0 | 0 | 0 | 0 | 0 | 0 | 0 | 0 | 0 | 0 | Infinite
ENT_2_SOCO | ENT | SOCO | 2040 | B16 | 25 | 0 | 2000 | 2000 | 0 | 2000 | 0 | 0 | 0.92586 | 0 | 0.10683 | 0.92586 | 0 | Infinite
ENT_2_SOCO | ENT | SOCO | 2040 | B17 | 100 | 0 | 2000 | 0 | 0 | 0 | 0 | 0 | 0 | 0 | 0 | 0 | 0 | Infinite
ENT_2_SOCO | ENT | SOCO | 2040 | B18 | 400 | 0 | 2000 | 0 | 0 | 0 | 0 | 0 | 0 | 0 | 0 | 0 | 0 | Infinite
ENT_2_SOCO | ENT | SOCO | 2040 | B19 | 700 | 0 | 2000 | 0 | 0 | 0 | 0 | 0 | 0 | 0 | 0 | 0 | 0 | Infinite
ENT_2_SOCO | ENT | SOCO | 2040 | B20 | 935 | 0 | 2000 | 0 | 0 | 0 | 0 | 0 | 0 | 0 | 0 | 0 | 0 | Infinite
ENT_2_SOCO | ENT | SOCO | 2045 | B1 | 10 | 0 | 2000 | 0 | 0 | 2000 | 0 | 0 | 0 | 0 | 1.4719 | 0 | 0 | Infinite
ENT_2_SOCO | ENT | SOCO | 2045 | B2 | 25 | 0 | 2000 | 0 | 0 | 293.71 | 0 | 0 | 0 | 0 | 0 | 0 | 0 | Infinite
ENT_2_SOCO | ENT | SOCO | 2045 | B3 | 75 | 0 | 2000 | 608.49 | 0 | 0 | 0 | 0 | 0 | 0 | 0 | 0 | 0 | Infinite
ENT_2_SOCO | ENT | SOCO | 2045 | B4 | 100 | 0 | 2000 | 656.96 | 0 | 2000 | 0 | 0 | 0 | 0 | 0.01187 | 0 | 0 | Infinite
ENT_2_SOCO | ENT | SOCO | 2045 | B5 | 200 | 0 | 2000 | 1186.32 | 0 | 884.08 | 0 | 0 | 0 | 0 | 0 | 0 | 0 | Infinite
ENT_2_SOCO | ENT | SOCO | 2045 | B6 | 300 | 0 | 2000 | 0 | 0 | 0 | 0 | 0 | 0 | 0 | 0 | 0 | 0 | Infinite
ENT_2_SOCO | ENT | SOCO | 2045 | B7 | 400 | 0 | 2000 | 0 | 0 | 0 | 0 | 0 | 0 | 0 | 0 | 0 | 0 | Infinite
ENT_2_SOCO | ENT | SOCO | 2045 | B8 | 500 | 0 | 2000 | 0 | 0 | 0 | 0 | 0 | 0 | 0 | 0 | 0 | 0 | Infinite
ENT_2_SOCO | ENT | SOCO | 2045 | B9 | 800 | 0 | 2000 | 0 | 0 | 0 | 0 | 0 | 0 | 0 | 0 | 0 | 0 | Infinite
ENT_2_SOCO | ENT | SOCO | 2045 | B10 | 1262 | 0 | 2000 | 0 | 0 | 0 | 0 | 0 | 0 | 0 | 0 | 0 | 0 | Infinite
ENT_2_SOCO | ENT | SOCO | 2045 | B11 | 25 | 0 | 2000 | 0 | 0 | 0 | 0 | 0 | 0 | 0 | 0 | 0 | 0 | Infinite
ENT_2_SOCO | ENT | SOCO | 2045 | B12 | 200 | 0 | 2000 | 0 | 0 | 0 | 0 | 0 | 0 | 0 | 0 | 0 | 0 | Infinite
ENT_2_SOCO | ENT | SOCO | 2045 | B13 | 600 | 0 | 2000 | 0 | 0 | 0 | 0 | 0 | 0 | 0 | 0 | 0 | 0 | Infinite
ENT_2_SOCO | ENT | SOCO | 2045 | B14 | 900 | 0 | 2000 | 0 | 0 | 0 | 0 | 0 | 0 | 0 | 0 | 0 | 0 | Infinite
ENT_2_SOCO | ENT | SOCO | 2045 | B15 | 1203 | 0 | 2000 | 0 | 0 | 0 | 0 | 0 | 0 | 0 | 0 | 0 | 0 | Infinite
ENT_2_SOCO | ENT | SOCO | 2045 | B16 | 25 | 0 | 2000 | 2000 | 0 | 2000 | 0 | 0 | 1.8636 | 0 | 3.0031 | 1.8636 | 0 | Infinite
ENT_2_SOCO | ENT | SOCO | 2045 | B17 | 100 | 0 | 2000 | 0 | 0 | 0 | 0 | 0 | 0 | 0 | 0 | 0 | 0 | Infinite
ENT_2_SOCO | ENT | SOCO | 2045 | B18 | 400 | 0 | 2000 | 0 | 0 | 0 | 0 | 0 | 0 | 0 | 0 | 0 | 0 | Infinite
ENT_2_SOCO | ENT | SOCO | 2045 | B19 | 700 | 0 | 2000 | 0 | 0 | 0 | 0 | 0 | 0 | 0 | 0 | 0 | 0 | Infinite
ENT_2_SOCO | ENT | SOCO | 2045 | B20 | 935 | 0 | 2000 | 0 | 0 | 0 | 0 | 0 | 0 | 0 | 0 | 0 | 0 | Infinite
ENT_2_SOCO | ENT | SOCO | 2050 | B1 | 10 | 0 | 2000 | 0 | 0 | 2000 | 0 | 0 | 0 | 0 | 1.828 | 0 | 0 | Infinite
ENT_2_SOCO | ENT | SOCO | 2050 | B2 | 25 | 0 | 2000 | 0 | 0 | 0 | 0 | 0 | 0 | 0 | 0 | 0 | 0 | Infinite
ENT_2_SOCO | ENT | SOCO | 2050 | B3 | 75 | 0 | 2000 | 6.58 | 0 | 0 | 0 | 0 | 0 | 0 | 0 | 0 | 0 | Infinite
ENT_2_SOCO | ENT | SOCO | 2050 | B4 | 100 | 0 | 2000 | 23.68 | 0 | 0 | 0 | 0 | 0 | 0 | 0 | 0 | 0 | Infinite
ENT_2_SOCO | ENT | SOCO | 2050 | B5 | 200 | 0 | 2000 | 561.39 | 0 | 213.5 | 0 | 0 | 0 | 0 | 0 | 0 | 0 | Infinite
ENT_2_SOCO | ENT | SOCO | 2050 | B6 | 300 | 0 | 2000 | 0 | 0 | 0 | 0 | 0 | 0 | 0 | 0 | 0 | 0 | Infinite
ENT_2_SOCO | ENT | SOCO | 2050 | B7 | 400 | 0 | 2000 | 0 | 0 | 0 | 0 | 0 | 0 | 0 | 0 | 0 | 0 | Infinite
ENT_2_SOCO | ENT | SOCO | 2050 | B8 | 500 | 0 | 2000 | 0 | 0 | 0 | 0 | 0 | 0 | 0 | 0 | 0 | 0 | Infinite
ENT_2_SOCO | ENT | SOCO | 2050 | B9 | 800 | 0 | 2000 | 0 | 0 | 0 | 0 | 0 | 0 | 0 | 0 | 0 | 0 | Infinite
ENT_2_SOCO | ENT | SOCO | 2050 | B10 | 1262 | 0 | 2000 | 0 | 0 | 0 | 0 | 0 | 0 | 0 | 0 | 0 | 0 | Infinite
ENT_2_SOCO | ENT | SOCO | 2050 | B11 | 25 | 0 | 2000 | 0 | 0 | 0 | 0 | 0 | 0 | 0 | 0 | 0 | 0 | Infinite
ENT_2_SOCO | ENT | SOCO | 2050 | B12 | 200 | 0 | 2000 | 0 | 0 | 0 | 0 | 0 | 0 | 0 | 0 | 0 | 0 | Infinite
ENT_2_SOCO | ENT | SOCO | 2050 | B13 | 600 | 0 | 2000 | 0 | 0 | 0 | 0 | 0 | 0 | 0 | 0 | 0 | 0 | Infinite
ENT_2_SOCO | ENT | SOCO | 2050 | B14 | 900 | 0 | 2000 | 0 | 0 | 0 | 0 | 0 | 0 | 0 | 0 | 0 | 0 | Infinite
ENT_2_SOCO | ENT | SOCO | 2050 | B15 | 1203 | 0 | 2000 | 0 | 0 | 0 | 0 | 0 | 0 | 0 | 0 | 0 | 0 | Infinite
ENT_2_SOCO | ENT | SOCO | 2050 | B16 | 25 | 0 | 2000 | 2000 | 0 | 2000 | 0 | 0 | 4.0358 | 0 | 5.8638 | 4.0358 | 0 | Infinite
ENT_2_SOCO | ENT | SOCO | 2050 | B17 | 100 | 0 | 2000 | 0 | 0 | 0 | 0 | 0 | 0 | 0 | 0 | 0 | 0 | Infinite
ENT_2_SOCO | ENT | SOCO | 2050 | B18 | 400 | 0 | 2000 | 0 | 0 | 0 | 0 | 0 | 0 | 0 | 0 | 0 | 0 | Infinite
ENT_2_SOCO | ENT | SOCO | 2050 | B19 | 700 | 0 | 2000 | 0 | 0 | 0 | 0 | 0 | 0 | 0 | 0 | 0 | 0 | Infinite
ENT_2_SOCO | ENT | SOCO | 2050 | B20 | 935 | 0 | 2000 | 0 | 0 | 0 | 0 | 0 | 0 | 0 | 0 | 0 | 0 | Infinite
ENT_2_SPP_N | ENT | SPP_N | 2015 | B1 | 10 | 0 | 1300 | 0 | 0 | 0 | 0 | 0 | 0 | 0 | 0 | 0 | 0 | 0
ENT_2_SPP_N | ENT | SPP_N | 2015 | B2 | 25 | 0 | 1300 | 0 | 0 | 0 | 0 | 0 | 0 | 0 | 0 | 0 | 0 | 0
ENT_2_SPP_N | ENT | SPP_N | 2015 | B3 | 75 | 0 | 1300 | 0 | 0 | 0 | 0 | 0 | 0 | 0 | 0 | 0 | 0 | 0
ENT_2_SPP_N | ENT | SPP_N | 2015 | B4 | 100 | 0 | 1300 | 0 | 0 | 0 | 0 | 0 | 0 | 0 | 0 | 0 | 0 | 0
ENT_2_SPP_N | ENT | SPP_N | 2015 | B5 | 200 | 0 | 1300 | 0 | 0 | 0 | 0 | 0 | 0 | 0 | 0 | 0 | 0 | 0
ENT_2_SPP_N | ENT | SPP_N | 2015 | B6 | 300 | 0 | 1300 | 0 | 0 | 0 | 0 | 0 | 0 | 0 | 0 | 0 | 0 | 0
ENT_2_SPP_N | ENT | SPP_N | 2015 | B7 | 400 | 0 | 1300 | 0 | 0 | 0 | 0 | 0 | 0 | 0 | 0 | 0 | 0 | 0
ENT_2_SPP_N | ENT | SPP_N | 2015 | B8 | 500 | 0 | 1300 | 0 | 0 | 0 | 0 | 0 | 0 | 0 | 0 | 0 | 0 | 0
ENT_2_SPP_N | ENT | SPP_N | 2015 | B9 | 800 | 0 | 1300 | 0 | 0 | 0 | 0 | 0 | 0 | 0 | 0 | 0 | 0 | 0
ENT_2_SPP_N | ENT | SPP_N | 2015 | B10 | 1262 | 0 | 1300 | 0 | 0 | 0 | 0 | 0 | 0 | 0 | 0 | 0 | 0 | 0
ENT_2_SPP_N | ENT | SPP_N | 2015 | B11 | 25 | 0 | 1300 | 0 | 0 | 0 | 0 | 0 | 0 | 0 | 0 | 0 | 0 | 0
ENT_2_SPP_N | ENT | SPP_N | 2015 | B12 | 200 | 0 | 1300 | 0 | 0 | 0 | 0 | 0 | 0 | 0 | 0 | 0 | 0 | 0
ENT_2_SPP_N | ENT | SPP_N | 2015 | B13 | 600 | 0 | 1300 | 0 | 0 | 0 | 0 | 0 | 0 | 0 | 0 | 0 | 0 | 0
ENT_2_SPP_N | ENT | SPP_N | 2015 | B14 | 900 | 0 | 1300 | 0 | 0 | 0 | 0 | 0 | 0 | 0 | 0 | 0 | 0 | 0
ENT_2_SPP_N | ENT | SPP_N | 2015 | B15 | 1203 | 0 | 1300 | 0 | 0 | 0 | 0 | 0 | 0 | 0 | 0 | 0 | 0 | 0
ENT_2_SPP_N | ENT | SPP_N | 2015 | B16 | 25 | 0 | 1300 | 0 | 0 | 0 | 0 | 0 | 0 | 0 | 0 | 0 | 0 | 0
ENT_2_SPP_N | ENT | SPP_N | 2015 | B17 | 100 | 0 | 1300 | 0 | 0 | 0 | 0 | 0 | 0 | 0 | 0 | 0 | 0 | 0
ENT_2_SPP_N | ENT | SPP_N | 2015 | B18 | 400 | 0 | 1300 | 0 | 0 | 0 | 0 | 0 | 0 | 0 | 0 | 0 | 0 | 0
ENT_2_SPP_N | ENT | SPP_N | 2015 | B19 | 700 | 0 | 1300 | 0 | 0 | 0 | 0 | 0 | 0 | 0 | 0 | 0 | 0 | 0
ENT_2_SPP_N | ENT | SPP_N | 2015 | B20 | 935 | 0 | 1300 | 0 | 0 | 0 | 0 | 0 | 0 | 0 | 0 | 0 | 0 | 0
ENT_2_SPP_N | ENT | SPP_N | 2020 | B1 | 10 | 0 | 1300 | 0 | 0 | 0 | 0 | 0 | 0 | 0 | 0 | 0 | 0 | 0
ENT_2_SPP_N | ENT | SPP_N | 2020 | B2 | 25 | 0 | 1300 | 0 | 0 | 0 | 0 | 0 | 0 | 0 | 0 | 0 | 0 | 0
ENT_2_SPP_N | ENT | SPP_N | 2020 | B3 | 75 | 0 | 1300 | 0 | 0 | 0 | 0 | 0 | 0 | 0 | 0 | 0 | 0 | 0
ENT_2_SPP_N | ENT | SPP_N | 2020 | B4 | 100 | 0 | 1300 | 0 | 0 | 0 | 0 | 0 | 0 | 0 | 0 | 0 | 0 | 0
ENT_2_SPP_N | ENT | SPP_N | 2020 | B5 | 200 | 0 | 1300 | 0 | 0 | 0 | 0 | 0 | 0 | 0 | 0 | 0 | 0 | 0
ENT_2_SPP_N | ENT | SPP_N | 2020 | B6 | 300 | 0 | 1300 | 0 | 0 | 0 | 0 | 0 | 0 | 0 | 0 | 0 | 0 | 0
ENT_2_SPP_N | ENT | SPP_N | 2020 | B7 | 400 | 0 | 1300 | 0 | 0 | 0 | 0 | 0 | 0 | 0 | 0 | 0 | 0 | 0
ENT_2_SPP_N | ENT | SPP_N | 2020 | B8 | 500 | 0 | 1300 | 0 | 0 | 0 | 0 | 0 | 0 | 0 | 0 | 0 | 0 | 0
ENT_2_SPP_N | ENT | SPP_N | 2020 | B9 | 800 | 0 | 1300 | 0 | 0 | 0 | 0 | 0 | 0 | 0 | 0 | 0 | 0 | 0
ENT_2_SPP_N | ENT | SPP_N | 2020 | B10 | 1262 | 0 | 1300 | 0 | 0 | 0 | 0 | 0 | 0 | 0 | 0 | 0 | 0 | 0
ENT_2_SPP_N | ENT | SPP_N | 2020 | B11 | 25 | 0 | 1300 | 0 | 0 | 0 | 0 | 0 | 0 | 0 | 0 | 0 | 0 | 0
ENT_2_SPP_N | ENT | SPP_N | 2020 | B12 | 200 | 0 | 1300 | 0 | 0 | 0 | 0 | 0 | 0 | 0 | 0 | 0 | 0 | 0
ENT_2_SPP_N | ENT | SPP_N | 2020 | B13 | 600 | 0 | 1300 | 0 | 0 | 0 | 0 | 0 | 0 | 0 | 0 | 0 | 0 | 0
ENT_2_SPP_N | ENT | SPP_N | 2020 | B14 | 900 | 0 | 1300 | 0 | 0 | 0 | 0 | 0 | 0 | 0 | 0 | 0 | 0 | 0
ENT_2_SPP_N | ENT | SPP_N | 2020 | B15 | 1203 | 0 | 1300 | 0 | 0 | 0 | 0 | 0 | 0 | 0 | 0 | 0 | 0 | 0
ENT_2_SPP_N | ENT | SPP_N | 2020 | B16 | 25 | 0 | 1300 | 0 | 0 | 0 | 0 | 0 | 0 | 0 | 0 | 0 | 0 | 0
ENT_2_SPP_N | ENT | SPP_N | 2020 | B17 | 100 | 0 | 1300 | 0 | 0 | 0 | 0 | 0 | 0 | 0 | 0 | 0 | 0 | 0
ENT_2_SPP_N | ENT | SPP_N | 2020 | B18 | 400 | 0 | 1300 | 0 | 0 | 0 | 0 | 0 | 0 | 0 | 0 | 0 | 0 | 0
ENT_2_SPP_N | ENT | SPP_N | 2020 | B19 | 700 | 0 | 1300 | 0 | 0 | 0 | 0 | 0 | 0 | 0 | 0 | 0 | 0 | 0
ENT_2_SPP_N | ENT | SPP_N | 2020 | B20 | 935 | 0 | 1300 | 0 | 0 | 0 | 0 | 0 | 0 | 0 | 0 | 0 | 0 | 0
ENT_2_SPP_N | ENT | SPP_N | 2025 | B1 | 10 | 0 | 1300 | 0 | 0 | 0 | 0 | 0 | 0 | 0 | 0 | 0 | 0 | 0
ENT_2_SPP_N | ENT | SPP_N | 2025 | B2 | 25 | 0 | 1300 | 0 | 0 | 0 | 0 | 0 | 0 | 0 | 0 | 0 | 0 | 0
ENT_2_SPP_N | ENT | SPP_N | 2025 | B3 | 75 | 0 | 1300 | 0 | 0 | 0 | 0 | 0 | 0 | 0 | 0 | 0 | 0 | 0
ENT_2_SPP_N | ENT | SPP_N | 2025 | B4 | 100 | 0 | 1300 | 0 | 0 | 0 | 0 | 0 | 0 | 0 | 0 | 0 | 0 | 0
ENT_2_SPP_N | ENT | SPP_N | 2025 | B5 | 200 | 0 | 1300 | 0 | 0 | 0 | 0 | 0 | 0 | 0 | 0 | 0 | 0 | 0
ENT_2_SPP_N | ENT | SPP_N | 2025 | B6 | 300 | 0 | 1300 | 0 | 0 | 0 | 0 | 0 | 0 | 0 | 0 | 0 | 0 | 0
ENT_2_SPP_N | ENT | SPP_N | 2025 | B7 | 400 | 0 | 1300 | 0 | 0 | 0 | 0 | 0 | 0 | 0 | 0 | 0 | 0 | 0
ENT_2_SPP_N | ENT | SPP_N | 2025 | B8 | 500 | 0 | 1300 | 0 | 0 | 0 | 0 | 0 | 0 | 0 | 0 | 0 | 0 | 0
ENT_2_SPP_N | ENT | SPP_N | 2025 | B9 | 800 | 0 | 1300 | 0 | 0 | 0 | 0 | 0 | 0 | 0 | 0 | 0 | 0 | 0
ENT_2_SPP_N | ENT | SPP_N | 2025 | B10 | 1262 | 0 | 1300 | 0 | 0 | 0 | 0 | 0 | 0 | 0 | 0 | 0 | 0 | 0
ENT_2_SPP_N | ENT | SPP_N | 2025 | B11 | 25 | 0 | 1300 | 0 | 0 | 0 | 0 | 0 | 0 | 0 | 0 | 0 | 0 | 0
ENT_2_SPP_N | ENT | SPP_N | 2025 | B12 | 200 | 0 | 1300 | 0 | 0 | 0 | 0 | 0 | 0 | 0 | 0 | 0 | 0 | 0
ENT_2_SPP_N | ENT | SPP_N | 2025 | B13 | 600 | 0 | 1300 | 0 | 0 | 0 | 0 | 0 | 0 | 0 | 0 | 0 | 0 | 0
ENT_2_SPP_N | ENT | SPP_N | 2025 | B14 | 900 | 0 | 1300 | 0 | 0 | 0 | 0 | 0 | 0 | 0 | 0 | 0 | 0 | 0
ENT_2_SPP_N | ENT | SPP_N | 2025 | B15 | 1203 | 0 | 1300 | 0 | 0 | 0 | 0 | 0 | 0 | 0 | 0 | 0 | 0 | 0
ENT_2_SPP_N | ENT | SPP_N | 2025 | B16 | 25 | 0 | 1300 | 0 | 0 | 0 | 0 | 0 | 0 | 0 | 0 | 0 | 0 | 0
ENT_2_SPP_N | ENT | SPP_N | 2025 | B17 | 100 | 0 | 1300 | 0 | 0 | 0 | 0 | 0 | 0 | 0 | 0 | 0 | 0 | 0
ENT_2_SPP_N | ENT | SPP_N | 2025 | B18 | 400 | 0 | 1300 | 0 | 0 | 0 | 0 | 0 | 0 | 0 | 0 | 0 | 0 | 0
ENT_2_SPP_N | ENT | SPP_N | 2025 | B19 | 700 | 0 | 1300 | 0 | 0 | 0 | 0 | 0 | 0 | 0 | 0 | 0 | 0 | 0
ENT_2_SPP_N | ENT | SPP_N | 2025 | B20 | 935 | 0 | 1300 | 0 | 0 | 0 | 0 | 0 | 0 | 0 | 0 | 0 | 0 | 0
ENT_2_SPP_N | ENT | SPP_N | 2030 | B1 | 10 | 0 | 1300 | 0 | 0 | 0 | 0 | 0 | 0 | 0 | 0 | 0 | 0 | 0
ENT_2_SPP_N | ENT | SPP_N | 2030 | B2 | 25 | 0 | 1300 | 0 | 0 | 0 | 0 | 0 | 0 | 0 | 0 | 0 | 0 | 0
ENT_2_SPP_N | ENT | SPP_N | 2030 | B3 | 75 | 0 | 1300 | 0 | 0 | 0 | 0 | 0 | 0 | 0 | 0 | 0 | 0 | 0
ENT_2_SPP_N | ENT | SPP_N | 2030 | B4 | 100 | 0 | 1300 | 0 | 0 | 0 | 0 | 0 | 0 | 0 | 0 | 0 | 0 | 0
ENT_2_SPP_N | ENT | SPP_N | 2030 | B5 | 200 | 0 | 1300 | 0 | 0 | 0 | 0 | 0 | 0 | 0 | 0 | 0 | 0 | 0
ENT_2_SPP_N | ENT | SPP_N | 2030 | B6 | 300 | 0 | 1300 | 0 | 0 | 0 | 0 | 0 | 0 | 0 | 0 | 0 | 0 | 0
ENT_2_SPP_N | ENT | SPP_N | 2030 | B7 | 400 | 0 | 1300 | 0 | 0 | 0 | 0 | 0 | 0 | 0 | 0 | 0 | 0 | 0
ENT_2_SPP_N | ENT | SPP_N | 2030 | B8 | 500 | 0 | 1300 | 0 | 0 | 0 | 0 | 0 | 0 | 0 | 0 | 0 | 0 | 0
ENT_2_SPP_N | ENT | SPP_N | 2030 | B9 | 800 | 0 | 1300 | 0 | 0 | 0 | 0 | 0 | 0 | 0 | 0 | 0 | 0 | 0
ENT_2_SPP_N | ENT | SPP_N | 2030 | B10 | 1262 | 0 | 1300 | 0 | 0 | 0 | 0 | 0 | 0 | 0 | 0 | 0 | 0 | 0
ENT_2_SPP_N | ENT | SPP_N | 2030 | B11 | 25 | 0 | 1300 | 0 | 0 | 0 | 0 | 0 | 0 | 0 | 0 | 0 | 0 | 0
ENT_2_SPP_N | ENT | SPP_N | 2030 | B12 | 200 | 0 | 1300 | 0 | 0 | 0 | 0 | 0 | 0 | 0 | 0 | 0 | 0 | 0
ENT_2_SPP_N | ENT | SPP_N | 2030 | B13 | 600 | 0 | 1300 | 0 | 0 | 0 | 0 | 0 | 0 | 0 | 0 | 0 | 0 | 0
ENT_2_SPP_N | ENT | SPP_N | 2030 | B14 | 900 | 0 | 1300 | 0 | 0 | 0 | 0 | 0 | 0 | 0 | 0 | 0 | 0 | 0
ENT_2_SPP_N | ENT | SPP_N | 2030 | B15 | 1203 | 0 | 1300 | 0 | 0 | 0 | 0 | 0 | 0 | 0 | 0 | 0 | 0 | 0
ENT_2_SPP_N | ENT | SPP_N | 2030 | B16 | 25 | 0 | 1300 | 0 | 0 | 0 | 0 | 0 | 0 | 0 | 0 | 0 | 0 | 0
ENT_2_SPP_N | ENT | SPP_N | 2030 | B17 | 100 | 0 | 1300 | 0 | 0 | 0 | 0 | 0 | 0 | 0 | 0 | 0 | 0 | 0
ENT_2_SPP_N | ENT | SPP_N | 2030 | B18 | 400 | 0 | 1300 | 0 | 0 | 0 | 0 | 0 | 0 | 0 | 0 | 0 | 0 | 0
ENT_2_SPP_N | ENT | SPP_N | 2030 | B19 | 700 | 0 | 1300 | 0 | 0 | 0 | 0 | 0 | 0 | 0 | 0 | 0 | 0 | 0
ENT_2_SPP_N | ENT | SPP_N | 2030 | B20 | 935 | 0 | 1300 | 0 | 0 | 0 | 0 | 0 | 0 | 0 | 0 | 0 | 0 | 0
ENT_2_SPP_N | ENT | SPP_N | 2035 | B1 | 10 | 0 | 1300 | 0 | 0 | 0 | 0 | 0 | 0 | 0 | 0 | 0 | 0 | 0
ENT_2_SPP_N | ENT | SPP_N | 2035 | B2 | 25 | 0 | 1300 | 0 | 0 | 0 | 0 | 0 | 0 | 0 | 0 | 0 | 0 | 0
ENT_2_SPP_N | ENT | SPP_N | 2035 | B3 | 75 | 0 | 1300 | 0 | 0 | 0 | 0 | 0 | 0 | 0 | 0 | 0 | 0 | 0
ENT_2_SPP_N | ENT | SPP_N | 2035 | B4 | 100 | 0 | 1300 | 0 | 0 | 0 | 0 | 0 | 0 | 0 | 0 | 0 | 0 | 0
ENT_2_SPP_N | ENT | SPP_N | 2035 | B5 | 200 | 0 | 1300 | 0 | 0 | 0 | 0 | 0 | 0 | 0 | 0 | 0 | 0 | 0
ENT_2_SPP_N | ENT | SPP_N | 2035 | B6 | 300 | 0 | 1300 | 0 | 0 | 0 | 0 | 0 | 0 | 0 | 0 | 0 | 0 | 0
ENT_2_SPP_N | ENT | SPP_N | 2035 | B7 | 400 | 0 | 1300 | 0 | 0 | 0 | 0 | 0 | 0 | 0 | 0 | 0 | 0 | 0
ENT_2_SPP_N | ENT | SPP_N | 2035 | B8 | 500 | 0 | 1300 | 0 | 0 | 0 | 0 | 0 | 0 | 0 | 0 | 0 | 0 | 0
ENT_2_SPP_N | ENT | SPP_N | 2035 | B9 | 800 | 0 | 1300 | 0 | 0 | 0 | 0 | 0 | 0 | 0 | 0 | 0 | 0 | 0
ENT_2_SPP_N | ENT | SPP_N | 2035 | B10 | 1262 | 0 | 1300 | 0 | 0 | 0 | 0 | 0 | 0 | 0 | 0 | 0 | 0 | 0
ENT_2_SPP_N | ENT | SPP_N | 2035 | B11 | 25 | 0 | 1300 | 0 | 0 | 0 | 0 | 0 | 0 | 0 | 0 | 0 | 0 | 0
ENT_2_SPP_N | ENT | SPP_N | 2035 | B12 | 200 | 0 | 1300 | 0 | 0 | 0 | 0 | 0 | 0 | 0 | 0 | 0 | 0 | 0
ENT_2_SPP_N | ENT | SPP_N | 2035 | B13 | 600 | 0 | 1300 | 0 | 0 | 0 | 0 | 0 | 0 | 0 | 0 | 0 | 0 | 0
ENT_2_SPP_N | ENT | SPP_N | 2035 | B14 | 900 | 0 | 1300 | 0 | 0 | 0 | 0 | 0 | 0 | 0 | 0 | 0 | 0 | 0
ENT_2_SPP_N | ENT | SPP_N | 2035 | B15 | 1203 | 0 | 1300 | 0 | 0 | 0 | 0 | 0 | 0 | 0 | 0 | 0 | 0 | 0
ENT_2_SPP_N | ENT | SPP_N | 2035 | B16 | 25 | 0 | 1300 | 0 | 0 | 0 | 0 | 0 | 0 | 0 | 0 | 0 | 0 | 0
ENT_2_SPP_N | ENT | SPP_N | 2035 | B17 | 100 | 0 | 1300 | 0 | 0 | 0 | 0 | 0 | 0 | 0 | 0 | 0 | 0 | 0
ENT_2_SPP_N | ENT | SPP_N | 2035 | B18 | 400 | 0 | 1300 | 0 | 0 | 0 | 0 | 0 | 0 | 0 | 0 | 0 | 0 | 0
ENT_2_SPP_N | ENT | SPP_N | 2035 | B19 | 700 | 0 | 1300 | 0 | 0 | 0 | 0 | 0 | 0 | 0 | 0 | 0 | 0 | 0
ENT_2_SPP_N | ENT | SPP_N | 2035 | B20 | 935 | 0 | 1300 | 0 | 0 | 0 | 0 | 0 | 0 | 0 | 0 | 0 | 0 | 0
ENT_2_SPP_N | ENT | SPP_N | 2040 | B1 | 10 | 0 | 1300 | 0 | 0 | 0 | 0 | 0 | 0 | 0 | 0 | 0 | 0 | 0
ENT_2_SPP_N | ENT | SPP_N | 2040 | B2 | 25 | 0 | 1300 | 0 | 0 | 0 | 0 | 0 | 0 | 0 | 0 | 0 | 0 | 0
ENT_2_SPP_N | ENT | SPP_N | 2040 | B3 | 75 | 0 | 1300 | 0 | 0 | 0 | 0 | 0 | 0 | 0 | 0 | 0 | 0 | 0
ENT_2_SPP_N | ENT | SPP_N | 2040 | B4 | 100 | 0 | 1300 | 0 | 0 | 0 | 0 | 0 | 0 | 0 | 0 | 0 | 0 | 0
ENT_2_SPP_N | ENT | SPP_N | 2040 | B5 | 200 | 0 | 1300 | 0 | 0 | 0 | 0 | 0 | 0 | 0 | 0 | 0 | 0 | 0
ENT_2_SPP_N | ENT | SPP_N | 2040 | B6 | 300 | 0 | 1300 | 0 | 0 | 0 | 0 | 0 | 0 | 0 | 0 | 0 | 0 | 0
ENT_2_SPP_N | ENT | SPP_N | 2040 | B7 | 400 | 0 | 1300 | 0 | 0 | 0 | 0 | 0 | 0 | 0 | 0 | 0 | 0 | 0
ENT_2_SPP_N | ENT | SPP_N | 2040 | B8 | 500 | 0 | 1300 | 0 | 0 | 0 | 0 | 0 | 0 | 0 | 0 | 0 | 0 | 0
ENT_2_SPP_N | ENT | SPP_N | 2040 | B9 | 800 | 0 | 1300 | 0 | 0 | 0 | 0 | 0 | 0 | 0 | 0 | 0 | 0 | 0
ENT_2_SPP_N | ENT | SPP_N | 2040 | B10 | 1262 | 0 | 1300 | 0 | 0 | 0 | 0 | 0 | 0 | 0 | 0 | 0 | 0 | 0
ENT_2_SPP_N | ENT | SPP_N | 2040 | B11 | 25 | 0 | 1300 | 0 | 0 | 0 | 0 | 0 | 0 | 0 | 0 | 0 | 0 | 0
ENT_2_SPP_N | ENT | SPP_N | 2040 | B12 | 200 | 0 | 1300 | 0 | 0 | 0 | 0 | 0 | 0 | 0 | 0 | 0 | 0 | 0
ENT_2_SPP_N | ENT | SPP_N | 2040 | B13 | 600 | 0 | 1300 | 0 | 0 | 0 | 0 | 0 | 0 | 0 | 0 | 0 | 0 | 0
ENT_2_SPP_N | ENT | SPP_N | 2040 | B14 | 900 | 0 | 1300 | 0 | 0 | 0 | 0 | 0 | 0 | 0 | 0 | 0 | 0 | 0
ENT_2_SPP_N | ENT | SPP_N | 2040 | B15 | 1203 | 0 | 1300 | 0 | 0 | 0 | 0 | 0 | 0 | 0 | 0 | 0 | 0 | 0
ENT_2_SPP_N | ENT | SPP_N | 2040 | B16 | 25 | 0 | 1300 | 0 | 0 | 0 | 0 | 0 | 0 | 0 | 0 | 0 | 0 | 0
ENT_2_SPP_N | ENT | SPP_N | 2040 | B17 | 100 | 0 | 1300 | 0 | 0 | 0 | 0 | 0 | 0 | 0 | 0 | 0 | 0 | 0
ENT_2_SPP_N | ENT | SPP_N | 2040 | B18 | 400 | 0 | 1300 | 0 | 0 | 0 | 0 | 0 | 0 | 0 | 0 | 0 | 0 | 0
ENT_2_SPP_N | ENT | SPP_N | 2040 | B19 | 700 | 0 | 1300 | 0 | 0 | 0 | 0 | 0 | 0 | 0 | 0 | 0 | 0 | 0
ENT_2_SPP_N | ENT | SPP_N | 2040 | B20 | 935 | 0 | 1300 | 0 | 0 | 0 | 0 | 0 | 0 | 0 | 0 | 0 | 0 | 0
ENT_2_SPP_N | ENT | SPP_N | 2045 | B1 | 10 | 0 | 1300 | 0 | 0 | 0 | 0 | 0 | 0 | 0 | 0 | 0 | 0 | 0
ENT_2_SPP_N | ENT | SPP_N | 2045 | B2 | 25 | 0 | 1300 | 0 | 0 | 0 | 0 | 0 | 0 | 0 | 0 | 0 | 0 | 0
ENT_2_SPP_N | ENT | SPP_N | 2045 | B3 | 75 | 0 | 1300 | 0 | 0 | 0 | 0 | 0 | 0 | 0 | 0 | 0 | 0 | 0
ENT_2_SPP_N | ENT | SPP_N | 2045 | B4 | 100 | 0 | 1300 | 0 | 0 | 0 | 0 | 0 | 0 | 0 | 0 | 0 | 0 | 0
ENT_2_SPP_N | ENT | SPP_N | 2045 | B5 | 200 | 0 | 1300 | 0 | 0 | 0 | 0 | 0 | 0 | 0 | 0 | 0 | 0 | 0
ENT_2_SPP_N | ENT | SPP_N | 2045 | B6 | 300 | 0 | 1300 | 254.52 | 0 | 0 | 0 | 0 | 0 | 0 | 0 | 0 | 0 | 0
ENT_2_SPP_N | ENT | SPP_N | 2045 | B7 | 400 | 0 | 1300 | 0 | 0 | 0 | 0 | 0 | 0 | 0 | 0 | 0 | 0 | 0
ENT_2_SPP_N | ENT | SPP_N | 2045 | B8 | 500 | 0 | 1300 | 0 | 0 | 0 | 0 | 0 | 0 | 0 | 0 | 0 | 0 | 0
ENT_2_SPP_N | ENT | SPP_N | 2045 | B9 | 800 | 0 | 1300 | 0 | 0 | 0 | 0 | 0 | 0 | 0 | 0 | 0 | 0 | 0
ENT_2_SPP_N | ENT | SPP_N | 2045 | B10 | 1262 | 0 | 1300 | 0 | 0 | 0 | 0 | 0 | 0 | 0 | 0 | 0 | 0 | 0
ENT_2_SPP_N | ENT | SPP_N | 2045 | B11 | 25 | 0 | 1300 | 0 | 0 | 0 | 0 | 0 | 0 | 0 | 0 | 0 | 0 | 0
ENT_2_SPP_N | ENT | SPP_N | 2045 | B12 | 200 | 0 | 1300 | 0 | 0 | 0 | 0 | 0 | 0 | 0 | 0 | 0 | 0 | 0
ENT_2_SPP_N | ENT | SPP_N | 2045 | B13 | 600 | 0 | 1300 | 0 | 0 | 0 | 0 | 0 | 0 | 0 | 0 | 0 | 0 | 0
ENT_2_SPP_N | ENT | SPP_N | 2045 | B14 | 900 | 0 | 1300 | 0 | 0 | 0 | 0 | 0 | 0 | 0 | 0 | 0 | 0 | 0
ENT_2_SPP_N | ENT | SPP_N | 2045 | B15 | 1203 | 0 | 1300 | 0 | 0 | 0 | 0 | 0 | 0 | 0 | 0 | 0 | 0 | 0
ENT_2_SPP_N | ENT | SPP_N | 2045 | B16 | 25 | 0 | 1300 | 0 | 0 | 0 | 0 | 0 | 0 | 0 | 0 | 0 | 0 | 0
ENT_2_SPP_N | ENT | SPP_N | 2045 | B17 | 100 | 0 | 1300 | 0 | 0 | 0 | 0 | 0 | 0 | 0 | 0 | 0 | 0 | 0
ENT_2_SPP_N | ENT | SPP_N | 2045 | B18 | 400 | 0 | 1300 | 0 | 0 | 0 | 0 | 0 | 0 | 0 | 0 | 0 | 0 | 0
ENT_2_SPP_N | ENT | SPP_N | 2045 | B19 | 700 | 0 | 1300 | 0 | 0 | 0 | 0 | 0 | 0 | 0 | 0 | 0 | 0 | 0
ENT_2_SPP_N | ENT | SPP_N | 2045 | B20 | 935 | 0 | 1300 | 0 | 0 | 0 | 0 | 0 | 0 | 0 | 0 | 0 | 0 | 0
ENT_2_SPP_N | ENT | SPP_N | 2050 | B1 | 10 | 0 | 1300 | 0 | 0 | 0 | 0 | 0 | 0 | 0 | 0 | 0 | 0 | 0
ENT_2_SPP_N | ENT | SPP_N | 2050 | B2 | 25 | 0 | 1300 | 0 | 0 | 0 | 0 | 0 | 0 | 0 | 0 | 0 | 0 | 0
ENT_2_SPP_N | ENT | SPP_N | 2050 | B3 | 75 | 0 | 1300 | 0 | 0 | 0 | 0 | 0 | 0 | 0 | 0 | 0 | 0 | 0
ENT_2_SPP_N | ENT | SPP_N | 2050 | B4 | 100 | 0 | 1300 | 0 | 0 | 0 | 0 | 0 | 0 | 0 | 0 | 0 | 0 | 0
ENT_2_SPP_N | ENT | SPP_N | 2050 | B5 | 200 | 0 | 1300 | 0 | 0 | 0 | 0 | 0 | 0 | 0 | 0 | 0 | 0 | 0
ENT_2_SPP_N | ENT | SPP_N | 2050 | B6 | 300 | 0 | 1300 | 0 | 0 | 0 | 0 | 0 | 0 | 0 | 0 | 0 | 0 | 0
ENT_2_SPP_N | ENT | SPP_N | 2050 | B7 | 400 | 0 | 1300 | 0 | 0 | 0 | 0 | 0 | 0 | 0 | 0 | 0 | 0 | 0
ENT_2_SPP_N | ENT | SPP_N | 2050 | B8 | 500 | 0 | 1300 | 0 | 0 | 0 | 0 | 0 | 0 | 0 | 0 | 0 | 0 | 0
ENT_2_SPP_N | ENT | SPP_N | 2050 | B9 | 800 | 0 | 1300 | 0 | 0 | 0 | 0 | 0 | 0 | 0 | 0 | 0 | 0 | 0
ENT_2_SPP_N | ENT | SPP_N | 2050 | B10 | 1262 | 0 | 1300 | 0 | 0 | 0 | 0 | 0 | 0 | 0 | 0 | 0 | 0 | 0
ENT_2_SPP_N | ENT | SPP_N | 2050 | B11 | 25 | 0 | 1300 | 0 | 0 | 0 | 0 | 0 | 0 | 0 | 0 | 0 | 0 | 0
ENT_2_SPP_N | ENT | SPP_N | 2050 | B12 | 200 | 0 | 1300 | 0 | 0 | 0 | 0 | 0 | 0 | 0 | 0 | 0 | 0 | 0
ENT_2_SPP_N | ENT | SPP_N | 2050 | B13 | 600 | 0 | 1300 | 0 | 0 | 0 | 0 | 0 | 0 | 0 | 0 | 0 | 0 | 0
ENT_2_SPP_N | ENT | SPP_N | 2050 | B14 | 900 | 0 | 1300 | 0 | 0 | 0 | 0 | 0 | 0 | 0 | 0 | 0 | 0 | 0
ENT_2_SPP_N | ENT | SPP_N | 2050 | B15 | 1203 | 0 | 1300 | 0 | 0 | 0 | 0 | 0 | 0 | 0 | 0 | 0 | 0 | 0
ENT_2_SPP_N | ENT | SPP_N | 2050 | B16 | 25 | 0 | 1300 | 0 | 0 | 0 | 0 | 0 | 0 | 0 | 0 | 0 | 0 | 0
ENT_2_SPP_N | ENT | SPP_N | 2050 | B17 | 100 | 0 | 1300 | 0 | 0 | 0 | 0 | 0 | 0 | 0 | 0 | 0 | 0 | 0
ENT_2_SPP_N | ENT | SPP_N | 2050 | B18 | 400 | 0 | 1300 | 0 | 0 | 0 | 0 | 0 | 0 | 0 | 0 | 0 | 0 | 0
ENT_2_SPP_N | ENT | SPP_N | 2050 | B19 | 700 | 0 | 1300 | 0 | 0 | 0 | 0 | 0 | 0 | 0 | 0 | 0 | 0 | 0
ENT_2_SPP_N | ENT | SPP_N | 2050 | B20 | 935 | 0 | 1300 | 0 | 0 | 0 | 0 | 0 | 0 | 0 | 0 | 0 | 0 | 0
ENT_2_SPP_S | ENT | SPP_S | 2015 | B1 | 10 | 0 | 1300 | 0 | 0 | 0 | 0 | 0 | 0 | 0 | 0 | 0 | 0 | 0
ENT_2_SPP_S | ENT | SPP_S | 2015 | B2 | 25 | 0 | 1300 | 0 | 0 | 0 | 0 | 0 | 0 | 0 | 0 | 0 | 0 | 0
ENT_2_SPP_S | ENT | SPP_S | 2015 | B3 | 75 | 0 | 1300 | 0 | 0 | 0 | 0 | 0 | 0 | 0 | 0 | 0 | 0 | 0
ENT_2_SPP_S | ENT | SPP_S | 2015 | B4 | 100 | 0 | 1300 | 0 | 0 | 0 | 0 | 0 | 0 | 0 | 0 | 0 | 0 | 0
ENT_2_SPP_S | ENT | SPP_S | 2015 | B5 | 200 | 0 | 1300 | 0 | 0 | 0 | 0 | 0 | 0 | 0 | 0 | 0 | 0 | 0
ENT_2_SPP_S | ENT | SPP_S | 2015 | B6 | 300 | 0 | 1300 | 0 | 0 | 0 | 0 | 0 | 0 | 0 | 0 | 0 | 0 | 0
ENT_2_SPP_S | ENT | SPP_S | 2015 | B7 | 400 | 0 | 1300 | 0 | 0 | 0 | 0 | 0 | 0 | 0 | 0 | 0 | 0 | 0
ENT_2_SPP_S | ENT | SPP_S | 2015 | B8 | 500 | 0 | 1300 | 0 | 0 | 0 | 0 | 0 | 0 | 0 | 0 | 0 | 0 | 0
ENT_2_SPP_S | ENT | SPP_S | 2015 | B9 | 800 | 0 | 1300 | 0 | 0 | 0 | 0 | 0 | 0 | 0 | 0 | 0 | 0 | 0
ENT_2_SPP_S | ENT | SPP_S | 2015 | B10 | 1262 | 0 | 1300 | 0 | 0 | 0 | 0 | 0 | 0 | 0 | 0 | 0 | 0 | 0
ENT_2_SPP_S | ENT | SPP_S | 2015 | B11 | 25 | 0 | 1300 | 0 | 0 | 0 | 0 | 0 | 0 | 0 | 0 | 0 | 0 | 0
ENT_2_SPP_S | ENT | SPP_S | 2015 | B12 | 200 | 0 | 1300 | 0 | 0 | 0 | 0 | 0 | 0 | 0 | 0 | 0 | 0 | 0
ENT_2_SPP_S | ENT | SPP_S | 2015 | B13 | 600 | 0 | 1300 | 0 | 0 | 0 | 0 | 0 | 0 | 0 | 0 | 0 | 0 | 0
ENT_2_SPP_S | ENT | SPP_S | 2015 | B14 | 900 | 0 | 1300 | 0 | 0 | 0 | 0 | 0 | 0 | 0 | 0 | 0 | 0 | 0
ENT_2_SPP_S | ENT | SPP_S | 2015 | B15 | 1203 | 0 | 1300 | 0 | 0 | 0 | 0 | 0 | 0 | 0 | 0 | 0 | 0 | 0
ENT_2_SPP_S | ENT | SPP_S | 2015 | B16 | 25 | 0 | 1300 | 0 | 0 | 0 | 0 | 0 | 0 | 0 | 0 | 0 | 0 | 0
ENT_2_SPP_S | ENT | SPP_S | 2015 | B17 | 100 | 0 | 1300 | 0 | 0 | 0 | 0 | 0 | 0 | 0 | 0 | 0 | 0 | 0
ENT_2_SPP_S | ENT | SPP_S | 2015 | B18 | 400 | 0 | 1300 | 0 | 0 | 0 | 0 | 0 | 0 | 0 | 0 | 0 | 0 | 0
ENT_2_SPP_S | ENT | SPP_S | 2015 | B19 | 700 | 0 | 1300 | 0 | 0 | 0 | 0 | 0 | 0 | 0 | 0 | 0 | 0 | 0
ENT_2_SPP_S | ENT | SPP_S | 2015 | B20 | 935 | 0 | 1300 | 0 | 0 | 0 | 0 | 0 | 0 | 0 | 0 | 0 | 0 | 0
ENT_2_SPP_S | ENT | SPP_S | 2020 | B1 | 10 | 0 | 1300 | 0 | 0 | 0 | 0 | 0 | 0 | 0 | 0 | 0 | 0 | 0
ENT_2_SPP_S | ENT | SPP_S | 2020 | B2 | 25 | 0 | 1300 | 0 | 0 | 0 | 0 | 0 | 0 | 0 | 0 | 0 | 0 | 0
ENT_2_SPP_S | ENT | SPP_S | 2020 | B3 | 75 | 0 | 1300 | 0 | 0 | 0 | 0 | 0 | 0 | 0 | 0 | 0 | 0 | 0
ENT_2_SPP_S | ENT | SPP_S | 2020 | B4 | 100 | 0 | 1300 | 0 | 0 | 0 | 0 | 0 | 0 | 0 | 0 | 0 | 0 | 0
ENT_2_SPP_S | ENT | SPP_S | 2020 | B5 | 200 | 0 | 1300 | 0 | 0 | 0 | 0 | 0 | 0 | 0 | 0 | 0 | 0 | 0
ENT_2_SPP_S | ENT | SPP_S | 2020 | B6 | 300 | 0 | 1300 | 0 | 0 | 0 | 0 | 0 | 0 | 0 | 0 | 0 | 0 | 0
ENT_2_SPP_S | ENT | SPP_S | 2020 | B7 | 400 | 0 | 1300 | 0 | 0 | 0 | 0 | 0 | 0 | 0 | 0 | 0 | 0 | 0
ENT_2_SPP_S | ENT | SPP_S | 2020 | B8 | 500 | 0 | 1300 | 0 | 0 | 0 | 0 | 0 | 0 | 0 | 0 | 0 | 0 | 0
ENT_2_SPP_S | ENT | SPP_S | 2020 | B9 | 800 | 0 | 1300 | 0 | 0 | 0 | 0 | 0 | 0 | 0 | 0 | 0 | 0 | 0
ENT_2_SPP_S | ENT | SPP_S | 2020 | B10 | 1262 | 0 | 1300 | 0 | 0 | 0 | 0 | 0 | 0 | 0 | 0 | 0 | 0 | 0
ENT_2_SPP_S | ENT | SPP_S | 2020 | B11 | 25 | 0 | 1300 | 0 | 0 | 0 | 0 | 0 | 0 | 0 | 0 | 0 | 0 | 0
ENT_2_SPP_S | ENT | SPP_S | 2020 | B12 | 200 | 0 | 1300 | 0 | 0 | 0 | 0 | 0 | 0 | 0 | 0 | 0 | 0 | 0
ENT_2_SPP_S | ENT | SPP_S | 2020 | B13 | 600 | 0 | 1300 | 0 | 0 | 0 | 0 | 0 | 0 | 0 | 0 | 0 | 0 | 0
ENT_2_SPP_S | ENT | SPP_S | 2020 | B14 | 900 | 0 | 1300 | 0 | 0 | 0 | 0 | 0 | 0 | 0 | 0 | 0 | 0 | 0
ENT_2_SPP_S | ENT | SPP_S | 2020 | B15 | 1203 | 0 | 1300 | 0 | 0 | 0 | 0 | 0 | 0 | 0 | 0 | 0 | 0 | 0
ENT_2_SPP_S | ENT | SPP_S | 2020 | B16 | 25 | 0 | 1300 | 0 | 0 | 0 | 0 | 0 | 0 | 0 | 0 | 0 | 0 | 0
ENT_2_SPP_S | ENT | SPP_S | 2020 | B17 | 100 | 0 | 1300 | 0 | 0 | 0 | 0 | 0 | 0 | 0 | 0 | 0 | 0 | 0
ENT_2_SPP_S | ENT | SPP_S | 2020 | B18 | 400 | 0 | 1300 | 0 | 0 | 0 | 0 | 0 | 0 | 0 | 0 | 0 | 0 | 0
ENT_2_SPP_S | ENT | SPP_S | 2020 | B19 | 700 | 0 | 1300 | 0 | 0 | 0 | 0 | 0 | 0 | 0 | 0 | 0 | 0 | 0
ENT_2_SPP_S | ENT | SPP_S | 2020 | B20 | 935 | 0 | 1300 | 0 | 0 | 0 | 0 | 0 | 0 | 0 | 0 | 0 | 0 | 0
ENT_2_SPP_S | ENT | SPP_S | 2025 | B1 | 10 | 0 | 1300 | 0 | 0 | 0 | 0 | 0 | 0 | 0 | 0 | 0 | 0 | 0
ENT_2_SPP_S | ENT | SPP_S | 2025 | B2 | 25 | 0 | 1300 | 0 | 0 | 0 | 0 | 0 | 0 | 0 | 0 | 0 | 0 | 0
ENT_2_SPP_S | ENT | SPP_S | 2025 | B3 | 75 | 0 | 1300 | 0 | 0 | 0 | 0 | 0 | 0 | 0 | 0 | 0 | 0 | 0
ENT_2_SPP_S | ENT | SPP_S | 2025 | B4 | 100 | 0 | 1300 | 0 | 0 | 0 | 0 | 0 | 0 | 0 | 0 | 0 | 0 | 0
ENT_2_SPP_S | ENT | SPP_S | 2025 | B5 | 200 | 0 | 1300 | 0 | 0 | 0 | 0 | 0 | 0 | 0 | 0 | 0 | 0 | 0
ENT_2_SPP_S | ENT | SPP_S | 2025 | B6 | 300 | 0 | 1300 | 0 | 0 | 0 | 0 | 0 | 0 | 0 | 0 | 0 | 0 | 0
ENT_2_SPP_S | ENT | SPP_S | 2025 | B7 | 400 | 0 | 1300 | 0 | 0 | 0 | 0 | 0 | 0 | 0 | 0 | 0 | 0 | 0
ENT_2_SPP_S | ENT | SPP_S | 2025 | B8 | 500 | 0 | 1300 | 0 | 0 | 0 | 0 | 0 | 0 | 0 | 0 | 0 | 0 | 0
ENT_2_SPP_S | ENT | SPP_S | 2025 | B9 | 800 | 0 | 1300 | 0 | 0 | 0 | 0 | 0 | 0 | 0 | 0 | 0 | 0 | 0
ENT_2_SPP_S | ENT | SPP_S | 2025 | B10 | 1262 | 0 | 1300 | 0 | 0 | 0 | 0 | 0 | 0 | 0 | 0 | 0 | 0 | 0
ENT_2_SPP_S | ENT | SPP_S | 2025 | B11 | 25 | 0 | 1300 | 0 | 0 | 0 | 0 | 0 | 0 | 0 | 0 | 0 | 0 | 0
ENT_2_SPP_S | ENT | SPP_S | 2025 | B12 | 200 | 0 | 1300 | 0 | 0 | 0 | 0 | 0 | 0 | 0 | 0 | 0 | 0 | 0
ENT_2_SPP_S | ENT | SPP_S | 2025 | B13 | 600 | 0 | 1300 | 0 | 0 | 0 | 0 | 0 | 0 | 0 | 0 | 0 | 0 | 0
ENT_2_SPP_S | ENT | SPP_S | 2025 | B14 | 900 | 0 | 1300 | 0 | 0 | 0 | 0 | 0 | 0 | 0 | 0 | 0 | 0 | 0
ENT_2_SPP_S | ENT | SPP_S | 2025 | B15 | 1203 | 0 | 1300 | 0 | 0 | 0 | 0 | 0 | 0 | 0 | 0 | 0 | 0 | 0
ENT_2_SPP_S | ENT | SPP_S | 2025 | B16 | 25 | 0 | 1300 | 0 | 0 | 0 | 0 | 0 | 0 | 0 | 0 | 0 | 0 | 0
ENT_2_SPP_S | ENT | SPP_S | 2025 | B17 | 100 | 0 | 1300 | 0 | 0 | 0 | 0 | 0 | 0 | 0 | 0 | 0 | 0 | 0
ENT_2_SPP_S | ENT | SPP_S | 2025 | B18 | 400 | 0 | 1300 | 0 | 0 | 0 | 0 | 0 | 0 | 0 | 0 | 0 | 0 | 0
ENT_2_SPP_S | ENT | SPP_S | 2025 | B19 | 700 | 0 | 1300 | 0 | 0 | 0 | 0 | 0 | 0 | 0 | 0 | 0 | 0 | 0
ENT_2_SPP_S | ENT | SPP_S | 2025 | B20 | 935 | 0 | 1300 | 0 | 0 | 0 | 0 | 0 | 0 | 0 | 0 | 0 | 0 | 0
ENT_2_SPP_S | ENT | SPP_S | 2030 | B1 | 10 | 0 | 1300 | 0 | 0 | 0 | 0 | 0 | 0 | 0 | 0 | 0 | 0 | 0
ENT_2_SPP_S | ENT | SPP_S | 2030 | B2 | 25 | 0 | 1300 | 0 | 0 | 0 | 0 | 0 | 0 | 0 | 0 | 0 | 0 | 0
ENT_2_SPP_S | ENT | SPP_S | 2030 | B3 | 75 | 0 | 1300 | 0 | 0 | 0 | 0 | 0 | 0 | 0 | 0 | 0 | 0 | 0
ENT_2_SPP_S | ENT | SPP_S | 2030 | B4 | 100 | 0 | 1300 | 0 | 0 | 0 | 0 | 0 | 0 | 0 | 0 | 0 | 0 | 0
ENT_2_SPP_S | ENT | SPP_S | 2030 | B5 | 200 | 0 | 1300 | 0 | 0 | 0 | 0 | 0 | 0 | 0 | 0 | 0 | 0 | 0
ENT_2_SPP_S | ENT | SPP_S | 2030 | B6 | 300 | 0 | 1300 | 0 | 0 | 0 | 0 | 0 | 0 | 0 | 0 | 0 | 0 | 0
ENT_2_SPP_S | ENT | SPP_S | 2030 | B7 | 400 | 0 | 1300 | 0 | 0 | 0 | 0 | 0 | 0 | 0 | 0 | 0 | 0 | 0
ENT_2_SPP_S | ENT | SPP_S | 2030 | B8 | 500 | 0 | 1300 | 0 | 0 | 0 | 0 | 0 | 0 | 0 | 0 | 0 | 0 | 0
ENT_2_SPP_S | ENT | SPP_S | 2030 | B9 | 800 | 0 | 1300 | 0 | 0 | 0 | 0 | 0 | 0 | 0 | 0 | 0 | 0 | 0
ENT_2_SPP_S | ENT | SPP_S | 2030 | B10 | 1262 | 0 | 1300 | 0 | 0 | 0 | 0 | 0 | 0 | 0 | 0 | 0 | 0 | 0
ENT_2_SPP_S | ENT | SPP_S | 2030 | B11 | 25 | 0 | 1300 | 0 | 0 | 0 | 0 | 0 | 0 | 0 | 0 | 0 | 0 | 0
ENT_2_SPP_S | ENT | SPP_S | 2030 | B12 | 200 | 0 | 1300 | 0 | 0 | 0 | 0 | 0 | 0 | 0 | 0 | 0 | 0 | 0
ENT_2_SPP_S | ENT | SPP_S | 2030 | B13 | 600 | 0 | 1300 | 0 | 0 | 0 | 0 | 0 | 0 | 0 | 0 | 0 | 0 | 0
ENT_2_SPP_S | ENT | SPP_S | 2030 | B14 | 900 | 0 | 1300 | 0 | 0 | 0 | 0 | 0 | 0 | 0 | 0 | 0 | 0 | 0
ENT_2_SPP_S | ENT | SPP_S | 2030 | B15 | 1203 | 0 | 1300 | 0 | 0 | 0 | 0 | 0 | 0 | 0 | 0 | 0 | 0 | 0
ENT_2_SPP_S | ENT | SPP_S | 2030 | B16 | 25 | 0 | 1300 | 0 | 0 | 0 | 0 | 0 | 0 | 0 | 0 | 0 | 0 | 0
ENT_2_SPP_S | ENT | SPP_S | 2030 | B17 | 100 | 0 | 1300 | 0 | 0 | 0 | 0 | 0 | 0 | 0 | 0 | 0 | 0 | 0
ENT_2_SPP_S | ENT | SPP_S | 2030 | B18 | 400 | 0 | 1300 | 0 | 0 | 0 | 0 | 0 | 0 | 0 | 0 | 0 | 0 | 0
ENT_2_SPP_S | ENT | SPP_S | 2030 | B19 | 700 | 0 | 1300 | 0 | 0 | 0 | 0 | 0 | 0 | 0 | 0 | 0 | 0 | 0
ENT_2_SPP_S | ENT | SPP_S | 2030 | B20 | 935 | 0 | 1300 | 0 | 0 | 0 | 0 | 0 | 0 | 0 | 0 | 0 | 0 | 0
ENT_2_SPP_S | ENT | SPP_S | 2035 | B1 | 10 | 0 | 1300 | 0 | 0 | 0 | 0 | 0 | 0 | 0 | 0 | 0 | 0 | 0
ENT_2_SPP_S | ENT | SPP_S | 2035 | B2 | 25 | 0 | 1300 | 0 | 0 | 0 | 0 | 0 | 0 | 0 | 0 | 0 | 0 | 0
ENT_2_SPP_S | ENT | SPP_S | 2035 | B3 | 75 | 0 | 1300 | 0 | 0 | 0 | 0 | 0 | 0 | 0 | 0 | 0 | 0 | 0
ENT_2_SPP_S | ENT | SPP_S | 2035 | B4 | 100 | 0 | 1300 | 0 | 0 | 0 | 0 | 0 | 0 | 0 | 0 | 0 | 0 | 0
ENT_2_SPP_S | ENT | SPP_S | 2035 | B5 | 200 | 0 | 1300 | 0 | 0 | 0 | 0 | 0 | 0 | 0 | 0 | 0 | 0 | 0
ENT_2_SPP_S | ENT | SPP_S | 2035 | B6 | 300 | 0 | 1300 | 0 | 0 | 0 | 0 | 0 | 0 | 0 | 0 | 0 | 0 | 0
ENT_2_SPP_S | ENT | SPP_S | 2035 | B7 | 400 | 0 | 1300 | 0 | 0 | 0 | 0 | 0 | 0 | 0 | 0 | 0 | 0 | 0
ENT_2_SPP_S | ENT | SPP_S | 2035 | B8 | 500 | 0 | 1300 | 0 | 0 | 0 | 0 | 0 | 0 | 0 | 0 | 0 | 0 | 0
ENT_2_SPP_S | ENT | SPP_S | 2035 | B9 | 800 | 0 | 1300 | 0 | 0 | 0 | 0 | 0 | 0 | 0 | 0 | 0 | 0 | 0
ENT_2_SPP_S | ENT | SPP_S | 2035 | B10 | 1262 | 0 | 1300 | 0 | 0 | 0 | 0 | 0 | 0 | 0 | 0 | 0 | 0 | 0
ENT_2_SPP_S | ENT | SPP_S | 2035 | B11 | 25 | 0 | 1300 | 0 | 0 | 0 | 0 | 0 | 0 | 0 | 0 | 0 | 0 | 0
ENT_2_SPP_S | ENT | SPP_S | 2035 | B12 | 200 | 0 | 1300 | 0 | 0 | 0 | 0 | 0 | 0 | 0 | 0 | 0 | 0 | 0
ENT_2_SPP_S | ENT | SPP_S | 2035 | B13 | 600 | 0 | 1300 | 0 | 0 | 0 | 0 | 0 | 0 | 0 | 0 | 0 | 0 | 0
ENT_2_SPP_S | ENT | SPP_S | 2035 | B14 | 900 | 0 | 1300 | 0 | 0 | 0 | 0 | 0 | 0 | 0 | 0 | 0 | 0 | 0
ENT_2_SPP_S | ENT | SPP_S | 2035 | B15 | 1203 | 0 | 1300 | 0 | 0 | 0 | 0 | 0 | 0 | 0 | 0 | 0 | 0 | 0
ENT_2_SPP_S | ENT | SPP_S | 2035 | B16 | 25 | 0 | 1300 | 0 | 0 | 0 | 0 | 0 | 0 | 0 | 0 | 0 | 0 | 0
ENT_2_SPP_S | ENT | SPP_S | 2035 | B17 | 100 | 0 | 1300 | 0 | 0 | 0 | 0 | 0 | 0 | 0 | 0 | 0 | 0 | 0
ENT_2_SPP_S | ENT | SPP_S | 2035 | B18 | 400 | 0 | 1300 | 0 | 0 | 0 | 0 | 0 | 0 | 0 | 0 | 0 | 0 | 0
ENT_2_SPP_S | ENT | SPP_S | 2035 | B19 | 700 | 0 | 1300 | 0 | 0 | 0 | 0 | 0 | 0 | 0 | 0 | 0 | 0 | 0
ENT_2_SPP_S | ENT | SPP_S | 2035 | B20 | 935 | 0 | 1300 | 0 | 0 | 0 | 0 | 0 | 0 | 0 | 0 | 0 | 0 | 0
ENT_2_SPP_S | ENT | SPP_S | 2040 | B1 | 10 | 0 | 1300 | 0 | 0 | 0 | 0 | 0 | 0 | 0 | 0 | 0 | 0 | 0
ENT_2_SPP_S | ENT | SPP_S | 2040 | B2 | 25 | 0 | 1300 | 0 | 0 | 0 | 0 | 0 | 0 | 0 | 0 | 0 | 0 | 0
ENT_2_SPP_S | ENT | SPP_S | 2040 | B3 | 75 | 0 | 1300 | 0 | 0 | 0 | 0 | 0 | 0 | 0 | 0 | 0 | 0 | 0
ENT_2_SPP_S | ENT | SPP_S | 2040 | B4 | 100 | 0 | 1300 | 0 | 0 | 0 | 0 | 0 | 0 | 0 | 0 | 0 | 0 | 0
ENT_2_SPP_S | ENT | SPP_S | 2040 | B5 | 200 | 0 | 1300 | 0 | 0 | 0 | 0 | 0 | 0 | 0 | 0 | 0 | 0 | 0
ENT_2_SPP_S | ENT | SPP_S | 2040 | B6 | 300 | 0 | 1300 | 0 | 0 | 0 | 0 | 0 | 0 | 0 | 0 | 0 | 0 | 0
ENT_2_SPP_S | ENT | SPP_S | 2040 | B7 | 400 | 0 | 1300 | 0 | 0 | 0 | 0 | 0 | 0 | 0 | 0 | 0 | 0 | 0
ENT_2_SPP_S | ENT | SPP_S | 2040 | B8 | 500 | 0 | 1300 | 0 | 0 | 0 | 0 | 0 | 0 | 0 | 0 | 0 | 0 | 0
ENT_2_SPP_S | ENT | SPP_S | 2040 | B9 | 800 | 0 | 1300 | 0 | 0 | 0 | 0 | 0 | 0 | 0 | 0 | 0 | 0 | 0
ENT_2_SPP_S | ENT | SPP_S | 2040 | B10 | 1262 | 0 | 1300 | 0 | 0 | 0 | 0 | 0 | 0 | 0 | 0 | 0 | 0 | 0
ENT_2_SPP_S | ENT | SPP_S | 2040 | B11 | 25 | 0 | 1300 | 0 | 0 | 0 | 0 | 0 | 0 | 0 | 0 | 0 | 0 | 0
ENT_2_SPP_S | ENT | SPP_S | 2040 | B12 | 200 | 0 | 1300 | 0 | 0 | 0 | 0 | 0 | 0 | 0 | 0 | 0 | 0 | 0
ENT_2_SPP_S | ENT | SPP_S | 2040 | B13 | 600 | 0 | 1300 | 0 | 0 | 0 | 0 | 0 | 0 | 0 | 0 | 0 | 0 | 0
ENT_2_SPP_S | ENT | SPP_S | 2040 | B14 | 900 | 0 | 1300 | 0 | 0 | 0 | 0 | 0 | 0 | 0 | 0 | 0 | 0 | 0
ENT_2_SPP_S | ENT | SPP_S | 2040 | B15 | 1203 | 0 | 1300 | 0 | 0 | 0 | 0 | 0 | 0 | 0 | 0 | 0 | 0 | 0
ENT_2_SPP_S | ENT | SPP_S | 2040 | B16 | 25 | 0 | 1300 | 0 | 0 | 0 | 0 | 0 | 0 | 0 | 0 | 0 | 0 | 0
ENT_2_SPP_S | ENT | SPP_S | 2040 | B17 | 100 | 0 | 1300 | 0 | 0 | 0 | 0 | 0 | 0 | 0 | 0 | 0 | 0 | 0
ENT_2_SPP_S | ENT | SPP_S | 2040 | B18 | 400 | 0 | 1300 | 0 | 0 | 0 | 0 | 0 | 0 | 0 | 0 | 0 | 0 | 0
ENT_2_SPP_S | ENT | SPP_S | 2040 | B19 | 700 | 0 | 1300 | 0 | 0 | 0 | 0 | 0 | 0 | 0 | 0 | 0 | 0 | 0
ENT_2_SPP_S | ENT | SPP_S | 2040 | B20 | 935 | 0 | 1300 | 0 | 0 | 0 | 0 | 0 | 0 | 0 | 0 | 0 | 0 | 0
ENT_2_SPP_S | ENT | SPP_S | 2045 | B1 | 10 | 0 | 1300 | 0 | 0 | 0 | 0 | 0 | 0 | 0 | 0 | 0 | 0 | 0
ENT_2_SPP_S | ENT | SPP_S | 2045 | B2 | 25 | 0 | 1300 | 0 | 0 | 0 | 0 | 0 | 0 | 0 | 0 | 0 | 0 | 0
ENT_2_SPP_S | ENT | SPP_S | 2045 | B3 | 75 | 0 | 1300 | 0 | 0 | 0 | 0 | 0 | 0 | 0 | 0 | 0 | 0 | 0
ENT_2_SPP_S | ENT | SPP_S | 2045 | B4 | 100 | 0 | 1300 | 0 | 0 | 0 | 0 | 0 | 0 | 0 | 0 | 0 | 0 | 0
ENT_2_SPP_S | ENT | SPP_S | 2045 | B5 | 200 | 0 | 1300 | 0 | 0 | 0 | 0 | 0 | 0 | 0 | 0 | 0 | 0 | 0
ENT_2_SPP_S | ENT | SPP_S | 2045 | B6 | 300 | 0 | 1300 | 0 | 0 | 0 | 0 | 0 | 0 | 0 | 0 | 0 | 0 | 0
ENT_2_SPP_S | ENT | SPP_S | 2045 | B7 | 400 | 0 | 1300 | 0 | 0 | 0 | 0 | 0 | 0 | 0 | 0 | 0 | 0 | 0
ENT_2_SPP_S | ENT | SPP_S | 2045 | B8 | 500 | 0 | 1300 | 0 | 0 | 0 | 0 | 0 | 0 | 0 | 0 | 0 | 0 | 0
ENT_2_SPP_S | ENT | SPP_S | 2045 | B9 | 800 | 0 | 1300 | 0 | 0 | 0 | 0 | 0 | 0 | 0 | 0 | 0 | 0 | 0
ENT_2_SPP_S | ENT | SPP_S | 2045 | B10 | 1262 | 0 | 1300 | 0 | 0 | 0 | 0 | 0 | 0 | 0 | 0 | 0 | 0 | 0
ENT_2_SPP_S | ENT | SPP_S | 2045 | B11 | 25 | 0 | 1300 | 0 | 0 | 0 | 0 | 0 | 0 | 0 | 0 | 0 | 0 | 0
ENT_2_SPP_S | ENT | SPP_S | 2045 | B12 | 200 | 0 | 1300 | 0 | 0 | 0 | 0 | 0 | 0 | 0 | 0 | 0 | 0 | 0
ENT_2_SPP_S | ENT | SPP_S | 2045 | B13 | 600 | 0 | 1300 | 0 | 0 | 0 | 0 | 0 | 0 | 0 | 0 | 0 | 0 | 0
ENT_2_SPP_S | ENT | SPP_S | 2045 | B14 | 900 | 0 | 1300 | 0 | 0 | 0 | 0 | 0 | 0 | 0 | 0 | 0 | 0 | 0
ENT_2_SPP_S | ENT | SPP_S | 2045 | B15 | 1203 | 0 | 1300 | 0 | 0 | 0 | 0 | 0 | 0 | 0 | 0 | 0 | 0 | 0
ENT_2_SPP_S | ENT | SPP_S | 2045 | B16 | 25 | 0 | 1300 | 0 | 0 | 0 | 0 | 0 | 0 | 0 | 0 | 0 | 0 | 0
ENT_2_SPP_S | ENT | SPP_S | 2045 | B17 | 100 | 0 | 1300 | 0 | 0 | 0 | 0 | 0 | 0 | 0 | 0 | 0 | 0 | 0
ENT_2_SPP_S | ENT | SPP_S | 2045 | B18 | 400 | 0 | 1300 | 0 | 0 | 0 | 0 | 0 | 0 | 0 | 0 | 0 | 0 | 0
ENT_2_SPP_S | ENT | SPP_S | 2045 | B19 | 700 | 0 | 1300 | 0 | 0 | 0 | 0 | 0 | 0 | 0 | 0 | 0 | 0 | 0
ENT_2_SPP_S | ENT | SPP_S | 2045 | B20 | 935 | 0 | 1300 | 0 | 0 | 0 | 0 | 0 | 0 | 0 | 0 | 0 | 0 | 0
ENT_2_SPP_S | ENT | SPP_S | 2050 | B1 | 10 | 0 | 1300 | 0 | 0 | 0 | 0 | 0 | 0 | 0 | 0 | 0 | 0 | 0
ENT_2_SPP_S | ENT | SPP_S | 2050 | B2 | 25 | 0 | 1300 | 0 | 0 | 0 | 0 | 0 | 0 | 0 | 0 | 0 | 0 | 0
ENT_2_SPP_S | ENT | SPP_S | 2050 | B3 | 75 | 0 | 1300 | 0 | 0 | 0 | 0 | 0 | 0 | 0 | 0 | 0 | 0 | 0
ENT_2_SPP_S | ENT | SPP_S | 2050 | B4 | 100 | 0 | 1300 | 0 | 0 | 0 | 0 | 0 | 0 | 0 | 0 | 0 | 0 | 0
ENT_2_SPP_S | ENT | SPP_S | 2050 | B5 | 200 | 0 | 1300 | 0 | 0 | 0 | 0 | 0 | 0 | 0 | 0 | 0 | 0 | 0
ENT_2_SPP_S | ENT | SPP_S | 2050 | B6 | 300 | 0 | 1300 | 0 | 0 | 0 | 0 | 0 | 0 | 0 | 0 | 0 | 0 | 0
ENT_2_SPP_S | ENT | SPP_S | 2050 | B7 | 400 | 0 | 1300 | 0 | 0 | 0 | 0 | 0 | 0 | 0 | 0 | 0 | 0 | 0
ENT_2_SPP_S | ENT | SPP_S | 2050 | B8 | 500 | 0 | 1300 | 0 | 0 | 0 | 0 | 0 | 0 | 0 | 0 | 0 | 0 | 0
ENT_2_SPP_S | ENT | SPP_S | 2050 | B9 | 800 | 0 | 1300 | 0 | 0 | 0 | 0 | 0 | 0 | 0 | 0 | 0 | 0 | 0
ENT_2_SPP_S | ENT | SPP_S | 2050 | B10 | 1262 | 0 | 1300 | 0 | 0 | 0 | 0 | 0 | 0 | 0 | 0 | 0 | 0 | 0
ENT_2_SPP_S | ENT | SPP_S | 2050 | B11 | 25 | 0 | 1300 | 0 | 0 | 0 | 0 | 0 | 0 | 0 | 0 | 0 | 0 | 0
ENT_2_SPP_S | ENT | SPP_S | 2050 | B12 | 200 | 0 | 1300 | 0 | 0 | 0 | 0 | 0 | 0 | 0 | 0 | 0 | 0 | 0
ENT_2_SPP_S | ENT | SPP_S | 2050 | B13 | 600 | 0 | 1300 | 0 | 0 | 0 | 0 | 0 | 0 | 0 | 0 | 0 | 0 | 0
ENT_2_SPP_S | ENT | SPP_S | 2050 | B14 | 900 | 0 | 1300 | 0 | 0 | 0 | 0 | 0 | 0 | 0 | 0 | 0 | 0 | 0
ENT_2_SPP_S | ENT | SPP_S | 2050 | B15 | 1203 | 0 | 1300 | 0 | 0 | 0 | 0 | 0 | 0 | 0 | 0 | 0 | 0 | 0
ENT_2_SPP_S | ENT | SPP_S | 2050 | B16 | 25 | 0 | 1300 | 0 | 0 | 0 | 0 | 0 | 0 | 0 | 0 | 0 | 0 | 0
ENT_2_SPP_S | ENT | SPP_S | 2050 | B17 | 100 | 0 | 1300 | 0 | 0 | 0 | 0 | 0 | 0 | 0 | 0 | 0 | 0 | 0
ENT_2_SPP_S | ENT | SPP_S | 2050 | B18 | 400 | 0 | 1300 | 0 | 0 | 0 | 0 | 0 | 0 | 0 | 0 | 0 | 0 | 0
ENT_2_SPP_S | ENT | SPP_S | 2050 | B19 | 700 | 0 | 1300 | 0 | 0 | 0 | 0 | 0 | 0 | 0 | 0 | 0 | 0 | 0
ENT_2_SPP_S | ENT | SPP_S | 2050 | B20 | 935 | 0 | 1300 | 0 | 0 | 0 | 0 | 0 | 0 | 0 | 0 | 0 | 0 | 0
ENT_2_TVA_Transmission | ENT | TVA_Transmission | 2015 | B1 | 10 | 0 | 2100 | 1058.85 | 0 | 685.91 | 0 | 0 | 0 | 0 | 0 | 0 | 0 | Infinite
ENT_2_TVA_Transmission | ENT | TVA_Transmission | 2015 | B2 | 25 | 0 | 2100 | 1106.25 | 0 | 1106.25 | 0 | 0 | 0 | 0 | 0 | 0 | 0 | Infinite
ENT_2_TVA_Transmission | ENT | TVA_Transmission | 2015 | B3 | 75 | 0 | 2100 | 0 | 0 | 0 | 0 | 0 | 0 | 0 | 0 | 0 | 0 | Infinite
ENT_2_TVA_Transmission | ENT | TVA_Transmission | 2015 | B4 | 100 | 0 | 2100 | 0 | 0 | 0 | 0 | 0 | 0 | 0 | 0 | 0 | 0 | Infinite
ENT_2_TVA_Transmission | ENT | TVA_Transmission | 2015 | B5 | 200 | 0 | 2100 | 0 | 0 | 0 | 0 | 0 | 0 | 0 | 0 | 0 | 0 | Infinite
ENT_2_TVA_Transmission | ENT | TVA_Transmission | 2015 | B6 | 300 | 0 | 2100 | 0 | 0 | 0 | 0 | 0 | 0 | 0 | 0 | 0 | 0 | Infinite
ENT_2_TVA_Transmission | ENT | TVA_Transmission | 2015 | B7 | 400 | 0 | 2100 | 0 | 0 | 0 | 0 | 0 | 0 | 0 | 0 | 0 | 0 | Infinite
ENT_2_TVA_Transmission | ENT | TVA_Transmission | 2015 | B8 | 500 | 0 | 2100 | 0 | 0 | 0 | 0 | 0 | 0 | 0 | 0 | 0 | 0 | Infinite
ENT_2_TVA_Transmission | ENT | TVA_Transmission | 2015 | B9 | 800 | 0 | 2100 | 0 | 0 | 0 | 0 | 0 | 0 | 0 | 0 | 0 | 0 | Infinite
ENT_2_TVA_Transmission | ENT | TVA_Transmission | 2015 | B10 | 1262 | 0 | 2100 | 0 | 0 | 0 | 0 | 0 | 0 | 0 | 0 | 0 | 0 | Infinite
ENT_2_TVA_Transmission | ENT | TVA_Transmission | 2015 | B11 | 25 | 0 | 2100 | 0 | 0 | 0 | 0 | 0 | 0 | 0 | 0 | 0 | 0 | Infinite
ENT_2_TVA_Transmission | ENT | TVA_Transmission | 2015 | B12 | 200 | 0 | 2100 | 0 | 0 | 0 | 0 | 0 | 0 | 0 | 0 | 0 | 0 | Infinite
ENT_2_TVA_Transmission | ENT | TVA_Transmission | 2015 | B13 | 600 | 0 | 2100 | 0 | 0 | 0 | 0 | 0 | 0 | 0 | 0 | 0 | 0 | Infinite
ENT_2_TVA_Transmission | ENT | TVA_Transmission | 2015 | B14 | 900 | 0 | 2100 | 0 | 0 | 0 | 0 | 0 | 0 | 0 | 0 | 0 | 0 | Infinite
ENT_2_TVA_Transmission | ENT | TVA_Transmission | 2015 | B15 | 1203 | 0 | 2100 | 0 | 0 | 0 | 0 | 0 | 0 | 0 | 0 | 0 | 0 | Infinite
ENT_2_TVA_Transmission | ENT | TVA_Transmission | 2015 | B16 | 25 | 0 | 2100 | 0 | 0 | 0 | 0 | 0 | 0 | 0 | 0 | 0 | 0 | Infinite
ENT_2_TVA_Transmission | ENT | TVA_Transmission | 2015 | B17 | 100 | 0 | 2100 | 0 | 0 | 0 | 0 | 0 | 0 | 0 | 0 | 0 | 0 | Infinite
ENT_2_TVA_Transmission | ENT | TVA_Transmission | 2015 | B18 | 400 | 0 | 2100 | 0 | 0 | 0 | 0 | 0 | 0 | 0 | 0 | 0 | 0 | Infinite
ENT_2_TVA_Transmission | ENT | TVA_Transmission | 2015 | B19 | 700 | 0 | 2100 | 0 | 0 | 0 | 0 | 0 | 0 | 0 | 0 | 0 | 0 | Infinite
ENT_2_TVA_Transmission | ENT | TVA_Transmission | 2015 | B20 | 935 | 0 | 2100 | 0 | 0 | 0 | 0 | 0 | 0 | 0 | 0 | 0 | 0 | Infinite
ENT_2_TVA_Transmission | ENT | TVA_Transmission | 2020 | B1 | 10 | 0 | 2100 | 504.89 | 0 | 504.88 | 0 | 0 | 0 | 0 | 0 | 0 | 0 | Infinite
ENT_2_TVA_Transmission | ENT | TVA_Transmission | 2020 | B2 | 25 | 0 | 2100 | 941.04 | 0 | 91.04 | 0 | 0 | 0 | 0 | 0 | 0 | 0 | Infinite
ENT_2_TVA_Transmission | ENT | TVA_Transmission | 2020 | B3 | 75 | 0 | 2100 | 0 | 0 | 0 | 0 | 0 | 0 | 0 | 0 | 0 | 0 | Infinite
ENT_2_TVA_Transmission | ENT | TVA_Transmission | 2020 | B4 | 100 | 0 | 2100 | 0 | 0 | 0 | 0 | 0 | 0 | 0 | 0 | 0 | 0 | Infinite
ENT_2_TVA_Transmission | ENT | TVA_Transmission | 2020 | B5 | 200 | 0 | 2100 | 0 | 0 | 0 | 0 | 0 | 0 | 0 | 0 | 0 | 0 | Infinite
ENT_2_TVA_Transmission | ENT | TVA_Transmission | 2020 | B6 | 300 | 0 | 2100 | 0 | 0 | 0 | 0 | 0 | 0 | 0 | 0 | 0 | 0 | Infinite
ENT_2_TVA_Transmission | ENT | TVA_Transmission | 2020 | B7 | 400 | 0 | 2100 | 0 | 0 | 0 | 0 | 0 | 0 | 0 | 0 | 0 | 0 | Infinite
ENT_2_TVA_Transmission | ENT | TVA_Transmission | 2020 | B8 | 500 | 0 | 2100 | 0 | 0 | 0 | 0 | 0 | 0 | 0 | 0 | 0 | 0 | Infinite
ENT_2_TVA_Transmission | ENT | TVA_Transmission | 2020 | B9 | 800 | 0 | 2100 | 0 | 0 | 0 | 0 | 0 | 0 | 0 | 0 | 0 | 0 | Infinite
ENT_2_TVA_Transmission | ENT | TVA_Transmission | 2020 | B10 | 1262 | 0 | 2100 | 0 | 0 | 0 | 0 | 0 | 0 | 0 | 0 | 0 | 0 | Infinite
ENT_2_TVA_Transmission | ENT | TVA_Transmission | 2020 | B11 | 25 | 0 | 2100 | 0 | 0 | 0 | 0 | 0 | 0 | 0 | 0 | 0 | 0 | Infinite
ENT_2_TVA_Transmission | ENT | TVA_Transmission | 2020 | B12 | 200 | 0 | 2100 | 0 | 0 | 0 | 0 | 0 | 0 | 0 | 0 | 0 | 0 | Infinite
ENT_2_TVA_Transmission | ENT | TVA_Transmission | 2020 | B13 | 600 | 0 | 2100 | 0 | 0 | 0 | 0 | 0 | 0 | 0 | 0 | 0 | 0 | Infinite
ENT_2_TVA_Transmission | ENT | TVA_Transmission | 2020 | B14 | 900 | 0 | 2100 | 0 | 0 | 0 | 0 | 0 | 0 | 0 | 0 | 0 | 0 | Infinite
ENT_2_TVA_Transmission | ENT | TVA_Transmission | 2020 | B15 | 1203 | 0 | 2100 | 0 | 0 | 0 | 0 | 0 | 0 | 0 | 0 | 0 | 0 | Infinite
ENT_2_TVA_Transmission | ENT | TVA_Transmission | 2020 | B16 | 25 | 0 | 2100 | 0 | 0 | 0 | 0 | 0 | 0 | 0 | 0 | 0 | 0 | Infinite
ENT_2_TVA_Transmission | ENT | TVA_Transmission | 2020 | B17 | 100 | 0 | 2100 | 0 | 0 | 0 | 0 | 0 | 0 | 0 | 0 | 0 | 0 | Infinite
ENT_2_TVA_Transmission | ENT | TVA_Transmission | 2020 | B18 | 400 | 0 | 2100 | 0 | 0 | 0 | 0 | 0 | 0 | 0 | 0 | 0 | 0 | Infinite
ENT_2_TVA_Transmission | ENT | TVA_Transmission | 2020 | B19 | 700 | 0 | 2100 | 0 | 0 | 0 | 0 | 0 | 0 | 0 | 0 | 0 | 0 | Infinite
ENT_2_TVA_Transmission | ENT | TVA_Transmission | 2020 | B20 | 935 | 0 | 2100 | 0 | 0 | 0 | 0 | 0 | 0 | 0 | 0 | 0 | 0 | Infinite
ENT_2_TVA_Transmission | ENT | TVA_Transmission | 2025 | B1 | 10 | 0 | 2100 | 0 | 0 | 559.11 | 0 | 0 | 0 | 0 | 0 | 0 | 0 | Infinite
ENT_2_TVA_Transmission | ENT | TVA_Transmission | 2025 | B2 | 25 | 0 | 2100 | 0 | 0 | 0 | 0 | 0 | 0 | 0 | 0 | 0 | 0 | Infinite
ENT_2_TVA_Transmission | ENT | TVA_Transmission | 2025 | B3 | 75 | 0 | 2100 | 0 | 0 | 0 | 0 | 0 | 0 | 0 | 0 | 0 | 0 | Infinite
ENT_2_TVA_Transmission | ENT | TVA_Transmission | 2025 | B4 | 100 | 0 | 2100 | 0 | 0 | 0 | 0 | 0 | 0 | 0 | 0 | 0 | 0 | Infinite
ENT_2_TVA_Transmission | ENT | TVA_Transmission | 2025 | B5 | 200 | 0 | 2100 | 0 | 0 | 0 | 0 | 0 | 0 | 0 | 0 | 0 | 0 | Infinite
ENT_2_TVA_Transmission | ENT | TVA_Transmission | 2025 | B6 | 300 | 0 | 2100 | 0 | 0 | 0 | 0 | 0 | 0 | 0 | 0 | 0 | 0 | Infinite
ENT_2_TVA_Transmission | ENT | TVA_Transmission | 2025 | B7 | 400 | 0 | 2100 | 0 | 0 | 0 | 0 | 0 | 0 | 0 | 0 | 0 | 0 | Infinite
ENT_2_TVA_Transmission | ENT | TVA_Transmission | 2025 | B8 | 500 | 0 | 2100 | 0 | 0 | 0 | 0 | 0 | 0 | 0 | 0 | 0 | 0 | Infinite
ENT_2_TVA_Transmission | ENT | TVA_Transmission | 2025 | B9 | 800 | 0 | 2100 | 0 | 0 | 0 | 0 | 0 | 0 | 0 | 0 | 0 | 0 | Infinite
ENT_2_TVA_Transmission | ENT | TVA_Transmission | 2025 | B10 | 1262 | 0 | 2100 | 0 | 0 | 0 | 0 | 0 | 0 | 0 | 0 | 0 | 0 | Infinite
ENT_2_TVA_Transmission | ENT | TVA_Transmission | 2025 | B11 | 25 | 0 | 2100 | 0 | 0 | 0 | 0 | 0 | 0 | 0 | 0 | 0 | 0 | Infinite
ENT_2_TVA_Transmission | ENT | TVA_Transmission | 2025 | B12 | 200 | 0 | 2100 | 0 | 0 | 0 | 0 | 0 | 0 | 0 | 0 | 0 | 0 | Infinite
ENT_2_TVA_Transmission | ENT | TVA_Transmission | 2025 | B13 | 600 | 0 | 2100 | 0 | 0 | 0 | 0 | 0 | 0 | 0 | 0 | 0 | 0 | Infinite
ENT_2_TVA_Transmission | ENT | TVA_Transmission | 2025 | B14 | 900 | 0 | 2100 | 0 | 0 | 0 | 0 | 0 | 0 | 0 | 0 | 0 | 0 | Infinite
ENT_2_TVA_Transmission | ENT | TVA_Transmission | 2025 | B15 | 1203 | 0 | 2100 | 0 | 0 | 0 | 0 | 0 | 0 | 0 | 0 | 0 | 0 | Infinite
ENT_2_TVA_Transmission | ENT | TVA_Transmission | 2025 | B16 | 25 | 0 | 2100 | 0 | 0 | 0 | 0 | 0 | 0 | 0 | 0 | 0 | 0 | Infinite
ENT_2_TVA_Transmission | ENT | TVA_Transmission | 2025 | B17 | 100 | 0 | 2100 | 0 | 0 | 0 | 0 | 0 | 0 | 0 | 0 | 0 | 0 | Infinite
ENT_2_TVA_Transmission | ENT | TVA_Transmission | 2025 | B18 | 400 | 0 | 2100 | 0 | 0 | 0 | 0 | 0 | 0 | 0 | 0 | 0 | 0 | Infinite
ENT_2_TVA_Transmission | ENT | TVA_Transmission | 2025 | B19 | 700 | 0 | 2100 | 0 | 0 | 0 | 0 | 0 | 0 | 0 | 0 | 0 | 0 | Infinite
ENT_2_TVA_Transmission | ENT | TVA_Transmission | 2025 | B20 | 935 | 0 | 2100 | 0 | 0 | 0 | 0 | 0 | 0 | 0 | 0 | 0 | 0 | Infinite
ENT_2_TVA_Transmission | ENT | TVA_Transmission | 2030 | B1 | 10 | 0 | 2100 | 0 | 0 | 1190.83 | 0 | 0 | 0 | 0 | 0 | 0 | 0 | Infinite
ENT_2_TVA_Transmission | ENT | TVA_Transmission | 2030 | B2 | 25 | 0 | 2100 | 0 | 0 | 0 | 0 | 0 | 0 | 0 | 0 | 0 | 0 | Infinite
ENT_2_TVA_Transmission | ENT | TVA_Transmission | 2030 | B3 | 75 | 0 | 2100 | 0 | 0 | 0 | 0 | 0 | 0 | 0 | 0 | 0 | 0 | Infinite
ENT_2_TVA_Transmission | ENT | TVA_Transmission | 2030 | B4 | 100 | 0 | 2100 | 0 | 0 | 0 | 0 | 0 | 0 | 0 | 0 | 0 | 0 | Infinite
ENT_2_TVA_Transmission | ENT | TVA_Transmission | 2030 | B5 | 200 | 0 | 2100 | 0 | 0 | 0 | 0 | 0 | 0 | 0 | 0 | 0 | 0 | Infinite
ENT_2_TVA_Transmission | ENT | TVA_Transmission | 2030 | B6 | 300 | 0 | 2100 | 0 | 0 | 0 | 0 | 0 | 0 | 0 | 0 | 0 | 0 | Infinite
ENT_2_TVA_Transmission | ENT | TVA_Transmission | 2030 | B7 | 400 | 0 | 2100 | 0 | 0 | 0 | 0 | 0 | 0 | 0 | 0 | 0 | 0 | Infinite
ENT_2_TVA_Transmission | ENT | TVA_Transmission | 2030 | B8 | 500 | 0 | 2100 | 0 | 0 | 0 | 0 | 0 | 0 | 0 | 0 | 0 | 0 | Infinite
ENT_2_TVA_Transmission | ENT | TVA_Transmission | 2030 | B9 | 800 | 0 | 2100 | 0 | 0 | 0 | 0 | 0 | 0 | 0 | 0 | 0 | 0 | Infinite
ENT_2_TVA_Transmission | ENT | TVA_Transmission | 2030 | B10 | 1262 | 0 | 2100 | 0 | 0 | 0 | 0 | 0 | 0 | 0 | 0 | 0 | 0 | Infinite
ENT_2_TVA_Transmission | ENT | TVA_Transmission | 2030 | B11 | 25 | 0 | 2100 | 0 | 0 | 0 | 0 | 0 | 0 | 0 | 0 | 0 | 0 | Infinite
ENT_2_TVA_Transmission | ENT | TVA_Transmission | 2030 | B12 | 200 | 0 | 2100 | 0 | 0 | 0 | 0 | 0 | 0 | 0 | 0 | 0 | 0 | Infinite
ENT_2_TVA_Transmission | ENT | TVA_Transmission | 2030 | B13 | 600 | 0 | 2100 | 0 | 0 | 0 | 0 | 0 | 0 | 0 | 0 | 0 | 0 | Infinite
ENT_2_TVA_Transmission | ENT | TVA_Transmission | 2030 | B14 | 900 | 0 | 2100 | 0 | 0 | 0 | 0 | 0 | 0 | 0 | 0 | 0 | 0 | Infinite
ENT_2_TVA_Transmission | ENT | TVA_Transmission | 2030 | B15 | 1203 | 0 | 2100 | 0 | 0 | 0 | 0 | 0 | 0 | 0 | 0 | 0 | 0 | Infinite
ENT_2_TVA_Transmission | ENT | TVA_Transmission | 2030 | B16 | 25 | 0 | 2100 | 0 | 0 | 0 | 0 | 0 | 0 | 0 | 0 | 0 | 0 | Infinite
ENT_2_TVA_Transmission | ENT | TVA_Transmission | 2030 | B17 | 100 | 0 | 2100 | 0 | 0 | 0 | 0 | 0 | 0 | 0 | 0 | 0 | 0 | Infinite
ENT_2_TVA_Transmission | ENT | TVA_Transmission | 2030 | B18 | 400 | 0 | 2100 | 0 | 0 | 0 | 0 | 0 | 0 | 0 | 0 | 0 | 0 | Infinite
ENT_2_TVA_Transmission | ENT | TVA_Transmission | 2030 | B19 | 700 | 0 | 2100 | 0 | 0 | 0 | 0 | 0 | 0 | 0 | 0 | 0 | 0 | Infinite
ENT_2_TVA_Transmission | ENT | TVA_Transmission | 2030 | B20 | 935 | 0 | 2100 | 0 | 0 | 0 | 0 | 0 | 0 | 0 | 0 | 0 | 0 | Infinite
ENT_2_TVA_Transmission | ENT | TVA_Transmission | 2035 | B1 | 10 | 0 | 2100 | 0 | 0 | 0 | 0 | 0 | 0 | 0 | 0 | 0 | 0 | Infinite
ENT_2_TVA_Transmission | ENT | TVA_Transmission | 2035 | B2 | 25 | 0 | 2100 | 0 | 0 | 0 | 0 | 0 | 0 | 0 | 0 | 0 | 0 | Infinite
ENT_2_TVA_Transmission | ENT | TVA_Transmission | 2035 | B3 | 75 | 0 | 2100 | 0 | 0 | 0 | 0 | 0 | 0 | 0 | 0 | 0 | 0 | Infinite
ENT_2_TVA_Transmission | ENT | TVA_Transmission | 2035 | B4 | 100 | 0 | 2100 | 0 | 0 | 0 | 0 | 0 | 0 | 0 | 0 | 0 | 0 | Infinite
ENT_2_TVA_Transmission | ENT | TVA_Transmission | 2035 | B5 | 200 | 0 | 2100 | 0 | 0 | 0 | 0 | 0 | 0 | 0 | 0 | 0 | 0 | Infinite
ENT_2_TVA_Transmission | ENT | TVA_Transmission | 2035 | B6 | 300 | 0 | 2100 | 0 | 0 | 0 | 0 | 0 | 0 | 0 | 0 | 0 | 0 | Infinite
ENT_2_TVA_Transmission | ENT | TVA_Transmission | 2035 | B7 | 400 | 0 | 2100 | 0 | 0 | 0 | 0 | 0 | 0 | 0 | 0 | 0 | 0 | Infinite
ENT_2_TVA_Transmission | ENT | TVA_Transmission | 2035 | B8 | 500 | 0 | 2100 | 0 | 0 | 0 | 0 | 0 | 0 | 0 | 0 | 0 | 0 | Infinite
ENT_2_TVA_Transmission | ENT | TVA_Transmission | 2035 | B9 | 800 | 0 | 2100 | 0 | 0 | 0 | 0 | 0 | 0 | 0 | 0 | 0 | 0 | Infinite
ENT_2_TVA_Transmission | ENT | TVA_Transmission | 2035 | B10 | 1262 | 0 | 2100 | 0 | 0 | 0 | 0 | 0 | 0 | 0 | 0 | 0 | 0 | Infinite
ENT_2_TVA_Transmission | ENT | TVA_Transmission | 2035 | B11 | 25 | 0 | 2100 | 0 | 0 | 0 | 0 | 0 | 0 | 0 | 0 | 0 | 0 | Infinite
ENT_2_TVA_Transmission | ENT | TVA_Transmission | 2035 | B12 | 200 | 0 | 2100 | 0 | 0 | 0 | 0 | 0 | 0 | 0 | 0 | 0 | 0 | Infinite
ENT_2_TVA_Transmission | ENT | TVA_Transmission | 2035 | B13 | 600 | 0 | 2100 | 0 | 0 | 0 | 0 | 0 | 0 | 0 | 0 | 0 | 0 | Infinite
ENT_2_TVA_Transmission | ENT | TVA_Transmission | 2035 | B14 | 900 | 0 | 2100 | 0 | 0 | 0 | 0 | 0 | 0 | 0 | 0 | 0 | 0 | Infinite
ENT_2_TVA_Transmission | ENT | TVA_Transmission | 2035 | B15 | 1203 | 0 | 2100 | 0 | 0 | 0 | 0 | 0 | 0 | 0 | 0 | 0 | 0 | Infinite
ENT_2_TVA_Transmission | ENT | TVA_Transmission | 2035 | B16 | 25 | 0 | 2100 | 0 | 0 | 0 | 0 | 0 | 0 | 0 | 0 | 0 | 0 | Infinite
ENT_2_TVA_Transmission | ENT | TVA_Transmission | 2035 | B17 | 100 | 0 | 2100 | 0 | 0 | 0 | 0 | 0 | 0 | 0 | 0 | 0 | 0 | Infinite
ENT_2_TVA_Transmission | ENT | TVA_Transmission | 2035 | B18 | 400 | 0 | 2100 | 0 | 0 | 0 | 0 | 0 | 0 | 0 | 0 | 0 | 0 | Infinite
ENT_2_TVA_Transmission | ENT | TVA_Transmission | 2035 | B19 | 700 | 0 | 2100 | 0 | 0 | 0 | 0 | 0 | 0 | 0 | 0 | 0 | 0 | Infinite
ENT_2_TVA_Transmission | ENT | TVA_Transmission | 2035 | B20 | 935 | 0 | 2100 | 0 | 0 | 0 | 0 | 0 | 0 | 0 | 0 | 0 | 0 | Infinite
ENT_2_TVA_Transmission | ENT | TVA_Transmission | 2040 | B1 | 10 | 0 | 2100 | 0 | 0 | 0 | 0 | 0 | 0 | 0 | 0 | 0 | 0 | Infinite
ENT_2_TVA_Transmission | ENT | TVA_Transmission | 2040 | B2 | 25 | 0 | 2100 | 0 | 0 | 0 | 0 | 0 | 0 | 0 | 0 | 0 | 0 | Infinite
ENT_2_TVA_Transmission | ENT | TVA_Transmission | 2040 | B3 | 75 | 0 | 2100 | 0 | 0 | 0 | 0 | 0 | 0 | 0 | 0 | 0 | 0 | Infinite
ENT_2_TVA_Transmission | ENT | TVA_Transmission | 2040 | B4 | 100 | 0 | 2100 | 0 | 0 | 0 | 0 | 0 | 0 | 0 | 0 | 0 | 0 | Infinite
ENT_2_TVA_Transmission | ENT | TVA_Transmission | 2040 | B5 | 200 | 0 | 2100 | 0 | 0 | 0 | 0 | 0 | 0 | 0 | 0 | 0 | 0 | Infinite
ENT_2_TVA_Transmission | ENT | TVA_Transmission | 2040 | B6 | 300 | 0 | 2100 | 0 | 0 | 0 | 0 | 0 | 0 | 0 | 0 | 0 | 0 | Infinite
ENT_2_TVA_Transmission | ENT | TVA_Transmission | 2040 | B7 | 400 | 0 | 2100 | 0 | 0 | 0 | 0 | 0 | 0 | 0 | 0 | 0 | 0 | Infinite
ENT_2_TVA_Transmission | ENT | TVA_Transmission | 2040 | B8 | 500 | 0 | 2100 | 0 | 0 | 0 | 0 | 0 | 0 | 0 | 0 | 0 | 0 | Infinite
ENT_2_TVA_Transmission | ENT | TVA_Transmission | 2040 | B9 | 800 | 0 | 2100 | 0 | 0 | 0 | 0 | 0 | 0 | 0 | 0 | 0 | 0 | Infinite
ENT_2_TVA_Transmission | ENT | TVA_Transmission | 2040 | B10 | 1262 | 0 | 2100 | 0 | 0 | 0 | 0 | 0 | 0 | 0 | 0 | 0 | 0 | Infinite
ENT_2_TVA_Transmission | ENT | TVA_Transmission | 2040 | B11 | 25 | 0 | 2100 | 0 | 0 | 0 | 0 | 0 | 0 | 0 | 0 | 0 | 0 | Infinite
ENT_2_TVA_Transmission | ENT | TVA_Transmission | 2040 | B12 | 200 | 0 | 2100 | 0 | 0 | 0 | 0 | 0 | 0 | 0 | 0 | 0 | 0 | Infinite
ENT_2_TVA_Transmission | ENT | TVA_Transmission | 2040 | B13 | 600 | 0 | 2100 | 0 | 0 | 0 | 0 | 0 | 0 | 0 | 0 | 0 | 0 | Infinite
ENT_2_TVA_Transmission | ENT | TVA_Transmission | 2040 | B14 | 900 | 0 | 2100 | 0 | 0 | 0 | 0 | 0 | 0 | 0 | 0 | 0 | 0 | Infinite
ENT_2_TVA_Transmission | ENT | TVA_Transmission | 2040 | B15 | 1203 | 0 | 2100 | 0 | 0 | 0 | 0 | 0 | 0 | 0 | 0 | 0 | 0 | Infinite
ENT_2_TVA_Transmission | ENT | TVA_Transmission | 2040 | B16 | 25 | 0 | 2100 | 0 | 0 | 0 | 0 | 0 | 0 | 0 | 0 | 0 | 0 | Infinite
ENT_2_TVA_Transmission | ENT | TVA_Transmission | 2040 | B17 | 100 | 0 | 2100 | 0 | 0 | 0 | 0 | 0 | 0 | 0 | 0 | 0 | 0 | Infinite
ENT_2_TVA_Transmission | ENT | TVA_Transmission | 2040 | B18 | 400 | 0 | 2100 | 0 | 0 | 0 | 0 | 0 | 0 | 0 | 0 | 0 | 0 | Infinite
ENT_2_TVA_Transmission | ENT | TVA_Transmission | 2040 | B19 | 700 | 0 | 2100 | 0 | 0 | 0 | 0 | 0 | 0 | 0 | 0 | 0 | 0 | Infinite
ENT_2_TVA_Transmission | ENT | TVA_Transmission | 2040 | B20 | 935 | 0 | 2100 | 0 | 0 | 0 | 0 | 0 | 0 | 0 | 0 | 0 | 0 | Infinite
ENT_2_TVA_Transmission | ENT | TVA_Transmission | 2045 | B1 | 10 | 0 | 2100 | 0 | 0 | 0 | 0 | 0 | 0 | 0 | 0 | 0 | 0 | Infinite
ENT_2_TVA_Transmission | ENT | TVA_Transmission | 2045 | B2 | 25 | 0 | 2100 | 0 | 0 | 0 | 0 | 0 | 0 | 0 | 0 | 0 | 0 | Infinite
ENT_2_TVA_Transmission | ENT | TVA_Transmission | 2045 | B3 | 75 | 0 | 2100 | 0 | 0 | 0 | 0 | 0 | 0 | 0 | 0 | 0 | 0 | Infinite
ENT_2_TVA_Transmission | ENT | TVA_Transmission | 2045 | B4 | 100 | 0 | 2100 | 0 | 0 | 0 | 0 | 0 | 0 | 0 | 0 | 0 | 0 | Infinite
ENT_2_TVA_Transmission | ENT | TVA_Transmission | 2045 | B5 | 200 | 0 | 2100 | 0 | 0 | 0 | 0 | 0 | 0 | 0 | 0 | 0 | 0 | Infinite
ENT_2_TVA_Transmission | ENT | TVA_Transmission | 2045 | B6 | 300 | 0 | 2100 | 0 | 0 | 0 | 0 | 0 | 0 | 0 | 0 | 0 | 0 | Infinite
ENT_2_TVA_Transmission | ENT | TVA_Transmission | 2045 | B7 | 400 | 0 | 2100 | 0 | 0 | 0 | 0 | 0 | 0 | 0 | 0 | 0 | 0 | Infinite
ENT_2_TVA_Transmission | ENT | TVA_Transmission | 2045 | B8 | 500 | 0 | 2100 | 0 | 0 | 0 | 0 | 0 | 0 | 0 | 0 | 0 | 0 | Infinite
ENT_2_TVA_Transmission | ENT | TVA_Transmission | 2045 | B9 | 800 | 0 | 2100 | 0 | 0 | 0 | 0 | 0 | 0 | 0 | 0 | 0 | 0 | Infinite
ENT_2_TVA_Transmission | ENT | TVA_Transmission | 2045 | B10 | 1262 | 0 | 2100 | 0 | 0 | 0 | 0 | 0 | 0 | 0 | 0 | 0 | 0 | Infinite
ENT_2_TVA_Transmission | ENT | TVA_Transmission | 2045 | B11 | 25 | 0 | 2100 | 0 | 0 | 0 | 0 | 0 | 0 | 0 | 0 | 0 | 0 | Infinite
ENT_2_TVA_Transmission | ENT | TVA_Transmission | 2045 | B12 | 200 | 0 | 2100 | 0 | 0 | 0 | 0 | 0 | 0 | 0 | 0 | 0 | 0 | Infinite
ENT_2_TVA_Transmission | ENT | TVA_Transmission | 2045 | B13 | 600 | 0 | 2100 | 0 | 0 | 0 | 0 | 0 | 0 | 0 | 0 | 0 | 0 | Infinite
ENT_2_TVA_Transmission | ENT | TVA_Transmission | 2045 | B14 | 900 | 0 | 2100 | 0 | 0 | 0 | 0 | 0 | 0 | 0 | 0 | 0 | 0 | Infinite
ENT_2_TVA_Transmission | ENT | TVA_Transmission | 2045 | B15 | 1203 | 0 | 2100 | 0 | 0 | 0 | 0 | 0 | 0 | 0 | 0 | 0 | 0 | Infinite
ENT_2_TVA_Transmission | ENT | TVA_Transmission | 2045 | B16 | 25 | 0 | 2100 | 0 | 0 | 0 | 0 | 0 | 0 | 0 | 0 | 0 | 0 | Infinite
ENT_2_TVA_Transmission | ENT | TVA_Transmission | 2045 | B17 | 100 | 0 | 2100 | 0 | 0 | 0 | 0 | 0 | 0 | 0 | 0 | 0 | 0 | Infinite
ENT_2_TVA_Transmission | ENT | TVA_Transmission | 2045 | B18 | 400 | 0 | 2100 | 0 | 0 | 0 | 0 | 0 | 0 | 0 | 0 | 0 | 0 | Infinite
ENT_2_TVA_Transmission | ENT | TVA_Transmission | 2045 | B19 | 700 | 0 | 2100 | 0 | 0 | 0 | 0 | 0 | 0 | 0 | 0 | 0 | 0 | Infinite
ENT_2_TVA_Transmission | ENT | TVA_Transmission | 2045 | B20 | 935 | 0 | 2100 | 0 | 0 | 0 | 0 | 0 | 0 | 0 | 0 | 0 | 0 | Infinite
ENT_2_TVA_Transmission | ENT | TVA_Transmission | 2050 | B1 | 10 | 0 | 2100 | 0 | 0 | 625.06 | 0 | 0 | 0 | 0 | 0 | 0 | 0 | Infinite
ENT_2_TVA_Transmission | ENT | TVA_Transmission | 2050 | B2 | 25 | 0 | 2100 | 0 | 0 | 0 | 0 | 0 | 0 | 0 | 0 | 0 | 0 | Infinite
ENT_2_TVA_Transmission | ENT | TVA_Transmission | 2050 | B3 | 75 | 0 | 2100 | 0 | 0 | 0 | 0 | 0 | 0 | 0 | 0 | 0 | 0 | Infinite
ENT_2_TVA_Transmission | ENT | TVA_Transmission | 2050 | B4 | 100 | 0 | 2100 | 0 | 0 | 0 | 0 | 0 | 0 | 0 | 0 | 0 | 0 | Infinite
ENT_2_TVA_Transmission | ENT | TVA_Transmission | 2050 | B5 | 200 | 0 | 2100 | 0 | 0 | 0 | 0 | 0 | 0 | 0 | 0 | 0 | 0 | Infinite
ENT_2_TVA_Transmission | ENT | TVA_Transmission | 2050 | B6 | 300 | 0 | 2100 | 0 | 0 | 0 | 0 | 0 | 0 | 0 | 0 | 0 | 0 | Infinite
ENT_2_TVA_Transmission | ENT | TVA_Transmission | 2050 | B7 | 400 | 0 | 2100 | 0 | 0 | 0 | 0 | 0 | 0 | 0 | 0 | 0 | 0 | Infinite
ENT_2_TVA_Transmission | ENT | TVA_Transmission | 2050 | B8 | 500 | 0 | 2100 | 0 | 0 | 0 | 0 | 0 | 0 | 0 | 0 | 0 | 0 | Infinite
ENT_2_TVA_Transmission | ENT | TVA_Transmission | 2050 | B9 | 800 | 0 | 2100 | 0 | 0 | 0 | 0 | 0 | 0 | 0 | 0 | 0 | 0 | Infinite
ENT_2_TVA_Transmission | ENT | TVA_Transmission | 2050 | B10 | 1262 | 0 | 2100 | 0 | 0 | 0 | 0 | 0 | 0 | 0 | 0 | 0 | 0 | Infinite
ENT_2_TVA_Transmission | ENT | TVA_Transmission | 2050 | B11 | 25 | 0 | 2100 | 0 | 0 | 0 | 0 | 0 | 0 | 0 | 0 | 0 | 0 | Infinite
ENT_2_TVA_Transmission | ENT | TVA_Transmission | 2050 | B12 | 200 | 0 | 2100 | 0 | 0 | 0 | 0 | 0 | 0 | 0 | 0 | 0 | 0 | Infinite
ENT_2_TVA_Transmission | ENT | TVA_Transmission | 2050 | B13 | 600 | 0 | 2100 | 0 | 0 | 0 | 0 | 0 | 0 | 0 | 0 | 0 | 0 | Infinite
ENT_2_TVA_Transmission | ENT | TVA_Transmission | 2050 | B14 | 900 | 0 | 2100 | 0 | 0 | 0 | 0 | 0 | 0 | 0 | 0 | 0 | 0 | Infinite
ENT_2_TVA_Transmission | ENT | TVA_Transmission | 2050 | B15 | 1203 | 0 | 2100 | 0 | 0 | 0 | 0 | 0 | 0 | 0 | 0 | 0 | 0 | Infinite
ENT_2_TVA_Transmission | ENT | TVA_Transmission | 2050 | B16 | 25 | 0 | 2100 | 0 | 0 | 0 | 0 | 0 | 0 | 0 | 0 | 0 | 0 | Infinite
ENT_2_TVA_Transmission | ENT | TVA_Transmission | 2050 | B17 | 100 | 0 | 2100 | 0 | 0 | 0 | 0 | 0 | 0 | 0 | 0 | 0 | 0 | Infinite
ENT_2_TVA_Transmission | ENT | TVA_Transmission | 2050 | B18 | 400 | 0 | 2100 | 0 | 0 | 0 | 0 | 0 | 0 | 0 | 0 | 0 | 0 | Infinite
ENT_2_TVA_Transmission | ENT | TVA_Transmission | 2050 | B19 | 700 | 0 | 2100 | 0 | 0 | 0 | 0 | 0 | 0 | 0 | 0 | 0 | 0 | Infinite
ENT_2_TVA_Transmission | ENT | TVA_Transmission | 2050 | B20 | 935 | 0 | 2100 | 0 | 0 | 0 | 0 | 0 | 0 | 0 | 0 | 0 | 0 | Infinite
FRCC_2_SOCO | FRCC | SOCO | 2015 | B1 | 10 | 0 | 900 | 0 | 0 | 0 | 0 | 0 | 0 | 0 | 0 | 0 | 0 | 0
FRCC_2_SOCO | FRCC | SOCO | 2015 | B2 | 25 | 0 | 900 | 0 | 0 | 0 | 0 | 0 | 0 | 0 | 0 | 0 | 0 | 0
FRCC_2_SOCO | FRCC | SOCO | 2015 | B3 | 75 | 0 | 900 | 0 | 0 | 0 | 0 | 0 | 0 | 0 | 0 | 0 | 0 | 0
FRCC_2_SOCO | FRCC | SOCO | 2015 | B4 | 100 | 0 | 900 | 0 | 0 | 0 | 0 | 0 | 0 | 0 | 0 | 0 | 0 | 0
FRCC_2_SOCO | FRCC | SOCO | 2015 | B5 | 200 | 0 | 900 | 0 | 0 | 0 | 0 | 0 | 0 | 0 | 0 | 0 | 0 | 0
FRCC_2_SOCO | FRCC | SOCO | 2015 | B6 | 300 | 0 | 900 | 0 | 0 | 0 | 0 | 0 | 0 | 0 | 0 | 0 | 0 | 0
FRCC_2_SOCO | FRCC | SOCO | 2015 | B7 | 400 | 0 | 900 | 0 | 0 | 0 | 0 | 0 | 0 | 0 | 0 | 0 | 0 | 0
FRCC_2_SOCO | FRCC | SOCO | 2015 | B8 | 500 | 0 | 900 | 0 | 0 | 0 | 0 | 0 | 0 | 0 | 0 | 0 | 0 | 0
FRCC_2_SOCO | FRCC | SOCO | 2015 | B9 | 800 | 0 | 900 | 0 | 0 | 0 | 0 | 0 | 0 | 0 | 0 | 0 | 0 | 0
FRCC_2_SOCO | FRCC | SOCO | 2015 | B10 | 1262 | 0 | 900 | 0 | 0 | 0 | 0 | 0 | 0 | 0 | 0 | 0 | 0 | 0
FRCC_2_SOCO | FRCC | SOCO | 2015 | B11 | 25 | 0 | 900 | 0 | 0 | 0 | 0 | 0 | 0 | 0 | 0 | 0 | 0 | 0
FRCC_2_SOCO | FRCC | SOCO | 2015 | B12 | 200 | 0 | 900 | 0 | 0 | 0 | 0 | 0 | 0 | 0 | 0 | 0 | 0 | 0
FRCC_2_SOCO | FRCC | SOCO | 2015 | B13 | 600 | 0 | 900 | 0 | 0 | 0 | 0 | 0 | 0 | 0 | 0 | 0 | 0 | 0
FRCC_2_SOCO | FRCC | SOCO | 2015 | B14 | 900 | 0 | 900 | 0 | 0 | 0 | 0 | 0 | 0 | 0 | 0 | 0 | 0 | 0
FRCC_2_SOCO | FRCC | SOCO | 2015 | B15 | 1203 | 0 | 900 | 0 | 0 | 0 | 0 | 0 | 0 | 0 | 0 | 0 | 0 | 0
FRCC_2_SOCO | FRCC | SOCO | 2015 | B16 | 25 | 0 | 900 | 0 | 0 | 0 | 0 | 0 | 0 | 0 | 0 | 0 | 0 | 0
FRCC_2_SOCO | FRCC | SOCO | 2015 | B17 | 100 | 0 | 900 | 0 | 0 | 0 | 0 | 0 | 0 | 0 | 0 | 0 | 0 | 0
FRCC_2_SOCO | FRCC | SOCO | 2015 | B18 | 400 | 0 | 900 | 0 | 0 | 0 | 0 | 0 | 0 | 0 | 0 | 0 | 0 | 0
FRCC_2_SOCO | FRCC | SOCO | 2015 | B19 | 700 | 0 | 900 | 0 | 0 | 0 | 0 | 0 | 0 | 0 | 0 | 0 | 0 | 0
FRCC_2_SOCO | FRCC | SOCO | 2015 | B20 | 935 | 0 | 900 | 0 | 0 | 0 | 0 | 0 | 0 | 0 | 0 | 0 | 0 | 0
FRCC_2_SOCO | FRCC | SOCO | 2020 | B1 | 10 | 0 | 900 | 0 | 0 | 0 | 0 | 0 | 0 | 0 | 0 | 0 | 0 | 0
FRCC_2_SOCO | FRCC | SOCO | 2020 | B2 | 25 | 0 | 900 | 0 | 0 | 0 | 0 | 0 | 0 | 0 | 0 | 0 | 0 | 0
FRCC_2_SOCO | FRCC | SOCO | 2020 | B3 | 75 | 0 | 900 | 0 | 0 | 0 | 0 | 0 | 0 | 0 | 0 | 0 | 0 | 0
FRCC_2_SOCO | FRCC | SOCO | 2020 | B4 | 100 | 0 | 900 | 0 | 0 | 0 | 0 | 0 | 0 | 0 | 0 | 0 | 0 | 0
FRCC_2_SOCO | FRCC | SOCO | 2020 | B5 | 200 | 0 | 900 | 0 | 0 | 0 | 0 | 0 | 0 | 0 | 0 | 0 | 0 | 0
FRCC_2_SOCO | FRCC | SOCO | 2020 | B6 | 300 | 0 | 900 | 0 | 0 | 0 | 0 | 0 | 0 | 0 | 0 | 0 | 0 | 0
FRCC_2_SOCO | FRCC | SOCO | 2020 | B7 | 400 | 0 | 900 | 0 | 0 | 0 | 0 | 0 | 0 | 0 | 0 | 0 | 0 | 0
FRCC_2_SOCO | FRCC | SOCO | 2020 | B8 | 500 | 0 | 900 | 0 | 0 | 0 | 0 | 0 | 0 | 0 | 0 | 0 | 0 | 0
FRCC_2_SOCO | FRCC | SOCO | 2020 | B9 | 800 | 0 | 900 | 0 | 0 | 0 | 0 | 0 | 0 | 0 | 0 | 0 | 0 | 0
FRCC_2_SOCO | FRCC | SOCO | 2020 | B10 | 1262 | 0 | 900 | 0 | 0 | 0 | 0 | 0 | 0 | 0 | 0 | 0 | 0 | 0
FRCC_2_SOCO | FRCC | SOCO | 2020 | B11 | 25 | 0 | 900 | 0 | 0 | 0 | 0 | 0 | 0 | 0 | 0 | 0 | 0 | 0
FRCC_2_SOCO | FRCC | SOCO | 2020 | B12 | 200 | 0 | 900 | 0 | 0 | 0 | 0 | 0 | 0 | 0 | 0 | 0 | 0 | 0
FRCC_2_SOCO | FRCC | SOCO | 2020 | B13 | 600 | 0 | 900 | 0 | 0 | 0 | 0 | 0 | 0 | 0 | 0 | 0 | 0 | 0
FRCC_2_SOCO | FRCC | SOCO | 2020 | B14 | 900 | 0 | 900 | 0 | 0 | 0 | 0 | 0 | 0 | 0 | 0 | 0 | 0 | 0
FRCC_2_SOCO | FRCC | SOCO | 2020 | B15 | 1203 | 0 | 900 | 0 | 0 | 0 | 0 | 0 | 0 | 0 | 0 | 0 | 0 | 0
FRCC_2_SOCO | FRCC | SOCO | 2020 | B16 | 25 | 0 | 900 | 0 | 0 | 0 | 0 | 0 | 0 | 0 | 0 | 0 | 0 | 0
FRCC_2_SOCO | FRCC | SOCO | 2020 | B17 | 100 | 0 | 900 | 0 | 0 | 0 | 0 | 0 | 0 | 0 | 0 | 0 | 0 | 0
FRCC_2_SOCO | FRCC | SOCO | 2020 | B18 | 400 | 0 | 900 | 0 | 0 | 0 | 0 | 0 | 0 | 0 | 0 | 0 | 0 | 0
FRCC_2_SOCO | FRCC | SOCO | 2020 | B19 | 700 | 0 | 900 | 0 | 0 | 0 | 0 | 0 | 0 | 0 | 0 | 0 | 0 | 0
FRCC_2_SOCO | FRCC | SOCO | 2020 | B20 | 935 | 0 | 900 | 0 | 0 | 0 | 0 | 0 | 0 | 0 | 0 | 0 | 0 | 0
FRCC_2_SOCO | FRCC | SOCO | 2025 | B1 | 10 | 0 | 900 | 0 | 0 | 0 | 0 | 0 | 0 | 0 | 0 | 0 | 0 | 0
FRCC_2_SOCO | FRCC | SOCO | 2025 | B2 | 25 | 0 | 900 | 0 | 0 | 0 | 0 | 0 | 0 | 0 | 0 | 0 | 0 | 0
FRCC_2_SOCO | FRCC | SOCO | 2025 | B3 | 75 | 0 | 900 | 0 | 0 | 0 | 0 | 0 | 0 | 0 | 0 | 0 | 0 | 0
FRCC_2_SOCO | FRCC | SOCO | 2025 | B4 | 100 | 0 | 900 | 0 | 0 | 0 | 0 | 0 | 0 | 0 | 0 | 0 | 0 | 0
FRCC_2_SOCO | FRCC | SOCO | 2025 | B5 | 200 | 0 | 900 | 0 | 0 | 0 | 0 | 0 | 0 | 0 | 0 | 0 | 0 | 0
FRCC_2_SOCO | FRCC | SOCO | 2025 | B6 | 300 | 0 | 900 | 0 | 0 | 0 | 0 | 0 | 0 | 0 | 0 | 0 | 0 | 0
FRCC_2_SOCO | FRCC | SOCO | 2025 | B7 | 400 | 0 | 900 | 0 | 0 | 0 | 0 | 0 | 0 | 0 | 0 | 0 | 0 | 0
FRCC_2_SOCO | FRCC | SOCO | 2025 | B8 | 500 | 0 | 900 | 0 | 0 | 0 | 0 | 0 | 0 | 0 | 0 | 0 | 0 | 0
FRCC_2_SOCO | FRCC | SOCO | 2025 | B9 | 800 | 0 | 900 | 0 | 0 | 0 | 0 | 0 | 0 | 0 | 0 | 0 | 0 | 0
FRCC_2_SOCO | FRCC | SOCO | 2025 | B10 | 1262 | 0 | 900 | 0 | 0 | 0 | 0 | 0 | 0 | 0 | 0 | 0 | 0 | 0
FRCC_2_SOCO | FRCC | SOCO | 2025 | B11 | 25 | 0 | 900 | 0 | 0 | 0 | 0 | 0 | 0 | 0 | 0 | 0 | 0 | 0
FRCC_2_SOCO | FRCC | SOCO | 2025 | B12 | 200 | 0 | 900 | 0 | 0 | 0 | 0 | 0 | 0 | 0 | 0 | 0 | 0 | 0
FRCC_2_SOCO | FRCC | SOCO | 2025 | B13 | 600 | 0 | 900 | 0 | 0 | 0 | 0 | 0 | 0 | 0 | 0 | 0 | 0 | 0
FRCC_2_SOCO | FRCC | SOCO | 2025 | B14 | 900 | 0 | 900 | 0 | 0 | 0 | 0 | 0 | 0 | 0 | 0 | 0 | 0 | 0
FRCC_2_SOCO | FRCC | SOCO | 2025 | B15 | 1203 | 0 | 900 | 0 | 0 | 0 | 0 | 0 | 0 | 0 | 0 | 0 | 0 | 0
FRCC_2_SOCO | FRCC | SOCO | 2025 | B16 | 25 | 0 | 900 | 0 | 0 | 0 | 0 | 0 | 0 | 0 | 0 | 0 | 0 | 0
FRCC_2_SOCO | FRCC | SOCO | 2025 | B17 | 100 | 0 | 900 | 0 | 0 | 0 | 0 | 0 | 0 | 0 | 0 | 0 | 0 | 0
FRCC_2_SOCO | FRCC | SOCO | 2025 | B18 | 400 | 0 | 900 | 0 | 0 | 0 | 0 | 0 | 0 | 0 | 0 | 0 | 0 | 0
FRCC_2_SOCO | FRCC | SOCO | 2025 | B19 | 700 | 0 | 900 | 0 | 0 | 0 | 0 | 0 | 0 | 0 | 0 | 0 | 0 | 0
FRCC_2_SOCO | FRCC | SOCO | 2025 | B20 | 935 | 0 | 900 | 0 | 0 | 0 | 0 | 0 | 0 | 0 | 0 | 0 | 0 | 0
FRCC_2_SOCO | FRCC | SOCO | 2030 | B1 | 10 | 0 | 900 | 0 | 0 | 0 | 0 | 0 | 0 | 0 | 0 | 0 | 0 | 0
FRCC_2_SOCO | FRCC | SOCO | 2030 | B2 | 25 | 0 | 900 | 0 | 0 | 0 | 0 | 0 | 0 | 0 | 0 | 0 | 0 | 0
FRCC_2_SOCO | FRCC | SOCO | 2030 | B3 | 75 | 0 | 900 | 0 | 0 | 0 | 0 | 0 | 0 | 0 | 0 | 0 | 0 | 0
FRCC_2_SOCO | FRCC | SOCO | 2030 | B4 | 100 | 0 | 900 | 0 | 0 | 0 | 0 | 0 | 0 | 0 | 0 | 0 | 0 | 0
FRCC_2_SOCO | FRCC | SOCO | 2030 | B5 | 200 | 0 | 900 | 0 | 0 | 0 | 0 | 0 | 0 | 0 | 0 | 0 | 0 | 0
FRCC_2_SOCO | FRCC | SOCO | 2030 | B6 | 300 | 0 | 900 | 0 | 0 | 0 | 0 | 0 | 0 | 0 | 0 | 0 | 0 | 0
FRCC_2_SOCO | FRCC | SOCO | 2030 | B7 | 400 | 0 | 900 | 0 | 0 | 0 | 0 | 0 | 0 | 0 | 0 | 0 | 0 | 0
FRCC_2_SOCO | FRCC | SOCO | 2030 | B8 | 500 | 0 | 900 | 0 | 0 | 0 | 0 | 0 | 0 | 0 | 0 | 0 | 0 | 0
FRCC_2_SOCO | FRCC | SOCO | 2030 | B9 | 800 | 0 | 900 | 0 | 0 | 0 | 0 | 0 | 0 | 0 | 0 | 0 | 0 | 0
FRCC_2_SOCO | FRCC | SOCO | 2030 | B10 | 1262 | 0 | 900 | 0 | 0 | 0 | 0 | 0 | 0 | 0 | 0 | 0 | 0 | 0
FRCC_2_SOCO | FRCC | SOCO | 2030 | B11 | 25 | 0 | 900 | 0 | 0 | 0 | 0 | 0 | 0 | 0 | 0 | 0 | 0 | 0
FRCC_2_SOCO | FRCC | SOCO | 2030 | B12 | 200 | 0 | 900 | 0 | 0 | 0 | 0 | 0 | 0 | 0 | 0 | 0 | 0 | 0
FRCC_2_SOCO | FRCC | SOCO | 2030 | B13 | 600 | 0 | 900 | 0 | 0 | 0 | 0 | 0 | 0 | 0 | 0 | 0 | 0 | 0
FRCC_2_SOCO | FRCC | SOCO | 2030 | B14 | 900 | 0 | 900 | 0 | 0 | 0 | 0 | 0 | 0 | 0 | 0 | 0 | 0 | 0
FRCC_2_SOCO | FRCC | SOCO | 2030 | B15 | 1203 | 0 | 900 | 0 | 0 | 0 | 0 | 0 | 0 | 0 | 0 | 0 | 0 | 0
FRCC_2_SOCO | FRCC | SOCO | 2030 | B16 | 25 | 0 | 900 | 0 | 0 | 0 | 0 | 0 | 0 | 0 | 0 | 0 | 0 | 0
FRCC_2_SOCO | FRCC | SOCO | 2030 | B17 | 100 | 0 | 900 | 0 | 0 | 0 | 0 | 0 | 0 | 0 | 0 | 0 | 0 | 0
FRCC_2_SOCO | FRCC | SOCO | 2030 | B18 | 400 | 0 | 900 | 0 | 0 | 0 | 0 | 0 | 0 | 0 | 0 | 0 | 0 | 0
FRCC_2_SOCO | FRCC | SOCO | 2030 | B19 | 700 | 0 | 900 | 0 | 0 | 0 | 0 | 0 | 0 | 0 | 0 | 0 | 0 | 0
FRCC_2_SOCO | FRCC | SOCO | 2030 | B20 | 935 | 0 | 900 | 0 | 0 | 0 | 0 | 0 | 0 | 0 | 0 | 0 | 0 | 0
FRCC_2_SOCO | FRCC | SOCO | 2035 | B1 | 10 | 0 | 900 | 0 | 0 | 0 | 0 | 0 | 0 | 0 | 0 | 0 | 0 | 0
FRCC_2_SOCO | FRCC | SOCO | 2035 | B2 | 25 | 0 | 900 | 0 | 0 | 0 | 0 | 0 | 0 | 0 | 0 | 0 | 0 | 0
FRCC_2_SOCO | FRCC | SOCO | 2035 | B3 | 75 | 0 | 900 | 0 | 0 | 0 | 0 | 0 | 0 | 0 | 0 | 0 | 0 | 0
FRCC_2_SOCO | FRCC | SOCO | 2035 | B4 | 100 | 0 | 900 | 0 | 0 | 0 | 0 | 0 | 0 | 0 | 0 | 0 | 0 | 0
FRCC_2_SOCO | FRCC | SOCO | 2035 | B5 | 200 | 0 | 900 | 0 | 0 | 0 | 0 | 0 | 0 | 0 | 0 | 0 | 0 | 0
FRCC_2_SOCO | FRCC | SOCO | 2035 | B6 | 300 | 0 | 900 | 0 | 0 | 0 | 0 | 0 | 0 | 0 | 0 | 0 | 0 | 0
FRCC_2_SOCO | FRCC | SOCO | 2035 | B7 | 400 | 0 | 900 | 0 | 0 | 0 | 0 | 0 | 0 | 0 | 0 | 0 | 0 | 0
FRCC_2_SOCO | FRCC | SOCO | 2035 | B8 | 500 | 0 | 900 | 0 | 0 | 0 | 0 | 0 | 0 | 0 | 0 | 0 | 0 | 0
FRCC_2_SOCO | FRCC | SOCO | 2035 | B9 | 800 | 0 | 900 | 0 | 0 | 0 | 0 | 0 | 0 | 0 | 0 | 0 | 0 | 0
FRCC_2_SOCO | FRCC | SOCO | 2035 | B10 | 1262 | 0 | 900 | 0 | 0 | 0 | 0 | 0 | 0 | 0 | 0 | 0 | 0 | 0
FRCC_2_SOCO | FRCC | SOCO | 2035 | B11 | 25 | 0 | 900 | 0 | 0 | 0 | 0 | 0 | 0 | 0 | 0 | 0 | 0 | 0
FRCC_2_SOCO | FRCC | SOCO | 2035 | B12 | 200 | 0 | 900 | 0 | 0 | 0 | 0 | 0 | 0 | 0 | 0 | 0 | 0 | 0
FRCC_2_SOCO | FRCC | SOCO | 2035 | B13 | 600 | 0 | 900 | 0 | 0 | 0 | 0 | 0 | 0 | 0 | 0 | 0 | 0 | 0
FRCC_2_SOCO | FRCC | SOCO | 2035 | B14 | 900 | 0 | 900 | 0 | 0 | 0 | 0 | 0 | 0 | 0 | 0 | 0 | 0 | 0
FRCC_2_SOCO | FRCC | SOCO | 2035 | B15 | 1203 | 0 | 900 | 0 | 0 | 0 | 0 | 0 | 0 | 0 | 0 | 0 | 0 | 0
FRCC_2_SOCO | FRCC | SOCO | 2035 | B16 | 25 | 0 | 900 | 0 | 0 | 0 | 0 | 0 | 0 | 0 | 0 | 0 | 0 | 0
FRCC_2_SOCO | FRCC | SOCO | 2035 | B17 | 100 | 0 | 900 | 0 | 0 | 0 | 0 | 0 | 0 | 0 | 0 | 0 | 0 | 0
FRCC_2_SOCO | FRCC | SOCO | 2035 | B18 | 400 | 0 | 900 | 0 | 0 | 0 | 0 | 0 | 0 | 0 | 0 | 0 | 0 | 0
FRCC_2_SOCO | FRCC | SOCO | 2035 | B19 | 700 | 0 | 900 | 0 | 0 | 0 | 0 | 0 | 0 | 0 | 0 | 0 | 0 | 0
FRCC_2_SOCO | FRCC | SOCO | 2035 | B20 | 935 | 0 | 900 | 0 | 0 | 0 | 0 | 0 | 0 | 0 | 0 | 0 | 0 | 0
FRCC_2_SOCO | FRCC | SOCO | 2040 | B1 | 10 | 0 | 900 | 0 | 0 | 0 | 0 | 0 | 0 | 0 | 0 | 0 | 0 | 0
FRCC_2_SOCO | FRCC | SOCO | 2040 | B2 | 25 | 0 | 900 | 0 | 0 | 0 | 0 | 0 | 0 | 0 | 0 | 0 | 0 | 0
FRCC_2_SOCO | FRCC | SOCO | 2040 | B3 | 75 | 0 | 900 | 0 | 0 | 0 | 0 | 0 | 0 | 0 | 0 | 0 | 0 | 0
FRCC_2_SOCO | FRCC | SOCO | 2040 | B4 | 100 | 0 | 900 | 0 | 0 | 0 | 0 | 0 | 0 | 0 | 0 | 0 | 0 | 0
FRCC_2_SOCO | FRCC | SOCO | 2040 | B5 | 200 | 0 | 900 | 0 | 0 | 0 | 0 | 0 | 0 | 0 | 0 | 0 | 0 | 0
FRCC_2_SOCO | FRCC | SOCO | 2040 | B6 | 300 | 0 | 900 | 0 | 0 | 0 | 0 | 0 | 0 | 0 | 0 | 0 | 0 | 0
FRCC_2_SOCO | FRCC | SOCO | 2040 | B7 | 400 | 0 | 900 | 0 | 0 | 0 | 0 | 0 | 0 | 0 | 0 | 0 | 0 | 0
FRCC_2_SOCO | FRCC | SOCO | 2040 | B8 | 500 | 0 | 900 | 0 | 0 | 0 | 0 | 0 | 0 | 0 | 0 | 0 | 0 | 0
FRCC_2_SOCO | FRCC | SOCO | 2040 | B9 | 800 | 0 | 900 | 0 | 0 | 0 | 0 | 0 | 0 | 0 | 0 | 0 | 0 | 0
FRCC_2_SOCO | FRCC | SOCO | 2040 | B10 | 1262 | 0 | 900 | 0 | 0 | 0 | 0 | 0 | 0 | 0 | 0 | 0 | 0 | 0
FRCC_2_SOCO | FRCC | SOCO | 2040 | B11 | 25 | 0 | 900 | 0 | 0 | 0 | 0 | 0 | 0 | 0 | 0 | 0 | 0 | 0
FRCC_2_SOCO | FRCC | SOCO | 2040 | B12 | 200 | 0 | 900 | 0 | 0 | 0 | 0 | 0 | 0 | 0 | 0 | 0 | 0 | 0
FRCC_2_SOCO | FRCC | SOCO | 2040 | B13 | 600 | 0 | 900 | 0 | 0 | 0 | 0 | 0 | 0 | 0 | 0 | 0 | 0 | 0
FRCC_2_SOCO | FRCC | SOCO | 2040 | B14 | 900 | 0 | 900 | 0 | 0 | 0 | 0 | 0 | 0 | 0 | 0 | 0 | 0 | 0
FRCC_2_SOCO | FRCC | SOCO | 2040 | B15 | 1203 | 0 | 900 | 0 | 0 | 0 | 0 | 0 | 0 | 0 | 0 | 0 | 0 | 0
FRCC_2_SOCO | FRCC | SOCO | 2040 | B16 | 25 | 0 | 900 | 0 | 0 | 0 | 0 | 0 | 0 | 0 | 0 | 0 | 0 | 0
FRCC_2_SOCO | FRCC | SOCO | 2040 | B17 | 100 | 0 | 900 | 0 | 0 | 0 | 0 | 0 | 0 | 0 | 0 | 0 | 0 | 0
FRCC_2_SOCO | FRCC | SOCO | 2040 | B18 | 400 | 0 | 900 | 0 | 0 | 0 | 0 | 0 | 0 | 0 | 0 | 0 | 0 | 0
FRCC_2_SOCO | FRCC | SOCO | 2040 | B19 | 700 | 0 | 900 | 0 | 0 | 0 | 0 | 0 | 0 | 0 | 0 | 0 | 0 | 0
FRCC_2_SOCO | FRCC | SOCO | 2040 | B20 | 935 | 0 | 900 | 0 | 0 | 0 | 0 | 0 | 0 | 0 | 0 | 0 | 0 | 0
FRCC_2_SOCO | FRCC | SOCO | 2045 | B1 | 10 | 0 | 900 | 0 | 0 | 0 | 0 | 0 | 0 | 0 | 0 | 0 | 0 | 0
FRCC_2_SOCO | FRCC | SOCO | 2045 | B2 | 25 | 0 | 900 | 0 | 0 | 0 | 0 | 0 | 0 | 0 | 0 | 0 | 0 | 0
FRCC_2_SOCO | FRCC | SOCO | 2045 | B3 | 75 | 0 | 900 | 0 | 0 | 0 | 0 | 0 | 0 | 0 | 0 | 0 | 0 | 0
FRCC_2_SOCO | FRCC | SOCO | 2045 | B4 | 100 | 0 | 900 | 0 | 0 | 0 | 0 | 0 | 0 | 0 | 0 | 0 | 0 | 0
FRCC_2_SOCO | FRCC | SOCO | 2045 | B5 | 200 | 0 | 900 | 0 | 0 | 0 | 0 | 0 | 0 | 0 | 0 | 0 | 0 | 0
FRCC_2_SOCO | FRCC | SOCO | 2045 | B6 | 300 | 0 | 900 | 0 | 0 | 0 | 0 | 0 | 0 | 0 | 0 | 0 | 0 | 0
FRCC_2_SOCO | FRCC | SOCO | 2045 | B7 | 400 | 0 | 900 | 0 | 0 | 0 | 0 | 0 | 0 | 0 | 0 | 0 | 0 | 0
FRCC_2_SOCO | FRCC | SOCO | 2045 | B8 | 500 | 0 | 900 | 0 | 0 | 0 | 0 | 0 | 0 | 0 | 0 | 0 | 0 | 0
FRCC_2_SOCO | FRCC | SOCO | 2045 | B9 | 800 | 0 | 900 | 0 | 0 | 0 | 0 | 0 | 0 | 0 | 0 | 0 | 0 | 0
FRCC_2_SOCO | FRCC | SOCO | 2045 | B10 | 1262 | 0 | 900 | 0 | 0 | 0 | 0 | 0 | 0 | 0 | 0 | 0 | 0 | 0
FRCC_2_SOCO | FRCC | SOCO | 2045 | B11 | 25 | 0 | 900 | 0 | 0 | 0 | 0 | 0 | 0 | 0 | 0 | 0 | 0 | 0
FRCC_2_SOCO | FRCC | SOCO | 2045 | B12 | 200 | 0 | 900 | 0 | 0 | 0 | 0 | 0 | 0 | 0 | 0 | 0 | 0 | 0
FRCC_2_SOCO | FRCC | SOCO | 2045 | B13 | 600 | 0 | 900 | 0 | 0 | 0 | 0 | 0 | 0 | 0 | 0 | 0 | 0 | 0
FRCC_2_SOCO | FRCC | SOCO | 2045 | B14 | 900 | 0 | 900 | 0 | 0 | 0 | 0 | 0 | 0 | 0 | 0 | 0 | 0 | 0
FRCC_2_SOCO | FRCC | SOCO | 2045 | B15 | 1203 | 0 | 900 | 0 | 0 | 0 | 0 | 0 | 0 | 0 | 0 | 0 | 0 | 0
FRCC_2_SOCO | FRCC | SOCO | 2045 | B16 | 25 | 0 | 900 | 0 | 0 | 0 | 0 | 0 | 0 | 0 | 0 | 0 | 0 | 0
FRCC_2_SOCO | FRCC | SOCO | 2045 | B17 | 100 | 0 | 900 | 0 | 0 | 0 | 0 | 0 | 0 | 0 | 0 | 0 | 0 | 0
FRCC_2_SOCO | FRCC | SOCO | 2045 | B18 | 400 | 0 | 900 | 0 | 0 | 0 | 0 | 0 | 0 | 0 | 0 | 0 | 0 | 0
FRCC_2_SOCO | FRCC | SOCO | 2045 | B19 | 700 | 0 | 900 | 0 | 0 | 0 | 0 | 0 | 0 | 0 | 0 | 0 | 0 | 0
FRCC_2_SOCO | FRCC | SOCO | 2045 | B20 | 935 | 0 | 900 | 0 | 0 | 0 | 0 | 0 | 0 | 0 | 0 | 0 | 0 | 0
FRCC_2_SOCO | FRCC | SOCO | 2050 | B1 | 10 | 0 | 900 | 0 | 0 | 0 | 0 | 0 | 0 | 0 | 0 | 0 | 0 | 0
FRCC_2_SOCO | FRCC | SOCO | 2050 | B2 | 25 | 0 | 900 | 0 | 0 | 0 | 0 | 0 | 0 | 0 | 0 | 0 | 0 | 0
FRCC_2_SOCO | FRCC | SOCO | 2050 | B3 | 75 | 0 | 900 | 0 | 0 | 0 | 0 | 0 | 0 | 0 | 0 | 0 | 0 | 0
FRCC_2_SOCO | FRCC | SOCO | 2050 | B4 | 100 | 0 | 900 | 0 | 0 | 0 | 0 | 0 | 0 | 0 | 0 | 0 | 0 | 0
FRCC_2_SOCO | FRCC | SOCO | 2050 | B5 | 200 | 0 | 900 | 0 | 0 | 0 | 0 | 0 | 0 | 0 | 0 | 0 | 0 | 0
FRCC_2_SOCO | FRCC | SOCO | 2050 | B6 | 300 | 0 | 900 | 0 | 0 | 0 | 0 | 0 | 0 | 0 | 0 | 0 | 0 | 0
FRCC_2_SOCO | FRCC | SOCO | 2050 | B7 | 400 | 0 | 900 | 0 | 0 | 0 | 0 | 0 | 0 | 0 | 0 | 0 | 0 | 0
FRCC_2_SOCO | FRCC | SOCO | 2050 | B8 | 500 | 0 | 900 | 0 | 0 | 0 | 0 | 0 | 0 | 0 | 0 | 0 | 0 | 0
FRCC_2_SOCO | FRCC | SOCO | 2050 | B9 | 800 | 0 | 900 | 0 | 0 | 0 | 0 | 0 | 0 | 0 | 0 | 0 | 0 | 0
FRCC_2_SOCO | FRCC | SOCO | 2050 | B10 | 1262 | 0 | 900 | 0 | 0 | 0 | 0 | 0 | 0 | 0 | 0 | 0 | 0 | 0
FRCC_2_SOCO | FRCC | SOCO | 2050 | B11 | 25 | 0 | 900 | 0 | 0 | 0 | 0 | 0 | 0 | 0 | 0 | 0 | 0 | 0
FRCC_2_SOCO | FRCC | SOCO | 2050 | B12 | 200 | 0 | 900 | 0 | 0 | 0 | 0 | 0 | 0 | 0 | 0 | 0 | 0 | 0
FRCC_2_SOCO | FRCC | SOCO | 2050 | B13 | 600 | 0 | 900 | 0 | 0 | 0 | 0 | 0 | 0 | 0 | 0 | 0 | 0 | 0
FRCC_2_SOCO | FRCC | SOCO | 2050 | B14 | 900 | 0 | 900 | 0 | 0 | 0 | 0 | 0 | 0 | 0 | 0 | 0 | 0 | 0
FRCC_2_SOCO | FRCC | SOCO | 2050 | B15 | 1203 | 0 | 900 | 0 | 0 | 0 | 0 | 0 | 0 | 0 | 0 | 0 | 0 | 0
FRCC_2_SOCO | FRCC | SOCO | 2050 | B16 | 25 | 0 | 900 | 0 | 0 | 0 | 0 | 0 | 0 | 0 | 0 | 0 | 0 | 0
FRCC_2_SOCO | FRCC | SOCO | 2050 | B17 | 100 | 0 | 900 | 0 | 0 | 0 | 0 | 0 | 0 | 0 | 0 | 0 | 0 | 0
FRCC_2_SOCO | FRCC | SOCO | 2050 | B18 | 400 | 0 | 900 | 0 | 0 | 0 | 0 | 0 | 0 | 0 | 0 | 0 | 0 | 0
FRCC_2_SOCO | FRCC | SOCO | 2050 | B19 | 700 | 0 | 900 | 0 | 0 | 0 | 0 | 0 | 0 | 0 | 0 | 0 | 0 | 0
FRCC_2_SOCO | FRCC | SOCO | 2050 | B20 | 935 | 0 | 900 | 0 | 0 | 0 | 0 | 0 | 0 | 0 | 0 | 0 | 0 | 0
IESO_2_MAPP_CA | IESO | MAPP_CA | 2015 | B1 | 10 | 0 | 262 | 0 | 0 | 207.59 | 0 | 0 | 0 | 0 | 0 | 0 | 0 | Infinite
IESO_2_MAPP_CA | IESO | MAPP_CA | 2015 | B2 | 25 | 0 | 262 | 203.58 | 0 | 262 | 0 | 0 | 0 | 0 | 4.5937 | 0 | 0 | Infinite
IESO_2_MAPP_CA | IESO | MAPP_CA | 2015 | B3 | 75 | 0 | 262 | 262 | 0 | 262 | 0 | 0 | 6.8609 | 0 | 10.2794 | 0.12465 | 0 | Infinite
IESO_2_MAPP_CA | IESO | MAPP_CA | 2015 | B4 | 100 | 0 | 262 | 262 | 0 | 262 | 0 | 0 | 2.8369 | 0 | 9.0449 | 0.068724 | 0 | Infinite
IESO_2_MAPP_CA | IESO | MAPP_CA | 2015 | B5 | 200 | 0 | 262 | 262 | 0 | 262 | 0 | 0 | 5.389 | 0 | 5.3771 | 0.26109 | 0 | Infinite
IESO_2_MAPP_CA | IESO | MAPP_CA | 2015 | B6 | 300 | 0 | 262 | 262 | 0 | 262 | 0 | 0 | 1.6499 | 0 | 1.3413 | 0.11991 | 0 | Infinite
IESO_2_MAPP_CA | IESO | MAPP_CA | 2015 | B7 | 400 | 0 | 262 | 262 | 0 | 0 | 0 | 0 | 0.81903 | 0 | 0 | 0.079363 | 0 | Infinite
IESO_2_MAPP_CA | IESO | MAPP_CA | 2015 | B8 | 500 | 0 | 262 | 149.58 | 0 | 0 | 0 | 0 | 0 | 0 | 0 | 0 | 0 | Infinite
IESO_2_MAPP_CA | IESO | MAPP_CA | 2015 | B9 | 800 | 0 | 262 | 161.21 | 0 | 0 | 0 | 0 | 0 | 0 | 0 | 0 | 0 | Infinite
IESO_2_MAPP_CA | IESO | MAPP_CA | 2015 | B10 | 1262 | 0 | 262 | 175.8 | 0 | 0 | 0 | 0 | 0 | 0 | 0 | 0 | 0 | Infinite
IESO_2_MAPP_CA | IESO | MAPP_CA | 2015 | B11 | 25 | 0 | 262 | 262 | 0 | 262 | 0 | 0 | 7.7748 | 0 | 7.7748 | 0.047086 | 0 | Infinite
IESO_2_MAPP_CA | IESO | MAPP_CA | 2015 | B12 | 200 | 0 | 262 | 262 | 0 | 262 | 0 | 0 | 0.66472 | 0 | 0.74781 | 0.032205 | 0 | Infinite
IESO_2_MAPP_CA | IESO | MAPP_CA | 2015 | B13 | 600 | 0 | 262 | 262 | 0 | 262 | 0 | 0 | 1.5906 | 0 | 1.9942 | 0.23119 | 0 | Infinite
IESO_2_MAPP_CA | IESO | MAPP_CA | 2015 | B14 | 900 | 0 | 262 | 262 | 0 | 0 | 0 | 0 | 1.5906 | 0 | 0 | 0.34678 | 0 | Infinite
IESO_2_MAPP_CA | IESO | MAPP_CA | 2015 | B15 | 1203 | 0 | 262 | 262 | 0 | 0 | 0 | 0 | 1.5906 | 0 | 0 | 0.46353 | 0 | Infinite
IESO_2_MAPP_CA | IESO | MAPP_CA | 2015 | B16 | 25 | 0 | 262 | 262 | 0 | 262 | 0 | 0 | 3.1693 | 0 | 0.90212 | 0.019194 | 0 | Infinite
IESO_2_MAPP_CA | IESO | MAPP_CA | 2015 | B17 | 100 | 0 | 262 | 262 | 0 | 0 | 0 | 0 | 1.092 | 0 | 0 | 0.026454 | 0 | Infinite
IESO_2_MAPP_CA | IESO | MAPP_CA | 2015 | B18 | 400 | 0 | 262 | 220.11 | 0 | 0 | 0 | 0 | 0 | 0 | 0 | 0 | 0 | Infinite
IESO_2_MAPP_CA | IESO | MAPP_CA | 2015 | B19 | 700 | 0 | 262 | 235.71 | 0 | 0 | 0 | 0 | 0 | 0 | 0 | 0 | 0 | Infinite
IESO_2_MAPP_CA | IESO | MAPP_CA | 2015 | B20 | 935 | 0 | 262 | 241.78 | 0 | 0 | 0 | 0 | 0 | 0 | 0 | 0 | 0 | Infinite
IESO_2_MAPP_CA | IESO | MAPP_CA | 2020 | B1 | 10 | 0 | 262 | 136.56 | 0 | 1.04 | 0 | 0 | 0 | 0 | 0 | 0 | 0 | Infinite
IESO_2_MAPP_CA | IESO | MAPP_CA | 2020 | B2 | 25 | 0 | 262 | 241.35 | 0 | 262 | 0 | 0 | 0 | 0 | 4.3444 | 0 | 0 | Infinite
IESO_2_MAPP_CA | IESO | MAPP_CA | 2020 | B3 | 75 | 0 | 262 | 262 | 0 | 262 | 0 | 0 | 7.0745 | 0 | 14.2559 | 0.060812 | 0 | Infinite
IESO_2_MAPP_CA | IESO | MAPP_CA | 2020 | B4 | 100 | 0 | 262 | 262 | 0 | 262 | 0 | 0 | 5.1872 | 0 | 12.6653 | 0.059452 | 0 | Infinite
IESO_2_MAPP_CA | IESO | MAPP_CA | 2020 | B5 | 200 | 0 | 262 | 262 | 0 | 262 | 0 | 0 | 2.4808 | 0 | 10.6711 | 0.056867 | 0 | Infinite
IESO_2_MAPP_CA | IESO | MAPP_CA | 2020 | B6 | 300 | 0 | 262 | 262 | 0 | 262 | 0 | 0 | 5.8638 | 0 | 6.208 | 0.20162 | 0 | Infinite
IESO_2_MAPP_CA | IESO | MAPP_CA | 2020 | B7 | 400 | 0 | 262 | 262 | 0 | 262 | 0 | 0 | 1.6618 | 0 | 1.4838 | 0.076186 | 0 | Infinite
IESO_2_MAPP_CA | IESO | MAPP_CA | 2020 | B8 | 500 | 0 | 262 | 262 | 0 | 262 | 0 | 0 | 3.2286 | 0 | 0.24927 | 0.18502 | 0 | Infinite
IESO_2_MAPP_CA | IESO | MAPP_CA | 2020 | B9 | 800 | 0 | 262 | 262 | 0 | 262 | 0 | 0 | 3.383 | 0 | 0.05935 | 0.31018 | 0 | Infinite
IESO_2_MAPP_CA | IESO | MAPP_CA | 2020 | B10 | 1262 | 0 | 262 | 262 | 0 | 262 | 0 | 0 | 3.383 | 0 | 0.05935 | 0.48932 | 0 | Infinite
IESO_2_MAPP_CA | IESO | MAPP_CA | 2020 | B11 | 25 | 0 | 262 | 262 | 0 | 262 | 0 | 0 | 9.5791 | 0 | 15.1699 | 0.027447 | 0 | Infinite
IESO_2_MAPP_CA | IESO | MAPP_CA | 2020 | B12 | 200 | 0 | 262 | 262 | 0 | 262 | 0 | 0 | 7.8342 | 0 | 8.2497 | 0.17958 | 0 | Infinite
IESO_2_MAPP_CA | IESO | MAPP_CA | 2020 | B13 | 600 | 0 | 262 | 262 | 0 | 262 | 0 | 0 | 4.8192 | 0 | 2.8488 | 0.33141 | 0 | Infinite
IESO_2_MAPP_CA | IESO | MAPP_CA | 2020 | B14 | 900 | 0 | 262 | 262 | 0 | 262 | 0 | 0 | 4.8192 | 0 | 1.2464 | 0.49711 | 0 | Infinite
IESO_2_MAPP_CA | IESO | MAPP_CA | 2020 | B15 | 1203 | 0 | 262 | 262 | 0 | 262 | 0 | 0 | 4.8192 | 0 | 1.2464 | 0.66447 | 0 | Infinite
IESO_2_MAPP_CA | IESO | MAPP_CA | 2020 | B16 | 25 | 0 | 262 | 262 | 0 | 262 | 0 | 0 | 6.8371 | 0 | 7.1576 | 0.019591 | 0 | Infinite
IESO_2_MAPP_CA | IESO | MAPP_CA | 2020 | B17 | 100 | 0 | 262 | 262 | 0 | 262 | 0 | 0 | 5.9231 | 0 | 0.65285 | 0.067887 | 0 | Infinite
IESO_2_MAPP_CA | IESO | MAPP_CA | 2020 | B18 | 400 | 0 | 262 | 262 | 0 | 262 | 0 | 0 | 6.1843 | 0 | 1.0564 | 0.28352 | 0 | Infinite
IESO_2_MAPP_CA | IESO | MAPP_CA | 2020 | B19 | 700 | 0 | 262 | 262 | 0 | 262 | 0 | 0 | 6.1843 | 0 | 0.01187 | 0.49616 | 0 | Infinite
IESO_2_MAPP_CA | IESO | MAPP_CA | 2020 | B20 | 935 | 0 | 262 | 262 | 0 | 0 | 0 | 0 | 6.1843 | 0 | 0 | 0.66273 | 0 | Infinite
IESO_2_MAPP_CA | IESO | MAPP_CA | 2025 | B1 | 10 | 0 | 262 | 12.03 | 0 | 12.03 | 0 | 0 | 0 | 0 | 0 | 0 | 0 | Infinite
IESO_2_MAPP_CA | IESO | MAPP_CA | 2025 | B2 | 25 | 0 | 262 | 86.68 | 0 | 262 | 0 | 0 | 0 | 0 | 3.6085 | 0 | 0 | Infinite
IESO_2_MAPP_CA | IESO | MAPP_CA | 2025 | B3 | 75 | 0 | 262 | 262 | 0 | 262 | 0 | 0 | 1.6262 | 0 | 10.7067 | 0.015586 | 0 | Infinite
IESO_2_MAPP_CA | IESO | MAPP_CA | 2025 | B4 | 100 | 0 | 262 | 262 | 0 | 262 | 0 | 0 | 5.7807 | 0 | 13.1401 | 0.073875 | 0 | Infinite
IESO_2_MAPP_CA | IESO | MAPP_CA | 2025 | B5 | 200 | 0 | 262 | 262 | 0 | 262 | 0 | 0 | 3.3948 | 0 | 9.8402 | 0.086769 | 0 | Infinite
IESO_2_MAPP_CA | IESO | MAPP_CA | 2025 | B6 | 300 | 0 | 262 | 262 | 0 | 262 | 0 | 0 | 0.77155 | 0 | 2.0773 | 0.02958 | 0 | Infinite
IESO_2_MAPP_CA | IESO | MAPP_CA | 2025 | B7 | 400 | 0 | 262 | 0 | 0 | 262 | 0 | 0 | 0 | 0 | 1.828 | 0 | 0 | Infinite
IESO_2_MAPP_CA | IESO | MAPP_CA | 2025 | B8 | 500 | 0 | 262 | 0 | 0 | 262 | 0 | 0 | 0 | 0 | 0.02374 | 0 | 0 | Infinite
IESO_2_MAPP_CA | IESO | MAPP_CA | 2025 | B9 | 800 | 0 | 262 | 262 | 0 | 0 | 0 | 0 | 0.03561 | 0 | 0 | 0.0036406 | 0 | Infinite
IESO_2_MAPP_CA | IESO | MAPP_CA | 2025 | B10 | 1262 | 0 | 262 | 262 | 0 | 0 | 0 | 0 | 0.03561 | 0 | 0 | 0.0057431 | 0 | Infinite
IESO_2_MAPP_CA | IESO | MAPP_CA | 2025 | B11 | 25 | 0 | 262 | 262 | 0 | 262 | 0 | 0 | 8.1903 | 0 | 12.7484 | 0.026167 | 0 | Infinite
IESO_2_MAPP_CA | IESO | MAPP_CA | 2025 | B12 | 200 | 0 | 262 | 262 | 0 | 262 | 0 | 0 | 5.0091 | 0 | 5.389 | 0.12803 | 0 | Infinite
IESO_2_MAPP_CA | IESO | MAPP_CA | 2025 | B13 | 600 | 0 | 262 | 262 | 0 | 262 | 0 | 0 | 1.5431 | 0 | 2.3977 | 0.11832 | 0 | Infinite
IESO_2_MAPP_CA | IESO | MAPP_CA | 2025 | B14 | 900 | 0 | 262 | 262 | 0 | 262 | 0 | 0 | 1.0446 | 0 | 1.0208 | 0.12014 | 0 | Infinite
IESO_2_MAPP_CA | IESO | MAPP_CA | 2025 | B15 | 1203 | 0 | 262 | 262 | 0 | 0 | 0 | 0 | 1.0446 | 0 | 0 | 0.16059 | 0 | Infinite
IESO_2_MAPP_CA | IESO | MAPP_CA | 2025 | B16 | 25 | 0 | 262 | 262 | 0 | 262 | 0 | 0 | 2.0773 | 0 | 1.2345 | 0.0066366 | 0 | Infinite
IESO_2_MAPP_CA | IESO | MAPP_CA | 2025 | B17 | 100 | 0 | 262 | 262 | 0 | 0 | 0 | 0 | 1.8161 | 0 | 0 | 0.023209 | 0 | Infinite
IESO_2_MAPP_CA | IESO | MAPP_CA | 2025 | B18 | 400 | 0 | 262 | 262 | 0 | 0 | 0 | 0 | 1.3176 | 0 | 0 | 0.067352 | 0 | Infinite
IESO_2_MAPP_CA | IESO | MAPP_CA | 2025 | B19 | 700 | 0 | 262 | 262 | 0 | 0 | 0 | 0 | 1.3176 | 0 | 0 | 0.11787 | 0 | Infinite
IESO_2_MAPP_CA | IESO | MAPP_CA | 2025 | B20 | 935 | 0 | 262 | 262 | 0 | 0 | 0 | 0 | 1.3176 | 0 | 0 | 0.15743 | 0 | Infinite
IESO_2_MAPP_CA | IESO | MAPP_CA | 2030 | B1 | 10 | 0 | 262 | 0 | 0 | 0 | 0 | 0 | 0 | 0 | 0 | 0 | 0 | Infinite
IESO_2_MAPP_CA | IESO | MAPP_CA | 2030 | B2 | 25 | 0 | 262 | 0 | 0 | 0 | 0 | 0 | 0 | 0 | 0 | 0 | 0 | Infinite
IESO_2_MAPP_CA | IESO | MAPP_CA | 2030 | B3 | 75 | 0 | 262 | 0 | 0 | 262 | 0 | 0 | 0 | 0 | 8.855 | 0 | 0 | Infinite
IESO_2_MAPP_CA | IESO | MAPP_CA | 2030 | B4 | 100 | 0 | 262 | 0 | 0 | 262 | 0 | 0 | 0 | 0 | 9.5791 | 0 | 0 | Infinite
IESO_2_MAPP_CA | IESO | MAPP_CA | 2030 | B5 | 200 | 0 | 262 | 0 | 0 | 262 | 0 | 0 | 0 | 0 | 3.466 | 0 | 0 | Infinite
IESO_2_MAPP_CA | IESO | MAPP_CA | 2030 | B6 | 300 | 0 | 262 | 0 | 0 | 0 | 0 | 0 | 0 | 0 | 0 | 0 | 0 | Infinite
IESO_2_MAPP_CA | IESO | MAPP_CA | 2030 | B7 | 400 | 0 | 262 | 0 | 0 | 0 | 0 | 0 | 0 | 0 | 0 | 0 | 0 | Infinite
IESO_2_MAPP_CA | IESO | MAPP_CA | 2030 | B8 | 500 | 0 | 262 | 0 | 0 | 0 | 0 | 0 | 0 | 0 | 0 | 0 | 0 | Infinite
IESO_2_MAPP_CA | IESO | MAPP_CA | 2030 | B9 | 800 | 0 | 262 | 0 | 0 | 0 | 0 | 0 | 0 | 0 | 0 | 0 | 0 | Infinite
IESO_2_MAPP_CA | IESO | MAPP_CA | 2030 | B10 | 1262 | 0 | 262 | 0 | 0 | 0 | 0 | 0 | 0 | 0 | 0 | 0 | 0 | Infinite
IESO_2_MAPP_CA | IESO | MAPP_CA | 2030 | B11 | 25 | 0 | 262 | 0 | 0 | 262 | 0 | 0 | 0 | 0 | 6.6947 | 0 | 0 | Infinite
IESO_2_MAPP_CA | IESO | MAPP_CA | 2030 | B12 | 200 | 0 | 262 | 0 | 0 | 0 | 0 | 0 | 0 | 0 | 0 | 0 | 0 | Infinite
IESO_2_MAPP_CA | IESO | MAPP_CA | 2030 | B13 | 600 | 0 | 262 | 0 | 0 | 0 | 0 | 0 | 0 | 0 | 0 | 0 | 0 | Infinite
IESO_2_MAPP_CA | IESO | MAPP_CA | 2030 | B14 | 900 | 0 | 262 | 0 | 0 | 0 | 0 | 0 | 0 | 0 | 0 | 0 | 0 | Infinite
IESO_2_MAPP_CA | IESO | MAPP_CA | 2030 | B15 | 1203 | 0 | 262 | 0 | 0 | 0 | 0 | 0 | 0 | 0 | 0 | 0 | 0 | Infinite
IESO_2_MAPP_CA | IESO | MAPP_CA | 2030 | B16 | 25 | 0 | 262 | 0 | 0 | 0 | 0 | 0 | 0 | 0 | 0 | 0 | 0 | Infinite
IESO_2_MAPP_CA | IESO | MAPP_CA | 2030 | B17 | 100 | 0 | 262 | 0 | 0 | 0 | 0 | 0 | 0 | 0 | 0 | 0 | 0 | Infinite
IESO_2_MAPP_CA | IESO | MAPP_CA | 2030 | B18 | 400 | 0 | 262 | 0 | 0 | 0 | 0 | 0 | 0 | 0 | 0 | 0 | 0 | Infinite
IESO_2_MAPP_CA | IESO | MAPP_CA | 2030 | B19 | 700 | 0 | 262 | 0 | 0 | 0 | 0 | 0 | 0 | 0 | 0 | 0 | 0 | Infinite
IESO_2_MAPP_CA | IESO | MAPP_CA | 2030 | B20 | 935 | 0 | 262 | 0 | 0 | 0 | 0 | 0 | 0 | 0 | 0 | 0 | 0 | Infinite
IESO_2_MAPP_CA | IESO | MAPP_CA | 2035 | B1 | 10 | 0 | 262 | 0 | 0 | 0 | 0 | 0 | 0 | 0 | 0 | 0 | 0 | Infinite
IESO_2_MAPP_CA | IESO | MAPP_CA | 2035 | B2 | 25 | 0 | 262 | 0 | 0 | 0 | 0 | 0 | 0 | 0 | 0 | 0 | 0 | Infinite
IESO_2_MAPP_CA | IESO | MAPP_CA | 2035 | B3 | 75 | 0 | 262 | 0 | 0 | 0 | 0 | 0 | 0 | 0 | 0 | 0 | 0 | Infinite
IESO_2_MAPP_CA | IESO | MAPP_CA | 2035 | B4 | 100 | 0 | 262 | 0 | 0 | 262 | 0 | 0 | 0 | 0 | 8.7601 | 0 | 0 | Infinite
IESO_2_MAPP_CA | IESO | MAPP_CA | 2035 | B5 | 200 | 0 | 262 | 0 | 0 | 262 | 0 | 0 | 0 | 0 | 11.0154 | 0 | 0 | Infinite
IESO_2_MAPP_CA | IESO | MAPP_CA | 2035 | B6 | 300 | 0 | 262 | 0 | 0 | 262 | 0 | 0 | 0 | 0 | 0.18992 | 0 | 0 | Infinite
IESO_2_MAPP_CA | IESO | MAPP_CA | 2035 | B7 | 400 | 0 | 262 | 0 | 0 | 0 | 0 | 0 | 0 | 0 | 0 | 0 | 0 | Infinite
IESO_2_MAPP_CA | IESO | MAPP_CA | 2035 | B8 | 500 | 0 | 262 | 0 | 0 | 0 | 0 | 0 | 0 | 0 | 0 | 0 | 0 | Infinite
IESO_2_MAPP_CA | IESO | MAPP_CA | 2035 | B9 | 800 | 0 | 262 | 0 | 0 | 0 | 0 | 0 | 0 | 0 | 0 | 0 | 0 | Infinite
IESO_2_MAPP_CA | IESO | MAPP_CA | 2035 | B10 | 1262 | 0 | 262 | 0 | 0 | 0 | 0 | 0 | 0 | 0 | 0 | 0 | 0 | Infinite
IESO_2_MAPP_CA | IESO | MAPP_CA | 2035 | B11 | 25 | 0 | 262 | 0 | 0 | 262 | 0 | 0 | 0 | 0 | 0.5935 | 0 | 0 | Infinite
IESO_2_MAPP_CA | IESO | MAPP_CA | 2035 | B12 | 200 | 0 | 262 | 0 | 0 | 0 | 0 | 0 | 0 | 0 | 0 | 0 | 0 | Infinite
IESO_2_MAPP_CA | IESO | MAPP_CA | 2035 | B13 | 600 | 0 | 262 | 0 | 0 | 0 | 0 | 0 | 0 | 0 | 0 | 0 | 0 | Infinite
IESO_2_MAPP_CA | IESO | MAPP_CA | 2035 | B14 | 900 | 0 | 262 | 0 | 0 | 0 | 0 | 0 | 0 | 0 | 0 | 0 | 0 | Infinite
IESO_2_MAPP_CA | IESO | MAPP_CA | 2035 | B15 | 1203 | 0 | 262 | 0 | 0 | 0 | 0 | 0 | 0 | 0 | 0 | 0 | 0 | Infinite
IESO_2_MAPP_CA | IESO | MAPP_CA | 2035 | B16 | 25 | 0 | 262 | 0 | 0 | 0 | 0 | 0 | 0 | 0 | 0 | 0 | 0 | Infinite
IESO_2_MAPP_CA | IESO | MAPP_CA | 2035 | B17 | 100 | 0 | 262 | 0 | 0 | 0 | 0 | 0 | 0 | 0 | 0 | 0 | 0 | Infinite
IESO_2_MAPP_CA | IESO | MAPP_CA | 2035 | B18 | 400 | 0 | 262 | 0 | 0 | 0 | 0 | 0 | 0 | 0 | 0 | 0 | 0 | Infinite
IESO_2_MAPP_CA | IESO | MAPP_CA | 2035 | B19 | 700 | 0 | 262 | 0 | 0 | 0 | 0 | 0 | 0 | 0 | 0 | 0 | 0 | Infinite
IESO_2_MAPP_CA | IESO | MAPP_CA | 2035 | B20 | 935 | 0 | 262 | 0 | 0 | 0 | 0 | 0 | 0 | 0 | 0 | 0 | 0 | Infinite
IESO_2_MAPP_CA | IESO | MAPP_CA | 2040 | B1 | 10 | 0 | 262 | 0 | 0 | 0 | 0 | 0 | 0 | 0 | 0 | 0 | 0 | Infinite
IESO_2_MAPP_CA | IESO | MAPP_CA | 2040 | B2 | 25 | 0 | 262 | 0 | 0 | 0 | 0 | 0 | 0 | 0 | 0 | 0 | 0 | Infinite
IESO_2_MAPP_CA | IESO | MAPP_CA | 2040 | B3 | 75 | 0 | 262 | 0 | 0 | 0 | 0 | 0 | 0 | 0 | 0 | 0 | 0 | Infinite
IESO_2_MAPP_CA | IESO | MAPP_CA | 2040 | B4 | 100 | 0 | 262 | 0 | 0 | 0 | 0 | 0 | 0 | 0 | 0 | 0 | 0 | Infinite
IESO_2_MAPP_CA | IESO | MAPP_CA | 2040 | B5 | 200 | 0 | 262 | 0 | 0 | 0 | 0 | 0 | 0 | 0 | 0 | 0 | 0 | Infinite
IESO_2_MAPP_CA | IESO | MAPP_CA | 2040 | B6 | 300 | 0 | 262 | 0 | 0 | 0 | 0 | 0 | 0 | 0 | 0 | 0 | 0 | Infinite
IESO_2_MAPP_CA | IESO | MAPP_CA | 2040 | B7 | 400 | 0 | 262 | 0 | 0 | 0 | 0 | 0 | 0 | 0 | 0 | 0 | 0 | Infinite
IESO_2_MAPP_CA | IESO | MAPP_CA | 2040 | B8 | 500 | 0 | 262 | 0 | 0 | 0 | 0 | 0 | 0 | 0 | 0 | 0 | 0 | Infinite
IESO_2_MAPP_CA | IESO | MAPP_CA | 2040 | B9 | 800 | 0 | 262 | 0 | 0 | 0 | 0 | 0 | 0 | 0 | 0 | 0 | 0 | Infinite
IESO_2_MAPP_CA | IESO | MAPP_CA | 2040 | B10 | 1262 | 0 | 262 | 0 | 0 | 0 | 0 | 0 | 0 | 0 | 0 | 0 | 0 | Infinite
IESO_2_MAPP_CA | IESO | MAPP_CA | 2040 | B11 | 25 | 0 | 262 | 10 | 0 | 262 | 0 | 0 | 0 | 0 | 1.9348 | 0 | 0 | Infinite
IESO_2_MAPP_CA | IESO | MAPP_CA | 2040 | B12 | 200 | 0 | 262 | 0 | 0 | 0 | 0 | 0 | 0 | 0 | 0 | 0 | 0 | Infinite
IESO_2_MAPP_CA | IESO | MAPP_CA | 2040 | B13 | 600 | 0 | 262 | 0 | 0 | 0 | 0 | 0 | 0 | 0 | 0 | 0 | 0 | Infinite
IESO_2_MAPP_CA | IESO | MAPP_CA | 2040 | B14 | 900 | 0 | 262 | 0 | 0 | 0 | 0 | 0 | 0 | 0 | 0 | 0 | 0 | Infinite
IESO_2_MAPP_CA | IESO | MAPP_CA | 2040 | B15 | 1203 | 0 | 262 | 0 | 0 | 0 | 0 | 0 | 0 | 0 | 0 | 0 | 0 | Infinite
IESO_2_MAPP_CA | IESO | MAPP_CA | 2040 | B16 | 25 | 0 | 262 | 0 | 0 | 0 | 0 | 0 | 0 | 0 | 0 | 0 | 0 | Infinite
IESO_2_MAPP_CA | IESO | MAPP_CA | 2040 | B17 | 100 | 0 | 262 | 262 | 0 | 0 | 0 | 0 | 0.14244 | 0 | 0 | 0.14244 | 0 | Infinite
IESO_2_MAPP_CA | IESO | MAPP_CA | 2040 | B18 | 400 | 0 | 262 | 0 | 0 | 0 | 0 | 0 | 0 | 0 | 0 | 0 | 0 | Infinite
IESO_2_MAPP_CA | IESO | MAPP_CA | 2040 | B19 | 700 | 0 | 262 | 0 | 0 | 0 | 0 | 0 | 0 | 0 | 0 | 0 | 0 | Infinite
IESO_2_MAPP_CA | IESO | MAPP_CA | 2040 | B20 | 935 | 0 | 262 | 0 | 0 | 0 | 0 | 0 | 0 | 0 | 0 | 0 | 0 | Infinite
IESO_2_MAPP_CA | IESO | MAPP_CA | 2045 | B1 | 10 | 0 | 262 | 0 | 0 | 0 | 0 | 0 | 0 | 0 | 0 | 0 | 0 | Infinite
IESO_2_MAPP_CA | IESO | MAPP_CA | 2045 | B2 | 25 | 0 | 262 | 0 | 0 | 0 | 0 | 0 | 0 | 0 | 0 | 0 | 0 | Infinite
IESO_2_MAPP_CA | IESO | MAPP_CA | 2045 | B3 | 75 | 0 | 262 | 0 | 0 | 0 | 0 | 0 | 0 | 0 | 0 | 0 | 0 | Infinite
IESO_2_MAPP_CA | IESO | MAPP_CA | 2045 | B4 | 100 | 0 | 262 | 0 | 0 | 0 | 0 | 0 | 0 | 0 | 0 | 0 | 0 | Infinite
IESO_2_MAPP_CA | IESO | MAPP_CA | 2045 | B5 | 200 | 0 | 262 | 0 | 0 | 0 | 0 | 0 | 0 | 0 | 0 | 0 | 0 | Infinite
IESO_2_MAPP_CA | IESO | MAPP_CA | 2045 | B6 | 300 | 0 | 262 | 262 | 0 | 262 | 0 | 0 | 5.3415 | 0 | 3.7984 | 5.3415 | 0 | Infinite
IESO_2_MAPP_CA | IESO | MAPP_CA | 2045 | B7 | 400 | 0 | 262 | 0 | 0 | 0 | 0 | 0 | 0 | 0 | 0 | 0 | 0 | Infinite
IESO_2_MAPP_CA | IESO | MAPP_CA | 2045 | B8 | 500 | 0 | 262 | 0 | 0 | 0 | 0 | 0 | 0 | 0 | 0 | 0 | 0 | Infinite
IESO_2_MAPP_CA | IESO | MAPP_CA | 2045 | B9 | 800 | 0 | 262 | 0 | 0 | 0 | 0 | 0 | 0 | 0 | 0 | 0 | 0 | Infinite
IESO_2_MAPP_CA | IESO | MAPP_CA | 2045 | B10 | 1262 | 0 | 262 | 0 | 0 | 0 | 0 | 0 | 0 | 0 | 0 | 0 | 0 | Infinite
IESO_2_MAPP_CA | IESO | MAPP_CA | 2045 | B11 | 25 | 0 | 262 | 191.48 | 0 | 262 | 0 | 0 | 0 | 0 | 5.5789 | 0 | 0 | Infinite
IESO_2_MAPP_CA | IESO | MAPP_CA | 2045 | B12 | 200 | 0 | 262 | 0 | 0 | 0 | 0 | 0 | 0 | 0 | 0 | 0 | 0 | Infinite
IESO_2_MAPP_CA | IESO | MAPP_CA | 2045 | B13 | 600 | 0 | 262 | 0 | 0 | 0 | 0 | 0 | 0 | 0 | 0 | 0 | 0 | Infinite
IESO_2_MAPP_CA | IESO | MAPP_CA | 2045 | B14 | 900 | 0 | 262 | 0 | 0 | 0 | 0 | 0 | 0 | 0 | 0 | 0 | 0 | Infinite
IESO_2_MAPP_CA | IESO | MAPP_CA | 2045 | B15 | 1203 | 0 | 262 | 0 | 0 | 0 | 0 | 0 | 0 | 0 | 0 | 0 | 0 | Infinite
IESO_2_MAPP_CA | IESO | MAPP_CA | 2045 | B16 | 25 | 0 | 262 | 0 | 0 | 0 | 0 | 0 | 0 | 0 | 0 | 0 | 0 | Infinite
IESO_2_MAPP_CA | IESO | MAPP_CA | 2045 | B17 | 100 | 0 | 262 | 0 | 0 | 0 | 0 | 0 | 0 | 0 | 0 | 0 | 0 | Infinite
IESO_2_MAPP_CA | IESO | MAPP_CA | 2045 | B18 | 400 | 0 | 262 | 0 | 0 | 0 | 0 | 0 | 0 | 0 | 0 | 0 | 0 | Infinite
IESO_2_MAPP_CA | IESO | MAPP_CA | 2045 | B19 | 700 | 0 | 262 | 0 | 0 | 0 | 0 | 0 | 0 | 0 | 0 | 0 | 0 | Infinite
IESO_2_MAPP_CA | IESO | MAPP_CA | 2045 | B20 | 935 | 0 | 262 | 0 | 0 | 0 | 0 | 0 | 0 | 0 | 0 | 0 | 0 | Infinite
IESO_2_MAPP_CA | IESO | MAPP_CA | 2050 | B1 | 10 | 0 | 262 | 0 | 0 | 0 | 0 | 0 | 0 | 0 | 0 | 0 | 0 | Infinite
IESO_2_MAPP_CA | IESO | MAPP_CA | 2050 | B2 | 25 | 0 | 262 | 0 | 0 | 0 | 0 | 0 | 0 | 0 | 0 | 0 | 0 | Infinite
IESO_2_MAPP_CA | IESO | MAPP_CA | 2050 | B3 | 75 | 0 | 262 | 0 | 0 | 0 | 0 | 0 | 0 | 0 | 0 | 0 | 0 | Infinite
IESO_2_MAPP_CA | IESO | MAPP_CA | 2050 | B4 | 100 | 0 | 262 | 254.1 | 0 | 0 | 0 | 0 | 0 | 0 | 0 | 0 | 0 | Infinite
IESO_2_MAPP_CA | IESO | MAPP_CA | 2050 | B5 | 200 | 0 | 262 | 106.46 | 0 | 69.99 | 0 | 0 | 0 | 0 | 0 | 0 | 0 | Infinite
IESO_2_MAPP_CA | IESO | MAPP_CA | 2050 | B6 | 300 | 0 | 262 | 262 | 0 | 262 | 0 | 0 | 6.481 | 0 | 4.107 | 5.9825 | 0 | Infinite
IESO_2_MAPP_CA | IESO | MAPP_CA | 2050 | B7 | 400 | 0 | 262 | 0 | 0 | 0 | 0 | 0 | 0 | 0 | 0 | 0 | 0 | Infinite
IESO_2_MAPP_CA | IESO | MAPP_CA | 2050 | B8 | 500 | 0 | 262 | 0 | 0 | 0 | 0 | 0 | 0 | 0 | 0 | 0 | 0 | Infinite
IESO_2_MAPP_CA | IESO | MAPP_CA | 2050 | B9 | 800 | 0 | 262 | 0 | 0 | 0 | 0 | 0 | 0 | 0 | 0 | 0 | 0 | Infinite
IESO_2_MAPP_CA | IESO | MAPP_CA | 2050 | B10 | 1262 | 0 | 262 | 0 | 0 | 0 | 0 | 0 | 0 | 0 | 0 | 0 | 0 | Infinite
IESO_2_MAPP_CA | IESO | MAPP_CA | 2050 | B11 | 25 | 0 | 262 | 262 | 0 | 262 | 0 | 0 | 6.754 | 0 | 6.1012 | 0.51954 | 0 | Infinite
IESO_2_MAPP_CA | IESO | MAPP_CA | 2050 | B12 | 200 | 0 | 262 | 0 | 0 | 0 | 0 | 0 | 0 | 0 | 0 | 0 | 0 | Infinite
IESO_2_MAPP_CA | IESO | MAPP_CA | 2050 | B13 | 600 | 0 | 262 | 0 | 0 | 0 | 0 | 0 | 0 | 0 | 0 | 0 | 0 | Infinite
IESO_2_MAPP_CA | IESO | MAPP_CA | 2050 | B14 | 900 | 0 | 262 | 0 | 0 | 0 | 0 | 0 | 0 | 0 | 0 | 0 | 0 | Infinite
IESO_2_MAPP_CA | IESO | MAPP_CA | 2050 | B15 | 1203 | 0 | 262 | 0 | 0 | 0 | 0 | 0 | 0 | 0 | 0 | 0 | 0 | Infinite
IESO_2_MAPP_CA | IESO | MAPP_CA | 2050 | B16 | 25 | 0 | 262 | 0 | 0 | 0 | 0 | 0 | 0 | 0 | 0 | 0 | 0 | Infinite
IESO_2_MAPP_CA | IESO | MAPP_CA | 2050 | B17 | 100 | 0 | 262 | 0 | 0 | 0 | 0 | 0 | 0 | 0 | 0 | 0 | 0 | Infinite
IESO_2_MAPP_CA | IESO | MAPP_CA | 2050 | B18 | 400 | 0 | 262 | 45.55 | 0 | 0 | 0 | 0 | 0 | 0 | 0 | 0 | 0 | Infinite
IESO_2_MAPP_CA | IESO | MAPP_CA | 2050 | B19 | 700 | 0 | 262 | 32.67 | 0 | 0 | 0 | 0 | 0 | 0 | 0 | 0 | 0 | Infinite
IESO_2_MAPP_CA | IESO | MAPP_CA | 2050 | B20 | 935 | 0 | 262 | 25.86 | 0 | 0 | 0 | 0 | 0 | 0 | 0 | 0 | 0 | Infinite
IESO_2_MISO_MI | IESO | MISO_MI | 2015 | B1 | 10 | 0 | 1840 | 1840 | 0 | 1840 | 0 | 0 | 4.6293 | 0 | 1.1751 | 0.027887 | 0 | Infinite
IESO_2_MISO_MI | IESO | MISO_MI | 2015 | B2 | 25 | 0 | 1840 | 1840 | 0 | 1840 | 0 | 0 | 7.0864 | 0 | 5.9825 | 0.10672 | 0 | Infinite
IESO_2_MISO_MI | IESO | MISO_MI | 2015 | B3 | 75 | 0 | 1840 | 1840 | 0 | 1840 | 0 | 0 | 7.9648 | 0 | 11.4189 | 0.35985 | 0 | Infinite
IESO_2_MISO_MI | IESO | MISO_MI | 2015 | B4 | 100 | 0 | 1840 | 1840 | 0 | 1840 | 0 | 0 | 8.9381 | 0 | 10.1963 | 0.53844 | 0 | Infinite
IESO_2_MISO_MI | IESO | MISO_MI | 2015 | B5 | 200 | 0 | 1840 | 1840 | 0 | 1840 | 0 | 0 | 3.2524 | 0 | 5.3771 | 0.39185 | 0 | Infinite
IESO_2_MISO_MI | IESO | MISO_MI | 2015 | B6 | 300 | 0 | 1840 | 1840 | 0 | 1840 | 0 | 0 | 0.65285 | 0 | 1.1158 | 0.11798 | 0 | Infinite
IESO_2_MISO_MI | IESO | MISO_MI | 2015 | B7 | 400 | 0 | 1840 | 531.35 | 0 | 1095.89 | 0 | 0 | 0 | 0 | 0 | 0 | 0 | Infinite
IESO_2_MISO_MI | IESO | MISO_MI | 2015 | B8 | 500 | 0 | 1840 | 0 | 0 | 1678.12 | 0 | 0 | 0 | 0 | 0 | 0 | 0 | Infinite
IESO_2_MISO_MI | IESO | MISO_MI | 2015 | B9 | 800 | 0 | 1840 | 0 | 0 | 0 | 0 | 0 | 0 | 0 | 0 | 0 | 0 | Infinite
IESO_2_MISO_MI | IESO | MISO_MI | 2015 | B10 | 1262 | 0 | 1840 | 0 | 0 | 0 | 0 | 0 | 0 | 0 | 0 | 0 | 0 | Infinite
IESO_2_MISO_MI | IESO | MISO_MI | 2015 | B11 | 25 | 0 | 1840 | 1840 | 0 | 1840 | 0 | 0 | 7.763 | 0 | 7.9885 | 0.11691 | 0 | Infinite
IESO_2_MISO_MI | IESO | MISO_MI | 2015 | B12 | 200 | 0 | 1840 | 1840 | 0 | 1840 | 0 | 0 | 0.68846 | 0 | 0.78342 | 0.082947 | 0 | Infinite
IESO_2_MISO_MI | IESO | MISO_MI | 2015 | B13 | 600 | 0 | 1840 | 1840 | 0 | 1840 | 0 | 0 | 1.5787 | 0 | 2.0179 | 0.57062 | 0 | Infinite
IESO_2_MISO_MI | IESO | MISO_MI | 2015 | B14 | 900 | 0 | 1840 | 0 | 0 | 0 | 0 | 0 | 0 | 0 | 0 | 0 | 0 | Infinite
IESO_2_MISO_MI | IESO | MISO_MI | 2015 | B15 | 1203 | 0 | 1840 | 0 | 0 | 0 | 0 | 0 | 0 | 0 | 0 | 0 | 0 | Infinite
IESO_2_MISO_MI | IESO | MISO_MI | 2015 | B16 | 25 | 0 | 1840 | 1840 | 0 | 1840 | 0 | 0 | 3.1218 | 0 | 0.92586 | 0.047015 | 0 | Infinite
IESO_2_MISO_MI | IESO | MISO_MI | 2015 | B17 | 100 | 0 | 1840 | 1840 | 0 | 1018.29 | 0 | 0 | 1.1158 | 0 | 0 | 0.067216 | 0 | Infinite
IESO_2_MISO_MI | IESO | MISO_MI | 2015 | B18 | 400 | 0 | 1840 | 0 | 0 | 0 | 0 | 0 | 0 | 0 | 0 | 0 | 0 | Infinite
IESO_2_MISO_MI | IESO | MISO_MI | 2015 | B19 | 700 | 0 | 1840 | 0 | 0 | 0 | 0 | 0 | 0 | 0 | 0 | 0 | 0 | Infinite
IESO_2_MISO_MI | IESO | MISO_MI | 2015 | B20 | 935 | 0 | 1840 | 0 | 0 | 0 | 0 | 0 | 0 | 0 | 0 | 0 | 0 | Infinite
IESO_2_MISO_MI | IESO | MISO_MI | 2020 | B1 | 10 | 0 | 1840 | 1840 | 0 | 1796.03 | 0 | 0 | 12.9858 | 0 | 0 | 0.033642 | 0 | Infinite
IESO_2_MISO_MI | IESO | MISO_MI | 2020 | B2 | 25 | 0 | 1840 | 1840 | 0 | 1840 | 0 | 0 | 11.8106 | 0 | 6.0062 | 0.076494 | 0 | Infinite
IESO_2_MISO_MI | IESO | MISO_MI | 2020 | B3 | 75 | 0 | 1840 | 1840 | 0 | 1840 | 0 | 0 | 13.7217 | 0 | 15.526 | 0.26661 | 0 | Infinite
IESO_2_MISO_MI | IESO | MISO_MI | 2020 | B4 | 100 | 0 | 1840 | 1840 | 0 | 1840 | 0 | 0 | 12.6178 | 0 | 14.149 | 0.32689 | 0 | Infinite
IESO_2_MISO_MI | IESO | MISO_MI | 2020 | B5 | 200 | 0 | 1840 | 1840 | 0 | 1840 | 0 | 0 | 12.9264 | 0 | 12.3329 | 0.66976 | 0 | Infinite
IESO_2_MISO_MI | IESO | MISO_MI | 2020 | B6 | 300 | 0 | 1840 | 1840 | 0 | 1840 | 0 | 0 | 6.0537 | 0 | 7.4425 | 0.47049 | 0 | Infinite
IESO_2_MISO_MI | IESO | MISO_MI | 2020 | B7 | 400 | 0 | 1840 | 1840 | 0 | 1840 | 0 | 0 | 1.6737 | 0 | 1.5075 | 0.17344 | 0 | Infinite
IESO_2_MISO_MI | IESO | MISO_MI | 2020 | B8 | 500 | 0 | 1840 | 1840 | 0 | 1840 | 0 | 0 | 1.009 | 0 | 0.27301 | 0.13069 | 0 | Infinite
IESO_2_MISO_MI | IESO | MISO_MI | 2020 | B9 | 800 | 0 | 1840 | 908.05 | 0 | 607.95 | 0 | 0 | 0 | 0 | 0 | 0 | 0 | Infinite
IESO_2_MISO_MI | IESO | MISO_MI | 2020 | B10 | 1262 | 0 | 1840 | 0 | 0 | 0 | 0 | 0 | 0 | 0 | 0 | 0 | 0 | Infinite
IESO_2_MISO_MI | IESO | MISO_MI | 2020 | B11 | 25 | 0 | 1840 | 1840 | 0 | 1840 | 0 | 0 | 14.7188 | 0 | 16.8198 | 0.095329 | 0 | Infinite
IESO_2_MISO_MI | IESO | MISO_MI | 2020 | B12 | 200 | 0 | 1840 | 1840 | 0 | 1840 | 0 | 0 | 7.8461 | 0 | 8.2734 | 0.40653 | 0 | Infinite
IESO_2_MISO_MI | IESO | MISO_MI | 2020 | B13 | 600 | 0 | 1840 | 1840 | 0 | 1840 | 0 | 0 | 4.6293 | 0 | 2.8963 | 0.71958 | 0 | Infinite
IESO_2_MISO_MI | IESO | MISO_MI | 2020 | B14 | 900 | 0 | 1840 | 1840 | 0 | 1840 | 0 | 0 | 1.6737 | 0 | 1.2701 | 0.39023 | 0 | Infinite
IESO_2_MISO_MI | IESO | MISO_MI | 2020 | B15 | 1203 | 0 | 1840 | 0 | 0 | 934.45 | 0 | 0 | 0 | 0 | 0 | 0 | 0 | Infinite
IESO_2_MISO_MI | IESO | MISO_MI | 2020 | B16 | 25 | 0 | 1840 | 1840 | 0 | 1840 | 0 | 0 | 6.9796 | 0 | 7.2051 | 0.045204 | 0 | Infinite
IESO_2_MISO_MI | IESO | MISO_MI | 2020 | B17 | 100 | 0 | 1840 | 1840 | 0 | 1840 | 0 | 0 | 5.9469 | 0 | 0.67659 | 0.15406 | 0 | Infinite
IESO_2_MISO_MI | IESO | MISO_MI | 2020 | B18 | 400 | 0 | 1840 | 1840 | 0 | 1840 | 0 | 0 | 0.33236 | 0 | 1.0564 | 0.034441 | 0 | Infinite
IESO_2_MISO_MI | IESO | MISO_MI | 2020 | B19 | 700 | 0 | 1840 | 0 | 0 | 0 | 0 | 0 | 0 | 0 | 0 | 0 | 0 | Infinite
IESO_2_MISO_MI | IESO | MISO_MI | 2020 | B20 | 935 | 0 | 1840 | 0 | 0 | 0 | 0 | 0 | 0 | 0 | 0 | 0 | 0 | Infinite
IESO_2_MISO_MI | IESO | MISO_MI | 2025 | B1 | 10 | 0 | 1840 | 1840 | 0 | 1106.26 | 0 | 0 | 8.036 | 0 | 0 | 0.021372 | 0 | Infinite
IESO_2_MISO_MI | IESO | MISO_MI | 2025 | B2 | 25 | 0 | 1840 | 1840 | 0 | 1840 | 0 | 0 | 9.9827 | 0 | 5.1991 | 0.066374 | 0 | Infinite
IESO_2_MISO_MI | IESO | MISO_MI | 2025 | B3 | 75 | 0 | 1840 | 1840 | 0 | 1840 | 0 | 0 | 12.2736 | 0 | 11.6207 | 0.24482 | 0 | Infinite
IESO_2_MISO_MI | IESO | MISO_MI | 2025 | B4 | 100 | 0 | 1840 | 1840 | 0 | 1840 | 0 | 0 | 12.784 | 0 | 14.0541 | 0.34 | 0 | Infinite
IESO_2_MISO_MI | IESO | MISO_MI | 2025 | B5 | 200 | 0 | 1840 | 1840 | 0 | 1840 | 0 | 0 | 11.0628 | 0 | 11.4308 | 0.58845 | 0 | Infinite
IESO_2_MISO_MI | IESO | MISO_MI | 2025 | B6 | 300 | 0 | 1840 | 1840 | 0 | 1840 | 0 | 0 | 2.8369 | 0 | 3.656 | 0.22635 | 0 | Infinite
IESO_2_MISO_MI | IESO | MISO_MI | 2025 | B7 | 400 | 0 | 1840 | 1710.45 | 0 | 1840 | 0 | 0 | 0 | 0 | 1.8873 | 0 | 0 | Infinite
IESO_2_MISO_MI | IESO | MISO_MI | 2025 | B8 | 500 | 0 | 1840 | 1777.58 | 0 | 1840 | 0 | 0 | 0 | 0 | 0.07122 | 0 | 0 | Infinite
IESO_2_MISO_MI | IESO | MISO_MI | 2025 | B9 | 800 | 0 | 1840 | 1840 | 0 | 1467.09 | 0 | 0 | 0.01187 | 0 | 0 | 0.0025255 | 0 | Infinite
IESO_2_MISO_MI | IESO | MISO_MI | 2025 | B10 | 1262 | 0 | 1840 | 0 | 0 | 0 | 0 | 0 | 0 | 0 | 0 | 0 | 0 | Infinite
IESO_2_MISO_MI | IESO | MISO_MI | 2025 | B11 | 25 | 0 | 1840 | 1840 | 0 | 1840 | 0 | 0 | 14.0778 | 0 | 13.6624 | 0.093603 | 0 | Infinite
IESO_2_MISO_MI | IESO | MISO_MI | 2025 | B12 | 200 | 0 | 1840 | 1840 | 0 | 1840 | 0 | 0 | 5.1991 | 0 | 5.4365 | 0.27655 | 0 | Infinite
IESO_2_MISO_MI | IESO | MISO_MI | 2025 | B13 | 600 | 0 | 1840 | 1840 | 0 | 1840 | 0 | 0 | 1.5906 | 0 | 2.4452 | 0.25382 | 0 | Infinite
IESO_2_MISO_MI | IESO | MISO_MI | 2025 | B14 | 900 | 0 | 1840 | 1840 | 0 | 1840 | 0 | 0 | 1.0446 | 0 | 1.0683 | 0.25003 | 0 | Infinite
IESO_2_MISO_MI | IESO | MISO_MI | 2025 | B15 | 1203 | 0 | 1840 | 0 | 0 | 0 | 0 | 0 | 0 | 0 | 0 | 0 | 0 | Infinite
IESO_2_MISO_MI | IESO | MISO_MI | 2025 | B16 | 25 | 0 | 1840 | 1840 | 0 | 1840 | 0 | 0 | 2.1129 | 0 | 1.3057 | 0.014048 | 0 | Infinite
IESO_2_MISO_MI | IESO | MISO_MI | 2025 | B17 | 100 | 0 | 1840 | 1840 | 0 | 1582.5 | 0 | 0 | 2.552 | 0 | 0 | 0.067874 | 0 | Infinite
IESO_2_MISO_MI | IESO | MISO_MI | 2025 | B18 | 400 | 0 | 1840 | 1840 | 0 | 1213.15 | 0 | 0 | 1.282 | 0 | 0 | 0.13638 | 0 | Infinite
IESO_2_MISO_MI | IESO | MISO_MI | 2025 | B19 | 700 | 0 | 1840 | 587.96 | 0 | 0 | 0 | 0 | 0 | 0 | 0 | 0 | 0 | Infinite
IESO_2_MISO_MI | IESO | MISO_MI | 2025 | B20 | 935 | 0 | 1840 | 0 | 0 | 0 | 0 | 0 | 0 | 0 | 0 | 0 | 0 | Infinite
IESO_2_MISO_MI | IESO | MISO_MI | 2030 | B1 | 10 | 0 | 1840 | 1620.16 | 0 | 941.81 | 0 | 0 | 0 | 0 | 0 | 0 | 0 | Infinite
IESO_2_MISO_MI | IESO | MISO_MI | 2030 | B2 | 25 | 0 | 1840 | 1840 | 0 | 1840 | 0 | 0 | 10.9323 | 0 | 1.9586 | 0.10718 | 0 | Infinite
IESO_2_MISO_MI | IESO | MISO_MI | 2030 | B3 | 75 | 0 | 1840 | 1840 | 0 | 1840 | 0 | 0 | 15.8821 | 0 | 12.3923 | 0.46712 | 0 | Infinite
IESO_2_MISO_MI | IESO | MISO_MI | 2030 | B4 | 100 | 0 | 1840 | 1840 | 0 | 1840 | 0 | 0 | 13.8286 | 0 | 13.8286 | 0.5423 | 0 | Infinite
IESO_2_MISO_MI | IESO | MISO_MI | 2030 | B5 | 200 | 0 | 1840 | 1840 | 0 | 1840 | 0 | 0 | 10.0064 | 0 | 7.5256 | 0.78482 | 0 | Infinite
IESO_2_MISO_MI | IESO | MISO_MI | 2030 | B6 | 300 | 0 | 1840 | 1207.04 | 0 | 1840 | 0 | 0 | 0 | 0 | 0.16618 | 0 | 0 | Infinite
IESO_2_MISO_MI | IESO | MISO_MI | 2030 | B7 | 400 | 0 | 1840 | 995.48 | 0 | 1840 | 0 | 0 | 0 | 0 | 0.93773 | 0 | 0 | Infinite
IESO_2_MISO_MI | IESO | MISO_MI | 2030 | B8 | 500 | 0 | 1840 | 1113.81 | 0 | 1840 | 0 | 0 | 0 | 0 | 0.54602 | 0 | 0 | Infinite
IESO_2_MISO_MI | IESO | MISO_MI | 2030 | B9 | 800 | 0 | 1840 | 1840 | 0 | 1333.46 | 0 | 0 | 0.05935 | 0 | 0 | 0.01862 | 0 | Infinite
IESO_2_MISO_MI | IESO | MISO_MI | 2030 | B10 | 1262 | 0 | 1840 | 0 | 0 | 0 | 0 | 0 | 0 | 0 | 0 | 0 | 0 | Infinite
IESO_2_MISO_MI | IESO | MISO_MI | 2030 | B11 | 25 | 0 | 1840 | 1840 | 0 | 1840 | 0 | 0 | 10.5287 | 0 | 10.9679 | 0.10322 | 0 | Infinite
IESO_2_MISO_MI | IESO | MISO_MI | 2030 | B12 | 200 | 0 | 1840 | 1840 | 0 | 1840 | 0 | 0 | 7.2644 | 0 | 2.4927 | 0.56976 | 0 | Infinite
IESO_2_MISO_MI | IESO | MISO_MI | 2030 | B13 | 600 | 0 | 1840 | 1840 | 0 | 1840 | 0 | 0 | 1.6025 | 0 | 1.733 | 0.37705 | 0 | Infinite
IESO_2_MISO_MI | IESO | MISO_MI | 2030 | B14 | 900 | 0 | 1840 | 1511.17 | 0 | 1551.09 | 0 | 0 | 0 | 0 | 0 | 0 | 0 | Infinite
IESO_2_MISO_MI | IESO | MISO_MI | 2030 | B15 | 1203 | 0 | 1840 | 0 | 0 | 0 | 0 | 0 | 0 | 0 | 0 | 0 | 0 | Infinite
IESO_2_MISO_MI | IESO | MISO_MI | 2030 | B16 | 25 | 0 | 1840 | 1840 | 0 | 0 | 0 | 0 | 2.8607 | 0 | 0 | 0.028046 | 0 | Infinite
IESO_2_MISO_MI | IESO | MISO_MI | 2030 | B17 | 100 | 0 | 1840 | 1840 | 0 | 337.83 | 0 | 0 | 0.5935 | 0 | 0 | 0.023275 | 0 | Infinite
IESO_2_MISO_MI | IESO | MISO_MI | 2030 | B18 | 400 | 0 | 1840 | 1840 | 0 | 0 | 0 | 0 | 0.20179 | 0 | 0 | 0.031653 | 0 | Infinite
IESO_2_MISO_MI | IESO | MISO_MI | 2030 | B19 | 700 | 0 | 1840 | 0 | 0 | 0 | 0 | 0 | 0 | 0 | 0 | 0 | 0 | Infinite
IESO_2_MISO_MI | IESO | MISO_MI | 2030 | B20 | 935 | 0 | 1840 | 0 | 0 | 0 | 0 | 0 | 0 | 0 | 0 | 0 | 0 | Infinite
IESO_2_MISO_MI | IESO | MISO_MI | 2035 | B1 | 10 | 0 | 1840 | 0 | 0 | 0 | 0 | 0 | 0 | 0 | 0 | 0 | 0 | Infinite
IESO_2_MISO_MI | IESO | MISO_MI | 2035 | B2 | 25 | 0 | 1840 | 0 | 0 | 0 | 0 | 0 | 0 | 0 | 0 | 0 | 0 | Infinite
IESO_2_MISO_MI | IESO | MISO_MI | 2035 | B3 | 75 | 0 | 1840 | 1640.89 | 0 | 1392.34 | 0 | 0 | 0 | 0 | 0 | 0 | 0 | Infinite
IESO_2_MISO_MI | IESO | MISO_MI | 2035 | B4 | 100 | 0 | 1840 | 1840 | 0 | 1840 | 0 | 0 | 17.9237 | 0 | 16.6061 | 2.8678 | 0 | Infinite
IESO_2_MISO_MI | IESO | MISO_MI | 2035 | B5 | 200 | 0 | 1840 | 1840 | 0 | 1840 | 0 | 0 | 19.6686 | 0 | 19.6092 | 6.2939 | 0 | Infinite
IESO_2_MISO_MI | IESO | MISO_MI | 2035 | B6 | 300 | 0 | 1840 | 1840 | 0 | 1840 | 0 | 0 | 7.8342 | 0 | 8.3446 | 3.7604 | 0 | Infinite
IESO_2_MISO_MI | IESO | MISO_MI | 2035 | B7 | 400 | 0 | 1840 | 0 | 0 | 603.15 | 0 | 0 | 0 | 0 | 0 | 0 | 0 | Infinite
IESO_2_MISO_MI | IESO | MISO_MI | 2035 | B8 | 500 | 0 | 1840 | 0 | 0 | 0 | 0 | 0 | 0 | 0 | 0 | 0 | 0 | Infinite
IESO_2_MISO_MI | IESO | MISO_MI | 2035 | B9 | 800 | 0 | 1840 | 0 | 0 | 0 | 0 | 0 | 0 | 0 | 0 | 0 | 0 | Infinite
IESO_2_MISO_MI | IESO | MISO_MI | 2035 | B10 | 1262 | 0 | 1840 | 0 | 0 | 0 | 0 | 0 | 0 | 0 | 0 | 0 | 0 | Infinite
IESO_2_MISO_MI | IESO | MISO_MI | 2035 | B11 | 25 | 0 | 1840 | 1840 | 0 | 1840 | 0 | 0 | 9.1993 | 0 | 9.1755 | 0.36797 | 0 | Infinite
IESO_2_MISO_MI | IESO | MISO_MI | 2035 | B12 | 200 | 0 | 1840 | 1589.03 | 0 | 1119.02 | 0 | 0 | 0 | 0 | 0 | 0 | 0 | Infinite
IESO_2_MISO_MI | IESO | MISO_MI | 2035 | B13 | 600 | 0 | 1840 | 0 | 0 | 0 | 0 | 0 | 0 | 0 | 0 | 0 | 0 | Infinite
IESO_2_MISO_MI | IESO | MISO_MI | 2035 | B14 | 900 | 0 | 1840 | 0 | 0 | 0 | 0 | 0 | 0 | 0 | 0 | 0 | 0 | Infinite
IESO_2_MISO_MI | IESO | MISO_MI | 2035 | B15 | 1203 | 0 | 1840 | 0 | 0 | 0 | 0 | 0 | 0 | 0 | 0 | 0 | 0 | Infinite
IESO_2_MISO_MI | IESO | MISO_MI | 2035 | B16 | 25 | 0 | 1840 | 177.77 | 0 | 177.77 | 0 | 0 | 0 | 0 | 0 | 0 | 0 | Infinite
IESO_2_MISO_MI | IESO | MISO_MI | 2035 | B17 | 100 | 0 | 1840 | 744.97 | 0 | 215.45 | 0 | 0 | 0 | 0 | 0 | 0 | 0 | Infinite
IESO_2_MISO_MI | IESO | MISO_MI | 2035 | B18 | 400 | 0 | 1840 | 0 | 0 | 0 | 0 | 0 | 0 | 0 | 0 | 0 | 0 | Infinite
IESO_2_MISO_MI | IESO | MISO_MI | 2035 | B19 | 700 | 0 | 1840 | 0 | 0 | 0 | 0 | 0 | 0 | 0 | 0 | 0 | 0 | Infinite
IESO_2_MISO_MI | IESO | MISO_MI | 2035 | B20 | 935 | 0 | 1840 | 0 | 0 | 0 | 0 | 0 | 0 | 0 | 0 | 0 | 0 | Infinite
IESO_2_MISO_MI | IESO | MISO_MI | 2040 | B1 | 10 | 0 | 1840 | 0 | 0 | 0 | 0 | 0 | 0 | 0 | 0 | 0 | 0 | Infinite
IESO_2_MISO_MI | IESO | MISO_MI | 2040 | B2 | 25 | 0 | 1840 | 0 | 0 | 0 | 0 | 0 | 0 | 0 | 0 | 0 | 0 | Infinite
IESO_2_MISO_MI | IESO | MISO_MI | 2040 | B3 | 75 | 0 | 1840 | 986.8 | 0 | 1393.92 | 0 | 0 | 0 | 0 | 0 | 0 | 0 | Infinite
IESO_2_MISO_MI | IESO | MISO_MI | 2040 | B4 | 100 | 0 | 1840 | 1840 | 0 | 1840 | 0 | 0 | 8.1666 | 0 | 8.0479 | 1.0889 | 0 | Infinite
IESO_2_MISO_MI | IESO | MISO_MI | 2040 | B5 | 200 | 0 | 1840 | 1840 | 0 | 1840 | 0 | 0 | 11.1459 | 0 | 9.5197 | 2.9722 | 0 | Infinite
IESO_2_MISO_MI | IESO | MISO_MI | 2040 | B6 | 300 | 0 | 1840 | 1840 | 0 | 1840 | 0 | 0 | 9.1043 | 0 | 11.4664 | 3.6417 | 0 | Infinite
IESO_2_MISO_MI | IESO | MISO_MI | 2040 | B7 | 400 | 0 | 1840 | 508.69 | 0 | 508.69 | 0 | 0 | 0 | 0 | 0 | 0 | 0 | Infinite
IESO_2_MISO_MI | IESO | MISO_MI | 2040 | B8 | 500 | 0 | 1840 | 0 | 0 | 0 | 0 | 0 | 0 | 0 | 0 | 0 | 0 | Infinite
IESO_2_MISO_MI | IESO | MISO_MI | 2040 | B9 | 800 | 0 | 1840 | 0 | 0 | 0 | 0 | 0 | 0 | 0 | 0 | 0 | 0 | Infinite
IESO_2_MISO_MI | IESO | MISO_MI | 2040 | B10 | 1262 | 0 | 1840 | 0 | 0 | 0 | 0 | 0 | 0 | 0 | 0 | 0 | 0 | Infinite
IESO_2_MISO_MI | IESO | MISO_MI | 2040 | B11 | 25 | 0 | 1840 | 1840 | 0 | 1840 | 0 | 0 | 15.6684 | 0 | 15.6684 | 0.52228 | 0 | Infinite
IESO_2_MISO_MI | IESO | MISO_MI | 2040 | B12 | 200 | 0 | 1840 | 550.43 | 0 | 997.11 | 0 | 0 | 0 | 0 | 0 | 0 | 0 | Infinite
IESO_2_MISO_MI | IESO | MISO_MI | 2040 | B13 | 600 | 0 | 1840 | 0 | 0 | 0 | 0 | 0 | 0 | 0 | 0 | 0 | 0 | Infinite
IESO_2_MISO_MI | IESO | MISO_MI | 2040 | B14 | 900 | 0 | 1840 | 0 | 0 | 0 | 0 | 0 | 0 | 0 | 0 | 0 | 0 | Infinite
IESO_2_MISO_MI | IESO | MISO_MI | 2040 | B15 | 1203 | 0 | 1840 | 0 | 0 | 0 | 0 | 0 | 0 | 0 | 0 | 0 | 0 | Infinite
IESO_2_MISO_MI | IESO | MISO_MI | 2040 | B16 | 25 | 0 | 1840 | 1840 | 0 | 1840 | 0 | 0 | 0.89025 | 0 | 0.41545 | 0.029675 | 0 | Infinite
IESO_2_MISO_MI | IESO | MISO_MI | 2040 | B17 | 100 | 0 | 1840 | 1840 | 0 | 1840 | 0 | 0 | 0.18992 | 0 | 1.4244 | 0.025323 | 0 | Infinite
IESO_2_MISO_MI | IESO | MISO_MI | 2040 | B18 | 400 | 0 | 1840 | 0 | 0 | 0 | 0 | 0 | 0 | 0 | 0 | 0 | 0 | Infinite
IESO_2_MISO_MI | IESO | MISO_MI | 2040 | B19 | 700 | 0 | 1840 | 0 | 0 | 0 | 0 | 0 | 0 | 0 | 0 | 0 | 0 | Infinite
IESO_2_MISO_MI | IESO | MISO_MI | 2040 | B20 | 935 | 0 | 1840 | 0 | 0 | 0 | 0 | 0 | 0 | 0 | 0 | 0 | 0 | Infinite
IESO_2_MISO_MI | IESO | MISO_MI | 2045 | B1 | 10 | 0 | 1840 | 1088.74 | 0 | 743.37 | 0 | 0 | 0 | 0 | 0 | 0 | 0 | Infinite
IESO_2_MISO_MI | IESO | MISO_MI | 2045 | B2 | 25 | 0 | 1840 | 1840 | 0 | 1665.28 | 0 | 0 | 0.07122 | 0 | 0 | 0.0013438 | 0 | Infinite
IESO_2_MISO_MI | IESO | MISO_MI | 2045 | B3 | 75 | 0 | 1840 | 1840 | 0 | 1452.67 | 0 | 0 | 1.1514 | 0 | 0 | 0.065173 | 0 | Infinite
IESO_2_MISO_MI | IESO | MISO_MI | 2045 | B4 | 100 | 0 | 1840 | 1840 | 0 | 1840 | 0 | 0 | 12.2024 | 0 | 7.2882 | 0.92093 | 0 | Infinite
IESO_2_MISO_MI | IESO | MISO_MI | 2045 | B5 | 200 | 0 | 1840 | 1840 | 0 | 1840 | 0 | 0 | 13.7692 | 0 | 12.5822 | 2.0784 | 0 | Infinite
IESO_2_MISO_MI | IESO | MISO_MI | 2045 | B6 | 300 | 0 | 1840 | 1840 | 0 | 1840 | 0 | 0 | 19.36 | 0 | 20.5707 | 4.3834 | 0 | Infinite
IESO_2_MISO_MI | IESO | MISO_MI | 2045 | B7 | 400 | 0 | 1840 | 447.92 | 0 | 490.52 | 0 | 0 | 0 | 0 | 0 | 0 | 0 | Infinite
IESO_2_MISO_MI | IESO | MISO_MI | 2045 | B8 | 500 | 0 | 1840 | 245.1 | 0 | 0 | 0 | 0 | 0 | 0 | 0 | 0 | 0 | Infinite
IESO_2_MISO_MI | IESO | MISO_MI | 2045 | B9 | 800 | 0 | 1840 | 0 | 0 | 0 | 0 | 0 | 0 | 0 | 0 | 0 | 0 | Infinite
IESO_2_MISO_MI | IESO | MISO_MI | 2045 | B10 | 1262 | 0 | 1840 | 0 | 0 | 0 | 0 | 0 | 0 | 0 | 0 | 0 | 0 | Infinite
IESO_2_MISO_MI | IESO | MISO_MI | 2045 | B11 | 25 | 0 | 1840 | 1840 | 0 | 1840 | 0 | 0 | 16.3331 | 0 | 22.0189 | 0.30817 | 0 | Infinite
IESO_2_MISO_MI | IESO | MISO_MI | 2045 | B12 | 200 | 0 | 1840 | 1725.68 | 0 | 1840 | 0 | 0 | 0 | 0 | 0.67659 | 0 | 0 | Infinite
IESO_2_MISO_MI | IESO | MISO_MI | 2045 | B13 | 600 | 0 | 1840 | 1840 | 0 | 1840 | 0 | 0 | 1.0327 | 0 | 0.30862 | 0.46763 | 0 | Infinite
IESO_2_MISO_MI | IESO | MISO_MI | 2045 | B14 | 900 | 0 | 1840 | 0 | 0 | 0 | 0 | 0 | 0 | 0 | 0 | 0 | 0 | Infinite
IESO_2_MISO_MI | IESO | MISO_MI | 2045 | B15 | 1203 | 0 | 1840 | 0 | 0 | 0 | 0 | 0 | 0 | 0 | 0 | 0 | 0 | Infinite
IESO_2_MISO_MI | IESO | MISO_MI | 2045 | B16 | 25 | 0 | 1840 | 809.26 | 0 | 726.23 | 0 | 0 | 0 | 0 | 0 | 0 | 0 | Infinite
IESO_2_MISO_MI | IESO | MISO_MI | 2045 | B17 | 100 | 0 | 1840 | 1769.9 | 0 | 1332.53 | 0 | 0 | 0 | 0 | 0 | 0 | 0 | Infinite
IESO_2_MISO_MI | IESO | MISO_MI | 2045 | B18 | 400 | 0 | 1840 | 1043.04 | 0 | 1840 | 0 | 0 | 0 | 0 | 1.0564 | 0 | 0 | Infinite
IESO_2_MISO_MI | IESO | MISO_MI | 2045 | B19 | 700 | 0 | 1840 | 0 | 0 | 0 | 0 | 0 | 0 | 0 | 0 | 0 | 0 | Infinite
IESO_2_MISO_MI | IESO | MISO_MI | 2045 | B20 | 935 | 0 | 1840 | 0 | 0 | 0 | 0 | 0 | 0 | 0 | 0 | 0 | 0 | Infinite
IESO_2_MISO_MI | IESO | MISO_MI | 2050 | B1 | 10 | 0 | 1840 | 1156.99 | 0 | 329.81 | 0 | 0 | 0 | 0 | 0 | 0 | 0 | Infinite
IESO_2_MISO_MI | IESO | MISO_MI | 2050 | B2 | 25 | 0 | 1840 | 1840 | 0 | 1323.36 | 0 | 0 | 1.1395 | 0 | 0 | 0.011748 | 0 | Infinite
IESO_2_MISO_MI | IESO | MISO_MI | 2050 | B3 | 75 | 0 | 1840 | 1840 | 0 | 1465.93 | 0 | 0 | 3.5017 | 0 | 0 | 0.1083 | 0 | Infinite
IESO_2_MISO_MI | IESO | MISO_MI | 2050 | B4 | 100 | 0 | 1840 | 1840 | 0 | 1840 | 0 | 0 | 14.4458 | 0 | 10.4456 | 0.5957 | 0 | Infinite
IESO_2_MISO_MI | IESO | MISO_MI | 2050 | B5 | 200 | 0 | 1840 | 1840 | 0 | 1840 | 0 | 0 | 16.1788 | 0 | 14.7544 | 1.3343 | 0 | Infinite
IESO_2_MISO_MI | IESO | MISO_MI | 2050 | B6 | 300 | 0 | 1840 | 1840 | 0 | 1840 | 0 | 0 | 20.4876 | 0 | 19.6092 | 2.5346 | 0 | Infinite
IESO_2_MISO_MI | IESO | MISO_MI | 2050 | B7 | 400 | 0 | 1840 | 1840 | 0 | 1694.19 | 0 | 0 | 0.79529 | 0 | 0 | 0.13118 | 0 | Infinite
IESO_2_MISO_MI | IESO | MISO_MI | 2050 | B8 | 500 | 0 | 1840 | 1518.8 | 0 | 518.61 | 0 | 0 | 0 | 0 | 0 | 0 | 0 | Infinite
IESO_2_MISO_MI | IESO | MISO_MI | 2050 | B9 | 800 | 0 | 1840 | 0 | 0 | 0 | 0 | 0 | 0 | 0 | 0 | 0 | 0 | Infinite
IESO_2_MISO_MI | IESO | MISO_MI | 2050 | B10 | 1262 | 0 | 1840 | 0 | 0 | 0 | 0 | 0 | 0 | 0 | 0 | 0 | 0 | Infinite
IESO_2_MISO_MI | IESO | MISO_MI | 2050 | B11 | 25 | 0 | 1840 | 1840 | 0 | 1840 | 0 | 0 | 24.108 | 0 | 24.108 | 0.24854 | 0 | Infinite
IESO_2_MISO_MI | IESO | MISO_MI | 2050 | B12 | 200 | 0 | 1840 | 1840 | 0 | 1840 | 0 | 0 | 2.4927 | 0 | 2.3265 | 0.20558 | 0 | Infinite
IESO_2_MISO_MI | IESO | MISO_MI | 2050 | B13 | 600 | 0 | 1840 | 1840 | 0 | 1608.77 | 0 | 0 | 1.0446 | 0 | 0 | 0.25845 | 0 | Infinite
IESO_2_MISO_MI | IESO | MISO_MI | 2050 | B14 | 900 | 0 | 1840 | 0 | 0 | 0 | 0 | 0 | 0 | 0 | 0 | 0 | 0 | Infinite
IESO_2_MISO_MI | IESO | MISO_MI | 2050 | B15 | 1203 | 0 | 1840 | 0 | 0 | 0 | 0 | 0 | 0 | 0 | 0 | 0 | 0 | Infinite
IESO_2_MISO_MI | IESO | MISO_MI | 2050 | B16 | 25 | 0 | 1840 | 1305.46 | 0 | 1183.57 | 0 | 0 | 0 | 0 | 0 | 0 | 0 | Infinite
IESO_2_MISO_MI | IESO | MISO_MI | 2050 | B17 | 100 | 0 | 1840 | 1840 | 0 | 1808.11 | 0 | 0 | 9.3536 | 0 | 0 | 0.38571 | 0 | Infinite
IESO_2_MISO_MI | IESO | MISO_MI | 2050 | B18 | 400 | 0 | 1840 | 1840 | 0 | 1840 | 0 | 0 | 2.5995 | 0 | 1.1751 | 0.42879 | 0 | Infinite
IESO_2_MISO_MI | IESO | MISO_MI | 2050 | B19 | 700 | 0 | 1840 | 0 | 0 | 0 | 0 | 0 | 0 | 0 | 0 | 0 | 0 | Infinite
IESO_2_MISO_MI | IESO | MISO_MI | 2050 | B20 | 935 | 0 | 1840 | 0 | 0 | 0 | 0 | 0 | 0 | 0 | 0 | 0 | 0 | Infinite
IESO_2_MISO_W | IESO | MISO_W | 2015 | B1 | 10 | 0 | 140 | 140 | 0 | 140 | 0 | 0 | 5.9706 | 0 | 1.3769 | 0.028984 | 0 | Infinite
IESO_2_MISO_W | IESO | MISO_W | 2015 | B2 | 25 | 0 | 140 | 140 | 0 | 140 | 0 | 0 | 7.0983 | 0 | 5.9706 | 0.086144 | 0 | Infinite
IESO_2_MISO_W | IESO | MISO_W | 2015 | B3 | 75 | 0 | 140 | 140 | 0 | 140 | 0 | 0 | 12.9977 | 0 | 11.6563 | 0.47322 | 0 | Infinite
IESO_2_MISO_W | IESO | MISO_W | 2015 | B4 | 100 | 0 | 140 | 140 | 0 | 140 | 0 | 0 | 12.9383 | 0 | 10.4219 | 0.62807 | 0 | Infinite
IESO_2_MISO_W | IESO | MISO_W | 2015 | B5 | 200 | 0 | 140 | 140 | 0 | 140 | 0 | 0 | 8.1072 | 0 | 5.389 | 0.78711 | 0 | Infinite
IESO_2_MISO_W | IESO | MISO_W | 2015 | B6 | 300 | 0 | 140 | 140 | 0 | 140 | 0 | 0 | 1.6618 | 0 | 1.3532 | 0.24201 | 0 | Infinite
IESO_2_MISO_W | IESO | MISO_W | 2015 | B7 | 400 | 0 | 140 | 140 | 0 | 0 | 0 | 0 | 0.8309 | 0 | 0 | 0.16134 | 0 | Infinite
IESO_2_MISO_W | IESO | MISO_W | 2015 | B8 | 500 | 0 | 140 | 0 | 0 | 0 | 0 | 0 | 0 | 0 | 0 | 0 | 0 | Infinite
IESO_2_MISO_W | IESO | MISO_W | 2015 | B9 | 800 | 0 | 140 | 0 | 0 | 0 | 0 | 0 | 0 | 0 | 0 | 0 | 0 | Infinite
IESO_2_MISO_W | IESO | MISO_W | 2015 | B10 | 1262 | 0 | 140 | 0 | 0 | 0 | 0 | 0 | 0 | 0 | 0 | 0 | 0 | Infinite
IESO_2_MISO_W | IESO | MISO_W | 2015 | B11 | 25 | 0 | 140 | 140 | 0 | 140 | 0 | 0 | 7.7867 | 0 | 8.2022 | 0.094499 | 0 | Infinite
IESO_2_MISO_W | IESO | MISO_W | 2015 | B12 | 200 | 0 | 140 | 140 | 0 | 140 | 0 | 0 | 0.67659 | 0 | 0.75968 | 0.065688 | 0 | Infinite
IESO_2_MISO_W | IESO | MISO_W | 2015 | B13 | 600 | 0 | 140 | 140 | 0 | 140 | 0 | 0 | 1.5787 | 0 | 2.006 | 0.45982 | 0 | Infinite
IESO_2_MISO_W | IESO | MISO_W | 2015 | B14 | 900 | 0 | 140 | 0 | 0 | 0 | 0 | 0 | 0 | 0 | 0 | 0 | 0 | Infinite
IESO_2_MISO_W | IESO | MISO_W | 2015 | B15 | 1203 | 0 | 140 | 0 | 0 | 0 | 0 | 0 | 0 | 0 | 0 | 0 | 0 | Infinite
IESO_2_MISO_W | IESO | MISO_W | 2015 | B16 | 25 | 0 | 140 | 140 | 0 | 140 | 0 | 0 | 3.1812 | 0 | 0.91399 | 0.038606 | 0 | Infinite
IESO_2_MISO_W | IESO | MISO_W | 2015 | B17 | 100 | 0 | 140 | 140 | 0 | 0 | 0 | 0 | 1.1039 | 0 | 0 | 0.053588 | 0 | Infinite
IESO_2_MISO_W | IESO | MISO_W | 2015 | B18 | 400 | 0 | 140 | 0 | 0 | 0 | 0 | 0 | 0 | 0 | 0 | 0 | 0 | Infinite
IESO_2_MISO_W | IESO | MISO_W | 2015 | B19 | 700 | 0 | 140 | 0 | 0 | 0 | 0 | 0 | 0 | 0 | 0 | 0 | 0 | Infinite
IESO_2_MISO_W | IESO | MISO_W | 2015 | B20 | 935 | 0 | 140 | 0 | 0 | 0 | 0 | 0 | 0 | 0 | 0 | 0 | 0 | Infinite
IESO_2_MISO_W | IESO | MISO_W | 2020 | B1 | 10 | 0 | 140 | 140 | 0 | 140 | 0 | 0 | 12.9739 | 0 | 0.28488 | 0.024205 | 0 | Infinite
IESO_2_MISO_W | IESO | MISO_W | 2020 | B2 | 25 | 0 | 140 | 140 | 0 | 140 | 0 | 0 | 11.8225 | 0 | 5.9943 | 0.055142 | 0 | Infinite
IESO_2_MISO_W | IESO | MISO_W | 2020 | B3 | 75 | 0 | 140 | 140 | 0 | 140 | 0 | 0 | 17.2471 | 0 | 15.9177 | 0.24133 | 0 | Infinite
IESO_2_MISO_W | IESO | MISO_W | 2020 | B4 | 100 | 0 | 140 | 140 | 0 | 140 | 0 | 0 | 15.0393 | 0 | 14.3271 | 0.28058 | 0 | Infinite
IESO_2_MISO_W | IESO | MISO_W | 2020 | B5 | 200 | 0 | 140 | 140 | 0 | 140 | 0 | 0 | 13.152 | 0 | 12.3211 | 0.49074 | 0 | Infinite
IESO_2_MISO_W | IESO | MISO_W | 2020 | B6 | 300 | 0 | 140 | 140 | 0 | 140 | 0 | 0 | 7.0745 | 0 | 7.4306 | 0.39596 | 0 | Infinite
IESO_2_MISO_W | IESO | MISO_W | 2020 | B7 | 400 | 0 | 140 | 140 | 0 | 140 | 0 | 0 | 1.6737 | 0 | 1.4956 | 0.1249 | 0 | Infinite
IESO_2_MISO_W | IESO | MISO_W | 2020 | B8 | 500 | 0 | 140 | 140 | 0 | 140 | 0 | 0 | 0.99708 | 0 | 0.26114 | 0.093011 | 0 | Infinite
IESO_2_MISO_W | IESO | MISO_W | 2020 | B9 | 800 | 0 | 140 | 140 | 0 | 0 | 0 | 0 | 0.16618 | 0 | 0 | 0.024803 | 0 | Infinite
IESO_2_MISO_W | IESO | MISO_W | 2020 | B10 | 1262 | 0 | 140 | 0 | 0 | 0 | 0 | 0 | 0 | 0 | 0 | 0 | 0 | Infinite
IESO_2_MISO_W | IESO | MISO_W | 2020 | B11 | 25 | 0 | 140 | 140 | 0 | 140 | 0 | 0 | 17.4845 | 0 | 16.8198 | 0.081551 | 0 | Infinite
IESO_2_MISO_W | IESO | MISO_W | 2020 | B12 | 200 | 0 | 140 | 140 | 0 | 140 | 0 | 0 | 7.8461 | 0 | 8.2615 | 0.29276 | 0 | Infinite
IESO_2_MISO_W | IESO | MISO_W | 2020 | B13 | 600 | 0 | 140 | 140 | 0 | 140 | 0 | 0 | 4.6174 | 0 | 2.8607 | 0.51688 | 0 | Infinite
IESO_2_MISO_W | IESO | MISO_W | 2020 | B14 | 900 | 0 | 140 | 140 | 0 | 140 | 0 | 0 | 2.0654 | 0 | 1.2345 | 0.3468 | 0 | Infinite
IESO_2_MISO_W | IESO | MISO_W | 2020 | B15 | 1203 | 0 | 140 | 0 | 0 | 140 | 0 | 0 | 0 | 0 | 0.08309 | 0 | 0 | Infinite
IESO_2_MISO_W | IESO | MISO_W | 2020 | B16 | 25 | 0 | 140 | 140 | 0 | 140 | 0 | 0 | 6.849 | 0 | 7.1695 | 0.031945 | 0 | Infinite
IESO_2_MISO_W | IESO | MISO_W | 2020 | B17 | 100 | 0 | 140 | 140 | 0 | 140 | 0 | 0 | 5.9113 | 0 | 0.64098 | 0.11028 | 0 | Infinite
IESO_2_MISO_W | IESO | MISO_W | 2020 | B18 | 400 | 0 | 140 | 140 | 0 | 140 | 0 | 0 | 0.34423 | 0 | 1.0446 | 0.025689 | 0 | Infinite
IESO_2_MISO_W | IESO | MISO_W | 2020 | B19 | 700 | 0 | 140 | 140 | 0 | 59.12 | 0 | 0 | 0.34423 | 0 | 0 | 0.044955 | 0 | Infinite
IESO_2_MISO_W | IESO | MISO_W | 2020 | B20 | 935 | 0 | 140 | 0 | 0 | 0 | 0 | 0 | 0 | 0 | 0 | 0 | 0 | Infinite
IESO_2_MISO_W | IESO | MISO_W | 2025 | B1 | 10 | 0 | 140 | 140 | 0 | 140 | 0 | 0 | 8.5345 | 0 | 0.39171 | 0.019136 | 0 | Infinite
IESO_2_MISO_W | IESO | MISO_W | 2025 | B2 | 25 | 0 | 140 | 140 | 0 | 140 | 0 | 0 | 9.9708 | 0 | 5.1872 | 0.05589 | 0 | Infinite
IESO_2_MISO_W | IESO | MISO_W | 2025 | B3 | 75 | 0 | 140 | 140 | 0 | 140 | 0 | 0 | 13.4843 | 0 | 12.2855 | 0.22675 | 0 | Infinite
IESO_2_MISO_W | IESO | MISO_W | 2025 | B4 | 100 | 0 | 140 | 140 | 0 | 140 | 0 | 0 | 16.4399 | 0 | 14.7188 | 0.36861 | 0 | Infinite
IESO_2_MISO_W | IESO | MISO_W | 2025 | B5 | 200 | 0 | 140 | 140 | 0 | 140 | 0 | 0 | 11.0866 | 0 | 11.4189 | 0.49716 | 0 | Infinite
IESO_2_MISO_W | IESO | MISO_W | 2025 | B6 | 300 | 0 | 140 | 140 | 0 | 140 | 0 | 0 | 2.8607 | 0 | 3.6441 | 0.19242 | 0 | Infinite
IESO_2_MISO_W | IESO | MISO_W | 2025 | B7 | 400 | 0 | 140 | 0 | 0 | 140 | 0 | 0 | 0 | 0 | 1.8399 | 0 | 0 | Infinite
IESO_2_MISO_W | IESO | MISO_W | 2025 | B8 | 500 | 0 | 140 | 0 | 0 | 140 | 0 | 0 | 0 | 0 | 0.03561 | 0 | 0 | Infinite
IESO_2_MISO_W | IESO | MISO_W | 2025 | B9 | 800 | 0 | 140 | 140 | 0 | 0 | 0 | 0 | 0.02374 | 0 | 0 | 0.0042583 | 0 | Infinite
IESO_2_MISO_W | IESO | MISO_W | 2025 | B10 | 1262 | 0 | 140 | 0 | 0 | 0 | 0 | 0 | 0 | 0 | 0 | 0 | 0 | Infinite
IESO_2_MISO_W | IESO | MISO_W | 2025 | B11 | 25 | 0 | 140 | 140 | 0 | 140 | 0 | 0 | 14.9562 | 0 | 14.3271 | 0.083835 | 0 | Infinite
IESO_2_MISO_W | IESO | MISO_W | 2025 | B12 | 200 | 0 | 140 | 140 | 0 | 140 | 0 | 0 | 5.021 | 0 | 5.4009 | 0.22516 | 0 | Infinite
IESO_2_MISO_W | IESO | MISO_W | 2025 | B13 | 600 | 0 | 140 | 140 | 0 | 140 | 0 | 0 | 1.555 | 0 | 2.4096 | 0.20919 | 0 | Infinite
IESO_2_MISO_W | IESO | MISO_W | 2025 | B14 | 900 | 0 | 140 | 140 | 0 | 140 | 0 | 0 | 1.0327 | 0 | 1.0327 | 0.20839 | 0 | Infinite
IESO_2_MISO_W | IESO | MISO_W | 2025 | B15 | 1203 | 0 | 140 | 0 | 0 | 0 | 0 | 0 | 0 | 0 | 0 | 0 | 0 | Infinite
IESO_2_MISO_W | IESO | MISO_W | 2025 | B16 | 25 | 0 | 140 | 140 | 0 | 140 | 0 | 0 | 2.0891 | 0 | 1.2464 | 0.01171 | 0 | Infinite
IESO_2_MISO_W | IESO | MISO_W | 2025 | B17 | 100 | 0 | 140 | 140 | 0 | 0 | 0 | 0 | 1.828 | 0 | 0 | 0.040986 | 0 | Infinite
IESO_2_MISO_W | IESO | MISO_W | 2025 | B18 | 400 | 0 | 140 | 140 | 0 | 0 | 0 | 0 | 1.3057 | 0 | 0 | 0.1171 | 0 | Infinite
IESO_2_MISO_W | IESO | MISO_W | 2025 | B19 | 700 | 0 | 140 | 140 | 0 | 0 | 0 | 0 | 0.02374 | 0 | 0 | 0.003726 | 0 | Infinite
IESO_2_MISO_W | IESO | MISO_W | 2025 | B20 | 935 | 0 | 140 | 0 | 0 | 0 | 0 | 0 | 0 | 0 | 0 | 0 | 0 | Infinite
IESO_2_MISO_W | IESO | MISO_W | 2030 | B1 | 10 | 0 | 140 | 140 | 0 | 140 | 0 | 0 | 0.1187 | 0 | 0.51041 | 0.00096113 | 0 | Infinite
IESO_2_MISO_W | IESO | MISO_W | 2030 | B2 | 25 | 0 | 140 | 140 | 0 | 140 | 0 | 0 | 10.5406 | 0 | 2.469 | 0.21337 | 0 | Infinite
IESO_2_MISO_W | IESO | MISO_W | 2030 | B3 | 75 | 0 | 140 | 140 | 0 | 140 | 0 | 0 | 16.4281 | 0 | 12.9027 | 0.99766 | 0 | Infinite
IESO_2_MISO_W | IESO | MISO_W | 2030 | B4 | 100 | 0 | 140 | 140 | 0 | 140 | 0 | 0 | 17.5201 | 0 | 13.6268 | 1.4186 | 0 | Infinite
IESO_2_MISO_W | IESO | MISO_W | 2030 | B5 | 200 | 0 | 140 | 140 | 0 | 140 | 0 | 0 | 14.9918 | 0 | 7.5137 | 2.4278 | 0 | Infinite
IESO_2_MISO_W | IESO | MISO_W | 2030 | B6 | 300 | 0 | 140 | 0 | 0 | 140 | 0 | 0 | 0 | 0 | 0.13057 | 0 | 0 | Infinite
IESO_2_MISO_W | IESO | MISO_W | 2030 | B7 | 400 | 0 | 140 | 0 | 0 | 140 | 0 | 0 | 0 | 0 | 0.90212 | 0 | 0 | Infinite
IESO_2_MISO_W | IESO | MISO_W | 2030 | B8 | 500 | 0 | 140 | 0 | 0 | 140 | 0 | 0 | 0 | 0 | 0.10683 | 0 | 0 | Infinite
IESO_2_MISO_W | IESO | MISO_W | 2030 | B9 | 800 | 0 | 140 | 0 | 0 | 0 | 0 | 0 | 0 | 0 | 0 | 0 | 0 | Infinite
IESO_2_MISO_W | IESO | MISO_W | 2030 | B10 | 1262 | 0 | 140 | 0 | 0 | 0 | 0 | 0 | 0 | 0 | 0 | 0 | 0 | Infinite
IESO_2_MISO_W | IESO | MISO_W | 2030 | B11 | 25 | 0 | 140 | 140 | 0 | 140 | 0 | 0 | 9.5197 | 0 | 10.7424 | 0.19271 | 0 | Infinite
IESO_2_MISO_W | IESO | MISO_W | 2030 | B12 | 200 | 0 | 140 | 140 | 0 | 140 | 0 | 0 | 1.9704 | 0 | 2.2672 | 0.3191 | 0 | Infinite
IESO_2_MISO_W | IESO | MISO_W | 2030 | B13 | 600 | 0 | 140 | 140 | 0 | 140 | 0 | 0 | 0.54602 | 0 | 1.5075 | 0.26527 | 0 | Infinite
IESO_2_MISO_W | IESO | MISO_W | 2030 | B14 | 900 | 0 | 140 | 0 | 0 | 0 | 0 | 0 | 0 | 0 | 0 | 0 | 0 | Infinite
IESO_2_MISO_W | IESO | MISO_W | 2030 | B15 | 1203 | 0 | 140 | 0 | 0 | 0 | 0 | 0 | 0 | 0 | 0 | 0 | 0 | Infinite
IESO_2_MISO_W | IESO | MISO_W | 2030 | B16 | 25 | 0 | 140 | 0 | 0 | 0 | 0 | 0 | 0 | 0 | 0 | 0 | 0 | Infinite
IESO_2_MISO_W | IESO | MISO_W | 2030 | B17 | 100 | 0 | 140 | 0 | 0 | 0 | 0 | 0 | 0 | 0 | 0 | 0 | 0 | Infinite
IESO_2_MISO_W | IESO | MISO_W | 2030 | B18 | 400 | 0 | 140 | 0 | 0 | 0 | 0 | 0 | 0 | 0 | 0 | 0 | 0 | Infinite
IESO_2_MISO_W | IESO | MISO_W | 2030 | B19 | 700 | 0 | 140 | 0 | 0 | 0 | 0 | 0 | 0 | 0 | 0 | 0 | 0 | Infinite
IESO_2_MISO_W | IESO | MISO_W | 2030 | B20 | 935 | 0 | 140 | 0 | 0 | 0 | 0 | 0 | 0 | 0 | 0 | 0 | 0 | Infinite
IESO_2_MISO_W | IESO | MISO_W | 2035 | B1 | 10 | 0 | 140 | 0 | 0 | 0 | 0 | 0 | 0 | 0 | 0 | 0 | 0 | Infinite
IESO_2_MISO_W | IESO | MISO_W | 2035 | B2 | 25 | 0 | 140 | 0 | 0 | 0 | 0 | 0 | 0 | 0 | 0 | 0 | 0 | Infinite
IESO_2_MISO_W | IESO | MISO_W | 2035 | B3 | 75 | 0 | 140 | 140 | 0 | 140 | 0 | 0 | 2.9556 | 0 | 0.75968 | 0.31667 | 0 | Infinite
IESO_2_MISO_W | IESO | MISO_W | 2035 | B4 | 100 | 0 | 140 | 140 | 0 | 140 | 0 | 0 | 20.9505 | 0 | 17.3658 | 2.9929 | 0 | Infinite
IESO_2_MISO_W | IESO | MISO_W | 2035 | B5 | 200 | 0 | 140 | 140 | 0 | 140 | 0 | 0 | 24.3691 | 0 | 19.6211 | 6.9626 | 0 | Infinite
IESO_2_MISO_W | IESO | MISO_W | 2035 | B6 | 300 | 0 | 140 | 140 | 0 | 140 | 0 | 0 | 8.8669 | 0 | 8.7957 | 3.8001 | 0 | Infinite
IESO_2_MISO_W | IESO | MISO_W | 2035 | B7 | 400 | 0 | 140 | 0 | 0 | 0 | 0 | 0 | 0 | 0 | 0 | 0 | 0 | Infinite
IESO_2_MISO_W | IESO | MISO_W | 2035 | B8 | 500 | 0 | 140 | 0 | 0 | 0 | 0 | 0 | 0 | 0 | 0 | 0 | 0 | Infinite
IESO_2_MISO_W | IESO | MISO_W | 2035 | B9 | 800 | 0 | 140 | 0 | 0 | 0 | 0 | 0 | 0 | 0 | 0 | 0 | 0 | Infinite
IESO_2_MISO_W | IESO | MISO_W | 2035 | B10 | 1262 | 0 | 140 | 0 | 0 | 0 | 0 | 0 | 0 | 0 | 0 | 0 | 0 | Infinite
IESO_2_MISO_W | IESO | MISO_W | 2035 | B11 | 25 | 0 | 140 | 140 | 0 | 140 | 0 | 0 | 9.2349 | 0 | 9.1993 | 0.32982 | 0 | Infinite
IESO_2_MISO_W | IESO | MISO_W | 2035 | B12 | 200 | 0 | 140 | 0 | 0 | 0 | 0 | 0 | 0 | 0 | 0 | 0 | 0 | Infinite
IESO_2_MISO_W | IESO | MISO_W | 2035 | B13 | 600 | 0 | 140 | 0 | 0 | 0 | 0 | 0 | 0 | 0 | 0 | 0 | 0 | Infinite
IESO_2_MISO_W | IESO | MISO_W | 2035 | B14 | 900 | 0 | 140 | 0 | 0 | 0 | 0 | 0 | 0 | 0 | 0 | 0 | 0 | Infinite
IESO_2_MISO_W | IESO | MISO_W | 2035 | B15 | 1203 | 0 | 140 | 0 | 0 | 0 | 0 | 0 | 0 | 0 | 0 | 0 | 0 | Infinite
IESO_2_MISO_W | IESO | MISO_W | 2035 | B16 | 25 | 0 | 140 | 0 | 0 | 0 | 0 | 0 | 0 | 0 | 0 | 0 | 0 | Infinite
IESO_2_MISO_W | IESO | MISO_W | 2035 | B17 | 100 | 0 | 140 | 0 | 0 | 0 | 0 | 0 | 0 | 0 | 0 | 0 | 0 | Infinite
IESO_2_MISO_W | IESO | MISO_W | 2035 | B18 | 400 | 0 | 140 | 0 | 0 | 0 | 0 | 0 | 0 | 0 | 0 | 0 | 0 | Infinite
IESO_2_MISO_W | IESO | MISO_W | 2035 | B19 | 700 | 0 | 140 | 0 | 0 | 0 | 0 | 0 | 0 | 0 | 0 | 0 | 0 | Infinite
IESO_2_MISO_W | IESO | MISO_W | 2035 | B20 | 935 | 0 | 140 | 0 | 0 | 0 | 0 | 0 | 0 | 0 | 0 | 0 | 0 | Infinite
IESO_2_MISO_W | IESO | MISO_W | 2040 | B1 | 10 | 0 | 140 | 0 | 0 | 0 | 0 | 0 | 0 | 0 | 0 | 0 | 0 | Infinite
IESO_2_MISO_W | IESO | MISO_W | 2040 | B2 | 25 | 0 | 140 | 0 | 0 | 0 | 0 | 0 | 0 | 0 | 0 | 0 | 0 | Infinite
IESO_2_MISO_W | IESO | MISO_W | 2040 | B3 | 75 | 0 | 140 | 140 | 0 | 140 | 0 | 0 | 1.4007 | 0 | 0.46293 | 0.13131 | 0 | Infinite
IESO_2_MISO_W | IESO | MISO_W | 2040 | B4 | 100 | 0 | 140 | 140 | 0 | 140 | 0 | 0 | 9.0331 | 0 | 8.5108 | 1.1291 | 0 | Infinite
IESO_2_MISO_W | IESO | MISO_W | 2040 | B5 | 200 | 0 | 140 | 140 | 0 | 140 | 0 | 0 | 11.1815 | 0 | 9.5316 | 2.7954 | 0 | Infinite
IESO_2_MISO_W | IESO | MISO_W | 2040 | B6 | 300 | 0 | 140 | 140 | 0 | 140 | 0 | 0 | 10.1014 | 0 | 11.4546 | 3.788 | 0 | Infinite
IESO_2_MISO_W | IESO | MISO_W | 2040 | B7 | 400 | 0 | 140 | 0 | 0 | 0 | 0 | 0 | 0 | 0 | 0 | 0 | 0 | Infinite
IESO_2_MISO_W | IESO | MISO_W | 2040 | B8 | 500 | 0 | 140 | 0 | 0 | 0 | 0 | 0 | 0 | 0 | 0 | 0 | 0 | Infinite
IESO_2_MISO_W | IESO | MISO_W | 2040 | B9 | 800 | 0 | 140 | 0 | 0 | 0 | 0 | 0 | 0 | 0 | 0 | 0 | 0 | Infinite
IESO_2_MISO_W | IESO | MISO_W | 2040 | B10 | 1262 | 0 | 140 | 0 | 0 | 0 | 0 | 0 | 0 | 0 | 0 | 0 | 0 | Infinite
IESO_2_MISO_W | IESO | MISO_W | 2040 | B11 | 25 | 0 | 140 | 140 | 0 | 140 | 0 | 0 | 15.6803 | 0 | 14.7663 | 0.49001 | 0 | Infinite
IESO_2_MISO_W | IESO | MISO_W | 2040 | B12 | 200 | 0 | 140 | 0 | 0 | 0 | 0 | 0 | 0 | 0 | 0 | 0 | 0 | Infinite
IESO_2_MISO_W | IESO | MISO_W | 2040 | B13 | 600 | 0 | 140 | 0 | 0 | 0 | 0 | 0 | 0 | 0 | 0 | 0 | 0 | Infinite
IESO_2_MISO_W | IESO | MISO_W | 2040 | B14 | 900 | 0 | 140 | 0 | 0 | 0 | 0 | 0 | 0 | 0 | 0 | 0 | 0 | Infinite
IESO_2_MISO_W | IESO | MISO_W | 2040 | B15 | 1203 | 0 | 140 | 0 | 0 | 0 | 0 | 0 | 0 | 0 | 0 | 0 | 0 | Infinite
IESO_2_MISO_W | IESO | MISO_W | 2040 | B16 | 25 | 0 | 140 | 103.48 | 0 | 0 | 0 | 0 | 0 | 0 | 0 | 0 | 0 | Infinite
IESO_2_MISO_W | IESO | MISO_W | 2040 | B17 | 100 | 0 | 140 | 140 | 0 | 0 | 0 | 0 | 0.15431 | 0 | 0 | 0.019289 | 0 | Infinite
IESO_2_MISO_W | IESO | MISO_W | 2040 | B18 | 400 | 0 | 140 | 0 | 0 | 0 | 0 | 0 | 0 | 0 | 0 | 0 | 0 | Infinite
IESO_2_MISO_W | IESO | MISO_W | 2040 | B19 | 700 | 0 | 140 | 0 | 0 | 0 | 0 | 0 | 0 | 0 | 0 | 0 | 0 | Infinite
IESO_2_MISO_W | IESO | MISO_W | 2040 | B20 | 935 | 0 | 140 | 0 | 0 | 0 | 0 | 0 | 0 | 0 | 0 | 0 | 0 | Infinite
IESO_2_MISO_W | IESO | MISO_W | 2045 | B1 | 10 | 0 | 140 | 0 | 0 | 0 | 0 | 0 | 0 | 0 | 0 | 0 | 0 | Infinite
IESO_2_MISO_W | IESO | MISO_W | 2045 | B2 | 25 | 0 | 140 | 0 | 0 | 0 | 0 | 0 | 0 | 0 | 0 | 0 | 0 | Infinite
IESO_2_MISO_W | IESO | MISO_W | 2045 | B3 | 75 | 0 | 140 | 140 | 0 | 140 | 0 | 0 | 1.1395 | 0 | 0.72407 | 0.12209 | 0 | Infinite
IESO_2_MISO_W | IESO | MISO_W | 2045 | B4 | 100 | 0 | 140 | 140 | 0 | 140 | 0 | 0 | 12.1905 | 0 | 6.7066 | 1.7415 | 0 | Infinite
IESO_2_MISO_W | IESO | MISO_W | 2045 | B5 | 200 | 0 | 140 | 140 | 0 | 140 | 0 | 0 | 13.7811 | 0 | 10.137 | 3.9374 | 0 | Infinite
IESO_2_MISO_W | IESO | MISO_W | 2045 | B6 | 300 | 0 | 140 | 140 | 0 | 140 | 0 | 0 | 19.3481 | 0 | 18.351 | 8.292 | 0 | Infinite
IESO_2_MISO_W | IESO | MISO_W | 2045 | B7 | 400 | 0 | 140 | 0 | 0 | 0 | 0 | 0 | 0 | 0 | 0 | 0 | 0 | Infinite
IESO_2_MISO_W | IESO | MISO_W | 2045 | B8 | 500 | 0 | 140 | 0 | 0 | 0 | 0 | 0 | 0 | 0 | 0 | 0 | 0 | Infinite
IESO_2_MISO_W | IESO | MISO_W | 2045 | B9 | 800 | 0 | 140 | 0 | 0 | 0 | 0 | 0 | 0 | 0 | 0 | 0 | 0 | Infinite
IESO_2_MISO_W | IESO | MISO_W | 2045 | B10 | 1262 | 0 | 140 | 0 | 0 | 0 | 0 | 0 | 0 | 0 | 0 | 0 | 0 | Infinite
IESO_2_MISO_W | IESO | MISO_W | 2045 | B11 | 25 | 0 | 140 | 140 | 0 | 140 | 0 | 0 | 16.3212 | 0 | 19.5736 | 0.5829 | 0 | Infinite
IESO_2_MISO_W | IESO | MISO_W | 2045 | B12 | 200 | 0 | 140 | 0 | 0 | 0 | 0 | 0 | 0 | 0 | 0 | 0 | 0 | Infinite
IESO_2_MISO_W | IESO | MISO_W | 2045 | B13 | 600 | 0 | 140 | 0 | 0 | 0 | 0 | 0 | 0 | 0 | 0 | 0 | 0 | Infinite
IESO_2_MISO_W | IESO | MISO_W | 2045 | B14 | 900 | 0 | 140 | 0 | 0 | 0 | 0 | 0 | 0 | 0 | 0 | 0 | 0 | Infinite
IESO_2_MISO_W | IESO | MISO_W | 2045 | B15 | 1203 | 0 | 140 | 0 | 0 | 0 | 0 | 0 | 0 | 0 | 0 | 0 | 0 | Infinite
IESO_2_MISO_W | IESO | MISO_W | 2045 | B16 | 25 | 0 | 140 | 0 | 0 | 0 | 0 | 0 | 0 | 0 | 0 | 0 | 0 | Infinite
IESO_2_MISO_W | IESO | MISO_W | 2045 | B17 | 100 | 0 | 140 | 0 | 0 | 0 | 0 | 0 | 0 | 0 | 0 | 0 | 0 | Infinite
IESO_2_MISO_W | IESO | MISO_W | 2045 | B18 | 400 | 0 | 140 | 0 | 0 | 0 | 0 | 0 | 0 | 0 | 0 | 0 | 0 | Infinite
IESO_2_MISO_W | IESO | MISO_W | 2045 | B19 | 700 | 0 | 140 | 0 | 0 | 0 | 0 | 0 | 0 | 0 | 0 | 0 | 0 | Infinite
IESO_2_MISO_W | IESO | MISO_W | 2045 | B20 | 935 | 0 | 140 | 0 | 0 | 0 | 0 | 0 | 0 | 0 | 0 | 0 | 0 | Infinite
IESO_2_MISO_W | IESO | MISO_W | 2050 | B1 | 10 | 0 | 140 | 0 | 0 | 0 | 0 | 0 | 0 | 0 | 0 | 0 | 0 | Infinite
IESO_2_MISO_W | IESO | MISO_W | 2050 | B2 | 25 | 0 | 140 | 12.47 | 0 | 0 | 0 | 0 | 0 | 0 | 0 | 0 | 0 | Infinite
IESO_2_MISO_W | IESO | MISO_W | 2050 | B3 | 75 | 0 | 140 | 140 | 0 | 0 | 0 | 0 | 3.466 | 0 | 0 | 0.37136 | 0 | Infinite
IESO_2_MISO_W | IESO | MISO_W | 2050 | B4 | 100 | 0 | 140 | 140 | 0 | 140 | 0 | 0 | 13.9947 | 0 | 9.9708 | 1.9992 | 0 | Infinite
IESO_2_MISO_W | IESO | MISO_W | 2050 | B5 | 200 | 0 | 140 | 140 | 0 | 140 | 0 | 0 | 13.6386 | 0 | 11.0628 | 3.8968 | 0 | Infinite
IESO_2_MISO_W | IESO | MISO_W | 2050 | B6 | 300 | 0 | 140 | 140 | 0 | 140 | 0 | 0 | 20.4758 | 0 | 15.5853 | 8.7753 | 0 | Infinite
IESO_2_MISO_W | IESO | MISO_W | 2050 | B7 | 400 | 0 | 140 | 0 | 0 | 0 | 0 | 0 | 0 | 0 | 0 | 0 | 0 | Infinite
IESO_2_MISO_W | IESO | MISO_W | 2050 | B8 | 500 | 0 | 140 | 0 | 0 | 0 | 0 | 0 | 0 | 0 | 0 | 0 | 0 | Infinite
IESO_2_MISO_W | IESO | MISO_W | 2050 | B9 | 800 | 0 | 140 | 0 | 0 | 0 | 0 | 0 | 0 | 0 | 0 | 0 | 0 | Infinite
IESO_2_MISO_W | IESO | MISO_W | 2050 | B10 | 1262 | 0 | 140 | 0 | 0 | 0 | 0 | 0 | 0 | 0 | 0 | 0 | 0 | Infinite
IESO_2_MISO_W | IESO | MISO_W | 2050 | B11 | 25 | 0 | 140 | 140 | 0 | 140 | 0 | 0 | 20.7606 | 0 | 20.1078 | 0.74145 | 0 | Infinite
IESO_2_MISO_W | IESO | MISO_W | 2050 | B12 | 200 | 0 | 140 | 0 | 0 | 0 | 0 | 0 | 0 | 0 | 0 | 0 | 0 | Infinite
IESO_2_MISO_W | IESO | MISO_W | 2050 | B13 | 600 | 0 | 140 | 0 | 0 | 0 | 0 | 0 | 0 | 0 | 0 | 0 | 0 | Infinite
IESO_2_MISO_W | IESO | MISO_W | 2050 | B14 | 900 | 0 | 140 | 0 | 0 | 0 | 0 | 0 | 0 | 0 | 0 | 0 | 0 | Infinite
IESO_2_MISO_W | IESO | MISO_W | 2050 | B15 | 1203 | 0 | 140 | 0 | 0 | 0 | 0 | 0 | 0 | 0 | 0 | 0 | 0 | Infinite
IESO_2_MISO_W | IESO | MISO_W | 2050 | B16 | 25 | 0 | 140 | 0 | 0 | 0 | 0 | 0 | 0 | 0 | 0 | 0 | 0 | Infinite
IESO_2_MISO_W | IESO | MISO_W | 2050 | B17 | 100 | 0 | 140 | 0 | 0 | 0 | 0 | 0 | 0 | 0 | 0 | 0 | 0 | Infinite
IESO_2_MISO_W | IESO | MISO_W | 2050 | B18 | 400 | 0 | 140 | 0 | 0 | 0 | 0 | 0 | 0 | 0 | 0 | 0 | 0 | Infinite
IESO_2_MISO_W | IESO | MISO_W | 2050 | B19 | 700 | 0 | 140 | 0 | 0 | 0 | 0 | 0 | 0 | 0 | 0 | 0 | 0 | Infinite
IESO_2_MISO_W | IESO | MISO_W | 2050 | B20 | 935 | 0 | 140 | 0 | 0 | 0 | 0 | 0 | 0 | 0 | 0 | 0 | 0 | Infinite
IESO_2_NYISO_A-F | IESO | NYISO_A-F | 2015 | B1 | 10 | 0 | 1725 | 380.74 | 0 | 335.69 | 0 | 0 | 0 | 0 | 0 | 0 | 0 | Infinite
IESO_2_NYISO_A-F | IESO | NYISO_A-F | 2015 | B2 | 25 | 0 | 1725 | 701.16 | 0 | 805.28 | 0 | 0 | 0 | 0 | 0 | 0 | 0 | Infinite
IESO_2_NYISO_A-F | IESO | NYISO_A-F | 2015 | B3 | 75 | 0 | 1725 | 1532.48 | 0 | 1725 | 0 | 0 | 0 | 0 | 3.8815 | 0 | 0 | Infinite
IESO_2_NYISO_A-F | IESO | NYISO_A-F | 2015 | B4 | 100 | 0 | 1725 | 1041.99 | 0 | 1725 | 0 | 0 | 0 | 0 | 3.5847 | 0 | 0 | Infinite
IESO_2_NYISO_A-F | IESO | NYISO_A-F | 2015 | B5 | 200 | 0 | 1725 | 384.14 | 0 | 546.68 | 0 | 0 | 0 | 0 | 0 | 0 | 0 | Infinite
IESO_2_NYISO_A-F | IESO | NYISO_A-F | 2015 | B6 | 300 | 0 | 1725 | 424.34 | 0 | 0 | 0 | 0 | 0 | 0 | 0 | 0 | 0 | Infinite
IESO_2_NYISO_A-F | IESO | NYISO_A-F | 2015 | B7 | 400 | 0 | 1725 | 1725 | 0 | 1725 | 0 | 0 | 0.51041 | 0 | 0.79529 | 0.03604 | 0 | Infinite
IESO_2_NYISO_A-F | IESO | NYISO_A-F | 2015 | B8 | 500 | 0 | 1725 | 1725 | 0 | 1725 | 0 | 0 | 2.5046 | 0 | 3.0387 | 0.22106 | 0 | Infinite
IESO_2_NYISO_A-F | IESO | NYISO_A-F | 2015 | B9 | 800 | 0 | 1725 | 1725 | 0 | 1725 | 0 | 0 | 2.4808 | 0 | 3.0269 | 0.35034 | 0 | Infinite
IESO_2_NYISO_A-F | IESO | NYISO_A-F | 2015 | B10 | 1262 | 0 | 1725 | 1725 | 0 | 1725 | 0 | 0 | 2.4808 | 0 | 3.0269 | 0.55266 | 0 | Infinite
IESO_2_NYISO_A-F | IESO | NYISO_A-F | 2015 | B11 | 25 | 0 | 1725 | 1629.98 | 0 | 1426.14 | 0 | 0 | 0 | 0 | 0 | 0 | 0 | Infinite
IESO_2_NYISO_A-F | IESO | NYISO_A-F | 2015 | B12 | 200 | 0 | 1725 | 1431.14 | 0 | 1227.3 | 0 | 0 | 0 | 0 | 0 | 0 | 0 | Infinite
IESO_2_NYISO_A-F | IESO | NYISO_A-F | 2015 | B13 | 600 | 0 | 1725 | 1725 | 0 | 1725 | 0 | 0 | 3.2049 | 0 | 3.1693 | 0.33944 | 0 | Infinite
IESO_2_NYISO_A-F | IESO | NYISO_A-F | 2015 | B14 | 900 | 0 | 1725 | 1725 | 0 | 1725 | 0 | 0 | 1.5787 | 0 | 2.006 | 0.25081 | 0 | Infinite
IESO_2_NYISO_A-F | IESO | NYISO_A-F | 2015 | B15 | 1203 | 0 | 1725 | 1725 | 0 | 1725 | 0 | 0 | 1.5787 | 0 | 2.006 | 0.33525 | 0 | Infinite
IESO_2_NYISO_A-F | IESO | NYISO_A-F | 2015 | B16 | 25 | 0 | 1725 | 184.59 | 0 | 1224.07 | 0 | 0 | 0 | 0 | 0 | 0 | 0 | Infinite
IESO_2_NYISO_A-F | IESO | NYISO_A-F | 2015 | B17 | 100 | 0 | 1725 | 359.72 | 0 | 1725 | 0 | 0 | 0 | 0 | 2.4096 | 0 | 0 | Infinite
IESO_2_NYISO_A-F | IESO | NYISO_A-F | 2015 | B18 | 400 | 0 | 1725 | 1378.12 | 0 | 1725 | 0 | 0 | 0 | 0 | 3.193 | 0 | 0 | Infinite
IESO_2_NYISO_A-F | IESO | NYISO_A-F | 2015 | B19 | 700 | 0 | 1725 | 1449.3 | 0 | 1725 | 0 | 0 | 0 | 0 | 1.5906 | 0 | 0 | Infinite
IESO_2_NYISO_A-F | IESO | NYISO_A-F | 2015 | B20 | 935 | 0 | 1725 | 1509.61 | 0 | 1652.08 | 0 | 0 | 0 | 0 | 0 | 0 | 0 | Infinite
IESO_2_NYISO_A-F | IESO | NYISO_A-F | 2020 | B1 | 10 | 0 | 1725 | 852.16 | 0 | 950.04 | 0 | 0 | 0 | 0 | 0 | 0 | 0 | Infinite
IESO_2_NYISO_A-F | IESO | NYISO_A-F | 2020 | B2 | 25 | 0 | 1725 | 1260.87 | 0 | 1158.6 | 0 | 0 | 0 | 0 | 0 | 0 | 0 | Infinite
IESO_2_NYISO_A-F | IESO | NYISO_A-F | 2020 | B3 | 75 | 0 | 1725 | 1725 | 0 | 1725 | 0 | 0 | 2.8963 | 0 | 5.5789 | 0.18102 | 0 | Infinite
IESO_2_NYISO_A-F | IESO | NYISO_A-F | 2020 | B4 | 100 | 0 | 1725 | 811.64 | 0 | 1725 | 0 | 0 | 0 | 0 | 1.6025 | 0 | 0 | Infinite
IESO_2_NYISO_A-F | IESO | NYISO_A-F | 2020 | B5 | 200 | 0 | 1725 | 948.92 | 0 | 1725 | 0 | 0 | 0 | 0 | 1.1277 | 0 | 0 | Infinite
IESO_2_NYISO_A-F | IESO | NYISO_A-F | 2020 | B6 | 300 | 0 | 1725 | 267.56 | 0 | 185.94 | 0 | 0 | 0 | 0 | 0 | 0 | 0 | Infinite
IESO_2_NYISO_A-F | IESO | NYISO_A-F | 2020 | B7 | 400 | 0 | 1725 | 980.62 | 0 | 899 | 0 | 0 | 0 | 0 | 0 | 0 | 0 | Infinite
IESO_2_NYISO_A-F | IESO | NYISO_A-F | 2020 | B8 | 500 | 0 | 1725 | 1725 | 0 | 1643.38 | 0 | 0 | 0.56976 | 0 | 0 | 0.2374 | 0 | Infinite
IESO_2_NYISO_A-F | IESO | NYISO_A-F | 2020 | B9 | 800 | 0 | 1725 | 1418.54 | 0 | 1478.35 | 0 | 0 | 0 | 0 | 0 | 0 | 0 | Infinite
IESO_2_NYISO_A-F | IESO | NYISO_A-F | 2020 | B10 | 1262 | 0 | 1725 | 1307.52 | 0 | 1415.24 | 0 | 0 | 0 | 0 | 0 | 0 | 0 | Infinite
IESO_2_NYISO_A-F | IESO | NYISO_A-F | 2020 | B11 | 25 | 0 | 1725 | 1725 | 0 | 1725 | 0 | 0 | 1.2582 | 0 | 1.5787 | 0.026213 | 0 | Infinite
IESO_2_NYISO_A-F | IESO | NYISO_A-F | 2020 | B12 | 200 | 0 | 1725 | 1725 | 0 | 1725 | 0 | 0 | 1.8399 | 0 | 1.6025 | 0.30664 | 0 | Infinite
IESO_2_NYISO_A-F | IESO | NYISO_A-F | 2020 | B13 | 600 | 0 | 1725 | 1718.28 | 0 | 1725 | 0 | 0 | 0 | 0 | 0.4748 | 0 | 0 | Infinite
IESO_2_NYISO_A-F | IESO | NYISO_A-F | 2020 | B14 | 900 | 0 | 1725 | 1660.09 | 0 | 1483.14 | 0 | 0 | 0 | 0 | 0 | 0 | 0 | Infinite
IESO_2_NYISO_A-F | IESO | NYISO_A-F | 2020 | B15 | 1203 | 0 | 1725 | 1671.29 | 0 | 975 | 0 | 0 | 0 | 0 | 0 | 0 | 0 | Infinite
IESO_2_NYISO_A-F | IESO | NYISO_A-F | 2020 | B16 | 25 | 0 | 1725 | 689.16 | 0 | 1725 | 0 | 0 | 0 | 0 | 0.68846 | 0 | 0 | Infinite
IESO_2_NYISO_A-F | IESO | NYISO_A-F | 2020 | B17 | 100 | 0 | 1725 | 1155.96 | 0 | 1725 | 0 | 0 | 0 | 0 | 0.68846 | 0 | 0 | Infinite
IESO_2_NYISO_A-F | IESO | NYISO_A-F | 2020 | B18 | 400 | 0 | 1725 | 1725 | 0 | 1725 | 0 | 0 | 0.26114 | 0 | 5.5908 | 0.087047 | 0 | Infinite
IESO_2_NYISO_A-F | IESO | NYISO_A-F | 2020 | B19 | 700 | 0 | 1725 | 1617.39 | 0 | 1725 | 0 | 0 | 0 | 0 | 5.0448 | 0 | 0 | Infinite
IESO_2_NYISO_A-F | IESO | NYISO_A-F | 2020 | B20 | 935 | 0 | 1725 | 1483.02 | 0 | 1725 | 0 | 0 | 0 | 0 | 1.4956 | 0 | 0 | Infinite
IESO_2_NYISO_A-F | IESO | NYISO_A-F | 2025 | B1 | 10 | 0 | 1725 | 13.56 | 0 | 1049.08 | 0 | 0 | 0 | 0 | 0 | 0 | 0 | Infinite
IESO_2_NYISO_A-F | IESO | NYISO_A-F | 2025 | B2 | 25 | 0 | 1725 | 489.97 | 0 | 616.42 | 0 | 0 | 0 | 0 | 0 | 0 | 0 | Infinite
IESO_2_NYISO_A-F | IESO | NYISO_A-F | 2025 | B3 | 75 | 0 | 1725 | 1359.41 | 0 | 1661.18 | 0 | 0 | 0 | 0 | 0 | 0 | 0 | Infinite
IESO_2_NYISO_A-F | IESO | NYISO_A-F | 2025 | B4 | 100 | 0 | 1725 | 1005.09 | 0 | 1605.09 | 0 | 0 | 0 | 0 | 0 | 0 | 0 | Infinite
IESO_2_NYISO_A-F | IESO | NYISO_A-F | 2025 | B5 | 200 | 0 | 1725 | 624.67 | 0 | 1224.67 | 0 | 0 | 0 | 0 | 0 | 0 | 0 | Infinite
IESO_2_NYISO_A-F | IESO | NYISO_A-F | 2025 | B6 | 300 | 0 | 1725 | 0 | 0 | 0 | 0 | 0 | 0 | 0 | 0 | 0 | 0 | Infinite
IESO_2_NYISO_A-F | IESO | NYISO_A-F | 2025 | B7 | 400 | 0 | 1725 | 748.79 | 0 | 519.01 | 0 | 0 | 0 | 0 | 0 | 0 | 0 | Infinite
IESO_2_NYISO_A-F | IESO | NYISO_A-F | 2025 | B8 | 500 | 0 | 1725 | 1455.36 | 0 | 1292.71 | 0 | 0 | 0 | 0 | 0 | 0 | 0 | Infinite
IESO_2_NYISO_A-F | IESO | NYISO_A-F | 2025 | B9 | 800 | 0 | 1725 | 464.7 | 0 | 1220.12 | 0 | 0 | 0 | 0 | 0 | 0 | 0 | Infinite
IESO_2_NYISO_A-F | IESO | NYISO_A-F | 2025 | B10 | 1262 | 0 | 1725 | 247.32 | 0 | 1014.74 | 0 | 0 | 0 | 0 | 0 | 0 | 0 | Infinite
IESO_2_NYISO_A-F | IESO | NYISO_A-F | 2025 | B11 | 25 | 0 | 1725 | 1725 | 0 | 1357.06 | 0 | 0 | 0.4748 | 0 | 0 | 0.4748 | 0 | Infinite
IESO_2_NYISO_A-F | IESO | NYISO_A-F | 2025 | B12 | 200 | 0 | 1725 | 1535.15 | 0 | 1156.7 | 0 | 0 | 0 | 0 | 0 | 0 | 0 | Infinite
IESO_2_NYISO_A-F | IESO | NYISO_A-F | 2025 | B13 | 600 | 0 | 1725 | 1554.85 | 0 | 1504.88 | 0 | 0 | 0 | 0 | 0 | 0 | 0 | Infinite
IESO_2_NYISO_A-F | IESO | NYISO_A-F | 2025 | B14 | 900 | 0 | 1725 | 1230.36 | 0 | 981.13 | 0 | 0 | 0 | 0 | 0 | 0 | 0 | Infinite
IESO_2_NYISO_A-F | IESO | NYISO_A-F | 2025 | B15 | 1203 | 0 | 1725 | 950.7 | 0 | 573.53 | 0 | 0 | 0 | 0 | 0 | 0 | 0 | Infinite
IESO_2_NYISO_A-F | IESO | NYISO_A-F | 2025 | B16 | 25 | 0 | 1725 | 0 | 0 | 1108.81 | 0 | 0 | 0 | 0 | 0 | 0 | 0 | Infinite
IESO_2_NYISO_A-F | IESO | NYISO_A-F | 2025 | B17 | 100 | 0 | 1725 | 410.71 | 0 | 1725 | 0 | 0 | 0 | 0 | 0.20179 | 0 | 0 | Infinite
IESO_2_NYISO_A-F | IESO | NYISO_A-F | 2025 | B18 | 400 | 0 | 1725 | 835.08 | 0 | 1725 | 0 | 0 | 0 | 0 | 3.4898 | 0 | 0 | Infinite
IESO_2_NYISO_A-F | IESO | NYISO_A-F | 2025 | B19 | 700 | 0 | 1725 | 930.35 | 0 | 1725 | 0 | 0 | 0 | 0 | 2.6945 | 0 | 0 | Infinite
IESO_2_NYISO_A-F | IESO | NYISO_A-F | 2025 | B20 | 935 | 0 | 1725 | 551.69 | 0 | 1019.35 | 0 | 0 | 0 | 0 | 0 | 0 | 0 | Infinite
IESO_2_NYISO_A-F | IESO | NYISO_A-F | 2030 | B1 | 10 | 0 | 1725 | 0 | 0 | 317.41 | 0 | 0 | 0 | 0 | 0 | 0 | 0 | Infinite
IESO_2_NYISO_A-F | IESO | NYISO_A-F | 2030 | B2 | 25 | 0 | 1725 | 360.94 | 0 | 0 | 0 | 0 | 0 | 0 | 0 | 0 | 0 | Infinite
IESO_2_NYISO_A-F | IESO | NYISO_A-F | 2030 | B3 | 75 | 0 | 1725 | 1448.2 | 0 | 825.26 | 0 | 0 | 0 | 0 | 0 | 0 | 0 | Infinite
IESO_2_NYISO_A-F | IESO | NYISO_A-F | 2030 | B4 | 100 | 0 | 1725 | 1327.2 | 0 | 1390.64 | 0 | 0 | 0 | 0 | 0 | 0 | 0 | Infinite
IESO_2_NYISO_A-F | IESO | NYISO_A-F | 2030 | B5 | 200 | 0 | 1725 | 274.29 | 0 | 0 | 0 | 0 | 0 | 0 | 0 | 0 | 0 | Infinite
IESO_2_NYISO_A-F | IESO | NYISO_A-F | 2030 | B6 | 300 | 0 | 1725 | 238.38 | 0 | 0 | 0 | 0 | 0 | 0 | 0 | 0 | 0 | Infinite
IESO_2_NYISO_A-F | IESO | NYISO_A-F | 2030 | B7 | 400 | 0 | 1725 | 1046.43 | 0 | 30.96 | 0 | 0 | 0 | 0 | 0 | 0 | 0 | Infinite
IESO_2_NYISO_A-F | IESO | NYISO_A-F | 2030 | B8 | 500 | 0 | 1725 | 1725 | 0 | 827.86 | 0 | 0 | 0.18992 | 0 | 0 | 0.18992 | 0 | Infinite
IESO_2_NYISO_A-F | IESO | NYISO_A-F | 2030 | B9 | 800 | 0 | 1725 | 802.43 | 0 | 1093.46 | 0 | 0 | 0 | 0 | 0 | 0 | 0 | Infinite
IESO_2_NYISO_A-F | IESO | NYISO_A-F | 2030 | B10 | 1262 | 0 | 1725 | 0 | 0 | 99.05 | 0 | 0 | 0 | 0 | 0 | 0 | 0 | Infinite
IESO_2_NYISO_A-F | IESO | NYISO_A-F | 2030 | B11 | 25 | 0 | 1725 | 1332.07 | 0 | 1108.88 | 0 | 0 | 0 | 0 | 0 | 0 | 0 | Infinite
IESO_2_NYISO_A-F | IESO | NYISO_A-F | 2030 | B12 | 200 | 0 | 1725 | 1117.58 | 0 | 1156.39 | 0 | 0 | 0 | 0 | 0 | 0 | 0 | Infinite
IESO_2_NYISO_A-F | IESO | NYISO_A-F | 2030 | B13 | 600 | 0 | 1725 | 1663.98 | 0 | 1702.79 | 0 | 0 | 0 | 0 | 0 | 0 | 0 | Infinite
IESO_2_NYISO_A-F | IESO | NYISO_A-F | 2030 | B14 | 900 | 0 | 1725 | 1478.28 | 0 | 1477.17 | 0 | 0 | 0 | 0 | 0 | 0 | 0 | Infinite
IESO_2_NYISO_A-F | IESO | NYISO_A-F | 2030 | B15 | 1203 | 0 | 1725 | 292.04 | 0 | 330.85 | 0 | 0 | 0 | 0 | 0 | 0 | 0 | Infinite
IESO_2_NYISO_A-F | IESO | NYISO_A-F | 2030 | B16 | 25 | 0 | 1725 | 0 | 0 | 1558.32 | 0 | 0 | 0 | 0 | 0 | 0 | 0 | Infinite
IESO_2_NYISO_A-F | IESO | NYISO_A-F | 2030 | B17 | 100 | 0 | 1725 | 222.83 | 0 | 1725 | 0 | 0 | 0 | 0 | 2.0535 | 0 | 0 | Infinite
IESO_2_NYISO_A-F | IESO | NYISO_A-F | 2030 | B18 | 400 | 0 | 1725 | 915.2 | 0 | 1725 | 0 | 0 | 0 | 0 | 2.1603 | 0 | 0 | Infinite
IESO_2_NYISO_A-F | IESO | NYISO_A-F | 2030 | B19 | 700 | 0 | 1725 | 1097.12 | 0 | 1725 | 0 | 0 | 0 | 0 | 0.65285 | 0 | 0 | Infinite
IESO_2_NYISO_A-F | IESO | NYISO_A-F | 2030 | B20 | 935 | 0 | 1725 | 470.48 | 0 | 441.14 | 0 | 0 | 0 | 0 | 0 | 0 | 0 | Infinite
IESO_2_NYISO_A-F | IESO | NYISO_A-F | 2035 | B1 | 10 | 0 | 1725 | 308.75 | 0 | 390.2 | 0 | 0 | 0 | 0 | 0 | 0 | 0 | Infinite
IESO_2_NYISO_A-F | IESO | NYISO_A-F | 2035 | B2 | 25 | 0 | 1725 | 409.49 | 0 | 160.94 | 0 | 0 | 0 | 0 | 0 | 0 | 0 | Infinite
IESO_2_NYISO_A-F | IESO | NYISO_A-F | 2035 | B3 | 75 | 0 | 1725 | 0 | 0 | 0 | 0 | 0 | 0 | 0 | 0 | 0 | 0 | Infinite
IESO_2_NYISO_A-F | IESO | NYISO_A-F | 2035 | B4 | 100 | 0 | 1725 | 637.99 | 0 | 127.44 | 0 | 0 | 0 | 0 | 0 | 0 | 0 | Infinite
IESO_2_NYISO_A-F | IESO | NYISO_A-F | 2035 | B5 | 200 | 0 | 1725 | 891.15 | 0 | 270.21 | 0 | 0 | 0 | 0 | 0 | 0 | 0 | Infinite
IESO_2_NYISO_A-F | IESO | NYISO_A-F | 2035 | B6 | 300 | 0 | 1725 | 0 | 0 | 0 | 0 | 0 | 0 | 0 | 0 | 0 | 0 | Infinite
IESO_2_NYISO_A-F | IESO | NYISO_A-F | 2035 | B7 | 400 | 0 | 1725 | 0 | 0 | 0 | 0 | 0 | 0 | 0 | 0 | 0 | 0 | Infinite
IESO_2_NYISO_A-F | IESO | NYISO_A-F | 2035 | B8 | 500 | 0 | 1725 | 0 | 0 | 0 | 0 | 0 | 0 | 0 | 0 | 0 | 0 | Infinite
IESO_2_NYISO_A-F | IESO | NYISO_A-F | 2035 | B9 | 800 | 0 | 1725 | 0 | 0 | 0 | 0 | 0 | 0 | 0 | 0 | 0 | 0 | Infinite
IESO_2_NYISO_A-F | IESO | NYISO_A-F | 2035 | B10 | 1262 | 0 | 1725 | 0 | 0 | 0 | 0 | 0 | 0 | 0 | 0 | 0 | 0 | Infinite
IESO_2_NYISO_A-F | IESO | NYISO_A-F | 2035 | B11 | 25 | 0 | 1725 | 0 | 0 | 0 | 0 | 0 | 0 | 0 | 0 | 0 | 0 | Infinite
IESO_2_NYISO_A-F | IESO | NYISO_A-F | 2035 | B12 | 200 | 0 | 1725 | 0 | 0 | 0 | 0 | 0 | 0 | 0 | 0 | 0 | 0 | Infinite
IESO_2_NYISO_A-F | IESO | NYISO_A-F | 2035 | B13 | 600 | 0 | 1725 | 0 | 0 | 0 | 0 | 0 | 0 | 0 | 0 | 0 | 0 | Infinite
IESO_2_NYISO_A-F | IESO | NYISO_A-F | 2035 | B14 | 900 | 0 | 1725 | 0 | 0 | 0 | 0 | 0 | 0 | 0 | 0 | 0 | 0 | Infinite
IESO_2_NYISO_A-F | IESO | NYISO_A-F | 2035 | B15 | 1203 | 0 | 1725 | 0 | 0 | 0 | 0 | 0 | 0 | 0 | 0 | 0 | 0 | Infinite
IESO_2_NYISO_A-F | IESO | NYISO_A-F | 2035 | B16 | 25 | 0 | 1725 | 0 | 0 | 0 | 0 | 0 | 0 | 0 | 0 | 0 | 0 | Infinite
IESO_2_NYISO_A-F | IESO | NYISO_A-F | 2035 | B17 | 100 | 0 | 1725 | 0 | 0 | 529.52 | 0 | 0 | 0 | 0 | 0 | 0 | 0 | Infinite
IESO_2_NYISO_A-F | IESO | NYISO_A-F | 2035 | B18 | 400 | 0 | 1725 | 526.62 | 0 | 692.04 | 0 | 0 | 0 | 0 | 0 | 0 | 0 | Infinite
IESO_2_NYISO_A-F | IESO | NYISO_A-F | 2035 | B19 | 700 | 0 | 1725 | 0 | 0 | 0 | 0 | 0 | 0 | 0 | 0 | 0 | 0 | Infinite
IESO_2_NYISO_A-F | IESO | NYISO_A-F | 2035 | B20 | 935 | 0 | 1725 | 0 | 0 | 0 | 0 | 0 | 0 | 0 | 0 | 0 | 0 | Infinite
IESO_2_NYISO_A-F | IESO | NYISO_A-F | 2040 | B1 | 10 | 0 | 1725 | 182.68 | 0 | 0 | 0 | 0 | 0 | 0 | 0 | 0 | 0 | Infinite
IESO_2_NYISO_A-F | IESO | NYISO_A-F | 2040 | B2 | 25 | 0 | 1725 | 293.63 | 0 | 0 | 0 | 0 | 0 | 0 | 0 | 0 | 0 | Infinite
IESO_2_NYISO_A-F | IESO | NYISO_A-F | 2040 | B3 | 75 | 0 | 1725 | 0 | 0 | 0 | 0 | 0 | 0 | 0 | 0 | 0 | 0 | Infinite
IESO_2_NYISO_A-F | IESO | NYISO_A-F | 2040 | B4 | 100 | 0 | 1725 | 0 | 0 | 0 | 0 | 0 | 0 | 0 | 0 | 0 | 0 | Infinite
IESO_2_NYISO_A-F | IESO | NYISO_A-F | 2040 | B5 | 200 | 0 | 1725 | 0 | 0 | 0 | 0 | 0 | 0 | 0 | 0 | 0 | 0 | Infinite
IESO_2_NYISO_A-F | IESO | NYISO_A-F | 2040 | B6 | 300 | 0 | 1725 | 0 | 0 | 0 | 0 | 0 | 0 | 0 | 0 | 0 | 0 | Infinite
IESO_2_NYISO_A-F | IESO | NYISO_A-F | 2040 | B7 | 400 | 0 | 1725 | 0 | 0 | 0 | 0 | 0 | 0 | 0 | 0 | 0 | 0 | Infinite
IESO_2_NYISO_A-F | IESO | NYISO_A-F | 2040 | B8 | 500 | 0 | 1725 | 0 | 0 | 0 | 0 | 0 | 0 | 0 | 0 | 0 | 0 | Infinite
IESO_2_NYISO_A-F | IESO | NYISO_A-F | 2040 | B9 | 800 | 0 | 1725 | 0 | 0 | 0 | 0 | 0 | 0 | 0 | 0 | 0 | 0 | Infinite
IESO_2_NYISO_A-F | IESO | NYISO_A-F | 2040 | B10 | 1262 | 0 | 1725 | 0 | 0 | 0 | 0 | 0 | 0 | 0 | 0 | 0 | 0 | Infinite
IESO_2_NYISO_A-F | IESO | NYISO_A-F | 2040 | B11 | 25 | 0 | 1725 | 0 | 0 | 0 | 0 | 0 | 0 | 0 | 0 | 0 | 0 | Infinite
IESO_2_NYISO_A-F | IESO | NYISO_A-F | 2040 | B12 | 200 | 0 | 1725 | 0 | 0 | 0 | 0 | 0 | 0 | 0 | 0 | 0 | 0 | Infinite
IESO_2_NYISO_A-F | IESO | NYISO_A-F | 2040 | B13 | 600 | 0 | 1725 | 0 | 0 | 0 | 0 | 0 | 0 | 0 | 0 | 0 | 0 | Infinite
IESO_2_NYISO_A-F | IESO | NYISO_A-F | 2040 | B14 | 900 | 0 | 1725 | 0 | 0 | 0 | 0 | 0 | 0 | 0 | 0 | 0 | 0 | Infinite
IESO_2_NYISO_A-F | IESO | NYISO_A-F | 2040 | B15 | 1203 | 0 | 1725 | 0 | 0 | 0 | 0 | 0 | 0 | 0 | 0 | 0 | 0 | Infinite
IESO_2_NYISO_A-F | IESO | NYISO_A-F | 2040 | B16 | 25 | 0 | 1725 | 0 | 0 | 118.58 | 0 | 0 | 0 | 0 | 0 | 0 | 0 | Infinite
IESO_2_NYISO_A-F | IESO | NYISO_A-F | 2040 | B17 | 100 | 0 | 1725 | 0 | 0 | 0 | 0 | 0 | 0 | 0 | 0 | 0 | 0 | Infinite
IESO_2_NYISO_A-F | IESO | NYISO_A-F | 2040 | B18 | 400 | 0 | 1725 | 0 | 0 | 0 | 0 | 0 | 0 | 0 | 0 | 0 | 0 | Infinite
IESO_2_NYISO_A-F | IESO | NYISO_A-F | 2040 | B19 | 700 | 0 | 1725 | 0 | 0 | 0 | 0 | 0 | 0 | 0 | 0 | 0 | 0 | Infinite
IESO_2_NYISO_A-F | IESO | NYISO_A-F | 2040 | B20 | 935 | 0 | 1725 | 0 | 0 | 0 | 0 | 0 | 0 | 0 | 0 | 0 | 0 | Infinite
IESO_2_NYISO_A-F | IESO | NYISO_A-F | 2045 | B1 | 10 | 0 | 1725 | 0 | 0 | 0 | 0 | 0 | 0 | 0 | 0 | 0 | 0 | Infinite
IESO_2_NYISO_A-F | IESO | NYISO_A-F | 2045 | B2 | 25 | 0 | 1725 | 49.88 | 0 | 0 | 0 | 0 | 0 | 0 | 0 | 0 | 0 | Infinite
IESO_2_NYISO_A-F | IESO | NYISO_A-F | 2045 | B3 | 75 | 0 | 1725 | 0 | 0 | 0 | 0 | 0 | 0 | 0 | 0 | 0 | 0 | Infinite
IESO_2_NYISO_A-F | IESO | NYISO_A-F | 2045 | B4 | 100 | 0 | 1725 | 0 | 0 | 0 | 0 | 0 | 0 | 0 | 0 | 0 | 0 | Infinite
IESO_2_NYISO_A-F | IESO | NYISO_A-F | 2045 | B5 | 200 | 0 | 1725 | 0 | 0 | 0 | 0 | 0 | 0 | 0 | 0 | 0 | 0 | Infinite
IESO_2_NYISO_A-F | IESO | NYISO_A-F | 2045 | B6 | 300 | 0 | 1725 | 0 | 0 | 0 | 0 | 0 | 0 | 0 | 0 | 0 | 0 | Infinite
IESO_2_NYISO_A-F | IESO | NYISO_A-F | 2045 | B7 | 400 | 0 | 1725 | 0 | 0 | 0 | 0 | 0 | 0 | 0 | 0 | 0 | 0 | Infinite
IESO_2_NYISO_A-F | IESO | NYISO_A-F | 2045 | B8 | 500 | 0 | 1725 | 0 | 0 | 0 | 0 | 0 | 0 | 0 | 0 | 0 | 0 | Infinite
IESO_2_NYISO_A-F | IESO | NYISO_A-F | 2045 | B9 | 800 | 0 | 1725 | 0 | 0 | 0 | 0 | 0 | 0 | 0 | 0 | 0 | 0 | Infinite
IESO_2_NYISO_A-F | IESO | NYISO_A-F | 2045 | B10 | 1262 | 0 | 1725 | 0 | 0 | 0 | 0 | 0 | 0 | 0 | 0 | 0 | 0 | Infinite
IESO_2_NYISO_A-F | IESO | NYISO_A-F | 2045 | B11 | 25 | 0 | 1725 | 0 | 0 | 0 | 0 | 0 | 0 | 0 | 0 | 0 | 0 | Infinite
IESO_2_NYISO_A-F | IESO | NYISO_A-F | 2045 | B12 | 200 | 0 | 1725 | 0 | 0 | 0 | 0 | 0 | 0 | 0 | 0 | 0 | 0 | Infinite
IESO_2_NYISO_A-F | IESO | NYISO_A-F | 2045 | B13 | 600 | 0 | 1725 | 0 | 0 | 0 | 0 | 0 | 0 | 0 | 0 | 0 | 0 | Infinite
IESO_2_NYISO_A-F | IESO | NYISO_A-F | 2045 | B14 | 900 | 0 | 1725 | 0 | 0 | 0 | 0 | 0 | 0 | 0 | 0 | 0 | 0 | Infinite
IESO_2_NYISO_A-F | IESO | NYISO_A-F | 2045 | B15 | 1203 | 0 | 1725 | 0 | 0 | 0 | 0 | 0 | 0 | 0 | 0 | 0 | 0 | Infinite
IESO_2_NYISO_A-F | IESO | NYISO_A-F | 2045 | B16 | 25 | 0 | 1725 | 354.35 | 0 | 0 | 0 | 0 | 0 | 0 | 0 | 0 | 0 | Infinite
IESO_2_NYISO_A-F | IESO | NYISO_A-F | 2045 | B17 | 100 | 0 | 1725 | 0 | 0 | 0 | 0 | 0 | 0 | 0 | 0 | 0 | 0 | Infinite
IESO_2_NYISO_A-F | IESO | NYISO_A-F | 2045 | B18 | 400 | 0 | 1725 | 271.78 | 0 | 232.47 | 0 | 0 | 0 | 0 | 0 | 0 | 0 | Infinite
IESO_2_NYISO_A-F | IESO | NYISO_A-F | 2045 | B19 | 700 | 0 | 1725 | 0 | 0 | 0 | 0 | 0 | 0 | 0 | 0 | 0 | 0 | Infinite
IESO_2_NYISO_A-F | IESO | NYISO_A-F | 2045 | B20 | 935 | 0 | 1725 | 0 | 0 | 0 | 0 | 0 | 0 | 0 | 0 | 0 | 0 | Infinite
IESO_2_NYISO_A-F | IESO | NYISO_A-F | 2050 | B1 | 10 | 0 | 1725 | 0 | 0 | 0 | 0 | 0 | 0 | 0 | 0 | 0 | 0 | Infinite
IESO_2_NYISO_A-F | IESO | NYISO_A-F | 2050 | B2 | 25 | 0 | 1725 | 0 | 0 | 0 | 0 | 0 | 0 | 0 | 0 | 0 | 0 | Infinite
IESO_2_NYISO_A-F | IESO | NYISO_A-F | 2050 | B3 | 75 | 0 | 1725 | 0 | 0 | 0 | 0 | 0 | 0 | 0 | 0 | 0 | 0 | Infinite
IESO_2_NYISO_A-F | IESO | NYISO_A-F | 2050 | B4 | 100 | 0 | 1725 | 0 | 0 | 0 | 0 | 0 | 0 | 0 | 0 | 0 | 0 | Infinite
IESO_2_NYISO_A-F | IESO | NYISO_A-F | 2050 | B5 | 200 | 0 | 1725 | 0 | 0 | 0 | 0 | 0 | 0 | 0 | 0 | 0 | 0 | Infinite
IESO_2_NYISO_A-F | IESO | NYISO_A-F | 2050 | B6 | 300 | 0 | 1725 | 0 | 0 | 0 | 0 | 0 | 0 | 0 | 0 | 0 | 0 | Infinite
IESO_2_NYISO_A-F | IESO | NYISO_A-F | 2050 | B7 | 400 | 0 | 1725 | 0 | 0 | 0 | 0 | 0 | 0 | 0 | 0 | 0 | 0 | Infinite
IESO_2_NYISO_A-F | IESO | NYISO_A-F | 2050 | B8 | 500 | 0 | 1725 | 0 | 0 | 0 | 0 | 0 | 0 | 0 | 0 | 0 | 0 | Infinite
IESO_2_NYISO_A-F | IESO | NYISO_A-F | 2050 | B9 | 800 | 0 | 1725 | 0 | 0 | 0 | 0 | 0 | 0 | 0 | 0 | 0 | 0 | Infinite
IESO_2_NYISO_A-F | IESO | NYISO_A-F | 2050 | B10 | 1262 | 0 | 1725 | 0 | 0 | 0 | 0 | 0 | 0 | 0 | 0 | 0 | 0 | Infinite
IESO_2_NYISO_A-F | IESO | NYISO_A-F | 2050 | B11 | 25 | 0 | 1725 | 0 | 0 | 0 | 0 | 0 | 0 | 0 | 0 | 0 | 0 | Infinite
IESO_2_NYISO_A-F | IESO | NYISO_A-F | 2050 | B12 | 200 | 0 | 1725 | 0 | 0 | 0 | 0 | 0 | 0 | 0 | 0 | 0 | 0 | Infinite
IESO_2_NYISO_A-F | IESO | NYISO_A-F | 2050 | B13 | 600 | 0 | 1725 | 0 | 0 | 0 | 0 | 0 | 0 | 0 | 0 | 0 | 0 | Infinite
IESO_2_NYISO_A-F | IESO | NYISO_A-F | 2050 | B14 | 900 | 0 | 1725 | 0 | 0 | 0 | 0 | 0 | 0 | 0 | 0 | 0 | 0 | Infinite
IESO_2_NYISO_A-F | IESO | NYISO_A-F | 2050 | B15 | 1203 | 0 | 1725 | 0 | 0 | 0 | 0 | 0 | 0 | 0 | 0 | 0 | 0 | Infinite
IESO_2_NYISO_A-F | IESO | NYISO_A-F | 2050 | B16 | 25 | 0 | 1725 | 0 | 0 | 0 | 0 | 0 | 0 | 0 | 0 | 0 | 0 | Infinite
IESO_2_NYISO_A-F | IESO | NYISO_A-F | 2050 | B17 | 100 | 0 | 1725 | 0 | 0 | 0 | 0 | 0 | 0 | 0 | 0 | 0 | 0 | Infinite
IESO_2_NYISO_A-F | IESO | NYISO_A-F | 2050 | B18 | 400 | 0 | 1725 | 0 | 0 | 0 | 0 | 0 | 0 | 0 | 0 | 0 | 0 | Infinite
IESO_2_NYISO_A-F | IESO | NYISO_A-F | 2050 | B19 | 700 | 0 | 1725 | 0 | 0 | 0 | 0 | 0 | 0 | 0 | 0 | 0 | 0 | Infinite
IESO_2_NYISO_A-F | IESO | NYISO_A-F | 2050 | B20 | 935 | 0 | 1725 | 0 | 0 | 0 | 0 | 0 | 0 | 0 | 0 | 0 | 0 | Infinite
MAPP_CA_2_IESO | MAPP_CA | IESO | 2015 | B1 | 10 | 0 | 330 | 0 | 0 | 0 | 0 | 0 | 0 | 0 | 0 | 0 | 0 | Infinite
MAPP_CA_2_IESO | MAPP_CA | IESO | 2015 | B2 | 25 | 0 | 330 | 0 | 0 | 0 | 0 | 0 | 0 | 0 | 0 | 0 | 0 | Infinite
MAPP_CA_2_IESO | MAPP_CA | IESO | 2015 | B3 | 75 | 0 | 330 | 0 | 0 | 0 | 0 | 0 | 0 | 0 | 0 | 0 | 0 | Infinite
MAPP_CA_2_IESO | MAPP_CA | IESO | 2015 | B4 | 100 | 0 | 330 | 0 | 0 | 0 | 0 | 0 | 0 | 0 | 0 | 0 | 0 | Infinite
MAPP_CA_2_IESO | MAPP_CA | IESO | 2015 | B5 | 200 | 0 | 330 | 0 | 0 | 0 | 0 | 0 | 0 | 0 | 0 | 0 | 0 | Infinite
MAPP_CA_2_IESO | MAPP_CA | IESO | 2015 | B6 | 300 | 0 | 330 | 0 | 0 | 0 | 0 | 0 | 0 | 0 | 0 | 0 | 0 | Infinite
MAPP_CA_2_IESO | MAPP_CA | IESO | 2015 | B7 | 400 | 0 | 330 | 0 | 0 | 0 | 0 | 0 | 0 | 0 | 0 | 0 | 0 | Infinite
MAPP_CA_2_IESO | MAPP_CA | IESO | 2015 | B8 | 500 | 0 | 330 | 0 | 0 | 0 | 0 | 0 | 0 | 0 | 0 | 0 | 0 | Infinite
MAPP_CA_2_IESO | MAPP_CA | IESO | 2015 | B9 | 800 | 0 | 330 | 0 | 0 | 0 | 0 | 0 | 0 | 0 | 0 | 0 | 0 | Infinite
MAPP_CA_2_IESO | MAPP_CA | IESO | 2015 | B10 | 1262 | 0 | 330 | 0 | 0 | 0 | 0 | 0 | 0 | 0 | 0 | 0 | 0 | Infinite
MAPP_CA_2_IESO | MAPP_CA | IESO | 2015 | B11 | 25 | 0 | 330 | 0 | 0 | 0 | 0 | 0 | 0 | 0 | 0 | 0 | 0 | Infinite
MAPP_CA_2_IESO | MAPP_CA | IESO | 2015 | B12 | 200 | 0 | 330 | 0 | 0 | 0 | 0 | 0 | 0 | 0 | 0 | 0 | 0 | Infinite
MAPP_CA_2_IESO | MAPP_CA | IESO | 2015 | B13 | 600 | 0 | 330 | 0 | 0 | 0 | 0 | 0 | 0 | 0 | 0 | 0 | 0 | Infinite
MAPP_CA_2_IESO | MAPP_CA | IESO | 2015 | B14 | 900 | 0 | 330 | 0 | 0 | 0 | 0 | 0 | 0 | 0 | 0 | 0 | 0 | Infinite
MAPP_CA_2_IESO | MAPP_CA | IESO | 2015 | B15 | 1203 | 0 | 330 | 0 | 0 | 0 | 0 | 0 | 0 | 0 | 0 | 0 | 0 | Infinite
MAPP_CA_2_IESO | MAPP_CA | IESO | 2015 | B16 | 25 | 0 | 330 | 0 | 0 | 0 | 0 | 0 | 0 | 0 | 0 | 0 | 0 | Infinite
MAPP_CA_2_IESO | MAPP_CA | IESO | 2015 | B17 | 100 | 0 | 330 | 0 | 0 | 0 | 0 | 0 | 0 | 0 | 0 | 0 | 0 | Infinite
MAPP_CA_2_IESO | MAPP_CA | IESO | 2015 | B18 | 400 | 0 | 330 | 0 | 0 | 0 | 0 | 0 | 0 | 0 | 0 | 0 | 0 | Infinite
MAPP_CA_2_IESO | MAPP_CA | IESO | 2015 | B19 | 700 | 0 | 330 | 0 | 0 | 0 | 0 | 0 | 0 | 0 | 0 | 0 | 0 | Infinite
MAPP_CA_2_IESO | MAPP_CA | IESO | 2015 | B20 | 935 | 0 | 330 | 0 | 0 | 0 | 0 | 0 | 0 | 0 | 0 | 0 | 0 | Infinite
MAPP_CA_2_IESO | MAPP_CA | IESO | 2020 | B1 | 10 | 0 | 330 | 0 | 0 | 0 | 0 | 0 | 0 | 0 | 0 | 0 | 0 | Infinite
MAPP_CA_2_IESO | MAPP_CA | IESO | 2020 | B2 | 25 | 0 | 330 | 0 | 0 | 0 | 0 | 0 | 0 | 0 | 0 | 0 | 0 | Infinite
MAPP_CA_2_IESO | MAPP_CA | IESO | 2020 | B3 | 75 | 0 | 330 | 0 | 0 | 0 | 0 | 0 | 0 | 0 | 0 | 0 | 0 | Infinite
MAPP_CA_2_IESO | MAPP_CA | IESO | 2020 | B4 | 100 | 0 | 330 | 0 | 0 | 0 | 0 | 0 | 0 | 0 | 0 | 0 | 0 | Infinite
MAPP_CA_2_IESO | MAPP_CA | IESO | 2020 | B5 | 200 | 0 | 330 | 0 | 0 | 0 | 0 | 0 | 0 | 0 | 0 | 0 | 0 | Infinite
MAPP_CA_2_IESO | MAPP_CA | IESO | 2020 | B6 | 300 | 0 | 330 | 0 | 0 | 0 | 0 | 0 | 0 | 0 | 0 | 0 | 0 | Infinite
MAPP_CA_2_IESO | MAPP_CA | IESO | 2020 | B7 | 400 | 0 | 330 | 0 | 0 | 0 | 0 | 0 | 0 | 0 | 0 | 0 | 0 | Infinite
MAPP_CA_2_IESO | MAPP_CA | IESO | 2020 | B8 | 500 | 0 | 330 | 0 | 0 | 0 | 0 | 0 | 0 | 0 | 0 | 0 | 0 | Infinite
MAPP_CA_2_IESO | MAPP_CA | IESO | 2020 | B9 | 800 | 0 | 330 | 0 | 0 | 0 | 0 | 0 | 0 | 0 | 0 | 0 | 0 | Infinite
MAPP_CA_2_IESO | MAPP_CA | IESO | 2020 | B10 | 1262 | 0 | 330 | 0 | 0 | 0 | 0 | 0 | 0 | 0 | 0 | 0 | 0 | Infinite
MAPP_CA_2_IESO | MAPP_CA | IESO | 2020 | B11 | 25 | 0 | 330 | 0 | 0 | 0 | 0 | 0 | 0 | 0 | 0 | 0 | 0 | Infinite
MAPP_CA_2_IESO | MAPP_CA | IESO | 2020 | B12 | 200 | 0 | 330 | 0 | 0 | 0 | 0 | 0 | 0 | 0 | 0 | 0 | 0 | Infinite
MAPP_CA_2_IESO | MAPP_CA | IESO | 2020 | B13 | 600 | 0 | 330 | 0 | 0 | 0 | 0 | 0 | 0 | 0 | 0 | 0 | 0 | Infinite
MAPP_CA_2_IESO | MAPP_CA | IESO | 2020 | B14 | 900 | 0 | 330 | 0 | 0 | 0 | 0 | 0 | 0 | 0 | 0 | 0 | 0 | Infinite
MAPP_CA_2_IESO | MAPP_CA | IESO | 2020 | B15 | 1203 | 0 | 330 | 0 | 0 | 0 | 0 | 0 | 0 | 0 | 0 | 0 | 0 | Infinite
MAPP_CA_2_IESO | MAPP_CA | IESO | 2020 | B16 | 25 | 0 | 330 | 0 | 0 | 0 | 0 | 0 | 0 | 0 | 0 | 0 | 0 | Infinite
MAPP_CA_2_IESO | MAPP_CA | IESO | 2020 | B17 | 100 | 0 | 330 | 0 | 0 | 0 | 0 | 0 | 0 | 0 | 0 | 0 | 0 | Infinite
MAPP_CA_2_IESO | MAPP_CA | IESO | 2020 | B18 | 400 | 0 | 330 | 0 | 0 | 0 | 0 | 0 | 0 | 0 | 0 | 0 | 0 | Infinite
MAPP_CA_2_IESO | MAPP_CA | IESO | 2020 | B19 | 700 | 0 | 330 | 0 | 0 | 0 | 0 | 0 | 0 | 0 | 0 | 0 | 0 | Infinite
MAPP_CA_2_IESO | MAPP_CA | IESO | 2020 | B20 | 935 | 0 | 330 | 0 | 0 | 0 | 0 | 0 | 0 | 0 | 0 | 0 | 0 | Infinite
MAPP_CA_2_IESO | MAPP_CA | IESO | 2025 | B1 | 10 | 0 | 330 | 0 | 0 | 0 | 0 | 0 | 0 | 0 | 0 | 0 | 0 | Infinite
MAPP_CA_2_IESO | MAPP_CA | IESO | 2025 | B2 | 25 | 0 | 330 | 0 | 0 | 0 | 0 | 0 | 0 | 0 | 0 | 0 | 0 | Infinite
MAPP_CA_2_IESO | MAPP_CA | IESO | 2025 | B3 | 75 | 0 | 330 | 0 | 0 | 0 | 0 | 0 | 0 | 0 | 0 | 0 | 0 | Infinite
MAPP_CA_2_IESO | MAPP_CA | IESO | 2025 | B4 | 100 | 0 | 330 | 0 | 0 | 0 | 0 | 0 | 0 | 0 | 0 | 0 | 0 | Infinite
MAPP_CA_2_IESO | MAPP_CA | IESO | 2025 | B5 | 200 | 0 | 330 | 0 | 0 | 0 | 0 | 0 | 0 | 0 | 0 | 0 | 0 | Infinite
MAPP_CA_2_IESO | MAPP_CA | IESO | 2025 | B6 | 300 | 0 | 330 | 0 | 0 | 0 | 0 | 0 | 0 | 0 | 0 | 0 | 0 | Infinite
MAPP_CA_2_IESO | MAPP_CA | IESO | 2025 | B7 | 400 | 0 | 330 | 0 | 0 | 0 | 0 | 0 | 0 | 0 | 0 | 0 | 0 | Infinite
MAPP_CA_2_IESO | MAPP_CA | IESO | 2025 | B8 | 500 | 0 | 330 | 0 | 0 | 0 | 0 | 0 | 0 | 0 | 0 | 0 | 0 | Infinite
MAPP_CA_2_IESO | MAPP_CA | IESO | 2025 | B9 | 800 | 0 | 330 | 0 | 0 | 0 | 0 | 0 | 0 | 0 | 0 | 0 | 0 | Infinite
MAPP_CA_2_IESO | MAPP_CA | IESO | 2025 | B10 | 1262 | 0 | 330 | 0 | 0 | 0 | 0 | 0 | 0 | 0 | 0 | 0 | 0 | Infinite
MAPP_CA_2_IESO | MAPP_CA | IESO | 2025 | B11 | 25 | 0 | 330 | 0 | 0 | 0 | 0 | 0 | 0 | 0 | 0 | 0 | 0 | Infinite
MAPP_CA_2_IESO | MAPP_CA | IESO | 2025 | B12 | 200 | 0 | 330 | 0 | 0 | 0 | 0 | 0 | 0 | 0 | 0 | 0 | 0 | Infinite
MAPP_CA_2_IESO | MAPP_CA | IESO | 2025 | B13 | 600 | 0 | 330 | 0 | 0 | 0 | 0 | 0 | 0 | 0 | 0 | 0 | 0 | Infinite
MAPP_CA_2_IESO | MAPP_CA | IESO | 2025 | B14 | 900 | 0 | 330 | 0 | 0 | 0 | 0 | 0 | 0 | 0 | 0 | 0 | 0 | Infinite
MAPP_CA_2_IESO | MAPP_CA | IESO | 2025 | B15 | 1203 | 0 | 330 | 0 | 0 | 0 | 0 | 0 | 0 | 0 | 0 | 0 | 0 | Infinite
MAPP_CA_2_IESO | MAPP_CA | IESO | 2025 | B16 | 25 | 0 | 330 | 0 | 0 | 0 | 0 | 0 | 0 | 0 | 0 | 0 | 0 | Infinite
MAPP_CA_2_IESO | MAPP_CA | IESO | 2025 | B17 | 100 | 0 | 330 | 0 | 0 | 0 | 0 | 0 | 0 | 0 | 0 | 0 | 0 | Infinite
MAPP_CA_2_IESO | MAPP_CA | IESO | 2025 | B18 | 400 | 0 | 330 | 0 | 0 | 0 | 0 | 0 | 0 | 0 | 0 | 0 | 0 | Infinite
MAPP_CA_2_IESO | MAPP_CA | IESO | 2025 | B19 | 700 | 0 | 330 | 0 | 0 | 0 | 0 | 0 | 0 | 0 | 0 | 0 | 0 | Infinite
MAPP_CA_2_IESO | MAPP_CA | IESO | 2025 | B20 | 935 | 0 | 330 | 0 | 0 | 0 | 0 | 0 | 0 | 0 | 0 | 0 | 0 | Infinite
MAPP_CA_2_IESO | MAPP_CA | IESO | 2030 | B1 | 10 | 0 | 330 | 330 | 0 | 0 | 0 | 0 | 23.4314 | 0 | 0 | 0.5715 | 0 | Infinite
MAPP_CA_2_IESO | MAPP_CA | IESO | 2030 | B2 | 25 | 0 | 330 | 330 | 0 | 0 | 0 | 0 | 12.4991 | 0 | 0 | 0.76214 | 0 | Infinite
MAPP_CA_2_IESO | MAPP_CA | IESO | 2030 | B3 | 75 | 0 | 330 | 330 | 0 | 0 | 0 | 0 | 6.6116 | 0 | 0 | 1.2094 | 0 | Infinite
MAPP_CA_2_IESO | MAPP_CA | IESO | 2030 | B4 | 100 | 0 | 330 | 330 | 0 | 0 | 0 | 0 | 4.3326 | 0 | 0 | 1.0567 | 0 | Infinite
MAPP_CA_2_IESO | MAPP_CA | IESO | 2030 | B5 | 200 | 0 | 330 | 330 | 0 | 0 | 0 | 0 | 1.6262 | 0 | 0 | 0.79326 | 0 | Infinite
MAPP_CA_2_IESO | MAPP_CA | IESO | 2030 | B6 | 300 | 0 | 330 | 164.49 | 0 | 0 | 0 | 0 | 0 | 0 | 0 | 0 | 0 | Infinite
MAPP_CA_2_IESO | MAPP_CA | IESO | 2030 | B7 | 400 | 0 | 330 | 0 | 0 | 0 | 0 | 0 | 0 | 0 | 0 | 0 | 0 | Infinite
MAPP_CA_2_IESO | MAPP_CA | IESO | 2030 | B8 | 500 | 0 | 330 | 0 | 0 | 0 | 0 | 0 | 0 | 0 | 0 | 0 | 0 | Infinite
MAPP_CA_2_IESO | MAPP_CA | IESO | 2030 | B9 | 800 | 0 | 330 | 0 | 0 | 0 | 0 | 0 | 0 | 0 | 0 | 0 | 0 | Infinite
MAPP_CA_2_IESO | MAPP_CA | IESO | 2030 | B10 | 1262 | 0 | 330 | 0 | 0 | 0 | 0 | 0 | 0 | 0 | 0 | 0 | 0 | Infinite
MAPP_CA_2_IESO | MAPP_CA | IESO | 2030 | B11 | 25 | 0 | 330 | 0 | 0 | 0 | 0 | 0 | 0 | 0 | 0 | 0 | 0 | Infinite
MAPP_CA_2_IESO | MAPP_CA | IESO | 2030 | B12 | 200 | 0 | 330 | 0 | 0 | 0 | 0 | 0 | 0 | 0 | 0 | 0 | 0 | Infinite
MAPP_CA_2_IESO | MAPP_CA | IESO | 2030 | B13 | 600 | 0 | 330 | 0 | 0 | 0 | 0 | 0 | 0 | 0 | 0 | 0 | 0 | Infinite
MAPP_CA_2_IESO | MAPP_CA | IESO | 2030 | B14 | 900 | 0 | 330 | 0 | 0 | 0 | 0 | 0 | 0 | 0 | 0 | 0 | 0 | Infinite
MAPP_CA_2_IESO | MAPP_CA | IESO | 2030 | B15 | 1203 | 0 | 330 | 0 | 0 | 0 | 0 | 0 | 0 | 0 | 0 | 0 | 0 | Infinite
MAPP_CA_2_IESO | MAPP_CA | IESO | 2030 | B16 | 25 | 0 | 330 | 0 | 0 | 0 | 0 | 0 | 0 | 0 | 0 | 0 | 0 | Infinite
MAPP_CA_2_IESO | MAPP_CA | IESO | 2030 | B17 | 100 | 0 | 330 | 0 | 0 | 0 | 0 | 0 | 0 | 0 | 0 | 0 | 0 | Infinite
MAPP_CA_2_IESO | MAPP_CA | IESO | 2030 | B18 | 400 | 0 | 330 | 0 | 0 | 0 | 0 | 0 | 0 | 0 | 0 | 0 | 0 | Infinite
MAPP_CA_2_IESO | MAPP_CA | IESO | 2030 | B19 | 700 | 0 | 330 | 0 | 0 | 0 | 0 | 0 | 0 | 0 | 0 | 0 | 0 | Infinite
MAPP_CA_2_IESO | MAPP_CA | IESO | 2030 | B20 | 935 | 0 | 330 | 0 | 0 | 0 | 0 | 0 | 0 | 0 | 0 | 0 | 0 | Infinite
MAPP_CA_2_IESO | MAPP_CA | IESO | 2035 | B1 | 10 | 0 | 330 | 330 | 0 | 330 | 0 | 0 | 31.3131 | 0 | 0.39171 | 1.4911 | 0 | Infinite
MAPP_CA_2_IESO | MAPP_CA | IESO | 2035 | B2 | 25 | 0 | 330 | 330 | 0 | 0 | 0 | 0 | 28.6423 | 0 | 0 | 3.4098 | 0 | Infinite
MAPP_CA_2_IESO | MAPP_CA | IESO | 2035 | B3 | 75 | 0 | 330 | 330 | 0 | 0 | 0 | 0 | 22.6836 | 0 | 0 | 8.1013 | 0 | Infinite
MAPP_CA_2_IESO | MAPP_CA | IESO | 2035 | B4 | 100 | 0 | 330 | 330 | 0 | 0 | 0 | 0 | 3.2049 | 0 | 0 | 1.5261 | 0 | Infinite
MAPP_CA_2_IESO | MAPP_CA | IESO | 2035 | B5 | 200 | 0 | 330 | 0 | 0 | 0 | 0 | 0 | 0 | 0 | 0 | 0 | 0 | Infinite
MAPP_CA_2_IESO | MAPP_CA | IESO | 2035 | B6 | 300 | 0 | 330 | 0 | 0 | 0 | 0 | 0 | 0 | 0 | 0 | 0 | 0 | Infinite
MAPP_CA_2_IESO | MAPP_CA | IESO | 2035 | B7 | 400 | 0 | 330 | 0 | 0 | 0 | 0 | 0 | 0 | 0 | 0 | 0 | 0 | Infinite
MAPP_CA_2_IESO | MAPP_CA | IESO | 2035 | B8 | 500 | 0 | 330 | 0 | 0 | 0 | 0 | 0 | 0 | 0 | 0 | 0 | 0 | Infinite
MAPP_CA_2_IESO | MAPP_CA | IESO | 2035 | B9 | 800 | 0 | 330 | 0 | 0 | 0 | 0 | 0 | 0 | 0 | 0 | 0 | 0 | Infinite
MAPP_CA_2_IESO | MAPP_CA | IESO | 2035 | B10 | 1262 | 0 | 330 | 0 | 0 | 0 | 0 | 0 | 0 | 0 | 0 | 0 | 0 | Infinite
MAPP_CA_2_IESO | MAPP_CA | IESO | 2035 | B11 | 25 | 0 | 330 | 0 | 0 | 0 | 0 | 0 | 0 | 0 | 0 | 0 | 0 | Infinite
MAPP_CA_2_IESO | MAPP_CA | IESO | 2035 | B12 | 200 | 0 | 330 | 0 | 0 | 0 | 0 | 0 | 0 | 0 | 0 | 0 | 0 | Infinite
MAPP_CA_2_IESO | MAPP_CA | IESO | 2035 | B13 | 600 | 0 | 330 | 0 | 0 | 0 | 0 | 0 | 0 | 0 | 0 | 0 | 0 | Infinite
MAPP_CA_2_IESO | MAPP_CA | IESO | 2035 | B14 | 900 | 0 | 330 | 0 | 0 | 0 | 0 | 0 | 0 | 0 | 0 | 0 | 0 | Infinite
MAPP_CA_2_IESO | MAPP_CA | IESO | 2035 | B15 | 1203 | 0 | 330 | 0 | 0 | 0 | 0 | 0 | 0 | 0 | 0 | 0 | 0 | Infinite
MAPP_CA_2_IESO | MAPP_CA | IESO | 2035 | B16 | 25 | 0 | 330 | 0 | 0 | 0 | 0 | 0 | 0 | 0 | 0 | 0 | 0 | Infinite
MAPP_CA_2_IESO | MAPP_CA | IESO | 2035 | B17 | 100 | 0 | 330 | 0 | 0 | 0 | 0 | 0 | 0 | 0 | 0 | 0 | 0 | Infinite
MAPP_CA_2_IESO | MAPP_CA | IESO | 2035 | B18 | 400 | 0 | 330 | 0 | 0 | 0 | 0 | 0 | 0 | 0 | 0 | 0 | 0 | Infinite
MAPP_CA_2_IESO | MAPP_CA | IESO | 2035 | B19 | 700 | 0 | 330 | 0 | 0 | 0 | 0 | 0 | 0 | 0 | 0 | 0 | 0 | Infinite
MAPP_CA_2_IESO | MAPP_CA | IESO | 2035 | B20 | 935 | 0 | 330 | 0 | 0 | 0 | 0 | 0 | 0 | 0 | 0 | 0 | 0 | Infinite
MAPP_CA_2_IESO | MAPP_CA | IESO | 2040 | B1 | 10 | 0 | 330 | 330 | 0 | 330 | 0 | 0 | 31.3131 | 0 | 2.1366 | 2.8466 | 0 | Infinite
MAPP_CA_2_IESO | MAPP_CA | IESO | 2040 | B2 | 25 | 0 | 330 | 330 | 0 | 330 | 0 | 0 | 28.5592 | 0 | 0.81903 | 6.4907 | 0 | Infinite
MAPP_CA_2_IESO | MAPP_CA | IESO | 2040 | B3 | 75 | 0 | 330 | 330 | 0 | 0 | 0 | 0 | 13.6149 | 0 | 0 | 9.2829 | 0 | Infinite
MAPP_CA_2_IESO | MAPP_CA | IESO | 2040 | B4 | 100 | 0 | 330 | 277 | 0 | 0 | 0 | 0 | 0 | 0 | 0 | 0 | 0 | Infinite
MAPP_CA_2_IESO | MAPP_CA | IESO | 2040 | B5 | 200 | 0 | 330 | 70.74 | 0 | 0 | 0 | 0 | 0 | 0 | 0 | 0 | 0 | Infinite
MAPP_CA_2_IESO | MAPP_CA | IESO | 2040 | B6 | 300 | 0 | 330 | 0 | 0 | 0 | 0 | 0 | 0 | 0 | 0 | 0 | 0 | Infinite
MAPP_CA_2_IESO | MAPP_CA | IESO | 2040 | B7 | 400 | 0 | 330 | 0 | 0 | 0 | 0 | 0 | 0 | 0 | 0 | 0 | 0 | Infinite
MAPP_CA_2_IESO | MAPP_CA | IESO | 2040 | B8 | 500 | 0 | 330 | 0 | 0 | 0 | 0 | 0 | 0 | 0 | 0 | 0 | 0 | Infinite
MAPP_CA_2_IESO | MAPP_CA | IESO | 2040 | B9 | 800 | 0 | 330 | 0 | 0 | 0 | 0 | 0 | 0 | 0 | 0 | 0 | 0 | Infinite
MAPP_CA_2_IESO | MAPP_CA | IESO | 2040 | B10 | 1262 | 0 | 330 | 0 | 0 | 0 | 0 | 0 | 0 | 0 | 0 | 0 | 0 | Infinite
MAPP_CA_2_IESO | MAPP_CA | IESO | 2040 | B11 | 25 | 0 | 330 | 0 | 0 | 0 | 0 | 0 | 0 | 0 | 0 | 0 | 0 | Infinite
MAPP_CA_2_IESO | MAPP_CA | IESO | 2040 | B12 | 200 | 0 | 330 | 0 | 0 | 0 | 0 | 0 | 0 | 0 | 0 | 0 | 0 | Infinite
MAPP_CA_2_IESO | MAPP_CA | IESO | 2040 | B13 | 600 | 0 | 330 | 0 | 0 | 0 | 0 | 0 | 0 | 0 | 0 | 0 | 0 | Infinite
MAPP_CA_2_IESO | MAPP_CA | IESO | 2040 | B14 | 900 | 0 | 330 | 0 | 0 | 0 | 0 | 0 | 0 | 0 | 0 | 0 | 0 | Infinite
MAPP_CA_2_IESO | MAPP_CA | IESO | 2040 | B15 | 1203 | 0 | 330 | 0 | 0 | 0 | 0 | 0 | 0 | 0 | 0 | 0 | 0 | Infinite
MAPP_CA_2_IESO | MAPP_CA | IESO | 2040 | B16 | 25 | 0 | 330 | 0 | 0 | 0 | 0 | 0 | 0 | 0 | 0 | 0 | 0 | Infinite
MAPP_CA_2_IESO | MAPP_CA | IESO | 2040 | B17 | 100 | 0 | 330 | 0 | 0 | 0 | 0 | 0 | 0 | 0 | 0 | 0 | 0 | Infinite
MAPP_CA_2_IESO | MAPP_CA | IESO | 2040 | B18 | 400 | 0 | 330 | 0 | 0 | 0 | 0 | 0 | 0 | 0 | 0 | 0 | 0 | Infinite
MAPP_CA_2_IESO | MAPP_CA | IESO | 2040 | B19 | 700 | 0 | 330 | 0 | 0 | 0 | 0 | 0 | 0 | 0 | 0 | 0 | 0 | Infinite
MAPP_CA_2_IESO | MAPP_CA | IESO | 2040 | B20 | 935 | 0 | 330 | 0 | 0 | 330 | 0 | 0 | 0 | 0 | 1.6618 | 0 | 0 | Infinite
MAPP_CA_2_IESO | MAPP_CA | IESO | 2045 | B1 | 10 | 0 | 330 | 222.15 | 0 | 258.62 | 0 | 0 | 0 | 0 | 0 | 0 | 0 | Infinite
MAPP_CA_2_IESO | MAPP_CA | IESO | 2045 | B2 | 25 | 0 | 330 | 183.08 | 0 | 219.55 | 0 | 0 | 0 | 0 | 0 | 0 | 0 | Infinite
MAPP_CA_2_IESO | MAPP_CA | IESO | 2045 | B3 | 75 | 0 | 330 | 14.34 | 0 | 50.81 | 0 | 0 | 0 | 0 | 0 | 0 | 0 | Infinite
MAPP_CA_2_IESO | MAPP_CA | IESO | 2045 | B4 | 100 | 0 | 330 | 0 | 0 | 0 | 0 | 0 | 0 | 0 | 0 | 0 | 0 | Infinite
MAPP_CA_2_IESO | MAPP_CA | IESO | 2045 | B5 | 200 | 0 | 330 | 0 | 0 | 0 | 0 | 0 | 0 | 0 | 0 | 0 | 0 | Infinite
MAPP_CA_2_IESO | MAPP_CA | IESO | 2045 | B6 | 300 | 0 | 330 | 0 | 0 | 0 | 0 | 0 | 0 | 0 | 0 | 0 | 0 | Infinite
MAPP_CA_2_IESO | MAPP_CA | IESO | 2045 | B7 | 400 | 0 | 330 | 0 | 0 | 0 | 0 | 0 | 0 | 0 | 0 | 0 | 0 | Infinite
MAPP_CA_2_IESO | MAPP_CA | IESO | 2045 | B8 | 500 | 0 | 330 | 0 | 0 | 0 | 0 | 0 | 0 | 0 | 0 | 0 | 0 | Infinite
MAPP_CA_2_IESO | MAPP_CA | IESO | 2045 | B9 | 800 | 0 | 330 | 0 | 0 | 0 | 0 | 0 | 0 | 0 | 0 | 0 | 0 | Infinite
MAPP_CA_2_IESO | MAPP_CA | IESO | 2045 | B10 | 1262 | 0 | 330 | 0 | 0 | 0 | 0 | 0 | 0 | 0 | 0 | 0 | 0 | Infinite
MAPP_CA_2_IESO | MAPP_CA | IESO | 2045 | B11 | 25 | 0 | 330 | 0 | 0 | 0 | 0 | 0 | 0 | 0 | 0 | 0 | 0 | Infinite
MAPP_CA_2_IESO | MAPP_CA | IESO | 2045 | B12 | 200 | 0 | 330 | 0 | 0 | 0 | 0 | 0 | 0 | 0 | 0 | 0 | 0 | Infinite
MAPP_CA_2_IESO | MAPP_CA | IESO | 2045 | B13 | 600 | 0 | 330 | 0 | 0 | 0 | 0 | 0 | 0 | 0 | 0 | 0 | 0 | Infinite
MAPP_CA_2_IESO | MAPP_CA | IESO | 2045 | B14 | 900 | 0 | 330 | 0 | 0 | 0 | 0 | 0 | 0 | 0 | 0 | 0 | 0 | Infinite
MAPP_CA_2_IESO | MAPP_CA | IESO | 2045 | B15 | 1203 | 0 | 330 | 0 | 0 | 0 | 0 | 0 | 0 | 0 | 0 | 0 | 0 | Infinite
MAPP_CA_2_IESO | MAPP_CA | IESO | 2045 | B16 | 25 | 0 | 330 | 0 | 0 | 0 | 0 | 0 | 0 | 0 | 0 | 0 | 0 | Infinite
MAPP_CA_2_IESO | MAPP_CA | IESO | 2045 | B17 | 100 | 0 | 330 | 0 | 0 | 0 | 0 | 0 | 0 | 0 | 0 | 0 | 0 | Infinite
MAPP_CA_2_IESO | MAPP_CA | IESO | 2045 | B18 | 400 | 0 | 330 | 0 | 0 | 0 | 0 | 0 | 0 | 0 | 0 | 0 | 0 | Infinite
MAPP_CA_2_IESO | MAPP_CA | IESO | 2045 | B19 | 700 | 0 | 330 | 0 | 0 | 0 | 0 | 0 | 0 | 0 | 0 | 0 | 0 | Infinite
MAPP_CA_2_IESO | MAPP_CA | IESO | 2045 | B20 | 935 | 0 | 330 | 0 | 0 | 330 | 0 | 0 | 0 | 0 | 0.98521 | 0 | 0 | Infinite
MAPP_CA_2_IESO | MAPP_CA | IESO | 2050 | B1 | 10 | 0 | 330 | 298.07 | 0 | 0 | 0 | 0 | 0 | 0 | 0 | 0 | 0 | Infinite
MAPP_CA_2_IESO | MAPP_CA | IESO | 2050 | B2 | 25 | 0 | 330 | 0 | 0 | 0 | 0 | 0 | 0 | 0 | 0 | 0 | 0 | Infinite
MAPP_CA_2_IESO | MAPP_CA | IESO | 2050 | B3 | 75 | 0 | 330 | 0 | 0 | 0 | 0 | 0 | 0 | 0 | 0 | 0 | 0 | Infinite
MAPP_CA_2_IESO | MAPP_CA | IESO | 2050 | B4 | 100 | 0 | 330 | 0 | 0 | 0 | 0 | 0 | 0 | 0 | 0 | 0 | 0 | Infinite
MAPP_CA_2_IESO | MAPP_CA | IESO | 2050 | B5 | 200 | 0 | 330 | 0 | 0 | 0 | 0 | 0 | 0 | 0 | 0 | 0 | 0 | Infinite
MAPP_CA_2_IESO | MAPP_CA | IESO | 2050 | B6 | 300 | 0 | 330 | 0 | 0 | 0 | 0 | 0 | 0 | 0 | 0 | 0 | 0 | Infinite
MAPP_CA_2_IESO | MAPP_CA | IESO | 2050 | B7 | 400 | 0 | 330 | 0 | 0 | 0 | 0 | 0 | 0 | 0 | 0 | 0 | 0 | Infinite
MAPP_CA_2_IESO | MAPP_CA | IESO | 2050 | B8 | 500 | 0 | 330 | 0 | 0 | 0 | 0 | 0 | 0 | 0 | 0 | 0 | 0 | Infinite
MAPP_CA_2_IESO | MAPP_CA | IESO | 2050 | B9 | 800 | 0 | 330 | 0 | 0 | 0 | 0 | 0 | 0 | 0 | 0 | 0 | 0 | Infinite
MAPP_CA_2_IESO | MAPP_CA | IESO | 2050 | B10 | 1262 | 0 | 330 | 0 | 0 | 0 | 0 | 0 | 0 | 0 | 0 | 0 | 0 | Infinite
MAPP_CA_2_IESO | MAPP_CA | IESO | 2050 | B11 | 25 | 0 | 330 | 0 | 0 | 0 | 0 | 0 | 0 | 0 | 0 | 0 | 0 | Infinite
MAPP_CA_2_IESO | MAPP_CA | IESO | 2050 | B12 | 200 | 0 | 330 | 0 | 0 | 0 | 0 | 0 | 0 | 0 | 0 | 0 | 0 | Infinite
MAPP_CA_2_IESO | MAPP_CA | IESO | 2050 | B13 | 600 | 0 | 330 | 0 | 0 | 0 | 0 | 0 | 0 | 0 | 0 | 0 | 0 | Infinite
MAPP_CA_2_IESO | MAPP_CA | IESO | 2050 | B14 | 900 | 0 | 330 | 0 | 0 | 0 | 0 | 0 | 0 | 0 | 0 | 0 | 0 | Infinite
MAPP_CA_2_IESO | MAPP_CA | IESO | 2050 | B15 | 1203 | 0 | 330 | 0 | 0 | 0 | 0 | 0 | 0 | 0 | 0 | 0 | 0 | Infinite
MAPP_CA_2_IESO | MAPP_CA | IESO | 2050 | B16 | 25 | 0 | 330 | 0 | 0 | 0 | 0 | 0 | 0 | 0 | 0 | 0 | 0 | Infinite
MAPP_CA_2_IESO | MAPP_CA | IESO | 2050 | B17 | 100 | 0 | 330 | 0 | 0 | 0 | 0 | 0 | 0 | 0 | 0 | 0 | 0 | Infinite
MAPP_CA_2_IESO | MAPP_CA | IESO | 2050 | B18 | 400 | 0 | 330 | 0 | 0 | 0 | 0 | 0 | 0 | 0 | 0 | 0 | 0 | Infinite
MAPP_CA_2_IESO | MAPP_CA | IESO | 2050 | B19 | 700 | 0 | 330 | 0 | 0 | 0 | 0 | 0 | 0 | 0 | 0 | 0 | 0 | Infinite
MAPP_CA_2_IESO | MAPP_CA | IESO | 2050 | B20 | 935 | 0 | 330 | 0 | 0 | 330 | 0 | 0 | 0 | 0 | 2.7538 | 0 | 0 | Infinite
MAPP_CA_2_MAPP_US | MAPP_CA | MAPP_US | 2015 | B1 | 10 | 0 | 372 | 0 | 0 | 0 | 0 | 0 | 0 | 0 | 0 | 0 | 0 | 0
MAPP_CA_2_MAPP_US | MAPP_CA | MAPP_US | 2015 | B2 | 25 | 0 | 372 | 0 | 0 | 0 | 0 | 0 | 0 | 0 | 0 | 0 | 0 | 0
MAPP_CA_2_MAPP_US | MAPP_CA | MAPP_US | 2015 | B3 | 75 | 0 | 372 | 0 | 0 | 0 | 0 | 0 | 0 | 0 | 0 | 0 | 0 | 0
MAPP_CA_2_MAPP_US | MAPP_CA | MAPP_US | 2015 | B4 | 100 | 0 | 372 | 0 | 0 | 0 | 0 | 0 | 0 | 0 | 0 | 0 | 0 | 0
MAPP_CA_2_MAPP_US | MAPP_CA | MAPP_US | 2015 | B5 | 200 | 0 | 372 | 0 | 0 | 0 | 0 | 0 | 0 | 0 | 0 | 0 | 0 | 0
MAPP_CA_2_MAPP_US | MAPP_CA | MAPP_US | 2015 | B6 | 300 | 0 | 372 | 0 | 0 | 0 | 0 | 0 | 0 | 0 | 0 | 0 | 0 | 0
MAPP_CA_2_MAPP_US | MAPP_CA | MAPP_US | 2015 | B7 | 400 | 0 | 372 | 0 | 0 | 0 | 0 | 0 | 0 | 0 | 0 | 0 | 0 | 0
MAPP_CA_2_MAPP_US | MAPP_CA | MAPP_US | 2015 | B8 | 500 | 0 | 372 | 0 | 0 | 0 | 0 | 0 | 0 | 0 | 0 | 0 | 0 | 0
MAPP_CA_2_MAPP_US | MAPP_CA | MAPP_US | 2015 | B9 | 800 | 0 | 372 | 0 | 0 | 0 | 0 | 0 | 0 | 0 | 0 | 0 | 0 | 0
MAPP_CA_2_MAPP_US | MAPP_CA | MAPP_US | 2015 | B10 | 1262 | 0 | 372 | 0 | 0 | 0 | 0 | 0 | 0 | 0 | 0 | 0 | 0 | 0
MAPP_CA_2_MAPP_US | MAPP_CA | MAPP_US | 2015 | B11 | 25 | 0 | 372 | 0 | 0 | 0 | 0 | 0 | 0 | 0 | 0 | 0 | 0 | 0
MAPP_CA_2_MAPP_US | MAPP_CA | MAPP_US | 2015 | B12 | 200 | 0 | 372 | 0 | 0 | 0 | 0 | 0 | 0 | 0 | 0 | 0 | 0 | 0
MAPP_CA_2_MAPP_US | MAPP_CA | MAPP_US | 2015 | B13 | 600 | 0 | 372 | 0 | 0 | 0 | 0 | 0 | 0 | 0 | 0 | 0 | 0 | 0
MAPP_CA_2_MAPP_US | MAPP_CA | MAPP_US | 2015 | B14 | 900 | 0 | 372 | 0 | 0 | 0 | 0 | 0 | 0 | 0 | 0 | 0 | 0 | 0
MAPP_CA_2_MAPP_US | MAPP_CA | MAPP_US | 2015 | B15 | 1203 | 0 | 372 | 0 | 0 | 0 | 0 | 0 | 0 | 0 | 0 | 0 | 0 | 0
MAPP_CA_2_MAPP_US | MAPP_CA | MAPP_US | 2015 | B16 | 25 | 0 | 372 | 0 | 0 | 0 | 0 | 0 | 0 | 0 | 0 | 0 | 0 | 0
MAPP_CA_2_MAPP_US | MAPP_CA | MAPP_US | 2015 | B17 | 100 | 0 | 372 | 0 | 0 | 0 | 0 | 0 | 0 | 0 | 0 | 0 | 0 | 0
MAPP_CA_2_MAPP_US | MAPP_CA | MAPP_US | 2015 | B18 | 400 | 0 | 372 | 0 | 0 | 0 | 0 | 0 | 0 | 0 | 0 | 0 | 0 | 0
MAPP_CA_2_MAPP_US | MAPP_CA | MAPP_US | 2015 | B19 | 700 | 0 | 372 | 0 | 0 | 0 | 0 | 0 | 0 | 0 | 0 | 0 | 0 | 0
MAPP_CA_2_MAPP_US | MAPP_CA | MAPP_US | 2015 | B20 | 935 | 0 | 372 | 0 | 0 | 0 | 0 | 0 | 0 | 0 | 0 | 0 | 0 | 0
MAPP_CA_2_MAPP_US | MAPP_CA | MAPP_US | 2020 | B1 | 10 | 0 | 372 | 0 | 0 | 0 | 0 | 0 | 0 | 0 | 0 | 0 | 0 | 0
MAPP_CA_2_MAPP_US | MAPP_CA | MAPP_US | 2020 | B2 | 25 | 0 | 372 | 0 | 0 | 0 | 0 | 0 | 0 | 0 | 0 | 0 | 0 | 0
MAPP_CA_2_MAPP_US | MAPP_CA | MAPP_US | 2020 | B3 | 75 | 0 | 372 | 0 | 0 | 0 | 0 | 0 | 0 | 0 | 0 | 0 | 0 | 0
MAPP_CA_2_MAPP_US | MAPP_CA | MAPP_US | 2020 | B4 | 100 | 0 | 372 | 30.33 | 0 | 0 | 0 | 0 | 0 | 0 | 0 | 0 | 0 | 0
MAPP_CA_2_MAPP_US | MAPP_CA | MAPP_US | 2020 | B5 | 200 | 0 | 372 | 89.56 | 0 | 0 | 0 | 0 | 0 | 0 | 0 | 0 | 0 | 0
MAPP_CA_2_MAPP_US | MAPP_CA | MAPP_US | 2020 | B6 | 300 | 0 | 372 | 0 | 0 | 0 | 0 | 0 | 0 | 0 | 0 | 0 | 0 | 0
MAPP_CA_2_MAPP_US | MAPP_CA | MAPP_US | 2020 | B7 | 400 | 0 | 372 | 0 | 0 | 0 | 0 | 0 | 0 | 0 | 0 | 0 | 0 | 0
MAPP_CA_2_MAPP_US | MAPP_CA | MAPP_US | 2020 | B8 | 500 | 0 | 372 | 0 | 0 | 0 | 0 | 0 | 0 | 0 | 0 | 0 | 0 | 0
MAPP_CA_2_MAPP_US | MAPP_CA | MAPP_US | 2020 | B9 | 800 | 0 | 372 | 0 | 0 | 0 | 0 | 0 | 0 | 0 | 0 | 0 | 0 | 0
MAPP_CA_2_MAPP_US | MAPP_CA | MAPP_US | 2020 | B10 | 1262 | 0 | 372 | 0 | 0 | 0 | 0 | 0 | 0 | 0 | 0 | 0 | 0 | 0
MAPP_CA_2_MAPP_US | MAPP_CA | MAPP_US | 2020 | B11 | 25 | 0 | 372 | 41.49 | 0 | 0 | 0 | 0 | 0 | 0 | 0 | 0 | 0 | 0
MAPP_CA_2_MAPP_US | MAPP_CA | MAPP_US | 2020 | B12 | 200 | 0 | 372 | 0 | 0 | 0 | 0 | 0 | 0 | 0 | 0 | 0 | 0 | 0
MAPP_CA_2_MAPP_US | MAPP_CA | MAPP_US | 2020 | B13 | 600 | 0 | 372 | 0 | 0 | 0 | 0 | 0 | 0 | 0 | 0 | 0 | 0 | 0
MAPP_CA_2_MAPP_US | MAPP_CA | MAPP_US | 2020 | B14 | 900 | 0 | 372 | 0 | 0 | 0 | 0 | 0 | 0 | 0 | 0 | 0 | 0 | 0
MAPP_CA_2_MAPP_US | MAPP_CA | MAPP_US | 2020 | B15 | 1203 | 0 | 372 | 0 | 0 | 0 | 0 | 0 | 0 | 0 | 0 | 0 | 0 | 0
MAPP_CA_2_MAPP_US | MAPP_CA | MAPP_US | 2020 | B16 | 25 | 0 | 372 | 0 | 0 | 0 | 0 | 0 | 0 | 0 | 0 | 0 | 0 | 0
MAPP_CA_2_MAPP_US | MAPP_CA | MAPP_US | 2020 | B17 | 100 | 0 | 372 | 0 | 0 | 0 | 0 | 0 | 0 | 0 | 0 | 0 | 0 | 0
MAPP_CA_2_MAPP_US | MAPP_CA | MAPP_US | 2020 | B18 | 400 | 0 | 372 | 0 | 0 | 0 | 0 | 0 | 0 | 0 | 0 | 0 | 0 | 0
MAPP_CA_2_MAPP_US | MAPP_CA | MAPP_US | 2020 | B19 | 700 | 0 | 372 | 0 | 0 | 0 | 0 | 0 | 0 | 0 | 0 | 0 | 0 | 0
MAPP_CA_2_MAPP_US | MAPP_CA | MAPP_US | 2020 | B20 | 935 | 0 | 372 | 0 | 0 | 0 | 0 | 0 | 0 | 0 | 0 | 0 | 0 | 0
MAPP_CA_2_MAPP_US | MAPP_CA | MAPP_US | 2025 | B1 | 10 | 0 | 372 | 0 | 0 | 0 | 0 | 0 | 0 | 0 | 0 | 0 | 0 | 0
MAPP_CA_2_MAPP_US | MAPP_CA | MAPP_US | 2025 | B2 | 25 | 0 | 372 | 0 | 0 | 0 | 0 | 0 | 0 | 0 | 0 | 0 | 0 | 0
MAPP_CA_2_MAPP_US | MAPP_CA | MAPP_US | 2025 | B3 | 75 | 0 | 372 | 64.32 | 0 | 0 | 0 | 0 | 0 | 0 | 0 | 0 | 0 | 0
MAPP_CA_2_MAPP_US | MAPP_CA | MAPP_US | 2025 | B4 | 100 | 0 | 372 | 58.62 | 0 | 0 | 0 | 0 | 0 | 0 | 0 | 0 | 0 | 0
MAPP_CA_2_MAPP_US | MAPP_CA | MAPP_US | 2025 | B5 | 200 | 0 | 372 | 45.56 | 0 | 0 | 0 | 0 | 0 | 0 | 0 | 0 | 0 | 0
MAPP_CA_2_MAPP_US | MAPP_CA | MAPP_US | 2025 | B6 | 300 | 0 | 372 | 0 | 0 | 0 | 0 | 0 | 0 | 0 | 0 | 0 | 0 | 0
MAPP_CA_2_MAPP_US | MAPP_CA | MAPP_US | 2025 | B7 | 400 | 0 | 372 | 0 | 0 | 0 | 0 | 0 | 0 | 0 | 0 | 0 | 0 | 0
MAPP_CA_2_MAPP_US | MAPP_CA | MAPP_US | 2025 | B8 | 500 | 0 | 372 | 0 | 0 | 0 | 0 | 0 | 0 | 0 | 0 | 0 | 0 | 0
MAPP_CA_2_MAPP_US | MAPP_CA | MAPP_US | 2025 | B9 | 800 | 0 | 372 | 0 | 0 | 0 | 0 | 0 | 0 | 0 | 0 | 0 | 0 | 0
MAPP_CA_2_MAPP_US | MAPP_CA | MAPP_US | 2025 | B10 | 1262 | 0 | 372 | 0 | 0 | 0 | 0 | 0 | 0 | 0 | 0 | 0 | 0 | 0
MAPP_CA_2_MAPP_US | MAPP_CA | MAPP_US | 2025 | B11 | 25 | 0 | 372 | 0 | 0 | 0 | 0 | 0 | 0 | 0 | 0 | 0 | 0 | 0
MAPP_CA_2_MAPP_US | MAPP_CA | MAPP_US | 2025 | B12 | 200 | 0 | 372 | 0 | 0 | 0 | 0 | 0 | 0 | 0 | 0 | 0 | 0 | 0
MAPP_CA_2_MAPP_US | MAPP_CA | MAPP_US | 2025 | B13 | 600 | 0 | 372 | 0 | 0 | 0 | 0 | 0 | 0 | 0 | 0 | 0 | 0 | 0
MAPP_CA_2_MAPP_US | MAPP_CA | MAPP_US | 2025 | B14 | 900 | 0 | 372 | 0 | 0 | 0 | 0 | 0 | 0 | 0 | 0 | 0 | 0 | 0
MAPP_CA_2_MAPP_US | MAPP_CA | MAPP_US | 2025 | B15 | 1203 | 0 | 372 | 0 | 0 | 0 | 0 | 0 | 0 | 0 | 0 | 0 | 0 | 0
MAPP_CA_2_MAPP_US | MAPP_CA | MAPP_US | 2025 | B16 | 25 | 0 | 372 | 0 | 0 | 0 | 0 | 0 | 0 | 0 | 0 | 0 | 0 | 0
MAPP_CA_2_MAPP_US | MAPP_CA | MAPP_US | 2025 | B17 | 100 | 0 | 372 | 0 | 0 | 0 | 0 | 0 | 0 | 0 | 0 | 0 | 0 | 0
MAPP_CA_2_MAPP_US | MAPP_CA | MAPP_US | 2025 | B18 | 400 | 0 | 372 | 0 | 0 | 0 | 0 | 0 | 0 | 0 | 0 | 0 | 0 | 0
MAPP_CA_2_MAPP_US | MAPP_CA | MAPP_US | 2025 | B19 | 700 | 0 | 372 | 0 | 0 | 0 | 0 | 0 | 0 | 0 | 0 | 0 | 0 | 0
MAPP_CA_2_MAPP_US | MAPP_CA | MAPP_US | 2025 | B20 | 935 | 0 | 372 | 0 | 0 | 0 | 0 | 0 | 0 | 0 | 0 | 0 | 0 | 0
MAPP_CA_2_MAPP_US | MAPP_CA | MAPP_US | 2030 | B1 | 10 | 0 | 372 | 372 | 0 | 0 | 0 | 0 | 24.559 | 0 | 0 | 0.33414 | 0 | 2.9731
MAPP_CA_2_MAPP_US | MAPP_CA | MAPP_US | 2030 | B2 | 25 | 0 | 372 | 372 | 0 | 0 | 0 | 0 | 24.0368 | 0 | 0 | 0.81758 | 0 | 2.9731
MAPP_CA_2_MAPP_US | MAPP_CA | MAPP_US | 2030 | B3 | 75 | 0 | 372 | 372 | 0 | 0 | 0 | 0 | 24.0368 | 0 | 0 | 2.4527 | 0 | 2.9731
MAPP_CA_2_MAPP_US | MAPP_CA | MAPP_US | 2030 | B4 | 100 | 0 | 372 | 372 | 0 | 0 | 0 | 0 | 22.8498 | 0 | 0 | 3.1088 | 0 | 2.9731
MAPP_CA_2_MAPP_US | MAPP_CA | MAPP_US | 2030 | B5 | 200 | 0 | 372 | 372 | 0 | 0 | 0 | 0 | 17.6151 | 0 | 0 | 4.7932 | 0 | 2.9731
MAPP_CA_2_MAPP_US | MAPP_CA | MAPP_US | 2030 | B6 | 300 | 0 | 372 | 372 | 0 | 0 | 0 | 0 | 0.84277 | 0 | 0 | 0.34399 | 0 | 2.9731
MAPP_CA_2_MAPP_US | MAPP_CA | MAPP_US | 2030 | B7 | 400 | 0 | 372 | 0 | 0 | 0 | 0 | 0 | 0 | 0 | 0 | 0 | 0 | 2.9731
MAPP_CA_2_MAPP_US | MAPP_CA | MAPP_US | 2030 | B8 | 500 | 0 | 372 | 0 | 0 | 0 | 0 | 0 | 0 | 0 | 0 | 0 | 0 | 2.9731
MAPP_CA_2_MAPP_US | MAPP_CA | MAPP_US | 2030 | B9 | 800 | 0 | 372 | 0 | 0 | 0 | 0 | 0 | 0 | 0 | 0 | 0 | 0 | 2.9731
MAPP_CA_2_MAPP_US | MAPP_CA | MAPP_US | 2030 | B10 | 1262 | 0 | 372 | 0 | 0 | 0 | 0 | 0 | 0 | 0 | 0 | 0 | 0 | 2.9731
MAPP_CA_2_MAPP_US | MAPP_CA | MAPP_US | 2030 | B11 | 25 | 0 | 372 | 372 | 0 | 0 | 0 | 0 | 1.2345 | 0 | 0 | 0.041989 | 0 | 2.9731
MAPP_CA_2_MAPP_US | MAPP_CA | MAPP_US | 2030 | B12 | 200 | 0 | 372 | 0 | 0 | 0 | 0 | 0 | 0 | 0 | 0 | 0 | 0 | 2.9731
MAPP_CA_2_MAPP_US | MAPP_CA | MAPP_US | 2030 | B13 | 600 | 0 | 372 | 0 | 0 | 0 | 0 | 0 | 0 | 0 | 0 | 0 | 0 | 2.9731
MAPP_CA_2_MAPP_US | MAPP_CA | MAPP_US | 2030 | B14 | 900 | 0 | 372 | 0 | 0 | 0 | 0 | 0 | 0 | 0 | 0 | 0 | 0 | 2.9731
MAPP_CA_2_MAPP_US | MAPP_CA | MAPP_US | 2030 | B15 | 1203 | 0 | 372 | 0 | 0 | 0 | 0 | 0 | 0 | 0 | 0 | 0 | 0 | 2.9731
MAPP_CA_2_MAPP_US | MAPP_CA | MAPP_US | 2030 | B16 | 25 | 0 | 372 | 0 | 0 | 0 | 0 | 0 | 0 | 0 | 0 | 0 | 0 | 2.9731
MAPP_CA_2_MAPP_US | MAPP_CA | MAPP_US | 2030 | B17 | 100 | 0 | 372 | 0 | 0 | 0 | 0 | 0 | 0 | 0 | 0 | 0 | 0 | 2.9731
MAPP_CA_2_MAPP_US | MAPP_CA | MAPP_US | 2030 | B18 | 400 | 0 | 372 | 0 | 0 | 0 | 0 | 0 | 0 | 0 | 0 | 0 | 0 | 2.9731
MAPP_CA_2_MAPP_US | MAPP_CA | MAPP_US | 2030 | B19 | 700 | 0 | 372 | 0 | 0 | 0 | 0 | 0 | 0 | 0 | 0 | 0 | 0 | 2.9731
MAPP_CA_2_MAPP_US | MAPP_CA | MAPP_US | 2030 | B20 | 935 | 0 | 372 | 0 | 0 | 0 | 0 | 0 | 0 | 0 | 0 | 0 | 0 | 2.9731
MAPP_CA_2_MAPP_US | MAPP_CA | MAPP_US | 2035 | B1 | 10 | 0 | 372 | 372 | 0 | 0 | 0 | 0 | 28.31 | 0 | 0 | 0.38517 | 0 | 4.5695
MAPP_CA_2_MAPP_US | MAPP_CA | MAPP_US | 2035 | B2 | 25 | 0 | 372 | 372 | 0 | 0 | 0 | 0 | 26.3395 | 0 | 0 | 0.8959 | 0 | 4.5695
MAPP_CA_2_MAPP_US | MAPP_CA | MAPP_US | 2035 | B3 | 75 | 0 | 372 | 372 | 0 | 0 | 0 | 0 | 26.6482 | 0 | 0 | 2.7192 | 0 | 4.5695
MAPP_CA_2_MAPP_US | MAPP_CA | MAPP_US | 2035 | B4 | 100 | 0 | 372 | 372 | 0 | 0 | 0 | 0 | 25.1525 | 0 | 0 | 3.4221 | 0 | 4.5695
MAPP_CA_2_MAPP_US | MAPP_CA | MAPP_US | 2035 | B5 | 200 | 0 | 372 | 372 | 0 | 0 | 0 | 0 | 25.1525 | 0 | 0 | 6.8442 | 0 | 4.5695
MAPP_CA_2_MAPP_US | MAPP_CA | MAPP_US | 2035 | B6 | 300 | 0 | 372 | 372 | 0 | 0 | 0 | 0 | 9.6384 | 0 | 0 | 3.9341 | 0 | 4.5695
MAPP_CA_2_MAPP_US | MAPP_CA | MAPP_US | 2035 | B7 | 400 | 0 | 372 | 0 | 0 | 0 | 0 | 0 | 0 | 0 | 0 | 0 | 0 | 4.5695
MAPP_CA_2_MAPP_US | MAPP_CA | MAPP_US | 2035 | B8 | 500 | 0 | 372 | 0 | 0 | 0 | 0 | 0 | 0 | 0 | 0 | 0 | 0 | 4.5695
MAPP_CA_2_MAPP_US | MAPP_CA | MAPP_US | 2035 | B9 | 800 | 0 | 372 | 0 | 0 | 0 | 0 | 0 | 0 | 0 | 0 | 0 | 0 | 4.5695
MAPP_CA_2_MAPP_US | MAPP_CA | MAPP_US | 2035 | B10 | 1262 | 0 | 372 | 0 | 0 | 0 | 0 | 0 | 0 | 0 | 0 | 0 | 0 | 4.5695
MAPP_CA_2_MAPP_US | MAPP_CA | MAPP_US | 2035 | B11 | 25 | 0 | 372 | 372 | 0 | 0 | 0 | 0 | 2.279 | 0 | 0 | 0.077518 | 0 | 4.5695
MAPP_CA_2_MAPP_US | MAPP_CA | MAPP_US | 2035 | B12 | 200 | 0 | 372 | 0 | 0 | 0 | 0 | 0 | 0 | 0 | 0 | 0 | 0 | 4.5695
MAPP_CA_2_MAPP_US | MAPP_CA | MAPP_US | 2035 | B13 | 600 | 0 | 372 | 0 | 0 | 0 | 0 | 0 | 0 | 0 | 0 | 0 | 0 | 4.5695
MAPP_CA_2_MAPP_US | MAPP_CA | MAPP_US | 2035 | B14 | 900 | 0 | 372 | 0 | 0 | 0 | 0 | 0 | 0 | 0 | 0 | 0 | 0 | 4.5695
MAPP_CA_2_MAPP_US | MAPP_CA | MAPP_US | 2035 | B15 | 1203 | 0 | 372 | 0 | 0 | 0 | 0 | 0 | 0 | 0 | 0 | 0 | 0 | 4.5695
MAPP_CA_2_MAPP_US | MAPP_CA | MAPP_US | 2035 | B16 | 25 | 0 | 372 | 0 | 0 | 0 | 0 | 0 | 0 | 0 | 0 | 0 | 0 | 4.5695
MAPP_CA_2_MAPP_US | MAPP_CA | MAPP_US | 2035 | B17 | 100 | 0 | 372 | 0 | 0 | 0 | 0 | 0 | 0 | 0 | 0 | 0 | 0 | 4.5695
MAPP_CA_2_MAPP_US | MAPP_CA | MAPP_US | 2035 | B18 | 400 | 0 | 372 | 0 | 0 | 0 | 0 | 0 | 0 | 0 | 0 | 0 | 0 | 4.5695
MAPP_CA_2_MAPP_US | MAPP_CA | MAPP_US | 2035 | B19 | 700 | 0 | 372 | 0 | 0 | 0 | 0 | 0 | 0 | 0 | 0 | 0 | 0 | 4.5695
MAPP_CA_2_MAPP_US | MAPP_CA | MAPP_US | 2035 | B20 | 935 | 0 | 372 | 0 | 0 | 0 | 0 | 0 | 0 | 0 | 0 | 0 | 0 | 4.5695
MAPP_CA_2_MAPP_US | MAPP_CA | MAPP_US | 2040 | B1 | 10 | 0 | 372 | 372 | 0 | 0 | 0 | 0 | 31.7048 | 0 | 0 | 0.72885 | 0 | 3.287
MAPP_CA_2_MAPP_US | MAPP_CA | MAPP_US | 2040 | B2 | 25 | 0 | 372 | 372 | 0 | 0 | 0 | 0 | 28.7848 | 0 | 0 | 1.6543 | 0 | 3.287
MAPP_CA_2_MAPP_US | MAPP_CA | MAPP_US | 2040 | B3 | 75 | 0 | 372 | 372 | 0 | 0 | 0 | 0 | 16.0126 | 0 | 0 | 2.7608 | 0 | 3.287
MAPP_CA_2_MAPP_US | MAPP_CA | MAPP_US | 2040 | B4 | 100 | 0 | 372 | 372 | 0 | 0 | 0 | 0 | 10.042 | 0 | 0 | 2.3085 | 0 | 3.287
MAPP_CA_2_MAPP_US | MAPP_CA | MAPP_US | 2040 | B5 | 200 | 0 | 372 | 372 | 0 | 0 | 0 | 0 | 12.1786 | 0 | 0 | 5.5994 | 0 | 3.287
MAPP_CA_2_MAPP_US | MAPP_CA | MAPP_US | 2040 | B6 | 300 | 0 | 372 | 281.76 | 0 | 0 | 0 | 0 | 0 | 0 | 0 | 0 | 0 | 3.287
MAPP_CA_2_MAPP_US | MAPP_CA | MAPP_US | 2040 | B7 | 400 | 0 | 372 | 0 | 0 | 0 | 0 | 0 | 0 | 0 | 0 | 0 | 0 | 3.287
MAPP_CA_2_MAPP_US | MAPP_CA | MAPP_US | 2040 | B8 | 500 | 0 | 372 | 0 | 0 | 0 | 0 | 0 | 0 | 0 | 0 | 0 | 0 | 3.287
MAPP_CA_2_MAPP_US | MAPP_CA | MAPP_US | 2040 | B9 | 800 | 0 | 372 | 0 | 0 | 0 | 0 | 0 | 0 | 0 | 0 | 0 | 0 | 3.287
MAPP_CA_2_MAPP_US | MAPP_CA | MAPP_US | 2040 | B10 | 1262 | 0 | 372 | 0 | 0 | 0 | 0 | 0 | 0 | 0 | 0 | 0 | 0 | 3.287
MAPP_CA_2_MAPP_US | MAPP_CA | MAPP_US | 2040 | B11 | 25 | 0 | 372 | 372 | 0 | 0 | 0 | 0 | 1.6737 | 0 | 0 | 0.096188 | 0 | 3.287
MAPP_CA_2_MAPP_US | MAPP_CA | MAPP_US | 2040 | B12 | 200 | 0 | 372 | 0 | 0 | 0 | 0 | 0 | 0 | 0 | 0 | 0 | 0 | 3.287
MAPP_CA_2_MAPP_US | MAPP_CA | MAPP_US | 2040 | B13 | 600 | 0 | 372 | 0 | 0 | 0 | 0 | 0 | 0 | 0 | 0 | 0 | 0 | 3.287
MAPP_CA_2_MAPP_US | MAPP_CA | MAPP_US | 2040 | B14 | 900 | 0 | 372 | 0 | 0 | 0 | 0 | 0 | 0 | 0 | 0 | 0 | 0 | 3.287
MAPP_CA_2_MAPP_US | MAPP_CA | MAPP_US | 2040 | B15 | 1203 | 0 | 372 | 0 | 0 | 0 | 0 | 0 | 0 | 0 | 0 | 0 | 0 | 3.287
MAPP_CA_2_MAPP_US | MAPP_CA | MAPP_US | 2040 | B16 | 25 | 0 | 372 | 0 | 0 | 0 | 0 | 0 | 0 | 0 | 0 | 0 | 0 | 3.287
MAPP_CA_2_MAPP_US | MAPP_CA | MAPP_US | 2040 | B17 | 100 | 0 | 372 | 0 | 0 | 0 | 0 | 0 | 0 | 0 | 0 | 0 | 0 | 3.287
MAPP_CA_2_MAPP_US | MAPP_CA | MAPP_US | 2040 | B18 | 400 | 0 | 372 | 0 | 0 | 0 | 0 | 0 | 0 | 0 | 0 | 0 | 0 | 3.287
MAPP_CA_2_MAPP_US | MAPP_CA | MAPP_US | 2040 | B19 | 700 | 0 | 372 | 0 | 0 | 0 | 0 | 0 | 0 | 0 | 0 | 0 | 0 | 3.287
MAPP_CA_2_MAPP_US | MAPP_CA | MAPP_US | 2040 | B20 | 935 | 0 | 372 | 0 | 0 | 0 | 0 | 0 | 0 | 0 | 0 | 0 | 0 | 3.287
MAPP_CA_2_MAPP_US | MAPP_CA | MAPP_US | 2045 | B1 | 10 | 0 | 372 | 372 | 0 | 372 | 0 | 0 | 0.92586 | 0 | 0.42732 | 0.068582 | 0 | 0.45128
MAPP_CA_2_MAPP_US | MAPP_CA | MAPP_US | 2045 | B2 | 25 | 0 | 372 | 372 | 0 | 372 | 0 | 0 | 0.65285 | 0 | 0.42732 | 0.1209 | 0 | 0.45128
MAPP_CA_2_MAPP_US | MAPP_CA | MAPP_US | 2045 | B3 | 75 | 0 | 372 | 372 | 0 | 372 | 0 | 0 | 2.1366 | 0 | 1.7211 | 1.187 | 0 | 0.45128
MAPP_CA_2_MAPP_US | MAPP_CA | MAPP_US | 2045 | B4 | 100 | 0 | 372 | 283.69 | 0 | 320.17 | 0 | 0 | 0 | 0 | 0 | 0 | 0 | 0.45128
MAPP_CA_2_MAPP_US | MAPP_CA | MAPP_US | 2045 | B5 | 200 | 0 | 372 | 183.86 | 0 | 220.33 | 0 | 0 | 0 | 0 | 0 | 0 | 0 | 0.45128
MAPP_CA_2_MAPP_US | MAPP_CA | MAPP_US | 2045 | B6 | 300 | 0 | 372 | 343.46 | 0 | 372 | 0 | 0 | 0 | 0 | 0.55789 | 0 | 0 | 0.45128
MAPP_CA_2_MAPP_US | MAPP_CA | MAPP_US | 2045 | B7 | 400 | 0 | 372 | 0 | 0 | 0 | 0 | 0 | 0 | 0 | 0 | 0 | 0 | 0.45128
MAPP_CA_2_MAPP_US | MAPP_CA | MAPP_US | 2045 | B8 | 500 | 0 | 372 | 0 | 0 | 0 | 0 | 0 | 0 | 0 | 0 | 0 | 0 | 0.45128
MAPP_CA_2_MAPP_US | MAPP_CA | MAPP_US | 2045 | B9 | 800 | 0 | 372 | 0 | 0 | 0 | 0 | 0 | 0 | 0 | 0 | 0 | 0 | 0.45128
MAPP_CA_2_MAPP_US | MAPP_CA | MAPP_US | 2045 | B10 | 1262 | 0 | 372 | 0 | 0 | 0 | 0 | 0 | 0 | 0 | 0 | 0 | 0 | 0.45128
MAPP_CA_2_MAPP_US | MAPP_CA | MAPP_US | 2045 | B11 | 25 | 0 | 372 | 372 | 0 | 288.07 | 0 | 0 | 2.3146 | 0 | 0 | 0.42864 | 0 | 0.45128
MAPP_CA_2_MAPP_US | MAPP_CA | MAPP_US | 2045 | B12 | 200 | 0 | 372 | 0 | 0 | 0 | 0 | 0 | 0 | 0 | 0 | 0 | 0 | 0.45128
MAPP_CA_2_MAPP_US | MAPP_CA | MAPP_US | 2045 | B13 | 600 | 0 | 372 | 0 | 0 | 0 | 0 | 0 | 0 | 0 | 0 | 0 | 0 | 0.45128
MAPP_CA_2_MAPP_US | MAPP_CA | MAPP_US | 2045 | B14 | 900 | 0 | 372 | 0 | 0 | 0 | 0 | 0 | 0 | 0 | 0 | 0 | 0 | 0.45128
MAPP_CA_2_MAPP_US | MAPP_CA | MAPP_US | 2045 | B15 | 1203 | 0 | 372 | 0 | 0 | 0 | 0 | 0 | 0 | 0 | 0 | 0 | 0 | 0.45128
MAPP_CA_2_MAPP_US | MAPP_CA | MAPP_US | 2045 | B16 | 25 | 0 | 372 | 0 | 0 | 0 | 0 | 0 | 0 | 0 | 0 | 0 | 0 | 0.45128
MAPP_CA_2_MAPP_US | MAPP_CA | MAPP_US | 2045 | B17 | 100 | 0 | 372 | 0 | 0 | 0 | 0 | 0 | 0 | 0 | 0 | 0 | 0 | 0.45128
MAPP_CA_2_MAPP_US | MAPP_CA | MAPP_US | 2045 | B18 | 400 | 0 | 372 | 0 | 0 | 0 | 0 | 0 | 0 | 0 | 0 | 0 | 0 | 0.45128
MAPP_CA_2_MAPP_US | MAPP_CA | MAPP_US | 2045 | B19 | 700 | 0 | 372 | 0 | 0 | 0 | 0 | 0 | 0 | 0 | 0 | 0 | 0 | 0.45128
MAPP_CA_2_MAPP_US | MAPP_CA | MAPP_US | 2045 | B20 | 935 | 0 | 372 | 0 | 0 | 0 | 0 | 0 | 0 | 0 | 0 | 0 | 0 | 0.45128
MAPP_CA_2_MAPP_US | MAPP_CA | MAPP_US | 2050 | B1 | 10 | 0 | 372 | 0 | 0 | 334.44 | 0 | 0 | 0 | 0 | 0 | 0 | 0 | 0
MAPP_CA_2_MAPP_US | MAPP_CA | MAPP_US | 2050 | B2 | 25 | 0 | 372 | 257.41 | 0 | 293.88 | 0 | 0 | 0 | 0 | 0 | 0 | 0 | 0
MAPP_CA_2_MAPP_US | MAPP_CA | MAPP_US | 2050 | B3 | 75 | 0 | 372 | 88.86 | 0 | 125.33 | 0 | 0 | 0 | 0 | 0 | 0 | 0 | 0
MAPP_CA_2_MAPP_US | MAPP_CA | MAPP_US | 2050 | B4 | 100 | 0 | 372 | 244.42 | 0 | 26.79 | 0 | 0 | 0 | 0 | 0 | 0 | 0 | 0
MAPP_CA_2_MAPP_US | MAPP_CA | MAPP_US | 2050 | B5 | 200 | 0 | 372 | 0 | 0 | 0 | 0 | 0 | 0 | 0 | 0 | 0 | 0 | 0
MAPP_CA_2_MAPP_US | MAPP_CA | MAPP_US | 2050 | B6 | 300 | 0 | 372 | 58.57 | 0 | 0 | 0 | 0 | 0 | 0 | 0 | 0 | 0 | 0
MAPP_CA_2_MAPP_US | MAPP_CA | MAPP_US | 2050 | B7 | 400 | 0 | 372 | 0 | 0 | 0 | 0 | 0 | 0 | 0 | 0 | 0 | 0 | 0
MAPP_CA_2_MAPP_US | MAPP_CA | MAPP_US | 2050 | B8 | 500 | 0 | 372 | 0 | 0 | 0 | 0 | 0 | 0 | 0 | 0 | 0 | 0 | 0
MAPP_CA_2_MAPP_US | MAPP_CA | MAPP_US | 2050 | B9 | 800 | 0 | 372 | 0 | 0 | 0 | 0 | 0 | 0 | 0 | 0 | 0 | 0 | 0
MAPP_CA_2_MAPP_US | MAPP_CA | MAPP_US | 2050 | B10 | 1262 | 0 | 372 | 0 | 0 | 0 | 0 | 0 | 0 | 0 | 0 | 0 | 0 | 0
MAPP_CA_2_MAPP_US | MAPP_CA | MAPP_US | 2050 | B11 | 25 | 0 | 372 | 18.29 | 0 | 18.29 | 0 | 0 | 0 | 0 | 0 | 0 | 0 | 0
MAPP_CA_2_MAPP_US | MAPP_CA | MAPP_US | 2050 | B12 | 200 | 0 | 372 | 0 | 0 | 0 | 0 | 0 | 0 | 0 | 0 | 0 | 0 | 0
MAPP_CA_2_MAPP_US | MAPP_CA | MAPP_US | 2050 | B13 | 600 | 0 | 372 | 0 | 0 | 0 | 0 | 0 | 0 | 0 | 0 | 0 | 0 | 0
MAPP_CA_2_MAPP_US | MAPP_CA | MAPP_US | 2050 | B14 | 900 | 0 | 372 | 0 | 0 | 0 | 0 | 0 | 0 | 0 | 0 | 0 | 0 | 0
MAPP_CA_2_MAPP_US | MAPP_CA | MAPP_US | 2050 | B15 | 1203 | 0 | 372 | 0 | 0 | 0 | 0 | 0 | 0 | 0 | 0 | 0 | 0 | 0
MAPP_CA_2_MAPP_US | MAPP_CA | MAPP_US | 2050 | B16 | 25 | 0 | 372 | 0 | 0 | 0 | 0 | 0 | 0 | 0 | 0 | 0 | 0 | 0
MAPP_CA_2_MAPP_US | MAPP_CA | MAPP_US | 2050 | B17 | 100 | 0 | 372 | 0 | 0 | 0 | 0 | 0 | 0 | 0 | 0 | 0 | 0 | 0
MAPP_CA_2_MAPP_US | MAPP_CA | MAPP_US | 2050 | B18 | 400 | 0 | 372 | 0 | 0 | 0 | 0 | 0 | 0 | 0 | 0 | 0 | 0 | 0
MAPP_CA_2_MAPP_US | MAPP_CA | MAPP_US | 2050 | B19 | 700 | 0 | 372 | 0 | 0 | 0 | 0 | 0 | 0 | 0 | 0 | 0 | 0 | 0
MAPP_CA_2_MAPP_US | MAPP_CA | MAPP_US | 2050 | B20 | 935 | 0 | 372 | 0 | 0 | 0 | 0 | 0 | 0 | 0 | 0 | 0 | 0 | 0
MAPP_CA_2_MISO_W | MAPP_CA | MISO_W | 2015 | B1 | 10 | 0 | 1970 | 1970 | 0 | 1970 | 0 | 367.45 | 7.8461 | 0 | 1.365 | 0.19137 | 0 | 1.3821
MAPP_CA_2_MISO_W | MAPP_CA | MISO_W | 2015 | B2 | 25 | 0 | 1970 | 1970 | 0 | 1970 | 0 | 158.09 | 7.0864 | 0 | 1.365 | 0.4321 | 0 | 1.3821
MAPP_CA_2_MISO_W | MAPP_CA | MISO_W | 2015 | B3 | 75 | 0 | 1970 | 1970 | 0 | 1970 | 0 | 98.1 | 6.1131 | 0 | 1.365 | 1.1182 | 0 | 1.3821
MAPP_CA_2_MISO_W | MAPP_CA | MISO_W | 2015 | B4 | 100 | 0 | 1970 | 1970 | 0 | 1970 | 0 | 192.31 | 10.0895 | 0 | 1.365 | 2.4609 | 0 | 1.3821
MAPP_CA_2_MISO_W | MAPP_CA | MISO_W | 2015 | B5 | 200 | 0 | 1970 | 1970 | 0 | 1969.7 | 0 | 0 | 2.7182 | 0 | 0 | 1.326 | 0 | 1.3821
MAPP_CA_2_MISO_W | MAPP_CA | MISO_W | 2015 | B6 | 300 | 0 | 1970 | 839.41 | 0 | 839.41 | 0 | 0 | 0 | 0 | 0 | 0 | 0 | 1.3821
MAPP_CA_2_MISO_W | MAPP_CA | MISO_W | 2015 | B7 | 400 | 0 | 1970 | 789.03 | 0 | 303.39 | 0 | 0 | 0 | 0 | 0 | 0 | 0 | 1.3821
MAPP_CA_2_MISO_W | MAPP_CA | MISO_W | 2015 | B8 | 500 | 0 | 1970 | 0 | 0 | 218.31 | 0 | 0 | 0 | 0 | 0 | 0 | 0 | 1.3821
MAPP_CA_2_MISO_W | MAPP_CA | MISO_W | 2015 | B9 | 800 | 0 | 1970 | 0 | 0 | 84.11 | 0 | 0 | 0 | 0 | 0 | 0 | 0 | 1.3821
MAPP_CA_2_MISO_W | MAPP_CA | MISO_W | 2015 | B10 | 1262 | 0 | 1970 | 0 | 0 | 0 | 0 | 0 | 0 | 0 | 0 | 0 | 0 | 1.3821
MAPP_CA_2_MISO_W | MAPP_CA | MISO_W | 2015 | B11 | 25 | 0 | 1970 | 1714.92 | 0 | 1970 | 0 | 0 | 0 | 0 | 0.41545 | 0 | 0 | 1.3821
MAPP_CA_2_MISO_W | MAPP_CA | MISO_W | 2015 | B12 | 200 | 0 | 1970 | 661.16 | 0 | 809.43 | 0 | 0 | 0 | 0 | 0 | 0 | 0 | 1.3821
MAPP_CA_2_MISO_W | MAPP_CA | MISO_W | 2015 | B13 | 600 | 0 | 1970 | 0 | 0 | 495.5 | 0 | 0 | 0 | 0 | 0 | 0 | 0 | 1.3821
MAPP_CA_2_MISO_W | MAPP_CA | MISO_W | 2015 | B14 | 900 | 0 | 1970 | 0 | 0 | 198.68 | 0 | 0 | 0 | 0 | 0 | 0 | 0 | 1.3821
MAPP_CA_2_MISO_W | MAPP_CA | MISO_W | 2015 | B15 | 1203 | 0 | 1970 | 0 | 0 | 0 | 0 | 0 | 0 | 0 | 0 | 0 | 0 | 1.3821
MAPP_CA_2_MISO_W | MAPP_CA | MISO_W | 2015 | B16 | 25 | 0 | 1970 | 1580.01 | 0 | 1379.01 | 0 | 0 | 0 | 0 | 0 | 0 | 0 | 1.3821
MAPP_CA_2_MISO_W | MAPP_CA | MISO_W | 2015 | B17 | 100 | 0 | 1970 | 43.85 | 0 | 0 | 0 | 0 | 0 | 0 | 0 | 0 | 0 | 1.3821
MAPP_CA_2_MISO_W | MAPP_CA | MISO_W | 2015 | B18 | 400 | 0 | 1970 | 0 | 0 | 0 | 0 | 0 | 0 | 0 | 0 | 0 | 0 | 1.3821
MAPP_CA_2_MISO_W | MAPP_CA | MISO_W | 2015 | B19 | 700 | 0 | 1970 | 0 | 0 | 0 | 0 | 0 | 0 | 0 | 0 | 0 | 0 | 1.3821
MAPP_CA_2_MISO_W | MAPP_CA | MISO_W | 2015 | B20 | 935 | 0 | 1970 | 0 | 0 | 0 | 0 | 0 | 0 | 0 | 0 | 0 | 0 | 1.3821
MAPP_CA_2_MISO_W | MAPP_CA | MISO_W | 2020 | B1 | 10 | 0 | 1970 | 1970 | 0 | 1970 | 0 | 0 | 12.962 | 0 | 0.27301 | 0.17635 | 0 | 1.6527
MAPP_CA_2_MISO_W | MAPP_CA | MISO_W | 2020 | B2 | 25 | 0 | 1970 | 1970 | 0 | 1970 | 0 | 156.17 | 11.8106 | 0 | 1.6381 | 0.40172 | 0 | 1.6527
MAPP_CA_2_MISO_W | MAPP_CA | MISO_W | 2020 | B3 | 75 | 0 | 1970 | 1970 | 0 | 1970 | 0 | 89.22 | 10.1489 | 0 | 1.6381 | 1.0356 | 0 | 1.6527
MAPP_CA_2_MISO_W | MAPP_CA | MISO_W | 2020 | B4 | 100 | 0 | 1970 | 1970 | 0 | 1970 | 0 | 165.85 | 9.8402 | 0 | 1.6381 | 1.3388 | 0 | 1.6527
MAPP_CA_2_MISO_W | MAPP_CA | MISO_W | 2020 | B5 | 200 | 0 | 1970 | 1970 | 0 | 1970 | 0 | 225.08 | 10.6593 | 0 | 1.6381 | 2.9005 | 0 | 1.6527
MAPP_CA_2_MISO_W | MAPP_CA | MISO_W | 2020 | B6 | 300 | 0 | 1970 | 1970 | 0 | 1970 | 0 | 0 | 1.1989 | 0 | 1.2107 | 0.48933 | 0 | 1.6527
MAPP_CA_2_MISO_W | MAPP_CA | MISO_W | 2020 | B7 | 400 | 0 | 1970 | 323.55 | 0 | 492.65 | 0 | 0 | 0 | 0 | 0 | 0 | 0 | 1.6527
MAPP_CA_2_MISO_W | MAPP_CA | MISO_W | 2020 | B8 | 500 | 0 | 1970 | 0 | 0 | 388.11 | 0 | 0 | 0 | 0 | 0 | 0 | 0 | 1.6527
MAPP_CA_2_MISO_W | MAPP_CA | MISO_W | 2020 | B9 | 800 | 0 | 1970 | 0 | 0 | 0 | 0 | 0 | 0 | 0 | 0 | 0 | 0 | 1.6527
MAPP_CA_2_MISO_W | MAPP_CA | MISO_W | 2020 | B10 | 1262 | 0 | 1970 | 0 | 0 | 0 | 0 | 0 | 0 | 0 | 0 | 0 | 0 | 1.6527
MAPP_CA_2_MISO_W | MAPP_CA | MISO_W | 2020 | B11 | 25 | 0 | 1970 | 1970 | 0 | 1970 | 0 | 339.53 | 7.8936 | 0 | 1.6381 | 0.26849 | 0 | 1.6527
MAPP_CA_2_MISO_W | MAPP_CA | MISO_W | 2020 | B12 | 200 | 0 | 1970 | 593.24 | 0 | 696.56 | 0 | 0 | 0 | 0 | 0 | 0 | 0 | 1.6527
MAPP_CA_2_MISO_W | MAPP_CA | MISO_W | 2020 | B13 | 600 | 0 | 1970 | 0 | 0 | 381.38 | 0 | 0 | 0 | 0 | 0 | 0 | 0 | 1.6527
MAPP_CA_2_MISO_W | MAPP_CA | MISO_W | 2020 | B14 | 900 | 0 | 1970 | 0 | 0 | 0 | 0 | 0 | 0 | 0 | 0 | 0 | 0 | 1.6527
MAPP_CA_2_MISO_W | MAPP_CA | MISO_W | 2020 | B15 | 1203 | 0 | 1970 | 0 | 0 | 0 | 0 | 0 | 0 | 0 | 0 | 0 | 0 | 1.6527
MAPP_CA_2_MISO_W | MAPP_CA | MISO_W | 2020 | B16 | 25 | 0 | 1970 | 1455.19 | 0 | 1323.27 | 0 | 0 | 0 | 0 | 0 | 0 | 0 | 1.6527
MAPP_CA_2_MISO_W | MAPP_CA | MISO_W | 2020 | B17 | 100 | 0 | 1970 | 0 | 0 | 0 | 0 | 0 | 0 | 0 | 0 | 0 | 0 | 1.6527
MAPP_CA_2_MISO_W | MAPP_CA | MISO_W | 2020 | B18 | 400 | 0 | 1970 | 0 | 0 | 0 | 0 | 0 | 0 | 0 | 0 | 0 | 0 | 1.6527
MAPP_CA_2_MISO_W | MAPP_CA | MISO_W | 2020 | B19 | 700 | 0 | 1970 | 0 | 0 | 0 | 0 | 0 | 0 | 0 | 0 | 0 | 0 | 1.6527
MAPP_CA_2_MISO_W | MAPP_CA | MISO_W | 2020 | B20 | 935 | 0 | 1970 | 0 | 0 | 0 | 0 | 0 | 0 | 0 | 0 | 0 | 0 | 1.6527
MAPP_CA_2_MISO_W | MAPP_CA | MISO_W | 2025 | B1 | 10 | 0 | 1970 | 1970 | 0 | 1970 | 0 | 0 | 8.5227 | 0 | 0.37984 | 0.11595 | 0 | 1.5694
MAPP_CA_2_MISO_W | MAPP_CA | MISO_W | 2025 | B2 | 25 | 0 | 1970 | 1970 | 0 | 1970 | 0 | 175.32 | 9.9589 | 0 | 1.555 | 0.33874 | 0 | 1.5694
MAPP_CA_2_MISO_W | MAPP_CA | MISO_W | 2025 | B3 | 75 | 0 | 1970 | 1970 | 0 | 1970 | 0 | 64.32 | 11.8463 | 0 | 1.555 | 1.2088 | 0 | 1.5694
MAPP_CA_2_MISO_W | MAPP_CA | MISO_W | 2025 | B4 | 100 | 0 | 1970 | 1970 | 0 | 1970 | 0 | 58.62 | 10.6355 | 0 | 1.555 | 1.447 | 0 | 1.5694
MAPP_CA_2_MISO_W | MAPP_CA | MISO_W | 2025 | B5 | 200 | 0 | 1970 | 1970 | 0 | 1970 | 0 | 45.56 | 7.6799 | 0 | 1.555 | 2.0898 | 0 | 1.5694
MAPP_CA_2_MISO_W | MAPP_CA | MISO_W | 2025 | B6 | 300 | 0 | 1970 | 1970 | 0 | 1970 | 0 | 54.7 | 2.0773 | 0 | 1.555 | 0.84786 | 0 | 1.5694
MAPP_CA_2_MISO_W | MAPP_CA | MISO_W | 2025 | B7 | 400 | 0 | 1970 | 1130.44 | 0 | 1392.44 | 0 | 0 | 0 | 0 | 0 | 0 | 0 | 1.5694
MAPP_CA_2_MISO_W | MAPP_CA | MISO_W | 2025 | B8 | 500 | 0 | 1970 | 1190.37 | 0 | 1452.37 | 0 | 0 | 0 | 0 | 0 | 0 | 0 | 1.5694
MAPP_CA_2_MISO_W | MAPP_CA | MISO_W | 2025 | B9 | 800 | 0 | 1970 | 0 | 0 | 1410.33 | 0 | 0 | 0 | 0 | 0 | 0 | 0 | 1.5694
MAPP_CA_2_MISO_W | MAPP_CA | MISO_W | 2025 | B10 | 1262 | 0 | 1970 | 0 | 0 | 0 | 0 | 0 | 0 | 0 | 0 | 0 | 0 | 1.5694
MAPP_CA_2_MISO_W | MAPP_CA | MISO_W | 2025 | B11 | 25 | 0 | 1970 | 1970 | 0 | 1970 | 0 | 278.05 | 6.7422 | 0 | 1.555 | 0.22933 | 0 | 1.5694
MAPP_CA_2_MISO_W | MAPP_CA | MISO_W | 2025 | B12 | 200 | 0 | 1970 | 1329.86 | 0 | 1329.86 | 0 | 0 | 0 | 0 | 0 | 0 | 0 | 1.5694
MAPP_CA_2_MISO_W | MAPP_CA | MISO_W | 2025 | B13 | 600 | 0 | 1970 | 1110.85 | 0 | 1110.85 | 0 | 0 | 0 | 0 | 0 | 0 | 0 | 1.5694
MAPP_CA_2_MISO_W | MAPP_CA | MISO_W | 2025 | B14 | 900 | 0 | 1970 | 0 | 0 | 1270.76 | 0 | 0 | 0 | 0 | 0 | 0 | 0 | 1.5694
MAPP_CA_2_MISO_W | MAPP_CA | MISO_W | 2025 | B15 | 1203 | 0 | 1970 | 0 | 0 | 0 | 0 | 0 | 0 | 0 | 0 | 0 | 0 | 1.5694
MAPP_CA_2_MISO_W | MAPP_CA | MISO_W | 2025 | B16 | 25 | 0 | 1970 | 736.62 | 0 | 736.62 | 0 | 0 | 0 | 0 | 0 | 0 | 0 | 1.5694
MAPP_CA_2_MISO_W | MAPP_CA | MISO_W | 2025 | B17 | 100 | 0 | 1970 | 302.68 | 0 | 237.9 | 0 | 0 | 0 | 0 | 0 | 0 | 0 | 1.5694
MAPP_CA_2_MISO_W | MAPP_CA | MISO_W | 2025 | B18 | 400 | 0 | 1970 | 0 | 0 | 115.4 | 0 | 0 | 0 | 0 | 0 | 0 | 0 | 1.5694
MAPP_CA_2_MISO_W | MAPP_CA | MISO_W | 2025 | B19 | 700 | 0 | 1970 | 0 | 0 | 222.48 | 0 | 0 | 0 | 0 | 0 | 0 | 0 | 1.5694
MAPP_CA_2_MISO_W | MAPP_CA | MISO_W | 2025 | B20 | 935 | 0 | 1970 | 0 | 0 | 0 | 0 | 0 | 0 | 0 | 0 | 0 | 0 | 1.5694
MAPP_CA_2_MISO_W | MAPP_CA | MISO_W | 2030 | B1 | 10 | 0 | 1970 | 1970 | 0 | 1970 | 0 | 1647.86 | 38.5419 | 0 | 4.0358 | 0.092649 | 0 | 2.307
MAPP_CA_2_MISO_W | MAPP_CA | MISO_W | 2030 | B2 | 25 | 0 | 1970 | 1970 | 0 | 1970 | 0 | 1613.89 | 38.0315 | 0 | 4.0358 | 0.22855 | 0 | 2.307
MAPP_CA_2_MISO_W | MAPP_CA | MISO_W | 2030 | B3 | 75 | 0 | 1970 | 1970 | 0 | 1970 | 0 | 1706.51 | 38.0315 | 0 | 4.0358 | 0.68566 | 0 | 2.307
MAPP_CA_2_MISO_W | MAPP_CA | MISO_W | 2030 | B4 | 100 | 0 | 1970 | 1970 | 0 | 1970 | 0 | 1589.77 | 36.8445 | 0 | 4.0358 | 0.88568 | 0 | 2.307
MAPP_CA_2_MISO_W | MAPP_CA | MISO_W | 2030 | B5 | 200 | 0 | 1970 | 1970 | 0 | 1970 | 0 | 1479.46 | 31.6098 | 0 | 4.0358 | 1.5197 | 0 | 2.307
MAPP_CA_2_MISO_W | MAPP_CA | MISO_W | 2030 | B6 | 300 | 0 | 1970 | 1970 | 0 | 1970 | 0 | 905.5 | 14.8256 | 0 | 4.0358 | 1.0692 | 0 | 2.307
MAPP_CA_2_MISO_W | MAPP_CA | MISO_W | 2030 | B7 | 400 | 0 | 1970 | 1970 | 0 | 1970 | 0 | 868.18 | 9.6741 | 0 | 4.0358 | 0.9302 | 0 | 2.307
MAPP_CA_2_MISO_W | MAPP_CA | MISO_W | 2030 | B8 | 500 | 0 | 1970 | 1970 | 0 | 1970 | 0 | 772.41 | 7.027 | 0 | 4.0358 | 0.8446 | 0 | 2.307
MAPP_CA_2_MISO_W | MAPP_CA | MISO_W | 2030 | B9 | 800 | 0 | 1970 | 1970 | 0 | 1970 | 0 | 0 | 5.4246 | 0 | 3.7509 | 1.0432 | 0 | 2.307
MAPP_CA_2_MISO_W | MAPP_CA | MISO_W | 2030 | B10 | 1262 | 0 | 1970 | 186.92 | 0 | 0 | 0 | 0 | 0 | 0 | 0 | 0 | 0 | 2.307
MAPP_CA_2_MISO_W | MAPP_CA | MISO_W | 2030 | B11 | 25 | 0 | 1970 | 1970 | 0 | 1970 | 0 | 1240.2 | 15.2173 | 0 | 4.0358 | 0.09145 | 0 | 2.307
MAPP_CA_2_MISO_W | MAPP_CA | MISO_W | 2030 | B12 | 200 | 0 | 1970 | 1970 | 0 | 1970 | 0 | 349.72 | 7.6799 | 0 | 4.0358 | 0.36923 | 0 | 2.307
MAPP_CA_2_MISO_W | MAPP_CA | MISO_W | 2030 | B13 | 600 | 0 | 1970 | 1970 | 0 | 1970 | 0 | 364.29 | 6.2555 | 0 | 4.0358 | 0.90223 | 0 | 2.307
MAPP_CA_2_MISO_W | MAPP_CA | MISO_W | 2030 | B14 | 900 | 0 | 1970 | 1970 | 0 | 1970 | 0 | 0 | 2.5283 | 0 | 3.4186 | 0.54699 | 0 | 2.307
MAPP_CA_2_MISO_W | MAPP_CA | MISO_W | 2030 | B15 | 1203 | 0 | 1970 | 0 | 0 | 0 | 0 | 0 | 0 | 0 | 0 | 0 | 0 | 2.307
MAPP_CA_2_MISO_W | MAPP_CA | MISO_W | 2030 | B16 | 25 | 0 | 1970 | 1970 | 0 | 1970 | 0 | 54.94 | 3.1456 | 0 | 4.0358 | 0.018904 | 0 | 2.307
MAPP_CA_2_MISO_W | MAPP_CA | MISO_W | 2030 | B17 | 100 | 0 | 1970 | 1823.76 | 0 | 1823.76 | 0 | 0 | 0 | 0 | 0 | 0 | 0 | 2.307
MAPP_CA_2_MISO_W | MAPP_CA | MISO_W | 2030 | B18 | 400 | 0 | 1970 | 1690.26 | 0 | 1855.26 | 0 | 0 | 0 | 0 | 0 | 0 | 0 | 2.307
MAPP_CA_2_MISO_W | MAPP_CA | MISO_W | 2030 | B19 | 700 | 0 | 1970 | 1245.93 | 0 | 1695.51 | 0 | 0 | 0 | 0 | 0 | 0 | 0 | 2.307
MAPP_CA_2_MISO_W | MAPP_CA | MISO_W | 2030 | B20 | 935 | 0 | 1970 | 0 | 0 | 0 | 0 | 0 | 0 | 0 | 0 | 0 | 0 | 2.307
MAPP_CA_2_MISO_W | MAPP_CA | MISO_W | 2035 | B1 | 10 | 0 | 1970 | 1970 | 0 | 1970 | 0 | 1000.07 | 42.3047 | 0 | 8.5939 | 0.13077 | 0 | 2.5809
MAPP_CA_2_MISO_W | MAPP_CA | MISO_W | 2035 | B2 | 25 | 0 | 1970 | 1970 | 0 | 1970 | 0 | 1294.5 | 40.3224 | 0 | 8.5939 | 0.31161 | 0 | 2.5809
MAPP_CA_2_MISO_W | MAPP_CA | MISO_W | 2035 | B3 | 75 | 0 | 1970 | 1970 | 0 | 1970 | 0 | 1125.32 | 40.631 | 0 | 8.5939 | 0.94199 | 0 | 2.5809
MAPP_CA_2_MISO_W | MAPP_CA | MISO_W | 2035 | B4 | 100 | 0 | 1970 | 1970 | 0 | 1970 | 0 | 1274.98 | 39.1473 | 0 | 8.5939 | 1.2101 | 0 | 2.5809
MAPP_CA_2_MISO_W | MAPP_CA | MISO_W | 2035 | B5 | 200 | 0 | 1970 | 1970 | 0 | 1970 | 0 | 1167.95 | 39.1473 | 0 | 8.5939 | 2.4202 | 0 | 2.5809
MAPP_CA_2_MISO_W | MAPP_CA | MISO_W | 2035 | B6 | 300 | 0 | 1970 | 1970 | 0 | 1970 | 0 | 1052.73 | 23.6332 | 0 | 8.5939 | 2.1916 | 0 | 2.5809
MAPP_CA_2_MISO_W | MAPP_CA | MISO_W | 2035 | B7 | 400 | 0 | 1970 | 1970 | 0 | 1970 | 0 | 568.27 | 9.3417 | 0 | 8.5939 | 1.1551 | 0 | 2.5809
MAPP_CA_2_MISO_W | MAPP_CA | MISO_W | 2035 | B8 | 500 | 0 | 1970 | 1970 | 0 | 1970 | 0 | 0 | 4.8548 | 0 | 4.7361 | 0.75036 | 0 | 2.5809
MAPP_CA_2_MISO_W | MAPP_CA | MISO_W | 2035 | B9 | 800 | 0 | 1970 | 1970 | 0 | 1970 | 0 | 0 | 1.5668 | 0 | 1.0802 | 0.38747 | 0 | 2.5809
MAPP_CA_2_MISO_W | MAPP_CA | MISO_W | 2035 | B10 | 1262 | 0 | 1970 | 0 | 0 | 0 | 0 | 0 | 0 | 0 | 0 | 0 | 0 | 2.5809
MAPP_CA_2_MISO_W | MAPP_CA | MISO_W | 2035 | B11 | 25 | 0 | 1970 | 1970 | 0 | 1970 | 0 | 1116.09 | 16.2619 | 0 | 8.5939 | 0.12567 | 0 | 2.5809
MAPP_CA_2_MISO_W | MAPP_CA | MISO_W | 2035 | B12 | 200 | 0 | 1970 | 1970 | 0 | 1970 | 0 | 39.11 | 6.9914 | 0 | 8.5939 | 0.43224 | 0 | 2.5809
MAPP_CA_2_MISO_W | MAPP_CA | MISO_W | 2035 | B13 | 600 | 0 | 1970 | 1970 | 0 | 1970 | 0 | 0 | 1.4363 | 0 | 5.9113 | 0.26639 | 0 | 2.5809
MAPP_CA_2_MISO_W | MAPP_CA | MISO_W | 2035 | B14 | 900 | 0 | 1970 | 1384.89 | 0 | 1970 | 0 | 0 | 0 | 0 | 4.0595 | 0 | 0 | 2.5809
MAPP_CA_2_MISO_W | MAPP_CA | MISO_W | 2035 | B15 | 1203 | 0 | 1970 | 0 | 0 | 0 | 0 | 0 | 0 | 0 | 0 | 0 | 0 | 2.5809
MAPP_CA_2_MISO_W | MAPP_CA | MISO_W | 2035 | B16 | 25 | 0 | 1970 | 1846.42 | 0 | 1846.42 | 0 | 0 | 0 | 0 | 0 | 0 | 0 | 2.5809
MAPP_CA_2_MISO_W | MAPP_CA | MISO_W | 2035 | B17 | 100 | 0 | 1970 | 1475.34 | 0 | 1475.34 | 0 | 0 | 0 | 0 | 0 | 0 | 0 | 2.5809
MAPP_CA_2_MISO_W | MAPP_CA | MISO_W | 2035 | B18 | 400 | 0 | 1970 | 1484.52 | 0 | 1511.63 | 0 | 0 | 0 | 0 | 0 | 0 | 0 | 2.5809
MAPP_CA_2_MISO_W | MAPP_CA | MISO_W | 2035 | B19 | 700 | 0 | 1970 | 504.02 | 0 | 1361.2 | 0 | 0 | 0 | 0 | 0 | 0 | 0 | 2.5809
MAPP_CA_2_MISO_W | MAPP_CA | MISO_W | 2035 | B20 | 935 | 0 | 1970 | 0 | 0 | 0 | 0 | 0 | 0 | 0 | 0 | 0 | 0 | 2.5809
MAPP_CA_2_MISO_W | MAPP_CA | MISO_W | 2040 | B1 | 10 | 0 | 1970 | 1970 | 0 | 1970 | 0 | 669.42 | 45.6876 | 0 | 12.8196 | 0.27944 | 0 | 3.0943
MAPP_CA_2_MISO_W | MAPP_CA | MISO_W | 2040 | B2 | 25 | 0 | 1970 | 1970 | 0 | 1970 | 0 | 632.19 | 42.7676 | 0 | 12.8196 | 0.65394 | 0 | 3.0943
MAPP_CA_2_MISO_W | MAPP_CA | MISO_W | 2040 | B3 | 75 | 0 | 1970 | 1970 | 0 | 1970 | 0 | 793.22 | 30.0074 | 0 | 12.8196 | 1.3765 | 0 | 3.0943
MAPP_CA_2_MISO_W | MAPP_CA | MISO_W | 2040 | B4 | 100 | 0 | 1970 | 1970 | 0 | 1970 | 0 | 685.47 | 24.0249 | 0 | 12.8196 | 1.4694 | 0 | 3.0943
MAPP_CA_2_MISO_W | MAPP_CA | MISO_W | 2040 | B5 | 200 | 0 | 1970 | 1970 | 0 | 1970 | 0 | 581.84 | 26.1734 | 0 | 12.8196 | 3.2016 | 0 | 3.0943
MAPP_CA_2_MISO_W | MAPP_CA | MISO_W | 2040 | B6 | 300 | 0 | 1970 | 1970 | 0 | 1970 | 0 | 281.76 | 13.9829 | 0 | 12.8196 | 2.5657 | 0 | 3.0943
MAPP_CA_2_MISO_W | MAPP_CA | MISO_W | 2040 | B7 | 400 | 0 | 1970 | 1970 | 0 | 1970 | 0 | 256.24 | 8.2022 | 0 | 12.8196 | 2.0066 | 0 | 3.0943
MAPP_CA_2_MISO_W | MAPP_CA | MISO_W | 2040 | B8 | 500 | 0 | 1970 | 1970 | 0 | 1970 | 0 | 0 | 1.9111 | 0 | 8.4989 | 0.58443 | 0 | 3.0943
MAPP_CA_2_MISO_W | MAPP_CA | MISO_W | 2040 | B9 | 800 | 0 | 1970 | 1247.04 | 0 | 1970 | 0 | 0 | 0 | 0 | 5.2465 | 0 | 0 | 3.0943
MAPP_CA_2_MISO_W | MAPP_CA | MISO_W | 2040 | B10 | 1262 | 0 | 1970 | 0 | 0 | 0 | 0 | 0 | 0 | 0 | 0 | 0 | 0 | 3.0943
MAPP_CA_2_MISO_W | MAPP_CA | MISO_W | 2040 | B11 | 25 | 0 | 1970 | 1970 | 0 | 1970 | 0 | 624 | 15.6684 | 0 | 12.8196 | 0.23958 | 0 | 3.0943
MAPP_CA_2_MISO_W | MAPP_CA | MISO_W | 2040 | B12 | 200 | 0 | 1970 | 1850.94 | 0 | 1850.94 | 0 | 0 | 0 | 0 | 0 | 0 | 0 | 3.0943
MAPP_CA_2_MISO_W | MAPP_CA | MISO_W | 2040 | B13 | 600 | 0 | 1970 | 1875.14 | 0 | 1875.14 | 0 | 0 | 0 | 0 | 0 | 0 | 0 | 3.0943
MAPP_CA_2_MISO_W | MAPP_CA | MISO_W | 2040 | B14 | 900 | 0 | 1970 | 824.25 | 0 | 1945.83 | 0 | 0 | 0 | 0 | 0 | 0 | 0 | 3.0943
MAPP_CA_2_MISO_W | MAPP_CA | MISO_W | 2040 | B15 | 1203 | 0 | 1970 | 0 | 0 | 0 | 0 | 0 | 0 | 0 | 0 | 0 | 0 | 3.0943
MAPP_CA_2_MISO_W | MAPP_CA | MISO_W | 2040 | B16 | 25 | 0 | 1970 | 1489 | 0 | 1489 | 0 | 0 | 0 | 0 | 0 | 0 | 0 | 3.0943
MAPP_CA_2_MISO_W | MAPP_CA | MISO_W | 2040 | B17 | 100 | 0 | 1970 | 1374.84 | 0 | 1112.84 | 0 | 0 | 0 | 0 | 0 | 0 | 0 | 3.0943
MAPP_CA_2_MISO_W | MAPP_CA | MISO_W | 2040 | B18 | 400 | 0 | 1970 | 1154.1 | 0 | 1154.1 | 0 | 0 | 0 | 0 | 0 | 0 | 0 | 3.0943
MAPP_CA_2_MISO_W | MAPP_CA | MISO_W | 2040 | B19 | 700 | 0 | 1970 | 0 | 0 | 1178.36 | 0 | 0 | 0 | 0 | 0 | 0 | 0 | 3.0943
MAPP_CA_2_MISO_W | MAPP_CA | MISO_W | 2040 | B20 | 935 | 0 | 1970 | 0 | 0 | 0 | 0 | 0 | 0 | 0 | 0 | 0 | 0 | 3.0943
MAPP_CA_2_MISO_W | MAPP_CA | MISO_W | 2045 | B1 | 10 | 0 | 1970 | 1970 | 0 | 1970 | 0 | 0 | 14.9206 | 0 | 14.4221 | 0.203 | 0 | 3.579
MAPP_CA_2_MISO_W | MAPP_CA | MISO_W | 2045 | B2 | 25 | 0 | 1970 | 1970 | 0 | 1970 | 0 | 0 | 14.6357 | 0 | 14.4221 | 0.49781 | 0 | 3.579
MAPP_CA_2_MISO_W | MAPP_CA | MISO_W | 2045 | B3 | 75 | 0 | 1970 | 1970 | 0 | 1970 | 0 | 0 | 16.1313 | 0 | 15.704 | 1.6461 | 0 | 3.579
MAPP_CA_2_MISO_W | MAPP_CA | MISO_W | 2045 | B4 | 100 | 0 | 1970 | 1970 | 0 | 1970 | 0 | 0 | 13.9829 | 0 | 13.9829 | 1.9024 | 0 | 3.579
MAPP_CA_2_MISO_W | MAPP_CA | MISO_W | 2045 | B5 | 200 | 0 | 1970 | 1970 | 0 | 1970 | 0 | 0 | 13.9829 | 0 | 14.517 | 3.8049 | 0 | 3.579
MAPP_CA_2_MISO_W | MAPP_CA | MISO_W | 2045 | B6 | 300 | 0 | 1970 | 1970 | 0 | 1970 | 0 | 0 | 13.9829 | 0 | 14.5408 | 5.7073 | 0 | 3.579
MAPP_CA_2_MISO_W | MAPP_CA | MISO_W | 2045 | B7 | 400 | 0 | 1970 | 1878.2 | 0 | 1878.2 | 0 | 0 | 0 | 0 | 0 | 0 | 0 | 3.579
MAPP_CA_2_MISO_W | MAPP_CA | MISO_W | 2045 | B8 | 500 | 0 | 1970 | 1810.73 | 0 | 1810.73 | 0 | 0 | 0 | 0 | 0 | 0 | 0 | 3.579
MAPP_CA_2_MISO_W | MAPP_CA | MISO_W | 2045 | B9 | 800 | 0 | 1970 | 304.63 | 0 | 1938.7 | 0 | 0 | 0 | 0 | 0 | 0 | 0 | 3.579
MAPP_CA_2_MISO_W | MAPP_CA | MISO_W | 2045 | B10 | 1262 | 0 | 1970 | 0 | 0 | 0 | 0 | 0 | 0 | 0 | 0 | 0 | 0 | 3.579
MAPP_CA_2_MISO_W | MAPP_CA | MISO_W | 2045 | B11 | 25 | 0 | 1970 | 1970 | 0 | 1970 | 0 | 0 | 16.3094 | 0 | 13.9829 | 0.55474 | 0 | 3.579
MAPP_CA_2_MISO_W | MAPP_CA | MISO_W | 2045 | B12 | 200 | 0 | 1970 | 1325.49 | 0 | 1490.49 | 0 | 0 | 0 | 0 | 0 | 0 | 0 | 3.579
MAPP_CA_2_MISO_W | MAPP_CA | MISO_W | 2045 | B13 | 600 | 0 | 1970 | 1483.65 | 0 | 1520.16 | 0 | 0 | 0 | 0 | 0 | 0 | 0 | 3.579
MAPP_CA_2_MISO_W | MAPP_CA | MISO_W | 2045 | B14 | 900 | 0 | 1970 | 77.03 | 0 | 1603.98 | 0 | 0 | 0 | 0 | 0 | 0 | 0 | 3.579
MAPP_CA_2_MISO_W | MAPP_CA | MISO_W | 2045 | B15 | 1203 | 0 | 1970 | 0 | 0 | 0 | 0 | 0 | 0 | 0 | 0 | 0 | 0 | 3.579
MAPP_CA_2_MISO_W | MAPP_CA | MISO_W | 2045 | B16 | 25 | 0 | 1970 | 759.41 | 0 | 1090.35 | 0 | 0 | 0 | 0 | 0 | 0 | 0 | 3.579
MAPP_CA_2_MISO_W | MAPP_CA | MISO_W | 2045 | B17 | 100 | 0 | 1970 | 202.36 | 0 | 708.5 | 0 | 0 | 0 | 0 | 0 | 0 | 0 | 3.579
MAPP_CA_2_MISO_W | MAPP_CA | MISO_W | 2045 | B18 | 400 | 0 | 1970 | 448.31 | 0 | 755.32 | 0 | 0 | 0 | 0 | 0 | 0 | 0 | 3.579
MAPP_CA_2_MISO_W | MAPP_CA | MISO_W | 2045 | B19 | 700 | 0 | 1970 | 0 | 0 | 704.95 | 0 | 0 | 0 | 0 | 0 | 0 | 0 | 3.579
MAPP_CA_2_MISO_W | MAPP_CA | MISO_W | 2045 | B20 | 935 | 0 | 1970 | 0 | 0 | 0 | 0 | 0 | 0 | 0 | 0 | 0 | 0 | 3.579
MAPP_CA_2_MISO_W | MAPP_CA | MISO_W | 2050 | B1 | 10 | 0 | 1970 | 1970 | 0 | 1970 | 0 | 0 | 10.2438 | 0 | 13.9829 | 0.13937 | 0 | 3.4588
MAPP_CA_2_MISO_W | MAPP_CA | MISO_W | 2050 | B2 | 25 | 0 | 1970 | 1970 | 0 | 1970 | 0 | 0 | 13.9829 | 0 | 13.9829 | 0.47561 | 0 | 3.4588
MAPP_CA_2_MISO_W | MAPP_CA | MISO_W | 2050 | B3 | 75 | 0 | 1970 | 1970 | 0 | 1970 | 0 | 0 | 13.9829 | 0 | 13.9829 | 1.4268 | 0 | 3.4588
MAPP_CA_2_MISO_W | MAPP_CA | MISO_W | 2050 | B4 | 100 | 0 | 1970 | 1970 | 0 | 1970 | 0 | 0 | 13.9829 | 0 | 13.9829 | 1.9024 | 0 | 3.4588
MAPP_CA_2_MISO_W | MAPP_CA | MISO_W | 2050 | B5 | 200 | 0 | 1970 | 1970 | 0 | 1970 | 0 | 0 | 13.6268 | 0 | 11.051 | 3.708 | 0 | 3.4588
MAPP_CA_2_MISO_W | MAPP_CA | MISO_W | 2050 | B6 | 300 | 0 | 1970 | 1970 | 0 | 1970 | 0 | 0 | 13.9829 | 0 | 11.4664 | 5.7073 | 0 | 3.4588
MAPP_CA_2_MISO_W | MAPP_CA | MISO_W | 2050 | B7 | 400 | 0 | 1970 | 1598.69 | 0 | 1598.69 | 0 | 0 | 0 | 0 | 0 | 0 | 0 | 3.4588
MAPP_CA_2_MISO_W | MAPP_CA | MISO_W | 2050 | B8 | 500 | 0 | 1970 | 1539.46 | 0 | 1737.03 | 0 | 0 | 0 | 0 | 0 | 0 | 0 | 3.4588
MAPP_CA_2_MISO_W | MAPP_CA | MISO_W | 2050 | B9 | 800 | 0 | 1970 | 0 | 0 | 1745.21 | 0 | 0 | 0 | 0 | 0 | 0 | 0 | 3.4588
MAPP_CA_2_MISO_W | MAPP_CA | MISO_W | 2050 | B10 | 1262 | 0 | 1970 | 0 | 0 | 0 | 0 | 0 | 0 | 0 | 0 | 0 | 0 | 3.4588
MAPP_CA_2_MISO_W | MAPP_CA | MISO_W | 2050 | B11 | 25 | 0 | 1970 | 1970 | 0 | 1970 | 0 | 0 | 13.9829 | 0 | 13.9829 | 0.47561 | 0 | 3.4588
MAPP_CA_2_MISO_W | MAPP_CA | MISO_W | 2050 | B12 | 200 | 0 | 1970 | 1143.13 | 0 | 1445.36 | 0 | 0 | 0 | 0 | 0 | 0 | 0 | 3.4588
MAPP_CA_2_MISO_W | MAPP_CA | MISO_W | 2050 | B13 | 600 | 0 | 1970 | 1070.08 | 0 | 1235.08 | 0 | 0 | 0 | 0 | 0 | 0 | 0 | 3.4588
MAPP_CA_2_MISO_W | MAPP_CA | MISO_W | 2050 | B14 | 900 | 0 | 1970 | 0 | 0 | 1329.45 | 0 | 0 | 0 | 0 | 0 | 0 | 0 | 3.4588
MAPP_CA_2_MISO_W | MAPP_CA | MISO_W | 2050 | B15 | 1203 | 0 | 1970 | 0 | 0 | 0 | 0 | 0 | 0 | 0 | 0 | 0 | 0 | 3.4588
MAPP_CA_2_MISO_W | MAPP_CA | MISO_W | 2050 | B16 | 25 | 0 | 1970 | 0 | 0 | 1970 | 0 | 0 | 0 | 0 | 0.84277 | 0 | 0 | 3.4588
MAPP_CA_2_MISO_W | MAPP_CA | MISO_W | 2050 | B17 | 100 | 0 | 1970 | 0 | 0 | 1970 | 0 | 0 | 0 | 0 | 0.84277 | 0 | 0 | 3.4588
MAPP_CA_2_MISO_W | MAPP_CA | MISO_W | 2050 | B18 | 400 | 0 | 1970 | 0 | 0 | 1970 | 0 | 0 | 0 | 0 | 0.84277 | 0 | 0 | 3.4588
MAPP_CA_2_MISO_W | MAPP_CA | MISO_W | 2050 | B19 | 700 | 0 | 1970 | 0 | 0 | 478.82 | 0 | 0 | 0 | 0 | 0 | 0 | 0 | 3.4588
MAPP_CA_2_MISO_W | MAPP_CA | MISO_W | 2050 | B20 | 935 | 0 | 1970 | 0 | 0 | 0 | 0 | 0 | 0 | 0 | 0 | 0 | 0 | 3.4588
MAPP_US_2_MAPP_CA | MAPP_US | MAPP_CA | 2015 | B1 | 10 | 0 | 165 | 0 | 0 | 0 | 0 | 0 | 0 | 0 | 0 | 0 | 0 | 0.49373
MAPP_US_2_MAPP_CA | MAPP_US | MAPP_CA | 2015 | B2 | 25 | 0 | 165 | 0 | 0 | 0 | 0 | 0 | 0 | 0 | 0 | 0 | 0 | 0.49373
MAPP_US_2_MAPP_CA | MAPP_US | MAPP_CA | 2015 | B3 | 75 | 0 | 165 | 0 | 0 | 0 | 0 | 0 | 0 | 0 | 0 | 0 | 0 | 0.49373
MAPP_US_2_MAPP_CA | MAPP_US | MAPP_CA | 2015 | B4 | 100 | 0 | 165 | 0 | 0 | 0 | 0 | 0 | 0 | 0 | 0 | 0 | 0 | 0.49373
MAPP_US_2_MAPP_CA | MAPP_US | MAPP_CA | 2015 | B5 | 200 | 0 | 165 | 0 | 0 | 0 | 0 | 0 | 0 | 0 | 0 | 0 | 0 | 0.49373
MAPP_US_2_MAPP_CA | MAPP_US | MAPP_CA | 2015 | B6 | 300 | 0 | 165 | 0 | 0 | 0 | 0 | 0 | 0 | 0 | 0 | 0 | 0 | 0.49373
MAPP_US_2_MAPP_CA | MAPP_US | MAPP_CA | 2015 | B7 | 400 | 0 | 165 | 0 | 0 | 0 | 0 | 0 | 0 | 0 | 0 | 0 | 0 | 0.49373
MAPP_US_2_MAPP_CA | MAPP_US | MAPP_CA | 2015 | B8 | 500 | 0 | 165 | 123.05 | 0 | 0 | 0 | 0 | 0 | 0 | 0 | 0 | 0 | 0.49373
MAPP_US_2_MAPP_CA | MAPP_US | MAPP_CA | 2015 | B9 | 800 | 0 | 165 | 137.42 | 0 | 0 | 0 | 0 | 0 | 0 | 0 | 0 | 0 | 0.49373
MAPP_US_2_MAPP_CA | MAPP_US | MAPP_CA | 2015 | B10 | 1262 | 0 | 165 | 165 | 0 | 0 | 0 | 0 | 1.3057 | 0 | 0 | 0.27463 | 0 | 0.49373
MAPP_US_2_MAPP_CA | MAPP_US | MAPP_CA | 2015 | B11 | 25 | 0 | 165 | 0 | 0 | 0 | 0 | 0 | 0 | 0 | 0 | 0 | 0 | 0.49373
MAPP_US_2_MAPP_CA | MAPP_US | MAPP_CA | 2015 | B12 | 200 | 0 | 165 | 0 | 0 | 0 | 0 | 0 | 0 | 0 | 0 | 0 | 0 | 0.49373
MAPP_US_2_MAPP_CA | MAPP_US | MAPP_CA | 2015 | B13 | 600 | 0 | 165 | 165 | 0 | 0 | 0 | 0 | 0.01187 | 0 | 0 | 0.001187 | 0 | 0.49373
MAPP_US_2_MAPP_CA | MAPP_US | MAPP_CA | 2015 | B14 | 900 | 0 | 165 | 165 | 0 | 0 | 0 | 0 | 0.01187 | 0 | 0 | 0.0017805 | 0 | 0.49373
MAPP_US_2_MAPP_CA | MAPP_US | MAPP_CA | 2015 | B15 | 1203 | 0 | 165 | 165 | 0 | 0 | 0 | 0 | 0.36797 | 0 | 0 | 0.073778 | 0 | 0.49373
MAPP_US_2_MAPP_CA | MAPP_US | MAPP_CA | 2015 | B16 | 25 | 0 | 165 | 0 | 0 | 0 | 0 | 0 | 0 | 0 | 0 | 0 | 0 | 0.49373
MAPP_US_2_MAPP_CA | MAPP_US | MAPP_CA | 2015 | B17 | 100 | 0 | 165 | 0 | 0 | 165 | 0 | 0 | 0 | 0 | 0.01187 | 0 | 0 | 0.49373
MAPP_US_2_MAPP_CA | MAPP_US | MAPP_CA | 2015 | B18 | 400 | 0 | 165 | 165 | 0 | 0 | 0 | 0 | 2.469 | 0 | 0 | 0.1646 | 0 | 0.49373
MAPP_US_2_MAPP_CA | MAPP_US | MAPP_CA | 2015 | B19 | 700 | 0 | 165 | 165 | 0 | 0 | 0 | 0 | 2.469 | 0 | 0 | 0.28805 | 0 | 0.49373
MAPP_US_2_MAPP_CA | MAPP_US | MAPP_CA | 2015 | B20 | 935 | 0 | 165 | 165 | 0 | 0 | 0 | 0 | 7.5137 | 0 | 0 | 1.1709 | 0 | 0.49373
MAPP_US_2_MAPP_CA | MAPP_US | MAPP_CA | 2020 | B1 | 10 | 0 | 165 | 0 | 0 | 0 | 0 | 0 | 0 | 0 | 0 | 0 | 0 | 0.96159
MAPP_US_2_MAPP_CA | MAPP_US | MAPP_CA | 2020 | B2 | 25 | 0 | 165 | 0 | 0 | 0 | 0 | 0 | 0 | 0 | 0 | 0 | 0 | 0.96159
MAPP_US_2_MAPP_CA | MAPP_US | MAPP_CA | 2020 | B3 | 75 | 0 | 165 | 0 | 0 | 0 | 0 | 0 | 0 | 0 | 0 | 0 | 0 | 0.96159
MAPP_US_2_MAPP_CA | MAPP_US | MAPP_CA | 2020 | B4 | 100 | 0 | 165 | 0 | 0 | 0 | 0 | 0 | 0 | 0 | 0 | 0 | 0 | 0.96159
MAPP_US_2_MAPP_CA | MAPP_US | MAPP_CA | 2020 | B5 | 200 | 0 | 165 | 0 | 0 | 0 | 0 | 0 | 0 | 0 | 0 | 0 | 0 | 0.96159
MAPP_US_2_MAPP_CA | MAPP_US | MAPP_CA | 2020 | B6 | 300 | 0 | 165 | 0 | 0 | 0 | 0 | 0 | 0 | 0 | 0 | 0 | 0 | 0.96159
MAPP_US_2_MAPP_CA | MAPP_US | MAPP_CA | 2020 | B7 | 400 | 0 | 165 | 0 | 0 | 0 | 0 | 0 | 0 | 0 | 0 | 0 | 0 | 0.96159
MAPP_US_2_MAPP_CA | MAPP_US | MAPP_CA | 2020 | B8 | 500 | 0 | 165 | 165 | 0 | 0 | 0 | 0 | 2.2316 | 0 | 0 | 0.15078 | 0 | 0.96159
MAPP_US_2_MAPP_CA | MAPP_US | MAPP_CA | 2020 | B9 | 800 | 0 | 165 | 165 | 0 | 0 | 0 | 0 | 2.2316 | 0 | 0 | 0.24125 | 0 | 0.96159
MAPP_US_2_MAPP_CA | MAPP_US | MAPP_CA | 2020 | B10 | 1262 | 0 | 165 | 165 | 0 | 0 | 0 | 0 | 4.2732 | 0 | 0 | 0.72875 | 0 | 0.96159
MAPP_US_2_MAPP_CA | MAPP_US | MAPP_CA | 2020 | B11 | 25 | 0 | 165 | 0 | 0 | 0 | 0 | 0 | 0 | 0 | 0 | 0 | 0 | 0.96159
MAPP_US_2_MAPP_CA | MAPP_US | MAPP_CA | 2020 | B12 | 200 | 0 | 165 | 0 | 0 | 0 | 0 | 0 | 0 | 0 | 0 | 0 | 0 | 0.96159
MAPP_US_2_MAPP_CA | MAPP_US | MAPP_CA | 2020 | B13 | 600 | 0 | 165 | 165 | 0 | 0 | 0 | 0 | 0.18992 | 0 | 0 | 0.015399 | 0 | 0.96159
MAPP_US_2_MAPP_CA | MAPP_US | MAPP_CA | 2020 | B14 | 900 | 0 | 165 | 165 | 0 | 0 | 0 | 0 | 2.742 | 0 | 0 | 0.33348 | 0 | 0.96159
MAPP_US_2_MAPP_CA | MAPP_US | MAPP_CA | 2020 | B15 | 1203 | 0 | 165 | 165 | 0 | 165 | 0 | 0 | 2.9082 | 0 | 0.32049 | 0.47277 | 0 | 0.96159
MAPP_US_2_MAPP_CA | MAPP_US | MAPP_CA | 2020 | B16 | 25 | 0 | 165 | 0 | 0 | 0 | 0 | 0 | 0 | 0 | 0 | 0 | 0 | 0.96159
MAPP_US_2_MAPP_CA | MAPP_US | MAPP_CA | 2020 | B17 | 100 | 0 | 165 | 165 | 0 | 165 | 0 | 0 | 0.01187 | 0 | 0.01187 | 0.00016041 | 0 | 0.96159
MAPP_US_2_MAPP_CA | MAPP_US | MAPP_CA | 2020 | B18 | 400 | 0 | 165 | 165 | 0 | 0 | 0 | 0 | 4.8667 | 0 | 0 | 0.26306 | 0 | 0.96159
MAPP_US_2_MAPP_CA | MAPP_US | MAPP_CA | 2020 | B19 | 700 | 0 | 165 | 165 | 0 | 0 | 0 | 0 | 4.8667 | 0 | 0 | 0.46036 | 0 | 0.96159
MAPP_US_2_MAPP_CA | MAPP_US | MAPP_CA | 2020 | B20 | 935 | 0 | 165 | 165 | 0 | 165 | 0 | 0 | 9.3417 | 0 | 0.65285 | 1.1803 | 0 | 0.96159
MAPP_US_2_MAPP_CA | MAPP_US | MAPP_CA | 2025 | B1 | 10 | 0 | 165 | 0 | 0 | 0 | 0 | 0 | 0 | 0 | 0 | 0 | 0 | 0.58441
MAPP_US_2_MAPP_CA | MAPP_US | MAPP_CA | 2025 | B2 | 25 | 0 | 165 | 0 | 0 | 0 | 0 | 0 | 0 | 0 | 0 | 0 | 0 | 0.58441
MAPP_US_2_MAPP_CA | MAPP_US | MAPP_CA | 2025 | B3 | 75 | 0 | 165 | 0 | 0 | 0 | 0 | 0 | 0 | 0 | 0 | 0 | 0 | 0.58441
MAPP_US_2_MAPP_CA | MAPP_US | MAPP_CA | 2025 | B4 | 100 | 0 | 165 | 0 | 0 | 0 | 0 | 0 | 0 | 0 | 0 | 0 | 0 | 0.58441
MAPP_US_2_MAPP_CA | MAPP_US | MAPP_CA | 2025 | B5 | 200 | 0 | 165 | 0 | 0 | 0 | 0 | 0 | 0 | 0 | 0 | 0 | 0 | 0.58441
MAPP_US_2_MAPP_CA | MAPP_US | MAPP_CA | 2025 | B6 | 300 | 0 | 165 | 0 | 0 | 0 | 0 | 0 | 0 | 0 | 0 | 0 | 0 | 0.58441
MAPP_US_2_MAPP_CA | MAPP_US | MAPP_CA | 2025 | B7 | 400 | 0 | 165 | 0 | 0 | 0 | 0 | 0 | 0 | 0 | 0 | 0 | 0 | 0.58441
MAPP_US_2_MAPP_CA | MAPP_US | MAPP_CA | 2025 | B8 | 500 | 0 | 165 | 0 | 0 | 0 | 0 | 0 | 0 | 0 | 0 | 0 | 0 | 0.58441
MAPP_US_2_MAPP_CA | MAPP_US | MAPP_CA | 2025 | B9 | 800 | 0 | 165 | 0 | 0 | 0 | 0 | 0 | 0 | 0 | 0 | 0 | 0 | 0.58441
MAPP_US_2_MAPP_CA | MAPP_US | MAPP_CA | 2025 | B10 | 1262 | 0 | 165 | 165 | 0 | 0 | 0 | 0 | 3.0269 | 0 | 0 | 0.84886 | 0 | 0.58441
MAPP_US_2_MAPP_CA | MAPP_US | MAPP_CA | 2025 | B11 | 25 | 0 | 165 | 0 | 0 | 0 | 0 | 0 | 0 | 0 | 0 | 0 | 0 | 0.58441
MAPP_US_2_MAPP_CA | MAPP_US | MAPP_CA | 2025 | B12 | 200 | 0 | 165 | 0 | 0 | 0 | 0 | 0 | 0 | 0 | 0 | 0 | 0 | 0.58441
MAPP_US_2_MAPP_CA | MAPP_US | MAPP_CA | 2025 | B13 | 600 | 0 | 165 | 0 | 0 | 0 | 0 | 0 | 0 | 0 | 0 | 0 | 0 | 0.58441
MAPP_US_2_MAPP_CA | MAPP_US | MAPP_CA | 2025 | B14 | 900 | 0 | 165 | 0 | 0 | 0 | 0 | 0 | 0 | 0 | 0 | 0 | 0 | 0.58441
MAPP_US_2_MAPP_CA | MAPP_US | MAPP_CA | 2025 | B15 | 1203 | 0 | 165 | 165 | 0 | 89.02 | 0 | 0 | 0.4748 | 0 | 0 | 0.12693 | 0 | 0.58441
MAPP_US_2_MAPP_CA | MAPP_US | MAPP_CA | 2025 | B16 | 25 | 0 | 165 | 0 | 0 | 0 | 0 | 0 | 0 | 0 | 0 | 0 | 0 | 0.58441
MAPP_US_2_MAPP_CA | MAPP_US | MAPP_CA | 2025 | B17 | 100 | 0 | 165 | 0 | 0 | 0 | 0 | 0 | 0 | 0 | 0 | 0 | 0 | 0.58441
MAPP_US_2_MAPP_CA | MAPP_US | MAPP_CA | 2025 | B18 | 400 | 0 | 165 | 165 | 0 | 0 | 0 | 0 | 0.01187 | 0 | 0 | 0.0010551 | 0 | 0.58441
MAPP_US_2_MAPP_CA | MAPP_US | MAPP_CA | 2025 | B19 | 700 | 0 | 165 | 165 | 0 | 0 | 0 | 0 | 0.01187 | 0 | 0 | 0.0018464 | 0 | 0.58441
MAPP_US_2_MAPP_CA | MAPP_US | MAPP_CA | 2025 | B20 | 935 | 0 | 165 | 165 | 0 | 0 | 0 | 0 | 6.5404 | 0 | 0 | 1.3589 | 0 | 0.58441
MAPP_US_2_MAPP_CA | MAPP_US | MAPP_CA | 2030 | B1 | 10 | 0 | 165 | 0 | 0 | 0 | 0 | 0 | 0 | 0 | 0 | 0 | 0 | 0.62572
MAPP_US_2_MAPP_CA | MAPP_US | MAPP_CA | 2030 | B2 | 25 | 0 | 165 | 0 | 0 | 0 | 0 | 0 | 0 | 0 | 0 | 0 | 0 | 0.62572
MAPP_US_2_MAPP_CA | MAPP_US | MAPP_CA | 2030 | B3 | 75 | 0 | 165 | 0 | 0 | 0 | 0 | 0 | 0 | 0 | 0 | 0 | 0 | 0.62572
MAPP_US_2_MAPP_CA | MAPP_US | MAPP_CA | 2030 | B4 | 100 | 0 | 165 | 0 | 0 | 0 | 0 | 0 | 0 | 0 | 0 | 0 | 0 | 0.62572
MAPP_US_2_MAPP_CA | MAPP_US | MAPP_CA | 2030 | B5 | 200 | 0 | 165 | 0 | 0 | 0 | 0 | 0 | 0 | 0 | 0 | 0 | 0 | 0.62572
MAPP_US_2_MAPP_CA | MAPP_US | MAPP_CA | 2030 | B6 | 300 | 0 | 165 | 0 | 0 | 0 | 0 | 0 | 0 | 0 | 0 | 0 | 0 | 0.62572
MAPP_US_2_MAPP_CA | MAPP_US | MAPP_CA | 2030 | B7 | 400 | 0 | 165 | 0 | 0 | 0 | 0 | 0 | 0 | 0 | 0 | 0 | 0 | 0.62572
MAPP_US_2_MAPP_CA | MAPP_US | MAPP_CA | 2030 | B8 | 500 | 0 | 165 | 0 | 0 | 0 | 0 | 0 | 0 | 0 | 0 | 0 | 0 | 0.62572
MAPP_US_2_MAPP_CA | MAPP_US | MAPP_CA | 2030 | B9 | 800 | 0 | 165 | 0 | 0 | 0 | 0 | 0 | 0 | 0 | 0 | 0 | 0 | 0.62572
MAPP_US_2_MAPP_CA | MAPP_US | MAPP_CA | 2030 | B10 | 1262 | 0 | 165 | 0 | 0 | 165 | 0 | 0 | 0 | 0 | 0.01187 | 0 | 0 | 0.62572
MAPP_US_2_MAPP_CA | MAPP_US | MAPP_CA | 2030 | B11 | 25 | 0 | 165 | 0 | 0 | 0 | 0 | 0 | 0 | 0 | 0 | 0 | 0 | 0.62572
MAPP_US_2_MAPP_CA | MAPP_US | MAPP_CA | 2030 | B12 | 200 | 0 | 165 | 0 | 0 | 0 | 0 | 0 | 0 | 0 | 0 | 0 | 0 | 0.62572
MAPP_US_2_MAPP_CA | MAPP_US | MAPP_CA | 2030 | B13 | 600 | 0 | 165 | 0 | 0 | 0 | 0 | 0 | 0 | 0 | 0 | 0 | 0 | 0.62572
MAPP_US_2_MAPP_CA | MAPP_US | MAPP_CA | 2030 | B14 | 900 | 0 | 165 | 0 | 0 | 0 | 0 | 0 | 0 | 0 | 0 | 0 | 0 | 0.62572
MAPP_US_2_MAPP_CA | MAPP_US | MAPP_CA | 2030 | B15 | 1203 | 0 | 165 | 165 | 0 | 162.72 | 0 | 0 | 0.01187 | 0 | 0 | 0.0063805 | 0 | 0.62572
MAPP_US_2_MAPP_CA | MAPP_US | MAPP_CA | 2030 | B16 | 25 | 0 | 165 | 0 | 0 | 0 | 0 | 0 | 0 | 0 | 0 | 0 | 0 | 0.62572
MAPP_US_2_MAPP_CA | MAPP_US | MAPP_CA | 2030 | B17 | 100 | 0 | 165 | 165 | 0 | 165 | 0 | 0 | 0.7122 | 0 | 0.04748 | 0.031823 | 0 | 0.62572
MAPP_US_2_MAPP_CA | MAPP_US | MAPP_CA | 2030 | B18 | 400 | 0 | 165 | 0 | 0 | 165 | 0 | 0 | 0 | 0 | 0.04748 | 0 | 0 | 0.62572
MAPP_US_2_MAPP_CA | MAPP_US | MAPP_CA | 2030 | B19 | 700 | 0 | 165 | 0 | 0 | 0 | 0 | 0 | 0 | 0 | 0 | 0 | 0 | 0.62572
MAPP_US_2_MAPP_CA | MAPP_US | MAPP_CA | 2030 | B20 | 935 | 0 | 165 | 165 | 0 | 165 | 0 | 338.06 | 5.8994 | 0 | 0.62911 | 2.4647 | 0 | 0.62572
MAPP_US_2_MAPP_CA | MAPP_US | MAPP_CA | 2035 | B1 | 10 | 0 | 165 | 0 | 0 | 0 | 0 | 0 | 0 | 0 | 0 | 0 | 0 | 1.255
MAPP_US_2_MAPP_CA | MAPP_US | MAPP_CA | 2035 | B2 | 25 | 0 | 165 | 0 | 0 | 0 | 0 | 0 | 0 | 0 | 0 | 0 | 0 | 1.255
MAPP_US_2_MAPP_CA | MAPP_US | MAPP_CA | 2035 | B3 | 75 | 0 | 165 | 0 | 0 | 0 | 0 | 0 | 0 | 0 | 0 | 0 | 0 | 1.255
MAPP_US_2_MAPP_CA | MAPP_US | MAPP_CA | 2035 | B4 | 100 | 0 | 165 | 0 | 0 | 0 | 0 | 0 | 0 | 0 | 0 | 0 | 0 | 1.255
MAPP_US_2_MAPP_CA | MAPP_US | MAPP_CA | 2035 | B5 | 200 | 0 | 165 | 0 | 0 | 0 | 0 | 0 | 0 | 0 | 0 | 0 | 0 | 1.255
MAPP_US_2_MAPP_CA | MAPP_US | MAPP_CA | 2035 | B6 | 300 | 0 | 165 | 0 | 0 | 0 | 0 | 0 | 0 | 0 | 0 | 0 | 0 | 1.255
MAPP_US_2_MAPP_CA | MAPP_US | MAPP_CA | 2035 | B7 | 400 | 0 | 165 | 0 | 0 | 0 | 0 | 0 | 0 | 0 | 0 | 0 | 0 | 1.255
MAPP_US_2_MAPP_CA | MAPP_US | MAPP_CA | 2035 | B8 | 500 | 0 | 165 | 0 | 0 | 0 | 0 | 0 | 0 | 0 | 0 | 0 | 0 | 1.255
MAPP_US_2_MAPP_CA | MAPP_US | MAPP_CA | 2035 | B9 | 800 | 0 | 165 | 0 | 0 | 0 | 0 | 0 | 0 | 0 | 0 | 0 | 0 | 1.255
MAPP_US_2_MAPP_CA | MAPP_US | MAPP_CA | 2035 | B10 | 1262 | 0 | 165 | 165 | 0 | 165 | 0 | 0 | 0.01187 | 0 | 0.01187 | 0.0042496 | 0 | 1.255
MAPP_US_2_MAPP_CA | MAPP_US | MAPP_CA | 2035 | B11 | 25 | 0 | 165 | 0 | 0 | 0 | 0 | 0 | 0 | 0 | 0 | 0 | 0 | 1.255
MAPP_US_2_MAPP_CA | MAPP_US | MAPP_CA | 2035 | B12 | 200 | 0 | 165 | 0 | 0 | 0 | 0 | 0 | 0 | 0 | 0 | 0 | 0 | 1.255
MAPP_US_2_MAPP_CA | MAPP_US | MAPP_CA | 2035 | B13 | 600 | 0 | 165 | 0 | 0 | 0 | 0 | 0 | 0 | 0 | 0 | 0 | 0 | 1.255
MAPP_US_2_MAPP_CA | MAPP_US | MAPP_CA | 2035 | B14 | 900 | 0 | 165 | 0 | 0 | 0 | 0 | 0 | 0 | 0 | 0 | 0 | 0 | 1.255
MAPP_US_2_MAPP_CA | MAPP_US | MAPP_CA | 2035 | B15 | 1203 | 0 | 165 | 165 | 0 | 165 | 0 | 450.29 | 5.8994 | 0 | 1.2582 | 2.0133 | 0 | 1.255
MAPP_US_2_MAPP_CA | MAPP_US | MAPP_CA | 2035 | B16 | 25 | 0 | 165 | 165 | 0 | 165 | 0 | 0 | 5.5789 | 0 | 0.21366 | 0.039567 | 0 | 1.255
MAPP_US_2_MAPP_CA | MAPP_US | MAPP_CA | 2035 | B17 | 100 | 0 | 165 | 165 | 0 | 165 | 0 | 0 | 3.1099 | 0 | 0.21366 | 0.088225 | 0 | 1.255
MAPP_US_2_MAPP_CA | MAPP_US | MAPP_CA | 2035 | B18 | 400 | 0 | 165 | 137.89 | 0 | 165 | 0 | 0 | 0 | 0 | 0.21366 | 0 | 0 | 1.255
MAPP_US_2_MAPP_CA | MAPP_US | MAPP_CA | 2035 | B19 | 700 | 0 | 165 | 0 | 0 | 0 | 0 | 0 | 0 | 0 | 0 | 0 | 0 | 1.255
MAPP_US_2_MAPP_CA | MAPP_US | MAPP_CA | 2035 | B20 | 935 | 0 | 165 | 165 | 0 | 165 | 0 | 641.74 | 10.8373 | 0 | 1.2582 | 2.8746 | 0 | 1.255
MAPP_US_2_MAPP_CA | MAPP_US | MAPP_CA | 2040 | B1 | 10 | 0 | 165 | 0 | 0 | 0 | 0 | 0 | 0 | 0 | 0 | 0 | 0 | 1.8146
MAPP_US_2_MAPP_CA | MAPP_US | MAPP_CA | 2040 | B2 | 25 | 0 | 165 | 0 | 0 | 0 | 0 | 0 | 0 | 0 | 0 | 0 | 0 | 1.8146
MAPP_US_2_MAPP_CA | MAPP_US | MAPP_CA | 2040 | B3 | 75 | 0 | 165 | 0 | 0 | 0 | 0 | 0 | 0 | 0 | 0 | 0 | 0 | 1.8146
MAPP_US_2_MAPP_CA | MAPP_US | MAPP_CA | 2040 | B4 | 100 | 0 | 165 | 0 | 0 | 0 | 0 | 0 | 0 | 0 | 0 | 0 | 0 | 1.8146
MAPP_US_2_MAPP_CA | MAPP_US | MAPP_CA | 2040 | B5 | 200 | 0 | 165 | 0 | 0 | 0 | 0 | 0 | 0 | 0 | 0 | 0 | 0 | 1.8146
MAPP_US_2_MAPP_CA | MAPP_US | MAPP_CA | 2040 | B6 | 300 | 0 | 165 | 0 | 0 | 0 | 0 | 0 | 0 | 0 | 0 | 0 | 0 | 1.8146
MAPP_US_2_MAPP_CA | MAPP_US | MAPP_CA | 2040 | B7 | 400 | 0 | 165 | 0 | 0 | 0 | 0 | 0 | 0 | 0 | 0 | 0 | 0 | 1.8146
MAPP_US_2_MAPP_CA | MAPP_US | MAPP_CA | 2040 | B8 | 500 | 0 | 165 | 0 | 0 | 0 | 0 | 0 | 0 | 0 | 0 | 0 | 0 | 1.8146
MAPP_US_2_MAPP_CA | MAPP_US | MAPP_CA | 2040 | B9 | 800 | 0 | 165 | 0 | 0 | 0 | 0 | 0 | 0 | 0 | 0 | 0 | 0 | 1.8146
MAPP_US_2_MAPP_CA | MAPP_US | MAPP_CA | 2040 | B10 | 1262 | 0 | 165 | 165 | 0 | 165 | 0 | 541.73 | 10.3863 | 0 | 1.5787 | 2.0723 | 0 | 1.8146
MAPP_US_2_MAPP_CA | MAPP_US | MAPP_CA | 2040 | B11 | 25 | 0 | 165 | 0 | 0 | 0 | 0 | 0 | 0 | 0 | 0 | 0 | 0 | 1.8146
MAPP_US_2_MAPP_CA | MAPP_US | MAPP_CA | 2040 | B12 | 200 | 0 | 165 | 165 | 0 | 165 | 0 | 0 | 0.01187 | 0 | 0.72407 | 0.00037534 | 0 | 1.8146
MAPP_US_2_MAPP_CA | MAPP_US | MAPP_CA | 2040 | B13 | 600 | 0 | 165 | 165 | 0 | 165 | 0 | 0 | 0.67659 | 0 | 0.21366 | 0.064182 | 0 | 1.8146
MAPP_US_2_MAPP_CA | MAPP_US | MAPP_CA | 2040 | B14 | 900 | 0 | 165 | 165 | 0 | 165 | 0 | 0 | 1.8042 | 0 | 0.72407 | 0.25673 | 0 | 1.8146
MAPP_US_2_MAPP_CA | MAPP_US | MAPP_CA | 2040 | B15 | 1203 | 0 | 165 | 165 | 0 | 165 | 0 | 839.09 | 11.4664 | 0 | 1.5787 | 2.1809 | 0 | 1.8146
MAPP_US_2_MAPP_CA | MAPP_US | MAPP_CA | 2040 | B16 | 25 | 0 | 165 | 165 | 0 | 165 | 0 | 0 | 8.1072 | 0 | 0.72407 | 0.032044 | 0 | 1.8146
MAPP_US_2_MAPP_CA | MAPP_US | MAPP_CA | 2040 | B17 | 100 | 0 | 165 | 165 | 0 | 165 | 0 | 0 | 5.8163 | 0 | 0.72407 | 0.091957 | 0 | 1.8146
MAPP_US_2_MAPP_CA | MAPP_US | MAPP_CA | 2040 | B18 | 400 | 0 | 165 | 165 | 0 | 165 | 0 | 0 | 2.0416 | 0 | 0.72407 | 0.12912 | 0 | 1.8146
MAPP_US_2_MAPP_CA | MAPP_US | MAPP_CA | 2040 | B19 | 700 | 0 | 165 | 165 | 0 | 165 | 0 | 0 | 0.27301 | 0 | 0.16618 | 0.030215 | 0 | 1.8146
MAPP_US_2_MAPP_CA | MAPP_US | MAPP_CA | 2040 | B20 | 935 | 0 | 165 | 165 | 0 | 165 | 0 | 1287.7 | 16.2382 | 0 | 1.5787 | 2.4004 | 0 | 1.8146
MAPP_US_2_MAPP_CA | MAPP_US | MAPP_CA | 2045 | B1 | 10 | 0 | 165 | 0 | 0 | 0 | 0 | 0 | 0 | 0 | 0 | 0 | 0 | 3.4011
MAPP_US_2_MAPP_CA | MAPP_US | MAPP_CA | 2045 | B2 | 25 | 0 | 165 | 0 | 0 | 0 | 0 | 0 | 0 | 0 | 0 | 0 | 0 | 3.4011
MAPP_US_2_MAPP_CA | MAPP_US | MAPP_CA | 2045 | B3 | 75 | 0 | 165 | 0 | 0 | 0 | 0 | 0 | 0 | 0 | 0 | 0 | 0 | 3.4011
MAPP_US_2_MAPP_CA | MAPP_US | MAPP_CA | 2045 | B4 | 100 | 0 | 165 | 0 | 0 | 0 | 0 | 0 | 0 | 0 | 0 | 0 | 0 | 3.4011
MAPP_US_2_MAPP_CA | MAPP_US | MAPP_CA | 2045 | B5 | 200 | 0 | 165 | 0 | 0 | 0 | 0 | 0 | 0 | 0 | 0 | 0 | 0 | 3.4011
MAPP_US_2_MAPP_CA | MAPP_US | MAPP_CA | 2045 | B6 | 300 | 0 | 165 | 0 | 0 | 0 | 0 | 0 | 0 | 0 | 0 | 0 | 0 | 3.4011
MAPP_US_2_MAPP_CA | MAPP_US | MAPP_CA | 2045 | B7 | 400 | 0 | 165 | 0 | 0 | 0 | 0 | 0 | 0 | 0 | 0 | 0 | 0 | 3.4011
MAPP_US_2_MAPP_CA | MAPP_US | MAPP_CA | 2045 | B8 | 500 | 0 | 165 | 0 | 0 | 0 | 0 | 0 | 0 | 0 | 0 | 0 | 0 | 3.4011
MAPP_US_2_MAPP_CA | MAPP_US | MAPP_CA | 2045 | B9 | 800 | 0 | 165 | 69.24 | 0 | 0 | 0 | 0 | 0 | 0 | 0 | 0 | 0 | 3.4011
MAPP_US_2_MAPP_CA | MAPP_US | MAPP_CA | 2045 | B10 | 1262 | 0 | 165 | 165 | 0 | 165 | 0 | 1079.75 | 16.7486 | 0 | 2.9082 | 3.8256 | 0 | 3.4011
MAPP_US_2_MAPP_CA | MAPP_US | MAPP_CA | 2045 | B11 | 25 | 0 | 165 | 0 | 0 | 0 | 0 | 0 | 0 | 0 | 0 | 0 | 0 | 3.4011
MAPP_US_2_MAPP_CA | MAPP_US | MAPP_CA | 2045 | B12 | 200 | 0 | 165 | 0 | 0 | 165 | 0 | 0 | 0 | 0 | 0.18992 | 0 | 0 | 3.4011
MAPP_US_2_MAPP_CA | MAPP_US | MAPP_CA | 2045 | B13 | 600 | 0 | 165 | 128.49 | 0 | 165 | 0 | 0 | 0 | 0 | 0.51041 | 0 | 0 | 3.4011
MAPP_US_2_MAPP_CA | MAPP_US | MAPP_CA | 2045 | B14 | 900 | 0 | 165 | 165 | 0 | 165 | 0 | 0 | 1.282 | 0 | 0.51041 | 0.20883 | 0 | 3.4011
MAPP_US_2_MAPP_CA | MAPP_US | MAPP_CA | 2045 | B15 | 1203 | 0 | 165 | 165 | 0 | 165 | 0 | 1142.36 | 20.0128 | 0 | 2.9082 | 4.3575 | 0 | 3.4011
MAPP_US_2_MAPP_CA | MAPP_US | MAPP_CA | 2045 | B16 | 25 | 0 | 165 | 165 | 0 | 165 | 0 | 0 | 3.1456 | 0 | 0.51041 | 0.014233 | 0 | 3.4011
MAPP_US_2_MAPP_CA | MAPP_US | MAPP_CA | 2045 | B17 | 100 | 0 | 165 | 165 | 0 | 165 | 0 | 0 | 0.1187 | 0 | 0.51041 | 0.0021484 | 0 | 3.4011
MAPP_US_2_MAPP_CA | MAPP_US | MAPP_CA | 2045 | B18 | 400 | 0 | 165 | 165 | 0 | 165 | 0 | 0 | 1.9229 | 0 | 0.51041 | 0.13922 | 0 | 3.4011
MAPP_US_2_MAPP_CA | MAPP_US | MAPP_CA | 2045 | B19 | 700 | 0 | 165 | 165 | 0 | 79.56 | 0 | 0 | 3.1456 | 0 | 0 | 0.39853 | 0 | 3.4011
MAPP_US_2_MAPP_CA | MAPP_US | MAPP_CA | 2045 | B20 | 935 | 0 | 165 | 165 | 0 | 165 | 0 | 1640.13 | 27.5265 | 0 | 2.9082 | 4.6583 | 0 | 3.4011
MAPP_US_2_MAPP_CA | MAPP_US | MAPP_CA | 2050 | B1 | 10 | 0 | 165 | 0 | 0 | 0 | 0 | 0 | 0 | 0 | 0 | 0 | 0 | 2.535
MAPP_US_2_MAPP_CA | MAPP_US | MAPP_CA | 2050 | B2 | 25 | 0 | 165 | 0 | 0 | 0 | 0 | 0 | 0 | 0 | 0 | 0 | 0 | 2.535
MAPP_US_2_MAPP_CA | MAPP_US | MAPP_CA | 2050 | B3 | 75 | 0 | 165 | 0 | 0 | 0 | 0 | 0 | 0 | 0 | 0 | 0 | 0 | 2.535
MAPP_US_2_MAPP_CA | MAPP_US | MAPP_CA | 2050 | B4 | 100 | 0 | 165 | 0 | 0 | 0 | 0 | 0 | 0 | 0 | 0 | 0 | 0 | 2.535
MAPP_US_2_MAPP_CA | MAPP_US | MAPP_CA | 2050 | B5 | 200 | 0 | 165 | 0 | 0 | 0 | 0 | 0 | 0 | 0 | 0 | 0 | 0 | 2.535
MAPP_US_2_MAPP_CA | MAPP_US | MAPP_CA | 2050 | B6 | 300 | 0 | 165 | 0 | 0 | 0 | 0 | 0 | 0 | 0 | 0 | 0 | 0 | 2.535
MAPP_US_2_MAPP_CA | MAPP_US | MAPP_CA | 2050 | B7 | 400 | 0 | 165 | 0 | 0 | 0 | 0 | 0 | 0 | 0 | 0 | 0 | 0 | 2.535
MAPP_US_2_MAPP_CA | MAPP_US | MAPP_CA | 2050 | B8 | 500 | 0 | 165 | 0 | 0 | 165 | 0 | 32.57 | 0 | 0 | 2.5402 | 0 | 0 | 2.535
MAPP_US_2_MAPP_CA | MAPP_US | MAPP_CA | 2050 | B9 | 800 | 0 | 165 | 165 | 0 | 64.26 | 0 | 0 | 0.01187 | 0 | 0 | 0.0015013 | 0 | 2.535
MAPP_US_2_MAPP_CA | MAPP_US | MAPP_CA | 2050 | B10 | 1262 | 0 | 165 | 165 | 0 | 165 | 0 | 1307.58 | 12.6178 | 0 | 2.5402 | 2.5176 | 0 | 2.535
MAPP_US_2_MAPP_CA | MAPP_US | MAPP_CA | 2050 | B11 | 25 | 0 | 165 | 0 | 0 | 0 | 0 | 0 | 0 | 0 | 0 | 0 | 0 | 2.535
MAPP_US_2_MAPP_CA | MAPP_US | MAPP_CA | 2050 | B12 | 200 | 0 | 165 | 107.12 | 0 | 165 | 0 | 244.35 | 0 | 0 | 2.5402 | 0 | 0 | 2.535
MAPP_US_2_MAPP_CA | MAPP_US | MAPP_CA | 2050 | B13 | 600 | 0 | 165 | 0 | 0 | 165 | 0 | 0 | 0 | 0 | 2.2316 | 0 | 0 | 2.535
MAPP_US_2_MAPP_CA | MAPP_US | MAPP_CA | 2050 | B14 | 900 | 0 | 165 | 165 | 0 | 165 | 0 | 0 | 0.01187 | 0 | 0.55789 | 0.001689 | 0 | 2.535
MAPP_US_2_MAPP_CA | MAPP_US | MAPP_CA | 2050 | B15 | 1203 | 0 | 165 | 165 | 0 | 165 | 0 | 1485.77 | 17.2234 | 0 | 2.5402 | 3.2758 | 0 | 2.535
MAPP_US_2_MAPP_CA | MAPP_US | MAPP_CA | 2050 | B16 | 25 | 0 | 165 | 165 | 0 | 165 | 0 | 1199.8 | 3.5966 | 0 | 2.5402 | 0.014216 | 0 | 2.535
MAPP_US_2_MAPP_CA | MAPP_US | MAPP_CA | 2050 | B17 | 100 | 0 | 165 | 165 | 0 | 165 | 0 | 1586.21 | 3.5966 | 0 | 2.5402 | 0.056863 | 0 | 2.535
MAPP_US_2_MAPP_CA | MAPP_US | MAPP_CA | 2050 | B18 | 400 | 0 | 165 | 165 | 0 | 165 | 0 | 1534.94 | 1.4719 | 0 | 2.5402 | 0.093083 | 0 | 2.535
MAPP_US_2_MAPP_CA | MAPP_US | MAPP_CA | 2050 | B19 | 700 | 0 | 165 | 165 | 0 | 165 | 0 | 0 | 3.5966 | 0 | 0.05935 | 0.39804 | 0 | 2.535
MAPP_US_2_MAPP_CA | MAPP_US | MAPP_CA | 2050 | B20 | 935 | 0 | 165 | 165 | 0 | 165 | 0 | 1923.15 | 25.5799 | 0 | 2.5402 | 3.7814 | 0 | 2.535
MAPP_US_2_MISO_W | MAPP_US | MISO_W | 2015 | B1 | 10 | 0 | 2635 | 791.19 | 0 | 254.39 | 0 | 0 | 0 | 0 | 0 | 0 | 0 | 0
MAPP_US_2_MISO_W | MAPP_US | MISO_W | 2015 | B2 | 25 | 0 | 2635 | 0 | 0 | 0 | 0 | 0 | 0 | 0 | 0 | 0 | 0 | 0
MAPP_US_2_MISO_W | MAPP_US | MISO_W | 2015 | B3 | 75 | 0 | 2635 | 0 | 0 | 86.58 | 0 | 0 | 0 | 0 | 0 | 0 | 0 | 0
MAPP_US_2_MISO_W | MAPP_US | MISO_W | 2015 | B4 | 100 | 0 | 2635 | 0 | 0 | 0 | 0 | 0 | 0 | 0 | 0 | 0 | 0 | 0
MAPP_US_2_MISO_W | MAPP_US | MISO_W | 2015 | B5 | 200 | 0 | 2635 | 0 | 0 | 0 | 0 | 0 | 0 | 0 | 0 | 0 | 0 | 0
MAPP_US_2_MISO_W | MAPP_US | MISO_W | 2015 | B6 | 300 | 0 | 2635 | 0 | 0 | 0 | 0 | 0 | 0 | 0 | 0 | 0 | 0 | 0
MAPP_US_2_MISO_W | MAPP_US | MISO_W | 2015 | B7 | 400 | 0 | 2635 | 232.94 | 0 | 0 | 0 | 0 | 0 | 0 | 0 | 0 | 0 | 0
MAPP_US_2_MISO_W | MAPP_US | MISO_W | 2015 | B8 | 500 | 0 | 2635 | 0 | 0 | 0 | 0 | 0 | 0 | 0 | 0 | 0 | 0 | 0
MAPP_US_2_MISO_W | MAPP_US | MISO_W | 2015 | B9 | 800 | 0 | 2635 | 0 | 0 | 0 | 0 | 0 | 0 | 0 | 0 | 0 | 0 | 0
MAPP_US_2_MISO_W | MAPP_US | MISO_W | 2015 | B10 | 1262 | 0 | 2635 | 0 | 0 | 0 | 0 | 0 | 0 | 0 | 0 | 0 | 0 | 0
MAPP_US_2_MISO_W | MAPP_US | MISO_W | 2015 | B11 | 25 | 0 | 2635 | 856.81 | 0 | 0 | 0 | 0 | 0 | 0 | 0 | 0 | 0 | 0
MAPP_US_2_MISO_W | MAPP_US | MISO_W | 2015 | B12 | 200 | 0 | 2635 | 1079.39 | 0 | 598.16 | 0 | 0 | 0 | 0 | 0 | 0 | 0 | 0
MAPP_US_2_MISO_W | MAPP_US | MISO_W | 2015 | B13 | 600 | 0 | 2635 | 415.81 | 0 | 0 | 0 | 0 | 0 | 0 | 0 | 0 | 0 | 0
MAPP_US_2_MISO_W | MAPP_US | MISO_W | 2015 | B14 | 900 | 0 | 2635 | 0 | 0 | 0 | 0 | 0 | 0 | 0 | 0 | 0 | 0 | 0
MAPP_US_2_MISO_W | MAPP_US | MISO_W | 2015 | B15 | 1203 | 0 | 2635 | 0 | 0 | 0 | 0 | 0 | 0 | 0 | 0 | 0 | 0 | 0
MAPP_US_2_MISO_W | MAPP_US | MISO_W | 2015 | B16 | 25 | 0 | 2635 | 800.5 | 0 | 727 | 0 | 0 | 0 | 0 | 0 | 0 | 0 | 0
MAPP_US_2_MISO_W | MAPP_US | MISO_W | 2015 | B17 | 100 | 0 | 2635 | 1473.31 | 0 | 1403.19 | 0 | 0 | 0 | 0 | 0 | 0 | 0 | 0
MAPP_US_2_MISO_W | MAPP_US | MISO_W | 2015 | B18 | 400 | 0 | 2635 | 0 | 0 | 0 | 0 | 0 | 0 | 0 | 0 | 0 | 0 | 0
MAPP_US_2_MISO_W | MAPP_US | MISO_W | 2015 | B19 | 700 | 0 | 2635 | 0 | 0 | 0 | 0 | 0 | 0 | 0 | 0 | 0 | 0 | 0
MAPP_US_2_MISO_W | MAPP_US | MISO_W | 2015 | B20 | 935 | 0 | 2635 | 0 | 0 | 0 | 0 | 0 | 0 | 0 | 0 | 0 | 0 | 0
MAPP_US_2_MISO_W | MAPP_US | MISO_W | 2020 | B1 | 10 | 0 | 2635 | 0 | 0 | 639.92 | 0 | 0 | 0 | 0 | 0 | 0 | 0 | 0
MAPP_US_2_MISO_W | MAPP_US | MISO_W | 2020 | B2 | 25 | 0 | 2635 | 0 | 0 | 0 | 0 | 0 | 0 | 0 | 0 | 0 | 0 | 0
MAPP_US_2_MISO_W | MAPP_US | MISO_W | 2020 | B3 | 75 | 0 | 2635 | 0 | 0 | 0 | 0 | 0 | 0 | 0 | 0 | 0 | 0 | 0
MAPP_US_2_MISO_W | MAPP_US | MISO_W | 2020 | B4 | 100 | 0 | 2635 | 0 | 0 | 935.53 | 0 | 0 | 0 | 0 | 0 | 0 | 0 | 0
MAPP_US_2_MISO_W | MAPP_US | MISO_W | 2020 | B5 | 200 | 0 | 2635 | 0 | 0 | 213.1 | 0 | 0 | 0 | 0 | 0 | 0 | 0 | 0
MAPP_US_2_MISO_W | MAPP_US | MISO_W | 2020 | B6 | 300 | 0 | 2635 | 0 | 0 | 0 | 0 | 0 | 0 | 0 | 0 | 0 | 0 | 0
MAPP_US_2_MISO_W | MAPP_US | MISO_W | 2020 | B7 | 400 | 0 | 2635 | 0 | 0 | 0 | 0 | 0 | 0 | 0 | 0 | 0 | 0 | 0
MAPP_US_2_MISO_W | MAPP_US | MISO_W | 2020 | B8 | 500 | 0 | 2635 | 50.87 | 0 | 0 | 0 | 0 | 0 | 0 | 0 | 0 | 0 | 0
MAPP_US_2_MISO_W | MAPP_US | MISO_W | 2020 | B9 | 800 | 0 | 2635 | 0 | 0 | 0 | 0 | 0 | 0 | 0 | 0 | 0 | 0 | 0
MAPP_US_2_MISO_W | MAPP_US | MISO_W | 2020 | B10 | 1262 | 0 | 2635 | 138.35 | 0 | 0 | 0 | 0 | 0 | 0 | 0 | 0 | 0 | 0
MAPP_US_2_MISO_W | MAPP_US | MISO_W | 2020 | B11 | 25 | 0 | 2635 | 0 | 0 | 0 | 0 | 0 | 0 | 0 | 0 | 0 | 0 | 0
MAPP_US_2_MISO_W | MAPP_US | MISO_W | 2020 | B12 | 200 | 0 | 2635 | 1590.67 | 0 | 1577.08 | 0 | 0 | 0 | 0 | 0 | 0 | 0 | 0
MAPP_US_2_MISO_W | MAPP_US | MISO_W | 2020 | B13 | 600 | 0 | 2635 | 1194.72 | 0 | 1185.4 | 0 | 0 | 0 | 0 | 0 | 0 | 0 | 0
MAPP_US_2_MISO_W | MAPP_US | MISO_W | 2020 | B14 | 900 | 0 | 2635 | 45.58 | 0 | 0 | 0 | 0 | 0 | 0 | 0 | 0 | 0 | 0
MAPP_US_2_MISO_W | MAPP_US | MISO_W | 2020 | B15 | 1203 | 0 | 2635 | 0 | 0 | 0 | 0 | 0 | 0 | 0 | 0 | 0 | 0 | 0
MAPP_US_2_MISO_W | MAPP_US | MISO_W | 2020 | B16 | 25 | 0 | 2635 | 1555.92 | 0 | 1635.08 | 0 | 0 | 0 | 0 | 0 | 0 | 0 | 0
MAPP_US_2_MISO_W | MAPP_US | MISO_W | 2020 | B17 | 100 | 0 | 2635 | 1079.91 | 0 | 1099.74 | 0 | 0 | 0 | 0 | 0 | 0 | 0 | 0
MAPP_US_2_MISO_W | MAPP_US | MISO_W | 2020 | B18 | 400 | 0 | 2635 | 0 | 0 | 0 | 0 | 0 | 0 | 0 | 0 | 0 | 0 | 0
MAPP_US_2_MISO_W | MAPP_US | MISO_W | 2020 | B19 | 700 | 0 | 2635 | 0 | 0 | 0 | 0 | 0 | 0 | 0 | 0 | 0 | 0 | 0
MAPP_US_2_MISO_W | MAPP_US | MISO_W | 2020 | B20 | 935 | 0 | 2635 | 0 | 0 | 0 | 0 | 0 | 0 | 0 | 0 | 0 | 0 | 0
MAPP_US_2_MISO_W | MAPP_US | MISO_W | 2025 | B1 | 10 | 0 | 2635 | 0 | 0 | 673.84 | 0 | 0 | 0 | 0 | 0 | 0 | 0 | 0
MAPP_US_2_MISO_W | MAPP_US | MISO_W | 2025 | B2 | 25 | 0 | 2635 | 0 | 0 | 628.69 | 0 | 0 | 0 | 0 | 0 | 0 | 0 | 0
MAPP_US_2_MISO_W | MAPP_US | MISO_W | 2025 | B3 | 75 | 0 | 2635 | 0 | 0 | 0 | 0 | 0 | 0 | 0 | 0 | 0 | 0 | 0
MAPP_US_2_MISO_W | MAPP_US | MISO_W | 2025 | B4 | 100 | 0 | 2635 | 0 | 0 | 959.3 | 0 | 0 | 0 | 0 | 0 | 0 | 0 | 0
MAPP_US_2_MISO_W | MAPP_US | MISO_W | 2025 | B5 | 200 | 0 | 2635 | 0 | 0 | 153.49 | 0 | 0 | 0 | 0 | 0 | 0 | 0 | 0
MAPP_US_2_MISO_W | MAPP_US | MISO_W | 2025 | B6 | 300 | 0 | 2635 | 0 | 0 | 0 | 0 | 0 | 0 | 0 | 0 | 0 | 0 | 0
MAPP_US_2_MISO_W | MAPP_US | MISO_W | 2025 | B7 | 400 | 0 | 2635 | 0 | 0 | 0 | 0 | 0 | 0 | 0 | 0 | 0 | 0 | 0
MAPP_US_2_MISO_W | MAPP_US | MISO_W | 2025 | B8 | 500 | 0 | 2635 | 0 | 0 | 0 | 0 | 0 | 0 | 0 | 0 | 0 | 0 | 0
MAPP_US_2_MISO_W | MAPP_US | MISO_W | 2025 | B9 | 800 | 0 | 2635 | 0 | 0 | 0 | 0 | 0 | 0 | 0 | 0 | 0 | 0 | 0
MAPP_US_2_MISO_W | MAPP_US | MISO_W | 2025 | B10 | 1262 | 0 | 2635 | 77.81 | 0 | 0 | 0 | 0 | 0 | 0 | 0 | 0 | 0 | 0
MAPP_US_2_MISO_W | MAPP_US | MISO_W | 2025 | B11 | 25 | 0 | 2635 | 0 | 0 | 0 | 0 | 0 | 0 | 0 | 0 | 0 | 0 | 0
MAPP_US_2_MISO_W | MAPP_US | MISO_W | 2025 | B12 | 200 | 0 | 2635 | 1112.47 | 0 | 1117.59 | 0 | 0 | 0 | 0 | 0 | 0 | 0 | 0
MAPP_US_2_MISO_W | MAPP_US | MISO_W | 2025 | B13 | 600 | 0 | 2635 | 0 | 0 | 0 | 0 | 0 | 0 | 0 | 0 | 0 | 0 | 0
MAPP_US_2_MISO_W | MAPP_US | MISO_W | 2025 | B14 | 900 | 0 | 2635 | 0 | 0 | 0 | 0 | 0 | 0 | 0 | 0 | 0 | 0 | 0
MAPP_US_2_MISO_W | MAPP_US | MISO_W | 2025 | B15 | 1203 | 0 | 2635 | 0 | 0 | 0 | 0 | 0 | 0 | 0 | 0 | 0 | 0 | 0
MAPP_US_2_MISO_W | MAPP_US | MISO_W | 2025 | B16 | 25 | 0 | 2635 | 1578.83 | 0 | 1573.4 | 0 | 0 | 0 | 0 | 0 | 0 | 0 | 0
MAPP_US_2_MISO_W | MAPP_US | MISO_W | 2025 | B17 | 100 | 0 | 2635 | 1194.88 | 0 | 1189.33 | 0 | 0 | 0 | 0 | 0 | 0 | 0 | 0
MAPP_US_2_MISO_W | MAPP_US | MISO_W | 2025 | B18 | 400 | 0 | 2635 | 726.04 | 0 | 1164.21 | 0 | 0 | 0 | 0 | 0 | 0 | 0 | 0
MAPP_US_2_MISO_W | MAPP_US | MISO_W | 2025 | B19 | 700 | 0 | 2635 | 0 | 0 | 0 | 0 | 0 | 0 | 0 | 0 | 0 | 0 | 0
MAPP_US_2_MISO_W | MAPP_US | MISO_W | 2025 | B20 | 935 | 0 | 2635 | 0 | 0 | 0 | 0 | 0 | 0 | 0 | 0 | 0 | 0 | 0
MAPP_US_2_MISO_W | MAPP_US | MISO_W | 2030 | B1 | 10 | 0 | 2635 | 554.74 | 0 | 982.02 | 0 | 0 | 0 | 0 | 0 | 0 | 0 | 0.06147
MAPP_US_2_MISO_W | MAPP_US | MISO_W | 2030 | B2 | 25 | 0 | 2635 | 300.53 | 0 | 1680.14 | 0 | 0 | 0 | 0 | 0 | 0 | 0 | 0.06147
MAPP_US_2_MISO_W | MAPP_US | MISO_W | 2030 | B3 | 75 | 0 | 2635 | 346.41 | 0 | 1059.71 | 0 | 0 | 0 | 0 | 0 | 0 | 0 | 0.06147
MAPP_US_2_MISO_W | MAPP_US | MISO_W | 2030 | B4 | 100 | 0 | 2635 | 543.35 | 0 | 2132.96 | 0 | 0 | 0 | 0 | 0 | 0 | 0 | 0.06147
MAPP_US_2_MISO_W | MAPP_US | MISO_W | 2030 | B5 | 200 | 0 | 2635 | 496.77 | 0 | 0 | 0 | 0 | 0 | 0 | 0 | 0 | 0 | 0.06147
MAPP_US_2_MISO_W | MAPP_US | MISO_W | 2030 | B6 | 300 | 0 | 2635 | 368.45 | 0 | 0 | 0 | 0 | 0 | 0 | 0 | 0 | 0 | 0.06147
MAPP_US_2_MISO_W | MAPP_US | MISO_W | 2030 | B7 | 400 | 0 | 2635 | 711.25 | 0 | 668.89 | 0 | 0 | 0 | 0 | 0 | 0 | 0 | 0.06147
MAPP_US_2_MISO_W | MAPP_US | MISO_W | 2030 | B8 | 500 | 0 | 2635 | 1317 | 0 | 1270.67 | 0 | 0 | 0 | 0 | 0 | 0 | 0 | 0.06147
MAPP_US_2_MISO_W | MAPP_US | MISO_W | 2030 | B9 | 800 | 0 | 2635 | 883.45 | 0 | 706.97 | 0 | 0 | 0 | 0 | 0 | 0 | 0 | 0.06147
MAPP_US_2_MISO_W | MAPP_US | MISO_W | 2030 | B10 | 1262 | 0 | 2635 | 1335.22 | 0 | 691.25 | 0 | 0 | 0 | 0 | 0 | 0 | 0 | 0.06147
MAPP_US_2_MISO_W | MAPP_US | MISO_W | 2030 | B11 | 25 | 0 | 2635 | 1499.96 | 0 | 781.16 | 0 | 0 | 0 | 0 | 0 | 0 | 0 | 0.06147
MAPP_US_2_MISO_W | MAPP_US | MISO_W | 2030 | B12 | 200 | 0 | 2635 | 2497.95 | 0 | 929.77 | 0 | 0 | 0 | 0 | 0 | 0 | 0 | 0.06147
MAPP_US_2_MISO_W | MAPP_US | MISO_W | 2030 | B13 | 600 | 0 | 2635 | 2635 | 0 | 1995.84 | 0 | 0 | 0.16618 | 0 | 0 | 0.14244 | 0 | 0.06147
MAPP_US_2_MISO_W | MAPP_US | MISO_W | 2030 | B14 | 900 | 0 | 2635 | 2012.39 | 0 | 1845.27 | 0 | 0 | 0 | 0 | 0 | 0 | 0 | 0.06147
MAPP_US_2_MISO_W | MAPP_US | MISO_W | 2030 | B15 | 1203 | 0 | 2635 | 1629.95 | 0 | 0 | 0 | 0 | 0 | 0 | 0 | 0 | 0 | 0.06147
MAPP_US_2_MISO_W | MAPP_US | MISO_W | 2030 | B16 | 25 | 0 | 2635 | 2550.35 | 0 | 2635 | 0 | 1503.27 | 0 | 0 | 0.05935 | 0 | 0 | 0.06147
MAPP_US_2_MISO_W | MAPP_US | MISO_W | 2030 | B17 | 100 | 0 | 2635 | 2635 | 0 | 2635 | 0 | 950.13 | 0.72407 | 0 | 0.05935 | 0.10344 | 0 | 0.06147
MAPP_US_2_MISO_W | MAPP_US | MISO_W | 2030 | B18 | 400 | 0 | 2635 | 2509.81 | 0 | 2635 | 0 | 716.69 | 0 | 0 | 0.05935 | 0 | 0 | 0.06147
MAPP_US_2_MISO_W | MAPP_US | MISO_W | 2030 | B19 | 700 | 0 | 2635 | 1825.11 | 0 | 1991.42 | 0 | 0 | 0 | 0 | 0 | 0 | 0 | 0.06147
MAPP_US_2_MISO_W | MAPP_US | MISO_W | 2030 | B20 | 935 | 0 | 2635 | 1783.48 | 0 | 0 | 0 | 0 | 0 | 0 | 0 | 0 | 0 | 0.06147
MAPP_US_2_MISO_W | MAPP_US | MISO_W | 2035 | B1 | 10 | 0 | 2635 | 1038.54 | 0 | 1504.46 | 0 | 0 | 0 | 0 | 0 | 0 | 0 | 0.13844
MAPP_US_2_MISO_W | MAPP_US | MISO_W | 2035 | B2 | 25 | 0 | 2635 | 1106.87 | 0 | 260.65 | 0 | 0 | 0 | 0 | 0 | 0 | 0 | 0.13844
MAPP_US_2_MISO_W | MAPP_US | MISO_W | 2035 | B3 | 75 | 0 | 2635 | 970.51 | 0 | 0 | 0 | 0 | 0 | 0 | 0 | 0 | 0 | 0.13844
MAPP_US_2_MISO_W | MAPP_US | MISO_W | 2035 | B4 | 100 | 0 | 2635 | 1390.17 | 0 | 872.77 | 0 | 0 | 0 | 0 | 0 | 0 | 0 | 0.13844
MAPP_US_2_MISO_W | MAPP_US | MISO_W | 2035 | B5 | 200 | 0 | 2635 | 1473.95 | 0 | 2277.93 | 0 | 0 | 0 | 0 | 0 | 0 | 0 | 0.13844
MAPP_US_2_MISO_W | MAPP_US | MISO_W | 2035 | B6 | 300 | 0 | 2635 | 1012.43 | 0 | 590.62 | 0 | 0 | 0 | 0 | 0 | 0 | 0 | 0.13844
MAPP_US_2_MISO_W | MAPP_US | MISO_W | 2035 | B7 | 400 | 0 | 2635 | 1159.88 | 0 | 1098.57 | 0 | 0 | 0 | 0 | 0 | 0 | 0 | 0.13844
MAPP_US_2_MISO_W | MAPP_US | MISO_W | 2035 | B8 | 500 | 0 | 2635 | 1897.72 | 0 | 1830.66 | 0 | 0 | 0 | 0 | 0 | 0 | 0 | 0.13844
MAPP_US_2_MISO_W | MAPP_US | MISO_W | 2035 | B9 | 800 | 0 | 2635 | 1434.87 | 0 | 1363.99 | 0 | 0 | 0 | 0 | 0 | 0 | 0 | 0.13844
MAPP_US_2_MISO_W | MAPP_US | MISO_W | 2035 | B10 | 1262 | 0 | 2635 | 1571.36 | 0 | 1494.73 | 0 | 0 | 0 | 0 | 0 | 0 | 0 | 0.13844
MAPP_US_2_MISO_W | MAPP_US | MISO_W | 2035 | B11 | 25 | 0 | 2635 | 2223.57 | 0 | 1319.19 | 0 | 0 | 0 | 0 | 0 | 0 | 0 | 0.13844
MAPP_US_2_MISO_W | MAPP_US | MISO_W | 2035 | B12 | 200 | 0 | 2635 | 2635 | 0 | 2635 | 0 | 895.83 | 1.3413 | 0 | 0.22553 | 0.13914 | 0 | 0.13844
MAPP_US_2_MISO_W | MAPP_US | MISO_W | 2035 | B13 | 600 | 0 | 2635 | 2561.34 | 0 | 1635.53 | 0 | 0 | 0 | 0 | 0 | 0 | 0 | 0.13844
MAPP_US_2_MISO_W | MAPP_US | MISO_W | 2035 | B14 | 900 | 0 | 2635 | 1792.61 | 0 | 2635 | 0 | 0 | 0 | 0 | 0.13057 | 0 | 0 | 0.13844
MAPP_US_2_MISO_W | MAPP_US | MISO_W | 2035 | B15 | 1203 | 0 | 2635 | 2635 | 0 | 540.29 | 0 | 0 | 0.28488 | 0 | 0 | 0.17775 | 0 | 0.13844
MAPP_US_2_MISO_W | MAPP_US | MISO_W | 2035 | B16 | 25 | 0 | 2635 | 2635 | 0 | 2635 | 0 | 1883.38 | 5.5908 | 0 | 0.22553 | 0.072494 | 0 | 0.13844
MAPP_US_2_MISO_W | MAPP_US | MISO_W | 2035 | B17 | 100 | 0 | 2635 | 2635 | 0 | 2635 | 0 | 1806.11 | 3.1218 | 0 | 0.22553 | 0.16192 | 0 | 0.13844
MAPP_US_2_MISO_W | MAPP_US | MISO_W | 2035 | B18 | 400 | 0 | 2635 | 2635 | 0 | 2635 | 0 | 1374.56 | 0.01187 | 0 | 0.22553 | 0.0024627 | 0 | 0.13844
MAPP_US_2_MISO_W | MAPP_US | MISO_W | 2035 | B19 | 700 | 0 | 2635 | 1010.3 | 0 | 2562.58 | 0 | 0 | 0 | 0 | 0 | 0 | 0 | 0.13844
MAPP_US_2_MISO_W | MAPP_US | MISO_W | 2035 | B20 | 935 | 0 | 2635 | 2371.21 | 0 | 1452.27 | 0 | 0 | 0 | 0 | 0 | 0 | 0 | 0.13844
MAPP_US_2_MISO_W | MAPP_US | MISO_W | 2040 | B1 | 10 | 0 | 2635 | 2063.68 | 0 | 1568.92 | 0 | 0 | 0 | 0 | 0 | 0 | 0 | 0.68899
MAPP_US_2_MISO_W | MAPP_US | MISO_W | 2040 | B2 | 25 | 0 | 2635 | 1201.59 | 0 | 528.32 | 0 | 0 | 0 | 0 | 0 | 0 | 0 | 0.68899
MAPP_US_2_MISO_W | MAPP_US | MISO_W | 2040 | B3 | 75 | 0 | 2635 | 848.64 | 0 | 161.31 | 0 | 0 | 0 | 0 | 0 | 0 | 0 | 0.68899
MAPP_US_2_MISO_W | MAPP_US | MISO_W | 2040 | B4 | 100 | 0 | 2635 | 1406.77 | 0 | 2033.39 | 0 | 0 | 0 | 0 | 0 | 0 | 0 | 0.68899
MAPP_US_2_MISO_W | MAPP_US | MISO_W | 2040 | B5 | 200 | 0 | 2635 | 1129.3 | 0 | 2635 | 0 | 109.69 | 0 | 0 | 0.73594 | 0 | 0 | 0.68899
MAPP_US_2_MISO_W | MAPP_US | MISO_W | 2040 | B6 | 300 | 0 | 2635 | 1020.38 | 0 | 844.31 | 0 | 0 | 0 | 0 | 0 | 0 | 0 | 0.68899
MAPP_US_2_MISO_W | MAPP_US | MISO_W | 2040 | B7 | 400 | 0 | 2635 | 1367.9 | 0 | 1497.99 | 0 | 0 | 0 | 0 | 0 | 0 | 0 | 0.68899
MAPP_US_2_MISO_W | MAPP_US | MISO_W | 2040 | B8 | 500 | 0 | 2635 | 2175.1 | 0 | 2317.38 | 0 | 0 | 0 | 0 | 0 | 0 | 0 | 0.68899
MAPP_US_2_MISO_W | MAPP_US | MISO_W | 2040 | B9 | 800 | 0 | 2635 | 1764.11 | 0 | 1914.52 | 0 | 0 | 0 | 0 | 0 | 0 | 0 | 0.68899
MAPP_US_2_MISO_W | MAPP_US | MISO_W | 2040 | B10 | 1262 | 0 | 2635 | 2635 | 0 | 1599.79 | 0 | 0 | 2.7064 | 0 | 0 | 0.53999 | 0 | 0.68899
MAPP_US_2_MISO_W | MAPP_US | MISO_W | 2040 | B11 | 25 | 0 | 2635 | 2160.72 | 0 | 1671.53 | 0 | 0 | 0 | 0 | 0 | 0 | 0 | 0.68899
MAPP_US_2_MISO_W | MAPP_US | MISO_W | 2040 | B12 | 200 | 0 | 2635 | 2635 | 0 | 2635 | 0 | 313.57 | 0.02374 | 0 | 0.73594 | 0.00075067 | 0 | 0.68899
MAPP_US_2_MISO_W | MAPP_US | MISO_W | 2040 | B13 | 600 | 0 | 2635 | 2635 | 0 | 2635 | 0 | 0 | 0.68846 | 0 | 0.22553 | 0.065308 | 0 | 0.68899
MAPP_US_2_MISO_W | MAPP_US | MISO_W | 2040 | B14 | 900 | 0 | 2635 | 2635 | 0 | 2635 | 0 | 375.78 | 1.8161 | 0 | 0.73594 | 0.25842 | 0 | 0.68899
MAPP_US_2_MISO_W | MAPP_US | MISO_W | 2040 | B15 | 1203 | 0 | 2635 | 2635 | 0 | 2604.58 | 0 | 0 | 4.9973 | 0 | 0 | 0.95047 | 0 | 0.68899
MAPP_US_2_MISO_W | MAPP_US | MISO_W | 2040 | B16 | 25 | 0 | 2635 | 2635 | 0 | 2635 | 0 | 2150.19 | 8.1191 | 0 | 0.73594 | 0.032091 | 0 | 0.68899
MAPP_US_2_MISO_W | MAPP_US | MISO_W | 2040 | B17 | 100 | 0 | 2635 | 2635 | 0 | 2635 | 0 | 1718.23 | 5.8282 | 0 | 0.73594 | 0.092145 | 0 | 0.68899
MAPP_US_2_MISO_W | MAPP_US | MISO_W | 2040 | B18 | 400 | 0 | 2635 | 2635 | 0 | 2635 | 0 | 1303.22 | 2.0535 | 0 | 0.73594 | 0.12987 | 0 | 0.68899
MAPP_US_2_MISO_W | MAPP_US | MISO_W | 2040 | B19 | 700 | 0 | 2635 | 2635 | 0 | 2635 | 0 | 0 | 0.26114 | 0 | 0.17805 | 0.028901 | 0 | 0.68899
MAPP_US_2_MISO_W | MAPP_US | MISO_W | 2040 | B20 | 935 | 0 | 2635 | 2635 | 0 | 2635 | 0 | 0 | 4.4512 | 0 | 0.20179 | 0.65801 | 0 | 0.68899
MAPP_US_2_MISO_W | MAPP_US | MISO_W | 2045 | B1 | 10 | 0 | 2635 | 1255.49 | 0 | 1823.64 | 0 | 0 | 0 | 0 | 0 | 0 | 0 | 0.18115
MAPP_US_2_MISO_W | MAPP_US | MISO_W | 2045 | B2 | 25 | 0 | 2635 | 1086.32 | 0 | 1134.01 | 0 | 0 | 0 | 0 | 0 | 0 | 0 | 0.18115
MAPP_US_2_MISO_W | MAPP_US | MISO_W | 2045 | B3 | 75 | 0 | 2635 | 665.86 | 0 | 732.51 | 0 | 0 | 0 | 0 | 0 | 0 | 0 | 0.18115
MAPP_US_2_MISO_W | MAPP_US | MISO_W | 2045 | B4 | 100 | 0 | 2635 | 1084.42 | 0 | 1354.97 | 0 | 0 | 0 | 0 | 0 | 0 | 0 | 0.18115
MAPP_US_2_MISO_W | MAPP_US | MISO_W | 2045 | B5 | 200 | 0 | 2635 | 835.99 | 0 | 2635 | 0 | 485.59 | 0 | 0 | 0.52228 | 0 | 0 | 0.18115
MAPP_US_2_MISO_W | MAPP_US | MISO_W | 2045 | B6 | 300 | 0 | 2635 | 1412.24 | 0 | 1409.64 | 0 | 0 | 0 | 0 | 0 | 0 | 0 | 0.18115
MAPP_US_2_MISO_W | MAPP_US | MISO_W | 2045 | B7 | 400 | 0 | 2635 | 1274.31 | 0 | 1764.33 | 0 | 0 | 0 | 0 | 0 | 0 | 0 | 0.18115
MAPP_US_2_MISO_W | MAPP_US | MISO_W | 2045 | B8 | 500 | 0 | 2635 | 2192.2 | 0 | 2624.92 | 0 | 0 | 0 | 0 | 0 | 0 | 0 | 0.18115
MAPP_US_2_MISO_W | MAPP_US | MISO_W | 2045 | B9 | 800 | 0 | 2635 | 2635 | 0 | 2376.43 | 0 | 0 | 0.01187 | 0 | 0 | 0.0033614 | 0 | 0.18115
MAPP_US_2_MISO_W | MAPP_US | MISO_W | 2045 | B10 | 1262 | 0 | 2635 | 2276.3 | 0 | 1551.1 | 0 | 0 | 0 | 0 | 0 | 0 | 0 | 0.18115
MAPP_US_2_MISO_W | MAPP_US | MISO_W | 2045 | B11 | 25 | 0 | 2635 | 2439.23 | 0 | 2164.95 | 0 | 0 | 0 | 0 | 0 | 0 | 0 | 0.18115
MAPP_US_2_MISO_W | MAPP_US | MISO_W | 2045 | B12 | 200 | 0 | 2635 | 2521.54 | 0 | 2635 | 0 | 0 | 0 | 0 | 0.20179 | 0 | 0 | 0.18115
MAPP_US_2_MISO_W | MAPP_US | MISO_W | 2045 | B13 | 600 | 0 | 2635 | 2635 | 0 | 2635 | 0 | 649.02 | 0.01187 | 0 | 0.52228 | 0.0025211 | 0 | 0.18115
MAPP_US_2_MISO_W | MAPP_US | MISO_W | 2045 | B14 | 900 | 0 | 2635 | 2635 | 0 | 2635 | 0 | 21.33 | 1.2938 | 0 | 0.52228 | 0.41219 | 0 | 0.18115
MAPP_US_2_MISO_W | MAPP_US | MISO_W | 2045 | B15 | 1203 | 0 | 2635 | 2564.83 | 0 | 2635 | 0 | 430.57 | 0 | 0 | 0.52228 | 0 | 0 | 0.18115
MAPP_US_2_MISO_W | MAPP_US | MISO_W | 2045 | B16 | 25 | 0 | 2635 | 2635 | 0 | 2635 | 0 | 3784.45 | 3.1574 | 0 | 0.52228 | 0.027942 | 0 | 0.18115
MAPP_US_2_MISO_W | MAPP_US | MISO_W | 2045 | B17 | 100 | 0 | 2635 | 2635 | 0 | 2635 | 0 | 2281.09 | 0.13057 | 0 | 0.52228 | 0.0046219 | 0 | 0.18115
MAPP_US_2_MISO_W | MAPP_US | MISO_W | 2045 | B18 | 400 | 0 | 2635 | 2635 | 0 | 2635 | 0 | 1295.09 | 1.9348 | 0 | 0.52228 | 0.27396 | 0 | 0.18115
MAPP_US_2_MISO_W | MAPP_US | MISO_W | 2045 | B19 | 700 | 0 | 2635 | 2284.84 | 0 | 2635 | 0 | 0 | 0 | 0 | 0.01187 | 0 | 0 | 0.18115
MAPP_US_2_MISO_W | MAPP_US | MISO_W | 2045 | B20 | 935 | 0 | 2635 | 2263.04 | 0 | 2635 | 0 | 252.97 | 0 | 0 | 0.52228 | 0 | 0 | 0.18115
MAPP_US_2_MISO_W | MAPP_US | MISO_W | 2050 | B1 | 10 | 0 | 2635 | 0 | 0 | 1741.55 | 0 | 0 | 0 | 0 | 0 | 0 | 0 | 0.076825
MAPP_US_2_MISO_W | MAPP_US | MISO_W | 2050 | B2 | 25 | 0 | 2635 | 692.68 | 0 | 1228.01 | 0 | 0 | 0 | 0 | 0 | 0 | 0 | 0.076825
MAPP_US_2_MISO_W | MAPP_US | MISO_W | 2050 | B3 | 75 | 0 | 2635 | 169.94 | 0 | 588.37 | 0 | 0 | 0 | 0 | 0 | 0 | 0 | 0.076825
MAPP_US_2_MISO_W | MAPP_US | MISO_W | 2050 | B4 | 100 | 0 | 2635 | 779.49 | 0 | 1140.5 | 0 | 0 | 0 | 0 | 0 | 0 | 0 | 0.076825
MAPP_US_2_MISO_W | MAPP_US | MISO_W | 2050 | B5 | 200 | 0 | 2635 | 397.72 | 0 | 1022.37 | 0 | 0 | 0 | 0 | 0 | 0 | 0 | 0.076825
MAPP_US_2_MISO_W | MAPP_US | MISO_W | 2050 | B6 | 300 | 0 | 2635 | 727.33 | 0 | 1106.92 | 0 | 0 | 0 | 0 | 0 | 0 | 0 | 0.076825
MAPP_US_2_MISO_W | MAPP_US | MISO_W | 2050 | B7 | 400 | 0 | 2635 | 1047.94 | 0 | 1918.27 | 0 | 0 | 0 | 0 | 0 | 0 | 0 | 0.076825
MAPP_US_2_MISO_W | MAPP_US | MISO_W | 2050 | B8 | 500 | 0 | 2635 | 1880.66 | 0 | 2635 | 0 | 0 | 0 | 0 | 2.552 | 0 | 0 | 0.076825
MAPP_US_2_MISO_W | MAPP_US | MISO_W | 2050 | B9 | 800 | 0 | 2635 | 2219.29 | 0 | 2635 | 0 | 0 | 0 | 0 | 0.01187 | 0 | 0 | 0.076825
MAPP_US_2_MISO_W | MAPP_US | MISO_W | 2050 | B10 | 1262 | 0 | 2635 | 1960.18 | 0 | 2635 | 0 | 0 | 0 | 0 | 0.03561 | 0 | 0 | 0.076825
MAPP_US_2_MISO_W | MAPP_US | MISO_W | 2050 | B11 | 25 | 0 | 2635 | 1692.52 | 0 | 2053.1 | 0 | 0 | 0 | 0 | 0 | 0 | 0 | 0.076825
MAPP_US_2_MISO_W | MAPP_US | MISO_W | 2050 | B12 | 200 | 0 | 2635 | 2635 | 0 | 2635 | 0 | 0 | 0.01187 | 0 | 2.552 | 0.010551 | 0 | 0.076825
MAPP_US_2_MISO_W | MAPP_US | MISO_W | 2050 | B13 | 600 | 0 | 2635 | 2315.1 | 0 | 2635 | 0 | 0 | 0 | 0 | 2.2434 | 0 | 0 | 0.076825
MAPP_US_2_MISO_W | MAPP_US | MISO_W | 2050 | B14 | 900 | 0 | 2635 | 2473.93 | 0 | 2635 | 0 | 0 | 0 | 0 | 0.56976 | 0 | 0 | 0.076825
MAPP_US_2_MISO_W | MAPP_US | MISO_W | 2050 | B15 | 1203 | 0 | 2635 | 1923.89 | 0 | 2635 | 0 | 0 | 0 | 0 | 2.5283 | 0 | 0 | 0.076825
MAPP_US_2_MISO_W | MAPP_US | MISO_W | 2050 | B16 | 25 | 0 | 2635 | 2635 | 0 | 2635 | 0 | 2660.52 | 2.6707 | 0 | 3.3948 | 0.29675 | 0 | 0.076825
MAPP_US_2_MISO_W | MAPP_US | MISO_W | 2050 | B17 | 100 | 0 | 2635 | 1125.9 | 0 | 2635 | 0 | 748.02 | 0 | 0 | 3.3948 | 0 | 0 | 0.076825
MAPP_US_2_MISO_W | MAPP_US | MISO_W | 2050 | B18 | 400 | 0 | 2635 | 2189.32 | 0 | 2635 | 0 | 65.03 | 0 | 0 | 3.3948 | 0 | 0 | 0.076825
MAPP_US_2_MISO_W | MAPP_US | MISO_W | 2050 | B19 | 700 | 0 | 2635 | 893.43 | 0 | 2635 | 0 | 0 | 0 | 0 | 0.07122 | 0 | 0 | 0.076825
MAPP_US_2_MISO_W | MAPP_US | MISO_W | 2050 | B20 | 935 | 0 | 2635 | 1217.51 | 0 | 2635 | 0 | 0 | 0 | 0 | 2.2909 | 0 | 0 | 0.076825
MAPP_US_2_NE | MAPP_US | NE | 2015 | B1 | 10 | 0 | 2000 | 652.9 | 0 | 1532.17 | 0 | 0 | 0 | 0 | 0 | 0 | 0 | Infinite
MAPP_US_2_NE | MAPP_US | NE | 2015 | B2 | 25 | 0 | 2000 | 1260.69 | 0 | 1603.15 | 0 | 0 | 0 | 0 | 0 | 0 | 0 | Infinite
MAPP_US_2_NE | MAPP_US | NE | 2015 | B3 | 75 | 0 | 2000 | 1230.19 | 0 | 1276.09 | 0 | 0 | 0 | 0 | 0 | 0 | 0 | Infinite
MAPP_US_2_NE | MAPP_US | NE | 2015 | B4 | 100 | 0 | 2000 | 1471.65 | 0 | 1604.12 | 0 | 0 | 0 | 0 | 0 | 0 | 0 | Infinite
MAPP_US_2_NE | MAPP_US | NE | 2015 | B5 | 200 | 0 | 2000 | 1390.66 | 0 | 1583.12 | 0 | 0 | 0 | 0 | 0 | 0 | 0 | Infinite
MAPP_US_2_NE | MAPP_US | NE | 2015 | B6 | 300 | 0 | 2000 | 1473.41 | 0 | 1815.87 | 0 | 0 | 0 | 0 | 0 | 0 | 0 | Infinite
MAPP_US_2_NE | MAPP_US | NE | 2015 | B7 | 400 | 0 | 2000 | 1281.99 | 0 | 2000 | 0 | 0 | 0 | 0 | 1.2701 | 0 | 0 | Infinite
MAPP_US_2_NE | MAPP_US | NE | 2015 | B8 | 500 | 0 | 2000 | 1300.76 | 0 | 1993.93 | 0 | 0 | 0 | 0 | 0 | 0 | 0 | Infinite
MAPP_US_2_NE | MAPP_US | NE | 2015 | B9 | 800 | 0 | 2000 | 901.11 | 0 | 1238.71 | 0 | 0 | 0 | 0 | 0 | 0 | 0 | Infinite
MAPP_US_2_NE | MAPP_US | NE | 2015 | B10 | 1262 | 0 | 2000 | 575.08 | 0 | 1098.45 | 0 | 0 | 0 | 0 | 0 | 0 | 0 | Infinite
MAPP_US_2_NE | MAPP_US | NE | 2015 | B11 | 25 | 0 | 2000 | 1059.54 | 0 | 1829.26 | 0 | 0 | 0 | 0 | 0 | 0 | 0 | Infinite
MAPP_US_2_NE | MAPP_US | NE | 2015 | B12 | 200 | 0 | 2000 | 442.26 | 0 | 686.39 | 0 | 0 | 0 | 0 | 0 | 0 | 0 | Infinite
MAPP_US_2_NE | MAPP_US | NE | 2015 | B13 | 600 | 0 | 2000 | 828.66 | 0 | 1244.23 | 0 | 0 | 0 | 0 | 0 | 0 | 0 | Infinite
MAPP_US_2_NE | MAPP_US | NE | 2015 | B14 | 900 | 0 | 2000 | 198.2 | 0 | 126.11 | 0 | 0 | 0 | 0 | 0 | 0 | 0 | Infinite
MAPP_US_2_NE | MAPP_US | NE | 2015 | B15 | 1203 | 0 | 2000 | 188.81 | 0 | 116.72 | 0 | 0 | 0 | 0 | 0 | 0 | 0 | Infinite
MAPP_US_2_NE | MAPP_US | NE | 2015 | B16 | 25 | 0 | 2000 | 1092.82 | 0 | 1162.35 | 0 | 0 | 0 | 0 | 0 | 0 | 0 | Infinite
MAPP_US_2_NE | MAPP_US | NE | 2015 | B17 | 100 | 0 | 2000 | 0 | 0 | 0 | 0 | 0 | 0 | 0 | 0 | 0 | 0 | Infinite
MAPP_US_2_NE | MAPP_US | NE | 2015 | B18 | 400 | 0 | 2000 | 691.81 | 0 | 1300.6 | 0 | 0 | 0 | 0 | 0 | 0 | 0 | Infinite
MAPP_US_2_NE | MAPP_US | NE | 2015 | B19 | 700 | 0 | 2000 | 301.98 | 0 | 362.49 | 0 | 0 | 0 | 0 | 0 | 0 | 0 | Infinite
MAPP_US_2_NE | MAPP_US | NE | 2015 | B20 | 935 | 0 | 2000 | 476.79 | 0 | 736.67 | 0 | 0 | 0 | 0 | 0 | 0 | 0 | Infinite
MAPP_US_2_NE | MAPP_US | NE | 2020 | B1 | 10 | 0 | 2000 | 1058.84 | 0 | 0 | 0 | 0 | 0 | 0 | 0 | 0 | 0 | Infinite
MAPP_US_2_NE | MAPP_US | NE | 2020 | B2 | 25 | 0 | 2000 | 1377.2 | 0 | 1097.63 | 0 | 0 | 0 | 0 | 0 | 0 | 0 | Infinite
MAPP_US_2_NE | MAPP_US | NE | 2020 | B3 | 75 | 0 | 2000 | 1330.94 | 0 | 1331.31 | 0 | 0 | 0 | 0 | 0 | 0 | 0 | Infinite
MAPP_US_2_NE | MAPP_US | NE | 2020 | B4 | 100 | 0 | 2000 | 1633.02 | 0 | 238.39 | 0 | 0 | 0 | 0 | 0 | 0 | 0 | Infinite
MAPP_US_2_NE | MAPP_US | NE | 2020 | B5 | 200 | 0 | 2000 | 1361.38 | 0 | 909.07 | 0 | 0 | 0 | 0 | 0 | 0 | 0 | Infinite
MAPP_US_2_NE | MAPP_US | NE | 2020 | B6 | 300 | 0 | 2000 | 1370.71 | 0 | 1371.06 | 0 | 0 | 0 | 0 | 0 | 0 | 0 | Infinite
MAPP_US_2_NE | MAPP_US | NE | 2020 | B7 | 400 | 0 | 2000 | 1361.39 | 0 | 1779.52 | 0 | 0 | 0 | 0 | 0 | 0 | 0 | Infinite
MAPP_US_2_NE | MAPP_US | NE | 2020 | B8 | 500 | 0 | 2000 | 1349.16 | 0 | 1715.21 | 0 | 0 | 0 | 0 | 0 | 0 | 0 | Infinite
MAPP_US_2_NE | MAPP_US | NE | 2020 | B9 | 800 | 0 | 2000 | 936.3 | 0 | 1008.22 | 0 | 0 | 0 | 0 | 0 | 0 | 0 | Infinite
MAPP_US_2_NE | MAPP_US | NE | 2020 | B10 | 1262 | 0 | 2000 | 637.85 | 0 | 941.72 | 0 | 0 | 0 | 0 | 0 | 0 | 0 | Infinite
MAPP_US_2_NE | MAPP_US | NE | 2020 | B11 | 25 | 0 | 2000 | 1829.57 | 0 | 1624.4 | 0 | 0 | 0 | 0 | 0 | 0 | 0 | Infinite
MAPP_US_2_NE | MAPP_US | NE | 2020 | B12 | 200 | 0 | 2000 | 0 | 0 | 0 | 0 | 0 | 0 | 0 | 0 | 0 | 0 | Infinite
MAPP_US_2_NE | MAPP_US | NE | 2020 | B13 | 600 | 0 | 2000 | 0 | 0 | 47.91 | 0 | 0 | 0 | 0 | 0 | 0 | 0 | Infinite
MAPP_US_2_NE | MAPP_US | NE | 2020 | B14 | 900 | 0 | 2000 | 0 | 0 | 197.01 | 0 | 0 | 0 | 0 | 0 | 0 | 0 | Infinite
MAPP_US_2_NE | MAPP_US | NE | 2020 | B15 | 1203 | 0 | 2000 | 123.53 | 0 | 110.02 | 0 | 0 | 0 | 0 | 0 | 0 | 0 | Infinite
MAPP_US_2_NE | MAPP_US | NE | 2020 | B16 | 25 | 0 | 2000 | 59.21 | 0 | 0 | 0 | 0 | 0 | 0 | 0 | 0 | 0 | Infinite
MAPP_US_2_NE | MAPP_US | NE | 2020 | B17 | 100 | 0 | 2000 | 0 | 0 | 0 | 0 | 0 | 0 | 0 | 0 | 0 | 0 | Infinite
MAPP_US_2_NE | MAPP_US | NE | 2020 | B18 | 400 | 0 | 2000 | 304.57 | 0 | 594.9 | 0 | 0 | 0 | 0 | 0 | 0 | 0 | Infinite
MAPP_US_2_NE | MAPP_US | NE | 2020 | B19 | 700 | 0 | 2000 | 0 | 0 | 124.35 | 0 | 0 | 0 | 0 | 0 | 0 | 0 | Infinite
MAPP_US_2_NE | MAPP_US | NE | 2020 | B20 | 935 | 0 | 2000 | 0 | 0 | 19.7 | 0 | 0 | 0 | 0 | 0 | 0 | 0 | Infinite
MAPP_US_2_NE | MAPP_US | NE | 2025 | B1 | 10 | 0 | 2000 | 987.2 | 0 | 0 | 0 | 0 | 0 | 0 | 0 | 0 | 0 | Infinite
MAPP_US_2_NE | MAPP_US | NE | 2025 | B2 | 25 | 0 | 2000 | 1157.56 | 0 | 110.09 | 0 | 0 | 0 | 0 | 0 | 0 | 0 | Infinite
MAPP_US_2_NE | MAPP_US | NE | 2025 | B3 | 75 | 0 | 2000 | 1327.42 | 0 | 1242.26 | 0 | 0 | 0 | 0 | 0 | 0 | 0 | Infinite
MAPP_US_2_NE | MAPP_US | NE | 2025 | B4 | 100 | 0 | 2000 | 1596.7 | 0 | 0 | 0 | 0 | 0 | 0 | 0 | 0 | 0 | Infinite
MAPP_US_2_NE | MAPP_US | NE | 2025 | B5 | 200 | 0 | 2000 | 1323.77 | 0 | 907.03 | 0 | 0 | 0 | 0 | 0 | 0 | 0 | Infinite
MAPP_US_2_NE | MAPP_US | NE | 2025 | B6 | 300 | 0 | 2000 | 1312.62 | 0 | 1312.96 | 0 | 0 | 0 | 0 | 0 | 0 | 0 | Infinite
MAPP_US_2_NE | MAPP_US | NE | 2025 | B7 | 400 | 0 | 2000 | 1389.68 | 0 | 1648.26 | 0 | 0 | 0 | 0 | 0 | 0 | 0 | Infinite
MAPP_US_2_NE | MAPP_US | NE | 2025 | B8 | 500 | 0 | 2000 | 1631.3 | 0 | 1664.73 | 0 | 0 | 0 | 0 | 0 | 0 | 0 | Infinite
MAPP_US_2_NE | MAPP_US | NE | 2025 | B9 | 800 | 0 | 2000 | 981.84 | 0 | 961.73 | 0 | 0 | 0 | 0 | 0 | 0 | 0 | Infinite
MAPP_US_2_NE | MAPP_US | NE | 2025 | B10 | 1262 | 0 | 2000 | 657.98 | 0 | 901.31 | 0 | 0 | 0 | 0 | 0 | 0 | 0 | Infinite
MAPP_US_2_NE | MAPP_US | NE | 2025 | B11 | 25 | 0 | 2000 | 1628.15 | 0 | 1633.18 | 0 | 0 | 0 | 0 | 0 | 0 | 0 | Infinite
MAPP_US_2_NE | MAPP_US | NE | 2025 | B12 | 200 | 0 | 2000 | 0 | 0 | 0 | 0 | 0 | 0 | 0 | 0 | 0 | 0 | Infinite
MAPP_US_2_NE | MAPP_US | NE | 2025 | B13 | 600 | 0 | 2000 | 1034.31 | 0 | 682.46 | 0 | 0 | 0 | 0 | 0 | 0 | 0 | Infinite
MAPP_US_2_NE | MAPP_US | NE | 2025 | B14 | 900 | 0 | 2000 | 0 | 0 | 243.15 | 0 | 0 | 0 | 0 | 0 | 0 | 0 | Infinite
MAPP_US_2_NE | MAPP_US | NE | 2025 | B15 | 1203 | 0 | 2000 | 0 | 0 | 0 | 0 | 0 | 0 | 0 | 0 | 0 | 0 | Infinite
MAPP_US_2_NE | MAPP_US | NE | 2025 | B16 | 25 | 0 | 2000 | 0 | 0 | 0 | 0 | 0 | 0 | 0 | 0 | 0 | 0 | Infinite
MAPP_US_2_NE | MAPP_US | NE | 2025 | B17 | 100 | 0 | 2000 | 0 | 0 | 0 | 0 | 0 | 0 | 0 | 0 | 0 | 0 | Infinite
MAPP_US_2_NE | MAPP_US | NE | 2025 | B18 | 400 | 0 | 2000 | 0 | 0 | 0 | 0 | 0 | 0 | 0 | 0 | 0 | 0 | Infinite
MAPP_US_2_NE | MAPP_US | NE | 2025 | B19 | 700 | 0 | 2000 | 0 | 0 | 0 | 0 | 0 | 0 | 0 | 0 | 0 | 0 | Infinite
MAPP_US_2_NE | MAPP_US | NE | 2025 | B20 | 935 | 0 | 2000 | 164.77 | 0 | 324.1 | 0 | 0 | 0 | 0 | 0 | 0 | 0 | Infinite
MAPP_US_2_NE | MAPP_US | NE | 2030 | B1 | 10 | 0 | 2000 | 1034.43 | 0 | 0 | 0 | 0 | 0 | 0 | 0 | 0 | 0 | Infinite
MAPP_US_2_NE | MAPP_US | NE | 2030 | B2 | 25 | 0 | 2000 | 2000 | 0 | 0 | 0 | 0 | 2.4096 | 0 | 0 | 0.037071 | 0 | Infinite
MAPP_US_2_NE | MAPP_US | NE | 2030 | B3 | 75 | 0 | 2000 | 2000 | 0 | 517.64 | 0 | 0 | 2.4096 | 0 | 0 | 0.11121 | 0 | Infinite
MAPP_US_2_NE | MAPP_US | NE | 2030 | B4 | 100 | 0 | 2000 | 2000 | 0 | 0 | 0 | 0 | 3.5966 | 0 | 0 | 0.22133 | 0 | Infinite
MAPP_US_2_NE | MAPP_US | NE | 2030 | B5 | 200 | 0 | 2000 | 2000 | 0 | 2000 | 0 | 0 | 3.834 | 0 | 2.0891 | 0.47188 | 0 | Infinite
MAPP_US_2_NE | MAPP_US | NE | 2030 | B6 | 300 | 0 | 2000 | 2000 | 0 | 2000 | 0 | 0 | 6.0774 | 0 | 5.7569 | 1.122 | 0 | Infinite
MAPP_US_2_NE | MAPP_US | NE | 2030 | B7 | 400 | 0 | 2000 | 2000 | 0 | 2000 | 0 | 0 | 1.7093 | 0 | 2.4571 | 0.42075 | 0 | Infinite
MAPP_US_2_NE | MAPP_US | NE | 2030 | B8 | 500 | 0 | 2000 | 2000 | 0 | 2000 | 0 | 0 | 2.552 | 0 | 2.2672 | 0.78525 | 0 | Infinite
MAPP_US_2_NE | MAPP_US | NE | 2030 | B9 | 800 | 0 | 2000 | 1872.5 | 0 | 2000 | 0 | 0 | 0 | 0 | 2.9794 | 0 | 0 | Infinite
MAPP_US_2_NE | MAPP_US | NE | 2030 | B10 | 1262 | 0 | 2000 | 1329.71 | 0 | 2000 | 0 | 0 | 0 | 0 | 2.3384 | 0 | 0 | Infinite
MAPP_US_2_NE | MAPP_US | NE | 2030 | B11 | 25 | 0 | 2000 | 1858.91 | 0 | 2000 | 0 | 0 | 0 | 0 | 2.7657 | 0 | 0 | Infinite
MAPP_US_2_NE | MAPP_US | NE | 2030 | B12 | 200 | 0 | 2000 | 344.15 | 0 | 1697.35 | 0 | 0 | 0 | 0 | 0 | 0 | 0 | Infinite
MAPP_US_2_NE | MAPP_US | NE | 2030 | B13 | 600 | 0 | 2000 | 447.29 | 0 | 868.82 | 0 | 0 | 0 | 0 | 0 | 0 | 0 | Infinite
MAPP_US_2_NE | MAPP_US | NE | 2030 | B14 | 900 | 0 | 2000 | 50.51 | 0 | 0 | 0 | 0 | 0 | 0 | 0 | 0 | 0 | Infinite
MAPP_US_2_NE | MAPP_US | NE | 2030 | B15 | 1203 | 0 | 2000 | 590.68 | 0 | 2000 | 0 | 0 | 0 | 0 | 0.52228 | 0 | 0 | Infinite
MAPP_US_2_NE | MAPP_US | NE | 2030 | B16 | 25 | 0 | 2000 | 2000 | 0 | 550.58 | 0 | 0 | 1.9467 | 0 | 0 | 0.029949 | 0 | Infinite
MAPP_US_2_NE | MAPP_US | NE | 2030 | B17 | 100 | 0 | 2000 | 798.39 | 0 | 0 | 0 | 0 | 0 | 0 | 0 | 0 | 0 | Infinite
MAPP_US_2_NE | MAPP_US | NE | 2030 | B18 | 400 | 0 | 2000 | 849.84 | 0 | 0 | 0 | 0 | 0 | 0 | 0 | 0 | 0 | Infinite
MAPP_US_2_NE | MAPP_US | NE | 2030 | B19 | 700 | 0 | 2000 | 0 | 0 | 0 | 0 | 0 | 0 | 0 | 0 | 0 | 0 | Infinite
MAPP_US_2_NE | MAPP_US | NE | 2030 | B20 | 935 | 0 | 2000 | 390.91 | 0 | 2000 | 0 | 0 | 0 | 0 | 1.5787 | 0 | 0 | Infinite
MAPP_US_2_NE | MAPP_US | NE | 2035 | B1 | 10 | 0 | 2000 | 1074.31 | 0 | 0 | 0 | 0 | 0 | 0 | 0 | 0 | 0 | Infinite
MAPP_US_2_NE | MAPP_US | NE | 2035 | B2 | 25 | 0 | 2000 | 2000 | 0 | 2000 | 0 | 0 | 1.7805 | 0 | 0.51041 | 0.011992 | 0 | Infinite
MAPP_US_2_NE | MAPP_US | NE | 2035 | B3 | 75 | 0 | 2000 | 2000 | 0 | 2000 | 0 | 0 | 1.4719 | 0 | 2.0416 | 0.029739 | 0 | Infinite
MAPP_US_2_NE | MAPP_US | NE | 2035 | B4 | 100 | 0 | 2000 | 2000 | 0 | 1510.68 | 0 | 0 | 1.092 | 0 | 0 | 0.029419 | 0 | Infinite
MAPP_US_2_NE | MAPP_US | NE | 2035 | B5 | 200 | 0 | 2000 | 2000 | 0 | 0 | 0 | 0 | 1.0683 | 0 | 0 | 0.057559 | 0 | Infinite
MAPP_US_2_NE | MAPP_US | NE | 2035 | B6 | 300 | 0 | 2000 | 2000 | 0 | 2000 | 0 | 0 | 6.9914 | 0 | 6.9914 | 0.56504 | 0 | Infinite
MAPP_US_2_NE | MAPP_US | NE | 2035 | B7 | 400 | 0 | 2000 | 2000 | 0 | 2000 | 0 | 0 | 6.9914 | 0 | 6.9914 | 0.75339 | 0 | Infinite
MAPP_US_2_NE | MAPP_US | NE | 2035 | B8 | 500 | 0 | 2000 | 2000 | 0 | 2000 | 0 | 0 | 2.9675 | 0 | 3.5729 | 0.39972 | 0 | Infinite
MAPP_US_2_NE | MAPP_US | NE | 2035 | B9 | 800 | 0 | 2000 | 2000 | 0 | 2000 | 0 | 0 | 6.1131 | 0 | 6.1368 | 1.3175 | 0 | Infinite
MAPP_US_2_NE | MAPP_US | NE | 2035 | B10 | 1262 | 0 | 2000 | 2000 | 0 | 2000 | 0 | 0 | 0.54602 | 0 | 1.4244 | 0.18564 | 0 | Infinite
MAPP_US_2_NE | MAPP_US | NE | 2035 | B11 | 25 | 0 | 2000 | 2000 | 0 | 2000 | 0 | 0 | 6.9914 | 0 | 6.9914 | 0.047087 | 0 | Infinite
MAPP_US_2_NE | MAPP_US | NE | 2035 | B12 | 200 | 0 | 2000 | 1241.63 | 0 | 0 | 0 | 0 | 0 | 0 | 0 | 0 | 0 | Infinite
MAPP_US_2_NE | MAPP_US | NE | 2035 | B13 | 600 | 0 | 2000 | 1623.81 | 0 | 2000 | 0 | 0 | 0 | 0 | 0.29675 | 0 | 0 | Infinite
MAPP_US_2_NE | MAPP_US | NE | 2035 | B14 | 900 | 0 | 2000 | 1392.01 | 0 | 0 | 0 | 0 | 0 | 0 | 0 | 0 | 0 | Infinite
MAPP_US_2_NE | MAPP_US | NE | 2035 | B15 | 1203 | 0 | 2000 | 912.87 | 0 | 2000 | 0 | 0 | 0 | 0 | 0.29675 | 0 | 0 | Infinite
MAPP_US_2_NE | MAPP_US | NE | 2035 | B16 | 25 | 0 | 2000 | 2000 | 0 | 1167.17 | 0 | 0 | 5.2703 | 0 | 0 | 0.035495 | 0 | Infinite
MAPP_US_2_NE | MAPP_US | NE | 2035 | B17 | 100 | 0 | 2000 | 1240.76 | 0 | 0 | 0 | 0 | 0 | 0 | 0 | 0 | 0 | Infinite
MAPP_US_2_NE | MAPP_US | NE | 2035 | B18 | 400 | 0 | 2000 | 949.24 | 0 | 92.93 | 0 | 0 | 0 | 0 | 0 | 0 | 0 | Infinite
MAPP_US_2_NE | MAPP_US | NE | 2035 | B19 | 700 | 0 | 2000 | 1016.45 | 0 | 0 | 0 | 0 | 0 | 0 | 0 | 0 | 0 | Infinite
MAPP_US_2_NE | MAPP_US | NE | 2035 | B20 | 935 | 0 | 2000 | 141.08 | 0 | 973.23 | 0 | 0 | 0 | 0 | 0 | 0 | 0 | Infinite
MAPP_US_2_NE | MAPP_US | NE | 2040 | B1 | 10 | 0 | 2000 | 0 | 0 | 0 | 0 | 0 | 0 | 0 | 0 | 0 | 0 | Infinite
MAPP_US_2_NE | MAPP_US | NE | 2040 | B2 | 25 | 0 | 2000 | 2000 | 0 | 2000 | 0 | 0 | 0.09496 | 0 | 0.4748 | 0.00093098 | 0 | Infinite
MAPP_US_2_NE | MAPP_US | NE | 2040 | B3 | 75 | 0 | 2000 | 2000 | 0 | 2000 | 0 | 0 | 0.86651 | 0 | 3.4304 | 0.025486 | 0 | Infinite
MAPP_US_2_NE | MAPP_US | NE | 2040 | B4 | 100 | 0 | 2000 | 2000 | 0 | 785.1 | 0 | 0 | 1.6974 | 0 | 0 | 0.066565 | 0 | Infinite
MAPP_US_2_NE | MAPP_US | NE | 2040 | B5 | 200 | 0 | 2000 | 2000 | 0 | 0 | 0 | 0 | 4.7005 | 0 | 0 | 0.36867 | 0 | Infinite
MAPP_US_2_NE | MAPP_US | NE | 2040 | B6 | 300 | 0 | 2000 | 2000 | 0 | 2000 | 0 | 0 | 6.9914 | 0 | 5.8757 | 0.82252 | 0 | Infinite
MAPP_US_2_NE | MAPP_US | NE | 2040 | B7 | 400 | 0 | 2000 | 2000 | 0 | 2000 | 0 | 0 | 4.0121 | 0 | 4.6056 | 0.62934 | 0 | Infinite
MAPP_US_2_NE | MAPP_US | NE | 2040 | B8 | 500 | 0 | 2000 | 2000 | 0 | 2000 | 0 | 0 | 5.2228 | 0 | 3.466 | 1.0241 | 0 | Infinite
MAPP_US_2_NE | MAPP_US | NE | 2040 | B9 | 800 | 0 | 2000 | 2000 | 0 | 2000 | 0 | 0 | 3.6916 | 0 | 5.8757 | 1.1581 | 0 | Infinite
MAPP_US_2_NE | MAPP_US | NE | 2040 | B10 | 1262 | 0 | 2000 | 1343.91 | 0 | 2000 | 0 | 0 | 0 | 0 | 1.733 | 0 | 0 | Infinite
MAPP_US_2_NE | MAPP_US | NE | 2040 | B11 | 25 | 0 | 2000 | 2000 | 0 | 2000 | 0 | 0 | 6.9914 | 0 | 3.5017 | 0.068543 | 0 | Infinite
MAPP_US_2_NE | MAPP_US | NE | 2040 | B12 | 200 | 0 | 2000 | 1102.63 | 0 | 700.32 | 0 | 0 | 0 | 0 | 0 | 0 | 0 | Infinite
MAPP_US_2_NE | MAPP_US | NE | 2040 | B13 | 600 | 0 | 2000 | 1446.47 | 0 | 1365.86 | 0 | 0 | 0 | 0 | 0 | 0 | 0 | Infinite
MAPP_US_2_NE | MAPP_US | NE | 2040 | B14 | 900 | 0 | 2000 | 456.39 | 0 | 0 | 0 | 0 | 0 | 0 | 0 | 0 | 0 | Infinite
MAPP_US_2_NE | MAPP_US | NE | 2040 | B15 | 1203 | 0 | 2000 | 1077.24 | 0 | 204.23 | 0 | 0 | 0 | 0 | 0 | 0 | 0 | Infinite
MAPP_US_2_NE | MAPP_US | NE | 2040 | B16 | 25 | 0 | 2000 | 2000 | 0 | 2000 | 0 | 0 | 7.9885 | 0 | 0.91399 | 0.078319 | 0 | Infinite
MAPP_US_2_NE | MAPP_US | NE | 2040 | B17 | 100 | 0 | 2000 | 2000 | 0 | 967.74 | 0 | 0 | 0.8309 | 0 | 0 | 0.032584 | 0 | Infinite
MAPP_US_2_NE | MAPP_US | NE | 2040 | B18 | 400 | 0 | 2000 | 1735.99 | 0 | 965.72 | 0 | 0 | 0 | 0 | 0 | 0 | 0 | Infinite
MAPP_US_2_NE | MAPP_US | NE | 2040 | B19 | 700 | 0 | 2000 | 0 | 0 | 429.23 | 0 | 0 | 0 | 0 | 0 | 0 | 0 | Infinite
MAPP_US_2_NE | MAPP_US | NE | 2040 | B20 | 935 | 0 | 2000 | 683.85 | 0 | 108.77 | 0 | 0 | 0 | 0 | 0 | 0 | 0 | Infinite
MAPP_US_2_NE | MAPP_US | NE | 2045 | B1 | 10 | 0 | 2000 | 696.47 | 0 | 0 | 0 | 0 | 0 | 0 | 0 | 0 | 0 | Infinite
MAPP_US_2_NE | MAPP_US | NE | 2045 | B2 | 25 | 0 | 2000 | 2000 | 0 | 1977.12 | 0 | 0 | 0.68846 | 0 | 0 | 0.020862 | 0 | Infinite
MAPP_US_2_NE | MAPP_US | NE | 2045 | B3 | 75 | 0 | 2000 | 2000 | 0 | 2000 | 0 | 0 | 2.196 | 0 | 3.5135 | 0.19963 | 0 | Infinite
MAPP_US_2_NE | MAPP_US | NE | 2045 | B4 | 100 | 0 | 2000 | 2000 | 0 | 2000 | 0 | 0 | 2.5995 | 0 | 0.58163 | 0.31509 | 0 | Infinite
MAPP_US_2_NE | MAPP_US | NE | 2045 | B5 | 200 | 0 | 2000 | 2000 | 0 | 0 | 0 | 0 | 4.6174 | 0 | 0 | 1.1194 | 0 | Infinite
MAPP_US_2_NE | MAPP_US | NE | 2045 | B6 | 300 | 0 | 2000 | 1770.73 | 0 | 2000 | 0 | 0 | 0 | 0 | 5.5077 | 0 | 0 | Infinite
MAPP_US_2_NE | MAPP_US | NE | 2045 | B7 | 400 | 0 | 2000 | 2000 | 0 | 2000 | 0 | 0 | 5.0448 | 0 | 3.4423 | 2.4459 | 0 | Infinite
MAPP_US_2_NE | MAPP_US | NE | 2045 | B8 | 500 | 0 | 2000 | 1896.77 | 0 | 2000 | 0 | 0 | 0 | 0 | 5.5077 | 0 | 0 | Infinite
MAPP_US_2_NE | MAPP_US | NE | 2045 | B9 | 800 | 0 | 2000 | 1180.56 | 0 | 2000 | 0 | 0 | 0 | 0 | 4.6412 | 0 | 0 | Infinite
MAPP_US_2_NE | MAPP_US | NE | 2045 | B10 | 1262 | 0 | 2000 | 572.04 | 0 | 2000 | 0 | 0 | 0 | 0 | 2.006 | 0 | 0 | Infinite
MAPP_US_2_NE | MAPP_US | NE | 2045 | B11 | 25 | 0 | 2000 | 1993.36 | 0 | 2000 | 0 | 0 | 0 | 0 | 3.9527 | 0 | 0 | Infinite
MAPP_US_2_NE | MAPP_US | NE | 2045 | B12 | 200 | 0 | 2000 | 1446.6 | 0 | 1291.63 | 0 | 0 | 0 | 0 | 0 | 0 | 0 | Infinite
MAPP_US_2_NE | MAPP_US | NE | 2045 | B13 | 600 | 0 | 2000 | 1749.9 | 0 | 1018.49 | 0 | 0 | 0 | 0 | 0 | 0 | 0 | Infinite
MAPP_US_2_NE | MAPP_US | NE | 2045 | B14 | 900 | 0 | 2000 | 526.71 | 0 | 659.5 | 0 | 0 | 0 | 0 | 0 | 0 | 0 | Infinite
MAPP_US_2_NE | MAPP_US | NE | 2045 | B15 | 1203 | 0 | 2000 | 1227.73 | 0 | 0 | 0 | 0 | 0 | 0 | 0 | 0 | 0 | Infinite
MAPP_US_2_NE | MAPP_US | NE | 2045 | B16 | 25 | 0 | 2000 | 2000 | 0 | 1052.5 | 0 | 0 | 9.0449 | 0 | 0 | 0.27409 | 0 | Infinite
MAPP_US_2_NE | MAPP_US | NE | 2045 | B17 | 100 | 0 | 2000 | 1810.3 | 0 | 977.49 | 0 | 0 | 0 | 0 | 0 | 0 | 0 | Infinite
MAPP_US_2_NE | MAPP_US | NE | 2045 | B18 | 400 | 0 | 2000 | 1411.94 | 0 | 1503.88 | 0 | 0 | 0 | 0 | 0 | 0 | 0 | Infinite
MAPP_US_2_NE | MAPP_US | NE | 2045 | B19 | 700 | 0 | 2000 | 0 | 0 | 970.99 | 0 | 0 | 0 | 0 | 0 | 0 | 0 | Infinite
MAPP_US_2_NE | MAPP_US | NE | 2045 | B20 | 935 | 0 | 2000 | 954.59 | 0 | 0 | 0 | 0 | 0 | 0 | 0 | 0 | 0 | Infinite
MAPP_US_2_NE | MAPP_US | NE | 2050 | B1 | 10 | 0 | 2000 | 1309.51 | 0 | 0 | 0 | 0 | 0 | 0 | 0 | 0 | 0 | Infinite
MAPP_US_2_NE | MAPP_US | NE | 2050 | B2 | 25 | 0 | 2000 | 2000 | 0 | 2000 | 0 | 0 | 0.62911 | 0 | 2.7776 | 0.0076721 | 0 | Infinite
MAPP_US_2_NE | MAPP_US | NE | 2050 | B3 | 75 | 0 | 2000 | 2000 | 0 | 2000 | 0 | 0 | 1.2938 | 0 | 5.389 | 0.047335 | 0 | Infinite
MAPP_US_2_NE | MAPP_US | NE | 2050 | B4 | 100 | 0 | 2000 | 2000 | 0 | 2000 | 0 | 0 | 3.0743 | 0 | 3.6678 | 0.14997 | 0 | Infinite
MAPP_US_2_NE | MAPP_US | NE | 2050 | B5 | 200 | 0 | 2000 | 2000 | 0 | 1932.49 | 0 | 0 | 6.9914 | 0 | 0 | 0.68209 | 0 | Infinite
MAPP_US_2_NE | MAPP_US | NE | 2050 | B6 | 300 | 0 | 2000 | 1931.02 | 0 | 2000 | 0 | 0 | 0 | 0 | 0.85464 | 0 | 0 | Infinite
MAPP_US_2_NE | MAPP_US | NE | 2050 | B7 | 400 | 0 | 2000 | 2000 | 0 | 2000 | 0 | 0 | 6.1605 | 0 | 3.6322 | 1.2021 | 0 | Infinite
MAPP_US_2_NE | MAPP_US | NE | 2050 | B8 | 500 | 0 | 2000 | 2000 | 0 | 2000 | 0 | 0 | 6.9914 | 0 | 3.3948 | 1.7052 | 0 | Infinite
MAPP_US_2_NE | MAPP_US | NE | 2050 | B9 | 800 | 0 | 2000 | 1308.66 | 0 | 2000 | 0 | 0 | 0 | 0 | 0.89025 | 0 | 0 | Infinite
MAPP_US_2_NE | MAPP_US | NE | 2050 | B10 | 1262 | 0 | 2000 | 1560.85 | 0 | 1088.54 | 0 | 0 | 0 | 0 | 0 | 0 | 0 | Infinite
MAPP_US_2_NE | MAPP_US | NE | 2050 | B11 | 25 | 0 | 2000 | 2000 | 0 | 2000 | 0 | 0 | 6.9914 | 0 | 0.85464 | 0.085261 | 0 | Infinite
MAPP_US_2_NE | MAPP_US | NE | 2050 | B12 | 200 | 0 | 2000 | 1147.64 | 0 | 1284.31 | 0 | 0 | 0 | 0 | 0 | 0 | 0 | Infinite
MAPP_US_2_NE | MAPP_US | NE | 2050 | B13 | 600 | 0 | 2000 | 2000 | 0 | 1920.45 | 0 | 0 | 0.21366 | 0 | 0 | 0.062535 | 0 | Infinite
MAPP_US_2_NE | MAPP_US | NE | 2050 | B14 | 900 | 0 | 2000 | 497.72 | 0 | 942 | 0 | 0 | 0 | 0 | 0 | 0 | 0 | Infinite
MAPP_US_2_NE | MAPP_US | NE | 2050 | B15 | 1203 | 0 | 2000 | 1547.67 | 0 | 264.92 | 0 | 0 | 0 | 0 | 0 | 0 | 0 | Infinite
MAPP_US_2_NE | MAPP_US | NE | 2050 | B16 | 25 | 0 | 2000 | 2000 | 0 | 1472.63 | 0 | 0 | 9.6503 | 0 | 0 | 0.11769 | 0 | Infinite
MAPP_US_2_NE | MAPP_US | NE | 2050 | B17 | 100 | 0 | 2000 | 2000 | 0 | 1297.44 | 0 | 0 | 0.48667 | 0 | 0 | 0.02374 | 0 | Infinite
MAPP_US_2_NE | MAPP_US | NE | 2050 | B18 | 400 | 0 | 2000 | 1562.05 | 0 | 1374.62 | 0 | 0 | 0 | 0 | 0 | 0 | 0 | Infinite
MAPP_US_2_NE | MAPP_US | NE | 2050 | B19 | 700 | 0 | 2000 | 1242.8 | 0 | 1234.93 | 0 | 0 | 0 | 0 | 0 | 0 | 0 | Infinite
MAPP_US_2_NE | MAPP_US | NE | 2050 | B20 | 935 | 0 | 2000 | 1337.57 | 0 | 297.14 | 0 | 0 | 0 | 0 | 0 | 0 | 0 | Infinite
MISO_IN_2_MISO_MI | MISO_IN | MISO_MI | 2015 | B1 | 10 | 0 | 5000 | 0 | 0 | 0 | 0 | 0 | 0 | 0 | 0 | 0 | 0 | 0
MISO_IN_2_MISO_MI | MISO_IN | MISO_MI | 2015 | B2 | 25 | 0 | 5000 | 0 | 0 | 0 | 0 | 0 | 0 | 0 | 0 | 0 | 0 | 0
MISO_IN_2_MISO_MI | MISO_IN | MISO_MI | 2015 | B3 | 75 | 0 | 5000 | 0 | 0 | 0 | 0 | 0 | 0 | 0 | 0 | 0 | 0 | 0
MISO_IN_2_MISO_MI | MISO_IN | MISO_MI | 2015 | B4 | 100 | 0 | 5000 | 0 | 0 | 0 | 0 | 0 | 0 | 0 | 0 | 0 | 0 | 0
MISO_IN_2_MISO_MI | MISO_IN | MISO_MI | 2015 | B5 | 200 | 0 | 5000 | 0 | 0 | 0 | 0 | 0 | 0 | 0 | 0 | 0 | 0 | 0
MISO_IN_2_MISO_MI | MISO_IN | MISO_MI | 2015 | B6 | 300 | 0 | 5000 | 0 | 0 | 0 | 0 | 0 | 0 | 0 | 0 | 0 | 0 | 0
MISO_IN_2_MISO_MI | MISO_IN | MISO_MI | 2015 | B7 | 400 | 0 | 5000 | 542.89 | 0 | 555.94 | 0 | 0 | 0 | 0 | 0 | 0 | 0 | 0
MISO_IN_2_MISO_MI | MISO_IN | MISO_MI | 2015 | B8 | 500 | 0 | 5000 | 797.71 | 0 | 695.77 | 0 | 0 | 0 | 0 | 0 | 0 | 0 | 0
MISO_IN_2_MISO_MI | MISO_IN | MISO_MI | 2015 | B9 | 800 | 0 | 5000 | 2151.13 | 0 | 2232.27 | 0 | 0 | 0 | 0 | 0 | 0 | 0 | 0
MISO_IN_2_MISO_MI | MISO_IN | MISO_MI | 2015 | B10 | 1262 | 0 | 5000 | 2492.72 | 0 | 4363.62 | 0 | 0 | 0 | 0 | 0 | 0 | 0 | 0
MISO_IN_2_MISO_MI | MISO_IN | MISO_MI | 2015 | B11 | 25 | 0 | 5000 | 0 | 0 | 0 | 0 | 0 | 0 | 0 | 0 | 0 | 0 | 0
MISO_IN_2_MISO_MI | MISO_IN | MISO_MI | 2015 | B12 | 200 | 0 | 5000 | 0 | 0 | 289.48 | 0 | 0 | 0 | 0 | 0 | 0 | 0 | 0
MISO_IN_2_MISO_MI | MISO_IN | MISO_MI | 2015 | B13 | 600 | 0 | 5000 | 0 | 0 | 89.02 | 0 | 0 | 0 | 0 | 0 | 0 | 0 | 0
MISO_IN_2_MISO_MI | MISO_IN | MISO_MI | 2015 | B14 | 900 | 0 | 5000 | 1441.03 | 0 | 1770.79 | 0 | 0 | 0 | 0 | 0 | 0 | 0 | 0
MISO_IN_2_MISO_MI | MISO_IN | MISO_MI | 2015 | B15 | 1203 | 0 | 5000 | 1394.99 | 0 | 1147.95 | 0 | 0 | 0 | 0 | 0 | 0 | 0 | 0
MISO_IN_2_MISO_MI | MISO_IN | MISO_MI | 2015 | B16 | 25 | 0 | 5000 | 0 | 0 | 0 | 0 | 0 | 0 | 0 | 0 | 0 | 0 | 0
MISO_IN_2_MISO_MI | MISO_IN | MISO_MI | 2015 | B17 | 100 | 0 | 5000 | 0 | 0 | 0 | 0 | 0 | 0 | 0 | 0 | 0 | 0 | 0
MISO_IN_2_MISO_MI | MISO_IN | MISO_MI | 2015 | B18 | 400 | 0 | 5000 | 0 | 0 | 583.57 | 0 | 0 | 0 | 0 | 0 | 0 | 0 | 0
MISO_IN_2_MISO_MI | MISO_IN | MISO_MI | 2015 | B19 | 700 | 0 | 5000 | 86.17 | 0 | 566.69 | 0 | 0 | 0 | 0 | 0 | 0 | 0 | 0
MISO_IN_2_MISO_MI | MISO_IN | MISO_MI | 2015 | B20 | 935 | 0 | 5000 | 936.98 | 0 | 1534.5 | 0 | 0 | 0 | 0 | 0 | 0 | 0 | 0
MISO_IN_2_MISO_MI | MISO_IN | MISO_MI | 2020 | B1 | 10 | 0 | 5000 | 0 | 0 | 0 | 0 | 0 | 0 | 0 | 0 | 0 | 0 | 0
MISO_IN_2_MISO_MI | MISO_IN | MISO_MI | 2020 | B2 | 25 | 0 | 5000 | 0 | 0 | 0 | 0 | 0 | 0 | 0 | 0 | 0 | 0 | 0
MISO_IN_2_MISO_MI | MISO_IN | MISO_MI | 2020 | B3 | 75 | 0 | 5000 | 0 | 0 | 0 | 0 | 0 | 0 | 0 | 0 | 0 | 0 | 0
MISO_IN_2_MISO_MI | MISO_IN | MISO_MI | 2020 | B4 | 100 | 0 | 5000 | 0 | 0 | 0 | 0 | 0 | 0 | 0 | 0 | 0 | 0 | 0
MISO_IN_2_MISO_MI | MISO_IN | MISO_MI | 2020 | B5 | 200 | 0 | 5000 | 0 | 0 | 0 | 0 | 0 | 0 | 0 | 0 | 0 | 0 | 0
MISO_IN_2_MISO_MI | MISO_IN | MISO_MI | 2020 | B6 | 300 | 0 | 5000 | 0 | 0 | 25.03 | 0 | 0 | 0 | 0 | 0 | 0 | 0 | 0
MISO_IN_2_MISO_MI | MISO_IN | MISO_MI | 2020 | B7 | 400 | 0 | 5000 | 112.08 | 0 | 124.47 | 0 | 0 | 0 | 0 | 0 | 0 | 0 | 0
MISO_IN_2_MISO_MI | MISO_IN | MISO_MI | 2020 | B8 | 500 | 0 | 5000 | 567.7 | 0 | 493.06 | 0 | 0 | 0 | 0 | 0 | 0 | 0 | 0
MISO_IN_2_MISO_MI | MISO_IN | MISO_MI | 2020 | B9 | 800 | 0 | 5000 | 934.27 | 0 | 1742.28 | 0 | 0 | 0 | 0 | 0 | 0 | 0 | 0
MISO_IN_2_MISO_MI | MISO_IN | MISO_MI | 2020 | B10 | 1262 | 0 | 5000 | 3552.43 | 0 | 3026.2 | 0 | 0 | 0 | 0 | 0 | 0 | 0 | 0
MISO_IN_2_MISO_MI | MISO_IN | MISO_MI | 2020 | B11 | 25 | 0 | 5000 | 0 | 0 | 0 | 0 | 0 | 0 | 0 | 0 | 0 | 0 | 0
MISO_IN_2_MISO_MI | MISO_IN | MISO_MI | 2020 | B12 | 200 | 0 | 5000 | 0 | 0 | 0 | 0 | 0 | 0 | 0 | 0 | 0 | 0 | 0
MISO_IN_2_MISO_MI | MISO_IN | MISO_MI | 2020 | B13 | 600 | 0 | 5000 | 449.03 | 0 | 300.4 | 0 | 0 | 0 | 0 | 0 | 0 | 0 | 0
MISO_IN_2_MISO_MI | MISO_IN | MISO_MI | 2020 | B14 | 900 | 0 | 5000 | 45.84 | 0 | 39.94 | 0 | 0 | 0 | 0 | 0 | 0 | 0 | 0
MISO_IN_2_MISO_MI | MISO_IN | MISO_MI | 2020 | B15 | 1203 | 0 | 5000 | 1061.15 | 0 | 119.23 | 0 | 0 | 0 | 0 | 0 | 0 | 0 | 0
MISO_IN_2_MISO_MI | MISO_IN | MISO_MI | 2020 | B16 | 25 | 0 | 5000 | 0 | 0 | 0 | 0 | 0 | 0 | 0 | 0 | 0 | 0 | 0
MISO_IN_2_MISO_MI | MISO_IN | MISO_MI | 2020 | B17 | 100 | 0 | 5000 | 84.51 | 0 | 346.26 | 0 | 0 | 0 | 0 | 0 | 0 | 0 | 0
MISO_IN_2_MISO_MI | MISO_IN | MISO_MI | 2020 | B18 | 400 | 0 | 5000 | 0 | 0 | 522.37 | 0 | 0 | 0 | 0 | 0 | 0 | 0 | 0
MISO_IN_2_MISO_MI | MISO_IN | MISO_MI | 2020 | B19 | 700 | 0 | 5000 | 1330.84 | 0 | 2287.58 | 0 | 0 | 0 | 0 | 0 | 0 | 0 | 0
MISO_IN_2_MISO_MI | MISO_IN | MISO_MI | 2020 | B20 | 935 | 0 | 5000 | 614.91 | 0 | 1295.51 | 0 | 0 | 0 | 0 | 0 | 0 | 0 | 0
MISO_IN_2_MISO_MI | MISO_IN | MISO_MI | 2025 | B1 | 10 | 0 | 5000 | 0 | 0 | 0 | 0 | 0 | 0 | 0 | 0 | 0 | 0 | 0
MISO_IN_2_MISO_MI | MISO_IN | MISO_MI | 2025 | B2 | 25 | 0 | 5000 | 0 | 0 | 0 | 0 | 0 | 0 | 0 | 0 | 0 | 0 | 0
MISO_IN_2_MISO_MI | MISO_IN | MISO_MI | 2025 | B3 | 75 | 0 | 5000 | 0 | 0 | 0 | 0 | 0 | 0 | 0 | 0 | 0 | 0 | 0
MISO_IN_2_MISO_MI | MISO_IN | MISO_MI | 2025 | B4 | 100 | 0 | 5000 | 0 | 0 | 0 | 0 | 0 | 0 | 0 | 0 | 0 | 0 | 0
MISO_IN_2_MISO_MI | MISO_IN | MISO_MI | 2025 | B5 | 200 | 0 | 5000 | 0 | 0 | 0 | 0 | 0 | 0 | 0 | 0 | 0 | 0 | 0
MISO_IN_2_MISO_MI | MISO_IN | MISO_MI | 2025 | B6 | 300 | 0 | 5000 | 0 | 0 | 79.78 | 0 | 0 | 0 | 0 | 0 | 0 | 0 | 0
MISO_IN_2_MISO_MI | MISO_IN | MISO_MI | 2025 | B7 | 400 | 0 | 5000 | 683.01 | 0 | 2248.22 | 0 | 0 | 0 | 0 | 0 | 0 | 0 | 0
MISO_IN_2_MISO_MI | MISO_IN | MISO_MI | 2025 | B8 | 500 | 0 | 5000 | 942.02 | 0 | 2236.15 | 0 | 0 | 0 | 0 | 0 | 0 | 0 | 0
MISO_IN_2_MISO_MI | MISO_IN | MISO_MI | 2025 | B9 | 800 | 0 | 5000 | 1317.79 | 0 | 2776.05 | 0 | 0 | 0 | 0 | 0 | 0 | 0 | 0
MISO_IN_2_MISO_MI | MISO_IN | MISO_MI | 2025 | B10 | 1262 | 0 | 5000 | 3023.09 | 0 | 3035.42 | 0 | 0 | 0 | 0 | 0 | 0 | 0 | 0
MISO_IN_2_MISO_MI | MISO_IN | MISO_MI | 2025 | B11 | 25 | 0 | 5000 | 0 | 0 | 0 | 0 | 0 | 0 | 0 | 0 | 0 | 0 | 0
MISO_IN_2_MISO_MI | MISO_IN | MISO_MI | 2025 | B12 | 200 | 0 | 5000 | 369.84 | 0 | 308.97 | 0 | 0 | 0 | 0 | 0 | 0 | 0 | 0
MISO_IN_2_MISO_MI | MISO_IN | MISO_MI | 2025 | B13 | 600 | 0 | 5000 | 872.76 | 0 | 1155.37 | 0 | 0 | 0 | 0 | 0 | 0 | 0 | 0
MISO_IN_2_MISO_MI | MISO_IN | MISO_MI | 2025 | B14 | 900 | 0 | 5000 | 993.22 | 0 | 1275.87 | 0 | 0 | 0 | 0 | 0 | 0 | 0 | 0
MISO_IN_2_MISO_MI | MISO_IN | MISO_MI | 2025 | B15 | 1203 | 0 | 5000 | 583.88 | 0 | 0 | 0 | 0 | 0 | 0 | 0 | 0 | 0 | 0
MISO_IN_2_MISO_MI | MISO_IN | MISO_MI | 2025 | B16 | 25 | 0 | 5000 | 0 | 0 | 0 | 0 | 0 | 0 | 0 | 0 | 0 | 0 | 0
MISO_IN_2_MISO_MI | MISO_IN | MISO_MI | 2025 | B17 | 100 | 0 | 5000 | 532.98 | 0 | 0 | 0 | 0 | 0 | 0 | 0 | 0 | 0 | 0
MISO_IN_2_MISO_MI | MISO_IN | MISO_MI | 2025 | B18 | 400 | 0 | 5000 | 0 | 0 | 1577.01 | 0 | 0 | 0 | 0 | 0 | 0 | 0 | 0
MISO_IN_2_MISO_MI | MISO_IN | MISO_MI | 2025 | B19 | 700 | 0 | 5000 | 1098.49 | 0 | 2636.56 | 0 | 0 | 0 | 0 | 0 | 0 | 0 | 0
MISO_IN_2_MISO_MI | MISO_IN | MISO_MI | 2025 | B20 | 935 | 0 | 5000 | 0 | 0 | 575.09 | 0 | 0 | 0 | 0 | 0 | 0 | 0 | 0
MISO_IN_2_MISO_MI | MISO_IN | MISO_MI | 2030 | B1 | 10 | 0 | 5000 | 0 | 0 | 0 | 0 | 0 | 0 | 0 | 0 | 0 | 0 | 0
MISO_IN_2_MISO_MI | MISO_IN | MISO_MI | 2030 | B2 | 25 | 0 | 5000 | 0 | 0 | 0 | 0 | 0 | 0 | 0 | 0 | 0 | 0 | 0
MISO_IN_2_MISO_MI | MISO_IN | MISO_MI | 2030 | B3 | 75 | 0 | 5000 | 0 | 0 | 0 | 0 | 0 | 0 | 0 | 0 | 0 | 0 | 0
MISO_IN_2_MISO_MI | MISO_IN | MISO_MI | 2030 | B4 | 100 | 0 | 5000 | 0 | 0 | 0 | 0 | 0 | 0 | 0 | 0 | 0 | 0 | 0
MISO_IN_2_MISO_MI | MISO_IN | MISO_MI | 2030 | B5 | 200 | 0 | 5000 | 0 | 0 | 0 | 0 | 0 | 0 | 0 | 0 | 0 | 0 | 0
MISO_IN_2_MISO_MI | MISO_IN | MISO_MI | 2030 | B6 | 300 | 0 | 5000 | 858.72 | 0 | 299.16 | 0 | 0 | 0 | 0 | 0 | 0 | 0 | 0
MISO_IN_2_MISO_MI | MISO_IN | MISO_MI | 2030 | B7 | 400 | 0 | 5000 | 1361.63 | 0 | 1306.08 | 0 | 0 | 0 | 0 | 0 | 0 | 0 | 0
MISO_IN_2_MISO_MI | MISO_IN | MISO_MI | 2030 | B8 | 500 | 0 | 5000 | 1822.4 | 0 | 1112.79 | 0 | 0 | 0 | 0 | 0 | 0 | 0 | 0
MISO_IN_2_MISO_MI | MISO_IN | MISO_MI | 2030 | B9 | 800 | 0 | 5000 | 1578.19 | 0 | 1578.19 | 0 | 0 | 0 | 0 | 0 | 0 | 0 | 0
MISO_IN_2_MISO_MI | MISO_IN | MISO_MI | 2030 | B10 | 1262 | 0 | 5000 | 2800.36 | 0 | 2800.36 | 0 | 0 | 0 | 0 | 0 | 0 | 0 | 0
MISO_IN_2_MISO_MI | MISO_IN | MISO_MI | 2030 | B11 | 25 | 0 | 5000 | 0 | 0 | 0 | 0 | 0 | 0 | 0 | 0 | 0 | 0 | 0
MISO_IN_2_MISO_MI | MISO_IN | MISO_MI | 2030 | B12 | 200 | 0 | 5000 | 0 | 0 | 0 | 0 | 0 | 0 | 0 | 0 | 0 | 0 | 0
MISO_IN_2_MISO_MI | MISO_IN | MISO_MI | 2030 | B13 | 600 | 0 | 5000 | 678.09 | 0 | 779.65 | 0 | 0 | 0 | 0 | 0 | 0 | 0 | 0
MISO_IN_2_MISO_MI | MISO_IN | MISO_MI | 2030 | B14 | 900 | 0 | 5000 | 879.69 | 0 | 242.83 | 0 | 0 | 0 | 0 | 0 | 0 | 0 | 0
MISO_IN_2_MISO_MI | MISO_IN | MISO_MI | 2030 | B15 | 1203 | 0 | 5000 | 1304.71 | 0 | 1687.72 | 0 | 0 | 0 | 0 | 0 | 0 | 0 | 0
MISO_IN_2_MISO_MI | MISO_IN | MISO_MI | 2030 | B16 | 25 | 0 | 5000 | 0 | 0 | 0 | 0 | 0 | 0 | 0 | 0 | 0 | 0 | 0
MISO_IN_2_MISO_MI | MISO_IN | MISO_MI | 2030 | B17 | 100 | 0 | 5000 | 167.02 | 0 | 857.09 | 0 | 0 | 0 | 0 | 0 | 0 | 0 | 0
MISO_IN_2_MISO_MI | MISO_IN | MISO_MI | 2030 | B18 | 400 | 0 | 5000 | 849.16 | 0 | 1647.23 | 0 | 0 | 0 | 0 | 0 | 0 | 0 | 0
MISO_IN_2_MISO_MI | MISO_IN | MISO_MI | 2030 | B19 | 700 | 0 | 5000 | 1352.47 | 0 | 1759.98 | 0 | 0 | 0 | 0 | 0 | 0 | 0 | 0
MISO_IN_2_MISO_MI | MISO_IN | MISO_MI | 2030 | B20 | 935 | 0 | 5000 | 1912.46 | 0 | 1207.99 | 0 | 0 | 0 | 0 | 0 | 0 | 0 | 0
MISO_IN_2_MISO_MI | MISO_IN | MISO_MI | 2035 | B1 | 10 | 0 | 5000 | 949.86 | 0 | 0 | 0 | 0 | 0 | 0 | 0 | 0 | 0 | 0.13651
MISO_IN_2_MISO_MI | MISO_IN | MISO_MI | 2035 | B2 | 25 | 0 | 5000 | 561.89 | 0 | 0 | 0 | 0 | 0 | 0 | 0 | 0 | 0 | 0.13651
MISO_IN_2_MISO_MI | MISO_IN | MISO_MI | 2035 | B3 | 75 | 0 | 5000 | 445.12 | 0 | 0 | 0 | 0 | 0 | 0 | 0 | 0 | 0 | 0.13651
MISO_IN_2_MISO_MI | MISO_IN | MISO_MI | 2035 | B4 | 100 | 0 | 5000 | 0 | 0 | 0 | 0 | 0 | 0 | 0 | 0 | 0 | 0 | 0.13651
MISO_IN_2_MISO_MI | MISO_IN | MISO_MI | 2035 | B5 | 200 | 0 | 5000 | 0 | 0 | 0 | 0 | 0 | 0 | 0 | 0 | 0 | 0 | 0.13651
MISO_IN_2_MISO_MI | MISO_IN | MISO_MI | 2035 | B6 | 300 | 0 | 5000 | 0 | 0 | 0 | 0 | 0 | 0 | 0 | 0 | 0 | 0 | 0.13651
MISO_IN_2_MISO_MI | MISO_IN | MISO_MI | 2035 | B7 | 400 | 0 | 5000 | 3689.45 | 0 | 3186.86 | 0 | 0 | 0 | 0 | 0 | 0 | 0 | 0.13651
MISO_IN_2_MISO_MI | MISO_IN | MISO_MI | 2035 | B8 | 500 | 0 | 5000 | 5000 | 0 | 5000 | 0 | 0 | 0.54602 | 0 | 0.09496 | 0.54602 | 0 | 0.13651
MISO_IN_2_MISO_MI | MISO_IN | MISO_MI | 2035 | B9 | 800 | 0 | 5000 | 4577.87 | 0 | 5000 | 0 | 0 | 0 | 0 | 0.1187 | 0 | 0 | 0.13651
MISO_IN_2_MISO_MI | MISO_IN | MISO_MI | 2035 | B10 | 1262 | 0 | 5000 | 3148.91 | 0 | 5000 | 0 | 0 | 0 | 0 | 0.15431 | 0 | 0 | 0.13651
MISO_IN_2_MISO_MI | MISO_IN | MISO_MI | 2035 | B11 | 25 | 0 | 5000 | 0 | 0 | 0 | 0 | 0 | 0 | 0 | 0 | 0 | 0 | 0.13651
MISO_IN_2_MISO_MI | MISO_IN | MISO_MI | 2035 | B12 | 200 | 0 | 5000 | 2479.49 | 0 | 1623.29 | 0 | 0 | 0 | 0 | 0 | 0 | 0 | 0.13651
MISO_IN_2_MISO_MI | MISO_IN | MISO_MI | 2035 | B13 | 600 | 0 | 5000 | 3379.15 | 0 | 3335.52 | 0 | 0 | 0 | 0 | 0 | 0 | 0 | 0.13651
MISO_IN_2_MISO_MI | MISO_IN | MISO_MI | 2035 | B14 | 900 | 0 | 5000 | 4385.02 | 0 | 3586.37 | 0 | 0 | 0 | 0 | 0 | 0 | 0 | 0.13651
MISO_IN_2_MISO_MI | MISO_IN | MISO_MI | 2035 | B15 | 1203 | 0 | 5000 | 3840.61 | 0 | 4130.81 | 0 | 0 | 0 | 0 | 0 | 0 | 0 | 0.13651
MISO_IN_2_MISO_MI | MISO_IN | MISO_MI | 2035 | B16 | 25 | 0 | 5000 | 1675.25 | 0 | 1811.87 | 0 | 0 | 0 | 0 | 0 | 0 | 0 | 0.13651
MISO_IN_2_MISO_MI | MISO_IN | MISO_MI | 2035 | B17 | 100 | 0 | 5000 | 3075.02 | 0 | 2948.77 | 0 | 0 | 0 | 0 | 0 | 0 | 0 | 0.13651
MISO_IN_2_MISO_MI | MISO_IN | MISO_MI | 2035 | B18 | 400 | 0 | 5000 | 2920.59 | 0 | 3329.41 | 0 | 0 | 0 | 0 | 0 | 0 | 0 | 0.13651
MISO_IN_2_MISO_MI | MISO_IN | MISO_MI | 2035 | B19 | 700 | 0 | 5000 | 3261.35 | 0 | 4316.73 | 0 | 0 | 0 | 0 | 0 | 0 | 0 | 0.13651
MISO_IN_2_MISO_MI | MISO_IN | MISO_MI | 2035 | B20 | 935 | 0 | 5000 | 1183.19 | 0 | 2364.29 | 0 | 0 | 0 | 0 | 0 | 0 | 0 | 0.13651
MISO_IN_2_MISO_MI | MISO_IN | MISO_MI | 2040 | B1 | 10 | 0 | 5000 | 1645.36 | 0 | 0 | 0 | 0 | 0 | 0 | 0 | 0 | 0 | 0.26548
MISO_IN_2_MISO_MI | MISO_IN | MISO_MI | 2040 | B2 | 25 | 0 | 5000 | 687.71 | 0 | 0 | 0 | 0 | 0 | 0 | 0 | 0 | 0 | 0.26548
MISO_IN_2_MISO_MI | MISO_IN | MISO_MI | 2040 | B3 | 75 | 0 | 5000 | 529.04 | 0 | 0 | 0 | 0 | 0 | 0 | 0 | 0 | 0 | 0.26548
MISO_IN_2_MISO_MI | MISO_IN | MISO_MI | 2040 | B4 | 100 | 0 | 5000 | 0 | 0 | 0 | 0 | 0 | 0 | 0 | 0 | 0 | 0 | 0.26548
MISO_IN_2_MISO_MI | MISO_IN | MISO_MI | 2040 | B5 | 200 | 0 | 5000 | 0 | 0 | 0 | 0 | 0 | 0 | 0 | 0 | 0 | 0 | 0.26548
MISO_IN_2_MISO_MI | MISO_IN | MISO_MI | 2040 | B6 | 300 | 0 | 5000 | 140.07 | 0 | 175.12 | 0 | 0 | 0 | 0 | 0 | 0 | 0 | 0.26548
MISO_IN_2_MISO_MI | MISO_IN | MISO_MI | 2040 | B7 | 400 | 0 | 5000 | 4824.78 | 0 | 3817.74 | 0 | 0 | 0 | 0 | 0 | 0 | 0 | 0.26548
MISO_IN_2_MISO_MI | MISO_IN | MISO_MI | 2040 | B8 | 500 | 0 | 5000 | 5000 | 0 | 5000 | 0 | 465.84 | 2.742 | 0 | 0.24927 | 1.0546 | 0 | 0.26548
MISO_IN_2_MISO_MI | MISO_IN | MISO_MI | 2040 | B9 | 800 | 0 | 5000 | 5000 | 0 | 5000 | 0 | 329.07 | 0.01187 | 0 | 0.24927 | 0.0073046 | 0 | 0.26548
MISO_IN_2_MISO_MI | MISO_IN | MISO_MI | 2040 | B10 | 1262 | 0 | 5000 | 3146.35 | 0 | 5000 | 0 | 572.71 | 0 | 0 | 0.24927 | 0 | 0 | 0.26548
MISO_IN_2_MISO_MI | MISO_IN | MISO_MI | 2040 | B11 | 25 | 0 | 5000 | 0 | 0 | 0 | 0 | 0 | 0 | 0 | 0 | 0 | 0 | 0.26548
MISO_IN_2_MISO_MI | MISO_IN | MISO_MI | 2040 | B12 | 200 | 0 | 5000 | 3429.05 | 0 | 1458.58 | 0 | 0 | 0 | 0 | 0 | 0 | 0 | 0.26548
MISO_IN_2_MISO_MI | MISO_IN | MISO_MI | 2040 | B13 | 600 | 0 | 5000 | 4109.67 | 0 | 3565.55 | 0 | 0 | 0 | 0 | 0 | 0 | 0 | 0.26548
MISO_IN_2_MISO_MI | MISO_IN | MISO_MI | 2040 | B14 | 900 | 0 | 5000 | 4841.06 | 0 | 3690.74 | 0 | 0 | 0 | 0 | 0 | 0 | 0 | 0.26548
MISO_IN_2_MISO_MI | MISO_IN | MISO_MI | 2040 | B15 | 1203 | 0 | 5000 | 3123.43 | 0 | 3917.23 | 0 | 0 | 0 | 0 | 0 | 0 | 0 | 0.26548
MISO_IN_2_MISO_MI | MISO_IN | MISO_MI | 2040 | B16 | 25 | 0 | 5000 | 728.74 | 0 | 0 | 0 | 0 | 0 | 0 | 0 | 0 | 0 | 0.26548
MISO_IN_2_MISO_MI | MISO_IN | MISO_MI | 2040 | B17 | 100 | 0 | 5000 | 2647.07 | 0 | 844.79 | 0 | 0 | 0 | 0 | 0 | 0 | 0 | 0.26548
MISO_IN_2_MISO_MI | MISO_IN | MISO_MI | 2040 | B18 | 400 | 0 | 5000 | 3419.15 | 0 | 3430.36 | 0 | 0 | 0 | 0 | 0 | 0 | 0 | 0.26548
MISO_IN_2_MISO_MI | MISO_IN | MISO_MI | 2040 | B19 | 700 | 0 | 5000 | 3335.57 | 0 | 4033.67 | 0 | 0 | 0 | 0 | 0 | 0 | 0 | 0.26548
MISO_IN_2_MISO_MI | MISO_IN | MISO_MI | 2040 | B20 | 935 | 0 | 5000 | 2848.92 | 0 | 5000 | 0 | 0 | 0 | 0 | 0 | 0 | 0 | 0.26548
MISO_IN_2_MISO_MI | MISO_IN | MISO_MI | 2045 | B1 | 10 | 0 | 5000 | 1627.11 | 0 | 0 | 0 | 0 | 0 | 0 | 0 | 0 | 0 | 0.51093
MISO_IN_2_MISO_MI | MISO_IN | MISO_MI | 2045 | B2 | 25 | 0 | 5000 | 2382.45 | 0 | 0 | 0 | 0 | 0 | 0 | 0 | 0 | 0 | 0.51093
MISO_IN_2_MISO_MI | MISO_IN | MISO_MI | 2045 | B3 | 75 | 0 | 5000 | 608.39 | 0 | 0 | 0 | 0 | 0 | 0 | 0 | 0 | 0 | 0.51093
MISO_IN_2_MISO_MI | MISO_IN | MISO_MI | 2045 | B4 | 100 | 0 | 5000 | 507.75 | 0 | 0 | 0 | 0 | 0 | 0 | 0 | 0 | 0 | 0.51093
MISO_IN_2_MISO_MI | MISO_IN | MISO_MI | 2045 | B5 | 200 | 0 | 5000 | 0 | 0 | 0 | 0 | 0 | 0 | 0 | 0 | 0 | 0 | 0.51093
MISO_IN_2_MISO_MI | MISO_IN | MISO_MI | 2045 | B6 | 300 | 0 | 5000 | 775.3 | 0 | 0 | 0 | 0 | 0 | 0 | 0 | 0 | 0 | 0.51093
MISO_IN_2_MISO_MI | MISO_IN | MISO_MI | 2045 | B7 | 400 | 0 | 5000 | 5000 | 0 | 2796.99 | 0 | 0 | 0.58163 | 0 | 0 | 0.13685 | 0 | 0.51093
MISO_IN_2_MISO_MI | MISO_IN | MISO_MI | 2045 | B8 | 500 | 0 | 5000 | 5000 | 0 | 3671.15 | 0 | 0 | 3.6916 | 0 | 0 | 1.0858 | 0 | 0.51093
MISO_IN_2_MISO_MI | MISO_IN | MISO_MI | 2045 | B9 | 800 | 0 | 5000 | 5000 | 0 | 5000 | 0 | 0 | 1.7449 | 0 | 0.29675 | 0.82112 | 0 | 0.51093
MISO_IN_2_MISO_MI | MISO_IN | MISO_MI | 2045 | B10 | 1262 | 0 | 5000 | 3828.37 | 0 | 2809.92 | 0 | 0 | 0 | 0 | 0 | 0 | 0 | 0.51093
MISO_IN_2_MISO_MI | MISO_IN | MISO_MI | 2045 | B11 | 25 | 0 | 5000 | 0 | 0 | 0 | 0 | 0 | 0 | 0 | 0 | 0 | 0 | 0.51093
MISO_IN_2_MISO_MI | MISO_IN | MISO_MI | 2045 | B12 | 200 | 0 | 5000 | 2928.79 | 0 | 682.34 | 0 | 0 | 0 | 0 | 0 | 0 | 0 | 0.51093
MISO_IN_2_MISO_MI | MISO_IN | MISO_MI | 2045 | B13 | 600 | 0 | 5000 | 4131.76 | 0 | 1477.32 | 0 | 0 | 0 | 0 | 0 | 0 | 0 | 0.51093
MISO_IN_2_MISO_MI | MISO_IN | MISO_MI | 2045 | B14 | 900 | 0 | 5000 | 4717.04 | 0 | 2370.59 | 0 | 0 | 0 | 0 | 0 | 0 | 0 | 0.51093
MISO_IN_2_MISO_MI | MISO_IN | MISO_MI | 2045 | B15 | 1203 | 0 | 5000 | 3601.81 | 0 | 1085.71 | 0 | 0 | 0 | 0 | 0 | 0 | 0 | 0.51093
MISO_IN_2_MISO_MI | MISO_IN | MISO_MI | 2045 | B16 | 25 | 0 | 5000 | 1304.83 | 0 | 0 | 0 | 0 | 0 | 0 | 0 | 0 | 0 | 0.51093
MISO_IN_2_MISO_MI | MISO_IN | MISO_MI | 2045 | B17 | 100 | 0 | 5000 | 2754.88 | 0 | 982.04 | 0 | 0 | 0 | 0 | 0 | 0 | 0 | 0.51093
MISO_IN_2_MISO_MI | MISO_IN | MISO_MI | 2045 | B18 | 400 | 0 | 5000 | 4161.57 | 0 | 2763.39 | 0 | 0 | 0 | 0 | 0 | 0 | 0 | 0.51093
MISO_IN_2_MISO_MI | MISO_IN | MISO_MI | 2045 | B19 | 700 | 0 | 5000 | 4269.98 | 0 | 3735.31 | 0 | 0 | 0 | 0 | 0 | 0 | 0 | 0.51093
MISO_IN_2_MISO_MI | MISO_IN | MISO_MI | 2045 | B20 | 935 | 0 | 5000 | 2556.44 | 0 | 2390.35 | 0 | 0 | 0 | 0 | 0 | 0 | 0 | 0.51093
MISO_IN_2_MISO_MI | MISO_IN | MISO_MI | 2050 | B1 | 10 | 0 | 5000 | 2288.88 | 0 | 0 | 0 | 0 | 0 | 0 | 0 | 0 | 0 | 0.41456
MISO_IN_2_MISO_MI | MISO_IN | MISO_MI | 2050 | B2 | 25 | 0 | 5000 | 3014.5 | 0 | 0 | 0 | 0 | 0 | 0 | 0 | 0 | 0 | 0.41456
MISO_IN_2_MISO_MI | MISO_IN | MISO_MI | 2050 | B3 | 75 | 0 | 5000 | 1330.14 | 0 | 0 | 0 | 0 | 0 | 0 | 0 | 0 | 0 | 0.41456
MISO_IN_2_MISO_MI | MISO_IN | MISO_MI | 2050 | B4 | 100 | 0 | 5000 | 1226.67 | 0 | 0 | 0 | 0 | 0 | 0 | 0 | 0 | 0 | 0.41456
MISO_IN_2_MISO_MI | MISO_IN | MISO_MI | 2050 | B5 | 200 | 0 | 5000 | 929.85 | 0 | 0 | 0 | 0 | 0 | 0 | 0 | 0 | 0 | 0.41456
MISO_IN_2_MISO_MI | MISO_IN | MISO_MI | 2050 | B6 | 300 | 0 | 5000 | 1312.83 | 0 | 647.52 | 0 | 0 | 0 | 0 | 0 | 0 | 0 | 0.41456
MISO_IN_2_MISO_MI | MISO_IN | MISO_MI | 2050 | B7 | 400 | 0 | 5000 | 4347.78 | 0 | 4365.5 | 0 | 0 | 0 | 0 | 0 | 0 | 0 | 0.41456
MISO_IN_2_MISO_MI | MISO_IN | MISO_MI | 2050 | B8 | 500 | 0 | 5000 | 5000 | 0 | 5000 | 0 | 1142.56 | 2.7182 | 0 | 0.40358 | 0.29134 | 0 | 0.41456
MISO_IN_2_MISO_MI | MISO_IN | MISO_MI | 2050 | B9 | 800 | 0 | 5000 | 5000 | 0 | 5000 | 0 | 1500.7 | 3.7391 | 0 | 0.40358 | 0.64121 | 0 | 0.41456
MISO_IN_2_MISO_MI | MISO_IN | MISO_MI | 2050 | B10 | 1262 | 0 | 5000 | 5000 | 0 | 5000 | 0 | 0 | 0.05935 | 0 | 0.22553 | 0.016056 | 0 | 0.41456
MISO_IN_2_MISO_MI | MISO_IN | MISO_MI | 2050 | B11 | 25 | 0 | 5000 | 21.67 | 0 | 0 | 0 | 0 | 0 | 0 | 0 | 0 | 0 | 0.41456
MISO_IN_2_MISO_MI | MISO_IN | MISO_MI | 2050 | B12 | 200 | 0 | 5000 | 3364.33 | 0 | 2585.15 | 0 | 0 | 0 | 0 | 0 | 0 | 0 | 0.41456
MISO_IN_2_MISO_MI | MISO_IN | MISO_MI | 2050 | B13 | 600 | 0 | 5000 | 3871.78 | 0 | 3306.12 | 0 | 0 | 0 | 0 | 0 | 0 | 0 | 0.41456
MISO_IN_2_MISO_MI | MISO_IN | MISO_MI | 2050 | B14 | 900 | 0 | 5000 | 5000 | 0 | 5000 | 0 | 0 | 1.092 | 0 | 0.22553 | 0.21068 | 0 | 0.41456
MISO_IN_2_MISO_MI | MISO_IN | MISO_MI | 2050 | B15 | 1203 | 0 | 5000 | 5000 | 0 | 5000 | 0 | 0 | 1.9348 | 0 | 0.22553 | 0.49894 | 0 | 0.41456
MISO_IN_2_MISO_MI | MISO_IN | MISO_MI | 2050 | B16 | 25 | 0 | 5000 | 1484.53 | 0 | 4246.57 | 0 | 0 | 0 | 0 | 0 | 0 | 0 | 0.41456
MISO_IN_2_MISO_MI | MISO_IN | MISO_MI | 2050 | B17 | 100 | 0 | 5000 | 2863.84 | 0 | 5000 | 0 | 0 | 0 | 0 | 0.22553 | 0 | 0 | 0.41456
MISO_IN_2_MISO_MI | MISO_IN | MISO_MI | 2050 | B18 | 400 | 0 | 5000 | 3820.7 | 0 | 4838.84 | 0 | 0 | 0 | 0 | 0 | 0 | 0 | 0.41456
MISO_IN_2_MISO_MI | MISO_IN | MISO_MI | 2050 | B19 | 700 | 0 | 5000 | 4753.71 | 0 | 5000 | 0 | 0 | 0 | 0 | 0.22553 | 0 | 0 | 0.41456
MISO_IN_2_MISO_MI | MISO_IN | MISO_MI | 2050 | B20 | 935 | 0 | 5000 | 2625.4 | 0 | 5000 | 0 | 0 | 0 | 0 | 0.22553 | 0 | 0 | 0.41456
MISO_IN_2_MISO_MO-IL | MISO_IN | MISO_MO-IL | 2015 | B1 | 10 | 0 | 5000 | 0 | 0 | 0 | 0 | 0 | 0 | 0 | 0 | 0 | 0 | 0
MISO_IN_2_MISO_MO-IL | MISO_IN | MISO_MO-IL | 2015 | B2 | 25 | 0 | 5000 | 0 | 0 | 0 | 0 | 0 | 0 | 0 | 0 | 0 | 0 | 0
MISO_IN_2_MISO_MO-IL | MISO_IN | MISO_MO-IL | 2015 | B3 | 75 | 0 | 5000 | 0 | 0 | 0 | 0 | 0 | 0 | 0 | 0 | 0 | 0 | 0
MISO_IN_2_MISO_MO-IL | MISO_IN | MISO_MO-IL | 2015 | B4 | 100 | 0 | 5000 | 0 | 0 | 0 | 0 | 0 | 0 | 0 | 0 | 0 | 0 | 0
MISO_IN_2_MISO_MO-IL | MISO_IN | MISO_MO-IL | 2015 | B5 | 200 | 0 | 5000 | 0 | 0 | 0 | 0 | 0 | 0 | 0 | 0 | 0 | 0 | 0
MISO_IN_2_MISO_MO-IL | MISO_IN | MISO_MO-IL | 2015 | B6 | 300 | 0 | 5000 | 0 | 0 | 0 | 0 | 0 | 0 | 0 | 0 | 0 | 0 | 0
MISO_IN_2_MISO_MO-IL | MISO_IN | MISO_MO-IL | 2015 | B7 | 400 | 0 | 5000 | 0 | 0 | 0 | 0 | 0 | 0 | 0 | 0 | 0 | 0 | 0
MISO_IN_2_MISO_MO-IL | MISO_IN | MISO_MO-IL | 2015 | B8 | 500 | 0 | 5000 | 0 | 0 | 0 | 0 | 0 | 0 | 0 | 0 | 0 | 0 | 0
MISO_IN_2_MISO_MO-IL | MISO_IN | MISO_MO-IL | 2015 | B9 | 800 | 0 | 5000 | 0 | 0 | 0 | 0 | 0 | 0 | 0 | 0 | 0 | 0 | 0
MISO_IN_2_MISO_MO-IL | MISO_IN | MISO_MO-IL | 2015 | B10 | 1262 | 0 | 5000 | 0 | 0 | 0 | 0 | 0 | 0 | 0 | 0 | 0 | 0 | 0
MISO_IN_2_MISO_MO-IL | MISO_IN | MISO_MO-IL | 2015 | B11 | 25 | 0 | 5000 | 0 | 0 | 0 | 0 | 0 | 0 | 0 | 0 | 0 | 0 | 0
MISO_IN_2_MISO_MO-IL | MISO_IN | MISO_MO-IL | 2015 | B12 | 200 | 0 | 5000 | 0 | 0 | 0 | 0 | 0 | 0 | 0 | 0 | 0 | 0 | 0
MISO_IN_2_MISO_MO-IL | MISO_IN | MISO_MO-IL | 2015 | B13 | 600 | 0 | 5000 | 0 | 0 | 0 | 0 | 0 | 0 | 0 | 0 | 0 | 0 | 0
MISO_IN_2_MISO_MO-IL | MISO_IN | MISO_MO-IL | 2015 | B14 | 900 | 0 | 5000 | 0 | 0 | 0 | 0 | 0 | 0 | 0 | 0 | 0 | 0 | 0
MISO_IN_2_MISO_MO-IL | MISO_IN | MISO_MO-IL | 2015 | B15 | 1203 | 0 | 5000 | 0 | 0 | 0 | 0 | 0 | 0 | 0 | 0 | 0 | 0 | 0
MISO_IN_2_MISO_MO-IL | MISO_IN | MISO_MO-IL | 2015 | B16 | 25 | 0 | 5000 | 0 | 0 | 0 | 0 | 0 | 0 | 0 | 0 | 0 | 0 | 0
MISO_IN_2_MISO_MO-IL | MISO_IN | MISO_MO-IL | 2015 | B17 | 100 | 0 | 5000 | 0 | 0 | 0 | 0 | 0 | 0 | 0 | 0 | 0 | 0 | 0
MISO_IN_2_MISO_MO-IL | MISO_IN | MISO_MO-IL | 2015 | B18 | 400 | 0 | 5000 | 0 | 0 | 0 | 0 | 0 | 0 | 0 | 0 | 0 | 0 | 0
MISO_IN_2_MISO_MO-IL | MISO_IN | MISO_MO-IL | 2015 | B19 | 700 | 0 | 5000 | 0 | 0 | 0 | 0 | 0 | 0 | 0 | 0 | 0 | 0 | 0
MISO_IN_2_MISO_MO-IL | MISO_IN | MISO_MO-IL | 2015 | B20 | 935 | 0 | 5000 | 0 | 0 | 0 | 0 | 0 | 0 | 0 | 0 | 0 | 0 | 0
MISO_IN_2_MISO_MO-IL | MISO_IN | MISO_MO-IL | 2020 | B1 | 10 | 0 | 5000 | 0 | 0 | 0 | 0 | 0 | 0 | 0 | 0 | 0 | 0 | 0
MISO_IN_2_MISO_MO-IL | MISO_IN | MISO_MO-IL | 2020 | B2 | 25 | 0 | 5000 | 0 | 0 | 0 | 0 | 0 | 0 | 0 | 0 | 0 | 0 | 0
MISO_IN_2_MISO_MO-IL | MISO_IN | MISO_MO-IL | 2020 | B3 | 75 | 0 | 5000 | 116.25 | 0 | 962.38 | 0 | 0 | 0 | 0 | 0 | 0 | 0 | 0
MISO_IN_2_MISO_MO-IL | MISO_IN | MISO_MO-IL | 2020 | B4 | 100 | 0 | 5000 | 592.3 | 0 | 0 | 0 | 0 | 0 | 0 | 0 | 0 | 0 | 0
MISO_IN_2_MISO_MO-IL | MISO_IN | MISO_MO-IL | 2020 | B5 | 200 | 0 | 5000 | 635.94 | 0 | 0 | 0 | 0 | 0 | 0 | 0 | 0 | 0 | 0
MISO_IN_2_MISO_MO-IL | MISO_IN | MISO_MO-IL | 2020 | B6 | 300 | 0 | 5000 | 569.37 | 0 | 0 | 0 | 0 | 0 | 0 | 0 | 0 | 0 | 0
MISO_IN_2_MISO_MO-IL | MISO_IN | MISO_MO-IL | 2020 | B7 | 400 | 0 | 5000 | 0 | 0 | 0 | 0 | 0 | 0 | 0 | 0 | 0 | 0 | 0
MISO_IN_2_MISO_MO-IL | MISO_IN | MISO_MO-IL | 2020 | B8 | 500 | 0 | 5000 | 36.19 | 0 | 110.82 | 0 | 0 | 0 | 0 | 0 | 0 | 0 | 0
MISO_IN_2_MISO_MO-IL | MISO_IN | MISO_MO-IL | 2020 | B9 | 800 | 0 | 5000 | 733.66 | 0 | 0 | 0 | 0 | 0 | 0 | 0 | 0 | 0 | 0
MISO_IN_2_MISO_MO-IL | MISO_IN | MISO_MO-IL | 2020 | B10 | 1262 | 0 | 5000 | 0 | 0 | 0 | 0 | 0 | 0 | 0 | 0 | 0 | 0 | 0
MISO_IN_2_MISO_MO-IL | MISO_IN | MISO_MO-IL | 2020 | B11 | 25 | 0 | 5000 | 175.64 | 0 | 0 | 0 | 0 | 0 | 0 | 0 | 0 | 0 | 0
MISO_IN_2_MISO_MO-IL | MISO_IN | MISO_MO-IL | 2020 | B12 | 200 | 0 | 5000 | 0 | 0 | 0 | 0 | 0 | 0 | 0 | 0 | 0 | 0 | 0
MISO_IN_2_MISO_MO-IL | MISO_IN | MISO_MO-IL | 2020 | B13 | 600 | 0 | 5000 | 0 | 0 | 0 | 0 | 0 | 0 | 0 | 0 | 0 | 0 | 0
MISO_IN_2_MISO_MO-IL | MISO_IN | MISO_MO-IL | 2020 | B14 | 900 | 0 | 5000 | 0 | 0 | 0 | 0 | 0 | 0 | 0 | 0 | 0 | 0 | 0
MISO_IN_2_MISO_MO-IL | MISO_IN | MISO_MO-IL | 2020 | B15 | 1203 | 0 | 5000 | 0 | 0 | 0 | 0 | 0 | 0 | 0 | 0 | 0 | 0 | 0
MISO_IN_2_MISO_MO-IL | MISO_IN | MISO_MO-IL | 2020 | B16 | 25 | 0 | 5000 | 0 | 0 | 0 | 0 | 0 | 0 | 0 | 0 | 0 | 0 | 0
MISO_IN_2_MISO_MO-IL | MISO_IN | MISO_MO-IL | 2020 | B17 | 100 | 0 | 5000 | 0 | 0 | 0 | 0 | 0 | 0 | 0 | 0 | 0 | 0 | 0
MISO_IN_2_MISO_MO-IL | MISO_IN | MISO_MO-IL | 2020 | B18 | 400 | 0 | 5000 | 0 | 0 | 0 | 0 | 0 | 0 | 0 | 0 | 0 | 0 | 0
MISO_IN_2_MISO_MO-IL | MISO_IN | MISO_MO-IL | 2020 | B19 | 700 | 0 | 5000 | 0 | 0 | 0 | 0 | 0 | 0 | 0 | 0 | 0 | 0 | 0
MISO_IN_2_MISO_MO-IL | MISO_IN | MISO_MO-IL | 2020 | B20 | 935 | 0 | 5000 | 0 | 0 | 0 | 0 | 0 | 0 | 0 | 0 | 0 | 0 | 0
MISO_IN_2_MISO_MO-IL | MISO_IN | MISO_MO-IL | 2025 | B1 | 10 | 0 | 5000 | 1496.7 | 0 | 419.82 | 0 | 0 | 0 | 0 | 0 | 0 | 0 | 0
MISO_IN_2_MISO_MO-IL | MISO_IN | MISO_MO-IL | 2025 | B2 | 25 | 0 | 5000 | 0 | 0 | 0 | 0 | 0 | 0 | 0 | 0 | 0 | 0 | 0
MISO_IN_2_MISO_MO-IL | MISO_IN | MISO_MO-IL | 2025 | B3 | 75 | 0 | 5000 | 0 | 0 | 69.9 | 0 | 0 | 0 | 0 | 0 | 0 | 0 | 0
MISO_IN_2_MISO_MO-IL | MISO_IN | MISO_MO-IL | 2025 | B4 | 100 | 0 | 5000 | 889.28 | 0 | 0 | 0 | 0 | 0 | 0 | 0 | 0 | 0 | 0
MISO_IN_2_MISO_MO-IL | MISO_IN | MISO_MO-IL | 2025 | B5 | 200 | 0 | 5000 | 0 | 0 | 0 | 0 | 0 | 0 | 0 | 0 | 0 | 0 | 0
MISO_IN_2_MISO_MO-IL | MISO_IN | MISO_MO-IL | 2025 | B6 | 300 | 0 | 5000 | 0 | 0 | 0 | 0 | 0 | 0 | 0 | 0 | 0 | 0 | 0
MISO_IN_2_MISO_MO-IL | MISO_IN | MISO_MO-IL | 2025 | B7 | 400 | 0 | 5000 | 0 | 0 | 0 | 0 | 0 | 0 | 0 | 0 | 0 | 0 | 0
MISO_IN_2_MISO_MO-IL | MISO_IN | MISO_MO-IL | 2025 | B8 | 500 | 0 | 5000 | 0 | 0 | 0 | 0 | 0 | 0 | 0 | 0 | 0 | 0 | 0
MISO_IN_2_MISO_MO-IL | MISO_IN | MISO_MO-IL | 2025 | B9 | 800 | 0 | 5000 | 361.11 | 0 | 0 | 0 | 0 | 0 | 0 | 0 | 0 | 0 | 0
MISO_IN_2_MISO_MO-IL | MISO_IN | MISO_MO-IL | 2025 | B10 | 1262 | 0 | 5000 | 0 | 0 | 0 | 0 | 0 | 0 | 0 | 0 | 0 | 0 | 0
MISO_IN_2_MISO_MO-IL | MISO_IN | MISO_MO-IL | 2025 | B11 | 25 | 0 | 5000 | 0 | 0 | 354.89 | 0 | 0 | 0 | 0 | 0 | 0 | 0 | 0
MISO_IN_2_MISO_MO-IL | MISO_IN | MISO_MO-IL | 2025 | B12 | 200 | 0 | 5000 | 0 | 0 | 0 | 0 | 0 | 0 | 0 | 0 | 0 | 0 | 0
MISO_IN_2_MISO_MO-IL | MISO_IN | MISO_MO-IL | 2025 | B13 | 600 | 0 | 5000 | 0 | 0 | 0 | 0 | 0 | 0 | 0 | 0 | 0 | 0 | 0
MISO_IN_2_MISO_MO-IL | MISO_IN | MISO_MO-IL | 2025 | B14 | 900 | 0 | 5000 | 0 | 0 | 0 | 0 | 0 | 0 | 0 | 0 | 0 | 0 | 0
MISO_IN_2_MISO_MO-IL | MISO_IN | MISO_MO-IL | 2025 | B15 | 1203 | 0 | 5000 | 0 | 0 | 0 | 0 | 0 | 0 | 0 | 0 | 0 | 0 | 0
MISO_IN_2_MISO_MO-IL | MISO_IN | MISO_MO-IL | 2025 | B16 | 25 | 0 | 5000 | 0 | 0 | 0 | 0 | 0 | 0 | 0 | 0 | 0 | 0 | 0
MISO_IN_2_MISO_MO-IL | MISO_IN | MISO_MO-IL | 2025 | B17 | 100 | 0 | 5000 | 0 | 0 | 0 | 0 | 0 | 0 | 0 | 0 | 0 | 0 | 0
MISO_IN_2_MISO_MO-IL | MISO_IN | MISO_MO-IL | 2025 | B18 | 400 | 0 | 5000 | 258.29 | 0 | 0 | 0 | 0 | 0 | 0 | 0 | 0 | 0 | 0
MISO_IN_2_MISO_MO-IL | MISO_IN | MISO_MO-IL | 2025 | B19 | 700 | 0 | 5000 | 65.48 | 0 | 0 | 0 | 0 | 0 | 0 | 0 | 0 | 0 | 0
MISO_IN_2_MISO_MO-IL | MISO_IN | MISO_MO-IL | 2025 | B20 | 935 | 0 | 5000 | 745.49 | 0 | 0 | 0 | 0 | 0 | 0 | 0 | 0 | 0 | 0
MISO_IN_2_MISO_MO-IL | MISO_IN | MISO_MO-IL | 2030 | B1 | 10 | 0 | 5000 | 0 | 0 | 0 | 0 | 0 | 0 | 0 | 0 | 0 | 0 | 0
MISO_IN_2_MISO_MO-IL | MISO_IN | MISO_MO-IL | 2030 | B2 | 25 | 0 | 5000 | 0 | 0 | 728.13 | 0 | 0 | 0 | 0 | 0 | 0 | 0 | 0
MISO_IN_2_MISO_MO-IL | MISO_IN | MISO_MO-IL | 2030 | B3 | 75 | 0 | 5000 | 0 | 0 | 0 | 0 | 0 | 0 | 0 | 0 | 0 | 0 | 0
MISO_IN_2_MISO_MO-IL | MISO_IN | MISO_MO-IL | 2030 | B4 | 100 | 0 | 5000 | 102.03 | 0 | 0 | 0 | 0 | 0 | 0 | 0 | 0 | 0 | 0
MISO_IN_2_MISO_MO-IL | MISO_IN | MISO_MO-IL | 2030 | B5 | 200 | 0 | 5000 | 0 | 0 | 0 | 0 | 0 | 0 | 0 | 0 | 0 | 0 | 0
MISO_IN_2_MISO_MO-IL | MISO_IN | MISO_MO-IL | 2030 | B6 | 300 | 0 | 5000 | 0 | 0 | 0 | 0 | 0 | 0 | 0 | 0 | 0 | 0 | 0
MISO_IN_2_MISO_MO-IL | MISO_IN | MISO_MO-IL | 2030 | B7 | 400 | 0 | 5000 | 0 | 0 | 0 | 0 | 0 | 0 | 0 | 0 | 0 | 0 | 0
MISO_IN_2_MISO_MO-IL | MISO_IN | MISO_MO-IL | 2030 | B8 | 500 | 0 | 5000 | 0 | 0 | 0 | 0 | 0 | 0 | 0 | 0 | 0 | 0 | 0
MISO_IN_2_MISO_MO-IL | MISO_IN | MISO_MO-IL | 2030 | B9 | 800 | 0 | 5000 | 0 | 0 | 0 | 0 | 0 | 0 | 0 | 0 | 0 | 0 | 0
MISO_IN_2_MISO_MO-IL | MISO_IN | MISO_MO-IL | 2030 | B10 | 1262 | 0 | 5000 | 0 | 0 | 0 | 0 | 0 | 0 | 0 | 0 | 0 | 0 | 0
MISO_IN_2_MISO_MO-IL | MISO_IN | MISO_MO-IL | 2030 | B11 | 25 | 0 | 5000 | 0 | 0 | 0 | 0 | 0 | 0 | 0 | 0 | 0 | 0 | 0
MISO_IN_2_MISO_MO-IL | MISO_IN | MISO_MO-IL | 2030 | B12 | 200 | 0 | 5000 | 0 | 0 | 0 | 0 | 0 | 0 | 0 | 0 | 0 | 0 | 0
MISO_IN_2_MISO_MO-IL | MISO_IN | MISO_MO-IL | 2030 | B13 | 600 | 0 | 5000 | 0 | 0 | 0 | 0 | 0 | 0 | 0 | 0 | 0 | 0 | 0
MISO_IN_2_MISO_MO-IL | MISO_IN | MISO_MO-IL | 2030 | B14 | 900 | 0 | 5000 | 0 | 0 | 0 | 0 | 0 | 0 | 0 | 0 | 0 | 0 | 0
MISO_IN_2_MISO_MO-IL | MISO_IN | MISO_MO-IL | 2030 | B15 | 1203 | 0 | 5000 | 0 | 0 | 0 | 0 | 0 | 0 | 0 | 0 | 0 | 0 | 0
MISO_IN_2_MISO_MO-IL | MISO_IN | MISO_MO-IL | 2030 | B16 | 25 | 0 | 5000 | 0 | 0 | 0 | 0 | 0 | 0 | 0 | 0 | 0 | 0 | 0
MISO_IN_2_MISO_MO-IL | MISO_IN | MISO_MO-IL | 2030 | B17 | 100 | 0 | 5000 | 0 | 0 | 0 | 0 | 0 | 0 | 0 | 0 | 0 | 0 | 0
MISO_IN_2_MISO_MO-IL | MISO_IN | MISO_MO-IL | 2030 | B18 | 400 | 0 | 5000 | 0 | 0 | 0 | 0 | 0 | 0 | 0 | 0 | 0 | 0 | 0
MISO_IN_2_MISO_MO-IL | MISO_IN | MISO_MO-IL | 2030 | B19 | 700 | 0 | 5000 | 0 | 0 | 0 | 0 | 0 | 0 | 0 | 0 | 0 | 0 | 0
MISO_IN_2_MISO_MO-IL | MISO_IN | MISO_MO-IL | 2030 | B20 | 935 | 0 | 5000 | 0 | 0 | 0 | 0 | 0 | 0 | 0 | 0 | 0 | 0 | 0
MISO_IN_2_MISO_MO-IL | MISO_IN | MISO_MO-IL | 2035 | B1 | 10 | 0 | 5000 | 996.4 | 0 | 3871.32 | 0 | 0 | 0 | 0 | 0 | 0 | 0 | 0
MISO_IN_2_MISO_MO-IL | MISO_IN | MISO_MO-IL | 2035 | B2 | 25 | 0 | 5000 | 1752.81 | 0 | 5000 | 0 | 0 | 0 | 0 | 0.29675 | 0 | 0 | 0
MISO_IN_2_MISO_MO-IL | MISO_IN | MISO_MO-IL | 2035 | B3 | 75 | 0 | 5000 | 311.09 | 0 | 5000 | 0 | 0 | 0 | 0 | 0.29675 | 0 | 0 | 0
MISO_IN_2_MISO_MO-IL | MISO_IN | MISO_MO-IL | 2035 | B4 | 100 | 0 | 5000 | 2756.58 | 0 | 5000 | 0 | 0 | 0 | 0 | 0.29675 | 0 | 0 | 0
MISO_IN_2_MISO_MO-IL | MISO_IN | MISO_MO-IL | 2035 | B5 | 200 | 0 | 5000 | 1904.12 | 0 | 644.8 | 0 | 0 | 0 | 0 | 0 | 0 | 0 | 0
MISO_IN_2_MISO_MO-IL | MISO_IN | MISO_MO-IL | 2035 | B6 | 300 | 0 | 5000 | 2508.25 | 0 | 2883.32 | 0 | 0 | 0 | 0 | 0 | 0 | 0 | 0
MISO_IN_2_MISO_MO-IL | MISO_IN | MISO_MO-IL | 2035 | B7 | 400 | 0 | 5000 | 483.18 | 0 | 0 | 0 | 0 | 0 | 0 | 0 | 0 | 0 | 0
MISO_IN_2_MISO_MO-IL | MISO_IN | MISO_MO-IL | 2035 | B8 | 500 | 0 | 5000 | 0 | 0 | 0 | 0 | 0 | 0 | 0 | 0 | 0 | 0 | 0
MISO_IN_2_MISO_MO-IL | MISO_IN | MISO_MO-IL | 2035 | B9 | 800 | 0 | 5000 | 356.39 | 0 | 0 | 0 | 0 | 0 | 0 | 0 | 0 | 0 | 0
MISO_IN_2_MISO_MO-IL | MISO_IN | MISO_MO-IL | 2035 | B10 | 1262 | 0 | 5000 | 0 | 0 | 0 | 0 | 0 | 0 | 0 | 0 | 0 | 0 | 0
MISO_IN_2_MISO_MO-IL | MISO_IN | MISO_MO-IL | 2035 | B11 | 25 | 0 | 5000 | 2437.51 | 0 | 1470.84 | 0 | 0 | 0 | 0 | 0 | 0 | 0 | 0
MISO_IN_2_MISO_MO-IL | MISO_IN | MISO_MO-IL | 2035 | B12 | 200 | 0 | 5000 | 0 | 0 | 0 | 0 | 0 | 0 | 0 | 0 | 0 | 0 | 0
MISO_IN_2_MISO_MO-IL | MISO_IN | MISO_MO-IL | 2035 | B13 | 600 | 0 | 5000 | 0 | 0 | 0 | 0 | 0 | 0 | 0 | 0 | 0 | 0 | 0
MISO_IN_2_MISO_MO-IL | MISO_IN | MISO_MO-IL | 2035 | B14 | 900 | 0 | 5000 | 0 | 0 | 0 | 0 | 0 | 0 | 0 | 0 | 0 | 0 | 0
MISO_IN_2_MISO_MO-IL | MISO_IN | MISO_MO-IL | 2035 | B15 | 1203 | 0 | 5000 | 0 | 0 | 0 | 0 | 0 | 0 | 0 | 0 | 0 | 0 | 0
MISO_IN_2_MISO_MO-IL | MISO_IN | MISO_MO-IL | 2035 | B16 | 25 | 0 | 5000 | 0 | 0 | 0 | 0 | 0 | 0 | 0 | 0 | 0 | 0 | 0
MISO_IN_2_MISO_MO-IL | MISO_IN | MISO_MO-IL | 2035 | B17 | 100 | 0 | 5000 | 0 | 0 | 0 | 0 | 0 | 0 | 0 | 0 | 0 | 0 | 0
MISO_IN_2_MISO_MO-IL | MISO_IN | MISO_MO-IL | 2035 | B18 | 400 | 0 | 5000 | 0 | 0 | 0 | 0 | 0 | 0 | 0 | 0 | 0 | 0 | 0
MISO_IN_2_MISO_MO-IL | MISO_IN | MISO_MO-IL | 2035 | B19 | 700 | 0 | 5000 | 678.06 | 0 | 0 | 0 | 0 | 0 | 0 | 0 | 0 | 0 | 0
MISO_IN_2_MISO_MO-IL | MISO_IN | MISO_MO-IL | 2035 | B20 | 935 | 0 | 5000 | 0 | 0 | 0 | 0 | 0 | 0 | 0 | 0 | 0 | 0 | 0
MISO_IN_2_MISO_MO-IL | MISO_IN | MISO_MO-IL | 2040 | B1 | 10 | 0 | 5000 | 914.18 | 0 | 0 | 0 | 0 | 0 | 0 | 0 | 0 | 0 | 0
MISO_IN_2_MISO_MO-IL | MISO_IN | MISO_MO-IL | 2040 | B2 | 25 | 0 | 5000 | 1497.33 | 0 | 0 | 0 | 0 | 0 | 0 | 0 | 0 | 0 | 0
MISO_IN_2_MISO_MO-IL | MISO_IN | MISO_MO-IL | 2040 | B3 | 75 | 0 | 5000 | 238.21 | 0 | 928.22 | 0 | 0 | 0 | 0 | 0 | 0 | 0 | 0
MISO_IN_2_MISO_MO-IL | MISO_IN | MISO_MO-IL | 2040 | B4 | 100 | 0 | 5000 | 1910.98 | 0 | 0 | 0 | 0 | 0 | 0 | 0 | 0 | 0 | 0
MISO_IN_2_MISO_MO-IL | MISO_IN | MISO_MO-IL | 2040 | B5 | 200 | 0 | 5000 | 2109.18 | 0 | 6.41 | 0 | 0 | 0 | 0 | 0 | 0 | 0 | 0
MISO_IN_2_MISO_MO-IL | MISO_IN | MISO_MO-IL | 2040 | B6 | 300 | 0 | 5000 | 2057.77 | 0 | 591.64 | 0 | 0 | 0 | 0 | 0 | 0 | 0 | 0
MISO_IN_2_MISO_MO-IL | MISO_IN | MISO_MO-IL | 2040 | B7 | 400 | 0 | 5000 | 0 | 0 | 0 | 0 | 0 | 0 | 0 | 0 | 0 | 0 | 0
MISO_IN_2_MISO_MO-IL | MISO_IN | MISO_MO-IL | 2040 | B8 | 500 | 0 | 5000 | 0 | 0 | 0 | 0 | 0 | 0 | 0 | 0 | 0 | 0 | 0
MISO_IN_2_MISO_MO-IL | MISO_IN | MISO_MO-IL | 2040 | B9 | 800 | 0 | 5000 | 631.65 | 0 | 0 | 0 | 0 | 0 | 0 | 0 | 0 | 0 | 0
MISO_IN_2_MISO_MO-IL | MISO_IN | MISO_MO-IL | 2040 | B10 | 1262 | 0 | 5000 | 0 | 0 | 0 | 0 | 0 | 0 | 0 | 0 | 0 | 0 | 0
MISO_IN_2_MISO_MO-IL | MISO_IN | MISO_MO-IL | 2040 | B11 | 25 | 0 | 5000 | 1809.54 | 0 | 829.2 | 0 | 0 | 0 | 0 | 0 | 0 | 0 | 0
MISO_IN_2_MISO_MO-IL | MISO_IN | MISO_MO-IL | 2040 | B12 | 200 | 0 | 5000 | 0 | 0 | 0 | 0 | 0 | 0 | 0 | 0 | 0 | 0 | 0
MISO_IN_2_MISO_MO-IL | MISO_IN | MISO_MO-IL | 2040 | B13 | 600 | 0 | 5000 | 0 | 0 | 0 | 0 | 0 | 0 | 0 | 0 | 0 | 0 | 0
MISO_IN_2_MISO_MO-IL | MISO_IN | MISO_MO-IL | 2040 | B14 | 900 | 0 | 5000 | 0 | 0 | 0 | 0 | 0 | 0 | 0 | 0 | 0 | 0 | 0
MISO_IN_2_MISO_MO-IL | MISO_IN | MISO_MO-IL | 2040 | B15 | 1203 | 0 | 5000 | 0 | 0 | 0 | 0 | 0 | 0 | 0 | 0 | 0 | 0 | 0
MISO_IN_2_MISO_MO-IL | MISO_IN | MISO_MO-IL | 2040 | B16 | 25 | 0 | 5000 | 0 | 0 | 0 | 0 | 0 | 0 | 0 | 0 | 0 | 0 | 0
MISO_IN_2_MISO_MO-IL | MISO_IN | MISO_MO-IL | 2040 | B17 | 100 | 0 | 5000 | 0 | 0 | 0 | 0 | 0 | 0 | 0 | 0 | 0 | 0 | 0
MISO_IN_2_MISO_MO-IL | MISO_IN | MISO_MO-IL | 2040 | B18 | 400 | 0 | 5000 | 0 | 0 | 0 | 0 | 0 | 0 | 0 | 0 | 0 | 0 | 0
MISO_IN_2_MISO_MO-IL | MISO_IN | MISO_MO-IL | 2040 | B19 | 700 | 0 | 5000 | 0 | 0 | 0 | 0 | 0 | 0 | 0 | 0 | 0 | 0 | 0
MISO_IN_2_MISO_MO-IL | MISO_IN | MISO_MO-IL | 2040 | B20 | 935 | 0 | 5000 | 0 | 0 | 0 | 0 | 0 | 0 | 0 | 0 | 0 | 0 | 0
MISO_IN_2_MISO_MO-IL | MISO_IN | MISO_MO-IL | 2045 | B1 | 10 | 0 | 5000 | 240.01 | 0 | 1071.45 | 0 | 0 | 0 | 0 | 0 | 0 | 0 | 0
MISO_IN_2_MISO_MO-IL | MISO_IN | MISO_MO-IL | 2045 | B2 | 25 | 0 | 5000 | 0 | 0 | 3584.7 | 0 | 0 | 0 | 0 | 0 | 0 | 0 | 0
MISO_IN_2_MISO_MO-IL | MISO_IN | MISO_MO-IL | 2045 | B3 | 75 | 0 | 5000 | 196.06 | 0 | 3258.13 | 0 | 0 | 0 | 0 | 0 | 0 | 0 | 0
MISO_IN_2_MISO_MO-IL | MISO_IN | MISO_MO-IL | 2045 | B4 | 100 | 0 | 5000 | 407.64 | 0 | 1649.66 | 0 | 0 | 0 | 0 | 0 | 0 | 0 | 0
MISO_IN_2_MISO_MO-IL | MISO_IN | MISO_MO-IL | 2045 | B5 | 200 | 0 | 5000 | 1722.23 | 0 | 0 | 0 | 0 | 0 | 0 | 0 | 0 | 0 | 0
MISO_IN_2_MISO_MO-IL | MISO_IN | MISO_MO-IL | 2045 | B6 | 300 | 0 | 5000 | 953.14 | 0 | 0 | 0 | 0 | 0 | 0 | 0 | 0 | 0 | 0
MISO_IN_2_MISO_MO-IL | MISO_IN | MISO_MO-IL | 2045 | B7 | 400 | 0 | 5000 | 0 | 0 | 0 | 0 | 0 | 0 | 0 | 0 | 0 | 0 | 0
MISO_IN_2_MISO_MO-IL | MISO_IN | MISO_MO-IL | 2045 | B8 | 500 | 0 | 5000 | 0 | 0 | 0 | 0 | 0 | 0 | 0 | 0 | 0 | 0 | 0
MISO_IN_2_MISO_MO-IL | MISO_IN | MISO_MO-IL | 2045 | B9 | 800 | 0 | 5000 | 0 | 0 | 0 | 0 | 0 | 0 | 0 | 0 | 0 | 0 | 0
MISO_IN_2_MISO_MO-IL | MISO_IN | MISO_MO-IL | 2045 | B10 | 1262 | 0 | 5000 | 0 | 0 | 0 | 0 | 0 | 0 | 0 | 0 | 0 | 0 | 0
MISO_IN_2_MISO_MO-IL | MISO_IN | MISO_MO-IL | 2045 | B11 | 25 | 0 | 5000 | 0 | 0 | 0 | 0 | 0 | 0 | 0 | 0 | 0 | 0 | 0
MISO_IN_2_MISO_MO-IL | MISO_IN | MISO_MO-IL | 2045 | B12 | 200 | 0 | 5000 | 0 | 0 | 0 | 0 | 0 | 0 | 0 | 0 | 0 | 0 | 0
MISO_IN_2_MISO_MO-IL | MISO_IN | MISO_MO-IL | 2045 | B13 | 600 | 0 | 5000 | 0 | 0 | 0 | 0 | 0 | 0 | 0 | 0 | 0 | 0 | 0
MISO_IN_2_MISO_MO-IL | MISO_IN | MISO_MO-IL | 2045 | B14 | 900 | 0 | 5000 | 0 | 0 | 0 | 0 | 0 | 0 | 0 | 0 | 0 | 0 | 0
MISO_IN_2_MISO_MO-IL | MISO_IN | MISO_MO-IL | 2045 | B15 | 1203 | 0 | 5000 | 0 | 0 | 0 | 0 | 0 | 0 | 0 | 0 | 0 | 0 | 0
MISO_IN_2_MISO_MO-IL | MISO_IN | MISO_MO-IL | 2045 | B16 | 25 | 0 | 5000 | 0 | 0 | 0 | 0 | 0 | 0 | 0 | 0 | 0 | 0 | 0
MISO_IN_2_MISO_MO-IL | MISO_IN | MISO_MO-IL | 2045 | B17 | 100 | 0 | 5000 | 0 | 0 | 0 | 0 | 0 | 0 | 0 | 0 | 0 | 0 | 0
MISO_IN_2_MISO_MO-IL | MISO_IN | MISO_MO-IL | 2045 | B18 | 400 | 0 | 5000 | 0 | 0 | 0 | 0 | 0 | 0 | 0 | 0 | 0 | 0 | 0
MISO_IN_2_MISO_MO-IL | MISO_IN | MISO_MO-IL | 2045 | B19 | 700 | 0 | 5000 | 0 | 0 | 0 | 0 | 0 | 0 | 0 | 0 | 0 | 0 | 0
MISO_IN_2_MISO_MO-IL | MISO_IN | MISO_MO-IL | 2045 | B20 | 935 | 0 | 5000 | 0 | 0 | 0 | 0 | 0 | 0 | 0 | 0 | 0 | 0 | 0
MISO_IN_2_MISO_MO-IL | MISO_IN | MISO_MO-IL | 2050 | B1 | 10 | 0 | 5000 | 0 | 0 | 2711.42 | 0 | 0 | 0 | 0 | 0 | 0 | 0 | 0
MISO_IN_2_MISO_MO-IL | MISO_IN | MISO_MO-IL | 2050 | B2 | 25 | 0 | 5000 | 0 | 0 | 5000 | 0 | 320.67 | 0 | 0 | 0.9496 | 0 | 0 | 0
MISO_IN_2_MISO_MO-IL | MISO_IN | MISO_MO-IL | 2050 | B3 | 75 | 0 | 5000 | 0 | 0 | 4725.15 | 0 | 0 | 0 | 0 | 0 | 0 | 0 | 0
MISO_IN_2_MISO_MO-IL | MISO_IN | MISO_MO-IL | 2050 | B4 | 100 | 0 | 5000 | 92.47 | 0 | 3460.63 | 0 | 0 | 0 | 0 | 0 | 0 | 0 | 0
MISO_IN_2_MISO_MO-IL | MISO_IN | MISO_MO-IL | 2050 | B5 | 200 | 0 | 5000 | 1074.03 | 0 | 2274.67 | 0 | 0 | 0 | 0 | 0 | 0 | 0 | 0
MISO_IN_2_MISO_MO-IL | MISO_IN | MISO_MO-IL | 2050 | B6 | 300 | 0 | 5000 | 1139.63 | 0 | 350.73 | 0 | 0 | 0 | 0 | 0 | 0 | 0 | 0
MISO_IN_2_MISO_MO-IL | MISO_IN | MISO_MO-IL | 2050 | B7 | 400 | 0 | 5000 | 0 | 0 | 0 | 0 | 0 | 0 | 0 | 0 | 0 | 0 | 0
MISO_IN_2_MISO_MO-IL | MISO_IN | MISO_MO-IL | 2050 | B8 | 500 | 0 | 5000 | 0 | 0 | 0 | 0 | 0 | 0 | 0 | 0 | 0 | 0 | 0
MISO_IN_2_MISO_MO-IL | MISO_IN | MISO_MO-IL | 2050 | B9 | 800 | 0 | 5000 | 0 | 0 | 0 | 0 | 0 | 0 | 0 | 0 | 0 | 0 | 0
MISO_IN_2_MISO_MO-IL | MISO_IN | MISO_MO-IL | 2050 | B10 | 1262 | 0 | 5000 | 0 | 0 | 0 | 0 | 0 | 0 | 0 | 0 | 0 | 0 | 0
MISO_IN_2_MISO_MO-IL | MISO_IN | MISO_MO-IL | 2050 | B11 | 25 | 0 | 5000 | 253.31 | 0 | 123.84 | 0 | 0 | 0 | 0 | 0 | 0 | 0 | 0
MISO_IN_2_MISO_MO-IL | MISO_IN | MISO_MO-IL | 2050 | B12 | 200 | 0 | 5000 | 0 | 0 | 0 | 0 | 0 | 0 | 0 | 0 | 0 | 0 | 0
MISO_IN_2_MISO_MO-IL | MISO_IN | MISO_MO-IL | 2050 | B13 | 600 | 0 | 5000 | 0 | 0 | 0 | 0 | 0 | 0 | 0 | 0 | 0 | 0 | 0
MISO_IN_2_MISO_MO-IL | MISO_IN | MISO_MO-IL | 2050 | B14 | 900 | 0 | 5000 | 0 | 0 | 0 | 0 | 0 | 0 | 0 | 0 | 0 | 0 | 0
MISO_IN_2_MISO_MO-IL | MISO_IN | MISO_MO-IL | 2050 | B15 | 1203 | 0 | 5000 | 0 | 0 | 0 | 0 | 0 | 0 | 0 | 0 | 0 | 0 | 0
MISO_IN_2_MISO_MO-IL | MISO_IN | MISO_MO-IL | 2050 | B16 | 25 | 0 | 5000 | 0 | 0 | 0 | 0 | 0 | 0 | 0 | 0 | 0 | 0 | 0
MISO_IN_2_MISO_MO-IL | MISO_IN | MISO_MO-IL | 2050 | B17 | 100 | 0 | 5000 | 0 | 0 | 0 | 0 | 0 | 0 | 0 | 0 | 0 | 0 | 0
MISO_IN_2_MISO_MO-IL | MISO_IN | MISO_MO-IL | 2050 | B18 | 400 | 0 | 5000 | 0 | 0 | 0 | 0 | 0 | 0 | 0 | 0 | 0 | 0 | 0
MISO_IN_2_MISO_MO-IL | MISO_IN | MISO_MO-IL | 2050 | B19 | 700 | 0 | 5000 | 0 | 0 | 0 | 0 | 0 | 0 | 0 | 0 | 0 | 0 | 0
MISO_IN_2_MISO_MO-IL | MISO_IN | MISO_MO-IL | 2050 | B20 | 935 | 0 | 5000 | 0 | 0 | 0 | 0 | 0 | 0 | 0 | 0 | 0 | 0 | 0
MISO_IN_2_NonRTO_Midwest | MISO_IN | NonRTO_Midwest | 2015 | B1 | 10 | 0 | 4800 | 0 | 0 | 0 | 0 | 0 | 0 | 0 | 0 | 0 | 0 | 0
MISO_IN_2_NonRTO_Midwest | MISO_IN | NonRTO_Midwest | 2015 | B2 | 25 | 0 | 4800 | 0 | 0 | 0 | 0 | 0 | 0 | 0 | 0 | 0 | 0 | 0
MISO_IN_2_NonRTO_Midwest | MISO_IN | NonRTO_Midwest | 2015 | B3 | 75 | 0 | 4800 | 232.8 | 0 | 59.09 | 0 | 0 | 0 | 0 | 0 | 0 | 0 | 0
MISO_IN_2_NonRTO_Midwest | MISO_IN | NonRTO_Midwest | 2015 | B4 | 100 | 0 | 4800 | 940.43 | 0 | 926.87 | 0 | 0 | 0 | 0 | 0 | 0 | 0 | 0
MISO_IN_2_NonRTO_Midwest | MISO_IN | NonRTO_Midwest | 2015 | B5 | 200 | 0 | 4800 | 641.09 | 0 | 627.53 | 0 | 0 | 0 | 0 | 0 | 0 | 0 | 0
MISO_IN_2_NonRTO_Midwest | MISO_IN | NonRTO_Midwest | 2015 | B6 | 300 | 0 | 4800 | 77.55 | 0 | 164 | 0 | 0 | 0 | 0 | 0 | 0 | 0 | 0
MISO_IN_2_NonRTO_Midwest | MISO_IN | NonRTO_Midwest | 2015 | B7 | 400 | 0 | 4800 | 0 | 0 | 0 | 0 | 0 | 0 | 0 | 0 | 0 | 0 | 0
MISO_IN_2_NonRTO_Midwest | MISO_IN | NonRTO_Midwest | 2015 | B8 | 500 | 0 | 4800 | 0 | 0 | 0 | 0 | 0 | 0 | 0 | 0 | 0 | 0 | 0
MISO_IN_2_NonRTO_Midwest | MISO_IN | NonRTO_Midwest | 2015 | B9 | 800 | 0 | 4800 | 0 | 0 | 0 | 0 | 0 | 0 | 0 | 0 | 0 | 0 | 0
MISO_IN_2_NonRTO_Midwest | MISO_IN | NonRTO_Midwest | 2015 | B10 | 1262 | 0 | 4800 | 0 | 0 | 0 | 0 | 0 | 0 | 0 | 0 | 0 | 0 | 0
MISO_IN_2_NonRTO_Midwest | MISO_IN | NonRTO_Midwest | 2015 | B11 | 25 | 0 | 4800 | 927.9 | 0 | 927.9 | 0 | 0 | 0 | 0 | 0 | 0 | 0 | 0
MISO_IN_2_NonRTO_Midwest | MISO_IN | NonRTO_Midwest | 2015 | B12 | 200 | 0 | 4800 | 523.63 | 0 | 523.63 | 0 | 0 | 0 | 0 | 0 | 0 | 0 | 0
MISO_IN_2_NonRTO_Midwest | MISO_IN | NonRTO_Midwest | 2015 | B13 | 600 | 0 | 4800 | 0 | 0 | 0 | 0 | 0 | 0 | 0 | 0 | 0 | 0 | 0
MISO_IN_2_NonRTO_Midwest | MISO_IN | NonRTO_Midwest | 2015 | B14 | 900 | 0 | 4800 | 0 | 0 | 0 | 0 | 0 | 0 | 0 | 0 | 0 | 0 | 0
MISO_IN_2_NonRTO_Midwest | MISO_IN | NonRTO_Midwest | 2015 | B15 | 1203 | 0 | 4800 | 0 | 0 | 0 | 0 | 0 | 0 | 0 | 0 | 0 | 0 | 0
MISO_IN_2_NonRTO_Midwest | MISO_IN | NonRTO_Midwest | 2015 | B16 | 25 | 0 | 4800 | 2384.77 | 0 | 2407.52 | 0 | 0 | 0 | 0 | 0 | 0 | 0 | 0
MISO_IN_2_NonRTO_Midwest | MISO_IN | NonRTO_Midwest | 2015 | B17 | 100 | 0 | 4800 | 1422.32 | 0 | 1445.06 | 0 | 0 | 0 | 0 | 0 | 0 | 0 | 0
MISO_IN_2_NonRTO_Midwest | MISO_IN | NonRTO_Midwest | 2015 | B18 | 400 | 0 | 4800 | 606.79 | 0 | 629.53 | 0 | 0 | 0 | 0 | 0 | 0 | 0 | 0
MISO_IN_2_NonRTO_Midwest | MISO_IN | NonRTO_Midwest | 2015 | B19 | 700 | 0 | 4800 | 0 | 0 | 0 | 0 | 0 | 0 | 0 | 0 | 0 | 0 | 0
MISO_IN_2_NonRTO_Midwest | MISO_IN | NonRTO_Midwest | 2015 | B20 | 935 | 0 | 4800 | 0 | 0 | 0 | 0 | 0 | 0 | 0 | 0 | 0 | 0 | 0
MISO_IN_2_NonRTO_Midwest | MISO_IN | NonRTO_Midwest | 2020 | B1 | 10 | 0 | 4800 | 0 | 0 | 0 | 0 | 0 | 0 | 0 | 0 | 0 | 0 | 0
MISO_IN_2_NonRTO_Midwest | MISO_IN | NonRTO_Midwest | 2020 | B2 | 25 | 0 | 4800 | 0 | 0 | 0 | 0 | 0 | 0 | 0 | 0 | 0 | 0 | 0
MISO_IN_2_NonRTO_Midwest | MISO_IN | NonRTO_Midwest | 2020 | B3 | 75 | 0 | 4800 | 0 | 0 | 0 | 0 | 0 | 0 | 0 | 0 | 0 | 0 | 0
MISO_IN_2_NonRTO_Midwest | MISO_IN | NonRTO_Midwest | 2020 | B4 | 100 | 0 | 4800 | 334.55 | 0 | 1238.47 | 0 | 0 | 0 | 0 | 0 | 0 | 0 | 0
MISO_IN_2_NonRTO_Midwest | MISO_IN | NonRTO_Midwest | 2020 | B5 | 200 | 0 | 4800 | 829.51 | 0 | 901.43 | 0 | 0 | 0 | 0 | 0 | 0 | 0 | 0
MISO_IN_2_NonRTO_Midwest | MISO_IN | NonRTO_Midwest | 2020 | B6 | 300 | 0 | 4800 | 349.86 | 0 | 349.86 | 0 | 0 | 0 | 0 | 0 | 0 | 0 | 0
MISO_IN_2_NonRTO_Midwest | MISO_IN | NonRTO_Midwest | 2020 | B7 | 400 | 0 | 4800 | 0 | 0 | 0 | 0 | 0 | 0 | 0 | 0 | 0 | 0 | 0
MISO_IN_2_NonRTO_Midwest | MISO_IN | NonRTO_Midwest | 2020 | B8 | 500 | 0 | 4800 | 0 | 0 | 0 | 0 | 0 | 0 | 0 | 0 | 0 | 0 | 0
MISO_IN_2_NonRTO_Midwest | MISO_IN | NonRTO_Midwest | 2020 | B9 | 800 | 0 | 4800 | 0 | 0 | 0 | 0 | 0 | 0 | 0 | 0 | 0 | 0 | 0
MISO_IN_2_NonRTO_Midwest | MISO_IN | NonRTO_Midwest | 2020 | B10 | 1262 | 0 | 4800 | 0 | 0 | 0 | 0 | 0 | 0 | 0 | 0 | 0 | 0 | 0
MISO_IN_2_NonRTO_Midwest | MISO_IN | NonRTO_Midwest | 2020 | B11 | 25 | 0 | 4800 | 875.29 | 0 | 975.29 | 0 | 0 | 0 | 0 | 0 | 0 | 0 | 0
MISO_IN_2_NonRTO_Midwest | MISO_IN | NonRTO_Midwest | 2020 | B12 | 200 | 0 | 4800 | 450.5 | 0 | 450.5 | 0 | 0 | 0 | 0 | 0 | 0 | 0 | 0
MISO_IN_2_NonRTO_Midwest | MISO_IN | NonRTO_Midwest | 2020 | B13 | 600 | 0 | 4800 | 0 | 0 | 0 | 0 | 0 | 0 | 0 | 0 | 0 | 0 | 0
MISO_IN_2_NonRTO_Midwest | MISO_IN | NonRTO_Midwest | 2020 | B14 | 900 | 0 | 4800 | 0 | 0 | 0 | 0 | 0 | 0 | 0 | 0 | 0 | 0 | 0
MISO_IN_2_NonRTO_Midwest | MISO_IN | NonRTO_Midwest | 2020 | B15 | 1203 | 0 | 4800 | 0 | 0 | 0 | 0 | 0 | 0 | 0 | 0 | 0 | 0 | 0
MISO_IN_2_NonRTO_Midwest | MISO_IN | NonRTO_Midwest | 2020 | B16 | 25 | 0 | 4800 | 2280.33 | 0 | 2279.99 | 0 | 0 | 0 | 0 | 0 | 0 | 0 | 0
MISO_IN_2_NonRTO_Midwest | MISO_IN | NonRTO_Midwest | 2020 | B17 | 100 | 0 | 4800 | 1171.14 | 0 | 1170.81 | 0 | 0 | 0 | 0 | 0 | 0 | 0 | 0
MISO_IN_2_NonRTO_Midwest | MISO_IN | NonRTO_Midwest | 2020 | B18 | 400 | 0 | 4800 | 315.36 | 0 | 315.03 | 0 | 0 | 0 | 0 | 0 | 0 | 0 | 0
MISO_IN_2_NonRTO_Midwest | MISO_IN | NonRTO_Midwest | 2020 | B19 | 700 | 0 | 4800 | 0 | 0 | 0 | 0 | 0 | 0 | 0 | 0 | 0 | 0 | 0
MISO_IN_2_NonRTO_Midwest | MISO_IN | NonRTO_Midwest | 2020 | B20 | 935 | 0 | 4800 | 0 | 0 | 0 | 0 | 0 | 0 | 0 | 0 | 0 | 0 | 0
MISO_IN_2_NonRTO_Midwest | MISO_IN | NonRTO_Midwest | 2025 | B1 | 10 | 0 | 4800 | 0 | 0 | 0 | 0 | 0 | 0 | 0 | 0 | 0 | 0 | 0
MISO_IN_2_NonRTO_Midwest | MISO_IN | NonRTO_Midwest | 2025 | B2 | 25 | 0 | 4800 | 0 | 0 | 0 | 0 | 0 | 0 | 0 | 0 | 0 | 0 | 0
MISO_IN_2_NonRTO_Midwest | MISO_IN | NonRTO_Midwest | 2025 | B3 | 75 | 0 | 4800 | 0 | 0 | 0 | 0 | 0 | 0 | 0 | 0 | 0 | 0 | 0
MISO_IN_2_NonRTO_Midwest | MISO_IN | NonRTO_Midwest | 2025 | B4 | 100 | 0 | 4800 | 0 | 0 | 951.69 | 0 | 0 | 0 | 0 | 0 | 0 | 0 | 0
MISO_IN_2_NonRTO_Midwest | MISO_IN | NonRTO_Midwest | 2025 | B5 | 200 | 0 | 4800 | 1199.87 | 0 | 1299.87 | 0 | 0 | 0 | 0 | 0 | 0 | 0 | 0
MISO_IN_2_NonRTO_Midwest | MISO_IN | NonRTO_Midwest | 2025 | B6 | 300 | 0 | 4800 | 672.03 | 0 | 726.54 | 0 | 0 | 0 | 0 | 0 | 0 | 0 | 0
MISO_IN_2_NonRTO_Midwest | MISO_IN | NonRTO_Midwest | 2025 | B7 | 400 | 0 | 4800 | 125.02 | 0 | 125.02 | 0 | 0 | 0 | 0 | 0 | 0 | 0 | 0
MISO_IN_2_NonRTO_Midwest | MISO_IN | NonRTO_Midwest | 2025 | B8 | 500 | 0 | 4800 | 0 | 0 | 0 | 0 | 0 | 0 | 0 | 0 | 0 | 0 | 0
MISO_IN_2_NonRTO_Midwest | MISO_IN | NonRTO_Midwest | 2025 | B9 | 800 | 0 | 4800 | 0 | 0 | 0 | 0 | 0 | 0 | 0 | 0 | 0 | 0 | 0
MISO_IN_2_NonRTO_Midwest | MISO_IN | NonRTO_Midwest | 2025 | B10 | 1262 | 0 | 4800 | 0 | 0 | 0 | 0 | 0 | 0 | 0 | 0 | 0 | 0 | 0
MISO_IN_2_NonRTO_Midwest | MISO_IN | NonRTO_Midwest | 2025 | B11 | 25 | 0 | 4800 | 1510.38 | 0 | 1519.58 | 0 | 0 | 0 | 0 | 0 | 0 | 0 | 0
MISO_IN_2_NonRTO_Midwest | MISO_IN | NonRTO_Midwest | 2025 | B12 | 200 | 0 | 4800 | 880.2 | 0 | 789.39 | 0 | 0 | 0 | 0 | 0 | 0 | 0 | 0
MISO_IN_2_NonRTO_Midwest | MISO_IN | NonRTO_Midwest | 2025 | B13 | 600 | 0 | 4800 | 376.45 | 0 | 285.64 | 0 | 0 | 0 | 0 | 0 | 0 | 0 | 0
MISO_IN_2_NonRTO_Midwest | MISO_IN | NonRTO_Midwest | 2025 | B14 | 900 | 0 | 4800 | 0 | 0 | 0 | 0 | 0 | 0 | 0 | 0 | 0 | 0 | 0
MISO_IN_2_NonRTO_Midwest | MISO_IN | NonRTO_Midwest | 2025 | B15 | 1203 | 0 | 4800 | 0 | 0 | 0 | 0 | 0 | 0 | 0 | 0 | 0 | 0 | 0
MISO_IN_2_NonRTO_Midwest | MISO_IN | NonRTO_Midwest | 2025 | B16 | 25 | 0 | 4800 | 2474.25 | 0 | 2597.01 | 0 | 0 | 0 | 0 | 0 | 0 | 0 | 0
MISO_IN_2_NonRTO_Midwest | MISO_IN | NonRTO_Midwest | 2025 | B17 | 100 | 0 | 4800 | 1323.22 | 0 | 1349.32 | 0 | 0 | 0 | 0 | 0 | 0 | 0 | 0
MISO_IN_2_NonRTO_Midwest | MISO_IN | NonRTO_Midwest | 2025 | B18 | 400 | 0 | 4800 | 291.16 | 0 | 413.92 | 0 | 0 | 0 | 0 | 0 | 0 | 0 | 0
MISO_IN_2_NonRTO_Midwest | MISO_IN | NonRTO_Midwest | 2025 | B19 | 700 | 0 | 4800 | 0 | 0 | 0 | 0 | 0 | 0 | 0 | 0 | 0 | 0 | 0
MISO_IN_2_NonRTO_Midwest | MISO_IN | NonRTO_Midwest | 2025 | B20 | 935 | 0 | 4800 | 0 | 0 | 0 | 0 | 0 | 0 | 0 | 0 | 0 | 0 | 0
MISO_IN_2_NonRTO_Midwest | MISO_IN | NonRTO_Midwest | 2030 | B1 | 10 | 0 | 4800 | 0 | 0 | 0 | 0 | 0 | 0 | 0 | 0 | 0 | 0 | 0
MISO_IN_2_NonRTO_Midwest | MISO_IN | NonRTO_Midwest | 2030 | B2 | 25 | 0 | 4800 | 0 | 0 | 0 | 0 | 0 | 0 | 0 | 0 | 0 | 0 | 0
MISO_IN_2_NonRTO_Midwest | MISO_IN | NonRTO_Midwest | 2030 | B3 | 75 | 0 | 4800 | 0 | 0 | 0 | 0 | 0 | 0 | 0 | 0 | 0 | 0 | 0
MISO_IN_2_NonRTO_Midwest | MISO_IN | NonRTO_Midwest | 2030 | B4 | 100 | 0 | 4800 | 0 | 0 | 1648.68 | 0 | 0 | 0 | 0 | 0 | 0 | 0 | 0
MISO_IN_2_NonRTO_Midwest | MISO_IN | NonRTO_Midwest | 2030 | B5 | 200 | 0 | 4800 | 939.89 | 0 | 1202.04 | 0 | 0 | 0 | 0 | 0 | 0 | 0 | 0
MISO_IN_2_NonRTO_Midwest | MISO_IN | NonRTO_Midwest | 2030 | B6 | 300 | 0 | 4800 | 673.54 | 0 | 673.54 | 0 | 0 | 0 | 0 | 0 | 0 | 0 | 0
MISO_IN_2_NonRTO_Midwest | MISO_IN | NonRTO_Midwest | 2030 | B7 | 400 | 0 | 4800 | 25.74 | 0 | 125.74 | 0 | 0 | 0 | 0 | 0 | 0 | 0 | 0
MISO_IN_2_NonRTO_Midwest | MISO_IN | NonRTO_Midwest | 2030 | B8 | 500 | 0 | 4800 | 0 | 0 | 0 | 0 | 0 | 0 | 0 | 0 | 0 | 0 | 0
MISO_IN_2_NonRTO_Midwest | MISO_IN | NonRTO_Midwest | 2030 | B9 | 800 | 0 | 4800 | 0 | 0 | 0 | 0 | 0 | 0 | 0 | 0 | 0 | 0 | 0
MISO_IN_2_NonRTO_Midwest | MISO_IN | NonRTO_Midwest | 2030 | B10 | 1262 | 0 | 4800 | 0 | 0 | 0 | 0 | 0 | 0 | 0 | 0 | 0 | 0 | 0
MISO_IN_2_NonRTO_Midwest | MISO_IN | NonRTO_Midwest | 2030 | B11 | 25 | 0 | 4800 | 841.77 | 0 | 837.18 | 0 | 0 | 0 | 0 | 0 | 0 | 0 | 0
MISO_IN_2_NonRTO_Midwest | MISO_IN | NonRTO_Midwest | 2030 | B12 | 200 | 0 | 4800 | 790.92 | 0 | 1006.42 | 0 | 0 | 0 | 0 | 0 | 0 | 0 | 0
MISO_IN_2_NonRTO_Midwest | MISO_IN | NonRTO_Midwest | 2030 | B13 | 600 | 0 | 4800 | 306.51 | 0 | 301.92 | 0 | 0 | 0 | 0 | 0 | 0 | 0 | 0
MISO_IN_2_NonRTO_Midwest | MISO_IN | NonRTO_Midwest | 2030 | B14 | 900 | 0 | 4800 | 0 | 0 | 0 | 0 | 0 | 0 | 0 | 0 | 0 | 0 | 0
MISO_IN_2_NonRTO_Midwest | MISO_IN | NonRTO_Midwest | 2030 | B15 | 1203 | 0 | 4800 | 0 | 0 | 0 | 0 | 0 | 0 | 0 | 0 | 0 | 0 | 0
MISO_IN_2_NonRTO_Midwest | MISO_IN | NonRTO_Midwest | 2030 | B16 | 25 | 0 | 4800 | 1679.11 | 0 | 2484.98 | 0 | 0 | 0 | 0 | 0 | 0 | 0 | 0
MISO_IN_2_NonRTO_Midwest | MISO_IN | NonRTO_Midwest | 2030 | B17 | 100 | 0 | 4800 | 1226.68 | 0 | 1332.56 | 0 | 0 | 0 | 0 | 0 | 0 | 0 | 0
MISO_IN_2_NonRTO_Midwest | MISO_IN | NonRTO_Midwest | 2030 | B18 | 400 | 0 | 4800 | 293.46 | 0 | 299.34 | 0 | 0 | 0 | 0 | 0 | 0 | 0 | 0
MISO_IN_2_NonRTO_Midwest | MISO_IN | NonRTO_Midwest | 2030 | B19 | 700 | 0 | 4800 | 0 | 0 | 0 | 0 | 0 | 0 | 0 | 0 | 0 | 0 | 0
MISO_IN_2_NonRTO_Midwest | MISO_IN | NonRTO_Midwest | 2030 | B20 | 935 | 0 | 4800 | 0 | 0 | 0 | 0 | 0 | 0 | 0 | 0 | 0 | 0 | 0
MISO_IN_2_NonRTO_Midwest | MISO_IN | NonRTO_Midwest | 2035 | B1 | 10 | 0 | 4800 | 45.7 | 0 | 45.83 | 0 | 0 | 0 | 0 | 0 | 0 | 0 | 0
MISO_IN_2_NonRTO_Midwest | MISO_IN | NonRTO_Midwest | 2035 | B2 | 25 | 0 | 4800 | 0 | 0 | 0 | 0 | 0 | 0 | 0 | 0 | 0 | 0 | 0
MISO_IN_2_NonRTO_Midwest | MISO_IN | NonRTO_Midwest | 2035 | B3 | 75 | 0 | 4800 | 0 | 0 | 1540.48 | 0 | 0 | 0 | 0 | 0 | 0 | 0 | 0
MISO_IN_2_NonRTO_Midwest | MISO_IN | NonRTO_Midwest | 2035 | B4 | 100 | 0 | 4800 | 0 | 0 | 1806.3 | 0 | 0 | 0 | 0 | 0 | 0 | 0 | 0
MISO_IN_2_NonRTO_Midwest | MISO_IN | NonRTO_Midwest | 2035 | B5 | 200 | 0 | 4800 | 1359.19 | 0 | 1374.58 | 0 | 0 | 0 | 0 | 0 | 0 | 0 | 0
MISO_IN_2_NonRTO_Midwest | MISO_IN | NonRTO_Midwest | 2035 | B6 | 300 | 0 | 4800 | 830.02 | 0 | 830.05 | 0 | 0 | 0 | 0 | 0 | 0 | 0 | 0
MISO_IN_2_NonRTO_Midwest | MISO_IN | NonRTO_Midwest | 2035 | B7 | 400 | 0 | 4800 | 281.41 | 0 | 281.44 | 0 | 0 | 0 | 0 | 0 | 0 | 0 | 0
MISO_IN_2_NonRTO_Midwest | MISO_IN | NonRTO_Midwest | 2035 | B8 | 500 | 0 | 4800 | 0 | 0 | 0 | 0 | 0 | 0 | 0 | 0 | 0 | 0 | 0
MISO_IN_2_NonRTO_Midwest | MISO_IN | NonRTO_Midwest | 2035 | B9 | 800 | 0 | 4800 | 0 | 0 | 0 | 0 | 0 | 0 | 0 | 0 | 0 | 0 | 0
MISO_IN_2_NonRTO_Midwest | MISO_IN | NonRTO_Midwest | 2035 | B10 | 1262 | 0 | 4800 | 0 | 0 | 0 | 0 | 0 | 0 | 0 | 0 | 0 | 0 | 0
MISO_IN_2_NonRTO_Midwest | MISO_IN | NonRTO_Midwest | 2035 | B11 | 25 | 0 | 4800 | 1322.57 | 0 | 1167.4 | 0 | 0 | 0 | 0 | 0 | 0 | 0 | 0
MISO_IN_2_NonRTO_Midwest | MISO_IN | NonRTO_Midwest | 2035 | B12 | 200 | 0 | 4800 | 691.22 | 0 | 690.91 | 0 | 0 | 0 | 0 | 0 | 0 | 0 | 0
MISO_IN_2_NonRTO_Midwest | MISO_IN | NonRTO_Midwest | 2035 | B13 | 600 | 0 | 4800 | 85.96 | 0 | 85.64 | 0 | 0 | 0 | 0 | 0 | 0 | 0 | 0
MISO_IN_2_NonRTO_Midwest | MISO_IN | NonRTO_Midwest | 2035 | B14 | 900 | 0 | 4800 | 0 | 0 | 0 | 0 | 0 | 0 | 0 | 0 | 0 | 0 | 0
MISO_IN_2_NonRTO_Midwest | MISO_IN | NonRTO_Midwest | 2035 | B15 | 1203 | 0 | 4800 | 0 | 0 | 0 | 0 | 0 | 0 | 0 | 0 | 0 | 0 | 0
MISO_IN_2_NonRTO_Midwest | MISO_IN | NonRTO_Midwest | 2035 | B16 | 25 | 0 | 4800 | 2561.43 | 0 | 2561.45 | 0 | 0 | 0 | 0 | 0 | 0 | 0 | 0
MISO_IN_2_NonRTO_Midwest | MISO_IN | NonRTO_Midwest | 2035 | B17 | 100 | 0 | 4800 | 1307.59 | 0 | 1307.61 | 0 | 0 | 0 | 0 | 0 | 0 | 0 | 0
MISO_IN_2_NonRTO_Midwest | MISO_IN | NonRTO_Midwest | 2035 | B18 | 400 | 0 | 4800 | 373.17 | 0 | 373.2 | 0 | 0 | 0 | 0 | 0 | 0 | 0 | 0
MISO_IN_2_NonRTO_Midwest | MISO_IN | NonRTO_Midwest | 2035 | B19 | 700 | 0 | 4800 | 0 | 0 | 0 | 0 | 0 | 0 | 0 | 0 | 0 | 0 | 0
MISO_IN_2_NonRTO_Midwest | MISO_IN | NonRTO_Midwest | 2035 | B20 | 935 | 0 | 4800 | 0 | 0 | 0 | 0 | 0 | 0 | 0 | 0 | 0 | 0 | 0
MISO_IN_2_NonRTO_Midwest | MISO_IN | NonRTO_Midwest | 2040 | B1 | 10 | 0 | 4800 | 106.27 | 0 | 201.34 | 0 | 0 | 0 | 0 | 0 | 0 | 0 | 0
MISO_IN_2_NonRTO_Midwest | MISO_IN | NonRTO_Midwest | 2040 | B2 | 25 | 0 | 4800 | 0 | 0 | 0 | 0 | 0 | 0 | 0 | 0 | 0 | 0 | 0
MISO_IN_2_NonRTO_Midwest | MISO_IN | NonRTO_Midwest | 2040 | B3 | 75 | 0 | 4800 | 0 | 0 | 0 | 0 | 0 | 0 | 0 | 0 | 0 | 0 | 0
MISO_IN_2_NonRTO_Midwest | MISO_IN | NonRTO_Midwest | 2040 | B4 | 100 | 0 | 4800 | 0 | 0 | 1939.56 | 0 | 0 | 0 | 0 | 0 | 0 | 0 | 0
MISO_IN_2_NonRTO_Midwest | MISO_IN | NonRTO_Midwest | 2040 | B5 | 200 | 0 | 4800 | 1491.11 | 0 | 1586.18 | 0 | 0 | 0 | 0 | 0 | 0 | 0 | 0
MISO_IN_2_NonRTO_Midwest | MISO_IN | NonRTO_Midwest | 2040 | B6 | 300 | 0 | 4800 | 852.2 | 0 | 947.28 | 0 | 0 | 0 | 0 | 0 | 0 | 0 | 0
MISO_IN_2_NonRTO_Midwest | MISO_IN | NonRTO_Midwest | 2040 | B7 | 400 | 0 | 4800 | 291.74 | 0 | 386.81 | 0 | 0 | 0 | 0 | 0 | 0 | 0 | 0
MISO_IN_2_NonRTO_Midwest | MISO_IN | NonRTO_Midwest | 2040 | B8 | 500 | 0 | 4800 | 0 | 0 | 0 | 0 | 0 | 0 | 0 | 0 | 0 | 0 | 0
MISO_IN_2_NonRTO_Midwest | MISO_IN | NonRTO_Midwest | 2040 | B9 | 800 | 0 | 4800 | 0 | 0 | 0 | 0 | 0 | 0 | 0 | 0 | 0 | 0 | 0
MISO_IN_2_NonRTO_Midwest | MISO_IN | NonRTO_Midwest | 2040 | B10 | 1262 | 0 | 4800 | 0 | 0 | 0 | 0 | 0 | 0 | 0 | 0 | 0 | 0 | 0
MISO_IN_2_NonRTO_Midwest | MISO_IN | NonRTO_Midwest | 2040 | B11 | 25 | 0 | 4800 | 1275.96 | 0 | 1156.47 | 0 | 0 | 0 | 0 | 0 | 0 | 0 | 0
MISO_IN_2_NonRTO_Midwest | MISO_IN | NonRTO_Midwest | 2040 | B12 | 200 | 0 | 4800 | 736.01 | 0 | 616.52 | 0 | 0 | 0 | 0 | 0 | 0 | 0 | 0
MISO_IN_2_NonRTO_Midwest | MISO_IN | NonRTO_Midwest | 2040 | B13 | 600 | 0 | 4800 | 119.49 | 0 | 0 | 0 | 0 | 0 | 0 | 0 | 0 | 0 | 0
MISO_IN_2_NonRTO_Midwest | MISO_IN | NonRTO_Midwest | 2040 | B14 | 900 | 0 | 4800 | 0 | 0 | 0 | 0 | 0 | 0 | 0 | 0 | 0 | 0 | 0
MISO_IN_2_NonRTO_Midwest | MISO_IN | NonRTO_Midwest | 2040 | B15 | 1203 | 0 | 4800 | 0 | 0 | 0 | 0 | 0 | 0 | 0 | 0 | 0 | 0 | 0
MISO_IN_2_NonRTO_Midwest | MISO_IN | NonRTO_Midwest | 2040 | B16 | 25 | 0 | 4800 | 2448.57 | 0 | 2448.59 | 0 | 0 | 0 | 0 | 0 | 0 | 0 | 0
MISO_IN_2_NonRTO_Midwest | MISO_IN | NonRTO_Midwest | 2040 | B17 | 100 | 0 | 4800 | 1273.97 | 0 | 1274 | 0 | 0 | 0 | 0 | 0 | 0 | 0 | 0
MISO_IN_2_NonRTO_Midwest | MISO_IN | NonRTO_Midwest | 2040 | B18 | 400 | 0 | 4800 | 253.41 | 0 | 322.09 | 0 | 0 | 0 | 0 | 0 | 0 | 0 | 0
MISO_IN_2_NonRTO_Midwest | MISO_IN | NonRTO_Midwest | 2040 | B19 | 700 | 0 | 4800 | 0 | 0 | 0 | 0 | 0 | 0 | 0 | 0 | 0 | 0 | 0
MISO_IN_2_NonRTO_Midwest | MISO_IN | NonRTO_Midwest | 2040 | B20 | 935 | 0 | 4800 | 0 | 0 | 0 | 0 | 0 | 0 | 0 | 0 | 0 | 0 | 0
MISO_IN_2_NonRTO_Midwest | MISO_IN | NonRTO_Midwest | 2045 | B1 | 10 | 0 | 4800 | 75.07 | 0 | 190.12 | 0 | 0.01 | 0 | 0 | 0 | 0 | 0 | 0
MISO_IN_2_NonRTO_Midwest | MISO_IN | NonRTO_Midwest | 2045 | B2 | 25 | 0 | 4800 | 0 | 0 | 0 | 0 | 0 | 0 | 0 | 0 | 0 | 0 | 0
MISO_IN_2_NonRTO_Midwest | MISO_IN | NonRTO_Midwest | 2045 | B3 | 75 | 0 | 4800 | 0 | 0 | 340.7 | 0 | 0 | 0 | 0 | 0 | 0 | 0 | 0
MISO_IN_2_NonRTO_Midwest | MISO_IN | NonRTO_Midwest | 2045 | B4 | 100 | 0 | 4800 | 0 | 0 | 1888.19 | 0 | 0 | 0 | 0 | 0 | 0 | 0 | 0
MISO_IN_2_NonRTO_Midwest | MISO_IN | NonRTO_Midwest | 2045 | B5 | 200 | 0 | 4800 | 446.99 | 0 | 1423.44 | 0 | 0 | 0 | 0 | 0 | 0 | 0 | 0
MISO_IN_2_NonRTO_Midwest | MISO_IN | NonRTO_Midwest | 2045 | B6 | 300 | 0 | 4800 | 751.73 | 0 | 866.79 | 0 | 0 | 0 | 0 | 0 | 0 | 0 | 0
MISO_IN_2_NonRTO_Midwest | MISO_IN | NonRTO_Midwest | 2045 | B7 | 400 | 0 | 4800 | 169.88 | 0 | 284.94 | 0 | 0 | 0 | 0 | 0 | 0 | 0 | 0
MISO_IN_2_NonRTO_Midwest | MISO_IN | NonRTO_Midwest | 2045 | B8 | 500 | 0 | 4800 | 0 | 0 | 0 | 0 | 0 | 0 | 0 | 0 | 0 | 0 | 0
MISO_IN_2_NonRTO_Midwest | MISO_IN | NonRTO_Midwest | 2045 | B9 | 800 | 0 | 4800 | 0 | 0 | 0 | 0 | 0 | 0 | 0 | 0 | 0 | 0 | 0
MISO_IN_2_NonRTO_Midwest | MISO_IN | NonRTO_Midwest | 2045 | B10 | 1262 | 0 | 4800 | 0 | 0 | 0 | 0 | 0 | 0 | 0 | 0 | 0 | 0 | 0
MISO_IN_2_NonRTO_Midwest | MISO_IN | NonRTO_Midwest | 2045 | B11 | 25 | 0 | 4800 | 1292.21 | 0 | 1192.21 | 0 | 0 | 0 | 0 | 0 | 0 | 0 | 0
MISO_IN_2_NonRTO_Midwest | MISO_IN | NonRTO_Midwest | 2045 | B12 | 200 | 0 | 4800 | 636.84 | 0 | 536.84 | 0 | 0 | 0 | 0 | 0 | 0 | 0 | 0
MISO_IN_2_NonRTO_Midwest | MISO_IN | NonRTO_Midwest | 2045 | B13 | 600 | 0 | 4800 | 0 | 0 | 0 | 0 | 0 | 0 | 0 | 0 | 0 | 0 | 0
MISO_IN_2_NonRTO_Midwest | MISO_IN | NonRTO_Midwest | 2045 | B14 | 900 | 0 | 4800 | 0 | 0 | 0 | 0 | 0 | 0 | 0 | 0 | 0 | 0 | 0
MISO_IN_2_NonRTO_Midwest | MISO_IN | NonRTO_Midwest | 2045 | B15 | 1203 | 0 | 4800 | 0 | 0 | 0 | 0 | 0 | 0 | 0 | 0 | 0 | 0 | 0
MISO_IN_2_NonRTO_Midwest | MISO_IN | NonRTO_Midwest | 2045 | B16 | 25 | 0 | 4800 | 2295.51 | 0 | 2235.14 | 0 | 0 | 0 | 0 | 0 | 0 | 0 | 0
MISO_IN_2_NonRTO_Midwest | MISO_IN | NonRTO_Midwest | 2045 | B17 | 100 | 0 | 4800 | 983.46 | 0 | 1023.1 | 0 | 0 | 0 | 0 | 0 | 0 | 0 | 0
MISO_IN_2_NonRTO_Midwest | MISO_IN | NonRTO_Midwest | 2045 | B18 | 400 | 0 | 4800 | 0 | 0 | 0 | 0 | 0 | 0 | 0 | 0 | 0 | 0 | 0
MISO_IN_2_NonRTO_Midwest | MISO_IN | NonRTO_Midwest | 2045 | B19 | 700 | 0 | 4800 | 0 | 0 | 0 | 0 | 0 | 0 | 0 | 0 | 0 | 0 | 0
MISO_IN_2_NonRTO_Midwest | MISO_IN | NonRTO_Midwest | 2045 | B20 | 935 | 0 | 4800 | 0 | 0 | 0 | 0 | 0 | 0 | 0 | 0 | 0 | 0 | 0
MISO_IN_2_NonRTO_Midwest | MISO_IN | NonRTO_Midwest | 2050 | B1 | 10 | 0 | 4800 | 0 | 0 | 0 | 0 | 0 | 0 | 0 | 0 | 0 | 0 | 0
MISO_IN_2_NonRTO_Midwest | MISO_IN | NonRTO_Midwest | 2050 | B2 | 25 | 0 | 4800 | 0 | 0 | 0 | 0 | 0 | 0 | 0 | 0 | 0 | 0 | 0
MISO_IN_2_NonRTO_Midwest | MISO_IN | NonRTO_Midwest | 2050 | B3 | 75 | 0 | 4800 | 0 | 0 | 243.93 | 0 | 0 | 0 | 0 | 0 | 0 | 0 | 0
MISO_IN_2_NonRTO_Midwest | MISO_IN | NonRTO_Midwest | 2050 | B4 | 100 | 0 | 4800 | 0 | 0 | 1605.31 | 0 | 0 | 0 | 0 | 0 | 0 | 0 | 0
MISO_IN_2_NonRTO_Midwest | MISO_IN | NonRTO_Midwest | 2050 | B5 | 200 | 0 | 4800 | 0 | 0 | 1140.09 | 0 | 0 | 0 | 0 | 0 | 0 | 0 | 0
MISO_IN_2_NonRTO_Midwest | MISO_IN | NonRTO_Midwest | 2050 | B6 | 300 | 0 | 4800 | 475.07 | 0 | 582.62 | 0 | 0 | 0 | 0 | 0 | 0 | 0 | 0
MISO_IN_2_NonRTO_Midwest | MISO_IN | NonRTO_Midwest | 2050 | B7 | 400 | 0 | 4800 | 0 | 0 | 0 | 0 | 0 | 0 | 0 | 0 | 0 | 0 | 0
MISO_IN_2_NonRTO_Midwest | MISO_IN | NonRTO_Midwest | 2050 | B8 | 500 | 0 | 4800 | 0 | 0 | 0 | 0 | 0 | 0 | 0 | 0 | 0 | 0 | 0
MISO_IN_2_NonRTO_Midwest | MISO_IN | NonRTO_Midwest | 2050 | B9 | 800 | 0 | 4800 | 0 | 0 | 0 | 0 | 0 | 0 | 0 | 0 | 0 | 0 | 0
MISO_IN_2_NonRTO_Midwest | MISO_IN | NonRTO_Midwest | 2050 | B10 | 1262 | 0 | 4800 | 0 | 0 | 0 | 0 | 0 | 0 | 0 | 0 | 0 | 0 | 0
MISO_IN_2_NonRTO_Midwest | MISO_IN | NonRTO_Midwest | 2050 | B11 | 25 | 0 | 4800 | 1677.6 | 0 | 1378.49 | 0 | 0 | 0 | 0 | 0 | 0 | 0 | 0
MISO_IN_2_NonRTO_Midwest | MISO_IN | NonRTO_Midwest | 2050 | B12 | 200 | 0 | 4800 | 1021.6 | 0 | 722.49 | 0 | 0 | 0 | 0 | 0 | 0 | 0 | 0
MISO_IN_2_NonRTO_Midwest | MISO_IN | NonRTO_Midwest | 2050 | B13 | 600 | 0 | 4800 | 383.93 | 0 | 84.83 | 0 | 0 | 0 | 0 | 0 | 0 | 0 | 0
MISO_IN_2_NonRTO_Midwest | MISO_IN | NonRTO_Midwest | 2050 | B14 | 900 | 0 | 4800 | 0 | 0 | 0 | 0 | 0 | 0 | 0 | 0 | 0 | 0 | 0
MISO_IN_2_NonRTO_Midwest | MISO_IN | NonRTO_Midwest | 2050 | B15 | 1203 | 0 | 4800 | 0 | 0 | 0 | 0 | 0 | 0 | 0 | 0 | 0 | 0 | 0
MISO_IN_2_NonRTO_Midwest | MISO_IN | NonRTO_Midwest | 2050 | B16 | 25 | 0 | 4800 | 2198.32 | 0 | 2520.63 | 0 | 0 | 0 | 0 | 0 | 0 | 0 | 0
MISO_IN_2_NonRTO_Midwest | MISO_IN | NonRTO_Midwest | 2050 | B17 | 100 | 0 | 4800 | 984.75 | 0 | 1207.06 | 0 | 0 | 0 | 0 | 0 | 0 | 0 | 0
MISO_IN_2_NonRTO_Midwest | MISO_IN | NonRTO_Midwest | 2050 | B18 | 400 | 0 | 4800 | 0 | 0 | 222.31 | 0 | 0 | 0 | 0 | 0 | 0 | 0 | 0
MISO_IN_2_NonRTO_Midwest | MISO_IN | NonRTO_Midwest | 2050 | B19 | 700 | 0 | 4800 | 0 | 0 | 0 | 0 | 0 | 0 | 0 | 0 | 0 | 0 | 0
MISO_IN_2_NonRTO_Midwest | MISO_IN | NonRTO_Midwest | 2050 | B20 | 935 | 0 | 4800 | 0 | 0 | 0 | 0 | 0 | 0 | 0 | 0 | 0 | 0 | 0
MISO_IN_2_PJM_ROR | MISO_IN | PJM_ROR | 2015 | B1 | 10 | 0 | 992 | 0 | 0 | 340.79 | 0 | 0 | 0 | 0 | 0 | 0 | 0 | Infinite
MISO_IN_2_PJM_ROR | MISO_IN | PJM_ROR | 2015 | B2 | 25 | 0 | 992 | 0 | 0 | 0 | 0 | 0 | 0 | 0 | 0 | 0 | 0 | Infinite
MISO_IN_2_PJM_ROR | MISO_IN | PJM_ROR | 2015 | B3 | 75 | 0 | 992 | 0 | 0 | 0 | 0 | 0 | 0 | 0 | 0 | 0 | 0 | Infinite
MISO_IN_2_PJM_ROR | MISO_IN | PJM_ROR | 2015 | B4 | 100 | 0 | 992 | 0 | 0 | 0 | 0 | 0 | 0 | 0 | 0 | 0 | 0 | Infinite
MISO_IN_2_PJM_ROR | MISO_IN | PJM_ROR | 2015 | B5 | 200 | 0 | 992 | 475.14 | 0 | 515.02 | 0 | 0 | 0 | 0 | 0 | 0 | 0 | Infinite
MISO_IN_2_PJM_ROR | MISO_IN | PJM_ROR | 2015 | B6 | 300 | 0 | 992 | 948.35 | 0 | 409.12 | 0 | 0 | 0 | 0 | 0 | 0 | 0 | Infinite
MISO_IN_2_PJM_ROR | MISO_IN | PJM_ROR | 2015 | B7 | 400 | 0 | 992 | 992 | 0 | 992 | 0 | 0 | 0.01187 | 0 | 0.01187 | 0.0052756 | 0 | Infinite
MISO_IN_2_PJM_ROR | MISO_IN | PJM_ROR | 2015 | B8 | 500 | 0 | 992 | 992 | 0 | 992 | 0 | 0 | 0.01187 | 0 | 0.01187 | 0.0065944 | 0 | Infinite
MISO_IN_2_PJM_ROR | MISO_IN | PJM_ROR | 2015 | B9 | 800 | 0 | 992 | 0 | 0 | 0 | 0 | 0 | 0 | 0 | 0 | 0 | 0 | Infinite
MISO_IN_2_PJM_ROR | MISO_IN | PJM_ROR | 2015 | B10 | 1262 | 0 | 992 | 0 | 0 | 0 | 0 | 0 | 0 | 0 | 0 | 0 | 0 | Infinite
MISO_IN_2_PJM_ROR | MISO_IN | PJM_ROR | 2015 | B11 | 25 | 0 | 992 | 0 | 0 | 0 | 0 | 0 | 0 | 0 | 0 | 0 | 0 | Infinite
MISO_IN_2_PJM_ROR | MISO_IN | PJM_ROR | 2015 | B12 | 200 | 0 | 992 | 0 | 0 | 0 | 0 | 0 | 0 | 0 | 0 | 0 | 0 | Infinite
MISO_IN_2_PJM_ROR | MISO_IN | PJM_ROR | 2015 | B13 | 600 | 0 | 992 | 590.02 | 0 | 429.21 | 0 | 0 | 0 | 0 | 0 | 0 | 0 | Infinite
MISO_IN_2_PJM_ROR | MISO_IN | PJM_ROR | 2015 | B14 | 900 | 0 | 992 | 173.14 | 0 | 0 | 0 | 0 | 0 | 0 | 0 | 0 | 0 | Infinite
MISO_IN_2_PJM_ROR | MISO_IN | PJM_ROR | 2015 | B15 | 1203 | 0 | 992 | 0 | 0 | 0 | 0 | 0 | 0 | 0 | 0 | 0 | 0 | Infinite
MISO_IN_2_PJM_ROR | MISO_IN | PJM_ROR | 2015 | B16 | 25 | 0 | 992 | 0 | 0 | 0 | 0 | 0 | 0 | 0 | 0 | 0 | 0 | Infinite
MISO_IN_2_PJM_ROR | MISO_IN | PJM_ROR | 2015 | B17 | 100 | 0 | 992 | 0 | 0 | 427.05 | 0 | 0 | 0 | 0 | 0 | 0 | 0 | Infinite
MISO_IN_2_PJM_ROR | MISO_IN | PJM_ROR | 2015 | B18 | 400 | 0 | 992 | 148.12 | 0 | 64.23 | 0 | 0 | 0 | 0 | 0 | 0 | 0 | Infinite
MISO_IN_2_PJM_ROR | MISO_IN | PJM_ROR | 2015 | B19 | 700 | 0 | 992 | 271.89 | 0 | 330.39 | 0 | 0 | 0 | 0 | 0 | 0 | 0 | Infinite
MISO_IN_2_PJM_ROR | MISO_IN | PJM_ROR | 2015 | B20 | 935 | 0 | 992 | 0 | 0 | 0 | 0 | 0 | 0 | 0 | 0 | 0 | 0 | Infinite
MISO_IN_2_PJM_ROR | MISO_IN | PJM_ROR | 2020 | B1 | 10 | 0 | 992 | 0 | 0 | 0 | 0 | 0 | 0 | 0 | 0 | 0 | 0 | Infinite
MISO_IN_2_PJM_ROR | MISO_IN | PJM_ROR | 2020 | B2 | 25 | 0 | 992 | 0 | 0 | 0 | 0 | 0 | 0 | 0 | 0 | 0 | 0 | Infinite
MISO_IN_2_PJM_ROR | MISO_IN | PJM_ROR | 2020 | B3 | 75 | 0 | 992 | 0 | 0 | 0 | 0 | 0 | 0 | 0 | 0 | 0 | 0 | Infinite
MISO_IN_2_PJM_ROR | MISO_IN | PJM_ROR | 2020 | B4 | 100 | 0 | 992 | 0 | 0 | 0 | 0 | 0 | 0 | 0 | 0 | 0 | 0 | Infinite
MISO_IN_2_PJM_ROR | MISO_IN | PJM_ROR | 2020 | B5 | 200 | 0 | 992 | 0 | 0 | 0 | 0 | 0 | 0 | 0 | 0 | 0 | 0 | Infinite
MISO_IN_2_PJM_ROR | MISO_IN | PJM_ROR | 2020 | B6 | 300 | 0 | 992 | 0 | 0 | 0 | 0 | 0 | 0 | 0 | 0 | 0 | 0 | Infinite
MISO_IN_2_PJM_ROR | MISO_IN | PJM_ROR | 2020 | B7 | 400 | 0 | 992 | 94.58 | 0 | 0 | 0 | 0 | 0 | 0 | 0 | 0 | 0 | Infinite
MISO_IN_2_PJM_ROR | MISO_IN | PJM_ROR | 2020 | B8 | 500 | 0 | 992 | 0 | 0 | 0 | 0 | 0 | 0 | 0 | 0 | 0 | 0 | Infinite
MISO_IN_2_PJM_ROR | MISO_IN | PJM_ROR | 2020 | B9 | 800 | 0 | 992 | 0 | 0 | 0 | 0 | 0 | 0 | 0 | 0 | 0 | 0 | Infinite
MISO_IN_2_PJM_ROR | MISO_IN | PJM_ROR | 2020 | B10 | 1262 | 0 | 992 | 0 | 0 | 0 | 0 | 0 | 0 | 0 | 0 | 0 | 0 | Infinite
MISO_IN_2_PJM_ROR | MISO_IN | PJM_ROR | 2020 | B11 | 25 | 0 | 992 | 0 | 0 | 0 | 0 | 0 | 0 | 0 | 0 | 0 | 0 | Infinite
MISO_IN_2_PJM_ROR | MISO_IN | PJM_ROR | 2020 | B12 | 200 | 0 | 992 | 0 | 0 | 0 | 0 | 0 | 0 | 0 | 0 | 0 | 0 | Infinite
MISO_IN_2_PJM_ROR | MISO_IN | PJM_ROR | 2020 | B13 | 600 | 0 | 992 | 0 | 0 | 0 | 0 | 0 | 0 | 0 | 0 | 0 | 0 | Infinite
MISO_IN_2_PJM_ROR | MISO_IN | PJM_ROR | 2020 | B14 | 900 | 0 | 992 | 0 | 0 | 0 | 0 | 0 | 0 | 0 | 0 | 0 | 0 | Infinite
MISO_IN_2_PJM_ROR | MISO_IN | PJM_ROR | 2020 | B15 | 1203 | 0 | 992 | 0 | 0 | 0 | 0 | 0 | 0 | 0 | 0 | 0 | 0 | Infinite
MISO_IN_2_PJM_ROR | MISO_IN | PJM_ROR | 2020 | B16 | 25 | 0 | 992 | 0 | 0 | 0 | 0 | 0 | 0 | 0 | 0 | 0 | 0 | Infinite
MISO_IN_2_PJM_ROR | MISO_IN | PJM_ROR | 2020 | B17 | 100 | 0 | 992 | 0 | 0 | 0 | 0 | 0 | 0 | 0 | 0 | 0 | 0 | Infinite
MISO_IN_2_PJM_ROR | MISO_IN | PJM_ROR | 2020 | B18 | 400 | 0 | 992 | 0 | 0 | 0 | 0 | 0 | 0 | 0 | 0 | 0 | 0 | Infinite
MISO_IN_2_PJM_ROR | MISO_IN | PJM_ROR | 2020 | B19 | 700 | 0 | 992 | 0 | 0 | 0 | 0 | 0 | 0 | 0 | 0 | 0 | 0 | Infinite
MISO_IN_2_PJM_ROR | MISO_IN | PJM_ROR | 2020 | B20 | 935 | 0 | 992 | 0 | 0 | 0 | 0 | 0 | 0 | 0 | 0 | 0 | 0 | Infinite
MISO_IN_2_PJM_ROR | MISO_IN | PJM_ROR | 2025 | B1 | 10 | 0 | 992 | 0 | 0 | 0 | 0 | 0 | 0 | 0 | 0 | 0 | 0 | Infinite
MISO_IN_2_PJM_ROR | MISO_IN | PJM_ROR | 2025 | B2 | 25 | 0 | 992 | 0 | 0 | 0 | 0 | 0 | 0 | 0 | 0 | 0 | 0 | Infinite
MISO_IN_2_PJM_ROR | MISO_IN | PJM_ROR | 2025 | B3 | 75 | 0 | 992 | 0 | 0 | 0 | 0 | 0 | 0 | 0 | 0 | 0 | 0 | Infinite
MISO_IN_2_PJM_ROR | MISO_IN | PJM_ROR | 2025 | B4 | 100 | 0 | 992 | 0 | 0 | 0 | 0 | 0 | 0 | 0 | 0 | 0 | 0 | Infinite
MISO_IN_2_PJM_ROR | MISO_IN | PJM_ROR | 2025 | B5 | 200 | 0 | 992 | 0 | 0 | 0 | 0 | 0 | 0 | 0 | 0 | 0 | 0 | Infinite
MISO_IN_2_PJM_ROR | MISO_IN | PJM_ROR | 2025 | B6 | 300 | 0 | 992 | 0 | 0 | 0 | 0 | 0 | 0 | 0 | 0 | 0 | 0 | Infinite
MISO_IN_2_PJM_ROR | MISO_IN | PJM_ROR | 2025 | B7 | 400 | 0 | 992 | 0 | 0 | 0 | 0 | 0 | 0 | 0 | 0 | 0 | 0 | Infinite
MISO_IN_2_PJM_ROR | MISO_IN | PJM_ROR | 2025 | B8 | 500 | 0 | 992 | 0 | 0 | 0 | 0 | 0 | 0 | 0 | 0 | 0 | 0 | Infinite
MISO_IN_2_PJM_ROR | MISO_IN | PJM_ROR | 2025 | B9 | 800 | 0 | 992 | 0 | 0 | 0 | 0 | 0 | 0 | 0 | 0 | 0 | 0 | Infinite
MISO_IN_2_PJM_ROR | MISO_IN | PJM_ROR | 2025 | B10 | 1262 | 0 | 992 | 0 | 0 | 0 | 0 | 0 | 0 | 0 | 0 | 0 | 0 | Infinite
MISO_IN_2_PJM_ROR | MISO_IN | PJM_ROR | 2025 | B11 | 25 | 0 | 992 | 0 | 0 | 0 | 0 | 0 | 0 | 0 | 0 | 0 | 0 | Infinite
MISO_IN_2_PJM_ROR | MISO_IN | PJM_ROR | 2025 | B12 | 200 | 0 | 992 | 0 | 0 | 0 | 0 | 0 | 0 | 0 | 0 | 0 | 0 | Infinite
MISO_IN_2_PJM_ROR | MISO_IN | PJM_ROR | 2025 | B13 | 600 | 0 | 992 | 0 | 0 | 0 | 0 | 0 | 0 | 0 | 0 | 0 | 0 | Infinite
MISO_IN_2_PJM_ROR | MISO_IN | PJM_ROR | 2025 | B14 | 900 | 0 | 992 | 0 | 0 | 0 | 0 | 0 | 0 | 0 | 0 | 0 | 0 | Infinite
MISO_IN_2_PJM_ROR | MISO_IN | PJM_ROR | 2025 | B15 | 1203 | 0 | 992 | 0 | 0 | 0 | 0 | 0 | 0 | 0 | 0 | 0 | 0 | Infinite
MISO_IN_2_PJM_ROR | MISO_IN | PJM_ROR | 2025 | B16 | 25 | 0 | 992 | 0 | 0 | 0 | 0 | 0 | 0 | 0 | 0 | 0 | 0 | Infinite
MISO_IN_2_PJM_ROR | MISO_IN | PJM_ROR | 2025 | B17 | 100 | 0 | 992 | 0 | 0 | 0 | 0 | 0 | 0 | 0 | 0 | 0 | 0 | Infinite
MISO_IN_2_PJM_ROR | MISO_IN | PJM_ROR | 2025 | B18 | 400 | 0 | 992 | 0 | 0 | 0 | 0 | 0 | 0 | 0 | 0 | 0 | 0 | Infinite
MISO_IN_2_PJM_ROR | MISO_IN | PJM_ROR | 2025 | B19 | 700 | 0 | 992 | 0 | 0 | 0 | 0 | 0 | 0 | 0 | 0 | 0 | 0 | Infinite
MISO_IN_2_PJM_ROR | MISO_IN | PJM_ROR | 2025 | B20 | 935 | 0 | 992 | 0 | 0 | 0 | 0 | 0 | 0 | 0 | 0 | 0 | 0 | Infinite
MISO_IN_2_PJM_ROR | MISO_IN | PJM_ROR | 2030 | B1 | 10 | 0 | 992 | 0 | 0 | 0 | 0 | 0 | 0 | 0 | 0 | 0 | 0 | Infinite
MISO_IN_2_PJM_ROR | MISO_IN | PJM_ROR | 2030 | B2 | 25 | 0 | 992 | 0 | 0 | 0 | 0 | 0 | 0 | 0 | 0 | 0 | 0 | Infinite
MISO_IN_2_PJM_ROR | MISO_IN | PJM_ROR | 2030 | B3 | 75 | 0 | 992 | 0 | 0 | 0 | 0 | 0 | 0 | 0 | 0 | 0 | 0 | Infinite
MISO_IN_2_PJM_ROR | MISO_IN | PJM_ROR | 2030 | B4 | 100 | 0 | 992 | 0 | 0 | 0 | 0 | 0 | 0 | 0 | 0 | 0 | 0 | Infinite
MISO_IN_2_PJM_ROR | MISO_IN | PJM_ROR | 2030 | B5 | 200 | 0 | 992 | 0 | 0 | 0 | 0 | 0 | 0 | 0 | 0 | 0 | 0 | Infinite
MISO_IN_2_PJM_ROR | MISO_IN | PJM_ROR | 2030 | B6 | 300 | 0 | 992 | 0 | 0 | 0 | 0 | 0 | 0 | 0 | 0 | 0 | 0 | Infinite
MISO_IN_2_PJM_ROR | MISO_IN | PJM_ROR | 2030 | B7 | 400 | 0 | 992 | 0 | 0 | 0 | 0 | 0 | 0 | 0 | 0 | 0 | 0 | Infinite
MISO_IN_2_PJM_ROR | MISO_IN | PJM_ROR | 2030 | B8 | 500 | 0 | 992 | 0 | 0 | 0 | 0 | 0 | 0 | 0 | 0 | 0 | 0 | Infinite
MISO_IN_2_PJM_ROR | MISO_IN | PJM_ROR | 2030 | B9 | 800 | 0 | 992 | 0 | 0 | 0 | 0 | 0 | 0 | 0 | 0 | 0 | 0 | Infinite
MISO_IN_2_PJM_ROR | MISO_IN | PJM_ROR | 2030 | B10 | 1262 | 0 | 992 | 0 | 0 | 0 | 0 | 0 | 0 | 0 | 0 | 0 | 0 | Infinite
MISO_IN_2_PJM_ROR | MISO_IN | PJM_ROR | 2030 | B11 | 25 | 0 | 992 | 0 | 0 | 0 | 0 | 0 | 0 | 0 | 0 | 0 | 0 | Infinite
MISO_IN_2_PJM_ROR | MISO_IN | PJM_ROR | 2030 | B12 | 200 | 0 | 992 | 0 | 0 | 0 | 0 | 0 | 0 | 0 | 0 | 0 | 0 | Infinite
MISO_IN_2_PJM_ROR | MISO_IN | PJM_ROR | 2030 | B13 | 600 | 0 | 992 | 0 | 0 | 0 | 0 | 0 | 0 | 0 | 0 | 0 | 0 | Infinite
MISO_IN_2_PJM_ROR | MISO_IN | PJM_ROR | 2030 | B14 | 900 | 0 | 992 | 0 | 0 | 0 | 0 | 0 | 0 | 0 | 0 | 0 | 0 | Infinite
MISO_IN_2_PJM_ROR | MISO_IN | PJM_ROR | 2030 | B15 | 1203 | 0 | 992 | 0 | 0 | 0 | 0 | 0 | 0 | 0 | 0 | 0 | 0 | Infinite
MISO_IN_2_PJM_ROR | MISO_IN | PJM_ROR | 2030 | B16 | 25 | 0 | 992 | 0 | 0 | 0 | 0 | 0 | 0 | 0 | 0 | 0 | 0 | Infinite
MISO_IN_2_PJM_ROR | MISO_IN | PJM_ROR | 2030 | B17 | 100 | 0 | 992 | 0 | 0 | 0 | 0 | 0 | 0 | 0 | 0 | 0 | 0 | Infinite
MISO_IN_2_PJM_ROR | MISO_IN | PJM_ROR | 2030 | B18 | 400 | 0 | 992 | 0 | 0 | 0 | 0 | 0 | 0 | 0 | 0 | 0 | 0 | Infinite
MISO_IN_2_PJM_ROR | MISO_IN | PJM_ROR | 2030 | B19 | 700 | 0 | 992 | 0 | 0 | 0 | 0 | 0 | 0 | 0 | 0 | 0 | 0 | Infinite
MISO_IN_2_PJM_ROR | MISO_IN | PJM_ROR | 2030 | B20 | 935 | 0 | 992 | 0 | 0 | 0 | 0 | 0 | 0 | 0 | 0 | 0 | 0 | Infinite
MISO_IN_2_PJM_ROR | MISO_IN | PJM_ROR | 2035 | B1 | 10 | 0 | 992 | 0 | 0 | 0 | 0 | 0 | 0 | 0 | 0 | 0 | 0 | Infinite
MISO_IN_2_PJM_ROR | MISO_IN | PJM_ROR | 2035 | B2 | 25 | 0 | 992 | 0 | 0 | 0 | 0 | 0 | 0 | 0 | 0 | 0 | 0 | Infinite
MISO_IN_2_PJM_ROR | MISO_IN | PJM_ROR | 2035 | B3 | 75 | 0 | 992 | 0 | 0 | 0 | 0 | 0 | 0 | 0 | 0 | 0 | 0 | Infinite
MISO_IN_2_PJM_ROR | MISO_IN | PJM_ROR | 2035 | B4 | 100 | 0 | 992 | 0 | 0 | 0 | 0 | 0 | 0 | 0 | 0 | 0 | 0 | Infinite
MISO_IN_2_PJM_ROR | MISO_IN | PJM_ROR | 2035 | B5 | 200 | 0 | 992 | 0 | 0 | 0 | 0 | 0 | 0 | 0 | 0 | 0 | 0 | Infinite
MISO_IN_2_PJM_ROR | MISO_IN | PJM_ROR | 2035 | B6 | 300 | 0 | 992 | 0 | 0 | 0 | 0 | 0 | 0 | 0 | 0 | 0 | 0 | Infinite
MISO_IN_2_PJM_ROR | MISO_IN | PJM_ROR | 2035 | B7 | 400 | 0 | 992 | 0 | 0 | 0 | 0 | 0 | 0 | 0 | 0 | 0 | 0 | Infinite
MISO_IN_2_PJM_ROR | MISO_IN | PJM_ROR | 2035 | B8 | 500 | 0 | 992 | 0 | 0 | 0 | 0 | 0 | 0 | 0 | 0 | 0 | 0 | Infinite
MISO_IN_2_PJM_ROR | MISO_IN | PJM_ROR | 2035 | B9 | 800 | 0 | 992 | 0 | 0 | 0 | 0 | 0 | 0 | 0 | 0 | 0 | 0 | Infinite
MISO_IN_2_PJM_ROR | MISO_IN | PJM_ROR | 2035 | B10 | 1262 | 0 | 992 | 0 | 0 | 0 | 0 | 0 | 0 | 0 | 0 | 0 | 0 | Infinite
MISO_IN_2_PJM_ROR | MISO_IN | PJM_ROR | 2035 | B11 | 25 | 0 | 992 | 0 | 0 | 0 | 0 | 0 | 0 | 0 | 0 | 0 | 0 | Infinite
MISO_IN_2_PJM_ROR | MISO_IN | PJM_ROR | 2035 | B12 | 200 | 0 | 992 | 0 | 0 | 0 | 0 | 0 | 0 | 0 | 0 | 0 | 0 | Infinite
MISO_IN_2_PJM_ROR | MISO_IN | PJM_ROR | 2035 | B13 | 600 | 0 | 992 | 0 | 0 | 0 | 0 | 0 | 0 | 0 | 0 | 0 | 0 | Infinite
MISO_IN_2_PJM_ROR | MISO_IN | PJM_ROR | 2035 | B14 | 900 | 0 | 992 | 0 | 0 | 0 | 0 | 0 | 0 | 0 | 0 | 0 | 0 | Infinite
MISO_IN_2_PJM_ROR | MISO_IN | PJM_ROR | 2035 | B15 | 1203 | 0 | 992 | 0 | 0 | 0 | 0 | 0 | 0 | 0 | 0 | 0 | 0 | Infinite
MISO_IN_2_PJM_ROR | MISO_IN | PJM_ROR | 2035 | B16 | 25 | 0 | 992 | 0 | 0 | 0 | 0 | 0 | 0 | 0 | 0 | 0 | 0 | Infinite
MISO_IN_2_PJM_ROR | MISO_IN | PJM_ROR | 2035 | B17 | 100 | 0 | 992 | 0 | 0 | 0 | 0 | 0 | 0 | 0 | 0 | 0 | 0 | Infinite
MISO_IN_2_PJM_ROR | MISO_IN | PJM_ROR | 2035 | B18 | 400 | 0 | 992 | 0 | 0 | 0 | 0 | 0 | 0 | 0 | 0 | 0 | 0 | Infinite
MISO_IN_2_PJM_ROR | MISO_IN | PJM_ROR | 2035 | B19 | 700 | 0 | 992 | 0 | 0 | 0 | 0 | 0 | 0 | 0 | 0 | 0 | 0 | Infinite
MISO_IN_2_PJM_ROR | MISO_IN | PJM_ROR | 2035 | B20 | 935 | 0 | 992 | 0 | 0 | 0 | 0 | 0 | 0 | 0 | 0 | 0 | 0 | Infinite
MISO_IN_2_PJM_ROR | MISO_IN | PJM_ROR | 2040 | B1 | 10 | 0 | 992 | 0 | 0 | 0 | 0 | 0 | 0 | 0 | 0 | 0 | 0 | Infinite
MISO_IN_2_PJM_ROR | MISO_IN | PJM_ROR | 2040 | B2 | 25 | 0 | 992 | 0 | 0 | 0 | 0 | 0 | 0 | 0 | 0 | 0 | 0 | Infinite
MISO_IN_2_PJM_ROR | MISO_IN | PJM_ROR | 2040 | B3 | 75 | 0 | 992 | 0 | 0 | 0 | 0 | 0 | 0 | 0 | 0 | 0 | 0 | Infinite
MISO_IN_2_PJM_ROR | MISO_IN | PJM_ROR | 2040 | B4 | 100 | 0 | 992 | 0 | 0 | 0 | 0 | 0 | 0 | 0 | 0 | 0 | 0 | Infinite
MISO_IN_2_PJM_ROR | MISO_IN | PJM_ROR | 2040 | B5 | 200 | 0 | 992 | 0 | 0 | 0 | 0 | 0 | 0 | 0 | 0 | 0 | 0 | Infinite
MISO_IN_2_PJM_ROR | MISO_IN | PJM_ROR | 2040 | B6 | 300 | 0 | 992 | 0 | 0 | 0 | 0 | 0 | 0 | 0 | 0 | 0 | 0 | Infinite
MISO_IN_2_PJM_ROR | MISO_IN | PJM_ROR | 2040 | B7 | 400 | 0 | 992 | 0 | 0 | 0 | 0 | 0 | 0 | 0 | 0 | 0 | 0 | Infinite
MISO_IN_2_PJM_ROR | MISO_IN | PJM_ROR | 2040 | B8 | 500 | 0 | 992 | 0 | 0 | 0 | 0 | 0 | 0 | 0 | 0 | 0 | 0 | Infinite
MISO_IN_2_PJM_ROR | MISO_IN | PJM_ROR | 2040 | B9 | 800 | 0 | 992 | 0 | 0 | 0 | 0 | 0 | 0 | 0 | 0 | 0 | 0 | Infinite
MISO_IN_2_PJM_ROR | MISO_IN | PJM_ROR | 2040 | B10 | 1262 | 0 | 992 | 0 | 0 | 0 | 0 | 0 | 0 | 0 | 0 | 0 | 0 | Infinite
MISO_IN_2_PJM_ROR | MISO_IN | PJM_ROR | 2040 | B11 | 25 | 0 | 992 | 0 | 0 | 0 | 0 | 0 | 0 | 0 | 0 | 0 | 0 | Infinite
MISO_IN_2_PJM_ROR | MISO_IN | PJM_ROR | 2040 | B12 | 200 | 0 | 992 | 0 | 0 | 0 | 0 | 0 | 0 | 0 | 0 | 0 | 0 | Infinite
MISO_IN_2_PJM_ROR | MISO_IN | PJM_ROR | 2040 | B13 | 600 | 0 | 992 | 0 | 0 | 0 | 0 | 0 | 0 | 0 | 0 | 0 | 0 | Infinite
MISO_IN_2_PJM_ROR | MISO_IN | PJM_ROR | 2040 | B14 | 900 | 0 | 992 | 0 | 0 | 0 | 0 | 0 | 0 | 0 | 0 | 0 | 0 | Infinite
MISO_IN_2_PJM_ROR | MISO_IN | PJM_ROR | 2040 | B15 | 1203 | 0 | 992 | 0 | 0 | 0 | 0 | 0 | 0 | 0 | 0 | 0 | 0 | Infinite
MISO_IN_2_PJM_ROR | MISO_IN | PJM_ROR | 2040 | B16 | 25 | 0 | 992 | 0 | 0 | 0 | 0 | 0 | 0 | 0 | 0 | 0 | 0 | Infinite
MISO_IN_2_PJM_ROR | MISO_IN | PJM_ROR | 2040 | B17 | 100 | 0 | 992 | 0 | 0 | 0 | 0 | 0 | 0 | 0 | 0 | 0 | 0 | Infinite
MISO_IN_2_PJM_ROR | MISO_IN | PJM_ROR | 2040 | B18 | 400 | 0 | 992 | 0 | 0 | 0 | 0 | 0 | 0 | 0 | 0 | 0 | 0 | Infinite
MISO_IN_2_PJM_ROR | MISO_IN | PJM_ROR | 2040 | B19 | 700 | 0 | 992 | 0 | 0 | 0 | 0 | 0 | 0 | 0 | 0 | 0 | 0 | Infinite
MISO_IN_2_PJM_ROR | MISO_IN | PJM_ROR | 2040 | B20 | 935 | 0 | 992 | 0 | 0 | 0 | 0 | 0 | 0 | 0 | 0 | 0 | 0 | Infinite
MISO_IN_2_PJM_ROR | MISO_IN | PJM_ROR | 2045 | B1 | 10 | 0 | 992 | 0 | 0 | 0 | 0 | 0 | 0 | 0 | 0 | 0 | 0 | Infinite
MISO_IN_2_PJM_ROR | MISO_IN | PJM_ROR | 2045 | B2 | 25 | 0 | 992 | 0 | 0 | 0 | 0 | 0 | 0 | 0 | 0 | 0 | 0 | Infinite
MISO_IN_2_PJM_ROR | MISO_IN | PJM_ROR | 2045 | B3 | 75 | 0 | 992 | 0 | 0 | 0 | 0 | 0 | 0 | 0 | 0 | 0 | 0 | Infinite
MISO_IN_2_PJM_ROR | MISO_IN | PJM_ROR | 2045 | B4 | 100 | 0 | 992 | 0 | 0 | 0 | 0 | 0 | 0 | 0 | 0 | 0 | 0 | Infinite
MISO_IN_2_PJM_ROR | MISO_IN | PJM_ROR | 2045 | B5 | 200 | 0 | 992 | 0 | 0 | 0 | 0 | 0 | 0 | 0 | 0 | 0 | 0 | Infinite
MISO_IN_2_PJM_ROR | MISO_IN | PJM_ROR | 2045 | B6 | 300 | 0 | 992 | 0 | 0 | 0 | 0 | 0 | 0 | 0 | 0 | 0 | 0 | Infinite
MISO_IN_2_PJM_ROR | MISO_IN | PJM_ROR | 2045 | B7 | 400 | 0 | 992 | 0 | 0 | 0 | 0 | 0 | 0 | 0 | 0 | 0 | 0 | Infinite
MISO_IN_2_PJM_ROR | MISO_IN | PJM_ROR | 2045 | B8 | 500 | 0 | 992 | 0 | 0 | 0 | 0 | 0 | 0 | 0 | 0 | 0 | 0 | Infinite
MISO_IN_2_PJM_ROR | MISO_IN | PJM_ROR | 2045 | B9 | 800 | 0 | 992 | 0 | 0 | 0 | 0 | 0 | 0 | 0 | 0 | 0 | 0 | Infinite
MISO_IN_2_PJM_ROR | MISO_IN | PJM_ROR | 2045 | B10 | 1262 | 0 | 992 | 0 | 0 | 0 | 0 | 0 | 0 | 0 | 0 | 0 | 0 | Infinite
MISO_IN_2_PJM_ROR | MISO_IN | PJM_ROR | 2045 | B11 | 25 | 0 | 992 | 0 | 0 | 0 | 0 | 0 | 0 | 0 | 0 | 0 | 0 | Infinite
MISO_IN_2_PJM_ROR | MISO_IN | PJM_ROR | 2045 | B12 | 200 | 0 | 992 | 0 | 0 | 0 | 0 | 0 | 0 | 0 | 0 | 0 | 0 | Infinite
MISO_IN_2_PJM_ROR | MISO_IN | PJM_ROR | 2045 | B13 | 600 | 0 | 992 | 0 | 0 | 0 | 0 | 0 | 0 | 0 | 0 | 0 | 0 | Infinite
MISO_IN_2_PJM_ROR | MISO_IN | PJM_ROR | 2045 | B14 | 900 | 0 | 992 | 0 | 0 | 0 | 0 | 0 | 0 | 0 | 0 | 0 | 0 | Infinite
MISO_IN_2_PJM_ROR | MISO_IN | PJM_ROR | 2045 | B15 | 1203 | 0 | 992 | 0 | 0 | 0 | 0 | 0 | 0 | 0 | 0 | 0 | 0 | Infinite
MISO_IN_2_PJM_ROR | MISO_IN | PJM_ROR | 2045 | B16 | 25 | 0 | 992 | 0 | 0 | 0 | 0 | 0 | 0 | 0 | 0 | 0 | 0 | Infinite
MISO_IN_2_PJM_ROR | MISO_IN | PJM_ROR | 2045 | B17 | 100 | 0 | 992 | 0 | 0 | 0 | 0 | 0 | 0 | 0 | 0 | 0 | 0 | Infinite
MISO_IN_2_PJM_ROR | MISO_IN | PJM_ROR | 2045 | B18 | 400 | 0 | 992 | 0 | 0 | 0 | 0 | 0 | 0 | 0 | 0 | 0 | 0 | Infinite
MISO_IN_2_PJM_ROR | MISO_IN | PJM_ROR | 2045 | B19 | 700 | 0 | 992 | 0 | 0 | 0 | 0 | 0 | 0 | 0 | 0 | 0 | 0 | Infinite
MISO_IN_2_PJM_ROR | MISO_IN | PJM_ROR | 2045 | B20 | 935 | 0 | 992 | 0 | 0 | 0 | 0 | 0 | 0 | 0 | 0 | 0 | 0 | Infinite
MISO_IN_2_PJM_ROR | MISO_IN | PJM_ROR | 2050 | B1 | 10 | 0 | 992 | 0 | 0 | 0 | 0 | 0 | 0 | 0 | 0 | 0 | 0 | Infinite
MISO_IN_2_PJM_ROR | MISO_IN | PJM_ROR | 2050 | B2 | 25 | 0 | 992 | 0 | 0 | 0 | 0 | 0 | 0 | 0 | 0 | 0 | 0 | Infinite
MISO_IN_2_PJM_ROR | MISO_IN | PJM_ROR | 2050 | B3 | 75 | 0 | 992 | 0 | 0 | 0 | 0 | 0 | 0 | 0 | 0 | 0 | 0 | Infinite
MISO_IN_2_PJM_ROR | MISO_IN | PJM_ROR | 2050 | B4 | 100 | 0 | 992 | 0 | 0 | 0 | 0 | 0 | 0 | 0 | 0 | 0 | 0 | Infinite
MISO_IN_2_PJM_ROR | MISO_IN | PJM_ROR | 2050 | B5 | 200 | 0 | 992 | 0 | 0 | 0 | 0 | 0 | 0 | 0 | 0 | 0 | 0 | Infinite
MISO_IN_2_PJM_ROR | MISO_IN | PJM_ROR | 2050 | B6 | 300 | 0 | 992 | 0 | 0 | 0 | 0 | 0 | 0 | 0 | 0 | 0 | 0 | Infinite
MISO_IN_2_PJM_ROR | MISO_IN | PJM_ROR | 2050 | B7 | 400 | 0 | 992 | 0 | 0 | 0 | 0 | 0 | 0 | 0 | 0 | 0 | 0 | Infinite
MISO_IN_2_PJM_ROR | MISO_IN | PJM_ROR | 2050 | B8 | 500 | 0 | 992 | 0 | 0 | 0 | 0 | 0 | 0 | 0 | 0 | 0 | 0 | Infinite
MISO_IN_2_PJM_ROR | MISO_IN | PJM_ROR | 2050 | B9 | 800 | 0 | 992 | 0 | 0 | 0 | 0 | 0 | 0 | 0 | 0 | 0 | 0 | Infinite
MISO_IN_2_PJM_ROR | MISO_IN | PJM_ROR | 2050 | B10 | 1262 | 0 | 992 | 0 | 0 | 0 | 0 | 0 | 0 | 0 | 0 | 0 | 0 | Infinite
MISO_IN_2_PJM_ROR | MISO_IN | PJM_ROR | 2050 | B11 | 25 | 0 | 992 | 0 | 0 | 0 | 0 | 0 | 0 | 0 | 0 | 0 | 0 | Infinite
MISO_IN_2_PJM_ROR | MISO_IN | PJM_ROR | 2050 | B12 | 200 | 0 | 992 | 0 | 0 | 0 | 0 | 0 | 0 | 0 | 0 | 0 | 0 | Infinite
MISO_IN_2_PJM_ROR | MISO_IN | PJM_ROR | 2050 | B13 | 600 | 0 | 992 | 0 | 0 | 0 | 0 | 0 | 0 | 0 | 0 | 0 | 0 | Infinite
MISO_IN_2_PJM_ROR | MISO_IN | PJM_ROR | 2050 | B14 | 900 | 0 | 992 | 0 | 0 | 0 | 0 | 0 | 0 | 0 | 0 | 0 | 0 | Infinite
MISO_IN_2_PJM_ROR | MISO_IN | PJM_ROR | 2050 | B15 | 1203 | 0 | 992 | 0 | 0 | 0 | 0 | 0 | 0 | 0 | 0 | 0 | 0 | Infinite
MISO_IN_2_PJM_ROR | MISO_IN | PJM_ROR | 2050 | B16 | 25 | 0 | 992 | 0 | 0 | 0 | 0 | 0 | 0 | 0 | 0 | 0 | 0 | Infinite
MISO_IN_2_PJM_ROR | MISO_IN | PJM_ROR | 2050 | B17 | 100 | 0 | 992 | 0 | 0 | 0 | 0 | 0 | 0 | 0 | 0 | 0 | 0 | Infinite
MISO_IN_2_PJM_ROR | MISO_IN | PJM_ROR | 2050 | B18 | 400 | 0 | 992 | 0 | 0 | 0 | 0 | 0 | 0 | 0 | 0 | 0 | 0 | Infinite
MISO_IN_2_PJM_ROR | MISO_IN | PJM_ROR | 2050 | B19 | 700 | 0 | 992 | 0 | 0 | 0 | 0 | 0 | 0 | 0 | 0 | 0 | 0 | Infinite
MISO_IN_2_PJM_ROR | MISO_IN | PJM_ROR | 2050 | B20 | 935 | 0 | 992 | 0 | 0 | 0 | 0 | 0 | 0 | 0 | 0 | 0 | 0 | Infinite
MISO_MI_2_IESO | MISO_MI | IESO | 2015 | B1 | 10 | 0 | 1580 | 0 | 0 | 0 | 0 | 0 | 0 | 0 | 0 | 0 | 0 | Infinite
MISO_MI_2_IESO | MISO_MI | IESO | 2015 | B2 | 25 | 0 | 1580 | 0 | 0 | 0 | 0 | 0 | 0 | 0 | 0 | 0 | 0 | Infinite
MISO_MI_2_IESO | MISO_MI | IESO | 2015 | B3 | 75 | 0 | 1580 | 0 | 0 | 0 | 0 | 0 | 0 | 0 | 0 | 0 | 0 | Infinite
MISO_MI_2_IESO | MISO_MI | IESO | 2015 | B4 | 100 | 0 | 1580 | 0 | 0 | 0 | 0 | 0 | 0 | 0 | 0 | 0 | 0 | Infinite
MISO_MI_2_IESO | MISO_MI | IESO | 2015 | B5 | 200 | 0 | 1580 | 0 | 0 | 0 | 0 | 0 | 0 | 0 | 0 | 0 | 0 | Infinite
MISO_MI_2_IESO | MISO_MI | IESO | 2015 | B6 | 300 | 0 | 1580 | 0 | 0 | 0 | 0 | 0 | 0 | 0 | 0 | 0 | 0 | Infinite
MISO_MI_2_IESO | MISO_MI | IESO | 2015 | B7 | 400 | 0 | 1580 | 0 | 0 | 0 | 0 | 0 | 0 | 0 | 0 | 0 | 0 | Infinite
MISO_MI_2_IESO | MISO_MI | IESO | 2015 | B8 | 500 | 0 | 1580 | 0 | 0 | 0 | 0 | 0 | 0 | 0 | 0 | 0 | 0 | Infinite
MISO_MI_2_IESO | MISO_MI | IESO | 2015 | B9 | 800 | 0 | 1580 | 0 | 0 | 0 | 0 | 0 | 0 | 0 | 0 | 0 | 0 | Infinite
MISO_MI_2_IESO | MISO_MI | IESO | 2015 | B10 | 1262 | 0 | 1580 | 0 | 0 | 0 | 0 | 0 | 0 | 0 | 0 | 0 | 0 | Infinite
MISO_MI_2_IESO | MISO_MI | IESO | 2015 | B11 | 25 | 0 | 1580 | 0 | 0 | 0 | 0 | 0 | 0 | 0 | 0 | 0 | 0 | Infinite
MISO_MI_2_IESO | MISO_MI | IESO | 2015 | B12 | 200 | 0 | 1580 | 0 | 0 | 0 | 0 | 0 | 0 | 0 | 0 | 0 | 0 | Infinite
MISO_MI_2_IESO | MISO_MI | IESO | 2015 | B13 | 600 | 0 | 1580 | 0 | 0 | 0 | 0 | 0 | 0 | 0 | 0 | 0 | 0 | Infinite
MISO_MI_2_IESO | MISO_MI | IESO | 2015 | B14 | 900 | 0 | 1580 | 0 | 0 | 0 | 0 | 0 | 0 | 0 | 0 | 0 | 0 | Infinite
MISO_MI_2_IESO | MISO_MI | IESO | 2015 | B15 | 1203 | 0 | 1580 | 0 | 0 | 0 | 0 | 0 | 0 | 0 | 0 | 0 | 0 | Infinite
MISO_MI_2_IESO | MISO_MI | IESO | 2015 | B16 | 25 | 0 | 1580 | 0 | 0 | 0 | 0 | 0 | 0 | 0 | 0 | 0 | 0 | Infinite
MISO_MI_2_IESO | MISO_MI | IESO | 2015 | B17 | 100 | 0 | 1580 | 0 | 0 | 0 | 0 | 0 | 0 | 0 | 0 | 0 | 0 | Infinite
MISO_MI_2_IESO | MISO_MI | IESO | 2015 | B18 | 400 | 0 | 1580 | 0 | 0 | 0 | 0 | 0 | 0 | 0 | 0 | 0 | 0 | Infinite
MISO_MI_2_IESO | MISO_MI | IESO | 2015 | B19 | 700 | 0 | 1580 | 0 | 0 | 0 | 0 | 0 | 0 | 0 | 0 | 0 | 0 | Infinite
MISO_MI_2_IESO | MISO_MI | IESO | 2015 | B20 | 935 | 0 | 1580 | 0 | 0 | 0 | 0 | 0 | 0 | 0 | 0 | 0 | 0 | Infinite
MISO_MI_2_IESO | MISO_MI | IESO | 2020 | B1 | 10 | 0 | 1580 | 0 | 0 | 0 | 0 | 0 | 0 | 0 | 0 | 0 | 0 | Infinite
MISO_MI_2_IESO | MISO_MI | IESO | 2020 | B2 | 25 | 0 | 1580 | 0 | 0 | 0 | 0 | 0 | 0 | 0 | 0 | 0 | 0 | Infinite
MISO_MI_2_IESO | MISO_MI | IESO | 2020 | B3 | 75 | 0 | 1580 | 0 | 0 | 0 | 0 | 0 | 0 | 0 | 0 | 0 | 0 | Infinite
MISO_MI_2_IESO | MISO_MI | IESO | 2020 | B4 | 100 | 0 | 1580 | 0 | 0 | 0 | 0 | 0 | 0 | 0 | 0 | 0 | 0 | Infinite
MISO_MI_2_IESO | MISO_MI | IESO | 2020 | B5 | 200 | 0 | 1580 | 0 | 0 | 0 | 0 | 0 | 0 | 0 | 0 | 0 | 0 | Infinite
MISO_MI_2_IESO | MISO_MI | IESO | 2020 | B6 | 300 | 0 | 1580 | 0 | 0 | 0 | 0 | 0 | 0 | 0 | 0 | 0 | 0 | Infinite
MISO_MI_2_IESO | MISO_MI | IESO | 2020 | B7 | 400 | 0 | 1580 | 0 | 0 | 0 | 0 | 0 | 0 | 0 | 0 | 0 | 0 | Infinite
MISO_MI_2_IESO | MISO_MI | IESO | 2020 | B8 | 500 | 0 | 1580 | 0 | 0 | 0 | 0 | 0 | 0 | 0 | 0 | 0 | 0 | Infinite
MISO_MI_2_IESO | MISO_MI | IESO | 2020 | B9 | 800 | 0 | 1580 | 0 | 0 | 0 | 0 | 0 | 0 | 0 | 0 | 0 | 0 | Infinite
MISO_MI_2_IESO | MISO_MI | IESO | 2020 | B10 | 1262 | 0 | 1580 | 0 | 0 | 0 | 0 | 0 | 0 | 0 | 0 | 0 | 0 | Infinite
MISO_MI_2_IESO | MISO_MI | IESO | 2020 | B11 | 25 | 0 | 1580 | 0 | 0 | 0 | 0 | 0 | 0 | 0 | 0 | 0 | 0 | Infinite
MISO_MI_2_IESO | MISO_MI | IESO | 2020 | B12 | 200 | 0 | 1580 | 0 | 0 | 0 | 0 | 0 | 0 | 0 | 0 | 0 | 0 | Infinite
MISO_MI_2_IESO | MISO_MI | IESO | 2020 | B13 | 600 | 0 | 1580 | 0 | 0 | 0 | 0 | 0 | 0 | 0 | 0 | 0 | 0 | Infinite
MISO_MI_2_IESO | MISO_MI | IESO | 2020 | B14 | 900 | 0 | 1580 | 0 | 0 | 0 | 0 | 0 | 0 | 0 | 0 | 0 | 0 | Infinite
MISO_MI_2_IESO | MISO_MI | IESO | 2020 | B15 | 1203 | 0 | 1580 | 0 | 0 | 0 | 0 | 0 | 0 | 0 | 0 | 0 | 0 | Infinite
MISO_MI_2_IESO | MISO_MI | IESO | 2020 | B16 | 25 | 0 | 1580 | 0 | 0 | 0 | 0 | 0 | 0 | 0 | 0 | 0 | 0 | Infinite
MISO_MI_2_IESO | MISO_MI | IESO | 2020 | B17 | 100 | 0 | 1580 | 0 | 0 | 0 | 0 | 0 | 0 | 0 | 0 | 0 | 0 | Infinite
MISO_MI_2_IESO | MISO_MI | IESO | 2020 | B18 | 400 | 0 | 1580 | 0 | 0 | 0 | 0 | 0 | 0 | 0 | 0 | 0 | 0 | Infinite
MISO_MI_2_IESO | MISO_MI | IESO | 2020 | B19 | 700 | 0 | 1580 | 0 | 0 | 0 | 0 | 0 | 0 | 0 | 0 | 0 | 0 | Infinite
MISO_MI_2_IESO | MISO_MI | IESO | 2020 | B20 | 935 | 0 | 1580 | 0 | 0 | 0 | 0 | 0 | 0 | 0 | 0 | 0 | 0 | Infinite
MISO_MI_2_IESO | MISO_MI | IESO | 2025 | B1 | 10 | 0 | 1580 | 0 | 0 | 0 | 0 | 0 | 0 | 0 | 0 | 0 | 0 | Infinite
MISO_MI_2_IESO | MISO_MI | IESO | 2025 | B2 | 25 | 0 | 1580 | 0 | 0 | 0 | 0 | 0 | 0 | 0 | 0 | 0 | 0 | Infinite
MISO_MI_2_IESO | MISO_MI | IESO | 2025 | B3 | 75 | 0 | 1580 | 0 | 0 | 0 | 0 | 0 | 0 | 0 | 0 | 0 | 0 | Infinite
MISO_MI_2_IESO | MISO_MI | IESO | 2025 | B4 | 100 | 0 | 1580 | 0 | 0 | 0 | 0 | 0 | 0 | 0 | 0 | 0 | 0 | Infinite
MISO_MI_2_IESO | MISO_MI | IESO | 2025 | B5 | 200 | 0 | 1580 | 0 | 0 | 0 | 0 | 0 | 0 | 0 | 0 | 0 | 0 | Infinite
MISO_MI_2_IESO | MISO_MI | IESO | 2025 | B6 | 300 | 0 | 1580 | 0 | 0 | 0 | 0 | 0 | 0 | 0 | 0 | 0 | 0 | Infinite
MISO_MI_2_IESO | MISO_MI | IESO | 2025 | B7 | 400 | 0 | 1580 | 0 | 0 | 0 | 0 | 0 | 0 | 0 | 0 | 0 | 0 | Infinite
MISO_MI_2_IESO | MISO_MI | IESO | 2025 | B8 | 500 | 0 | 1580 | 0 | 0 | 0 | 0 | 0 | 0 | 0 | 0 | 0 | 0 | Infinite
MISO_MI_2_IESO | MISO_MI | IESO | 2025 | B9 | 800 | 0 | 1580 | 0 | 0 | 0 | 0 | 0 | 0 | 0 | 0 | 0 | 0 | Infinite
MISO_MI_2_IESO | MISO_MI | IESO | 2025 | B10 | 1262 | 0 | 1580 | 0 | 0 | 0 | 0 | 0 | 0 | 0 | 0 | 0 | 0 | Infinite
MISO_MI_2_IESO | MISO_MI | IESO | 2025 | B11 | 25 | 0 | 1580 | 0 | 0 | 0 | 0 | 0 | 0 | 0 | 0 | 0 | 0 | Infinite
MISO_MI_2_IESO | MISO_MI | IESO | 2025 | B12 | 200 | 0 | 1580 | 0 | 0 | 0 | 0 | 0 | 0 | 0 | 0 | 0 | 0 | Infinite
MISO_MI_2_IESO | MISO_MI | IESO | 2025 | B13 | 600 | 0 | 1580 | 0 | 0 | 0 | 0 | 0 | 0 | 0 | 0 | 0 | 0 | Infinite
MISO_MI_2_IESO | MISO_MI | IESO | 2025 | B14 | 900 | 0 | 1580 | 0 | 0 | 0 | 0 | 0 | 0 | 0 | 0 | 0 | 0 | Infinite
MISO_MI_2_IESO | MISO_MI | IESO | 2025 | B15 | 1203 | 0 | 1580 | 0 | 0 | 0 | 0 | 0 | 0 | 0 | 0 | 0 | 0 | Infinite
MISO_MI_2_IESO | MISO_MI | IESO | 2025 | B16 | 25 | 0 | 1580 | 0 | 0 | 0 | 0 | 0 | 0 | 0 | 0 | 0 | 0 | Infinite
MISO_MI_2_IESO | MISO_MI | IESO | 2025 | B17 | 100 | 0 | 1580 | 0 | 0 | 0 | 0 | 0 | 0 | 0 | 0 | 0 | 0 | Infinite
MISO_MI_2_IESO | MISO_MI | IESO | 2025 | B18 | 400 | 0 | 1580 | 0 | 0 | 0 | 0 | 0 | 0 | 0 | 0 | 0 | 0 | Infinite
MISO_MI_2_IESO | MISO_MI | IESO | 2025 | B19 | 700 | 0 | 1580 | 0 | 0 | 0 | 0 | 0 | 0 | 0 | 0 | 0 | 0 | Infinite
MISO_MI_2_IESO | MISO_MI | IESO | 2025 | B20 | 935 | 0 | 1580 | 0 | 0 | 0 | 0 | 0 | 0 | 0 | 0 | 0 | 0 | Infinite
MISO_MI_2_IESO | MISO_MI | IESO | 2030 | B1 | 10 | 0 | 1580 | 0 | 0 | 0 | 0 | 0 | 0 | 0 | 0 | 0 | 0 | Infinite
MISO_MI_2_IESO | MISO_MI | IESO | 2030 | B2 | 25 | 0 | 1580 | 0 | 0 | 0 | 0 | 0 | 0 | 0 | 0 | 0 | 0 | Infinite
MISO_MI_2_IESO | MISO_MI | IESO | 2030 | B3 | 75 | 0 | 1580 | 0 | 0 | 0 | 0 | 0 | 0 | 0 | 0 | 0 | 0 | Infinite
MISO_MI_2_IESO | MISO_MI | IESO | 2030 | B4 | 100 | 0 | 1580 | 0 | 0 | 0 | 0 | 0 | 0 | 0 | 0 | 0 | 0 | Infinite
MISO_MI_2_IESO | MISO_MI | IESO | 2030 | B5 | 200 | 0 | 1580 | 0 | 0 | 0 | 0 | 0 | 0 | 0 | 0 | 0 | 0 | Infinite
MISO_MI_2_IESO | MISO_MI | IESO | 2030 | B6 | 300 | 0 | 1580 | 0 | 0 | 0 | 0 | 0 | 0 | 0 | 0 | 0 | 0 | Infinite
MISO_MI_2_IESO | MISO_MI | IESO | 2030 | B7 | 400 | 0 | 1580 | 0 | 0 | 0 | 0 | 0 | 0 | 0 | 0 | 0 | 0 | Infinite
MISO_MI_2_IESO | MISO_MI | IESO | 2030 | B8 | 500 | 0 | 1580 | 0 | 0 | 0 | 0 | 0 | 0 | 0 | 0 | 0 | 0 | Infinite
MISO_MI_2_IESO | MISO_MI | IESO | 2030 | B9 | 800 | 0 | 1580 | 0 | 0 | 0 | 0 | 0 | 0 | 0 | 0 | 0 | 0 | Infinite
MISO_MI_2_IESO | MISO_MI | IESO | 2030 | B10 | 1262 | 0 | 1580 | 0 | 0 | 0 | 0 | 0 | 0 | 0 | 0 | 0 | 0 | Infinite
MISO_MI_2_IESO | MISO_MI | IESO | 2030 | B11 | 25 | 0 | 1580 | 0 | 0 | 0 | 0 | 0 | 0 | 0 | 0 | 0 | 0 | Infinite
MISO_MI_2_IESO | MISO_MI | IESO | 2030 | B12 | 200 | 0 | 1580 | 0 | 0 | 0 | 0 | 0 | 0 | 0 | 0 | 0 | 0 | Infinite
MISO_MI_2_IESO | MISO_MI | IESO | 2030 | B13 | 600 | 0 | 1580 | 0 | 0 | 0 | 0 | 0 | 0 | 0 | 0 | 0 | 0 | Infinite
MISO_MI_2_IESO | MISO_MI | IESO | 2030 | B14 | 900 | 0 | 1580 | 0 | 0 | 0 | 0 | 0 | 0 | 0 | 0 | 0 | 0 | Infinite
MISO_MI_2_IESO | MISO_MI | IESO | 2030 | B15 | 1203 | 0 | 1580 | 0 | 0 | 0 | 0 | 0 | 0 | 0 | 0 | 0 | 0 | Infinite
MISO_MI_2_IESO | MISO_MI | IESO | 2030 | B16 | 25 | 0 | 1580 | 0 | 0 | 0 | 0 | 0 | 0 | 0 | 0 | 0 | 0 | Infinite
MISO_MI_2_IESO | MISO_MI | IESO | 2030 | B17 | 100 | 0 | 1580 | 0 | 0 | 0 | 0 | 0 | 0 | 0 | 0 | 0 | 0 | Infinite
MISO_MI_2_IESO | MISO_MI | IESO | 2030 | B18 | 400 | 0 | 1580 | 0 | 0 | 0 | 0 | 0 | 0 | 0 | 0 | 0 | 0 | Infinite
MISO_MI_2_IESO | MISO_MI | IESO | 2030 | B19 | 700 | 0 | 1580 | 0 | 0 | 0 | 0 | 0 | 0 | 0 | 0 | 0 | 0 | Infinite
MISO_MI_2_IESO | MISO_MI | IESO | 2030 | B20 | 935 | 0 | 1580 | 0 | 0 | 0 | 0 | 0 | 0 | 0 | 0 | 0 | 0 | Infinite
MISO_MI_2_IESO | MISO_MI | IESO | 2035 | B1 | 10 | 0 | 1580 | 0 | 0 | 0 | 0 | 0 | 0 | 0 | 0 | 0 | 0 | Infinite
MISO_MI_2_IESO | MISO_MI | IESO | 2035 | B2 | 25 | 0 | 1580 | 0 | 0 | 0 | 0 | 0 | 0 | 0 | 0 | 0 | 0 | Infinite
MISO_MI_2_IESO | MISO_MI | IESO | 2035 | B3 | 75 | 0 | 1580 | 0 | 0 | 0 | 0 | 0 | 0 | 0 | 0 | 0 | 0 | Infinite
MISO_MI_2_IESO | MISO_MI | IESO | 2035 | B4 | 100 | 0 | 1580 | 0 | 0 | 0 | 0 | 0 | 0 | 0 | 0 | 0 | 0 | Infinite
MISO_MI_2_IESO | MISO_MI | IESO | 2035 | B5 | 200 | 0 | 1580 | 0 | 0 | 0 | 0 | 0 | 0 | 0 | 0 | 0 | 0 | Infinite
MISO_MI_2_IESO | MISO_MI | IESO | 2035 | B6 | 300 | 0 | 1580 | 0 | 0 | 0 | 0 | 0 | 0 | 0 | 0 | 0 | 0 | Infinite
MISO_MI_2_IESO | MISO_MI | IESO | 2035 | B7 | 400 | 0 | 1580 | 0 | 0 | 0 | 0 | 0 | 0 | 0 | 0 | 0 | 0 | Infinite
MISO_MI_2_IESO | MISO_MI | IESO | 2035 | B8 | 500 | 0 | 1580 | 0 | 0 | 0 | 0 | 0 | 0 | 0 | 0 | 0 | 0 | Infinite
MISO_MI_2_IESO | MISO_MI | IESO | 2035 | B9 | 800 | 0 | 1580 | 0 | 0 | 0 | 0 | 0 | 0 | 0 | 0 | 0 | 0 | Infinite
MISO_MI_2_IESO | MISO_MI | IESO | 2035 | B10 | 1262 | 0 | 1580 | 0 | 0 | 0 | 0 | 0 | 0 | 0 | 0 | 0 | 0 | Infinite
MISO_MI_2_IESO | MISO_MI | IESO | 2035 | B11 | 25 | 0 | 1580 | 0 | 0 | 0 | 0 | 0 | 0 | 0 | 0 | 0 | 0 | Infinite
MISO_MI_2_IESO | MISO_MI | IESO | 2035 | B12 | 200 | 0 | 1580 | 0 | 0 | 0 | 0 | 0 | 0 | 0 | 0 | 0 | 0 | Infinite
MISO_MI_2_IESO | MISO_MI | IESO | 2035 | B13 | 600 | 0 | 1580 | 0 | 0 | 0 | 0 | 0 | 0 | 0 | 0 | 0 | 0 | Infinite
MISO_MI_2_IESO | MISO_MI | IESO | 2035 | B14 | 900 | 0 | 1580 | 0 | 0 | 0 | 0 | 0 | 0 | 0 | 0 | 0 | 0 | Infinite
MISO_MI_2_IESO | MISO_MI | IESO | 2035 | B15 | 1203 | 0 | 1580 | 0 | 0 | 0 | 0 | 0 | 0 | 0 | 0 | 0 | 0 | Infinite
MISO_MI_2_IESO | MISO_MI | IESO | 2035 | B16 | 25 | 0 | 1580 | 0 | 0 | 0 | 0 | 0 | 0 | 0 | 0 | 0 | 0 | Infinite
MISO_MI_2_IESO | MISO_MI | IESO | 2035 | B17 | 100 | 0 | 1580 | 0 | 0 | 0 | 0 | 0 | 0 | 0 | 0 | 0 | 0 | Infinite
MISO_MI_2_IESO | MISO_MI | IESO | 2035 | B18 | 400 | 0 | 1580 | 0 | 0 | 0 | 0 | 0 | 0 | 0 | 0 | 0 | 0 | Infinite
MISO_MI_2_IESO | MISO_MI | IESO | 2035 | B19 | 700 | 0 | 1580 | 0 | 0 | 0 | 0 | 0 | 0 | 0 | 0 | 0 | 0 | Infinite
MISO_MI_2_IESO | MISO_MI | IESO | 2035 | B20 | 935 | 0 | 1580 | 211.53 | 0 | 282.3 | 0 | 0 | 0 | 0 | 0 | 0 | 0 | Infinite
MISO_MI_2_IESO | MISO_MI | IESO | 2040 | B1 | 10 | 0 | 1580 | 0 | 0 | 0 | 0 | 0 | 0 | 0 | 0 | 0 | 0 | Infinite
MISO_MI_2_IESO | MISO_MI | IESO | 2040 | B2 | 25 | 0 | 1580 | 0 | 0 | 0 | 0 | 0 | 0 | 0 | 0 | 0 | 0 | Infinite
MISO_MI_2_IESO | MISO_MI | IESO | 2040 | B3 | 75 | 0 | 1580 | 0 | 0 | 0 | 0 | 0 | 0 | 0 | 0 | 0 | 0 | Infinite
MISO_MI_2_IESO | MISO_MI | IESO | 2040 | B4 | 100 | 0 | 1580 | 0 | 0 | 0 | 0 | 0 | 0 | 0 | 0 | 0 | 0 | Infinite
MISO_MI_2_IESO | MISO_MI | IESO | 2040 | B5 | 200 | 0 | 1580 | 0 | 0 | 0 | 0 | 0 | 0 | 0 | 0 | 0 | 0 | Infinite
MISO_MI_2_IESO | MISO_MI | IESO | 2040 | B6 | 300 | 0 | 1580 | 0 | 0 | 0 | 0 | 0 | 0 | 0 | 0 | 0 | 0 | Infinite
MISO_MI_2_IESO | MISO_MI | IESO | 2040 | B7 | 400 | 0 | 1580 | 0 | 0 | 0 | 0 | 0 | 0 | 0 | 0 | 0 | 0 | Infinite
MISO_MI_2_IESO | MISO_MI | IESO | 2040 | B8 | 500 | 0 | 1580 | 0 | 0 | 0 | 0 | 0 | 0 | 0 | 0 | 0 | 0 | Infinite
MISO_MI_2_IESO | MISO_MI | IESO | 2040 | B9 | 800 | 0 | 1580 | 0 | 0 | 0 | 0 | 0 | 0 | 0 | 0 | 0 | 0 | Infinite
MISO_MI_2_IESO | MISO_MI | IESO | 2040 | B10 | 1262 | 0 | 1580 | 0 | 0 | 0 | 0 | 0 | 0 | 0 | 0 | 0 | 0 | Infinite
MISO_MI_2_IESO | MISO_MI | IESO | 2040 | B11 | 25 | 0 | 1580 | 0 | 0 | 0 | 0 | 0 | 0 | 0 | 0 | 0 | 0 | Infinite
MISO_MI_2_IESO | MISO_MI | IESO | 2040 | B12 | 200 | 0 | 1580 | 0 | 0 | 0 | 0 | 0 | 0 | 0 | 0 | 0 | 0 | Infinite
MISO_MI_2_IESO | MISO_MI | IESO | 2040 | B13 | 600 | 0 | 1580 | 0 | 0 | 0 | 0 | 0 | 0 | 0 | 0 | 0 | 0 | Infinite
MISO_MI_2_IESO | MISO_MI | IESO | 2040 | B14 | 900 | 0 | 1580 | 0 | 0 | 0 | 0 | 0 | 0 | 0 | 0 | 0 | 0 | Infinite
MISO_MI_2_IESO | MISO_MI | IESO | 2040 | B15 | 1203 | 0 | 1580 | 0 | 0 | 0 | 0 | 0 | 0 | 0 | 0 | 0 | 0 | Infinite
MISO_MI_2_IESO | MISO_MI | IESO | 2040 | B16 | 25 | 0 | 1580 | 0 | 0 | 0 | 0 | 0 | 0 | 0 | 0 | 0 | 0 | Infinite
MISO_MI_2_IESO | MISO_MI | IESO | 2040 | B17 | 100 | 0 | 1580 | 0 | 0 | 0 | 0 | 0 | 0 | 0 | 0 | 0 | 0 | Infinite
MISO_MI_2_IESO | MISO_MI | IESO | 2040 | B18 | 400 | 0 | 1580 | 0 | 0 | 0 | 0 | 0 | 0 | 0 | 0 | 0 | 0 | Infinite
MISO_MI_2_IESO | MISO_MI | IESO | 2040 | B19 | 700 | 0 | 1580 | 0 | 0 | 0 | 0 | 0 | 0 | 0 | 0 | 0 | 0 | Infinite
MISO_MI_2_IESO | MISO_MI | IESO | 2040 | B20 | 935 | 0 | 1580 | 407.6 | 0 | 1371.96 | 0 | 0 | 0 | 0 | 0 | 0 | 0 | Infinite
MISO_MI_2_IESO | MISO_MI | IESO | 2045 | B1 | 10 | 0 | 1580 | 0 | 0 | 0 | 0 | 0 | 0 | 0 | 0 | 0 | 0 | Infinite
MISO_MI_2_IESO | MISO_MI | IESO | 2045 | B2 | 25 | 0 | 1580 | 0 | 0 | 0 | 0 | 0 | 0 | 0 | 0 | 0 | 0 | Infinite
MISO_MI_2_IESO | MISO_MI | IESO | 2045 | B3 | 75 | 0 | 1580 | 0 | 0 | 0 | 0 | 0 | 0 | 0 | 0 | 0 | 0 | Infinite
MISO_MI_2_IESO | MISO_MI | IESO | 2045 | B4 | 100 | 0 | 1580 | 0 | 0 | 0 | 0 | 0 | 0 | 0 | 0 | 0 | 0 | Infinite
MISO_MI_2_IESO | MISO_MI | IESO | 2045 | B5 | 200 | 0 | 1580 | 0 | 0 | 0 | 0 | 0 | 0 | 0 | 0 | 0 | 0 | Infinite
MISO_MI_2_IESO | MISO_MI | IESO | 2045 | B6 | 300 | 0 | 1580 | 0 | 0 | 0 | 0 | 0 | 0 | 0 | 0 | 0 | 0 | Infinite
MISO_MI_2_IESO | MISO_MI | IESO | 2045 | B7 | 400 | 0 | 1580 | 0 | 0 | 0 | 0 | 0 | 0 | 0 | 0 | 0 | 0 | Infinite
MISO_MI_2_IESO | MISO_MI | IESO | 2045 | B8 | 500 | 0 | 1580 | 0 | 0 | 0 | 0 | 0 | 0 | 0 | 0 | 0 | 0 | Infinite
MISO_MI_2_IESO | MISO_MI | IESO | 2045 | B9 | 800 | 0 | 1580 | 0 | 0 | 0 | 0 | 0 | 0 | 0 | 0 | 0 | 0 | Infinite
MISO_MI_2_IESO | MISO_MI | IESO | 2045 | B10 | 1262 | 0 | 1580 | 0 | 0 | 0 | 0 | 0 | 0 | 0 | 0 | 0 | 0 | Infinite
MISO_MI_2_IESO | MISO_MI | IESO | 2045 | B11 | 25 | 0 | 1580 | 0 | 0 | 0 | 0 | 0 | 0 | 0 | 0 | 0 | 0 | Infinite
MISO_MI_2_IESO | MISO_MI | IESO | 2045 | B12 | 200 | 0 | 1580 | 0 | 0 | 0 | 0 | 0 | 0 | 0 | 0 | 0 | 0 | Infinite
MISO_MI_2_IESO | MISO_MI | IESO | 2045 | B13 | 600 | 0 | 1580 | 0 | 0 | 0 | 0 | 0 | 0 | 0 | 0 | 0 | 0 | Infinite
MISO_MI_2_IESO | MISO_MI | IESO | 2045 | B14 | 900 | 0 | 1580 | 0 | 0 | 0 | 0 | 0 | 0 | 0 | 0 | 0 | 0 | Infinite
MISO_MI_2_IESO | MISO_MI | IESO | 2045 | B15 | 1203 | 0 | 1580 | 0 | 0 | 0 | 0 | 0 | 0 | 0 | 0 | 0 | 0 | Infinite
MISO_MI_2_IESO | MISO_MI | IESO | 2045 | B16 | 25 | 0 | 1580 | 0 | 0 | 0 | 0 | 0 | 0 | 0 | 0 | 0 | 0 | Infinite
MISO_MI_2_IESO | MISO_MI | IESO | 2045 | B17 | 100 | 0 | 1580 | 0 | 0 | 0 | 0 | 0 | 0 | 0 | 0 | 0 | 0 | Infinite
MISO_MI_2_IESO | MISO_MI | IESO | 2045 | B18 | 400 | 0 | 1580 | 0 | 0 | 0 | 0 | 0 | 0 | 0 | 0 | 0 | 0 | Infinite
MISO_MI_2_IESO | MISO_MI | IESO | 2045 | B19 | 700 | 0 | 1580 | 0 | 0 | 0 | 0 | 0 | 0 | 0 | 0 | 0 | 0 | Infinite
MISO_MI_2_IESO | MISO_MI | IESO | 2045 | B20 | 935 | 0 | 1580 | 0 | 0 | 0 | 0 | 0 | 0 | 0 | 0 | 0 | 0 | Infinite
MISO_MI_2_IESO | MISO_MI | IESO | 2050 | B1 | 10 | 0 | 1580 | 0 | 0 | 0 | 0 | 0 | 0 | 0 | 0 | 0 | 0 | Infinite
MISO_MI_2_IESO | MISO_MI | IESO | 2050 | B2 | 25 | 0 | 1580 | 0 | 0 | 0 | 0 | 0 | 0 | 0 | 0 | 0 | 0 | Infinite
MISO_MI_2_IESO | MISO_MI | IESO | 2050 | B3 | 75 | 0 | 1580 | 0 | 0 | 0 | 0 | 0 | 0 | 0 | 0 | 0 | 0 | Infinite
MISO_MI_2_IESO | MISO_MI | IESO | 2050 | B4 | 100 | 0 | 1580 | 0 | 0 | 0 | 0 | 0 | 0 | 0 | 0 | 0 | 0 | Infinite
MISO_MI_2_IESO | MISO_MI | IESO | 2050 | B5 | 200 | 0 | 1580 | 0 | 0 | 0 | 0 | 0 | 0 | 0 | 0 | 0 | 0 | Infinite
MISO_MI_2_IESO | MISO_MI | IESO | 2050 | B6 | 300 | 0 | 1580 | 0 | 0 | 0 | 0 | 0 | 0 | 0 | 0 | 0 | 0 | Infinite
MISO_MI_2_IESO | MISO_MI | IESO | 2050 | B7 | 400 | 0 | 1580 | 0 | 0 | 0 | 0 | 0 | 0 | 0 | 0 | 0 | 0 | Infinite
MISO_MI_2_IESO | MISO_MI | IESO | 2050 | B8 | 500 | 0 | 1580 | 0 | 0 | 0 | 0 | 0 | 0 | 0 | 0 | 0 | 0 | Infinite
MISO_MI_2_IESO | MISO_MI | IESO | 2050 | B9 | 800 | 0 | 1580 | 0 | 0 | 0 | 0 | 0 | 0 | 0 | 0 | 0 | 0 | Infinite
MISO_MI_2_IESO | MISO_MI | IESO | 2050 | B10 | 1262 | 0 | 1580 | 0 | 0 | 0 | 0 | 0 | 0 | 0 | 0 | 0 | 0 | Infinite
MISO_MI_2_IESO | MISO_MI | IESO | 2050 | B11 | 25 | 0 | 1580 | 0 | 0 | 0 | 0 | 0 | 0 | 0 | 0 | 0 | 0 | Infinite
MISO_MI_2_IESO | MISO_MI | IESO | 2050 | B12 | 200 | 0 | 1580 | 0 | 0 | 0 | 0 | 0 | 0 | 0 | 0 | 0 | 0 | Infinite
MISO_MI_2_IESO | MISO_MI | IESO | 2050 | B13 | 600 | 0 | 1580 | 0 | 0 | 0 | 0 | 0 | 0 | 0 | 0 | 0 | 0 | Infinite
MISO_MI_2_IESO | MISO_MI | IESO | 2050 | B14 | 900 | 0 | 1580 | 0 | 0 | 0 | 0 | 0 | 0 | 0 | 0 | 0 | 0 | Infinite
MISO_MI_2_IESO | MISO_MI | IESO | 2050 | B15 | 1203 | 0 | 1580 | 0 | 0 | 0 | 0 | 0 | 0 | 0 | 0 | 0 | 0 | Infinite
MISO_MI_2_IESO | MISO_MI | IESO | 2050 | B16 | 25 | 0 | 1580 | 0 | 0 | 0 | 0 | 0 | 0 | 0 | 0 | 0 | 0 | Infinite
MISO_MI_2_IESO | MISO_MI | IESO | 2050 | B17 | 100 | 0 | 1580 | 0 | 0 | 0 | 0 | 0 | 0 | 0 | 0 | 0 | 0 | Infinite
MISO_MI_2_IESO | MISO_MI | IESO | 2050 | B18 | 400 | 0 | 1580 | 0 | 0 | 0 | 0 | 0 | 0 | 0 | 0 | 0 | 0 | Infinite
MISO_MI_2_IESO | MISO_MI | IESO | 2050 | B19 | 700 | 0 | 1580 | 0 | 0 | 0 | 0 | 0 | 0 | 0 | 0 | 0 | 0 | Infinite
MISO_MI_2_IESO | MISO_MI | IESO | 2050 | B20 | 935 | 0 | 1580 | 0 | 0 | 0 | 0 | 0 | 0 | 0 | 0 | 0 | 0 | Infinite
MISO_MI_2_MISO_IN | MISO_MI | MISO_IN | 2015 | B1 | 10 | 0 | 2045 | 2045 | 0 | 2045 | 0 | 0 | 1.365 | 0 | 0.22553 | 0.03138 | 0 | 0.53995
MISO_MI_2_MISO_IN | MISO_MI | MISO_IN | 2015 | B2 | 25 | 0 | 2045 | 1603.34 | 0 | 842.66 | 0 | 0 | 0 | 0 | 0 | 0 | 0 | 0.53995
MISO_MI_2_MISO_IN | MISO_MI | MISO_IN | 2015 | B3 | 75 | 0 | 2045 | 2045 | 0 | 1725.35 | 0 | 0 | 2.9912 | 0 | 0 | 0.51573 | 0 | 0.53995
MISO_MI_2_MISO_IN | MISO_MI | MISO_IN | 2015 | B4 | 100 | 0 | 2045 | 2045 | 0 | 2045 | 0 | 0 | 1.5312 | 0 | 0.22553 | 0.35201 | 0 | 0.53995
MISO_MI_2_MISO_IN | MISO_MI | MISO_IN | 2015 | B5 | 200 | 0 | 2045 | 2045 | 0 | 1263.84 | 0 | 0 | 2.7301 | 0 | 0 | 1.2552 | 0 | 0.53995
MISO_MI_2_MISO_IN | MISO_MI | MISO_IN | 2015 | B6 | 300 | 0 | 2045 | 1032.12 | 0 | 0 | 0 | 0 | 0 | 0 | 0 | 0 | 0 | 0.53995
MISO_MI_2_MISO_IN | MISO_MI | MISO_IN | 2015 | B7 | 400 | 0 | 2045 | 0 | 0 | 0 | 0 | 0 | 0 | 0 | 0 | 0 | 0 | 0.53995
MISO_MI_2_MISO_IN | MISO_MI | MISO_IN | 2015 | B8 | 500 | 0 | 2045 | 0 | 0 | 0 | 0 | 0 | 0 | 0 | 0 | 0 | 0 | 0.53995
MISO_MI_2_MISO_IN | MISO_MI | MISO_IN | 2015 | B9 | 800 | 0 | 2045 | 0 | 0 | 0 | 0 | 0 | 0 | 0 | 0 | 0 | 0 | 0.53995
MISO_MI_2_MISO_IN | MISO_MI | MISO_IN | 2015 | B10 | 1262 | 0 | 2045 | 0 | 0 | 0 | 0 | 0 | 0 | 0 | 0 | 0 | 0 | 0.53995
MISO_MI_2_MISO_IN | MISO_MI | MISO_IN | 2015 | B11 | 25 | 0 | 2045 | 2045 | 0 | 2045 | 0 | 0 | 0.02374 | 0 | 0.20179 | 0.0013644 | 0 | 0.53995
MISO_MI_2_MISO_IN | MISO_MI | MISO_IN | 2015 | B12 | 200 | 0 | 2045 | 83.68 | 0 | 0 | 0 | 0 | 0 | 0 | 0 | 0 | 0 | 0.53995
MISO_MI_2_MISO_IN | MISO_MI | MISO_IN | 2015 | B13 | 600 | 0 | 2045 | 0 | 0 | 0 | 0 | 0 | 0 | 0 | 0 | 0 | 0 | 0.53995
MISO_MI_2_MISO_IN | MISO_MI | MISO_IN | 2015 | B14 | 900 | 0 | 2045 | 0 | 0 | 0 | 0 | 0 | 0 | 0 | 0 | 0 | 0 | 0.53995
MISO_MI_2_MISO_IN | MISO_MI | MISO_IN | 2015 | B15 | 1203 | 0 | 2045 | 0 | 0 | 0 | 0 | 0 | 0 | 0 | 0 | 0 | 0 | 0.53995
MISO_MI_2_MISO_IN | MISO_MI | MISO_IN | 2015 | B16 | 25 | 0 | 2045 | 2045 | 0 | 1574.45 | 0 | 0 | 0.07122 | 0 | 0 | 0.0040931 | 0 | 0.53995
MISO_MI_2_MISO_IN | MISO_MI | MISO_IN | 2015 | B17 | 100 | 0 | 2045 | 64.03 | 0 | 0 | 0 | 0 | 0 | 0 | 0 | 0 | 0 | 0.53995
MISO_MI_2_MISO_IN | MISO_MI | MISO_IN | 2015 | B18 | 400 | 0 | 2045 | 0 | 0 | 0 | 0 | 0 | 0 | 0 | 0 | 0 | 0 | 0.53995
MISO_MI_2_MISO_IN | MISO_MI | MISO_IN | 2015 | B19 | 700 | 0 | 2045 | 0 | 0 | 0 | 0 | 0 | 0 | 0 | 0 | 0 | 0 | 0.53995
MISO_MI_2_MISO_IN | MISO_MI | MISO_IN | 2015 | B20 | 935 | 0 | 2045 | 0 | 0 | 0 | 0 | 0 | 0 | 0 | 0 | 0 | 0 | 0.53995
MISO_MI_2_MISO_IN | MISO_MI | MISO_IN | 2020 | B1 | 10 | 0 | 2045 | 1790.22 | 0 | 2045 | 0 | 849.19 | 0 | 0 | 0.29675 | 0 | 0 | 0.3127
MISO_MI_2_MISO_IN | MISO_MI | MISO_IN | 2020 | B2 | 25 | 0 | 2045 | 1053.91 | 0 | 1064.12 | 0 | 0 | 0 | 0 | 0 | 0 | 0 | 0.3127
MISO_MI_2_MISO_IN | MISO_MI | MISO_IN | 2020 | B3 | 75 | 0 | 2045 | 2045 | 0 | 2045 | 0 | 846.13 | 2.101 | 0 | 0.29675 | 0.39394 | 0 | 0.3127
MISO_MI_2_MISO_IN | MISO_MI | MISO_IN | 2020 | B4 | 100 | 0 | 2045 | 2045 | 0 | 2045 | 0 | 0 | 2.3859 | 0 | 0.18992 | 0.59647 | 0 | 0.3127
MISO_MI_2_MISO_IN | MISO_MI | MISO_IN | 2020 | B5 | 200 | 0 | 2045 | 2045 | 0 | 888.3 | 0 | 0 | 0.17805 | 0 | 0 | 0.089025 | 0 | 0.3127
MISO_MI_2_MISO_IN | MISO_MI | MISO_IN | 2020 | B6 | 300 | 0 | 2045 | 831.75 | 0 | 0 | 0 | 0 | 0 | 0 | 0 | 0 | 0 | 0.3127
MISO_MI_2_MISO_IN | MISO_MI | MISO_IN | 2020 | B7 | 400 | 0 | 2045 | 0 | 0 | 0 | 0 | 0 | 0 | 0 | 0 | 0 | 0 | 0.3127
MISO_MI_2_MISO_IN | MISO_MI | MISO_IN | 2020 | B8 | 500 | 0 | 2045 | 0 | 0 | 0 | 0 | 0 | 0 | 0 | 0 | 0 | 0 | 0.3127
MISO_MI_2_MISO_IN | MISO_MI | MISO_IN | 2020 | B9 | 800 | 0 | 2045 | 0 | 0 | 0 | 0 | 0 | 0 | 0 | 0 | 0 | 0 | 0.3127
MISO_MI_2_MISO_IN | MISO_MI | MISO_IN | 2020 | B10 | 1262 | 0 | 2045 | 0 | 0 | 0 | 0 | 0 | 0 | 0 | 0 | 0 | 0 | 0.3127
MISO_MI_2_MISO_IN | MISO_MI | MISO_IN | 2020 | B11 | 25 | 0 | 2045 | 2045 | 0 | 1811.87 | 0 | 0 | 2.742 | 0 | 0 | 0.17137 | 0 | 0.3127
MISO_MI_2_MISO_IN | MISO_MI | MISO_IN | 2020 | B12 | 200 | 0 | 2045 | 423.06 | 0 | 157.93 | 0 | 0 | 0 | 0 | 0 | 0 | 0 | 0.3127
MISO_MI_2_MISO_IN | MISO_MI | MISO_IN | 2020 | B13 | 600 | 0 | 2045 | 0 | 0 | 0 | 0 | 0 | 0 | 0 | 0 | 0 | 0 | 0.3127
MISO_MI_2_MISO_IN | MISO_MI | MISO_IN | 2020 | B14 | 900 | 0 | 2045 | 0 | 0 | 0 | 0 | 0 | 0 | 0 | 0 | 0 | 0 | 0.3127
MISO_MI_2_MISO_IN | MISO_MI | MISO_IN | 2020 | B15 | 1203 | 0 | 2045 | 0 | 0 | 0 | 0 | 0 | 0 | 0 | 0 | 0 | 0 | 0.3127
MISO_MI_2_MISO_IN | MISO_MI | MISO_IN | 2020 | B16 | 25 | 0 | 2045 | 1512.37 | 0 | 0 | 0 | 0 | 0 | 0 | 0 | 0 | 0 | 0.3127
MISO_MI_2_MISO_IN | MISO_MI | MISO_IN | 2020 | B17 | 100 | 0 | 2045 | 0 | 0 | 0 | 0 | 0 | 0 | 0 | 0 | 0 | 0 | 0.3127
MISO_MI_2_MISO_IN | MISO_MI | MISO_IN | 2020 | B18 | 400 | 0 | 2045 | 192.52 | 0 | 0 | 0 | 0 | 0 | 0 | 0 | 0 | 0 | 0.3127
MISO_MI_2_MISO_IN | MISO_MI | MISO_IN | 2020 | B19 | 700 | 0 | 2045 | 0 | 0 | 0 | 0 | 0 | 0 | 0 | 0 | 0 | 0 | 0.3127
MISO_MI_2_MISO_IN | MISO_MI | MISO_IN | 2020 | B20 | 935 | 0 | 2045 | 0 | 0 | 0 | 0 | 0 | 0 | 0 | 0 | 0 | 0 | 0.3127
MISO_MI_2_MISO_IN | MISO_MI | MISO_IN | 2025 | B1 | 10 | 0 | 2045 | 2045 | 0 | 2045 | 0 | 0 | 0.49854 | 0 | 0.37984 | 0.036929 | 0 | 0.72088
MISO_MI_2_MISO_IN | MISO_MI | MISO_IN | 2025 | B2 | 25 | 0 | 2045 | 1097.69 | 0 | 1579.81 | 0 | 0 | 0 | 0 | 0 | 0 | 0 | 0.72088
MISO_MI_2_MISO_IN | MISO_MI | MISO_IN | 2025 | B3 | 75 | 0 | 2045 | 1965.16 | 0 | 2045 | 0 | 0 | 0 | 0 | 0.62911 | 0 | 0 | 0.72088
MISO_MI_2_MISO_IN | MISO_MI | MISO_IN | 2025 | B4 | 100 | 0 | 2045 | 2045 | 0 | 2045 | 0 | 0 | 3.6204 | 0 | 0.67659 | 2.6817 | 0 | 0.72088
MISO_MI_2_MISO_IN | MISO_MI | MISO_IN | 2025 | B5 | 200 | 0 | 2045 | 1340.82 | 0 | 962.68 | 0 | 0 | 0 | 0 | 0 | 0 | 0 | 0.72088
MISO_MI_2_MISO_IN | MISO_MI | MISO_IN | 2025 | B6 | 300 | 0 | 2045 | 313.8 | 0 | 0 | 0 | 0 | 0 | 0 | 0 | 0 | 0 | 0.72088
MISO_MI_2_MISO_IN | MISO_MI | MISO_IN | 2025 | B7 | 400 | 0 | 2045 | 0 | 0 | 0 | 0 | 0 | 0 | 0 | 0 | 0 | 0 | 0.72088
MISO_MI_2_MISO_IN | MISO_MI | MISO_IN | 2025 | B8 | 500 | 0 | 2045 | 0 | 0 | 0 | 0 | 0 | 0 | 0 | 0 | 0 | 0 | 0.72088
MISO_MI_2_MISO_IN | MISO_MI | MISO_IN | 2025 | B9 | 800 | 0 | 2045 | 0 | 0 | 0 | 0 | 0 | 0 | 0 | 0 | 0 | 0 | 0.72088
MISO_MI_2_MISO_IN | MISO_MI | MISO_IN | 2025 | B10 | 1262 | 0 | 2045 | 0 | 0 | 0 | 0 | 0 | 0 | 0 | 0 | 0 | 0 | 0.72088
MISO_MI_2_MISO_IN | MISO_MI | MISO_IN | 2025 | B11 | 25 | 0 | 2045 | 2045 | 0 | 2045 | 0 | 0 | 0.89025 | 0 | 0.65285 | 0.16486 | 0 | 0.72088
MISO_MI_2_MISO_IN | MISO_MI | MISO_IN | 2025 | B12 | 200 | 0 | 2045 | 0 | 0 | 0 | 0 | 0 | 0 | 0 | 0 | 0 | 0 | 0.72088
MISO_MI_2_MISO_IN | MISO_MI | MISO_IN | 2025 | B13 | 600 | 0 | 2045 | 0 | 0 | 0 | 0 | 0 | 0 | 0 | 0 | 0 | 0 | 0.72088
MISO_MI_2_MISO_IN | MISO_MI | MISO_IN | 2025 | B14 | 900 | 0 | 2045 | 0 | 0 | 0 | 0 | 0 | 0 | 0 | 0 | 0 | 0 | 0.72088
MISO_MI_2_MISO_IN | MISO_MI | MISO_IN | 2025 | B15 | 1203 | 0 | 2045 | 0 | 0 | 0 | 0 | 0 | 0 | 0 | 0 | 0 | 0 | 0.72088
MISO_MI_2_MISO_IN | MISO_MI | MISO_IN | 2025 | B16 | 25 | 0 | 2045 | 537.17 | 0 | 1287.34 | 0 | 0 | 0 | 0 | 0 | 0 | 0 | 0.72088
MISO_MI_2_MISO_IN | MISO_MI | MISO_IN | 2025 | B17 | 100 | 0 | 2045 | 0 | 0 | 120.54 | 0 | 0 | 0 | 0 | 0 | 0 | 0 | 0.72088
MISO_MI_2_MISO_IN | MISO_MI | MISO_IN | 2025 | B18 | 400 | 0 | 2045 | 0 | 0 | 0 | 0 | 0 | 0 | 0 | 0 | 0 | 0 | 0.72088
MISO_MI_2_MISO_IN | MISO_MI | MISO_IN | 2025 | B19 | 700 | 0 | 2045 | 0 | 0 | 0 | 0 | 0 | 0 | 0 | 0 | 0 | 0 | 0.72088
MISO_MI_2_MISO_IN | MISO_MI | MISO_IN | 2025 | B20 | 935 | 0 | 2045 | 0 | 0 | 0 | 0 | 0 | 0 | 0 | 0 | 0 | 0 | 0.72088
MISO_MI_2_MISO_IN | MISO_MI | MISO_IN | 2030 | B1 | 10 | 0 | 2045 | 2045 | 0 | 2045 | 0 | 0 | 0.13057 | 0 | 0.92586 | 0.0042119 | 0 | 1.1019
MISO_MI_2_MISO_IN | MISO_MI | MISO_IN | 2030 | B2 | 25 | 0 | 2045 | 1730.41 | 0 | 2045 | 0 | 3422.55 | 0 | 0 | 1.092 | 0 | 0 | 1.1019
MISO_MI_2_MISO_IN | MISO_MI | MISO_IN | 2030 | B3 | 75 | 0 | 2045 | 1714.26 | 0 | 2045 | 0 | 0 | 0 | 0 | 0.52228 | 0 | 0 | 1.1019
MISO_MI_2_MISO_IN | MISO_MI | MISO_IN | 2030 | B4 | 100 | 0 | 2045 | 2045 | 0 | 1491.65 | 0 | 0 | 3.6797 | 0 | 0 | 1.187 | 0 | 1.1019
MISO_MI_2_MISO_IN | MISO_MI | MISO_IN | 2030 | B5 | 200 | 0 | 2045 | 2045 | 0 | 1536.91 | 0 | 0 | 4.9854 | 0 | 0 | 3.2164 | 0 | 1.1019
MISO_MI_2_MISO_IN | MISO_MI | MISO_IN | 2030 | B6 | 300 | 0 | 2045 | 0 | 0 | 0 | 0 | 0 | 0 | 0 | 0 | 0 | 0 | 1.1019
MISO_MI_2_MISO_IN | MISO_MI | MISO_IN | 2030 | B7 | 400 | 0 | 2045 | 0 | 0 | 0 | 0 | 0 | 0 | 0 | 0 | 0 | 0 | 1.1019
MISO_MI_2_MISO_IN | MISO_MI | MISO_IN | 2030 | B8 | 500 | 0 | 2045 | 0 | 0 | 0 | 0 | 0 | 0 | 0 | 0 | 0 | 0 | 1.1019
MISO_MI_2_MISO_IN | MISO_MI | MISO_IN | 2030 | B9 | 800 | 0 | 2045 | 0 | 0 | 0 | 0 | 0 | 0 | 0 | 0 | 0 | 0 | 1.1019
MISO_MI_2_MISO_IN | MISO_MI | MISO_IN | 2030 | B10 | 1262 | 0 | 2045 | 0 | 0 | 0 | 0 | 0 | 0 | 0 | 0 | 0 | 0 | 1.1019
MISO_MI_2_MISO_IN | MISO_MI | MISO_IN | 2030 | B11 | 25 | 0 | 2045 | 1575.19 | 0 | 2008.42 | 0 | 0 | 0 | 0 | 0 | 0 | 0 | 1.1019
MISO_MI_2_MISO_IN | MISO_MI | MISO_IN | 2030 | B12 | 200 | 0 | 2045 | 0 | 0 | 104.56 | 0 | 0 | 0 | 0 | 0 | 0 | 0 | 1.1019
MISO_MI_2_MISO_IN | MISO_MI | MISO_IN | 2030 | B13 | 600 | 0 | 2045 | 0 | 0 | 0 | 0 | 0 | 0 | 0 | 0 | 0 | 0 | 1.1019
MISO_MI_2_MISO_IN | MISO_MI | MISO_IN | 2030 | B14 | 900 | 0 | 2045 | 0 | 0 | 0 | 0 | 0 | 0 | 0 | 0 | 0 | 0 | 1.1019
MISO_MI_2_MISO_IN | MISO_MI | MISO_IN | 2030 | B15 | 1203 | 0 | 2045 | 0 | 0 | 0 | 0 | 0 | 0 | 0 | 0 | 0 | 0 | 1.1019
MISO_MI_2_MISO_IN | MISO_MI | MISO_IN | 2030 | B16 | 25 | 0 | 2045 | 1211.81 | 0 | 1335.02 | 0 | 0 | 0 | 0 | 0 | 0 | 0 | 1.1019
MISO_MI_2_MISO_IN | MISO_MI | MISO_IN | 2030 | B17 | 100 | 0 | 2045 | 0 | 0 | 0 | 0 | 0 | 0 | 0 | 0 | 0 | 0 | 1.1019
MISO_MI_2_MISO_IN | MISO_MI | MISO_IN | 2030 | B18 | 400 | 0 | 2045 | 0 | 0 | 0 | 0 | 0 | 0 | 0 | 0 | 0 | 0 | 1.1019
MISO_MI_2_MISO_IN | MISO_MI | MISO_IN | 2030 | B19 | 700 | 0 | 2045 | 0 | 0 | 0 | 0 | 0 | 0 | 0 | 0 | 0 | 0 | 1.1019
MISO_MI_2_MISO_IN | MISO_MI | MISO_IN | 2030 | B20 | 935 | 0 | 2045 | 0 | 0 | 0 | 0 | 0 | 0 | 0 | 0 | 0 | 0 | 1.1019
MISO_MI_2_MISO_IN | MISO_MI | MISO_IN | 2035 | B1 | 10 | 0 | 2045 | 0 | 0 | 2045 | 0 | 4286.58 | 0 | 0 | 0.01187 | 0 | 0 | 0
MISO_MI_2_MISO_IN | MISO_MI | MISO_IN | 2035 | B2 | 25 | 0 | 2045 | 0 | 0 | 2045 | 0 | 5046.68 | 0 | 0 | 0.01187 | 0 | 0 | 0
MISO_MI_2_MISO_IN | MISO_MI | MISO_IN | 2035 | B3 | 75 | 0 | 2045 | 0 | 0 | 2045 | 0 | 5564.29 | 0 | 0 | 0.01187 | 0 | 0 | 0
MISO_MI_2_MISO_IN | MISO_MI | MISO_IN | 2035 | B4 | 100 | 0 | 2045 | 1048.43 | 0 | 2045 | 0 | 4878.17 | 0 | 0 | 0.01187 | 0 | 0 | 0
MISO_MI_2_MISO_IN | MISO_MI | MISO_IN | 2035 | B5 | 200 | 0 | 2045 | 19.57 | 0 | 600.66 | 0 | 0 | 0 | 0 | 0 | 0 | 0 | 0
MISO_MI_2_MISO_IN | MISO_MI | MISO_IN | 2035 | B6 | 300 | 0 | 2045 | 181.94 | 0 | 1473.06 | 0 | 0 | 0 | 0 | 0 | 0 | 0 | 0
MISO_MI_2_MISO_IN | MISO_MI | MISO_IN | 2035 | B7 | 400 | 0 | 2045 | 0 | 0 | 0 | 0 | 0 | 0 | 0 | 0 | 0 | 0 | 0
MISO_MI_2_MISO_IN | MISO_MI | MISO_IN | 2035 | B8 | 500 | 0 | 2045 | 0 | 0 | 0 | 0 | 0 | 0 | 0 | 0 | 0 | 0 | 0
MISO_MI_2_MISO_IN | MISO_MI | MISO_IN | 2035 | B9 | 800 | 0 | 2045 | 0 | 0 | 0 | 0 | 0 | 0 | 0 | 0 | 0 | 0 | 0
MISO_MI_2_MISO_IN | MISO_MI | MISO_IN | 2035 | B10 | 1262 | 0 | 2045 | 0 | 0 | 0 | 0 | 0 | 0 | 0 | 0 | 0 | 0 | 0
MISO_MI_2_MISO_IN | MISO_MI | MISO_IN | 2035 | B11 | 25 | 0 | 2045 | 1720.65 | 0 | 2045 | 0 | 60.08 | 0 | 0 | 0.01187 | 0 | 0 | 0
MISO_MI_2_MISO_IN | MISO_MI | MISO_IN | 2035 | B12 | 200 | 0 | 2045 | 0 | 0 | 0 | 0 | 0 | 0 | 0 | 0 | 0 | 0 | 0
MISO_MI_2_MISO_IN | MISO_MI | MISO_IN | 2035 | B13 | 600 | 0 | 2045 | 0 | 0 | 0 | 0 | 0 | 0 | 0 | 0 | 0 | 0 | 0
MISO_MI_2_MISO_IN | MISO_MI | MISO_IN | 2035 | B14 | 900 | 0 | 2045 | 0 | 0 | 0 | 0 | 0 | 0 | 0 | 0 | 0 | 0 | 0
MISO_MI_2_MISO_IN | MISO_MI | MISO_IN | 2035 | B15 | 1203 | 0 | 2045 | 0 | 0 | 0 | 0 | 0 | 0 | 0 | 0 | 0 | 0 | 0
MISO_MI_2_MISO_IN | MISO_MI | MISO_IN | 2035 | B16 | 25 | 0 | 2045 | 0 | 0 | 0 | 0 | 0 | 0 | 0 | 0 | 0 | 0 | 0
MISO_MI_2_MISO_IN | MISO_MI | MISO_IN | 2035 | B17 | 100 | 0 | 2045 | 0 | 0 | 0 | 0 | 0 | 0 | 0 | 0 | 0 | 0 | 0
MISO_MI_2_MISO_IN | MISO_MI | MISO_IN | 2035 | B18 | 400 | 0 | 2045 | 0 | 0 | 0 | 0 | 0 | 0 | 0 | 0 | 0 | 0 | 0
MISO_MI_2_MISO_IN | MISO_MI | MISO_IN | 2035 | B19 | 700 | 0 | 2045 | 0 | 0 | 0 | 0 | 0 | 0 | 0 | 0 | 0 | 0 | 0
MISO_MI_2_MISO_IN | MISO_MI | MISO_IN | 2035 | B20 | 935 | 0 | 2045 | 0 | 0 | 0 | 0 | 0 | 0 | 0 | 0 | 0 | 0 | 0
MISO_MI_2_MISO_IN | MISO_MI | MISO_IN | 2040 | B1 | 10 | 0 | 2045 | 0 | 0 | 2045 | 0 | 402.59 | 0 | 0 | 0.65285 | 0 | 0 | 0
MISO_MI_2_MISO_IN | MISO_MI | MISO_IN | 2040 | B2 | 25 | 0 | 2045 | 0 | 0 | 2045 | 0 | 0 | 0 | 0 | 0.4748 | 0 | 0 | 0
MISO_MI_2_MISO_IN | MISO_MI | MISO_IN | 2040 | B3 | 75 | 0 | 2045 | 0 | 0 | 2045 | 0 | 562.55 | 0 | 0 | 0.65285 | 0 | 0 | 0
MISO_MI_2_MISO_IN | MISO_MI | MISO_IN | 2040 | B4 | 100 | 0 | 2045 | 362.35 | 0 | 2045 | 0 | 305.55 | 0 | 0 | 0.65285 | 0 | 0 | 0
MISO_MI_2_MISO_IN | MISO_MI | MISO_IN | 2040 | B5 | 200 | 0 | 2045 | 1405.76 | 0 | 1643.06 | 0 | 0 | 0 | 0 | 0 | 0 | 0 | 0
MISO_MI_2_MISO_IN | MISO_MI | MISO_IN | 2040 | B6 | 300 | 0 | 2045 | 0 | 0 | 0 | 0 | 0 | 0 | 0 | 0 | 0 | 0 | 0
MISO_MI_2_MISO_IN | MISO_MI | MISO_IN | 2040 | B7 | 400 | 0 | 2045 | 0 | 0 | 0 | 0 | 0 | 0 | 0 | 0 | 0 | 0 | 0
MISO_MI_2_MISO_IN | MISO_MI | MISO_IN | 2040 | B8 | 500 | 0 | 2045 | 0 | 0 | 0 | 0 | 0 | 0 | 0 | 0 | 0 | 0 | 0
MISO_MI_2_MISO_IN | MISO_MI | MISO_IN | 2040 | B9 | 800 | 0 | 2045 | 0 | 0 | 0 | 0 | 0 | 0 | 0 | 0 | 0 | 0 | 0
MISO_MI_2_MISO_IN | MISO_MI | MISO_IN | 2040 | B10 | 1262 | 0 | 2045 | 0 | 0 | 0 | 0 | 0 | 0 | 0 | 0 | 0 | 0 | 0
MISO_MI_2_MISO_IN | MISO_MI | MISO_IN | 2040 | B11 | 25 | 0 | 2045 | 1104.77 | 0 | 1897.65 | 0 | 0 | 0 | 0 | 0 | 0 | 0 | 0
MISO_MI_2_MISO_IN | MISO_MI | MISO_IN | 2040 | B12 | 200 | 0 | 2045 | 0 | 0 | 0 | 0 | 0 | 0 | 0 | 0 | 0 | 0 | 0
MISO_MI_2_MISO_IN | MISO_MI | MISO_IN | 2040 | B13 | 600 | 0 | 2045 | 0 | 0 | 0 | 0 | 0 | 0 | 0 | 0 | 0 | 0 | 0
MISO_MI_2_MISO_IN | MISO_MI | MISO_IN | 2040 | B14 | 900 | 0 | 2045 | 0 | 0 | 0 | 0 | 0 | 0 | 0 | 0 | 0 | 0 | 0
MISO_MI_2_MISO_IN | MISO_MI | MISO_IN | 2040 | B15 | 1203 | 0 | 2045 | 0 | 0 | 0 | 0 | 0 | 0 | 0 | 0 | 0 | 0 | 0
MISO_MI_2_MISO_IN | MISO_MI | MISO_IN | 2040 | B16 | 25 | 0 | 2045 | 0 | 0 | 427.46 | 0 | 0 | 0 | 0 | 0 | 0 | 0 | 0
MISO_MI_2_MISO_IN | MISO_MI | MISO_IN | 2040 | B17 | 100 | 0 | 2045 | 0 | 0 | 0 | 0 | 0 | 0 | 0 | 0 | 0 | 0 | 0
MISO_MI_2_MISO_IN | MISO_MI | MISO_IN | 2040 | B18 | 400 | 0 | 2045 | 0 | 0 | 0 | 0 | 0 | 0 | 0 | 0 | 0 | 0 | 0
MISO_MI_2_MISO_IN | MISO_MI | MISO_IN | 2040 | B19 | 700 | 0 | 2045 | 0 | 0 | 0 | 0 | 0 | 0 | 0 | 0 | 0 | 0 | 0
MISO_MI_2_MISO_IN | MISO_MI | MISO_IN | 2040 | B20 | 935 | 0 | 2045 | 0 | 0 | 0 | 0 | 0 | 0 | 0 | 0 | 0 | 0 | 0
MISO_MI_2_MISO_IN | MISO_MI | MISO_IN | 2045 | B1 | 10 | 0 | 2045 | 0 | 0 | 2045 | 0 | 2161.28 | 0 | 0 | 0.7122 | 0 | 0 | 0
MISO_MI_2_MISO_IN | MISO_MI | MISO_IN | 2045 | B2 | 25 | 0 | 2045 | 0 | 0 | 2045 | 0 | 5041.9 | 0 | 0 | 0.7122 | 0 | 0 | 0
MISO_MI_2_MISO_IN | MISO_MI | MISO_IN | 2045 | B3 | 75 | 0 | 2045 | 0 | 0 | 2045 | 0 | 3961.38 | 0 | 0 | 0.7122 | 0 | 0 | 0
MISO_MI_2_MISO_IN | MISO_MI | MISO_IN | 2045 | B4 | 100 | 0 | 2045 | 0 | 0 | 2045 | 0 | 2880.46 | 0 | 0 | 0.7122 | 0 | 0 | 0
MISO_MI_2_MISO_IN | MISO_MI | MISO_IN | 2045 | B5 | 200 | 0 | 2045 | 584.91 | 0 | 1989.2 | 0 | 0 | 0 | 0 | 0 | 0 | 0 | 0
MISO_MI_2_MISO_IN | MISO_MI | MISO_IN | 2045 | B6 | 300 | 0 | 2045 | 0 | 0 | 0 | 0 | 0 | 0 | 0 | 0 | 0 | 0 | 0
MISO_MI_2_MISO_IN | MISO_MI | MISO_IN | 2045 | B7 | 400 | 0 | 2045 | 0 | 0 | 0 | 0 | 0 | 0 | 0 | 0 | 0 | 0 | 0
MISO_MI_2_MISO_IN | MISO_MI | MISO_IN | 2045 | B8 | 500 | 0 | 2045 | 0 | 0 | 0 | 0 | 0 | 0 | 0 | 0 | 0 | 0 | 0
MISO_MI_2_MISO_IN | MISO_MI | MISO_IN | 2045 | B9 | 800 | 0 | 2045 | 0 | 0 | 0 | 0 | 0 | 0 | 0 | 0 | 0 | 0 | 0
MISO_MI_2_MISO_IN | MISO_MI | MISO_IN | 2045 | B10 | 1262 | 0 | 2045 | 0 | 0 | 0 | 0 | 0 | 0 | 0 | 0 | 0 | 0 | 0
MISO_MI_2_MISO_IN | MISO_MI | MISO_IN | 2045 | B11 | 25 | 0 | 2045 | 0 | 0 | 942.77 | 0 | 0 | 0 | 0 | 0 | 0 | 0 | 0
MISO_MI_2_MISO_IN | MISO_MI | MISO_IN | 2045 | B12 | 200 | 0 | 2045 | 0 | 0 | 0 | 0 | 0 | 0 | 0 | 0 | 0 | 0 | 0
MISO_MI_2_MISO_IN | MISO_MI | MISO_IN | 2045 | B13 | 600 | 0 | 2045 | 0 | 0 | 0 | 0 | 0 | 0 | 0 | 0 | 0 | 0 | 0
MISO_MI_2_MISO_IN | MISO_MI | MISO_IN | 2045 | B14 | 900 | 0 | 2045 | 0 | 0 | 0 | 0 | 0 | 0 | 0 | 0 | 0 | 0 | 0
MISO_MI_2_MISO_IN | MISO_MI | MISO_IN | 2045 | B15 | 1203 | 0 | 2045 | 0 | 0 | 0 | 0 | 0 | 0 | 0 | 0 | 0 | 0 | 0
MISO_MI_2_MISO_IN | MISO_MI | MISO_IN | 2045 | B16 | 25 | 0 | 2045 | 0 | 0 | 1277.02 | 0 | 0 | 0 | 0 | 0 | 0 | 0 | 0
MISO_MI_2_MISO_IN | MISO_MI | MISO_IN | 2045 | B17 | 100 | 0 | 2045 | 0 | 0 | 0 | 0 | 0 | 0 | 0 | 0 | 0 | 0 | 0
MISO_MI_2_MISO_IN | MISO_MI | MISO_IN | 2045 | B18 | 400 | 0 | 2045 | 0 | 0 | 0 | 0 | 0 | 0 | 0 | 0 | 0 | 0 | 0
MISO_MI_2_MISO_IN | MISO_MI | MISO_IN | 2045 | B19 | 700 | 0 | 2045 | 0 | 0 | 0 | 0 | 0 | 0 | 0 | 0 | 0 | 0 | 0
MISO_MI_2_MISO_IN | MISO_MI | MISO_IN | 2045 | B20 | 935 | 0 | 2045 | 0 | 0 | 0 | 0 | 0 | 0 | 0 | 0 | 0 | 0 | 0
MISO_MI_2_MISO_IN | MISO_MI | MISO_IN | 2050 | B1 | 10 | 0 | 2045 | 0 | 0 | 2045 | 0 | 2356.51 | 0 | 0 | 0.30862 | 0 | 0 | 0
MISO_MI_2_MISO_IN | MISO_MI | MISO_IN | 2050 | B2 | 25 | 0 | 2045 | 0 | 0 | 2045 | 0 | 5470.02 | 0 | 0 | 0.30862 | 0 | 0 | 0
MISO_MI_2_MISO_IN | MISO_MI | MISO_IN | 2050 | B3 | 75 | 0 | 2045 | 0 | 0 | 2045 | 0 | 3996.96 | 0 | 0 | 0.30862 | 0 | 0 | 0
MISO_MI_2_MISO_IN | MISO_MI | MISO_IN | 2050 | B4 | 100 | 0 | 2045 | 0 | 0 | 2045 | 0 | 3048.46 | 0 | 0 | 0.30862 | 0 | 0 | 0
MISO_MI_2_MISO_IN | MISO_MI | MISO_IN | 2050 | B5 | 200 | 0 | 2045 | 0 | 0 | 2045 | 0 | 712.54 | 0 | 0 | 0.30862 | 0 | 0 | 0
MISO_MI_2_MISO_IN | MISO_MI | MISO_IN | 2050 | B6 | 300 | 0 | 2045 | 0 | 0 | 0 | 0 | 0 | 0 | 0 | 0 | 0 | 0 | 0
MISO_MI_2_MISO_IN | MISO_MI | MISO_IN | 2050 | B7 | 400 | 0 | 2045 | 0 | 0 | 0 | 0 | 0 | 0 | 0 | 0 | 0 | 0 | 0
MISO_MI_2_MISO_IN | MISO_MI | MISO_IN | 2050 | B8 | 500 | 0 | 2045 | 0 | 0 | 0 | 0 | 0 | 0 | 0 | 0 | 0 | 0 | 0
MISO_MI_2_MISO_IN | MISO_MI | MISO_IN | 2050 | B9 | 800 | 0 | 2045 | 0 | 0 | 0 | 0 | 0 | 0 | 0 | 0 | 0 | 0 | 0
MISO_MI_2_MISO_IN | MISO_MI | MISO_IN | 2050 | B10 | 1262 | 0 | 2045 | 0 | 0 | 0 | 0 | 0 | 0 | 0 | 0 | 0 | 0 | 0
MISO_MI_2_MISO_IN | MISO_MI | MISO_IN | 2050 | B11 | 25 | 0 | 2045 | 0 | 0 | 896.41 | 0 | 0 | 0 | 0 | 0 | 0 | 0 | 0
MISO_MI_2_MISO_IN | MISO_MI | MISO_IN | 2050 | B12 | 200 | 0 | 2045 | 0 | 0 | 0 | 0 | 0 | 0 | 0 | 0 | 0 | 0 | 0
MISO_MI_2_MISO_IN | MISO_MI | MISO_IN | 2050 | B13 | 600 | 0 | 2045 | 0 | 0 | 0 | 0 | 0 | 0 | 0 | 0 | 0 | 0 | 0
MISO_MI_2_MISO_IN | MISO_MI | MISO_IN | 2050 | B14 | 900 | 0 | 2045 | 0 | 0 | 0 | 0 | 0 | 0 | 0 | 0 | 0 | 0 | 0
MISO_MI_2_MISO_IN | MISO_MI | MISO_IN | 2050 | B15 | 1203 | 0 | 2045 | 0 | 0 | 0 | 0 | 0 | 0 | 0 | 0 | 0 | 0 | 0
MISO_MI_2_MISO_IN | MISO_MI | MISO_IN | 2050 | B16 | 25 | 0 | 2045 | 0 | 0 | 0 | 0 | 0 | 0 | 0 | 0 | 0 | 0 | 0
MISO_MI_2_MISO_IN | MISO_MI | MISO_IN | 2050 | B17 | 100 | 0 | 2045 | 0 | 0 | 0 | 0 | 0 | 0 | 0 | 0 | 0 | 0 | 0
MISO_MI_2_MISO_IN | MISO_MI | MISO_IN | 2050 | B18 | 400 | 0 | 2045 | 0 | 0 | 0 | 0 | 0 | 0 | 0 | 0 | 0 | 0 | 0
MISO_MI_2_MISO_IN | MISO_MI | MISO_IN | 2050 | B19 | 700 | 0 | 2045 | 0 | 0 | 0 | 0 | 0 | 0 | 0 | 0 | 0 | 0 | 0
MISO_MI_2_MISO_IN | MISO_MI | MISO_IN | 2050 | B20 | 935 | 0 | 2045 | 0 | 0 | 0 | 0 | 0 | 0 | 0 | 0 | 0 | 0 | 0
MISO_MI_2_MISO_WUMS | MISO_MI | MISO_WUMS | 2015 | B1 | 10 | 0 | 117 | 117 | 0 | 117 | 0 | 186.01 | 1.3532 | 0 | 0.21366 | 0.0025726 | 0 | 0.22459
MISO_MI_2_MISO_WUMS | MISO_MI | MISO_WUMS | 2015 | B2 | 25 | 0 | 117 | 117 | 0 | 117 | 0 | 410.44 | 0.26114 | 0 | 0.21366 | 0.0012412 | 0 | 0.22459
MISO_MI_2_MISO_WUMS | MISO_MI | MISO_WUMS | 2015 | B3 | 75 | 0 | 117 | 117 | 0 | 117 | 0 | 1581.44 | 5.0329 | 0 | 0.21366 | 0.071762 | 0 | 0.22459
MISO_MI_2_MISO_WUMS | MISO_MI | MISO_WUMS | 2015 | B4 | 100 | 0 | 117 | 117 | 0 | 117 | 0 | 940.7 | 4.0002 | 0 | 0.21366 | 0.076049 | 0 | 0.22459
MISO_MI_2_MISO_WUMS | MISO_MI | MISO_WUMS | 2015 | B5 | 200 | 0 | 117 | 117 | 0 | 117 | 0 | 0 | 4.8548 | 0 | 0.01187 | 0.18459 | 0 | 0.22459
MISO_MI_2_MISO_WUMS | MISO_MI | MISO_WUMS | 2015 | B6 | 300 | 0 | 117 | 117 | 0 | 117 | 0 | 193.71 | 0.98521 | 0 | 0.21366 | 0.056191 | 0 | 0.22459
MISO_MI_2_MISO_WUMS | MISO_MI | MISO_WUMS | 2015 | B7 | 400 | 0 | 117 | 117 | 0 | 0 | 0 | 0 | 0.8309 | 0 | 0 | 0.063186 | 0 | 0.22459
MISO_MI_2_MISO_WUMS | MISO_MI | MISO_WUMS | 2015 | B8 | 500 | 0 | 117 | 0 | 0 | 0 | 0 | 0 | 0 | 0 | 0 | 0 | 0 | 0.22459
MISO_MI_2_MISO_WUMS | MISO_MI | MISO_WUMS | 2015 | B9 | 800 | 0 | 117 | 10.29 | 0 | 0 | 0 | 0 | 0 | 0 | 0 | 0 | 0 | 0.22459
MISO_MI_2_MISO_WUMS | MISO_MI | MISO_WUMS | 2015 | B10 | 1262 | 0 | 117 | 117 | 0 | 117 | 0 | 666.95 | 0.61724 | 0 | 0.21366 | 0.14809 | 0 | 0.22459
MISO_MI_2_MISO_WUMS | MISO_MI | MISO_WUMS | 2015 | B11 | 25 | 0 | 117 | 117 | 0 | 117 | 0 | 627.22 | 0.03561 | 0 | 0.21366 | 0.00016925 | 0 | 0.22459
MISO_MI_2_MISO_WUMS | MISO_MI | MISO_WUMS | 2015 | B12 | 200 | 0 | 117 | 0 | 0 | 0 | 0 | 0 | 0 | 0 | 0 | 0 | 0 | 0.22459
MISO_MI_2_MISO_WUMS | MISO_MI | MISO_WUMS | 2015 | B13 | 600 | 0 | 117 | 53.45 | 0 | 0 | 0 | 0 | 0 | 0 | 0 | 0 | 0 | 0.22459
MISO_MI_2_MISO_WUMS | MISO_MI | MISO_WUMS | 2015 | B14 | 900 | 0 | 117 | 0 | 0 | 0 | 0 | 0 | 0 | 0 | 0 | 0 | 0 | 0.22459
MISO_MI_2_MISO_WUMS | MISO_MI | MISO_WUMS | 2015 | B15 | 1203 | 0 | 117 | 117 | 0 | 117 | 0 | 0 | 0.18992 | 0 | 0.14244 | 0.043436 | 0 | 0.22459
MISO_MI_2_MISO_WUMS | MISO_MI | MISO_WUMS | 2015 | B16 | 25 | 0 | 117 | 117 | 0 | 0 | 0 | 0 | 0.05935 | 0 | 0 | 0.00028208 | 0 | 0.22459
MISO_MI_2_MISO_WUMS | MISO_MI | MISO_WUMS | 2015 | B17 | 100 | 0 | 117 | 0 | 0 | 0 | 0 | 0 | 0 | 0 | 0 | 0 | 0 | 0.22459
MISO_MI_2_MISO_WUMS | MISO_MI | MISO_WUMS | 2015 | B18 | 400 | 0 | 117 | 30.59 | 0 | 0 | 0 | 0 | 0 | 0 | 0 | 0 | 0 | 0.22459
MISO_MI_2_MISO_WUMS | MISO_MI | MISO_WUMS | 2015 | B19 | 700 | 0 | 117 | 117 | 0 | 0 | 0 | 0 | 1.3294 | 0 | 0 | 0.17692 | 0 | 0.22459
MISO_MI_2_MISO_WUMS | MISO_MI | MISO_WUMS | 2015 | B20 | 935 | 0 | 117 | 117 | 0 | 117 | 0 | 0 | 0.41545 | 0 | 0.14244 | 0.073849 | 0 | 0.22459
MISO_MI_2_MISO_WUMS | MISO_MI | MISO_WUMS | 2020 | B1 | 10 | 0 | 117 | 0 | 0 | 0 | 0 | 0 | 0 | 0 | 0 | 0 | 0 | 0.10977
MISO_MI_2_MISO_WUMS | MISO_MI | MISO_WUMS | 2020 | B2 | 25 | 0 | 117 | 0 | 0 | 0 | 0 | 0 | 0 | 0 | 0 | 0 | 0 | 0.10977
MISO_MI_2_MISO_WUMS | MISO_MI | MISO_WUMS | 2020 | B3 | 75 | 0 | 117 | 117 | 0 | 0 | 0 | 0 | 0.52228 | 0 | 0 | 0.012636 | 0 | 0.10977
MISO_MI_2_MISO_WUMS | MISO_MI | MISO_WUMS | 2020 | B4 | 100 | 0 | 117 | 117 | 0 | 117 | 0 | 308.98 | 1.6262 | 0 | 0.09496 | 0.052458 | 0 | 0.10977
MISO_MI_2_MISO_WUMS | MISO_MI | MISO_WUMS | 2020 | B5 | 200 | 0 | 117 | 117 | 0 | 0 | 0 | 0 | 0.20179 | 0 | 0 | 0.013019 | 0 | 0.10977
MISO_MI_2_MISO_WUMS | MISO_MI | MISO_WUMS | 2020 | B6 | 300 | 0 | 117 | 117 | 0 | 0 | 0 | 0 | 0.99708 | 0 | 0 | 0.096492 | 0 | 0.10977
MISO_MI_2_MISO_WUMS | MISO_MI | MISO_WUMS | 2020 | B7 | 400 | 0 | 117 | 49.4 | 0 | 0 | 0 | 0 | 0 | 0 | 0 | 0 | 0 | 0.10977
MISO_MI_2_MISO_WUMS | MISO_MI | MISO_WUMS | 2020 | B8 | 500 | 0 | 117 | 0 | 0 | 0 | 0 | 0 | 0 | 0 | 0 | 0 | 0 | 0.10977
MISO_MI_2_MISO_WUMS | MISO_MI | MISO_WUMS | 2020 | B9 | 800 | 0 | 117 | 117 | 0 | 0 | 0 | 0 | 0.16618 | 0 | 0 | 0.042885 | 0 | 0.10977
MISO_MI_2_MISO_WUMS | MISO_MI | MISO_WUMS | 2020 | B10 | 1262 | 0 | 117 | 0 | 0 | 0 | 0 | 0 | 0 | 0 | 0 | 0 | 0 | 0.10977
MISO_MI_2_MISO_WUMS | MISO_MI | MISO_WUMS | 2020 | B11 | 25 | 0 | 117 | 117 | 0 | 0 | 0 | 0 | 2.742 | 0 | 0 | 0.022113 | 0 | 0.10977
MISO_MI_2_MISO_WUMS | MISO_MI | MISO_WUMS | 2020 | B12 | 200 | 0 | 117 | 52.01 | 0 | 0 | 0 | 0 | 0 | 0 | 0 | 0 | 0 | 0.10977
MISO_MI_2_MISO_WUMS | MISO_MI | MISO_WUMS | 2020 | B13 | 600 | 0 | 117 | 0 | 0 | 0 | 0 | 0 | 0 | 0 | 0 | 0 | 0 | 0.10977
MISO_MI_2_MISO_WUMS | MISO_MI | MISO_WUMS | 2020 | B14 | 900 | 0 | 117 | 117 | 0 | 0 | 0 | 0 | 0.39171 | 0 | 0 | 0.11372 | 0 | 0.10977
MISO_MI_2_MISO_WUMS | MISO_MI | MISO_WUMS | 2020 | B15 | 1203 | 0 | 117 | 0 | 0 | 0 | 0 | 0 | 0 | 0 | 0 | 0 | 0 | 0.10977
MISO_MI_2_MISO_WUMS | MISO_MI | MISO_WUMS | 2020 | B16 | 25 | 0 | 117 | 0 | 0 | 0 | 0 | 0 | 0 | 0 | 0 | 0 | 0 | 0.10977
MISO_MI_2_MISO_WUMS | MISO_MI | MISO_WUMS | 2020 | B17 | 100 | 0 | 117 | 0 | 0 | 0 | 0 | 0 | 0 | 0 | 0 | 0 | 0 | 0.10977
MISO_MI_2_MISO_WUMS | MISO_MI | MISO_WUMS | 2020 | B18 | 400 | 0 | 117 | 0 | 0 | 0 | 0 | 0 | 0 | 0 | 0 | 0 | 0 | 0.10977
MISO_MI_2_MISO_WUMS | MISO_MI | MISO_WUMS | 2020 | B19 | 700 | 0 | 117 | 117 | 0 | 0 | 0 | 0 | 0.37984 | 0 | 0 | 0.08577 | 0 | 0.10977
MISO_MI_2_MISO_WUMS | MISO_MI | MISO_WUMS | 2020 | B20 | 935 | 0 | 117 | 0 | 0 | 0 | 0 | 0 | 0 | 0 | 0 | 0 | 0 | 0.10977
MISO_MI_2_MISO_WUMS | MISO_MI | MISO_WUMS | 2025 | B1 | 10 | 0 | 117 | 0 | 0 | 0 | 0 | 0 | 0 | 0 | 0 | 0 | 0 | 0.03594
MISO_MI_2_MISO_WUMS | MISO_MI | MISO_WUMS | 2025 | B2 | 25 | 0 | 117 | 0 | 0 | 0 | 0 | 0 | 0 | 0 | 0 | 0 | 0 | 0.03594
MISO_MI_2_MISO_WUMS | MISO_MI | MISO_WUMS | 2025 | B3 | 75 | 0 | 117 | 0 | 0 | 0 | 0 | 0 | 0 | 0 | 0 | 0 | 0 | 0.03594
MISO_MI_2_MISO_WUMS | MISO_MI | MISO_WUMS | 2025 | B4 | 100 | 0 | 117 | 117 | 0 | 0 | 0 | 0 | 1.1989 | 0 | 0 | 0.13321 | 0 | 0.03594
MISO_MI_2_MISO_WUMS | MISO_MI | MISO_WUMS | 2025 | B5 | 200 | 0 | 117 | 74.68 | 0 | 0 | 0 | 0 | 0 | 0 | 0 | 0 | 0 | 0.03594
MISO_MI_2_MISO_WUMS | MISO_MI | MISO_WUMS | 2025 | B6 | 300 | 0 | 117 | 59.22 | 0 | 0 | 0 | 0 | 0 | 0 | 0 | 0 | 0 | 0.03594
MISO_MI_2_MISO_WUMS | MISO_MI | MISO_WUMS | 2025 | B7 | 400 | 0 | 117 | 0 | 0 | 0 | 0 | 0 | 0 | 0 | 0 | 0 | 0 | 0.03594
MISO_MI_2_MISO_WUMS | MISO_MI | MISO_WUMS | 2025 | B8 | 500 | 0 | 117 | 0 | 0 | 0 | 0 | 0 | 0 | 0 | 0 | 0 | 0 | 0.03594
MISO_MI_2_MISO_WUMS | MISO_MI | MISO_WUMS | 2025 | B9 | 800 | 0 | 117 | 117 | 0 | 0 | 0 | 0 | 0.01187 | 0 | 0 | 0.010551 | 0 | 0.03594
MISO_MI_2_MISO_WUMS | MISO_MI | MISO_WUMS | 2025 | B10 | 1262 | 0 | 117 | 0 | 0 | 0 | 0 | 0 | 0 | 0 | 0 | 0 | 0 | 0.03594
MISO_MI_2_MISO_WUMS | MISO_MI | MISO_WUMS | 2025 | B11 | 25 | 0 | 117 | 0 | 0 | 0 | 0 | 0 | 0 | 0 | 0 | 0 | 0 | 0.03594
MISO_MI_2_MISO_WUMS | MISO_MI | MISO_WUMS | 2025 | B12 | 200 | 0 | 117 | 0 | 0 | 0 | 0 | 0 | 0 | 0 | 0 | 0 | 0 | 0.03594
MISO_MI_2_MISO_WUMS | MISO_MI | MISO_WUMS | 2025 | B13 | 600 | 0 | 117 | 0 | 0 | 0 | 0 | 0 | 0 | 0 | 0 | 0 | 0 | 0.03594
MISO_MI_2_MISO_WUMS | MISO_MI | MISO_WUMS | 2025 | B14 | 900 | 0 | 117 | 0 | 0 | 0 | 0 | 0 | 0 | 0 | 0 | 0 | 0 | 0.03594
MISO_MI_2_MISO_WUMS | MISO_MI | MISO_WUMS | 2025 | B15 | 1203 | 0 | 117 | 0 | 0 | 0 | 0 | 0 | 0 | 0 | 0 | 0 | 0 | 0.03594
MISO_MI_2_MISO_WUMS | MISO_MI | MISO_WUMS | 2025 | B16 | 25 | 0 | 117 | 0 | 0 | 0 | 0 | 0 | 0 | 0 | 0 | 0 | 0 | 0.03594
MISO_MI_2_MISO_WUMS | MISO_MI | MISO_WUMS | 2025 | B17 | 100 | 0 | 117 | 0 | 0 | 0 | 0 | 0 | 0 | 0 | 0 | 0 | 0 | 0.03594
MISO_MI_2_MISO_WUMS | MISO_MI | MISO_WUMS | 2025 | B18 | 400 | 0 | 117 | 117 | 0 | 0 | 0 | 0 | 0 | 0 | 0 | 0 | 0 | 0.03594
MISO_MI_2_MISO_WUMS | MISO_MI | MISO_WUMS | 2025 | B19 | 700 | 0 | 117 | 117 | 0 | 0 | 0 | 0 | 0 | 0 | 0 | 0 | 0 | 0.03594
MISO_MI_2_MISO_WUMS | MISO_MI | MISO_WUMS | 2025 | B20 | 935 | 0 | 117 | 37.14 | 0 | 0 | 0 | 0 | 0 | 0 | 0 | 0 | 0 | 0.03594
MISO_MI_2_MISO_WUMS | MISO_MI | MISO_WUMS | 2030 | B1 | 10 | 0 | 117 | 0 | 0 | 0 | 0 | 0 | 0 | 0 | 0 | 0 | 0 | 0.17805
MISO_MI_2_MISO_WUMS | MISO_MI | MISO_WUMS | 2030 | B2 | 25 | 0 | 117 | 0 | 0 | 0 | 0 | 0 | 0 | 0 | 0 | 0 | 0 | 0.17805
MISO_MI_2_MISO_WUMS | MISO_MI | MISO_WUMS | 2030 | B3 | 75 | 0 | 117 | 0 | 0 | 0 | 0 | 0 | 0 | 0 | 0 | 0 | 0 | 0.17805
MISO_MI_2_MISO_WUMS | MISO_MI | MISO_WUMS | 2030 | B4 | 100 | 0 | 117 | 117 | 0 | 0 | 0 | 0 | 0.7122 | 0 | 0 | 0.7122 | 0 | 0.17805
MISO_MI_2_MISO_WUMS | MISO_MI | MISO_WUMS | 2030 | B5 | 200 | 0 | 117 | 92.07 | 0 | 0 | 0 | 0 | 0 | 0 | 0 | 0 | 0 | 0.17805
MISO_MI_2_MISO_WUMS | MISO_MI | MISO_WUMS | 2030 | B6 | 300 | 0 | 117 | 0 | 0 | 0 | 0 | 0 | 0 | 0 | 0 | 0 | 0 | 0.17805
MISO_MI_2_MISO_WUMS | MISO_MI | MISO_WUMS | 2030 | B7 | 400 | 0 | 117 | 0 | 0 | 0 | 0 | 0 | 0 | 0 | 0 | 0 | 0 | 0.17805
MISO_MI_2_MISO_WUMS | MISO_MI | MISO_WUMS | 2030 | B8 | 500 | 0 | 117 | 0 | 0 | 0 | 0 | 0 | 0 | 0 | 0 | 0 | 0 | 0.17805
MISO_MI_2_MISO_WUMS | MISO_MI | MISO_WUMS | 2030 | B9 | 800 | 0 | 117 | 0 | 0 | 0 | 0 | 0 | 0 | 0 | 0 | 0 | 0 | 0.17805
MISO_MI_2_MISO_WUMS | MISO_MI | MISO_WUMS | 2030 | B10 | 1262 | 0 | 117 | 0 | 0 | 0 | 0 | 0 | 0 | 0 | 0 | 0 | 0 | 0.17805
MISO_MI_2_MISO_WUMS | MISO_MI | MISO_WUMS | 2030 | B11 | 25 | 0 | 117 | 0 | 0 | 0 | 0 | 0 | 0 | 0 | 0 | 0 | 0 | 0.17805
MISO_MI_2_MISO_WUMS | MISO_MI | MISO_WUMS | 2030 | B12 | 200 | 0 | 117 | 0 | 0 | 0 | 0 | 0 | 0 | 0 | 0 | 0 | 0 | 0.17805
MISO_MI_2_MISO_WUMS | MISO_MI | MISO_WUMS | 2030 | B13 | 600 | 0 | 117 | 0 | 0 | 0 | 0 | 0 | 0 | 0 | 0 | 0 | 0 | 0.17805
MISO_MI_2_MISO_WUMS | MISO_MI | MISO_WUMS | 2030 | B14 | 900 | 0 | 117 | 0 | 0 | 0 | 0 | 0 | 0 | 0 | 0 | 0 | 0 | 0.17805
MISO_MI_2_MISO_WUMS | MISO_MI | MISO_WUMS | 2030 | B15 | 1203 | 0 | 117 | 0 | 0 | 0 | 0 | 0 | 0 | 0 | 0 | 0 | 0 | 0.17805
MISO_MI_2_MISO_WUMS | MISO_MI | MISO_WUMS | 2030 | B16 | 25 | 0 | 117 | 0 | 0 | 0 | 0 | 0 | 0 | 0 | 0 | 0 | 0 | 0.17805
MISO_MI_2_MISO_WUMS | MISO_MI | MISO_WUMS | 2030 | B17 | 100 | 0 | 117 | 0 | 0 | 0 | 0 | 0 | 0 | 0 | 0 | 0 | 0 | 0.17805
MISO_MI_2_MISO_WUMS | MISO_MI | MISO_WUMS | 2030 | B18 | 400 | 0 | 117 | 0 | 0 | 0 | 0 | 0 | 0 | 0 | 0 | 0 | 0 | 0.17805
MISO_MI_2_MISO_WUMS | MISO_MI | MISO_WUMS | 2030 | B19 | 700 | 0 | 117 | 0 | 0 | 0 | 0 | 0 | 0 | 0 | 0 | 0 | 0 | 0.17805
MISO_MI_2_MISO_WUMS | MISO_MI | MISO_WUMS | 2030 | B20 | 935 | 0 | 117 | 0 | 0 | 0 | 0 | 0 | 0 | 0 | 0 | 0 | 0 | 0.17805
MISO_MI_2_MISO_WUMS | MISO_MI | MISO_WUMS | 2035 | B1 | 10 | 0 | 117 | 0 | 0 | 0 | 0 | 0 | 0 | 0 | 0 | 0 | 0 | 0.0029675
MISO_MI_2_MISO_WUMS | MISO_MI | MISO_WUMS | 2035 | B2 | 25 | 0 | 117 | 0 | 0 | 0 | 0 | 0 | 0 | 0 | 0 | 0 | 0 | 0.0029675
MISO_MI_2_MISO_WUMS | MISO_MI | MISO_WUMS | 2035 | B3 | 75 | 0 | 117 | 0 | 0 | 0 | 0 | 0 | 0 | 0 | 0 | 0 | 0 | 0.0029675
MISO_MI_2_MISO_WUMS | MISO_MI | MISO_WUMS | 2035 | B4 | 100 | 0 | 117 | 0 | 0 | 0 | 0 | 0 | 0 | 0 | 0 | 0 | 0 | 0.0029675
MISO_MI_2_MISO_WUMS | MISO_MI | MISO_WUMS | 2035 | B5 | 200 | 0 | 117 | 0 | 0 | 0 | 0 | 0 | 0 | 0 | 0 | 0 | 0 | 0.0029675
MISO_MI_2_MISO_WUMS | MISO_MI | MISO_WUMS | 2035 | B6 | 300 | 0 | 117 | 117 | 0 | 0 | 0 | 0 | 0.01187 | 0 | 0 | 0.003561 | 0 | 0.0029675
MISO_MI_2_MISO_WUMS | MISO_MI | MISO_WUMS | 2035 | B7 | 400 | 0 | 117 | 0 | 0 | 0 | 0 | 0 | 0 | 0 | 0 | 0 | 0 | 0.0029675
MISO_MI_2_MISO_WUMS | MISO_MI | MISO_WUMS | 2035 | B8 | 500 | 0 | 117 | 0 | 0 | 0 | 0 | 0 | 0 | 0 | 0 | 0 | 0 | 0.0029675
MISO_MI_2_MISO_WUMS | MISO_MI | MISO_WUMS | 2035 | B9 | 800 | 0 | 117 | 0 | 0 | 0 | 0 | 0 | 0 | 0 | 0 | 0 | 0 | 0.0029675
MISO_MI_2_MISO_WUMS | MISO_MI | MISO_WUMS | 2035 | B10 | 1262 | 0 | 117 | 0 | 0 | 117 | 0 | 88.51 | 0 | 0 | 0.14244 | 0 | 0 | 0.0029675
MISO_MI_2_MISO_WUMS | MISO_MI | MISO_WUMS | 2035 | B11 | 25 | 0 | 117 | 0 | 0 | 0 | 0 | 0 | 0 | 0 | 0 | 0 | 0 | 0.0029675
MISO_MI_2_MISO_WUMS | MISO_MI | MISO_WUMS | 2035 | B12 | 200 | 0 | 117 | 0 | 0 | 0 | 0 | 0 | 0 | 0 | 0 | 0 | 0 | 0.0029675
MISO_MI_2_MISO_WUMS | MISO_MI | MISO_WUMS | 2035 | B13 | 600 | 0 | 117 | 0 | 0 | 0 | 0 | 0 | 0 | 0 | 0 | 0 | 0 | 0.0029675
MISO_MI_2_MISO_WUMS | MISO_MI | MISO_WUMS | 2035 | B14 | 900 | 0 | 117 | 0 | 0 | 0 | 0 | 0 | 0 | 0 | 0 | 0 | 0 | 0.0029675
MISO_MI_2_MISO_WUMS | MISO_MI | MISO_WUMS | 2035 | B15 | 1203 | 0 | 117 | 0 | 0 | 0 | 0 | 0 | 0 | 0 | 0 | 0 | 0 | 0.0029675
MISO_MI_2_MISO_WUMS | MISO_MI | MISO_WUMS | 2035 | B16 | 25 | 0 | 117 | 0 | 0 | 0 | 0 | 0 | 0 | 0 | 0 | 0 | 0 | 0.0029675
MISO_MI_2_MISO_WUMS | MISO_MI | MISO_WUMS | 2035 | B17 | 100 | 0 | 117 | 0 | 0 | 0 | 0 | 0 | 0 | 0 | 0 | 0 | 0 | 0.0029675
MISO_MI_2_MISO_WUMS | MISO_MI | MISO_WUMS | 2035 | B18 | 400 | 0 | 117 | 0 | 0 | 0 | 0 | 0 | 0 | 0 | 0 | 0 | 0 | 0.0029675
MISO_MI_2_MISO_WUMS | MISO_MI | MISO_WUMS | 2035 | B19 | 700 | 0 | 117 | 117 | 0 | 0 | 0 | 0 | 0.01187 | 0 | 0 | 0.008309 | 0 | 0.0029675
MISO_MI_2_MISO_WUMS | MISO_MI | MISO_WUMS | 2035 | B20 | 935 | 0 | 117 | 0 | 0 | 117 | 0 | 50.96 | 0 | 0 | 0.14244 | 0 | 0 | 0.0029675
MISO_MI_2_MISO_WUMS | MISO_MI | MISO_WUMS | 2040 | B1 | 10 | 0 | 117 | 0 | 0 | 0 | 0 | 0 | 0 | 0 | 0 | 0 | 0 | 0.090298
MISO_MI_2_MISO_WUMS | MISO_MI | MISO_WUMS | 2040 | B2 | 25 | 0 | 117 | 0 | 0 | 0 | 0 | 0 | 0 | 0 | 0 | 0 | 0 | 0.090298
MISO_MI_2_MISO_WUMS | MISO_MI | MISO_WUMS | 2040 | B3 | 75 | 0 | 117 | 0 | 0 | 0 | 0 | 0 | 0 | 0 | 0 | 0 | 0 | 0.090298
MISO_MI_2_MISO_WUMS | MISO_MI | MISO_WUMS | 2040 | B4 | 100 | 0 | 117 | 0 | 0 | 0 | 0 | 0 | 0 | 0 | 0 | 0 | 0 | 0.090298
MISO_MI_2_MISO_WUMS | MISO_MI | MISO_WUMS | 2040 | B5 | 200 | 0 | 117 | 0 | 0 | 0 | 0 | 0 | 0 | 0 | 0 | 0 | 0 | 0.090298
MISO_MI_2_MISO_WUMS | MISO_MI | MISO_WUMS | 2040 | B6 | 300 | 0 | 117 | 0 | 0 | 0 | 0 | 0 | 0 | 0 | 0 | 0 | 0 | 0.090298
MISO_MI_2_MISO_WUMS | MISO_MI | MISO_WUMS | 2040 | B7 | 400 | 0 | 117 | 0 | 0 | 0 | 0 | 0 | 0 | 0 | 0 | 0 | 0 | 0.090298
MISO_MI_2_MISO_WUMS | MISO_MI | MISO_WUMS | 2040 | B8 | 500 | 0 | 117 | 0 | 0 | 0 | 0 | 0 | 0 | 0 | 0 | 0 | 0 | 0.090298
MISO_MI_2_MISO_WUMS | MISO_MI | MISO_WUMS | 2040 | B9 | 800 | 0 | 117 | 0 | 0 | 0 | 0 | 0 | 0 | 0 | 0 | 0 | 0 | 0.090298
MISO_MI_2_MISO_WUMS | MISO_MI | MISO_WUMS | 2040 | B10 | 1262 | 0 | 117 | 0 | 0 | 0 | 0 | 0 | 0 | 0 | 0 | 0 | 0 | 0.090298
MISO_MI_2_MISO_WUMS | MISO_MI | MISO_WUMS | 2040 | B11 | 25 | 0 | 117 | 0 | 0 | 0 | 0 | 0 | 0 | 0 | 0 | 0 | 0 | 0.090298
MISO_MI_2_MISO_WUMS | MISO_MI | MISO_WUMS | 2040 | B12 | 200 | 0 | 117 | 0 | 0 | 0 | 0 | 0 | 0 | 0 | 0 | 0 | 0 | 0.090298
MISO_MI_2_MISO_WUMS | MISO_MI | MISO_WUMS | 2040 | B13 | 600 | 0 | 117 | 0 | 0 | 0 | 0 | 0 | 0 | 0 | 0 | 0 | 0 | 0.090298
MISO_MI_2_MISO_WUMS | MISO_MI | MISO_WUMS | 2040 | B14 | 900 | 0 | 117 | 0 | 0 | 0 | 0 | 0 | 0 | 0 | 0 | 0 | 0 | 0.090298
MISO_MI_2_MISO_WUMS | MISO_MI | MISO_WUMS | 2040 | B15 | 1203 | 0 | 117 | 117 | 0 | 117 | 0 | 0 | 0.10683 | 0 | 0.10683 | 0.060111 | 0 | 0.090298
MISO_MI_2_MISO_WUMS | MISO_MI | MISO_WUMS | 2040 | B16 | 25 | 0 | 117 | 0 | 0 | 0 | 0 | 0 | 0 | 0 | 0 | 0 | 0 | 0.090298
MISO_MI_2_MISO_WUMS | MISO_MI | MISO_WUMS | 2040 | B17 | 100 | 0 | 117 | 0 | 0 | 0 | 0 | 0 | 0 | 0 | 0 | 0 | 0 | 0.090298
MISO_MI_2_MISO_WUMS | MISO_MI | MISO_WUMS | 2040 | B18 | 400 | 0 | 117 | 0 | 0 | 0 | 0 | 0 | 0 | 0 | 0 | 0 | 0 | 0.090298
MISO_MI_2_MISO_WUMS | MISO_MI | MISO_WUMS | 2040 | B19 | 700 | 0 | 117 | 0 | 0 | 0 | 0 | 0 | 0 | 0 | 0 | 0 | 0 | 0.090298
MISO_MI_2_MISO_WUMS | MISO_MI | MISO_WUMS | 2040 | B20 | 935 | 0 | 117 | 117 | 0 | 0 | 0 | 0 | 0.68846 | 0 | 0 | 0.30108 | 0 | 0.090298
MISO_MI_2_MISO_WUMS | MISO_MI | MISO_WUMS | 2045 | B1 | 10 | 0 | 117 | 0 | 0 | 0 | 0 | 0 | 0 | 0 | 0 | 0 | 0 | 0.43418
MISO_MI_2_MISO_WUMS | MISO_MI | MISO_WUMS | 2045 | B2 | 25 | 0 | 117 | 0 | 0 | 0 | 0 | 0 | 0 | 0 | 0 | 0 | 0 | 0.43418
MISO_MI_2_MISO_WUMS | MISO_MI | MISO_WUMS | 2045 | B3 | 75 | 0 | 117 | 0 | 0 | 0 | 0 | 0 | 0 | 0 | 0 | 0 | 0 | 0.43418
MISO_MI_2_MISO_WUMS | MISO_MI | MISO_WUMS | 2045 | B4 | 100 | 0 | 117 | 0 | 0 | 0 | 0 | 0 | 0 | 0 | 0 | 0 | 0 | 0.43418
MISO_MI_2_MISO_WUMS | MISO_MI | MISO_WUMS | 2045 | B5 | 200 | 0 | 117 | 0 | 0 | 0 | 0 | 0 | 0 | 0 | 0 | 0 | 0 | 0.43418
MISO_MI_2_MISO_WUMS | MISO_MI | MISO_WUMS | 2045 | B6 | 300 | 0 | 117 | 0 | 0 | 0 | 0 | 0 | 0 | 0 | 0 | 0 | 0 | 0.43418
MISO_MI_2_MISO_WUMS | MISO_MI | MISO_WUMS | 2045 | B7 | 400 | 0 | 117 | 0 | 0 | 0 | 0 | 0 | 0 | 0 | 0 | 0 | 0 | 0.43418
MISO_MI_2_MISO_WUMS | MISO_MI | MISO_WUMS | 2045 | B8 | 500 | 0 | 117 | 0 | 0 | 0 | 0 | 0 | 0 | 0 | 0 | 0 | 0 | 0.43418
MISO_MI_2_MISO_WUMS | MISO_MI | MISO_WUMS | 2045 | B9 | 800 | 0 | 117 | 0 | 0 | 0 | 0 | 0 | 0 | 0 | 0 | 0 | 0 | 0.43418
MISO_MI_2_MISO_WUMS | MISO_MI | MISO_WUMS | 2045 | B10 | 1262 | 0 | 117 | 117 | 0 | 0 | 0 | 0 | 3.0981 | 0 | 0 | 1.5861 | 0 | 0.43418
MISO_MI_2_MISO_WUMS | MISO_MI | MISO_WUMS | 2045 | B11 | 25 | 0 | 117 | 0 | 0 | 0 | 0 | 0 | 0 | 0 | 0 | 0 | 0 | 0.43418
MISO_MI_2_MISO_WUMS | MISO_MI | MISO_WUMS | 2045 | B12 | 200 | 0 | 117 | 0 | 0 | 0 | 0 | 0 | 0 | 0 | 0 | 0 | 0 | 0.43418
MISO_MI_2_MISO_WUMS | MISO_MI | MISO_WUMS | 2045 | B13 | 600 | 0 | 117 | 0 | 0 | 0 | 0 | 0 | 0 | 0 | 0 | 0 | 0 | 0.43418
MISO_MI_2_MISO_WUMS | MISO_MI | MISO_WUMS | 2045 | B14 | 900 | 0 | 117 | 0 | 0 | 0 | 0 | 0 | 0 | 0 | 0 | 0 | 0 | 0.43418
MISO_MI_2_MISO_WUMS | MISO_MI | MISO_WUMS | 2045 | B15 | 1203 | 0 | 117 | 117 | 0 | 0 | 0 | 0 | 0.30862 | 0 | 0 | 0.15062 | 0 | 0.43418
MISO_MI_2_MISO_WUMS | MISO_MI | MISO_WUMS | 2045 | B16 | 25 | 0 | 117 | 0 | 0 | 0 | 0 | 0 | 0 | 0 | 0 | 0 | 0 | 0.43418
MISO_MI_2_MISO_WUMS | MISO_MI | MISO_WUMS | 2045 | B17 | 100 | 0 | 117 | 0 | 0 | 0 | 0 | 0 | 0 | 0 | 0 | 0 | 0 | 0.43418
MISO_MI_2_MISO_WUMS | MISO_MI | MISO_WUMS | 2045 | B18 | 400 | 0 | 117 | 0 | 0 | 0 | 0 | 0 | 0 | 0 | 0 | 0 | 0 | 0.43418
MISO_MI_2_MISO_WUMS | MISO_MI | MISO_WUMS | 2045 | B19 | 700 | 0 | 117 | 0 | 0 | 0 | 0 | 0 | 0 | 0 | 0 | 0 | 0 | 0.43418
MISO_MI_2_MISO_WUMS | MISO_MI | MISO_WUMS | 2045 | B20 | 935 | 0 | 117 | 56.38 | 0 | 0 | 0 | 0 | 0 | 0 | 0 | 0 | 0 | 0.43418
MISO_MI_2_MISO_WUMS | MISO_MI | MISO_WUMS | 2050 | B1 | 10 | 0 | 117 | 0 | 0 | 0 | 0 | 0 | 0 | 0 | 0 | 0 | 0 | 0
MISO_MI_2_MISO_WUMS | MISO_MI | MISO_WUMS | 2050 | B2 | 25 | 0 | 117 | 0 | 0 | 0 | 0 | 0 | 0 | 0 | 0 | 0 | 0 | 0
MISO_MI_2_MISO_WUMS | MISO_MI | MISO_WUMS | 2050 | B3 | 75 | 0 | 117 | 0 | 0 | 0 | 0 | 0 | 0 | 0 | 0 | 0 | 0 | 0
MISO_MI_2_MISO_WUMS | MISO_MI | MISO_WUMS | 2050 | B4 | 100 | 0 | 117 | 0 | 0 | 0 | 0 | 0 | 0 | 0 | 0 | 0 | 0 | 0
MISO_MI_2_MISO_WUMS | MISO_MI | MISO_WUMS | 2050 | B5 | 200 | 0 | 117 | 0 | 0 | 0 | 0 | 0 | 0 | 0 | 0 | 0 | 0 | 0
MISO_MI_2_MISO_WUMS | MISO_MI | MISO_WUMS | 2050 | B6 | 300 | 0 | 117 | 0 | 0 | 0 | 0 | 0 | 0 | 0 | 0 | 0 | 0 | 0
MISO_MI_2_MISO_WUMS | MISO_MI | MISO_WUMS | 2050 | B7 | 400 | 0 | 117 | 0 | 0 | 0 | 0 | 0 | 0 | 0 | 0 | 0 | 0 | 0
MISO_MI_2_MISO_WUMS | MISO_MI | MISO_WUMS | 2050 | B8 | 500 | 0 | 117 | 0 | 0 | 0 | 0 | 0 | 0 | 0 | 0 | 0 | 0 | 0
MISO_MI_2_MISO_WUMS | MISO_MI | MISO_WUMS | 2050 | B9 | 800 | 0 | 117 | 0 | 0 | 0 | 0 | 0 | 0 | 0 | 0 | 0 | 0 | 0
MISO_MI_2_MISO_WUMS | MISO_MI | MISO_WUMS | 2050 | B10 | 1262 | 0 | 117 | 0 | 0 | 0 | 0 | 0 | 0 | 0 | 0 | 0 | 0 | 0
MISO_MI_2_MISO_WUMS | MISO_MI | MISO_WUMS | 2050 | B11 | 25 | 0 | 117 | 0 | 0 | 0 | 0 | 0 | 0 | 0 | 0 | 0 | 0 | 0
MISO_MI_2_MISO_WUMS | MISO_MI | MISO_WUMS | 2050 | B12 | 200 | 0 | 117 | 0 | 0 | 0 | 0 | 0 | 0 | 0 | 0 | 0 | 0 | 0
MISO_MI_2_MISO_WUMS | MISO_MI | MISO_WUMS | 2050 | B13 | 600 | 0 | 117 | 0 | 0 | 0 | 0 | 0 | 0 | 0 | 0 | 0 | 0 | 0
MISO_MI_2_MISO_WUMS | MISO_MI | MISO_WUMS | 2050 | B14 | 900 | 0 | 117 | 0 | 0 | 0 | 0 | 0 | 0 | 0 | 0 | 0 | 0 | 0
MISO_MI_2_MISO_WUMS | MISO_MI | MISO_WUMS | 2050 | B15 | 1203 | 0 | 117 | 0 | 0 | 0 | 0 | 0 | 0 | 0 | 0 | 0 | 0 | 0
MISO_MI_2_MISO_WUMS | MISO_MI | MISO_WUMS | 2050 | B16 | 25 | 0 | 117 | 0 | 0 | 0 | 0 | 0 | 0 | 0 | 0 | 0 | 0 | 0
MISO_MI_2_MISO_WUMS | MISO_MI | MISO_WUMS | 2050 | B17 | 100 | 0 | 117 | 0 | 0 | 0 | 0 | 0 | 0 | 0 | 0 | 0 | 0 | 0
MISO_MI_2_MISO_WUMS | MISO_MI | MISO_WUMS | 2050 | B18 | 400 | 0 | 117 | 0 | 0 | 0 | 0 | 0 | 0 | 0 | 0 | 0 | 0 | 0
MISO_MI_2_MISO_WUMS | MISO_MI | MISO_WUMS | 2050 | B19 | 700 | 0 | 117 | 0 | 0 | 0 | 0 | 0 | 0 | 0 | 0 | 0 | 0 | 0
MISO_MI_2_MISO_WUMS | MISO_MI | MISO_WUMS | 2050 | B20 | 935 | 0 | 117 | 19.79 | 0 | 0 | 0 | 0 | 0 | 0 | 0 | 0 | 0 | 0
MISO_MI_2_PJM_ROR | MISO_MI | PJM_ROR | 2015 | B1 | 10 | 0 | 1424 | 1424 | 0 | 1424 | 0 | 0 | 1.365 | 0 | 0.2374 | 0.019226 | 0 | Infinite
MISO_MI_2_PJM_ROR | MISO_MI | PJM_ROR | 2015 | B2 | 25 | 0 | 1424 | 1137.16 | 0 | 611.04 | 0 | 0 | 0 | 0 | 0 | 0 | 0 | Infinite
MISO_MI_2_PJM_ROR | MISO_MI | PJM_ROR | 2015 | B3 | 75 | 0 | 1424 | 1424 | 0 | 0 | 0 | 0 | 2.279 | 0 | 0 | 0.24074 | 0 | Infinite
MISO_MI_2_PJM_ROR | MISO_MI | PJM_ROR | 2015 | B4 | 100 | 0 | 1424 | 1424 | 0 | 1424 | 0 | 0 | 1.5312 | 0 | 0.22553 | 0.21567 | 0 | Infinite
MISO_MI_2_PJM_ROR | MISO_MI | PJM_ROR | 2015 | B5 | 200 | 0 | 1424 | 1424 | 0 | 1424 | 0 | 0 | 2.742 | 0 | 0.01187 | 0.77239 | 0 | Infinite
MISO_MI_2_PJM_ROR | MISO_MI | PJM_ROR | 2015 | B6 | 300 | 0 | 1424 | 1424 | 0 | 1386.06 | 0 | 0 | 0.01187 | 0 | 0 | 0.0050155 | 0 | Infinite
MISO_MI_2_PJM_ROR | MISO_MI | PJM_ROR | 2015 | B7 | 400 | 0 | 1424 | 928.39 | 0 | 678.19 | 0 | 0 | 0 | 0 | 0 | 0 | 0 | Infinite
MISO_MI_2_PJM_ROR | MISO_MI | PJM_ROR | 2015 | B8 | 500 | 0 | 1424 | 160.06 | 0 | 859.88 | 0 | 0 | 0 | 0 | 0 | 0 | 0 | Infinite
MISO_MI_2_PJM_ROR | MISO_MI | PJM_ROR | 2015 | B9 | 800 | 0 | 1424 | 0 | 0 | 0 | 0 | 0 | 0 | 0 | 0 | 0 | 0 | Infinite
MISO_MI_2_PJM_ROR | MISO_MI | PJM_ROR | 2015 | B10 | 1262 | 0 | 1424 | 0 | 0 | 0 | 0 | 0 | 0 | 0 | 0 | 0 | 0 | Infinite
MISO_MI_2_PJM_ROR | MISO_MI | PJM_ROR | 2015 | B11 | 25 | 0 | 1424 | 0 | 0 | 0 | 0 | 0 | 0 | 0 | 0 | 0 | 0 | Infinite
MISO_MI_2_PJM_ROR | MISO_MI | PJM_ROR | 2015 | B12 | 200 | 0 | 1424 | 445.17 | 0 | 0 | 0 | 0 | 0 | 0 | 0 | 0 | 0 | Infinite
MISO_MI_2_PJM_ROR | MISO_MI | PJM_ROR | 2015 | B13 | 600 | 0 | 1424 | 729.84 | 0 | 0 | 0 | 0 | 0 | 0 | 0 | 0 | 0 | Infinite
MISO_MI_2_PJM_ROR | MISO_MI | PJM_ROR | 2015 | B14 | 900 | 0 | 1424 | 0 | 0 | 0 | 0 | 0 | 0 | 0 | 0 | 0 | 0 | Infinite
MISO_MI_2_PJM_ROR | MISO_MI | PJM_ROR | 2015 | B15 | 1203 | 0 | 1424 | 0 | 0 | 0 | 0 | 0 | 0 | 0 | 0 | 0 | 0 | Infinite
MISO_MI_2_PJM_ROR | MISO_MI | PJM_ROR | 2015 | B16 | 25 | 0 | 1424 | 1424 | 0 | 1180.2 | 0 | 0 | 0.07122 | 0 | 0 | 0.0025077 | 0 | Infinite
MISO_MI_2_PJM_ROR | MISO_MI | PJM_ROR | 2015 | B17 | 100 | 0 | 1424 | 1193.11 | 0 | 4.12 | 0 | 0 | 0 | 0 | 0 | 0 | 0 | Infinite
MISO_MI_2_PJM_ROR | MISO_MI | PJM_ROR | 2015 | B18 | 400 | 0 | 1424 | 70.43 | 0 | 0 | 0 | 0 | 0 | 0 | 0 | 0 | 0 | Infinite
MISO_MI_2_PJM_ROR | MISO_MI | PJM_ROR | 2015 | B19 | 700 | 0 | 1424 | 0 | 0 | 0 | 0 | 0 | 0 | 0 | 0 | 0 | 0 | Infinite
MISO_MI_2_PJM_ROR | MISO_MI | PJM_ROR | 2015 | B20 | 935 | 0 | 1424 | 0 | 0 | 0 | 0 | 0 | 0 | 0 | 0 | 0 | 0 | Infinite
MISO_MI_2_PJM_ROR | MISO_MI | PJM_ROR | 2020 | B1 | 10 | 0 | 1424 | 1122.72 | 0 | 1424 | 0 | 0 | 0 | 0 | 0.29675 | 0 | 0 | Infinite
MISO_MI_2_PJM_ROR | MISO_MI | PJM_ROR | 2020 | B2 | 25 | 0 | 1424 | 16.6 | 0 | 0 | 0 | 0 | 0 | 0 | 0 | 0 | 0 | Infinite
MISO_MI_2_PJM_ROR | MISO_MI | PJM_ROR | 2020 | B3 | 75 | 0 | 1424 | 408.41 | 0 | 0 | 0 | 0 | 0 | 0 | 0 | 0 | 0 | Infinite
MISO_MI_2_PJM_ROR | MISO_MI | PJM_ROR | 2020 | B4 | 100 | 0 | 1424 | 1424 | 0 | 0 | 0 | 0 | 1.1039 | 0 | 0 | 1.1039 | 0 | Infinite
MISO_MI_2_PJM_ROR | MISO_MI | PJM_ROR | 2020 | B5 | 200 | 0 | 1424 | 0 | 0 | 0 | 0 | 0 | 0 | 0 | 0 | 0 | 0 | Infinite
MISO_MI_2_PJM_ROR | MISO_MI | PJM_ROR | 2020 | B6 | 300 | 0 | 1424 | 0 | 0 | 0 | 0 | 0 | 0 | 0 | 0 | 0 | 0 | Infinite
MISO_MI_2_PJM_ROR | MISO_MI | PJM_ROR | 2020 | B7 | 400 | 0 | 1424 | 0 | 0 | 0 | 0 | 0 | 0 | 0 | 0 | 0 | 0 | Infinite
MISO_MI_2_PJM_ROR | MISO_MI | PJM_ROR | 2020 | B8 | 500 | 0 | 1424 | 0 | 0 | 0 | 0 | 0 | 0 | 0 | 0 | 0 | 0 | Infinite
MISO_MI_2_PJM_ROR | MISO_MI | PJM_ROR | 2020 | B9 | 800 | 0 | 1424 | 0 | 0 | 0 | 0 | 0 | 0 | 0 | 0 | 0 | 0 | Infinite
MISO_MI_2_PJM_ROR | MISO_MI | PJM_ROR | 2020 | B10 | 1262 | 0 | 1424 | 0 | 0 | 0 | 0 | 0 | 0 | 0 | 0 | 0 | 0 | Infinite
MISO_MI_2_PJM_ROR | MISO_MI | PJM_ROR | 2020 | B11 | 25 | 0 | 1424 | 0 | 0 | 0 | 0 | 0 | 0 | 0 | 0 | 0 | 0 | Infinite
MISO_MI_2_PJM_ROR | MISO_MI | PJM_ROR | 2020 | B12 | 200 | 0 | 1424 | 193.81 | 0 | 0 | 0 | 0 | 0 | 0 | 0 | 0 | 0 | Infinite
MISO_MI_2_PJM_ROR | MISO_MI | PJM_ROR | 2020 | B13 | 600 | 0 | 1424 | 0 | 0 | 0 | 0 | 0 | 0 | 0 | 0 | 0 | 0 | Infinite
MISO_MI_2_PJM_ROR | MISO_MI | PJM_ROR | 2020 | B14 | 900 | 0 | 1424 | 0 | 0 | 0 | 0 | 0 | 0 | 0 | 0 | 0 | 0 | Infinite
MISO_MI_2_PJM_ROR | MISO_MI | PJM_ROR | 2020 | B15 | 1203 | 0 | 1424 | 0 | 0 | 0 | 0 | 0 | 0 | 0 | 0 | 0 | 0 | Infinite
MISO_MI_2_PJM_ROR | MISO_MI | PJM_ROR | 2020 | B16 | 25 | 0 | 1424 | 0 | 0 | 0 | 0 | 0 | 0 | 0 | 0 | 0 | 0 | Infinite
MISO_MI_2_PJM_ROR | MISO_MI | PJM_ROR | 2020 | B17 | 100 | 0 | 1424 | 0 | 0 | 0 | 0 | 0 | 0 | 0 | 0 | 0 | 0 | Infinite
MISO_MI_2_PJM_ROR | MISO_MI | PJM_ROR | 2020 | B18 | 400 | 0 | 1424 | 327.05 | 0 | 0 | 0 | 0 | 0 | 0 | 0 | 0 | 0 | Infinite
MISO_MI_2_PJM_ROR | MISO_MI | PJM_ROR | 2020 | B19 | 700 | 0 | 1424 | 0 | 0 | 0 | 0 | 0 | 0 | 0 | 0 | 0 | 0 | Infinite
MISO_MI_2_PJM_ROR | MISO_MI | PJM_ROR | 2020 | B20 | 935 | 0 | 1424 | 0 | 0 | 0 | 0 | 0 | 0 | 0 | 0 | 0 | 0 | Infinite
MISO_MI_2_PJM_ROR | MISO_MI | PJM_ROR | 2025 | B1 | 10 | 0 | 1424 | 0 | 0 | 0 | 0 | 0 | 0 | 0 | 0 | 0 | 0 | Infinite
MISO_MI_2_PJM_ROR | MISO_MI | PJM_ROR | 2025 | B2 | 25 | 0 | 1424 | 0 | 0 | 0 | 0 | 0 | 0 | 0 | 0 | 0 | 0 | Infinite
MISO_MI_2_PJM_ROR | MISO_MI | PJM_ROR | 2025 | B3 | 75 | 0 | 1424 | 0 | 0 | 0 | 0 | 0 | 0 | 0 | 0 | 0 | 0 | Infinite
MISO_MI_2_PJM_ROR | MISO_MI | PJM_ROR | 2025 | B4 | 100 | 0 | 1424 | 0 | 0 | 0 | 0 | 0 | 0 | 0 | 0 | 0 | 0 | Infinite
MISO_MI_2_PJM_ROR | MISO_MI | PJM_ROR | 2025 | B5 | 200 | 0 | 1424 | 0 | 0 | 0 | 0 | 0 | 0 | 0 | 0 | 0 | 0 | Infinite
MISO_MI_2_PJM_ROR | MISO_MI | PJM_ROR | 2025 | B6 | 300 | 0 | 1424 | 0 | 0 | 0 | 0 | 0 | 0 | 0 | 0 | 0 | 0 | Infinite
MISO_MI_2_PJM_ROR | MISO_MI | PJM_ROR | 2025 | B7 | 400 | 0 | 1424 | 0 | 0 | 0 | 0 | 0 | 0 | 0 | 0 | 0 | 0 | Infinite
MISO_MI_2_PJM_ROR | MISO_MI | PJM_ROR | 2025 | B8 | 500 | 0 | 1424 | 0 | 0 | 0 | 0 | 0 | 0 | 0 | 0 | 0 | 0 | Infinite
MISO_MI_2_PJM_ROR | MISO_MI | PJM_ROR | 2025 | B9 | 800 | 0 | 1424 | 0 | 0 | 0 | 0 | 0 | 0 | 0 | 0 | 0 | 0 | Infinite
MISO_MI_2_PJM_ROR | MISO_MI | PJM_ROR | 2025 | B10 | 1262 | 0 | 1424 | 0 | 0 | 0 | 0 | 0 | 0 | 0 | 0 | 0 | 0 | Infinite
MISO_MI_2_PJM_ROR | MISO_MI | PJM_ROR | 2025 | B11 | 25 | 0 | 1424 | 0 | 0 | 0 | 0 | 0 | 0 | 0 | 0 | 0 | 0 | Infinite
MISO_MI_2_PJM_ROR | MISO_MI | PJM_ROR | 2025 | B12 | 200 | 0 | 1424 | 0 | 0 | 0 | 0 | 0 | 0 | 0 | 0 | 0 | 0 | Infinite
MISO_MI_2_PJM_ROR | MISO_MI | PJM_ROR | 2025 | B13 | 600 | 0 | 1424 | 0 | 0 | 0 | 0 | 0 | 0 | 0 | 0 | 0 | 0 | Infinite
MISO_MI_2_PJM_ROR | MISO_MI | PJM_ROR | 2025 | B14 | 900 | 0 | 1424 | 0 | 0 | 0 | 0 | 0 | 0 | 0 | 0 | 0 | 0 | Infinite
MISO_MI_2_PJM_ROR | MISO_MI | PJM_ROR | 2025 | B15 | 1203 | 0 | 1424 | 0 | 0 | 0 | 0 | 0 | 0 | 0 | 0 | 0 | 0 | Infinite
MISO_MI_2_PJM_ROR | MISO_MI | PJM_ROR | 2025 | B16 | 25 | 0 | 1424 | 0 | 0 | 0 | 0 | 0 | 0 | 0 | 0 | 0 | 0 | Infinite
MISO_MI_2_PJM_ROR | MISO_MI | PJM_ROR | 2025 | B17 | 100 | 0 | 1424 | 0 | 0 | 0 | 0 | 0 | 0 | 0 | 0 | 0 | 0 | Infinite
MISO_MI_2_PJM_ROR | MISO_MI | PJM_ROR | 2025 | B18 | 400 | 0 | 1424 | 0 | 0 | 0 | 0 | 0 | 0 | 0 | 0 | 0 | 0 | Infinite
MISO_MI_2_PJM_ROR | MISO_MI | PJM_ROR | 2025 | B19 | 700 | 0 | 1424 | 0 | 0 | 0 | 0 | 0 | 0 | 0 | 0 | 0 | 0 | Infinite
MISO_MI_2_PJM_ROR | MISO_MI | PJM_ROR | 2025 | B20 | 935 | 0 | 1424 | 0 | 0 | 0 | 0 | 0 | 0 | 0 | 0 | 0 | 0 | Infinite
MISO_MI_2_PJM_ROR | MISO_MI | PJM_ROR | 2030 | B1 | 10 | 0 | 1424 | 0 | 0 | 0 | 0 | 0 | 0 | 0 | 0 | 0 | 0 | Infinite
MISO_MI_2_PJM_ROR | MISO_MI | PJM_ROR | 2030 | B2 | 25 | 0 | 1424 | 0 | 0 | 0 | 0 | 0 | 0 | 0 | 0 | 0 | 0 | Infinite
MISO_MI_2_PJM_ROR | MISO_MI | PJM_ROR | 2030 | B3 | 75 | 0 | 1424 | 0 | 0 | 0 | 0 | 0 | 0 | 0 | 0 | 0 | 0 | Infinite
MISO_MI_2_PJM_ROR | MISO_MI | PJM_ROR | 2030 | B4 | 100 | 0 | 1424 | 0 | 0 | 0 | 0 | 0 | 0 | 0 | 0 | 0 | 0 | Infinite
MISO_MI_2_PJM_ROR | MISO_MI | PJM_ROR | 2030 | B5 | 200 | 0 | 1424 | 0 | 0 | 0 | 0 | 0 | 0 | 0 | 0 | 0 | 0 | Infinite
MISO_MI_2_PJM_ROR | MISO_MI | PJM_ROR | 2030 | B6 | 300 | 0 | 1424 | 0 | 0 | 0 | 0 | 0 | 0 | 0 | 0 | 0 | 0 | Infinite
MISO_MI_2_PJM_ROR | MISO_MI | PJM_ROR | 2030 | B7 | 400 | 0 | 1424 | 0 | 0 | 0 | 0 | 0 | 0 | 0 | 0 | 0 | 0 | Infinite
MISO_MI_2_PJM_ROR | MISO_MI | PJM_ROR | 2030 | B8 | 500 | 0 | 1424 | 0 | 0 | 0 | 0 | 0 | 0 | 0 | 0 | 0 | 0 | Infinite
MISO_MI_2_PJM_ROR | MISO_MI | PJM_ROR | 2030 | B9 | 800 | 0 | 1424 | 0 | 0 | 0 | 0 | 0 | 0 | 0 | 0 | 0 | 0 | Infinite
MISO_MI_2_PJM_ROR | MISO_MI | PJM_ROR | 2030 | B10 | 1262 | 0 | 1424 | 0 | 0 | 0 | 0 | 0 | 0 | 0 | 0 | 0 | 0 | Infinite
MISO_MI_2_PJM_ROR | MISO_MI | PJM_ROR | 2030 | B11 | 25 | 0 | 1424 | 0 | 0 | 0 | 0 | 0 | 0 | 0 | 0 | 0 | 0 | Infinite
MISO_MI_2_PJM_ROR | MISO_MI | PJM_ROR | 2030 | B12 | 200 | 0 | 1424 | 0 | 0 | 0 | 0 | 0 | 0 | 0 | 0 | 0 | 0 | Infinite
MISO_MI_2_PJM_ROR | MISO_MI | PJM_ROR | 2030 | B13 | 600 | 0 | 1424 | 0 | 0 | 0 | 0 | 0 | 0 | 0 | 0 | 0 | 0 | Infinite
MISO_MI_2_PJM_ROR | MISO_MI | PJM_ROR | 2030 | B14 | 900 | 0 | 1424 | 0 | 0 | 0 | 0 | 0 | 0 | 0 | 0 | 0 | 0 | Infinite
MISO_MI_2_PJM_ROR | MISO_MI | PJM_ROR | 2030 | B15 | 1203 | 0 | 1424 | 0 | 0 | 0 | 0 | 0 | 0 | 0 | 0 | 0 | 0 | Infinite
MISO_MI_2_PJM_ROR | MISO_MI | PJM_ROR | 2030 | B16 | 25 | 0 | 1424 | 0 | 0 | 0 | 0 | 0 | 0 | 0 | 0 | 0 | 0 | Infinite
MISO_MI_2_PJM_ROR | MISO_MI | PJM_ROR | 2030 | B17 | 100 | 0 | 1424 | 0 | 0 | 0 | 0 | 0 | 0 | 0 | 0 | 0 | 0 | Infinite
MISO_MI_2_PJM_ROR | MISO_MI | PJM_ROR | 2030 | B18 | 400 | 0 | 1424 | 0 | 0 | 0 | 0 | 0 | 0 | 0 | 0 | 0 | 0 | Infinite
MISO_MI_2_PJM_ROR | MISO_MI | PJM_ROR | 2030 | B19 | 700 | 0 | 1424 | 0 | 0 | 0 | 0 | 0 | 0 | 0 | 0 | 0 | 0 | Infinite
MISO_MI_2_PJM_ROR | MISO_MI | PJM_ROR | 2030 | B20 | 935 | 0 | 1424 | 0 | 0 | 0 | 0 | 0 | 0 | 0 | 0 | 0 | 0 | Infinite
MISO_MI_2_PJM_ROR | MISO_MI | PJM_ROR | 2035 | B1 | 10 | 0 | 1424 | 0 | 0 | 0 | 0 | 0 | 0 | 0 | 0 | 0 | 0 | Infinite
MISO_MI_2_PJM_ROR | MISO_MI | PJM_ROR | 2035 | B2 | 25 | 0 | 1424 | 0 | 0 | 0 | 0 | 0 | 0 | 0 | 0 | 0 | 0 | Infinite
MISO_MI_2_PJM_ROR | MISO_MI | PJM_ROR | 2035 | B3 | 75 | 0 | 1424 | 0 | 0 | 0 | 0 | 0 | 0 | 0 | 0 | 0 | 0 | Infinite
MISO_MI_2_PJM_ROR | MISO_MI | PJM_ROR | 2035 | B4 | 100 | 0 | 1424 | 0 | 0 | 0 | 0 | 0 | 0 | 0 | 0 | 0 | 0 | Infinite
MISO_MI_2_PJM_ROR | MISO_MI | PJM_ROR | 2035 | B5 | 200 | 0 | 1424 | 0 | 0 | 0 | 0 | 0 | 0 | 0 | 0 | 0 | 0 | Infinite
MISO_MI_2_PJM_ROR | MISO_MI | PJM_ROR | 2035 | B6 | 300 | 0 | 1424 | 0 | 0 | 0 | 0 | 0 | 0 | 0 | 0 | 0 | 0 | Infinite
MISO_MI_2_PJM_ROR | MISO_MI | PJM_ROR | 2035 | B7 | 400 | 0 | 1424 | 0 | 0 | 0 | 0 | 0 | 0 | 0 | 0 | 0 | 0 | Infinite
MISO_MI_2_PJM_ROR | MISO_MI | PJM_ROR | 2035 | B8 | 500 | 0 | 1424 | 0 | 0 | 0 | 0 | 0 | 0 | 0 | 0 | 0 | 0 | Infinite
MISO_MI_2_PJM_ROR | MISO_MI | PJM_ROR | 2035 | B9 | 800 | 0 | 1424 | 0 | 0 | 0 | 0 | 0 | 0 | 0 | 0 | 0 | 0 | Infinite
MISO_MI_2_PJM_ROR | MISO_MI | PJM_ROR | 2035 | B10 | 1262 | 0 | 1424 | 0 | 0 | 0 | 0 | 0 | 0 | 0 | 0 | 0 | 0 | Infinite
MISO_MI_2_PJM_ROR | MISO_MI | PJM_ROR | 2035 | B11 | 25 | 0 | 1424 | 0 | 0 | 0 | 0 | 0 | 0 | 0 | 0 | 0 | 0 | Infinite
MISO_MI_2_PJM_ROR | MISO_MI | PJM_ROR | 2035 | B12 | 200 | 0 | 1424 | 0 | 0 | 0 | 0 | 0 | 0 | 0 | 0 | 0 | 0 | Infinite
MISO_MI_2_PJM_ROR | MISO_MI | PJM_ROR | 2035 | B13 | 600 | 0 | 1424 | 0 | 0 | 0 | 0 | 0 | 0 | 0 | 0 | 0 | 0 | Infinite
MISO_MI_2_PJM_ROR | MISO_MI | PJM_ROR | 2035 | B14 | 900 | 0 | 1424 | 0 | 0 | 0 | 0 | 0 | 0 | 0 | 0 | 0 | 0 | Infinite
MISO_MI_2_PJM_ROR | MISO_MI | PJM_ROR | 2035 | B15 | 1203 | 0 | 1424 | 0 | 0 | 0 | 0 | 0 | 0 | 0 | 0 | 0 | 0 | Infinite
MISO_MI_2_PJM_ROR | MISO_MI | PJM_ROR | 2035 | B16 | 25 | 0 | 1424 | 0 | 0 | 0 | 0 | 0 | 0 | 0 | 0 | 0 | 0 | Infinite
MISO_MI_2_PJM_ROR | MISO_MI | PJM_ROR | 2035 | B17 | 100 | 0 | 1424 | 0 | 0 | 0 | 0 | 0 | 0 | 0 | 0 | 0 | 0 | Infinite
MISO_MI_2_PJM_ROR | MISO_MI | PJM_ROR | 2035 | B18 | 400 | 0 | 1424 | 0 | 0 | 0 | 0 | 0 | 0 | 0 | 0 | 0 | 0 | Infinite
MISO_MI_2_PJM_ROR | MISO_MI | PJM_ROR | 2035 | B19 | 700 | 0 | 1424 | 0 | 0 | 0 | 0 | 0 | 0 | 0 | 0 | 0 | 0 | Infinite
MISO_MI_2_PJM_ROR | MISO_MI | PJM_ROR | 2035 | B20 | 935 | 0 | 1424 | 0 | 0 | 0 | 0 | 0 | 0 | 0 | 0 | 0 | 0 | Infinite
MISO_MI_2_PJM_ROR | MISO_MI | PJM_ROR | 2040 | B1 | 10 | 0 | 1424 | 0 | 0 | 0 | 0 | 0 | 0 | 0 | 0 | 0 | 0 | Infinite
MISO_MI_2_PJM_ROR | MISO_MI | PJM_ROR | 2040 | B2 | 25 | 0 | 1424 | 0 | 0 | 0 | 0 | 0 | 0 | 0 | 0 | 0 | 0 | Infinite
MISO_MI_2_PJM_ROR | MISO_MI | PJM_ROR | 2040 | B3 | 75 | 0 | 1424 | 0 | 0 | 0 | 0 | 0 | 0 | 0 | 0 | 0 | 0 | Infinite
MISO_MI_2_PJM_ROR | MISO_MI | PJM_ROR | 2040 | B4 | 100 | 0 | 1424 | 0 | 0 | 0 | 0 | 0 | 0 | 0 | 0 | 0 | 0 | Infinite
MISO_MI_2_PJM_ROR | MISO_MI | PJM_ROR | 2040 | B5 | 200 | 0 | 1424 | 0 | 0 | 0 | 0 | 0 | 0 | 0 | 0 | 0 | 0 | Infinite
MISO_MI_2_PJM_ROR | MISO_MI | PJM_ROR | 2040 | B6 | 300 | 0 | 1424 | 0 | 0 | 0 | 0 | 0 | 0 | 0 | 0 | 0 | 0 | Infinite
MISO_MI_2_PJM_ROR | MISO_MI | PJM_ROR | 2040 | B7 | 400 | 0 | 1424 | 0 | 0 | 0 | 0 | 0 | 0 | 0 | 0 | 0 | 0 | Infinite
MISO_MI_2_PJM_ROR | MISO_MI | PJM_ROR | 2040 | B8 | 500 | 0 | 1424 | 0 | 0 | 0 | 0 | 0 | 0 | 0 | 0 | 0 | 0 | Infinite
MISO_MI_2_PJM_ROR | MISO_MI | PJM_ROR | 2040 | B9 | 800 | 0 | 1424 | 0 | 0 | 0 | 0 | 0 | 0 | 0 | 0 | 0 | 0 | Infinite
MISO_MI_2_PJM_ROR | MISO_MI | PJM_ROR | 2040 | B10 | 1262 | 0 | 1424 | 0 | 0 | 0 | 0 | 0 | 0 | 0 | 0 | 0 | 0 | Infinite
MISO_MI_2_PJM_ROR | MISO_MI | PJM_ROR | 2040 | B11 | 25 | 0 | 1424 | 0 | 0 | 0 | 0 | 0 | 0 | 0 | 0 | 0 | 0 | Infinite
MISO_MI_2_PJM_ROR | MISO_MI | PJM_ROR | 2040 | B12 | 200 | 0 | 1424 | 0 | 0 | 0 | 0 | 0 | 0 | 0 | 0 | 0 | 0 | Infinite
MISO_MI_2_PJM_ROR | MISO_MI | PJM_ROR | 2040 | B13 | 600 | 0 | 1424 | 0 | 0 | 0 | 0 | 0 | 0 | 0 | 0 | 0 | 0 | Infinite
MISO_MI_2_PJM_ROR | MISO_MI | PJM_ROR | 2040 | B14 | 900 | 0 | 1424 | 0 | 0 | 0 | 0 | 0 | 0 | 0 | 0 | 0 | 0 | Infinite
MISO_MI_2_PJM_ROR | MISO_MI | PJM_ROR | 2040 | B15 | 1203 | 0 | 1424 | 0 | 0 | 0 | 0 | 0 | 0 | 0 | 0 | 0 | 0 | Infinite
MISO_MI_2_PJM_ROR | MISO_MI | PJM_ROR | 2040 | B16 | 25 | 0 | 1424 | 0 | 0 | 0 | 0 | 0 | 0 | 0 | 0 | 0 | 0 | Infinite
MISO_MI_2_PJM_ROR | MISO_MI | PJM_ROR | 2040 | B17 | 100 | 0 | 1424 | 0 | 0 | 0 | 0 | 0 | 0 | 0 | 0 | 0 | 0 | Infinite
MISO_MI_2_PJM_ROR | MISO_MI | PJM_ROR | 2040 | B18 | 400 | 0 | 1424 | 0 | 0 | 0 | 0 | 0 | 0 | 0 | 0 | 0 | 0 | Infinite
MISO_MI_2_PJM_ROR | MISO_MI | PJM_ROR | 2040 | B19 | 700 | 0 | 1424 | 0 | 0 | 0 | 0 | 0 | 0 | 0 | 0 | 0 | 0 | Infinite
MISO_MI_2_PJM_ROR | MISO_MI | PJM_ROR | 2040 | B20 | 935 | 0 | 1424 | 0 | 0 | 0 | 0 | 0 | 0 | 0 | 0 | 0 | 0 | Infinite
MISO_MI_2_PJM_ROR | MISO_MI | PJM_ROR | 2045 | B1 | 10 | 0 | 1424 | 0 | 0 | 0 | 0 | 0 | 0 | 0 | 0 | 0 | 0 | Infinite
MISO_MI_2_PJM_ROR | MISO_MI | PJM_ROR | 2045 | B2 | 25 | 0 | 1424 | 0 | 0 | 0 | 0 | 0 | 0 | 0 | 0 | 0 | 0 | Infinite
MISO_MI_2_PJM_ROR | MISO_MI | PJM_ROR | 2045 | B3 | 75 | 0 | 1424 | 0 | 0 | 0 | 0 | 0 | 0 | 0 | 0 | 0 | 0 | Infinite
MISO_MI_2_PJM_ROR | MISO_MI | PJM_ROR | 2045 | B4 | 100 | 0 | 1424 | 0 | 0 | 0 | 0 | 0 | 0 | 0 | 0 | 0 | 0 | Infinite
MISO_MI_2_PJM_ROR | MISO_MI | PJM_ROR | 2045 | B5 | 200 | 0 | 1424 | 0 | 0 | 0 | 0 | 0 | 0 | 0 | 0 | 0 | 0 | Infinite
MISO_MI_2_PJM_ROR | MISO_MI | PJM_ROR | 2045 | B6 | 300 | 0 | 1424 | 0 | 0 | 0 | 0 | 0 | 0 | 0 | 0 | 0 | 0 | Infinite
MISO_MI_2_PJM_ROR | MISO_MI | PJM_ROR | 2045 | B7 | 400 | 0 | 1424 | 0 | 0 | 0 | 0 | 0 | 0 | 0 | 0 | 0 | 0 | Infinite
MISO_MI_2_PJM_ROR | MISO_MI | PJM_ROR | 2045 | B8 | 500 | 0 | 1424 | 0 | 0 | 0 | 0 | 0 | 0 | 0 | 0 | 0 | 0 | Infinite
MISO_MI_2_PJM_ROR | MISO_MI | PJM_ROR | 2045 | B9 | 800 | 0 | 1424 | 0 | 0 | 0 | 0 | 0 | 0 | 0 | 0 | 0 | 0 | Infinite
MISO_MI_2_PJM_ROR | MISO_MI | PJM_ROR | 2045 | B10 | 1262 | 0 | 1424 | 0 | 0 | 0 | 0 | 0 | 0 | 0 | 0 | 0 | 0 | Infinite
MISO_MI_2_PJM_ROR | MISO_MI | PJM_ROR | 2045 | B11 | 25 | 0 | 1424 | 0 | 0 | 0 | 0 | 0 | 0 | 0 | 0 | 0 | 0 | Infinite
MISO_MI_2_PJM_ROR | MISO_MI | PJM_ROR | 2045 | B12 | 200 | 0 | 1424 | 0 | 0 | 0 | 0 | 0 | 0 | 0 | 0 | 0 | 0 | Infinite
MISO_MI_2_PJM_ROR | MISO_MI | PJM_ROR | 2045 | B13 | 600 | 0 | 1424 | 0 | 0 | 0 | 0 | 0 | 0 | 0 | 0 | 0 | 0 | Infinite
MISO_MI_2_PJM_ROR | MISO_MI | PJM_ROR | 2045 | B14 | 900 | 0 | 1424 | 0 | 0 | 0 | 0 | 0 | 0 | 0 | 0 | 0 | 0 | Infinite
MISO_MI_2_PJM_ROR | MISO_MI | PJM_ROR | 2045 | B15 | 1203 | 0 | 1424 | 0 | 0 | 0 | 0 | 0 | 0 | 0 | 0 | 0 | 0 | Infinite
MISO_MI_2_PJM_ROR | MISO_MI | PJM_ROR | 2045 | B16 | 25 | 0 | 1424 | 0 | 0 | 0 | 0 | 0 | 0 | 0 | 0 | 0 | 0 | Infinite
MISO_MI_2_PJM_ROR | MISO_MI | PJM_ROR | 2045 | B17 | 100 | 0 | 1424 | 0 | 0 | 0 | 0 | 0 | 0 | 0 | 0 | 0 | 0 | Infinite
MISO_MI_2_PJM_ROR | MISO_MI | PJM_ROR | 2045 | B18 | 400 | 0 | 1424 | 0 | 0 | 0 | 0 | 0 | 0 | 0 | 0 | 0 | 0 | Infinite
MISO_MI_2_PJM_ROR | MISO_MI | PJM_ROR | 2045 | B19 | 700 | 0 | 1424 | 0 | 0 | 0 | 0 | 0 | 0 | 0 | 0 | 0 | 0 | Infinite
MISO_MI_2_PJM_ROR | MISO_MI | PJM_ROR | 2045 | B20 | 935 | 0 | 1424 | 0 | 0 | 0 | 0 | 0 | 0 | 0 | 0 | 0 | 0 | Infinite
MISO_MI_2_PJM_ROR | MISO_MI | PJM_ROR | 2050 | B1 | 10 | 0 | 1424 | 0 | 0 | 0 | 0 | 0 | 0 | 0 | 0 | 0 | 0 | Infinite
MISO_MI_2_PJM_ROR | MISO_MI | PJM_ROR | 2050 | B2 | 25 | 0 | 1424 | 0 | 0 | 0 | 0 | 0 | 0 | 0 | 0 | 0 | 0 | Infinite
MISO_MI_2_PJM_ROR | MISO_MI | PJM_ROR | 2050 | B3 | 75 | 0 | 1424 | 0 | 0 | 0 | 0 | 0 | 0 | 0 | 0 | 0 | 0 | Infinite
MISO_MI_2_PJM_ROR | MISO_MI | PJM_ROR | 2050 | B4 | 100 | 0 | 1424 | 0 | 0 | 0 | 0 | 0 | 0 | 0 | 0 | 0 | 0 | Infinite
MISO_MI_2_PJM_ROR | MISO_MI | PJM_ROR | 2050 | B5 | 200 | 0 | 1424 | 0 | 0 | 0 | 0 | 0 | 0 | 0 | 0 | 0 | 0 | Infinite
MISO_MI_2_PJM_ROR | MISO_MI | PJM_ROR | 2050 | B6 | 300 | 0 | 1424 | 0 | 0 | 0 | 0 | 0 | 0 | 0 | 0 | 0 | 0 | Infinite
MISO_MI_2_PJM_ROR | MISO_MI | PJM_ROR | 2050 | B7 | 400 | 0 | 1424 | 0 | 0 | 0 | 0 | 0 | 0 | 0 | 0 | 0 | 0 | Infinite
MISO_MI_2_PJM_ROR | MISO_MI | PJM_ROR | 2050 | B8 | 500 | 0 | 1424 | 0 | 0 | 0 | 0 | 0 | 0 | 0 | 0 | 0 | 0 | Infinite
MISO_MI_2_PJM_ROR | MISO_MI | PJM_ROR | 2050 | B9 | 800 | 0 | 1424 | 0 | 0 | 0 | 0 | 0 | 0 | 0 | 0 | 0 | 0 | Infinite
MISO_MI_2_PJM_ROR | MISO_MI | PJM_ROR | 2050 | B10 | 1262 | 0 | 1424 | 0 | 0 | 0 | 0 | 0 | 0 | 0 | 0 | 0 | 0 | Infinite
MISO_MI_2_PJM_ROR | MISO_MI | PJM_ROR | 2050 | B11 | 25 | 0 | 1424 | 0 | 0 | 0 | 0 | 0 | 0 | 0 | 0 | 0 | 0 | Infinite
MISO_MI_2_PJM_ROR | MISO_MI | PJM_ROR | 2050 | B12 | 200 | 0 | 1424 | 0 | 0 | 0 | 0 | 0 | 0 | 0 | 0 | 0 | 0 | Infinite
MISO_MI_2_PJM_ROR | MISO_MI | PJM_ROR | 2050 | B13 | 600 | 0 | 1424 | 0 | 0 | 0 | 0 | 0 | 0 | 0 | 0 | 0 | 0 | Infinite
MISO_MI_2_PJM_ROR | MISO_MI | PJM_ROR | 2050 | B14 | 900 | 0 | 1424 | 0 | 0 | 0 | 0 | 0 | 0 | 0 | 0 | 0 | 0 | Infinite
MISO_MI_2_PJM_ROR | MISO_MI | PJM_ROR | 2050 | B15 | 1203 | 0 | 1424 | 0 | 0 | 0 | 0 | 0 | 0 | 0 | 0 | 0 | 0 | Infinite
MISO_MI_2_PJM_ROR | MISO_MI | PJM_ROR | 2050 | B16 | 25 | 0 | 1424 | 0 | 0 | 0 | 0 | 0 | 0 | 0 | 0 | 0 | 0 | Infinite
MISO_MI_2_PJM_ROR | MISO_MI | PJM_ROR | 2050 | B17 | 100 | 0 | 1424 | 0 | 0 | 0 | 0 | 0 | 0 | 0 | 0 | 0 | 0 | Infinite
MISO_MI_2_PJM_ROR | MISO_MI | PJM_ROR | 2050 | B18 | 400 | 0 | 1424 | 0 | 0 | 0 | 0 | 0 | 0 | 0 | 0 | 0 | 0 | Infinite
MISO_MI_2_PJM_ROR | MISO_MI | PJM_ROR | 2050 | B19 | 700 | 0 | 1424 | 0 | 0 | 0 | 0 | 0 | 0 | 0 | 0 | 0 | 0 | Infinite
MISO_MI_2_PJM_ROR | MISO_MI | PJM_ROR | 2050 | B20 | 935 | 0 | 1424 | 0 | 0 | 0 | 0 | 0 | 0 | 0 | 0 | 0 | 0 | Infinite
MISO_MO-IL_2_ENT | MISO_MO-IL | ENT | 2015 | B1 | 10 | 0 | 2540 | 0 | 0 | 0 | 0 | 0 | 0 | 0 | 0 | 0 | 0 | Infinite
MISO_MO-IL_2_ENT | MISO_MO-IL | ENT | 2015 | B2 | 25 | 0 | 2540 | 0 | 0 | 0 | 0 | 0 | 0 | 0 | 0 | 0 | 0 | Infinite
MISO_MO-IL_2_ENT | MISO_MO-IL | ENT | 2015 | B3 | 75 | 0 | 2540 | 0 | 0 | 0 | 0 | 0 | 0 | 0 | 0 | 0 | 0 | Infinite
MISO_MO-IL_2_ENT | MISO_MO-IL | ENT | 2015 | B4 | 100 | 0 | 2540 | 0 | 0 | 0 | 0 | 0 | 0 | 0 | 0 | 0 | 0 | Infinite
MISO_MO-IL_2_ENT | MISO_MO-IL | ENT | 2015 | B5 | 200 | 0 | 2540 | 0 | 0 | 0 | 0 | 0 | 0 | 0 | 0 | 0 | 0 | Infinite
MISO_MO-IL_2_ENT | MISO_MO-IL | ENT | 2015 | B6 | 300 | 0 | 2540 | 0 | 0 | 0 | 0 | 0 | 0 | 0 | 0 | 0 | 0 | Infinite
MISO_MO-IL_2_ENT | MISO_MO-IL | ENT | 2015 | B7 | 400 | 0 | 2540 | 0 | 0 | 0 | 0 | 0 | 0 | 0 | 0 | 0 | 0 | Infinite
MISO_MO-IL_2_ENT | MISO_MO-IL | ENT | 2015 | B8 | 500 | 0 | 2540 | 0 | 0 | 0 | 0 | 0 | 0 | 0 | 0 | 0 | 0 | Infinite
MISO_MO-IL_2_ENT | MISO_MO-IL | ENT | 2015 | B9 | 800 | 0 | 2540 | 0 | 0 | 0 | 0 | 0 | 0 | 0 | 0 | 0 | 0 | Infinite
MISO_MO-IL_2_ENT | MISO_MO-IL | ENT | 2015 | B10 | 1262 | 0 | 2540 | 0 | 0 | 0 | 0 | 0 | 0 | 0 | 0 | 0 | 0 | Infinite
MISO_MO-IL_2_ENT | MISO_MO-IL | ENT | 2015 | B11 | 25 | 0 | 2540 | 0 | 0 | 0 | 0 | 0 | 0 | 0 | 0 | 0 | 0 | Infinite
MISO_MO-IL_2_ENT | MISO_MO-IL | ENT | 2015 | B12 | 200 | 0 | 2540 | 0 | 0 | 0 | 0 | 0 | 0 | 0 | 0 | 0 | 0 | Infinite
MISO_MO-IL_2_ENT | MISO_MO-IL | ENT | 2015 | B13 | 600 | 0 | 2540 | 0 | 0 | 0 | 0 | 0 | 0 | 0 | 0 | 0 | 0 | Infinite
MISO_MO-IL_2_ENT | MISO_MO-IL | ENT | 2015 | B14 | 900 | 0 | 2540 | 0 | 0 | 0 | 0 | 0 | 0 | 0 | 0 | 0 | 0 | Infinite
MISO_MO-IL_2_ENT | MISO_MO-IL | ENT | 2015 | B15 | 1203 | 0 | 2540 | 0 | 0 | 0 | 0 | 0 | 0 | 0 | 0 | 0 | 0 | Infinite
MISO_MO-IL_2_ENT | MISO_MO-IL | ENT | 2015 | B16 | 25 | 0 | 2540 | 0 | 0 | 0 | 0 | 0 | 0 | 0 | 0 | 0 | 0 | Infinite
MISO_MO-IL_2_ENT | MISO_MO-IL | ENT | 2015 | B17 | 100 | 0 | 2540 | 0 | 0 | 0 | 0 | 0 | 0 | 0 | 0 | 0 | 0 | Infinite
MISO_MO-IL_2_ENT | MISO_MO-IL | ENT | 2015 | B18 | 400 | 0 | 2540 | 0 | 0 | 0 | 0 | 0 | 0 | 0 | 0 | 0 | 0 | Infinite
MISO_MO-IL_2_ENT | MISO_MO-IL | ENT | 2015 | B19 | 700 | 0 | 2540 | 0 | 0 | 0 | 0 | 0 | 0 | 0 | 0 | 0 | 0 | Infinite
MISO_MO-IL_2_ENT | MISO_MO-IL | ENT | 2015 | B20 | 935 | 0 | 2540 | 0 | 0 | 0 | 0 | 0 | 0 | 0 | 0 | 0 | 0 | Infinite
MISO_MO-IL_2_ENT | MISO_MO-IL | ENT | 2020 | B1 | 10 | 0 | 2540 | 0 | 0 | 0 | 0 | 0 | 0 | 0 | 0 | 0 | 0 | Infinite
MISO_MO-IL_2_ENT | MISO_MO-IL | ENT | 2020 | B2 | 25 | 0 | 2540 | 0 | 0 | 0 | 0 | 0 | 0 | 0 | 0 | 0 | 0 | Infinite
MISO_MO-IL_2_ENT | MISO_MO-IL | ENT | 2020 | B3 | 75 | 0 | 2540 | 0 | 0 | 0 | 0 | 0 | 0 | 0 | 0 | 0 | 0 | Infinite
MISO_MO-IL_2_ENT | MISO_MO-IL | ENT | 2020 | B4 | 100 | 0 | 2540 | 0 | 0 | 0 | 0 | 0 | 0 | 0 | 0 | 0 | 0 | Infinite
MISO_MO-IL_2_ENT | MISO_MO-IL | ENT | 2020 | B5 | 200 | 0 | 2540 | 0 | 0 | 0 | 0 | 0 | 0 | 0 | 0 | 0 | 0 | Infinite
MISO_MO-IL_2_ENT | MISO_MO-IL | ENT | 2020 | B6 | 300 | 0 | 2540 | 0 | 0 | 0 | 0 | 0 | 0 | 0 | 0 | 0 | 0 | Infinite
MISO_MO-IL_2_ENT | MISO_MO-IL | ENT | 2020 | B7 | 400 | 0 | 2540 | 0 | 0 | 0 | 0 | 0 | 0 | 0 | 0 | 0 | 0 | Infinite
MISO_MO-IL_2_ENT | MISO_MO-IL | ENT | 2020 | B8 | 500 | 0 | 2540 | 0 | 0 | 0 | 0 | 0 | 0 | 0 | 0 | 0 | 0 | Infinite
MISO_MO-IL_2_ENT | MISO_MO-IL | ENT | 2020 | B9 | 800 | 0 | 2540 | 0 | 0 | 0 | 0 | 0 | 0 | 0 | 0 | 0 | 0 | Infinite
MISO_MO-IL_2_ENT | MISO_MO-IL | ENT | 2020 | B10 | 1262 | 0 | 2540 | 0 | 0 | 0 | 0 | 0 | 0 | 0 | 0 | 0 | 0 | Infinite
MISO_MO-IL_2_ENT | MISO_MO-IL | ENT | 2020 | B11 | 25 | 0 | 2540 | 0 | 0 | 0 | 0 | 0 | 0 | 0 | 0 | 0 | 0 | Infinite
MISO_MO-IL_2_ENT | MISO_MO-IL | ENT | 2020 | B12 | 200 | 0 | 2540 | 0 | 0 | 0 | 0 | 0 | 0 | 0 | 0 | 0 | 0 | Infinite
MISO_MO-IL_2_ENT | MISO_MO-IL | ENT | 2020 | B13 | 600 | 0 | 2540 | 0 | 0 | 0 | 0 | 0 | 0 | 0 | 0 | 0 | 0 | Infinite
MISO_MO-IL_2_ENT | MISO_MO-IL | ENT | 2020 | B14 | 900 | 0 | 2540 | 0 | 0 | 0 | 0 | 0 | 0 | 0 | 0 | 0 | 0 | Infinite
MISO_MO-IL_2_ENT | MISO_MO-IL | ENT | 2020 | B15 | 1203 | 0 | 2540 | 0 | 0 | 0 | 0 | 0 | 0 | 0 | 0 | 0 | 0 | Infinite
MISO_MO-IL_2_ENT | MISO_MO-IL | ENT | 2020 | B16 | 25 | 0 | 2540 | 0 | 0 | 0 | 0 | 0 | 0 | 0 | 0 | 0 | 0 | Infinite
MISO_MO-IL_2_ENT | MISO_MO-IL | ENT | 2020 | B17 | 100 | 0 | 2540 | 0 | 0 | 0 | 0 | 0 | 0 | 0 | 0 | 0 | 0 | Infinite
MISO_MO-IL_2_ENT | MISO_MO-IL | ENT | 2020 | B18 | 400 | 0 | 2540 | 0 | 0 | 0 | 0 | 0 | 0 | 0 | 0 | 0 | 0 | Infinite
MISO_MO-IL_2_ENT | MISO_MO-IL | ENT | 2020 | B19 | 700 | 0 | 2540 | 0 | 0 | 0 | 0 | 0 | 0 | 0 | 0 | 0 | 0 | Infinite
MISO_MO-IL_2_ENT | MISO_MO-IL | ENT | 2020 | B20 | 935 | 0 | 2540 | 0 | 0 | 0 | 0 | 0 | 0 | 0 | 0 | 0 | 0 | Infinite
MISO_MO-IL_2_ENT | MISO_MO-IL | ENT | 2025 | B1 | 10 | 0 | 2540 | 0 | 0 | 0 | 0 | 0 | 0 | 0 | 0 | 0 | 0 | Infinite
MISO_MO-IL_2_ENT | MISO_MO-IL | ENT | 2025 | B2 | 25 | 0 | 2540 | 0 | 0 | 0 | 0 | 0 | 0 | 0 | 0 | 0 | 0 | Infinite
MISO_MO-IL_2_ENT | MISO_MO-IL | ENT | 2025 | B3 | 75 | 0 | 2540 | 0 | 0 | 0 | 0 | 0 | 0 | 0 | 0 | 0 | 0 | Infinite
MISO_MO-IL_2_ENT | MISO_MO-IL | ENT | 2025 | B4 | 100 | 0 | 2540 | 0 | 0 | 0 | 0 | 0 | 0 | 0 | 0 | 0 | 0 | Infinite
MISO_MO-IL_2_ENT | MISO_MO-IL | ENT | 2025 | B5 | 200 | 0 | 2540 | 0 | 0 | 0 | 0 | 0 | 0 | 0 | 0 | 0 | 0 | Infinite
MISO_MO-IL_2_ENT | MISO_MO-IL | ENT | 2025 | B6 | 300 | 0 | 2540 | 373.92 | 0 | 742.26 | 0 | 0 | 0 | 0 | 0 | 0 | 0 | Infinite
MISO_MO-IL_2_ENT | MISO_MO-IL | ENT | 2025 | B7 | 400 | 0 | 2540 | 0 | 0 | 0 | 0 | 0 | 0 | 0 | 0 | 0 | 0 | Infinite
MISO_MO-IL_2_ENT | MISO_MO-IL | ENT | 2025 | B8 | 500 | 0 | 2540 | 0 | 0 | 0 | 0 | 0 | 0 | 0 | 0 | 0 | 0 | Infinite
MISO_MO-IL_2_ENT | MISO_MO-IL | ENT | 2025 | B9 | 800 | 0 | 2540 | 0 | 0 | 0 | 0 | 0 | 0 | 0 | 0 | 0 | 0 | Infinite
MISO_MO-IL_2_ENT | MISO_MO-IL | ENT | 2025 | B10 | 1262 | 0 | 2540 | 0 | 0 | 0 | 0 | 0 | 0 | 0 | 0 | 0 | 0 | Infinite
MISO_MO-IL_2_ENT | MISO_MO-IL | ENT | 2025 | B11 | 25 | 0 | 2540 | 0 | 0 | 0 | 0 | 0 | 0 | 0 | 0 | 0 | 0 | Infinite
MISO_MO-IL_2_ENT | MISO_MO-IL | ENT | 2025 | B12 | 200 | 0 | 2540 | 0 | 0 | 0 | 0 | 0 | 0 | 0 | 0 | 0 | 0 | Infinite
MISO_MO-IL_2_ENT | MISO_MO-IL | ENT | 2025 | B13 | 600 | 0 | 2540 | 0 | 0 | 0 | 0 | 0 | 0 | 0 | 0 | 0 | 0 | Infinite
MISO_MO-IL_2_ENT | MISO_MO-IL | ENT | 2025 | B14 | 900 | 0 | 2540 | 0 | 0 | 0 | 0 | 0 | 0 | 0 | 0 | 0 | 0 | Infinite
MISO_MO-IL_2_ENT | MISO_MO-IL | ENT | 2025 | B15 | 1203 | 0 | 2540 | 0 | 0 | 0 | 0 | 0 | 0 | 0 | 0 | 0 | 0 | Infinite
MISO_MO-IL_2_ENT | MISO_MO-IL | ENT | 2025 | B16 | 25 | 0 | 2540 | 0 | 0 | 0 | 0 | 0 | 0 | 0 | 0 | 0 | 0 | Infinite
MISO_MO-IL_2_ENT | MISO_MO-IL | ENT | 2025 | B17 | 100 | 0 | 2540 | 0 | 0 | 0 | 0 | 0 | 0 | 0 | 0 | 0 | 0 | Infinite
MISO_MO-IL_2_ENT | MISO_MO-IL | ENT | 2025 | B18 | 400 | 0 | 2540 | 0 | 0 | 0 | 0 | 0 | 0 | 0 | 0 | 0 | 0 | Infinite
MISO_MO-IL_2_ENT | MISO_MO-IL | ENT | 2025 | B19 | 700 | 0 | 2540 | 0 | 0 | 0 | 0 | 0 | 0 | 0 | 0 | 0 | 0 | Infinite
MISO_MO-IL_2_ENT | MISO_MO-IL | ENT | 2025 | B20 | 935 | 0 | 2540 | 1932.5 | 0 | 492.8 | 0 | 0 | 0 | 0 | 0 | 0 | 0 | Infinite
MISO_MO-IL_2_ENT | MISO_MO-IL | ENT | 2030 | B1 | 10 | 0 | 2540 | 0 | 0 | 0 | 0 | 0 | 0 | 0 | 0 | 0 | 0 | Infinite
MISO_MO-IL_2_ENT | MISO_MO-IL | ENT | 2030 | B2 | 25 | 0 | 2540 | 0 | 0 | 0 | 0 | 0 | 0 | 0 | 0 | 0 | 0 | Infinite
MISO_MO-IL_2_ENT | MISO_MO-IL | ENT | 2030 | B3 | 75 | 0 | 2540 | 0 | 0 | 0 | 0 | 0 | 0 | 0 | 0 | 0 | 0 | Infinite
MISO_MO-IL_2_ENT | MISO_MO-IL | ENT | 2030 | B4 | 100 | 0 | 2540 | 0 | 0 | 0 | 0 | 0 | 0 | 0 | 0 | 0 | 0 | Infinite
MISO_MO-IL_2_ENT | MISO_MO-IL | ENT | 2030 | B5 | 200 | 0 | 2540 | 0 | 0 | 0 | 0 | 0 | 0 | 0 | 0 | 0 | 0 | Infinite
MISO_MO-IL_2_ENT | MISO_MO-IL | ENT | 2030 | B6 | 300 | 0 | 2540 | 144.85 | 0 | 1127.73 | 0 | 0 | 0 | 0 | 0 | 0 | 0 | Infinite
MISO_MO-IL_2_ENT | MISO_MO-IL | ENT | 2030 | B7 | 400 | 0 | 2540 | 0 | 0 | 0 | 0 | 0 | 0 | 0 | 0 | 0 | 0 | Infinite
MISO_MO-IL_2_ENT | MISO_MO-IL | ENT | 2030 | B8 | 500 | 0 | 2540 | 0 | 0 | 0 | 0 | 0 | 0 | 0 | 0 | 0 | 0 | Infinite
MISO_MO-IL_2_ENT | MISO_MO-IL | ENT | 2030 | B9 | 800 | 0 | 2540 | 0 | 0 | 0 | 0 | 0 | 0 | 0 | 0 | 0 | 0 | Infinite
MISO_MO-IL_2_ENT | MISO_MO-IL | ENT | 2030 | B10 | 1262 | 0 | 2540 | 2540 | 0 | 2540 | 0 | 0 | 0.67659 | 0 | 0.02374 | 0.67659 | 0 | Infinite
MISO_MO-IL_2_ENT | MISO_MO-IL | ENT | 2030 | B11 | 25 | 0 | 2540 | 0 | 0 | 0 | 0 | 0 | 0 | 0 | 0 | 0 | 0 | Infinite
MISO_MO-IL_2_ENT | MISO_MO-IL | ENT | 2030 | B12 | 200 | 0 | 2540 | 0 | 0 | 0 | 0 | 0 | 0 | 0 | 0 | 0 | 0 | Infinite
MISO_MO-IL_2_ENT | MISO_MO-IL | ENT | 2030 | B13 | 600 | 0 | 2540 | 0 | 0 | 0 | 0 | 0 | 0 | 0 | 0 | 0 | 0 | Infinite
MISO_MO-IL_2_ENT | MISO_MO-IL | ENT | 2030 | B14 | 900 | 0 | 2540 | 0 | 0 | 0 | 0 | 0 | 0 | 0 | 0 | 0 | 0 | Infinite
MISO_MO-IL_2_ENT | MISO_MO-IL | ENT | 2030 | B15 | 1203 | 0 | 2540 | 0 | 0 | 0 | 0 | 0 | 0 | 0 | 0 | 0 | 0 | Infinite
MISO_MO-IL_2_ENT | MISO_MO-IL | ENT | 2030 | B16 | 25 | 0 | 2540 | 0 | 0 | 0 | 0 | 0 | 0 | 0 | 0 | 0 | 0 | Infinite
MISO_MO-IL_2_ENT | MISO_MO-IL | ENT | 2030 | B17 | 100 | 0 | 2540 | 0 | 0 | 0 | 0 | 0 | 0 | 0 | 0 | 0 | 0 | Infinite
MISO_MO-IL_2_ENT | MISO_MO-IL | ENT | 2030 | B18 | 400 | 0 | 2540 | 0 | 0 | 0 | 0 | 0 | 0 | 0 | 0 | 0 | 0 | Infinite
MISO_MO-IL_2_ENT | MISO_MO-IL | ENT | 2030 | B19 | 700 | 0 | 2540 | 0 | 0 | 0 | 0 | 0 | 0 | 0 | 0 | 0 | 0 | Infinite
MISO_MO-IL_2_ENT | MISO_MO-IL | ENT | 2030 | B20 | 935 | 0 | 2540 | 2474.34 | 0 | 0 | 0 | 0 | 0 | 0 | 0 | 0 | 0 | Infinite
MISO_MO-IL_2_ENT | MISO_MO-IL | ENT | 2035 | B1 | 10 | 0 | 2540 | 0 | 0 | 0 | 0 | 0 | 0 | 0 | 0 | 0 | 0 | Infinite
MISO_MO-IL_2_ENT | MISO_MO-IL | ENT | 2035 | B2 | 25 | 0 | 2540 | 0 | 0 | 0 | 0 | 0 | 0 | 0 | 0 | 0 | 0 | Infinite
MISO_MO-IL_2_ENT | MISO_MO-IL | ENT | 2035 | B3 | 75 | 0 | 2540 | 0 | 0 | 0 | 0 | 0 | 0 | 0 | 0 | 0 | 0 | Infinite
MISO_MO-IL_2_ENT | MISO_MO-IL | ENT | 2035 | B4 | 100 | 0 | 2540 | 0 | 0 | 0 | 0 | 0 | 0 | 0 | 0 | 0 | 0 | Infinite
MISO_MO-IL_2_ENT | MISO_MO-IL | ENT | 2035 | B5 | 200 | 0 | 2540 | 0 | 0 | 0 | 0 | 0 | 0 | 0 | 0 | 0 | 0 | Infinite
MISO_MO-IL_2_ENT | MISO_MO-IL | ENT | 2035 | B6 | 300 | 0 | 2540 | 129.35 | 0 | 478.64 | 0 | 0 | 0 | 0 | 0 | 0 | 0 | Infinite
MISO_MO-IL_2_ENT | MISO_MO-IL | ENT | 2035 | B7 | 400 | 0 | 2540 | 0 | 0 | 233.8 | 0 | 0 | 0 | 0 | 0 | 0 | 0 | Infinite
MISO_MO-IL_2_ENT | MISO_MO-IL | ENT | 2035 | B8 | 500 | 0 | 2540 | 0 | 0 | 0 | 0 | 0 | 0 | 0 | 0 | 0 | 0 | Infinite
MISO_MO-IL_2_ENT | MISO_MO-IL | ENT | 2035 | B9 | 800 | 0 | 2540 | 2353.13 | 0 | 579.7 | 0 | 0 | 0 | 0 | 0 | 0 | 0 | Infinite
MISO_MO-IL_2_ENT | MISO_MO-IL | ENT | 2035 | B10 | 1262 | 0 | 2540 | 2502.32 | 0 | 0 | 0 | 0 | 0 | 0 | 0 | 0 | 0 | Infinite
MISO_MO-IL_2_ENT | MISO_MO-IL | ENT | 2035 | B11 | 25 | 0 | 2540 | 281.9 | 0 | 0 | 0 | 0 | 0 | 0 | 0 | 0 | 0 | Infinite
MISO_MO-IL_2_ENT | MISO_MO-IL | ENT | 2035 | B12 | 200 | 0 | 2540 | 0 | 0 | 0 | 0 | 0 | 0 | 0 | 0 | 0 | 0 | Infinite
MISO_MO-IL_2_ENT | MISO_MO-IL | ENT | 2035 | B13 | 600 | 0 | 2540 | 0 | 0 | 0 | 0 | 0 | 0 | 0 | 0 | 0 | 0 | Infinite
MISO_MO-IL_2_ENT | MISO_MO-IL | ENT | 2035 | B14 | 900 | 0 | 2540 | 0 | 0 | 0 | 0 | 0 | 0 | 0 | 0 | 0 | 0 | Infinite
MISO_MO-IL_2_ENT | MISO_MO-IL | ENT | 2035 | B15 | 1203 | 0 | 2540 | 0 | 0 | 0 | 0 | 0 | 0 | 0 | 0 | 0 | 0 | Infinite
MISO_MO-IL_2_ENT | MISO_MO-IL | ENT | 2035 | B16 | 25 | 0 | 2540 | 0 | 0 | 0 | 0 | 0 | 0 | 0 | 0 | 0 | 0 | Infinite
MISO_MO-IL_2_ENT | MISO_MO-IL | ENT | 2035 | B17 | 100 | 0 | 2540 | 0 | 0 | 0 | 0 | 0 | 0 | 0 | 0 | 0 | 0 | Infinite
MISO_MO-IL_2_ENT | MISO_MO-IL | ENT | 2035 | B18 | 400 | 0 | 2540 | 0 | 0 | 0 | 0 | 0 | 0 | 0 | 0 | 0 | 0 | Infinite
MISO_MO-IL_2_ENT | MISO_MO-IL | ENT | 2035 | B19 | 700 | 0 | 2540 | 0 | 0 | 0 | 0 | 0 | 0 | 0 | 0 | 0 | 0 | Infinite
MISO_MO-IL_2_ENT | MISO_MO-IL | ENT | 2035 | B20 | 935 | 0 | 2540 | 2540 | 0 | 0 | 0 | 0 | 0.49854 | 0 | 0 | 0.49854 | 0 | Infinite
MISO_MO-IL_2_ENT | MISO_MO-IL | ENT | 2040 | B1 | 10 | 0 | 2540 | 0 | 0 | 0 | 0 | 0 | 0 | 0 | 0 | 0 | 0 | Infinite
MISO_MO-IL_2_ENT | MISO_MO-IL | ENT | 2040 | B2 | 25 | 0 | 2540 | 0 | 0 | 0 | 0 | 0 | 0 | 0 | 0 | 0 | 0 | Infinite
MISO_MO-IL_2_ENT | MISO_MO-IL | ENT | 2040 | B3 | 75 | 0 | 2540 | 0 | 0 | 0 | 0 | 0 | 0 | 0 | 0 | 0 | 0 | Infinite
MISO_MO-IL_2_ENT | MISO_MO-IL | ENT | 2040 | B4 | 100 | 0 | 2540 | 0 | 0 | 0 | 0 | 0 | 0 | 0 | 0 | 0 | 0 | Infinite
MISO_MO-IL_2_ENT | MISO_MO-IL | ENT | 2040 | B5 | 200 | 0 | 2540 | 0 | 0 | 0 | 0 | 0 | 0 | 0 | 0 | 0 | 0 | Infinite
MISO_MO-IL_2_ENT | MISO_MO-IL | ENT | 2040 | B6 | 300 | 0 | 2540 | 33.26 | 0 | 557.81 | 0 | 0 | 0 | 0 | 0 | 0 | 0 | Infinite
MISO_MO-IL_2_ENT | MISO_MO-IL | ENT | 2040 | B7 | 400 | 0 | 2540 | 0 | 0 | 333.13 | 0 | 0 | 0 | 0 | 0 | 0 | 0 | Infinite
MISO_MO-IL_2_ENT | MISO_MO-IL | ENT | 2040 | B8 | 500 | 0 | 2540 | 0 | 0 | 0 | 0 | 0 | 0 | 0 | 0 | 0 | 0 | Infinite
MISO_MO-IL_2_ENT | MISO_MO-IL | ENT | 2040 | B9 | 800 | 0 | 2540 | 2159.75 | 0 | 2540 | 0 | 0 | 0 | 0 | 0.53415 | 0 | 0 | Infinite
MISO_MO-IL_2_ENT | MISO_MO-IL | ENT | 2040 | B10 | 1262 | 0 | 2540 | 2540 | 0 | 1648.42 | 0 | 0 | 4.4631 | 0 | 0 | 1.6566 | 0 | Infinite
MISO_MO-IL_2_ENT | MISO_MO-IL | ENT | 2040 | B11 | 25 | 0 | 2540 | 931.73 | 0 | 1300 | 0 | 0 | 0 | 0 | 0 | 0 | 0 | Infinite
MISO_MO-IL_2_ENT | MISO_MO-IL | ENT | 2040 | B12 | 200 | 0 | 2540 | 0 | 0 | 0 | 0 | 0 | 0 | 0 | 0 | 0 | 0 | Infinite
MISO_MO-IL_2_ENT | MISO_MO-IL | ENT | 2040 | B13 | 600 | 0 | 2540 | 0 | 0 | 0 | 0 | 0 | 0 | 0 | 0 | 0 | 0 | Infinite
MISO_MO-IL_2_ENT | MISO_MO-IL | ENT | 2040 | B14 | 900 | 0 | 2540 | 0 | 0 | 0 | 0 | 0 | 0 | 0 | 0 | 0 | 0 | Infinite
MISO_MO-IL_2_ENT | MISO_MO-IL | ENT | 2040 | B15 | 1203 | 0 | 2540 | 2540 | 0 | 0 | 0 | 0 | 1.5668 | 0 | 0 | 0.55438 | 0 | Infinite
MISO_MO-IL_2_ENT | MISO_MO-IL | ENT | 2040 | B16 | 25 | 0 | 2540 | 0 | 0 | 0 | 0 | 0 | 0 | 0 | 0 | 0 | 0 | Infinite
MISO_MO-IL_2_ENT | MISO_MO-IL | ENT | 2040 | B17 | 100 | 0 | 2540 | 0 | 0 | 0 | 0 | 0 | 0 | 0 | 0 | 0 | 0 | Infinite
MISO_MO-IL_2_ENT | MISO_MO-IL | ENT | 2040 | B18 | 400 | 0 | 2540 | 0 | 0 | 0 | 0 | 0 | 0 | 0 | 0 | 0 | 0 | Infinite
MISO_MO-IL_2_ENT | MISO_MO-IL | ENT | 2040 | B19 | 700 | 0 | 2540 | 0 | 0 | 0 | 0 | 0 | 0 | 0 | 0 | 0 | 0 | Infinite
MISO_MO-IL_2_ENT | MISO_MO-IL | ENT | 2040 | B20 | 935 | 0 | 2540 | 2540 | 0 | 0 | 0 | 0 | 3.1812 | 0 | 0 | 0.87482 | 0 | Infinite
MISO_MO-IL_2_ENT | MISO_MO-IL | ENT | 2045 | B1 | 10 | 0 | 2540 | 0 | 0 | 0 | 0 | 0 | 0 | 0 | 0 | 0 | 0 | Infinite
MISO_MO-IL_2_ENT | MISO_MO-IL | ENT | 2045 | B2 | 25 | 0 | 2540 | 0 | 0 | 0 | 0 | 0 | 0 | 0 | 0 | 0 | 0 | Infinite
MISO_MO-IL_2_ENT | MISO_MO-IL | ENT | 2045 | B3 | 75 | 0 | 2540 | 0 | 0 | 0 | 0 | 0 | 0 | 0 | 0 | 0 | 0 | Infinite
MISO_MO-IL_2_ENT | MISO_MO-IL | ENT | 2045 | B4 | 100 | 0 | 2540 | 0 | 0 | 0 | 0 | 0 | 0 | 0 | 0 | 0 | 0 | Infinite
MISO_MO-IL_2_ENT | MISO_MO-IL | ENT | 2045 | B5 | 200 | 0 | 2540 | 0 | 0 | 0 | 0 | 0 | 0 | 0 | 0 | 0 | 0 | Infinite
MISO_MO-IL_2_ENT | MISO_MO-IL | ENT | 2045 | B6 | 300 | 0 | 2540 | 0 | 0 | 0 | 0 | 0 | 0 | 0 | 0 | 0 | 0 | Infinite
MISO_MO-IL_2_ENT | MISO_MO-IL | ENT | 2045 | B7 | 400 | 0 | 2540 | 0 | 0 | 0 | 0 | 0 | 0 | 0 | 0 | 0 | 0 | Infinite
MISO_MO-IL_2_ENT | MISO_MO-IL | ENT | 2045 | B8 | 500 | 0 | 2540 | 955.23 | 0 | 0 | 0 | 0 | 0 | 0 | 0 | 0 | 0 | Infinite
MISO_MO-IL_2_ENT | MISO_MO-IL | ENT | 2045 | B9 | 800 | 0 | 2540 | 2540 | 0 | 2540 | 0 | 0 | 0.16618 | 0 | 0.68846 | 0.031653 | 0 | Infinite
MISO_MO-IL_2_ENT | MISO_MO-IL | ENT | 2045 | B10 | 1262 | 0 | 2540 | 2540 | 0 | 2540 | 0 | 0 | 3.1099 | 0 | 0.72407 | 0.93446 | 0 | Infinite
MISO_MO-IL_2_ENT | MISO_MO-IL | ENT | 2045 | B11 | 25 | 0 | 2540 | 0 | 0 | 379.84 | 0 | 0 | 0 | 0 | 0 | 0 | 0 | Infinite
MISO_MO-IL_2_ENT | MISO_MO-IL | ENT | 2045 | B12 | 200 | 0 | 2540 | 0 | 0 | 0 | 0 | 0 | 0 | 0 | 0 | 0 | 0 | Infinite
MISO_MO-IL_2_ENT | MISO_MO-IL | ENT | 2045 | B13 | 600 | 0 | 2540 | 0 | 0 | 0 | 0 | 0 | 0 | 0 | 0 | 0 | 0 | Infinite
MISO_MO-IL_2_ENT | MISO_MO-IL | ENT | 2045 | B14 | 900 | 0 | 2540 | 0 | 0 | 0 | 0 | 0 | 0 | 0 | 0 | 0 | 0 | Infinite
MISO_MO-IL_2_ENT | MISO_MO-IL | ENT | 2045 | B15 | 1203 | 0 | 2540 | 2540 | 0 | 0 | 0 | 0 | 5.4721 | 0 | 0 | 1.5674 | 0 | Infinite
MISO_MO-IL_2_ENT | MISO_MO-IL | ENT | 2045 | B16 | 25 | 0 | 2540 | 0 | 0 | 0 | 0 | 0 | 0 | 0 | 0 | 0 | 0 | Infinite
MISO_MO-IL_2_ENT | MISO_MO-IL | ENT | 2045 | B17 | 100 | 0 | 2540 | 0 | 0 | 0 | 0 | 0 | 0 | 0 | 0 | 0 | 0 | Infinite
MISO_MO-IL_2_ENT | MISO_MO-IL | ENT | 2045 | B18 | 400 | 0 | 2540 | 0 | 0 | 0 | 0 | 0 | 0 | 0 | 0 | 0 | 0 | Infinite
MISO_MO-IL_2_ENT | MISO_MO-IL | ENT | 2045 | B19 | 700 | 0 | 2540 | 0 | 0 | 0 | 0 | 0 | 0 | 0 | 0 | 0 | 0 | Infinite
MISO_MO-IL_2_ENT | MISO_MO-IL | ENT | 2045 | B20 | 935 | 0 | 2540 | 2540 | 0 | 0 | 0 | 0 | 2.4215 | 0 | 0 | 0.53907 | 0 | Infinite
MISO_MO-IL_2_ENT | MISO_MO-IL | ENT | 2050 | B1 | 10 | 0 | 2540 | 0 | 0 | 0 | 0 | 0 | 0 | 0 | 0 | 0 | 0 | Infinite
MISO_MO-IL_2_ENT | MISO_MO-IL | ENT | 2050 | B2 | 25 | 0 | 2540 | 0 | 0 | 0 | 0 | 0 | 0 | 0 | 0 | 0 | 0 | Infinite
MISO_MO-IL_2_ENT | MISO_MO-IL | ENT | 2050 | B3 | 75 | 0 | 2540 | 0 | 0 | 0 | 0 | 0 | 0 | 0 | 0 | 0 | 0 | Infinite
MISO_MO-IL_2_ENT | MISO_MO-IL | ENT | 2050 | B4 | 100 | 0 | 2540 | 0 | 0 | 0 | 0 | 0 | 0 | 0 | 0 | 0 | 0 | Infinite
MISO_MO-IL_2_ENT | MISO_MO-IL | ENT | 2050 | B5 | 200 | 0 | 2540 | 0 | 0 | 0 | 0 | 0 | 0 | 0 | 0 | 0 | 0 | Infinite
MISO_MO-IL_2_ENT | MISO_MO-IL | ENT | 2050 | B6 | 300 | 0 | 2540 | 0 | 0 | 0 | 0 | 0 | 0 | 0 | 0 | 0 | 0 | Infinite
MISO_MO-IL_2_ENT | MISO_MO-IL | ENT | 2050 | B7 | 400 | 0 | 2540 | 0 | 0 | 0 | 0 | 0 | 0 | 0 | 0 | 0 | 0 | Infinite
MISO_MO-IL_2_ENT | MISO_MO-IL | ENT | 2050 | B8 | 500 | 0 | 2540 | 222.89 | 0 | 0 | 0 | 0 | 0 | 0 | 0 | 0 | 0 | Infinite
MISO_MO-IL_2_ENT | MISO_MO-IL | ENT | 2050 | B9 | 800 | 0 | 2540 | 2540 | 0 | 2540 | 0 | 0 | 0.48667 | 0 | 1.6855 | 0.19438 | 0 | Infinite
MISO_MO-IL_2_ENT | MISO_MO-IL | ENT | 2050 | B10 | 1262 | 0 | 2540 | 1870.58 | 0 | 2540 | 0 | 0 | 0 | 0 | 0.78342 | 0 | 0 | Infinite
MISO_MO-IL_2_ENT | MISO_MO-IL | ENT | 2050 | B11 | 25 | 0 | 2540 | 456.37 | 0 | 0 | 0 | 0 | 0 | 0 | 0 | 0 | 0 | Infinite
MISO_MO-IL_2_ENT | MISO_MO-IL | ENT | 2050 | B12 | 200 | 0 | 2540 | 0 | 0 | 0 | 0 | 0 | 0 | 0 | 0 | 0 | 0 | Infinite
MISO_MO-IL_2_ENT | MISO_MO-IL | ENT | 2050 | B13 | 600 | 0 | 2540 | 0 | 0 | 0 | 0 | 0 | 0 | 0 | 0 | 0 | 0 | Infinite
MISO_MO-IL_2_ENT | MISO_MO-IL | ENT | 2050 | B14 | 900 | 0 | 2540 | 0 | 0 | 0 | 0 | 0 | 0 | 0 | 0 | 0 | 0 | Infinite
MISO_MO-IL_2_ENT | MISO_MO-IL | ENT | 2050 | B15 | 1203 | 0 | 2540 | 2540 | 0 | 0 | 0 | 0 | 2.8251 | 0 | 0 | 1.6967 | 0 | Infinite
MISO_MO-IL_2_ENT | MISO_MO-IL | ENT | 2050 | B16 | 25 | 0 | 2540 | 0 | 0 | 0 | 0 | 0 | 0 | 0 | 0 | 0 | 0 | Infinite
MISO_MO-IL_2_ENT | MISO_MO-IL | ENT | 2050 | B17 | 100 | 0 | 2540 | 0 | 0 | 0 | 0 | 0 | 0 | 0 | 0 | 0 | 0 | Infinite
MISO_MO-IL_2_ENT | MISO_MO-IL | ENT | 2050 | B18 | 400 | 0 | 2540 | 0 | 0 | 0 | 0 | 0 | 0 | 0 | 0 | 0 | 0 | Infinite
MISO_MO-IL_2_ENT | MISO_MO-IL | ENT | 2050 | B19 | 700 | 0 | 2540 | 0 | 0 | 0 | 0 | 0 | 0 | 0 | 0 | 0 | 0 | Infinite
MISO_MO-IL_2_ENT | MISO_MO-IL | ENT | 2050 | B20 | 935 | 0 | 2540 | 1931.31 | 0 | 0 | 0 | 0 | 0 | 0 | 0 | 0 | 0 | Infinite
MISO_MO-IL_2_MISO_IN | MISO_MO-IL | MISO_IN | 2015 | B1 | 10 | 0 | 2100 | 456.71 | 0 | 1438.2 | 0 | 0 | 0 | 0 | 0 | 0 | 0 | 0.30927
MISO_MO-IL_2_MISO_IN | MISO_MO-IL | MISO_IN | 2015 | B2 | 25 | 0 | 2100 | 1272.2 | 0 | 2032.87 | 0 | 0 | 0 | 0 | 0 | 0 | 0 | 0.30927
MISO_MO-IL_2_MISO_IN | MISO_MO-IL | MISO_IN | 2015 | B3 | 75 | 0 | 2100 | 196.31 | 0 | 342.25 | 0 | 0 | 0 | 0 | 0 | 0 | 0 | 0.30927
MISO_MO-IL_2_MISO_IN | MISO_MO-IL | MISO_IN | 2015 | B4 | 100 | 0 | 2100 | 98.81 | 0 | 85.25 | 0 | 0 | 0 | 0 | 0 | 0 | 0 | 0.30927
MISO_MO-IL_2_MISO_IN | MISO_MO-IL | MISO_IN | 2015 | B5 | 200 | 0 | 2100 | 0 | 0 | 807.49 | 0 | 0 | 0 | 0 | 0 | 0 | 0 | 0.30927
MISO_MO-IL_2_MISO_IN | MISO_MO-IL | MISO_IN | 2015 | B6 | 300 | 0 | 2100 | 0 | 0 | 579.34 | 0 | 0 | 0 | 0 | 0 | 0 | 0 | 0.30927
MISO_MO-IL_2_MISO_IN | MISO_MO-IL | MISO_IN | 2015 | B7 | 400 | 0 | 2100 | 923.34 | 0 | 936.39 | 0 | 0 | 0 | 0 | 0 | 0 | 0 | 0.30927
MISO_MO-IL_2_MISO_IN | MISO_MO-IL | MISO_IN | 2015 | B8 | 500 | 0 | 2100 | 1686.94 | 0 | 1697.8 | 0 | 0 | 0 | 0 | 0 | 0 | 0 | 0.30927
MISO_MO-IL_2_MISO_IN | MISO_MO-IL | MISO_IN | 2015 | B9 | 800 | 0 | 2100 | 2100 | 0 | 2100 | 0 | 81.14 | 0.18992 | 0 | 0.29675 | 0.036175 | 0 | 0.30927
MISO_MO-IL_2_MISO_IN | MISO_MO-IL | MISO_IN | 2015 | B10 | 1262 | 0 | 2100 | 2100 | 0 | 2100 | 0 | 1870.89 | 2.5639 | 0 | 0.29675 | 0.7704 | 0 | 0.30927
MISO_MO-IL_2_MISO_IN | MISO_MO-IL | MISO_IN | 2015 | B11 | 25 | 0 | 2100 | 61.22 | 0 | 395.84 | 0 | 0 | 0 | 0 | 0 | 0 | 0 | 0.30927
MISO_MO-IL_2_MISO_IN | MISO_MO-IL | MISO_IN | 2015 | B12 | 200 | 0 | 2100 | 1298.57 | 0 | 2006.37 | 0 | 0 | 0 | 0 | 0 | 0 | 0 | 0.30927
MISO_MO-IL_2_MISO_IN | MISO_MO-IL | MISO_IN | 2015 | B13 | 600 | 0 | 2100 | 996.32 | 0 | 1259.16 | 0 | 0 | 0 | 0 | 0 | 0 | 0 | 0.30927
MISO_MO-IL_2_MISO_IN | MISO_MO-IL | MISO_IN | 2015 | B14 | 900 | 0 | 2100 | 1608.75 | 0 | 2100 | 0 | 0 | 0 | 0 | 0.02374 | 0 | 0 | 0.30927
MISO_MO-IL_2_MISO_IN | MISO_MO-IL | MISO_IN | 2015 | B15 | 1203 | 0 | 2100 | 2100 | 0 | 2100 | 0 | 0 | 0.86651 | 0 | 0.07122 | 0.24819 | 0 | 0.30927
MISO_MO-IL_2_MISO_IN | MISO_MO-IL | MISO_IN | 2015 | B16 | 25 | 0 | 2100 | 1822.41 | 0 | 1862.1 | 0 | 0 | 0 | 0 | 0 | 0 | 0 | 0.30927
MISO_MO-IL_2_MISO_IN | MISO_MO-IL | MISO_IN | 2015 | B17 | 100 | 0 | 2100 | 2039.78 | 0 | 2100 | 0 | 0 | 0 | 0 | 0.01187 | 0 | 0 | 0.30927
MISO_MO-IL_2_MISO_IN | MISO_MO-IL | MISO_IN | 2015 | B18 | 400 | 0 | 2100 | 1367.48 | 0 | 1436.3 | 0 | 0 | 0 | 0 | 0 | 0 | 0 | 0.30927
MISO_MO-IL_2_MISO_IN | MISO_MO-IL | MISO_IN | 2015 | B19 | 700 | 0 | 2100 | 856.74 | 0 | 942.15 | 0 | 0 | 0 | 0 | 0 | 0 | 0 | 0.30927
MISO_MO-IL_2_MISO_IN | MISO_MO-IL | MISO_IN | 2015 | B20 | 935 | 0 | 2100 | 2100 | 0 | 2100 | 0 | 0 | 0.81903 | 0 | 0.08309 | 0.18233 | 0 | 0.30927
MISO_MO-IL_2_MISO_IN | MISO_MO-IL | MISO_IN | 2020 | B1 | 10 | 0 | 2100 | 690.3 | 0 | 176.48 | 0 | 0 | 0 | 0 | 0 | 0 | 0 | 0.029675
MISO_MO-IL_2_MISO_IN | MISO_MO-IL | MISO_IN | 2020 | B2 | 25 | 0 | 2100 | 1748.53 | 0 | 1738.33 | 0 | 0 | 0 | 0 | 0 | 0 | 0 | 0.029675
MISO_MO-IL_2_MISO_IN | MISO_MO-IL | MISO_IN | 2020 | B3 | 75 | 0 | 2100 | 0 | 0 | 0 | 0 | 0 | 0 | 0 | 0 | 0 | 0 | 0.029675
MISO_MO-IL_2_MISO_IN | MISO_MO-IL | MISO_IN | 2020 | B4 | 100 | 0 | 2100 | 0 | 0 | 311.63 | 0 | 0 | 0 | 0 | 0 | 0 | 0 | 0.029675
MISO_MO-IL_2_MISO_IN | MISO_MO-IL | MISO_IN | 2020 | B5 | 200 | 0 | 2100 | 0 | 0 | 15.44 | 0 | 0 | 0 | 0 | 0 | 0 | 0 | 0.029675
MISO_MO-IL_2_MISO_IN | MISO_MO-IL | MISO_IN | 2020 | B6 | 300 | 0 | 2100 | 0 | 0 | 287.41 | 0 | 0 | 0 | 0 | 0 | 0 | 0 | 0.029675
MISO_MO-IL_2_MISO_IN | MISO_MO-IL | MISO_IN | 2020 | B7 | 400 | 0 | 2100 | 0 | 0 | 270.64 | 0 | 0 | 0 | 0 | 0 | 0 | 0 | 0.029675
MISO_MO-IL_2_MISO_IN | MISO_MO-IL | MISO_IN | 2020 | B8 | 500 | 0 | 2100 | 0 | 0 | 0 | 0 | 0 | 0 | 0 | 0 | 0 | 0 | 0.029675
MISO_MO-IL_2_MISO_IN | MISO_MO-IL | MISO_IN | 2020 | B9 | 800 | 0 | 2100 | 0 | 0 | 74.35 | 0 | 0 | 0 | 0 | 0 | 0 | 0 | 0.029675
MISO_MO-IL_2_MISO_IN | MISO_MO-IL | MISO_IN | 2020 | B10 | 1262 | 0 | 2100 | 1719.32 | 0 | 1193.09 | 0 | 0 | 0 | 0 | 0 | 0 | 0 | 0.029675
MISO_MO-IL_2_MISO_IN | MISO_MO-IL | MISO_IN | 2020 | B11 | 25 | 0 | 2100 | 0 | 0 | 0 | 0 | 0 | 0 | 0 | 0 | 0 | 0 | 0.029675
MISO_MO-IL_2_MISO_IN | MISO_MO-IL | MISO_IN | 2020 | B12 | 200 | 0 | 2100 | 585.99 | 0 | 1353.2 | 0 | 0 | 0 | 0 | 0 | 0 | 0 | 0.029675
MISO_MO-IL_2_MISO_IN | MISO_MO-IL | MISO_IN | 2020 | B13 | 600 | 0 | 2100 | 556.72 | 0 | 1398.02 | 0 | 0 | 0 | 0 | 0 | 0 | 0 | 0.029675
MISO_MO-IL_2_MISO_IN | MISO_MO-IL | MISO_IN | 2020 | B14 | 900 | 0 | 2100 | 422.03 | 0 | 1145.04 | 0 | 0 | 0 | 0 | 0 | 0 | 0 | 0.029675
MISO_MO-IL_2_MISO_IN | MISO_MO-IL | MISO_IN | 2020 | B15 | 1203 | 0 | 2100 | 651.83 | 0 | 211.99 | 0 | 0 | 0 | 0 | 0 | 0 | 0 | 0.029675
MISO_MO-IL_2_MISO_IN | MISO_MO-IL | MISO_IN | 2020 | B16 | 25 | 0 | 2100 | 2100 | 0 | 2100 | 0 | 652.67 | 0.1187 | 0 | 0.01187 | 0.1187 | 0 | 0.029675
MISO_MO-IL_2_MISO_IN | MISO_MO-IL | MISO_IN | 2020 | B17 | 100 | 0 | 2100 | 1769.16 | 0 | 1349.98 | 0 | 0 | 0 | 0 | 0 | 0 | 0 | 0.029675
MISO_MO-IL_2_MISO_IN | MISO_MO-IL | MISO_IN | 2020 | B18 | 400 | 0 | 2100 | 68.15 | 0 | 126.89 | 0 | 0 | 0 | 0 | 0 | 0 | 0 | 0.029675
MISO_MO-IL_2_MISO_IN | MISO_MO-IL | MISO_IN | 2020 | B19 | 700 | 0 | 2100 | 624.49 | 0 | 1302.26 | 0 | 0 | 0 | 0 | 0 | 0 | 0 | 0.029675
MISO_MO-IL_2_MISO_IN | MISO_MO-IL | MISO_IN | 2020 | B20 | 935 | 0 | 2100 | 0 | 0 | 0 | 0 | 0 | 0 | 0 | 0 | 0 | 0 | 0.029675
MISO_MO-IL_2_MISO_IN | MISO_MO-IL | MISO_IN | 2025 | B1 | 10 | 0 | 2100 | 0 | 0 | 0 | 0 | 0 | 0 | 0 | 0 | 0 | 0 | 0.075101
MISO_MO-IL_2_MISO_IN | MISO_MO-IL | MISO_IN | 2025 | B2 | 25 | 0 | 2100 | 851.35 | 0 | 369.24 | 0 | 0 | 0 | 0 | 0 | 0 | 0 | 0.075101
MISO_MO-IL_2_MISO_IN | MISO_MO-IL | MISO_IN | 2025 | B3 | 75 | 0 | 2100 | 9.93 | 0 | 0 | 0 | 0 | 0 | 0 | 0 | 0 | 0 | 0.075101
MISO_MO-IL_2_MISO_IN | MISO_MO-IL | MISO_IN | 2025 | B4 | 100 | 0 | 2100 | 0 | 0 | 0 | 0 | 0 | 0 | 0 | 0 | 0 | 0 | 0.075101
MISO_MO-IL_2_MISO_IN | MISO_MO-IL | MISO_IN | 2025 | B5 | 200 | 0 | 2100 | 0 | 0 | 300.21 | 0 | 0 | 0 | 0 | 0 | 0 | 0 | 0.075101
MISO_MO-IL_2_MISO_IN | MISO_MO-IL | MISO_IN | 2025 | B6 | 300 | 0 | 2100 | 0 | 0 | 0 | 0 | 0 | 0 | 0 | 0 | 0 | 0 | 0.075101
MISO_MO-IL_2_MISO_IN | MISO_MO-IL | MISO_IN | 2025 | B7 | 400 | 0 | 2100 | 534.79 | 0 | 2100 | 0 | 0 | 0 | 0 | 0.01187 | 0 | 0 | 0.075101
MISO_MO-IL_2_MISO_IN | MISO_MO-IL | MISO_IN | 2025 | B8 | 500 | 0 | 2100 | 338.26 | 0 | 1632.4 | 0 | 0 | 0 | 0 | 0 | 0 | 0 | 0.075101
MISO_MO-IL_2_MISO_IN | MISO_MO-IL | MISO_IN | 2025 | B9 | 800 | 0 | 2100 | 0 | 0 | 2100 | 0 | 0 | 0 | 0 | 0.01187 | 0 | 0 | 0.075101
MISO_MO-IL_2_MISO_IN | MISO_MO-IL | MISO_IN | 2025 | B10 | 1262 | 0 | 2100 | 1164.12 | 0 | 603.11 | 0 | 0 | 0 | 0 | 0 | 0 | 0 | 0.075101
MISO_MO-IL_2_MISO_IN | MISO_MO-IL | MISO_IN | 2025 | B11 | 25 | 0 | 2100 | 98.76 | 0 | 0 | 0 | 0 | 0 | 0 | 0 | 0 | 0 | 0.075101
MISO_MO-IL_2_MISO_IN | MISO_MO-IL | MISO_IN | 2025 | B12 | 200 | 0 | 2100 | 2100 | 0 | 1485.47 | 0 | 0 | 0.14244 | 0 | 0 | 0.087655 | 0 | 0.075101
MISO_MO-IL_2_MISO_IN | MISO_MO-IL | MISO_IN | 2025 | B13 | 600 | 0 | 2100 | 1643.47 | 0 | 1372.43 | 0 | 0 | 0 | 0 | 0 | 0 | 0 | 0.075101
MISO_MO-IL_2_MISO_IN | MISO_MO-IL | MISO_IN | 2025 | B14 | 900 | 0 | 2100 | 1164.65 | 0 | 1101.91 | 0 | 0 | 0 | 0 | 0 | 0 | 0 | 0.075101
MISO_MO-IL_2_MISO_IN | MISO_MO-IL | MISO_IN | 2025 | B15 | 1203 | 0 | 2100 | 1189.88 | 0 | 75.95 | 0 | 0 | 0 | 0 | 0 | 0 | 0 | 0.075101
MISO_MO-IL_2_MISO_IN | MISO_MO-IL | MISO_IN | 2025 | B16 | 25 | 0 | 2100 | 2100 | 0 | 2100 | 0 | 0 | 0.01187 | 0 | 0.05935 | 0.00091308 | 0 | 0.075101
MISO_MO-IL_2_MISO_IN | MISO_MO-IL | MISO_IN | 2025 | B17 | 100 | 0 | 2100 | 2100 | 0 | 2100 | 0 | 0 | 0.68846 | 0 | 0.05935 | 0.21183 | 0 | 0.075101
MISO_MO-IL_2_MISO_IN | MISO_MO-IL | MISO_IN | 2025 | B18 | 400 | 0 | 2100 | 0 | 0 | 2068.19 | 0 | 0 | 0 | 0 | 0 | 0 | 0 | 0.075101
MISO_MO-IL_2_MISO_IN | MISO_MO-IL | MISO_IN | 2025 | B19 | 700 | 0 | 2100 | 0 | 0 | 2100 | 0 | 0 | 0 | 0 | 0 | 0 | 0 | 0.075101
MISO_MO-IL_2_MISO_IN | MISO_MO-IL | MISO_IN | 2025 | B20 | 935 | 0 | 2100 | 0 | 0 | 0 | 0 | 0 | 0 | 0 | 0 | 0 | 0 | 0.075101
MISO_MO-IL_2_MISO_IN | MISO_MO-IL | MISO_IN | 2030 | B1 | 10 | 0 | 2100 | 114.2 | 0 | 2100 | 0 | 900.76 | 0 | 0 | 0.40358 | 0 | 0 | 0.41664
MISO_MO-IL_2_MISO_IN | MISO_MO-IL | MISO_IN | 2030 | B2 | 25 | 0 | 2100 | 2100 | 0 | 0 | 0 | 0 | 0.37984 | 0 | 0 | 0.0013537 | 0 | 0.41664
MISO_MO-IL_2_MISO_IN | MISO_MO-IL | MISO_IN | 2030 | B3 | 75 | 0 | 2100 | 1138.15 | 0 | 807.41 | 0 | 0 | 0 | 0 | 0 | 0 | 0 | 0.41664
MISO_MO-IL_2_MISO_IN | MISO_MO-IL | MISO_IN | 2030 | B4 | 100 | 0 | 2100 | 0 | 0 | 2100 | 0 | 0 | 0 | 0 | 0.18992 | 0 | 0 | 0.41664
MISO_MO-IL_2_MISO_IN | MISO_MO-IL | MISO_IN | 2030 | B5 | 200 | 0 | 2100 | 498.09 | 0 | 1268.33 | 0 | 0 | 0 | 0 | 0 | 0 | 0 | 0.41664
MISO_MO-IL_2_MISO_IN | MISO_MO-IL | MISO_IN | 2030 | B6 | 300 | 0 | 2100 | 2100 | 0 | 1540.44 | 0 | 0 | 0.1187 | 0 | 0 | 0.0050763 | 0 | 0.41664
MISO_MO-IL_2_MISO_IN | MISO_MO-IL | MISO_IN | 2030 | B7 | 400 | 0 | 2100 | 1930.14 | 0 | 1959.52 | 0 | 0 | 0 | 0 | 0 | 0 | 0 | 0.41664
MISO_MO-IL_2_MISO_IN | MISO_MO-IL | MISO_IN | 2030 | B8 | 500 | 0 | 2100 | 2100 | 0 | 2100 | 0 | 364.04 | 0.9496 | 0 | 0.40358 | 0.067684 | 0 | 0.41664
MISO_MO-IL_2_MISO_IN | MISO_MO-IL | MISO_IN | 2030 | B9 | 800 | 0 | 2100 | 2100 | 0 | 2100 | 0 | 0 | 0.58163 | 0 | 0.20179 | 0.06633 | 0 | 0.41664
MISO_MO-IL_2_MISO_IN | MISO_MO-IL | MISO_IN | 2030 | B10 | 1262 | 0 | 2100 | 2100 | 0 | 2100 | 0 | 0 | 0.86651 | 0 | 0.26114 | 0.15589 | 0 | 0.41664
MISO_MO-IL_2_MISO_IN | MISO_MO-IL | MISO_IN | 2030 | B11 | 25 | 0 | 2100 | 1344.79 | 0 | 710.61 | 0 | 0 | 0 | 0 | 0 | 0 | 0 | 0.41664
MISO_MO-IL_2_MISO_IN | MISO_MO-IL | MISO_IN | 2030 | B12 | 200 | 0 | 2100 | 2100 | 0 | 2014.57 | 0 | 0 | 5.2584 | 0 | 0 | 0.14992 | 0 | 0.41664
MISO_MO-IL_2_MISO_IN | MISO_MO-IL | MISO_IN | 2030 | B13 | 600 | 0 | 2100 | 2100 | 0 | 2100 | 0 | 0 | 1.009 | 0 | 0.18992 | 0.086297 | 0 | 0.41664
MISO_MO-IL_2_MISO_IN | MISO_MO-IL | MISO_IN | 2030 | B14 | 900 | 0 | 2100 | 2100 | 0 | 2100 | 0 | 363.65 | 3.0031 | 0 | 0.40358 | 0.38529 | 0 | 0.41664
MISO_MO-IL_2_MISO_IN | MISO_MO-IL | MISO_IN | 2030 | B15 | 1203 | 0 | 2100 | 2100 | 0 | 2100 | 0 | 186.64 | 0.97334 | 0 | 0.40358 | 0.16692 | 0 | 0.41664
MISO_MO-IL_2_MISO_IN | MISO_MO-IL | MISO_IN | 2030 | B16 | 25 | 0 | 2100 | 2100 | 0 | 2100 | 0 | 948.86 | 9.7571 | 0 | 0.40358 | 0.034772 | 0 | 0.41664
MISO_MO-IL_2_MISO_IN | MISO_MO-IL | MISO_IN | 2030 | B17 | 100 | 0 | 2100 | 2100 | 0 | 2100 | 0 | 2188.95 | 6.2674 | 0 | 0.40358 | 0.089342 | 0 | 0.41664
MISO_MO-IL_2_MISO_IN | MISO_MO-IL | MISO_IN | 2030 | B18 | 400 | 0 | 2100 | 2100 | 0 | 2100 | 0 | 1070.14 | 3.561 | 0 | 0.40358 | 0.20305 | 0 | 0.41664
MISO_MO-IL_2_MISO_IN | MISO_MO-IL | MISO_IN | 2030 | B19 | 700 | 0 | 2100 | 2100 | 0 | 2100 | 0 | 673.71 | 2.552 | 0 | 0.40358 | 0.25466 | 0 | 0.41664
MISO_MO-IL_2_MISO_IN | MISO_MO-IL | MISO_IN | 2030 | B20 | 935 | 0 | 2100 | 1708.7 | 0 | 2100 | 0 | 0 | 0 | 0 | 0.16618 | 0 | 0 | 0.41664
MISO_MO-IL_2_MISO_IN | MISO_MO-IL | MISO_IN | 2035 | B1 | 10 | 0 | 2100 | 0 | 0 | 0 | 0 | 0 | 0 | 0 | 0 | 0 | 0 | 0.12404
MISO_MO-IL_2_MISO_IN | MISO_MO-IL | MISO_IN | 2035 | B2 | 25 | 0 | 2100 | 0 | 0 | 0 | 0 | 0 | 0 | 0 | 0 | 0 | 0 | 0.12404
MISO_MO-IL_2_MISO_IN | MISO_MO-IL | MISO_IN | 2035 | B3 | 75 | 0 | 2100 | 0 | 0 | 0 | 0 | 0 | 0 | 0 | 0 | 0 | 0 | 0.12404
MISO_MO-IL_2_MISO_IN | MISO_MO-IL | MISO_IN | 2035 | B4 | 100 | 0 | 2100 | 0 | 0 | 0 | 0 | 0 | 0 | 0 | 0 | 0 | 0 | 0.12404
MISO_MO-IL_2_MISO_IN | MISO_MO-IL | MISO_IN | 2035 | B5 | 200 | 0 | 2100 | 0 | 0 | 0 | 0 | 0 | 0 | 0 | 0 | 0 | 0 | 0.12404
MISO_MO-IL_2_MISO_IN | MISO_MO-IL | MISO_IN | 2035 | B6 | 300 | 0 | 2100 | 0 | 0 | 0 | 0 | 0 | 0 | 0 | 0 | 0 | 0 | 0.12404
MISO_MO-IL_2_MISO_IN | MISO_MO-IL | MISO_IN | 2035 | B7 | 400 | 0 | 2100 | 0 | 0 | 839.29 | 0 | 0 | 0 | 0 | 0 | 0 | 0 | 0.12404
MISO_MO-IL_2_MISO_IN | MISO_MO-IL | MISO_IN | 2035 | B8 | 500 | 0 | 2100 | 623.32 | 0 | 1445.49 | 0 | 0 | 0 | 0 | 0 | 0 | 0 | 0.12404
MISO_MO-IL_2_MISO_IN | MISO_MO-IL | MISO_IN | 2035 | B9 | 800 | 0 | 2100 | 0 | 0 | 1890.76 | 0 | 0 | 0 | 0 | 0 | 0 | 0 | 0.12404
MISO_MO-IL_2_MISO_IN | MISO_MO-IL | MISO_IN | 2035 | B10 | 1262 | 0 | 2100 | 2100 | 0 | 2100 | 0 | 2344.83 | 0.84277 | 0 | 0.10683 | 0.41465 | 0 | 0.12404
MISO_MO-IL_2_MISO_IN | MISO_MO-IL | MISO_IN | 2035 | B11 | 25 | 0 | 2100 | 0 | 0 | 0 | 0 | 0 | 0 | 0 | 0 | 0 | 0 | 0.12404
MISO_MO-IL_2_MISO_IN | MISO_MO-IL | MISO_IN | 2035 | B12 | 200 | 0 | 2100 | 1234.93 | 0 | 1548.94 | 0 | 0 | 0 | 0 | 0 | 0 | 0 | 0.12404
MISO_MO-IL_2_MISO_IN | MISO_MO-IL | MISO_IN | 2035 | B13 | 600 | 0 | 2100 | 1000.63 | 0 | 2019.3 | 0 | 0 | 0 | 0 | 0 | 0 | 0 | 0.12404
MISO_MO-IL_2_MISO_IN | MISO_MO-IL | MISO_IN | 2035 | B14 | 900 | 0 | 2100 | 1392.37 | 0 | 2100 | 0 | 0 | 0 | 0 | 0.09496 | 0 | 0 | 0.12404
MISO_MO-IL_2_MISO_IN | MISO_MO-IL | MISO_IN | 2035 | B15 | 1203 | 0 | 2100 | 2100 | 0 | 2100 | 0 | 0 | 0.05935 | 0 | 0.09496 | 0.027835 | 0 | 0.12404
MISO_MO-IL_2_MISO_IN | MISO_MO-IL | MISO_IN | 2035 | B16 | 25 | 0 | 2100 | 2017.86 | 0 | 2100 | 0 | 1777.18 | 0 | 0 | 0.10683 | 0 | 0 | 0.12404
MISO_MO-IL_2_MISO_IN | MISO_MO-IL | MISO_IN | 2035 | B17 | 100 | 0 | 2100 | 2100 | 0 | 2100 | 0 | 1596.45 | 1.3769 | 0 | 0.10683 | 0.053681 | 0 | 0.12404
MISO_MO-IL_2_MISO_IN | MISO_MO-IL | MISO_IN | 2035 | B18 | 400 | 0 | 2100 | 314.64 | 0 | 2100 | 0 | 346.16 | 0 | 0 | 0.10683 | 0 | 0 | 0.12404
MISO_MO-IL_2_MISO_IN | MISO_MO-IL | MISO_IN | 2035 | B19 | 700 | 0 | 2100 | 0 | 0 | 2100 | 0 | 0 | 0 | 0 | 0.05935 | 0 | 0 | 0.12404
MISO_MO-IL_2_MISO_IN | MISO_MO-IL | MISO_IN | 2035 | B20 | 935 | 0 | 2100 | 486.83 | 0 | 2100 | 0 | 0 | 0 | 0 | 0.03561 | 0 | 0 | 0.12404
MISO_MO-IL_2_MISO_IN | MISO_MO-IL | MISO_IN | 2040 | B1 | 10 | 0 | 2100 | 0 | 0 | 823.4 | 0 | 0 | 0 | 0 | 0 | 0 | 0 | 0.63801
MISO_MO-IL_2_MISO_IN | MISO_MO-IL | MISO_IN | 2040 | B2 | 25 | 0 | 2100 | 0 | 0 | 18.8 | 0 | 0 | 0 | 0 | 0 | 0 | 0 | 0.63801
MISO_MO-IL_2_MISO_IN | MISO_MO-IL | MISO_IN | 2040 | B3 | 75 | 0 | 2100 | 0 | 0 | 0 | 0 | 0 | 0 | 0 | 0 | 0 | 0 | 0.63801
MISO_MO-IL_2_MISO_IN | MISO_MO-IL | MISO_IN | 2040 | B4 | 100 | 0 | 2100 | 0 | 0 | 285.38 | 0 | 0 | 0 | 0 | 0 | 0 | 0 | 0.63801
MISO_MO-IL_2_MISO_IN | MISO_MO-IL | MISO_IN | 2040 | B5 | 200 | 0 | 2100 | 0 | 0 | 0 | 0 | 0 | 0 | 0 | 0 | 0 | 0 | 0.63801
MISO_MO-IL_2_MISO_IN | MISO_MO-IL | MISO_IN | 2040 | B6 | 300 | 0 | 2100 | 0 | 0 | 0 | 0 | 0 | 0 | 0 | 0 | 0 | 0 | 0.63801
MISO_MO-IL_2_MISO_IN | MISO_MO-IL | MISO_IN | 2040 | B7 | 400 | 0 | 2100 | 728.09 | 0 | 2061.13 | 0 | 0 | 0 | 0 | 0 | 0 | 0 | 0.63801
MISO_MO-IL_2_MISO_IN | MISO_MO-IL | MISO_IN | 2040 | B8 | 500 | 0 | 2100 | 650.42 | 0 | 2100 | 0 | 258.41 | 0 | 0 | 1.1633 | 0 | 0 | 0.63801
MISO_MO-IL_2_MISO_IN | MISO_MO-IL | MISO_IN | 2040 | B9 | 800 | 0 | 2100 | 0 | 0 | 1942.43 | 0 | 0 | 0 | 0 | 0 | 0 | 0 | 0.63801
MISO_MO-IL_2_MISO_IN | MISO_MO-IL | MISO_IN | 2040 | B10 | 1262 | 0 | 2100 | 2100 | 0 | 2100 | 0 | 2612.01 | 3.5135 | 0 | 1.1633 | 1.2946 | 0 | 0.63801
MISO_MO-IL_2_MISO_IN | MISO_MO-IL | MISO_IN | 2040 | B11 | 25 | 0 | 2100 | 0 | 0 | 0 | 0 | 0 | 0 | 0 | 0 | 0 | 0 | 0.63801
MISO_MO-IL_2_MISO_IN | MISO_MO-IL | MISO_IN | 2040 | B12 | 200 | 0 | 2100 | 1462.24 | 0 | 1605.73 | 0 | 0 | 0 | 0 | 0 | 0 | 0 | 0.63801
MISO_MO-IL_2_MISO_IN | MISO_MO-IL | MISO_IN | 2040 | B13 | 600 | 0 | 2100 | 870.89 | 0 | 2100 | 0 | 0 | 0 | 0 | 0.86651 | 0 | 0 | 0.63801
MISO_MO-IL_2_MISO_IN | MISO_MO-IL | MISO_IN | 2040 | B14 | 900 | 0 | 2100 | 1837.57 | 0 | 2100 | 0 | 479.96 | 0 | 0 | 1.1633 | 0 | 0 | 0.63801
MISO_MO-IL_2_MISO_IN | MISO_MO-IL | MISO_IN | 2040 | B15 | 1203 | 0 | 2100 | 2100 | 0 | 2100 | 0 | 2167.54 | 1.8992 | 0 | 1.1633 | 0.66708 | 0 | 0.63801
MISO_MO-IL_2_MISO_IN | MISO_MO-IL | MISO_IN | 2040 | B16 | 25 | 0 | 2100 | 2100 | 0 | 2100 | 0 | 0 | 0.52228 | 0 | 0.36797 | 0.0038123 | 0 | 0.63801
MISO_MO-IL_2_MISO_IN | MISO_MO-IL | MISO_IN | 2040 | B17 | 100 | 0 | 2100 | 1837.09 | 0 | 2100 | 0 | 0 | 0 | 0 | 0.34423 | 0 | 0 | 0.63801
MISO_MO-IL_2_MISO_IN | MISO_MO-IL | MISO_IN | 2040 | B18 | 400 | 0 | 2100 | 863.94 | 0 | 2100 | 0 | 0 | 0 | 0 | 1.092 | 0 | 0 | 0.63801
MISO_MO-IL_2_MISO_IN | MISO_MO-IL | MISO_IN | 2040 | B19 | 700 | 0 | 2100 | 182.37 | 0 | 2100 | 0 | 0 | 0 | 0 | 0.87838 | 0 | 0 | 0.63801
MISO_MO-IL_2_MISO_IN | MISO_MO-IL | MISO_IN | 2040 | B20 | 935 | 0 | 2100 | 2100 | 0 | 2100 | 0 | 2628.64 | 2.1485 | 0 | 1.1633 | 0.58652 | 0 | 0.63801
MISO_MO-IL_2_MISO_IN | MISO_MO-IL | MISO_IN | 2045 | B1 | 10 | 0 | 2100 | 0 | 0 | 0 | 0 | 0 | 0 | 0 | 0 | 0 | 0 | 1.031
MISO_MO-IL_2_MISO_IN | MISO_MO-IL | MISO_IN | 2045 | B2 | 25 | 0 | 2100 | 922.89 | 0 | 0 | 0 | 0 | 0 | 0 | 0 | 0 | 0 | 1.031
MISO_MO-IL_2_MISO_IN | MISO_MO-IL | MISO_IN | 2045 | B3 | 75 | 0 | 2100 | 0 | 0 | 0 | 0 | 0 | 0 | 0 | 0 | 0 | 0 | 1.031
MISO_MO-IL_2_MISO_IN | MISO_MO-IL | MISO_IN | 2045 | B4 | 100 | 0 | 2100 | 0 | 0 | 0 | 0 | 0 | 0 | 0 | 0 | 0 | 0 | 1.031
MISO_MO-IL_2_MISO_IN | MISO_MO-IL | MISO_IN | 2045 | B5 | 200 | 0 | 2100 | 0 | 0 | 152.92 | 0 | 0 | 0 | 0 | 0 | 0 | 0 | 1.031
MISO_MO-IL_2_MISO_IN | MISO_MO-IL | MISO_IN | 2045 | B6 | 300 | 0 | 2100 | 0 | 0 | 383.87 | 0 | 0 | 0 | 0 | 0 | 0 | 0 | 1.031
MISO_MO-IL_2_MISO_IN | MISO_MO-IL | MISO_IN | 2045 | B7 | 400 | 0 | 2100 | 1302.81 | 0 | 1517.85 | 0 | 0 | 0 | 0 | 0 | 0 | 0 | 1.031
MISO_MO-IL_2_MISO_IN | MISO_MO-IL | MISO_IN | 2045 | B8 | 500 | 0 | 2100 | 1125.86 | 0 | 2100 | 0 | 0 | 0 | 0 | 1.1158 | 0 | 0 | 1.031
MISO_MO-IL_2_MISO_IN | MISO_MO-IL | MISO_IN | 2045 | B9 | 800 | 0 | 2100 | 513.47 | 0 | 2100 | 0 | 0 | 0 | 0 | 0.81903 | 0 | 0 | 1.031
MISO_MO-IL_2_MISO_IN | MISO_MO-IL | MISO_IN | 2045 | B10 | 1262 | 0 | 2100 | 2100 | 0 | 2100 | 0 | 273.07 | 3.9883 | 0 | 1.282 | 0.9633 | 0 | 1.031
MISO_MO-IL_2_MISO_IN | MISO_MO-IL | MISO_IN | 2045 | B11 | 25 | 0 | 2100 | 0 | 0 | 1084.54 | 0 | 0 | 0 | 0 | 0 | 0 | 0 | 1.031
MISO_MO-IL_2_MISO_IN | MISO_MO-IL | MISO_IN | 2045 | B12 | 200 | 0 | 2100 | 2100 | 0 | 2100 | 0 | 0 | 0.3561 | 0 | 1.1158 | 0.013631 | 0 | 1.031
MISO_MO-IL_2_MISO_IN | MISO_MO-IL | MISO_IN | 2045 | B13 | 600 | 0 | 2100 | 2100 | 0 | 2100 | 0 | 0 | 1.0683 | 0 | 1.1158 | 0.12268 | 0 | 1.031
MISO_MO-IL_2_MISO_IN | MISO_MO-IL | MISO_IN | 2045 | B14 | 900 | 0 | 2100 | 2100 | 0 | 2100 | 0 | 0 | 2.4215 | 0 | 1.1158 | 0.4171 | 0 | 1.031
MISO_MO-IL_2_MISO_IN | MISO_MO-IL | MISO_IN | 2045 | B15 | 1203 | 0 | 2100 | 2100 | 0 | 2100 | 0 | 1562.23 | 5.0329 | 0 | 1.282 | 1.1588 | 0 | 1.031
MISO_MO-IL_2_MISO_IN | MISO_MO-IL | MISO_IN | 2045 | B16 | 25 | 0 | 2100 | 2100 | 0 | 2100 | 0 | 0 | 3.6322 | 0 | 1.1395 | 0.017379 | 0 | 1.031
MISO_MO-IL_2_MISO_IN | MISO_MO-IL | MISO_IN | 2045 | B17 | 100 | 0 | 2100 | 2100 | 0 | 2100 | 0 | 0 | 3.9765 | 0 | 1.1158 | 0.076104 | 0 | 1.031
MISO_MO-IL_2_MISO_IN | MISO_MO-IL | MISO_IN | 2045 | B18 | 400 | 0 | 2100 | 1764.97 | 0 | 2100 | 0 | 0 | 0 | 0 | 1.1158 | 0 | 0 | 1.031
MISO_MO-IL_2_MISO_IN | MISO_MO-IL | MISO_IN | 2045 | B19 | 700 | 0 | 2100 | 1556.27 | 0 | 2100 | 0 | 0 | 0 | 0 | 1.1158 | 0 | 0 | 1.031
MISO_MO-IL_2_MISO_IN | MISO_MO-IL | MISO_IN | 2045 | B20 | 935 | 0 | 2100 | 2100 | 0 | 2100 | 0 | 0 | 7.5731 | 0 | 1.282 | 1.3552 | 0 | 1.031
MISO_MO-IL_2_MISO_IN | MISO_MO-IL | MISO_IN | 2050 | B1 | 10 | 0 | 2100 | 4.98 | 0 | 0 | 0 | 0 | 0 | 0 | 0 | 0 | 0 | 0.84762
MISO_MO-IL_2_MISO_IN | MISO_MO-IL | MISO_IN | 2050 | B2 | 25 | 0 | 2100 | 371.84 | 0 | 0 | 0 | 0 | 0 | 0 | 0 | 0 | 0 | 0.84762
MISO_MO-IL_2_MISO_IN | MISO_MO-IL | MISO_IN | 2050 | B3 | 75 | 0 | 2100 | 147.36 | 0 | 0 | 0 | 0 | 0 | 0 | 0 | 0 | 0 | 0.84762
MISO_MO-IL_2_MISO_IN | MISO_MO-IL | MISO_IN | 2050 | B4 | 100 | 0 | 2100 | 0 | 0 | 0 | 0 | 0 | 0 | 0 | 0 | 0 | 0 | 0.84762
MISO_MO-IL_2_MISO_IN | MISO_MO-IL | MISO_IN | 2050 | B5 | 200 | 0 | 2100 | 0 | 0 | 0 | 0 | 0 | 0 | 0 | 0 | 0 | 0 | 0.84762
MISO_MO-IL_2_MISO_IN | MISO_MO-IL | MISO_IN | 2050 | B6 | 300 | 0 | 2100 | 0 | 0 | 0 | 0 | 0 | 0 | 0 | 0 | 0 | 0 | 0.84762
MISO_MO-IL_2_MISO_IN | MISO_MO-IL | MISO_IN | 2050 | B7 | 400 | 0 | 2100 | 0.02 | 0 | 1364.4 | 0 | 0 | 0 | 0 | 0 | 0 | 0 | 0.84762
MISO_MO-IL_2_MISO_IN | MISO_MO-IL | MISO_IN | 2050 | B8 | 500 | 0 | 2100 | 613.63 | 0 | 2100 | 0 | 0 | 0 | 0 | 1.3176 | 0 | 0 | 0.84762
MISO_MO-IL_2_MISO_IN | MISO_MO-IL | MISO_IN | 2050 | B9 | 800 | 0 | 2100 | 40.49 | 0 | 2100 | 0 | 0 | 0 | 0 | 1.3176 | 0 | 0 | 0.84762
MISO_MO-IL_2_MISO_IN | MISO_MO-IL | MISO_IN | 2050 | B10 | 1262 | 0 | 2100 | 2100 | 0 | 2100 | 0 | 1805.49 | 4.1189 | 0 | 1.4956 | 1.4746 | 0 | 0.84762
MISO_MO-IL_2_MISO_IN | MISO_MO-IL | MISO_IN | 2050 | B11 | 25 | 0 | 2100 | 0 | 0 | 0 | 0 | 0 | 0 | 0 | 0 | 0 | 0 | 0.84762
MISO_MO-IL_2_MISO_IN | MISO_MO-IL | MISO_IN | 2050 | B12 | 200 | 0 | 2100 | 1548.42 | 0 | 2100 | 0 | 0 | 0 | 0 | 0.15431 | 0 | 0 | 0.84762
MISO_MO-IL_2_MISO_IN | MISO_MO-IL | MISO_IN | 2050 | B13 | 600 | 0 | 2100 | 1614.69 | 0 | 2100 | 0 | 426.46 | 0 | 0 | 1.4956 | 0 | 0 | 0.84762
MISO_MO-IL_2_MISO_IN | MISO_MO-IL | MISO_IN | 2050 | B14 | 900 | 0 | 2100 | 1884.76 | 0 | 2100 | 0 | 1131.42 | 0 | 0 | 1.4956 | 0 | 0 | 0.84762
MISO_MO-IL_2_MISO_IN | MISO_MO-IL | MISO_IN | 2050 | B15 | 1203 | 0 | 2100 | 2100 | 0 | 2100 | 0 | 2510.83 | 2.0416 | 0 | 1.4956 | 0.69676 | 0 | 0.84762
MISO_MO-IL_2_MISO_IN | MISO_MO-IL | MISO_IN | 2050 | B16 | 25 | 0 | 2100 | 2100 | 0 | 2100 | 0 | 4945.66 | 3.7153 | 0 | 1.4956 | 0.02635 | 0 | 0.84762
MISO_MO-IL_2_MISO_IN | MISO_MO-IL | MISO_IN | 2050 | B17 | 100 | 0 | 2100 | 2100 | 0 | 2100 | 0 | 3310.78 | 3.9765 | 0 | 1.4956 | 0.11281 | 0 | 0.84762
MISO_MO-IL_2_MISO_IN | MISO_MO-IL | MISO_IN | 2050 | B18 | 400 | 0 | 2100 | 1290.79 | 0 | 2100 | 0 | 1383.55 | 0 | 0 | 1.4956 | 0 | 0 | 0.84762
MISO_MO-IL_2_MISO_IN | MISO_MO-IL | MISO_IN | 2050 | B19 | 700 | 0 | 2100 | 1773.77 | 0 | 2100 | 0 | 71.63 | 0 | 0 | 1.4956 | 0 | 0 | 0.84762
MISO_MO-IL_2_MISO_IN | MISO_MO-IL | MISO_IN | 2050 | B20 | 935 | 0 | 2100 | 2100 | 0 | 2100 | 0 | 2826.61 | 4.0714 | 0 | 1.4956 | 1.0799 | 0 | 0.84762
MISO_MO-IL_2_MISO_W | MISO_MO-IL | MISO_W | 2015 | B1 | 10 | 0 | 960 | 0 | 0 | 0 | 0 | 0 | 0 | 0 | 0 | 0 | 0 | 0.25506
MISO_MO-IL_2_MISO_W | MISO_MO-IL | MISO_W | 2015 | B2 | 25 | 0 | 960 | 524.14 | 0 | 0 | 0 | 0 | 0 | 0 | 0 | 0 | 0 | 0.25506
MISO_MO-IL_2_MISO_W | MISO_MO-IL | MISO_W | 2015 | B3 | 75 | 0 | 960 | 960 | 0 | 960 | 0 | 0 | 2.0179 | 0 | 0.22553 | 0.040059 | 0 | 0.25506
MISO_MO-IL_2_MISO_W | MISO_MO-IL | MISO_W | 2015 | B4 | 100 | 0 | 960 | 960 | 0 | 0 | 0 | 0 | 2.4571 | 0 | 0 | 0.065037 | 0 | 0.25506
MISO_MO-IL_2_MISO_W | MISO_MO-IL | MISO_W | 2015 | B5 | 200 | 0 | 960 | 960 | 0 | 148.1 | 0 | 0 | 2.1129 | 0 | 0 | 0.11185 | 0 | 0.25506
MISO_MO-IL_2_MISO_W | MISO_MO-IL | MISO_W | 2015 | B6 | 300 | 0 | 960 | 960 | 0 | 960 | 0 | 0 | 0.98521 | 0 | 0.2374 | 0.078233 | 0 | 0.25506
MISO_MO-IL_2_MISO_W | MISO_MO-IL | MISO_W | 2015 | B7 | 400 | 0 | 960 | 960 | 0 | 748.32 | 0 | 0 | 0.84277 | 0 | 0 | 0.089229 | 0 | 0.25506
MISO_MO-IL_2_MISO_W | MISO_MO-IL | MISO_W | 2015 | B8 | 500 | 0 | 960 | 876.4 | 0 | 900.75 | 0 | 0 | 0 | 0 | 0 | 0 | 0 | 0.25506
MISO_MO-IL_2_MISO_W | MISO_MO-IL | MISO_W | 2015 | B9 | 800 | 0 | 960 | 960 | 0 | 255.52 | 0 | 0 | 0.20179 | 0 | 0 | 0.042729 | 0 | 0.25506
MISO_MO-IL_2_MISO_W | MISO_MO-IL | MISO_W | 2015 | B10 | 1262 | 0 | 960 | 888.08 | 0 | 511.98 | 0 | 0 | 0 | 0 | 0 | 0 | 0 | 0.25506
MISO_MO-IL_2_MISO_W | MISO_MO-IL | MISO_W | 2015 | B11 | 25 | 0 | 960 | 363.09 | 0 | 156.94 | 0 | 0 | 0 | 0 | 0 | 0 | 0 | 0.25506
MISO_MO-IL_2_MISO_W | MISO_MO-IL | MISO_W | 2015 | B12 | 200 | 0 | 960 | 0 | 0 | 0 | 0 | 0 | 0 | 0 | 0 | 0 | 0 | 0.25506
MISO_MO-IL_2_MISO_W | MISO_MO-IL | MISO_W | 2015 | B13 | 600 | 0 | 960 | 484.51 | 0 | 350.15 | 0 | 0 | 0 | 0 | 0 | 0 | 0 | 0.25506
MISO_MO-IL_2_MISO_W | MISO_MO-IL | MISO_W | 2015 | B14 | 900 | 0 | 960 | 205.07 | 0 | 281.88 | 0 | 0 | 0 | 0 | 0 | 0 | 0 | 0.25506
MISO_MO-IL_2_MISO_W | MISO_MO-IL | MISO_W | 2015 | B15 | 1203 | 0 | 960 | 960 | 0 | 960 | 0 | 759.13 | 1.0683 | 0 | 0.2374 | 0.34017 | 0 | 0.25506
MISO_MO-IL_2_MISO_W | MISO_MO-IL | MISO_W | 2015 | B16 | 25 | 0 | 960 | 0 | 0 | 0 | 0 | 0 | 0 | 0 | 0 | 0 | 0 | 0.25506
MISO_MO-IL_2_MISO_W | MISO_MO-IL | MISO_W | 2015 | B17 | 100 | 0 | 960 | 0 | 0 | 0 | 0 | 0 | 0 | 0 | 0 | 0 | 0 | 0.25506
MISO_MO-IL_2_MISO_W | MISO_MO-IL | MISO_W | 2015 | B18 | 400 | 0 | 960 | 220.08 | 0 | 0 | 0 | 0 | 0 | 0 | 0 | 0 | 0 | 0.25506
MISO_MO-IL_2_MISO_W | MISO_MO-IL | MISO_W | 2015 | B19 | 700 | 0 | 960 | 960 | 0 | 723.32 | 0 | 0 | 1.365 | 0 | 0 | 0.25292 | 0 | 0.25506
MISO_MO-IL_2_MISO_W | MISO_MO-IL | MISO_W | 2015 | B20 | 935 | 0 | 960 | 564.85 | 0 | 960 | 0 | 0 | 0 | 0 | 0.2374 | 0 | 0 | 0.25506
MISO_MO-IL_2_MISO_W | MISO_MO-IL | MISO_W | 2020 | B1 | 10 | 0 | 960 | 0 | 0 | 0 | 0 | 0 | 0 | 0 | 0 | 0 | 0 | 0.10605
MISO_MO-IL_2_MISO_W | MISO_MO-IL | MISO_W | 2020 | B2 | 25 | 0 | 960 | 29.09 | 0 | 0 | 0 | 0 | 0 | 0 | 0 | 0 | 0 | 0.10605
MISO_MO-IL_2_MISO_W | MISO_MO-IL | MISO_W | 2020 | B3 | 75 | 0 | 960 | 960 | 0 | 960 | 0 | 0 | 1.3888 | 0 | 0.05935 | 0.037535 | 0 | 0.10605
MISO_MO-IL_2_MISO_W | MISO_MO-IL | MISO_W | 2020 | B4 | 100 | 0 | 960 | 698.1 | 0 | 0 | 0 | 0 | 0 | 0 | 0 | 0 | 0 | 0.10605
MISO_MO-IL_2_MISO_W | MISO_MO-IL | MISO_W | 2020 | B5 | 200 | 0 | 960 | 675.17 | 0 | 0 | 0 | 0 | 0 | 0 | 0 | 0 | 0 | 0.10605
MISO_MO-IL_2_MISO_W | MISO_MO-IL | MISO_W | 2020 | B6 | 300 | 0 | 960 | 960 | 0 | 190.33 | 0 | 0 | 0.98521 | 0 | 0 | 0.10651 | 0 | 0.10605
MISO_MO-IL_2_MISO_W | MISO_MO-IL | MISO_W | 2020 | B7 | 400 | 0 | 960 | 656.97 | 0 | 28.1 | 0 | 0 | 0 | 0 | 0 | 0 | 0 | 0.10605
MISO_MO-IL_2_MISO_W | MISO_MO-IL | MISO_W | 2020 | B8 | 500 | 0 | 960 | 0 | 0 | 0 | 0 | 0 | 0 | 0 | 0 | 0 | 0 | 0.10605
MISO_MO-IL_2_MISO_W | MISO_MO-IL | MISO_W | 2020 | B9 | 800 | 0 | 960 | 960 | 0 | 299.11 | 0 | 0 | 0.15431 | 0 | 0 | 0.044486 | 0 | 0.10605
MISO_MO-IL_2_MISO_W | MISO_MO-IL | MISO_W | 2020 | B10 | 1262 | 0 | 960 | 0 | 0 | 0 | 0 | 0 | 0 | 0 | 0 | 0 | 0 | 0.10605
MISO_MO-IL_2_MISO_W | MISO_MO-IL | MISO_W | 2020 | B11 | 25 | 0 | 960 | 0 | 0 | 0 | 0 | 0 | 0 | 0 | 0 | 0 | 0 | 0.10605
MISO_MO-IL_2_MISO_W | MISO_MO-IL | MISO_W | 2020 | B12 | 200 | 0 | 960 | 0 | 0 | 0 | 0 | 0 | 0 | 0 | 0 | 0 | 0 | 0.10605
MISO_MO-IL_2_MISO_W | MISO_MO-IL | MISO_W | 2020 | B13 | 600 | 0 | 960 | 903.29 | 0 | 0 | 0 | 0 | 0 | 0 | 0 | 0 | 0 | 0.10605
MISO_MO-IL_2_MISO_W | MISO_MO-IL | MISO_W | 2020 | B14 | 900 | 0 | 960 | 960 | 0 | 0 | 0 | 0 | 0.40358 | 0 | 0 | 0.13089 | 0 | 0.10605
MISO_MO-IL_2_MISO_W | MISO_MO-IL | MISO_W | 2020 | B15 | 1203 | 0 | 960 | 723 | 0 | 960 | 0 | 56.02 | 0 | 0 | 0.09496 | 0 | 0 | 0.10605
MISO_MO-IL_2_MISO_W | MISO_MO-IL | MISO_W | 2020 | B16 | 25 | 0 | 960 | 0 | 0 | 0 | 0 | 0 | 0 | 0 | 0 | 0 | 0 | 0.10605
MISO_MO-IL_2_MISO_W | MISO_MO-IL | MISO_W | 2020 | B17 | 100 | 0 | 960 | 0 | 0 | 0 | 0 | 0 | 0 | 0 | 0 | 0 | 0 | 0.10605
MISO_MO-IL_2_MISO_W | MISO_MO-IL | MISO_W | 2020 | B18 | 400 | 0 | 960 | 708.65 | 0 | 960 | 0 | 0 | 0 | 0 | 0.01187 | 0 | 0 | 0.10605
MISO_MO-IL_2_MISO_W | MISO_MO-IL | MISO_W | 2020 | B19 | 700 | 0 | 960 | 960 | 0 | 960 | 0 | 0 | 0.41545 | 0 | 0.04748 | 0.1048 | 0 | 0.10605
MISO_MO-IL_2_MISO_W | MISO_MO-IL | MISO_W | 2020 | B20 | 935 | 0 | 960 | 0 | 0 | 960 | 0 | 0 | 0 | 0 | 0.02374 | 0 | 0 | 0.10605
MISO_MO-IL_2_MISO_W | MISO_MO-IL | MISO_W | 2025 | B1 | 10 | 0 | 960 | 0 | 0 | 0 | 0 | 0 | 0 | 0 | 0 | 0 | 0 | 0.031685
MISO_MO-IL_2_MISO_W | MISO_MO-IL | MISO_W | 2025 | B2 | 25 | 0 | 960 | 0 | 0 | 0 | 0 | 0 | 0 | 0 | 0 | 0 | 0 | 0.031685
MISO_MO-IL_2_MISO_W | MISO_MO-IL | MISO_W | 2025 | B3 | 75 | 0 | 960 | 960 | 0 | 479.96 | 0 | 0 | 1.1989 | 0 | 0 | 0.11602 | 0 | 0.031685
MISO_MO-IL_2_MISO_W | MISO_MO-IL | MISO_W | 2025 | B4 | 100 | 0 | 960 | 845.24 | 0 | 0 | 0 | 0 | 0 | 0 | 0 | 0 | 0 | 0.031685
MISO_MO-IL_2_MISO_W | MISO_MO-IL | MISO_W | 2025 | B5 | 200 | 0 | 960 | 248.58 | 0 | 0 | 0 | 0 | 0 | 0 | 0 | 0 | 0 | 0.031685
MISO_MO-IL_2_MISO_W | MISO_MO-IL | MISO_W | 2025 | B6 | 300 | 0 | 960 | 264.3 | 0 | 0 | 0 | 0 | 0 | 0 | 0 | 0 | 0 | 0.031685
MISO_MO-IL_2_MISO_W | MISO_MO-IL | MISO_W | 2025 | B7 | 400 | 0 | 960 | 0 | 0 | 0 | 0 | 0 | 0 | 0 | 0 | 0 | 0 | 0.031685
MISO_MO-IL_2_MISO_W | MISO_MO-IL | MISO_W | 2025 | B8 | 500 | 0 | 960 | 702.2 | 0 | 0 | 0 | 0 | 0 | 0 | 0 | 0 | 0 | 0.031685
MISO_MO-IL_2_MISO_W | MISO_MO-IL | MISO_W | 2025 | B9 | 800 | 0 | 960 | 527.89 | 0 | 0 | 0 | 0 | 0 | 0 | 0 | 0 | 0 | 0.031685
MISO_MO-IL_2_MISO_W | MISO_MO-IL | MISO_W | 2025 | B10 | 1262 | 0 | 960 | 0 | 0 | 0 | 0 | 0 | 0 | 0 | 0 | 0 | 0 | 0.031685
MISO_MO-IL_2_MISO_W | MISO_MO-IL | MISO_W | 2025 | B11 | 25 | 0 | 960 | 0 | 0 | 0 | 0 | 0 | 0 | 0 | 0 | 0 | 0 | 0.031685
MISO_MO-IL_2_MISO_W | MISO_MO-IL | MISO_W | 2025 | B12 | 200 | 0 | 960 | 0 | 0 | 0 | 0 | 0 | 0 | 0 | 0 | 0 | 0 | 0.031685
MISO_MO-IL_2_MISO_W | MISO_MO-IL | MISO_W | 2025 | B13 | 600 | 0 | 960 | 0 | 0 | 0 | 0 | 0 | 0 | 0 | 0 | 0 | 0 | 0.031685
MISO_MO-IL_2_MISO_W | MISO_MO-IL | MISO_W | 2025 | B14 | 900 | 0 | 960 | 171.45 | 0 | 0 | 0 | 0 | 0 | 0 | 0 | 0 | 0 | 0.031685
MISO_MO-IL_2_MISO_W | MISO_MO-IL | MISO_W | 2025 | B15 | 1203 | 0 | 960 | 248.53 | 0 | 106.23 | 0 | 0 | 0 | 0 | 0 | 0 | 0 | 0.031685
MISO_MO-IL_2_MISO_W | MISO_MO-IL | MISO_W | 2025 | B16 | 25 | 0 | 960 | 0 | 0 | 0 | 0 | 0 | 0 | 0 | 0 | 0 | 0 | 0.031685
MISO_MO-IL_2_MISO_W | MISO_MO-IL | MISO_W | 2025 | B17 | 100 | 0 | 960 | 0 | 0 | 0 | 0 | 0 | 0 | 0 | 0 | 0 | 0 | 0.031685
MISO_MO-IL_2_MISO_W | MISO_MO-IL | MISO_W | 2025 | B18 | 400 | 0 | 960 | 358.56 | 0 | 0 | 0 | 0 | 0 | 0 | 0 | 0 | 0 | 0.031685
MISO_MO-IL_2_MISO_W | MISO_MO-IL | MISO_W | 2025 | B19 | 700 | 0 | 960 | 960 | 0 | 0 | 0 | 0 | 0.01187 | 0 | 0 | 0.010721 | 0 | 0.031685
MISO_MO-IL_2_MISO_W | MISO_MO-IL | MISO_W | 2025 | B20 | 935 | 0 | 960 | 0 | 0 | 0 | 0 | 0 | 0 | 0 | 0 | 0 | 0 | 0.031685
MISO_MO-IL_2_MISO_W | MISO_MO-IL | MISO_W | 2030 | B1 | 10 | 0 | 960 | 0 | 0 | 0 | 0 | 0 | 0 | 0 | 0 | 0 | 0 | 0.13651
MISO_MO-IL_2_MISO_W | MISO_MO-IL | MISO_W | 2030 | B2 | 25 | 0 | 960 | 0 | 0 | 0 | 0 | 0 | 0 | 0 | 0 | 0 | 0 | 0.13651
MISO_MO-IL_2_MISO_W | MISO_MO-IL | MISO_W | 2030 | B3 | 75 | 0 | 960 | 960 | 0 | 0 | 0 | 0 | 0.54602 | 0 | 0 | 0.54602 | 0 | 0.13651
MISO_MO-IL_2_MISO_W | MISO_MO-IL | MISO_W | 2030 | B4 | 100 | 0 | 960 | 0 | 0 | 0 | 0 | 0 | 0 | 0 | 0 | 0 | 0 | 0.13651
MISO_MO-IL_2_MISO_W | MISO_MO-IL | MISO_W | 2030 | B5 | 200 | 0 | 960 | 0 | 0 | 0 | 0 | 0 | 0 | 0 | 0 | 0 | 0 | 0.13651
MISO_MO-IL_2_MISO_W | MISO_MO-IL | MISO_W | 2030 | B6 | 300 | 0 | 960 | 0 | 0 | 0 | 0 | 0 | 0 | 0 | 0 | 0 | 0 | 0.13651
MISO_MO-IL_2_MISO_W | MISO_MO-IL | MISO_W | 2030 | B7 | 400 | 0 | 960 | 0 | 0 | 0 | 0 | 0 | 0 | 0 | 0 | 0 | 0 | 0.13651
MISO_MO-IL_2_MISO_W | MISO_MO-IL | MISO_W | 2030 | B8 | 500 | 0 | 960 | 0 | 0 | 0 | 0 | 0 | 0 | 0 | 0 | 0 | 0 | 0.13651
MISO_MO-IL_2_MISO_W | MISO_MO-IL | MISO_W | 2030 | B9 | 800 | 0 | 960 | 0 | 0 | 0 | 0 | 0 | 0 | 0 | 0 | 0 | 0 | 0.13651
MISO_MO-IL_2_MISO_W | MISO_MO-IL | MISO_W | 2030 | B10 | 1262 | 0 | 960 | 0 | 0 | 0 | 0 | 0 | 0 | 0 | 0 | 0 | 0 | 0.13651
MISO_MO-IL_2_MISO_W | MISO_MO-IL | MISO_W | 2030 | B11 | 25 | 0 | 960 | 0 | 0 | 0 | 0 | 0 | 0 | 0 | 0 | 0 | 0 | 0.13651
MISO_MO-IL_2_MISO_W | MISO_MO-IL | MISO_W | 2030 | B12 | 200 | 0 | 960 | 0 | 0 | 0 | 0 | 0 | 0 | 0 | 0 | 0 | 0 | 0.13651
MISO_MO-IL_2_MISO_W | MISO_MO-IL | MISO_W | 2030 | B13 | 600 | 0 | 960 | 0 | 0 | 0 | 0 | 0 | 0 | 0 | 0 | 0 | 0 | 0.13651
MISO_MO-IL_2_MISO_W | MISO_MO-IL | MISO_W | 2030 | B14 | 900 | 0 | 960 | 0 | 0 | 0 | 0 | 0 | 0 | 0 | 0 | 0 | 0 | 0.13651
MISO_MO-IL_2_MISO_W | MISO_MO-IL | MISO_W | 2030 | B15 | 1203 | 0 | 960 | 0 | 0 | 0 | 0 | 0 | 0 | 0 | 0 | 0 | 0 | 0.13651
MISO_MO-IL_2_MISO_W | MISO_MO-IL | MISO_W | 2030 | B16 | 25 | 0 | 960 | 0 | 0 | 0 | 0 | 0 | 0 | 0 | 0 | 0 | 0 | 0.13651
MISO_MO-IL_2_MISO_W | MISO_MO-IL | MISO_W | 2030 | B17 | 100 | 0 | 960 | 0 | 0 | 0 | 0 | 0 | 0 | 0 | 0 | 0 | 0 | 0.13651
MISO_MO-IL_2_MISO_W | MISO_MO-IL | MISO_W | 2030 | B18 | 400 | 0 | 960 | 0 | 0 | 0 | 0 | 0 | 0 | 0 | 0 | 0 | 0 | 0.13651
MISO_MO-IL_2_MISO_W | MISO_MO-IL | MISO_W | 2030 | B19 | 700 | 0 | 960 | 0 | 0 | 0 | 0 | 0 | 0 | 0 | 0 | 0 | 0 | 0.13651
MISO_MO-IL_2_MISO_W | MISO_MO-IL | MISO_W | 2030 | B20 | 935 | 0 | 960 | 0 | 0 | 0 | 0 | 0 | 0 | 0 | 0 | 0 | 0 | 0.13651
MISO_MO-IL_2_MISO_W | MISO_MO-IL | MISO_W | 2035 | B1 | 10 | 0 | 960 | 478.27 | 0 | 559.61 | 0 | 0 | 0 | 0 | 0 | 0 | 0 | 0.63049
MISO_MO-IL_2_MISO_W | MISO_MO-IL | MISO_W | 2035 | B2 | 25 | 0 | 960 | 960 | 0 | 960 | 0 | 1990.77 | 0.67659 | 0 | 0.41545 | 0.024164 | 0 | 0.63049
MISO_MO-IL_2_MISO_W | MISO_MO-IL | MISO_W | 2035 | B3 | 75 | 0 | 960 | 960 | 0 | 960 | 0 | 88.25 | 2.9438 | 0 | 0.41545 | 0.3154 | 0 | 0.63049
MISO_MO-IL_2_MISO_W | MISO_MO-IL | MISO_W | 2035 | B4 | 100 | 0 | 960 | 960 | 0 | 960 | 0 | 1257.17 | 2.9912 | 0 | 0.41545 | 0.42732 | 0 | 0.63049
MISO_MO-IL_2_MISO_W | MISO_MO-IL | MISO_W | 2035 | B5 | 200 | 0 | 960 | 960 | 0 | 0 | 0 | 0 | 4.6649 | 0 | 0 | 1.3328 | 0 | 0.63049
MISO_MO-IL_2_MISO_W | MISO_MO-IL | MISO_W | 2035 | B6 | 300 | 0 | 960 | 960 | 0 | 960 | 0 | 1544.69 | 0.98521 | 0 | 0.41545 | 0.42223 | 0 | 0.63049
MISO_MO-IL_2_MISO_W | MISO_MO-IL | MISO_W | 2035 | B7 | 400 | 0 | 960 | 0 | 0 | 0 | 0 | 0 | 0 | 0 | 0 | 0 | 0 | 0.63049
MISO_MO-IL_2_MISO_W | MISO_MO-IL | MISO_W | 2035 | B8 | 500 | 0 | 960 | 0 | 0 | 0 | 0 | 0 | 0 | 0 | 0 | 0 | 0 | 0.63049
MISO_MO-IL_2_MISO_W | MISO_MO-IL | MISO_W | 2035 | B9 | 800 | 0 | 960 | 0 | 0 | 0 | 0 | 0 | 0 | 0 | 0 | 0 | 0 | 0.63049
MISO_MO-IL_2_MISO_W | MISO_MO-IL | MISO_W | 2035 | B10 | 1262 | 0 | 960 | 0 | 0 | 0 | 0 | 0 | 0 | 0 | 0 | 0 | 0 | 0.63049
MISO_MO-IL_2_MISO_W | MISO_MO-IL | MISO_W | 2035 | B11 | 25 | 0 | 960 | 13.72 | 0 | 0 | 0 | 0 | 0 | 0 | 0 | 0 | 0 | 0.63049
MISO_MO-IL_2_MISO_W | MISO_MO-IL | MISO_W | 2035 | B12 | 200 | 0 | 960 | 0 | 0 | 0 | 0 | 0 | 0 | 0 | 0 | 0 | 0 | 0.63049
MISO_MO-IL_2_MISO_W | MISO_MO-IL | MISO_W | 2035 | B13 | 600 | 0 | 960 | 0 | 0 | 0 | 0 | 0 | 0 | 0 | 0 | 0 | 0 | 0.63049
MISO_MO-IL_2_MISO_W | MISO_MO-IL | MISO_W | 2035 | B14 | 900 | 0 | 960 | 0 | 0 | 0 | 0 | 0 | 0 | 0 | 0 | 0 | 0 | 0.63049
MISO_MO-IL_2_MISO_W | MISO_MO-IL | MISO_W | 2035 | B15 | 1203 | 0 | 960 | 0 | 0 | 0 | 0 | 0 | 0 | 0 | 0 | 0 | 0 | 0.63049
MISO_MO-IL_2_MISO_W | MISO_MO-IL | MISO_W | 2035 | B16 | 25 | 0 | 960 | 0 | 0 | 0 | 0 | 0 | 0 | 0 | 0 | 0 | 0 | 0.63049
MISO_MO-IL_2_MISO_W | MISO_MO-IL | MISO_W | 2035 | B17 | 100 | 0 | 960 | 0 | 0 | 0 | 0 | 0 | 0 | 0 | 0 | 0 | 0 | 0.63049
MISO_MO-IL_2_MISO_W | MISO_MO-IL | MISO_W | 2035 | B18 | 400 | 0 | 960 | 0 | 0 | 0 | 0 | 0 | 0 | 0 | 0 | 0 | 0 | 0.63049
MISO_MO-IL_2_MISO_W | MISO_MO-IL | MISO_W | 2035 | B19 | 700 | 0 | 960 | 220.9 | 0 | 0 | 0 | 0 | 0 | 0 | 0 | 0 | 0 | 0.63049
MISO_MO-IL_2_MISO_W | MISO_MO-IL | MISO_W | 2035 | B20 | 935 | 0 | 960 | 0 | 0 | 40.72 | 0 | 0 | 0 | 0 | 0 | 0 | 0 | 0.63049
MISO_MO-IL_2_MISO_W | MISO_MO-IL | MISO_W | 2040 | B1 | 10 | 0 | 960 | 0 | 0 | 0 | 0 | 0 | 0 | 0 | 0 | 0 | 0 | 0.25474
MISO_MO-IL_2_MISO_W | MISO_MO-IL | MISO_W | 2040 | B2 | 25 | 0 | 960 | 0 | 0 | 0 | 0 | 0 | 0 | 0 | 0 | 0 | 0 | 0.25474
MISO_MO-IL_2_MISO_W | MISO_MO-IL | MISO_W | 2040 | B3 | 75 | 0 | 960 | 960 | 0 | 0 | 0 | 0 | 1.3888 | 0 | 0 | 0.21928 | 0 | 0.25474
MISO_MO-IL_2_MISO_W | MISO_MO-IL | MISO_W | 2040 | B4 | 100 | 0 | 960 | 960 | 0 | 0 | 0 | 0 | 0.84277 | 0 | 0 | 0.17743 | 0 | 0.25474
MISO_MO-IL_2_MISO_W | MISO_MO-IL | MISO_W | 2040 | B5 | 200 | 0 | 960 | 412.86 | 0 | 0 | 0 | 0 | 0 | 0 | 0 | 0 | 0 | 0.25474
MISO_MO-IL_2_MISO_W | MISO_MO-IL | MISO_W | 2040 | B6 | 300 | 0 | 960 | 960 | 0 | 0 | 0 | 0 | 0.98521 | 0 | 0 | 0.62224 | 0 | 0.25474
MISO_MO-IL_2_MISO_W | MISO_MO-IL | MISO_W | 2040 | B7 | 400 | 0 | 960 | 0 | 0 | 0 | 0 | 0 | 0 | 0 | 0 | 0 | 0 | 0.25474
MISO_MO-IL_2_MISO_W | MISO_MO-IL | MISO_W | 2040 | B8 | 500 | 0 | 960 | 0 | 0 | 0 | 0 | 0 | 0 | 0 | 0 | 0 | 0 | 0.25474
MISO_MO-IL_2_MISO_W | MISO_MO-IL | MISO_W | 2040 | B9 | 800 | 0 | 960 | 0 | 0 | 0 | 0 | 0 | 0 | 0 | 0 | 0 | 0 | 0.25474
MISO_MO-IL_2_MISO_W | MISO_MO-IL | MISO_W | 2040 | B10 | 1262 | 0 | 960 | 0 | 0 | 0 | 0 | 0 | 0 | 0 | 0 | 0 | 0 | 0.25474
MISO_MO-IL_2_MISO_W | MISO_MO-IL | MISO_W | 2040 | B11 | 25 | 0 | 960 | 0 | 0 | 0 | 0 | 0 | 0 | 0 | 0 | 0 | 0 | 0.25474
MISO_MO-IL_2_MISO_W | MISO_MO-IL | MISO_W | 2040 | B12 | 200 | 0 | 960 | 0 | 0 | 0 | 0 | 0 | 0 | 0 | 0 | 0 | 0 | 0.25474
MISO_MO-IL_2_MISO_W | MISO_MO-IL | MISO_W | 2040 | B13 | 600 | 0 | 960 | 0 | 0 | 0 | 0 | 0 | 0 | 0 | 0 | 0 | 0 | 0.25474
MISO_MO-IL_2_MISO_W | MISO_MO-IL | MISO_W | 2040 | B14 | 900 | 0 | 960 | 0 | 0 | 0 | 0 | 0 | 0 | 0 | 0 | 0 | 0 | 0.25474
MISO_MO-IL_2_MISO_W | MISO_MO-IL | MISO_W | 2040 | B15 | 1203 | 0 | 960 | 0 | 0 | 0 | 0 | 0 | 0 | 0 | 0 | 0 | 0 | 0.25474
MISO_MO-IL_2_MISO_W | MISO_MO-IL | MISO_W | 2040 | B16 | 25 | 0 | 960 | 0 | 0 | 0 | 0 | 0 | 0 | 0 | 0 | 0 | 0 | 0.25474
MISO_MO-IL_2_MISO_W | MISO_MO-IL | MISO_W | 2040 | B17 | 100 | 0 | 960 | 0 | 0 | 0 | 0 | 0 | 0 | 0 | 0 | 0 | 0 | 0.25474
MISO_MO-IL_2_MISO_W | MISO_MO-IL | MISO_W | 2040 | B18 | 400 | 0 | 960 | 0 | 0 | 0 | 0 | 0 | 0 | 0 | 0 | 0 | 0 | 0.25474
MISO_MO-IL_2_MISO_W | MISO_MO-IL | MISO_W | 2040 | B19 | 700 | 0 | 960 | 0 | 0 | 0 | 0 | 0 | 0 | 0 | 0 | 0 | 0 | 0.25474
MISO_MO-IL_2_MISO_W | MISO_MO-IL | MISO_W | 2040 | B20 | 935 | 0 | 960 | 0 | 0 | 0 | 0 | 0 | 0 | 0 | 0 | 0 | 0 | 0.25474
MISO_MO-IL_2_MISO_W | MISO_MO-IL | MISO_W | 2045 | B1 | 10 | 0 | 960 | 0 | 0 | 0 | 0 | 0 | 0 | 0 | 0 | 0 | 0 | 0
MISO_MO-IL_2_MISO_W | MISO_MO-IL | MISO_W | 2045 | B2 | 25 | 0 | 960 | 0 | 0 | 0 | 0 | 0 | 0 | 0 | 0 | 0 | 0 | 0
MISO_MO-IL_2_MISO_W | MISO_MO-IL | MISO_W | 2045 | B3 | 75 | 0 | 960 | 0 | 0 | 0 | 0 | 0 | 0 | 0 | 0 | 0 | 0 | 0
MISO_MO-IL_2_MISO_W | MISO_MO-IL | MISO_W | 2045 | B4 | 100 | 0 | 960 | 0 | 0 | 0 | 0 | 0 | 0 | 0 | 0 | 0 | 0 | 0
MISO_MO-IL_2_MISO_W | MISO_MO-IL | MISO_W | 2045 | B5 | 200 | 0 | 960 | 0 | 0 | 0 | 0 | 0 | 0 | 0 | 0 | 0 | 0 | 0
MISO_MO-IL_2_MISO_W | MISO_MO-IL | MISO_W | 2045 | B6 | 300 | 0 | 960 | 0 | 0 | 0 | 0 | 0 | 0 | 0 | 0 | 0 | 0 | 0
MISO_MO-IL_2_MISO_W | MISO_MO-IL | MISO_W | 2045 | B7 | 400 | 0 | 960 | 0 | 0 | 0 | 0 | 0 | 0 | 0 | 0 | 0 | 0 | 0
MISO_MO-IL_2_MISO_W | MISO_MO-IL | MISO_W | 2045 | B8 | 500 | 0 | 960 | 0 | 0 | 0 | 0 | 0 | 0 | 0 | 0 | 0 | 0 | 0
MISO_MO-IL_2_MISO_W | MISO_MO-IL | MISO_W | 2045 | B9 | 800 | 0 | 960 | 0 | 0 | 0 | 0 | 0 | 0 | 0 | 0 | 0 | 0 | 0
MISO_MO-IL_2_MISO_W | MISO_MO-IL | MISO_W | 2045 | B10 | 1262 | 0 | 960 | 0 | 0 | 0 | 0 | 0 | 0 | 0 | 0 | 0 | 0 | 0
MISO_MO-IL_2_MISO_W | MISO_MO-IL | MISO_W | 2045 | B11 | 25 | 0 | 960 | 0 | 0 | 0 | 0 | 0 | 0 | 0 | 0 | 0 | 0 | 0
MISO_MO-IL_2_MISO_W | MISO_MO-IL | MISO_W | 2045 | B12 | 200 | 0 | 960 | 0 | 0 | 0 | 0 | 0 | 0 | 0 | 0 | 0 | 0 | 0
MISO_MO-IL_2_MISO_W | MISO_MO-IL | MISO_W | 2045 | B13 | 600 | 0 | 960 | 0 | 0 | 0 | 0 | 0 | 0 | 0 | 0 | 0 | 0 | 0
MISO_MO-IL_2_MISO_W | MISO_MO-IL | MISO_W | 2045 | B14 | 900 | 0 | 960 | 0 | 0 | 0 | 0 | 0 | 0 | 0 | 0 | 0 | 0 | 0
MISO_MO-IL_2_MISO_W | MISO_MO-IL | MISO_W | 2045 | B15 | 1203 | 0 | 960 | 0 | 0 | 0 | 0 | 0 | 0 | 0 | 0 | 0 | 0 | 0
MISO_MO-IL_2_MISO_W | MISO_MO-IL | MISO_W | 2045 | B16 | 25 | 0 | 960 | 0 | 0 | 0 | 0 | 0 | 0 | 0 | 0 | 0 | 0 | 0
MISO_MO-IL_2_MISO_W | MISO_MO-IL | MISO_W | 2045 | B17 | 100 | 0 | 960 | 0 | 0 | 0 | 0 | 0 | 0 | 0 | 0 | 0 | 0 | 0
MISO_MO-IL_2_MISO_W | MISO_MO-IL | MISO_W | 2045 | B18 | 400 | 0 | 960 | 0 | 0 | 0 | 0 | 0 | 0 | 0 | 0 | 0 | 0 | 0
MISO_MO-IL_2_MISO_W | MISO_MO-IL | MISO_W | 2045 | B19 | 700 | 0 | 960 | 0 | 0 | 0 | 0 | 0 | 0 | 0 | 0 | 0 | 0 | 0
MISO_MO-IL_2_MISO_W | MISO_MO-IL | MISO_W | 2045 | B20 | 935 | 0 | 960 | 0 | 0 | 0 | 0 | 0 | 0 | 0 | 0 | 0 | 0 | 0
MISO_MO-IL_2_MISO_W | MISO_MO-IL | MISO_W | 2050 | B1 | 10 | 0 | 960 | 0 | 0 | 0 | 0 | 0 | 0 | 0 | 0 | 0 | 0 | 0
MISO_MO-IL_2_MISO_W | MISO_MO-IL | MISO_W | 2050 | B2 | 25 | 0 | 960 | 0 | 0 | 0 | 0 | 0 | 0 | 0 | 0 | 0 | 0 | 0
MISO_MO-IL_2_MISO_W | MISO_MO-IL | MISO_W | 2050 | B3 | 75 | 0 | 960 | 0 | 0 | 0 | 0 | 0 | 0 | 0 | 0 | 0 | 0 | 0
MISO_MO-IL_2_MISO_W | MISO_MO-IL | MISO_W | 2050 | B4 | 100 | 0 | 960 | 0 | 0 | 0 | 0 | 0 | 0 | 0 | 0 | 0 | 0 | 0
MISO_MO-IL_2_MISO_W | MISO_MO-IL | MISO_W | 2050 | B5 | 200 | 0 | 960 | 0 | 0 | 0 | 0 | 0 | 0 | 0 | 0 | 0 | 0 | 0
MISO_MO-IL_2_MISO_W | MISO_MO-IL | MISO_W | 2050 | B6 | 300 | 0 | 960 | 0 | 0 | 0 | 0 | 0 | 0 | 0 | 0 | 0 | 0 | 0
MISO_MO-IL_2_MISO_W | MISO_MO-IL | MISO_W | 2050 | B7 | 400 | 0 | 960 | 0 | 0 | 0 | 0 | 0 | 0 | 0 | 0 | 0 | 0 | 0
MISO_MO-IL_2_MISO_W | MISO_MO-IL | MISO_W | 2050 | B8 | 500 | 0 | 960 | 0 | 0 | 0 | 0 | 0 | 0 | 0 | 0 | 0 | 0 | 0
MISO_MO-IL_2_MISO_W | MISO_MO-IL | MISO_W | 2050 | B9 | 800 | 0 | 960 | 0 | 0 | 0 | 0 | 0 | 0 | 0 | 0 | 0 | 0 | 0
MISO_MO-IL_2_MISO_W | MISO_MO-IL | MISO_W | 2050 | B10 | 1262 | 0 | 960 | 0 | 0 | 0 | 0 | 0 | 0 | 0 | 0 | 0 | 0 | 0
MISO_MO-IL_2_MISO_W | MISO_MO-IL | MISO_W | 2050 | B11 | 25 | 0 | 960 | 0 | 0 | 0 | 0 | 0 | 0 | 0 | 0 | 0 | 0 | 0
MISO_MO-IL_2_MISO_W | MISO_MO-IL | MISO_W | 2050 | B12 | 200 | 0 | 960 | 0 | 0 | 0 | 0 | 0 | 0 | 0 | 0 | 0 | 0 | 0
MISO_MO-IL_2_MISO_W | MISO_MO-IL | MISO_W | 2050 | B13 | 600 | 0 | 960 | 0 | 0 | 0 | 0 | 0 | 0 | 0 | 0 | 0 | 0 | 0
MISO_MO-IL_2_MISO_W | MISO_MO-IL | MISO_W | 2050 | B14 | 900 | 0 | 960 | 0 | 0 | 0 | 0 | 0 | 0 | 0 | 0 | 0 | 0 | 0
MISO_MO-IL_2_MISO_W | MISO_MO-IL | MISO_W | 2050 | B15 | 1203 | 0 | 960 | 0 | 0 | 0 | 0 | 0 | 0 | 0 | 0 | 0 | 0 | 0
MISO_MO-IL_2_MISO_W | MISO_MO-IL | MISO_W | 2050 | B16 | 25 | 0 | 960 | 0 | 0 | 0 | 0 | 0 | 0 | 0 | 0 | 0 | 0 | 0
MISO_MO-IL_2_MISO_W | MISO_MO-IL | MISO_W | 2050 | B17 | 100 | 0 | 960 | 0 | 0 | 0 | 0 | 0 | 0 | 0 | 0 | 0 | 0 | 0
MISO_MO-IL_2_MISO_W | MISO_MO-IL | MISO_W | 2050 | B18 | 400 | 0 | 960 | 0 | 0 | 0 | 0 | 0 | 0 | 0 | 0 | 0 | 0 | 0
MISO_MO-IL_2_MISO_W | MISO_MO-IL | MISO_W | 2050 | B19 | 700 | 0 | 960 | 0 | 0 | 0 | 0 | 0 | 0 | 0 | 0 | 0 | 0 | 0
MISO_MO-IL_2_MISO_W | MISO_MO-IL | MISO_W | 2050 | B20 | 935 | 0 | 960 | 0 | 0 | 0 | 0 | 0 | 0 | 0 | 0 | 0 | 0 | 0
MISO_MO-IL_2_PJM_ROR | MISO_MO-IL | PJM_ROR | 2015 | B1 | 10 | 0 | 1212 | 1051.2 | 0 | 1212 | 0 | 0 | 0 | 0 | 0.01187 | 0 | 0 | Infinite
MISO_MO-IL_2_PJM_ROR | MISO_MO-IL | PJM_ROR | 2015 | B2 | 25 | 0 | 1212 | 838.86 | 0 | 1146.27 | 0 | 0 | 0 | 0 | 0 | 0 | 0 | Infinite
MISO_MO-IL_2_PJM_ROR | MISO_MO-IL | PJM_ROR | 2015 | B3 | 75 | 0 | 1212 | 0 | 0 | 0 | 0 | 0 | 0 | 0 | 0 | 0 | 0 | Infinite
MISO_MO-IL_2_PJM_ROR | MISO_MO-IL | PJM_ROR | 2015 | B4 | 100 | 0 | 1212 | 267.38 | 0 | 1125.52 | 0 | 0 | 0 | 0 | 0 | 0 | 0 | Infinite
MISO_MO-IL_2_PJM_ROR | MISO_MO-IL | PJM_ROR | 2015 | B5 | 200 | 0 | 1212 | 1061.64 | 0 | 1212 | 0 | 0 | 0 | 0 | 0.01187 | 0 | 0 | Infinite
MISO_MO-IL_2_PJM_ROR | MISO_MO-IL | PJM_ROR | 2015 | B6 | 300 | 0 | 1212 | 118.01 | 0 | 1212 | 0 | 0 | 0 | 0 | 0.01187 | 0 | 0 | Infinite
MISO_MO-IL_2_PJM_ROR | MISO_MO-IL | PJM_ROR | 2015 | B7 | 400 | 0 | 1212 | 1212 | 0 | 1212 | 0 | 0 | 0.02374 | 0 | 0.02374 | 0.0027131 | 0 | Infinite
MISO_MO-IL_2_PJM_ROR | MISO_MO-IL | PJM_ROR | 2015 | B8 | 500 | 0 | 1212 | 1212 | 0 | 1212 | 0 | 0 | 0.02374 | 0 | 0.02374 | 0.0033914 | 0 | Infinite
MISO_MO-IL_2_PJM_ROR | MISO_MO-IL | PJM_ROR | 2015 | B9 | 800 | 0 | 1212 | 640.05 | 0 | 1212 | 0 | 0 | 0 | 0 | 0.01187 | 0 | 0 | Infinite
MISO_MO-IL_2_PJM_ROR | MISO_MO-IL | PJM_ROR | 2015 | B10 | 1262 | 0 | 1212 | 682.99 | 0 | 0 | 0 | 0 | 0 | 0 | 0 | 0 | 0 | Infinite
MISO_MO-IL_2_PJM_ROR | MISO_MO-IL | PJM_ROR | 2015 | B11 | 25 | 0 | 1212 | 0 | 0 | 0 | 0 | 0 | 0 | 0 | 0 | 0 | 0 | Infinite
MISO_MO-IL_2_PJM_ROR | MISO_MO-IL | PJM_ROR | 2015 | B12 | 200 | 0 | 1212 | 1118.45 | 0 | 488.61 | 0 | 0 | 0 | 0 | 0 | 0 | 0 | Infinite
MISO_MO-IL_2_PJM_ROR | MISO_MO-IL | PJM_ROR | 2015 | B13 | 600 | 0 | 1212 | 1212 | 0 | 1212 | 0 | 0 | 0.01187 | 0 | 0.01187 | 0.0020349 | 0 | Infinite
MISO_MO-IL_2_PJM_ROR | MISO_MO-IL | PJM_ROR | 2015 | B14 | 900 | 0 | 1212 | 1212 | 0 | 772.41 | 0 | 0 | 0.01187 | 0 | 0 | 0.0030523 | 0 | Infinite
MISO_MO-IL_2_PJM_ROR | MISO_MO-IL | PJM_ROR | 2015 | B15 | 1203 | 0 | 1212 | 114.95 | 0 | 0 | 0 | 0 | 0 | 0 | 0 | 0 | 0 | Infinite
MISO_MO-IL_2_PJM_ROR | MISO_MO-IL | PJM_ROR | 2015 | B16 | 25 | 0 | 1212 | 1009.8 | 0 | 1055.97 | 0 | 0 | 0 | 0 | 0 | 0 | 0 | Infinite
MISO_MO-IL_2_PJM_ROR | MISO_MO-IL | PJM_ROR | 2015 | B17 | 100 | 0 | 1212 | 1184.91 | 0 | 1212 | 0 | 0 | 0 | 0 | 0.02374 | 0 | 0 | Infinite
MISO_MO-IL_2_PJM_ROR | MISO_MO-IL | PJM_ROR | 2015 | B18 | 400 | 0 | 1212 | 1212 | 0 | 1212 | 0 | 0 | 0.01187 | 0 | 0.01187 | 0.0013566 | 0 | Infinite
MISO_MO-IL_2_PJM_ROR | MISO_MO-IL | PJM_ROR | 2015 | B19 | 700 | 0 | 1212 | 1212 | 0 | 1212 | 0 | 0 | 0.01187 | 0 | 0.01187 | 0.002374 | 0 | Infinite
MISO_MO-IL_2_PJM_ROR | MISO_MO-IL | PJM_ROR | 2015 | B20 | 935 | 0 | 1212 | 0 | 0 | 0 | 0 | 0 | 0 | 0 | 0 | 0 | 0 | Infinite
MISO_MO-IL_2_PJM_ROR | MISO_MO-IL | PJM_ROR | 2020 | B1 | 10 | 0 | 1212 | 353.87 | 0 | 402.61 | 0 | 0 | 0 | 0 | 0 | 0 | 0 | Infinite
MISO_MO-IL_2_PJM_ROR | MISO_MO-IL | PJM_ROR | 2020 | B2 | 25 | 0 | 1212 | 16.66 | 0 | 0 | 0 | 0 | 0 | 0 | 0 | 0 | 0 | Infinite
MISO_MO-IL_2_PJM_ROR | MISO_MO-IL | PJM_ROR | 2020 | B3 | 75 | 0 | 1212 | 0 | 0 | 0 | 0 | 0 | 0 | 0 | 0 | 0 | 0 | Infinite
MISO_MO-IL_2_PJM_ROR | MISO_MO-IL | PJM_ROR | 2020 | B4 | 100 | 0 | 1212 | 0 | 0 | 0 | 0 | 0 | 0 | 0 | 0 | 0 | 0 | Infinite
MISO_MO-IL_2_PJM_ROR | MISO_MO-IL | PJM_ROR | 2020 | B5 | 200 | 0 | 1212 | 0 | 0 | 0 | 0 | 0 | 0 | 0 | 0 | 0 | 0 | Infinite
MISO_MO-IL_2_PJM_ROR | MISO_MO-IL | PJM_ROR | 2020 | B6 | 300 | 0 | 1212 | 0 | 0 | 0 | 0 | 0 | 0 | 0 | 0 | 0 | 0 | Infinite
MISO_MO-IL_2_PJM_ROR | MISO_MO-IL | PJM_ROR | 2020 | B7 | 400 | 0 | 1212 | 360.89 | 0 | 0 | 0 | 0 | 0 | 0 | 0 | 0 | 0 | Infinite
MISO_MO-IL_2_PJM_ROR | MISO_MO-IL | PJM_ROR | 2020 | B8 | 500 | 0 | 1212 | 0 | 0 | 0 | 0 | 0 | 0 | 0 | 0 | 0 | 0 | Infinite
MISO_MO-IL_2_PJM_ROR | MISO_MO-IL | PJM_ROR | 2020 | B9 | 800 | 0 | 1212 | 0 | 0 | 0 | 0 | 0 | 0 | 0 | 0 | 0 | 0 | Infinite
MISO_MO-IL_2_PJM_ROR | MISO_MO-IL | PJM_ROR | 2020 | B10 | 1262 | 0 | 1212 | 0 | 0 | 0 | 0 | 0 | 0 | 0 | 0 | 0 | 0 | Infinite
MISO_MO-IL_2_PJM_ROR | MISO_MO-IL | PJM_ROR | 2020 | B11 | 25 | 0 | 1212 | 0 | 0 | 0 | 0 | 0 | 0 | 0 | 0 | 0 | 0 | Infinite
MISO_MO-IL_2_PJM_ROR | MISO_MO-IL | PJM_ROR | 2020 | B12 | 200 | 0 | 1212 | 178.24 | 0 | 0 | 0 | 0 | 0 | 0 | 0 | 0 | 0 | Infinite
MISO_MO-IL_2_PJM_ROR | MISO_MO-IL | PJM_ROR | 2020 | B13 | 600 | 0 | 1212 | 0 | 0 | 0 | 0 | 0 | 0 | 0 | 0 | 0 | 0 | Infinite
MISO_MO-IL_2_PJM_ROR | MISO_MO-IL | PJM_ROR | 2020 | B14 | 900 | 0 | 1212 | 0 | 0 | 0 | 0 | 0 | 0 | 0 | 0 | 0 | 0 | Infinite
MISO_MO-IL_2_PJM_ROR | MISO_MO-IL | PJM_ROR | 2020 | B15 | 1203 | 0 | 1212 | 0 | 0 | 0 | 0 | 0 | 0 | 0 | 0 | 0 | 0 | Infinite
MISO_MO-IL_2_PJM_ROR | MISO_MO-IL | PJM_ROR | 2020 | B16 | 25 | 0 | 1212 | 0 | 0 | 0 | 0 | 0 | 0 | 0 | 0 | 0 | 0 | Infinite
MISO_MO-IL_2_PJM_ROR | MISO_MO-IL | PJM_ROR | 2020 | B17 | 100 | 0 | 1212 | 0 | 0 | 0 | 0 | 0 | 0 | 0 | 0 | 0 | 0 | Infinite
MISO_MO-IL_2_PJM_ROR | MISO_MO-IL | PJM_ROR | 2020 | B18 | 400 | 0 | 1212 | 75.91 | 0 | 443.6 | 0 | 0 | 0 | 0 | 0 | 0 | 0 | Infinite
MISO_MO-IL_2_PJM_ROR | MISO_MO-IL | PJM_ROR | 2020 | B19 | 700 | 0 | 1212 | 0 | 0 | 0 | 0 | 0 | 0 | 0 | 0 | 0 | 0 | Infinite
MISO_MO-IL_2_PJM_ROR | MISO_MO-IL | PJM_ROR | 2020 | B20 | 935 | 0 | 1212 | 0 | 0 | 0 | 0 | 0 | 0 | 0 | 0 | 0 | 0 | Infinite
MISO_MO-IL_2_PJM_ROR | MISO_MO-IL | PJM_ROR | 2025 | B1 | 10 | 0 | 1212 | 0 | 0 | 0 | 0 | 0 | 0 | 0 | 0 | 0 | 0 | Infinite
MISO_MO-IL_2_PJM_ROR | MISO_MO-IL | PJM_ROR | 2025 | B2 | 25 | 0 | 1212 | 0 | 0 | 0 | 0 | 0 | 0 | 0 | 0 | 0 | 0 | Infinite
MISO_MO-IL_2_PJM_ROR | MISO_MO-IL | PJM_ROR | 2025 | B3 | 75 | 0 | 1212 | 0 | 0 | 0 | 0 | 0 | 0 | 0 | 0 | 0 | 0 | Infinite
MISO_MO-IL_2_PJM_ROR | MISO_MO-IL | PJM_ROR | 2025 | B4 | 100 | 0 | 1212 | 0 | 0 | 0 | 0 | 0 | 0 | 0 | 0 | 0 | 0 | Infinite
MISO_MO-IL_2_PJM_ROR | MISO_MO-IL | PJM_ROR | 2025 | B5 | 200 | 0 | 1212 | 0 | 0 | 0 | 0 | 0 | 0 | 0 | 0 | 0 | 0 | Infinite
MISO_MO-IL_2_PJM_ROR | MISO_MO-IL | PJM_ROR | 2025 | B6 | 300 | 0 | 1212 | 0 | 0 | 0 | 0 | 0 | 0 | 0 | 0 | 0 | 0 | Infinite
MISO_MO-IL_2_PJM_ROR | MISO_MO-IL | PJM_ROR | 2025 | B7 | 400 | 0 | 1212 | 0 | 0 | 0 | 0 | 0 | 0 | 0 | 0 | 0 | 0 | Infinite
MISO_MO-IL_2_PJM_ROR | MISO_MO-IL | PJM_ROR | 2025 | B8 | 500 | 0 | 1212 | 0 | 0 | 0 | 0 | 0 | 0 | 0 | 0 | 0 | 0 | Infinite
MISO_MO-IL_2_PJM_ROR | MISO_MO-IL | PJM_ROR | 2025 | B9 | 800 | 0 | 1212 | 0 | 0 | 0 | 0 | 0 | 0 | 0 | 0 | 0 | 0 | Infinite
MISO_MO-IL_2_PJM_ROR | MISO_MO-IL | PJM_ROR | 2025 | B10 | 1262 | 0 | 1212 | 0 | 0 | 0 | 0 | 0 | 0 | 0 | 0 | 0 | 0 | Infinite
MISO_MO-IL_2_PJM_ROR | MISO_MO-IL | PJM_ROR | 2025 | B11 | 25 | 0 | 1212 | 0 | 0 | 0 | 0 | 0 | 0 | 0 | 0 | 0 | 0 | Infinite
MISO_MO-IL_2_PJM_ROR | MISO_MO-IL | PJM_ROR | 2025 | B12 | 200 | 0 | 1212 | 0 | 0 | 0 | 0 | 0 | 0 | 0 | 0 | 0 | 0 | Infinite
MISO_MO-IL_2_PJM_ROR | MISO_MO-IL | PJM_ROR | 2025 | B13 | 600 | 0 | 1212 | 0 | 0 | 0 | 0 | 0 | 0 | 0 | 0 | 0 | 0 | Infinite
MISO_MO-IL_2_PJM_ROR | MISO_MO-IL | PJM_ROR | 2025 | B14 | 900 | 0 | 1212 | 0 | 0 | 0 | 0 | 0 | 0 | 0 | 0 | 0 | 0 | Infinite
MISO_MO-IL_2_PJM_ROR | MISO_MO-IL | PJM_ROR | 2025 | B15 | 1203 | 0 | 1212 | 0 | 0 | 0 | 0 | 0 | 0 | 0 | 0 | 0 | 0 | Infinite
MISO_MO-IL_2_PJM_ROR | MISO_MO-IL | PJM_ROR | 2025 | B16 | 25 | 0 | 1212 | 0 | 0 | 0 | 0 | 0 | 0 | 0 | 0 | 0 | 0 | Infinite
MISO_MO-IL_2_PJM_ROR | MISO_MO-IL | PJM_ROR | 2025 | B17 | 100 | 0 | 1212 | 0 | 0 | 0 | 0 | 0 | 0 | 0 | 0 | 0 | 0 | Infinite
MISO_MO-IL_2_PJM_ROR | MISO_MO-IL | PJM_ROR | 2025 | B18 | 400 | 0 | 1212 | 0 | 0 | 0 | 0 | 0 | 0 | 0 | 0 | 0 | 0 | Infinite
MISO_MO-IL_2_PJM_ROR | MISO_MO-IL | PJM_ROR | 2025 | B19 | 700 | 0 | 1212 | 0 | 0 | 0 | 0 | 0 | 0 | 0 | 0 | 0 | 0 | Infinite
MISO_MO-IL_2_PJM_ROR | MISO_MO-IL | PJM_ROR | 2025 | B20 | 935 | 0 | 1212 | 0 | 0 | 0 | 0 | 0 | 0 | 0 | 0 | 0 | 0 | Infinite
MISO_MO-IL_2_PJM_ROR | MISO_MO-IL | PJM_ROR | 2030 | B1 | 10 | 0 | 1212 | 0 | 0 | 0 | 0 | 0 | 0 | 0 | 0 | 0 | 0 | Infinite
MISO_MO-IL_2_PJM_ROR | MISO_MO-IL | PJM_ROR | 2030 | B2 | 25 | 0 | 1212 | 0 | 0 | 0 | 0 | 0 | 0 | 0 | 0 | 0 | 0 | Infinite
MISO_MO-IL_2_PJM_ROR | MISO_MO-IL | PJM_ROR | 2030 | B3 | 75 | 0 | 1212 | 0 | 0 | 0 | 0 | 0 | 0 | 0 | 0 | 0 | 0 | Infinite
MISO_MO-IL_2_PJM_ROR | MISO_MO-IL | PJM_ROR | 2030 | B4 | 100 | 0 | 1212 | 0 | 0 | 0 | 0 | 0 | 0 | 0 | 0 | 0 | 0 | Infinite
MISO_MO-IL_2_PJM_ROR | MISO_MO-IL | PJM_ROR | 2030 | B5 | 200 | 0 | 1212 | 0 | 0 | 0 | 0 | 0 | 0 | 0 | 0 | 0 | 0 | Infinite
MISO_MO-IL_2_PJM_ROR | MISO_MO-IL | PJM_ROR | 2030 | B6 | 300 | 0 | 1212 | 0 | 0 | 0 | 0 | 0 | 0 | 0 | 0 | 0 | 0 | Infinite
MISO_MO-IL_2_PJM_ROR | MISO_MO-IL | PJM_ROR | 2030 | B7 | 400 | 0 | 1212 | 0 | 0 | 0 | 0 | 0 | 0 | 0 | 0 | 0 | 0 | Infinite
MISO_MO-IL_2_PJM_ROR | MISO_MO-IL | PJM_ROR | 2030 | B8 | 500 | 0 | 1212 | 0 | 0 | 0 | 0 | 0 | 0 | 0 | 0 | 0 | 0 | Infinite
MISO_MO-IL_2_PJM_ROR | MISO_MO-IL | PJM_ROR | 2030 | B9 | 800 | 0 | 1212 | 0 | 0 | 0 | 0 | 0 | 0 | 0 | 0 | 0 | 0 | Infinite
MISO_MO-IL_2_PJM_ROR | MISO_MO-IL | PJM_ROR | 2030 | B10 | 1262 | 0 | 1212 | 0 | 0 | 0 | 0 | 0 | 0 | 0 | 0 | 0 | 0 | Infinite
MISO_MO-IL_2_PJM_ROR | MISO_MO-IL | PJM_ROR | 2030 | B11 | 25 | 0 | 1212 | 0 | 0 | 0 | 0 | 0 | 0 | 0 | 0 | 0 | 0 | Infinite
MISO_MO-IL_2_PJM_ROR | MISO_MO-IL | PJM_ROR | 2030 | B12 | 200 | 0 | 1212 | 0 | 0 | 0 | 0 | 0 | 0 | 0 | 0 | 0 | 0 | Infinite
MISO_MO-IL_2_PJM_ROR | MISO_MO-IL | PJM_ROR | 2030 | B13 | 600 | 0 | 1212 | 0 | 0 | 0 | 0 | 0 | 0 | 0 | 0 | 0 | 0 | Infinite
MISO_MO-IL_2_PJM_ROR | MISO_MO-IL | PJM_ROR | 2030 | B14 | 900 | 0 | 1212 | 0 | 0 | 0 | 0 | 0 | 0 | 0 | 0 | 0 | 0 | Infinite
MISO_MO-IL_2_PJM_ROR | MISO_MO-IL | PJM_ROR | 2030 | B15 | 1203 | 0 | 1212 | 0 | 0 | 0 | 0 | 0 | 0 | 0 | 0 | 0 | 0 | Infinite
MISO_MO-IL_2_PJM_ROR | MISO_MO-IL | PJM_ROR | 2030 | B16 | 25 | 0 | 1212 | 0 | 0 | 0 | 0 | 0 | 0 | 0 | 0 | 0 | 0 | Infinite
MISO_MO-IL_2_PJM_ROR | MISO_MO-IL | PJM_ROR | 2030 | B17 | 100 | 0 | 1212 | 93.72 | 0 | 0 | 0 | 0 | 0 | 0 | 0 | 0 | 0 | Infinite
MISO_MO-IL_2_PJM_ROR | MISO_MO-IL | PJM_ROR | 2030 | B18 | 400 | 0 | 1212 | 0 | 0 | 0 | 0 | 0 | 0 | 0 | 0 | 0 | 0 | Infinite
MISO_MO-IL_2_PJM_ROR | MISO_MO-IL | PJM_ROR | 2030 | B19 | 700 | 0 | 1212 | 0 | 0 | 0 | 0 | 0 | 0 | 0 | 0 | 0 | 0 | Infinite
MISO_MO-IL_2_PJM_ROR | MISO_MO-IL | PJM_ROR | 2030 | B20 | 935 | 0 | 1212 | 0 | 0 | 0 | 0 | 0 | 0 | 0 | 0 | 0 | 0 | Infinite
MISO_MO-IL_2_PJM_ROR | MISO_MO-IL | PJM_ROR | 2035 | B1 | 10 | 0 | 1212 | 0 | 0 | 0 | 0 | 0 | 0 | 0 | 0 | 0 | 0 | Infinite
MISO_MO-IL_2_PJM_ROR | MISO_MO-IL | PJM_ROR | 2035 | B2 | 25 | 0 | 1212 | 0 | 0 | 0 | 0 | 0 | 0 | 0 | 0 | 0 | 0 | Infinite
MISO_MO-IL_2_PJM_ROR | MISO_MO-IL | PJM_ROR | 2035 | B3 | 75 | 0 | 1212 | 0 | 0 | 0 | 0 | 0 | 0 | 0 | 0 | 0 | 0 | Infinite
MISO_MO-IL_2_PJM_ROR | MISO_MO-IL | PJM_ROR | 2035 | B4 | 100 | 0 | 1212 | 0 | 0 | 0 | 0 | 0 | 0 | 0 | 0 | 0 | 0 | Infinite
MISO_MO-IL_2_PJM_ROR | MISO_MO-IL | PJM_ROR | 2035 | B5 | 200 | 0 | 1212 | 0 | 0 | 0 | 0 | 0 | 0 | 0 | 0 | 0 | 0 | Infinite
MISO_MO-IL_2_PJM_ROR | MISO_MO-IL | PJM_ROR | 2035 | B6 | 300 | 0 | 1212 | 0 | 0 | 0 | 0 | 0 | 0 | 0 | 0 | 0 | 0 | Infinite
MISO_MO-IL_2_PJM_ROR | MISO_MO-IL | PJM_ROR | 2035 | B7 | 400 | 0 | 1212 | 0 | 0 | 0 | 0 | 0 | 0 | 0 | 0 | 0 | 0 | Infinite
MISO_MO-IL_2_PJM_ROR | MISO_MO-IL | PJM_ROR | 2035 | B8 | 500 | 0 | 1212 | 0 | 0 | 0 | 0 | 0 | 0 | 0 | 0 | 0 | 0 | Infinite
MISO_MO-IL_2_PJM_ROR | MISO_MO-IL | PJM_ROR | 2035 | B9 | 800 | 0 | 1212 | 0 | 0 | 0 | 0 | 0 | 0 | 0 | 0 | 0 | 0 | Infinite
MISO_MO-IL_2_PJM_ROR | MISO_MO-IL | PJM_ROR | 2035 | B10 | 1262 | 0 | 1212 | 0 | 0 | 0 | 0 | 0 | 0 | 0 | 0 | 0 | 0 | Infinite
MISO_MO-IL_2_PJM_ROR | MISO_MO-IL | PJM_ROR | 2035 | B11 | 25 | 0 | 1212 | 0 | 0 | 0 | 0 | 0 | 0 | 0 | 0 | 0 | 0 | Infinite
MISO_MO-IL_2_PJM_ROR | MISO_MO-IL | PJM_ROR | 2035 | B12 | 200 | 0 | 1212 | 0 | 0 | 0 | 0 | 0 | 0 | 0 | 0 | 0 | 0 | Infinite
MISO_MO-IL_2_PJM_ROR | MISO_MO-IL | PJM_ROR | 2035 | B13 | 600 | 0 | 1212 | 0 | 0 | 0 | 0 | 0 | 0 | 0 | 0 | 0 | 0 | Infinite
MISO_MO-IL_2_PJM_ROR | MISO_MO-IL | PJM_ROR | 2035 | B14 | 900 | 0 | 1212 | 0 | 0 | 0 | 0 | 0 | 0 | 0 | 0 | 0 | 0 | Infinite
MISO_MO-IL_2_PJM_ROR | MISO_MO-IL | PJM_ROR | 2035 | B15 | 1203 | 0 | 1212 | 0 | 0 | 0 | 0 | 0 | 0 | 0 | 0 | 0 | 0 | Infinite
MISO_MO-IL_2_PJM_ROR | MISO_MO-IL | PJM_ROR | 2035 | B16 | 25 | 0 | 1212 | 0 | 0 | 0 | 0 | 0 | 0 | 0 | 0 | 0 | 0 | Infinite
MISO_MO-IL_2_PJM_ROR | MISO_MO-IL | PJM_ROR | 2035 | B17 | 100 | 0 | 1212 | 0 | 0 | 0 | 0 | 0 | 0 | 0 | 0 | 0 | 0 | Infinite
MISO_MO-IL_2_PJM_ROR | MISO_MO-IL | PJM_ROR | 2035 | B18 | 400 | 0 | 1212 | 0 | 0 | 0 | 0 | 0 | 0 | 0 | 0 | 0 | 0 | Infinite
MISO_MO-IL_2_PJM_ROR | MISO_MO-IL | PJM_ROR | 2035 | B19 | 700 | 0 | 1212 | 0 | 0 | 0 | 0 | 0 | 0 | 0 | 0 | 0 | 0 | Infinite
MISO_MO-IL_2_PJM_ROR | MISO_MO-IL | PJM_ROR | 2035 | B20 | 935 | 0 | 1212 | 0 | 0 | 0 | 0 | 0 | 0 | 0 | 0 | 0 | 0 | Infinite
MISO_MO-IL_2_PJM_ROR | MISO_MO-IL | PJM_ROR | 2040 | B1 | 10 | 0 | 1212 | 0 | 0 | 0 | 0 | 0 | 0 | 0 | 0 | 0 | 0 | Infinite
MISO_MO-IL_2_PJM_ROR | MISO_MO-IL | PJM_ROR | 2040 | B2 | 25 | 0 | 1212 | 0 | 0 | 0 | 0 | 0 | 0 | 0 | 0 | 0 | 0 | Infinite
MISO_MO-IL_2_PJM_ROR | MISO_MO-IL | PJM_ROR | 2040 | B3 | 75 | 0 | 1212 | 0 | 0 | 0 | 0 | 0 | 0 | 0 | 0 | 0 | 0 | Infinite
MISO_MO-IL_2_PJM_ROR | MISO_MO-IL | PJM_ROR | 2040 | B4 | 100 | 0 | 1212 | 0 | 0 | 0 | 0 | 0 | 0 | 0 | 0 | 0 | 0 | Infinite
MISO_MO-IL_2_PJM_ROR | MISO_MO-IL | PJM_ROR | 2040 | B5 | 200 | 0 | 1212 | 0 | 0 | 0 | 0 | 0 | 0 | 0 | 0 | 0 | 0 | Infinite
MISO_MO-IL_2_PJM_ROR | MISO_MO-IL | PJM_ROR | 2040 | B6 | 300 | 0 | 1212 | 0 | 0 | 0 | 0 | 0 | 0 | 0 | 0 | 0 | 0 | Infinite
MISO_MO-IL_2_PJM_ROR | MISO_MO-IL | PJM_ROR | 2040 | B7 | 400 | 0 | 1212 | 0 | 0 | 0 | 0 | 0 | 0 | 0 | 0 | 0 | 0 | Infinite
MISO_MO-IL_2_PJM_ROR | MISO_MO-IL | PJM_ROR | 2040 | B8 | 500 | 0 | 1212 | 0 | 0 | 0 | 0 | 0 | 0 | 0 | 0 | 0 | 0 | Infinite
MISO_MO-IL_2_PJM_ROR | MISO_MO-IL | PJM_ROR | 2040 | B9 | 800 | 0 | 1212 | 0 | 0 | 0 | 0 | 0 | 0 | 0 | 0 | 0 | 0 | Infinite
MISO_MO-IL_2_PJM_ROR | MISO_MO-IL | PJM_ROR | 2040 | B10 | 1262 | 0 | 1212 | 0 | 0 | 0 | 0 | 0 | 0 | 0 | 0 | 0 | 0 | Infinite
MISO_MO-IL_2_PJM_ROR | MISO_MO-IL | PJM_ROR | 2040 | B11 | 25 | 0 | 1212 | 0 | 0 | 0 | 0 | 0 | 0 | 0 | 0 | 0 | 0 | Infinite
MISO_MO-IL_2_PJM_ROR | MISO_MO-IL | PJM_ROR | 2040 | B12 | 200 | 0 | 1212 | 0 | 0 | 0 | 0 | 0 | 0 | 0 | 0 | 0 | 0 | Infinite
MISO_MO-IL_2_PJM_ROR | MISO_MO-IL | PJM_ROR | 2040 | B13 | 600 | 0 | 1212 | 0 | 0 | 0 | 0 | 0 | 0 | 0 | 0 | 0 | 0 | Infinite
MISO_MO-IL_2_PJM_ROR | MISO_MO-IL | PJM_ROR | 2040 | B14 | 900 | 0 | 1212 | 0 | 0 | 0 | 0 | 0 | 0 | 0 | 0 | 0 | 0 | Infinite
MISO_MO-IL_2_PJM_ROR | MISO_MO-IL | PJM_ROR | 2040 | B15 | 1203 | 0 | 1212 | 0 | 0 | 0 | 0 | 0 | 0 | 0 | 0 | 0 | 0 | Infinite
MISO_MO-IL_2_PJM_ROR | MISO_MO-IL | PJM_ROR | 2040 | B16 | 25 | 0 | 1212 | 0 | 0 | 0 | 0 | 0 | 0 | 0 | 0 | 0 | 0 | Infinite
MISO_MO-IL_2_PJM_ROR | MISO_MO-IL | PJM_ROR | 2040 | B17 | 100 | 0 | 1212 | 0 | 0 | 0 | 0 | 0 | 0 | 0 | 0 | 0 | 0 | Infinite
MISO_MO-IL_2_PJM_ROR | MISO_MO-IL | PJM_ROR | 2040 | B18 | 400 | 0 | 1212 | 0 | 0 | 0 | 0 | 0 | 0 | 0 | 0 | 0 | 0 | Infinite
MISO_MO-IL_2_PJM_ROR | MISO_MO-IL | PJM_ROR | 2040 | B19 | 700 | 0 | 1212 | 0 | 0 | 0 | 0 | 0 | 0 | 0 | 0 | 0 | 0 | Infinite
MISO_MO-IL_2_PJM_ROR | MISO_MO-IL | PJM_ROR | 2040 | B20 | 935 | 0 | 1212 | 0 | 0 | 0 | 0 | 0 | 0 | 0 | 0 | 0 | 0 | Infinite
MISO_MO-IL_2_PJM_ROR | MISO_MO-IL | PJM_ROR | 2045 | B1 | 10 | 0 | 1212 | 0 | 0 | 0 | 0 | 0 | 0 | 0 | 0 | 0 | 0 | Infinite
MISO_MO-IL_2_PJM_ROR | MISO_MO-IL | PJM_ROR | 2045 | B2 | 25 | 0 | 1212 | 0 | 0 | 0 | 0 | 0 | 0 | 0 | 0 | 0 | 0 | Infinite
MISO_MO-IL_2_PJM_ROR | MISO_MO-IL | PJM_ROR | 2045 | B3 | 75 | 0 | 1212 | 0 | 0 | 0 | 0 | 0 | 0 | 0 | 0 | 0 | 0 | Infinite
MISO_MO-IL_2_PJM_ROR | MISO_MO-IL | PJM_ROR | 2045 | B4 | 100 | 0 | 1212 | 0 | 0 | 0 | 0 | 0 | 0 | 0 | 0 | 0 | 0 | Infinite
MISO_MO-IL_2_PJM_ROR | MISO_MO-IL | PJM_ROR | 2045 | B5 | 200 | 0 | 1212 | 0 | 0 | 0 | 0 | 0 | 0 | 0 | 0 | 0 | 0 | Infinite
MISO_MO-IL_2_PJM_ROR | MISO_MO-IL | PJM_ROR | 2045 | B6 | 300 | 0 | 1212 | 0 | 0 | 0 | 0 | 0 | 0 | 0 | 0 | 0 | 0 | Infinite
MISO_MO-IL_2_PJM_ROR | MISO_MO-IL | PJM_ROR | 2045 | B7 | 400 | 0 | 1212 | 0 | 0 | 0 | 0 | 0 | 0 | 0 | 0 | 0 | 0 | Infinite
MISO_MO-IL_2_PJM_ROR | MISO_MO-IL | PJM_ROR | 2045 | B8 | 500 | 0 | 1212 | 0 | 0 | 0 | 0 | 0 | 0 | 0 | 0 | 0 | 0 | Infinite
MISO_MO-IL_2_PJM_ROR | MISO_MO-IL | PJM_ROR | 2045 | B9 | 800 | 0 | 1212 | 0 | 0 | 0 | 0 | 0 | 0 | 0 | 0 | 0 | 0 | Infinite
MISO_MO-IL_2_PJM_ROR | MISO_MO-IL | PJM_ROR | 2045 | B10 | 1262 | 0 | 1212 | 1151 | 0 | 0 | 0 | 0 | 0 | 0 | 0 | 0 | 0 | Infinite
MISO_MO-IL_2_PJM_ROR | MISO_MO-IL | PJM_ROR | 2045 | B11 | 25 | 0 | 1212 | 0 | 0 | 0 | 0 | 0 | 0 | 0 | 0 | 0 | 0 | Infinite
MISO_MO-IL_2_PJM_ROR | MISO_MO-IL | PJM_ROR | 2045 | B12 | 200 | 0 | 1212 | 0 | 0 | 0 | 0 | 0 | 0 | 0 | 0 | 0 | 0 | Infinite
MISO_MO-IL_2_PJM_ROR | MISO_MO-IL | PJM_ROR | 2045 | B13 | 600 | 0 | 1212 | 0 | 0 | 0 | 0 | 0 | 0 | 0 | 0 | 0 | 0 | Infinite
MISO_MO-IL_2_PJM_ROR | MISO_MO-IL | PJM_ROR | 2045 | B14 | 900 | 0 | 1212 | 0 | 0 | 0 | 0 | 0 | 0 | 0 | 0 | 0 | 0 | Infinite
MISO_MO-IL_2_PJM_ROR | MISO_MO-IL | PJM_ROR | 2045 | B15 | 1203 | 0 | 1212 | 1035.94 | 0 | 0 | 0 | 0 | 0 | 0 | 0 | 0 | 0 | Infinite
MISO_MO-IL_2_PJM_ROR | MISO_MO-IL | PJM_ROR | 2045 | B16 | 25 | 0 | 1212 | 0 | 0 | 0 | 0 | 0 | 0 | 0 | 0 | 0 | 0 | Infinite
MISO_MO-IL_2_PJM_ROR | MISO_MO-IL | PJM_ROR | 2045 | B17 | 100 | 0 | 1212 | 644.24 | 0 | 907.22 | 0 | 0 | 0 | 0 | 0 | 0 | 0 | Infinite
MISO_MO-IL_2_PJM_ROR | MISO_MO-IL | PJM_ROR | 2045 | B18 | 400 | 0 | 1212 | 0 | 0 | 0 | 0 | 0 | 0 | 0 | 0 | 0 | 0 | Infinite
MISO_MO-IL_2_PJM_ROR | MISO_MO-IL | PJM_ROR | 2045 | B19 | 700 | 0 | 1212 | 0 | 0 | 0 | 0 | 0 | 0 | 0 | 0 | 0 | 0 | Infinite
MISO_MO-IL_2_PJM_ROR | MISO_MO-IL | PJM_ROR | 2045 | B20 | 935 | 0 | 1212 | 1212 | 0 | 1212 | 0 | 0 | 3.5966 | 0 | 0.72407 | 3.5966 | 0 | Infinite
MISO_MO-IL_2_PJM_ROR | MISO_MO-IL | PJM_ROR | 2050 | B1 | 10 | 0 | 1212 | 0 | 0 | 0 | 0 | 0 | 0 | 0 | 0 | 0 | 0 | Infinite
MISO_MO-IL_2_PJM_ROR | MISO_MO-IL | PJM_ROR | 2050 | B2 | 25 | 0 | 1212 | 0 | 0 | 0 | 0 | 0 | 0 | 0 | 0 | 0 | 0 | Infinite
MISO_MO-IL_2_PJM_ROR | MISO_MO-IL | PJM_ROR | 2050 | B3 | 75 | 0 | 1212 | 0 | 0 | 0 | 0 | 0 | 0 | 0 | 0 | 0 | 0 | Infinite
MISO_MO-IL_2_PJM_ROR | MISO_MO-IL | PJM_ROR | 2050 | B4 | 100 | 0 | 1212 | 0 | 0 | 0 | 0 | 0 | 0 | 0 | 0 | 0 | 0 | Infinite
MISO_MO-IL_2_PJM_ROR | MISO_MO-IL | PJM_ROR | 2050 | B5 | 200 | 0 | 1212 | 0 | 0 | 0 | 0 | 0 | 0 | 0 | 0 | 0 | 0 | Infinite
MISO_MO-IL_2_PJM_ROR | MISO_MO-IL | PJM_ROR | 2050 | B6 | 300 | 0 | 1212 | 0 | 0 | 0 | 0 | 0 | 0 | 0 | 0 | 0 | 0 | Infinite
MISO_MO-IL_2_PJM_ROR | MISO_MO-IL | PJM_ROR | 2050 | B7 | 400 | 0 | 1212 | 0 | 0 | 0 | 0 | 0 | 0 | 0 | 0 | 0 | 0 | Infinite
MISO_MO-IL_2_PJM_ROR | MISO_MO-IL | PJM_ROR | 2050 | B8 | 500 | 0 | 1212 | 0 | 0 | 0 | 0 | 0 | 0 | 0 | 0 | 0 | 0 | Infinite
MISO_MO-IL_2_PJM_ROR | MISO_MO-IL | PJM_ROR | 2050 | B9 | 800 | 0 | 1212 | 0 | 0 | 0 | 0 | 0 | 0 | 0 | 0 | 0 | 0 | Infinite
MISO_MO-IL_2_PJM_ROR | MISO_MO-IL | PJM_ROR | 2050 | B10 | 1262 | 0 | 1212 | 1212 | 0 | 1212 | 0 | 0 | 0.20179 | 0 | 1.1989 | 0.11591 | 0 | Infinite
MISO_MO-IL_2_PJM_ROR | MISO_MO-IL | PJM_ROR | 2050 | B11 | 25 | 0 | 1212 | 0 | 0 | 0 | 0 | 0 | 0 | 0 | 0 | 0 | 0 | Infinite
MISO_MO-IL_2_PJM_ROR | MISO_MO-IL | PJM_ROR | 2050 | B12 | 200 | 0 | 1212 | 0 | 0 | 0 | 0 | 0 | 0 | 0 | 0 | 0 | 0 | Infinite
MISO_MO-IL_2_PJM_ROR | MISO_MO-IL | PJM_ROR | 2050 | B13 | 600 | 0 | 1212 | 0 | 0 | 0 | 0 | 0 | 0 | 0 | 0 | 0 | 0 | Infinite
MISO_MO-IL_2_PJM_ROR | MISO_MO-IL | PJM_ROR | 2050 | B14 | 900 | 0 | 1212 | 0 | 0 | 0 | 0 | 0 | 0 | 0 | 0 | 0 | 0 | Infinite
MISO_MO-IL_2_PJM_ROR | MISO_MO-IL | PJM_ROR | 2050 | B15 | 1203 | 0 | 1212 | 1048.89 | 0 | 0 | 0 | 0 | 0 | 0 | 0 | 0 | 0 | Infinite
MISO_MO-IL_2_PJM_ROR | MISO_MO-IL | PJM_ROR | 2050 | B16 | 25 | 0 | 1212 | 0 | 0 | 0 | 0 | 0 | 0 | 0 | 0 | 0 | 0 | Infinite
MISO_MO-IL_2_PJM_ROR | MISO_MO-IL | PJM_ROR | 2050 | B17 | 100 | 0 | 1212 | 774.52 | 0 | 639.11 | 0 | 0 | 0 | 0 | 0 | 0 | 0 | Infinite
MISO_MO-IL_2_PJM_ROR | MISO_MO-IL | PJM_ROR | 2050 | B18 | 400 | 0 | 1212 | 0 | 0 | 0 | 0 | 0 | 0 | 0 | 0 | 0 | 0 | Infinite
MISO_MO-IL_2_PJM_ROR | MISO_MO-IL | PJM_ROR | 2050 | B19 | 700 | 0 | 1212 | 0 | 0 | 0 | 0 | 0 | 0 | 0 | 0 | 0 | 0 | Infinite
MISO_MO-IL_2_PJM_ROR | MISO_MO-IL | PJM_ROR | 2050 | B20 | 935 | 0 | 1212 | 1212 | 0 | 1212 | 0 | 0 | 0.08309 | 0 | 0.46293 | 0.035361 | 0 | Infinite
MISO_MO-IL_2_SPP_N | MISO_MO-IL | SPP_N | 2015 | B1 | 10 | 0 | 2000 | 0 | 0 | 0 | 0 | 0 | 0 | 0 | 0 | 0 | 0 | Infinite
MISO_MO-IL_2_SPP_N | MISO_MO-IL | SPP_N | 2015 | B2 | 25 | 0 | 2000 | 0 | 0 | 0 | 0 | 0 | 0 | 0 | 0 | 0 | 0 | Infinite
MISO_MO-IL_2_SPP_N | MISO_MO-IL | SPP_N | 2015 | B3 | 75 | 0 | 2000 | 0 | 0 | 0 | 0 | 0 | 0 | 0 | 0 | 0 | 0 | Infinite
MISO_MO-IL_2_SPP_N | MISO_MO-IL | SPP_N | 2015 | B4 | 100 | 0 | 2000 | 0 | 0 | 0 | 0 | 0 | 0 | 0 | 0 | 0 | 0 | Infinite
MISO_MO-IL_2_SPP_N | MISO_MO-IL | SPP_N | 2015 | B5 | 200 | 0 | 2000 | 0 | 0 | 0 | 0 | 0 | 0 | 0 | 0 | 0 | 0 | Infinite
MISO_MO-IL_2_SPP_N | MISO_MO-IL | SPP_N | 2015 | B6 | 300 | 0 | 2000 | 1967.38 | 0 | 0 | 0 | 0 | 0 | 0 | 0 | 0 | 0 | Infinite
MISO_MO-IL_2_SPP_N | MISO_MO-IL | SPP_N | 2015 | B7 | 400 | 0 | 2000 | 0 | 0 | 0 | 0 | 0 | 0 | 0 | 0 | 0 | 0 | Infinite
MISO_MO-IL_2_SPP_N | MISO_MO-IL | SPP_N | 2015 | B8 | 500 | 0 | 2000 | 0 | 0 | 0 | 0 | 0 | 0 | 0 | 0 | 0 | 0 | Infinite
MISO_MO-IL_2_SPP_N | MISO_MO-IL | SPP_N | 2015 | B9 | 800 | 0 | 2000 | 0 | 0 | 0 | 0 | 0 | 0 | 0 | 0 | 0 | 0 | Infinite
MISO_MO-IL_2_SPP_N | MISO_MO-IL | SPP_N | 2015 | B10 | 1262 | 0 | 2000 | 0 | 0 | 0 | 0 | 0 | 0 | 0 | 0 | 0 | 0 | Infinite
MISO_MO-IL_2_SPP_N | MISO_MO-IL | SPP_N | 2015 | B11 | 25 | 0 | 2000 | 0 | 0 | 0 | 0 | 0 | 0 | 0 | 0 | 0 | 0 | Infinite
MISO_MO-IL_2_SPP_N | MISO_MO-IL | SPP_N | 2015 | B12 | 200 | 0 | 2000 | 0 | 0 | 0 | 0 | 0 | 0 | 0 | 0 | 0 | 0 | Infinite
MISO_MO-IL_2_SPP_N | MISO_MO-IL | SPP_N | 2015 | B13 | 600 | 0 | 2000 | 0 | 0 | 0 | 0 | 0 | 0 | 0 | 0 | 0 | 0 | Infinite
MISO_MO-IL_2_SPP_N | MISO_MO-IL | SPP_N | 2015 | B14 | 900 | 0 | 2000 | 0 | 0 | 0 | 0 | 0 | 0 | 0 | 0 | 0 | 0 | Infinite
MISO_MO-IL_2_SPP_N | MISO_MO-IL | SPP_N | 2015 | B15 | 1203 | 0 | 2000 | 0 | 0 | 0 | 0 | 0 | 0 | 0 | 0 | 0 | 0 | Infinite
MISO_MO-IL_2_SPP_N | MISO_MO-IL | SPP_N | 2015 | B16 | 25 | 0 | 2000 | 0 | 0 | 0 | 0 | 0 | 0 | 0 | 0 | 0 | 0 | Infinite
MISO_MO-IL_2_SPP_N | MISO_MO-IL | SPP_N | 2015 | B17 | 100 | 0 | 2000 | 0 | 0 | 0 | 0 | 0 | 0 | 0 | 0 | 0 | 0 | Infinite
MISO_MO-IL_2_SPP_N | MISO_MO-IL | SPP_N | 2015 | B18 | 400 | 0 | 2000 | 0 | 0 | 0 | 0 | 0 | 0 | 0 | 0 | 0 | 0 | Infinite
MISO_MO-IL_2_SPP_N | MISO_MO-IL | SPP_N | 2015 | B19 | 700 | 0 | 2000 | 0 | 0 | 0 | 0 | 0 | 0 | 0 | 0 | 0 | 0 | Infinite
MISO_MO-IL_2_SPP_N | MISO_MO-IL | SPP_N | 2015 | B20 | 935 | 0 | 2000 | 0 | 0 | 0 | 0 | 0 | 0 | 0 | 0 | 0 | 0 | Infinite
MISO_MO-IL_2_SPP_N | MISO_MO-IL | SPP_N | 2020 | B1 | 10 | 0 | 2000 | 0 | 0 | 0 | 0 | 0 | 0 | 0 | 0 | 0 | 0 | Infinite
MISO_MO-IL_2_SPP_N | MISO_MO-IL | SPP_N | 2020 | B2 | 25 | 0 | 2000 | 0 | 0 | 0 | 0 | 0 | 0 | 0 | 0 | 0 | 0 | Infinite
MISO_MO-IL_2_SPP_N | MISO_MO-IL | SPP_N | 2020 | B3 | 75 | 0 | 2000 | 0 | 0 | 0 | 0 | 0 | 0 | 0 | 0 | 0 | 0 | Infinite
MISO_MO-IL_2_SPP_N | MISO_MO-IL | SPP_N | 2020 | B4 | 100 | 0 | 2000 | 0 | 0 | 0 | 0 | 0 | 0 | 0 | 0 | 0 | 0 | Infinite
MISO_MO-IL_2_SPP_N | MISO_MO-IL | SPP_N | 2020 | B5 | 200 | 0 | 2000 | 0 | 0 | 0 | 0 | 0 | 0 | 0 | 0 | 0 | 0 | Infinite
MISO_MO-IL_2_SPP_N | MISO_MO-IL | SPP_N | 2020 | B6 | 300 | 0 | 2000 | 284.57 | 0 | 0 | 0 | 0 | 0 | 0 | 0 | 0 | 0 | Infinite
MISO_MO-IL_2_SPP_N | MISO_MO-IL | SPP_N | 2020 | B7 | 400 | 0 | 2000 | 0 | 0 | 0 | 0 | 0 | 0 | 0 | 0 | 0 | 0 | Infinite
MISO_MO-IL_2_SPP_N | MISO_MO-IL | SPP_N | 2020 | B8 | 500 | 0 | 2000 | 0 | 0 | 0 | 0 | 0 | 0 | 0 | 0 | 0 | 0 | Infinite
MISO_MO-IL_2_SPP_N | MISO_MO-IL | SPP_N | 2020 | B9 | 800 | 0 | 2000 | 0 | 0 | 0 | 0 | 0 | 0 | 0 | 0 | 0 | 0 | Infinite
MISO_MO-IL_2_SPP_N | MISO_MO-IL | SPP_N | 2020 | B10 | 1262 | 0 | 2000 | 0 | 0 | 0 | 0 | 0 | 0 | 0 | 0 | 0 | 0 | Infinite
MISO_MO-IL_2_SPP_N | MISO_MO-IL | SPP_N | 2020 | B11 | 25 | 0 | 2000 | 0 | 0 | 0 | 0 | 0 | 0 | 0 | 0 | 0 | 0 | Infinite
MISO_MO-IL_2_SPP_N | MISO_MO-IL | SPP_N | 2020 | B12 | 200 | 0 | 2000 | 0 | 0 | 0 | 0 | 0 | 0 | 0 | 0 | 0 | 0 | Infinite
MISO_MO-IL_2_SPP_N | MISO_MO-IL | SPP_N | 2020 | B13 | 600 | 0 | 2000 | 0 | 0 | 0 | 0 | 0 | 0 | 0 | 0 | 0 | 0 | Infinite
MISO_MO-IL_2_SPP_N | MISO_MO-IL | SPP_N | 2020 | B14 | 900 | 0 | 2000 | 0 | 0 | 0 | 0 | 0 | 0 | 0 | 0 | 0 | 0 | Infinite
MISO_MO-IL_2_SPP_N | MISO_MO-IL | SPP_N | 2020 | B15 | 1203 | 0 | 2000 | 0 | 0 | 0 | 0 | 0 | 0 | 0 | 0 | 0 | 0 | Infinite
MISO_MO-IL_2_SPP_N | MISO_MO-IL | SPP_N | 2020 | B16 | 25 | 0 | 2000 | 0 | 0 | 0 | 0 | 0 | 0 | 0 | 0 | 0 | 0 | Infinite
MISO_MO-IL_2_SPP_N | MISO_MO-IL | SPP_N | 2020 | B17 | 100 | 0 | 2000 | 0 | 0 | 0 | 0 | 0 | 0 | 0 | 0 | 0 | 0 | Infinite
MISO_MO-IL_2_SPP_N | MISO_MO-IL | SPP_N | 2020 | B18 | 400 | 0 | 2000 | 0 | 0 | 0 | 0 | 0 | 0 | 0 | 0 | 0 | 0 | Infinite
MISO_MO-IL_2_SPP_N | MISO_MO-IL | SPP_N | 2020 | B19 | 700 | 0 | 2000 | 0 | 0 | 0 | 0 | 0 | 0 | 0 | 0 | 0 | 0 | Infinite
MISO_MO-IL_2_SPP_N | MISO_MO-IL | SPP_N | 2020 | B20 | 935 | 0 | 2000 | 0 | 0 | 0 | 0 | 0 | 0 | 0 | 0 | 0 | 0 | Infinite
MISO_MO-IL_2_SPP_N | MISO_MO-IL | SPP_N | 2025 | B1 | 10 | 0 | 2000 | 0 | 0 | 0 | 0 | 0 | 0 | 0 | 0 | 0 | 0 | Infinite
MISO_MO-IL_2_SPP_N | MISO_MO-IL | SPP_N | 2025 | B2 | 25 | 0 | 2000 | 0 | 0 | 0 | 0 | 0 | 0 | 0 | 0 | 0 | 0 | Infinite
MISO_MO-IL_2_SPP_N | MISO_MO-IL | SPP_N | 2025 | B3 | 75 | 0 | 2000 | 0 | 0 | 0 | 0 | 0 | 0 | 0 | 0 | 0 | 0 | Infinite
MISO_MO-IL_2_SPP_N | MISO_MO-IL | SPP_N | 2025 | B4 | 100 | 0 | 2000 | 0 | 0 | 0 | 0 | 0 | 0 | 0 | 0 | 0 | 0 | Infinite
MISO_MO-IL_2_SPP_N | MISO_MO-IL | SPP_N | 2025 | B5 | 200 | 0 | 2000 | 0 | 0 | 0 | 0 | 0 | 0 | 0 | 0 | 0 | 0 | Infinite
MISO_MO-IL_2_SPP_N | MISO_MO-IL | SPP_N | 2025 | B6 | 300 | 0 | 2000 | 0 | 0 | 0 | 0 | 0 | 0 | 0 | 0 | 0 | 0 | Infinite
MISO_MO-IL_2_SPP_N | MISO_MO-IL | SPP_N | 2025 | B7 | 400 | 0 | 2000 | 0 | 0 | 0 | 0 | 0 | 0 | 0 | 0 | 0 | 0 | Infinite
MISO_MO-IL_2_SPP_N | MISO_MO-IL | SPP_N | 2025 | B8 | 500 | 0 | 2000 | 0 | 0 | 0 | 0 | 0 | 0 | 0 | 0 | 0 | 0 | Infinite
MISO_MO-IL_2_SPP_N | MISO_MO-IL | SPP_N | 2025 | B9 | 800 | 0 | 2000 | 0 | 0 | 0 | 0 | 0 | 0 | 0 | 0 | 0 | 0 | Infinite
MISO_MO-IL_2_SPP_N | MISO_MO-IL | SPP_N | 2025 | B10 | 1262 | 0 | 2000 | 0 | 0 | 0 | 0 | 0 | 0 | 0 | 0 | 0 | 0 | Infinite
MISO_MO-IL_2_SPP_N | MISO_MO-IL | SPP_N | 2025 | B11 | 25 | 0 | 2000 | 0 | 0 | 0 | 0 | 0 | 0 | 0 | 0 | 0 | 0 | Infinite
MISO_MO-IL_2_SPP_N | MISO_MO-IL | SPP_N | 2025 | B12 | 200 | 0 | 2000 | 0 | 0 | 0 | 0 | 0 | 0 | 0 | 0 | 0 | 0 | Infinite
MISO_MO-IL_2_SPP_N | MISO_MO-IL | SPP_N | 2025 | B13 | 600 | 0 | 2000 | 0 | 0 | 0 | 0 | 0 | 0 | 0 | 0 | 0 | 0 | Infinite
MISO_MO-IL_2_SPP_N | MISO_MO-IL | SPP_N | 2025 | B14 | 900 | 0 | 2000 | 0 | 0 | 0 | 0 | 0 | 0 | 0 | 0 | 0 | 0 | Infinite
MISO_MO-IL_2_SPP_N | MISO_MO-IL | SPP_N | 2025 | B15 | 1203 | 0 | 2000 | 0 | 0 | 0 | 0 | 0 | 0 | 0 | 0 | 0 | 0 | Infinite
MISO_MO-IL_2_SPP_N | MISO_MO-IL | SPP_N | 2025 | B16 | 25 | 0 | 2000 | 0 | 0 | 0 | 0 | 0 | 0 | 0 | 0 | 0 | 0 | Infinite
MISO_MO-IL_2_SPP_N | MISO_MO-IL | SPP_N | 2025 | B17 | 100 | 0 | 2000 | 0 | 0 | 0 | 0 | 0 | 0 | 0 | 0 | 0 | 0 | Infinite
MISO_MO-IL_2_SPP_N | MISO_MO-IL | SPP_N | 2025 | B18 | 400 | 0 | 2000 | 0 | 0 | 0 | 0 | 0 | 0 | 0 | 0 | 0 | 0 | Infinite
MISO_MO-IL_2_SPP_N | MISO_MO-IL | SPP_N | 2025 | B19 | 700 | 0 | 2000 | 0 | 0 | 0 | 0 | 0 | 0 | 0 | 0 | 0 | 0 | Infinite
MISO_MO-IL_2_SPP_N | MISO_MO-IL | SPP_N | 2025 | B20 | 935 | 0 | 2000 | 0 | 0 | 0 | 0 | 0 | 0 | 0 | 0 | 0 | 0 | Infinite
MISO_MO-IL_2_SPP_N | MISO_MO-IL | SPP_N | 2030 | B1 | 10 | 0 | 2000 | 0 | 0 | 0 | 0 | 0 | 0 | 0 | 0 | 0 | 0 | Infinite
MISO_MO-IL_2_SPP_N | MISO_MO-IL | SPP_N | 2030 | B2 | 25 | 0 | 2000 | 0 | 0 | 0 | 0 | 0 | 0 | 0 | 0 | 0 | 0 | Infinite
MISO_MO-IL_2_SPP_N | MISO_MO-IL | SPP_N | 2030 | B3 | 75 | 0 | 2000 | 0 | 0 | 0 | 0 | 0 | 0 | 0 | 0 | 0 | 0 | Infinite
MISO_MO-IL_2_SPP_N | MISO_MO-IL | SPP_N | 2030 | B4 | 100 | 0 | 2000 | 0 | 0 | 0 | 0 | 0 | 0 | 0 | 0 | 0 | 0 | Infinite
MISO_MO-IL_2_SPP_N | MISO_MO-IL | SPP_N | 2030 | B5 | 200 | 0 | 2000 | 0 | 0 | 0 | 0 | 0 | 0 | 0 | 0 | 0 | 0 | Infinite
MISO_MO-IL_2_SPP_N | MISO_MO-IL | SPP_N | 2030 | B6 | 300 | 0 | 2000 | 0 | 0 | 0 | 0 | 0 | 0 | 0 | 0 | 0 | 0 | Infinite
MISO_MO-IL_2_SPP_N | MISO_MO-IL | SPP_N | 2030 | B7 | 400 | 0 | 2000 | 0 | 0 | 0 | 0 | 0 | 0 | 0 | 0 | 0 | 0 | Infinite
MISO_MO-IL_2_SPP_N | MISO_MO-IL | SPP_N | 2030 | B8 | 500 | 0 | 2000 | 0 | 0 | 0 | 0 | 0 | 0 | 0 | 0 | 0 | 0 | Infinite
MISO_MO-IL_2_SPP_N | MISO_MO-IL | SPP_N | 2030 | B9 | 800 | 0 | 2000 | 0 | 0 | 0 | 0 | 0 | 0 | 0 | 0 | 0 | 0 | Infinite
MISO_MO-IL_2_SPP_N | MISO_MO-IL | SPP_N | 2030 | B10 | 1262 | 0 | 2000 | 0 | 0 | 0 | 0 | 0 | 0 | 0 | 0 | 0 | 0 | Infinite
MISO_MO-IL_2_SPP_N | MISO_MO-IL | SPP_N | 2030 | B11 | 25 | 0 | 2000 | 0 | 0 | 0 | 0 | 0 | 0 | 0 | 0 | 0 | 0 | Infinite
MISO_MO-IL_2_SPP_N | MISO_MO-IL | SPP_N | 2030 | B12 | 200 | 0 | 2000 | 0 | 0 | 0 | 0 | 0 | 0 | 0 | 0 | 0 | 0 | Infinite
MISO_MO-IL_2_SPP_N | MISO_MO-IL | SPP_N | 2030 | B13 | 600 | 0 | 2000 | 0 | 0 | 0 | 0 | 0 | 0 | 0 | 0 | 0 | 0 | Infinite
MISO_MO-IL_2_SPP_N | MISO_MO-IL | SPP_N | 2030 | B14 | 900 | 0 | 2000 | 0 | 0 | 0 | 0 | 0 | 0 | 0 | 0 | 0 | 0 | Infinite
MISO_MO-IL_2_SPP_N | MISO_MO-IL | SPP_N | 2030 | B15 | 1203 | 0 | 2000 | 0 | 0 | 0 | 0 | 0 | 0 | 0 | 0 | 0 | 0 | Infinite
MISO_MO-IL_2_SPP_N | MISO_MO-IL | SPP_N | 2030 | B16 | 25 | 0 | 2000 | 0 | 0 | 0 | 0 | 0 | 0 | 0 | 0 | 0 | 0 | Infinite
MISO_MO-IL_2_SPP_N | MISO_MO-IL | SPP_N | 2030 | B17 | 100 | 0 | 2000 | 0 | 0 | 0 | 0 | 0 | 0 | 0 | 0 | 0 | 0 | Infinite
MISO_MO-IL_2_SPP_N | MISO_MO-IL | SPP_N | 2030 | B18 | 400 | 0 | 2000 | 0 | 0 | 0 | 0 | 0 | 0 | 0 | 0 | 0 | 0 | Infinite
MISO_MO-IL_2_SPP_N | MISO_MO-IL | SPP_N | 2030 | B19 | 700 | 0 | 2000 | 0 | 0 | 0 | 0 | 0 | 0 | 0 | 0 | 0 | 0 | Infinite
MISO_MO-IL_2_SPP_N | MISO_MO-IL | SPP_N | 2030 | B20 | 935 | 0 | 2000 | 0 | 0 | 0 | 0 | 0 | 0 | 0 | 0 | 0 | 0 | Infinite
MISO_MO-IL_2_SPP_N | MISO_MO-IL | SPP_N | 2035 | B1 | 10 | 0 | 2000 | 0 | 0 | 0 | 0 | 0 | 0 | 0 | 0 | 0 | 0 | Infinite
MISO_MO-IL_2_SPP_N | MISO_MO-IL | SPP_N | 2035 | B2 | 25 | 0 | 2000 | 0 | 0 | 0 | 0 | 0 | 0 | 0 | 0 | 0 | 0 | Infinite
MISO_MO-IL_2_SPP_N | MISO_MO-IL | SPP_N | 2035 | B3 | 75 | 0 | 2000 | 0 | 0 | 0 | 0 | 0 | 0 | 0 | 0 | 0 | 0 | Infinite
MISO_MO-IL_2_SPP_N | MISO_MO-IL | SPP_N | 2035 | B4 | 100 | 0 | 2000 | 0 | 0 | 0 | 0 | 0 | 0 | 0 | 0 | 0 | 0 | Infinite
MISO_MO-IL_2_SPP_N | MISO_MO-IL | SPP_N | 2035 | B5 | 200 | 0 | 2000 | 0 | 0 | 0 | 0 | 0 | 0 | 0 | 0 | 0 | 0 | Infinite
MISO_MO-IL_2_SPP_N | MISO_MO-IL | SPP_N | 2035 | B6 | 300 | 0 | 2000 | 1372.26 | 0 | 0 | 0 | 0 | 0 | 0 | 0 | 0 | 0 | Infinite
MISO_MO-IL_2_SPP_N | MISO_MO-IL | SPP_N | 2035 | B7 | 400 | 0 | 2000 | 0 | 0 | 0 | 0 | 0 | 0 | 0 | 0 | 0 | 0 | Infinite
MISO_MO-IL_2_SPP_N | MISO_MO-IL | SPP_N | 2035 | B8 | 500 | 0 | 2000 | 0 | 0 | 0 | 0 | 0 | 0 | 0 | 0 | 0 | 0 | Infinite
MISO_MO-IL_2_SPP_N | MISO_MO-IL | SPP_N | 2035 | B9 | 800 | 0 | 2000 | 0 | 0 | 0 | 0 | 0 | 0 | 0 | 0 | 0 | 0 | Infinite
MISO_MO-IL_2_SPP_N | MISO_MO-IL | SPP_N | 2035 | B10 | 1262 | 0 | 2000 | 0 | 0 | 0 | 0 | 0 | 0 | 0 | 0 | 0 | 0 | Infinite
MISO_MO-IL_2_SPP_N | MISO_MO-IL | SPP_N | 2035 | B11 | 25 | 0 | 2000 | 0 | 0 | 0 | 0 | 0 | 0 | 0 | 0 | 0 | 0 | Infinite
MISO_MO-IL_2_SPP_N | MISO_MO-IL | SPP_N | 2035 | B12 | 200 | 0 | 2000 | 0 | 0 | 0 | 0 | 0 | 0 | 0 | 0 | 0 | 0 | Infinite
MISO_MO-IL_2_SPP_N | MISO_MO-IL | SPP_N | 2035 | B13 | 600 | 0 | 2000 | 0 | 0 | 0 | 0 | 0 | 0 | 0 | 0 | 0 | 0 | Infinite
MISO_MO-IL_2_SPP_N | MISO_MO-IL | SPP_N | 2035 | B14 | 900 | 0 | 2000 | 0 | 0 | 0 | 0 | 0 | 0 | 0 | 0 | 0 | 0 | Infinite
MISO_MO-IL_2_SPP_N | MISO_MO-IL | SPP_N | 2035 | B15 | 1203 | 0 | 2000 | 0 | 0 | 0 | 0 | 0 | 0 | 0 | 0 | 0 | 0 | Infinite
MISO_MO-IL_2_SPP_N | MISO_MO-IL | SPP_N | 2035 | B16 | 25 | 0 | 2000 | 0 | 0 | 0 | 0 | 0 | 0 | 0 | 0 | 0 | 0 | Infinite
MISO_MO-IL_2_SPP_N | MISO_MO-IL | SPP_N | 2035 | B17 | 100 | 0 | 2000 | 0 | 0 | 0 | 0 | 0 | 0 | 0 | 0 | 0 | 0 | Infinite
MISO_MO-IL_2_SPP_N | MISO_MO-IL | SPP_N | 2035 | B18 | 400 | 0 | 2000 | 0 | 0 | 0 | 0 | 0 | 0 | 0 | 0 | 0 | 0 | Infinite
MISO_MO-IL_2_SPP_N | MISO_MO-IL | SPP_N | 2035 | B19 | 700 | 0 | 2000 | 0 | 0 | 0 | 0 | 0 | 0 | 0 | 0 | 0 | 0 | Infinite
MISO_MO-IL_2_SPP_N | MISO_MO-IL | SPP_N | 2035 | B20 | 935 | 0 | 2000 | 0 | 0 | 0 | 0 | 0 | 0 | 0 | 0 | 0 | 0 | Infinite
MISO_MO-IL_2_SPP_N | MISO_MO-IL | SPP_N | 2040 | B1 | 10 | 0 | 2000 | 0 | 0 | 0 | 0 | 0 | 0 | 0 | 0 | 0 | 0 | Infinite
MISO_MO-IL_2_SPP_N | MISO_MO-IL | SPP_N | 2040 | B2 | 25 | 0 | 2000 | 0 | 0 | 0 | 0 | 0 | 0 | 0 | 0 | 0 | 0 | Infinite
MISO_MO-IL_2_SPP_N | MISO_MO-IL | SPP_N | 2040 | B3 | 75 | 0 | 2000 | 0 | 0 | 0 | 0 | 0 | 0 | 0 | 0 | 0 | 0 | Infinite
MISO_MO-IL_2_SPP_N | MISO_MO-IL | SPP_N | 2040 | B4 | 100 | 0 | 2000 | 0 | 0 | 0 | 0 | 0 | 0 | 0 | 0 | 0 | 0 | Infinite
MISO_MO-IL_2_SPP_N | MISO_MO-IL | SPP_N | 2040 | B5 | 200 | 0 | 2000 | 0 | 0 | 0 | 0 | 0 | 0 | 0 | 0 | 0 | 0 | Infinite
MISO_MO-IL_2_SPP_N | MISO_MO-IL | SPP_N | 2040 | B6 | 300 | 0 | 2000 | 533.43 | 0 | 0 | 0 | 0 | 0 | 0 | 0 | 0 | 0 | Infinite
MISO_MO-IL_2_SPP_N | MISO_MO-IL | SPP_N | 2040 | B7 | 400 | 0 | 2000 | 0 | 0 | 0 | 0 | 0 | 0 | 0 | 0 | 0 | 0 | Infinite
MISO_MO-IL_2_SPP_N | MISO_MO-IL | SPP_N | 2040 | B8 | 500 | 0 | 2000 | 0 | 0 | 0 | 0 | 0 | 0 | 0 | 0 | 0 | 0 | Infinite
MISO_MO-IL_2_SPP_N | MISO_MO-IL | SPP_N | 2040 | B9 | 800 | 0 | 2000 | 0 | 0 | 0 | 0 | 0 | 0 | 0 | 0 | 0 | 0 | Infinite
MISO_MO-IL_2_SPP_N | MISO_MO-IL | SPP_N | 2040 | B10 | 1262 | 0 | 2000 | 0 | 0 | 0 | 0 | 0 | 0 | 0 | 0 | 0 | 0 | Infinite
MISO_MO-IL_2_SPP_N | MISO_MO-IL | SPP_N | 2040 | B11 | 25 | 0 | 2000 | 0 | 0 | 0 | 0 | 0 | 0 | 0 | 0 | 0 | 0 | Infinite
MISO_MO-IL_2_SPP_N | MISO_MO-IL | SPP_N | 2040 | B12 | 200 | 0 | 2000 | 0 | 0 | 0 | 0 | 0 | 0 | 0 | 0 | 0 | 0 | Infinite
MISO_MO-IL_2_SPP_N | MISO_MO-IL | SPP_N | 2040 | B13 | 600 | 0 | 2000 | 0 | 0 | 0 | 0 | 0 | 0 | 0 | 0 | 0 | 0 | Infinite
MISO_MO-IL_2_SPP_N | MISO_MO-IL | SPP_N | 2040 | B14 | 900 | 0 | 2000 | 0 | 0 | 0 | 0 | 0 | 0 | 0 | 0 | 0 | 0 | Infinite
MISO_MO-IL_2_SPP_N | MISO_MO-IL | SPP_N | 2040 | B15 | 1203 | 0 | 2000 | 0 | 0 | 0 | 0 | 0 | 0 | 0 | 0 | 0 | 0 | Infinite
MISO_MO-IL_2_SPP_N | MISO_MO-IL | SPP_N | 2040 | B16 | 25 | 0 | 2000 | 0 | 0 | 0 | 0 | 0 | 0 | 0 | 0 | 0 | 0 | Infinite
MISO_MO-IL_2_SPP_N | MISO_MO-IL | SPP_N | 2040 | B17 | 100 | 0 | 2000 | 0 | 0 | 0 | 0 | 0 | 0 | 0 | 0 | 0 | 0 | Infinite
MISO_MO-IL_2_SPP_N | MISO_MO-IL | SPP_N | 2040 | B18 | 400 | 0 | 2000 | 0 | 0 | 0 | 0 | 0 | 0 | 0 | 0 | 0 | 0 | Infinite
MISO_MO-IL_2_SPP_N | MISO_MO-IL | SPP_N | 2040 | B19 | 700 | 0 | 2000 | 0 | 0 | 0 | 0 | 0 | 0 | 0 | 0 | 0 | 0 | Infinite
MISO_MO-IL_2_SPP_N | MISO_MO-IL | SPP_N | 2040 | B20 | 935 | 0 | 2000 | 0 | 0 | 0 | 0 | 0 | 0 | 0 | 0 | 0 | 0 | Infinite
MISO_MO-IL_2_SPP_N | MISO_MO-IL | SPP_N | 2045 | B1 | 10 | 0 | 2000 | 0 | 0 | 0 | 0 | 0 | 0 | 0 | 0 | 0 | 0 | Infinite
MISO_MO-IL_2_SPP_N | MISO_MO-IL | SPP_N | 2045 | B2 | 25 | 0 | 2000 | 0 | 0 | 0 | 0 | 0 | 0 | 0 | 0 | 0 | 0 | Infinite
MISO_MO-IL_2_SPP_N | MISO_MO-IL | SPP_N | 2045 | B3 | 75 | 0 | 2000 | 0 | 0 | 0 | 0 | 0 | 0 | 0 | 0 | 0 | 0 | Infinite
MISO_MO-IL_2_SPP_N | MISO_MO-IL | SPP_N | 2045 | B4 | 100 | 0 | 2000 | 0 | 0 | 0 | 0 | 0 | 0 | 0 | 0 | 0 | 0 | Infinite
MISO_MO-IL_2_SPP_N | MISO_MO-IL | SPP_N | 2045 | B5 | 200 | 0 | 2000 | 0 | 0 | 0 | 0 | 0 | 0 | 0 | 0 | 0 | 0 | Infinite
MISO_MO-IL_2_SPP_N | MISO_MO-IL | SPP_N | 2045 | B6 | 300 | 0 | 2000 | 0 | 0 | 0 | 0 | 0 | 0 | 0 | 0 | 0 | 0 | Infinite
MISO_MO-IL_2_SPP_N | MISO_MO-IL | SPP_N | 2045 | B7 | 400 | 0 | 2000 | 0 | 0 | 0 | 0 | 0 | 0 | 0 | 0 | 0 | 0 | Infinite
MISO_MO-IL_2_SPP_N | MISO_MO-IL | SPP_N | 2045 | B8 | 500 | 0 | 2000 | 0 | 0 | 0 | 0 | 0 | 0 | 0 | 0 | 0 | 0 | Infinite
MISO_MO-IL_2_SPP_N | MISO_MO-IL | SPP_N | 2045 | B9 | 800 | 0 | 2000 | 0 | 0 | 0 | 0 | 0 | 0 | 0 | 0 | 0 | 0 | Infinite
MISO_MO-IL_2_SPP_N | MISO_MO-IL | SPP_N | 2045 | B10 | 1262 | 0 | 2000 | 0 | 0 | 0 | 0 | 0 | 0 | 0 | 0 | 0 | 0 | Infinite
MISO_MO-IL_2_SPP_N | MISO_MO-IL | SPP_N | 2045 | B11 | 25 | 0 | 2000 | 0 | 0 | 0 | 0 | 0 | 0 | 0 | 0 | 0 | 0 | Infinite
MISO_MO-IL_2_SPP_N | MISO_MO-IL | SPP_N | 2045 | B12 | 200 | 0 | 2000 | 0 | 0 | 0 | 0 | 0 | 0 | 0 | 0 | 0 | 0 | Infinite
MISO_MO-IL_2_SPP_N | MISO_MO-IL | SPP_N | 2045 | B13 | 600 | 0 | 2000 | 0 | 0 | 0 | 0 | 0 | 0 | 0 | 0 | 0 | 0 | Infinite
MISO_MO-IL_2_SPP_N | MISO_MO-IL | SPP_N | 2045 | B14 | 900 | 0 | 2000 | 0 | 0 | 0 | 0 | 0 | 0 | 0 | 0 | 0 | 0 | Infinite
MISO_MO-IL_2_SPP_N | MISO_MO-IL | SPP_N | 2045 | B15 | 1203 | 0 | 2000 | 0 | 0 | 0 | 0 | 0 | 0 | 0 | 0 | 0 | 0 | Infinite
MISO_MO-IL_2_SPP_N | MISO_MO-IL | SPP_N | 2045 | B16 | 25 | 0 | 2000 | 0 | 0 | 0 | 0 | 0 | 0 | 0 | 0 | 0 | 0 | Infinite
MISO_MO-IL_2_SPP_N | MISO_MO-IL | SPP_N | 2045 | B17 | 100 | 0 | 2000 | 0 | 0 | 0 | 0 | 0 | 0 | 0 | 0 | 0 | 0 | Infinite
MISO_MO-IL_2_SPP_N | MISO_MO-IL | SPP_N | 2045 | B18 | 400 | 0 | 2000 | 0 | 0 | 0 | 0 | 0 | 0 | 0 | 0 | 0 | 0 | Infinite
MISO_MO-IL_2_SPP_N | MISO_MO-IL | SPP_N | 2045 | B19 | 700 | 0 | 2000 | 0 | 0 | 0 | 0 | 0 | 0 | 0 | 0 | 0 | 0 | Infinite
MISO_MO-IL_2_SPP_N | MISO_MO-IL | SPP_N | 2045 | B20 | 935 | 0 | 2000 | 0 | 0 | 0 | 0 | 0 | 0 | 0 | 0 | 0 | 0 | Infinite
MISO_MO-IL_2_SPP_N | MISO_MO-IL | SPP_N | 2050 | B1 | 10 | 0 | 2000 | 0 | 0 | 0 | 0 | 0 | 0 | 0 | 0 | 0 | 0 | Infinite
MISO_MO-IL_2_SPP_N | MISO_MO-IL | SPP_N | 2050 | B2 | 25 | 0 | 2000 | 0 | 0 | 0 | 0 | 0 | 0 | 0 | 0 | 0 | 0 | Infinite
MISO_MO-IL_2_SPP_N | MISO_MO-IL | SPP_N | 2050 | B3 | 75 | 0 | 2000 | 0 | 0 | 0 | 0 | 0 | 0 | 0 | 0 | 0 | 0 | Infinite
MISO_MO-IL_2_SPP_N | MISO_MO-IL | SPP_N | 2050 | B4 | 100 | 0 | 2000 | 0 | 0 | 0 | 0 | 0 | 0 | 0 | 0 | 0 | 0 | Infinite
MISO_MO-IL_2_SPP_N | MISO_MO-IL | SPP_N | 2050 | B5 | 200 | 0 | 2000 | 0 | 0 | 0 | 0 | 0 | 0 | 0 | 0 | 0 | 0 | Infinite
MISO_MO-IL_2_SPP_N | MISO_MO-IL | SPP_N | 2050 | B6 | 300 | 0 | 2000 | 0 | 0 | 0 | 0 | 0 | 0 | 0 | 0 | 0 | 0 | Infinite
MISO_MO-IL_2_SPP_N | MISO_MO-IL | SPP_N | 2050 | B7 | 400 | 0 | 2000 | 0 | 0 | 0 | 0 | 0 | 0 | 0 | 0 | 0 | 0 | Infinite
MISO_MO-IL_2_SPP_N | MISO_MO-IL | SPP_N | 2050 | B8 | 500 | 0 | 2000 | 0 | 0 | 0 | 0 | 0 | 0 | 0 | 0 | 0 | 0 | Infinite
MISO_MO-IL_2_SPP_N | MISO_MO-IL | SPP_N | 2050 | B9 | 800 | 0 | 2000 | 0 | 0 | 0 | 0 | 0 | 0 | 0 | 0 | 0 | 0 | Infinite
MISO_MO-IL_2_SPP_N | MISO_MO-IL | SPP_N | 2050 | B10 | 1262 | 0 | 2000 | 0 | 0 | 0 | 0 | 0 | 0 | 0 | 0 | 0 | 0 | Infinite
MISO_MO-IL_2_SPP_N | MISO_MO-IL | SPP_N | 2050 | B11 | 25 | 0 | 2000 | 0 | 0 | 0 | 0 | 0 | 0 | 0 | 0 | 0 | 0 | Infinite
MISO_MO-IL_2_SPP_N | MISO_MO-IL | SPP_N | 2050 | B12 | 200 | 0 | 2000 | 0 | 0 | 0 | 0 | 0 | 0 | 0 | 0 | 0 | 0 | Infinite
MISO_MO-IL_2_SPP_N | MISO_MO-IL | SPP_N | 2050 | B13 | 600 | 0 | 2000 | 0 | 0 | 0 | 0 | 0 | 0 | 0 | 0 | 0 | 0 | Infinite
MISO_MO-IL_2_SPP_N | MISO_MO-IL | SPP_N | 2050 | B14 | 900 | 0 | 2000 | 0 | 0 | 0 | 0 | 0 | 0 | 0 | 0 | 0 | 0 | Infinite
MISO_MO-IL_2_SPP_N | MISO_MO-IL | SPP_N | 2050 | B15 | 1203 | 0 | 2000 | 0 | 0 | 0 | 0 | 0 | 0 | 0 | 0 | 0 | 0 | Infinite
MISO_MO-IL_2_SPP_N | MISO_MO-IL | SPP_N | 2050 | B16 | 25 | 0 | 2000 | 0 | 0 | 0 | 0 | 0 | 0 | 0 | 0 | 0 | 0 | Infinite
MISO_MO-IL_2_SPP_N | MISO_MO-IL | SPP_N | 2050 | B17 | 100 | 0 | 2000 | 0 | 0 | 0 | 0 | 0 | 0 | 0 | 0 | 0 | 0 | Infinite
MISO_MO-IL_2_SPP_N | MISO_MO-IL | SPP_N | 2050 | B18 | 400 | 0 | 2000 | 0 | 0 | 0 | 0 | 0 | 0 | 0 | 0 | 0 | 0 | Infinite
MISO_MO-IL_2_SPP_N | MISO_MO-IL | SPP_N | 2050 | B19 | 700 | 0 | 2000 | 0 | 0 | 0 | 0 | 0 | 0 | 0 | 0 | 0 | 0 | Infinite
MISO_MO-IL_2_SPP_N | MISO_MO-IL | SPP_N | 2050 | B20 | 935 | 0 | 2000 | 0 | 0 | 0 | 0 | 0 | 0 | 0 | 0 | 0 | 0 | Infinite
MISO_MO-IL_2_TVA_Transmission | MISO_MO-IL | TVA_Transmission | 2015 | B1 | 10 | 0 | 4000 | 2282.77 | 0 | 2536.83 | 0 | 0 | 0 | 0 | 0 | 0 | 0 | Infinite
MISO_MO-IL_2_TVA_Transmission | MISO_MO-IL | TVA_Transmission | 2015 | B2 | 25 | 0 | 4000 | 1299.84 | 0 | 1353.99 | 0 | 0 | 0 | 0 | 0 | 0 | 0 | Infinite
MISO_MO-IL_2_TVA_Transmission | MISO_MO-IL | TVA_Transmission | 2015 | B3 | 75 | 0 | 4000 | 0 | 0 | 0 | 0 | 0 | 0 | 0 | 0 | 0 | 0 | Infinite
MISO_MO-IL_2_TVA_Transmission | MISO_MO-IL | TVA_Transmission | 2015 | B4 | 100 | 0 | 4000 | 257.99 | 0 | 519.35 | 0 | 0 | 0 | 0 | 0 | 0 | 0 | Infinite
MISO_MO-IL_2_TVA_Transmission | MISO_MO-IL | TVA_Transmission | 2015 | B5 | 200 | 0 | 4000 | 0 | 0 | 0 | 0 | 0 | 0 | 0 | 0 | 0 | 0 | Infinite
MISO_MO-IL_2_TVA_Transmission | MISO_MO-IL | TVA_Transmission | 2015 | B6 | 300 | 0 | 4000 | 0 | 0 | 0 | 0 | 0 | 0 | 0 | 0 | 0 | 0 | Infinite
MISO_MO-IL_2_TVA_Transmission | MISO_MO-IL | TVA_Transmission | 2015 | B7 | 400 | 0 | 4000 | 0 | 0 | 0 | 0 | 0 | 0 | 0 | 0 | 0 | 0 | Infinite
MISO_MO-IL_2_TVA_Transmission | MISO_MO-IL | TVA_Transmission | 2015 | B8 | 500 | 0 | 4000 | 0 | 0 | 0 | 0 | 0 | 0 | 0 | 0 | 0 | 0 | Infinite
MISO_MO-IL_2_TVA_Transmission | MISO_MO-IL | TVA_Transmission | 2015 | B9 | 800 | 0 | 4000 | 0 | 0 | 0 | 0 | 0 | 0 | 0 | 0 | 0 | 0 | Infinite
MISO_MO-IL_2_TVA_Transmission | MISO_MO-IL | TVA_Transmission | 2015 | B10 | 1262 | 0 | 4000 | 0 | 0 | 0 | 0 | 0 | 0 | 0 | 0 | 0 | 0 | Infinite
MISO_MO-IL_2_TVA_Transmission | MISO_MO-IL | TVA_Transmission | 2015 | B11 | 25 | 0 | 4000 | 0 | 0 | 0 | 0 | 0 | 0 | 0 | 0 | 0 | 0 | Infinite
MISO_MO-IL_2_TVA_Transmission | MISO_MO-IL | TVA_Transmission | 2015 | B12 | 200 | 0 | 4000 | 0 | 0 | 0 | 0 | 0 | 0 | 0 | 0 | 0 | 0 | Infinite
MISO_MO-IL_2_TVA_Transmission | MISO_MO-IL | TVA_Transmission | 2015 | B13 | 600 | 0 | 4000 | 0 | 0 | 0 | 0 | 0 | 0 | 0 | 0 | 0 | 0 | Infinite
MISO_MO-IL_2_TVA_Transmission | MISO_MO-IL | TVA_Transmission | 2015 | B14 | 900 | 0 | 4000 | 0 | 0 | 0 | 0 | 0 | 0 | 0 | 0 | 0 | 0 | Infinite
MISO_MO-IL_2_TVA_Transmission | MISO_MO-IL | TVA_Transmission | 2015 | B15 | 1203 | 0 | 4000 | 0 | 0 | 0 | 0 | 0 | 0 | 0 | 0 | 0 | 0 | Infinite
MISO_MO-IL_2_TVA_Transmission | MISO_MO-IL | TVA_Transmission | 2015 | B16 | 25 | 0 | 4000 | 46.78 | 0 | 359.4 | 0 | 0 | 0 | 0 | 0 | 0 | 0 | Infinite
MISO_MO-IL_2_TVA_Transmission | MISO_MO-IL | TVA_Transmission | 2015 | B17 | 100 | 0 | 4000 | 0 | 0 | 0 | 0 | 0 | 0 | 0 | 0 | 0 | 0 | Infinite
MISO_MO-IL_2_TVA_Transmission | MISO_MO-IL | TVA_Transmission | 2015 | B18 | 400 | 0 | 4000 | 0 | 0 | 0 | 0 | 0 | 0 | 0 | 0 | 0 | 0 | Infinite
MISO_MO-IL_2_TVA_Transmission | MISO_MO-IL | TVA_Transmission | 2015 | B19 | 700 | 0 | 4000 | 0 | 0 | 0 | 0 | 0 | 0 | 0 | 0 | 0 | 0 | Infinite
MISO_MO-IL_2_TVA_Transmission | MISO_MO-IL | TVA_Transmission | 2015 | B20 | 935 | 0 | 4000 | 0 | 0 | 0 | 0 | 0 | 0 | 0 | 0 | 0 | 0 | Infinite
MISO_MO-IL_2_TVA_Transmission | MISO_MO-IL | TVA_Transmission | 2020 | B1 | 10 | 0 | 4000 | 1247.29 | 0 | 1241.31 | 0 | 0 | 0 | 0 | 0 | 0 | 0 | Infinite
MISO_MO-IL_2_TVA_Transmission | MISO_MO-IL | TVA_Transmission | 2020 | B2 | 25 | 0 | 4000 | 17.67 | 0 | 84.84 | 0 | 0 | 0 | 0 | 0 | 0 | 0 | Infinite
MISO_MO-IL_2_TVA_Transmission | MISO_MO-IL | TVA_Transmission | 2020 | B3 | 75 | 0 | 4000 | 0 | 0 | 0 | 0 | 0 | 0 | 0 | 0 | 0 | 0 | Infinite
MISO_MO-IL_2_TVA_Transmission | MISO_MO-IL | TVA_Transmission | 2020 | B4 | 100 | 0 | 4000 | 0 | 0 | 0 | 0 | 0 | 0 | 0 | 0 | 0 | 0 | Infinite
MISO_MO-IL_2_TVA_Transmission | MISO_MO-IL | TVA_Transmission | 2020 | B5 | 200 | 0 | 4000 | 0 | 0 | 0 | 0 | 0 | 0 | 0 | 0 | 0 | 0 | Infinite
MISO_MO-IL_2_TVA_Transmission | MISO_MO-IL | TVA_Transmission | 2020 | B6 | 300 | 0 | 4000 | 0 | 0 | 0 | 0 | 0 | 0 | 0 | 0 | 0 | 0 | Infinite
MISO_MO-IL_2_TVA_Transmission | MISO_MO-IL | TVA_Transmission | 2020 | B7 | 400 | 0 | 4000 | 0 | 0 | 0 | 0 | 0 | 0 | 0 | 0 | 0 | 0 | Infinite
MISO_MO-IL_2_TVA_Transmission | MISO_MO-IL | TVA_Transmission | 2020 | B8 | 500 | 0 | 4000 | 0 | 0 | 0 | 0 | 0 | 0 | 0 | 0 | 0 | 0 | Infinite
MISO_MO-IL_2_TVA_Transmission | MISO_MO-IL | TVA_Transmission | 2020 | B9 | 800 | 0 | 4000 | 0 | 0 | 0 | 0 | 0 | 0 | 0 | 0 | 0 | 0 | Infinite
MISO_MO-IL_2_TVA_Transmission | MISO_MO-IL | TVA_Transmission | 2020 | B10 | 1262 | 0 | 4000 | 0 | 0 | 0 | 0 | 0 | 0 | 0 | 0 | 0 | 0 | Infinite
MISO_MO-IL_2_TVA_Transmission | MISO_MO-IL | TVA_Transmission | 2020 | B11 | 25 | 0 | 4000 | 0 | 0 | 0 | 0 | 0 | 0 | 0 | 0 | 0 | 0 | Infinite
MISO_MO-IL_2_TVA_Transmission | MISO_MO-IL | TVA_Transmission | 2020 | B12 | 200 | 0 | 4000 | 0 | 0 | 0 | 0 | 0 | 0 | 0 | 0 | 0 | 0 | Infinite
MISO_MO-IL_2_TVA_Transmission | MISO_MO-IL | TVA_Transmission | 2020 | B13 | 600 | 0 | 4000 | 0 | 0 | 0 | 0 | 0 | 0 | 0 | 0 | 0 | 0 | Infinite
MISO_MO-IL_2_TVA_Transmission | MISO_MO-IL | TVA_Transmission | 2020 | B14 | 900 | 0 | 4000 | 0 | 0 | 0 | 0 | 0 | 0 | 0 | 0 | 0 | 0 | Infinite
MISO_MO-IL_2_TVA_Transmission | MISO_MO-IL | TVA_Transmission | 2020 | B15 | 1203 | 0 | 4000 | 0 | 0 | 0 | 0 | 0 | 0 | 0 | 0 | 0 | 0 | Infinite
MISO_MO-IL_2_TVA_Transmission | MISO_MO-IL | TVA_Transmission | 2020 | B16 | 25 | 0 | 4000 | 0 | 0 | 0 | 0 | 0 | 0 | 0 | 0 | 0 | 0 | Infinite
MISO_MO-IL_2_TVA_Transmission | MISO_MO-IL | TVA_Transmission | 2020 | B17 | 100 | 0 | 4000 | 0 | 0 | 0 | 0 | 0 | 0 | 0 | 0 | 0 | 0 | Infinite
MISO_MO-IL_2_TVA_Transmission | MISO_MO-IL | TVA_Transmission | 2020 | B18 | 400 | 0 | 4000 | 0 | 0 | 0 | 0 | 0 | 0 | 0 | 0 | 0 | 0 | Infinite
MISO_MO-IL_2_TVA_Transmission | MISO_MO-IL | TVA_Transmission | 2020 | B19 | 700 | 0 | 4000 | 0 | 0 | 0 | 0 | 0 | 0 | 0 | 0 | 0 | 0 | Infinite
MISO_MO-IL_2_TVA_Transmission | MISO_MO-IL | TVA_Transmission | 2020 | B20 | 935 | 0 | 4000 | 0 | 0 | 0 | 0 | 0 | 0 | 0 | 0 | 0 | 0 | Infinite
MISO_MO-IL_2_TVA_Transmission | MISO_MO-IL | TVA_Transmission | 2025 | B1 | 10 | 0 | 4000 | 1669.06 | 0 | 1000.4 | 0 | 0 | 0 | 0 | 0 | 0 | 0 | Infinite
MISO_MO-IL_2_TVA_Transmission | MISO_MO-IL | TVA_Transmission | 2025 | B2 | 25 | 0 | 4000 | 839.35 | 0 | 729.79 | 0 | 0 | 0 | 0 | 0 | 0 | 0 | Infinite
MISO_MO-IL_2_TVA_Transmission | MISO_MO-IL | TVA_Transmission | 2025 | B3 | 75 | 0 | 4000 | 0 | 0 | 0 | 0 | 0 | 0 | 0 | 0 | 0 | 0 | Infinite
MISO_MO-IL_2_TVA_Transmission | MISO_MO-IL | TVA_Transmission | 2025 | B4 | 100 | 0 | 4000 | 0 | 0 | 0 | 0 | 0 | 0 | 0 | 0 | 0 | 0 | Infinite
MISO_MO-IL_2_TVA_Transmission | MISO_MO-IL | TVA_Transmission | 2025 | B5 | 200 | 0 | 4000 | 0 | 0 | 0 | 0 | 0 | 0 | 0 | 0 | 0 | 0 | Infinite
MISO_MO-IL_2_TVA_Transmission | MISO_MO-IL | TVA_Transmission | 2025 | B6 | 300 | 0 | 4000 | 0 | 0 | 0 | 0 | 0 | 0 | 0 | 0 | 0 | 0 | Infinite
MISO_MO-IL_2_TVA_Transmission | MISO_MO-IL | TVA_Transmission | 2025 | B7 | 400 | 0 | 4000 | 0 | 0 | 0 | 0 | 0 | 0 | 0 | 0 | 0 | 0 | Infinite
MISO_MO-IL_2_TVA_Transmission | MISO_MO-IL | TVA_Transmission | 2025 | B8 | 500 | 0 | 4000 | 0 | 0 | 0 | 0 | 0 | 0 | 0 | 0 | 0 | 0 | Infinite
MISO_MO-IL_2_TVA_Transmission | MISO_MO-IL | TVA_Transmission | 2025 | B9 | 800 | 0 | 4000 | 0 | 0 | 0 | 0 | 0 | 0 | 0 | 0 | 0 | 0 | Infinite
MISO_MO-IL_2_TVA_Transmission | MISO_MO-IL | TVA_Transmission | 2025 | B10 | 1262 | 0 | 4000 | 0 | 0 | 0 | 0 | 0 | 0 | 0 | 0 | 0 | 0 | Infinite
MISO_MO-IL_2_TVA_Transmission | MISO_MO-IL | TVA_Transmission | 2025 | B11 | 25 | 0 | 4000 | 0 | 0 | 0 | 0 | 0 | 0 | 0 | 0 | 0 | 0 | Infinite
MISO_MO-IL_2_TVA_Transmission | MISO_MO-IL | TVA_Transmission | 2025 | B12 | 200 | 0 | 4000 | 0 | 0 | 0 | 0 | 0 | 0 | 0 | 0 | 0 | 0 | Infinite
MISO_MO-IL_2_TVA_Transmission | MISO_MO-IL | TVA_Transmission | 2025 | B13 | 600 | 0 | 4000 | 0 | 0 | 0 | 0 | 0 | 0 | 0 | 0 | 0 | 0 | Infinite
MISO_MO-IL_2_TVA_Transmission | MISO_MO-IL | TVA_Transmission | 2025 | B14 | 900 | 0 | 4000 | 0 | 0 | 0 | 0 | 0 | 0 | 0 | 0 | 0 | 0 | Infinite
MISO_MO-IL_2_TVA_Transmission | MISO_MO-IL | TVA_Transmission | 2025 | B15 | 1203 | 0 | 4000 | 0 | 0 | 0 | 0 | 0 | 0 | 0 | 0 | 0 | 0 | Infinite
MISO_MO-IL_2_TVA_Transmission | MISO_MO-IL | TVA_Transmission | 2025 | B16 | 25 | 0 | 4000 | 0 | 0 | 0 | 0 | 0 | 0 | 0 | 0 | 0 | 0 | Infinite
MISO_MO-IL_2_TVA_Transmission | MISO_MO-IL | TVA_Transmission | 2025 | B17 | 100 | 0 | 4000 | 0 | 0 | 0 | 0 | 0 | 0 | 0 | 0 | 0 | 0 | Infinite
MISO_MO-IL_2_TVA_Transmission | MISO_MO-IL | TVA_Transmission | 2025 | B18 | 400 | 0 | 4000 | 0 | 0 | 0 | 0 | 0 | 0 | 0 | 0 | 0 | 0 | Infinite
MISO_MO-IL_2_TVA_Transmission | MISO_MO-IL | TVA_Transmission | 2025 | B19 | 700 | 0 | 4000 | 0 | 0 | 0 | 0 | 0 | 0 | 0 | 0 | 0 | 0 | Infinite
MISO_MO-IL_2_TVA_Transmission | MISO_MO-IL | TVA_Transmission | 2025 | B20 | 935 | 0 | 4000 | 0 | 0 | 0 | 0 | 0 | 0 | 0 | 0 | 0 | 0 | Infinite
MISO_MO-IL_2_TVA_Transmission | MISO_MO-IL | TVA_Transmission | 2030 | B1 | 10 | 0 | 4000 | 1187.46 | 0 | 0 | 0 | 0 | 0 | 0 | 0 | 0 | 0 | Infinite
MISO_MO-IL_2_TVA_Transmission | MISO_MO-IL | TVA_Transmission | 2030 | B2 | 25 | 0 | 4000 | 297.6 | 0 | 300.97 | 0 | 0 | 0 | 0 | 0 | 0 | 0 | Infinite
MISO_MO-IL_2_TVA_Transmission | MISO_MO-IL | TVA_Transmission | 2030 | B3 | 75 | 0 | 4000 | 0 | 0 | 0 | 0 | 0 | 0 | 0 | 0 | 0 | 0 | Infinite
MISO_MO-IL_2_TVA_Transmission | MISO_MO-IL | TVA_Transmission | 2030 | B4 | 100 | 0 | 4000 | 0 | 0 | 0 | 0 | 0 | 0 | 0 | 0 | 0 | 0 | Infinite
MISO_MO-IL_2_TVA_Transmission | MISO_MO-IL | TVA_Transmission | 2030 | B5 | 200 | 0 | 4000 | 0 | 0 | 0 | 0 | 0 | 0 | 0 | 0 | 0 | 0 | Infinite
MISO_MO-IL_2_TVA_Transmission | MISO_MO-IL | TVA_Transmission | 2030 | B6 | 300 | 0 | 4000 | 0 | 0 | 0 | 0 | 0 | 0 | 0 | 0 | 0 | 0 | Infinite
MISO_MO-IL_2_TVA_Transmission | MISO_MO-IL | TVA_Transmission | 2030 | B7 | 400 | 0 | 4000 | 0 | 0 | 0 | 0 | 0 | 0 | 0 | 0 | 0 | 0 | Infinite
MISO_MO-IL_2_TVA_Transmission | MISO_MO-IL | TVA_Transmission | 2030 | B8 | 500 | 0 | 4000 | 0 | 0 | 0 | 0 | 0 | 0 | 0 | 0 | 0 | 0 | Infinite
MISO_MO-IL_2_TVA_Transmission | MISO_MO-IL | TVA_Transmission | 2030 | B9 | 800 | 0 | 4000 | 0 | 0 | 0 | 0 | 0 | 0 | 0 | 0 | 0 | 0 | Infinite
MISO_MO-IL_2_TVA_Transmission | MISO_MO-IL | TVA_Transmission | 2030 | B10 | 1262 | 0 | 4000 | 0 | 0 | 0 | 0 | 0 | 0 | 0 | 0 | 0 | 0 | Infinite
MISO_MO-IL_2_TVA_Transmission | MISO_MO-IL | TVA_Transmission | 2030 | B11 | 25 | 0 | 4000 | 0 | 0 | 0 | 0 | 0 | 0 | 0 | 0 | 0 | 0 | Infinite
MISO_MO-IL_2_TVA_Transmission | MISO_MO-IL | TVA_Transmission | 2030 | B12 | 200 | 0 | 4000 | 0 | 0 | 0 | 0 | 0 | 0 | 0 | 0 | 0 | 0 | Infinite
MISO_MO-IL_2_TVA_Transmission | MISO_MO-IL | TVA_Transmission | 2030 | B13 | 600 | 0 | 4000 | 0 | 0 | 0 | 0 | 0 | 0 | 0 | 0 | 0 | 0 | Infinite
MISO_MO-IL_2_TVA_Transmission | MISO_MO-IL | TVA_Transmission | 2030 | B14 | 900 | 0 | 4000 | 0 | 0 | 0 | 0 | 0 | 0 | 0 | 0 | 0 | 0 | Infinite
MISO_MO-IL_2_TVA_Transmission | MISO_MO-IL | TVA_Transmission | 2030 | B15 | 1203 | 0 | 4000 | 0 | 0 | 0 | 0 | 0 | 0 | 0 | 0 | 0 | 0 | Infinite
MISO_MO-IL_2_TVA_Transmission | MISO_MO-IL | TVA_Transmission | 2030 | B16 | 25 | 0 | 4000 | 0 | 0 | 0 | 0 | 0 | 0 | 0 | 0 | 0 | 0 | Infinite
MISO_MO-IL_2_TVA_Transmission | MISO_MO-IL | TVA_Transmission | 2030 | B17 | 100 | 0 | 4000 | 0 | 0 | 0 | 0 | 0 | 0 | 0 | 0 | 0 | 0 | Infinite
MISO_MO-IL_2_TVA_Transmission | MISO_MO-IL | TVA_Transmission | 2030 | B18 | 400 | 0 | 4000 | 0 | 0 | 0 | 0 | 0 | 0 | 0 | 0 | 0 | 0 | Infinite
MISO_MO-IL_2_TVA_Transmission | MISO_MO-IL | TVA_Transmission | 2030 | B19 | 700 | 0 | 4000 | 0 | 0 | 0 | 0 | 0 | 0 | 0 | 0 | 0 | 0 | Infinite
MISO_MO-IL_2_TVA_Transmission | MISO_MO-IL | TVA_Transmission | 2030 | B20 | 935 | 0 | 4000 | 0 | 0 | 0 | 0 | 0 | 0 | 0 | 0 | 0 | 0 | Infinite
MISO_MO-IL_2_TVA_Transmission | MISO_MO-IL | TVA_Transmission | 2035 | B1 | 10 | 0 | 4000 | 0 | 0 | 1965.62 | 0 | 0 | 0 | 0 | 0 | 0 | 0 | Infinite
MISO_MO-IL_2_TVA_Transmission | MISO_MO-IL | TVA_Transmission | 2035 | B2 | 25 | 0 | 4000 | 1138.81 | 0 | 1110.88 | 0 | 0 | 0 | 0 | 0 | 0 | 0 | Infinite
MISO_MO-IL_2_TVA_Transmission | MISO_MO-IL | TVA_Transmission | 2035 | B3 | 75 | 0 | 4000 | 0 | 0 | 0 | 0 | 0 | 0 | 0 | 0 | 0 | 0 | Infinite
MISO_MO-IL_2_TVA_Transmission | MISO_MO-IL | TVA_Transmission | 2035 | B4 | 100 | 0 | 4000 | 0 | 0 | 0 | 0 | 0 | 0 | 0 | 0 | 0 | 0 | Infinite
MISO_MO-IL_2_TVA_Transmission | MISO_MO-IL | TVA_Transmission | 2035 | B5 | 200 | 0 | 4000 | 0 | 0 | 0 | 0 | 0 | 0 | 0 | 0 | 0 | 0 | Infinite
MISO_MO-IL_2_TVA_Transmission | MISO_MO-IL | TVA_Transmission | 2035 | B6 | 300 | 0 | 4000 | 0 | 0 | 0 | 0 | 0 | 0 | 0 | 0 | 0 | 0 | Infinite
MISO_MO-IL_2_TVA_Transmission | MISO_MO-IL | TVA_Transmission | 2035 | B7 | 400 | 0 | 4000 | 0 | 0 | 0 | 0 | 0 | 0 | 0 | 0 | 0 | 0 | Infinite
MISO_MO-IL_2_TVA_Transmission | MISO_MO-IL | TVA_Transmission | 2035 | B8 | 500 | 0 | 4000 | 0 | 0 | 0 | 0 | 0 | 0 | 0 | 0 | 0 | 0 | Infinite
MISO_MO-IL_2_TVA_Transmission | MISO_MO-IL | TVA_Transmission | 2035 | B9 | 800 | 0 | 4000 | 0 | 0 | 0 | 0 | 0 | 0 | 0 | 0 | 0 | 0 | Infinite
MISO_MO-IL_2_TVA_Transmission | MISO_MO-IL | TVA_Transmission | 2035 | B10 | 1262 | 0 | 4000 | 0 | 0 | 0 | 0 | 0 | 0 | 0 | 0 | 0 | 0 | Infinite
MISO_MO-IL_2_TVA_Transmission | MISO_MO-IL | TVA_Transmission | 2035 | B11 | 25 | 0 | 4000 | 0 | 0 | 0 | 0 | 0 | 0 | 0 | 0 | 0 | 0 | Infinite
MISO_MO-IL_2_TVA_Transmission | MISO_MO-IL | TVA_Transmission | 2035 | B12 | 200 | 0 | 4000 | 0 | 0 | 0 | 0 | 0 | 0 | 0 | 0 | 0 | 0 | Infinite
MISO_MO-IL_2_TVA_Transmission | MISO_MO-IL | TVA_Transmission | 2035 | B13 | 600 | 0 | 4000 | 0 | 0 | 0 | 0 | 0 | 0 | 0 | 0 | 0 | 0 | Infinite
MISO_MO-IL_2_TVA_Transmission | MISO_MO-IL | TVA_Transmission | 2035 | B14 | 900 | 0 | 4000 | 0 | 0 | 0 | 0 | 0 | 0 | 0 | 0 | 0 | 0 | Infinite
MISO_MO-IL_2_TVA_Transmission | MISO_MO-IL | TVA_Transmission | 2035 | B15 | 1203 | 0 | 4000 | 0 | 0 | 0 | 0 | 0 | 0 | 0 | 0 | 0 | 0 | Infinite
MISO_MO-IL_2_TVA_Transmission | MISO_MO-IL | TVA_Transmission | 2035 | B16 | 25 | 0 | 4000 | 0 | 0 | 0 | 0 | 0 | 0 | 0 | 0 | 0 | 0 | Infinite
MISO_MO-IL_2_TVA_Transmission | MISO_MO-IL | TVA_Transmission | 2035 | B17 | 100 | 0 | 4000 | 0 | 0 | 0 | 0 | 0 | 0 | 0 | 0 | 0 | 0 | Infinite
MISO_MO-IL_2_TVA_Transmission | MISO_MO-IL | TVA_Transmission | 2035 | B18 | 400 | 0 | 4000 | 0 | 0 | 0 | 0 | 0 | 0 | 0 | 0 | 0 | 0 | Infinite
MISO_MO-IL_2_TVA_Transmission | MISO_MO-IL | TVA_Transmission | 2035 | B19 | 700 | 0 | 4000 | 0 | 0 | 0 | 0 | 0 | 0 | 0 | 0 | 0 | 0 | Infinite
MISO_MO-IL_2_TVA_Transmission | MISO_MO-IL | TVA_Transmission | 2035 | B20 | 935 | 0 | 4000 | 0 | 0 | 0 | 0 | 0 | 0 | 0 | 0 | 0 | 0 | Infinite
MISO_MO-IL_2_TVA_Transmission | MISO_MO-IL | TVA_Transmission | 2040 | B1 | 10 | 0 | 4000 | 1707.94 | 0 | 2130.67 | 0 | 0 | 0 | 0 | 0 | 0 | 0 | Infinite
MISO_MO-IL_2_TVA_Transmission | MISO_MO-IL | TVA_Transmission | 2040 | B2 | 25 | 0 | 4000 | 1306.14 | 0 | 1282.08 | 0 | 0 | 0 | 0 | 0 | 0 | 0 | Infinite
MISO_MO-IL_2_TVA_Transmission | MISO_MO-IL | TVA_Transmission | 2040 | B3 | 75 | 0 | 4000 | 0 | 0 | 0 | 0 | 0 | 0 | 0 | 0 | 0 | 0 | Infinite
MISO_MO-IL_2_TVA_Transmission | MISO_MO-IL | TVA_Transmission | 2040 | B4 | 100 | 0 | 4000 | 0 | 0 | 0 | 0 | 0 | 0 | 0 | 0 | 0 | 0 | Infinite
MISO_MO-IL_2_TVA_Transmission | MISO_MO-IL | TVA_Transmission | 2040 | B5 | 200 | 0 | 4000 | 0 | 0 | 0 | 0 | 0 | 0 | 0 | 0 | 0 | 0 | Infinite
MISO_MO-IL_2_TVA_Transmission | MISO_MO-IL | TVA_Transmission | 2040 | B6 | 300 | 0 | 4000 | 0 | 0 | 0 | 0 | 0 | 0 | 0 | 0 | 0 | 0 | Infinite
MISO_MO-IL_2_TVA_Transmission | MISO_MO-IL | TVA_Transmission | 2040 | B7 | 400 | 0 | 4000 | 0 | 0 | 0 | 0 | 0 | 0 | 0 | 0 | 0 | 0 | Infinite
MISO_MO-IL_2_TVA_Transmission | MISO_MO-IL | TVA_Transmission | 2040 | B8 | 500 | 0 | 4000 | 0 | 0 | 0 | 0 | 0 | 0 | 0 | 0 | 0 | 0 | Infinite
MISO_MO-IL_2_TVA_Transmission | MISO_MO-IL | TVA_Transmission | 2040 | B9 | 800 | 0 | 4000 | 0 | 0 | 0 | 0 | 0 | 0 | 0 | 0 | 0 | 0 | Infinite
MISO_MO-IL_2_TVA_Transmission | MISO_MO-IL | TVA_Transmission | 2040 | B10 | 1262 | 0 | 4000 | 0 | 0 | 0 | 0 | 0 | 0 | 0 | 0 | 0 | 0 | Infinite
MISO_MO-IL_2_TVA_Transmission | MISO_MO-IL | TVA_Transmission | 2040 | B11 | 25 | 0 | 4000 | 0 | 0 | 0 | 0 | 0 | 0 | 0 | 0 | 0 | 0 | Infinite
MISO_MO-IL_2_TVA_Transmission | MISO_MO-IL | TVA_Transmission | 2040 | B12 | 200 | 0 | 4000 | 0 | 0 | 0 | 0 | 0 | 0 | 0 | 0 | 0 | 0 | Infinite
MISO_MO-IL_2_TVA_Transmission | MISO_MO-IL | TVA_Transmission | 2040 | B13 | 600 | 0 | 4000 | 0 | 0 | 0 | 0 | 0 | 0 | 0 | 0 | 0 | 0 | Infinite
MISO_MO-IL_2_TVA_Transmission | MISO_MO-IL | TVA_Transmission | 2040 | B14 | 900 | 0 | 4000 | 0 | 0 | 0 | 0 | 0 | 0 | 0 | 0 | 0 | 0 | Infinite
MISO_MO-IL_2_TVA_Transmission | MISO_MO-IL | TVA_Transmission | 2040 | B15 | 1203 | 0 | 4000 | 0 | 0 | 0 | 0 | 0 | 0 | 0 | 0 | 0 | 0 | Infinite
MISO_MO-IL_2_TVA_Transmission | MISO_MO-IL | TVA_Transmission | 2040 | B16 | 25 | 0 | 4000 | 0 | 0 | 0 | 0 | 0 | 0 | 0 | 0 | 0 | 0 | Infinite
MISO_MO-IL_2_TVA_Transmission | MISO_MO-IL | TVA_Transmission | 2040 | B17 | 100 | 0 | 4000 | 0 | 0 | 0 | 0 | 0 | 0 | 0 | 0 | 0 | 0 | Infinite
MISO_MO-IL_2_TVA_Transmission | MISO_MO-IL | TVA_Transmission | 2040 | B18 | 400 | 0 | 4000 | 0 | 0 | 0 | 0 | 0 | 0 | 0 | 0 | 0 | 0 | Infinite
MISO_MO-IL_2_TVA_Transmission | MISO_MO-IL | TVA_Transmission | 2040 | B19 | 700 | 0 | 4000 | 0 | 0 | 0 | 0 | 0 | 0 | 0 | 0 | 0 | 0 | Infinite
MISO_MO-IL_2_TVA_Transmission | MISO_MO-IL | TVA_Transmission | 2040 | B20 | 935 | 0 | 4000 | 0 | 0 | 0 | 0 | 0 | 0 | 0 | 0 | 0 | 0 | Infinite
MISO_MO-IL_2_TVA_Transmission | MISO_MO-IL | TVA_Transmission | 2045 | B1 | 10 | 0 | 4000 | 1818.03 | 0 | 1738.68 | 0 | 0 | 0 | 0 | 0 | 0 | 0 | Infinite
MISO_MO-IL_2_TVA_Transmission | MISO_MO-IL | TVA_Transmission | 2045 | B2 | 25 | 0 | 4000 | 1172.09 | 0 | 860.58 | 0 | 0 | 0 | 0 | 0 | 0 | 0 | Infinite
MISO_MO-IL_2_TVA_Transmission | MISO_MO-IL | TVA_Transmission | 2045 | B3 | 75 | 0 | 4000 | 0 | 0 | 0 | 0 | 0 | 0 | 0 | 0 | 0 | 0 | Infinite
MISO_MO-IL_2_TVA_Transmission | MISO_MO-IL | TVA_Transmission | 2045 | B4 | 100 | 0 | 4000 | 0 | 0 | 0 | 0 | 0 | 0 | 0 | 0 | 0 | 0 | Infinite
MISO_MO-IL_2_TVA_Transmission | MISO_MO-IL | TVA_Transmission | 2045 | B5 | 200 | 0 | 4000 | 0 | 0 | 0 | 0 | 0 | 0 | 0 | 0 | 0 | 0 | Infinite
MISO_MO-IL_2_TVA_Transmission | MISO_MO-IL | TVA_Transmission | 2045 | B6 | 300 | 0 | 4000 | 0 | 0 | 0 | 0 | 0 | 0 | 0 | 0 | 0 | 0 | Infinite
MISO_MO-IL_2_TVA_Transmission | MISO_MO-IL | TVA_Transmission | 2045 | B7 | 400 | 0 | 4000 | 0 | 0 | 0 | 0 | 0 | 0 | 0 | 0 | 0 | 0 | Infinite
MISO_MO-IL_2_TVA_Transmission | MISO_MO-IL | TVA_Transmission | 2045 | B8 | 500 | 0 | 4000 | 0 | 0 | 0 | 0 | 0 | 0 | 0 | 0 | 0 | 0 | Infinite
MISO_MO-IL_2_TVA_Transmission | MISO_MO-IL | TVA_Transmission | 2045 | B9 | 800 | 0 | 4000 | 0 | 0 | 0 | 0 | 0 | 0 | 0 | 0 | 0 | 0 | Infinite
MISO_MO-IL_2_TVA_Transmission | MISO_MO-IL | TVA_Transmission | 2045 | B10 | 1262 | 0 | 4000 | 0 | 0 | 0 | 0 | 0 | 0 | 0 | 0 | 0 | 0 | Infinite
MISO_MO-IL_2_TVA_Transmission | MISO_MO-IL | TVA_Transmission | 2045 | B11 | 25 | 0 | 4000 | 0 | 0 | 0 | 0 | 0 | 0 | 0 | 0 | 0 | 0 | Infinite
MISO_MO-IL_2_TVA_Transmission | MISO_MO-IL | TVA_Transmission | 2045 | B12 | 200 | 0 | 4000 | 0 | 0 | 0 | 0 | 0 | 0 | 0 | 0 | 0 | 0 | Infinite
MISO_MO-IL_2_TVA_Transmission | MISO_MO-IL | TVA_Transmission | 2045 | B13 | 600 | 0 | 4000 | 0 | 0 | 0 | 0 | 0 | 0 | 0 | 0 | 0 | 0 | Infinite
MISO_MO-IL_2_TVA_Transmission | MISO_MO-IL | TVA_Transmission | 2045 | B14 | 900 | 0 | 4000 | 0 | 0 | 0 | 0 | 0 | 0 | 0 | 0 | 0 | 0 | Infinite
MISO_MO-IL_2_TVA_Transmission | MISO_MO-IL | TVA_Transmission | 2045 | B15 | 1203 | 0 | 4000 | 273.44 | 0 | 0 | 0 | 0 | 0 | 0 | 0 | 0 | 0 | Infinite
MISO_MO-IL_2_TVA_Transmission | MISO_MO-IL | TVA_Transmission | 2045 | B16 | 25 | 0 | 4000 | 0 | 0 | 0 | 0 | 0 | 0 | 0 | 0 | 0 | 0 | Infinite
MISO_MO-IL_2_TVA_Transmission | MISO_MO-IL | TVA_Transmission | 2045 | B17 | 100 | 0 | 4000 | 0 | 0 | 0 | 0 | 0 | 0 | 0 | 0 | 0 | 0 | Infinite
MISO_MO-IL_2_TVA_Transmission | MISO_MO-IL | TVA_Transmission | 2045 | B18 | 400 | 0 | 4000 | 0 | 0 | 0 | 0 | 0 | 0 | 0 | 0 | 0 | 0 | Infinite
MISO_MO-IL_2_TVA_Transmission | MISO_MO-IL | TVA_Transmission | 2045 | B19 | 700 | 0 | 4000 | 0 | 0 | 0 | 0 | 0 | 0 | 0 | 0 | 0 | 0 | Infinite
MISO_MO-IL_2_TVA_Transmission | MISO_MO-IL | TVA_Transmission | 2045 | B20 | 935 | 0 | 4000 | 0 | 0 | 0 | 0 | 0 | 0 | 0 | 0 | 0 | 0 | Infinite
MISO_MO-IL_2_TVA_Transmission | MISO_MO-IL | TVA_Transmission | 2050 | B1 | 10 | 0 | 4000 | 276.73 | 0 | 801.6 | 0 | 0 | 0 | 0 | 0 | 0 | 0 | Infinite
MISO_MO-IL_2_TVA_Transmission | MISO_MO-IL | TVA_Transmission | 2050 | B2 | 25 | 0 | 4000 | 314.58 | 0 | 499.24 | 0 | 0 | 0 | 0 | 0 | 0 | 0 | Infinite
MISO_MO-IL_2_TVA_Transmission | MISO_MO-IL | TVA_Transmission | 2050 | B3 | 75 | 0 | 4000 | 0 | 0 | 0 | 0 | 0 | 0 | 0 | 0 | 0 | 0 | Infinite
MISO_MO-IL_2_TVA_Transmission | MISO_MO-IL | TVA_Transmission | 2050 | B4 | 100 | 0 | 4000 | 0 | 0 | 0 | 0 | 0 | 0 | 0 | 0 | 0 | 0 | Infinite
MISO_MO-IL_2_TVA_Transmission | MISO_MO-IL | TVA_Transmission | 2050 | B5 | 200 | 0 | 4000 | 0 | 0 | 0 | 0 | 0 | 0 | 0 | 0 | 0 | 0 | Infinite
MISO_MO-IL_2_TVA_Transmission | MISO_MO-IL | TVA_Transmission | 2050 | B6 | 300 | 0 | 4000 | 0 | 0 | 0 | 0 | 0 | 0 | 0 | 0 | 0 | 0 | Infinite
MISO_MO-IL_2_TVA_Transmission | MISO_MO-IL | TVA_Transmission | 2050 | B7 | 400 | 0 | 4000 | 0 | 0 | 0 | 0 | 0 | 0 | 0 | 0 | 0 | 0 | Infinite
MISO_MO-IL_2_TVA_Transmission | MISO_MO-IL | TVA_Transmission | 2050 | B8 | 500 | 0 | 4000 | 0 | 0 | 0 | 0 | 0 | 0 | 0 | 0 | 0 | 0 | Infinite
MISO_MO-IL_2_TVA_Transmission | MISO_MO-IL | TVA_Transmission | 2050 | B9 | 800 | 0 | 4000 | 0 | 0 | 0 | 0 | 0 | 0 | 0 | 0 | 0 | 0 | Infinite
MISO_MO-IL_2_TVA_Transmission | MISO_MO-IL | TVA_Transmission | 2050 | B10 | 1262 | 0 | 4000 | 0 | 0 | 0 | 0 | 0 | 0 | 0 | 0 | 0 | 0 | Infinite
MISO_MO-IL_2_TVA_Transmission | MISO_MO-IL | TVA_Transmission | 2050 | B11 | 25 | 0 | 4000 | 0 | 0 | 0 | 0 | 0 | 0 | 0 | 0 | 0 | 0 | Infinite
MISO_MO-IL_2_TVA_Transmission | MISO_MO-IL | TVA_Transmission | 2050 | B12 | 200 | 0 | 4000 | 0 | 0 | 0 | 0 | 0 | 0 | 0 | 0 | 0 | 0 | Infinite
MISO_MO-IL_2_TVA_Transmission | MISO_MO-IL | TVA_Transmission | 2050 | B13 | 600 | 0 | 4000 | 0 | 0 | 0 | 0 | 0 | 0 | 0 | 0 | 0 | 0 | Infinite
MISO_MO-IL_2_TVA_Transmission | MISO_MO-IL | TVA_Transmission | 2050 | B14 | 900 | 0 | 4000 | 0 | 0 | 0 | 0 | 0 | 0 | 0 | 0 | 0 | 0 | Infinite
MISO_MO-IL_2_TVA_Transmission | MISO_MO-IL | TVA_Transmission | 2050 | B15 | 1203 | 0 | 4000 | 0 | 0 | 0 | 0 | 0 | 0 | 0 | 0 | 0 | 0 | Infinite
MISO_MO-IL_2_TVA_Transmission | MISO_MO-IL | TVA_Transmission | 2050 | B16 | 25 | 0 | 4000 | 0 | 0 | 0 | 0 | 0 | 0 | 0 | 0 | 0 | 0 | Infinite
MISO_MO-IL_2_TVA_Transmission | MISO_MO-IL | TVA_Transmission | 2050 | B17 | 100 | 0 | 4000 | 0 | 0 | 0 | 0 | 0 | 0 | 0 | 0 | 0 | 0 | Infinite
MISO_MO-IL_2_TVA_Transmission | MISO_MO-IL | TVA_Transmission | 2050 | B18 | 400 | 0 | 4000 | 0 | 0 | 0 | 0 | 0 | 0 | 0 | 0 | 0 | 0 | Infinite
MISO_MO-IL_2_TVA_Transmission | MISO_MO-IL | TVA_Transmission | 2050 | B19 | 700 | 0 | 4000 | 0 | 0 | 0 | 0 | 0 | 0 | 0 | 0 | 0 | 0 | Infinite
MISO_MO-IL_2_TVA_Transmission | MISO_MO-IL | TVA_Transmission | 2050 | B20 | 935 | 0 | 4000 | 0 | 0 | 0 | 0 | 0 | 0 | 0 | 0 | 0 | 0 | Infinite
MISO_W_2_IESO | MISO_W | IESO | 2015 | B1 | 10 | 0 | 90 | 0 | 0 | 0 | 0 | 0 | 0 | 0 | 0 | 0 | 0 | Infinite
MISO_W_2_IESO | MISO_W | IESO | 2015 | B2 | 25 | 0 | 90 | 0 | 0 | 0 | 0 | 0 | 0 | 0 | 0 | 0 | 0 | Infinite
MISO_W_2_IESO | MISO_W | IESO | 2015 | B3 | 75 | 0 | 90 | 0 | 0 | 0 | 0 | 0 | 0 | 0 | 0 | 0 | 0 | Infinite
MISO_W_2_IESO | MISO_W | IESO | 2015 | B4 | 100 | 0 | 90 | 0 | 0 | 0 | 0 | 0 | 0 | 0 | 0 | 0 | 0 | Infinite
MISO_W_2_IESO | MISO_W | IESO | 2015 | B5 | 200 | 0 | 90 | 0 | 0 | 0 | 0 | 0 | 0 | 0 | 0 | 0 | 0 | Infinite
MISO_W_2_IESO | MISO_W | IESO | 2015 | B6 | 300 | 0 | 90 | 0 | 0 | 0 | 0 | 0 | 0 | 0 | 0 | 0 | 0 | Infinite
MISO_W_2_IESO | MISO_W | IESO | 2015 | B7 | 400 | 0 | 90 | 0 | 0 | 0 | 0 | 0 | 0 | 0 | 0 | 0 | 0 | Infinite
MISO_W_2_IESO | MISO_W | IESO | 2015 | B8 | 500 | 0 | 90 | 0 | 0 | 0 | 0 | 0 | 0 | 0 | 0 | 0 | 0 | Infinite
MISO_W_2_IESO | MISO_W | IESO | 2015 | B9 | 800 | 0 | 90 | 0 | 0 | 0 | 0 | 0 | 0 | 0 | 0 | 0 | 0 | Infinite
MISO_W_2_IESO | MISO_W | IESO | 2015 | B10 | 1262 | 0 | 90 | 0 | 0 | 0 | 0 | 0 | 0 | 0 | 0 | 0 | 0 | Infinite
MISO_W_2_IESO | MISO_W | IESO | 2015 | B11 | 25 | 0 | 90 | 0 | 0 | 0 | 0 | 0 | 0 | 0 | 0 | 0 | 0 | Infinite
MISO_W_2_IESO | MISO_W | IESO | 2015 | B12 | 200 | 0 | 90 | 0 | 0 | 0 | 0 | 0 | 0 | 0 | 0 | 0 | 0 | Infinite
MISO_W_2_IESO | MISO_W | IESO | 2015 | B13 | 600 | 0 | 90 | 0 | 0 | 0 | 0 | 0 | 0 | 0 | 0 | 0 | 0 | Infinite
MISO_W_2_IESO | MISO_W | IESO | 2015 | B14 | 900 | 0 | 90 | 0 | 0 | 0 | 0 | 0 | 0 | 0 | 0 | 0 | 0 | Infinite
MISO_W_2_IESO | MISO_W | IESO | 2015 | B15 | 1203 | 0 | 90 | 0 | 0 | 0 | 0 | 0 | 0 | 0 | 0 | 0 | 0 | Infinite
MISO_W_2_IESO | MISO_W | IESO | 2015 | B16 | 25 | 0 | 90 | 0 | 0 | 0 | 0 | 0 | 0 | 0 | 0 | 0 | 0 | Infinite
MISO_W_2_IESO | MISO_W | IESO | 2015 | B17 | 100 | 0 | 90 | 0 | 0 | 0 | 0 | 0 | 0 | 0 | 0 | 0 | 0 | Infinite
MISO_W_2_IESO | MISO_W | IESO | 2015 | B18 | 400 | 0 | 90 | 0 | 0 | 0 | 0 | 0 | 0 | 0 | 0 | 0 | 0 | Infinite
MISO_W_2_IESO | MISO_W | IESO | 2015 | B19 | 700 | 0 | 90 | 0 | 0 | 0 | 0 | 0 | 0 | 0 | 0 | 0 | 0 | Infinite
MISO_W_2_IESO | MISO_W | IESO | 2015 | B20 | 935 | 0 | 90 | 0 | 0 | 0 | 0 | 0 | 0 | 0 | 0 | 0 | 0 | Infinite
MISO_W_2_IESO | MISO_W | IESO | 2020 | B1 | 10 | 0 | 90 | 0 | 0 | 0 | 0 | 0 | 0 | 0 | 0 | 0 | 0 | Infinite
MISO_W_2_IESO | MISO_W | IESO | 2020 | B2 | 25 | 0 | 90 | 0 | 0 | 0 | 0 | 0 | 0 | 0 | 0 | 0 | 0 | Infinite
MISO_W_2_IESO | MISO_W | IESO | 2020 | B3 | 75 | 0 | 90 | 0 | 0 | 0 | 0 | 0 | 0 | 0 | 0 | 0 | 0 | Infinite
MISO_W_2_IESO | MISO_W | IESO | 2020 | B4 | 100 | 0 | 90 | 0 | 0 | 0 | 0 | 0 | 0 | 0 | 0 | 0 | 0 | Infinite
MISO_W_2_IESO | MISO_W | IESO | 2020 | B5 | 200 | 0 | 90 | 0 | 0 | 0 | 0 | 0 | 0 | 0 | 0 | 0 | 0 | Infinite
MISO_W_2_IESO | MISO_W | IESO | 2020 | B6 | 300 | 0 | 90 | 0 | 0 | 0 | 0 | 0 | 0 | 0 | 0 | 0 | 0 | Infinite
MISO_W_2_IESO | MISO_W | IESO | 2020 | B7 | 400 | 0 | 90 | 0 | 0 | 0 | 0 | 0 | 0 | 0 | 0 | 0 | 0 | Infinite
MISO_W_2_IESO | MISO_W | IESO | 2020 | B8 | 500 | 0 | 90 | 0 | 0 | 0 | 0 | 0 | 0 | 0 | 0 | 0 | 0 | Infinite
MISO_W_2_IESO | MISO_W | IESO | 2020 | B9 | 800 | 0 | 90 | 0 | 0 | 0 | 0 | 0 | 0 | 0 | 0 | 0 | 0 | Infinite
MISO_W_2_IESO | MISO_W | IESO | 2020 | B10 | 1262 | 0 | 90 | 0 | 0 | 0 | 0 | 0 | 0 | 0 | 0 | 0 | 0 | Infinite
MISO_W_2_IESO | MISO_W | IESO | 2020 | B11 | 25 | 0 | 90 | 0 | 0 | 0 | 0 | 0 | 0 | 0 | 0 | 0 | 0 | Infinite
MISO_W_2_IESO | MISO_W | IESO | 2020 | B12 | 200 | 0 | 90 | 0 | 0 | 0 | 0 | 0 | 0 | 0 | 0 | 0 | 0 | Infinite
MISO_W_2_IESO | MISO_W | IESO | 2020 | B13 | 600 | 0 | 90 | 0 | 0 | 0 | 0 | 0 | 0 | 0 | 0 | 0 | 0 | Infinite
MISO_W_2_IESO | MISO_W | IESO | 2020 | B14 | 900 | 0 | 90 | 0 | 0 | 0 | 0 | 0 | 0 | 0 | 0 | 0 | 0 | Infinite
MISO_W_2_IESO | MISO_W | IESO | 2020 | B15 | 1203 | 0 | 90 | 0 | 0 | 0 | 0 | 0 | 0 | 0 | 0 | 0 | 0 | Infinite
MISO_W_2_IESO | MISO_W | IESO | 2020 | B16 | 25 | 0 | 90 | 0 | 0 | 0 | 0 | 0 | 0 | 0 | 0 | 0 | 0 | Infinite
MISO_W_2_IESO | MISO_W | IESO | 2020 | B17 | 100 | 0 | 90 | 0 | 0 | 0 | 0 | 0 | 0 | 0 | 0 | 0 | 0 | Infinite
MISO_W_2_IESO | MISO_W | IESO | 2020 | B18 | 400 | 0 | 90 | 0 | 0 | 0 | 0 | 0 | 0 | 0 | 0 | 0 | 0 | Infinite
MISO_W_2_IESO | MISO_W | IESO | 2020 | B19 | 700 | 0 | 90 | 0 | 0 | 0 | 0 | 0 | 0 | 0 | 0 | 0 | 0 | Infinite
MISO_W_2_IESO | MISO_W | IESO | 2020 | B20 | 935 | 0 | 90 | 0 | 0 | 0 | 0 | 0 | 0 | 0 | 0 | 0 | 0 | Infinite
MISO_W_2_IESO | MISO_W | IESO | 2025 | B1 | 10 | 0 | 90 | 0 | 0 | 0 | 0 | 0 | 0 | 0 | 0 | 0 | 0 | Infinite
MISO_W_2_IESO | MISO_W | IESO | 2025 | B2 | 25 | 0 | 90 | 0 | 0 | 0 | 0 | 0 | 0 | 0 | 0 | 0 | 0 | Infinite
MISO_W_2_IESO | MISO_W | IESO | 2025 | B3 | 75 | 0 | 90 | 0 | 0 | 0 | 0 | 0 | 0 | 0 | 0 | 0 | 0 | Infinite
MISO_W_2_IESO | MISO_W | IESO | 2025 | B4 | 100 | 0 | 90 | 0 | 0 | 0 | 0 | 0 | 0 | 0 | 0 | 0 | 0 | Infinite
MISO_W_2_IESO | MISO_W | IESO | 2025 | B5 | 200 | 0 | 90 | 0 | 0 | 0 | 0 | 0 | 0 | 0 | 0 | 0 | 0 | Infinite
MISO_W_2_IESO | MISO_W | IESO | 2025 | B6 | 300 | 0 | 90 | 0 | 0 | 0 | 0 | 0 | 0 | 0 | 0 | 0 | 0 | Infinite
MISO_W_2_IESO | MISO_W | IESO | 2025 | B7 | 400 | 0 | 90 | 0 | 0 | 0 | 0 | 0 | 0 | 0 | 0 | 0 | 0 | Infinite
MISO_W_2_IESO | MISO_W | IESO | 2025 | B8 | 500 | 0 | 90 | 0 | 0 | 0 | 0 | 0 | 0 | 0 | 0 | 0 | 0 | Infinite
MISO_W_2_IESO | MISO_W | IESO | 2025 | B9 | 800 | 0 | 90 | 0 | 0 | 0 | 0 | 0 | 0 | 0 | 0 | 0 | 0 | Infinite
MISO_W_2_IESO | MISO_W | IESO | 2025 | B10 | 1262 | 0 | 90 | 0 | 0 | 0 | 0 | 0 | 0 | 0 | 0 | 0 | 0 | Infinite
MISO_W_2_IESO | MISO_W | IESO | 2025 | B11 | 25 | 0 | 90 | 0 | 0 | 0 | 0 | 0 | 0 | 0 | 0 | 0 | 0 | Infinite
MISO_W_2_IESO | MISO_W | IESO | 2025 | B12 | 200 | 0 | 90 | 0 | 0 | 0 | 0 | 0 | 0 | 0 | 0 | 0 | 0 | Infinite
MISO_W_2_IESO | MISO_W | IESO | 2025 | B13 | 600 | 0 | 90 | 0 | 0 | 0 | 0 | 0 | 0 | 0 | 0 | 0 | 0 | Infinite
MISO_W_2_IESO | MISO_W | IESO | 2025 | B14 | 900 | 0 | 90 | 0 | 0 | 0 | 0 | 0 | 0 | 0 | 0 | 0 | 0 | Infinite
MISO_W_2_IESO | MISO_W | IESO | 2025 | B15 | 1203 | 0 | 90 | 0 | 0 | 0 | 0 | 0 | 0 | 0 | 0 | 0 | 0 | Infinite
MISO_W_2_IESO | MISO_W | IESO | 2025 | B16 | 25 | 0 | 90 | 0 | 0 | 0 | 0 | 0 | 0 | 0 | 0 | 0 | 0 | Infinite
MISO_W_2_IESO | MISO_W | IESO | 2025 | B17 | 100 | 0 | 90 | 0 | 0 | 0 | 0 | 0 | 0 | 0 | 0 | 0 | 0 | Infinite
MISO_W_2_IESO | MISO_W | IESO | 2025 | B18 | 400 | 0 | 90 | 0 | 0 | 0 | 0 | 0 | 0 | 0 | 0 | 0 | 0 | Infinite
MISO_W_2_IESO | MISO_W | IESO | 2025 | B19 | 700 | 0 | 90 | 0 | 0 | 0 | 0 | 0 | 0 | 0 | 0 | 0 | 0 | Infinite
MISO_W_2_IESO | MISO_W | IESO | 2025 | B20 | 935 | 0 | 90 | 0 | 0 | 0 | 0 | 0 | 0 | 0 | 0 | 0 | 0 | Infinite
MISO_W_2_IESO | MISO_W | IESO | 2030 | B1 | 10 | 0 | 90 | 0 | 0 | 0 | 0 | 0 | 0 | 0 | 0 | 0 | 0 | Infinite
MISO_W_2_IESO | MISO_W | IESO | 2030 | B2 | 25 | 0 | 90 | 0 | 0 | 0 | 0 | 0 | 0 | 0 | 0 | 0 | 0 | Infinite
MISO_W_2_IESO | MISO_W | IESO | 2030 | B3 | 75 | 0 | 90 | 0 | 0 | 0 | 0 | 0 | 0 | 0 | 0 | 0 | 0 | Infinite
MISO_W_2_IESO | MISO_W | IESO | 2030 | B4 | 100 | 0 | 90 | 0 | 0 | 0 | 0 | 0 | 0 | 0 | 0 | 0 | 0 | Infinite
MISO_W_2_IESO | MISO_W | IESO | 2030 | B5 | 200 | 0 | 90 | 0 | 0 | 0 | 0 | 0 | 0 | 0 | 0 | 0 | 0 | Infinite
MISO_W_2_IESO | MISO_W | IESO | 2030 | B6 | 300 | 0 | 90 | 0 | 0 | 0 | 0 | 0 | 0 | 0 | 0 | 0 | 0 | Infinite
MISO_W_2_IESO | MISO_W | IESO | 2030 | B7 | 400 | 0 | 90 | 0 | 0 | 0 | 0 | 0 | 0 | 0 | 0 | 0 | 0 | Infinite
MISO_W_2_IESO | MISO_W | IESO | 2030 | B8 | 500 | 0 | 90 | 0 | 0 | 0 | 0 | 0 | 0 | 0 | 0 | 0 | 0 | Infinite
MISO_W_2_IESO | MISO_W | IESO | 2030 | B9 | 800 | 0 | 90 | 0 | 0 | 0 | 0 | 0 | 0 | 0 | 0 | 0 | 0 | Infinite
MISO_W_2_IESO | MISO_W | IESO | 2030 | B10 | 1262 | 0 | 90 | 0 | 0 | 0 | 0 | 0 | 0 | 0 | 0 | 0 | 0 | Infinite
MISO_W_2_IESO | MISO_W | IESO | 2030 | B11 | 25 | 0 | 90 | 0 | 0 | 0 | 0 | 0 | 0 | 0 | 0 | 0 | 0 | Infinite
MISO_W_2_IESO | MISO_W | IESO | 2030 | B12 | 200 | 0 | 90 | 0 | 0 | 0 | 0 | 0 | 0 | 0 | 0 | 0 | 0 | Infinite
MISO_W_2_IESO | MISO_W | IESO | 2030 | B13 | 600 | 0 | 90 | 0 | 0 | 0 | 0 | 0 | 0 | 0 | 0 | 0 | 0 | Infinite
MISO_W_2_IESO | MISO_W | IESO | 2030 | B14 | 900 | 0 | 90 | 0 | 0 | 0 | 0 | 0 | 0 | 0 | 0 | 0 | 0 | Infinite
MISO_W_2_IESO | MISO_W | IESO | 2030 | B15 | 1203 | 0 | 90 | 0 | 0 | 0 | 0 | 0 | 0 | 0 | 0 | 0 | 0 | Infinite
MISO_W_2_IESO | MISO_W | IESO | 2030 | B16 | 25 | 0 | 90 | 0 | 0 | 0 | 0 | 0 | 0 | 0 | 0 | 0 | 0 | Infinite
MISO_W_2_IESO | MISO_W | IESO | 2030 | B17 | 100 | 0 | 90 | 0 | 0 | 0 | 0 | 0 | 0 | 0 | 0 | 0 | 0 | Infinite
MISO_W_2_IESO | MISO_W | IESO | 2030 | B18 | 400 | 0 | 90 | 0 | 0 | 0 | 0 | 0 | 0 | 0 | 0 | 0 | 0 | Infinite
MISO_W_2_IESO | MISO_W | IESO | 2030 | B19 | 700 | 0 | 90 | 0 | 0 | 0 | 0 | 0 | 0 | 0 | 0 | 0 | 0 | Infinite
MISO_W_2_IESO | MISO_W | IESO | 2030 | B20 | 935 | 0 | 90 | 0 | 0 | 0 | 0 | 0 | 0 | 0 | 0 | 0 | 0 | Infinite
MISO_W_2_IESO | MISO_W | IESO | 2035 | B1 | 10 | 0 | 90 | 0 | 0 | 0 | 0 | 0 | 0 | 0 | 0 | 0 | 0 | Infinite
MISO_W_2_IESO | MISO_W | IESO | 2035 | B2 | 25 | 0 | 90 | 0 | 0 | 0 | 0 | 0 | 0 | 0 | 0 | 0 | 0 | Infinite
MISO_W_2_IESO | MISO_W | IESO | 2035 | B3 | 75 | 0 | 90 | 0 | 0 | 0 | 0 | 0 | 0 | 0 | 0 | 0 | 0 | Infinite
MISO_W_2_IESO | MISO_W | IESO | 2035 | B4 | 100 | 0 | 90 | 0 | 0 | 0 | 0 | 0 | 0 | 0 | 0 | 0 | 0 | Infinite
MISO_W_2_IESO | MISO_W | IESO | 2035 | B5 | 200 | 0 | 90 | 0 | 0 | 0 | 0 | 0 | 0 | 0 | 0 | 0 | 0 | Infinite
MISO_W_2_IESO | MISO_W | IESO | 2035 | B6 | 300 | 0 | 90 | 0 | 0 | 0 | 0 | 0 | 0 | 0 | 0 | 0 | 0 | Infinite
MISO_W_2_IESO | MISO_W | IESO | 2035 | B7 | 400 | 0 | 90 | 0 | 0 | 0 | 0 | 0 | 0 | 0 | 0 | 0 | 0 | Infinite
MISO_W_2_IESO | MISO_W | IESO | 2035 | B8 | 500 | 0 | 90 | 0 | 0 | 0 | 0 | 0 | 0 | 0 | 0 | 0 | 0 | Infinite
MISO_W_2_IESO | MISO_W | IESO | 2035 | B9 | 800 | 0 | 90 | 0 | 0 | 0 | 0 | 0 | 0 | 0 | 0 | 0 | 0 | Infinite
MISO_W_2_IESO | MISO_W | IESO | 2035 | B10 | 1262 | 0 | 90 | 0 | 0 | 0 | 0 | 0 | 0 | 0 | 0 | 0 | 0 | Infinite
MISO_W_2_IESO | MISO_W | IESO | 2035 | B11 | 25 | 0 | 90 | 0 | 0 | 0 | 0 | 0 | 0 | 0 | 0 | 0 | 0 | Infinite
MISO_W_2_IESO | MISO_W | IESO | 2035 | B12 | 200 | 0 | 90 | 0 | 0 | 0 | 0 | 0 | 0 | 0 | 0 | 0 | 0 | Infinite
MISO_W_2_IESO | MISO_W | IESO | 2035 | B13 | 600 | 0 | 90 | 0 | 0 | 0 | 0 | 0 | 0 | 0 | 0 | 0 | 0 | Infinite
MISO_W_2_IESO | MISO_W | IESO | 2035 | B14 | 900 | 0 | 90 | 0 | 0 | 0 | 0 | 0 | 0 | 0 | 0 | 0 | 0 | Infinite
MISO_W_2_IESO | MISO_W | IESO | 2035 | B15 | 1203 | 0 | 90 | 0 | 0 | 0 | 0 | 0 | 0 | 0 | 0 | 0 | 0 | Infinite
MISO_W_2_IESO | MISO_W | IESO | 2035 | B16 | 25 | 0 | 90 | 0 | 0 | 0 | 0 | 0 | 0 | 0 | 0 | 0 | 0 | Infinite
MISO_W_2_IESO | MISO_W | IESO | 2035 | B17 | 100 | 0 | 90 | 0 | 0 | 0 | 0 | 0 | 0 | 0 | 0 | 0 | 0 | Infinite
MISO_W_2_IESO | MISO_W | IESO | 2035 | B18 | 400 | 0 | 90 | 0 | 0 | 0 | 0 | 0 | 0 | 0 | 0 | 0 | 0 | Infinite
MISO_W_2_IESO | MISO_W | IESO | 2035 | B19 | 700 | 0 | 90 | 0 | 0 | 0 | 0 | 0 | 0 | 0 | 0 | 0 | 0 | Infinite
MISO_W_2_IESO | MISO_W | IESO | 2035 | B20 | 935 | 0 | 90 | 90 | 0 | 90 | 0 | 0 | 0.03561 | 0 | 0.04748 | 0.03561 | 0 | Infinite
MISO_W_2_IESO | MISO_W | IESO | 2040 | B1 | 10 | 0 | 90 | 0 | 0 | 0 | 0 | 0 | 0 | 0 | 0 | 0 | 0 | Infinite
MISO_W_2_IESO | MISO_W | IESO | 2040 | B2 | 25 | 0 | 90 | 0 | 0 | 0 | 0 | 0 | 0 | 0 | 0 | 0 | 0 | Infinite
MISO_W_2_IESO | MISO_W | IESO | 2040 | B3 | 75 | 0 | 90 | 0 | 0 | 0 | 0 | 0 | 0 | 0 | 0 | 0 | 0 | Infinite
MISO_W_2_IESO | MISO_W | IESO | 2040 | B4 | 100 | 0 | 90 | 0 | 0 | 0 | 0 | 0 | 0 | 0 | 0 | 0 | 0 | Infinite
MISO_W_2_IESO | MISO_W | IESO | 2040 | B5 | 200 | 0 | 90 | 0 | 0 | 0 | 0 | 0 | 0 | 0 | 0 | 0 | 0 | Infinite
MISO_W_2_IESO | MISO_W | IESO | 2040 | B6 | 300 | 0 | 90 | 0 | 0 | 0 | 0 | 0 | 0 | 0 | 0 | 0 | 0 | Infinite
MISO_W_2_IESO | MISO_W | IESO | 2040 | B7 | 400 | 0 | 90 | 0 | 0 | 0 | 0 | 0 | 0 | 0 | 0 | 0 | 0 | Infinite
MISO_W_2_IESO | MISO_W | IESO | 2040 | B8 | 500 | 0 | 90 | 0 | 0 | 0 | 0 | 0 | 0 | 0 | 0 | 0 | 0 | Infinite
MISO_W_2_IESO | MISO_W | IESO | 2040 | B9 | 800 | 0 | 90 | 0 | 0 | 0 | 0 | 0 | 0 | 0 | 0 | 0 | 0 | Infinite
MISO_W_2_IESO | MISO_W | IESO | 2040 | B10 | 1262 | 0 | 90 | 90 | 0 | 90 | 0 | 0 | 0.75968 | 0 | 0.13057 | 0.43638 | 0 | Infinite
MISO_W_2_IESO | MISO_W | IESO | 2040 | B11 | 25 | 0 | 90 | 0 | 0 | 0 | 0 | 0 | 0 | 0 | 0 | 0 | 0 | Infinite
MISO_W_2_IESO | MISO_W | IESO | 2040 | B12 | 200 | 0 | 90 | 0 | 0 | 0 | 0 | 0 | 0 | 0 | 0 | 0 | 0 | Infinite
MISO_W_2_IESO | MISO_W | IESO | 2040 | B13 | 600 | 0 | 90 | 0 | 0 | 0 | 0 | 0 | 0 | 0 | 0 | 0 | 0 | Infinite
MISO_W_2_IESO | MISO_W | IESO | 2040 | B14 | 900 | 0 | 90 | 0 | 0 | 0 | 0 | 0 | 0 | 0 | 0 | 0 | 0 | Infinite
MISO_W_2_IESO | MISO_W | IESO | 2040 | B15 | 1203 | 0 | 90 | 0 | 0 | 0 | 0 | 0 | 0 | 0 | 0 | 0 | 0 | Infinite
MISO_W_2_IESO | MISO_W | IESO | 2040 | B16 | 25 | 0 | 90 | 0 | 0 | 0 | 0 | 0 | 0 | 0 | 0 | 0 | 0 | Infinite
MISO_W_2_IESO | MISO_W | IESO | 2040 | B17 | 100 | 0 | 90 | 0 | 0 | 0 | 0 | 0 | 0 | 0 | 0 | 0 | 0 | Infinite
MISO_W_2_IESO | MISO_W | IESO | 2040 | B18 | 400 | 0 | 90 | 0 | 0 | 0 | 0 | 0 | 0 | 0 | 0 | 0 | 0 | Infinite
MISO_W_2_IESO | MISO_W | IESO | 2040 | B19 | 700 | 0 | 90 | 0 | 0 | 0 | 0 | 0 | 0 | 0 | 0 | 0 | 0 | Infinite
MISO_W_2_IESO | MISO_W | IESO | 2040 | B20 | 935 | 0 | 90 | 90 | 0 | 90 | 0 | 0 | 2.1841 | 0 | 3.0387 | 0.9295 | 0 | Infinite
MISO_W_2_IESO | MISO_W | IESO | 2045 | B1 | 10 | 0 | 90 | 0 | 0 | 0 | 0 | 0 | 0 | 0 | 0 | 0 | 0 | Infinite
MISO_W_2_IESO | MISO_W | IESO | 2045 | B2 | 25 | 0 | 90 | 0 | 0 | 0 | 0 | 0 | 0 | 0 | 0 | 0 | 0 | Infinite
MISO_W_2_IESO | MISO_W | IESO | 2045 | B3 | 75 | 0 | 90 | 0 | 0 | 0 | 0 | 0 | 0 | 0 | 0 | 0 | 0 | Infinite
MISO_W_2_IESO | MISO_W | IESO | 2045 | B4 | 100 | 0 | 90 | 0 | 0 | 0 | 0 | 0 | 0 | 0 | 0 | 0 | 0 | Infinite
MISO_W_2_IESO | MISO_W | IESO | 2045 | B5 | 200 | 0 | 90 | 0 | 0 | 0 | 0 | 0 | 0 | 0 | 0 | 0 | 0 | Infinite
MISO_W_2_IESO | MISO_W | IESO | 2045 | B6 | 300 | 0 | 90 | 0 | 0 | 0 | 0 | 0 | 0 | 0 | 0 | 0 | 0 | Infinite
MISO_W_2_IESO | MISO_W | IESO | 2045 | B7 | 400 | 0 | 90 | 0 | 0 | 0 | 0 | 0 | 0 | 0 | 0 | 0 | 0 | Infinite
MISO_W_2_IESO | MISO_W | IESO | 2045 | B8 | 500 | 0 | 90 | 0 | 0 | 0 | 0 | 0 | 0 | 0 | 0 | 0 | 0 | Infinite
MISO_W_2_IESO | MISO_W | IESO | 2045 | B9 | 800 | 0 | 90 | 0 | 0 | 0 | 0 | 0 | 0 | 0 | 0 | 0 | 0 | Infinite
MISO_W_2_IESO | MISO_W | IESO | 2045 | B10 | 1262 | 0 | 90 | 90 | 0 | 90 | 0 | 0 | 8.1903 | 0 | 2.5758 | 3.04 | 0 | Infinite
MISO_W_2_IESO | MISO_W | IESO | 2045 | B11 | 25 | 0 | 90 | 0 | 0 | 0 | 0 | 0 | 0 | 0 | 0 | 0 | 0 | Infinite
MISO_W_2_IESO | MISO_W | IESO | 2045 | B12 | 200 | 0 | 90 | 0 | 0 | 0 | 0 | 0 | 0 | 0 | 0 | 0 | 0 | Infinite
MISO_W_2_IESO | MISO_W | IESO | 2045 | B13 | 600 | 0 | 90 | 0 | 0 | 0 | 0 | 0 | 0 | 0 | 0 | 0 | 0 | Infinite
MISO_W_2_IESO | MISO_W | IESO | 2045 | B14 | 900 | 0 | 90 | 0 | 0 | 0 | 0 | 0 | 0 | 0 | 0 | 0 | 0 | Infinite
MISO_W_2_IESO | MISO_W | IESO | 2045 | B15 | 1203 | 0 | 90 | 90 | 0 | 0 | 0 | 0 | 8.8432 | 0 | 0 | 3.1289 | 0 | Infinite
MISO_W_2_IESO | MISO_W | IESO | 2045 | B16 | 25 | 0 | 90 | 0 | 0 | 0 | 0 | 0 | 0 | 0 | 0 | 0 | 0 | Infinite
MISO_W_2_IESO | MISO_W | IESO | 2045 | B17 | 100 | 0 | 90 | 0 | 0 | 0 | 0 | 0 | 0 | 0 | 0 | 0 | 0 | Infinite
MISO_W_2_IESO | MISO_W | IESO | 2045 | B18 | 400 | 0 | 90 | 0 | 0 | 0 | 0 | 0 | 0 | 0 | 0 | 0 | 0 | Infinite
MISO_W_2_IESO | MISO_W | IESO | 2045 | B19 | 700 | 0 | 90 | 0 | 0 | 0 | 0 | 0 | 0 | 0 | 0 | 0 | 0 | Infinite
MISO_W_2_IESO | MISO_W | IESO | 2045 | B20 | 935 | 0 | 90 | 90 | 0 | 90 | 0 | 0 | 12.5703 | 0 | 3.3711 | 3.4568 | 0 | Infinite
MISO_W_2_IESO | MISO_W | IESO | 2050 | B1 | 10 | 0 | 90 | 0 | 0 | 0 | 0 | 0 | 0 | 0 | 0 | 0 | 0 | Infinite
MISO_W_2_IESO | MISO_W | IESO | 2050 | B2 | 25 | 0 | 90 | 0 | 0 | 0 | 0 | 0 | 0 | 0 | 0 | 0 | 0 | Infinite
MISO_W_2_IESO | MISO_W | IESO | 2050 | B3 | 75 | 0 | 90 | 0 | 0 | 0 | 0 | 0 | 0 | 0 | 0 | 0 | 0 | Infinite
MISO_W_2_IESO | MISO_W | IESO | 2050 | B4 | 100 | 0 | 90 | 0 | 0 | 0 | 0 | 0 | 0 | 0 | 0 | 0 | 0 | Infinite
MISO_W_2_IESO | MISO_W | IESO | 2050 | B5 | 200 | 0 | 90 | 0 | 0 | 0 | 0 | 0 | 0 | 0 | 0 | 0 | 0 | Infinite
MISO_W_2_IESO | MISO_W | IESO | 2050 | B6 | 300 | 0 | 90 | 0 | 0 | 0 | 0 | 0 | 0 | 0 | 0 | 0 | 0 | Infinite
MISO_W_2_IESO | MISO_W | IESO | 2050 | B7 | 400 | 0 | 90 | 0 | 0 | 0 | 0 | 0 | 0 | 0 | 0 | 0 | 0 | Infinite
MISO_W_2_IESO | MISO_W | IESO | 2050 | B8 | 500 | 0 | 90 | 0 | 0 | 0 | 0 | 0 | 0 | 0 | 0 | 0 | 0 | Infinite
MISO_W_2_IESO | MISO_W | IESO | 2050 | B9 | 800 | 0 | 90 | 0 | 0 | 0 | 0 | 0 | 0 | 0 | 0 | 0 | 0 | Infinite
MISO_W_2_IESO | MISO_W | IESO | 2050 | B10 | 1262 | 0 | 90 | 90 | 0 | 90 | 0 | 0 | 6.576 | 0 | 0.30862 | 2.423 | 0 | Infinite
MISO_W_2_IESO | MISO_W | IESO | 2050 | B11 | 25 | 0 | 90 | 0 | 0 | 0 | 0 | 0 | 0 | 0 | 0 | 0 | 0 | Infinite
MISO_W_2_IESO | MISO_W | IESO | 2050 | B12 | 200 | 0 | 90 | 0 | 0 | 0 | 0 | 0 | 0 | 0 | 0 | 0 | 0 | Infinite
MISO_W_2_IESO | MISO_W | IESO | 2050 | B13 | 600 | 0 | 90 | 0 | 0 | 0 | 0 | 0 | 0 | 0 | 0 | 0 | 0 | Infinite
MISO_W_2_IESO | MISO_W | IESO | 2050 | B14 | 900 | 0 | 90 | 0 | 0 | 0 | 0 | 0 | 0 | 0 | 0 | 0 | 0 | Infinite
MISO_W_2_IESO | MISO_W | IESO | 2050 | B15 | 1203 | 0 | 90 | 90 | 0 | 0 | 0 | 0 | 6.6947 | 0 | 0 | 2.3514 | 0 | Infinite
MISO_W_2_IESO | MISO_W | IESO | 2050 | B16 | 25 | 0 | 90 | 90 | 0 | 0 | 0 | 0 | 0.73594 | 0 | 0 | 0.0053718 | 0 | Infinite
MISO_W_2_IESO | MISO_W | IESO | 2050 | B17 | 100 | 0 | 90 | 0 | 0 | 0 | 0 | 0 | 0 | 0 | 0 | 0 | 0 | Infinite
MISO_W_2_IESO | MISO_W | IESO | 2050 | B18 | 400 | 0 | 90 | 0 | 0 | 0 | 0 | 0 | 0 | 0 | 0 | 0 | 0 | Infinite
MISO_W_2_IESO | MISO_W | IESO | 2050 | B19 | 700 | 0 | 90 | 0 | 0 | 0 | 0 | 0 | 0 | 0 | 0 | 0 | 0 | Infinite
MISO_W_2_IESO | MISO_W | IESO | 2050 | B20 | 935 | 0 | 90 | 90 | 0 | 90 | 0 | 0 | 10.5762 | 0 | 3.0031 | 2.8872 | 0 | Infinite
MISO_W_2_MAPP_CA | MISO_W | MAPP_CA | 2015 | B1 | 10 | 0 | 700 | 0 | 0 | 0 | 0 | 0 | 0 | 0 | 0 | 0 | 0 | 1.0187
MISO_W_2_MAPP_CA | MISO_W | MAPP_CA | 2015 | B2 | 25 | 0 | 700 | 0 | 0 | 0 | 0 | 0 | 0 | 0 | 0 | 0 | 0 | 1.0187
MISO_W_2_MAPP_CA | MISO_W | MAPP_CA | 2015 | B3 | 75 | 0 | 700 | 0 | 0 | 0 | 0 | 0 | 0 | 0 | 0 | 0 | 0 | 1.0187
MISO_W_2_MAPP_CA | MISO_W | MAPP_CA | 2015 | B4 | 100 | 0 | 700 | 0 | 0 | 0 | 0 | 0 | 0 | 0 | 0 | 0 | 0 | 1.0187
MISO_W_2_MAPP_CA | MISO_W | MAPP_CA | 2015 | B5 | 200 | 0 | 700 | 0 | 0 | 0 | 0 | 0 | 0 | 0 | 0 | 0 | 0 | 1.0187
MISO_W_2_MAPP_CA | MISO_W | MAPP_CA | 2015 | B6 | 300 | 0 | 700 | 0 | 0 | 0 | 0 | 0 | 0 | 0 | 0 | 0 | 0 | 1.0187
MISO_W_2_MAPP_CA | MISO_W | MAPP_CA | 2015 | B7 | 400 | 0 | 700 | 0 | 0 | 0 | 0 | 0 | 0 | 0 | 0 | 0 | 0 | 1.0187
MISO_W_2_MAPP_CA | MISO_W | MAPP_CA | 2015 | B8 | 500 | 0 | 700 | 700 | 0 | 0 | 0 | 0 | 0.13057 | 0 | 0 | 0.009744 | 0 | 1.0187
MISO_W_2_MAPP_CA | MISO_W | MAPP_CA | 2015 | B9 | 800 | 0 | 700 | 700 | 0 | 0 | 0 | 0 | 1.1514 | 0 | 0 | 0.13748 | 0 | 1.0187
MISO_W_2_MAPP_CA | MISO_W | MAPP_CA | 2015 | B10 | 1262 | 0 | 700 | 700 | 0 | 700 | 0 | 2065.18 | 4.7124 | 0 | 1.009 | 0.88762 | 0 | 1.0187
MISO_W_2_MAPP_CA | MISO_W | MAPP_CA | 2015 | B11 | 25 | 0 | 700 | 0 | 0 | 0 | 0 | 0 | 0 | 0 | 0 | 0 | 0 | 1.0187
MISO_W_2_MAPP_CA | MISO_W | MAPP_CA | 2015 | B12 | 200 | 0 | 700 | 0 | 0 | 0 | 0 | 0 | 0 | 0 | 0 | 0 | 0 | 1.0187
MISO_W_2_MAPP_CA | MISO_W | MAPP_CA | 2015 | B13 | 600 | 0 | 700 | 386.6 | 0 | 0 | 0 | 0 | 0 | 0 | 0 | 0 | 0 | 1.0187
MISO_W_2_MAPP_CA | MISO_W | MAPP_CA | 2015 | B14 | 900 | 0 | 700 | 700 | 0 | 0 | 0 | 0 | 2.0416 | 0 | 0 | 0.27425 | 0 | 1.0187
MISO_W_2_MAPP_CA | MISO_W | MAPP_CA | 2015 | B15 | 1203 | 0 | 700 | 700 | 0 | 700 | 0 | 2293.19 | 3.6322 | 0 | 1.009 | 0.65217 | 0 | 1.0187
MISO_W_2_MAPP_CA | MISO_W | MAPP_CA | 2015 | B16 | 25 | 0 | 700 | 0 | 0 | 0 | 0 | 0 | 0 | 0 | 0 | 0 | 0 | 1.0187
MISO_W_2_MAPP_CA | MISO_W | MAPP_CA | 2015 | B17 | 100 | 0 | 700 | 0 | 0 | 254.15 | 0 | 0 | 0 | 0 | 0 | 0 | 0 | 1.0187
MISO_W_2_MAPP_CA | MISO_W | MAPP_CA | 2015 | B18 | 400 | 0 | 700 | 700 | 0 | 602 | 0 | 0 | 3.3948 | 0 | 0 | 0.20268 | 0 | 1.0187
MISO_W_2_MAPP_CA | MISO_W | MAPP_CA | 2015 | B19 | 700 | 0 | 700 | 700 | 0 | 617.19 | 0 | 0 | 4.4156 | 0 | 0 | 0.46134 | 0 | 1.0187
MISO_W_2_MAPP_CA | MISO_W | MAPP_CA | 2015 | B20 | 935 | 0 | 700 | 700 | 0 | 700 | 0 | 2385.02 | 10.3863 | 0 | 1.009 | 1.4494 | 0 | 1.0187
MISO_W_2_MAPP_CA | MISO_W | MAPP_CA | 2020 | B1 | 10 | 0 | 700 | 0 | 0 | 0 | 0 | 0 | 0 | 0 | 0 | 0 | 0 | 1.1684
MISO_W_2_MAPP_CA | MISO_W | MAPP_CA | 2020 | B2 | 25 | 0 | 700 | 0 | 0 | 0 | 0 | 0 | 0 | 0 | 0 | 0 | 0 | 1.1684
MISO_W_2_MAPP_CA | MISO_W | MAPP_CA | 2020 | B3 | 75 | 0 | 700 | 0 | 0 | 0 | 0 | 0 | 0 | 0 | 0 | 0 | 0 | 1.1684
MISO_W_2_MAPP_CA | MISO_W | MAPP_CA | 2020 | B4 | 100 | 0 | 700 | 0 | 0 | 0 | 0 | 0 | 0 | 0 | 0 | 0 | 0 | 1.1684
MISO_W_2_MAPP_CA | MISO_W | MAPP_CA | 2020 | B5 | 200 | 0 | 700 | 0 | 0 | 0 | 0 | 0 | 0 | 0 | 0 | 0 | 0 | 1.1684
MISO_W_2_MAPP_CA | MISO_W | MAPP_CA | 2020 | B6 | 300 | 0 | 700 | 0 | 0 | 0 | 0 | 0 | 0 | 0 | 0 | 0 | 0 | 1.1684
MISO_W_2_MAPP_CA | MISO_W | MAPP_CA | 2020 | B7 | 400 | 0 | 700 | 0 | 0 | 0 | 0 | 0 | 0 | 0 | 0 | 0 | 0 | 1.1684
MISO_W_2_MAPP_CA | MISO_W | MAPP_CA | 2020 | B8 | 500 | 0 | 700 | 700 | 0 | 0 | 0 | 0 | 2.2197 | 0 | 0 | 0.15203 | 0 | 1.1684
MISO_W_2_MAPP_CA | MISO_W | MAPP_CA | 2020 | B9 | 800 | 0 | 700 | 700 | 0 | 700 | 0 | 0 | 3.2049 | 0 | 0.05935 | 0.35122 | 0 | 1.1684
MISO_W_2_MAPP_CA | MISO_W | MAPP_CA | 2020 | B10 | 1262 | 0 | 700 | 700 | 0 | 700 | 0 | 1301.69 | 4.2613 | 0 | 1.1514 | 0.73668 | 0 | 1.1684
MISO_W_2_MAPP_CA | MISO_W | MAPP_CA | 2020 | B11 | 25 | 0 | 700 | 0 | 0 | 0 | 0 | 0 | 0 | 0 | 0 | 0 | 0 | 1.1684
MISO_W_2_MAPP_CA | MISO_W | MAPP_CA | 2020 | B12 | 200 | 0 | 700 | 0 | 0 | 0 | 0 | 0 | 0 | 0 | 0 | 0 | 0 | 1.1684
MISO_W_2_MAPP_CA | MISO_W | MAPP_CA | 2020 | B13 | 600 | 0 | 700 | 700 | 0 | 0 | 0 | 0 | 0.17805 | 0 | 0 | 0.014634 | 0 | 1.1684
MISO_W_2_MAPP_CA | MISO_W | MAPP_CA | 2020 | B14 | 900 | 0 | 700 | 700 | 0 | 50.61 | 0 | 0 | 2.7301 | 0 | 0 | 0.33659 | 0 | 1.1684
MISO_W_2_MAPP_CA | MISO_W | MAPP_CA | 2020 | B15 | 1203 | 0 | 700 | 700 | 0 | 700 | 0 | 1684.09 | 5.2109 | 0 | 1.1514 | 0.85873 | 0 | 1.1684
MISO_W_2_MAPP_CA | MISO_W | MAPP_CA | 2020 | B16 | 25 | 0 | 700 | 0 | 0 | 0 | 0 | 0 | 0 | 0 | 0 | 0 | 0 | 1.1684
MISO_W_2_MAPP_CA | MISO_W | MAPP_CA | 2020 | B17 | 100 | 0 | 700 | 299.08 | 0 | 427.78 | 0 | 0 | 0 | 0 | 0 | 0 | 0 | 1.1684
MISO_W_2_MAPP_CA | MISO_W | MAPP_CA | 2020 | B18 | 400 | 0 | 700 | 700 | 0 | 684.39 | 0 | 0 | 5.8282 | 0 | 0 | 0.31935 | 0 | 1.1684
MISO_W_2_MAPP_CA | MISO_W | MAPP_CA | 2020 | B19 | 700 | 0 | 700 | 700 | 0 | 503.82 | 0 | 0 | 5.8282 | 0 | 0 | 0.55887 | 0 | 1.1684
MISO_W_2_MAPP_CA | MISO_W | MAPP_CA | 2020 | B20 | 935 | 0 | 700 | 700 | 0 | 700 | 0 | 2361.35 | 10.505 | 0 | 1.1514 | 1.3455 | 0 | 1.1684
MISO_W_2_MAPP_CA | MISO_W | MAPP_CA | 2025 | B1 | 10 | 0 | 700 | 0 | 0 | 0 | 0 | 0 | 0 | 0 | 0 | 0 | 0 | 0.94687
MISO_W_2_MAPP_CA | MISO_W | MAPP_CA | 2025 | B2 | 25 | 0 | 700 | 0 | 0 | 0 | 0 | 0 | 0 | 0 | 0 | 0 | 0 | 0.94687
MISO_W_2_MAPP_CA | MISO_W | MAPP_CA | 2025 | B3 | 75 | 0 | 700 | 0 | 0 | 0 | 0 | 0 | 0 | 0 | 0 | 0 | 0 | 0.94687
MISO_W_2_MAPP_CA | MISO_W | MAPP_CA | 2025 | B4 | 100 | 0 | 700 | 0 | 0 | 0 | 0 | 0 | 0 | 0 | 0 | 0 | 0 | 0.94687
MISO_W_2_MAPP_CA | MISO_W | MAPP_CA | 2025 | B5 | 200 | 0 | 700 | 0 | 0 | 0 | 0 | 0 | 0 | 0 | 0 | 0 | 0 | 0.94687
MISO_W_2_MAPP_CA | MISO_W | MAPP_CA | 2025 | B6 | 300 | 0 | 700 | 0 | 0 | 0 | 0 | 0 | 0 | 0 | 0 | 0 | 0 | 0.94687
MISO_W_2_MAPP_CA | MISO_W | MAPP_CA | 2025 | B7 | 400 | 0 | 700 | 0 | 0 | 0 | 0 | 0 | 0 | 0 | 0 | 0 | 0 | 0.94687
MISO_W_2_MAPP_CA | MISO_W | MAPP_CA | 2025 | B8 | 500 | 0 | 700 | 0 | 0 | 0 | 0 | 0 | 0 | 0 | 0 | 0 | 0 | 0.94687
MISO_W_2_MAPP_CA | MISO_W | MAPP_CA | 2025 | B9 | 800 | 0 | 700 | 256.48 | 0 | 0 | 0 | 0 | 0 | 0 | 0 | 0 | 0 | 0.94687
MISO_W_2_MAPP_CA | MISO_W | MAPP_CA | 2025 | B10 | 1262 | 0 | 700 | 700 | 0 | 700 | 0 | 1649.7 | 3.015 | 0 | 0.93773 | 0.92803 | 0 | 0.94687
MISO_W_2_MAPP_CA | MISO_W | MAPP_CA | 2025 | B11 | 25 | 0 | 700 | 0 | 0 | 0 | 0 | 0 | 0 | 0 | 0 | 0 | 0 | 0.94687
MISO_W_2_MAPP_CA | MISO_W | MAPP_CA | 2025 | B12 | 200 | 0 | 700 | 0 | 0 | 0 | 0 | 0 | 0 | 0 | 0 | 0 | 0 | 0.94687
MISO_W_2_MAPP_CA | MISO_W | MAPP_CA | 2025 | B13 | 600 | 0 | 700 | 0 | 0 | 0 | 0 | 0 | 0 | 0 | 0 | 0 | 0 | 0.94687
MISO_W_2_MAPP_CA | MISO_W | MAPP_CA | 2025 | B14 | 900 | 0 | 700 | 335.17 | 0 | 0 | 0 | 0 | 0 | 0 | 0 | 0 | 0 | 0.94687
MISO_W_2_MAPP_CA | MISO_W | MAPP_CA | 2025 | B15 | 1203 | 0 | 700 | 700 | 0 | 700 | 0 | 1539.43 | 2.5877 | 0 | 0.93773 | 0.75926 | 0 | 0.94687
MISO_W_2_MAPP_CA | MISO_W | MAPP_CA | 2025 | B16 | 25 | 0 | 700 | 0 | 0 | 0 | 0 | 0 | 0 | 0 | 0 | 0 | 0 | 0.94687
MISO_W_2_MAPP_CA | MISO_W | MAPP_CA | 2025 | B17 | 100 | 0 | 700 | 0 | 0 | 0 | 0 | 0 | 0 | 0 | 0 | 0 | 0 | 0.94687
MISO_W_2_MAPP_CA | MISO_W | MAPP_CA | 2025 | B18 | 400 | 0 | 700 | 118.66 | 0 | 0 | 0 | 0 | 0 | 0 | 0 | 0 | 0 | 0.94687
MISO_W_2_MAPP_CA | MISO_W | MAPP_CA | 2025 | B19 | 700 | 0 | 700 | 700 | 0 | 0 | 0 | 0 | 1.282 | 0 | 0 | 0.21887 | 0 | 0.94687
MISO_W_2_MAPP_CA | MISO_W | MAPP_CA | 2025 | B20 | 935 | 0 | 700 | 700 | 0 | 700 | 0 | 1720.11 | 8.2497 | 0 | 0.93773 | 1.8813 | 0 | 0.94687
MISO_W_2_MAPP_CA | MISO_W | MAPP_CA | 2030 | B1 | 10 | 0 | 700 | 0 | 0 | 0 | 0 | 0 | 0 | 0 | 0 | 0 | 0 | 1.4719
MISO_W_2_MAPP_CA | MISO_W | MAPP_CA | 2030 | B2 | 25 | 0 | 700 | 0 | 0 | 0 | 0 | 0 | 0 | 0 | 0 | 0 | 0 | 1.4719
MISO_W_2_MAPP_CA | MISO_W | MAPP_CA | 2030 | B3 | 75 | 0 | 700 | 0 | 0 | 0 | 0 | 0 | 0 | 0 | 0 | 0 | 0 | 1.4719
MISO_W_2_MAPP_CA | MISO_W | MAPP_CA | 2030 | B4 | 100 | 0 | 700 | 0 | 0 | 0 | 0 | 0 | 0 | 0 | 0 | 0 | 0 | 1.4719
MISO_W_2_MAPP_CA | MISO_W | MAPP_CA | 2030 | B5 | 200 | 0 | 700 | 0 | 0 | 0 | 0 | 0 | 0 | 0 | 0 | 0 | 0 | 1.4719
MISO_W_2_MAPP_CA | MISO_W | MAPP_CA | 2030 | B6 | 300 | 0 | 700 | 0 | 0 | 0 | 0 | 0 | 0 | 0 | 0 | 0 | 0 | 1.4719
MISO_W_2_MAPP_CA | MISO_W | MAPP_CA | 2030 | B7 | 400 | 0 | 700 | 0 | 0 | 0 | 0 | 0 | 0 | 0 | 0 | 0 | 0 | 1.4719
MISO_W_2_MAPP_CA | MISO_W | MAPP_CA | 2030 | B8 | 500 | 0 | 700 | 0 | 0 | 0 | 0 | 0 | 0 | 0 | 0 | 0 | 0 | 1.4719
MISO_W_2_MAPP_CA | MISO_W | MAPP_CA | 2030 | B9 | 800 | 0 | 700 | 0 | 0 | 0 | 0 | 0 | 0 | 0 | 0 | 0 | 0 | 1.4719
MISO_W_2_MAPP_CA | MISO_W | MAPP_CA | 2030 | B10 | 1262 | 0 | 700 | 0 | 0 | 455.94 | 0 | 0 | 0 | 0 | 0 | 0 | 0 | 1.4719
MISO_W_2_MAPP_CA | MISO_W | MAPP_CA | 2030 | B11 | 25 | 0 | 700 | 0 | 0 | 0 | 0 | 0 | 0 | 0 | 0 | 0 | 0 | 1.4719
MISO_W_2_MAPP_CA | MISO_W | MAPP_CA | 2030 | B12 | 200 | 0 | 700 | 0 | 0 | 0 | 0 | 0 | 0 | 0 | 0 | 0 | 0 | 1.4719
MISO_W_2_MAPP_CA | MISO_W | MAPP_CA | 2030 | B13 | 600 | 0 | 700 | 0 | 0 | 0 | 0 | 0 | 0 | 0 | 0 | 0 | 0 | 1.4719
MISO_W_2_MAPP_CA | MISO_W | MAPP_CA | 2030 | B14 | 900 | 0 | 700 | 0 | 0 | 0 | 0 | 0 | 0 | 0 | 0 | 0 | 0 | 1.4719
MISO_W_2_MAPP_CA | MISO_W | MAPP_CA | 2030 | B15 | 1203 | 0 | 700 | 445.82 | 0 | 700 | 0 | 0 | 0 | 0 | 0.22553 | 0 | 0 | 1.4719
MISO_W_2_MAPP_CA | MISO_W | MAPP_CA | 2030 | B16 | 25 | 0 | 700 | 0 | 0 | 0 | 0 | 0 | 0 | 0 | 0 | 0 | 0 | 1.4719
MISO_W_2_MAPP_CA | MISO_W | MAPP_CA | 2030 | B17 | 100 | 0 | 700 | 0 | 0 | 0 | 0 | 0 | 0 | 0 | 0 | 0 | 0 | 1.4719
MISO_W_2_MAPP_CA | MISO_W | MAPP_CA | 2030 | B18 | 400 | 0 | 700 | 0 | 0 | 0 | 0 | 0 | 0 | 0 | 0 | 0 | 0 | 1.4719
MISO_W_2_MAPP_CA | MISO_W | MAPP_CA | 2030 | B19 | 700 | 0 | 700 | 0 | 0 | 0 | 0 | 0 | 0 | 0 | 0 | 0 | 0 | 1.4719
MISO_W_2_MAPP_CA | MISO_W | MAPP_CA | 2030 | B20 | 935 | 0 | 700 | 700 | 0 | 700 | 0 | 0 | 5.8875 | 0 | 0.86651 | 5.8875 | 0 | 1.4719
MISO_W_2_MAPP_CA | MISO_W | MAPP_CA | 2035 | B1 | 10 | 0 | 700 | 0 | 0 | 0 | 0 | 0 | 0 | 0 | 0 | 0 | 0 | 1.9717
MISO_W_2_MAPP_CA | MISO_W | MAPP_CA | 2035 | B2 | 25 | 0 | 700 | 0 | 0 | 0 | 0 | 0 | 0 | 0 | 0 | 0 | 0 | 1.9717
MISO_W_2_MAPP_CA | MISO_W | MAPP_CA | 2035 | B3 | 75 | 0 | 700 | 0 | 0 | 0 | 0 | 0 | 0 | 0 | 0 | 0 | 0 | 1.9717
MISO_W_2_MAPP_CA | MISO_W | MAPP_CA | 2035 | B4 | 100 | 0 | 700 | 0 | 0 | 0 | 0 | 0 | 0 | 0 | 0 | 0 | 0 | 1.9717
MISO_W_2_MAPP_CA | MISO_W | MAPP_CA | 2035 | B5 | 200 | 0 | 700 | 0 | 0 | 0 | 0 | 0 | 0 | 0 | 0 | 0 | 0 | 1.9717
MISO_W_2_MAPP_CA | MISO_W | MAPP_CA | 2035 | B6 | 300 | 0 | 700 | 0 | 0 | 0 | 0 | 0 | 0 | 0 | 0 | 0 | 0 | 1.9717
MISO_W_2_MAPP_CA | MISO_W | MAPP_CA | 2035 | B7 | 400 | 0 | 700 | 0 | 0 | 0 | 0 | 0 | 0 | 0 | 0 | 0 | 0 | 1.9717
MISO_W_2_MAPP_CA | MISO_W | MAPP_CA | 2035 | B8 | 500 | 0 | 700 | 0 | 0 | 0 | 0 | 0 | 0 | 0 | 0 | 0 | 0 | 1.9717
MISO_W_2_MAPP_CA | MISO_W | MAPP_CA | 2035 | B9 | 800 | 0 | 700 | 0 | 0 | 0 | 0 | 0 | 0 | 0 | 0 | 0 | 0 | 1.9717
MISO_W_2_MAPP_CA | MISO_W | MAPP_CA | 2035 | B10 | 1262 | 0 | 700 | 361.61 | 0 | 685 | 0 | 0 | 0 | 0 | 0 | 0 | 0 | 1.9717
MISO_W_2_MAPP_CA | MISO_W | MAPP_CA | 2035 | B11 | 25 | 0 | 700 | 0 | 0 | 0 | 0 | 0 | 0 | 0 | 0 | 0 | 0 | 1.9717
MISO_W_2_MAPP_CA | MISO_W | MAPP_CA | 2035 | B12 | 200 | 0 | 700 | 0 | 0 | 0 | 0 | 0 | 0 | 0 | 0 | 0 | 0 | 1.9717
MISO_W_2_MAPP_CA | MISO_W | MAPP_CA | 2035 | B13 | 600 | 0 | 700 | 0 | 0 | 0 | 0 | 0 | 0 | 0 | 0 | 0 | 0 | 1.9717
MISO_W_2_MAPP_CA | MISO_W | MAPP_CA | 2035 | B14 | 900 | 0 | 700 | 0 | 0 | 0 | 0 | 0 | 0 | 0 | 0 | 0 | 0 | 1.9717
MISO_W_2_MAPP_CA | MISO_W | MAPP_CA | 2035 | B15 | 1203 | 0 | 700 | 700 | 0 | 700 | 0 | 0 | 5.6026 | 0 | 1.2464 | 3.1525 | 0 | 1.9717
MISO_W_2_MAPP_CA | MISO_W | MAPP_CA | 2035 | B16 | 25 | 0 | 700 | 0 | 0 | 0 | 0 | 0 | 0 | 0 | 0 | 0 | 0 | 1.9717
MISO_W_2_MAPP_CA | MISO_W | MAPP_CA | 2035 | B17 | 100 | 0 | 700 | 0 | 0 | 0 | 0 | 0 | 0 | 0 | 0 | 0 | 0 | 1.9717
MISO_W_2_MAPP_CA | MISO_W | MAPP_CA | 2035 | B18 | 400 | 0 | 700 | 0 | 0 | 0 | 0 | 0 | 0 | 0 | 0 | 0 | 0 | 1.9717
MISO_W_2_MAPP_CA | MISO_W | MAPP_CA | 2035 | B19 | 700 | 0 | 700 | 0 | 0 | 0 | 0 | 0 | 0 | 0 | 0 | 0 | 0 | 1.9717
MISO_W_2_MAPP_CA | MISO_W | MAPP_CA | 2035 | B20 | 935 | 0 | 700 | 700 | 0 | 700 | 0 | 0 | 10.8254 | 0 | 1.2464 | 4.7342 | 0 | 1.9717
MISO_W_2_MAPP_CA | MISO_W | MAPP_CA | 2040 | B1 | 10 | 0 | 700 | 0 | 0 | 0 | 0 | 0 | 0 | 0 | 0 | 0 | 0 | 2.0923
MISO_W_2_MAPP_CA | MISO_W | MAPP_CA | 2040 | B2 | 25 | 0 | 700 | 0 | 0 | 0 | 0 | 0 | 0 | 0 | 0 | 0 | 0 | 2.0923
MISO_W_2_MAPP_CA | MISO_W | MAPP_CA | 2040 | B3 | 75 | 0 | 700 | 0 | 0 | 0 | 0 | 0 | 0 | 0 | 0 | 0 | 0 | 2.0923
MISO_W_2_MAPP_CA | MISO_W | MAPP_CA | 2040 | B4 | 100 | 0 | 700 | 0 | 0 | 0 | 0 | 0 | 0 | 0 | 0 | 0 | 0 | 2.0923
MISO_W_2_MAPP_CA | MISO_W | MAPP_CA | 2040 | B5 | 200 | 0 | 700 | 0 | 0 | 0 | 0 | 0 | 0 | 0 | 0 | 0 | 0 | 2.0923
MISO_W_2_MAPP_CA | MISO_W | MAPP_CA | 2040 | B6 | 300 | 0 | 700 | 0 | 0 | 0 | 0 | 0 | 0 | 0 | 0 | 0 | 0 | 2.0923
MISO_W_2_MAPP_CA | MISO_W | MAPP_CA | 2040 | B7 | 400 | 0 | 700 | 0 | 0 | 0 | 0 | 0 | 0 | 0 | 0 | 0 | 0 | 2.0923
MISO_W_2_MAPP_CA | MISO_W | MAPP_CA | 2040 | B8 | 500 | 0 | 700 | 0 | 0 | 0 | 0 | 0 | 0 | 0 | 0 | 0 | 0 | 2.0923
MISO_W_2_MAPP_CA | MISO_W | MAPP_CA | 2040 | B9 | 800 | 0 | 700 | 0 | 0 | 0 | 0 | 0 | 0 | 0 | 0 | 0 | 0 | 2.0923
MISO_W_2_MAPP_CA | MISO_W | MAPP_CA | 2040 | B10 | 1262 | 0 | 700 | 700 | 0 | 700 | 0 | 0 | 7.668 | 0 | 1.5668 | 2.8462 | 0 | 2.0923
MISO_W_2_MAPP_CA | MISO_W | MAPP_CA | 2040 | B11 | 25 | 0 | 700 | 0 | 0 | 0 | 0 | 0 | 0 | 0 | 0 | 0 | 0 | 2.0923
MISO_W_2_MAPP_CA | MISO_W | MAPP_CA | 2040 | B12 | 200 | 0 | 700 | 0 | 0 | 0 | 0 | 0 | 0 | 0 | 0 | 0 | 0 | 2.0923
MISO_W_2_MAPP_CA | MISO_W | MAPP_CA | 2040 | B13 | 600 | 0 | 700 | 0 | 0 | 0 | 0 | 0 | 0 | 0 | 0 | 0 | 0 | 2.0923
MISO_W_2_MAPP_CA | MISO_W | MAPP_CA | 2040 | B14 | 900 | 0 | 700 | 0 | 0 | 0 | 0 | 0 | 0 | 0 | 0 | 0 | 0 | 2.0923
MISO_W_2_MAPP_CA | MISO_W | MAPP_CA | 2040 | B15 | 1203 | 0 | 700 | 700 | 0 | 700 | 0 | 0 | 6.4573 | 0 | 1.5668 | 2.2847 | 0 | 2.0923
MISO_W_2_MAPP_CA | MISO_W | MAPP_CA | 2040 | B16 | 25 | 0 | 700 | 0 | 0 | 0 | 0 | 0 | 0 | 0 | 0 | 0 | 0 | 2.0923
MISO_W_2_MAPP_CA | MISO_W | MAPP_CA | 2040 | B17 | 100 | 0 | 700 | 0 | 0 | 0 | 0 | 0 | 0 | 0 | 0 | 0 | 0 | 2.0923
MISO_W_2_MAPP_CA | MISO_W | MAPP_CA | 2040 | B18 | 400 | 0 | 700 | 0 | 0 | 0 | 0 | 0 | 0 | 0 | 0 | 0 | 0 | 2.0923
MISO_W_2_MAPP_CA | MISO_W | MAPP_CA | 2040 | B19 | 700 | 0 | 700 | 100.86 | 0 | 0 | 0 | 0 | 0 | 0 | 0 | 0 | 0 | 2.0923
MISO_W_2_MAPP_CA | MISO_W | MAPP_CA | 2040 | B20 | 935 | 0 | 700 | 700 | 0 | 700 | 0 | 0 | 11.775 | 0 | 1.365 | 3.2381 | 0 | 2.0923
MISO_W_2_MAPP_CA | MISO_W | MAPP_CA | 2045 | B1 | 10 | 0 | 700 | 0 | 0 | 0 | 0 | 0 | 0 | 0 | 0 | 0 | 0 | 4.4575
MISO_W_2_MAPP_CA | MISO_W | MAPP_CA | 2045 | B2 | 25 | 0 | 700 | 0 | 0 | 0 | 0 | 0 | 0 | 0 | 0 | 0 | 0 | 4.4575
MISO_W_2_MAPP_CA | MISO_W | MAPP_CA | 2045 | B3 | 75 | 0 | 700 | 0 | 0 | 0 | 0 | 0 | 0 | 0 | 0 | 0 | 0 | 4.4575
MISO_W_2_MAPP_CA | MISO_W | MAPP_CA | 2045 | B4 | 100 | 0 | 700 | 0 | 0 | 0 | 0 | 0 | 0 | 0 | 0 | 0 | 0 | 4.4575
MISO_W_2_MAPP_CA | MISO_W | MAPP_CA | 2045 | B5 | 200 | 0 | 700 | 0 | 0 | 0 | 0 | 0 | 0 | 0 | 0 | 0 | 0 | 4.4575
MISO_W_2_MAPP_CA | MISO_W | MAPP_CA | 2045 | B6 | 300 | 0 | 700 | 0 | 0 | 0 | 0 | 0 | 0 | 0 | 0 | 0 | 0 | 4.4575
MISO_W_2_MAPP_CA | MISO_W | MAPP_CA | 2045 | B7 | 400 | 0 | 700 | 0 | 0 | 0 | 0 | 0 | 0 | 0 | 0 | 0 | 0 | 4.4575
MISO_W_2_MAPP_CA | MISO_W | MAPP_CA | 2045 | B8 | 500 | 0 | 700 | 0 | 0 | 0 | 0 | 0 | 0 | 0 | 0 | 0 | 0 | 4.4575
MISO_W_2_MAPP_CA | MISO_W | MAPP_CA | 2045 | B9 | 800 | 0 | 700 | 0 | 0 | 0 | 0 | 0 | 0 | 0 | 0 | 0 | 0 | 4.4575
MISO_W_2_MAPP_CA | MISO_W | MAPP_CA | 2045 | B10 | 1262 | 0 | 700 | 700 | 0 | 700 | 0 | 0 | 16.7367 | 0 | 2.8963 | 5.1516 | 0 | 4.4575
MISO_W_2_MAPP_CA | MISO_W | MAPP_CA | 2045 | B11 | 25 | 0 | 700 | 0 | 0 | 0 | 0 | 0 | 0 | 0 | 0 | 0 | 0 | 4.4575
MISO_W_2_MAPP_CA | MISO_W | MAPP_CA | 2045 | B12 | 200 | 0 | 700 | 0 | 0 | 0 | 0 | 0 | 0 | 0 | 0 | 0 | 0 | 4.4575
MISO_W_2_MAPP_CA | MISO_W | MAPP_CA | 2045 | B13 | 600 | 0 | 700 | 0 | 0 | 0 | 0 | 0 | 0 | 0 | 0 | 0 | 0 | 4.4575
MISO_W_2_MAPP_CA | MISO_W | MAPP_CA | 2045 | B14 | 900 | 0 | 700 | 0 | 0 | 0 | 0 | 0 | 0 | 0 | 0 | 0 | 0 | 4.4575
MISO_W_2_MAPP_CA | MISO_W | MAPP_CA | 2045 | B15 | 1203 | 0 | 700 | 700 | 0 | 700 | 0 | 0 | 20.001 | 0 | 2.374 | 5.8686 | 0 | 4.4575
MISO_W_2_MAPP_CA | MISO_W | MAPP_CA | 2045 | B16 | 25 | 0 | 700 | 0 | 0 | 0 | 0 | 0 | 0 | 0 | 0 | 0 | 0 | 4.4575
MISO_W_2_MAPP_CA | MISO_W | MAPP_CA | 2045 | B17 | 100 | 0 | 700 | 0 | 0 | 0 | 0 | 0 | 0 | 0 | 0 | 0 | 0 | 4.4575
MISO_W_2_MAPP_CA | MISO_W | MAPP_CA | 2045 | B18 | 400 | 0 | 700 | 0 | 0 | 0 | 0 | 0 | 0 | 0 | 0 | 0 | 0 | 4.4575
MISO_W_2_MAPP_CA | MISO_W | MAPP_CA | 2045 | B19 | 700 | 0 | 700 | 700 | 0 | 0 | 0 | 0 | 3.1337 | 0 | 0 | 0.53502 | 0 | 4.4575
MISO_W_2_MAPP_CA | MISO_W | MAPP_CA | 2045 | B20 | 935 | 0 | 700 | 700 | 0 | 700 | 0 | 0 | 27.5147 | 0 | 2.374 | 6.2747 | 0 | 4.4575
MISO_W_2_MAPP_CA | MISO_W | MAPP_CA | 2050 | B1 | 10 | 0 | 700 | 0 | 0 | 0 | 0 | 0 | 0 | 0 | 0 | 0 | 0 | 3.4592
MISO_W_2_MAPP_CA | MISO_W | MAPP_CA | 2050 | B2 | 25 | 0 | 700 | 0 | 0 | 0 | 0 | 0 | 0 | 0 | 0 | 0 | 0 | 3.4592
MISO_W_2_MAPP_CA | MISO_W | MAPP_CA | 2050 | B3 | 75 | 0 | 700 | 0 | 0 | 0 | 0 | 0 | 0 | 0 | 0 | 0 | 0 | 3.4592
MISO_W_2_MAPP_CA | MISO_W | MAPP_CA | 2050 | B4 | 100 | 0 | 700 | 0 | 0 | 0 | 0 | 0 | 0 | 0 | 0 | 0 | 0 | 3.4592
MISO_W_2_MAPP_CA | MISO_W | MAPP_CA | 2050 | B5 | 200 | 0 | 700 | 0 | 0 | 0 | 0 | 0 | 0 | 0 | 0 | 0 | 0 | 3.4592
MISO_W_2_MAPP_CA | MISO_W | MAPP_CA | 2050 | B6 | 300 | 0 | 700 | 0 | 0 | 0 | 0 | 0 | 0 | 0 | 0 | 0 | 0 | 3.4592
MISO_W_2_MAPP_CA | MISO_W | MAPP_CA | 2050 | B7 | 400 | 0 | 700 | 0 | 0 | 0 | 0 | 0 | 0 | 0 | 0 | 0 | 0 | 3.4592
MISO_W_2_MAPP_CA | MISO_W | MAPP_CA | 2050 | B8 | 500 | 0 | 700 | 0 | 0 | 0 | 0 | 0 | 0 | 0 | 0 | 0 | 0 | 3.4592
MISO_W_2_MAPP_CA | MISO_W | MAPP_CA | 2050 | B9 | 800 | 0 | 700 | 216.75 | 0 | 0 | 0 | 0 | 0 | 0 | 0 | 0 | 0 | 3.4592
MISO_W_2_MAPP_CA | MISO_W | MAPP_CA | 2050 | B10 | 1262 | 0 | 700 | 700 | 0 | 700 | 0 | 0 | 12.6059 | 0 | 2.4927 | 3.4397 | 0 | 3.4592
MISO_W_2_MAPP_CA | MISO_W | MAPP_CA | 2050 | B11 | 25 | 0 | 700 | 0 | 0 | 0 | 0 | 0 | 0 | 0 | 0 | 0 | 0 | 3.4592
MISO_W_2_MAPP_CA | MISO_W | MAPP_CA | 2050 | B12 | 200 | 0 | 700 | 0 | 0 | 0 | 0 | 0 | 0 | 0 | 0 | 0 | 0 | 3.4592
MISO_W_2_MAPP_CA | MISO_W | MAPP_CA | 2050 | B13 | 600 | 0 | 700 | 0 | 0 | 0 | 0 | 0 | 0 | 0 | 0 | 0 | 0 | 3.4592
MISO_W_2_MAPP_CA | MISO_W | MAPP_CA | 2050 | B14 | 900 | 0 | 700 | 523.06 | 0 | 0 | 0 | 0 | 0 | 0 | 0 | 0 | 0 | 3.4592
MISO_W_2_MAPP_CA | MISO_W | MAPP_CA | 2050 | B15 | 1203 | 0 | 700 | 700 | 0 | 600.14 | 0 | 0 | 17.2115 | 0 | 0 | 4.4769 | 0 | 3.4592
MISO_W_2_MAPP_CA | MISO_W | MAPP_CA | 2050 | B16 | 25 | 0 | 700 | 700 | 0 | 0 | 0 | 0 | 0.92586 | 0 | 0 | 0.0050046 | 0 | 3.4592
MISO_W_2_MAPP_CA | MISO_W | MAPP_CA | 2050 | B17 | 100 | 0 | 700 | 700 | 0 | 0 | 0 | 0 | 3.5847 | 0 | 0 | 0.077508 | 0 | 3.4592
MISO_W_2_MAPP_CA | MISO_W | MAPP_CA | 2050 | B18 | 400 | 0 | 700 | 700 | 0 | 0 | 0 | 0 | 1.46 | 0 | 0 | 0.12627 | 0 | 3.4592
MISO_W_2_MAPP_CA | MISO_W | MAPP_CA | 2050 | B19 | 700 | 0 | 700 | 700 | 0 | 0 | 0 | 0 | 3.5847 | 0 | 0 | 0.54256 | 0 | 3.4592
MISO_W_2_MAPP_CA | MISO_W | MAPP_CA | 2050 | B20 | 935 | 0 | 700 | 700 | 0 | 700 | 0 | 0 | 25.568 | 0 | 0.2374 | 5.1689 | 0 | 3.4592
MISO_W_2_MAPP_US | MISO_W | MAPP_US | 2015 | B1 | 10 | 0 | 2300 | 0 | 0 | 0 | 0 | 0 | 0 | 0 | 0 | 0 | 0 | 0
MISO_W_2_MAPP_US | MISO_W | MAPP_US | 2015 | B2 | 25 | 0 | 2300 | 0 | 0 | 0 | 0 | 0 | 0 | 0 | 0 | 0 | 0 | 0
MISO_W_2_MAPP_US | MISO_W | MAPP_US | 2015 | B3 | 75 | 0 | 2300 | 0 | 0 | 0 | 0 | 0 | 0 | 0 | 0 | 0 | 0 | 0
MISO_W_2_MAPP_US | MISO_W | MAPP_US | 2015 | B4 | 100 | 0 | 2300 | 0 | 0 | 0 | 0 | 0 | 0 | 0 | 0 | 0 | 0 | 0
MISO_W_2_MAPP_US | MISO_W | MAPP_US | 2015 | B5 | 200 | 0 | 2300 | 0 | 0 | 0 | 0 | 0 | 0 | 0 | 0 | 0 | 0 | 0
MISO_W_2_MAPP_US | MISO_W | MAPP_US | 2015 | B6 | 300 | 0 | 2300 | 0 | 0 | 0 | 0 | 0 | 0 | 0 | 0 | 0 | 0 | 0
MISO_W_2_MAPP_US | MISO_W | MAPP_US | 2015 | B7 | 400 | 0 | 2300 | 0 | 0 | 0 | 0 | 0 | 0 | 0 | 0 | 0 | 0 | 0
MISO_W_2_MAPP_US | MISO_W | MAPP_US | 2015 | B8 | 500 | 0 | 2300 | 0 | 0 | 0 | 0 | 0 | 0 | 0 | 0 | 0 | 0 | 0
MISO_W_2_MAPP_US | MISO_W | MAPP_US | 2015 | B9 | 800 | 0 | 2300 | 0 | 0 | 0 | 0 | 0 | 0 | 0 | 0 | 0 | 0 | 0
MISO_W_2_MAPP_US | MISO_W | MAPP_US | 2015 | B10 | 1262 | 0 | 2300 | 0 | 0 | 0 | 0 | 0 | 0 | 0 | 0 | 0 | 0 | 0
MISO_W_2_MAPP_US | MISO_W | MAPP_US | 2015 | B11 | 25 | 0 | 2300 | 0 | 0 | 0 | 0 | 0 | 0 | 0 | 0 | 0 | 0 | 0
MISO_W_2_MAPP_US | MISO_W | MAPP_US | 2015 | B12 | 200 | 0 | 2300 | 0 | 0 | 0 | 0 | 0 | 0 | 0 | 0 | 0 | 0 | 0
MISO_W_2_MAPP_US | MISO_W | MAPP_US | 2015 | B13 | 600 | 0 | 2300 | 0 | 0 | 0 | 0 | 0 | 0 | 0 | 0 | 0 | 0 | 0
MISO_W_2_MAPP_US | MISO_W | MAPP_US | 2015 | B14 | 900 | 0 | 2300 | 0 | 0 | 0 | 0 | 0 | 0 | 0 | 0 | 0 | 0 | 0
MISO_W_2_MAPP_US | MISO_W | MAPP_US | 2015 | B15 | 1203 | 0 | 2300 | 0 | 0 | 0 | 0 | 0 | 0 | 0 | 0 | 0 | 0 | 0
MISO_W_2_MAPP_US | MISO_W | MAPP_US | 2015 | B16 | 25 | 0 | 2300 | 0 | 0 | 0 | 0 | 0 | 0 | 0 | 0 | 0 | 0 | 0
MISO_W_2_MAPP_US | MISO_W | MAPP_US | 2015 | B17 | 100 | 0 | 2300 | 0 | 0 | 0 | 0 | 0 | 0 | 0 | 0 | 0 | 0 | 0
MISO_W_2_MAPP_US | MISO_W | MAPP_US | 2015 | B18 | 400 | 0 | 2300 | 0 | 0 | 0 | 0 | 0 | 0 | 0 | 0 | 0 | 0 | 0
MISO_W_2_MAPP_US | MISO_W | MAPP_US | 2015 | B19 | 700 | 0 | 2300 | 0 | 0 | 0 | 0 | 0 | 0 | 0 | 0 | 0 | 0 | 0
MISO_W_2_MAPP_US | MISO_W | MAPP_US | 2015 | B20 | 935 | 0 | 2300 | 0 | 0 | 0 | 0 | 0 | 0 | 0 | 0 | 0 | 0 | 0
MISO_W_2_MAPP_US | MISO_W | MAPP_US | 2020 | B1 | 10 | 0 | 2300 | 0 | 0 | 0 | 0 | 0 | 0 | 0 | 0 | 0 | 0 | 0
MISO_W_2_MAPP_US | MISO_W | MAPP_US | 2020 | B2 | 25 | 0 | 2300 | 0 | 0 | 0 | 0 | 0 | 0 | 0 | 0 | 0 | 0 | 0
MISO_W_2_MAPP_US | MISO_W | MAPP_US | 2020 | B3 | 75 | 0 | 2300 | 0 | 0 | 0 | 0 | 0 | 0 | 0 | 0 | 0 | 0 | 0
MISO_W_2_MAPP_US | MISO_W | MAPP_US | 2020 | B4 | 100 | 0 | 2300 | 0 | 0 | 0 | 0 | 0 | 0 | 0 | 0 | 0 | 0 | 0
MISO_W_2_MAPP_US | MISO_W | MAPP_US | 2020 | B5 | 200 | 0 | 2300 | 0 | 0 | 0 | 0 | 0 | 0 | 0 | 0 | 0 | 0 | 0
MISO_W_2_MAPP_US | MISO_W | MAPP_US | 2020 | B6 | 300 | 0 | 2300 | 0 | 0 | 0 | 0 | 0 | 0 | 0 | 0 | 0 | 0 | 0
MISO_W_2_MAPP_US | MISO_W | MAPP_US | 2020 | B7 | 400 | 0 | 2300 | 0 | 0 | 0 | 0 | 0 | 0 | 0 | 0 | 0 | 0 | 0
MISO_W_2_MAPP_US | MISO_W | MAPP_US | 2020 | B8 | 500 | 0 | 2300 | 0 | 0 | 0 | 0 | 0 | 0 | 0 | 0 | 0 | 0 | 0
MISO_W_2_MAPP_US | MISO_W | MAPP_US | 2020 | B9 | 800 | 0 | 2300 | 0 | 0 | 0 | 0 | 0 | 0 | 0 | 0 | 0 | 0 | 0
MISO_W_2_MAPP_US | MISO_W | MAPP_US | 2020 | B10 | 1262 | 0 | 2300 | 0 | 0 | 0 | 0 | 0 | 0 | 0 | 0 | 0 | 0 | 0
MISO_W_2_MAPP_US | MISO_W | MAPP_US | 2020 | B11 | 25 | 0 | 2300 | 0 | 0 | 0 | 0 | 0 | 0 | 0 | 0 | 0 | 0 | 0
MISO_W_2_MAPP_US | MISO_W | MAPP_US | 2020 | B12 | 200 | 0 | 2300 | 0 | 0 | 0 | 0 | 0 | 0 | 0 | 0 | 0 | 0 | 0
MISO_W_2_MAPP_US | MISO_W | MAPP_US | 2020 | B13 | 600 | 0 | 2300 | 0 | 0 | 0 | 0 | 0 | 0 | 0 | 0 | 0 | 0 | 0
MISO_W_2_MAPP_US | MISO_W | MAPP_US | 2020 | B14 | 900 | 0 | 2300 | 0 | 0 | 0 | 0 | 0 | 0 | 0 | 0 | 0 | 0 | 0
MISO_W_2_MAPP_US | MISO_W | MAPP_US | 2020 | B15 | 1203 | 0 | 2300 | 0 | 0 | 0 | 0 | 0 | 0 | 0 | 0 | 0 | 0 | 0
MISO_W_2_MAPP_US | MISO_W | MAPP_US | 2020 | B16 | 25 | 0 | 2300 | 0 | 0 | 0 | 0 | 0 | 0 | 0 | 0 | 0 | 0 | 0
MISO_W_2_MAPP_US | MISO_W | MAPP_US | 2020 | B17 | 100 | 0 | 2300 | 0 | 0 | 0 | 0 | 0 | 0 | 0 | 0 | 0 | 0 | 0
MISO_W_2_MAPP_US | MISO_W | MAPP_US | 2020 | B18 | 400 | 0 | 2300 | 0 | 0 | 0 | 0 | 0 | 0 | 0 | 0 | 0 | 0 | 0
MISO_W_2_MAPP_US | MISO_W | MAPP_US | 2020 | B19 | 700 | 0 | 2300 | 0 | 0 | 0 | 0 | 0 | 0 | 0 | 0 | 0 | 0 | 0
MISO_W_2_MAPP_US | MISO_W | MAPP_US | 2020 | B20 | 935 | 0 | 2300 | 0 | 0 | 0 | 0 | 0 | 0 | 0 | 0 | 0 | 0 | 0
MISO_W_2_MAPP_US | MISO_W | MAPP_US | 2025 | B1 | 10 | 0 | 2300 | 0 | 0 | 0 | 0 | 0 | 0 | 0 | 0 | 0 | 0 | 0
MISO_W_2_MAPP_US | MISO_W | MAPP_US | 2025 | B2 | 25 | 0 | 2300 | 0 | 0 | 0 | 0 | 0 | 0 | 0 | 0 | 0 | 0 | 0
MISO_W_2_MAPP_US | MISO_W | MAPP_US | 2025 | B3 | 75 | 0 | 2300 | 0 | 0 | 0 | 0 | 0 | 0 | 0 | 0 | 0 | 0 | 0
MISO_W_2_MAPP_US | MISO_W | MAPP_US | 2025 | B4 | 100 | 0 | 2300 | 0 | 0 | 0 | 0 | 0 | 0 | 0 | 0 | 0 | 0 | 0
MISO_W_2_MAPP_US | MISO_W | MAPP_US | 2025 | B5 | 200 | 0 | 2300 | 0 | 0 | 0 | 0 | 0 | 0 | 0 | 0 | 0 | 0 | 0
MISO_W_2_MAPP_US | MISO_W | MAPP_US | 2025 | B6 | 300 | 0 | 2300 | 0 | 0 | 0 | 0 | 0 | 0 | 0 | 0 | 0 | 0 | 0
MISO_W_2_MAPP_US | MISO_W | MAPP_US | 2025 | B7 | 400 | 0 | 2300 | 0 | 0 | 0 | 0 | 0 | 0 | 0 | 0 | 0 | 0 | 0
MISO_W_2_MAPP_US | MISO_W | MAPP_US | 2025 | B8 | 500 | 0 | 2300 | 0 | 0 | 0 | 0 | 0 | 0 | 0 | 0 | 0 | 0 | 0
MISO_W_2_MAPP_US | MISO_W | MAPP_US | 2025 | B9 | 800 | 0 | 2300 | 0 | 0 | 0 | 0 | 0 | 0 | 0 | 0 | 0 | 0 | 0
MISO_W_2_MAPP_US | MISO_W | MAPP_US | 2025 | B10 | 1262 | 0 | 2300 | 0 | 0 | 0 | 0 | 0 | 0 | 0 | 0 | 0 | 0 | 0
MISO_W_2_MAPP_US | MISO_W | MAPP_US | 2025 | B11 | 25 | 0 | 2300 | 0 | 0 | 0 | 0 | 0 | 0 | 0 | 0 | 0 | 0 | 0
MISO_W_2_MAPP_US | MISO_W | MAPP_US | 2025 | B12 | 200 | 0 | 2300 | 0 | 0 | 0 | 0 | 0 | 0 | 0 | 0 | 0 | 0 | 0
MISO_W_2_MAPP_US | MISO_W | MAPP_US | 2025 | B13 | 600 | 0 | 2300 | 0 | 0 | 0 | 0 | 0 | 0 | 0 | 0 | 0 | 0 | 0
MISO_W_2_MAPP_US | MISO_W | MAPP_US | 2025 | B14 | 900 | 0 | 2300 | 0 | 0 | 0 | 0 | 0 | 0 | 0 | 0 | 0 | 0 | 0
MISO_W_2_MAPP_US | MISO_W | MAPP_US | 2025 | B15 | 1203 | 0 | 2300 | 0 | 0 | 0 | 0 | 0 | 0 | 0 | 0 | 0 | 0 | 0
MISO_W_2_MAPP_US | MISO_W | MAPP_US | 2025 | B16 | 25 | 0 | 2300 | 0 | 0 | 0 | 0 | 0 | 0 | 0 | 0 | 0 | 0 | 0
MISO_W_2_MAPP_US | MISO_W | MAPP_US | 2025 | B17 | 100 | 0 | 2300 | 0 | 0 | 0 | 0 | 0 | 0 | 0 | 0 | 0 | 0 | 0
MISO_W_2_MAPP_US | MISO_W | MAPP_US | 2025 | B18 | 400 | 0 | 2300 | 0 | 0 | 0 | 0 | 0 | 0 | 0 | 0 | 0 | 0 | 0
MISO_W_2_MAPP_US | MISO_W | MAPP_US | 2025 | B19 | 700 | 0 | 2300 | 0 | 0 | 0 | 0 | 0 | 0 | 0 | 0 | 0 | 0 | 0
MISO_W_2_MAPP_US | MISO_W | MAPP_US | 2025 | B20 | 935 | 0 | 2300 | 0 | 0 | 0 | 0 | 0 | 0 | 0 | 0 | 0 | 0 | 0
MISO_W_2_MAPP_US | MISO_W | MAPP_US | 2030 | B1 | 10 | 0 | 2300 | 0 | 0 | 0 | 0 | 0 | 0 | 0 | 0 | 0 | 0 | 0
MISO_W_2_MAPP_US | MISO_W | MAPP_US | 2030 | B2 | 25 | 0 | 2300 | 0 | 0 | 0 | 0 | 0 | 0 | 0 | 0 | 0 | 0 | 0
MISO_W_2_MAPP_US | MISO_W | MAPP_US | 2030 | B3 | 75 | 0 | 2300 | 0 | 0 | 0 | 0 | 0 | 0 | 0 | 0 | 0 | 0 | 0
MISO_W_2_MAPP_US | MISO_W | MAPP_US | 2030 | B4 | 100 | 0 | 2300 | 0 | 0 | 0 | 0 | 0 | 0 | 0 | 0 | 0 | 0 | 0
MISO_W_2_MAPP_US | MISO_W | MAPP_US | 2030 | B5 | 200 | 0 | 2300 | 0 | 0 | 0 | 0 | 0 | 0 | 0 | 0 | 0 | 0 | 0
MISO_W_2_MAPP_US | MISO_W | MAPP_US | 2030 | B6 | 300 | 0 | 2300 | 0 | 0 | 0 | 0 | 0 | 0 | 0 | 0 | 0 | 0 | 0
MISO_W_2_MAPP_US | MISO_W | MAPP_US | 2030 | B7 | 400 | 0 | 2300 | 0 | 0 | 0 | 0 | 0 | 0 | 0 | 0 | 0 | 0 | 0
MISO_W_2_MAPP_US | MISO_W | MAPP_US | 2030 | B8 | 500 | 0 | 2300 | 0 | 0 | 0 | 0 | 0 | 0 | 0 | 0 | 0 | 0 | 0
MISO_W_2_MAPP_US | MISO_W | MAPP_US | 2030 | B9 | 800 | 0 | 2300 | 0 | 0 | 0 | 0 | 0 | 0 | 0 | 0 | 0 | 0 | 0
MISO_W_2_MAPP_US | MISO_W | MAPP_US | 2030 | B10 | 1262 | 0 | 2300 | 0 | 0 | 0 | 0 | 0 | 0 | 0 | 0 | 0 | 0 | 0
MISO_W_2_MAPP_US | MISO_W | MAPP_US | 2030 | B11 | 25 | 0 | 2300 | 0 | 0 | 0 | 0 | 0 | 0 | 0 | 0 | 0 | 0 | 0
MISO_W_2_MAPP_US | MISO_W | MAPP_US | 2030 | B12 | 200 | 0 | 2300 | 0 | 0 | 0 | 0 | 0 | 0 | 0 | 0 | 0 | 0 | 0
MISO_W_2_MAPP_US | MISO_W | MAPP_US | 2030 | B13 | 600 | 0 | 2300 | 0 | 0 | 0 | 0 | 0 | 0 | 0 | 0 | 0 | 0 | 0
MISO_W_2_MAPP_US | MISO_W | MAPP_US | 2030 | B14 | 900 | 0 | 2300 | 0 | 0 | 0 | 0 | 0 | 0 | 0 | 0 | 0 | 0 | 0
MISO_W_2_MAPP_US | MISO_W | MAPP_US | 2030 | B15 | 1203 | 0 | 2300 | 0 | 0 | 0 | 0 | 0 | 0 | 0 | 0 | 0 | 0 | 0
MISO_W_2_MAPP_US | MISO_W | MAPP_US | 2030 | B16 | 25 | 0 | 2300 | 0 | 0 | 0 | 0 | 0 | 0 | 0 | 0 | 0 | 0 | 0
MISO_W_2_MAPP_US | MISO_W | MAPP_US | 2030 | B17 | 100 | 0 | 2300 | 0 | 0 | 0 | 0 | 0 | 0 | 0 | 0 | 0 | 0 | 0
MISO_W_2_MAPP_US | MISO_W | MAPP_US | 2030 | B18 | 400 | 0 | 2300 | 0 | 0 | 0 | 0 | 0 | 0 | 0 | 0 | 0 | 0 | 0
MISO_W_2_MAPP_US | MISO_W | MAPP_US | 2030 | B19 | 700 | 0 | 2300 | 0 | 0 | 0 | 0 | 0 | 0 | 0 | 0 | 0 | 0 | 0
MISO_W_2_MAPP_US | MISO_W | MAPP_US | 2030 | B20 | 935 | 0 | 2300 | 0 | 0 | 0 | 0 | 0 | 0 | 0 | 0 | 0 | 0 | 0
MISO_W_2_MAPP_US | MISO_W | MAPP_US | 2035 | B1 | 10 | 0 | 2300 | 0 | 0 | 0 | 0 | 0 | 0 | 0 | 0 | 0 | 0 | 0
MISO_W_2_MAPP_US | MISO_W | MAPP_US | 2035 | B2 | 25 | 0 | 2300 | 0 | 0 | 0 | 0 | 0 | 0 | 0 | 0 | 0 | 0 | 0
MISO_W_2_MAPP_US | MISO_W | MAPP_US | 2035 | B3 | 75 | 0 | 2300 | 0 | 0 | 0 | 0 | 0 | 0 | 0 | 0 | 0 | 0 | 0
MISO_W_2_MAPP_US | MISO_W | MAPP_US | 2035 | B4 | 100 | 0 | 2300 | 0 | 0 | 0 | 0 | 0 | 0 | 0 | 0 | 0 | 0 | 0
MISO_W_2_MAPP_US | MISO_W | MAPP_US | 2035 | B5 | 200 | 0 | 2300 | 0 | 0 | 0 | 0 | 0 | 0 | 0 | 0 | 0 | 0 | 0
MISO_W_2_MAPP_US | MISO_W | MAPP_US | 2035 | B6 | 300 | 0 | 2300 | 0 | 0 | 0 | 0 | 0 | 0 | 0 | 0 | 0 | 0 | 0
MISO_W_2_MAPP_US | MISO_W | MAPP_US | 2035 | B7 | 400 | 0 | 2300 | 0 | 0 | 0 | 0 | 0 | 0 | 0 | 0 | 0 | 0 | 0
MISO_W_2_MAPP_US | MISO_W | MAPP_US | 2035 | B8 | 500 | 0 | 2300 | 0 | 0 | 0 | 0 | 0 | 0 | 0 | 0 | 0 | 0 | 0
MISO_W_2_MAPP_US | MISO_W | MAPP_US | 2035 | B9 | 800 | 0 | 2300 | 0 | 0 | 0 | 0 | 0 | 0 | 0 | 0 | 0 | 0 | 0
MISO_W_2_MAPP_US | MISO_W | MAPP_US | 2035 | B10 | 1262 | 0 | 2300 | 0 | 0 | 0 | 0 | 0 | 0 | 0 | 0 | 0 | 0 | 0
MISO_W_2_MAPP_US | MISO_W | MAPP_US | 2035 | B11 | 25 | 0 | 2300 | 0 | 0 | 0 | 0 | 0 | 0 | 0 | 0 | 0 | 0 | 0
MISO_W_2_MAPP_US | MISO_W | MAPP_US | 2035 | B12 | 200 | 0 | 2300 | 0 | 0 | 0 | 0 | 0 | 0 | 0 | 0 | 0 | 0 | 0
MISO_W_2_MAPP_US | MISO_W | MAPP_US | 2035 | B13 | 600 | 0 | 2300 | 0 | 0 | 0 | 0 | 0 | 0 | 0 | 0 | 0 | 0 | 0
MISO_W_2_MAPP_US | MISO_W | MAPP_US | 2035 | B14 | 900 | 0 | 2300 | 0 | 0 | 0 | 0 | 0 | 0 | 0 | 0 | 0 | 0 | 0
MISO_W_2_MAPP_US | MISO_W | MAPP_US | 2035 | B15 | 1203 | 0 | 2300 | 0 | 0 | 0 | 0 | 0 | 0 | 0 | 0 | 0 | 0 | 0
MISO_W_2_MAPP_US | MISO_W | MAPP_US | 2035 | B16 | 25 | 0 | 2300 | 0 | 0 | 0 | 0 | 0 | 0 | 0 | 0 | 0 | 0 | 0
MISO_W_2_MAPP_US | MISO_W | MAPP_US | 2035 | B17 | 100 | 0 | 2300 | 0 | 0 | 0 | 0 | 0 | 0 | 0 | 0 | 0 | 0 | 0
MISO_W_2_MAPP_US | MISO_W | MAPP_US | 2035 | B18 | 400 | 0 | 2300 | 0 | 0 | 0 | 0 | 0 | 0 | 0 | 0 | 0 | 0 | 0
MISO_W_2_MAPP_US | MISO_W | MAPP_US | 2035 | B19 | 700 | 0 | 2300 | 0 | 0 | 0 | 0 | 0 | 0 | 0 | 0 | 0 | 0 | 0
MISO_W_2_MAPP_US | MISO_W | MAPP_US | 2035 | B20 | 935 | 0 | 2300 | 0 | 0 | 0 | 0 | 0 | 0 | 0 | 0 | 0 | 0 | 0
MISO_W_2_MAPP_US | MISO_W | MAPP_US | 2040 | B1 | 10 | 0 | 2300 | 0 | 0 | 0 | 0 | 0 | 0 | 0 | 0 | 0 | 0 | 0
MISO_W_2_MAPP_US | MISO_W | MAPP_US | 2040 | B2 | 25 | 0 | 2300 | 0 | 0 | 0 | 0 | 0 | 0 | 0 | 0 | 0 | 0 | 0
MISO_W_2_MAPP_US | MISO_W | MAPP_US | 2040 | B3 | 75 | 0 | 2300 | 0 | 0 | 0 | 0 | 0 | 0 | 0 | 0 | 0 | 0 | 0
MISO_W_2_MAPP_US | MISO_W | MAPP_US | 2040 | B4 | 100 | 0 | 2300 | 0 | 0 | 0 | 0 | 0 | 0 | 0 | 0 | 0 | 0 | 0
MISO_W_2_MAPP_US | MISO_W | MAPP_US | 2040 | B5 | 200 | 0 | 2300 | 0 | 0 | 0 | 0 | 0 | 0 | 0 | 0 | 0 | 0 | 0
MISO_W_2_MAPP_US | MISO_W | MAPP_US | 2040 | B6 | 300 | 0 | 2300 | 0 | 0 | 0 | 0 | 0 | 0 | 0 | 0 | 0 | 0 | 0
MISO_W_2_MAPP_US | MISO_W | MAPP_US | 2040 | B7 | 400 | 0 | 2300 | 0 | 0 | 0 | 0 | 0 | 0 | 0 | 0 | 0 | 0 | 0
MISO_W_2_MAPP_US | MISO_W | MAPP_US | 2040 | B8 | 500 | 0 | 2300 | 0 | 0 | 0 | 0 | 0 | 0 | 0 | 0 | 0 | 0 | 0
MISO_W_2_MAPP_US | MISO_W | MAPP_US | 2040 | B9 | 800 | 0 | 2300 | 0 | 0 | 0 | 0 | 0 | 0 | 0 | 0 | 0 | 0 | 0
MISO_W_2_MAPP_US | MISO_W | MAPP_US | 2040 | B10 | 1262 | 0 | 2300 | 0 | 0 | 0 | 0 | 0 | 0 | 0 | 0 | 0 | 0 | 0
MISO_W_2_MAPP_US | MISO_W | MAPP_US | 2040 | B11 | 25 | 0 | 2300 | 0 | 0 | 0 | 0 | 0 | 0 | 0 | 0 | 0 | 0 | 0
MISO_W_2_MAPP_US | MISO_W | MAPP_US | 2040 | B12 | 200 | 0 | 2300 | 0 | 0 | 0 | 0 | 0 | 0 | 0 | 0 | 0 | 0 | 0
MISO_W_2_MAPP_US | MISO_W | MAPP_US | 2040 | B13 | 600 | 0 | 2300 | 0 | 0 | 0 | 0 | 0 | 0 | 0 | 0 | 0 | 0 | 0
MISO_W_2_MAPP_US | MISO_W | MAPP_US | 2040 | B14 | 900 | 0 | 2300 | 0 | 0 | 0 | 0 | 0 | 0 | 0 | 0 | 0 | 0 | 0
MISO_W_2_MAPP_US | MISO_W | MAPP_US | 2040 | B15 | 1203 | 0 | 2300 | 0 | 0 | 0 | 0 | 0 | 0 | 0 | 0 | 0 | 0 | 0
MISO_W_2_MAPP_US | MISO_W | MAPP_US | 2040 | B16 | 25 | 0 | 2300 | 0 | 0 | 0 | 0 | 0 | 0 | 0 | 0 | 0 | 0 | 0
MISO_W_2_MAPP_US | MISO_W | MAPP_US | 2040 | B17 | 100 | 0 | 2300 | 0 | 0 | 0 | 0 | 0 | 0 | 0 | 0 | 0 | 0 | 0
MISO_W_2_MAPP_US | MISO_W | MAPP_US | 2040 | B18 | 400 | 0 | 2300 | 0 | 0 | 0 | 0 | 0 | 0 | 0 | 0 | 0 | 0 | 0
MISO_W_2_MAPP_US | MISO_W | MAPP_US | 2040 | B19 | 700 | 0 | 2300 | 0 | 0 | 0 | 0 | 0 | 0 | 0 | 0 | 0 | 0 | 0
MISO_W_2_MAPP_US | MISO_W | MAPP_US | 2040 | B20 | 935 | 0 | 2300 | 0 | 0 | 0 | 0 | 0 | 0 | 0 | 0 | 0 | 0 | 0
MISO_W_2_MAPP_US | MISO_W | MAPP_US | 2045 | B1 | 10 | 0 | 2300 | 0 | 0 | 0 | 0 | 0 | 0 | 0 | 0 | 0 | 0 | 0
MISO_W_2_MAPP_US | MISO_W | MAPP_US | 2045 | B2 | 25 | 0 | 2300 | 0 | 0 | 0 | 0 | 0 | 0 | 0 | 0 | 0 | 0 | 0
MISO_W_2_MAPP_US | MISO_W | MAPP_US | 2045 | B3 | 75 | 0 | 2300 | 0 | 0 | 0 | 0 | 0 | 0 | 0 | 0 | 0 | 0 | 0
MISO_W_2_MAPP_US | MISO_W | MAPP_US | 2045 | B4 | 100 | 0 | 2300 | 0 | 0 | 0 | 0 | 0 | 0 | 0 | 0 | 0 | 0 | 0
MISO_W_2_MAPP_US | MISO_W | MAPP_US | 2045 | B5 | 200 | 0 | 2300 | 0 | 0 | 0 | 0 | 0 | 0 | 0 | 0 | 0 | 0 | 0
MISO_W_2_MAPP_US | MISO_W | MAPP_US | 2045 | B6 | 300 | 0 | 2300 | 0 | 0 | 0 | 0 | 0 | 0 | 0 | 0 | 0 | 0 | 0
MISO_W_2_MAPP_US | MISO_W | MAPP_US | 2045 | B7 | 400 | 0 | 2300 | 0 | 0 | 0 | 0 | 0 | 0 | 0 | 0 | 0 | 0 | 0
MISO_W_2_MAPP_US | MISO_W | MAPP_US | 2045 | B8 | 500 | 0 | 2300 | 0 | 0 | 0 | 0 | 0 | 0 | 0 | 0 | 0 | 0 | 0
MISO_W_2_MAPP_US | MISO_W | MAPP_US | 2045 | B9 | 800 | 0 | 2300 | 0 | 0 | 0 | 0 | 0 | 0 | 0 | 0 | 0 | 0 | 0
MISO_W_2_MAPP_US | MISO_W | MAPP_US | 2045 | B10 | 1262 | 0 | 2300 | 0 | 0 | 0 | 0 | 0 | 0 | 0 | 0 | 0 | 0 | 0
MISO_W_2_MAPP_US | MISO_W | MAPP_US | 2045 | B11 | 25 | 0 | 2300 | 0 | 0 | 0 | 0 | 0 | 0 | 0 | 0 | 0 | 0 | 0
MISO_W_2_MAPP_US | MISO_W | MAPP_US | 2045 | B12 | 200 | 0 | 2300 | 0 | 0 | 0 | 0 | 0 | 0 | 0 | 0 | 0 | 0 | 0
MISO_W_2_MAPP_US | MISO_W | MAPP_US | 2045 | B13 | 600 | 0 | 2300 | 0 | 0 | 0 | 0 | 0 | 0 | 0 | 0 | 0 | 0 | 0
MISO_W_2_MAPP_US | MISO_W | MAPP_US | 2045 | B14 | 900 | 0 | 2300 | 0 | 0 | 0 | 0 | 0 | 0 | 0 | 0 | 0 | 0 | 0
MISO_W_2_MAPP_US | MISO_W | MAPP_US | 2045 | B15 | 1203 | 0 | 2300 | 0 | 0 | 0 | 0 | 0 | 0 | 0 | 0 | 0 | 0 | 0
MISO_W_2_MAPP_US | MISO_W | MAPP_US | 2045 | B16 | 25 | 0 | 2300 | 0 | 0 | 0 | 0 | 0 | 0 | 0 | 0 | 0 | 0 | 0
MISO_W_2_MAPP_US | MISO_W | MAPP_US | 2045 | B17 | 100 | 0 | 2300 | 0 | 0 | 0 | 0 | 0 | 0 | 0 | 0 | 0 | 0 | 0
MISO_W_2_MAPP_US | MISO_W | MAPP_US | 2045 | B18 | 400 | 0 | 2300 | 0 | 0 | 0 | 0 | 0 | 0 | 0 | 0 | 0 | 0 | 0
MISO_W_2_MAPP_US | MISO_W | MAPP_US | 2045 | B19 | 700 | 0 | 2300 | 0 | 0 | 0 | 0 | 0 | 0 | 0 | 0 | 0 | 0 | 0
MISO_W_2_MAPP_US | MISO_W | MAPP_US | 2045 | B20 | 935 | 0 | 2300 | 0 | 0 | 0 | 0 | 0 | 0 | 0 | 0 | 0 | 0 | 0
MISO_W_2_MAPP_US | MISO_W | MAPP_US | 2050 | B1 | 10 | 0 | 2300 | 0 | 0 | 0 | 0 | 0 | 0 | 0 | 0 | 0 | 0 | 0
MISO_W_2_MAPP_US | MISO_W | MAPP_US | 2050 | B2 | 25 | 0 | 2300 | 0 | 0 | 0 | 0 | 0 | 0 | 0 | 0 | 0 | 0 | 0
MISO_W_2_MAPP_US | MISO_W | MAPP_US | 2050 | B3 | 75 | 0 | 2300 | 0 | 0 | 0 | 0 | 0 | 0 | 0 | 0 | 0 | 0 | 0
MISO_W_2_MAPP_US | MISO_W | MAPP_US | 2050 | B4 | 100 | 0 | 2300 | 0 | 0 | 0 | 0 | 0 | 0 | 0 | 0 | 0 | 0 | 0
MISO_W_2_MAPP_US | MISO_W | MAPP_US | 2050 | B5 | 200 | 0 | 2300 | 0 | 0 | 0 | 0 | 0 | 0 | 0 | 0 | 0 | 0 | 0
MISO_W_2_MAPP_US | MISO_W | MAPP_US | 2050 | B6 | 300 | 0 | 2300 | 0 | 0 | 0 | 0 | 0 | 0 | 0 | 0 | 0 | 0 | 0
MISO_W_2_MAPP_US | MISO_W | MAPP_US | 2050 | B7 | 400 | 0 | 2300 | 0 | 0 | 0 | 0 | 0 | 0 | 0 | 0 | 0 | 0 | 0
MISO_W_2_MAPP_US | MISO_W | MAPP_US | 2050 | B8 | 500 | 0 | 2300 | 0 | 0 | 0 | 0 | 0 | 0 | 0 | 0 | 0 | 0 | 0
MISO_W_2_MAPP_US | MISO_W | MAPP_US | 2050 | B9 | 800 | 0 | 2300 | 0 | 0 | 0 | 0 | 0 | 0 | 0 | 0 | 0 | 0 | 0
MISO_W_2_MAPP_US | MISO_W | MAPP_US | 2050 | B10 | 1262 | 0 | 2300 | 0 | 0 | 0 | 0 | 0 | 0 | 0 | 0 | 0 | 0 | 0
MISO_W_2_MAPP_US | MISO_W | MAPP_US | 2050 | B11 | 25 | 0 | 2300 | 0 | 0 | 0 | 0 | 0 | 0 | 0 | 0 | 0 | 0 | 0
MISO_W_2_MAPP_US | MISO_W | MAPP_US | 2050 | B12 | 200 | 0 | 2300 | 0 | 0 | 0 | 0 | 0 | 0 | 0 | 0 | 0 | 0 | 0
MISO_W_2_MAPP_US | MISO_W | MAPP_US | 2050 | B13 | 600 | 0 | 2300 | 0 | 0 | 0 | 0 | 0 | 0 | 0 | 0 | 0 | 0 | 0
MISO_W_2_MAPP_US | MISO_W | MAPP_US | 2050 | B14 | 900 | 0 | 2300 | 0 | 0 | 0 | 0 | 0 | 0 | 0 | 0 | 0 | 0 | 0
MISO_W_2_MAPP_US | MISO_W | MAPP_US | 2050 | B15 | 1203 | 0 | 2300 | 0 | 0 | 0 | 0 | 0 | 0 | 0 | 0 | 0 | 0 | 0
MISO_W_2_MAPP_US | MISO_W | MAPP_US | 2050 | B16 | 25 | 0 | 2300 | 0 | 0 | 0 | 0 | 0 | 0 | 0 | 0 | 0 | 0 | 0
MISO_W_2_MAPP_US | MISO_W | MAPP_US | 2050 | B17 | 100 | 0 | 2300 | 0 | 0 | 0 | 0 | 0 | 0 | 0 | 0 | 0 | 0 | 0
MISO_W_2_MAPP_US | MISO_W | MAPP_US | 2050 | B18 | 400 | 0 | 2300 | 0 | 0 | 0 | 0 | 0 | 0 | 0 | 0 | 0 | 0 | 0
MISO_W_2_MAPP_US | MISO_W | MAPP_US | 2050 | B19 | 700 | 0 | 2300 | 0 | 0 | 0 | 0 | 0 | 0 | 0 | 0 | 0 | 0 | 0
MISO_W_2_MAPP_US | MISO_W | MAPP_US | 2050 | B20 | 935 | 0 | 2300 | 0 | 0 | 0 | 0 | 0 | 0 | 0 | 0 | 0 | 0 | 0
MISO_W_2_MISO_MO-IL | MISO_W | MISO_MO-IL | 2015 | B1 | 10 | 0 | 3800 | 453.49 | 0 | 1703.9 | 0 | 0 | 0 | 0 | 0 | 0 | 0 | 0
MISO_W_2_MISO_MO-IL | MISO_W | MISO_MO-IL | 2015 | B2 | 25 | 0 | 3800 | 0 | 0 | 452.15 | 0 | 0 | 0 | 0 | 0 | 0 | 0 | 0
MISO_W_2_MISO_MO-IL | MISO_W | MISO_MO-IL | 2015 | B3 | 75 | 0 | 3800 | 0 | 0 | 0 | 0 | 0 | 0 | 0 | 0 | 0 | 0 | 0
MISO_W_2_MISO_MO-IL | MISO_W | MISO_MO-IL | 2015 | B4 | 100 | 0 | 3800 | 0 | 0 | 0 | 0 | 0 | 0 | 0 | 0 | 0 | 0 | 0
MISO_W_2_MISO_MO-IL | MISO_W | MISO_MO-IL | 2015 | B5 | 200 | 0 | 3800 | 0 | 0 | 0 | 0 | 0 | 0 | 0 | 0 | 0 | 0 | 0
MISO_W_2_MISO_MO-IL | MISO_W | MISO_MO-IL | 2015 | B6 | 300 | 0 | 3800 | 0 | 0 | 0 | 0 | 0 | 0 | 0 | 0 | 0 | 0 | 0
MISO_W_2_MISO_MO-IL | MISO_W | MISO_MO-IL | 2015 | B7 | 400 | 0 | 3800 | 0 | 0 | 0 | 0 | 0 | 0 | 0 | 0 | 0 | 0 | 0
MISO_W_2_MISO_MO-IL | MISO_W | MISO_MO-IL | 2015 | B8 | 500 | 0 | 3800 | 0 | 0 | 0 | 0 | 0 | 0 | 0 | 0 | 0 | 0 | 0
MISO_W_2_MISO_MO-IL | MISO_W | MISO_MO-IL | 2015 | B9 | 800 | 0 | 3800 | 0 | 0 | 0 | 0 | 0 | 0 | 0 | 0 | 0 | 0 | 0
MISO_W_2_MISO_MO-IL | MISO_W | MISO_MO-IL | 2015 | B10 | 1262 | 0 | 3800 | 0 | 0 | 0 | 0 | 0 | 0 | 0 | 0 | 0 | 0 | 0
MISO_W_2_MISO_MO-IL | MISO_W | MISO_MO-IL | 2015 | B11 | 25 | 0 | 3800 | 0 | 0 | 0 | 0 | 0 | 0 | 0 | 0 | 0 | 0 | 0
MISO_W_2_MISO_MO-IL | MISO_W | MISO_MO-IL | 2015 | B12 | 200 | 0 | 3800 | 50.53 | 0 | 0 | 0 | 0 | 0 | 0 | 0 | 0 | 0 | 0
MISO_W_2_MISO_MO-IL | MISO_W | MISO_MO-IL | 2015 | B13 | 600 | 0 | 3800 | 0 | 0 | 0 | 0 | 0 | 0 | 0 | 0 | 0 | 0 | 0
MISO_W_2_MISO_MO-IL | MISO_W | MISO_MO-IL | 2015 | B14 | 900 | 0 | 3800 | 0 | 0 | 0 | 0 | 0 | 0 | 0 | 0 | 0 | 0 | 0
MISO_W_2_MISO_MO-IL | MISO_W | MISO_MO-IL | 2015 | B15 | 1203 | 0 | 3800 | 0 | 0 | 0 | 0 | 0 | 0 | 0 | 0 | 0 | 0 | 0
MISO_W_2_MISO_MO-IL | MISO_W | MISO_MO-IL | 2015 | B16 | 25 | 0 | 3800 | 1116.79 | 0 | 1666.52 | 0 | 0 | 0 | 0 | 0 | 0 | 0 | 0
MISO_W_2_MISO_MO-IL | MISO_W | MISO_MO-IL | 2015 | B17 | 100 | 0 | 3800 | 880.64 | 0 | 1119.22 | 0 | 0 | 0 | 0 | 0 | 0 | 0 | 0
MISO_W_2_MISO_MO-IL | MISO_W | MISO_MO-IL | 2015 | B18 | 400 | 0 | 3800 | 0 | 0 | 0 | 0 | 0 | 0 | 0 | 0 | 0 | 0 | 0
MISO_W_2_MISO_MO-IL | MISO_W | MISO_MO-IL | 2015 | B19 | 700 | 0 | 3800 | 0 | 0 | 0 | 0 | 0 | 0 | 0 | 0 | 0 | 0 | 0
MISO_W_2_MISO_MO-IL | MISO_W | MISO_MO-IL | 2015 | B20 | 935 | 0 | 3800 | 0 | 0 | 0 | 0 | 0 | 0 | 0 | 0 | 0 | 0 | 0
MISO_W_2_MISO_MO-IL | MISO_W | MISO_MO-IL | 2020 | B1 | 10 | 0 | 3800 | 1112.21 | 0 | 838.61 | 0 | 0 | 0 | 0 | 0 | 0 | 0 | 0
MISO_W_2_MISO_MO-IL | MISO_W | MISO_MO-IL | 2020 | B2 | 25 | 0 | 3800 | 0 | 0 | 208.67 | 0 | 0 | 0 | 0 | 0 | 0 | 0 | 0
MISO_W_2_MISO_MO-IL | MISO_W | MISO_MO-IL | 2020 | B3 | 75 | 0 | 3800 | 0 | 0 | 0 | 0 | 0 | 0 | 0 | 0 | 0 | 0 | 0
MISO_W_2_MISO_MO-IL | MISO_W | MISO_MO-IL | 2020 | B4 | 100 | 0 | 3800 | 0 | 0 | 403.28 | 0 | 0 | 0 | 0 | 0 | 0 | 0 | 0
MISO_W_2_MISO_MO-IL | MISO_W | MISO_MO-IL | 2020 | B5 | 200 | 0 | 3800 | 0 | 0 | 173.67 | 0 | 0 | 0 | 0 | 0 | 0 | 0 | 0
MISO_W_2_MISO_MO-IL | MISO_W | MISO_MO-IL | 2020 | B6 | 300 | 0 | 3800 | 0 | 0 | 0 | 0 | 0 | 0 | 0 | 0 | 0 | 0 | 0
MISO_W_2_MISO_MO-IL | MISO_W | MISO_MO-IL | 2020 | B7 | 400 | 0 | 3800 | 0 | 0 | 0 | 0 | 0 | 0 | 0 | 0 | 0 | 0 | 0
MISO_W_2_MISO_MO-IL | MISO_W | MISO_MO-IL | 2020 | B8 | 500 | 0 | 3800 | 362.84 | 0 | 485.65 | 0 | 0 | 0 | 0 | 0 | 0 | 0 | 0
MISO_W_2_MISO_MO-IL | MISO_W | MISO_MO-IL | 2020 | B9 | 800 | 0 | 3800 | 0 | 0 | 0 | 0 | 0 | 0 | 0 | 0 | 0 | 0 | 0
MISO_W_2_MISO_MO-IL | MISO_W | MISO_MO-IL | 2020 | B10 | 1262 | 0 | 3800 | 694.1 | 0 | 167.87 | 0 | 0 | 0 | 0 | 0 | 0 | 0 | 0
MISO_W_2_MISO_MO-IL | MISO_W | MISO_MO-IL | 2020 | B11 | 25 | 0 | 3800 | 0 | 0 | 969.45 | 0 | 0 | 0 | 0 | 0 | 0 | 0 | 0
MISO_W_2_MISO_MO-IL | MISO_W | MISO_MO-IL | 2020 | B12 | 200 | 0 | 3800 | 0 | 0 | 1382.79 | 0 | 0 | 0 | 0 | 0 | 0 | 0 | 0
MISO_W_2_MISO_MO-IL | MISO_W | MISO_MO-IL | 2020 | B13 | 600 | 0 | 3800 | 0 | 0 | 731.83 | 0 | 0 | 0 | 0 | 0 | 0 | 0 | 0
MISO_W_2_MISO_MO-IL | MISO_W | MISO_MO-IL | 2020 | B14 | 900 | 0 | 3800 | 0 | 0 | 556.82 | 0 | 0 | 0 | 0 | 0 | 0 | 0 | 0
MISO_W_2_MISO_MO-IL | MISO_W | MISO_MO-IL | 2020 | B15 | 1203 | 0 | 3800 | 0 | 0 | 0 | 0 | 0 | 0 | 0 | 0 | 0 | 0 | 0
MISO_W_2_MISO_MO-IL | MISO_W | MISO_MO-IL | 2020 | B16 | 25 | 0 | 3800 | 2833.65 | 0 | 2368.54 | 0 | 0 | 0 | 0 | 0 | 0 | 0 | 0
MISO_W_2_MISO_MO-IL | MISO_W | MISO_MO-IL | 2020 | B17 | 100 | 0 | 3800 | 1411.4 | 0 | 314.45 | 0 | 0 | 0 | 0 | 0 | 0 | 0 | 0
MISO_W_2_MISO_MO-IL | MISO_W | MISO_MO-IL | 2020 | B18 | 400 | 0 | 3800 | 0 | 0 | 0 | 0 | 0 | 0 | 0 | 0 | 0 | 0 | 0
MISO_W_2_MISO_MO-IL | MISO_W | MISO_MO-IL | 2020 | B19 | 700 | 0 | 3800 | 0 | 0 | 0 | 0 | 0 | 0 | 0 | 0 | 0 | 0 | 0
MISO_W_2_MISO_MO-IL | MISO_W | MISO_MO-IL | 2020 | B20 | 935 | 0 | 3800 | 236.47 | 0 | 0 | 0 | 0 | 0 | 0 | 0 | 0 | 0 | 0
MISO_W_2_MISO_MO-IL | MISO_W | MISO_MO-IL | 2025 | B1 | 10 | 0 | 3800 | 134.03 | 0 | 739.7 | 0 | 0 | 0 | 0 | 0 | 0 | 0 | 0
MISO_W_2_MISO_MO-IL | MISO_W | MISO_MO-IL | 2025 | B2 | 25 | 0 | 3800 | 546.87 | 0 | 110.15 | 0 | 0 | 0 | 0 | 0 | 0 | 0 | 0
MISO_W_2_MISO_MO-IL | MISO_W | MISO_MO-IL | 2025 | B3 | 75 | 0 | 3800 | 0 | 0 | 0 | 0 | 0 | 0 | 0 | 0 | 0 | 0 | 0
MISO_W_2_MISO_MO-IL | MISO_W | MISO_MO-IL | 2025 | B4 | 100 | 0 | 3800 | 0 | 0 | 1486.04 | 0 | 0 | 0 | 0 | 0 | 0 | 0 | 0
MISO_W_2_MISO_MO-IL | MISO_W | MISO_MO-IL | 2025 | B5 | 200 | 0 | 3800 | 0 | 0 | 179.72 | 0 | 0 | 0 | 0 | 0 | 0 | 0 | 0
MISO_W_2_MISO_MO-IL | MISO_W | MISO_MO-IL | 2025 | B6 | 300 | 0 | 3800 | 0 | 0 | 0 | 0 | 0 | 0 | 0 | 0 | 0 | 0 | 0
MISO_W_2_MISO_MO-IL | MISO_W | MISO_MO-IL | 2025 | B7 | 400 | 0 | 3800 | 0 | 0 | 1762.66 | 0 | 0 | 0 | 0 | 0 | 0 | 0 | 0
MISO_W_2_MISO_MO-IL | MISO_W | MISO_MO-IL | 2025 | B8 | 500 | 0 | 3800 | 0 | 0 | 1314.07 | 0 | 0 | 0 | 0 | 0 | 0 | 0 | 0
MISO_W_2_MISO_MO-IL | MISO_W | MISO_MO-IL | 2025 | B9 | 800 | 0 | 3800 | 0 | 0 | 2130.67 | 0 | 0 | 0 | 0 | 0 | 0 | 0 | 0
MISO_W_2_MISO_MO-IL | MISO_W | MISO_MO-IL | 2025 | B10 | 1262 | 0 | 3800 | 477.64 | 0 | 0 | 0 | 0 | 0 | 0 | 0 | 0 | 0 | 0
MISO_W_2_MISO_MO-IL | MISO_W | MISO_MO-IL | 2025 | B11 | 25 | 0 | 3800 | 1039.83 | 0 | 1842.42 | 0 | 0 | 0 | 0 | 0 | 0 | 0 | 0
MISO_W_2_MISO_MO-IL | MISO_W | MISO_MO-IL | 2025 | B12 | 200 | 0 | 3800 | 1876.39 | 0 | 2518.1 | 0 | 0 | 0 | 0 | 0 | 0 | 0 | 0
MISO_W_2_MISO_MO-IL | MISO_W | MISO_MO-IL | 2025 | B13 | 600 | 0 | 3800 | 1004.91 | 0 | 1990.11 | 0 | 0 | 0 | 0 | 0 | 0 | 0 | 0
MISO_W_2_MISO_MO-IL | MISO_W | MISO_MO-IL | 2025 | B14 | 900 | 0 | 3800 | 0 | 0 | 1022.05 | 0 | 0 | 0 | 0 | 0 | 0 | 0 | 0
MISO_W_2_MISO_MO-IL | MISO_W | MISO_MO-IL | 2025 | B15 | 1203 | 0 | 3800 | 0 | 0 | 0 | 0 | 0 | 0 | 0 | 0 | 0 | 0 | 0
MISO_W_2_MISO_MO-IL | MISO_W | MISO_MO-IL | 2025 | B16 | 25 | 0 | 3800 | 2991.71 | 0 | 2176.7 | 0 | 0 | 0 | 0 | 0 | 0 | 0 | 0
MISO_W_2_MISO_MO-IL | MISO_W | MISO_MO-IL | 2025 | B17 | 100 | 0 | 3800 | 2752.85 | 0 | 1242.18 | 0 | 0 | 0 | 0 | 0 | 0 | 0 | 0
MISO_W_2_MISO_MO-IL | MISO_W | MISO_MO-IL | 2025 | B18 | 400 | 0 | 3800 | 0 | 0 | 663.31 | 0 | 0 | 0 | 0 | 0 | 0 | 0 | 0
MISO_W_2_MISO_MO-IL | MISO_W | MISO_MO-IL | 2025 | B19 | 700 | 0 | 3800 | 0 | 0 | 363.71 | 0 | 0 | 0 | 0 | 0 | 0 | 0 | 0
MISO_W_2_MISO_MO-IL | MISO_W | MISO_MO-IL | 2025 | B20 | 935 | 0 | 3800 | 1096.21 | 0 | 0 | 0 | 0 | 0 | 0 | 0 | 0 | 0 | 0
MISO_W_2_MISO_MO-IL | MISO_W | MISO_MO-IL | 2030 | B1 | 10 | 0 | 3800 | 929.5 | 0 | 3343.71 | 0 | 0 | 0 | 0 | 0 | 0 | 0 | 0.20081
MISO_W_2_MISO_MO-IL | MISO_W | MISO_MO-IL | 2030 | B2 | 25 | 0 | 3800 | 1286.96 | 0 | 3800 | 0 | 0 | 0 | 0 | 0.5935 | 0 | 0 | 0.20081
MISO_W_2_MISO_MO-IL | MISO_W | MISO_MO-IL | 2030 | B3 | 75 | 0 | 3800 | 0 | 0 | 3702.88 | 0 | 0 | 0 | 0 | 0 | 0 | 0 | 0.20081
MISO_W_2_MISO_MO-IL | MISO_W | MISO_MO-IL | 2030 | B4 | 100 | 0 | 3800 | 67.53 | 0 | 3132.17 | 0 | 0 | 0 | 0 | 0 | 0 | 0 | 0.20081
MISO_W_2_MISO_MO-IL | MISO_W | MISO_MO-IL | 2030 | B5 | 200 | 0 | 3800 | 769.68 | 0 | 1787.38 | 0 | 0 | 0 | 0 | 0 | 0 | 0 | 0.20081
MISO_W_2_MISO_MO-IL | MISO_W | MISO_MO-IL | 2030 | B6 | 300 | 0 | 3800 | 1805.02 | 0 | 2425.79 | 0 | 0 | 0 | 0 | 0 | 0 | 0 | 0.20081
MISO_W_2_MISO_MO-IL | MISO_W | MISO_MO-IL | 2030 | B7 | 400 | 0 | 3800 | 1960 | 0 | 2186.83 | 0 | 0 | 0 | 0 | 0 | 0 | 0 | 0.20081
MISO_W_2_MISO_MO-IL | MISO_W | MISO_MO-IL | 2030 | B8 | 500 | 0 | 3800 | 2132.41 | 0 | 2693.9 | 0 | 0 | 0 | 0 | 0 | 0 | 0 | 0.20081
MISO_W_2_MISO_MO-IL | MISO_W | MISO_MO-IL | 2030 | B9 | 800 | 0 | 3800 | 2399.08 | 0 | 2286.07 | 0 | 0 | 0 | 0 | 0 | 0 | 0 | 0.20081
MISO_W_2_MISO_MO-IL | MISO_W | MISO_MO-IL | 2030 | B10 | 1262 | 0 | 3800 | 3800 | 0 | 3236.9 | 0 | 0 | 1.3769 | 0 | 0 | 0.78203 | 0 | 0.20081
MISO_W_2_MISO_MO-IL | MISO_W | MISO_MO-IL | 2030 | B11 | 25 | 0 | 3800 | 3800 | 0 | 3800 | 0 | 0 | 0.99708 | 0 | 0.21366 | 0.011218 | 0 | 0.20081
MISO_W_2_MISO_MO-IL | MISO_W | MISO_MO-IL | 2030 | B12 | 200 | 0 | 3800 | 3629.34 | 0 | 3800 | 0 | 0 | 0 | 0 | 0.21366 | 0 | 0 | 0.20081
MISO_W_2_MISO_MO-IL | MISO_W | MISO_MO-IL | 2030 | B13 | 600 | 0 | 3800 | 3501.82 | 0 | 3481.52 | 0 | 0 | 0 | 0 | 0 | 0 | 0 | 0.20081
MISO_W_2_MISO_MO-IL | MISO_W | MISO_MO-IL | 2030 | B14 | 900 | 0 | 3800 | 3517.47 | 0 | 3772.77 | 0 | 0 | 0 | 0 | 0 | 0 | 0 | 0.20081
MISO_W_2_MISO_MO-IL | MISO_W | MISO_MO-IL | 2030 | B15 | 1203 | 0 | 3800 | 3220.19 | 0 | 2469.3 | 0 | 0 | 0 | 0 | 0 | 0 | 0 | 0.20081
MISO_W_2_MISO_MO-IL | MISO_W | MISO_MO-IL | 2030 | B16 | 25 | 0 | 3800 | 3775.35 | 0 | 3800 | 0 | 0 | 0 | 0 | 0.75968 | 0 | 0 | 0.20081
MISO_W_2_MISO_MO-IL | MISO_W | MISO_MO-IL | 2030 | B17 | 100 | 0 | 3800 | 2628.98 | 0 | 3800 | 0 | 0 | 0 | 0 | 0.73594 | 0 | 0 | 0.20081
MISO_W_2_MISO_MO-IL | MISO_W | MISO_MO-IL | 2030 | B18 | 400 | 0 | 3800 | 1719.44 | 0 | 2328.19 | 0 | 0 | 0 | 0 | 0 | 0 | 0 | 0.20081
MISO_W_2_MISO_MO-IL | MISO_W | MISO_MO-IL | 2030 | B19 | 700 | 0 | 3800 | 891.08 | 0 | 1103.4 | 0 | 0 | 0 | 0 | 0 | 0 | 0 | 0.20081
MISO_W_2_MISO_MO-IL | MISO_W | MISO_MO-IL | 2030 | B20 | 935 | 0 | 3800 | 3800 | 0 | 1058.12 | 0 | 0 | 0.02374 | 0 | 0 | 0.0099896 | 0 | 0.20081
MISO_W_2_MISO_MO-IL | MISO_W | MISO_MO-IL | 2035 | B1 | 10 | 0 | 3800 | 0 | 0 | 0 | 0 | 0 | 0 | 0 | 0 | 0 | 0 | 0.041545
MISO_W_2_MISO_MO-IL | MISO_W | MISO_MO-IL | 2035 | B2 | 25 | 0 | 3800 | 0 | 0 | 0 | 0 | 0 | 0 | 0 | 0 | 0 | 0 | 0.041545
MISO_W_2_MISO_MO-IL | MISO_W | MISO_MO-IL | 2035 | B3 | 75 | 0 | 3800 | 0 | 0 | 0 | 0 | 0 | 0 | 0 | 0 | 0 | 0 | 0.041545
MISO_W_2_MISO_MO-IL | MISO_W | MISO_MO-IL | 2035 | B4 | 100 | 0 | 3800 | 0 | 0 | 0 | 0 | 0 | 0 | 0 | 0 | 0 | 0 | 0.041545
MISO_W_2_MISO_MO-IL | MISO_W | MISO_MO-IL | 2035 | B5 | 200 | 0 | 3800 | 0 | 0 | 496.77 | 0 | 0 | 0 | 0 | 0 | 0 | 0 | 0.041545
MISO_W_2_MISO_MO-IL | MISO_W | MISO_MO-IL | 2035 | B6 | 300 | 0 | 3800 | 0 | 0 | 0 | 0 | 0 | 0 | 0 | 0 | 0 | 0 | 0.041545
MISO_W_2_MISO_MO-IL | MISO_W | MISO_MO-IL | 2035 | B7 | 400 | 0 | 3800 | 0 | 0 | 1511.05 | 0 | 0 | 0 | 0 | 0 | 0 | 0 | 0.041545
MISO_W_2_MISO_MO-IL | MISO_W | MISO_MO-IL | 2035 | B8 | 500 | 0 | 3800 | 635.29 | 0 | 1654.91 | 0 | 0 | 0 | 0 | 0 | 0 | 0 | 0.041545
MISO_W_2_MISO_MO-IL | MISO_W | MISO_MO-IL | 2035 | B9 | 800 | 0 | 3800 | 598.07 | 0 | 1269.24 | 0 | 0 | 0 | 0 | 0 | 0 | 0 | 0.041545
MISO_W_2_MISO_MO-IL | MISO_W | MISO_MO-IL | 2035 | B10 | 1262 | 0 | 3800 | 1935.09 | 0 | 1605.8 | 0 | 0 | 0 | 0 | 0 | 0 | 0 | 0.041545
MISO_W_2_MISO_MO-IL | MISO_W | MISO_MO-IL | 2035 | B11 | 25 | 0 | 3800 | 0 | 0 | 2142.58 | 0 | 0 | 0 | 0 | 0 | 0 | 0 | 0.041545
MISO_W_2_MISO_MO-IL | MISO_W | MISO_MO-IL | 2035 | B12 | 200 | 0 | 3800 | 2014.46 | 0 | 3800 | 0 | 0 | 0 | 0 | 0.1187 | 0 | 0 | 0.041545
MISO_W_2_MISO_MO-IL | MISO_W | MISO_MO-IL | 2035 | B13 | 600 | 0 | 3800 | 1309.81 | 0 | 3800 | 0 | 0 | 0 | 0 | 0.09496 | 0 | 0 | 0.041545
MISO_W_2_MISO_MO-IL | MISO_W | MISO_MO-IL | 2035 | B14 | 900 | 0 | 3800 | 946.11 | 0 | 3234.56 | 0 | 0 | 0 | 0 | 0 | 0 | 0 | 0.041545
MISO_W_2_MISO_MO-IL | MISO_W | MISO_MO-IL | 2035 | B15 | 1203 | 0 | 3800 | 688.55 | 0 | 2160.08 | 0 | 0 | 0 | 0 | 0 | 0 | 0 | 0.041545
MISO_W_2_MISO_MO-IL | MISO_W | MISO_MO-IL | 2035 | B16 | 25 | 0 | 3800 | 3797.39 | 0 | 3800 | 0 | 0 | 0 | 0 | 0.64098 | 0 | 0 | 0.041545
MISO_W_2_MISO_MO-IL | MISO_W | MISO_MO-IL | 2035 | B17 | 100 | 0 | 3800 | 3800 | 0 | 3800 | 0 | 0 | 0.16618 | 0 | 0.62911 | 0.16618 | 0 | 0.041545
MISO_W_2_MISO_MO-IL | MISO_W | MISO_MO-IL | 2035 | B18 | 400 | 0 | 3800 | 1170.52 | 0 | 1705.59 | 0 | 0 | 0 | 0 | 0 | 0 | 0 | 0.041545
MISO_W_2_MISO_MO-IL | MISO_W | MISO_MO-IL | 2035 | B19 | 700 | 0 | 3800 | 0 | 0 | 960.71 | 0 | 0 | 0 | 0 | 0 | 0 | 0 | 0.041545
MISO_W_2_MISO_MO-IL | MISO_W | MISO_MO-IL | 2035 | B20 | 935 | 0 | 3800 | 1832 | 0 | 0 | 0 | 0 | 0 | 0 | 0 | 0 | 0 | 0.041545
MISO_W_2_MISO_MO-IL | MISO_W | MISO_MO-IL | 2040 | B1 | 10 | 0 | 3800 | 1817.27 | 0 | 3800 | 0 | 0 | 0 | 0 | 0.18992 | 0 | 0 | 0.1151
MISO_W_2_MISO_MO-IL | MISO_W | MISO_MO-IL | 2040 | B2 | 25 | 0 | 3800 | 87.29 | 0 | 3590.74 | 0 | 0 | 0 | 0 | 0 | 0 | 0 | 0.1151
MISO_W_2_MISO_MO-IL | MISO_W | MISO_MO-IL | 2040 | B3 | 75 | 0 | 3800 | 0 | 0 | 3800 | 0 | 0 | 0 | 0 | 0.21366 | 0 | 0 | 0.1151
MISO_W_2_MISO_MO-IL | MISO_W | MISO_MO-IL | 2040 | B4 | 100 | 0 | 3800 | 0 | 0 | 3800 | 0 | 0 | 0 | 0 | 0.18992 | 0 | 0 | 0.1151
MISO_W_2_MISO_MO-IL | MISO_W | MISO_MO-IL | 2040 | B5 | 200 | 0 | 3800 | 0 | 0 | 2958.36 | 0 | 0 | 0 | 0 | 0 | 0 | 0 | 0.1151
MISO_W_2_MISO_MO-IL | MISO_W | MISO_MO-IL | 2040 | B6 | 300 | 0 | 3800 | 0 | 0 | 532.4 | 0 | 0 | 0 | 0 | 0 | 0 | 0 | 0.1151
MISO_W_2_MISO_MO-IL | MISO_W | MISO_MO-IL | 2040 | B7 | 400 | 0 | 3800 | 1809.45 | 0 | 3800 | 0 | 0 | 0 | 0 | 0.86651 | 0 | 0 | 0.1151
MISO_W_2_MISO_MO-IL | MISO_W | MISO_MO-IL | 2040 | B8 | 500 | 0 | 3800 | 1107.19 | 0 | 3150.61 | 0 | 0 | 0 | 0 | 0 | 0 | 0 | 0.1151
MISO_W_2_MISO_MO-IL | MISO_W | MISO_MO-IL | 2040 | B9 | 800 | 0 | 3800 | 499.22 | 0 | 3800 | 0 | 0 | 0 | 0 | 0.62911 | 0 | 0 | 0.1151
MISO_W_2_MISO_MO-IL | MISO_W | MISO_MO-IL | 2040 | B10 | 1262 | 0 | 3800 | 3800 | 0 | 3800 | 0 | 0 | 0.46293 | 0 | 1.5906 | 0.45394 | 0 | 0.1151
MISO_W_2_MISO_MO-IL | MISO_W | MISO_MO-IL | 2040 | B11 | 25 | 0 | 3800 | 2324.1 | 0 | 3800 | 0 | 0 | 0 | 0 | 0.91399 | 0 | 0 | 0.1151
MISO_W_2_MISO_MO-IL | MISO_W | MISO_MO-IL | 2040 | B12 | 200 | 0 | 3800 | 3600.96 | 0 | 3800 | 0 | 0 | 0 | 0 | 0.92586 | 0 | 0 | 0.1151
MISO_W_2_MISO_MO-IL | MISO_W | MISO_MO-IL | 2040 | B13 | 600 | 0 | 3800 | 2000.51 | 0 | 3388.57 | 0 | 0 | 0 | 0 | 0 | 0 | 0 | 0.1151
MISO_W_2_MISO_MO-IL | MISO_W | MISO_MO-IL | 2040 | B14 | 900 | 0 | 3800 | 3018.62 | 0 | 3800 | 0 | 0 | 0 | 0 | 0.72407 | 0 | 0 | 0.1151
MISO_W_2_MISO_MO-IL | MISO_W | MISO_MO-IL | 2040 | B15 | 1203 | 0 | 3800 | 3244.66 | 0 | 3800 | 0 | 0 | 0 | 0 | 1.733 | 0 | 0 | 0.1151
MISO_W_2_MISO_MO-IL | MISO_W | MISO_MO-IL | 2040 | B16 | 25 | 0 | 3800 | 3800 | 0 | 3800 | 0 | 137.92 | 0.33236 | 0 | 3.5729 | 0.0064561 | 0 | 0.1151
MISO_W_2_MISO_MO-IL | MISO_W | MISO_MO-IL | 2040 | B17 | 100 | 0 | 3800 | 2544.07 | 0 | 3800 | 0 | 279.32 | 0 | 0 | 3.5729 | 0 | 0 | 0.1151
MISO_W_2_MISO_MO-IL | MISO_W | MISO_MO-IL | 2040 | B18 | 400 | 0 | 3800 | 1112.76 | 0 | 3665.67 | 0 | 0 | 0 | 0 | 0 | 0 | 0 | 0.1151
MISO_W_2_MISO_MO-IL | MISO_W | MISO_MO-IL | 2040 | B19 | 700 | 0 | 3800 | 0 | 0 | 2766.13 | 0 | 0 | 0 | 0 | 0 | 0 | 0 | 0.1151
MISO_W_2_MISO_MO-IL | MISO_W | MISO_MO-IL | 2040 | B20 | 935 | 0 | 3800 | 2876.65 | 0 | 3800 | 0 | 0 | 0 | 0 | 1.8517 | 0 | 0 | 0.1151
MISO_W_2_MISO_MO-IL | MISO_W | MISO_MO-IL | 2045 | B1 | 10 | 0 | 3800 | 3800 | 0 | 3800 | 0 | 0 | 0.05935 | 0 | 1.2938 | 0.00013932 | 0 | 2.0209
MISO_W_2_MISO_MO-IL | MISO_W | MISO_MO-IL | 2045 | B2 | 25 | 0 | 3800 | 3800 | 0 | 3800 | 0 | 0 | 0.39171 | 0 | 1.2938 | 0.0022988 | 0 | 2.0209
MISO_W_2_MISO_MO-IL | MISO_W | MISO_MO-IL | 2045 | B3 | 75 | 0 | 3800 | 693.59 | 0 | 3407.1 | 0 | 0 | 0 | 0 | 0 | 0 | 0 | 2.0209
MISO_W_2_MISO_MO-IL | MISO_W | MISO_MO-IL | 2045 | B4 | 100 | 0 | 3800 | 1916.56 | 0 | 3800 | 0 | 0 | 0 | 0 | 1.3057 | 0 | 0 | 2.0209
MISO_W_2_MISO_MO-IL | MISO_W | MISO_MO-IL | 2045 | B5 | 200 | 0 | 3800 | 2541.3 | 0 | 3800 | 0 | 1207.37 | 0 | 0 | 2.4333 | 0 | 0 | 2.0209
MISO_W_2_MISO_MO-IL | MISO_W | MISO_MO-IL | 2045 | B6 | 300 | 0 | 3800 | 1523.15 | 0 | 3800 | 0 | 0 | 0 | 0 | 2.196 | 0 | 0 | 2.0209
MISO_W_2_MISO_MO-IL | MISO_W | MISO_MO-IL | 2045 | B7 | 400 | 0 | 3800 | 3775.53 | 0 | 3800 | 0 | 580.37 | 0 | 0 | 2.4333 | 0 | 0 | 2.0209
MISO_W_2_MISO_MO-IL | MISO_W | MISO_MO-IL | 2045 | B8 | 500 | 0 | 3800 | 3800 | 0 | 3800 | 0 | 708.21 | 0.49854 | 0 | 2.4333 | 0.058514 | 0 | 2.0209
MISO_W_2_MISO_MO-IL | MISO_W | MISO_MO-IL | 2045 | B9 | 800 | 0 | 3800 | 3130.77 | 0 | 3800 | 0 | 1645.94 | 0 | 0 | 2.4333 | 0 | 0 | 2.0209
MISO_W_2_MISO_MO-IL | MISO_W | MISO_MO-IL | 2045 | B10 | 1262 | 0 | 3800 | 3800 | 0 | 3800 | 0 | 0 | 8.677 | 0 | 2.2553 | 2.5705 | 0 | 2.0209
MISO_W_2_MISO_MO-IL | MISO_W | MISO_MO-IL | 2045 | B11 | 25 | 0 | 3800 | 3211.78 | 0 | 3800 | 0 | 2164.13 | 0 | 0 | 2.4333 | 0 | 0 | 2.0209
MISO_W_2_MISO_MO-IL | MISO_W | MISO_MO-IL | 2045 | B12 | 200 | 0 | 3800 | 3800 | 0 | 3800 | 0 | 1312.23 | 3.6204 | 0 | 2.4333 | 0.16997 | 0 | 2.0209
MISO_W_2_MISO_MO-IL | MISO_W | MISO_MO-IL | 2045 | B13 | 600 | 0 | 3800 | 3729.33 | 0 | 3800 | 0 | 750.2 | 0 | 0 | 2.4333 | 0 | 0 | 2.0209
MISO_W_2_MISO_MO-IL | MISO_W | MISO_MO-IL | 2045 | B14 | 900 | 0 | 3800 | 3511.18 | 0 | 3800 | 0 | 291.18 | 0 | 0 | 2.4333 | 0 | 0 | 2.0209
MISO_W_2_MISO_MO-IL | MISO_W | MISO_MO-IL | 2045 | B15 | 1203 | 0 | 3800 | 3800 | 0 | 3800 | 0 | 0 | 10.505 | 0 | 2.2553 | 2.9665 | 0 | 2.0209
MISO_W_2_MISO_MO-IL | MISO_W | MISO_MO-IL | 2045 | B16 | 25 | 0 | 3800 | 3800 | 0 | 3800 | 0 | 2405.14 | 9.7571 | 0 | 2.4333 | 0.05726 | 0 | 2.0209
MISO_W_2_MISO_MO-IL | MISO_W | MISO_MO-IL | 2045 | B17 | 100 | 0 | 3800 | 3800 | 0 | 3800 | 0 | 2380.7 | 4.8667 | 0 | 2.4333 | 0.11424 | 0 | 2.0209
MISO_W_2_MISO_MO-IL | MISO_W | MISO_MO-IL | 2045 | B18 | 400 | 0 | 3800 | 3523.76 | 0 | 3800 | 0 | 1483.91 | 0 | 0 | 2.4333 | 0 | 0 | 2.0209
MISO_W_2_MISO_MO-IL | MISO_W | MISO_MO-IL | 2045 | B19 | 700 | 0 | 3800 | 2394.74 | 0 | 3800 | 0 | 543.92 | 0 | 0 | 2.4333 | 0 | 0 | 2.0209
MISO_W_2_MISO_MO-IL | MISO_W | MISO_MO-IL | 2045 | B20 | 935 | 0 | 3800 | 3800 | 0 | 3800 | 0 | 0 | 9.769 | 0 | 2.2672 | 2.1441 | 0 | 2.0209
MISO_W_2_MISO_MO-IL | MISO_W | MISO_MO-IL | 2050 | B1 | 10 | 0 | 3800 | 3800 | 0 | 3800 | 0 | 0 | 4.7124 | 0 | 0.79529 | 0.00562 | 0 | 1.6141
MISO_W_2_MISO_MO-IL | MISO_W | MISO_MO-IL | 2050 | B2 | 25 | 0 | 3800 | 3800 | 0 | 3800 | 0 | 0 | 1.1039 | 0 | 1.7568 | 0.0032913 | 0 | 1.6141
MISO_W_2_MISO_MO-IL | MISO_W | MISO_MO-IL | 2050 | B3 | 75 | 0 | 3800 | 2340.6 | 0 | 3800 | 0 | 0 | 0 | 0 | 0.77155 | 0 | 0 | 1.6141
MISO_W_2_MISO_MO-IL | MISO_W | MISO_MO-IL | 2050 | B4 | 100 | 0 | 3800 | 3800 | 0 | 3800 | 0 | 0 | 0.43919 | 0 | 0.79529 | 0.0052378 | 0 | 1.6141
MISO_W_2_MISO_MO-IL | MISO_W | MISO_MO-IL | 2050 | B5 | 200 | 0 | 3800 | 3800 | 0 | 3800 | 0 | 569.29 | 2.5283 | 0 | 4.0121 | 0.060306 | 0 | 1.6141
MISO_W_2_MISO_MO-IL | MISO_W | MISO_MO-IL | 2050 | B6 | 300 | 0 | 3800 | 2581.14 | 0 | 3800 | 0 | 594.12 | 0 | 0 | 4.0121 | 0 | 0 | 1.6141
MISO_W_2_MISO_MO-IL | MISO_W | MISO_MO-IL | 2050 | B7 | 400 | 0 | 3800 | 3800 | 0 | 3800 | 0 | 2385.2 | 1.3057 | 0 | 4.0121 | 0.062287 | 0 | 1.6141
MISO_W_2_MISO_MO-IL | MISO_W | MISO_MO-IL | 2050 | B8 | 500 | 0 | 3800 | 3800 | 0 | 3800 | 0 | 2355.88 | 1.7568 | 0 | 4.0121 | 0.10476 | 0 | 1.6141
MISO_W_2_MISO_MO-IL | MISO_W | MISO_MO-IL | 2050 | B9 | 800 | 0 | 3800 | 3800 | 0 | 3800 | 0 | 3223.52 | 3.5017 | 0 | 4.0121 | 0.33409 | 0 | 1.6141
MISO_W_2_MISO_MO-IL | MISO_W | MISO_MO-IL | 2050 | B10 | 1262 | 0 | 3800 | 3800 | 0 | 3800 | 0 | 4124.82 | 11.9887 | 0 | 4.0121 | 1.8044 | 0 | 1.6141
MISO_W_2_MISO_MO-IL | MISO_W | MISO_MO-IL | 2050 | B11 | 25 | 0 | 3800 | 3800 | 0 | 3800 | 0 | 1623.36 | 3.3355 | 0 | 4.0121 | 0.0099448 | 0 | 1.6141
MISO_W_2_MISO_MO-IL | MISO_W | MISO_MO-IL | 2050 | B12 | 200 | 0 | 3800 | 3800 | 0 | 3800 | 0 | 2191.12 | 3.9883 | 0 | 4.0121 | 0.09513 | 0 | 1.6141
MISO_W_2_MISO_MO-IL | MISO_W | MISO_MO-IL | 2050 | B13 | 600 | 0 | 3800 | 3800 | 0 | 3800 | 0 | 2857.93 | 2.9675 | 0 | 4.0121 | 0.21234 | 0 | 1.6141
MISO_W_2_MISO_MO-IL | MISO_W | MISO_MO-IL | 2050 | B14 | 900 | 0 | 3800 | 3800 | 0 | 3800 | 0 | 2674.14 | 2.8725 | 0 | 4.0121 | 0.30832 | 0 | 1.6141
MISO_W_2_MISO_MO-IL | MISO_W | MISO_MO-IL | 2050 | B15 | 1203 | 0 | 3800 | 3800 | 0 | 3800 | 0 | 2125.73 | 11.9887 | 0 | 4.0121 | 1.72 | 0 | 1.6141
MISO_W_2_MISO_MO-IL | MISO_W | MISO_MO-IL | 2050 | B16 | 25 | 0 | 3800 | 3800 | 0 | 3800 | 0 | 9128.77 | 11.9887 | 0 | 4.0121 | 0.035744 | 0 | 1.6141
MISO_W_2_MISO_MO-IL | MISO_W | MISO_MO-IL | 2050 | B17 | 100 | 0 | 3800 | 3800 | 0 | 3800 | 0 | 6376.91 | 10.6474 | 0 | 4.0121 | 0.12698 | 0 | 1.6141
MISO_W_2_MISO_MO-IL | MISO_W | MISO_MO-IL | 2050 | B18 | 400 | 0 | 3800 | 3800 | 0 | 3800 | 0 | 4553.43 | 4.0358 | 0 | 4.0121 | 0.19252 | 0 | 1.6141
MISO_W_2_MISO_MO-IL | MISO_W | MISO_MO-IL | 2050 | B19 | 700 | 0 | 3800 | 3800 | 0 | 3800 | 0 | 2259.9 | 0.46293 | 0 | 4.0121 | 0.038647 | 0 | 1.6141
MISO_W_2_MISO_MO-IL | MISO_W | MISO_MO-IL | 2050 | B20 | 935 | 0 | 3800 | 3800 | 0 | 3800 | 0 | 4395.47 | 11.9887 | 0 | 4.0121 | 1.3368 | 0 | 1.6141
MISO_W_2_MISO_WUMS | MISO_W | MISO_WUMS | 2015 | B1 | 10 | 0 | 1629 | 581.45 | 0 | 667.88 | 0 | 0 | 0 | 0 | 0 | 0 | 0 | 0.58812
MISO_W_2_MISO_WUMS | MISO_W | MISO_WUMS | 2015 | B2 | 25 | 0 | 1629 | 1629 | 0 | 1629 | 0 | 0 | 0.24927 | 0 | 0.22553 | 0.0028046 | 0 | 0.58812
MISO_W_2_MISO_WUMS | MISO_W | MISO_WUMS | 2015 | B3 | 75 | 0 | 1629 | 1457.6 | 0 | 0 | 0 | 0 | 0 | 0 | 0 | 0 | 0 | 0.58812
MISO_W_2_MISO_WUMS | MISO_W | MISO_WUMS | 2015 | B4 | 100 | 0 | 1629 | 712.22 | 0 | 0 | 0 | 0 | 0 | 0 | 0 | 0 | 0 | 0.58812
MISO_W_2_MISO_WUMS | MISO_W | MISO_WUMS | 2015 | B5 | 200 | 0 | 1629 | 155.83 | 0 | 227.19 | 0 | 0 | 0 | 0 | 0 | 0 | 0 | 0.58812
MISO_W_2_MISO_WUMS | MISO_W | MISO_WUMS | 2015 | B6 | 300 | 0 | 1629 | 0 | 0 | 0 | 0 | 0 | 0 | 0 | 0 | 0 | 0 | 0.58812
MISO_W_2_MISO_WUMS | MISO_W | MISO_WUMS | 2015 | B7 | 400 | 0 | 1629 | 230.88 | 0 | 612.42 | 0 | 0 | 0 | 0 | 0 | 0 | 0 | 0.58812
MISO_W_2_MISO_WUMS | MISO_W | MISO_WUMS | 2015 | B8 | 500 | 0 | 1629 | 694.08 | 0 | 781.59 | 0 | 0 | 0 | 0 | 0 | 0 | 0 | 0.58812
MISO_W_2_MISO_WUMS | MISO_W | MISO_WUMS | 2015 | B9 | 800 | 0 | 1629 | 187.2 | 0 | 1629 | 0 | 0 | 0 | 0 | 0.27301 | 0 | 0 | 0.58812
MISO_W_2_MISO_WUMS | MISO_W | MISO_WUMS | 2015 | B10 | 1262 | 0 | 1629 | 1629 | 0 | 1629 | 0 | 0 | 3.2049 | 0 | 0.52228 | 1.8202 | 0 | 0.58812
MISO_W_2_MISO_WUMS | MISO_W | MISO_WUMS | 2015 | B11 | 25 | 0 | 1629 | 577.68 | 0 | 0 | 0 | 0 | 0 | 0 | 0 | 0 | 0 | 0.58812
MISO_W_2_MISO_WUMS | MISO_W | MISO_WUMS | 2015 | B12 | 200 | 0 | 1629 | 1079.23 | 0 | 1073.62 | 0 | 0 | 0 | 0 | 0 | 0 | 0 | 0.58812
MISO_W_2_MISO_WUMS | MISO_W | MISO_WUMS | 2015 | B13 | 600 | 0 | 1629 | 689.69 | 0 | 792.69 | 0 | 0 | 0 | 0 | 0 | 0 | 0 | 0.58812
MISO_W_2_MISO_WUMS | MISO_W | MISO_WUMS | 2015 | B14 | 900 | 0 | 1629 | 753.56 | 0 | 1525.32 | 0 | 0 | 0 | 0 | 0 | 0 | 0 | 0.58812
MISO_W_2_MISO_WUMS | MISO_W | MISO_WUMS | 2015 | B15 | 1203 | 0 | 1629 | 1445.57 | 0 | 0 | 0 | 0 | 0 | 0 | 0 | 0 | 0 | 0.58812
MISO_W_2_MISO_WUMS | MISO_W | MISO_WUMS | 2015 | B16 | 25 | 0 | 1629 | 1188.29 | 0 | 1380.1 | 0 | 0 | 0 | 0 | 0 | 0 | 0 | 0.58812
MISO_W_2_MISO_WUMS | MISO_W | MISO_WUMS | 2015 | B17 | 100 | 0 | 1629 | 1336.63 | 0 | 1605.99 | 0 | 0 | 0 | 0 | 0 | 0 | 0 | 0.58812
MISO_W_2_MISO_WUMS | MISO_W | MISO_WUMS | 2015 | B18 | 400 | 0 | 1629 | 197.53 | 0 | 602.56 | 0 | 0 | 0 | 0 | 0 | 0 | 0 | 0.58812
MISO_W_2_MISO_WUMS | MISO_W | MISO_WUMS | 2015 | B19 | 700 | 0 | 1629 | 0 | 0 | 485.98 | 0 | 0 | 0 | 0 | 0 | 0 | 0 | 0.58812
MISO_W_2_MISO_WUMS | MISO_W | MISO_WUMS | 2015 | B20 | 935 | 0 | 1629 | 1629 | 0 | 1302.18 | 0 | 0 | 1.2582 | 0 | 0 | 0.52945 | 0 | 0.58812
MISO_W_2_MISO_WUMS | MISO_W | MISO_WUMS | 2020 | B1 | 10 | 0 | 1629 | 0 | 0 | 0 | 0 | 0 | 0 | 0 | 0 | 0 | 0 | 0
MISO_W_2_MISO_WUMS | MISO_W | MISO_WUMS | 2020 | B2 | 25 | 0 | 1629 | 0 | 0 | 0 | 0 | 0 | 0 | 0 | 0 | 0 | 0 | 0
MISO_W_2_MISO_WUMS | MISO_W | MISO_WUMS | 2020 | B3 | 75 | 0 | 1629 | 0 | 0 | 0 | 0 | 0 | 0 | 0 | 0 | 0 | 0 | 0
MISO_W_2_MISO_WUMS | MISO_W | MISO_WUMS | 2020 | B4 | 100 | 0 | 1629 | 0 | 0 | 0 | 0 | 0 | 0 | 0 | 0 | 0 | 0 | 0
MISO_W_2_MISO_WUMS | MISO_W | MISO_WUMS | 2020 | B5 | 200 | 0 | 1629 | 0 | 0 | 0 | 0 | 0 | 0 | 0 | 0 | 0 | 0 | 0
MISO_W_2_MISO_WUMS | MISO_W | MISO_WUMS | 2020 | B6 | 300 | 0 | 1629 | 0 | 0 | 0 | 0 | 0 | 0 | 0 | 0 | 0 | 0 | 0
MISO_W_2_MISO_WUMS | MISO_W | MISO_WUMS | 2020 | B7 | 400 | 0 | 1629 | 354.34 | 0 | 0 | 0 | 0 | 0 | 0 | 0 | 0 | 0 | 0
MISO_W_2_MISO_WUMS | MISO_W | MISO_WUMS | 2020 | B8 | 500 | 0 | 1629 | 175.67 | 0 | 0 | 0 | 0 | 0 | 0 | 0 | 0 | 0 | 0
MISO_W_2_MISO_WUMS | MISO_W | MISO_WUMS | 2020 | B9 | 800 | 0 | 1629 | 17.63 | 0 | 0 | 0 | 0 | 0 | 0 | 0 | 0 | 0 | 0
MISO_W_2_MISO_WUMS | MISO_W | MISO_WUMS | 2020 | B10 | 1262 | 0 | 1629 | 1180.47 | 0 | 266.66 | 0 | 0 | 0 | 0 | 0 | 0 | 0 | 0
MISO_W_2_MISO_WUMS | MISO_W | MISO_WUMS | 2020 | B11 | 25 | 0 | 1629 | 0 | 0 | 0 | 0 | 0 | 0 | 0 | 0 | 0 | 0 | 0
MISO_W_2_MISO_WUMS | MISO_W | MISO_WUMS | 2020 | B12 | 200 | 0 | 1629 | 431.98 | 0 | 0 | 0 | 0 | 0 | 0 | 0 | 0 | 0 | 0
MISO_W_2_MISO_WUMS | MISO_W | MISO_WUMS | 2020 | B13 | 600 | 0 | 1629 | 302.29 | 0 | 322.94 | 0 | 0 | 0 | 0 | 0 | 0 | 0 | 0
MISO_W_2_MISO_WUMS | MISO_W | MISO_WUMS | 2020 | B14 | 900 | 0 | 1629 | 370.85 | 0 | 41.55 | 0 | 0 | 0 | 0 | 0 | 0 | 0 | 0
MISO_W_2_MISO_WUMS | MISO_W | MISO_WUMS | 2020 | B15 | 1203 | 0 | 1629 | 0 | 0 | 0 | 0 | 0 | 0 | 0 | 0 | 0 | 0 | 0
MISO_W_2_MISO_WUMS | MISO_W | MISO_WUMS | 2020 | B16 | 25 | 0 | 1629 | 379.97 | 0 | 1.05 | 0 | 0 | 0 | 0 | 0 | 0 | 0 | 0
MISO_W_2_MISO_WUMS | MISO_W | MISO_WUMS | 2020 | B17 | 100 | 0 | 1629 | 71.69 | 0 | 228.48 | 0 | 0 | 0 | 0 | 0 | 0 | 0 | 0
MISO_W_2_MISO_WUMS | MISO_W | MISO_WUMS | 2020 | B18 | 400 | 0 | 1629 | 0 | 0 | 0 | 0 | 0 | 0 | 0 | 0 | 0 | 0 | 0
MISO_W_2_MISO_WUMS | MISO_W | MISO_WUMS | 2020 | B19 | 700 | 0 | 1629 | 0 | 0 | 0 | 0 | 0 | 0 | 0 | 0 | 0 | 0 | 0
MISO_W_2_MISO_WUMS | MISO_W | MISO_WUMS | 2020 | B20 | 935 | 0 | 1629 | 945.43 | 0 | 0 | 0 | 0 | 0 | 0 | 0 | 0 | 0 | 0
MISO_W_2_MISO_WUMS | MISO_W | MISO_WUMS | 2025 | B1 | 10 | 0 | 1629 | 0 | 0 | 0 | 0 | 0 | 0 | 0 | 0 | 0 | 0 | 0.005935
MISO_W_2_MISO_WUMS | MISO_W | MISO_WUMS | 2025 | B2 | 25 | 0 | 1629 | 0 | 0 | 0 | 0 | 0 | 0 | 0 | 0 | 0 | 0 | 0.005935
MISO_W_2_MISO_WUMS | MISO_W | MISO_WUMS | 2025 | B3 | 75 | 0 | 1629 | 0 | 0 | 0 | 0 | 0 | 0 | 0 | 0 | 0 | 0 | 0.005935
MISO_W_2_MISO_WUMS | MISO_W | MISO_WUMS | 2025 | B4 | 100 | 0 | 1629 | 0 | 0 | 0 | 0 | 0 | 0 | 0 | 0 | 0 | 0 | 0.005935
MISO_W_2_MISO_WUMS | MISO_W | MISO_WUMS | 2025 | B5 | 200 | 0 | 1629 | 0 | 0 | 0 | 0 | 0 | 0 | 0 | 0 | 0 | 0 | 0.005935
MISO_W_2_MISO_WUMS | MISO_W | MISO_WUMS | 2025 | B6 | 300 | 0 | 1629 | 0 | 0 | 0 | 0 | 0 | 0 | 0 | 0 | 0 | 0 | 0.005935
MISO_W_2_MISO_WUMS | MISO_W | MISO_WUMS | 2025 | B7 | 400 | 0 | 1629 | 565.24 | 0 | 0 | 0 | 0 | 0 | 0 | 0 | 0 | 0 | 0.005935
MISO_W_2_MISO_WUMS | MISO_W | MISO_WUMS | 2025 | B8 | 500 | 0 | 1629 | 1022.34 | 0 | 0 | 0 | 0 | 0 | 0 | 0 | 0 | 0 | 0.005935
MISO_W_2_MISO_WUMS | MISO_W | MISO_WUMS | 2025 | B9 | 800 | 0 | 1629 | 427.82 | 0 | 0 | 0 | 0 | 0 | 0 | 0 | 0 | 0 | 0.005935
MISO_W_2_MISO_WUMS | MISO_W | MISO_WUMS | 2025 | B10 | 1262 | 0 | 1629 | 1629 | 0 | 364.71 | 0 | 0 | 0.02374 | 0 | 0 | 0.02374 | 0 | 0.005935
MISO_W_2_MISO_WUMS | MISO_W | MISO_WUMS | 2025 | B11 | 25 | 0 | 1629 | 0 | 0 | 0 | 0 | 0 | 0 | 0 | 0 | 0 | 0 | 0.005935
MISO_W_2_MISO_WUMS | MISO_W | MISO_WUMS | 2025 | B12 | 200 | 0 | 1629 | 65.62 | 0 | 0 | 0 | 0 | 0 | 0 | 0 | 0 | 0 | 0.005935
MISO_W_2_MISO_WUMS | MISO_W | MISO_WUMS | 2025 | B13 | 600 | 0 | 1629 | 34.37 | 0 | 0 | 0 | 0 | 0 | 0 | 0 | 0 | 0 | 0.005935
MISO_W_2_MISO_WUMS | MISO_W | MISO_WUMS | 2025 | B14 | 900 | 0 | 1629 | 0 | 0 | 0 | 0 | 0 | 0 | 0 | 0 | 0 | 0 | 0.005935
MISO_W_2_MISO_WUMS | MISO_W | MISO_WUMS | 2025 | B15 | 1203 | 0 | 1629 | 518.02 | 0 | 0 | 0 | 0 | 0 | 0 | 0 | 0 | 0 | 0.005935
MISO_W_2_MISO_WUMS | MISO_W | MISO_WUMS | 2025 | B16 | 25 | 0 | 1629 | 234.69 | 0 | 1006.02 | 0 | 0 | 0 | 0 | 0 | 0 | 0 | 0.005935
MISO_W_2_MISO_WUMS | MISO_W | MISO_WUMS | 2025 | B17 | 100 | 0 | 1629 | 288.87 | 0 | 1552.79 | 0 | 0 | 0 | 0 | 0 | 0 | 0 | 0.005935
MISO_W_2_MISO_WUMS | MISO_W | MISO_WUMS | 2025 | B18 | 400 | 0 | 1629 | 0 | 0 | 0 | 0 | 0 | 0 | 0 | 0 | 0 | 0 | 0.005935
MISO_W_2_MISO_WUMS | MISO_W | MISO_WUMS | 2025 | B19 | 700 | 0 | 1629 | 0 | 0 | 0 | 0 | 0 | 0 | 0 | 0 | 0 | 0 | 0.005935
MISO_W_2_MISO_WUMS | MISO_W | MISO_WUMS | 2025 | B20 | 935 | 0 | 1629 | 388.47 | 0 | 303.6 | 0 | 0 | 0 | 0 | 0 | 0 | 0 | 0.005935
MISO_W_2_MISO_WUMS | MISO_W | MISO_WUMS | 2030 | B1 | 10 | 0 | 1629 | 0 | 0 | 0 | 0 | 0 | 0 | 0 | 0 | 0 | 0 | 0.29149
MISO_W_2_MISO_WUMS | MISO_W | MISO_WUMS | 2030 | B2 | 25 | 0 | 1629 | 0 | 0 | 0 | 0 | 0 | 0 | 0 | 0 | 0 | 0 | 0.29149
MISO_W_2_MISO_WUMS | MISO_W | MISO_WUMS | 2030 | B3 | 75 | 0 | 1629 | 0 | 0 | 0 | 0 | 0 | 0 | 0 | 0 | 0 | 0 | 0.29149
MISO_W_2_MISO_WUMS | MISO_W | MISO_WUMS | 2030 | B4 | 100 | 0 | 1629 | 0 | 0 | 0 | 0 | 0 | 0 | 0 | 0 | 0 | 0 | 0.29149
MISO_W_2_MISO_WUMS | MISO_W | MISO_WUMS | 2030 | B5 | 200 | 0 | 1629 | 0 | 0 | 0 | 0 | 0 | 0 | 0 | 0 | 0 | 0 | 0.29149
MISO_W_2_MISO_WUMS | MISO_W | MISO_WUMS | 2030 | B6 | 300 | 0 | 1629 | 0 | 0 | 0 | 0 | 0 | 0 | 0 | 0 | 0 | 0 | 0.29149
MISO_W_2_MISO_WUMS | MISO_W | MISO_WUMS | 2030 | B7 | 400 | 0 | 1629 | 0 | 0 | 0 | 0 | 0 | 0 | 0 | 0 | 0 | 0 | 0.29149
MISO_W_2_MISO_WUMS | MISO_W | MISO_WUMS | 2030 | B8 | 500 | 0 | 1629 | 1542.64 | 0 | 1629 | 0 | 0 | 0 | 0 | 0.21366 | 0 | 0 | 0.29149
MISO_W_2_MISO_WUMS | MISO_W | MISO_WUMS | 2030 | B9 | 800 | 0 | 1629 | 1629 | 0 | 1629 | 0 | 0 | 0.60537 | 0 | 0.01187 | 0.09027 | 0 | 0.29149
MISO_W_2_MISO_WUMS | MISO_W | MISO_WUMS | 2030 | B10 | 1262 | 0 | 1629 | 1629 | 0 | 1629 | 0 | 0 | 1.365 | 0 | 0.07122 | 0.3211 | 0 | 0.29149
MISO_W_2_MISO_WUMS | MISO_W | MISO_WUMS | 2030 | B11 | 25 | 0 | 1629 | 0 | 0 | 145.22 | 0 | 0 | 0 | 0 | 0 | 0 | 0 | 0.29149
MISO_W_2_MISO_WUMS | MISO_W | MISO_WUMS | 2030 | B12 | 200 | 0 | 1629 | 845.28 | 0 | 1272.17 | 0 | 0 | 0 | 0 | 0 | 0 | 0 | 0.29149
MISO_W_2_MISO_WUMS | MISO_W | MISO_WUMS | 2030 | B13 | 600 | 0 | 1629 | 606.31 | 0 | 768.72 | 0 | 0 | 0 | 0 | 0 | 0 | 0 | 0.29149
MISO_W_2_MISO_WUMS | MISO_W | MISO_WUMS | 2030 | B14 | 900 | 0 | 1629 | 1629 | 0 | 1629 | 0 | 0 | 2.2672 | 0 | 0.21366 | 0.38033 | 0 | 0.29149
MISO_W_2_MISO_WUMS | MISO_W | MISO_WUMS | 2030 | B15 | 1203 | 0 | 1629 | 1629 | 0 | 1629 | 0 | 0 | 0.2374 | 0 | 0.21366 | 0.053232 | 0 | 0.29149
MISO_W_2_MISO_WUMS | MISO_W | MISO_WUMS | 2030 | B16 | 25 | 0 | 1629 | 917.54 | 0 | 1629 | 0 | 1745.43 | 0 | 0 | 0.9496 | 0 | 0 | 0.29149
MISO_W_2_MISO_WUMS | MISO_W | MISO_WUMS | 2030 | B17 | 100 | 0 | 1629 | 1629 | 0 | 1629 | 0 | 170.31 | 0.73594 | 0 | 0.9496 | 0.013717 | 0 | 0.29149
MISO_W_2_MISO_WUMS | MISO_W | MISO_WUMS | 2030 | B18 | 400 | 0 | 1629 | 1629 | 0 | 1629 | 0 | 0 | 1.1514 | 0 | 0.21366 | 0.085845 | 0 | 0.29149
MISO_W_2_MISO_WUMS | MISO_W | MISO_WUMS | 2030 | B19 | 700 | 0 | 1629 | 1629 | 0 | 1629 | 0 | 0 | 1.6974 | 0 | 0.21366 | 0.22147 | 0 | 0.29149
MISO_W_2_MISO_WUMS | MISO_W | MISO_WUMS | 2030 | B20 | 935 | 0 | 1629 | 856.86 | 0 | 947.49 | 0 | 0 | 0 | 0 | 0 | 0 | 0 | 0.29149
MISO_W_2_MISO_WUMS | MISO_W | MISO_WUMS | 2035 | B1 | 10 | 0 | 1629 | 0 | 0 | 0 | 0 | 0 | 0 | 0 | 0 | 0 | 0 | 0.12399
MISO_W_2_MISO_WUMS | MISO_W | MISO_WUMS | 2035 | B2 | 25 | 0 | 1629 | 0 | 0 | 0 | 0 | 0 | 0 | 0 | 0 | 0 | 0 | 0.12399
MISO_W_2_MISO_WUMS | MISO_W | MISO_WUMS | 2035 | B3 | 75 | 0 | 1629 | 0 | 0 | 0 | 0 | 0 | 0 | 0 | 0 | 0 | 0 | 0.12399
MISO_W_2_MISO_WUMS | MISO_W | MISO_WUMS | 2035 | B4 | 100 | 0 | 1629 | 0 | 0 | 0 | 0 | 0 | 0 | 0 | 0 | 0 | 0 | 0.12399
MISO_W_2_MISO_WUMS | MISO_W | MISO_WUMS | 2035 | B5 | 200 | 0 | 1629 | 0 | 0 | 0 | 0 | 0 | 0 | 0 | 0 | 0 | 0 | 0.12399
MISO_W_2_MISO_WUMS | MISO_W | MISO_WUMS | 2035 | B6 | 300 | 0 | 1629 | 0 | 0 | 0 | 0 | 0 | 0 | 0 | 0 | 0 | 0 | 0.12399
MISO_W_2_MISO_WUMS | MISO_W | MISO_WUMS | 2035 | B7 | 400 | 0 | 1629 | 0 | 0 | 0 | 0 | 0 | 0 | 0 | 0 | 0 | 0 | 0.12399
MISO_W_2_MISO_WUMS | MISO_W | MISO_WUMS | 2035 | B8 | 500 | 0 | 1629 | 251.85 | 0 | 0 | 0 | 0 | 0 | 0 | 0 | 0 | 0 | 0.12399
MISO_W_2_MISO_WUMS | MISO_W | MISO_WUMS | 2035 | B9 | 800 | 0 | 1629 | 1207.17 | 0 | 528.59 | 0 | 0 | 0 | 0 | 0 | 0 | 0 | 0.12399
MISO_W_2_MISO_WUMS | MISO_W | MISO_WUMS | 2035 | B10 | 1262 | 0 | 1629 | 1629 | 0 | 1629 | 0 | 0 | 0.85464 | 0 | 0.43919 | 0.49092 | 0 | 0.12399
MISO_W_2_MISO_WUMS | MISO_W | MISO_WUMS | 2035 | B11 | 25 | 0 | 1629 | 0 | 0 | 0 | 0 | 0 | 0 | 0 | 0 | 0 | 0 | 0.12399
MISO_W_2_MISO_WUMS | MISO_W | MISO_WUMS | 2035 | B12 | 200 | 0 | 1629 | 146.94 | 0 | 482.56 | 0 | 0 | 0 | 0 | 0 | 0 | 0 | 0.12399
MISO_W_2_MISO_WUMS | MISO_W | MISO_WUMS | 2035 | B13 | 600 | 0 | 1629 | 38.19 | 0 | 0 | 0 | 0 | 0 | 0 | 0 | 0 | 0 | 0.12399
MISO_W_2_MISO_WUMS | MISO_W | MISO_WUMS | 2035 | B14 | 900 | 0 | 1629 | 0 | 0 | 0 | 0 | 0 | 0 | 0 | 0 | 0 | 0 | 0.12399
MISO_W_2_MISO_WUMS | MISO_W | MISO_WUMS | 2035 | B15 | 1203 | 0 | 1629 | 1487.88 | 0 | 0 | 0 | 0 | 0 | 0 | 0 | 0 | 0 | 0.12399
MISO_W_2_MISO_WUMS | MISO_W | MISO_WUMS | 2035 | B16 | 25 | 0 | 1629 | 1276.9 | 0 | 1629 | 0 | 0 | 0 | 0 | 0.64098 | 0 | 0 | 0.12399
MISO_W_2_MISO_WUMS | MISO_W | MISO_WUMS | 2035 | B17 | 100 | 0 | 1629 | 991.47 | 0 | 1629 | 0 | 0 | 0 | 0 | 0.61724 | 0 | 0 | 0.12399
MISO_W_2_MISO_WUMS | MISO_W | MISO_WUMS | 2035 | B18 | 400 | 0 | 1629 | 687.45 | 0 | 0 | 0 | 0 | 0 | 0 | 0 | 0 | 0 | 0.12399
MISO_W_2_MISO_WUMS | MISO_W | MISO_WUMS | 2035 | B19 | 700 | 0 | 1629 | 63 | 0 | 0 | 0 | 0 | 0 | 0 | 0 | 0 | 0 | 0.12399
MISO_W_2_MISO_WUMS | MISO_W | MISO_WUMS | 2035 | B20 | 935 | 0 | 1629 | 1629 | 0 | 1629 | 0 | 0 | 0.01187 | 0 | 0.18992 | 0.0050516 | 0 | 0.12399
MISO_W_2_MISO_WUMS | MISO_W | MISO_WUMS | 2040 | B1 | 10 | 0 | 1629 | 0 | 0 | 0 | 0 | 0 | 0 | 0 | 0 | 0 | 0 | 0.71639
MISO_W_2_MISO_WUMS | MISO_W | MISO_WUMS | 2040 | B2 | 25 | 0 | 1629 | 0 | 0 | 0 | 0 | 0 | 0 | 0 | 0 | 0 | 0 | 0.71639
MISO_W_2_MISO_WUMS | MISO_W | MISO_WUMS | 2040 | B3 | 75 | 0 | 1629 | 0 | 0 | 0 | 0 | 0 | 0 | 0 | 0 | 0 | 0 | 0.71639
MISO_W_2_MISO_WUMS | MISO_W | MISO_WUMS | 2040 | B4 | 100 | 0 | 1629 | 0 | 0 | 0 | 0 | 0 | 0 | 0 | 0 | 0 | 0 | 0.71639
MISO_W_2_MISO_WUMS | MISO_W | MISO_WUMS | 2040 | B5 | 200 | 0 | 1629 | 0 | 0 | 0 | 0 | 0 | 0 | 0 | 0 | 0 | 0 | 0.71639
MISO_W_2_MISO_WUMS | MISO_W | MISO_WUMS | 2040 | B6 | 300 | 0 | 1629 | 0 | 0 | 0 | 0 | 0 | 0 | 0 | 0 | 0 | 0 | 0.71639
MISO_W_2_MISO_WUMS | MISO_W | MISO_WUMS | 2040 | B7 | 400 | 0 | 1629 | 0 | 0 | 0 | 0 | 0 | 0 | 0 | 0 | 0 | 0 | 0.71639
MISO_W_2_MISO_WUMS | MISO_W | MISO_WUMS | 2040 | B8 | 500 | 0 | 1629 | 1629 | 0 | 1629 | 0 | 0 | 2.101 | 0 | 0.52228 | 0.26764 | 0 | 0.71639
MISO_W_2_MISO_WUMS | MISO_W | MISO_WUMS | 2040 | B9 | 800 | 0 | 1629 | 1339.67 | 0 | 1037.76 | 0 | 0 | 0 | 0 | 0 | 0 | 0 | 0.71639
MISO_W_2_MISO_WUMS | MISO_W | MISO_WUMS | 2040 | B10 | 1262 | 0 | 1629 | 1629 | 0 | 1629 | 0 | 1090.53 | 3.9883 | 0 | 3.0269 | 1.2824 | 0 | 0.71639
MISO_W_2_MISO_WUMS | MISO_W | MISO_WUMS | 2040 | B11 | 25 | 0 | 1629 | 0 | 0 | 0 | 0 | 0 | 0 | 0 | 0 | 0 | 0 | 0.71639
MISO_W_2_MISO_WUMS | MISO_W | MISO_WUMS | 2040 | B12 | 200 | 0 | 1629 | 527.83 | 0 | 1629 | 0 | 0 | 0 | 0 | 0.04748 | 0 | 0 | 0.71639
MISO_W_2_MISO_WUMS | MISO_W | MISO_WUMS | 2040 | B13 | 600 | 0 | 1629 | 284.71 | 0 | 0 | 0 | 0 | 0 | 0 | 0 | 0 | 0 | 0.71639
MISO_W_2_MISO_WUMS | MISO_W | MISO_WUMS | 2040 | B14 | 900 | 0 | 1629 | 107.17 | 0 | 1629 | 0 | 0 | 0 | 0 | 1.009 | 0 | 0 | 0.71639
MISO_W_2_MISO_WUMS | MISO_W | MISO_WUMS | 2040 | B15 | 1203 | 0 | 1629 | 1629 | 0 | 1629 | 0 | 3.49 | 2.0416 | 0 | 3.0269 | 0.62576 | 0 | 0.71639
MISO_W_2_MISO_WUMS | MISO_W | MISO_WUMS | 2040 | B16 | 25 | 0 | 1629 | 1629 | 0 | 1629 | 0 | 1827.03 | 0.86651 | 0 | 3.0269 | 0.0055192 | 0 | 0.71639
MISO_W_2_MISO_WUMS | MISO_W | MISO_WUMS | 2040 | B17 | 100 | 0 | 1629 | 1394.16 | 0 | 1629 | 0 | 1364.07 | 0 | 0 | 3.0269 | 0 | 0 | 0.71639
MISO_W_2_MISO_WUMS | MISO_W | MISO_WUMS | 2040 | B18 | 400 | 0 | 1629 | 1076.08 | 0 | 1629 | 0 | 0 | 0 | 0 | 0.21366 | 0 | 0 | 0.71639
MISO_W_2_MISO_WUMS | MISO_W | MISO_WUMS | 2040 | B19 | 700 | 0 | 1629 | 1318.74 | 0 | 1629 | 0 | 0 | 0 | 0 | 0.08309 | 0 | 0 | 0.71639
MISO_W_2_MISO_WUMS | MISO_W | MISO_WUMS | 2040 | B20 | 935 | 0 | 1629 | 1629 | 0 | 1629 | 0 | 879.26 | 2.8725 | 0 | 3.0269 | 0.68429 | 0 | 0.71639
MISO_W_2_MISO_WUMS | MISO_W | MISO_WUMS | 2045 | B1 | 10 | 0 | 1629 | 0 | 0 | 0 | 0 | 0 | 0 | 0 | 0 | 0 | 0 | 2.3315
MISO_W_2_MISO_WUMS | MISO_W | MISO_WUMS | 2045 | B2 | 25 | 0 | 1629 | 0 | 0 | 0 | 0 | 0 | 0 | 0 | 0 | 0 | 0 | 2.3315
MISO_W_2_MISO_WUMS | MISO_W | MISO_WUMS | 2045 | B3 | 75 | 0 | 1629 | 0 | 0 | 0 | 0 | 0 | 0 | 0 | 0 | 0 | 0 | 2.3315
MISO_W_2_MISO_WUMS | MISO_W | MISO_WUMS | 2045 | B4 | 100 | 0 | 1629 | 0 | 0 | 0 | 0 | 0 | 0 | 0 | 0 | 0 | 0 | 2.3315
MISO_W_2_MISO_WUMS | MISO_W | MISO_WUMS | 2045 | B5 | 200 | 0 | 1629 | 0 | 0 | 1629 | 0 | 0 | 0 | 0 | 1.8517 | 0 | 0 | 2.3315
MISO_W_2_MISO_WUMS | MISO_W | MISO_WUMS | 2045 | B6 | 300 | 0 | 1629 | 529.03 | 0 | 1629 | 0 | 0 | 0 | 0 | 1.6262 | 0 | 0 | 2.3315
MISO_W_2_MISO_WUMS | MISO_W | MISO_WUMS | 2045 | B7 | 400 | 0 | 1629 | 433.83 | 0 | 1629 | 0 | 0 | 0 | 0 | 1.8755 | 0 | 0 | 2.3315
MISO_W_2_MISO_WUMS | MISO_W | MISO_WUMS | 2045 | B8 | 500 | 0 | 1629 | 1629 | 0 | 1629 | 0 | 3784.21 | 2.5995 | 0 | 2.9912 | 0.2023 | 0 | 2.3315
MISO_W_2_MISO_WUMS | MISO_W | MISO_WUMS | 2045 | B9 | 800 | 0 | 1629 | 1629 | 0 | 1629 | 0 | 4075.36 | 1.7568 | 0 | 2.9912 | 0.21874 | 0 | 2.3315
MISO_W_2_MISO_WUMS | MISO_W | MISO_WUMS | 2045 | B10 | 1262 | 0 | 1629 | 1629 | 0 | 1629 | 0 | 6079.28 | 15.7871 | 0 | 2.9912 | 3.1009 | 0 | 2.3315
MISO_W_2_MISO_WUMS | MISO_W | MISO_WUMS | 2045 | B11 | 25 | 0 | 1629 | 3.36 | 0 | 1629 | 0 | 0 | 0 | 0 | 1.8517 | 0 | 0 | 2.3315
MISO_W_2_MISO_WUMS | MISO_W | MISO_WUMS | 2045 | B12 | 200 | 0 | 1629 | 1597.1 | 0 | 1629 | 0 | 2410.65 | 0 | 0 | 2.9912 | 0 | 0 | 2.3315
MISO_W_2_MISO_WUMS | MISO_W | MISO_WUMS | 2045 | B13 | 600 | 0 | 1629 | 868.05 | 0 | 1629 | 0 | 2104.85 | 0 | 0 | 2.9912 | 0 | 0 | 2.3315
MISO_W_2_MISO_WUMS | MISO_W | MISO_WUMS | 2045 | B14 | 900 | 0 | 1629 | 1629 | 0 | 1629 | 0 | 3818.85 | 0.87838 | 0 | 2.9912 | 0.12304 | 0 | 2.3315
MISO_W_2_MISO_WUMS | MISO_W | MISO_WUMS | 2045 | B15 | 1203 | 0 | 1629 | 1629 | 0 | 1629 | 0 | 5971.49 | 15.8821 | 0 | 2.9912 | 2.9737 | 0 | 2.3315
MISO_W_2_MISO_WUMS | MISO_W | MISO_WUMS | 2045 | B16 | 25 | 0 | 1629 | 1629 | 0 | 1629 | 0 | 6115.85 | 9.7571 | 0 | 2.9912 | 0.037966 | 0 | 2.3315
MISO_W_2_MISO_WUMS | MISO_W | MISO_WUMS | 2045 | B17 | 100 | 0 | 1629 | 1629 | 0 | 1629 | 0 | 2270.69 | 8.8669 | 0 | 2.9912 | 0.13801 | 0 | 2.3315
MISO_W_2_MISO_WUMS | MISO_W | MISO_WUMS | 2045 | B18 | 400 | 0 | 1629 | 1559.71 | 0 | 1629 | 0 | 1017.67 | 0 | 0 | 2.9912 | 0 | 0 | 2.3315
MISO_W_2_MISO_WUMS | MISO_W | MISO_WUMS | 2045 | B19 | 700 | 0 | 1629 | 1629 | 0 | 1629 | 0 | 1648.35 | 0.02374 | 0 | 2.9912 | 0.0025865 | 0 | 2.3315
MISO_W_2_MISO_WUMS | MISO_W | MISO_WUMS | 2045 | B20 | 935 | 0 | 1629 | 1629 | 0 | 1629 | 0 | 4197.08 | 17.3777 | 0 | 2.9912 | 2.5289 | 0 | 2.3315
MISO_W_2_MISO_WUMS | MISO_W | MISO_WUMS | 2050 | B1 | 10 | 0 | 1629 | 0 | 0 | 1096.1 | 0 | 0 | 0 | 0 | 0 | 0 | 0 | 2.3345
MISO_W_2_MISO_WUMS | MISO_W | MISO_WUMS | 2050 | B2 | 25 | 0 | 1629 | 0 | 0 | 1567.77 | 0 | 0 | 0 | 0 | 0 | 0 | 0 | 2.3345
MISO_W_2_MISO_WUMS | MISO_W | MISO_WUMS | 2050 | B3 | 75 | 0 | 1629 | 0 | 0 | 0 | 0 | 0 | 0 | 0 | 0 | 0 | 0 | 2.3345
MISO_W_2_MISO_WUMS | MISO_W | MISO_WUMS | 2050 | B4 | 100 | 0 | 1629 | 0 | 0 | 1417.69 | 0 | 0 | 0 | 0 | 0 | 0 | 0 | 2.3345
MISO_W_2_MISO_WUMS | MISO_W | MISO_WUMS | 2050 | B5 | 200 | 0 | 1629 | 0 | 0 | 1629 | 0 | 0 | 0 | 0 | 3.2168 | 0 | 0 | 2.3345
MISO_W_2_MISO_WUMS | MISO_W | MISO_WUMS | 2050 | B6 | 300 | 0 | 1629 | 458.13 | 0 | 1629 | 0 | 0 | 0 | 0 | 3.5491 | 0 | 0 | 2.3345
MISO_W_2_MISO_WUMS | MISO_W | MISO_WUMS | 2050 | B7 | 400 | 0 | 1629 | 385.1 | 0 | 1629 | 0 | 0 | 0 | 0 | 3.5729 | 0 | 0 | 2.3345
MISO_W_2_MISO_WUMS | MISO_W | MISO_WUMS | 2050 | B8 | 500 | 0 | 1629 | 1629 | 0 | 1629 | 0 | 1370.53 | 3.7153 | 0 | 5.294 | 0.27218 | 0 | 2.3345
MISO_W_2_MISO_WUMS | MISO_W | MISO_WUMS | 2050 | B9 | 800 | 0 | 1629 | 1629 | 0 | 1629 | 0 | 1698.26 | 5.2822 | 0 | 5.294 | 0.61915 | 0 | 2.3345
MISO_W_2_MISO_WUMS | MISO_W | MISO_WUMS | 2050 | B10 | 1262 | 0 | 1629 | 1629 | 0 | 1629 | 0 | 4586.58 | 16.1907 | 0 | 5.294 | 2.9938 | 0 | 2.3345
MISO_W_2_MISO_WUMS | MISO_W | MISO_WUMS | 2050 | B11 | 25 | 0 | 1629 | 150.75 | 0 | 1629 | 0 | 0 | 0 | 0 | 3.5254 | 0 | 0 | 2.3345
MISO_W_2_MISO_WUMS | MISO_W | MISO_WUMS | 2050 | B12 | 200 | 0 | 1629 | 1193 | 0 | 1629 | 0 | 0 | 0 | 0 | 3.7272 | 0 | 0 | 2.3345
MISO_W_2_MISO_WUMS | MISO_W | MISO_WUMS | 2050 | B13 | 600 | 0 | 1629 | 1378.13 | 0 | 1629 | 0 | 0 | 0 | 0 | 5.0685 | 0 | 0 | 2.3345
MISO_W_2_MISO_WUMS | MISO_W | MISO_WUMS | 2050 | B14 | 900 | 0 | 1629 | 1629 | 0 | 1629 | 0 | 2280.17 | 2.5283 | 0 | 5.294 | 0.3334 | 0 | 2.3345
MISO_W_2_MISO_WUMS | MISO_W | MISO_WUMS | 2050 | B15 | 1203 | 0 | 1629 | 1629 | 0 | 1629 | 0 | 4164.4 | 14.4814 | 0 | 5.294 | 2.5525 | 0 | 2.3345
MISO_W_2_MISO_WUMS | MISO_W | MISO_WUMS | 2050 | B16 | 25 | 0 | 1629 | 1629 | 0 | 1629 | 0 | 0 | 11.9887 | 0 | 5.0685 | 0.043915 | 0 | 2.3345
MISO_W_2_MISO_WUMS | MISO_W | MISO_WUMS | 2050 | B17 | 100 | 0 | 1629 | 1629 | 0 | 1629 | 0 | 221.46 | 11.4071 | 0 | 5.294 | 0.16714 | 0 | 2.3345
MISO_W_2_MISO_WUMS | MISO_W | MISO_WUMS | 2050 | B18 | 400 | 0 | 1629 | 1629 | 0 | 1629 | 0 | 0 | 1.7449 | 0 | 5.0685 | 0.10226 | 0 | 2.3345
MISO_W_2_MISO_WUMS | MISO_W | MISO_WUMS | 2050 | B19 | 700 | 0 | 1629 | 1629 | 0 | 1629 | 0 | 1214.46 | 0.4748 | 0 | 5.294 | 0.048697 | 0 | 2.3345
MISO_W_2_MISO_WUMS | MISO_W | MISO_WUMS | 2050 | B20 | 935 | 0 | 1629 | 1629 | 0 | 1629 | 0 | 1979.47 | 16.0957 | 0 | 5.294 | 2.2051 | 0 | 2.3345
MISO_W_2_NE | MISO_W | NE | 2015 | B1 | 10 | 0 | 2800 | 0 | 0 | 0 | 0 | 0 | 0 | 0 | 0 | 0 | 0 | Infinite
MISO_W_2_NE | MISO_W | NE | 2015 | B2 | 25 | 0 | 2800 | 0 | 0 | 0 | 0 | 0 | 0 | 0 | 0 | 0 | 0 | Infinite
MISO_W_2_NE | MISO_W | NE | 2015 | B3 | 75 | 0 | 2800 | 0 | 0 | 0 | 0 | 0 | 0 | 0 | 0 | 0 | 0 | Infinite
MISO_W_2_NE | MISO_W | NE | 2015 | B4 | 100 | 0 | 2800 | 0 | 0 | 0 | 0 | 0 | 0 | 0 | 0 | 0 | 0 | Infinite
MISO_W_2_NE | MISO_W | NE | 2015 | B5 | 200 | 0 | 2800 | 0 | 0 | 0 | 0 | 0 | 0 | 0 | 0 | 0 | 0 | Infinite
MISO_W_2_NE | MISO_W | NE | 2015 | B6 | 300 | 0 | 2800 | 0 | 0 | 0 | 0 | 0 | 0 | 0 | 0 | 0 | 0 | Infinite
MISO_W_2_NE | MISO_W | NE | 2015 | B7 | 400 | 0 | 2800 | 0 | 0 | 0 | 0 | 0 | 0 | 0 | 0 | 0 | 0 | Infinite
MISO_W_2_NE | MISO_W | NE | 2015 | B8 | 500 | 0 | 2800 | 0 | 0 | 0 | 0 | 0 | 0 | 0 | 0 | 0 | 0 | Infinite
MISO_W_2_NE | MISO_W | NE | 2015 | B9 | 800 | 0 | 2800 | 0 | 0 | 0 | 0 | 0 | 0 | 0 | 0 | 0 | 0 | Infinite
MISO_W_2_NE | MISO_W | NE | 2015 | B10 | 1262 | 0 | 2800 | 0 | 0 | 0 | 0 | 0 | 0 | 0 | 0 | 0 | 0 | Infinite
MISO_W_2_NE | MISO_W | NE | 2015 | B11 | 25 | 0 | 2800 | 0 | 0 | 0 | 0 | 0 | 0 | 0 | 0 | 0 | 0 | Infinite
MISO_W_2_NE | MISO_W | NE | 2015 | B12 | 200 | 0 | 2800 | 0 | 0 | 0 | 0 | 0 | 0 | 0 | 0 | 0 | 0 | Infinite
MISO_W_2_NE | MISO_W | NE | 2015 | B13 | 600 | 0 | 2800 | 0 | 0 | 0 | 0 | 0 | 0 | 0 | 0 | 0 | 0 | Infinite
MISO_W_2_NE | MISO_W | NE | 2015 | B14 | 900 | 0 | 2800 | 0 | 0 | 0 | 0 | 0 | 0 | 0 | 0 | 0 | 0 | Infinite
MISO_W_2_NE | MISO_W | NE | 2015 | B15 | 1203 | 0 | 2800 | 0 | 0 | 0 | 0 | 0 | 0 | 0 | 0 | 0 | 0 | Infinite
MISO_W_2_NE | MISO_W | NE | 2015 | B16 | 25 | 0 | 2800 | 0 | 0 | 0 | 0 | 0 | 0 | 0 | 0 | 0 | 0 | Infinite
MISO_W_2_NE | MISO_W | NE | 2015 | B17 | 100 | 0 | 2800 | 0 | 0 | 0 | 0 | 0 | 0 | 0 | 0 | 0 | 0 | Infinite
MISO_W_2_NE | MISO_W | NE | 2015 | B18 | 400 | 0 | 2800 | 0 | 0 | 0 | 0 | 0 | 0 | 0 | 0 | 0 | 0 | Infinite
MISO_W_2_NE | MISO_W | NE | 2015 | B19 | 700 | 0 | 2800 | 0 | 0 | 0 | 0 | 0 | 0 | 0 | 0 | 0 | 0 | Infinite
MISO_W_2_NE | MISO_W | NE | 2015 | B20 | 935 | 0 | 2800 | 0 | 0 | 0 | 0 | 0 | 0 | 0 | 0 | 0 | 0 | Infinite
MISO_W_2_NE | MISO_W | NE | 2020 | B1 | 10 | 0 | 2800 | 0 | 0 | 0 | 0 | 0 | 0 | 0 | 0 | 0 | 0 | Infinite
MISO_W_2_NE | MISO_W | NE | 2020 | B2 | 25 | 0 | 2800 | 0 | 0 | 0 | 0 | 0 | 0 | 0 | 0 | 0 | 0 | Infinite
MISO_W_2_NE | MISO_W | NE | 2020 | B3 | 75 | 0 | 2800 | 0 | 0 | 0 | 0 | 0 | 0 | 0 | 0 | 0 | 0 | Infinite
MISO_W_2_NE | MISO_W | NE | 2020 | B4 | 100 | 0 | 2800 | 0 | 0 | 0 | 0 | 0 | 0 | 0 | 0 | 0 | 0 | Infinite
MISO_W_2_NE | MISO_W | NE | 2020 | B5 | 200 | 0 | 2800 | 0 | 0 | 0 | 0 | 0 | 0 | 0 | 0 | 0 | 0 | Infinite
MISO_W_2_NE | MISO_W | NE | 2020 | B6 | 300 | 0 | 2800 | 0 | 0 | 0 | 0 | 0 | 0 | 0 | 0 | 0 | 0 | Infinite
MISO_W_2_NE | MISO_W | NE | 2020 | B7 | 400 | 0 | 2800 | 0 | 0 | 0 | 0 | 0 | 0 | 0 | 0 | 0 | 0 | Infinite
MISO_W_2_NE | MISO_W | NE | 2020 | B8 | 500 | 0 | 2800 | 0 | 0 | 0 | 0 | 0 | 0 | 0 | 0 | 0 | 0 | Infinite
MISO_W_2_NE | MISO_W | NE | 2020 | B9 | 800 | 0 | 2800 | 0 | 0 | 0 | 0 | 0 | 0 | 0 | 0 | 0 | 0 | Infinite
MISO_W_2_NE | MISO_W | NE | 2020 | B10 | 1262 | 0 | 2800 | 0 | 0 | 0 | 0 | 0 | 0 | 0 | 0 | 0 | 0 | Infinite
MISO_W_2_NE | MISO_W | NE | 2020 | B11 | 25 | 0 | 2800 | 0 | 0 | 0 | 0 | 0 | 0 | 0 | 0 | 0 | 0 | Infinite
MISO_W_2_NE | MISO_W | NE | 2020 | B12 | 200 | 0 | 2800 | 0 | 0 | 0 | 0 | 0 | 0 | 0 | 0 | 0 | 0 | Infinite
MISO_W_2_NE | MISO_W | NE | 2020 | B13 | 600 | 0 | 2800 | 0 | 0 | 0 | 0 | 0 | 0 | 0 | 0 | 0 | 0 | Infinite
MISO_W_2_NE | MISO_W | NE | 2020 | B14 | 900 | 0 | 2800 | 0 | 0 | 0 | 0 | 0 | 0 | 0 | 0 | 0 | 0 | Infinite
MISO_W_2_NE | MISO_W | NE | 2020 | B15 | 1203 | 0 | 2800 | 0 | 0 | 0 | 0 | 0 | 0 | 0 | 0 | 0 | 0 | Infinite
MISO_W_2_NE | MISO_W | NE | 2020 | B16 | 25 | 0 | 2800 | 0 | 0 | 0 | 0 | 0 | 0 | 0 | 0 | 0 | 0 | Infinite
MISO_W_2_NE | MISO_W | NE | 2020 | B17 | 100 | 0 | 2800 | 0 | 0 | 0 | 0 | 0 | 0 | 0 | 0 | 0 | 0 | Infinite
MISO_W_2_NE | MISO_W | NE | 2020 | B18 | 400 | 0 | 2800 | 0 | 0 | 0 | 0 | 0 | 0 | 0 | 0 | 0 | 0 | Infinite
MISO_W_2_NE | MISO_W | NE | 2020 | B19 | 700 | 0 | 2800 | 0 | 0 | 0 | 0 | 0 | 0 | 0 | 0 | 0 | 0 | Infinite
MISO_W_2_NE | MISO_W | NE | 2020 | B20 | 935 | 0 | 2800 | 0 | 0 | 0 | 0 | 0 | 0 | 0 | 0 | 0 | 0 | Infinite
MISO_W_2_NE | MISO_W | NE | 2025 | B1 | 10 | 0 | 2800 | 0 | 0 | 0 | 0 | 0 | 0 | 0 | 0 | 0 | 0 | Infinite
MISO_W_2_NE | MISO_W | NE | 2025 | B2 | 25 | 0 | 2800 | 0 | 0 | 0 | 0 | 0 | 0 | 0 | 0 | 0 | 0 | Infinite
MISO_W_2_NE | MISO_W | NE | 2025 | B3 | 75 | 0 | 2800 | 0 | 0 | 0 | 0 | 0 | 0 | 0 | 0 | 0 | 0 | Infinite
MISO_W_2_NE | MISO_W | NE | 2025 | B4 | 100 | 0 | 2800 | 0 | 0 | 0 | 0 | 0 | 0 | 0 | 0 | 0 | 0 | Infinite
MISO_W_2_NE | MISO_W | NE | 2025 | B5 | 200 | 0 | 2800 | 0 | 0 | 0 | 0 | 0 | 0 | 0 | 0 | 0 | 0 | Infinite
MISO_W_2_NE | MISO_W | NE | 2025 | B6 | 300 | 0 | 2800 | 0 | 0 | 0 | 0 | 0 | 0 | 0 | 0 | 0 | 0 | Infinite
MISO_W_2_NE | MISO_W | NE | 2025 | B7 | 400 | 0 | 2800 | 0 | 0 | 0 | 0 | 0 | 0 | 0 | 0 | 0 | 0 | Infinite
MISO_W_2_NE | MISO_W | NE | 2025 | B8 | 500 | 0 | 2800 | 0 | 0 | 0 | 0 | 0 | 0 | 0 | 0 | 0 | 0 | Infinite
MISO_W_2_NE | MISO_W | NE | 2025 | B9 | 800 | 0 | 2800 | 0 | 0 | 0 | 0 | 0 | 0 | 0 | 0 | 0 | 0 | Infinite
MISO_W_2_NE | MISO_W | NE | 2025 | B10 | 1262 | 0 | 2800 | 0 | 0 | 0 | 0 | 0 | 0 | 0 | 0 | 0 | 0 | Infinite
MISO_W_2_NE | MISO_W | NE | 2025 | B11 | 25 | 0 | 2800 | 0 | 0 | 0 | 0 | 0 | 0 | 0 | 0 | 0 | 0 | Infinite
MISO_W_2_NE | MISO_W | NE | 2025 | B12 | 200 | 0 | 2800 | 0 | 0 | 0 | 0 | 0 | 0 | 0 | 0 | 0 | 0 | Infinite
MISO_W_2_NE | MISO_W | NE | 2025 | B13 | 600 | 0 | 2800 | 0 | 0 | 0 | 0 | 0 | 0 | 0 | 0 | 0 | 0 | Infinite
MISO_W_2_NE | MISO_W | NE | 2025 | B14 | 900 | 0 | 2800 | 0 | 0 | 0 | 0 | 0 | 0 | 0 | 0 | 0 | 0 | Infinite
MISO_W_2_NE | MISO_W | NE | 2025 | B15 | 1203 | 0 | 2800 | 0 | 0 | 0 | 0 | 0 | 0 | 0 | 0 | 0 | 0 | Infinite
MISO_W_2_NE | MISO_W | NE | 2025 | B16 | 25 | 0 | 2800 | 0 | 0 | 0 | 0 | 0 | 0 | 0 | 0 | 0 | 0 | Infinite
MISO_W_2_NE | MISO_W | NE | 2025 | B17 | 100 | 0 | 2800 | 0 | 0 | 0 | 0 | 0 | 0 | 0 | 0 | 0 | 0 | Infinite
MISO_W_2_NE | MISO_W | NE | 2025 | B18 | 400 | 0 | 2800 | 0 | 0 | 0 | 0 | 0 | 0 | 0 | 0 | 0 | 0 | Infinite
MISO_W_2_NE | MISO_W | NE | 2025 | B19 | 700 | 0 | 2800 | 0 | 0 | 0 | 0 | 0 | 0 | 0 | 0 | 0 | 0 | Infinite
MISO_W_2_NE | MISO_W | NE | 2025 | B20 | 935 | 0 | 2800 | 0 | 0 | 0 | 0 | 0 | 0 | 0 | 0 | 0 | 0 | Infinite
MISO_W_2_NE | MISO_W | NE | 2030 | B1 | 10 | 0 | 2800 | 0 | 0 | 0 | 0 | 0 | 0 | 0 | 0 | 0 | 0 | Infinite
MISO_W_2_NE | MISO_W | NE | 2030 | B2 | 25 | 0 | 2800 | 0 | 0 | 0 | 0 | 0 | 0 | 0 | 0 | 0 | 0 | Infinite
MISO_W_2_NE | MISO_W | NE | 2030 | B3 | 75 | 0 | 2800 | 0 | 0 | 0 | 0 | 0 | 0 | 0 | 0 | 0 | 0 | Infinite
MISO_W_2_NE | MISO_W | NE | 2030 | B4 | 100 | 0 | 2800 | 0 | 0 | 0 | 0 | 0 | 0 | 0 | 0 | 0 | 0 | Infinite
MISO_W_2_NE | MISO_W | NE | 2030 | B5 | 200 | 0 | 2800 | 0 | 0 | 0 | 0 | 0 | 0 | 0 | 0 | 0 | 0 | Infinite
MISO_W_2_NE | MISO_W | NE | 2030 | B6 | 300 | 0 | 2800 | 0 | 0 | 0 | 0 | 0 | 0 | 0 | 0 | 0 | 0 | Infinite
MISO_W_2_NE | MISO_W | NE | 2030 | B7 | 400 | 0 | 2800 | 0 | 0 | 0 | 0 | 0 | 0 | 0 | 0 | 0 | 0 | Infinite
MISO_W_2_NE | MISO_W | NE | 2030 | B8 | 500 | 0 | 2800 | 0 | 0 | 0 | 0 | 0 | 0 | 0 | 0 | 0 | 0 | Infinite
MISO_W_2_NE | MISO_W | NE | 2030 | B9 | 800 | 0 | 2800 | 0 | 0 | 0 | 0 | 0 | 0 | 0 | 0 | 0 | 0 | Infinite
MISO_W_2_NE | MISO_W | NE | 2030 | B10 | 1262 | 0 | 2800 | 0 | 0 | 0 | 0 | 0 | 0 | 0 | 0 | 0 | 0 | Infinite
MISO_W_2_NE | MISO_W | NE | 2030 | B11 | 25 | 0 | 2800 | 0 | 0 | 0 | 0 | 0 | 0 | 0 | 0 | 0 | 0 | Infinite
MISO_W_2_NE | MISO_W | NE | 2030 | B12 | 200 | 0 | 2800 | 0 | 0 | 0 | 0 | 0 | 0 | 0 | 0 | 0 | 0 | Infinite
MISO_W_2_NE | MISO_W | NE | 2030 | B13 | 600 | 0 | 2800 | 0 | 0 | 0 | 0 | 0 | 0 | 0 | 0 | 0 | 0 | Infinite
MISO_W_2_NE | MISO_W | NE | 2030 | B14 | 900 | 0 | 2800 | 0 | 0 | 0 | 0 | 0 | 0 | 0 | 0 | 0 | 0 | Infinite
MISO_W_2_NE | MISO_W | NE | 2030 | B15 | 1203 | 0 | 2800 | 0 | 0 | 0 | 0 | 0 | 0 | 0 | 0 | 0 | 0 | Infinite
MISO_W_2_NE | MISO_W | NE | 2030 | B16 | 25 | 0 | 2800 | 0 | 0 | 0 | 0 | 0 | 0 | 0 | 0 | 0 | 0 | Infinite
MISO_W_2_NE | MISO_W | NE | 2030 | B17 | 100 | 0 | 2800 | 0 | 0 | 0 | 0 | 0 | 0 | 0 | 0 | 0 | 0 | Infinite
MISO_W_2_NE | MISO_W | NE | 2030 | B18 | 400 | 0 | 2800 | 0 | 0 | 0 | 0 | 0 | 0 | 0 | 0 | 0 | 0 | Infinite
MISO_W_2_NE | MISO_W | NE | 2030 | B19 | 700 | 0 | 2800 | 0 | 0 | 0 | 0 | 0 | 0 | 0 | 0 | 0 | 0 | Infinite
MISO_W_2_NE | MISO_W | NE | 2030 | B20 | 935 | 0 | 2800 | 0 | 0 | 0 | 0 | 0 | 0 | 0 | 0 | 0 | 0 | Infinite
MISO_W_2_NE | MISO_W | NE | 2035 | B1 | 10 | 0 | 2800 | 0 | 0 | 0 | 0 | 0 | 0 | 0 | 0 | 0 | 0 | Infinite
MISO_W_2_NE | MISO_W | NE | 2035 | B2 | 25 | 0 | 2800 | 0 | 0 | 0 | 0 | 0 | 0 | 0 | 0 | 0 | 0 | Infinite
MISO_W_2_NE | MISO_W | NE | 2035 | B3 | 75 | 0 | 2800 | 0 | 0 | 0 | 0 | 0 | 0 | 0 | 0 | 0 | 0 | Infinite
MISO_W_2_NE | MISO_W | NE | 2035 | B4 | 100 | 0 | 2800 | 0 | 0 | 0 | 0 | 0 | 0 | 0 | 0 | 0 | 0 | Infinite
MISO_W_2_NE | MISO_W | NE | 2035 | B5 | 200 | 0 | 2800 | 0 | 0 | 0 | 0 | 0 | 0 | 0 | 0 | 0 | 0 | Infinite
MISO_W_2_NE | MISO_W | NE | 2035 | B6 | 300 | 0 | 2800 | 0 | 0 | 0 | 0 | 0 | 0 | 0 | 0 | 0 | 0 | Infinite
MISO_W_2_NE | MISO_W | NE | 2035 | B7 | 400 | 0 | 2800 | 0 | 0 | 0 | 0 | 0 | 0 | 0 | 0 | 0 | 0 | Infinite
MISO_W_2_NE | MISO_W | NE | 2035 | B8 | 500 | 0 | 2800 | 0 | 0 | 0 | 0 | 0 | 0 | 0 | 0 | 0 | 0 | Infinite
MISO_W_2_NE | MISO_W | NE | 2035 | B9 | 800 | 0 | 2800 | 0 | 0 | 0 | 0 | 0 | 0 | 0 | 0 | 0 | 0 | Infinite
MISO_W_2_NE | MISO_W | NE | 2035 | B10 | 1262 | 0 | 2800 | 0 | 0 | 0 | 0 | 0 | 0 | 0 | 0 | 0 | 0 | Infinite
MISO_W_2_NE | MISO_W | NE | 2035 | B11 | 25 | 0 | 2800 | 0 | 0 | 0 | 0 | 0 | 0 | 0 | 0 | 0 | 0 | Infinite
MISO_W_2_NE | MISO_W | NE | 2035 | B12 | 200 | 0 | 2800 | 0 | 0 | 0 | 0 | 0 | 0 | 0 | 0 | 0 | 0 | Infinite
MISO_W_2_NE | MISO_W | NE | 2035 | B13 | 600 | 0 | 2800 | 0 | 0 | 0 | 0 | 0 | 0 | 0 | 0 | 0 | 0 | Infinite
MISO_W_2_NE | MISO_W | NE | 2035 | B14 | 900 | 0 | 2800 | 0 | 0 | 0 | 0 | 0 | 0 | 0 | 0 | 0 | 0 | Infinite
MISO_W_2_NE | MISO_W | NE | 2035 | B15 | 1203 | 0 | 2800 | 0 | 0 | 0 | 0 | 0 | 0 | 0 | 0 | 0 | 0 | Infinite
MISO_W_2_NE | MISO_W | NE | 2035 | B16 | 25 | 0 | 2800 | 0 | 0 | 0 | 0 | 0 | 0 | 0 | 0 | 0 | 0 | Infinite
MISO_W_2_NE | MISO_W | NE | 2035 | B17 | 100 | 0 | 2800 | 0 | 0 | 0 | 0 | 0 | 0 | 0 | 0 | 0 | 0 | Infinite
MISO_W_2_NE | MISO_W | NE | 2035 | B18 | 400 | 0 | 2800 | 0 | 0 | 0 | 0 | 0 | 0 | 0 | 0 | 0 | 0 | Infinite
MISO_W_2_NE | MISO_W | NE | 2035 | B19 | 700 | 0 | 2800 | 0 | 0 | 0 | 0 | 0 | 0 | 0 | 0 | 0 | 0 | Infinite
MISO_W_2_NE | MISO_W | NE | 2035 | B20 | 935 | 0 | 2800 | 0 | 0 | 0 | 0 | 0 | 0 | 0 | 0 | 0 | 0 | Infinite
MISO_W_2_NE | MISO_W | NE | 2040 | B1 | 10 | 0 | 2800 | 0 | 0 | 0 | 0 | 0 | 0 | 0 | 0 | 0 | 0 | Infinite
MISO_W_2_NE | MISO_W | NE | 2040 | B2 | 25 | 0 | 2800 | 0 | 0 | 0 | 0 | 0 | 0 | 0 | 0 | 0 | 0 | Infinite
MISO_W_2_NE | MISO_W | NE | 2040 | B3 | 75 | 0 | 2800 | 0 | 0 | 0 | 0 | 0 | 0 | 0 | 0 | 0 | 0 | Infinite
MISO_W_2_NE | MISO_W | NE | 2040 | B4 | 100 | 0 | 2800 | 0 | 0 | 0 | 0 | 0 | 0 | 0 | 0 | 0 | 0 | Infinite
MISO_W_2_NE | MISO_W | NE | 2040 | B5 | 200 | 0 | 2800 | 0 | 0 | 0 | 0 | 0 | 0 | 0 | 0 | 0 | 0 | Infinite
MISO_W_2_NE | MISO_W | NE | 2040 | B6 | 300 | 0 | 2800 | 0 | 0 | 0 | 0 | 0 | 0 | 0 | 0 | 0 | 0 | Infinite
MISO_W_2_NE | MISO_W | NE | 2040 | B7 | 400 | 0 | 2800 | 0 | 0 | 0 | 0 | 0 | 0 | 0 | 0 | 0 | 0 | Infinite
MISO_W_2_NE | MISO_W | NE | 2040 | B8 | 500 | 0 | 2800 | 0 | 0 | 0 | 0 | 0 | 0 | 0 | 0 | 0 | 0 | Infinite
MISO_W_2_NE | MISO_W | NE | 2040 | B9 | 800 | 0 | 2800 | 0 | 0 | 0 | 0 | 0 | 0 | 0 | 0 | 0 | 0 | Infinite
MISO_W_2_NE | MISO_W | NE | 2040 | B10 | 1262 | 0 | 2800 | 0 | 0 | 0 | 0 | 0 | 0 | 0 | 0 | 0 | 0 | Infinite
MISO_W_2_NE | MISO_W | NE | 2040 | B11 | 25 | 0 | 2800 | 0 | 0 | 0 | 0 | 0 | 0 | 0 | 0 | 0 | 0 | Infinite
MISO_W_2_NE | MISO_W | NE | 2040 | B12 | 200 | 0 | 2800 | 0 | 0 | 0 | 0 | 0 | 0 | 0 | 0 | 0 | 0 | Infinite
MISO_W_2_NE | MISO_W | NE | 2040 | B13 | 600 | 0 | 2800 | 0 | 0 | 0 | 0 | 0 | 0 | 0 | 0 | 0 | 0 | Infinite
MISO_W_2_NE | MISO_W | NE | 2040 | B14 | 900 | 0 | 2800 | 0 | 0 | 0 | 0 | 0 | 0 | 0 | 0 | 0 | 0 | Infinite
MISO_W_2_NE | MISO_W | NE | 2040 | B15 | 1203 | 0 | 2800 | 0 | 0 | 0 | 0 | 0 | 0 | 0 | 0 | 0 | 0 | Infinite
MISO_W_2_NE | MISO_W | NE | 2040 | B16 | 25 | 0 | 2800 | 0 | 0 | 0 | 0 | 0 | 0 | 0 | 0 | 0 | 0 | Infinite
MISO_W_2_NE | MISO_W | NE | 2040 | B17 | 100 | 0 | 2800 | 0 | 0 | 0 | 0 | 0 | 0 | 0 | 0 | 0 | 0 | Infinite
MISO_W_2_NE | MISO_W | NE | 2040 | B18 | 400 | 0 | 2800 | 0 | 0 | 0 | 0 | 0 | 0 | 0 | 0 | 0 | 0 | Infinite
MISO_W_2_NE | MISO_W | NE | 2040 | B19 | 700 | 0 | 2800 | 0 | 0 | 0 | 0 | 0 | 0 | 0 | 0 | 0 | 0 | Infinite
MISO_W_2_NE | MISO_W | NE | 2040 | B20 | 935 | 0 | 2800 | 0 | 0 | 0 | 0 | 0 | 0 | 0 | 0 | 0 | 0 | Infinite
MISO_W_2_NE | MISO_W | NE | 2045 | B1 | 10 | 0 | 2800 | 0 | 0 | 0 | 0 | 0 | 0 | 0 | 0 | 0 | 0 | Infinite
MISO_W_2_NE | MISO_W | NE | 2045 | B2 | 25 | 0 | 2800 | 0 | 0 | 0 | 0 | 0 | 0 | 0 | 0 | 0 | 0 | Infinite
MISO_W_2_NE | MISO_W | NE | 2045 | B3 | 75 | 0 | 2800 | 0 | 0 | 0 | 0 | 0 | 0 | 0 | 0 | 0 | 0 | Infinite
MISO_W_2_NE | MISO_W | NE | 2045 | B4 | 100 | 0 | 2800 | 0 | 0 | 0 | 0 | 0 | 0 | 0 | 0 | 0 | 0 | Infinite
MISO_W_2_NE | MISO_W | NE | 2045 | B5 | 200 | 0 | 2800 | 0 | 0 | 0 | 0 | 0 | 0 | 0 | 0 | 0 | 0 | Infinite
MISO_W_2_NE | MISO_W | NE | 2045 | B6 | 300 | 0 | 2800 | 0 | 0 | 0 | 0 | 0 | 0 | 0 | 0 | 0 | 0 | Infinite
MISO_W_2_NE | MISO_W | NE | 2045 | B7 | 400 | 0 | 2800 | 0 | 0 | 0 | 0 | 0 | 0 | 0 | 0 | 0 | 0 | Infinite
MISO_W_2_NE | MISO_W | NE | 2045 | B8 | 500 | 0 | 2800 | 0 | 0 | 0 | 0 | 0 | 0 | 0 | 0 | 0 | 0 | Infinite
MISO_W_2_NE | MISO_W | NE | 2045 | B9 | 800 | 0 | 2800 | 0 | 0 | 0 | 0 | 0 | 0 | 0 | 0 | 0 | 0 | Infinite
MISO_W_2_NE | MISO_W | NE | 2045 | B10 | 1262 | 0 | 2800 | 0 | 0 | 0 | 0 | 0 | 0 | 0 | 0 | 0 | 0 | Infinite
MISO_W_2_NE | MISO_W | NE | 2045 | B11 | 25 | 0 | 2800 | 0 | 0 | 0 | 0 | 0 | 0 | 0 | 0 | 0 | 0 | Infinite
MISO_W_2_NE | MISO_W | NE | 2045 | B12 | 200 | 0 | 2800 | 0 | 0 | 0 | 0 | 0 | 0 | 0 | 0 | 0 | 0 | Infinite
MISO_W_2_NE | MISO_W | NE | 2045 | B13 | 600 | 0 | 2800 | 0 | 0 | 0 | 0 | 0 | 0 | 0 | 0 | 0 | 0 | Infinite
MISO_W_2_NE | MISO_W | NE | 2045 | B14 | 900 | 0 | 2800 | 0 | 0 | 0 | 0 | 0 | 0 | 0 | 0 | 0 | 0 | Infinite
MISO_W_2_NE | MISO_W | NE | 2045 | B15 | 1203 | 0 | 2800 | 0 | 0 | 0 | 0 | 0 | 0 | 0 | 0 | 0 | 0 | Infinite
MISO_W_2_NE | MISO_W | NE | 2045 | B16 | 25 | 0 | 2800 | 0 | 0 | 0 | 0 | 0 | 0 | 0 | 0 | 0 | 0 | Infinite
MISO_W_2_NE | MISO_W | NE | 2045 | B17 | 100 | 0 | 2800 | 0 | 0 | 0 | 0 | 0 | 0 | 0 | 0 | 0 | 0 | Infinite
MISO_W_2_NE | MISO_W | NE | 2045 | B18 | 400 | 0 | 2800 | 0 | 0 | 0 | 0 | 0 | 0 | 0 | 0 | 0 | 0 | Infinite
MISO_W_2_NE | MISO_W | NE | 2045 | B19 | 700 | 0 | 2800 | 0 | 0 | 0 | 0 | 0 | 0 | 0 | 0 | 0 | 0 | Infinite
MISO_W_2_NE | MISO_W | NE | 2045 | B20 | 935 | 0 | 2800 | 0 | 0 | 0 | 0 | 0 | 0 | 0 | 0 | 0 | 0 | Infinite
MISO_W_2_NE | MISO_W | NE | 2050 | B1 | 10 | 0 | 2800 | 0 | 0 | 0 | 0 | 0 | 0 | 0 | 0 | 0 | 0 | Infinite
MISO_W_2_NE | MISO_W | NE | 2050 | B2 | 25 | 0 | 2800 | 0 | 0 | 0 | 0 | 0 | 0 | 0 | 0 | 0 | 0 | Infinite
MISO_W_2_NE | MISO_W | NE | 2050 | B3 | 75 | 0 | 2800 | 0 | 0 | 0 | 0 | 0 | 0 | 0 | 0 | 0 | 0 | Infinite
MISO_W_2_NE | MISO_W | NE | 2050 | B4 | 100 | 0 | 2800 | 0 | 0 | 0 | 0 | 0 | 0 | 0 | 0 | 0 | 0 | Infinite
MISO_W_2_NE | MISO_W | NE | 2050 | B5 | 200 | 0 | 2800 | 0 | 0 | 0 | 0 | 0 | 0 | 0 | 0 | 0 | 0 | Infinite
MISO_W_2_NE | MISO_W | NE | 2050 | B6 | 300 | 0 | 2800 | 0 | 0 | 0 | 0 | 0 | 0 | 0 | 0 | 0 | 0 | Infinite
MISO_W_2_NE | MISO_W | NE | 2050 | B7 | 400 | 0 | 2800 | 0 | 0 | 0 | 0 | 0 | 0 | 0 | 0 | 0 | 0 | Infinite
MISO_W_2_NE | MISO_W | NE | 2050 | B8 | 500 | 0 | 2800 | 0 | 0 | 0 | 0 | 0 | 0 | 0 | 0 | 0 | 0 | Infinite
MISO_W_2_NE | MISO_W | NE | 2050 | B9 | 800 | 0 | 2800 | 0 | 0 | 0 | 0 | 0 | 0 | 0 | 0 | 0 | 0 | Infinite
MISO_W_2_NE | MISO_W | NE | 2050 | B10 | 1262 | 0 | 2800 | 0 | 0 | 0 | 0 | 0 | 0 | 0 | 0 | 0 | 0 | Infinite
MISO_W_2_NE | MISO_W | NE | 2050 | B11 | 25 | 0 | 2800 | 0 | 0 | 0 | 0 | 0 | 0 | 0 | 0 | 0 | 0 | Infinite
MISO_W_2_NE | MISO_W | NE | 2050 | B12 | 200 | 0 | 2800 | 0 | 0 | 0 | 0 | 0 | 0 | 0 | 0 | 0 | 0 | Infinite
MISO_W_2_NE | MISO_W | NE | 2050 | B13 | 600 | 0 | 2800 | 0 | 0 | 0 | 0 | 0 | 0 | 0 | 0 | 0 | 0 | Infinite
MISO_W_2_NE | MISO_W | NE | 2050 | B14 | 900 | 0 | 2800 | 0 | 0 | 0 | 0 | 0 | 0 | 0 | 0 | 0 | 0 | Infinite
MISO_W_2_NE | MISO_W | NE | 2050 | B15 | 1203 | 0 | 2800 | 0 | 0 | 0 | 0 | 0 | 0 | 0 | 0 | 0 | 0 | Infinite
MISO_W_2_NE | MISO_W | NE | 2050 | B16 | 25 | 0 | 2800 | 0 | 0 | 0 | 0 | 0 | 0 | 0 | 0 | 0 | 0 | Infinite
MISO_W_2_NE | MISO_W | NE | 2050 | B17 | 100 | 0 | 2800 | 0 | 0 | 0 | 0 | 0 | 0 | 0 | 0 | 0 | 0 | Infinite
MISO_W_2_NE | MISO_W | NE | 2050 | B18 | 400 | 0 | 2800 | 0 | 0 | 0 | 0 | 0 | 0 | 0 | 0 | 0 | 0 | Infinite
MISO_W_2_NE | MISO_W | NE | 2050 | B19 | 700 | 0 | 2800 | 0 | 0 | 0 | 0 | 0 | 0 | 0 | 0 | 0 | 0 | Infinite
MISO_W_2_NE | MISO_W | NE | 2050 | B20 | 935 | 0 | 2800 | 0 | 0 | 0 | 0 | 0 | 0 | 0 | 0 | 0 | 0 | Infinite
MISO_W_2_PJM_ROR | MISO_W | PJM_ROR | 2015 | B1 | 10 | 0 | 773 | 773 | 0 | 773 | 0 | 0 | 0.01187 | 0 | 0.02374 | 0.00014216 | 0 | Infinite | xxx
MISO_W_2_PJM_ROR | MISO_W | PJM_ROR | 2015 | B2 | 25 | 0 | 773 | 0 | 0 | 773 | 0 | 0 | 0 | 0 | 0.01187 | 0 | 0 | Infinite
MISO_W_2_PJM_ROR | MISO_W | PJM_ROR | 2015 | B3 | 75 | 0 | 773 | 0 | 0 | 0 | 0 | 0 | 0 | 0 | 0 | 0 | 0 | Infinite
MISO_W_2_PJM_ROR | MISO_W | PJM_ROR | 2015 | B4 | 100 | 0 | 773 | 0 | 0 | 97.07 | 0 | 0 | 0 | 0 | 0 | 0 | 0 | Infinite
MISO_W_2_PJM_ROR | MISO_W | PJM_ROR | 2015 | B5 | 200 | 0 | 773 | 0 | 0 | 622.64 | 0 | 0 | 0 | 0 | 0 | 0 | 0 | Infinite
MISO_W_2_PJM_ROR | MISO_W | PJM_ROR | 2015 | B6 | 300 | 0 | 773 | 0 | 0 | 0 | 0 | 0 | 0 | 0 | 0 | 0 | 0 | Infinite
MISO_W_2_PJM_ROR | MISO_W | PJM_ROR | 2015 | B7 | 400 | 0 | 773 | 0 | 0 | 773 | 0 | 0 | 0 | 0 | 0.01187 | 0 | 0 | Infinite
MISO_W_2_PJM_ROR | MISO_W | PJM_ROR | 2015 | B8 | 500 | 0 | 773 | 773 | 0 | 773 | 0 | 0 | 0.01187 | 0 | 0.01187 | 0.0071078 | 0 | Infinite
MISO_W_2_PJM_ROR | MISO_W | PJM_ROR | 2015 | B9 | 800 | 0 | 773 | 0 | 0 | 144.02 | 0 | 0 | 0 | 0 | 0 | 0 | 0 | Infinite
MISO_W_2_PJM_ROR | MISO_W | PJM_ROR | 2015 | B10 | 1262 | 0 | 773 | 0 | 0 | 0 | 0 | 0 | 0 | 0 | 0 | 0 | 0 | Infinite
MISO_W_2_PJM_ROR | MISO_W | PJM_ROR | 2015 | B11 | 25 | 0 | 773 | 0 | 0 | 0 | 0 | 0 | 0 | 0 | 0 | 0 | 0 | Infinite
MISO_W_2_PJM_ROR | MISO_W | PJM_ROR | 2015 | B12 | 200 | 0 | 773 | 773 | 0 | 250.36 | 0 | 0 | 0.01187 | 0 | 0 | 0.0028431 | 0 | Infinite
MISO_W_2_PJM_ROR | MISO_W | PJM_ROR | 2015 | B13 | 600 | 0 | 773 | 463.63 | 0 | 464.37 | 0 | 0 | 0 | 0 | 0 | 0 | 0 | Infinite
MISO_W_2_PJM_ROR | MISO_W | PJM_ROR | 2015 | B14 | 900 | 0 | 773 | 279.88 | 0 | 0 | 0 | 0 | 0 | 0 | 0 | 0 | 0 | Infinite
MISO_W_2_PJM_ROR | MISO_W | PJM_ROR | 2015 | B15 | 1203 | 0 | 773 | 0 | 0 | 0 | 0 | 0 | 0 | 0 | 0 | 0 | 0 | Infinite
MISO_W_2_PJM_ROR | MISO_W | PJM_ROR | 2015 | B16 | 25 | 0 | 773 | 773 | 0 | 773 | 0 | 0 | 0.01187 | 0 | 0.01187 | 0.00035539 | 0 | Infinite
MISO_W_2_PJM_ROR | MISO_W | PJM_ROR | 2015 | B17 | 100 | 0 | 773 | 773 | 0 | 773 | 0 | 0 | 0.01187 | 0 | 0.03561 | 0.0014216 | 0 | Infinite
MISO_W_2_PJM_ROR | MISO_W | PJM_ROR | 2015 | B18 | 400 | 0 | 773 | 307.99 | 0 | 773 | 0 | 0 | 0 | 0 | 0.01187 | 0 | 0 | Infinite
MISO_W_2_PJM_ROR | MISO_W | PJM_ROR | 2015 | B19 | 700 | 0 | 773 | 0 | 0 | 154.24 | 0 | 0 | 0 | 0 | 0 | 0 | 0 | Infinite
MISO_W_2_PJM_ROR | MISO_W | PJM_ROR | 2015 | B20 | 935 | 0 | 773 | 0 | 0 | 0 | 0 | 0 | 0 | 0 | 0 | 0 | 0 | Infinite
MISO_W_2_PJM_ROR | MISO_W | PJM_ROR | 2020 | B1 | 10 | 0 | 773 | 773 | 0 | 773 | 0 | 0 | 0.01187 | 0 | 0.01187 | 0.01187 | 0 | Infinite
MISO_W_2_PJM_ROR | MISO_W | PJM_ROR | 2020 | B2 | 25 | 0 | 773 | 0 | 0 | 0 | 0 | 0 | 0 | 0 | 0 | 0 | 0 | Infinite
MISO_W_2_PJM_ROR | MISO_W | PJM_ROR | 2020 | B3 | 75 | 0 | 773 | 0 | 0 | 0 | 0 | 0 | 0 | 0 | 0 | 0 | 0 | Infinite
MISO_W_2_PJM_ROR | MISO_W | PJM_ROR | 2020 | B4 | 100 | 0 | 773 | 0 | 0 | 0 | 0 | 0 | 0 | 0 | 0 | 0 | 0 | Infinite
MISO_W_2_PJM_ROR | MISO_W | PJM_ROR | 2020 | B5 | 200 | 0 | 773 | 0 | 0 | 0 | 0 | 0 | 0 | 0 | 0 | 0 | 0 | Infinite
MISO_W_2_PJM_ROR | MISO_W | PJM_ROR | 2020 | B6 | 300 | 0 | 773 | 0 | 0 | 0 | 0 | 0 | 0 | 0 | 0 | 0 | 0 | Infinite
MISO_W_2_PJM_ROR | MISO_W | PJM_ROR | 2020 | B7 | 400 | 0 | 773 | 0 | 0 | 0 | 0 | 0 | 0 | 0 | 0 | 0 | 0 | Infinite
MISO_W_2_PJM_ROR | MISO_W | PJM_ROR | 2020 | B8 | 500 | 0 | 773 | 0 | 0 | 0 | 0 | 0 | 0 | 0 | 0 | 0 | 0 | Infinite
MISO_W_2_PJM_ROR | MISO_W | PJM_ROR | 2020 | B9 | 800 | 0 | 773 | 0 | 0 | 0 | 0 | 0 | 0 | 0 | 0 | 0 | 0 | Infinite
MISO_W_2_PJM_ROR | MISO_W | PJM_ROR | 2020 | B10 | 1262 | 0 | 773 | 0 | 0 | 0 | 0 | 0 | 0 | 0 | 0 | 0 | 0 | Infinite
MISO_W_2_PJM_ROR | MISO_W | PJM_ROR | 2020 | B11 | 25 | 0 | 773 | 0 | 0 | 0 | 0 | 0 | 0 | 0 | 0 | 0 | 0 | Infinite
MISO_W_2_PJM_ROR | MISO_W | PJM_ROR | 2020 | B12 | 200 | 0 | 773 | 171.12 | 0 | 0 | 0 | 0 | 0 | 0 | 0 | 0 | 0 | Infinite
MISO_W_2_PJM_ROR | MISO_W | PJM_ROR | 2020 | B13 | 600 | 0 | 773 | 0 | 0 | 0 | 0 | 0 | 0 | 0 | 0 | 0 | 0 | Infinite
MISO_W_2_PJM_ROR | MISO_W | PJM_ROR | 2020 | B14 | 900 | 0 | 773 | 0 | 0 | 0 | 0 | 0 | 0 | 0 | 0 | 0 | 0 | Infinite
MISO_W_2_PJM_ROR | MISO_W | PJM_ROR | 2020 | B15 | 1203 | 0 | 773 | 0 | 0 | 0 | 0 | 0 | 0 | 0 | 0 | 0 | 0 | Infinite
MISO_W_2_PJM_ROR | MISO_W | PJM_ROR | 2020 | B16 | 25 | 0 | 773 | 0 | 0 | 0 | 0 | 0 | 0 | 0 | 0 | 0 | 0 | Infinite
MISO_W_2_PJM_ROR | MISO_W | PJM_ROR | 2020 | B17 | 100 | 0 | 773 | 315.01 | 0 | 355.04 | 0 | 0 | 0 | 0 | 0 | 0 | 0 | Infinite
MISO_W_2_PJM_ROR | MISO_W | PJM_ROR | 2020 | B18 | 400 | 0 | 773 | 0 | 0 | 0 | 0 | 0 | 0 | 0 | 0 | 0 | 0 | Infinite
MISO_W_2_PJM_ROR | MISO_W | PJM_ROR | 2020 | B19 | 700 | 0 | 773 | 0 | 0 | 0 | 0 | 0 | 0 | 0 | 0 | 0 | 0 | Infinite
MISO_W_2_PJM_ROR | MISO_W | PJM_ROR | 2020 | B20 | 935 | 0 | 773 | 0 | 0 | 0 | 0 | 0 | 0 | 0 | 0 | 0 | 0 | Infinite
MISO_W_2_PJM_ROR | MISO_W | PJM_ROR | 2025 | B1 | 10 | 0 | 773 | 0 | 0 | 0 | 0 | 0 | 0 | 0 | 0 | 0 | 0 | Infinite
MISO_W_2_PJM_ROR | MISO_W | PJM_ROR | 2025 | B2 | 25 | 0 | 773 | 0 | 0 | 0 | 0 | 0 | 0 | 0 | 0 | 0 | 0 | Infinite
MISO_W_2_PJM_ROR | MISO_W | PJM_ROR | 2025 | B3 | 75 | 0 | 773 | 0 | 0 | 0 | 0 | 0 | 0 | 0 | 0 | 0 | 0 | Infinite
MISO_W_2_PJM_ROR | MISO_W | PJM_ROR | 2025 | B4 | 100 | 0 | 773 | 0 | 0 | 0 | 0 | 0 | 0 | 0 | 0 | 0 | 0 | Infinite
MISO_W_2_PJM_ROR | MISO_W | PJM_ROR | 2025 | B5 | 200 | 0 | 773 | 0 | 0 | 0 | 0 | 0 | 0 | 0 | 0 | 0 | 0 | Infinite
MISO_W_2_PJM_ROR | MISO_W | PJM_ROR | 2025 | B6 | 300 | 0 | 773 | 0 | 0 | 0 | 0 | 0 | 0 | 0 | 0 | 0 | 0 | Infinite
MISO_W_2_PJM_ROR | MISO_W | PJM_ROR | 2025 | B7 | 400 | 0 | 773 | 0 | 0 | 0 | 0 | 0 | 0 | 0 | 0 | 0 | 0 | Infinite
MISO_W_2_PJM_ROR | MISO_W | PJM_ROR | 2025 | B8 | 500 | 0 | 773 | 0 | 0 | 0 | 0 | 0 | 0 | 0 | 0 | 0 | 0 | Infinite
MISO_W_2_PJM_ROR | MISO_W | PJM_ROR | 2025 | B9 | 800 | 0 | 773 | 0 | 0 | 0 | 0 | 0 | 0 | 0 | 0 | 0 | 0 | Infinite
MISO_W_2_PJM_ROR | MISO_W | PJM_ROR | 2025 | B10 | 1262 | 0 | 773 | 0 | 0 | 0 | 0 | 0 | 0 | 0 | 0 | 0 | 0 | Infinite
MISO_W_2_PJM_ROR | MISO_W | PJM_ROR | 2025 | B11 | 25 | 0 | 773 | 0 | 0 | 0 | 0 | 0 | 0 | 0 | 0 | 0 | 0 | Infinite
MISO_W_2_PJM_ROR | MISO_W | PJM_ROR | 2025 | B12 | 200 | 0 | 773 | 0 | 0 | 0 | 0 | 0 | 0 | 0 | 0 | 0 | 0 | Infinite
MISO_W_2_PJM_ROR | MISO_W | PJM_ROR | 2025 | B13 | 600 | 0 | 773 | 0 | 0 | 0 | 0 | 0 | 0 | 0 | 0 | 0 | 0 | Infinite
MISO_W_2_PJM_ROR | MISO_W | PJM_ROR | 2025 | B14 | 900 | 0 | 773 | 0 | 0 | 0 | 0 | 0 | 0 | 0 | 0 | 0 | 0 | Infinite
MISO_W_2_PJM_ROR | MISO_W | PJM_ROR | 2025 | B15 | 1203 | 0 | 773 | 0 | 0 | 0 | 0 | 0 | 0 | 0 | 0 | 0 | 0 | Infinite
MISO_W_2_PJM_ROR | MISO_W | PJM_ROR | 2025 | B16 | 25 | 0 | 773 | 0 | 0 | 0 | 0 | 0 | 0 | 0 | 0 | 0 | 0 | Infinite
MISO_W_2_PJM_ROR | MISO_W | PJM_ROR | 2025 | B17 | 100 | 0 | 773 | 0 | 0 | 0 | 0 | 0 | 0 | 0 | 0 | 0 | 0 | Infinite
MISO_W_2_PJM_ROR | MISO_W | PJM_ROR | 2025 | B18 | 400 | 0 | 773 | 0 | 0 | 0 | 0 | 0 | 0 | 0 | 0 | 0 | 0 | Infinite
MISO_W_2_PJM_ROR | MISO_W | PJM_ROR | 2025 | B19 | 700 | 0 | 773 | 0 | 0 | 0 | 0 | 0 | 0 | 0 | 0 | 0 | 0 | Infinite
MISO_W_2_PJM_ROR | MISO_W | PJM_ROR | 2025 | B20 | 935 | 0 | 773 | 0 | 0 | 0 | 0 | 0 | 0 | 0 | 0 | 0 | 0 | Infinite
MISO_W_2_PJM_ROR | MISO_W | PJM_ROR | 2030 | B1 | 10 | 0 | 773 | 0 | 0 | 0 | 0 | 0 | 0 | 0 | 0 | 0 | 0 | Infinite
MISO_W_2_PJM_ROR | MISO_W | PJM_ROR | 2030 | B2 | 25 | 0 | 773 | 0 | 0 | 0 | 0 | 0 | 0 | 0 | 0 | 0 | 0 | Infinite
MISO_W_2_PJM_ROR | MISO_W | PJM_ROR | 2030 | B3 | 75 | 0 | 773 | 0 | 0 | 0 | 0 | 0 | 0 | 0 | 0 | 0 | 0 | Infinite
MISO_W_2_PJM_ROR | MISO_W | PJM_ROR | 2030 | B4 | 100 | 0 | 773 | 0 | 0 | 0 | 0 | 0 | 0 | 0 | 0 | 0 | 0 | Infinite
MISO_W_2_PJM_ROR | MISO_W | PJM_ROR | 2030 | B5 | 200 | 0 | 773 | 0 | 0 | 0 | 0 | 0 | 0 | 0 | 0 | 0 | 0 | Infinite
MISO_W_2_PJM_ROR | MISO_W | PJM_ROR | 2030 | B6 | 300 | 0 | 773 | 0 | 0 | 0 | 0 | 0 | 0 | 0 | 0 | 0 | 0 | Infinite
MISO_W_2_PJM_ROR | MISO_W | PJM_ROR | 2030 | B7 | 400 | 0 | 773 | 0 | 0 | 0 | 0 | 0 | 0 | 0 | 0 | 0 | 0 | Infinite
MISO_W_2_PJM_ROR | MISO_W | PJM_ROR | 2030 | B8 | 500 | 0 | 773 | 0 | 0 | 0 | 0 | 0 | 0 | 0 | 0 | 0 | 0 | Infinite
MISO_W_2_PJM_ROR | MISO_W | PJM_ROR | 2030 | B9 | 800 | 0 | 773 | 0 | 0 | 0 | 0 | 0 | 0 | 0 | 0 | 0 | 0 | Infinite
MISO_W_2_PJM_ROR | MISO_W | PJM_ROR | 2030 | B10 | 1262 | 0 | 773 | 0 | 0 | 0 | 0 | 0 | 0 | 0 | 0 | 0 | 0 | Infinite
MISO_W_2_PJM_ROR | MISO_W | PJM_ROR | 2030 | B11 | 25 | 0 | 773 | 0 | 0 | 0 | 0 | 0 | 0 | 0 | 0 | 0 | 0 | Infinite
MISO_W_2_PJM_ROR | MISO_W | PJM_ROR | 2030 | B12 | 200 | 0 | 773 | 0 | 0 | 0 | 0 | 0 | 0 | 0 | 0 | 0 | 0 | Infinite
MISO_W_2_PJM_ROR | MISO_W | PJM_ROR | 2030 | B13 | 600 | 0 | 773 | 0 | 0 | 0 | 0 | 0 | 0 | 0 | 0 | 0 | 0 | Infinite
MISO_W_2_PJM_ROR | MISO_W | PJM_ROR | 2030 | B14 | 900 | 0 | 773 | 0 | 0 | 0 | 0 | 0 | 0 | 0 | 0 | 0 | 0 | Infinite
MISO_W_2_PJM_ROR | MISO_W | PJM_ROR | 2030 | B15 | 1203 | 0 | 773 | 0 | 0 | 0 | 0 | 0 | 0 | 0 | 0 | 0 | 0 | Infinite
MISO_W_2_PJM_ROR | MISO_W | PJM_ROR | 2030 | B16 | 25 | 0 | 773 | 0 | 0 | 0 | 0 | 0 | 0 | 0 | 0 | 0 | 0 | Infinite
MISO_W_2_PJM_ROR | MISO_W | PJM_ROR | 2030 | B17 | 100 | 0 | 773 | 773 | 0 | 0 | 0 | 0 | 0.01187 | 0 | 0 | 0.01187 | 0 | Infinite
MISO_W_2_PJM_ROR | MISO_W | PJM_ROR | 2030 | B18 | 400 | 0 | 773 | 0 | 0 | 0 | 0 | 0 | 0 | 0 | 0 | 0 | 0 | Infinite
MISO_W_2_PJM_ROR | MISO_W | PJM_ROR | 2030 | B19 | 700 | 0 | 773 | 0 | 0 | 0 | 0 | 0 | 0 | 0 | 0 | 0 | 0 | Infinite
MISO_W_2_PJM_ROR | MISO_W | PJM_ROR | 2030 | B20 | 935 | 0 | 773 | 0 | 0 | 0 | 0 | 0 | 0 | 0 | 0 | 0 | 0 | Infinite
MISO_W_2_PJM_ROR | MISO_W | PJM_ROR | 2035 | B1 | 10 | 0 | 773 | 0 | 0 | 0 | 0 | 0 | 0 | 0 | 0 | 0 | 0 | Infinite
MISO_W_2_PJM_ROR | MISO_W | PJM_ROR | 2035 | B2 | 25 | 0 | 773 | 0 | 0 | 0 | 0 | 0 | 0 | 0 | 0 | 0 | 0 | Infinite
MISO_W_2_PJM_ROR | MISO_W | PJM_ROR | 2035 | B3 | 75 | 0 | 773 | 0 | 0 | 0 | 0 | 0 | 0 | 0 | 0 | 0 | 0 | Infinite
MISO_W_2_PJM_ROR | MISO_W | PJM_ROR | 2035 | B4 | 100 | 0 | 773 | 0 | 0 | 0 | 0 | 0 | 0 | 0 | 0 | 0 | 0 | Infinite
MISO_W_2_PJM_ROR | MISO_W | PJM_ROR | 2035 | B5 | 200 | 0 | 773 | 0 | 0 | 0 | 0 | 0 | 0 | 0 | 0 | 0 | 0 | Infinite
MISO_W_2_PJM_ROR | MISO_W | PJM_ROR | 2035 | B6 | 300 | 0 | 773 | 0 | 0 | 0 | 0 | 0 | 0 | 0 | 0 | 0 | 0 | Infinite
MISO_W_2_PJM_ROR | MISO_W | PJM_ROR | 2035 | B7 | 400 | 0 | 773 | 0 | 0 | 0 | 0 | 0 | 0 | 0 | 0 | 0 | 0 | Infinite
MISO_W_2_PJM_ROR | MISO_W | PJM_ROR | 2035 | B8 | 500 | 0 | 773 | 0 | 0 | 0 | 0 | 0 | 0 | 0 | 0 | 0 | 0 | Infinite
MISO_W_2_PJM_ROR | MISO_W | PJM_ROR | 2035 | B9 | 800 | 0 | 773 | 0 | 0 | 0 | 0 | 0 | 0 | 0 | 0 | 0 | 0 | Infinite
MISO_W_2_PJM_ROR | MISO_W | PJM_ROR | 2035 | B10 | 1262 | 0 | 773 | 0 | 0 | 0 | 0 | 0 | 0 | 0 | 0 | 0 | 0 | Infinite
MISO_W_2_PJM_ROR | MISO_W | PJM_ROR | 2035 | B11 | 25 | 0 | 773 | 0 | 0 | 0 | 0 | 0 | 0 | 0 | 0 | 0 | 0 | Infinite
MISO_W_2_PJM_ROR | MISO_W | PJM_ROR | 2035 | B12 | 200 | 0 | 773 | 0 | 0 | 0 | 0 | 0 | 0 | 0 | 0 | 0 | 0 | Infinite
MISO_W_2_PJM_ROR | MISO_W | PJM_ROR | 2035 | B13 | 600 | 0 | 773 | 0 | 0 | 0 | 0 | 0 | 0 | 0 | 0 | 0 | 0 | Infinite
MISO_W_2_PJM_ROR | MISO_W | PJM_ROR | 2035 | B14 | 900 | 0 | 773 | 0 | 0 | 0 | 0 | 0 | 0 | 0 | 0 | 0 | 0 | Infinite
MISO_W_2_PJM_ROR | MISO_W | PJM_ROR | 2035 | B15 | 1203 | 0 | 773 | 0 | 0 | 0 | 0 | 0 | 0 | 0 | 0 | 0 | 0 | Infinite
MISO_W_2_PJM_ROR | MISO_W | PJM_ROR | 2035 | B16 | 25 | 0 | 773 | 0 | 0 | 0 | 0 | 0 | 0 | 0 | 0 | 0 | 0 | Infinite
MISO_W_2_PJM_ROR | MISO_W | PJM_ROR | 2035 | B17 | 100 | 0 | 773 | 0 | 0 | 0 | 0 | 0 | 0 | 0 | 0 | 0 | 0 | Infinite
MISO_W_2_PJM_ROR | MISO_W | PJM_ROR | 2035 | B18 | 400 | 0 | 773 | 0 | 0 | 0 | 0 | 0 | 0 | 0 | 0 | 0 | 0 | Infinite
MISO_W_2_PJM_ROR | MISO_W | PJM_ROR | 2035 | B19 | 700 | 0 | 773 | 0 | 0 | 0 | 0 | 0 | 0 | 0 | 0 | 0 | 0 | Infinite
MISO_W_2_PJM_ROR | MISO_W | PJM_ROR | 2035 | B20 | 935 | 0 | 773 | 0 | 0 | 0 | 0 | 0 | 0 | 0 | 0 | 0 | 0 | Infinite
MISO_W_2_PJM_ROR | MISO_W | PJM_ROR | 2040 | B1 | 10 | 0 | 773 | 0 | 0 | 0 | 0 | 0 | 0 | 0 | 0 | 0 | 0 | Infinite
MISO_W_2_PJM_ROR | MISO_W | PJM_ROR | 2040 | B2 | 25 | 0 | 773 | 0 | 0 | 0 | 0 | 0 | 0 | 0 | 0 | 0 | 0 | Infinite
MISO_W_2_PJM_ROR | MISO_W | PJM_ROR | 2040 | B3 | 75 | 0 | 773 | 0 | 0 | 0 | 0 | 0 | 0 | 0 | 0 | 0 | 0 | Infinite
MISO_W_2_PJM_ROR | MISO_W | PJM_ROR | 2040 | B4 | 100 | 0 | 773 | 0 | 0 | 0 | 0 | 0 | 0 | 0 | 0 | 0 | 0 | Infinite
MISO_W_2_PJM_ROR | MISO_W | PJM_ROR | 2040 | B5 | 200 | 0 | 773 | 0 | 0 | 0 | 0 | 0 | 0 | 0 | 0 | 0 | 0 | Infinite
MISO_W_2_PJM_ROR | MISO_W | PJM_ROR | 2040 | B6 | 300 | 0 | 773 | 0 | 0 | 0 | 0 | 0 | 0 | 0 | 0 | 0 | 0 | Infinite
MISO_W_2_PJM_ROR | MISO_W | PJM_ROR | 2040 | B7 | 400 | 0 | 773 | 0 | 0 | 0 | 0 | 0 | 0 | 0 | 0 | 0 | 0 | Infinite
MISO_W_2_PJM_ROR | MISO_W | PJM_ROR | 2040 | B8 | 500 | 0 | 773 | 0 | 0 | 0 | 0 | 0 | 0 | 0 | 0 | 0 | 0 | Infinite
MISO_W_2_PJM_ROR | MISO_W | PJM_ROR | 2040 | B9 | 800 | 0 | 773 | 0 | 0 | 0 | 0 | 0 | 0 | 0 | 0 | 0 | 0 | Infinite
MISO_W_2_PJM_ROR | MISO_W | PJM_ROR | 2040 | B10 | 1262 | 0 | 773 | 217.35 | 0 | 0 | 0 | 0 | 0 | 0 | 0 | 0 | 0 | Infinite
MISO_W_2_PJM_ROR | MISO_W | PJM_ROR | 2040 | B11 | 25 | 0 | 773 | 0 | 0 | 0 | 0 | 0 | 0 | 0 | 0 | 0 | 0 | Infinite
MISO_W_2_PJM_ROR | MISO_W | PJM_ROR | 2040 | B12 | 200 | 0 | 773 | 0 | 0 | 0 | 0 | 0 | 0 | 0 | 0 | 0 | 0 | Infinite
MISO_W_2_PJM_ROR | MISO_W | PJM_ROR | 2040 | B13 | 600 | 0 | 773 | 0 | 0 | 0 | 0 | 0 | 0 | 0 | 0 | 0 | 0 | Infinite
MISO_W_2_PJM_ROR | MISO_W | PJM_ROR | 2040 | B14 | 900 | 0 | 773 | 0 | 0 | 0 | 0 | 0 | 0 | 0 | 0 | 0 | 0 | Infinite
MISO_W_2_PJM_ROR | MISO_W | PJM_ROR | 2040 | B15 | 1203 | 0 | 773 | 0 | 0 | 0 | 0 | 0 | 0 | 0 | 0 | 0 | 0 | Infinite
MISO_W_2_PJM_ROR | MISO_W | PJM_ROR | 2040 | B16 | 25 | 0 | 773 | 0 | 0 | 0 | 0 | 0 | 0 | 0 | 0 | 0 | 0 | Infinite
MISO_W_2_PJM_ROR | MISO_W | PJM_ROR | 2040 | B17 | 100 | 0 | 773 | 0 | 0 | 0 | 0 | 0 | 0 | 0 | 0 | 0 | 0 | Infinite
MISO_W_2_PJM_ROR | MISO_W | PJM_ROR | 2040 | B18 | 400 | 0 | 773 | 0 | 0 | 0 | 0 | 0 | 0 | 0 | 0 | 0 | 0 | Infinite
MISO_W_2_PJM_ROR | MISO_W | PJM_ROR | 2040 | B19 | 700 | 0 | 773 | 0 | 0 | 0 | 0 | 0 | 0 | 0 | 0 | 0 | 0 | Infinite
MISO_W_2_PJM_ROR | MISO_W | PJM_ROR | 2040 | B20 | 935 | 0 | 773 | 0 | 0 | 0 | 0 | 0 | 0 | 0 | 0 | 0 | 0 | Infinite
MISO_W_2_PJM_ROR | MISO_W | PJM_ROR | 2045 | B1 | 10 | 0 | 773 | 0 | 0 | 0 | 0 | 0 | 0 | 0 | 0 | 0 | 0 | Infinite
MISO_W_2_PJM_ROR | MISO_W | PJM_ROR | 2045 | B2 | 25 | 0 | 773 | 0 | 0 | 0 | 0 | 0 | 0 | 0 | 0 | 0 | 0 | Infinite
MISO_W_2_PJM_ROR | MISO_W | PJM_ROR | 2045 | B3 | 75 | 0 | 773 | 0 | 0 | 0 | 0 | 0 | 0 | 0 | 0 | 0 | 0 | Infinite
MISO_W_2_PJM_ROR | MISO_W | PJM_ROR | 2045 | B4 | 100 | 0 | 773 | 0 | 0 | 605.96 | 0 | 0 | 0 | 0 | 0 | 0 | 0 | Infinite
MISO_W_2_PJM_ROR | MISO_W | PJM_ROR | 2045 | B5 | 200 | 0 | 773 | 0 | 0 | 404.76 | 0 | 0 | 0 | 0 | 0 | 0 | 0 | Infinite
MISO_W_2_PJM_ROR | MISO_W | PJM_ROR | 2045 | B6 | 300 | 0 | 773 | 0 | 0 | 0 | 0 | 0 | 0 | 0 | 0 | 0 | 0 | Infinite
MISO_W_2_PJM_ROR | MISO_W | PJM_ROR | 2045 | B7 | 400 | 0 | 773 | 509.62 | 0 | 773 | 0 | 0 | 0 | 0 | 1.2464 | 0 | 0 | Infinite
MISO_W_2_PJM_ROR | MISO_W | PJM_ROR | 2045 | B8 | 500 | 0 | 773 | 773 | 0 | 773 | 0 | 0 | 0.32049 | 0 | 1.4719 | 0.037928 | 0 | Infinite
MISO_W_2_PJM_ROR | MISO_W | PJM_ROR | 2045 | B9 | 800 | 0 | 773 | 0 | 0 | 773 | 0 | 0 | 0 | 0 | 0.74781 | 0 | 0 | Infinite
MISO_W_2_PJM_ROR | MISO_W | PJM_ROR | 2045 | B10 | 1262 | 0 | 773 | 773 | 0 | 773 | 0 | 0 | 8.6888 | 0 | 2.1722 | 2.5953 | 0 | Infinite
MISO_W_2_PJM_ROR | MISO_W | PJM_ROR | 2045 | B11 | 25 | 0 | 773 | 0 | 0 | 0 | 0 | 0 | 0 | 0 | 0 | 0 | 0 | Infinite
MISO_W_2_PJM_ROR | MISO_W | PJM_ROR | 2045 | B12 | 200 | 0 | 773 | 773 | 0 | 44.7 | 0 | 0 | 0.01187 | 0 | 0 | 0.00056189 | 0 | Infinite
MISO_W_2_PJM_ROR | MISO_W | PJM_ROR | 2045 | B13 | 600 | 0 | 773 | 0 | 0 | 616.99 | 0 | 0 | 0 | 0 | 0 | 0 | 0 | Infinite
MISO_W_2_PJM_ROR | MISO_W | PJM_ROR | 2045 | B14 | 900 | 0 | 773 | 0 | 0 | 773 | 0 | 0 | 0 | 0 | 1.2107 | 0 | 0 | Infinite
MISO_W_2_PJM_ROR | MISO_W | PJM_ROR | 2045 | B15 | 1203 | 0 | 773 | 773 | 0 | 0 | 0 | 0 | 10.5168 | 0 | 0 | 2.9945 | 0 | Infinite
MISO_W_2_PJM_ROR | MISO_W | PJM_ROR | 2045 | B16 | 25 | 0 | 773 | 773 | 0 | 150.39 | 0 | 0 | 5.7688 | 0 | 0 | 0.034135 | 0 | Infinite
MISO_W_2_PJM_ROR | MISO_W | PJM_ROR | 2045 | B17 | 100 | 0 | 773 | 773 | 0 | 773 | 0 | 0 | 4.8786 | 0 | 2.4452 | 0.11547 | 0 | Infinite
MISO_W_2_PJM_ROR | MISO_W | PJM_ROR | 2045 | B18 | 400 | 0 | 773 | 0 | 0 | 602.83 | 0 | 0 | 0 | 0 | 0 | 0 | 0 | Infinite
MISO_W_2_PJM_ROR | MISO_W | PJM_ROR | 2045 | B19 | 700 | 0 | 773 | 0 | 0 | 0 | 0 | 0 | 0 | 0 | 0 | 0 | 0 | Infinite
MISO_W_2_PJM_ROR | MISO_W | PJM_ROR | 2045 | B20 | 935 | 0 | 773 | 773 | 0 | 773 | 0 | 0 | 13.3775 | 0 | 3.0031 | 2.9605 | 0 | Infinite
MISO_W_2_PJM_ROR | MISO_W | PJM_ROR | 2050 | B1 | 10 | 0 | 773 | 0 | 0 | 0 | 0 | 0 | 0 | 0 | 0 | 0 | 0 | Infinite
MISO_W_2_PJM_ROR | MISO_W | PJM_ROR | 2050 | B2 | 25 | 0 | 773 | 0 | 0 | 0 | 0 | 0 | 0 | 0 | 0 | 0 | 0 | Infinite
MISO_W_2_PJM_ROR | MISO_W | PJM_ROR | 2050 | B3 | 75 | 0 | 773 | 0 | 0 | 0 | 0 | 0 | 0 | 0 | 0 | 0 | 0 | Infinite
MISO_W_2_PJM_ROR | MISO_W | PJM_ROR | 2050 | B4 | 100 | 0 | 773 | 0 | 0 | 773 | 0 | 0 | 0 | 0 | 0.01187 | 0 | 0 | Infinite
MISO_W_2_PJM_ROR | MISO_W | PJM_ROR | 2050 | B5 | 200 | 0 | 773 | 0 | 0 | 773 | 0 | 0 | 0 | 0 | 0.91399 | 0 | 0 | Infinite
MISO_W_2_PJM_ROR | MISO_W | PJM_ROR | 2050 | B6 | 300 | 0 | 773 | 0 | 0 | 773 | 0 | 0 | 0 | 0 | 0.02374 | 0 | 0 | Infinite
MISO_W_2_PJM_ROR | MISO_W | PJM_ROR | 2050 | B7 | 400 | 0 | 773 | 0 | 0 | 773 | 0 | 0 | 0 | 0 | 0.84277 | 0 | 0 | Infinite
MISO_W_2_PJM_ROR | MISO_W | PJM_ROR | 2050 | B8 | 500 | 0 | 773 | 773 | 0 | 773 | 0 | 0 | 1.3888 | 0 | 2.9675 | 0.1329 | 0 | Infinite
MISO_W_2_PJM_ROR | MISO_W | PJM_ROR | 2050 | B9 | 800 | 0 | 773 | 773 | 0 | 773 | 0 | 0 | 1.2938 | 0 | 3.0031 | 0.1981 | 0 | Infinite
MISO_W_2_PJM_ROR | MISO_W | PJM_ROR | 2050 | B10 | 1262 | 0 | 773 | 773 | 0 | 773 | 0 | 0 | 12.2024 | 0 | 5.2347 | 2.9472 | 0 | Infinite
MISO_W_2_PJM_ROR | MISO_W | PJM_ROR | 2050 | B11 | 25 | 0 | 773 | 0 | 0 | 0 | 0 | 0 | 0 | 0 | 0 | 0 | 0 | Infinite
MISO_W_2_PJM_ROR | MISO_W | PJM_ROR | 2050 | B12 | 200 | 0 | 773 | 392.11 | 0 | 773 | 0 | 0 | 0 | 0 | 0.18992 | 0 | 0 | Infinite
MISO_W_2_PJM_ROR | MISO_W | PJM_ROR | 2050 | B13 | 600 | 0 | 773 | 0 | 0 | 773 | 0 | 0 | 0 | 0 | 1.5312 | 0 | 0 | Infinite
MISO_W_2_PJM_ROR | MISO_W | PJM_ROR | 2050 | B14 | 900 | 0 | 773 | 311.39 | 0 | 773 | 0 | 0 | 0 | 0 | 2.5283 | 0 | 0 | Infinite
MISO_W_2_PJM_ROR | MISO_W | PJM_ROR | 2050 | B15 | 1203 | 0 | 773 | 773 | 0 | 773 | 0 | 0 | 12.0006 | 0 | 3.4779 | 2.763 | 0 | Infinite
MISO_W_2_PJM_ROR | MISO_W | PJM_ROR | 2050 | B16 | 25 | 0 | 773 | 773 | 0 | 773 | 0 | 0 | 8.0004 | 0 | 1.5431 | 0.038279 | 0 | Infinite
MISO_W_2_PJM_ROR | MISO_W | PJM_ROR | 2050 | B17 | 100 | 0 | 773 | 773 | 0 | 773 | 0 | 0 | 10.6593 | 0 | 4.0239 | 0.204 | 0 | Infinite
MISO_W_2_PJM_ROR | MISO_W | PJM_ROR | 2050 | B18 | 400 | 0 | 773 | 773 | 0 | 773 | 0 | 0 | 0.07122 | 0 | 2.9675 | 0.0054522 | 0 | Infinite
MISO_W_2_PJM_ROR | MISO_W | PJM_ROR | 2050 | B19 | 700 | 0 | 773 | 0 | 0 | 773 | 0 | 0 | 0 | 0 | 1.3057 | 0 | 0 | Infinite
MISO_W_2_PJM_ROR | MISO_W | PJM_ROR | 2050 | B20 | 935 | 0 | 773 | 773 | 0 | 773 | 0 | 0 | 12.0837 | 0 | 4.4869 | 2.1623 | 0 | Infinite
MISO_W_2_SPP_N | MISO_W | SPP_N | 2015 | B1 | 10 | 0 | 3200 | 0 | 0 | 0 | 0 | 0 | 0 | 0 | 0 | 0 | 0 | Infinite
MISO_W_2_SPP_N | MISO_W | SPP_N | 2015 | B2 | 25 | 0 | 3200 | 0 | 0 | 0 | 0 | 0 | 0 | 0 | 0 | 0 | 0 | Infinite
MISO_W_2_SPP_N | MISO_W | SPP_N | 2015 | B3 | 75 | 0 | 3200 | 0 | 0 | 0 | 0 | 0 | 0 | 0 | 0 | 0 | 0 | Infinite
MISO_W_2_SPP_N | MISO_W | SPP_N | 2015 | B4 | 100 | 0 | 3200 | 0 | 0 | 0 | 0 | 0 | 0 | 0 | 0 | 0 | 0 | Infinite
MISO_W_2_SPP_N | MISO_W | SPP_N | 2015 | B5 | 200 | 0 | 3200 | 0 | 0 | 0 | 0 | 0 | 0 | 0 | 0 | 0 | 0 | Infinite
MISO_W_2_SPP_N | MISO_W | SPP_N | 2015 | B6 | 300 | 0 | 3200 | 618 | 0 | 2246.54 | 0 | 0 | 0 | 0 | 0 | 0 | 0 | Infinite
MISO_W_2_SPP_N | MISO_W | SPP_N | 2015 | B7 | 400 | 0 | 3200 | 1523.54 | 0 | 804.94 | 0 | 0 | 0 | 0 | 0 | 0 | 0 | Infinite
MISO_W_2_SPP_N | MISO_W | SPP_N | 2015 | B8 | 500 | 0 | 3200 | 0 | 0 | 0 | 0 | 0 | 0 | 0 | 0 | 0 | 0 | Infinite
MISO_W_2_SPP_N | MISO_W | SPP_N | 2015 | B9 | 800 | 0 | 3200 | 0 | 0 | 0 | 0 | 0 | 0 | 0 | 0 | 0 | 0 | Infinite
MISO_W_2_SPP_N | MISO_W | SPP_N | 2015 | B10 | 1262 | 0 | 3200 | 0 | 0 | 0 | 0 | 0 | 0 | 0 | 0 | 0 | 0 | Infinite
MISO_W_2_SPP_N | MISO_W | SPP_N | 2015 | B11 | 25 | 0 | 3200 | 1175.67 | 0 | 699.62 | 0 | 0 | 0 | 0 | 0 | 0 | 0 | Infinite
MISO_W_2_SPP_N | MISO_W | SPP_N | 2015 | B12 | 200 | 0 | 3200 | 0 | 0 | 0 | 0 | 0 | 0 | 0 | 0 | 0 | 0 | Infinite
MISO_W_2_SPP_N | MISO_W | SPP_N | 2015 | B13 | 600 | 0 | 3200 | 0 | 0 | 0 | 0 | 0 | 0 | 0 | 0 | 0 | 0 | Infinite
MISO_W_2_SPP_N | MISO_W | SPP_N | 2015 | B14 | 900 | 0 | 3200 | 0 | 0 | 0 | 0 | 0 | 0 | 0 | 0 | 0 | 0 | Infinite
MISO_W_2_SPP_N | MISO_W | SPP_N | 2015 | B15 | 1203 | 0 | 3200 | 0 | 0 | 0 | 0 | 0 | 0 | 0 | 0 | 0 | 0 | Infinite
MISO_W_2_SPP_N | MISO_W | SPP_N | 2015 | B16 | 25 | 0 | 3200 | 0 | 0 | 0 | 0 | 0 | 0 | 0 | 0 | 0 | 0 | Infinite
MISO_W_2_SPP_N | MISO_W | SPP_N | 2015 | B17 | 100 | 0 | 3200 | 0 | 0 | 0 | 0 | 0 | 0 | 0 | 0 | 0 | 0 | Infinite
MISO_W_2_SPP_N | MISO_W | SPP_N | 2015 | B18 | 400 | 0 | 3200 | 0 | 0 | 0 | 0 | 0 | 0 | 0 | 0 | 0 | 0 | Infinite
MISO_W_2_SPP_N | MISO_W | SPP_N | 2015 | B19 | 700 | 0 | 3200 | 0 | 0 | 0 | 0 | 0 | 0 | 0 | 0 | 0 | 0 | Infinite
MISO_W_2_SPP_N | MISO_W | SPP_N | 2015 | B20 | 935 | 0 | 3200 | 670.93 | 0 | 0 | 0 | 0 | 0 | 0 | 0 | 0 | 0 | Infinite
MISO_W_2_SPP_N | MISO_W | SPP_N | 2020 | B1 | 10 | 0 | 3200 | 0 | 0 | 0 | 0 | 0 | 0 | 0 | 0 | 0 | 0 | Infinite
MISO_W_2_SPP_N | MISO_W | SPP_N | 2020 | B2 | 25 | 0 | 3200 | 0 | 0 | 0 | 0 | 0 | 0 | 0 | 0 | 0 | 0 | Infinite
MISO_W_2_SPP_N | MISO_W | SPP_N | 2020 | B3 | 75 | 0 | 3200 | 0 | 0 | 0 | 0 | 0 | 0 | 0 | 0 | 0 | 0 | Infinite
MISO_W_2_SPP_N | MISO_W | SPP_N | 2020 | B4 | 100 | 0 | 3200 | 0 | 0 | 0 | 0 | 0 | 0 | 0 | 0 | 0 | 0 | Infinite
MISO_W_2_SPP_N | MISO_W | SPP_N | 2020 | B5 | 200 | 0 | 3200 | 0 | 0 | 0 | 0 | 0 | 0 | 0 | 0 | 0 | 0 | Infinite
MISO_W_2_SPP_N | MISO_W | SPP_N | 2020 | B6 | 300 | 0 | 3200 | 1563.55 | 0 | 1557.61 | 0 | 0 | 0 | 0 | 0 | 0 | 0 | Infinite
MISO_W_2_SPP_N | MISO_W | SPP_N | 2020 | B7 | 400 | 0 | 3200 | 257.93 | 0 | 189.24 | 0 | 0 | 0 | 0 | 0 | 0 | 0 | Infinite
MISO_W_2_SPP_N | MISO_W | SPP_N | 2020 | B8 | 500 | 0 | 3200 | 0 | 0 | 0 | 0 | 0 | 0 | 0 | 0 | 0 | 0 | Infinite
MISO_W_2_SPP_N | MISO_W | SPP_N | 2020 | B9 | 800 | 0 | 3200 | 0 | 0 | 0 | 0 | 0 | 0 | 0 | 0 | 0 | 0 | Infinite
MISO_W_2_SPP_N | MISO_W | SPP_N | 2020 | B10 | 1262 | 0 | 3200 | 0 | 0 | 0 | 0 | 0 | 0 | 0 | 0 | 0 | 0 | Infinite
MISO_W_2_SPP_N | MISO_W | SPP_N | 2020 | B11 | 25 | 0 | 3200 | 99.06 | 0 | 0 | 0 | 0 | 0 | 0 | 0 | 0 | 0 | Infinite
MISO_W_2_SPP_N | MISO_W | SPP_N | 2020 | B12 | 200 | 0 | 3200 | 0 | 0 | 0 | 0 | 0 | 0 | 0 | 0 | 0 | 0 | Infinite
MISO_W_2_SPP_N | MISO_W | SPP_N | 2020 | B13 | 600 | 0 | 3200 | 0 | 0 | 0 | 0 | 0 | 0 | 0 | 0 | 0 | 0 | Infinite
MISO_W_2_SPP_N | MISO_W | SPP_N | 2020 | B14 | 900 | 0 | 3200 | 0 | 0 | 0 | 0 | 0 | 0 | 0 | 0 | 0 | 0 | Infinite
MISO_W_2_SPP_N | MISO_W | SPP_N | 2020 | B15 | 1203 | 0 | 3200 | 0 | 0 | 0 | 0 | 0 | 0 | 0 | 0 | 0 | 0 | Infinite
MISO_W_2_SPP_N | MISO_W | SPP_N | 2020 | B16 | 25 | 0 | 3200 | 0 | 0 | 0 | 0 | 0 | 0 | 0 | 0 | 0 | 0 | Infinite
MISO_W_2_SPP_N | MISO_W | SPP_N | 2020 | B17 | 100 | 0 | 3200 | 0 | 0 | 0 | 0 | 0 | 0 | 0 | 0 | 0 | 0 | Infinite
MISO_W_2_SPP_N | MISO_W | SPP_N | 2020 | B18 | 400 | 0 | 3200 | 0 | 0 | 0 | 0 | 0 | 0 | 0 | 0 | 0 | 0 | Infinite
MISO_W_2_SPP_N | MISO_W | SPP_N | 2020 | B19 | 700 | 0 | 3200 | 0 | 0 | 0 | 0 | 0 | 0 | 0 | 0 | 0 | 0 | Infinite
MISO_W_2_SPP_N | MISO_W | SPP_N | 2020 | B20 | 935 | 0 | 3200 | 0 | 0 | 0 | 0 | 0 | 0 | 0 | 0 | 0 | 0 | Infinite
MISO_W_2_SPP_N | MISO_W | SPP_N | 2025 | B1 | 10 | 0 | 3200 | 0 | 0 | 0 | 0 | 0 | 0 | 0 | 0 | 0 | 0 | Infinite
MISO_W_2_SPP_N | MISO_W | SPP_N | 2025 | B2 | 25 | 0 | 3200 | 0 | 0 | 0 | 0 | 0 | 0 | 0 | 0 | 0 | 0 | Infinite
MISO_W_2_SPP_N | MISO_W | SPP_N | 2025 | B3 | 75 | 0 | 3200 | 0 | 0 | 0 | 0 | 0 | 0 | 0 | 0 | 0 | 0 | Infinite
MISO_W_2_SPP_N | MISO_W | SPP_N | 2025 | B4 | 100 | 0 | 3200 | 0 | 0 | 0 | 0 | 0 | 0 | 0 | 0 | 0 | 0 | Infinite
MISO_W_2_SPP_N | MISO_W | SPP_N | 2025 | B5 | 200 | 0 | 3200 | 43.92 | 0 | 0 | 0 | 0 | 0 | 0 | 0 | 0 | 0 | Infinite
MISO_W_2_SPP_N | MISO_W | SPP_N | 2025 | B6 | 300 | 0 | 3200 | 1349.66 | 0 | 1543.64 | 0 | 0 | 0 | 0 | 0 | 0 | 0 | Infinite
MISO_W_2_SPP_N | MISO_W | SPP_N | 2025 | B7 | 400 | 0 | 3200 | 0 | 0 | 0 | 0 | 0 | 0 | 0 | 0 | 0 | 0 | Infinite
MISO_W_2_SPP_N | MISO_W | SPP_N | 2025 | B8 | 500 | 0 | 3200 | 0 | 0 | 0 | 0 | 0 | 0 | 0 | 0 | 0 | 0 | Infinite
MISO_W_2_SPP_N | MISO_W | SPP_N | 2025 | B9 | 800 | 0 | 3200 | 0 | 0 | 0 | 0 | 0 | 0 | 0 | 0 | 0 | 0 | Infinite
MISO_W_2_SPP_N | MISO_W | SPP_N | 2025 | B10 | 1262 | 0 | 3200 | 0 | 0 | 0 | 0 | 0 | 0 | 0 | 0 | 0 | 0 | Infinite
MISO_W_2_SPP_N | MISO_W | SPP_N | 2025 | B11 | 25 | 0 | 3200 | 531.01 | 0 | 207.37 | 0 | 0 | 0 | 0 | 0 | 0 | 0 | Infinite
MISO_W_2_SPP_N | MISO_W | SPP_N | 2025 | B12 | 200 | 0 | 3200 | 0 | 0 | 0 | 0 | 0 | 0 | 0 | 0 | 0 | 0 | Infinite
MISO_W_2_SPP_N | MISO_W | SPP_N | 2025 | B13 | 600 | 0 | 3200 | 0 | 0 | 0 | 0 | 0 | 0 | 0 | 0 | 0 | 0 | Infinite
MISO_W_2_SPP_N | MISO_W | SPP_N | 2025 | B14 | 900 | 0 | 3200 | 0 | 0 | 0 | 0 | 0 | 0 | 0 | 0 | 0 | 0 | Infinite
MISO_W_2_SPP_N | MISO_W | SPP_N | 2025 | B15 | 1203 | 0 | 3200 | 0 | 0 | 0 | 0 | 0 | 0 | 0 | 0 | 0 | 0 | Infinite
MISO_W_2_SPP_N | MISO_W | SPP_N | 2025 | B16 | 25 | 0 | 3200 | 0 | 0 | 0 | 0 | 0 | 0 | 0 | 0 | 0 | 0 | Infinite
MISO_W_2_SPP_N | MISO_W | SPP_N | 2025 | B17 | 100 | 0 | 3200 | 0 | 0 | 0 | 0 | 0 | 0 | 0 | 0 | 0 | 0 | Infinite
MISO_W_2_SPP_N | MISO_W | SPP_N | 2025 | B18 | 400 | 0 | 3200 | 0 | 0 | 0 | 0 | 0 | 0 | 0 | 0 | 0 | 0 | Infinite
MISO_W_2_SPP_N | MISO_W | SPP_N | 2025 | B19 | 700 | 0 | 3200 | 0 | 0 | 0 | 0 | 0 | 0 | 0 | 0 | 0 | 0 | Infinite
MISO_W_2_SPP_N | MISO_W | SPP_N | 2025 | B20 | 935 | 0 | 3200 | 0 | 0 | 0 | 0 | 0 | 0 | 0 | 0 | 0 | 0 | Infinite
MISO_W_2_SPP_N | MISO_W | SPP_N | 2030 | B1 | 10 | 0 | 3200 | 0 | 0 | 0 | 0 | 0 | 0 | 0 | 0 | 0 | 0 | Infinite
MISO_W_2_SPP_N | MISO_W | SPP_N | 2030 | B2 | 25 | 0 | 3200 | 0 | 0 | 0 | 0 | 0 | 0 | 0 | 0 | 0 | 0 | Infinite
MISO_W_2_SPP_N | MISO_W | SPP_N | 2030 | B3 | 75 | 0 | 3200 | 0 | 0 | 0 | 0 | 0 | 0 | 0 | 0 | 0 | 0 | Infinite
MISO_W_2_SPP_N | MISO_W | SPP_N | 2030 | B4 | 100 | 0 | 3200 | 0 | 0 | 0 | 0 | 0 | 0 | 0 | 0 | 0 | 0 | Infinite
MISO_W_2_SPP_N | MISO_W | SPP_N | 2030 | B5 | 200 | 0 | 3200 | 0 | 0 | 0 | 0 | 0 | 0 | 0 | 0 | 0 | 0 | Infinite
MISO_W_2_SPP_N | MISO_W | SPP_N | 2030 | B6 | 300 | 0 | 3200 | 0 | 0 | 128.41 | 0 | 0 | 0 | 0 | 0 | 0 | 0 | Infinite
MISO_W_2_SPP_N | MISO_W | SPP_N | 2030 | B7 | 400 | 0 | 3200 | 0 | 0 | 0 | 0 | 0 | 0 | 0 | 0 | 0 | 0 | Infinite
MISO_W_2_SPP_N | MISO_W | SPP_N | 2030 | B8 | 500 | 0 | 3200 | 0 | 0 | 0 | 0 | 0 | 0 | 0 | 0 | 0 | 0 | Infinite
MISO_W_2_SPP_N | MISO_W | SPP_N | 2030 | B9 | 800 | 0 | 3200 | 0 | 0 | 0 | 0 | 0 | 0 | 0 | 0 | 0 | 0 | Infinite
MISO_W_2_SPP_N | MISO_W | SPP_N | 2030 | B10 | 1262 | 0 | 3200 | 0 | 0 | 0 | 0 | 0 | 0 | 0 | 0 | 0 | 0 | Infinite
MISO_W_2_SPP_N | MISO_W | SPP_N | 2030 | B11 | 25 | 0 | 3200 | 0 | 0 | 0 | 0 | 0 | 0 | 0 | 0 | 0 | 0 | Infinite
MISO_W_2_SPP_N | MISO_W | SPP_N | 2030 | B12 | 200 | 0 | 3200 | 0 | 0 | 0 | 0 | 0 | 0 | 0 | 0 | 0 | 0 | Infinite
MISO_W_2_SPP_N | MISO_W | SPP_N | 2030 | B13 | 600 | 0 | 3200 | 0 | 0 | 0 | 0 | 0 | 0 | 0 | 0 | 0 | 0 | Infinite
MISO_W_2_SPP_N | MISO_W | SPP_N | 2030 | B14 | 900 | 0 | 3200 | 0 | 0 | 0 | 0 | 0 | 0 | 0 | 0 | 0 | 0 | Infinite
MISO_W_2_SPP_N | MISO_W | SPP_N | 2030 | B15 | 1203 | 0 | 3200 | 0 | 0 | 0 | 0 | 0 | 0 | 0 | 0 | 0 | 0 | Infinite
MISO_W_2_SPP_N | MISO_W | SPP_N | 2030 | B16 | 25 | 0 | 3200 | 0 | 0 | 0 | 0 | 0 | 0 | 0 | 0 | 0 | 0 | Infinite
MISO_W_2_SPP_N | MISO_W | SPP_N | 2030 | B17 | 100 | 0 | 3200 | 0 | 0 | 0 | 0 | 0 | 0 | 0 | 0 | 0 | 0 | Infinite
MISO_W_2_SPP_N | MISO_W | SPP_N | 2030 | B18 | 400 | 0 | 3200 | 0 | 0 | 0 | 0 | 0 | 0 | 0 | 0 | 0 | 0 | Infinite
MISO_W_2_SPP_N | MISO_W | SPP_N | 2030 | B19 | 700 | 0 | 3200 | 0 | 0 | 0 | 0 | 0 | 0 | 0 | 0 | 0 | 0 | Infinite
MISO_W_2_SPP_N | MISO_W | SPP_N | 2030 | B20 | 935 | 0 | 3200 | 0 | 0 | 0 | 0 | 0 | 0 | 0 | 0 | 0 | 0 | Infinite
MISO_W_2_SPP_N | MISO_W | SPP_N | 2035 | B1 | 10 | 0 | 3200 | 0 | 0 | 0 | 0 | 0 | 0 | 0 | 0 | 0 | 0 | Infinite
MISO_W_2_SPP_N | MISO_W | SPP_N | 2035 | B2 | 25 | 0 | 3200 | 0 | 0 | 0 | 0 | 0 | 0 | 0 | 0 | 0 | 0 | Infinite
MISO_W_2_SPP_N | MISO_W | SPP_N | 2035 | B3 | 75 | 0 | 3200 | 0 | 0 | 0 | 0 | 0 | 0 | 0 | 0 | 0 | 0 | Infinite
MISO_W_2_SPP_N | MISO_W | SPP_N | 2035 | B4 | 100 | 0 | 3200 | 0 | 0 | 0 | 0 | 0 | 0 | 0 | 0 | 0 | 0 | Infinite
MISO_W_2_SPP_N | MISO_W | SPP_N | 2035 | B5 | 200 | 0 | 3200 | 0 | 0 | 0 | 0 | 0 | 0 | 0 | 0 | 0 | 0 | Infinite
MISO_W_2_SPP_N | MISO_W | SPP_N | 2035 | B6 | 300 | 0 | 3200 | 419.93 | 0 | 2639.05 | 0 | 0 | 0 | 0 | 0 | 0 | 0 | Infinite
MISO_W_2_SPP_N | MISO_W | SPP_N | 2035 | B7 | 400 | 0 | 3200 | 555.34 | 0 | 204.73 | 0 | 0 | 0 | 0 | 0 | 0 | 0 | Infinite
MISO_W_2_SPP_N | MISO_W | SPP_N | 2035 | B8 | 500 | 0 | 3200 | 0 | 0 | 0 | 0 | 0 | 0 | 0 | 0 | 0 | 0 | Infinite
MISO_W_2_SPP_N | MISO_W | SPP_N | 2035 | B9 | 800 | 0 | 3200 | 0 | 0 | 0 | 0 | 0 | 0 | 0 | 0 | 0 | 0 | Infinite
MISO_W_2_SPP_N | MISO_W | SPP_N | 2035 | B10 | 1262 | 0 | 3200 | 0 | 0 | 0 | 0 | 0 | 0 | 0 | 0 | 0 | 0 | Infinite
MISO_W_2_SPP_N | MISO_W | SPP_N | 2035 | B11 | 25 | 0 | 3200 | 1119.09 | 0 | 427.9 | 0 | 0 | 0 | 0 | 0 | 0 | 0 | Infinite
MISO_W_2_SPP_N | MISO_W | SPP_N | 2035 | B12 | 200 | 0 | 3200 | 0 | 0 | 0 | 0 | 0 | 0 | 0 | 0 | 0 | 0 | Infinite
MISO_W_2_SPP_N | MISO_W | SPP_N | 2035 | B13 | 600 | 0 | 3200 | 0 | 0 | 0 | 0 | 0 | 0 | 0 | 0 | 0 | 0 | Infinite
MISO_W_2_SPP_N | MISO_W | SPP_N | 2035 | B14 | 900 | 0 | 3200 | 0 | 0 | 0 | 0 | 0 | 0 | 0 | 0 | 0 | 0 | Infinite
MISO_W_2_SPP_N | MISO_W | SPP_N | 2035 | B15 | 1203 | 0 | 3200 | 0 | 0 | 0 | 0 | 0 | 0 | 0 | 0 | 0 | 0 | Infinite
MISO_W_2_SPP_N | MISO_W | SPP_N | 2035 | B16 | 25 | 0 | 3200 | 0 | 0 | 0 | 0 | 0 | 0 | 0 | 0 | 0 | 0 | Infinite
MISO_W_2_SPP_N | MISO_W | SPP_N | 2035 | B17 | 100 | 0 | 3200 | 0 | 0 | 0 | 0 | 0 | 0 | 0 | 0 | 0 | 0 | Infinite
MISO_W_2_SPP_N | MISO_W | SPP_N | 2035 | B18 | 400 | 0 | 3200 | 0 | 0 | 0 | 0 | 0 | 0 | 0 | 0 | 0 | 0 | Infinite
MISO_W_2_SPP_N | MISO_W | SPP_N | 2035 | B19 | 700 | 0 | 3200 | 0 | 0 | 0 | 0 | 0 | 0 | 0 | 0 | 0 | 0 | Infinite
MISO_W_2_SPP_N | MISO_W | SPP_N | 2035 | B20 | 935 | 0 | 3200 | 0 | 0 | 0 | 0 | 0 | 0 | 0 | 0 | 0 | 0 | Infinite
MISO_W_2_SPP_N | MISO_W | SPP_N | 2040 | B1 | 10 | 0 | 3200 | 0 | 0 | 0 | 0 | 0 | 0 | 0 | 0 | 0 | 0 | Infinite
MISO_W_2_SPP_N | MISO_W | SPP_N | 2040 | B2 | 25 | 0 | 3200 | 0 | 0 | 0 | 0 | 0 | 0 | 0 | 0 | 0 | 0 | Infinite
MISO_W_2_SPP_N | MISO_W | SPP_N | 2040 | B3 | 75 | 0 | 3200 | 0 | 0 | 0 | 0 | 0 | 0 | 0 | 0 | 0 | 0 | Infinite
MISO_W_2_SPP_N | MISO_W | SPP_N | 2040 | B4 | 100 | 0 | 3200 | 0 | 0 | 0 | 0 | 0 | 0 | 0 | 0 | 0 | 0 | Infinite
MISO_W_2_SPP_N | MISO_W | SPP_N | 2040 | B5 | 200 | 0 | 3200 | 0 | 0 | 0 | 0 | 0 | 0 | 0 | 0 | 0 | 0 | Infinite
MISO_W_2_SPP_N | MISO_W | SPP_N | 2040 | B6 | 300 | 0 | 3200 | 1921.03 | 0 | 2375.55 | 0 | 0 | 0 | 0 | 0 | 0 | 0 | Infinite
MISO_W_2_SPP_N | MISO_W | SPP_N | 2040 | B7 | 400 | 0 | 3200 | 0 | 0 | 0 | 0 | 0 | 0 | 0 | 0 | 0 | 0 | Infinite
MISO_W_2_SPP_N | MISO_W | SPP_N | 2040 | B8 | 500 | 0 | 3200 | 0 | 0 | 0 | 0 | 0 | 0 | 0 | 0 | 0 | 0 | Infinite
MISO_W_2_SPP_N | MISO_W | SPP_N | 2040 | B9 | 800 | 0 | 3200 | 1189.32 | 0 | 964.96 | 0 | 0 | 0 | 0 | 0 | 0 | 0 | Infinite
MISO_W_2_SPP_N | MISO_W | SPP_N | 2040 | B10 | 1262 | 0 | 3200 | 0 | 0 | 0 | 0 | 0 | 0 | 0 | 0 | 0 | 0 | Infinite
MISO_W_2_SPP_N | MISO_W | SPP_N | 2040 | B11 | 25 | 0 | 3200 | 576.31 | 0 | 0 | 0 | 0 | 0 | 0 | 0 | 0 | 0 | Infinite
MISO_W_2_SPP_N | MISO_W | SPP_N | 2040 | B12 | 200 | 0 | 3200 | 0 | 0 | 0 | 0 | 0 | 0 | 0 | 0 | 0 | 0 | Infinite
MISO_W_2_SPP_N | MISO_W | SPP_N | 2040 | B13 | 600 | 0 | 3200 | 0 | 0 | 0 | 0 | 0 | 0 | 0 | 0 | 0 | 0 | Infinite
MISO_W_2_SPP_N | MISO_W | SPP_N | 2040 | B14 | 900 | 0 | 3200 | 0 | 0 | 0 | 0 | 0 | 0 | 0 | 0 | 0 | 0 | Infinite
MISO_W_2_SPP_N | MISO_W | SPP_N | 2040 | B15 | 1203 | 0 | 3200 | 0 | 0 | 0 | 0 | 0 | 0 | 0 | 0 | 0 | 0 | Infinite
MISO_W_2_SPP_N | MISO_W | SPP_N | 2040 | B16 | 25 | 0 | 3200 | 0 | 0 | 0 | 0 | 0 | 0 | 0 | 0 | 0 | 0 | Infinite
MISO_W_2_SPP_N | MISO_W | SPP_N | 2040 | B17 | 100 | 0 | 3200 | 0 | 0 | 0 | 0 | 0 | 0 | 0 | 0 | 0 | 0 | Infinite
MISO_W_2_SPP_N | MISO_W | SPP_N | 2040 | B18 | 400 | 0 | 3200 | 0 | 0 | 0 | 0 | 0 | 0 | 0 | 0 | 0 | 0 | Infinite
MISO_W_2_SPP_N | MISO_W | SPP_N | 2040 | B19 | 700 | 0 | 3200 | 0 | 0 | 0 | 0 | 0 | 0 | 0 | 0 | 0 | 0 | Infinite
MISO_W_2_SPP_N | MISO_W | SPP_N | 2040 | B20 | 935 | 0 | 3200 | 0 | 0 | 0 | 0 | 0 | 0 | 0 | 0 | 0 | 0 | Infinite
MISO_W_2_SPP_N | MISO_W | SPP_N | 2045 | B1 | 10 | 0 | 3200 | 0 | 0 | 0 | 0 | 0 | 0 | 0 | 0 | 0 | 0 | Infinite
MISO_W_2_SPP_N | MISO_W | SPP_N | 2045 | B2 | 25 | 0 | 3200 | 0 | 0 | 0 | 0 | 0 | 0 | 0 | 0 | 0 | 0 | Infinite
MISO_W_2_SPP_N | MISO_W | SPP_N | 2045 | B3 | 75 | 0 | 3200 | 0 | 0 | 0 | 0 | 0 | 0 | 0 | 0 | 0 | 0 | Infinite
MISO_W_2_SPP_N | MISO_W | SPP_N | 2045 | B4 | 100 | 0 | 3200 | 0 | 0 | 0 | 0 | 0 | 0 | 0 | 0 | 0 | 0 | Infinite
MISO_W_2_SPP_N | MISO_W | SPP_N | 2045 | B5 | 200 | 0 | 3200 | 0 | 0 | 0 | 0 | 0 | 0 | 0 | 0 | 0 | 0 | Infinite
MISO_W_2_SPP_N | MISO_W | SPP_N | 2045 | B6 | 300 | 0 | 3200 | 1476.9 | 0 | 1447.89 | 0 | 0 | 0 | 0 | 0 | 0 | 0 | Infinite
MISO_W_2_SPP_N | MISO_W | SPP_N | 2045 | B7 | 400 | 0 | 3200 | 912.64 | 0 | 0 | 0 | 0 | 0 | 0 | 0 | 0 | 0 | Infinite
MISO_W_2_SPP_N | MISO_W | SPP_N | 2045 | B8 | 500 | 0 | 3200 | 540.39 | 0 | 132.77 | 0 | 0 | 0 | 0 | 0 | 0 | 0 | Infinite
MISO_W_2_SPP_N | MISO_W | SPP_N | 2045 | B9 | 800 | 0 | 3200 | 2417.67 | 0 | 0 | 0 | 0 | 0 | 0 | 0 | 0 | 0 | Infinite
MISO_W_2_SPP_N | MISO_W | SPP_N | 2045 | B10 | 1262 | 0 | 3200 | 1213.89 | 0 | 0 | 0 | 0 | 0 | 0 | 0 | 0 | 0 | Infinite
MISO_W_2_SPP_N | MISO_W | SPP_N | 2045 | B11 | 25 | 0 | 3200 | 1050.47 | 0 | 0 | 0 | 0 | 0 | 0 | 0 | 0 | 0 | Infinite
MISO_W_2_SPP_N | MISO_W | SPP_N | 2045 | B12 | 200 | 0 | 3200 | 0 | 0 | 0 | 0 | 0 | 0 | 0 | 0 | 0 | 0 | Infinite
MISO_W_2_SPP_N | MISO_W | SPP_N | 2045 | B13 | 600 | 0 | 3200 | 0 | 0 | 0 | 0 | 0 | 0 | 0 | 0 | 0 | 0 | Infinite
MISO_W_2_SPP_N | MISO_W | SPP_N | 2045 | B14 | 900 | 0 | 3200 | 0 | 0 | 0 | 0 | 0 | 0 | 0 | 0 | 0 | 0 | Infinite
MISO_W_2_SPP_N | MISO_W | SPP_N | 2045 | B15 | 1203 | 0 | 3200 | 0 | 0 | 0 | 0 | 0 | 0 | 0 | 0 | 0 | 0 | Infinite
MISO_W_2_SPP_N | MISO_W | SPP_N | 2045 | B16 | 25 | 0 | 3200 | 0 | 0 | 0 | 0 | 0 | 0 | 0 | 0 | 0 | 0 | Infinite
MISO_W_2_SPP_N | MISO_W | SPP_N | 2045 | B17 | 100 | 0 | 3200 | 0 | 0 | 0 | 0 | 0 | 0 | 0 | 0 | 0 | 0 | Infinite
MISO_W_2_SPP_N | MISO_W | SPP_N | 2045 | B18 | 400 | 0 | 3200 | 0 | 0 | 0 | 0 | 0 | 0 | 0 | 0 | 0 | 0 | Infinite
MISO_W_2_SPP_N | MISO_W | SPP_N | 2045 | B19 | 700 | 0 | 3200 | 0 | 0 | 0 | 0 | 0 | 0 | 0 | 0 | 0 | 0 | Infinite
MISO_W_2_SPP_N | MISO_W | SPP_N | 2045 | B20 | 935 | 0 | 3200 | 0 | 0 | 0 | 0 | 0 | 0 | 0 | 0 | 0 | 0 | Infinite
MISO_W_2_SPP_N | MISO_W | SPP_N | 2050 | B1 | 10 | 0 | 3200 | 0 | 0 | 0 | 0 | 0 | 0 | 0 | 0 | 0 | 0 | Infinite
MISO_W_2_SPP_N | MISO_W | SPP_N | 2050 | B2 | 25 | 0 | 3200 | 0 | 0 | 0 | 0 | 0 | 0 | 0 | 0 | 0 | 0 | Infinite
MISO_W_2_SPP_N | MISO_W | SPP_N | 2050 | B3 | 75 | 0 | 3200 | 0 | 0 | 0 | 0 | 0 | 0 | 0 | 0 | 0 | 0 | Infinite
MISO_W_2_SPP_N | MISO_W | SPP_N | 2050 | B4 | 100 | 0 | 3200 | 0 | 0 | 0 | 0 | 0 | 0 | 0 | 0 | 0 | 0 | Infinite
MISO_W_2_SPP_N | MISO_W | SPP_N | 2050 | B5 | 200 | 0 | 3200 | 530.92 | 0 | 0 | 0 | 0 | 0 | 0 | 0 | 0 | 0 | Infinite
MISO_W_2_SPP_N | MISO_W | SPP_N | 2050 | B6 | 300 | 0 | 3200 | 2086.24 | 0 | 1670.2 | 0 | 0 | 0 | 0 | 0 | 0 | 0 | Infinite
MISO_W_2_SPP_N | MISO_W | SPP_N | 2050 | B7 | 400 | 0 | 3200 | 577.89 | 0 | 0 | 0 | 0 | 0 | 0 | 0 | 0 | 0 | Infinite
MISO_W_2_SPP_N | MISO_W | SPP_N | 2050 | B8 | 500 | 0 | 3200 | 2623.28 | 0 | 2829.97 | 0 | 0 | 0 | 0 | 0 | 0 | 0 | Infinite
MISO_W_2_SPP_N | MISO_W | SPP_N | 2050 | B9 | 800 | 0 | 3200 | 2762.91 | 0 | 3200 | 0 | 0 | 0 | 0 | 0.02374 | 0 | 0 | Infinite
MISO_W_2_SPP_N | MISO_W | SPP_N | 2050 | B10 | 1262 | 0 | 3200 | 2028.68 | 0 | 0 | 0 | 0 | 0 | 0 | 0 | 0 | 0 | Infinite
MISO_W_2_SPP_N | MISO_W | SPP_N | 2050 | B11 | 25 | 0 | 3200 | 834.34 | 0 | 1473.87 | 0 | 0 | 0 | 0 | 0 | 0 | 0 | Infinite
MISO_W_2_SPP_N | MISO_W | SPP_N | 2050 | B12 | 200 | 0 | 3200 | 0 | 0 | 0 | 0 | 0 | 0 | 0 | 0 | 0 | 0 | Infinite
MISO_W_2_SPP_N | MISO_W | SPP_N | 2050 | B13 | 600 | 0 | 3200 | 0 | 0 | 0 | 0 | 0 | 0 | 0 | 0 | 0 | 0 | Infinite
MISO_W_2_SPP_N | MISO_W | SPP_N | 2050 | B14 | 900 | 0 | 3200 | 0 | 0 | 0 | 0 | 0 | 0 | 0 | 0 | 0 | 0 | Infinite
MISO_W_2_SPP_N | MISO_W | SPP_N | 2050 | B15 | 1203 | 0 | 3200 | 513.27 | 0 | 0 | 0 | 0 | 0 | 0 | 0 | 0 | 0 | Infinite
MISO_W_2_SPP_N | MISO_W | SPP_N | 2050 | B16 | 25 | 0 | 3200 | 1094.3 | 0 | 0 | 0 | 0 | 0 | 0 | 0 | 0 | 0 | Infinite
MISO_W_2_SPP_N | MISO_W | SPP_N | 2050 | B17 | 100 | 0 | 3200 | 0 | 0 | 0 | 0 | 0 | 0 | 0 | 0 | 0 | 0 | Infinite
MISO_W_2_SPP_N | MISO_W | SPP_N | 2050 | B18 | 400 | 0 | 3200 | 0 | 0 | 0 | 0 | 0 | 0 | 0 | 0 | 0 | 0 | Infinite
MISO_W_2_SPP_N | MISO_W | SPP_N | 2050 | B19 | 700 | 0 | 3200 | 0 | 0 | 0 | 0 | 0 | 0 | 0 | 0 | 0 | 0 | Infinite
MISO_W_2_SPP_N | MISO_W | SPP_N | 2050 | B20 | 935 | 0 | 3200 | 1258.31 | 0 | 0 | 0 | 0 | 0 | 0 | 0 | 0 | 0 | Infinite
MISO_WUMS_2_MISO_MI | MISO_WUMS | MISO_MI | 2015 | B1 | 10 | 0 | 99 | 0 | 0 | 0 | 0 | 0 | 0 | 0 | 0 | 0 | 0 | 0
MISO_WUMS_2_MISO_MI | MISO_WUMS | MISO_MI | 2015 | B2 | 25 | 0 | 99 | 0 | 0 | 0 | 0 | 0 | 0 | 0 | 0 | 0 | 0 | 0
MISO_WUMS_2_MISO_MI | MISO_WUMS | MISO_MI | 2015 | B3 | 75 | 0 | 99 | 0 | 0 | 0 | 0 | 0 | 0 | 0 | 0 | 0 | 0 | 0
MISO_WUMS_2_MISO_MI | MISO_WUMS | MISO_MI | 2015 | B4 | 100 | 0 | 99 | 0 | 0 | 0 | 0 | 0 | 0 | 0 | 0 | 0 | 0 | 0
MISO_WUMS_2_MISO_MI | MISO_WUMS | MISO_MI | 2015 | B5 | 200 | 0 | 99 | 0 | 0 | 0 | 0 | 0 | 0 | 0 | 0 | 0 | 0 | 0
MISO_WUMS_2_MISO_MI | MISO_WUMS | MISO_MI | 2015 | B6 | 300 | 0 | 99 | 0 | 0 | 0 | 0 | 0 | 0 | 0 | 0 | 0 | 0 | 0
MISO_WUMS_2_MISO_MI | MISO_WUMS | MISO_MI | 2015 | B7 | 400 | 0 | 99 | 0 | 0 | 0 | 0 | 0 | 0 | 0 | 0 | 0 | 0 | 0
MISO_WUMS_2_MISO_MI | MISO_WUMS | MISO_MI | 2015 | B8 | 500 | 0 | 99 | 0 | 0 | 0 | 0 | 0 | 0 | 0 | 0 | 0 | 0 | 0
MISO_WUMS_2_MISO_MI | MISO_WUMS | MISO_MI | 2015 | B9 | 800 | 0 | 99 | 0 | 0 | 99 | 0 | 1261.14 | 0 | 0 | 0.01187 | 0 | 0 | 0
MISO_WUMS_2_MISO_MI | MISO_WUMS | MISO_MI | 2015 | B10 | 1262 | 0 | 99 | 0 | 0 | 0 | 0 | 0 | 0 | 0 | 0 | 0 | 0 | 0
MISO_WUMS_2_MISO_MI | MISO_WUMS | MISO_MI | 2015 | B11 | 25 | 0 | 99 | 0 | 0 | 0 | 0 | 0 | 0 | 0 | 0 | 0 | 0 | 0
MISO_WUMS_2_MISO_MI | MISO_WUMS | MISO_MI | 2015 | B12 | 200 | 0 | 99 | 0 | 0 | 53.97 | 0 | 0 | 0 | 0 | 0 | 0 | 0 | 0
MISO_WUMS_2_MISO_MI | MISO_WUMS | MISO_MI | 2015 | B13 | 600 | 0 | 99 | 0 | 0 | 0 | 0 | 0 | 0 | 0 | 0 | 0 | 0 | 0
MISO_WUMS_2_MISO_MI | MISO_WUMS | MISO_MI | 2015 | B14 | 900 | 0 | 99 | 0 | 0 | 99 | 0 | 443.54 | 0 | 0 | 0.01187 | 0 | 0 | 0
MISO_WUMS_2_MISO_MI | MISO_WUMS | MISO_MI | 2015 | B15 | 1203 | 0 | 99 | 0 | 0 | 0 | 0 | 0 | 0 | 0 | 0 | 0 | 0 | 0
MISO_WUMS_2_MISO_MI | MISO_WUMS | MISO_MI | 2015 | B16 | 25 | 0 | 99 | 0 | 0 | 0 | 0 | 0 | 0 | 0 | 0 | 0 | 0 | 0
MISO_WUMS_2_MISO_MI | MISO_WUMS | MISO_MI | 2015 | B17 | 100 | 0 | 99 | 0 | 0 | 99 | 0 | 67.21 | 0 | 0 | 0.01187 | 0 | 0 | 0
MISO_WUMS_2_MISO_MI | MISO_WUMS | MISO_MI | 2015 | B18 | 400 | 0 | 99 | 0 | 0 | 59.64 | 0 | 0 | 0 | 0 | 0 | 0 | 0 | 0
MISO_WUMS_2_MISO_MI | MISO_WUMS | MISO_MI | 2015 | B19 | 700 | 0 | 99 | 0 | 0 | 0 | 0 | 0 | 0 | 0 | 0 | 0 | 0 | 0
MISO_WUMS_2_MISO_MI | MISO_WUMS | MISO_MI | 2015 | B20 | 935 | 0 | 99 | 0 | 0 | 0 | 0 | 0 | 0 | 0 | 0 | 0 | 0 | 0
MISO_WUMS_2_MISO_MI | MISO_WUMS | MISO_MI | 2020 | B1 | 10 | 0 | 99 | 99 | 0 | 99 | 0 | 2687.24 | 0.55789 | 0 | 0.01187 | 0.0015782 | 0 | 0.0035215
MISO_WUMS_2_MISO_MI | MISO_WUMS | MISO_MI | 2020 | B2 | 25 | 0 | 99 | 0 | 0 | 99 | 0 | 1132.62 | 0 | 0 | 0.01187 | 0 | 0 | 0.0035215
MISO_WUMS_2_MISO_MI | MISO_WUMS | MISO_MI | 2020 | B3 | 75 | 0 | 99 | 0 | 0 | 99 | 0 | 1459.73 | 0 | 0 | 0.01187 | 0 | 0 | 0.0035215
MISO_WUMS_2_MISO_MI | MISO_WUMS | MISO_MI | 2020 | B4 | 100 | 0 | 99 | 0 | 0 | 0 | 0 | 0 | 0 | 0 | 0 | 0 | 0 | 0.0035215
MISO_WUMS_2_MISO_MI | MISO_WUMS | MISO_MI | 2020 | B5 | 200 | 0 | 99 | 0 | 0 | 99 | 0 | 14.6 | 0 | 0 | 0.01187 | 0 | 0 | 0.0035215
MISO_WUMS_2_MISO_MI | MISO_WUMS | MISO_MI | 2020 | B6 | 300 | 0 | 99 | 0 | 0 | 99 | 0 | 165.23 | 0 | 0 | 0.01187 | 0 | 0 | 0.0035215
MISO_WUMS_2_MISO_MI | MISO_WUMS | MISO_MI | 2020 | B7 | 400 | 0 | 99 | 0 | 0 | 99 | 0 | 675.99 | 0 | 0 | 0.01187 | 0 | 0 | 0.0035215
MISO_WUMS_2_MISO_MI | MISO_WUMS | MISO_MI | 2020 | B8 | 500 | 0 | 99 | 0 | 0 | 99 | 0 | 812.41 | 0 | 0 | 0.01187 | 0 | 0 | 0.0035215
MISO_WUMS_2_MISO_MI | MISO_WUMS | MISO_MI | 2020 | B9 | 800 | 0 | 99 | 0 | 0 | 99 | 0 | 112.86 | 0 | 0 | 0.01187 | 0 | 0 | 0.0035215
MISO_WUMS_2_MISO_MI | MISO_WUMS | MISO_MI | 2020 | B10 | 1262 | 0 | 99 | 99 | 0 | 99 | 0 | 492.87 | 0.01187 | 0 | 0.01187 | 0.0042376 | 0 | 0.0035215
MISO_WUMS_2_MISO_MI | MISO_WUMS | MISO_MI | 2020 | B11 | 25 | 0 | 99 | 0 | 0 | 44.16 | 0 | 0 | 0 | 0 | 0 | 0 | 0 | 0.0035215
MISO_WUMS_2_MISO_MI | MISO_WUMS | MISO_MI | 2020 | B12 | 200 | 0 | 99 | 0 | 0 | 99 | 0 | 465.61 | 0 | 0 | 0.01187 | 0 | 0 | 0.0035215
MISO_WUMS_2_MISO_MI | MISO_WUMS | MISO_MI | 2020 | B13 | 600 | 0 | 99 | 0 | 0 | 99 | 0 | 1125.19 | 0 | 0 | 0.01187 | 0 | 0 | 0.0035215
MISO_WUMS_2_MISO_MI | MISO_WUMS | MISO_MI | 2020 | B14 | 900 | 0 | 99 | 0 | 0 | 99 | 0 | 492.12 | 0 | 0 | 0.01187 | 0 | 0 | 0.0035215
MISO_WUMS_2_MISO_MI | MISO_WUMS | MISO_MI | 2020 | B15 | 1203 | 0 | 99 | 99 | 0 | 99 | 0 | 720.03 | 0.01187 | 0 | 0.01187 | 0.0040395 | 0 | 0.0035215
MISO_WUMS_2_MISO_MI | MISO_WUMS | MISO_MI | 2020 | B16 | 25 | 0 | 99 | 99 | 0 | 99 | 0 | 395.41 | 0.10683 | 0 | 0.01187 | 0.00075552 | 0 | 0.0035215
MISO_WUMS_2_MISO_MI | MISO_WUMS | MISO_MI | 2020 | B17 | 100 | 0 | 99 | 99 | 0 | 99 | 0 | 879.19 | 0.01187 | 0 | 0.01187 | 0.00033579 | 0 | 0.0035215
MISO_WUMS_2_MISO_MI | MISO_WUMS | MISO_MI | 2020 | B18 | 400 | 0 | 99 | 0 | 0 | 99 | 0 | 0 | 0 | 0 | 0 | 0 | 0 | 0.0035215
MISO_WUMS_2_MISO_MI | MISO_WUMS | MISO_MI | 2020 | B19 | 700 | 0 | 99 | 0 | 0 | 67.2 | 0 | 0 | 0 | 0 | 0 | 0 | 0 | 0.0035215
MISO_WUMS_2_MISO_MI | MISO_WUMS | MISO_MI | 2020 | B20 | 935 | 0 | 99 | 99 | 0 | 0 | 0 | 0 | 0.01187 | 0 | 0 | 0.0031396 | 0 | 0.0035215
MISO_WUMS_2_MISO_MI | MISO_WUMS | MISO_MI | 2025 | B1 | 10 | 0 | 99 | 99 | 0 | 99 | 0 | 5450 | 2.0298 | 0 | 0.04748 | 0.01049 | 0 | 0.056413
MISO_WUMS_2_MISO_MI | MISO_WUMS | MISO_MI | 2025 | B2 | 25 | 0 | 99 | 99 | 0 | 99 | 0 | 2839.99 | 3.9883 | 0 | 0.04748 | 0.051529 | 0 | 0.056413
MISO_WUMS_2_MISO_MI | MISO_WUMS | MISO_MI | 2025 | B3 | 75 | 0 | 99 | 99 | 0 | 99 | 0 | 1936.71 | 2.4215 | 0 | 0.04748 | 0.093856 | 0 | 0.056413
MISO_WUMS_2_MISO_MI | MISO_WUMS | MISO_MI | 2025 | B4 | 100 | 0 | 99 | 0 | 0 | 99 | 0 | 740.04 | 0 | 0 | 0.04748 | 0 | 0 | 0.056413
MISO_WUMS_2_MISO_MI | MISO_WUMS | MISO_MI | 2025 | B5 | 200 | 0 | 99 | 0 | 0 | 99 | 0 | 0 | 0 | 0 | 0.01187 | 0 | 0 | 0.056413
MISO_WUMS_2_MISO_MI | MISO_WUMS | MISO_MI | 2025 | B6 | 300 | 0 | 99 | 0 | 0 | 99 | 0 | 0 | 0 | 0 | 0.01187 | 0 | 0 | 0.056413
MISO_WUMS_2_MISO_MI | MISO_WUMS | MISO_MI | 2025 | B7 | 400 | 0 | 99 | 99 | 0 | 99 | 0 | 354.47 | 0 | 0 | 0.04748 | 0 | 0 | 0.056413
MISO_WUMS_2_MISO_MI | MISO_WUMS | MISO_MI | 2025 | B8 | 500 | 0 | 99 | 0 | 0 | 99 | 0 | 0 | 0 | 0 | 0.03561 | 0 | 0 | 0.056413
MISO_WUMS_2_MISO_MI | MISO_WUMS | MISO_MI | 2025 | B9 | 800 | 0 | 99 | 0 | 0 | 99 | 0 | 365.52 | 0 | 0 | 0.04748 | 0 | 0 | 0.056413
MISO_WUMS_2_MISO_MI | MISO_WUMS | MISO_MI | 2025 | B10 | 1262 | 0 | 99 | 0 | 0 | 55.34 | 0 | 0 | 0 | 0 | 0 | 0 | 0 | 0.056413
MISO_WUMS_2_MISO_MI | MISO_WUMS | MISO_MI | 2025 | B11 | 25 | 0 | 99 | 99 | 0 | 99 | 0 | 548.86 | 0.65285 | 0 | 0.04748 | 0.0084348 | 0 | 0.056413
MISO_WUMS_2_MISO_MI | MISO_WUMS | MISO_MI | 2025 | B12 | 200 | 0 | 99 | 99 | 0 | 99 | 0 | 0 | 0.15431 | 0 | 0.03561 | 0.015949 | 0 | 0.056413
MISO_WUMS_2_MISO_MI | MISO_WUMS | MISO_MI | 2025 | B13 | 600 | 0 | 99 | 99 | 0 | 99 | 0 | 0 | 0.01187 | 0 | 0.03561 | 0.0036806 | 0 | 0.056413
MISO_WUMS_2_MISO_MI | MISO_WUMS | MISO_MI | 2025 | B14 | 900 | 0 | 99 | 99 | 0 | 99 | 0 | 0 | 0.01187 | 0 | 0.04748 | 0.0055209 | 0 | 0.056413
MISO_WUMS_2_MISO_MI | MISO_WUMS | MISO_MI | 2025 | B15 | 1203 | 0 | 99 | 0 | 0 | 79.16 | 0 | 0 | 0 | 0 | 0 | 0 | 0 | 0.056413
MISO_WUMS_2_MISO_MI | MISO_WUMS | MISO_MI | 2025 | B16 | 25 | 0 | 99 | 32.52 | 0 | 99 | 0 | 1517.82 | 0 | 0 | 0.04748 | 0 | 0 | 0.056413
MISO_WUMS_2_MISO_MI | MISO_WUMS | MISO_MI | 2025 | B17 | 100 | 0 | 99 | 99 | 0 | 99 | 0 | 2077.13 | 0.70033 | 0 | 0.04748 | 0.036193 | 0 | 0.056413
MISO_WUMS_2_MISO_MI | MISO_WUMS | MISO_MI | 2025 | B18 | 400 | 0 | 99 | 0 | 0 | 99 | 0 | 0 | 0 | 0 | 0.03561 | 0 | 0 | 0.056413
MISO_WUMS_2_MISO_MI | MISO_WUMS | MISO_MI | 2025 | B19 | 700 | 0 | 99 | 0 | 0 | 99 | 0 | 0 | 0 | 0 | 0.03561 | 0 | 0 | 0.056413
MISO_WUMS_2_MISO_MI | MISO_WUMS | MISO_MI | 2025 | B20 | 935 | 0 | 99 | 0 | 0 | 0 | 0 | 0 | 0 | 0 | 0 | 0 | 0 | 0.056413
MISO_WUMS_2_MISO_MI | MISO_WUMS | MISO_MI | 2030 | B1 | 10 | 0 | 99 | 99 | 0 | 99 | 0 | 5786.15 | 4.5462 | 0 | 0.20179 | 0.005935 | 0 | 0.25242
MISO_WUMS_2_MISO_MI | MISO_WUMS | MISO_MI | 2030 | B2 | 25 | 0 | 99 | 99 | 0 | 99 | 0 | 6983.36 | 4.5462 | 0 | 0.20179 | 0.014837 | 0 | 0.25242
MISO_WUMS_2_MISO_MI | MISO_WUMS | MISO_MI | 2030 | B3 | 75 | 0 | 99 | 99 | 0 | 99 | 0 | 1978.81 | 3.5966 | 0 | 0.20179 | 0.035215 | 0 | 0.25242
MISO_WUMS_2_MISO_MI | MISO_WUMS | MISO_MI | 2030 | B4 | 100 | 0 | 99 | 0 | 0 | 99 | 0 | 535.33 | 0 | 0 | 0.20179 | 0 | 0 | 0.25242
MISO_WUMS_2_MISO_MI | MISO_WUMS | MISO_MI | 2030 | B5 | 200 | 0 | 99 | 0 | 0 | 99 | 0 | 540.83 | 0 | 0 | 0.20179 | 0 | 0 | 0.25242
MISO_WUMS_2_MISO_MI | MISO_WUMS | MISO_MI | 2030 | B6 | 300 | 0 | 99 | 99 | 0 | 99 | 0 | 1198.4 | 0.15431 | 0 | 0.20179 | 0.0060435 | 0 | 0.25242
MISO_WUMS_2_MISO_MI | MISO_WUMS | MISO_MI | 2030 | B7 | 400 | 0 | 99 | 99 | 0 | 99 | 0 | 289.55 | 0.03561 | 0 | 0.20179 | 0.0018595 | 0 | 0.25242
MISO_WUMS_2_MISO_MI | MISO_WUMS | MISO_MI | 2030 | B8 | 500 | 0 | 99 | 99 | 0 | 99 | 0 | 2492.71 | 0.96147 | 0 | 0.20179 | 0.062759 | 0 | 0.25242
MISO_WUMS_2_MISO_MI | MISO_WUMS | MISO_MI | 2030 | B9 | 800 | 0 | 99 | 0 | 0 | 99 | 0 | 567.28 | 0 | 0 | 0.20179 | 0 | 0 | 0.25242
MISO_WUMS_2_MISO_MI | MISO_WUMS | MISO_MI | 2030 | B10 | 1262 | 0 | 99 | 99 | 0 | 99 | 0 | 627.53 | 0.87838 | 0 | 0.20179 | 0.14471 | 0 | 0.25242
MISO_WUMS_2_MISO_MI | MISO_WUMS | MISO_MI | 2030 | B11 | 25 | 0 | 99 | 99 | 0 | 99 | 0 | 1960.68 | 1.009 | 0 | 0.20179 | 0.0032929 | 0 | 0.25242
MISO_WUMS_2_MISO_MI | MISO_WUMS | MISO_MI | 2030 | B12 | 200 | 0 | 99 | 99 | 0 | 99 | 0 | 1567.42 | 5.2703 | 0 | 0.20179 | 0.13761 | 0 | 0.25242
MISO_WUMS_2_MISO_MI | MISO_WUMS | MISO_MI | 2030 | B13 | 600 | 0 | 99 | 99 | 0 | 99 | 0 | 1302.94 | 1.0208 | 0 | 0.20179 | 0.07996 | 0 | 0.25242
MISO_WUMS_2_MISO_MI | MISO_WUMS | MISO_MI | 2030 | B14 | 900 | 0 | 99 | 99 | 0 | 99 | 0 | 2019.74 | 0.74781 | 0 | 0.20179 | 0.087863 | 0 | 0.25242
MISO_WUMS_2_MISO_MI | MISO_WUMS | MISO_MI | 2030 | B15 | 1203 | 0 | 99 | 99 | 0 | 99 | 0 | 741.04 | 0.73594 | 0 | 0.20179 | 0.11558 | 0 | 0.25242
MISO_WUMS_2_MISO_MI | MISO_WUMS | MISO_MI | 2030 | B16 | 25 | 0 | 99 | 99 | 0 | 99 | 0 | 4930.07 | 9.7453 | 0 | 0.20179 | 0.031806 | 0 | 0.25242
MISO_WUMS_2_MISO_MI | MISO_WUMS | MISO_MI | 2030 | B17 | 100 | 0 | 99 | 99 | 0 | 99 | 0 | 2332.12 | 5.5314 | 0 | 0.20179 | 0.072212 | 0 | 0.25242
MISO_WUMS_2_MISO_MI | MISO_WUMS | MISO_MI | 2030 | B18 | 400 | 0 | 99 | 99 | 0 | 99 | 0 | 2330.69 | 2.4215 | 0 | 0.20179 | 0.12645 | 0 | 0.25242
MISO_WUMS_2_MISO_MI | MISO_WUMS | MISO_MI | 2030 | B19 | 700 | 0 | 99 | 99 | 0 | 99 | 0 | 972.81 | 0.86651 | 0 | 0.20179 | 0.079185 | 0 | 0.25242
MISO_WUMS_2_MISO_MI | MISO_WUMS | MISO_MI | 2030 | B20 | 935 | 0 | 99 | 99 | 0 | 99 | 0 | 0 | 0.03561 | 0 | 0.17805 | 0.0043467 | 0 | 0.25242
MISO_WUMS_2_MISO_MI | MISO_WUMS | MISO_MI | 2035 | B1 | 10 | 0 | 99 | 99 | 0 | 99 | 0 | 12715.12 | 8.036 | 0 | 0.13057 | 0.018418 | 0 | 0.075251
MISO_WUMS_2_MISO_MI | MISO_WUMS | MISO_MI | 2035 | B2 | 25 | 0 | 99 | 99 | 0 | 99 | 0 | 12093.68 | 5.3771 | 0 | 0.13057 | 0.030811 | 0 | 0.075251
MISO_WUMS_2_MISO_MI | MISO_WUMS | MISO_MI | 2035 | B3 | 75 | 0 | 99 | 99 | 0 | 99 | 0 | 9574.33 | 3.4186 | 0 | 0.13057 | 0.058765 | 0 | 0.075251
MISO_WUMS_2_MISO_MI | MISO_WUMS | MISO_MI | 2035 | B4 | 100 | 0 | 99 | 99 | 0 | 99 | 0 | 9719.87 | 1.8636 | 0 | 0.13057 | 0.042713 | 0 | 0.075251
MISO_WUMS_2_MISO_MI | MISO_WUMS | MISO_MI | 2035 | B5 | 200 | 0 | 99 | 99 | 0 | 99 | 0 | 2388.52 | 0.18992 | 0 | 0.13057 | 0.0087059 | 0 | 0.075251
MISO_WUMS_2_MISO_MI | MISO_WUMS | MISO_MI | 2035 | B6 | 300 | 0 | 99 | 0 | 0 | 99 | 0 | 1041.49 | 0 | 0 | 0.13057 | 0 | 0 | 0.075251
MISO_WUMS_2_MISO_MI | MISO_WUMS | MISO_MI | 2035 | B7 | 400 | 0 | 99 | 55.92 | 0 | 99 | 0 | 696.74 | 0 | 0 | 0.13057 | 0 | 0 | 0.075251
MISO_WUMS_2_MISO_MI | MISO_WUMS | MISO_MI | 2035 | B8 | 500 | 0 | 99 | 99 | 0 | 99 | 0 | 1304.47 | 0.55789 | 0 | 0.13057 | 0.063934 | 0 | 0.075251
MISO_WUMS_2_MISO_MI | MISO_WUMS | MISO_MI | 2035 | B9 | 800 | 0 | 99 | 0 | 0 | 99 | 0 | 750.24 | 0 | 0 | 0.13057 | 0 | 0 | 0.075251
MISO_WUMS_2_MISO_MI | MISO_WUMS | MISO_MI | 2035 | B10 | 1262 | 0 | 99 | 15.74 | 0 | 0 | 0 | 0 | 0 | 0 | 0 | 0 | 0 | 0.075251
MISO_WUMS_2_MISO_MI | MISO_WUMS | MISO_MI | 2035 | B11 | 25 | 0 | 99 | 99 | 0 | 99 | 0 | 1321.93 | 2.0416 | 0 | 0.13057 | 0.011699 | 0 | 0.075251
MISO_WUMS_2_MISO_MI | MISO_WUMS | MISO_MI | 2035 | B12 | 200 | 0 | 99 | 99 | 0 | 99 | 0 | 1657.55 | 0.01187 | 0 | 0.13057 | 0.00054412 | 0 | 0.075251
MISO_WUMS_2_MISO_MI | MISO_WUMS | MISO_MI | 2035 | B13 | 600 | 0 | 99 | 99 | 0 | 99 | 0 | 651.9 | 0.01187 | 0 | 0.13057 | 0.0016324 | 0 | 0.075251
MISO_WUMS_2_MISO_MI | MISO_WUMS | MISO_MI | 2035 | B14 | 900 | 0 | 99 | 99 | 0 | 99 | 0 | 1736.14 | 0.03561 | 0 | 0.13057 | 0.0073456 | 0 | 0.075251
MISO_WUMS_2_MISO_MI | MISO_WUMS | MISO_MI | 2035 | B15 | 1203 | 0 | 99 | 99 | 0 | 99 | 0 | 266.19 | 0.07122 | 0 | 0.13057 | 0.019637 | 0 | 0.075251
MISO_WUMS_2_MISO_MI | MISO_WUMS | MISO_MI | 2035 | B16 | 25 | 0 | 99 | 99 | 0 | 99 | 0 | 1134.76 | 0.01187 | 0 | 0.13057 | 6.8015e-05 | 0 | 0.075251
MISO_WUMS_2_MISO_MI | MISO_WUMS | MISO_MI | 2035 | B17 | 100 | 0 | 99 | 99 | 0 | 99 | 0 | 1538.04 | 1.555 | 0 | 0.13057 | 0.03564 | 0 | 0.075251
MISO_WUMS_2_MISO_MI | MISO_WUMS | MISO_MI | 2035 | B18 | 400 | 0 | 99 | 99 | 0 | 99 | 0 | 98.18 | 0.01187 | 0 | 0.13057 | 0.0010882 | 0 | 0.075251
MISO_WUMS_2_MISO_MI | MISO_WUMS | MISO_MI | 2035 | B19 | 700 | 0 | 99 | 0 | 0 | 99 | 0 | 0 | 0 | 0 | 0.09496 | 0 | 0 | 0.075251
MISO_WUMS_2_MISO_MI | MISO_WUMS | MISO_MI | 2035 | B20 | 935 | 0 | 99 | 72.23 | 0 | 0 | 0 | 0 | 0 | 0 | 0 | 0 | 0 | 0.075251
MISO_WUMS_2_MISO_MI | MISO_WUMS | MISO_MI | 2040 | B1 | 10 | 0 | 99 | 99 | 0 | 99 | 0 | 9652.24 | 9.2705 | 0 | 0.90212 | 0.026412 | 0 | 0.1181
MISO_WUMS_2_MISO_MI | MISO_WUMS | MISO_MI | 2040 | B2 | 25 | 0 | 99 | 99 | 0 | 99 | 0 | 7826.77 | 6.3504 | 0 | 0.90212 | 0.045231 | 0 | 0.1181
MISO_WUMS_2_MISO_MI | MISO_WUMS | MISO_MI | 2040 | B3 | 75 | 0 | 99 | 99 | 0 | 99 | 0 | 7281.18 | 4.1782 | 0 | 0.90212 | 0.089279 | 0 | 0.1181
MISO_WUMS_2_MISO_MI | MISO_WUMS | MISO_MI | 2040 | B4 | 100 | 0 | 99 | 99 | 0 | 99 | 0 | 5829.18 | 3.8696 | 0 | 0.90212 | 0.11025 | 0 | 0.1181
MISO_WUMS_2_MISO_MI | MISO_WUMS | MISO_MI | 2040 | B5 | 200 | 0 | 99 | 99 | 0 | 99 | 0 | 4078.29 | 1.6974 | 0 | 0.90212 | 0.096719 | 0 | 0.1181
MISO_WUMS_2_MISO_MI | MISO_WUMS | MISO_MI | 2040 | B6 | 300 | 0 | 99 | 0 | 0 | 99 | 0 | 0 | 0 | 0 | 0.01187 | 0 | 0 | 0.1181
MISO_WUMS_2_MISO_MI | MISO_WUMS | MISO_MI | 2040 | B7 | 400 | 0 | 99 | 99 | 0 | 99 | 0 | 1245.74 | 0.03561 | 0 | 0.90212 | 0.0040581 | 0 | 0.1181
MISO_WUMS_2_MISO_MI | MISO_WUMS | MISO_MI | 2040 | B8 | 500 | 0 | 99 | 99 | 0 | 99 | 0 | 933.33 | 0.65285 | 0 | 0.90212 | 0.092999 | 0 | 0.1181
MISO_WUMS_2_MISO_MI | MISO_WUMS | MISO_MI | 2040 | B9 | 800 | 0 | 99 | 69.29 | 0 | 99 | 0 | 907.98 | 0 | 0 | 0.90212 | 0 | 0 | 0.1181
MISO_WUMS_2_MISO_MI | MISO_WUMS | MISO_MI | 2040 | B10 | 1262 | 0 | 99 | 33.33 | 0 | 0 | 0 | 0 | 0 | 0 | 0 | 0 | 0 | 0.1181
MISO_WUMS_2_MISO_MI | MISO_WUMS | MISO_MI | 2040 | B11 | 25 | 0 | 99 | 0 | 0 | 99 | 0 | 1487.91 | 0 | 0 | 0.90212 | 0 | 0 | 0.1181
MISO_WUMS_2_MISO_MI | MISO_WUMS | MISO_MI | 2040 | B12 | 200 | 0 | 99 | 99 | 0 | 99 | 0 | 2318.28 | 0.01187 | 0 | 0.90212 | 0.00067635 | 0 | 0.1181
MISO_WUMS_2_MISO_MI | MISO_WUMS | MISO_MI | 2040 | B13 | 600 | 0 | 99 | 99 | 0 | 99 | 0 | 856.74 | 0.01187 | 0 | 0.90212 | 0.0020291 | 0 | 0.1181
MISO_WUMS_2_MISO_MI | MISO_WUMS | MISO_MI | 2040 | B14 | 900 | 0 | 99 | 99 | 0 | 99 | 0 | 1314.52 | 0.01187 | 0 | 0.90212 | 0.0030436 | 0 | 0.1181
MISO_WUMS_2_MISO_MI | MISO_WUMS | MISO_MI | 2040 | B15 | 1203 | 0 | 99 | 0 | 0 | 0 | 0 | 0 | 0 | 0 | 0 | 0 | 0 | 0.1181
MISO_WUMS_2_MISO_MI | MISO_WUMS | MISO_MI | 2040 | B16 | 25 | 0 | 99 | 19.43 | 0 | 99 | 0 | 2454.97 | 0 | 0 | 0.90212 | 0 | 0 | 0.1181
MISO_WUMS_2_MISO_MI | MISO_WUMS | MISO_MI | 2040 | B17 | 100 | 0 | 99 | 99 | 0 | 99 | 0 | 2306.41 | 0.01187 | 0 | 0.90212 | 0.00033818 | 0 | 0.1181
MISO_WUMS_2_MISO_MI | MISO_WUMS | MISO_MI | 2040 | B18 | 400 | 0 | 99 | 99 | 0 | 99 | 0 | 1260.43 | 0.01187 | 0 | 0.90212 | 0.0013527 | 0 | 0.1181
MISO_WUMS_2_MISO_MI | MISO_WUMS | MISO_MI | 2040 | B19 | 700 | 0 | 99 | 31.76 | 0 | 99 | 0 | 0 | 0 | 0 | 0.80716 | 0 | 0 | 0.1181
MISO_WUMS_2_MISO_MI | MISO_WUMS | MISO_MI | 2040 | B20 | 935 | 0 | 99 | 0 | 0 | 0 | 0 | 0 | 0 | 0 | 0 | 0 | 0 | 0.1181
MISO_WUMS_2_MISO_MI | MISO_WUMS | MISO_MI | 2045 | B1 | 10 | 0 | 99 | 99 | 0 | 99 | 0 | 11750.98 | 8.1072 | 0 | 0.56976 | 0.023602 | 0 | 0.3977
MISO_WUMS_2_MISO_MI | MISO_WUMS | MISO_MI | 2045 | B2 | 25 | 0 | 99 | 99 | 0 | 99 | 0 | 12220.44 | 6.6116 | 0 | 0.56976 | 0.048119 | 0 | 0.3977
MISO_WUMS_2_MISO_MI | MISO_WUMS | MISO_MI | 2045 | B3 | 75 | 0 | 99 | 99 | 0 | 99 | 0 | 12152.24 | 4.6887 | 0 | 0.56976 | 0.10237 | 0 | 0.3977
MISO_WUMS_2_MISO_MI | MISO_WUMS | MISO_MI | 2045 | B4 | 100 | 0 | 99 | 99 | 0 | 99 | 0 | 9278.35 | 4.2969 | 0 | 0.56976 | 0.12509 | 0 | 0.3977
MISO_WUMS_2_MISO_MI | MISO_WUMS | MISO_MI | 2045 | B5 | 200 | 0 | 99 | 99 | 0 | 99 | 0 | 5249.43 | 2.2553 | 0 | 0.56976 | 0.13131 | 0 | 0.3977
MISO_WUMS_2_MISO_MI | MISO_WUMS | MISO_MI | 2045 | B6 | 300 | 0 | 99 | 0 | 0 | 99 | 0 | 1968.05 | 0 | 0 | 0.56976 | 0 | 0 | 0.3977
MISO_WUMS_2_MISO_MI | MISO_WUMS | MISO_MI | 2045 | B7 | 400 | 0 | 99 | 99 | 0 | 99 | 0 | 2434.77 | 0.5935 | 0 | 0.56976 | 0.069112 | 0 | 0.3977
MISO_WUMS_2_MISO_MI | MISO_WUMS | MISO_MI | 2045 | B8 | 500 | 0 | 99 | 99 | 0 | 99 | 0 | 4343.97 | 1.6143 | 0 | 0.56976 | 0.23498 | 0 | 0.3977
MISO_WUMS_2_MISO_MI | MISO_WUMS | MISO_MI | 2045 | B9 | 800 | 0 | 99 | 15.76 | 0 | 99 | 0 | 1867.55 | 0 | 0 | 0.56976 | 0 | 0 | 0.3977
MISO_WUMS_2_MISO_MI | MISO_WUMS | MISO_MI | 2045 | B10 | 1262 | 0 | 99 | 0 | 0 | 99 | 0 | 3649.74 | 0 | 0 | 0.56976 | 0 | 0 | 0.3977
MISO_WUMS_2_MISO_MI | MISO_WUMS | MISO_MI | 2045 | B11 | 25 | 0 | 99 | 0 | 0 | 99 | 0 | 1752.12 | 0 | 0 | 0.56976 | 0 | 0 | 0.3977
MISO_WUMS_2_MISO_MI | MISO_WUMS | MISO_MI | 2045 | B12 | 200 | 0 | 99 | 99 | 0 | 99 | 0 | 4359.74 | 3.9883 | 0 | 0.56976 | 0.23222 | 0 | 0.3977
MISO_WUMS_2_MISO_MI | MISO_WUMS | MISO_MI | 2045 | B13 | 600 | 0 | 99 | 99 | 0 | 99 | 0 | 4187.73 | 1.0802 | 0 | 0.56976 | 0.18868 | 0 | 0.3977
MISO_WUMS_2_MISO_MI | MISO_WUMS | MISO_MI | 2045 | B14 | 900 | 0 | 99 | 99 | 0 | 99 | 0 | 4181.03 | 1.555 | 0 | 0.56976 | 0.40742 | 0 | 0.3977
MISO_WUMS_2_MISO_MI | MISO_WUMS | MISO_MI | 2045 | B15 | 1203 | 0 | 99 | 0 | 0 | 99 | 0 | 3237.6 | 0 | 0 | 0.56976 | 0 | 0 | 0.3977
MISO_WUMS_2_MISO_MI | MISO_WUMS | MISO_MI | 2045 | B16 | 25 | 0 | 99 | 99 | 0 | 99 | 0 | 6288.43 | 3.6441 | 0 | 0.56976 | 0.026522 | 0 | 0.3977
MISO_WUMS_2_MISO_MI | MISO_WUMS | MISO_MI | 2045 | B17 | 100 | 0 | 99 | 0 | 0 | 99 | 0 | 2790.01 | 0 | 0 | 0.56976 | 0 | 0 | 0.3977
MISO_WUMS_2_MISO_MI | MISO_WUMS | MISO_MI | 2045 | B18 | 400 | 0 | 99 | 99 | 0 | 99 | 0 | 1872.59 | 0.01187 | 0 | 0.56976 | 0.0013822 | 0 | 0.3977
MISO_WUMS_2_MISO_MI | MISO_WUMS | MISO_MI | 2045 | B19 | 700 | 0 | 99 | 0 | 0 | 99 | 0 | 1274.02 | 0 | 0 | 0.56976 | 0 | 0 | 0.3977
MISO_WUMS_2_MISO_MI | MISO_WUMS | MISO_MI | 2045 | B20 | 935 | 0 | 99 | 0 | 0 | 99 | 0 | 1808.69 | 0 | 0 | 0.56976 | 0 | 0 | 0.3977
MISO_WUMS_2_MISO_MI | MISO_WUMS | MISO_MI | 2050 | B1 | 10 | 0 | 99 | 99 | 0 | 99 | 0 | 13483.53 | 11.1934 | 0 | 0.45106 | 0.020121 | 0 | 0.50851
MISO_WUMS_2_MISO_MI | MISO_WUMS | MISO_MI | 2050 | B2 | 25 | 0 | 99 | 99 | 0 | 99 | 0 | 14110.48 | 7.5849 | 0 | 0.45106 | 0.034087 | 0 | 0.50851
MISO_WUMS_2_MISO_MI | MISO_WUMS | MISO_MI | 2050 | B3 | 75 | 0 | 99 | 99 | 0 | 99 | 0 | 13290.04 | 5.8163 | 0 | 0.45106 | 0.078415 | 0 | 0.50851
MISO_WUMS_2_MISO_MI | MISO_WUMS | MISO_MI | 2050 | B4 | 100 | 0 | 99 | 99 | 0 | 99 | 0 | 10559.01 | 4.4631 | 0 | 0.45106 | 0.080229 | 0 | 0.50851
MISO_WUMS_2_MISO_MI | MISO_WUMS | MISO_MI | 2050 | B5 | 200 | 0 | 99 | 99 | 0 | 99 | 0 | 7128.37 | 2.6233 | 0 | 0.45106 | 0.094311 | 0 | 0.50851
MISO_WUMS_2_MISO_MI | MISO_WUMS | MISO_MI | 2050 | B6 | 300 | 0 | 99 | 0 | 0 | 99 | 0 | 2019.35 | 0 | 0 | 0.45106 | 0 | 0 | 0.50851
MISO_WUMS_2_MISO_MI | MISO_WUMS | MISO_MI | 2050 | B7 | 400 | 0 | 99 | 99 | 0 | 99 | 0 | 2483.5 | 1.3176 | 0 | 0.45106 | 0.094738 | 0 | 0.50851
MISO_WUMS_2_MISO_MI | MISO_WUMS | MISO_MI | 2050 | B8 | 500 | 0 | 99 | 99 | 0 | 99 | 0 | 2458.57 | 0.78342 | 0 | 0.45106 | 0.070413 | 0 | 0.50851
MISO_WUMS_2_MISO_MI | MISO_WUMS | MISO_MI | 2050 | B9 | 800 | 0 | 99 | 99 | 0 | 99 | 0 | 1469.41 | 1.9704 | 0 | 0.45106 | 0.28336 | 0 | 0.50851
MISO_WUMS_2_MISO_MI | MISO_WUMS | MISO_MI | 2050 | B10 | 1262 | 0 | 99 | 0 | 0 | 99 | 0 | 2287.44 | 0 | 0 | 0.45106 | 0 | 0 | 0.50851
MISO_WUMS_2_MISO_MI | MISO_WUMS | MISO_MI | 2050 | B11 | 25 | 0 | 99 | 99 | 0 | 99 | 0 | 2134.61 | 3.3236 | 0 | 0.45106 | 0.014936 | 0 | 0.50851
MISO_WUMS_2_MISO_MI | MISO_WUMS | MISO_MI | 2050 | B12 | 200 | 0 | 99 | 99 | 0 | 99 | 0 | 1995.71 | 4.0002 | 0 | 0.45106 | 0.14381 | 0 | 0.50851
MISO_WUMS_2_MISO_MI | MISO_WUMS | MISO_MI | 2050 | B13 | 600 | 0 | 99 | 99 | 0 | 99 | 0 | 2128.14 | 2.9794 | 0 | 0.45106 | 0.32134 | 0 | 0.50851
MISO_WUMS_2_MISO_MI | MISO_WUMS | MISO_MI | 2050 | B14 | 900 | 0 | 99 | 99 | 0 | 99 | 0 | 2684.09 | 1.4481 | 0 | 0.45106 | 0.23428 | 0 | 0.50851
MISO_WUMS_2_MISO_MI | MISO_WUMS | MISO_MI | 2050 | B15 | 1203 | 0 | 99 | 99 | 0 | 99 | 0 | 1464.69 | 1.4956 | 0 | 0.45106 | 0.32343 | 0 | 0.50851
MISO_WUMS_2_MISO_MI | MISO_WUMS | MISO_MI | 2050 | B16 | 25 | 0 | 99 | 99 | 0 | 99 | 0 | 225.06 | 3.7272 | 0 | 0.45106 | 0.01675 | 0 | 0.50851
MISO_WUMS_2_MISO_MI | MISO_WUMS | MISO_MI | 2050 | B17 | 100 | 0 | 99 | 99 | 0 | 99 | 0 | 904.95 | 3.2405 | 0 | 0.45106 | 0.058251 | 0 | 0.50851
MISO_WUMS_2_MISO_MI | MISO_WUMS | MISO_MI | 2050 | B18 | 400 | 0 | 99 | 99 | 0 | 99 | 0 | 902.49 | 2.3028 | 0 | 0.45106 | 0.16558 | 0 | 0.50851
MISO_WUMS_2_MISO_MI | MISO_WUMS | MISO_MI | 2050 | B19 | 700 | 0 | 99 | 41.91 | 0 | 99 | 0 | 1246.43 | 0 | 0 | 0.45106 | 0 | 0 | 0.50851
MISO_WUMS_2_MISO_MI | MISO_WUMS | MISO_MI | 2050 | B20 | 935 | 0 | 99 | 0 | 0 | 99 | 0 | 82.98 | 0 | 0 | 0.45106 | 0 | 0 | 0.50851
MISO_WUMS_2_MISO_W | MISO_WUMS | MISO_W | 2015 | B1 | 10 | 0 | 1137 | 0 | 0 | 0 | 0 | 0 | 0 | 0 | 0 | 0 | 0 | 0
MISO_WUMS_2_MISO_W | MISO_WUMS | MISO_W | 2015 | B2 | 25 | 0 | 1137 | 0 | 0 | 0 | 0 | 0 | 0 | 0 | 0 | 0 | 0 | 0
MISO_WUMS_2_MISO_W | MISO_WUMS | MISO_W | 2015 | B3 | 75 | 0 | 1137 | 0 | 0 | 52.49 | 0 | 0 | 0 | 0 | 0 | 0 | 0 | 0
MISO_WUMS_2_MISO_W | MISO_WUMS | MISO_W | 2015 | B4 | 100 | 0 | 1137 | 0 | 0 | 0 | 0 | 0 | 0 | 0 | 0 | 0 | 0 | 0
MISO_WUMS_2_MISO_W | MISO_WUMS | MISO_W | 2015 | B5 | 200 | 0 | 1137 | 0 | 0 | 0 | 0 | 0 | 0 | 0 | 0 | 0 | 0 | 0
MISO_WUMS_2_MISO_W | MISO_WUMS | MISO_W | 2015 | B6 | 300 | 0 | 1137 | 358.83 | 0 | 481.18 | 0 | 0 | 0 | 0 | 0 | 0 | 0 | 0
MISO_WUMS_2_MISO_W | MISO_WUMS | MISO_W | 2015 | B7 | 400 | 0 | 1137 | 0 | 0 | 0 | 0 | 0 | 0 | 0 | 0 | 0 | 0 | 0
MISO_WUMS_2_MISO_W | MISO_WUMS | MISO_W | 2015 | B8 | 500 | 0 | 1137 | 0 | 0 | 0 | 0 | 0 | 0 | 0 | 0 | 0 | 0 | 0
MISO_WUMS_2_MISO_W | MISO_WUMS | MISO_W | 2015 | B9 | 800 | 0 | 1137 | 0 | 0 | 0 | 0 | 0 | 0 | 0 | 0 | 0 | 0 | 0
MISO_WUMS_2_MISO_W | MISO_WUMS | MISO_W | 2015 | B10 | 1262 | 0 | 1137 | 0 | 0 | 0 | 0 | 0 | 0 | 0 | 0 | 0 | 0 | 0
MISO_WUMS_2_MISO_W | MISO_WUMS | MISO_W | 2015 | B11 | 25 | 0 | 1137 | 0 | 0 | 0 | 0 | 0 | 0 | 0 | 0 | 0 | 0 | 0
MISO_WUMS_2_MISO_W | MISO_WUMS | MISO_W | 2015 | B12 | 200 | 0 | 1137 | 0 | 0 | 0 | 0 | 0 | 0 | 0 | 0 | 0 | 0 | 0
MISO_WUMS_2_MISO_W | MISO_WUMS | MISO_W | 2015 | B13 | 600 | 0 | 1137 | 0 | 0 | 0 | 0 | 0 | 0 | 0 | 0 | 0 | 0 | 0
MISO_WUMS_2_MISO_W | MISO_WUMS | MISO_W | 2015 | B14 | 900 | 0 | 1137 | 0 | 0 | 0 | 0 | 0 | 0 | 0 | 0 | 0 | 0 | 0
MISO_WUMS_2_MISO_W | MISO_WUMS | MISO_W | 2015 | B15 | 1203 | 0 | 1137 | 0 | 0 | 316.69 | 0 | 0 | 0 | 0 | 0 | 0 | 0 | 0
MISO_WUMS_2_MISO_W | MISO_WUMS | MISO_W | 2015 | B16 | 25 | 0 | 1137 | 0 | 0 | 0 | 0 | 0 | 0 | 0 | 0 | 0 | 0 | 0
MISO_WUMS_2_MISO_W | MISO_WUMS | MISO_W | 2015 | B17 | 100 | 0 | 1137 | 0 | 0 | 0 | 0 | 0 | 0 | 0 | 0 | 0 | 0 | 0
MISO_WUMS_2_MISO_W | MISO_WUMS | MISO_W | 2015 | B18 | 400 | 0 | 1137 | 0 | 0 | 0 | 0 | 0 | 0 | 0 | 0 | 0 | 0 | 0
MISO_WUMS_2_MISO_W | MISO_WUMS | MISO_W | 2015 | B19 | 700 | 0 | 1137 | 198.03 | 0 | 0 | 0 | 0 | 0 | 0 | 0 | 0 | 0 | 0
MISO_WUMS_2_MISO_W | MISO_WUMS | MISO_W | 2015 | B20 | 935 | 0 | 1137 | 0 | 0 | 0 | 0 | 0 | 0 | 0 | 0 | 0 | 0 | 0
MISO_WUMS_2_MISO_W | MISO_WUMS | MISO_W | 2020 | B1 | 10 | 0 | 1137 | 1137 | 0 | 1137 | 0 | 0 | 0.54602 | 0 | 0.29675 | 0.029515 | 0 | 0.41361
MISO_WUMS_2_MISO_W | MISO_WUMS | MISO_W | 2020 | B2 | 25 | 0 | 1137 | 1090.63 | 0 | 767.11 | 0 | 0 | 0 | 0 | 0 | 0 | 0 | 0.41361
MISO_WUMS_2_MISO_W | MISO_WUMS | MISO_W | 2020 | B3 | 75 | 0 | 1137 | 1137 | 0 | 1137 | 0 | 800.81 | 2.9794 | 0 | 0.40358 | 1.2079 | 0 | 0.41361
MISO_WUMS_2_MISO_W | MISO_WUMS | MISO_W | 2020 | B4 | 100 | 0 | 1137 | 1137 | 0 | 1137 | 0 | 0 | 0.77155 | 0 | 0.05935 | 0.41705 | 0 | 0.41361
MISO_WUMS_2_MISO_W | MISO_WUMS | MISO_W | 2020 | B5 | 200 | 0 | 1137 | 0 | 0 | 736.12 | 0 | 0 | 0 | 0 | 0 | 0 | 0 | 0.41361
MISO_WUMS_2_MISO_W | MISO_WUMS | MISO_W | 2020 | B6 | 300 | 0 | 1137 | 343.06 | 0 | 1106.79 | 0 | 0 | 0 | 0 | 0 | 0 | 0 | 0.41361
MISO_WUMS_2_MISO_W | MISO_WUMS | MISO_W | 2020 | B7 | 400 | 0 | 1137 | 0 | 0 | 36.74 | 0 | 0 | 0 | 0 | 0 | 0 | 0 | 0.41361
MISO_WUMS_2_MISO_W | MISO_WUMS | MISO_W | 2020 | B8 | 500 | 0 | 1137 | 0 | 0 | 128.38 | 0 | 0 | 0 | 0 | 0 | 0 | 0 | 0.41361
MISO_WUMS_2_MISO_W | MISO_WUMS | MISO_W | 2020 | B9 | 800 | 0 | 1137 | 0 | 0 | 783.26 | 0 | 0 | 0 | 0 | 0 | 0 | 0 | 0.41361
MISO_WUMS_2_MISO_W | MISO_WUMS | MISO_W | 2020 | B10 | 1262 | 0 | 1137 | 0 | 0 | 0 | 0 | 0 | 0 | 0 | 0 | 0 | 0 | 0.41361
MISO_WUMS_2_MISO_W | MISO_WUMS | MISO_W | 2020 | B11 | 25 | 0 | 1137 | 356.28 | 0 | 560.81 | 0 | 0 | 0 | 0 | 0 | 0 | 0 | 0.41361
MISO_WUMS_2_MISO_W | MISO_WUMS | MISO_W | 2020 | B12 | 200 | 0 | 1137 | 0 | 0 | 106.25 | 0 | 0 | 0 | 0 | 0 | 0 | 0 | 0.41361
MISO_WUMS_2_MISO_W | MISO_WUMS | MISO_W | 2020 | B13 | 600 | 0 | 1137 | 0 | 0 | 0 | 0 | 0 | 0 | 0 | 0 | 0 | 0 | 0.41361
MISO_WUMS_2_MISO_W | MISO_WUMS | MISO_W | 2020 | B14 | 900 | 0 | 1137 | 0 | 0 | 0 | 0 | 0 | 0 | 0 | 0 | 0 | 0 | 0.41361
MISO_WUMS_2_MISO_W | MISO_WUMS | MISO_W | 2020 | B15 | 1203 | 0 | 1137 | 653.49 | 0 | 1137 | 0 | 0 | 0 | 0 | 0.09496 | 0 | 0 | 0.41361
MISO_WUMS_2_MISO_W | MISO_WUMS | MISO_W | 2020 | B16 | 25 | 0 | 1137 | 0 | 0 | 0 | 0 | 0 | 0 | 0 | 0 | 0 | 0 | 0.41361
MISO_WUMS_2_MISO_W | MISO_WUMS | MISO_W | 2020 | B17 | 100 | 0 | 1137 | 0 | 0 | 0 | 0 | 0 | 0 | 0 | 0 | 0 | 0 | 0.41361
MISO_WUMS_2_MISO_W | MISO_WUMS | MISO_W | 2020 | B18 | 400 | 0 | 1137 | 0 | 0 | 788.4 | 0 | 0 | 0 | 0 | 0 | 0 | 0 | 0.41361
MISO_WUMS_2_MISO_W | MISO_WUMS | MISO_W | 2020 | B19 | 700 | 0 | 1137 | 433.8 | 0 | 1137 | 0 | 0 | 0 | 0 | 0.03561 | 0 | 0 | 0.41361
MISO_WUMS_2_MISO_W | MISO_WUMS | MISO_W | 2020 | B20 | 935 | 0 | 1137 | 0 | 0 | 301.71 | 0 | 0 | 0 | 0 | 0 | 0 | 0 | 0.41361
MISO_WUMS_2_MISO_W | MISO_WUMS | MISO_W | 2025 | B1 | 10 | 0 | 1137 | 1137 | 0 | 1137 | 0 | 0 | 2.5402 | 0 | 0.42732 | 0.10809 | 0 | 0.72218
MISO_WUMS_2_MISO_W | MISO_WUMS | MISO_W | 2025 | B2 | 25 | 0 | 1137 | 1137 | 0 | 1137 | 0 | 0 | 3.9765 | 0 | 0.03561 | 0.42303 | 0 | 0.72218
MISO_WUMS_2_MISO_W | MISO_WUMS | MISO_W | 2025 | B3 | 75 | 0 | 1137 | 1137 | 0 | 1137 | 0 | 1541.06 | 3.6322 | 0 | 0.7122 | 1.1592 | 0 | 0.72218
MISO_WUMS_2_MISO_W | MISO_WUMS | MISO_W | 2025 | B4 | 100 | 0 | 1137 | 1137 | 0 | 1137 | 0 | 1323.35 | 2.4333 | 0 | 0.7122 | 1.0355 | 0 | 0.72218
MISO_WUMS_2_MISO_W | MISO_WUMS | MISO_W | 2025 | B5 | 200 | 0 | 1137 | 263.58 | 0 | 458.16 | 0 | 0 | 0 | 0 | 0 | 0 | 0 | 0.72218
MISO_WUMS_2_MISO_W | MISO_WUMS | MISO_W | 2025 | B6 | 300 | 0 | 1137 | 297.14 | 0 | 889.92 | 0 | 0 | 0 | 0 | 0 | 0 | 0 | 0.72218
MISO_WUMS_2_MISO_W | MISO_WUMS | MISO_W | 2025 | B7 | 400 | 0 | 1137 | 0 | 0 | 806.52 | 0 | 0 | 0 | 0 | 0 | 0 | 0 | 0.72218
MISO_WUMS_2_MISO_W | MISO_WUMS | MISO_W | 2025 | B8 | 500 | 0 | 1137 | 0 | 0 | 604.88 | 0 | 0 | 0 | 0 | 0 | 0 | 0 | 0.72218
MISO_WUMS_2_MISO_W | MISO_WUMS | MISO_W | 2025 | B9 | 800 | 0 | 1137 | 0 | 0 | 716.88 | 0 | 0 | 0 | 0 | 0 | 0 | 0 | 0.72218
MISO_WUMS_2_MISO_W | MISO_WUMS | MISO_W | 2025 | B10 | 1262 | 0 | 1137 | 0 | 0 | 0 | 0 | 0 | 0 | 0 | 0 | 0 | 0 | 0.72218
MISO_WUMS_2_MISO_W | MISO_WUMS | MISO_W | 2025 | B11 | 25 | 0 | 1137 | 1137 | 0 | 1137 | 0 | 198.3 | 1.5312 | 0 | 0.7122 | 0.1629 | 0 | 0.72218
MISO_WUMS_2_MISO_W | MISO_WUMS | MISO_W | 2025 | B12 | 200 | 0 | 1137 | 0 | 0 | 521.13 | 0 | 0 | 0 | 0 | 0 | 0 | 0 | 0.72218
MISO_WUMS_2_MISO_W | MISO_WUMS | MISO_W | 2025 | B13 | 600 | 0 | 1137 | 0 | 0 | 763.51 | 0 | 0 | 0 | 0 | 0 | 0 | 0 | 0.72218
MISO_WUMS_2_MISO_W | MISO_WUMS | MISO_W | 2025 | B14 | 900 | 0 | 1137 | 501.56 | 0 | 1137 | 0 | 0 | 0 | 0 | 0.01187 | 0 | 0 | 0.72218
MISO_WUMS_2_MISO_W | MISO_WUMS | MISO_W | 2025 | B15 | 1203 | 0 | 1137 | 0 | 0 | 1077.89 | 0 | 0 | 0 | 0 | 0 | 0 | 0 | 0.72218
MISO_WUMS_2_MISO_W | MISO_WUMS | MISO_W | 2025 | B16 | 25 | 0 | 1137 | 0 | 0 | 0 | 0 | 0 | 0 | 0 | 0 | 0 | 0 | 0.72218
MISO_WUMS_2_MISO_W | MISO_WUMS | MISO_W | 2025 | B17 | 100 | 0 | 1137 | 0 | 0 | 0 | 0 | 0 | 0 | 0 | 0 | 0 | 0 | 0.72218
MISO_WUMS_2_MISO_W | MISO_WUMS | MISO_W | 2025 | B18 | 400 | 0 | 1137 | 79.95 | 0 | 582.65 | 0 | 0 | 0 | 0 | 0 | 0 | 0 | 0.72218
MISO_WUMS_2_MISO_W | MISO_WUMS | MISO_W | 2025 | B19 | 700 | 0 | 1137 | 353.19 | 0 | 926.4 | 0 | 0 | 0 | 0 | 0 | 0 | 0 | 0.72218
MISO_WUMS_2_MISO_W | MISO_WUMS | MISO_W | 2025 | B20 | 935 | 0 | 1137 | 0 | 0 | 0 | 0 | 0 | 0 | 0 | 0 | 0 | 0 | 0.72218
MISO_WUMS_2_MISO_W | MISO_WUMS | MISO_W | 2030 | B1 | 10 | 0 | 1137 | 1137 | 0 | 1137 | 0 | 3038.93 | 4.6649 | 0 | 0.7122 | 0.11378 | 0 | 1.0649
MISO_WUMS_2_MISO_W | MISO_WUMS | MISO_W | 2030 | B2 | 25 | 0 | 1137 | 1137 | 0 | 1137 | 0 | 1927.26 | 4.1426 | 0 | 0.7122 | 0.2526 | 0 | 1.0649
MISO_WUMS_2_MISO_W | MISO_WUMS | MISO_W | 2030 | B3 | 75 | 0 | 1137 | 1137 | 0 | 1137 | 0 | 3442.79 | 4.1426 | 0 | 0.7122 | 0.7578 | 0 | 1.0649
MISO_WUMS_2_MISO_W | MISO_WUMS | MISO_W | 2030 | B4 | 100 | 0 | 1137 | 1137 | 0 | 973.29 | 0 | 0 | 2.9556 | 0 | 0 | 0.72089 | 0 | 1.0649
MISO_WUMS_2_MISO_W | MISO_WUMS | MISO_W | 2030 | B5 | 200 | 0 | 1137 | 1137 | 0 | 1137 | 0 | 0 | 4.9498 | 0 | 0.18992 | 2.4145 | 0 | 1.0649
MISO_WUMS_2_MISO_W | MISO_WUMS | MISO_W | 2030 | B6 | 300 | 0 | 1137 | 1108.39 | 0 | 1137 | 0 | 0 | 0 | 0 | 0.16618 | 0 | 0 | 1.0649
MISO_WUMS_2_MISO_W | MISO_WUMS | MISO_W | 2030 | B7 | 400 | 0 | 1137 | 211.08 | 0 | 1137 | 0 | 0 | 0 | 0 | 0.16618 | 0 | 0 | 1.0649
MISO_WUMS_2_MISO_W | MISO_WUMS | MISO_W | 2030 | B8 | 500 | 0 | 1137 | 0 | 0 | 0 | 0 | 0 | 0 | 0 | 0 | 0 | 0 | 1.0649
MISO_WUMS_2_MISO_W | MISO_WUMS | MISO_W | 2030 | B9 | 800 | 0 | 1137 | 0 | 0 | 0 | 0 | 0 | 0 | 0 | 0 | 0 | 0 | 1.0649
MISO_WUMS_2_MISO_W | MISO_WUMS | MISO_W | 2030 | B10 | 1262 | 0 | 1137 | 0 | 0 | 0 | 0 | 0 | 0 | 0 | 0 | 0 | 0 | 1.0649
MISO_WUMS_2_MISO_W | MISO_WUMS | MISO_W | 2030 | B11 | 25 | 0 | 1137 | 776.84 | 0 | 0 | 0 | 0 | 0 | 0 | 0 | 0 | 0 | 1.0649
MISO_WUMS_2_MISO_W | MISO_WUMS | MISO_W | 2030 | B12 | 200 | 0 | 1137 | 0 | 0 | 0 | 0 | 0 | 0 | 0 | 0 | 0 | 0 | 1.0649
MISO_WUMS_2_MISO_W | MISO_WUMS | MISO_W | 2030 | B13 | 600 | 0 | 1137 | 0 | 0 | 0 | 0 | 0 | 0 | 0 | 0 | 0 | 0 | 1.0649
MISO_WUMS_2_MISO_W | MISO_WUMS | MISO_W | 2030 | B14 | 900 | 0 | 1137 | 0 | 0 | 0 | 0 | 0 | 0 | 0 | 0 | 0 | 0 | 1.0649
MISO_WUMS_2_MISO_W | MISO_WUMS | MISO_W | 2030 | B15 | 1203 | 0 | 1137 | 0 | 0 | 0 | 0 | 0 | 0 | 0 | 0 | 0 | 0 | 1.0649
MISO_WUMS_2_MISO_W | MISO_WUMS | MISO_W | 2030 | B16 | 25 | 0 | 1137 | 0 | 0 | 0 | 0 | 0 | 0 | 0 | 0 | 0 | 0 | 1.0649
MISO_WUMS_2_MISO_W | MISO_WUMS | MISO_W | 2030 | B17 | 100 | 0 | 1137 | 0 | 0 | 0 | 0 | 0 | 0 | 0 | 0 | 0 | 0 | 1.0649
MISO_WUMS_2_MISO_W | MISO_WUMS | MISO_W | 2030 | B18 | 400 | 0 | 1137 | 0 | 0 | 0 | 0 | 0 | 0 | 0 | 0 | 0 | 0 | 1.0649
MISO_WUMS_2_MISO_W | MISO_WUMS | MISO_W | 2030 | B19 | 700 | 0 | 1137 | 0 | 0 | 0 | 0 | 0 | 0 | 0 | 0 | 0 | 0 | 1.0649
MISO_WUMS_2_MISO_W | MISO_WUMS | MISO_W | 2030 | B20 | 935 | 0 | 1137 | 0 | 0 | 0 | 0 | 0 | 0 | 0 | 0 | 0 | 0 | 1.0649
MISO_WUMS_2_MISO_W | MISO_WUMS | MISO_W | 2035 | B1 | 10 | 0 | 1137 | 1137 | 0 | 1137 | 0 | 0 | 8.0479 | 0 | 0.17805 | 0.10949 | 0 | 0.85878
MISO_WUMS_2_MISO_W | MISO_WUMS | MISO_W | 2035 | B2 | 25 | 0 | 1137 | 1137 | 0 | 1137 | 0 | 447.75 | 6.0656 | 0 | 0.87838 | 0.20631 | 0 | 0.85878
MISO_WUMS_2_MISO_W | MISO_WUMS | MISO_W | 2035 | B3 | 75 | 0 | 1137 | 1137 | 0 | 1137 | 0 | 3698.09 | 6.3742 | 0 | 0.87838 | 0.65043 | 0 | 0.85878
MISO_WUMS_2_MISO_W | MISO_WUMS | MISO_W | 2035 | B4 | 100 | 0 | 1137 | 1137 | 0 | 1137 | 0 | 83.94 | 4.8904 | 0 | 0.87838 | 0.66537 | 0 | 0.85878
MISO_WUMS_2_MISO_W | MISO_WUMS | MISO_W | 2035 | B5 | 200 | 0 | 1137 | 1137 | 0 | 1137 | 0 | 0 | 4.8904 | 0 | 0.14244 | 1.3307 | 0 | 0.85878
MISO_WUMS_2_MISO_W | MISO_WUMS | MISO_W | 2035 | B6 | 300 | 0 | 1137 | 1137 | 0 | 1137 | 0 | 0 | 0.98521 | 0 | 0.56976 | 0.40213 | 0 | 0.85878
MISO_WUMS_2_MISO_W | MISO_WUMS | MISO_W | 2035 | B7 | 400 | 0 | 1137 | 637.22 | 0 | 1137 | 0 | 0 | 0 | 0 | 0.09496 | 0 | 0 | 0.85878
MISO_WUMS_2_MISO_W | MISO_WUMS | MISO_W | 2035 | B8 | 500 | 0 | 1137 | 0 | 0 | 771.36 | 0 | 0 | 0 | 0 | 0 | 0 | 0 | 0.85878
MISO_WUMS_2_MISO_W | MISO_WUMS | MISO_W | 2035 | B9 | 800 | 0 | 1137 | 0 | 0 | 0 | 0 | 0 | 0 | 0 | 0 | 0 | 0 | 0.85878
MISO_WUMS_2_MISO_W | MISO_WUMS | MISO_W | 2035 | B10 | 1262 | 0 | 1137 | 0 | 0 | 0 | 0 | 0 | 0 | 0 | 0 | 0 | 0 | 0.85878
MISO_WUMS_2_MISO_W | MISO_WUMS | MISO_W | 2035 | B11 | 25 | 0 | 1137 | 1137 | 0 | 1137 | 0 | 0 | 2.0773 | 0 | 0.15431 | 0.070655 | 0 | 0.85878
MISO_WUMS_2_MISO_W | MISO_WUMS | MISO_W | 2035 | B12 | 200 | 0 | 1137 | 0 | 0 | 0 | 0 | 0 | 0 | 0 | 0 | 0 | 0 | 0.85878
MISO_WUMS_2_MISO_W | MISO_WUMS | MISO_W | 2035 | B13 | 600 | 0 | 1137 | 0 | 0 | 631.83 | 0 | 0 | 0 | 0 | 0 | 0 | 0 | 0.85878
MISO_WUMS_2_MISO_W | MISO_WUMS | MISO_W | 2035 | B14 | 900 | 0 | 1137 | 508.88 | 0 | 94.67 | 0 | 0 | 0 | 0 | 0 | 0 | 0 | 0.85878
MISO_WUMS_2_MISO_W | MISO_WUMS | MISO_W | 2035 | B15 | 1203 | 0 | 1137 | 0 | 0 | 801.38 | 0 | 0 | 0 | 0 | 0 | 0 | 0 | 0.85878
MISO_WUMS_2_MISO_W | MISO_WUMS | MISO_W | 2035 | B16 | 25 | 0 | 1137 | 0 | 0 | 0 | 0 | 0 | 0 | 0 | 0 | 0 | 0 | 0.85878
MISO_WUMS_2_MISO_W | MISO_WUMS | MISO_W | 2035 | B17 | 100 | 0 | 1137 | 0 | 0 | 0 | 0 | 0 | 0 | 0 | 0 | 0 | 0 | 0.85878
MISO_WUMS_2_MISO_W | MISO_WUMS | MISO_W | 2035 | B18 | 400 | 0 | 1137 | 0 | 0 | 0 | 0 | 0 | 0 | 0 | 0 | 0 | 0 | 0.85878
MISO_WUMS_2_MISO_W | MISO_WUMS | MISO_W | 2035 | B19 | 700 | 0 | 1137 | 0 | 0 | 506.63 | 0 | 0 | 0 | 0 | 0 | 0 | 0 | 0.85878
MISO_WUMS_2_MISO_W | MISO_WUMS | MISO_W | 2035 | B20 | 935 | 0 | 1137 | 0 | 0 | 0 | 0 | 0 | 0 | 0 | 0 | 0 | 0 | 0.85878
MISO_WUMS_2_MISO_W | MISO_WUMS | MISO_W | 2040 | B1 | 10 | 0 | 1137 | 1137 | 0 | 1137 | 0 | 2215.02 | 9.2586 | 0 | 1.3532 | 0.1304 | 0 | 0.62829
MISO_WUMS_2_MISO_W | MISO_WUMS | MISO_W | 2040 | B2 | 25 | 0 | 1137 | 1137 | 0 | 1137 | 0 | 4179.47 | 6.3386 | 0 | 1.3532 | 0.22319 | 0 | 0.62829
MISO_WUMS_2_MISO_W | MISO_WUMS | MISO_W | 2040 | B3 | 75 | 0 | 1137 | 1137 | 0 | 1137 | 0 | 5492.16 | 5.567 | 0 | 1.3532 | 0.58807 | 0 | 0.62829
MISO_WUMS_2_MISO_W | MISO_WUMS | MISO_W | 2040 | B4 | 100 | 0 | 1137 | 1137 | 0 | 1137 | 0 | 2270.28 | 4.7361 | 0 | 1.3532 | 0.66706 | 0 | 0.62829
MISO_WUMS_2_MISO_W | MISO_WUMS | MISO_W | 2040 | B5 | 200 | 0 | 1137 | 1137 | 0 | 1137 | 0 | 0 | 1.733 | 0 | 0.91399 | 0.48817 | 0 | 0.62829
MISO_WUMS_2_MISO_W | MISO_WUMS | MISO_W | 2040 | B6 | 300 | 0 | 1137 | 1137 | 0 | 1097.03 | 0 | 0 | 0.98521 | 0 | 0 | 0.41629 | 0 | 0.62829
MISO_WUMS_2_MISO_W | MISO_WUMS | MISO_W | 2040 | B7 | 400 | 0 | 1137 | 61.62 | 0 | 55.48 | 0 | 0 | 0 | 0 | 0 | 0 | 0 | 0.62829
MISO_WUMS_2_MISO_W | MISO_WUMS | MISO_W | 2040 | B8 | 500 | 0 | 1137 | 0 | 0 | 0 | 0 | 0 | 0 | 0 | 0 | 0 | 0 | 0.62829
MISO_WUMS_2_MISO_W | MISO_WUMS | MISO_W | 2040 | B9 | 800 | 0 | 1137 | 0 | 0 | 0 | 0 | 0 | 0 | 0 | 0 | 0 | 0 | 0.62829
MISO_WUMS_2_MISO_W | MISO_WUMS | MISO_W | 2040 | B10 | 1262 | 0 | 1137 | 0 | 0 | 0 | 0 | 0 | 0 | 0 | 0 | 0 | 0 | 0.62829
MISO_WUMS_2_MISO_W | MISO_WUMS | MISO_W | 2040 | B11 | 25 | 0 | 1137 | 848.91 | 0 | 641.56 | 0 | 0 | 0 | 0 | 0 | 0 | 0 | 0.62829
MISO_WUMS_2_MISO_W | MISO_WUMS | MISO_W | 2040 | B12 | 200 | 0 | 1137 | 0 | 0 | 0 | 0 | 0 | 0 | 0 | 0 | 0 | 0 | 0.62829
MISO_WUMS_2_MISO_W | MISO_WUMS | MISO_W | 2040 | B13 | 600 | 0 | 1137 | 0 | 0 | 114.9 | 0 | 0 | 0 | 0 | 0 | 0 | 0 | 0.62829
MISO_WUMS_2_MISO_W | MISO_WUMS | MISO_W | 2040 | B14 | 900 | 0 | 1137 | 0 | 0 | 0 | 0 | 0 | 0 | 0 | 0 | 0 | 0 | 0.62829
MISO_WUMS_2_MISO_W | MISO_WUMS | MISO_W | 2040 | B15 | 1203 | 0 | 1137 | 0 | 0 | 0 | 0 | 0 | 0 | 0 | 0 | 0 | 0 | 0.62829
MISO_WUMS_2_MISO_W | MISO_WUMS | MISO_W | 2040 | B16 | 25 | 0 | 1137 | 0 | 0 | 0 | 0 | 0 | 0 | 0 | 0 | 0 | 0 | 0.62829
MISO_WUMS_2_MISO_W | MISO_WUMS | MISO_W | 2040 | B17 | 100 | 0 | 1137 | 0 | 0 | 0 | 0 | 0 | 0 | 0 | 0 | 0 | 0 | 0.62829
MISO_WUMS_2_MISO_W | MISO_WUMS | MISO_W | 2040 | B18 | 400 | 0 | 1137 | 0 | 0 | 0 | 0 | 0 | 0 | 0 | 0 | 0 | 0 | 0.62829
MISO_WUMS_2_MISO_W | MISO_WUMS | MISO_W | 2040 | B19 | 700 | 0 | 1137 | 0 | 0 | 0 | 0 | 0 | 0 | 0 | 0 | 0 | 0 | 0.62829
MISO_WUMS_2_MISO_W | MISO_WUMS | MISO_W | 2040 | B20 | 935 | 0 | 1137 | 0 | 0 | 0 | 0 | 0 | 0 | 0 | 0 | 0 | 0 | 0.62829
MISO_WUMS_2_MISO_W | MISO_WUMS | MISO_W | 2045 | B1 | 10 | 0 | 1137 | 1137 | 0 | 569.15 | 0 | 0 | 8.0479 | 0 | 0 | 0.19629 | 0 | 0.89499
MISO_WUMS_2_MISO_W | MISO_WUMS | MISO_W | 2045 | B2 | 25 | 0 | 1137 | 1137 | 0 | 256.75 | 0 | 0 | 6.1843 | 0 | 0 | 0.37709 | 0 | 0.89499
MISO_WUMS_2_MISO_W | MISO_WUMS | MISO_W | 2045 | B3 | 75 | 0 | 1137 | 1137 | 0 | 1137 | 0 | 0 | 4.6768 | 0 | 1.2938 | 0.85551 | 0 | 0.89499
MISO_WUMS_2_MISO_W | MISO_WUMS | MISO_W | 2045 | B4 | 100 | 0 | 1137 | 1137 | 0 | 0 | 0 | 0 | 4.2851 | 0 | 0 | 1.0451 | 0 | 0.89499
MISO_WUMS_2_MISO_W | MISO_WUMS | MISO_W | 2045 | B5 | 200 | 0 | 1137 | 1137 | 0 | 0 | 0 | 0 | 2.2672 | 0 | 0 | 1.1059 | 0 | 0.89499
MISO_WUMS_2_MISO_W | MISO_WUMS | MISO_W | 2045 | B6 | 300 | 0 | 1137 | 0 | 0 | 0 | 0 | 0 | 0 | 0 | 0 | 0 | 0 | 0.89499
MISO_WUMS_2_MISO_W | MISO_WUMS | MISO_W | 2045 | B7 | 400 | 0 | 1137 | 0 | 0 | 0 | 0 | 0 | 0 | 0 | 0 | 0 | 0 | 0.89499
MISO_WUMS_2_MISO_W | MISO_WUMS | MISO_W | 2045 | B8 | 500 | 0 | 1137 | 0 | 0 | 0 | 0 | 0 | 0 | 0 | 0 | 0 | 0 | 0.89499
MISO_WUMS_2_MISO_W | MISO_WUMS | MISO_W | 2045 | B9 | 800 | 0 | 1137 | 0 | 0 | 0 | 0 | 0 | 0 | 0 | 0 | 0 | 0 | 0.89499
MISO_WUMS_2_MISO_W | MISO_WUMS | MISO_W | 2045 | B10 | 1262 | 0 | 1137 | 0 | 0 | 0 | 0 | 0 | 0 | 0 | 0 | 0 | 0 | 0.89499
MISO_WUMS_2_MISO_W | MISO_WUMS | MISO_W | 2045 | B11 | 25 | 0 | 1137 | 0 | 0 | 0 | 0 | 0 | 0 | 0 | 0 | 0 | 0 | 0.89499
MISO_WUMS_2_MISO_W | MISO_WUMS | MISO_W | 2045 | B12 | 200 | 0 | 1137 | 0 | 0 | 0 | 0 | 0 | 0 | 0 | 0 | 0 | 0 | 0.89499
MISO_WUMS_2_MISO_W | MISO_WUMS | MISO_W | 2045 | B13 | 600 | 0 | 1137 | 0 | 0 | 0 | 0 | 0 | 0 | 0 | 0 | 0 | 0 | 0.89499
MISO_WUMS_2_MISO_W | MISO_WUMS | MISO_W | 2045 | B14 | 900 | 0 | 1137 | 0 | 0 | 0 | 0 | 0 | 0 | 0 | 0 | 0 | 0 | 0.89499
MISO_WUMS_2_MISO_W | MISO_WUMS | MISO_W | 2045 | B15 | 1203 | 0 | 1137 | 0 | 0 | 0 | 0 | 0 | 0 | 0 | 0 | 0 | 0 | 0.89499
MISO_WUMS_2_MISO_W | MISO_WUMS | MISO_W | 2045 | B16 | 25 | 0 | 1137 | 0 | 0 | 0 | 0 | 0 | 0 | 0 | 0 | 0 | 0 | 0.89499
MISO_WUMS_2_MISO_W | MISO_WUMS | MISO_W | 2045 | B17 | 100 | 0 | 1137 | 0 | 0 | 0 | 0 | 0 | 0 | 0 | 0 | 0 | 0 | 0.89499
MISO_WUMS_2_MISO_W | MISO_WUMS | MISO_W | 2045 | B18 | 400 | 0 | 1137 | 0 | 0 | 0 | 0 | 0 | 0 | 0 | 0 | 0 | 0 | 0.89499
MISO_WUMS_2_MISO_W | MISO_WUMS | MISO_W | 2045 | B19 | 700 | 0 | 1137 | 0 | 0 | 0 | 0 | 0 | 0 | 0 | 0 | 0 | 0 | 0.89499
MISO_WUMS_2_MISO_W | MISO_WUMS | MISO_W | 2045 | B20 | 935 | 0 | 1137 | 0 | 0 | 0 | 0 | 0 | 0 | 0 | 0 | 0 | 0 | 0.89499
MISO_WUMS_2_MISO_W | MISO_WUMS | MISO_W | 2050 | B1 | 10 | 0 | 1137 | 1137 | 0 | 0 | 0 | 0 | 6.4454 | 0 | 0 | 0.15721 | 0 | 0.65669
MISO_WUMS_2_MISO_W | MISO_WUMS | MISO_W | 2050 | B2 | 25 | 0 | 1137 | 1137 | 0 | 0 | 0 | 0 | 6.4454 | 0 | 0 | 0.39301 | 0 | 0.65669
MISO_WUMS_2_MISO_W | MISO_WUMS | MISO_W | 2050 | B3 | 75 | 0 | 1137 | 1137 | 0 | 60.29 | 0 | 0 | 5.7807 | 0 | 0 | 1.0574 | 0 | 0.65669
MISO_WUMS_2_MISO_W | MISO_WUMS | MISO_W | 2050 | B4 | 100 | 0 | 1137 | 1137 | 0 | 0 | 0 | 0 | 4.0121 | 0 | 0 | 0.97855 | 0 | 0.65669
MISO_WUMS_2_MISO_W | MISO_WUMS | MISO_W | 2050 | B5 | 200 | 0 | 1137 | 1137 | 0 | 0 | 0 | 0 | 0.08309 | 0 | 0 | 0.040532 | 0 | 0.65669
MISO_WUMS_2_MISO_W | MISO_WUMS | MISO_W | 2050 | B6 | 300 | 0 | 1137 | 0 | 0 | 0 | 0 | 0 | 0 | 0 | 0 | 0 | 0 | 0.65669
MISO_WUMS_2_MISO_W | MISO_WUMS | MISO_W | 2050 | B7 | 400 | 0 | 1137 | 0 | 0 | 0 | 0 | 0 | 0 | 0 | 0 | 0 | 0 | 0.65669
MISO_WUMS_2_MISO_W | MISO_WUMS | MISO_W | 2050 | B8 | 500 | 0 | 1137 | 0 | 0 | 0 | 0 | 0 | 0 | 0 | 0 | 0 | 0 | 0.65669
MISO_WUMS_2_MISO_W | MISO_WUMS | MISO_W | 2050 | B9 | 800 | 0 | 1137 | 0 | 0 | 0 | 0 | 0 | 0 | 0 | 0 | 0 | 0 | 0.65669
MISO_WUMS_2_MISO_W | MISO_WUMS | MISO_W | 2050 | B10 | 1262 | 0 | 1137 | 0 | 0 | 0 | 0 | 0 | 0 | 0 | 0 | 0 | 0 | 0.65669
MISO_WUMS_2_MISO_W | MISO_WUMS | MISO_W | 2050 | B11 | 25 | 0 | 1137 | 0 | 0 | 0 | 0 | 0 | 0 | 0 | 0 | 0 | 0 | 0.65669
MISO_WUMS_2_MISO_W | MISO_WUMS | MISO_W | 2050 | B12 | 200 | 0 | 1137 | 0 | 0 | 0 | 0 | 0 | 0 | 0 | 0 | 0 | 0 | 0.65669
MISO_WUMS_2_MISO_W | MISO_WUMS | MISO_W | 2050 | B13 | 600 | 0 | 1137 | 0 | 0 | 0 | 0 | 0 | 0 | 0 | 0 | 0 | 0 | 0.65669
MISO_WUMS_2_MISO_W | MISO_WUMS | MISO_W | 2050 | B14 | 900 | 0 | 1137 | 0 | 0 | 0 | 0 | 0 | 0 | 0 | 0 | 0 | 0 | 0.65669
MISO_WUMS_2_MISO_W | MISO_WUMS | MISO_W | 2050 | B15 | 1203 | 0 | 1137 | 0 | 0 | 0 | 0 | 0 | 0 | 0 | 0 | 0 | 0 | 0.65669
MISO_WUMS_2_MISO_W | MISO_WUMS | MISO_W | 2050 | B16 | 25 | 0 | 1137 | 0 | 0 | 0 | 0 | 0 | 0 | 0 | 0 | 0 | 0 | 0.65669
MISO_WUMS_2_MISO_W | MISO_WUMS | MISO_W | 2050 | B17 | 100 | 0 | 1137 | 0 | 0 | 0 | 0 | 0 | 0 | 0 | 0 | 0 | 0 | 0.65669
MISO_WUMS_2_MISO_W | MISO_WUMS | MISO_W | 2050 | B18 | 400 | 0 | 1137 | 0 | 0 | 0 | 0 | 0 | 0 | 0 | 0 | 0 | 0 | 0.65669
MISO_WUMS_2_MISO_W | MISO_WUMS | MISO_W | 2050 | B19 | 700 | 0 | 1137 | 0 | 0 | 0 | 0 | 0 | 0 | 0 | 0 | 0 | 0 | 0.65669
MISO_WUMS_2_MISO_W | MISO_WUMS | MISO_W | 2050 | B20 | 935 | 0 | 1137 | 0 | 0 | 0 | 0 | 0 | 0 | 0 | 0 | 0 | 0 | 0.65669
MISO_WUMS_2_PJM_ROR | MISO_WUMS | PJM_ROR | 2015 | B1 | 10 | 0 | 1600 | 1398.92 | 0 | 1600 | 0 | 0 | 0 | 0 | 0.01187 | 0 | 0 | Infinite
MISO_WUMS_2_PJM_ROR | MISO_WUMS | PJM_ROR | 2015 | B2 | 25 | 0 | 1600 | 0 | 0 | 0 | 0 | 0 | 0 | 0 | 0 | 0 | 0 | Infinite
MISO_WUMS_2_PJM_ROR | MISO_WUMS | PJM_ROR | 2015 | B3 | 75 | 0 | 1600 | 0 | 0 | 0 | 0 | 0 | 0 | 0 | 0 | 0 | 0 | Infinite
MISO_WUMS_2_PJM_ROR | MISO_WUMS | PJM_ROR | 2015 | B4 | 100 | 0 | 1600 | 0 | 0 | 157.12 | 0 | 0 | 0 | 0 | 0 | 0 | 0 | Infinite
MISO_WUMS_2_PJM_ROR | MISO_WUMS | PJM_ROR | 2015 | B5 | 200 | 0 | 1600 | 0 | 0 | 0 | 0 | 0 | 0 | 0 | 0 | 0 | 0 | Infinite
MISO_WUMS_2_PJM_ROR | MISO_WUMS | PJM_ROR | 2015 | B6 | 300 | 0 | 1600 | 0 | 0 | 0 | 0 | 0 | 0 | 0 | 0 | 0 | 0 | Infinite
MISO_WUMS_2_PJM_ROR | MISO_WUMS | PJM_ROR | 2015 | B7 | 400 | 0 | 1600 | 0 | 0 | 193.18 | 0 | 0 | 0 | 0 | 0 | 0 | 0 | Infinite
MISO_WUMS_2_PJM_ROR | MISO_WUMS | PJM_ROR | 2015 | B8 | 500 | 0 | 1600 | 53.17 | 0 | 69.32 | 0 | 0 | 0 | 0 | 0 | 0 | 0 | Infinite
MISO_WUMS_2_PJM_ROR | MISO_WUMS | PJM_ROR | 2015 | B9 | 800 | 0 | 1600 | 0 | 0 | 0 | 0 | 0 | 0 | 0 | 0 | 0 | 0 | Infinite
MISO_WUMS_2_PJM_ROR | MISO_WUMS | PJM_ROR | 2015 | B10 | 1262 | 0 | 1600 | 0 | 0 | 0 | 0 | 0 | 0 | 0 | 0 | 0 | 0 | Infinite
MISO_WUMS_2_PJM_ROR | MISO_WUMS | PJM_ROR | 2015 | B11 | 25 | 0 | 1600 | 0 | 0 | 0 | 0 | 0 | 0 | 0 | 0 | 0 | 0 | Infinite
MISO_WUMS_2_PJM_ROR | MISO_WUMS | PJM_ROR | 2015 | B12 | 200 | 0 | 1600 | 109.13 | 0 | 0 | 0 | 0 | 0 | 0 | 0 | 0 | 0 | Infinite
MISO_WUMS_2_PJM_ROR | MISO_WUMS | PJM_ROR | 2015 | B13 | 600 | 0 | 1600 | 0 | 0 | 0 | 0 | 0 | 0 | 0 | 0 | 0 | 0 | Infinite
MISO_WUMS_2_PJM_ROR | MISO_WUMS | PJM_ROR | 2015 | B14 | 900 | 0 | 1600 | 0 | 0 | 0 | 0 | 0 | 0 | 0 | 0 | 0 | 0 | Infinite
MISO_WUMS_2_PJM_ROR | MISO_WUMS | PJM_ROR | 2015 | B15 | 1203 | 0 | 1600 | 0 | 0 | 0 | 0 | 0 | 0 | 0 | 0 | 0 | 0 | Infinite
MISO_WUMS_2_PJM_ROR | MISO_WUMS | PJM_ROR | 2015 | B16 | 25 | 0 | 1600 | 1236.58 | 0 | 1240.03 | 0 | 0 | 0 | 0 | 0 | 0 | 0 | Infinite
MISO_WUMS_2_PJM_ROR | MISO_WUMS | PJM_ROR | 2015 | B17 | 100 | 0 | 1600 | 1568.22 | 0 | 1600 | 0 | 0 | 0 | 0 | 0.02374 | 0 | 0 | Infinite
MISO_WUMS_2_PJM_ROR | MISO_WUMS | PJM_ROR | 2015 | B18 | 400 | 0 | 1600 | 0 | 0 | 243.44 | 0 | 0 | 0 | 0 | 0 | 0 | 0 | Infinite
MISO_WUMS_2_PJM_ROR | MISO_WUMS | PJM_ROR | 2015 | B19 | 700 | 0 | 1600 | 0 | 0 | 0 | 0 | 0 | 0 | 0 | 0 | 0 | 0 | Infinite
MISO_WUMS_2_PJM_ROR | MISO_WUMS | PJM_ROR | 2015 | B20 | 935 | 0 | 1600 | 0 | 0 | 0 | 0 | 0 | 0 | 0 | 0 | 0 | 0 | Infinite
MISO_WUMS_2_PJM_ROR | MISO_WUMS | PJM_ROR | 2020 | B1 | 10 | 0 | 1600 | 1600 | 0 | 1600 | 0 | 0 | 0.56976 | 0 | 0.32049 | 0.56976 | 0 | Infinite
MISO_WUMS_2_PJM_ROR | MISO_WUMS | PJM_ROR | 2020 | B2 | 25 | 0 | 1600 | 327.33 | 0 | 926.69 | 0 | 0 | 0 | 0 | 0 | 0 | 0 | Infinite
MISO_WUMS_2_PJM_ROR | MISO_WUMS | PJM_ROR | 2020 | B3 | 75 | 0 | 1600 | 0 | 0 | 0 | 0 | 0 | 0 | 0 | 0 | 0 | 0 | Infinite
MISO_WUMS_2_PJM_ROR | MISO_WUMS | PJM_ROR | 2020 | B4 | 100 | 0 | 1600 | 0 | 0 | 0 | 0 | 0 | 0 | 0 | 0 | 0 | 0 | Infinite
MISO_WUMS_2_PJM_ROR | MISO_WUMS | PJM_ROR | 2020 | B5 | 200 | 0 | 1600 | 0 | 0 | 0 | 0 | 0 | 0 | 0 | 0 | 0 | 0 | Infinite
MISO_WUMS_2_PJM_ROR | MISO_WUMS | PJM_ROR | 2020 | B6 | 300 | 0 | 1600 | 0 | 0 | 0 | 0 | 0 | 0 | 0 | 0 | 0 | 0 | Infinite
MISO_WUMS_2_PJM_ROR | MISO_WUMS | PJM_ROR | 2020 | B7 | 400 | 0 | 1600 | 0 | 0 | 0 | 0 | 0 | 0 | 0 | 0 | 0 | 0 | Infinite
MISO_WUMS_2_PJM_ROR | MISO_WUMS | PJM_ROR | 2020 | B8 | 500 | 0 | 1600 | 0 | 0 | 0 | 0 | 0 | 0 | 0 | 0 | 0 | 0 | Infinite
MISO_WUMS_2_PJM_ROR | MISO_WUMS | PJM_ROR | 2020 | B9 | 800 | 0 | 1600 | 0 | 0 | 0 | 0 | 0 | 0 | 0 | 0 | 0 | 0 | Infinite
MISO_WUMS_2_PJM_ROR | MISO_WUMS | PJM_ROR | 2020 | B10 | 1262 | 0 | 1600 | 0 | 0 | 0 | 0 | 0 | 0 | 0 | 0 | 0 | 0 | Infinite
MISO_WUMS_2_PJM_ROR | MISO_WUMS | PJM_ROR | 2020 | B11 | 25 | 0 | 1600 | 0 | 0 | 0 | 0 | 0 | 0 | 0 | 0 | 0 | 0 | Infinite
MISO_WUMS_2_PJM_ROR | MISO_WUMS | PJM_ROR | 2020 | B12 | 200 | 0 | 1600 | 0 | 0 | 0 | 0 | 0 | 0 | 0 | 0 | 0 | 0 | Infinite
MISO_WUMS_2_PJM_ROR | MISO_WUMS | PJM_ROR | 2020 | B13 | 600 | 0 | 1600 | 0 | 0 | 0 | 0 | 0 | 0 | 0 | 0 | 0 | 0 | Infinite
MISO_WUMS_2_PJM_ROR | MISO_WUMS | PJM_ROR | 2020 | B14 | 900 | 0 | 1600 | 0 | 0 | 0 | 0 | 0 | 0 | 0 | 0 | 0 | 0 | Infinite
MISO_WUMS_2_PJM_ROR | MISO_WUMS | PJM_ROR | 2020 | B15 | 1203 | 0 | 1600 | 0 | 0 | 0 | 0 | 0 | 0 | 0 | 0 | 0 | 0 | Infinite
MISO_WUMS_2_PJM_ROR | MISO_WUMS | PJM_ROR | 2020 | B16 | 25 | 0 | 1600 | 0 | 0 | 0 | 0 | 0 | 0 | 0 | 0 | 0 | 0 | Infinite
MISO_WUMS_2_PJM_ROR | MISO_WUMS | PJM_ROR | 2020 | B17 | 100 | 0 | 1600 | 0 | 0 | 0 | 0 | 0 | 0 | 0 | 0 | 0 | 0 | Infinite
MISO_WUMS_2_PJM_ROR | MISO_WUMS | PJM_ROR | 2020 | B18 | 400 | 0 | 1600 | 0 | 0 | 0 | 0 | 0 | 0 | 0 | 0 | 0 | 0 | Infinite
MISO_WUMS_2_PJM_ROR | MISO_WUMS | PJM_ROR | 2020 | B19 | 700 | 0 | 1600 | 0 | 0 | 0 | 0 | 0 | 0 | 0 | 0 | 0 | 0 | Infinite
MISO_WUMS_2_PJM_ROR | MISO_WUMS | PJM_ROR | 2020 | B20 | 935 | 0 | 1600 | 0 | 0 | 0 | 0 | 0 | 0 | 0 | 0 | 0 | 0 | Infinite
MISO_WUMS_2_PJM_ROR | MISO_WUMS | PJM_ROR | 2025 | B1 | 10 | 0 | 1600 | 757.26 | 0 | 0 | 0 | 0 | 0 | 0 | 0 | 0 | 0 | Infinite
MISO_WUMS_2_PJM_ROR | MISO_WUMS | PJM_ROR | 2025 | B2 | 25 | 0 | 1600 | 844.15 | 0 | 0 | 0 | 0 | 0 | 0 | 0 | 0 | 0 | Infinite
MISO_WUMS_2_PJM_ROR | MISO_WUMS | PJM_ROR | 2025 | B3 | 75 | 0 | 1600 | 0 | 0 | 0 | 0 | 0 | 0 | 0 | 0 | 0 | 0 | Infinite
MISO_WUMS_2_PJM_ROR | MISO_WUMS | PJM_ROR | 2025 | B4 | 100 | 0 | 1600 | 0 | 0 | 0 | 0 | 0 | 0 | 0 | 0 | 0 | 0 | Infinite
MISO_WUMS_2_PJM_ROR | MISO_WUMS | PJM_ROR | 2025 | B5 | 200 | 0 | 1600 | 0 | 0 | 0 | 0 | 0 | 0 | 0 | 0 | 0 | 0 | Infinite
MISO_WUMS_2_PJM_ROR | MISO_WUMS | PJM_ROR | 2025 | B6 | 300 | 0 | 1600 | 0 | 0 | 0 | 0 | 0 | 0 | 0 | 0 | 0 | 0 | Infinite
MISO_WUMS_2_PJM_ROR | MISO_WUMS | PJM_ROR | 2025 | B7 | 400 | 0 | 1600 | 0 | 0 | 0 | 0 | 0 | 0 | 0 | 0 | 0 | 0 | Infinite
MISO_WUMS_2_PJM_ROR | MISO_WUMS | PJM_ROR | 2025 | B8 | 500 | 0 | 1600 | 0 | 0 | 0 | 0 | 0 | 0 | 0 | 0 | 0 | 0 | Infinite
MISO_WUMS_2_PJM_ROR | MISO_WUMS | PJM_ROR | 2025 | B9 | 800 | 0 | 1600 | 0 | 0 | 0 | 0 | 0 | 0 | 0 | 0 | 0 | 0 | Infinite
MISO_WUMS_2_PJM_ROR | MISO_WUMS | PJM_ROR | 2025 | B10 | 1262 | 0 | 1600 | 0 | 0 | 0 | 0 | 0 | 0 | 0 | 0 | 0 | 0 | Infinite
MISO_WUMS_2_PJM_ROR | MISO_WUMS | PJM_ROR | 2025 | B11 | 25 | 0 | 1600 | 0 | 0 | 0 | 0 | 0 | 0 | 0 | 0 | 0 | 0 | Infinite
MISO_WUMS_2_PJM_ROR | MISO_WUMS | PJM_ROR | 2025 | B12 | 200 | 0 | 1600 | 0 | 0 | 0 | 0 | 0 | 0 | 0 | 0 | 0 | 0 | Infinite
MISO_WUMS_2_PJM_ROR | MISO_WUMS | PJM_ROR | 2025 | B13 | 600 | 0 | 1600 | 0 | 0 | 0 | 0 | 0 | 0 | 0 | 0 | 0 | 0 | Infinite
MISO_WUMS_2_PJM_ROR | MISO_WUMS | PJM_ROR | 2025 | B14 | 900 | 0 | 1600 | 0 | 0 | 0 | 0 | 0 | 0 | 0 | 0 | 0 | 0 | Infinite
MISO_WUMS_2_PJM_ROR | MISO_WUMS | PJM_ROR | 2025 | B15 | 1203 | 0 | 1600 | 0 | 0 | 0 | 0 | 0 | 0 | 0 | 0 | 0 | 0 | Infinite
MISO_WUMS_2_PJM_ROR | MISO_WUMS | PJM_ROR | 2025 | B16 | 25 | 0 | 1600 | 0 | 0 | 0 | 0 | 0 | 0 | 0 | 0 | 0 | 0 | Infinite
MISO_WUMS_2_PJM_ROR | MISO_WUMS | PJM_ROR | 2025 | B17 | 100 | 0 | 1600 | 0 | 0 | 0 | 0 | 0 | 0 | 0 | 0 | 0 | 0 | Infinite
MISO_WUMS_2_PJM_ROR | MISO_WUMS | PJM_ROR | 2025 | B18 | 400 | 0 | 1600 | 0 | 0 | 0 | 0 | 0 | 0 | 0 | 0 | 0 | 0 | Infinite
MISO_WUMS_2_PJM_ROR | MISO_WUMS | PJM_ROR | 2025 | B19 | 700 | 0 | 1600 | 0 | 0 | 0 | 0 | 0 | 0 | 0 | 0 | 0 | 0 | Infinite
MISO_WUMS_2_PJM_ROR | MISO_WUMS | PJM_ROR | 2025 | B20 | 935 | 0 | 1600 | 0 | 0 | 0 | 0 | 0 | 0 | 0 | 0 | 0 | 0 | Infinite
MISO_WUMS_2_PJM_ROR | MISO_WUMS | PJM_ROR | 2030 | B1 | 10 | 0 | 1600 | 0 | 0 | 0 | 0 | 0 | 0 | 0 | 0 | 0 | 0 | Infinite
MISO_WUMS_2_PJM_ROR | MISO_WUMS | PJM_ROR | 2030 | B2 | 25 | 0 | 1600 | 0 | 0 | 0 | 0 | 0 | 0 | 0 | 0 | 0 | 0 | Infinite
MISO_WUMS_2_PJM_ROR | MISO_WUMS | PJM_ROR | 2030 | B3 | 75 | 0 | 1600 | 0 | 0 | 0 | 0 | 0 | 0 | 0 | 0 | 0 | 0 | Infinite
MISO_WUMS_2_PJM_ROR | MISO_WUMS | PJM_ROR | 2030 | B4 | 100 | 0 | 1600 | 0 | 0 | 0 | 0 | 0 | 0 | 0 | 0 | 0 | 0 | Infinite
MISO_WUMS_2_PJM_ROR | MISO_WUMS | PJM_ROR | 2030 | B5 | 200 | 0 | 1600 | 0 | 0 | 0 | 0 | 0 | 0 | 0 | 0 | 0 | 0 | Infinite
MISO_WUMS_2_PJM_ROR | MISO_WUMS | PJM_ROR | 2030 | B6 | 300 | 0 | 1600 | 0 | 0 | 0 | 0 | 0 | 0 | 0 | 0 | 0 | 0 | Infinite
MISO_WUMS_2_PJM_ROR | MISO_WUMS | PJM_ROR | 2030 | B7 | 400 | 0 | 1600 | 0 | 0 | 0 | 0 | 0 | 0 | 0 | 0 | 0 | 0 | Infinite
MISO_WUMS_2_PJM_ROR | MISO_WUMS | PJM_ROR | 2030 | B8 | 500 | 0 | 1600 | 0 | 0 | 0 | 0 | 0 | 0 | 0 | 0 | 0 | 0 | Infinite
MISO_WUMS_2_PJM_ROR | MISO_WUMS | PJM_ROR | 2030 | B9 | 800 | 0 | 1600 | 0 | 0 | 0 | 0 | 0 | 0 | 0 | 0 | 0 | 0 | Infinite
MISO_WUMS_2_PJM_ROR | MISO_WUMS | PJM_ROR | 2030 | B10 | 1262 | 0 | 1600 | 0 | 0 | 0 | 0 | 0 | 0 | 0 | 0 | 0 | 0 | Infinite
MISO_WUMS_2_PJM_ROR | MISO_WUMS | PJM_ROR | 2030 | B11 | 25 | 0 | 1600 | 0 | 0 | 0 | 0 | 0 | 0 | 0 | 0 | 0 | 0 | Infinite
MISO_WUMS_2_PJM_ROR | MISO_WUMS | PJM_ROR | 2030 | B12 | 200 | 0 | 1600 | 0 | 0 | 0 | 0 | 0 | 0 | 0 | 0 | 0 | 0 | Infinite
MISO_WUMS_2_PJM_ROR | MISO_WUMS | PJM_ROR | 2030 | B13 | 600 | 0 | 1600 | 0 | 0 | 0 | 0 | 0 | 0 | 0 | 0 | 0 | 0 | Infinite
MISO_WUMS_2_PJM_ROR | MISO_WUMS | PJM_ROR | 2030 | B14 | 900 | 0 | 1600 | 0 | 0 | 0 | 0 | 0 | 0 | 0 | 0 | 0 | 0 | Infinite
MISO_WUMS_2_PJM_ROR | MISO_WUMS | PJM_ROR | 2030 | B15 | 1203 | 0 | 1600 | 0 | 0 | 0 | 0 | 0 | 0 | 0 | 0 | 0 | 0 | Infinite
MISO_WUMS_2_PJM_ROR | MISO_WUMS | PJM_ROR | 2030 | B16 | 25 | 0 | 1600 | 0 | 0 | 0 | 0 | 0 | 0 | 0 | 0 | 0 | 0 | Infinite
MISO_WUMS_2_PJM_ROR | MISO_WUMS | PJM_ROR | 2030 | B17 | 100 | 0 | 1600 | 0 | 0 | 0 | 0 | 0 | 0 | 0 | 0 | 0 | 0 | Infinite
MISO_WUMS_2_PJM_ROR | MISO_WUMS | PJM_ROR | 2030 | B18 | 400 | 0 | 1600 | 0 | 0 | 0 | 0 | 0 | 0 | 0 | 0 | 0 | 0 | Infinite
MISO_WUMS_2_PJM_ROR | MISO_WUMS | PJM_ROR | 2030 | B19 | 700 | 0 | 1600 | 0 | 0 | 0 | 0 | 0 | 0 | 0 | 0 | 0 | 0 | Infinite
MISO_WUMS_2_PJM_ROR | MISO_WUMS | PJM_ROR | 2030 | B20 | 935 | 0 | 1600 | 0 | 0 | 0 | 0 | 0 | 0 | 0 | 0 | 0 | 0 | Infinite
MISO_WUMS_2_PJM_ROR | MISO_WUMS | PJM_ROR | 2035 | B1 | 10 | 0 | 1600 | 1600 | 0 | 0 | 0 | 0 | 4.0477 | 0 | 0 | 1.1565 | 0 | Infinite
MISO_WUMS_2_PJM_ROR | MISO_WUMS | PJM_ROR | 2035 | B2 | 25 | 0 | 1600 | 1600 | 0 | 0 | 0 | 0 | 1.3888 | 0 | 0 | 0.99199 | 0 | Infinite
MISO_WUMS_2_PJM_ROR | MISO_WUMS | PJM_ROR | 2035 | B3 | 75 | 0 | 1600 | 0 | 0 | 0 | 0 | 0 | 0 | 0 | 0 | 0 | 0 | Infinite
MISO_WUMS_2_PJM_ROR | MISO_WUMS | PJM_ROR | 2035 | B4 | 100 | 0 | 1600 | 0 | 0 | 0 | 0 | 0 | 0 | 0 | 0 | 0 | 0 | Infinite
MISO_WUMS_2_PJM_ROR | MISO_WUMS | PJM_ROR | 2035 | B5 | 200 | 0 | 1600 | 0 | 0 | 0 | 0 | 0 | 0 | 0 | 0 | 0 | 0 | Infinite
MISO_WUMS_2_PJM_ROR | MISO_WUMS | PJM_ROR | 2035 | B6 | 300 | 0 | 1600 | 0 | 0 | 0 | 0 | 0 | 0 | 0 | 0 | 0 | 0 | Infinite
MISO_WUMS_2_PJM_ROR | MISO_WUMS | PJM_ROR | 2035 | B7 | 400 | 0 | 1600 | 0 | 0 | 0 | 0 | 0 | 0 | 0 | 0 | 0 | 0 | Infinite
MISO_WUMS_2_PJM_ROR | MISO_WUMS | PJM_ROR | 2035 | B8 | 500 | 0 | 1600 | 0 | 0 | 0 | 0 | 0 | 0 | 0 | 0 | 0 | 0 | Infinite
MISO_WUMS_2_PJM_ROR | MISO_WUMS | PJM_ROR | 2035 | B9 | 800 | 0 | 1600 | 0 | 0 | 0 | 0 | 0 | 0 | 0 | 0 | 0 | 0 | Infinite
MISO_WUMS_2_PJM_ROR | MISO_WUMS | PJM_ROR | 2035 | B10 | 1262 | 0 | 1600 | 0 | 0 | 0 | 0 | 0 | 0 | 0 | 0 | 0 | 0 | Infinite
MISO_WUMS_2_PJM_ROR | MISO_WUMS | PJM_ROR | 2035 | B11 | 25 | 0 | 1600 | 0 | 0 | 0 | 0 | 0 | 0 | 0 | 0 | 0 | 0 | Infinite
MISO_WUMS_2_PJM_ROR | MISO_WUMS | PJM_ROR | 2035 | B12 | 200 | 0 | 1600 | 0 | 0 | 0 | 0 | 0 | 0 | 0 | 0 | 0 | 0 | Infinite
MISO_WUMS_2_PJM_ROR | MISO_WUMS | PJM_ROR | 2035 | B13 | 600 | 0 | 1600 | 0 | 0 | 0 | 0 | 0 | 0 | 0 | 0 | 0 | 0 | Infinite
MISO_WUMS_2_PJM_ROR | MISO_WUMS | PJM_ROR | 2035 | B14 | 900 | 0 | 1600 | 0 | 0 | 0 | 0 | 0 | 0 | 0 | 0 | 0 | 0 | Infinite
MISO_WUMS_2_PJM_ROR | MISO_WUMS | PJM_ROR | 2035 | B15 | 1203 | 0 | 1600 | 0 | 0 | 0 | 0 | 0 | 0 | 0 | 0 | 0 | 0 | Infinite
MISO_WUMS_2_PJM_ROR | MISO_WUMS | PJM_ROR | 2035 | B16 | 25 | 0 | 1600 | 0 | 0 | 0 | 0 | 0 | 0 | 0 | 0 | 0 | 0 | Infinite
MISO_WUMS_2_PJM_ROR | MISO_WUMS | PJM_ROR | 2035 | B17 | 100 | 0 | 1600 | 0 | 0 | 0 | 0 | 0 | 0 | 0 | 0 | 0 | 0 | Infinite
MISO_WUMS_2_PJM_ROR | MISO_WUMS | PJM_ROR | 2035 | B18 | 400 | 0 | 1600 | 0 | 0 | 0 | 0 | 0 | 0 | 0 | 0 | 0 | 0 | Infinite
MISO_WUMS_2_PJM_ROR | MISO_WUMS | PJM_ROR | 2035 | B19 | 700 | 0 | 1600 | 0 | 0 | 0 | 0 | 0 | 0 | 0 | 0 | 0 | 0 | Infinite
MISO_WUMS_2_PJM_ROR | MISO_WUMS | PJM_ROR | 2035 | B20 | 935 | 0 | 1600 | 0 | 0 | 0 | 0 | 0 | 0 | 0 | 0 | 0 | 0 | Infinite
MISO_WUMS_2_PJM_ROR | MISO_WUMS | PJM_ROR | 2040 | B1 | 10 | 0 | 1600 | 1600 | 0 | 0 | 0 | 0 | 2.647 | 0 | 0 | 0.24064 | 0 | Infinite
MISO_WUMS_2_PJM_ROR | MISO_WUMS | PJM_ROR | 2040 | B2 | 25 | 0 | 1600 | 1600 | 0 | 0 | 0 | 0 | 2.3503 | 0 | 0 | 0.53415 | 0 | Infinite
MISO_WUMS_2_PJM_ROR | MISO_WUMS | PJM_ROR | 2040 | B3 | 75 | 0 | 1600 | 1600 | 0 | 0 | 0 | 0 | 0.17805 | 0 | 0 | 0.1214 | 0 | Infinite
MISO_WUMS_2_PJM_ROR | MISO_WUMS | PJM_ROR | 2040 | B4 | 100 | 0 | 1600 | 1262.5 | 0 | 0 | 0 | 0 | 0 | 0 | 0 | 0 | 0 | Infinite
MISO_WUMS_2_PJM_ROR | MISO_WUMS | PJM_ROR | 2040 | B5 | 200 | 0 | 1600 | 0 | 0 | 0 | 0 | 0 | 0 | 0 | 0 | 0 | 0 | Infinite
MISO_WUMS_2_PJM_ROR | MISO_WUMS | PJM_ROR | 2040 | B6 | 300 | 0 | 1600 | 0 | 0 | 0 | 0 | 0 | 0 | 0 | 0 | 0 | 0 | Infinite
MISO_WUMS_2_PJM_ROR | MISO_WUMS | PJM_ROR | 2040 | B7 | 400 | 0 | 1600 | 0 | 0 | 0 | 0 | 0 | 0 | 0 | 0 | 0 | 0 | Infinite
MISO_WUMS_2_PJM_ROR | MISO_WUMS | PJM_ROR | 2040 | B8 | 500 | 0 | 1600 | 0 | 0 | 0 | 0 | 0 | 0 | 0 | 0 | 0 | 0 | Infinite
MISO_WUMS_2_PJM_ROR | MISO_WUMS | PJM_ROR | 2040 | B9 | 800 | 0 | 1600 | 0 | 0 | 0 | 0 | 0 | 0 | 0 | 0 | 0 | 0 | Infinite
MISO_WUMS_2_PJM_ROR | MISO_WUMS | PJM_ROR | 2040 | B10 | 1262 | 0 | 1600 | 0 | 0 | 0 | 0 | 0 | 0 | 0 | 0 | 0 | 0 | Infinite
MISO_WUMS_2_PJM_ROR | MISO_WUMS | PJM_ROR | 2040 | B11 | 25 | 0 | 1600 | 0 | 0 | 0 | 0 | 0 | 0 | 0 | 0 | 0 | 0 | Infinite
MISO_WUMS_2_PJM_ROR | MISO_WUMS | PJM_ROR | 2040 | B12 | 200 | 0 | 1600 | 0 | 0 | 0 | 0 | 0 | 0 | 0 | 0 | 0 | 0 | Infinite
MISO_WUMS_2_PJM_ROR | MISO_WUMS | PJM_ROR | 2040 | B13 | 600 | 0 | 1600 | 0 | 0 | 0 | 0 | 0 | 0 | 0 | 0 | 0 | 0 | Infinite
MISO_WUMS_2_PJM_ROR | MISO_WUMS | PJM_ROR | 2040 | B14 | 900 | 0 | 1600 | 0 | 0 | 0 | 0 | 0 | 0 | 0 | 0 | 0 | 0 | Infinite
MISO_WUMS_2_PJM_ROR | MISO_WUMS | PJM_ROR | 2040 | B15 | 1203 | 0 | 1600 | 0 | 0 | 0 | 0 | 0 | 0 | 0 | 0 | 0 | 0 | Infinite
MISO_WUMS_2_PJM_ROR | MISO_WUMS | PJM_ROR | 2040 | B16 | 25 | 0 | 1600 | 0 | 0 | 0 | 0 | 0 | 0 | 0 | 0 | 0 | 0 | Infinite
MISO_WUMS_2_PJM_ROR | MISO_WUMS | PJM_ROR | 2040 | B17 | 100 | 0 | 1600 | 0 | 0 | 0 | 0 | 0 | 0 | 0 | 0 | 0 | 0 | Infinite
MISO_WUMS_2_PJM_ROR | MISO_WUMS | PJM_ROR | 2040 | B18 | 400 | 0 | 1600 | 0 | 0 | 0 | 0 | 0 | 0 | 0 | 0 | 0 | 0 | Infinite
MISO_WUMS_2_PJM_ROR | MISO_WUMS | PJM_ROR | 2040 | B19 | 700 | 0 | 1600 | 0 | 0 | 0 | 0 | 0 | 0 | 0 | 0 | 0 | 0 | Infinite
MISO_WUMS_2_PJM_ROR | MISO_WUMS | PJM_ROR | 2040 | B20 | 935 | 0 | 1600 | 0 | 0 | 0 | 0 | 0 | 0 | 0 | 0 | 0 | 0 | Infinite
MISO_WUMS_2_PJM_ROR | MISO_WUMS | PJM_ROR | 2045 | B1 | 10 | 0 | 1600 | 1600 | 0 | 0 | 0 | 0 | 1.1277 | 0 | 0 | 0.053698 | 0 | Infinite
MISO_WUMS_2_PJM_ROR | MISO_WUMS | PJM_ROR | 2045 | B2 | 25 | 0 | 1600 | 1600 | 0 | 0 | 0 | 0 | 1.1277 | 0 | 0 | 0.13424 | 0 | Infinite
MISO_WUMS_2_PJM_ROR | MISO_WUMS | PJM_ROR | 2045 | B3 | 75 | 0 | 1600 | 1600 | 0 | 0 | 0 | 0 | 0.42732 | 0 | 0 | 0.15261 | 0 | Infinite
MISO_WUMS_2_PJM_ROR | MISO_WUMS | PJM_ROR | 2045 | B4 | 100 | 0 | 1600 | 1600 | 0 | 1033.35 | 0 | 0 | 0.42732 | 0 | 0 | 0.20349 | 0 | Infinite
MISO_WUMS_2_PJM_ROR | MISO_WUMS | PJM_ROR | 2045 | B5 | 200 | 0 | 1600 | 0 | 0 | 0 | 0 | 0 | 0 | 0 | 0 | 0 | 0 | Infinite
MISO_WUMS_2_PJM_ROR | MISO_WUMS | PJM_ROR | 2045 | B6 | 300 | 0 | 1600 | 0 | 0 | 0 | 0 | 0 | 0 | 0 | 0 | 0 | 0 | Infinite
MISO_WUMS_2_PJM_ROR | MISO_WUMS | PJM_ROR | 2045 | B7 | 400 | 0 | 1600 | 0 | 0 | 0 | 0 | 0 | 0 | 0 | 0 | 0 | 0 | Infinite
MISO_WUMS_2_PJM_ROR | MISO_WUMS | PJM_ROR | 2045 | B8 | 500 | 0 | 1600 | 0 | 0 | 0 | 0 | 0 | 0 | 0 | 0 | 0 | 0 | Infinite
MISO_WUMS_2_PJM_ROR | MISO_WUMS | PJM_ROR | 2045 | B9 | 800 | 0 | 1600 | 0 | 0 | 0 | 0 | 0 | 0 | 0 | 0 | 0 | 0 | Infinite
MISO_WUMS_2_PJM_ROR | MISO_WUMS | PJM_ROR | 2045 | B10 | 1262 | 0 | 1600 | 0 | 0 | 0 | 0 | 0 | 0 | 0 | 0 | 0 | 0 | Infinite
MISO_WUMS_2_PJM_ROR | MISO_WUMS | PJM_ROR | 2045 | B11 | 25 | 0 | 1600 | 0 | 0 | 0 | 0 | 0 | 0 | 0 | 0 | 0 | 0 | Infinite
MISO_WUMS_2_PJM_ROR | MISO_WUMS | PJM_ROR | 2045 | B12 | 200 | 0 | 1600 | 432.81 | 0 | 0 | 0 | 0 | 0 | 0 | 0 | 0 | 0 | Infinite
MISO_WUMS_2_PJM_ROR | MISO_WUMS | PJM_ROR | 2045 | B13 | 600 | 0 | 1600 | 0 | 0 | 0 | 0 | 0 | 0 | 0 | 0 | 0 | 0 | Infinite
MISO_WUMS_2_PJM_ROR | MISO_WUMS | PJM_ROR | 2045 | B14 | 900 | 0 | 1600 | 0 | 0 | 0 | 0 | 0 | 0 | 0 | 0 | 0 | 0 | Infinite
MISO_WUMS_2_PJM_ROR | MISO_WUMS | PJM_ROR | 2045 | B15 | 1203 | 0 | 1600 | 0 | 0 | 0 | 0 | 0 | 0 | 0 | 0 | 0 | 0 | Infinite
MISO_WUMS_2_PJM_ROR | MISO_WUMS | PJM_ROR | 2045 | B16 | 25 | 0 | 1600 | 0 | 0 | 0 | 0 | 0 | 0 | 0 | 0 | 0 | 0 | Infinite
MISO_WUMS_2_PJM_ROR | MISO_WUMS | PJM_ROR | 2045 | B17 | 100 | 0 | 1600 | 0 | 0 | 0 | 0 | 0 | 0 | 0 | 0 | 0 | 0 | Infinite
MISO_WUMS_2_PJM_ROR | MISO_WUMS | PJM_ROR | 2045 | B18 | 400 | 0 | 1600 | 0 | 0 | 0 | 0 | 0 | 0 | 0 | 0 | 0 | 0 | Infinite
MISO_WUMS_2_PJM_ROR | MISO_WUMS | PJM_ROR | 2045 | B19 | 700 | 0 | 1600 | 0 | 0 | 0 | 0 | 0 | 0 | 0 | 0 | 0 | 0 | Infinite
MISO_WUMS_2_PJM_ROR | MISO_WUMS | PJM_ROR | 2045 | B20 | 935 | 0 | 1600 | 0 | 0 | 455.33 | 0 | 0 | 0 | 0 | 0 | 0 | 0 | Infinite
MISO_WUMS_2_PJM_ROR | MISO_WUMS | PJM_ROR | 2050 | B1 | 10 | 0 | 1600 | 1600 | 0 | 0 | 0 | 0 | 0.51041 | 0 | 0 | 0.024305 | 0 | Infinite
MISO_WUMS_2_PJM_ROR | MISO_WUMS | PJM_ROR | 2050 | B2 | 25 | 0 | 1600 | 1600 | 0 | 0 | 0 | 0 | 0.51041 | 0 | 0 | 0.060763 | 0 | Infinite
MISO_WUMS_2_PJM_ROR | MISO_WUMS | PJM_ROR | 2050 | B3 | 75 | 0 | 1600 | 1600 | 0 | 0 | 0 | 0 | 0.51041 | 0 | 0 | 0.18229 | 0 | Infinite
MISO_WUMS_2_PJM_ROR | MISO_WUMS | PJM_ROR | 2050 | B4 | 100 | 0 | 1600 | 1600 | 0 | 997.85 | 0 | 0 | 0.51041 | 0 | 0 | 0.24305 | 0 | Infinite
MISO_WUMS_2_PJM_ROR | MISO_WUMS | PJM_ROR | 2050 | B5 | 200 | 0 | 1600 | 0 | 0 | 0 | 0 | 0 | 0 | 0 | 0 | 0 | 0 | Infinite
MISO_WUMS_2_PJM_ROR | MISO_WUMS | PJM_ROR | 2050 | B6 | 300 | 0 | 1600 | 0 | 0 | 0 | 0 | 0 | 0 | 0 | 0 | 0 | 0 | Infinite
MISO_WUMS_2_PJM_ROR | MISO_WUMS | PJM_ROR | 2050 | B7 | 400 | 0 | 1600 | 0 | 0 | 0 | 0 | 0 | 0 | 0 | 0 | 0 | 0 | Infinite
MISO_WUMS_2_PJM_ROR | MISO_WUMS | PJM_ROR | 2050 | B8 | 500 | 0 | 1600 | 0 | 0 | 0 | 0 | 0 | 0 | 0 | 0 | 0 | 0 | Infinite
MISO_WUMS_2_PJM_ROR | MISO_WUMS | PJM_ROR | 2050 | B9 | 800 | 0 | 1600 | 0 | 0 | 0 | 0 | 0 | 0 | 0 | 0 | 0 | 0 | Infinite
MISO_WUMS_2_PJM_ROR | MISO_WUMS | PJM_ROR | 2050 | B10 | 1262 | 0 | 1600 | 0 | 0 | 0 | 0 | 0 | 0 | 0 | 0 | 0 | 0 | Infinite
MISO_WUMS_2_PJM_ROR | MISO_WUMS | PJM_ROR | 2050 | B11 | 25 | 0 | 1600 | 0 | 0 | 0 | 0 | 0 | 0 | 0 | 0 | 0 | 0 | Infinite
MISO_WUMS_2_PJM_ROR | MISO_WUMS | PJM_ROR | 2050 | B12 | 200 | 0 | 1600 | 0 | 0 | 0 | 0 | 0 | 0 | 0 | 0 | 0 | 0 | Infinite
MISO_WUMS_2_PJM_ROR | MISO_WUMS | PJM_ROR | 2050 | B13 | 600 | 0 | 1600 | 0 | 0 | 0 | 0 | 0 | 0 | 0 | 0 | 0 | 0 | Infinite
MISO_WUMS_2_PJM_ROR | MISO_WUMS | PJM_ROR | 2050 | B14 | 900 | 0 | 1600 | 0 | 0 | 0 | 0 | 0 | 0 | 0 | 0 | 0 | 0 | Infinite
MISO_WUMS_2_PJM_ROR | MISO_WUMS | PJM_ROR | 2050 | B15 | 1203 | 0 | 1600 | 0 | 0 | 0 | 0 | 0 | 0 | 0 | 0 | 0 | 0 | Infinite
MISO_WUMS_2_PJM_ROR | MISO_WUMS | PJM_ROR | 2050 | B16 | 25 | 0 | 1600 | 0 | 0 | 0 | 0 | 0 | 0 | 0 | 0 | 0 | 0 | Infinite
MISO_WUMS_2_PJM_ROR | MISO_WUMS | PJM_ROR | 2050 | B17 | 100 | 0 | 1600 | 0 | 0 | 0 | 0 | 0 | 0 | 0 | 0 | 0 | 0 | Infinite
MISO_WUMS_2_PJM_ROR | MISO_WUMS | PJM_ROR | 2050 | B18 | 400 | 0 | 1600 | 0 | 0 | 0 | 0 | 0 | 0 | 0 | 0 | 0 | 0 | Infinite
MISO_WUMS_2_PJM_ROR | MISO_WUMS | PJM_ROR | 2050 | B19 | 700 | 0 | 1600 | 0 | 0 | 0 | 0 | 0 | 0 | 0 | 0 | 0 | 0 | Infinite
MISO_WUMS_2_PJM_ROR | MISO_WUMS | PJM_ROR | 2050 | B20 | 935 | 0 | 1600 | 0 | 0 | 0 | 0 | 0 | 0 | 0 | 0 | 0 | 0 | Infinite
NE_2_MAPP_US | NE | MAPP_US | 2015 | B1 | 10 | 0 | 1600 | 0 | 0 | 0 | 0 | 0 | 0 | 0 | 0 | 0 | 0 | Infinite
NE_2_MAPP_US | NE | MAPP_US | 2015 | B2 | 25 | 0 | 1600 | 0 | 0 | 0 | 0 | 0 | 0 | 0 | 0 | 0 | 0 | Infinite
NE_2_MAPP_US | NE | MAPP_US | 2015 | B3 | 75 | 0 | 1600 | 0 | 0 | 0 | 0 | 0 | 0 | 0 | 0 | 0 | 0 | Infinite
NE_2_MAPP_US | NE | MAPP_US | 2015 | B4 | 100 | 0 | 1600 | 0 | 0 | 0 | 0 | 0 | 0 | 0 | 0 | 0 | 0 | Infinite
NE_2_MAPP_US | NE | MAPP_US | 2015 | B5 | 200 | 0 | 1600 | 0 | 0 | 0 | 0 | 0 | 0 | 0 | 0 | 0 | 0 | Infinite
NE_2_MAPP_US | NE | MAPP_US | 2015 | B6 | 300 | 0 | 1600 | 0 | 0 | 0 | 0 | 0 | 0 | 0 | 0 | 0 | 0 | Infinite
NE_2_MAPP_US | NE | MAPP_US | 2015 | B7 | 400 | 0 | 1600 | 0 | 0 | 0 | 0 | 0 | 0 | 0 | 0 | 0 | 0 | Infinite
NE_2_MAPP_US | NE | MAPP_US | 2015 | B8 | 500 | 0 | 1600 | 0 | 0 | 0 | 0 | 0 | 0 | 0 | 0 | 0 | 0 | Infinite
NE_2_MAPP_US | NE | MAPP_US | 2015 | B9 | 800 | 0 | 1600 | 0 | 0 | 0 | 0 | 0 | 0 | 0 | 0 | 0 | 0 | Infinite
NE_2_MAPP_US | NE | MAPP_US | 2015 | B10 | 1262 | 0 | 1600 | 0 | 0 | 0 | 0 | 0 | 0 | 0 | 0 | 0 | 0 | Infinite
NE_2_MAPP_US | NE | MAPP_US | 2015 | B11 | 25 | 0 | 1600 | 0 | 0 | 0 | 0 | 0 | 0 | 0 | 0 | 0 | 0 | Infinite
NE_2_MAPP_US | NE | MAPP_US | 2015 | B12 | 200 | 0 | 1600 | 0 | 0 | 0 | 0 | 0 | 0 | 0 | 0 | 0 | 0 | Infinite
NE_2_MAPP_US | NE | MAPP_US | 2015 | B13 | 600 | 0 | 1600 | 0 | 0 | 0 | 0 | 0 | 0 | 0 | 0 | 0 | 0 | Infinite
NE_2_MAPP_US | NE | MAPP_US | 2015 | B14 | 900 | 0 | 1600 | 0 | 0 | 0 | 0 | 0 | 0 | 0 | 0 | 0 | 0 | Infinite
NE_2_MAPP_US | NE | MAPP_US | 2015 | B15 | 1203 | 0 | 1600 | 0 | 0 | 0 | 0 | 0 | 0 | 0 | 0 | 0 | 0 | Infinite
NE_2_MAPP_US | NE | MAPP_US | 2015 | B16 | 25 | 0 | 1600 | 0 | 0 | 0 | 0 | 0 | 0 | 0 | 0 | 0 | 0 | Infinite
NE_2_MAPP_US | NE | MAPP_US | 2015 | B17 | 100 | 0 | 1600 | 0 | 0 | 0 | 0 | 0 | 0 | 0 | 0 | 0 | 0 | Infinite
NE_2_MAPP_US | NE | MAPP_US | 2015 | B18 | 400 | 0 | 1600 | 0 | 0 | 0 | 0 | 0 | 0 | 0 | 0 | 0 | 0 | Infinite
NE_2_MAPP_US | NE | MAPP_US | 2015 | B19 | 700 | 0 | 1600 | 0 | 0 | 0 | 0 | 0 | 0 | 0 | 0 | 0 | 0 | Infinite
NE_2_MAPP_US | NE | MAPP_US | 2015 | B20 | 935 | 0 | 1600 | 0 | 0 | 0 | 0 | 0 | 0 | 0 | 0 | 0 | 0 | Infinite
NE_2_MAPP_US | NE | MAPP_US | 2020 | B1 | 10 | 0 | 1600 | 0 | 0 | 0 | 0 | 0 | 0 | 0 | 0 | 0 | 0 | Infinite
NE_2_MAPP_US | NE | MAPP_US | 2020 | B2 | 25 | 0 | 1600 | 0 | 0 | 0 | 0 | 0 | 0 | 0 | 0 | 0 | 0 | Infinite
NE_2_MAPP_US | NE | MAPP_US | 2020 | B3 | 75 | 0 | 1600 | 0 | 0 | 0 | 0 | 0 | 0 | 0 | 0 | 0 | 0 | Infinite
NE_2_MAPP_US | NE | MAPP_US | 2020 | B4 | 100 | 0 | 1600 | 0 | 0 | 0 | 0 | 0 | 0 | 0 | 0 | 0 | 0 | Infinite
NE_2_MAPP_US | NE | MAPP_US | 2020 | B5 | 200 | 0 | 1600 | 0 | 0 | 0 | 0 | 0 | 0 | 0 | 0 | 0 | 0 | Infinite
NE_2_MAPP_US | NE | MAPP_US | 2020 | B6 | 300 | 0 | 1600 | 0 | 0 | 0 | 0 | 0 | 0 | 0 | 0 | 0 | 0 | Infinite
NE_2_MAPP_US | NE | MAPP_US | 2020 | B7 | 400 | 0 | 1600 | 0 | 0 | 0 | 0 | 0 | 0 | 0 | 0 | 0 | 0 | Infinite
NE_2_MAPP_US | NE | MAPP_US | 2020 | B8 | 500 | 0 | 1600 | 0 | 0 | 0 | 0 | 0 | 0 | 0 | 0 | 0 | 0 | Infinite
NE_2_MAPP_US | NE | MAPP_US | 2020 | B9 | 800 | 0 | 1600 | 0 | 0 | 0 | 0 | 0 | 0 | 0 | 0 | 0 | 0 | Infinite
NE_2_MAPP_US | NE | MAPP_US | 2020 | B10 | 1262 | 0 | 1600 | 0 | 0 | 0 | 0 | 0 | 0 | 0 | 0 | 0 | 0 | Infinite
NE_2_MAPP_US | NE | MAPP_US | 2020 | B11 | 25 | 0 | 1600 | 0 | 0 | 0 | 0 | 0 | 0 | 0 | 0 | 0 | 0 | Infinite
NE_2_MAPP_US | NE | MAPP_US | 2020 | B12 | 200 | 0 | 1600 | 0 | 0 | 0 | 0 | 0 | 0 | 0 | 0 | 0 | 0 | Infinite
NE_2_MAPP_US | NE | MAPP_US | 2020 | B13 | 600 | 0 | 1600 | 0 | 0 | 0 | 0 | 0 | 0 | 0 | 0 | 0 | 0 | Infinite
NE_2_MAPP_US | NE | MAPP_US | 2020 | B14 | 900 | 0 | 1600 | 0 | 0 | 0 | 0 | 0 | 0 | 0 | 0 | 0 | 0 | Infinite
NE_2_MAPP_US | NE | MAPP_US | 2020 | B15 | 1203 | 0 | 1600 | 0 | 0 | 0 | 0 | 0 | 0 | 0 | 0 | 0 | 0 | Infinite
NE_2_MAPP_US | NE | MAPP_US | 2020 | B16 | 25 | 0 | 1600 | 0 | 0 | 0 | 0 | 0 | 0 | 0 | 0 | 0 | 0 | Infinite
NE_2_MAPP_US | NE | MAPP_US | 2020 | B17 | 100 | 0 | 1600 | 0 | 0 | 0 | 0 | 0 | 0 | 0 | 0 | 0 | 0 | Infinite
NE_2_MAPP_US | NE | MAPP_US | 2020 | B18 | 400 | 0 | 1600 | 0 | 0 | 0 | 0 | 0 | 0 | 0 | 0 | 0 | 0 | Infinite
NE_2_MAPP_US | NE | MAPP_US | 2020 | B19 | 700 | 0 | 1600 | 0 | 0 | 0 | 0 | 0 | 0 | 0 | 0 | 0 | 0 | Infinite
NE_2_MAPP_US | NE | MAPP_US | 2020 | B20 | 935 | 0 | 1600 | 0 | 0 | 0 | 0 | 0 | 0 | 0 | 0 | 0 | 0 | Infinite
NE_2_MAPP_US | NE | MAPP_US | 2025 | B1 | 10 | 0 | 1600 | 0 | 0 | 0 | 0 | 0 | 0 | 0 | 0 | 0 | 0 | Infinite
NE_2_MAPP_US | NE | MAPP_US | 2025 | B2 | 25 | 0 | 1600 | 0 | 0 | 0 | 0 | 0 | 0 | 0 | 0 | 0 | 0 | Infinite
NE_2_MAPP_US | NE | MAPP_US | 2025 | B3 | 75 | 0 | 1600 | 0 | 0 | 0 | 0 | 0 | 0 | 0 | 0 | 0 | 0 | Infinite
NE_2_MAPP_US | NE | MAPP_US | 2025 | B4 | 100 | 0 | 1600 | 0 | 0 | 0 | 0 | 0 | 0 | 0 | 0 | 0 | 0 | Infinite
NE_2_MAPP_US | NE | MAPP_US | 2025 | B5 | 200 | 0 | 1600 | 0 | 0 | 0 | 0 | 0 | 0 | 0 | 0 | 0 | 0 | Infinite
NE_2_MAPP_US | NE | MAPP_US | 2025 | B6 | 300 | 0 | 1600 | 0 | 0 | 0 | 0 | 0 | 0 | 0 | 0 | 0 | 0 | Infinite
NE_2_MAPP_US | NE | MAPP_US | 2025 | B7 | 400 | 0 | 1600 | 0 | 0 | 0 | 0 | 0 | 0 | 0 | 0 | 0 | 0 | Infinite
NE_2_MAPP_US | NE | MAPP_US | 2025 | B8 | 500 | 0 | 1600 | 0 | 0 | 0 | 0 | 0 | 0 | 0 | 0 | 0 | 0 | Infinite
NE_2_MAPP_US | NE | MAPP_US | 2025 | B9 | 800 | 0 | 1600 | 0 | 0 | 0 | 0 | 0 | 0 | 0 | 0 | 0 | 0 | Infinite
NE_2_MAPP_US | NE | MAPP_US | 2025 | B10 | 1262 | 0 | 1600 | 0 | 0 | 0 | 0 | 0 | 0 | 0 | 0 | 0 | 0 | Infinite
NE_2_MAPP_US | NE | MAPP_US | 2025 | B11 | 25 | 0 | 1600 | 0 | 0 | 0 | 0 | 0 | 0 | 0 | 0 | 0 | 0 | Infinite
NE_2_MAPP_US | NE | MAPP_US | 2025 | B12 | 200 | 0 | 1600 | 0 | 0 | 0 | 0 | 0 | 0 | 0 | 0 | 0 | 0 | Infinite
NE_2_MAPP_US | NE | MAPP_US | 2025 | B13 | 600 | 0 | 1600 | 0 | 0 | 0 | 0 | 0 | 0 | 0 | 0 | 0 | 0 | Infinite
NE_2_MAPP_US | NE | MAPP_US | 2025 | B14 | 900 | 0 | 1600 | 0 | 0 | 0 | 0 | 0 | 0 | 0 | 0 | 0 | 0 | Infinite
NE_2_MAPP_US | NE | MAPP_US | 2025 | B15 | 1203 | 0 | 1600 | 0 | 0 | 0 | 0 | 0 | 0 | 0 | 0 | 0 | 0 | Infinite
NE_2_MAPP_US | NE | MAPP_US | 2025 | B16 | 25 | 0 | 1600 | 0 | 0 | 0 | 0 | 0 | 0 | 0 | 0 | 0 | 0 | Infinite
NE_2_MAPP_US | NE | MAPP_US | 2025 | B17 | 100 | 0 | 1600 | 0 | 0 | 0 | 0 | 0 | 0 | 0 | 0 | 0 | 0 | Infinite
NE_2_MAPP_US | NE | MAPP_US | 2025 | B18 | 400 | 0 | 1600 | 0 | 0 | 0 | 0 | 0 | 0 | 0 | 0 | 0 | 0 | Infinite
NE_2_MAPP_US | NE | MAPP_US | 2025 | B19 | 700 | 0 | 1600 | 0 | 0 | 0 | 0 | 0 | 0 | 0 | 0 | 0 | 0 | Infinite
NE_2_MAPP_US | NE | MAPP_US | 2025 | B20 | 935 | 0 | 1600 | 0 | 0 | 0 | 0 | 0 | 0 | 0 | 0 | 0 | 0 | Infinite
NE_2_MAPP_US | NE | MAPP_US | 2030 | B1 | 10 | 0 | 1600 | 0 | 0 | 0 | 0 | 0 | 0 | 0 | 0 | 0 | 0 | Infinite
NE_2_MAPP_US | NE | MAPP_US | 2030 | B2 | 25 | 0 | 1600 | 0 | 0 | 0 | 0 | 0 | 0 | 0 | 0 | 0 | 0 | Infinite
NE_2_MAPP_US | NE | MAPP_US | 2030 | B3 | 75 | 0 | 1600 | 0 | 0 | 0 | 0 | 0 | 0 | 0 | 0 | 0 | 0 | Infinite
NE_2_MAPP_US | NE | MAPP_US | 2030 | B4 | 100 | 0 | 1600 | 0 | 0 | 0 | 0 | 0 | 0 | 0 | 0 | 0 | 0 | Infinite
NE_2_MAPP_US | NE | MAPP_US | 2030 | B5 | 200 | 0 | 1600 | 0 | 0 | 0 | 0 | 0 | 0 | 0 | 0 | 0 | 0 | Infinite
NE_2_MAPP_US | NE | MAPP_US | 2030 | B6 | 300 | 0 | 1600 | 0 | 0 | 0 | 0 | 0 | 0 | 0 | 0 | 0 | 0 | Infinite
NE_2_MAPP_US | NE | MAPP_US | 2030 | B7 | 400 | 0 | 1600 | 0 | 0 | 0 | 0 | 0 | 0 | 0 | 0 | 0 | 0 | Infinite
NE_2_MAPP_US | NE | MAPP_US | 2030 | B8 | 500 | 0 | 1600 | 0 | 0 | 0 | 0 | 0 | 0 | 0 | 0 | 0 | 0 | Infinite
NE_2_MAPP_US | NE | MAPP_US | 2030 | B9 | 800 | 0 | 1600 | 0 | 0 | 0 | 0 | 0 | 0 | 0 | 0 | 0 | 0 | Infinite
NE_2_MAPP_US | NE | MAPP_US | 2030 | B10 | 1262 | 0 | 1600 | 0 | 0 | 0 | 0 | 0 | 0 | 0 | 0 | 0 | 0 | Infinite
NE_2_MAPP_US | NE | MAPP_US | 2030 | B11 | 25 | 0 | 1600 | 0 | 0 | 0 | 0 | 0 | 0 | 0 | 0 | 0 | 0 | Infinite
NE_2_MAPP_US | NE | MAPP_US | 2030 | B12 | 200 | 0 | 1600 | 0 | 0 | 0 | 0 | 0 | 0 | 0 | 0 | 0 | 0 | Infinite
NE_2_MAPP_US | NE | MAPP_US | 2030 | B13 | 600 | 0 | 1600 | 0 | 0 | 0 | 0 | 0 | 0 | 0 | 0 | 0 | 0 | Infinite
NE_2_MAPP_US | NE | MAPP_US | 2030 | B14 | 900 | 0 | 1600 | 0 | 0 | 0 | 0 | 0 | 0 | 0 | 0 | 0 | 0 | Infinite
NE_2_MAPP_US | NE | MAPP_US | 2030 | B15 | 1203 | 0 | 1600 | 0 | 0 | 0 | 0 | 0 | 0 | 0 | 0 | 0 | 0 | Infinite
NE_2_MAPP_US | NE | MAPP_US | 2030 | B16 | 25 | 0 | 1600 | 0 | 0 | 0 | 0 | 0 | 0 | 0 | 0 | 0 | 0 | Infinite
NE_2_MAPP_US | NE | MAPP_US | 2030 | B17 | 100 | 0 | 1600 | 0 | 0 | 0 | 0 | 0 | 0 | 0 | 0 | 0 | 0 | Infinite
NE_2_MAPP_US | NE | MAPP_US | 2030 | B18 | 400 | 0 | 1600 | 0 | 0 | 0 | 0 | 0 | 0 | 0 | 0 | 0 | 0 | Infinite
NE_2_MAPP_US | NE | MAPP_US | 2030 | B19 | 700 | 0 | 1600 | 0 | 0 | 0 | 0 | 0 | 0 | 0 | 0 | 0 | 0 | Infinite
NE_2_MAPP_US | NE | MAPP_US | 2030 | B20 | 935 | 0 | 1600 | 0 | 0 | 0 | 0 | 0 | 0 | 0 | 0 | 0 | 0 | Infinite
NE_2_MAPP_US | NE | MAPP_US | 2035 | B1 | 10 | 0 | 1600 | 0 | 0 | 0 | 0 | 0 | 0 | 0 | 0 | 0 | 0 | Infinite
NE_2_MAPP_US | NE | MAPP_US | 2035 | B2 | 25 | 0 | 1600 | 0 | 0 | 0 | 0 | 0 | 0 | 0 | 0 | 0 | 0 | Infinite
NE_2_MAPP_US | NE | MAPP_US | 2035 | B3 | 75 | 0 | 1600 | 0 | 0 | 0 | 0 | 0 | 0 | 0 | 0 | 0 | 0 | Infinite
NE_2_MAPP_US | NE | MAPP_US | 2035 | B4 | 100 | 0 | 1600 | 0 | 0 | 0 | 0 | 0 | 0 | 0 | 0 | 0 | 0 | Infinite
NE_2_MAPP_US | NE | MAPP_US | 2035 | B5 | 200 | 0 | 1600 | 0 | 0 | 0 | 0 | 0 | 0 | 0 | 0 | 0 | 0 | Infinite
NE_2_MAPP_US | NE | MAPP_US | 2035 | B6 | 300 | 0 | 1600 | 0 | 0 | 0 | 0 | 0 | 0 | 0 | 0 | 0 | 0 | Infinite
NE_2_MAPP_US | NE | MAPP_US | 2035 | B7 | 400 | 0 | 1600 | 0 | 0 | 0 | 0 | 0 | 0 | 0 | 0 | 0 | 0 | Infinite
NE_2_MAPP_US | NE | MAPP_US | 2035 | B8 | 500 | 0 | 1600 | 0 | 0 | 0 | 0 | 0 | 0 | 0 | 0 | 0 | 0 | Infinite
NE_2_MAPP_US | NE | MAPP_US | 2035 | B9 | 800 | 0 | 1600 | 0 | 0 | 0 | 0 | 0 | 0 | 0 | 0 | 0 | 0 | Infinite
NE_2_MAPP_US | NE | MAPP_US | 2035 | B10 | 1262 | 0 | 1600 | 0 | 0 | 0 | 0 | 0 | 0 | 0 | 0 | 0 | 0 | Infinite
NE_2_MAPP_US | NE | MAPP_US | 2035 | B11 | 25 | 0 | 1600 | 0 | 0 | 0 | 0 | 0 | 0 | 0 | 0 | 0 | 0 | Infinite
NE_2_MAPP_US | NE | MAPP_US | 2035 | B12 | 200 | 0 | 1600 | 0 | 0 | 0 | 0 | 0 | 0 | 0 | 0 | 0 | 0 | Infinite
NE_2_MAPP_US | NE | MAPP_US | 2035 | B13 | 600 | 0 | 1600 | 0 | 0 | 0 | 0 | 0 | 0 | 0 | 0 | 0 | 0 | Infinite
NE_2_MAPP_US | NE | MAPP_US | 2035 | B14 | 900 | 0 | 1600 | 0 | 0 | 0 | 0 | 0 | 0 | 0 | 0 | 0 | 0 | Infinite
NE_2_MAPP_US | NE | MAPP_US | 2035 | B15 | 1203 | 0 | 1600 | 0 | 0 | 0 | 0 | 0 | 0 | 0 | 0 | 0 | 0 | Infinite
NE_2_MAPP_US | NE | MAPP_US | 2035 | B16 | 25 | 0 | 1600 | 0 | 0 | 0 | 0 | 0 | 0 | 0 | 0 | 0 | 0 | Infinite
NE_2_MAPP_US | NE | MAPP_US | 2035 | B17 | 100 | 0 | 1600 | 0 | 0 | 0 | 0 | 0 | 0 | 0 | 0 | 0 | 0 | Infinite
NE_2_MAPP_US | NE | MAPP_US | 2035 | B18 | 400 | 0 | 1600 | 0 | 0 | 0 | 0 | 0 | 0 | 0 | 0 | 0 | 0 | Infinite
NE_2_MAPP_US | NE | MAPP_US | 2035 | B19 | 700 | 0 | 1600 | 0 | 0 | 0 | 0 | 0 | 0 | 0 | 0 | 0 | 0 | Infinite
NE_2_MAPP_US | NE | MAPP_US | 2035 | B20 | 935 | 0 | 1600 | 0 | 0 | 0 | 0 | 0 | 0 | 0 | 0 | 0 | 0 | Infinite
NE_2_MAPP_US | NE | MAPP_US | 2040 | B1 | 10 | 0 | 1600 | 0 | 0 | 0 | 0 | 0 | 0 | 0 | 0 | 0 | 0 | Infinite
NE_2_MAPP_US | NE | MAPP_US | 2040 | B2 | 25 | 0 | 1600 | 0 | 0 | 0 | 0 | 0 | 0 | 0 | 0 | 0 | 0 | Infinite
NE_2_MAPP_US | NE | MAPP_US | 2040 | B3 | 75 | 0 | 1600 | 0 | 0 | 0 | 0 | 0 | 0 | 0 | 0 | 0 | 0 | Infinite
NE_2_MAPP_US | NE | MAPP_US | 2040 | B4 | 100 | 0 | 1600 | 0 | 0 | 0 | 0 | 0 | 0 | 0 | 0 | 0 | 0 | Infinite
NE_2_MAPP_US | NE | MAPP_US | 2040 | B5 | 200 | 0 | 1600 | 0 | 0 | 0 | 0 | 0 | 0 | 0 | 0 | 0 | 0 | Infinite
NE_2_MAPP_US | NE | MAPP_US | 2040 | B6 | 300 | 0 | 1600 | 0 | 0 | 0 | 0 | 0 | 0 | 0 | 0 | 0 | 0 | Infinite
NE_2_MAPP_US | NE | MAPP_US | 2040 | B7 | 400 | 0 | 1600 | 0 | 0 | 0 | 0 | 0 | 0 | 0 | 0 | 0 | 0 | Infinite
NE_2_MAPP_US | NE | MAPP_US | 2040 | B8 | 500 | 0 | 1600 | 0 | 0 | 0 | 0 | 0 | 0 | 0 | 0 | 0 | 0 | Infinite
NE_2_MAPP_US | NE | MAPP_US | 2040 | B9 | 800 | 0 | 1600 | 0 | 0 | 0 | 0 | 0 | 0 | 0 | 0 | 0 | 0 | Infinite
NE_2_MAPP_US | NE | MAPP_US | 2040 | B10 | 1262 | 0 | 1600 | 0 | 0 | 0 | 0 | 0 | 0 | 0 | 0 | 0 | 0 | Infinite
NE_2_MAPP_US | NE | MAPP_US | 2040 | B11 | 25 | 0 | 1600 | 0 | 0 | 0 | 0 | 0 | 0 | 0 | 0 | 0 | 0 | Infinite
NE_2_MAPP_US | NE | MAPP_US | 2040 | B12 | 200 | 0 | 1600 | 0 | 0 | 0 | 0 | 0 | 0 | 0 | 0 | 0 | 0 | Infinite
NE_2_MAPP_US | NE | MAPP_US | 2040 | B13 | 600 | 0 | 1600 | 0 | 0 | 0 | 0 | 0 | 0 | 0 | 0 | 0 | 0 | Infinite
NE_2_MAPP_US | NE | MAPP_US | 2040 | B14 | 900 | 0 | 1600 | 0 | 0 | 0 | 0 | 0 | 0 | 0 | 0 | 0 | 0 | Infinite
NE_2_MAPP_US | NE | MAPP_US | 2040 | B15 | 1203 | 0 | 1600 | 0 | 0 | 0 | 0 | 0 | 0 | 0 | 0 | 0 | 0 | Infinite
NE_2_MAPP_US | NE | MAPP_US | 2040 | B16 | 25 | 0 | 1600 | 0 | 0 | 0 | 0 | 0 | 0 | 0 | 0 | 0 | 0 | Infinite
NE_2_MAPP_US | NE | MAPP_US | 2040 | B17 | 100 | 0 | 1600 | 0 | 0 | 0 | 0 | 0 | 0 | 0 | 0 | 0 | 0 | Infinite
NE_2_MAPP_US | NE | MAPP_US | 2040 | B18 | 400 | 0 | 1600 | 0 | 0 | 0 | 0 | 0 | 0 | 0 | 0 | 0 | 0 | Infinite
NE_2_MAPP_US | NE | MAPP_US | 2040 | B19 | 700 | 0 | 1600 | 0 | 0 | 0 | 0 | 0 | 0 | 0 | 0 | 0 | 0 | Infinite
NE_2_MAPP_US | NE | MAPP_US | 2040 | B20 | 935 | 0 | 1600 | 0 | 0 | 0 | 0 | 0 | 0 | 0 | 0 | 0 | 0 | Infinite
NE_2_MAPP_US | NE | MAPP_US | 2045 | B1 | 10 | 0 | 1600 | 0 | 0 | 0 | 0 | 0 | 0 | 0 | 0 | 0 | 0 | Infinite
NE_2_MAPP_US | NE | MAPP_US | 2045 | B2 | 25 | 0 | 1600 | 0 | 0 | 0 | 0 | 0 | 0 | 0 | 0 | 0 | 0 | Infinite
NE_2_MAPP_US | NE | MAPP_US | 2045 | B3 | 75 | 0 | 1600 | 0 | 0 | 0 | 0 | 0 | 0 | 0 | 0 | 0 | 0 | Infinite
NE_2_MAPP_US | NE | MAPP_US | 2045 | B4 | 100 | 0 | 1600 | 0 | 0 | 0 | 0 | 0 | 0 | 0 | 0 | 0 | 0 | Infinite
NE_2_MAPP_US | NE | MAPP_US | 2045 | B5 | 200 | 0 | 1600 | 0 | 0 | 0 | 0 | 0 | 0 | 0 | 0 | 0 | 0 | Infinite
NE_2_MAPP_US | NE | MAPP_US | 2045 | B6 | 300 | 0 | 1600 | 0 | 0 | 0 | 0 | 0 | 0 | 0 | 0 | 0 | 0 | Infinite
NE_2_MAPP_US | NE | MAPP_US | 2045 | B7 | 400 | 0 | 1600 | 0 | 0 | 0 | 0 | 0 | 0 | 0 | 0 | 0 | 0 | Infinite
NE_2_MAPP_US | NE | MAPP_US | 2045 | B8 | 500 | 0 | 1600 | 0 | 0 | 0 | 0 | 0 | 0 | 0 | 0 | 0 | 0 | Infinite
NE_2_MAPP_US | NE | MAPP_US | 2045 | B9 | 800 | 0 | 1600 | 0 | 0 | 0 | 0 | 0 | 0 | 0 | 0 | 0 | 0 | Infinite
NE_2_MAPP_US | NE | MAPP_US | 2045 | B10 | 1262 | 0 | 1600 | 0 | 0 | 0 | 0 | 0 | 0 | 0 | 0 | 0 | 0 | Infinite
NE_2_MAPP_US | NE | MAPP_US | 2045 | B11 | 25 | 0 | 1600 | 0 | 0 | 0 | 0 | 0 | 0 | 0 | 0 | 0 | 0 | Infinite
NE_2_MAPP_US | NE | MAPP_US | 2045 | B12 | 200 | 0 | 1600 | 0 | 0 | 0 | 0 | 0 | 0 | 0 | 0 | 0 | 0 | Infinite
NE_2_MAPP_US | NE | MAPP_US | 2045 | B13 | 600 | 0 | 1600 | 0 | 0 | 0 | 0 | 0 | 0 | 0 | 0 | 0 | 0 | Infinite
NE_2_MAPP_US | NE | MAPP_US | 2045 | B14 | 900 | 0 | 1600 | 0 | 0 | 0 | 0 | 0 | 0 | 0 | 0 | 0 | 0 | Infinite
NE_2_MAPP_US | NE | MAPP_US | 2045 | B15 | 1203 | 0 | 1600 | 0 | 0 | 0 | 0 | 0 | 0 | 0 | 0 | 0 | 0 | Infinite
NE_2_MAPP_US | NE | MAPP_US | 2045 | B16 | 25 | 0 | 1600 | 0 | 0 | 0 | 0 | 0 | 0 | 0 | 0 | 0 | 0 | Infinite
NE_2_MAPP_US | NE | MAPP_US | 2045 | B17 | 100 | 0 | 1600 | 0 | 0 | 0 | 0 | 0 | 0 | 0 | 0 | 0 | 0 | Infinite
NE_2_MAPP_US | NE | MAPP_US | 2045 | B18 | 400 | 0 | 1600 | 0 | 0 | 0 | 0 | 0 | 0 | 0 | 0 | 0 | 0 | Infinite
NE_2_MAPP_US | NE | MAPP_US | 2045 | B19 | 700 | 0 | 1600 | 0 | 0 | 0 | 0 | 0 | 0 | 0 | 0 | 0 | 0 | Infinite
NE_2_MAPP_US | NE | MAPP_US | 2045 | B20 | 935 | 0 | 1600 | 0 | 0 | 0 | 0 | 0 | 0 | 0 | 0 | 0 | 0 | Infinite
NE_2_MAPP_US | NE | MAPP_US | 2050 | B1 | 10 | 0 | 1600 | 0 | 0 | 0 | 0 | 0 | 0 | 0 | 0 | 0 | 0 | Infinite
NE_2_MAPP_US | NE | MAPP_US | 2050 | B2 | 25 | 0 | 1600 | 0 | 0 | 0 | 0 | 0 | 0 | 0 | 0 | 0 | 0 | Infinite
NE_2_MAPP_US | NE | MAPP_US | 2050 | B3 | 75 | 0 | 1600 | 0 | 0 | 0 | 0 | 0 | 0 | 0 | 0 | 0 | 0 | Infinite
NE_2_MAPP_US | NE | MAPP_US | 2050 | B4 | 100 | 0 | 1600 | 0 | 0 | 0 | 0 | 0 | 0 | 0 | 0 | 0 | 0 | Infinite
NE_2_MAPP_US | NE | MAPP_US | 2050 | B5 | 200 | 0 | 1600 | 0 | 0 | 0 | 0 | 0 | 0 | 0 | 0 | 0 | 0 | Infinite
NE_2_MAPP_US | NE | MAPP_US | 2050 | B6 | 300 | 0 | 1600 | 0 | 0 | 0 | 0 | 0 | 0 | 0 | 0 | 0 | 0 | Infinite
NE_2_MAPP_US | NE | MAPP_US | 2050 | B7 | 400 | 0 | 1600 | 0 | 0 | 0 | 0 | 0 | 0 | 0 | 0 | 0 | 0 | Infinite
NE_2_MAPP_US | NE | MAPP_US | 2050 | B8 | 500 | 0 | 1600 | 0 | 0 | 0 | 0 | 0 | 0 | 0 | 0 | 0 | 0 | Infinite
NE_2_MAPP_US | NE | MAPP_US | 2050 | B9 | 800 | 0 | 1600 | 0 | 0 | 0 | 0 | 0 | 0 | 0 | 0 | 0 | 0 | Infinite
NE_2_MAPP_US | NE | MAPP_US | 2050 | B10 | 1262 | 0 | 1600 | 0 | 0 | 0 | 0 | 0 | 0 | 0 | 0 | 0 | 0 | Infinite
NE_2_MAPP_US | NE | MAPP_US | 2050 | B11 | 25 | 0 | 1600 | 0 | 0 | 0 | 0 | 0 | 0 | 0 | 0 | 0 | 0 | Infinite
NE_2_MAPP_US | NE | MAPP_US | 2050 | B12 | 200 | 0 | 1600 | 0 | 0 | 0 | 0 | 0 | 0 | 0 | 0 | 0 | 0 | Infinite
NE_2_MAPP_US | NE | MAPP_US | 2050 | B13 | 600 | 0 | 1600 | 0 | 0 | 0 | 0 | 0 | 0 | 0 | 0 | 0 | 0 | Infinite
NE_2_MAPP_US | NE | MAPP_US | 2050 | B14 | 900 | 0 | 1600 | 0 | 0 | 0 | 0 | 0 | 0 | 0 | 0 | 0 | 0 | Infinite
NE_2_MAPP_US | NE | MAPP_US | 2050 | B15 | 1203 | 0 | 1600 | 0 | 0 | 0 | 0 | 0 | 0 | 0 | 0 | 0 | 0 | Infinite
NE_2_MAPP_US | NE | MAPP_US | 2050 | B16 | 25 | 0 | 1600 | 0 | 0 | 0 | 0 | 0 | 0 | 0 | 0 | 0 | 0 | Infinite
NE_2_MAPP_US | NE | MAPP_US | 2050 | B17 | 100 | 0 | 1600 | 0 | 0 | 0 | 0 | 0 | 0 | 0 | 0 | 0 | 0 | Infinite
NE_2_MAPP_US | NE | MAPP_US | 2050 | B18 | 400 | 0 | 1600 | 0 | 0 | 0 | 0 | 0 | 0 | 0 | 0 | 0 | 0 | Infinite
NE_2_MAPP_US | NE | MAPP_US | 2050 | B19 | 700 | 0 | 1600 | 0 | 0 | 0 | 0 | 0 | 0 | 0 | 0 | 0 | 0 | Infinite
NE_2_MAPP_US | NE | MAPP_US | 2050 | B20 | 935 | 0 | 1600 | 0 | 0 | 0 | 0 | 0 | 0 | 0 | 0 | 0 | 0 | Infinite
NE_2_MISO_W | NE | MISO_W | 2015 | B1 | 10 | 0 | 1600 | 0 | 0 | 0 | 0 | 0 | 0 | 0 | 0 | 0 | 0 | Infinite
NE_2_MISO_W | NE | MISO_W | 2015 | B2 | 25 | 0 | 1600 | 0 | 0 | 0 | 0 | 0 | 0 | 0 | 0 | 0 | 0 | Infinite
NE_2_MISO_W | NE | MISO_W | 2015 | B3 | 75 | 0 | 1600 | 0 | 0 | 0 | 0 | 0 | 0 | 0 | 0 | 0 | 0 | Infinite
NE_2_MISO_W | NE | MISO_W | 2015 | B4 | 100 | 0 | 1600 | 0 | 0 | 0 | 0 | 0 | 0 | 0 | 0 | 0 | 0 | Infinite
NE_2_MISO_W | NE | MISO_W | 2015 | B5 | 200 | 0 | 1600 | 0 | 0 | 0 | 0 | 0 | 0 | 0 | 0 | 0 | 0 | Infinite
NE_2_MISO_W | NE | MISO_W | 2015 | B6 | 300 | 0 | 1600 | 0 | 0 | 0 | 0 | 0 | 0 | 0 | 0 | 0 | 0 | Infinite
NE_2_MISO_W | NE | MISO_W | 2015 | B7 | 400 | 0 | 1600 | 0 | 0 | 0 | 0 | 0 | 0 | 0 | 0 | 0 | 0 | Infinite
NE_2_MISO_W | NE | MISO_W | 2015 | B8 | 500 | 0 | 1600 | 0 | 0 | 0 | 0 | 0 | 0 | 0 | 0 | 0 | 0 | Infinite
NE_2_MISO_W | NE | MISO_W | 2015 | B9 | 800 | 0 | 1600 | 0 | 0 | 0 | 0 | 0 | 0 | 0 | 0 | 0 | 0 | Infinite
NE_2_MISO_W | NE | MISO_W | 2015 | B10 | 1262 | 0 | 1600 | 0 | 0 | 0 | 0 | 0 | 0 | 0 | 0 | 0 | 0 | Infinite
NE_2_MISO_W | NE | MISO_W | 2015 | B11 | 25 | 0 | 1600 | 0 | 0 | 0 | 0 | 0 | 0 | 0 | 0 | 0 | 0 | Infinite
NE_2_MISO_W | NE | MISO_W | 2015 | B12 | 200 | 0 | 1600 | 0 | 0 | 0 | 0 | 0 | 0 | 0 | 0 | 0 | 0 | Infinite
NE_2_MISO_W | NE | MISO_W | 2015 | B13 | 600 | 0 | 1600 | 0 | 0 | 0 | 0 | 0 | 0 | 0 | 0 | 0 | 0 | Infinite
NE_2_MISO_W | NE | MISO_W | 2015 | B14 | 900 | 0 | 1600 | 0 | 0 | 0 | 0 | 0 | 0 | 0 | 0 | 0 | 0 | Infinite
NE_2_MISO_W | NE | MISO_W | 2015 | B15 | 1203 | 0 | 1600 | 0 | 0 | 0 | 0 | 0 | 0 | 0 | 0 | 0 | 0 | Infinite
NE_2_MISO_W | NE | MISO_W | 2015 | B16 | 25 | 0 | 1600 | 0 | 0 | 0 | 0 | 0 | 0 | 0 | 0 | 0 | 0 | Infinite
NE_2_MISO_W | NE | MISO_W | 2015 | B17 | 100 | 0 | 1600 | 0 | 0 | 0 | 0 | 0 | 0 | 0 | 0 | 0 | 0 | Infinite
NE_2_MISO_W | NE | MISO_W | 2015 | B18 | 400 | 0 | 1600 | 0 | 0 | 0 | 0 | 0 | 0 | 0 | 0 | 0 | 0 | Infinite
NE_2_MISO_W | NE | MISO_W | 2015 | B19 | 700 | 0 | 1600 | 0 | 0 | 0 | 0 | 0 | 0 | 0 | 0 | 0 | 0 | Infinite
NE_2_MISO_W | NE | MISO_W | 2015 | B20 | 935 | 0 | 1600 | 0 | 0 | 0 | 0 | 0 | 0 | 0 | 0 | 0 | 0 | Infinite
NE_2_MISO_W | NE | MISO_W | 2020 | B1 | 10 | 0 | 1600 | 0 | 0 | 0 | 0 | 0 | 0 | 0 | 0 | 0 | 0 | Infinite
NE_2_MISO_W | NE | MISO_W | 2020 | B2 | 25 | 0 | 1600 | 0 | 0 | 0 | 0 | 0 | 0 | 0 | 0 | 0 | 0 | Infinite
NE_2_MISO_W | NE | MISO_W | 2020 | B3 | 75 | 0 | 1600 | 0 | 0 | 0 | 0 | 0 | 0 | 0 | 0 | 0 | 0 | Infinite
NE_2_MISO_W | NE | MISO_W | 2020 | B4 | 100 | 0 | 1600 | 0 | 0 | 0 | 0 | 0 | 0 | 0 | 0 | 0 | 0 | Infinite
NE_2_MISO_W | NE | MISO_W | 2020 | B5 | 200 | 0 | 1600 | 0 | 0 | 0 | 0 | 0 | 0 | 0 | 0 | 0 | 0 | Infinite
NE_2_MISO_W | NE | MISO_W | 2020 | B6 | 300 | 0 | 1600 | 0 | 0 | 0 | 0 | 0 | 0 | 0 | 0 | 0 | 0 | Infinite
NE_2_MISO_W | NE | MISO_W | 2020 | B7 | 400 | 0 | 1600 | 0 | 0 | 0 | 0 | 0 | 0 | 0 | 0 | 0 | 0 | Infinite
NE_2_MISO_W | NE | MISO_W | 2020 | B8 | 500 | 0 | 1600 | 0 | 0 | 0 | 0 | 0 | 0 | 0 | 0 | 0 | 0 | Infinite
NE_2_MISO_W | NE | MISO_W | 2020 | B9 | 800 | 0 | 1600 | 0 | 0 | 0 | 0 | 0 | 0 | 0 | 0 | 0 | 0 | Infinite
NE_2_MISO_W | NE | MISO_W | 2020 | B10 | 1262 | 0 | 1600 | 0 | 0 | 0 | 0 | 0 | 0 | 0 | 0 | 0 | 0 | Infinite
NE_2_MISO_W | NE | MISO_W | 2020 | B11 | 25 | 0 | 1600 | 0 | 0 | 0 | 0 | 0 | 0 | 0 | 0 | 0 | 0 | Infinite
NE_2_MISO_W | NE | MISO_W | 2020 | B12 | 200 | 0 | 1600 | 0 | 0 | 0 | 0 | 0 | 0 | 0 | 0 | 0 | 0 | Infinite
NE_2_MISO_W | NE | MISO_W | 2020 | B13 | 600 | 0 | 1600 | 0 | 0 | 0 | 0 | 0 | 0 | 0 | 0 | 0 | 0 | Infinite
NE_2_MISO_W | NE | MISO_W | 2020 | B14 | 900 | 0 | 1600 | 0 | 0 | 0 | 0 | 0 | 0 | 0 | 0 | 0 | 0 | Infinite
NE_2_MISO_W | NE | MISO_W | 2020 | B15 | 1203 | 0 | 1600 | 0 | 0 | 0 | 0 | 0 | 0 | 0 | 0 | 0 | 0 | Infinite
NE_2_MISO_W | NE | MISO_W | 2020 | B16 | 25 | 0 | 1600 | 0 | 0 | 0 | 0 | 0 | 0 | 0 | 0 | 0 | 0 | Infinite
NE_2_MISO_W | NE | MISO_W | 2020 | B17 | 100 | 0 | 1600 | 0 | 0 | 0 | 0 | 0 | 0 | 0 | 0 | 0 | 0 | Infinite
NE_2_MISO_W | NE | MISO_W | 2020 | B18 | 400 | 0 | 1600 | 0 | 0 | 0 | 0 | 0 | 0 | 0 | 0 | 0 | 0 | Infinite
NE_2_MISO_W | NE | MISO_W | 2020 | B19 | 700 | 0 | 1600 | 0 | 0 | 0 | 0 | 0 | 0 | 0 | 0 | 0 | 0 | Infinite
NE_2_MISO_W | NE | MISO_W | 2020 | B20 | 935 | 0 | 1600 | 0 | 0 | 0 | 0 | 0 | 0 | 0 | 0 | 0 | 0 | Infinite
NE_2_MISO_W | NE | MISO_W | 2025 | B1 | 10 | 0 | 1600 | 0 | 0 | 0 | 0 | 0 | 0 | 0 | 0 | 0 | 0 | Infinite
NE_2_MISO_W | NE | MISO_W | 2025 | B2 | 25 | 0 | 1600 | 0 | 0 | 0 | 0 | 0 | 0 | 0 | 0 | 0 | 0 | Infinite
NE_2_MISO_W | NE | MISO_W | 2025 | B3 | 75 | 0 | 1600 | 0 | 0 | 0 | 0 | 0 | 0 | 0 | 0 | 0 | 0 | Infinite
NE_2_MISO_W | NE | MISO_W | 2025 | B4 | 100 | 0 | 1600 | 0 | 0 | 0 | 0 | 0 | 0 | 0 | 0 | 0 | 0 | Infinite
NE_2_MISO_W | NE | MISO_W | 2025 | B5 | 200 | 0 | 1600 | 0 | 0 | 0 | 0 | 0 | 0 | 0 | 0 | 0 | 0 | Infinite
NE_2_MISO_W | NE | MISO_W | 2025 | B6 | 300 | 0 | 1600 | 0 | 0 | 0 | 0 | 0 | 0 | 0 | 0 | 0 | 0 | Infinite
NE_2_MISO_W | NE | MISO_W | 2025 | B7 | 400 | 0 | 1600 | 0 | 0 | 0 | 0 | 0 | 0 | 0 | 0 | 0 | 0 | Infinite
NE_2_MISO_W | NE | MISO_W | 2025 | B8 | 500 | 0 | 1600 | 0 | 0 | 0 | 0 | 0 | 0 | 0 | 0 | 0 | 0 | Infinite
NE_2_MISO_W | NE | MISO_W | 2025 | B9 | 800 | 0 | 1600 | 0 | 0 | 0 | 0 | 0 | 0 | 0 | 0 | 0 | 0 | Infinite
NE_2_MISO_W | NE | MISO_W | 2025 | B10 | 1262 | 0 | 1600 | 0 | 0 | 0 | 0 | 0 | 0 | 0 | 0 | 0 | 0 | Infinite
NE_2_MISO_W | NE | MISO_W | 2025 | B11 | 25 | 0 | 1600 | 0 | 0 | 0 | 0 | 0 | 0 | 0 | 0 | 0 | 0 | Infinite
NE_2_MISO_W | NE | MISO_W | 2025 | B12 | 200 | 0 | 1600 | 0 | 0 | 0 | 0 | 0 | 0 | 0 | 0 | 0 | 0 | Infinite
NE_2_MISO_W | NE | MISO_W | 2025 | B13 | 600 | 0 | 1600 | 0 | 0 | 0 | 0 | 0 | 0 | 0 | 0 | 0 | 0 | Infinite
NE_2_MISO_W | NE | MISO_W | 2025 | B14 | 900 | 0 | 1600 | 0 | 0 | 0 | 0 | 0 | 0 | 0 | 0 | 0 | 0 | Infinite
NE_2_MISO_W | NE | MISO_W | 2025 | B15 | 1203 | 0 | 1600 | 0 | 0 | 0 | 0 | 0 | 0 | 0 | 0 | 0 | 0 | Infinite
NE_2_MISO_W | NE | MISO_W | 2025 | B16 | 25 | 0 | 1600 | 0 | 0 | 0 | 0 | 0 | 0 | 0 | 0 | 0 | 0 | Infinite
NE_2_MISO_W | NE | MISO_W | 2025 | B17 | 100 | 0 | 1600 | 0 | 0 | 0 | 0 | 0 | 0 | 0 | 0 | 0 | 0 | Infinite
NE_2_MISO_W | NE | MISO_W | 2025 | B18 | 400 | 0 | 1600 | 0 | 0 | 0 | 0 | 0 | 0 | 0 | 0 | 0 | 0 | Infinite
NE_2_MISO_W | NE | MISO_W | 2025 | B19 | 700 | 0 | 1600 | 0 | 0 | 0 | 0 | 0 | 0 | 0 | 0 | 0 | 0 | Infinite
NE_2_MISO_W | NE | MISO_W | 2025 | B20 | 935 | 0 | 1600 | 0 | 0 | 0 | 0 | 0 | 0 | 0 | 0 | 0 | 0 | Infinite
NE_2_MISO_W | NE | MISO_W | 2030 | B1 | 10 | 0 | 1600 | 0 | 0 | 0 | 0 | 0 | 0 | 0 | 0 | 0 | 0 | Infinite
NE_2_MISO_W | NE | MISO_W | 2030 | B2 | 25 | 0 | 1600 | 0 | 0 | 0 | 0 | 0 | 0 | 0 | 0 | 0 | 0 | Infinite
NE_2_MISO_W | NE | MISO_W | 2030 | B3 | 75 | 0 | 1600 | 0 | 0 | 0 | 0 | 0 | 0 | 0 | 0 | 0 | 0 | Infinite
NE_2_MISO_W | NE | MISO_W | 2030 | B4 | 100 | 0 | 1600 | 0 | 0 | 0 | 0 | 0 | 0 | 0 | 0 | 0 | 0 | Infinite
NE_2_MISO_W | NE | MISO_W | 2030 | B5 | 200 | 0 | 1600 | 0 | 0 | 0 | 0 | 0 | 0 | 0 | 0 | 0 | 0 | Infinite
NE_2_MISO_W | NE | MISO_W | 2030 | B6 | 300 | 0 | 1600 | 0 | 0 | 0 | 0 | 0 | 0 | 0 | 0 | 0 | 0 | Infinite
NE_2_MISO_W | NE | MISO_W | 2030 | B7 | 400 | 0 | 1600 | 0 | 0 | 0 | 0 | 0 | 0 | 0 | 0 | 0 | 0 | Infinite
NE_2_MISO_W | NE | MISO_W | 2030 | B8 | 500 | 0 | 1600 | 0 | 0 | 0 | 0 | 0 | 0 | 0 | 0 | 0 | 0 | Infinite
NE_2_MISO_W | NE | MISO_W | 2030 | B9 | 800 | 0 | 1600 | 0 | 0 | 0 | 0 | 0 | 0 | 0 | 0 | 0 | 0 | Infinite
NE_2_MISO_W | NE | MISO_W | 2030 | B10 | 1262 | 0 | 1600 | 0 | 0 | 0 | 0 | 0 | 0 | 0 | 0 | 0 | 0 | Infinite
NE_2_MISO_W | NE | MISO_W | 2030 | B11 | 25 | 0 | 1600 | 0 | 0 | 0 | 0 | 0 | 0 | 0 | 0 | 0 | 0 | Infinite
NE_2_MISO_W | NE | MISO_W | 2030 | B12 | 200 | 0 | 1600 | 0 | 0 | 0 | 0 | 0 | 0 | 0 | 0 | 0 | 0 | Infinite
NE_2_MISO_W | NE | MISO_W | 2030 | B13 | 600 | 0 | 1600 | 0 | 0 | 0 | 0 | 0 | 0 | 0 | 0 | 0 | 0 | Infinite
NE_2_MISO_W | NE | MISO_W | 2030 | B14 | 900 | 0 | 1600 | 0 | 0 | 0 | 0 | 0 | 0 | 0 | 0 | 0 | 0 | Infinite
NE_2_MISO_W | NE | MISO_W | 2030 | B15 | 1203 | 0 | 1600 | 0 | 0 | 0 | 0 | 0 | 0 | 0 | 0 | 0 | 0 | Infinite
NE_2_MISO_W | NE | MISO_W | 2030 | B16 | 25 | 0 | 1600 | 0 | 0 | 0 | 0 | 0 | 0 | 0 | 0 | 0 | 0 | Infinite
NE_2_MISO_W | NE | MISO_W | 2030 | B17 | 100 | 0 | 1600 | 0 | 0 | 0 | 0 | 0 | 0 | 0 | 0 | 0 | 0 | Infinite
NE_2_MISO_W | NE | MISO_W | 2030 | B18 | 400 | 0 | 1600 | 0 | 0 | 0 | 0 | 0 | 0 | 0 | 0 | 0 | 0 | Infinite
NE_2_MISO_W | NE | MISO_W | 2030 | B19 | 700 | 0 | 1600 | 0 | 0 | 0 | 0 | 0 | 0 | 0 | 0 | 0 | 0 | Infinite
NE_2_MISO_W | NE | MISO_W | 2030 | B20 | 935 | 0 | 1600 | 0 | 0 | 0 | 0 | 0 | 0 | 0 | 0 | 0 | 0 | Infinite
NE_2_MISO_W | NE | MISO_W | 2035 | B1 | 10 | 0 | 1600 | 0 | 0 | 0 | 0 | 0 | 0 | 0 | 0 | 0 | 0 | Infinite
NE_2_MISO_W | NE | MISO_W | 2035 | B2 | 25 | 0 | 1600 | 0 | 0 | 0 | 0 | 0 | 0 | 0 | 0 | 0 | 0 | Infinite
NE_2_MISO_W | NE | MISO_W | 2035 | B3 | 75 | 0 | 1600 | 0 | 0 | 0 | 0 | 0 | 0 | 0 | 0 | 0 | 0 | Infinite
NE_2_MISO_W | NE | MISO_W | 2035 | B4 | 100 | 0 | 1600 | 0 | 0 | 0 | 0 | 0 | 0 | 0 | 0 | 0 | 0 | Infinite
NE_2_MISO_W | NE | MISO_W | 2035 | B5 | 200 | 0 | 1600 | 0 | 0 | 0 | 0 | 0 | 0 | 0 | 0 | 0 | 0 | Infinite
NE_2_MISO_W | NE | MISO_W | 2035 | B6 | 300 | 0 | 1600 | 0 | 0 | 0 | 0 | 0 | 0 | 0 | 0 | 0 | 0 | Infinite
NE_2_MISO_W | NE | MISO_W | 2035 | B7 | 400 | 0 | 1600 | 0 | 0 | 0 | 0 | 0 | 0 | 0 | 0 | 0 | 0 | Infinite
NE_2_MISO_W | NE | MISO_W | 2035 | B8 | 500 | 0 | 1600 | 0 | 0 | 0 | 0 | 0 | 0 | 0 | 0 | 0 | 0 | Infinite
NE_2_MISO_W | NE | MISO_W | 2035 | B9 | 800 | 0 | 1600 | 0 | 0 | 0 | 0 | 0 | 0 | 0 | 0 | 0 | 0 | Infinite
NE_2_MISO_W | NE | MISO_W | 2035 | B10 | 1262 | 0 | 1600 | 0 | 0 | 0 | 0 | 0 | 0 | 0 | 0 | 0 | 0 | Infinite
NE_2_MISO_W | NE | MISO_W | 2035 | B11 | 25 | 0 | 1600 | 0 | 0 | 0 | 0 | 0 | 0 | 0 | 0 | 0 | 0 | Infinite
NE_2_MISO_W | NE | MISO_W | 2035 | B12 | 200 | 0 | 1600 | 0 | 0 | 0 | 0 | 0 | 0 | 0 | 0 | 0 | 0 | Infinite
NE_2_MISO_W | NE | MISO_W | 2035 | B13 | 600 | 0 | 1600 | 0 | 0 | 0 | 0 | 0 | 0 | 0 | 0 | 0 | 0 | Infinite
NE_2_MISO_W | NE | MISO_W | 2035 | B14 | 900 | 0 | 1600 | 0 | 0 | 0 | 0 | 0 | 0 | 0 | 0 | 0 | 0 | Infinite
NE_2_MISO_W | NE | MISO_W | 2035 | B15 | 1203 | 0 | 1600 | 0 | 0 | 0 | 0 | 0 | 0 | 0 | 0 | 0 | 0 | Infinite
NE_2_MISO_W | NE | MISO_W | 2035 | B16 | 25 | 0 | 1600 | 0 | 0 | 0 | 0 | 0 | 0 | 0 | 0 | 0 | 0 | Infinite
NE_2_MISO_W | NE | MISO_W | 2035 | B17 | 100 | 0 | 1600 | 0 | 0 | 0 | 0 | 0 | 0 | 0 | 0 | 0 | 0 | Infinite
NE_2_MISO_W | NE | MISO_W | 2035 | B18 | 400 | 0 | 1600 | 0 | 0 | 0 | 0 | 0 | 0 | 0 | 0 | 0 | 0 | Infinite
NE_2_MISO_W | NE | MISO_W | 2035 | B19 | 700 | 0 | 1600 | 0 | 0 | 0 | 0 | 0 | 0 | 0 | 0 | 0 | 0 | Infinite
NE_2_MISO_W | NE | MISO_W | 2035 | B20 | 935 | 0 | 1600 | 0 | 0 | 0 | 0 | 0 | 0 | 0 | 0 | 0 | 0 | Infinite
NE_2_MISO_W | NE | MISO_W | 2040 | B1 | 10 | 0 | 1600 | 0 | 0 | 0 | 0 | 0 | 0 | 0 | 0 | 0 | 0 | Infinite
NE_2_MISO_W | NE | MISO_W | 2040 | B2 | 25 | 0 | 1600 | 0 | 0 | 0 | 0 | 0 | 0 | 0 | 0 | 0 | 0 | Infinite
NE_2_MISO_W | NE | MISO_W | 2040 | B3 | 75 | 0 | 1600 | 0 | 0 | 0 | 0 | 0 | 0 | 0 | 0 | 0 | 0 | Infinite
NE_2_MISO_W | NE | MISO_W | 2040 | B4 | 100 | 0 | 1600 | 0 | 0 | 0 | 0 | 0 | 0 | 0 | 0 | 0 | 0 | Infinite
NE_2_MISO_W | NE | MISO_W | 2040 | B5 | 200 | 0 | 1600 | 0 | 0 | 0 | 0 | 0 | 0 | 0 | 0 | 0 | 0 | Infinite
NE_2_MISO_W | NE | MISO_W | 2040 | B6 | 300 | 0 | 1600 | 0 | 0 | 0 | 0 | 0 | 0 | 0 | 0 | 0 | 0 | Infinite
NE_2_MISO_W | NE | MISO_W | 2040 | B7 | 400 | 0 | 1600 | 0 | 0 | 0 | 0 | 0 | 0 | 0 | 0 | 0 | 0 | Infinite
NE_2_MISO_W | NE | MISO_W | 2040 | B8 | 500 | 0 | 1600 | 0 | 0 | 0 | 0 | 0 | 0 | 0 | 0 | 0 | 0 | Infinite
NE_2_MISO_W | NE | MISO_W | 2040 | B9 | 800 | 0 | 1600 | 0 | 0 | 0 | 0 | 0 | 0 | 0 | 0 | 0 | 0 | Infinite
NE_2_MISO_W | NE | MISO_W | 2040 | B10 | 1262 | 0 | 1600 | 0 | 0 | 0 | 0 | 0 | 0 | 0 | 0 | 0 | 0 | Infinite
NE_2_MISO_W | NE | MISO_W | 2040 | B11 | 25 | 0 | 1600 | 0 | 0 | 0 | 0 | 0 | 0 | 0 | 0 | 0 | 0 | Infinite
NE_2_MISO_W | NE | MISO_W | 2040 | B12 | 200 | 0 | 1600 | 0 | 0 | 0 | 0 | 0 | 0 | 0 | 0 | 0 | 0 | Infinite
NE_2_MISO_W | NE | MISO_W | 2040 | B13 | 600 | 0 | 1600 | 0 | 0 | 0 | 0 | 0 | 0 | 0 | 0 | 0 | 0 | Infinite
NE_2_MISO_W | NE | MISO_W | 2040 | B14 | 900 | 0 | 1600 | 0 | 0 | 0 | 0 | 0 | 0 | 0 | 0 | 0 | 0 | Infinite
NE_2_MISO_W | NE | MISO_W | 2040 | B15 | 1203 | 0 | 1600 | 406.45 | 0 | 0 | 0 | 0 | 0 | 0 | 0 | 0 | 0 | Infinite
NE_2_MISO_W | NE | MISO_W | 2040 | B16 | 25 | 0 | 1600 | 0 | 0 | 0 | 0 | 0 | 0 | 0 | 0 | 0 | 0 | Infinite
NE_2_MISO_W | NE | MISO_W | 2040 | B17 | 100 | 0 | 1600 | 1.01 | 0 | 0 | 0 | 0 | 0 | 0 | 0 | 0 | 0 | Infinite
NE_2_MISO_W | NE | MISO_W | 2040 | B18 | 400 | 0 | 1600 | 0 | 0 | 0 | 0 | 0 | 0 | 0 | 0 | 0 | 0 | Infinite
NE_2_MISO_W | NE | MISO_W | 2040 | B19 | 700 | 0 | 1600 | 0 | 0 | 0 | 0 | 0 | 0 | 0 | 0 | 0 | 0 | Infinite
NE_2_MISO_W | NE | MISO_W | 2040 | B20 | 935 | 0 | 1600 | 0 | 0 | 0 | 0 | 0 | 0 | 0 | 0 | 0 | 0 | Infinite
NE_2_MISO_W | NE | MISO_W | 2045 | B1 | 10 | 0 | 1600 | 0 | 0 | 0 | 0 | 0 | 0 | 0 | 0 | 0 | 0 | Infinite
NE_2_MISO_W | NE | MISO_W | 2045 | B2 | 25 | 0 | 1600 | 0 | 0 | 0 | 0 | 0 | 0 | 0 | 0 | 0 | 0 | Infinite
NE_2_MISO_W | NE | MISO_W | 2045 | B3 | 75 | 0 | 1600 | 0 | 0 | 0 | 0 | 0 | 0 | 0 | 0 | 0 | 0 | Infinite
NE_2_MISO_W | NE | MISO_W | 2045 | B4 | 100 | 0 | 1600 | 0 | 0 | 0 | 0 | 0 | 0 | 0 | 0 | 0 | 0 | Infinite
NE_2_MISO_W | NE | MISO_W | 2045 | B5 | 200 | 0 | 1600 | 0 | 0 | 0 | 0 | 0 | 0 | 0 | 0 | 0 | 0 | Infinite
NE_2_MISO_W | NE | MISO_W | 2045 | B6 | 300 | 0 | 1600 | 0 | 0 | 0 | 0 | 0 | 0 | 0 | 0 | 0 | 0 | Infinite
NE_2_MISO_W | NE | MISO_W | 2045 | B7 | 400 | 0 | 1600 | 0 | 0 | 0 | 0 | 0 | 0 | 0 | 0 | 0 | 0 | Infinite
NE_2_MISO_W | NE | MISO_W | 2045 | B8 | 500 | 0 | 1600 | 0 | 0 | 0 | 0 | 0 | 0 | 0 | 0 | 0 | 0 | Infinite
NE_2_MISO_W | NE | MISO_W | 2045 | B9 | 800 | 0 | 1600 | 0 | 0 | 0 | 0 | 0 | 0 | 0 | 0 | 0 | 0 | Infinite
NE_2_MISO_W | NE | MISO_W | 2045 | B10 | 1262 | 0 | 1600 | 0 | 0 | 0 | 0 | 0 | 0 | 0 | 0 | 0 | 0 | Infinite
NE_2_MISO_W | NE | MISO_W | 2045 | B11 | 25 | 0 | 1600 | 0 | 0 | 0 | 0 | 0 | 0 | 0 | 0 | 0 | 0 | Infinite
NE_2_MISO_W | NE | MISO_W | 2045 | B12 | 200 | 0 | 1600 | 0 | 0 | 0 | 0 | 0 | 0 | 0 | 0 | 0 | 0 | Infinite
NE_2_MISO_W | NE | MISO_W | 2045 | B13 | 600 | 0 | 1600 | 0 | 0 | 0 | 0 | 0 | 0 | 0 | 0 | 0 | 0 | Infinite
NE_2_MISO_W | NE | MISO_W | 2045 | B14 | 900 | 0 | 1600 | 0 | 0 | 0 | 0 | 0 | 0 | 0 | 0 | 0 | 0 | Infinite
NE_2_MISO_W | NE | MISO_W | 2045 | B15 | 1203 | 0 | 1600 | 0 | 0 | 0 | 0 | 0 | 0 | 0 | 0 | 0 | 0 | Infinite
NE_2_MISO_W | NE | MISO_W | 2045 | B16 | 25 | 0 | 1600 | 0 | 0 | 0 | 0 | 0 | 0 | 0 | 0 | 0 | 0 | Infinite
NE_2_MISO_W | NE | MISO_W | 2045 | B17 | 100 | 0 | 1600 | 0 | 0 | 0 | 0 | 0 | 0 | 0 | 0 | 0 | 0 | Infinite
NE_2_MISO_W | NE | MISO_W | 2045 | B18 | 400 | 0 | 1600 | 0 | 0 | 0 | 0 | 0 | 0 | 0 | 0 | 0 | 0 | Infinite
NE_2_MISO_W | NE | MISO_W | 2045 | B19 | 700 | 0 | 1600 | 0 | 0 | 0 | 0 | 0 | 0 | 0 | 0 | 0 | 0 | Infinite
NE_2_MISO_W | NE | MISO_W | 2045 | B20 | 935 | 0 | 1600 | 0 | 0 | 0 | 0 | 0 | 0 | 0 | 0 | 0 | 0 | Infinite
NE_2_MISO_W | NE | MISO_W | 2050 | B1 | 10 | 0 | 1600 | 0 | 0 | 0 | 0 | 0 | 0 | 0 | 0 | 0 | 0 | Infinite
NE_2_MISO_W | NE | MISO_W | 2050 | B2 | 25 | 0 | 1600 | 0 | 0 | 0 | 0 | 0 | 0 | 0 | 0 | 0 | 0 | Infinite
NE_2_MISO_W | NE | MISO_W | 2050 | B3 | 75 | 0 | 1600 | 0 | 0 | 0 | 0 | 0 | 0 | 0 | 0 | 0 | 0 | Infinite
NE_2_MISO_W | NE | MISO_W | 2050 | B4 | 100 | 0 | 1600 | 0 | 0 | 0 | 0 | 0 | 0 | 0 | 0 | 0 | 0 | Infinite
NE_2_MISO_W | NE | MISO_W | 2050 | B5 | 200 | 0 | 1600 | 0 | 0 | 0 | 0 | 0 | 0 | 0 | 0 | 0 | 0 | Infinite
NE_2_MISO_W | NE | MISO_W | 2050 | B6 | 300 | 0 | 1600 | 0 | 0 | 0 | 0 | 0 | 0 | 0 | 0 | 0 | 0 | Infinite
NE_2_MISO_W | NE | MISO_W | 2050 | B7 | 400 | 0 | 1600 | 0 | 0 | 0 | 0 | 0 | 0 | 0 | 0 | 0 | 0 | Infinite
NE_2_MISO_W | NE | MISO_W | 2050 | B8 | 500 | 0 | 1600 | 0 | 0 | 0 | 0 | 0 | 0 | 0 | 0 | 0 | 0 | Infinite
NE_2_MISO_W | NE | MISO_W | 2050 | B9 | 800 | 0 | 1600 | 0 | 0 | 0 | 0 | 0 | 0 | 0 | 0 | 0 | 0 | Infinite
NE_2_MISO_W | NE | MISO_W | 2050 | B10 | 1262 | 0 | 1600 | 0 | 0 | 0 | 0 | 0 | 0 | 0 | 0 | 0 | 0 | Infinite
NE_2_MISO_W | NE | MISO_W | 2050 | B11 | 25 | 0 | 1600 | 0 | 0 | 0 | 0 | 0 | 0 | 0 | 0 | 0 | 0 | Infinite
NE_2_MISO_W | NE | MISO_W | 2050 | B12 | 200 | 0 | 1600 | 0 | 0 | 0 | 0 | 0 | 0 | 0 | 0 | 0 | 0 | Infinite
NE_2_MISO_W | NE | MISO_W | 2050 | B13 | 600 | 0 | 1600 | 0 | 0 | 0 | 0 | 0 | 0 | 0 | 0 | 0 | 0 | Infinite
NE_2_MISO_W | NE | MISO_W | 2050 | B14 | 900 | 0 | 1600 | 0 | 0 | 0 | 0 | 0 | 0 | 0 | 0 | 0 | 0 | Infinite
NE_2_MISO_W | NE | MISO_W | 2050 | B15 | 1203 | 0 | 1600 | 0 | 0 | 0 | 0 | 0 | 0 | 0 | 0 | 0 | 0 | Infinite
NE_2_MISO_W | NE | MISO_W | 2050 | B16 | 25 | 0 | 1600 | 0 | 0 | 0 | 0 | 0 | 0 | 0 | 0 | 0 | 0 | Infinite
NE_2_MISO_W | NE | MISO_W | 2050 | B17 | 100 | 0 | 1600 | 0 | 0 | 0 | 0 | 0 | 0 | 0 | 0 | 0 | 0 | Infinite
NE_2_MISO_W | NE | MISO_W | 2050 | B18 | 400 | 0 | 1600 | 0 | 0 | 0 | 0 | 0 | 0 | 0 | 0 | 0 | 0 | Infinite
NE_2_MISO_W | NE | MISO_W | 2050 | B19 | 700 | 0 | 1600 | 0 | 0 | 0 | 0 | 0 | 0 | 0 | 0 | 0 | 0 | Infinite
NE_2_MISO_W | NE | MISO_W | 2050 | B20 | 935 | 0 | 1600 | 0 | 0 | 0 | 0 | 0 | 0 | 0 | 0 | 0 | 0 | Infinite
NE_2_SPP_N | NE | SPP_N | 2015 | B1 | 10 | 0 | 1800 | 1800 | 0 | 1800 | 0 | 908.41 | 0.43919 | 0 | 0.77155 | 0.000886 | 0 | 0.78475
NE_2_SPP_N | NE | SPP_N | 2015 | B2 | 25 | 0 | 1800 | 1800 | 0 | 1800 | 0 | 768.5 | 1.46 | 0 | 0.77155 | 0.0073634 | 0 | 0.78475
NE_2_SPP_N | NE | SPP_N | 2015 | B3 | 75 | 0 | 1800 | 1800 | 0 | 1293.28 | 0 | 0 | 1.46 | 0 | 0 | 0.02209 | 0 | 0.78475
NE_2_SPP_N | NE | SPP_N | 2015 | B4 | 100 | 0 | 1800 | 1730.36 | 0 | 1744.39 | 0 | 0 | 0 | 0 | 0 | 0 | 0 | 0.78475
NE_2_SPP_N | NE | SPP_N | 2015 | B5 | 200 | 0 | 1800 | 1749.44 | 0 | 1800 | 0 | 113.01 | 0 | 0 | 0.77155 | 0 | 0 | 0.78475
NE_2_SPP_N | NE | SPP_N | 2015 | B6 | 300 | 0 | 1800 | 1800 | 0 | 1800 | 0 | 890.09 | 4.475 | 0 | 0.77155 | 0.27083 | 0 | 0.78475
NE_2_SPP_N | NE | SPP_N | 2015 | B7 | 400 | 0 | 1800 | 1800 | 0 | 1800 | 0 | 999.12 | 6.9914 | 0 | 0.77155 | 0.56417 | 0 | 0.78475
NE_2_SPP_N | NE | SPP_N | 2015 | B8 | 500 | 0 | 1800 | 1800 | 0 | 1800 | 0 | 1057.45 | 3.2761 | 0 | 0.77155 | 0.33045 | 0 | 0.78475
NE_2_SPP_N | NE | SPP_N | 2015 | B9 | 800 | 0 | 1800 | 1800 | 0 | 1800 | 0 | 566.72 | 1.6381 | 0 | 0.77155 | 0.26436 | 0 | 0.78475
NE_2_SPP_N | NE | SPP_N | 2015 | B10 | 1262 | 0 | 1800 | 1800 | 0 | 1800 | 0 | 1041.66 | 2.8607 | 0 | 0.77155 | 0.7283 | 0 | 0.78475
NE_2_SPP_N | NE | SPP_N | 2015 | B11 | 25 | 0 | 1800 | 1800 | 0 | 1800 | 0 | 327.99 | 6.9914 | 0 | 0.77155 | 0.03526 | 0 | 0.78475
NE_2_SPP_N | NE | SPP_N | 2015 | B12 | 200 | 0 | 1800 | 1606.82 | 0 | 1099.23 | 0 | 0 | 0 | 0 | 0 | 0 | 0 | 0.78475
NE_2_SPP_N | NE | SPP_N | 2015 | B13 | 600 | 0 | 1800 | 1800 | 0 | 1800 | 0 | 0 | 1.092 | 0 | 0.03561 | 0.13218 | 0 | 0.78475
NE_2_SPP_N | NE | SPP_N | 2015 | B14 | 900 | 0 | 1800 | 1391.38 | 0 | 903.72 | 0 | 0 | 0 | 0 | 0 | 0 | 0 | 0.78475
NE_2_SPP_N | NE | SPP_N | 2015 | B15 | 1203 | 0 | 1800 | 1792.54 | 0 | 968.71 | 0 | 0 | 0 | 0 | 0 | 0 | 0 | 0.78475
NE_2_SPP_N | NE | SPP_N | 2015 | B16 | 25 | 0 | 1800 | 1800 | 0 | 1800 | 0 | 610.67 | 2.1129 | 0 | 0.77155 | 0.010656 | 0 | 0.78475
NE_2_SPP_N | NE | SPP_N | 2015 | B17 | 100 | 0 | 1800 | 967.13 | 0 | 1508.26 | 0 | 0 | 0 | 0 | 0 | 0 | 0 | 0.78475
NE_2_SPP_N | NE | SPP_N | 2015 | B18 | 400 | 0 | 1800 | 1419.48 | 0 | 1800 | 0 | 793.36 | 0 | 0 | 0.77155 | 0 | 0 | 0.78475
NE_2_SPP_N | NE | SPP_N | 2015 | B19 | 700 | 0 | 1800 | 1212.05 | 0 | 1800 | 0 | 0 | 0 | 0 | 0.68846 | 0 | 0 | 0.78475
NE_2_SPP_N | NE | SPP_N | 2015 | B20 | 935 | 0 | 1800 | 1800 | 0 | 1800 | 0 | 801.02 | 4.0952 | 0 | 0.77155 | 0.77244 | 0 | 0.78475
NE_2_SPP_N | NE | SPP_N | 2020 | B1 | 10 | 0 | 1800 | 1800 | 0 | 155.99 | 0 | 0 | 1.4244 | 0 | 0 | 0.0044554 | 0 | 0.73049
NE_2_SPP_N | NE | SPP_N | 2020 | B2 | 25 | 0 | 1800 | 1800 | 0 | 1564.1 | 0 | 0 | 1.4244 | 0 | 0 | 0.011139 | 0 | 0.73049
NE_2_SPP_N | NE | SPP_N | 2020 | B3 | 75 | 0 | 1800 | 1800 | 0 | 1656.78 | 0 | 0 | 1.4244 | 0 | 0 | 0.033416 | 0 | 0.73049
NE_2_SPP_N | NE | SPP_N | 2020 | B4 | 100 | 0 | 1800 | 1800 | 0 | 571.94 | 0 | 0 | 1.4244 | 0 | 0 | 0.044554 | 0 | 0.73049
NE_2_SPP_N | NE | SPP_N | 2020 | B5 | 200 | 0 | 1800 | 1515.57 | 0 | 1466.68 | 0 | 0 | 0 | 0 | 0 | 0 | 0 | 0.73049
NE_2_SPP_N | NE | SPP_N | 2020 | B6 | 300 | 0 | 1800 | 1600.57 | 0 | 1800 | 0 | 623.01 | 0 | 0 | 0.72407 | 0 | 0 | 0.73049
NE_2_SPP_N | NE | SPP_N | 2020 | B7 | 400 | 0 | 1800 | 1800 | 0 | 1800 | 0 | 1153.08 | 5.8163 | 0 | 0.72407 | 0.72772 | 0 | 0.73049
NE_2_SPP_N | NE | SPP_N | 2020 | B8 | 500 | 0 | 1800 | 1800 | 0 | 1800 | 0 | 1322.4 | 2.9438 | 0 | 0.72407 | 0.46039 | 0 | 0.73049
NE_2_SPP_N | NE | SPP_N | 2020 | B9 | 800 | 0 | 1800 | 1800 | 0 | 1800 | 0 | 882.85 | 1.6025 | 0 | 0.72407 | 0.40099 | 0 | 0.73049
NE_2_SPP_N | NE | SPP_N | 2020 | B10 | 1262 | 0 | 1800 | 1800 | 0 | 1800 | 0 | 1569.31 | 3.1218 | 0 | 0.72407 | 1.2323 | 0 | 0.73049
NE_2_SPP_N | NE | SPP_N | 2020 | B11 | 25 | 0 | 1800 | 1800 | 0 | 1800 | 0 | 481.2 | 0.89025 | 0 | 0.72407 | 0.0069616 | 0 | 0.73049
NE_2_SPP_N | NE | SPP_N | 2020 | B12 | 200 | 0 | 1800 | 111.13 | 0 | 1327.99 | 0 | 0 | 0 | 0 | 0 | 0 | 0 | 0.73049
NE_2_SPP_N | NE | SPP_N | 2020 | B13 | 600 | 0 | 1800 | 0 | 0 | 1289.41 | 0 | 0 | 0 | 0 | 0 | 0 | 0 | 0.73049
NE_2_SPP_N | NE | SPP_N | 2020 | B14 | 900 | 0 | 1800 | 165.59 | 0 | 1726.45 | 0 | 0 | 0 | 0 | 0 | 0 | 0 | 0.73049
NE_2_SPP_N | NE | SPP_N | 2020 | B15 | 1203 | 0 | 1800 | 734.95 | 0 | 1800 | 0 | 358.78 | 0 | 0 | 0.72407 | 0 | 0 | 0.73049
NE_2_SPP_N | NE | SPP_N | 2020 | B16 | 25 | 0 | 1800 | 1017.19 | 0 | 1800 | 0 | 207.08 | 0 | 0 | 0.72407 | 0 | 0 | 0.73049
NE_2_SPP_N | NE | SPP_N | 2020 | B17 | 100 | 0 | 1800 | 985.5 | 0 | 1800 | 0 | 63.12 | 0 | 0 | 0.72407 | 0 | 0 | 0.73049
NE_2_SPP_N | NE | SPP_N | 2020 | B18 | 400 | 0 | 1800 | 1386.13 | 0 | 1800 | 0 | 424.61 | 0 | 0 | 0.72407 | 0 | 0 | 0.73049
NE_2_SPP_N | NE | SPP_N | 2020 | B19 | 700 | 0 | 1800 | 1113.09 | 0 | 1800 | 0 | 0 | 0 | 0 | 0.70033 | 0 | 0 | 0.73049
NE_2_SPP_N | NE | SPP_N | 2020 | B20 | 935 | 0 | 1800 | 1581.13 | 0 | 1800 | 0 | 555.96 | 0 | 0 | 0.72407 | 0 | 0 | 0.73049
NE_2_SPP_N | NE | SPP_N | 2025 | B1 | 10 | 0 | 1800 | 1800 | 0 | 0 | 0 | 0 | 1.1277 | 0 | 0 | 0.0033195 | 0 | 0.45755
NE_2_SPP_N | NE | SPP_N | 2025 | B2 | 25 | 0 | 1800 | 1800 | 0 | 543.5 | 0 | 0 | 1.1277 | 0 | 0 | 0.0082989 | 0 | 0.45755
NE_2_SPP_N | NE | SPP_N | 2025 | B3 | 75 | 0 | 1800 | 1800 | 0 | 1534.96 | 0 | 0 | 1.1277 | 0 | 0 | 0.024897 | 0 | 0.45755
NE_2_SPP_N | NE | SPP_N | 2025 | B4 | 100 | 0 | 1800 | 1800 | 0 | 301.6 | 0 | 0 | 1.1277 | 0 | 0 | 0.033195 | 0 | 0.45755
NE_2_SPP_N | NE | SPP_N | 2025 | B5 | 200 | 0 | 1800 | 1800 | 0 | 1433.75 | 0 | 0 | 0.67659 | 0 | 0 | 0.039835 | 0 | 0.45755
NE_2_SPP_N | NE | SPP_N | 2025 | B6 | 300 | 0 | 1800 | 1784.42 | 0 | 1800 | 0 | 621.72 | 0 | 0 | 0.45106 | 0 | 0 | 0.45755
NE_2_SPP_N | NE | SPP_N | 2025 | B7 | 400 | 0 | 1800 | 1800 | 0 | 1800 | 0 | 993.52 | 1.8399 | 0 | 0.45106 | 0.21664 | 0 | 0.45755
NE_2_SPP_N | NE | SPP_N | 2025 | B8 | 500 | 0 | 1800 | 1800 | 0 | 1800 | 0 | 1245.82 | 1.8755 | 0 | 0.45106 | 0.27605 | 0 | 0.45755
NE_2_SPP_N | NE | SPP_N | 2025 | B9 | 800 | 0 | 1800 | 1800 | 0 | 1800 | 0 | 812.73 | 1.0327 | 0 | 0.45106 | 0.2432 | 0 | 0.45755
NE_2_SPP_N | NE | SPP_N | 2025 | B10 | 1262 | 0 | 1800 | 1800 | 0 | 1800 | 0 | 1508.77 | 2.647 | 0 | 0.45106 | 0.98338 | 0 | 0.45755
NE_2_SPP_N | NE | SPP_N | 2025 | B11 | 25 | 0 | 1800 | 1800 | 0 | 1800 | 0 | 698.36 | 0.18992 | 0 | 0.45106 | 0.0013977 | 0 | 0.45755
NE_2_SPP_N | NE | SPP_N | 2025 | B12 | 200 | 0 | 1800 | 0 | 0 | 892.49 | 0 | 0 | 0 | 0 | 0 | 0 | 0 | 0.45755
NE_2_SPP_N | NE | SPP_N | 2025 | B13 | 600 | 0 | 1800 | 1165.42 | 0 | 1800 | 0 | 0 | 0 | 0 | 0.41545 | 0 | 0 | 0.45755
NE_2_SPP_N | NE | SPP_N | 2025 | B14 | 900 | 0 | 1800 | 371.52 | 0 | 1692.39 | 0 | 0 | 0 | 0 | 0 | 0 | 0 | 0.45755
NE_2_SPP_N | NE | SPP_N | 2025 | B15 | 1203 | 0 | 1800 | 820.39 | 0 | 1800 | 0 | 154.68 | 0 | 0 | 0.45106 | 0 | 0 | 0.45755
NE_2_SPP_N | NE | SPP_N | 2025 | B16 | 25 | 0 | 1800 | 566.53 | 0 | 1800 | 0 | 0 | 0 | 0 | 0.15431 | 0 | 0 | 0.45755
NE_2_SPP_N | NE | SPP_N | 2025 | B17 | 100 | 0 | 1800 | 344.2 | 0 | 1800 | 0 | 142.62 | 0 | 0 | 0.45106 | 0 | 0 | 0.45755
NE_2_SPP_N | NE | SPP_N | 2025 | B18 | 400 | 0 | 1800 | 634.07 | 0 | 1800 | 0 | 0 | 0 | 0 | 0.30862 | 0 | 0 | 0.45755
NE_2_SPP_N | NE | SPP_N | 2025 | B19 | 700 | 0 | 1800 | 473.42 | 0 | 1565.85 | 0 | 0 | 0 | 0 | 0 | 0 | 0 | 0.45755
NE_2_SPP_N | NE | SPP_N | 2025 | B20 | 935 | 0 | 1800 | 1418.81 | 0 | 1800 | 0 | 944.07 | 0 | 0 | 0.45106 | 0 | 0 | 0.45755
NE_2_SPP_N | NE | SPP_N | 2030 | B1 | 10 | 0 | 1800 | 50.3 | 0 | 0 | 0 | 0 | 0 | 0 | 0 | 0 | 0 | 0.90631
NE_2_SPP_N | NE | SPP_N | 2030 | B2 | 25 | 0 | 1800 | 1800 | 0 | 0 | 0 | 0 | 0.9496 | 0 | 0 | 0.0089181 | 0 | 0.90631
NE_2_SPP_N | NE | SPP_N | 2030 | B3 | 75 | 0 | 1800 | 1800 | 0 | 0 | 0 | 0 | 0.9496 | 0 | 0 | 0.026754 | 0 | 0.90631
NE_2_SPP_N | NE | SPP_N | 2030 | B4 | 100 | 0 | 1800 | 1417.19 | 0 | 0 | 0 | 0 | 0 | 0 | 0 | 0 | 0 | 0.90631
NE_2_SPP_N | NE | SPP_N | 2030 | B5 | 200 | 0 | 1800 | 1166.42 | 0 | 1778.87 | 0 | 0 | 0 | 0 | 0 | 0 | 0 | 0.90631
NE_2_SPP_N | NE | SPP_N | 2030 | B6 | 300 | 0 | 1800 | 1448.91 | 0 | 1800 | 0 | 285.86 | 0 | 0 | 0.67659 | 0 | 0 | 0.90631
NE_2_SPP_N | NE | SPP_N | 2030 | B7 | 400 | 0 | 1800 | 1394.87 | 0 | 1800 | 0 | 329.82 | 0 | 0 | 0.67659 | 0 | 0 | 0.90631
NE_2_SPP_N | NE | SPP_N | 2030 | B8 | 500 | 0 | 1800 | 1800 | 0 | 1800 | 0 | 649.7 | 0.26114 | 0 | 0.67659 | 0.04905 | 0 | 0.90631
NE_2_SPP_N | NE | SPP_N | 2030 | B9 | 800 | 0 | 1800 | 1800 | 0 | 1800 | 0 | 984.94 | 4.0477 | 0 | 0.67659 | 1.2164 | 0 | 0.90631
NE_2_SPP_N | NE | SPP_N | 2030 | B10 | 1262 | 0 | 1800 | 1800 | 0 | 1800 | 0 | 1833.76 | 4.9023 | 0 | 0.67659 | 2.3241 | 0 | 0.90631
NE_2_SPP_N | NE | SPP_N | 2030 | B11 | 25 | 0 | 1800 | 1317.51 | 0 | 1709.27 | 0 | 0 | 0 | 0 | 0 | 0 | 0 | 0.90631
NE_2_SPP_N | NE | SPP_N | 2030 | B12 | 200 | 0 | 1800 | 0 | 0 | 1800 | 0 | 0 | 0 | 0 | 0.52228 | 0 | 0 | 0.90631
NE_2_SPP_N | NE | SPP_N | 2030 | B13 | 600 | 0 | 1800 | 0 | 0 | 936.11 | 0 | 0 | 0 | 0 | 0 | 0 | 0 | 0.90631
NE_2_SPP_N | NE | SPP_N | 2030 | B14 | 900 | 0 | 1800 | 0 | 0 | 395.53 | 0 | 0 | 0 | 0 | 0 | 0 | 0 | 0.90631
NE_2_SPP_N | NE | SPP_N | 2030 | B15 | 1203 | 0 | 1800 | 897.06 | 0 | 1800 | 0 | 1198.02 | 0 | 0 | 0.67659 | 0 | 0 | 0.90631
NE_2_SPP_N | NE | SPP_N | 2030 | B16 | 25 | 0 | 1800 | 1189.48 | 0 | 1800 | 0 | 0 | 0 | 0 | 0.58163 | 0 | 0 | 0.90631
NE_2_SPP_N | NE | SPP_N | 2030 | B17 | 100 | 0 | 1800 | 296.36 | 0 | 1386.42 | 0 | 0 | 0 | 0 | 0 | 0 | 0 | 0.90631
NE_2_SPP_N | NE | SPP_N | 2030 | B18 | 400 | 0 | 1800 | 460.81 | 0 | 1376.93 | 0 | 0 | 0 | 0 | 0 | 0 | 0 | 0.90631
NE_2_SPP_N | NE | SPP_N | 2030 | B19 | 700 | 0 | 1800 | 0 | 0 | 1362.46 | 0 | 0 | 0 | 0 | 0 | 0 | 0 | 0.90631
NE_2_SPP_N | NE | SPP_N | 2030 | B20 | 935 | 0 | 1800 | 599.83 | 0 | 1800 | 0 | 2229.96 | 0 | 0 | 0.67659 | 0 | 0 | 0.90631
NE_2_SPP_N | NE | SPP_N | 2035 | B1 | 10 | 0 | 1800 | 0 | 0 | 0 | 0 | 0 | 0 | 0 | 0 | 0 | 0 | 0
NE_2_SPP_N | NE | SPP_N | 2035 | B2 | 25 | 0 | 1800 | 0 | 0 | 212.6 | 0 | 0 | 0 | 0 | 0 | 0 | 0 | 0
NE_2_SPP_N | NE | SPP_N | 2035 | B3 | 75 | 0 | 1800 | 0 | 0 | 83.27 | 0 | 0 | 0 | 0 | 0 | 0 | 0 | 0
NE_2_SPP_N | NE | SPP_N | 2035 | B4 | 100 | 0 | 1800 | 0 | 0 | 0 | 0 | 0 | 0 | 0 | 0 | 0 | 0 | 0
NE_2_SPP_N | NE | SPP_N | 2035 | B5 | 200 | 0 | 1800 | 151.52 | 0 | 0 | 0 | 0 | 0 | 0 | 0 | 0 | 0 | 0
NE_2_SPP_N | NE | SPP_N | 2035 | B6 | 300 | 0 | 1800 | 197.71 | 0 | 1021.65 | 0 | 0 | 0 | 0 | 0 | 0 | 0 | 0
NE_2_SPP_N | NE | SPP_N | 2035 | B7 | 400 | 0 | 1800 | 184.89 | 0 | 1106.83 | 0 | 0 | 0 | 0 | 0 | 0 | 0 | 0
NE_2_SPP_N | NE | SPP_N | 2035 | B8 | 500 | 0 | 1800 | 357.57 | 0 | 1426.49 | 0 | 0 | 0 | 0 | 0 | 0 | 0 | 0
NE_2_SPP_N | NE | SPP_N | 2035 | B9 | 800 | 0 | 1800 | 474.36 | 0 | 1589.89 | 0 | 0 | 0 | 0 | 0 | 0 | 0 | 0
NE_2_SPP_N | NE | SPP_N | 2035 | B10 | 1262 | 0 | 1800 | 1421.11 | 0 | 1800 | 0 | 881.22 | 0 | 0 | 0.01187 | 0 | 0 | 0
NE_2_SPP_N | NE | SPP_N | 2035 | B11 | 25 | 0 | 1800 | 215.84 | 0 | 1240.37 | 0 | 0 | 0 | 0 | 0 | 0 | 0 | 0
NE_2_SPP_N | NE | SPP_N | 2035 | B12 | 200 | 0 | 1800 | 0 | 0 | 0 | 0 | 0 | 0 | 0 | 0 | 0 | 0 | 0
NE_2_SPP_N | NE | SPP_N | 2035 | B13 | 600 | 0 | 1800 | 0 | 0 | 1634.36 | 0 | 0 | 0 | 0 | 0 | 0 | 0 | 0
NE_2_SPP_N | NE | SPP_N | 2035 | B14 | 900 | 0 | 1800 | 0 | 0 | 0 | 0 | 0 | 0 | 0 | 0 | 0 | 0 | 0
NE_2_SPP_N | NE | SPP_N | 2035 | B15 | 1203 | 0 | 1800 | 0 | 0 | 1800 | 0 | 422.63 | 0 | 0 | 0.01187 | 0 | 0 | 0
NE_2_SPP_N | NE | SPP_N | 2035 | B16 | 25 | 0 | 1800 | 131.04 | 0 | 681.5 | 0 | 0 | 0 | 0 | 0 | 0 | 0 | 0
NE_2_SPP_N | NE | SPP_N | 2035 | B17 | 100 | 0 | 1800 | 0 | 0 | 0 | 0 | 0 | 0 | 0 | 0 | 0 | 0 | 0
NE_2_SPP_N | NE | SPP_N | 2035 | B18 | 400 | 0 | 1800 | 0 | 0 | 0 | 0 | 0 | 0 | 0 | 0 | 0 | 0 | 0
NE_2_SPP_N | NE | SPP_N | 2035 | B19 | 700 | 0 | 1800 | 0 | 0 | 0 | 0 | 0 | 0 | 0 | 0 | 0 | 0 | 0
NE_2_SPP_N | NE | SPP_N | 2035 | B20 | 935 | 0 | 1800 | 0 | 0 | 1591.46 | 0 | 0 | 0 | 0 | 0 | 0 | 0 | 0
NE_2_SPP_N | NE | SPP_N | 2040 | B1 | 10 | 0 | 1800 | 0 | 0 | 0 | 0 | 0 | 0 | 0 | 0 | 0 | 0 | 1.1271
NE_2_SPP_N | NE | SPP_N | 2040 | B2 | 25 | 0 | 1800 | 240.6 | 0 | 1400.56 | 0 | 0 | 0 | 0 | 0 | 0 | 0 | 1.1271
NE_2_SPP_N | NE | SPP_N | 2040 | B3 | 75 | 0 | 1800 | 284.79 | 0 | 1273.26 | 0 | 0 | 0 | 0 | 0 | 0 | 0 | 1.1271
NE_2_SPP_N | NE | SPP_N | 2040 | B4 | 100 | 0 | 1800 | 719 | 0 | 251.77 | 0 | 0 | 0 | 0 | 0 | 0 | 0 | 1.1271
NE_2_SPP_N | NE | SPP_N | 2040 | B5 | 200 | 0 | 1800 | 1011.3 | 0 | 0 | 0 | 0 | 0 | 0 | 0 | 0 | 0 | 1.1271
NE_2_SPP_N | NE | SPP_N | 2040 | B6 | 300 | 0 | 1800 | 1318.48 | 0 | 1800 | 0 | 433.45 | 0 | 0 | 1.1158 | 0 | 0 | 1.1271
NE_2_SPP_N | NE | SPP_N | 2040 | B7 | 400 | 0 | 1800 | 1264.77 | 0 | 1800 | 0 | 439.09 | 0 | 0 | 1.1158 | 0 | 0 | 1.1271
NE_2_SPP_N | NE | SPP_N | 2040 | B8 | 500 | 0 | 1800 | 1191.96 | 0 | 1800 | 0 | 551.92 | 0 | 0 | 1.1158 | 0 | 0 | 1.1271
NE_2_SPP_N | NE | SPP_N | 2040 | B9 | 800 | 0 | 1800 | 1800 | 0 | 1800 | 0 | 1017.15 | 3.288 | 0 | 1.1158 | 1.2757 | 0 | 1.1271
NE_2_SPP_N | NE | SPP_N | 2040 | B10 | 1262 | 0 | 1800 | 1800 | 0 | 1800 | 0 | 2157.36 | 5.2822 | 0 | 1.1158 | 3.2328 | 0 | 1.1271
NE_2_SPP_N | NE | SPP_N | 2040 | B11 | 25 | 0 | 1800 | 1120.71 | 0 | 1800 | 0 | 366.31 | 0 | 0 | 1.1158 | 0 | 0 | 1.1271
NE_2_SPP_N | NE | SPP_N | 2040 | B12 | 200 | 0 | 1800 | 133.27 | 0 | 870.08 | 0 | 0 | 0 | 0 | 0 | 0 | 0 | 1.1271
NE_2_SPP_N | NE | SPP_N | 2040 | B13 | 600 | 0 | 1800 | 663.41 | 0 | 1800 | 0 | 146.89 | 0 | 0 | 1.1158 | 0 | 0 | 1.1271
NE_2_SPP_N | NE | SPP_N | 2040 | B14 | 900 | 0 | 1800 | 0 | 0 | 626.69 | 0 | 0 | 0 | 0 | 0 | 0 | 0 | 1.1271
NE_2_SPP_N | NE | SPP_N | 2040 | B15 | 1203 | 0 | 1800 | 469.98 | 0 | 1800 | 0 | 0 | 0 | 0 | 0.86651 | 0 | 0 | 1.1271
NE_2_SPP_N | NE | SPP_N | 2040 | B16 | 25 | 0 | 1800 | 1129.81 | 0 | 1800 | 0 | 865.82 | 0 | 0 | 1.1158 | 0 | 0 | 1.1271
NE_2_SPP_N | NE | SPP_N | 2040 | B17 | 100 | 0 | 1800 | 1466.73 | 0 | 1800 | 0 | 0 | 0 | 0 | 0.75968 | 0 | 0 | 1.1271
NE_2_SPP_N | NE | SPP_N | 2040 | B18 | 400 | 0 | 1800 | 1328.24 | 0 | 1800 | 0 | 0 | 0 | 0 | 0.34423 | 0 | 0 | 1.1271
NE_2_SPP_N | NE | SPP_N | 2040 | B19 | 700 | 0 | 1800 | 0 | 0 | 1267.76 | 0 | 0 | 0 | 0 | 0 | 0 | 0 | 1.1271
NE_2_SPP_N | NE | SPP_N | 2040 | B20 | 935 | 0 | 1800 | 1250.99 | 0 | 1800 | 0 | 117.94 | 0 | 0 | 1.1158 | 0 | 0 | 1.1271
NE_2_SPP_N | NE | SPP_N | 2045 | B1 | 10 | 0 | 1800 | 0 | 0 | 0 | 0 | 0 | 0 | 0 | 0 | 0 | 0 | 1.3995
NE_2_SPP_N | NE | SPP_N | 2045 | B2 | 25 | 0 | 1800 | 950.92 | 0 | 1510.58 | 0 | 0 | 0 | 0 | 0 | 0 | 0 | 1.3995
NE_2_SPP_N | NE | SPP_N | 2045 | B3 | 75 | 0 | 1800 | 995.15 | 0 | 1406.2 | 0 | 0 | 0 | 0 | 0 | 0 | 0 | 1.3995
NE_2_SPP_N | NE | SPP_N | 2045 | B4 | 100 | 0 | 1800 | 1472.96 | 0 | 1694.11 | 0 | 0 | 0 | 0 | 0 | 0 | 0 | 1.3995
NE_2_SPP_N | NE | SPP_N | 2045 | B5 | 200 | 0 | 1800 | 1721.91 | 0 | 34.97 | 0 | 0 | 0 | 0 | 0 | 0 | 0 | 1.3995
NE_2_SPP_N | NE | SPP_N | 2045 | B6 | 300 | 0 | 1800 | 1800 | 0 | 1800 | 0 | 566.83 | 6.9914 | 0 | 1.4838 | 0.36007 | 0 | 1.3995
NE_2_SPP_N | NE | SPP_N | 2045 | B7 | 400 | 0 | 1800 | 1800 | 0 | 1800 | 0 | 324.69 | 1.9348 | 0 | 1.4838 | 0.13286 | 0 | 1.3995
NE_2_SPP_N | NE | SPP_N | 2045 | B8 | 500 | 0 | 1800 | 1800 | 0 | 1800 | 0 | 685.77 | 6.9914 | 0 | 1.4838 | 0.60012 | 0 | 1.3995
NE_2_SPP_N | NE | SPP_N | 2045 | B9 | 800 | 0 | 1800 | 1800 | 0 | 1800 | 0 | 1377.48 | 7.0033 | 0 | 1.4838 | 0.96183 | 0 | 1.3995
NE_2_SPP_N | NE | SPP_N | 2045 | B10 | 1262 | 0 | 1800 | 1800 | 0 | 1800 | 0 | 2292.02 | 6.9914 | 0 | 1.4838 | 1.5147 | 0 | 1.3995
NE_2_SPP_N | NE | SPP_N | 2045 | B11 | 25 | 0 | 1800 | 1800 | 0 | 1800 | 0 | 569.5 | 6.9914 | 0 | 1.4838 | 0.030006 | 0 | 1.3995
NE_2_SPP_N | NE | SPP_N | 2045 | B12 | 200 | 0 | 1800 | 1163.48 | 0 | 1791.86 | 0 | 0 | 0 | 0 | 0 | 0 | 0 | 1.3995
NE_2_SPP_N | NE | SPP_N | 2045 | B13 | 600 | 0 | 1800 | 1653.19 | 0 | 1800 | 0 | 3.12 | 0 | 0 | 1.4838 | 0 | 0 | 1.3995
NE_2_SPP_N | NE | SPP_N | 2045 | B14 | 900 | 0 | 1800 | 736.88 | 0 | 1800 | 0 | 0 | 0 | 0 | 0.72407 | 0 | 0 | 1.3995
NE_2_SPP_N | NE | SPP_N | 2045 | B15 | 1203 | 0 | 1800 | 1800 | 0 | 1800 | 0 | 0 | 5.5077 | 0 | 0.24927 | 1.1375 | 0 | 1.3995
NE_2_SPP_N | NE | SPP_N | 2045 | B16 | 25 | 0 | 1800 | 1628.7 | 0 | 1708.36 | 0 | 0 | 0 | 0 | 0 | 0 | 0 | 1.3995
NE_2_SPP_N | NE | SPP_N | 2045 | B17 | 100 | 0 | 1800 | 1763.75 | 0 | 1800 | 0 | 0 | 0 | 0 | 0.20179 | 0 | 0 | 1.3995
NE_2_SPP_N | NE | SPP_N | 2045 | B18 | 400 | 0 | 1800 | 1800 | 0 | 1800 | 0 | 838.5 | 1.4125 | 0 | 1.4838 | 0.096998 | 0 | 1.3995
NE_2_SPP_N | NE | SPP_N | 2045 | B19 | 700 | 0 | 1800 | 155.94 | 0 | 1800 | 0 | 0 | 0 | 0 | 0.79529 | 0 | 0 | 1.3995
NE_2_SPP_N | NE | SPP_N | 2045 | B20 | 935 | 0 | 1800 | 1800 | 0 | 1800 | 0 | 0 | 4.7599 | 0 | 0.2374 | 0.76403 | 0 | 1.3995
NE_2_SPP_N | NE | SPP_N | 2050 | B1 | 10 | 0 | 1800 | 105.24 | 0 | 0 | 0 | 0 | 0 | 0 | 0 | 0 | 0 | 1.4256
NE_2_SPP_N | NE | SPP_N | 2050 | B2 | 25 | 0 | 1800 | 771.68 | 0 | 1354.22 | 0 | 0 | 0 | 0 | 0 | 0 | 0 | 1.4256
NE_2_SPP_N | NE | SPP_N | 2050 | B3 | 75 | 0 | 1800 | 817.52 | 0 | 1228.57 | 0 | 0 | 0 | 0 | 0 | 0 | 0 | 1.4256
NE_2_SPP_N | NE | SPP_N | 2050 | B4 | 100 | 0 | 1800 | 1299.7 | 0 | 1588.26 | 0 | 0 | 0 | 0 | 0 | 0 | 0 | 1.4256
NE_2_SPP_N | NE | SPP_N | 2050 | B5 | 200 | 0 | 1800 | 1554.45 | 0 | 1800 | 0 | 0 | 0 | 0 | 2.8607 | 0 | 0 | 1.4256
NE_2_SPP_N | NE | SPP_N | 2050 | B6 | 300 | 0 | 1800 | 1800 | 0 | 1800 | 0 | 406.54 | 6.9914 | 0 | 6.1368 | 0.34957 | 0 | 1.4256
NE_2_SPP_N | NE | SPP_N | 2050 | B7 | 400 | 0 | 1800 | 1800 | 0 | 1800 | 0 | 0 | 0.81903 | 0 | 2.7064 | 0.054602 | 0 | 1.4256
NE_2_SPP_N | NE | SPP_N | 2050 | B8 | 500 | 0 | 1800 | 1761.72 | 0 | 1800 | 0 | 544.26 | 0 | 0 | 6.1368 | 0 | 0 | 1.4256
NE_2_SPP_N | NE | SPP_N | 2050 | B9 | 800 | 0 | 1800 | 1800 | 0 | 1800 | 0 | 1249.38 | 6.9914 | 0 | 6.1368 | 0.93219 | 0 | 1.4256
NE_2_SPP_N | NE | SPP_N | 2050 | B10 | 1262 | 0 | 1800 | 1800 | 0 | 1800 | 0 | 1063.39 | 6.9914 | 0 | 6.1368 | 1.4705 | 0 | 1.4256
NE_2_SPP_N | NE | SPP_N | 2050 | B11 | 25 | 0 | 1800 | 1686.66 | 0 | 1800 | 0 | 572.34 | 0 | 0 | 6.1368 | 0 | 0 | 1.4256
NE_2_SPP_N | NE | SPP_N | 2050 | B12 | 200 | 0 | 1800 | 757.17 | 0 | 1800 | 0 | 0 | 0 | 0 | 1.555 | 0 | 0 | 1.4256
NE_2_SPP_N | NE | SPP_N | 2050 | B13 | 600 | 0 | 1800 | 1800 | 0 | 1800 | 0 | 614.61 | 2.647 | 0 | 6.1368 | 0.2647 | 0 | 1.4256
NE_2_SPP_N | NE | SPP_N | 2050 | B14 | 900 | 0 | 1800 | 612.57 | 0 | 1800 | 0 | 0 | 0 | 0 | 2.8607 | 0 | 0 | 1.4256
NE_2_SPP_N | NE | SPP_N | 2050 | B15 | 1203 | 0 | 1800 | 1800 | 0 | 1800 | 0 | 0 | 6.9914 | 0 | 4.5937 | 1.4018 | 0 | 1.4256
NE_2_SPP_N | NE | SPP_N | 2050 | B16 | 25 | 0 | 1800 | 1453.31 | 0 | 1800 | 0 | 0 | 0 | 0 | 3.0625 | 0 | 0 | 1.4256
NE_2_SPP_N | NE | SPP_N | 2050 | B17 | 100 | 0 | 1800 | 1800 | 0 | 1800 | 0 | 0 | 4.8192 | 0 | 2.4096 | 0.08032 | 0 | 1.4256
NE_2_SPP_N | NE | SPP_N | 2050 | B18 | 400 | 0 | 1800 | 1800 | 0 | 1800 | 0 | 0 | 0.89025 | 0 | 5.3652 | 0.05935 | 0 | 1.4256
NE_2_SPP_N | NE | SPP_N | 2050 | B19 | 700 | 0 | 1800 | 1564.07 | 0 | 1800 | 0 | 0 | 0 | 0 | 4.8786 | 0 | 0 | 1.4256
NE_2_SPP_N | NE | SPP_N | 2050 | B20 | 935 | 0 | 1800 | 1800 | 0 | 1800 | 0 | 0 | 6.9914 | 0 | 3.3711 | 1.0895 | 0 | 1.4256
NEISO_2_NYISO_A-F | NEISO | NYISO_A-F | 2015 | B1 | 10 | 0 | 600 | 0 | 0 | 0 | 0 | 0 | 0 | 0 | 0 | 0 | 0 | 1.2112
NEISO_2_NYISO_A-F | NEISO | NYISO_A-F | 2015 | B2 | 25 | 0 | 600 | 0 | 0 | 0 | 0 | 0 | 0 | 0 | 0 | 0 | 0 | 1.2112
NEISO_2_NYISO_A-F | NEISO | NYISO_A-F | 2015 | B3 | 75 | 0 | 600 | 0 | 0 | 0 | 0 | 0 | 0 | 0 | 0 | 0 | 0 | 1.2112
NEISO_2_NYISO_A-F | NEISO | NYISO_A-F | 2015 | B4 | 100 | 0 | 600 | 600 | 0 | 0 | 0 | 0 | 4.1782 | 0 | 0 | 0.66852 | 0 | 1.2112
NEISO_2_NYISO_A-F | NEISO | NYISO_A-F | 2015 | B5 | 200 | 0 | 600 | 600 | 0 | 600 | 0 | 0 | 5.3296 | 0 | 0.79529 | 1.7055 | 0 | 1.2112
NEISO_2_NYISO_A-F | NEISO | NYISO_A-F | 2015 | B6 | 300 | 0 | 600 | 600 | 0 | 600 | 0 | 0 | 5.1278 | 0 | 0.79529 | 2.4614 | 0 | 1.2112
NEISO_2_NYISO_A-F | NEISO | NYISO_A-F | 2015 | B7 | 400 | 0 | 600 | 570.29 | 0 | 570.29 | 0 | 0 | 0 | 0 | 0 | 0 | 0 | 1.2112
NEISO_2_NYISO_A-F | NEISO | NYISO_A-F | 2015 | B8 | 500 | 0 | 600 | 16.34 | 0 | 173.24 | 0 | 0 | 0 | 0 | 0 | 0 | 0 | 1.2112
NEISO_2_NYISO_A-F | NEISO | NYISO_A-F | 2015 | B9 | 800 | 0 | 600 | 0 | 0 | 0 | 0 | 0 | 0 | 0 | 0 | 0 | 0 | 1.2112
NEISO_2_NYISO_A-F | NEISO | NYISO_A-F | 2015 | B10 | 1262 | 0 | 600 | 0 | 0 | 0 | 0 | 0 | 0 | 0 | 0 | 0 | 0 | 1.2112
NEISO_2_NYISO_A-F | NEISO | NYISO_A-F | 2015 | B11 | 25 | 0 | 600 | 600 | 0 | 600 | 0 | 0 | 0.2374 | 0 | 0.2374 | 0.009496 | 0 | 1.2112
NEISO_2_NYISO_A-F | NEISO | NYISO_A-F | 2015 | B12 | 200 | 0 | 600 | 477.61 | 0 | 276.72 | 0 | 0 | 0 | 0 | 0 | 0 | 0 | 1.2112
NEISO_2_NYISO_A-F | NEISO | NYISO_A-F | 2015 | B13 | 600 | 0 | 600 | 0 | 0 | 0 | 0 | 0 | 0 | 0 | 0 | 0 | 0 | 1.2112
NEISO_2_NYISO_A-F | NEISO | NYISO_A-F | 2015 | B14 | 900 | 0 | 600 | 0 | 0 | 0 | 0 | 0 | 0 | 0 | 0 | 0 | 0 | 1.2112
NEISO_2_NYISO_A-F | NEISO | NYISO_A-F | 2015 | B15 | 1203 | 0 | 600 | 0 | 0 | 0 | 0 | 0 | 0 | 0 | 0 | 0 | 0 | 1.2112
NEISO_2_NYISO_A-F | NEISO | NYISO_A-F | 2015 | B16 | 25 | 0 | 600 | 0 | 0 | 0 | 0 | 0 | 0 | 0 | 0 | 0 | 0 | 1.2112
NEISO_2_NYISO_A-F | NEISO | NYISO_A-F | 2015 | B17 | 100 | 0 | 600 | 0 | 0 | 0 | 0 | 0 | 0 | 0 | 0 | 0 | 0 | 1.2112
NEISO_2_NYISO_A-F | NEISO | NYISO_A-F | 2015 | B18 | 400 | 0 | 600 | 0 | 0 | 0 | 0 | 0 | 0 | 0 | 0 | 0 | 0 | 1.2112
NEISO_2_NYISO_A-F | NEISO | NYISO_A-F | 2015 | B19 | 700 | 0 | 600 | 0 | 0 | 0 | 0 | 0 | 0 | 0 | 0 | 0 | 0 | 1.2112
NEISO_2_NYISO_A-F | NEISO | NYISO_A-F | 2015 | B20 | 935 | 0 | 600 | 0 | 0 | 0 | 0 | 0 | 0 | 0 | 0 | 0 | 0 | 1.2112
NEISO_2_NYISO_A-F | NEISO | NYISO_A-F | 2020 | B1 | 10 | 0 | 600 | 0 | 0 | 0 | 0 | 0 | 0 | 0 | 0 | 0 | 0 | 0.95883
NEISO_2_NYISO_A-F | NEISO | NYISO_A-F | 2020 | B2 | 25 | 0 | 600 | 0 | 0 | 0 | 0 | 0 | 0 | 0 | 0 | 0 | 0 | 0.95883
NEISO_2_NYISO_A-F | NEISO | NYISO_A-F | 2020 | B3 | 75 | 0 | 600 | 0 | 0 | 0 | 0 | 0 | 0 | 0 | 0 | 0 | 0 | 0.95883
NEISO_2_NYISO_A-F | NEISO | NYISO_A-F | 2020 | B4 | 100 | 0 | 600 | 530.37 | 0 | 0 | 0 | 0 | 0 | 0 | 0 | 0 | 0 | 0.95883
NEISO_2_NYISO_A-F | NEISO | NYISO_A-F | 2020 | B5 | 200 | 0 | 600 | 600 | 0 | 0 | 0 | 0 | 8.214 | 0 | 0 | 1.8253 | 0 | 0.95883
NEISO_2_NYISO_A-F | NEISO | NYISO_A-F | 2020 | B6 | 300 | 0 | 600 | 600 | 0 | 600 | 0 | 946.7 | 4.7005 | 0 | 0.96147 | 1.5668 | 0 | 0.95883
NEISO_2_NYISO_A-F | NEISO | NYISO_A-F | 2020 | B7 | 400 | 0 | 600 | 600 | 0 | 600 | 0 | 1153.57 | 0.99708 | 0 | 0.96147 | 0.44315 | 0 | 0.95883
NEISO_2_NYISO_A-F | NEISO | NYISO_A-F | 2020 | B8 | 500 | 0 | 600 | 0 | 0 | 0 | 0 | 0 | 0 | 0 | 0 | 0 | 0 | 0.95883
NEISO_2_NYISO_A-F | NEISO | NYISO_A-F | 2020 | B9 | 800 | 0 | 600 | 0 | 0 | 0 | 0 | 0 | 0 | 0 | 0 | 0 | 0 | 0.95883
NEISO_2_NYISO_A-F | NEISO | NYISO_A-F | 2020 | B10 | 1262 | 0 | 600 | 0 | 0 | 0 | 0 | 0 | 0 | 0 | 0 | 0 | 0 | 0.95883
NEISO_2_NYISO_A-F | NEISO | NYISO_A-F | 2020 | B11 | 25 | 0 | 600 | 0 | 0 | 0 | 0 | 0 | 0 | 0 | 0 | 0 | 0 | 0.95883
NEISO_2_NYISO_A-F | NEISO | NYISO_A-F | 2020 | B12 | 200 | 0 | 600 | 0 | 0 | 0 | 0 | 0 | 0 | 0 | 0 | 0 | 0 | 0.95883
NEISO_2_NYISO_A-F | NEISO | NYISO_A-F | 2020 | B13 | 600 | 0 | 600 | 0 | 0 | 0 | 0 | 0 | 0 | 0 | 0 | 0 | 0 | 0.95883
NEISO_2_NYISO_A-F | NEISO | NYISO_A-F | 2020 | B14 | 900 | 0 | 600 | 0 | 0 | 0 | 0 | 0 | 0 | 0 | 0 | 0 | 0 | 0.95883
NEISO_2_NYISO_A-F | NEISO | NYISO_A-F | 2020 | B15 | 1203 | 0 | 600 | 0 | 0 | 0 | 0 | 0 | 0 | 0 | 0 | 0 | 0 | 0.95883
NEISO_2_NYISO_A-F | NEISO | NYISO_A-F | 2020 | B16 | 25 | 0 | 600 | 0 | 0 | 0 | 0 | 0 | 0 | 0 | 0 | 0 | 0 | 0.95883
NEISO_2_NYISO_A-F | NEISO | NYISO_A-F | 2020 | B17 | 100 | 0 | 600 | 0 | 0 | 0 | 0 | 0 | 0 | 0 | 0 | 0 | 0 | 0.95883
NEISO_2_NYISO_A-F | NEISO | NYISO_A-F | 2020 | B18 | 400 | 0 | 600 | 0 | 0 | 0 | 0 | 0 | 0 | 0 | 0 | 0 | 0 | 0.95883
NEISO_2_NYISO_A-F | NEISO | NYISO_A-F | 2020 | B19 | 700 | 0 | 600 | 0 | 0 | 0 | 0 | 0 | 0 | 0 | 0 | 0 | 0 | 0.95883
NEISO_2_NYISO_A-F | NEISO | NYISO_A-F | 2020 | B20 | 935 | 0 | 600 | 0 | 0 | 0 | 0 | 0 | 0 | 0 | 0 | 0 | 0 | 0.95883
NEISO_2_NYISO_A-F | NEISO | NYISO_A-F | 2025 | B1 | 10 | 0 | 600 | 0 | 0 | 0 | 0 | 0 | 0 | 0 | 0 | 0 | 0 | 1.0721
NEISO_2_NYISO_A-F | NEISO | NYISO_A-F | 2025 | B2 | 25 | 0 | 600 | 0 | 0 | 0 | 0 | 0 | 0 | 0 | 0 | 0 | 0 | 1.0721
NEISO_2_NYISO_A-F | NEISO | NYISO_A-F | 2025 | B3 | 75 | 0 | 600 | 484.21 | 0 | 0 | 0 | 0 | 0 | 0 | 0 | 0 | 0 | 1.0721
NEISO_2_NYISO_A-F | NEISO | NYISO_A-F | 2025 | B4 | 100 | 0 | 600 | 600 | 0 | 0 | 0 | 0 | 7.2644 | 0 | 0 | 0.4843 | 0 | 1.0721
NEISO_2_NYISO_A-F | NEISO | NYISO_A-F | 2025 | B5 | 200 | 0 | 600 | 600 | 0 | 0 | 0 | 0 | 11.1222 | 0 | 0 | 1.483 | 0 | 1.0721
NEISO_2_NYISO_A-F | NEISO | NYISO_A-F | 2025 | B6 | 300 | 0 | 600 | 600 | 0 | 600 | 0 | 0 | 5.5789 | 0 | 0.68846 | 1.1158 | 0 | 1.0721
NEISO_2_NYISO_A-F | NEISO | NYISO_A-F | 2025 | B7 | 400 | 0 | 600 | 600 | 0 | 600 | 0 | 0 | 2.5758 | 0 | 0.68846 | 0.68688 | 0 | 1.0721
NEISO_2_NYISO_A-F | NEISO | NYISO_A-F | 2025 | B8 | 500 | 0 | 600 | 600 | 0 | 600 | 0 | 0 | 1.555 | 0 | 0.68846 | 0.51832 | 0 | 1.0721
NEISO_2_NYISO_A-F | NEISO | NYISO_A-F | 2025 | B9 | 800 | 0 | 600 | 540.7 | 0 | 268.78 | 0 | 0 | 0 | 0 | 0 | 0 | 0 | 1.0721
NEISO_2_NYISO_A-F | NEISO | NYISO_A-F | 2025 | B10 | 1262 | 0 | 600 | 552.87 | 0 | 167.93 | 0 | 0 | 0 | 0 | 0 | 0 | 0 | 1.0721
NEISO_2_NYISO_A-F | NEISO | NYISO_A-F | 2025 | B11 | 25 | 0 | 600 | 0 | 0 | 0 | 0 | 0 | 0 | 0 | 0 | 0 | 0 | 1.0721
NEISO_2_NYISO_A-F | NEISO | NYISO_A-F | 2025 | B12 | 200 | 0 | 600 | 0 | 0 | 0 | 0 | 0 | 0 | 0 | 0 | 0 | 0 | 1.0721
NEISO_2_NYISO_A-F | NEISO | NYISO_A-F | 2025 | B13 | 600 | 0 | 600 | 0 | 0 | 0 | 0 | 0 | 0 | 0 | 0 | 0 | 0 | 1.0721
NEISO_2_NYISO_A-F | NEISO | NYISO_A-F | 2025 | B14 | 900 | 0 | 600 | 0 | 0 | 0 | 0 | 0 | 0 | 0 | 0 | 0 | 0 | 1.0721
NEISO_2_NYISO_A-F | NEISO | NYISO_A-F | 2025 | B15 | 1203 | 0 | 600 | 0 | 0 | 0 | 0 | 0 | 0 | 0 | 0 | 0 | 0 | 1.0721
NEISO_2_NYISO_A-F | NEISO | NYISO_A-F | 2025 | B16 | 25 | 0 | 600 | 0 | 0 | 0 | 0 | 0 | 0 | 0 | 0 | 0 | 0 | 1.0721
NEISO_2_NYISO_A-F | NEISO | NYISO_A-F | 2025 | B17 | 100 | 0 | 600 | 0 | 0 | 0 | 0 | 0 | 0 | 0 | 0 | 0 | 0 | 1.0721
NEISO_2_NYISO_A-F | NEISO | NYISO_A-F | 2025 | B18 | 400 | 0 | 600 | 0 | 0 | 0 | 0 | 0 | 0 | 0 | 0 | 0 | 0 | 1.0721
NEISO_2_NYISO_A-F | NEISO | NYISO_A-F | 2025 | B19 | 700 | 0 | 600 | 0 | 0 | 0 | 0 | 0 | 0 | 0 | 0 | 0 | 0 | 1.0721
NEISO_2_NYISO_A-F | NEISO | NYISO_A-F | 2025 | B20 | 935 | 0 | 600 | 0 | 0 | 0 | 0 | 0 | 0 | 0 | 0 | 0 | 0 | 1.0721
NEISO_2_NYISO_A-F | NEISO | NYISO_A-F | 2030 | B1 | 10 | 0 | 600 | 0 | 0 | 0 | 0 | 0 | 0 | 0 | 0 | 0 | 0 | 0.89173
NEISO_2_NYISO_A-F | NEISO | NYISO_A-F | 2030 | B2 | 25 | 0 | 600 | 0 | 0 | 174.36 | 0 | 0 | 0 | 0 | 0 | 0 | 0 | 0.89173
NEISO_2_NYISO_A-F | NEISO | NYISO_A-F | 2030 | B3 | 75 | 0 | 600 | 600 | 0 | 490.17 | 0 | 0 | 0.98521 | 0 | 0 | 0.030788 | 0 | 0.89173
NEISO_2_NYISO_A-F | NEISO | NYISO_A-F | 2030 | B4 | 100 | 0 | 600 | 600 | 0 | 600 | 0 | 229.75 | 9.3536 | 0 | 0.8309 | 0.38973 | 0 | 0.89173
NEISO_2_NYISO_A-F | NEISO | NYISO_A-F | 2030 | B5 | 200 | 0 | 600 | 600 | 0 | 600 | 0 | 232.13 | 10.6355 | 0 | 0.8309 | 0.88629 | 0 | 0.89173
NEISO_2_NYISO_A-F | NEISO | NYISO_A-F | 2030 | B6 | 300 | 0 | 600 | 600 | 0 | 600 | 0 | 1646.16 | 9.0093 | 0 | 0.8309 | 1.1262 | 0 | 0.89173
NEISO_2_NYISO_A-F | NEISO | NYISO_A-F | 2030 | B7 | 400 | 0 | 600 | 600 | 0 | 600 | 0 | 2731.62 | 3.7391 | 0 | 0.8309 | 0.62318 | 0 | 0.89173
NEISO_2_NYISO_A-F | NEISO | NYISO_A-F | 2030 | B8 | 500 | 0 | 600 | 600 | 0 | 600 | 0 | 1656.1 | 2.2316 | 0 | 0.8309 | 0.46491 | 0 | 0.89173
NEISO_2_NYISO_A-F | NEISO | NYISO_A-F | 2030 | B9 | 800 | 0 | 600 | 0 | 0 | 600 | 0 | 0 | 0 | 0 | 0.05935 | 0 | 0 | 0.89173
NEISO_2_NYISO_A-F | NEISO | NYISO_A-F | 2030 | B10 | 1262 | 0 | 600 | 0 | 0 | 600 | 0 | 0 | 0 | 0 | 0.05935 | 0 | 0 | 0.89173
NEISO_2_NYISO_A-F | NEISO | NYISO_A-F | 2030 | B11 | 25 | 0 | 600 | 600 | 0 | 600 | 0 | 0 | 0.13057 | 0 | 0.13057 | 0.0013601 | 0 | 0.89173
NEISO_2_NYISO_A-F | NEISO | NYISO_A-F | 2030 | B12 | 200 | 0 | 600 | 600 | 0 | 600 | 0 | 0 | 0.14244 | 0 | 0.13057 | 0.01187 | 0 | 0.89173
NEISO_2_NYISO_A-F | NEISO | NYISO_A-F | 2030 | B13 | 600 | 0 | 600 | 600 | 0 | 166.38 | 0 | 0 | 0.13057 | 0 | 0 | 0.032643 | 0 | 0.89173
NEISO_2_NYISO_A-F | NEISO | NYISO_A-F | 2030 | B14 | 900 | 0 | 600 | 107.37 | 0 | 0 | 0 | 0 | 0 | 0 | 0 | 0 | 0 | 0.89173
NEISO_2_NYISO_A-F | NEISO | NYISO_A-F | 2030 | B15 | 1203 | 0 | 600 | 0 | 0 | 0 | 0 | 0 | 0 | 0 | 0 | 0 | 0 | 0.89173
NEISO_2_NYISO_A-F | NEISO | NYISO_A-F | 2030 | B16 | 25 | 0 | 600 | 0 | 0 | 0 | 0 | 0 | 0 | 0 | 0 | 0 | 0 | 0.89173
NEISO_2_NYISO_A-F | NEISO | NYISO_A-F | 2030 | B17 | 100 | 0 | 600 | 0 | 0 | 0 | 0 | 0 | 0 | 0 | 0 | 0 | 0 | 0.89173
NEISO_2_NYISO_A-F | NEISO | NYISO_A-F | 2030 | B18 | 400 | 0 | 600 | 0 | 0 | 0 | 0 | 0 | 0 | 0 | 0 | 0 | 0 | 0.89173
NEISO_2_NYISO_A-F | NEISO | NYISO_A-F | 2030 | B19 | 700 | 0 | 600 | 0 | 0 | 0 | 0 | 0 | 0 | 0 | 0 | 0 | 0 | 0.89173
NEISO_2_NYISO_A-F | NEISO | NYISO_A-F | 2030 | B20 | 935 | 0 | 600 | 0 | 0 | 0 | 0 | 0 | 0 | 0 | 0 | 0 | 0 | 0.89173
NEISO_2_NYISO_A-F | NEISO | NYISO_A-F | 2035 | B1 | 10 | 0 | 600 | 0 | 0 | 0 | 0 | 0 | 0 | 0 | 0 | 0 | 0 | 0.64215
NEISO_2_NYISO_A-F | NEISO | NYISO_A-F | 2035 | B2 | 25 | 0 | 600 | 0 | 0 | 0 | 0 | 0 | 0 | 0 | 0 | 0 | 0 | 0.64215
NEISO_2_NYISO_A-F | NEISO | NYISO_A-F | 2035 | B3 | 75 | 0 | 600 | 550.77 | 0 | 600 | 0 | 960.39 | 0 | 0 | 0.65285 | 0 | 0 | 0.64215
NEISO_2_NYISO_A-F | NEISO | NYISO_A-F | 2035 | B4 | 100 | 0 | 600 | 600 | 0 | 600 | 0 | 2200.1 | 2.2909 | 0 | 0.65285 | 0.035164 | 0 | 0.64215
NEISO_2_NYISO_A-F | NEISO | NYISO_A-F | 2035 | B5 | 200 | 0 | 600 | 600 | 0 | 600 | 0 | 1865.19 | 9.9352 | 0 | 0.65285 | 0.30499 | 0 | 0.64215
NEISO_2_NYISO_A-F | NEISO | NYISO_A-F | 2035 | B6 | 300 | 0 | 600 | 600 | 0 | 600 | 0 | 2429.6 | 12.0006 | 0 | 0.65285 | 0.5526 | 0 | 0.64215
NEISO_2_NYISO_A-F | NEISO | NYISO_A-F | 2035 | B7 | 400 | 0 | 600 | 600 | 0 | 600 | 0 | 2370.41 | 7.0745 | 0 | 0.65285 | 0.43435 | 0 | 0.64215
NEISO_2_NYISO_A-F | NEISO | NYISO_A-F | 2035 | B8 | 500 | 0 | 600 | 600 | 0 | 600 | 0 | 2292.05 | 2.7776 | 0 | 0.65285 | 0.21317 | 0 | 0.64215
NEISO_2_NYISO_A-F | NEISO | NYISO_A-F | 2035 | B9 | 800 | 0 | 600 | 600 | 0 | 600 | 0 | 1731.81 | 2.0654 | 0 | 0.65285 | 0.25362 | 0 | 0.64215
NEISO_2_NYISO_A-F | NEISO | NYISO_A-F | 2035 | B10 | 1262 | 0 | 600 | 600 | 0 | 600 | 0 | 956.46 | 2.0654 | 0 | 0.65285 | 0.40008 | 0 | 0.64215
NEISO_2_NYISO_A-F | NEISO | NYISO_A-F | 2035 | B11 | 25 | 0 | 600 | 600 | 0 | 600 | 0 | 2600.9 | 9.0806 | 0 | 0.65285 | 0.034845 | 0 | 0.64215
NEISO_2_NYISO_A-F | NEISO | NYISO_A-F | 2035 | B12 | 200 | 0 | 600 | 600 | 0 | 600 | 0 | 2058.24 | 4.8786 | 0 | 0.65285 | 0.14976 | 0 | 0.64215
NEISO_2_NYISO_A-F | NEISO | NYISO_A-F | 2035 | B13 | 600 | 0 | 600 | 600 | 0 | 600 | 0 | 245.56 | 0.4748 | 0 | 0.65285 | 0.043727 | 0 | 0.64215
NEISO_2_NYISO_A-F | NEISO | NYISO_A-F | 2035 | B14 | 900 | 0 | 600 | 600 | 0 | 600 | 0 | 0 | 0.43919 | 0 | 0.4748 | 0.060671 | 0 | 0.64215
NEISO_2_NYISO_A-F | NEISO | NYISO_A-F | 2035 | B15 | 1203 | 0 | 600 | 600 | 0 | 600 | 0 | 0 | 0.43919 | 0 | 0.43919 | 0.081097 | 0 | 0.64215
NEISO_2_NYISO_A-F | NEISO | NYISO_A-F | 2035 | B16 | 25 | 0 | 600 | 600 | 0 | 600 | 0 | 748.66 | 1.1751 | 0 | 0.65285 | 0.0045093 | 0 | 0.64215
NEISO_2_NYISO_A-F | NEISO | NYISO_A-F | 2035 | B17 | 100 | 0 | 600 | 477.76 | 0 | 600 | 0 | 0 | 0 | 0 | 0.4748 | 0 | 0 | 0.64215
NEISO_2_NYISO_A-F | NEISO | NYISO_A-F | 2035 | B18 | 400 | 0 | 600 | 0 | 0 | 154.17 | 0 | 0 | 0 | 0 | 0 | 0 | 0 | 0.64215
NEISO_2_NYISO_A-F | NEISO | NYISO_A-F | 2035 | B19 | 700 | 0 | 600 | 0 | 0 | 0 | 0 | 0 | 0 | 0 | 0 | 0 | 0 | 0.64215
NEISO_2_NYISO_A-F | NEISO | NYISO_A-F | 2035 | B20 | 935 | 0 | 600 | 0 | 0 | 0 | 0 | 0 | 0 | 0 | 0 | 0 | 0 | 0.64215
NEISO_2_NYISO_A-F | NEISO | NYISO_A-F | 2040 | B1 | 10 | 0 | 600 | 0 | 0 | 408.6 | 0 | 0 | 0 | 0 | 0 | 0 | 0 | 0.78352
NEISO_2_NYISO_A-F | NEISO | NYISO_A-F | 2040 | B2 | 25 | 0 | 600 | 0 | 0 | 600 | 0 | 309.98 | 0 | 0 | 1.187 | 0 | 0 | 0.78352
NEISO_2_NYISO_A-F | NEISO | NYISO_A-F | 2040 | B3 | 75 | 0 | 600 | 600 | 0 | 600 | 0 | 746.56 | 3.0625 | 0 | 1.187 | 0.034853 | 0 | 0.78352
NEISO_2_NYISO_A-F | NEISO | NYISO_A-F | 2040 | B4 | 100 | 0 | 600 | 600 | 0 | 600 | 0 | 1997.87 | 5.5077 | 0 | 1.187 | 0.083576 | 0 | 0.78352
NEISO_2_NYISO_A-F | NEISO | NYISO_A-F | 2040 | B5 | 200 | 0 | 600 | 600 | 0 | 600 | 0 | 2938.71 | 11.3002 | 0 | 1.187 | 0.34295 | 0 | 0.78352
NEISO_2_NYISO_A-F | NEISO | NYISO_A-F | 2040 | B6 | 300 | 0 | 600 | 600 | 0 | 600 | 0 | 3151.45 | 13.7217 | 0 | 1.187 | 0.62466 | 0 | 0.78352
NEISO_2_NYISO_A-F | NEISO | NYISO_A-F | 2040 | B7 | 400 | 0 | 600 | 600 | 0 | 600 | 0 | 2859.54 | 3.383 | 0 | 1.187 | 0.20534 | 0 | 0.78352
NEISO_2_NYISO_A-F | NEISO | NYISO_A-F | 2040 | B8 | 500 | 0 | 600 | 600 | 0 | 600 | 0 | 2003.34 | 3.383 | 0 | 1.187 | 0.25667 | 0 | 0.78352
NEISO_2_NYISO_A-F | NEISO | NYISO_A-F | 2040 | B9 | 800 | 0 | 600 | 600 | 0 | 600 | 0 | 2003.45 | 3.383 | 0 | 1.187 | 0.41068 | 0 | 0.78352
NEISO_2_NYISO_A-F | NEISO | NYISO_A-F | 2040 | B10 | 1262 | 0 | 600 | 600 | 0 | 600 | 0 | 1527.94 | 3.383 | 0 | 1.187 | 0.64784 | 0 | 0.78352
NEISO_2_NYISO_A-F | NEISO | NYISO_A-F | 2040 | B11 | 25 | 0 | 600 | 600 | 0 | 600 | 0 | 3147.24 | 5.567 | 0 | 1.187 | 0.021119 | 0 | 0.78352
NEISO_2_NYISO_A-F | NEISO | NYISO_A-F | 2040 | B12 | 200 | 0 | 600 | 600 | 0 | 600 | 0 | 3222.57 | 5.567 | 0 | 1.187 | 0.16895 | 0 | 0.78352
NEISO_2_NYISO_A-F | NEISO | NYISO_A-F | 2040 | B13 | 600 | 0 | 600 | 600 | 0 | 600 | 0 | 1980.87 | 0.85464 | 0 | 1.187 | 0.077812 | 0 | 0.78352
NEISO_2_NYISO_A-F | NEISO | NYISO_A-F | 2040 | B14 | 900 | 0 | 600 | 600 | 0 | 600 | 0 | 424.26 | 0.79529 | 0 | 1.187 | 0.10861 | 0 | 0.78352
NEISO_2_NYISO_A-F | NEISO | NYISO_A-F | 2040 | B15 | 1203 | 0 | 600 | 600 | 0 | 600 | 0 | 0 | 0.79529 | 0 | 0.87838 | 0.14518 | 0 | 0.78352
NEISO_2_NYISO_A-F | NEISO | NYISO_A-F | 2040 | B16 | 25 | 0 | 600 | 600 | 0 | 600 | 0 | 787.92 | 1.5312 | 0 | 1.187 | 0.0058089 | 0 | 0.78352
NEISO_2_NYISO_A-F | NEISO | NYISO_A-F | 2040 | B17 | 100 | 0 | 600 | 512.21 | 0 | 600 | 0 | 881.96 | 0 | 0 | 1.187 | 0 | 0 | 0.78352
NEISO_2_NYISO_A-F | NEISO | NYISO_A-F | 2040 | B18 | 400 | 0 | 600 | 142.06 | 0 | 600 | 0 | 80.96 | 0 | 0 | 1.187 | 0 | 0 | 0.78352
NEISO_2_NYISO_A-F | NEISO | NYISO_A-F | 2040 | B19 | 700 | 0 | 600 | 0 | 0 | 0 | 0 | 0 | 0 | 0 | 0 | 0 | 0 | 0.78352
NEISO_2_NYISO_A-F | NEISO | NYISO_A-F | 2040 | B20 | 935 | 0 | 600 | 0 | 0 | 0 | 0 | 0 | 0 | 0 | 0 | 0 | 0 | 0.78352
NEISO_2_NYISO_A-F | NEISO | NYISO_A-F | 2045 | B1 | 10 | 0 | 600 | 0 | 0 | 600 | 0 | 54.34 | 0 | 0 | 1.8755 | 0 | 0 | 1.0175
NEISO_2_NYISO_A-F | NEISO | NYISO_A-F | 2045 | B2 | 25 | 0 | 600 | 0 | 0 | 600 | 0 | 558.2 | 0 | 0 | 1.8755 | 0 | 0 | 1.0175
NEISO_2_NYISO_A-F | NEISO | NYISO_A-F | 2045 | B3 | 75 | 0 | 600 | 0 | 0 | 600 | 0 | 543.84 | 0 | 0 | 1.8755 | 0 | 0 | 1.0175
NEISO_2_NYISO_A-F | NEISO | NYISO_A-F | 2045 | B4 | 100 | 0 | 600 | 600 | 0 | 600 | 0 | 1799.18 | 7.0745 | 0 | 1.8755 | 0.10085 | 0 | 1.0175
NEISO_2_NYISO_A-F | NEISO | NYISO_A-F | 2045 | B5 | 200 | 0 | 600 | 600 | 0 | 600 | 0 | 2862.11 | 3.466 | 0 | 1.8755 | 0.098818 | 0 | 1.0175
NEISO_2_NYISO_A-F | NEISO | NYISO_A-F | 2045 | B6 | 300 | 0 | 600 | 600 | 0 | 600 | 0 | 2711.51 | 15.0986 | 0 | 1.8755 | 0.6457 | 0 | 1.0175
NEISO_2_NYISO_A-F | NEISO | NYISO_A-F | 2045 | B7 | 400 | 0 | 600 | 600 | 0 | 600 | 0 | 2539.48 | 8.8313 | 0 | 1.8755 | 0.50357 | 0 | 1.0175
NEISO_2_NYISO_A-F | NEISO | NYISO_A-F | 2045 | B8 | 500 | 0 | 600 | 600 | 0 | 600 | 0 | 1415.53 | 3.929 | 0 | 1.8755 | 0.28004 | 0 | 1.0175
NEISO_2_NYISO_A-F | NEISO | NYISO_A-F | 2045 | B9 | 800 | 0 | 600 | 600 | 0 | 600 | 0 | 2702.48 | 3.929 | 0 | 1.8755 | 0.44807 | 0 | 1.0175
NEISO_2_NYISO_A-F | NEISO | NYISO_A-F | 2045 | B10 | 1262 | 0 | 600 | 600 | 0 | 600 | 0 | 2310.5 | 3.929 | 0 | 1.8755 | 0.70682 | 0 | 1.0175
NEISO_2_NYISO_A-F | NEISO | NYISO_A-F | 2045 | B11 | 25 | 0 | 600 | 600 | 0 | 600 | 0 | 2262.12 | 6.1487 | 0 | 1.8755 | 0.021913 | 0 | 1.0175
NEISO_2_NYISO_A-F | NEISO | NYISO_A-F | 2045 | B12 | 200 | 0 | 600 | 600 | 0 | 600 | 0 | 3239.49 | 7.8105 | 0 | 1.8755 | 0.22268 | 0 | 1.0175
NEISO_2_NYISO_A-F | NEISO | NYISO_A-F | 2045 | B13 | 600 | 0 | 600 | 600 | 0 | 600 | 0 | 2698.29 | 6.1487 | 0 | 1.8755 | 0.5259 | 0 | 1.0175
NEISO_2_NYISO_A-F | NEISO | NYISO_A-F | 2045 | B14 | 900 | 0 | 600 | 600 | 0 | 600 | 0 | 1068.97 | 1.1158 | 0 | 1.8755 | 0.14315 | 0 | 1.0175
NEISO_2_NYISO_A-F | NEISO | NYISO_A-F | 2045 | B15 | 1203 | 0 | 600 | 600 | 0 | 600 | 0 | 78.3 | 1.1158 | 0 | 1.8755 | 0.19134 | 0 | 1.0175
NEISO_2_NYISO_A-F | NEISO | NYISO_A-F | 2045 | B16 | 25 | 0 | 600 | 600 | 0 | 600 | 0 | 848.05 | 15.1817 | 0 | 1.8755 | 0.054105 | 0 | 1.0175
NEISO_2_NYISO_A-F | NEISO | NYISO_A-F | 2045 | B17 | 100 | 0 | 600 | 600 | 0 | 600 | 0 | 452.06 | 1.7805 | 0 | 1.8755 | 0.025381 | 0 | 1.0175
NEISO_2_NYISO_A-F | NEISO | NYISO_A-F | 2045 | B18 | 400 | 0 | 600 | 600 | 0 | 600 | 0 | 0 | 1.7805 | 0 | 1.7805 | 0.10153 | 0 | 1.0175
NEISO_2_NYISO_A-F | NEISO | NYISO_A-F | 2045 | B19 | 700 | 0 | 600 | 106.3 | 0 | 600 | 0 | 0 | 0 | 0 | 1.0802 | 0 | 0 | 1.0175
NEISO_2_NYISO_A-F | NEISO | NYISO_A-F | 2045 | B20 | 935 | 0 | 600 | 0 | 0 | 0 | 0 | 0 | 0 | 0 | 0 | 0 | 0 | 1.0175
NEISO_2_NYISO_A-F | NEISO | NYISO_A-F | 2050 | B1 | 10 | 0 | 600 | 0 | 0 | 600 | 0 | 0 | 0 | 0 | 0.86651 | 0 | 0 | 0.78654
NEISO_2_NYISO_A-F | NEISO | NYISO_A-F | 2050 | B2 | 25 | 0 | 600 | 336.03 | 0 | 600 | 0 | 0 | 0 | 0 | 0.86651 | 0 | 0 | 0.78654
NEISO_2_NYISO_A-F | NEISO | NYISO_A-F | 2050 | B3 | 75 | 0 | 600 | 34.7 | 0 | 600 | 0 | 0 | 0 | 0 | 0.89025 | 0 | 0 | 0.78654
NEISO_2_NYISO_A-F | NEISO | NYISO_A-F | 2050 | B4 | 100 | 0 | 600 | 47.17 | 0 | 600 | 0 | 0 | 0 | 0 | 0.86651 | 0 | 0 | 0.78654
NEISO_2_NYISO_A-F | NEISO | NYISO_A-F | 2050 | B5 | 200 | 0 | 600 | 544.46 | 0 | 600 | 0 | 0 | 0 | 0 | 0.89025 | 0 | 0 | 0.78654
NEISO_2_NYISO_A-F | NEISO | NYISO_A-F | 2050 | B6 | 300 | 0 | 600 | 440.42 | 0 | 600 | 0 | 0 | 0 | 0 | 0.86651 | 0 | 0 | 0.78654
NEISO_2_NYISO_A-F | NEISO | NYISO_A-F | 2050 | B7 | 400 | 0 | 600 | 600 | 0 | 600 | 0 | 0 | 6.9083 | 0 | 0.89025 | 0.45941 | 0 | 0.78654
NEISO_2_NYISO_A-F | NEISO | NYISO_A-F | 2050 | B8 | 500 | 0 | 600 | 600 | 0 | 600 | 0 | 0 | 4.0714 | 0 | 0.89025 | 0.33844 | 0 | 0.78654
NEISO_2_NYISO_A-F | NEISO | NYISO_A-F | 2050 | B9 | 800 | 0 | 600 | 600 | 0 | 600 | 0 | 0 | 4.0714 | 0 | 0.89025 | 0.5415 | 0 | 0.78654
NEISO_2_NYISO_A-F | NEISO | NYISO_A-F | 2050 | B10 | 1262 | 0 | 600 | 600 | 0 | 600 | 0 | 1620.18 | 4.0714 | 0 | 1.2107 | 0.85422 | 0 | 0.78654
NEISO_2_NYISO_A-F | NEISO | NYISO_A-F | 2050 | B11 | 25 | 0 | 600 | 600 | 0 | 600 | 0 | 0 | 6.3742 | 0 | 0.89025 | 0.026493 | 0 | 0.78654
NEISO_2_NYISO_A-F | NEISO | NYISO_A-F | 2050 | B12 | 200 | 0 | 600 | 600 | 0 | 600 | 0 | 0 | 8.7363 | 0 | 0.89025 | 0.29048 | 0 | 0.78654
NEISO_2_NYISO_A-F | NEISO | NYISO_A-F | 2050 | B13 | 600 | 0 | 600 | 600 | 0 | 600 | 0 | 0 | 1.2701 | 0 | 0.89025 | 0.12669 | 0 | 0.78654
NEISO_2_NYISO_A-F | NEISO | NYISO_A-F | 2050 | B14 | 900 | 0 | 600 | 600 | 0 | 600 | 0 | 0 | 1.2701 | 0 | 0.89025 | 0.19004 | 0 | 0.78654
NEISO_2_NYISO_A-F | NEISO | NYISO_A-F | 2050 | B15 | 1203 | 0 | 600 | 600 | 0 | 600 | 0 | 0 | 1.2701 | 0 | 0.89025 | 0.25402 | 0 | 0.78654
NEISO_2_NYISO_A-F | NEISO | NYISO_A-F | 2050 | B16 | 25 | 0 | 600 | 600 | 0 | 600 | 0 | 0 | 3.1218 | 0 | 0.86651 | 0.012975 | 0 | 0.78654
NEISO_2_NYISO_A-F | NEISO | NYISO_A-F | 2050 | B17 | 100 | 0 | 600 | 600 | 0 | 600 | 0 | 0 | 3.1218 | 0 | 0.86651 | 0.0519 | 0 | 0.78654
NEISO_2_NYISO_A-F | NEISO | NYISO_A-F | 2050 | B18 | 400 | 0 | 600 | 177.66 | 0 | 600 | 0 | 0 | 0 | 0 | 0.15431 | 0 | 0 | 0.78654
NEISO_2_NYISO_A-F | NEISO | NYISO_A-F | 2050 | B19 | 700 | 0 | 600 | 0 | 0 | 0 | 0 | 0 | 0 | 0 | 0 | 0 | 0 | 0.78654
NEISO_2_NYISO_A-F | NEISO | NYISO_A-F | 2050 | B20 | 935 | 0 | 600 | 0 | 0 | 0 | 0 | 0 | 0 | 0 | 0 | 0 | 0 | 0.78654
NEISO_2_NYISO_G-I | NEISO | NYISO_G-I | 2015 | B1 | 10 | 0 | 600 | 0 | 0 | 0 | 0 | 0 | 0 | 0 | 0 | 0 | 0 | 1.0033
NEISO_2_NYISO_G-I | NEISO | NYISO_G-I | 2015 | B2 | 25 | 0 | 600 | 195.16 | 0 | 0 | 0 | 0 | 0 | 0 | 0 | 0 | 0 | 1.0033
NEISO_2_NYISO_G-I | NEISO | NYISO_G-I | 2015 | B3 | 75 | 0 | 600 | 0 | 0 | 329.24 | 0 | 0 | 0 | 0 | 0 | 0 | 0 | 1.0033
NEISO_2_NYISO_G-I | NEISO | NYISO_G-I | 2015 | B4 | 100 | 0 | 600 | 600 | 0 | 600 | 0 | 0 | 8.6058 | 0 | 0.80716 | 0.46518 | 0 | 1.0033
NEISO_2_NYISO_G-I | NEISO | NYISO_G-I | 2015 | B5 | 200 | 0 | 600 | 600 | 0 | 600 | 0 | 0 | 12.2973 | 0 | 0.80716 | 1.3294 | 0 | 1.0033
NEISO_2_NYISO_G-I | NEISO | NYISO_G-I | 2015 | B6 | 300 | 0 | 600 | 600 | 0 | 600 | 0 | 0 | 12.2973 | 0 | 0.80716 | 1.9942 | 0 | 1.0033
NEISO_2_NYISO_G-I | NEISO | NYISO_G-I | 2015 | B7 | 400 | 0 | 600 | 600 | 0 | 600 | 0 | 0 | 0.08309 | 0 | 0.08309 | 0.017965 | 0 | 1.0033
NEISO_2_NYISO_G-I | NEISO | NYISO_G-I | 2015 | B8 | 500 | 0 | 600 | 600 | 0 | 600 | 0 | 0 | 0.01187 | 0 | 0.08309 | 0.0032081 | 0 | 1.0033
NEISO_2_NYISO_G-I | NEISO | NYISO_G-I | 2015 | B9 | 800 | 0 | 600 | 0 | 0 | 37.28 | 0 | 0 | 0 | 0 | 0 | 0 | 0 | 1.0033
NEISO_2_NYISO_G-I | NEISO | NYISO_G-I | 2015 | B10 | 1262 | 0 | 600 | 0 | 0 | 20.1 | 0 | 0 | 0 | 0 | 0 | 0 | 0 | 1.0033
NEISO_2_NYISO_G-I | NEISO | NYISO_G-I | 2015 | B11 | 25 | 0 | 600 | 600 | 0 | 600 | 0 | 0 | 0.45106 | 0 | 0.45106 | 0.0060954 | 0 | 1.0033
NEISO_2_NYISO_G-I | NEISO | NYISO_G-I | 2015 | B12 | 200 | 0 | 600 | 600 | 0 | 600 | 0 | 0 | 0.01187 | 0 | 0.01187 | 0.0012832 | 0 | 1.0033
NEISO_2_NYISO_G-I | NEISO | NYISO_G-I | 2015 | B13 | 600 | 0 | 600 | 0 | 0 | 0 | 0 | 0 | 0 | 0 | 0 | 0 | 0 | 1.0033
NEISO_2_NYISO_G-I | NEISO | NYISO_G-I | 2015 | B14 | 900 | 0 | 600 | 0 | 0 | 0 | 0 | 0 | 0 | 0 | 0 | 0 | 0 | 1.0033
NEISO_2_NYISO_G-I | NEISO | NYISO_G-I | 2015 | B15 | 1203 | 0 | 600 | 0 | 0 | 0 | 0 | 0 | 0 | 0 | 0 | 0 | 0 | 1.0033
NEISO_2_NYISO_G-I | NEISO | NYISO_G-I | 2015 | B16 | 25 | 0 | 600 | 600 | 0 | 0 | 0 | 0 | 2.8963 | 0 | 0 | 0.039139 | 0 | 1.0033
NEISO_2_NYISO_G-I | NEISO | NYISO_G-I | 2015 | B17 | 100 | 0 | 600 | 600 | 0 | 0 | 0 | 0 | 2.8963 | 0 | 0 | 0.15656 | 0 | 1.0033
NEISO_2_NYISO_G-I | NEISO | NYISO_G-I | 2015 | B18 | 400 | 0 | 600 | 542.66 | 0 | 0 | 0 | 0 | 0 | 0 | 0 | 0 | 0 | 1.0033
NEISO_2_NYISO_G-I | NEISO | NYISO_G-I | 2015 | B19 | 700 | 0 | 600 | 0 | 0 | 0 | 0 | 0 | 0 | 0 | 0 | 0 | 0 | 1.0033
NEISO_2_NYISO_G-I | NEISO | NYISO_G-I | 2015 | B20 | 935 | 0 | 600 | 0 | 0 | 0 | 0 | 0 | 0 | 0 | 0 | 0 | 0 | 1.0033
NEISO_2_NYISO_G-I | NEISO | NYISO_G-I | 2020 | B1 | 10 | 0 | 600 | 0 | 0 | 0 | 0 | 0 | 0 | 0 | 0 | 0 | 0 | 1.536
NEISO_2_NYISO_G-I | NEISO | NYISO_G-I | 2020 | B2 | 25 | 0 | 600 | 176.82 | 0 | 0 | 0 | 0 | 0 | 0 | 0 | 0 | 0 | 1.536
NEISO_2_NYISO_G-I | NEISO | NYISO_G-I | 2020 | B3 | 75 | 0 | 600 | 600 | 0 | 600 | 0 | 0 | 2.3146 | 0 | 1.1514 | 0.10683 | 0 | 1.536
NEISO_2_NYISO_G-I | NEISO | NYISO_G-I | 2020 | B4 | 100 | 0 | 600 | 600 | 0 | 600 | 0 | 0 | 6.7778 | 0 | 1.1514 | 0.41709 | 0 | 1.536
NEISO_2_NYISO_G-I | NEISO | NYISO_G-I | 2020 | B5 | 200 | 0 | 600 | 600 | 0 | 600 | 0 | 0 | 11.3359 | 0 | 1.1514 | 1.3952 | 0 | 1.536
NEISO_2_NYISO_G-I | NEISO | NYISO_G-I | 2020 | B6 | 300 | 0 | 600 | 600 | 0 | 600 | 0 | 0 | 11.3359 | 0 | 1.1514 | 2.0928 | 0 | 1.536
NEISO_2_NYISO_G-I | NEISO | NYISO_G-I | 2020 | B7 | 400 | 0 | 600 | 600 | 0 | 600 | 0 | 0 | 6.3979 | 0 | 1.1514 | 1.5749 | 0 | 1.536
NEISO_2_NYISO_G-I | NEISO | NYISO_G-I | 2020 | B8 | 500 | 0 | 600 | 306.56 | 0 | 472.2 | 0 | 0 | 0 | 0 | 0 | 0 | 0 | 1.536
NEISO_2_NYISO_G-I | NEISO | NYISO_G-I | 2020 | B9 | 800 | 0 | 600 | 0 | 0 | 0 | 0 | 0 | 0 | 0 | 0 | 0 | 0 | 1.536
NEISO_2_NYISO_G-I | NEISO | NYISO_G-I | 2020 | B10 | 1262 | 0 | 600 | 0 | 0 | 0 | 0 | 0 | 0 | 0 | 0 | 0 | 0 | 1.536
NEISO_2_NYISO_G-I | NEISO | NYISO_G-I | 2020 | B11 | 25 | 0 | 600 | 600 | 0 | 600 | 0 | 0 | 5.5552 | 0 | 1.1514 | 0.085464 | 0 | 1.536
NEISO_2_NYISO_G-I | NEISO | NYISO_G-I | 2020 | B12 | 200 | 0 | 600 | 0 | 0 | 0 | 0 | 0 | 0 | 0 | 0 | 0 | 0 | 1.536
NEISO_2_NYISO_G-I | NEISO | NYISO_G-I | 2020 | B13 | 600 | 0 | 600 | 0 | 0 | 0 | 0 | 0 | 0 | 0 | 0 | 0 | 0 | 1.536
NEISO_2_NYISO_G-I | NEISO | NYISO_G-I | 2020 | B14 | 900 | 0 | 600 | 0 | 0 | 0 | 0 | 0 | 0 | 0 | 0 | 0 | 0 | 1.536
NEISO_2_NYISO_G-I | NEISO | NYISO_G-I | 2020 | B15 | 1203 | 0 | 600 | 0 | 0 | 0 | 0 | 0 | 0 | 0 | 0 | 0 | 0 | 1.536
NEISO_2_NYISO_G-I | NEISO | NYISO_G-I | 2020 | B16 | 25 | 0 | 600 | 600 | 0 | 0 | 0 | 0 | 8.9144 | 0 | 0 | 0.13714 | 0 | 1.536
NEISO_2_NYISO_G-I | NEISO | NYISO_G-I | 2020 | B17 | 100 | 0 | 600 | 600 | 0 | 0 | 0 | 0 | 1.733 | 0 | 0 | 0.10665 | 0 | 1.536
NEISO_2_NYISO_G-I | NEISO | NYISO_G-I | 2020 | B18 | 400 | 0 | 600 | 600 | 0 | 0 | 0 | 0 | 0.92586 | 0 | 0 | 0.2279 | 0 | 1.536
NEISO_2_NYISO_G-I | NEISO | NYISO_G-I | 2020 | B19 | 700 | 0 | 600 | 0 | 0 | 0 | 0 | 0 | 0 | 0 | 0 | 0 | 0 | 1.536
NEISO_2_NYISO_G-I | NEISO | NYISO_G-I | 2020 | B20 | 935 | 0 | 600 | 0 | 0 | 0 | 0 | 0 | 0 | 0 | 0 | 0 | 0 | 1.536
NEISO_2_NYISO_G-I | NEISO | NYISO_G-I | 2025 | B1 | 10 | 0 | 600 | 11.41 | 0 | 367.86 | 0 | 0 | 0 | 0 | 0 | 0 | 0 | 0.83111
NEISO_2_NYISO_G-I | NEISO | NYISO_G-I | 2025 | B2 | 25 | 0 | 600 | 579.87 | 0 | 600 | 0 | 0 | 0 | 0 | 0.70033 | 0 | 0 | 0.83111
NEISO_2_NYISO_G-I | NEISO | NYISO_G-I | 2025 | B3 | 75 | 0 | 600 | 600 | 0 | 600 | 0 | 0 | 3.4304 | 0 | 0.70033 | 0.061448 | 0 | 0.83111
NEISO_2_NYISO_G-I | NEISO | NYISO_G-I | 2025 | B4 | 100 | 0 | 600 | 600 | 0 | 600 | 0 | 0 | 12.2024 | 0 | 0.70033 | 0.29143 | 0 | 0.83111
NEISO_2_NYISO_G-I | NEISO | NYISO_G-I | 2025 | B5 | 200 | 0 | 600 | 600 | 0 | 600 | 0 | 0 | 12.1786 | 0 | 0.70033 | 0.58173 | 0 | 0.83111
NEISO_2_NYISO_G-I | NEISO | NYISO_G-I | 2025 | B6 | 300 | 0 | 600 | 600 | 0 | 600 | 0 | 0 | 12.1786 | 0 | 0.70033 | 0.8726 | 0 | 0.83111
NEISO_2_NYISO_G-I | NEISO | NYISO_G-I | 2025 | B7 | 400 | 0 | 600 | 600 | 0 | 600 | 0 | 0 | 9.4841 | 0 | 0.70033 | 0.90605 | 0 | 0.83111
NEISO_2_NYISO_G-I | NEISO | NYISO_G-I | 2025 | B8 | 500 | 0 | 600 | 600 | 0 | 600 | 0 | 0 | 1.5668 | 0 | 0.70033 | 0.18711 | 0 | 0.83111
NEISO_2_NYISO_G-I | NEISO | NYISO_G-I | 2025 | B9 | 800 | 0 | 600 | 600 | 0 | 600 | 0 | 0 | 0.01187 | 0 | 0.01187 | 0.002268 | 0 | 0.83111
NEISO_2_NYISO_G-I | NEISO | NYISO_G-I | 2025 | B10 | 1262 | 0 | 600 | 600 | 0 | 600 | 0 | 0 | 0.01187 | 0 | 0.01187 | 0.0035777 | 0 | 0.83111
NEISO_2_NYISO_G-I | NEISO | NYISO_G-I | 2025 | B11 | 25 | 0 | 600 | 600 | 0 | 600 | 0 | 0 | 13.6742 | 0 | 0.70033 | 0.081647 | 0 | 0.83111
NEISO_2_NYISO_G-I | NEISO | NYISO_G-I | 2025 | B12 | 200 | 0 | 600 | 0 | 0 | 0 | 0 | 0 | 0 | 0 | 0 | 0 | 0 | 0.83111
NEISO_2_NYISO_G-I | NEISO | NYISO_G-I | 2025 | B13 | 600 | 0 | 600 | 0 | 0 | 0 | 0 | 0 | 0 | 0 | 0 | 0 | 0 | 0.83111
NEISO_2_NYISO_G-I | NEISO | NYISO_G-I | 2025 | B14 | 900 | 0 | 600 | 0 | 0 | 0 | 0 | 0 | 0 | 0 | 0 | 0 | 0 | 0.83111
NEISO_2_NYISO_G-I | NEISO | NYISO_G-I | 2025 | B15 | 1203 | 0 | 600 | 0 | 0 | 0 | 0 | 0 | 0 | 0 | 0 | 0 | 0 | 0.83111
NEISO_2_NYISO_G-I | NEISO | NYISO_G-I | 2025 | B16 | 25 | 0 | 600 | 600 | 0 | 224.67 | 0 | 0 | 3.9052 | 0 | 0 | 0.023318 | 0 | 0.83111
NEISO_2_NYISO_G-I | NEISO | NYISO_G-I | 2025 | B17 | 100 | 0 | 600 | 600 | 0 | 0 | 0 | 0 | 3.7628 | 0 | 0 | 0.089868 | 0 | 0.83111
NEISO_2_NYISO_G-I | NEISO | NYISO_G-I | 2025 | B18 | 400 | 0 | 600 | 600 | 0 | 0 | 0 | 0 | 2.3384 | 0 | 0 | 0.2234 | 0 | 0.83111
NEISO_2_NYISO_G-I | NEISO | NYISO_G-I | 2025 | B19 | 700 | 0 | 600 | 28.69 | 0 | 0 | 0 | 0 | 0 | 0 | 0 | 0 | 0 | 0.83111
NEISO_2_NYISO_G-I | NEISO | NYISO_G-I | 2025 | B20 | 935 | 0 | 600 | 0 | 0 | 0 | 0 | 0 | 0 | 0 | 0 | 0 | 0 | 0.83111
NEISO_2_NYISO_G-I | NEISO | NYISO_G-I | 2030 | B1 | 10 | 0 | 600 | 600 | 0 | 600 | 0 | 0 | 5.8163 | 0 | 1.2107 | 0.012549 | 0 | 0.75915
NEISO_2_NYISO_G-I | NEISO | NYISO_G-I | 2030 | B2 | 25 | 0 | 600 | 563.52 | 0 | 600 | 0 | 0 | 0 | 0 | 1.2107 | 0 | 0 | 0.75915
NEISO_2_NYISO_G-I | NEISO | NYISO_G-I | 2030 | B3 | 75 | 0 | 600 | 600 | 0 | 600 | 0 | 0 | 6.8371 | 0 | 1.2107 | 0.11063 | 0 | 0.75915
NEISO_2_NYISO_G-I | NEISO | NYISO_G-I | 2030 | B4 | 100 | 0 | 600 | 600 | 0 | 600 | 0 | 0 | 10.8017 | 0 | 1.2107 | 0.23305 | 0 | 0.75915
NEISO_2_NYISO_G-I | NEISO | NYISO_G-I | 2030 | B5 | 200 | 0 | 600 | 600 | 0 | 600 | 0 | 0 | 12.8196 | 0 | 1.2107 | 0.55317 | 0 | 0.75915
NEISO_2_NYISO_G-I | NEISO | NYISO_G-I | 2030 | B6 | 300 | 0 | 600 | 600 | 0 | 600 | 0 | 0 | 12.8196 | 0 | 1.2107 | 0.82975 | 0 | 0.75915
NEISO_2_NYISO_G-I | NEISO | NYISO_G-I | 2030 | B7 | 400 | 0 | 600 | 600 | 0 | 600 | 0 | 0 | 7.7392 | 0 | 1.2107 | 0.6679 | 0 | 0.75915
NEISO_2_NYISO_G-I | NEISO | NYISO_G-I | 2030 | B8 | 500 | 0 | 600 | 600 | 0 | 600 | 0 | 0 | 2.2434 | 0 | 1.2107 | 0.24201 | 0 | 0.75915
NEISO_2_NYISO_G-I | NEISO | NYISO_G-I | 2030 | B9 | 800 | 0 | 600 | 600 | 0 | 600 | 0 | 0 | 0.01187 | 0 | 0.07122 | 0.0020488 | 0 | 0.75915
NEISO_2_NYISO_G-I | NEISO | NYISO_G-I | 2030 | B10 | 1262 | 0 | 600 | 209.05 | 0 | 600 | 0 | 0 | 0 | 0 | 0.07122 | 0 | 0 | 0.75915
NEISO_2_NYISO_G-I | NEISO | NYISO_G-I | 2030 | B11 | 25 | 0 | 600 | 600 | 0 | 600 | 0 | 0 | 8.0241 | 0 | 0.15431 | 0.04328 | 0 | 0.75915
NEISO_2_NYISO_G-I | NEISO | NYISO_G-I | 2030 | B12 | 200 | 0 | 600 | 600 | 0 | 600 | 0 | 0 | 0.15431 | 0 | 0.15431 | 0.0066585 | 0 | 0.75915
NEISO_2_NYISO_G-I | NEISO | NYISO_G-I | 2030 | B13 | 600 | 0 | 600 | 600 | 0 | 600 | 0 | 0 | 0.15431 | 0 | 0.01187 | 0.019975 | 0 | 0.75915
NEISO_2_NYISO_G-I | NEISO | NYISO_G-I | 2030 | B14 | 900 | 0 | 600 | 600 | 0 | 0 | 0 | 0 | 0.01187 | 0 | 0 | 0.0023049 | 0 | 0.75915
NEISO_2_NYISO_G-I | NEISO | NYISO_G-I | 2030 | B15 | 1203 | 0 | 600 | 0 | 0 | 0 | 0 | 0 | 0 | 0 | 0 | 0 | 0 | 0.75915
NEISO_2_NYISO_G-I | NEISO | NYISO_G-I | 2030 | B16 | 25 | 0 | 600 | 600 | 0 | 600 | 0 | 0 | 2.7657 | 0 | 0.17805 | 0.014918 | 0 | 0.75915
NEISO_2_NYISO_G-I | NEISO | NYISO_G-I | 2030 | B17 | 100 | 0 | 600 | 600 | 0 | 0 | 0 | 0 | 2.7657 | 0 | 0 | 0.05967 | 0 | 0.75915
NEISO_2_NYISO_G-I | NEISO | NYISO_G-I | 2030 | B18 | 400 | 0 | 600 | 600 | 0 | 0 | 0 | 0 | 2.7657 | 0 | 0 | 0.23868 | 0 | 0.75915
NEISO_2_NYISO_G-I | NEISO | NYISO_G-I | 2030 | B19 | 700 | 0 | 600 | 520.03 | 0 | 0 | 0 | 0 | 0 | 0 | 0 | 0 | 0 | 0.75915
NEISO_2_NYISO_G-I | NEISO | NYISO_G-I | 2030 | B20 | 935 | 0 | 600 | 0 | 0 | 0 | 0 | 0 | 0 | 0 | 0 | 0 | 0 | 0.75915
NEISO_2_NYISO_G-I | NEISO | NYISO_G-I | 2035 | B1 | 10 | 0 | 600 | 0 | 0 | 95.06 | 0 | 0 | 0 | 0 | 0 | 0 | 0 | 0.62613
NEISO_2_NYISO_G-I | NEISO | NYISO_G-I | 2035 | B2 | 25 | 0 | 600 | 0 | 0 | 589.52 | 0 | 0 | 0 | 0 | 0 | 0 | 0 | 0.62613
NEISO_2_NYISO_G-I | NEISO | NYISO_G-I | 2035 | B3 | 75 | 0 | 600 | 600 | 0 | 600 | 0 | 0 | 0.01187 | 0 | 0.66472 | 0.00013307 | 0 | 0.62613
NEISO_2_NYISO_G-I | NEISO | NYISO_G-I | 2035 | B4 | 100 | 0 | 600 | 600 | 0 | 600 | 0 | 0 | 2.3028 | 0 | 1.092 | 0.034421 | 0 | 0.62613
NEISO_2_NYISO_G-I | NEISO | NYISO_G-I | 2035 | B5 | 200 | 0 | 600 | 600 | 0 | 600 | 0 | 0 | 9.9471 | 0 | 2.7182 | 0.29737 | 0 | 0.62613
NEISO_2_NYISO_G-I | NEISO | NYISO_G-I | 2035 | B6 | 300 | 0 | 600 | 600 | 0 | 600 | 0 | 0 | 12.0124 | 0 | 4.1901 | 0.53867 | 0 | 0.62613
NEISO_2_NYISO_G-I | NEISO | NYISO_G-I | 2035 | B7 | 400 | 0 | 600 | 600 | 0 | 600 | 0 | 0 | 7.0864 | 0 | 4.1901 | 0.4237 | 0 | 0.62613
NEISO_2_NYISO_G-I | NEISO | NYISO_G-I | 2035 | B8 | 500 | 0 | 600 | 600 | 0 | 600 | 0 | 0 | 2.7895 | 0 | 0.66472 | 0.20848 | 0 | 0.62613
NEISO_2_NYISO_G-I | NEISO | NYISO_G-I | 2035 | B9 | 800 | 0 | 600 | 600 | 0 | 600 | 0 | 0 | 2.0773 | 0 | 0.66472 | 0.2484 | 0 | 0.62613
NEISO_2_NYISO_G-I | NEISO | NYISO_G-I | 2035 | B10 | 1262 | 0 | 600 | 600 | 0 | 600 | 0 | 0 | 2.0535 | 0 | 0.64098 | 0.38737 | 0 | 0.62613
NEISO_2_NYISO_G-I | NEISO | NYISO_G-I | 2035 | B11 | 25 | 0 | 600 | 600 | 0 | 600 | 0 | 0 | 9.0924 | 0 | 5.116 | 0.033978 | 0 | 0.62613
NEISO_2_NYISO_G-I | NEISO | NYISO_G-I | 2035 | B12 | 200 | 0 | 600 | 600 | 0 | 600 | 0 | 0 | 4.8904 | 0 | 0.66472 | 0.1462 | 0 | 0.62613
NEISO_2_NYISO_G-I | NEISO | NYISO_G-I | 2035 | B13 | 600 | 0 | 600 | 600 | 0 | 600 | 0 | 0 | 0.48667 | 0 | 0.66472 | 0.043648 | 0 | 0.62613
NEISO_2_NYISO_G-I | NEISO | NYISO_G-I | 2035 | B14 | 900 | 0 | 600 | 600 | 0 | 600 | 0 | 0 | 0.45106 | 0 | 0.48667 | 0.060681 | 0 | 0.62613
NEISO_2_NYISO_G-I | NEISO | NYISO_G-I | 2035 | B15 | 1203 | 0 | 600 | 600 | 0 | 600 | 0 | 0 | 0.42732 | 0 | 0.45106 | 0.076841 | 0 | 0.62613
NEISO_2_NYISO_G-I | NEISO | NYISO_G-I | 2035 | B16 | 25 | 0 | 600 | 600 | 0 | 600 | 0 | 0 | 1.187 | 0 | 4.1901 | 0.0044357 | 0 | 0.62613
NEISO_2_NYISO_G-I | NEISO | NYISO_G-I | 2035 | B17 | 100 | 0 | 600 | 600 | 0 | 600 | 0 | 0 | 0.01187 | 0 | 2.3503 | 0.00017743 | 0 | 0.62613
NEISO_2_NYISO_G-I | NEISO | NYISO_G-I | 2035 | B18 | 400 | 0 | 600 | 192.12 | 0 | 600 | 0 | 0 | 0 | 0 | 2.0179 | 0 | 0 | 0.62613
NEISO_2_NYISO_G-I | NEISO | NYISO_G-I | 2035 | B19 | 700 | 0 | 600 | 0 | 0 | 331.66 | 0 | 0 | 0 | 0 | 0 | 0 | 0 | 0.62613
NEISO_2_NYISO_G-I | NEISO | NYISO_G-I | 2035 | B20 | 935 | 0 | 600 | 0 | 0 | 0 | 0 | 0 | 0 | 0 | 0 | 0 | 0 | 0.62613
NEISO_2_NYISO_G-I | NEISO | NYISO_G-I | 2040 | B1 | 10 | 0 | 600 | 0 | 0 | 599.99 | 0 | 0 | 0 | 0 | 0.01187 | 0 | 0 | 0.59923
NEISO_2_NYISO_G-I | NEISO | NYISO_G-I | 2040 | B2 | 25 | 0 | 600 | 225.6 | 0 | 600 | 0 | 0 | 0 | 0 | 1.1989 | 0 | 0 | 0.59923
NEISO_2_NYISO_G-I | NEISO | NYISO_G-I | 2040 | B3 | 75 | 0 | 600 | 600 | 0 | 600 | 0 | 0 | 3.0743 | 0 | 1.1989 | 0.032521 | 0 | 0.59923
NEISO_2_NYISO_G-I | NEISO | NYISO_G-I | 2040 | B4 | 100 | 0 | 600 | 600 | 0 | 600 | 0 | 0 | 5.5196 | 0 | 1.1989 | 0.07785 | 0 | 0.59923
NEISO_2_NYISO_G-I | NEISO | NYISO_G-I | 2040 | B5 | 200 | 0 | 600 | 600 | 0 | 600 | 0 | 0 | 11.3121 | 0 | 2.4333 | 0.3191 | 0 | 0.59923
NEISO_2_NYISO_G-I | NEISO | NYISO_G-I | 2040 | B6 | 300 | 0 | 600 | 600 | 0 | 600 | 0 | 0 | 13.7336 | 0 | 2.5639 | 0.58111 | 0 | 0.59923
NEISO_2_NYISO_G-I | NEISO | NYISO_G-I | 2040 | B7 | 400 | 0 | 600 | 600 | 0 | 600 | 0 | 0 | 3.3948 | 0 | 1.1989 | 0.19153 | 0 | 0.59923
NEISO_2_NYISO_G-I | NEISO | NYISO_G-I | 2040 | B8 | 500 | 0 | 600 | 600 | 0 | 600 | 0 | 0 | 3.3948 | 0 | 1.1989 | 0.23941 | 0 | 0.59923
NEISO_2_NYISO_G-I | NEISO | NYISO_G-I | 2040 | B9 | 800 | 0 | 600 | 600 | 0 | 600 | 0 | 0 | 3.3948 | 0 | 1.1989 | 0.38305 | 0 | 0.59923
NEISO_2_NYISO_G-I | NEISO | NYISO_G-I | 2040 | B10 | 1262 | 0 | 600 | 600 | 0 | 600 | 0 | 0 | 0.45106 | 0 | 1.1751 | 0.080287 | 0 | 0.59923
NEISO_2_NYISO_G-I | NEISO | NYISO_G-I | 2040 | B11 | 25 | 0 | 600 | 600 | 0 | 600 | 0 | 0 | 5.5789 | 0 | 1.2582 | 0.019672 | 0 | 0.59923
NEISO_2_NYISO_G-I | NEISO | NYISO_G-I | 2040 | B12 | 200 | 0 | 600 | 600 | 0 | 600 | 0 | 0 | 5.5789 | 0 | 1.1989 | 0.15737 | 0 | 0.59923
NEISO_2_NYISO_G-I | NEISO | NYISO_G-I | 2040 | B13 | 600 | 0 | 600 | 600 | 0 | 600 | 0 | 0 | 0.86651 | 0 | 1.1989 | 0.073329 | 0 | 0.59923
NEISO_2_NYISO_G-I | NEISO | NYISO_G-I | 2040 | B14 | 900 | 0 | 600 | 600 | 0 | 600 | 0 | 0 | 0.80716 | 0 | 1.1989 | 0.10246 | 0 | 0.59923
NEISO_2_NYISO_G-I | NEISO | NYISO_G-I | 2040 | B15 | 1203 | 0 | 600 | 600 | 0 | 600 | 0 | 0 | 0.78342 | 0 | 0.86651 | 0.13293 | 0 | 0.59923
NEISO_2_NYISO_G-I | NEISO | NYISO_G-I | 2040 | B16 | 25 | 0 | 600 | 600 | 0 | 600 | 0 | 0 | 1.5431 | 0 | 1.1989 | 0.0054411 | 0 | 0.59923
NEISO_2_NYISO_G-I | NEISO | NYISO_G-I | 2040 | B17 | 100 | 0 | 600 | 600 | 0 | 600 | 0 | 0 | 0.01187 | 0 | 1.1989 | 0.00016742 | 0 | 0.59923
NEISO_2_NYISO_G-I | NEISO | NYISO_G-I | 2040 | B18 | 400 | 0 | 600 | 600 | 0 | 600 | 0 | 0 | 0.01187 | 0 | 1.1989 | 0.00066968 | 0 | 0.59923
NEISO_2_NYISO_G-I | NEISO | NYISO_G-I | 2040 | B19 | 700 | 0 | 600 | 0 | 0 | 538.9 | 0 | 0 | 0 | 0 | 0 | 0 | 0 | 0.59923
NEISO_2_NYISO_G-I | NEISO | NYISO_G-I | 2040 | B20 | 935 | 0 | 600 | 0 | 0 | 0 | 0 | 0 | 0 | 0 | 0 | 0 | 0 | 0.59923
NEISO_2_NYISO_G-I | NEISO | NYISO_G-I | 2045 | B1 | 10 | 0 | 600 | 0 | 0 | 600 | 0 | 0 | 0 | 0 | 1.8873 | 0 | 0 | 0.88593
NEISO_2_NYISO_G-I | NEISO | NYISO_G-I | 2045 | B2 | 25 | 0 | 600 | 398.65 | 0 | 600 | 0 | 0 | 0 | 0 | 1.8873 | 0 | 0 | 0.88593
NEISO_2_NYISO_G-I | NEISO | NYISO_G-I | 2045 | B3 | 75 | 0 | 600 | 58.26 | 0 | 600 | 0 | 0 | 0 | 0 | 1.8873 | 0 | 0 | 0.88593
NEISO_2_NYISO_G-I | NEISO | NYISO_G-I | 2045 | B4 | 100 | 0 | 600 | 600 | 0 | 600 | 0 | 0 | 7.0864 | 0 | 1.8873 | 0.091852 | 0 | 0.88593
NEISO_2_NYISO_G-I | NEISO | NYISO_G-I | 2045 | B5 | 200 | 0 | 600 | 600 | 0 | 600 | 0 | 0 | 3.4779 | 0 | 1.8873 | 0.09016 | 0 | 0.88593
NEISO_2_NYISO_G-I | NEISO | NYISO_G-I | 2045 | B6 | 300 | 0 | 600 | 600 | 0 | 600 | 0 | 317.71 | 15.1105 | 0 | 2.7301 | 0.58758 | 0 | 0.88593
NEISO_2_NYISO_G-I | NEISO | NYISO_G-I | 2045 | B7 | 400 | 0 | 600 | 600 | 0 | 600 | 0 | 0 | 8.8432 | 0 | 1.8873 | 0.45849 | 0 | 0.88593
NEISO_2_NYISO_G-I | NEISO | NYISO_G-I | 2045 | B8 | 500 | 0 | 600 | 600 | 0 | 600 | 0 | 0 | 3.9408 | 0 | 1.8873 | 0.2554 | 0 | 0.88593
NEISO_2_NYISO_G-I | NEISO | NYISO_G-I | 2045 | B9 | 800 | 0 | 600 | 600 | 0 | 600 | 0 | 0 | 3.9408 | 0 | 1.8873 | 0.40864 | 0 | 0.88593
NEISO_2_NYISO_G-I | NEISO | NYISO_G-I | 2045 | B10 | 1262 | 0 | 600 | 600 | 0 | 600 | 0 | 0 | 2.9319 | 0 | 1.8636 | 0.47959 | 0 | 0.88593
NEISO_2_NYISO_G-I | NEISO | NYISO_G-I | 2045 | B11 | 25 | 0 | 600 | 600 | 0 | 600 | 0 | 0 | 6.1605 | 0 | 1.8873 | 0.019963 | 0 | 0.88593
NEISO_2_NYISO_G-I | NEISO | NYISO_G-I | 2045 | B12 | 200 | 0 | 600 | 600 | 0 | 600 | 0 | 0 | 7.8223 | 0 | 1.8873 | 0.20278 | 0 | 0.88593
NEISO_2_NYISO_G-I | NEISO | NYISO_G-I | 2045 | B13 | 600 | 0 | 600 | 600 | 0 | 600 | 0 | 0 | 6.1605 | 0 | 1.8873 | 0.47911 | 0 | 0.88593
NEISO_2_NYISO_G-I | NEISO | NYISO_G-I | 2045 | B14 | 900 | 0 | 600 | 600 | 0 | 600 | 0 | 0 | 1.1277 | 0 | 1.8873 | 0.13155 | 0 | 0.88593
NEISO_2_NYISO_G-I | NEISO | NYISO_G-I | 2045 | B15 | 1203 | 0 | 600 | 600 | 0 | 600 | 0 | 0 | 1.1039 | 0 | 1.8636 | 0.17213 | 0 | 0.88593
NEISO_2_NYISO_G-I | NEISO | NYISO_G-I | 2045 | B16 | 25 | 0 | 600 | 600 | 0 | 600 | 0 | 0 | 15.1936 | 0 | 1.8873 | 0.049234 | 0 | 0.88593
NEISO_2_NYISO_G-I | NEISO | NYISO_G-I | 2045 | B17 | 100 | 0 | 600 | 600 | 0 | 600 | 0 | 0 | 1.7924 | 0 | 1.8873 | 0.023232 | 0 | 0.88593
NEISO_2_NYISO_G-I | NEISO | NYISO_G-I | 2045 | B18 | 400 | 0 | 600 | 600 | 0 | 600 | 0 | 0 | 1.7924 | 0 | 1.7924 | 0.092929 | 0 | 0.88593
NEISO_2_NYISO_G-I | NEISO | NYISO_G-I | 2045 | B19 | 700 | 0 | 600 | 600 | 0 | 600 | 0 | 0 | 0.01187 | 0 | 1.092 | 0.001077 | 0 | 0.88593
NEISO_2_NYISO_G-I | NEISO | NYISO_G-I | 2045 | B20 | 935 | 0 | 600 | 0 | 0 | 0 | 0 | 0 | 0 | 0 | 0 | 0 | 0 | 0.88593
NEISO_2_NYISO_G-I | NEISO | NYISO_G-I | 2050 | B1 | 10 | 0 | 600 | 510.92 | 0 | 600 | 0 | 78.88 | 0 | 0 | 0.87838 | 0 | 0 | 0.51339
NEISO_2_NYISO_G-I | NEISO | NYISO_G-I | 2050 | B2 | 25 | 0 | 600 | 600 | 0 | 600 | 0 | 563.34 | 0.01187 | 0 | 0.87838 | 4.2152e-05 | 0 | 0.51339
NEISO_2_NYISO_G-I | NEISO | NYISO_G-I | 2050 | B3 | 75 | 0 | 600 | 0 | 0 | 600 | 0 | 386.01 | 0 | 0 | 0.87838 | 0 | 0 | 0.51339
NEISO_2_NYISO_G-I | NEISO | NYISO_G-I | 2050 | B4 | 100 | 0 | 600 | 600 | 0 | 600 | 0 | 1609.13 | 0.01187 | 0 | 0.87838 | 0.00016861 | 0 | 0.51339
NEISO_2_NYISO_G-I | NEISO | NYISO_G-I | 2050 | B5 | 200 | 0 | 600 | 600 | 0 | 600 | 0 | 2938.68 | 0.01187 | 0 | 0.87838 | 0.00033722 | 0 | 0.51339
NEISO_2_NYISO_G-I | NEISO | NYISO_G-I | 2050 | B6 | 300 | 0 | 600 | 600 | 0 | 600 | 0 | 2799.85 | 0.01187 | 0 | 0.87838 | 0.00050582 | 0 | 0.51339
NEISO_2_NYISO_G-I | NEISO | NYISO_G-I | 2050 | B7 | 400 | 0 | 600 | 600 | 0 | 600 | 0 | 2226.46 | 6.9202 | 0 | 0.87838 | 0.39319 | 0 | 0.51339
NEISO_2_NYISO_G-I | NEISO | NYISO_G-I | 2050 | B8 | 500 | 0 | 600 | 600 | 0 | 600 | 0 | 1774.93 | 4.0595 | 0 | 0.87838 | 0.28832 | 0 | 0.51339
NEISO_2_NYISO_G-I | NEISO | NYISO_G-I | 2050 | B9 | 800 | 0 | 600 | 600 | 0 | 600 | 0 | 2519.75 | 4.0595 | 0 | 0.87838 | 0.46131 | 0 | 0.51339
NEISO_2_NYISO_G-I | NEISO | NYISO_G-I | 2050 | B10 | 1262 | 0 | 600 | 600 | 0 | 600 | 0 | 66.3 | 0.68846 | 0 | 0.87838 | 0.12341 | 0 | 0.51339
NEISO_2_NYISO_G-I | NEISO | NYISO_G-I | 2050 | B11 | 25 | 0 | 600 | 600 | 0 | 600 | 0 | 2803.26 | 6.3861 | 0 | 0.87838 | 0.022678 | 0 | 0.51339
NEISO_2_NYISO_G-I | NEISO | NYISO_G-I | 2050 | B12 | 200 | 0 | 600 | 600 | 0 | 600 | 0 | 3673.08 | 8.7482 | 0 | 0.87838 | 0.24853 | 0 | 0.51339
NEISO_2_NYISO_G-I | NEISO | NYISO_G-I | 2050 | B13 | 600 | 0 | 600 | 600 | 0 | 600 | 0 | 3549.12 | 1.282 | 0 | 0.87838 | 0.10926 | 0 | 0.51339
NEISO_2_NYISO_G-I | NEISO | NYISO_G-I | 2050 | B14 | 900 | 0 | 600 | 600 | 0 | 600 | 0 | 3741.47 | 1.2582 | 0 | 0.87838 | 0.16085 | 0 | 0.51339
NEISO_2_NYISO_G-I | NEISO | NYISO_G-I | 2050 | B15 | 1203 | 0 | 600 | 600 | 0 | 600 | 0 | 1908.46 | 1.1039 | 0 | 0.87838 | 0.18864 | 0 | 0.51339
NEISO_2_NYISO_G-I | NEISO | NYISO_G-I | 2050 | B16 | 25 | 0 | 600 | 600 | 0 | 600 | 0 | 92.28 | 3.1337 | 0 | 0.87838 | 0.011128 | 0 | 0.51339
NEISO_2_NYISO_G-I | NEISO | NYISO_G-I | 2050 | B17 | 100 | 0 | 600 | 600 | 0 | 600 | 0 | 294.56 | 3.1337 | 0 | 0.87838 | 0.044513 | 0 | 0.51339
NEISO_2_NYISO_G-I | NEISO | NYISO_G-I | 2050 | B18 | 400 | 0 | 600 | 600 | 0 | 600 | 0 | 0 | 0.01187 | 0 | 0.16618 | 0.00067443 | 0 | 0.51339
NEISO_2_NYISO_G-I | NEISO | NYISO_G-I | 2050 | B19 | 700 | 0 | 600 | 0 | 0 | 422.34 | 0 | 0 | 0 | 0 | 0 | 0 | 0 | 0.51339
NEISO_2_NYISO_G-I | NEISO | NYISO_G-I | 2050 | B20 | 935 | 0 | 600 | 0 | 0 | 0 | 0 | 0 | 0 | 0 | 0 | 0 | 0 | 0.51339
NEISO_2_NYISO_J-K | NEISO | NYISO_J-K | 2015 | B1 | 10 | 0 | 430 | 305.57 | 0 | 0 | 0 | 0 | 0 | 0 | 0 | 0 | 0 | 0.8188
NEISO_2_NYISO_J-K | NEISO | NYISO_J-K | 2015 | B2 | 25 | 0 | 430 | 430 | 0 | 80.19 | 0 | 0 | 0.01187 | 0 | 0 | 0.00013044 | 0 | 0.8188
NEISO_2_NYISO_J-K | NEISO | NYISO_J-K | 2015 | B3 | 75 | 0 | 430 | 410.82 | 0 | 430 | 0 | 0 | 0 | 0 | 0.01187 | 0 | 0 | 0.8188
NEISO_2_NYISO_J-K | NEISO | NYISO_J-K | 2015 | B4 | 100 | 0 | 430 | 430 | 0 | 430 | 0 | 1438.41 | 8.6176 | 0 | 0.81903 | 0.3788 | 0 | 0.8188
NEISO_2_NYISO_J-K | NEISO | NYISO_J-K | 2015 | B5 | 200 | 0 | 430 | 430 | 0 | 430 | 0 | 1980.57 | 12.3092 | 0 | 0.81903 | 1.0821 | 0 | 0.8188
NEISO_2_NYISO_J-K | NEISO | NYISO_J-K | 2015 | B6 | 300 | 0 | 430 | 430 | 0 | 430 | 0 | 1745.95 | 12.3092 | 0 | 0.81903 | 1.6232 | 0 | 0.8188
NEISO_2_NYISO_J-K | NEISO | NYISO_J-K | 2015 | B7 | 400 | 0 | 430 | 430 | 0 | 430 | 0 | 0 | 0.09496 | 0 | 0.09496 | 0.016696 | 0 | 0.8188
NEISO_2_NYISO_J-K | NEISO | NYISO_J-K | 2015 | B8 | 500 | 0 | 430 | 430 | 0 | 430 | 0 | 0 | 0.02374 | 0 | 0.09496 | 0.0052176 | 0 | 0.8188
NEISO_2_NYISO_J-K | NEISO | NYISO_J-K | 2015 | B9 | 800 | 0 | 430 | 200.93 | 0 | 430 | 0 | 0 | 0 | 0 | 0.01187 | 0 | 0 | 0.8188
NEISO_2_NYISO_J-K | NEISO | NYISO_J-K | 2015 | B10 | 1262 | 0 | 430 | 87.55 | 0 | 430 | 0 | 0 | 0 | 0 | 0.01187 | 0 | 0 | 0.8188
NEISO_2_NYISO_J-K | NEISO | NYISO_J-K | 2015 | B11 | 25 | 0 | 430 | 430 | 0 | 430 | 0 | 0 | 0.46293 | 0 | 0.46293 | 0.0050871 | 0 | 0.8188
NEISO_2_NYISO_J-K | NEISO | NYISO_J-K | 2015 | B12 | 200 | 0 | 430 | 430 | 0 | 430 | 0 | 0 | 0.02374 | 0 | 0.02374 | 0.002087 | 0 | 0.8188
NEISO_2_NYISO_J-K | NEISO | NYISO_J-K | 2015 | B13 | 600 | 0 | 430 | 404.73 | 0 | 0 | 0 | 0 | 0 | 0 | 0 | 0 | 0 | 0.8188
NEISO_2_NYISO_J-K | NEISO | NYISO_J-K | 2015 | B14 | 900 | 0 | 430 | 0 | 0 | 0 | 0 | 0 | 0 | 0 | 0 | 0 | 0 | 0.8188
NEISO_2_NYISO_J-K | NEISO | NYISO_J-K | 2015 | B15 | 1203 | 0 | 430 | 0 | 0 | 0 | 0 | 0 | 0 | 0 | 0 | 0 | 0 | 0.8188
NEISO_2_NYISO_J-K | NEISO | NYISO_J-K | 2015 | B16 | 25 | 0 | 430 | 430 | 0 | 0 | 0 | 0 | 2.9082 | 0 | 0 | 0.031958 | 0 | 0.8188
NEISO_2_NYISO_J-K | NEISO | NYISO_J-K | 2015 | B17 | 100 | 0 | 430 | 430 | 0 | 0 | 0 | 0 | 2.9082 | 0 | 0 | 0.12783 | 0 | 0.8188
NEISO_2_NYISO_J-K | NEISO | NYISO_J-K | 2015 | B18 | 400 | 0 | 430 | 430 | 0 | 0 | 0 | 0 | 0.01187 | 0 | 0 | 0.002087 | 0 | 0.8188
NEISO_2_NYISO_J-K | NEISO | NYISO_J-K | 2015 | B19 | 700 | 0 | 430 | 0 | 0 | 0 | 0 | 0 | 0 | 0 | 0 | 0 | 0 | 0.8188
NEISO_2_NYISO_J-K | NEISO | NYISO_J-K | 2015 | B20 | 935 | 0 | 430 | 0 | 0 | 0 | 0 | 0 | 0 | 0 | 0 | 0 | 0 | 0.8188
NEISO_2_NYISO_J-K | NEISO | NYISO_J-K | 2020 | B1 | 10 | 0 | 430 | 0 | 0 | 18.67 | 0 | 0 | 0 | 0 | 0 | 0 | 0 | 1.1639
NEISO_2_NYISO_J-K | NEISO | NYISO_J-K | 2020 | B2 | 25 | 0 | 430 | 430 | 0 | 422.53 | 0 | 0 | 0.01187 | 0 | 0 | 0.00013802 | 0 | 1.1639
NEISO_2_NYISO_J-K | NEISO | NYISO_J-K | 2020 | B3 | 75 | 0 | 430 | 430 | 0 | 430 | 0 | 1026.74 | 2.3265 | 0 | 1.1633 | 0.081158 | 0 | 1.1639
NEISO_2_NYISO_J-K | NEISO | NYISO_J-K | 2020 | B4 | 100 | 0 | 430 | 430 | 0 | 430 | 0 | 1448.5 | 6.7896 | 0 | 1.1633 | 0.3158 | 0 | 1.1639
NEISO_2_NYISO_J-K | NEISO | NYISO_J-K | 2020 | B5 | 200 | 0 | 430 | 430 | 0 | 430 | 0 | 2711.47 | 11.3477 | 0 | 1.1633 | 1.0556 | 0 | 1.1639
NEISO_2_NYISO_J-K | NEISO | NYISO_J-K | 2020 | B6 | 300 | 0 | 430 | 430 | 0 | 430 | 0 | 1248.25 | 11.3477 | 0 | 1.1633 | 1.5834 | 0 | 1.1639
NEISO_2_NYISO_J-K | NEISO | NYISO_J-K | 2020 | B7 | 400 | 0 | 430 | 430 | 0 | 430 | 0 | 116.14 | 6.4098 | 0 | 1.1633 | 1.1925 | 0 | 1.1639
NEISO_2_NYISO_J-K | NEISO | NYISO_J-K | 2020 | B8 | 500 | 0 | 430 | 430 | 0 | 430 | 0 | 0 | 0.01187 | 0 | 0.01187 | 0.0027605 | 0 | 1.1639
NEISO_2_NYISO_J-K | NEISO | NYISO_J-K | 2020 | B9 | 800 | 0 | 430 | 0 | 0 | 0 | 0 | 0 | 0 | 0 | 0 | 0 | 0 | 1.1639
NEISO_2_NYISO_J-K | NEISO | NYISO_J-K | 2020 | B10 | 1262 | 0 | 430 | 0 | 0 | 0 | 0 | 0 | 0 | 0 | 0 | 0 | 0 | 1.1639
NEISO_2_NYISO_J-K | NEISO | NYISO_J-K | 2020 | B11 | 25 | 0 | 430 | 430 | 0 | 430 | 0 | 1070.02 | 5.567 | 0 | 1.1633 | 0.064733 | 0 | 1.1639
NEISO_2_NYISO_J-K | NEISO | NYISO_J-K | 2020 | B12 | 200 | 0 | 430 | 233.07 | 0 | 372.35 | 0 | 0 | 0 | 0 | 0 | 0 | 0 | 1.1639
NEISO_2_NYISO_J-K | NEISO | NYISO_J-K | 2020 | B13 | 600 | 0 | 430 | 0 | 0 | 0 | 0 | 0 | 0 | 0 | 0 | 0 | 0 | 1.1639
NEISO_2_NYISO_J-K | NEISO | NYISO_J-K | 2020 | B14 | 900 | 0 | 430 | 0 | 0 | 0 | 0 | 0 | 0 | 0 | 0 | 0 | 0 | 1.1639
NEISO_2_NYISO_J-K | NEISO | NYISO_J-K | 2020 | B15 | 1203 | 0 | 430 | 0 | 0 | 0 | 0 | 0 | 0 | 0 | 0 | 0 | 0 | 1.1639
NEISO_2_NYISO_J-K | NEISO | NYISO_J-K | 2020 | B16 | 25 | 0 | 430 | 430 | 0 | 0 | 0 | 0 | 8.9262 | 0 | 0 | 0.10379 | 0 | 1.1639
NEISO_2_NYISO_J-K | NEISO | NYISO_J-K | 2020 | B17 | 100 | 0 | 430 | 430 | 0 | 0 | 0 | 0 | 1.7449 | 0 | 0 | 0.081158 | 0 | 1.1639
NEISO_2_NYISO_J-K | NEISO | NYISO_J-K | 2020 | B18 | 400 | 0 | 430 | 430 | 0 | 0 | 0 | 0 | 0.93773 | 0 | 0 | 0.17446 | 0 | 1.1639
NEISO_2_NYISO_J-K | NEISO | NYISO_J-K | 2020 | B19 | 700 | 0 | 430 | 139.22 | 0 | 0 | 0 | 0 | 0 | 0 | 0 | 0 | 0 | 1.1639
NEISO_2_NYISO_J-K | NEISO | NYISO_J-K | 2020 | B20 | 935 | 0 | 430 | 0 | 0 | 0 | 0 | 0 | 0 | 0 | 0 | 0 | 0 | 1.1639
NEISO_2_NYISO_J-K | NEISO | NYISO_J-K | 2025 | B1 | 10 | 0 | 430 | 430 | 0 | 430 | 0 | 0 | 0.01187 | 0 | 0.01187 | 2.4116e-05 | 0 | 0.70997
NEISO_2_NYISO_J-K | NEISO | NYISO_J-K | 2025 | B2 | 25 | 0 | 430 | 430 | 0 | 430 | 0 | 44.64 | 0.01187 | 0 | 0.7122 | 6.0291e-05 | 0 | 0.70997
NEISO_2_NYISO_J-K | NEISO | NYISO_J-K | 2025 | B3 | 75 | 0 | 430 | 430 | 0 | 430 | 0 | 1491.88 | 3.4423 | 0 | 0.7122 | 0.052453 | 0 | 0.70997
NEISO_2_NYISO_J-K | NEISO | NYISO_J-K | 2025 | B4 | 100 | 0 | 430 | 430 | 0 | 430 | 0 | 1906.54 | 12.2142 | 0 | 0.7122 | 0.24816 | 0 | 0.70997
NEISO_2_NYISO_J-K | NEISO | NYISO_J-K | 2025 | B5 | 200 | 0 | 430 | 430 | 0 | 430 | 0 | 3219.99 | 12.1905 | 0 | 0.7122 | 0.49535 | 0 | 0.70997
NEISO_2_NYISO_J-K | NEISO | NYISO_J-K | 2025 | B6 | 300 | 0 | 430 | 430 | 0 | 430 | 0 | 3033.45 | 12.1905 | 0 | 0.7122 | 0.74302 | 0 | 0.70997
NEISO_2_NYISO_J-K | NEISO | NYISO_J-K | 2025 | B7 | 400 | 0 | 430 | 430 | 0 | 430 | 0 | 2627.79 | 9.496 | 0 | 0.7122 | 0.77172 | 0 | 0.70997
NEISO_2_NYISO_J-K | NEISO | NYISO_J-K | 2025 | B8 | 500 | 0 | 430 | 430 | 0 | 430 | 0 | 575.47 | 1.5787 | 0 | 0.7122 | 0.16037 | 0 | 0.70997
NEISO_2_NYISO_J-K | NEISO | NYISO_J-K | 2025 | B9 | 800 | 0 | 430 | 430 | 0 | 430 | 0 | 0 | 0.02374 | 0 | 0.02374 | 0.0038586 | 0 | 0.70997
NEISO_2_NYISO_J-K | NEISO | NYISO_J-K | 2025 | B10 | 1262 | 0 | 430 | 430 | 0 | 430 | 0 | 0 | 0.02374 | 0 | 0.02374 | 0.0060869 | 0 | 0.70997
NEISO_2_NYISO_J-K | NEISO | NYISO_J-K | 2025 | B11 | 25 | 0 | 430 | 430 | 0 | 430 | 0 | 1189.22 | 13.6861 | 0 | 0.7122 | 0.069515 | 0 | 0.70997
NEISO_2_NYISO_J-K | NEISO | NYISO_J-K | 2025 | B12 | 200 | 0 | 430 | 407.68 | 0 | 0 | 0 | 0 | 0 | 0 | 0 | 0 | 0 | 0.70997
NEISO_2_NYISO_J-K | NEISO | NYISO_J-K | 2025 | B13 | 600 | 0 | 430 | 0 | 0 | 0 | 0 | 0 | 0 | 0 | 0 | 0 | 0 | 0.70997
NEISO_2_NYISO_J-K | NEISO | NYISO_J-K | 2025 | B14 | 900 | 0 | 430 | 0 | 0 | 0 | 0 | 0 | 0 | 0 | 0 | 0 | 0 | 0.70997
NEISO_2_NYISO_J-K | NEISO | NYISO_J-K | 2025 | B15 | 1203 | 0 | 430 | 0 | 0 | 0 | 0 | 0 | 0 | 0 | 0 | 0 | 0 | 0.70997
NEISO_2_NYISO_J-K | NEISO | NYISO_J-K | 2025 | B16 | 25 | 0 | 430 | 430 | 0 | 430 | 0 | 0 | 3.9171 | 0 | 0.02374 | 0.019896 | 0 | 0.70997
NEISO_2_NYISO_J-K | NEISO | NYISO_J-K | 2025 | B17 | 100 | 0 | 430 | 430 | 0 | 0 | 0 | 0 | 3.7747 | 0 | 0 | 0.07669 | 0 | 0.70997
NEISO_2_NYISO_J-K | NEISO | NYISO_J-K | 2025 | B18 | 400 | 0 | 430 | 430 | 0 | 0 | 0 | 0 | 2.3503 | 0 | 0 | 0.191 | 0 | 0.70997
NEISO_2_NYISO_J-K | NEISO | NYISO_J-K | 2025 | B19 | 700 | 0 | 430 | 430 | 0 | 0 | 0 | 0 | 0.01187 | 0 | 0 | 0.0016881 | 0 | 0.70997
NEISO_2_NYISO_J-K | NEISO | NYISO_J-K | 2025 | B20 | 935 | 0 | 430 | 0 | 0 | 0 | 0 | 0 | 0 | 0 | 0 | 0 | 0 | 0.70997
NEISO_2_NYISO_J-K | NEISO | NYISO_J-K | 2030 | B1 | 10 | 0 | 430 | 430 | 0 | 430 | 0 | 432.56 | 5.8282 | 0 | 1.2226 | 0.0088012 | 0 | 0.53432
NEISO_2_NYISO_J-K | NEISO | NYISO_J-K | 2030 | B2 | 25 | 0 | 430 | 430 | 0 | 430 | 0 | 394.07 | 0.01187 | 0 | 1.2226 | 4.4813e-05 | 0 | 0.53432
NEISO_2_NYISO_J-K | NEISO | NYISO_J-K | 2030 | B3 | 75 | 0 | 430 | 430 | 0 | 430 | 0 | 1476.09 | 6.849 | 0 | 1.2226 | 0.077571 | 0 | 0.53432
NEISO_2_NYISO_J-K | NEISO | NYISO_J-K | 2030 | B4 | 100 | 0 | 430 | 430 | 0 | 430 | 0 | 1515.93 | 10.8136 | 0 | 1.2226 | 0.1633 | 0 | 0.53432
NEISO_2_NYISO_J-K | NEISO | NYISO_J-K | 2030 | B5 | 200 | 0 | 430 | 430 | 0 | 430 | 0 | 2829.85 | 12.8315 | 0 | 1.2226 | 0.38754 | 0 | 0.53432
NEISO_2_NYISO_J-K | NEISO | NYISO_J-K | 2030 | B6 | 300 | 0 | 430 | 430 | 0 | 430 | 0 | 2278.28 | 12.8315 | 0 | 1.2226 | 0.58131 | 0 | 0.53432
NEISO_2_NYISO_J-K | NEISO | NYISO_J-K | 2030 | B7 | 400 | 0 | 430 | 430 | 0 | 430 | 0 | 1059.97 | 7.7511 | 0 | 1.2226 | 0.4682 | 0 | 0.53432
NEISO_2_NYISO_J-K | NEISO | NYISO_J-K | 2030 | B8 | 500 | 0 | 430 | 430 | 0 | 430 | 0 | 202.18 | 2.2553 | 0 | 1.2226 | 0.17029 | 0 | 0.53432
NEISO_2_NYISO_J-K | NEISO | NYISO_J-K | 2030 | B9 | 800 | 0 | 430 | 430 | 0 | 430 | 0 | 0 | 0.02374 | 0 | 0.08309 | 0.002868 | 0 | 0.53432
NEISO_2_NYISO_J-K | NEISO | NYISO_J-K | 2030 | B10 | 1262 | 0 | 430 | 430 | 0 | 430 | 0 | 0 | 0.01187 | 0 | 0.08309 | 0.0022621 | 0 | 0.53432
NEISO_2_NYISO_J-K | NEISO | NYISO_J-K | 2030 | B11 | 25 | 0 | 430 | 430 | 0 | 430 | 0 | 0 | 8.036 | 0 | 0.16618 | 0.030338 | 0 | 0.53432
NEISO_2_NYISO_J-K | NEISO | NYISO_J-K | 2030 | B12 | 200 | 0 | 430 | 430 | 0 | 430 | 0 | 0 | 0.16618 | 0 | 0.16618 | 0.005019 | 0 | 0.53432
NEISO_2_NYISO_J-K | NEISO | NYISO_J-K | 2030 | B13 | 600 | 0 | 430 | 430 | 0 | 430 | 0 | 0 | 0.16618 | 0 | 0.02374 | 0.015057 | 0 | 0.53432
NEISO_2_NYISO_J-K | NEISO | NYISO_J-K | 2030 | B14 | 900 | 0 | 430 | 430 | 0 | 0 | 0 | 0 | 0.02374 | 0 | 0 | 0.0032265 | 0 | 0.53432
NEISO_2_NYISO_J-K | NEISO | NYISO_J-K | 2030 | B15 | 1203 | 0 | 430 | 0 | 0 | 0 | 0 | 0 | 0 | 0 | 0 | 0 | 0 | 0.53432
NEISO_2_NYISO_J-K | NEISO | NYISO_J-K | 2030 | B16 | 25 | 0 | 430 | 430 | 0 | 430 | 0 | 0 | 2.7776 | 0 | 0.89025 | 0.010486 | 0 | 0.53432
NEISO_2_NYISO_J-K | NEISO | NYISO_J-K | 2030 | B17 | 100 | 0 | 430 | 430 | 0 | 0 | 0 | 0 | 2.7776 | 0 | 0 | 0.041945 | 0 | 0.53432
NEISO_2_NYISO_J-K | NEISO | NYISO_J-K | 2030 | B18 | 400 | 0 | 430 | 430 | 0 | 0 | 0 | 0 | 2.7776 | 0 | 0 | 0.16778 | 0 | 0.53432
NEISO_2_NYISO_J-K | NEISO | NYISO_J-K | 2030 | B19 | 700 | 0 | 430 | 430 | 0 | 0 | 0 | 0 | 0.01187 | 0 | 0 | 0.0012548 | 0 | 0.53432
NEISO_2_NYISO_J-K | NEISO | NYISO_J-K | 2030 | B20 | 935 | 0 | 430 | 0 | 0 | 0 | 0 | 0 | 0 | 0 | 0 | 0 | 0 | 0.53432
NEISO_2_NYISO_J-K | NEISO | NYISO_J-K | 2035 | B1 | 10 | 0 | 430 | 0 | 0 | 430 | 0 | 0 | 0 | 0 | 0.01187 | 0 | 0 | 0.79436
NEISO_2_NYISO_J-K | NEISO | NYISO_J-K | 2035 | B2 | 25 | 0 | 430 | 335.74 | 0 | 430 | 0 | 0 | 0 | 0 | 0.01187 | 0 | 0 | 0.79436
NEISO_2_NYISO_J-K | NEISO | NYISO_J-K | 2035 | B3 | 75 | 0 | 430 | 430 | 0 | 430 | 0 | 0 | 0.02374 | 0 | 0.67659 | 0.00022856 | 0 | 0.79436
NEISO_2_NYISO_J-K | NEISO | NYISO_J-K | 2035 | B4 | 100 | 0 | 430 | 430 | 0 | 430 | 0 | 0 | 2.3146 | 0 | 1.1039 | 0.029713 | 0 | 0.79436
NEISO_2_NYISO_J-K | NEISO | NYISO_J-K | 2035 | B5 | 200 | 0 | 430 | 430 | 0 | 430 | 0 | 0 | 9.9589 | 0 | 2.7301 | 0.25568 | 0 | 0.79436
NEISO_2_NYISO_J-K | NEISO | NYISO_J-K | 2035 | B6 | 300 | 0 | 430 | 430 | 0 | 430 | 0 | 748.92 | 13.8998 | 0 | 5.1278 | 0.53529 | 0 | 0.79436
NEISO_2_NYISO_J-K | NEISO | NYISO_J-K | 2035 | B7 | 400 | 0 | 430 | 430 | 0 | 430 | 0 | 102.06 | 13.8998 | 0 | 5.1278 | 0.71372 | 0 | 0.79436
NEISO_2_NYISO_J-K | NEISO | NYISO_J-K | 2035 | B8 | 500 | 0 | 430 | 430 | 0 | 430 | 0 | 0 | 2.8013 | 0 | 0.67659 | 0.1798 | 0 | 0.79436
NEISO_2_NYISO_J-K | NEISO | NYISO_J-K | 2035 | B9 | 800 | 0 | 430 | 430 | 0 | 430 | 0 | 0 | 2.0891 | 0 | 0.67659 | 0.21454 | 0 | 0.79436
NEISO_2_NYISO_J-K | NEISO | NYISO_J-K | 2035 | B10 | 1262 | 0 | 430 | 430 | 0 | 430 | 0 | 0 | 2.0654 | 0 | 0.65285 | 0.3346 | 0 | 0.79436
NEISO_2_NYISO_J-K | NEISO | NYISO_J-K | 2035 | B11 | 25 | 0 | 430 | 430 | 0 | 430 | 0 | 1611.84 | 9.1043 | 0 | 5.1278 | 0.029218 | 0 | 0.79436
NEISO_2_NYISO_J-K | NEISO | NYISO_J-K | 2035 | B12 | 200 | 0 | 430 | 430 | 0 | 430 | 0 | 0 | 4.9023 | 0 | 0.67659 | 0.12586 | 0 | 0.79436
NEISO_2_NYISO_J-K | NEISO | NYISO_J-K | 2035 | B13 | 600 | 0 | 430 | 430 | 0 | 430 | 0 | 0 | 0.49854 | 0 | 0.67659 | 0.038398 | 0 | 0.79436
NEISO_2_NYISO_J-K | NEISO | NYISO_J-K | 2035 | B14 | 900 | 0 | 430 | 430 | 0 | 430 | 0 | 0 | 0.46293 | 0 | 0.49854 | 0.053484 | 0 | 0.79436
NEISO_2_NYISO_J-K | NEISO | NYISO_J-K | 2035 | B15 | 1203 | 0 | 430 | 430 | 0 | 430 | 0 | 0 | 0.43919 | 0 | 0.46293 | 0.067824 | 0 | 0.79436
NEISO_2_NYISO_J-K | NEISO | NYISO_J-K | 2035 | B16 | 25 | 0 | 430 | 430 | 0 | 430 | 0 | 184.23 | 23.3839 | 0 | 5.1278 | 0.075045 | 0 | 0.79436
NEISO_2_NYISO_J-K | NEISO | NYISO_J-K | 2035 | B17 | 100 | 0 | 430 | 430 | 0 | 430 | 0 | 0 | 4.5225 | 0 | 3.2999 | 0.058055 | 0 | 0.79436
NEISO_2_NYISO_J-K | NEISO | NYISO_J-K | 2035 | B18 | 400 | 0 | 430 | 430 | 0 | 430 | 0 | 0 | 3.2999 | 0 | 2.9556 | 0.16944 | 0 | 0.79436
NEISO_2_NYISO_J-K | NEISO | NYISO_J-K | 2035 | B19 | 700 | 0 | 430 | 430 | 0 | 430 | 0 | 0 | 3.2999 | 0 | 0.93773 | 0.29652 | 0 | 0.79436
NEISO_2_NYISO_J-K | NEISO | NYISO_J-K | 2035 | B20 | 935 | 0 | 430 | 0 | 0 | 0 | 0 | 0 | 0 | 0 | 0 | 0 | 0 | 0.79436
NEISO_2_NYISO_J-K | NEISO | NYISO_J-K | 2040 | B1 | 10 | 0 | 430 | 213.53 | 0 | 430 | 0 | 0 | 0 | 0 | 0.02374 | 0 | 0 | 1.0964
NEISO_2_NYISO_J-K | NEISO | NYISO_J-K | 2040 | B2 | 25 | 0 | 430 | 430 | 0 | 430 | 0 | 0 | 0.01187 | 0 | 1.2107 | 3.7972e-05 | 0 | 1.0964
NEISO_2_NYISO_J-K | NEISO | NYISO_J-K | 2040 | B3 | 75 | 0 | 430 | 430 | 0 | 430 | 0 | 0 | 3.0862 | 0 | 1.2107 | 0.029618 | 0 | 1.0964
NEISO_2_NYISO_J-K | NEISO | NYISO_J-K | 2040 | B4 | 100 | 0 | 430 | 430 | 0 | 430 | 0 | 0 | 5.5314 | 0 | 1.2107 | 0.07078 | 0 | 1.0964
NEISO_2_NYISO_J-K | NEISO | NYISO_J-K | 2040 | B5 | 200 | 0 | 430 | 430 | 0 | 430 | 0 | 0 | 11.324 | 0 | 2.4452 | 0.2898 | 0 | 1.0964
NEISO_2_NYISO_J-K | NEISO | NYISO_J-K | 2040 | B6 | 300 | 0 | 430 | 430 | 0 | 430 | 0 | 0 | 15.3123 | 0 | 4.1664 | 0.5878 | 0 | 1.0964
NEISO_2_NYISO_J-K | NEISO | NYISO_J-K | 2040 | B7 | 400 | 0 | 430 | 430 | 0 | 430 | 0 | 0 | 15.3123 | 0 | 5.2347 | 0.78374 | 0 | 1.0964
NEISO_2_NYISO_J-K | NEISO | NYISO_J-K | 2040 | B8 | 500 | 0 | 430 | 430 | 0 | 430 | 0 | 0 | 15.3123 | 0 | 5.2347 | 0.97967 | 0 | 1.0964
NEISO_2_NYISO_J-K | NEISO | NYISO_J-K | 2040 | B9 | 800 | 0 | 430 | 430 | 0 | 430 | 0 | 0 | 3.4067 | 0 | 1.2107 | 0.34873 | 0 | 1.0964
NEISO_2_NYISO_J-K | NEISO | NYISO_J-K | 2040 | B10 | 1262 | 0 | 430 | 430 | 0 | 430 | 0 | 0 | 0.46293 | 0 | 1.187 | 0.074756 | 0 | 1.0964
NEISO_2_NYISO_J-K | NEISO | NYISO_J-K | 2040 | B11 | 25 | 0 | 430 | 430 | 0 | 430 | 0 | 384.62 | 17.2234 | 0 | 5.294 | 0.055097 | 0 | 1.0964
NEISO_2_NYISO_J-K | NEISO | NYISO_J-K | 2040 | B12 | 200 | 0 | 430 | 430 | 0 | 430 | 0 | 0 | 5.5908 | 0 | 1.2107 | 0.14308 | 0 | 1.0964
NEISO_2_NYISO_J-K | NEISO | NYISO_J-K | 2040 | B13 | 600 | 0 | 430 | 430 | 0 | 430 | 0 | 0 | 0.87838 | 0 | 1.2107 | 0.067438 | 0 | 1.0964
NEISO_2_NYISO_J-K | NEISO | NYISO_J-K | 2040 | B14 | 900 | 0 | 430 | 430 | 0 | 430 | 0 | 0 | 0.81903 | 0 | 1.2107 | 0.094322 | 0 | 1.0964
NEISO_2_NYISO_J-K | NEISO | NYISO_J-K | 2040 | B15 | 1203 | 0 | 430 | 430 | 0 | 430 | 0 | 0 | 0.79529 | 0 | 0.87838 | 0.12242 | 0 | 1.0964
NEISO_2_NYISO_J-K | NEISO | NYISO_J-K | 2040 | B16 | 25 | 0 | 430 | 430 | 0 | 430 | 0 | 0 | 25.4611 | 0 | 5.2347 | 0.08145 | 0 | 1.0964
NEISO_2_NYISO_J-K | NEISO | NYISO_J-K | 2040 | B17 | 100 | 0 | 430 | 430 | 0 | 430 | 0 | 0 | 6.6472 | 0 | 5.2347 | 0.085057 | 0 | 1.0964
NEISO_2_NYISO_J-K | NEISO | NYISO_J-K | 2040 | B18 | 400 | 0 | 430 | 430 | 0 | 430 | 0 | 0 | 4.3563 | 0 | 4.7243 | 0.22297 | 0 | 1.0964
NEISO_2_NYISO_J-K | NEISO | NYISO_J-K | 2040 | B19 | 700 | 0 | 430 | 430 | 0 | 430 | 0 | 0 | 3.8934 | 0 | 3.8934 | 0.34873 | 0 | 1.0964
NEISO_2_NYISO_J-K | NEISO | NYISO_J-K | 2040 | B20 | 935 | 0 | 430 | 330.06 | 0 | 330.06 | 0 | 0 | 0 | 0 | 0 | 0 | 0 | 1.0964
NEISO_2_NYISO_J-K | NEISO | NYISO_J-K | 2045 | B1 | 10 | 0 | 430 | 383.95 | 0 | 430 | 0 | 0 | 0 | 0 | 1.8992 | 0 | 0 | 1.8031
NEISO_2_NYISO_J-K | NEISO | NYISO_J-K | 2045 | B2 | 25 | 0 | 430 | 430 | 0 | 430 | 0 | 0 | 0.01187 | 0 | 1.8992 | 3.3914e-05 | 0 | 1.8031
NEISO_2_NYISO_J-K | NEISO | NYISO_J-K | 2045 | B3 | 75 | 0 | 430 | 430 | 0 | 430 | 0 | 0 | 0.01187 | 0 | 1.8992 | 0.00010174 | 0 | 1.8031
NEISO_2_NYISO_J-K | NEISO | NYISO_J-K | 2045 | B4 | 100 | 0 | 430 | 430 | 0 | 430 | 0 | 0 | 7.0983 | 0 | 1.8992 | 0.081123 | 0 | 1.8031
NEISO_2_NYISO_J-K | NEISO | NYISO_J-K | 2045 | B5 | 200 | 0 | 430 | 430 | 0 | 430 | 0 | 0 | 3.4898 | 0 | 1.8992 | 0.079766 | 0 | 1.8031
NEISO_2_NYISO_J-K | NEISO | NYISO_J-K | 2045 | B6 | 300 | 0 | 430 | 430 | 0 | 430 | 0 | 0 | 16.4281 | 0 | 4.0477 | 0.56325 | 0 | 1.8031
NEISO_2_NYISO_J-K | NEISO | NYISO_J-K | 2045 | B7 | 400 | 0 | 430 | 430 | 0 | 430 | 0 | 1854.97 | 16.4281 | 0 | 9.3773 | 0.751 | 0 | 1.8031
NEISO_2_NYISO_J-K | NEISO | NYISO_J-K | 2045 | B8 | 500 | 0 | 430 | 430 | 0 | 430 | 0 | 1010 | 16.4281 | 0 | 9.3773 | 0.93875 | 0 | 1.8031
NEISO_2_NYISO_J-K | NEISO | NYISO_J-K | 2045 | B9 | 800 | 0 | 430 | 430 | 0 | 430 | 0 | 0 | 3.9527 | 0 | 1.8992 | 0.36139 | 0 | 1.8031
NEISO_2_NYISO_J-K | NEISO | NYISO_J-K | 2045 | B10 | 1262 | 0 | 430 | 430 | 0 | 430 | 0 | 0 | 2.9438 | 0 | 1.8755 | 0.42457 | 0 | 1.8031
NEISO_2_NYISO_J-K | NEISO | NYISO_J-K | 2045 | B11 | 25 | 0 | 430 | 430 | 0 | 430 | 0 | 1215.97 | 18.4341 | 0 | 9.3773 | 0.052669 | 0 | 1.8031
NEISO_2_NYISO_J-K | NEISO | NYISO_J-K | 2045 | B12 | 200 | 0 | 430 | 430 | 0 | 430 | 0 | 286.27 | 18.4341 | 0 | 9.3773 | 0.42135 | 0 | 1.8031
NEISO_2_NYISO_J-K | NEISO | NYISO_J-K | 2045 | B13 | 600 | 0 | 430 | 430 | 0 | 430 | 0 | 0 | 18.0899 | 0 | 1.8992 | 1.2404 | 0 | 1.8031
NEISO_2_NYISO_J-K | NEISO | NYISO_J-K | 2045 | B14 | 900 | 0 | 430 | 430 | 0 | 430 | 0 | 0 | 1.1989 | 0 | 1.8992 | 0.12331 | 0 | 1.8031
NEISO_2_NYISO_J-K | NEISO | NYISO_J-K | 2045 | B15 | 1203 | 0 | 430 | 430 | 0 | 430 | 0 | 0 | 1.1158 | 0 | 1.8755 | 0.1534 | 0 | 1.8031
NEISO_2_NYISO_J-K | NEISO | NYISO_J-K | 2045 | B16 | 25 | 0 | 430 | 430 | 0 | 430 | 0 | 1117.21 | 27.1823 | 0 | 9.3773 | 0.077664 | 0 | 1.8031
NEISO_2_NYISO_J-K | NEISO | NYISO_J-K | 2045 | B17 | 100 | 0 | 430 | 430 | 0 | 430 | 0 | 766.07 | 27.1823 | 0 | 9.3773 | 0.31065 | 0 | 1.8031
NEISO_2_NYISO_J-K | NEISO | NYISO_J-K | 2045 | B18 | 400 | 0 | 430 | 430 | 0 | 430 | 0 | 556.53 | 27.1704 | 0 | 9.3773 | 1.2421 | 0 | 1.8031
NEISO_2_NYISO_J-K | NEISO | NYISO_J-K | 2045 | B19 | 700 | 0 | 430 | 430 | 0 | 430 | 0 | 0 | 4.4275 | 0 | 4.9735 | 0.3542 | 0 | 1.8031
NEISO_2_NYISO_J-K | NEISO | NYISO_J-K | 2045 | B20 | 935 | 0 | 430 | 430 | 0 | 430 | 0 | 0 | 0.34423 | 0 | 0.34423 | 0.036783 | 0 | 1.8031
NEISO_2_NYISO_J-K | NEISO | NYISO_J-K | 2050 | B1 | 10 | 0 | 430 | 430 | 0 | 430 | 0 | 0 | 0.01187 | 0 | 0.89025 | 1.3667e-05 | 0 | 1.7303
NEISO_2_NYISO_J-K | NEISO | NYISO_J-K | 2050 | B2 | 25 | 0 | 430 | 430 | 0 | 430 | 0 | 0 | 0.02374 | 0 | 0.89025 | 6.8336e-05 | 0 | 1.7303
NEISO_2_NYISO_J-K | NEISO | NYISO_J-K | 2050 | B3 | 75 | 0 | 430 | 34.53 | 0 | 430 | 0 | 0 | 0 | 0 | 0.89025 | 0 | 0 | 1.7303
NEISO_2_NYISO_J-K | NEISO | NYISO_J-K | 2050 | B4 | 100 | 0 | 430 | 430 | 0 | 430 | 0 | 0 | 0.02374 | 0 | 0.89025 | 0.00027334 | 0 | 1.7303
NEISO_2_NYISO_J-K | NEISO | NYISO_J-K | 2050 | B5 | 200 | 0 | 430 | 430 | 0 | 430 | 0 | 0 | 0.02374 | 0 | 0.89025 | 0.00054669 | 0 | 1.7303
NEISO_2_NYISO_J-K | NEISO | NYISO_J-K | 2050 | B6 | 300 | 0 | 430 | 430 | 0 | 430 | 0 | 0 | 1.2226 | 0 | 5.3415 | 0.042232 | 0 | 1.7303
NEISO_2_NYISO_J-K | NEISO | NYISO_J-K | 2050 | B7 | 400 | 0 | 430 | 430 | 0 | 430 | 0 | 0 | 16.6655 | 0 | 12.7959 | 0.76755 | 0 | 1.7303
NEISO_2_NYISO_J-K | NEISO | NYISO_J-K | 2050 | B8 | 500 | 0 | 430 | 430 | 0 | 430 | 0 | 0 | 16.6655 | 0 | 13.4962 | 0.95944 | 0 | 1.7303
NEISO_2_NYISO_J-K | NEISO | NYISO_J-K | 2050 | B9 | 800 | 0 | 430 | 430 | 0 | 430 | 0 | 0 | 9.3298 | 0 | 7.5731 | 0.8594 | 0 | 1.7303
NEISO_2_NYISO_J-K | NEISO | NYISO_J-K | 2050 | B10 | 1262 | 0 | 430 | 430 | 0 | 430 | 0 | 0 | 0.70033 | 0 | 0.89025 | 0.10176 | 0 | 1.7303
NEISO_2_NYISO_J-K | NEISO | NYISO_J-K | 2050 | B11 | 25 | 0 | 430 | 430 | 0 | 430 | 0 | 542.01 | 18.8377 | 0 | 17.1878 | 0.054225 | 0 | 1.7303
NEISO_2_NYISO_J-K | NEISO | NYISO_J-K | 2050 | B12 | 200 | 0 | 430 | 430 | 0 | 430 | 0 | 0 | 18.8377 | 0 | 14.0303 | 0.4338 | 0 | 1.7303
NEISO_2_NYISO_J-K | NEISO | NYISO_J-K | 2050 | B13 | 600 | 0 | 430 | 430 | 0 | 430 | 0 | 168.23 | 18.8377 | 0 | 17.1878 | 1.3014 | 0 | 1.7303
NEISO_2_NYISO_J-K | NEISO | NYISO_J-K | 2050 | B14 | 900 | 0 | 430 | 430 | 0 | 430 | 0 | 0 | 1.3294 | 0 | 1.3294 | 0.13777 | 0 | 1.7303
NEISO_2_NYISO_J-K | NEISO | NYISO_J-K | 2050 | B15 | 1203 | 0 | 430 | 430 | 0 | 430 | 0 | 0 | 1.1158 | 0 | 0.89025 | 0.15455 | 0 | 1.7303
NEISO_2_NYISO_J-K | NEISO | NYISO_J-K | 2050 | B16 | 25 | 0 | 430 | 430 | 0 | 430 | 0 | 1151.26 | 27.8233 | 0 | 17.1878 | 0.08009 | 0 | 1.7303
NEISO_2_NYISO_J-K | NEISO | NYISO_J-K | 2050 | B17 | 100 | 0 | 430 | 430 | 0 | 430 | 0 | 682.5 | 27.8233 | 0 | 17.1878 | 0.32036 | 0 | 1.7303
NEISO_2_NYISO_J-K | NEISO | NYISO_J-K | 2050 | B18 | 400 | 0 | 430 | 430 | 0 | 430 | 0 | 573.5 | 27.8233 | 0 | 17.1878 | 1.2814 | 0 | 1.7303
NEISO_2_NYISO_J-K | NEISO | NYISO_J-K | 2050 | B19 | 700 | 0 | 430 | 430 | 0 | 430 | 0 | 0 | 4.6412 | 0 | 9.0449 | 0.37407 | 0 | 1.7303
NEISO_2_NYISO_J-K | NEISO | NYISO_J-K | 2050 | B20 | 935 | 0 | 430 | 430 | 0 | 430 | 0 | 0 | 0.48667 | 0 | 0.48667 | 0.052393 | 0 | 1.7303
NonRTO_Midwest_2_MISO_IN | NonRTO_Midwest | MISO_IN | 2015 | B1 | 10 | 0 | 4450 | 0 | 0 | 0 | 0 | 0 | 0 | 0 | 0 | 0 | 0 | 0
NonRTO_Midwest_2_MISO_IN | NonRTO_Midwest | MISO_IN | 2015 | B2 | 25 | 0 | 4450 | 0 | 0 | 0 | 0 | 0 | 0 | 0 | 0 | 0 | 0 | 0
NonRTO_Midwest_2_MISO_IN | NonRTO_Midwest | MISO_IN | 2015 | B3 | 75 | 0 | 4450 | 0 | 0 | 0 | 0 | 0 | 0 | 0 | 0 | 0 | 0 | 0
NonRTO_Midwest_2_MISO_IN | NonRTO_Midwest | MISO_IN | 2015 | B4 | 100 | 0 | 4450 | 0 | 0 | 0 | 0 | 0 | 0 | 0 | 0 | 0 | 0 | 0
NonRTO_Midwest_2_MISO_IN | NonRTO_Midwest | MISO_IN | 2015 | B5 | 200 | 0 | 4450 | 0 | 0 | 0 | 0 | 0 | 0 | 0 | 0 | 0 | 0 | 0
NonRTO_Midwest_2_MISO_IN | NonRTO_Midwest | MISO_IN | 2015 | B6 | 300 | 0 | 4450 | 0 | 0 | 0 | 0 | 0 | 0 | 0 | 0 | 0 | 0 | 0
NonRTO_Midwest_2_MISO_IN | NonRTO_Midwest | MISO_IN | 2015 | B7 | 400 | 0 | 4450 | 0 | 0 | 0 | 0 | 0 | 0 | 0 | 0 | 0 | 0 | 0
NonRTO_Midwest_2_MISO_IN | NonRTO_Midwest | MISO_IN | 2015 | B8 | 500 | 0 | 4450 | 0 | 0 | 0 | 0 | 0 | 0 | 0 | 0 | 0 | 0 | 0
NonRTO_Midwest_2_MISO_IN | NonRTO_Midwest | MISO_IN | 2015 | B9 | 800 | 0 | 4450 | 0 | 0 | 0 | 0 | 0 | 0 | 0 | 0 | 0 | 0 | 0
NonRTO_Midwest_2_MISO_IN | NonRTO_Midwest | MISO_IN | 2015 | B10 | 1262 | 0 | 4450 | 0 | 0 | 0 | 0 | 0 | 0 | 0 | 0 | 0 | 0 | 0
NonRTO_Midwest_2_MISO_IN | NonRTO_Midwest | MISO_IN | 2015 | B11 | 25 | 0 | 4450 | 0 | 0 | 0 | 0 | 0 | 0 | 0 | 0 | 0 | 0 | 0
NonRTO_Midwest_2_MISO_IN | NonRTO_Midwest | MISO_IN | 2015 | B12 | 200 | 0 | 4450 | 0 | 0 | 0 | 0 | 0 | 0 | 0 | 0 | 0 | 0 | 0
NonRTO_Midwest_2_MISO_IN | NonRTO_Midwest | MISO_IN | 2015 | B13 | 600 | 0 | 4450 | 0 | 0 | 0 | 0 | 0 | 0 | 0 | 0 | 0 | 0 | 0
NonRTO_Midwest_2_MISO_IN | NonRTO_Midwest | MISO_IN | 2015 | B14 | 900 | 0 | 4450 | 0 | 0 | 0 | 0 | 0 | 0 | 0 | 0 | 0 | 0 | 0
NonRTO_Midwest_2_MISO_IN | NonRTO_Midwest | MISO_IN | 2015 | B15 | 1203 | 0 | 4450 | 0 | 0 | 0 | 0 | 0 | 0 | 0 | 0 | 0 | 0 | 0
NonRTO_Midwest_2_MISO_IN | NonRTO_Midwest | MISO_IN | 2015 | B16 | 25 | 0 | 4450 | 0 | 0 | 0 | 0 | 0 | 0 | 0 | 0 | 0 | 0 | 0
NonRTO_Midwest_2_MISO_IN | NonRTO_Midwest | MISO_IN | 2015 | B17 | 100 | 0 | 4450 | 0 | 0 | 0 | 0 | 0 | 0 | 0 | 0 | 0 | 0 | 0
NonRTO_Midwest_2_MISO_IN | NonRTO_Midwest | MISO_IN | 2015 | B18 | 400 | 0 | 4450 | 0 | 0 | 0 | 0 | 0 | 0 | 0 | 0 | 0 | 0 | 0
NonRTO_Midwest_2_MISO_IN | NonRTO_Midwest | MISO_IN | 2015 | B19 | 700 | 0 | 4450 | 0 | 0 | 0 | 0 | 0 | 0 | 0 | 0 | 0 | 0 | 0
NonRTO_Midwest_2_MISO_IN | NonRTO_Midwest | MISO_IN | 2015 | B20 | 935 | 0 | 4450 | 0 | 0 | 0 | 0 | 0 | 0 | 0 | 0 | 0 | 0 | 0
NonRTO_Midwest_2_MISO_IN | NonRTO_Midwest | MISO_IN | 2020 | B1 | 10 | 0 | 4450 | 0 | 0 | 0 | 0 | 0 | 0 | 0 | 0 | 0 | 0 | 0
NonRTO_Midwest_2_MISO_IN | NonRTO_Midwest | MISO_IN | 2020 | B2 | 25 | 0 | 4450 | 0 | 0 | 0 | 0 | 0 | 0 | 0 | 0 | 0 | 0 | 0
NonRTO_Midwest_2_MISO_IN | NonRTO_Midwest | MISO_IN | 2020 | B3 | 75 | 0 | 4450 | 0 | 0 | 0 | 0 | 0 | 0 | 0 | 0 | 0 | 0 | 0
NonRTO_Midwest_2_MISO_IN | NonRTO_Midwest | MISO_IN | 2020 | B4 | 100 | 0 | 4450 | 0 | 0 | 0 | 0 | 0 | 0 | 0 | 0 | 0 | 0 | 0
NonRTO_Midwest_2_MISO_IN | NonRTO_Midwest | MISO_IN | 2020 | B5 | 200 | 0 | 4450 | 0 | 0 | 0 | 0 | 0 | 0 | 0 | 0 | 0 | 0 | 0
NonRTO_Midwest_2_MISO_IN | NonRTO_Midwest | MISO_IN | 2020 | B6 | 300 | 0 | 4450 | 0 | 0 | 0 | 0 | 0 | 0 | 0 | 0 | 0 | 0 | 0
NonRTO_Midwest_2_MISO_IN | NonRTO_Midwest | MISO_IN | 2020 | B7 | 400 | 0 | 4450 | 0 | 0 | 0 | 0 | 0 | 0 | 0 | 0 | 0 | 0 | 0
NonRTO_Midwest_2_MISO_IN | NonRTO_Midwest | MISO_IN | 2020 | B8 | 500 | 0 | 4450 | 0 | 0 | 0 | 0 | 0 | 0 | 0 | 0 | 0 | 0 | 0
NonRTO_Midwest_2_MISO_IN | NonRTO_Midwest | MISO_IN | 2020 | B9 | 800 | 0 | 4450 | 0 | 0 | 0 | 0 | 0 | 0 | 0 | 0 | 0 | 0 | 0
NonRTO_Midwest_2_MISO_IN | NonRTO_Midwest | MISO_IN | 2020 | B10 | 1262 | 0 | 4450 | 0 | 0 | 0 | 0 | 0 | 0 | 0 | 0 | 0 | 0 | 0
NonRTO_Midwest_2_MISO_IN | NonRTO_Midwest | MISO_IN | 2020 | B11 | 25 | 0 | 4450 | 0 | 0 | 0 | 0 | 0 | 0 | 0 | 0 | 0 | 0 | 0
NonRTO_Midwest_2_MISO_IN | NonRTO_Midwest | MISO_IN | 2020 | B12 | 200 | 0 | 4450 | 0 | 0 | 0 | 0 | 0 | 0 | 0 | 0 | 0 | 0 | 0
NonRTO_Midwest_2_MISO_IN | NonRTO_Midwest | MISO_IN | 2020 | B13 | 600 | 0 | 4450 | 0 | 0 | 0 | 0 | 0 | 0 | 0 | 0 | 0 | 0 | 0
NonRTO_Midwest_2_MISO_IN | NonRTO_Midwest | MISO_IN | 2020 | B14 | 900 | 0 | 4450 | 0 | 0 | 0 | 0 | 0 | 0 | 0 | 0 | 0 | 0 | 0
NonRTO_Midwest_2_MISO_IN | NonRTO_Midwest | MISO_IN | 2020 | B15 | 1203 | 0 | 4450 | 0 | 0 | 0 | 0 | 0 | 0 | 0 | 0 | 0 | 0 | 0
NonRTO_Midwest_2_MISO_IN | NonRTO_Midwest | MISO_IN | 2020 | B16 | 25 | 0 | 4450 | 0 | 0 | 0 | 0 | 0 | 0 | 0 | 0 | 0 | 0 | 0
NonRTO_Midwest_2_MISO_IN | NonRTO_Midwest | MISO_IN | 2020 | B17 | 100 | 0 | 4450 | 0 | 0 | 0 | 0 | 0 | 0 | 0 | 0 | 0 | 0 | 0
NonRTO_Midwest_2_MISO_IN | NonRTO_Midwest | MISO_IN | 2020 | B18 | 400 | 0 | 4450 | 0 | 0 | 0 | 0 | 0 | 0 | 0 | 0 | 0 | 0 | 0
NonRTO_Midwest_2_MISO_IN | NonRTO_Midwest | MISO_IN | 2020 | B19 | 700 | 0 | 4450 | 0 | 0 | 0 | 0 | 0 | 0 | 0 | 0 | 0 | 0 | 0
NonRTO_Midwest_2_MISO_IN | NonRTO_Midwest | MISO_IN | 2020 | B20 | 935 | 0 | 4450 | 0 | 0 | 0 | 0 | 0 | 0 | 0 | 0 | 0 | 0 | 0
NonRTO_Midwest_2_MISO_IN | NonRTO_Midwest | MISO_IN | 2025 | B1 | 10 | 0 | 4450 | 0 | 0 | 0 | 0 | 0 | 0 | 0 | 0 | 0 | 0 | 0
NonRTO_Midwest_2_MISO_IN | NonRTO_Midwest | MISO_IN | 2025 | B2 | 25 | 0 | 4450 | 0 | 0 | 0 | 0 | 0 | 0 | 0 | 0 | 0 | 0 | 0
NonRTO_Midwest_2_MISO_IN | NonRTO_Midwest | MISO_IN | 2025 | B3 | 75 | 0 | 4450 | 0 | 0 | 0 | 0 | 0 | 0 | 0 | 0 | 0 | 0 | 0
NonRTO_Midwest_2_MISO_IN | NonRTO_Midwest | MISO_IN | 2025 | B4 | 100 | 0 | 4450 | 0 | 0 | 0 | 0 | 0 | 0 | 0 | 0 | 0 | 0 | 0
NonRTO_Midwest_2_MISO_IN | NonRTO_Midwest | MISO_IN | 2025 | B5 | 200 | 0 | 4450 | 0 | 0 | 0 | 0 | 0 | 0 | 0 | 0 | 0 | 0 | 0
NonRTO_Midwest_2_MISO_IN | NonRTO_Midwest | MISO_IN | 2025 | B6 | 300 | 0 | 4450 | 0 | 0 | 0 | 0 | 0 | 0 | 0 | 0 | 0 | 0 | 0
NonRTO_Midwest_2_MISO_IN | NonRTO_Midwest | MISO_IN | 2025 | B7 | 400 | 0 | 4450 | 0 | 0 | 0 | 0 | 0 | 0 | 0 | 0 | 0 | 0 | 0
NonRTO_Midwest_2_MISO_IN | NonRTO_Midwest | MISO_IN | 2025 | B8 | 500 | 0 | 4450 | 0 | 0 | 0 | 0 | 0 | 0 | 0 | 0 | 0 | 0 | 0
NonRTO_Midwest_2_MISO_IN | NonRTO_Midwest | MISO_IN | 2025 | B9 | 800 | 0 | 4450 | 0 | 0 | 0 | 0 | 0 | 0 | 0 | 0 | 0 | 0 | 0
NonRTO_Midwest_2_MISO_IN | NonRTO_Midwest | MISO_IN | 2025 | B10 | 1262 | 0 | 4450 | 0 | 0 | 0 | 0 | 0 | 0 | 0 | 0 | 0 | 0 | 0
NonRTO_Midwest_2_MISO_IN | NonRTO_Midwest | MISO_IN | 2025 | B11 | 25 | 0 | 4450 | 0 | 0 | 0 | 0 | 0 | 0 | 0 | 0 | 0 | 0 | 0
NonRTO_Midwest_2_MISO_IN | NonRTO_Midwest | MISO_IN | 2025 | B12 | 200 | 0 | 4450 | 0 | 0 | 0 | 0 | 0 | 0 | 0 | 0 | 0 | 0 | 0
NonRTO_Midwest_2_MISO_IN | NonRTO_Midwest | MISO_IN | 2025 | B13 | 600 | 0 | 4450 | 0 | 0 | 0 | 0 | 0 | 0 | 0 | 0 | 0 | 0 | 0
NonRTO_Midwest_2_MISO_IN | NonRTO_Midwest | MISO_IN | 2025 | B14 | 900 | 0 | 4450 | 0 | 0 | 0 | 0 | 0 | 0 | 0 | 0 | 0 | 0 | 0
NonRTO_Midwest_2_MISO_IN | NonRTO_Midwest | MISO_IN | 2025 | B15 | 1203 | 0 | 4450 | 0 | 0 | 0 | 0 | 0 | 0 | 0 | 0 | 0 | 0 | 0
NonRTO_Midwest_2_MISO_IN | NonRTO_Midwest | MISO_IN | 2025 | B16 | 25 | 0 | 4450 | 0 | 0 | 0 | 0 | 0 | 0 | 0 | 0 | 0 | 0 | 0
NonRTO_Midwest_2_MISO_IN | NonRTO_Midwest | MISO_IN | 2025 | B17 | 100 | 0 | 4450 | 0 | 0 | 0 | 0 | 0 | 0 | 0 | 0 | 0 | 0 | 0
NonRTO_Midwest_2_MISO_IN | NonRTO_Midwest | MISO_IN | 2025 | B18 | 400 | 0 | 4450 | 0 | 0 | 0 | 0 | 0 | 0 | 0 | 0 | 0 | 0 | 0
NonRTO_Midwest_2_MISO_IN | NonRTO_Midwest | MISO_IN | 2025 | B19 | 700 | 0 | 4450 | 0 | 0 | 0 | 0 | 0 | 0 | 0 | 0 | 0 | 0 | 0
NonRTO_Midwest_2_MISO_IN | NonRTO_Midwest | MISO_IN | 2025 | B20 | 935 | 0 | 4450 | 0 | 0 | 0 | 0 | 0 | 0 | 0 | 0 | 0 | 0 | 0
NonRTO_Midwest_2_MISO_IN | NonRTO_Midwest | MISO_IN | 2030 | B1 | 10 | 0 | 4450 | 0 | 0 | 0 | 0 | 0 | 0 | 0 | 0 | 0 | 0 | 0
NonRTO_Midwest_2_MISO_IN | NonRTO_Midwest | MISO_IN | 2030 | B2 | 25 | 0 | 4450 | 0 | 0 | 0 | 0 | 0 | 0 | 0 | 0 | 0 | 0 | 0
NonRTO_Midwest_2_MISO_IN | NonRTO_Midwest | MISO_IN | 2030 | B3 | 75 | 0 | 4450 | 0 | 0 | 0 | 0 | 0 | 0 | 0 | 0 | 0 | 0 | 0
NonRTO_Midwest_2_MISO_IN | NonRTO_Midwest | MISO_IN | 2030 | B4 | 100 | 0 | 4450 | 0 | 0 | 0 | 0 | 0 | 0 | 0 | 0 | 0 | 0 | 0
NonRTO_Midwest_2_MISO_IN | NonRTO_Midwest | MISO_IN | 2030 | B5 | 200 | 0 | 4450 | 0 | 0 | 0 | 0 | 0 | 0 | 0 | 0 | 0 | 0 | 0
NonRTO_Midwest_2_MISO_IN | NonRTO_Midwest | MISO_IN | 2030 | B6 | 300 | 0 | 4450 | 0 | 0 | 0 | 0 | 0 | 0 | 0 | 0 | 0 | 0 | 0
NonRTO_Midwest_2_MISO_IN | NonRTO_Midwest | MISO_IN | 2030 | B7 | 400 | 0 | 4450 | 0 | 0 | 0 | 0 | 0 | 0 | 0 | 0 | 0 | 0 | 0
NonRTO_Midwest_2_MISO_IN | NonRTO_Midwest | MISO_IN | 2030 | B8 | 500 | 0 | 4450 | 0 | 0 | 0 | 0 | 0 | 0 | 0 | 0 | 0 | 0 | 0
NonRTO_Midwest_2_MISO_IN | NonRTO_Midwest | MISO_IN | 2030 | B9 | 800 | 0 | 4450 | 0 | 0 | 0 | 0 | 0 | 0 | 0 | 0 | 0 | 0 | 0
NonRTO_Midwest_2_MISO_IN | NonRTO_Midwest | MISO_IN | 2030 | B10 | 1262 | 0 | 4450 | 0 | 0 | 0 | 0 | 0 | 0 | 0 | 0 | 0 | 0 | 0
NonRTO_Midwest_2_MISO_IN | NonRTO_Midwest | MISO_IN | 2030 | B11 | 25 | 0 | 4450 | 0 | 0 | 0 | 0 | 0 | 0 | 0 | 0 | 0 | 0 | 0
NonRTO_Midwest_2_MISO_IN | NonRTO_Midwest | MISO_IN | 2030 | B12 | 200 | 0 | 4450 | 0 | 0 | 0 | 0 | 0 | 0 | 0 | 0 | 0 | 0 | 0
NonRTO_Midwest_2_MISO_IN | NonRTO_Midwest | MISO_IN | 2030 | B13 | 600 | 0 | 4450 | 0 | 0 | 0 | 0 | 0 | 0 | 0 | 0 | 0 | 0 | 0
NonRTO_Midwest_2_MISO_IN | NonRTO_Midwest | MISO_IN | 2030 | B14 | 900 | 0 | 4450 | 0 | 0 | 0 | 0 | 0 | 0 | 0 | 0 | 0 | 0 | 0
NonRTO_Midwest_2_MISO_IN | NonRTO_Midwest | MISO_IN | 2030 | B15 | 1203 | 0 | 4450 | 0 | 0 | 0 | 0 | 0 | 0 | 0 | 0 | 0 | 0 | 0
NonRTO_Midwest_2_MISO_IN | NonRTO_Midwest | MISO_IN | 2030 | B16 | 25 | 0 | 4450 | 0 | 0 | 0 | 0 | 0 | 0 | 0 | 0 | 0 | 0 | 0
NonRTO_Midwest_2_MISO_IN | NonRTO_Midwest | MISO_IN | 2030 | B17 | 100 | 0 | 4450 | 0 | 0 | 0 | 0 | 0 | 0 | 0 | 0 | 0 | 0 | 0
NonRTO_Midwest_2_MISO_IN | NonRTO_Midwest | MISO_IN | 2030 | B18 | 400 | 0 | 4450 | 0 | 0 | 0 | 0 | 0 | 0 | 0 | 0 | 0 | 0 | 0
NonRTO_Midwest_2_MISO_IN | NonRTO_Midwest | MISO_IN | 2030 | B19 | 700 | 0 | 4450 | 0 | 0 | 0 | 0 | 0 | 0 | 0 | 0 | 0 | 0 | 0
NonRTO_Midwest_2_MISO_IN | NonRTO_Midwest | MISO_IN | 2030 | B20 | 935 | 0 | 4450 | 0 | 0 | 0 | 0 | 0 | 0 | 0 | 0 | 0 | 0 | 0
NonRTO_Midwest_2_MISO_IN | NonRTO_Midwest | MISO_IN | 2035 | B1 | 10 | 0 | 4450 | 0 | 0 | 0 | 0 | 0 | 0 | 0 | 0 | 0 | 0 | 0
NonRTO_Midwest_2_MISO_IN | NonRTO_Midwest | MISO_IN | 2035 | B2 | 25 | 0 | 4450 | 0 | 0 | 0 | 0 | 0 | 0 | 0 | 0 | 0 | 0 | 0
NonRTO_Midwest_2_MISO_IN | NonRTO_Midwest | MISO_IN | 2035 | B3 | 75 | 0 | 4450 | 0 | 0 | 0 | 0 | 0 | 0 | 0 | 0 | 0 | 0 | 0
NonRTO_Midwest_2_MISO_IN | NonRTO_Midwest | MISO_IN | 2035 | B4 | 100 | 0 | 4450 | 0 | 0 | 0 | 0 | 0 | 0 | 0 | 0 | 0 | 0 | 0
NonRTO_Midwest_2_MISO_IN | NonRTO_Midwest | MISO_IN | 2035 | B5 | 200 | 0 | 4450 | 0 | 0 | 0 | 0 | 0 | 0 | 0 | 0 | 0 | 0 | 0
NonRTO_Midwest_2_MISO_IN | NonRTO_Midwest | MISO_IN | 2035 | B6 | 300 | 0 | 4450 | 0 | 0 | 0 | 0 | 0 | 0 | 0 | 0 | 0 | 0 | 0
NonRTO_Midwest_2_MISO_IN | NonRTO_Midwest | MISO_IN | 2035 | B7 | 400 | 0 | 4450 | 0 | 0 | 0 | 0 | 0 | 0 | 0 | 0 | 0 | 0 | 0
NonRTO_Midwest_2_MISO_IN | NonRTO_Midwest | MISO_IN | 2035 | B8 | 500 | 0 | 4450 | 0 | 0 | 0 | 0 | 0 | 0 | 0 | 0 | 0 | 0 | 0
NonRTO_Midwest_2_MISO_IN | NonRTO_Midwest | MISO_IN | 2035 | B9 | 800 | 0 | 4450 | 0 | 0 | 0 | 0 | 0 | 0 | 0 | 0 | 0 | 0 | 0
NonRTO_Midwest_2_MISO_IN | NonRTO_Midwest | MISO_IN | 2035 | B10 | 1262 | 0 | 4450 | 0 | 0 | 0 | 0 | 0 | 0 | 0 | 0 | 0 | 0 | 0
NonRTO_Midwest_2_MISO_IN | NonRTO_Midwest | MISO_IN | 2035 | B11 | 25 | 0 | 4450 | 0 | 0 | 0 | 0 | 0 | 0 | 0 | 0 | 0 | 0 | 0
NonRTO_Midwest_2_MISO_IN | NonRTO_Midwest | MISO_IN | 2035 | B12 | 200 | 0 | 4450 | 0 | 0 | 0 | 0 | 0 | 0 | 0 | 0 | 0 | 0 | 0
NonRTO_Midwest_2_MISO_IN | NonRTO_Midwest | MISO_IN | 2035 | B13 | 600 | 0 | 4450 | 0 | 0 | 0 | 0 | 0 | 0 | 0 | 0 | 0 | 0 | 0
NonRTO_Midwest_2_MISO_IN | NonRTO_Midwest | MISO_IN | 2035 | B14 | 900 | 0 | 4450 | 0 | 0 | 0 | 0 | 0 | 0 | 0 | 0 | 0 | 0 | 0
NonRTO_Midwest_2_MISO_IN | NonRTO_Midwest | MISO_IN | 2035 | B15 | 1203 | 0 | 4450 | 0 | 0 | 0 | 0 | 0 | 0 | 0 | 0 | 0 | 0 | 0
NonRTO_Midwest_2_MISO_IN | NonRTO_Midwest | MISO_IN | 2035 | B16 | 25 | 0 | 4450 | 0 | 0 | 0 | 0 | 0 | 0 | 0 | 0 | 0 | 0 | 0
NonRTO_Midwest_2_MISO_IN | NonRTO_Midwest | MISO_IN | 2035 | B17 | 100 | 0 | 4450 | 0 | 0 | 0 | 0 | 0 | 0 | 0 | 0 | 0 | 0 | 0
NonRTO_Midwest_2_MISO_IN | NonRTO_Midwest | MISO_IN | 2035 | B18 | 400 | 0 | 4450 | 0 | 0 | 0 | 0 | 0 | 0 | 0 | 0 | 0 | 0 | 0
NonRTO_Midwest_2_MISO_IN | NonRTO_Midwest | MISO_IN | 2035 | B19 | 700 | 0 | 4450 | 0 | 0 | 0 | 0 | 0 | 0 | 0 | 0 | 0 | 0 | 0
NonRTO_Midwest_2_MISO_IN | NonRTO_Midwest | MISO_IN | 2035 | B20 | 935 | 0 | 4450 | 0 | 0 | 0 | 0 | 0 | 0 | 0 | 0 | 0 | 0 | 0
NonRTO_Midwest_2_MISO_IN | NonRTO_Midwest | MISO_IN | 2040 | B1 | 10 | 0 | 4450 | 0 | 0 | 0 | 0 | 0 | 0 | 0 | 0 | 0 | 0 | 0
NonRTO_Midwest_2_MISO_IN | NonRTO_Midwest | MISO_IN | 2040 | B2 | 25 | 0 | 4450 | 0 | 0 | 0 | 0 | 0 | 0 | 0 | 0 | 0 | 0 | 0
NonRTO_Midwest_2_MISO_IN | NonRTO_Midwest | MISO_IN | 2040 | B3 | 75 | 0 | 4450 | 0 | 0 | 0 | 0 | 0 | 0 | 0 | 0 | 0 | 0 | 0
NonRTO_Midwest_2_MISO_IN | NonRTO_Midwest | MISO_IN | 2040 | B4 | 100 | 0 | 4450 | 0 | 0 | 0 | 0 | 0 | 0 | 0 | 0 | 0 | 0 | 0
NonRTO_Midwest_2_MISO_IN | NonRTO_Midwest | MISO_IN | 2040 | B5 | 200 | 0 | 4450 | 0 | 0 | 0 | 0 | 0 | 0 | 0 | 0 | 0 | 0 | 0
NonRTO_Midwest_2_MISO_IN | NonRTO_Midwest | MISO_IN | 2040 | B6 | 300 | 0 | 4450 | 0 | 0 | 0 | 0 | 0 | 0 | 0 | 0 | 0 | 0 | 0
NonRTO_Midwest_2_MISO_IN | NonRTO_Midwest | MISO_IN | 2040 | B7 | 400 | 0 | 4450 | 0 | 0 | 0 | 0 | 0 | 0 | 0 | 0 | 0 | 0 | 0
NonRTO_Midwest_2_MISO_IN | NonRTO_Midwest | MISO_IN | 2040 | B8 | 500 | 0 | 4450 | 0 | 0 | 0 | 0 | 0 | 0 | 0 | 0 | 0 | 0 | 0
NonRTO_Midwest_2_MISO_IN | NonRTO_Midwest | MISO_IN | 2040 | B9 | 800 | 0 | 4450 | 0 | 0 | 0 | 0 | 0 | 0 | 0 | 0 | 0 | 0 | 0
NonRTO_Midwest_2_MISO_IN | NonRTO_Midwest | MISO_IN | 2040 | B10 | 1262 | 0 | 4450 | 0 | 0 | 0 | 0 | 0 | 0 | 0 | 0 | 0 | 0 | 0
NonRTO_Midwest_2_MISO_IN | NonRTO_Midwest | MISO_IN | 2040 | B11 | 25 | 0 | 4450 | 0 | 0 | 0 | 0 | 0 | 0 | 0 | 0 | 0 | 0 | 0
NonRTO_Midwest_2_MISO_IN | NonRTO_Midwest | MISO_IN | 2040 | B12 | 200 | 0 | 4450 | 0 | 0 | 0 | 0 | 0 | 0 | 0 | 0 | 0 | 0 | 0
NonRTO_Midwest_2_MISO_IN | NonRTO_Midwest | MISO_IN | 2040 | B13 | 600 | 0 | 4450 | 0 | 0 | 0 | 0 | 0 | 0 | 0 | 0 | 0 | 0 | 0
NonRTO_Midwest_2_MISO_IN | NonRTO_Midwest | MISO_IN | 2040 | B14 | 900 | 0 | 4450 | 0 | 0 | 0 | 0 | 0 | 0 | 0 | 0 | 0 | 0 | 0
NonRTO_Midwest_2_MISO_IN | NonRTO_Midwest | MISO_IN | 2040 | B15 | 1203 | 0 | 4450 | 0 | 0 | 0 | 0 | 0 | 0 | 0 | 0 | 0 | 0 | 0
NonRTO_Midwest_2_MISO_IN | NonRTO_Midwest | MISO_IN | 2040 | B16 | 25 | 0 | 4450 | 0 | 0 | 0 | 0 | 0 | 0 | 0 | 0 | 0 | 0 | 0
NonRTO_Midwest_2_MISO_IN | NonRTO_Midwest | MISO_IN | 2040 | B17 | 100 | 0 | 4450 | 0 | 0 | 0 | 0 | 0 | 0 | 0 | 0 | 0 | 0 | 0
NonRTO_Midwest_2_MISO_IN | NonRTO_Midwest | MISO_IN | 2040 | B18 | 400 | 0 | 4450 | 0 | 0 | 0 | 0 | 0 | 0 | 0 | 0 | 0 | 0 | 0
NonRTO_Midwest_2_MISO_IN | NonRTO_Midwest | MISO_IN | 2040 | B19 | 700 | 0 | 4450 | 0 | 0 | 0 | 0 | 0 | 0 | 0 | 0 | 0 | 0 | 0
NonRTO_Midwest_2_MISO_IN | NonRTO_Midwest | MISO_IN | 2040 | B20 | 935 | 0 | 4450 | 0 | 0 | 0 | 0 | 0 | 0 | 0 | 0 | 0 | 0 | 0
NonRTO_Midwest_2_MISO_IN | NonRTO_Midwest | MISO_IN | 2045 | B1 | 10 | 0 | 4450 | 0 | 0 | 0 | 0 | 0 | 0 | 0 | 0 | 0 | 0 | 0
NonRTO_Midwest_2_MISO_IN | NonRTO_Midwest | MISO_IN | 2045 | B2 | 25 | 0 | 4450 | 0 | 0 | 0 | 0 | 0 | 0 | 0 | 0 | 0 | 0 | 0
NonRTO_Midwest_2_MISO_IN | NonRTO_Midwest | MISO_IN | 2045 | B3 | 75 | 0 | 4450 | 0 | 0 | 0 | 0 | 0 | 0 | 0 | 0 | 0 | 0 | 0
NonRTO_Midwest_2_MISO_IN | NonRTO_Midwest | MISO_IN | 2045 | B4 | 100 | 0 | 4450 | 0 | 0 | 0 | 0 | 0 | 0 | 0 | 0 | 0 | 0 | 0
NonRTO_Midwest_2_MISO_IN | NonRTO_Midwest | MISO_IN | 2045 | B5 | 200 | 0 | 4450 | 0 | 0 | 0 | 0 | 0 | 0 | 0 | 0 | 0 | 0 | 0
NonRTO_Midwest_2_MISO_IN | NonRTO_Midwest | MISO_IN | 2045 | B6 | 300 | 0 | 4450 | 0 | 0 | 0 | 0 | 0 | 0 | 0 | 0 | 0 | 0 | 0
NonRTO_Midwest_2_MISO_IN | NonRTO_Midwest | MISO_IN | 2045 | B7 | 400 | 0 | 4450 | 0 | 0 | 0 | 0 | 0 | 0 | 0 | 0 | 0 | 0 | 0
NonRTO_Midwest_2_MISO_IN | NonRTO_Midwest | MISO_IN | 2045 | B8 | 500 | 0 | 4450 | 0 | 0 | 0 | 0 | 0 | 0 | 0 | 0 | 0 | 0 | 0
NonRTO_Midwest_2_MISO_IN | NonRTO_Midwest | MISO_IN | 2045 | B9 | 800 | 0 | 4450 | 0 | 0 | 0 | 0 | 0 | 0 | 0 | 0 | 0 | 0 | 0
NonRTO_Midwest_2_MISO_IN | NonRTO_Midwest | MISO_IN | 2045 | B10 | 1262 | 0 | 4450 | 424.27 | 0 | 0 | 0 | 0 | 0 | 0 | 0 | 0 | 0 | 0
NonRTO_Midwest_2_MISO_IN | NonRTO_Midwest | MISO_IN | 2045 | B11 | 25 | 0 | 4450 | 0 | 0 | 0 | 0 | 0 | 0 | 0 | 0 | 0 | 0 | 0
NonRTO_Midwest_2_MISO_IN | NonRTO_Midwest | MISO_IN | 2045 | B12 | 200 | 0 | 4450 | 0 | 0 | 0 | 0 | 0 | 0 | 0 | 0 | 0 | 0 | 0
NonRTO_Midwest_2_MISO_IN | NonRTO_Midwest | MISO_IN | 2045 | B13 | 600 | 0 | 4450 | 0 | 0 | 0 | 0 | 0 | 0 | 0 | 0 | 0 | 0 | 0
NonRTO_Midwest_2_MISO_IN | NonRTO_Midwest | MISO_IN | 2045 | B14 | 900 | 0 | 4450 | 0 | 0 | 0 | 0 | 0 | 0 | 0 | 0 | 0 | 0 | 0
NonRTO_Midwest_2_MISO_IN | NonRTO_Midwest | MISO_IN | 2045 | B15 | 1203 | 0 | 4450 | 0 | 0 | 0 | 0 | 0 | 0 | 0 | 0 | 0 | 0 | 0
NonRTO_Midwest_2_MISO_IN | NonRTO_Midwest | MISO_IN | 2045 | B16 | 25 | 0 | 4450 | 0 | 0 | 0 | 0 | 0 | 0 | 0 | 0 | 0 | 0 | 0
NonRTO_Midwest_2_MISO_IN | NonRTO_Midwest | MISO_IN | 2045 | B17 | 100 | 0 | 4450 | 0 | 0 | 0 | 0 | 0 | 0 | 0 | 0 | 0 | 0 | 0
NonRTO_Midwest_2_MISO_IN | NonRTO_Midwest | MISO_IN | 2045 | B18 | 400 | 0 | 4450 | 0 | 0 | 0 | 0 | 0 | 0 | 0 | 0 | 0 | 0 | 0
NonRTO_Midwest_2_MISO_IN | NonRTO_Midwest | MISO_IN | 2045 | B19 | 700 | 0 | 4450 | 0 | 0 | 0 | 0 | 0 | 0 | 0 | 0 | 0 | 0 | 0
NonRTO_Midwest_2_MISO_IN | NonRTO_Midwest | MISO_IN | 2045 | B20 | 935 | 0 | 4450 | 92.22 | 0 | 0 | 0 | 0 | 0 | 0 | 0 | 0 | 0 | 0
NonRTO_Midwest_2_MISO_IN | NonRTO_Midwest | MISO_IN | 2050 | B1 | 10 | 0 | 4450 | 0 | 0 | 0 | 0 | 0 | 0 | 0 | 0 | 0 | 0 | 0
NonRTO_Midwest_2_MISO_IN | NonRTO_Midwest | MISO_IN | 2050 | B2 | 25 | 0 | 4450 | 0 | 0 | 0 | 0 | 0 | 0 | 0 | 0 | 0 | 0 | 0
NonRTO_Midwest_2_MISO_IN | NonRTO_Midwest | MISO_IN | 2050 | B3 | 75 | 0 | 4450 | 0 | 0 | 0 | 0 | 0 | 0 | 0 | 0 | 0 | 0 | 0
NonRTO_Midwest_2_MISO_IN | NonRTO_Midwest | MISO_IN | 2050 | B4 | 100 | 0 | 4450 | 0 | 0 | 0 | 0 | 0 | 0 | 0 | 0 | 0 | 0 | 0
NonRTO_Midwest_2_MISO_IN | NonRTO_Midwest | MISO_IN | 2050 | B5 | 200 | 0 | 4450 | 0 | 0 | 0 | 0 | 0 | 0 | 0 | 0 | 0 | 0 | 0
NonRTO_Midwest_2_MISO_IN | NonRTO_Midwest | MISO_IN | 2050 | B6 | 300 | 0 | 4450 | 0 | 0 | 0 | 0 | 0 | 0 | 0 | 0 | 0 | 0 | 0
NonRTO_Midwest_2_MISO_IN | NonRTO_Midwest | MISO_IN | 2050 | B7 | 400 | 0 | 4450 | 0 | 0 | 0 | 0 | 0 | 0 | 0 | 0 | 0 | 0 | 0
NonRTO_Midwest_2_MISO_IN | NonRTO_Midwest | MISO_IN | 2050 | B8 | 500 | 0 | 4450 | 0 | 0 | 0 | 0 | 0 | 0 | 0 | 0 | 0 | 0 | 0
NonRTO_Midwest_2_MISO_IN | NonRTO_Midwest | MISO_IN | 2050 | B9 | 800 | 0 | 4450 | 0 | 0 | 0 | 0 | 0 | 0 | 0 | 0 | 0 | 0 | 0
NonRTO_Midwest_2_MISO_IN | NonRTO_Midwest | MISO_IN | 2050 | B10 | 1262 | 0 | 4450 | 1054.51 | 0 | 947 | 0 | 0 | 0 | 0 | 0 | 0 | 0 | 0
NonRTO_Midwest_2_MISO_IN | NonRTO_Midwest | MISO_IN | 2050 | B11 | 25 | 0 | 4450 | 0 | 0 | 0 | 0 | 0 | 0 | 0 | 0 | 0 | 0 | 0
NonRTO_Midwest_2_MISO_IN | NonRTO_Midwest | MISO_IN | 2050 | B12 | 200 | 0 | 4450 | 0 | 0 | 0 | 0 | 0 | 0 | 0 | 0 | 0 | 0 | 0
NonRTO_Midwest_2_MISO_IN | NonRTO_Midwest | MISO_IN | 2050 | B13 | 600 | 0 | 4450 | 0 | 0 | 0 | 0 | 0 | 0 | 0 | 0 | 0 | 0 | 0
NonRTO_Midwest_2_MISO_IN | NonRTO_Midwest | MISO_IN | 2050 | B14 | 900 | 0 | 4450 | 0 | 0 | 0 | 0 | 0 | 0 | 0 | 0 | 0 | 0 | 0
NonRTO_Midwest_2_MISO_IN | NonRTO_Midwest | MISO_IN | 2050 | B15 | 1203 | 0 | 4450 | 0 | 0 | 0 | 0 | 0 | 0 | 0 | 0 | 0 | 0 | 0
NonRTO_Midwest_2_MISO_IN | NonRTO_Midwest | MISO_IN | 2050 | B16 | 25 | 0 | 4450 | 0 | 0 | 0 | 0 | 0 | 0 | 0 | 0 | 0 | 0 | 0
NonRTO_Midwest_2_MISO_IN | NonRTO_Midwest | MISO_IN | 2050 | B17 | 100 | 0 | 4450 | 0 | 0 | 0 | 0 | 0 | 0 | 0 | 0 | 0 | 0 | 0
NonRTO_Midwest_2_MISO_IN | NonRTO_Midwest | MISO_IN | 2050 | B18 | 400 | 0 | 4450 | 0 | 0 | 0 | 0 | 0 | 0 | 0 | 0 | 0 | 0 | 0
NonRTO_Midwest_2_MISO_IN | NonRTO_Midwest | MISO_IN | 2050 | B19 | 700 | 0 | 4450 | 0 | 0 | 0 | 0 | 0 | 0 | 0 | 0 | 0 | 0 | 0
NonRTO_Midwest_2_MISO_IN | NonRTO_Midwest | MISO_IN | 2050 | B20 | 935 | 0 | 4450 | 528.38 | 0 | 97.14 | 0 | 0 | 0 | 0 | 0 | 0 | 0 | 0
NonRTO_Midwest_2_TVA_Transmission | NonRTO_Midwest | TVA_Transmission | 2015 | B1 | 10 | 0 | 2400 | 0 | 0 | 0 | 0 | 0 | 0 | 0 | 0 | 0 | 0 | Infinite
NonRTO_Midwest_2_TVA_Transmission | NonRTO_Midwest | TVA_Transmission | 2015 | B2 | 25 | 0 | 2400 | 0 | 0 | 0 | 0 | 0 | 0 | 0 | 0 | 0 | 0 | Infinite
NonRTO_Midwest_2_TVA_Transmission | NonRTO_Midwest | TVA_Transmission | 2015 | B3 | 75 | 0 | 2400 | 0 | 0 | 0 | 0 | 0 | 0 | 0 | 0 | 0 | 0 | Infinite
NonRTO_Midwest_2_TVA_Transmission | NonRTO_Midwest | TVA_Transmission | 2015 | B4 | 100 | 0 | 2400 | 0 | 0 | 0 | 0 | 0 | 0 | 0 | 0 | 0 | 0 | Infinite
NonRTO_Midwest_2_TVA_Transmission | NonRTO_Midwest | TVA_Transmission | 2015 | B5 | 200 | 0 | 2400 | 0 | 0 | 0 | 0 | 0 | 0 | 0 | 0 | 0 | 0 | Infinite
NonRTO_Midwest_2_TVA_Transmission | NonRTO_Midwest | TVA_Transmission | 2015 | B6 | 300 | 0 | 2400 | 0 | 0 | 0 | 0 | 0 | 0 | 0 | 0 | 0 | 0 | Infinite
NonRTO_Midwest_2_TVA_Transmission | NonRTO_Midwest | TVA_Transmission | 2015 | B7 | 400 | 0 | 2400 | 0 | 0 | 0 | 0 | 0 | 0 | 0 | 0 | 0 | 0 | Infinite
NonRTO_Midwest_2_TVA_Transmission | NonRTO_Midwest | TVA_Transmission | 2015 | B8 | 500 | 0 | 2400 | 0 | 0 | 0 | 0 | 0 | 0 | 0 | 0 | 0 | 0 | Infinite
NonRTO_Midwest_2_TVA_Transmission | NonRTO_Midwest | TVA_Transmission | 2015 | B9 | 800 | 0 | 2400 | 0 | 0 | 0 | 0 | 0 | 0 | 0 | 0 | 0 | 0 | Infinite
NonRTO_Midwest_2_TVA_Transmission | NonRTO_Midwest | TVA_Transmission | 2015 | B10 | 1262 | 0 | 2400 | 0 | 0 | 0 | 0 | 0 | 0 | 0 | 0 | 0 | 0 | Infinite
NonRTO_Midwest_2_TVA_Transmission | NonRTO_Midwest | TVA_Transmission | 2015 | B11 | 25 | 0 | 2400 | 0 | 0 | 0 | 0 | 0 | 0 | 0 | 0 | 0 | 0 | Infinite
NonRTO_Midwest_2_TVA_Transmission | NonRTO_Midwest | TVA_Transmission | 2015 | B12 | 200 | 0 | 2400 | 0 | 0 | 0 | 0 | 0 | 0 | 0 | 0 | 0 | 0 | Infinite
NonRTO_Midwest_2_TVA_Transmission | NonRTO_Midwest | TVA_Transmission | 2015 | B13 | 600 | 0 | 2400 | 0 | 0 | 0 | 0 | 0 | 0 | 0 | 0 | 0 | 0 | Infinite
NonRTO_Midwest_2_TVA_Transmission | NonRTO_Midwest | TVA_Transmission | 2015 | B14 | 900 | 0 | 2400 | 0 | 0 | 0 | 0 | 0 | 0 | 0 | 0 | 0 | 0 | Infinite
NonRTO_Midwest_2_TVA_Transmission | NonRTO_Midwest | TVA_Transmission | 2015 | B15 | 1203 | 0 | 2400 | 0 | 0 | 0 | 0 | 0 | 0 | 0 | 0 | 0 | 0 | Infinite
NonRTO_Midwest_2_TVA_Transmission | NonRTO_Midwest | TVA_Transmission | 2015 | B16 | 25 | 0 | 2400 | 0 | 0 | 0 | 0 | 0 | 0 | 0 | 0 | 0 | 0 | Infinite
NonRTO_Midwest_2_TVA_Transmission | NonRTO_Midwest | TVA_Transmission | 2015 | B17 | 100 | 0 | 2400 | 0 | 0 | 0 | 0 | 0 | 0 | 0 | 0 | 0 | 0 | Infinite
NonRTO_Midwest_2_TVA_Transmission | NonRTO_Midwest | TVA_Transmission | 2015 | B18 | 400 | 0 | 2400 | 0 | 0 | 0 | 0 | 0 | 0 | 0 | 0 | 0 | 0 | Infinite
NonRTO_Midwest_2_TVA_Transmission | NonRTO_Midwest | TVA_Transmission | 2015 | B19 | 700 | 0 | 2400 | 0 | 0 | 0 | 0 | 0 | 0 | 0 | 0 | 0 | 0 | Infinite
NonRTO_Midwest_2_TVA_Transmission | NonRTO_Midwest | TVA_Transmission | 2015 | B20 | 935 | 0 | 2400 | 0 | 0 | 0 | 0 | 0 | 0 | 0 | 0 | 0 | 0 | Infinite
NonRTO_Midwest_2_TVA_Transmission | NonRTO_Midwest | TVA_Transmission | 2020 | B1 | 10 | 0 | 2400 | 0 | 0 | 0 | 0 | 0 | 0 | 0 | 0 | 0 | 0 | Infinite
NonRTO_Midwest_2_TVA_Transmission | NonRTO_Midwest | TVA_Transmission | 2020 | B2 | 25 | 0 | 2400 | 0 | 0 | 0 | 0 | 0 | 0 | 0 | 0 | 0 | 0 | Infinite
NonRTO_Midwest_2_TVA_Transmission | NonRTO_Midwest | TVA_Transmission | 2020 | B3 | 75 | 0 | 2400 | 0 | 0 | 0 | 0 | 0 | 0 | 0 | 0 | 0 | 0 | Infinite
NonRTO_Midwest_2_TVA_Transmission | NonRTO_Midwest | TVA_Transmission | 2020 | B4 | 100 | 0 | 2400 | 0 | 0 | 0 | 0 | 0 | 0 | 0 | 0 | 0 | 0 | Infinite
NonRTO_Midwest_2_TVA_Transmission | NonRTO_Midwest | TVA_Transmission | 2020 | B5 | 200 | 0 | 2400 | 0 | 0 | 0 | 0 | 0 | 0 | 0 | 0 | 0 | 0 | Infinite
NonRTO_Midwest_2_TVA_Transmission | NonRTO_Midwest | TVA_Transmission | 2020 | B6 | 300 | 0 | 2400 | 0 | 0 | 0 | 0 | 0 | 0 | 0 | 0 | 0 | 0 | Infinite
NonRTO_Midwest_2_TVA_Transmission | NonRTO_Midwest | TVA_Transmission | 2020 | B7 | 400 | 0 | 2400 | 0 | 0 | 0 | 0 | 0 | 0 | 0 | 0 | 0 | 0 | Infinite
NonRTO_Midwest_2_TVA_Transmission | NonRTO_Midwest | TVA_Transmission | 2020 | B8 | 500 | 0 | 2400 | 0 | 0 | 0 | 0 | 0 | 0 | 0 | 0 | 0 | 0 | Infinite
NonRTO_Midwest_2_TVA_Transmission | NonRTO_Midwest | TVA_Transmission | 2020 | B9 | 800 | 0 | 2400 | 0 | 0 | 0 | 0 | 0 | 0 | 0 | 0 | 0 | 0 | Infinite
NonRTO_Midwest_2_TVA_Transmission | NonRTO_Midwest | TVA_Transmission | 2020 | B10 | 1262 | 0 | 2400 | 0 | 0 | 0 | 0 | 0 | 0 | 0 | 0 | 0 | 0 | Infinite
NonRTO_Midwest_2_TVA_Transmission | NonRTO_Midwest | TVA_Transmission | 2020 | B11 | 25 | 0 | 2400 | 0 | 0 | 0 | 0 | 0 | 0 | 0 | 0 | 0 | 0 | Infinite
NonRTO_Midwest_2_TVA_Transmission | NonRTO_Midwest | TVA_Transmission | 2020 | B12 | 200 | 0 | 2400 | 0 | 0 | 0 | 0 | 0 | 0 | 0 | 0 | 0 | 0 | Infinite
NonRTO_Midwest_2_TVA_Transmission | NonRTO_Midwest | TVA_Transmission | 2020 | B13 | 600 | 0 | 2400 | 0 | 0 | 0 | 0 | 0 | 0 | 0 | 0 | 0 | 0 | Infinite
NonRTO_Midwest_2_TVA_Transmission | NonRTO_Midwest | TVA_Transmission | 2020 | B14 | 900 | 0 | 2400 | 0 | 0 | 0 | 0 | 0 | 0 | 0 | 0 | 0 | 0 | Infinite
NonRTO_Midwest_2_TVA_Transmission | NonRTO_Midwest | TVA_Transmission | 2020 | B15 | 1203 | 0 | 2400 | 0 | 0 | 0 | 0 | 0 | 0 | 0 | 0 | 0 | 0 | Infinite
NonRTO_Midwest_2_TVA_Transmission | NonRTO_Midwest | TVA_Transmission | 2020 | B16 | 25 | 0 | 2400 | 0 | 0 | 0 | 0 | 0 | 0 | 0 | 0 | 0 | 0 | Infinite
NonRTO_Midwest_2_TVA_Transmission | NonRTO_Midwest | TVA_Transmission | 2020 | B17 | 100 | 0 | 2400 | 0 | 0 | 0 | 0 | 0 | 0 | 0 | 0 | 0 | 0 | Infinite
NonRTO_Midwest_2_TVA_Transmission | NonRTO_Midwest | TVA_Transmission | 2020 | B18 | 400 | 0 | 2400 | 0 | 0 | 0 | 0 | 0 | 0 | 0 | 0 | 0 | 0 | Infinite
NonRTO_Midwest_2_TVA_Transmission | NonRTO_Midwest | TVA_Transmission | 2020 | B19 | 700 | 0 | 2400 | 0 | 0 | 0 | 0 | 0 | 0 | 0 | 0 | 0 | 0 | Infinite
NonRTO_Midwest_2_TVA_Transmission | NonRTO_Midwest | TVA_Transmission | 2020 | B20 | 935 | 0 | 2400 | 0 | 0 | 0 | 0 | 0 | 0 | 0 | 0 | 0 | 0 | Infinite
NonRTO_Midwest_2_TVA_Transmission | NonRTO_Midwest | TVA_Transmission | 2025 | B1 | 10 | 0 | 2400 | 0 | 0 | 0 | 0 | 0 | 0 | 0 | 0 | 0 | 0 | Infinite
NonRTO_Midwest_2_TVA_Transmission | NonRTO_Midwest | TVA_Transmission | 2025 | B2 | 25 | 0 | 2400 | 0 | 0 | 0 | 0 | 0 | 0 | 0 | 0 | 0 | 0 | Infinite
NonRTO_Midwest_2_TVA_Transmission | NonRTO_Midwest | TVA_Transmission | 2025 | B3 | 75 | 0 | 2400 | 0 | 0 | 0 | 0 | 0 | 0 | 0 | 0 | 0 | 0 | Infinite
NonRTO_Midwest_2_TVA_Transmission | NonRTO_Midwest | TVA_Transmission | 2025 | B4 | 100 | 0 | 2400 | 0 | 0 | 0 | 0 | 0 | 0 | 0 | 0 | 0 | 0 | Infinite
NonRTO_Midwest_2_TVA_Transmission | NonRTO_Midwest | TVA_Transmission | 2025 | B5 | 200 | 0 | 2400 | 0 | 0 | 0 | 0 | 0 | 0 | 0 | 0 | 0 | 0 | Infinite
NonRTO_Midwest_2_TVA_Transmission | NonRTO_Midwest | TVA_Transmission | 2025 | B6 | 300 | 0 | 2400 | 0 | 0 | 0 | 0 | 0 | 0 | 0 | 0 | 0 | 0 | Infinite
NonRTO_Midwest_2_TVA_Transmission | NonRTO_Midwest | TVA_Transmission | 2025 | B7 | 400 | 0 | 2400 | 0 | 0 | 0 | 0 | 0 | 0 | 0 | 0 | 0 | 0 | Infinite
NonRTO_Midwest_2_TVA_Transmission | NonRTO_Midwest | TVA_Transmission | 2025 | B8 | 500 | 0 | 2400 | 0 | 0 | 0 | 0 | 0 | 0 | 0 | 0 | 0 | 0 | Infinite
NonRTO_Midwest_2_TVA_Transmission | NonRTO_Midwest | TVA_Transmission | 2025 | B9 | 800 | 0 | 2400 | 0 | 0 | 0 | 0 | 0 | 0 | 0 | 0 | 0 | 0 | Infinite
NonRTO_Midwest_2_TVA_Transmission | NonRTO_Midwest | TVA_Transmission | 2025 | B10 | 1262 | 0 | 2400 | 0 | 0 | 0 | 0 | 0 | 0 | 0 | 0 | 0 | 0 | Infinite
NonRTO_Midwest_2_TVA_Transmission | NonRTO_Midwest | TVA_Transmission | 2025 | B11 | 25 | 0 | 2400 | 0 | 0 | 0 | 0 | 0 | 0 | 0 | 0 | 0 | 0 | Infinite
NonRTO_Midwest_2_TVA_Transmission | NonRTO_Midwest | TVA_Transmission | 2025 | B12 | 200 | 0 | 2400 | 0 | 0 | 0 | 0 | 0 | 0 | 0 | 0 | 0 | 0 | Infinite
NonRTO_Midwest_2_TVA_Transmission | NonRTO_Midwest | TVA_Transmission | 2025 | B13 | 600 | 0 | 2400 | 0 | 0 | 0 | 0 | 0 | 0 | 0 | 0 | 0 | 0 | Infinite
NonRTO_Midwest_2_TVA_Transmission | NonRTO_Midwest | TVA_Transmission | 2025 | B14 | 900 | 0 | 2400 | 0 | 0 | 0 | 0 | 0 | 0 | 0 | 0 | 0 | 0 | Infinite
NonRTO_Midwest_2_TVA_Transmission | NonRTO_Midwest | TVA_Transmission | 2025 | B15 | 1203 | 0 | 2400 | 0 | 0 | 0 | 0 | 0 | 0 | 0 | 0 | 0 | 0 | Infinite
NonRTO_Midwest_2_TVA_Transmission | NonRTO_Midwest | TVA_Transmission | 2025 | B16 | 25 | 0 | 2400 | 0 | 0 | 0 | 0 | 0 | 0 | 0 | 0 | 0 | 0 | Infinite
NonRTO_Midwest_2_TVA_Transmission | NonRTO_Midwest | TVA_Transmission | 2025 | B17 | 100 | 0 | 2400 | 0 | 0 | 0 | 0 | 0 | 0 | 0 | 0 | 0 | 0 | Infinite
NonRTO_Midwest_2_TVA_Transmission | NonRTO_Midwest | TVA_Transmission | 2025 | B18 | 400 | 0 | 2400 | 0 | 0 | 0 | 0 | 0 | 0 | 0 | 0 | 0 | 0 | Infinite
NonRTO_Midwest_2_TVA_Transmission | NonRTO_Midwest | TVA_Transmission | 2025 | B19 | 700 | 0 | 2400 | 0 | 0 | 0 | 0 | 0 | 0 | 0 | 0 | 0 | 0 | Infinite
NonRTO_Midwest_2_TVA_Transmission | NonRTO_Midwest | TVA_Transmission | 2025 | B20 | 935 | 0 | 2400 | 0 | 0 | 0 | 0 | 0 | 0 | 0 | 0 | 0 | 0 | Infinite
NonRTO_Midwest_2_TVA_Transmission | NonRTO_Midwest | TVA_Transmission | 2030 | B1 | 10 | 0 | 2400 | 0 | 0 | 0 | 0 | 0 | 0 | 0 | 0 | 0 | 0 | Infinite
NonRTO_Midwest_2_TVA_Transmission | NonRTO_Midwest | TVA_Transmission | 2030 | B2 | 25 | 0 | 2400 | 0 | 0 | 0 | 0 | 0 | 0 | 0 | 0 | 0 | 0 | Infinite
NonRTO_Midwest_2_TVA_Transmission | NonRTO_Midwest | TVA_Transmission | 2030 | B3 | 75 | 0 | 2400 | 0 | 0 | 0 | 0 | 0 | 0 | 0 | 0 | 0 | 0 | Infinite
NonRTO_Midwest_2_TVA_Transmission | NonRTO_Midwest | TVA_Transmission | 2030 | B4 | 100 | 0 | 2400 | 0 | 0 | 0 | 0 | 0 | 0 | 0 | 0 | 0 | 0 | Infinite
NonRTO_Midwest_2_TVA_Transmission | NonRTO_Midwest | TVA_Transmission | 2030 | B5 | 200 | 0 | 2400 | 0 | 0 | 0 | 0 | 0 | 0 | 0 | 0 | 0 | 0 | Infinite
NonRTO_Midwest_2_TVA_Transmission | NonRTO_Midwest | TVA_Transmission | 2030 | B6 | 300 | 0 | 2400 | 0 | 0 | 0 | 0 | 0 | 0 | 0 | 0 | 0 | 0 | Infinite
NonRTO_Midwest_2_TVA_Transmission | NonRTO_Midwest | TVA_Transmission | 2030 | B7 | 400 | 0 | 2400 | 0 | 0 | 0 | 0 | 0 | 0 | 0 | 0 | 0 | 0 | Infinite
NonRTO_Midwest_2_TVA_Transmission | NonRTO_Midwest | TVA_Transmission | 2030 | B8 | 500 | 0 | 2400 | 0 | 0 | 0 | 0 | 0 | 0 | 0 | 0 | 0 | 0 | Infinite
NonRTO_Midwest_2_TVA_Transmission | NonRTO_Midwest | TVA_Transmission | 2030 | B9 | 800 | 0 | 2400 | 0 | 0 | 0 | 0 | 0 | 0 | 0 | 0 | 0 | 0 | Infinite
NonRTO_Midwest_2_TVA_Transmission | NonRTO_Midwest | TVA_Transmission | 2030 | B10 | 1262 | 0 | 2400 | 0 | 0 | 0 | 0 | 0 | 0 | 0 | 0 | 0 | 0 | Infinite
NonRTO_Midwest_2_TVA_Transmission | NonRTO_Midwest | TVA_Transmission | 2030 | B11 | 25 | 0 | 2400 | 0 | 0 | 0 | 0 | 0 | 0 | 0 | 0 | 0 | 0 | Infinite
NonRTO_Midwest_2_TVA_Transmission | NonRTO_Midwest | TVA_Transmission | 2030 | B12 | 200 | 0 | 2400 | 0 | 0 | 0 | 0 | 0 | 0 | 0 | 0 | 0 | 0 | Infinite
NonRTO_Midwest_2_TVA_Transmission | NonRTO_Midwest | TVA_Transmission | 2030 | B13 | 600 | 0 | 2400 | 0 | 0 | 0 | 0 | 0 | 0 | 0 | 0 | 0 | 0 | Infinite
NonRTO_Midwest_2_TVA_Transmission | NonRTO_Midwest | TVA_Transmission | 2030 | B14 | 900 | 0 | 2400 | 0 | 0 | 0 | 0 | 0 | 0 | 0 | 0 | 0 | 0 | Infinite
NonRTO_Midwest_2_TVA_Transmission | NonRTO_Midwest | TVA_Transmission | 2030 | B15 | 1203 | 0 | 2400 | 0 | 0 | 0 | 0 | 0 | 0 | 0 | 0 | 0 | 0 | Infinite
NonRTO_Midwest_2_TVA_Transmission | NonRTO_Midwest | TVA_Transmission | 2030 | B16 | 25 | 0 | 2400 | 0 | 0 | 0 | 0 | 0 | 0 | 0 | 0 | 0 | 0 | Infinite
NonRTO_Midwest_2_TVA_Transmission | NonRTO_Midwest | TVA_Transmission | 2030 | B17 | 100 | 0 | 2400 | 0 | 0 | 0 | 0 | 0 | 0 | 0 | 0 | 0 | 0 | Infinite
NonRTO_Midwest_2_TVA_Transmission | NonRTO_Midwest | TVA_Transmission | 2030 | B18 | 400 | 0 | 2400 | 0 | 0 | 0 | 0 | 0 | 0 | 0 | 0 | 0 | 0 | Infinite
NonRTO_Midwest_2_TVA_Transmission | NonRTO_Midwest | TVA_Transmission | 2030 | B19 | 700 | 0 | 2400 | 0 | 0 | 0 | 0 | 0 | 0 | 0 | 0 | 0 | 0 | Infinite
NonRTO_Midwest_2_TVA_Transmission | NonRTO_Midwest | TVA_Transmission | 2030 | B20 | 935 | 0 | 2400 | 0 | 0 | 0 | 0 | 0 | 0 | 0 | 0 | 0 | 0 | Infinite
NonRTO_Midwest_2_TVA_Transmission | NonRTO_Midwest | TVA_Transmission | 2035 | B1 | 10 | 0 | 2400 | 0 | 0 | 0 | 0 | 0 | 0 | 0 | 0 | 0 | 0 | Infinite
NonRTO_Midwest_2_TVA_Transmission | NonRTO_Midwest | TVA_Transmission | 2035 | B2 | 25 | 0 | 2400 | 0 | 0 | 0 | 0 | 0 | 0 | 0 | 0 | 0 | 0 | Infinite
NonRTO_Midwest_2_TVA_Transmission | NonRTO_Midwest | TVA_Transmission | 2035 | B3 | 75 | 0 | 2400 | 0 | 0 | 0 | 0 | 0 | 0 | 0 | 0 | 0 | 0 | Infinite
NonRTO_Midwest_2_TVA_Transmission | NonRTO_Midwest | TVA_Transmission | 2035 | B4 | 100 | 0 | 2400 | 0 | 0 | 0 | 0 | 0 | 0 | 0 | 0 | 0 | 0 | Infinite
NonRTO_Midwest_2_TVA_Transmission | NonRTO_Midwest | TVA_Transmission | 2035 | B5 | 200 | 0 | 2400 | 0 | 0 | 0 | 0 | 0 | 0 | 0 | 0 | 0 | 0 | Infinite
NonRTO_Midwest_2_TVA_Transmission | NonRTO_Midwest | TVA_Transmission | 2035 | B6 | 300 | 0 | 2400 | 0 | 0 | 0 | 0 | 0 | 0 | 0 | 0 | 0 | 0 | Infinite
NonRTO_Midwest_2_TVA_Transmission | NonRTO_Midwest | TVA_Transmission | 2035 | B7 | 400 | 0 | 2400 | 0 | 0 | 0 | 0 | 0 | 0 | 0 | 0 | 0 | 0 | Infinite
NonRTO_Midwest_2_TVA_Transmission | NonRTO_Midwest | TVA_Transmission | 2035 | B8 | 500 | 0 | 2400 | 0 | 0 | 0 | 0 | 0 | 0 | 0 | 0 | 0 | 0 | Infinite
NonRTO_Midwest_2_TVA_Transmission | NonRTO_Midwest | TVA_Transmission | 2035 | B9 | 800 | 0 | 2400 | 0 | 0 | 0 | 0 | 0 | 0 | 0 | 0 | 0 | 0 | Infinite
NonRTO_Midwest_2_TVA_Transmission | NonRTO_Midwest | TVA_Transmission | 2035 | B10 | 1262 | 0 | 2400 | 0 | 0 | 0 | 0 | 0 | 0 | 0 | 0 | 0 | 0 | Infinite
NonRTO_Midwest_2_TVA_Transmission | NonRTO_Midwest | TVA_Transmission | 2035 | B11 | 25 | 0 | 2400 | 0 | 0 | 0 | 0 | 0 | 0 | 0 | 0 | 0 | 0 | Infinite
NonRTO_Midwest_2_TVA_Transmission | NonRTO_Midwest | TVA_Transmission | 2035 | B12 | 200 | 0 | 2400 | 0 | 0 | 0 | 0 | 0 | 0 | 0 | 0 | 0 | 0 | Infinite
NonRTO_Midwest_2_TVA_Transmission | NonRTO_Midwest | TVA_Transmission | 2035 | B13 | 600 | 0 | 2400 | 0 | 0 | 0 | 0 | 0 | 0 | 0 | 0 | 0 | 0 | Infinite
NonRTO_Midwest_2_TVA_Transmission | NonRTO_Midwest | TVA_Transmission | 2035 | B14 | 900 | 0 | 2400 | 0 | 0 | 0 | 0 | 0 | 0 | 0 | 0 | 0 | 0 | Infinite
NonRTO_Midwest_2_TVA_Transmission | NonRTO_Midwest | TVA_Transmission | 2035 | B15 | 1203 | 0 | 2400 | 433.19 | 0 | 433.54 | 0 | 0 | 0 | 0 | 0 | 0 | 0 | Infinite
NonRTO_Midwest_2_TVA_Transmission | NonRTO_Midwest | TVA_Transmission | 2035 | B16 | 25 | 0 | 2400 | 0 | 0 | 0 | 0 | 0 | 0 | 0 | 0 | 0 | 0 | Infinite
NonRTO_Midwest_2_TVA_Transmission | NonRTO_Midwest | TVA_Transmission | 2035 | B17 | 100 | 0 | 2400 | 0 | 0 | 0 | 0 | 0 | 0 | 0 | 0 | 0 | 0 | Infinite
NonRTO_Midwest_2_TVA_Transmission | NonRTO_Midwest | TVA_Transmission | 2035 | B18 | 400 | 0 | 2400 | 0 | 0 | 0 | 0 | 0 | 0 | 0 | 0 | 0 | 0 | Infinite
NonRTO_Midwest_2_TVA_Transmission | NonRTO_Midwest | TVA_Transmission | 2035 | B19 | 700 | 0 | 2400 | 0 | 0 | 0 | 0 | 0 | 0 | 0 | 0 | 0 | 0 | Infinite
NonRTO_Midwest_2_TVA_Transmission | NonRTO_Midwest | TVA_Transmission | 2035 | B20 | 935 | 0 | 2400 | 0 | 0 | 0 | 0 | 0 | 0 | 0 | 0 | 0 | 0 | Infinite
NonRTO_Midwest_2_TVA_Transmission | NonRTO_Midwest | TVA_Transmission | 2040 | B1 | 10 | 0 | 2400 | 0 | 0 | 0 | 0 | 0 | 0 | 0 | 0 | 0 | 0 | Infinite
NonRTO_Midwest_2_TVA_Transmission | NonRTO_Midwest | TVA_Transmission | 2040 | B2 | 25 | 0 | 2400 | 0 | 0 | 0 | 0 | 0 | 0 | 0 | 0 | 0 | 0 | Infinite
NonRTO_Midwest_2_TVA_Transmission | NonRTO_Midwest | TVA_Transmission | 2040 | B3 | 75 | 0 | 2400 | 0 | 0 | 0 | 0 | 0 | 0 | 0 | 0 | 0 | 0 | Infinite
NonRTO_Midwest_2_TVA_Transmission | NonRTO_Midwest | TVA_Transmission | 2040 | B4 | 100 | 0 | 2400 | 0 | 0 | 0 | 0 | 0 | 0 | 0 | 0 | 0 | 0 | Infinite
NonRTO_Midwest_2_TVA_Transmission | NonRTO_Midwest | TVA_Transmission | 2040 | B5 | 200 | 0 | 2400 | 0 | 0 | 0 | 0 | 0 | 0 | 0 | 0 | 0 | 0 | Infinite
NonRTO_Midwest_2_TVA_Transmission | NonRTO_Midwest | TVA_Transmission | 2040 | B6 | 300 | 0 | 2400 | 0 | 0 | 0 | 0 | 0 | 0 | 0 | 0 | 0 | 0 | Infinite
NonRTO_Midwest_2_TVA_Transmission | NonRTO_Midwest | TVA_Transmission | 2040 | B7 | 400 | 0 | 2400 | 0 | 0 | 0 | 0 | 0 | 0 | 0 | 0 | 0 | 0 | Infinite
NonRTO_Midwest_2_TVA_Transmission | NonRTO_Midwest | TVA_Transmission | 2040 | B8 | 500 | 0 | 2400 | 0 | 0 | 0 | 0 | 0 | 0 | 0 | 0 | 0 | 0 | Infinite
NonRTO_Midwest_2_TVA_Transmission | NonRTO_Midwest | TVA_Transmission | 2040 | B9 | 800 | 0 | 2400 | 263.13 | 0 | 52.49 | 0 | 0 | 0 | 0 | 0 | 0 | 0 | Infinite
NonRTO_Midwest_2_TVA_Transmission | NonRTO_Midwest | TVA_Transmission | 2040 | B10 | 1262 | 0 | 2400 | 0 | 0 | 0 | 0 | 0 | 0 | 0 | 0 | 0 | 0 | Infinite
NonRTO_Midwest_2_TVA_Transmission | NonRTO_Midwest | TVA_Transmission | 2040 | B11 | 25 | 0 | 2400 | 0 | 0 | 0 | 0 | 0 | 0 | 0 | 0 | 0 | 0 | Infinite
NonRTO_Midwest_2_TVA_Transmission | NonRTO_Midwest | TVA_Transmission | 2040 | B12 | 200 | 0 | 2400 | 0 | 0 | 0 | 0 | 0 | 0 | 0 | 0 | 0 | 0 | Infinite
NonRTO_Midwest_2_TVA_Transmission | NonRTO_Midwest | TVA_Transmission | 2040 | B13 | 600 | 0 | 2400 | 0 | 0 | 0 | 0 | 0 | 0 | 0 | 0 | 0 | 0 | Infinite
NonRTO_Midwest_2_TVA_Transmission | NonRTO_Midwest | TVA_Transmission | 2040 | B14 | 900 | 0 | 2400 | 0 | 0 | 0 | 0 | 0 | 0 | 0 | 0 | 0 | 0 | Infinite
NonRTO_Midwest_2_TVA_Transmission | NonRTO_Midwest | TVA_Transmission | 2040 | B15 | 1203 | 0 | 2400 | 379.48 | 0 | 868.52 | 0 | 0 | 0 | 0 | 0 | 0 | 0 | Infinite
NonRTO_Midwest_2_TVA_Transmission | NonRTO_Midwest | TVA_Transmission | 2040 | B16 | 25 | 0 | 2400 | 0 | 0 | 0 | 0 | 0 | 0 | 0 | 0 | 0 | 0 | Infinite
NonRTO_Midwest_2_TVA_Transmission | NonRTO_Midwest | TVA_Transmission | 2040 | B17 | 100 | 0 | 2400 | 0 | 0 | 0 | 0 | 0 | 0 | 0 | 0 | 0 | 0 | Infinite
NonRTO_Midwest_2_TVA_Transmission | NonRTO_Midwest | TVA_Transmission | 2040 | B18 | 400 | 0 | 2400 | 0 | 0 | 0 | 0 | 0 | 0 | 0 | 0 | 0 | 0 | Infinite
NonRTO_Midwest_2_TVA_Transmission | NonRTO_Midwest | TVA_Transmission | 2040 | B19 | 700 | 0 | 2400 | 0 | 0 | 0 | 0 | 0 | 0 | 0 | 0 | 0 | 0 | Infinite
NonRTO_Midwest_2_TVA_Transmission | NonRTO_Midwest | TVA_Transmission | 2040 | B20 | 935 | 0 | 2400 | 343.3 | 0 | 343.3 | 0 | 0 | 0 | 0 | 0 | 0 | 0 | Infinite
NonRTO_Midwest_2_TVA_Transmission | NonRTO_Midwest | TVA_Transmission | 2045 | B1 | 10 | 0 | 2400 | 0 | 0 | 0 | 0 | 0 | 0 | 0 | 0 | 0 | 0 | Infinite
NonRTO_Midwest_2_TVA_Transmission | NonRTO_Midwest | TVA_Transmission | 2045 | B2 | 25 | 0 | 2400 | 0 | 0 | 0 | 0 | 0 | 0 | 0 | 0 | 0 | 0 | Infinite
NonRTO_Midwest_2_TVA_Transmission | NonRTO_Midwest | TVA_Transmission | 2045 | B3 | 75 | 0 | 2400 | 0 | 0 | 0 | 0 | 0 | 0 | 0 | 0 | 0 | 0 | Infinite
NonRTO_Midwest_2_TVA_Transmission | NonRTO_Midwest | TVA_Transmission | 2045 | B4 | 100 | 0 | 2400 | 0 | 0 | 0 | 0 | 0 | 0 | 0 | 0 | 0 | 0 | Infinite
NonRTO_Midwest_2_TVA_Transmission | NonRTO_Midwest | TVA_Transmission | 2045 | B5 | 200 | 0 | 2400 | 0 | 0 | 0 | 0 | 0 | 0 | 0 | 0 | 0 | 0 | Infinite
NonRTO_Midwest_2_TVA_Transmission | NonRTO_Midwest | TVA_Transmission | 2045 | B6 | 300 | 0 | 2400 | 0 | 0 | 0 | 0 | 0 | 0 | 0 | 0 | 0 | 0 | Infinite
NonRTO_Midwest_2_TVA_Transmission | NonRTO_Midwest | TVA_Transmission | 2045 | B7 | 400 | 0 | 2400 | 0 | 0 | 0 | 0 | 0 | 0 | 0 | 0 | 0 | 0 | Infinite
NonRTO_Midwest_2_TVA_Transmission | NonRTO_Midwest | TVA_Transmission | 2045 | B8 | 500 | 0 | 2400 | 0 | 0 | 0 | 0 | 0 | 0 | 0 | 0 | 0 | 0 | Infinite
NonRTO_Midwest_2_TVA_Transmission | NonRTO_Midwest | TVA_Transmission | 2045 | B9 | 800 | 0 | 2400 | 151.06 | 0 | 36.04 | 0 | 0 | 0 | 0 | 0 | 0 | 0 | Infinite
NonRTO_Midwest_2_TVA_Transmission | NonRTO_Midwest | TVA_Transmission | 2045 | B10 | 1262 | 0 | 2400 | 349.26 | 0 | 0.71 | 0 | 0 | 0 | 0 | 0 | 0 | 0 | Infinite
NonRTO_Midwest_2_TVA_Transmission | NonRTO_Midwest | TVA_Transmission | 2045 | B11 | 25 | 0 | 2400 | 0 | 0 | 0 | 0 | 0 | 0 | 0 | 0 | 0 | 0 | Infinite
NonRTO_Midwest_2_TVA_Transmission | NonRTO_Midwest | TVA_Transmission | 2045 | B12 | 200 | 0 | 2400 | 0 | 0 | 0 | 0 | 0 | 0 | 0 | 0 | 0 | 0 | Infinite
NonRTO_Midwest_2_TVA_Transmission | NonRTO_Midwest | TVA_Transmission | 2045 | B13 | 600 | 0 | 2400 | 0 | 0 | 0 | 0 | 0 | 0 | 0 | 0 | 0 | 0 | Infinite
NonRTO_Midwest_2_TVA_Transmission | NonRTO_Midwest | TVA_Transmission | 2045 | B14 | 900 | 0 | 2400 | 0 | 0 | 0 | 0 | 0 | 0 | 0 | 0 | 0 | 0 | Infinite
NonRTO_Midwest_2_TVA_Transmission | NonRTO_Midwest | TVA_Transmission | 2045 | B15 | 1203 | 0 | 2400 | 381.79 | 0 | 481.83 | 0 | 0 | 0 | 0 | 0 | 0 | 0 | Infinite
NonRTO_Midwest_2_TVA_Transmission | NonRTO_Midwest | TVA_Transmission | 2045 | B16 | 25 | 0 | 2400 | 0 | 0 | 0 | 0 | 0 | 0 | 0 | 0 | 0 | 0 | Infinite
NonRTO_Midwest_2_TVA_Transmission | NonRTO_Midwest | TVA_Transmission | 2045 | B17 | 100 | 0 | 2400 | 0 | 0 | 0 | 0 | 0 | 0 | 0 | 0 | 0 | 0 | Infinite
NonRTO_Midwest_2_TVA_Transmission | NonRTO_Midwest | TVA_Transmission | 2045 | B18 | 400 | 0 | 2400 | 0 | 0 | 0 | 0 | 0 | 0 | 0 | 0 | 0 | 0 | Infinite
NonRTO_Midwest_2_TVA_Transmission | NonRTO_Midwest | TVA_Transmission | 2045 | B19 | 700 | 0 | 2400 | 0 | 0 | 0 | 0 | 0 | 0 | 0 | 0 | 0 | 0 | Infinite
NonRTO_Midwest_2_TVA_Transmission | NonRTO_Midwest | TVA_Transmission | 2045 | B20 | 935 | 0 | 2400 | 866.78 | 0 | 888.74 | 0 | 0 | 0 | 0 | 0 | 0 | 0 | Infinite
NonRTO_Midwest_2_TVA_Transmission | NonRTO_Midwest | TVA_Transmission | 2050 | B1 | 10 | 0 | 2400 | 198.69 | 0 | 0 | 0 | 0 | 0 | 0 | 0 | 0 | 0 | Infinite
NonRTO_Midwest_2_TVA_Transmission | NonRTO_Midwest | TVA_Transmission | 2050 | B2 | 25 | 0 | 2400 | 0 | 0 | 0 | 0 | 0 | 0 | 0 | 0 | 0 | 0 | Infinite
NonRTO_Midwest_2_TVA_Transmission | NonRTO_Midwest | TVA_Transmission | 2050 | B3 | 75 | 0 | 2400 | 0 | 0 | 0 | 0 | 0 | 0 | 0 | 0 | 0 | 0 | Infinite
NonRTO_Midwest_2_TVA_Transmission | NonRTO_Midwest | TVA_Transmission | 2050 | B4 | 100 | 0 | 2400 | 0 | 0 | 0 | 0 | 0 | 0 | 0 | 0 | 0 | 0 | Infinite
NonRTO_Midwest_2_TVA_Transmission | NonRTO_Midwest | TVA_Transmission | 2050 | B5 | 200 | 0 | 2400 | 0 | 0 | 0 | 0 | 0 | 0 | 0 | 0 | 0 | 0 | Infinite
NonRTO_Midwest_2_TVA_Transmission | NonRTO_Midwest | TVA_Transmission | 2050 | B6 | 300 | 0 | 2400 | 0 | 0 | 0 | 0 | 0 | 0 | 0 | 0 | 0 | 0 | Infinite
NonRTO_Midwest_2_TVA_Transmission | NonRTO_Midwest | TVA_Transmission | 2050 | B7 | 400 | 0 | 2400 | 0 | 0 | 0 | 0 | 0 | 0 | 0 | 0 | 0 | 0 | Infinite
NonRTO_Midwest_2_TVA_Transmission | NonRTO_Midwest | TVA_Transmission | 2050 | B8 | 500 | 0 | 2400 | 0 | 0 | 0 | 0 | 0 | 0 | 0 | 0 | 0 | 0 | Infinite
NonRTO_Midwest_2_TVA_Transmission | NonRTO_Midwest | TVA_Transmission | 2050 | B9 | 800 | 0 | 2400 | 430.4 | 0 | 0 | 0 | 0 | 0 | 0 | 0 | 0 | 0 | Infinite
NonRTO_Midwest_2_TVA_Transmission | NonRTO_Midwest | TVA_Transmission | 2050 | B10 | 1262 | 0 | 2400 | 0 | 0 | 0 | 0 | 0 | 0 | 0 | 0 | 0 | 0 | Infinite
NonRTO_Midwest_2_TVA_Transmission | NonRTO_Midwest | TVA_Transmission | 2050 | B11 | 25 | 0 | 2400 | 0 | 0 | 0 | 0 | 0 | 0 | 0 | 0 | 0 | 0 | Infinite
NonRTO_Midwest_2_TVA_Transmission | NonRTO_Midwest | TVA_Transmission | 2050 | B12 | 200 | 0 | 2400 | 0 | 0 | 0 | 0 | 0 | 0 | 0 | 0 | 0 | 0 | Infinite
NonRTO_Midwest_2_TVA_Transmission | NonRTO_Midwest | TVA_Transmission | 2050 | B13 | 600 | 0 | 2400 | 0 | 0 | 0 | 0 | 0 | 0 | 0 | 0 | 0 | 0 | Infinite
NonRTO_Midwest_2_TVA_Transmission | NonRTO_Midwest | TVA_Transmission | 2050 | B14 | 900 | 0 | 2400 | 0 | 0 | 0 | 0 | 0 | 0 | 0 | 0 | 0 | 0 | Infinite
NonRTO_Midwest_2_TVA_Transmission | NonRTO_Midwest | TVA_Transmission | 2050 | B15 | 1203 | 0 | 2400 | 0 | 0 | 0 | 0 | 0 | 0 | 0 | 0 | 0 | 0 | Infinite
NonRTO_Midwest_2_TVA_Transmission | NonRTO_Midwest | TVA_Transmission | 2050 | B16 | 25 | 0 | 2400 | 0 | 0 | 0 | 0 | 0 | 0 | 0 | 0 | 0 | 0 | Infinite
NonRTO_Midwest_2_TVA_Transmission | NonRTO_Midwest | TVA_Transmission | 2050 | B17 | 100 | 0 | 2400 | 0 | 0 | 0 | 0 | 0 | 0 | 0 | 0 | 0 | 0 | Infinite
NonRTO_Midwest_2_TVA_Transmission | NonRTO_Midwest | TVA_Transmission | 2050 | B18 | 400 | 0 | 2400 | 0 | 0 | 0 | 0 | 0 | 0 | 0 | 0 | 0 | 0 | Infinite
NonRTO_Midwest_2_TVA_Transmission | NonRTO_Midwest | TVA_Transmission | 2050 | B19 | 700 | 0 | 2400 | 0 | 0 | 0 | 0 | 0 | 0 | 0 | 0 | 0 | 0 | Infinite
NonRTO_Midwest_2_TVA_Transmission | NonRTO_Midwest | TVA_Transmission | 2050 | B20 | 935 | 0 | 2400 | 0 | 0 | 0 | 0 | 0 | 0 | 0 | 0 | 0 | 0 | Infinite
NYISO_A-F_2_IESO | NYISO_A-F | IESO | 2015 | B1 | 10 | 0 | 1600 | 0 | 0 | 0 | 0 | 0 | 0 | 0 | 0 | 0 | 0 | Infinite
NYISO_A-F_2_IESO | NYISO_A-F | IESO | 2015 | B2 | 25 | 0 | 1600 | 0 | 0 | 0 | 0 | 0 | 0 | 0 | 0 | 0 | 0 | Infinite
NYISO_A-F_2_IESO | NYISO_A-F | IESO | 2015 | B3 | 75 | 0 | 1600 | 0 | 0 | 0 | 0 | 0 | 0 | 0 | 0 | 0 | 0 | Infinite
NYISO_A-F_2_IESO | NYISO_A-F | IESO | 2015 | B4 | 100 | 0 | 1600 | 0 | 0 | 0 | 0 | 0 | 0 | 0 | 0 | 0 | 0 | Infinite
NYISO_A-F_2_IESO | NYISO_A-F | IESO | 2015 | B5 | 200 | 0 | 1600 | 0 | 0 | 0 | 0 | 0 | 0 | 0 | 0 | 0 | 0 | Infinite
NYISO_A-F_2_IESO | NYISO_A-F | IESO | 2015 | B6 | 300 | 0 | 1600 | 0 | 0 | 0 | 0 | 0 | 0 | 0 | 0 | 0 | 0 | Infinite
NYISO_A-F_2_IESO | NYISO_A-F | IESO | 2015 | B7 | 400 | 0 | 1600 | 0 | 0 | 0 | 0 | 0 | 0 | 0 | 0 | 0 | 0 | Infinite
NYISO_A-F_2_IESO | NYISO_A-F | IESO | 2015 | B8 | 500 | 0 | 1600 | 0 | 0 | 0 | 0 | 0 | 0 | 0 | 0 | 0 | 0 | Infinite
NYISO_A-F_2_IESO | NYISO_A-F | IESO | 2015 | B9 | 800 | 0 | 1600 | 0 | 0 | 0 | 0 | 0 | 0 | 0 | 0 | 0 | 0 | Infinite
NYISO_A-F_2_IESO | NYISO_A-F | IESO | 2015 | B10 | 1262 | 0 | 1600 | 0 | 0 | 0 | 0 | 0 | 0 | 0 | 0 | 0 | 0 | Infinite
NYISO_A-F_2_IESO | NYISO_A-F | IESO | 2015 | B11 | 25 | 0 | 1600 | 0 | 0 | 0 | 0 | 0 | 0 | 0 | 0 | 0 | 0 | Infinite
NYISO_A-F_2_IESO | NYISO_A-F | IESO | 2015 | B12 | 200 | 0 | 1600 | 0 | 0 | 0 | 0 | 0 | 0 | 0 | 0 | 0 | 0 | Infinite
NYISO_A-F_2_IESO | NYISO_A-F | IESO | 2015 | B13 | 600 | 0 | 1600 | 0 | 0 | 0 | 0 | 0 | 0 | 0 | 0 | 0 | 0 | Infinite
NYISO_A-F_2_IESO | NYISO_A-F | IESO | 2015 | B14 | 900 | 0 | 1600 | 0 | 0 | 0 | 0 | 0 | 0 | 0 | 0 | 0 | 0 | Infinite
NYISO_A-F_2_IESO | NYISO_A-F | IESO | 2015 | B15 | 1203 | 0 | 1600 | 0 | 0 | 0 | 0 | 0 | 0 | 0 | 0 | 0 | 0 | Infinite
NYISO_A-F_2_IESO | NYISO_A-F | IESO | 2015 | B16 | 25 | 0 | 1600 | 0 | 0 | 0 | 0 | 0 | 0 | 0 | 0 | 0 | 0 | Infinite
NYISO_A-F_2_IESO | NYISO_A-F | IESO | 2015 | B17 | 100 | 0 | 1600 | 0 | 0 | 0 | 0 | 0 | 0 | 0 | 0 | 0 | 0 | Infinite
NYISO_A-F_2_IESO | NYISO_A-F | IESO | 2015 | B18 | 400 | 0 | 1600 | 0 | 0 | 0 | 0 | 0 | 0 | 0 | 0 | 0 | 0 | Infinite
NYISO_A-F_2_IESO | NYISO_A-F | IESO | 2015 | B19 | 700 | 0 | 1600 | 0 | 0 | 0 | 0 | 0 | 0 | 0 | 0 | 0 | 0 | Infinite
NYISO_A-F_2_IESO | NYISO_A-F | IESO | 2015 | B20 | 935 | 0 | 1600 | 0 | 0 | 0 | 0 | 0 | 0 | 0 | 0 | 0 | 0 | Infinite
NYISO_A-F_2_IESO | NYISO_A-F | IESO | 2020 | B1 | 10 | 0 | 1600 | 0 | 0 | 0 | 0 | 0 | 0 | 0 | 0 | 0 | 0 | Infinite
NYISO_A-F_2_IESO | NYISO_A-F | IESO | 2020 | B2 | 25 | 0 | 1600 | 0 | 0 | 0 | 0 | 0 | 0 | 0 | 0 | 0 | 0 | Infinite
NYISO_A-F_2_IESO | NYISO_A-F | IESO | 2020 | B3 | 75 | 0 | 1600 | 0 | 0 | 0 | 0 | 0 | 0 | 0 | 0 | 0 | 0 | Infinite
NYISO_A-F_2_IESO | NYISO_A-F | IESO | 2020 | B4 | 100 | 0 | 1600 | 0 | 0 | 0 | 0 | 0 | 0 | 0 | 0 | 0 | 0 | Infinite
NYISO_A-F_2_IESO | NYISO_A-F | IESO | 2020 | B5 | 200 | 0 | 1600 | 0 | 0 | 0 | 0 | 0 | 0 | 0 | 0 | 0 | 0 | Infinite
NYISO_A-F_2_IESO | NYISO_A-F | IESO | 2020 | B6 | 300 | 0 | 1600 | 0 | 0 | 0 | 0 | 0 | 0 | 0 | 0 | 0 | 0 | Infinite
NYISO_A-F_2_IESO | NYISO_A-F | IESO | 2020 | B7 | 400 | 0 | 1600 | 0 | 0 | 0 | 0 | 0 | 0 | 0 | 0 | 0 | 0 | Infinite
NYISO_A-F_2_IESO | NYISO_A-F | IESO | 2020 | B8 | 500 | 0 | 1600 | 0 | 0 | 0 | 0 | 0 | 0 | 0 | 0 | 0 | 0 | Infinite
NYISO_A-F_2_IESO | NYISO_A-F | IESO | 2020 | B9 | 800 | 0 | 1600 | 0 | 0 | 0 | 0 | 0 | 0 | 0 | 0 | 0 | 0 | Infinite
NYISO_A-F_2_IESO | NYISO_A-F | IESO | 2020 | B10 | 1262 | 0 | 1600 | 0 | 0 | 0 | 0 | 0 | 0 | 0 | 0 | 0 | 0 | Infinite
NYISO_A-F_2_IESO | NYISO_A-F | IESO | 2020 | B11 | 25 | 0 | 1600 | 0 | 0 | 0 | 0 | 0 | 0 | 0 | 0 | 0 | 0 | Infinite
NYISO_A-F_2_IESO | NYISO_A-F | IESO | 2020 | B12 | 200 | 0 | 1600 | 0 | 0 | 0 | 0 | 0 | 0 | 0 | 0 | 0 | 0 | Infinite
NYISO_A-F_2_IESO | NYISO_A-F | IESO | 2020 | B13 | 600 | 0 | 1600 | 0 | 0 | 0 | 0 | 0 | 0 | 0 | 0 | 0 | 0 | Infinite
NYISO_A-F_2_IESO | NYISO_A-F | IESO | 2020 | B14 | 900 | 0 | 1600 | 0 | 0 | 0 | 0 | 0 | 0 | 0 | 0 | 0 | 0 | Infinite
NYISO_A-F_2_IESO | NYISO_A-F | IESO | 2020 | B15 | 1203 | 0 | 1600 | 0 | 0 | 0 | 0 | 0 | 0 | 0 | 0 | 0 | 0 | Infinite
NYISO_A-F_2_IESO | NYISO_A-F | IESO | 2020 | B16 | 25 | 0 | 1600 | 0 | 0 | 0 | 0 | 0 | 0 | 0 | 0 | 0 | 0 | Infinite
NYISO_A-F_2_IESO | NYISO_A-F | IESO | 2020 | B17 | 100 | 0 | 1600 | 0 | 0 | 0 | 0 | 0 | 0 | 0 | 0 | 0 | 0 | Infinite
NYISO_A-F_2_IESO | NYISO_A-F | IESO | 2020 | B18 | 400 | 0 | 1600 | 0 | 0 | 0 | 0 | 0 | 0 | 0 | 0 | 0 | 0 | Infinite
NYISO_A-F_2_IESO | NYISO_A-F | IESO | 2020 | B19 | 700 | 0 | 1600 | 0 | 0 | 0 | 0 | 0 | 0 | 0 | 0 | 0 | 0 | Infinite
NYISO_A-F_2_IESO | NYISO_A-F | IESO | 2020 | B20 | 935 | 0 | 1600 | 0 | 0 | 0 | 0 | 0 | 0 | 0 | 0 | 0 | 0 | Infinite
NYISO_A-F_2_IESO | NYISO_A-F | IESO | 2025 | B1 | 10 | 0 | 1600 | 0 | 0 | 0 | 0 | 0 | 0 | 0 | 0 | 0 | 0 | Infinite
NYISO_A-F_2_IESO | NYISO_A-F | IESO | 2025 | B2 | 25 | 0 | 1600 | 0 | 0 | 0 | 0 | 0 | 0 | 0 | 0 | 0 | 0 | Infinite
NYISO_A-F_2_IESO | NYISO_A-F | IESO | 2025 | B3 | 75 | 0 | 1600 | 0 | 0 | 0 | 0 | 0 | 0 | 0 | 0 | 0 | 0 | Infinite
NYISO_A-F_2_IESO | NYISO_A-F | IESO | 2025 | B4 | 100 | 0 | 1600 | 0 | 0 | 0 | 0 | 0 | 0 | 0 | 0 | 0 | 0 | Infinite
NYISO_A-F_2_IESO | NYISO_A-F | IESO | 2025 | B5 | 200 | 0 | 1600 | 0 | 0 | 0 | 0 | 0 | 0 | 0 | 0 | 0 | 0 | Infinite
NYISO_A-F_2_IESO | NYISO_A-F | IESO | 2025 | B6 | 300 | 0 | 1600 | 0 | 0 | 0 | 0 | 0 | 0 | 0 | 0 | 0 | 0 | Infinite
NYISO_A-F_2_IESO | NYISO_A-F | IESO | 2025 | B7 | 400 | 0 | 1600 | 0 | 0 | 0 | 0 | 0 | 0 | 0 | 0 | 0 | 0 | Infinite
NYISO_A-F_2_IESO | NYISO_A-F | IESO | 2025 | B8 | 500 | 0 | 1600 | 0 | 0 | 0 | 0 | 0 | 0 | 0 | 0 | 0 | 0 | Infinite
NYISO_A-F_2_IESO | NYISO_A-F | IESO | 2025 | B9 | 800 | 0 | 1600 | 0 | 0 | 0 | 0 | 0 | 0 | 0 | 0 | 0 | 0 | Infinite
NYISO_A-F_2_IESO | NYISO_A-F | IESO | 2025 | B10 | 1262 | 0 | 1600 | 0 | 0 | 0 | 0 | 0 | 0 | 0 | 0 | 0 | 0 | Infinite
NYISO_A-F_2_IESO | NYISO_A-F | IESO | 2025 | B11 | 25 | 0 | 1600 | 0 | 0 | 0 | 0 | 0 | 0 | 0 | 0 | 0 | 0 | Infinite
NYISO_A-F_2_IESO | NYISO_A-F | IESO | 2025 | B12 | 200 | 0 | 1600 | 0 | 0 | 0 | 0 | 0 | 0 | 0 | 0 | 0 | 0 | Infinite
NYISO_A-F_2_IESO | NYISO_A-F | IESO | 2025 | B13 | 600 | 0 | 1600 | 0 | 0 | 0 | 0 | 0 | 0 | 0 | 0 | 0 | 0 | Infinite
NYISO_A-F_2_IESO | NYISO_A-F | IESO | 2025 | B14 | 900 | 0 | 1600 | 0 | 0 | 0 | 0 | 0 | 0 | 0 | 0 | 0 | 0 | Infinite
NYISO_A-F_2_IESO | NYISO_A-F | IESO | 2025 | B15 | 1203 | 0 | 1600 | 0 | 0 | 0 | 0 | 0 | 0 | 0 | 0 | 0 | 0 | Infinite
NYISO_A-F_2_IESO | NYISO_A-F | IESO | 2025 | B16 | 25 | 0 | 1600 | 0 | 0 | 0 | 0 | 0 | 0 | 0 | 0 | 0 | 0 | Infinite
NYISO_A-F_2_IESO | NYISO_A-F | IESO | 2025 | B17 | 100 | 0 | 1600 | 0 | 0 | 0 | 0 | 0 | 0 | 0 | 0 | 0 | 0 | Infinite
NYISO_A-F_2_IESO | NYISO_A-F | IESO | 2025 | B18 | 400 | 0 | 1600 | 0 | 0 | 0 | 0 | 0 | 0 | 0 | 0 | 0 | 0 | Infinite
NYISO_A-F_2_IESO | NYISO_A-F | IESO | 2025 | B19 | 700 | 0 | 1600 | 0 | 0 | 0 | 0 | 0 | 0 | 0 | 0 | 0 | 0 | Infinite
NYISO_A-F_2_IESO | NYISO_A-F | IESO | 2025 | B20 | 935 | 0 | 1600 | 0 | 0 | 0 | 0 | 0 | 0 | 0 | 0 | 0 | 0 | Infinite
NYISO_A-F_2_IESO | NYISO_A-F | IESO | 2030 | B1 | 10 | 0 | 1600 | 0 | 0 | 0 | 0 | 0 | 0 | 0 | 0 | 0 | 0 | Infinite
NYISO_A-F_2_IESO | NYISO_A-F | IESO | 2030 | B2 | 25 | 0 | 1600 | 0 | 0 | 0 | 0 | 0 | 0 | 0 | 0 | 0 | 0 | Infinite
NYISO_A-F_2_IESO | NYISO_A-F | IESO | 2030 | B3 | 75 | 0 | 1600 | 0 | 0 | 0 | 0 | 0 | 0 | 0 | 0 | 0 | 0 | Infinite
NYISO_A-F_2_IESO | NYISO_A-F | IESO | 2030 | B4 | 100 | 0 | 1600 | 0 | 0 | 0 | 0 | 0 | 0 | 0 | 0 | 0 | 0 | Infinite
NYISO_A-F_2_IESO | NYISO_A-F | IESO | 2030 | B5 | 200 | 0 | 1600 | 0 | 0 | 0 | 0 | 0 | 0 | 0 | 0 | 0 | 0 | Infinite
NYISO_A-F_2_IESO | NYISO_A-F | IESO | 2030 | B6 | 300 | 0 | 1600 | 0 | 0 | 0 | 0 | 0 | 0 | 0 | 0 | 0 | 0 | Infinite
NYISO_A-F_2_IESO | NYISO_A-F | IESO | 2030 | B7 | 400 | 0 | 1600 | 0 | 0 | 0 | 0 | 0 | 0 | 0 | 0 | 0 | 0 | Infinite
NYISO_A-F_2_IESO | NYISO_A-F | IESO | 2030 | B8 | 500 | 0 | 1600 | 0 | 0 | 0 | 0 | 0 | 0 | 0 | 0 | 0 | 0 | Infinite
NYISO_A-F_2_IESO | NYISO_A-F | IESO | 2030 | B9 | 800 | 0 | 1600 | 0 | 0 | 0 | 0 | 0 | 0 | 0 | 0 | 0 | 0 | Infinite
NYISO_A-F_2_IESO | NYISO_A-F | IESO | 2030 | B10 | 1262 | 0 | 1600 | 0 | 0 | 0 | 0 | 0 | 0 | 0 | 0 | 0 | 0 | Infinite
NYISO_A-F_2_IESO | NYISO_A-F | IESO | 2030 | B11 | 25 | 0 | 1600 | 0 | 0 | 0 | 0 | 0 | 0 | 0 | 0 | 0 | 0 | Infinite
NYISO_A-F_2_IESO | NYISO_A-F | IESO | 2030 | B12 | 200 | 0 | 1600 | 0 | 0 | 0 | 0 | 0 | 0 | 0 | 0 | 0 | 0 | Infinite
NYISO_A-F_2_IESO | NYISO_A-F | IESO | 2030 | B13 | 600 | 0 | 1600 | 0 | 0 | 0 | 0 | 0 | 0 | 0 | 0 | 0 | 0 | Infinite
NYISO_A-F_2_IESO | NYISO_A-F | IESO | 2030 | B14 | 900 | 0 | 1600 | 0 | 0 | 0 | 0 | 0 | 0 | 0 | 0 | 0 | 0 | Infinite
NYISO_A-F_2_IESO | NYISO_A-F | IESO | 2030 | B15 | 1203 | 0 | 1600 | 0 | 0 | 0 | 0 | 0 | 0 | 0 | 0 | 0 | 0 | Infinite
NYISO_A-F_2_IESO | NYISO_A-F | IESO | 2030 | B16 | 25 | 0 | 1600 | 0 | 0 | 0 | 0 | 0 | 0 | 0 | 0 | 0 | 0 | Infinite
NYISO_A-F_2_IESO | NYISO_A-F | IESO | 2030 | B17 | 100 | 0 | 1600 | 0 | 0 | 0 | 0 | 0 | 0 | 0 | 0 | 0 | 0 | Infinite
NYISO_A-F_2_IESO | NYISO_A-F | IESO | 2030 | B18 | 400 | 0 | 1600 | 0 | 0 | 0 | 0 | 0 | 0 | 0 | 0 | 0 | 0 | Infinite
NYISO_A-F_2_IESO | NYISO_A-F | IESO | 2030 | B19 | 700 | 0 | 1600 | 0 | 0 | 0 | 0 | 0 | 0 | 0 | 0 | 0 | 0 | Infinite
NYISO_A-F_2_IESO | NYISO_A-F | IESO | 2030 | B20 | 935 | 0 | 1600 | 0 | 0 | 0 | 0 | 0 | 0 | 0 | 0 | 0 | 0 | Infinite
NYISO_A-F_2_IESO | NYISO_A-F | IESO | 2035 | B1 | 10 | 0 | 1600 | 0 | 0 | 0 | 0 | 0 | 0 | 0 | 0 | 0 | 0 | Infinite
NYISO_A-F_2_IESO | NYISO_A-F | IESO | 2035 | B2 | 25 | 0 | 1600 | 0 | 0 | 0 | 0 | 0 | 0 | 0 | 0 | 0 | 0 | Infinite
NYISO_A-F_2_IESO | NYISO_A-F | IESO | 2035 | B3 | 75 | 0 | 1600 | 0 | 0 | 0 | 0 | 0 | 0 | 0 | 0 | 0 | 0 | Infinite
NYISO_A-F_2_IESO | NYISO_A-F | IESO | 2035 | B4 | 100 | 0 | 1600 | 0 | 0 | 0 | 0 | 0 | 0 | 0 | 0 | 0 | 0 | Infinite
NYISO_A-F_2_IESO | NYISO_A-F | IESO | 2035 | B5 | 200 | 0 | 1600 | 0 | 0 | 0 | 0 | 0 | 0 | 0 | 0 | 0 | 0 | Infinite
NYISO_A-F_2_IESO | NYISO_A-F | IESO | 2035 | B6 | 300 | 0 | 1600 | 0 | 0 | 0 | 0 | 0 | 0 | 0 | 0 | 0 | 0 | Infinite
NYISO_A-F_2_IESO | NYISO_A-F | IESO | 2035 | B7 | 400 | 0 | 1600 | 0 | 0 | 0 | 0 | 0 | 0 | 0 | 0 | 0 | 0 | Infinite
NYISO_A-F_2_IESO | NYISO_A-F | IESO | 2035 | B8 | 500 | 0 | 1600 | 0 | 0 | 0 | 0 | 0 | 0 | 0 | 0 | 0 | 0 | Infinite
NYISO_A-F_2_IESO | NYISO_A-F | IESO | 2035 | B9 | 800 | 0 | 1600 | 0 | 0 | 0 | 0 | 0 | 0 | 0 | 0 | 0 | 0 | Infinite
NYISO_A-F_2_IESO | NYISO_A-F | IESO | 2035 | B10 | 1262 | 0 | 1600 | 0 | 0 | 0 | 0 | 0 | 0 | 0 | 0 | 0 | 0 | Infinite
NYISO_A-F_2_IESO | NYISO_A-F | IESO | 2035 | B11 | 25 | 0 | 1600 | 0 | 0 | 0 | 0 | 0 | 0 | 0 | 0 | 0 | 0 | Infinite
NYISO_A-F_2_IESO | NYISO_A-F | IESO | 2035 | B12 | 200 | 0 | 1600 | 0 | 0 | 0 | 0 | 0 | 0 | 0 | 0 | 0 | 0 | Infinite
NYISO_A-F_2_IESO | NYISO_A-F | IESO | 2035 | B13 | 600 | 0 | 1600 | 0 | 0 | 0 | 0 | 0 | 0 | 0 | 0 | 0 | 0 | Infinite
NYISO_A-F_2_IESO | NYISO_A-F | IESO | 2035 | B14 | 900 | 0 | 1600 | 0 | 0 | 0 | 0 | 0 | 0 | 0 | 0 | 0 | 0 | Infinite
NYISO_A-F_2_IESO | NYISO_A-F | IESO | 2035 | B15 | 1203 | 0 | 1600 | 0 | 0 | 0 | 0 | 0 | 0 | 0 | 0 | 0 | 0 | Infinite
NYISO_A-F_2_IESO | NYISO_A-F | IESO | 2035 | B16 | 25 | 0 | 1600 | 0 | 0 | 0 | 0 | 0 | 0 | 0 | 0 | 0 | 0 | Infinite
NYISO_A-F_2_IESO | NYISO_A-F | IESO | 2035 | B17 | 100 | 0 | 1600 | 0 | 0 | 0 | 0 | 0 | 0 | 0 | 0 | 0 | 0 | Infinite
NYISO_A-F_2_IESO | NYISO_A-F | IESO | 2035 | B18 | 400 | 0 | 1600 | 0 | 0 | 0 | 0 | 0 | 0 | 0 | 0 | 0 | 0 | Infinite
NYISO_A-F_2_IESO | NYISO_A-F | IESO | 2035 | B19 | 700 | 0 | 1600 | 0 | 0 | 0 | 0 | 0 | 0 | 0 | 0 | 0 | 0 | Infinite
NYISO_A-F_2_IESO | NYISO_A-F | IESO | 2035 | B20 | 935 | 0 | 1600 | 0 | 0 | 0 | 0 | 0 | 0 | 0 | 0 | 0 | 0 | Infinite
NYISO_A-F_2_IESO | NYISO_A-F | IESO | 2040 | B1 | 10 | 0 | 1600 | 0 | 0 | 0 | 0 | 0 | 0 | 0 | 0 | 0 | 0 | Infinite
NYISO_A-F_2_IESO | NYISO_A-F | IESO | 2040 | B2 | 25 | 0 | 1600 | 0 | 0 | 0 | 0 | 0 | 0 | 0 | 0 | 0 | 0 | Infinite
NYISO_A-F_2_IESO | NYISO_A-F | IESO | 2040 | B3 | 75 | 0 | 1600 | 623.39 | 0 | 1360.51 | 0 | 0 | 0 | 0 | 0 | 0 | 0 | Infinite
NYISO_A-F_2_IESO | NYISO_A-F | IESO | 2040 | B4 | 100 | 0 | 1600 | 544.5 | 0 | 821.5 | 0 | 0 | 0 | 0 | 0 | 0 | 0 | Infinite
NYISO_A-F_2_IESO | NYISO_A-F | IESO | 2040 | B5 | 200 | 0 | 1600 | 0 | 0 | 70.74 | 0 | 0 | 0 | 0 | 0 | 0 | 0 | Infinite
NYISO_A-F_2_IESO | NYISO_A-F | IESO | 2040 | B6 | 300 | 0 | 1600 | 0 | 0 | 0 | 0 | 0 | 0 | 0 | 0 | 0 | 0 | Infinite
NYISO_A-F_2_IESO | NYISO_A-F | IESO | 2040 | B7 | 400 | 0 | 1600 | 0 | 0 | 0 | 0 | 0 | 0 | 0 | 0 | 0 | 0 | Infinite
NYISO_A-F_2_IESO | NYISO_A-F | IESO | 2040 | B8 | 500 | 0 | 1600 | 0 | 0 | 0 | 0 | 0 | 0 | 0 | 0 | 0 | 0 | Infinite
NYISO_A-F_2_IESO | NYISO_A-F | IESO | 2040 | B9 | 800 | 0 | 1600 | 0 | 0 | 0 | 0 | 0 | 0 | 0 | 0 | 0 | 0 | Infinite
NYISO_A-F_2_IESO | NYISO_A-F | IESO | 2040 | B10 | 1262 | 0 | 1600 | 0 | 0 | 0 | 0 | 0 | 0 | 0 | 0 | 0 | 0 | Infinite
NYISO_A-F_2_IESO | NYISO_A-F | IESO | 2040 | B11 | 25 | 0 | 1600 | 0 | 0 | 0 | 0 | 0 | 0 | 0 | 0 | 0 | 0 | Infinite
NYISO_A-F_2_IESO | NYISO_A-F | IESO | 2040 | B12 | 200 | 0 | 1600 | 0 | 0 | 0 | 0 | 0 | 0 | 0 | 0 | 0 | 0 | Infinite
NYISO_A-F_2_IESO | NYISO_A-F | IESO | 2040 | B13 | 600 | 0 | 1600 | 0 | 0 | 0 | 0 | 0 | 0 | 0 | 0 | 0 | 0 | Infinite
NYISO_A-F_2_IESO | NYISO_A-F | IESO | 2040 | B14 | 900 | 0 | 1600 | 0 | 0 | 0 | 0 | 0 | 0 | 0 | 0 | 0 | 0 | Infinite
NYISO_A-F_2_IESO | NYISO_A-F | IESO | 2040 | B15 | 1203 | 0 | 1600 | 0 | 0 | 0 | 0 | 0 | 0 | 0 | 0 | 0 | 0 | Infinite
NYISO_A-F_2_IESO | NYISO_A-F | IESO | 2040 | B16 | 25 | 0 | 1600 | 0 | 0 | 0 | 0 | 0 | 0 | 0 | 0 | 0 | 0 | Infinite
NYISO_A-F_2_IESO | NYISO_A-F | IESO | 2040 | B17 | 100 | 0 | 1600 | 0 | 0 | 0 | 0 | 0 | 0 | 0 | 0 | 0 | 0 | Infinite
NYISO_A-F_2_IESO | NYISO_A-F | IESO | 2040 | B18 | 400 | 0 | 1600 | 0 | 0 | 0 | 0 | 0 | 0 | 0 | 0 | 0 | 0 | Infinite
NYISO_A-F_2_IESO | NYISO_A-F | IESO | 2040 | B19 | 700 | 0 | 1600 | 0 | 0 | 0 | 0 | 0 | 0 | 0 | 0 | 0 | 0 | Infinite
NYISO_A-F_2_IESO | NYISO_A-F | IESO | 2040 | B20 | 935 | 0 | 1600 | 0 | 0 | 0 | 0 | 0 | 0 | 0 | 0 | 0 | 0 | Infinite
NYISO_A-F_2_IESO | NYISO_A-F | IESO | 2045 | B1 | 10 | 0 | 1600 | 0 | 0 | 0 | 0 | 0 | 0 | 0 | 0 | 0 | 0 | Infinite
NYISO_A-F_2_IESO | NYISO_A-F | IESO | 2045 | B2 | 25 | 0 | 1600 | 0 | 0 | 0 | 0 | 0 | 0 | 0 | 0 | 0 | 0 | Infinite
NYISO_A-F_2_IESO | NYISO_A-F | IESO | 2045 | B3 | 75 | 0 | 1600 | 1600 | 0 | 1600 | 0 | 0 | 8.8432 | 0 | 6.849 | 8.8432 | 0 | Infinite
NYISO_A-F_2_IESO | NYISO_A-F | IESO | 2045 | B4 | 100 | 0 | 1600 | 966.06 | 0 | 1013.89 | 0 | 0 | 0 | 0 | 0 | 0 | 0 | Infinite
NYISO_A-F_2_IESO | NYISO_A-F | IESO | 2045 | B5 | 200 | 0 | 1600 | 185.85 | 0 | 233.69 | 0 | 0 | 0 | 0 | 0 | 0 | 0 | Infinite
NYISO_A-F_2_IESO | NYISO_A-F | IESO | 2045 | B6 | 300 | 0 | 1600 | 0 | 0 | 0 | 0 | 0 | 0 | 0 | 0 | 0 | 0 | Infinite
NYISO_A-F_2_IESO | NYISO_A-F | IESO | 2045 | B7 | 400 | 0 | 1600 | 0 | 0 | 0 | 0 | 0 | 0 | 0 | 0 | 0 | 0 | Infinite
NYISO_A-F_2_IESO | NYISO_A-F | IESO | 2045 | B8 | 500 | 0 | 1600 | 0 | 0 | 0 | 0 | 0 | 0 | 0 | 0 | 0 | 0 | Infinite
NYISO_A-F_2_IESO | NYISO_A-F | IESO | 2045 | B9 | 800 | 0 | 1600 | 0 | 0 | 0 | 0 | 0 | 0 | 0 | 0 | 0 | 0 | Infinite
NYISO_A-F_2_IESO | NYISO_A-F | IESO | 2045 | B10 | 1262 | 0 | 1600 | 0 | 0 | 0 | 0 | 0 | 0 | 0 | 0 | 0 | 0 | Infinite
NYISO_A-F_2_IESO | NYISO_A-F | IESO | 2045 | B11 | 25 | 0 | 1600 | 12.25 | 0 | 0 | 0 | 0 | 0 | 0 | 0 | 0 | 0 | Infinite
NYISO_A-F_2_IESO | NYISO_A-F | IESO | 2045 | B12 | 200 | 0 | 1600 | 0 | 0 | 0 | 0 | 0 | 0 | 0 | 0 | 0 | 0 | Infinite
NYISO_A-F_2_IESO | NYISO_A-F | IESO | 2045 | B13 | 600 | 0 | 1600 | 0 | 0 | 0 | 0 | 0 | 0 | 0 | 0 | 0 | 0 | Infinite
NYISO_A-F_2_IESO | NYISO_A-F | IESO | 2045 | B14 | 900 | 0 | 1600 | 0 | 0 | 0 | 0 | 0 | 0 | 0 | 0 | 0 | 0 | Infinite
NYISO_A-F_2_IESO | NYISO_A-F | IESO | 2045 | B15 | 1203 | 0 | 1600 | 0 | 0 | 0 | 0 | 0 | 0 | 0 | 0 | 0 | 0 | Infinite
NYISO_A-F_2_IESO | NYISO_A-F | IESO | 2045 | B16 | 25 | 0 | 1600 | 0 | 0 | 0 | 0 | 0 | 0 | 0 | 0 | 0 | 0 | Infinite
NYISO_A-F_2_IESO | NYISO_A-F | IESO | 2045 | B17 | 100 | 0 | 1600 | 0 | 0 | 0 | 0 | 0 | 0 | 0 | 0 | 0 | 0 | Infinite
NYISO_A-F_2_IESO | NYISO_A-F | IESO | 2045 | B18 | 400 | 0 | 1600 | 0 | 0 | 0 | 0 | 0 | 0 | 0 | 0 | 0 | 0 | Infinite
NYISO_A-F_2_IESO | NYISO_A-F | IESO | 2045 | B19 | 700 | 0 | 1600 | 0 | 0 | 0 | 0 | 0 | 0 | 0 | 0 | 0 | 0 | Infinite
NYISO_A-F_2_IESO | NYISO_A-F | IESO | 2045 | B20 | 935 | 0 | 1600 | 0 | 0 | 0 | 0 | 0 | 0 | 0 | 0 | 0 | 0 | Infinite
NYISO_A-F_2_IESO | NYISO_A-F | IESO | 2050 | B1 | 10 | 0 | 1600 | 0 | 0 | 0 | 0 | 0 | 0 | 0 | 0 | 0 | 0 | Infinite
NYISO_A-F_2_IESO | NYISO_A-F | IESO | 2050 | B2 | 25 | 0 | 1600 | 0 | 0 | 0 | 0 | 0 | 0 | 0 | 0 | 0 | 0 | Infinite
NYISO_A-F_2_IESO | NYISO_A-F | IESO | 2050 | B3 | 75 | 0 | 1600 | 1600 | 0 | 1600 | 0 | 0 | 8.3921 | 0 | 9.6503 | 8.3921 | 0 | Infinite
NYISO_A-F_2_IESO | NYISO_A-F | IESO | 2050 | B4 | 100 | 0 | 1600 | 1118.78 | 0 | 1059.87 | 0 | 0 | 0 | 0 | 0 | 0 | 0 | Infinite
NYISO_A-F_2_IESO | NYISO_A-F | IESO | 2050 | B5 | 200 | 0 | 1600 | 168.4 | 0 | 327.13 | 0 | 0 | 0 | 0 | 0 | 0 | 0 | Infinite
NYISO_A-F_2_IESO | NYISO_A-F | IESO | 2050 | B6 | 300 | 0 | 1600 | 0 | 0 | 0 | 0 | 0 | 0 | 0 | 0 | 0 | 0 | Infinite
NYISO_A-F_2_IESO | NYISO_A-F | IESO | 2050 | B7 | 400 | 0 | 1600 | 0 | 0 | 0 | 0 | 0 | 0 | 0 | 0 | 0 | 0 | Infinite
NYISO_A-F_2_IESO | NYISO_A-F | IESO | 2050 | B8 | 500 | 0 | 1600 | 0 | 0 | 0 | 0 | 0 | 0 | 0 | 0 | 0 | 0 | Infinite
NYISO_A-F_2_IESO | NYISO_A-F | IESO | 2050 | B9 | 800 | 0 | 1600 | 0 | 0 | 0 | 0 | 0 | 0 | 0 | 0 | 0 | 0 | Infinite
NYISO_A-F_2_IESO | NYISO_A-F | IESO | 2050 | B10 | 1262 | 0 | 1600 | 0 | 0 | 0 | 0 | 0 | 0 | 0 | 0 | 0 | 0 | Infinite
NYISO_A-F_2_IESO | NYISO_A-F | IESO | 2050 | B11 | 25 | 0 | 1600 | 0 | 0 | 0 | 0 | 0 | 0 | 0 | 0 | 0 | 0 | Infinite
NYISO_A-F_2_IESO | NYISO_A-F | IESO | 2050 | B12 | 200 | 0 | 1600 | 0 | 0 | 0 | 0 | 0 | 0 | 0 | 0 | 0 | 0 | Infinite
NYISO_A-F_2_IESO | NYISO_A-F | IESO | 2050 | B13 | 600 | 0 | 1600 | 0 | 0 | 0 | 0 | 0 | 0 | 0 | 0 | 0 | 0 | Infinite
NYISO_A-F_2_IESO | NYISO_A-F | IESO | 2050 | B14 | 900 | 0 | 1600 | 0 | 0 | 0 | 0 | 0 | 0 | 0 | 0 | 0 | 0 | Infinite
NYISO_A-F_2_IESO | NYISO_A-F | IESO | 2050 | B15 | 1203 | 0 | 1600 | 0 | 0 | 0 | 0 | 0 | 0 | 0 | 0 | 0 | 0 | Infinite
NYISO_A-F_2_IESO | NYISO_A-F | IESO | 2050 | B16 | 25 | 0 | 1600 | 0 | 0 | 0 | 0 | 0 | 0 | 0 | 0 | 0 | 0 | Infinite
NYISO_A-F_2_IESO | NYISO_A-F | IESO | 2050 | B17 | 100 | 0 | 1600 | 0 | 0 | 0 | 0 | 0 | 0 | 0 | 0 | 0 | 0 | Infinite
NYISO_A-F_2_IESO | NYISO_A-F | IESO | 2050 | B18 | 400 | 0 | 1600 | 0 | 0 | 0 | 0 | 0 | 0 | 0 | 0 | 0 | 0 | Infinite
NYISO_A-F_2_IESO | NYISO_A-F | IESO | 2050 | B19 | 700 | 0 | 1600 | 0 | 0 | 0 | 0 | 0 | 0 | 0 | 0 | 0 | 0 | Infinite
NYISO_A-F_2_IESO | NYISO_A-F | IESO | 2050 | B20 | 935 | 0 | 1600 | 0 | 0 | 0 | 0 | 0 | 0 | 0 | 0 | 0 | 0 | Infinite
NYISO_A-F_2_NEISO | NYISO_A-F | NEISO | 2015 | B1 | 10 | 0 | 600 | 600 | 0 | 0 | 0 | 0 | 18.0899 | 0 | 0 | 18.0899 | 0 | 4.5225
NYISO_A-F_2_NEISO | NYISO_A-F | NEISO | 2015 | B2 | 25 | 0 | 600 | 407.93 | 0 | 0 | 0 | 0 | 0 | 0 | 0 | 0 | 0 | 4.5225
NYISO_A-F_2_NEISO | NYISO_A-F | NEISO | 2015 | B3 | 75 | 0 | 600 | 0 | 0 | 0 | 0 | 0 | 0 | 0 | 0 | 0 | 0 | 4.5225
NYISO_A-F_2_NEISO | NYISO_A-F | NEISO | 2015 | B4 | 100 | 0 | 600 | 0 | 0 | 0 | 0 | 0 | 0 | 0 | 0 | 0 | 0 | 4.5225
NYISO_A-F_2_NEISO | NYISO_A-F | NEISO | 2015 | B5 | 200 | 0 | 600 | 0 | 0 | 0 | 0 | 0 | 0 | 0 | 0 | 0 | 0 | 4.5225
NYISO_A-F_2_NEISO | NYISO_A-F | NEISO | 2015 | B6 | 300 | 0 | 600 | 0 | 0 | 0 | 0 | 0 | 0 | 0 | 0 | 0 | 0 | 4.5225
NYISO_A-F_2_NEISO | NYISO_A-F | NEISO | 2015 | B7 | 400 | 0 | 600 | 0 | 0 | 0 | 0 | 0 | 0 | 0 | 0 | 0 | 0 | 4.5225
NYISO_A-F_2_NEISO | NYISO_A-F | NEISO | 2015 | B8 | 500 | 0 | 600 | 0 | 0 | 0 | 0 | 0 | 0 | 0 | 0 | 0 | 0 | 4.5225
NYISO_A-F_2_NEISO | NYISO_A-F | NEISO | 2015 | B9 | 800 | 0 | 600 | 0 | 0 | 0 | 0 | 0 | 0 | 0 | 0 | 0 | 0 | 4.5225
NYISO_A-F_2_NEISO | NYISO_A-F | NEISO | 2015 | B10 | 1262 | 0 | 600 | 0 | 0 | 0 | 0 | 0 | 0 | 0 | 0 | 0 | 0 | 4.5225
NYISO_A-F_2_NEISO | NYISO_A-F | NEISO | 2015 | B11 | 25 | 0 | 600 | 0 | 0 | 0 | 0 | 0 | 0 | 0 | 0 | 0 | 0 | 4.5225
NYISO_A-F_2_NEISO | NYISO_A-F | NEISO | 2015 | B12 | 200 | 0 | 600 | 0 | 0 | 0 | 0 | 0 | 0 | 0 | 0 | 0 | 0 | 4.5225
NYISO_A-F_2_NEISO | NYISO_A-F | NEISO | 2015 | B13 | 600 | 0 | 600 | 0 | 0 | 0 | 0 | 0 | 0 | 0 | 0 | 0 | 0 | 4.5225
NYISO_A-F_2_NEISO | NYISO_A-F | NEISO | 2015 | B14 | 900 | 0 | 600 | 0 | 0 | 0 | 0 | 0 | 0 | 0 | 0 | 0 | 0 | 4.5225
NYISO_A-F_2_NEISO | NYISO_A-F | NEISO | 2015 | B15 | 1203 | 0 | 600 | 0 | 0 | 0 | 0 | 0 | 0 | 0 | 0 | 0 | 0 | 4.5225
NYISO_A-F_2_NEISO | NYISO_A-F | NEISO | 2015 | B16 | 25 | 0 | 600 | 0 | 0 | 0 | 0 | 0 | 0 | 0 | 0 | 0 | 0 | 4.5225
NYISO_A-F_2_NEISO | NYISO_A-F | NEISO | 2015 | B17 | 100 | 0 | 600 | 0 | 0 | 0 | 0 | 0 | 0 | 0 | 0 | 0 | 0 | 4.5225
NYISO_A-F_2_NEISO | NYISO_A-F | NEISO | 2015 | B18 | 400 | 0 | 600 | 0 | 0 | 0 | 0 | 0 | 0 | 0 | 0 | 0 | 0 | 4.5225
NYISO_A-F_2_NEISO | NYISO_A-F | NEISO | 2015 | B19 | 700 | 0 | 600 | 0 | 0 | 0 | 0 | 0 | 0 | 0 | 0 | 0 | 0 | 4.5225
NYISO_A-F_2_NEISO | NYISO_A-F | NEISO | 2015 | B20 | 935 | 0 | 600 | 0 | 0 | 0 | 0 | 0 | 0 | 0 | 0 | 0 | 0 | 4.5225
NYISO_A-F_2_NEISO | NYISO_A-F | NEISO | 2020 | B1 | 10 | 0 | 600 | 600 | 0 | 0 | 0 | 0 | 210.467 | 0 | 0 | 0.96989 | 0 | 0.63683
NYISO_A-F_2_NEISO | NYISO_A-F | NEISO | 2020 | B2 | 25 | 0 | 600 | 600 | 0 | 0 | 0 | 0 | 20.4995 | 0 | 0 | 0.23617 | 0 | 0.63683
NYISO_A-F_2_NEISO | NYISO_A-F | NEISO | 2020 | B3 | 75 | 0 | 600 | 0 | 0 | 0 | 0 | 0 | 0 | 0 | 0 | 0 | 0 | 0.63683
NYISO_A-F_2_NEISO | NYISO_A-F | NEISO | 2020 | B4 | 100 | 0 | 600 | 0 | 0 | 0 | 0 | 0 | 0 | 0 | 0 | 0 | 0 | 0.63683
NYISO_A-F_2_NEISO | NYISO_A-F | NEISO | 2020 | B5 | 200 | 0 | 600 | 0 | 0 | 0 | 0 | 0 | 0 | 0 | 0 | 0 | 0 | 0.63683
NYISO_A-F_2_NEISO | NYISO_A-F | NEISO | 2020 | B6 | 300 | 0 | 600 | 0 | 0 | 0 | 0 | 0 | 0 | 0 | 0 | 0 | 0 | 0.63683
NYISO_A-F_2_NEISO | NYISO_A-F | NEISO | 2020 | B7 | 400 | 0 | 600 | 0 | 0 | 0 | 0 | 0 | 0 | 0 | 0 | 0 | 0 | 0.63683
NYISO_A-F_2_NEISO | NYISO_A-F | NEISO | 2020 | B8 | 500 | 0 | 600 | 0 | 0 | 0 | 0 | 0 | 0 | 0 | 0 | 0 | 0 | 0.63683
NYISO_A-F_2_NEISO | NYISO_A-F | NEISO | 2020 | B9 | 800 | 0 | 600 | 0 | 0 | 0 | 0 | 0 | 0 | 0 | 0 | 0 | 0 | 0.63683
NYISO_A-F_2_NEISO | NYISO_A-F | NEISO | 2020 | B10 | 1262 | 0 | 600 | 0 | 0 | 0 | 0 | 0 | 0 | 0 | 0 | 0 | 0 | 0.63683
NYISO_A-F_2_NEISO | NYISO_A-F | NEISO | 2020 | B11 | 25 | 0 | 600 | 0 | 0 | 0 | 0 | 0 | 0 | 0 | 0 | 0 | 0 | 0.63683
NYISO_A-F_2_NEISO | NYISO_A-F | NEISO | 2020 | B12 | 200 | 0 | 600 | 0 | 0 | 0 | 0 | 0 | 0 | 0 | 0 | 0 | 0 | 0.63683
NYISO_A-F_2_NEISO | NYISO_A-F | NEISO | 2020 | B13 | 600 | 0 | 600 | 0 | 0 | 0 | 0 | 0 | 0 | 0 | 0 | 0 | 0 | 0.63683
NYISO_A-F_2_NEISO | NYISO_A-F | NEISO | 2020 | B14 | 900 | 0 | 600 | 0 | 0 | 0 | 0 | 0 | 0 | 0 | 0 | 0 | 0 | 0.63683
NYISO_A-F_2_NEISO | NYISO_A-F | NEISO | 2020 | B15 | 1203 | 0 | 600 | 0 | 0 | 0 | 0 | 0 | 0 | 0 | 0 | 0 | 0 | 0.63683
NYISO_A-F_2_NEISO | NYISO_A-F | NEISO | 2020 | B16 | 25 | 0 | 600 | 0 | 0 | 0 | 0 | 0 | 0 | 0 | 0 | 0 | 0 | 0.63683
NYISO_A-F_2_NEISO | NYISO_A-F | NEISO | 2020 | B17 | 100 | 0 | 600 | 600 | 0 | 0 | 0 | 0 | 1.1633 | 0 | 0 | 0.053606 | 0 | 0.63683
NYISO_A-F_2_NEISO | NYISO_A-F | NEISO | 2020 | B18 | 400 | 0 | 600 | 600 | 0 | 0 | 0 | 0 | 1.1633 | 0 | 0 | 0.21443 | 0 | 0.63683
NYISO_A-F_2_NEISO | NYISO_A-F | NEISO | 2020 | B19 | 700 | 0 | 600 | 600 | 0 | 0 | 0 | 0 | 1.4244 | 0 | 0 | 0.45948 | 0 | 0.63683
NYISO_A-F_2_NEISO | NYISO_A-F | NEISO | 2020 | B20 | 935 | 0 | 600 | 600 | 0 | 600 | 0 | 604.51 | 1.4244 | 0 | 0.64098 | 0.61374 | 0 | 0.63683
NYISO_A-F_2_NEISO | NYISO_A-F | NEISO | 2025 | B1 | 10 | 0 | 600 | 600 | 0 | 0 | 0 | 0 | 15.0512 | 0 | 0 | 0.072711 | 0 | 0.39245
NYISO_A-F_2_NEISO | NYISO_A-F | NEISO | 2025 | B2 | 25 | 0 | 600 | 600 | 0 | 0 | 0 | 0 | 8.0122 | 0 | 0 | 0.096766 | 0 | 0.39245
NYISO_A-F_2_NEISO | NYISO_A-F | NEISO | 2025 | B3 | 75 | 0 | 600 | 0 | 0 | 0 | 0 | 0 | 0 | 0 | 0 | 0 | 0 | 0.39245
NYISO_A-F_2_NEISO | NYISO_A-F | NEISO | 2025 | B4 | 100 | 0 | 600 | 0 | 0 | 0 | 0 | 0 | 0 | 0 | 0 | 0 | 0 | 0.39245
NYISO_A-F_2_NEISO | NYISO_A-F | NEISO | 2025 | B5 | 200 | 0 | 600 | 0 | 0 | 0 | 0 | 0 | 0 | 0 | 0 | 0 | 0 | 0.39245
NYISO_A-F_2_NEISO | NYISO_A-F | NEISO | 2025 | B6 | 300 | 0 | 600 | 0 | 0 | 0 | 0 | 0 | 0 | 0 | 0 | 0 | 0 | 0.39245
NYISO_A-F_2_NEISO | NYISO_A-F | NEISO | 2025 | B7 | 400 | 0 | 600 | 0 | 0 | 0 | 0 | 0 | 0 | 0 | 0 | 0 | 0 | 0.39245
NYISO_A-F_2_NEISO | NYISO_A-F | NEISO | 2025 | B8 | 500 | 0 | 600 | 0 | 0 | 0 | 0 | 0 | 0 | 0 | 0 | 0 | 0 | 0.39245
NYISO_A-F_2_NEISO | NYISO_A-F | NEISO | 2025 | B9 | 800 | 0 | 600 | 0 | 0 | 0 | 0 | 0 | 0 | 0 | 0 | 0 | 0 | 0.39245
NYISO_A-F_2_NEISO | NYISO_A-F | NEISO | 2025 | B10 | 1262 | 0 | 600 | 0 | 0 | 0 | 0 | 0 | 0 | 0 | 0 | 0 | 0 | 0.39245
NYISO_A-F_2_NEISO | NYISO_A-F | NEISO | 2025 | B11 | 25 | 0 | 600 | 0 | 0 | 0 | 0 | 0 | 0 | 0 | 0 | 0 | 0 | 0.39245
NYISO_A-F_2_NEISO | NYISO_A-F | NEISO | 2025 | B12 | 200 | 0 | 600 | 0 | 0 | 0 | 0 | 0 | 0 | 0 | 0 | 0 | 0 | 0.39245
NYISO_A-F_2_NEISO | NYISO_A-F | NEISO | 2025 | B13 | 600 | 0 | 600 | 0 | 0 | 0 | 0 | 0 | 0 | 0 | 0 | 0 | 0 | 0.39245
NYISO_A-F_2_NEISO | NYISO_A-F | NEISO | 2025 | B14 | 900 | 0 | 600 | 0 | 0 | 0 | 0 | 0 | 0 | 0 | 0 | 0 | 0 | 0.39245
NYISO_A-F_2_NEISO | NYISO_A-F | NEISO | 2025 | B15 | 1203 | 0 | 600 | 0 | 0 | 0 | 0 | 0 | 0 | 0 | 0 | 0 | 0 | 0.39245
NYISO_A-F_2_NEISO | NYISO_A-F | NEISO | 2025 | B16 | 25 | 0 | 600 | 0 | 0 | 0 | 0 | 0 | 0 | 0 | 0 | 0 | 0 | 0.39245
NYISO_A-F_2_NEISO | NYISO_A-F | NEISO | 2025 | B17 | 100 | 0 | 600 | 311.58 | 0 | 0 | 0 | 0 | 0 | 0 | 0 | 0 | 0 | 0.39245
NYISO_A-F_2_NEISO | NYISO_A-F | NEISO | 2025 | B18 | 400 | 0 | 600 | 600 | 0 | 0 | 0 | 0 | 1.4244 | 0 | 0 | 0.27525 | 0 | 0.39245
NYISO_A-F_2_NEISO | NYISO_A-F | NEISO | 2025 | B19 | 700 | 0 | 600 | 600 | 0 | 0 | 0 | 0 | 1.4244 | 0 | 0 | 0.48168 | 0 | 0.39245
NYISO_A-F_2_NEISO | NYISO_A-F | NEISO | 2025 | B20 | 935 | 0 | 600 | 600 | 0 | 600 | 0 | 0 | 1.4244 | 0 | 0.08309 | 0.64339 | 0 | 0.39245
NYISO_A-F_2_NEISO | NYISO_A-F | NEISO | 2030 | B1 | 10 | 0 | 600 | 527.39 | 0 | 0 | 0 | 0 | 0 | 0 | 0 | 0 | 0 | 0.27598
NYISO_A-F_2_NEISO | NYISO_A-F | NEISO | 2030 | B2 | 25 | 0 | 600 | 71.31 | 0 | 0 | 0 | 0 | 0 | 0 | 0 | 0 | 0 | 0.27598
NYISO_A-F_2_NEISO | NYISO_A-F | NEISO | 2030 | B3 | 75 | 0 | 600 | 0 | 0 | 0 | 0 | 0 | 0 | 0 | 0 | 0 | 0 | 0.27598
NYISO_A-F_2_NEISO | NYISO_A-F | NEISO | 2030 | B4 | 100 | 0 | 600 | 0 | 0 | 0 | 0 | 0 | 0 | 0 | 0 | 0 | 0 | 0.27598
NYISO_A-F_2_NEISO | NYISO_A-F | NEISO | 2030 | B5 | 200 | 0 | 600 | 0 | 0 | 0 | 0 | 0 | 0 | 0 | 0 | 0 | 0 | 0.27598
NYISO_A-F_2_NEISO | NYISO_A-F | NEISO | 2030 | B6 | 300 | 0 | 600 | 0 | 0 | 0 | 0 | 0 | 0 | 0 | 0 | 0 | 0 | 0.27598
NYISO_A-F_2_NEISO | NYISO_A-F | NEISO | 2030 | B7 | 400 | 0 | 600 | 0 | 0 | 0 | 0 | 0 | 0 | 0 | 0 | 0 | 0 | 0.27598
NYISO_A-F_2_NEISO | NYISO_A-F | NEISO | 2030 | B8 | 500 | 0 | 600 | 0 | 0 | 0 | 0 | 0 | 0 | 0 | 0 | 0 | 0 | 0.27598
NYISO_A-F_2_NEISO | NYISO_A-F | NEISO | 2030 | B9 | 800 | 0 | 600 | 0 | 0 | 0 | 0 | 0 | 0 | 0 | 0 | 0 | 0 | 0.27598
NYISO_A-F_2_NEISO | NYISO_A-F | NEISO | 2030 | B10 | 1262 | 0 | 600 | 0 | 0 | 0 | 0 | 0 | 0 | 0 | 0 | 0 | 0 | 0.27598
NYISO_A-F_2_NEISO | NYISO_A-F | NEISO | 2030 | B11 | 25 | 0 | 600 | 0 | 0 | 0 | 0 | 0 | 0 | 0 | 0 | 0 | 0 | 0.27598
NYISO_A-F_2_NEISO | NYISO_A-F | NEISO | 2030 | B12 | 200 | 0 | 600 | 0 | 0 | 0 | 0 | 0 | 0 | 0 | 0 | 0 | 0 | 0.27598
NYISO_A-F_2_NEISO | NYISO_A-F | NEISO | 2030 | B13 | 600 | 0 | 600 | 0 | 0 | 0 | 0 | 0 | 0 | 0 | 0 | 0 | 0 | 0.27598
NYISO_A-F_2_NEISO | NYISO_A-F | NEISO | 2030 | B14 | 900 | 0 | 600 | 0 | 0 | 0 | 0 | 0 | 0 | 0 | 0 | 0 | 0 | 0.27598
NYISO_A-F_2_NEISO | NYISO_A-F | NEISO | 2030 | B15 | 1203 | 0 | 600 | 0 | 0 | 0 | 0 | 0 | 0 | 0 | 0 | 0 | 0 | 0.27598
NYISO_A-F_2_NEISO | NYISO_A-F | NEISO | 2030 | B16 | 25 | 0 | 600 | 0 | 0 | 0 | 0 | 0 | 0 | 0 | 0 | 0 | 0 | 0.27598
NYISO_A-F_2_NEISO | NYISO_A-F | NEISO | 2030 | B17 | 100 | 0 | 600 | 0 | 0 | 0 | 0 | 0 | 0 | 0 | 0 | 0 | 0 | 0.27598
NYISO_A-F_2_NEISO | NYISO_A-F | NEISO | 2030 | B18 | 400 | 0 | 600 | 381.76 | 0 | 0 | 0 | 0 | 0 | 0 | 0 | 0 | 0 | 0.27598
NYISO_A-F_2_NEISO | NYISO_A-F | NEISO | 2030 | B19 | 700 | 0 | 600 | 600 | 0 | 0 | 0 | 0 | 1.1039 | 0 | 0 | 1.1039 | 0 | 0.27598
NYISO_A-F_2_NEISO | NYISO_A-F | NEISO | 2030 | B20 | 935 | 0 | 600 | 550.42 | 0 | 0 | 0 | 0 | 0 | 0 | 0 | 0 | 0 | 0.27598
NYISO_A-F_2_NEISO | NYISO_A-F | NEISO | 2035 | B1 | 10 | 0 | 600 | 99.56 | 0 | 0 | 0 | 0 | 0 | 0 | 0 | 0 | 0 | 0
NYISO_A-F_2_NEISO | NYISO_A-F | NEISO | 2035 | B2 | 25 | 0 | 600 | 0 | 0 | 0 | 0 | 0 | 0 | 0 | 0 | 0 | 0 | 0
NYISO_A-F_2_NEISO | NYISO_A-F | NEISO | 2035 | B3 | 75 | 0 | 600 | 0 | 0 | 0 | 0 | 0 | 0 | 0 | 0 | 0 | 0 | 0
NYISO_A-F_2_NEISO | NYISO_A-F | NEISO | 2035 | B4 | 100 | 0 | 600 | 0 | 0 | 0 | 0 | 0 | 0 | 0 | 0 | 0 | 0 | 0
NYISO_A-F_2_NEISO | NYISO_A-F | NEISO | 2035 | B5 | 200 | 0 | 600 | 0 | 0 | 0 | 0 | 0 | 0 | 0 | 0 | 0 | 0 | 0
NYISO_A-F_2_NEISO | NYISO_A-F | NEISO | 2035 | B6 | 300 | 0 | 600 | 0 | 0 | 0 | 0 | 0 | 0 | 0 | 0 | 0 | 0 | 0
NYISO_A-F_2_NEISO | NYISO_A-F | NEISO | 2035 | B7 | 400 | 0 | 600 | 0 | 0 | 0 | 0 | 0 | 0 | 0 | 0 | 0 | 0 | 0
NYISO_A-F_2_NEISO | NYISO_A-F | NEISO | 2035 | B8 | 500 | 0 | 600 | 0 | 0 | 0 | 0 | 0 | 0 | 0 | 0 | 0 | 0 | 0
NYISO_A-F_2_NEISO | NYISO_A-F | NEISO | 2035 | B9 | 800 | 0 | 600 | 0 | 0 | 0 | 0 | 0 | 0 | 0 | 0 | 0 | 0 | 0
NYISO_A-F_2_NEISO | NYISO_A-F | NEISO | 2035 | B10 | 1262 | 0 | 600 | 0 | 0 | 0 | 0 | 0 | 0 | 0 | 0 | 0 | 0 | 0
NYISO_A-F_2_NEISO | NYISO_A-F | NEISO | 2035 | B11 | 25 | 0 | 600 | 0 | 0 | 0 | 0 | 0 | 0 | 0 | 0 | 0 | 0 | 0
NYISO_A-F_2_NEISO | NYISO_A-F | NEISO | 2035 | B12 | 200 | 0 | 600 | 0 | 0 | 0 | 0 | 0 | 0 | 0 | 0 | 0 | 0 | 0
NYISO_A-F_2_NEISO | NYISO_A-F | NEISO | 2035 | B13 | 600 | 0 | 600 | 0 | 0 | 0 | 0 | 0 | 0 | 0 | 0 | 0 | 0 | 0
NYISO_A-F_2_NEISO | NYISO_A-F | NEISO | 2035 | B14 | 900 | 0 | 600 | 0 | 0 | 0 | 0 | 0 | 0 | 0 | 0 | 0 | 0 | 0
NYISO_A-F_2_NEISO | NYISO_A-F | NEISO | 2035 | B15 | 1203 | 0 | 600 | 0 | 0 | 0 | 0 | 0 | 0 | 0 | 0 | 0 | 0 | 0
NYISO_A-F_2_NEISO | NYISO_A-F | NEISO | 2035 | B16 | 25 | 0 | 600 | 0 | 0 | 0 | 0 | 0 | 0 | 0 | 0 | 0 | 0 | 0
NYISO_A-F_2_NEISO | NYISO_A-F | NEISO | 2035 | B17 | 100 | 0 | 600 | 0 | 0 | 0 | 0 | 0 | 0 | 0 | 0 | 0 | 0 | 0
NYISO_A-F_2_NEISO | NYISO_A-F | NEISO | 2035 | B18 | 400 | 0 | 600 | 0 | 0 | 0 | 0 | 0 | 0 | 0 | 0 | 0 | 0 | 0
NYISO_A-F_2_NEISO | NYISO_A-F | NEISO | 2035 | B19 | 700 | 0 | 600 | 0 | 0 | 0 | 0 | 0 | 0 | 0 | 0 | 0 | 0 | 0
NYISO_A-F_2_NEISO | NYISO_A-F | NEISO | 2035 | B20 | 935 | 0 | 600 | 0 | 0 | 0 | 0 | 0 | 0 | 0 | 0 | 0 | 0 | 0
NYISO_A-F_2_NEISO | NYISO_A-F | NEISO | 2040 | B1 | 10 | 0 | 600 | 0 | 0 | 0 | 0 | 0 | 0 | 0 | 0 | 0 | 0 | 0
NYISO_A-F_2_NEISO | NYISO_A-F | NEISO | 2040 | B2 | 25 | 0 | 600 | 0 | 0 | 0 | 0 | 0 | 0 | 0 | 0 | 0 | 0 | 0
NYISO_A-F_2_NEISO | NYISO_A-F | NEISO | 2040 | B3 | 75 | 0 | 600 | 0 | 0 | 0 | 0 | 0 | 0 | 0 | 0 | 0 | 0 | 0
NYISO_A-F_2_NEISO | NYISO_A-F | NEISO | 2040 | B4 | 100 | 0 | 600 | 0 | 0 | 0 | 0 | 0 | 0 | 0 | 0 | 0 | 0 | 0
NYISO_A-F_2_NEISO | NYISO_A-F | NEISO | 2040 | B5 | 200 | 0 | 600 | 0 | 0 | 0 | 0 | 0 | 0 | 0 | 0 | 0 | 0 | 0
NYISO_A-F_2_NEISO | NYISO_A-F | NEISO | 2040 | B6 | 300 | 0 | 600 | 0 | 0 | 0 | 0 | 0 | 0 | 0 | 0 | 0 | 0 | 0
NYISO_A-F_2_NEISO | NYISO_A-F | NEISO | 2040 | B7 | 400 | 0 | 600 | 0 | 0 | 0 | 0 | 0 | 0 | 0 | 0 | 0 | 0 | 0
NYISO_A-F_2_NEISO | NYISO_A-F | NEISO | 2040 | B8 | 500 | 0 | 600 | 0 | 0 | 0 | 0 | 0 | 0 | 0 | 0 | 0 | 0 | 0
NYISO_A-F_2_NEISO | NYISO_A-F | NEISO | 2040 | B9 | 800 | 0 | 600 | 0 | 0 | 0 | 0 | 0 | 0 | 0 | 0 | 0 | 0 | 0
NYISO_A-F_2_NEISO | NYISO_A-F | NEISO | 2040 | B10 | 1262 | 0 | 600 | 0 | 0 | 0 | 0 | 0 | 0 | 0 | 0 | 0 | 0 | 0
NYISO_A-F_2_NEISO | NYISO_A-F | NEISO | 2040 | B11 | 25 | 0 | 600 | 0 | 0 | 0 | 0 | 0 | 0 | 0 | 0 | 0 | 0 | 0
NYISO_A-F_2_NEISO | NYISO_A-F | NEISO | 2040 | B12 | 200 | 0 | 600 | 0 | 0 | 0 | 0 | 0 | 0 | 0 | 0 | 0 | 0 | 0
NYISO_A-F_2_NEISO | NYISO_A-F | NEISO | 2040 | B13 | 600 | 0 | 600 | 0 | 0 | 0 | 0 | 0 | 0 | 0 | 0 | 0 | 0 | 0
NYISO_A-F_2_NEISO | NYISO_A-F | NEISO | 2040 | B14 | 900 | 0 | 600 | 0 | 0 | 0 | 0 | 0 | 0 | 0 | 0 | 0 | 0 | 0
NYISO_A-F_2_NEISO | NYISO_A-F | NEISO | 2040 | B15 | 1203 | 0 | 600 | 0 | 0 | 0 | 0 | 0 | 0 | 0 | 0 | 0 | 0 | 0
NYISO_A-F_2_NEISO | NYISO_A-F | NEISO | 2040 | B16 | 25 | 0 | 600 | 0 | 0 | 0 | 0 | 0 | 0 | 0 | 0 | 0 | 0 | 0
NYISO_A-F_2_NEISO | NYISO_A-F | NEISO | 2040 | B17 | 100 | 0 | 600 | 0 | 0 | 0 | 0 | 0 | 0 | 0 | 0 | 0 | 0 | 0
NYISO_A-F_2_NEISO | NYISO_A-F | NEISO | 2040 | B18 | 400 | 0 | 600 | 0 | 0 | 0 | 0 | 0 | 0 | 0 | 0 | 0 | 0 | 0
NYISO_A-F_2_NEISO | NYISO_A-F | NEISO | 2040 | B19 | 700 | 0 | 600 | 0 | 0 | 0 | 0 | 0 | 0 | 0 | 0 | 0 | 0 | 0
NYISO_A-F_2_NEISO | NYISO_A-F | NEISO | 2040 | B20 | 935 | 0 | 600 | 0 | 0 | 0 | 0 | 0 | 0 | 0 | 0 | 0 | 0 | 0
NYISO_A-F_2_NEISO | NYISO_A-F | NEISO | 2045 | B1 | 10 | 0 | 600 | 0 | 0 | 0 | 0 | 0 | 0 | 0 | 0 | 0 | 0 | 0
NYISO_A-F_2_NEISO | NYISO_A-F | NEISO | 2045 | B2 | 25 | 0 | 600 | 0 | 0 | 0 | 0 | 0 | 0 | 0 | 0 | 0 | 0 | 0
NYISO_A-F_2_NEISO | NYISO_A-F | NEISO | 2045 | B3 | 75 | 0 | 600 | 0 | 0 | 0 | 0 | 0 | 0 | 0 | 0 | 0 | 0 | 0
NYISO_A-F_2_NEISO | NYISO_A-F | NEISO | 2045 | B4 | 100 | 0 | 600 | 0 | 0 | 0 | 0 | 0 | 0 | 0 | 0 | 0 | 0 | 0
NYISO_A-F_2_NEISO | NYISO_A-F | NEISO | 2045 | B5 | 200 | 0 | 600 | 0 | 0 | 0 | 0 | 0 | 0 | 0 | 0 | 0 | 0 | 0
NYISO_A-F_2_NEISO | NYISO_A-F | NEISO | 2045 | B6 | 300 | 0 | 600 | 0 | 0 | 0 | 0 | 0 | 0 | 0 | 0 | 0 | 0 | 0
NYISO_A-F_2_NEISO | NYISO_A-F | NEISO | 2045 | B7 | 400 | 0 | 600 | 0 | 0 | 0 | 0 | 0 | 0 | 0 | 0 | 0 | 0 | 0
NYISO_A-F_2_NEISO | NYISO_A-F | NEISO | 2045 | B8 | 500 | 0 | 600 | 0 | 0 | 0 | 0 | 0 | 0 | 0 | 0 | 0 | 0 | 0
NYISO_A-F_2_NEISO | NYISO_A-F | NEISO | 2045 | B9 | 800 | 0 | 600 | 0 | 0 | 0 | 0 | 0 | 0 | 0 | 0 | 0 | 0 | 0
NYISO_A-F_2_NEISO | NYISO_A-F | NEISO | 2045 | B10 | 1262 | 0 | 600 | 0 | 0 | 0 | 0 | 0 | 0 | 0 | 0 | 0 | 0 | 0
NYISO_A-F_2_NEISO | NYISO_A-F | NEISO | 2045 | B11 | 25 | 0 | 600 | 0 | 0 | 0 | 0 | 0 | 0 | 0 | 0 | 0 | 0 | 0
NYISO_A-F_2_NEISO | NYISO_A-F | NEISO | 2045 | B12 | 200 | 0 | 600 | 0 | 0 | 0 | 0 | 0 | 0 | 0 | 0 | 0 | 0 | 0
NYISO_A-F_2_NEISO | NYISO_A-F | NEISO | 2045 | B13 | 600 | 0 | 600 | 0 | 0 | 0 | 0 | 0 | 0 | 0 | 0 | 0 | 0 | 0
NYISO_A-F_2_NEISO | NYISO_A-F | NEISO | 2045 | B14 | 900 | 0 | 600 | 0 | 0 | 0 | 0 | 0 | 0 | 0 | 0 | 0 | 0 | 0
NYISO_A-F_2_NEISO | NYISO_A-F | NEISO | 2045 | B15 | 1203 | 0 | 600 | 0 | 0 | 0 | 0 | 0 | 0 | 0 | 0 | 0 | 0 | 0
NYISO_A-F_2_NEISO | NYISO_A-F | NEISO | 2045 | B16 | 25 | 0 | 600 | 0 | 0 | 0 | 0 | 0 | 0 | 0 | 0 | 0 | 0 | 0
NYISO_A-F_2_NEISO | NYISO_A-F | NEISO | 2045 | B17 | 100 | 0 | 600 | 0 | 0 | 0 | 0 | 0 | 0 | 0 | 0 | 0 | 0 | 0
NYISO_A-F_2_NEISO | NYISO_A-F | NEISO | 2045 | B18 | 400 | 0 | 600 | 0 | 0 | 0 | 0 | 0 | 0 | 0 | 0 | 0 | 0 | 0
NYISO_A-F_2_NEISO | NYISO_A-F | NEISO | 2045 | B19 | 700 | 0 | 600 | 0 | 0 | 0 | 0 | 0 | 0 | 0 | 0 | 0 | 0 | 0
NYISO_A-F_2_NEISO | NYISO_A-F | NEISO | 2045 | B20 | 935 | 0 | 600 | 0 | 0 | 0 | 0 | 0 | 0 | 0 | 0 | 0 | 0 | 0
NYISO_A-F_2_NEISO | NYISO_A-F | NEISO | 2050 | B1 | 10 | 0 | 600 | 0 | 0 | 0 | 0 | 0 | 0 | 0 | 0 | 0 | 0 | 0
NYISO_A-F_2_NEISO | NYISO_A-F | NEISO | 2050 | B2 | 25 | 0 | 600 | 0 | 0 | 0 | 0 | 0 | 0 | 0 | 0 | 0 | 0 | 0
NYISO_A-F_2_NEISO | NYISO_A-F | NEISO | 2050 | B3 | 75 | 0 | 600 | 0 | 0 | 0 | 0 | 0 | 0 | 0 | 0 | 0 | 0 | 0
NYISO_A-F_2_NEISO | NYISO_A-F | NEISO | 2050 | B4 | 100 | 0 | 600 | 0 | 0 | 0 | 0 | 0 | 0 | 0 | 0 | 0 | 0 | 0
NYISO_A-F_2_NEISO | NYISO_A-F | NEISO | 2050 | B5 | 200 | 0 | 600 | 0 | 0 | 0 | 0 | 0 | 0 | 0 | 0 | 0 | 0 | 0
NYISO_A-F_2_NEISO | NYISO_A-F | NEISO | 2050 | B6 | 300 | 0 | 600 | 0 | 0 | 0 | 0 | 0 | 0 | 0 | 0 | 0 | 0 | 0
NYISO_A-F_2_NEISO | NYISO_A-F | NEISO | 2050 | B7 | 400 | 0 | 600 | 0 | 0 | 0 | 0 | 0 | 0 | 0 | 0 | 0 | 0 | 0
NYISO_A-F_2_NEISO | NYISO_A-F | NEISO | 2050 | B8 | 500 | 0 | 600 | 0 | 0 | 0 | 0 | 0 | 0 | 0 | 0 | 0 | 0 | 0
NYISO_A-F_2_NEISO | NYISO_A-F | NEISO | 2050 | B9 | 800 | 0 | 600 | 0 | 0 | 0 | 0 | 0 | 0 | 0 | 0 | 0 | 0 | 0
NYISO_A-F_2_NEISO | NYISO_A-F | NEISO | 2050 | B10 | 1262 | 0 | 600 | 0 | 0 | 0 | 0 | 0 | 0 | 0 | 0 | 0 | 0 | 0
NYISO_A-F_2_NEISO | NYISO_A-F | NEISO | 2050 | B11 | 25 | 0 | 600 | 0 | 0 | 0 | 0 | 0 | 0 | 0 | 0 | 0 | 0 | 0
NYISO_A-F_2_NEISO | NYISO_A-F | NEISO | 2050 | B12 | 200 | 0 | 600 | 0 | 0 | 0 | 0 | 0 | 0 | 0 | 0 | 0 | 0 | 0
NYISO_A-F_2_NEISO | NYISO_A-F | NEISO | 2050 | B13 | 600 | 0 | 600 | 0 | 0 | 0 | 0 | 0 | 0 | 0 | 0 | 0 | 0 | 0
NYISO_A-F_2_NEISO | NYISO_A-F | NEISO | 2050 | B14 | 900 | 0 | 600 | 0 | 0 | 0 | 0 | 0 | 0 | 0 | 0 | 0 | 0 | 0
NYISO_A-F_2_NEISO | NYISO_A-F | NEISO | 2050 | B15 | 1203 | 0 | 600 | 0 | 0 | 0 | 0 | 0 | 0 | 0 | 0 | 0 | 0 | 0
NYISO_A-F_2_NEISO | NYISO_A-F | NEISO | 2050 | B16 | 25 | 0 | 600 | 0 | 0 | 0 | 0 | 0 | 0 | 0 | 0 | 0 | 0 | 0
NYISO_A-F_2_NEISO | NYISO_A-F | NEISO | 2050 | B17 | 100 | 0 | 600 | 0 | 0 | 0 | 0 | 0 | 0 | 0 | 0 | 0 | 0 | 0
NYISO_A-F_2_NEISO | NYISO_A-F | NEISO | 2050 | B18 | 400 | 0 | 600 | 0 | 0 | 0 | 0 | 0 | 0 | 0 | 0 | 0 | 0 | 0
NYISO_A-F_2_NEISO | NYISO_A-F | NEISO | 2050 | B19 | 700 | 0 | 600 | 0 | 0 | 0 | 0 | 0 | 0 | 0 | 0 | 0 | 0 | 0
NYISO_A-F_2_NEISO | NYISO_A-F | NEISO | 2050 | B20 | 935 | 0 | 600 | 0 | 0 | 0 | 0 | 0 | 0 | 0 | 0 | 0 | 0 | 0
NYISO_A-F_2_NYISO_G-I | NYISO_A-F | NYISO_G-I | 2015 | B1 | 10 | 0 | 4250 | 4250 | 0 | 4250 | 0 | 1553.92 | 24.0605 | 0 | 0.8309 | 0.050178 | 0 | 0.83917
NYISO_A-F_2_NYISO_G-I | NYISO_A-F | NYISO_G-I | 2015 | B2 | 25 | 0 | 4250 | 4250 | 0 | 4250 | 0 | 867.7 | 5.9825 | 0 | 0.8309 | 0.031191 | 0 | 0.83917
NYISO_A-F_2_NYISO_G-I | NYISO_A-F | NYISO_G-I | 2015 | B3 | 75 | 0 | 4250 | 4250 | 0 | 4250 | 0 | 364.81 | 4.9023 | 0 | 0.8309 | 0.076678 | 0 | 0.83917
NYISO_A-F_2_NYISO_G-I | NYISO_A-F | NYISO_G-I | 2015 | B4 | 100 | 0 | 4250 | 4250 | 0 | 4250 | 0 | 765.66 | 4.4156 | 0 | 0.8309 | 0.092088 | 0 | 0.83917
NYISO_A-F_2_NYISO_G-I | NYISO_A-F | NYISO_G-I | 2015 | B5 | 200 | 0 | 4250 | 4250 | 0 | 4036.25 | 0 | 0 | 6.9558 | 0 | 0 | 0.29013 | 0 | 0.83917
NYISO_A-F_2_NYISO_G-I | NYISO_A-F | NYISO_G-I | 2015 | B6 | 300 | 0 | 4250 | 4250 | 0 | 3259.63 | 0 | 0 | 7.1576 | 0 | 0 | 0.44782 | 0 | 0.83917
NYISO_A-F_2_NYISO_G-I | NYISO_A-F | NYISO_G-I | 2015 | B7 | 400 | 0 | 4250 | 4250 | 0 | 4250 | 0 | 0 | 0.07122 | 0 | 0.07122 | 0.0059412 | 0 | 0.83917
NYISO_A-F_2_NYISO_G-I | NYISO_A-F | NYISO_G-I | 2015 | B8 | 500 | 0 | 4250 | 4093.09 | 0 | 4250 | 0 | 0 | 0 | 0 | 0.07122 | 0 | 0 | 0.83917
NYISO_A-F_2_NYISO_G-I | NYISO_A-F | NYISO_G-I | 2015 | B9 | 800 | 0 | 4250 | 3877.95 | 0 | 3934.33 | 0 | 0 | 0 | 0 | 0 | 0 | 0 | 0.83917
NYISO_A-F_2_NYISO_G-I | NYISO_A-F | NYISO_G-I | 2015 | B10 | 1262 | 0 | 4250 | 1851.25 | 0 | 1811.42 | 0 | 0 | 0 | 0 | 0 | 0 | 0 | 0.83917
NYISO_A-F_2_NYISO_G-I | NYISO_A-F | NYISO_G-I | 2015 | B11 | 25 | 0 | 4250 | 4250 | 0 | 4250 | 0 | 0 | 0.21366 | 0 | 0.21366 | 0.001114 | 0 | 0.83917
NYISO_A-F_2_NYISO_G-I | NYISO_A-F | NYISO_G-I | 2015 | B12 | 200 | 0 | 4250 | 4013.69 | 0 | 3608.96 | 0 | 0 | 0 | 0 | 0 | 0 | 0 | 0.83917
NYISO_A-F_2_NYISO_G-I | NYISO_A-F | NYISO_G-I | 2015 | B13 | 600 | 0 | 4250 | 4250 | 0 | 4250 | 0 | 0 | 0.28488 | 0 | 0.29675 | 0.035647 | 0 | 0.83917
NYISO_A-F_2_NYISO_G-I | NYISO_A-F | NYISO_G-I | 2015 | B14 | 900 | 0 | 4250 | 4250 | 0 | 4248.75 | 0 | 0 | 0.93773 | 0 | 0 | 0.17601 | 0 | 0.83917
NYISO_A-F_2_NYISO_G-I | NYISO_A-F | NYISO_G-I | 2015 | B15 | 1203 | 0 | 4250 | 2949.11 | 0 | 2950.04 | 0 | 0 | 0 | 0 | 0 | 0 | 0 | 0.83917
NYISO_A-F_2_NYISO_G-I | NYISO_A-F | NYISO_G-I | 2015 | B16 | 25 | 0 | 4250 | 4250 | 0 | 4250 | 0 | 2154.07 | 5.662 | 0 | 0.8309 | 0.02952 | 0 | 0.83917
NYISO_A-F_2_NYISO_G-I | NYISO_A-F | NYISO_G-I | 2015 | B17 | 100 | 0 | 4250 | 4250 | 0 | 4250 | 0 | 2602.68 | 8.6295 | 0 | 0.8309 | 0.17997 | 0 | 0.83917
NYISO_A-F_2_NYISO_G-I | NYISO_A-F | NYISO_G-I | 2015 | B18 | 400 | 0 | 4250 | 4250 | 0 | 4250 | 0 | 2442.16 | 5.7213 | 0 | 0.8309 | 0.47728 | 0 | 0.83917
NYISO_A-F_2_NYISO_G-I | NYISO_A-F | NYISO_G-I | 2015 | B19 | 700 | 0 | 4250 | 4250 | 0 | 4250 | 0 | 2491.05 | 5.567 | 0 | 0.8309 | 0.81271 | 0 | 0.83917
NYISO_A-F_2_NYISO_G-I | NYISO_A-F | NYISO_G-I | 2015 | B20 | 935 | 0 | 4250 | 4250 | 0 | 4250 | 0 | 615.05 | 3.3355 | 0 | 0.8309 | 0.6504 | 0 | 0.83917
NYISO_A-F_2_NYISO_G-I | NYISO_A-F | NYISO_G-I | 2020 | B1 | 10 | 0 | 4250 | 4250 | 0 | 4250 | 0 | 2175.33 | 210.4551 | 0 | 1.187 | 0.42133 | 0 | 1.2
NYISO_A-F_2_NYISO_G-I | NYISO_A-F | NYISO_G-I | 2020 | B2 | 25 | 0 | 4250 | 4250 | 0 | 4250 | 0 | 1156.93 | 26.482 | 0 | 1.187 | 0.13254 | 0 | 1.2
NYISO_A-F_2_NYISO_G-I | NYISO_A-F | NYISO_G-I | 2020 | B3 | 75 | 0 | 4250 | 4250 | 0 | 4250 | 0 | 14.27 | 4.7955 | 0 | 1.187 | 0.072004 | 0 | 1.2
NYISO_A-F_2_NYISO_G-I | NYISO_A-F | NYISO_G-I | 2020 | B4 | 100 | 0 | 4250 | 4250 | 0 | 4250 | 0 | 397.25 | 6.7659 | 0 | 1.187 | 0.13545 | 0 | 1.2
NYISO_A-F_2_NYISO_G-I | NYISO_A-F | NYISO_G-I | 2020 | B5 | 200 | 0 | 4250 | 4250 | 0 | 4250 | 0 | 776.52 | 3.1099 | 0 | 1.187 | 0.12452 | 0 | 1.2
NYISO_A-F_2_NYISO_G-I | NYISO_A-F | NYISO_G-I | 2020 | B6 | 300 | 0 | 4250 | 4250 | 0 | 4250 | 0 | 0 | 6.6116 | 0 | 0.17805 | 0.39709 | 0 | 1.2
NYISO_A-F_2_NYISO_G-I | NYISO_A-F | NYISO_G-I | 2020 | B7 | 400 | 0 | 4250 | 4250 | 0 | 4250 | 0 | 0 | 5.389 | 0 | 0.17805 | 0.43155 | 0 | 1.2
NYISO_A-F_2_NYISO_G-I | NYISO_A-F | NYISO_G-I | 2020 | B8 | 500 | 0 | 4250 | 3734.41 | 0 | 3667.06 | 0 | 0 | 0 | 0 | 0 | 0 | 0 | 1.2
NYISO_A-F_2_NYISO_G-I | NYISO_A-F | NYISO_G-I | 2020 | B9 | 800 | 0 | 4250 | 3385.09 | 0 | 3483.38 | 0 | 0 | 0 | 0 | 0 | 0 | 0 | 1.2
NYISO_A-F_2_NYISO_G-I | NYISO_A-F | NYISO_G-I | 2020 | B10 | 1262 | 0 | 4250 | 1118.93 | 0 | 1217.22 | 0 | 0 | 0 | 0 | 0 | 0 | 0 | 1.2
NYISO_A-F_2_NYISO_G-I | NYISO_A-F | NYISO_G-I | 2020 | B11 | 25 | 0 | 4250 | 4250 | 0 | 4250 | 0 | 150.78 | 6.1724 | 0 | 1.187 | 0.030893 | 0 | 1.2
NYISO_A-F_2_NYISO_G-I | NYISO_A-F | NYISO_G-I | 2020 | B12 | 200 | 0 | 4250 | 4250 | 0 | 4025.22 | 0 | 0 | 0.02374 | 0 | 0 | 0.00095055 | 0 | 1.2
NYISO_A-F_2_NYISO_G-I | NYISO_A-F | NYISO_G-I | 2020 | B13 | 600 | 0 | 4250 | 4250 | 0 | 4250 | 0 | 0 | 1.4007 | 0 | 0.66472 | 0.16825 | 0 | 1.2
NYISO_A-F_2_NYISO_G-I | NYISO_A-F | NYISO_G-I | 2020 | B14 | 900 | 0 | 4250 | 4250 | 0 | 4250 | 0 | 0 | 1.4007 | 0 | 0.05935 | 0.25237 | 0 | 1.2
NYISO_A-F_2_NYISO_G-I | NYISO_A-F | NYISO_G-I | 2020 | B15 | 1203 | 0 | 4250 | 2983.9 | 0 | 2118.38 | 0 | 0 | 0 | 0 | 0 | 0 | 0 | 1.2
NYISO_A-F_2_NYISO_G-I | NYISO_A-F | NYISO_G-I | 2020 | B16 | 25 | 0 | 4250 | 4250 | 0 | 4250 | 0 | 2574.6 | 12.6772 | 0 | 1.187 | 0.063449 | 0 | 1.2
NYISO_A-F_2_NYISO_G-I | NYISO_A-F | NYISO_G-I | 2020 | B17 | 100 | 0 | 4250 | 4250 | 0 | 4250 | 0 | 2766.54 | 8.8788 | 0 | 1.187 | 0.17775 | 0 | 1.2
NYISO_A-F_2_NYISO_G-I | NYISO_A-F | NYISO_G-I | 2020 | B18 | 400 | 0 | 4250 | 4250 | 0 | 4250 | 0 | 3039.56 | 8.0835 | 0 | 1.187 | 0.64732 | 0 | 1.2
NYISO_A-F_2_NYISO_G-I | NYISO_A-F | NYISO_G-I | 2020 | B19 | 700 | 0 | 4250 | 4250 | 0 | 4250 | 0 | 2438.73 | 7.4069 | 0 | 1.187 | 1.038 | 0 | 1.2
NYISO_A-F_2_NYISO_G-I | NYISO_A-F | NYISO_G-I | 2020 | B20 | 935 | 0 | 4250 | 4250 | 0 | 4250 | 0 | 1334.95 | 3.7747 | 0 | 1.187 | 0.70657 | 0 | 1.2
NYISO_A-F_2_NYISO_G-I | NYISO_A-F | NYISO_G-I | 2025 | B1 | 10 | 0 | 4250 | 4250 | 0 | 4250 | 0 | 1992.15 | 21.0336 | 0 | 1.0564 | 0.042109 | 0 | 1.0671
NYISO_A-F_2_NYISO_G-I | NYISO_A-F | NYISO_G-I | 2025 | B2 | 25 | 0 | 4250 | 4250 | 0 | 4250 | 0 | 1082.47 | 13.9947 | 0 | 1.0564 | 0.070044 | 0 | 1.0671
NYISO_A-F_2_NYISO_G-I | NYISO_A-F | NYISO_G-I | 2025 | B3 | 75 | 0 | 4250 | 4250 | 0 | 4250 | 0 | 0 | 3.4186 | 0 | 0.77155 | 0.05133 | 0 | 1.0671
NYISO_A-F_2_NYISO_G-I | NYISO_A-F | NYISO_G-I | 2025 | B4 | 100 | 0 | 4250 | 4250 | 0 | 4250 | 0 | 0 | 4.9261 | 0 | 1.0327 | 0.09862 | 0 | 1.0671
NYISO_A-F_2_NYISO_G-I | NYISO_A-F | NYISO_G-I | 2025 | B5 | 200 | 0 | 4250 | 4250 | 0 | 4250 | 0 | 0 | 1.0327 | 0 | 1.0327 | 0.041349 | 0 | 1.0671
NYISO_A-F_2_NYISO_G-I | NYISO_A-F | NYISO_G-I | 2025 | B6 | 300 | 0 | 4250 | 4250 | 0 | 3203.56 | 0 | 0 | 6.576 | 0 | 0 | 0.39495 | 0 | 1.0671
NYISO_A-F_2_NYISO_G-I | NYISO_A-F | NYISO_G-I | 2025 | B7 | 400 | 0 | 4250 | 4250 | 0 | 2442.7 | 0 | 0 | 6.8965 | 0 | 0 | 0.55227 | 0 | 1.0671
NYISO_A-F_2_NYISO_G-I | NYISO_A-F | NYISO_G-I | 2025 | B8 | 500 | 0 | 4250 | 3806.18 | 0 | 3643.53 | 0 | 0 | 0 | 0 | 0 | 0 | 0 | 1.0671
NYISO_A-F_2_NYISO_G-I | NYISO_A-F | NYISO_G-I | 2025 | B9 | 800 | 0 | 4250 | 2688.05 | 0 | 3100.88 | 0 | 0 | 0 | 0 | 0 | 0 | 0 | 1.0671
NYISO_A-F_2_NYISO_G-I | NYISO_A-F | NYISO_G-I | 2025 | B10 | 1262 | 0 | 4250 | 354.49 | 0 | 767.31 | 0 | 0 | 0 | 0 | 0 | 0 | 0 | 1.0671
NYISO_A-F_2_NYISO_G-I | NYISO_A-F | NYISO_G-I | 2025 | B11 | 25 | 0 | 4250 | 4250 | 0 | 4250 | 0 | 0 | 13.8523 | 0 | 0.86651 | 0.069331 | 0 | 1.0671
NYISO_A-F_2_NYISO_G-I | NYISO_A-F | NYISO_G-I | 2025 | B12 | 200 | 0 | 4250 | 4250 | 0 | 4250 | 0 | 0 | 0.15431 | 0 | 0.05935 | 0.0061786 | 0 | 1.0671
NYISO_A-F_2_NYISO_G-I | NYISO_A-F | NYISO_G-I | 2025 | B13 | 600 | 0 | 4250 | 4250 | 0 | 4250 | 0 | 0 | 0.53415 | 0 | 0.8309 | 0.064162 | 0 | 1.0671
NYISO_A-F_2_NYISO_G-I | NYISO_A-F | NYISO_G-I | 2025 | B14 | 900 | 0 | 4250 | 4250 | 0 | 4155.33 | 0 | 0 | 0.53415 | 0 | 0 | 0.096243 | 0 | 1.0671
NYISO_A-F_2_NYISO_G-I | NYISO_A-F | NYISO_G-I | 2025 | B15 | 1203 | 0 | 4250 | 2478.05 | 0 | 1960.33 | 0 | 0 | 0 | 0 | 0 | 0 | 0 | 1.0671
NYISO_A-F_2_NYISO_G-I | NYISO_A-F | NYISO_G-I | 2025 | B16 | 25 | 0 | 4250 | 4250 | 0 | 4250 | 0 | 1931.63 | 7.0389 | 0 | 1.0564 | 0.03523 | 0 | 1.0671
NYISO_A-F_2_NYISO_G-I | NYISO_A-F | NYISO_G-I | 2025 | B17 | 100 | 0 | 4250 | 4250 | 0 | 4250 | 0 | 2740.47 | 9.7571 | 0 | 1.0564 | 0.19534 | 0 | 1.0671
NYISO_A-F_2_NYISO_G-I | NYISO_A-F | NYISO_G-I | 2025 | B18 | 400 | 0 | 4250 | 4250 | 0 | 4250 | 0 | 3014.32 | 9.7453 | 0 | 1.0564 | 0.7804 | 0 | 1.0671
NYISO_A-F_2_NYISO_G-I | NYISO_A-F | NYISO_G-I | 2025 | B19 | 700 | 0 | 4250 | 4250 | 0 | 4250 | 0 | 2411.28 | 7.4188 | 0 | 1.0564 | 1.0397 | 0 | 1.0671
NYISO_A-F_2_NYISO_G-I | NYISO_A-F | NYISO_G-I | 2025 | B20 | 935 | 0 | 4250 | 4250 | 0 | 4250 | 0 | 1213.79 | 3.9052 | 0 | 1.0564 | 0.73101 | 0 | 1.0671
NYISO_A-F_2_NYISO_G-I | NYISO_A-F | NYISO_G-I | 2030 | B1 | 10 | 0 | 4250 | 4250 | 0 | 4250 | 0 | 612.02 | 11.8106 | 0 | 1.9586 | 0.030323 | 0 | 1.1181
NYISO_A-F_2_NYISO_G-I | NYISO_A-F | NYISO_G-I | 2030 | B2 | 25 | 0 | 4250 | 4250 | 0 | 4250 | 0 | 0 | 5.9825 | 0 | 1.1989 | 0.038398 | 0 | 1.1181
NYISO_A-F_2_NYISO_G-I | NYISO_A-F | NYISO_G-I | 2030 | B3 | 75 | 0 | 4250 | 4250 | 0 | 4250 | 0 | 0 | 5.84 | 0 | 1.1989 | 0.11245 | 0 | 1.1181
NYISO_A-F_2_NYISO_G-I | NYISO_A-F | NYISO_G-I | 2030 | B4 | 100 | 0 | 4250 | 4250 | 0 | 4250 | 0 | 0 | 1.4481 | 0 | 0.36797 | 0.037179 | 0 | 1.1181
NYISO_A-F_2_NYISO_G-I | NYISO_A-F | NYISO_G-I | 2030 | B5 | 200 | 0 | 4250 | 4250 | 0 | 4250 | 0 | 0 | 2.1603 | 0 | 0.36797 | 0.11093 | 0 | 1.1181
NYISO_A-F_2_NYISO_G-I | NYISO_A-F | NYISO_G-I | 2030 | B6 | 300 | 0 | 4250 | 4250 | 0 | 4250 | 0 | 0 | 3.7984 | 0 | 0.36797 | 0.29256 | 0 | 1.1181
NYISO_A-F_2_NYISO_G-I | NYISO_A-F | NYISO_G-I | 2030 | B7 | 400 | 0 | 4250 | 4250 | 0 | 4250 | 0 | 0 | 3.9883 | 0 | 0.36797 | 0.40958 | 0 | 1.1181
NYISO_A-F_2_NYISO_G-I | NYISO_A-F | NYISO_G-I | 2030 | B8 | 500 | 0 | 4250 | 4021.63 | 0 | 4250 | 0 | 0 | 0 | 0 | 0.36797 | 0 | 0 | 1.1181
NYISO_A-F_2_NYISO_G-I | NYISO_A-F | NYISO_G-I | 2030 | B9 | 800 | 0 | 4250 | 2871.91 | 0 | 3302.47 | 0 | 0 | 0 | 0 | 0 | 0 | 0 | 1.1181
NYISO_A-F_2_NYISO_G-I | NYISO_A-F | NYISO_G-I | 2030 | B10 | 1262 | 0 | 4250 | 312.77 | 0 | 377.55 | 0 | 0 | 0 | 0 | 0 | 0 | 0 | 1.1181
NYISO_A-F_2_NYISO_G-I | NYISO_A-F | NYISO_G-I | 2030 | B11 | 25 | 0 | 4250 | 4250 | 0 | 4250 | 0 | 0 | 7.8817 | 0 | 0.01187 | 0.050588 | 0 | 1.1181
NYISO_A-F_2_NYISO_G-I | NYISO_A-F | NYISO_G-I | 2030 | B12 | 200 | 0 | 4250 | 4238.8 | 0 | 4250 | 0 | 0 | 0 | 0 | 0.01187 | 0 | 0 | 1.1181
NYISO_A-F_2_NYISO_G-I | NYISO_A-F | NYISO_G-I | 2030 | B13 | 600 | 0 | 4250 | 4250 | 0 | 3989.56 | 0 | 0 | 0.01187 | 0 | 0 | 0.0018285 | 0 | 1.1181
NYISO_A-F_2_NYISO_G-I | NYISO_A-F | NYISO_G-I | 2030 | B14 | 900 | 0 | 4250 | 3816.29 | 0 | 4075.49 | 0 | 0 | 0 | 0 | 0 | 0 | 0 | 1.1181
NYISO_A-F_2_NYISO_G-I | NYISO_A-F | NYISO_G-I | 2030 | B15 | 1203 | 0 | 4250 | 2503.97 | 0 | 1310.25 | 0 | 0 | 0 | 0 | 0 | 0 | 0 | 1.1181
NYISO_A-F_2_NYISO_G-I | NYISO_A-F | NYISO_G-I | 2030 | B16 | 25 | 0 | 4250 | 4250 | 0 | 4250 | 0 | 1662.43 | 6.03 | 0 | 1.9586 | 0.038703 | 0 | 1.1181
NYISO_A-F_2_NYISO_G-I | NYISO_A-F | NYISO_G-I | 2030 | B17 | 100 | 0 | 4250 | 4250 | 0 | 4250 | 0 | 2026.66 | 6.03 | 0 | 1.9586 | 0.15481 | 0 | 1.1181
NYISO_A-F_2_NYISO_G-I | NYISO_A-F | NYISO_G-I | 2030 | B18 | 400 | 0 | 4250 | 4250 | 0 | 4250 | 0 | 1594.04 | 8.7482 | 0 | 1.9586 | 0.8984 | 0 | 1.1181
NYISO_A-F_2_NYISO_G-I | NYISO_A-F | NYISO_G-I | 2030 | B19 | 700 | 0 | 4250 | 4250 | 0 | 4250 | 0 | 2410.92 | 7.0864 | 0 | 1.9586 | 1.2735 | 0 | 1.1181
NYISO_A-F_2_NYISO_G-I | NYISO_A-F | NYISO_G-I | 2030 | B20 | 935 | 0 | 4250 | 4250 | 0 | 4250 | 0 | 562.9 | 4.2613 | 0 | 1.9586 | 1.0229 | 0 | 1.1181
NYISO_A-F_2_NYISO_G-I | NYISO_A-F | NYISO_G-I | 2035 | B1 | 10 | 0 | 4250 | 4198.71 | 0 | 3863.21 | 0 | 0 | 0 | 0 | 0 | 0 | 0 | 0
NYISO_A-F_2_NYISO_G-I | NYISO_A-F | NYISO_G-I | 2035 | B2 | 25 | 0 | 4250 | 3814.3 | 0 | 3055.08 | 0 | 0 | 0 | 0 | 0 | 0 | 0 | 0
NYISO_A-F_2_NYISO_G-I | NYISO_A-F | NYISO_G-I | 2035 | B3 | 75 | 0 | 4250 | 3019.03 | 0 | 3595.38 | 0 | 0 | 0 | 0 | 0 | 0 | 0 | 0
NYISO_A-F_2_NYISO_G-I | NYISO_A-F | NYISO_G-I | 2035 | B4 | 100 | 0 | 4250 | 2792.31 | 0 | 4250 | 0 | 0 | 0 | 0 | 0.41545 | 0 | 0 | 0
NYISO_A-F_2_NYISO_G-I | NYISO_A-F | NYISO_G-I | 2035 | B5 | 200 | 0 | 4250 | 3439.03 | 0 | 4250 | 0 | 0 | 0 | 0 | 2.0416 | 0 | 0 | 0
NYISO_A-F_2_NYISO_G-I | NYISO_A-F | NYISO_G-I | 2035 | B6 | 300 | 0 | 4250 | 3161.97 | 0 | 4250 | 0 | 0 | 0 | 0 | 3.5254 | 0 | 0 | 0
NYISO_A-F_2_NYISO_G-I | NYISO_A-F | NYISO_G-I | 2035 | B7 | 400 | 0 | 4250 | 2954.74 | 0 | 4250 | 0 | 0 | 0 | 0 | 3.5254 | 0 | 0 | 0
NYISO_A-F_2_NYISO_G-I | NYISO_A-F | NYISO_G-I | 2035 | B8 | 500 | 0 | 4250 | 2627.61 | 0 | 3438.59 | 0 | 0 | 0 | 0 | 0 | 0 | 0 | 0
NYISO_A-F_2_NYISO_G-I | NYISO_A-F | NYISO_G-I | 2035 | B9 | 800 | 0 | 4250 | 1405.03 | 0 | 2216 | 0 | 0 | 0 | 0 | 0 | 0 | 0 | 0
NYISO_A-F_2_NYISO_G-I | NYISO_A-F | NYISO_G-I | 2035 | B10 | 1262 | 0 | 4250 | 0 | 0 | 0 | 0 | 0 | 0 | 0 | 0 | 0 | 0 | 0
NYISO_A-F_2_NYISO_G-I | NYISO_A-F | NYISO_G-I | 2035 | B11 | 25 | 0 | 4250 | 3342.44 | 0 | 4250 | 0 | 0 | 0 | 0 | 4.4512 | 0 | 0 | 0
NYISO_A-F_2_NYISO_G-I | NYISO_A-F | NYISO_G-I | 2035 | B12 | 200 | 0 | 4250 | 2432.28 | 0 | 3465.67 | 0 | 0 | 0 | 0 | 0 | 0 | 0 | 0
NYISO_A-F_2_NYISO_G-I | NYISO_A-F | NYISO_G-I | 2035 | B13 | 600 | 0 | 4250 | 2214.9 | 0 | 3003.83 | 0 | 0 | 0 | 0 | 0 | 0 | 0 | 0
NYISO_A-F_2_NYISO_G-I | NYISO_A-F | NYISO_G-I | 2035 | B14 | 900 | 0 | 4250 | 2340.81 | 0 | 3242.73 | 0 | 0 | 0 | 0 | 0 | 0 | 0 | 0
NYISO_A-F_2_NYISO_G-I | NYISO_A-F | NYISO_G-I | 2035 | B15 | 1203 | 0 | 4250 | 0 | 0 | 956.64 | 0 | 0 | 0 | 0 | 0 | 0 | 0 | 0
NYISO_A-F_2_NYISO_G-I | NYISO_A-F | NYISO_G-I | 2035 | B16 | 25 | 0 | 4250 | 3740.58 | 0 | 4250 | 0 | 0 | 0 | 0 | 3.5254 | 0 | 0 | 0
NYISO_A-F_2_NYISO_G-I | NYISO_A-F | NYISO_G-I | 2035 | B17 | 100 | 0 | 4250 | 3598.24 | 0 | 4250 | 0 | 0 | 0 | 0 | 1.8636 | 0 | 0 | 0
NYISO_A-F_2_NYISO_G-I | NYISO_A-F | NYISO_G-I | 2035 | B18 | 400 | 0 | 4250 | 3930.41 | 0 | 4250 | 0 | 0 | 0 | 0 | 2.006 | 0 | 0 | 0
NYISO_A-F_2_NYISO_G-I | NYISO_A-F | NYISO_G-I | 2035 | B19 | 700 | 0 | 4250 | 3932.28 | 0 | 3932.28 | 0 | 0 | 0 | 0 | 0 | 0 | 0 | 0
NYISO_A-F_2_NYISO_G-I | NYISO_A-F | NYISO_G-I | 2035 | B20 | 935 | 0 | 4250 | 3004.96 | 0 | 3273.29 | 0 | 0 | 0 | 0 | 0 | 0 | 0 | 0
NYISO_A-F_2_NYISO_G-I | NYISO_A-F | NYISO_G-I | 2040 | B1 | 10 | 0 | 4250 | 2324.26 | 0 | 2550.19 | 0 | 0 | 0 | 0 | 0 | 0 | 0 | 0
NYISO_A-F_2_NYISO_G-I | NYISO_A-F | NYISO_G-I | 2040 | B2 | 25 | 0 | 4250 | 2408.91 | 0 | 2552.41 | 0 | 0 | 0 | 0 | 0 | 0 | 0 | 0
NYISO_A-F_2_NYISO_G-I | NYISO_A-F | NYISO_G-I | 2040 | B3 | 75 | 0 | 4250 | 1412.27 | 0 | 1421.71 | 0 | 0 | 0 | 0 | 0 | 0 | 0 | 0
NYISO_A-F_2_NYISO_G-I | NYISO_A-F | NYISO_G-I | 2040 | B4 | 100 | 0 | 4250 | 1730.99 | 0 | 3565.98 | 0 | 0 | 0 | 0 | 0 | 0 | 0 | 0
NYISO_A-F_2_NYISO_G-I | NYISO_A-F | NYISO_G-I | 2040 | B5 | 200 | 0 | 4250 | 1685.37 | 0 | 4250 | 0 | 0 | 0 | 0 | 1.2345 | 0 | 0 | 0
NYISO_A-F_2_NYISO_G-I | NYISO_A-F | NYISO_G-I | 2040 | B6 | 300 | 0 | 4250 | 2034.97 | 0 | 4250 | 0 | 0 | 0 | 0 | 1.365 | 0 | 0 | 0
NYISO_A-F_2_NYISO_G-I | NYISO_A-F | NYISO_G-I | 2040 | B7 | 400 | 0 | 4250 | 1201.99 | 0 | 4238.77 | 0 | 0 | 0 | 0 | 0 | 0 | 0 | 0
NYISO_A-F_2_NYISO_G-I | NYISO_A-F | NYISO_G-I | 2040 | B8 | 500 | 0 | 4250 | 1025.92 | 0 | 3274.9 | 0 | 0 | 0 | 0 | 0 | 0 | 0 | 0
NYISO_A-F_2_NYISO_G-I | NYISO_A-F | NYISO_G-I | 2040 | B9 | 800 | 0 | 4250 | 175.05 | 0 | 1986.31 | 0 | 0 | 0 | 0 | 0 | 0 | 0 | 0
NYISO_A-F_2_NYISO_G-I | NYISO_A-F | NYISO_G-I | 2040 | B10 | 1262 | 0 | 4250 | 0 | 0 | 0 | 0 | 0 | 0 | 0 | 0 | 0 | 0 | 0
NYISO_A-F_2_NYISO_G-I | NYISO_A-F | NYISO_G-I | 2040 | B11 | 25 | 0 | 4250 | 1598.43 | 0 | 4250 | 0 | 0 | 0 | 0 | 0.07122 | 0 | 0 | 0
NYISO_A-F_2_NYISO_G-I | NYISO_A-F | NYISO_G-I | 2040 | B12 | 200 | 0 | 4250 | 1386.15 | 0 | 3688.21 | 0 | 0 | 0 | 0 | 0 | 0 | 0 | 0
NYISO_A-F_2_NYISO_G-I | NYISO_A-F | NYISO_G-I | 2040 | B13 | 600 | 0 | 4250 | 1220.85 | 0 | 3201.72 | 0 | 0 | 0 | 0 | 0 | 0 | 0 | 0
NYISO_A-F_2_NYISO_G-I | NYISO_A-F | NYISO_G-I | 2040 | B14 | 900 | 0 | 4250 | 1108.94 | 0 | 2142.94 | 0 | 0 | 0 | 0 | 0 | 0 | 0 | 0
NYISO_A-F_2_NYISO_G-I | NYISO_A-F | NYISO_G-I | 2040 | B15 | 1203 | 0 | 4250 | 0 | 0 | 0 | 0 | 0 | 0 | 0 | 0 | 0 | 0 | 0
NYISO_A-F_2_NYISO_G-I | NYISO_A-F | NYISO_G-I | 2040 | B16 | 25 | 0 | 4250 | 2499.4 | 0 | 3792.92 | 0 | 0 | 0 | 0 | 0 | 0 | 0 | 0
NYISO_A-F_2_NYISO_G-I | NYISO_A-F | NYISO_G-I | 2040 | B17 | 100 | 0 | 4250 | 2350.14 | 0 | 3319.9 | 0 | 0 | 0 | 0 | 0 | 0 | 0 | 0
NYISO_A-F_2_NYISO_G-I | NYISO_A-F | NYISO_G-I | 2040 | B18 | 400 | 0 | 4250 | 2271.13 | 0 | 2810.03 | 0 | 0 | 0 | 0 | 0 | 0 | 0 | 0
NYISO_A-F_2_NYISO_G-I | NYISO_A-F | NYISO_G-I | 2040 | B19 | 700 | 0 | 4250 | 2671.56 | 0 | 2671.56 | 0 | 0 | 0 | 0 | 0 | 0 | 0 | 0
NYISO_A-F_2_NYISO_G-I | NYISO_A-F | NYISO_G-I | 2040 | B20 | 935 | 0 | 4250 | 1789.76 | 0 | 2233.26 | 0 | 0 | 0 | 0 | 0 | 0 | 0 | 0
NYISO_A-F_2_NYISO_G-I | NYISO_A-F | NYISO_G-I | 2045 | B1 | 10 | 0 | 4250 | 1829.68 | 0 | 2458.54 | 0 | 0 | 0 | 0 | 0 | 0 | 0 | 0
NYISO_A-F_2_NYISO_G-I | NYISO_A-F | NYISO_G-I | 2045 | B2 | 25 | 0 | 4250 | 1864.66 | 0 | 2419.28 | 0 | 0 | 0 | 0 | 0 | 0 | 0 | 0
NYISO_A-F_2_NYISO_G-I | NYISO_A-F | NYISO_G-I | 2045 | B3 | 75 | 0 | 4250 | 364.51 | 0 | 1463.82 | 0 | 0 | 0 | 0 | 0 | 0 | 0 | 0
NYISO_A-F_2_NYISO_G-I | NYISO_A-F | NYISO_G-I | 2045 | B4 | 100 | 0 | 4250 | 1723.84 | 0 | 3397.11 | 0 | 0 | 0 | 0 | 0 | 0 | 0 | 0
NYISO_A-F_2_NYISO_G-I | NYISO_A-F | NYISO_G-I | 2045 | B5 | 200 | 0 | 4250 | 1320.72 | 0 | 3756.78 | 0 | 0 | 0 | 0 | 0 | 0 | 0 | 0
NYISO_A-F_2_NYISO_G-I | NYISO_A-F | NYISO_G-I | 2045 | B6 | 300 | 0 | 4250 | 2096.52 | 0 | 4250 | 0 | 0 | 0 | 0 | 0.84277 | 0 | 0 | 0
NYISO_A-F_2_NYISO_G-I | NYISO_A-F | NYISO_G-I | 2045 | B7 | 400 | 0 | 4250 | 1364.78 | 0 | 3374.96 | 0 | 0 | 0 | 0 | 0 | 0 | 0 | 0
NYISO_A-F_2_NYISO_G-I | NYISO_A-F | NYISO_G-I | 2045 | B8 | 500 | 0 | 4250 | 1155.04 | 0 | 2948.47 | 0 | 0 | 0 | 0 | 0 | 0 | 0 | 0
NYISO_A-F_2_NYISO_G-I | NYISO_A-F | NYISO_G-I | 2045 | B9 | 800 | 0 | 4250 | 819.77 | 0 | 2625.78 | 0 | 0 | 0 | 0 | 0 | 0 | 0 | 0
NYISO_A-F_2_NYISO_G-I | NYISO_A-F | NYISO_G-I | 2045 | B10 | 1262 | 0 | 4250 | 0 | 0 | 0 | 0 | 0 | 0 | 0 | 0 | 0 | 0 | 0
NYISO_A-F_2_NYISO_G-I | NYISO_A-F | NYISO_G-I | 2045 | B11 | 25 | 0 | 4250 | 1462.01 | 0 | 3853.98 | 0 | 0 | 0 | 0 | 0 | 0 | 0 | 0
NYISO_A-F_2_NYISO_G-I | NYISO_A-F | NYISO_G-I | 2045 | B12 | 200 | 0 | 4250 | 1388.26 | 0 | 3776.35 | 0 | 0 | 0 | 0 | 0 | 0 | 0 | 0
NYISO_A-F_2_NYISO_G-I | NYISO_A-F | NYISO_G-I | 2045 | B13 | 600 | 0 | 4250 | 1234.87 | 0 | 3570.72 | 0 | 0 | 0 | 0 | 0 | 0 | 0 | 0
NYISO_A-F_2_NYISO_G-I | NYISO_A-F | NYISO_G-I | 2045 | B14 | 900 | 0 | 4250 | 1066.03 | 0 | 2460.88 | 0 | 0 | 0 | 0 | 0 | 0 | 0 | 0
NYISO_A-F_2_NYISO_G-I | NYISO_A-F | NYISO_G-I | 2045 | B15 | 1203 | 0 | 4250 | 0 | 0 | 0 | 0 | 0 | 0 | 0 | 0 | 0 | 0 | 0
NYISO_A-F_2_NYISO_G-I | NYISO_A-F | NYISO_G-I | 2045 | B16 | 25 | 0 | 4250 | 2983.61 | 0 | 3477.31 | 0 | 0 | 0 | 0 | 0 | 0 | 0 | 0
NYISO_A-F_2_NYISO_G-I | NYISO_A-F | NYISO_G-I | 2045 | B17 | 100 | 0 | 4250 | 2840.34 | 0 | 3321.43 | 0 | 0 | 0 | 0 | 0 | 0 | 0 | 0
NYISO_A-F_2_NYISO_G-I | NYISO_A-F | NYISO_G-I | 2045 | B18 | 400 | 0 | 4250 | 2757.62 | 0 | 3251.32 | 0 | 0 | 0 | 0 | 0 | 0 | 0 | 0
NYISO_A-F_2_NYISO_G-I | NYISO_A-F | NYISO_G-I | 2045 | B19 | 700 | 0 | 4250 | 2548.95 | 0 | 3042.65 | 0 | 0 | 0 | 0 | 0 | 0 | 0 | 0
NYISO_A-F_2_NYISO_G-I | NYISO_A-F | NYISO_G-I | 2045 | B20 | 935 | 0 | 4250 | 2711.41 | 0 | 2711.41 | 0 | 0 | 0 | 0 | 0 | 0 | 0 | 0
NYISO_A-F_2_NYISO_G-I | NYISO_A-F | NYISO_G-I | 2050 | B1 | 10 | 0 | 4250 | 821.74 | 0 | 1025.66 | 0 | 0 | 0 | 0 | 0 | 0 | 0 | 0
NYISO_A-F_2_NYISO_G-I | NYISO_A-F | NYISO_G-I | 2050 | B2 | 25 | 0 | 4250 | 952.76 | 0 | 625.41 | 0 | 0 | 0 | 0 | 0 | 0 | 0 | 0
NYISO_A-F_2_NYISO_G-I | NYISO_A-F | NYISO_G-I | 2050 | B3 | 75 | 0 | 4250 | 0 | 0 | 0 | 0 | 0 | 0 | 0 | 0 | 0 | 0 | 0
NYISO_A-F_2_NYISO_G-I | NYISO_A-F | NYISO_G-I | 2050 | B4 | 100 | 0 | 4250 | 320.32 | 0 | 441.06 | 0 | 0 | 0 | 0 | 0 | 0 | 0 | 0
NYISO_A-F_2_NYISO_G-I | NYISO_A-F | NYISO_G-I | 2050 | B5 | 200 | 0 | 4250 | 399.22 | 0 | 0 | 0 | 0 | 0 | 0 | 0 | 0 | 0 | 0
NYISO_A-F_2_NYISO_G-I | NYISO_A-F | NYISO_G-I | 2050 | B6 | 300 | 0 | 4250 | 909.77 | 0 | 40.57 | 0 | 0 | 0 | 0 | 0 | 0 | 0 | 0
NYISO_A-F_2_NYISO_G-I | NYISO_A-F | NYISO_G-I | 2050 | B7 | 400 | 0 | 4250 | 88.31 | 0 | 0 | 0 | 0 | 0 | 0 | 0 | 0 | 0 | 0
NYISO_A-F_2_NYISO_G-I | NYISO_A-F | NYISO_G-I | 2050 | B8 | 500 | 0 | 4250 | 0 | 0 | 0 | 0 | 0 | 0 | 0 | 0 | 0 | 0 | 0
NYISO_A-F_2_NYISO_G-I | NYISO_A-F | NYISO_G-I | 2050 | B9 | 800 | 0 | 4250 | 0 | 0 | 0 | 0 | 0 | 0 | 0 | 0 | 0 | 0 | 0
NYISO_A-F_2_NYISO_G-I | NYISO_A-F | NYISO_G-I | 2050 | B10 | 1262 | 0 | 4250 | 0 | 0 | 0 | 0 | 0 | 0 | 0 | 0 | 0 | 0 | 0
NYISO_A-F_2_NYISO_G-I | NYISO_A-F | NYISO_G-I | 2050 | B11 | 25 | 0 | 4250 | 282.39 | 0 | 0 | 0 | 0 | 0 | 0 | 0 | 0 | 0 | 0
NYISO_A-F_2_NYISO_G-I | NYISO_A-F | NYISO_G-I | 2050 | B12 | 200 | 0 | 4250 | 513.17 | 0 | 0 | 0 | 0 | 0 | 0 | 0 | 0 | 0 | 0
NYISO_A-F_2_NYISO_G-I | NYISO_A-F | NYISO_G-I | 2050 | B13 | 600 | 0 | 4250 | 66.53 | 0 | 0 | 0 | 0 | 0 | 0 | 0 | 0 | 0 | 0
NYISO_A-F_2_NYISO_G-I | NYISO_A-F | NYISO_G-I | 2050 | B14 | 900 | 0 | 4250 | 0 | 0 | 0 | 0 | 0 | 0 | 0 | 0 | 0 | 0 | 0
NYISO_A-F_2_NYISO_G-I | NYISO_A-F | NYISO_G-I | 2050 | B15 | 1203 | 0 | 4250 | 0 | 0 | 0 | 0 | 0 | 0 | 0 | 0 | 0 | 0 | 0
NYISO_A-F_2_NYISO_G-I | NYISO_A-F | NYISO_G-I | 2050 | B16 | 25 | 0 | 4250 | 1483.31 | 0 | 1249.41 | 0 | 0 | 0 | 0 | 0 | 0 | 0 | 0
NYISO_A-F_2_NYISO_G-I | NYISO_A-F | NYISO_G-I | 2050 | B17 | 100 | 0 | 4250 | 1558.4 | 0 | 929.01 | 0 | 0 | 0 | 0 | 0 | 0 | 0 | 0
NYISO_A-F_2_NYISO_G-I | NYISO_A-F | NYISO_G-I | 2050 | B18 | 400 | 0 | 4250 | 1076.26 | 0 | 1110.48 | 0 | 0 | 0 | 0 | 0 | 0 | 0 | 0
NYISO_A-F_2_NYISO_G-I | NYISO_A-F | NYISO_G-I | 2050 | B19 | 700 | 0 | 4250 | 1461.71 | 0 | 1073.6 | 0 | 0 | 0 | 0 | 0 | 0 | 0 | 0
NYISO_A-F_2_NYISO_G-I | NYISO_A-F | NYISO_G-I | 2050 | B20 | 935 | 0 | 4250 | 1204.77 | 0 | 1358.2 | 0 | 0 | 0 | 0 | 0 | 0 | 0 | 0
NYISO_A-F_2_PJM_ROM | NYISO_A-F | PJM_ROM | 2015 | B1 | 10 | 0 | 1000 | 998.97 | 0 | 0 | 0 | 0 | 0 | 0 | 0 | 0 | 0 | Infinite
NYISO_A-F_2_PJM_ROM | NYISO_A-F | PJM_ROM | 2015 | B2 | 25 | 0 | 1000 | 1000 | 0 | 798.98 | 0 | 0 | 1.1039 | 0 | 0 | 0.12266 | 0 | Infinite
NYISO_A-F_2_PJM_ROM | NYISO_A-F | PJM_ROM | 2015 | B3 | 75 | 0 | 1000 | 1000 | 0 | 1000 | 0 | 0 | 4.2495 | 0 | 0.8309 | 1.4165 | 0 | Infinite
NYISO_A-F_2_PJM_ROM | NYISO_A-F | PJM_ROM | 2015 | B4 | 100 | 0 | 1000 | 1000 | 0 | 1000 | 0 | 0 | 4.4631 | 0 | 0.8309 | 1.9836 | 0 | Infinite
NYISO_A-F_2_PJM_ROM | NYISO_A-F | PJM_ROM | 2015 | B5 | 200 | 0 | 1000 | 96.91 | 0 | 0 | 0 | 0 | 0 | 0 | 0 | 0 | 0 | Infinite
NYISO_A-F_2_PJM_ROM | NYISO_A-F | PJM_ROM | 2015 | B6 | 300 | 0 | 1000 | 0 | 0 | 0 | 0 | 0 | 0 | 0 | 0 | 0 | 0 | Infinite
NYISO_A-F_2_PJM_ROM | NYISO_A-F | PJM_ROM | 2015 | B7 | 400 | 0 | 1000 | 0 | 0 | 0 | 0 | 0 | 0 | 0 | 0 | 0 | 0 | Infinite
NYISO_A-F_2_PJM_ROM | NYISO_A-F | PJM_ROM | 2015 | B8 | 500 | 0 | 1000 | 0 | 0 | 0 | 0 | 0 | 0 | 0 | 0 | 0 | 0 | Infinite
NYISO_A-F_2_PJM_ROM | NYISO_A-F | PJM_ROM | 2015 | B9 | 800 | 0 | 1000 | 0 | 0 | 0 | 0 | 0 | 0 | 0 | 0 | 0 | 0 | Infinite
NYISO_A-F_2_PJM_ROM | NYISO_A-F | PJM_ROM | 2015 | B10 | 1262 | 0 | 1000 | 0 | 0 | 0 | 0 | 0 | 0 | 0 | 0 | 0 | 0 | Infinite
NYISO_A-F_2_PJM_ROM | NYISO_A-F | PJM_ROM | 2015 | B11 | 25 | 0 | 1000 | 1000 | 0 | 545.64 | 0 | 0 | 0.03561 | 0 | 0 | 0.0039567 | 0 | Infinite
NYISO_A-F_2_PJM_ROM | NYISO_A-F | PJM_ROM | 2015 | B12 | 200 | 0 | 1000 | 0 | 0 | 0 | 0 | 0 | 0 | 0 | 0 | 0 | 0 | Infinite
NYISO_A-F_2_PJM_ROM | NYISO_A-F | PJM_ROM | 2015 | B13 | 600 | 0 | 1000 | 0 | 0 | 0 | 0 | 0 | 0 | 0 | 0 | 0 | 0 | Infinite
NYISO_A-F_2_PJM_ROM | NYISO_A-F | PJM_ROM | 2015 | B14 | 900 | 0 | 1000 | 0 | 0 | 0 | 0 | 0 | 0 | 0 | 0 | 0 | 0 | Infinite
NYISO_A-F_2_PJM_ROM | NYISO_A-F | PJM_ROM | 2015 | B15 | 1203 | 0 | 1000 | 0 | 0 | 0 | 0 | 0 | 0 | 0 | 0 | 0 | 0 | Infinite
NYISO_A-F_2_PJM_ROM | NYISO_A-F | PJM_ROM | 2015 | B16 | 25 | 0 | 1000 | 0 | 0 | 0 | 0 | 0 | 0 | 0 | 0 | 0 | 0 | Infinite
NYISO_A-F_2_PJM_ROM | NYISO_A-F | PJM_ROM | 2015 | B17 | 100 | 0 | 1000 | 0 | 0 | 0 | 0 | 0 | 0 | 0 | 0 | 0 | 0 | Infinite
NYISO_A-F_2_PJM_ROM | NYISO_A-F | PJM_ROM | 2015 | B18 | 400 | 0 | 1000 | 0 | 0 | 0 | 0 | 0 | 0 | 0 | 0 | 0 | 0 | Infinite
NYISO_A-F_2_PJM_ROM | NYISO_A-F | PJM_ROM | 2015 | B19 | 700 | 0 | 1000 | 0 | 0 | 0 | 0 | 0 | 0 | 0 | 0 | 0 | 0 | Infinite
NYISO_A-F_2_PJM_ROM | NYISO_A-F | PJM_ROM | 2015 | B20 | 935 | 0 | 1000 | 0 | 0 | 0 | 0 | 0 | 0 | 0 | 0 | 0 | 0 | Infinite
NYISO_A-F_2_PJM_ROM | NYISO_A-F | PJM_ROM | 2020 | B1 | 10 | 0 | 1000 | 1000 | 0 | 0 | 0 | 0 | 6.9914 | 0 | 0 | 0.16072 | 0 | Infinite
NYISO_A-F_2_PJM_ROM | NYISO_A-F | PJM_ROM | 2020 | B2 | 25 | 0 | 1000 | 1000 | 0 | 560.77 | 0 | 0 | 5.8282 | 0 | 0 | 0.33495 | 0 | Infinite
NYISO_A-F_2_PJM_ROM | NYISO_A-F | PJM_ROM | 2020 | B3 | 75 | 0 | 1000 | 1000 | 0 | 1000 | 0 | 0 | 4.8192 | 0 | 2.1247 | 0.8309 | 0 | Infinite
NYISO_A-F_2_PJM_ROM | NYISO_A-F | PJM_ROM | 2020 | B4 | 100 | 0 | 1000 | 1000 | 0 | 1000 | 0 | 0 | 7.7155 | 0 | 6.1012 | 1.7737 | 0 | Infinite
NYISO_A-F_2_PJM_ROM | NYISO_A-F | PJM_ROM | 2020 | B5 | 200 | 0 | 1000 | 1000 | 0 | 1000 | 0 | 0 | 3.1337 | 0 | 1.2107 | 1.4408 | 0 | Infinite
NYISO_A-F_2_PJM_ROM | NYISO_A-F | PJM_ROM | 2020 | B6 | 300 | 0 | 1000 | 0 | 0 | 361.25 | 0 | 0 | 0 | 0 | 0 | 0 | 0 | Infinite
NYISO_A-F_2_PJM_ROM | NYISO_A-F | PJM_ROM | 2020 | B7 | 400 | 0 | 1000 | 0 | 0 | 0 | 0 | 0 | 0 | 0 | 0 | 0 | 0 | Infinite
NYISO_A-F_2_PJM_ROM | NYISO_A-F | PJM_ROM | 2020 | B8 | 500 | 0 | 1000 | 0 | 0 | 0 | 0 | 0 | 0 | 0 | 0 | 0 | 0 | Infinite
NYISO_A-F_2_PJM_ROM | NYISO_A-F | PJM_ROM | 2020 | B9 | 800 | 0 | 1000 | 0 | 0 | 0 | 0 | 0 | 0 | 0 | 0 | 0 | 0 | Infinite
NYISO_A-F_2_PJM_ROM | NYISO_A-F | PJM_ROM | 2020 | B10 | 1262 | 0 | 1000 | 0 | 0 | 0 | 0 | 0 | 0 | 0 | 0 | 0 | 0 | Infinite
NYISO_A-F_2_PJM_ROM | NYISO_A-F | PJM_ROM | 2020 | B11 | 25 | 0 | 1000 | 1000 | 0 | 1000 | 0 | 0 | 6.1961 | 0 | 5.2347 | 0.3561 | 0 | Infinite
NYISO_A-F_2_PJM_ROM | NYISO_A-F | PJM_ROM | 2020 | B12 | 200 | 0 | 1000 | 989.97 | 0 | 1000 | 0 | 0 | 0 | 0 | 0.02374 | 0 | 0 | Infinite
NYISO_A-F_2_PJM_ROM | NYISO_A-F | PJM_ROM | 2020 | B13 | 600 | 0 | 1000 | 0 | 0 | 0 | 0 | 0 | 0 | 0 | 0 | 0 | 0 | Infinite
NYISO_A-F_2_PJM_ROM | NYISO_A-F | PJM_ROM | 2020 | B14 | 900 | 0 | 1000 | 0 | 0 | 0 | 0 | 0 | 0 | 0 | 0 | 0 | 0 | Infinite
NYISO_A-F_2_PJM_ROM | NYISO_A-F | PJM_ROM | 2020 | B15 | 1203 | 0 | 1000 | 0 | 0 | 0 | 0 | 0 | 0 | 0 | 0 | 0 | 0 | Infinite
NYISO_A-F_2_PJM_ROM | NYISO_A-F | PJM_ROM | 2020 | B16 | 25 | 0 | 1000 | 157.31 | 0 | 0 | 0 | 0 | 0 | 0 | 0 | 0 | 0 | Infinite
NYISO_A-F_2_PJM_ROM | NYISO_A-F | PJM_ROM | 2020 | B17 | 100 | 0 | 1000 | 0 | 0 | 0 | 0 | 0 | 0 | 0 | 0 | 0 | 0 | Infinite
NYISO_A-F_2_PJM_ROM | NYISO_A-F | PJM_ROM | 2020 | B18 | 400 | 0 | 1000 | 0 | 0 | 0 | 0 | 0 | 0 | 0 | 0 | 0 | 0 | Infinite
NYISO_A-F_2_PJM_ROM | NYISO_A-F | PJM_ROM | 2020 | B19 | 700 | 0 | 1000 | 0 | 0 | 0 | 0 | 0 | 0 | 0 | 0 | 0 | 0 | Infinite
NYISO_A-F_2_PJM_ROM | NYISO_A-F | PJM_ROM | 2020 | B20 | 935 | 0 | 1000 | 0 | 0 | 0 | 0 | 0 | 0 | 0 | 0 | 0 | 0 | Infinite
NYISO_A-F_2_PJM_ROM | NYISO_A-F | PJM_ROM | 2025 | B1 | 10 | 0 | 1000 | 168.65 | 0 | 0 | 0 | 0 | 0 | 0 | 0 | 0 | 0 | Infinite
NYISO_A-F_2_PJM_ROM | NYISO_A-F | PJM_ROM | 2025 | B2 | 25 | 0 | 1000 | 168.03 | 0 | 0 | 0 | 0 | 0 | 0 | 0 | 0 | 0 | Infinite
NYISO_A-F_2_PJM_ROM | NYISO_A-F | PJM_ROM | 2025 | B3 | 75 | 0 | 1000 | 1000 | 0 | 1000 | 0 | 0 | 3.4423 | 0 | 3.4423 | 0.64543 | 0 | Infinite
NYISO_A-F_2_PJM_ROM | NYISO_A-F | PJM_ROM | 2025 | B4 | 100 | 0 | 1000 | 1000 | 0 | 1000 | 0 | 0 | 6.6353 | 0 | 4.7243 | 1.6588 | 0 | Infinite
NYISO_A-F_2_PJM_ROM | NYISO_A-F | PJM_ROM | 2025 | B5 | 200 | 0 | 1000 | 1000 | 0 | 1000 | 0 | 0 | 1.0564 | 0 | 1.3888 | 0.52821 | 0 | Infinite
NYISO_A-F_2_PJM_ROM | NYISO_A-F | PJM_ROM | 2025 | B6 | 300 | 0 | 1000 | 0 | 0 | 0 | 0 | 0 | 0 | 0 | 0 | 0 | 0 | Infinite
NYISO_A-F_2_PJM_ROM | NYISO_A-F | PJM_ROM | 2025 | B7 | 400 | 0 | 1000 | 0 | 0 | 0 | 0 | 0 | 0 | 0 | 0 | 0 | 0 | Infinite
NYISO_A-F_2_PJM_ROM | NYISO_A-F | PJM_ROM | 2025 | B8 | 500 | 0 | 1000 | 0 | 0 | 0 | 0 | 0 | 0 | 0 | 0 | 0 | 0 | Infinite
NYISO_A-F_2_PJM_ROM | NYISO_A-F | PJM_ROM | 2025 | B9 | 800 | 0 | 1000 | 0 | 0 | 0 | 0 | 0 | 0 | 0 | 0 | 0 | 0 | Infinite
NYISO_A-F_2_PJM_ROM | NYISO_A-F | PJM_ROM | 2025 | B10 | 1262 | 0 | 1000 | 0 | 0 | 0 | 0 | 0 | 0 | 0 | 0 | 0 | 0 | Infinite
NYISO_A-F_2_PJM_ROM | NYISO_A-F | PJM_ROM | 2025 | B11 | 25 | 0 | 1000 | 1000 | 0 | 1000 | 0 | 0 | 2.92 | 0 | 2.9794 | 0.1825 | 0 | Infinite
NYISO_A-F_2_PJM_ROM | NYISO_A-F | PJM_ROM | 2025 | B12 | 200 | 0 | 1000 | 0 | 0 | 0 | 0 | 0 | 0 | 0 | 0 | 0 | 0 | Infinite
NYISO_A-F_2_PJM_ROM | NYISO_A-F | PJM_ROM | 2025 | B13 | 600 | 0 | 1000 | 0 | 0 | 0 | 0 | 0 | 0 | 0 | 0 | 0 | 0 | Infinite
NYISO_A-F_2_PJM_ROM | NYISO_A-F | PJM_ROM | 2025 | B14 | 900 | 0 | 1000 | 0 | 0 | 0 | 0 | 0 | 0 | 0 | 0 | 0 | 0 | Infinite
NYISO_A-F_2_PJM_ROM | NYISO_A-F | PJM_ROM | 2025 | B15 | 1203 | 0 | 1000 | 0 | 0 | 0 | 0 | 0 | 0 | 0 | 0 | 0 | 0 | Infinite
NYISO_A-F_2_PJM_ROM | NYISO_A-F | PJM_ROM | 2025 | B16 | 25 | 0 | 1000 | 0 | 0 | 0 | 0 | 0 | 0 | 0 | 0 | 0 | 0 | Infinite
NYISO_A-F_2_PJM_ROM | NYISO_A-F | PJM_ROM | 2025 | B17 | 100 | 0 | 1000 | 0 | 0 | 0 | 0 | 0 | 0 | 0 | 0 | 0 | 0 | Infinite
NYISO_A-F_2_PJM_ROM | NYISO_A-F | PJM_ROM | 2025 | B18 | 400 | 0 | 1000 | 0 | 0 | 0 | 0 | 0 | 0 | 0 | 0 | 0 | 0 | Infinite
NYISO_A-F_2_PJM_ROM | NYISO_A-F | PJM_ROM | 2025 | B19 | 700 | 0 | 1000 | 0 | 0 | 0 | 0 | 0 | 0 | 0 | 0 | 0 | 0 | Infinite
NYISO_A-F_2_PJM_ROM | NYISO_A-F | PJM_ROM | 2025 | B20 | 935 | 0 | 1000 | 0 | 0 | 0 | 0 | 0 | 0 | 0 | 0 | 0 | 0 | Infinite
NYISO_A-F_2_PJM_ROM | NYISO_A-F | PJM_ROM | 2030 | B1 | 10 | 0 | 1000 | 0 | 0 | 0 | 0 | 0 | 0 | 0 | 0 | 0 | 0 | Infinite
NYISO_A-F_2_PJM_ROM | NYISO_A-F | PJM_ROM | 2030 | B2 | 25 | 0 | 1000 | 220.48 | 0 | 0 | 0 | 0 | 0 | 0 | 0 | 0 | 0 | Infinite
NYISO_A-F_2_PJM_ROM | NYISO_A-F | PJM_ROM | 2030 | B3 | 75 | 0 | 1000 | 1000 | 0 | 1000 | 0 | 0 | 5.8638 | 0 | 2.8963 | 2.513 | 0 | Infinite
NYISO_A-F_2_PJM_ROM | NYISO_A-F | PJM_ROM | 2030 | B4 | 100 | 0 | 1000 | 1000 | 0 | 1000 | 0 | 0 | 1.4719 | 0 | 1.4719 | 0.84107 | 0 | Infinite
NYISO_A-F_2_PJM_ROM | NYISO_A-F | PJM_ROM | 2030 | B5 | 200 | 0 | 1000 | 335.36 | 0 | 0 | 0 | 0 | 0 | 0 | 0 | 0 | 0 | Infinite
NYISO_A-F_2_PJM_ROM | NYISO_A-F | PJM_ROM | 2030 | B6 | 300 | 0 | 1000 | 0 | 0 | 0 | 0 | 0 | 0 | 0 | 0 | 0 | 0 | Infinite
NYISO_A-F_2_PJM_ROM | NYISO_A-F | PJM_ROM | 2030 | B7 | 400 | 0 | 1000 | 0 | 0 | 0 | 0 | 0 | 0 | 0 | 0 | 0 | 0 | Infinite
NYISO_A-F_2_PJM_ROM | NYISO_A-F | PJM_ROM | 2030 | B8 | 500 | 0 | 1000 | 0 | 0 | 0 | 0 | 0 | 0 | 0 | 0 | 0 | 0 | Infinite
NYISO_A-F_2_PJM_ROM | NYISO_A-F | PJM_ROM | 2030 | B9 | 800 | 0 | 1000 | 0 | 0 | 0 | 0 | 0 | 0 | 0 | 0 | 0 | 0 | Infinite
NYISO_A-F_2_PJM_ROM | NYISO_A-F | PJM_ROM | 2030 | B10 | 1262 | 0 | 1000 | 0 | 0 | 0 | 0 | 0 | 0 | 0 | 0 | 0 | 0 | Infinite
NYISO_A-F_2_PJM_ROM | NYISO_A-F | PJM_ROM | 2030 | B11 | 25 | 0 | 1000 | 0 | 0 | 0 | 0 | 0 | 0 | 0 | 0 | 0 | 0 | Infinite
NYISO_A-F_2_PJM_ROM | NYISO_A-F | PJM_ROM | 2030 | B12 | 200 | 0 | 1000 | 0 | 0 | 0 | 0 | 0 | 0 | 0 | 0 | 0 | 0 | Infinite
NYISO_A-F_2_PJM_ROM | NYISO_A-F | PJM_ROM | 2030 | B13 | 600 | 0 | 1000 | 0 | 0 | 0 | 0 | 0 | 0 | 0 | 0 | 0 | 0 | Infinite
NYISO_A-F_2_PJM_ROM | NYISO_A-F | PJM_ROM | 2030 | B14 | 900 | 0 | 1000 | 0 | 0 | 0 | 0 | 0 | 0 | 0 | 0 | 0 | 0 | Infinite
NYISO_A-F_2_PJM_ROM | NYISO_A-F | PJM_ROM | 2030 | B15 | 1203 | 0 | 1000 | 0 | 0 | 0 | 0 | 0 | 0 | 0 | 0 | 0 | 0 | Infinite
NYISO_A-F_2_PJM_ROM | NYISO_A-F | PJM_ROM | 2030 | B16 | 25 | 0 | 1000 | 0 | 0 | 0 | 0 | 0 | 0 | 0 | 0 | 0 | 0 | Infinite
NYISO_A-F_2_PJM_ROM | NYISO_A-F | PJM_ROM | 2030 | B17 | 100 | 0 | 1000 | 0 | 0 | 0 | 0 | 0 | 0 | 0 | 0 | 0 | 0 | Infinite
NYISO_A-F_2_PJM_ROM | NYISO_A-F | PJM_ROM | 2030 | B18 | 400 | 0 | 1000 | 0 | 0 | 0 | 0 | 0 | 0 | 0 | 0 | 0 | 0 | Infinite
NYISO_A-F_2_PJM_ROM | NYISO_A-F | PJM_ROM | 2030 | B19 | 700 | 0 | 1000 | 0 | 0 | 0 | 0 | 0 | 0 | 0 | 0 | 0 | 0 | Infinite
NYISO_A-F_2_PJM_ROM | NYISO_A-F | PJM_ROM | 2030 | B20 | 935 | 0 | 1000 | 0 | 0 | 0 | 0 | 0 | 0 | 0 | 0 | 0 | 0 | Infinite
NYISO_A-F_2_PJM_ROM | NYISO_A-F | PJM_ROM | 2035 | B1 | 10 | 0 | 1000 | 0 | 0 | 0 | 0 | 0 | 0 | 0 | 0 | 0 | 0 | Infinite
NYISO_A-F_2_PJM_ROM | NYISO_A-F | PJM_ROM | 2035 | B2 | 25 | 0 | 1000 | 0 | 0 | 0 | 0 | 0 | 0 | 0 | 0 | 0 | 0 | Infinite
NYISO_A-F_2_PJM_ROM | NYISO_A-F | PJM_ROM | 2035 | B3 | 75 | 0 | 1000 | 1000 | 0 | 1000 | 0 | 0 | 3.8103 | 0 | 3.8103 | 0.76205 | 0 | Infinite
NYISO_A-F_2_PJM_ROM | NYISO_A-F | PJM_ROM | 2035 | B4 | 100 | 0 | 1000 | 1000 | 0 | 1000 | 0 | 0 | 7.941 | 0 | 8.3565 | 2.1176 | 0 | Infinite
NYISO_A-F_2_PJM_ROM | NYISO_A-F | PJM_ROM | 2035 | B5 | 200 | 0 | 1000 | 1000 | 0 | 1000 | 0 | 0 | 9.6622 | 0 | 9.6028 | 5.1532 | 0 | Infinite
NYISO_A-F_2_PJM_ROM | NYISO_A-F | PJM_ROM | 2035 | B6 | 300 | 0 | 1000 | 774.35 | 0 | 1000 | 0 | 0 | 0 | 0 | 2.9319 | 0 | 0 | Infinite
NYISO_A-F_2_PJM_ROM | NYISO_A-F | PJM_ROM | 2035 | B7 | 400 | 0 | 1000 | 0 | 0 | 0 | 0 | 0 | 0 | 0 | 0 | 0 | 0 | Infinite
NYISO_A-F_2_PJM_ROM | NYISO_A-F | PJM_ROM | 2035 | B8 | 500 | 0 | 1000 | 0 | 0 | 0 | 0 | 0 | 0 | 0 | 0 | 0 | 0 | Infinite
NYISO_A-F_2_PJM_ROM | NYISO_A-F | PJM_ROM | 2035 | B9 | 800 | 0 | 1000 | 0 | 0 | 0 | 0 | 0 | 0 | 0 | 0 | 0 | 0 | Infinite
NYISO_A-F_2_PJM_ROM | NYISO_A-F | PJM_ROM | 2035 | B10 | 1262 | 0 | 1000 | 0 | 0 | 0 | 0 | 0 | 0 | 0 | 0 | 0 | 0 | Infinite
NYISO_A-F_2_PJM_ROM | NYISO_A-F | PJM_ROM | 2035 | B11 | 25 | 0 | 1000 | 0 | 0 | 1000 | 0 | 0 | 0 | 0 | 4.843 | 0 | 0 | Infinite
NYISO_A-F_2_PJM_ROM | NYISO_A-F | PJM_ROM | 2035 | B12 | 200 | 0 | 1000 | 0 | 0 | 951.79 | 0 | 0 | 0 | 0 | 0 | 0 | 0 | Infinite
NYISO_A-F_2_PJM_ROM | NYISO_A-F | PJM_ROM | 2035 | B13 | 600 | 0 | 1000 | 0 | 0 | 0 | 0 | 0 | 0 | 0 | 0 | 0 | 0 | Infinite
NYISO_A-F_2_PJM_ROM | NYISO_A-F | PJM_ROM | 2035 | B14 | 900 | 0 | 1000 | 0 | 0 | 0 | 0 | 0 | 0 | 0 | 0 | 0 | 0 | Infinite
NYISO_A-F_2_PJM_ROM | NYISO_A-F | PJM_ROM | 2035 | B15 | 1203 | 0 | 1000 | 0 | 0 | 0 | 0 | 0 | 0 | 0 | 0 | 0 | 0 | Infinite
NYISO_A-F_2_PJM_ROM | NYISO_A-F | PJM_ROM | 2035 | B16 | 25 | 0 | 1000 | 0 | 0 | 0 | 0 | 0 | 0 | 0 | 0 | 0 | 0 | Infinite
NYISO_A-F_2_PJM_ROM | NYISO_A-F | PJM_ROM | 2035 | B17 | 100 | 0 | 1000 | 0 | 0 | 0 | 0 | 0 | 0 | 0 | 0 | 0 | 0 | Infinite
NYISO_A-F_2_PJM_ROM | NYISO_A-F | PJM_ROM | 2035 | B18 | 400 | 0 | 1000 | 0 | 0 | 0 | 0 | 0 | 0 | 0 | 0 | 0 | 0 | Infinite
NYISO_A-F_2_PJM_ROM | NYISO_A-F | PJM_ROM | 2035 | B19 | 700 | 0 | 1000 | 0 | 0 | 0 | 0 | 0 | 0 | 0 | 0 | 0 | 0 | Infinite
NYISO_A-F_2_PJM_ROM | NYISO_A-F | PJM_ROM | 2035 | B20 | 935 | 0 | 1000 | 0 | 0 | 0 | 0 | 0 | 0 | 0 | 0 | 0 | 0 | Infinite
NYISO_A-F_2_PJM_ROM | NYISO_A-F | PJM_ROM | 2040 | B1 | 10 | 0 | 1000 | 0 | 0 | 0 | 0 | 0 | 0 | 0 | 0 | 0 | 0 | Infinite
NYISO_A-F_2_PJM_ROM | NYISO_A-F | PJM_ROM | 2040 | B2 | 25 | 0 | 1000 | 0 | 0 | 395.36 | 0 | 0 | 0 | 0 | 0 | 0 | 0 | Infinite
NYISO_A-F_2_PJM_ROM | NYISO_A-F | PJM_ROM | 2040 | B3 | 75 | 0 | 1000 | 1000 | 0 | 1000 | 0 | 0 | 3.9765 | 0 | 6.8846 | 1.7042 | 0 | Infinite
NYISO_A-F_2_PJM_ROM | NYISO_A-F | PJM_ROM | 2040 | B4 | 100 | 0 | 1000 | 1000 | 0 | 1000 | 0 | 0 | 0.64098 | 0 | 3.5135 | 0.36627 | 0 | Infinite
NYISO_A-F_2_PJM_ROM | NYISO_A-F | PJM_ROM | 2040 | B5 | 200 | 0 | 1000 | 696.66 | 0 | 1000 | 0 | 0 | 0 | 0 | 1.2345 | 0 | 0 | Infinite
NYISO_A-F_2_PJM_ROM | NYISO_A-F | PJM_ROM | 2040 | B6 | 300 | 0 | 1000 | 746.23 | 0 | 1000 | 0 | 0 | 0 | 0 | 1.3888 | 0 | 0 | Infinite
NYISO_A-F_2_PJM_ROM | NYISO_A-F | PJM_ROM | 2040 | B7 | 400 | 0 | 1000 | 0 | 0 | 0 | 0 | 0 | 0 | 0 | 0 | 0 | 0 | Infinite
NYISO_A-F_2_PJM_ROM | NYISO_A-F | PJM_ROM | 2040 | B8 | 500 | 0 | 1000 | 0 | 0 | 0 | 0 | 0 | 0 | 0 | 0 | 0 | 0 | Infinite
NYISO_A-F_2_PJM_ROM | NYISO_A-F | PJM_ROM | 2040 | B9 | 800 | 0 | 1000 | 0 | 0 | 0 | 0 | 0 | 0 | 0 | 0 | 0 | 0 | Infinite
NYISO_A-F_2_PJM_ROM | NYISO_A-F | PJM_ROM | 2040 | B10 | 1262 | 0 | 1000 | 0 | 0 | 0 | 0 | 0 | 0 | 0 | 0 | 0 | 0 | Infinite
NYISO_A-F_2_PJM_ROM | NYISO_A-F | PJM_ROM | 2040 | B11 | 25 | 0 | 1000 | 0 | 0 | 0 | 0 | 0 | 0 | 0 | 0 | 0 | 0 | Infinite
NYISO_A-F_2_PJM_ROM | NYISO_A-F | PJM_ROM | 2040 | B12 | 200 | 0 | 1000 | 0 | 0 | 368.78 | 0 | 0 | 0 | 0 | 0 | 0 | 0 | Infinite
NYISO_A-F_2_PJM_ROM | NYISO_A-F | PJM_ROM | 2040 | B13 | 600 | 0 | 1000 | 0 | 0 | 0 | 0 | 0 | 0 | 0 | 0 | 0 | 0 | Infinite
NYISO_A-F_2_PJM_ROM | NYISO_A-F | PJM_ROM | 2040 | B14 | 900 | 0 | 1000 | 0 | 0 | 0 | 0 | 0 | 0 | 0 | 0 | 0 | 0 | Infinite
NYISO_A-F_2_PJM_ROM | NYISO_A-F | PJM_ROM | 2040 | B15 | 1203 | 0 | 1000 | 0 | 0 | 0 | 0 | 0 | 0 | 0 | 0 | 0 | 0 | Infinite
NYISO_A-F_2_PJM_ROM | NYISO_A-F | PJM_ROM | 2040 | B16 | 25 | 0 | 1000 | 0 | 0 | 0 | 0 | 0 | 0 | 0 | 0 | 0 | 0 | Infinite
NYISO_A-F_2_PJM_ROM | NYISO_A-F | PJM_ROM | 2040 | B17 | 100 | 0 | 1000 | 0 | 0 | 0 | 0 | 0 | 0 | 0 | 0 | 0 | 0 | Infinite
NYISO_A-F_2_PJM_ROM | NYISO_A-F | PJM_ROM | 2040 | B18 | 400 | 0 | 1000 | 0 | 0 | 0 | 0 | 0 | 0 | 0 | 0 | 0 | 0 | Infinite
NYISO_A-F_2_PJM_ROM | NYISO_A-F | PJM_ROM | 2040 | B19 | 700 | 0 | 1000 | 0 | 0 | 0 | 0 | 0 | 0 | 0 | 0 | 0 | 0 | Infinite
NYISO_A-F_2_PJM_ROM | NYISO_A-F | PJM_ROM | 2040 | B20 | 935 | 0 | 1000 | 0 | 0 | 0 | 0 | 0 | 0 | 0 | 0 | 0 | 0 | Infinite
NYISO_A-F_2_PJM_ROM | NYISO_A-F | PJM_ROM | 2045 | B1 | 10 | 0 | 1000 | 0 | 0 | 25.39 | 0 | 0 | 0 | 0 | 0 | 0 | 0 | Infinite
NYISO_A-F_2_PJM_ROM | NYISO_A-F | PJM_ROM | 2045 | B2 | 25 | 0 | 1000 | 0 | 0 | 553.6 | 0 | 0 | 0 | 0 | 0 | 0 | 0 | Infinite
NYISO_A-F_2_PJM_ROM | NYISO_A-F | PJM_ROM | 2045 | B3 | 75 | 0 | 1000 | 0 | 0 | 44.53 | 0 | 0 | 0 | 0 | 0 | 0 | 0 | Infinite
NYISO_A-F_2_PJM_ROM | NYISO_A-F | PJM_ROM | 2045 | B4 | 100 | 0 | 1000 | 434.92 | 0 | 513 | 0 | 0 | 0 | 0 | 0 | 0 | 0 | Infinite
NYISO_A-F_2_PJM_ROM | NYISO_A-F | PJM_ROM | 2045 | B5 | 200 | 0 | 1000 | 621.79 | 0 | 1000 | 0 | 0 | 0 | 0 | 0.49854 | 0 | 0 | Infinite
NYISO_A-F_2_PJM_ROM | NYISO_A-F | PJM_ROM | 2045 | B6 | 300 | 0 | 1000 | 441.98 | 0 | 1000 | 0 | 0 | 0 | 0 | 0.84277 | 0 | 0 | Infinite
NYISO_A-F_2_PJM_ROM | NYISO_A-F | PJM_ROM | 2045 | B7 | 400 | 0 | 1000 | 43.05 | 0 | 313.65 | 0 | 0 | 0 | 0 | 0 | 0 | 0 | Infinite
NYISO_A-F_2_PJM_ROM | NYISO_A-F | PJM_ROM | 2045 | B8 | 500 | 0 | 1000 | 0 | 0 | 0 | 0 | 0 | 0 | 0 | 0 | 0 | 0 | Infinite
NYISO_A-F_2_PJM_ROM | NYISO_A-F | PJM_ROM | 2045 | B9 | 800 | 0 | 1000 | 0 | 0 | 0 | 0 | 0 | 0 | 0 | 0 | 0 | 0 | Infinite
NYISO_A-F_2_PJM_ROM | NYISO_A-F | PJM_ROM | 2045 | B10 | 1262 | 0 | 1000 | 0 | 0 | 0 | 0 | 0 | 0 | 0 | 0 | 0 | 0 | Infinite
NYISO_A-F_2_PJM_ROM | NYISO_A-F | PJM_ROM | 2045 | B11 | 25 | 0 | 1000 | 0 | 0 | 0 | 0 | 0 | 0 | 0 | 0 | 0 | 0 | Infinite
NYISO_A-F_2_PJM_ROM | NYISO_A-F | PJM_ROM | 2045 | B12 | 200 | 0 | 1000 | 87.54 | 0 | 938.94 | 0 | 0 | 0 | 0 | 0 | 0 | 0 | Infinite
NYISO_A-F_2_PJM_ROM | NYISO_A-F | PJM_ROM | 2045 | B13 | 600 | 0 | 1000 | 0 | 0 | 0 | 0 | 0 | 0 | 0 | 0 | 0 | 0 | Infinite
NYISO_A-F_2_PJM_ROM | NYISO_A-F | PJM_ROM | 2045 | B14 | 900 | 0 | 1000 | 0 | 0 | 0 | 0 | 0 | 0 | 0 | 0 | 0 | 0 | Infinite
NYISO_A-F_2_PJM_ROM | NYISO_A-F | PJM_ROM | 2045 | B15 | 1203 | 0 | 1000 | 0 | 0 | 0 | 0 | 0 | 0 | 0 | 0 | 0 | 0 | Infinite
NYISO_A-F_2_PJM_ROM | NYISO_A-F | PJM_ROM | 2045 | B16 | 25 | 0 | 1000 | 0 | 0 | 0 | 0 | 0 | 0 | 0 | 0 | 0 | 0 | Infinite
NYISO_A-F_2_PJM_ROM | NYISO_A-F | PJM_ROM | 2045 | B17 | 100 | 0 | 1000 | 0 | 0 | 0 | 0 | 0 | 0 | 0 | 0 | 0 | 0 | Infinite
NYISO_A-F_2_PJM_ROM | NYISO_A-F | PJM_ROM | 2045 | B18 | 400 | 0 | 1000 | 0 | 0 | 0 | 0 | 0 | 0 | 0 | 0 | 0 | 0 | Infinite
NYISO_A-F_2_PJM_ROM | NYISO_A-F | PJM_ROM | 2045 | B19 | 700 | 0 | 1000 | 0 | 0 | 0 | 0 | 0 | 0 | 0 | 0 | 0 | 0 | Infinite
NYISO_A-F_2_PJM_ROM | NYISO_A-F | PJM_ROM | 2045 | B20 | 935 | 0 | 1000 | 0 | 0 | 0 | 0 | 0 | 0 | 0 | 0 | 0 | 0 | Infinite
NYISO_A-F_2_PJM_ROM | NYISO_A-F | PJM_ROM | 2050 | B1 | 10 | 0 | 1000 | 0 | 0 | 7.87 | 0 | 0 | 0 | 0 | 0 | 0 | 0 | Infinite
NYISO_A-F_2_PJM_ROM | NYISO_A-F | PJM_ROM | 2050 | B2 | 25 | 0 | 1000 | 191.32 | 0 | 394.52 | 0 | 0 | 0 | 0 | 0 | 0 | 0 | Infinite
NYISO_A-F_2_PJM_ROM | NYISO_A-F | PJM_ROM | 2050 | B3 | 75 | 0 | 1000 | 0 | 0 | 0 | 0 | 0 | 0 | 0 | 0 | 0 | 0 | Infinite
NYISO_A-F_2_PJM_ROM | NYISO_A-F | PJM_ROM | 2050 | B4 | 100 | 0 | 1000 | 136.16 | 0 | 239.04 | 0 | 0 | 0 | 0 | 0 | 0 | 0 | Infinite
NYISO_A-F_2_PJM_ROM | NYISO_A-F | PJM_ROM | 2050 | B5 | 200 | 0 | 1000 | 513.35 | 0 | 583.56 | 0 | 0 | 0 | 0 | 0 | 0 | 0 | Infinite
NYISO_A-F_2_PJM_ROM | NYISO_A-F | PJM_ROM | 2050 | B6 | 300 | 0 | 1000 | 482.12 | 0 | 440.14 | 0 | 0 | 0 | 0 | 0 | 0 | 0 | Infinite
NYISO_A-F_2_PJM_ROM | NYISO_A-F | PJM_ROM | 2050 | B7 | 400 | 0 | 1000 | 79.35 | 0 | 0 | 0 | 0 | 0 | 0 | 0 | 0 | 0 | Infinite
NYISO_A-F_2_PJM_ROM | NYISO_A-F | PJM_ROM | 2050 | B8 | 500 | 0 | 1000 | 0 | 0 | 0 | 0 | 0 | 0 | 0 | 0 | 0 | 0 | Infinite
NYISO_A-F_2_PJM_ROM | NYISO_A-F | PJM_ROM | 2050 | B9 | 800 | 0 | 1000 | 0 | 0 | 0 | 0 | 0 | 0 | 0 | 0 | 0 | 0 | Infinite
NYISO_A-F_2_PJM_ROM | NYISO_A-F | PJM_ROM | 2050 | B10 | 1262 | 0 | 1000 | 0 | 0 | 0 | 0 | 0 | 0 | 0 | 0 | 0 | 0 | Infinite
NYISO_A-F_2_PJM_ROM | NYISO_A-F | PJM_ROM | 2050 | B11 | 25 | 0 | 1000 | 0 | 0 | 0 | 0 | 0 | 0 | 0 | 0 | 0 | 0 | Infinite
NYISO_A-F_2_PJM_ROM | NYISO_A-F | PJM_ROM | 2050 | B12 | 200 | 0 | 1000 | 203.73 | 0 | 0 | 0 | 0 | 0 | 0 | 0 | 0 | 0 | Infinite
NYISO_A-F_2_PJM_ROM | NYISO_A-F | PJM_ROM | 2050 | B13 | 600 | 0 | 1000 | 0 | 0 | 0 | 0 | 0 | 0 | 0 | 0 | 0 | 0 | Infinite
NYISO_A-F_2_PJM_ROM | NYISO_A-F | PJM_ROM | 2050 | B14 | 900 | 0 | 1000 | 0 | 0 | 0 | 0 | 0 | 0 | 0 | 0 | 0 | 0 | Infinite
NYISO_A-F_2_PJM_ROM | NYISO_A-F | PJM_ROM | 2050 | B15 | 1203 | 0 | 1000 | 0 | 0 | 0 | 0 | 0 | 0 | 0 | 0 | 0 | 0 | Infinite
NYISO_A-F_2_PJM_ROM | NYISO_A-F | PJM_ROM | 2050 | B16 | 25 | 0 | 1000 | 154.21 | 0 | 0 | 0 | 0 | 0 | 0 | 0 | 0 | 0 | Infinite
NYISO_A-F_2_PJM_ROM | NYISO_A-F | PJM_ROM | 2050 | B17 | 100 | 0 | 1000 | 320.2 | 0 | 26.79 | 0 | 0 | 0 | 0 | 0 | 0 | 0 | Infinite
NYISO_A-F_2_PJM_ROM | NYISO_A-F | PJM_ROM | 2050 | B18 | 400 | 0 | 1000 | 0 | 0 | 0 | 0 | 0 | 0 | 0 | 0 | 0 | 0 | Infinite
NYISO_A-F_2_PJM_ROM | NYISO_A-F | PJM_ROM | 2050 | B19 | 700 | 0 | 1000 | 0 | 0 | 0 | 0 | 0 | 0 | 0 | 0 | 0 | 0 | Infinite
NYISO_A-F_2_PJM_ROM | NYISO_A-F | PJM_ROM | 2050 | B20 | 935 | 0 | 1000 | 0 | 0 | 0 | 0 | 0 | 0 | 0 | 0 | 0 | 0 | Infinite
NYISO_G-I_2_NEISO | NYISO_G-I | NEISO | 2015 | B1 | 10 | 0 | 600 | 0 | 0 | 0 | 0 | 0 | 0 | 0 | 0 | 0 | 0 | 0
NYISO_G-I_2_NEISO | NYISO_G-I | NEISO | 2015 | B2 | 25 | 0 | 600 | 0 | 0 | 0 | 0 | 0 | 0 | 0 | 0 | 0 | 0 | 0
NYISO_G-I_2_NEISO | NYISO_G-I | NEISO | 2015 | B3 | 75 | 0 | 600 | 0 | 0 | 0 | 0 | 0 | 0 | 0 | 0 | 0 | 0 | 0
NYISO_G-I_2_NEISO | NYISO_G-I | NEISO | 2015 | B4 | 100 | 0 | 600 | 0 | 0 | 0 | 0 | 0 | 0 | 0 | 0 | 0 | 0 | 0
NYISO_G-I_2_NEISO | NYISO_G-I | NEISO | 2015 | B5 | 200 | 0 | 600 | 0 | 0 | 0 | 0 | 0 | 0 | 0 | 0 | 0 | 0 | 0
NYISO_G-I_2_NEISO | NYISO_G-I | NEISO | 2015 | B6 | 300 | 0 | 600 | 0 | 0 | 0 | 0 | 0 | 0 | 0 | 0 | 0 | 0 | 0
NYISO_G-I_2_NEISO | NYISO_G-I | NEISO | 2015 | B7 | 400 | 0 | 600 | 0 | 0 | 0 | 0 | 0 | 0 | 0 | 0 | 0 | 0 | 0
NYISO_G-I_2_NEISO | NYISO_G-I | NEISO | 2015 | B8 | 500 | 0 | 600 | 0 | 0 | 0 | 0 | 0 | 0 | 0 | 0 | 0 | 0 | 0
NYISO_G-I_2_NEISO | NYISO_G-I | NEISO | 2015 | B9 | 800 | 0 | 600 | 0 | 0 | 0 | 0 | 0 | 0 | 0 | 0 | 0 | 0 | 0
NYISO_G-I_2_NEISO | NYISO_G-I | NEISO | 2015 | B10 | 1262 | 0 | 600 | 0 | 0 | 0 | 0 | 0 | 0 | 0 | 0 | 0 | 0 | 0
NYISO_G-I_2_NEISO | NYISO_G-I | NEISO | 2015 | B11 | 25 | 0 | 600 | 0 | 0 | 0 | 0 | 0 | 0 | 0 | 0 | 0 | 0 | 0
NYISO_G-I_2_NEISO | NYISO_G-I | NEISO | 2015 | B12 | 200 | 0 | 600 | 0 | 0 | 0 | 0 | 0 | 0 | 0 | 0 | 0 | 0 | 0
NYISO_G-I_2_NEISO | NYISO_G-I | NEISO | 2015 | B13 | 600 | 0 | 600 | 0 | 0 | 0 | 0 | 0 | 0 | 0 | 0 | 0 | 0 | 0
NYISO_G-I_2_NEISO | NYISO_G-I | NEISO | 2015 | B14 | 900 | 0 | 600 | 0 | 0 | 0 | 0 | 0 | 0 | 0 | 0 | 0 | 0 | 0
NYISO_G-I_2_NEISO | NYISO_G-I | NEISO | 2015 | B15 | 1203 | 0 | 600 | 0 | 0 | 0 | 0 | 0 | 0 | 0 | 0 | 0 | 0 | 0
NYISO_G-I_2_NEISO | NYISO_G-I | NEISO | 2015 | B16 | 25 | 0 | 600 | 0 | 0 | 0 | 0 | 0 | 0 | 0 | 0 | 0 | 0 | 0
NYISO_G-I_2_NEISO | NYISO_G-I | NEISO | 2015 | B17 | 100 | 0 | 600 | 0 | 0 | 0 | 0 | 0 | 0 | 0 | 0 | 0 | 0 | 0
NYISO_G-I_2_NEISO | NYISO_G-I | NEISO | 2015 | B18 | 400 | 0 | 600 | 0 | 0 | 0 | 0 | 0 | 0 | 0 | 0 | 0 | 0 | 0
NYISO_G-I_2_NEISO | NYISO_G-I | NEISO | 2015 | B19 | 700 | 0 | 600 | 0 | 0 | 0 | 0 | 0 | 0 | 0 | 0 | 0 | 0 | 0
NYISO_G-I_2_NEISO | NYISO_G-I | NEISO | 2015 | B20 | 935 | 0 | 600 | 0 | 0 | 0 | 0 | 0 | 0 | 0 | 0 | 0 | 0 | 0
NYISO_G-I_2_NEISO | NYISO_G-I | NEISO | 2020 | B1 | 10 | 0 | 600 | 69.32 | 0 | 0 | 0 | 0 | 0 | 0 | 0 | 0 | 0 | 0
NYISO_G-I_2_NEISO | NYISO_G-I | NEISO | 2020 | B2 | 25 | 0 | 600 | 0 | 0 | 0 | 0 | 0 | 0 | 0 | 0 | 0 | 0 | 0
NYISO_G-I_2_NEISO | NYISO_G-I | NEISO | 2020 | B3 | 75 | 0 | 600 | 0 | 0 | 0 | 0 | 0 | 0 | 0 | 0 | 0 | 0 | 0
NYISO_G-I_2_NEISO | NYISO_G-I | NEISO | 2020 | B4 | 100 | 0 | 600 | 0 | 0 | 0 | 0 | 0 | 0 | 0 | 0 | 0 | 0 | 0
NYISO_G-I_2_NEISO | NYISO_G-I | NEISO | 2020 | B5 | 200 | 0 | 600 | 0 | 0 | 0 | 0 | 0 | 0 | 0 | 0 | 0 | 0 | 0
NYISO_G-I_2_NEISO | NYISO_G-I | NEISO | 2020 | B6 | 300 | 0 | 600 | 0 | 0 | 0 | 0 | 0 | 0 | 0 | 0 | 0 | 0 | 0
NYISO_G-I_2_NEISO | NYISO_G-I | NEISO | 2020 | B7 | 400 | 0 | 600 | 0 | 0 | 0 | 0 | 0 | 0 | 0 | 0 | 0 | 0 | 0
NYISO_G-I_2_NEISO | NYISO_G-I | NEISO | 2020 | B8 | 500 | 0 | 600 | 0 | 0 | 0 | 0 | 0 | 0 | 0 | 0 | 0 | 0 | 0
NYISO_G-I_2_NEISO | NYISO_G-I | NEISO | 2020 | B9 | 800 | 0 | 600 | 0 | 0 | 0 | 0 | 0 | 0 | 0 | 0 | 0 | 0 | 0
NYISO_G-I_2_NEISO | NYISO_G-I | NEISO | 2020 | B10 | 1262 | 0 | 600 | 0 | 0 | 0 | 0 | 0 | 0 | 0 | 0 | 0 | 0 | 0
NYISO_G-I_2_NEISO | NYISO_G-I | NEISO | 2020 | B11 | 25 | 0 | 600 | 0 | 0 | 0 | 0 | 0 | 0 | 0 | 0 | 0 | 0 | 0
NYISO_G-I_2_NEISO | NYISO_G-I | NEISO | 2020 | B12 | 200 | 0 | 600 | 0 | 0 | 0 | 0 | 0 | 0 | 0 | 0 | 0 | 0 | 0
NYISO_G-I_2_NEISO | NYISO_G-I | NEISO | 2020 | B13 | 600 | 0 | 600 | 0 | 0 | 0 | 0 | 0 | 0 | 0 | 0 | 0 | 0 | 0
NYISO_G-I_2_NEISO | NYISO_G-I | NEISO | 2020 | B14 | 900 | 0 | 600 | 0 | 0 | 0 | 0 | 0 | 0 | 0 | 0 | 0 | 0 | 0
NYISO_G-I_2_NEISO | NYISO_G-I | NEISO | 2020 | B15 | 1203 | 0 | 600 | 0 | 0 | 0 | 0 | 0 | 0 | 0 | 0 | 0 | 0 | 0
NYISO_G-I_2_NEISO | NYISO_G-I | NEISO | 2020 | B16 | 25 | 0 | 600 | 0 | 0 | 0 | 0 | 0 | 0 | 0 | 0 | 0 | 0 | 0
NYISO_G-I_2_NEISO | NYISO_G-I | NEISO | 2020 | B17 | 100 | 0 | 600 | 0 | 0 | 0 | 0 | 0 | 0 | 0 | 0 | 0 | 0 | 0
NYISO_G-I_2_NEISO | NYISO_G-I | NEISO | 2020 | B18 | 400 | 0 | 600 | 0 | 0 | 0 | 0 | 0 | 0 | 0 | 0 | 0 | 0 | 0
NYISO_G-I_2_NEISO | NYISO_G-I | NEISO | 2020 | B19 | 700 | 0 | 600 | 0 | 0 | 0 | 0 | 0 | 0 | 0 | 0 | 0 | 0 | 0
NYISO_G-I_2_NEISO | NYISO_G-I | NEISO | 2020 | B20 | 935 | 0 | 600 | 0 | 0 | 0 | 0 | 0 | 0 | 0 | 0 | 0 | 0 | 0
NYISO_G-I_2_NEISO | NYISO_G-I | NEISO | 2025 | B1 | 10 | 0 | 600 | 0 | 0 | 0 | 0 | 0 | 0 | 0 | 0 | 0 | 0 | 0
NYISO_G-I_2_NEISO | NYISO_G-I | NEISO | 2025 | B2 | 25 | 0 | 600 | 0 | 0 | 0 | 0 | 0 | 0 | 0 | 0 | 0 | 0 | 0
NYISO_G-I_2_NEISO | NYISO_G-I | NEISO | 2025 | B3 | 75 | 0 | 600 | 0 | 0 | 0 | 0 | 0 | 0 | 0 | 0 | 0 | 0 | 0
NYISO_G-I_2_NEISO | NYISO_G-I | NEISO | 2025 | B4 | 100 | 0 | 600 | 0 | 0 | 0 | 0 | 0 | 0 | 0 | 0 | 0 | 0 | 0
NYISO_G-I_2_NEISO | NYISO_G-I | NEISO | 2025 | B5 | 200 | 0 | 600 | 0 | 0 | 0 | 0 | 0 | 0 | 0 | 0 | 0 | 0 | 0
NYISO_G-I_2_NEISO | NYISO_G-I | NEISO | 2025 | B6 | 300 | 0 | 600 | 0 | 0 | 0 | 0 | 0 | 0 | 0 | 0 | 0 | 0 | 0
NYISO_G-I_2_NEISO | NYISO_G-I | NEISO | 2025 | B7 | 400 | 0 | 600 | 0 | 0 | 0 | 0 | 0 | 0 | 0 | 0 | 0 | 0 | 0
NYISO_G-I_2_NEISO | NYISO_G-I | NEISO | 2025 | B8 | 500 | 0 | 600 | 0 | 0 | 0 | 0 | 0 | 0 | 0 | 0 | 0 | 0 | 0
NYISO_G-I_2_NEISO | NYISO_G-I | NEISO | 2025 | B9 | 800 | 0 | 600 | 0 | 0 | 0 | 0 | 0 | 0 | 0 | 0 | 0 | 0 | 0
NYISO_G-I_2_NEISO | NYISO_G-I | NEISO | 2025 | B10 | 1262 | 0 | 600 | 0 | 0 | 0 | 0 | 0 | 0 | 0 | 0 | 0 | 0 | 0
NYISO_G-I_2_NEISO | NYISO_G-I | NEISO | 2025 | B11 | 25 | 0 | 600 | 0 | 0 | 0 | 0 | 0 | 0 | 0 | 0 | 0 | 0 | 0
NYISO_G-I_2_NEISO | NYISO_G-I | NEISO | 2025 | B12 | 200 | 0 | 600 | 0 | 0 | 0 | 0 | 0 | 0 | 0 | 0 | 0 | 0 | 0
NYISO_G-I_2_NEISO | NYISO_G-I | NEISO | 2025 | B13 | 600 | 0 | 600 | 0 | 0 | 0 | 0 | 0 | 0 | 0 | 0 | 0 | 0 | 0
NYISO_G-I_2_NEISO | NYISO_G-I | NEISO | 2025 | B14 | 900 | 0 | 600 | 0 | 0 | 0 | 0 | 0 | 0 | 0 | 0 | 0 | 0 | 0
NYISO_G-I_2_NEISO | NYISO_G-I | NEISO | 2025 | B15 | 1203 | 0 | 600 | 0 | 0 | 0 | 0 | 0 | 0 | 0 | 0 | 0 | 0 | 0
NYISO_G-I_2_NEISO | NYISO_G-I | NEISO | 2025 | B16 | 25 | 0 | 600 | 0 | 0 | 0 | 0 | 0 | 0 | 0 | 0 | 0 | 0 | 0
NYISO_G-I_2_NEISO | NYISO_G-I | NEISO | 2025 | B17 | 100 | 0 | 600 | 0 | 0 | 0 | 0 | 0 | 0 | 0 | 0 | 0 | 0 | 0
NYISO_G-I_2_NEISO | NYISO_G-I | NEISO | 2025 | B18 | 400 | 0 | 600 | 0 | 0 | 0 | 0 | 0 | 0 | 0 | 0 | 0 | 0 | 0
NYISO_G-I_2_NEISO | NYISO_G-I | NEISO | 2025 | B19 | 700 | 0 | 600 | 0 | 0 | 0 | 0 | 0 | 0 | 0 | 0 | 0 | 0 | 0
NYISO_G-I_2_NEISO | NYISO_G-I | NEISO | 2025 | B20 | 935 | 0 | 600 | 0 | 0 | 0 | 0 | 0 | 0 | 0 | 0 | 0 | 0 | 0
NYISO_G-I_2_NEISO | NYISO_G-I | NEISO | 2030 | B1 | 10 | 0 | 600 | 0 | 0 | 0 | 0 | 0 | 0 | 0 | 0 | 0 | 0 | 0
NYISO_G-I_2_NEISO | NYISO_G-I | NEISO | 2030 | B2 | 25 | 0 | 600 | 0 | 0 | 0 | 0 | 0 | 0 | 0 | 0 | 0 | 0 | 0
NYISO_G-I_2_NEISO | NYISO_G-I | NEISO | 2030 | B3 | 75 | 0 | 600 | 0 | 0 | 0 | 0 | 0 | 0 | 0 | 0 | 0 | 0 | 0
NYISO_G-I_2_NEISO | NYISO_G-I | NEISO | 2030 | B4 | 100 | 0 | 600 | 0 | 0 | 0 | 0 | 0 | 0 | 0 | 0 | 0 | 0 | 0
NYISO_G-I_2_NEISO | NYISO_G-I | NEISO | 2030 | B5 | 200 | 0 | 600 | 0 | 0 | 0 | 0 | 0 | 0 | 0 | 0 | 0 | 0 | 0
NYISO_G-I_2_NEISO | NYISO_G-I | NEISO | 2030 | B6 | 300 | 0 | 600 | 0 | 0 | 0 | 0 | 0 | 0 | 0 | 0 | 0 | 0 | 0
NYISO_G-I_2_NEISO | NYISO_G-I | NEISO | 2030 | B7 | 400 | 0 | 600 | 0 | 0 | 0 | 0 | 0 | 0 | 0 | 0 | 0 | 0 | 0
NYISO_G-I_2_NEISO | NYISO_G-I | NEISO | 2030 | B8 | 500 | 0 | 600 | 0 | 0 | 0 | 0 | 0 | 0 | 0 | 0 | 0 | 0 | 0
NYISO_G-I_2_NEISO | NYISO_G-I | NEISO | 2030 | B9 | 800 | 0 | 600 | 0 | 0 | 0 | 0 | 0 | 0 | 0 | 0 | 0 | 0 | 0
NYISO_G-I_2_NEISO | NYISO_G-I | NEISO | 2030 | B10 | 1262 | 0 | 600 | 0 | 0 | 0 | 0 | 0 | 0 | 0 | 0 | 0 | 0 | 0
NYISO_G-I_2_NEISO | NYISO_G-I | NEISO | 2030 | B11 | 25 | 0 | 600 | 0 | 0 | 0 | 0 | 0 | 0 | 0 | 0 | 0 | 0 | 0
NYISO_G-I_2_NEISO | NYISO_G-I | NEISO | 2030 | B12 | 200 | 0 | 600 | 0 | 0 | 0 | 0 | 0 | 0 | 0 | 0 | 0 | 0 | 0
NYISO_G-I_2_NEISO | NYISO_G-I | NEISO | 2030 | B13 | 600 | 0 | 600 | 0 | 0 | 0 | 0 | 0 | 0 | 0 | 0 | 0 | 0 | 0
NYISO_G-I_2_NEISO | NYISO_G-I | NEISO | 2030 | B14 | 900 | 0 | 600 | 0 | 0 | 0 | 0 | 0 | 0 | 0 | 0 | 0 | 0 | 0
NYISO_G-I_2_NEISO | NYISO_G-I | NEISO | 2030 | B15 | 1203 | 0 | 600 | 0 | 0 | 0 | 0 | 0 | 0 | 0 | 0 | 0 | 0 | 0
NYISO_G-I_2_NEISO | NYISO_G-I | NEISO | 2030 | B16 | 25 | 0 | 600 | 0 | 0 | 0 | 0 | 0 | 0 | 0 | 0 | 0 | 0 | 0
NYISO_G-I_2_NEISO | NYISO_G-I | NEISO | 2030 | B17 | 100 | 0 | 600 | 0 | 0 | 0 | 0 | 0 | 0 | 0 | 0 | 0 | 0 | 0
NYISO_G-I_2_NEISO | NYISO_G-I | NEISO | 2030 | B18 | 400 | 0 | 600 | 0 | 0 | 0 | 0 | 0 | 0 | 0 | 0 | 0 | 0 | 0
NYISO_G-I_2_NEISO | NYISO_G-I | NEISO | 2030 | B19 | 700 | 0 | 600 | 0 | 0 | 0 | 0 | 0 | 0 | 0 | 0 | 0 | 0 | 0
NYISO_G-I_2_NEISO | NYISO_G-I | NEISO | 2030 | B20 | 935 | 0 | 600 | 0 | 0 | 0 | 0 | 0 | 0 | 0 | 0 | 0 | 0 | 0
NYISO_G-I_2_NEISO | NYISO_G-I | NEISO | 2035 | B1 | 10 | 0 | 600 | 0 | 0 | 0 | 0 | 0 | 0 | 0 | 0 | 0 | 0 | 0
NYISO_G-I_2_NEISO | NYISO_G-I | NEISO | 2035 | B2 | 25 | 0 | 600 | 0 | 0 | 0 | 0 | 0 | 0 | 0 | 0 | 0 | 0 | 0
NYISO_G-I_2_NEISO | NYISO_G-I | NEISO | 2035 | B3 | 75 | 0 | 600 | 0 | 0 | 0 | 0 | 0 | 0 | 0 | 0 | 0 | 0 | 0
NYISO_G-I_2_NEISO | NYISO_G-I | NEISO | 2035 | B4 | 100 | 0 | 600 | 0 | 0 | 0 | 0 | 0 | 0 | 0 | 0 | 0 | 0 | 0
NYISO_G-I_2_NEISO | NYISO_G-I | NEISO | 2035 | B5 | 200 | 0 | 600 | 0 | 0 | 0 | 0 | 0 | 0 | 0 | 0 | 0 | 0 | 0
NYISO_G-I_2_NEISO | NYISO_G-I | NEISO | 2035 | B6 | 300 | 0 | 600 | 0 | 0 | 0 | 0 | 0 | 0 | 0 | 0 | 0 | 0 | 0
NYISO_G-I_2_NEISO | NYISO_G-I | NEISO | 2035 | B7 | 400 | 0 | 600 | 0 | 0 | 0 | 0 | 0 | 0 | 0 | 0 | 0 | 0 | 0
NYISO_G-I_2_NEISO | NYISO_G-I | NEISO | 2035 | B8 | 500 | 0 | 600 | 0 | 0 | 0 | 0 | 0 | 0 | 0 | 0 | 0 | 0 | 0
NYISO_G-I_2_NEISO | NYISO_G-I | NEISO | 2035 | B9 | 800 | 0 | 600 | 0 | 0 | 0 | 0 | 0 | 0 | 0 | 0 | 0 | 0 | 0
NYISO_G-I_2_NEISO | NYISO_G-I | NEISO | 2035 | B10 | 1262 | 0 | 600 | 0 | 0 | 0 | 0 | 0 | 0 | 0 | 0 | 0 | 0 | 0
NYISO_G-I_2_NEISO | NYISO_G-I | NEISO | 2035 | B11 | 25 | 0 | 600 | 0 | 0 | 0 | 0 | 0 | 0 | 0 | 0 | 0 | 0 | 0
NYISO_G-I_2_NEISO | NYISO_G-I | NEISO | 2035 | B12 | 200 | 0 | 600 | 0 | 0 | 0 | 0 | 0 | 0 | 0 | 0 | 0 | 0 | 0
NYISO_G-I_2_NEISO | NYISO_G-I | NEISO | 2035 | B13 | 600 | 0 | 600 | 0 | 0 | 0 | 0 | 0 | 0 | 0 | 0 | 0 | 0 | 0
NYISO_G-I_2_NEISO | NYISO_G-I | NEISO | 2035 | B14 | 900 | 0 | 600 | 0 | 0 | 0 | 0 | 0 | 0 | 0 | 0 | 0 | 0 | 0
NYISO_G-I_2_NEISO | NYISO_G-I | NEISO | 2035 | B15 | 1203 | 0 | 600 | 0 | 0 | 0 | 0 | 0 | 0 | 0 | 0 | 0 | 0 | 0
NYISO_G-I_2_NEISO | NYISO_G-I | NEISO | 2035 | B16 | 25 | 0 | 600 | 0 | 0 | 0 | 0 | 0 | 0 | 0 | 0 | 0 | 0 | 0
NYISO_G-I_2_NEISO | NYISO_G-I | NEISO | 2035 | B17 | 100 | 0 | 600 | 0 | 0 | 0 | 0 | 0 | 0 | 0 | 0 | 0 | 0 | 0
NYISO_G-I_2_NEISO | NYISO_G-I | NEISO | 2035 | B18 | 400 | 0 | 600 | 0 | 0 | 0 | 0 | 0 | 0 | 0 | 0 | 0 | 0 | 0
NYISO_G-I_2_NEISO | NYISO_G-I | NEISO | 2035 | B19 | 700 | 0 | 600 | 0 | 0 | 0 | 0 | 0 | 0 | 0 | 0 | 0 | 0 | 0
NYISO_G-I_2_NEISO | NYISO_G-I | NEISO | 2035 | B20 | 935 | 0 | 600 | 0 | 0 | 0 | 0 | 0 | 0 | 0 | 0 | 0 | 0 | 0
NYISO_G-I_2_NEISO | NYISO_G-I | NEISO | 2040 | B1 | 10 | 0 | 600 | 0 | 0 | 0 | 0 | 0 | 0 | 0 | 0 | 0 | 0 | 0
NYISO_G-I_2_NEISO | NYISO_G-I | NEISO | 2040 | B2 | 25 | 0 | 600 | 0 | 0 | 0 | 0 | 0 | 0 | 0 | 0 | 0 | 0 | 0
NYISO_G-I_2_NEISO | NYISO_G-I | NEISO | 2040 | B3 | 75 | 0 | 600 | 0 | 0 | 0 | 0 | 0 | 0 | 0 | 0 | 0 | 0 | 0
NYISO_G-I_2_NEISO | NYISO_G-I | NEISO | 2040 | B4 | 100 | 0 | 600 | 0 | 0 | 0 | 0 | 0 | 0 | 0 | 0 | 0 | 0 | 0
NYISO_G-I_2_NEISO | NYISO_G-I | NEISO | 2040 | B5 | 200 | 0 | 600 | 0 | 0 | 0 | 0 | 0 | 0 | 0 | 0 | 0 | 0 | 0
NYISO_G-I_2_NEISO | NYISO_G-I | NEISO | 2040 | B6 | 300 | 0 | 600 | 0 | 0 | 0 | 0 | 0 | 0 | 0 | 0 | 0 | 0 | 0
NYISO_G-I_2_NEISO | NYISO_G-I | NEISO | 2040 | B7 | 400 | 0 | 600 | 0 | 0 | 0 | 0 | 0 | 0 | 0 | 0 | 0 | 0 | 0
NYISO_G-I_2_NEISO | NYISO_G-I | NEISO | 2040 | B8 | 500 | 0 | 600 | 0 | 0 | 0 | 0 | 0 | 0 | 0 | 0 | 0 | 0 | 0
NYISO_G-I_2_NEISO | NYISO_G-I | NEISO | 2040 | B9 | 800 | 0 | 600 | 0 | 0 | 0 | 0 | 0 | 0 | 0 | 0 | 0 | 0 | 0
NYISO_G-I_2_NEISO | NYISO_G-I | NEISO | 2040 | B10 | 1262 | 0 | 600 | 0 | 0 | 0 | 0 | 0 | 0 | 0 | 0 | 0 | 0 | 0
NYISO_G-I_2_NEISO | NYISO_G-I | NEISO | 2040 | B11 | 25 | 0 | 600 | 0 | 0 | 0 | 0 | 0 | 0 | 0 | 0 | 0 | 0 | 0
NYISO_G-I_2_NEISO | NYISO_G-I | NEISO | 2040 | B12 | 200 | 0 | 600 | 0 | 0 | 0 | 0 | 0 | 0 | 0 | 0 | 0 | 0 | 0
NYISO_G-I_2_NEISO | NYISO_G-I | NEISO | 2040 | B13 | 600 | 0 | 600 | 0 | 0 | 0 | 0 | 0 | 0 | 0 | 0 | 0 | 0 | 0
NYISO_G-I_2_NEISO | NYISO_G-I | NEISO | 2040 | B14 | 900 | 0 | 600 | 0 | 0 | 0 | 0 | 0 | 0 | 0 | 0 | 0 | 0 | 0
NYISO_G-I_2_NEISO | NYISO_G-I | NEISO | 2040 | B15 | 1203 | 0 | 600 | 0 | 0 | 0 | 0 | 0 | 0 | 0 | 0 | 0 | 0 | 0
NYISO_G-I_2_NEISO | NYISO_G-I | NEISO | 2040 | B16 | 25 | 0 | 600 | 0 | 0 | 0 | 0 | 0 | 0 | 0 | 0 | 0 | 0 | 0
NYISO_G-I_2_NEISO | NYISO_G-I | NEISO | 2040 | B17 | 100 | 0 | 600 | 0 | 0 | 0 | 0 | 0 | 0 | 0 | 0 | 0 | 0 | 0
NYISO_G-I_2_NEISO | NYISO_G-I | NEISO | 2040 | B18 | 400 | 0 | 600 | 0 | 0 | 0 | 0 | 0 | 0 | 0 | 0 | 0 | 0 | 0
NYISO_G-I_2_NEISO | NYISO_G-I | NEISO | 2040 | B19 | 700 | 0 | 600 | 0 | 0 | 0 | 0 | 0 | 0 | 0 | 0 | 0 | 0 | 0
NYISO_G-I_2_NEISO | NYISO_G-I | NEISO | 2040 | B20 | 935 | 0 | 600 | 0 | 0 | 0 | 0 | 0 | 0 | 0 | 0 | 0 | 0 | 0
NYISO_G-I_2_NEISO | NYISO_G-I | NEISO | 2045 | B1 | 10 | 0 | 600 | 0 | 0 | 0 | 0 | 0 | 0 | 0 | 0 | 0 | 0 | 0
NYISO_G-I_2_NEISO | NYISO_G-I | NEISO | 2045 | B2 | 25 | 0 | 600 | 0 | 0 | 0 | 0 | 0 | 0 | 0 | 0 | 0 | 0 | 0
NYISO_G-I_2_NEISO | NYISO_G-I | NEISO | 2045 | B3 | 75 | 0 | 600 | 0 | 0 | 0 | 0 | 0 | 0 | 0 | 0 | 0 | 0 | 0
NYISO_G-I_2_NEISO | NYISO_G-I | NEISO | 2045 | B4 | 100 | 0 | 600 | 0 | 0 | 0 | 0 | 0 | 0 | 0 | 0 | 0 | 0 | 0
NYISO_G-I_2_NEISO | NYISO_G-I | NEISO | 2045 | B5 | 200 | 0 | 600 | 0 | 0 | 0 | 0 | 0 | 0 | 0 | 0 | 0 | 0 | 0
NYISO_G-I_2_NEISO | NYISO_G-I | NEISO | 2045 | B6 | 300 | 0 | 600 | 0 | 0 | 0 | 0 | 0 | 0 | 0 | 0 | 0 | 0 | 0
NYISO_G-I_2_NEISO | NYISO_G-I | NEISO | 2045 | B7 | 400 | 0 | 600 | 0 | 0 | 0 | 0 | 0 | 0 | 0 | 0 | 0 | 0 | 0
NYISO_G-I_2_NEISO | NYISO_G-I | NEISO | 2045 | B8 | 500 | 0 | 600 | 0 | 0 | 0 | 0 | 0 | 0 | 0 | 0 | 0 | 0 | 0
NYISO_G-I_2_NEISO | NYISO_G-I | NEISO | 2045 | B9 | 800 | 0 | 600 | 0 | 0 | 0 | 0 | 0 | 0 | 0 | 0 | 0 | 0 | 0
NYISO_G-I_2_NEISO | NYISO_G-I | NEISO | 2045 | B10 | 1262 | 0 | 600 | 0 | 0 | 0 | 0 | 0 | 0 | 0 | 0 | 0 | 0 | 0
NYISO_G-I_2_NEISO | NYISO_G-I | NEISO | 2045 | B11 | 25 | 0 | 600 | 0 | 0 | 0 | 0 | 0 | 0 | 0 | 0 | 0 | 0 | 0
NYISO_G-I_2_NEISO | NYISO_G-I | NEISO | 2045 | B12 | 200 | 0 | 600 | 0 | 0 | 0 | 0 | 0 | 0 | 0 | 0 | 0 | 0 | 0
NYISO_G-I_2_NEISO | NYISO_G-I | NEISO | 2045 | B13 | 600 | 0 | 600 | 0 | 0 | 0 | 0 | 0 | 0 | 0 | 0 | 0 | 0 | 0
NYISO_G-I_2_NEISO | NYISO_G-I | NEISO | 2045 | B14 | 900 | 0 | 600 | 0 | 0 | 0 | 0 | 0 | 0 | 0 | 0 | 0 | 0 | 0
NYISO_G-I_2_NEISO | NYISO_G-I | NEISO | 2045 | B15 | 1203 | 0 | 600 | 0 | 0 | 0 | 0 | 0 | 0 | 0 | 0 | 0 | 0 | 0
NYISO_G-I_2_NEISO | NYISO_G-I | NEISO | 2045 | B16 | 25 | 0 | 600 | 0 | 0 | 0 | 0 | 0 | 0 | 0 | 0 | 0 | 0 | 0
NYISO_G-I_2_NEISO | NYISO_G-I | NEISO | 2045 | B17 | 100 | 0 | 600 | 0 | 0 | 0 | 0 | 0 | 0 | 0 | 0 | 0 | 0 | 0
NYISO_G-I_2_NEISO | NYISO_G-I | NEISO | 2045 | B18 | 400 | 0 | 600 | 0 | 0 | 0 | 0 | 0 | 0 | 0 | 0 | 0 | 0 | 0
NYISO_G-I_2_NEISO | NYISO_G-I | NEISO | 2045 | B19 | 700 | 0 | 600 | 0 | 0 | 0 | 0 | 0 | 0 | 0 | 0 | 0 | 0 | 0
NYISO_G-I_2_NEISO | NYISO_G-I | NEISO | 2045 | B20 | 935 | 0 | 600 | 0 | 0 | 0 | 0 | 0 | 0 | 0 | 0 | 0 | 0 | 0
NYISO_G-I_2_NEISO | NYISO_G-I | NEISO | 2050 | B1 | 10 | 0 | 600 | 0 | 0 | 0 | 0 | 0 | 0 | 0 | 0 | 0 | 0 | 0
NYISO_G-I_2_NEISO | NYISO_G-I | NEISO | 2050 | B2 | 25 | 0 | 600 | 0 | 0 | 0 | 0 | 0 | 0 | 0 | 0 | 0 | 0 | 0
NYISO_G-I_2_NEISO | NYISO_G-I | NEISO | 2050 | B3 | 75 | 0 | 600 | 0 | 0 | 0 | 0 | 0 | 0 | 0 | 0 | 0 | 0 | 0
NYISO_G-I_2_NEISO | NYISO_G-I | NEISO | 2050 | B4 | 100 | 0 | 600 | 0 | 0 | 0 | 0 | 0 | 0 | 0 | 0 | 0 | 0 | 0
NYISO_G-I_2_NEISO | NYISO_G-I | NEISO | 2050 | B5 | 200 | 0 | 600 | 0 | 0 | 0 | 0 | 0 | 0 | 0 | 0 | 0 | 0 | 0
NYISO_G-I_2_NEISO | NYISO_G-I | NEISO | 2050 | B6 | 300 | 0 | 600 | 0 | 0 | 0 | 0 | 0 | 0 | 0 | 0 | 0 | 0 | 0
NYISO_G-I_2_NEISO | NYISO_G-I | NEISO | 2050 | B7 | 400 | 0 | 600 | 0 | 0 | 0 | 0 | 0 | 0 | 0 | 0 | 0 | 0 | 0
NYISO_G-I_2_NEISO | NYISO_G-I | NEISO | 2050 | B8 | 500 | 0 | 600 | 0 | 0 | 0 | 0 | 0 | 0 | 0 | 0 | 0 | 0 | 0
NYISO_G-I_2_NEISO | NYISO_G-I | NEISO | 2050 | B9 | 800 | 0 | 600 | 0 | 0 | 0 | 0 | 0 | 0 | 0 | 0 | 0 | 0 | 0
NYISO_G-I_2_NEISO | NYISO_G-I | NEISO | 2050 | B10 | 1262 | 0 | 600 | 0 | 0 | 0 | 0 | 0 | 0 | 0 | 0 | 0 | 0 | 0
NYISO_G-I_2_NEISO | NYISO_G-I | NEISO | 2050 | B11 | 25 | 0 | 600 | 0 | 0 | 0 | 0 | 0 | 0 | 0 | 0 | 0 | 0 | 0
NYISO_G-I_2_NEISO | NYISO_G-I | NEISO | 2050 | B12 | 200 | 0 | 600 | 0 | 0 | 0 | 0 | 0 | 0 | 0 | 0 | 0 | 0 | 0
NYISO_G-I_2_NEISO | NYISO_G-I | NEISO | 2050 | B13 | 600 | 0 | 600 | 0 | 0 | 0 | 0 | 0 | 0 | 0 | 0 | 0 | 0 | 0
NYISO_G-I_2_NEISO | NYISO_G-I | NEISO | 2050 | B14 | 900 | 0 | 600 | 0 | 0 | 0 | 0 | 0 | 0 | 0 | 0 | 0 | 0 | 0
NYISO_G-I_2_NEISO | NYISO_G-I | NEISO | 2050 | B15 | 1203 | 0 | 600 | 0 | 0 | 0 | 0 | 0 | 0 | 0 | 0 | 0 | 0 | 0
NYISO_G-I_2_NEISO | NYISO_G-I | NEISO | 2050 | B16 | 25 | 0 | 600 | 0 | 0 | 0 | 0 | 0 | 0 | 0 | 0 | 0 | 0 | 0
NYISO_G-I_2_NEISO | NYISO_G-I | NEISO | 2050 | B17 | 100 | 0 | 600 | 0 | 0 | 0 | 0 | 0 | 0 | 0 | 0 | 0 | 0 | 0
NYISO_G-I_2_NEISO | NYISO_G-I | NEISO | 2050 | B18 | 400 | 0 | 600 | 0 | 0 | 0 | 0 | 0 | 0 | 0 | 0 | 0 | 0 | 0
NYISO_G-I_2_NEISO | NYISO_G-I | NEISO | 2050 | B19 | 700 | 0 | 600 | 0 | 0 | 0 | 0 | 0 | 0 | 0 | 0 | 0 | 0 | 0
NYISO_G-I_2_NEISO | NYISO_G-I | NEISO | 2050 | B20 | 935 | 0 | 600 | 0 | 0 | 0 | 0 | 0 | 0 | 0 | 0 | 0 | 0 | 0
NYISO_G-I_2_NYISO_A-F | NYISO_G-I | NYISO_A-F | 2015 | B1 | 10 | 0 | 1999 | 0 | 0 | 0 | 0 | 0 | 0 | 0 | 0 | 0 | 0 | 0
NYISO_G-I_2_NYISO_A-F | NYISO_G-I | NYISO_A-F | 2015 | B2 | 25 | 0 | 1999 | 0 | 0 | 0 | 0 | 0 | 0 | 0 | 0 | 0 | 0 | 0
NYISO_G-I_2_NYISO_A-F | NYISO_G-I | NYISO_A-F | 2015 | B3 | 75 | 0 | 1999 | 0 | 0 | 0 | 0 | 0 | 0 | 0 | 0 | 0 | 0 | 0
NYISO_G-I_2_NYISO_A-F | NYISO_G-I | NYISO_A-F | 2015 | B4 | 100 | 0 | 1999 | 0 | 0 | 0 | 0 | 0 | 0 | 0 | 0 | 0 | 0 | 0
NYISO_G-I_2_NYISO_A-F | NYISO_G-I | NYISO_A-F | 2015 | B5 | 200 | 0 | 1999 | 0 | 0 | 0 | 0 | 0 | 0 | 0 | 0 | 0 | 0 | 0
NYISO_G-I_2_NYISO_A-F | NYISO_G-I | NYISO_A-F | 2015 | B6 | 300 | 0 | 1999 | 0 | 0 | 0 | 0 | 0 | 0 | 0 | 0 | 0 | 0 | 0
NYISO_G-I_2_NYISO_A-F | NYISO_G-I | NYISO_A-F | 2015 | B7 | 400 | 0 | 1999 | 0 | 0 | 0 | 0 | 0 | 0 | 0 | 0 | 0 | 0 | 0
NYISO_G-I_2_NYISO_A-F | NYISO_G-I | NYISO_A-F | 2015 | B8 | 500 | 0 | 1999 | 0 | 0 | 0 | 0 | 0 | 0 | 0 | 0 | 0 | 0 | 0
NYISO_G-I_2_NYISO_A-F | NYISO_G-I | NYISO_A-F | 2015 | B9 | 800 | 0 | 1999 | 0 | 0 | 0 | 0 | 0 | 0 | 0 | 0 | 0 | 0 | 0
NYISO_G-I_2_NYISO_A-F | NYISO_G-I | NYISO_A-F | 2015 | B10 | 1262 | 0 | 1999 | 0 | 0 | 0 | 0 | 0 | 0 | 0 | 0 | 0 | 0 | 0
NYISO_G-I_2_NYISO_A-F | NYISO_G-I | NYISO_A-F | 2015 | B11 | 25 | 0 | 1999 | 0 | 0 | 0 | 0 | 0 | 0 | 0 | 0 | 0 | 0 | 0
NYISO_G-I_2_NYISO_A-F | NYISO_G-I | NYISO_A-F | 2015 | B12 | 200 | 0 | 1999 | 0 | 0 | 0 | 0 | 0 | 0 | 0 | 0 | 0 | 0 | 0
NYISO_G-I_2_NYISO_A-F | NYISO_G-I | NYISO_A-F | 2015 | B13 | 600 | 0 | 1999 | 0 | 0 | 0 | 0 | 0 | 0 | 0 | 0 | 0 | 0 | 0
NYISO_G-I_2_NYISO_A-F | NYISO_G-I | NYISO_A-F | 2015 | B14 | 900 | 0 | 1999 | 0 | 0 | 0 | 0 | 0 | 0 | 0 | 0 | 0 | 0 | 0
NYISO_G-I_2_NYISO_A-F | NYISO_G-I | NYISO_A-F | 2015 | B15 | 1203 | 0 | 1999 | 0 | 0 | 0 | 0 | 0 | 0 | 0 | 0 | 0 | 0 | 0
NYISO_G-I_2_NYISO_A-F | NYISO_G-I | NYISO_A-F | 2015 | B16 | 25 | 0 | 1999 | 0 | 0 | 0 | 0 | 0 | 0 | 0 | 0 | 0 | 0 | 0
NYISO_G-I_2_NYISO_A-F | NYISO_G-I | NYISO_A-F | 2015 | B17 | 100 | 0 | 1999 | 0 | 0 | 0 | 0 | 0 | 0 | 0 | 0 | 0 | 0 | 0
NYISO_G-I_2_NYISO_A-F | NYISO_G-I | NYISO_A-F | 2015 | B18 | 400 | 0 | 1999 | 0 | 0 | 0 | 0 | 0 | 0 | 0 | 0 | 0 | 0 | 0
NYISO_G-I_2_NYISO_A-F | NYISO_G-I | NYISO_A-F | 2015 | B19 | 700 | 0 | 1999 | 0 | 0 | 0 | 0 | 0 | 0 | 0 | 0 | 0 | 0 | 0
NYISO_G-I_2_NYISO_A-F | NYISO_G-I | NYISO_A-F | 2015 | B20 | 935 | 0 | 1999 | 0 | 0 | 0 | 0 | 0 | 0 | 0 | 0 | 0 | 0 | 0
NYISO_G-I_2_NYISO_A-F | NYISO_G-I | NYISO_A-F | 2020 | B1 | 10 | 0 | 1999 | 0 | 0 | 0 | 0 | 0 | 0 | 0 | 0 | 0 | 0 | 0
NYISO_G-I_2_NYISO_A-F | NYISO_G-I | NYISO_A-F | 2020 | B2 | 25 | 0 | 1999 | 0 | 0 | 0 | 0 | 0 | 0 | 0 | 0 | 0 | 0 | 0
NYISO_G-I_2_NYISO_A-F | NYISO_G-I | NYISO_A-F | 2020 | B3 | 75 | 0 | 1999 | 0 | 0 | 0 | 0 | 0 | 0 | 0 | 0 | 0 | 0 | 0
NYISO_G-I_2_NYISO_A-F | NYISO_G-I | NYISO_A-F | 2020 | B4 | 100 | 0 | 1999 | 0 | 0 | 0 | 0 | 0 | 0 | 0 | 0 | 0 | 0 | 0
NYISO_G-I_2_NYISO_A-F | NYISO_G-I | NYISO_A-F | 2020 | B5 | 200 | 0 | 1999 | 0 | 0 | 0 | 0 | 0 | 0 | 0 | 0 | 0 | 0 | 0
NYISO_G-I_2_NYISO_A-F | NYISO_G-I | NYISO_A-F | 2020 | B6 | 300 | 0 | 1999 | 0 | 0 | 0 | 0 | 0 | 0 | 0 | 0 | 0 | 0 | 0
NYISO_G-I_2_NYISO_A-F | NYISO_G-I | NYISO_A-F | 2020 | B7 | 400 | 0 | 1999 | 0 | 0 | 0 | 0 | 0 | 0 | 0 | 0 | 0 | 0 | 0
NYISO_G-I_2_NYISO_A-F | NYISO_G-I | NYISO_A-F | 2020 | B8 | 500 | 0 | 1999 | 0 | 0 | 0 | 0 | 0 | 0 | 0 | 0 | 0 | 0 | 0
NYISO_G-I_2_NYISO_A-F | NYISO_G-I | NYISO_A-F | 2020 | B9 | 800 | 0 | 1999 | 0 | 0 | 0 | 0 | 0 | 0 | 0 | 0 | 0 | 0 | 0
NYISO_G-I_2_NYISO_A-F | NYISO_G-I | NYISO_A-F | 2020 | B10 | 1262 | 0 | 1999 | 0 | 0 | 0 | 0 | 0 | 0 | 0 | 0 | 0 | 0 | 0
NYISO_G-I_2_NYISO_A-F | NYISO_G-I | NYISO_A-F | 2020 | B11 | 25 | 0 | 1999 | 0 | 0 | 0 | 0 | 0 | 0 | 0 | 0 | 0 | 0 | 0
NYISO_G-I_2_NYISO_A-F | NYISO_G-I | NYISO_A-F | 2020 | B12 | 200 | 0 | 1999 | 0 | 0 | 0 | 0 | 0 | 0 | 0 | 0 | 0 | 0 | 0
NYISO_G-I_2_NYISO_A-F | NYISO_G-I | NYISO_A-F | 2020 | B13 | 600 | 0 | 1999 | 0 | 0 | 0 | 0 | 0 | 0 | 0 | 0 | 0 | 0 | 0
NYISO_G-I_2_NYISO_A-F | NYISO_G-I | NYISO_A-F | 2020 | B14 | 900 | 0 | 1999 | 0 | 0 | 0 | 0 | 0 | 0 | 0 | 0 | 0 | 0 | 0
NYISO_G-I_2_NYISO_A-F | NYISO_G-I | NYISO_A-F | 2020 | B15 | 1203 | 0 | 1999 | 0 | 0 | 0 | 0 | 0 | 0 | 0 | 0 | 0 | 0 | 0
NYISO_G-I_2_NYISO_A-F | NYISO_G-I | NYISO_A-F | 2020 | B16 | 25 | 0 | 1999 | 0 | 0 | 0 | 0 | 0 | 0 | 0 | 0 | 0 | 0 | 0
NYISO_G-I_2_NYISO_A-F | NYISO_G-I | NYISO_A-F | 2020 | B17 | 100 | 0 | 1999 | 0 | 0 | 0 | 0 | 0 | 0 | 0 | 0 | 0 | 0 | 0
NYISO_G-I_2_NYISO_A-F | NYISO_G-I | NYISO_A-F | 2020 | B18 | 400 | 0 | 1999 | 0 | 0 | 0 | 0 | 0 | 0 | 0 | 0 | 0 | 0 | 0
NYISO_G-I_2_NYISO_A-F | NYISO_G-I | NYISO_A-F | 2020 | B19 | 700 | 0 | 1999 | 0 | 0 | 0 | 0 | 0 | 0 | 0 | 0 | 0 | 0 | 0
NYISO_G-I_2_NYISO_A-F | NYISO_G-I | NYISO_A-F | 2020 | B20 | 935 | 0 | 1999 | 0 | 0 | 0 | 0 | 0 | 0 | 0 | 0 | 0 | 0 | 0
NYISO_G-I_2_NYISO_A-F | NYISO_G-I | NYISO_A-F | 2025 | B1 | 10 | 0 | 1999 | 0 | 0 | 0 | 0 | 0 | 0 | 0 | 0 | 0 | 0 | 0
NYISO_G-I_2_NYISO_A-F | NYISO_G-I | NYISO_A-F | 2025 | B2 | 25 | 0 | 1999 | 0 | 0 | 0 | 0 | 0 | 0 | 0 | 0 | 0 | 0 | 0
NYISO_G-I_2_NYISO_A-F | NYISO_G-I | NYISO_A-F | 2025 | B3 | 75 | 0 | 1999 | 0 | 0 | 0 | 0 | 0 | 0 | 0 | 0 | 0 | 0 | 0
NYISO_G-I_2_NYISO_A-F | NYISO_G-I | NYISO_A-F | 2025 | B4 | 100 | 0 | 1999 | 0 | 0 | 0 | 0 | 0 | 0 | 0 | 0 | 0 | 0 | 0
NYISO_G-I_2_NYISO_A-F | NYISO_G-I | NYISO_A-F | 2025 | B5 | 200 | 0 | 1999 | 0 | 0 | 0 | 0 | 0 | 0 | 0 | 0 | 0 | 0 | 0
NYISO_G-I_2_NYISO_A-F | NYISO_G-I | NYISO_A-F | 2025 | B6 | 300 | 0 | 1999 | 0 | 0 | 0 | 0 | 0 | 0 | 0 | 0 | 0 | 0 | 0
NYISO_G-I_2_NYISO_A-F | NYISO_G-I | NYISO_A-F | 2025 | B7 | 400 | 0 | 1999 | 0 | 0 | 0 | 0 | 0 | 0 | 0 | 0 | 0 | 0 | 0
NYISO_G-I_2_NYISO_A-F | NYISO_G-I | NYISO_A-F | 2025 | B8 | 500 | 0 | 1999 | 0 | 0 | 0 | 0 | 0 | 0 | 0 | 0 | 0 | 0 | 0
NYISO_G-I_2_NYISO_A-F | NYISO_G-I | NYISO_A-F | 2025 | B9 | 800 | 0 | 1999 | 0 | 0 | 0 | 0 | 0 | 0 | 0 | 0 | 0 | 0 | 0
NYISO_G-I_2_NYISO_A-F | NYISO_G-I | NYISO_A-F | 2025 | B10 | 1262 | 0 | 1999 | 0 | 0 | 0 | 0 | 0 | 0 | 0 | 0 | 0 | 0 | 0
NYISO_G-I_2_NYISO_A-F | NYISO_G-I | NYISO_A-F | 2025 | B11 | 25 | 0 | 1999 | 0 | 0 | 0 | 0 | 0 | 0 | 0 | 0 | 0 | 0 | 0
NYISO_G-I_2_NYISO_A-F | NYISO_G-I | NYISO_A-F | 2025 | B12 | 200 | 0 | 1999 | 0 | 0 | 0 | 0 | 0 | 0 | 0 | 0 | 0 | 0 | 0
NYISO_G-I_2_NYISO_A-F | NYISO_G-I | NYISO_A-F | 2025 | B13 | 600 | 0 | 1999 | 0 | 0 | 0 | 0 | 0 | 0 | 0 | 0 | 0 | 0 | 0
NYISO_G-I_2_NYISO_A-F | NYISO_G-I | NYISO_A-F | 2025 | B14 | 900 | 0 | 1999 | 0 | 0 | 0 | 0 | 0 | 0 | 0 | 0 | 0 | 0 | 0
NYISO_G-I_2_NYISO_A-F | NYISO_G-I | NYISO_A-F | 2025 | B15 | 1203 | 0 | 1999 | 0 | 0 | 0 | 0 | 0 | 0 | 0 | 0 | 0 | 0 | 0
NYISO_G-I_2_NYISO_A-F | NYISO_G-I | NYISO_A-F | 2025 | B16 | 25 | 0 | 1999 | 0 | 0 | 0 | 0 | 0 | 0 | 0 | 0 | 0 | 0 | 0
NYISO_G-I_2_NYISO_A-F | NYISO_G-I | NYISO_A-F | 2025 | B17 | 100 | 0 | 1999 | 0 | 0 | 0 | 0 | 0 | 0 | 0 | 0 | 0 | 0 | 0
NYISO_G-I_2_NYISO_A-F | NYISO_G-I | NYISO_A-F | 2025 | B18 | 400 | 0 | 1999 | 0 | 0 | 0 | 0 | 0 | 0 | 0 | 0 | 0 | 0 | 0
NYISO_G-I_2_NYISO_A-F | NYISO_G-I | NYISO_A-F | 2025 | B19 | 700 | 0 | 1999 | 0 | 0 | 0 | 0 | 0 | 0 | 0 | 0 | 0 | 0 | 0
NYISO_G-I_2_NYISO_A-F | NYISO_G-I | NYISO_A-F | 2025 | B20 | 935 | 0 | 1999 | 0 | 0 | 0 | 0 | 0 | 0 | 0 | 0 | 0 | 0 | 0
NYISO_G-I_2_NYISO_A-F | NYISO_G-I | NYISO_A-F | 2030 | B1 | 10 | 0 | 1999 | 0 | 0 | 0 | 0 | 0 | 0 | 0 | 0 | 0 | 0 | 0
NYISO_G-I_2_NYISO_A-F | NYISO_G-I | NYISO_A-F | 2030 | B2 | 25 | 0 | 1999 | 0 | 0 | 0 | 0 | 0 | 0 | 0 | 0 | 0 | 0 | 0
NYISO_G-I_2_NYISO_A-F | NYISO_G-I | NYISO_A-F | 2030 | B3 | 75 | 0 | 1999 | 0 | 0 | 0 | 0 | 0 | 0 | 0 | 0 | 0 | 0 | 0
NYISO_G-I_2_NYISO_A-F | NYISO_G-I | NYISO_A-F | 2030 | B4 | 100 | 0 | 1999 | 0 | 0 | 0 | 0 | 0 | 0 | 0 | 0 | 0 | 0 | 0
NYISO_G-I_2_NYISO_A-F | NYISO_G-I | NYISO_A-F | 2030 | B5 | 200 | 0 | 1999 | 0 | 0 | 0 | 0 | 0 | 0 | 0 | 0 | 0 | 0 | 0
NYISO_G-I_2_NYISO_A-F | NYISO_G-I | NYISO_A-F | 2030 | B6 | 300 | 0 | 1999 | 0 | 0 | 0 | 0 | 0 | 0 | 0 | 0 | 0 | 0 | 0
NYISO_G-I_2_NYISO_A-F | NYISO_G-I | NYISO_A-F | 2030 | B7 | 400 | 0 | 1999 | 0 | 0 | 0 | 0 | 0 | 0 | 0 | 0 | 0 | 0 | 0
NYISO_G-I_2_NYISO_A-F | NYISO_G-I | NYISO_A-F | 2030 | B8 | 500 | 0 | 1999 | 0 | 0 | 0 | 0 | 0 | 0 | 0 | 0 | 0 | 0 | 0
NYISO_G-I_2_NYISO_A-F | NYISO_G-I | NYISO_A-F | 2030 | B9 | 800 | 0 | 1999 | 0 | 0 | 0 | 0 | 0 | 0 | 0 | 0 | 0 | 0 | 0
NYISO_G-I_2_NYISO_A-F | NYISO_G-I | NYISO_A-F | 2030 | B10 | 1262 | 0 | 1999 | 0 | 0 | 0 | 0 | 0 | 0 | 0 | 0 | 0 | 0 | 0
NYISO_G-I_2_NYISO_A-F | NYISO_G-I | NYISO_A-F | 2030 | B11 | 25 | 0 | 1999 | 0 | 0 | 0 | 0 | 0 | 0 | 0 | 0 | 0 | 0 | 0
NYISO_G-I_2_NYISO_A-F | NYISO_G-I | NYISO_A-F | 2030 | B12 | 200 | 0 | 1999 | 0 | 0 | 0 | 0 | 0 | 0 | 0 | 0 | 0 | 0 | 0
NYISO_G-I_2_NYISO_A-F | NYISO_G-I | NYISO_A-F | 2030 | B13 | 600 | 0 | 1999 | 0 | 0 | 0 | 0 | 0 | 0 | 0 | 0 | 0 | 0 | 0
NYISO_G-I_2_NYISO_A-F | NYISO_G-I | NYISO_A-F | 2030 | B14 | 900 | 0 | 1999 | 0 | 0 | 0 | 0 | 0 | 0 | 0 | 0 | 0 | 0 | 0
NYISO_G-I_2_NYISO_A-F | NYISO_G-I | NYISO_A-F | 2030 | B15 | 1203 | 0 | 1999 | 0 | 0 | 0 | 0 | 0 | 0 | 0 | 0 | 0 | 0 | 0
NYISO_G-I_2_NYISO_A-F | NYISO_G-I | NYISO_A-F | 2030 | B16 | 25 | 0 | 1999 | 0 | 0 | 0 | 0 | 0 | 0 | 0 | 0 | 0 | 0 | 0
NYISO_G-I_2_NYISO_A-F | NYISO_G-I | NYISO_A-F | 2030 | B17 | 100 | 0 | 1999 | 0 | 0 | 0 | 0 | 0 | 0 | 0 | 0 | 0 | 0 | 0
NYISO_G-I_2_NYISO_A-F | NYISO_G-I | NYISO_A-F | 2030 | B18 | 400 | 0 | 1999 | 0 | 0 | 0 | 0 | 0 | 0 | 0 | 0 | 0 | 0 | 0
NYISO_G-I_2_NYISO_A-F | NYISO_G-I | NYISO_A-F | 2030 | B19 | 700 | 0 | 1999 | 0 | 0 | 0 | 0 | 0 | 0 | 0 | 0 | 0 | 0 | 0
NYISO_G-I_2_NYISO_A-F | NYISO_G-I | NYISO_A-F | 2030 | B20 | 935 | 0 | 1999 | 0 | 0 | 0 | 0 | 0 | 0 | 0 | 0 | 0 | 0 | 0
NYISO_G-I_2_NYISO_A-F | NYISO_G-I | NYISO_A-F | 2035 | B1 | 10 | 0 | 1999 | 0 | 0 | 0 | 0 | 0 | 0 | 0 | 0 | 0 | 0 | 0
NYISO_G-I_2_NYISO_A-F | NYISO_G-I | NYISO_A-F | 2035 | B2 | 25 | 0 | 1999 | 0 | 0 | 0 | 0 | 0 | 0 | 0 | 0 | 0 | 0 | 0
NYISO_G-I_2_NYISO_A-F | NYISO_G-I | NYISO_A-F | 2035 | B3 | 75 | 0 | 1999 | 0 | 0 | 0 | 0 | 0 | 0 | 0 | 0 | 0 | 0 | 0
NYISO_G-I_2_NYISO_A-F | NYISO_G-I | NYISO_A-F | 2035 | B4 | 100 | 0 | 1999 | 0 | 0 | 0 | 0 | 0 | 0 | 0 | 0 | 0 | 0 | 0
NYISO_G-I_2_NYISO_A-F | NYISO_G-I | NYISO_A-F | 2035 | B5 | 200 | 0 | 1999 | 0 | 0 | 0 | 0 | 0 | 0 | 0 | 0 | 0 | 0 | 0
NYISO_G-I_2_NYISO_A-F | NYISO_G-I | NYISO_A-F | 2035 | B6 | 300 | 0 | 1999 | 0 | 0 | 0 | 0 | 0 | 0 | 0 | 0 | 0 | 0 | 0
NYISO_G-I_2_NYISO_A-F | NYISO_G-I | NYISO_A-F | 2035 | B7 | 400 | 0 | 1999 | 0 | 0 | 0 | 0 | 0 | 0 | 0 | 0 | 0 | 0 | 0
NYISO_G-I_2_NYISO_A-F | NYISO_G-I | NYISO_A-F | 2035 | B8 | 500 | 0 | 1999 | 0 | 0 | 0 | 0 | 0 | 0 | 0 | 0 | 0 | 0 | 0
NYISO_G-I_2_NYISO_A-F | NYISO_G-I | NYISO_A-F | 2035 | B9 | 800 | 0 | 1999 | 0 | 0 | 0 | 0 | 0 | 0 | 0 | 0 | 0 | 0 | 0
NYISO_G-I_2_NYISO_A-F | NYISO_G-I | NYISO_A-F | 2035 | B10 | 1262 | 0 | 1999 | 1146.41 | 0 | 335.43 | 0 | 0 | 0 | 0 | 0 | 0 | 0 | 0
NYISO_G-I_2_NYISO_A-F | NYISO_G-I | NYISO_A-F | 2035 | B11 | 25 | 0 | 1999 | 0 | 0 | 0 | 0 | 0 | 0 | 0 | 0 | 0 | 0 | 0
NYISO_G-I_2_NYISO_A-F | NYISO_G-I | NYISO_A-F | 2035 | B12 | 200 | 0 | 1999 | 0 | 0 | 0 | 0 | 0 | 0 | 0 | 0 | 0 | 0 | 0
NYISO_G-I_2_NYISO_A-F | NYISO_G-I | NYISO_A-F | 2035 | B13 | 600 | 0 | 1999 | 0 | 0 | 0 | 0 | 0 | 0 | 0 | 0 | 0 | 0 | 0
NYISO_G-I_2_NYISO_A-F | NYISO_G-I | NYISO_A-F | 2035 | B14 | 900 | 0 | 1999 | 0 | 0 | 0 | 0 | 0 | 0 | 0 | 0 | 0 | 0 | 0
NYISO_G-I_2_NYISO_A-F | NYISO_G-I | NYISO_A-F | 2035 | B15 | 1203 | 0 | 1999 | 58.91 | 0 | 0 | 0 | 0 | 0 | 0 | 0 | 0 | 0 | 0
NYISO_G-I_2_NYISO_A-F | NYISO_G-I | NYISO_A-F | 2035 | B16 | 25 | 0 | 1999 | 0 | 0 | 0 | 0 | 0 | 0 | 0 | 0 | 0 | 0 | 0
NYISO_G-I_2_NYISO_A-F | NYISO_G-I | NYISO_A-F | 2035 | B17 | 100 | 0 | 1999 | 0 | 0 | 0 | 0 | 0 | 0 | 0 | 0 | 0 | 0 | 0
NYISO_G-I_2_NYISO_A-F | NYISO_G-I | NYISO_A-F | 2035 | B18 | 400 | 0 | 1999 | 0 | 0 | 0 | 0 | 0 | 0 | 0 | 0 | 0 | 0 | 0
NYISO_G-I_2_NYISO_A-F | NYISO_G-I | NYISO_A-F | 2035 | B19 | 700 | 0 | 1999 | 0 | 0 | 0 | 0 | 0 | 0 | 0 | 0 | 0 | 0 | 0
NYISO_G-I_2_NYISO_A-F | NYISO_G-I | NYISO_A-F | 2035 | B20 | 935 | 0 | 1999 | 0 | 0 | 0 | 0 | 0 | 0 | 0 | 0 | 0 | 0 | 0
NYISO_G-I_2_NYISO_A-F | NYISO_G-I | NYISO_A-F | 2040 | B1 | 10 | 0 | 1999 | 0 | 0 | 0 | 0 | 0 | 0 | 0 | 0 | 0 | 0 | 0.73
NYISO_G-I_2_NYISO_A-F | NYISO_G-I | NYISO_A-F | 2040 | B2 | 25 | 0 | 1999 | 0 | 0 | 0 | 0 | 0 | 0 | 0 | 0 | 0 | 0 | 0.73
NYISO_G-I_2_NYISO_A-F | NYISO_G-I | NYISO_A-F | 2040 | B3 | 75 | 0 | 1999 | 0 | 0 | 0 | 0 | 0 | 0 | 0 | 0 | 0 | 0 | 0.73
NYISO_G-I_2_NYISO_A-F | NYISO_G-I | NYISO_A-F | 2040 | B4 | 100 | 0 | 1999 | 0 | 0 | 0 | 0 | 0 | 0 | 0 | 0 | 0 | 0 | 0.73
NYISO_G-I_2_NYISO_A-F | NYISO_G-I | NYISO_A-F | 2040 | B5 | 200 | 0 | 1999 | 0 | 0 | 0 | 0 | 0 | 0 | 0 | 0 | 0 | 0 | 0.73
NYISO_G-I_2_NYISO_A-F | NYISO_G-I | NYISO_A-F | 2040 | B6 | 300 | 0 | 1999 | 0 | 0 | 0 | 0 | 0 | 0 | 0 | 0 | 0 | 0 | 0.73
NYISO_G-I_2_NYISO_A-F | NYISO_G-I | NYISO_A-F | 2040 | B7 | 400 | 0 | 1999 | 0 | 0 | 0 | 0 | 0 | 0 | 0 | 0 | 0 | 0 | 0.73
NYISO_G-I_2_NYISO_A-F | NYISO_G-I | NYISO_A-F | 2040 | B8 | 500 | 0 | 1999 | 0 | 0 | 0 | 0 | 0 | 0 | 0 | 0 | 0 | 0 | 0.73
NYISO_G-I_2_NYISO_A-F | NYISO_G-I | NYISO_A-F | 2040 | B9 | 800 | 0 | 1999 | 0 | 0 | 0 | 0 | 0 | 0 | 0 | 0 | 0 | 0 | 0.73
NYISO_G-I_2_NYISO_A-F | NYISO_G-I | NYISO_A-F | 2040 | B10 | 1262 | 0 | 1999 | 1999 | 0 | 703 | 0 | 0 | 2.92 | 0 | 0 | 2.92 | 0 | 0.73
NYISO_G-I_2_NYISO_A-F | NYISO_G-I | NYISO_A-F | 2040 | B11 | 25 | 0 | 1999 | 0 | 0 | 0 | 0 | 0 | 0 | 0 | 0 | 0 | 0 | 0.73
NYISO_G-I_2_NYISO_A-F | NYISO_G-I | NYISO_A-F | 2040 | B12 | 200 | 0 | 1999 | 0 | 0 | 0 | 0 | 0 | 0 | 0 | 0 | 0 | 0 | 0.73
NYISO_G-I_2_NYISO_A-F | NYISO_G-I | NYISO_A-F | 2040 | B13 | 600 | 0 | 1999 | 0 | 0 | 0 | 0 | 0 | 0 | 0 | 0 | 0 | 0 | 0.73
NYISO_G-I_2_NYISO_A-F | NYISO_G-I | NYISO_A-F | 2040 | B14 | 900 | 0 | 1999 | 0 | 0 | 0 | 0 | 0 | 0 | 0 | 0 | 0 | 0 | 0.73
NYISO_G-I_2_NYISO_A-F | NYISO_G-I | NYISO_A-F | 2040 | B15 | 1203 | 0 | 1999 | 1420.39 | 0 | 242.08 | 0 | 0 | 0 | 0 | 0 | 0 | 0 | 0.73
NYISO_G-I_2_NYISO_A-F | NYISO_G-I | NYISO_A-F | 2040 | B16 | 25 | 0 | 1999 | 0 | 0 | 0 | 0 | 0 | 0 | 0 | 0 | 0 | 0 | 0.73
NYISO_G-I_2_NYISO_A-F | NYISO_G-I | NYISO_A-F | 2040 | B17 | 100 | 0 | 1999 | 0 | 0 | 0 | 0 | 0 | 0 | 0 | 0 | 0 | 0 | 0.73
NYISO_G-I_2_NYISO_A-F | NYISO_G-I | NYISO_A-F | 2040 | B18 | 400 | 0 | 1999 | 0 | 0 | 0 | 0 | 0 | 0 | 0 | 0 | 0 | 0 | 0.73
NYISO_G-I_2_NYISO_A-F | NYISO_G-I | NYISO_A-F | 2040 | B19 | 700 | 0 | 1999 | 0 | 0 | 0 | 0 | 0 | 0 | 0 | 0 | 0 | 0 | 0.73
NYISO_G-I_2_NYISO_A-F | NYISO_G-I | NYISO_A-F | 2040 | B20 | 935 | 0 | 1999 | 0 | 0 | 0 | 0 | 0 | 0 | 0 | 0 | 0 | 0 | 0.73
NYISO_G-I_2_NYISO_A-F | NYISO_G-I | NYISO_A-F | 2045 | B1 | 10 | 0 | 1999 | 0 | 0 | 0 | 0 | 0 | 0 | 0 | 0 | 0 | 0 | 0.24927
NYISO_G-I_2_NYISO_A-F | NYISO_G-I | NYISO_A-F | 2045 | B2 | 25 | 0 | 1999 | 0 | 0 | 0 | 0 | 0 | 0 | 0 | 0 | 0 | 0 | 0.24927
NYISO_G-I_2_NYISO_A-F | NYISO_G-I | NYISO_A-F | 2045 | B3 | 75 | 0 | 1999 | 0 | 0 | 0 | 0 | 0 | 0 | 0 | 0 | 0 | 0 | 0.24927
NYISO_G-I_2_NYISO_A-F | NYISO_G-I | NYISO_A-F | 2045 | B4 | 100 | 0 | 1999 | 0 | 0 | 0 | 0 | 0 | 0 | 0 | 0 | 0 | 0 | 0.24927
NYISO_G-I_2_NYISO_A-F | NYISO_G-I | NYISO_A-F | 2045 | B5 | 200 | 0 | 1999 | 0 | 0 | 0 | 0 | 0 | 0 | 0 | 0 | 0 | 0 | 0.24927
NYISO_G-I_2_NYISO_A-F | NYISO_G-I | NYISO_A-F | 2045 | B6 | 300 | 0 | 1999 | 0 | 0 | 0 | 0 | 0 | 0 | 0 | 0 | 0 | 0 | 0.24927
NYISO_G-I_2_NYISO_A-F | NYISO_G-I | NYISO_A-F | 2045 | B7 | 400 | 0 | 1999 | 0 | 0 | 0 | 0 | 0 | 0 | 0 | 0 | 0 | 0 | 0.24927
NYISO_G-I_2_NYISO_A-F | NYISO_G-I | NYISO_A-F | 2045 | B8 | 500 | 0 | 1999 | 0 | 0 | 0 | 0 | 0 | 0 | 0 | 0 | 0 | 0 | 0.24927
NYISO_G-I_2_NYISO_A-F | NYISO_G-I | NYISO_A-F | 2045 | B9 | 800 | 0 | 1999 | 0 | 0 | 0 | 0 | 0 | 0 | 0 | 0 | 0 | 0 | 0.24927
NYISO_G-I_2_NYISO_A-F | NYISO_G-I | NYISO_A-F | 2045 | B10 | 1262 | 0 | 1999 | 1999 | 0 | 192.99 | 0 | 0 | 0.99708 | 0 | 0 | 0.99708 | 0 | 0.24927
NYISO_G-I_2_NYISO_A-F | NYISO_G-I | NYISO_A-F | 2045 | B11 | 25 | 0 | 1999 | 0 | 0 | 0 | 0 | 0 | 0 | 0 | 0 | 0 | 0 | 0.24927
NYISO_G-I_2_NYISO_A-F | NYISO_G-I | NYISO_A-F | 2045 | B12 | 200 | 0 | 1999 | 0 | 0 | 0 | 0 | 0 | 0 | 0 | 0 | 0 | 0 | 0.24927
NYISO_G-I_2_NYISO_A-F | NYISO_G-I | NYISO_A-F | 2045 | B13 | 600 | 0 | 1999 | 0 | 0 | 0 | 0 | 0 | 0 | 0 | 0 | 0 | 0 | 0.24927
NYISO_G-I_2_NYISO_A-F | NYISO_G-I | NYISO_A-F | 2045 | B14 | 900 | 0 | 1999 | 0 | 0 | 0 | 0 | 0 | 0 | 0 | 0 | 0 | 0 | 0.24927
NYISO_G-I_2_NYISO_A-F | NYISO_G-I | NYISO_A-F | 2045 | B15 | 1203 | 0 | 1999 | 1114.43 | 0 | 190.16 | 0 | 0 | 0 | 0 | 0 | 0 | 0 | 0.24927
NYISO_G-I_2_NYISO_A-F | NYISO_G-I | NYISO_A-F | 2045 | B16 | 25 | 0 | 1999 | 0 | 0 | 0 | 0 | 0 | 0 | 0 | 0 | 0 | 0 | 0.24927
NYISO_G-I_2_NYISO_A-F | NYISO_G-I | NYISO_A-F | 2045 | B17 | 100 | 0 | 1999 | 0 | 0 | 0 | 0 | 0 | 0 | 0 | 0 | 0 | 0 | 0.24927
NYISO_G-I_2_NYISO_A-F | NYISO_G-I | NYISO_A-F | 2045 | B18 | 400 | 0 | 1999 | 0 | 0 | 0 | 0 | 0 | 0 | 0 | 0 | 0 | 0 | 0.24927
NYISO_G-I_2_NYISO_A-F | NYISO_G-I | NYISO_A-F | 2045 | B19 | 700 | 0 | 1999 | 0 | 0 | 0 | 0 | 0 | 0 | 0 | 0 | 0 | 0 | 0.24927
NYISO_G-I_2_NYISO_A-F | NYISO_G-I | NYISO_A-F | 2045 | B20 | 935 | 0 | 1999 | 0 | 0 | 0 | 0 | 0 | 0 | 0 | 0 | 0 | 0 | 0.24927
NYISO_G-I_2_NYISO_A-F | NYISO_G-I | NYISO_A-F | 2050 | B1 | 10 | 0 | 1999 | 0 | 0 | 0 | 0 | 0 | 0 | 0 | 0 | 0 | 0 | 0.4503
NYISO_G-I_2_NYISO_A-F | NYISO_G-I | NYISO_A-F | 2050 | B2 | 25 | 0 | 1999 | 0 | 0 | 0 | 0 | 0 | 0 | 0 | 0 | 0 | 0 | 0.4503
NYISO_G-I_2_NYISO_A-F | NYISO_G-I | NYISO_A-F | 2050 | B3 | 75 | 0 | 1999 | 605.63 | 0 | 428.44 | 0 | 0 | 0 | 0 | 0 | 0 | 0 | 0.4503
NYISO_G-I_2_NYISO_A-F | NYISO_G-I | NYISO_A-F | 2050 | B4 | 100 | 0 | 1999 | 0 | 0 | 0 | 0 | 0 | 0 | 0 | 0 | 0 | 0 | 0.4503
NYISO_G-I_2_NYISO_A-F | NYISO_G-I | NYISO_A-F | 2050 | B5 | 200 | 0 | 1999 | 0 | 0 | 162.29 | 0 | 0 | 0 | 0 | 0 | 0 | 0 | 0.4503
NYISO_G-I_2_NYISO_A-F | NYISO_G-I | NYISO_A-F | 2050 | B6 | 300 | 0 | 1999 | 0 | 0 | 0 | 0 | 0 | 0 | 0 | 0 | 0 | 0 | 0.4503
NYISO_G-I_2_NYISO_A-F | NYISO_G-I | NYISO_A-F | 2050 | B7 | 400 | 0 | 1999 | 0 | 0 | 220.45 | 0 | 0 | 0 | 0 | 0 | 0 | 0 | 0.4503
NYISO_G-I_2_NYISO_A-F | NYISO_G-I | NYISO_A-F | 2050 | B8 | 500 | 0 | 1999 | 446.32 | 0 | 798.1 | 0 | 0 | 0 | 0 | 0 | 0 | 0 | 0.4503
NYISO_G-I_2_NYISO_A-F | NYISO_G-I | NYISO_A-F | 2050 | B9 | 800 | 0 | 1999 | 704.59 | 0 | 1801.19 | 0 | 0 | 0 | 0 | 0 | 0 | 0 | 0.4503
NYISO_G-I_2_NYISO_A-F | NYISO_G-I | NYISO_A-F | 2050 | B10 | 1262 | 0 | 1999 | 1999 | 0 | 1999 | 0 | 0 | 3.3711 | 0 | 0.32049 | 1.7259 | 0 | 0.4503
NYISO_G-I_2_NYISO_A-F | NYISO_G-I | NYISO_A-F | 2050 | B11 | 25 | 0 | 1999 | 0 | 0 | 186.43 | 0 | 0 | 0 | 0 | 0 | 0 | 0 | 0.4503
NYISO_G-I_2_NYISO_A-F | NYISO_G-I | NYISO_A-F | 2050 | B12 | 200 | 0 | 1999 | 0 | 0 | 461.19 | 0 | 0 | 0 | 0 | 0 | 0 | 0 | 0.4503
NYISO_G-I_2_NYISO_A-F | NYISO_G-I | NYISO_A-F | 2050 | B13 | 600 | 0 | 1999 | 0 | 0 | 1342.25 | 0 | 0 | 0 | 0 | 0 | 0 | 0 | 0.4503
NYISO_G-I_2_NYISO_A-F | NYISO_G-I | NYISO_A-F | 2050 | B14 | 900 | 0 | 1999 | 125.38 | 0 | 1726.51 | 0 | 0 | 0 | 0 | 0 | 0 | 0 | 0.4503
NYISO_G-I_2_NYISO_A-F | NYISO_G-I | NYISO_A-F | 2050 | B15 | 1203 | 0 | 1999 | 1999 | 0 | 1964.36 | 0 | 0 | 0.15431 | 0 | 0 | 0.075308 | 0 | 0.4503
NYISO_G-I_2_NYISO_A-F | NYISO_G-I | NYISO_A-F | 2050 | B16 | 25 | 0 | 1999 | 0 | 0 | 0 | 0 | 0 | 0 | 0 | 0 | 0 | 0 | 0.4503
NYISO_G-I_2_NYISO_A-F | NYISO_G-I | NYISO_A-F | 2050 | B17 | 100 | 0 | 1999 | 0 | 0 | 0 | 0 | 0 | 0 | 0 | 0 | 0 | 0 | 0.4503
NYISO_G-I_2_NYISO_A-F | NYISO_G-I | NYISO_A-F | 2050 | B18 | 400 | 0 | 1999 | 0 | 0 | 0 | 0 | 0 | 0 | 0 | 0 | 0 | 0 | 0.4503
NYISO_G-I_2_NYISO_A-F | NYISO_G-I | NYISO_A-F | 2050 | B19 | 700 | 0 | 1999 | 0 | 0 | 0 | 0 | 0 | 0 | 0 | 0 | 0 | 0 | 0.4503
NYISO_G-I_2_NYISO_A-F | NYISO_G-I | NYISO_A-F | 2050 | B20 | 935 | 0 | 1999 | 0 | 0 | 0 | 0 | 0 | 0 | 0 | 0 | 0 | 0 | 0.4503
NYISO_G-I_2_NYISO_J-K | NYISO_G-I | NYISO_J-K | 2015 | B1 | 10 | 0 | 6130 | 4051.14 | 0 | 4791.9 | 0 | 0 | 0 | 0 | 0 | 0 | 0 | 0
NYISO_G-I_2_NYISO_J-K | NYISO_G-I | NYISO_J-K | 2015 | B2 | 25 | 0 | 6130 | 3906.93 | 0 | 4266.3 | 0 | 0 | 0 | 0 | 0 | 0 | 0 | 0
NYISO_G-I_2_NYISO_J-K | NYISO_G-I | NYISO_J-K | 2015 | B3 | 75 | 0 | 6130 | 4108.66 | 0 | 4099.04 | 0 | 0 | 0 | 0 | 0 | 0 | 0 | 0
NYISO_G-I_2_NYISO_J-K | NYISO_G-I | NYISO_J-K | 2015 | B4 | 100 | 0 | 6130 | 3472.69 | 0 | 4392.33 | 0 | 0 | 0 | 0 | 0 | 0 | 0 | 0
NYISO_G-I_2_NYISO_J-K | NYISO_G-I | NYISO_J-K | 2015 | B5 | 200 | 0 | 6130 | 5105.92 | 0 | 4579 | 0 | 0 | 0 | 0 | 0 | 0 | 0 | 0
NYISO_G-I_2_NYISO_J-K | NYISO_G-I | NYISO_J-K | 2015 | B6 | 300 | 0 | 6130 | 5297.34 | 0 | 3975.97 | 0 | 0 | 0 | 0 | 0 | 0 | 0 | 0
NYISO_G-I_2_NYISO_J-K | NYISO_G-I | NYISO_J-K | 2015 | B7 | 400 | 0 | 6130 | 5471.09 | 0 | 5157.92 | 0 | 0 | 0 | 0 | 0 | 0 | 0 | 0
NYISO_G-I_2_NYISO_J-K | NYISO_G-I | NYISO_J-K | 2015 | B8 | 500 | 0 | 6130 | 5466.57 | 0 | 5310.31 | 0 | 0 | 0 | 0 | 0 | 0 | 0 | 0
NYISO_G-I_2_NYISO_J-K | NYISO_G-I | NYISO_J-K | 2015 | B9 | 800 | 0 | 6130 | 4852.88 | 0 | 4633.36 | 0 | 0 | 0 | 0 | 0 | 0 | 0 | 0
NYISO_G-I_2_NYISO_J-K | NYISO_G-I | NYISO_J-K | 2015 | B10 | 1262 | 0 | 6130 | 3260.73 | 0 | 2927.84 | 0 | 0 | 0 | 0 | 0 | 0 | 0 | 0
NYISO_G-I_2_NYISO_J-K | NYISO_G-I | NYISO_J-K | 2015 | B11 | 25 | 0 | 6130 | 4925.41 | 0 | 5318.16 | 0 | 0 | 0 | 0 | 0 | 0 | 0 | 0
NYISO_G-I_2_NYISO_J-K | NYISO_G-I | NYISO_J-K | 2015 | B12 | 200 | 0 | 6130 | 4756.37 | 0 | 4744.38 | 0 | 0 | 0 | 0 | 0 | 0 | 0 | 0
NYISO_G-I_2_NYISO_J-K | NYISO_G-I | NYISO_J-K | 2015 | B13 | 600 | 0 | 6130 | 4511.7 | 0 | 4904.44 | 0 | 0 | 0 | 0 | 0 | 0 | 0 | 0
NYISO_G-I_2_NYISO_J-K | NYISO_G-I | NYISO_J-K | 2015 | B14 | 900 | 0 | 6130 | 4224.68 | 0 | 4213.95 | 0 | 0 | 0 | 0 | 0 | 0 | 0 | 0
NYISO_G-I_2_NYISO_J-K | NYISO_G-I | NYISO_J-K | 2015 | B15 | 1203 | 0 | 6130 | 2934.97 | 0 | 3328.65 | 0 | 0 | 0 | 0 | 0 | 0 | 0 | 0
NYISO_G-I_2_NYISO_J-K | NYISO_G-I | NYISO_J-K | 2015 | B16 | 25 | 0 | 6130 | 5448.5 | 0 | 6130 | 0 | 854.73 | 0 | 0 | 0.01187 | 0 | 0 | 0
NYISO_G-I_2_NYISO_J-K | NYISO_G-I | NYISO_J-K | 2015 | B17 | 100 | 0 | 6130 | 5578.51 | 0 | 6130 | 0 | 1433.35 | 0 | 0 | 0.01187 | 0 | 0 | 0
NYISO_G-I_2_NYISO_J-K | NYISO_G-I | NYISO_J-K | 2015 | B18 | 400 | 0 | 6130 | 5574.89 | 0 | 6130 | 0 | 1344.4 | 0 | 0 | 0.01187 | 0 | 0 | 0
NYISO_G-I_2_NYISO_J-K | NYISO_G-I | NYISO_J-K | 2015 | B19 | 700 | 0 | 6130 | 5510.55 | 0 | 6130 | 0 | 914.08 | 0 | 0 | 0.01187 | 0 | 0 | 0
NYISO_G-I_2_NYISO_J-K | NYISO_G-I | NYISO_J-K | 2015 | B20 | 935 | 0 | 6130 | 5107.01 | 0 | 5643.46 | 0 | 0 | 0 | 0 | 0 | 0 | 0 | 0
NYISO_G-I_2_NYISO_J-K | NYISO_G-I | NYISO_J-K | 2020 | B1 | 10 | 0 | 6130 | 3937.98 | 0 | 5529.25 | 0 | 0 | 0 | 0 | 0 | 0 | 0 | 0
NYISO_G-I_2_NYISO_J-K | NYISO_G-I | NYISO_J-K | 2020 | B2 | 25 | 0 | 6130 | 4277.95 | 0 | 4668.68 | 0 | 0 | 0 | 0 | 0 | 0 | 0 | 0
NYISO_G-I_2_NYISO_J-K | NYISO_G-I | NYISO_J-K | 2020 | B3 | 75 | 0 | 6130 | 3269.52 | 0 | 3030.25 | 0 | 0 | 0 | 0 | 0 | 0 | 0 | 0
NYISO_G-I_2_NYISO_J-K | NYISO_G-I | NYISO_J-K | 2020 | B4 | 100 | 0 | 6130 | 3370.09 | 0 | 3677.96 | 0 | 0 | 0 | 0 | 0 | 0 | 0 | 0
NYISO_G-I_2_NYISO_J-K | NYISO_G-I | NYISO_J-K | 2020 | B5 | 200 | 0 | 6130 | 4114.9 | 0 | 4504.3 | 0 | 0 | 0 | 0 | 0 | 0 | 0 | 0
NYISO_G-I_2_NYISO_J-K | NYISO_G-I | NYISO_J-K | 2020 | B6 | 300 | 0 | 6130 | 5200.85 | 0 | 5111.46 | 0 | 0 | 0 | 0 | 0 | 0 | 0 | 0
NYISO_G-I_2_NYISO_J-K | NYISO_G-I | NYISO_J-K | 2020 | B7 | 400 | 0 | 6130 | 5389.09 | 0 | 5281.87 | 0 | 0 | 0 | 0 | 0 | 0 | 0 | 0
NYISO_G-I_2_NYISO_J-K | NYISO_G-I | NYISO_J-K | 2020 | B8 | 500 | 0 | 6130 | 4715.06 | 0 | 4723.97 | 0 | 0 | 0 | 0 | 0 | 0 | 0 | 0
NYISO_G-I_2_NYISO_J-K | NYISO_G-I | NYISO_J-K | 2020 | B9 | 800 | 0 | 6130 | 4268.2 | 0 | 4277.11 | 0 | 0 | 0 | 0 | 0 | 0 | 0 | 0
NYISO_G-I_2_NYISO_J-K | NYISO_G-I | NYISO_J-K | 2020 | B10 | 1262 | 0 | 6130 | 2455.12 | 0 | 2464.03 | 0 | 0 | 0 | 0 | 0 | 0 | 0 | 0
NYISO_G-I_2_NYISO_J-K | NYISO_G-I | NYISO_J-K | 2020 | B11 | 25 | 0 | 6130 | 4851.57 | 0 | 3606.51 | 0 | 0 | 0 | 0 | 0 | 0 | 0 | 0
NYISO_G-I_2_NYISO_J-K | NYISO_G-I | NYISO_J-K | 2020 | B12 | 200 | 0 | 6130 | 4306.88 | 0 | 3992.56 | 0 | 0 | 0 | 0 | 0 | 0 | 0 | 0
NYISO_G-I_2_NYISO_J-K | NYISO_G-I | NYISO_J-K | 2020 | B13 | 600 | 0 | 6130 | 4430.96 | 0 | 4543.05 | 0 | 0 | 0 | 0 | 0 | 0 | 0 | 0
NYISO_G-I_2_NYISO_J-K | NYISO_G-I | NYISO_J-K | 2020 | B14 | 900 | 0 | 6130 | 4585.9 | 0 | 4697.99 | 0 | 0 | 0 | 0 | 0 | 0 | 0 | 0
NYISO_G-I_2_NYISO_J-K | NYISO_G-I | NYISO_J-K | 2020 | B15 | 1203 | 0 | 6130 | 3009.38 | 0 | 2998.2 | 0 | 0 | 0 | 0 | 0 | 0 | 0 | 0
NYISO_G-I_2_NYISO_J-K | NYISO_G-I | NYISO_J-K | 2020 | B16 | 25 | 0 | 6130 | 5370.85 | 0 | 6130 | 0 | 1197.61 | 0 | 0 | 0.01187 | 0 | 0 | 0
NYISO_G-I_2_NYISO_J-K | NYISO_G-I | NYISO_J-K | 2020 | B17 | 100 | 0 | 6130 | 5498.73 | 0 | 6130 | 0 | 1517.43 | 0 | 0 | 0.01187 | 0 | 0 | 0
NYISO_G-I_2_NYISO_J-K | NYISO_G-I | NYISO_J-K | 2020 | B18 | 400 | 0 | 6130 | 5775.26 | 0 | 6130 | 0 | 1858.64 | 0 | 0 | 0.01187 | 0 | 0 | 0
NYISO_G-I_2_NYISO_J-K | NYISO_G-I | NYISO_J-K | 2020 | B19 | 700 | 0 | 6130 | 5622.09 | 0 | 6130 | 0 | 1430.82 | 0 | 0 | 0.01187 | 0 | 0 | 0
NYISO_G-I_2_NYISO_J-K | NYISO_G-I | NYISO_J-K | 2020 | B20 | 935 | 0 | 6130 | 5522.36 | 0 | 6130 | 0 | 172.87 | 0 | 0 | 0.01187 | 0 | 0 | 0
NYISO_G-I_2_NYISO_J-K | NYISO_G-I | NYISO_J-K | 2025 | B1 | 10 | 0 | 6130 | 3844.71 | 0 | 5303.19 | 0 | 0 | 0 | 0 | 0 | 0 | 0 | 0
NYISO_G-I_2_NYISO_J-K | NYISO_G-I | NYISO_J-K | 2025 | B2 | 25 | 0 | 6130 | 4479.95 | 0 | 4788.02 | 0 | 0 | 0 | 0 | 0 | 0 | 0 | 0
NYISO_G-I_2_NYISO_J-K | NYISO_G-I | NYISO_J-K | 2025 | B3 | 75 | 0 | 6130 | 3692.27 | 0 | 2621.01 | 0 | 0 | 0 | 0 | 0 | 0 | 0 | 0
NYISO_G-I_2_NYISO_J-K | NYISO_G-I | NYISO_J-K | 2025 | B4 | 100 | 0 | 6130 | 3283.23 | 0 | 2893.12 | 0 | 0 | 0 | 0 | 0 | 0 | 0 | 0
NYISO_G-I_2_NYISO_J-K | NYISO_G-I | NYISO_J-K | 2025 | B5 | 200 | 0 | 6130 | 3728.31 | 0 | 3033.24 | 0 | 0 | 0 | 0 | 0 | 0 | 0 | 0
NYISO_G-I_2_NYISO_J-K | NYISO_G-I | NYISO_J-K | 2025 | B6 | 300 | 0 | 6130 | 5123.05 | 0 | 3686.49 | 0 | 0 | 0 | 0 | 0 | 0 | 0 | 0
NYISO_G-I_2_NYISO_J-K | NYISO_G-I | NYISO_J-K | 2025 | B7 | 400 | 0 | 6130 | 5376.41 | 0 | 3101.33 | 0 | 0 | 0 | 0 | 0 | 0 | 0 | 0
NYISO_G-I_2_NYISO_J-K | NYISO_G-I | NYISO_J-K | 2025 | B8 | 500 | 0 | 6130 | 5011.98 | 0 | 4459.21 | 0 | 0 | 0 | 0 | 0 | 0 | 0 | 0
NYISO_G-I_2_NYISO_J-K | NYISO_G-I | NYISO_J-K | 2025 | B9 | 800 | 0 | 6130 | 4108.58 | 0 | 4131.28 | 0 | 0 | 0 | 0 | 0 | 0 | 0 | 0
NYISO_G-I_2_NYISO_J-K | NYISO_G-I | NYISO_J-K | 2025 | B10 | 1262 | 0 | 6130 | 2240.61 | 0 | 2263.32 | 0 | 0 | 0 | 0 | 0 | 0 | 0 | 0
NYISO_G-I_2_NYISO_J-K | NYISO_G-I | NYISO_J-K | 2025 | B11 | 25 | 0 | 6130 | 4790.04 | 0 | 3765.3 | 0 | 0 | 0 | 0 | 0 | 0 | 0 | 0
NYISO_G-I_2_NYISO_J-K | NYISO_G-I | NYISO_J-K | 2025 | B12 | 200 | 0 | 6130 | 4241.24 | 0 | 4730.49 | 0 | 0 | 0 | 0 | 0 | 0 | 0 | 0
NYISO_G-I_2_NYISO_J-K | NYISO_G-I | NYISO_J-K | 2025 | B13 | 600 | 0 | 6130 | 4368.75 | 0 | 4858 | 0 | 0 | 0 | 0 | 0 | 0 | 0 | 0
NYISO_G-I_2_NYISO_J-K | NYISO_G-I | NYISO_J-K | 2025 | B14 | 900 | 0 | 6130 | 4527.98 | 0 | 4922.55 | 0 | 0 | 0 | 0 | 0 | 0 | 0 | 0
NYISO_G-I_2_NYISO_J-K | NYISO_G-I | NYISO_J-K | 2025 | B15 | 1203 | 0 | 6130 | 3199.78 | 0 | 3171.3 | 0 | 0 | 0 | 0 | 0 | 0 | 0 | 0
NYISO_G-I_2_NYISO_J-K | NYISO_G-I | NYISO_J-K | 2025 | B16 | 25 | 0 | 6130 | 5546.34 | 0 | 6130 | 0 | 705.87 | 0 | 0 | 0.01187 | 0 | 0 | 0
NYISO_G-I_2_NYISO_J-K | NYISO_G-I | NYISO_J-K | 2025 | B17 | 100 | 0 | 6130 | 5428.87 | 0 | 6130 | 0 | 1421.5 | 0 | 0 | 0.01187 | 0 | 0 | 0
NYISO_G-I_2_NYISO_J-K | NYISO_G-I | NYISO_J-K | 2025 | B18 | 400 | 0 | 6130 | 5999.03 | 0 | 6130 | 0 | 1814.59 | 0 | 0 | 0.01187 | 0 | 0 | 0
NYISO_G-I_2_NYISO_J-K | NYISO_G-I | NYISO_J-K | 2025 | B19 | 700 | 0 | 6130 | 5587.7 | 0 | 6130 | 0 | 1357.21 | 0 | 0 | 0.01187 | 0 | 0 | 0
NYISO_G-I_2_NYISO_J-K | NYISO_G-I | NYISO_J-K | 2025 | B20 | 935 | 0 | 6130 | 5727.04 | 0 | 6130 | 0 | 0 | 0 | 0 | 0.01187 | 0 | 0 | 0
NYISO_G-I_2_NYISO_J-K | NYISO_G-I | NYISO_J-K | 2030 | B1 | 10 | 0 | 6130 | 4206.49 | 0 | 4135.5 | 0 | 0 | 0 | 0 | 0 | 0 | 0 | 0
NYISO_G-I_2_NYISO_J-K | NYISO_G-I | NYISO_J-K | 2030 | B2 | 25 | 0 | 6130 | 4051.71 | 0 | 3689.21 | 0 | 0 | 0 | 0 | 0 | 0 | 0 | 0
NYISO_G-I_2_NYISO_J-K | NYISO_G-I | NYISO_J-K | 2030 | B3 | 75 | 0 | 6130 | 4057.49 | 0 | 2612.97 | 0 | 0 | 0 | 0 | 0 | 0 | 0 | 0
NYISO_G-I_2_NYISO_J-K | NYISO_G-I | NYISO_J-K | 2030 | B4 | 100 | 0 | 6130 | 4374.91 | 0 | 2890.56 | 0 | 0 | 0 | 0 | 0 | 0 | 0 | 0
NYISO_G-I_2_NYISO_J-K | NYISO_G-I | NYISO_J-K | 2030 | B5 | 200 | 0 | 6130 | 4932.41 | 0 | 4533.43 | 0 | 0 | 0 | 0 | 0 | 0 | 0 | 0
NYISO_G-I_2_NYISO_J-K | NYISO_G-I | NYISO_J-K | 2030 | B6 | 300 | 0 | 6130 | 5393.07 | 0 | 4737.08 | 0 | 0 | 0 | 0 | 0 | 0 | 0 | 0
NYISO_G-I_2_NYISO_J-K | NYISO_G-I | NYISO_J-K | 2030 | B7 | 400 | 0 | 6130 | 5632.94 | 0 | 4934.54 | 0 | 0 | 0 | 0 | 0 | 0 | 0 | 0
NYISO_G-I_2_NYISO_J-K | NYISO_G-I | NYISO_J-K | 2030 | B8 | 500 | 0 | 6130 | 5247.48 | 0 | 5076.87 | 0 | 0 | 0 | 0 | 0 | 0 | 0 | 0
NYISO_G-I_2_NYISO_J-K | NYISO_G-I | NYISO_J-K | 2030 | B9 | 800 | 0 | 6130 | 4316.71 | 0 | 4348.28 | 0 | 0 | 0 | 0 | 0 | 0 | 0 | 0
NYISO_G-I_2_NYISO_J-K | NYISO_G-I | NYISO_J-K | 2030 | B10 | 1262 | 0 | 6130 | 2062.17 | 0 | 2093.74 | 0 | 0 | 0 | 0 | 0 | 0 | 0 | 0
NYISO_G-I_2_NYISO_J-K | NYISO_G-I | NYISO_J-K | 2030 | B11 | 25 | 0 | 6130 | 4897.93 | 0 | 5516.71 | 0 | 0 | 0 | 0 | 0 | 0 | 0 | 0
NYISO_G-I_2_NYISO_J-K | NYISO_G-I | NYISO_J-K | 2030 | B12 | 200 | 0 | 6130 | 4840.94 | 0 | 5583.34 | 0 | 0 | 0 | 0 | 0 | 0 | 0 | 0
NYISO_G-I_2_NYISO_J-K | NYISO_G-I | NYISO_J-K | 2030 | B13 | 600 | 0 | 6130 | 4982.19 | 0 | 5452.95 | 0 | 0 | 0 | 0 | 0 | 0 | 0 | 0
NYISO_G-I_2_NYISO_J-K | NYISO_G-I | NYISO_J-K | 2030 | B14 | 900 | 0 | 6130 | 4710.87 | 0 | 5101.27 | 0 | 0 | 0 | 0 | 0 | 0 | 0 | 0
NYISO_G-I_2_NYISO_J-K | NYISO_G-I | NYISO_J-K | 2030 | B15 | 1203 | 0 | 6130 | 3006.58 | 0 | 2966.98 | 0 | 0 | 0 | 0 | 0 | 0 | 0 | 0
NYISO_G-I_2_NYISO_J-K | NYISO_G-I | NYISO_J-K | 2030 | B16 | 25 | 0 | 6130 | 5810.63 | 0 | 6130 | 0 | 597.39 | 0 | 0 | 0.68846 | 0 | 0 | 0
NYISO_G-I_2_NYISO_J-K | NYISO_G-I | NYISO_J-K | 2030 | B17 | 100 | 0 | 6130 | 5946.26 | 0 | 6130 | 0 | 642.22 | 0 | 0 | 0.68846 | 0 | 0 | 0
NYISO_G-I_2_NYISO_J-K | NYISO_G-I | NYISO_J-K | 2030 | B18 | 400 | 0 | 6130 | 6019.37 | 0 | 6130 | 0 | 552.65 | 0 | 0 | 0.68846 | 0 | 0 | 0
NYISO_G-I_2_NYISO_J-K | NYISO_G-I | NYISO_J-K | 2030 | B19 | 700 | 0 | 6130 | 6102.94 | 0 | 6130 | 0 | 1550.92 | 0 | 0 | 0.68846 | 0 | 0 | 0
NYISO_G-I_2_NYISO_J-K | NYISO_G-I | NYISO_J-K | 2030 | B20 | 935 | 0 | 6130 | 5867.43 | 0 | 5867.43 | 0 | 0 | 0 | 0 | 0 | 0 | 0 | 0
NYISO_G-I_2_NYISO_J-K | NYISO_G-I | NYISO_J-K | 2035 | B1 | 10 | 0 | 6130 | 5740.1 | 0 | 4503.37 | 0 | 0 | 0 | 0 | 0 | 0 | 0 | 0.98395
NYISO_G-I_2_NYISO_J-K | NYISO_G-I | NYISO_J-K | 2035 | B2 | 25 | 0 | 6130 | 5081.81 | 0 | 4101.14 | 0 | 0 | 0 | 0 | 0 | 0 | 0 | 0.98395
NYISO_G-I_2_NYISO_J-K | NYISO_G-I | NYISO_J-K | 2035 | B3 | 75 | 0 | 6130 | 3832.65 | 0 | 3598.02 | 0 | 0 | 0 | 0 | 0 | 0 | 0 | 0.98395
NYISO_G-I_2_NYISO_J-K | NYISO_G-I | NYISO_J-K | 2035 | B4 | 100 | 0 | 6130 | 3897.12 | 0 | 4543.84 | 0 | 0 | 0 | 0 | 0 | 0 | 0 | 0.98395
NYISO_G-I_2_NYISO_J-K | NYISO_G-I | NYISO_J-K | 2035 | B5 | 200 | 0 | 6130 | 4693.59 | 0 | 4693.58 | 0 | 0 | 0 | 0 | 0 | 0 | 0 | 0.98395
NYISO_G-I_2_NYISO_J-K | NYISO_G-I | NYISO_J-K | 2035 | B6 | 300 | 0 | 6130 | 6130 | 0 | 6130 | 0 | 277.05 | 1.8755 | 0 | 0.92586 | 0.19673 | 0 | 0.98395
NYISO_G-I_2_NYISO_J-K | NYISO_G-I | NYISO_J-K | 2035 | B7 | 400 | 0 | 6130 | 6130 | 0 | 6130 | 0 | 484.28 | 6.7896 | 0 | 0.92586 | 0.9496 | 0 | 0.98395
NYISO_G-I_2_NYISO_J-K | NYISO_G-I | NYISO_J-K | 2035 | B8 | 500 | 0 | 6130 | 5952.95 | 0 | 5952.95 | 0 | 0 | 0 | 0 | 0 | 0 | 0 | 0.98395
NYISO_G-I_2_NYISO_J-K | NYISO_G-I | NYISO_J-K | 2035 | B9 | 800 | 0 | 6130 | 4959.83 | 0 | 4959.83 | 0 | 0 | 0 | 0 | 0 | 0 | 0 | 0.98395
NYISO_G-I_2_NYISO_J-K | NYISO_G-I | NYISO_J-K | 2035 | B10 | 1262 | 0 | 6130 | 2906.35 | 0 | 2906.35 | 0 | 0 | 0 | 0 | 0 | 0 | 0 | 0.98395
NYISO_G-I_2_NYISO_J-K | NYISO_G-I | NYISO_J-K | 2035 | B11 | 25 | 0 | 6130 | 6090.95 | 0 | 4309.83 | 0 | 0 | 0 | 0 | 0 | 0 | 0 | 0.98395
NYISO_G-I_2_NYISO_J-K | NYISO_G-I | NYISO_J-K | 2035 | B12 | 200 | 0 | 6130 | 5251 | 0 | 5081.71 | 0 | 0 | 0 | 0 | 0 | 0 | 0 | 0.98395
NYISO_G-I_2_NYISO_J-K | NYISO_G-I | NYISO_J-K | 2035 | B13 | 600 | 0 | 6130 | 5152.15 | 0 | 4756.25 | 0 | 0 | 0 | 0 | 0 | 0 | 0 | 0.98395
NYISO_G-I_2_NYISO_J-K | NYISO_G-I | NYISO_J-K | 2035 | B14 | 900 | 0 | 6130 | 5448.35 | 0 | 5165.43 | 0 | 0 | 0 | 0 | 0 | 0 | 0 | 0.98395
NYISO_G-I_2_NYISO_J-K | NYISO_G-I | NYISO_J-K | 2035 | B15 | 1203 | 0 | 6130 | 3523.18 | 0 | 3353.89 | 0 | 0 | 0 | 0 | 0 | 0 | 0 | 0.98395
NYISO_G-I_2_NYISO_J-K | NYISO_G-I | NYISO_J-K | 2035 | B16 | 25 | 0 | 6130 | 6130 | 0 | 6130 | 0 | 460.55 | 22.185 | 0 | 0.92586 | 0.19393 | 0 | 0.98395
NYISO_G-I_2_NYISO_J-K | NYISO_G-I | NYISO_J-K | 2035 | B17 | 100 | 0 | 6130 | 6130 | 0 | 6130 | 0 | 602.89 | 4.4987 | 0 | 0.92586 | 0.1573 | 0 | 0.98395
NYISO_G-I_2_NYISO_J-K | NYISO_G-I | NYISO_J-K | 2035 | B18 | 400 | 0 | 6130 | 6130 | 0 | 6130 | 0 | 767.76 | 3.288 | 0 | 0.92586 | 0.45986 | 0 | 0.98395
NYISO_G-I_2_NYISO_J-K | NYISO_G-I | NYISO_J-K | 2035 | B19 | 700 | 0 | 6130 | 6130 | 0 | 6130 | 0 | 264.95 | 6.0537 | 0 | 0.92586 | 1.4817 | 0 | 0.98395
NYISO_G-I_2_NYISO_J-K | NYISO_G-I | NYISO_J-K | 2035 | B20 | 935 | 0 | 6130 | 6130 | 0 | 6130 | 0 | 229.48 | 1.5194 | 0 | 0.92586 | 0.49671 | 0 | 0.98395
NYISO_G-I_2_NYISO_J-K | NYISO_G-I | NYISO_J-K | 2040 | B1 | 10 | 0 | 6130 | 5112.56 | 0 | 4127.22 | 0 | 0 | 0 | 0 | 0 | 0 | 0 | 1.6125
NYISO_G-I_2_NYISO_J-K | NYISO_G-I | NYISO_J-K | 2040 | B2 | 25 | 0 | 6130 | 5607.21 | 0 | 3805.49 | 0 | 0 | 0 | 0 | 0 | 0 | 0 | 1.6125
NYISO_G-I_2_NYISO_J-K | NYISO_G-I | NYISO_J-K | 2040 | B3 | 75 | 0 | 6130 | 3954.53 | 0 | 2152.7 | 0 | 0 | 0 | 0 | 0 | 0 | 0 | 1.6125
NYISO_G-I_2_NYISO_J-K | NYISO_G-I | NYISO_J-K | 2040 | B4 | 100 | 0 | 6130 | 4578.6 | 0 | 4602.32 | 0 | 0 | 0 | 0 | 0 | 0 | 0 | 1.6125
NYISO_G-I_2_NYISO_J-K | NYISO_G-I | NYISO_J-K | 2040 | B5 | 200 | 0 | 6130 | 5464.5 | 0 | 5464.5 | 0 | 0 | 0 | 0 | 0 | 0 | 0 | 1.6125
NYISO_G-I_2_NYISO_J-K | NYISO_G-I | NYISO_J-K | 2040 | B6 | 300 | 0 | 6130 | 6130 | 0 | 6130 | 0 | 0 | 1.5668 | 0 | 1.5906 | 0.13886 | 0 | 1.6125
NYISO_G-I_2_NYISO_J-K | NYISO_G-I | NYISO_J-K | 2040 | B7 | 400 | 0 | 6130 | 6130 | 0 | 6130 | 0 | 1243.35 | 11.9056 | 0 | 4.0239 | 1.4069 | 0 | 1.6125
NYISO_G-I_2_NYISO_J-K | NYISO_G-I | NYISO_J-K | 2040 | B8 | 500 | 0 | 6130 | 6130 | 0 | 6130 | 0 | 437.71 | 11.9056 | 0 | 4.0239 | 1.7586 | 0 | 1.6125
NYISO_G-I_2_NYISO_J-K | NYISO_G-I | NYISO_J-K | 2040 | B9 | 800 | 0 | 6130 | 5519.64 | 0 | 5519.64 | 0 | 0 | 0 | 0 | 0 | 0 | 0 | 1.6125
NYISO_G-I_2_NYISO_J-K | NYISO_G-I | NYISO_J-K | 2040 | B10 | 1262 | 0 | 6130 | 3867.8 | 0 | 3352.53 | 0 | 0 | 0 | 0 | 0 | 0 | 0 | 1.6125
NYISO_G-I_2_NYISO_J-K | NYISO_G-I | NYISO_J-K | 2040 | B11 | 25 | 0 | 6130 | 6130 | 0 | 6130 | 0 | 289.1 | 11.6326 | 0 | 4.0239 | 0.085913 | 0 | 1.6125
NYISO_G-I_2_NYISO_J-K | NYISO_G-I | NYISO_J-K | 2040 | B12 | 200 | 0 | 6130 | 5991.68 | 0 | 5917.29 | 0 | 0 | 0 | 0 | 0 | 0 | 0 | 1.6125
NYISO_G-I_2_NYISO_J-K | NYISO_G-I | NYISO_J-K | 2040 | B13 | 600 | 0 | 6130 | 5951.57 | 0 | 5573.82 | 0 | 0 | 0 | 0 | 0 | 0 | 0 | 1.6125
NYISO_G-I_2_NYISO_J-K | NYISO_G-I | NYISO_J-K | 2040 | B14 | 900 | 0 | 6130 | 6018.23 | 0 | 4693.62 | 0 | 0 | 0 | 0 | 0 | 0 | 0 | 1.6125
NYISO_G-I_2_NYISO_J-K | NYISO_G-I | NYISO_J-K | 2040 | B15 | 1203 | 0 | 6130 | 3986.54 | 0 | 2806.23 | 0 | 0 | 0 | 0 | 0 | 0 | 0 | 1.6125
NYISO_G-I_2_NYISO_J-K | NYISO_G-I | NYISO_J-K | 2040 | B16 | 25 | 0 | 6130 | 6130 | 0 | 6130 | 0 | 772.45 | 23.9062 | 0 | 4.0239 | 0.17656 | 0 | 1.6125
NYISO_G-I_2_NYISO_J-K | NYISO_G-I | NYISO_J-K | 2040 | B17 | 100 | 0 | 6130 | 6130 | 0 | 6130 | 0 | 430.85 | 6.6235 | 0 | 4.0239 | 0.19567 | 0 | 1.6125
NYISO_G-I_2_NYISO_J-K | NYISO_G-I | NYISO_J-K | 2040 | B18 | 400 | 0 | 6130 | 6130 | 0 | 6130 | 0 | 0 | 4.3326 | 0 | 3.5135 | 0.51197 | 0 | 1.6125
NYISO_G-I_2_NYISO_J-K | NYISO_G-I | NYISO_J-K | 2040 | B19 | 700 | 0 | 6130 | 6130 | 0 | 6130 | 0 | 0 | 6.1605 | 0 | 3.8815 | 1.274 | 0 | 1.6125
NYISO_G-I_2_NYISO_J-K | NYISO_G-I | NYISO_J-K | 2040 | B20 | 935 | 0 | 6130 | 6130 | 0 | 6130 | 0 | 0 | 3.2643 | 0 | 3.2286 | 0.90165 | 0 | 1.6125
NYISO_G-I_2_NYISO_J-K | NYISO_G-I | NYISO_J-K | 2045 | B1 | 10 | 0 | 6130 | 4410.9 | 0 | 3803.02 | 0 | 0 | 0 | 0 | 0 | 0 | 0 | 1.8997
NYISO_G-I_2_NYISO_J-K | NYISO_G-I | NYISO_J-K | 2045 | B2 | 25 | 0 | 6130 | 5037.46 | 0 | 3230.48 | 0 | 0 | 0 | 0 | 0 | 0 | 0 | 1.8997
NYISO_G-I_2_NYISO_J-K | NYISO_G-I | NYISO_J-K | 2045 | B3 | 75 | 0 | 6130 | 3686.69 | 0 | 3516.48 | 0 | 0 | 0 | 0 | 0 | 0 | 0 | 1.8997
NYISO_G-I_2_NYISO_J-K | NYISO_G-I | NYISO_J-K | 2045 | B4 | 100 | 0 | 6130 | 5332.52 | 0 | 5327.26 | 0 | 0 | 0 | 0 | 0 | 0 | 0 | 1.8997
NYISO_G-I_2_NYISO_J-K | NYISO_G-I | NYISO_J-K | 2045 | B5 | 200 | 0 | 6130 | 4666.43 | 0 | 4792.89 | 0 | 0 | 0 | 0 | 0 | 0 | 0 | 1.8997
NYISO_G-I_2_NYISO_J-K | NYISO_G-I | NYISO_J-K | 2045 | B6 | 300 | 0 | 6130 | 6130 | 0 | 6130 | 0 | 0 | 1.3057 | 0 | 1.3057 | 0.077032 | 0 | 1.8997
NYISO_G-I_2_NYISO_J-K | NYISO_G-I | NYISO_J-K | 2045 | B7 | 400 | 0 | 6130 | 6130 | 0 | 6130 | 0 | 0 | 7.5731 | 0 | 7.4781 | 0.59572 | 0 | 1.8997
NYISO_G-I_2_NYISO_J-K | NYISO_G-I | NYISO_J-K | 2045 | B8 | 500 | 0 | 6130 | 6130 | 0 | 6130 | 0 | 0 | 12.4754 | 0 | 7.4781 | 1.2267 | 0 | 1.8997
NYISO_G-I_2_NYISO_J-K | NYISO_G-I | NYISO_J-K | 2045 | B9 | 800 | 0 | 6130 | 6046.03 | 0 | 6040.77 | 0 | 0 | 0 | 0 | 0 | 0 | 0 | 1.8997
NYISO_G-I_2_NYISO_J-K | NYISO_G-I | NYISO_J-K | 2045 | B10 | 1262 | 0 | 6130 | 3773.15 | 0 | 3767.89 | 0 | 0 | 0 | 0 | 0 | 0 | 0 | 1.8997
NYISO_G-I_2_NYISO_J-K | NYISO_G-I | NYISO_J-K | 2045 | B11 | 25 | 0 | 6130 | 6130 | 0 | 6130 | 0 | 0 | 12.2617 | 0 | 7.4781 | 0.060284 | 0 | 1.8997
NYISO_G-I_2_NYISO_J-K | NYISO_G-I | NYISO_J-K | 2045 | B12 | 200 | 0 | 6130 | 6130 | 0 | 6130 | 0 | 0 | 10.5999 | 0 | 7.4781 | 0.41691 | 0 | 1.8997
NYISO_G-I_2_NYISO_J-K | NYISO_G-I | NYISO_J-K | 2045 | B13 | 600 | 0 | 6130 | 6130 | 0 | 6056.04 | 0 | 0 | 11.9175 | 0 | 0 | 1.4062 | 0 | 1.8997
NYISO_G-I_2_NYISO_J-K | NYISO_G-I | NYISO_J-K | 2045 | B14 | 900 | 0 | 6130 | 6130 | 0 | 5132.88 | 0 | 0 | 0.05935 | 0 | 0 | 0.010504 | 0 | 1.8997
NYISO_G-I_2_NYISO_J-K | NYISO_G-I | NYISO_J-K | 2045 | B15 | 1203 | 0 | 6130 | 4469.72 | 0 | 3002.02 | 0 | 0 | 0 | 0 | 0 | 0 | 0 | 1.8997
NYISO_G-I_2_NYISO_J-K | NYISO_G-I | NYISO_J-K | 2045 | B16 | 25 | 0 | 6130 | 6130 | 0 | 6130 | 0 | 0 | 11.9768 | 0 | 7.4781 | 0.058883 | 0 | 1.8997
NYISO_G-I_2_NYISO_J-K | NYISO_G-I | NYISO_J-K | 2045 | B17 | 100 | 0 | 6130 | 6130 | 0 | 6130 | 0 | 0 | 25.3781 | 0 | 7.4781 | 0.49908 | 0 | 1.8997
NYISO_G-I_2_NYISO_J-K | NYISO_G-I | NYISO_J-K | 2045 | B18 | 400 | 0 | 6130 | 6130 | 0 | 6130 | 0 | 0 | 25.3662 | 0 | 7.5731 | 1.9954 | 0 | 1.8997
NYISO_G-I_2_NYISO_J-K | NYISO_G-I | NYISO_J-K | 2045 | B19 | 700 | 0 | 6130 | 6130 | 0 | 6130 | 0 | 0 | 4.4038 | 0 | 3.8696 | 0.60622 | 0 | 1.8997
NYISO_G-I_2_NYISO_J-K | NYISO_G-I | NYISO_J-K | 2045 | B20 | 935 | 0 | 6130 | 6130 | 0 | 6130 | 0 | 0 | 3.5135 | 0 | 3.5135 | 0.64605 | 0 | 1.8997
NYISO_G-I_2_NYISO_J-K | NYISO_G-I | NYISO_J-K | 2050 | B1 | 10 | 0 | 6130 | 5466.25 | 0 | 4406.95 | 0 | 0 | 0 | 0 | 0 | 0 | 0 | 2.1125
NYISO_G-I_2_NYISO_J-K | NYISO_G-I | NYISO_J-K | 2050 | B2 | 25 | 0 | 6130 | 5618.78 | 0 | 3816.97 | 0 | 0 | 0 | 0 | 0 | 0 | 0 | 2.1125
NYISO_G-I_2_NYISO_J-K | NYISO_G-I | NYISO_J-K | 2050 | B3 | 75 | 0 | 6130 | 4227.95 | 0 | 3968 | 0 | 0 | 0 | 0 | 0 | 0 | 0 | 2.1125
NYISO_G-I_2_NYISO_J-K | NYISO_G-I | NYISO_J-K | 2050 | B4 | 100 | 0 | 6130 | 5817.59 | 0 | 5817.59 | 0 | 0 | 0 | 0 | 0 | 0 | 0 | 2.1125
NYISO_G-I_2_NYISO_J-K | NYISO_G-I | NYISO_J-K | 2050 | B5 | 200 | 0 | 6130 | 5131.19 | 0 | 5783.84 | 0 | 0 | 0 | 0 | 0 | 0 | 0 | 2.1125
NYISO_G-I_2_NYISO_J-K | NYISO_G-I | NYISO_J-K | 2050 | B6 | 300 | 0 | 6130 | 6130 | 0 | 6130 | 0 | 0 | 1.1989 | 0 | 4.4512 | 0.061115 | 0 | 2.1125
NYISO_G-I_2_NYISO_J-K | NYISO_G-I | NYISO_J-K | 2050 | B7 | 400 | 0 | 6130 | 6130 | 0 | 6130 | 0 | 0 | 9.7334 | 0 | 11.9056 | 0.66157 | 0 | 2.1125
NYISO_G-I_2_NYISO_J-K | NYISO_G-I | NYISO_J-K | 2050 | B8 | 500 | 0 | 6130 | 6130 | 0 | 6130 | 0 | 0 | 12.6059 | 0 | 12.6059 | 1.071 | 0 | 2.1125
NYISO_G-I_2_NYISO_J-K | NYISO_G-I | NYISO_J-K | 2050 | B9 | 800 | 0 | 6130 | 6130 | 0 | 6130 | 0 | 0 | 5.2584 | 0 | 6.6828 | 0.71482 | 0 | 2.1125
NYISO_G-I_2_NYISO_J-K | NYISO_G-I | NYISO_J-K | 2050 | B10 | 1262 | 0 | 6130 | 5396.78 | 0 | 4039.92 | 0 | 0 | 0 | 0 | 0 | 0 | 0 | 2.1125
NYISO_G-I_2_NYISO_J-K | NYISO_G-I | NYISO_J-K | 2050 | B11 | 25 | 0 | 6130 | 6130 | 0 | 6130 | 0 | 0 | 12.4398 | 0 | 16.2975 | 0.052845 | 0 | 2.1125
NYISO_G-I_2_NYISO_J-K | NYISO_G-I | NYISO_J-K | 2050 | B12 | 200 | 0 | 6130 | 6130 | 0 | 6130 | 0 | 0 | 10.0776 | 0 | 13.1401 | 0.34249 | 0 | 2.1125
NYISO_G-I_2_NYISO_J-K | NYISO_G-I | NYISO_J-K | 2050 | B13 | 600 | 0 | 6130 | 6130 | 0 | 6130 | 0 | 0 | 17.5557 | 0 | 16.2975 | 1.7899 | 0 | 2.1125
NYISO_G-I_2_NYISO_J-K | NYISO_G-I | NYISO_J-K | 2050 | B14 | 900 | 0 | 6130 | 6130 | 0 | 6130 | 0 | 0 | 0.05935 | 0 | 0.43919 | 0.0090765 | 0 | 2.1125
NYISO_G-I_2_NYISO_J-K | NYISO_G-I | NYISO_J-K | 2050 | B15 | 1203 | 0 | 6130 | 4791.12 | 0 | 4593.88 | 0 | 0 | 0 | 0 | 0 | 0 | 0 | 2.1125
NYISO_G-I_2_NYISO_J-K | NYISO_G-I | NYISO_J-K | 2050 | B16 | 25 | 0 | 6130 | 6130 | 0 | 6130 | 0 | 0 | 24.6659 | 0 | 16.2975 | 0.10478 | 0 | 2.1125
NYISO_G-I_2_NYISO_J-K | NYISO_G-I | NYISO_J-K | 2050 | B17 | 100 | 0 | 6130 | 6130 | 0 | 6130 | 0 | 0 | 24.6777 | 0 | 16.2975 | 0.41933 | 0 | 2.1125
NYISO_G-I_2_NYISO_J-K | NYISO_G-I | NYISO_J-K | 2050 | B18 | 400 | 0 | 6130 | 6130 | 0 | 6130 | 0 | 0 | 27.7995 | 0 | 17.0097 | 1.8895 | 0 | 2.1125
NYISO_G-I_2_NYISO_J-K | NYISO_G-I | NYISO_J-K | 2050 | B19 | 700 | 0 | 6130 | 6130 | 0 | 6130 | 0 | 0 | 6.1843 | 0 | 9.0331 | 0.7356 | 0 | 2.1125
NYISO_G-I_2_NYISO_J-K | NYISO_G-I | NYISO_J-K | 2050 | B20 | 935 | 0 | 6130 | 6130 | 0 | 6130 | 0 | 0 | 3.7628 | 0 | 3.6204 | 0.59783 | 0 | 2.1125
NYISO_G-I_2_PJM_E | NYISO_G-I | PJM_E | 2015 | B1 | 10 | 0 | 1500 | 0 | 0 | 0 | 0 | 0 | 0 | 0 | 0 | 0 | 0 | Infinite
NYISO_G-I_2_PJM_E | NYISO_G-I | PJM_E | 2015 | B2 | 25 | 0 | 1500 | 0 | 0 | 0 | 0 | 0 | 0 | 0 | 0 | 0 | 0 | Infinite
NYISO_G-I_2_PJM_E | NYISO_G-I | PJM_E | 2015 | B3 | 75 | 0 | 1500 | 0 | 0 | 390.5 | 0 | 0 | 0 | 0 | 0 | 0 | 0 | Infinite
NYISO_G-I_2_PJM_E | NYISO_G-I | PJM_E | 2015 | B4 | 100 | 0 | 1500 | 1500 | 0 | 1032.86 | 0 | 0 | 0.04748 | 0 | 0 | 0.04748 | 0 | Infinite
NYISO_G-I_2_PJM_E | NYISO_G-I | PJM_E | 2015 | B5 | 200 | 0 | 1500 | 0 | 0 | 0 | 0 | 0 | 0 | 0 | 0 | 0 | 0 | Infinite
NYISO_G-I_2_PJM_E | NYISO_G-I | PJM_E | 2015 | B6 | 300 | 0 | 1500 | 0 | 0 | 0 | 0 | 0 | 0 | 0 | 0 | 0 | 0 | Infinite
NYISO_G-I_2_PJM_E | NYISO_G-I | PJM_E | 2015 | B7 | 400 | 0 | 1500 | 0 | 0 | 0 | 0 | 0 | 0 | 0 | 0 | 0 | 0 | Infinite
NYISO_G-I_2_PJM_E | NYISO_G-I | PJM_E | 2015 | B8 | 500 | 0 | 1500 | 0 | 0 | 0 | 0 | 0 | 0 | 0 | 0 | 0 | 0 | Infinite
NYISO_G-I_2_PJM_E | NYISO_G-I | PJM_E | 2015 | B9 | 800 | 0 | 1500 | 0 | 0 | 0 | 0 | 0 | 0 | 0 | 0 | 0 | 0 | Infinite
NYISO_G-I_2_PJM_E | NYISO_G-I | PJM_E | 2015 | B10 | 1262 | 0 | 1500 | 0 | 0 | 0 | 0 | 0 | 0 | 0 | 0 | 0 | 0 | Infinite
NYISO_G-I_2_PJM_E | NYISO_G-I | PJM_E | 2015 | B11 | 25 | 0 | 1500 | 0 | 0 | 0 | 0 | 0 | 0 | 0 | 0 | 0 | 0 | Infinite
NYISO_G-I_2_PJM_E | NYISO_G-I | PJM_E | 2015 | B12 | 200 | 0 | 1500 | 0 | 0 | 0 | 0 | 0 | 0 | 0 | 0 | 0 | 0 | Infinite
NYISO_G-I_2_PJM_E | NYISO_G-I | PJM_E | 2015 | B13 | 600 | 0 | 1500 | 0 | 0 | 0 | 0 | 0 | 0 | 0 | 0 | 0 | 0 | Infinite
NYISO_G-I_2_PJM_E | NYISO_G-I | PJM_E | 2015 | B14 | 900 | 0 | 1500 | 0 | 0 | 0 | 0 | 0 | 0 | 0 | 0 | 0 | 0 | Infinite
NYISO_G-I_2_PJM_E | NYISO_G-I | PJM_E | 2015 | B15 | 1203 | 0 | 1500 | 0 | 0 | 0 | 0 | 0 | 0 | 0 | 0 | 0 | 0 | Infinite
NYISO_G-I_2_PJM_E | NYISO_G-I | PJM_E | 2015 | B16 | 25 | 0 | 1500 | 0 | 0 | 0 | 0 | 0 | 0 | 0 | 0 | 0 | 0 | Infinite
NYISO_G-I_2_PJM_E | NYISO_G-I | PJM_E | 2015 | B17 | 100 | 0 | 1500 | 0 | 0 | 0 | 0 | 0 | 0 | 0 | 0 | 0 | 0 | Infinite
NYISO_G-I_2_PJM_E | NYISO_G-I | PJM_E | 2015 | B18 | 400 | 0 | 1500 | 0 | 0 | 0 | 0 | 0 | 0 | 0 | 0 | 0 | 0 | Infinite
NYISO_G-I_2_PJM_E | NYISO_G-I | PJM_E | 2015 | B19 | 700 | 0 | 1500 | 0 | 0 | 0 | 0 | 0 | 0 | 0 | 0 | 0 | 0 | Infinite
NYISO_G-I_2_PJM_E | NYISO_G-I | PJM_E | 2015 | B20 | 935 | 0 | 1500 | 0 | 0 | 0 | 0 | 0 | 0 | 0 | 0 | 0 | 0 | Infinite
NYISO_G-I_2_PJM_E | NYISO_G-I | PJM_E | 2020 | B1 | 10 | 0 | 1500 | 0 | 0 | 0 | 0 | 0 | 0 | 0 | 0 | 0 | 0 | Infinite
NYISO_G-I_2_PJM_E | NYISO_G-I | PJM_E | 2020 | B2 | 25 | 0 | 1500 | 0 | 0 | 0 | 0 | 0 | 0 | 0 | 0 | 0 | 0 | Infinite
NYISO_G-I_2_PJM_E | NYISO_G-I | PJM_E | 2020 | B3 | 75 | 0 | 1500 | 1335.85 | 0 | 1500 | 0 | 0 | 0 | 0 | 0.91399 | 0 | 0 | Infinite
NYISO_G-I_2_PJM_E | NYISO_G-I | PJM_E | 2020 | B4 | 100 | 0 | 1500 | 1500 | 0 | 1500 | 0 | 0 | 0.91399 | 0 | 4.8904 | 0.91399 | 0 | Infinite
NYISO_G-I_2_PJM_E | NYISO_G-I | PJM_E | 2020 | B5 | 200 | 0 | 1500 | 891.59 | 0 | 1189.32 | 0 | 0 | 0 | 0 | 0 | 0 | 0 | Infinite
NYISO_G-I_2_PJM_E | NYISO_G-I | PJM_E | 2020 | B6 | 300 | 0 | 1500 | 0 | 0 | 0 | 0 | 0 | 0 | 0 | 0 | 0 | 0 | Infinite
NYISO_G-I_2_PJM_E | NYISO_G-I | PJM_E | 2020 | B7 | 400 | 0 | 1500 | 0 | 0 | 0 | 0 | 0 | 0 | 0 | 0 | 0 | 0 | Infinite
NYISO_G-I_2_PJM_E | NYISO_G-I | PJM_E | 2020 | B8 | 500 | 0 | 1500 | 0 | 0 | 0 | 0 | 0 | 0 | 0 | 0 | 0 | 0 | Infinite
NYISO_G-I_2_PJM_E | NYISO_G-I | PJM_E | 2020 | B9 | 800 | 0 | 1500 | 0 | 0 | 0 | 0 | 0 | 0 | 0 | 0 | 0 | 0 | Infinite
NYISO_G-I_2_PJM_E | NYISO_G-I | PJM_E | 2020 | B10 | 1262 | 0 | 1500 | 0 | 0 | 0 | 0 | 0 | 0 | 0 | 0 | 0 | 0 | Infinite
NYISO_G-I_2_PJM_E | NYISO_G-I | PJM_E | 2020 | B11 | 25 | 0 | 1500 | 6.05 | 0 | 1500 | 0 | 0 | 0 | 0 | 4.0239 | 0 | 0 | Infinite
NYISO_G-I_2_PJM_E | NYISO_G-I | PJM_E | 2020 | B12 | 200 | 0 | 1500 | 0 | 0 | 201.64 | 0 | 0 | 0 | 0 | 0 | 0 | 0 | Infinite
NYISO_G-I_2_PJM_E | NYISO_G-I | PJM_E | 2020 | B13 | 600 | 0 | 1500 | 0 | 0 | 0 | 0 | 0 | 0 | 0 | 0 | 0 | 0 | Infinite
NYISO_G-I_2_PJM_E | NYISO_G-I | PJM_E | 2020 | B14 | 900 | 0 | 1500 | 0 | 0 | 0 | 0 | 0 | 0 | 0 | 0 | 0 | 0 | Infinite
NYISO_G-I_2_PJM_E | NYISO_G-I | PJM_E | 2020 | B15 | 1203 | 0 | 1500 | 0 | 0 | 0 | 0 | 0 | 0 | 0 | 0 | 0 | 0 | Infinite
NYISO_G-I_2_PJM_E | NYISO_G-I | PJM_E | 2020 | B16 | 25 | 0 | 1500 | 0 | 0 | 0 | 0 | 0 | 0 | 0 | 0 | 0 | 0 | Infinite
NYISO_G-I_2_PJM_E | NYISO_G-I | PJM_E | 2020 | B17 | 100 | 0 | 1500 | 0 | 0 | 0 | 0 | 0 | 0 | 0 | 0 | 0 | 0 | Infinite
NYISO_G-I_2_PJM_E | NYISO_G-I | PJM_E | 2020 | B18 | 400 | 0 | 1500 | 0 | 0 | 0 | 0 | 0 | 0 | 0 | 0 | 0 | 0 | Infinite
NYISO_G-I_2_PJM_E | NYISO_G-I | PJM_E | 2020 | B19 | 700 | 0 | 1500 | 0 | 0 | 0 | 0 | 0 | 0 | 0 | 0 | 0 | 0 | Infinite
NYISO_G-I_2_PJM_E | NYISO_G-I | PJM_E | 2020 | B20 | 935 | 0 | 1500 | 0 | 0 | 0 | 0 | 0 | 0 | 0 | 0 | 0 | 0 | Infinite
NYISO_G-I_2_PJM_E | NYISO_G-I | PJM_E | 2025 | B1 | 10 | 0 | 1500 | 0 | 0 | 0 | 0 | 0 | 0 | 0 | 0 | 0 | 0 | Infinite
NYISO_G-I_2_PJM_E | NYISO_G-I | PJM_E | 2025 | B2 | 25 | 0 | 1500 | 0 | 0 | 0 | 0 | 0 | 0 | 0 | 0 | 0 | 0 | Infinite
NYISO_G-I_2_PJM_E | NYISO_G-I | PJM_E | 2025 | B3 | 75 | 0 | 1500 | 818.86 | 0 | 1500 | 0 | 0 | 0 | 0 | 2.647 | 0 | 0 | Infinite
NYISO_G-I_2_PJM_E | NYISO_G-I | PJM_E | 2025 | B4 | 100 | 0 | 1500 | 1500 | 0 | 1500 | 0 | 0 | 1.6855 | 0 | 3.656 | 1.6855 | 0 | Infinite
NYISO_G-I_2_PJM_E | NYISO_G-I | PJM_E | 2025 | B5 | 200 | 0 | 1500 | 1195.04 | 0 | 1500 | 0 | 0 | 0 | 0 | 0.33236 | 0 | 0 | Infinite
NYISO_G-I_2_PJM_E | NYISO_G-I | PJM_E | 2025 | B6 | 300 | 0 | 1500 | 0 | 0 | 0 | 0 | 0 | 0 | 0 | 0 | 0 | 0 | Infinite
NYISO_G-I_2_PJM_E | NYISO_G-I | PJM_E | 2025 | B7 | 400 | 0 | 1500 | 0 | 0 | 0 | 0 | 0 | 0 | 0 | 0 | 0 | 0 | Infinite
NYISO_G-I_2_PJM_E | NYISO_G-I | PJM_E | 2025 | B8 | 500 | 0 | 1500 | 0 | 0 | 0 | 0 | 0 | 0 | 0 | 0 | 0 | 0 | Infinite
NYISO_G-I_2_PJM_E | NYISO_G-I | PJM_E | 2025 | B9 | 800 | 0 | 1500 | 0 | 0 | 0 | 0 | 0 | 0 | 0 | 0 | 0 | 0 | Infinite
NYISO_G-I_2_PJM_E | NYISO_G-I | PJM_E | 2025 | B10 | 1262 | 0 | 1500 | 0 | 0 | 0 | 0 | 0 | 0 | 0 | 0 | 0 | 0 | Infinite
NYISO_G-I_2_PJM_E | NYISO_G-I | PJM_E | 2025 | B11 | 25 | 0 | 1500 | 0 | 0 | 1500 | 0 | 0 | 0 | 0 | 2.0891 | 0 | 0 | Infinite
NYISO_G-I_2_PJM_E | NYISO_G-I | PJM_E | 2025 | B12 | 200 | 0 | 1500 | 0 | 0 | 0 | 0 | 0 | 0 | 0 | 0 | 0 | 0 | Infinite
NYISO_G-I_2_PJM_E | NYISO_G-I | PJM_E | 2025 | B13 | 600 | 0 | 1500 | 0 | 0 | 0 | 0 | 0 | 0 | 0 | 0 | 0 | 0 | Infinite
NYISO_G-I_2_PJM_E | NYISO_G-I | PJM_E | 2025 | B14 | 900 | 0 | 1500 | 0 | 0 | 0 | 0 | 0 | 0 | 0 | 0 | 0 | 0 | Infinite
NYISO_G-I_2_PJM_E | NYISO_G-I | PJM_E | 2025 | B15 | 1203 | 0 | 1500 | 0 | 0 | 0 | 0 | 0 | 0 | 0 | 0 | 0 | 0 | Infinite
NYISO_G-I_2_PJM_E | NYISO_G-I | PJM_E | 2025 | B16 | 25 | 0 | 1500 | 0 | 0 | 0 | 0 | 0 | 0 | 0 | 0 | 0 | 0 | Infinite
NYISO_G-I_2_PJM_E | NYISO_G-I | PJM_E | 2025 | B17 | 100 | 0 | 1500 | 0 | 0 | 0 | 0 | 0 | 0 | 0 | 0 | 0 | 0 | Infinite
NYISO_G-I_2_PJM_E | NYISO_G-I | PJM_E | 2025 | B18 | 400 | 0 | 1500 | 0 | 0 | 0 | 0 | 0 | 0 | 0 | 0 | 0 | 0 | Infinite
NYISO_G-I_2_PJM_E | NYISO_G-I | PJM_E | 2025 | B19 | 700 | 0 | 1500 | 0 | 0 | 0 | 0 | 0 | 0 | 0 | 0 | 0 | 0 | Infinite
NYISO_G-I_2_PJM_E | NYISO_G-I | PJM_E | 2025 | B20 | 935 | 0 | 1500 | 0 | 0 | 0 | 0 | 0 | 0 | 0 | 0 | 0 | 0 | Infinite
NYISO_G-I_2_PJM_E | NYISO_G-I | PJM_E | 2030 | B1 | 10 | 0 | 1500 | 0 | 0 | 0 | 0 | 0 | 0 | 0 | 0 | 0 | 0 | Infinite
NYISO_G-I_2_PJM_E | NYISO_G-I | PJM_E | 2030 | B2 | 25 | 0 | 1500 | 0 | 0 | 0 | 0 | 0 | 0 | 0 | 0 | 0 | 0 | Infinite
NYISO_G-I_2_PJM_E | NYISO_G-I | PJM_E | 2030 | B3 | 75 | 0 | 1500 | 454.47 | 0 | 1500 | 0 | 0 | 0 | 0 | 1.6737 | 0 | 0 | Infinite
NYISO_G-I_2_PJM_E | NYISO_G-I | PJM_E | 2030 | B4 | 100 | 0 | 1500 | 414.62 | 0 | 1500 | 0 | 0 | 0 | 0 | 1.0802 | 0 | 0 | Infinite
NYISO_G-I_2_PJM_E | NYISO_G-I | PJM_E | 2030 | B5 | 200 | 0 | 1500 | 0 | 0 | 0 | 0 | 0 | 0 | 0 | 0 | 0 | 0 | Infinite
NYISO_G-I_2_PJM_E | NYISO_G-I | PJM_E | 2030 | B6 | 300 | 0 | 1500 | 0 | 0 | 0 | 0 | 0 | 0 | 0 | 0 | 0 | 0 | Infinite
NYISO_G-I_2_PJM_E | NYISO_G-I | PJM_E | 2030 | B7 | 400 | 0 | 1500 | 0 | 0 | 0 | 0 | 0 | 0 | 0 | 0 | 0 | 0 | Infinite
NYISO_G-I_2_PJM_E | NYISO_G-I | PJM_E | 2030 | B8 | 500 | 0 | 1500 | 0 | 0 | 0 | 0 | 0 | 0 | 0 | 0 | 0 | 0 | Infinite
NYISO_G-I_2_PJM_E | NYISO_G-I | PJM_E | 2030 | B9 | 800 | 0 | 1500 | 0 | 0 | 0 | 0 | 0 | 0 | 0 | 0 | 0 | 0 | Infinite
NYISO_G-I_2_PJM_E | NYISO_G-I | PJM_E | 2030 | B10 | 1262 | 0 | 1500 | 0 | 0 | 0 | 0 | 0 | 0 | 0 | 0 | 0 | 0 | Infinite
NYISO_G-I_2_PJM_E | NYISO_G-I | PJM_E | 2030 | B11 | 25 | 0 | 1500 | 0 | 0 | 0 | 0 | 0 | 0 | 0 | 0 | 0 | 0 | Infinite
NYISO_G-I_2_PJM_E | NYISO_G-I | PJM_E | 2030 | B12 | 200 | 0 | 1500 | 0 | 0 | 0 | 0 | 0 | 0 | 0 | 0 | 0 | 0 | Infinite
NYISO_G-I_2_PJM_E | NYISO_G-I | PJM_E | 2030 | B13 | 600 | 0 | 1500 | 0 | 0 | 0 | 0 | 0 | 0 | 0 | 0 | 0 | 0 | Infinite
NYISO_G-I_2_PJM_E | NYISO_G-I | PJM_E | 2030 | B14 | 900 | 0 | 1500 | 0 | 0 | 0 | 0 | 0 | 0 | 0 | 0 | 0 | 0 | Infinite
NYISO_G-I_2_PJM_E | NYISO_G-I | PJM_E | 2030 | B15 | 1203 | 0 | 1500 | 0 | 0 | 0 | 0 | 0 | 0 | 0 | 0 | 0 | 0 | Infinite
NYISO_G-I_2_PJM_E | NYISO_G-I | PJM_E | 2030 | B16 | 25 | 0 | 1500 | 0 | 0 | 0 | 0 | 0 | 0 | 0 | 0 | 0 | 0 | Infinite
NYISO_G-I_2_PJM_E | NYISO_G-I | PJM_E | 2030 | B17 | 100 | 0 | 1500 | 0 | 0 | 0 | 0 | 0 | 0 | 0 | 0 | 0 | 0 | Infinite
NYISO_G-I_2_PJM_E | NYISO_G-I | PJM_E | 2030 | B18 | 400 | 0 | 1500 | 0 | 0 | 0 | 0 | 0 | 0 | 0 | 0 | 0 | 0 | Infinite
NYISO_G-I_2_PJM_E | NYISO_G-I | PJM_E | 2030 | B19 | 700 | 0 | 1500 | 0 | 0 | 0 | 0 | 0 | 0 | 0 | 0 | 0 | 0 | Infinite
NYISO_G-I_2_PJM_E | NYISO_G-I | PJM_E | 2030 | B20 | 935 | 0 | 1500 | 0 | 0 | 0 | 0 | 0 | 0 | 0 | 0 | 0 | 0 | Infinite
NYISO_G-I_2_PJM_E | NYISO_G-I | PJM_E | 2035 | B1 | 10 | 0 | 1500 | 0 | 0 | 0 | 0 | 0 | 0 | 0 | 0 | 0 | 0 | Infinite
NYISO_G-I_2_PJM_E | NYISO_G-I | PJM_E | 2035 | B2 | 25 | 0 | 1500 | 0 | 0 | 0 | 0 | 0 | 0 | 0 | 0 | 0 | 0 | Infinite
NYISO_G-I_2_PJM_E | NYISO_G-I | PJM_E | 2035 | B3 | 75 | 0 | 1500 | 1500 | 0 | 1500 | 0 | 0 | 3.7865 | 0 | 3.7865 | 0.75731 | 0 | Infinite
NYISO_G-I_2_PJM_E | NYISO_G-I | PJM_E | 2035 | B4 | 100 | 0 | 1500 | 1500 | 0 | 1500 | 0 | 0 | 7.9173 | 0 | 7.9173 | 2.1113 | 0 | Infinite
NYISO_G-I_2_PJM_E | NYISO_G-I | PJM_E | 2035 | B5 | 200 | 0 | 1500 | 1500 | 0 | 1500 | 0 | 0 | 9.6384 | 0 | 7.5256 | 5.1405 | 0 | Infinite
NYISO_G-I_2_PJM_E | NYISO_G-I | PJM_E | 2035 | B6 | 300 | 0 | 1500 | 0 | 0 | 0 | 0 | 0 | 0 | 0 | 0 | 0 | 0 | Infinite
NYISO_G-I_2_PJM_E | NYISO_G-I | PJM_E | 2035 | B7 | 400 | 0 | 1500 | 0 | 0 | 0 | 0 | 0 | 0 | 0 | 0 | 0 | 0 | Infinite
NYISO_G-I_2_PJM_E | NYISO_G-I | PJM_E | 2035 | B8 | 500 | 0 | 1500 | 0 | 0 | 0 | 0 | 0 | 0 | 0 | 0 | 0 | 0 | Infinite
NYISO_G-I_2_PJM_E | NYISO_G-I | PJM_E | 2035 | B9 | 800 | 0 | 1500 | 0 | 0 | 0 | 0 | 0 | 0 | 0 | 0 | 0 | 0 | Infinite
NYISO_G-I_2_PJM_E | NYISO_G-I | PJM_E | 2035 | B10 | 1262 | 0 | 1500 | 0 | 0 | 0 | 0 | 0 | 0 | 0 | 0 | 0 | 0 | Infinite
NYISO_G-I_2_PJM_E | NYISO_G-I | PJM_E | 2035 | B11 | 25 | 0 | 1500 | 0 | 0 | 1500 | 0 | 0 | 0 | 0 | 0.36797 | 0 | 0 | Infinite
NYISO_G-I_2_PJM_E | NYISO_G-I | PJM_E | 2035 | B12 | 200 | 0 | 1500 | 0 | 0 | 0 | 0 | 0 | 0 | 0 | 0 | 0 | 0 | Infinite
NYISO_G-I_2_PJM_E | NYISO_G-I | PJM_E | 2035 | B13 | 600 | 0 | 1500 | 0 | 0 | 0 | 0 | 0 | 0 | 0 | 0 | 0 | 0 | Infinite
NYISO_G-I_2_PJM_E | NYISO_G-I | PJM_E | 2035 | B14 | 900 | 0 | 1500 | 0 | 0 | 0 | 0 | 0 | 0 | 0 | 0 | 0 | 0 | Infinite
NYISO_G-I_2_PJM_E | NYISO_G-I | PJM_E | 2035 | B15 | 1203 | 0 | 1500 | 0 | 0 | 0 | 0 | 0 | 0 | 0 | 0 | 0 | 0 | Infinite
NYISO_G-I_2_PJM_E | NYISO_G-I | PJM_E | 2035 | B16 | 25 | 0 | 1500 | 0 | 0 | 0 | 0 | 0 | 0 | 0 | 0 | 0 | 0 | Infinite
NYISO_G-I_2_PJM_E | NYISO_G-I | PJM_E | 2035 | B17 | 100 | 0 | 1500 | 0 | 0 | 0 | 0 | 0 | 0 | 0 | 0 | 0 | 0 | Infinite
NYISO_G-I_2_PJM_E | NYISO_G-I | PJM_E | 2035 | B18 | 400 | 0 | 1500 | 0 | 0 | 0 | 0 | 0 | 0 | 0 | 0 | 0 | 0 | Infinite
NYISO_G-I_2_PJM_E | NYISO_G-I | PJM_E | 2035 | B19 | 700 | 0 | 1500 | 0 | 0 | 0 | 0 | 0 | 0 | 0 | 0 | 0 | 0 | Infinite
NYISO_G-I_2_PJM_E | NYISO_G-I | PJM_E | 2035 | B20 | 935 | 0 | 1500 | 0 | 0 | 0 | 0 | 0 | 0 | 0 | 0 | 0 | 0 | Infinite
NYISO_G-I_2_PJM_E | NYISO_G-I | PJM_E | 2040 | B1 | 10 | 0 | 1500 | 0 | 0 | 0 | 0 | 0 | 0 | 0 | 0 | 0 | 0 | Infinite
NYISO_G-I_2_PJM_E | NYISO_G-I | PJM_E | 2040 | B2 | 25 | 0 | 1500 | 0 | 0 | 508.35 | 0 | 0 | 0 | 0 | 0 | 0 | 0 | Infinite
NYISO_G-I_2_PJM_E | NYISO_G-I | PJM_E | 2040 | B3 | 75 | 0 | 1500 | 1500 | 0 | 1500 | 0 | 0 | 3.9765 | 0 | 6.8846 | 1.7042 | 0 | Infinite
NYISO_G-I_2_PJM_E | NYISO_G-I | PJM_E | 2040 | B4 | 100 | 0 | 1500 | 1500 | 0 | 1500 | 0 | 0 | 0.64098 | 0 | 3.4898 | 0.36627 | 0 | Infinite
NYISO_G-I_2_PJM_E | NYISO_G-I | PJM_E | 2040 | B5 | 200 | 0 | 1500 | 725.43 | 0 | 1478.79 | 0 | 0 | 0 | 0 | 0 | 0 | 0 | Infinite
NYISO_G-I_2_PJM_E | NYISO_G-I | PJM_E | 2040 | B6 | 300 | 0 | 1500 | 633.33 | 0 | 1037.09 | 0 | 0 | 0 | 0 | 0 | 0 | 0 | Infinite
NYISO_G-I_2_PJM_E | NYISO_G-I | PJM_E | 2040 | B7 | 400 | 0 | 1500 | 0 | 0 | 0 | 0 | 0 | 0 | 0 | 0 | 0 | 0 | Infinite
NYISO_G-I_2_PJM_E | NYISO_G-I | PJM_E | 2040 | B8 | 500 | 0 | 1500 | 0 | 0 | 0 | 0 | 0 | 0 | 0 | 0 | 0 | 0 | Infinite
NYISO_G-I_2_PJM_E | NYISO_G-I | PJM_E | 2040 | B9 | 800 | 0 | 1500 | 0 | 0 | 0 | 0 | 0 | 0 | 0 | 0 | 0 | 0 | Infinite
NYISO_G-I_2_PJM_E | NYISO_G-I | PJM_E | 2040 | B10 | 1262 | 0 | 1500 | 0 | 0 | 0 | 0 | 0 | 0 | 0 | 0 | 0 | 0 | Infinite
NYISO_G-I_2_PJM_E | NYISO_G-I | PJM_E | 2040 | B11 | 25 | 0 | 1500 | 0 | 0 | 0 | 0 | 0 | 0 | 0 | 0 | 0 | 0 | Infinite
NYISO_G-I_2_PJM_E | NYISO_G-I | PJM_E | 2040 | B12 | 200 | 0 | 1500 | 0 | 0 | 0 | 0 | 0 | 0 | 0 | 0 | 0 | 0 | Infinite
NYISO_G-I_2_PJM_E | NYISO_G-I | PJM_E | 2040 | B13 | 600 | 0 | 1500 | 0 | 0 | 0 | 0 | 0 | 0 | 0 | 0 | 0 | 0 | Infinite
NYISO_G-I_2_PJM_E | NYISO_G-I | PJM_E | 2040 | B14 | 900 | 0 | 1500 | 0 | 0 | 0 | 0 | 0 | 0 | 0 | 0 | 0 | 0 | Infinite
NYISO_G-I_2_PJM_E | NYISO_G-I | PJM_E | 2040 | B15 | 1203 | 0 | 1500 | 0 | 0 | 0 | 0 | 0 | 0 | 0 | 0 | 0 | 0 | Infinite
NYISO_G-I_2_PJM_E | NYISO_G-I | PJM_E | 2040 | B16 | 25 | 0 | 1500 | 0 | 0 | 0 | 0 | 0 | 0 | 0 | 0 | 0 | 0 | Infinite
NYISO_G-I_2_PJM_E | NYISO_G-I | PJM_E | 2040 | B17 | 100 | 0 | 1500 | 0 | 0 | 0 | 0 | 0 | 0 | 0 | 0 | 0 | 0 | Infinite
NYISO_G-I_2_PJM_E | NYISO_G-I | PJM_E | 2040 | B18 | 400 | 0 | 1500 | 0 | 0 | 0 | 0 | 0 | 0 | 0 | 0 | 0 | 0 | Infinite
NYISO_G-I_2_PJM_E | NYISO_G-I | PJM_E | 2040 | B19 | 700 | 0 | 1500 | 0 | 0 | 0 | 0 | 0 | 0 | 0 | 0 | 0 | 0 | Infinite
NYISO_G-I_2_PJM_E | NYISO_G-I | PJM_E | 2040 | B20 | 935 | 0 | 1500 | 0 | 0 | 0 | 0 | 0 | 0 | 0 | 0 | 0 | 0 | Infinite
NYISO_G-I_2_PJM_E | NYISO_G-I | PJM_E | 2045 | B1 | 10 | 0 | 1500 | 0 | 0 | 25.47 | 0 | 0 | 0 | 0 | 0 | 0 | 0 | Infinite
NYISO_G-I_2_PJM_E | NYISO_G-I | PJM_E | 2045 | B2 | 25 | 0 | 1500 | 0 | 0 | 751.68 | 0 | 0 | 0 | 0 | 0 | 0 | 0 | Infinite
NYISO_G-I_2_PJM_E | NYISO_G-I | PJM_E | 2045 | B3 | 75 | 0 | 1500 | 0 | 0 | 0 | 0 | 0 | 0 | 0 | 0 | 0 | 0 | Infinite
NYISO_G-I_2_PJM_E | NYISO_G-I | PJM_E | 2045 | B4 | 100 | 0 | 1500 | 574.71 | 0 | 441.97 | 0 | 0 | 0 | 0 | 0 | 0 | 0 | Infinite
NYISO_G-I_2_PJM_E | NYISO_G-I | PJM_E | 2045 | B5 | 200 | 0 | 1500 | 1001.66 | 0 | 1500 | 0 | 0 | 0 | 0 | 0.49854 | 0 | 0 | Infinite
NYISO_G-I_2_PJM_E | NYISO_G-I | PJM_E | 2045 | B6 | 300 | 0 | 1500 | 547.78 | 0 | 1207.71 | 0 | 0 | 0 | 0 | 0 | 0 | 0 | Infinite
NYISO_G-I_2_PJM_E | NYISO_G-I | PJM_E | 2045 | B7 | 400 | 0 | 1500 | 43.55 | 0 | 242.47 | 0 | 0 | 0 | 0 | 0 | 0 | 0 | Infinite
NYISO_G-I_2_PJM_E | NYISO_G-I | PJM_E | 2045 | B8 | 500 | 0 | 1500 | 0 | 0 | 0 | 0 | 0 | 0 | 0 | 0 | 0 | 0 | Infinite
NYISO_G-I_2_PJM_E | NYISO_G-I | PJM_E | 2045 | B9 | 800 | 0 | 1500 | 0 | 0 | 0 | 0 | 0 | 0 | 0 | 0 | 0 | 0 | Infinite
NYISO_G-I_2_PJM_E | NYISO_G-I | PJM_E | 2045 | B10 | 1262 | 0 | 1500 | 0 | 0 | 0 | 0 | 0 | 0 | 0 | 0 | 0 | 0 | Infinite
NYISO_G-I_2_PJM_E | NYISO_G-I | PJM_E | 2045 | B11 | 25 | 0 | 1500 | 0 | 0 | 0 | 0 | 0 | 0 | 0 | 0 | 0 | 0 | Infinite
NYISO_G-I_2_PJM_E | NYISO_G-I | PJM_E | 2045 | B12 | 200 | 0 | 1500 | 3.88 | 0 | 0 | 0 | 0 | 0 | 0 | 0 | 0 | 0 | Infinite
NYISO_G-I_2_PJM_E | NYISO_G-I | PJM_E | 2045 | B13 | 600 | 0 | 1500 | 0 | 0 | 0 | 0 | 0 | 0 | 0 | 0 | 0 | 0 | Infinite
NYISO_G-I_2_PJM_E | NYISO_G-I | PJM_E | 2045 | B14 | 900 | 0 | 1500 | 0 | 0 | 0 | 0 | 0 | 0 | 0 | 0 | 0 | 0 | Infinite
NYISO_G-I_2_PJM_E | NYISO_G-I | PJM_E | 2045 | B15 | 1203 | 0 | 1500 | 0 | 0 | 0 | 0 | 0 | 0 | 0 | 0 | 0 | 0 | Infinite
NYISO_G-I_2_PJM_E | NYISO_G-I | PJM_E | 2045 | B16 | 25 | 0 | 1500 | 0 | 0 | 0 | 0 | 0 | 0 | 0 | 0 | 0 | 0 | Infinite
NYISO_G-I_2_PJM_E | NYISO_G-I | PJM_E | 2045 | B17 | 100 | 0 | 1500 | 0 | 0 | 0 | 0 | 0 | 0 | 0 | 0 | 0 | 0 | Infinite
NYISO_G-I_2_PJM_E | NYISO_G-I | PJM_E | 2045 | B18 | 400 | 0 | 1500 | 0 | 0 | 0 | 0 | 0 | 0 | 0 | 0 | 0 | 0 | Infinite
NYISO_G-I_2_PJM_E | NYISO_G-I | PJM_E | 2045 | B19 | 700 | 0 | 1500 | 0 | 0 | 0 | 0 | 0 | 0 | 0 | 0 | 0 | 0 | Infinite
NYISO_G-I_2_PJM_E | NYISO_G-I | PJM_E | 2045 | B20 | 935 | 0 | 1500 | 0 | 0 | 0 | 0 | 0 | 0 | 0 | 0 | 0 | 0 | Infinite
NYISO_G-I_2_PJM_E | NYISO_G-I | PJM_E | 2050 | B1 | 10 | 0 | 1500 | 0 | 0 | 8.03 | 0 | 0 | 0 | 0 | 0 | 0 | 0 | Infinite
NYISO_G-I_2_PJM_E | NYISO_G-I | PJM_E | 2050 | B2 | 25 | 0 | 1500 | 265.69 | 0 | 880.34 | 0 | 0 | 0 | 0 | 0 | 0 | 0 | Infinite
NYISO_G-I_2_PJM_E | NYISO_G-I | PJM_E | 2050 | B3 | 75 | 0 | 1500 | 0 | 0 | 0 | 0 | 0 | 0 | 0 | 0 | 0 | 0 | Infinite
NYISO_G-I_2_PJM_E | NYISO_G-I | PJM_E | 2050 | B4 | 100 | 0 | 1500 | 264.81 | 0 | 571.53 | 0 | 0 | 0 | 0 | 0 | 0 | 0 | Infinite
NYISO_G-I_2_PJM_E | NYISO_G-I | PJM_E | 2050 | B5 | 200 | 0 | 1500 | 1198.63 | 0 | 1500 | 0 | 0 | 0 | 0 | 0.02374 | 0 | 0 | Infinite
NYISO_G-I_2_PJM_E | NYISO_G-I | PJM_E | 2050 | B6 | 300 | 0 | 1500 | 950.79 | 0 | 1458.28 | 0 | 0 | 0 | 0 | 0 | 0 | 0 | Infinite
NYISO_G-I_2_PJM_E | NYISO_G-I | PJM_E | 2050 | B7 | 400 | 0 | 1500 | 363.31 | 0 | 857.86 | 0 | 0 | 0 | 0 | 0 | 0 | 0 | Infinite
NYISO_G-I_2_PJM_E | NYISO_G-I | PJM_E | 2050 | B8 | 500 | 0 | 1500 | 0 | 0 | 0 | 0 | 0 | 0 | 0 | 0 | 0 | 0 | Infinite
NYISO_G-I_2_PJM_E | NYISO_G-I | PJM_E | 2050 | B9 | 800 | 0 | 1500 | 0 | 0 | 0 | 0 | 0 | 0 | 0 | 0 | 0 | 0 | Infinite
NYISO_G-I_2_PJM_E | NYISO_G-I | PJM_E | 2050 | B10 | 1262 | 0 | 1500 | 0 | 0 | 0 | 0 | 0 | 0 | 0 | 0 | 0 | 0 | Infinite
NYISO_G-I_2_PJM_E | NYISO_G-I | PJM_E | 2050 | B11 | 25 | 0 | 1500 | 0 | 0 | 176.26 | 0 | 0 | 0 | 0 | 0 | 0 | 0 | Infinite
NYISO_G-I_2_PJM_E | NYISO_G-I | PJM_E | 2050 | B12 | 200 | 0 | 1500 | 310.77 | 0 | 869.16 | 0 | 0 | 0 | 0 | 0 | 0 | 0 | Infinite
NYISO_G-I_2_PJM_E | NYISO_G-I | PJM_E | 2050 | B13 | 600 | 0 | 1500 | 0 | 0 | 0 | 0 | 0 | 0 | 0 | 0 | 0 | 0 | Infinite
NYISO_G-I_2_PJM_E | NYISO_G-I | PJM_E | 2050 | B14 | 900 | 0 | 1500 | 0 | 0 | 0 | 0 | 0 | 0 | 0 | 0 | 0 | 0 | Infinite
NYISO_G-I_2_PJM_E | NYISO_G-I | PJM_E | 2050 | B15 | 1203 | 0 | 1500 | 0 | 0 | 0 | 0 | 0 | 0 | 0 | 0 | 0 | 0 | Infinite
NYISO_G-I_2_PJM_E | NYISO_G-I | PJM_E | 2050 | B16 | 25 | 0 | 1500 | 175.85 | 0 | 0 | 0 | 0 | 0 | 0 | 0 | 0 | 0 | Infinite
NYISO_G-I_2_PJM_E | NYISO_G-I | PJM_E | 2050 | B17 | 100 | 0 | 1500 | 409.64 | 0 | 27.97 | 0 | 0 | 0 | 0 | 0 | 0 | 0 | Infinite
NYISO_G-I_2_PJM_E | NYISO_G-I | PJM_E | 2050 | B18 | 400 | 0 | 1500 | 0 | 0 | 0 | 0 | 0 | 0 | 0 | 0 | 0 | 0 | Infinite
NYISO_G-I_2_PJM_E | NYISO_G-I | PJM_E | 2050 | B19 | 700 | 0 | 1500 | 0 | 0 | 0 | 0 | 0 | 0 | 0 | 0 | 0 | 0 | Infinite
NYISO_G-I_2_PJM_E | NYISO_G-I | PJM_E | 2050 | B20 | 935 | 0 | 1500 | 0 | 0 | 0 | 0 | 0 | 0 | 0 | 0 | 0 | 0 | Infinite
NYISO_J-K_2_NEISO | NYISO_J-K | NEISO | 2015 | B1 | 10 | 0 | 0.001 | 0 | 0 | 0 | 0 | 0 | 0 | 0 | 0 | 0 | 0 | 0
NYISO_J-K_2_NEISO | NYISO_J-K | NEISO | 2015 | B2 | 25 | 0 | 0.001 | 0 | 0 | 0 | 0 | 0 | 0 | 0 | 0 | 0 | 0 | 0
NYISO_J-K_2_NEISO | NYISO_J-K | NEISO | 2015 | B3 | 75 | 0 | 0.001 | 0 | 0 | 0 | 0 | 0 | 0 | 0 | 0 | 0 | 0 | 0
NYISO_J-K_2_NEISO | NYISO_J-K | NEISO | 2015 | B4 | 100 | 0 | 0.001 | 0 | 0 | 0 | 0 | 0 | 0 | 0 | 0 | 0 | 0 | 0
NYISO_J-K_2_NEISO | NYISO_J-K | NEISO | 2015 | B5 | 200 | 0 | 0.001 | 0 | 0 | 0 | 0 | 0 | 0 | 0 | 0 | 0 | 0 | 0
NYISO_J-K_2_NEISO | NYISO_J-K | NEISO | 2015 | B6 | 300 | 0 | 0.001 | 0 | 0 | 0 | 0 | 0 | 0 | 0 | 0 | 0 | 0 | 0
NYISO_J-K_2_NEISO | NYISO_J-K | NEISO | 2015 | B7 | 400 | 0 | 0.001 | 0 | 0 | 0 | 0 | 0 | 0 | 0 | 0 | 0 | 0 | 0
NYISO_J-K_2_NEISO | NYISO_J-K | NEISO | 2015 | B8 | 500 | 0 | 0.001 | 0 | 0 | 0 | 0 | 0 | 0 | 0 | 0 | 0 | 0 | 0
NYISO_J-K_2_NEISO | NYISO_J-K | NEISO | 2015 | B9 | 800 | 0 | 0.001 | 0 | 0 | 0 | 0 | 0 | 0 | 0 | 0 | 0 | 0 | 0
NYISO_J-K_2_NEISO | NYISO_J-K | NEISO | 2015 | B10 | 1262 | 0 | 0.001 | 0 | 0 | 0 | 0 | 0 | 0 | 0 | 0 | 0 | 0 | 0
NYISO_J-K_2_NEISO | NYISO_J-K | NEISO | 2015 | B11 | 25 | 0 | 0.001 | 0 | 0 | 0 | 0 | 0 | 0 | 0 | 0 | 0 | 0 | 0
NYISO_J-K_2_NEISO | NYISO_J-K | NEISO | 2015 | B12 | 200 | 0 | 0.001 | 0 | 0 | 0 | 0 | 0 | 0 | 0 | 0 | 0 | 0 | 0
NYISO_J-K_2_NEISO | NYISO_J-K | NEISO | 2015 | B13 | 600 | 0 | 0.001 | 0 | 0 | 0 | 0 | 0 | 0 | 0 | 0 | 0 | 0 | 0
NYISO_J-K_2_NEISO | NYISO_J-K | NEISO | 2015 | B14 | 900 | 0 | 0.001 | 0 | 0 | 0 | 0 | 0 | 0 | 0 | 0 | 0 | 0 | 0
NYISO_J-K_2_NEISO | NYISO_J-K | NEISO | 2015 | B15 | 1203 | 0 | 0.001 | 0 | 0 | 0 | 0 | 0 | 0 | 0 | 0 | 0 | 0 | 0
NYISO_J-K_2_NEISO | NYISO_J-K | NEISO | 2015 | B16 | 25 | 0 | 0.001 | 0 | 0 | 0 | 0 | 0 | 0 | 0 | 0 | 0 | 0 | 0
NYISO_J-K_2_NEISO | NYISO_J-K | NEISO | 2015 | B17 | 100 | 0 | 0.001 | 0 | 0 | 0 | 0 | 0 | 0 | 0 | 0 | 0 | 0 | 0
NYISO_J-K_2_NEISO | NYISO_J-K | NEISO | 2015 | B18 | 400 | 0 | 0.001 | 0 | 0 | 0 | 0 | 0 | 0 | 0 | 0 | 0 | 0 | 0
NYISO_J-K_2_NEISO | NYISO_J-K | NEISO | 2015 | B19 | 700 | 0 | 0.001 | 0 | 0 | 0 | 0 | 0 | 0 | 0 | 0 | 0 | 0 | 0
NYISO_J-K_2_NEISO | NYISO_J-K | NEISO | 2015 | B20 | 935 | 0 | 0.001 | 0 | 0 | 0 | 0 | 0 | 0 | 0 | 0 | 0 | 0 | 0
NYISO_J-K_2_NEISO | NYISO_J-K | NEISO | 2020 | B1 | 10 | 0 | 0.001 | 0 | 0 | 0 | 0 | 0 | 0 | 0 | 0 | 0 | 0 | 0
NYISO_J-K_2_NEISO | NYISO_J-K | NEISO | 2020 | B2 | 25 | 0 | 0.001 | 0 | 0 | 0 | 0 | 0 | 0 | 0 | 0 | 0 | 0 | 0
NYISO_J-K_2_NEISO | NYISO_J-K | NEISO | 2020 | B3 | 75 | 0 | 0.001 | 0 | 0 | 0 | 0 | 0 | 0 | 0 | 0 | 0 | 0 | 0
NYISO_J-K_2_NEISO | NYISO_J-K | NEISO | 2020 | B4 | 100 | 0 | 0.001 | 0 | 0 | 0 | 0 | 0 | 0 | 0 | 0 | 0 | 0 | 0
NYISO_J-K_2_NEISO | NYISO_J-K | NEISO | 2020 | B5 | 200 | 0 | 0.001 | 0 | 0 | 0 | 0 | 0 | 0 | 0 | 0 | 0 | 0 | 0
NYISO_J-K_2_NEISO | NYISO_J-K | NEISO | 2020 | B6 | 300 | 0 | 0.001 | 0 | 0 | 0 | 0 | 0 | 0 | 0 | 0 | 0 | 0 | 0
NYISO_J-K_2_NEISO | NYISO_J-K | NEISO | 2020 | B7 | 400 | 0 | 0.001 | 0 | 0 | 0 | 0 | 0 | 0 | 0 | 0 | 0 | 0 | 0
NYISO_J-K_2_NEISO | NYISO_J-K | NEISO | 2020 | B8 | 500 | 0 | 0.001 | 0 | 0 | 0 | 0 | 0 | 0 | 0 | 0 | 0 | 0 | 0
NYISO_J-K_2_NEISO | NYISO_J-K | NEISO | 2020 | B9 | 800 | 0 | 0.001 | 0 | 0 | 0 | 0 | 0 | 0 | 0 | 0 | 0 | 0 | 0
NYISO_J-K_2_NEISO | NYISO_J-K | NEISO | 2020 | B10 | 1262 | 0 | 0.001 | 0 | 0 | 0 | 0 | 0 | 0 | 0 | 0 | 0 | 0 | 0
NYISO_J-K_2_NEISO | NYISO_J-K | NEISO | 2020 | B11 | 25 | 0 | 0.001 | 0 | 0 | 0 | 0 | 0 | 0 | 0 | 0 | 0 | 0 | 0
NYISO_J-K_2_NEISO | NYISO_J-K | NEISO | 2020 | B12 | 200 | 0 | 0.001 | 0 | 0 | 0 | 0 | 0 | 0 | 0 | 0 | 0 | 0 | 0
NYISO_J-K_2_NEISO | NYISO_J-K | NEISO | 2020 | B13 | 600 | 0 | 0.001 | 0 | 0 | 0 | 0 | 0 | 0 | 0 | 0 | 0 | 0 | 0
NYISO_J-K_2_NEISO | NYISO_J-K | NEISO | 2020 | B14 | 900 | 0 | 0.001 | 0 | 0 | 0 | 0 | 0 | 0 | 0 | 0 | 0 | 0 | 0
NYISO_J-K_2_NEISO | NYISO_J-K | NEISO | 2020 | B15 | 1203 | 0 | 0.001 | 0 | 0 | 0 | 0 | 0 | 0 | 0 | 0 | 0 | 0 | 0
NYISO_J-K_2_NEISO | NYISO_J-K | NEISO | 2020 | B16 | 25 | 0 | 0.001 | 0 | 0 | 0 | 0 | 0 | 0 | 0 | 0 | 0 | 0 | 0
NYISO_J-K_2_NEISO | NYISO_J-K | NEISO | 2020 | B17 | 100 | 0 | 0.001 | 0 | 0 | 0 | 0 | 0 | 0 | 0 | 0 | 0 | 0 | 0
NYISO_J-K_2_NEISO | NYISO_J-K | NEISO | 2020 | B18 | 400 | 0 | 0.001 | 0 | 0 | 0 | 0 | 0 | 0 | 0 | 0 | 0 | 0 | 0
NYISO_J-K_2_NEISO | NYISO_J-K | NEISO | 2020 | B19 | 700 | 0 | 0.001 | 0 | 0 | 0 | 0 | 0 | 0 | 0 | 0 | 0 | 0 | 0
NYISO_J-K_2_NEISO | NYISO_J-K | NEISO | 2020 | B20 | 935 | 0 | 0.001 | 0 | 0 | 0 | 0 | 0 | 0 | 0 | 0 | 0 | 0 | 0
NYISO_J-K_2_NEISO | NYISO_J-K | NEISO | 2025 | B1 | 10 | 0 | 0.001 | 0 | 0 | 0 | 0 | 0 | 0 | 0 | 0 | 0 | 0 | 0
NYISO_J-K_2_NEISO | NYISO_J-K | NEISO | 2025 | B2 | 25 | 0 | 0.001 | 0 | 0 | 0 | 0 | 0 | 0 | 0 | 0 | 0 | 0 | 0
NYISO_J-K_2_NEISO | NYISO_J-K | NEISO | 2025 | B3 | 75 | 0 | 0.001 | 0 | 0 | 0 | 0 | 0 | 0 | 0 | 0 | 0 | 0 | 0
NYISO_J-K_2_NEISO | NYISO_J-K | NEISO | 2025 | B4 | 100 | 0 | 0.001 | 0 | 0 | 0 | 0 | 0 | 0 | 0 | 0 | 0 | 0 | 0
NYISO_J-K_2_NEISO | NYISO_J-K | NEISO | 2025 | B5 | 200 | 0 | 0.001 | 0 | 0 | 0 | 0 | 0 | 0 | 0 | 0 | 0 | 0 | 0
NYISO_J-K_2_NEISO | NYISO_J-K | NEISO | 2025 | B6 | 300 | 0 | 0.001 | 0 | 0 | 0 | 0 | 0 | 0 | 0 | 0 | 0 | 0 | 0
NYISO_J-K_2_NEISO | NYISO_J-K | NEISO | 2025 | B7 | 400 | 0 | 0.001 | 0 | 0 | 0 | 0 | 0 | 0 | 0 | 0 | 0 | 0 | 0
NYISO_J-K_2_NEISO | NYISO_J-K | NEISO | 2025 | B8 | 500 | 0 | 0.001 | 0 | 0 | 0 | 0 | 0 | 0 | 0 | 0 | 0 | 0 | 0
NYISO_J-K_2_NEISO | NYISO_J-K | NEISO | 2025 | B9 | 800 | 0 | 0.001 | 0 | 0 | 0 | 0 | 0 | 0 | 0 | 0 | 0 | 0 | 0
NYISO_J-K_2_NEISO | NYISO_J-K | NEISO | 2025 | B10 | 1262 | 0 | 0.001 | 0 | 0 | 0 | 0 | 0 | 0 | 0 | 0 | 0 | 0 | 0
NYISO_J-K_2_NEISO | NYISO_J-K | NEISO | 2025 | B11 | 25 | 0 | 0.001 | 0 | 0 | 0 | 0 | 0 | 0 | 0 | 0 | 0 | 0 | 0
NYISO_J-K_2_NEISO | NYISO_J-K | NEISO | 2025 | B12 | 200 | 0 | 0.001 | 0 | 0 | 0 | 0 | 0 | 0 | 0 | 0 | 0 | 0 | 0
NYISO_J-K_2_NEISO | NYISO_J-K | NEISO | 2025 | B13 | 600 | 0 | 0.001 | 0 | 0 | 0 | 0 | 0 | 0 | 0 | 0 | 0 | 0 | 0
NYISO_J-K_2_NEISO | NYISO_J-K | NEISO | 2025 | B14 | 900 | 0 | 0.001 | 0 | 0 | 0 | 0 | 0 | 0 | 0 | 0 | 0 | 0 | 0
NYISO_J-K_2_NEISO | NYISO_J-K | NEISO | 2025 | B15 | 1203 | 0 | 0.001 | 0 | 0 | 0 | 0 | 0 | 0 | 0 | 0 | 0 | 0 | 0
NYISO_J-K_2_NEISO | NYISO_J-K | NEISO | 2025 | B16 | 25 | 0 | 0.001 | 0 | 0 | 0 | 0 | 0 | 0 | 0 | 0 | 0 | 0 | 0
NYISO_J-K_2_NEISO | NYISO_J-K | NEISO | 2025 | B17 | 100 | 0 | 0.001 | 0 | 0 | 0 | 0 | 0 | 0 | 0 | 0 | 0 | 0 | 0
NYISO_J-K_2_NEISO | NYISO_J-K | NEISO | 2025 | B18 | 400 | 0 | 0.001 | 0 | 0 | 0 | 0 | 0 | 0 | 0 | 0 | 0 | 0 | 0
NYISO_J-K_2_NEISO | NYISO_J-K | NEISO | 2025 | B19 | 700 | 0 | 0.001 | 0 | 0 | 0 | 0 | 0 | 0 | 0 | 0 | 0 | 0 | 0
NYISO_J-K_2_NEISO | NYISO_J-K | NEISO | 2025 | B20 | 935 | 0 | 0.001 | 0 | 0 | 0 | 0 | 0 | 0 | 0 | 0 | 0 | 0 | 0
NYISO_J-K_2_NEISO | NYISO_J-K | NEISO | 2030 | B1 | 10 | 0 | 0.001 | 0 | 0 | 0 | 0 | 0 | 0 | 0 | 0 | 0 | 0 | 0
NYISO_J-K_2_NEISO | NYISO_J-K | NEISO | 2030 | B2 | 25 | 0 | 0.001 | 0 | 0 | 0 | 0 | 0 | 0 | 0 | 0 | 0 | 0 | 0
NYISO_J-K_2_NEISO | NYISO_J-K | NEISO | 2030 | B3 | 75 | 0 | 0.001 | 0 | 0 | 0 | 0 | 0 | 0 | 0 | 0 | 0 | 0 | 0
NYISO_J-K_2_NEISO | NYISO_J-K | NEISO | 2030 | B4 | 100 | 0 | 0.001 | 0 | 0 | 0 | 0 | 0 | 0 | 0 | 0 | 0 | 0 | 0
NYISO_J-K_2_NEISO | NYISO_J-K | NEISO | 2030 | B5 | 200 | 0 | 0.001 | 0 | 0 | 0 | 0 | 0 | 0 | 0 | 0 | 0 | 0 | 0
NYISO_J-K_2_NEISO | NYISO_J-K | NEISO | 2030 | B6 | 300 | 0 | 0.001 | 0 | 0 | 0 | 0 | 0 | 0 | 0 | 0 | 0 | 0 | 0
NYISO_J-K_2_NEISO | NYISO_J-K | NEISO | 2030 | B7 | 400 | 0 | 0.001 | 0 | 0 | 0 | 0 | 0 | 0 | 0 | 0 | 0 | 0 | 0
NYISO_J-K_2_NEISO | NYISO_J-K | NEISO | 2030 | B8 | 500 | 0 | 0.001 | 0 | 0 | 0 | 0 | 0 | 0 | 0 | 0 | 0 | 0 | 0
NYISO_J-K_2_NEISO | NYISO_J-K | NEISO | 2030 | B9 | 800 | 0 | 0.001 | 0 | 0 | 0 | 0 | 0 | 0 | 0 | 0 | 0 | 0 | 0
NYISO_J-K_2_NEISO | NYISO_J-K | NEISO | 2030 | B10 | 1262 | 0 | 0.001 | 0 | 0 | 0 | 0 | 0 | 0 | 0 | 0 | 0 | 0 | 0
NYISO_J-K_2_NEISO | NYISO_J-K | NEISO | 2030 | B11 | 25 | 0 | 0.001 | 0 | 0 | 0 | 0 | 0 | 0 | 0 | 0 | 0 | 0 | 0
NYISO_J-K_2_NEISO | NYISO_J-K | NEISO | 2030 | B12 | 200 | 0 | 0.001 | 0 | 0 | 0 | 0 | 0 | 0 | 0 | 0 | 0 | 0 | 0
NYISO_J-K_2_NEISO | NYISO_J-K | NEISO | 2030 | B13 | 600 | 0 | 0.001 | 0 | 0 | 0 | 0 | 0 | 0 | 0 | 0 | 0 | 0 | 0
NYISO_J-K_2_NEISO | NYISO_J-K | NEISO | 2030 | B14 | 900 | 0 | 0.001 | 0 | 0 | 0 | 0 | 0 | 0 | 0 | 0 | 0 | 0 | 0
NYISO_J-K_2_NEISO | NYISO_J-K | NEISO | 2030 | B15 | 1203 | 0 | 0.001 | 0 | 0 | 0 | 0 | 0 | 0 | 0 | 0 | 0 | 0 | 0
NYISO_J-K_2_NEISO | NYISO_J-K | NEISO | 2030 | B16 | 25 | 0 | 0.001 | 0 | 0 | 0 | 0 | 0 | 0 | 0 | 0 | 0 | 0 | 0
NYISO_J-K_2_NEISO | NYISO_J-K | NEISO | 2030 | B17 | 100 | 0 | 0.001 | 0 | 0 | 0 | 0 | 0 | 0 | 0 | 0 | 0 | 0 | 0
NYISO_J-K_2_NEISO | NYISO_J-K | NEISO | 2030 | B18 | 400 | 0 | 0.001 | 0 | 0 | 0 | 0 | 0 | 0 | 0 | 0 | 0 | 0 | 0
NYISO_J-K_2_NEISO | NYISO_J-K | NEISO | 2030 | B19 | 700 | 0 | 0.001 | 0 | 0 | 0 | 0 | 0 | 0 | 0 | 0 | 0 | 0 | 0
NYISO_J-K_2_NEISO | NYISO_J-K | NEISO | 2030 | B20 | 935 | 0 | 0.001 | 0 | 0 | 0 | 0 | 0 | 0 | 0 | 0 | 0 | 0 | 0
NYISO_J-K_2_NEISO | NYISO_J-K | NEISO | 2035 | B1 | 10 | 0 | 0.001 | 0 | 0 | 0 | 0 | 0 | 0 | 0 | 0 | 0 | 0 | 0
NYISO_J-K_2_NEISO | NYISO_J-K | NEISO | 2035 | B2 | 25 | 0 | 0.001 | 0 | 0 | 0 | 0 | 0 | 0 | 0 | 0 | 0 | 0 | 0
NYISO_J-K_2_NEISO | NYISO_J-K | NEISO | 2035 | B3 | 75 | 0 | 0.001 | 0 | 0 | 0 | 0 | 0 | 0 | 0 | 0 | 0 | 0 | 0
NYISO_J-K_2_NEISO | NYISO_J-K | NEISO | 2035 | B4 | 100 | 0 | 0.001 | 0 | 0 | 0 | 0 | 0 | 0 | 0 | 0 | 0 | 0 | 0
NYISO_J-K_2_NEISO | NYISO_J-K | NEISO | 2035 | B5 | 200 | 0 | 0.001 | 0 | 0 | 0 | 0 | 0 | 0 | 0 | 0 | 0 | 0 | 0
NYISO_J-K_2_NEISO | NYISO_J-K | NEISO | 2035 | B6 | 300 | 0 | 0.001 | 0 | 0 | 0 | 0 | 0 | 0 | 0 | 0 | 0 | 0 | 0
NYISO_J-K_2_NEISO | NYISO_J-K | NEISO | 2035 | B7 | 400 | 0 | 0.001 | 0 | 0 | 0 | 0 | 0 | 0 | 0 | 0 | 0 | 0 | 0
NYISO_J-K_2_NEISO | NYISO_J-K | NEISO | 2035 | B8 | 500 | 0 | 0.001 | 0 | 0 | 0 | 0 | 0 | 0 | 0 | 0 | 0 | 0 | 0
NYISO_J-K_2_NEISO | NYISO_J-K | NEISO | 2035 | B9 | 800 | 0 | 0.001 | 0 | 0 | 0 | 0 | 0 | 0 | 0 | 0 | 0 | 0 | 0
NYISO_J-K_2_NEISO | NYISO_J-K | NEISO | 2035 | B10 | 1262 | 0 | 0.001 | 0 | 0 | 0 | 0 | 0 | 0 | 0 | 0 | 0 | 0 | 0
NYISO_J-K_2_NEISO | NYISO_J-K | NEISO | 2035 | B11 | 25 | 0 | 0.001 | 0 | 0 | 0 | 0 | 0 | 0 | 0 | 0 | 0 | 0 | 0
NYISO_J-K_2_NEISO | NYISO_J-K | NEISO | 2035 | B12 | 200 | 0 | 0.001 | 0 | 0 | 0 | 0 | 0 | 0 | 0 | 0 | 0 | 0 | 0
NYISO_J-K_2_NEISO | NYISO_J-K | NEISO | 2035 | B13 | 600 | 0 | 0.001 | 0 | 0 | 0 | 0 | 0 | 0 | 0 | 0 | 0 | 0 | 0
NYISO_J-K_2_NEISO | NYISO_J-K | NEISO | 2035 | B14 | 900 | 0 | 0.001 | 0 | 0 | 0 | 0 | 0 | 0 | 0 | 0 | 0 | 0 | 0
NYISO_J-K_2_NEISO | NYISO_J-K | NEISO | 2035 | B15 | 1203 | 0 | 0.001 | 0 | 0 | 0 | 0 | 0 | 0 | 0 | 0 | 0 | 0 | 0
NYISO_J-K_2_NEISO | NYISO_J-K | NEISO | 2035 | B16 | 25 | 0 | 0.001 | 0 | 0 | 0 | 0 | 0 | 0 | 0 | 0 | 0 | 0 | 0
NYISO_J-K_2_NEISO | NYISO_J-K | NEISO | 2035 | B17 | 100 | 0 | 0.001 | 0 | 0 | 0 | 0 | 0 | 0 | 0 | 0 | 0 | 0 | 0
NYISO_J-K_2_NEISO | NYISO_J-K | NEISO | 2035 | B18 | 400 | 0 | 0.001 | 0 | 0 | 0 | 0 | 0 | 0 | 0 | 0 | 0 | 0 | 0
NYISO_J-K_2_NEISO | NYISO_J-K | NEISO | 2035 | B19 | 700 | 0 | 0.001 | 0 | 0 | 0 | 0 | 0 | 0 | 0 | 0 | 0 | 0 | 0
NYISO_J-K_2_NEISO | NYISO_J-K | NEISO | 2035 | B20 | 935 | 0 | 0.001 | 0 | 0 | 0 | 0 | 0 | 0 | 0 | 0 | 0 | 0 | 0
NYISO_J-K_2_NEISO | NYISO_J-K | NEISO | 2040 | B1 | 10 | 0 | 0.001 | 0 | 0 | 0 | 0 | 0 | 0 | 0 | 0 | 0 | 0 | 0
NYISO_J-K_2_NEISO | NYISO_J-K | NEISO | 2040 | B2 | 25 | 0 | 0.001 | 0 | 0 | 0 | 0 | 0 | 0 | 0 | 0 | 0 | 0 | 0
NYISO_J-K_2_NEISO | NYISO_J-K | NEISO | 2040 | B3 | 75 | 0 | 0.001 | 0 | 0 | 0 | 0 | 0 | 0 | 0 | 0 | 0 | 0 | 0
NYISO_J-K_2_NEISO | NYISO_J-K | NEISO | 2040 | B4 | 100 | 0 | 0.001 | 0 | 0 | 0 | 0 | 0 | 0 | 0 | 0 | 0 | 0 | 0
NYISO_J-K_2_NEISO | NYISO_J-K | NEISO | 2040 | B5 | 200 | 0 | 0.001 | 0 | 0 | 0 | 0 | 0 | 0 | 0 | 0 | 0 | 0 | 0
NYISO_J-K_2_NEISO | NYISO_J-K | NEISO | 2040 | B6 | 300 | 0 | 0.001 | 0 | 0 | 0 | 0 | 0 | 0 | 0 | 0 | 0 | 0 | 0
NYISO_J-K_2_NEISO | NYISO_J-K | NEISO | 2040 | B7 | 400 | 0 | 0.001 | 0 | 0 | 0 | 0 | 0 | 0 | 0 | 0 | 0 | 0 | 0
NYISO_J-K_2_NEISO | NYISO_J-K | NEISO | 2040 | B8 | 500 | 0 | 0.001 | 0 | 0 | 0 | 0 | 0 | 0 | 0 | 0 | 0 | 0 | 0
NYISO_J-K_2_NEISO | NYISO_J-K | NEISO | 2040 | B9 | 800 | 0 | 0.001 | 0 | 0 | 0 | 0 | 0 | 0 | 0 | 0 | 0 | 0 | 0
NYISO_J-K_2_NEISO | NYISO_J-K | NEISO | 2040 | B10 | 1262 | 0 | 0.001 | 0 | 0 | 0 | 0 | 0 | 0 | 0 | 0 | 0 | 0 | 0
NYISO_J-K_2_NEISO | NYISO_J-K | NEISO | 2040 | B11 | 25 | 0 | 0.001 | 0 | 0 | 0 | 0 | 0 | 0 | 0 | 0 | 0 | 0 | 0
NYISO_J-K_2_NEISO | NYISO_J-K | NEISO | 2040 | B12 | 200 | 0 | 0.001 | 0 | 0 | 0 | 0 | 0 | 0 | 0 | 0 | 0 | 0 | 0
NYISO_J-K_2_NEISO | NYISO_J-K | NEISO | 2040 | B13 | 600 | 0 | 0.001 | 0 | 0 | 0 | 0 | 0 | 0 | 0 | 0 | 0 | 0 | 0
NYISO_J-K_2_NEISO | NYISO_J-K | NEISO | 2040 | B14 | 900 | 0 | 0.001 | 0 | 0 | 0 | 0 | 0 | 0 | 0 | 0 | 0 | 0 | 0
NYISO_J-K_2_NEISO | NYISO_J-K | NEISO | 2040 | B15 | 1203 | 0 | 0.001 | 0 | 0 | 0 | 0 | 0 | 0 | 0 | 0 | 0 | 0 | 0
NYISO_J-K_2_NEISO | NYISO_J-K | NEISO | 2040 | B16 | 25 | 0 | 0.001 | 0 | 0 | 0 | 0 | 0 | 0 | 0 | 0 | 0 | 0 | 0
NYISO_J-K_2_NEISO | NYISO_J-K | NEISO | 2040 | B17 | 100 | 0 | 0.001 | 0 | 0 | 0 | 0 | 0 | 0 | 0 | 0 | 0 | 0 | 0
NYISO_J-K_2_NEISO | NYISO_J-K | NEISO | 2040 | B18 | 400 | 0 | 0.001 | 0 | 0 | 0 | 0 | 0 | 0 | 0 | 0 | 0 | 0 | 0
NYISO_J-K_2_NEISO | NYISO_J-K | NEISO | 2040 | B19 | 700 | 0 | 0.001 | 0 | 0 | 0 | 0 | 0 | 0 | 0 | 0 | 0 | 0 | 0
NYISO_J-K_2_NEISO | NYISO_J-K | NEISO | 2040 | B20 | 935 | 0 | 0.001 | 0 | 0 | 0 | 0 | 0 | 0 | 0 | 0 | 0 | 0 | 0
NYISO_J-K_2_NEISO | NYISO_J-K | NEISO | 2045 | B1 | 10 | 0 | 0.001 | 0 | 0 | 0 | 0 | 0 | 0 | 0 | 0 | 0 | 0 | 0
NYISO_J-K_2_NEISO | NYISO_J-K | NEISO | 2045 | B2 | 25 | 0 | 0.001 | 0 | 0 | 0 | 0 | 0 | 0 | 0 | 0 | 0 | 0 | 0
NYISO_J-K_2_NEISO | NYISO_J-K | NEISO | 2045 | B3 | 75 | 0 | 0.001 | 0 | 0 | 0 | 0 | 0 | 0 | 0 | 0 | 0 | 0 | 0
NYISO_J-K_2_NEISO | NYISO_J-K | NEISO | 2045 | B4 | 100 | 0 | 0.001 | 0 | 0 | 0 | 0 | 0 | 0 | 0 | 0 | 0 | 0 | 0
NYISO_J-K_2_NEISO | NYISO_J-K | NEISO | 2045 | B5 | 200 | 0 | 0.001 | 0 | 0 | 0 | 0 | 0 | 0 | 0 | 0 | 0 | 0 | 0
NYISO_J-K_2_NEISO | NYISO_J-K | NEISO | 2045 | B6 | 300 | 0 | 0.001 | 0 | 0 | 0 | 0 | 0 | 0 | 0 | 0 | 0 | 0 | 0
NYISO_J-K_2_NEISO | NYISO_J-K | NEISO | 2045 | B7 | 400 | 0 | 0.001 | 0 | 0 | 0 | 0 | 0 | 0 | 0 | 0 | 0 | 0 | 0
NYISO_J-K_2_NEISO | NYISO_J-K | NEISO | 2045 | B8 | 500 | 0 | 0.001 | 0 | 0 | 0 | 0 | 0 | 0 | 0 | 0 | 0 | 0 | 0
NYISO_J-K_2_NEISO | NYISO_J-K | NEISO | 2045 | B9 | 800 | 0 | 0.001 | 0 | 0 | 0 | 0 | 0 | 0 | 0 | 0 | 0 | 0 | 0
NYISO_J-K_2_NEISO | NYISO_J-K | NEISO | 2045 | B10 | 1262 | 0 | 0.001 | 0 | 0 | 0 | 0 | 0 | 0 | 0 | 0 | 0 | 0 | 0
NYISO_J-K_2_NEISO | NYISO_J-K | NEISO | 2045 | B11 | 25 | 0 | 0.001 | 0 | 0 | 0 | 0 | 0 | 0 | 0 | 0 | 0 | 0 | 0
NYISO_J-K_2_NEISO | NYISO_J-K | NEISO | 2045 | B12 | 200 | 0 | 0.001 | 0 | 0 | 0 | 0 | 0 | 0 | 0 | 0 | 0 | 0 | 0
NYISO_J-K_2_NEISO | NYISO_J-K | NEISO | 2045 | B13 | 600 | 0 | 0.001 | 0 | 0 | 0 | 0 | 0 | 0 | 0 | 0 | 0 | 0 | 0
NYISO_J-K_2_NEISO | NYISO_J-K | NEISO | 2045 | B14 | 900 | 0 | 0.001 | 0 | 0 | 0 | 0 | 0 | 0 | 0 | 0 | 0 | 0 | 0
NYISO_J-K_2_NEISO | NYISO_J-K | NEISO | 2045 | B15 | 1203 | 0 | 0.001 | 0 | 0 | 0 | 0 | 0 | 0 | 0 | 0 | 0 | 0 | 0
NYISO_J-K_2_NEISO | NYISO_J-K | NEISO | 2045 | B16 | 25 | 0 | 0.001 | 0 | 0 | 0 | 0 | 0 | 0 | 0 | 0 | 0 | 0 | 0
NYISO_J-K_2_NEISO | NYISO_J-K | NEISO | 2045 | B17 | 100 | 0 | 0.001 | 0 | 0 | 0 | 0 | 0 | 0 | 0 | 0 | 0 | 0 | 0
NYISO_J-K_2_NEISO | NYISO_J-K | NEISO | 2045 | B18 | 400 | 0 | 0.001 | 0 | 0 | 0 | 0 | 0 | 0 | 0 | 0 | 0 | 0 | 0
NYISO_J-K_2_NEISO | NYISO_J-K | NEISO | 2045 | B19 | 700 | 0 | 0.001 | 0 | 0 | 0 | 0 | 0 | 0 | 0 | 0 | 0 | 0 | 0
NYISO_J-K_2_NEISO | NYISO_J-K | NEISO | 2045 | B20 | 935 | 0 | 0.001 | 0 | 0 | 0 | 0 | 0 | 0 | 0 | 0 | 0 | 0 | 0
NYISO_J-K_2_NEISO | NYISO_J-K | NEISO | 2050 | B1 | 10 | 0 | 0.001 | 0 | 0 | 0 | 0 | 0 | 0 | 0 | 0 | 0 | 0 | 0
NYISO_J-K_2_NEISO | NYISO_J-K | NEISO | 2050 | B2 | 25 | 0 | 0.001 | 0 | 0 | 0 | 0 | 0 | 0 | 0 | 0 | 0 | 0 | 0
NYISO_J-K_2_NEISO | NYISO_J-K | NEISO | 2050 | B3 | 75 | 0 | 0.001 | 0 | 0 | 0 | 0 | 0 | 0 | 0 | 0 | 0 | 0 | 0
NYISO_J-K_2_NEISO | NYISO_J-K | NEISO | 2050 | B4 | 100 | 0 | 0.001 | 0 | 0 | 0 | 0 | 0 | 0 | 0 | 0 | 0 | 0 | 0
NYISO_J-K_2_NEISO | NYISO_J-K | NEISO | 2050 | B5 | 200 | 0 | 0.001 | 0 | 0 | 0 | 0 | 0 | 0 | 0 | 0 | 0 | 0 | 0
NYISO_J-K_2_NEISO | NYISO_J-K | NEISO | 2050 | B6 | 300 | 0 | 0.001 | 0 | 0 | 0 | 0 | 0 | 0 | 0 | 0 | 0 | 0 | 0
NYISO_J-K_2_NEISO | NYISO_J-K | NEISO | 2050 | B7 | 400 | 0 | 0.001 | 0 | 0 | 0 | 0 | 0 | 0 | 0 | 0 | 0 | 0 | 0
NYISO_J-K_2_NEISO | NYISO_J-K | NEISO | 2050 | B8 | 500 | 0 | 0.001 | 0 | 0 | 0 | 0 | 0 | 0 | 0 | 0 | 0 | 0 | 0
NYISO_J-K_2_NEISO | NYISO_J-K | NEISO | 2050 | B9 | 800 | 0 | 0.001 | 0 | 0 | 0 | 0 | 0 | 0 | 0 | 0 | 0 | 0 | 0
NYISO_J-K_2_NEISO | NYISO_J-K | NEISO | 2050 | B10 | 1262 | 0 | 0.001 | 0 | 0 | 0 | 0 | 0 | 0 | 0 | 0 | 0 | 0 | 0
NYISO_J-K_2_NEISO | NYISO_J-K | NEISO | 2050 | B11 | 25 | 0 | 0.001 | 0 | 0 | 0 | 0 | 0 | 0 | 0 | 0 | 0 | 0 | 0
NYISO_J-K_2_NEISO | NYISO_J-K | NEISO | 2050 | B12 | 200 | 0 | 0.001 | 0 | 0 | 0 | 0 | 0 | 0 | 0 | 0 | 0 | 0 | 0
NYISO_J-K_2_NEISO | NYISO_J-K | NEISO | 2050 | B13 | 600 | 0 | 0.001 | 0 | 0 | 0 | 0 | 0 | 0 | 0 | 0 | 0 | 0 | 0
NYISO_J-K_2_NEISO | NYISO_J-K | NEISO | 2050 | B14 | 900 | 0 | 0.001 | 0 | 0 | 0 | 0 | 0 | 0 | 0 | 0 | 0 | 0 | 0
NYISO_J-K_2_NEISO | NYISO_J-K | NEISO | 2050 | B15 | 1203 | 0 | 0.001 | 0 | 0 | 0 | 0 | 0 | 0 | 0 | 0 | 0 | 0 | 0
NYISO_J-K_2_NEISO | NYISO_J-K | NEISO | 2050 | B16 | 25 | 0 | 0.001 | 0 | 0 | 0 | 0 | 0 | 0 | 0 | 0 | 0 | 0 | 0
NYISO_J-K_2_NEISO | NYISO_J-K | NEISO | 2050 | B17 | 100 | 0 | 0.001 | 0 | 0 | 0 | 0 | 0 | 0 | 0 | 0 | 0 | 0 | 0
NYISO_J-K_2_NEISO | NYISO_J-K | NEISO | 2050 | B18 | 400 | 0 | 0.001 | 0 | 0 | 0 | 0 | 0 | 0 | 0 | 0 | 0 | 0 | 0
NYISO_J-K_2_NEISO | NYISO_J-K | NEISO | 2050 | B19 | 700 | 0 | 0.001 | 0 | 0 | 0 | 0 | 0 | 0 | 0 | 0 | 0 | 0 | 0
NYISO_J-K_2_NEISO | NYISO_J-K | NEISO | 2050 | B20 | 935 | 0 | 0.001 | 0 | 0 | 0 | 0 | 0 | 0 | 0 | 0 | 0 | 0 | 0
NYISO_J-K_2_NYISO_G-I | NYISO_J-K | NYISO_G-I | 2015 | B1 | 10 | 0 | 1999 | 0 | 0 | 0 | 0 | 0 | 0 | 0 | 0 | 0 | 0 | 0
NYISO_J-K_2_NYISO_G-I | NYISO_J-K | NYISO_G-I | 2015 | B2 | 25 | 0 | 1999 | 0 | 0 | 0 | 0 | 0 | 0 | 0 | 0 | 0 | 0 | 0
NYISO_J-K_2_NYISO_G-I | NYISO_J-K | NYISO_G-I | 2015 | B3 | 75 | 0 | 1999 | 0 | 0 | 0 | 0 | 0 | 0 | 0 | 0 | 0 | 0 | 0
NYISO_J-K_2_NYISO_G-I | NYISO_J-K | NYISO_G-I | 2015 | B4 | 100 | 0 | 1999 | 0 | 0 | 0 | 0 | 0 | 0 | 0 | 0 | 0 | 0 | 0
NYISO_J-K_2_NYISO_G-I | NYISO_J-K | NYISO_G-I | 2015 | B5 | 200 | 0 | 1999 | 0 | 0 | 0 | 0 | 0 | 0 | 0 | 0 | 0 | 0 | 0
NYISO_J-K_2_NYISO_G-I | NYISO_J-K | NYISO_G-I | 2015 | B6 | 300 | 0 | 1999 | 0 | 0 | 0 | 0 | 0 | 0 | 0 | 0 | 0 | 0 | 0
NYISO_J-K_2_NYISO_G-I | NYISO_J-K | NYISO_G-I | 2015 | B7 | 400 | 0 | 1999 | 0 | 0 | 0 | 0 | 0 | 0 | 0 | 0 | 0 | 0 | 0
NYISO_J-K_2_NYISO_G-I | NYISO_J-K | NYISO_G-I | 2015 | B8 | 500 | 0 | 1999 | 0 | 0 | 0 | 0 | 0 | 0 | 0 | 0 | 0 | 0 | 0
NYISO_J-K_2_NYISO_G-I | NYISO_J-K | NYISO_G-I | 2015 | B9 | 800 | 0 | 1999 | 0 | 0 | 0 | 0 | 0 | 0 | 0 | 0 | 0 | 0 | 0
NYISO_J-K_2_NYISO_G-I | NYISO_J-K | NYISO_G-I | 2015 | B10 | 1262 | 0 | 1999 | 0 | 0 | 0 | 0 | 0 | 0 | 0 | 0 | 0 | 0 | 0
NYISO_J-K_2_NYISO_G-I | NYISO_J-K | NYISO_G-I | 2015 | B11 | 25 | 0 | 1999 | 0 | 0 | 0 | 0 | 0 | 0 | 0 | 0 | 0 | 0 | 0
NYISO_J-K_2_NYISO_G-I | NYISO_J-K | NYISO_G-I | 2015 | B12 | 200 | 0 | 1999 | 0 | 0 | 0 | 0 | 0 | 0 | 0 | 0 | 0 | 0 | 0
NYISO_J-K_2_NYISO_G-I | NYISO_J-K | NYISO_G-I | 2015 | B13 | 600 | 0 | 1999 | 0 | 0 | 0 | 0 | 0 | 0 | 0 | 0 | 0 | 0 | 0
NYISO_J-K_2_NYISO_G-I | NYISO_J-K | NYISO_G-I | 2015 | B14 | 900 | 0 | 1999 | 0 | 0 | 0 | 0 | 0 | 0 | 0 | 0 | 0 | 0 | 0
NYISO_J-K_2_NYISO_G-I | NYISO_J-K | NYISO_G-I | 2015 | B15 | 1203 | 0 | 1999 | 0 | 0 | 0 | 0 | 0 | 0 | 0 | 0 | 0 | 0 | 0
NYISO_J-K_2_NYISO_G-I | NYISO_J-K | NYISO_G-I | 2015 | B16 | 25 | 0 | 1999 | 0 | 0 | 0 | 0 | 0 | 0 | 0 | 0 | 0 | 0 | 0
NYISO_J-K_2_NYISO_G-I | NYISO_J-K | NYISO_G-I | 2015 | B17 | 100 | 0 | 1999 | 0 | 0 | 0 | 0 | 0 | 0 | 0 | 0 | 0 | 0 | 0
NYISO_J-K_2_NYISO_G-I | NYISO_J-K | NYISO_G-I | 2015 | B18 | 400 | 0 | 1999 | 0 | 0 | 0 | 0 | 0 | 0 | 0 | 0 | 0 | 0 | 0
NYISO_J-K_2_NYISO_G-I | NYISO_J-K | NYISO_G-I | 2015 | B19 | 700 | 0 | 1999 | 0 | 0 | 0 | 0 | 0 | 0 | 0 | 0 | 0 | 0 | 0
NYISO_J-K_2_NYISO_G-I | NYISO_J-K | NYISO_G-I | 2015 | B20 | 935 | 0 | 1999 | 0 | 0 | 0 | 0 | 0 | 0 | 0 | 0 | 0 | 0 | 0
NYISO_J-K_2_NYISO_G-I | NYISO_J-K | NYISO_G-I | 2020 | B1 | 10 | 0 | 1999 | 0 | 0 | 0 | 0 | 0 | 0 | 0 | 0 | 0 | 0 | 0
NYISO_J-K_2_NYISO_G-I | NYISO_J-K | NYISO_G-I | 2020 | B2 | 25 | 0 | 1999 | 0 | 0 | 0 | 0 | 0 | 0 | 0 | 0 | 0 | 0 | 0
NYISO_J-K_2_NYISO_G-I | NYISO_J-K | NYISO_G-I | 2020 | B3 | 75 | 0 | 1999 | 0 | 0 | 0 | 0 | 0 | 0 | 0 | 0 | 0 | 0 | 0
NYISO_J-K_2_NYISO_G-I | NYISO_J-K | NYISO_G-I | 2020 | B4 | 100 | 0 | 1999 | 0 | 0 | 0 | 0 | 0 | 0 | 0 | 0 | 0 | 0 | 0
NYISO_J-K_2_NYISO_G-I | NYISO_J-K | NYISO_G-I | 2020 | B5 | 200 | 0 | 1999 | 0 | 0 | 0 | 0 | 0 | 0 | 0 | 0 | 0 | 0 | 0
NYISO_J-K_2_NYISO_G-I | NYISO_J-K | NYISO_G-I | 2020 | B6 | 300 | 0 | 1999 | 0 | 0 | 0 | 0 | 0 | 0 | 0 | 0 | 0 | 0 | 0
NYISO_J-K_2_NYISO_G-I | NYISO_J-K | NYISO_G-I | 2020 | B7 | 400 | 0 | 1999 | 0 | 0 | 0 | 0 | 0 | 0 | 0 | 0 | 0 | 0 | 0
NYISO_J-K_2_NYISO_G-I | NYISO_J-K | NYISO_G-I | 2020 | B8 | 500 | 0 | 1999 | 0 | 0 | 0 | 0 | 0 | 0 | 0 | 0 | 0 | 0 | 0
NYISO_J-K_2_NYISO_G-I | NYISO_J-K | NYISO_G-I | 2020 | B9 | 800 | 0 | 1999 | 0 | 0 | 0 | 0 | 0 | 0 | 0 | 0 | 0 | 0 | 0
NYISO_J-K_2_NYISO_G-I | NYISO_J-K | NYISO_G-I | 2020 | B10 | 1262 | 0 | 1999 | 0 | 0 | 0 | 0 | 0 | 0 | 0 | 0 | 0 | 0 | 0
NYISO_J-K_2_NYISO_G-I | NYISO_J-K | NYISO_G-I | 2020 | B11 | 25 | 0 | 1999 | 0 | 0 | 0 | 0 | 0 | 0 | 0 | 0 | 0 | 0 | 0
NYISO_J-K_2_NYISO_G-I | NYISO_J-K | NYISO_G-I | 2020 | B12 | 200 | 0 | 1999 | 0 | 0 | 0 | 0 | 0 | 0 | 0 | 0 | 0 | 0 | 0
NYISO_J-K_2_NYISO_G-I | NYISO_J-K | NYISO_G-I | 2020 | B13 | 600 | 0 | 1999 | 0 | 0 | 0 | 0 | 0 | 0 | 0 | 0 | 0 | 0 | 0
NYISO_J-K_2_NYISO_G-I | NYISO_J-K | NYISO_G-I | 2020 | B14 | 900 | 0 | 1999 | 0 | 0 | 0 | 0 | 0 | 0 | 0 | 0 | 0 | 0 | 0
NYISO_J-K_2_NYISO_G-I | NYISO_J-K | NYISO_G-I | 2020 | B15 | 1203 | 0 | 1999 | 0 | 0 | 0 | 0 | 0 | 0 | 0 | 0 | 0 | 0 | 0
NYISO_J-K_2_NYISO_G-I | NYISO_J-K | NYISO_G-I | 2020 | B16 | 25 | 0 | 1999 | 0 | 0 | 0 | 0 | 0 | 0 | 0 | 0 | 0 | 0 | 0
NYISO_J-K_2_NYISO_G-I | NYISO_J-K | NYISO_G-I | 2020 | B17 | 100 | 0 | 1999 | 0 | 0 | 0 | 0 | 0 | 0 | 0 | 0 | 0 | 0 | 0
NYISO_J-K_2_NYISO_G-I | NYISO_J-K | NYISO_G-I | 2020 | B18 | 400 | 0 | 1999 | 0 | 0 | 0 | 0 | 0 | 0 | 0 | 0 | 0 | 0 | 0
NYISO_J-K_2_NYISO_G-I | NYISO_J-K | NYISO_G-I | 2020 | B19 | 700 | 0 | 1999 | 0 | 0 | 0 | 0 | 0 | 0 | 0 | 0 | 0 | 0 | 0
NYISO_J-K_2_NYISO_G-I | NYISO_J-K | NYISO_G-I | 2020 | B20 | 935 | 0 | 1999 | 0 | 0 | 0 | 0 | 0 | 0 | 0 | 0 | 0 | 0 | 0
NYISO_J-K_2_NYISO_G-I | NYISO_J-K | NYISO_G-I | 2025 | B1 | 10 | 0 | 1999 | 0 | 0 | 0 | 0 | 0 | 0 | 0 | 0 | 0 | 0 | 0
NYISO_J-K_2_NYISO_G-I | NYISO_J-K | NYISO_G-I | 2025 | B2 | 25 | 0 | 1999 | 0 | 0 | 0 | 0 | 0 | 0 | 0 | 0 | 0 | 0 | 0
NYISO_J-K_2_NYISO_G-I | NYISO_J-K | NYISO_G-I | 2025 | B3 | 75 | 0 | 1999 | 0 | 0 | 0 | 0 | 0 | 0 | 0 | 0 | 0 | 0 | 0
NYISO_J-K_2_NYISO_G-I | NYISO_J-K | NYISO_G-I | 2025 | B4 | 100 | 0 | 1999 | 0 | 0 | 0 | 0 | 0 | 0 | 0 | 0 | 0 | 0 | 0
NYISO_J-K_2_NYISO_G-I | NYISO_J-K | NYISO_G-I | 2025 | B5 | 200 | 0 | 1999 | 0 | 0 | 0 | 0 | 0 | 0 | 0 | 0 | 0 | 0 | 0
NYISO_J-K_2_NYISO_G-I | NYISO_J-K | NYISO_G-I | 2025 | B6 | 300 | 0 | 1999 | 0 | 0 | 0 | 0 | 0 | 0 | 0 | 0 | 0 | 0 | 0
NYISO_J-K_2_NYISO_G-I | NYISO_J-K | NYISO_G-I | 2025 | B7 | 400 | 0 | 1999 | 0 | 0 | 0 | 0 | 0 | 0 | 0 | 0 | 0 | 0 | 0
NYISO_J-K_2_NYISO_G-I | NYISO_J-K | NYISO_G-I | 2025 | B8 | 500 | 0 | 1999 | 0 | 0 | 0 | 0 | 0 | 0 | 0 | 0 | 0 | 0 | 0
NYISO_J-K_2_NYISO_G-I | NYISO_J-K | NYISO_G-I | 2025 | B9 | 800 | 0 | 1999 | 0 | 0 | 0 | 0 | 0 | 0 | 0 | 0 | 0 | 0 | 0
NYISO_J-K_2_NYISO_G-I | NYISO_J-K | NYISO_G-I | 2025 | B10 | 1262 | 0 | 1999 | 0 | 0 | 0 | 0 | 0 | 0 | 0 | 0 | 0 | 0 | 0
NYISO_J-K_2_NYISO_G-I | NYISO_J-K | NYISO_G-I | 2025 | B11 | 25 | 0 | 1999 | 0 | 0 | 0 | 0 | 0 | 0 | 0 | 0 | 0 | 0 | 0
NYISO_J-K_2_NYISO_G-I | NYISO_J-K | NYISO_G-I | 2025 | B12 | 200 | 0 | 1999 | 0 | 0 | 0 | 0 | 0 | 0 | 0 | 0 | 0 | 0 | 0
NYISO_J-K_2_NYISO_G-I | NYISO_J-K | NYISO_G-I | 2025 | B13 | 600 | 0 | 1999 | 0 | 0 | 0 | 0 | 0 | 0 | 0 | 0 | 0 | 0 | 0
NYISO_J-K_2_NYISO_G-I | NYISO_J-K | NYISO_G-I | 2025 | B14 | 900 | 0 | 1999 | 0 | 0 | 0 | 0 | 0 | 0 | 0 | 0 | 0 | 0 | 0
NYISO_J-K_2_NYISO_G-I | NYISO_J-K | NYISO_G-I | 2025 | B15 | 1203 | 0 | 1999 | 0 | 0 | 0 | 0 | 0 | 0 | 0 | 0 | 0 | 0 | 0
NYISO_J-K_2_NYISO_G-I | NYISO_J-K | NYISO_G-I | 2025 | B16 | 25 | 0 | 1999 | 0 | 0 | 0 | 0 | 0 | 0 | 0 | 0 | 0 | 0 | 0
NYISO_J-K_2_NYISO_G-I | NYISO_J-K | NYISO_G-I | 2025 | B17 | 100 | 0 | 1999 | 0 | 0 | 0 | 0 | 0 | 0 | 0 | 0 | 0 | 0 | 0
NYISO_J-K_2_NYISO_G-I | NYISO_J-K | NYISO_G-I | 2025 | B18 | 400 | 0 | 1999 | 0 | 0 | 0 | 0 | 0 | 0 | 0 | 0 | 0 | 0 | 0
NYISO_J-K_2_NYISO_G-I | NYISO_J-K | NYISO_G-I | 2025 | B19 | 700 | 0 | 1999 | 0 | 0 | 0 | 0 | 0 | 0 | 0 | 0 | 0 | 0 | 0
NYISO_J-K_2_NYISO_G-I | NYISO_J-K | NYISO_G-I | 2025 | B20 | 935 | 0 | 1999 | 0 | 0 | 0 | 0 | 0 | 0 | 0 | 0 | 0 | 0 | 0
NYISO_J-K_2_NYISO_G-I | NYISO_J-K | NYISO_G-I | 2030 | B1 | 10 | 0 | 1999 | 0 | 0 | 0 | 0 | 0 | 0 | 0 | 0 | 0 | 0 | 0
NYISO_J-K_2_NYISO_G-I | NYISO_J-K | NYISO_G-I | 2030 | B2 | 25 | 0 | 1999 | 0 | 0 | 0 | 0 | 0 | 0 | 0 | 0 | 0 | 0 | 0
NYISO_J-K_2_NYISO_G-I | NYISO_J-K | NYISO_G-I | 2030 | B3 | 75 | 0 | 1999 | 0 | 0 | 0 | 0 | 0 | 0 | 0 | 0 | 0 | 0 | 0
NYISO_J-K_2_NYISO_G-I | NYISO_J-K | NYISO_G-I | 2030 | B4 | 100 | 0 | 1999 | 0 | 0 | 0 | 0 | 0 | 0 | 0 | 0 | 0 | 0 | 0
NYISO_J-K_2_NYISO_G-I | NYISO_J-K | NYISO_G-I | 2030 | B5 | 200 | 0 | 1999 | 0 | 0 | 0 | 0 | 0 | 0 | 0 | 0 | 0 | 0 | 0
NYISO_J-K_2_NYISO_G-I | NYISO_J-K | NYISO_G-I | 2030 | B6 | 300 | 0 | 1999 | 0 | 0 | 0 | 0 | 0 | 0 | 0 | 0 | 0 | 0 | 0
NYISO_J-K_2_NYISO_G-I | NYISO_J-K | NYISO_G-I | 2030 | B7 | 400 | 0 | 1999 | 0 | 0 | 0 | 0 | 0 | 0 | 0 | 0 | 0 | 0 | 0
NYISO_J-K_2_NYISO_G-I | NYISO_J-K | NYISO_G-I | 2030 | B8 | 500 | 0 | 1999 | 0 | 0 | 0 | 0 | 0 | 0 | 0 | 0 | 0 | 0 | 0
NYISO_J-K_2_NYISO_G-I | NYISO_J-K | NYISO_G-I | 2030 | B9 | 800 | 0 | 1999 | 0 | 0 | 0 | 0 | 0 | 0 | 0 | 0 | 0 | 0 | 0
NYISO_J-K_2_NYISO_G-I | NYISO_J-K | NYISO_G-I | 2030 | B10 | 1262 | 0 | 1999 | 0 | 0 | 0 | 0 | 0 | 0 | 0 | 0 | 0 | 0 | 0
NYISO_J-K_2_NYISO_G-I | NYISO_J-K | NYISO_G-I | 2030 | B11 | 25 | 0 | 1999 | 0 | 0 | 0 | 0 | 0 | 0 | 0 | 0 | 0 | 0 | 0
NYISO_J-K_2_NYISO_G-I | NYISO_J-K | NYISO_G-I | 2030 | B12 | 200 | 0 | 1999 | 0 | 0 | 0 | 0 | 0 | 0 | 0 | 0 | 0 | 0 | 0
NYISO_J-K_2_NYISO_G-I | NYISO_J-K | NYISO_G-I | 2030 | B13 | 600 | 0 | 1999 | 0 | 0 | 0 | 0 | 0 | 0 | 0 | 0 | 0 | 0 | 0
NYISO_J-K_2_NYISO_G-I | NYISO_J-K | NYISO_G-I | 2030 | B14 | 900 | 0 | 1999 | 0 | 0 | 0 | 0 | 0 | 0 | 0 | 0 | 0 | 0 | 0
NYISO_J-K_2_NYISO_G-I | NYISO_J-K | NYISO_G-I | 2030 | B15 | 1203 | 0 | 1999 | 0 | 0 | 0 | 0 | 0 | 0 | 0 | 0 | 0 | 0 | 0
NYISO_J-K_2_NYISO_G-I | NYISO_J-K | NYISO_G-I | 2030 | B16 | 25 | 0 | 1999 | 0 | 0 | 0 | 0 | 0 | 0 | 0 | 0 | 0 | 0 | 0
NYISO_J-K_2_NYISO_G-I | NYISO_J-K | NYISO_G-I | 2030 | B17 | 100 | 0 | 1999 | 0 | 0 | 0 | 0 | 0 | 0 | 0 | 0 | 0 | 0 | 0
NYISO_J-K_2_NYISO_G-I | NYISO_J-K | NYISO_G-I | 2030 | B18 | 400 | 0 | 1999 | 0 | 0 | 0 | 0 | 0 | 0 | 0 | 0 | 0 | 0 | 0
NYISO_J-K_2_NYISO_G-I | NYISO_J-K | NYISO_G-I | 2030 | B19 | 700 | 0 | 1999 | 0 | 0 | 0 | 0 | 0 | 0 | 0 | 0 | 0 | 0 | 0
NYISO_J-K_2_NYISO_G-I | NYISO_J-K | NYISO_G-I | 2030 | B20 | 935 | 0 | 1999 | 0 | 0 | 0 | 0 | 0 | 0 | 0 | 0 | 0 | 0 | 0
NYISO_J-K_2_NYISO_G-I | NYISO_J-K | NYISO_G-I | 2035 | B1 | 10 | 0 | 1999 | 0 | 0 | 0 | 0 | 0 | 0 | 0 | 0 | 0 | 0 | 0
NYISO_J-K_2_NYISO_G-I | NYISO_J-K | NYISO_G-I | 2035 | B2 | 25 | 0 | 1999 | 0 | 0 | 0 | 0 | 0 | 0 | 0 | 0 | 0 | 0 | 0
NYISO_J-K_2_NYISO_G-I | NYISO_J-K | NYISO_G-I | 2035 | B3 | 75 | 0 | 1999 | 0 | 0 | 0 | 0 | 0 | 0 | 0 | 0 | 0 | 0 | 0
NYISO_J-K_2_NYISO_G-I | NYISO_J-K | NYISO_G-I | 2035 | B4 | 100 | 0 | 1999 | 0 | 0 | 0 | 0 | 0 | 0 | 0 | 0 | 0 | 0 | 0
NYISO_J-K_2_NYISO_G-I | NYISO_J-K | NYISO_G-I | 2035 | B5 | 200 | 0 | 1999 | 0 | 0 | 0 | 0 | 0 | 0 | 0 | 0 | 0 | 0 | 0
NYISO_J-K_2_NYISO_G-I | NYISO_J-K | NYISO_G-I | 2035 | B6 | 300 | 0 | 1999 | 0 | 0 | 0 | 0 | 0 | 0 | 0 | 0 | 0 | 0 | 0
NYISO_J-K_2_NYISO_G-I | NYISO_J-K | NYISO_G-I | 2035 | B7 | 400 | 0 | 1999 | 0 | 0 | 0 | 0 | 0 | 0 | 0 | 0 | 0 | 0 | 0
NYISO_J-K_2_NYISO_G-I | NYISO_J-K | NYISO_G-I | 2035 | B8 | 500 | 0 | 1999 | 0 | 0 | 0 | 0 | 0 | 0 | 0 | 0 | 0 | 0 | 0
NYISO_J-K_2_NYISO_G-I | NYISO_J-K | NYISO_G-I | 2035 | B9 | 800 | 0 | 1999 | 0 | 0 | 0 | 0 | 0 | 0 | 0 | 0 | 0 | 0 | 0
NYISO_J-K_2_NYISO_G-I | NYISO_J-K | NYISO_G-I | 2035 | B10 | 1262 | 0 | 1999 | 0 | 0 | 0 | 0 | 0 | 0 | 0 | 0 | 0 | 0 | 0
NYISO_J-K_2_NYISO_G-I | NYISO_J-K | NYISO_G-I | 2035 | B11 | 25 | 0 | 1999 | 0 | 0 | 0 | 0 | 0 | 0 | 0 | 0 | 0 | 0 | 0
NYISO_J-K_2_NYISO_G-I | NYISO_J-K | NYISO_G-I | 2035 | B12 | 200 | 0 | 1999 | 0 | 0 | 0 | 0 | 0 | 0 | 0 | 0 | 0 | 0 | 0
NYISO_J-K_2_NYISO_G-I | NYISO_J-K | NYISO_G-I | 2035 | B13 | 600 | 0 | 1999 | 0 | 0 | 0 | 0 | 0 | 0 | 0 | 0 | 0 | 0 | 0
NYISO_J-K_2_NYISO_G-I | NYISO_J-K | NYISO_G-I | 2035 | B14 | 900 | 0 | 1999 | 0 | 0 | 0 | 0 | 0 | 0 | 0 | 0 | 0 | 0 | 0
NYISO_J-K_2_NYISO_G-I | NYISO_J-K | NYISO_G-I | 2035 | B15 | 1203 | 0 | 1999 | 0 | 0 | 0 | 0 | 0 | 0 | 0 | 0 | 0 | 0 | 0
NYISO_J-K_2_NYISO_G-I | NYISO_J-K | NYISO_G-I | 2035 | B16 | 25 | 0 | 1999 | 0 | 0 | 0 | 0 | 0 | 0 | 0 | 0 | 0 | 0 | 0
NYISO_J-K_2_NYISO_G-I | NYISO_J-K | NYISO_G-I | 2035 | B17 | 100 | 0 | 1999 | 0 | 0 | 0 | 0 | 0 | 0 | 0 | 0 | 0 | 0 | 0
NYISO_J-K_2_NYISO_G-I | NYISO_J-K | NYISO_G-I | 2035 | B18 | 400 | 0 | 1999 | 0 | 0 | 0 | 0 | 0 | 0 | 0 | 0 | 0 | 0 | 0
NYISO_J-K_2_NYISO_G-I | NYISO_J-K | NYISO_G-I | 2035 | B19 | 700 | 0 | 1999 | 0 | 0 | 0 | 0 | 0 | 0 | 0 | 0 | 0 | 0 | 0
NYISO_J-K_2_NYISO_G-I | NYISO_J-K | NYISO_G-I | 2035 | B20 | 935 | 0 | 1999 | 0 | 0 | 0 | 0 | 0 | 0 | 0 | 0 | 0 | 0 | 0
NYISO_J-K_2_NYISO_G-I | NYISO_J-K | NYISO_G-I | 2040 | B1 | 10 | 0 | 1999 | 0 | 0 | 0 | 0 | 0 | 0 | 0 | 0 | 0 | 0 | 0
NYISO_J-K_2_NYISO_G-I | NYISO_J-K | NYISO_G-I | 2040 | B2 | 25 | 0 | 1999 | 0 | 0 | 0 | 0 | 0 | 0 | 0 | 0 | 0 | 0 | 0
NYISO_J-K_2_NYISO_G-I | NYISO_J-K | NYISO_G-I | 2040 | B3 | 75 | 0 | 1999 | 0 | 0 | 0 | 0 | 0 | 0 | 0 | 0 | 0 | 0 | 0
NYISO_J-K_2_NYISO_G-I | NYISO_J-K | NYISO_G-I | 2040 | B4 | 100 | 0 | 1999 | 0 | 0 | 0 | 0 | 0 | 0 | 0 | 0 | 0 | 0 | 0
NYISO_J-K_2_NYISO_G-I | NYISO_J-K | NYISO_G-I | 2040 | B5 | 200 | 0 | 1999 | 0 | 0 | 0 | 0 | 0 | 0 | 0 | 0 | 0 | 0 | 0
NYISO_J-K_2_NYISO_G-I | NYISO_J-K | NYISO_G-I | 2040 | B6 | 300 | 0 | 1999 | 0 | 0 | 0 | 0 | 0 | 0 | 0 | 0 | 0 | 0 | 0
NYISO_J-K_2_NYISO_G-I | NYISO_J-K | NYISO_G-I | 2040 | B7 | 400 | 0 | 1999 | 0 | 0 | 0 | 0 | 0 | 0 | 0 | 0 | 0 | 0 | 0
NYISO_J-K_2_NYISO_G-I | NYISO_J-K | NYISO_G-I | 2040 | B8 | 500 | 0 | 1999 | 0 | 0 | 0 | 0 | 0 | 0 | 0 | 0 | 0 | 0 | 0
NYISO_J-K_2_NYISO_G-I | NYISO_J-K | NYISO_G-I | 2040 | B9 | 800 | 0 | 1999 | 0 | 0 | 0 | 0 | 0 | 0 | 0 | 0 | 0 | 0 | 0
NYISO_J-K_2_NYISO_G-I | NYISO_J-K | NYISO_G-I | 2040 | B10 | 1262 | 0 | 1999 | 0 | 0 | 0 | 0 | 0 | 0 | 0 | 0 | 0 | 0 | 0
NYISO_J-K_2_NYISO_G-I | NYISO_J-K | NYISO_G-I | 2040 | B11 | 25 | 0 | 1999 | 0 | 0 | 0 | 0 | 0 | 0 | 0 | 0 | 0 | 0 | 0
NYISO_J-K_2_NYISO_G-I | NYISO_J-K | NYISO_G-I | 2040 | B12 | 200 | 0 | 1999 | 0 | 0 | 0 | 0 | 0 | 0 | 0 | 0 | 0 | 0 | 0
NYISO_J-K_2_NYISO_G-I | NYISO_J-K | NYISO_G-I | 2040 | B13 | 600 | 0 | 1999 | 0 | 0 | 0 | 0 | 0 | 0 | 0 | 0 | 0 | 0 | 0
NYISO_J-K_2_NYISO_G-I | NYISO_J-K | NYISO_G-I | 2040 | B14 | 900 | 0 | 1999 | 0 | 0 | 0 | 0 | 0 | 0 | 0 | 0 | 0 | 0 | 0
NYISO_J-K_2_NYISO_G-I | NYISO_J-K | NYISO_G-I | 2040 | B15 | 1203 | 0 | 1999 | 0 | 0 | 0 | 0 | 0 | 0 | 0 | 0 | 0 | 0 | 0
NYISO_J-K_2_NYISO_G-I | NYISO_J-K | NYISO_G-I | 2040 | B16 | 25 | 0 | 1999 | 0 | 0 | 0 | 0 | 0 | 0 | 0 | 0 | 0 | 0 | 0
NYISO_J-K_2_NYISO_G-I | NYISO_J-K | NYISO_G-I | 2040 | B17 | 100 | 0 | 1999 | 0 | 0 | 0 | 0 | 0 | 0 | 0 | 0 | 0 | 0 | 0
NYISO_J-K_2_NYISO_G-I | NYISO_J-K | NYISO_G-I | 2040 | B18 | 400 | 0 | 1999 | 0 | 0 | 0 | 0 | 0 | 0 | 0 | 0 | 0 | 0 | 0
NYISO_J-K_2_NYISO_G-I | NYISO_J-K | NYISO_G-I | 2040 | B19 | 700 | 0 | 1999 | 0 | 0 | 0 | 0 | 0 | 0 | 0 | 0 | 0 | 0 | 0
NYISO_J-K_2_NYISO_G-I | NYISO_J-K | NYISO_G-I | 2040 | B20 | 935 | 0 | 1999 | 0 | 0 | 0 | 0 | 0 | 0 | 0 | 0 | 0 | 0 | 0
NYISO_J-K_2_NYISO_G-I | NYISO_J-K | NYISO_G-I | 2045 | B1 | 10 | 0 | 1999 | 0 | 0 | 0 | 0 | 0 | 0 | 0 | 0 | 0 | 0 | 0
NYISO_J-K_2_NYISO_G-I | NYISO_J-K | NYISO_G-I | 2045 | B2 | 25 | 0 | 1999 | 0 | 0 | 0 | 0 | 0 | 0 | 0 | 0 | 0 | 0 | 0
NYISO_J-K_2_NYISO_G-I | NYISO_J-K | NYISO_G-I | 2045 | B3 | 75 | 0 | 1999 | 0 | 0 | 0 | 0 | 0 | 0 | 0 | 0 | 0 | 0 | 0
NYISO_J-K_2_NYISO_G-I | NYISO_J-K | NYISO_G-I | 2045 | B4 | 100 | 0 | 1999 | 0 | 0 | 0 | 0 | 0 | 0 | 0 | 0 | 0 | 0 | 0
NYISO_J-K_2_NYISO_G-I | NYISO_J-K | NYISO_G-I | 2045 | B5 | 200 | 0 | 1999 | 0 | 0 | 0 | 0 | 0 | 0 | 0 | 0 | 0 | 0 | 0
NYISO_J-K_2_NYISO_G-I | NYISO_J-K | NYISO_G-I | 2045 | B6 | 300 | 0 | 1999 | 0 | 0 | 0 | 0 | 0 | 0 | 0 | 0 | 0 | 0 | 0
NYISO_J-K_2_NYISO_G-I | NYISO_J-K | NYISO_G-I | 2045 | B7 | 400 | 0 | 1999 | 0 | 0 | 0 | 0 | 0 | 0 | 0 | 0 | 0 | 0 | 0
NYISO_J-K_2_NYISO_G-I | NYISO_J-K | NYISO_G-I | 2045 | B8 | 500 | 0 | 1999 | 0 | 0 | 0 | 0 | 0 | 0 | 0 | 0 | 0 | 0 | 0
NYISO_J-K_2_NYISO_G-I | NYISO_J-K | NYISO_G-I | 2045 | B9 | 800 | 0 | 1999 | 0 | 0 | 0 | 0 | 0 | 0 | 0 | 0 | 0 | 0 | 0
NYISO_J-K_2_NYISO_G-I | NYISO_J-K | NYISO_G-I | 2045 | B10 | 1262 | 0 | 1999 | 0 | 0 | 0 | 0 | 0 | 0 | 0 | 0 | 0 | 0 | 0
NYISO_J-K_2_NYISO_G-I | NYISO_J-K | NYISO_G-I | 2045 | B11 | 25 | 0 | 1999 | 0 | 0 | 0 | 0 | 0 | 0 | 0 | 0 | 0 | 0 | 0
NYISO_J-K_2_NYISO_G-I | NYISO_J-K | NYISO_G-I | 2045 | B12 | 200 | 0 | 1999 | 0 | 0 | 0 | 0 | 0 | 0 | 0 | 0 | 0 | 0 | 0
NYISO_J-K_2_NYISO_G-I | NYISO_J-K | NYISO_G-I | 2045 | B13 | 600 | 0 | 1999 | 0 | 0 | 0 | 0 | 0 | 0 | 0 | 0 | 0 | 0 | 0
NYISO_J-K_2_NYISO_G-I | NYISO_J-K | NYISO_G-I | 2045 | B14 | 900 | 0 | 1999 | 0 | 0 | 0 | 0 | 0 | 0 | 0 | 0 | 0 | 0 | 0
NYISO_J-K_2_NYISO_G-I | NYISO_J-K | NYISO_G-I | 2045 | B15 | 1203 | 0 | 1999 | 0 | 0 | 0 | 0 | 0 | 0 | 0 | 0 | 0 | 0 | 0
NYISO_J-K_2_NYISO_G-I | NYISO_J-K | NYISO_G-I | 2045 | B16 | 25 | 0 | 1999 | 0 | 0 | 0 | 0 | 0 | 0 | 0 | 0 | 0 | 0 | 0
NYISO_J-K_2_NYISO_G-I | NYISO_J-K | NYISO_G-I | 2045 | B17 | 100 | 0 | 1999 | 0 | 0 | 0 | 0 | 0 | 0 | 0 | 0 | 0 | 0 | 0
NYISO_J-K_2_NYISO_G-I | NYISO_J-K | NYISO_G-I | 2045 | B18 | 400 | 0 | 1999 | 0 | 0 | 0 | 0 | 0 | 0 | 0 | 0 | 0 | 0 | 0
NYISO_J-K_2_NYISO_G-I | NYISO_J-K | NYISO_G-I | 2045 | B19 | 700 | 0 | 1999 | 0 | 0 | 0 | 0 | 0 | 0 | 0 | 0 | 0 | 0 | 0
NYISO_J-K_2_NYISO_G-I | NYISO_J-K | NYISO_G-I | 2045 | B20 | 935 | 0 | 1999 | 0 | 0 | 0 | 0 | 0 | 0 | 0 | 0 | 0 | 0 | 0
NYISO_J-K_2_NYISO_G-I | NYISO_J-K | NYISO_G-I | 2050 | B1 | 10 | 0 | 1999 | 0 | 0 | 0 | 0 | 0 | 0 | 0 | 0 | 0 | 0 | 0
NYISO_J-K_2_NYISO_G-I | NYISO_J-K | NYISO_G-I | 2050 | B2 | 25 | 0 | 1999 | 0 | 0 | 0 | 0 | 0 | 0 | 0 | 0 | 0 | 0 | 0
NYISO_J-K_2_NYISO_G-I | NYISO_J-K | NYISO_G-I | 2050 | B3 | 75 | 0 | 1999 | 0 | 0 | 0 | 0 | 0 | 0 | 0 | 0 | 0 | 0 | 0
NYISO_J-K_2_NYISO_G-I | NYISO_J-K | NYISO_G-I | 2050 | B4 | 100 | 0 | 1999 | 0 | 0 | 0 | 0 | 0 | 0 | 0 | 0 | 0 | 0 | 0
NYISO_J-K_2_NYISO_G-I | NYISO_J-K | NYISO_G-I | 2050 | B5 | 200 | 0 | 1999 | 0 | 0 | 0 | 0 | 0 | 0 | 0 | 0 | 0 | 0 | 0
NYISO_J-K_2_NYISO_G-I | NYISO_J-K | NYISO_G-I | 2050 | B6 | 300 | 0 | 1999 | 0 | 0 | 0 | 0 | 0 | 0 | 0 | 0 | 0 | 0 | 0
NYISO_J-K_2_NYISO_G-I | NYISO_J-K | NYISO_G-I | 2050 | B7 | 400 | 0 | 1999 | 0 | 0 | 0 | 0 | 0 | 0 | 0 | 0 | 0 | 0 | 0
NYISO_J-K_2_NYISO_G-I | NYISO_J-K | NYISO_G-I | 2050 | B8 | 500 | 0 | 1999 | 0 | 0 | 0 | 0 | 0 | 0 | 0 | 0 | 0 | 0 | 0
NYISO_J-K_2_NYISO_G-I | NYISO_J-K | NYISO_G-I | 2050 | B9 | 800 | 0 | 1999 | 0 | 0 | 0 | 0 | 0 | 0 | 0 | 0 | 0 | 0 | 0
NYISO_J-K_2_NYISO_G-I | NYISO_J-K | NYISO_G-I | 2050 | B10 | 1262 | 0 | 1999 | 0 | 0 | 0 | 0 | 0 | 0 | 0 | 0 | 0 | 0 | 0
NYISO_J-K_2_NYISO_G-I | NYISO_J-K | NYISO_G-I | 2050 | B11 | 25 | 0 | 1999 | 0 | 0 | 0 | 0 | 0 | 0 | 0 | 0 | 0 | 0 | 0
NYISO_J-K_2_NYISO_G-I | NYISO_J-K | NYISO_G-I | 2050 | B12 | 200 | 0 | 1999 | 0 | 0 | 0 | 0 | 0 | 0 | 0 | 0 | 0 | 0 | 0
NYISO_J-K_2_NYISO_G-I | NYISO_J-K | NYISO_G-I | 2050 | B13 | 600 | 0 | 1999 | 0 | 0 | 0 | 0 | 0 | 0 | 0 | 0 | 0 | 0 | 0
NYISO_J-K_2_NYISO_G-I | NYISO_J-K | NYISO_G-I | 2050 | B14 | 900 | 0 | 1999 | 0 | 0 | 0 | 0 | 0 | 0 | 0 | 0 | 0 | 0 | 0
NYISO_J-K_2_NYISO_G-I | NYISO_J-K | NYISO_G-I | 2050 | B15 | 1203 | 0 | 1999 | 0 | 0 | 0 | 0 | 0 | 0 | 0 | 0 | 0 | 0 | 0
NYISO_J-K_2_NYISO_G-I | NYISO_J-K | NYISO_G-I | 2050 | B16 | 25 | 0 | 1999 | 0 | 0 | 0 | 0 | 0 | 0 | 0 | 0 | 0 | 0 | 0
NYISO_J-K_2_NYISO_G-I | NYISO_J-K | NYISO_G-I | 2050 | B17 | 100 | 0 | 1999 | 0 | 0 | 0 | 0 | 0 | 0 | 0 | 0 | 0 | 0 | 0
NYISO_J-K_2_NYISO_G-I | NYISO_J-K | NYISO_G-I | 2050 | B18 | 400 | 0 | 1999 | 0 | 0 | 0 | 0 | 0 | 0 | 0 | 0 | 0 | 0 | 0
NYISO_J-K_2_NYISO_G-I | NYISO_J-K | NYISO_G-I | 2050 | B19 | 700 | 0 | 1999 | 0 | 0 | 0 | 0 | 0 | 0 | 0 | 0 | 0 | 0 | 0
NYISO_J-K_2_NYISO_G-I | NYISO_J-K | NYISO_G-I | 2050 | B20 | 935 | 0 | 1999 | 0 | 0 | 0 | 0 | 0 | 0 | 0 | 0 | 0 | 0 | 0
NYISO_J-K_2_PJM_E | NYISO_J-K | PJM_E | 2015 | B1 | 10 | 0 | 0.001 | 0 | 0 | 0 | 0 | 0 | 0 | 0 | 0 | 0 | 0 | Infinite
NYISO_J-K_2_PJM_E | NYISO_J-K | PJM_E | 2015 | B2 | 25 | 0 | 0.001 | 0 | 0 | 0 | 0 | 0 | 0 | 0 | 0 | 0 | 0 | Infinite
NYISO_J-K_2_PJM_E | NYISO_J-K | PJM_E | 2015 | B3 | 75 | 0 | 0.001 | 0 | 0 | 0 | 0 | 0 | 0 | 0 | 0 | 0 | 0 | Infinite
NYISO_J-K_2_PJM_E | NYISO_J-K | PJM_E | 2015 | B4 | 100 | 0 | 0.001 | 0.01 | 0 | 0 | 0 | 0 | 0.03561 | 0 | 0 | 0.03561 | 0 | Infinite
NYISO_J-K_2_PJM_E | NYISO_J-K | PJM_E | 2015 | B5 | 200 | 0 | 0.001 | 0 | 0 | 0 | 0 | 0 | 0 | 0 | 0 | 0 | 0 | Infinite
NYISO_J-K_2_PJM_E | NYISO_J-K | PJM_E | 2015 | B6 | 300 | 0 | 0.001 | 0 | 0 | 0 | 0 | 0 | 0 | 0 | 0 | 0 | 0 | Infinite
NYISO_J-K_2_PJM_E | NYISO_J-K | PJM_E | 2015 | B7 | 400 | 0 | 0.001 | 0 | 0 | 0 | 0 | 0 | 0 | 0 | 0 | 0 | 0 | Infinite
NYISO_J-K_2_PJM_E | NYISO_J-K | PJM_E | 2015 | B8 | 500 | 0 | 0.001 | 0 | 0 | 0 | 0 | 0 | 0 | 0 | 0 | 0 | 0 | Infinite
NYISO_J-K_2_PJM_E | NYISO_J-K | PJM_E | 2015 | B9 | 800 | 0 | 0.001 | 0 | 0 | 0 | 0 | 0 | 0 | 0 | 0 | 0 | 0 | Infinite
NYISO_J-K_2_PJM_E | NYISO_J-K | PJM_E | 2015 | B10 | 1262 | 0 | 0.001 | 0 | 0 | 0 | 0 | 0 | 0 | 0 | 0 | 0 | 0 | Infinite
NYISO_J-K_2_PJM_E | NYISO_J-K | PJM_E | 2015 | B11 | 25 | 0 | 0.001 | 0 | 0 | 0 | 0 | 0 | 0 | 0 | 0 | 0 | 0 | Infinite
NYISO_J-K_2_PJM_E | NYISO_J-K | PJM_E | 2015 | B12 | 200 | 0 | 0.001 | 0 | 0 | 0 | 0 | 0 | 0 | 0 | 0 | 0 | 0 | Infinite
NYISO_J-K_2_PJM_E | NYISO_J-K | PJM_E | 2015 | B13 | 600 | 0 | 0.001 | 0 | 0 | 0 | 0 | 0 | 0 | 0 | 0 | 0 | 0 | Infinite
NYISO_J-K_2_PJM_E | NYISO_J-K | PJM_E | 2015 | B14 | 900 | 0 | 0.001 | 0 | 0 | 0 | 0 | 0 | 0 | 0 | 0 | 0 | 0 | Infinite
NYISO_J-K_2_PJM_E | NYISO_J-K | PJM_E | 2015 | B15 | 1203 | 0 | 0.001 | 0 | 0 | 0 | 0 | 0 | 0 | 0 | 0 | 0 | 0 | Infinite
NYISO_J-K_2_PJM_E | NYISO_J-K | PJM_E | 2015 | B16 | 25 | 0 | 0.001 | 0 | 0 | 0 | 0 | 0 | 0 | 0 | 0 | 0 | 0 | Infinite
NYISO_J-K_2_PJM_E | NYISO_J-K | PJM_E | 2015 | B17 | 100 | 0 | 0.001 | 0 | 0 | 0 | 0 | 0 | 0 | 0 | 0 | 0 | 0 | Infinite
NYISO_J-K_2_PJM_E | NYISO_J-K | PJM_E | 2015 | B18 | 400 | 0 | 0.001 | 0 | 0 | 0 | 0 | 0 | 0 | 0 | 0 | 0 | 0 | Infinite
NYISO_J-K_2_PJM_E | NYISO_J-K | PJM_E | 2015 | B19 | 700 | 0 | 0.001 | 0 | 0 | 0 | 0 | 0 | 0 | 0 | 0 | 0 | 0 | Infinite
NYISO_J-K_2_PJM_E | NYISO_J-K | PJM_E | 2015 | B20 | 935 | 0 | 0.001 | 0 | 0 | 0 | 0 | 0 | 0 | 0 | 0 | 0 | 0 | Infinite
NYISO_J-K_2_PJM_E | NYISO_J-K | PJM_E | 2020 | B1 | 10 | 0 | 0.001 | 0 | 0 | 0 | 0 | 0 | 0 | 0 | 0 | 0 | 0 | Infinite
NYISO_J-K_2_PJM_E | NYISO_J-K | PJM_E | 2020 | B2 | 25 | 0 | 0.001 | 0 | 0 | 0 | 0 | 0 | 0 | 0 | 0 | 0 | 0 | Infinite
NYISO_J-K_2_PJM_E | NYISO_J-K | PJM_E | 2020 | B3 | 75 | 0 | 0.001 | 0 | 0 | 0 | 0 | 0 | 0 | 0 | 0 | 0 | 0 | Infinite
NYISO_J-K_2_PJM_E | NYISO_J-K | PJM_E | 2020 | B4 | 100 | 0 | 0.001 | 0.01 | 0 | 0 | 0 | 0 | 0.90212 | 0 | 0 | 0.90212 | 0 | Infinite
NYISO_J-K_2_PJM_E | NYISO_J-K | PJM_E | 2020 | B5 | 200 | 0 | 0.001 | 0 | 0 | 0 | 0 | 0 | 0 | 0 | 0 | 0 | 0 | Infinite
NYISO_J-K_2_PJM_E | NYISO_J-K | PJM_E | 2020 | B6 | 300 | 0 | 0.001 | 0 | 0 | 0 | 0 | 0 | 0 | 0 | 0 | 0 | 0 | Infinite
NYISO_J-K_2_PJM_E | NYISO_J-K | PJM_E | 2020 | B7 | 400 | 0 | 0.001 | 0 | 0 | 0 | 0 | 0 | 0 | 0 | 0 | 0 | 0 | Infinite
NYISO_J-K_2_PJM_E | NYISO_J-K | PJM_E | 2020 | B8 | 500 | 0 | 0.001 | 0 | 0 | 0 | 0 | 0 | 0 | 0 | 0 | 0 | 0 | Infinite
NYISO_J-K_2_PJM_E | NYISO_J-K | PJM_E | 2020 | B9 | 800 | 0 | 0.001 | 0 | 0 | 0 | 0 | 0 | 0 | 0 | 0 | 0 | 0 | Infinite
NYISO_J-K_2_PJM_E | NYISO_J-K | PJM_E | 2020 | B10 | 1262 | 0 | 0.001 | 0 | 0 | 0 | 0 | 0 | 0 | 0 | 0 | 0 | 0 | Infinite
NYISO_J-K_2_PJM_E | NYISO_J-K | PJM_E | 2020 | B11 | 25 | 0 | 0.001 | 0 | 0 | 0 | 0 | 0 | 0 | 0 | 0 | 0 | 0 | Infinite
NYISO_J-K_2_PJM_E | NYISO_J-K | PJM_E | 2020 | B12 | 200 | 0 | 0.001 | 0 | 0 | 0 | 0 | 0 | 0 | 0 | 0 | 0 | 0 | Infinite
NYISO_J-K_2_PJM_E | NYISO_J-K | PJM_E | 2020 | B13 | 600 | 0 | 0.001 | 0 | 0 | 0 | 0 | 0 | 0 | 0 | 0 | 0 | 0 | Infinite
NYISO_J-K_2_PJM_E | NYISO_J-K | PJM_E | 2020 | B14 | 900 | 0 | 0.001 | 0 | 0 | 0 | 0 | 0 | 0 | 0 | 0 | 0 | 0 | Infinite
NYISO_J-K_2_PJM_E | NYISO_J-K | PJM_E | 2020 | B15 | 1203 | 0 | 0.001 | 0 | 0 | 0 | 0 | 0 | 0 | 0 | 0 | 0 | 0 | Infinite
NYISO_J-K_2_PJM_E | NYISO_J-K | PJM_E | 2020 | B16 | 25 | 0 | 0.001 | 0 | 0 | 0 | 0 | 0 | 0 | 0 | 0 | 0 | 0 | Infinite
NYISO_J-K_2_PJM_E | NYISO_J-K | PJM_E | 2020 | B17 | 100 | 0 | 0.001 | 0 | 0 | 0 | 0 | 0 | 0 | 0 | 0 | 0 | 0 | Infinite
NYISO_J-K_2_PJM_E | NYISO_J-K | PJM_E | 2020 | B18 | 400 | 0 | 0.001 | 0 | 0 | 0 | 0 | 0 | 0 | 0 | 0 | 0 | 0 | Infinite
NYISO_J-K_2_PJM_E | NYISO_J-K | PJM_E | 2020 | B19 | 700 | 0 | 0.001 | 0 | 0 | 0 | 0 | 0 | 0 | 0 | 0 | 0 | 0 | Infinite
NYISO_J-K_2_PJM_E | NYISO_J-K | PJM_E | 2020 | B20 | 935 | 0 | 0.001 | 0 | 0 | 0 | 0 | 0 | 0 | 0 | 0 | 0 | 0 | Infinite
NYISO_J-K_2_PJM_E | NYISO_J-K | PJM_E | 2025 | B1 | 10 | 0 | 0.001 | 0 | 0 | 0 | 0 | 0 | 0 | 0 | 0 | 0 | 0 | Infinite
NYISO_J-K_2_PJM_E | NYISO_J-K | PJM_E | 2025 | B2 | 25 | 0 | 0.001 | 0 | 0 | 0 | 0 | 0 | 0 | 0 | 0 | 0 | 0 | Infinite
NYISO_J-K_2_PJM_E | NYISO_J-K | PJM_E | 2025 | B3 | 75 | 0 | 0.001 | 0 | 0 | 0 | 0 | 0 | 0 | 0 | 0 | 0 | 0 | Infinite
NYISO_J-K_2_PJM_E | NYISO_J-K | PJM_E | 2025 | B4 | 100 | 0 | 0.001 | 0.01 | 0 | 0 | 0 | 0 | 1.6737 | 0 | 0 | 1.6737 | 0 | Infinite
NYISO_J-K_2_PJM_E | NYISO_J-K | PJM_E | 2025 | B5 | 200 | 0 | 0.001 | 0 | 0 | 0 | 0 | 0 | 0 | 0 | 0 | 0 | 0 | Infinite
NYISO_J-K_2_PJM_E | NYISO_J-K | PJM_E | 2025 | B6 | 300 | 0 | 0.001 | 0 | 0 | 0 | 0 | 0 | 0 | 0 | 0 | 0 | 0 | Infinite
NYISO_J-K_2_PJM_E | NYISO_J-K | PJM_E | 2025 | B7 | 400 | 0 | 0.001 | 0 | 0 | 0 | 0 | 0 | 0 | 0 | 0 | 0 | 0 | Infinite
NYISO_J-K_2_PJM_E | NYISO_J-K | PJM_E | 2025 | B8 | 500 | 0 | 0.001 | 0 | 0 | 0 | 0 | 0 | 0 | 0 | 0 | 0 | 0 | Infinite
NYISO_J-K_2_PJM_E | NYISO_J-K | PJM_E | 2025 | B9 | 800 | 0 | 0.001 | 0 | 0 | 0 | 0 | 0 | 0 | 0 | 0 | 0 | 0 | Infinite
NYISO_J-K_2_PJM_E | NYISO_J-K | PJM_E | 2025 | B10 | 1262 | 0 | 0.001 | 0 | 0 | 0 | 0 | 0 | 0 | 0 | 0 | 0 | 0 | Infinite
NYISO_J-K_2_PJM_E | NYISO_J-K | PJM_E | 2025 | B11 | 25 | 0 | 0.001 | 0 | 0 | 0 | 0 | 0 | 0 | 0 | 0 | 0 | 0 | Infinite
NYISO_J-K_2_PJM_E | NYISO_J-K | PJM_E | 2025 | B12 | 200 | 0 | 0.001 | 0 | 0 | 0 | 0 | 0 | 0 | 0 | 0 | 0 | 0 | Infinite
NYISO_J-K_2_PJM_E | NYISO_J-K | PJM_E | 2025 | B13 | 600 | 0 | 0.001 | 0 | 0 | 0 | 0 | 0 | 0 | 0 | 0 | 0 | 0 | Infinite
NYISO_J-K_2_PJM_E | NYISO_J-K | PJM_E | 2025 | B14 | 900 | 0 | 0.001 | 0 | 0 | 0 | 0 | 0 | 0 | 0 | 0 | 0 | 0 | Infinite
NYISO_J-K_2_PJM_E | NYISO_J-K | PJM_E | 2025 | B15 | 1203 | 0 | 0.001 | 0 | 0 | 0 | 0 | 0 | 0 | 0 | 0 | 0 | 0 | Infinite
NYISO_J-K_2_PJM_E | NYISO_J-K | PJM_E | 2025 | B16 | 25 | 0 | 0.001 | 0 | 0 | 0 | 0 | 0 | 0 | 0 | 0 | 0 | 0 | Infinite
NYISO_J-K_2_PJM_E | NYISO_J-K | PJM_E | 2025 | B17 | 100 | 0 | 0.001 | 0 | 0 | 0 | 0 | 0 | 0 | 0 | 0 | 0 | 0 | Infinite
NYISO_J-K_2_PJM_E | NYISO_J-K | PJM_E | 2025 | B18 | 400 | 0 | 0.001 | 0 | 0 | 0 | 0 | 0 | 0 | 0 | 0 | 0 | 0 | Infinite
NYISO_J-K_2_PJM_E | NYISO_J-K | PJM_E | 2025 | B19 | 700 | 0 | 0.001 | 0 | 0 | 0 | 0 | 0 | 0 | 0 | 0 | 0 | 0 | Infinite
NYISO_J-K_2_PJM_E | NYISO_J-K | PJM_E | 2025 | B20 | 935 | 0 | 0.001 | 0 | 0 | 0 | 0 | 0 | 0 | 0 | 0 | 0 | 0 | Infinite
NYISO_J-K_2_PJM_E | NYISO_J-K | PJM_E | 2030 | B1 | 10 | 0 | 0.001 | 0 | 0 | 0 | 0 | 0 | 0 | 0 | 0 | 0 | 0 | Infinite
NYISO_J-K_2_PJM_E | NYISO_J-K | PJM_E | 2030 | B2 | 25 | 0 | 0.001 | 0 | 0 | 0 | 0 | 0 | 0 | 0 | 0 | 0 | 0 | Infinite
NYISO_J-K_2_PJM_E | NYISO_J-K | PJM_E | 2030 | B3 | 75 | 0 | 0.001 | 0 | 0 | 0 | 0 | 0 | 0 | 0 | 0 | 0 | 0 | Infinite
NYISO_J-K_2_PJM_E | NYISO_J-K | PJM_E | 2030 | B4 | 100 | 0 | 0.001 | 0 | 0 | 0 | 0 | 0 | 0 | 0 | 0 | 0 | 0 | Infinite
NYISO_J-K_2_PJM_E | NYISO_J-K | PJM_E | 2030 | B5 | 200 | 0 | 0.001 | 0 | 0 | 0 | 0 | 0 | 0 | 0 | 0 | 0 | 0 | Infinite
NYISO_J-K_2_PJM_E | NYISO_J-K | PJM_E | 2030 | B6 | 300 | 0 | 0.001 | 0 | 0 | 0 | 0 | 0 | 0 | 0 | 0 | 0 | 0 | Infinite
NYISO_J-K_2_PJM_E | NYISO_J-K | PJM_E | 2030 | B7 | 400 | 0 | 0.001 | 0 | 0 | 0 | 0 | 0 | 0 | 0 | 0 | 0 | 0 | Infinite
NYISO_J-K_2_PJM_E | NYISO_J-K | PJM_E | 2030 | B8 | 500 | 0 | 0.001 | 0 | 0 | 0 | 0 | 0 | 0 | 0 | 0 | 0 | 0 | Infinite
NYISO_J-K_2_PJM_E | NYISO_J-K | PJM_E | 2030 | B9 | 800 | 0 | 0.001 | 0 | 0 | 0 | 0 | 0 | 0 | 0 | 0 | 0 | 0 | Infinite
NYISO_J-K_2_PJM_E | NYISO_J-K | PJM_E | 2030 | B10 | 1262 | 0 | 0.001 | 0 | 0 | 0 | 0 | 0 | 0 | 0 | 0 | 0 | 0 | Infinite
NYISO_J-K_2_PJM_E | NYISO_J-K | PJM_E | 2030 | B11 | 25 | 0 | 0.001 | 0 | 0 | 0 | 0 | 0 | 0 | 0 | 0 | 0 | 0 | Infinite
NYISO_J-K_2_PJM_E | NYISO_J-K | PJM_E | 2030 | B12 | 200 | 0 | 0.001 | 0 | 0 | 0 | 0 | 0 | 0 | 0 | 0 | 0 | 0 | Infinite
NYISO_J-K_2_PJM_E | NYISO_J-K | PJM_E | 2030 | B13 | 600 | 0 | 0.001 | 0 | 0 | 0 | 0 | 0 | 0 | 0 | 0 | 0 | 0 | Infinite
NYISO_J-K_2_PJM_E | NYISO_J-K | PJM_E | 2030 | B14 | 900 | 0 | 0.001 | 0 | 0 | 0 | 0 | 0 | 0 | 0 | 0 | 0 | 0 | Infinite
NYISO_J-K_2_PJM_E | NYISO_J-K | PJM_E | 2030 | B15 | 1203 | 0 | 0.001 | 0 | 0 | 0 | 0 | 0 | 0 | 0 | 0 | 0 | 0 | Infinite
NYISO_J-K_2_PJM_E | NYISO_J-K | PJM_E | 2030 | B16 | 25 | 0 | 0.001 | 0 | 0 | 0 | 0 | 0 | 0 | 0 | 0 | 0 | 0 | Infinite
NYISO_J-K_2_PJM_E | NYISO_J-K | PJM_E | 2030 | B17 | 100 | 0 | 0.001 | 0 | 0 | 0 | 0 | 0 | 0 | 0 | 0 | 0 | 0 | Infinite
NYISO_J-K_2_PJM_E | NYISO_J-K | PJM_E | 2030 | B18 | 400 | 0 | 0.001 | 0 | 0 | 0 | 0 | 0 | 0 | 0 | 0 | 0 | 0 | Infinite
NYISO_J-K_2_PJM_E | NYISO_J-K | PJM_E | 2030 | B19 | 700 | 0 | 0.001 | 0 | 0 | 0 | 0 | 0 | 0 | 0 | 0 | 0 | 0 | Infinite
NYISO_J-K_2_PJM_E | NYISO_J-K | PJM_E | 2030 | B20 | 935 | 0 | 0.001 | 0 | 0 | 0 | 0 | 0 | 0 | 0 | 0 | 0 | 0 | Infinite
NYISO_J-K_2_PJM_E | NYISO_J-K | PJM_E | 2035 | B1 | 10 | 0 | 0.001 | 0 | 0 | 0 | 0 | 0 | 0 | 0 | 0 | 0 | 0 | Infinite
NYISO_J-K_2_PJM_E | NYISO_J-K | PJM_E | 2035 | B2 | 25 | 0 | 0.001 | 0 | 0 | 0 | 0 | 0 | 0 | 0 | 0 | 0 | 0 | Infinite
NYISO_J-K_2_PJM_E | NYISO_J-K | PJM_E | 2035 | B3 | 75 | 0 | 0.001 | 0.01 | 0 | 0 | 0 | 0 | 3.7747 | 0 | 0 | 0.75493 | 0 | Infinite
NYISO_J-K_2_PJM_E | NYISO_J-K | PJM_E | 2035 | B4 | 100 | 0 | 0.001 | 0.01 | 0 | 0 | 0 | 0 | 7.9054 | 0 | 0 | 2.1081 | 0 | Infinite
NYISO_J-K_2_PJM_E | NYISO_J-K | PJM_E | 2035 | B5 | 200 | 0 | 0.001 | 0.01 | 0 | 0 | 0 | 0 | 9.6266 | 0 | 0 | 5.1342 | 0 | Infinite
NYISO_J-K_2_PJM_E | NYISO_J-K | PJM_E | 2035 | B6 | 300 | 0 | 0.001 | 0 | 0 | 0 | 0 | 0 | 0 | 0 | 0 | 0 | 0 | Infinite
NYISO_J-K_2_PJM_E | NYISO_J-K | PJM_E | 2035 | B7 | 400 | 0 | 0.001 | 0 | 0 | 0 | 0 | 0 | 0 | 0 | 0 | 0 | 0 | Infinite
NYISO_J-K_2_PJM_E | NYISO_J-K | PJM_E | 2035 | B8 | 500 | 0 | 0.001 | 0 | 0 | 0 | 0 | 0 | 0 | 0 | 0 | 0 | 0 | Infinite
NYISO_J-K_2_PJM_E | NYISO_J-K | PJM_E | 2035 | B9 | 800 | 0 | 0.001 | 0 | 0 | 0 | 0 | 0 | 0 | 0 | 0 | 0 | 0 | Infinite
NYISO_J-K_2_PJM_E | NYISO_J-K | PJM_E | 2035 | B10 | 1262 | 0 | 0.001 | 0 | 0 | 0 | 0 | 0 | 0 | 0 | 0 | 0 | 0 | Infinite
NYISO_J-K_2_PJM_E | NYISO_J-K | PJM_E | 2035 | B11 | 25 | 0 | 0.001 | 0 | 0 | 0 | 0 | 0 | 0 | 0 | 0 | 0 | 0 | Infinite
NYISO_J-K_2_PJM_E | NYISO_J-K | PJM_E | 2035 | B12 | 200 | 0 | 0.001 | 0 | 0 | 0 | 0 | 0 | 0 | 0 | 0 | 0 | 0 | Infinite
NYISO_J-K_2_PJM_E | NYISO_J-K | PJM_E | 2035 | B13 | 600 | 0 | 0.001 | 0 | 0 | 0 | 0 | 0 | 0 | 0 | 0 | 0 | 0 | Infinite
NYISO_J-K_2_PJM_E | NYISO_J-K | PJM_E | 2035 | B14 | 900 | 0 | 0.001 | 0 | 0 | 0 | 0 | 0 | 0 | 0 | 0 | 0 | 0 | Infinite
NYISO_J-K_2_PJM_E | NYISO_J-K | PJM_E | 2035 | B15 | 1203 | 0 | 0.001 | 0 | 0 | 0 | 0 | 0 | 0 | 0 | 0 | 0 | 0 | Infinite
NYISO_J-K_2_PJM_E | NYISO_J-K | PJM_E | 2035 | B16 | 25 | 0 | 0.001 | 0 | 0 | 0 | 0 | 0 | 0 | 0 | 0 | 0 | 0 | Infinite
NYISO_J-K_2_PJM_E | NYISO_J-K | PJM_E | 2035 | B17 | 100 | 0 | 0.001 | 0 | 0 | 0 | 0 | 0 | 0 | 0 | 0 | 0 | 0 | Infinite
NYISO_J-K_2_PJM_E | NYISO_J-K | PJM_E | 2035 | B18 | 400 | 0 | 0.001 | 0 | 0 | 0 | 0 | 0 | 0 | 0 | 0 | 0 | 0 | Infinite
NYISO_J-K_2_PJM_E | NYISO_J-K | PJM_E | 2035 | B19 | 700 | 0 | 0.001 | 0 | 0 | 0 | 0 | 0 | 0 | 0 | 0 | 0 | 0 | Infinite
NYISO_J-K_2_PJM_E | NYISO_J-K | PJM_E | 2035 | B20 | 935 | 0 | 0.001 | 0 | 0 | 0 | 0 | 0 | 0 | 0 | 0 | 0 | 0 | Infinite
NYISO_J-K_2_PJM_E | NYISO_J-K | PJM_E | 2040 | B1 | 10 | 0 | 0.001 | 0 | 0 | 0 | 0 | 0 | 0 | 0 | 0 | 0 | 0 | Infinite
NYISO_J-K_2_PJM_E | NYISO_J-K | PJM_E | 2040 | B2 | 25 | 0 | 0.001 | 0 | 0 | 0 | 0 | 0 | 0 | 0 | 0 | 0 | 0 | Infinite
NYISO_J-K_2_PJM_E | NYISO_J-K | PJM_E | 2040 | B3 | 75 | 0 | 0.001 | 0.01 | 0 | 0 | 0 | 0 | 3.9646 | 0 | 0 | 1.6991 | 0 | Infinite
NYISO_J-K_2_PJM_E | NYISO_J-K | PJM_E | 2040 | B4 | 100 | 0 | 0.001 | 0.01 | 0 | 0 | 0 | 0 | 0.62911 | 0 | 0 | 0.35949 | 0 | Infinite
NYISO_J-K_2_PJM_E | NYISO_J-K | PJM_E | 2040 | B5 | 200 | 0 | 0.001 | 0 | 0 | 0 | 0 | 0 | 0 | 0 | 0 | 0 | 0 | Infinite
NYISO_J-K_2_PJM_E | NYISO_J-K | PJM_E | 2040 | B6 | 300 | 0 | 0.001 | 0 | 0 | 0 | 0 | 0 | 0 | 0 | 0 | 0 | 0 | Infinite
NYISO_J-K_2_PJM_E | NYISO_J-K | PJM_E | 2040 | B7 | 400 | 0 | 0.001 | 0 | 0 | 0 | 0 | 0 | 0 | 0 | 0 | 0 | 0 | Infinite
NYISO_J-K_2_PJM_E | NYISO_J-K | PJM_E | 2040 | B8 | 500 | 0 | 0.001 | 0 | 0 | 0 | 0 | 0 | 0 | 0 | 0 | 0 | 0 | Infinite
NYISO_J-K_2_PJM_E | NYISO_J-K | PJM_E | 2040 | B9 | 800 | 0 | 0.001 | 0 | 0 | 0 | 0 | 0 | 0 | 0 | 0 | 0 | 0 | Infinite
NYISO_J-K_2_PJM_E | NYISO_J-K | PJM_E | 2040 | B10 | 1262 | 0 | 0.001 | 0 | 0 | 0 | 0 | 0 | 0 | 0 | 0 | 0 | 0 | Infinite
NYISO_J-K_2_PJM_E | NYISO_J-K | PJM_E | 2040 | B11 | 25 | 0 | 0.001 | 0 | 0 | 0 | 0 | 0 | 0 | 0 | 0 | 0 | 0 | Infinite
NYISO_J-K_2_PJM_E | NYISO_J-K | PJM_E | 2040 | B12 | 200 | 0 | 0.001 | 0 | 0 | 0 | 0 | 0 | 0 | 0 | 0 | 0 | 0 | Infinite
NYISO_J-K_2_PJM_E | NYISO_J-K | PJM_E | 2040 | B13 | 600 | 0 | 0.001 | 0 | 0 | 0 | 0 | 0 | 0 | 0 | 0 | 0 | 0 | Infinite
NYISO_J-K_2_PJM_E | NYISO_J-K | PJM_E | 2040 | B14 | 900 | 0 | 0.001 | 0 | 0 | 0 | 0 | 0 | 0 | 0 | 0 | 0 | 0 | Infinite
NYISO_J-K_2_PJM_E | NYISO_J-K | PJM_E | 2040 | B15 | 1203 | 0 | 0.001 | 0 | 0 | 0 | 0 | 0 | 0 | 0 | 0 | 0 | 0 | Infinite
NYISO_J-K_2_PJM_E | NYISO_J-K | PJM_E | 2040 | B16 | 25 | 0 | 0.001 | 0 | 0 | 0 | 0 | 0 | 0 | 0 | 0 | 0 | 0 | Infinite
NYISO_J-K_2_PJM_E | NYISO_J-K | PJM_E | 2040 | B17 | 100 | 0 | 0.001 | 0 | 0 | 0 | 0 | 0 | 0 | 0 | 0 | 0 | 0 | Infinite
NYISO_J-K_2_PJM_E | NYISO_J-K | PJM_E | 2040 | B18 | 400 | 0 | 0.001 | 0 | 0 | 0 | 0 | 0 | 0 | 0 | 0 | 0 | 0 | Infinite
NYISO_J-K_2_PJM_E | NYISO_J-K | PJM_E | 2040 | B19 | 700 | 0 | 0.001 | 0 | 0 | 0 | 0 | 0 | 0 | 0 | 0 | 0 | 0 | Infinite
NYISO_J-K_2_PJM_E | NYISO_J-K | PJM_E | 2040 | B20 | 935 | 0 | 0.001 | 0 | 0 | 0 | 0 | 0 | 0 | 0 | 0 | 0 | 0 | Infinite
NYISO_J-K_2_PJM_E | NYISO_J-K | PJM_E | 2045 | B1 | 10 | 0 | 0.001 | 0 | 0 | 0 | 0 | 0 | 0 | 0 | 0 | 0 | 0 | Infinite
NYISO_J-K_2_PJM_E | NYISO_J-K | PJM_E | 2045 | B2 | 25 | 0 | 0.001 | 0 | 0 | 0 | 0 | 0 | 0 | 0 | 0 | 0 | 0 | Infinite
NYISO_J-K_2_PJM_E | NYISO_J-K | PJM_E | 2045 | B3 | 75 | 0 | 0.001 | 0 | 0 | 0 | 0 | 0 | 0 | 0 | 0 | 0 | 0 | Infinite
NYISO_J-K_2_PJM_E | NYISO_J-K | PJM_E | 2045 | B4 | 100 | 0 | 0.001 | 0 | 0 | 0 | 0 | 0 | 0 | 0 | 0 | 0 | 0 | Infinite
NYISO_J-K_2_PJM_E | NYISO_J-K | PJM_E | 2045 | B5 | 200 | 0 | 0.001 | 0 | 0 | 0 | 0 | 0 | 0 | 0 | 0 | 0 | 0 | Infinite
NYISO_J-K_2_PJM_E | NYISO_J-K | PJM_E | 2045 | B6 | 300 | 0 | 0.001 | 0 | 0 | 0 | 0 | 0 | 0 | 0 | 0 | 0 | 0 | Infinite
NYISO_J-K_2_PJM_E | NYISO_J-K | PJM_E | 2045 | B7 | 400 | 0 | 0.001 | 0 | 0 | 0 | 0 | 0 | 0 | 0 | 0 | 0 | 0 | Infinite
NYISO_J-K_2_PJM_E | NYISO_J-K | PJM_E | 2045 | B8 | 500 | 0 | 0.001 | 0 | 0 | 0 | 0 | 0 | 0 | 0 | 0 | 0 | 0 | Infinite
NYISO_J-K_2_PJM_E | NYISO_J-K | PJM_E | 2045 | B9 | 800 | 0 | 0.001 | 0 | 0 | 0 | 0 | 0 | 0 | 0 | 0 | 0 | 0 | Infinite
NYISO_J-K_2_PJM_E | NYISO_J-K | PJM_E | 2045 | B10 | 1262 | 0 | 0.001 | 0 | 0 | 0 | 0 | 0 | 0 | 0 | 0 | 0 | 0 | Infinite
NYISO_J-K_2_PJM_E | NYISO_J-K | PJM_E | 2045 | B11 | 25 | 0 | 0.001 | 0 | 0 | 0 | 0 | 0 | 0 | 0 | 0 | 0 | 0 | Infinite
NYISO_J-K_2_PJM_E | NYISO_J-K | PJM_E | 2045 | B12 | 200 | 0 | 0.001 | 0 | 0 | 0 | 0 | 0 | 0 | 0 | 0 | 0 | 0 | Infinite
NYISO_J-K_2_PJM_E | NYISO_J-K | PJM_E | 2045 | B13 | 600 | 0 | 0.001 | 0 | 0 | 0 | 0 | 0 | 0 | 0 | 0 | 0 | 0 | Infinite
NYISO_J-K_2_PJM_E | NYISO_J-K | PJM_E | 2045 | B14 | 900 | 0 | 0.001 | 0 | 0 | 0 | 0 | 0 | 0 | 0 | 0 | 0 | 0 | Infinite
NYISO_J-K_2_PJM_E | NYISO_J-K | PJM_E | 2045 | B15 | 1203 | 0 | 0.001 | 0 | 0 | 0 | 0 | 0 | 0 | 0 | 0 | 0 | 0 | Infinite
NYISO_J-K_2_PJM_E | NYISO_J-K | PJM_E | 2045 | B16 | 25 | 0 | 0.001 | 0 | 0 | 0 | 0 | 0 | 0 | 0 | 0 | 0 | 0 | Infinite
NYISO_J-K_2_PJM_E | NYISO_J-K | PJM_E | 2045 | B17 | 100 | 0 | 0.001 | 0 | 0 | 0 | 0 | 0 | 0 | 0 | 0 | 0 | 0 | Infinite
NYISO_J-K_2_PJM_E | NYISO_J-K | PJM_E | 2045 | B18 | 400 | 0 | 0.001 | 0 | 0 | 0 | 0 | 0 | 0 | 0 | 0 | 0 | 0 | Infinite
NYISO_J-K_2_PJM_E | NYISO_J-K | PJM_E | 2045 | B19 | 700 | 0 | 0.001 | 0 | 0 | 0 | 0 | 0 | 0 | 0 | 0 | 0 | 0 | Infinite
NYISO_J-K_2_PJM_E | NYISO_J-K | PJM_E | 2045 | B20 | 935 | 0 | 0.001 | 0 | 0 | 0 | 0 | 0 | 0 | 0 | 0 | 0 | 0 | Infinite
NYISO_J-K_2_PJM_E | NYISO_J-K | PJM_E | 2050 | B1 | 10 | 0 | 0.001 | 0 | 0 | 0 | 0 | 0 | 0 | 0 | 0 | 0 | 0 | Infinite
NYISO_J-K_2_PJM_E | NYISO_J-K | PJM_E | 2050 | B2 | 25 | 0 | 0.001 | 0 | 0 | 0 | 0 | 0 | 0 | 0 | 0 | 0 | 0 | Infinite
NYISO_J-K_2_PJM_E | NYISO_J-K | PJM_E | 2050 | B3 | 75 | 0 | 0.001 | 0 | 0 | 0 | 0 | 0 | 0 | 0 | 0 | 0 | 0 | Infinite
NYISO_J-K_2_PJM_E | NYISO_J-K | PJM_E | 2050 | B4 | 100 | 0 | 0.001 | 0 | 0 | 0 | 0 | 0 | 0 | 0 | 0 | 0 | 0 | Infinite
NYISO_J-K_2_PJM_E | NYISO_J-K | PJM_E | 2050 | B5 | 200 | 0 | 0.001 | 0 | 0 | 0 | 0 | 0 | 0 | 0 | 0 | 0 | 0 | Infinite
NYISO_J-K_2_PJM_E | NYISO_J-K | PJM_E | 2050 | B6 | 300 | 0 | 0.001 | 0 | 0 | 0 | 0 | 0 | 0 | 0 | 0 | 0 | 0 | Infinite
NYISO_J-K_2_PJM_E | NYISO_J-K | PJM_E | 2050 | B7 | 400 | 0 | 0.001 | 0 | 0 | 0 | 0 | 0 | 0 | 0 | 0 | 0 | 0 | Infinite
NYISO_J-K_2_PJM_E | NYISO_J-K | PJM_E | 2050 | B8 | 500 | 0 | 0.001 | 0 | 0 | 0 | 0 | 0 | 0 | 0 | 0 | 0 | 0 | Infinite
NYISO_J-K_2_PJM_E | NYISO_J-K | PJM_E | 2050 | B9 | 800 | 0 | 0.001 | 0 | 0 | 0 | 0 | 0 | 0 | 0 | 0 | 0 | 0 | Infinite
NYISO_J-K_2_PJM_E | NYISO_J-K | PJM_E | 2050 | B10 | 1262 | 0 | 0.001 | 0 | 0 | 0 | 0 | 0 | 0 | 0 | 0 | 0 | 0 | Infinite
NYISO_J-K_2_PJM_E | NYISO_J-K | PJM_E | 2050 | B11 | 25 | 0 | 0.001 | 0 | 0 | 0 | 0 | 0 | 0 | 0 | 0 | 0 | 0 | Infinite
NYISO_J-K_2_PJM_E | NYISO_J-K | PJM_E | 2050 | B12 | 200 | 0 | 0.001 | 0 | 0 | 0 | 0 | 0 | 0 | 0 | 0 | 0 | 0 | Infinite
NYISO_J-K_2_PJM_E | NYISO_J-K | PJM_E | 2050 | B13 | 600 | 0 | 0.001 | 0 | 0 | 0 | 0 | 0 | 0 | 0 | 0 | 0 | 0 | Infinite
NYISO_J-K_2_PJM_E | NYISO_J-K | PJM_E | 2050 | B14 | 900 | 0 | 0.001 | 0 | 0 | 0 | 0 | 0 | 0 | 0 | 0 | 0 | 0 | Infinite
NYISO_J-K_2_PJM_E | NYISO_J-K | PJM_E | 2050 | B15 | 1203 | 0 | 0.001 | 0 | 0 | 0 | 0 | 0 | 0 | 0 | 0 | 0 | 0 | Infinite
NYISO_J-K_2_PJM_E | NYISO_J-K | PJM_E | 2050 | B16 | 25 | 0 | 0.001 | 0 | 0 | 0 | 0 | 0 | 0 | 0 | 0 | 0 | 0 | Infinite
NYISO_J-K_2_PJM_E | NYISO_J-K | PJM_E | 2050 | B17 | 100 | 0 | 0.001 | 0 | 0 | 0 | 0 | 0 | 0 | 0 | 0 | 0 | 0 | Infinite
NYISO_J-K_2_PJM_E | NYISO_J-K | PJM_E | 2050 | B18 | 400 | 0 | 0.001 | 0 | 0 | 0 | 0 | 0 | 0 | 0 | 0 | 0 | 0 | Infinite
NYISO_J-K_2_PJM_E | NYISO_J-K | PJM_E | 2050 | B19 | 700 | 0 | 0.001 | 0 | 0 | 0 | 0 | 0 | 0 | 0 | 0 | 0 | 0 | Infinite
NYISO_J-K_2_PJM_E | NYISO_J-K | PJM_E | 2050 | B20 | 935 | 0 | 0.001 | 0 | 0 | 0 | 0 | 0 | 0 | 0 | 0 | 0 | 0 | Infinite
PJM_E_2_NYISO_G-I | PJM_E | NYISO_G-I | 2015 | B1 | 10 | 0 | 500 | 500 | 0 | 0 | 0 | 0 | 10.0658 | 0 | 0 | 0.10652 | 0 | Infinite
PJM_E_2_NYISO_G-I | PJM_E | NYISO_G-I | 2015 | B2 | 25 | 0 | 500 | 0 | 0 | 0 | 0 | 0 | 0 | 0 | 0 | 0 | 0 | Infinite
PJM_E_2_NYISO_G-I | PJM_E | NYISO_G-I | 2015 | B3 | 75 | 0 | 500 | 0 | 0 | 0 | 0 | 0 | 0 | 0 | 0 | 0 | 0 | Infinite
PJM_E_2_NYISO_G-I | PJM_E | NYISO_G-I | 2015 | B4 | 100 | 0 | 500 | 0 | 0 | 0 | 0 | 0 | 0 | 0 | 0 | 0 | 0 | Infinite
PJM_E_2_NYISO_G-I | PJM_E | NYISO_G-I | 2015 | B5 | 200 | 0 | 500 | 0 | 0 | 0 | 0 | 0 | 0 | 0 | 0 | 0 | 0 | Infinite
PJM_E_2_NYISO_G-I | PJM_E | NYISO_G-I | 2015 | B6 | 300 | 0 | 500 | 0 | 0 | 0 | 0 | 0 | 0 | 0 | 0 | 0 | 0 | Infinite
PJM_E_2_NYISO_G-I | PJM_E | NYISO_G-I | 2015 | B7 | 400 | 0 | 500 | 0 | 0 | 0 | 0 | 0 | 0 | 0 | 0 | 0 | 0 | Infinite
PJM_E_2_NYISO_G-I | PJM_E | NYISO_G-I | 2015 | B8 | 500 | 0 | 500 | 0 | 0 | 0 | 0 | 0 | 0 | 0 | 0 | 0 | 0 | Infinite
PJM_E_2_NYISO_G-I | PJM_E | NYISO_G-I | 2015 | B9 | 800 | 0 | 500 | 0 | 0 | 0 | 0 | 0 | 0 | 0 | 0 | 0 | 0 | Infinite
PJM_E_2_NYISO_G-I | PJM_E | NYISO_G-I | 2015 | B10 | 1262 | 0 | 500 | 0 | 0 | 0 | 0 | 0 | 0 | 0 | 0 | 0 | 0 | Infinite
PJM_E_2_NYISO_G-I | PJM_E | NYISO_G-I | 2015 | B11 | 25 | 0 | 500 | 0 | 0 | 0 | 0 | 0 | 0 | 0 | 0 | 0 | 0 | Infinite
PJM_E_2_NYISO_G-I | PJM_E | NYISO_G-I | 2015 | B12 | 200 | 0 | 500 | 0 | 0 | 0 | 0 | 0 | 0 | 0 | 0 | 0 | 0 | Infinite
PJM_E_2_NYISO_G-I | PJM_E | NYISO_G-I | 2015 | B13 | 600 | 0 | 500 | 0 | 0 | 0 | 0 | 0 | 0 | 0 | 0 | 0 | 0 | Infinite
PJM_E_2_NYISO_G-I | PJM_E | NYISO_G-I | 2015 | B14 | 900 | 0 | 500 | 0 | 0 | 0 | 0 | 0 | 0 | 0 | 0 | 0 | 0 | Infinite
PJM_E_2_NYISO_G-I | PJM_E | NYISO_G-I | 2015 | B15 | 1203 | 0 | 500 | 0 | 0 | 0 | 0 | 0 | 0 | 0 | 0 | 0 | 0 | Infinite
PJM_E_2_NYISO_G-I | PJM_E | NYISO_G-I | 2015 | B16 | 25 | 0 | 500 | 0 | 0 | 0 | 0 | 0 | 0 | 0 | 0 | 0 | 0 | Infinite
PJM_E_2_NYISO_G-I | PJM_E | NYISO_G-I | 2015 | B17 | 100 | 0 | 500 | 0 | 0 | 0 | 0 | 0 | 0 | 0 | 0 | 0 | 0 | Infinite
PJM_E_2_NYISO_G-I | PJM_E | NYISO_G-I | 2015 | B18 | 400 | 0 | 500 | 0 | 0 | 0 | 0 | 0 | 0 | 0 | 0 | 0 | 0 | Infinite
PJM_E_2_NYISO_G-I | PJM_E | NYISO_G-I | 2015 | B19 | 700 | 0 | 500 | 308.4 | 0 | 0 | 0 | 0 | 0 | 0 | 0 | 0 | 0 | Infinite
PJM_E_2_NYISO_G-I | PJM_E | NYISO_G-I | 2015 | B20 | 935 | 0 | 500 | 500 | 0 | 500 | 0 | 0 | 3.1693 | 0 | 0.8309 | 3.1358 | 0 | Infinite
PJM_E_2_NYISO_G-I | PJM_E | NYISO_G-I | 2020 | B1 | 10 | 0 | 500 | 500 | 0 | 0 | 0 | 0 | 189.4571 | 0 | 0 | 1.1345 | 0 | Infinite
PJM_E_2_NYISO_G-I | PJM_E | NYISO_G-I | 2020 | B2 | 25 | 0 | 500 | 500 | 0 | 0 | 0 | 0 | 6.6591 | 0 | 0 | 0.099687 | 0 | Infinite
PJM_E_2_NYISO_G-I | PJM_E | NYISO_G-I | 2020 | B3 | 75 | 0 | 500 | 0 | 0 | 0 | 0 | 0 | 0 | 0 | 0 | 0 | 0 | Infinite
PJM_E_2_NYISO_G-I | PJM_E | NYISO_G-I | 2020 | B4 | 100 | 0 | 500 | 0 | 0 | 0 | 0 | 0 | 0 | 0 | 0 | 0 | 0 | Infinite
PJM_E_2_NYISO_G-I | PJM_E | NYISO_G-I | 2020 | B5 | 200 | 0 | 500 | 0 | 0 | 0 | 0 | 0 | 0 | 0 | 0 | 0 | 0 | Infinite
PJM_E_2_NYISO_G-I | PJM_E | NYISO_G-I | 2020 | B6 | 300 | 0 | 500 | 0 | 0 | 0 | 0 | 0 | 0 | 0 | 0 | 0 | 0 | Infinite
PJM_E_2_NYISO_G-I | PJM_E | NYISO_G-I | 2020 | B7 | 400 | 0 | 500 | 0 | 0 | 0 | 0 | 0 | 0 | 0 | 0 | 0 | 0 | Infinite
PJM_E_2_NYISO_G-I | PJM_E | NYISO_G-I | 2020 | B8 | 500 | 0 | 500 | 0 | 0 | 0 | 0 | 0 | 0 | 0 | 0 | 0 | 0 | Infinite
PJM_E_2_NYISO_G-I | PJM_E | NYISO_G-I | 2020 | B9 | 800 | 0 | 500 | 0 | 0 | 0 | 0 | 0 | 0 | 0 | 0 | 0 | 0 | Infinite
PJM_E_2_NYISO_G-I | PJM_E | NYISO_G-I | 2020 | B10 | 1262 | 0 | 500 | 0 | 0 | 0 | 0 | 0 | 0 | 0 | 0 | 0 | 0 | Infinite
PJM_E_2_NYISO_G-I | PJM_E | NYISO_G-I | 2020 | B11 | 25 | 0 | 500 | 0 | 0 | 0 | 0 | 0 | 0 | 0 | 0 | 0 | 0 | Infinite
PJM_E_2_NYISO_G-I | PJM_E | NYISO_G-I | 2020 | B12 | 200 | 0 | 500 | 0 | 0 | 0 | 0 | 0 | 0 | 0 | 0 | 0 | 0 | Infinite
PJM_E_2_NYISO_G-I | PJM_E | NYISO_G-I | 2020 | B13 | 600 | 0 | 500 | 0 | 0 | 0 | 0 | 0 | 0 | 0 | 0 | 0 | 0 | Infinite
PJM_E_2_NYISO_G-I | PJM_E | NYISO_G-I | 2020 | B14 | 900 | 0 | 500 | 0 | 0 | 0 | 0 | 0 | 0 | 0 | 0 | 0 | 0 | Infinite
PJM_E_2_NYISO_G-I | PJM_E | NYISO_G-I | 2020 | B15 | 1203 | 0 | 500 | 0 | 0 | 0 | 0 | 0 | 0 | 0 | 0 | 0 | 0 | Infinite
PJM_E_2_NYISO_G-I | PJM_E | NYISO_G-I | 2020 | B16 | 25 | 0 | 500 | 0 | 0 | 0 | 0 | 0 | 0 | 0 | 0 | 0 | 0 | Infinite
PJM_E_2_NYISO_G-I | PJM_E | NYISO_G-I | 2020 | B17 | 100 | 0 | 500 | 0 | 0 | 0 | 0 | 0 | 0 | 0 | 0 | 0 | 0 | Infinite
PJM_E_2_NYISO_G-I | PJM_E | NYISO_G-I | 2020 | B18 | 400 | 0 | 500 | 208.33 | 0 | 0 | 0 | 0 | 0 | 0 | 0 | 0 | 0 | Infinite
PJM_E_2_NYISO_G-I | PJM_E | NYISO_G-I | 2020 | B19 | 700 | 0 | 500 | 500 | 0 | 0 | 0 | 0 | 1.4007 | 0 | 0 | 0.5871 | 0 | Infinite
PJM_E_2_NYISO_G-I | PJM_E | NYISO_G-I | 2020 | B20 | 935 | 0 | 500 | 500 | 0 | 500 | 0 | 0 | 3.7747 | 0 | 1.6855 | 2.1134 | 0 | Infinite
PJM_E_2_NYISO_G-I | PJM_E | NYISO_G-I | 2025 | B1 | 10 | 0 | 500 | 500 | 0 | 0 | 0 | 0 | 7.0389 | 0 | 0 | 0.03442 | 0 | Infinite
PJM_E_2_NYISO_G-I | PJM_E | NYISO_G-I | 2025 | B2 | 25 | 0 | 500 | 404.42 | 0 | 0 | 0 | 0 | 0 | 0 | 0 | 0 | 0 | Infinite
PJM_E_2_NYISO_G-I | PJM_E | NYISO_G-I | 2025 | B3 | 75 | 0 | 500 | 0 | 0 | 0 | 0 | 0 | 0 | 0 | 0 | 0 | 0 | Infinite
PJM_E_2_NYISO_G-I | PJM_E | NYISO_G-I | 2025 | B4 | 100 | 0 | 500 | 0 | 0 | 0 | 0 | 0 | 0 | 0 | 0 | 0 | 0 | Infinite
PJM_E_2_NYISO_G-I | PJM_E | NYISO_G-I | 2025 | B5 | 200 | 0 | 500 | 0 | 0 | 0 | 0 | 0 | 0 | 0 | 0 | 0 | 0 | Infinite
PJM_E_2_NYISO_G-I | PJM_E | NYISO_G-I | 2025 | B6 | 300 | 0 | 500 | 0 | 0 | 0 | 0 | 0 | 0 | 0 | 0 | 0 | 0 | Infinite
PJM_E_2_NYISO_G-I | PJM_E | NYISO_G-I | 2025 | B7 | 400 | 0 | 500 | 59.82 | 0 | 0 | 0 | 0 | 0 | 0 | 0 | 0 | 0 | Infinite
PJM_E_2_NYISO_G-I | PJM_E | NYISO_G-I | 2025 | B8 | 500 | 0 | 500 | 0 | 0 | 0 | 0 | 0 | 0 | 0 | 0 | 0 | 0 | Infinite
PJM_E_2_NYISO_G-I | PJM_E | NYISO_G-I | 2025 | B9 | 800 | 0 | 500 | 0 | 0 | 0 | 0 | 0 | 0 | 0 | 0 | 0 | 0 | Infinite
PJM_E_2_NYISO_G-I | PJM_E | NYISO_G-I | 2025 | B10 | 1262 | 0 | 500 | 0 | 0 | 0 | 0 | 0 | 0 | 0 | 0 | 0 | 0 | Infinite
PJM_E_2_NYISO_G-I | PJM_E | NYISO_G-I | 2025 | B11 | 25 | 0 | 500 | 0 | 0 | 0 | 0 | 0 | 0 | 0 | 0 | 0 | 0 | Infinite
PJM_E_2_NYISO_G-I | PJM_E | NYISO_G-I | 2025 | B12 | 200 | 0 | 500 | 0 | 0 | 0 | 0 | 0 | 0 | 0 | 0 | 0 | 0 | Infinite
PJM_E_2_NYISO_G-I | PJM_E | NYISO_G-I | 2025 | B13 | 600 | 0 | 500 | 0 | 0 | 0 | 0 | 0 | 0 | 0 | 0 | 0 | 0 | Infinite
PJM_E_2_NYISO_G-I | PJM_E | NYISO_G-I | 2025 | B14 | 900 | 0 | 500 | 0 | 0 | 0 | 0 | 0 | 0 | 0 | 0 | 0 | 0 | Infinite
PJM_E_2_NYISO_G-I | PJM_E | NYISO_G-I | 2025 | B15 | 1203 | 0 | 500 | 0 | 0 | 0 | 0 | 0 | 0 | 0 | 0 | 0 | 0 | Infinite
PJM_E_2_NYISO_G-I | PJM_E | NYISO_G-I | 2025 | B16 | 25 | 0 | 500 | 248.92 | 0 | 0 | 0 | 0 | 0 | 0 | 0 | 0 | 0 | Infinite
PJM_E_2_NYISO_G-I | PJM_E | NYISO_G-I | 2025 | B17 | 100 | 0 | 500 | 0 | 0 | 0 | 0 | 0 | 0 | 0 | 0 | 0 | 0 | Infinite
PJM_E_2_NYISO_G-I | PJM_E | NYISO_G-I | 2025 | B18 | 400 | 0 | 500 | 500 | 0 | 49.08 | 0 | 0 | 3.5966 | 0 | 0 | 0.70349 | 0 | Infinite
PJM_E_2_NYISO_G-I | PJM_E | NYISO_G-I | 2025 | B19 | 700 | 0 | 500 | 500 | 0 | 16.92 | 0 | 0 | 2.3265 | 0 | 0 | 0.79636 | 0 | Infinite
PJM_E_2_NYISO_G-I | PJM_E | NYISO_G-I | 2025 | B20 | 935 | 0 | 500 | 500 | 0 | 500 | 0 | 0 | 6.8371 | 0 | 5.0922 | 3.126 | 0 | Infinite
PJM_E_2_NYISO_G-I | PJM_E | NYISO_G-I | 2030 | B1 | 10 | 0 | 500 | 284.02 | 0 | 0 | 0 | 0 | 0 | 0 | 0 | 0 | 0 | Infinite
PJM_E_2_NYISO_G-I | PJM_E | NYISO_G-I | 2030 | B2 | 25 | 0 | 500 | 0 | 0 | 0 | 0 | 0 | 0 | 0 | 0 | 0 | 0 | Infinite
PJM_E_2_NYISO_G-I | PJM_E | NYISO_G-I | 2030 | B3 | 75 | 0 | 500 | 0 | 0 | 0 | 0 | 0 | 0 | 0 | 0 | 0 | 0 | Infinite
PJM_E_2_NYISO_G-I | PJM_E | NYISO_G-I | 2030 | B4 | 100 | 0 | 500 | 0 | 0 | 0 | 0 | 0 | 0 | 0 | 0 | 0 | 0 | Infinite
PJM_E_2_NYISO_G-I | PJM_E | NYISO_G-I | 2030 | B5 | 200 | 0 | 500 | 0 | 0 | 0 | 0 | 0 | 0 | 0 | 0 | 0 | 0 | Infinite
PJM_E_2_NYISO_G-I | PJM_E | NYISO_G-I | 2030 | B6 | 300 | 0 | 500 | 257.02 | 0 | 0 | 0 | 0 | 0 | 0 | 0 | 0 | 0 | Infinite
PJM_E_2_NYISO_G-I | PJM_E | NYISO_G-I | 2030 | B7 | 400 | 0 | 500 | 299.42 | 0 | 0 | 0 | 0 | 0 | 0 | 0 | 0 | 0 | Infinite
PJM_E_2_NYISO_G-I | PJM_E | NYISO_G-I | 2030 | B8 | 500 | 0 | 500 | 0 | 0 | 0 | 0 | 0 | 0 | 0 | 0 | 0 | 0 | Infinite
PJM_E_2_NYISO_G-I | PJM_E | NYISO_G-I | 2030 | B9 | 800 | 0 | 500 | 0 | 0 | 0 | 0 | 0 | 0 | 0 | 0 | 0 | 0 | Infinite
PJM_E_2_NYISO_G-I | PJM_E | NYISO_G-I | 2030 | B10 | 1262 | 0 | 500 | 220.67 | 0 | 195.5 | 0 | 0 | 0 | 0 | 0 | 0 | 0 | Infinite
PJM_E_2_NYISO_G-I | PJM_E | NYISO_G-I | 2030 | B11 | 25 | 0 | 500 | 98.44 | 0 | 0 | 0 | 0 | 0 | 0 | 0 | 0 | 0 | Infinite
PJM_E_2_NYISO_G-I | PJM_E | NYISO_G-I | 2030 | B12 | 200 | 0 | 500 | 0 | 0 | 0 | 0 | 0 | 0 | 0 | 0 | 0 | 0 | Infinite
PJM_E_2_NYISO_G-I | PJM_E | NYISO_G-I | 2030 | B13 | 600 | 0 | 500 | 0 | 0 | 0 | 0 | 0 | 0 | 0 | 0 | 0 | 0 | Infinite
PJM_E_2_NYISO_G-I | PJM_E | NYISO_G-I | 2030 | B14 | 900 | 0 | 500 | 0 | 0 | 0 | 0 | 0 | 0 | 0 | 0 | 0 | 0 | Infinite
PJM_E_2_NYISO_G-I | PJM_E | NYISO_G-I | 2030 | B15 | 1203 | 0 | 500 | 475.81 | 0 | 178.37 | 0 | 0 | 0 | 0 | 0 | 0 | 0 | Infinite
PJM_E_2_NYISO_G-I | PJM_E | NYISO_G-I | 2030 | B16 | 25 | 0 | 500 | 500 | 0 | 85.09 | 0 | 0 | 3.7153 | 0 | 0 | 0.043001 | 0 | Infinite
PJM_E_2_NYISO_G-I | PJM_E | NYISO_G-I | 2030 | B17 | 100 | 0 | 500 | 500 | 0 | 230.05 | 0 | 0 | 3.7153 | 0 | 0 | 0.17201 | 0 | Infinite
PJM_E_2_NYISO_G-I | PJM_E | NYISO_G-I | 2030 | B18 | 400 | 0 | 500 | 500 | 0 | 500 | 0 | 0 | 4.2495 | 0 | 0.17805 | 0.78694 | 0 | Infinite
PJM_E_2_NYISO_G-I | PJM_E | NYISO_G-I | 2030 | B19 | 700 | 0 | 500 | 500 | 0 | 500 | 0 | 0 | 4.1426 | 0 | 1.9586 | 1.3425 | 0 | Infinite
PJM_E_2_NYISO_G-I | PJM_E | NYISO_G-I | 2030 | B20 | 935 | 0 | 500 | 500 | 0 | 500 | 0 | 0 | 10.9679 | 0 | 10.9798 | 4.7477 | 0 | Infinite
PJM_E_2_NYISO_G-I | PJM_E | NYISO_G-I | 2035 | B1 | 10 | 0 | 500 | 449.18 | 0 | 263.87 | 0 | 0 | 0 | 0 | 0 | 0 | 0 | Infinite
PJM_E_2_NYISO_G-I | PJM_E | NYISO_G-I | 2035 | B2 | 25 | 0 | 500 | 0 | 0 | 0 | 0 | 0 | 0 | 0 | 0 | 0 | 0 | Infinite
PJM_E_2_NYISO_G-I | PJM_E | NYISO_G-I | 2035 | B3 | 75 | 0 | 500 | 0 | 0 | 0 | 0 | 0 | 0 | 0 | 0 | 0 | 0 | Infinite
PJM_E_2_NYISO_G-I | PJM_E | NYISO_G-I | 2035 | B4 | 100 | 0 | 500 | 0 | 0 | 0 | 0 | 0 | 0 | 0 | 0 | 0 | 0 | Infinite
PJM_E_2_NYISO_G-I | PJM_E | NYISO_G-I | 2035 | B5 | 200 | 0 | 500 | 0 | 0 | 0 | 0 | 0 | 0 | 0 | 0 | 0 | 0 | Infinite
PJM_E_2_NYISO_G-I | PJM_E | NYISO_G-I | 2035 | B6 | 300 | 0 | 500 | 0 | 0 | 0 | 0 | 0 | 0 | 0 | 0 | 0 | 0 | Infinite
PJM_E_2_NYISO_G-I | PJM_E | NYISO_G-I | 2035 | B7 | 400 | 0 | 500 | 0 | 0 | 0 | 0 | 0 | 0 | 0 | 0 | 0 | 0 | Infinite
PJM_E_2_NYISO_G-I | PJM_E | NYISO_G-I | 2035 | B8 | 500 | 0 | 500 | 0 | 0 | 0 | 0 | 0 | 0 | 0 | 0 | 0 | 0 | Infinite
PJM_E_2_NYISO_G-I | PJM_E | NYISO_G-I | 2035 | B9 | 800 | 0 | 500 | 0 | 0 | 0 | 0 | 0 | 0 | 0 | 0 | 0 | 0 | Infinite
PJM_E_2_NYISO_G-I | PJM_E | NYISO_G-I | 2035 | B10 | 1262 | 0 | 500 | 0 | 0 | 0 | 0 | 0 | 0 | 0 | 0 | 0 | 0 | Infinite
PJM_E_2_NYISO_G-I | PJM_E | NYISO_G-I | 2035 | B11 | 25 | 0 | 500 | 0 | 0 | 0 | 0 | 0 | 0 | 0 | 0 | 0 | 0 | Infinite
PJM_E_2_NYISO_G-I | PJM_E | NYISO_G-I | 2035 | B12 | 200 | 0 | 500 | 0 | 0 | 0 | 0 | 0 | 0 | 0 | 0 | 0 | 0 | Infinite
PJM_E_2_NYISO_G-I | PJM_E | NYISO_G-I | 2035 | B13 | 600 | 0 | 500 | 0 | 0 | 0 | 0 | 0 | 0 | 0 | 0 | 0 | 0 | Infinite
PJM_E_2_NYISO_G-I | PJM_E | NYISO_G-I | 2035 | B14 | 900 | 0 | 500 | 0 | 0 | 0 | 0 | 0 | 0 | 0 | 0 | 0 | 0 | Infinite
PJM_E_2_NYISO_G-I | PJM_E | NYISO_G-I | 2035 | B15 | 1203 | 0 | 500 | 0 | 0 | 0 | 0 | 0 | 0 | 0 | 0 | 0 | 0 | Infinite
PJM_E_2_NYISO_G-I | PJM_E | NYISO_G-I | 2035 | B16 | 25 | 0 | 500 | 0 | 0 | 0 | 0 | 0 | 0 | 0 | 0 | 0 | 0 | Infinite
PJM_E_2_NYISO_G-I | PJM_E | NYISO_G-I | 2035 | B17 | 100 | 0 | 500 | 0 | 0 | 0 | 0 | 0 | 0 | 0 | 0 | 0 | 0 | Infinite
PJM_E_2_NYISO_G-I | PJM_E | NYISO_G-I | 2035 | B18 | 400 | 0 | 500 | 0 | 0 | 89.16 | 0 | 0 | 0 | 0 | 0 | 0 | 0 | Infinite
PJM_E_2_NYISO_G-I | PJM_E | NYISO_G-I | 2035 | B19 | 700 | 0 | 500 | 0 | 0 | 0 | 0 | 0 | 0 | 0 | 0 | 0 | 0 | Infinite
PJM_E_2_NYISO_G-I | PJM_E | NYISO_G-I | 2035 | B20 | 935 | 0 | 500 | 500 | 0 | 500 | 0 | 0 | 7.6443 | 0 | 7.7511 | 7.6443 | 0 | Infinite
PJM_E_2_NYISO_G-I | PJM_E | NYISO_G-I | 2040 | B1 | 10 | 0 | 500 | 0 | 0 | 0 | 0 | 0 | 0 | 0 | 0 | 0 | 0 | Infinite
PJM_E_2_NYISO_G-I | PJM_E | NYISO_G-I | 2040 | B2 | 25 | 0 | 500 | 0 | 0 | 0 | 0 | 0 | 0 | 0 | 0 | 0 | 0 | Infinite
PJM_E_2_NYISO_G-I | PJM_E | NYISO_G-I | 2040 | B3 | 75 | 0 | 500 | 0 | 0 | 0 | 0 | 0 | 0 | 0 | 0 | 0 | 0 | Infinite
PJM_E_2_NYISO_G-I | PJM_E | NYISO_G-I | 2040 | B4 | 100 | 0 | 500 | 0 | 0 | 0 | 0 | 0 | 0 | 0 | 0 | 0 | 0 | Infinite
PJM_E_2_NYISO_G-I | PJM_E | NYISO_G-I | 2040 | B5 | 200 | 0 | 500 | 0 | 0 | 0 | 0 | 0 | 0 | 0 | 0 | 0 | 0 | Infinite
PJM_E_2_NYISO_G-I | PJM_E | NYISO_G-I | 2040 | B6 | 300 | 0 | 500 | 0 | 0 | 0 | 0 | 0 | 0 | 0 | 0 | 0 | 0 | Infinite
PJM_E_2_NYISO_G-I | PJM_E | NYISO_G-I | 2040 | B7 | 400 | 0 | 500 | 0 | 0 | 0 | 0 | 0 | 0 | 0 | 0 | 0 | 0 | Infinite
PJM_E_2_NYISO_G-I | PJM_E | NYISO_G-I | 2040 | B8 | 500 | 0 | 500 | 0 | 0 | 0 | 0 | 0 | 0 | 0 | 0 | 0 | 0 | Infinite
PJM_E_2_NYISO_G-I | PJM_E | NYISO_G-I | 2040 | B9 | 800 | 0 | 500 | 0 | 0 | 0 | 0 | 0 | 0 | 0 | 0 | 0 | 0 | Infinite
PJM_E_2_NYISO_G-I | PJM_E | NYISO_G-I | 2040 | B10 | 1262 | 0 | 500 | 0 | 0 | 0 | 0 | 0 | 0 | 0 | 0 | 0 | 0 | Infinite
PJM_E_2_NYISO_G-I | PJM_E | NYISO_G-I | 2040 | B11 | 25 | 0 | 500 | 0 | 0 | 0 | 0 | 0 | 0 | 0 | 0 | 0 | 0 | Infinite
PJM_E_2_NYISO_G-I | PJM_E | NYISO_G-I | 2040 | B12 | 200 | 0 | 500 | 0 | 0 | 0 | 0 | 0 | 0 | 0 | 0 | 0 | 0 | Infinite
PJM_E_2_NYISO_G-I | PJM_E | NYISO_G-I | 2040 | B13 | 600 | 0 | 500 | 0 | 0 | 0 | 0 | 0 | 0 | 0 | 0 | 0 | 0 | Infinite
PJM_E_2_NYISO_G-I | PJM_E | NYISO_G-I | 2040 | B14 | 900 | 0 | 500 | 0 | 0 | 0 | 0 | 0 | 0 | 0 | 0 | 0 | 0 | Infinite
PJM_E_2_NYISO_G-I | PJM_E | NYISO_G-I | 2040 | B15 | 1203 | 0 | 500 | 0 | 0 | 0 | 0 | 0 | 0 | 0 | 0 | 0 | 0 | Infinite
PJM_E_2_NYISO_G-I | PJM_E | NYISO_G-I | 2040 | B16 | 25 | 0 | 500 | 0 | 0 | 0 | 0 | 0 | 0 | 0 | 0 | 0 | 0 | Infinite
PJM_E_2_NYISO_G-I | PJM_E | NYISO_G-I | 2040 | B17 | 100 | 0 | 500 | 0 | 0 | 0 | 0 | 0 | 0 | 0 | 0 | 0 | 0 | Infinite
PJM_E_2_NYISO_G-I | PJM_E | NYISO_G-I | 2040 | B18 | 400 | 0 | 500 | 0 | 0 | 0 | 0 | 0 | 0 | 0 | 0 | 0 | 0 | Infinite
PJM_E_2_NYISO_G-I | PJM_E | NYISO_G-I | 2040 | B19 | 700 | 0 | 500 | 0 | 0 | 0 | 0 | 0 | 0 | 0 | 0 | 0 | 0 | Infinite
PJM_E_2_NYISO_G-I | PJM_E | NYISO_G-I | 2040 | B20 | 935 | 0 | 500 | 500 | 0 | 500 | 0 | 0 | 0.67659 | 0 | 0.7122 | 0.67659 | 0 | Infinite
PJM_E_2_NYISO_G-I | PJM_E | NYISO_G-I | 2045 | B1 | 10 | 0 | 500 | 0 | 0 | 0 | 0 | 0 | 0 | 0 | 0 | 0 | 0 | Infinite
PJM_E_2_NYISO_G-I | PJM_E | NYISO_G-I | 2045 | B2 | 25 | 0 | 500 | 0 | 0 | 0 | 0 | 0 | 0 | 0 | 0 | 0 | 0 | Infinite
PJM_E_2_NYISO_G-I | PJM_E | NYISO_G-I | 2045 | B3 | 75 | 0 | 500 | 0 | 0 | 0 | 0 | 0 | 0 | 0 | 0 | 0 | 0 | Infinite
PJM_E_2_NYISO_G-I | PJM_E | NYISO_G-I | 2045 | B4 | 100 | 0 | 500 | 0 | 0 | 0 | 0 | 0 | 0 | 0 | 0 | 0 | 0 | Infinite
PJM_E_2_NYISO_G-I | PJM_E | NYISO_G-I | 2045 | B5 | 200 | 0 | 500 | 0 | 0 | 0 | 0 | 0 | 0 | 0 | 0 | 0 | 0 | Infinite
PJM_E_2_NYISO_G-I | PJM_E | NYISO_G-I | 2045 | B6 | 300 | 0 | 500 | 0 | 0 | 0 | 0 | 0 | 0 | 0 | 0 | 0 | 0 | Infinite
PJM_E_2_NYISO_G-I | PJM_E | NYISO_G-I | 2045 | B7 | 400 | 0 | 500 | 0 | 0 | 0 | 0 | 0 | 0 | 0 | 0 | 0 | 0 | Infinite
PJM_E_2_NYISO_G-I | PJM_E | NYISO_G-I | 2045 | B8 | 500 | 0 | 500 | 0 | 0 | 0 | 0 | 0 | 0 | 0 | 0 | 0 | 0 | Infinite
PJM_E_2_NYISO_G-I | PJM_E | NYISO_G-I | 2045 | B9 | 800 | 0 | 500 | 0 | 0 | 0 | 0 | 0 | 0 | 0 | 0 | 0 | 0 | Infinite
PJM_E_2_NYISO_G-I | PJM_E | NYISO_G-I | 2045 | B10 | 1262 | 0 | 500 | 0 | 0 | 0 | 0 | 0 | 0 | 0 | 0 | 0 | 0 | Infinite
PJM_E_2_NYISO_G-I | PJM_E | NYISO_G-I | 2045 | B11 | 25 | 0 | 500 | 0 | 0 | 0 | 0 | 0 | 0 | 0 | 0 | 0 | 0 | Infinite
PJM_E_2_NYISO_G-I | PJM_E | NYISO_G-I | 2045 | B12 | 200 | 0 | 500 | 0 | 0 | 0 | 0 | 0 | 0 | 0 | 0 | 0 | 0 | Infinite
PJM_E_2_NYISO_G-I | PJM_E | NYISO_G-I | 2045 | B13 | 600 | 0 | 500 | 0 | 0 | 0 | 0 | 0 | 0 | 0 | 0 | 0 | 0 | Infinite
PJM_E_2_NYISO_G-I | PJM_E | NYISO_G-I | 2045 | B14 | 900 | 0 | 500 | 0 | 0 | 0 | 0 | 0 | 0 | 0 | 0 | 0 | 0 | Infinite
PJM_E_2_NYISO_G-I | PJM_E | NYISO_G-I | 2045 | B15 | 1203 | 0 | 500 | 0 | 0 | 0 | 0 | 0 | 0 | 0 | 0 | 0 | 0 | Infinite
PJM_E_2_NYISO_G-I | PJM_E | NYISO_G-I | 2045 | B16 | 25 | 0 | 500 | 0 | 0 | 0 | 0 | 0 | 0 | 0 | 0 | 0 | 0 | Infinite
PJM_E_2_NYISO_G-I | PJM_E | NYISO_G-I | 2045 | B17 | 100 | 0 | 500 | 0 | 0 | 0 | 0 | 0 | 0 | 0 | 0 | 0 | 0 | Infinite
PJM_E_2_NYISO_G-I | PJM_E | NYISO_G-I | 2045 | B18 | 400 | 0 | 500 | 0 | 0 | 0 | 0 | 0 | 0 | 0 | 0 | 0 | 0 | Infinite
PJM_E_2_NYISO_G-I | PJM_E | NYISO_G-I | 2045 | B19 | 700 | 0 | 500 | 0 | 0 | 0 | 0 | 0 | 0 | 0 | 0 | 0 | 0 | Infinite
PJM_E_2_NYISO_G-I | PJM_E | NYISO_G-I | 2045 | B20 | 935 | 0 | 500 | 500 | 0 | 500 | 0 | 0 | 1.2107 | 0 | 1.2107 | 1.2107 | 0 | Infinite
PJM_E_2_NYISO_G-I | PJM_E | NYISO_G-I | 2050 | B1 | 10 | 0 | 500 | 0 | 0 | 0 | 0 | 0 | 0 | 0 | 0 | 0 | 0 | Infinite
PJM_E_2_NYISO_G-I | PJM_E | NYISO_G-I | 2050 | B2 | 25 | 0 | 500 | 0 | 0 | 0 | 0 | 0 | 0 | 0 | 0 | 0 | 0 | Infinite
PJM_E_2_NYISO_G-I | PJM_E | NYISO_G-I | 2050 | B3 | 75 | 0 | 500 | 0 | 0 | 0 | 0 | 0 | 0 | 0 | 0 | 0 | 0 | Infinite
PJM_E_2_NYISO_G-I | PJM_E | NYISO_G-I | 2050 | B4 | 100 | 0 | 500 | 0 | 0 | 0 | 0 | 0 | 0 | 0 | 0 | 0 | 0 | Infinite
PJM_E_2_NYISO_G-I | PJM_E | NYISO_G-I | 2050 | B5 | 200 | 0 | 500 | 0 | 0 | 0 | 0 | 0 | 0 | 0 | 0 | 0 | 0 | Infinite
PJM_E_2_NYISO_G-I | PJM_E | NYISO_G-I | 2050 | B6 | 300 | 0 | 500 | 0 | 0 | 0 | 0 | 0 | 0 | 0 | 0 | 0 | 0 | Infinite
PJM_E_2_NYISO_G-I | PJM_E | NYISO_G-I | 2050 | B7 | 400 | 0 | 500 | 0 | 0 | 0 | 0 | 0 | 0 | 0 | 0 | 0 | 0 | Infinite
PJM_E_2_NYISO_G-I | PJM_E | NYISO_G-I | 2050 | B8 | 500 | 0 | 500 | 0 | 0 | 0 | 0 | 0 | 0 | 0 | 0 | 0 | 0 | Infinite
PJM_E_2_NYISO_G-I | PJM_E | NYISO_G-I | 2050 | B9 | 800 | 0 | 500 | 0 | 0 | 0 | 0 | 0 | 0 | 0 | 0 | 0 | 0 | Infinite
PJM_E_2_NYISO_G-I | PJM_E | NYISO_G-I | 2050 | B10 | 1262 | 0 | 500 | 0 | 0 | 0 | 0 | 0 | 0 | 0 | 0 | 0 | 0 | Infinite
PJM_E_2_NYISO_G-I | PJM_E | NYISO_G-I | 2050 | B11 | 25 | 0 | 500 | 0 | 0 | 0 | 0 | 0 | 0 | 0 | 0 | 0 | 0 | Infinite
PJM_E_2_NYISO_G-I | PJM_E | NYISO_G-I | 2050 | B12 | 200 | 0 | 500 | 0 | 0 | 0 | 0 | 0 | 0 | 0 | 0 | 0 | 0 | Infinite
PJM_E_2_NYISO_G-I | PJM_E | NYISO_G-I | 2050 | B13 | 600 | 0 | 500 | 0 | 0 | 0 | 0 | 0 | 0 | 0 | 0 | 0 | 0 | Infinite
PJM_E_2_NYISO_G-I | PJM_E | NYISO_G-I | 2050 | B14 | 900 | 0 | 500 | 0 | 0 | 0 | 0 | 0 | 0 | 0 | 0 | 0 | 0 | Infinite
PJM_E_2_NYISO_G-I | PJM_E | NYISO_G-I | 2050 | B15 | 1203 | 0 | 500 | 0 | 0 | 0 | 0 | 0 | 0 | 0 | 0 | 0 | 0 | Infinite
PJM_E_2_NYISO_G-I | PJM_E | NYISO_G-I | 2050 | B16 | 25 | 0 | 500 | 0 | 0 | 0 | 0 | 0 | 0 | 0 | 0 | 0 | 0 | Infinite
PJM_E_2_NYISO_G-I | PJM_E | NYISO_G-I | 2050 | B17 | 100 | 0 | 500 | 0 | 0 | 0 | 0 | 0 | 0 | 0 | 0 | 0 | 0 | Infinite
PJM_E_2_NYISO_G-I | PJM_E | NYISO_G-I | 2050 | B18 | 400 | 0 | 500 | 0 | 0 | 0 | 0 | 0 | 0 | 0 | 0 | 0 | 0 | Infinite
PJM_E_2_NYISO_G-I | PJM_E | NYISO_G-I | 2050 | B19 | 700 | 0 | 500 | 0 | 0 | 0 | 0 | 0 | 0 | 0 | 0 | 0 | 0 | Infinite
PJM_E_2_NYISO_G-I | PJM_E | NYISO_G-I | 2050 | B20 | 935 | 0 | 500 | 500 | 0 | 500 | 0 | 0 | 0.13057 | 0 | 0.27301 | 0.13057 | 0 | Infinite
PJM_E_2_NYISO_J-K | PJM_E | NYISO_J-K | 2015 | B1 | 10 | 0 | 330 | 330 | 0 | 0 | 0 | 0 | 10.0776 | 0 | 0 | 0.061262 | 0 | Infinite
PJM_E_2_NYISO_J-K | PJM_E | NYISO_J-K | 2015 | B2 | 25 | 0 | 330 | 0 | 0 | 0 | 0 | 0 | 0 | 0 | 0 | 0 | 0 | Infinite
PJM_E_2_NYISO_J-K | PJM_E | NYISO_J-K | 2015 | B3 | 75 | 0 | 330 | 0 | 0 | 0 | 0 | 0 | 0 | 0 | 0 | 0 | 0 | Infinite
PJM_E_2_NYISO_J-K | PJM_E | NYISO_J-K | 2015 | B4 | 100 | 0 | 330 | 0 | 0 | 0 | 0 | 0 | 0 | 0 | 0 | 0 | 0 | Infinite
PJM_E_2_NYISO_J-K | PJM_E | NYISO_J-K | 2015 | B5 | 200 | 0 | 330 | 0 | 0 | 0 | 0 | 0 | 0 | 0 | 0 | 0 | 0 | Infinite
PJM_E_2_NYISO_J-K | PJM_E | NYISO_J-K | 2015 | B6 | 300 | 0 | 330 | 0 | 0 | 0 | 0 | 0 | 0 | 0 | 0 | 0 | 0 | Infinite
PJM_E_2_NYISO_J-K | PJM_E | NYISO_J-K | 2015 | B7 | 400 | 0 | 330 | 0 | 0 | 0 | 0 | 0 | 0 | 0 | 0 | 0 | 0 | Infinite
PJM_E_2_NYISO_J-K | PJM_E | NYISO_J-K | 2015 | B8 | 500 | 0 | 330 | 0 | 0 | 0 | 0 | 0 | 0 | 0 | 0 | 0 | 0 | Infinite
PJM_E_2_NYISO_J-K | PJM_E | NYISO_J-K | 2015 | B9 | 800 | 0 | 330 | 0 | 0 | 0 | 0 | 0 | 0 | 0 | 0 | 0 | 0 | Infinite
PJM_E_2_NYISO_J-K | PJM_E | NYISO_J-K | 2015 | B10 | 1262 | 0 | 330 | 0 | 0 | 0 | 0 | 0 | 0 | 0 | 0 | 0 | 0 | Infinite
PJM_E_2_NYISO_J-K | PJM_E | NYISO_J-K | 2015 | B11 | 25 | 0 | 330 | 0 | 0 | 0 | 0 | 0 | 0 | 0 | 0 | 0 | 0 | Infinite
PJM_E_2_NYISO_J-K | PJM_E | NYISO_J-K | 2015 | B12 | 200 | 0 | 330 | 0 | 0 | 0 | 0 | 0 | 0 | 0 | 0 | 0 | 0 | Infinite
PJM_E_2_NYISO_J-K | PJM_E | NYISO_J-K | 2015 | B13 | 600 | 0 | 330 | 0 | 0 | 0 | 0 | 0 | 0 | 0 | 0 | 0 | 0 | Infinite
PJM_E_2_NYISO_J-K | PJM_E | NYISO_J-K | 2015 | B14 | 900 | 0 | 330 | 0 | 0 | 0 | 0 | 0 | 0 | 0 | 0 | 0 | 0 | Infinite
PJM_E_2_NYISO_J-K | PJM_E | NYISO_J-K | 2015 | B15 | 1203 | 0 | 330 | 0 | 0 | 0 | 0 | 0 | 0 | 0 | 0 | 0 | 0 | Infinite
PJM_E_2_NYISO_J-K | PJM_E | NYISO_J-K | 2015 | B16 | 25 | 0 | 330 | 0 | 0 | 0 | 0 | 0 | 0 | 0 | 0 | 0 | 0 | Infinite
PJM_E_2_NYISO_J-K | PJM_E | NYISO_J-K | 2015 | B17 | 100 | 0 | 330 | 0 | 0 | 0 | 0 | 0 | 0 | 0 | 0 | 0 | 0 | Infinite
PJM_E_2_NYISO_J-K | PJM_E | NYISO_J-K | 2015 | B18 | 400 | 0 | 330 | 0 | 0 | 0 | 0 | 0 | 0 | 0 | 0 | 0 | 0 | Infinite
PJM_E_2_NYISO_J-K | PJM_E | NYISO_J-K | 2015 | B19 | 700 | 0 | 330 | 330 | 0 | 0 | 0 | 0 | 0.01187 | 0 | 0 | 0.0050511 | 0 | Infinite
PJM_E_2_NYISO_J-K | PJM_E | NYISO_J-K | 2015 | B20 | 935 | 0 | 330 | 330 | 0 | 330 | 0 | 0 | 3.1812 | 0 | 0.84277 | 1.8081 | 0 | Infinite
PJM_E_2_NYISO_J-K | PJM_E | NYISO_J-K | 2020 | B1 | 10 | 0 | 330 | 330 | 0 | 0 | 0 | 0 | 189.4689 | 0 | 0 | 0.91531 | 0 | Infinite
PJM_E_2_NYISO_J-K | PJM_E | NYISO_J-K | 2020 | B2 | 25 | 0 | 330 | 330 | 0 | 0 | 0 | 0 | 6.6709 | 0 | 0 | 0.080567 | 0 | Infinite
PJM_E_2_NYISO_J-K | PJM_E | NYISO_J-K | 2020 | B3 | 75 | 0 | 330 | 0 | 0 | 0 | 0 | 0 | 0 | 0 | 0 | 0 | 0 | Infinite
PJM_E_2_NYISO_J-K | PJM_E | NYISO_J-K | 2020 | B4 | 100 | 0 | 330 | 0 | 0 | 0 | 0 | 0 | 0 | 0 | 0 | 0 | 0 | Infinite
PJM_E_2_NYISO_J-K | PJM_E | NYISO_J-K | 2020 | B5 | 200 | 0 | 330 | 0 | 0 | 0 | 0 | 0 | 0 | 0 | 0 | 0 | 0 | Infinite
PJM_E_2_NYISO_J-K | PJM_E | NYISO_J-K | 2020 | B6 | 300 | 0 | 330 | 0 | 0 | 0 | 0 | 0 | 0 | 0 | 0 | 0 | 0 | Infinite
PJM_E_2_NYISO_J-K | PJM_E | NYISO_J-K | 2020 | B7 | 400 | 0 | 330 | 0 | 0 | 0 | 0 | 0 | 0 | 0 | 0 | 0 | 0 | Infinite
PJM_E_2_NYISO_J-K | PJM_E | NYISO_J-K | 2020 | B8 | 500 | 0 | 330 | 0 | 0 | 0 | 0 | 0 | 0 | 0 | 0 | 0 | 0 | Infinite
PJM_E_2_NYISO_J-K | PJM_E | NYISO_J-K | 2020 | B9 | 800 | 0 | 330 | 0 | 0 | 0 | 0 | 0 | 0 | 0 | 0 | 0 | 0 | Infinite
PJM_E_2_NYISO_J-K | PJM_E | NYISO_J-K | 2020 | B10 | 1262 | 0 | 330 | 0 | 0 | 0 | 0 | 0 | 0 | 0 | 0 | 0 | 0 | Infinite
PJM_E_2_NYISO_J-K | PJM_E | NYISO_J-K | 2020 | B11 | 25 | 0 | 330 | 0 | 0 | 0 | 0 | 0 | 0 | 0 | 0 | 0 | 0 | Infinite
PJM_E_2_NYISO_J-K | PJM_E | NYISO_J-K | 2020 | B12 | 200 | 0 | 330 | 0 | 0 | 0 | 0 | 0 | 0 | 0 | 0 | 0 | 0 | Infinite
PJM_E_2_NYISO_J-K | PJM_E | NYISO_J-K | 2020 | B13 | 600 | 0 | 330 | 0 | 0 | 0 | 0 | 0 | 0 | 0 | 0 | 0 | 0 | Infinite
PJM_E_2_NYISO_J-K | PJM_E | NYISO_J-K | 2020 | B14 | 900 | 0 | 330 | 0 | 0 | 0 | 0 | 0 | 0 | 0 | 0 | 0 | 0 | Infinite
PJM_E_2_NYISO_J-K | PJM_E | NYISO_J-K | 2020 | B15 | 1203 | 0 | 330 | 0 | 0 | 0 | 0 | 0 | 0 | 0 | 0 | 0 | 0 | Infinite
PJM_E_2_NYISO_J-K | PJM_E | NYISO_J-K | 2020 | B16 | 25 | 0 | 330 | 0 | 0 | 0 | 0 | 0 | 0 | 0 | 0 | 0 | 0 | Infinite
PJM_E_2_NYISO_J-K | PJM_E | NYISO_J-K | 2020 | B17 | 100 | 0 | 330 | 0 | 0 | 0 | 0 | 0 | 0 | 0 | 0 | 0 | 0 | Infinite
PJM_E_2_NYISO_J-K | PJM_E | NYISO_J-K | 2020 | B18 | 400 | 0 | 330 | 330 | 0 | 0 | 0 | 0 | 0.01187 | 0 | 0 | 0.0022937 | 0 | Infinite
PJM_E_2_NYISO_J-K | PJM_E | NYISO_J-K | 2020 | B19 | 700 | 0 | 330 | 330 | 0 | 0 | 0 | 0 | 1.4125 | 0 | 0 | 0.47767 | 0 | Infinite
PJM_E_2_NYISO_J-K | PJM_E | NYISO_J-K | 2020 | B20 | 935 | 0 | 330 | 330 | 0 | 330 | 0 | 0 | 3.7865 | 0 | 1.7093 | 1.7103 | 0 | Infinite
PJM_E_2_NYISO_J-K | PJM_E | NYISO_J-K | 2025 | B1 | 10 | 0 | 330 | 330 | 0 | 0 | 0 | 0 | 7.0508 | 0 | 0 | 0.02826 | 0 | Infinite
PJM_E_2_NYISO_J-K | PJM_E | NYISO_J-K | 2025 | B2 | 25 | 0 | 330 | 330 | 0 | 0 | 0 | 0 | 0.01187 | 0 | 0 | 0.00011894 | 0 | Infinite
PJM_E_2_NYISO_J-K | PJM_E | NYISO_J-K | 2025 | B3 | 75 | 0 | 330 | 0 | 0 | 0 | 0 | 0 | 0 | 0 | 0 | 0 | 0 | Infinite
PJM_E_2_NYISO_J-K | PJM_E | NYISO_J-K | 2025 | B4 | 100 | 0 | 330 | 0 | 0 | 0 | 0 | 0 | 0 | 0 | 0 | 0 | 0 | Infinite
PJM_E_2_NYISO_J-K | PJM_E | NYISO_J-K | 2025 | B5 | 200 | 0 | 330 | 0 | 0 | 0 | 0 | 0 | 0 | 0 | 0 | 0 | 0 | Infinite
PJM_E_2_NYISO_J-K | PJM_E | NYISO_J-K | 2025 | B6 | 300 | 0 | 330 | 0 | 0 | 0 | 0 | 0 | 0 | 0 | 0 | 0 | 0 | Infinite
PJM_E_2_NYISO_J-K | PJM_E | NYISO_J-K | 2025 | B7 | 400 | 0 | 330 | 330 | 0 | 0 | 0 | 0 | 0.01187 | 0 | 0 | 0.001903 | 0 | Infinite
PJM_E_2_NYISO_J-K | PJM_E | NYISO_J-K | 2025 | B8 | 500 | 0 | 330 | 0 | 0 | 0 | 0 | 0 | 0 | 0 | 0 | 0 | 0 | Infinite
PJM_E_2_NYISO_J-K | PJM_E | NYISO_J-K | 2025 | B9 | 800 | 0 | 330 | 0 | 0 | 0 | 0 | 0 | 0 | 0 | 0 | 0 | 0 | Infinite
PJM_E_2_NYISO_J-K | PJM_E | NYISO_J-K | 2025 | B10 | 1262 | 0 | 330 | 0 | 0 | 0 | 0 | 0 | 0 | 0 | 0 | 0 | 0 | Infinite
PJM_E_2_NYISO_J-K | PJM_E | NYISO_J-K | 2025 | B11 | 25 | 0 | 330 | 0 | 0 | 0 | 0 | 0 | 0 | 0 | 0 | 0 | 0 | Infinite
PJM_E_2_NYISO_J-K | PJM_E | NYISO_J-K | 2025 | B12 | 200 | 0 | 330 | 0 | 0 | 0 | 0 | 0 | 0 | 0 | 0 | 0 | 0 | Infinite
PJM_E_2_NYISO_J-K | PJM_E | NYISO_J-K | 2025 | B13 | 600 | 0 | 330 | 0 | 0 | 0 | 0 | 0 | 0 | 0 | 0 | 0 | 0 | Infinite
PJM_E_2_NYISO_J-K | PJM_E | NYISO_J-K | 2025 | B14 | 900 | 0 | 330 | 0 | 0 | 0 | 0 | 0 | 0 | 0 | 0 | 0 | 0 | Infinite
PJM_E_2_NYISO_J-K | PJM_E | NYISO_J-K | 2025 | B15 | 1203 | 0 | 330 | 0 | 0 | 0 | 0 | 0 | 0 | 0 | 0 | 0 | 0 | Infinite
PJM_E_2_NYISO_J-K | PJM_E | NYISO_J-K | 2025 | B16 | 25 | 0 | 330 | 330 | 0 | 0 | 0 | 0 | 0.01187 | 0 | 0 | 0.00011894 | 0 | Infinite
PJM_E_2_NYISO_J-K | PJM_E | NYISO_J-K | 2025 | B17 | 100 | 0 | 330 | 73.61 | 0 | 0 | 0 | 0 | 0 | 0 | 0 | 0 | 0 | Infinite
PJM_E_2_NYISO_J-K | PJM_E | NYISO_J-K | 2025 | B18 | 400 | 0 | 330 | 330 | 0 | 330 | 0 | 0 | 3.6085 | 0 | 0.02374 | 0.57851 | 0 | Infinite
PJM_E_2_NYISO_J-K | PJM_E | NYISO_J-K | 2025 | B19 | 700 | 0 | 330 | 330 | 0 | 330 | 0 | 0 | 2.3384 | 0 | 0.02374 | 0.65606 | 0 | Infinite
PJM_E_2_NYISO_J-K | PJM_E | NYISO_J-K | 2025 | B20 | 935 | 0 | 330 | 330 | 0 | 330 | 0 | 0 | 6.849 | 0 | 5.116 | 2.5667 | 0 | Infinite
PJM_E_2_NYISO_J-K | PJM_E | NYISO_J-K | 2030 | B1 | 10 | 0 | 330 | 330 | 0 | 0 | 0 | 0 | 0.01187 | 0 | 0 | 2.2146e-05 | 0 | Infinite
PJM_E_2_NYISO_J-K | PJM_E | NYISO_J-K | 2030 | B2 | 25 | 0 | 330 | 0 | 0 | 0 | 0 | 0 | 0 | 0 | 0 | 0 | 0 | Infinite
PJM_E_2_NYISO_J-K | PJM_E | NYISO_J-K | 2030 | B3 | 75 | 0 | 330 | 0 | 0 | 0 | 0 | 0 | 0 | 0 | 0 | 0 | 0 | Infinite
PJM_E_2_NYISO_J-K | PJM_E | NYISO_J-K | 2030 | B4 | 100 | 0 | 330 | 0 | 0 | 0 | 0 | 0 | 0 | 0 | 0 | 0 | 0 | Infinite
PJM_E_2_NYISO_J-K | PJM_E | NYISO_J-K | 2030 | B5 | 200 | 0 | 330 | 0 | 0 | 0 | 0 | 0 | 0 | 0 | 0 | 0 | 0 | Infinite
PJM_E_2_NYISO_J-K | PJM_E | NYISO_J-K | 2030 | B6 | 300 | 0 | 330 | 330 | 0 | 0 | 0 | 0 | 0.01187 | 0 | 0 | 0.00066437 | 0 | Infinite
PJM_E_2_NYISO_J-K | PJM_E | NYISO_J-K | 2030 | B7 | 400 | 0 | 330 | 330 | 0 | 0 | 0 | 0 | 0.01187 | 0 | 0 | 0.00088582 | 0 | Infinite
PJM_E_2_NYISO_J-K | PJM_E | NYISO_J-K | 2030 | B8 | 500 | 0 | 330 | 0 | 0 | 0 | 0 | 0 | 0 | 0 | 0 | 0 | 0 | Infinite
PJM_E_2_NYISO_J-K | PJM_E | NYISO_J-K | 2030 | B9 | 800 | 0 | 330 | 0 | 0 | 0 | 0 | 0 | 0 | 0 | 0 | 0 | 0 | Infinite
PJM_E_2_NYISO_J-K | PJM_E | NYISO_J-K | 2030 | B10 | 1262 | 0 | 330 | 330 | 0 | 330 | 0 | 0 | 0.01187 | 0 | 0.01187 | 0.0027948 | 0 | Infinite
PJM_E_2_NYISO_J-K | PJM_E | NYISO_J-K | 2030 | B11 | 25 | 0 | 330 | 330 | 0 | 0 | 0 | 0 | 0.01187 | 0 | 0 | 5.5364e-05 | 0 | Infinite
PJM_E_2_NYISO_J-K | PJM_E | NYISO_J-K | 2030 | B12 | 200 | 0 | 330 | 0 | 0 | 0 | 0 | 0 | 0 | 0 | 0 | 0 | 0 | Infinite
PJM_E_2_NYISO_J-K | PJM_E | NYISO_J-K | 2030 | B13 | 600 | 0 | 330 | 0 | 0 | 0 | 0 | 0 | 0 | 0 | 0 | 0 | 0 | Infinite
PJM_E_2_NYISO_J-K | PJM_E | NYISO_J-K | 2030 | B14 | 900 | 0 | 330 | 0 | 0 | 0 | 0 | 0 | 0 | 0 | 0 | 0 | 0 | Infinite
PJM_E_2_NYISO_J-K | PJM_E | NYISO_J-K | 2030 | B15 | 1203 | 0 | 330 | 330 | 0 | 330 | 0 | 0 | 0.01187 | 0 | 0.01187 | 0.0026641 | 0 | Infinite
PJM_E_2_NYISO_J-K | PJM_E | NYISO_J-K | 2030 | B16 | 25 | 0 | 330 | 330 | 0 | 330 | 0 | 0 | 3.7272 | 0 | 0.70033 | 0.017384 | 0 | Infinite
PJM_E_2_NYISO_J-K | PJM_E | NYISO_J-K | 2030 | B17 | 100 | 0 | 330 | 330 | 0 | 330 | 0 | 0 | 3.7272 | 0 | 0.7122 | 0.069537 | 0 | Infinite
PJM_E_2_NYISO_J-K | PJM_E | NYISO_J-K | 2030 | B18 | 400 | 0 | 330 | 330 | 0 | 330 | 0 | 0 | 4.2613 | 0 | 0.89025 | 0.31801 | 0 | Infinite
PJM_E_2_NYISO_J-K | PJM_E | NYISO_J-K | 2030 | B19 | 700 | 0 | 330 | 330 | 0 | 330 | 0 | 0 | 4.1545 | 0 | 2.6707 | 0.54257 | 0 | Infinite
PJM_E_2_NYISO_J-K | PJM_E | NYISO_J-K | 2030 | B20 | 935 | 0 | 330 | 330 | 0 | 330 | 0 | 0 | 10.9798 | 0 | 10.9916 | 1.9153 | 0 | Infinite
PJM_E_2_NYISO_J-K | PJM_E | NYISO_J-K | 2035 | B1 | 10 | 0 | 330 | 330 | 0 | 330 | 0 | 0 | 0.01187 | 0 | 0.01187 | 4.8057e-05 | 0 | Infinite
PJM_E_2_NYISO_J-K | PJM_E | NYISO_J-K | 2035 | B2 | 25 | 0 | 330 | 135.29 | 0 | 214.96 | 0 | 0 | 0 | 0 | 0 | 0 | 0 | Infinite
PJM_E_2_NYISO_J-K | PJM_E | NYISO_J-K | 2035 | B3 | 75 | 0 | 330 | 0 | 0 | 0 | 0 | 0 | 0 | 0 | 0 | 0 | 0 | Infinite
PJM_E_2_NYISO_J-K | PJM_E | NYISO_J-K | 2035 | B4 | 100 | 0 | 330 | 0 | 0 | 0 | 0 | 0 | 0 | 0 | 0 | 0 | 0 | Infinite
PJM_E_2_NYISO_J-K | PJM_E | NYISO_J-K | 2035 | B5 | 200 | 0 | 330 | 0 | 0 | 0 | 0 | 0 | 0 | 0 | 0 | 0 | 0 | Infinite
PJM_E_2_NYISO_J-K | PJM_E | NYISO_J-K | 2035 | B6 | 300 | 0 | 330 | 0 | 0 | 0 | 0 | 0 | 0 | 0 | 0 | 0 | 0 | Infinite
PJM_E_2_NYISO_J-K | PJM_E | NYISO_J-K | 2035 | B7 | 400 | 0 | 330 | 330 | 0 | 0 | 0 | 0 | 1.1751 | 0 | 0 | 0.1903 | 0 | Infinite
PJM_E_2_NYISO_J-K | PJM_E | NYISO_J-K | 2035 | B8 | 500 | 0 | 330 | 0 | 0 | 0 | 0 | 0 | 0 | 0 | 0 | 0 | 0 | Infinite
PJM_E_2_NYISO_J-K | PJM_E | NYISO_J-K | 2035 | B9 | 800 | 0 | 330 | 0 | 0 | 0 | 0 | 0 | 0 | 0 | 0 | 0 | 0 | Infinite
PJM_E_2_NYISO_J-K | PJM_E | NYISO_J-K | 2035 | B10 | 1262 | 0 | 330 | 0 | 0 | 0 | 0 | 0 | 0 | 0 | 0 | 0 | 0 | Infinite
PJM_E_2_NYISO_J-K | PJM_E | NYISO_J-K | 2035 | B11 | 25 | 0 | 330 | 0 | 0 | 0 | 0 | 0 | 0 | 0 | 0 | 0 | 0 | Infinite
PJM_E_2_NYISO_J-K | PJM_E | NYISO_J-K | 2035 | B12 | 200 | 0 | 330 | 0 | 0 | 0 | 0 | 0 | 0 | 0 | 0 | 0 | 0 | Infinite
PJM_E_2_NYISO_J-K | PJM_E | NYISO_J-K | 2035 | B13 | 600 | 0 | 330 | 0 | 0 | 0 | 0 | 0 | 0 | 0 | 0 | 0 | 0 | Infinite
PJM_E_2_NYISO_J-K | PJM_E | NYISO_J-K | 2035 | B14 | 900 | 0 | 330 | 0 | 0 | 0 | 0 | 0 | 0 | 0 | 0 | 0 | 0 | Infinite
PJM_E_2_NYISO_J-K | PJM_E | NYISO_J-K | 2035 | B15 | 1203 | 0 | 330 | 0 | 0 | 0 | 0 | 0 | 0 | 0 | 0 | 0 | 0 | Infinite
PJM_E_2_NYISO_J-K | PJM_E | NYISO_J-K | 2035 | B16 | 25 | 0 | 330 | 330 | 0 | 0 | 0 | 0 | 17.9593 | 0 | 0 | 0.18177 | 0 | Infinite
PJM_E_2_NYISO_J-K | PJM_E | NYISO_J-K | 2035 | B17 | 100 | 0 | 330 | 4.31 | 0 | 0 | 0 | 0 | 0 | 0 | 0 | 0 | 0 | Infinite
PJM_E_2_NYISO_J-K | PJM_E | NYISO_J-K | 2035 | B18 | 400 | 0 | 330 | 330 | 0 | 330 | 0 | 0 | 1.282 | 0 | 0.93773 | 0.2076 | 0 | Infinite
PJM_E_2_NYISO_J-K | PJM_E | NYISO_J-K | 2035 | B19 | 700 | 0 | 330 | 330 | 0 | 330 | 0 | 0 | 3.2286 | 0 | 0.7122 | 0.915 | 0 | Infinite
PJM_E_2_NYISO_J-K | PJM_E | NYISO_J-K | 2035 | B20 | 935 | 0 | 330 | 330 | 0 | 330 | 0 | 0 | 9.1755 | 0 | 8.6888 | 3.4733 | 0 | Infinite
PJM_E_2_NYISO_J-K | PJM_E | NYISO_J-K | 2040 | B1 | 10 | 0 | 330 | 0 | 0 | 0 | 0 | 0 | 0 | 0 | 0 | 0 | 0 | Infinite
PJM_E_2_NYISO_J-K | PJM_E | NYISO_J-K | 2040 | B2 | 25 | 0 | 330 | 0 | 0 | 0 | 0 | 0 | 0 | 0 | 0 | 0 | 0 | Infinite
PJM_E_2_NYISO_J-K | PJM_E | NYISO_J-K | 2040 | B3 | 75 | 0 | 330 | 0 | 0 | 0 | 0 | 0 | 0 | 0 | 0 | 0 | 0 | Infinite
PJM_E_2_NYISO_J-K | PJM_E | NYISO_J-K | 2040 | B4 | 100 | 0 | 330 | 0 | 0 | 0 | 0 | 0 | 0 | 0 | 0 | 0 | 0 | Infinite
PJM_E_2_NYISO_J-K | PJM_E | NYISO_J-K | 2040 | B5 | 200 | 0 | 330 | 0 | 0 | 0 | 0 | 0 | 0 | 0 | 0 | 0 | 0 | Infinite
PJM_E_2_NYISO_J-K | PJM_E | NYISO_J-K | 2040 | B6 | 300 | 0 | 330 | 0 | 0 | 0 | 0 | 0 | 0 | 0 | 0 | 0 | 0 | Infinite
PJM_E_2_NYISO_J-K | PJM_E | NYISO_J-K | 2040 | B7 | 400 | 0 | 330 | 0 | 0 | 0 | 0 | 0 | 0 | 0 | 0 | 0 | 0 | Infinite
PJM_E_2_NYISO_J-K | PJM_E | NYISO_J-K | 2040 | B8 | 500 | 0 | 330 | 330 | 0 | 0 | 0 | 0 | 1.9467 | 0 | 0 | 0.42597 | 0 | Infinite
PJM_E_2_NYISO_J-K | PJM_E | NYISO_J-K | 2040 | B9 | 800 | 0 | 330 | 0 | 0 | 0 | 0 | 0 | 0 | 0 | 0 | 0 | 0 | Infinite
PJM_E_2_NYISO_J-K | PJM_E | NYISO_J-K | 2040 | B10 | 1262 | 0 | 330 | 0 | 0 | 0 | 0 | 0 | 0 | 0 | 0 | 0 | 0 | Infinite
PJM_E_2_NYISO_J-K | PJM_E | NYISO_J-K | 2040 | B11 | 25 | 0 | 330 | 330 | 0 | 0 | 0 | 0 | 1.3294 | 0 | 0 | 0.014545 | 0 | Infinite
PJM_E_2_NYISO_J-K | PJM_E | NYISO_J-K | 2040 | B12 | 200 | 0 | 330 | 0 | 0 | 0 | 0 | 0 | 0 | 0 | 0 | 0 | 0 | Infinite
PJM_E_2_NYISO_J-K | PJM_E | NYISO_J-K | 2040 | B13 | 600 | 0 | 330 | 0 | 0 | 0 | 0 | 0 | 0 | 0 | 0 | 0 | 0 | Infinite
PJM_E_2_NYISO_J-K | PJM_E | NYISO_J-K | 2040 | B14 | 900 | 0 | 330 | 0 | 0 | 0 | 0 | 0 | 0 | 0 | 0 | 0 | 0 | Infinite
PJM_E_2_NYISO_J-K | PJM_E | NYISO_J-K | 2040 | B15 | 1203 | 0 | 330 | 0 | 0 | 0 | 0 | 0 | 0 | 0 | 0 | 0 | 0 | Infinite
PJM_E_2_NYISO_J-K | PJM_E | NYISO_J-K | 2040 | B16 | 25 | 0 | 330 | 330 | 0 | 92.12 | 0 | 0 | 16.2026 | 0 | 0 | 0.17727 | 0 | Infinite
PJM_E_2_NYISO_J-K | PJM_E | NYISO_J-K | 2040 | B17 | 100 | 0 | 330 | 330 | 0 | 0 | 0 | 0 | 0.52228 | 0 | 0 | 0.022857 | 0 | Infinite
PJM_E_2_NYISO_J-K | PJM_E | NYISO_J-K | 2040 | B18 | 400 | 0 | 330 | 229.15 | 0 | 330 | 0 | 0 | 0 | 0 | 0.37984 | 0 | 0 | Infinite
PJM_E_2_NYISO_J-K | PJM_E | NYISO_J-K | 2040 | B19 | 700 | 0 | 330 | 330 | 0 | 330 | 0 | 0 | 3.3355 | 0 | 3.3355 | 1.0218 | 0 | Infinite
PJM_E_2_NYISO_J-K | PJM_E | NYISO_J-K | 2040 | B20 | 935 | 0 | 330 | 330 | 0 | 330 | 0 | 0 | 3.9527 | 0 | 3.9527 | 1.6174 | 0 | Infinite
PJM_E_2_NYISO_J-K | PJM_E | NYISO_J-K | 2045 | B1 | 10 | 0 | 330 | 0 | 0 | 0 | 0 | 0 | 0 | 0 | 0 | 0 | 0 | Infinite
PJM_E_2_NYISO_J-K | PJM_E | NYISO_J-K | 2045 | B2 | 25 | 0 | 330 | 0 | 0 | 0 | 0 | 0 | 0 | 0 | 0 | 0 | 0 | Infinite
PJM_E_2_NYISO_J-K | PJM_E | NYISO_J-K | 2045 | B3 | 75 | 0 | 330 | 0 | 0 | 0 | 0 | 0 | 0 | 0 | 0 | 0 | 0 | Infinite
PJM_E_2_NYISO_J-K | PJM_E | NYISO_J-K | 2045 | B4 | 100 | 0 | 330 | 0 | 0 | 0 | 0 | 0 | 0 | 0 | 0 | 0 | 0 | Infinite
PJM_E_2_NYISO_J-K | PJM_E | NYISO_J-K | 2045 | B5 | 200 | 0 | 330 | 0 | 0 | 0 | 0 | 0 | 0 | 0 | 0 | 0 | 0 | Infinite
PJM_E_2_NYISO_J-K | PJM_E | NYISO_J-K | 2045 | B6 | 300 | 0 | 330 | 0 | 0 | 0 | 0 | 0 | 0 | 0 | 0 | 0 | 0 | Infinite
PJM_E_2_NYISO_J-K | PJM_E | NYISO_J-K | 2045 | B7 | 400 | 0 | 330 | 0 | 0 | 0 | 0 | 0 | 0 | 0 | 0 | 0 | 0 | Infinite
PJM_E_2_NYISO_J-K | PJM_E | NYISO_J-K | 2045 | B8 | 500 | 0 | 330 | 0 | 0 | 0 | 0 | 0 | 0 | 0 | 0 | 0 | 0 | Infinite
PJM_E_2_NYISO_J-K | PJM_E | NYISO_J-K | 2045 | B9 | 800 | 0 | 330 | 0 | 0 | 0 | 0 | 0 | 0 | 0 | 0 | 0 | 0 | Infinite
PJM_E_2_NYISO_J-K | PJM_E | NYISO_J-K | 2045 | B10 | 1262 | 0 | 330 | 0 | 0 | 0 | 0 | 0 | 0 | 0 | 0 | 0 | 0 | Infinite
PJM_E_2_NYISO_J-K | PJM_E | NYISO_J-K | 2045 | B11 | 25 | 0 | 330 | 330 | 0 | 0 | 0 | 0 | 3.7153 | 0 | 0 | 0.033351 | 0 | Infinite
PJM_E_2_NYISO_J-K | PJM_E | NYISO_J-K | 2045 | B12 | 200 | 0 | 330 | 0 | 0 | 0 | 0 | 0 | 0 | 0 | 0 | 0 | 0 | Infinite
PJM_E_2_NYISO_J-K | PJM_E | NYISO_J-K | 2045 | B13 | 600 | 0 | 330 | 330 | 0 | 0 | 0 | 0 | 7.5137 | 0 | 0 | 1.6188 | 0 | Infinite
PJM_E_2_NYISO_J-K | PJM_E | NYISO_J-K | 2045 | B14 | 900 | 0 | 330 | 0 | 0 | 0 | 0 | 0 | 0 | 0 | 0 | 0 | 0 | Infinite
PJM_E_2_NYISO_J-K | PJM_E | NYISO_J-K | 2045 | B15 | 1203 | 0 | 330 | 0 | 0 | 0 | 0 | 0 | 0 | 0 | 0 | 0 | 0 | Infinite
PJM_E_2_NYISO_J-K | PJM_E | NYISO_J-K | 2045 | B16 | 25 | 0 | 330 | 330 | 0 | 330 | 0 | 0 | 11.6682 | 0 | 2.0298 | 0.10474 | 0 | Infinite
PJM_E_2_NYISO_J-K | PJM_E | NYISO_J-K | 2045 | B17 | 100 | 0 | 330 | 330 | 0 | 226.24 | 0 | 0 | 12.5585 | 0 | 0 | 0.45093 | 0 | Infinite
PJM_E_2_NYISO_J-K | PJM_E | NYISO_J-K | 2045 | B18 | 400 | 0 | 330 | 330 | 0 | 330 | 0 | 0 | 19.9179 | 0 | 2.1247 | 2.8607 | 0 | Infinite
PJM_E_2_NYISO_J-K | PJM_E | NYISO_J-K | 2045 | B19 | 700 | 0 | 330 | 330 | 0 | 330 | 0 | 0 | 1.7924 | 0 | 0.92586 | 0.45051 | 0 | Infinite
PJM_E_2_NYISO_J-K | PJM_E | NYISO_J-K | 2045 | B20 | 935 | 0 | 330 | 330 | 0 | 330 | 0 | 0 | 4.7361 | 0 | 4.7361 | 1.59 | 0 | Infinite
PJM_E_2_NYISO_J-K | PJM_E | NYISO_J-K | 2050 | B1 | 10 | 0 | 330 | 0 | 0 | 0 | 0 | 0 | 0 | 0 | 0 | 0 | 0 | Infinite
PJM_E_2_NYISO_J-K | PJM_E | NYISO_J-K | 2050 | B2 | 25 | 0 | 330 | 0 | 0 | 0 | 0 | 0 | 0 | 0 | 0 | 0 | 0 | Infinite
PJM_E_2_NYISO_J-K | PJM_E | NYISO_J-K | 2050 | B3 | 75 | 0 | 330 | 0 | 0 | 0 | 0 | 0 | 0 | 0 | 0 | 0 | 0 | Infinite
PJM_E_2_NYISO_J-K | PJM_E | NYISO_J-K | 2050 | B4 | 100 | 0 | 330 | 0 | 0 | 0 | 0 | 0 | 0 | 0 | 0 | 0 | 0 | Infinite
PJM_E_2_NYISO_J-K | PJM_E | NYISO_J-K | 2050 | B5 | 200 | 0 | 330 | 0 | 0 | 0 | 0 | 0 | 0 | 0 | 0 | 0 | 0 | Infinite
PJM_E_2_NYISO_J-K | PJM_E | NYISO_J-K | 2050 | B6 | 300 | 0 | 330 | 0 | 0 | 0 | 0 | 0 | 0 | 0 | 0 | 0 | 0 | Infinite
PJM_E_2_NYISO_J-K | PJM_E | NYISO_J-K | 2050 | B7 | 400 | 0 | 330 | 0 | 0 | 0 | 0 | 0 | 0 | 0 | 0 | 0 | 0 | Infinite
PJM_E_2_NYISO_J-K | PJM_E | NYISO_J-K | 2050 | B8 | 500 | 0 | 330 | 330 | 0 | 330 | 0 | 0 | 4.6174 | 0 | 4.6174 | 0.70281 | 0 | Infinite
PJM_E_2_NYISO_J-K | PJM_E | NYISO_J-K | 2050 | B9 | 800 | 0 | 330 | 252.08 | 0 | 252.08 | 0 | 0 | 0 | 0 | 0 | 0 | 0 | Infinite
PJM_E_2_NYISO_J-K | PJM_E | NYISO_J-K | 2050 | B10 | 1262 | 0 | 330 | 0 | 0 | 0 | 0 | 0 | 0 | 0 | 0 | 0 | 0 | Infinite
PJM_E_2_NYISO_J-K | PJM_E | NYISO_J-K | 2050 | B11 | 25 | 0 | 330 | 330 | 0 | 330 | 0 | 0 | 3.8459 | 0 | 2.3028 | 0.029268 | 0 | Infinite
PJM_E_2_NYISO_J-K | PJM_E | NYISO_J-K | 2050 | B12 | 200 | 0 | 330 | 0 | 0 | 0 | 0 | 0 | 0 | 0 | 0 | 0 | 0 | Infinite
PJM_E_2_NYISO_J-K | PJM_E | NYISO_J-K | 2050 | B13 | 600 | 0 | 330 | 330 | 0 | 330 | 0 | 0 | 8.1072 | 0 | 6.1131 | 1.4808 | 0 | Infinite
PJM_E_2_NYISO_J-K | PJM_E | NYISO_J-K | 2050 | B14 | 900 | 0 | 330 | 0 | 0 | 0 | 0 | 0 | 0 | 0 | 0 | 0 | 0 | Infinite
PJM_E_2_NYISO_J-K | PJM_E | NYISO_J-K | 2050 | B15 | 1203 | 0 | 330 | 0 | 0 | 0 | 0 | 0 | 0 | 0 | 0 | 0 | 0 | Infinite
PJM_E_2_NYISO_J-K | PJM_E | NYISO_J-K | 2050 | B16 | 25 | 0 | 330 | 330 | 0 | 330 | 0 | 0 | 10.683 | 0 | 6.8609 | 0.081301 | 0 | Infinite
PJM_E_2_NYISO_J-K | PJM_E | NYISO_J-K | 2050 | B17 | 100 | 0 | 330 | 330 | 0 | 330 | 0 | 0 | 10.683 | 0 | 2.3028 | 0.32521 | 0 | Infinite
PJM_E_2_NYISO_J-K | PJM_E | NYISO_J-K | 2050 | B18 | 400 | 0 | 330 | 330 | 0 | 330 | 0 | 0 | 19.1463 | 0 | 8.5108 | 2.3314 | 0 | Infinite
PJM_E_2_NYISO_J-K | PJM_E | NYISO_J-K | 2050 | B19 | 700 | 0 | 330 | 330 | 0 | 330 | 0 | 0 | 1.6974 | 0 | 5.3652 | 0.3617 | 0 | Infinite
PJM_E_2_NYISO_J-K | PJM_E | NYISO_J-K | 2050 | B20 | 935 | 0 | 330 | 330 | 0 | 330 | 0 | 0 | 3.9052 | 0 | 3.9052 | 1.1115 | 0 | Infinite
PJM_E_2_PJM_ROM | PJM_E | PJM_ROM | 2015 | B1 | 10 | 0 | 8000 | 0 | 0 | 0 | 0 | 0 | 0 | 0 | 0 | 0 | 0 | 0
PJM_E_2_PJM_ROM | PJM_E | PJM_ROM | 2015 | B2 | 25 | 0 | 8000 | 0 | 0 | 0 | 0 | 0 | 0 | 0 | 0 | 0 | 0 | 0
PJM_E_2_PJM_ROM | PJM_E | PJM_ROM | 2015 | B3 | 75 | 0 | 8000 | 0 | 0 | 0 | 0 | 0 | 0 | 0 | 0 | 0 | 0 | 0
PJM_E_2_PJM_ROM | PJM_E | PJM_ROM | 2015 | B4 | 100 | 0 | 8000 | 0 | 0 | 0 | 0 | 0 | 0 | 0 | 0 | 0 | 0 | 0
PJM_E_2_PJM_ROM | PJM_E | PJM_ROM | 2015 | B5 | 200 | 0 | 8000 | 0 | 0 | 0 | 0 | 0 | 0 | 0 | 0 | 0 | 0 | 0
PJM_E_2_PJM_ROM | PJM_E | PJM_ROM | 2015 | B6 | 300 | 0 | 8000 | 0 | 0 | 0 | 0 | 0 | 0 | 0 | 0 | 0 | 0 | 0
PJM_E_2_PJM_ROM | PJM_E | PJM_ROM | 2015 | B7 | 400 | 0 | 8000 | 0 | 0 | 0 | 0 | 0 | 0 | 0 | 0 | 0 | 0 | 0
PJM_E_2_PJM_ROM | PJM_E | PJM_ROM | 2015 | B8 | 500 | 0 | 8000 | 0 | 0 | 0 | 0 | 0 | 0 | 0 | 0 | 0 | 0 | 0
PJM_E_2_PJM_ROM | PJM_E | PJM_ROM | 2015 | B9 | 800 | 0 | 8000 | 0 | 0 | 0 | 0 | 0 | 0 | 0 | 0 | 0 | 0 | 0
PJM_E_2_PJM_ROM | PJM_E | PJM_ROM | 2015 | B10 | 1262 | 0 | 8000 | 0 | 0 | 0 | 0 | 0 | 0 | 0 | 0 | 0 | 0 | 0
PJM_E_2_PJM_ROM | PJM_E | PJM_ROM | 2015 | B11 | 25 | 0 | 8000 | 1334.06 | 0 | 1334.06 | 0 | 0 | 0 | 0 | 0 | 0 | 0 | 0
PJM_E_2_PJM_ROM | PJM_E | PJM_ROM | 2015 | B12 | 200 | 0 | 8000 | 0 | 0 | 116.6 | 0 | 0 | 0 | 0 | 0 | 0 | 0 | 0
PJM_E_2_PJM_ROM | PJM_E | PJM_ROM | 2015 | B13 | 600 | 0 | 8000 | 0 | 0 | 0 | 0 | 0 | 0 | 0 | 0 | 0 | 0 | 0
PJM_E_2_PJM_ROM | PJM_E | PJM_ROM | 2015 | B14 | 900 | 0 | 8000 | 0 | 0 | 0 | 0 | 0 | 0 | 0 | 0 | 0 | 0 | 0
PJM_E_2_PJM_ROM | PJM_E | PJM_ROM | 2015 | B15 | 1203 | 0 | 8000 | 0 | 0 | 0 | 0 | 0 | 0 | 0 | 0 | 0 | 0 | 0
PJM_E_2_PJM_ROM | PJM_E | PJM_ROM | 2015 | B16 | 25 | 0 | 8000 | 0 | 0 | 0 | 0 | 0 | 0 | 0 | 0 | 0 | 0 | 0
PJM_E_2_PJM_ROM | PJM_E | PJM_ROM | 2015 | B17 | 100 | 0 | 8000 | 0 | 0 | 0 | 0 | 0 | 0 | 0 | 0 | 0 | 0 | 0
PJM_E_2_PJM_ROM | PJM_E | PJM_ROM | 2015 | B18 | 400 | 0 | 8000 | 0 | 0 | 0 | 0 | 0 | 0 | 0 | 0 | 0 | 0 | 0
PJM_E_2_PJM_ROM | PJM_E | PJM_ROM | 2015 | B19 | 700 | 0 | 8000 | 0 | 0 | 0 | 0 | 0 | 0 | 0 | 0 | 0 | 0 | 0
PJM_E_2_PJM_ROM | PJM_E | PJM_ROM | 2015 | B20 | 935 | 0 | 8000 | 0 | 0 | 0 | 0 | 0 | 0 | 0 | 0 | 0 | 0 | 0
PJM_E_2_PJM_ROM | PJM_E | PJM_ROM | 2020 | B1 | 10 | 0 | 8000 | 0 | 0 | 0 | 0 | 0 | 0 | 0 | 0 | 0 | 0 | 0
PJM_E_2_PJM_ROM | PJM_E | PJM_ROM | 2020 | B2 | 25 | 0 | 8000 | 0 | 0 | 0 | 0 | 0 | 0 | 0 | 0 | 0 | 0 | 0
PJM_E_2_PJM_ROM | PJM_E | PJM_ROM | 2020 | B3 | 75 | 0 | 8000 | 341.55 | 0 | 505.7 | 0 | 0 | 0 | 0 | 0 | 0 | 0 | 0
PJM_E_2_PJM_ROM | PJM_E | PJM_ROM | 2020 | B4 | 100 | 0 | 8000 | 2383.98 | 0 | 2383.97 | 0 | 0 | 0 | 0 | 0 | 0 | 0 | 0
PJM_E_2_PJM_ROM | PJM_E | PJM_ROM | 2020 | B5 | 200 | 0 | 8000 | 609.85 | 0 | 907.58 | 0 | 0 | 0 | 0 | 0 | 0 | 0 | 0
PJM_E_2_PJM_ROM | PJM_E | PJM_ROM | 2020 | B6 | 300 | 0 | 8000 | 965.99 | 0 | 965.99 | 0 | 0 | 0 | 0 | 0 | 0 | 0 | 0
PJM_E_2_PJM_ROM | PJM_E | PJM_ROM | 2020 | B7 | 400 | 0 | 8000 | 2059.38 | 0 | 2059.38 | 0 | 0 | 0 | 0 | 0 | 0 | 0 | 0
PJM_E_2_PJM_ROM | PJM_E | PJM_ROM | 2020 | B8 | 500 | 0 | 8000 | 136.06 | 0 | 136.06 | 0 | 0 | 0 | 0 | 0 | 0 | 0 | 0
PJM_E_2_PJM_ROM | PJM_E | PJM_ROM | 2020 | B9 | 800 | 0 | 8000 | 0 | 0 | 0 | 0 | 0 | 0 | 0 | 0 | 0 | 0 | 0
PJM_E_2_PJM_ROM | PJM_E | PJM_ROM | 2020 | B10 | 1262 | 0 | 8000 | 0 | 0 | 0 | 0 | 0 | 0 | 0 | 0 | 0 | 0 | 0
PJM_E_2_PJM_ROM | PJM_E | PJM_ROM | 2020 | B11 | 25 | 0 | 8000 | 2772.09 | 0 | 4266.04 | 0 | 0 | 0 | 0 | 0 | 0 | 0 | 0
PJM_E_2_PJM_ROM | PJM_E | PJM_ROM | 2020 | B12 | 200 | 0 | 8000 | 2688.14 | 0 | 2889.78 | 0 | 0 | 0 | 0 | 0 | 0 | 0 | 0
PJM_E_2_PJM_ROM | PJM_E | PJM_ROM | 2020 | B13 | 600 | 0 | 8000 | 2906.1 | 0 | 2756.13 | 0 | 0 | 0 | 0 | 0 | 0 | 0 | 0
PJM_E_2_PJM_ROM | PJM_E | PJM_ROM | 2020 | B14 | 900 | 0 | 8000 | 109.45 | 0 | 215.13 | 0 | 0 | 0 | 0 | 0 | 0 | 0 | 0
PJM_E_2_PJM_ROM | PJM_E | PJM_ROM | 2020 | B15 | 1203 | 0 | 8000 | 0 | 0 | 0 | 0 | 0 | 0 | 0 | 0 | 0 | 0 | 0
PJM_E_2_PJM_ROM | PJM_E | PJM_ROM | 2020 | B16 | 25 | 0 | 8000 | 0 | 0 | 0 | 0 | 0 | 0 | 0 | 0 | 0 | 0 | 0
PJM_E_2_PJM_ROM | PJM_E | PJM_ROM | 2020 | B17 | 100 | 0 | 8000 | 212.28 | 0 | 212.28 | 0 | 0 | 0 | 0 | 0 | 0 | 0 | 0
PJM_E_2_PJM_ROM | PJM_E | PJM_ROM | 2020 | B18 | 400 | 0 | 8000 | 0 | 0 | 0 | 0 | 0 | 0 | 0 | 0 | 0 | 0 | 0
PJM_E_2_PJM_ROM | PJM_E | PJM_ROM | 2020 | B19 | 700 | 0 | 8000 | 0 | 0 | 0 | 0 | 0 | 0 | 0 | 0 | 0 | 0 | 0
PJM_E_2_PJM_ROM | PJM_E | PJM_ROM | 2020 | B20 | 935 | 0 | 8000 | 0 | 0 | 0 | 0 | 0 | 0 | 0 | 0 | 0 | 0 | 0
PJM_E_2_PJM_ROM | PJM_E | PJM_ROM | 2025 | B1 | 10 | 0 | 8000 | 0 | 0 | 0 | 0 | 0 | 0 | 0 | 0 | 0 | 0 | 0
PJM_E_2_PJM_ROM | PJM_E | PJM_ROM | 2025 | B2 | 25 | 0 | 8000 | 0 | 0 | 371.96 | 0 | 0 | 0 | 0 | 0 | 0 | 0 | 0
PJM_E_2_PJM_ROM | PJM_E | PJM_ROM | 2025 | B3 | 75 | 0 | 8000 | 3518.31 | 0 | 4349.78 | 0 | 0 | 0 | 0 | 0 | 0 | 0 | 0
PJM_E_2_PJM_ROM | PJM_E | PJM_ROM | 2025 | B4 | 100 | 0 | 8000 | 4153.29 | 0 | 4066.45 | 0 | 0 | 0 | 0 | 0 | 0 | 0 | 0
PJM_E_2_PJM_ROM | PJM_E | PJM_ROM | 2025 | B5 | 200 | 0 | 8000 | 2542.31 | 0 | 2997.6 | 0 | 0 | 0 | 0 | 0 | 0 | 0 | 0
PJM_E_2_PJM_ROM | PJM_E | PJM_ROM | 2025 | B6 | 300 | 0 | 8000 | 2123.22 | 0 | 2811.58 | 0 | 0 | 0 | 0 | 0 | 0 | 0 | 0
PJM_E_2_PJM_ROM | PJM_E | PJM_ROM | 2025 | B7 | 400 | 0 | 8000 | 2388.07 | 0 | 1312.75 | 0 | 0 | 0 | 0 | 0 | 0 | 0 | 0
PJM_E_2_PJM_ROM | PJM_E | PJM_ROM | 2025 | B8 | 500 | 0 | 8000 | 317.5 | 0 | 400.85 | 0 | 0 | 0 | 0 | 0 | 0 | 0 | 0
PJM_E_2_PJM_ROM | PJM_E | PJM_ROM | 2025 | B9 | 800 | 0 | 8000 | 0 | 0 | 0 | 0 | 0 | 0 | 0 | 0 | 0 | 0 | 0
PJM_E_2_PJM_ROM | PJM_E | PJM_ROM | 2025 | B10 | 1262 | 0 | 8000 | 0 | 0 | 0 | 0 | 0 | 0 | 0 | 0 | 0 | 0 | 0
PJM_E_2_PJM_ROM | PJM_E | PJM_ROM | 2025 | B11 | 25 | 0 | 8000 | 5886.93 | 0 | 7200.92 | 0 | 0 | 0 | 0 | 0 | 0 | 0 | 0
PJM_E_2_PJM_ROM | PJM_E | PJM_ROM | 2025 | B12 | 200 | 0 | 8000 | 4593.06 | 0 | 4467.93 | 0 | 0 | 0 | 0 | 0 | 0 | 0 | 0
PJM_E_2_PJM_ROM | PJM_E | PJM_ROM | 2025 | B13 | 600 | 0 | 8000 | 2208.86 | 0 | 2022.85 | 0 | 0 | 0 | 0 | 0 | 0 | 0 | 0
PJM_E_2_PJM_ROM | PJM_E | PJM_ROM | 2025 | B14 | 900 | 0 | 8000 | 0 | 0 | 0 | 0 | 0 | 0 | 0 | 0 | 0 | 0 | 0
PJM_E_2_PJM_ROM | PJM_E | PJM_ROM | 2025 | B15 | 1203 | 0 | 8000 | 0 | 0 | 0 | 0 | 0 | 0 | 0 | 0 | 0 | 0 | 0
PJM_E_2_PJM_ROM | PJM_E | PJM_ROM | 2025 | B16 | 25 | 0 | 8000 | 60.58 | 0 | 636.1 | 0 | 0 | 0 | 0 | 0 | 0 | 0 | 0
PJM_E_2_PJM_ROM | PJM_E | PJM_ROM | 2025 | B17 | 100 | 0 | 8000 | 627.66 | 0 | 697.86 | 0 | 0 | 0 | 0 | 0 | 0 | 0 | 0
PJM_E_2_PJM_ROM | PJM_E | PJM_ROM | 2025 | B18 | 400 | 0 | 8000 | 0 | 0 | 0 | 0 | 0 | 0 | 0 | 0 | 0 | 0 | 0
PJM_E_2_PJM_ROM | PJM_E | PJM_ROM | 2025 | B19 | 700 | 0 | 8000 | 0 | 0 | 0 | 0 | 0 | 0 | 0 | 0 | 0 | 0 | 0
PJM_E_2_PJM_ROM | PJM_E | PJM_ROM | 2025 | B20 | 935 | 0 | 8000 | 0 | 0 | 0 | 0 | 0 | 0 | 0 | 0 | 0 | 0 | 0
PJM_E_2_PJM_ROM | PJM_E | PJM_ROM | 2030 | B1 | 10 | 0 | 8000 | 216.77 | 0 | 830.8 | 0 | 0 | 0 | 0 | 0 | 0 | 0 | 0
PJM_E_2_PJM_ROM | PJM_E | PJM_ROM | 2030 | B2 | 25 | 0 | 8000 | 1015.43 | 0 | 1015.43 | 0 | 0 | 0 | 0 | 0 | 0 | 0 | 0
PJM_E_2_PJM_ROM | PJM_E | PJM_ROM | 2030 | B3 | 75 | 0 | 8000 | 3814.35 | 0 | 2542.41 | 0 | 0 | 0 | 0 | 0 | 0 | 0 | 0
PJM_E_2_PJM_ROM | PJM_E | PJM_ROM | 2030 | B4 | 100 | 0 | 8000 | 2004.68 | 0 | 2641.64 | 0 | 0 | 0 | 0 | 0 | 0 | 0 | 0
PJM_E_2_PJM_ROM | PJM_E | PJM_ROM | 2030 | B5 | 200 | 0 | 8000 | 2178.48 | 0 | 2178.48 | 0 | 0 | 0 | 0 | 0 | 0 | 0 | 0
PJM_E_2_PJM_ROM | PJM_E | PJM_ROM | 2030 | B6 | 300 | 0 | 8000 | 2128.55 | 0 | 2715.57 | 0 | 0 | 0 | 0 | 0 | 0 | 0 | 0
PJM_E_2_PJM_ROM | PJM_E | PJM_ROM | 2030 | B7 | 400 | 0 | 8000 | 593.3 | 0 | 801.66 | 0 | 0 | 0 | 0 | 0 | 0 | 0 | 0
PJM_E_2_PJM_ROM | PJM_E | PJM_ROM | 2030 | B8 | 500 | 0 | 8000 | 0 | 0 | 0 | 0 | 0 | 0 | 0 | 0 | 0 | 0 | 0
PJM_E_2_PJM_ROM | PJM_E | PJM_ROM | 2030 | B9 | 800 | 0 | 8000 | 0 | 0 | 0 | 0 | 0 | 0 | 0 | 0 | 0 | 0 | 0
PJM_E_2_PJM_ROM | PJM_E | PJM_ROM | 2030 | B10 | 1262 | 0 | 8000 | 0 | 0 | 0 | 0 | 0 | 0 | 0 | 0 | 0 | 0 | 0
PJM_E_2_PJM_ROM | PJM_E | PJM_ROM | 2030 | B11 | 25 | 0 | 8000 | 3733.37 | 0 | 5600.25 | 0 | 0 | 0 | 0 | 0 | 0 | 0 | 0
PJM_E_2_PJM_ROM | PJM_E | PJM_ROM | 2030 | B12 | 200 | 0 | 8000 | 1863.65 | 0 | 1863.65 | 0 | 0 | 0 | 0 | 0 | 0 | 0 | 0
PJM_E_2_PJM_ROM | PJM_E | PJM_ROM | 2030 | B13 | 600 | 0 | 8000 | 0 | 0 | 0 | 0 | 0 | 0 | 0 | 0 | 0 | 0 | 0
PJM_E_2_PJM_ROM | PJM_E | PJM_ROM | 2030 | B14 | 900 | 0 | 8000 | 588.01 | 0 | 588.01 | 0 | 0 | 0 | 0 | 0 | 0 | 0 | 0
PJM_E_2_PJM_ROM | PJM_E | PJM_ROM | 2030 | B15 | 1203 | 0 | 8000 | 0 | 0 | 0 | 0 | 0 | 0 | 0 | 0 | 0 | 0 | 0
PJM_E_2_PJM_ROM | PJM_E | PJM_ROM | 2030 | B16 | 25 | 0 | 8000 | 0 | 0 | 0 | 0 | 0 | 0 | 0 | 0 | 0 | 0 | 0
PJM_E_2_PJM_ROM | PJM_E | PJM_ROM | 2030 | B17 | 100 | 0 | 8000 | 0 | 0 | 0 | 0 | 0 | 0 | 0 | 0 | 0 | 0 | 0
PJM_E_2_PJM_ROM | PJM_E | PJM_ROM | 2030 | B18 | 400 | 0 | 8000 | 0 | 0 | 0 | 0 | 0 | 0 | 0 | 0 | 0 | 0 | 0
PJM_E_2_PJM_ROM | PJM_E | PJM_ROM | 2030 | B19 | 700 | 0 | 8000 | 0 | 0 | 0 | 0 | 0 | 0 | 0 | 0 | 0 | 0 | 0
PJM_E_2_PJM_ROM | PJM_E | PJM_ROM | 2030 | B20 | 935 | 0 | 8000 | 0 | 0 | 0 | 0 | 0 | 0 | 0 | 0 | 0 | 0 | 0
PJM_E_2_PJM_ROM | PJM_E | PJM_ROM | 2035 | B1 | 10 | 0 | 8000 | 0 | 0 | 0 | 0 | 0 | 0 | 0 | 0 | 0 | 0 | 0
PJM_E_2_PJM_ROM | PJM_E | PJM_ROM | 2035 | B2 | 25 | 0 | 8000 | 0 | 0 | 0 | 0 | 0 | 0 | 0 | 0 | 0 | 0 | 0
PJM_E_2_PJM_ROM | PJM_E | PJM_ROM | 2035 | B3 | 75 | 0 | 8000 | 1775.18 | 0 | 1775.17 | 0 | 0 | 0 | 0 | 0 | 0 | 0 | 0
PJM_E_2_PJM_ROM | PJM_E | PJM_ROM | 2035 | B4 | 100 | 0 | 8000 | 3975.81 | 0 | 3975.8 | 0 | 0 | 0 | 0 | 0 | 0 | 0 | 0
PJM_E_2_PJM_ROM | PJM_E | PJM_ROM | 2035 | B5 | 200 | 0 | 8000 | 5189.34 | 0 | 5189.33 | 0 | 0 | 0 | 0 | 0 | 0 | 0 | 0
PJM_E_2_PJM_ROM | PJM_E | PJM_ROM | 2035 | B6 | 300 | 0 | 8000 | 1153.17 | 0 | 1153.17 | 0 | 0 | 0 | 0 | 0 | 0 | 0 | 0
PJM_E_2_PJM_ROM | PJM_E | PJM_ROM | 2035 | B7 | 400 | 0 | 8000 | 1470.75 | 0 | 1800.75 | 0 | 0 | 0 | 0 | 0 | 0 | 0 | 0
PJM_E_2_PJM_ROM | PJM_E | PJM_ROM | 2035 | B8 | 500 | 0 | 8000 | 1069.45 | 0 | 1343.37 | 0 | 0 | 0 | 0 | 0 | 0 | 0 | 0
PJM_E_2_PJM_ROM | PJM_E | PJM_ROM | 2035 | B9 | 800 | 0 | 8000 | 0 | 0 | 0 | 0 | 0 | 0 | 0 | 0 | 0 | 0 | 0
PJM_E_2_PJM_ROM | PJM_E | PJM_ROM | 2035 | B10 | 1262 | 0 | 8000 | 0 | 0 | 0 | 0 | 0 | 0 | 0 | 0 | 0 | 0 | 0
PJM_E_2_PJM_ROM | PJM_E | PJM_ROM | 2035 | B11 | 25 | 0 | 8000 | 5199.74 | 0 | 6699.74 | 0 | 0 | 0 | 0 | 0 | 0 | 0 | 0
PJM_E_2_PJM_ROM | PJM_E | PJM_ROM | 2035 | B12 | 200 | 0 | 8000 | 3061.27 | 0 | 3061.27 | 0 | 0 | 0 | 0 | 0 | 0 | 0 | 0
PJM_E_2_PJM_ROM | PJM_E | PJM_ROM | 2035 | B13 | 600 | 0 | 8000 | 4222.08 | 0 | 4222.08 | 0 | 0 | 0 | 0 | 0 | 0 | 0 | 0
PJM_E_2_PJM_ROM | PJM_E | PJM_ROM | 2035 | B14 | 900 | 0 | 8000 | 2442.6 | 0 | 2442.6 | 0 | 0 | 0 | 0 | 0 | 0 | 0 | 0
PJM_E_2_PJM_ROM | PJM_E | PJM_ROM | 2035 | B15 | 1203 | 0 | 8000 | 0 | 0 | 0 | 0 | 0 | 0 | 0 | 0 | 0 | 0 | 0
PJM_E_2_PJM_ROM | PJM_E | PJM_ROM | 2035 | B16 | 25 | 0 | 8000 | 0 | 0 | 0 | 0 | 0 | 0 | 0 | 0 | 0 | 0 | 0
PJM_E_2_PJM_ROM | PJM_E | PJM_ROM | 2035 | B17 | 100 | 0 | 8000 | 0 | 0 | 0 | 0 | 0 | 0 | 0 | 0 | 0 | 0 | 0
PJM_E_2_PJM_ROM | PJM_E | PJM_ROM | 2035 | B18 | 400 | 0 | 8000 | 0 | 0 | 0 | 0 | 0 | 0 | 0 | 0 | 0 | 0 | 0
PJM_E_2_PJM_ROM | PJM_E | PJM_ROM | 2035 | B19 | 700 | 0 | 8000 | 0 | 0 | 0 | 0 | 0 | 0 | 0 | 0 | 0 | 0 | 0
PJM_E_2_PJM_ROM | PJM_E | PJM_ROM | 2035 | B20 | 935 | 0 | 8000 | 0 | 0 | 0 | 0 | 0 | 0 | 0 | 0 | 0 | 0 | 0
PJM_E_2_PJM_ROM | PJM_E | PJM_ROM | 2040 | B1 | 10 | 0 | 8000 | 0 | 0 | 0 | 0 | 0 | 0 | 0 | 0 | 0 | 0 | 0
PJM_E_2_PJM_ROM | PJM_E | PJM_ROM | 2040 | B2 | 25 | 0 | 8000 | 0 | 0 | 0 | 0 | 0 | 0 | 0 | 0 | 0 | 0 | 0
PJM_E_2_PJM_ROM | PJM_E | PJM_ROM | 2040 | B3 | 75 | 0 | 8000 | 0 | 0 | 0 | 0 | 0 | 0 | 0 | 0 | 0 | 0 | 0
PJM_E_2_PJM_ROM | PJM_E | PJM_ROM | 2040 | B4 | 100 | 0 | 8000 | 0 | 0 | 344.73 | 0 | 0 | 0 | 0 | 0 | 0 | 0 | 0
PJM_E_2_PJM_ROM | PJM_E | PJM_ROM | 2040 | B5 | 200 | 0 | 8000 | 0 | 0 | 0 | 0 | 0 | 0 | 0 | 0 | 0 | 0 | 0
PJM_E_2_PJM_ROM | PJM_E | PJM_ROM | 2040 | B6 | 300 | 0 | 8000 | 0 | 0 | 109.96 | 0 | 0 | 0 | 0 | 0 | 0 | 0 | 0
PJM_E_2_PJM_ROM | PJM_E | PJM_ROM | 2040 | B7 | 400 | 0 | 8000 | 0 | 0 | 0 | 0 | 0 | 0 | 0 | 0 | 0 | 0 | 0
PJM_E_2_PJM_ROM | PJM_E | PJM_ROM | 2040 | B8 | 500 | 0 | 8000 | 601.55 | 0 | 931.55 | 0 | 0 | 0 | 0 | 0 | 0 | 0 | 0
PJM_E_2_PJM_ROM | PJM_E | PJM_ROM | 2040 | B9 | 800 | 0 | 8000 | 0 | 0 | 55.1 | 0 | 0 | 0 | 0 | 0 | 0 | 0 | 0
PJM_E_2_PJM_ROM | PJM_E | PJM_ROM | 2040 | B10 | 1262 | 0 | 8000 | 0 | 0 | 0 | 0 | 0 | 0 | 0 | 0 | 0 | 0 | 0
PJM_E_2_PJM_ROM | PJM_E | PJM_ROM | 2040 | B11 | 25 | 0 | 8000 | 3016.69 | 0 | 3640.89 | 0 | 0 | 0 | 0 | 0 | 0 | 0 | 0
PJM_E_2_PJM_ROM | PJM_E | PJM_ROM | 2040 | B12 | 200 | 0 | 8000 | 1687.04 | 0 | 1687.04 | 0 | 0 | 0 | 0 | 0 | 0 | 0 | 0
PJM_E_2_PJM_ROM | PJM_E | PJM_ROM | 2040 | B13 | 600 | 0 | 8000 | 2885.43 | 0 | 2916.74 | 0 | 0 | 0 | 0 | 0 | 0 | 0 | 0
PJM_E_2_PJM_ROM | PJM_E | PJM_ROM | 2040 | B14 | 900 | 0 | 8000 | 2293.55 | 0 | 3023.19 | 0 | 0 | 0 | 0 | 0 | 0 | 0 | 0
PJM_E_2_PJM_ROM | PJM_E | PJM_ROM | 2040 | B15 | 1203 | 0 | 8000 | 0 | 0 | 0 | 0 | 0 | 0 | 0 | 0 | 0 | 0 | 0
PJM_E_2_PJM_ROM | PJM_E | PJM_ROM | 2040 | B16 | 25 | 0 | 8000 | 0 | 0 | 0 | 0 | 0 | 0 | 0 | 0 | 0 | 0 | 0
PJM_E_2_PJM_ROM | PJM_E | PJM_ROM | 2040 | B17 | 100 | 0 | 8000 | 0 | 0 | 0 | 0 | 0 | 0 | 0 | 0 | 0 | 0 | 0
PJM_E_2_PJM_ROM | PJM_E | PJM_ROM | 2040 | B18 | 400 | 0 | 8000 | 0 | 0 | 0 | 0 | 0 | 0 | 0 | 0 | 0 | 0 | 0
PJM_E_2_PJM_ROM | PJM_E | PJM_ROM | 2040 | B19 | 700 | 0 | 8000 | 0 | 0 | 0 | 0 | 0 | 0 | 0 | 0 | 0 | 0 | 0
PJM_E_2_PJM_ROM | PJM_E | PJM_ROM | 2040 | B20 | 935 | 0 | 8000 | 0 | 0 | 0 | 0 | 0 | 0 | 0 | 0 | 0 | 0 | 0
PJM_E_2_PJM_ROM | PJM_E | PJM_ROM | 2045 | B1 | 10 | 0 | 8000 | 0 | 0 | 0 | 0 | 0 | 0 | 0 | 0 | 0 | 0 | 0
PJM_E_2_PJM_ROM | PJM_E | PJM_ROM | 2045 | B2 | 25 | 0 | 8000 | 0 | 0 | 0 | 0 | 0 | 0 | 0 | 0 | 0 | 0 | 0
PJM_E_2_PJM_ROM | PJM_E | PJM_ROM | 2045 | B3 | 75 | 0 | 8000 | 0 | 0 | 218.24 | 0 | 0 | 0 | 0 | 0 | 0 | 0 | 0
PJM_E_2_PJM_ROM | PJM_E | PJM_ROM | 2045 | B4 | 100 | 0 | 8000 | 0 | 0 | 0 | 0 | 0 | 0 | 0 | 0 | 0 | 0 | 0
PJM_E_2_PJM_ROM | PJM_E | PJM_ROM | 2045 | B5 | 200 | 0 | 8000 | 0 | 0 | 0 | 0 | 0 | 0 | 0 | 0 | 0 | 0 | 0
PJM_E_2_PJM_ROM | PJM_E | PJM_ROM | 2045 | B6 | 300 | 0 | 8000 | 0 | 0 | 0 | 0 | 0 | 0 | 0 | 0 | 0 | 0 | 0
PJM_E_2_PJM_ROM | PJM_E | PJM_ROM | 2045 | B7 | 400 | 0 | 8000 | 0 | 0 | 0 | 0 | 0 | 0 | 0 | 0 | 0 | 0 | 0
PJM_E_2_PJM_ROM | PJM_E | PJM_ROM | 2045 | B8 | 500 | 0 | 8000 | 0 | 0 | 0 | 0 | 0 | 0 | 0 | 0 | 0 | 0 | 0
PJM_E_2_PJM_ROM | PJM_E | PJM_ROM | 2045 | B9 | 800 | 0 | 8000 | 0 | 0 | 0 | 0 | 0 | 0 | 0 | 0 | 0 | 0 | 0
PJM_E_2_PJM_ROM | PJM_E | PJM_ROM | 2045 | B10 | 1262 | 0 | 8000 | 0 | 0 | 0 | 0 | 0 | 0 | 0 | 0 | 0 | 0 | 0
PJM_E_2_PJM_ROM | PJM_E | PJM_ROM | 2045 | B11 | 25 | 0 | 8000 | 830.41 | 0 | 1488 | 0 | 0 | 0 | 0 | 0 | 0 | 0 | 0
PJM_E_2_PJM_ROM | PJM_E | PJM_ROM | 2045 | B12 | 200 | 0 | 8000 | 0 | 0 | 318.37 | 0 | 0 | 0 | 0 | 0 | 0 | 0 | 0
PJM_E_2_PJM_ROM | PJM_E | PJM_ROM | 2045 | B13 | 600 | 0 | 8000 | 250.39 | 0 | 1088.64 | 0 | 0 | 0 | 0 | 0 | 0 | 0 | 0
PJM_E_2_PJM_ROM | PJM_E | PJM_ROM | 2045 | B14 | 900 | 0 | 8000 | 0 | 0 | 510.67 | 0 | 0 | 0 | 0 | 0 | 0 | 0 | 0
PJM_E_2_PJM_ROM | PJM_E | PJM_ROM | 2045 | B15 | 1203 | 0 | 8000 | 0 | 0 | 0 | 0 | 0 | 0 | 0 | 0 | 0 | 0 | 0
PJM_E_2_PJM_ROM | PJM_E | PJM_ROM | 2045 | B16 | 25 | 0 | 8000 | 0 | 0 | 0 | 0 | 0 | 0 | 0 | 0 | 0 | 0 | 0
PJM_E_2_PJM_ROM | PJM_E | PJM_ROM | 2045 | B17 | 100 | 0 | 8000 | 0 | 0 | 0 | 0 | 0 | 0 | 0 | 0 | 0 | 0 | 0
PJM_E_2_PJM_ROM | PJM_E | PJM_ROM | 2045 | B18 | 400 | 0 | 8000 | 0 | 0 | 0 | 0 | 0 | 0 | 0 | 0 | 0 | 0 | 0
PJM_E_2_PJM_ROM | PJM_E | PJM_ROM | 2045 | B19 | 700 | 0 | 8000 | 0 | 0 | 0 | 0 | 0 | 0 | 0 | 0 | 0 | 0 | 0
PJM_E_2_PJM_ROM | PJM_E | PJM_ROM | 2045 | B20 | 935 | 0 | 8000 | 0 | 0 | 0 | 0 | 0 | 0 | 0 | 0 | 0 | 0 | 0
PJM_E_2_PJM_ROM | PJM_E | PJM_ROM | 2050 | B1 | 10 | 0 | 8000 | 0 | 0 | 0 | 0 | 0 | 0 | 0 | 0 | 0 | 0 | 0
PJM_E_2_PJM_ROM | PJM_E | PJM_ROM | 2050 | B2 | 25 | 0 | 8000 | 0 | 0 | 0 | 0 | 0 | 0 | 0 | 0 | 0 | 0 | 0
PJM_E_2_PJM_ROM | PJM_E | PJM_ROM | 2050 | B3 | 75 | 0 | 8000 | 0 | 0 | 0 | 0 | 0 | 0 | 0 | 0 | 0 | 0 | 0
PJM_E_2_PJM_ROM | PJM_E | PJM_ROM | 2050 | B4 | 100 | 0 | 8000 | 0 | 0 | 0 | 0 | 0 | 0 | 0 | 0 | 0 | 0 | 0
PJM_E_2_PJM_ROM | PJM_E | PJM_ROM | 2050 | B5 | 200 | 0 | 8000 | 0 | 0 | 0 | 0 | 0 | 0 | 0 | 0 | 0 | 0 | 0
PJM_E_2_PJM_ROM | PJM_E | PJM_ROM | 2050 | B6 | 300 | 0 | 8000 | 0 | 0 | 0 | 0 | 0 | 0 | 0 | 0 | 0 | 0 | 0
PJM_E_2_PJM_ROM | PJM_E | PJM_ROM | 2050 | B7 | 400 | 0 | 8000 | 0 | 0 | 0 | 0 | 0 | 0 | 0 | 0 | 0 | 0 | 0
PJM_E_2_PJM_ROM | PJM_E | PJM_ROM | 2050 | B8 | 500 | 0 | 8000 | 0 | 0 | 0 | 0 | 0 | 0 | 0 | 0 | 0 | 0 | 0
PJM_E_2_PJM_ROM | PJM_E | PJM_ROM | 2050 | B9 | 800 | 0 | 8000 | 0 | 0 | 0 | 0 | 0 | 0 | 0 | 0 | 0 | 0 | 0
PJM_E_2_PJM_ROM | PJM_E | PJM_ROM | 2050 | B10 | 1262 | 0 | 8000 | 0 | 0 | 0 | 0 | 0 | 0 | 0 | 0 | 0 | 0 | 0
PJM_E_2_PJM_ROM | PJM_E | PJM_ROM | 2050 | B11 | 25 | 0 | 8000 | 0 | 0 | 0 | 0 | 0 | 0 | 0 | 0 | 0 | 0 | 0
PJM_E_2_PJM_ROM | PJM_E | PJM_ROM | 2050 | B12 | 200 | 0 | 8000 | 0 | 0 | 0 | 0 | 0 | 0 | 0 | 0 | 0 | 0 | 0
PJM_E_2_PJM_ROM | PJM_E | PJM_ROM | 2050 | B13 | 600 | 0 | 8000 | 0 | 0 | 0 | 0 | 0 | 0 | 0 | 0 | 0 | 0 | 0
PJM_E_2_PJM_ROM | PJM_E | PJM_ROM | 2050 | B14 | 900 | 0 | 8000 | 0 | 0 | 0 | 0 | 0 | 0 | 0 | 0 | 0 | 0 | 0
PJM_E_2_PJM_ROM | PJM_E | PJM_ROM | 2050 | B15 | 1203 | 0 | 8000 | 0 | 0 | 0 | 0 | 0 | 0 | 0 | 0 | 0 | 0 | 0
PJM_E_2_PJM_ROM | PJM_E | PJM_ROM | 2050 | B16 | 25 | 0 | 8000 | 0 | 0 | 0 | 0 | 0 | 0 | 0 | 0 | 0 | 0 | 0
PJM_E_2_PJM_ROM | PJM_E | PJM_ROM | 2050 | B17 | 100 | 0 | 8000 | 0 | 0 | 0 | 0 | 0 | 0 | 0 | 0 | 0 | 0 | 0
PJM_E_2_PJM_ROM | PJM_E | PJM_ROM | 2050 | B18 | 400 | 0 | 8000 | 0 | 0 | 0 | 0 | 0 | 0 | 0 | 0 | 0 | 0 | 0
PJM_E_2_PJM_ROM | PJM_E | PJM_ROM | 2050 | B19 | 700 | 0 | 8000 | 0 | 0 | 0 | 0 | 0 | 0 | 0 | 0 | 0 | 0 | 0
PJM_E_2_PJM_ROM | PJM_E | PJM_ROM | 2050 | B20 | 935 | 0 | 8000 | 0 | 0 | 0 | 0 | 0 | 0 | 0 | 0 | 0 | 0 | 0
PJM_ROM_2_NYISO_A-F | PJM_ROM | NYISO_A-F | 2015 | B1 | 10 | 0 | 2000 | 0 | 0 | 0 | 0 | 0 | 0 | 0 | 0 | 0 | 0 | Infinite
PJM_ROM_2_NYISO_A-F | PJM_ROM | NYISO_A-F | 2015 | B2 | 25 | 0 | 2000 | 0 | 0 | 0 | 0 | 0 | 0 | 0 | 0 | 0 | 0 | Infinite
PJM_ROM_2_NYISO_A-F | PJM_ROM | NYISO_A-F | 2015 | B3 | 75 | 0 | 2000 | 0 | 0 | 0 | 0 | 0 | 0 | 0 | 0 | 0 | 0 | Infinite
PJM_ROM_2_NYISO_A-F | PJM_ROM | NYISO_A-F | 2015 | B4 | 100 | 0 | 2000 | 0 | 0 | 0 | 0 | 0 | 0 | 0 | 0 | 0 | 0 | Infinite
PJM_ROM_2_NYISO_A-F | PJM_ROM | NYISO_A-F | 2015 | B5 | 200 | 0 | 2000 | 0 | 0 | 0 | 0 | 0 | 0 | 0 | 0 | 0 | 0 | Infinite
PJM_ROM_2_NYISO_A-F | PJM_ROM | NYISO_A-F | 2015 | B6 | 300 | 0 | 2000 | 0 | 0 | 0 | 0 | 0 | 0 | 0 | 0 | 0 | 0 | Infinite
PJM_ROM_2_NYISO_A-F | PJM_ROM | NYISO_A-F | 2015 | B7 | 400 | 0 | 2000 | 0 | 0 | 0 | 0 | 0 | 0 | 0 | 0 | 0 | 0 | Infinite
PJM_ROM_2_NYISO_A-F | PJM_ROM | NYISO_A-F | 2015 | B8 | 500 | 0 | 2000 | 0 | 0 | 0 | 0 | 0 | 0 | 0 | 0 | 0 | 0 | Infinite
PJM_ROM_2_NYISO_A-F | PJM_ROM | NYISO_A-F | 2015 | B9 | 800 | 0 | 2000 | 0 | 0 | 0 | 0 | 0 | 0 | 0 | 0 | 0 | 0 | Infinite
PJM_ROM_2_NYISO_A-F | PJM_ROM | NYISO_A-F | 2015 | B10 | 1262 | 0 | 2000 | 0 | 0 | 0 | 0 | 0 | 0 | 0 | 0 | 0 | 0 | Infinite
PJM_ROM_2_NYISO_A-F | PJM_ROM | NYISO_A-F | 2015 | B11 | 25 | 0 | 2000 | 0 | 0 | 0 | 0 | 0 | 0 | 0 | 0 | 0 | 0 | Infinite
PJM_ROM_2_NYISO_A-F | PJM_ROM | NYISO_A-F | 2015 | B12 | 200 | 0 | 2000 | 0 | 0 | 0 | 0 | 0 | 0 | 0 | 0 | 0 | 0 | Infinite
PJM_ROM_2_NYISO_A-F | PJM_ROM | NYISO_A-F | 2015 | B13 | 600 | 0 | 2000 | 0 | 0 | 0 | 0 | 0 | 0 | 0 | 0 | 0 | 0 | Infinite
PJM_ROM_2_NYISO_A-F | PJM_ROM | NYISO_A-F | 2015 | B14 | 900 | 0 | 2000 | 0 | 0 | 0 | 0 | 0 | 0 | 0 | 0 | 0 | 0 | Infinite
PJM_ROM_2_NYISO_A-F | PJM_ROM | NYISO_A-F | 2015 | B15 | 1203 | 0 | 2000 | 0 | 0 | 0 | 0 | 0 | 0 | 0 | 0 | 0 | 0 | Infinite
PJM_ROM_2_NYISO_A-F | PJM_ROM | NYISO_A-F | 2015 | B16 | 25 | 0 | 2000 | 0 | 0 | 0 | 0 | 0 | 0 | 0 | 0 | 0 | 0 | Infinite
PJM_ROM_2_NYISO_A-F | PJM_ROM | NYISO_A-F | 2015 | B17 | 100 | 0 | 2000 | 0 | 0 | 0 | 0 | 0 | 0 | 0 | 0 | 0 | 0 | Infinite
PJM_ROM_2_NYISO_A-F | PJM_ROM | NYISO_A-F | 2015 | B18 | 400 | 0 | 2000 | 0 | 0 | 0 | 0 | 0 | 0 | 0 | 0 | 0 | 0 | Infinite
PJM_ROM_2_NYISO_A-F | PJM_ROM | NYISO_A-F | 2015 | B19 | 700 | 0 | 2000 | 0 | 0 | 0 | 0 | 0 | 0 | 0 | 0 | 0 | 0 | Infinite
PJM_ROM_2_NYISO_A-F | PJM_ROM | NYISO_A-F | 2015 | B20 | 935 | 0 | 2000 | 0 | 0 | 132.73 | 0 | 0 | 0 | 0 | 0 | 0 | 0 | Infinite
PJM_ROM_2_NYISO_A-F | PJM_ROM | NYISO_A-F | 2020 | B1 | 10 | 0 | 2000 | 0 | 0 | 0 | 0 | 0 | 0 | 0 | 0 | 0 | 0 | Infinite
PJM_ROM_2_NYISO_A-F | PJM_ROM | NYISO_A-F | 2020 | B2 | 25 | 0 | 2000 | 0 | 0 | 0 | 0 | 0 | 0 | 0 | 0 | 0 | 0 | Infinite
PJM_ROM_2_NYISO_A-F | PJM_ROM | NYISO_A-F | 2020 | B3 | 75 | 0 | 2000 | 0 | 0 | 0 | 0 | 0 | 0 | 0 | 0 | 0 | 0 | Infinite
PJM_ROM_2_NYISO_A-F | PJM_ROM | NYISO_A-F | 2020 | B4 | 100 | 0 | 2000 | 0 | 0 | 0 | 0 | 0 | 0 | 0 | 0 | 0 | 0 | Infinite
PJM_ROM_2_NYISO_A-F | PJM_ROM | NYISO_A-F | 2020 | B5 | 200 | 0 | 2000 | 0 | 0 | 0 | 0 | 0 | 0 | 0 | 0 | 0 | 0 | Infinite
PJM_ROM_2_NYISO_A-F | PJM_ROM | NYISO_A-F | 2020 | B6 | 300 | 0 | 2000 | 0 | 0 | 0 | 0 | 0 | 0 | 0 | 0 | 0 | 0 | Infinite
PJM_ROM_2_NYISO_A-F | PJM_ROM | NYISO_A-F | 2020 | B7 | 400 | 0 | 2000 | 0 | 0 | 0 | 0 | 0 | 0 | 0 | 0 | 0 | 0 | Infinite
PJM_ROM_2_NYISO_A-F | PJM_ROM | NYISO_A-F | 2020 | B8 | 500 | 0 | 2000 | 0 | 0 | 0 | 0 | 0 | 0 | 0 | 0 | 0 | 0 | Infinite
PJM_ROM_2_NYISO_A-F | PJM_ROM | NYISO_A-F | 2020 | B9 | 800 | 0 | 2000 | 0 | 0 | 0 | 0 | 0 | 0 | 0 | 0 | 0 | 0 | Infinite
PJM_ROM_2_NYISO_A-F | PJM_ROM | NYISO_A-F | 2020 | B10 | 1262 | 0 | 2000 | 0 | 0 | 0 | 0 | 0 | 0 | 0 | 0 | 0 | 0 | Infinite
PJM_ROM_2_NYISO_A-F | PJM_ROM | NYISO_A-F | 2020 | B11 | 25 | 0 | 2000 | 0 | 0 | 0 | 0 | 0 | 0 | 0 | 0 | 0 | 0 | Infinite
PJM_ROM_2_NYISO_A-F | PJM_ROM | NYISO_A-F | 2020 | B12 | 200 | 0 | 2000 | 0 | 0 | 0 | 0 | 0 | 0 | 0 | 0 | 0 | 0 | Infinite
PJM_ROM_2_NYISO_A-F | PJM_ROM | NYISO_A-F | 2020 | B13 | 600 | 0 | 2000 | 0 | 0 | 0 | 0 | 0 | 0 | 0 | 0 | 0 | 0 | Infinite
PJM_ROM_2_NYISO_A-F | PJM_ROM | NYISO_A-F | 2020 | B14 | 900 | 0 | 2000 | 0 | 0 | 0 | 0 | 0 | 0 | 0 | 0 | 0 | 0 | Infinite
PJM_ROM_2_NYISO_A-F | PJM_ROM | NYISO_A-F | 2020 | B15 | 1203 | 0 | 2000 | 0 | 0 | 0 | 0 | 0 | 0 | 0 | 0 | 0 | 0 | Infinite
PJM_ROM_2_NYISO_A-F | PJM_ROM | NYISO_A-F | 2020 | B16 | 25 | 0 | 2000 | 0 | 0 | 0 | 0 | 0 | 0 | 0 | 0 | 0 | 0 | Infinite
PJM_ROM_2_NYISO_A-F | PJM_ROM | NYISO_A-F | 2020 | B17 | 100 | 0 | 2000 | 0 | 0 | 0 | 0 | 0 | 0 | 0 | 0 | 0 | 0 | Infinite
PJM_ROM_2_NYISO_A-F | PJM_ROM | NYISO_A-F | 2020 | B18 | 400 | 0 | 2000 | 0 | 0 | 0 | 0 | 0 | 0 | 0 | 0 | 0 | 0 | Infinite
PJM_ROM_2_NYISO_A-F | PJM_ROM | NYISO_A-F | 2020 | B19 | 700 | 0 | 2000 | 0 | 0 | 0 | 0 | 0 | 0 | 0 | 0 | 0 | 0 | Infinite
PJM_ROM_2_NYISO_A-F | PJM_ROM | NYISO_A-F | 2020 | B20 | 935 | 0 | 2000 | 1767.82 | 0 | 2000 | 0 | 0 | 0 | 0 | 0.49854 | 0 | 0 | Infinite
PJM_ROM_2_NYISO_A-F | PJM_ROM | NYISO_A-F | 2025 | B1 | 10 | 0 | 2000 | 0 | 0 | 0 | 0 | 0 | 0 | 0 | 0 | 0 | 0 | Infinite
PJM_ROM_2_NYISO_A-F | PJM_ROM | NYISO_A-F | 2025 | B2 | 25 | 0 | 2000 | 0 | 0 | 0 | 0 | 0 | 0 | 0 | 0 | 0 | 0 | Infinite
PJM_ROM_2_NYISO_A-F | PJM_ROM | NYISO_A-F | 2025 | B3 | 75 | 0 | 2000 | 0 | 0 | 0 | 0 | 0 | 0 | 0 | 0 | 0 | 0 | Infinite
PJM_ROM_2_NYISO_A-F | PJM_ROM | NYISO_A-F | 2025 | B4 | 100 | 0 | 2000 | 0 | 0 | 0 | 0 | 0 | 0 | 0 | 0 | 0 | 0 | Infinite
PJM_ROM_2_NYISO_A-F | PJM_ROM | NYISO_A-F | 2025 | B5 | 200 | 0 | 2000 | 0 | 0 | 0 | 0 | 0 | 0 | 0 | 0 | 0 | 0 | Infinite
PJM_ROM_2_NYISO_A-F | PJM_ROM | NYISO_A-F | 2025 | B6 | 300 | 0 | 2000 | 0 | 0 | 0 | 0 | 0 | 0 | 0 | 0 | 0 | 0 | Infinite
PJM_ROM_2_NYISO_A-F | PJM_ROM | NYISO_A-F | 2025 | B7 | 400 | 0 | 2000 | 0 | 0 | 0 | 0 | 0 | 0 | 0 | 0 | 0 | 0 | Infinite
PJM_ROM_2_NYISO_A-F | PJM_ROM | NYISO_A-F | 2025 | B8 | 500 | 0 | 2000 | 0 | 0 | 0 | 0 | 0 | 0 | 0 | 0 | 0 | 0 | Infinite
PJM_ROM_2_NYISO_A-F | PJM_ROM | NYISO_A-F | 2025 | B9 | 800 | 0 | 2000 | 0 | 0 | 0 | 0 | 0 | 0 | 0 | 0 | 0 | 0 | Infinite
PJM_ROM_2_NYISO_A-F | PJM_ROM | NYISO_A-F | 2025 | B10 | 1262 | 0 | 2000 | 0 | 0 | 0 | 0 | 0 | 0 | 0 | 0 | 0 | 0 | Infinite
PJM_ROM_2_NYISO_A-F | PJM_ROM | NYISO_A-F | 2025 | B11 | 25 | 0 | 2000 | 0 | 0 | 0 | 0 | 0 | 0 | 0 | 0 | 0 | 0 | Infinite
PJM_ROM_2_NYISO_A-F | PJM_ROM | NYISO_A-F | 2025 | B12 | 200 | 0 | 2000 | 0 | 0 | 0 | 0 | 0 | 0 | 0 | 0 | 0 | 0 | Infinite
PJM_ROM_2_NYISO_A-F | PJM_ROM | NYISO_A-F | 2025 | B13 | 600 | 0 | 2000 | 0 | 0 | 0 | 0 | 0 | 0 | 0 | 0 | 0 | 0 | Infinite
PJM_ROM_2_NYISO_A-F | PJM_ROM | NYISO_A-F | 2025 | B14 | 900 | 0 | 2000 | 0 | 0 | 0 | 0 | 0 | 0 | 0 | 0 | 0 | 0 | Infinite
PJM_ROM_2_NYISO_A-F | PJM_ROM | NYISO_A-F | 2025 | B15 | 1203 | 0 | 2000 | 0 | 0 | 0 | 0 | 0 | 0 | 0 | 0 | 0 | 0 | Infinite
PJM_ROM_2_NYISO_A-F | PJM_ROM | NYISO_A-F | 2025 | B16 | 25 | 0 | 2000 | 0 | 0 | 0 | 0 | 0 | 0 | 0 | 0 | 0 | 0 | Infinite
PJM_ROM_2_NYISO_A-F | PJM_ROM | NYISO_A-F | 2025 | B17 | 100 | 0 | 2000 | 0 | 0 | 0 | 0 | 0 | 0 | 0 | 0 | 0 | 0 | Infinite
PJM_ROM_2_NYISO_A-F | PJM_ROM | NYISO_A-F | 2025 | B18 | 400 | 0 | 2000 | 0 | 0 | 0 | 0 | 0 | 0 | 0 | 0 | 0 | 0 | Infinite
PJM_ROM_2_NYISO_A-F | PJM_ROM | NYISO_A-F | 2025 | B19 | 700 | 0 | 2000 | 0 | 0 | 0 | 0 | 0 | 0 | 0 | 0 | 0 | 0 | Infinite
PJM_ROM_2_NYISO_A-F | PJM_ROM | NYISO_A-F | 2025 | B20 | 935 | 0 | 2000 | 2000 | 0 | 2000 | 0 | 0 | 2.9319 | 0 | 4.0477 | 2.9319 | 0 | Infinite
PJM_ROM_2_NYISO_A-F | PJM_ROM | NYISO_A-F | 2030 | B1 | 10 | 0 | 2000 | 0 | 0 | 0 | 0 | 0 | 0 | 0 | 0 | 0 | 0 | Infinite
PJM_ROM_2_NYISO_A-F | PJM_ROM | NYISO_A-F | 2030 | B2 | 25 | 0 | 2000 | 0 | 0 | 0 | 0 | 0 | 0 | 0 | 0 | 0 | 0 | Infinite
PJM_ROM_2_NYISO_A-F | PJM_ROM | NYISO_A-F | 2030 | B3 | 75 | 0 | 2000 | 0 | 0 | 0 | 0 | 0 | 0 | 0 | 0 | 0 | 0 | Infinite
PJM_ROM_2_NYISO_A-F | PJM_ROM | NYISO_A-F | 2030 | B4 | 100 | 0 | 2000 | 0 | 0 | 0 | 0 | 0 | 0 | 0 | 0 | 0 | 0 | Infinite
PJM_ROM_2_NYISO_A-F | PJM_ROM | NYISO_A-F | 2030 | B5 | 200 | 0 | 2000 | 0 | 0 | 0 | 0 | 0 | 0 | 0 | 0 | 0 | 0 | Infinite
PJM_ROM_2_NYISO_A-F | PJM_ROM | NYISO_A-F | 2030 | B6 | 300 | 0 | 2000 | 0 | 0 | 0 | 0 | 0 | 0 | 0 | 0 | 0 | 0 | Infinite
PJM_ROM_2_NYISO_A-F | PJM_ROM | NYISO_A-F | 2030 | B7 | 400 | 0 | 2000 | 0 | 0 | 0 | 0 | 0 | 0 | 0 | 0 | 0 | 0 | Infinite
PJM_ROM_2_NYISO_A-F | PJM_ROM | NYISO_A-F | 2030 | B8 | 500 | 0 | 2000 | 0 | 0 | 0 | 0 | 0 | 0 | 0 | 0 | 0 | 0 | Infinite
PJM_ROM_2_NYISO_A-F | PJM_ROM | NYISO_A-F | 2030 | B9 | 800 | 0 | 2000 | 0 | 0 | 0 | 0 | 0 | 0 | 0 | 0 | 0 | 0 | Infinite
PJM_ROM_2_NYISO_A-F | PJM_ROM | NYISO_A-F | 2030 | B10 | 1262 | 0 | 2000 | 1454.04 | 0 | 1088.2 | 0 | 0 | 0 | 0 | 0 | 0 | 0 | Infinite
PJM_ROM_2_NYISO_A-F | PJM_ROM | NYISO_A-F | 2030 | B11 | 25 | 0 | 2000 | 0 | 0 | 0 | 0 | 0 | 0 | 0 | 0 | 0 | 0 | Infinite
PJM_ROM_2_NYISO_A-F | PJM_ROM | NYISO_A-F | 2030 | B12 | 200 | 0 | 2000 | 0 | 0 | 0 | 0 | 0 | 0 | 0 | 0 | 0 | 0 | Infinite
PJM_ROM_2_NYISO_A-F | PJM_ROM | NYISO_A-F | 2030 | B13 | 600 | 0 | 2000 | 0 | 0 | 0 | 0 | 0 | 0 | 0 | 0 | 0 | 0 | Infinite
PJM_ROM_2_NYISO_A-F | PJM_ROM | NYISO_A-F | 2030 | B14 | 900 | 0 | 2000 | 0 | 0 | 0 | 0 | 0 | 0 | 0 | 0 | 0 | 0 | Infinite
PJM_ROM_2_NYISO_A-F | PJM_ROM | NYISO_A-F | 2030 | B15 | 1203 | 0 | 2000 | 1969.69 | 0 | 369.48 | 0 | 0 | 0 | 0 | 0 | 0 | 0 | Infinite
PJM_ROM_2_NYISO_A-F | PJM_ROM | NYISO_A-F | 2030 | B16 | 25 | 0 | 2000 | 0 | 0 | 0 | 0 | 0 | 0 | 0 | 0 | 0 | 0 | Infinite
PJM_ROM_2_NYISO_A-F | PJM_ROM | NYISO_A-F | 2030 | B17 | 100 | 0 | 2000 | 0 | 0 | 0 | 0 | 0 | 0 | 0 | 0 | 0 | 0 | Infinite
PJM_ROM_2_NYISO_A-F | PJM_ROM | NYISO_A-F | 2030 | B18 | 400 | 0 | 2000 | 0 | 0 | 0 | 0 | 0 | 0 | 0 | 0 | 0 | 0 | Infinite
PJM_ROM_2_NYISO_A-F | PJM_ROM | NYISO_A-F | 2030 | B19 | 700 | 0 | 2000 | 0 | 0 | 697.71 | 0 | 0 | 0 | 0 | 0 | 0 | 0 | Infinite
PJM_ROM_2_NYISO_A-F | PJM_ROM | NYISO_A-F | 2030 | B20 | 935 | 0 | 2000 | 2000 | 0 | 2000 | 0 | 0 | 6.7066 | 0 | 9.0212 | 6.7066 | 0 | Infinite
PJM_ROM_2_NYISO_A-F | PJM_ROM | NYISO_A-F | 2035 | B1 | 10 | 0 | 2000 | 450.3 | 0 | 367.05 | 0 | 0 | 0 | 0 | 0 | 0 | 0 | Infinite
PJM_ROM_2_NYISO_A-F | PJM_ROM | NYISO_A-F | 2035 | B2 | 25 | 0 | 2000 | 0 | 0 | 0 | 0 | 0 | 0 | 0 | 0 | 0 | 0 | Infinite
PJM_ROM_2_NYISO_A-F | PJM_ROM | NYISO_A-F | 2035 | B3 | 75 | 0 | 2000 | 0 | 0 | 0 | 0 | 0 | 0 | 0 | 0 | 0 | 0 | Infinite
PJM_ROM_2_NYISO_A-F | PJM_ROM | NYISO_A-F | 2035 | B4 | 100 | 0 | 2000 | 0 | 0 | 0 | 0 | 0 | 0 | 0 | 0 | 0 | 0 | Infinite
PJM_ROM_2_NYISO_A-F | PJM_ROM | NYISO_A-F | 2035 | B5 | 200 | 0 | 2000 | 0 | 0 | 0 | 0 | 0 | 0 | 0 | 0 | 0 | 0 | Infinite
PJM_ROM_2_NYISO_A-F | PJM_ROM | NYISO_A-F | 2035 | B6 | 300 | 0 | 2000 | 0 | 0 | 0 | 0 | 0 | 0 | 0 | 0 | 0 | 0 | Infinite
PJM_ROM_2_NYISO_A-F | PJM_ROM | NYISO_A-F | 2035 | B7 | 400 | 0 | 2000 | 0 | 0 | 0 | 0 | 0 | 0 | 0 | 0 | 0 | 0 | Infinite
PJM_ROM_2_NYISO_A-F | PJM_ROM | NYISO_A-F | 2035 | B8 | 500 | 0 | 2000 | 0 | 0 | 0 | 0 | 0 | 0 | 0 | 0 | 0 | 0 | Infinite
PJM_ROM_2_NYISO_A-F | PJM_ROM | NYISO_A-F | 2035 | B9 | 800 | 0 | 2000 | 0 | 0 | 0 | 0 | 0 | 0 | 0 | 0 | 0 | 0 | Infinite
PJM_ROM_2_NYISO_A-F | PJM_ROM | NYISO_A-F | 2035 | B10 | 1262 | 0 | 2000 | 0 | 0 | 0 | 0 | 0 | 0 | 0 | 0 | 0 | 0 | Infinite
PJM_ROM_2_NYISO_A-F | PJM_ROM | NYISO_A-F | 2035 | B11 | 25 | 0 | 2000 | 0 | 0 | 0 | 0 | 0 | 0 | 0 | 0 | 0 | 0 | Infinite
PJM_ROM_2_NYISO_A-F | PJM_ROM | NYISO_A-F | 2035 | B12 | 200 | 0 | 2000 | 0 | 0 | 0 | 0 | 0 | 0 | 0 | 0 | 0 | 0 | Infinite
PJM_ROM_2_NYISO_A-F | PJM_ROM | NYISO_A-F | 2035 | B13 | 600 | 0 | 2000 | 0 | 0 | 0 | 0 | 0 | 0 | 0 | 0 | 0 | 0 | Infinite
PJM_ROM_2_NYISO_A-F | PJM_ROM | NYISO_A-F | 2035 | B14 | 900 | 0 | 2000 | 0 | 0 | 0 | 0 | 0 | 0 | 0 | 0 | 0 | 0 | Infinite
PJM_ROM_2_NYISO_A-F | PJM_ROM | NYISO_A-F | 2035 | B15 | 1203 | 0 | 2000 | 0 | 0 | 0 | 0 | 0 | 0 | 0 | 0 | 0 | 0 | Infinite
PJM_ROM_2_NYISO_A-F | PJM_ROM | NYISO_A-F | 2035 | B16 | 25 | 0 | 2000 | 0 | 0 | 0 | 0 | 0 | 0 | 0 | 0 | 0 | 0 | Infinite
PJM_ROM_2_NYISO_A-F | PJM_ROM | NYISO_A-F | 2035 | B17 | 100 | 0 | 2000 | 0 | 0 | 0 | 0 | 0 | 0 | 0 | 0 | 0 | 0 | Infinite
PJM_ROM_2_NYISO_A-F | PJM_ROM | NYISO_A-F | 2035 | B18 | 400 | 0 | 2000 | 0 | 0 | 0 | 0 | 0 | 0 | 0 | 0 | 0 | 0 | Infinite
PJM_ROM_2_NYISO_A-F | PJM_ROM | NYISO_A-F | 2035 | B19 | 700 | 0 | 2000 | 0 | 0 | 0 | 0 | 0 | 0 | 0 | 0 | 0 | 0 | Infinite
PJM_ROM_2_NYISO_A-F | PJM_ROM | NYISO_A-F | 2035 | B20 | 935 | 0 | 2000 | 2000 | 0 | 2000 | 0 | 0 | 7.6443 | 0 | 7.7511 | 7.6443 | 0 | Infinite
PJM_ROM_2_NYISO_A-F | PJM_ROM | NYISO_A-F | 2040 | B1 | 10 | 0 | 2000 | 0 | 0 | 0 | 0 | 0 | 0 | 0 | 0 | 0 | 0 | Infinite
PJM_ROM_2_NYISO_A-F | PJM_ROM | NYISO_A-F | 2040 | B2 | 25 | 0 | 2000 | 0 | 0 | 0 | 0 | 0 | 0 | 0 | 0 | 0 | 0 | Infinite
PJM_ROM_2_NYISO_A-F | PJM_ROM | NYISO_A-F | 2040 | B3 | 75 | 0 | 2000 | 0 | 0 | 0 | 0 | 0 | 0 | 0 | 0 | 0 | 0 | Infinite
PJM_ROM_2_NYISO_A-F | PJM_ROM | NYISO_A-F | 2040 | B4 | 100 | 0 | 2000 | 0 | 0 | 0 | 0 | 0 | 0 | 0 | 0 | 0 | 0 | Infinite
PJM_ROM_2_NYISO_A-F | PJM_ROM | NYISO_A-F | 2040 | B5 | 200 | 0 | 2000 | 0 | 0 | 0 | 0 | 0 | 0 | 0 | 0 | 0 | 0 | Infinite
PJM_ROM_2_NYISO_A-F | PJM_ROM | NYISO_A-F | 2040 | B6 | 300 | 0 | 2000 | 0 | 0 | 0 | 0 | 0 | 0 | 0 | 0 | 0 | 0 | Infinite
PJM_ROM_2_NYISO_A-F | PJM_ROM | NYISO_A-F | 2040 | B7 | 400 | 0 | 2000 | 0 | 0 | 0 | 0 | 0 | 0 | 0 | 0 | 0 | 0 | Infinite
PJM_ROM_2_NYISO_A-F | PJM_ROM | NYISO_A-F | 2040 | B8 | 500 | 0 | 2000 | 0 | 0 | 0 | 0 | 0 | 0 | 0 | 0 | 0 | 0 | Infinite
PJM_ROM_2_NYISO_A-F | PJM_ROM | NYISO_A-F | 2040 | B9 | 800 | 0 | 2000 | 0 | 0 | 0 | 0 | 0 | 0 | 0 | 0 | 0 | 0 | Infinite
PJM_ROM_2_NYISO_A-F | PJM_ROM | NYISO_A-F | 2040 | B10 | 1262 | 0 | 2000 | 0 | 0 | 0 | 0 | 0 | 0 | 0 | 0 | 0 | 0 | Infinite
PJM_ROM_2_NYISO_A-F | PJM_ROM | NYISO_A-F | 2040 | B11 | 25 | 0 | 2000 | 0 | 0 | 0 | 0 | 0 | 0 | 0 | 0 | 0 | 0 | Infinite
PJM_ROM_2_NYISO_A-F | PJM_ROM | NYISO_A-F | 2040 | B12 | 200 | 0 | 2000 | 0 | 0 | 0 | 0 | 0 | 0 | 0 | 0 | 0 | 0 | Infinite
PJM_ROM_2_NYISO_A-F | PJM_ROM | NYISO_A-F | 2040 | B13 | 600 | 0 | 2000 | 0 | 0 | 0 | 0 | 0 | 0 | 0 | 0 | 0 | 0 | Infinite
PJM_ROM_2_NYISO_A-F | PJM_ROM | NYISO_A-F | 2040 | B14 | 900 | 0 | 2000 | 0 | 0 | 0 | 0 | 0 | 0 | 0 | 0 | 0 | 0 | Infinite
PJM_ROM_2_NYISO_A-F | PJM_ROM | NYISO_A-F | 2040 | B15 | 1203 | 0 | 2000 | 0 | 0 | 0 | 0 | 0 | 0 | 0 | 0 | 0 | 0 | Infinite
PJM_ROM_2_NYISO_A-F | PJM_ROM | NYISO_A-F | 2040 | B16 | 25 | 0 | 2000 | 0 | 0 | 0 | 0 | 0 | 0 | 0 | 0 | 0 | 0 | Infinite
PJM_ROM_2_NYISO_A-F | PJM_ROM | NYISO_A-F | 2040 | B17 | 100 | 0 | 2000 | 0 | 0 | 0 | 0 | 0 | 0 | 0 | 0 | 0 | 0 | Infinite
PJM_ROM_2_NYISO_A-F | PJM_ROM | NYISO_A-F | 2040 | B18 | 400 | 0 | 2000 | 0 | 0 | 0 | 0 | 0 | 0 | 0 | 0 | 0 | 0 | Infinite
PJM_ROM_2_NYISO_A-F | PJM_ROM | NYISO_A-F | 2040 | B19 | 700 | 0 | 2000 | 0 | 0 | 0 | 0 | 0 | 0 | 0 | 0 | 0 | 0 | Infinite
PJM_ROM_2_NYISO_A-F | PJM_ROM | NYISO_A-F | 2040 | B20 | 935 | 0 | 2000 | 2000 | 0 | 2000 | 0 | 0 | 0.67659 | 0 | 0.7122 | 0.67659 | 0 | Infinite
PJM_ROM_2_NYISO_A-F | PJM_ROM | NYISO_A-F | 2045 | B1 | 10 | 0 | 2000 | 0 | 0 | 0 | 0 | 0 | 0 | 0 | 0 | 0 | 0 | Infinite
PJM_ROM_2_NYISO_A-F | PJM_ROM | NYISO_A-F | 2045 | B2 | 25 | 0 | 2000 | 0 | 0 | 0 | 0 | 0 | 0 | 0 | 0 | 0 | 0 | Infinite
PJM_ROM_2_NYISO_A-F | PJM_ROM | NYISO_A-F | 2045 | B3 | 75 | 0 | 2000 | 0 | 0 | 0 | 0 | 0 | 0 | 0 | 0 | 0 | 0 | Infinite
PJM_ROM_2_NYISO_A-F | PJM_ROM | NYISO_A-F | 2045 | B4 | 100 | 0 | 2000 | 0 | 0 | 0 | 0 | 0 | 0 | 0 | 0 | 0 | 0 | Infinite
PJM_ROM_2_NYISO_A-F | PJM_ROM | NYISO_A-F | 2045 | B5 | 200 | 0 | 2000 | 0 | 0 | 0 | 0 | 0 | 0 | 0 | 0 | 0 | 0 | Infinite
PJM_ROM_2_NYISO_A-F | PJM_ROM | NYISO_A-F | 2045 | B6 | 300 | 0 | 2000 | 0 | 0 | 0 | 0 | 0 | 0 | 0 | 0 | 0 | 0 | Infinite
PJM_ROM_2_NYISO_A-F | PJM_ROM | NYISO_A-F | 2045 | B7 | 400 | 0 | 2000 | 0 | 0 | 0 | 0 | 0 | 0 | 0 | 0 | 0 | 0 | Infinite
PJM_ROM_2_NYISO_A-F | PJM_ROM | NYISO_A-F | 2045 | B8 | 500 | 0 | 2000 | 0 | 0 | 0 | 0 | 0 | 0 | 0 | 0 | 0 | 0 | Infinite
PJM_ROM_2_NYISO_A-F | PJM_ROM | NYISO_A-F | 2045 | B9 | 800 | 0 | 2000 | 0 | 0 | 0 | 0 | 0 | 0 | 0 | 0 | 0 | 0 | Infinite
PJM_ROM_2_NYISO_A-F | PJM_ROM | NYISO_A-F | 2045 | B10 | 1262 | 0 | 2000 | 0 | 0 | 0 | 0 | 0 | 0 | 0 | 0 | 0 | 0 | Infinite
PJM_ROM_2_NYISO_A-F | PJM_ROM | NYISO_A-F | 2045 | B11 | 25 | 0 | 2000 | 0 | 0 | 0 | 0 | 0 | 0 | 0 | 0 | 0 | 0 | Infinite
PJM_ROM_2_NYISO_A-F | PJM_ROM | NYISO_A-F | 2045 | B12 | 200 | 0 | 2000 | 0 | 0 | 0 | 0 | 0 | 0 | 0 | 0 | 0 | 0 | Infinite
PJM_ROM_2_NYISO_A-F | PJM_ROM | NYISO_A-F | 2045 | B13 | 600 | 0 | 2000 | 0 | 0 | 0 | 0 | 0 | 0 | 0 | 0 | 0 | 0 | Infinite
PJM_ROM_2_NYISO_A-F | PJM_ROM | NYISO_A-F | 2045 | B14 | 900 | 0 | 2000 | 0 | 0 | 0 | 0 | 0 | 0 | 0 | 0 | 0 | 0 | Infinite
PJM_ROM_2_NYISO_A-F | PJM_ROM | NYISO_A-F | 2045 | B15 | 1203 | 0 | 2000 | 0 | 0 | 0 | 0 | 0 | 0 | 0 | 0 | 0 | 0 | Infinite
PJM_ROM_2_NYISO_A-F | PJM_ROM | NYISO_A-F | 2045 | B16 | 25 | 0 | 2000 | 0 | 0 | 0 | 0 | 0 | 0 | 0 | 0 | 0 | 0 | Infinite
PJM_ROM_2_NYISO_A-F | PJM_ROM | NYISO_A-F | 2045 | B17 | 100 | 0 | 2000 | 0 | 0 | 0 | 0 | 0 | 0 | 0 | 0 | 0 | 0 | Infinite
PJM_ROM_2_NYISO_A-F | PJM_ROM | NYISO_A-F | 2045 | B18 | 400 | 0 | 2000 | 0 | 0 | 0 | 0 | 0 | 0 | 0 | 0 | 0 | 0 | Infinite
PJM_ROM_2_NYISO_A-F | PJM_ROM | NYISO_A-F | 2045 | B19 | 700 | 0 | 2000 | 0 | 0 | 0 | 0 | 0 | 0 | 0 | 0 | 0 | 0 | Infinite
PJM_ROM_2_NYISO_A-F | PJM_ROM | NYISO_A-F | 2045 | B20 | 935 | 0 | 2000 | 2000 | 0 | 2000 | 0 | 0 | 1.2107 | 0 | 1.2107 | 1.2107 | 0 | Infinite
PJM_ROM_2_NYISO_A-F | PJM_ROM | NYISO_A-F | 2050 | B1 | 10 | 0 | 2000 | 0 | 0 | 0 | 0 | 0 | 0 | 0 | 0 | 0 | 0 | Infinite
PJM_ROM_2_NYISO_A-F | PJM_ROM | NYISO_A-F | 2050 | B2 | 25 | 0 | 2000 | 0 | 0 | 0 | 0 | 0 | 0 | 0 | 0 | 0 | 0 | Infinite
PJM_ROM_2_NYISO_A-F | PJM_ROM | NYISO_A-F | 2050 | B3 | 75 | 0 | 2000 | 0 | 0 | 0 | 0 | 0 | 0 | 0 | 0 | 0 | 0 | Infinite
PJM_ROM_2_NYISO_A-F | PJM_ROM | NYISO_A-F | 2050 | B4 | 100 | 0 | 2000 | 0 | 0 | 0 | 0 | 0 | 0 | 0 | 0 | 0 | 0 | Infinite
PJM_ROM_2_NYISO_A-F | PJM_ROM | NYISO_A-F | 2050 | B5 | 200 | 0 | 2000 | 0 | 0 | 0 | 0 | 0 | 0 | 0 | 0 | 0 | 0 | Infinite
PJM_ROM_2_NYISO_A-F | PJM_ROM | NYISO_A-F | 2050 | B6 | 300 | 0 | 2000 | 0 | 0 | 0 | 0 | 0 | 0 | 0 | 0 | 0 | 0 | Infinite
PJM_ROM_2_NYISO_A-F | PJM_ROM | NYISO_A-F | 2050 | B7 | 400 | 0 | 2000 | 0 | 0 | 0 | 0 | 0 | 0 | 0 | 0 | 0 | 0 | Infinite
PJM_ROM_2_NYISO_A-F | PJM_ROM | NYISO_A-F | 2050 | B8 | 500 | 0 | 2000 | 0 | 0 | 0 | 0 | 0 | 0 | 0 | 0 | 0 | 0 | Infinite
PJM_ROM_2_NYISO_A-F | PJM_ROM | NYISO_A-F | 2050 | B9 | 800 | 0 | 2000 | 0 | 0 | 0 | 0 | 0 | 0 | 0 | 0 | 0 | 0 | Infinite
PJM_ROM_2_NYISO_A-F | PJM_ROM | NYISO_A-F | 2050 | B10 | 1262 | 0 | 2000 | 0 | 0 | 0 | 0 | 0 | 0 | 0 | 0 | 0 | 0 | Infinite
PJM_ROM_2_NYISO_A-F | PJM_ROM | NYISO_A-F | 2050 | B11 | 25 | 0 | 2000 | 0 | 0 | 0 | 0 | 0 | 0 | 0 | 0 | 0 | 0 | Infinite
PJM_ROM_2_NYISO_A-F | PJM_ROM | NYISO_A-F | 2050 | B12 | 200 | 0 | 2000 | 0 | 0 | 0 | 0 | 0 | 0 | 0 | 0 | 0 | 0 | Infinite
PJM_ROM_2_NYISO_A-F | PJM_ROM | NYISO_A-F | 2050 | B13 | 600 | 0 | 2000 | 0 | 0 | 0 | 0 | 0 | 0 | 0 | 0 | 0 | 0 | Infinite
PJM_ROM_2_NYISO_A-F | PJM_ROM | NYISO_A-F | 2050 | B14 | 900 | 0 | 2000 | 0 | 0 | 0 | 0 | 0 | 0 | 0 | 0 | 0 | 0 | Infinite
PJM_ROM_2_NYISO_A-F | PJM_ROM | NYISO_A-F | 2050 | B15 | 1203 | 0 | 2000 | 0 | 0 | 0 | 0 | 0 | 0 | 0 | 0 | 0 | 0 | Infinite
PJM_ROM_2_NYISO_A-F | PJM_ROM | NYISO_A-F | 2050 | B16 | 25 | 0 | 2000 | 0 | 0 | 0 | 0 | 0 | 0 | 0 | 0 | 0 | 0 | Infinite
PJM_ROM_2_NYISO_A-F | PJM_ROM | NYISO_A-F | 2050 | B17 | 100 | 0 | 2000 | 0 | 0 | 0 | 0 | 0 | 0 | 0 | 0 | 0 | 0 | Infinite
PJM_ROM_2_NYISO_A-F | PJM_ROM | NYISO_A-F | 2050 | B18 | 400 | 0 | 2000 | 0 | 0 | 0 | 0 | 0 | 0 | 0 | 0 | 0 | 0 | Infinite
PJM_ROM_2_NYISO_A-F | PJM_ROM | NYISO_A-F | 2050 | B19 | 700 | 0 | 2000 | 0 | 0 | 0 | 0 | 0 | 0 | 0 | 0 | 0 | 0 | Infinite
PJM_ROM_2_NYISO_A-F | PJM_ROM | NYISO_A-F | 2050 | B20 | 935 | 0 | 2000 | 2000 | 0 | 2000 | 0 | 0 | 0.13057 | 0 | 0.28488 | 0.13057 | 0 | Infinite
PJM_ROM_2_PJM_E | PJM_ROM | PJM_E | 2015 | B1 | 10 | 0 | 8000 | 4379.39 | 0 | 3549.39 | 0 | 0 | 0 | 0 | 0 | 0 | 0 | 0
PJM_ROM_2_PJM_E | PJM_ROM | PJM_E | 2015 | B2 | 25 | 0 | 8000 | 4908.98 | 0 | 4908.98 | 0 | 0 | 0 | 0 | 0 | 0 | 0 | 0
PJM_ROM_2_PJM_E | PJM_ROM | PJM_E | 2015 | B3 | 75 | 0 | 8000 | 1913.88 | 0 | 1523.38 | 0 | 0 | 0 | 0 | 0 | 0 | 0 | 0
PJM_ROM_2_PJM_E | PJM_ROM | PJM_E | 2015 | B4 | 100 | 0 | 8000 | 60.12 | 0 | 1026.4 | 0 | 0 | 0 | 0 | 0 | 0 | 0 | 0
PJM_ROM_2_PJM_E | PJM_ROM | PJM_E | 2015 | B5 | 200 | 0 | 8000 | 1476.96 | 0 | 1476.96 | 0 | 0 | 0 | 0 | 0 | 0 | 0 | 0
PJM_ROM_2_PJM_E | PJM_ROM | PJM_E | 2015 | B6 | 300 | 0 | 8000 | 984.37 | 0 | 984.37 | 0 | 0 | 0 | 0 | 0 | 0 | 0 | 0
PJM_ROM_2_PJM_E | PJM_ROM | PJM_E | 2015 | B7 | 400 | 0 | 8000 | 2303.05 | 0 | 2303.05 | 0 | 0 | 0 | 0 | 0 | 0 | 0 | 0
PJM_ROM_2_PJM_E | PJM_ROM | PJM_E | 2015 | B8 | 500 | 0 | 8000 | 4125.72 | 0 | 4125.72 | 0 | 0 | 0 | 0 | 0 | 0 | 0 | 0
PJM_ROM_2_PJM_E | PJM_ROM | PJM_E | 2015 | B9 | 800 | 0 | 8000 | 2593.27 | 0 | 2593.27 | 0 | 0 | 0 | 0 | 0 | 0 | 0 | 0
PJM_ROM_2_PJM_E | PJM_ROM | PJM_E | 2015 | B10 | 1262 | 0 | 8000 | 3835.65 | 0 | 3835.65 | 0 | 0 | 0 | 0 | 0 | 0 | 0 | 0
PJM_ROM_2_PJM_E | PJM_ROM | PJM_E | 2015 | B11 | 25 | 0 | 8000 | 0 | 0 | 0 | 0 | 0 | 0 | 0 | 0 | 0 | 0 | 0
PJM_ROM_2_PJM_E | PJM_ROM | PJM_E | 2015 | B12 | 200 | 0 | 8000 | 1019.76 | 0 | 0 | 0 | 0 | 0 | 0 | 0 | 0 | 0 | 0
PJM_ROM_2_PJM_E | PJM_ROM | PJM_E | 2015 | B13 | 600 | 0 | 8000 | 3946.84 | 0 | 3829.54 | 0 | 0 | 0 | 0 | 0 | 0 | 0 | 0
PJM_ROM_2_PJM_E | PJM_ROM | PJM_E | 2015 | B14 | 900 | 0 | 8000 | 3157.03 | 0 | 3157.03 | 0 | 0 | 0 | 0 | 0 | 0 | 0 | 0
PJM_ROM_2_PJM_E | PJM_ROM | PJM_E | 2015 | B15 | 1203 | 0 | 8000 | 4381.69 | 0 | 4381.69 | 0 | 0 | 0 | 0 | 0 | 0 | 0 | 0
PJM_ROM_2_PJM_E | PJM_ROM | PJM_E | 2015 | B16 | 25 | 0 | 8000 | 1268.74 | 0 | 1268.74 | 0 | 0 | 0 | 0 | 0 | 0 | 0 | 0
PJM_ROM_2_PJM_E | PJM_ROM | PJM_E | 2015 | B17 | 100 | 0 | 8000 | 3062.83 | 0 | 2673.47 | 0 | 0 | 0 | 0 | 0 | 0 | 0 | 0
PJM_ROM_2_PJM_E | PJM_ROM | PJM_E | 2015 | B18 | 400 | 0 | 8000 | 4669.03 | 0 | 4669.03 | 0 | 0 | 0 | 0 | 0 | 0 | 0 | 0
PJM_ROM_2_PJM_E | PJM_ROM | PJM_E | 2015 | B19 | 700 | 0 | 8000 | 4035.95 | 0 | 4035.95 | 0 | 0 | 0 | 0 | 0 | 0 | 0 | 0
PJM_ROM_2_PJM_E | PJM_ROM | PJM_E | 2015 | B20 | 935 | 0 | 8000 | 4403.54 | 0 | 4403.54 | 0 | 0 | 0 | 0 | 0 | 0 | 0 | 0
PJM_ROM_2_PJM_E | PJM_ROM | PJM_E | 2020 | B1 | 10 | 0 | 8000 | 3158.2 | 0 | 2328.2 | 0 | 0 | 0 | 0 | 0 | 0 | 0 | 0
PJM_ROM_2_PJM_E | PJM_ROM | PJM_E | 2020 | B2 | 25 | 0 | 8000 | 2289.89 | 0 | 1459.89 | 0 | 0 | 0 | 0 | 0 | 0 | 0 | 0
PJM_ROM_2_PJM_E | PJM_ROM | PJM_E | 2020 | B3 | 75 | 0 | 8000 | 0 | 0 | 0 | 0 | 0 | 0 | 0 | 0 | 0 | 0 | 0
PJM_ROM_2_PJM_E | PJM_ROM | PJM_E | 2020 | B4 | 100 | 0 | 8000 | 0 | 0 | 0 | 0 | 0 | 0 | 0 | 0 | 0 | 0 | 0
PJM_ROM_2_PJM_E | PJM_ROM | PJM_E | 2020 | B5 | 200 | 0 | 8000 | 0 | 0 | 0 | 0 | 0 | 0 | 0 | 0 | 0 | 0 | 0
PJM_ROM_2_PJM_E | PJM_ROM | PJM_E | 2020 | B6 | 300 | 0 | 8000 | 0 | 0 | 0 | 0 | 0 | 0 | 0 | 0 | 0 | 0 | 0
PJM_ROM_2_PJM_E | PJM_ROM | PJM_E | 2020 | B7 | 400 | 0 | 8000 | 0 | 0 | 0 | 0 | 0 | 0 | 0 | 0 | 0 | 0 | 0
PJM_ROM_2_PJM_E | PJM_ROM | PJM_E | 2020 | B8 | 500 | 0 | 8000 | 0 | 0 | 0 | 0 | 0 | 0 | 0 | 0 | 0 | 0 | 0
PJM_ROM_2_PJM_E | PJM_ROM | PJM_E | 2020 | B9 | 800 | 0 | 8000 | 1864.65 | 0 | 1864.65 | 0 | 0 | 0 | 0 | 0 | 0 | 0 | 0
PJM_ROM_2_PJM_E | PJM_ROM | PJM_E | 2020 | B10 | 1262 | 0 | 8000 | 3454.65 | 0 | 3454.65 | 0 | 0 | 0 | 0 | 0 | 0 | 0 | 0
PJM_ROM_2_PJM_E | PJM_ROM | PJM_E | 2020 | B11 | 25 | 0 | 8000 | 0 | 0 | 0 | 0 | 0 | 0 | 0 | 0 | 0 | 0 | 0
PJM_ROM_2_PJM_E | PJM_ROM | PJM_E | 2020 | B12 | 200 | 0 | 8000 | 0 | 0 | 0 | 0 | 0 | 0 | 0 | 0 | 0 | 0 | 0
PJM_ROM_2_PJM_E | PJM_ROM | PJM_E | 2020 | B13 | 600 | 0 | 8000 | 0 | 0 | 0 | 0 | 0 | 0 | 0 | 0 | 0 | 0 | 0
PJM_ROM_2_PJM_E | PJM_ROM | PJM_E | 2020 | B14 | 900 | 0 | 8000 | 0 | 0 | 0 | 0 | 0 | 0 | 0 | 0 | 0 | 0 | 0
PJM_ROM_2_PJM_E | PJM_ROM | PJM_E | 2020 | B15 | 1203 | 0 | 8000 | 77.3 | 0 | 227.28 | 0 | 0 | 0 | 0 | 0 | 0 | 0 | 0
PJM_ROM_2_PJM_E | PJM_ROM | PJM_E | 2020 | B16 | 25 | 0 | 8000 | 451.75 | 0 | 451.75 | 0 | 0 | 0 | 0 | 0 | 0 | 0 | 0
PJM_ROM_2_PJM_E | PJM_ROM | PJM_E | 2020 | B17 | 100 | 0 | 8000 | 0 | 0 | 0 | 0 | 0 | 0 | 0 | 0 | 0 | 0 | 0
PJM_ROM_2_PJM_E | PJM_ROM | PJM_E | 2020 | B18 | 400 | 0 | 8000 | 4398.26 | 0 | 3859.93 | 0 | 0 | 0 | 0 | 0 | 0 | 0 | 0
PJM_ROM_2_PJM_E | PJM_ROM | PJM_E | 2020 | B19 | 700 | 0 | 8000 | 4175.73 | 0 | 4586.56 | 0 | 0 | 0 | 0 | 0 | 0 | 0 | 0
PJM_ROM_2_PJM_E | PJM_ROM | PJM_E | 2020 | B20 | 935 | 0 | 8000 | 3916.98 | 0 | 3916.98 | 0 | 0 | 0 | 0 | 0 | 0 | 0 | 0
PJM_ROM_2_PJM_E | PJM_ROM | PJM_E | 2025 | B1 | 10 | 0 | 8000 | 1017.08 | 0 | 36.76 | 0 | 0 | 0 | 0 | 0 | 0 | 0 | 0
PJM_ROM_2_PJM_E | PJM_ROM | PJM_E | 2025 | B2 | 25 | 0 | 8000 | 488.31 | 0 | 0 | 0 | 0 | 0 | 0 | 0 | 0 | 0 | 0
PJM_ROM_2_PJM_E | PJM_ROM | PJM_E | 2025 | B3 | 75 | 0 | 8000 | 0 | 0 | 0 | 0 | 0 | 0 | 0 | 0 | 0 | 0 | 0
PJM_ROM_2_PJM_E | PJM_ROM | PJM_E | 2025 | B4 | 100 | 0 | 8000 | 0 | 0 | 0 | 0 | 0 | 0 | 0 | 0 | 0 | 0 | 0
PJM_ROM_2_PJM_E | PJM_ROM | PJM_E | 2025 | B5 | 200 | 0 | 8000 | 0 | 0 | 0 | 0 | 0 | 0 | 0 | 0 | 0 | 0 | 0
PJM_ROM_2_PJM_E | PJM_ROM | PJM_E | 2025 | B6 | 300 | 0 | 8000 | 0 | 0 | 0 | 0 | 0 | 0 | 0 | 0 | 0 | 0 | 0
PJM_ROM_2_PJM_E | PJM_ROM | PJM_E | 2025 | B7 | 400 | 0 | 8000 | 0 | 0 | 0 | 0 | 0 | 0 | 0 | 0 | 0 | 0 | 0
PJM_ROM_2_PJM_E | PJM_ROM | PJM_E | 2025 | B8 | 500 | 0 | 8000 | 0 | 0 | 0 | 0 | 0 | 0 | 0 | 0 | 0 | 0 | 0
PJM_ROM_2_PJM_E | PJM_ROM | PJM_E | 2025 | B9 | 800 | 0 | 8000 | 390.27 | 0 | 239.95 | 0 | 0 | 0 | 0 | 0 | 0 | 0 | 0
PJM_ROM_2_PJM_E | PJM_ROM | PJM_E | 2025 | B10 | 1262 | 0 | 8000 | 2201.97 | 0 | 2079.32 | 0 | 0 | 0 | 0 | 0 | 0 | 0 | 0
PJM_ROM_2_PJM_E | PJM_ROM | PJM_E | 2025 | B11 | 25 | 0 | 8000 | 0 | 0 | 0 | 0 | 0 | 0 | 0 | 0 | 0 | 0 | 0
PJM_ROM_2_PJM_E | PJM_ROM | PJM_E | 2025 | B12 | 200 | 0 | 8000 | 0 | 0 | 0 | 0 | 0 | 0 | 0 | 0 | 0 | 0 | 0
PJM_ROM_2_PJM_E | PJM_ROM | PJM_E | 2025 | B13 | 600 | 0 | 8000 | 0 | 0 | 0 | 0 | 0 | 0 | 0 | 0 | 0 | 0 | 0
PJM_ROM_2_PJM_E | PJM_ROM | PJM_E | 2025 | B14 | 900 | 0 | 8000 | 208.86 | 0 | 394.86 | 0 | 0 | 0 | 0 | 0 | 0 | 0 | 0
PJM_ROM_2_PJM_E | PJM_ROM | PJM_E | 2025 | B15 | 1203 | 0 | 8000 | 1655.85 | 0 | 1841.86 | 0 | 0 | 0 | 0 | 0 | 0 | 0 | 0
PJM_ROM_2_PJM_E | PJM_ROM | PJM_E | 2025 | B16 | 25 | 0 | 8000 | 0 | 0 | 0 | 0 | 0 | 0 | 0 | 0 | 0 | 0 | 0
PJM_ROM_2_PJM_E | PJM_ROM | PJM_E | 2025 | B17 | 100 | 0 | 8000 | 0 | 0 | 0 | 0 | 0 | 0 | 0 | 0 | 0 | 0 | 0
PJM_ROM_2_PJM_E | PJM_ROM | PJM_E | 2025 | B18 | 400 | 0 | 8000 | 2524.22 | 0 | 2231.95 | 0 | 0 | 0 | 0 | 0 | 0 | 0 | 0
PJM_ROM_2_PJM_E | PJM_ROM | PJM_E | 2025 | B19 | 700 | 0 | 8000 | 3730.58 | 0 | 3250.91 | 0 | 0 | 0 | 0 | 0 | 0 | 0 | 0
PJM_ROM_2_PJM_E | PJM_ROM | PJM_E | 2025 | B20 | 935 | 0 | 8000 | 1676 | 0 | 1679.41 | 0 | 0 | 0 | 0 | 0 | 0 | 0 | 0
PJM_ROM_2_PJM_E | PJM_ROM | PJM_E | 2030 | B1 | 10 | 0 | 8000 | 0 | 0 | 0 | 0 | 0 | 0 | 0 | 0 | 0 | 0 | 0
PJM_ROM_2_PJM_E | PJM_ROM | PJM_E | 2030 | B2 | 25 | 0 | 8000 | 0 | 0 | 0 | 0 | 0 | 0 | 0 | 0 | 0 | 0 | 0
PJM_ROM_2_PJM_E | PJM_ROM | PJM_E | 2030 | B3 | 75 | 0 | 8000 | 0 | 0 | 0 | 0 | 0 | 0 | 0 | 0 | 0 | 0 | 0
PJM_ROM_2_PJM_E | PJM_ROM | PJM_E | 2030 | B4 | 100 | 0 | 8000 | 0 | 0 | 0 | 0 | 0 | 0 | 0 | 0 | 0 | 0 | 0
PJM_ROM_2_PJM_E | PJM_ROM | PJM_E | 2030 | B5 | 200 | 0 | 8000 | 0 | 0 | 0 | 0 | 0 | 0 | 0 | 0 | 0 | 0 | 0
PJM_ROM_2_PJM_E | PJM_ROM | PJM_E | 2030 | B6 | 300 | 0 | 8000 | 0 | 0 | 0 | 0 | 0 | 0 | 0 | 0 | 0 | 0 | 0
PJM_ROM_2_PJM_E | PJM_ROM | PJM_E | 2030 | B7 | 400 | 0 | 8000 | 0 | 0 | 0 | 0 | 0 | 0 | 0 | 0 | 0 | 0 | 0
PJM_ROM_2_PJM_E | PJM_ROM | PJM_E | 2030 | B8 | 500 | 0 | 8000 | 1250.82 | 0 | 1250.82 | 0 | 0 | 0 | 0 | 0 | 0 | 0 | 0
PJM_ROM_2_PJM_E | PJM_ROM | PJM_E | 2030 | B9 | 800 | 0 | 8000 | 3269.62 | 0 | 3269.62 | 0 | 0 | 0 | 0 | 0 | 0 | 0 | 0
PJM_ROM_2_PJM_E | PJM_ROM | PJM_E | 2030 | B10 | 1262 | 0 | 8000 | 1888.53 | 0 | 1863.36 | 0 | 0 | 0 | 0 | 0 | 0 | 0 | 0
PJM_ROM_2_PJM_E | PJM_ROM | PJM_E | 2030 | B11 | 25 | 0 | 8000 | 0 | 0 | 0 | 0 | 0 | 0 | 0 | 0 | 0 | 0 | 0
PJM_ROM_2_PJM_E | PJM_ROM | PJM_E | 2030 | B12 | 200 | 0 | 8000 | 0 | 0 | 0 | 0 | 0 | 0 | 0 | 0 | 0 | 0 | 0
PJM_ROM_2_PJM_E | PJM_ROM | PJM_E | 2030 | B13 | 600 | 0 | 8000 | 417.66 | 0 | 417.66 | 0 | 0 | 0 | 0 | 0 | 0 | 0 | 0
PJM_ROM_2_PJM_E | PJM_ROM | PJM_E | 2030 | B14 | 900 | 0 | 8000 | 0 | 0 | 0 | 0 | 0 | 0 | 0 | 0 | 0 | 0 | 0
PJM_ROM_2_PJM_E | PJM_ROM | PJM_E | 2030 | B15 | 1203 | 0 | 8000 | 1654.28 | 0 | 1356.83 | 0 | 0 | 0 | 0 | 0 | 0 | 0 | 0
PJM_ROM_2_PJM_E | PJM_ROM | PJM_E | 2030 | B16 | 25 | 0 | 8000 | 1867.48 | 0 | 1052.57 | 0 | 0 | 0 | 0 | 0 | 0 | 0 | 0
PJM_ROM_2_PJM_E | PJM_ROM | PJM_E | 2030 | B17 | 100 | 0 | 8000 | 1751.92 | 0 | 1481.97 | 0 | 0 | 0 | 0 | 0 | 0 | 0 | 0
PJM_ROM_2_PJM_E | PJM_ROM | PJM_E | 2030 | B18 | 400 | 0 | 8000 | 1502.6 | 0 | 1502.6 | 0 | 0 | 0 | 0 | 0 | 0 | 0 | 0
PJM_ROM_2_PJM_E | PJM_ROM | PJM_E | 2030 | B19 | 700 | 0 | 8000 | 2515.76 | 0 | 2515.76 | 0 | 0 | 0 | 0 | 0 | 0 | 0 | 0
PJM_ROM_2_PJM_E | PJM_ROM | PJM_E | 2030 | B20 | 935 | 0 | 8000 | 526.73 | 0 | 540.99 | 0 | 0 | 0 | 0 | 0 | 0 | 0 | 0
PJM_ROM_2_PJM_E | PJM_ROM | PJM_E | 2035 | B1 | 10 | 0 | 8000 | 3175.57 | 0 | 2990.25 | 0 | 0 | 0 | 0 | 0 | 0 | 0 | 0
PJM_ROM_2_PJM_E | PJM_ROM | PJM_E | 2035 | B2 | 25 | 0 | 8000 | 2312.09 | 0 | 2391.76 | 0 | 0 | 0 | 0 | 0 | 0 | 0 | 0
PJM_ROM_2_PJM_E | PJM_ROM | PJM_E | 2035 | B3 | 75 | 0 | 8000 | 0 | 0 | 0 | 0 | 0 | 0 | 0 | 0 | 0 | 0 | 0
PJM_ROM_2_PJM_E | PJM_ROM | PJM_E | 2035 | B4 | 100 | 0 | 8000 | 0 | 0 | 0 | 0 | 0 | 0 | 0 | 0 | 0 | 0 | 0
PJM_ROM_2_PJM_E | PJM_ROM | PJM_E | 2035 | B5 | 200 | 0 | 8000 | 0 | 0 | 0 | 0 | 0 | 0 | 0 | 0 | 0 | 0 | 0
PJM_ROM_2_PJM_E | PJM_ROM | PJM_E | 2035 | B6 | 300 | 0 | 8000 | 0 | 0 | 0 | 0 | 0 | 0 | 0 | 0 | 0 | 0 | 0
PJM_ROM_2_PJM_E | PJM_ROM | PJM_E | 2035 | B7 | 400 | 0 | 8000 | 0 | 0 | 0 | 0 | 0 | 0 | 0 | 0 | 0 | 0 | 0
PJM_ROM_2_PJM_E | PJM_ROM | PJM_E | 2035 | B8 | 500 | 0 | 8000 | 0 | 0 | 0 | 0 | 0 | 0 | 0 | 0 | 0 | 0 | 0
PJM_ROM_2_PJM_E | PJM_ROM | PJM_E | 2035 | B9 | 800 | 0 | 8000 | 2025.93 | 0 | 2019.43 | 0 | 0 | 0 | 0 | 0 | 0 | 0 | 0
PJM_ROM_2_PJM_E | PJM_ROM | PJM_E | 2035 | B10 | 1262 | 0 | 8000 | 1956.9 | 0 | 3191.42 | 0 | 0 | 0 | 0 | 0 | 0 | 0 | 0
PJM_ROM_2_PJM_E | PJM_ROM | PJM_E | 2035 | B11 | 25 | 0 | 8000 | 0 | 0 | 0 | 0 | 0 | 0 | 0 | 0 | 0 | 0 | 0
PJM_ROM_2_PJM_E | PJM_ROM | PJM_E | 2035 | B12 | 200 | 0 | 8000 | 0 | 0 | 0 | 0 | 0 | 0 | 0 | 0 | 0 | 0 | 0
PJM_ROM_2_PJM_E | PJM_ROM | PJM_E | 2035 | B13 | 600 | 0 | 8000 | 0 | 0 | 0 | 0 | 0 | 0 | 0 | 0 | 0 | 0 | 0
PJM_ROM_2_PJM_E | PJM_ROM | PJM_E | 2035 | B14 | 900 | 0 | 8000 | 0 | 0 | 0 | 0 | 0 | 0 | 0 | 0 | 0 | 0 | 0
PJM_ROM_2_PJM_E | PJM_ROM | PJM_E | 2035 | B15 | 1203 | 0 | 8000 | 962.88 | 0 | 621.91 | 0 | 0 | 0 | 0 | 0 | 0 | 0 | 0
PJM_ROM_2_PJM_E | PJM_ROM | PJM_E | 2035 | B16 | 25 | 0 | 8000 | 972.53 | 0 | 642.53 | 0 | 0 | 0 | 0 | 0 | 0 | 0 | 0
PJM_ROM_2_PJM_E | PJM_ROM | PJM_E | 2035 | B17 | 100 | 0 | 8000 | 887.26 | 0 | 882.94 | 0 | 0 | 0 | 0 | 0 | 0 | 0 | 0
PJM_ROM_2_PJM_E | PJM_ROM | PJM_E | 2035 | B18 | 400 | 0 | 8000 | 2917.67 | 0 | 2153.28 | 0 | 0 | 0 | 0 | 0 | 0 | 0 | 0
PJM_ROM_2_PJM_E | PJM_ROM | PJM_E | 2035 | B19 | 700 | 0 | 8000 | 2058.82 | 0 | 2058.82 | 0 | 0 | 0 | 0 | 0 | 0 | 0 | 0
PJM_ROM_2_PJM_E | PJM_ROM | PJM_E | 2035 | B20 | 935 | 0 | 8000 | 3133.85 | 0 | 3133.85 | 0 | 0 | 0 | 0 | 0 | 0 | 0 | 0
PJM_ROM_2_PJM_E | PJM_ROM | PJM_E | 2040 | B1 | 10 | 0 | 8000 | 5033.5 | 0 | 5033.5 | 0 | 0.01 | 0 | 0 | 0 | 0 | 0 | 0
PJM_ROM_2_PJM_E | PJM_ROM | PJM_E | 2040 | B2 | 25 | 0 | 8000 | 4803.05 | 0 | 4294.7 | 0 | 0 | 0 | 0 | 0 | 0 | 0 | 0
PJM_ROM_2_PJM_E | PJM_ROM | PJM_E | 2040 | B3 | 75 | 0 | 8000 | 627.82 | 0 | 627.83 | 0 | 0 | 0 | 0 | 0 | 0 | 0 | 0
PJM_ROM_2_PJM_E | PJM_ROM | PJM_E | 2040 | B4 | 100 | 0 | 8000 | 279.48 | 0 | 0 | 0 | 0 | 0 | 0 | 0 | 0 | 0 | 0
PJM_ROM_2_PJM_E | PJM_ROM | PJM_E | 2040 | B5 | 200 | 0 | 8000 | 784.57 | 0 | 463.71 | 0 | 0 | 0 | 0 | 0 | 0 | 0 | 0
PJM_ROM_2_PJM_E | PJM_ROM | PJM_E | 2040 | B6 | 300 | 0 | 8000 | 293.81 | 0 | 0 | 0 | 0 | 0 | 0 | 0 | 0 | 0 | 0
PJM_ROM_2_PJM_E | PJM_ROM | PJM_E | 2040 | B7 | 400 | 0 | 8000 | 155.07 | 0 | 155.07 | 0 | 0 | 0 | 0 | 0 | 0 | 0 | 0
PJM_ROM_2_PJM_E | PJM_ROM | PJM_E | 2040 | B8 | 500 | 0 | 8000 | 0 | 0 | 0 | 0 | 0 | 0 | 0 | 0 | 0 | 0 | 0
PJM_ROM_2_PJM_E | PJM_ROM | PJM_E | 2040 | B9 | 800 | 0 | 8000 | 525.49 | 0 | 0 | 0 | 0 | 0 | 0 | 0 | 0 | 0 | 0
PJM_ROM_2_PJM_E | PJM_ROM | PJM_E | 2040 | B10 | 1262 | 0 | 8000 | 5645.64 | 0 | 5645.64 | 0 | 0 | 0 | 0 | 0 | 0 | 0 | 0
PJM_ROM_2_PJM_E | PJM_ROM | PJM_E | 2040 | B11 | 25 | 0 | 8000 | 0 | 0 | 0 | 0 | 0 | 0 | 0 | 0 | 0 | 0 | 0
PJM_ROM_2_PJM_E | PJM_ROM | PJM_E | 2040 | B12 | 200 | 0 | 8000 | 0 | 0 | 0 | 0 | 0 | 0 | 0 | 0 | 0 | 0 | 0
PJM_ROM_2_PJM_E | PJM_ROM | PJM_E | 2040 | B13 | 600 | 0 | 8000 | 0 | 0 | 0 | 0 | 0 | 0 | 0 | 0 | 0 | 0 | 0
PJM_ROM_2_PJM_E | PJM_ROM | PJM_E | 2040 | B14 | 900 | 0 | 8000 | 0 | 0 | 0 | 0 | 0 | 0 | 0 | 0 | 0 | 0 | 0
PJM_ROM_2_PJM_E | PJM_ROM | PJM_E | 2040 | B15 | 1203 | 0 | 8000 | 230.27 | 0 | 230.27 | 0 | 0 | 0 | 0 | 0 | 0 | 0 | 0
PJM_ROM_2_PJM_E | PJM_ROM | PJM_E | 2040 | B16 | 25 | 0 | 8000 | 920.66 | 0 | 682.79 | 0 | 0 | 0 | 0 | 0 | 0 | 0 | 0
PJM_ROM_2_PJM_E | PJM_ROM | PJM_E | 2040 | B17 | 100 | 0 | 8000 | 793.25 | 0 | 463.25 | 0 | 0 | 0 | 0 | 0 | 0 | 0 | 0
PJM_ROM_2_PJM_E | PJM_ROM | PJM_E | 2040 | B18 | 400 | 0 | 8000 | 2438.01 | 0 | 2538.86 | 0 | 0 | 0 | 0 | 0 | 0 | 0 | 0
PJM_ROM_2_PJM_E | PJM_ROM | PJM_E | 2040 | B19 | 700 | 0 | 8000 | 3547.46 | 0 | 3547.46 | 0 | 0 | 0 | 0 | 0 | 0 | 0 | 0
PJM_ROM_2_PJM_E | PJM_ROM | PJM_E | 2040 | B20 | 935 | 0 | 8000 | 4481.47 | 0 | 4481.47 | 0 | 0 | 0 | 0 | 0 | 0 | 0 | 0
PJM_ROM_2_PJM_E | PJM_ROM | PJM_E | 2045 | B1 | 10 | 0 | 8000 | 2875.12 | 0 | 2849.64 | 0 | 0.01 | 0 | 0 | 0 | 0 | 0 | 0
PJM_ROM_2_PJM_E | PJM_ROM | PJM_E | 2045 | B2 | 25 | 0 | 8000 | 2598.62 | 0 | 1846.93 | 0 | 0 | 0 | 0 | 0 | 0 | 0 | 0
PJM_ROM_2_PJM_E | PJM_ROM | PJM_E | 2045 | B3 | 75 | 0 | 8000 | 340.5 | 0 | 0 | 0 | 0 | 0 | 0 | 0 | 0 | 0 | 0
PJM_ROM_2_PJM_E | PJM_ROM | PJM_E | 2045 | B4 | 100 | 0 | 8000 | 1996.35 | 0 | 1486.11 | 0 | 0 | 0 | 0 | 0 | 0 | 0 | 0
PJM_ROM_2_PJM_E | PJM_ROM | PJM_E | 2045 | B5 | 200 | 0 | 8000 | 3016.5 | 0 | 2791.44 | 0 | 0 | 0 | 0 | 0 | 0 | 0 | 0
PJM_ROM_2_PJM_E | PJM_ROM | PJM_E | 2045 | B6 | 300 | 0 | 8000 | 2394.82 | 0 | 1734.9 | 0 | 0 | 0 | 0 | 0 | 0 | 0 | 0
PJM_ROM_2_PJM_E | PJM_ROM | PJM_E | 2045 | B7 | 400 | 0 | 8000 | 1575.88 | 0 | 1286.2 | 0 | 0 | 0 | 0 | 0 | 0 | 0 | 0
PJM_ROM_2_PJM_E | PJM_ROM | PJM_E | 2045 | B8 | 500 | 0 | 8000 | 906.97 | 0 | 906.97 | 0 | 0 | 0 | 0 | 0 | 0 | 0 | 0
PJM_ROM_2_PJM_E | PJM_ROM | PJM_E | 2045 | B9 | 800 | 0 | 8000 | 1474.01 | 0 | 870.74 | 0 | 0 | 0 | 0 | 0 | 0 | 0 | 0
PJM_ROM_2_PJM_E | PJM_ROM | PJM_E | 2045 | B10 | 1262 | 0 | 8000 | 3497.39 | 0 | 3535.75 | 0 | 0 | 0 | 0 | 0 | 0 | 0 | 0
PJM_ROM_2_PJM_E | PJM_ROM | PJM_E | 2045 | B11 | 25 | 0 | 8000 | 0 | 0 | 0 | 0 | 0 | 0 | 0 | 0 | 0 | 0 | 0
PJM_ROM_2_PJM_E | PJM_ROM | PJM_E | 2045 | B12 | 200 | 0 | 8000 | 5.34 | 0 | 0 | 0 | 0 | 0 | 0 | 0 | 0 | 0 | 0
PJM_ROM_2_PJM_E | PJM_ROM | PJM_E | 2045 | B13 | 600 | 0 | 8000 | 0 | 0 | 0 | 0 | 0 | 0 | 0 | 0 | 0 | 0 | 0
PJM_ROM_2_PJM_E | PJM_ROM | PJM_E | 2045 | B14 | 900 | 0 | 8000 | 262.72 | 0 | 0 | 0 | 0 | 0 | 0 | 0 | 0 | 0 | 0
PJM_ROM_2_PJM_E | PJM_ROM | PJM_E | 2045 | B15 | 1203 | 0 | 8000 | 1556.29 | 0 | 1556.29 | 0 | 0 | 0 | 0 | 0 | 0 | 0 | 0
PJM_ROM_2_PJM_E | PJM_ROM | PJM_E | 2045 | B16 | 25 | 0 | 8000 | 1693.19 | 0 | 2455.99 | 0 | 0 | 0 | 0 | 0 | 0 | 0 | 0
PJM_ROM_2_PJM_E | PJM_ROM | PJM_E | 2045 | B17 | 100 | 0 | 8000 | 1507.79 | 0 | 2166.83 | 0 | 0 | 0 | 0 | 0 | 0 | 0 | 0
PJM_ROM_2_PJM_E | PJM_ROM | PJM_E | 2045 | B18 | 400 | 0 | 8000 | 1532.82 | 0 | 1976.87 | 0 | 0 | 0 | 0 | 0 | 0 | 0 | 0
PJM_ROM_2_PJM_E | PJM_ROM | PJM_E | 2045 | B19 | 700 | 0 | 8000 | 2891.77 | 0 | 2481.2 | 0 | 0 | 0 | 0 | 0 | 0 | 0 | 0
PJM_ROM_2_PJM_E | PJM_ROM | PJM_E | 2045 | B20 | 935 | 0 | 8000 | 6121.1 | 0 | 6121.1 | 0 | 0 | 0 | 0 | 0 | 0 | 0 | 0
PJM_ROM_2_PJM_E | PJM_ROM | PJM_E | 2050 | B1 | 10 | 0 | 8000 | 5943.38 | 0 | 5935.35 | 0 | 0 | 0 | 0 | 0 | 0 | 0 | 0
PJM_ROM_2_PJM_E | PJM_ROM | PJM_E | 2050 | B2 | 25 | 0 | 8000 | 5400.54 | 0 | 4785.89 | 0 | 0 | 0 | 0 | 0 | 0 | 0 | 0
PJM_ROM_2_PJM_E | PJM_ROM | PJM_E | 2050 | B3 | 75 | 0 | 8000 | 4196.33 | 0 | 3962.03 | 0 | 0 | 0 | 0 | 0 | 0 | 0 | 0
PJM_ROM_2_PJM_E | PJM_ROM | PJM_E | 2050 | B4 | 100 | 0 | 8000 | 5601.49 | 0 | 5470.07 | 0 | 0 | 0 | 0 | 0 | 0 | 0 | 0
PJM_ROM_2_PJM_E | PJM_ROM | PJM_E | 2050 | B5 | 200 | 0 | 8000 | 6836.31 | 0 | 6672.22 | 0 | 0 | 0 | 0 | 0 | 0 | 0 | 0
PJM_ROM_2_PJM_E | PJM_ROM | PJM_E | 2050 | B6 | 300 | 0 | 8000 | 5054.01 | 0 | 4676.87 | 0 | 0 | 0 | 0 | 0 | 0 | 0 | 0
PJM_ROM_2_PJM_E | PJM_ROM | PJM_E | 2050 | B7 | 400 | 0 | 8000 | 4316.88 | 0 | 3906 | 0 | 0 | 0 | 0 | 0 | 0 | 0 | 0
PJM_ROM_2_PJM_E | PJM_ROM | PJM_E | 2050 | B8 | 500 | 0 | 8000 | 4296.64 | 0 | 4296.64 | 0 | 0 | 0 | 0 | 0 | 0 | 0 | 0
PJM_ROM_2_PJM_E | PJM_ROM | PJM_E | 2050 | B9 | 800 | 0 | 8000 | 5596.76 | 0 | 5362.46 | 0 | 0 | 0 | 0 | 0 | 0 | 0 | 0
PJM_ROM_2_PJM_E | PJM_ROM | PJM_E | 2050 | B10 | 1262 | 0 | 8000 | 6553.97 | 0 | 6512.66 | 0 | 0 | 0 | 0 | 0 | 0 | 0 | 0
PJM_ROM_2_PJM_E | PJM_ROM | PJM_E | 2050 | B11 | 25 | 0 | 8000 | 1486.83 | 0 | 1455.02 | 0 | 0 | 0 | 0 | 0 | 0 | 0 | 0
PJM_ROM_2_PJM_E | PJM_ROM | PJM_E | 2050 | B12 | 200 | 0 | 8000 | 2015.13 | 0 | 1698.56 | 0 | 0 | 0 | 0 | 0 | 0 | 0 | 0
PJM_ROM_2_PJM_E | PJM_ROM | PJM_E | 2050 | B13 | 600 | 0 | 8000 | 1969.35 | 0 | 1985.34 | 0 | 0 | 0 | 0 | 0 | 0 | 0 | 0
PJM_ROM_2_PJM_E | PJM_ROM | PJM_E | 2050 | B14 | 900 | 0 | 8000 | 2557.13 | 0 | 2546.47 | 0 | 0 | 0 | 0 | 0 | 0 | 0 | 0
PJM_ROM_2_PJM_E | PJM_ROM | PJM_E | 2050 | B15 | 1203 | 0 | 8000 | 3869.97 | 0 | 3869.97 | 0 | 0 | 0 | 0 | 0 | 0 | 0 | 0
PJM_ROM_2_PJM_E | PJM_ROM | PJM_E | 2050 | B16 | 25 | 0 | 8000 | 4300.34 | 0 | 4426.2 | 0 | 0 | 0 | 0 | 0 | 0 | 0 | 0
PJM_ROM_2_PJM_E | PJM_ROM | PJM_E | 2050 | B17 | 100 | 0 | 8000 | 4158.13 | 0 | 4212.01 | 0 | 0 | 0 | 0 | 0 | 0 | 0 | 0
PJM_ROM_2_PJM_E | PJM_ROM | PJM_E | 2050 | B18 | 400 | 0 | 8000 | 4592.2 | 0 | 4396.4 | 0 | 0 | 0 | 0 | 0 | 0 | 0 | 0
PJM_ROM_2_PJM_E | PJM_ROM | PJM_E | 2050 | B19 | 700 | 0 | 8000 | 5539.73 | 0 | 5343.92 | 0 | 0 | 0 | 0 | 0 | 0 | 0 | 0
PJM_ROM_2_PJM_E | PJM_ROM | PJM_E | 2050 | B20 | 935 | 0 | 8000 | 6521.06 | 0 | 8000 | 0 | 311.43 | 0 | 0 | 0.01187 | 0 | 0 | 0
PJM_ROM_2_PJM_ROR | PJM_ROM | PJM_ROR | 2015 | B1 | 10 | 0 | 8000 | 0 | 0 | 0 | 0 | 0 | 0 | 0 | 0 | 0 | 0 | Infinite
PJM_ROM_2_PJM_ROR | PJM_ROM | PJM_ROR | 2015 | B2 | 25 | 0 | 8000 | 0 | 0 | 0 | 0 | 0 | 0 | 0 | 0 | 0 | 0 | Infinite
PJM_ROM_2_PJM_ROR | PJM_ROM | PJM_ROR | 2015 | B3 | 75 | 0 | 8000 | 0 | 0 | 0 | 0 | 0 | 0 | 0 | 0 | 0 | 0 | Infinite
PJM_ROM_2_PJM_ROR | PJM_ROM | PJM_ROR | 2015 | B4 | 100 | 0 | 8000 | 1973.19 | 0 | 1006.91 | 0 | 0 | 0 | 0 | 0 | 0 | 0 | Infinite
PJM_ROM_2_PJM_ROR | PJM_ROM | PJM_ROR | 2015 | B5 | 200 | 0 | 8000 | 0 | 0 | 0 | 0 | 0 | 0 | 0 | 0 | 0 | 0 | Infinite
PJM_ROM_2_PJM_ROR | PJM_ROM | PJM_ROR | 2015 | B6 | 300 | 0 | 8000 | 0 | 0 | 0 | 0 | 0 | 0 | 0 | 0 | 0 | 0 | Infinite
PJM_ROM_2_PJM_ROR | PJM_ROM | PJM_ROR | 2015 | B7 | 400 | 0 | 8000 | 0 | 0 | 0 | 0 | 0 | 0 | 0 | 0 | 0 | 0 | Infinite
PJM_ROM_2_PJM_ROR | PJM_ROM | PJM_ROR | 2015 | B8 | 500 | 0 | 8000 | 0 | 0 | 0 | 0 | 0 | 0 | 0 | 0 | 0 | 0 | Infinite
PJM_ROM_2_PJM_ROR | PJM_ROM | PJM_ROR | 2015 | B9 | 800 | 0 | 8000 | 0 | 0 | 0 | 0 | 0 | 0 | 0 | 0 | 0 | 0 | Infinite
PJM_ROM_2_PJM_ROR | PJM_ROM | PJM_ROR | 2015 | B10 | 1262 | 0 | 8000 | 0 | 0 | 0 | 0 | 0 | 0 | 0 | 0 | 0 | 0 | Infinite
PJM_ROM_2_PJM_ROR | PJM_ROM | PJM_ROR | 2015 | B11 | 25 | 0 | 8000 | 0 | 0 | 0 | 0 | 0 | 0 | 0 | 0 | 0 | 0 | Infinite
PJM_ROM_2_PJM_ROR | PJM_ROM | PJM_ROR | 2015 | B12 | 200 | 0 | 8000 | 0 | 0 | 0 | 0 | 0 | 0 | 0 | 0 | 0 | 0 | Infinite
PJM_ROM_2_PJM_ROR | PJM_ROM | PJM_ROR | 2015 | B13 | 600 | 0 | 8000 | 0 | 0 | 0 | 0 | 0 | 0 | 0 | 0 | 0 | 0 | Infinite
PJM_ROM_2_PJM_ROR | PJM_ROM | PJM_ROR | 2015 | B14 | 900 | 0 | 8000 | 0 | 0 | 0 | 0 | 0 | 0 | 0 | 0 | 0 | 0 | Infinite
PJM_ROM_2_PJM_ROR | PJM_ROM | PJM_ROR | 2015 | B15 | 1203 | 0 | 8000 | 0 | 0 | 0 | 0 | 0 | 0 | 0 | 0 | 0 | 0 | Infinite
PJM_ROM_2_PJM_ROR | PJM_ROM | PJM_ROR | 2015 | B16 | 25 | 0 | 8000 | 0 | 0 | 0 | 0 | 0 | 0 | 0 | 0 | 0 | 0 | Infinite
PJM_ROM_2_PJM_ROR | PJM_ROM | PJM_ROR | 2015 | B17 | 100 | 0 | 8000 | 0 | 0 | 0 | 0 | 0 | 0 | 0 | 0 | 0 | 0 | Infinite
PJM_ROM_2_PJM_ROR | PJM_ROM | PJM_ROR | 2015 | B18 | 400 | 0 | 8000 | 0 | 0 | 0 | 0 | 0 | 0 | 0 | 0 | 0 | 0 | Infinite
PJM_ROM_2_PJM_ROR | PJM_ROM | PJM_ROR | 2015 | B19 | 700 | 0 | 8000 | 0 | 0 | 0 | 0 | 0 | 0 | 0 | 0 | 0 | 0 | Infinite
PJM_ROM_2_PJM_ROR | PJM_ROM | PJM_ROR | 2015 | B20 | 935 | 0 | 8000 | 0 | 0 | 0 | 0 | 0 | 0 | 0 | 0 | 0 | 0 | Infinite
PJM_ROM_2_PJM_ROR | PJM_ROM | PJM_ROR | 2020 | B1 | 10 | 0 | 8000 | 0 | 0 | 0 | 0 | 0 | 0 | 0 | 0 | 0 | 0 | Infinite
PJM_ROM_2_PJM_ROR | PJM_ROM | PJM_ROR | 2020 | B2 | 25 | 0 | 8000 | 0 | 0 | 0 | 0 | 0 | 0 | 0 | 0 | 0 | 0 | Infinite
PJM_ROM_2_PJM_ROR | PJM_ROM | PJM_ROR | 2020 | B3 | 75 | 0 | 8000 | 760.73 | 0 | 721.34 | 0 | 0 | 0 | 0 | 0 | 0 | 0 | Infinite
PJM_ROM_2_PJM_ROR | PJM_ROM | PJM_ROR | 2020 | B4 | 100 | 0 | 8000 | 3799.54 | 0 | 3595.99 | 0 | 0 | 0 | 0 | 0 | 0 | 0 | Infinite
PJM_ROM_2_PJM_ROR | PJM_ROM | PJM_ROR | 2020 | B5 | 200 | 0 | 8000 | 2737.41 | 0 | 2831.59 | 0 | 0 | 0 | 0 | 0 | 0 | 0 | Infinite
PJM_ROM_2_PJM_ROR | PJM_ROM | PJM_ROR | 2020 | B6 | 300 | 0 | 8000 | 0 | 0 | 157.71 | 0 | 0 | 0 | 0 | 0 | 0 | 0 | Infinite
PJM_ROM_2_PJM_ROR | PJM_ROM | PJM_ROR | 2020 | B7 | 400 | 0 | 8000 | 203.55 | 0 | 0 | 0 | 0 | 0 | 0 | 0 | 0 | 0 | Infinite
PJM_ROM_2_PJM_ROR | PJM_ROM | PJM_ROR | 2020 | B8 | 500 | 0 | 8000 | 0 | 0 | 0 | 0 | 0 | 0 | 0 | 0 | 0 | 0 | Infinite
PJM_ROM_2_PJM_ROR | PJM_ROM | PJM_ROR | 2020 | B9 | 800 | 0 | 8000 | 0 | 0 | 0 | 0 | 0 | 0 | 0 | 0 | 0 | 0 | Infinite
PJM_ROM_2_PJM_ROR | PJM_ROM | PJM_ROR | 2020 | B10 | 1262 | 0 | 8000 | 0 | 0 | 0 | 0 | 0 | 0 | 0 | 0 | 0 | 0 | Infinite
PJM_ROM_2_PJM_ROR | PJM_ROM | PJM_ROR | 2020 | B11 | 25 | 0 | 8000 | 3841.86 | 0 | 5591.08 | 0 | 0 | 0 | 0 | 0 | 0 | 0 | Infinite
PJM_ROM_2_PJM_ROR | PJM_ROM | PJM_ROR | 2020 | B12 | 200 | 0 | 8000 | 2401.54 | 0 | 2868.47 | 0 | 0 | 0 | 0 | 0 | 0 | 0 | Infinite
PJM_ROM_2_PJM_ROR | PJM_ROM | PJM_ROR | 2020 | B13 | 600 | 0 | 8000 | 1433.44 | 0 | 1538.73 | 0 | 0 | 0 | 0 | 0 | 0 | 0 | Infinite
PJM_ROM_2_PJM_ROR | PJM_ROM | PJM_ROR | 2020 | B14 | 900 | 0 | 8000 | 0 | 0 | 0 | 0 | 0 | 0 | 0 | 0 | 0 | 0 | Infinite
PJM_ROM_2_PJM_ROR | PJM_ROM | PJM_ROR | 2020 | B15 | 1203 | 0 | 8000 | 0 | 0 | 0 | 0 | 0 | 0 | 0 | 0 | 0 | 0 | Infinite
PJM_ROM_2_PJM_ROR | PJM_ROM | PJM_ROR | 2020 | B16 | 25 | 0 | 8000 | 0 | 0 | 0 | 0 | 0 | 0 | 0 | 0 | 0 | 0 | Infinite
PJM_ROM_2_PJM_ROR | PJM_ROM | PJM_ROR | 2020 | B17 | 100 | 0 | 8000 | 0 | 0 | 0 | 0 | 0 | 0 | 0 | 0 | 0 | 0 | Infinite
PJM_ROM_2_PJM_ROR | PJM_ROM | PJM_ROR | 2020 | B18 | 400 | 0 | 8000 | 0 | 0 | 0 | 0 | 0 | 0 | 0 | 0 | 0 | 0 | Infinite
PJM_ROM_2_PJM_ROR | PJM_ROM | PJM_ROR | 2020 | B19 | 700 | 0 | 8000 | 0 | 0 | 0 | 0 | 0 | 0 | 0 | 0 | 0 | 0 | Infinite
PJM_ROM_2_PJM_ROR | PJM_ROM | PJM_ROR | 2020 | B20 | 935 | 0 | 8000 | 0 | 0 | 0 | 0 | 0 | 0 | 0 | 0 | 0 | 0 | Infinite
PJM_ROM_2_PJM_ROR | PJM_ROM | PJM_ROR | 2025 | B1 | 10 | 0 | 8000 | 0 | 0 | 0 | 0 | 0 | 0 | 0 | 0 | 0 | 0 | Infinite
PJM_ROM_2_PJM_ROR | PJM_ROM | PJM_ROR | 2025 | B2 | 25 | 0 | 8000 | 0 | 0 | 0 | 0 | 0 | 0 | 0 | 0 | 0 | 0 | Infinite
PJM_ROM_2_PJM_ROR | PJM_ROM | PJM_ROR | 2025 | B3 | 75 | 0 | 8000 | 3836.1 | 0 | 4667.57 | 0 | 0 | 0 | 0 | 0 | 0 | 0 | Infinite
PJM_ROM_2_PJM_ROR | PJM_ROM | PJM_ROR | 2025 | B4 | 100 | 0 | 8000 | 5500.22 | 0 | 5413.38 | 0 | 0 | 0 | 0 | 0 | 0 | 0 | Infinite
PJM_ROM_2_PJM_ROR | PJM_ROM | PJM_ROR | 2025 | B5 | 200 | 0 | 8000 | 4625.4 | 0 | 5080.69 | 0 | 0 | 0 | 0 | 0 | 0 | 0 | Infinite
PJM_ROM_2_PJM_ROR | PJM_ROM | PJM_ROR | 2025 | B6 | 300 | 0 | 8000 | 1152.85 | 0 | 1841.21 | 0 | 0 | 0 | 0 | 0 | 0 | 0 | Infinite
PJM_ROM_2_PJM_ROR | PJM_ROM | PJM_ROR | 2025 | B7 | 400 | 0 | 8000 | 0 | 0 | 0 | 0 | 0 | 0 | 0 | 0 | 0 | 0 | Infinite
PJM_ROM_2_PJM_ROR | PJM_ROM | PJM_ROR | 2025 | B8 | 500 | 0 | 8000 | 0 | 0 | 0 | 0 | 0 | 0 | 0 | 0 | 0 | 0 | Infinite
PJM_ROM_2_PJM_ROR | PJM_ROM | PJM_ROR | 2025 | B9 | 800 | 0 | 8000 | 0 | 0 | 0 | 0 | 0 | 0 | 0 | 0 | 0 | 0 | Infinite
PJM_ROM_2_PJM_ROR | PJM_ROM | PJM_ROR | 2025 | B10 | 1262 | 0 | 8000 | 0 | 0 | 0 | 0 | 0 | 0 | 0 | 0 | 0 | 0 | Infinite
PJM_ROM_2_PJM_ROR | PJM_ROM | PJM_ROR | 2025 | B11 | 25 | 0 | 8000 | 4198.98 | 0 | 5512.98 | 0 | 0 | 0 | 0 | 0 | 0 | 0 | Infinite
PJM_ROM_2_PJM_ROR | PJM_ROM | PJM_ROR | 2025 | B12 | 200 | 0 | 8000 | 772.75 | 0 | 993.81 | 0 | 0 | 0 | 0 | 0 | 0 | 0 | Infinite
PJM_ROM_2_PJM_ROR | PJM_ROM | PJM_ROR | 2025 | B13 | 600 | 0 | 8000 | 0 | 0 | 0 | 0 | 0 | 0 | 0 | 0 | 0 | 0 | Infinite
PJM_ROM_2_PJM_ROR | PJM_ROM | PJM_ROR | 2025 | B14 | 900 | 0 | 8000 | 0 | 0 | 0 | 0 | 0 | 0 | 0 | 0 | 0 | 0 | Infinite
PJM_ROM_2_PJM_ROR | PJM_ROM | PJM_ROR | 2025 | B15 | 1203 | 0 | 8000 | 0 | 0 | 0 | 0 | 0 | 0 | 0 | 0 | 0 | 0 | Infinite
PJM_ROM_2_PJM_ROR | PJM_ROM | PJM_ROR | 2025 | B16 | 25 | 0 | 8000 | 0 | 0 | 0 | 0 | 0 | 0 | 0 | 0 | 0 | 0 | Infinite
PJM_ROM_2_PJM_ROR | PJM_ROM | PJM_ROR | 2025 | B17 | 100 | 0 | 8000 | 0 | 0 | 0 | 0 | 0 | 0 | 0 | 0 | 0 | 0 | Infinite
PJM_ROM_2_PJM_ROR | PJM_ROM | PJM_ROR | 2025 | B18 | 400 | 0 | 8000 | 0 | 0 | 0 | 0 | 0 | 0 | 0 | 0 | 0 | 0 | Infinite
PJM_ROM_2_PJM_ROR | PJM_ROM | PJM_ROR | 2025 | B19 | 700 | 0 | 8000 | 0 | 0 | 0 | 0 | 0 | 0 | 0 | 0 | 0 | 0 | Infinite
PJM_ROM_2_PJM_ROR | PJM_ROM | PJM_ROR | 2025 | B20 | 935 | 0 | 8000 | 0 | 0 | 0 | 0 | 0 | 0 | 0 | 0 | 0 | 0 | Infinite
PJM_ROM_2_PJM_ROR | PJM_ROM | PJM_ROR | 2030 | B1 | 10 | 0 | 8000 | 0 | 0 | 0 | 0 | 0 | 0 | 0 | 0 | 0 | 0 | Infinite
PJM_ROM_2_PJM_ROR | PJM_ROM | PJM_ROR | 2030 | B2 | 25 | 0 | 8000 | 0 | 0 | 0 | 0 | 0 | 0 | 0 | 0 | 0 | 0 | Infinite
PJM_ROM_2_PJM_ROR | PJM_ROM | PJM_ROR | 2030 | B3 | 75 | 0 | 8000 | 4575.4 | 0 | 3288.52 | 0 | 0 | 0 | 0 | 0 | 0 | 0 | Infinite
PJM_ROM_2_PJM_ROR | PJM_ROM | PJM_ROR | 2030 | B4 | 100 | 0 | 8000 | 3847.62 | 0 | 4484.58 | 0 | 0 | 0 | 0 | 0 | 0 | 0 | Infinite
PJM_ROM_2_PJM_ROR | PJM_ROM | PJM_ROR | 2030 | B5 | 200 | 0 | 8000 | 1191.14 | 0 | 762.11 | 0 | 0 | 0 | 0 | 0 | 0 | 0 | Infinite
PJM_ROM_2_PJM_ROR | PJM_ROM | PJM_ROR | 2030 | B6 | 300 | 0 | 8000 | 0 | 0 | 799.23 | 0 | 0 | 0 | 0 | 0 | 0 | 0 | Infinite
PJM_ROM_2_PJM_ROR | PJM_ROM | PJM_ROR | 2030 | B7 | 400 | 0 | 8000 | 0 | 0 | 0 | 0 | 0 | 0 | 0 | 0 | 0 | 0 | Infinite
PJM_ROM_2_PJM_ROR | PJM_ROM | PJM_ROR | 2030 | B8 | 500 | 0 | 8000 | 0 | 0 | 0 | 0 | 0 | 0 | 0 | 0 | 0 | 0 | Infinite
PJM_ROM_2_PJM_ROR | PJM_ROM | PJM_ROR | 2030 | B9 | 800 | 0 | 8000 | 0 | 0 | 0 | 0 | 0 | 0 | 0 | 0 | 0 | 0 | Infinite
PJM_ROM_2_PJM_ROR | PJM_ROM | PJM_ROR | 2030 | B10 | 1262 | 0 | 8000 | 0 | 0 | 0 | 0 | 0 | 0 | 0 | 0 | 0 | 0 | Infinite
PJM_ROM_2_PJM_ROR | PJM_ROM | PJM_ROR | 2030 | B11 | 25 | 0 | 8000 | 0.36 | 0 | 1867.24 | 0 | 0 | 0 | 0 | 0 | 0 | 0 | Infinite
PJM_ROM_2_PJM_ROR | PJM_ROM | PJM_ROR | 2030 | B12 | 200 | 0 | 8000 | 0 | 0 | 0 | 0 | 0 | 0 | 0 | 0 | 0 | 0 | Infinite
PJM_ROM_2_PJM_ROR | PJM_ROM | PJM_ROR | 2030 | B13 | 600 | 0 | 8000 | 0 | 0 | 0 | 0 | 0 | 0 | 0 | 0 | 0 | 0 | Infinite
PJM_ROM_2_PJM_ROR | PJM_ROM | PJM_ROR | 2030 | B14 | 900 | 0 | 8000 | 0 | 0 | 0 | 0 | 0 | 0 | 0 | 0 | 0 | 0 | Infinite
PJM_ROM_2_PJM_ROR | PJM_ROM | PJM_ROR | 2030 | B15 | 1203 | 0 | 8000 | 0 | 0 | 0 | 0 | 0 | 0 | 0 | 0 | 0 | 0 | Infinite
PJM_ROM_2_PJM_ROR | PJM_ROM | PJM_ROR | 2030 | B16 | 25 | 0 | 8000 | 0 | 0 | 0 | 0 | 0 | 0 | 0 | 0 | 0 | 0 | Infinite
PJM_ROM_2_PJM_ROR | PJM_ROM | PJM_ROR | 2030 | B17 | 100 | 0 | 8000 | 0 | 0 | 0 | 0 | 0 | 0 | 0 | 0 | 0 | 0 | Infinite
PJM_ROM_2_PJM_ROR | PJM_ROM | PJM_ROR | 2030 | B18 | 400 | 0 | 8000 | 0 | 0 | 0 | 0 | 0 | 0 | 0 | 0 | 0 | 0 | Infinite
PJM_ROM_2_PJM_ROR | PJM_ROM | PJM_ROR | 2030 | B19 | 700 | 0 | 8000 | 0 | 0 | 0 | 0 | 0 | 0 | 0 | 0 | 0 | 0 | Infinite
PJM_ROM_2_PJM_ROR | PJM_ROM | PJM_ROR | 2030 | B20 | 935 | 0 | 8000 | 0 | 0 | 0 | 0 | 0 | 0 | 0 | 0 | 0 | 0 | Infinite
PJM_ROM_2_PJM_ROR | PJM_ROM | PJM_ROR | 2035 | B1 | 10 | 0 | 8000 | 0 | 0 | 0 | 0 | 0 | 0 | 0 | 0 | 0 | 0 | Infinite
PJM_ROM_2_PJM_ROR | PJM_ROM | PJM_ROR | 2035 | B2 | 25 | 0 | 8000 | 0 | 0 | 0 | 0 | 0 | 0 | 0 | 0 | 0 | 0 | Infinite
PJM_ROM_2_PJM_ROR | PJM_ROM | PJM_ROR | 2035 | B3 | 75 | 0 | 8000 | 1683.93 | 0 | 1683.92 | 0 | 0 | 0 | 0 | 0 | 0 | 0 | Infinite
PJM_ROM_2_PJM_ROR | PJM_ROM | PJM_ROR | 2035 | B4 | 100 | 0 | 8000 | 5030.78 | 0 | 5030.77 | 0 | 0 | 0 | 0 | 0 | 0 | 0 | Infinite
PJM_ROM_2_PJM_ROR | PJM_ROM | PJM_ROR | 2035 | B5 | 200 | 0 | 8000 | 5646.2 | 0 | 5646.19 | 0 | 0 | 0 | 0 | 0 | 0 | 0 | Infinite
PJM_ROM_2_PJM_ROR | PJM_ROM | PJM_ROR | 2035 | B6 | 300 | 0 | 8000 | 288.21 | 0 | 2920.7 | 0 | 0 | 0 | 0 | 0 | 0 | 0 | Infinite
PJM_ROM_2_PJM_ROR | PJM_ROM | PJM_ROR | 2035 | B7 | 400 | 0 | 8000 | 0 | 0 | 0 | 0 | 0 | 0 | 0 | 0 | 0 | 0 | Infinite
PJM_ROM_2_PJM_ROR | PJM_ROM | PJM_ROR | 2035 | B8 | 500 | 0 | 8000 | 0 | 0 | 0 | 0 | 0 | 0 | 0 | 0 | 0 | 0 | Infinite
PJM_ROM_2_PJM_ROR | PJM_ROM | PJM_ROR | 2035 | B9 | 800 | 0 | 8000 | 0 | 0 | 0 | 0 | 0 | 0 | 0 | 0 | 0 | 0 | Infinite
PJM_ROM_2_PJM_ROR | PJM_ROM | PJM_ROR | 2035 | B10 | 1262 | 0 | 8000 | 0 | 0 | 0 | 0 | 0 | 0 | 0 | 0 | 0 | 0 | Infinite
PJM_ROM_2_PJM_ROR | PJM_ROM | PJM_ROR | 2035 | B11 | 25 | 0 | 8000 | 2477.26 | 0 | 3537.76 | 0 | 0 | 0 | 0 | 0 | 0 | 0 | Infinite
PJM_ROM_2_PJM_ROR | PJM_ROM | PJM_ROR | 2035 | B12 | 200 | 0 | 8000 | 0 | 0 | 57.81 | 0 | 0 | 0 | 0 | 0 | 0 | 0 | Infinite
PJM_ROM_2_PJM_ROR | PJM_ROM | PJM_ROR | 2035 | B13 | 600 | 0 | 8000 | 174.68 | 0 | 957.46 | 0 | 0 | 0 | 0 | 0 | 0 | 0 | Infinite
PJM_ROM_2_PJM_ROR | PJM_ROM | PJM_ROR | 2035 | B14 | 900 | 0 | 8000 | 0 | 0 | 0 | 0 | 0 | 0 | 0 | 0 | 0 | 0 | Infinite
PJM_ROM_2_PJM_ROR | PJM_ROM | PJM_ROR | 2035 | B15 | 1203 | 0 | 8000 | 0 | 0 | 0 | 0 | 0 | 0 | 0 | 0 | 0 | 0 | Infinite
PJM_ROM_2_PJM_ROR | PJM_ROM | PJM_ROR | 2035 | B16 | 25 | 0 | 8000 | 0 | 0 | 0 | 0 | 0 | 0 | 0 | 0 | 0 | 0 | Infinite
PJM_ROM_2_PJM_ROR | PJM_ROM | PJM_ROR | 2035 | B17 | 100 | 0 | 8000 | 0 | 0 | 0 | 0 | 0 | 0 | 0 | 0 | 0 | 0 | Infinite
PJM_ROM_2_PJM_ROR | PJM_ROM | PJM_ROR | 2035 | B18 | 400 | 0 | 8000 | 0 | 0 | 0 | 0 | 0 | 0 | 0 | 0 | 0 | 0 | Infinite
PJM_ROM_2_PJM_ROR | PJM_ROM | PJM_ROR | 2035 | B19 | 700 | 0 | 8000 | 0 | 0 | 0 | 0 | 0 | 0 | 0 | 0 | 0 | 0 | Infinite
PJM_ROM_2_PJM_ROR | PJM_ROM | PJM_ROR | 2035 | B20 | 935 | 0 | 8000 | 0 | 0 | 0 | 0 | 0 | 0 | 0 | 0 | 0 | 0 | Infinite
PJM_ROM_2_PJM_ROR | PJM_ROM | PJM_ROR | 2040 | B1 | 10 | 0 | 8000 | 18.72 | 0 | 0 | 0 | 0 | 0 | 0 | 0 | 0 | 0 | Infinite
PJM_ROM_2_PJM_ROR | PJM_ROM | PJM_ROR | 2040 | B2 | 25 | 0 | 8000 | 831.98 | 0 | 1111.49 | 0 | 0 | 0 | 0 | 0 | 0 | 0 | Infinite
PJM_ROM_2_PJM_ROR | PJM_ROM | PJM_ROR | 2040 | B3 | 75 | 0 | 8000 | 7865.8 | 0 | 7241.58 | 0 | 0 | 0 | 0 | 0 | 0 | 0 | Infinite
PJM_ROM_2_PJM_ROR | PJM_ROM | PJM_ROR | 2040 | B4 | 100 | 0 | 8000 | 8000 | 0 | 8000 | 0 | 0 | 11.6445 | 0 | 9.4604 | 0.95057 | 0 | Infinite
PJM_ROM_2_PJM_ROR | PJM_ROM | PJM_ROR | 2040 | B5 | 200 | 0 | 8000 | 8000 | 0 | 8000 | 0 | 0 | 13.0926 | 0 | 13.0926 | 2.1376 | 0 | Infinite
PJM_ROM_2_PJM_ROR | PJM_ROM | PJM_ROR | 2040 | B6 | 300 | 0 | 8000 | 8000 | 0 | 8000 | 0 | 0 | 0.02374 | 0 | 2.3621 | 0.0058139 | 0 | Infinite
PJM_ROM_2_PJM_ROR | PJM_ROM | PJM_ROR | 2040 | B7 | 400 | 0 | 8000 | 5551.39 | 0 | 4927.19 | 0 | 0 | 0 | 0 | 0 | 0 | 0 | Infinite
PJM_ROM_2_PJM_ROR | PJM_ROM | PJM_ROR | 2040 | B8 | 500 | 0 | 8000 | 6826.88 | 0 | 6532.68 | 0 | 0 | 0 | 0 | 0 | 0 | 0 | Infinite
PJM_ROM_2_PJM_ROR | PJM_ROM | PJM_ROR | 2040 | B9 | 800 | 0 | 8000 | 6443.26 | 0 | 6399.64 | 0 | 0 | 0 | 0 | 0 | 0 | 0 | Infinite
PJM_ROM_2_PJM_ROR | PJM_ROM | PJM_ROR | 2040 | B10 | 1262 | 0 | 8000 | 1213.06 | 0 | 0 | 0 | 0 | 0 | 0 | 0 | 0 | 0 | Infinite
PJM_ROM_2_PJM_ROR | PJM_ROM | PJM_ROR | 2040 | B11 | 25 | 0 | 8000 | 8000 | 0 | 8000 | 0 | 0 | 14.8612 | 0 | 9.6266 | 0.30329 | 0 | Infinite
PJM_ROM_2_PJM_ROR | PJM_ROM | PJM_ROR | 2040 | B12 | 200 | 0 | 8000 | 6887.93 | 0 | 6632.5 | 0 | 0 | 0 | 0 | 0 | 0 | 0 | Infinite
PJM_ROM_2_PJM_ROR | PJM_ROM | PJM_ROR | 2040 | B13 | 600 | 0 | 8000 | 8000 | 0 | 8000 | 0 | 0 | 3.1574 | 0 | 1.6855 | 1.5465 | 0 | Infinite
PJM_ROM_2_PJM_ROR | PJM_ROM | PJM_ROR | 2040 | B14 | 900 | 0 | 8000 | 7909.46 | 0 | 8000 | 0 | 0 | 0 | 0 | 0.51041 | 0 | 0 | Infinite
PJM_ROM_2_PJM_ROR | PJM_ROM | PJM_ROR | 2040 | B15 | 1203 | 0 | 8000 | 5946.72 | 0 | 5322.51 | 0 | 0 | 0 | 0 | 0 | 0 | 0 | Infinite
PJM_ROM_2_PJM_ROR | PJM_ROM | PJM_ROR | 2040 | B16 | 25 | 0 | 8000 | 1089.57 | 0 | 735.96 | 0 | 0 | 0 | 0 | 0 | 0 | 0 | Infinite
PJM_ROM_2_PJM_ROR | PJM_ROM | PJM_ROR | 2040 | B17 | 100 | 0 | 8000 | 1909.89 | 0 | 1798.47 | 0 | 0 | 0 | 0 | 0 | 0 | 0 | Infinite
PJM_ROM_2_PJM_ROR | PJM_ROM | PJM_ROR | 2040 | B18 | 400 | 0 | 8000 | 631.61 | 0 | 89.33 | 0 | 0 | 0 | 0 | 0 | 0 | 0 | Infinite
PJM_ROM_2_PJM_ROR | PJM_ROM | PJM_ROR | 2040 | B19 | 700 | 0 | 8000 | 0 | 0 | 0 | 0 | 0 | 0 | 0 | 0 | 0 | 0 | Infinite
PJM_ROM_2_PJM_ROR | PJM_ROM | PJM_ROR | 2040 | B20 | 935 | 0 | 8000 | 0 | 0 | 0 | 0 | 0 | 0 | 0 | 0 | 0 | 0 | Infinite
PJM_ROM_2_PJM_ROR | PJM_ROM | PJM_ROR | 2045 | B1 | 10 | 0 | 8000 | 4326.72 | 0 | 3774.32 | 0 | 0 | 0 | 0 | 0 | 0 | 0 | Infinite
PJM_ROM_2_PJM_ROR | PJM_ROM | PJM_ROR | 2045 | B2 | 25 | 0 | 8000 | 5205.69 | 0 | 5907.71 | 0 | 0 | 0 | 0 | 0 | 0 | 0 | Infinite
PJM_ROM_2_PJM_ROR | PJM_ROM | PJM_ROR | 2045 | B3 | 75 | 0 | 8000 | 8000 | 0 | 8000 | 0 | 0 | 15.1224 | 0 | 13.7099 | 0.37806 | 0 | Infinite
PJM_ROM_2_PJM_ROR | PJM_ROM | PJM_ROR | 2045 | B4 | 100 | 0 | 8000 | 8000 | 0 | 8000 | 0 | 0 | 16.3212 | 0 | 14.6951 | 0.54404 | 0 | Infinite
PJM_ROM_2_PJM_ROR | PJM_ROM | PJM_ROR | 2045 | B5 | 200 | 0 | 8000 | 8000 | 0 | 8000 | 0 | 0 | 18.0899 | 0 | 17.627 | 1.206 | 0 | Infinite
PJM_ROM_2_PJM_ROR | PJM_ROM | PJM_ROR | 2045 | B6 | 300 | 0 | 8000 | 8000 | 0 | 8000 | 0 | 0 | 9.7334 | 0 | 10.9441 | 0.97334 | 0 | Infinite
PJM_ROM_2_PJM_ROR | PJM_ROM | PJM_ROR | 2045 | B7 | 400 | 0 | 8000 | 6580.83 | 0 | 7432.4 | 0 | 0 | 0 | 0 | 0 | 0 | 0 | Infinite
PJM_ROM_2_PJM_ROR | PJM_ROM | PJM_ROR | 2045 | B8 | 500 | 0 | 8000 | 7984.28 | 0 | 7381.01 | 0 | 0 | 0 | 0 | 0 | 0 | 0 | Infinite
PJM_ROM_2_PJM_ROR | PJM_ROM | PJM_ROR | 2045 | B9 | 800 | 0 | 8000 | 8000 | 0 | 8000 | 0 | 0 | 0.13057 | 0 | 0.13057 | 0.034819 | 0 | Infinite
PJM_ROM_2_PJM_ROR | PJM_ROM | PJM_ROR | 2045 | B10 | 1262 | 0 | 8000 | 5984.7 | 0 | 4965.02 | 0 | 0 | 0 | 0 | 0 | 0 | 0 | Infinite
PJM_ROM_2_PJM_ROR | PJM_ROM | PJM_ROR | 2045 | B11 | 25 | 0 | 8000 | 8000 | 0 | 8000 | 0 | 0 | 25.7342 | 0 | 23.1465 | 0.21445 | 0 | Infinite
PJM_ROM_2_PJM_ROR | PJM_ROM | PJM_ROR | 2045 | B12 | 200 | 0 | 8000 | 7624.22 | 0 | 8000 | 0 | 0 | 0 | 0 | 0.67659 | 0 | 0 | Infinite
PJM_ROM_2_PJM_ROR | PJM_ROM | PJM_ROR | 2045 | B13 | 600 | 0 | 8000 | 8000 | 0 | 8000 | 0 | 0 | 7.0745 | 0 | 6.1249 | 1.4149 | 0 | Infinite
PJM_ROM_2_PJM_ROR | PJM_ROM | PJM_ROR | 2045 | B14 | 900 | 0 | 8000 | 8000 | 0 | 8000 | 0 | 0 | 4.9854 | 0 | 4.0358 | 1.4956 | 0 | Infinite
PJM_ROM_2_PJM_ROR | PJM_ROM | PJM_ROR | 2045 | B15 | 1203 | 0 | 8000 | 7889.13 | 0 | 7610.8 | 0 | 0 | 0 | 0 | 0 | 0 | 0 | Infinite
PJM_ROM_2_PJM_ROR | PJM_ROM | PJM_ROR | 2045 | B16 | 25 | 0 | 8000 | 2230.25 | 0 | 980.61 | 0 | 0 | 0 | 0 | 0 | 0 | 0 | Infinite
PJM_ROM_2_PJM_ROR | PJM_ROM | PJM_ROR | 2045 | B17 | 100 | 0 | 8000 | 2971.77 | 0 | 2151.89 | 0 | 0 | 0 | 0 | 0 | 0 | 0 | Infinite
PJM_ROM_2_PJM_ROR | PJM_ROM | PJM_ROR | 2045 | B18 | 400 | 0 | 8000 | 3991.2 | 0 | 3386.3 | 0 | 0 | 0 | 0 | 0 | 0 | 0 | Infinite
PJM_ROM_2_PJM_ROR | PJM_ROM | PJM_ROR | 2045 | B19 | 700 | 0 | 8000 | 2400.76 | 0 | 2650.49 | 0 | 0 | 0 | 0 | 0 | 0 | 0 | Infinite
PJM_ROM_2_PJM_ROR | PJM_ROM | PJM_ROR | 2045 | B20 | 935 | 0 | 8000 | 0 | 0 | 0 | 0 | 0 | 0 | 0 | 0 | 0 | 0 | Infinite
PJM_ROM_2_PJM_ROR | PJM_ROM | PJM_ROR | 2050 | B1 | 10 | 0 | 8000 | 5032.68 | 0 | 4814.28 | 0 | 0 | 0 | 0 | 0 | 0 | 0 | Infinite
PJM_ROM_2_PJM_ROR | PJM_ROM | PJM_ROR | 2050 | B2 | 25 | 0 | 8000 | 6388.57 | 0 | 6972.12 | 0 | 0 | 0 | 0 | 0 | 0 | 0 | Infinite
PJM_ROM_2_PJM_ROR | PJM_ROM | PJM_ROR | 2050 | B3 | 75 | 0 | 8000 | 8000 | 0 | 8000 | 0 | 0 | 17.2946 | 0 | 17.2946 | 0.21745 | 0 | Infinite
PJM_ROM_2_PJM_ROR | PJM_ROM | PJM_ROR | 2050 | B4 | 100 | 0 | 8000 | 8000 | 0 | 8000 | 0 | 0 | 18.4816 | 0 | 17.9712 | 0.30983 | 0 | Infinite
PJM_ROM_2_PJM_ROR | PJM_ROM | PJM_ROR | 2050 | B5 | 200 | 0 | 8000 | 8000 | 0 | 8000 | 0 | 0 | 20.1671 | 0 | 19.9653 | 0.67618 | 0 | Infinite
PJM_ROM_2_PJM_ROR | PJM_ROM | PJM_ROR | 2050 | B6 | 300 | 0 | 8000 | 8000 | 0 | 8000 | 0 | 0 | 11.1578 | 0 | 14.6476 | 0.56116 | 0 | Infinite
PJM_ROM_2_PJM_ROR | PJM_ROM | PJM_ROR | 2050 | B7 | 400 | 0 | 8000 | 7902.78 | 0 | 8000 | 0 | 0 | 0 | 0 | 2.1722 | 0 | 0 | Infinite
PJM_ROM_2_PJM_ROR | PJM_ROM | PJM_ROR | 2050 | B8 | 500 | 0 | 8000 | 8000 | 0 | 8000 | 0 | 0 | 5.84 | 0 | 5.84 | 0.48953 | 0 | Infinite
PJM_ROM_2_PJM_ROR | PJM_ROM | PJM_ROR | 2050 | B9 | 800 | 0 | 8000 | 8000 | 0 | 8000 | 0 | 0 | 3.5966 | 0 | 3.4779 | 0.48236 | 0 | Infinite
PJM_ROM_2_PJM_ROR | PJM_ROM | PJM_ROR | 2050 | B10 | 1262 | 0 | 8000 | 8000 | 0 | 8000 | 0 | 0 | 3.6204 | 0 | 3.0031 | 0.76595 | 0 | Infinite
PJM_ROM_2_PJM_ROR | PJM_ROM | PJM_ROR | 2050 | B11 | 25 | 0 | 8000 | 8000 | 0 | 8000 | 0 | 0 | 22.3868 | 0 | 23.7281 | 0.093826 | 0 | Infinite
PJM_ROM_2_PJM_ROR | PJM_ROM | PJM_ROR | 2050 | B12 | 200 | 0 | 8000 | 7933 | 0 | 8000 | 0 | 0 | 0 | 0 | 3.0269 | 0 | 0 | Infinite
PJM_ROM_2_PJM_ROR | PJM_ROM | PJM_ROR | 2050 | B13 | 600 | 0 | 8000 | 8000 | 0 | 8000 | 0 | 0 | 6.9083 | 0 | 5.5433 | 0.69489 | 0 | Infinite
PJM_ROM_2_PJM_ROR | PJM_ROM | PJM_ROR | 2050 | B14 | 900 | 0 | 8000 | 8000 | 0 | 8000 | 0 | 0 | 5.389 | 0 | 4.6293 | 0.81309 | 0 | Infinite
PJM_ROM_2_PJM_ROR | PJM_ROM | PJM_ROR | 2050 | B15 | 1203 | 0 | 8000 | 8000 | 0 | 8000 | 0 | 0 | 5.8994 | 0 | 5.1753 | 1.1898 | 0 | Infinite
PJM_ROM_2_PJM_ROR | PJM_ROM | PJM_ROR | 2050 | B16 | 25 | 0 | 8000 | 6018.8 | 0 | 5317.57 | 0 | 0 | 0 | 0 | 0 | 0 | 0 | Infinite
PJM_ROM_2_PJM_ROR | PJM_ROM | PJM_ROR | 2050 | B17 | 100 | 0 | 8000 | 5753.23 | 0 | 4966.05 | 0 | 0 | 0 | 0 | 0 | 0 | 0 | Infinite
PJM_ROM_2_PJM_ROR | PJM_ROM | PJM_ROR | 2050 | B18 | 400 | 0 | 8000 | 6074.14 | 0 | 5786.65 | 0 | 0 | 0 | 0 | 0 | 0 | 0 | Infinite
PJM_ROM_2_PJM_ROR | PJM_ROM | PJM_ROR | 2050 | B19 | 700 | 0 | 8000 | 4951.11 | 0 | 4663.61 | 0 | 0 | 0 | 0 | 0 | 0 | 0 | Infinite
PJM_ROM_2_PJM_ROR | PJM_ROM | PJM_ROR | 2050 | B20 | 935 | 0 | 8000 | 2376.42 | 0 | 105.43 | 0 | 0 | 0 | 0 | 0 | 0 | 0 | Infinite
PJM_ROR_2_MISO_IN | PJM_ROR | MISO_IN | 2015 | B1 | 10 | 0 | 909 | 0 | 0 | 0 | 0 | 0 | 0 | 0 | 0 | 0 | 0 | Infinite
PJM_ROR_2_MISO_IN | PJM_ROR | MISO_IN | 2015 | B2 | 25 | 0 | 909 | 0 | 0 | 0 | 0 | 0 | 0 | 0 | 0 | 0 | 0 | Infinite
PJM_ROR_2_MISO_IN | PJM_ROR | MISO_IN | 2015 | B3 | 75 | 0 | 909 | 0 | 0 | 0 | 0 | 0 | 0 | 0 | 0 | 0 | 0 | Infinite
PJM_ROR_2_MISO_IN | PJM_ROR | MISO_IN | 2015 | B4 | 100 | 0 | 909 | 0 | 0 | 0 | 0 | 0 | 0 | 0 | 0 | 0 | 0 | Infinite
PJM_ROR_2_MISO_IN | PJM_ROR | MISO_IN | 2015 | B5 | 200 | 0 | 909 | 0 | 0 | 0 | 0 | 0 | 0 | 0 | 0 | 0 | 0 | Infinite
PJM_ROR_2_MISO_IN | PJM_ROR | MISO_IN | 2015 | B6 | 300 | 0 | 909 | 0 | 0 | 0 | 0 | 0 | 0 | 0 | 0 | 0 | 0 | Infinite
PJM_ROR_2_MISO_IN | PJM_ROR | MISO_IN | 2015 | B7 | 400 | 0 | 909 | 0 | 0 | 0 | 0 | 0 | 0 | 0 | 0 | 0 | 0 | Infinite
PJM_ROR_2_MISO_IN | PJM_ROR | MISO_IN | 2015 | B8 | 500 | 0 | 909 | 0 | 0 | 0 | 0 | 0 | 0 | 0 | 0 | 0 | 0 | Infinite
PJM_ROR_2_MISO_IN | PJM_ROR | MISO_IN | 2015 | B9 | 800 | 0 | 909 | 0 | 0 | 0 | 0 | 0 | 0 | 0 | 0 | 0 | 0 | Infinite
PJM_ROR_2_MISO_IN | PJM_ROR | MISO_IN | 2015 | B10 | 1262 | 0 | 909 | 0 | 0 | 0 | 0 | 0 | 0 | 0 | 0 | 0 | 0 | Infinite
PJM_ROR_2_MISO_IN | PJM_ROR | MISO_IN | 2015 | B11 | 25 | 0 | 909 | 0 | 0 | 0 | 0 | 0 | 0 | 0 | 0 | 0 | 0 | Infinite
PJM_ROR_2_MISO_IN | PJM_ROR | MISO_IN | 2015 | B12 | 200 | 0 | 909 | 0 | 0 | 0 | 0 | 0 | 0 | 0 | 0 | 0 | 0 | Infinite
PJM_ROR_2_MISO_IN | PJM_ROR | MISO_IN | 2015 | B13 | 600 | 0 | 909 | 0 | 0 | 0 | 0 | 0 | 0 | 0 | 0 | 0 | 0 | Infinite
PJM_ROR_2_MISO_IN | PJM_ROR | MISO_IN | 2015 | B14 | 900 | 0 | 909 | 0 | 0 | 0 | 0 | 0 | 0 | 0 | 0 | 0 | 0 | Infinite
PJM_ROR_2_MISO_IN | PJM_ROR | MISO_IN | 2015 | B15 | 1203 | 0 | 909 | 0 | 0 | 0 | 0 | 0 | 0 | 0 | 0 | 0 | 0 | Infinite
PJM_ROR_2_MISO_IN | PJM_ROR | MISO_IN | 2015 | B16 | 25 | 0 | 909 | 0 | 0 | 0 | 0 | 0 | 0 | 0 | 0 | 0 | 0 | Infinite
PJM_ROR_2_MISO_IN | PJM_ROR | MISO_IN | 2015 | B17 | 100 | 0 | 909 | 0 | 0 | 0 | 0 | 0 | 0 | 0 | 0 | 0 | 0 | Infinite
PJM_ROR_2_MISO_IN | PJM_ROR | MISO_IN | 2015 | B18 | 400 | 0 | 909 | 0 | 0 | 0 | 0 | 0 | 0 | 0 | 0 | 0 | 0 | Infinite
PJM_ROR_2_MISO_IN | PJM_ROR | MISO_IN | 2015 | B19 | 700 | 0 | 909 | 0 | 0 | 0 | 0 | 0 | 0 | 0 | 0 | 0 | 0 | Infinite
PJM_ROR_2_MISO_IN | PJM_ROR | MISO_IN | 2015 | B20 | 935 | 0 | 909 | 0 | 0 | 0 | 0 | 0 | 0 | 0 | 0 | 0 | 0 | Infinite
PJM_ROR_2_MISO_IN | PJM_ROR | MISO_IN | 2020 | B1 | 10 | 0 | 909 | 0 | 0 | 0 | 0 | 0 | 0 | 0 | 0 | 0 | 0 | Infinite
PJM_ROR_2_MISO_IN | PJM_ROR | MISO_IN | 2020 | B2 | 25 | 0 | 909 | 0 | 0 | 0 | 0 | 0 | 0 | 0 | 0 | 0 | 0 | Infinite
PJM_ROR_2_MISO_IN | PJM_ROR | MISO_IN | 2020 | B3 | 75 | 0 | 909 | 0 | 0 | 0 | 0 | 0 | 0 | 0 | 0 | 0 | 0 | Infinite
PJM_ROR_2_MISO_IN | PJM_ROR | MISO_IN | 2020 | B4 | 100 | 0 | 909 | 0 | 0 | 0 | 0 | 0 | 0 | 0 | 0 | 0 | 0 | Infinite
PJM_ROR_2_MISO_IN | PJM_ROR | MISO_IN | 2020 | B5 | 200 | 0 | 909 | 0 | 0 | 577.24 | 0 | 0 | 0 | 0 | 0 | 0 | 0 | Infinite
PJM_ROR_2_MISO_IN | PJM_ROR | MISO_IN | 2020 | B6 | 300 | 0 | 909 | 0 | 0 | 0 | 0 | 0 | 0 | 0 | 0 | 0 | 0 | Infinite
PJM_ROR_2_MISO_IN | PJM_ROR | MISO_IN | 2020 | B7 | 400 | 0 | 909 | 0 | 0 | 0 | 0 | 0 | 0 | 0 | 0 | 0 | 0 | Infinite
PJM_ROR_2_MISO_IN | PJM_ROR | MISO_IN | 2020 | B8 | 500 | 0 | 909 | 0 | 0 | 0 | 0 | 0 | 0 | 0 | 0 | 0 | 0 | Infinite
PJM_ROR_2_MISO_IN | PJM_ROR | MISO_IN | 2020 | B9 | 800 | 0 | 909 | 0 | 0 | 0 | 0 | 0 | 0 | 0 | 0 | 0 | 0 | Infinite
PJM_ROR_2_MISO_IN | PJM_ROR | MISO_IN | 2020 | B10 | 1262 | 0 | 909 | 0 | 0 | 0 | 0 | 0 | 0 | 0 | 0 | 0 | 0 | Infinite
PJM_ROR_2_MISO_IN | PJM_ROR | MISO_IN | 2020 | B11 | 25 | 0 | 909 | 249.43 | 0 | 909 | 0 | 0 | 0 | 0 | 0.01187 | 0 | 0 | Infinite
PJM_ROR_2_MISO_IN | PJM_ROR | MISO_IN | 2020 | B12 | 200 | 0 | 909 | 0 | 0 | 0 | 0 | 0 | 0 | 0 | 0 | 0 | 0 | Infinite
PJM_ROR_2_MISO_IN | PJM_ROR | MISO_IN | 2020 | B13 | 600 | 0 | 909 | 0 | 0 | 0 | 0 | 0 | 0 | 0 | 0 | 0 | 0 | Infinite
PJM_ROR_2_MISO_IN | PJM_ROR | MISO_IN | 2020 | B14 | 900 | 0 | 909 | 0 | 0 | 0 | 0 | 0 | 0 | 0 | 0 | 0 | 0 | Infinite
PJM_ROR_2_MISO_IN | PJM_ROR | MISO_IN | 2020 | B15 | 1203 | 0 | 909 | 0 | 0 | 0 | 0 | 0 | 0 | 0 | 0 | 0 | 0 | Infinite
PJM_ROR_2_MISO_IN | PJM_ROR | MISO_IN | 2020 | B16 | 25 | 0 | 909 | 0 | 0 | 178.78 | 0 | 0 | 0 | 0 | 0 | 0 | 0 | Infinite
PJM_ROR_2_MISO_IN | PJM_ROR | MISO_IN | 2020 | B17 | 100 | 0 | 909 | 0 | 0 | 0 | 0 | 0 | 0 | 0 | 0 | 0 | 0 | Infinite
PJM_ROR_2_MISO_IN | PJM_ROR | MISO_IN | 2020 | B18 | 400 | 0 | 909 | 0 | 0 | 0 | 0 | 0 | 0 | 0 | 0 | 0 | 0 | Infinite
PJM_ROR_2_MISO_IN | PJM_ROR | MISO_IN | 2020 | B19 | 700 | 0 | 909 | 0 | 0 | 0 | 0 | 0 | 0 | 0 | 0 | 0 | 0 | Infinite
PJM_ROR_2_MISO_IN | PJM_ROR | MISO_IN | 2020 | B20 | 935 | 0 | 909 | 0 | 0 | 0 | 0 | 0 | 0 | 0 | 0 | 0 | 0 | Infinite
PJM_ROR_2_MISO_IN | PJM_ROR | MISO_IN | 2025 | B1 | 10 | 0 | 909 | 0 | 0 | 0 | 0 | 0 | 0 | 0 | 0 | 0 | 0 | Infinite
PJM_ROR_2_MISO_IN | PJM_ROR | MISO_IN | 2025 | B2 | 25 | 0 | 909 | 909 | 0 | 909 | 0 | 0 | 0.01187 | 0 | 0.01187 | 0.0039567 | 0 | Infinite
PJM_ROR_2_MISO_IN | PJM_ROR | MISO_IN | 2025 | B3 | 75 | 0 | 909 | 0 | 0 | 0 | 0 | 0 | 0 | 0 | 0 | 0 | 0 | Infinite
PJM_ROR_2_MISO_IN | PJM_ROR | MISO_IN | 2025 | B4 | 100 | 0 | 909 | 0 | 0 | 62.41 | 0 | 0 | 0 | 0 | 0 | 0 | 0 | Infinite
PJM_ROR_2_MISO_IN | PJM_ROR | MISO_IN | 2025 | B5 | 200 | 0 | 909 | 731.08 | 0 | 909 | 0 | 0 | 0 | 0 | 0.03561 | 0 | 0 | Infinite
PJM_ROR_2_MISO_IN | PJM_ROR | MISO_IN | 2025 | B6 | 300 | 0 | 909 | 293.27 | 0 | 741.35 | 0 | 0 | 0 | 0 | 0 | 0 | 0 | Infinite
PJM_ROR_2_MISO_IN | PJM_ROR | MISO_IN | 2025 | B7 | 400 | 0 | 909 | 0 | 0 | 0 | 0 | 0 | 0 | 0 | 0 | 0 | 0 | Infinite
PJM_ROR_2_MISO_IN | PJM_ROR | MISO_IN | 2025 | B8 | 500 | 0 | 909 | 0 | 0 | 0 | 0 | 0 | 0 | 0 | 0 | 0 | 0 | Infinite
PJM_ROR_2_MISO_IN | PJM_ROR | MISO_IN | 2025 | B9 | 800 | 0 | 909 | 0 | 0 | 0 | 0 | 0 | 0 | 0 | 0 | 0 | 0 | Infinite
PJM_ROR_2_MISO_IN | PJM_ROR | MISO_IN | 2025 | B10 | 1262 | 0 | 909 | 0 | 0 | 573.34 | 0 | 0 | 0 | 0 | 0 | 0 | 0 | Infinite
PJM_ROR_2_MISO_IN | PJM_ROR | MISO_IN | 2025 | B11 | 25 | 0 | 909 | 909 | 0 | 909 | 0 | 0 | 1.5668 | 0 | 1.3294 | 0.52228 | 0 | Infinite
PJM_ROR_2_MISO_IN | PJM_ROR | MISO_IN | 2025 | B12 | 200 | 0 | 909 | 0 | 0 | 0 | 0 | 0 | 0 | 0 | 0 | 0 | 0 | Infinite
PJM_ROR_2_MISO_IN | PJM_ROR | MISO_IN | 2025 | B13 | 600 | 0 | 909 | 0 | 0 | 0 | 0 | 0 | 0 | 0 | 0 | 0 | 0 | Infinite
PJM_ROR_2_MISO_IN | PJM_ROR | MISO_IN | 2025 | B14 | 900 | 0 | 909 | 0 | 0 | 0 | 0 | 0 | 0 | 0 | 0 | 0 | 0 | Infinite
PJM_ROR_2_MISO_IN | PJM_ROR | MISO_IN | 2025 | B15 | 1203 | 0 | 909 | 0 | 0 | 67.21 | 0 | 0 | 0 | 0 | 0 | 0 | 0 | Infinite
PJM_ROR_2_MISO_IN | PJM_ROR | MISO_IN | 2025 | B16 | 25 | 0 | 909 | 909 | 0 | 909 | 0 | 0 | 0.02374 | 0 | 0.07122 | 0.0079133 | 0 | Infinite
PJM_ROR_2_MISO_IN | PJM_ROR | MISO_IN | 2025 | B17 | 100 | 0 | 909 | 0 | 0 | 0 | 0 | 0 | 0 | 0 | 0 | 0 | 0 | Infinite
PJM_ROR_2_MISO_IN | PJM_ROR | MISO_IN | 2025 | B18 | 400 | 0 | 909 | 0 | 0 | 0 | 0 | 0 | 0 | 0 | 0 | 0 | 0 | Infinite
PJM_ROR_2_MISO_IN | PJM_ROR | MISO_IN | 2025 | B19 | 700 | 0 | 909 | 0 | 0 | 0 | 0 | 0 | 0 | 0 | 0 | 0 | 0 | Infinite
PJM_ROR_2_MISO_IN | PJM_ROR | MISO_IN | 2025 | B20 | 935 | 0 | 909 | 171.91 | 0 | 628.92 | 0 | 0 | 0 | 0 | 0 | 0 | 0 | Infinite
PJM_ROR_2_MISO_IN | PJM_ROR | MISO_IN | 2030 | B1 | 10 | 0 | 909 | 909 | 0 | 0 | 0 | 0 | 1.092 | 0 | 0 | 0.0024485 | 0 | Infinite
PJM_ROR_2_MISO_IN | PJM_ROR | MISO_IN | 2030 | B2 | 25 | 0 | 909 | 909 | 0 | 0 | 0 | 0 | 0.96147 | 0 | 0 | 0.0053894 | 0 | Infinite
PJM_ROR_2_MISO_IN | PJM_ROR | MISO_IN | 2030 | B3 | 75 | 0 | 909 | 909 | 0 | 909 | 0 | 0 | 0.01187 | 0 | 0.01187 | 0.00019961 | 0 | Infinite
PJM_ROR_2_MISO_IN | PJM_ROR | MISO_IN | 2030 | B4 | 100 | 0 | 909 | 909 | 0 | 909 | 0 | 0 | 6.0418 | 0 | 2.3621 | 0.13547 | 0 | Infinite
PJM_ROR_2_MISO_IN | PJM_ROR | MISO_IN | 2030 | B5 | 200 | 0 | 909 | 909 | 0 | 909 | 0 | 0 | 4.9973 | 0 | 0.22553 | 0.22409 | 0 | Infinite
PJM_ROR_2_MISO_IN | PJM_ROR | MISO_IN | 2030 | B6 | 300 | 0 | 909 | 909 | 0 | 909 | 0 | 0 | 0.15431 | 0 | 0.20179 | 0.01038 | 0 | Infinite
PJM_ROR_2_MISO_IN | PJM_ROR | MISO_IN | 2030 | B7 | 400 | 0 | 909 | 0 | 0 | 15.07 | 0 | 0 | 0 | 0 | 0 | 0 | 0 | Infinite
PJM_ROR_2_MISO_IN | PJM_ROR | MISO_IN | 2030 | B8 | 500 | 0 | 909 | 0 | 0 | 0 | 0 | 0 | 0 | 0 | 0 | 0 | 0 | Infinite
PJM_ROR_2_MISO_IN | PJM_ROR | MISO_IN | 2030 | B9 | 800 | 0 | 909 | 0 | 0 | 0 | 0 | 0 | 0 | 0 | 0 | 0 | 0 | Infinite
PJM_ROR_2_MISO_IN | PJM_ROR | MISO_IN | 2030 | B10 | 1262 | 0 | 909 | 909 | 0 | 909 | 0 | 0 | 0.87838 | 0 | 0.28488 | 0.24855 | 0 | Infinite
PJM_ROR_2_MISO_IN | PJM_ROR | MISO_IN | 2030 | B11 | 25 | 0 | 909 | 909 | 0 | 909 | 0 | 0 | 6.6235 | 0 | 5.7807 | 0.037127 | 0 | Infinite
PJM_ROR_2_MISO_IN | PJM_ROR | MISO_IN | 2030 | B12 | 200 | 0 | 909 | 909 | 0 | 909 | 0 | 0 | 4.9973 | 0 | 0.01187 | 0.22409 | 0 | Infinite
PJM_ROR_2_MISO_IN | PJM_ROR | MISO_IN | 2030 | B13 | 600 | 0 | 909 | 905.38 | 0 | 805.99 | 0 | 0 | 0 | 0 | 0 | 0 | 0 | Infinite
PJM_ROR_2_MISO_IN | PJM_ROR | MISO_IN | 2030 | B14 | 900 | 0 | 909 | 0 | 0 | 0 | 0 | 0 | 0 | 0 | 0 | 0 | 0 | Infinite
PJM_ROR_2_MISO_IN | PJM_ROR | MISO_IN | 2030 | B15 | 1203 | 0 | 909 | 909 | 0 | 909 | 0 | 0 | 0.73594 | 0 | 0.78342 | 0.19851 | 0 | Infinite
PJM_ROR_2_MISO_IN | PJM_ROR | MISO_IN | 2030 | B16 | 25 | 0 | 909 | 909 | 0 | 909 | 0 | 0 | 6.5166 | 0 | 0.22553 | 0.036528 | 0 | Infinite
PJM_ROR_2_MISO_IN | PJM_ROR | MISO_IN | 2030 | B17 | 100 | 0 | 909 | 909 | 0 | 0 | 0 | 0 | 2.279 | 0 | 0 | 0.0511 | 0 | Infinite
PJM_ROR_2_MISO_IN | PJM_ROR | MISO_IN | 2030 | B18 | 400 | 0 | 909 | 0 | 0 | 0 | 0 | 0 | 0 | 0 | 0 | 0 | 0 | Infinite
PJM_ROR_2_MISO_IN | PJM_ROR | MISO_IN | 2030 | B19 | 700 | 0 | 909 | 0 | 0 | 0 | 0 | 0 | 0 | 0 | 0 | 0 | 0 | Infinite
PJM_ROR_2_MISO_IN | PJM_ROR | MISO_IN | 2030 | B20 | 935 | 0 | 909 | 909 | 0 | 909 | 0 | 0 | 1.3294 | 0 | 1.1039 | 0.27871 | 0 | Infinite
PJM_ROR_2_MISO_IN | PJM_ROR | MISO_IN | 2035 | B1 | 10 | 0 | 909 | 0 | 0 | 0 | 0 | 0 | 0 | 0 | 0 | 0 | 0 | Infinite
PJM_ROR_2_MISO_IN | PJM_ROR | MISO_IN | 2035 | B2 | 25 | 0 | 909 | 0 | 0 | 0 | 0 | 0 | 0 | 0 | 0 | 0 | 0 | Infinite
PJM_ROR_2_MISO_IN | PJM_ROR | MISO_IN | 2035 | B3 | 75 | 0 | 909 | 0 | 0 | 0 | 0 | 0 | 0 | 0 | 0 | 0 | 0 | Infinite
PJM_ROR_2_MISO_IN | PJM_ROR | MISO_IN | 2035 | B4 | 100 | 0 | 909 | 0 | 0 | 0 | 0 | 0 | 0 | 0 | 0 | 0 | 0 | Infinite
PJM_ROR_2_MISO_IN | PJM_ROR | MISO_IN | 2035 | B5 | 200 | 0 | 909 | 909 | 0 | 909 | 0 | 0 | 0.01187 | 0 | 0.01187 | 0.0020034 | 0 | Infinite
PJM_ROR_2_MISO_IN | PJM_ROR | MISO_IN | 2035 | B6 | 300 | 0 | 909 | 0 | 0 | 909 | 0 | 0 | 0 | 0 | 0.15431 | 0 | 0 | Infinite
PJM_ROR_2_MISO_IN | PJM_ROR | MISO_IN | 2035 | B7 | 400 | 0 | 909 | 0 | 0 | 0 | 0 | 0 | 0 | 0 | 0 | 0 | 0 | Infinite
PJM_ROR_2_MISO_IN | PJM_ROR | MISO_IN | 2035 | B8 | 500 | 0 | 909 | 0 | 0 | 0 | 0 | 0 | 0 | 0 | 0 | 0 | 0 | Infinite
PJM_ROR_2_MISO_IN | PJM_ROR | MISO_IN | 2035 | B9 | 800 | 0 | 909 | 0 | 0 | 0 | 0 | 0 | 0 | 0 | 0 | 0 | 0 | Infinite
PJM_ROR_2_MISO_IN | PJM_ROR | MISO_IN | 2035 | B10 | 1262 | 0 | 909 | 493.74 | 0 | 0 | 0 | 0 | 0 | 0 | 0 | 0 | 0 | Infinite
PJM_ROR_2_MISO_IN | PJM_ROR | MISO_IN | 2035 | B11 | 25 | 0 | 909 | 909 | 0 | 909 | 0 | 0 | 4.9854 | 0 | 4.9973 | 0.10518 | 0 | Infinite
PJM_ROR_2_MISO_IN | PJM_ROR | MISO_IN | 2035 | B12 | 200 | 0 | 909 | 0 | 0 | 335.75 | 0 | 0 | 0 | 0 | 0 | 0 | 0 | Infinite
PJM_ROR_2_MISO_IN | PJM_ROR | MISO_IN | 2035 | B13 | 600 | 0 | 909 | 0 | 0 | 443.67 | 0 | 0 | 0 | 0 | 0 | 0 | 0 | Infinite
PJM_ROR_2_MISO_IN | PJM_ROR | MISO_IN | 2035 | B14 | 900 | 0 | 909 | 0 | 0 | 0 | 0 | 0 | 0 | 0 | 0 | 0 | 0 | Infinite
PJM_ROR_2_MISO_IN | PJM_ROR | MISO_IN | 2035 | B15 | 1203 | 0 | 909 | 0 | 0 | 0 | 0 | 0 | 0 | 0 | 0 | 0 | 0 | Infinite
PJM_ROR_2_MISO_IN | PJM_ROR | MISO_IN | 2035 | B16 | 25 | 0 | 909 | 909 | 0 | 909 | 0 | 0 | 0.01187 | 0 | 0.1187 | 0.00025042 | 0 | Infinite
PJM_ROR_2_MISO_IN | PJM_ROR | MISO_IN | 2035 | B17 | 100 | 0 | 909 | 0 | 0 | 0 | 0 | 0 | 0 | 0 | 0 | 0 | 0 | Infinite
PJM_ROR_2_MISO_IN | PJM_ROR | MISO_IN | 2035 | B18 | 400 | 0 | 909 | 0 | 0 | 0 | 0 | 0 | 0 | 0 | 0 | 0 | 0 | Infinite
PJM_ROR_2_MISO_IN | PJM_ROR | MISO_IN | 2035 | B19 | 700 | 0 | 909 | 0 | 0 | 0 | 0 | 0 | 0 | 0 | 0 | 0 | 0 | Infinite
PJM_ROR_2_MISO_IN | PJM_ROR | MISO_IN | 2035 | B20 | 935 | 0 | 909 | 909 | 0 | 909 | 0 | 0 | 0.01187 | 0 | 0.03561 | 0.0093658 | 0 | Infinite
PJM_ROR_2_MISO_IN | PJM_ROR | MISO_IN | 2040 | B1 | 10 | 0 | 909 | 909 | 0 | 0 | 0 | 0 | 2.6351 | 0 | 0 | 0.041498 | 0 | Infinite
PJM_ROR_2_MISO_IN | PJM_ROR | MISO_IN | 2040 | B2 | 25 | 0 | 909 | 93.62 | 0 | 671.14 | 0 | 0 | 0 | 0 | 0 | 0 | 0 | Infinite
PJM_ROR_2_MISO_IN | PJM_ROR | MISO_IN | 2040 | B3 | 75 | 0 | 909 | 201.57 | 0 | 0 | 0 | 0 | 0 | 0 | 0 | 0 | 0 | Infinite
PJM_ROR_2_MISO_IN | PJM_ROR | MISO_IN | 2040 | B4 | 100 | 0 | 909 | 0 | 0 | 0 | 0 | 0 | 0 | 0 | 0 | 0 | 0 | Infinite
PJM_ROR_2_MISO_IN | PJM_ROR | MISO_IN | 2040 | B5 | 200 | 0 | 909 | 0 | 0 | 0 | 0 | 0 | 0 | 0 | 0 | 0 | 0 | Infinite
PJM_ROR_2_MISO_IN | PJM_ROR | MISO_IN | 2040 | B6 | 300 | 0 | 909 | 0 | 0 | 909 | 0 | 0 | 0 | 0 | 0.01187 | 0 | 0 | Infinite
PJM_ROR_2_MISO_IN | PJM_ROR | MISO_IN | 2040 | B7 | 400 | 0 | 909 | 0 | 0 | 0 | 0 | 0 | 0 | 0 | 0 | 0 | 0 | Infinite
PJM_ROR_2_MISO_IN | PJM_ROR | MISO_IN | 2040 | B8 | 500 | 0 | 909 | 0 | 0 | 0 | 0 | 0 | 0 | 0 | 0 | 0 | 0 | Infinite
PJM_ROR_2_MISO_IN | PJM_ROR | MISO_IN | 2040 | B9 | 800 | 0 | 909 | 0 | 0 | 0 | 0 | 0 | 0 | 0 | 0 | 0 | 0 | Infinite
PJM_ROR_2_MISO_IN | PJM_ROR | MISO_IN | 2040 | B10 | 1262 | 0 | 909 | 185.65 | 0 | 0 | 0 | 0 | 0 | 0 | 0 | 0 | 0 | Infinite
PJM_ROR_2_MISO_IN | PJM_ROR | MISO_IN | 2040 | B11 | 25 | 0 | 909 | 909 | 0 | 909 | 0 | 0 | 0.37984 | 0 | 4.3563 | 0.014954 | 0 | Infinite
PJM_ROR_2_MISO_IN | PJM_ROR | MISO_IN | 2040 | B12 | 200 | 0 | 909 | 799.33 | 0 | 458.58 | 0 | 0 | 0 | 0 | 0 | 0 | 0 | Infinite
PJM_ROR_2_MISO_IN | PJM_ROR | MISO_IN | 2040 | B13 | 600 | 0 | 909 | 909 | 0 | 909 | 0 | 0 | 0.01187 | 0 | 0.87838 | 0.011216 | 0 | Infinite
PJM_ROR_2_MISO_IN | PJM_ROR | MISO_IN | 2040 | B14 | 900 | 0 | 909 | 0 | 0 | 0 | 0 | 0 | 0 | 0 | 0 | 0 | 0 | Infinite
PJM_ROR_2_MISO_IN | PJM_ROR | MISO_IN | 2040 | B15 | 1203 | 0 | 909 | 842.56 | 0 | 237.95 | 0 | 0 | 0 | 0 | 0 | 0 | 0 | Infinite
PJM_ROR_2_MISO_IN | PJM_ROR | MISO_IN | 2040 | B16 | 25 | 0 | 909 | 0 | 0 | 909 | 0 | 0 | 0 | 0 | 0.37984 | 0 | 0 | Infinite
PJM_ROR_2_MISO_IN | PJM_ROR | MISO_IN | 2040 | B17 | 100 | 0 | 909 | 0 | 0 | 0 | 0 | 0 | 0 | 0 | 0 | 0 | 0 | Infinite
PJM_ROR_2_MISO_IN | PJM_ROR | MISO_IN | 2040 | B18 | 400 | 0 | 909 | 0 | 0 | 909 | 0 | 0 | 0 | 0 | 0.17805 | 0 | 0 | Infinite
PJM_ROR_2_MISO_IN | PJM_ROR | MISO_IN | 2040 | B19 | 700 | 0 | 909 | 63.37 | 0 | 909 | 0 | 0 | 0 | 0 | 0.55789 | 0 | 0 | Infinite
PJM_ROR_2_MISO_IN | PJM_ROR | MISO_IN | 2040 | B20 | 935 | 0 | 909 | 0 | 0 | 0 | 0 | 0 | 0 | 0 | 0 | 0 | 0 | Infinite
PJM_ROR_2_MISO_IN | PJM_ROR | MISO_IN | 2045 | B1 | 10 | 0 | 909 | 909 | 0 | 906.45 | 0 | 0 | 2.9912 | 0 | 0 | 0.022356 | 0 | Infinite
PJM_ROR_2_MISO_IN | PJM_ROR | MISO_IN | 2045 | B2 | 25 | 0 | 909 | 909 | 0 | 0 | 0 | 0 | 1.4838 | 0 | 0 | 0.027723 | 0 | Infinite
PJM_ROR_2_MISO_IN | PJM_ROR | MISO_IN | 2045 | B3 | 75 | 0 | 909 | 909 | 0 | 0 | 0 | 0 | 0.26114 | 0 | 0 | 0.014638 | 0 | Infinite
PJM_ROR_2_MISO_IN | PJM_ROR | MISO_IN | 2045 | B4 | 100 | 0 | 909 | 0 | 0 | 0 | 0 | 0 | 0 | 0 | 0 | 0 | 0 | Infinite
PJM_ROR_2_MISO_IN | PJM_ROR | MISO_IN | 2045 | B5 | 200 | 0 | 909 | 0 | 0 | 0 | 0 | 0 | 0 | 0 | 0 | 0 | 0 | Infinite
PJM_ROR_2_MISO_IN | PJM_ROR | MISO_IN | 2045 | B6 | 300 | 0 | 909 | 0 | 0 | 305.74 | 0 | 0 | 0 | 0 | 0 | 0 | 0 | Infinite
PJM_ROR_2_MISO_IN | PJM_ROR | MISO_IN | 2045 | B7 | 400 | 0 | 909 | 0 | 0 | 0 | 0 | 0 | 0 | 0 | 0 | 0 | 0 | Infinite
PJM_ROR_2_MISO_IN | PJM_ROR | MISO_IN | 2045 | B8 | 500 | 0 | 909 | 0 | 0 | 0 | 0 | 0 | 0 | 0 | 0 | 0 | 0 | Infinite
PJM_ROR_2_MISO_IN | PJM_ROR | MISO_IN | 2045 | B9 | 800 | 0 | 909 | 0 | 0 | 0 | 0 | 0 | 0 | 0 | 0 | 0 | 0 | Infinite
PJM_ROR_2_MISO_IN | PJM_ROR | MISO_IN | 2045 | B10 | 1262 | 0 | 909 | 225.45 | 0 | 0 | 0 | 0 | 0 | 0 | 0 | 0 | 0 | Infinite
PJM_ROR_2_MISO_IN | PJM_ROR | MISO_IN | 2045 | B11 | 25 | 0 | 909 | 689.86 | 0 | 909 | 0 | 0 | 0 | 0 | 0.01187 | 0 | 0 | Infinite
PJM_ROR_2_MISO_IN | PJM_ROR | MISO_IN | 2045 | B12 | 200 | 0 | 909 | 0 | 0 | 0 | 0 | 0 | 0 | 0 | 0 | 0 | 0 | Infinite
PJM_ROR_2_MISO_IN | PJM_ROR | MISO_IN | 2045 | B13 | 600 | 0 | 909 | 0 | 0 | 0 | 0 | 0 | 0 | 0 | 0 | 0 | 0 | Infinite
PJM_ROR_2_MISO_IN | PJM_ROR | MISO_IN | 2045 | B14 | 900 | 0 | 909 | 0 | 0 | 0 | 0 | 0 | 0 | 0 | 0 | 0 | 0 | Infinite
PJM_ROR_2_MISO_IN | PJM_ROR | MISO_IN | 2045 | B15 | 1203 | 0 | 909 | 909 | 0 | 30.84 | 0 | 0 | 1.0446 | 0 | 0 | 0.93917 | 0 | Infinite
PJM_ROR_2_MISO_IN | PJM_ROR | MISO_IN | 2045 | B16 | 25 | 0 | 909 | 909 | 0 | 0 | 0 | 0 | 3.6441 | 0 | 0 | 0.068088 | 0 | Infinite
PJM_ROR_2_MISO_IN | PJM_ROR | MISO_IN | 2045 | B17 | 100 | 0 | 909 | 0 | 0 | 0 | 0 | 0 | 0 | 0 | 0 | 0 | 0 | Infinite
PJM_ROR_2_MISO_IN | PJM_ROR | MISO_IN | 2045 | B18 | 400 | 0 | 909 | 0 | 0 | 0 | 0 | 0 | 0 | 0 | 0 | 0 | 0 | Infinite
PJM_ROR_2_MISO_IN | PJM_ROR | MISO_IN | 2045 | B19 | 700 | 0 | 909 | 0 | 0 | 654.82 | 0 | 0 | 0 | 0 | 0 | 0 | 0 | Infinite
PJM_ROR_2_MISO_IN | PJM_ROR | MISO_IN | 2045 | B20 | 935 | 0 | 909 | 0 | 0 | 0 | 0 | 0 | 0 | 0 | 0 | 0 | 0 | Infinite
PJM_ROR_2_MISO_IN | PJM_ROR | MISO_IN | 2050 | B1 | 10 | 0 | 909 | 909 | 0 | 863.01 | 0 | 0 | 6.6828 | 0 | 0 | 0.18563 | 0 | Infinite
PJM_ROR_2_MISO_IN | PJM_ROR | MISO_IN | 2050 | B2 | 25 | 0 | 909 | 909 | 0 | 0 | 0 | 0 | 3.0743 | 0 | 0 | 0.2135 | 0 | Infinite
PJM_ROR_2_MISO_IN | PJM_ROR | MISO_IN | 2050 | B3 | 75 | 0 | 909 | 909 | 0 | 0 | 0 | 0 | 1.3057 | 0 | 0 | 0.27202 | 0 | Infinite
PJM_ROR_2_MISO_IN | PJM_ROR | MISO_IN | 2050 | B4 | 100 | 0 | 909 | 0 | 0 | 0 | 0 | 0 | 0 | 0 | 0 | 0 | 0 | Infinite
PJM_ROR_2_MISO_IN | PJM_ROR | MISO_IN | 2050 | B5 | 200 | 0 | 909 | 0 | 0 | 0 | 0 | 0 | 0 | 0 | 0 | 0 | 0 | Infinite
PJM_ROR_2_MISO_IN | PJM_ROR | MISO_IN | 2050 | B6 | 300 | 0 | 909 | 0 | 0 | 0 | 0 | 0 | 0 | 0 | 0 | 0 | 0 | Infinite
PJM_ROR_2_MISO_IN | PJM_ROR | MISO_IN | 2050 | B7 | 400 | 0 | 909 | 0 | 0 | 0 | 0 | 0 | 0 | 0 | 0 | 0 | 0 | Infinite
PJM_ROR_2_MISO_IN | PJM_ROR | MISO_IN | 2050 | B8 | 500 | 0 | 909 | 0 | 0 | 0 | 0 | 0 | 0 | 0 | 0 | 0 | 0 | Infinite
PJM_ROR_2_MISO_IN | PJM_ROR | MISO_IN | 2050 | B9 | 800 | 0 | 909 | 0 | 0 | 0 | 0 | 0 | 0 | 0 | 0 | 0 | 0 | Infinite
PJM_ROR_2_MISO_IN | PJM_ROR | MISO_IN | 2050 | B10 | 1262 | 0 | 909 | 0 | 0 | 0 | 0 | 0 | 0 | 0 | 0 | 0 | 0 | Infinite
PJM_ROR_2_MISO_IN | PJM_ROR | MISO_IN | 2050 | B11 | 25 | 0 | 909 | 909 | 0 | 909 | 0 | 0 | 3.3236 | 0 | 0.4748 | 0.23081 | 0 | Infinite
PJM_ROR_2_MISO_IN | PJM_ROR | MISO_IN | 2050 | B12 | 200 | 0 | 909 | 909 | 0 | 625.8 | 0 | 0 | 0.01187 | 0 | 0 | 0.0065944 | 0 | Infinite
PJM_ROR_2_MISO_IN | PJM_ROR | MISO_IN | 2050 | B13 | 600 | 0 | 909 | 440.4 | 0 | 10.51 | 0 | 0 | 0 | 0 | 0 | 0 | 0 | Infinite
PJM_ROR_2_MISO_IN | PJM_ROR | MISO_IN | 2050 | B14 | 900 | 0 | 909 | 0 | 0 | 0 | 0 | 0 | 0 | 0 | 0 | 0 | 0 | Infinite
PJM_ROR_2_MISO_IN | PJM_ROR | MISO_IN | 2050 | B15 | 1203 | 0 | 909 | 0 | 0 | 0 | 0 | 0 | 0 | 0 | 0 | 0 | 0 | Infinite
PJM_ROR_2_MISO_IN | PJM_ROR | MISO_IN | 2050 | B16 | 25 | 0 | 909 | 909 | 0 | 0 | 0 | 0 | 3.7272 | 0 | 0 | 0.25883 | 0 | Infinite
PJM_ROR_2_MISO_IN | PJM_ROR | MISO_IN | 2050 | B17 | 100 | 0 | 909 | 0 | 0 | 0 | 0 | 0 | 0 | 0 | 0 | 0 | 0 | Infinite
PJM_ROR_2_MISO_IN | PJM_ROR | MISO_IN | 2050 | B18 | 400 | 0 | 909 | 0 | 0 | 0 | 0 | 0 | 0 | 0 | 0 | 0 | 0 | Infinite
PJM_ROR_2_MISO_IN | PJM_ROR | MISO_IN | 2050 | B19 | 700 | 0 | 909 | 108.25 | 0 | 909 | 0 | 0 | 0 | 0 | 0.22553 | 0 | 0 | Infinite
PJM_ROR_2_MISO_IN | PJM_ROR | MISO_IN | 2050 | B20 | 935 | 0 | 909 | 20.77 | 0 | 0 | 0 | 0 | 0 | 0 | 0 | 0 | 0 | Infinite
PJM_ROR_2_MISO_MI | PJM_ROR | MISO_MI | 2015 | B1 | 10 | 0 | 1305 | 0 | 0 | 0 | 0 | 0 | 0 | 0 | 0 | 0 | 0 | Infinite
PJM_ROR_2_MISO_MI | PJM_ROR | MISO_MI | 2015 | B2 | 25 | 0 | 1305 | 0 | 0 | 0 | 0 | 0 | 0 | 0 | 0 | 0 | 0 | Infinite
PJM_ROR_2_MISO_MI | PJM_ROR | MISO_MI | 2015 | B3 | 75 | 0 | 1305 | 0 | 0 | 0 | 0 | 0 | 0 | 0 | 0 | 0 | 0 | Infinite
PJM_ROR_2_MISO_MI | PJM_ROR | MISO_MI | 2015 | B4 | 100 | 0 | 1305 | 0 | 0 | 0 | 0 | 0 | 0 | 0 | 0 | 0 | 0 | Infinite
PJM_ROR_2_MISO_MI | PJM_ROR | MISO_MI | 2015 | B5 | 200 | 0 | 1305 | 0 | 0 | 0 | 0 | 0 | 0 | 0 | 0 | 0 | 0 | Infinite
PJM_ROR_2_MISO_MI | PJM_ROR | MISO_MI | 2015 | B6 | 300 | 0 | 1305 | 0 | 0 | 0 | 0 | 0 | 0 | 0 | 0 | 0 | 0 | Infinite
PJM_ROR_2_MISO_MI | PJM_ROR | MISO_MI | 2015 | B7 | 400 | 0 | 1305 | 0 | 0 | 0 | 0 | 0 | 0 | 0 | 0 | 0 | 0 | Infinite
PJM_ROR_2_MISO_MI | PJM_ROR | MISO_MI | 2015 | B8 | 500 | 0 | 1305 | 0 | 0 | 0 | 0 | 0 | 0 | 0 | 0 | 0 | 0 | Infinite
PJM_ROR_2_MISO_MI | PJM_ROR | MISO_MI | 2015 | B9 | 800 | 0 | 1305 | 0 | 0 | 0 | 0 | 0 | 0 | 0 | 0 | 0 | 0 | Infinite
PJM_ROR_2_MISO_MI | PJM_ROR | MISO_MI | 2015 | B10 | 1262 | 0 | 1305 | 0 | 0 | 0 | 0 | 0 | 0 | 0 | 0 | 0 | 0 | Infinite
PJM_ROR_2_MISO_MI | PJM_ROR | MISO_MI | 2015 | B11 | 25 | 0 | 1305 | 0 | 0 | 0 | 0 | 0 | 0 | 0 | 0 | 0 | 0 | Infinite
PJM_ROR_2_MISO_MI | PJM_ROR | MISO_MI | 2015 | B12 | 200 | 0 | 1305 | 0 | 0 | 0 | 0 | 0 | 0 | 0 | 0 | 0 | 0 | Infinite
PJM_ROR_2_MISO_MI | PJM_ROR | MISO_MI | 2015 | B13 | 600 | 0 | 1305 | 0 | 0 | 0 | 0 | 0 | 0 | 0 | 0 | 0 | 0 | Infinite
PJM_ROR_2_MISO_MI | PJM_ROR | MISO_MI | 2015 | B14 | 900 | 0 | 1305 | 0 | 0 | 0 | 0 | 0 | 0 | 0 | 0 | 0 | 0 | Infinite
PJM_ROR_2_MISO_MI | PJM_ROR | MISO_MI | 2015 | B15 | 1203 | 0 | 1305 | 0 | 0 | 0 | 0 | 0 | 0 | 0 | 0 | 0 | 0 | Infinite
PJM_ROR_2_MISO_MI | PJM_ROR | MISO_MI | 2015 | B16 | 25 | 0 | 1305 | 0 | 0 | 0 | 0 | 0 | 0 | 0 | 0 | 0 | 0 | Infinite
PJM_ROR_2_MISO_MI | PJM_ROR | MISO_MI | 2015 | B17 | 100 | 0 | 1305 | 0 | 0 | 0 | 0 | 0 | 0 | 0 | 0 | 0 | 0 | Infinite
PJM_ROR_2_MISO_MI | PJM_ROR | MISO_MI | 2015 | B18 | 400 | 0 | 1305 | 0 | 0 | 0 | 0 | 0 | 0 | 0 | 0 | 0 | 0 | Infinite
PJM_ROR_2_MISO_MI | PJM_ROR | MISO_MI | 2015 | B19 | 700 | 0 | 1305 | 0 | 0 | 0 | 0 | 0 | 0 | 0 | 0 | 0 | 0 | Infinite
PJM_ROR_2_MISO_MI | PJM_ROR | MISO_MI | 2015 | B20 | 935 | 0 | 1305 | 0 | 0 | 0 | 0 | 0 | 0 | 0 | 0 | 0 | 0 | Infinite
PJM_ROR_2_MISO_MI | PJM_ROR | MISO_MI | 2020 | B1 | 10 | 0 | 1305 | 0 | 0 | 0 | 0 | 0 | 0 | 0 | 0 | 0 | 0 | Infinite
PJM_ROR_2_MISO_MI | PJM_ROR | MISO_MI | 2020 | B2 | 25 | 0 | 1305 | 0 | 0 | 0 | 0 | 0 | 0 | 0 | 0 | 0 | 0 | Infinite
PJM_ROR_2_MISO_MI | PJM_ROR | MISO_MI | 2020 | B3 | 75 | 0 | 1305 | 0 | 0 | 0 | 0 | 0 | 0 | 0 | 0 | 0 | 0 | Infinite
PJM_ROR_2_MISO_MI | PJM_ROR | MISO_MI | 2020 | B4 | 100 | 0 | 1305 | 0 | 0 | 0 | 0 | 0 | 0 | 0 | 0 | 0 | 0 | Infinite
PJM_ROR_2_MISO_MI | PJM_ROR | MISO_MI | 2020 | B5 | 200 | 0 | 1305 | 0 | 0 | 0 | 0 | 0 | 0 | 0 | 0 | 0 | 0 | Infinite
PJM_ROR_2_MISO_MI | PJM_ROR | MISO_MI | 2020 | B6 | 300 | 0 | 1305 | 0 | 0 | 0 | 0 | 0 | 0 | 0 | 0 | 0 | 0 | Infinite
PJM_ROR_2_MISO_MI | PJM_ROR | MISO_MI | 2020 | B7 | 400 | 0 | 1305 | 0 | 0 | 0 | 0 | 0 | 0 | 0 | 0 | 0 | 0 | Infinite
PJM_ROR_2_MISO_MI | PJM_ROR | MISO_MI | 2020 | B8 | 500 | 0 | 1305 | 0 | 0 | 0 | 0 | 0 | 0 | 0 | 0 | 0 | 0 | Infinite
PJM_ROR_2_MISO_MI | PJM_ROR | MISO_MI | 2020 | B9 | 800 | 0 | 1305 | 0 | 0 | 0 | 0 | 0 | 0 | 0 | 0 | 0 | 0 | Infinite
PJM_ROR_2_MISO_MI | PJM_ROR | MISO_MI | 2020 | B10 | 1262 | 0 | 1305 | 0 | 0 | 0 | 0 | 0 | 0 | 0 | 0 | 0 | 0 | Infinite
PJM_ROR_2_MISO_MI | PJM_ROR | MISO_MI | 2020 | B11 | 25 | 0 | 1305 | 0 | 0 | 308.33 | 0 | 0 | 0 | 0 | 0 | 0 | 0 | Infinite
PJM_ROR_2_MISO_MI | PJM_ROR | MISO_MI | 2020 | B12 | 200 | 0 | 1305 | 0 | 0 | 0 | 0 | 0 | 0 | 0 | 0 | 0 | 0 | Infinite
PJM_ROR_2_MISO_MI | PJM_ROR | MISO_MI | 2020 | B13 | 600 | 0 | 1305 | 0 | 0 | 0 | 0 | 0 | 0 | 0 | 0 | 0 | 0 | Infinite
PJM_ROR_2_MISO_MI | PJM_ROR | MISO_MI | 2020 | B14 | 900 | 0 | 1305 | 0 | 0 | 0 | 0 | 0 | 0 | 0 | 0 | 0 | 0 | Infinite
PJM_ROR_2_MISO_MI | PJM_ROR | MISO_MI | 2020 | B15 | 1203 | 0 | 1305 | 0 | 0 | 0 | 0 | 0 | 0 | 0 | 0 | 0 | 0 | Infinite
PJM_ROR_2_MISO_MI | PJM_ROR | MISO_MI | 2020 | B16 | 25 | 0 | 1305 | 0 | 0 | 0 | 0 | 0 | 0 | 0 | 0 | 0 | 0 | Infinite
PJM_ROR_2_MISO_MI | PJM_ROR | MISO_MI | 2020 | B17 | 100 | 0 | 1305 | 0 | 0 | 0 | 0 | 0 | 0 | 0 | 0 | 0 | 0 | Infinite
PJM_ROR_2_MISO_MI | PJM_ROR | MISO_MI | 2020 | B18 | 400 | 0 | 1305 | 0 | 0 | 0 | 0 | 0 | 0 | 0 | 0 | 0 | 0 | Infinite
PJM_ROR_2_MISO_MI | PJM_ROR | MISO_MI | 2020 | B19 | 700 | 0 | 1305 | 0 | 0 | 0 | 0 | 0 | 0 | 0 | 0 | 0 | 0 | Infinite
PJM_ROR_2_MISO_MI | PJM_ROR | MISO_MI | 2020 | B20 | 935 | 0 | 1305 | 0 | 0 | 261.19 | 0 | 0 | 0 | 0 | 0 | 0 | 0 | Infinite
PJM_ROR_2_MISO_MI | PJM_ROR | MISO_MI | 2025 | B1 | 10 | 0 | 1305 | 0 | 0 | 0 | 0 | 0 | 0 | 0 | 0 | 0 | 0 | Infinite
PJM_ROR_2_MISO_MI | PJM_ROR | MISO_MI | 2025 | B2 | 25 | 0 | 1305 | 366.12 | 0 | 171.71 | 0 | 0 | 0 | 0 | 0 | 0 | 0 | Infinite
PJM_ROR_2_MISO_MI | PJM_ROR | MISO_MI | 2025 | B3 | 75 | 0 | 1305 | 0 | 0 | 0 | 0 | 0 | 0 | 0 | 0 | 0 | 0 | Infinite
PJM_ROR_2_MISO_MI | PJM_ROR | MISO_MI | 2025 | B4 | 100 | 0 | 1305 | 0 | 0 | 0 | 0 | 0 | 0 | 0 | 0 | 0 | 0 | Infinite
PJM_ROR_2_MISO_MI | PJM_ROR | MISO_MI | 2025 | B5 | 200 | 0 | 1305 | 0 | 0 | 1305 | 0 | 0 | 0 | 0 | 0.02374 | 0 | 0 | Infinite
PJM_ROR_2_MISO_MI | PJM_ROR | MISO_MI | 2025 | B6 | 300 | 0 | 1305 | 0 | 0 | 1305 | 0 | 0 | 0 | 0 | 0.01187 | 0 | 0 | Infinite
PJM_ROR_2_MISO_MI | PJM_ROR | MISO_MI | 2025 | B7 | 400 | 0 | 1305 | 0 | 0 | 0 | 0 | 0 | 0 | 0 | 0 | 0 | 0 | Infinite
PJM_ROR_2_MISO_MI | PJM_ROR | MISO_MI | 2025 | B8 | 500 | 0 | 1305 | 0 | 0 | 0 | 0 | 0 | 0 | 0 | 0 | 0 | 0 | Infinite
PJM_ROR_2_MISO_MI | PJM_ROR | MISO_MI | 2025 | B9 | 800 | 0 | 1305 | 0 | 0 | 0 | 0 | 0 | 0 | 0 | 0 | 0 | 0 | Infinite
PJM_ROR_2_MISO_MI | PJM_ROR | MISO_MI | 2025 | B10 | 1262 | 0 | 1305 | 787.17 | 0 | 1305 | 0 | 0 | 0 | 0 | 0.01187 | 0 | 0 | Infinite
PJM_ROR_2_MISO_MI | PJM_ROR | MISO_MI | 2025 | B11 | 25 | 0 | 1305 | 1305 | 0 | 1305 | 0 | 0 | 0.66472 | 0 | 0.66472 | 0.33236 | 0 | Infinite
PJM_ROR_2_MISO_MI | PJM_ROR | MISO_MI | 2025 | B12 | 200 | 0 | 1305 | 884.95 | 0 | 1228.44 | 0 | 0 | 0 | 0 | 0 | 0 | 0 | Infinite
PJM_ROR_2_MISO_MI | PJM_ROR | MISO_MI | 2025 | B13 | 600 | 0 | 1305 | 0 | 0 | 0 | 0 | 0 | 0 | 0 | 0 | 0 | 0 | Infinite
PJM_ROR_2_MISO_MI | PJM_ROR | MISO_MI | 2025 | B14 | 900 | 0 | 1305 | 0 | 0 | 0 | 0 | 0 | 0 | 0 | 0 | 0 | 0 | Infinite
PJM_ROR_2_MISO_MI | PJM_ROR | MISO_MI | 2025 | B15 | 1203 | 0 | 1305 | 835.71 | 0 | 1214.95 | 0 | 0 | 0 | 0 | 0 | 0 | 0 | Infinite
PJM_ROR_2_MISO_MI | PJM_ROR | MISO_MI | 2025 | B16 | 25 | 0 | 1305 | 1305 | 0 | 1305 | 0 | 0 | 0.01187 | 0 | 0.05935 | 0.005935 | 0 | Infinite
PJM_ROR_2_MISO_MI | PJM_ROR | MISO_MI | 2025 | B17 | 100 | 0 | 1305 | 0 | 0 | 0 | 0 | 0 | 0 | 0 | 0 | 0 | 0 | Infinite
PJM_ROR_2_MISO_MI | PJM_ROR | MISO_MI | 2025 | B18 | 400 | 0 | 1305 | 0 | 0 | 0 | 0 | 0 | 0 | 0 | 0 | 0 | 0 | Infinite
PJM_ROR_2_MISO_MI | PJM_ROR | MISO_MI | 2025 | B19 | 700 | 0 | 1305 | 0 | 0 | 0 | 0 | 0 | 0 | 0 | 0 | 0 | 0 | Infinite
PJM_ROR_2_MISO_MI | PJM_ROR | MISO_MI | 2025 | B20 | 935 | 0 | 1305 | 1152.39 | 0 | 1305 | 0 | 0 | 0 | 0 | 0.01187 | 0 | 0 | Infinite
PJM_ROR_2_MISO_MI | PJM_ROR | MISO_MI | 2030 | B1 | 10 | 0 | 1305 | 1305 | 0 | 0 | 0 | 0 | 0.9496 | 0 | 0 | 0.0019845 | 0 | Infinite
PJM_ROR_2_MISO_MI | PJM_ROR | MISO_MI | 2030 | B2 | 25 | 0 | 1305 | 1305 | 0 | 0 | 0 | 0 | 0.9496 | 0 | 0 | 0.0049613 | 0 | Infinite
PJM_ROR_2_MISO_MI | PJM_ROR | MISO_MI | 2030 | B3 | 75 | 0 | 1305 | 376.18 | 0 | 0 | 0 | 0 | 0 | 0 | 0 | 0 | 0 | Infinite
PJM_ROR_2_MISO_MI | PJM_ROR | MISO_MI | 2030 | B4 | 100 | 0 | 1305 | 1305 | 0 | 1305 | 0 | 0 | 2.3503 | 0 | 2.3503 | 0.049117 | 0 | Infinite
PJM_ROR_2_MISO_MI | PJM_ROR | MISO_MI | 2030 | B5 | 200 | 0 | 1305 | 1273.16 | 0 | 1305 | 0 | 0 | 0 | 0 | 0.21366 | 0 | 0 | Infinite
PJM_ROR_2_MISO_MI | PJM_ROR | MISO_MI | 2030 | B6 | 300 | 0 | 1305 | 1305 | 0 | 1305 | 0 | 0 | 0.16618 | 0 | 0.21366 | 0.010419 | 0 | Infinite
PJM_ROR_2_MISO_MI | PJM_ROR | MISO_MI | 2030 | B7 | 400 | 0 | 1305 | 1111.71 | 0 | 1305 | 0 | 0 | 0 | 0 | 0.01187 | 0 | 0 | Infinite
PJM_ROR_2_MISO_MI | PJM_ROR | MISO_MI | 2030 | B8 | 500 | 0 | 1305 | 0 | 0 | 0 | 0 | 0 | 0 | 0 | 0 | 0 | 0 | Infinite
PJM_ROR_2_MISO_MI | PJM_ROR | MISO_MI | 2030 | B9 | 800 | 0 | 1305 | 251.65 | 0 | 962.54 | 0 | 0 | 0 | 0 | 0 | 0 | 0 | Infinite
PJM_ROR_2_MISO_MI | PJM_ROR | MISO_MI | 2030 | B10 | 1262 | 0 | 1305 | 1305 | 0 | 1305 | 0 | 0 | 0.89025 | 0 | 0.29675 | 0.2348 | 0 | Infinite
PJM_ROR_2_MISO_MI | PJM_ROR | MISO_MI | 2030 | B11 | 25 | 0 | 1305 | 1305 | 0 | 1305 | 0 | 0 | 6.6116 | 0 | 5.7688 | 0.034543 | 0 | Infinite
PJM_ROR_2_MISO_MI | PJM_ROR | MISO_MI | 2030 | B12 | 200 | 0 | 1305 | 1305 | 0 | 1246.65 | 0 | 0 | 5.0091 | 0 | 0 | 0.20937 | 0 | Infinite
PJM_ROR_2_MISO_MI | PJM_ROR | MISO_MI | 2030 | B13 | 600 | 0 | 1305 | 1305 | 0 | 1305 | 0 | 0 | 0.01187 | 0 | 0.01187 | 0.0014884 | 0 | Infinite
PJM_ROR_2_MISO_MI | PJM_ROR | MISO_MI | 2030 | B14 | 900 | 0 | 1305 | 439.99 | 0 | 421.73 | 0 | 0 | 0 | 0 | 0 | 0 | 0 | Infinite
PJM_ROR_2_MISO_MI | PJM_ROR | MISO_MI | 2030 | B15 | 1203 | 0 | 1305 | 1305 | 0 | 1305 | 0 | 0 | 0.74781 | 0 | 0.79529 | 0.18801 | 0 | Infinite
PJM_ROR_2_MISO_MI | PJM_ROR | MISO_MI | 2030 | B16 | 25 | 0 | 1305 | 1305 | 0 | 1305 | 0 | 0 | 6.5048 | 0 | 0.21366 | 0.033985 | 0 | Infinite
PJM_ROR_2_MISO_MI | PJM_ROR | MISO_MI | 2030 | B17 | 100 | 0 | 1305 | 1305 | 0 | 470.37 | 0 | 0 | 2.2909 | 0 | 0 | 0.047877 | 0 | Infinite
PJM_ROR_2_MISO_MI | PJM_ROR | MISO_MI | 2030 | B18 | 400 | 0 | 1305 | 0 | 0 | 0 | 0 | 0 | 0 | 0 | 0 | 0 | 0 | Infinite
PJM_ROR_2_MISO_MI | PJM_ROR | MISO_MI | 2030 | B19 | 700 | 0 | 1305 | 1293.39 | 0 | 620.44 | 0 | 0 | 0 | 0 | 0 | 0 | 0 | Infinite
PJM_ROR_2_MISO_MI | PJM_ROR | MISO_MI | 2030 | B20 | 935 | 0 | 1305 | 1305 | 0 | 1305 | 0 | 0 | 1.3413 | 0 | 1.1158 | 0.2621 | 0 | Infinite
PJM_ROR_2_MISO_MI | PJM_ROR | MISO_MI | 2035 | B1 | 10 | 0 | 1305 | 1166.48 | 0 | 0 | 0 | 0 | 0 | 0 | 0 | 0 | 0 | Infinite
PJM_ROR_2_MISO_MI | PJM_ROR | MISO_MI | 2035 | B2 | 25 | 0 | 1305 | 1268.06 | 0 | 0 | 0 | 0 | 0 | 0 | 0 | 0 | 0 | Infinite
PJM_ROR_2_MISO_MI | PJM_ROR | MISO_MI | 2035 | B3 | 75 | 0 | 1305 | 0 | 0 | 0 | 0 | 0 | 0 | 0 | 0 | 0 | 0 | Infinite
PJM_ROR_2_MISO_MI | PJM_ROR | MISO_MI | 2035 | B4 | 100 | 0 | 1305 | 0 | 0 | 0 | 0 | 0 | 0 | 0 | 0 | 0 | 0 | Infinite
PJM_ROR_2_MISO_MI | PJM_ROR | MISO_MI | 2035 | B5 | 200 | 0 | 1305 | 256.06 | 0 | 4.57 | 0 | 0 | 0 | 0 | 0 | 0 | 0 | Infinite
PJM_ROR_2_MISO_MI | PJM_ROR | MISO_MI | 2035 | B6 | 300 | 0 | 1305 | 0 | 0 | 1305 | 0 | 0 | 0 | 0 | 0.14244 | 0 | 0 | Infinite
PJM_ROR_2_MISO_MI | PJM_ROR | MISO_MI | 2035 | B7 | 400 | 0 | 1305 | 149.11 | 0 | 580.1 | 0 | 0 | 0 | 0 | 0 | 0 | 0 | Infinite
PJM_ROR_2_MISO_MI | PJM_ROR | MISO_MI | 2035 | B8 | 500 | 0 | 1305 | 0 | 0 | 0 | 0 | 0 | 0 | 0 | 0 | 0 | 0 | Infinite
PJM_ROR_2_MISO_MI | PJM_ROR | MISO_MI | 2035 | B9 | 800 | 0 | 1305 | 0 | 0 | 0 | 0 | 0 | 0 | 0 | 0 | 0 | 0 | Infinite
PJM_ROR_2_MISO_MI | PJM_ROR | MISO_MI | 2035 | B10 | 1262 | 0 | 1305 | 1305 | 0 | 545.29 | 0 | 0 | 0.01187 | 0 | 0 | 0.0066666 | 0 | Infinite
PJM_ROR_2_MISO_MI | PJM_ROR | MISO_MI | 2035 | B11 | 25 | 0 | 1305 | 1305 | 0 | 1305 | 0 | 0 | 4.9735 | 0 | 4.9735 | 0.055335 | 0 | Infinite
PJM_ROR_2_MISO_MI | PJM_ROR | MISO_MI | 2035 | B12 | 200 | 0 | 1305 | 698.84 | 0 | 1305 | 0 | 0 | 0 | 0 | 0.01187 | 0 | 0 | Infinite
PJM_ROR_2_MISO_MI | PJM_ROR | MISO_MI | 2035 | B13 | 600 | 0 | 1305 | 975.78 | 0 | 1305 | 0 | 0 | 0 | 0 | 0.01187 | 0 | 0 | Infinite
PJM_ROR_2_MISO_MI | PJM_ROR | MISO_MI | 2035 | B14 | 900 | 0 | 1305 | 0 | 0 | 0 | 0 | 0 | 0 | 0 | 0 | 0 | 0 | Infinite
PJM_ROR_2_MISO_MI | PJM_ROR | MISO_MI | 2035 | B15 | 1203 | 0 | 1305 | 0 | 0 | 381.1 | 0 | 0 | 0 | 0 | 0 | 0 | 0 | Infinite
PJM_ROR_2_MISO_MI | PJM_ROR | MISO_MI | 2035 | B16 | 25 | 0 | 1305 | 1305 | 0 | 1305 | 0 | 0 | 0.02374 | 0 | 0.13057 | 0.00026413 | 0 | Infinite
PJM_ROR_2_MISO_MI | PJM_ROR | MISO_MI | 2035 | B17 | 100 | 0 | 1305 | 275.34 | 0 | 664.45 | 0 | 0 | 0 | 0 | 0 | 0 | 0 | Infinite
PJM_ROR_2_MISO_MI | PJM_ROR | MISO_MI | 2035 | B18 | 400 | 0 | 1305 | 358.55 | 0 | 1122.94 | 0 | 0 | 0 | 0 | 0 | 0 | 0 | Infinite
PJM_ROR_2_MISO_MI | PJM_ROR | MISO_MI | 2035 | B19 | 700 | 0 | 1305 | 0 | 0 | 0 | 0 | 0 | 0 | 0 | 0 | 0 | 0 | Infinite
PJM_ROR_2_MISO_MI | PJM_ROR | MISO_MI | 2035 | B20 | 935 | 0 | 1305 | 1305 | 0 | 1305 | 0 | 0 | 0.02374 | 0 | 0.04748 | 0.0098785 | 0 | Infinite
PJM_ROR_2_MISO_MI | PJM_ROR | MISO_MI | 2040 | B1 | 10 | 0 | 1305 | 1305 | 0 | 0 | 0 | 0 | 2.647 | 0 | 0 | 0.0064561 | 0 | Infinite
PJM_ROR_2_MISO_MI | PJM_ROR | MISO_MI | 2040 | B2 | 25 | 0 | 1305 | 1305 | 0 | 0 | 0 | 0 | 0.01187 | 0 | 0 | 7.2378e-05 | 0 | Infinite
PJM_ROR_2_MISO_MI | PJM_ROR | MISO_MI | 2040 | B3 | 75 | 0 | 1305 | 1305 | 0 | 0 | 0 | 0 | 0.01187 | 0 | 0 | 0.00021713 | 0 | Infinite
PJM_ROR_2_MISO_MI | PJM_ROR | MISO_MI | 2040 | B4 | 100 | 0 | 1305 | 0 | 0 | 0 | 0 | 0 | 0 | 0 | 0 | 0 | 0 | Infinite
PJM_ROR_2_MISO_MI | PJM_ROR | MISO_MI | 2040 | B5 | 200 | 0 | 1305 | 0 | 0 | 0 | 0 | 0 | 0 | 0 | 0 | 0 | 0 | Infinite
PJM_ROR_2_MISO_MI | PJM_ROR | MISO_MI | 2040 | B6 | 300 | 0 | 1305 | 192.48 | 0 | 1305 | 0 | 0 | 0 | 0 | 0.02374 | 0 | 0 | Infinite
PJM_ROR_2_MISO_MI | PJM_ROR | MISO_MI | 2040 | B7 | 400 | 0 | 1305 | 0 | 0 | 61.62 | 0 | 0 | 0 | 0 | 0 | 0 | 0 | Infinite
PJM_ROR_2_MISO_MI | PJM_ROR | MISO_MI | 2040 | B8 | 500 | 0 | 1305 | 0 | 0 | 0 | 0 | 0 | 0 | 0 | 0 | 0 | 0 | Infinite
PJM_ROR_2_MISO_MI | PJM_ROR | MISO_MI | 2040 | B9 | 800 | 0 | 1305 | 0 | 0 | 0 | 0 | 0 | 0 | 0 | 0 | 0 | 0 | Infinite
PJM_ROR_2_MISO_MI | PJM_ROR | MISO_MI | 2040 | B10 | 1262 | 0 | 1305 | 1305 | 0 | 178.5 | 0 | 0 | 0.01187 | 0 | 0 | 0.0036536 | 0 | Infinite
PJM_ROR_2_MISO_MI | PJM_ROR | MISO_MI | 2040 | B11 | 25 | 0 | 1305 | 1305 | 0 | 1305 | 0 | 0 | 0.36797 | 0 | 4.3444 | 0.0022437 | 0 | Infinite
PJM_ROR_2_MISO_MI | PJM_ROR | MISO_MI | 2040 | B12 | 200 | 0 | 1305 | 1305 | 0 | 1305 | 0 | 0 | 0.01187 | 0 | 0.01187 | 0.00057902 | 0 | Infinite
PJM_ROR_2_MISO_MI | PJM_ROR | MISO_MI | 2040 | B13 | 600 | 0 | 1305 | 1305 | 0 | 1305 | 0 | 0 | 0.02374 | 0 | 0.89025 | 0.0034741 | 0 | Infinite
PJM_ROR_2_MISO_MI | PJM_ROR | MISO_MI | 2040 | B14 | 900 | 0 | 1305 | 0 | 0 | 629.83 | 0 | 0 | 0 | 0 | 0 | 0 | 0 | Infinite
PJM_ROR_2_MISO_MI | PJM_ROR | MISO_MI | 2040 | B15 | 1203 | 0 | 1305 | 1305 | 0 | 1305 | 0 | 0 | 0.01187 | 0 | 0.01187 | 0.0034828 | 0 | Infinite
PJM_ROR_2_MISO_MI | PJM_ROR | MISO_MI | 2040 | B16 | 25 | 0 | 1305 | 1238.85 | 0 | 1305 | 0 | 0 | 0 | 0 | 0.36797 | 0 | 0 | Infinite
PJM_ROR_2_MISO_MI | PJM_ROR | MISO_MI | 2040 | B17 | 100 | 0 | 1305 | 150.62 | 0 | 1094.91 | 0 | 0 | 0 | 0 | 0 | 0 | 0 | Infinite
PJM_ROR_2_MISO_MI | PJM_ROR | MISO_MI | 2040 | B18 | 400 | 0 | 1305 | 1128.69 | 0 | 1305 | 0 | 0 | 0 | 0 | 0.18992 | 0 | 0 | Infinite
PJM_ROR_2_MISO_MI | PJM_ROR | MISO_MI | 2040 | B19 | 700 | 0 | 1305 | 1305 | 0 | 1305 | 0 | 0 | 0.01187 | 0 | 0.56976 | 0.0020266 | 0 | Infinite
PJM_ROR_2_MISO_MI | PJM_ROR | MISO_MI | 2040 | B20 | 935 | 0 | 1305 | 0 | 0 | 144.92 | 0 | 0 | 0 | 0 | 0 | 0 | 0 | Infinite
PJM_ROR_2_MISO_MI | PJM_ROR | MISO_MI | 2045 | B1 | 10 | 0 | 1305 | 1305 | 0 | 0 | 0 | 0 | 3.0031 | 0 | 0 | 0.01155 | 0 | Infinite
PJM_ROR_2_MISO_MI | PJM_ROR | MISO_MI | 2045 | B2 | 25 | 0 | 1305 | 1305 | 0 | 0 | 0 | 0 | 1.4956 | 0 | 0 | 0.014381 | 0 | Infinite
PJM_ROR_2_MISO_MI | PJM_ROR | MISO_MI | 2045 | B3 | 75 | 0 | 1305 | 1305 | 0 | 0 | 0 | 0 | 0.27301 | 0 | 0 | 0.0078753 | 0 | Infinite
PJM_ROR_2_MISO_MI | PJM_ROR | MISO_MI | 2045 | B4 | 100 | 0 | 1305 | 0 | 0 | 0 | 0 | 0 | 0 | 0 | 0 | 0 | 0 | Infinite
PJM_ROR_2_MISO_MI | PJM_ROR | MISO_MI | 2045 | B5 | 200 | 0 | 1305 | 0 | 0 | 0 | 0 | 0 | 0 | 0 | 0 | 0 | 0 | Infinite
PJM_ROR_2_MISO_MI | PJM_ROR | MISO_MI | 2045 | B6 | 300 | 0 | 1305 | 312 | 0 | 291.62 | 0 | 0 | 0 | 0 | 0 | 0 | 0 | Infinite
PJM_ROR_2_MISO_MI | PJM_ROR | MISO_MI | 2045 | B7 | 400 | 0 | 1305 | 0 | 0 | 0 | 0 | 0 | 0 | 0 | 0 | 0 | 0 | Infinite
PJM_ROR_2_MISO_MI | PJM_ROR | MISO_MI | 2045 | B8 | 500 | 0 | 1305 | 0 | 0 | 0 | 0 | 0 | 0 | 0 | 0 | 0 | 0 | Infinite
PJM_ROR_2_MISO_MI | PJM_ROR | MISO_MI | 2045 | B9 | 800 | 0 | 1305 | 679.42 | 0 | 0 | 0 | 0 | 0 | 0 | 0 | 0 | 0 | Infinite
PJM_ROR_2_MISO_MI | PJM_ROR | MISO_MI | 2045 | B10 | 1262 | 0 | 1305 | 1305 | 0 | 0 | 0 | 0 | 0.01187 | 0 | 0 | 0.0057615 | 0 | Infinite
PJM_ROR_2_MISO_MI | PJM_ROR | MISO_MI | 2045 | B11 | 25 | 0 | 1305 | 860.76 | 0 | 889.92 | 0 | 0 | 0 | 0 | 0 | 0 | 0 | Infinite
PJM_ROR_2_MISO_MI | PJM_ROR | MISO_MI | 2045 | B12 | 200 | 0 | 1305 | 1290.11 | 0 | 0 | 0 | 0 | 0 | 0 | 0 | 0 | 0 | Infinite
PJM_ROR_2_MISO_MI | PJM_ROR | MISO_MI | 2045 | B13 | 600 | 0 | 1305 | 0 | 0 | 0 | 0 | 0 | 0 | 0 | 0 | 0 | 0 | Infinite
PJM_ROR_2_MISO_MI | PJM_ROR | MISO_MI | 2045 | B14 | 900 | 0 | 1305 | 708 | 0 | 0 | 0 | 0 | 0 | 0 | 0 | 0 | 0 | Infinite
PJM_ROR_2_MISO_MI | PJM_ROR | MISO_MI | 2045 | B15 | 1203 | 0 | 1305 | 1305 | 0 | 1305 | 0 | 0 | 1.0564 | 0 | 0.01187 | 0.4888 | 0 | Infinite
PJM_ROR_2_MISO_MI | PJM_ROR | MISO_MI | 2045 | B16 | 25 | 0 | 1305 | 1305 | 0 | 0 | 0 | 0 | 3.656 | 0 | 0 | 0.035153 | 0 | Infinite
PJM_ROR_2_MISO_MI | PJM_ROR | MISO_MI | 2045 | B17 | 100 | 0 | 1305 | 909 | 0 | 0 | 0 | 0 | 0 | 0 | 0 | 0 | 0 | Infinite
PJM_ROR_2_MISO_MI | PJM_ROR | MISO_MI | 2045 | B18 | 400 | 0 | 1305 | 0 | 0 | 0 | 0 | 0 | 0 | 0 | 0 | 0 | 0 | Infinite
PJM_ROR_2_MISO_MI | PJM_ROR | MISO_MI | 2045 | B19 | 700 | 0 | 1305 | 1006.09 | 0 | 1305 | 0 | 0 | 0 | 0 | 0.01187 | 0 | 0 | Infinite
PJM_ROR_2_MISO_MI | PJM_ROR | MISO_MI | 2045 | B20 | 935 | 0 | 1305 | 312.47 | 0 | 0 | 0 | 0 | 0 | 0 | 0 | 0 | 0 | Infinite
PJM_ROR_2_MISO_MI | PJM_ROR | MISO_MI | 2050 | B1 | 10 | 0 | 1305 | 1305 | 0 | 0 | 0 | 0 | 6.6947 | 0 | 0 | 0.019719 | 0 | Infinite
PJM_ROR_2_MISO_MI | PJM_ROR | MISO_MI | 2050 | B2 | 25 | 0 | 1305 | 1305 | 0 | 0 | 0 | 0 | 3.0862 | 0 | 0 | 0.022726 | 0 | Infinite
PJM_ROR_2_MISO_MI | PJM_ROR | MISO_MI | 2050 | B3 | 75 | 0 | 1305 | 1305 | 0 | 0 | 0 | 0 | 1.3176 | 0 | 0 | 0.029107 | 0 | Infinite
PJM_ROR_2_MISO_MI | PJM_ROR | MISO_MI | 2050 | B4 | 100 | 0 | 1305 | 0 | 0 | 0 | 0 | 0 | 0 | 0 | 0 | 0 | 0 | Infinite
PJM_ROR_2_MISO_MI | PJM_ROR | MISO_MI | 2050 | B5 | 200 | 0 | 1305 | 1012.48 | 0 | 0 | 0 | 0 | 0 | 0 | 0 | 0 | 0 | Infinite
PJM_ROR_2_MISO_MI | PJM_ROR | MISO_MI | 2050 | B6 | 300 | 0 | 1305 | 489.43 | 0 | 701.5 | 0 | 0 | 0 | 0 | 0 | 0 | 0 | Infinite
PJM_ROR_2_MISO_MI | PJM_ROR | MISO_MI | 2050 | B7 | 400 | 0 | 1305 | 690.3 | 0 | 0 | 0 | 0 | 0 | 0 | 0 | 0 | 0 | Infinite
PJM_ROR_2_MISO_MI | PJM_ROR | MISO_MI | 2050 | B8 | 500 | 0 | 1305 | 0 | 0 | 0 | 0 | 0 | 0 | 0 | 0 | 0 | 0 | Infinite
PJM_ROR_2_MISO_MI | PJM_ROR | MISO_MI | 2050 | B9 | 800 | 0 | 1305 | 1305 | 0 | 0 | 0 | 0 | 1.9823 | 0 | 0 | 0.46711 | 0 | Infinite
PJM_ROR_2_MISO_MI | PJM_ROR | MISO_MI | 2050 | B10 | 1262 | 0 | 1305 | 1115.06 | 0 | 0 | 0 | 0 | 0 | 0 | 0 | 0 | 0 | Infinite
PJM_ROR_2_MISO_MI | PJM_ROR | MISO_MI | 2050 | B11 | 25 | 0 | 1305 | 1305 | 0 | 1305 | 0 | 0 | 3.3355 | 0 | 0.46293 | 0.024562 | 0 | Infinite
PJM_ROR_2_MISO_MI | PJM_ROR | MISO_MI | 2050 | B12 | 200 | 0 | 1305 | 1305 | 0 | 1305 | 0 | 0 | 0.02374 | 0 | 0.01187 | 0.0013985 | 0 | Infinite
PJM_ROR_2_MISO_MI | PJM_ROR | MISO_MI | 2050 | B13 | 600 | 0 | 1305 | 1305 | 0 | 1305 | 0 | 0 | 0.01187 | 0 | 0.01187 | 0.0020978 | 0 | Infinite
PJM_ROR_2_MISO_MI | PJM_ROR | MISO_MI | 2050 | B14 | 900 | 0 | 1305 | 872.03 | 0 | 0 | 0 | 0 | 0 | 0 | 0 | 0 | 0 | Infinite
PJM_ROR_2_MISO_MI | PJM_ROR | MISO_MI | 2050 | B15 | 1203 | 0 | 1305 | 133.45 | 0 | 0 | 0 | 0 | 0 | 0 | 0 | 0 | 0 | Infinite
PJM_ROR_2_MISO_MI | PJM_ROR | MISO_MI | 2050 | B16 | 25 | 0 | 1305 | 1305 | 0 | 1192.28 | 0 | 0 | 3.7391 | 0 | 0 | 0.027534 | 0 | Infinite
PJM_ROR_2_MISO_MI | PJM_ROR | MISO_MI | 2050 | B17 | 100 | 0 | 1305 | 1303.92 | 0 | 0 | 0 | 0 | 0 | 0 | 0 | 0 | 0 | Infinite
PJM_ROR_2_MISO_MI | PJM_ROR | MISO_MI | 2050 | B18 | 400 | 0 | 1305 | 370.81 | 0 | 0 | 0 | 0 | 0 | 0 | 0 | 0 | 0 | Infinite
PJM_ROR_2_MISO_MI | PJM_ROR | MISO_MI | 2050 | B19 | 700 | 0 | 1305 | 1305 | 0 | 1305 | 0 | 0 | 0.01187 | 0 | 0.46293 | 0.0024474 | 0 | Infinite
PJM_ROR_2_MISO_MI | PJM_ROR | MISO_MI | 2050 | B20 | 935 | 0 | 1305 | 1305 | 0 | 0 | 0 | 0 | 0.01187 | 0 | 0 | 0.0032691 | 0 | Infinite
PJM_ROR_2_MISO_MO-IL | PJM_ROR | MISO_MO-IL | 2015 | B1 | 10 | 0 | 1111 | 0 | 0 | 0 | 0 | 0 | 0 | 0 | 0 | 0 | 0 | Infinite
PJM_ROR_2_MISO_MO-IL | PJM_ROR | MISO_MO-IL | 2015 | B2 | 25 | 0 | 1111 | 0 | 0 | 0 | 0 | 0 | 0 | 0 | 0 | 0 | 0 | Infinite
PJM_ROR_2_MISO_MO-IL | PJM_ROR | MISO_MO-IL | 2015 | B3 | 75 | 0 | 1111 | 0 | 0 | 0 | 0 | 0 | 0 | 0 | 0 | 0 | 0 | Infinite
PJM_ROR_2_MISO_MO-IL | PJM_ROR | MISO_MO-IL | 2015 | B4 | 100 | 0 | 1111 | 0 | 0 | 0 | 0 | 0 | 0 | 0 | 0 | 0 | 0 | Infinite
PJM_ROR_2_MISO_MO-IL | PJM_ROR | MISO_MO-IL | 2015 | B5 | 200 | 0 | 1111 | 0 | 0 | 0 | 0 | 0 | 0 | 0 | 0 | 0 | 0 | Infinite
PJM_ROR_2_MISO_MO-IL | PJM_ROR | MISO_MO-IL | 2015 | B6 | 300 | 0 | 1111 | 0 | 0 | 0 | 0 | 0 | 0 | 0 | 0 | 0 | 0 | Infinite
PJM_ROR_2_MISO_MO-IL | PJM_ROR | MISO_MO-IL | 2015 | B7 | 400 | 0 | 1111 | 0 | 0 | 0 | 0 | 0 | 0 | 0 | 0 | 0 | 0 | Infinite
PJM_ROR_2_MISO_MO-IL | PJM_ROR | MISO_MO-IL | 2015 | B8 | 500 | 0 | 1111 | 0 | 0 | 0 | 0 | 0 | 0 | 0 | 0 | 0 | 0 | Infinite
PJM_ROR_2_MISO_MO-IL | PJM_ROR | MISO_MO-IL | 2015 | B9 | 800 | 0 | 1111 | 0 | 0 | 0 | 0 | 0 | 0 | 0 | 0 | 0 | 0 | Infinite
PJM_ROR_2_MISO_MO-IL | PJM_ROR | MISO_MO-IL | 2015 | B10 | 1262 | 0 | 1111 | 0 | 0 | 0 | 0 | 0 | 0 | 0 | 0 | 0 | 0 | Infinite
PJM_ROR_2_MISO_MO-IL | PJM_ROR | MISO_MO-IL | 2015 | B11 | 25 | 0 | 1111 | 0 | 0 | 0 | 0 | 0 | 0 | 0 | 0 | 0 | 0 | Infinite
PJM_ROR_2_MISO_MO-IL | PJM_ROR | MISO_MO-IL | 2015 | B12 | 200 | 0 | 1111 | 0 | 0 | 0 | 0 | 0 | 0 | 0 | 0 | 0 | 0 | Infinite
PJM_ROR_2_MISO_MO-IL | PJM_ROR | MISO_MO-IL | 2015 | B13 | 600 | 0 | 1111 | 0 | 0 | 0 | 0 | 0 | 0 | 0 | 0 | 0 | 0 | Infinite
PJM_ROR_2_MISO_MO-IL | PJM_ROR | MISO_MO-IL | 2015 | B14 | 900 | 0 | 1111 | 0 | 0 | 0 | 0 | 0 | 0 | 0 | 0 | 0 | 0 | Infinite
PJM_ROR_2_MISO_MO-IL | PJM_ROR | MISO_MO-IL | 2015 | B15 | 1203 | 0 | 1111 | 0 | 0 | 0 | 0 | 0 | 0 | 0 | 0 | 0 | 0 | Infinite
PJM_ROR_2_MISO_MO-IL | PJM_ROR | MISO_MO-IL | 2015 | B16 | 25 | 0 | 1111 | 0 | 0 | 0 | 0 | 0 | 0 | 0 | 0 | 0 | 0 | Infinite
PJM_ROR_2_MISO_MO-IL | PJM_ROR | MISO_MO-IL | 2015 | B17 | 100 | 0 | 1111 | 0 | 0 | 0 | 0 | 0 | 0 | 0 | 0 | 0 | 0 | Infinite
PJM_ROR_2_MISO_MO-IL | PJM_ROR | MISO_MO-IL | 2015 | B18 | 400 | 0 | 1111 | 0 | 0 | 0 | 0 | 0 | 0 | 0 | 0 | 0 | 0 | Infinite
PJM_ROR_2_MISO_MO-IL | PJM_ROR | MISO_MO-IL | 2015 | B19 | 700 | 0 | 1111 | 0 | 0 | 0 | 0 | 0 | 0 | 0 | 0 | 0 | 0 | Infinite
PJM_ROR_2_MISO_MO-IL | PJM_ROR | MISO_MO-IL | 2015 | B20 | 935 | 0 | 1111 | 0 | 0 | 0 | 0 | 0 | 0 | 0 | 0 | 0 | 0 | Infinite
PJM_ROR_2_MISO_MO-IL | PJM_ROR | MISO_MO-IL | 2020 | B1 | 10 | 0 | 1111 | 0 | 0 | 0 | 0 | 0 | 0 | 0 | 0 | 0 | 0 | Infinite
PJM_ROR_2_MISO_MO-IL | PJM_ROR | MISO_MO-IL | 2020 | B2 | 25 | 0 | 1111 | 0 | 0 | 0 | 0 | 0 | 0 | 0 | 0 | 0 | 0 | Infinite
PJM_ROR_2_MISO_MO-IL | PJM_ROR | MISO_MO-IL | 2020 | B3 | 75 | 0 | 1111 | 0 | 0 | 0 | 0 | 0 | 0 | 0 | 0 | 0 | 0 | Infinite
PJM_ROR_2_MISO_MO-IL | PJM_ROR | MISO_MO-IL | 2020 | B4 | 100 | 0 | 1111 | 0 | 0 | 0 | 0 | 0 | 0 | 0 | 0 | 0 | 0 | Infinite
PJM_ROR_2_MISO_MO-IL | PJM_ROR | MISO_MO-IL | 2020 | B5 | 200 | 0 | 1111 | 0 | 0 | 0 | 0 | 0 | 0 | 0 | 0 | 0 | 0 | Infinite
PJM_ROR_2_MISO_MO-IL | PJM_ROR | MISO_MO-IL | 2020 | B6 | 300 | 0 | 1111 | 0 | 0 | 0 | 0 | 0 | 0 | 0 | 0 | 0 | 0 | Infinite
PJM_ROR_2_MISO_MO-IL | PJM_ROR | MISO_MO-IL | 2020 | B7 | 400 | 0 | 1111 | 0 | 0 | 0 | 0 | 0 | 0 | 0 | 0 | 0 | 0 | Infinite
PJM_ROR_2_MISO_MO-IL | PJM_ROR | MISO_MO-IL | 2020 | B8 | 500 | 0 | 1111 | 0 | 0 | 0 | 0 | 0 | 0 | 0 | 0 | 0 | 0 | Infinite
PJM_ROR_2_MISO_MO-IL | PJM_ROR | MISO_MO-IL | 2020 | B9 | 800 | 0 | 1111 | 0 | 0 | 0 | 0 | 0 | 0 | 0 | 0 | 0 | 0 | Infinite
PJM_ROR_2_MISO_MO-IL | PJM_ROR | MISO_MO-IL | 2020 | B10 | 1262 | 0 | 1111 | 0 | 0 | 0 | 0 | 0 | 0 | 0 | 0 | 0 | 0 | Infinite
PJM_ROR_2_MISO_MO-IL | PJM_ROR | MISO_MO-IL | 2020 | B11 | 25 | 0 | 1111 | 1111 | 0 | 1111 | 0 | 0 | 0.01187 | 0 | 0.01187 | 0.01187 | 0 | Infinite
PJM_ROR_2_MISO_MO-IL | PJM_ROR | MISO_MO-IL | 2020 | B12 | 200 | 0 | 1111 | 0 | 0 | 0 | 0 | 0 | 0 | 0 | 0 | 0 | 0 | Infinite
PJM_ROR_2_MISO_MO-IL | PJM_ROR | MISO_MO-IL | 2020 | B13 | 600 | 0 | 1111 | 0 | 0 | 0 | 0 | 0 | 0 | 0 | 0 | 0 | 0 | Infinite
PJM_ROR_2_MISO_MO-IL | PJM_ROR | MISO_MO-IL | 2020 | B14 | 900 | 0 | 1111 | 0 | 0 | 0 | 0 | 0 | 0 | 0 | 0 | 0 | 0 | Infinite
PJM_ROR_2_MISO_MO-IL | PJM_ROR | MISO_MO-IL | 2020 | B15 | 1203 | 0 | 1111 | 0 | 0 | 0 | 0 | 0 | 0 | 0 | 0 | 0 | 0 | Infinite
PJM_ROR_2_MISO_MO-IL | PJM_ROR | MISO_MO-IL | 2020 | B16 | 25 | 0 | 1111 | 0 | 0 | 0 | 0 | 0 | 0 | 0 | 0 | 0 | 0 | Infinite
PJM_ROR_2_MISO_MO-IL | PJM_ROR | MISO_MO-IL | 2020 | B17 | 100 | 0 | 1111 | 0 | 0 | 0 | 0 | 0 | 0 | 0 | 0 | 0 | 0 | Infinite
PJM_ROR_2_MISO_MO-IL | PJM_ROR | MISO_MO-IL | 2020 | B18 | 400 | 0 | 1111 | 0 | 0 | 0 | 0 | 0 | 0 | 0 | 0 | 0 | 0 | Infinite
PJM_ROR_2_MISO_MO-IL | PJM_ROR | MISO_MO-IL | 2020 | B19 | 700 | 0 | 1111 | 0 | 0 | 0 | 0 | 0 | 0 | 0 | 0 | 0 | 0 | Infinite
PJM_ROR_2_MISO_MO-IL | PJM_ROR | MISO_MO-IL | 2020 | B20 | 935 | 0 | 1111 | 0 | 0 | 0 | 0 | 0 | 0 | 0 | 0 | 0 | 0 | Infinite
PJM_ROR_2_MISO_MO-IL | PJM_ROR | MISO_MO-IL | 2025 | B1 | 10 | 0 | 1111 | 0 | 0 | 0 | 0 | 0 | 0 | 0 | 0 | 0 | 0 | Infinite
PJM_ROR_2_MISO_MO-IL | PJM_ROR | MISO_MO-IL | 2025 | B2 | 25 | 0 | 1111 | 393.97 | 0 | 436.48 | 0 | 0 | 0 | 0 | 0 | 0 | 0 | Infinite
PJM_ROR_2_MISO_MO-IL | PJM_ROR | MISO_MO-IL | 2025 | B3 | 75 | 0 | 1111 | 0 | 0 | 0 | 0 | 0 | 0 | 0 | 0 | 0 | 0 | Infinite
PJM_ROR_2_MISO_MO-IL | PJM_ROR | MISO_MO-IL | 2025 | B4 | 100 | 0 | 1111 | 0 | 0 | 0 | 0 | 0 | 0 | 0 | 0 | 0 | 0 | Infinite
PJM_ROR_2_MISO_MO-IL | PJM_ROR | MISO_MO-IL | 2025 | B5 | 200 | 0 | 1111 | 1041.63 | 0 | 1111 | 0 | 0 | 0 | 0 | 0.02374 | 0 | 0 | Infinite
PJM_ROR_2_MISO_MO-IL | PJM_ROR | MISO_MO-IL | 2025 | B6 | 300 | 0 | 1111 | 711.12 | 0 | 749.59 | 0 | 0 | 0 | 0 | 0 | 0 | 0 | Infinite
PJM_ROR_2_MISO_MO-IL | PJM_ROR | MISO_MO-IL | 2025 | B7 | 400 | 0 | 1111 | 0 | 0 | 0 | 0 | 0 | 0 | 0 | 0 | 0 | 0 | Infinite
PJM_ROR_2_MISO_MO-IL | PJM_ROR | MISO_MO-IL | 2025 | B8 | 500 | 0 | 1111 | 0 | 0 | 0 | 0 | 0 | 0 | 0 | 0 | 0 | 0 | Infinite
PJM_ROR_2_MISO_MO-IL | PJM_ROR | MISO_MO-IL | 2025 | B9 | 800 | 0 | 1111 | 0 | 0 | 0 | 0 | 0 | 0 | 0 | 0 | 0 | 0 | Infinite
PJM_ROR_2_MISO_MO-IL | PJM_ROR | MISO_MO-IL | 2025 | B10 | 1262 | 0 | 1111 | 0 | 0 | 0 | 0 | 0 | 0 | 0 | 0 | 0 | 0 | Infinite
PJM_ROR_2_MISO_MO-IL | PJM_ROR | MISO_MO-IL | 2025 | B11 | 25 | 0 | 1111 | 1111 | 0 | 1111 | 0 | 0 | 1.555 | 0 | 1.3413 | 0.040494 | 0 | Infinite
PJM_ROR_2_MISO_MO-IL | PJM_ROR | MISO_MO-IL | 2025 | B12 | 200 | 0 | 1111 | 0 | 0 | 0 | 0 | 0 | 0 | 0 | 0 | 0 | 0 | Infinite
PJM_ROR_2_MISO_MO-IL | PJM_ROR | MISO_MO-IL | 2025 | B13 | 600 | 0 | 1111 | 0 | 0 | 0 | 0 | 0 | 0 | 0 | 0 | 0 | 0 | Infinite
PJM_ROR_2_MISO_MO-IL | PJM_ROR | MISO_MO-IL | 2025 | B14 | 900 | 0 | 1111 | 0 | 0 | 0 | 0 | 0 | 0 | 0 | 0 | 0 | 0 | Infinite
PJM_ROR_2_MISO_MO-IL | PJM_ROR | MISO_MO-IL | 2025 | B15 | 1203 | 0 | 1111 | 0 | 0 | 0 | 0 | 0 | 0 | 0 | 0 | 0 | 0 | Infinite
PJM_ROR_2_MISO_MO-IL | PJM_ROR | MISO_MO-IL | 2025 | B16 | 25 | 0 | 1111 | 748.82 | 0 | 259.22 | 0 | 0 | 0 | 0 | 0 | 0 | 0 | Infinite
PJM_ROR_2_MISO_MO-IL | PJM_ROR | MISO_MO-IL | 2025 | B17 | 100 | 0 | 1111 | 0 | 0 | 0 | 0 | 0 | 0 | 0 | 0 | 0 | 0 | Infinite
PJM_ROR_2_MISO_MO-IL | PJM_ROR | MISO_MO-IL | 2025 | B18 | 400 | 0 | 1111 | 0 | 0 | 0 | 0 | 0 | 0 | 0 | 0 | 0 | 0 | Infinite
PJM_ROR_2_MISO_MO-IL | PJM_ROR | MISO_MO-IL | 2025 | B19 | 700 | 0 | 1111 | 0 | 0 | 0 | 0 | 0 | 0 | 0 | 0 | 0 | 0 | Infinite
PJM_ROR_2_MISO_MO-IL | PJM_ROR | MISO_MO-IL | 2025 | B20 | 935 | 0 | 1111 | 1111 | 0 | 208.4 | 0 | 0 | 0.01187 | 0 | 0 | 0.011561 | 0 | Infinite
PJM_ROR_2_MISO_MO-IL | PJM_ROR | MISO_MO-IL | 2030 | B1 | 10 | 0 | 1111 | 1111 | 0 | 0 | 0 | 0 | 1.0802 | 0 | 0 | 0.0067722 | 0 | Infinite
PJM_ROR_2_MISO_MO-IL | PJM_ROR | MISO_MO-IL | 2030 | B2 | 25 | 0 | 1111 | 1111 | 0 | 0 | 0 | 0 | 0.56976 | 0 | 0 | 0.0089304 | 0 | Infinite
PJM_ROR_2_MISO_MO-IL | PJM_ROR | MISO_MO-IL | 2030 | B3 | 75 | 0 | 1111 | 632.78 | 0 | 377.57 | 0 | 0 | 0 | 0 | 0 | 0 | 0 | Infinite
PJM_ROR_2_MISO_MO-IL | PJM_ROR | MISO_MO-IL | 2030 | B4 | 100 | 0 | 1111 | 1111 | 0 | 1111 | 0 | 0 | 6.0537 | 0 | 2.1603 | 0.37954 | 0 | Infinite
PJM_ROR_2_MISO_MO-IL | PJM_ROR | MISO_MO-IL | 2030 | B5 | 200 | 0 | 1111 | 1111 | 0 | 1111 | 0 | 0 | 4.9854 | 0 | 0.21366 | 0.62513 | 0 | Infinite
PJM_ROR_2_MISO_MO-IL | PJM_ROR | MISO_MO-IL | 2030 | B6 | 300 | 0 | 1111 | 1111 | 0 | 1111 | 0 | 0 | 0.02374 | 0 | 0.18992 | 0.0044652 | 0 | Infinite
PJM_ROR_2_MISO_MO-IL | PJM_ROR | MISO_MO-IL | 2030 | B7 | 400 | 0 | 1111 | 0 | 0 | 0 | 0 | 0 | 0 | 0 | 0 | 0 | 0 | Infinite
PJM_ROR_2_MISO_MO-IL | PJM_ROR | MISO_MO-IL | 2030 | B8 | 500 | 0 | 1111 | 0 | 0 | 0 | 0 | 0 | 0 | 0 | 0 | 0 | 0 | Infinite
PJM_ROR_2_MISO_MO-IL | PJM_ROR | MISO_MO-IL | 2030 | B9 | 800 | 0 | 1111 | 0 | 0 | 0 | 0 | 0 | 0 | 0 | 0 | 0 | 0 | Infinite
PJM_ROR_2_MISO_MO-IL | PJM_ROR | MISO_MO-IL | 2030 | B10 | 1262 | 0 | 1111 | 1111 | 0 | 1111 | 0 | 0 | 0 | 0 | 0.01187 | 0 | 0 | Infinite
PJM_ROR_2_MISO_MO-IL | PJM_ROR | MISO_MO-IL | 2030 | B11 | 25 | 0 | 1111 | 1111 | 0 | 1111 | 0 | 0 | 6.6116 | 0 | 5.7688 | 0.10363 | 0 | Infinite
PJM_ROR_2_MISO_MO-IL | PJM_ROR | MISO_MO-IL | 2030 | B12 | 200 | 0 | 1111 | 0 | 0 | 378.1 | 0 | 0 | 0 | 0 | 0 | 0 | 0 | Infinite
PJM_ROR_2_MISO_MO-IL | PJM_ROR | MISO_MO-IL | 2030 | B13 | 600 | 0 | 1111 | 0 | 0 | 0 | 0 | 0 | 0 | 0 | 0 | 0 | 0 | Infinite
PJM_ROR_2_MISO_MO-IL | PJM_ROR | MISO_MO-IL | 2030 | B14 | 900 | 0 | 1111 | 0 | 0 | 0 | 0 | 0 | 0 | 0 | 0 | 0 | 0 | Infinite
PJM_ROR_2_MISO_MO-IL | PJM_ROR | MISO_MO-IL | 2030 | B15 | 1203 | 0 | 1111 | 0 | 0 | 1111 | 0 | 0 | 0 | 0 | 0.3561 | 0 | 0 | Infinite
PJM_ROR_2_MISO_MO-IL | PJM_ROR | MISO_MO-IL | 2030 | B16 | 25 | 0 | 1111 | 0 | 0 | 0 | 0 | 0 | 0 | 0 | 0 | 0 | 0 | Infinite
PJM_ROR_2_MISO_MO-IL | PJM_ROR | MISO_MO-IL | 2030 | B17 | 100 | 0 | 1111 | 0 | 0 | 0 | 0 | 0 | 0 | 0 | 0 | 0 | 0 | Infinite
PJM_ROR_2_MISO_MO-IL | PJM_ROR | MISO_MO-IL | 2030 | B18 | 400 | 0 | 1111 | 0 | 0 | 0 | 0 | 0 | 0 | 0 | 0 | 0 | 0 | Infinite
PJM_ROR_2_MISO_MO-IL | PJM_ROR | MISO_MO-IL | 2030 | B19 | 700 | 0 | 1111 | 0 | 0 | 0 | 0 | 0 | 0 | 0 | 0 | 0 | 0 | Infinite
PJM_ROR_2_MISO_MO-IL | PJM_ROR | MISO_MO-IL | 2030 | B20 | 935 | 0 | 1111 | 1111 | 0 | 1111 | 0 | 0 | 1.3176 | 0 | 0.92586 | 0.77237 | 0 | Infinite
PJM_ROR_2_MISO_MO-IL | PJM_ROR | MISO_MO-IL | 2035 | B1 | 10 | 0 | 1111 | 977.2 | 0 | 0 | 0 | 0 | 0 | 0 | 0 | 0 | 0 | Infinite
PJM_ROR_2_MISO_MO-IL | PJM_ROR | MISO_MO-IL | 2035 | B2 | 25 | 0 | 1111 | 1076.63 | 0 | 0 | 0 | 0 | 0 | 0 | 0 | 0 | 0 | Infinite
PJM_ROR_2_MISO_MO-IL | PJM_ROR | MISO_MO-IL | 2035 | B3 | 75 | 0 | 1111 | 0 | 0 | 0 | 0 | 0 | 0 | 0 | 0 | 0 | 0 | Infinite
PJM_ROR_2_MISO_MO-IL | PJM_ROR | MISO_MO-IL | 2035 | B4 | 100 | 0 | 1111 | 788.79 | 0 | 0 | 0 | 0 | 0 | 0 | 0 | 0 | 0 | Infinite
PJM_ROR_2_MISO_MO-IL | PJM_ROR | MISO_MO-IL | 2035 | B5 | 200 | 0 | 1111 | 1111 | 0 | 1111 | 0 | 0 | 0.02374 | 0 | 0.02374 | 0.021102 | 0 | Infinite
PJM_ROR_2_MISO_MO-IL | PJM_ROR | MISO_MO-IL | 2035 | B6 | 300 | 0 | 1111 | 716.9 | 0 | 1111 | 0 | 0 | 0 | 0 | 0.16618 | 0 | 0 | Infinite
PJM_ROR_2_MISO_MO-IL | PJM_ROR | MISO_MO-IL | 2035 | B7 | 400 | 0 | 1111 | 96.31 | 0 | 0 | 0 | 0 | 0 | 0 | 0 | 0 | 0 | Infinite
PJM_ROR_2_MISO_MO-IL | PJM_ROR | MISO_MO-IL | 2035 | B8 | 500 | 0 | 1111 | 0 | 0 | 0 | 0 | 0 | 0 | 0 | 0 | 0 | 0 | Infinite
PJM_ROR_2_MISO_MO-IL | PJM_ROR | MISO_MO-IL | 2035 | B9 | 800 | 0 | 1111 | 0 | 0 | 0 | 0 | 0 | 0 | 0 | 0 | 0 | 0 | Infinite
PJM_ROR_2_MISO_MO-IL | PJM_ROR | MISO_MO-IL | 2035 | B10 | 1262 | 0 | 1111 | 0 | 0 | 0 | 0 | 0 | 0 | 0 | 0 | 0 | 0 | Infinite
PJM_ROR_2_MISO_MO-IL | PJM_ROR | MISO_MO-IL | 2035 | B11 | 25 | 0 | 1111 | 1111 | 0 | 1111 | 0 | 0 | 4.9973 | 0 | 5.0091 | 0.55525 | 0 | Infinite
PJM_ROR_2_MISO_MO-IL | PJM_ROR | MISO_MO-IL | 2035 | B12 | 200 | 0 | 1111 | 0 | 0 | 0 | 0 | 0 | 0 | 0 | 0 | 0 | 0 | Infinite
PJM_ROR_2_MISO_MO-IL | PJM_ROR | MISO_MO-IL | 2035 | B13 | 600 | 0 | 1111 | 0 | 0 | 0 | 0 | 0 | 0 | 0 | 0 | 0 | 0 | Infinite
PJM_ROR_2_MISO_MO-IL | PJM_ROR | MISO_MO-IL | 2035 | B14 | 900 | 0 | 1111 | 0 | 0 | 0 | 0 | 0 | 0 | 0 | 0 | 0 | 0 | Infinite
PJM_ROR_2_MISO_MO-IL | PJM_ROR | MISO_MO-IL | 2035 | B15 | 1203 | 0 | 1111 | 0 | 0 | 0 | 0 | 0 | 0 | 0 | 0 | 0 | 0 | Infinite
PJM_ROR_2_MISO_MO-IL | PJM_ROR | MISO_MO-IL | 2035 | B16 | 25 | 0 | 1111 | 525.95 | 0 | 786.21 | 0 | 0 | 0 | 0 | 0 | 0 | 0 | Infinite
PJM_ROR_2_MISO_MO-IL | PJM_ROR | MISO_MO-IL | 2035 | B17 | 100 | 0 | 1111 | 0 | 0 | 0 | 0 | 0 | 0 | 0 | 0 | 0 | 0 | Infinite
PJM_ROR_2_MISO_MO-IL | PJM_ROR | MISO_MO-IL | 2035 | B18 | 400 | 0 | 1111 | 0 | 0 | 0 | 0 | 0 | 0 | 0 | 0 | 0 | 0 | Infinite
PJM_ROR_2_MISO_MO-IL | PJM_ROR | MISO_MO-IL | 2035 | B19 | 700 | 0 | 1111 | 0 | 0 | 0 | 0 | 0 | 0 | 0 | 0 | 0 | 0 | Infinite
PJM_ROR_2_MISO_MO-IL | PJM_ROR | MISO_MO-IL | 2035 | B20 | 935 | 0 | 1111 | 650.56 | 0 | 0 | 0 | 0 | 0 | 0 | 0 | 0 | 0 | Infinite
PJM_ROR_2_MISO_MO-IL | PJM_ROR | MISO_MO-IL | 2040 | B1 | 10 | 0 | 1111 | 1111 | 0 | 0 | 0 | 0 | 2.647 | 0 | 0 | 0.19607 | 0 | Infinite
PJM_ROR_2_MISO_MO-IL | PJM_ROR | MISO_MO-IL | 2040 | B2 | 25 | 0 | 1111 | 1111 | 0 | 0 | 0 | 0 | 0.01187 | 0 | 0 | 0.0021981 | 0 | Infinite
PJM_ROR_2_MISO_MO-IL | PJM_ROR | MISO_MO-IL | 2040 | B3 | 75 | 0 | 1111 | 1111 | 0 | 0 | 0 | 0 | 0.01187 | 0 | 0 | 0.0065944 | 0 | Infinite
PJM_ROR_2_MISO_MO-IL | PJM_ROR | MISO_MO-IL | 2040 | B4 | 100 | 0 | 1111 | 0 | 0 | 0 | 0 | 0 | 0 | 0 | 0 | 0 | 0 | Infinite
PJM_ROR_2_MISO_MO-IL | PJM_ROR | MISO_MO-IL | 2040 | B5 | 200 | 0 | 1111 | 960.61 | 0 | 0 | 0 | 0 | 0 | 0 | 0 | 0 | 0 | Infinite
PJM_ROR_2_MISO_MO-IL | PJM_ROR | MISO_MO-IL | 2040 | B6 | 300 | 0 | 1111 | 827.28 | 0 | 1111 | 0 | 0 | 0 | 0 | 0.02374 | 0 | 0 | Infinite
PJM_ROR_2_MISO_MO-IL | PJM_ROR | MISO_MO-IL | 2040 | B7 | 400 | 0 | 1111 | 0 | 0 | 0 | 0 | 0 | 0 | 0 | 0 | 0 | 0 | Infinite
PJM_ROR_2_MISO_MO-IL | PJM_ROR | MISO_MO-IL | 2040 | B8 | 500 | 0 | 1111 | 0 | 0 | 0 | 0 | 0 | 0 | 0 | 0 | 0 | 0 | Infinite
PJM_ROR_2_MISO_MO-IL | PJM_ROR | MISO_MO-IL | 2040 | B9 | 800 | 0 | 1111 | 0 | 0 | 0 | 0 | 0 | 0 | 0 | 0 | 0 | 0 | Infinite
PJM_ROR_2_MISO_MO-IL | PJM_ROR | MISO_MO-IL | 2040 | B10 | 1262 | 0 | 1111 | 0 | 0 | 0 | 0 | 0 | 0 | 0 | 0 | 0 | 0 | Infinite
PJM_ROR_2_MISO_MO-IL | PJM_ROR | MISO_MO-IL | 2040 | B11 | 25 | 0 | 1111 | 1111 | 0 | 1111 | 0 | 0 | 0.39171 | 0 | 4.3682 | 0.072539 | 0 | Infinite
PJM_ROR_2_MISO_MO-IL | PJM_ROR | MISO_MO-IL | 2040 | B12 | 200 | 0 | 1111 | 0 | 0 | 0 | 0 | 0 | 0 | 0 | 0 | 0 | 0 | Infinite
PJM_ROR_2_MISO_MO-IL | PJM_ROR | MISO_MO-IL | 2040 | B13 | 600 | 0 | 1111 | 190.58 | 0 | 65.1 | 0 | 0 | 0 | 0 | 0 | 0 | 0 | Infinite
PJM_ROR_2_MISO_MO-IL | PJM_ROR | MISO_MO-IL | 2040 | B14 | 900 | 0 | 1111 | 0 | 0 | 0 | 0 | 0 | 0 | 0 | 0 | 0 | 0 | Infinite
PJM_ROR_2_MISO_MO-IL | PJM_ROR | MISO_MO-IL | 2040 | B15 | 1203 | 0 | 1111 | 0 | 0 | 0 | 0 | 0 | 0 | 0 | 0 | 0 | 0 | Infinite
PJM_ROR_2_MISO_MO-IL | PJM_ROR | MISO_MO-IL | 2040 | B16 | 25 | 0 | 1111 | 0 | 0 | 1038.21 | 0 | 0 | 0 | 0 | 0 | 0 | 0 | Infinite
PJM_ROR_2_MISO_MO-IL | PJM_ROR | MISO_MO-IL | 2040 | B17 | 100 | 0 | 1111 | 0 | 0 | 0 | 0 | 0 | 0 | 0 | 0 | 0 | 0 | Infinite
PJM_ROR_2_MISO_MO-IL | PJM_ROR | MISO_MO-IL | 2040 | B18 | 400 | 0 | 1111 | 0 | 0 | 0 | 0 | 0 | 0 | 0 | 0 | 0 | 0 | Infinite
PJM_ROR_2_MISO_MO-IL | PJM_ROR | MISO_MO-IL | 2040 | B19 | 700 | 0 | 1111 | 0 | 0 | 0 | 0 | 0 | 0 | 0 | 0 | 0 | 0 | Infinite
PJM_ROR_2_MISO_MO-IL | PJM_ROR | MISO_MO-IL | 2040 | B20 | 935 | 0 | 1111 | 0 | 0 | 0 | 0 | 0 | 0 | 0 | 0 | 0 | 0 | Infinite
PJM_ROR_2_MISO_MO-IL | PJM_ROR | MISO_MO-IL | 2045 | B1 | 10 | 0 | 1111 | 1111 | 0 | 1111 | 0 | 0 | 3.0031 | 0 | 0.01187 | 0.27301 | 0 | Infinite
PJM_ROR_2_MISO_MO-IL | PJM_ROR | MISO_MO-IL | 2045 | B2 | 25 | 0 | 1111 | 1111 | 0 | 0 | 0 | 0 | 1.4719 | 0 | 0 | 0.33452 | 0 | Infinite
PJM_ROR_2_MISO_MO-IL | PJM_ROR | MISO_MO-IL | 2045 | B3 | 75 | 0 | 1111 | 1111 | 0 | 0 | 0 | 0 | 0.27301 | 0 | 0 | 0.18614 | 0 | Infinite
PJM_ROR_2_MISO_MO-IL | PJM_ROR | MISO_MO-IL | 2045 | B4 | 100 | 0 | 1111 | 0 | 0 | 0 | 0 | 0 | 0 | 0 | 0 | 0 | 0 | Infinite
PJM_ROR_2_MISO_MO-IL | PJM_ROR | MISO_MO-IL | 2045 | B5 | 200 | 0 | 1111 | 0 | 0 | 0 | 0 | 0 | 0 | 0 | 0 | 0 | 0 | Infinite
PJM_ROR_2_MISO_MO-IL | PJM_ROR | MISO_MO-IL | 2045 | B6 | 300 | 0 | 1111 | 309.57 | 0 | 0 | 0 | 0 | 0 | 0 | 0 | 0 | 0 | Infinite
PJM_ROR_2_MISO_MO-IL | PJM_ROR | MISO_MO-IL | 2045 | B7 | 400 | 0 | 1111 | 0 | 0 | 0 | 0 | 0 | 0 | 0 | 0 | 0 | 0 | Infinite
PJM_ROR_2_MISO_MO-IL | PJM_ROR | MISO_MO-IL | 2045 | B8 | 500 | 0 | 1111 | 0 | 0 | 0 | 0 | 0 | 0 | 0 | 0 | 0 | 0 | Infinite
PJM_ROR_2_MISO_MO-IL | PJM_ROR | MISO_MO-IL | 2045 | B9 | 800 | 0 | 1111 | 0 | 0 | 0 | 0 | 0 | 0 | 0 | 0 | 0 | 0 | Infinite
PJM_ROR_2_MISO_MO-IL | PJM_ROR | MISO_MO-IL | 2045 | B10 | 1262 | 0 | 1111 | 0 | 0 | 0 | 0 | 0 | 0 | 0 | 0 | 0 | 0 | Infinite
PJM_ROR_2_MISO_MO-IL | PJM_ROR | MISO_MO-IL | 2045 | B11 | 25 | 0 | 1111 | 1107.82 | 0 | 714.6 | 0 | 0 | 0 | 0 | 0 | 0 | 0 | Infinite
PJM_ROR_2_MISO_MO-IL | PJM_ROR | MISO_MO-IL | 2045 | B12 | 200 | 0 | 1111 | 0 | 0 | 0 | 0 | 0 | 0 | 0 | 0 | 0 | 0 | Infinite
PJM_ROR_2_MISO_MO-IL | PJM_ROR | MISO_MO-IL | 2045 | B13 | 600 | 0 | 1111 | 0 | 0 | 0 | 0 | 0 | 0 | 0 | 0 | 0 | 0 | Infinite
PJM_ROR_2_MISO_MO-IL | PJM_ROR | MISO_MO-IL | 2045 | B14 | 900 | 0 | 1111 | 0 | 0 | 0 | 0 | 0 | 0 | 0 | 0 | 0 | 0 | Infinite
PJM_ROR_2_MISO_MO-IL | PJM_ROR | MISO_MO-IL | 2045 | B15 | 1203 | 0 | 1111 | 0 | 0 | 0 | 0 | 0 | 0 | 0 | 0 | 0 | 0 | Infinite
PJM_ROR_2_MISO_MO-IL | PJM_ROR | MISO_MO-IL | 2045 | B16 | 25 | 0 | 1111 | 645.57 | 0 | 0 | 0 | 0 | 0 | 0 | 0 | 0 | 0 | Infinite
PJM_ROR_2_MISO_MO-IL | PJM_ROR | MISO_MO-IL | 2045 | B17 | 100 | 0 | 1111 | 0 | 0 | 0 | 0 | 0 | 0 | 0 | 0 | 0 | 0 | Infinite
PJM_ROR_2_MISO_MO-IL | PJM_ROR | MISO_MO-IL | 2045 | B18 | 400 | 0 | 1111 | 0 | 0 | 0 | 0 | 0 | 0 | 0 | 0 | 0 | 0 | Infinite
PJM_ROR_2_MISO_MO-IL | PJM_ROR | MISO_MO-IL | 2045 | B19 | 700 | 0 | 1111 | 0 | 0 | 0 | 0 | 0 | 0 | 0 | 0 | 0 | 0 | Infinite
PJM_ROR_2_MISO_MO-IL | PJM_ROR | MISO_MO-IL | 2045 | B20 | 935 | 0 | 1111 | 0 | 0 | 0 | 0 | 0 | 0 | 0 | 0 | 0 | 0 | Infinite
PJM_ROR_2_MISO_MO-IL | PJM_ROR | MISO_MO-IL | 2050 | B1 | 10 | 0 | 1111 | 1111 | 0 | 1111 | 0 | 0 | 6.6709 | 0 | 0.01187 | 0.49414 | 0 | Infinite
PJM_ROR_2_MISO_MO-IL | PJM_ROR | MISO_MO-IL | 2050 | B2 | 25 | 0 | 1111 | 1111 | 0 | 0 | 0 | 0 | 3.0625 | 0 | 0 | 0.56712 | 0 | Infinite
PJM_ROR_2_MISO_MO-IL | PJM_ROR | MISO_MO-IL | 2050 | B3 | 75 | 0 | 1111 | 1111 | 0 | 0 | 0 | 0 | 1.2938 | 0 | 0 | 0.71879 | 0 | Infinite
PJM_ROR_2_MISO_MO-IL | PJM_ROR | MISO_MO-IL | 2050 | B4 | 100 | 0 | 1111 | 0 | 0 | 0 | 0 | 0 | 0 | 0 | 0 | 0 | 0 | Infinite
PJM_ROR_2_MISO_MO-IL | PJM_ROR | MISO_MO-IL | 2050 | B5 | 200 | 0 | 1111 | 856.51 | 0 | 0 | 0 | 0 | 0 | 0 | 0 | 0 | 0 | Infinite
PJM_ROR_2_MISO_MO-IL | PJM_ROR | MISO_MO-IL | 2050 | B6 | 300 | 0 | 1111 | 449.49 | 0 | 410.43 | 0 | 0 | 0 | 0 | 0 | 0 | 0 | Infinite
PJM_ROR_2_MISO_MO-IL | PJM_ROR | MISO_MO-IL | 2050 | B7 | 400 | 0 | 1111 | 0 | 0 | 0 | 0 | 0 | 0 | 0 | 0 | 0 | 0 | Infinite
PJM_ROR_2_MISO_MO-IL | PJM_ROR | MISO_MO-IL | 2050 | B8 | 500 | 0 | 1111 | 0 | 0 | 0 | 0 | 0 | 0 | 0 | 0 | 0 | 0 | Infinite
PJM_ROR_2_MISO_MO-IL | PJM_ROR | MISO_MO-IL | 2050 | B9 | 800 | 0 | 1111 | 0 | 0 | 0 | 0 | 0 | 0 | 0 | 0 | 0 | 0 | Infinite
PJM_ROR_2_MISO_MO-IL | PJM_ROR | MISO_MO-IL | 2050 | B10 | 1262 | 0 | 1111 | 0 | 0 | 0 | 0 | 0 | 0 | 0 | 0 | 0 | 0 | Infinite
PJM_ROR_2_MISO_MO-IL | PJM_ROR | MISO_MO-IL | 2050 | B11 | 25 | 0 | 1111 | 1111 | 0 | 1111 | 0 | 0 | 3.3355 | 0 | 0.48667 | 0.61768 | 0 | Infinite
PJM_ROR_2_MISO_MO-IL | PJM_ROR | MISO_MO-IL | 2050 | B12 | 200 | 0 | 1111 | 308.4 | 0 | 0 | 0 | 0 | 0 | 0 | 0 | 0 | 0 | Infinite
PJM_ROR_2_MISO_MO-IL | PJM_ROR | MISO_MO-IL | 2050 | B13 | 600 | 0 | 1111 | 0 | 0 | 0 | 0 | 0 | 0 | 0 | 0 | 0 | 0 | Infinite
PJM_ROR_2_MISO_MO-IL | PJM_ROR | MISO_MO-IL | 2050 | B14 | 900 | 0 | 1111 | 0 | 0 | 0 | 0 | 0 | 0 | 0 | 0 | 0 | 0 | Infinite
PJM_ROR_2_MISO_MO-IL | PJM_ROR | MISO_MO-IL | 2050 | B15 | 1203 | 0 | 1111 | 0 | 0 | 0 | 0 | 0 | 0 | 0 | 0 | 0 | 0 | Infinite
PJM_ROR_2_MISO_MO-IL | PJM_ROR | MISO_MO-IL | 2050 | B16 | 25 | 0 | 1111 | 1106.67 | 0 | 0 | 0 | 0 | 0 | 0 | 0 | 0 | 0 | Infinite
PJM_ROR_2_MISO_MO-IL | PJM_ROR | MISO_MO-IL | 2050 | B17 | 100 | 0 | 1111 | 0 | 0 | 0 | 0 | 0 | 0 | 0 | 0 | 0 | 0 | Infinite
PJM_ROR_2_MISO_MO-IL | PJM_ROR | MISO_MO-IL | 2050 | B18 | 400 | 0 | 1111 | 0 | 0 | 0 | 0 | 0 | 0 | 0 | 0 | 0 | 0 | Infinite
PJM_ROR_2_MISO_MO-IL | PJM_ROR | MISO_MO-IL | 2050 | B19 | 700 | 0 | 1111 | 0 | 0 | 0 | 0 | 0 | 0 | 0 | 0 | 0 | 0 | Infinite
PJM_ROR_2_MISO_MO-IL | PJM_ROR | MISO_MO-IL | 2050 | B20 | 935 | 0 | 1111 | 0 | 0 | 0 | 0 | 0 | 0 | 0 | 0 | 0 | 0 | Infinite
PJM_ROR_2_MISO_W | PJM_ROR | MISO_W | 2015 | B1 | 10 | 0 | 709 | 0 | 0 | 0 | 0 | 0 | 0 | 0 | 0 | 0 | 0 | Infinite
PJM_ROR_2_MISO_W | PJM_ROR | MISO_W | 2015 | B2 | 25 | 0 | 709 | 0 | 0 | 0 | 0 | 0 | 0 | 0 | 0 | 0 | 0 | Infinite
PJM_ROR_2_MISO_W | PJM_ROR | MISO_W | 2015 | B3 | 75 | 0 | 709 | 0 | 0 | 0 | 0 | 0 | 0 | 0 | 0 | 0 | 0 | Infinite
PJM_ROR_2_MISO_W | PJM_ROR | MISO_W | 2015 | B4 | 100 | 0 | 709 | 0 | 0 | 0 | 0 | 0 | 0 | 0 | 0 | 0 | 0 | Infinite
PJM_ROR_2_MISO_W | PJM_ROR | MISO_W | 2015 | B5 | 200 | 0 | 709 | 0 | 0 | 0 | 0 | 0 | 0 | 0 | 0 | 0 | 0 | Infinite
PJM_ROR_2_MISO_W | PJM_ROR | MISO_W | 2015 | B6 | 300 | 0 | 709 | 0 | 0 | 0 | 0 | 0 | 0 | 0 | 0 | 0 | 0 | Infinite
PJM_ROR_2_MISO_W | PJM_ROR | MISO_W | 2015 | B7 | 400 | 0 | 709 | 0 | 0 | 0 | 0 | 0 | 0 | 0 | 0 | 0 | 0 | Infinite
PJM_ROR_2_MISO_W | PJM_ROR | MISO_W | 2015 | B8 | 500 | 0 | 709 | 0 | 0 | 0 | 0 | 0 | 0 | 0 | 0 | 0 | 0 | Infinite
PJM_ROR_2_MISO_W | PJM_ROR | MISO_W | 2015 | B9 | 800 | 0 | 709 | 0 | 0 | 0 | 0 | 0 | 0 | 0 | 0 | 0 | 0 | Infinite
PJM_ROR_2_MISO_W | PJM_ROR | MISO_W | 2015 | B10 | 1262 | 0 | 709 | 0 | 0 | 0 | 0 | 0 | 0 | 0 | 0 | 0 | 0 | Infinite
PJM_ROR_2_MISO_W | PJM_ROR | MISO_W | 2015 | B11 | 25 | 0 | 709 | 0 | 0 | 0 | 0 | 0 | 0 | 0 | 0 | 0 | 0 | Infinite
PJM_ROR_2_MISO_W | PJM_ROR | MISO_W | 2015 | B12 | 200 | 0 | 709 | 0 | 0 | 0 | 0 | 0 | 0 | 0 | 0 | 0 | 0 | Infinite
PJM_ROR_2_MISO_W | PJM_ROR | MISO_W | 2015 | B13 | 600 | 0 | 709 | 0 | 0 | 0 | 0 | 0 | 0 | 0 | 0 | 0 | 0 | Infinite
PJM_ROR_2_MISO_W | PJM_ROR | MISO_W | 2015 | B14 | 900 | 0 | 709 | 0 | 0 | 0 | 0 | 0 | 0 | 0 | 0 | 0 | 0 | Infinite
PJM_ROR_2_MISO_W | PJM_ROR | MISO_W | 2015 | B15 | 1203 | 0 | 709 | 0 | 0 | 0 | 0 | 0 | 0 | 0 | 0 | 0 | 0 | Infinite
PJM_ROR_2_MISO_W | PJM_ROR | MISO_W | 2015 | B16 | 25 | 0 | 709 | 0 | 0 | 0 | 0 | 0 | 0 | 0 | 0 | 0 | 0 | Infinite
PJM_ROR_2_MISO_W | PJM_ROR | MISO_W | 2015 | B17 | 100 | 0 | 709 | 0 | 0 | 0 | 0 | 0 | 0 | 0 | 0 | 0 | 0 | Infinite
PJM_ROR_2_MISO_W | PJM_ROR | MISO_W | 2015 | B18 | 400 | 0 | 709 | 0 | 0 | 0 | 0 | 0 | 0 | 0 | 0 | 0 | 0 | Infinite
PJM_ROR_2_MISO_W | PJM_ROR | MISO_W | 2015 | B19 | 700 | 0 | 709 | 0 | 0 | 0 | 0 | 0 | 0 | 0 | 0 | 0 | 0 | Infinite
PJM_ROR_2_MISO_W | PJM_ROR | MISO_W | 2015 | B20 | 935 | 0 | 709 | 0 | 0 | 0 | 0 | 0 | 0 | 0 | 0 | 0 | 0 | Infinite
PJM_ROR_2_MISO_W | PJM_ROR | MISO_W | 2020 | B1 | 10 | 0 | 709 | 0 | 0 | 0 | 0 | 0 | 0 | 0 | 0 | 0 | 0 | Infinite
PJM_ROR_2_MISO_W | PJM_ROR | MISO_W | 2020 | B2 | 25 | 0 | 709 | 0 | 0 | 0 | 0 | 0 | 0 | 0 | 0 | 0 | 0 | Infinite
PJM_ROR_2_MISO_W | PJM_ROR | MISO_W | 2020 | B3 | 75 | 0 | 709 | 0 | 0 | 0 | 0 | 0 | 0 | 0 | 0 | 0 | 0 | Infinite
PJM_ROR_2_MISO_W | PJM_ROR | MISO_W | 2020 | B4 | 100 | 0 | 709 | 0 | 0 | 0 | 0 | 0 | 0 | 0 | 0 | 0 | 0 | Infinite
PJM_ROR_2_MISO_W | PJM_ROR | MISO_W | 2020 | B5 | 200 | 0 | 709 | 325.46 | 0 | 0 | 0 | 0 | 0 | 0 | 0 | 0 | 0 | Infinite
PJM_ROR_2_MISO_W | PJM_ROR | MISO_W | 2020 | B6 | 300 | 0 | 709 | 0 | 0 | 0 | 0 | 0 | 0 | 0 | 0 | 0 | 0 | Infinite
PJM_ROR_2_MISO_W | PJM_ROR | MISO_W | 2020 | B7 | 400 | 0 | 709 | 0 | 0 | 0 | 0 | 0 | 0 | 0 | 0 | 0 | 0 | Infinite
PJM_ROR_2_MISO_W | PJM_ROR | MISO_W | 2020 | B8 | 500 | 0 | 709 | 0 | 0 | 0 | 0 | 0 | 0 | 0 | 0 | 0 | 0 | Infinite
PJM_ROR_2_MISO_W | PJM_ROR | MISO_W | 2020 | B9 | 800 | 0 | 709 | 0 | 0 | 0 | 0 | 0 | 0 | 0 | 0 | 0 | 0 | Infinite
PJM_ROR_2_MISO_W | PJM_ROR | MISO_W | 2020 | B10 | 1262 | 0 | 709 | 0 | 0 | 0 | 0 | 0 | 0 | 0 | 0 | 0 | 0 | Infinite
PJM_ROR_2_MISO_W | PJM_ROR | MISO_W | 2020 | B11 | 25 | 0 | 709 | 709 | 0 | 451.63 | 0 | 0 | 0.01187 | 0 | 0 | 0.01187 | 0 | Infinite
PJM_ROR_2_MISO_W | PJM_ROR | MISO_W | 2020 | B12 | 200 | 0 | 709 | 0 | 0 | 0 | 0 | 0 | 0 | 0 | 0 | 0 | 0 | Infinite
PJM_ROR_2_MISO_W | PJM_ROR | MISO_W | 2020 | B13 | 600 | 0 | 709 | 0 | 0 | 0 | 0 | 0 | 0 | 0 | 0 | 0 | 0 | Infinite
PJM_ROR_2_MISO_W | PJM_ROR | MISO_W | 2020 | B14 | 900 | 0 | 709 | 0 | 0 | 0 | 0 | 0 | 0 | 0 | 0 | 0 | 0 | Infinite
PJM_ROR_2_MISO_W | PJM_ROR | MISO_W | 2020 | B15 | 1203 | 0 | 709 | 0 | 0 | 0 | 0 | 0 | 0 | 0 | 0 | 0 | 0 | Infinite
PJM_ROR_2_MISO_W | PJM_ROR | MISO_W | 2020 | B16 | 25 | 0 | 709 | 0 | 0 | 0 | 0 | 0 | 0 | 0 | 0 | 0 | 0 | Infinite
PJM_ROR_2_MISO_W | PJM_ROR | MISO_W | 2020 | B17 | 100 | 0 | 709 | 0 | 0 | 0 | 0 | 0 | 0 | 0 | 0 | 0 | 0 | Infinite
PJM_ROR_2_MISO_W | PJM_ROR | MISO_W | 2020 | B18 | 400 | 0 | 709 | 0 | 0 | 0 | 0 | 0 | 0 | 0 | 0 | 0 | 0 | Infinite
PJM_ROR_2_MISO_W | PJM_ROR | MISO_W | 2020 | B19 | 700 | 0 | 709 | 0 | 0 | 0 | 0 | 0 | 0 | 0 | 0 | 0 | 0 | Infinite
PJM_ROR_2_MISO_W | PJM_ROR | MISO_W | 2020 | B20 | 935 | 0 | 709 | 0 | 0 | 709 | 0 | 0 | 0 | 0 | 0.01187 | 0 | 0 | Infinite
PJM_ROR_2_MISO_W | PJM_ROR | MISO_W | 2025 | B1 | 10 | 0 | 709 | 0 | 0 | 0 | 0 | 0 | 0 | 0 | 0 | 0 | 0 | Infinite
PJM_ROR_2_MISO_W | PJM_ROR | MISO_W | 2025 | B2 | 25 | 0 | 709 | 0 | 0 | 0 | 0 | 0 | 0 | 0 | 0 | 0 | 0 | Infinite
PJM_ROR_2_MISO_W | PJM_ROR | MISO_W | 2025 | B3 | 75 | 0 | 709 | 709 | 0 | 0 | 0 | 0 | 0.02374 | 0 | 0 | 0.0029675 | 0 | Infinite
PJM_ROR_2_MISO_W | PJM_ROR | MISO_W | 2025 | B4 | 100 | 0 | 709 | 0 | 0 | 0 | 0 | 0 | 0 | 0 | 0 | 0 | 0 | Infinite
PJM_ROR_2_MISO_W | PJM_ROR | MISO_W | 2025 | B5 | 200 | 0 | 709 | 709 | 0 | 709 | 0 | 0 | 0.01187 | 0 | 0.01187 | 0.0039567 | 0 | Infinite
PJM_ROR_2_MISO_W | PJM_ROR | MISO_W | 2025 | B6 | 300 | 0 | 709 | 709 | 0 | 480.79 | 0 | 0 | 0.01187 | 0 | 0 | 0.005935 | 0 | Infinite
PJM_ROR_2_MISO_W | PJM_ROR | MISO_W | 2025 | B7 | 400 | 0 | 709 | 0 | 0 | 0 | 0 | 0 | 0 | 0 | 0 | 0 | 0 | Infinite
PJM_ROR_2_MISO_W | PJM_ROR | MISO_W | 2025 | B8 | 500 | 0 | 709 | 0 | 0 | 0 | 0 | 0 | 0 | 0 | 0 | 0 | 0 | Infinite
PJM_ROR_2_MISO_W | PJM_ROR | MISO_W | 2025 | B9 | 800 | 0 | 709 | 0 | 0 | 0 | 0 | 0 | 0 | 0 | 0 | 0 | 0 | Infinite
PJM_ROR_2_MISO_W | PJM_ROR | MISO_W | 2025 | B10 | 1262 | 0 | 709 | 0 | 0 | 0 | 0 | 0 | 0 | 0 | 0 | 0 | 0 | Infinite
PJM_ROR_2_MISO_W | PJM_ROR | MISO_W | 2025 | B11 | 25 | 0 | 709 | 709 | 0 | 709 | 0 | 0 | 1.5431 | 0 | 1.3294 | 0.064296 | 0 | Infinite
PJM_ROR_2_MISO_W | PJM_ROR | MISO_W | 2025 | B12 | 200 | 0 | 709 | 0 | 0 | 0 | 0 | 0 | 0 | 0 | 0 | 0 | 0 | Infinite
PJM_ROR_2_MISO_W | PJM_ROR | MISO_W | 2025 | B13 | 600 | 0 | 709 | 0 | 0 | 0 | 0 | 0 | 0 | 0 | 0 | 0 | 0 | Infinite
PJM_ROR_2_MISO_W | PJM_ROR | MISO_W | 2025 | B14 | 900 | 0 | 709 | 0 | 0 | 0 | 0 | 0 | 0 | 0 | 0 | 0 | 0 | Infinite
PJM_ROR_2_MISO_W | PJM_ROR | MISO_W | 2025 | B15 | 1203 | 0 | 709 | 0 | 0 | 88.05 | 0 | 0 | 0 | 0 | 0 | 0 | 0 | Infinite
PJM_ROR_2_MISO_W | PJM_ROR | MISO_W | 2025 | B16 | 25 | 0 | 709 | 0 | 0 | 0 | 0 | 0 | 0 | 0 | 0 | 0 | 0 | Infinite
PJM_ROR_2_MISO_W | PJM_ROR | MISO_W | 2025 | B17 | 100 | 0 | 709 | 0 | 0 | 0 | 0 | 0 | 0 | 0 | 0 | 0 | 0 | Infinite
PJM_ROR_2_MISO_W | PJM_ROR | MISO_W | 2025 | B18 | 400 | 0 | 709 | 0 | 0 | 0 | 0 | 0 | 0 | 0 | 0 | 0 | 0 | Infinite
PJM_ROR_2_MISO_W | PJM_ROR | MISO_W | 2025 | B19 | 700 | 0 | 709 | 0 | 0 | 0 | 0 | 0 | 0 | 0 | 0 | 0 | 0 | Infinite
PJM_ROR_2_MISO_W | PJM_ROR | MISO_W | 2025 | B20 | 935 | 0 | 709 | 136.89 | 0 | 709 | 0 | 0 | 0 | 0 | 0.01187 | 0 | 0 | Infinite
PJM_ROR_2_MISO_W | PJM_ROR | MISO_W | 2030 | B1 | 10 | 0 | 709 | 709 | 0 | 0 | 0 | 0 | 1.0683 | 0 | 0 | 0.006397 | 0 | Infinite
PJM_ROR_2_MISO_W | PJM_ROR | MISO_W | 2030 | B2 | 25 | 0 | 709 | 709 | 0 | 0 | 0 | 0 | 0.55789 | 0 | 0 | 0.0083516 | 0 | Infinite
PJM_ROR_2_MISO_W | PJM_ROR | MISO_W | 2030 | B3 | 75 | 0 | 709 | 709 | 0 | 0 | 0 | 0 | 0.55789 | 0 | 0 | 0.025055 | 0 | Infinite
PJM_ROR_2_MISO_W | PJM_ROR | MISO_W | 2030 | B4 | 100 | 0 | 709 | 709 | 0 | 709 | 0 | 0 | 6.0418 | 0 | 2.1485 | 0.36179 | 0 | Infinite
PJM_ROR_2_MISO_W | PJM_ROR | MISO_W | 2030 | B5 | 200 | 0 | 709 | 709 | 0 | 709 | 0 | 0 | 4.9735 | 0 | 0.20179 | 0.59563 | 0 | Infinite
PJM_ROR_2_MISO_W | PJM_ROR | MISO_W | 2030 | B6 | 300 | 0 | 709 | 709 | 0 | 709 | 0 | 0 | 0.01187 | 0 | 0.17805 | 0.0021323 | 0 | Infinite
PJM_ROR_2_MISO_W | PJM_ROR | MISO_W | 2030 | B7 | 400 | 0 | 709 | 0 | 0 | 0 | 0 | 0 | 0 | 0 | 0 | 0 | 0 | Infinite
PJM_ROR_2_MISO_W | PJM_ROR | MISO_W | 2030 | B8 | 500 | 0 | 709 | 0 | 0 | 0 | 0 | 0 | 0 | 0 | 0 | 0 | 0 | Infinite
PJM_ROR_2_MISO_W | PJM_ROR | MISO_W | 2030 | B9 | 800 | 0 | 709 | 0 | 0 | 0 | 0 | 0 | 0 | 0 | 0 | 0 | 0 | Infinite
PJM_ROR_2_MISO_W | PJM_ROR | MISO_W | 2030 | B10 | 1262 | 0 | 709 | 0 | 0 | 652.99 | 0 | 0 | 0 | 0 | 0 | 0 | 0 | Infinite
PJM_ROR_2_MISO_W | PJM_ROR | MISO_W | 2030 | B11 | 25 | 0 | 709 | 709 | 0 | 709 | 0 | 0 | 5.6026 | 0 | 5.5433 | 0.083872 | 0 | Infinite
PJM_ROR_2_MISO_W | PJM_ROR | MISO_W | 2030 | B12 | 200 | 0 | 709 | 0 | 0 | 0 | 0 | 0 | 0 | 0 | 0 | 0 | 0 | Infinite
PJM_ROR_2_MISO_W | PJM_ROR | MISO_W | 2030 | B13 | 600 | 0 | 709 | 0 | 0 | 0 | 0 | 0 | 0 | 0 | 0 | 0 | 0 | Infinite
PJM_ROR_2_MISO_W | PJM_ROR | MISO_W | 2030 | B14 | 900 | 0 | 709 | 0 | 0 | 0 | 0 | 0 | 0 | 0 | 0 | 0 | 0 | Infinite
PJM_ROR_2_MISO_W | PJM_ROR | MISO_W | 2030 | B15 | 1203 | 0 | 709 | 0 | 0 | 709 | 0 | 0 | 0 | 0 | 0.34423 | 0 | 0 | Infinite
PJM_ROR_2_MISO_W | PJM_ROR | MISO_W | 2030 | B16 | 25 | 0 | 709 | 0 | 0 | 0 | 0 | 0 | 0 | 0 | 0 | 0 | 0 | Infinite
PJM_ROR_2_MISO_W | PJM_ROR | MISO_W | 2030 | B17 | 100 | 0 | 709 | 0 | 0 | 0 | 0 | 0 | 0 | 0 | 0 | 0 | 0 | Infinite
PJM_ROR_2_MISO_W | PJM_ROR | MISO_W | 2030 | B18 | 400 | 0 | 709 | 0 | 0 | 0 | 0 | 0 | 0 | 0 | 0 | 0 | 0 | Infinite
PJM_ROR_2_MISO_W | PJM_ROR | MISO_W | 2030 | B19 | 700 | 0 | 709 | 0 | 0 | 0 | 0 | 0 | 0 | 0 | 0 | 0 | 0 | Infinite
PJM_ROR_2_MISO_W | PJM_ROR | MISO_W | 2030 | B20 | 935 | 0 | 709 | 709 | 0 | 709 | 0 | 0 | 1.282 | 0 | 0.91399 | 0.71774 | 0 | Infinite
PJM_ROR_2_MISO_W | PJM_ROR | MISO_W | 2035 | B1 | 10 | 0 | 709 | 709 | 0 | 0 | 0 | 0 | 0.01187 | 0 | 0 | 0.0001615 | 0 | Infinite
PJM_ROR_2_MISO_W | PJM_ROR | MISO_W | 2035 | B2 | 25 | 0 | 709 | 709 | 0 | 0.01 | 0 | 0 | 0.68846 | 0 | 0 | 0.023417 | 0 | Infinite
PJM_ROR_2_MISO_W | PJM_ROR | MISO_W | 2035 | B3 | 75 | 0 | 709 | 709 | 0 | 0 | 0 | 0 | 2.5283 | 0 | 0 | 0.25799 | 0 | Infinite
PJM_ROR_2_MISO_W | PJM_ROR | MISO_W | 2035 | B4 | 100 | 0 | 709 | 709 | 0 | 0 | 0 | 0 | 3.0031 | 0 | 0 | 0.40859 | 0 | Infinite
PJM_ROR_2_MISO_W | PJM_ROR | MISO_W | 2035 | B5 | 200 | 0 | 709 | 709 | 0 | 709 | 0 | 0 | 4.7005 | 0 | 0.01187 | 1.2791 | 0 | Infinite
PJM_ROR_2_MISO_W | PJM_ROR | MISO_W | 2035 | B6 | 300 | 0 | 709 | 709 | 0 | 709 | 0 | 0 | 0.99708 | 0 | 0.58163 | 0.40697 | 0 | Infinite
PJM_ROR_2_MISO_W | PJM_ROR | MISO_W | 2035 | B7 | 400 | 0 | 709 | 79.47 | 0 | 0 | 0 | 0 | 0 | 0 | 0 | 0 | 0 | Infinite
PJM_ROR_2_MISO_W | PJM_ROR | MISO_W | 2035 | B8 | 500 | 0 | 709 | 0 | 0 | 0 | 0 | 0 | 0 | 0 | 0 | 0 | 0 | Infinite
PJM_ROR_2_MISO_W | PJM_ROR | MISO_W | 2035 | B9 | 800 | 0 | 709 | 0 | 0 | 0 | 0 | 0 | 0 | 0 | 0 | 0 | 0 | Infinite
PJM_ROR_2_MISO_W | PJM_ROR | MISO_W | 2035 | B10 | 1262 | 0 | 709 | 0 | 0 | 0 | 0 | 0 | 0 | 0 | 0 | 0 | 0 | Infinite
PJM_ROR_2_MISO_W | PJM_ROR | MISO_W | 2035 | B11 | 25 | 0 | 709 | 709 | 0 | 709 | 0 | 0 | 5.0091 | 0 | 4.9973 | 0.17038 | 0 | Infinite
PJM_ROR_2_MISO_W | PJM_ROR | MISO_W | 2035 | B12 | 200 | 0 | 709 | 0 | 0 | 0 | 0 | 0 | 0 | 0 | 0 | 0 | 0 | Infinite
PJM_ROR_2_MISO_W | PJM_ROR | MISO_W | 2035 | B13 | 600 | 0 | 709 | 0 | 0 | 0 | 0 | 0 | 0 | 0 | 0 | 0 | 0 | Infinite
PJM_ROR_2_MISO_W | PJM_ROR | MISO_W | 2035 | B14 | 900 | 0 | 709 | 0 | 0 | 0 | 0 | 0 | 0 | 0 | 0 | 0 | 0 | Infinite
PJM_ROR_2_MISO_W | PJM_ROR | MISO_W | 2035 | B15 | 1203 | 0 | 709 | 0 | 0 | 0 | 0 | 0 | 0 | 0 | 0 | 0 | 0 | Infinite
PJM_ROR_2_MISO_W | PJM_ROR | MISO_W | 2035 | B16 | 25 | 0 | 709 | 0 | 0 | 0 | 0 | 0 | 0 | 0 | 0 | 0 | 0 | Infinite
PJM_ROR_2_MISO_W | PJM_ROR | MISO_W | 2035 | B17 | 100 | 0 | 709 | 0 | 0 | 0 | 0 | 0 | 0 | 0 | 0 | 0 | 0 | Infinite
PJM_ROR_2_MISO_W | PJM_ROR | MISO_W | 2035 | B18 | 400 | 0 | 709 | 0 | 0 | 0 | 0 | 0 | 0 | 0 | 0 | 0 | 0 | Infinite
PJM_ROR_2_MISO_W | PJM_ROR | MISO_W | 2035 | B19 | 700 | 0 | 709 | 0 | 0 | 0 | 0 | 0 | 0 | 0 | 0 | 0 | 0 | Infinite
PJM_ROR_2_MISO_W | PJM_ROR | MISO_W | 2035 | B20 | 935 | 0 | 709 | 0 | 0 | 600.28 | 0 | 0 | 0 | 0 | 0 | 0 | 0 | Infinite
PJM_ROR_2_MISO_W | PJM_ROR | MISO_W | 2040 | B1 | 10 | 0 | 709 | 709 | 0 | 0 | 0 | 0 | 2.6351 | 0 | 0 | 0.037115 | 0 | Infinite
PJM_ROR_2_MISO_W | PJM_ROR | MISO_W | 2040 | B2 | 25 | 0 | 709 | 360.95 | 0 | 0 | 0 | 0 | 0 | 0 | 0 | 0 | 0 | Infinite
PJM_ROR_2_MISO_W | PJM_ROR | MISO_W | 2040 | B3 | 75 | 0 | 709 | 709 | 0 | 0 | 0 | 0 | 1.4125 | 0 | 0 | 0.14921 | 0 | Infinite
PJM_ROR_2_MISO_W | PJM_ROR | MISO_W | 2040 | B4 | 100 | 0 | 709 | 709 | 0 | 0 | 0 | 0 | 0.74781 | 0 | 0 | 0.10533 | 0 | Infinite
PJM_ROR_2_MISO_W | PJM_ROR | MISO_W | 2040 | B5 | 200 | 0 | 709 | 709 | 0 | 0 | 0 | 0 | 0.01187 | 0 | 0 | 0.0033437 | 0 | Infinite
PJM_ROR_2_MISO_W | PJM_ROR | MISO_W | 2040 | B6 | 300 | 0 | 709 | 709 | 0 | 709 | 0 | 0 | 0.99708 | 0 | 0.01187 | 0.4213 | 0 | Infinite
PJM_ROR_2_MISO_W | PJM_ROR | MISO_W | 2040 | B7 | 400 | 0 | 709 | 0 | 0 | 0 | 0 | 0 | 0 | 0 | 0 | 0 | 0 | Infinite
PJM_ROR_2_MISO_W | PJM_ROR | MISO_W | 2040 | B8 | 500 | 0 | 709 | 0 | 0 | 0 | 0 | 0 | 0 | 0 | 0 | 0 | 0 | Infinite
PJM_ROR_2_MISO_W | PJM_ROR | MISO_W | 2040 | B9 | 800 | 0 | 709 | 0 | 0 | 0 | 0 | 0 | 0 | 0 | 0 | 0 | 0 | Infinite
PJM_ROR_2_MISO_W | PJM_ROR | MISO_W | 2040 | B10 | 1262 | 0 | 709 | 0 | 0 | 0 | 0 | 0 | 0 | 0 | 0 | 0 | 0 | Infinite
PJM_ROR_2_MISO_W | PJM_ROR | MISO_W | 2040 | B11 | 25 | 0 | 709 | 709 | 0 | 709 | 0 | 0 | 0.37984 | 0 | 3.4423 | 0.013375 | 0 | Infinite
PJM_ROR_2_MISO_W | PJM_ROR | MISO_W | 2040 | B12 | 200 | 0 | 709 | 0 | 0 | 0 | 0 | 0 | 0 | 0 | 0 | 0 | 0 | Infinite
PJM_ROR_2_MISO_W | PJM_ROR | MISO_W | 2040 | B13 | 600 | 0 | 709 | 0 | 0 | 0 | 0 | 0 | 0 | 0 | 0 | 0 | 0 | Infinite
PJM_ROR_2_MISO_W | PJM_ROR | MISO_W | 2040 | B14 | 900 | 0 | 709 | 0 | 0 | 0 | 0 | 0 | 0 | 0 | 0 | 0 | 0 | Infinite
PJM_ROR_2_MISO_W | PJM_ROR | MISO_W | 2040 | B15 | 1203 | 0 | 709 | 0 | 0 | 0 | 0 | 0 | 0 | 0 | 0 | 0 | 0 | Infinite
PJM_ROR_2_MISO_W | PJM_ROR | MISO_W | 2040 | B16 | 25 | 0 | 709 | 0 | 0 | 0 | 0 | 0 | 0 | 0 | 0 | 0 | 0 | Infinite
PJM_ROR_2_MISO_W | PJM_ROR | MISO_W | 2040 | B17 | 100 | 0 | 709 | 0 | 0 | 0 | 0 | 0 | 0 | 0 | 0 | 0 | 0 | Infinite
PJM_ROR_2_MISO_W | PJM_ROR | MISO_W | 2040 | B18 | 400 | 0 | 709 | 0 | 0 | 0 | 0 | 0 | 0 | 0 | 0 | 0 | 0 | Infinite
PJM_ROR_2_MISO_W | PJM_ROR | MISO_W | 2040 | B19 | 700 | 0 | 709 | 0 | 0 | 0 | 0 | 0 | 0 | 0 | 0 | 0 | 0 | Infinite
PJM_ROR_2_MISO_W | PJM_ROR | MISO_W | 2040 | B20 | 935 | 0 | 709 | 0 | 0 | 0 | 0 | 0 | 0 | 0 | 0 | 0 | 0 | Infinite
PJM_ROR_2_MISO_W | PJM_ROR | MISO_W | 2045 | B1 | 10 | 0 | 709 | 709 | 0 | 0 | 0 | 0 | 2.9319 | 0 | 0 | 0.26654 | 0 | Infinite
PJM_ROR_2_MISO_W | PJM_ROR | MISO_W | 2045 | B2 | 25 | 0 | 709 | 709 | 0 | 0 | 0 | 0 | 1.0683 | 0 | 0 | 0.2428 | 0 | Infinite
PJM_ROR_2_MISO_W | PJM_ROR | MISO_W | 2045 | B3 | 75 | 0 | 709 | 709 | 0 | 0 | 0 | 0 | 0.26114 | 0 | 0 | 0.17805 | 0 | Infinite
PJM_ROR_2_MISO_W | PJM_ROR | MISO_W | 2045 | B4 | 100 | 0 | 709 | 0 | 0 | 0 | 0 | 0 | 0 | 0 | 0 | 0 | 0 | Infinite
PJM_ROR_2_MISO_W | PJM_ROR | MISO_W | 2045 | B5 | 200 | 0 | 709 | 0 | 0 | 0 | 0 | 0 | 0 | 0 | 0 | 0 | 0 | Infinite
PJM_ROR_2_MISO_W | PJM_ROR | MISO_W | 2045 | B6 | 300 | 0 | 709 | 0 | 0 | 0 | 0 | 0 | 0 | 0 | 0 | 0 | 0 | Infinite
PJM_ROR_2_MISO_W | PJM_ROR | MISO_W | 2045 | B7 | 400 | 0 | 709 | 0 | 0 | 0 | 0 | 0 | 0 | 0 | 0 | 0 | 0 | Infinite
PJM_ROR_2_MISO_W | PJM_ROR | MISO_W | 2045 | B8 | 500 | 0 | 709 | 0 | 0 | 0 | 0 | 0 | 0 | 0 | 0 | 0 | 0 | Infinite
PJM_ROR_2_MISO_W | PJM_ROR | MISO_W | 2045 | B9 | 800 | 0 | 709 | 0 | 0 | 0 | 0 | 0 | 0 | 0 | 0 | 0 | 0 | Infinite
PJM_ROR_2_MISO_W | PJM_ROR | MISO_W | 2045 | B10 | 1262 | 0 | 709 | 0 | 0 | 0 | 0 | 0 | 0 | 0 | 0 | 0 | 0 | Infinite
PJM_ROR_2_MISO_W | PJM_ROR | MISO_W | 2045 | B11 | 25 | 0 | 709 | 0 | 0 | 0 | 0 | 0 | 0 | 0 | 0 | 0 | 0 | Infinite
PJM_ROR_2_MISO_W | PJM_ROR | MISO_W | 2045 | B12 | 200 | 0 | 709 | 0 | 0 | 0 | 0 | 0 | 0 | 0 | 0 | 0 | 0 | Infinite
PJM_ROR_2_MISO_W | PJM_ROR | MISO_W | 2045 | B13 | 600 | 0 | 709 | 0 | 0 | 0 | 0 | 0 | 0 | 0 | 0 | 0 | 0 | Infinite
PJM_ROR_2_MISO_W | PJM_ROR | MISO_W | 2045 | B14 | 900 | 0 | 709 | 0 | 0 | 0 | 0 | 0 | 0 | 0 | 0 | 0 | 0 | Infinite
PJM_ROR_2_MISO_W | PJM_ROR | MISO_W | 2045 | B15 | 1203 | 0 | 709 | 0 | 0 | 0 | 0 | 0 | 0 | 0 | 0 | 0 | 0 | Infinite
PJM_ROR_2_MISO_W | PJM_ROR | MISO_W | 2045 | B16 | 25 | 0 | 709 | 0 | 0 | 0 | 0 | 0 | 0 | 0 | 0 | 0 | 0 | Infinite
PJM_ROR_2_MISO_W | PJM_ROR | MISO_W | 2045 | B17 | 100 | 0 | 709 | 0 | 0 | 0 | 0 | 0 | 0 | 0 | 0 | 0 | 0 | Infinite
PJM_ROR_2_MISO_W | PJM_ROR | MISO_W | 2045 | B18 | 400 | 0 | 709 | 0 | 0 | 0 | 0 | 0 | 0 | 0 | 0 | 0 | 0 | Infinite
PJM_ROR_2_MISO_W | PJM_ROR | MISO_W | 2045 | B19 | 700 | 0 | 709 | 0 | 0 | 0 | 0 | 0 | 0 | 0 | 0 | 0 | 0 | Infinite
PJM_ROR_2_MISO_W | PJM_ROR | MISO_W | 2045 | B20 | 935 | 0 | 709 | 0 | 0 | 0 | 0 | 0 | 0 | 0 | 0 | 0 | 0 | Infinite
PJM_ROR_2_MISO_W | PJM_ROR | MISO_W | 2050 | B1 | 10 | 0 | 709 | 709 | 0 | 0 | 0 | 0 | 1.9467 | 0 | 0 | 0.17697 | 0 | Infinite
PJM_ROR_2_MISO_W | PJM_ROR | MISO_W | 2050 | B2 | 25 | 0 | 709 | 709 | 0 | 0 | 0 | 0 | 1.9467 | 0 | 0 | 0.44243 | 0 | Infinite
PJM_ROR_2_MISO_W | PJM_ROR | MISO_W | 2050 | B3 | 75 | 0 | 709 | 709 | 0 | 0 | 0 | 0 | 1.282 | 0 | 0 | 0.87406 | 0 | Infinite
PJM_ROR_2_MISO_W | PJM_ROR | MISO_W | 2050 | B4 | 100 | 0 | 709 | 0 | 0 | 0 | 0 | 0 | 0 | 0 | 0 | 0 | 0 | Infinite
PJM_ROR_2_MISO_W | PJM_ROR | MISO_W | 2050 | B5 | 200 | 0 | 709 | 0 | 0 | 0 | 0 | 0 | 0 | 0 | 0 | 0 | 0 | Infinite
PJM_ROR_2_MISO_W | PJM_ROR | MISO_W | 2050 | B6 | 300 | 0 | 709 | 0 | 0 | 0 | 0 | 0 | 0 | 0 | 0 | 0 | 0 | Infinite
PJM_ROR_2_MISO_W | PJM_ROR | MISO_W | 2050 | B7 | 400 | 0 | 709 | 0 | 0 | 0 | 0 | 0 | 0 | 0 | 0 | 0 | 0 | Infinite
PJM_ROR_2_MISO_W | PJM_ROR | MISO_W | 2050 | B8 | 500 | 0 | 709 | 0 | 0 | 0 | 0 | 0 | 0 | 0 | 0 | 0 | 0 | Infinite
PJM_ROR_2_MISO_W | PJM_ROR | MISO_W | 2050 | B9 | 800 | 0 | 709 | 0 | 0 | 0 | 0 | 0 | 0 | 0 | 0 | 0 | 0 | Infinite
PJM_ROR_2_MISO_W | PJM_ROR | MISO_W | 2050 | B10 | 1262 | 0 | 709 | 0 | 0 | 0 | 0 | 0 | 0 | 0 | 0 | 0 | 0 | Infinite
PJM_ROR_2_MISO_W | PJM_ROR | MISO_W | 2050 | B11 | 25 | 0 | 709 | 0 | 0 | 0 | 0 | 0 | 0 | 0 | 0 | 0 | 0 | Infinite
PJM_ROR_2_MISO_W | PJM_ROR | MISO_W | 2050 | B12 | 200 | 0 | 709 | 0 | 0 | 0 | 0 | 0 | 0 | 0 | 0 | 0 | 0 | Infinite
PJM_ROR_2_MISO_W | PJM_ROR | MISO_W | 2050 | B13 | 600 | 0 | 709 | 0 | 0 | 0 | 0 | 0 | 0 | 0 | 0 | 0 | 0 | Infinite
PJM_ROR_2_MISO_W | PJM_ROR | MISO_W | 2050 | B14 | 900 | 0 | 709 | 0 | 0 | 0 | 0 | 0 | 0 | 0 | 0 | 0 | 0 | Infinite
PJM_ROR_2_MISO_W | PJM_ROR | MISO_W | 2050 | B15 | 1203 | 0 | 709 | 0 | 0 | 0 | 0 | 0 | 0 | 0 | 0 | 0 | 0 | Infinite
PJM_ROR_2_MISO_W | PJM_ROR | MISO_W | 2050 | B16 | 25 | 0 | 709 | 0 | 0 | 0 | 0 | 0 | 0 | 0 | 0 | 0 | 0 | Infinite
PJM_ROR_2_MISO_W | PJM_ROR | MISO_W | 2050 | B17 | 100 | 0 | 709 | 0 | 0 | 0 | 0 | 0 | 0 | 0 | 0 | 0 | 0 | Infinite
PJM_ROR_2_MISO_W | PJM_ROR | MISO_W | 2050 | B18 | 400 | 0 | 709 | 0 | 0 | 0 | 0 | 0 | 0 | 0 | 0 | 0 | 0 | Infinite
PJM_ROR_2_MISO_W | PJM_ROR | MISO_W | 2050 | B19 | 700 | 0 | 709 | 0 | 0 | 0 | 0 | 0 | 0 | 0 | 0 | 0 | 0 | Infinite
PJM_ROR_2_MISO_W | PJM_ROR | MISO_W | 2050 | B20 | 935 | 0 | 709 | 0 | 0 | 0 | 0 | 0 | 0 | 0 | 0 | 0 | 0 | Infinite
PJM_ROR_2_MISO_WUMS | PJM_ROR | MISO_WUMS | 2015 | B1 | 10 | 0 | 1467 | 0 | 0 | 0 | 0 | 0 | 0 | 0 | 0 | 0 | 0 | Infinite
PJM_ROR_2_MISO_WUMS | PJM_ROR | MISO_WUMS | 2015 | B2 | 25 | 0 | 1467 | 0 | 0 | 0 | 0 | 0 | 0 | 0 | 0 | 0 | 0 | Infinite
PJM_ROR_2_MISO_WUMS | PJM_ROR | MISO_WUMS | 2015 | B3 | 75 | 0 | 1467 | 0 | 0 | 0 | 0 | 0 | 0 | 0 | 0 | 0 | 0 | Infinite
PJM_ROR_2_MISO_WUMS | PJM_ROR | MISO_WUMS | 2015 | B4 | 100 | 0 | 1467 | 0 | 0 | 0 | 0 | 0 | 0 | 0 | 0 | 0 | 0 | Infinite
PJM_ROR_2_MISO_WUMS | PJM_ROR | MISO_WUMS | 2015 | B5 | 200 | 0 | 1467 | 0 | 0 | 0 | 0 | 0 | 0 | 0 | 0 | 0 | 0 | Infinite
PJM_ROR_2_MISO_WUMS | PJM_ROR | MISO_WUMS | 2015 | B6 | 300 | 0 | 1467 | 0 | 0 | 0 | 0 | 0 | 0 | 0 | 0 | 0 | 0 | Infinite
PJM_ROR_2_MISO_WUMS | PJM_ROR | MISO_WUMS | 2015 | B7 | 400 | 0 | 1467 | 0 | 0 | 0 | 0 | 0 | 0 | 0 | 0 | 0 | 0 | Infinite
PJM_ROR_2_MISO_WUMS | PJM_ROR | MISO_WUMS | 2015 | B8 | 500 | 0 | 1467 | 0 | 0 | 0 | 0 | 0 | 0 | 0 | 0 | 0 | 0 | Infinite
PJM_ROR_2_MISO_WUMS | PJM_ROR | MISO_WUMS | 2015 | B9 | 800 | 0 | 1467 | 0 | 0 | 0 | 0 | 0 | 0 | 0 | 0 | 0 | 0 | Infinite
PJM_ROR_2_MISO_WUMS | PJM_ROR | MISO_WUMS | 2015 | B10 | 1262 | 0 | 1467 | 0 | 0 | 0 | 0 | 0 | 0 | 0 | 0 | 0 | 0 | Infinite
PJM_ROR_2_MISO_WUMS | PJM_ROR | MISO_WUMS | 2015 | B11 | 25 | 0 | 1467 | 0 | 0 | 0 | 0 | 0 | 0 | 0 | 0 | 0 | 0 | Infinite
PJM_ROR_2_MISO_WUMS | PJM_ROR | MISO_WUMS | 2015 | B12 | 200 | 0 | 1467 | 0 | 0 | 0 | 0 | 0 | 0 | 0 | 0 | 0 | 0 | Infinite
PJM_ROR_2_MISO_WUMS | PJM_ROR | MISO_WUMS | 2015 | B13 | 600 | 0 | 1467 | 0 | 0 | 0 | 0 | 0 | 0 | 0 | 0 | 0 | 0 | Infinite
PJM_ROR_2_MISO_WUMS | PJM_ROR | MISO_WUMS | 2015 | B14 | 900 | 0 | 1467 | 0 | 0 | 0 | 0 | 0 | 0 | 0 | 0 | 0 | 0 | Infinite
PJM_ROR_2_MISO_WUMS | PJM_ROR | MISO_WUMS | 2015 | B15 | 1203 | 0 | 1467 | 0 | 0 | 0 | 0 | 0 | 0 | 0 | 0 | 0 | 0 | Infinite
PJM_ROR_2_MISO_WUMS | PJM_ROR | MISO_WUMS | 2015 | B16 | 25 | 0 | 1467 | 0 | 0 | 0 | 0 | 0 | 0 | 0 | 0 | 0 | 0 | Infinite
PJM_ROR_2_MISO_WUMS | PJM_ROR | MISO_WUMS | 2015 | B17 | 100 | 0 | 1467 | 0 | 0 | 0 | 0 | 0 | 0 | 0 | 0 | 0 | 0 | Infinite
PJM_ROR_2_MISO_WUMS | PJM_ROR | MISO_WUMS | 2015 | B18 | 400 | 0 | 1467 | 0 | 0 | 0 | 0 | 0 | 0 | 0 | 0 | 0 | 0 | Infinite
PJM_ROR_2_MISO_WUMS | PJM_ROR | MISO_WUMS | 2015 | B19 | 700 | 0 | 1467 | 0 | 0 | 0 | 0 | 0 | 0 | 0 | 0 | 0 | 0 | Infinite
PJM_ROR_2_MISO_WUMS | PJM_ROR | MISO_WUMS | 2015 | B20 | 935 | 0 | 1467 | 0 | 0 | 0 | 0 | 0 | 0 | 0 | 0 | 0 | 0 | Infinite
PJM_ROR_2_MISO_WUMS | PJM_ROR | MISO_WUMS | 2020 | B1 | 10 | 0 | 1467 | 0 | 0 | 0 | 0 | 0 | 0 | 0 | 0 | 0 | 0 | Infinite
PJM_ROR_2_MISO_WUMS | PJM_ROR | MISO_WUMS | 2020 | B2 | 25 | 0 | 1467 | 0 | 0 | 0 | 0 | 0 | 0 | 0 | 0 | 0 | 0 | Infinite
PJM_ROR_2_MISO_WUMS | PJM_ROR | MISO_WUMS | 2020 | B3 | 75 | 0 | 1467 | 0 | 0 | 0 | 0 | 0 | 0 | 0 | 0 | 0 | 0 | Infinite
PJM_ROR_2_MISO_WUMS | PJM_ROR | MISO_WUMS | 2020 | B4 | 100 | 0 | 1467 | 0 | 0 | 0 | 0 | 0 | 0 | 0 | 0 | 0 | 0 | Infinite
PJM_ROR_2_MISO_WUMS | PJM_ROR | MISO_WUMS | 2020 | B5 | 200 | 0 | 1467 | 178.24 | 0 | 0 | 0 | 0 | 0 | 0 | 0 | 0 | 0 | Infinite
PJM_ROR_2_MISO_WUMS | PJM_ROR | MISO_WUMS | 2020 | B6 | 300 | 0 | 1467 | 0 | 0 | 0 | 0 | 0 | 0 | 0 | 0 | 0 | 0 | Infinite
PJM_ROR_2_MISO_WUMS | PJM_ROR | MISO_WUMS | 2020 | B7 | 400 | 0 | 1467 | 0 | 0 | 0 | 0 | 0 | 0 | 0 | 0 | 0 | 0 | Infinite
PJM_ROR_2_MISO_WUMS | PJM_ROR | MISO_WUMS | 2020 | B8 | 500 | 0 | 1467 | 0 | 0 | 0 | 0 | 0 | 0 | 0 | 0 | 0 | 0 | Infinite
PJM_ROR_2_MISO_WUMS | PJM_ROR | MISO_WUMS | 2020 | B9 | 800 | 0 | 1467 | 0 | 0 | 0 | 0 | 0 | 0 | 0 | 0 | 0 | 0 | Infinite
PJM_ROR_2_MISO_WUMS | PJM_ROR | MISO_WUMS | 2020 | B10 | 1262 | 0 | 1467 | 0 | 0 | 0 | 0 | 0 | 0 | 0 | 0 | 0 | 0 | Infinite
PJM_ROR_2_MISO_WUMS | PJM_ROR | MISO_WUMS | 2020 | B11 | 25 | 0 | 1467 | 820.57 | 0 | 0 | 0 | 0 | 0 | 0 | 0 | 0 | 0 | Infinite
PJM_ROR_2_MISO_WUMS | PJM_ROR | MISO_WUMS | 2020 | B12 | 200 | 0 | 1467 | 0 | 0 | 0 | 0 | 0 | 0 | 0 | 0 | 0 | 0 | Infinite
PJM_ROR_2_MISO_WUMS | PJM_ROR | MISO_WUMS | 2020 | B13 | 600 | 0 | 1467 | 0 | 0 | 0 | 0 | 0 | 0 | 0 | 0 | 0 | 0 | Infinite
PJM_ROR_2_MISO_WUMS | PJM_ROR | MISO_WUMS | 2020 | B14 | 900 | 0 | 1467 | 0 | 0 | 0 | 0 | 0 | 0 | 0 | 0 | 0 | 0 | Infinite
PJM_ROR_2_MISO_WUMS | PJM_ROR | MISO_WUMS | 2020 | B15 | 1203 | 0 | 1467 | 0 | 0 | 0 | 0 | 0 | 0 | 0 | 0 | 0 | 0 | Infinite
PJM_ROR_2_MISO_WUMS | PJM_ROR | MISO_WUMS | 2020 | B16 | 25 | 0 | 1467 | 0 | 0 | 0 | 0 | 0 | 0 | 0 | 0 | 0 | 0 | Infinite
PJM_ROR_2_MISO_WUMS | PJM_ROR | MISO_WUMS | 2020 | B17 | 100 | 0 | 1467 | 0 | 0 | 0 | 0 | 0 | 0 | 0 | 0 | 0 | 0 | Infinite
PJM_ROR_2_MISO_WUMS | PJM_ROR | MISO_WUMS | 2020 | B18 | 400 | 0 | 1467 | 0 | 0 | 0 | 0 | 0 | 0 | 0 | 0 | 0 | 0 | Infinite
PJM_ROR_2_MISO_WUMS | PJM_ROR | MISO_WUMS | 2020 | B19 | 700 | 0 | 1467 | 0 | 0 | 0 | 0 | 0 | 0 | 0 | 0 | 0 | 0 | Infinite
PJM_ROR_2_MISO_WUMS | PJM_ROR | MISO_WUMS | 2020 | B20 | 935 | 0 | 1467 | 0 | 0 | 260.73 | 0 | 0 | 0 | 0 | 0 | 0 | 0 | Infinite
PJM_ROR_2_MISO_WUMS | PJM_ROR | MISO_WUMS | 2025 | B1 | 10 | 0 | 1467 | 0 | 0 | 0 | 0 | 0 | 0 | 0 | 0 | 0 | 0 | Infinite
PJM_ROR_2_MISO_WUMS | PJM_ROR | MISO_WUMS | 2025 | B2 | 25 | 0 | 1467 | 0 | 0 | 0 | 0 | 0 | 0 | 0 | 0 | 0 | 0 | Infinite
PJM_ROR_2_MISO_WUMS | PJM_ROR | MISO_WUMS | 2025 | B3 | 75 | 0 | 1467 | 0 | 0 | 0 | 0 | 0 | 0 | 0 | 0 | 0 | 0 | Infinite
PJM_ROR_2_MISO_WUMS | PJM_ROR | MISO_WUMS | 2025 | B4 | 100 | 0 | 1467 | 0 | 0 | 0 | 0 | 0 | 0 | 0 | 0 | 0 | 0 | Infinite
PJM_ROR_2_MISO_WUMS | PJM_ROR | MISO_WUMS | 2025 | B5 | 200 | 0 | 1467 | 1400.27 | 0 | 112.81 | 0 | 0 | 0 | 0 | 0 | 0 | 0 | Infinite
PJM_ROR_2_MISO_WUMS | PJM_ROR | MISO_WUMS | 2025 | B6 | 300 | 0 | 1467 | 904.72 | 0 | 0 | 0 | 0 | 0 | 0 | 0 | 0 | 0 | Infinite
PJM_ROR_2_MISO_WUMS | PJM_ROR | MISO_WUMS | 2025 | B7 | 400 | 0 | 1467 | 0 | 0 | 0 | 0 | 0 | 0 | 0 | 0 | 0 | 0 | Infinite
PJM_ROR_2_MISO_WUMS | PJM_ROR | MISO_WUMS | 2025 | B8 | 500 | 0 | 1467 | 0 | 0 | 0 | 0 | 0 | 0 | 0 | 0 | 0 | 0 | Infinite
PJM_ROR_2_MISO_WUMS | PJM_ROR | MISO_WUMS | 2025 | B9 | 800 | 0 | 1467 | 0 | 0 | 0 | 0 | 0 | 0 | 0 | 0 | 0 | 0 | Infinite
PJM_ROR_2_MISO_WUMS | PJM_ROR | MISO_WUMS | 2025 | B10 | 1262 | 0 | 1467 | 885.47 | 0 | 238.69 | 0 | 0 | 0 | 0 | 0 | 0 | 0 | Infinite
PJM_ROR_2_MISO_WUMS | PJM_ROR | MISO_WUMS | 2025 | B11 | 25 | 0 | 1467 | 1275.18 | 0 | 1467 | 0 | 0 | 0 | 0 | 0.60537 | 0 | 0 | Infinite
PJM_ROR_2_MISO_WUMS | PJM_ROR | MISO_WUMS | 2025 | B12 | 200 | 0 | 1467 | 0 | 0 | 0 | 0 | 0 | 0 | 0 | 0 | 0 | 0 | Infinite
PJM_ROR_2_MISO_WUMS | PJM_ROR | MISO_WUMS | 2025 | B13 | 600 | 0 | 1467 | 0 | 0 | 0 | 0 | 0 | 0 | 0 | 0 | 0 | 0 | Infinite
PJM_ROR_2_MISO_WUMS | PJM_ROR | MISO_WUMS | 2025 | B14 | 900 | 0 | 1467 | 0 | 0 | 0 | 0 | 0 | 0 | 0 | 0 | 0 | 0 | Infinite
PJM_ROR_2_MISO_WUMS | PJM_ROR | MISO_WUMS | 2025 | B15 | 1203 | 0 | 1467 | 498.24 | 0 | 0 | 0 | 0 | 0 | 0 | 0 | 0 | 0 | Infinite
PJM_ROR_2_MISO_WUMS | PJM_ROR | MISO_WUMS | 2025 | B16 | 25 | 0 | 1467 | 272 | 0 | 323.69 | 0 | 0 | 0 | 0 | 0 | 0 | 0 | Infinite
PJM_ROR_2_MISO_WUMS | PJM_ROR | MISO_WUMS | 2025 | B17 | 100 | 0 | 1467 | 0 | 0 | 0 | 0 | 0 | 0 | 0 | 0 | 0 | 0 | Infinite
PJM_ROR_2_MISO_WUMS | PJM_ROR | MISO_WUMS | 2025 | B18 | 400 | 0 | 1467 | 0 | 0 | 0 | 0 | 0 | 0 | 0 | 0 | 0 | 0 | Infinite
PJM_ROR_2_MISO_WUMS | PJM_ROR | MISO_WUMS | 2025 | B19 | 700 | 0 | 1467 | 0 | 0 | 0 | 0 | 0 | 0 | 0 | 0 | 0 | 0 | Infinite
PJM_ROR_2_MISO_WUMS | PJM_ROR | MISO_WUMS | 2025 | B20 | 935 | 0 | 1467 | 1467 | 0 | 1467 | 0 | 0 | 0.01187 | 0 | 0.02374 | 0.01187 | 0 | Infinite
PJM_ROR_2_MISO_WUMS | PJM_ROR | MISO_WUMS | 2030 | B1 | 10 | 0 | 1467 | 0 | 0 | 0 | 0 | 0 | 0 | 0 | 0 | 0 | 0 | Infinite
PJM_ROR_2_MISO_WUMS | PJM_ROR | MISO_WUMS | 2030 | B2 | 25 | 0 | 1467 | 0 | 0 | 0 | 0 | 0 | 0 | 0 | 0 | 0 | 0 | Infinite
PJM_ROR_2_MISO_WUMS | PJM_ROR | MISO_WUMS | 2030 | B3 | 75 | 0 | 1467 | 0 | 0 | 0 | 0 | 0 | 0 | 0 | 0 | 0 | 0 | Infinite
PJM_ROR_2_MISO_WUMS | PJM_ROR | MISO_WUMS | 2030 | B4 | 100 | 0 | 1467 | 1467 | 0 | 1467 | 0 | 0 | 3.0743 | 0 | 2.1366 | 0.24399 | 0 | Infinite
PJM_ROR_2_MISO_WUMS | PJM_ROR | MISO_WUMS | 2030 | B5 | 200 | 0 | 1467 | 1467 | 0 | 1053.94 | 0 | 0 | 0.01187 | 0 | 0 | 0.0018841 | 0 | Infinite
PJM_ROR_2_MISO_WUMS | PJM_ROR | MISO_WUMS | 2030 | B6 | 300 | 0 | 1467 | 1091.46 | 0 | 1173.51 | 0 | 0 | 0 | 0 | 0 | 0 | 0 | Infinite
PJM_ROR_2_MISO_WUMS | PJM_ROR | MISO_WUMS | 2030 | B7 | 400 | 0 | 1467 | 0 | 0 | 0 | 0 | 0 | 0 | 0 | 0 | 0 | 0 | Infinite
PJM_ROR_2_MISO_WUMS | PJM_ROR | MISO_WUMS | 2030 | B8 | 500 | 0 | 1467 | 0 | 0 | 0 | 0 | 0 | 0 | 0 | 0 | 0 | 0 | Infinite
PJM_ROR_2_MISO_WUMS | PJM_ROR | MISO_WUMS | 2030 | B9 | 800 | 0 | 1467 | 549.19 | 0 | 0 | 0 | 0 | 0 | 0 | 0 | 0 | 0 | Infinite
PJM_ROR_2_MISO_WUMS | PJM_ROR | MISO_WUMS | 2030 | B10 | 1262 | 0 | 1467 | 839.47 | 0 | 1467 | 0 | 0 | 0 | 0 | 0.08309 | 0 | 0 | Infinite
PJM_ROR_2_MISO_WUMS | PJM_ROR | MISO_WUMS | 2030 | B11 | 25 | 0 | 1467 | 1467 | 0 | 1467 | 0 | 0 | 5.5908 | 0 | 5.5552 | 0.11093 | 0 | Infinite
PJM_ROR_2_MISO_WUMS | PJM_ROR | MISO_WUMS | 2030 | B12 | 200 | 0 | 1467 | 0 | 0 | 0 | 0 | 0 | 0 | 0 | 0 | 0 | 0 | Infinite
PJM_ROR_2_MISO_WUMS | PJM_ROR | MISO_WUMS | 2030 | B13 | 600 | 0 | 1467 | 0 | 0 | 0 | 0 | 0 | 0 | 0 | 0 | 0 | 0 | Infinite
PJM_ROR_2_MISO_WUMS | PJM_ROR | MISO_WUMS | 2030 | B14 | 900 | 0 | 1467 | 0 | 0 | 0 | 0 | 0 | 0 | 0 | 0 | 0 | 0 | Infinite
PJM_ROR_2_MISO_WUMS | PJM_ROR | MISO_WUMS | 2030 | B15 | 1203 | 0 | 1467 | 983 | 0 | 1467 | 0 | 0 | 0 | 0 | 0.58163 | 0 | 0 | Infinite
PJM_ROR_2_MISO_WUMS | PJM_ROR | MISO_WUMS | 2030 | B16 | 25 | 0 | 1467 | 0 | 0 | 1236.21 | 0 | 0 | 0 | 0 | 0 | 0 | 0 | Infinite
PJM_ROR_2_MISO_WUMS | PJM_ROR | MISO_WUMS | 2030 | B17 | 100 | 0 | 1467 | 0 | 0 | 0 | 0 | 0 | 0 | 0 | 0 | 0 | 0 | Infinite
PJM_ROR_2_MISO_WUMS | PJM_ROR | MISO_WUMS | 2030 | B18 | 400 | 0 | 1467 | 0 | 0 | 0 | 0 | 0 | 0 | 0 | 0 | 0 | 0 | Infinite
PJM_ROR_2_MISO_WUMS | PJM_ROR | MISO_WUMS | 2030 | B19 | 700 | 0 | 1467 | 0 | 0 | 0 | 0 | 0 | 0 | 0 | 0 | 0 | 0 | Infinite
PJM_ROR_2_MISO_WUMS | PJM_ROR | MISO_WUMS | 2030 | B20 | 935 | 0 | 1467 | 1467 | 0 | 1467 | 0 | 0 | 1.2938 | 0 | 0.92586 | 0.9601 | 0 | Infinite
PJM_ROR_2_MISO_WUMS | PJM_ROR | MISO_WUMS | 2035 | B1 | 10 | 0 | 1467 | 0 | 0 | 0 | 0 | 0 | 0 | 0 | 0 | 0 | 0 | Infinite
PJM_ROR_2_MISO_WUMS | PJM_ROR | MISO_WUMS | 2035 | B2 | 25 | 0 | 1467 | 0 | 0 | 0 | 0 | 0 | 0 | 0 | 0 | 0 | 0 | Infinite
PJM_ROR_2_MISO_WUMS | PJM_ROR | MISO_WUMS | 2035 | B3 | 75 | 0 | 1467 | 0 | 0 | 0 | 0 | 0 | 0 | 0 | 0 | 0 | 0 | Infinite
PJM_ROR_2_MISO_WUMS | PJM_ROR | MISO_WUMS | 2035 | B4 | 100 | 0 | 1467 | 0 | 0 | 0 | 0 | 0 | 0 | 0 | 0 | 0 | 0 | Infinite
PJM_ROR_2_MISO_WUMS | PJM_ROR | MISO_WUMS | 2035 | B5 | 200 | 0 | 1467 | 0 | 0 | 0 | 0 | 0 | 0 | 0 | 0 | 0 | 0 | Infinite
PJM_ROR_2_MISO_WUMS | PJM_ROR | MISO_WUMS | 2035 | B6 | 300 | 0 | 1467 | 880.95 | 0 | 898.84 | 0 | 0 | 0 | 0 | 0 | 0 | 0 | Infinite
PJM_ROR_2_MISO_WUMS | PJM_ROR | MISO_WUMS | 2035 | B7 | 400 | 0 | 1467 | 0 | 0 | 0 | 0 | 0 | 0 | 0 | 0 | 0 | 0 | Infinite
PJM_ROR_2_MISO_WUMS | PJM_ROR | MISO_WUMS | 2035 | B8 | 500 | 0 | 1467 | 0 | 0 | 0 | 0 | 0 | 0 | 0 | 0 | 0 | 0 | Infinite
PJM_ROR_2_MISO_WUMS | PJM_ROR | MISO_WUMS | 2035 | B9 | 800 | 0 | 1467 | 0 | 0 | 0 | 0 | 0 | 0 | 0 | 0 | 0 | 0 | Infinite
PJM_ROR_2_MISO_WUMS | PJM_ROR | MISO_WUMS | 2035 | B10 | 1262 | 0 | 1467 | 1448.06 | 0 | 1467 | 0 | 0 | 0 | 0 | 0.15431 | 0 | 0 | Infinite
PJM_ROR_2_MISO_WUMS | PJM_ROR | MISO_WUMS | 2035 | B11 | 25 | 0 | 1467 | 1467 | 0 | 1467 | 0 | 0 | 2.9319 | 0 | 4.843 | 0.076351 | 0 | Infinite
PJM_ROR_2_MISO_WUMS | PJM_ROR | MISO_WUMS | 2035 | B12 | 200 | 0 | 1467 | 0 | 0 | 0 | 0 | 0 | 0 | 0 | 0 | 0 | 0 | Infinite
PJM_ROR_2_MISO_WUMS | PJM_ROR | MISO_WUMS | 2035 | B13 | 600 | 0 | 1467 | 0 | 0 | 0 | 0 | 0 | 0 | 0 | 0 | 0 | 0 | Infinite
PJM_ROR_2_MISO_WUMS | PJM_ROR | MISO_WUMS | 2035 | B14 | 900 | 0 | 1467 | 0 | 0 | 0 | 0 | 0 | 0 | 0 | 0 | 0 | 0 | Infinite
PJM_ROR_2_MISO_WUMS | PJM_ROR | MISO_WUMS | 2035 | B15 | 1203 | 0 | 1467 | 0 | 0 | 0 | 0 | 0 | 0 | 0 | 0 | 0 | 0 | Infinite
PJM_ROR_2_MISO_WUMS | PJM_ROR | MISO_WUMS | 2035 | B16 | 25 | 0 | 1467 | 3 | 0 | 0.03 | 0 | 0 | 0 | 0 | 0 | 0 | 0 | Infinite
PJM_ROR_2_MISO_WUMS | PJM_ROR | MISO_WUMS | 2035 | B17 | 100 | 0 | 1467 | 0 | 0 | 0 | 0 | 0 | 0 | 0 | 0 | 0 | 0 | Infinite
PJM_ROR_2_MISO_WUMS | PJM_ROR | MISO_WUMS | 2035 | B18 | 400 | 0 | 1467 | 0 | 0 | 0 | 0 | 0 | 0 | 0 | 0 | 0 | 0 | Infinite
PJM_ROR_2_MISO_WUMS | PJM_ROR | MISO_WUMS | 2035 | B19 | 700 | 0 | 1467 | 0 | 0 | 0 | 0 | 0 | 0 | 0 | 0 | 0 | 0 | Infinite
PJM_ROR_2_MISO_WUMS | PJM_ROR | MISO_WUMS | 2035 | B20 | 935 | 0 | 1467 | 1467 | 0 | 1467 | 0 | 0 | 0.01187 | 0 | 0.20179 | 0.011561 | 0 | Infinite
PJM_ROR_2_MISO_WUMS | PJM_ROR | MISO_WUMS | 2040 | B1 | 10 | 0 | 1467 | 0 | 0 | 0 | 0 | 0 | 0 | 0 | 0 | 0 | 0 | Infinite
PJM_ROR_2_MISO_WUMS | PJM_ROR | MISO_WUMS | 2040 | B2 | 25 | 0 | 1467 | 0 | 0 | 0 | 0 | 0 | 0 | 0 | 0 | 0 | 0 | Infinite
PJM_ROR_2_MISO_WUMS | PJM_ROR | MISO_WUMS | 2040 | B3 | 75 | 0 | 1467 | 0 | 0 | 0 | 0 | 0 | 0 | 0 | 0 | 0 | 0 | Infinite
PJM_ROR_2_MISO_WUMS | PJM_ROR | MISO_WUMS | 2040 | B4 | 100 | 0 | 1467 | 0 | 0 | 0 | 0 | 0 | 0 | 0 | 0 | 0 | 0 | Infinite
PJM_ROR_2_MISO_WUMS | PJM_ROR | MISO_WUMS | 2040 | B5 | 200 | 0 | 1467 | 0 | 0 | 0 | 0 | 0 | 0 | 0 | 0 | 0 | 0 | Infinite
PJM_ROR_2_MISO_WUMS | PJM_ROR | MISO_WUMS | 2040 | B6 | 300 | 0 | 1467 | 1417.02 | 0 | 236.44 | 0 | 0 | 0 | 0 | 0 | 0 | 0 | Infinite
PJM_ROR_2_MISO_WUMS | PJM_ROR | MISO_WUMS | 2040 | B7 | 400 | 0 | 1467 | 0 | 0 | 0 | 0 | 0 | 0 | 0 | 0 | 0 | 0 | Infinite
PJM_ROR_2_MISO_WUMS | PJM_ROR | MISO_WUMS | 2040 | B8 | 500 | 0 | 1467 | 0 | 0 | 0 | 0 | 0 | 0 | 0 | 0 | 0 | 0 | Infinite
PJM_ROR_2_MISO_WUMS | PJM_ROR | MISO_WUMS | 2040 | B9 | 800 | 0 | 1467 | 0 | 0 | 0 | 0 | 0 | 0 | 0 | 0 | 0 | 0 | Infinite
PJM_ROR_2_MISO_WUMS | PJM_ROR | MISO_WUMS | 2040 | B10 | 1262 | 0 | 1467 | 1381.65 | 0 | 497.99 | 0 | 0 | 0 | 0 | 0 | 0 | 0 | Infinite
PJM_ROR_2_MISO_WUMS | PJM_ROR | MISO_WUMS | 2040 | B11 | 25 | 0 | 1467 | 1467 | 0 | 1467 | 0 | 0 | 0.36797 | 0 | 3.4304 | 0.0074912 | 0 | Infinite
PJM_ROR_2_MISO_WUMS | PJM_ROR | MISO_WUMS | 2040 | B12 | 200 | 0 | 1467 | 0 | 0 | 0 | 0 | 0 | 0 | 0 | 0 | 0 | 0 | Infinite
PJM_ROR_2_MISO_WUMS | PJM_ROR | MISO_WUMS | 2040 | B13 | 600 | 0 | 1467 | 123.22 | 0 | 0 | 0 | 0 | 0 | 0 | 0 | 0 | 0 | Infinite
PJM_ROR_2_MISO_WUMS | PJM_ROR | MISO_WUMS | 2040 | B14 | 900 | 0 | 1467 | 0 | 0 | 0 | 0 | 0 | 0 | 0 | 0 | 0 | 0 | Infinite
PJM_ROR_2_MISO_WUMS | PJM_ROR | MISO_WUMS | 2040 | B15 | 1203 | 0 | 1467 | 1467 | 0 | 1467 | 0 | 0 | 0.13057 | 0 | 0.13057 | 0.12791 | 0 | Infinite
PJM_ROR_2_MISO_WUMS | PJM_ROR | MISO_WUMS | 2040 | B16 | 25 | 0 | 1467 | 0 | 0 | 0 | 0 | 0 | 0 | 0 | 0 | 0 | 0 | Infinite
PJM_ROR_2_MISO_WUMS | PJM_ROR | MISO_WUMS | 2040 | B17 | 100 | 0 | 1467 | 0 | 0 | 0 | 0 | 0 | 0 | 0 | 0 | 0 | 0 | Infinite
PJM_ROR_2_MISO_WUMS | PJM_ROR | MISO_WUMS | 2040 | B18 | 400 | 0 | 1467 | 0 | 0 | 0 | 0 | 0 | 0 | 0 | 0 | 0 | 0 | Infinite
PJM_ROR_2_MISO_WUMS | PJM_ROR | MISO_WUMS | 2040 | B19 | 700 | 0 | 1467 | 950.52 | 0 | 0 | 0 | 0 | 0 | 0 | 0 | 0 | 0 | Infinite
PJM_ROR_2_MISO_WUMS | PJM_ROR | MISO_WUMS | 2040 | B20 | 935 | 0 | 1467 | 1128.95 | 0 | 755.51 | 0 | 0 | 0 | 0 | 0 | 0 | 0 | Infinite
PJM_ROR_2_MISO_WUMS | PJM_ROR | MISO_WUMS | 2045 | B1 | 10 | 0 | 1467 | 0 | 0 | 0 | 0 | 0 | 0 | 0 | 0 | 0 | 0 | Infinite
PJM_ROR_2_MISO_WUMS | PJM_ROR | MISO_WUMS | 2045 | B2 | 25 | 0 | 1467 | 0 | 0 | 0 | 0 | 0 | 0 | 0 | 0 | 0 | 0 | Infinite
PJM_ROR_2_MISO_WUMS | PJM_ROR | MISO_WUMS | 2045 | B3 | 75 | 0 | 1467 | 0 | 0 | 0 | 0 | 0 | 0 | 0 | 0 | 0 | 0 | Infinite
PJM_ROR_2_MISO_WUMS | PJM_ROR | MISO_WUMS | 2045 | B4 | 100 | 0 | 1467 | 0 | 0 | 0 | 0 | 0 | 0 | 0 | 0 | 0 | 0 | Infinite
PJM_ROR_2_MISO_WUMS | PJM_ROR | MISO_WUMS | 2045 | B5 | 200 | 0 | 1467 | 0 | 0 | 0 | 0 | 0 | 0 | 0 | 0 | 0 | 0 | Infinite
PJM_ROR_2_MISO_WUMS | PJM_ROR | MISO_WUMS | 2045 | B6 | 300 | 0 | 1467 | 272.52 | 0 | 0 | 0 | 0 | 0 | 0 | 0 | 0 | 0 | Infinite
PJM_ROR_2_MISO_WUMS | PJM_ROR | MISO_WUMS | 2045 | B7 | 400 | 0 | 1467 | 0 | 0 | 0 | 0 | 0 | 0 | 0 | 0 | 0 | 0 | Infinite
PJM_ROR_2_MISO_WUMS | PJM_ROR | MISO_WUMS | 2045 | B8 | 500 | 0 | 1467 | 0 | 0 | 0 | 0 | 0 | 0 | 0 | 0 | 0 | 0 | Infinite
PJM_ROR_2_MISO_WUMS | PJM_ROR | MISO_WUMS | 2045 | B9 | 800 | 0 | 1467 | 0 | 0 | 0 | 0 | 0 | 0 | 0 | 0 | 0 | 0 | Infinite
PJM_ROR_2_MISO_WUMS | PJM_ROR | MISO_WUMS | 2045 | B10 | 1262 | 0 | 1467 | 1467 | 0 | 0 | 0 | 0 | 3.1218 | 0 | 0 | 1.1587 | 0 | Infinite
PJM_ROR_2_MISO_WUMS | PJM_ROR | MISO_WUMS | 2045 | B11 | 25 | 0 | 1467 | 1131.54 | 0 | 0 | 0 | 0 | 0 | 0 | 0 | 0 | 0 | Infinite
PJM_ROR_2_MISO_WUMS | PJM_ROR | MISO_WUMS | 2045 | B12 | 200 | 0 | 1467 | 0 | 0 | 0 | 0 | 0 | 0 | 0 | 0 | 0 | 0 | Infinite
PJM_ROR_2_MISO_WUMS | PJM_ROR | MISO_WUMS | 2045 | B13 | 600 | 0 | 1467 | 0 | 0 | 0 | 0 | 0 | 0 | 0 | 0 | 0 | 0 | Infinite
PJM_ROR_2_MISO_WUMS | PJM_ROR | MISO_WUMS | 2045 | B14 | 900 | 0 | 1467 | 0 | 0 | 0 | 0 | 0 | 0 | 0 | 0 | 0 | 0 | Infinite
PJM_ROR_2_MISO_WUMS | PJM_ROR | MISO_WUMS | 2045 | B15 | 1203 | 0 | 1467 | 1467 | 0 | 0 | 0 | 0 | 1.365 | 0 | 0 | 0.48299 | 0 | Infinite
PJM_ROR_2_MISO_WUMS | PJM_ROR | MISO_WUMS | 2045 | B16 | 25 | 0 | 1467 | 565.48 | 0 | 0 | 0 | 0 | 0 | 0 | 0 | 0 | 0 | Infinite
PJM_ROR_2_MISO_WUMS | PJM_ROR | MISO_WUMS | 2045 | B17 | 100 | 0 | 1467 | 4.86 | 0 | 0 | 0 | 0 | 0 | 0 | 0 | 0 | 0 | Infinite
PJM_ROR_2_MISO_WUMS | PJM_ROR | MISO_WUMS | 2045 | B18 | 400 | 0 | 1467 | 0 | 0 | 0 | 0 | 0 | 0 | 0 | 0 | 0 | 0 | Infinite
PJM_ROR_2_MISO_WUMS | PJM_ROR | MISO_WUMS | 2045 | B19 | 700 | 0 | 1467 | 1060.95 | 0 | 0 | 0 | 0 | 0 | 0 | 0 | 0 | 0 | Infinite
PJM_ROR_2_MISO_WUMS | PJM_ROR | MISO_WUMS | 2045 | B20 | 935 | 0 | 1467 | 1467 | 0 | 0 | 0 | 0 | 0.01187 | 0 | 0 | 0.0032643 | 0 | Infinite
PJM_ROR_2_MISO_WUMS | PJM_ROR | MISO_WUMS | 2050 | B1 | 10 | 0 | 1467 | 0 | 0 | 0 | 0 | 0 | 0 | 0 | 0 | 0 | 0 | Infinite
PJM_ROR_2_MISO_WUMS | PJM_ROR | MISO_WUMS | 2050 | B2 | 25 | 0 | 1467 | 0 | 0 | 0 | 0 | 0 | 0 | 0 | 0 | 0 | 0 | Infinite
PJM_ROR_2_MISO_WUMS | PJM_ROR | MISO_WUMS | 2050 | B3 | 75 | 0 | 1467 | 0 | 0 | 0 | 0 | 0 | 0 | 0 | 0 | 0 | 0 | Infinite
PJM_ROR_2_MISO_WUMS | PJM_ROR | MISO_WUMS | 2050 | B4 | 100 | 0 | 1467 | 0 | 0 | 0 | 0 | 0 | 0 | 0 | 0 | 0 | 0 | Infinite
PJM_ROR_2_MISO_WUMS | PJM_ROR | MISO_WUMS | 2050 | B5 | 200 | 0 | 1467 | 0 | 0 | 0 | 0 | 0 | 0 | 0 | 0 | 0 | 0 | Infinite
PJM_ROR_2_MISO_WUMS | PJM_ROR | MISO_WUMS | 2050 | B6 | 300 | 0 | 1467 | 292.12 | 0 | 0 | 0 | 0 | 0 | 0 | 0 | 0 | 0 | Infinite
PJM_ROR_2_MISO_WUMS | PJM_ROR | MISO_WUMS | 2050 | B7 | 400 | 0 | 1467 | 0 | 0 | 0 | 0 | 0 | 0 | 0 | 0 | 0 | 0 | Infinite
PJM_ROR_2_MISO_WUMS | PJM_ROR | MISO_WUMS | 2050 | B8 | 500 | 0 | 1467 | 0 | 0 | 0 | 0 | 0 | 0 | 0 | 0 | 0 | 0 | Infinite
PJM_ROR_2_MISO_WUMS | PJM_ROR | MISO_WUMS | 2050 | B9 | 800 | 0 | 1467 | 40.22 | 0 | 0 | 0 | 0 | 0 | 0 | 0 | 0 | 0 | Infinite
PJM_ROR_2_MISO_WUMS | PJM_ROR | MISO_WUMS | 2050 | B10 | 1262 | 0 | 1467 | 759.91 | 0 | 0 | 0 | 0 | 0 | 0 | 0 | 0 | 0 | Infinite
PJM_ROR_2_MISO_WUMS | PJM_ROR | MISO_WUMS | 2050 | B11 | 25 | 0 | 1467 | 1076.02 | 0 | 335.1 | 0 | 0 | 0 | 0 | 0 | 0 | 0 | Infinite
PJM_ROR_2_MISO_WUMS | PJM_ROR | MISO_WUMS | 2050 | B12 | 200 | 0 | 1467 | 0 | 0 | 0 | 0 | 0 | 0 | 0 | 0 | 0 | 0 | Infinite
PJM_ROR_2_MISO_WUMS | PJM_ROR | MISO_WUMS | 2050 | B13 | 600 | 0 | 1467 | 0 | 0 | 0 | 0 | 0 | 0 | 0 | 0 | 0 | 0 | Infinite
PJM_ROR_2_MISO_WUMS | PJM_ROR | MISO_WUMS | 2050 | B14 | 900 | 0 | 1467 | 0 | 0 | 0 | 0 | 0 | 0 | 0 | 0 | 0 | 0 | Infinite
PJM_ROR_2_MISO_WUMS | PJM_ROR | MISO_WUMS | 2050 | B15 | 1203 | 0 | 1467 | 0 | 0 | 0 | 0 | 0 | 0 | 0 | 0 | 0 | 0 | Infinite
PJM_ROR_2_MISO_WUMS | PJM_ROR | MISO_WUMS | 2050 | B16 | 25 | 0 | 1467 | 458.44 | 0 | 0 | 0 | 0 | 0 | 0 | 0 | 0 | 0 | Infinite
PJM_ROR_2_MISO_WUMS | PJM_ROR | MISO_WUMS | 2050 | B17 | 100 | 0 | 1467 | 0 | 0 | 0 | 0 | 0 | 0 | 0 | 0 | 0 | 0 | Infinite
PJM_ROR_2_MISO_WUMS | PJM_ROR | MISO_WUMS | 2050 | B18 | 400 | 0 | 1467 | 0 | 0 | 0 | 0 | 0 | 0 | 0 | 0 | 0 | 0 | Infinite
PJM_ROR_2_MISO_WUMS | PJM_ROR | MISO_WUMS | 2050 | B19 | 700 | 0 | 1467 | 1058.36 | 0 | 361.79 | 0 | 0 | 0 | 0 | 0 | 0 | 0 | Infinite
PJM_ROR_2_MISO_WUMS | PJM_ROR | MISO_WUMS | 2050 | B20 | 935 | 0 | 1467 | 1467 | 0 | 0 | 0 | 0 | 0.02374 | 0 | 0 | 0.02374 | 0 | Infinite
PJM_ROR_2_PJM_ROM | PJM_ROR | PJM_ROM | 2015 | B1 | 10 | 0 | 8000 | 5612.11 | 0 | 5788.47 | 0 | 0 | 0 | 0 | 0 | 0 | 0 | Infinite
PJM_ROR_2_PJM_ROM | PJM_ROR | PJM_ROM | 2015 | B2 | 25 | 0 | 8000 | 5652.97 | 0 | 5853.99 | 0 | 0 | 0 | 0 | 0 | 0 | 0 | Infinite
PJM_ROR_2_PJM_ROM | PJM_ROR | PJM_ROM | 2015 | B3 | 75 | 0 | 8000 | 1068.43 | 0 | 677.94 | 0 | 0 | 0 | 0 | 0 | 0 | 0 | Infinite
PJM_ROR_2_PJM_ROM | PJM_ROR | PJM_ROM | 2015 | B4 | 100 | 0 | 8000 | 0 | 0 | 0 | 0 | 0 | 0 | 0 | 0 | 0 | 0 | Infinite
PJM_ROR_2_PJM_ROM | PJM_ROR | PJM_ROM | 2015 | B5 | 200 | 0 | 8000 | 3001.82 | 0 | 3098.73 | 0 | 0 | 0 | 0 | 0 | 0 | 0 | Infinite
PJM_ROR_2_PJM_ROM | PJM_ROR | PJM_ROM | 2015 | B6 | 300 | 0 | 8000 | 3059.77 | 0 | 3059.77 | 0 | 0 | 0 | 0 | 0 | 0 | 0 | Infinite
PJM_ROR_2_PJM_ROM | PJM_ROR | PJM_ROM | 2015 | B7 | 400 | 0 | 8000 | 4810.3 | 0 | 4810.3 | 0 | 0 | 0 | 0 | 0 | 0 | 0 | Infinite
PJM_ROR_2_PJM_ROM | PJM_ROR | PJM_ROM | 2015 | B8 | 500 | 0 | 8000 | 8000 | 0 | 8000 | 0 | 0 | 0.61724 | 0 | 1.0208 | 0.052308 | 0 | Infinite
PJM_ROR_2_PJM_ROM | PJM_ROR | PJM_ROM | 2015 | B9 | 800 | 0 | 8000 | 7426.35 | 0 | 7426.35 | 0 | 0 | 0 | 0 | 0 | 0 | 0 | Infinite
PJM_ROR_2_PJM_ROM | PJM_ROR | PJM_ROM | 2015 | B10 | 1262 | 0 | 8000 | 8000 | 0 | 8000 | 0 | 0 | 2.5758 | 0 | 2.2316 | 0.55096 | 0 | Infinite
PJM_ROR_2_PJM_ROM | PJM_ROR | PJM_ROM | 2015 | B11 | 25 | 0 | 8000 | 387.76 | 0 | 842.12 | 0 | 0 | 0 | 0 | 0 | 0 | 0 | Infinite
PJM_ROR_2_PJM_ROM | PJM_ROR | PJM_ROM | 2015 | B12 | 200 | 0 | 8000 | 4780.39 | 0 | 3644.02 | 0 | 0 | 0 | 0 | 0 | 0 | 0 | Infinite
PJM_ROR_2_PJM_ROM | PJM_ROR | PJM_ROM | 2015 | B13 | 600 | 0 | 8000 | 6825.12 | 0 | 6707.82 | 0 | 0 | 0 | 0 | 0 | 0 | 0 | Infinite
PJM_ROR_2_PJM_ROM | PJM_ROR | PJM_ROM | 2015 | B14 | 900 | 0 | 8000 | 8000 | 0 | 8000 | 0 | 0 | 1.3769 | 0 | 1.3888 | 0.21004 | 0 | Infinite
PJM_ROR_2_PJM_ROM | PJM_ROR | PJM_ROM | 2015 | B15 | 1203 | 0 | 8000 | 8000 | 0 | 8000 | 0 | 0 | 1.1633 | 0 | 1.1633 | 0.23719 | 0 | Infinite
PJM_ROR_2_PJM_ROM | PJM_ROR | PJM_ROM | 2015 | B16 | 25 | 0 | 8000 | 5506.46 | 0 | 5506.46 | 0 | 0 | 0 | 0 | 0 | 0 | 0 | Infinite
PJM_ROR_2_PJM_ROM | PJM_ROR | PJM_ROM | 2015 | B17 | 100 | 0 | 8000 | 7089.1 | 0 | 6699.75 | 0 | 0 | 0 | 0 | 0 | 0 | 0 | Infinite
PJM_ROR_2_PJM_ROM | PJM_ROR | PJM_ROM | 2015 | B18 | 400 | 0 | 8000 | 8000 | 0 | 8000 | 0 | 0 | 2.8607 | 0 | 3.2643 | 0.19394 | 0 | Infinite
PJM_ROR_2_PJM_ROM | PJM_ROR | PJM_ROM | 2015 | B19 | 700 | 0 | 8000 | 8000 | 0 | 8000 | 0 | 0 | 3.3473 | 0 | 2.8963 | 0.39714 | 0 | Infinite
PJM_ROR_2_PJM_ROM | PJM_ROR | PJM_ROM | 2015 | B20 | 935 | 0 | 8000 | 8000 | 0 | 8000 | 0 | 0 | 2.6114 | 0 | 3.2524 | 0.41384 | 0 | Infinite
PJM_ROR_2_PJM_ROM | PJM_ROR | PJM_ROM | 2020 | B1 | 10 | 0 | 8000 | 3456.23 | 0 | 3829.78 | 0 | 0 | 0 | 0 | 0 | 0 | 0 | Infinite
PJM_ROR_2_PJM_ROM | PJM_ROR | PJM_ROM | 2020 | B2 | 25 | 0 | 8000 | 2081.4 | 0 | 1894.18 | 0 | 0 | 0 | 0 | 0 | 0 | 0 | Infinite
PJM_ROR_2_PJM_ROM | PJM_ROR | PJM_ROM | 2020 | B3 | 75 | 0 | 8000 | 0 | 0 | 0 | 0 | 0 | 0 | 0 | 0 | 0 | 0 | Infinite
PJM_ROR_2_PJM_ROM | PJM_ROR | PJM_ROM | 2020 | B4 | 100 | 0 | 8000 | 0 | 0 | 0 | 0 | 0 | 0 | 0 | 0 | 0 | 0 | Infinite
PJM_ROR_2_PJM_ROM | PJM_ROR | PJM_ROM | 2020 | B5 | 200 | 0 | 8000 | 0 | 0 | 0 | 0 | 0 | 0 | 0 | 0 | 0 | 0 | Infinite
PJM_ROR_2_PJM_ROM | PJM_ROR | PJM_ROM | 2020 | B6 | 300 | 0 | 8000 | 0 | 0 | 0 | 0 | 0 | 0 | 0 | 0 | 0 | 0 | Infinite
PJM_ROR_2_PJM_ROM | PJM_ROR | PJM_ROM | 2020 | B7 | 400 | 0 | 8000 | 0 | 0 | 0 | 0 | 0 | 0 | 0 | 0 | 0 | 0 | Infinite
PJM_ROR_2_PJM_ROM | PJM_ROR | PJM_ROM | 2020 | B8 | 500 | 0 | 8000 | 2268.79 | 0 | 2472.34 | 0 | 0 | 0 | 0 | 0 | 0 | 0 | Infinite
PJM_ROR_2_PJM_ROM | PJM_ROR | PJM_ROM | 2020 | B9 | 800 | 0 | 8000 | 6141.12 | 0 | 6344.67 | 0 | 0 | 0 | 0 | 0 | 0 | 0 | Infinite
PJM_ROR_2_PJM_ROM | PJM_ROR | PJM_ROM | 2020 | B10 | 1262 | 0 | 8000 | 6532.8 | 0 | 6706.07 | 0 | 0 | 0 | 0 | 0 | 0 | 0 | Infinite
PJM_ROR_2_PJM_ROM | PJM_ROR | PJM_ROM | 2020 | B11 | 25 | 0 | 8000 | 0 | 0 | 0 | 0 | 0 | 0 | 0 | 0 | 0 | 0 | Infinite
PJM_ROR_2_PJM_ROM | PJM_ROR | PJM_ROM | 2020 | B12 | 200 | 0 | 8000 | 0 | 0 | 0 | 0 | 0 | 0 | 0 | 0 | 0 | 0 | Infinite
PJM_ROR_2_PJM_ROM | PJM_ROR | PJM_ROM | 2020 | B13 | 600 | 0 | 8000 | 0 | 0 | 0 | 0 | 0 | 0 | 0 | 0 | 0 | 0 | Infinite
PJM_ROR_2_PJM_ROM | PJM_ROR | PJM_ROM | 2020 | B14 | 900 | 0 | 8000 | 1089.3 | 0 | 728.35 | 0 | 0 | 0 | 0 | 0 | 0 | 0 | Infinite
PJM_ROR_2_PJM_ROM | PJM_ROR | PJM_ROM | 2020 | B15 | 1203 | 0 | 8000 | 1177.91 | 0 | 1072.61 | 0 | 0 | 0 | 0 | 0 | 0 | 0 | Infinite
PJM_ROR_2_PJM_ROM | PJM_ROR | PJM_ROM | 2020 | B16 | 25 | 0 | 8000 | 409.16 | 0 | 566.47 | 0 | 0 | 0 | 0 | 0 | 0 | 0 | Infinite
PJM_ROR_2_PJM_ROM | PJM_ROR | PJM_ROM | 2020 | B17 | 100 | 0 | 8000 | 874.46 | 0 | 874.46 | 0 | 0 | 0 | 0 | 0 | 0 | 0 | Infinite
PJM_ROR_2_PJM_ROM | PJM_ROR | PJM_ROM | 2020 | B18 | 400 | 0 | 8000 | 6043.84 | 0 | 6495.31 | 0 | 0 | 0 | 0 | 0 | 0 | 0 | Infinite
PJM_ROR_2_PJM_ROM | PJM_ROR | PJM_ROM | 2020 | B19 | 700 | 0 | 8000 | 6221.86 | 0 | 6632.69 | 0 | 0 | 0 | 0 | 0 | 0 | 0 | Infinite
PJM_ROR_2_PJM_ROM | PJM_ROR | PJM_ROM | 2020 | B20 | 935 | 0 | 8000 | 8000 | 0 | 7964.22 | 0 | 0 | 0.13057 | 0 | 0 | 0.13057 | 0 | Infinite
PJM_ROR_2_PJM_ROM | PJM_ROR | PJM_ROM | 2025 | B1 | 10 | 0 | 8000 | 3152.83 | 0 | 2395.57 | 0 | 0 | 0 | 0 | 0 | 0 | 0 | Infinite
PJM_ROR_2_PJM_ROM | PJM_ROR | PJM_ROM | 2025 | B2 | 25 | 0 | 8000 | 2676 | 0 | 1983.76 | 0 | 0 | 0 | 0 | 0 | 0 | 0 | Infinite
PJM_ROR_2_PJM_ROM | PJM_ROR | PJM_ROM | 2025 | B3 | 75 | 0 | 8000 | 0 | 0 | 0 | 0 | 0 | 0 | 0 | 0 | 0 | 0 | Infinite
PJM_ROR_2_PJM_ROM | PJM_ROR | PJM_ROM | 2025 | B4 | 100 | 0 | 8000 | 0 | 0 | 0 | 0 | 0 | 0 | 0 | 0 | 0 | 0 | Infinite
PJM_ROR_2_PJM_ROM | PJM_ROR | PJM_ROM | 2025 | B5 | 200 | 0 | 8000 | 0 | 0 | 0 | 0 | 0 | 0 | 0 | 0 | 0 | 0 | Infinite
PJM_ROR_2_PJM_ROM | PJM_ROR | PJM_ROM | 2025 | B6 | 300 | 0 | 8000 | 0 | 0 | 0 | 0 | 0 | 0 | 0 | 0 | 0 | 0 | Infinite
PJM_ROR_2_PJM_ROM | PJM_ROR | PJM_ROM | 2025 | B7 | 400 | 0 | 8000 | 514.16 | 0 | 1589.48 | 0 | 0 | 0 | 0 | 0 | 0 | 0 | Infinite
PJM_ROR_2_PJM_ROM | PJM_ROR | PJM_ROM | 2025 | B8 | 500 | 0 | 8000 | 1988.94 | 0 | 1905.59 | 0 | 0 | 0 | 0 | 0 | 0 | 0 | Infinite
PJM_ROR_2_PJM_ROM | PJM_ROR | PJM_ROM | 2025 | B9 | 800 | 0 | 8000 | 3915.66 | 0 | 3765.33 | 0 | 0 | 0 | 0 | 0 | 0 | 0 | Infinite
PJM_ROR_2_PJM_ROM | PJM_ROR | PJM_ROM | 2025 | B10 | 1262 | 0 | 8000 | 6562.53 | 0 | 6439.88 | 0 | 0 | 0 | 0 | 0 | 0 | 0 | Infinite
PJM_ROR_2_PJM_ROM | PJM_ROR | PJM_ROM | 2025 | B11 | 25 | 0 | 8000 | 0 | 0 | 0 | 0 | 0 | 0 | 0 | 0 | 0 | 0 | Infinite
PJM_ROR_2_PJM_ROM | PJM_ROR | PJM_ROM | 2025 | B12 | 200 | 0 | 8000 | 0 | 0 | 0 | 0 | 0 | 0 | 0 | 0 | 0 | 0 | Infinite
PJM_ROR_2_PJM_ROM | PJM_ROR | PJM_ROM | 2025 | B13 | 600 | 0 | 8000 | 462.67 | 0 | 648.67 | 0 | 0 | 0 | 0 | 0 | 0 | 0 | Infinite
PJM_ROR_2_PJM_ROM | PJM_ROR | PJM_ROM | 2025 | B14 | 900 | 0 | 8000 | 2558.81 | 0 | 2744.82 | 0 | 0 | 0 | 0 | 0 | 0 | 0 | Infinite
PJM_ROR_2_PJM_ROM | PJM_ROR | PJM_ROM | 2025 | B15 | 1203 | 0 | 8000 | 5332.64 | 0 | 5518.65 | 0 | 0 | 0 | 0 | 0 | 0 | 0 | Infinite
PJM_ROR_2_PJM_ROM | PJM_ROR | PJM_ROM | 2025 | B16 | 25 | 0 | 8000 | 1840.87 | 0 | 1265.35 | 0 | 0 | 0 | 0 | 0 | 0 | 0 | Infinite
PJM_ROR_2_PJM_ROM | PJM_ROR | PJM_ROM | 2025 | B17 | 100 | 0 | 8000 | 2057.68 | 0 | 1987.48 | 0 | 0 | 0 | 0 | 0 | 0 | 0 | Infinite
PJM_ROR_2_PJM_ROM | PJM_ROR | PJM_ROM | 2025 | B18 | 400 | 0 | 8000 | 5931.52 | 0 | 5639.25 | 0 | 0 | 0 | 0 | 0 | 0 | 0 | Infinite
PJM_ROR_2_PJM_ROM | PJM_ROR | PJM_ROM | 2025 | B19 | 700 | 0 | 8000 | 6493.09 | 0 | 6013.42 | 0 | 0 | 0 | 0 | 0 | 0 | 0 | Infinite
PJM_ROR_2_PJM_ROM | PJM_ROR | PJM_ROM | 2025 | B20 | 935 | 0 | 8000 | 6935.42 | 0 | 6938.82 | 0 | 0 | 0 | 0 | 0 | 0 | 0 | Infinite
PJM_ROR_2_PJM_ROM | PJM_ROR | PJM_ROM | 2030 | B1 | 10 | 0 | 8000 | 2310.83 | 0 | 1696.81 | 0 | 0 | 0 | 0 | 0 | 0 | 0 | Infinite
PJM_ROR_2_PJM_ROM | PJM_ROR | PJM_ROM | 2030 | B2 | 25 | 0 | 8000 | 744.94 | 0 | 965.42 | 0 | 0 | 0 | 0 | 0 | 0 | 0 | Infinite
PJM_ROR_2_PJM_ROM | PJM_ROR | PJM_ROM | 2030 | B3 | 75 | 0 | 8000 | 0 | 0 | 0 | 0 | 0 | 0 | 0 | 0 | 0 | 0 | Infinite
PJM_ROR_2_PJM_ROM | PJM_ROR | PJM_ROM | 2030 | B4 | 100 | 0 | 8000 | 0 | 0 | 0 | 0 | 0 | 0 | 0 | 0 | 0 | 0 | Infinite
PJM_ROR_2_PJM_ROM | PJM_ROR | PJM_ROM | 2030 | B5 | 200 | 0 | 8000 | 0 | 0 | 0 | 0 | 0 | 0 | 0 | 0 | 0 | 0 | Infinite
PJM_ROR_2_PJM_ROM | PJM_ROR | PJM_ROM | 2030 | B6 | 300 | 0 | 8000 | 0 | 0 | 0 | 0 | 0 | 0 | 0 | 0 | 0 | 0 | Infinite
PJM_ROR_2_PJM_ROM | PJM_ROR | PJM_ROM | 2030 | B7 | 400 | 0 | 8000 | 1678.27 | 0 | 1469.92 | 0 | 0 | 0 | 0 | 0 | 0 | 0 | Infinite
PJM_ROR_2_PJM_ROM | PJM_ROR | PJM_ROM | 2030 | B8 | 500 | 0 | 8000 | 2876.61 | 0 | 2876.61 | 0 | 0 | 0 | 0 | 0 | 0 | 0 | Infinite
PJM_ROR_2_PJM_ROM | PJM_ROR | PJM_ROM | 2030 | B9 | 800 | 0 | 8000 | 5578.05 | 0 | 5578.05 | 0 | 0 | 0 | 0 | 0 | 0 | 0 | Infinite
PJM_ROR_2_PJM_ROM | PJM_ROR | PJM_ROM | 2030 | B10 | 1262 | 0 | 8000 | 8000 | 0 | 7609 | 0 | 0 | 0.56976 | 0 | 0 | 0.32728 | 0 | Infinite
PJM_ROR_2_PJM_ROM | PJM_ROR | PJM_ROM | 2030 | B11 | 25 | 0 | 8000 | 0 | 0 | 0 | 0 | 0 | 0 | 0 | 0 | 0 | 0 | Infinite
PJM_ROR_2_PJM_ROM | PJM_ROR | PJM_ROM | 2030 | B12 | 200 | 0 | 8000 | 1675.84 | 0 | 1675.84 | 0 | 0 | 0 | 0 | 0 | 0 | 0 | Infinite
PJM_ROR_2_PJM_ROM | PJM_ROR | PJM_ROM | 2030 | B13 | 600 | 0 | 8000 | 4014.2 | 0 | 4095.34 | 0 | 0 | 0 | 0 | 0 | 0 | 0 | Infinite
PJM_ROR_2_PJM_ROM | PJM_ROR | PJM_ROM | 2030 | B14 | 900 | 0 | 8000 | 3822.94 | 0 | 3822.94 | 0 | 0 | 0 | 0 | 0 | 0 | 0 | Infinite
PJM_ROR_2_PJM_ROM | PJM_ROR | PJM_ROM | 2030 | B15 | 1203 | 0 | 8000 | 7993.06 | 0 | 5670.79 | 0 | 0 | 0 | 0 | 0 | 0 | 0 | Infinite
PJM_ROR_2_PJM_ROM | PJM_ROR | PJM_ROM | 2030 | B16 | 25 | 0 | 8000 | 6325.83 | 0 | 4174.21 | 0 | 0 | 0 | 0 | 0 | 0 | 0 | Infinite
PJM_ROR_2_PJM_ROM | PJM_ROR | PJM_ROM | 2030 | B17 | 100 | 0 | 8000 | 4867.67 | 0 | 5345.43 | 0 | 0 | 0 | 0 | 0 | 0 | 0 | Infinite
PJM_ROR_2_PJM_ROM | PJM_ROR | PJM_ROM | 2030 | B18 | 400 | 0 | 8000 | 4314.58 | 0 | 4314.58 | 0 | 0 | 0 | 0 | 0 | 0 | 0 | Infinite
PJM_ROR_2_PJM_ROM | PJM_ROR | PJM_ROM | 2030 | B19 | 700 | 0 | 8000 | 5736.11 | 0 | 6433.82 | 0 | 0 | 0 | 0 | 0 | 0 | 0 | Infinite
PJM_ROR_2_PJM_ROM | PJM_ROR | PJM_ROM | 2030 | B20 | 935 | 0 | 8000 | 8000 | 0 | 8000 | 0 | 0 | 0.13057 | 0 | 0.13057 | 0.055568 | 0 | Infinite
PJM_ROR_2_PJM_ROM | PJM_ROR | PJM_ROM | 2035 | B1 | 10 | 0 | 8000 | 7089.63 | 0 | 6821.07 | 0 | 0 | 0 | 0 | 0 | 0 | 0 | Infinite
PJM_ROR_2_PJM_ROM | PJM_ROR | PJM_ROM | 2035 | B2 | 25 | 0 | 8000 | 5209.3 | 0 | 5288.97 | 0 | 0 | 0 | 0 | 0 | 0 | 0 | Infinite
PJM_ROR_2_PJM_ROM | PJM_ROR | PJM_ROM | 2035 | B3 | 75 | 0 | 8000 | 0 | 0 | 0 | 0 | 0 | 0 | 0 | 0 | 0 | 0 | Infinite
PJM_ROR_2_PJM_ROM | PJM_ROR | PJM_ROM | 2035 | B4 | 100 | 0 | 8000 | 0 | 0 | 0 | 0 | 0 | 0 | 0 | 0 | 0 | 0 | Infinite
PJM_ROR_2_PJM_ROM | PJM_ROR | PJM_ROM | 2035 | B5 | 200 | 0 | 8000 | 0 | 0 | 0 | 0 | 0 | 0 | 0 | 0 | 0 | 0 | Infinite
PJM_ROR_2_PJM_ROM | PJM_ROR | PJM_ROM | 2035 | B6 | 300 | 0 | 8000 | 0 | 0 | 0 | 0 | 0 | 0 | 0 | 0 | 0 | 0 | Infinite
PJM_ROR_2_PJM_ROM | PJM_ROR | PJM_ROM | 2035 | B7 | 400 | 0 | 8000 | 1764.06 | 0 | 1257.37 | 0 | 0 | 0 | 0 | 0 | 0 | 0 | Infinite
PJM_ROR_2_PJM_ROM | PJM_ROR | PJM_ROM | 2035 | B8 | 500 | 0 | 8000 | 2572.32 | 0 | 2298.4 | 0 | 0 | 0 | 0 | 0 | 0 | 0 | Infinite
PJM_ROR_2_PJM_ROM | PJM_ROR | PJM_ROM | 2035 | B9 | 800 | 0 | 8000 | 3867.35 | 0 | 3860.85 | 0 | 0 | 0 | 0 | 0 | 0 | 0 | Infinite
PJM_ROR_2_PJM_ROM | PJM_ROR | PJM_ROM | 2035 | B10 | 1262 | 0 | 8000 | 4006.08 | 0 | 5240.6 | 0 | 0 | 0 | 0 | 0 | 0 | 0 | Infinite
PJM_ROR_2_PJM_ROM | PJM_ROR | PJM_ROM | 2035 | B11 | 25 | 0 | 8000 | 0 | 0 | 0 | 0 | 0 | 0 | 0 | 0 | 0 | 0 | Infinite
PJM_ROR_2_PJM_ROM | PJM_ROR | PJM_ROM | 2035 | B12 | 200 | 0 | 8000 | 893.99 | 0 | 0 | 0 | 0 | 0 | 0 | 0 | 0 | 0 | Infinite
PJM_ROR_2_PJM_ROM | PJM_ROR | PJM_ROM | 2035 | B13 | 600 | 0 | 8000 | 0 | 0 | 0 | 0 | 0 | 0 | 0 | 0 | 0 | 0 | Infinite
PJM_ROR_2_PJM_ROM | PJM_ROR | PJM_ROM | 2035 | B14 | 900 | 0 | 8000 | 1181.22 | 0 | 1181.22 | 0 | 0 | 0 | 0 | 0 | 0 | 0 | Infinite
PJM_ROR_2_PJM_ROM | PJM_ROR | PJM_ROM | 2035 | B15 | 1203 | 0 | 8000 | 4143.51 | 0 | 3762.64 | 0 | 0 | 0 | 0 | 0 | 0 | 0 | Infinite
PJM_ROR_2_PJM_ROM | PJM_ROR | PJM_ROM | 2035 | B16 | 25 | 0 | 8000 | 4418.33 | 0 | 3572.33 | 0 | 0 | 0 | 0 | 0 | 0 | 0 | Infinite
PJM_ROR_2_PJM_ROM | PJM_ROR | PJM_ROM | 2035 | B17 | 100 | 0 | 8000 | 5160.8 | 0 | 5156.48 | 0 | 0 | 0 | 0 | 0 | 0 | 0 | Infinite
PJM_ROR_2_PJM_ROM | PJM_ROR | PJM_ROM | 2035 | B18 | 400 | 0 | 8000 | 6088.91 | 0 | 5324.52 | 0 | 0 | 0 | 0 | 0 | 0 | 0 | Infinite
PJM_ROR_2_PJM_ROM | PJM_ROR | PJM_ROM | 2035 | B19 | 700 | 0 | 8000 | 6185.53 | 0 | 6185.53 | 0 | 0 | 0 | 0 | 0 | 0 | 0 | Infinite
PJM_ROR_2_PJM_ROM | PJM_ROR | PJM_ROM | 2035 | B20 | 935 | 0 | 8000 | 7842.93 | 0 | 7842.93 | 0 | 0 | 0 | 0 | 0 | 0 | 0 | Infinite
PJM_ROR_2_PJM_ROM | PJM_ROR | PJM_ROM | 2040 | B1 | 10 | 0 | 8000 | 0 | 0 | 605.49 | 0 | 0 | 0 | 0 | 0 | 0 | 0 | Infinite
PJM_ROR_2_PJM_ROM | PJM_ROR | PJM_ROM | 2040 | B2 | 25 | 0 | 8000 | 0 | 0 | 0 | 0 | 0 | 0 | 0 | 0 | 0 | 0 | Infinite
PJM_ROR_2_PJM_ROM | PJM_ROR | PJM_ROM | 2040 | B3 | 75 | 0 | 8000 | 0 | 0 | 0 | 0 | 0 | 0 | 0 | 0 | 0 | 0 | Infinite
PJM_ROR_2_PJM_ROM | PJM_ROR | PJM_ROM | 2040 | B4 | 100 | 0 | 8000 | 0 | 0 | 0 | 0 | 0 | 0 | 0 | 0 | 0 | 0 | Infinite
PJM_ROR_2_PJM_ROM | PJM_ROR | PJM_ROM | 2040 | B5 | 200 | 0 | 8000 | 0 | 0 | 0 | 0 | 0 | 0 | 0 | 0 | 0 | 0 | Infinite
PJM_ROR_2_PJM_ROM | PJM_ROR | PJM_ROM | 2040 | B6 | 300 | 0 | 8000 | 0 | 0 | 0 | 0 | 0 | 0 | 0 | 0 | 0 | 0 | Infinite
PJM_ROR_2_PJM_ROM | PJM_ROR | PJM_ROM | 2040 | B7 | 400 | 0 | 8000 | 0 | 0 | 0 | 0 | 0 | 0 | 0 | 0 | 0 | 0 | Infinite
PJM_ROR_2_PJM_ROM | PJM_ROR | PJM_ROM | 2040 | B8 | 500 | 0 | 8000 | 0 | 0 | 0 | 0 | 0 | 0 | 0 | 0 | 0 | 0 | Infinite
PJM_ROR_2_PJM_ROM | PJM_ROR | PJM_ROM | 2040 | B9 | 800 | 0 | 8000 | 0 | 0 | 0 | 0 | 0 | 0 | 0 | 0 | 0 | 0 | Infinite
PJM_ROR_2_PJM_ROM | PJM_ROR | PJM_ROM | 2040 | B10 | 1262 | 0 | 8000 | 0 | 0 | 765.41 | 0 | 0 | 0 | 0 | 0 | 0 | 0 | Infinite
PJM_ROR_2_PJM_ROM | PJM_ROR | PJM_ROM | 2040 | B11 | 25 | 0 | 8000 | 0 | 0 | 0 | 0 | 0 | 0 | 0 | 0 | 0 | 0 | Infinite
PJM_ROR_2_PJM_ROM | PJM_ROR | PJM_ROM | 2040 | B12 | 200 | 0 | 8000 | 0 | 0 | 0 | 0 | 0 | 0 | 0 | 0 | 0 | 0 | Infinite
PJM_ROR_2_PJM_ROM | PJM_ROR | PJM_ROM | 2040 | B13 | 600 | 0 | 8000 | 0 | 0 | 0 | 0 | 0 | 0 | 0 | 0 | 0 | 0 | Infinite
PJM_ROR_2_PJM_ROM | PJM_ROR | PJM_ROM | 2040 | B14 | 900 | 0 | 8000 | 0 | 0 | 0 | 0 | 0 | 0 | 0 | 0 | 0 | 0 | Infinite
PJM_ROR_2_PJM_ROM | PJM_ROR | PJM_ROM | 2040 | B15 | 1203 | 0 | 8000 | 0 | 0 | 0 | 0 | 0 | 0 | 0 | 0 | 0 | 0 | Infinite
PJM_ROR_2_PJM_ROM | PJM_ROR | PJM_ROM | 2040 | B16 | 25 | 0 | 8000 | 0 | 0 | 0 | 0 | 0 | 0 | 0 | 0 | 0 | 0 | Infinite
PJM_ROR_2_PJM_ROM | PJM_ROR | PJM_ROM | 2040 | B17 | 100 | 0 | 8000 | 0 | 0 | 0 | 0 | 0 | 0 | 0 | 0 | 0 | 0 | Infinite
PJM_ROR_2_PJM_ROM | PJM_ROR | PJM_ROM | 2040 | B18 | 400 | 0 | 8000 | 0 | 0 | 0 | 0 | 0 | 0 | 0 | 0 | 0 | 0 | Infinite
PJM_ROR_2_PJM_ROM | PJM_ROR | PJM_ROM | 2040 | B19 | 700 | 0 | 8000 | 1116.52 | 0 | 1058.77 | 0 | 0 | 0 | 0 | 0 | 0 | 0 | Infinite
PJM_ROR_2_PJM_ROM | PJM_ROR | PJM_ROM | 2040 | B20 | 935 | 0 | 8000 | 8000 | 0 | 8000 | 0 | 0 | 4.3919 | 0 | 5.3534 | 4.3919 | 0 | Infinite
PJM_ROR_2_PJM_ROM | PJM_ROR | PJM_ROM | 2045 | B1 | 10 | 0 | 8000 | 0 | 0 | 0 | 0 | 0 | 0 | 0 | 0 | 0 | 0 | Infinite
PJM_ROR_2_PJM_ROM | PJM_ROR | PJM_ROM | 2045 | B2 | 25 | 0 | 8000 | 0 | 0 | 0 | 0 | 0 | 0 | 0 | 0 | 0 | 0 | Infinite
PJM_ROR_2_PJM_ROM | PJM_ROR | PJM_ROM | 2045 | B3 | 75 | 0 | 8000 | 0 | 0 | 0 | 0 | 0 | 0 | 0 | 0 | 0 | 0 | Infinite
PJM_ROR_2_PJM_ROM | PJM_ROR | PJM_ROM | 2045 | B4 | 100 | 0 | 8000 | 0 | 0 | 0 | 0 | 0 | 0 | 0 | 0 | 0 | 0 | Infinite
PJM_ROR_2_PJM_ROM | PJM_ROR | PJM_ROM | 2045 | B5 | 200 | 0 | 8000 | 0 | 0 | 0 | 0 | 0 | 0 | 0 | 0 | 0 | 0 | Infinite
PJM_ROR_2_PJM_ROM | PJM_ROR | PJM_ROM | 2045 | B6 | 300 | 0 | 8000 | 0 | 0 | 0 | 0 | 0 | 0 | 0 | 0 | 0 | 0 | Infinite
PJM_ROR_2_PJM_ROM | PJM_ROR | PJM_ROM | 2045 | B7 | 400 | 0 | 8000 | 0 | 0 | 0 | 0 | 0 | 0 | 0 | 0 | 0 | 0 | Infinite
PJM_ROR_2_PJM_ROM | PJM_ROR | PJM_ROM | 2045 | B8 | 500 | 0 | 8000 | 0 | 0 | 0 | 0 | 0 | 0 | 0 | 0 | 0 | 0 | Infinite
PJM_ROR_2_PJM_ROM | PJM_ROR | PJM_ROM | 2045 | B9 | 800 | 0 | 8000 | 0 | 0 | 0 | 0 | 0 | 0 | 0 | 0 | 0 | 0 | Infinite
PJM_ROR_2_PJM_ROM | PJM_ROR | PJM_ROM | 2045 | B10 | 1262 | 0 | 8000 | 0 | 0 | 0 | 0 | 0 | 0 | 0 | 0 | 0 | 0 | Infinite
PJM_ROR_2_PJM_ROM | PJM_ROR | PJM_ROM | 2045 | B11 | 25 | 0 | 8000 | 0 | 0 | 0 | 0 | 0 | 0 | 0 | 0 | 0 | 0 | Infinite
PJM_ROR_2_PJM_ROM | PJM_ROR | PJM_ROM | 2045 | B12 | 200 | 0 | 8000 | 0 | 0 | 0 | 0 | 0 | 0 | 0 | 0 | 0 | 0 | Infinite
PJM_ROR_2_PJM_ROM | PJM_ROR | PJM_ROM | 2045 | B13 | 600 | 0 | 8000 | 0 | 0 | 0 | 0 | 0 | 0 | 0 | 0 | 0 | 0 | Infinite
PJM_ROR_2_PJM_ROM | PJM_ROR | PJM_ROM | 2045 | B14 | 900 | 0 | 8000 | 0 | 0 | 0 | 0 | 0 | 0 | 0 | 0 | 0 | 0 | Infinite
PJM_ROR_2_PJM_ROM | PJM_ROR | PJM_ROM | 2045 | B15 | 1203 | 0 | 8000 | 0 | 0 | 0 | 0 | 0 | 0 | 0 | 0 | 0 | 0 | Infinite
PJM_ROR_2_PJM_ROM | PJM_ROR | PJM_ROM | 2045 | B16 | 25 | 0 | 8000 | 0 | 0 | 0 | 0 | 0 | 0 | 0 | 0 | 0 | 0 | Infinite
PJM_ROR_2_PJM_ROM | PJM_ROR | PJM_ROM | 2045 | B17 | 100 | 0 | 8000 | 0 | 0 | 0 | 0 | 0 | 0 | 0 | 0 | 0 | 0 | Infinite
PJM_ROR_2_PJM_ROM | PJM_ROR | PJM_ROM | 2045 | B18 | 400 | 0 | 8000 | 0 | 0 | 0 | 0 | 0 | 0 | 0 | 0 | 0 | 0 | Infinite
PJM_ROR_2_PJM_ROM | PJM_ROR | PJM_ROM | 2045 | B19 | 700 | 0 | 8000 | 0 | 0 | 0 | 0 | 0 | 0 | 0 | 0 | 0 | 0 | Infinite
PJM_ROR_2_PJM_ROM | PJM_ROR | PJM_ROM | 2045 | B20 | 935 | 0 | 8000 | 5765.2 | 0 | 8000 | 0 | 0 | 0 | 0 | 1.1751 | 0 | 0 | Infinite
PJM_ROR_2_PJM_ROM | PJM_ROR | PJM_ROM | 2050 | B1 | 10 | 0 | 8000 | 0 | 0 | 0 | 0 | 0 | 0 | 0 | 0 | 0 | 0 | Infinite
PJM_ROR_2_PJM_ROM | PJM_ROR | PJM_ROM | 2050 | B2 | 25 | 0 | 8000 | 0 | 0 | 0 | 0 | 0 | 0 | 0 | 0 | 0 | 0 | Infinite
PJM_ROR_2_PJM_ROM | PJM_ROR | PJM_ROM | 2050 | B3 | 75 | 0 | 8000 | 0 | 0 | 0 | 0 | 0 | 0 | 0 | 0 | 0 | 0 | Infinite
PJM_ROR_2_PJM_ROM | PJM_ROR | PJM_ROM | 2050 | B4 | 100 | 0 | 8000 | 0 | 0 | 0 | 0 | 0 | 0 | 0 | 0 | 0 | 0 | Infinite
PJM_ROR_2_PJM_ROM | PJM_ROR | PJM_ROM | 2050 | B5 | 200 | 0 | 8000 | 0 | 0 | 0 | 0 | 0 | 0 | 0 | 0 | 0 | 0 | Infinite
PJM_ROR_2_PJM_ROM | PJM_ROR | PJM_ROM | 2050 | B6 | 300 | 0 | 8000 | 0 | 0 | 0 | 0 | 0 | 0 | 0 | 0 | 0 | 0 | Infinite
PJM_ROR_2_PJM_ROM | PJM_ROR | PJM_ROM | 2050 | B7 | 400 | 0 | 8000 | 0 | 0 | 0 | 0 | 0 | 0 | 0 | 0 | 0 | 0 | Infinite
PJM_ROR_2_PJM_ROM | PJM_ROR | PJM_ROM | 2050 | B8 | 500 | 0 | 8000 | 0 | 0 | 0 | 0 | 0 | 0 | 0 | 0 | 0 | 0 | Infinite
PJM_ROR_2_PJM_ROM | PJM_ROR | PJM_ROM | 2050 | B9 | 800 | 0 | 8000 | 0 | 0 | 0 | 0 | 0 | 0 | 0 | 0 | 0 | 0 | Infinite
PJM_ROR_2_PJM_ROM | PJM_ROR | PJM_ROM | 2050 | B10 | 1262 | 0 | 8000 | 0 | 0 | 0 | 0 | 0 | 0 | 0 | 0 | 0 | 0 | Infinite
PJM_ROR_2_PJM_ROM | PJM_ROR | PJM_ROM | 2050 | B11 | 25 | 0 | 8000 | 0 | 0 | 0 | 0 | 0 | 0 | 0 | 0 | 0 | 0 | Infinite
PJM_ROR_2_PJM_ROM | PJM_ROR | PJM_ROM | 2050 | B12 | 200 | 0 | 8000 | 0 | 0 | 0 | 0 | 0 | 0 | 0 | 0 | 0 | 0 | Infinite
PJM_ROR_2_PJM_ROM | PJM_ROR | PJM_ROM | 2050 | B13 | 600 | 0 | 8000 | 0 | 0 | 0 | 0 | 0 | 0 | 0 | 0 | 0 | 0 | Infinite
PJM_ROR_2_PJM_ROM | PJM_ROR | PJM_ROM | 2050 | B14 | 900 | 0 | 8000 | 0 | 0 | 0 | 0 | 0 | 0 | 0 | 0 | 0 | 0 | Infinite
PJM_ROR_2_PJM_ROM | PJM_ROR | PJM_ROM | 2050 | B15 | 1203 | 0 | 8000 | 0 | 0 | 0 | 0 | 0 | 0 | 0 | 0 | 0 | 0 | Infinite
PJM_ROR_2_PJM_ROM | PJM_ROR | PJM_ROM | 2050 | B16 | 25 | 0 | 8000 | 0 | 0 | 0 | 0 | 0 | 0 | 0 | 0 | 0 | 0 | Infinite
PJM_ROR_2_PJM_ROM | PJM_ROR | PJM_ROM | 2050 | B17 | 100 | 0 | 8000 | 0 | 0 | 0 | 0 | 0 | 0 | 0 | 0 | 0 | 0 | Infinite
PJM_ROR_2_PJM_ROM | PJM_ROR | PJM_ROM | 2050 | B18 | 400 | 0 | 8000 | 0 | 0 | 0 | 0 | 0 | 0 | 0 | 0 | 0 | 0 | Infinite
PJM_ROR_2_PJM_ROM | PJM_ROR | PJM_ROM | 2050 | B19 | 700 | 0 | 8000 | 0 | 0 | 0 | 0 | 0 | 0 | 0 | 0 | 0 | 0 | Infinite
PJM_ROR_2_PJM_ROM | PJM_ROR | PJM_ROM | 2050 | B20 | 935 | 0 | 8000 | 0 | 0 | 0 | 0 | 0 | 0 | 0 | 0 | 0 | 0 | Infinite
PJM_ROR_2_TVA_Transmission | PJM_ROR | TVA_Transmission | 2015 | B1 | 10 | 0 | 2500 | 189.66 | 0 | 0 | 0 | 0 | 0 | 0 | 0 | 0 | 0 | Infinite
PJM_ROR_2_TVA_Transmission | PJM_ROR | TVA_Transmission | 2015 | B2 | 25 | 0 | 2500 | 428.6 | 0 | 65.9 | 0 | 0 | 0 | 0 | 0 | 0 | 0 | Infinite
PJM_ROR_2_TVA_Transmission | PJM_ROR | TVA_Transmission | 2015 | B3 | 75 | 0 | 2500 | 1506.02 | 0 | 1197.48 | 0 | 0 | 0 | 0 | 0 | 0 | 0 | Infinite
PJM_ROR_2_TVA_Transmission | PJM_ROR | TVA_Transmission | 2015 | B4 | 100 | 0 | 2500 | 645.92 | 0 | 76.01 | 0 | 0 | 0 | 0 | 0 | 0 | 0 | Infinite
PJM_ROR_2_TVA_Transmission | PJM_ROR | TVA_Transmission | 2015 | B5 | 200 | 0 | 2500 | 0 | 0 | 0 | 0 | 0 | 0 | 0 | 0 | 0 | 0 | Infinite
PJM_ROR_2_TVA_Transmission | PJM_ROR | TVA_Transmission | 2015 | B6 | 300 | 0 | 2500 | 0 | 0 | 0 | 0 | 0 | 0 | 0 | 0 | 0 | 0 | Infinite
PJM_ROR_2_TVA_Transmission | PJM_ROR | TVA_Transmission | 2015 | B7 | 400 | 0 | 2500 | 0 | 0 | 0 | 0 | 0 | 0 | 0 | 0 | 0 | 0 | Infinite
PJM_ROR_2_TVA_Transmission | PJM_ROR | TVA_Transmission | 2015 | B8 | 500 | 0 | 2500 | 0 | 0 | 0 | 0 | 0 | 0 | 0 | 0 | 0 | 0 | Infinite
PJM_ROR_2_TVA_Transmission | PJM_ROR | TVA_Transmission | 2015 | B9 | 800 | 0 | 2500 | 0 | 0 | 0 | 0 | 0 | 0 | 0 | 0 | 0 | 0 | Infinite
PJM_ROR_2_TVA_Transmission | PJM_ROR | TVA_Transmission | 2015 | B10 | 1262 | 0 | 2500 | 0 | 0 | 0 | 0 | 0 | 0 | 0 | 0 | 0 | 0 | Infinite
PJM_ROR_2_TVA_Transmission | PJM_ROR | TVA_Transmission | 2015 | B11 | 25 | 0 | 2500 | 1048.87 | 0 | 1284.93 | 0 | 0 | 0 | 0 | 0 | 0 | 0 | Infinite
PJM_ROR_2_TVA_Transmission | PJM_ROR | TVA_Transmission | 2015 | B12 | 200 | 0 | 2500 | 0 | 0 | 0 | 0 | 0 | 0 | 0 | 0 | 0 | 0 | Infinite
PJM_ROR_2_TVA_Transmission | PJM_ROR | TVA_Transmission | 2015 | B13 | 600 | 0 | 2500 | 0 | 0 | 0 | 0 | 0 | 0 | 0 | 0 | 0 | 0 | Infinite
PJM_ROR_2_TVA_Transmission | PJM_ROR | TVA_Transmission | 2015 | B14 | 900 | 0 | 2500 | 0 | 0 | 0 | 0 | 0 | 0 | 0 | 0 | 0 | 0 | Infinite
PJM_ROR_2_TVA_Transmission | PJM_ROR | TVA_Transmission | 2015 | B15 | 1203 | 0 | 2500 | 0 | 0 | 0 | 0 | 0 | 0 | 0 | 0 | 0 | 0 | Infinite
PJM_ROR_2_TVA_Transmission | PJM_ROR | TVA_Transmission | 2015 | B16 | 25 | 0 | 2500 | 38.8 | 0 | 118.68 | 0 | 0 | 0 | 0 | 0 | 0 | 0 | Infinite
PJM_ROR_2_TVA_Transmission | PJM_ROR | TVA_Transmission | 2015 | B17 | 100 | 0 | 2500 | 0 | 0 | 0 | 0 | 0 | 0 | 0 | 0 | 0 | 0 | Infinite
PJM_ROR_2_TVA_Transmission | PJM_ROR | TVA_Transmission | 2015 | B18 | 400 | 0 | 2500 | 0 | 0 | 0 | 0 | 0 | 0 | 0 | 0 | 0 | 0 | Infinite
PJM_ROR_2_TVA_Transmission | PJM_ROR | TVA_Transmission | 2015 | B19 | 700 | 0 | 2500 | 0 | 0 | 0 | 0 | 0 | 0 | 0 | 0 | 0 | 0 | Infinite
PJM_ROR_2_TVA_Transmission | PJM_ROR | TVA_Transmission | 2015 | B20 | 935 | 0 | 2500 | 0 | 0 | 0 | 0 | 0 | 0 | 0 | 0 | 0 | 0 | Infinite
PJM_ROR_2_TVA_Transmission | PJM_ROR | TVA_Transmission | 2020 | B1 | 10 | 0 | 2500 | 1922.6 | 0 | 1741.37 | 0 | 0 | 0 | 0 | 0 | 0 | 0 | Infinite
PJM_ROR_2_TVA_Transmission | PJM_ROR | TVA_Transmission | 2020 | B2 | 25 | 0 | 2500 | 1904.38 | 0 | 2500 | 0 | 0 | 0 | 0 | 0.02374 | 0 | 0 | Infinite
PJM_ROR_2_TVA_Transmission | PJM_ROR | TVA_Transmission | 2020 | B3 | 75 | 0 | 2500 | 1263.43 | 0 | 1076.22 | 0 | 0 | 0 | 0 | 0 | 0 | 0 | Infinite
PJM_ROR_2_TVA_Transmission | PJM_ROR | TVA_Transmission | 2020 | B4 | 100 | 0 | 2500 | 525.6 | 0 | 338.39 | 0 | 0 | 0 | 0 | 0 | 0 | 0 | Infinite
PJM_ROR_2_TVA_Transmission | PJM_ROR | TVA_Transmission | 2020 | B5 | 200 | 0 | 2500 | 0 | 0 | 0 | 0 | 0 | 0 | 0 | 0 | 0 | 0 | Infinite
PJM_ROR_2_TVA_Transmission | PJM_ROR | TVA_Transmission | 2020 | B6 | 300 | 0 | 2500 | 0 | 0 | 0 | 0 | 0 | 0 | 0 | 0 | 0 | 0 | Infinite
PJM_ROR_2_TVA_Transmission | PJM_ROR | TVA_Transmission | 2020 | B7 | 400 | 0 | 2500 | 0 | 0 | 0 | 0 | 0 | 0 | 0 | 0 | 0 | 0 | Infinite
PJM_ROR_2_TVA_Transmission | PJM_ROR | TVA_Transmission | 2020 | B8 | 500 | 0 | 2500 | 0 | 0 | 0 | 0 | 0 | 0 | 0 | 0 | 0 | 0 | Infinite
PJM_ROR_2_TVA_Transmission | PJM_ROR | TVA_Transmission | 2020 | B9 | 800 | 0 | 2500 | 0 | 0 | 0 | 0 | 0 | 0 | 0 | 0 | 0 | 0 | Infinite
PJM_ROR_2_TVA_Transmission | PJM_ROR | TVA_Transmission | 2020 | B10 | 1262 | 0 | 2500 | 0 | 0 | 0 | 0 | 0 | 0 | 0 | 0 | 0 | 0 | Infinite
PJM_ROR_2_TVA_Transmission | PJM_ROR | TVA_Transmission | 2020 | B11 | 25 | 0 | 2500 | 0 | 0 | 0 | 0 | 0 | 0 | 0 | 0 | 0 | 0 | Infinite
PJM_ROR_2_TVA_Transmission | PJM_ROR | TVA_Transmission | 2020 | B12 | 200 | 0 | 2500 | 0 | 0 | 0 | 0 | 0 | 0 | 0 | 0 | 0 | 0 | Infinite
PJM_ROR_2_TVA_Transmission | PJM_ROR | TVA_Transmission | 2020 | B13 | 600 | 0 | 2500 | 0 | 0 | 0 | 0 | 0 | 0 | 0 | 0 | 0 | 0 | Infinite
PJM_ROR_2_TVA_Transmission | PJM_ROR | TVA_Transmission | 2020 | B14 | 900 | 0 | 2500 | 0 | 0 | 0 | 0 | 0 | 0 | 0 | 0 | 0 | 0 | Infinite
PJM_ROR_2_TVA_Transmission | PJM_ROR | TVA_Transmission | 2020 | B15 | 1203 | 0 | 2500 | 0 | 0 | 0 | 0 | 0 | 0 | 0 | 0 | 0 | 0 | Infinite
PJM_ROR_2_TVA_Transmission | PJM_ROR | TVA_Transmission | 2020 | B16 | 25 | 0 | 2500 | 900 | 0 | 900 | 0 | 0 | 0 | 0 | 0 | 0 | 0 | Infinite
PJM_ROR_2_TVA_Transmission | PJM_ROR | TVA_Transmission | 2020 | B17 | 100 | 0 | 2500 | 0 | 0 | 0 | 0 | 0 | 0 | 0 | 0 | 0 | 0 | Infinite
PJM_ROR_2_TVA_Transmission | PJM_ROR | TVA_Transmission | 2020 | B18 | 400 | 0 | 2500 | 0 | 0 | 0 | 0 | 0 | 0 | 0 | 0 | 0 | 0 | Infinite
PJM_ROR_2_TVA_Transmission | PJM_ROR | TVA_Transmission | 2020 | B19 | 700 | 0 | 2500 | 0 | 0 | 0 | 0 | 0 | 0 | 0 | 0 | 0 | 0 | Infinite
PJM_ROR_2_TVA_Transmission | PJM_ROR | TVA_Transmission | 2020 | B20 | 935 | 0 | 2500 | 0 | 0 | 0 | 0 | 0 | 0 | 0 | 0 | 0 | 0 | Infinite
PJM_ROR_2_TVA_Transmission | PJM_ROR | TVA_Transmission | 2025 | B1 | 10 | 0 | 2500 | 2500 | 0 | 2500 | 0 | 0 | 2.5639 | 0 | 2.4452 | 0.73255 | 0 | Infinite
PJM_ROR_2_TVA_Transmission | PJM_ROR | TVA_Transmission | 2025 | B2 | 25 | 0 | 2500 | 2500 | 0 | 2500 | 0 | 0 | 4.0002 | 0 | 4.0002 | 2.8573 | 0 | Infinite
PJM_ROR_2_TVA_Transmission | PJM_ROR | TVA_Transmission | 2025 | B3 | 75 | 0 | 2500 | 1704.34 | 0 | 1594.79 | 0 | 0 | 0 | 0 | 0 | 0 | 0 | Infinite
PJM_ROR_2_TVA_Transmission | PJM_ROR | TVA_Transmission | 2025 | B4 | 100 | 0 | 2500 | 950.17 | 0 | 840.62 | 0 | 0 | 0 | 0 | 0 | 0 | 0 | Infinite
PJM_ROR_2_TVA_Transmission | PJM_ROR | TVA_Transmission | 2025 | B5 | 200 | 0 | 2500 | 0 | 0 | 0 | 0 | 0 | 0 | 0 | 0 | 0 | 0 | Infinite
PJM_ROR_2_TVA_Transmission | PJM_ROR | TVA_Transmission | 2025 | B6 | 300 | 0 | 2500 | 0 | 0 | 0 | 0 | 0 | 0 | 0 | 0 | 0 | 0 | Infinite
PJM_ROR_2_TVA_Transmission | PJM_ROR | TVA_Transmission | 2025 | B7 | 400 | 0 | 2500 | 0 | 0 | 0 | 0 | 0 | 0 | 0 | 0 | 0 | 0 | Infinite
PJM_ROR_2_TVA_Transmission | PJM_ROR | TVA_Transmission | 2025 | B8 | 500 | 0 | 2500 | 0 | 0 | 0 | 0 | 0 | 0 | 0 | 0 | 0 | 0 | Infinite
PJM_ROR_2_TVA_Transmission | PJM_ROR | TVA_Transmission | 2025 | B9 | 800 | 0 | 2500 | 0 | 0 | 0 | 0 | 0 | 0 | 0 | 0 | 0 | 0 | Infinite
PJM_ROR_2_TVA_Transmission | PJM_ROR | TVA_Transmission | 2025 | B10 | 1262 | 0 | 2500 | 0 | 0 | 0 | 0 | 0 | 0 | 0 | 0 | 0 | 0 | Infinite
PJM_ROR_2_TVA_Transmission | PJM_ROR | TVA_Transmission | 2025 | B11 | 25 | 0 | 2500 | 0 | 0 | 0 | 0 | 0 | 0 | 0 | 0 | 0 | 0 | Infinite
PJM_ROR_2_TVA_Transmission | PJM_ROR | TVA_Transmission | 2025 | B12 | 200 | 0 | 2500 | 0 | 0 | 0 | 0 | 0 | 0 | 0 | 0 | 0 | 0 | Infinite
PJM_ROR_2_TVA_Transmission | PJM_ROR | TVA_Transmission | 2025 | B13 | 600 | 0 | 2500 | 0 | 0 | 0 | 0 | 0 | 0 | 0 | 0 | 0 | 0 | Infinite
PJM_ROR_2_TVA_Transmission | PJM_ROR | TVA_Transmission | 2025 | B14 | 900 | 0 | 2500 | 0 | 0 | 0 | 0 | 0 | 0 | 0 | 0 | 0 | 0 | Infinite
PJM_ROR_2_TVA_Transmission | PJM_ROR | TVA_Transmission | 2025 | B15 | 1203 | 0 | 2500 | 0 | 0 | 0 | 0 | 0 | 0 | 0 | 0 | 0 | 0 | Infinite
PJM_ROR_2_TVA_Transmission | PJM_ROR | TVA_Transmission | 2025 | B16 | 25 | 0 | 2500 | 622.72 | 0 | 1384 | 0 | 0 | 0 | 0 | 0 | 0 | 0 | Infinite
PJM_ROR_2_TVA_Transmission | PJM_ROR | TVA_Transmission | 2025 | B17 | 100 | 0 | 2500 | 0 | 0 | 0 | 0 | 0 | 0 | 0 | 0 | 0 | 0 | Infinite
PJM_ROR_2_TVA_Transmission | PJM_ROR | TVA_Transmission | 2025 | B18 | 400 | 0 | 2500 | 0 | 0 | 0 | 0 | 0 | 0 | 0 | 0 | 0 | 0 | Infinite
PJM_ROR_2_TVA_Transmission | PJM_ROR | TVA_Transmission | 2025 | B19 | 700 | 0 | 2500 | 0 | 0 | 0 | 0 | 0 | 0 | 0 | 0 | 0 | 0 | Infinite
PJM_ROR_2_TVA_Transmission | PJM_ROR | TVA_Transmission | 2025 | B20 | 935 | 0 | 2500 | 875.11 | 0 | 968.37 | 0 | 0 | 0 | 0 | 0 | 0 | 0 | Infinite
PJM_ROR_2_TVA_Transmission | PJM_ROR | TVA_Transmission | 2030 | B1 | 10 | 0 | 2500 | 2500 | 0 | 2500 | 0 | 0 | 5.0804 | 0 | 3.0506 | 1.4515 | 0 | Infinite
PJM_ROR_2_TVA_Transmission | PJM_ROR | TVA_Transmission | 2030 | B2 | 25 | 0 | 2500 | 2500 | 0 | 2500 | 0 | 0 | 4.5581 | 0 | 2.3977 | 3.2558 | 0 | Infinite
PJM_ROR_2_TVA_Transmission | PJM_ROR | TVA_Transmission | 2030 | B3 | 75 | 0 | 2500 | 1044.64 | 0 | 1048.01 | 0 | 0 | 0 | 0 | 0 | 0 | 0 | Infinite
PJM_ROR_2_TVA_Transmission | PJM_ROR | TVA_Transmission | 2030 | B4 | 100 | 0 | 2500 | 0 | 0 | 239.33 | 0 | 0 | 0 | 0 | 0 | 0 | 0 | Infinite
PJM_ROR_2_TVA_Transmission | PJM_ROR | TVA_Transmission | 2030 | B5 | 200 | 0 | 2500 | 47.81 | 0 | 0 | 0 | 0 | 0 | 0 | 0 | 0 | 0 | Infinite
PJM_ROR_2_TVA_Transmission | PJM_ROR | TVA_Transmission | 2030 | B6 | 300 | 0 | 2500 | 0 | 0 | 0 | 0 | 0 | 0 | 0 | 0 | 0 | 0 | Infinite
PJM_ROR_2_TVA_Transmission | PJM_ROR | TVA_Transmission | 2030 | B7 | 400 | 0 | 2500 | 0 | 0 | 0 | 0 | 0 | 0 | 0 | 0 | 0 | 0 | Infinite
PJM_ROR_2_TVA_Transmission | PJM_ROR | TVA_Transmission | 2030 | B8 | 500 | 0 | 2500 | 0 | 0 | 0 | 0 | 0 | 0 | 0 | 0 | 0 | 0 | Infinite
PJM_ROR_2_TVA_Transmission | PJM_ROR | TVA_Transmission | 2030 | B9 | 800 | 0 | 2500 | 0 | 0 | 0 | 0 | 0 | 0 | 0 | 0 | 0 | 0 | Infinite
PJM_ROR_2_TVA_Transmission | PJM_ROR | TVA_Transmission | 2030 | B10 | 1262 | 0 | 2500 | 0 | 0 | 0 | 0 | 0 | 0 | 0 | 0 | 0 | 0 | Infinite
PJM_ROR_2_TVA_Transmission | PJM_ROR | TVA_Transmission | 2030 | B11 | 25 | 0 | 2500 | 1822.08 | 0 | 2405.33 | 0 | 0 | 0 | 0 | 0 | 0 | 0 | Infinite
PJM_ROR_2_TVA_Transmission | PJM_ROR | TVA_Transmission | 2030 | B12 | 200 | 0 | 2500 | 120.08 | 0 | 0 | 0 | 0 | 0 | 0 | 0 | 0 | 0 | Infinite
PJM_ROR_2_TVA_Transmission | PJM_ROR | TVA_Transmission | 2030 | B13 | 600 | 0 | 2500 | 0 | 0 | 0 | 0 | 0 | 0 | 0 | 0 | 0 | 0 | Infinite
PJM_ROR_2_TVA_Transmission | PJM_ROR | TVA_Transmission | 2030 | B14 | 900 | 0 | 2500 | 0 | 0 | 0 | 0 | 0 | 0 | 0 | 0 | 0 | 0 | Infinite
PJM_ROR_2_TVA_Transmission | PJM_ROR | TVA_Transmission | 2030 | B15 | 1203 | 0 | 2500 | 0 | 0 | 0 | 0 | 0 | 0 | 0 | 0 | 0 | 0 | Infinite
PJM_ROR_2_TVA_Transmission | PJM_ROR | TVA_Transmission | 2030 | B16 | 25 | 0 | 2500 | 1250.99 | 0 | 954.73 | 0 | 0 | 0 | 0 | 0 | 0 | 0 | Infinite
PJM_ROR_2_TVA_Transmission | PJM_ROR | TVA_Transmission | 2030 | B17 | 100 | 0 | 2500 | 0 | 0 | 0 | 0 | 0 | 0 | 0 | 0 | 0 | 0 | Infinite
PJM_ROR_2_TVA_Transmission | PJM_ROR | TVA_Transmission | 2030 | B18 | 400 | 0 | 2500 | 0 | 0 | 0 | 0 | 0 | 0 | 0 | 0 | 0 | 0 | Infinite
PJM_ROR_2_TVA_Transmission | PJM_ROR | TVA_Transmission | 2030 | B19 | 700 | 0 | 2500 | 0 | 0 | 0 | 0 | 0 | 0 | 0 | 0 | 0 | 0 | Infinite
PJM_ROR_2_TVA_Transmission | PJM_ROR | TVA_Transmission | 2030 | B20 | 935 | 0 | 2500 | 35.68 | 0 | 35.68 | 0 | 0 | 0 | 0 | 0 | 0 | 0 | Infinite
PJM_ROR_2_TVA_Transmission | PJM_ROR | TVA_Transmission | 2035 | B1 | 10 | 0 | 2500 | 2500 | 0 | 2500 | 0 | 0 | 3.6678 | 0 | 1.2107 | 1.048 | 0 | Infinite
PJM_ROR_2_TVA_Transmission | PJM_ROR | TVA_Transmission | 2035 | B2 | 25 | 0 | 2500 | 2500 | 0 | 2500 | 0 | 0 | 4.0002 | 0 | 3.5729 | 2.8573 | 0 | Infinite
PJM_ROR_2_TVA_Transmission | PJM_ROR | TVA_Transmission | 2035 | B3 | 75 | 0 | 2500 | 1954.73 | 0 | 1926.8 | 0 | 0 | 0 | 0 | 0 | 0 | 0 | Infinite
PJM_ROR_2_TVA_Transmission | PJM_ROR | TVA_Transmission | 2035 | B4 | 100 | 0 | 2500 | 1177.88 | 0 | 1149.96 | 0 | 0 | 0 | 0 | 0 | 0 | 0 | Infinite
PJM_ROR_2_TVA_Transmission | PJM_ROR | TVA_Transmission | 2035 | B5 | 200 | 0 | 2500 | 0 | 0 | 0 | 0 | 0 | 0 | 0 | 0 | 0 | 0 | Infinite
PJM_ROR_2_TVA_Transmission | PJM_ROR | TVA_Transmission | 2035 | B6 | 300 | 0 | 2500 | 0 | 0 | 0 | 0 | 0 | 0 | 0 | 0 | 0 | 0 | Infinite
PJM_ROR_2_TVA_Transmission | PJM_ROR | TVA_Transmission | 2035 | B7 | 400 | 0 | 2500 | 0 | 0 | 0 | 0 | 0 | 0 | 0 | 0 | 0 | 0 | Infinite
PJM_ROR_2_TVA_Transmission | PJM_ROR | TVA_Transmission | 2035 | B8 | 500 | 0 | 2500 | 0 | 0 | 0 | 0 | 0 | 0 | 0 | 0 | 0 | 0 | Infinite
PJM_ROR_2_TVA_Transmission | PJM_ROR | TVA_Transmission | 2035 | B9 | 800 | 0 | 2500 | 0 | 0 | 0 | 0 | 0 | 0 | 0 | 0 | 0 | 0 | Infinite
PJM_ROR_2_TVA_Transmission | PJM_ROR | TVA_Transmission | 2035 | B10 | 1262 | 0 | 2500 | 0 | 0 | 0 | 0 | 0 | 0 | 0 | 0 | 0 | 0 | Infinite
PJM_ROR_2_TVA_Transmission | PJM_ROR | TVA_Transmission | 2035 | B11 | 25 | 0 | 2500 | 1229.21 | 0 | 2148.85 | 0 | 0 | 0 | 0 | 0 | 0 | 0 | Infinite
PJM_ROR_2_TVA_Transmission | PJM_ROR | TVA_Transmission | 2035 | B12 | 200 | 0 | 2500 | 0 | 0 | 0 | 0 | 0 | 0 | 0 | 0 | 0 | 0 | Infinite
PJM_ROR_2_TVA_Transmission | PJM_ROR | TVA_Transmission | 2035 | B13 | 600 | 0 | 2500 | 0 | 0 | 0 | 0 | 0 | 0 | 0 | 0 | 0 | 0 | Infinite
PJM_ROR_2_TVA_Transmission | PJM_ROR | TVA_Transmission | 2035 | B14 | 900 | 0 | 2500 | 0 | 0 | 0 | 0 | 0 | 0 | 0 | 0 | 0 | 0 | Infinite
PJM_ROR_2_TVA_Transmission | PJM_ROR | TVA_Transmission | 2035 | B15 | 1203 | 0 | 2500 | 0 | 0 | 0 | 0 | 0 | 0 | 0 | 0 | 0 | 0 | Infinite
PJM_ROR_2_TVA_Transmission | PJM_ROR | TVA_Transmission | 2035 | B16 | 25 | 0 | 2500 | 670.47 | 0 | 1259.18 | 0 | 0 | 0 | 0 | 0 | 0 | 0 | Infinite
PJM_ROR_2_TVA_Transmission | PJM_ROR | TVA_Transmission | 2035 | B17 | 100 | 0 | 2500 | 0 | 0 | 0 | 0 | 0 | 0 | 0 | 0 | 0 | 0 | Infinite
PJM_ROR_2_TVA_Transmission | PJM_ROR | TVA_Transmission | 2035 | B18 | 400 | 0 | 2500 | 0 | 0 | 0 | 0 | 0 | 0 | 0 | 0 | 0 | 0 | Infinite
PJM_ROR_2_TVA_Transmission | PJM_ROR | TVA_Transmission | 2035 | B19 | 700 | 0 | 2500 | 0 | 0 | 0 | 0 | 0 | 0 | 0 | 0 | 0 | 0 | Infinite
PJM_ROR_2_TVA_Transmission | PJM_ROR | TVA_Transmission | 2035 | B20 | 935 | 0 | 2500 | 154.56 | 0 | 154.56 | 0 | 0 | 0 | 0 | 0 | 0 | 0 | Infinite
PJM_ROR_2_TVA_Transmission | PJM_ROR | TVA_Transmission | 2040 | B1 | 10 | 0 | 2500 | 2500 | 0 | 2500 | 0 | 0 | 6.6472 | 0 | 3.1337 | 1.8992 | 0 | Infinite
PJM_ROR_2_TVA_Transmission | PJM_ROR | TVA_Transmission | 2040 | B2 | 25 | 0 | 2500 | 2500 | 0 | 2500 | 0 | 0 | 4.0121 | 0 | 3.9883 | 2.8658 | 0 | Infinite
PJM_ROR_2_TVA_Transmission | PJM_ROR | TVA_Transmission | 2040 | B3 | 75 | 0 | 2500 | 2134.12 | 0 | 2110.06 | 0 | 0 | 0 | 0 | 0 | 0 | 0 | Infinite
PJM_ROR_2_TVA_Transmission | PJM_ROR | TVA_Transmission | 2040 | B4 | 100 | 0 | 2500 | 1362.84 | 0 | 1701.99 | 0 | 0 | 0 | 0 | 0 | 0 | 0 | Infinite
PJM_ROR_2_TVA_Transmission | PJM_ROR | TVA_Transmission | 2040 | B5 | 200 | 0 | 2500 | 191.17 | 0 | 0 | 0 | 0 | 0 | 0 | 0 | 0 | 0 | Infinite
PJM_ROR_2_TVA_Transmission | PJM_ROR | TVA_Transmission | 2040 | B6 | 300 | 0 | 2500 | 0 | 0 | 0 | 0 | 0 | 0 | 0 | 0 | 0 | 0 | Infinite
PJM_ROR_2_TVA_Transmission | PJM_ROR | TVA_Transmission | 2040 | B7 | 400 | 0 | 2500 | 0 | 0 | 0 | 0 | 0 | 0 | 0 | 0 | 0 | 0 | Infinite
PJM_ROR_2_TVA_Transmission | PJM_ROR | TVA_Transmission | 2040 | B8 | 500 | 0 | 2500 | 0 | 0 | 0 | 0 | 0 | 0 | 0 | 0 | 0 | 0 | Infinite
PJM_ROR_2_TVA_Transmission | PJM_ROR | TVA_Transmission | 2040 | B9 | 800 | 0 | 2500 | 474.2 | 0 | 430.58 | 0 | 0 | 0 | 0 | 0 | 0 | 0 | Infinite
PJM_ROR_2_TVA_Transmission | PJM_ROR | TVA_Transmission | 2040 | B10 | 1262 | 0 | 2500 | 0 | 0 | 0 | 0 | 0 | 0 | 0 | 0 | 0 | 0 | Infinite
PJM_ROR_2_TVA_Transmission | PJM_ROR | TVA_Transmission | 2040 | B11 | 25 | 0 | 2500 | 327.63 | 0 | 242.32 | 0 | 0 | 0 | 0 | 0 | 0 | 0 | Infinite
PJM_ROR_2_TVA_Transmission | PJM_ROR | TVA_Transmission | 2040 | B12 | 200 | 0 | 2500 | 0 | 0 | 0 | 0 | 0 | 0 | 0 | 0 | 0 | 0 | Infinite
PJM_ROR_2_TVA_Transmission | PJM_ROR | TVA_Transmission | 2040 | B13 | 600 | 0 | 2500 | 0 | 0 | 0 | 0 | 0 | 0 | 0 | 0 | 0 | 0 | Infinite
PJM_ROR_2_TVA_Transmission | PJM_ROR | TVA_Transmission | 2040 | B14 | 900 | 0 | 2500 | 624.61 | 0 | 0 | 0 | 0 | 0 | 0 | 0 | 0 | 0 | Infinite
PJM_ROR_2_TVA_Transmission | PJM_ROR | TVA_Transmission | 2040 | B15 | 1203 | 0 | 2500 | 0 | 0 | 30.01 | 0 | 0 | 0 | 0 | 0 | 0 | 0 | Infinite
PJM_ROR_2_TVA_Transmission | PJM_ROR | TVA_Transmission | 2040 | B16 | 25 | 0 | 2500 | 1846.3 | 0 | 1914.95 | 0 | 0 | 0 | 0 | 0 | 0 | 0 | Infinite
PJM_ROR_2_TVA_Transmission | PJM_ROR | TVA_Transmission | 2040 | B17 | 100 | 0 | 2500 | 0 | 0 | 0 | 0 | 0 | 0 | 0 | 0 | 0 | 0 | Infinite
PJM_ROR_2_TVA_Transmission | PJM_ROR | TVA_Transmission | 2040 | B18 | 400 | 0 | 2500 | 0 | 0 | 0 | 0 | 0 | 0 | 0 | 0 | 0 | 0 | Infinite
PJM_ROR_2_TVA_Transmission | PJM_ROR | TVA_Transmission | 2040 | B19 | 700 | 0 | 2500 | 0 | 0 | 0 | 0 | 0 | 0 | 0 | 0 | 0 | 0 | Infinite
PJM_ROR_2_TVA_Transmission | PJM_ROR | TVA_Transmission | 2040 | B20 | 935 | 0 | 2500 | 878.01 | 0 | 946.67 | 0 | 0 | 0 | 0 | 0 | 0 | 0 | Infinite
PJM_ROR_2_TVA_Transmission | PJM_ROR | TVA_Transmission | 2045 | B1 | 10 | 0 | 2500 | 2500 | 0 | 2500 | 0 | 0 | 7.0033 | 0 | 4.0121 | 2.0009 | 0 | Infinite
PJM_ROR_2_TVA_Transmission | PJM_ROR | TVA_Transmission | 2045 | B2 | 25 | 0 | 2500 | 2500 | 0 | 2500 | 0 | 0 | 5.4721 | 0 | 3.8696 | 3.9086 | 0 | Infinite
PJM_ROR_2_TVA_Transmission | PJM_ROR | TVA_Transmission | 2045 | B3 | 75 | 0 | 2500 | 1942.23 | 0 | 1630.71 | 0 | 0 | 0 | 0 | 0 | 0 | 0 | Infinite
PJM_ROR_2_TVA_Transmission | PJM_ROR | TVA_Transmission | 2045 | B4 | 100 | 0 | 2500 | 1144.22 | 0 | 832.71 | 0 | 0 | 0 | 0 | 0 | 0 | 0 | Infinite
PJM_ROR_2_TVA_Transmission | PJM_ROR | TVA_Transmission | 2045 | B5 | 200 | 0 | 2500 | 0 | 0 | 0 | 0 | 0 | 0 | 0 | 0 | 0 | 0 | Infinite
PJM_ROR_2_TVA_Transmission | PJM_ROR | TVA_Transmission | 2045 | B6 | 300 | 0 | 2500 | 0 | 0 | 0 | 0 | 0 | 0 | 0 | 0 | 0 | 0 | Infinite
PJM_ROR_2_TVA_Transmission | PJM_ROR | TVA_Transmission | 2045 | B7 | 400 | 0 | 2500 | 0 | 0 | 0 | 0 | 0 | 0 | 0 | 0 | 0 | 0 | Infinite
PJM_ROR_2_TVA_Transmission | PJM_ROR | TVA_Transmission | 2045 | B8 | 500 | 0 | 2500 | 0 | 0 | 0 | 0 | 0 | 0 | 0 | 0 | 0 | 0 | Infinite
PJM_ROR_2_TVA_Transmission | PJM_ROR | TVA_Transmission | 2045 | B9 | 800 | 0 | 2500 | 0 | 0 | 0 | 0 | 0 | 0 | 0 | 0 | 0 | 0 | Infinite
PJM_ROR_2_TVA_Transmission | PJM_ROR | TVA_Transmission | 2045 | B10 | 1262 | 0 | 2500 | 0 | 0 | 0 | 0 | 0 | 0 | 0 | 0 | 0 | 0 | Infinite
PJM_ROR_2_TVA_Transmission | PJM_ROR | TVA_Transmission | 2045 | B11 | 25 | 0 | 2500 | 0 | 0 | 0 | 0 | 0 | 0 | 0 | 0 | 0 | 0 | Infinite
PJM_ROR_2_TVA_Transmission | PJM_ROR | TVA_Transmission | 2045 | B12 | 200 | 0 | 2500 | 0 | 0 | 0 | 0 | 0 | 0 | 0 | 0 | 0 | 0 | Infinite
PJM_ROR_2_TVA_Transmission | PJM_ROR | TVA_Transmission | 2045 | B13 | 600 | 0 | 2500 | 0 | 0 | 0 | 0 | 0 | 0 | 0 | 0 | 0 | 0 | Infinite
PJM_ROR_2_TVA_Transmission | PJM_ROR | TVA_Transmission | 2045 | B14 | 900 | 0 | 2500 | 0 | 0 | 0 | 0 | 0 | 0 | 0 | 0 | 0 | 0 | Infinite
PJM_ROR_2_TVA_Transmission | PJM_ROR | TVA_Transmission | 2045 | B15 | 1203 | 0 | 2500 | 99.63 | 0 | 357.51 | 0 | 0 | 0 | 0 | 0 | 0 | 0 | Infinite
PJM_ROR_2_TVA_Transmission | PJM_ROR | TVA_Transmission | 2045 | B16 | 25 | 0 | 2500 | 8.16 | 0 | 1048.59 | 0 | 0 | 0 | 0 | 0 | 0 | 0 | Infinite
PJM_ROR_2_TVA_Transmission | PJM_ROR | TVA_Transmission | 2045 | B17 | 100 | 0 | 2500 | 0 | 0 | 0 | 0 | 0 | 0 | 0 | 0 | 0 | 0 | Infinite
PJM_ROR_2_TVA_Transmission | PJM_ROR | TVA_Transmission | 2045 | B18 | 400 | 0 | 2500 | 0 | 0 | 0 | 0 | 0 | 0 | 0 | 0 | 0 | 0 | Infinite
PJM_ROR_2_TVA_Transmission | PJM_ROR | TVA_Transmission | 2045 | B19 | 700 | 0 | 2500 | 0 | 0 | 0 | 0 | 0 | 0 | 0 | 0 | 0 | 0 | Infinite
PJM_ROR_2_TVA_Transmission | PJM_ROR | TVA_Transmission | 2045 | B20 | 935 | 0 | 2500 | 0 | 0 | 0 | 0 | 0 | 0 | 0 | 0 | 0 | 0 | Infinite
PJM_ROR_2_TVA_Transmission | PJM_ROR | TVA_Transmission | 2050 | B1 | 10 | 0 | 2500 | 2500 | 0 | 2500 | 0 | 0 | 10.6711 | 0 | 4.0121 | 3.0489 | 0 | Infinite
PJM_ROR_2_TVA_Transmission | PJM_ROR | TVA_Transmission | 2050 | B2 | 25 | 0 | 2500 | 2500 | 0 | 2500 | 0 | 0 | 7.0627 | 0 | 3.9527 | 5.0448 | 0 | Infinite
PJM_ROR_2_TVA_Transmission | PJM_ROR | TVA_Transmission | 2050 | B3 | 75 | 0 | 2500 | 1887.98 | 0 | 1172.64 | 0 | 0 | 0 | 0 | 0 | 0 | 0 | Infinite
PJM_ROR_2_TVA_Transmission | PJM_ROR | TVA_Transmission | 2050 | B4 | 100 | 0 | 2500 | 1045.27 | 0 | 329.94 | 0 | 0 | 0 | 0 | 0 | 0 | 0 | Infinite
PJM_ROR_2_TVA_Transmission | PJM_ROR | TVA_Transmission | 2050 | B5 | 200 | 0 | 2500 | 0 | 0 | 0 | 0 | 0 | 0 | 0 | 0 | 0 | 0 | Infinite
PJM_ROR_2_TVA_Transmission | PJM_ROR | TVA_Transmission | 2050 | B6 | 300 | 0 | 2500 | 0 | 0 | 0 | 0 | 0 | 0 | 0 | 0 | 0 | 0 | Infinite
PJM_ROR_2_TVA_Transmission | PJM_ROR | TVA_Transmission | 2050 | B7 | 400 | 0 | 2500 | 0 | 0 | 0 | 0 | 0 | 0 | 0 | 0 | 0 | 0 | Infinite
PJM_ROR_2_TVA_Transmission | PJM_ROR | TVA_Transmission | 2050 | B8 | 500 | 0 | 2500 | 0 | 0 | 0 | 0 | 0 | 0 | 0 | 0 | 0 | 0 | Infinite
PJM_ROR_2_TVA_Transmission | PJM_ROR | TVA_Transmission | 2050 | B9 | 800 | 0 | 2500 | 0 | 0 | 0 | 0 | 0 | 0 | 0 | 0 | 0 | 0 | Infinite
PJM_ROR_2_TVA_Transmission | PJM_ROR | TVA_Transmission | 2050 | B10 | 1262 | 0 | 2500 | 0 | 0 | 0 | 0 | 0 | 0 | 0 | 0 | 0 | 0 | Infinite
PJM_ROR_2_TVA_Transmission | PJM_ROR | TVA_Transmission | 2050 | B11 | 25 | 0 | 2500 | 653.18 | 0 | 0 | 0 | 0 | 0 | 0 | 0 | 0 | 0 | Infinite
PJM_ROR_2_TVA_Transmission | PJM_ROR | TVA_Transmission | 2050 | B12 | 200 | 0 | 2500 | 0 | 0 | 0 | 0 | 0 | 0 | 0 | 0 | 0 | 0 | Infinite
PJM_ROR_2_TVA_Transmission | PJM_ROR | TVA_Transmission | 2050 | B13 | 600 | 0 | 2500 | 0 | 0 | 0 | 0 | 0 | 0 | 0 | 0 | 0 | 0 | Infinite
PJM_ROR_2_TVA_Transmission | PJM_ROR | TVA_Transmission | 2050 | B14 | 900 | 0 | 2500 | 0 | 0 | 0 | 0 | 0 | 0 | 0 | 0 | 0 | 0 | Infinite
PJM_ROR_2_TVA_Transmission | PJM_ROR | TVA_Transmission | 2050 | B15 | 1203 | 0 | 2500 | 0 | 0 | 0 | 0 | 0 | 0 | 0 | 0 | 0 | 0 | Infinite
PJM_ROR_2_TVA_Transmission | PJM_ROR | TVA_Transmission | 2050 | B16 | 25 | 0 | 2500 | 0 | 0 | 73.83 | 0 | 0 | 0 | 0 | 0 | 0 | 0 | Infinite
PJM_ROR_2_TVA_Transmission | PJM_ROR | TVA_Transmission | 2050 | B17 | 100 | 0 | 2500 | 0 | 0 | 0 | 0 | 0 | 0 | 0 | 0 | 0 | 0 | Infinite
PJM_ROR_2_TVA_Transmission | PJM_ROR | TVA_Transmission | 2050 | B18 | 400 | 0 | 2500 | 0 | 0 | 0 | 0 | 0 | 0 | 0 | 0 | 0 | 0 | Infinite
PJM_ROR_2_TVA_Transmission | PJM_ROR | TVA_Transmission | 2050 | B19 | 700 | 0 | 2500 | 0 | 0 | 0 | 0 | 0 | 0 | 0 | 0 | 0 | 0 | Infinite
PJM_ROR_2_TVA_Transmission | PJM_ROR | TVA_Transmission | 2050 | B20 | 935 | 0 | 2500 | 0 | 0 | 0 | 0 | 0 | 0 | 0 | 0 | 0 | 0 | Infinite
PJM_ROR_2_VACAR | PJM_ROR | VACAR | 2015 | B1 | 10 | 0 | 3000 | 3000 | 0 | 3000 | 0 | 0 | 0.93773 | 0 | 1.5431 | 0.0014516 | 0 | Infinite
PJM_ROR_2_VACAR | PJM_ROR | VACAR | 2015 | B2 | 25 | 0 | 3000 | 3000 | 0 | 3000 | 0 | 0 | 2.6945 | 0 | 2.647 | 0.010428 | 0 | Infinite
PJM_ROR_2_VACAR | PJM_ROR | VACAR | 2015 | B3 | 75 | 0 | 3000 | 3000 | 0 | 3000 | 0 | 0 | 5.4365 | 0 | 5.4365 | 0.063117 | 0 | Infinite
PJM_ROR_2_VACAR | PJM_ROR | VACAR | 2015 | B4 | 100 | 0 | 3000 | 3000 | 0 | 3000 | 0 | 0 | 5.0448 | 0 | 5.0922 | 0.078092 | 0 | Infinite
PJM_ROR_2_VACAR | PJM_ROR | VACAR | 2015 | B5 | 200 | 0 | 3000 | 3000 | 0 | 3000 | 0 | 0 | 1.1395 | 0 | 1.733 | 0.035279 | 0 | Infinite
PJM_ROR_2_VACAR | PJM_ROR | VACAR | 2015 | B6 | 300 | 0 | 3000 | 2920.79 | 0 | 3000 | 0 | 0 | 0 | 0 | 2.2909 | 0 | 0 | Infinite
PJM_ROR_2_VACAR | PJM_ROR | VACAR | 2015 | B7 | 400 | 0 | 3000 | 3000 | 0 | 3000 | 0 | 0 | 1.7211 | 0 | 2.5758 | 0.10657 | 0 | Infinite
PJM_ROR_2_VACAR | PJM_ROR | VACAR | 2015 | B8 | 500 | 0 | 3000 | 3000 | 0 | 3000 | 0 | 0 | 1.2345 | 0 | 1.6499 | 0.095548 | 0 | Infinite
PJM_ROR_2_VACAR | PJM_ROR | VACAR | 2015 | B9 | 800 | 0 | 3000 | 3000 | 0 | 3000 | 0 | 0 | 0.9496 | 0 | 1.2464 | 0.1176 | 0 | Infinite
PJM_ROR_2_VACAR | PJM_ROR | VACAR | 2015 | B10 | 1262 | 0 | 3000 | 3000 | 0 | 3000 | 0 | 0 | 3.4898 | 0 | 3.1574 | 0.68175 | 0 | Infinite
PJM_ROR_2_VACAR | PJM_ROR | VACAR | 2015 | B11 | 25 | 0 | 3000 | 3000 | 0 | 3000 | 0 | 0 | 5.0922 | 0 | 5.2584 | 0.019707 | 0 | Infinite
PJM_ROR_2_VACAR | PJM_ROR | VACAR | 2015 | B12 | 200 | 0 | 3000 | 2714.06 | 0 | 2834.05 | 0 | 0 | 0 | 0 | 0 | 0 | 0 | Infinite
PJM_ROR_2_VACAR | PJM_ROR | VACAR | 2015 | B13 | 600 | 0 | 3000 | 2639.4 | 0 | 2759.4 | 0 | 0 | 0 | 0 | 0 | 0 | 0 | Infinite
PJM_ROR_2_VACAR | PJM_ROR | VACAR | 2015 | B14 | 900 | 0 | 3000 | 3000 | 0 | 3000 | 0 | 0 | 1.7449 | 0 | 1.7568 | 0.2431 | 0 | Infinite
PJM_ROR_2_VACAR | PJM_ROR | VACAR | 2015 | B15 | 1203 | 0 | 3000 | 3000 | 0 | 3000 | 0 | 0 | 1.4125 | 0 | 1.5075 | 0.26305 | 0 | Infinite
PJM_ROR_2_VACAR | PJM_ROR | VACAR | 2015 | B16 | 25 | 0 | 3000 | 3000 | 0 | 3000 | 0 | 0 | 8.9975 | 0 | 8.9975 | 0.03482 | 0 | Infinite
PJM_ROR_2_VACAR | PJM_ROR | VACAR | 2015 | B17 | 100 | 0 | 3000 | 1454.04 | 0 | 1637.94 | 0 | 0 | 0 | 0 | 0 | 0 | 0 | Infinite
PJM_ROR_2_VACAR | PJM_ROR | VACAR | 2015 | B18 | 400 | 0 | 3000 | 838.96 | 0 | 1393.1 | 0 | 0 | 0 | 0 | 0 | 0 | 0 | Infinite
PJM_ROR_2_VACAR | PJM_ROR | VACAR | 2015 | B19 | 700 | 0 | 3000 | 1826.35 | 0 | 2039.09 | 0 | 0 | 0 | 0 | 0 | 0 | 0 | Infinite
PJM_ROR_2_VACAR | PJM_ROR | VACAR | 2015 | B20 | 935 | 0 | 3000 | 3000 | 0 | 3000 | 0 | 0 | 2.5402 | 0 | 2.5402 | 0.36766 | 0 | Infinite
PJM_ROR_2_VACAR | PJM_ROR | VACAR | 2020 | B1 | 10 | 0 | 3000 | 3000 | 0 | 3000 | 0 | 0 | 1.2701 | 0 | 1.2701 | 0.0076511 | 0 | Infinite
PJM_ROR_2_VACAR | PJM_ROR | VACAR | 2020 | B2 | 25 | 0 | 3000 | 3000 | 0 | 3000 | 0 | 0 | 2.4333 | 0 | 1.8399 | 0.036647 | 0 | Infinite
PJM_ROR_2_VACAR | PJM_ROR | VACAR | 2020 | B3 | 75 | 0 | 3000 | 3000 | 0 | 3000 | 0 | 0 | 5.9469 | 0 | 5.9469 | 0.26868 | 0 | Infinite
PJM_ROR_2_VACAR | PJM_ROR | VACAR | 2020 | B4 | 100 | 0 | 3000 | 3000 | 0 | 3000 | 0 | 0 | 4.6293 | 0 | 4.6293 | 0.27887 | 0 | Infinite
PJM_ROR_2_VACAR | PJM_ROR | VACAR | 2020 | B5 | 200 | 0 | 3000 | 3000 | 0 | 2862.95 | 0 | 0 | 0.39171 | 0 | 0 | 0.047194 | 0 | Infinite
PJM_ROR_2_VACAR | PJM_ROR | VACAR | 2020 | B6 | 300 | 0 | 3000 | 3000 | 0 | 3000 | 0 | 0 | 1.3888 | 0 | 0.18992 | 0.25099 | 0 | Infinite
PJM_ROR_2_VACAR | PJM_ROR | VACAR | 2020 | B7 | 400 | 0 | 3000 | 3000 | 0 | 2183.28 | 0 | 0 | 0.79529 | 0 | 0 | 0.19164 | 0 | Infinite
PJM_ROR_2_VACAR | PJM_ROR | VACAR | 2020 | B8 | 500 | 0 | 3000 | 3000 | 0 | 2990.16 | 0 | 0 | 0.04748 | 0 | 0 | 0.014301 | 0 | Infinite
PJM_ROR_2_VACAR | PJM_ROR | VACAR | 2020 | B9 | 800 | 0 | 3000 | 1060.31 | 0 | 1228.33 | 0 | 0 | 0 | 0 | 0 | 0 | 0 | Infinite
PJM_ROR_2_VACAR | PJM_ROR | VACAR | 2020 | B10 | 1262 | 0 | 3000 | 3000 | 0 | 2669.02 | 0 | 0 | 0 | 0 | 0 | 0 | 0 | Infinite
PJM_ROR_2_VACAR | PJM_ROR | VACAR | 2020 | B11 | 25 | 0 | 3000 | 3000 | 0 | 3000 | 0 | 0 | 0.58163 | 0 | 0.96147 | 0.0087595 | 0 | Infinite
PJM_ROR_2_VACAR | PJM_ROR | VACAR | 2020 | B12 | 200 | 0 | 3000 | 126.39 | 0 | 0 | 0 | 0 | 0 | 0 | 0 | 0 | 0 | Infinite
PJM_ROR_2_VACAR | PJM_ROR | VACAR | 2020 | B13 | 600 | 0 | 3000 | 0 | 0 | 0 | 0 | 0 | 0 | 0 | 0 | 0 | 0 | Infinite
PJM_ROR_2_VACAR | PJM_ROR | VACAR | 2020 | B14 | 900 | 0 | 3000 | 35.62 | 0 | 291.28 | 0 | 0 | 0 | 0 | 0 | 0 | 0 | Infinite
PJM_ROR_2_VACAR | PJM_ROR | VACAR | 2020 | B15 | 1203 | 0 | 3000 | 0 | 0 | 0 | 0 | 0 | 0 | 0 | 0 | 0 | 0 | Infinite
PJM_ROR_2_VACAR | PJM_ROR | VACAR | 2020 | B16 | 25 | 0 | 3000 | 3000 | 0 | 3000 | 0 | 0 | 15.8702 | 0 | 9.5554 | 0.23901 | 0 | Infinite
PJM_ROR_2_VACAR | PJM_ROR | VACAR | 2020 | B17 | 100 | 0 | 3000 | 2299.59 | 0 | 1865.38 | 0 | 0 | 0 | 0 | 0 | 0 | 0 | Infinite
PJM_ROR_2_VACAR | PJM_ROR | VACAR | 2020 | B18 | 400 | 0 | 3000 | 0 | 0 | 0 | 0 | 0 | 0 | 0 | 0 | 0 | 0 | Infinite
PJM_ROR_2_VACAR | PJM_ROR | VACAR | 2020 | B19 | 700 | 0 | 3000 | 0 | 0 | 0 | 0 | 0 | 0 | 0 | 0 | 0 | 0 | Infinite
PJM_ROR_2_VACAR | PJM_ROR | VACAR | 2020 | B20 | 935 | 0 | 3000 | 904.9 | 0 | 236.14 | 0 | 0 | 0 | 0 | 0 | 0 | 0 | Infinite
PJM_ROR_2_VACAR | PJM_ROR | VACAR | 2025 | B1 | 10 | 0 | 3000 | 3000 | 0 | 3000 | 0 | 0 | 3.6797 | 0 | 3.6797 | 0.055753 | 0 | Infinite
PJM_ROR_2_VACAR | PJM_ROR | VACAR | 2025 | B2 | 25 | 0 | 3000 | 3000 | 0 | 3000 | 0 | 0 | 5.6383 | 0 | 6.0774 | 0.21357 | 0 | Infinite
PJM_ROR_2_VACAR | PJM_ROR | VACAR | 2025 | B3 | 75 | 0 | 3000 | 3000 | 0 | 3000 | 0 | 0 | 6.1249 | 0 | 6.1249 | 0.69601 | 0 | Infinite
PJM_ROR_2_VACAR | PJM_ROR | VACAR | 2025 | B4 | 100 | 0 | 3000 | 3000 | 0 | 2933.21 | 0 | 0 | 2.7064 | 0 | 0 | 0.41005 | 0 | Infinite
PJM_ROR_2_VACAR | PJM_ROR | VACAR | 2025 | B5 | 200 | 0 | 3000 | 2265.4 | 0 | 2455.86 | 0 | 0 | 0 | 0 | 0 | 0 | 0 | Infinite
PJM_ROR_2_VACAR | PJM_ROR | VACAR | 2025 | B6 | 300 | 0 | 3000 | 2577.89 | 0 | 2607.62 | 0 | 0 | 0 | 0 | 0 | 0 | 0 | Infinite
PJM_ROR_2_VACAR | PJM_ROR | VACAR | 2025 | B7 | 400 | 0 | 3000 | 3000 | 0 | 1924.68 | 0 | 0 | 0.90212 | 0 | 0 | 0.54674 | 0 | Infinite
PJM_ROR_2_VACAR | PJM_ROR | VACAR | 2025 | B8 | 500 | 0 | 3000 | 1860.6 | 0 | 1943.96 | 0 | 0 | 0 | 0 | 0 | 0 | 0 | Infinite
PJM_ROR_2_VACAR | PJM_ROR | VACAR | 2025 | B9 | 800 | 0 | 3000 | 877.83 | 0 | 1028.15 | 0 | 0 | 0 | 0 | 0 | 0 | 0 | Infinite
PJM_ROR_2_VACAR | PJM_ROR | VACAR | 2025 | B10 | 1262 | 0 | 3000 | 1033.56 | 0 | 711.83 | 0 | 0 | 0 | 0 | 0 | 0 | 0 | Infinite
PJM_ROR_2_VACAR | PJM_ROR | VACAR | 2025 | B11 | 25 | 0 | 3000 | 3000 | 0 | 3000 | 0 | 0 | 1.8636 | 0 | 1.0683 | 0.070591 | 0 | Infinite
PJM_ROR_2_VACAR | PJM_ROR | VACAR | 2025 | B12 | 200 | 0 | 3000 | 334.57 | 0 | 398.14 | 0 | 0 | 0 | 0 | 0 | 0 | 0 | Infinite
PJM_ROR_2_VACAR | PJM_ROR | VACAR | 2025 | B13 | 600 | 0 | 3000 | 0 | 0 | 52.85 | 0 | 0 | 0 | 0 | 0 | 0 | 0 | Infinite
PJM_ROR_2_VACAR | PJM_ROR | VACAR | 2025 | B14 | 900 | 0 | 3000 | 0 | 0 | 0 | 0 | 0 | 0 | 0 | 0 | 0 | 0 | Infinite
PJM_ROR_2_VACAR | PJM_ROR | VACAR | 2025 | B15 | 1203 | 0 | 3000 | 0 | 0 | 0 | 0 | 0 | 0 | 0 | 0 | 0 | 0 | Infinite
PJM_ROR_2_VACAR | PJM_ROR | VACAR | 2025 | B16 | 25 | 0 | 3000 | 3000 | 0 | 3000 | 0 | 0 | 1.8755 | 0 | 1.8992 | 0.07104 | 0 | Infinite
PJM_ROR_2_VACAR | PJM_ROR | VACAR | 2025 | B17 | 100 | 0 | 3000 | 1887.2 | 0 | 1652.85 | 0 | 0 | 0 | 0 | 0 | 0 | 0 | Infinite
PJM_ROR_2_VACAR | PJM_ROR | VACAR | 2025 | B18 | 400 | 0 | 3000 | 0 | 0 | 0 | 0 | 0 | 0 | 0 | 0 | 0 | 0 | Infinite
PJM_ROR_2_VACAR | PJM_ROR | VACAR | 2025 | B19 | 700 | 0 | 3000 | 0 | 0 | 0 | 0 | 0 | 0 | 0 | 0 | 0 | 0 | Infinite
PJM_ROR_2_VACAR | PJM_ROR | VACAR | 2025 | B20 | 935 | 0 | 3000 | 640.87 | 0 | 20.41 | 0 | 0 | 0 | 0 | 0 | 0 | 0 | Infinite
PJM_ROR_2_VACAR | PJM_ROR | VACAR | 2030 | B1 | 10 | 0 | 3000 | 3000 | 0 | 3000 | 0 | 0 | 3.9052 | 0 | 3.9052 | 1.1158 | 0 | Infinite
PJM_ROR_2_VACAR | PJM_ROR | VACAR | 2030 | B2 | 25 | 0 | 3000 | 3000 | 0 | 3000 | 0 | 0 | 5.5314 | 0 | 5.5314 | 3.951 | 0 | Infinite
PJM_ROR_2_VACAR | PJM_ROR | VACAR | 2030 | B3 | 75 | 0 | 3000 | 0 | 0 | 0 | 0 | 0 | 0 | 0 | 0 | 0 | 0 | Infinite
PJM_ROR_2_VACAR | PJM_ROR | VACAR | 2030 | B4 | 100 | 0 | 3000 | 0 | 0 | 0 | 0 | 0 | 0 | 0 | 0 | 0 | 0 | Infinite
PJM_ROR_2_VACAR | PJM_ROR | VACAR | 2030 | B5 | 200 | 0 | 3000 | 0 | 0 | 0 | 0 | 0 | 0 | 0 | 0 | 0 | 0 | Infinite
PJM_ROR_2_VACAR | PJM_ROR | VACAR | 2030 | B6 | 300 | 0 | 3000 | 0 | 0 | 0 | 0 | 0 | 0 | 0 | 0 | 0 | 0 | Infinite
PJM_ROR_2_VACAR | PJM_ROR | VACAR | 2030 | B7 | 400 | 0 | 3000 | 0 | 0 | 0 | 0 | 0 | 0 | 0 | 0 | 0 | 0 | Infinite
PJM_ROR_2_VACAR | PJM_ROR | VACAR | 2030 | B8 | 500 | 0 | 3000 | 0 | 0 | 0 | 0 | 0 | 0 | 0 | 0 | 0 | 0 | Infinite
PJM_ROR_2_VACAR | PJM_ROR | VACAR | 2030 | B9 | 800 | 0 | 3000 | 0 | 0 | 0 | 0 | 0 | 0 | 0 | 0 | 0 | 0 | Infinite
PJM_ROR_2_VACAR | PJM_ROR | VACAR | 2030 | B10 | 1262 | 0 | 3000 | 0 | 0 | 0 | 0 | 0 | 0 | 0 | 0 | 0 | 0 | Infinite
PJM_ROR_2_VACAR | PJM_ROR | VACAR | 2030 | B11 | 25 | 0 | 3000 | 1734.64 | 0 | 3000 | 0 | 0 | 0 | 0 | 1.5312 | 0 | 0 | Infinite
PJM_ROR_2_VACAR | PJM_ROR | VACAR | 2030 | B12 | 200 | 0 | 3000 | 0 | 0 | 0 | 0 | 0 | 0 | 0 | 0 | 0 | 0 | Infinite
PJM_ROR_2_VACAR | PJM_ROR | VACAR | 2030 | B13 | 600 | 0 | 3000 | 0 | 0 | 0 | 0 | 0 | 0 | 0 | 0 | 0 | 0 | Infinite
PJM_ROR_2_VACAR | PJM_ROR | VACAR | 2030 | B14 | 900 | 0 | 3000 | 0 | 0 | 0 | 0 | 0 | 0 | 0 | 0 | 0 | 0 | Infinite
PJM_ROR_2_VACAR | PJM_ROR | VACAR | 2030 | B15 | 1203 | 0 | 3000 | 0 | 0 | 0 | 0 | 0 | 0 | 0 | 0 | 0 | 0 | Infinite
PJM_ROR_2_VACAR | PJM_ROR | VACAR | 2030 | B16 | 25 | 0 | 3000 | 636.05 | 0 | 1988.01 | 0 | 0 | 0 | 0 | 0 | 0 | 0 | Infinite
PJM_ROR_2_VACAR | PJM_ROR | VACAR | 2030 | B17 | 100 | 0 | 3000 | 0 | 0 | 0 | 0 | 0 | 0 | 0 | 0 | 0 | 0 | Infinite
PJM_ROR_2_VACAR | PJM_ROR | VACAR | 2030 | B18 | 400 | 0 | 3000 | 0 | 0 | 0 | 0 | 0 | 0 | 0 | 0 | 0 | 0 | Infinite
PJM_ROR_2_VACAR | PJM_ROR | VACAR | 2030 | B19 | 700 | 0 | 3000 | 0 | 0 | 0 | 0 | 0 | 0 | 0 | 0 | 0 | 0 | Infinite
PJM_ROR_2_VACAR | PJM_ROR | VACAR | 2030 | B20 | 935 | 0 | 3000 | 0 | 0 | 0 | 0 | 0 | 0 | 0 | 0 | 0 | 0 | Infinite
PJM_ROR_2_VACAR | PJM_ROR | VACAR | 2035 | B1 | 10 | 0 | 3000 | 938.12 | 0 | 2459.34 | 0 | 0 | 0 | 0 | 0 | 0 | 0 | Infinite
PJM_ROR_2_VACAR | PJM_ROR | VACAR | 2035 | B2 | 25 | 0 | 3000 | 3000 | 0 | 3000 | 0 | 0 | 2.6589 | 0 | 4.1901 | 0.44315 | 0 | Infinite
PJM_ROR_2_VACAR | PJM_ROR | VACAR | 2035 | B3 | 75 | 0 | 3000 | 3000 | 0 | 3000 | 0 | 0 | 2.2672 | 0 | 2.2672 | 1.1336 | 0 | Infinite
PJM_ROR_2_VACAR | PJM_ROR | VACAR | 2035 | B4 | 100 | 0 | 3000 | 666.83 | 0 | 855.69 | 0 | 0 | 0 | 0 | 0 | 0 | 0 | Infinite
PJM_ROR_2_VACAR | PJM_ROR | VACAR | 2035 | B5 | 200 | 0 | 3000 | 1904.29 | 0 | 2149.27 | 0 | 0 | 0 | 0 | 0 | 0 | 0 | Infinite
PJM_ROR_2_VACAR | PJM_ROR | VACAR | 2035 | B6 | 300 | 0 | 3000 | 0 | 0 | 0 | 0 | 0 | 0 | 0 | 0 | 0 | 0 | Infinite
PJM_ROR_2_VACAR | PJM_ROR | VACAR | 2035 | B7 | 400 | 0 | 3000 | 265.81 | 0 | 510.79 | 0 | 0 | 0 | 0 | 0 | 0 | 0 | Infinite
PJM_ROR_2_VACAR | PJM_ROR | VACAR | 2035 | B8 | 500 | 0 | 3000 | 128.27 | 0 | 395.69 | 0 | 0 | 0 | 0 | 0 | 0 | 0 | Infinite
PJM_ROR_2_VACAR | PJM_ROR | VACAR | 2035 | B9 | 800 | 0 | 3000 | 0 | 0 | 0 | 0 | 0 | 0 | 0 | 0 | 0 | 0 | Infinite
PJM_ROR_2_VACAR | PJM_ROR | VACAR | 2035 | B10 | 1262 | 0 | 3000 | 0 | 0 | 0 | 0 | 0 | 0 | 0 | 0 | 0 | 0 | Infinite
PJM_ROR_2_VACAR | PJM_ROR | VACAR | 2035 | B11 | 25 | 0 | 3000 | 3000 | 0 | 3000 | 0 | 0 | 0.66472 | 0 | 0.68846 | 0.11079 | 0 | Infinite
PJM_ROR_2_VACAR | PJM_ROR | VACAR | 2035 | B12 | 200 | 0 | 3000 | 0 | 0 | 0 | 0 | 0 | 0 | 0 | 0 | 0 | 0 | Infinite
PJM_ROR_2_VACAR | PJM_ROR | VACAR | 2035 | B13 | 600 | 0 | 3000 | 0 | 0 | 0 | 0 | 0 | 0 | 0 | 0 | 0 | 0 | Infinite
PJM_ROR_2_VACAR | PJM_ROR | VACAR | 2035 | B14 | 900 | 0 | 3000 | 0 | 0 | 0 | 0 | 0 | 0 | 0 | 0 | 0 | 0 | Infinite
PJM_ROR_2_VACAR | PJM_ROR | VACAR | 2035 | B15 | 1203 | 0 | 3000 | 0 | 0 | 0 | 0 | 0 | 0 | 0 | 0 | 0 | 0 | Infinite
PJM_ROR_2_VACAR | PJM_ROR | VACAR | 2035 | B16 | 25 | 0 | 3000 | 3000 | 0 | 3000 | 0 | 0 | 1.6855 | 0 | 1.1514 | 0.28092 | 0 | Infinite
PJM_ROR_2_VACAR | PJM_ROR | VACAR | 2035 | B17 | 100 | 0 | 3000 | 0 | 0 | 0 | 0 | 0 | 0 | 0 | 0 | 0 | 0 | Infinite
PJM_ROR_2_VACAR | PJM_ROR | VACAR | 2035 | B18 | 400 | 0 | 3000 | 0 | 0 | 0 | 0 | 0 | 0 | 0 | 0 | 0 | 0 | Infinite
PJM_ROR_2_VACAR | PJM_ROR | VACAR | 2035 | B19 | 700 | 0 | 3000 | 0 | 0 | 0 | 0 | 0 | 0 | 0 | 0 | 0 | 0 | Infinite
PJM_ROR_2_VACAR | PJM_ROR | VACAR | 2035 | B20 | 935 | 0 | 3000 | 0 | 0 | 0 | 0 | 0 | 0 | 0 | 0 | 0 | 0 | Infinite
PJM_ROR_2_VACAR | PJM_ROR | VACAR | 2040 | B1 | 10 | 0 | 3000 | 516.5 | 0 | 2946.54 | 0 | 0 | 0 | 0 | 0 | 0 | 0 | Infinite
PJM_ROR_2_VACAR | PJM_ROR | VACAR | 2040 | B2 | 25 | 0 | 3000 | 3000 | 0 | 3000 | 0 | 0 | 0.28488 | 0 | 2.469 | 0.020349 | 0 | Infinite
PJM_ROR_2_VACAR | PJM_ROR | VACAR | 2040 | B3 | 75 | 0 | 3000 | 3000 | 0 | 3000 | 0 | 0 | 0.21366 | 0 | 0.21366 | 0.045784 | 0 | Infinite
PJM_ROR_2_VACAR | PJM_ROR | VACAR | 2040 | B4 | 100 | 0 | 3000 | 1755.36 | 0 | 1482.94 | 0 | 0 | 0 | 0 | 0 | 0 | 0 | Infinite
PJM_ROR_2_VACAR | PJM_ROR | VACAR | 2040 | B5 | 200 | 0 | 3000 | 3000 | 0 | 3000 | 0 | 0 | 2.6589 | 0 | 2.6589 | 1.5194 | 0 | Infinite
PJM_ROR_2_VACAR | PJM_ROR | VACAR | 2040 | B6 | 300 | 0 | 3000 | 1259.58 | 0 | 0 | 0 | 0 | 0 | 0 | 0 | 0 | 0 | Infinite
PJM_ROR_2_VACAR | PJM_ROR | VACAR | 2040 | B7 | 400 | 0 | 3000 | 1291 | 0 | 1074.7 | 0 | 0 | 0 | 0 | 0 | 0 | 0 | Infinite
PJM_ROR_2_VACAR | PJM_ROR | VACAR | 2040 | B8 | 500 | 0 | 3000 | 0 | 0 | 0 | 0 | 0 | 0 | 0 | 0 | 0 | 0 | Infinite
PJM_ROR_2_VACAR | PJM_ROR | VACAR | 2040 | B9 | 800 | 0 | 3000 | 0 | 0 | 0 | 0 | 0 | 0 | 0 | 0 | 0 | 0 | Infinite
PJM_ROR_2_VACAR | PJM_ROR | VACAR | 2040 | B10 | 1262 | 0 | 3000 | 0 | 0 | 0 | 0 | 0 | 0 | 0 | 0 | 0 | 0 | Infinite
PJM_ROR_2_VACAR | PJM_ROR | VACAR | 2040 | B11 | 25 | 0 | 3000 | 3000 | 0 | 3000 | 0 | 0 | 1.9942 | 0 | 7.6443 | 0.14244 | 0 | Infinite
PJM_ROR_2_VACAR | PJM_ROR | VACAR | 2040 | B12 | 200 | 0 | 3000 | 0 | 0 | 0 | 0 | 0 | 0 | 0 | 0 | 0 | 0 | Infinite
PJM_ROR_2_VACAR | PJM_ROR | VACAR | 2040 | B13 | 600 | 0 | 3000 | 0 | 0 | 0 | 0 | 0 | 0 | 0 | 0 | 0 | 0 | Infinite
PJM_ROR_2_VACAR | PJM_ROR | VACAR | 2040 | B14 | 900 | 0 | 3000 | 0 | 0 | 0 | 0 | 0 | 0 | 0 | 0 | 0 | 0 | Infinite
PJM_ROR_2_VACAR | PJM_ROR | VACAR | 2040 | B15 | 1203 | 0 | 3000 | 0 | 0 | 0 | 0 | 0 | 0 | 0 | 0 | 0 | 0 | Infinite
PJM_ROR_2_VACAR | PJM_ROR | VACAR | 2040 | B16 | 25 | 0 | 3000 | 3000 | 0 | 3000 | 0 | 0 | 1.9229 | 0 | 0.87838 | 0.13735 | 0 | Infinite
PJM_ROR_2_VACAR | PJM_ROR | VACAR | 2040 | B17 | 100 | 0 | 3000 | 0 | 0 | 0 | 0 | 0 | 0 | 0 | 0 | 0 | 0 | Infinite
PJM_ROR_2_VACAR | PJM_ROR | VACAR | 2040 | B18 | 400 | 0 | 3000 | 0 | 0 | 0 | 0 | 0 | 0 | 0 | 0 | 0 | 0 | Infinite
PJM_ROR_2_VACAR | PJM_ROR | VACAR | 2040 | B19 | 700 | 0 | 3000 | 0 | 0 | 0 | 0 | 0 | 0 | 0 | 0 | 0 | 0 | Infinite
PJM_ROR_2_VACAR | PJM_ROR | VACAR | 2040 | B20 | 935 | 0 | 3000 | 0 | 0 | 0 | 0 | 0 | 0 | 0 | 0 | 0 | 0 | Infinite
PJM_ROR_2_VACAR | PJM_ROR | VACAR | 2045 | B1 | 10 | 0 | 3000 | 292.36 | 0 | 753.99 | 0 | 0 | 0 | 0 | 0 | 0 | 0 | Infinite
PJM_ROR_2_VACAR | PJM_ROR | VACAR | 2045 | B2 | 25 | 0 | 3000 | 1818.27 | 0 | 3000 | 0 | 0 | 0 | 0 | 0.70033 | 0 | 0 | Infinite
PJM_ROR_2_VACAR | PJM_ROR | VACAR | 2045 | B3 | 75 | 0 | 3000 | 0 | 0 | 0 | 0 | 0 | 0 | 0 | 0 | 0 | 0 | Infinite
PJM_ROR_2_VACAR | PJM_ROR | VACAR | 2045 | B4 | 100 | 0 | 3000 | 0 | 0 | 0 | 0 | 0 | 0 | 0 | 0 | 0 | 0 | Infinite
PJM_ROR_2_VACAR | PJM_ROR | VACAR | 2045 | B5 | 200 | 0 | 3000 | 1997.75 | 0 | 3000 | 0 | 0 | 0 | 0 | 0.46293 | 0 | 0 | Infinite
PJM_ROR_2_VACAR | PJM_ROR | VACAR | 2045 | B6 | 300 | 0 | 3000 | 308.54 | 0 | 0 | 0 | 0 | 0 | 0 | 0 | 0 | 0 | Infinite
PJM_ROR_2_VACAR | PJM_ROR | VACAR | 2045 | B7 | 400 | 0 | 3000 | 480.37 | 0 | 2015.54 | 0 | 0 | 0 | 0 | 0 | 0 | 0 | Infinite
PJM_ROR_2_VACAR | PJM_ROR | VACAR | 2045 | B8 | 500 | 0 | 3000 | 0 | 0 | 794.26 | 0 | 0 | 0 | 0 | 0 | 0 | 0 | Infinite
PJM_ROR_2_VACAR | PJM_ROR | VACAR | 2045 | B9 | 800 | 0 | 3000 | 0 | 0 | 0 | 0 | 0 | 0 | 0 | 0 | 0 | 0 | Infinite
PJM_ROR_2_VACAR | PJM_ROR | VACAR | 2045 | B10 | 1262 | 0 | 3000 | 2432.41 | 0 | 2733.83 | 0 | 0 | 0 | 0 | 0 | 0 | 0 | Infinite
PJM_ROR_2_VACAR | PJM_ROR | VACAR | 2045 | B11 | 25 | 0 | 3000 | 3000 | 0 | 3000 | 0 | 0 | 8.5227 | 0 | 4.7955 | 8.5227 | 0 | Infinite
PJM_ROR_2_VACAR | PJM_ROR | VACAR | 2045 | B12 | 200 | 0 | 3000 | 0 | 0 | 0 | 0 | 0 | 0 | 0 | 0 | 0 | 0 | Infinite
PJM_ROR_2_VACAR | PJM_ROR | VACAR | 2045 | B13 | 600 | 0 | 3000 | 0 | 0 | 0 | 0 | 0 | 0 | 0 | 0 | 0 | 0 | Infinite
PJM_ROR_2_VACAR | PJM_ROR | VACAR | 2045 | B14 | 900 | 0 | 3000 | 0 | 0 | 0 | 0 | 0 | 0 | 0 | 0 | 0 | 0 | Infinite
PJM_ROR_2_VACAR | PJM_ROR | VACAR | 2045 | B15 | 1203 | 0 | 3000 | 0 | 0 | 0 | 0 | 0 | 0 | 0 | 0 | 0 | 0 | Infinite
PJM_ROR_2_VACAR | PJM_ROR | VACAR | 2045 | B16 | 25 | 0 | 3000 | 2844.59 | 0 | 3000 | 0 | 0 | 0 | 0 | 1.9942 | 0 | 0 | Infinite
PJM_ROR_2_VACAR | PJM_ROR | VACAR | 2045 | B17 | 100 | 0 | 3000 | 0 | 0 | 0 | 0 | 0 | 0 | 0 | 0 | 0 | 0 | Infinite
PJM_ROR_2_VACAR | PJM_ROR | VACAR | 2045 | B18 | 400 | 0 | 3000 | 0 | 0 | 0 | 0 | 0 | 0 | 0 | 0 | 0 | 0 | Infinite
PJM_ROR_2_VACAR | PJM_ROR | VACAR | 2045 | B19 | 700 | 0 | 3000 | 0 | 0 | 0 | 0 | 0 | 0 | 0 | 0 | 0 | 0 | Infinite
PJM_ROR_2_VACAR | PJM_ROR | VACAR | 2045 | B20 | 935 | 0 | 3000 | 0 | 0 | 0 | 0 | 0 | 0 | 0 | 0 | 0 | 0 | Infinite
PJM_ROR_2_VACAR | PJM_ROR | VACAR | 2050 | B1 | 10 | 0 | 3000 | 0 | 0 | 0 | 0 | 0 | 0 | 0 | 0 | 0 | 0 | Infinite
PJM_ROR_2_VACAR | PJM_ROR | VACAR | 2050 | B2 | 25 | 0 | 3000 | 2021.46 | 0 | 1140.01 | 0 | 0 | 0 | 0 | 0 | 0 | 0 | Infinite
PJM_ROR_2_VACAR | PJM_ROR | VACAR | 2050 | B3 | 75 | 0 | 3000 | 0 | 0 | 0 | 0 | 0 | 0 | 0 | 0 | 0 | 0 | Infinite
PJM_ROR_2_VACAR | PJM_ROR | VACAR | 2050 | B4 | 100 | 0 | 3000 | 0 | 0 | 0 | 0 | 0 | 0 | 0 | 0 | 0 | 0 | Infinite
PJM_ROR_2_VACAR | PJM_ROR | VACAR | 2050 | B5 | 200 | 0 | 3000 | 0 | 0 | 2852.14 | 0 | 0 | 0 | 0 | 0 | 0 | 0 | Infinite
PJM_ROR_2_VACAR | PJM_ROR | VACAR | 2050 | B6 | 300 | 0 | 3000 | 0 | 0 | 0 | 0 | 0 | 0 | 0 | 0 | 0 | 0 | Infinite
PJM_ROR_2_VACAR | PJM_ROR | VACAR | 2050 | B7 | 400 | 0 | 3000 | 0 | 0 | 1185.95 | 0 | 0 | 0 | 0 | 0 | 0 | 0 | Infinite
PJM_ROR_2_VACAR | PJM_ROR | VACAR | 2050 | B8 | 500 | 0 | 3000 | 0 | 0 | 0 | 0 | 0 | 0 | 0 | 0 | 0 | 0 | Infinite
PJM_ROR_2_VACAR | PJM_ROR | VACAR | 2050 | B9 | 800 | 0 | 3000 | 0 | 0 | 0 | 0 | 0 | 0 | 0 | 0 | 0 | 0 | Infinite
PJM_ROR_2_VACAR | PJM_ROR | VACAR | 2050 | B10 | 1262 | 0 | 3000 | 0 | 0 | 677.68 | 0 | 0 | 0 | 0 | 0 | 0 | 0 | Infinite
PJM_ROR_2_VACAR | PJM_ROR | VACAR | 2050 | B11 | 25 | 0 | 3000 | 3000 | 0 | 3000 | 0 | 0 | 8.9975 | 0 | 2.7182 | 4.4987 | 0 | Infinite
PJM_ROR_2_VACAR | PJM_ROR | VACAR | 2050 | B12 | 200 | 0 | 3000 | 0 | 0 | 0 | 0 | 0 | 0 | 0 | 0 | 0 | 0 | Infinite
PJM_ROR_2_VACAR | PJM_ROR | VACAR | 2050 | B13 | 600 | 0 | 3000 | 0 | 0 | 0 | 0 | 0 | 0 | 0 | 0 | 0 | 0 | Infinite
PJM_ROR_2_VACAR | PJM_ROR | VACAR | 2050 | B14 | 900 | 0 | 3000 | 0 | 0 | 0 | 0 | 0 | 0 | 0 | 0 | 0 | 0 | Infinite
PJM_ROR_2_VACAR | PJM_ROR | VACAR | 2050 | B15 | 1203 | 0 | 3000 | 0 | 0 | 0 | 0 | 0 | 0 | 0 | 0 | 0 | 0 | Infinite
PJM_ROR_2_VACAR | PJM_ROR | VACAR | 2050 | B16 | 25 | 0 | 3000 | 3000 | 0 | 3000 | 0 | 0 | 1.9942 | 0 | 1.9942 | 0.99708 | 0 | Infinite
PJM_ROR_2_VACAR | PJM_ROR | VACAR | 2050 | B17 | 100 | 0 | 3000 | 0 | 0 | 0 | 0 | 0 | 0 | 0 | 0 | 0 | 0 | Infinite
PJM_ROR_2_VACAR | PJM_ROR | VACAR | 2050 | B18 | 400 | 0 | 3000 | 0 | 0 | 0 | 0 | 0 | 0 | 0 | 0 | 0 | 0 | Infinite
PJM_ROR_2_VACAR | PJM_ROR | VACAR | 2050 | B19 | 700 | 0 | 3000 | 0 | 0 | 0 | 0 | 0 | 0 | 0 | 0 | 0 | 0 | Infinite
PJM_ROR_2_VACAR | PJM_ROR | VACAR | 2050 | B20 | 935 | 0 | 3000 | 176.62 | 0 | 505.83 | 0 | 0 | 0 | 0 | 0 | 0 | 0 | Infinite
SOCO_2_ENT | SOCO | ENT | 2015 | B1 | 10 | 0 | 2400 | 0 | 0 | 0 | 0 | 0 | 0 | 0 | 0 | 0 | 0 | Infinite
SOCO_2_ENT | SOCO | ENT | 2015 | B2 | 25 | 0 | 2400 | 0 | 0 | 0 | 0 | 0 | 0 | 0 | 0 | 0 | 0 | Infinite
SOCO_2_ENT | SOCO | ENT | 2015 | B3 | 75 | 0 | 2400 | 0 | 0 | 0 | 0 | 0 | 0 | 0 | 0 | 0 | 0 | Infinite
SOCO_2_ENT | SOCO | ENT | 2015 | B4 | 100 | 0 | 2400 | 0 | 0 | 0 | 0 | 0 | 0 | 0 | 0 | 0 | 0 | Infinite
SOCO_2_ENT | SOCO | ENT | 2015 | B5 | 200 | 0 | 2400 | 0 | 0 | 0 | 0 | 0 | 0 | 0 | 0 | 0 | 0 | Infinite
SOCO_2_ENT | SOCO | ENT | 2015 | B6 | 300 | 0 | 2400 | 0 | 0 | 0 | 0 | 0 | 0 | 0 | 0 | 0 | 0 | Infinite
SOCO_2_ENT | SOCO | ENT | 2015 | B7 | 400 | 0 | 2400 | 0 | 0 | 0 | 0 | 0 | 0 | 0 | 0 | 0 | 0 | Infinite
SOCO_2_ENT | SOCO | ENT | 2015 | B8 | 500 | 0 | 2400 | 0 | 0 | 0 | 0 | 0 | 0 | 0 | 0 | 0 | 0 | Infinite
SOCO_2_ENT | SOCO | ENT | 2015 | B9 | 800 | 0 | 2400 | 0 | 0 | 0 | 0 | 0 | 0 | 0 | 0 | 0 | 0 | Infinite
SOCO_2_ENT | SOCO | ENT | 2015 | B10 | 1262 | 0 | 2400 | 0 | 0 | 0 | 0 | 0 | 0 | 0 | 0 | 0 | 0 | Infinite
SOCO_2_ENT | SOCO | ENT | 2015 | B11 | 25 | 0 | 2400 | 0 | 0 | 0 | 0 | 0 | 0 | 0 | 0 | 0 | 0 | Infinite
SOCO_2_ENT | SOCO | ENT | 2015 | B12 | 200 | 0 | 2400 | 0 | 0 | 0 | 0 | 0 | 0 | 0 | 0 | 0 | 0 | Infinite
SOCO_2_ENT | SOCO | ENT | 2015 | B13 | 600 | 0 | 2400 | 0 | 0 | 0 | 0 | 0 | 0 | 0 | 0 | 0 | 0 | Infinite
SOCO_2_ENT | SOCO | ENT | 2015 | B14 | 900 | 0 | 2400 | 0 | 0 | 0 | 0 | 0 | 0 | 0 | 0 | 0 | 0 | Infinite
SOCO_2_ENT | SOCO | ENT | 2015 | B15 | 1203 | 0 | 2400 | 0 | 0 | 0 | 0 | 0 | 0 | 0 | 0 | 0 | 0 | Infinite
SOCO_2_ENT | SOCO | ENT | 2015 | B16 | 25 | 0 | 2400 | 0 | 0 | 0 | 0 | 0 | 0 | 0 | 0 | 0 | 0 | Infinite
SOCO_2_ENT | SOCO | ENT | 2015 | B17 | 100 | 0 | 2400 | 0 | 0 | 0 | 0 | 0 | 0 | 0 | 0 | 0 | 0 | Infinite
SOCO_2_ENT | SOCO | ENT | 2015 | B18 | 400 | 0 | 2400 | 0 | 0 | 0 | 0 | 0 | 0 | 0 | 0 | 0 | 0 | Infinite
SOCO_2_ENT | SOCO | ENT | 2015 | B19 | 700 | 0 | 2400 | 0 | 0 | 0 | 0 | 0 | 0 | 0 | 0 | 0 | 0 | Infinite
SOCO_2_ENT | SOCO | ENT | 2015 | B20 | 935 | 0 | 2400 | 0 | 0 | 0 | 0 | 0 | 0 | 0 | 0 | 0 | 0 | Infinite
SOCO_2_ENT | SOCO | ENT | 2020 | B1 | 10 | 0 | 2400 | 0 | 0 | 0 | 0 | 0 | 0 | 0 | 0 | 0 | 0 | Infinite
SOCO_2_ENT | SOCO | ENT | 2020 | B2 | 25 | 0 | 2400 | 0 | 0 | 0 | 0 | 0 | 0 | 0 | 0 | 0 | 0 | Infinite
SOCO_2_ENT | SOCO | ENT | 2020 | B3 | 75 | 0 | 2400 | 0 | 0 | 0 | 0 | 0 | 0 | 0 | 0 | 0 | 0 | Infinite
SOCO_2_ENT | SOCO | ENT | 2020 | B4 | 100 | 0 | 2400 | 0 | 0 | 0 | 0 | 0 | 0 | 0 | 0 | 0 | 0 | Infinite
SOCO_2_ENT | SOCO | ENT | 2020 | B5 | 200 | 0 | 2400 | 0 | 0 | 0 | 0 | 0 | 0 | 0 | 0 | 0 | 0 | Infinite
SOCO_2_ENT | SOCO | ENT | 2020 | B6 | 300 | 0 | 2400 | 0 | 0 | 0 | 0 | 0 | 0 | 0 | 0 | 0 | 0 | Infinite
SOCO_2_ENT | SOCO | ENT | 2020 | B7 | 400 | 0 | 2400 | 0 | 0 | 0 | 0 | 0 | 0 | 0 | 0 | 0 | 0 | Infinite
SOCO_2_ENT | SOCO | ENT | 2020 | B8 | 500 | 0 | 2400 | 0 | 0 | 0 | 0 | 0 | 0 | 0 | 0 | 0 | 0 | Infinite
SOCO_2_ENT | SOCO | ENT | 2020 | B9 | 800 | 0 | 2400 | 0 | 0 | 0 | 0 | 0 | 0 | 0 | 0 | 0 | 0 | Infinite
SOCO_2_ENT | SOCO | ENT | 2020 | B10 | 1262 | 0 | 2400 | 0 | 0 | 0 | 0 | 0 | 0 | 0 | 0 | 0 | 0 | Infinite
SOCO_2_ENT | SOCO | ENT | 2020 | B11 | 25 | 0 | 2400 | 0 | 0 | 0 | 0 | 0 | 0 | 0 | 0 | 0 | 0 | Infinite
SOCO_2_ENT | SOCO | ENT | 2020 | B12 | 200 | 0 | 2400 | 0 | 0 | 0 | 0 | 0 | 0 | 0 | 0 | 0 | 0 | Infinite
SOCO_2_ENT | SOCO | ENT | 2020 | B13 | 600 | 0 | 2400 | 0 | 0 | 0 | 0 | 0 | 0 | 0 | 0 | 0 | 0 | Infinite
SOCO_2_ENT | SOCO | ENT | 2020 | B14 | 900 | 0 | 2400 | 0 | 0 | 0 | 0 | 0 | 0 | 0 | 0 | 0 | 0 | Infinite
SOCO_2_ENT | SOCO | ENT | 2020 | B15 | 1203 | 0 | 2400 | 0 | 0 | 0 | 0 | 0 | 0 | 0 | 0 | 0 | 0 | Infinite
SOCO_2_ENT | SOCO | ENT | 2020 | B16 | 25 | 0 | 2400 | 0 | 0 | 0 | 0 | 0 | 0 | 0 | 0 | 0 | 0 | Infinite
SOCO_2_ENT | SOCO | ENT | 2020 | B17 | 100 | 0 | 2400 | 0 | 0 | 0 | 0 | 0 | 0 | 0 | 0 | 0 | 0 | Infinite
SOCO_2_ENT | SOCO | ENT | 2020 | B18 | 400 | 0 | 2400 | 0 | 0 | 0 | 0 | 0 | 0 | 0 | 0 | 0 | 0 | Infinite
SOCO_2_ENT | SOCO | ENT | 2020 | B19 | 700 | 0 | 2400 | 0 | 0 | 0 | 0 | 0 | 0 | 0 | 0 | 0 | 0 | Infinite
SOCO_2_ENT | SOCO | ENT | 2020 | B20 | 935 | 0 | 2400 | 0 | 0 | 0 | 0 | 0 | 0 | 0 | 0 | 0 | 0 | Infinite
SOCO_2_ENT | SOCO | ENT | 2025 | B1 | 10 | 0 | 2400 | 0 | 0 | 0 | 0 | 0 | 0 | 0 | 0 | 0 | 0 | Infinite
SOCO_2_ENT | SOCO | ENT | 2025 | B2 | 25 | 0 | 2400 | 0 | 0 | 0 | 0 | 0 | 0 | 0 | 0 | 0 | 0 | Infinite
SOCO_2_ENT | SOCO | ENT | 2025 | B3 | 75 | 0 | 2400 | 0 | 0 | 0 | 0 | 0 | 0 | 0 | 0 | 0 | 0 | Infinite
SOCO_2_ENT | SOCO | ENT | 2025 | B4 | 100 | 0 | 2400 | 0 | 0 | 0 | 0 | 0 | 0 | 0 | 0 | 0 | 0 | Infinite
SOCO_2_ENT | SOCO | ENT | 2025 | B5 | 200 | 0 | 2400 | 0 | 0 | 0 | 0 | 0 | 0 | 0 | 0 | 0 | 0 | Infinite
SOCO_2_ENT | SOCO | ENT | 2025 | B6 | 300 | 0 | 2400 | 0 | 0 | 0 | 0 | 0 | 0 | 0 | 0 | 0 | 0 | Infinite
SOCO_2_ENT | SOCO | ENT | 2025 | B7 | 400 | 0 | 2400 | 0 | 0 | 0 | 0 | 0 | 0 | 0 | 0 | 0 | 0 | Infinite
SOCO_2_ENT | SOCO | ENT | 2025 | B8 | 500 | 0 | 2400 | 0 | 0 | 0 | 0 | 0 | 0 | 0 | 0 | 0 | 0 | Infinite
SOCO_2_ENT | SOCO | ENT | 2025 | B9 | 800 | 0 | 2400 | 0 | 0 | 0 | 0 | 0 | 0 | 0 | 0 | 0 | 0 | Infinite
SOCO_2_ENT | SOCO | ENT | 2025 | B10 | 1262 | 0 | 2400 | 0 | 0 | 0 | 0 | 0 | 0 | 0 | 0 | 0 | 0 | Infinite
SOCO_2_ENT | SOCO | ENT | 2025 | B11 | 25 | 0 | 2400 | 0 | 0 | 0 | 0 | 0 | 0 | 0 | 0 | 0 | 0 | Infinite
SOCO_2_ENT | SOCO | ENT | 2025 | B12 | 200 | 0 | 2400 | 0 | 0 | 0 | 0 | 0 | 0 | 0 | 0 | 0 | 0 | Infinite
SOCO_2_ENT | SOCO | ENT | 2025 | B13 | 600 | 0 | 2400 | 0 | 0 | 0 | 0 | 0 | 0 | 0 | 0 | 0 | 0 | Infinite
SOCO_2_ENT | SOCO | ENT | 2025 | B14 | 900 | 0 | 2400 | 0 | 0 | 0 | 0 | 0 | 0 | 0 | 0 | 0 | 0 | Infinite
SOCO_2_ENT | SOCO | ENT | 2025 | B15 | 1203 | 0 | 2400 | 0 | 0 | 0 | 0 | 0 | 0 | 0 | 0 | 0 | 0 | Infinite
SOCO_2_ENT | SOCO | ENT | 2025 | B16 | 25 | 0 | 2400 | 0 | 0 | 0 | 0 | 0 | 0 | 0 | 0 | 0 | 0 | Infinite
SOCO_2_ENT | SOCO | ENT | 2025 | B17 | 100 | 0 | 2400 | 0 | 0 | 0 | 0 | 0 | 0 | 0 | 0 | 0 | 0 | Infinite
SOCO_2_ENT | SOCO | ENT | 2025 | B18 | 400 | 0 | 2400 | 0 | 0 | 0 | 0 | 0 | 0 | 0 | 0 | 0 | 0 | Infinite
SOCO_2_ENT | SOCO | ENT | 2025 | B19 | 700 | 0 | 2400 | 0 | 0 | 0 | 0 | 0 | 0 | 0 | 0 | 0 | 0 | Infinite
SOCO_2_ENT | SOCO | ENT | 2025 | B20 | 935 | 0 | 2400 | 0 | 0 | 0 | 0 | 0 | 0 | 0 | 0 | 0 | 0 | Infinite
SOCO_2_ENT | SOCO | ENT | 2030 | B1 | 10 | 0 | 2400 | 0 | 0 | 0 | 0 | 0 | 0 | 0 | 0 | 0 | 0 | Infinite
SOCO_2_ENT | SOCO | ENT | 2030 | B2 | 25 | 0 | 2400 | 0 | 0 | 0 | 0 | 0 | 0 | 0 | 0 | 0 | 0 | Infinite
SOCO_2_ENT | SOCO | ENT | 2030 | B3 | 75 | 0 | 2400 | 0 | 0 | 0 | 0 | 0 | 0 | 0 | 0 | 0 | 0 | Infinite
SOCO_2_ENT | SOCO | ENT | 2030 | B4 | 100 | 0 | 2400 | 0 | 0 | 0 | 0 | 0 | 0 | 0 | 0 | 0 | 0 | Infinite
SOCO_2_ENT | SOCO | ENT | 2030 | B5 | 200 | 0 | 2400 | 0 | 0 | 0 | 0 | 0 | 0 | 0 | 0 | 0 | 0 | Infinite
SOCO_2_ENT | SOCO | ENT | 2030 | B6 | 300 | 0 | 2400 | 0 | 0 | 0 | 0 | 0 | 0 | 0 | 0 | 0 | 0 | Infinite
SOCO_2_ENT | SOCO | ENT | 2030 | B7 | 400 | 0 | 2400 | 0 | 0 | 0 | 0 | 0 | 0 | 0 | 0 | 0 | 0 | Infinite
SOCO_2_ENT | SOCO | ENT | 2030 | B8 | 500 | 0 | 2400 | 0 | 0 | 0 | 0 | 0 | 0 | 0 | 0 | 0 | 0 | Infinite
SOCO_2_ENT | SOCO | ENT | 2030 | B9 | 800 | 0 | 2400 | 0 | 0 | 0 | 0 | 0 | 0 | 0 | 0 | 0 | 0 | Infinite
SOCO_2_ENT | SOCO | ENT | 2030 | B10 | 1262 | 0 | 2400 | 0 | 0 | 0 | 0 | 0 | 0 | 0 | 0 | 0 | 0 | Infinite
SOCO_2_ENT | SOCO | ENT | 2030 | B11 | 25 | 0 | 2400 | 0 | 0 | 0 | 0 | 0 | 0 | 0 | 0 | 0 | 0 | Infinite
SOCO_2_ENT | SOCO | ENT | 2030 | B12 | 200 | 0 | 2400 | 0 | 0 | 0 | 0 | 0 | 0 | 0 | 0 | 0 | 0 | Infinite
SOCO_2_ENT | SOCO | ENT | 2030 | B13 | 600 | 0 | 2400 | 0 | 0 | 0 | 0 | 0 | 0 | 0 | 0 | 0 | 0 | Infinite
SOCO_2_ENT | SOCO | ENT | 2030 | B14 | 900 | 0 | 2400 | 0 | 0 | 0 | 0 | 0 | 0 | 0 | 0 | 0 | 0 | Infinite
SOCO_2_ENT | SOCO | ENT | 2030 | B15 | 1203 | 0 | 2400 | 0 | 0 | 0 | 0 | 0 | 0 | 0 | 0 | 0 | 0 | Infinite
SOCO_2_ENT | SOCO | ENT | 2030 | B16 | 25 | 0 | 2400 | 0 | 0 | 0 | 0 | 0 | 0 | 0 | 0 | 0 | 0 | Infinite
SOCO_2_ENT | SOCO | ENT | 2030 | B17 | 100 | 0 | 2400 | 0 | 0 | 0 | 0 | 0 | 0 | 0 | 0 | 0 | 0 | Infinite
SOCO_2_ENT | SOCO | ENT | 2030 | B18 | 400 | 0 | 2400 | 0 | 0 | 0 | 0 | 0 | 0 | 0 | 0 | 0 | 0 | Infinite
SOCO_2_ENT | SOCO | ENT | 2030 | B19 | 700 | 0 | 2400 | 0 | 0 | 0 | 0 | 0 | 0 | 0 | 0 | 0 | 0 | Infinite
SOCO_2_ENT | SOCO | ENT | 2030 | B20 | 935 | 0 | 2400 | 0 | 0 | 0 | 0 | 0 | 0 | 0 | 0 | 0 | 0 | Infinite
SOCO_2_ENT | SOCO | ENT | 2035 | B1 | 10 | 0 | 2400 | 0 | 0 | 0 | 0 | 0 | 0 | 0 | 0 | 0 | 0 | Infinite
SOCO_2_ENT | SOCO | ENT | 2035 | B2 | 25 | 0 | 2400 | 0 | 0 | 0 | 0 | 0 | 0 | 0 | 0 | 0 | 0 | Infinite
SOCO_2_ENT | SOCO | ENT | 2035 | B3 | 75 | 0 | 2400 | 0 | 0 | 0 | 0 | 0 | 0 | 0 | 0 | 0 | 0 | Infinite
SOCO_2_ENT | SOCO | ENT | 2035 | B4 | 100 | 0 | 2400 | 0 | 0 | 0 | 0 | 0 | 0 | 0 | 0 | 0 | 0 | Infinite
SOCO_2_ENT | SOCO | ENT | 2035 | B5 | 200 | 0 | 2400 | 0 | 0 | 0 | 0 | 0 | 0 | 0 | 0 | 0 | 0 | Infinite
SOCO_2_ENT | SOCO | ENT | 2035 | B6 | 300 | 0 | 2400 | 0 | 0 | 0 | 0 | 0 | 0 | 0 | 0 | 0 | 0 | Infinite
SOCO_2_ENT | SOCO | ENT | 2035 | B7 | 400 | 0 | 2400 | 0 | 0 | 0 | 0 | 0 | 0 | 0 | 0 | 0 | 0 | Infinite
SOCO_2_ENT | SOCO | ENT | 2035 | B8 | 500 | 0 | 2400 | 0 | 0 | 0 | 0 | 0 | 0 | 0 | 0 | 0 | 0 | Infinite
SOCO_2_ENT | SOCO | ENT | 2035 | B9 | 800 | 0 | 2400 | 0 | 0 | 0 | 0 | 0 | 0 | 0 | 0 | 0 | 0 | Infinite
SOCO_2_ENT | SOCO | ENT | 2035 | B10 | 1262 | 0 | 2400 | 0 | 0 | 0 | 0 | 0 | 0 | 0 | 0 | 0 | 0 | Infinite
SOCO_2_ENT | SOCO | ENT | 2035 | B11 | 25 | 0 | 2400 | 0 | 0 | 0 | 0 | 0 | 0 | 0 | 0 | 0 | 0 | Infinite
SOCO_2_ENT | SOCO | ENT | 2035 | B12 | 200 | 0 | 2400 | 0 | 0 | 0 | 0 | 0 | 0 | 0 | 0 | 0 | 0 | Infinite
SOCO_2_ENT | SOCO | ENT | 2035 | B13 | 600 | 0 | 2400 | 0 | 0 | 0 | 0 | 0 | 0 | 0 | 0 | 0 | 0 | Infinite
SOCO_2_ENT | SOCO | ENT | 2035 | B14 | 900 | 0 | 2400 | 0 | 0 | 0 | 0 | 0 | 0 | 0 | 0 | 0 | 0 | Infinite
SOCO_2_ENT | SOCO | ENT | 2035 | B15 | 1203 | 0 | 2400 | 0 | 0 | 0 | 0 | 0 | 0 | 0 | 0 | 0 | 0 | Infinite
SOCO_2_ENT | SOCO | ENT | 2035 | B16 | 25 | 0 | 2400 | 0 | 0 | 0 | 0 | 0 | 0 | 0 | 0 | 0 | 0 | Infinite
SOCO_2_ENT | SOCO | ENT | 2035 | B17 | 100 | 0 | 2400 | 0 | 0 | 0 | 0 | 0 | 0 | 0 | 0 | 0 | 0 | Infinite
SOCO_2_ENT | SOCO | ENT | 2035 | B18 | 400 | 0 | 2400 | 0 | 0 | 0 | 0 | 0 | 0 | 0 | 0 | 0 | 0 | Infinite
SOCO_2_ENT | SOCO | ENT | 2035 | B19 | 700 | 0 | 2400 | 0 | 0 | 0 | 0 | 0 | 0 | 0 | 0 | 0 | 0 | Infinite
SOCO_2_ENT | SOCO | ENT | 2035 | B20 | 935 | 0 | 2400 | 0 | 0 | 0 | 0 | 0 | 0 | 0 | 0 | 0 | 0 | Infinite
SOCO_2_ENT | SOCO | ENT | 2040 | B1 | 10 | 0 | 2400 | 0 | 0 | 0 | 0 | 0 | 0 | 0 | 0 | 0 | 0 | Infinite
SOCO_2_ENT | SOCO | ENT | 2040 | B2 | 25 | 0 | 2400 | 0 | 0 | 0 | 0 | 0 | 0 | 0 | 0 | 0 | 0 | Infinite
SOCO_2_ENT | SOCO | ENT | 2040 | B3 | 75 | 0 | 2400 | 0 | 0 | 0 | 0 | 0 | 0 | 0 | 0 | 0 | 0 | Infinite
SOCO_2_ENT | SOCO | ENT | 2040 | B4 | 100 | 0 | 2400 | 0 | 0 | 0 | 0 | 0 | 0 | 0 | 0 | 0 | 0 | Infinite
SOCO_2_ENT | SOCO | ENT | 2040 | B5 | 200 | 0 | 2400 | 0 | 0 | 0 | 0 | 0 | 0 | 0 | 0 | 0 | 0 | Infinite
SOCO_2_ENT | SOCO | ENT | 2040 | B6 | 300 | 0 | 2400 | 0 | 0 | 0 | 0 | 0 | 0 | 0 | 0 | 0 | 0 | Infinite
SOCO_2_ENT | SOCO | ENT | 2040 | B7 | 400 | 0 | 2400 | 0 | 0 | 0 | 0 | 0 | 0 | 0 | 0 | 0 | 0 | Infinite
SOCO_2_ENT | SOCO | ENT | 2040 | B8 | 500 | 0 | 2400 | 0 | 0 | 0 | 0 | 0 | 0 | 0 | 0 | 0 | 0 | Infinite
SOCO_2_ENT | SOCO | ENT | 2040 | B9 | 800 | 0 | 2400 | 0 | 0 | 0 | 0 | 0 | 0 | 0 | 0 | 0 | 0 | Infinite
SOCO_2_ENT | SOCO | ENT | 2040 | B10 | 1262 | 0 | 2400 | 0 | 0 | 0 | 0 | 0 | 0 | 0 | 0 | 0 | 0 | Infinite
SOCO_2_ENT | SOCO | ENT | 2040 | B11 | 25 | 0 | 2400 | 0 | 0 | 0 | 0 | 0 | 0 | 0 | 0 | 0 | 0 | Infinite
SOCO_2_ENT | SOCO | ENT | 2040 | B12 | 200 | 0 | 2400 | 0 | 0 | 0 | 0 | 0 | 0 | 0 | 0 | 0 | 0 | Infinite
SOCO_2_ENT | SOCO | ENT | 2040 | B13 | 600 | 0 | 2400 | 0 | 0 | 0 | 0 | 0 | 0 | 0 | 0 | 0 | 0 | Infinite
SOCO_2_ENT | SOCO | ENT | 2040 | B14 | 900 | 0 | 2400 | 0 | 0 | 0 | 0 | 0 | 0 | 0 | 0 | 0 | 0 | Infinite
SOCO_2_ENT | SOCO | ENT | 2040 | B15 | 1203 | 0 | 2400 | 0 | 0 | 0 | 0 | 0 | 0 | 0 | 0 | 0 | 0 | Infinite
SOCO_2_ENT | SOCO | ENT | 2040 | B16 | 25 | 0 | 2400 | 0 | 0 | 0 | 0 | 0 | 0 | 0 | 0 | 0 | 0 | Infinite
SOCO_2_ENT | SOCO | ENT | 2040 | B17 | 100 | 0 | 2400 | 0 | 0 | 0 | 0 | 0 | 0 | 0 | 0 | 0 | 0 | Infinite
SOCO_2_ENT | SOCO | ENT | 2040 | B18 | 400 | 0 | 2400 | 0 | 0 | 0 | 0 | 0 | 0 | 0 | 0 | 0 | 0 | Infinite
SOCO_2_ENT | SOCO | ENT | 2040 | B19 | 700 | 0 | 2400 | 0 | 0 | 0 | 0 | 0 | 0 | 0 | 0 | 0 | 0 | Infinite
SOCO_2_ENT | SOCO | ENT | 2040 | B20 | 935 | 0 | 2400 | 0 | 0 | 0 | 0 | 0 | 0 | 0 | 0 | 0 | 0 | Infinite
SOCO_2_ENT | SOCO | ENT | 2045 | B1 | 10 | 0 | 2400 | 0 | 0 | 0 | 0 | 0 | 0 | 0 | 0 | 0 | 0 | Infinite
SOCO_2_ENT | SOCO | ENT | 2045 | B2 | 25 | 0 | 2400 | 0 | 0 | 0 | 0 | 0 | 0 | 0 | 0 | 0 | 0 | Infinite
SOCO_2_ENT | SOCO | ENT | 2045 | B3 | 75 | 0 | 2400 | 0 | 0 | 0 | 0 | 0 | 0 | 0 | 0 | 0 | 0 | Infinite
SOCO_2_ENT | SOCO | ENT | 2045 | B4 | 100 | 0 | 2400 | 0 | 0 | 0 | 0 | 0 | 0 | 0 | 0 | 0 | 0 | Infinite
SOCO_2_ENT | SOCO | ENT | 2045 | B5 | 200 | 0 | 2400 | 0 | 0 | 0 | 0 | 0 | 0 | 0 | 0 | 0 | 0 | Infinite
SOCO_2_ENT | SOCO | ENT | 2045 | B6 | 300 | 0 | 2400 | 0 | 0 | 83.65 | 0 | 0 | 0 | 0 | 0 | 0 | 0 | Infinite
SOCO_2_ENT | SOCO | ENT | 2045 | B7 | 400 | 0 | 2400 | 0 | 0 | 0 | 0 | 0 | 0 | 0 | 0 | 0 | 0 | Infinite
SOCO_2_ENT | SOCO | ENT | 2045 | B8 | 500 | 0 | 2400 | 0 | 0 | 0 | 0 | 0 | 0 | 0 | 0 | 0 | 0 | Infinite
SOCO_2_ENT | SOCO | ENT | 2045 | B9 | 800 | 0 | 2400 | 0 | 0 | 0 | 0 | 0 | 0 | 0 | 0 | 0 | 0 | Infinite
SOCO_2_ENT | SOCO | ENT | 2045 | B10 | 1262 | 0 | 2400 | 0 | 0 | 0 | 0 | 0 | 0 | 0 | 0 | 0 | 0 | Infinite
SOCO_2_ENT | SOCO | ENT | 2045 | B11 | 25 | 0 | 2400 | 0 | 0 | 0 | 0 | 0 | 0 | 0 | 0 | 0 | 0 | Infinite
SOCO_2_ENT | SOCO | ENT | 2045 | B12 | 200 | 0 | 2400 | 0 | 0 | 0 | 0 | 0 | 0 | 0 | 0 | 0 | 0 | Infinite
SOCO_2_ENT | SOCO | ENT | 2045 | B13 | 600 | 0 | 2400 | 0 | 0 | 0 | 0 | 0 | 0 | 0 | 0 | 0 | 0 | Infinite
SOCO_2_ENT | SOCO | ENT | 2045 | B14 | 900 | 0 | 2400 | 0 | 0 | 0 | 0 | 0 | 0 | 0 | 0 | 0 | 0 | Infinite
SOCO_2_ENT | SOCO | ENT | 2045 | B15 | 1203 | 0 | 2400 | 0 | 0 | 0 | 0 | 0 | 0 | 0 | 0 | 0 | 0 | Infinite
SOCO_2_ENT | SOCO | ENT | 2045 | B16 | 25 | 0 | 2400 | 0 | 0 | 0 | 0 | 0 | 0 | 0 | 0 | 0 | 0 | Infinite
SOCO_2_ENT | SOCO | ENT | 2045 | B17 | 100 | 0 | 2400 | 0 | 0 | 0 | 0 | 0 | 0 | 0 | 0 | 0 | 0 | Infinite
SOCO_2_ENT | SOCO | ENT | 2045 | B18 | 400 | 0 | 2400 | 0 | 0 | 0 | 0 | 0 | 0 | 0 | 0 | 0 | 0 | Infinite
SOCO_2_ENT | SOCO | ENT | 2045 | B19 | 700 | 0 | 2400 | 0 | 0 | 0 | 0 | 0 | 0 | 0 | 0 | 0 | 0 | Infinite
SOCO_2_ENT | SOCO | ENT | 2045 | B20 | 935 | 0 | 2400 | 0 | 0 | 0 | 0 | 0 | 0 | 0 | 0 | 0 | 0 | Infinite
SOCO_2_ENT | SOCO | ENT | 2050 | B1 | 10 | 0 | 2400 | 0 | 0 | 0 | 0 | 0 | 0 | 0 | 0 | 0 | 0 | Infinite
SOCO_2_ENT | SOCO | ENT | 2050 | B2 | 25 | 0 | 2400 | 0 | 0 | 0 | 0 | 0 | 0 | 0 | 0 | 0 | 0 | Infinite
SOCO_2_ENT | SOCO | ENT | 2050 | B3 | 75 | 0 | 2400 | 0 | 0 | 0 | 0 | 0 | 0 | 0 | 0 | 0 | 0 | Infinite
SOCO_2_ENT | SOCO | ENT | 2050 | B4 | 100 | 0 | 2400 | 0 | 0 | 0 | 0 | 0 | 0 | 0 | 0 | 0 | 0 | Infinite
SOCO_2_ENT | SOCO | ENT | 2050 | B5 | 200 | 0 | 2400 | 0 | 0 | 0 | 0 | 0 | 0 | 0 | 0 | 0 | 0 | Infinite
SOCO_2_ENT | SOCO | ENT | 2050 | B6 | 300 | 0 | 2400 | 282.89 | 0 | 875.28 | 0 | 0 | 0 | 0 | 0 | 0 | 0 | Infinite
SOCO_2_ENT | SOCO | ENT | 2050 | B7 | 400 | 0 | 2400 | 0 | 0 | 0 | 0 | 0 | 0 | 0 | 0 | 0 | 0 | Infinite
SOCO_2_ENT | SOCO | ENT | 2050 | B8 | 500 | 0 | 2400 | 0 | 0 | 0 | 0 | 0 | 0 | 0 | 0 | 0 | 0 | Infinite
SOCO_2_ENT | SOCO | ENT | 2050 | B9 | 800 | 0 | 2400 | 0 | 0 | 0 | 0 | 0 | 0 | 0 | 0 | 0 | 0 | Infinite
SOCO_2_ENT | SOCO | ENT | 2050 | B10 | 1262 | 0 | 2400 | 0 | 0 | 0 | 0 | 0 | 0 | 0 | 0 | 0 | 0 | Infinite
SOCO_2_ENT | SOCO | ENT | 2050 | B11 | 25 | 0 | 2400 | 0 | 0 | 0 | 0 | 0 | 0 | 0 | 0 | 0 | 0 | Infinite
SOCO_2_ENT | SOCO | ENT | 2050 | B12 | 200 | 0 | 2400 | 0 | 0 | 0 | 0 | 0 | 0 | 0 | 0 | 0 | 0 | Infinite
SOCO_2_ENT | SOCO | ENT | 2050 | B13 | 600 | 0 | 2400 | 0 | 0 | 0 | 0 | 0 | 0 | 0 | 0 | 0 | 0 | Infinite
SOCO_2_ENT | SOCO | ENT | 2050 | B14 | 900 | 0 | 2400 | 0 | 0 | 0 | 0 | 0 | 0 | 0 | 0 | 0 | 0 | Infinite
SOCO_2_ENT | SOCO | ENT | 2050 | B15 | 1203 | 0 | 2400 | 0 | 0 | 0 | 0 | 0 | 0 | 0 | 0 | 0 | 0 | Infinite
SOCO_2_ENT | SOCO | ENT | 2050 | B16 | 25 | 0 | 2400 | 0 | 0 | 0 | 0 | 0 | 0 | 0 | 0 | 0 | 0 | Infinite
SOCO_2_ENT | SOCO | ENT | 2050 | B17 | 100 | 0 | 2400 | 0 | 0 | 0 | 0 | 0 | 0 | 0 | 0 | 0 | 0 | Infinite
SOCO_2_ENT | SOCO | ENT | 2050 | B18 | 400 | 0 | 2400 | 0 | 0 | 0 | 0 | 0 | 0 | 0 | 0 | 0 | 0 | Infinite
SOCO_2_ENT | SOCO | ENT | 2050 | B19 | 700 | 0 | 2400 | 0 | 0 | 0 | 0 | 0 | 0 | 0 | 0 | 0 | 0 | Infinite
SOCO_2_ENT | SOCO | ENT | 2050 | B20 | 935 | 0 | 2400 | 0 | 0 | 0 | 0 | 0 | 0 | 0 | 0 | 0 | 0 | Infinite
SOCO_2_FRCC | SOCO | FRCC | 2015 | B1 | 10 | 0 | 3700 | 0 | 0 | 0 | 0 | 0 | 0 | 0 | 0 | 0 | 0 | 0
SOCO_2_FRCC | SOCO | FRCC | 2015 | B2 | 25 | 0 | 3700 | 0 | 0 | 0 | 0 | 0 | 0 | 0 | 0 | 0 | 0 | 0
SOCO_2_FRCC | SOCO | FRCC | 2015 | B3 | 75 | 0 | 3700 | 0 | 0 | 0 | 0 | 0 | 0 | 0 | 0 | 0 | 0 | 0
SOCO_2_FRCC | SOCO | FRCC | 2015 | B4 | 100 | 0 | 3700 | 0 | 0 | 0 | 0 | 0 | 0 | 0 | 0 | 0 | 0 | 0
SOCO_2_FRCC | SOCO | FRCC | 2015 | B5 | 200 | 0 | 3700 | 428.8 | 0 | 736.9 | 0 | 0 | 0 | 0 | 0 | 0 | 0 | 0
SOCO_2_FRCC | SOCO | FRCC | 2015 | B6 | 300 | 0 | 3700 | 575.83 | 0 | 575.83 | 0 | 0 | 0 | 0 | 0 | 0 | 0 | 0
SOCO_2_FRCC | SOCO | FRCC | 2015 | B7 | 400 | 0 | 3700 | 1107.58 | 0 | 2947.56 | 0 | 0 | 0 | 0 | 0 | 0 | 0 | 0
SOCO_2_FRCC | SOCO | FRCC | 2015 | B8 | 500 | 0 | 3700 | 694.94 | 0 | 694.94 | 0 | 0 | 0 | 0 | 0 | 0 | 0 | 0
SOCO_2_FRCC | SOCO | FRCC | 2015 | B9 | 800 | 0 | 3700 | 0 | 0 | 0 | 0 | 0 | 0 | 0 | 0 | 0 | 0 | 0
SOCO_2_FRCC | SOCO | FRCC | 2015 | B10 | 1262 | 0 | 3700 | 0 | 0 | 0 | 0 | 0 | 0 | 0 | 0 | 0 | 0 | 0
SOCO_2_FRCC | SOCO | FRCC | 2015 | B11 | 25 | 0 | 3700 | 549.26 | 0 | 543.91 | 0 | 0 | 0 | 0 | 0 | 0 | 0 | 0
SOCO_2_FRCC | SOCO | FRCC | 2015 | B12 | 200 | 0 | 3700 | 1524.44 | 0 | 1519.09 | 0 | 0 | 0 | 0 | 0 | 0 | 0 | 0
SOCO_2_FRCC | SOCO | FRCC | 2015 | B13 | 600 | 0 | 3700 | 168.7 | 0 | 249.95 | 0 | 0 | 0 | 0 | 0 | 0 | 0 | 0
SOCO_2_FRCC | SOCO | FRCC | 2015 | B14 | 900 | 0 | 3700 | 0 | 0 | 0 | 0 | 0 | 0 | 0 | 0 | 0 | 0 | 0
SOCO_2_FRCC | SOCO | FRCC | 2015 | B15 | 1203 | 0 | 3700 | 0 | 0 | 0 | 0 | 0 | 0 | 0 | 0 | 0 | 0 | 0
SOCO_2_FRCC | SOCO | FRCC | 2015 | B16 | 25 | 0 | 3700 | 1961.63 | 0 | 1968.89 | 0 | 0 | 0 | 0 | 0 | 0 | 0 | 0
SOCO_2_FRCC | SOCO | FRCC | 2015 | B17 | 100 | 0 | 3700 | 1998.67 | 0 | 1888.54 | 0 | 0 | 0 | 0 | 0 | 0 | 0 | 0
SOCO_2_FRCC | SOCO | FRCC | 2015 | B18 | 400 | 0 | 3700 | 0 | 0 | 0 | 0 | 0 | 0 | 0 | 0 | 0 | 0 | 0
SOCO_2_FRCC | SOCO | FRCC | 2015 | B19 | 700 | 0 | 3700 | 0 | 0 | 0 | 0 | 0 | 0 | 0 | 0 | 0 | 0 | 0
SOCO_2_FRCC | SOCO | FRCC | 2015 | B20 | 935 | 0 | 3700 | 0 | 0 | 0 | 0 | 0 | 0 | 0 | 0 | 0 | 0 | 0
SOCO_2_FRCC | SOCO | FRCC | 2020 | B1 | 10 | 0 | 3700 | 249.04 | 0 | 249.88 | 0 | 0 | 0 | 0 | 0 | 0 | 0 | 0
SOCO_2_FRCC | SOCO | FRCC | 2020 | B2 | 25 | 0 | 3700 | 0 | 0 | 0 | 0 | 0 | 0 | 0 | 0 | 0 | 0 | 0
SOCO_2_FRCC | SOCO | FRCC | 2020 | B3 | 75 | 0 | 3700 | 0 | 0 | 0 | 0 | 0 | 0 | 0 | 0 | 0 | 0 | 0
SOCO_2_FRCC | SOCO | FRCC | 2020 | B4 | 100 | 0 | 3700 | 0 | 0 | 0 | 0 | 0 | 0 | 0 | 0 | 0 | 0 | 0
SOCO_2_FRCC | SOCO | FRCC | 2020 | B5 | 200 | 0 | 3700 | 0 | 0 | 0 | 0 | 0 | 0 | 0 | 0 | 0 | 0 | 0
SOCO_2_FRCC | SOCO | FRCC | 2020 | B6 | 300 | 0 | 3700 | 508.01 | 0 | 508.85 | 0 | 0 | 0 | 0 | 0 | 0 | 0 | 0
SOCO_2_FRCC | SOCO | FRCC | 2020 | B7 | 400 | 0 | 3700 | 1795.06 | 0 | 2642.19 | 0 | 0 | 0 | 0 | 0 | 0 | 0 | 0
SOCO_2_FRCC | SOCO | FRCC | 2020 | B8 | 500 | 0 | 3700 | 1098.7 | 0 | 1099.54 | 0 | 0 | 0 | 0 | 0 | 0 | 0 | 0
SOCO_2_FRCC | SOCO | FRCC | 2020 | B9 | 800 | 0 | 3700 | 0 | 0 | 0 | 0 | 0 | 0 | 0 | 0 | 0 | 0 | 0
SOCO_2_FRCC | SOCO | FRCC | 2020 | B10 | 1262 | 0 | 3700 | 0 | 0 | 0 | 0 | 0 | 0 | 0 | 0 | 0 | 0 | 0
SOCO_2_FRCC | SOCO | FRCC | 2020 | B11 | 25 | 0 | 3700 | 2583.48 | 0 | 2723.37 | 0 | 0 | 0 | 0 | 0 | 0 | 0 | 0
SOCO_2_FRCC | SOCO | FRCC | 2020 | B12 | 200 | 0 | 3700 | 2124.18 | 0 | 2124.18 | 0 | 0 | 0 | 0 | 0 | 0 | 0 | 0
SOCO_2_FRCC | SOCO | FRCC | 2020 | B13 | 600 | 0 | 3700 | 0 | 0 | 0 | 0 | 0 | 0 | 0 | 0 | 0 | 0 | 0
SOCO_2_FRCC | SOCO | FRCC | 2020 | B14 | 900 | 0 | 3700 | 0 | 0 | 0 | 0 | 0 | 0 | 0 | 0 | 0 | 0 | 0
SOCO_2_FRCC | SOCO | FRCC | 2020 | B15 | 1203 | 0 | 3700 | 0 | 0 | 0 | 0 | 0 | 0 | 0 | 0 | 0 | 0 | 0
SOCO_2_FRCC | SOCO | FRCC | 2020 | B16 | 25 | 0 | 3700 | 1188.27 | 0 | 1460.67 | 0 | 0 | 0 | 0 | 0 | 0 | 0 | 0
SOCO_2_FRCC | SOCO | FRCC | 2020 | B17 | 100 | 0 | 3700 | 1101.69 | 0 | 1104.08 | 0 | 0 | 0 | 0 | 0 | 0 | 0 | 0
SOCO_2_FRCC | SOCO | FRCC | 2020 | B18 | 400 | 0 | 3700 | 0 | 0 | 0 | 0 | 0 | 0 | 0 | 0 | 0 | 0 | 0
SOCO_2_FRCC | SOCO | FRCC | 2020 | B19 | 700 | 0 | 3700 | 0 | 0 | 0 | 0 | 0 | 0 | 0 | 0 | 0 | 0 | 0
SOCO_2_FRCC | SOCO | FRCC | 2020 | B20 | 935 | 0 | 3700 | 0 | 0 | 0 | 0 | 0 | 0 | 0 | 0 | 0 | 0 | 0
SOCO_2_FRCC | SOCO | FRCC | 2025 | B1 | 10 | 0 | 3700 | 1455.29 | 0 | 1455.58 | 0 | 0 | 0 | 0 | 0 | 0 | 0 | 0
SOCO_2_FRCC | SOCO | FRCC | 2025 | B2 | 25 | 0 | 3700 | 0 | 0 | 0 | 0 | 0 | 0 | 0 | 0 | 0 | 0 | 0
SOCO_2_FRCC | SOCO | FRCC | 2025 | B3 | 75 | 0 | 3700 | 0 | 0 | 0 | 0 | 0 | 0 | 0 | 0 | 0 | 0 | 0
SOCO_2_FRCC | SOCO | FRCC | 2025 | B4 | 100 | 0 | 3700 | 0 | 0 | 0 | 0 | 0 | 0 | 0 | 0 | 0 | 0 | 0
SOCO_2_FRCC | SOCO | FRCC | 2025 | B5 | 200 | 0 | 3700 | 208.21 | 0 | 829.39 | 0 | 0 | 0 | 0 | 0 | 0 | 0 | 0
SOCO_2_FRCC | SOCO | FRCC | 2025 | B6 | 300 | 0 | 3700 | 1359.28 | 0 | 1359.57 | 0 | 0 | 0 | 0 | 0 | 0 | 0 | 0
SOCO_2_FRCC | SOCO | FRCC | 2025 | B7 | 400 | 0 | 3700 | 3361.29 | 0 | 3408.06 | 0 | 0 | 0 | 0 | 0 | 0 | 0 | 0
SOCO_2_FRCC | SOCO | FRCC | 2025 | B8 | 500 | 0 | 3700 | 1714.25 | 0 | 1761.03 | 0 | 0 | 0 | 0 | 0 | 0 | 0 | 0
SOCO_2_FRCC | SOCO | FRCC | 2025 | B9 | 800 | 0 | 3700 | 0 | 0 | 0 | 0 | 0 | 0 | 0 | 0 | 0 | 0 | 0
SOCO_2_FRCC | SOCO | FRCC | 2025 | B10 | 1262 | 0 | 3700 | 0 | 0 | 0 | 0 | 0 | 0 | 0 | 0 | 0 | 0 | 0
SOCO_2_FRCC | SOCO | FRCC | 2025 | B11 | 25 | 0 | 3700 | 3540.59 | 0 | 3494.1 | 0 | 0 | 0 | 0 | 0 | 0 | 0 | 0
SOCO_2_FRCC | SOCO | FRCC | 2025 | B12 | 200 | 0 | 3700 | 2390.58 | 0 | 2390.58 | 0 | 0 | 0 | 0 | 0 | 0 | 0 | 0
SOCO_2_FRCC | SOCO | FRCC | 2025 | B13 | 600 | 0 | 3700 | 0 | 0 | 0 | 0 | 0 | 0 | 0 | 0 | 0 | 0 | 0
SOCO_2_FRCC | SOCO | FRCC | 2025 | B14 | 900 | 0 | 3700 | 0 | 0 | 0 | 0 | 0 | 0 | 0 | 0 | 0 | 0 | 0
SOCO_2_FRCC | SOCO | FRCC | 2025 | B15 | 1203 | 0 | 3700 | 0 | 0 | 0 | 0 | 0 | 0 | 0 | 0 | 0 | 0 | 0
SOCO_2_FRCC | SOCO | FRCC | 2025 | B16 | 25 | 0 | 3700 | 2796.68 | 0 | 3700 | 0 | 179.45 | 0 | 0 | 0.01187 | 0 | 0 | 0
SOCO_2_FRCC | SOCO | FRCC | 2025 | B17 | 100 | 0 | 3700 | 2062.56 | 0 | 2159.05 | 0 | 0 | 0 | 0 | 0 | 0 | 0 | 0
SOCO_2_FRCC | SOCO | FRCC | 2025 | B18 | 400 | 0 | 3700 | 0 | 0 | 0 | 0 | 0 | 0 | 0 | 0 | 0 | 0 | 0
SOCO_2_FRCC | SOCO | FRCC | 2025 | B19 | 700 | 0 | 3700 | 0 | 0 | 0 | 0 | 0 | 0 | 0 | 0 | 0 | 0 | 0
SOCO_2_FRCC | SOCO | FRCC | 2025 | B20 | 935 | 0 | 3700 | 0 | 0 | 0 | 0 | 0 | 0 | 0 | 0 | 0 | 0 | 0
SOCO_2_FRCC | SOCO | FRCC | 2030 | B1 | 10 | 0 | 3700 | 1685.43 | 0 | 1685.71 | 0 | 0 | 0 | 0 | 0 | 0 | 0 | 1.1011
SOCO_2_FRCC | SOCO | FRCC | 2030 | B2 | 25 | 0 | 3700 | 0 | 0 | 0 | 0 | 0 | 0 | 0 | 0 | 0 | 0 | 1.1011
SOCO_2_FRCC | SOCO | FRCC | 2030 | B3 | 75 | 0 | 3700 | 0 | 0 | 0 | 0 | 0 | 0 | 0 | 0 | 0 | 0 | 1.1011
SOCO_2_FRCC | SOCO | FRCC | 2030 | B4 | 100 | 0 | 3700 | 410.49 | 0 | 1692.97 | 0 | 0 | 0 | 0 | 0 | 0 | 0 | 1.1011
SOCO_2_FRCC | SOCO | FRCC | 2030 | B5 | 200 | 0 | 3700 | 3700 | 0 | 3700 | 0 | 108.74 | 1.6855 | 0 | 1.1039 | 0.61292 | 0 | 1.1011
SOCO_2_FRCC | SOCO | FRCC | 2030 | B6 | 300 | 0 | 3700 | 3700 | 0 | 3700 | 0 | 1932.06 | 4.9854 | 0 | 1.1039 | 2.7193 | 0 | 1.1011
SOCO_2_FRCC | SOCO | FRCC | 2030 | B7 | 400 | 0 | 3700 | 3442.48 | 0 | 3489.25 | 0 | 0 | 0 | 0 | 0 | 0 | 0 | 1.1011
SOCO_2_FRCC | SOCO | FRCC | 2030 | B8 | 500 | 0 | 3700 | 1760.68 | 0 | 1807.46 | 0 | 0 | 0 | 0 | 0 | 0 | 0 | 1.1011
SOCO_2_FRCC | SOCO | FRCC | 2030 | B9 | 800 | 0 | 3700 | 0 | 0 | 0 | 0 | 0 | 0 | 0 | 0 | 0 | 0 | 1.1011
SOCO_2_FRCC | SOCO | FRCC | 2030 | B10 | 1262 | 0 | 3700 | 0 | 0 | 0 | 0 | 0 | 0 | 0 | 0 | 0 | 0 | 1.1011
SOCO_2_FRCC | SOCO | FRCC | 2030 | B11 | 25 | 0 | 3700 | 3700 | 0 | 3700 | 0 | 3851.74 | 15.2411 | 0 | 1.1039 | 0.69278 | 0 | 1.1011
SOCO_2_FRCC | SOCO | FRCC | 2030 | B12 | 200 | 0 | 3700 | 2602.89 | 0 | 2201.49 | 0 | 0 | 0 | 0 | 0 | 0 | 0 | 1.1011
SOCO_2_FRCC | SOCO | FRCC | 2030 | B13 | 600 | 0 | 3700 | 0 | 0 | 0 | 0 | 0 | 0 | 0 | 0 | 0 | 0 | 1.1011
SOCO_2_FRCC | SOCO | FRCC | 2030 | B14 | 900 | 0 | 3700 | 0 | 0 | 0 | 0 | 0 | 0 | 0 | 0 | 0 | 0 | 1.1011
SOCO_2_FRCC | SOCO | FRCC | 2030 | B15 | 1203 | 0 | 3700 | 0 | 0 | 0 | 0 | 0 | 0 | 0 | 0 | 0 | 0 | 1.1011
SOCO_2_FRCC | SOCO | FRCC | 2030 | B16 | 25 | 0 | 3700 | 3700 | 0 | 3700 | 0 | 1952.01 | 8.3446 | 0 | 1.1039 | 0.3793 | 0 | 1.1011
SOCO_2_FRCC | SOCO | FRCC | 2030 | B17 | 100 | 0 | 3700 | 1884.33 | 0 | 2524.93 | 0 | 0 | 0 | 0 | 0 | 0 | 0 | 1.1011
SOCO_2_FRCC | SOCO | FRCC | 2030 | B18 | 400 | 0 | 3700 | 0 | 0 | 0 | 0 | 0 | 0 | 0 | 0 | 0 | 0 | 1.1011
SOCO_2_FRCC | SOCO | FRCC | 2030 | B19 | 700 | 0 | 3700 | 489.79 | 0 | 1130.39 | 0 | 0 | 0 | 0 | 0 | 0 | 0 | 1.1011
SOCO_2_FRCC | SOCO | FRCC | 2030 | B20 | 935 | 0 | 3700 | 1935.58 | 0 | 3467.33 | 0 | 0 | 0 | 0 | 0 | 0 | 0 | 1.1011
SOCO_2_FRCC | SOCO | FRCC | 2035 | B1 | 10 | 0 | 3700 | 1174.58 | 0 | 1174.87 | 0 | 0 | 0 | 0 | 0 | 0 | 0 | 0.46887
SOCO_2_FRCC | SOCO | FRCC | 2035 | B2 | 25 | 0 | 3700 | 0 | 0 | 0 | 0 | 0 | 0 | 0 | 0 | 0 | 0 | 0.46887
SOCO_2_FRCC | SOCO | FRCC | 2035 | B3 | 75 | 0 | 3700 | 0 | 0 | 0 | 0 | 0 | 0 | 0 | 0 | 0 | 0 | 0.46887
SOCO_2_FRCC | SOCO | FRCC | 2035 | B4 | 100 | 0 | 3700 | 0 | 0 | 0 | 0 | 0 | 0 | 0 | 0 | 0 | 0 | 0.46887
SOCO_2_FRCC | SOCO | FRCC | 2035 | B5 | 200 | 0 | 3700 | 170.41 | 0 | 0 | 0 | 0 | 0 | 0 | 0 | 0 | 0 | 0.46887
SOCO_2_FRCC | SOCO | FRCC | 2035 | B6 | 300 | 0 | 3700 | 3330.9 | 0 | 3700 | 0 | 326.15 | 0 | 0 | 0.46293 | 0 | 0 | 0.46887
SOCO_2_FRCC | SOCO | FRCC | 2035 | B7 | 400 | 0 | 3700 | 1576.06 | 0 | 1622.84 | 0 | 0 | 0 | 0 | 0 | 0 | 0 | 0.46887
SOCO_2_FRCC | SOCO | FRCC | 2035 | B8 | 500 | 0 | 3700 | 0 | 0 | 0 | 0 | 0 | 0 | 0 | 0 | 0 | 0 | 0.46887
SOCO_2_FRCC | SOCO | FRCC | 2035 | B9 | 800 | 0 | 3700 | 0 | 0 | 0 | 0 | 0 | 0 | 0 | 0 | 0 | 0 | 0.46887
SOCO_2_FRCC | SOCO | FRCC | 2035 | B10 | 1262 | 0 | 3700 | 0 | 0 | 0 | 0 | 0 | 0 | 0 | 0 | 0 | 0 | 0.46887
SOCO_2_FRCC | SOCO | FRCC | 2035 | B11 | 25 | 0 | 3700 | 2828.77 | 0 | 2966.85 | 0 | 0 | 0 | 0 | 0 | 0 | 0 | 0.46887
SOCO_2_FRCC | SOCO | FRCC | 2035 | B12 | 200 | 0 | 3700 | 639.16 | 0 | 680.33 | 0 | 0 | 0 | 0 | 0 | 0 | 0 | 0.46887
SOCO_2_FRCC | SOCO | FRCC | 2035 | B13 | 600 | 0 | 3700 | 0 | 0 | 0 | 0 | 0 | 0 | 0 | 0 | 0 | 0 | 0.46887
SOCO_2_FRCC | SOCO | FRCC | 2035 | B14 | 900 | 0 | 3700 | 0 | 0 | 0 | 0 | 0 | 0 | 0 | 0 | 0 | 0 | 0.46887
SOCO_2_FRCC | SOCO | FRCC | 2035 | B15 | 1203 | 0 | 3700 | 0 | 0 | 0 | 0 | 0 | 0 | 0 | 0 | 0 | 0 | 0.46887
SOCO_2_FRCC | SOCO | FRCC | 2035 | B16 | 25 | 0 | 3700 | 3700 | 0 | 3700 | 0 | 40.68 | 1.8755 | 0 | 0.46293 | 1.8755 | 0 | 0.46887
SOCO_2_FRCC | SOCO | FRCC | 2035 | B17 | 100 | 0 | 3700 | 113.44 | 0 | 154.12 | 0 | 0 | 0 | 0 | 0 | 0 | 0 | 0.46887
SOCO_2_FRCC | SOCO | FRCC | 2035 | B18 | 400 | 0 | 3700 | 0 | 0 | 0 | 0 | 0 | 0 | 0 | 0 | 0 | 0 | 0.46887
SOCO_2_FRCC | SOCO | FRCC | 2035 | B19 | 700 | 0 | 3700 | 0 | 0 | 0 | 0 | 0 | 0 | 0 | 0 | 0 | 0 | 0.46887
SOCO_2_FRCC | SOCO | FRCC | 2035 | B20 | 935 | 0 | 3700 | 1619.59 | 0 | 3295.44 | 0 | 0 | 0 | 0 | 0 | 0 | 0 | 0.46887
SOCO_2_FRCC | SOCO | FRCC | 2040 | B1 | 10 | 0 | 3700 | 1131.85 | 0 | 1132.14 | 0 | 0 | 0 | 0 | 0 | 0 | 0 | 0.070653
SOCO_2_FRCC | SOCO | FRCC | 2040 | B2 | 25 | 0 | 3700 | 0 | 0 | 0 | 0 | 0 | 0 | 0 | 0 | 0 | 0 | 0.070653
SOCO_2_FRCC | SOCO | FRCC | 2040 | B3 | 75 | 0 | 3700 | 0 | 0 | 0 | 0 | 0 | 0 | 0 | 0 | 0 | 0 | 0.070653
SOCO_2_FRCC | SOCO | FRCC | 2040 | B4 | 100 | 0 | 3700 | 0 | 0 | 0 | 0 | 0 | 0 | 0 | 0 | 0 | 0 | 0.070653
SOCO_2_FRCC | SOCO | FRCC | 2040 | B5 | 200 | 0 | 3700 | 0 | 0 | 0 | 0 | 0 | 0 | 0 | 0 | 0 | 0 | 0.070653
SOCO_2_FRCC | SOCO | FRCC | 2040 | B6 | 300 | 0 | 3700 | 3377.16 | 0 | 3423.94 | 0 | 0 | 0 | 0 | 0 | 0 | 0 | 0.070653
SOCO_2_FRCC | SOCO | FRCC | 2040 | B7 | 400 | 0 | 3700 | 1323.95 | 0 | 1095.67 | 0 | 0 | 0 | 0 | 0 | 0 | 0 | 0.070653
SOCO_2_FRCC | SOCO | FRCC | 2040 | B8 | 500 | 0 | 3700 | 0 | 0 | 0 | 0 | 0 | 0 | 0 | 0 | 0 | 0 | 0.070653
SOCO_2_FRCC | SOCO | FRCC | 2040 | B9 | 800 | 0 | 3700 | 0 | 0 | 0 | 0 | 0 | 0 | 0 | 0 | 0 | 0 | 0.070653
SOCO_2_FRCC | SOCO | FRCC | 2040 | B10 | 1262 | 0 | 3700 | 3700 | 0 | 3544.86 | 0 | 0 | 0.18992 | 0 | 0 | 0.18623 | 0 | 0.070653
SOCO_2_FRCC | SOCO | FRCC | 2040 | B11 | 25 | 0 | 3700 | 1841.43 | 0 | 1776.63 | 0 | 0 | 0 | 0 | 0 | 0 | 0 | 0.070653
SOCO_2_FRCC | SOCO | FRCC | 2040 | B12 | 200 | 0 | 3700 | 0 | 0 | 0 | 0 | 0 | 0 | 0 | 0 | 0 | 0 | 0.070653
SOCO_2_FRCC | SOCO | FRCC | 2040 | B13 | 600 | 0 | 3700 | 0 | 0 | 0 | 0 | 0 | 0 | 0 | 0 | 0 | 0 | 0.070653
SOCO_2_FRCC | SOCO | FRCC | 2040 | B14 | 900 | 0 | 3700 | 0 | 0 | 0 | 0 | 0 | 0 | 0 | 0 | 0 | 0 | 0.070653
SOCO_2_FRCC | SOCO | FRCC | 2040 | B15 | 1203 | 0 | 3700 | 2297.43 | 0 | 2470.73 | 0 | 0 | 0 | 0 | 0 | 0 | 0 | 0.070653
SOCO_2_FRCC | SOCO | FRCC | 2040 | B16 | 25 | 0 | 3700 | 3700 | 0 | 3700 | 0 | 121.31 | 4.9617 | 0 | 0.90212 | 0.09638 | 0 | 0.070653
SOCO_2_FRCC | SOCO | FRCC | 2040 | B17 | 100 | 0 | 3700 | 0 | 0 | 0 | 0 | 0 | 0 | 0 | 0 | 0 | 0 | 0.070653
SOCO_2_FRCC | SOCO | FRCC | 2040 | B18 | 400 | 0 | 3700 | 100.96 | 0 | 0 | 0 | 0 | 0 | 0 | 0 | 0 | 0 | 0.070653
SOCO_2_FRCC | SOCO | FRCC | 2040 | B19 | 700 | 0 | 3700 | 0 | 0 | 0 | 0 | 0 | 0 | 0 | 0 | 0 | 0 | 0.070653
SOCO_2_FRCC | SOCO | FRCC | 2040 | B20 | 935 | 0 | 3700 | 3376.51 | 0 | 3700 | 0 | 1187.32 | 0 | 0 | 0.90212 | 0 | 0 | 0.070653
SOCO_2_FRCC | SOCO | FRCC | 2045 | B1 | 10 | 0 | 3700 | 471.1 | 0 | 471.39 | 0 | 0 | 0 | 0 | 0 | 0 | 0 | 0.13947
SOCO_2_FRCC | SOCO | FRCC | 2045 | B2 | 25 | 0 | 3700 | 0 | 0 | 0 | 0 | 0 | 0 | 0 | 0 | 0 | 0 | 0.13947
SOCO_2_FRCC | SOCO | FRCC | 2045 | B3 | 75 | 0 | 3700 | 0 | 0 | 0 | 0 | 0 | 0 | 0 | 0 | 0 | 0 | 0.13947
SOCO_2_FRCC | SOCO | FRCC | 2045 | B4 | 100 | 0 | 3700 | 0 | 0 | 0 | 0 | 0 | 0 | 0 | 0 | 0 | 0 | 0.13947
SOCO_2_FRCC | SOCO | FRCC | 2045 | B5 | 200 | 0 | 3700 | 0 | 0 | 0 | 0 | 0 | 0 | 0 | 0 | 0 | 0 | 0.13947
SOCO_2_FRCC | SOCO | FRCC | 2045 | B6 | 300 | 0 | 3700 | 1646.65 | 0 | 1693.43 | 0 | 0 | 0 | 0 | 0 | 0 | 0 | 0.13947
SOCO_2_FRCC | SOCO | FRCC | 2045 | B7 | 400 | 0 | 3700 | 0 | 0 | 0 | 0 | 0 | 0 | 0 | 0 | 0 | 0 | 0.13947
SOCO_2_FRCC | SOCO | FRCC | 2045 | B8 | 500 | 0 | 3700 | 0 | 0 | 0 | 0 | 0 | 0 | 0 | 0 | 0 | 0 | 0.13947
SOCO_2_FRCC | SOCO | FRCC | 2045 | B9 | 800 | 0 | 3700 | 0 | 0 | 0 | 0 | 0 | 0 | 0 | 0 | 0 | 0 | 0.13947
SOCO_2_FRCC | SOCO | FRCC | 2045 | B10 | 1262 | 0 | 3700 | 117.53 | 0 | 164.31 | 0 | 0 | 0 | 0 | 0 | 0 | 0 | 0.13947
SOCO_2_FRCC | SOCO | FRCC | 2045 | B11 | 25 | 0 | 3700 | 1550.65 | 0 | 1330.85 | 0 | 0 | 0 | 0 | 0 | 0 | 0 | 0.13947
SOCO_2_FRCC | SOCO | FRCC | 2045 | B12 | 200 | 0 | 3700 | 0 | 0 | 0 | 0 | 0 | 0 | 0 | 0 | 0 | 0 | 0.13947
SOCO_2_FRCC | SOCO | FRCC | 2045 | B13 | 600 | 0 | 3700 | 0 | 0 | 0 | 0 | 0 | 0 | 0 | 0 | 0 | 0 | 0.13947
SOCO_2_FRCC | SOCO | FRCC | 2045 | B14 | 900 | 0 | 3700 | 0 | 0 | 0 | 0 | 0 | 0 | 0 | 0 | 0 | 0 | 0.13947
SOCO_2_FRCC | SOCO | FRCC | 2045 | B15 | 1203 | 0 | 3700 | 0 | 0 | 0 | 0 | 0 | 0 | 0 | 0 | 0 | 0 | 0.13947
SOCO_2_FRCC | SOCO | FRCC | 2045 | B16 | 25 | 0 | 3700 | 3700 | 0 | 3700 | 0 | 0 | 0.55789 | 0 | 0.04748 | 0.55789 | 0 | 0.13947
SOCO_2_FRCC | SOCO | FRCC | 2045 | B17 | 100 | 0 | 3700 | 0 | 0 | 0 | 0 | 0 | 0 | 0 | 0 | 0 | 0 | 0.13947
SOCO_2_FRCC | SOCO | FRCC | 2045 | B18 | 400 | 0 | 3700 | 0 | 0 | 0 | 0 | 0 | 0 | 0 | 0 | 0 | 0 | 0.13947
SOCO_2_FRCC | SOCO | FRCC | 2045 | B19 | 700 | 0 | 3700 | 0 | 0 | 0 | 0 | 0 | 0 | 0 | 0 | 0 | 0 | 0.13947
SOCO_2_FRCC | SOCO | FRCC | 2045 | B20 | 935 | 0 | 3700 | 2421.63 | 0 | 2050.91 | 0 | 0 | 0 | 0 | 0 | 0 | 0 | 0.13947
SOCO_2_FRCC | SOCO | FRCC | 2050 | B1 | 10 | 0 | 3700 | 415.92 | 0 | 416.21 | 0 | 0 | 0 | 0 | 0 | 0 | 0 | 0
SOCO_2_FRCC | SOCO | FRCC | 2050 | B2 | 25 | 0 | 3700 | 0 | 0 | 0 | 0 | 0 | 0 | 0 | 0 | 0 | 0 | 0
SOCO_2_FRCC | SOCO | FRCC | 2050 | B3 | 75 | 0 | 3700 | 0 | 0 | 0 | 0 | 0 | 0 | 0 | 0 | 0 | 0 | 0
SOCO_2_FRCC | SOCO | FRCC | 2050 | B4 | 100 | 0 | 3700 | 0 | 0 | 0 | 0 | 0 | 0 | 0 | 0 | 0 | 0 | 0
SOCO_2_FRCC | SOCO | FRCC | 2050 | B5 | 200 | 0 | 3700 | 0 | 0 | 331.3 | 0 | 0 | 0 | 0 | 0 | 0 | 0 | 0
SOCO_2_FRCC | SOCO | FRCC | 2050 | B6 | 300 | 0 | 3700 | 785.64 | 0 | 0 | 0 | 0 | 0 | 0 | 0 | 0 | 0 | 0
SOCO_2_FRCC | SOCO | FRCC | 2050 | B7 | 400 | 0 | 3700 | 0 | 0 | 0 | 0 | 0 | 0 | 0 | 0 | 0 | 0 | 0
SOCO_2_FRCC | SOCO | FRCC | 2050 | B8 | 500 | 0 | 3700 | 0 | 0 | 0 | 0 | 0 | 0 | 0 | 0 | 0 | 0 | 0
SOCO_2_FRCC | SOCO | FRCC | 2050 | B9 | 800 | 0 | 3700 | 0 | 0 | 0 | 0 | 0 | 0 | 0 | 0 | 0 | 0 | 0
SOCO_2_FRCC | SOCO | FRCC | 2050 | B10 | 1262 | 0 | 3700 | 2074.96 | 0 | 1336.84 | 0 | 0 | 0 | 0 | 0 | 0 | 0 | 0
SOCO_2_FRCC | SOCO | FRCC | 2050 | B11 | 25 | 0 | 3700 | 3568.17 | 0 | 2851.25 | 0 | 0 | 0 | 0 | 0 | 0 | 0 | 0
SOCO_2_FRCC | SOCO | FRCC | 2050 | B12 | 200 | 0 | 3700 | 0 | 0 | 0 | 0 | 0 | 0 | 0 | 0 | 0 | 0 | 0
SOCO_2_FRCC | SOCO | FRCC | 2050 | B13 | 600 | 0 | 3700 | 0 | 0 | 0 | 0 | 0 | 0 | 0 | 0 | 0 | 0 | 0
SOCO_2_FRCC | SOCO | FRCC | 2050 | B14 | 900 | 0 | 3700 | 0 | 0 | 0 | 0 | 0 | 0 | 0 | 0 | 0 | 0 | 0
SOCO_2_FRCC | SOCO | FRCC | 2050 | B15 | 1203 | 0 | 3700 | 0 | 0 | 0 | 0 | 0 | 0 | 0 | 0 | 0 | 0 | 0
SOCO_2_FRCC | SOCO | FRCC | 2050 | B16 | 25 | 0 | 3700 | 1924.27 | 0 | 1754.69 | 0 | 0 | 0 | 0 | 0 | 0 | 0 | 0
SOCO_2_FRCC | SOCO | FRCC | 2050 | B17 | 100 | 0 | 3700 | 0 | 0 | 0 | 0 | 0 | 0 | 0 | 0 | 0 | 0 | 0
SOCO_2_FRCC | SOCO | FRCC | 2050 | B18 | 400 | 0 | 3700 | 0 | 0 | 0 | 0 | 0 | 0 | 0 | 0 | 0 | 0 | 0
SOCO_2_FRCC | SOCO | FRCC | 2050 | B19 | 700 | 0 | 3700 | 0 | 0 | 0 | 0 | 0 | 0 | 0 | 0 | 0 | 0 | 0
SOCO_2_FRCC | SOCO | FRCC | 2050 | B20 | 935 | 0 | 3700 | 701.24 | 0 | 701.24 | 0 | 0 | 0 | 0 | 0 | 0 | 0 | 0
SOCO_2_TVA_Transmission | SOCO | TVA_Transmission | 2015 | B1 | 10 | 0 | 2600 | 0 | 0 | 0 | 0 | 0 | 0 | 0 | 0 | 0 | 0 | 0
SOCO_2_TVA_Transmission | SOCO | TVA_Transmission | 2015 | B2 | 25 | 0 | 2600 | 0 | 0 | 0 | 0 | 0 | 0 | 0 | 0 | 0 | 0 | 0
SOCO_2_TVA_Transmission | SOCO | TVA_Transmission | 2015 | B3 | 75 | 0 | 2600 | 0 | 0 | 0 | 0 | 0 | 0 | 0 | 0 | 0 | 0 | 0
SOCO_2_TVA_Transmission | SOCO | TVA_Transmission | 2015 | B4 | 100 | 0 | 2600 | 0 | 0 | 0 | 0 | 0 | 0 | 0 | 0 | 0 | 0 | 0
SOCO_2_TVA_Transmission | SOCO | TVA_Transmission | 2015 | B5 | 200 | 0 | 2600 | 0 | 0 | 0 | 0 | 0 | 0 | 0 | 0 | 0 | 0 | 0
SOCO_2_TVA_Transmission | SOCO | TVA_Transmission | 2015 | B6 | 300 | 0 | 2600 | 0 | 0 | 0 | 0 | 0 | 0 | 0 | 0 | 0 | 0 | 0
SOCO_2_TVA_Transmission | SOCO | TVA_Transmission | 2015 | B7 | 400 | 0 | 2600 | 0 | 0 | 0 | 0 | 0 | 0 | 0 | 0 | 0 | 0 | 0
SOCO_2_TVA_Transmission | SOCO | TVA_Transmission | 2015 | B8 | 500 | 0 | 2600 | 0 | 0 | 0 | 0 | 0 | 0 | 0 | 0 | 0 | 0 | 0
SOCO_2_TVA_Transmission | SOCO | TVA_Transmission | 2015 | B9 | 800 | 0 | 2600 | 0 | 0 | 0 | 0 | 0 | 0 | 0 | 0 | 0 | 0 | 0
SOCO_2_TVA_Transmission | SOCO | TVA_Transmission | 2015 | B10 | 1262 | 0 | 2600 | 0 | 0 | 0 | 0 | 0 | 0 | 0 | 0 | 0 | 0 | 0
SOCO_2_TVA_Transmission | SOCO | TVA_Transmission | 2015 | B11 | 25 | 0 | 2600 | 0 | 0 | 0 | 0 | 0 | 0 | 0 | 0 | 0 | 0 | 0
SOCO_2_TVA_Transmission | SOCO | TVA_Transmission | 2015 | B12 | 200 | 0 | 2600 | 0 | 0 | 0 | 0 | 0 | 0 | 0 | 0 | 0 | 0 | 0
SOCO_2_TVA_Transmission | SOCO | TVA_Transmission | 2015 | B13 | 600 | 0 | 2600 | 0 | 0 | 0 | 0 | 0 | 0 | 0 | 0 | 0 | 0 | 0
SOCO_2_TVA_Transmission | SOCO | TVA_Transmission | 2015 | B14 | 900 | 0 | 2600 | 0 | 0 | 0 | 0 | 0 | 0 | 0 | 0 | 0 | 0 | 0
SOCO_2_TVA_Transmission | SOCO | TVA_Transmission | 2015 | B15 | 1203 | 0 | 2600 | 0 | 0 | 0 | 0 | 0 | 0 | 0 | 0 | 0 | 0 | 0
SOCO_2_TVA_Transmission | SOCO | TVA_Transmission | 2015 | B16 | 25 | 0 | 2600 | 0 | 0 | 0 | 0 | 0 | 0 | 0 | 0 | 0 | 0 | 0
SOCO_2_TVA_Transmission | SOCO | TVA_Transmission | 2015 | B17 | 100 | 0 | 2600 | 0 | 0 | 0 | 0 | 0 | 0 | 0 | 0 | 0 | 0 | 0
SOCO_2_TVA_Transmission | SOCO | TVA_Transmission | 2015 | B18 | 400 | 0 | 2600 | 0 | 0 | 0 | 0 | 0 | 0 | 0 | 0 | 0 | 0 | 0
SOCO_2_TVA_Transmission | SOCO | TVA_Transmission | 2015 | B19 | 700 | 0 | 2600 | 0 | 0 | 0 | 0 | 0 | 0 | 0 | 0 | 0 | 0 | 0
SOCO_2_TVA_Transmission | SOCO | TVA_Transmission | 2015 | B20 | 935 | 0 | 2600 | 0 | 0 | 0 | 0 | 0 | 0 | 0 | 0 | 0 | 0 | 0
SOCO_2_TVA_Transmission | SOCO | TVA_Transmission | 2020 | B1 | 10 | 0 | 2600 | 0 | 0 | 0 | 0 | 0 | 0 | 0 | 0 | 0 | 0 | 0
SOCO_2_TVA_Transmission | SOCO | TVA_Transmission | 2020 | B2 | 25 | 0 | 2600 | 0 | 0 | 0 | 0 | 0 | 0 | 0 | 0 | 0 | 0 | 0
SOCO_2_TVA_Transmission | SOCO | TVA_Transmission | 2020 | B3 | 75 | 0 | 2600 | 0 | 0 | 0 | 0 | 0 | 0 | 0 | 0 | 0 | 0 | 0
SOCO_2_TVA_Transmission | SOCO | TVA_Transmission | 2020 | B4 | 100 | 0 | 2600 | 0 | 0 | 0 | 0 | 0 | 0 | 0 | 0 | 0 | 0 | 0
SOCO_2_TVA_Transmission | SOCO | TVA_Transmission | 2020 | B5 | 200 | 0 | 2600 | 0 | 0 | 0 | 0 | 0 | 0 | 0 | 0 | 0 | 0 | 0
SOCO_2_TVA_Transmission | SOCO | TVA_Transmission | 2020 | B6 | 300 | 0 | 2600 | 0 | 0 | 0 | 0 | 0 | 0 | 0 | 0 | 0 | 0 | 0
SOCO_2_TVA_Transmission | SOCO | TVA_Transmission | 2020 | B7 | 400 | 0 | 2600 | 0 | 0 | 0 | 0 | 0 | 0 | 0 | 0 | 0 | 0 | 0
SOCO_2_TVA_Transmission | SOCO | TVA_Transmission | 2020 | B8 | 500 | 0 | 2600 | 0 | 0 | 0 | 0 | 0 | 0 | 0 | 0 | 0 | 0 | 0
SOCO_2_TVA_Transmission | SOCO | TVA_Transmission | 2020 | B9 | 800 | 0 | 2600 | 0 | 0 | 0 | 0 | 0 | 0 | 0 | 0 | 0 | 0 | 0
SOCO_2_TVA_Transmission | SOCO | TVA_Transmission | 2020 | B10 | 1262 | 0 | 2600 | 0 | 0 | 0 | 0 | 0 | 0 | 0 | 0 | 0 | 0 | 0
SOCO_2_TVA_Transmission | SOCO | TVA_Transmission | 2020 | B11 | 25 | 0 | 2600 | 0 | 0 | 0 | 0 | 0 | 0 | 0 | 0 | 0 | 0 | 0
SOCO_2_TVA_Transmission | SOCO | TVA_Transmission | 2020 | B12 | 200 | 0 | 2600 | 0 | 0 | 0 | 0 | 0 | 0 | 0 | 0 | 0 | 0 | 0
SOCO_2_TVA_Transmission | SOCO | TVA_Transmission | 2020 | B13 | 600 | 0 | 2600 | 0 | 0 | 0 | 0 | 0 | 0 | 0 | 0 | 0 | 0 | 0
SOCO_2_TVA_Transmission | SOCO | TVA_Transmission | 2020 | B14 | 900 | 0 | 2600 | 0 | 0 | 0 | 0 | 0 | 0 | 0 | 0 | 0 | 0 | 0
SOCO_2_TVA_Transmission | SOCO | TVA_Transmission | 2020 | B15 | 1203 | 0 | 2600 | 0 | 0 | 0 | 0 | 0 | 0 | 0 | 0 | 0 | 0 | 0
SOCO_2_TVA_Transmission | SOCO | TVA_Transmission | 2020 | B16 | 25 | 0 | 2600 | 0 | 0 | 0 | 0 | 0 | 0 | 0 | 0 | 0 | 0 | 0
SOCO_2_TVA_Transmission | SOCO | TVA_Transmission | 2020 | B17 | 100 | 0 | 2600 | 0 | 0 | 0 | 0 | 0 | 0 | 0 | 0 | 0 | 0 | 0
SOCO_2_TVA_Transmission | SOCO | TVA_Transmission | 2020 | B18 | 400 | 0 | 2600 | 0 | 0 | 0 | 0 | 0 | 0 | 0 | 0 | 0 | 0 | 0
SOCO_2_TVA_Transmission | SOCO | TVA_Transmission | 2020 | B19 | 700 | 0 | 2600 | 0 | 0 | 0 | 0 | 0 | 0 | 0 | 0 | 0 | 0 | 0
SOCO_2_TVA_Transmission | SOCO | TVA_Transmission | 2020 | B20 | 935 | 0 | 2600 | 0 | 0 | 0 | 0 | 0 | 0 | 0 | 0 | 0 | 0 | 0
SOCO_2_TVA_Transmission | SOCO | TVA_Transmission | 2025 | B1 | 10 | 0 | 2600 | 0 | 0 | 0 | 0 | 0 | 0 | 0 | 0 | 0 | 0 | 0
SOCO_2_TVA_Transmission | SOCO | TVA_Transmission | 2025 | B2 | 25 | 0 | 2600 | 0 | 0 | 0 | 0 | 0 | 0 | 0 | 0 | 0 | 0 | 0
SOCO_2_TVA_Transmission | SOCO | TVA_Transmission | 2025 | B3 | 75 | 0 | 2600 | 0 | 0 | 0 | 0 | 0 | 0 | 0 | 0 | 0 | 0 | 0
SOCO_2_TVA_Transmission | SOCO | TVA_Transmission | 2025 | B4 | 100 | 0 | 2600 | 0 | 0 | 0 | 0 | 0 | 0 | 0 | 0 | 0 | 0 | 0
SOCO_2_TVA_Transmission | SOCO | TVA_Transmission | 2025 | B5 | 200 | 0 | 2600 | 0 | 0 | 0 | 0 | 0 | 0 | 0 | 0 | 0 | 0 | 0
SOCO_2_TVA_Transmission | SOCO | TVA_Transmission | 2025 | B6 | 300 | 0 | 2600 | 0 | 0 | 0 | 0 | 0 | 0 | 0 | 0 | 0 | 0 | 0
SOCO_2_TVA_Transmission | SOCO | TVA_Transmission | 2025 | B7 | 400 | 0 | 2600 | 0 | 0 | 0 | 0 | 0 | 0 | 0 | 0 | 0 | 0 | 0
SOCO_2_TVA_Transmission | SOCO | TVA_Transmission | 2025 | B8 | 500 | 0 | 2600 | 0 | 0 | 0 | 0 | 0 | 0 | 0 | 0 | 0 | 0 | 0
SOCO_2_TVA_Transmission | SOCO | TVA_Transmission | 2025 | B9 | 800 | 0 | 2600 | 0 | 0 | 0 | 0 | 0 | 0 | 0 | 0 | 0 | 0 | 0
SOCO_2_TVA_Transmission | SOCO | TVA_Transmission | 2025 | B10 | 1262 | 0 | 2600 | 0 | 0 | 0 | 0 | 0 | 0 | 0 | 0 | 0 | 0 | 0
SOCO_2_TVA_Transmission | SOCO | TVA_Transmission | 2025 | B11 | 25 | 0 | 2600 | 0 | 0 | 0 | 0 | 0 | 0 | 0 | 0 | 0 | 0 | 0
SOCO_2_TVA_Transmission | SOCO | TVA_Transmission | 2025 | B12 | 200 | 0 | 2600 | 0 | 0 | 0 | 0 | 0 | 0 | 0 | 0 | 0 | 0 | 0
SOCO_2_TVA_Transmission | SOCO | TVA_Transmission | 2025 | B13 | 600 | 0 | 2600 | 0 | 0 | 0 | 0 | 0 | 0 | 0 | 0 | 0 | 0 | 0
SOCO_2_TVA_Transmission | SOCO | TVA_Transmission | 2025 | B14 | 900 | 0 | 2600 | 0 | 0 | 0 | 0 | 0 | 0 | 0 | 0 | 0 | 0 | 0
SOCO_2_TVA_Transmission | SOCO | TVA_Transmission | 2025 | B15 | 1203 | 0 | 2600 | 0 | 0 | 0 | 0 | 0 | 0 | 0 | 0 | 0 | 0 | 0
SOCO_2_TVA_Transmission | SOCO | TVA_Transmission | 2025 | B16 | 25 | 0 | 2600 | 0 | 0 | 0 | 0 | 0 | 0 | 0 | 0 | 0 | 0 | 0
SOCO_2_TVA_Transmission | SOCO | TVA_Transmission | 2025 | B17 | 100 | 0 | 2600 | 0 | 0 | 0 | 0 | 0 | 0 | 0 | 0 | 0 | 0 | 0
SOCO_2_TVA_Transmission | SOCO | TVA_Transmission | 2025 | B18 | 400 | 0 | 2600 | 0 | 0 | 0 | 0 | 0 | 0 | 0 | 0 | 0 | 0 | 0
SOCO_2_TVA_Transmission | SOCO | TVA_Transmission | 2025 | B19 | 700 | 0 | 2600 | 0 | 0 | 0 | 0 | 0 | 0 | 0 | 0 | 0 | 0 | 0
SOCO_2_TVA_Transmission | SOCO | TVA_Transmission | 2025 | B20 | 935 | 0 | 2600 | 0 | 0 | 0 | 0 | 0 | 0 | 0 | 0 | 0 | 0 | 0
SOCO_2_TVA_Transmission | SOCO | TVA_Transmission | 2030 | B1 | 10 | 0 | 2600 | 0 | 0 | 0 | 0 | 0 | 0 | 0 | 0 | 0 | 0 | 0
SOCO_2_TVA_Transmission | SOCO | TVA_Transmission | 2030 | B2 | 25 | 0 | 2600 | 0 | 0 | 0 | 0 | 0 | 0 | 0 | 0 | 0 | 0 | 0
SOCO_2_TVA_Transmission | SOCO | TVA_Transmission | 2030 | B3 | 75 | 0 | 2600 | 0 | 0 | 0 | 0 | 0 | 0 | 0 | 0 | 0 | 0 | 0
SOCO_2_TVA_Transmission | SOCO | TVA_Transmission | 2030 | B4 | 100 | 0 | 2600 | 0 | 0 | 0 | 0 | 0 | 0 | 0 | 0 | 0 | 0 | 0
SOCO_2_TVA_Transmission | SOCO | TVA_Transmission | 2030 | B5 | 200 | 0 | 2600 | 0 | 0 | 0 | 0 | 0 | 0 | 0 | 0 | 0 | 0 | 0
SOCO_2_TVA_Transmission | SOCO | TVA_Transmission | 2030 | B6 | 300 | 0 | 2600 | 0 | 0 | 0 | 0 | 0 | 0 | 0 | 0 | 0 | 0 | 0
SOCO_2_TVA_Transmission | SOCO | TVA_Transmission | 2030 | B7 | 400 | 0 | 2600 | 0 | 0 | 0 | 0 | 0 | 0 | 0 | 0 | 0 | 0 | 0
SOCO_2_TVA_Transmission | SOCO | TVA_Transmission | 2030 | B8 | 500 | 0 | 2600 | 0 | 0 | 0 | 0 | 0 | 0 | 0 | 0 | 0 | 0 | 0
SOCO_2_TVA_Transmission | SOCO | TVA_Transmission | 2030 | B9 | 800 | 0 | 2600 | 0 | 0 | 0 | 0 | 0 | 0 | 0 | 0 | 0 | 0 | 0
SOCO_2_TVA_Transmission | SOCO | TVA_Transmission | 2030 | B10 | 1262 | 0 | 2600 | 0 | 0 | 0 | 0 | 0 | 0 | 0 | 0 | 0 | 0 | 0
SOCO_2_TVA_Transmission | SOCO | TVA_Transmission | 2030 | B11 | 25 | 0 | 2600 | 0 | 0 | 0 | 0 | 0 | 0 | 0 | 0 | 0 | 0 | 0
SOCO_2_TVA_Transmission | SOCO | TVA_Transmission | 2030 | B12 | 200 | 0 | 2600 | 0 | 0 | 0 | 0 | 0 | 0 | 0 | 0 | 0 | 0 | 0
SOCO_2_TVA_Transmission | SOCO | TVA_Transmission | 2030 | B13 | 600 | 0 | 2600 | 0 | 0 | 0 | 0 | 0 | 0 | 0 | 0 | 0 | 0 | 0
SOCO_2_TVA_Transmission | SOCO | TVA_Transmission | 2030 | B14 | 900 | 0 | 2600 | 0 | 0 | 0 | 0 | 0 | 0 | 0 | 0 | 0 | 0 | 0
SOCO_2_TVA_Transmission | SOCO | TVA_Transmission | 2030 | B15 | 1203 | 0 | 2600 | 0 | 0 | 0 | 0 | 0 | 0 | 0 | 0 | 0 | 0 | 0
SOCO_2_TVA_Transmission | SOCO | TVA_Transmission | 2030 | B16 | 25 | 0 | 2600 | 0 | 0 | 0 | 0 | 0 | 0 | 0 | 0 | 0 | 0 | 0
SOCO_2_TVA_Transmission | SOCO | TVA_Transmission | 2030 | B17 | 100 | 0 | 2600 | 0 | 0 | 0 | 0 | 0 | 0 | 0 | 0 | 0 | 0 | 0
SOCO_2_TVA_Transmission | SOCO | TVA_Transmission | 2030 | B18 | 400 | 0 | 2600 | 0 | 0 | 0 | 0 | 0 | 0 | 0 | 0 | 0 | 0 | 0
SOCO_2_TVA_Transmission | SOCO | TVA_Transmission | 2030 | B19 | 700 | 0 | 2600 | 0 | 0 | 0 | 0 | 0 | 0 | 0 | 0 | 0 | 0 | 0
SOCO_2_TVA_Transmission | SOCO | TVA_Transmission | 2030 | B20 | 935 | 0 | 2600 | 0 | 0 | 0 | 0 | 0 | 0 | 0 | 0 | 0 | 0 | 0
SOCO_2_TVA_Transmission | SOCO | TVA_Transmission | 2035 | B1 | 10 | 0 | 2600 | 0 | 0 | 0 | 0 | 0 | 0 | 0 | 0 | 0 | 0 | 0
SOCO_2_TVA_Transmission | SOCO | TVA_Transmission | 2035 | B2 | 25 | 0 | 2600 | 0 | 0 | 0 | 0 | 0 | 0 | 0 | 0 | 0 | 0 | 0
SOCO_2_TVA_Transmission | SOCO | TVA_Transmission | 2035 | B3 | 75 | 0 | 2600 | 0 | 0 | 0 | 0 | 0 | 0 | 0 | 0 | 0 | 0 | 0
SOCO_2_TVA_Transmission | SOCO | TVA_Transmission | 2035 | B4 | 100 | 0 | 2600 | 0 | 0 | 0 | 0 | 0 | 0 | 0 | 0 | 0 | 0 | 0
SOCO_2_TVA_Transmission | SOCO | TVA_Transmission | 2035 | B5 | 200 | 0 | 2600 | 0 | 0 | 0 | 0 | 0 | 0 | 0 | 0 | 0 | 0 | 0
SOCO_2_TVA_Transmission | SOCO | TVA_Transmission | 2035 | B6 | 300 | 0 | 2600 | 0 | 0 | 0 | 0 | 0 | 0 | 0 | 0 | 0 | 0 | 0
SOCO_2_TVA_Transmission | SOCO | TVA_Transmission | 2035 | B7 | 400 | 0 | 2600 | 0 | 0 | 0 | 0 | 0 | 0 | 0 | 0 | 0 | 0 | 0
SOCO_2_TVA_Transmission | SOCO | TVA_Transmission | 2035 | B8 | 500 | 0 | 2600 | 0 | 0 | 0 | 0 | 0 | 0 | 0 | 0 | 0 | 0 | 0
SOCO_2_TVA_Transmission | SOCO | TVA_Transmission | 2035 | B9 | 800 | 0 | 2600 | 0 | 0 | 0 | 0 | 0 | 0 | 0 | 0 | 0 | 0 | 0
SOCO_2_TVA_Transmission | SOCO | TVA_Transmission | 2035 | B10 | 1262 | 0 | 2600 | 0 | 0 | 0 | 0 | 0 | 0 | 0 | 0 | 0 | 0 | 0
SOCO_2_TVA_Transmission | SOCO | TVA_Transmission | 2035 | B11 | 25 | 0 | 2600 | 0 | 0 | 0 | 0 | 0 | 0 | 0 | 0 | 0 | 0 | 0
SOCO_2_TVA_Transmission | SOCO | TVA_Transmission | 2035 | B12 | 200 | 0 | 2600 | 0 | 0 | 0 | 0 | 0 | 0 | 0 | 0 | 0 | 0 | 0
SOCO_2_TVA_Transmission | SOCO | TVA_Transmission | 2035 | B13 | 600 | 0 | 2600 | 0 | 0 | 0 | 0 | 0 | 0 | 0 | 0 | 0 | 0 | 0
SOCO_2_TVA_Transmission | SOCO | TVA_Transmission | 2035 | B14 | 900 | 0 | 2600 | 0 | 0 | 0 | 0 | 0 | 0 | 0 | 0 | 0 | 0 | 0
SOCO_2_TVA_Transmission | SOCO | TVA_Transmission | 2035 | B15 | 1203 | 0 | 2600 | 0 | 0 | 0 | 0 | 0 | 0 | 0 | 0 | 0 | 0 | 0
SOCO_2_TVA_Transmission | SOCO | TVA_Transmission | 2035 | B16 | 25 | 0 | 2600 | 0 | 0 | 0 | 0 | 0 | 0 | 0 | 0 | 0 | 0 | 0
SOCO_2_TVA_Transmission | SOCO | TVA_Transmission | 2035 | B17 | 100 | 0 | 2600 | 0 | 0 | 0 | 0 | 0 | 0 | 0 | 0 | 0 | 0 | 0
SOCO_2_TVA_Transmission | SOCO | TVA_Transmission | 2035 | B18 | 400 | 0 | 2600 | 0 | 0 | 0 | 0 | 0 | 0 | 0 | 0 | 0 | 0 | 0
SOCO_2_TVA_Transmission | SOCO | TVA_Transmission | 2035 | B19 | 700 | 0 | 2600 | 0 | 0 | 0 | 0 | 0 | 0 | 0 | 0 | 0 | 0 | 0
SOCO_2_TVA_Transmission | SOCO | TVA_Transmission | 2035 | B20 | 935 | 0 | 2600 | 0 | 0 | 0 | 0 | 0 | 0 | 0 | 0 | 0 | 0 | 0
SOCO_2_TVA_Transmission | SOCO | TVA_Transmission | 2040 | B1 | 10 | 0 | 2600 | 0 | 0 | 0 | 0 | 0 | 0 | 0 | 0 | 0 | 0 | 0
SOCO_2_TVA_Transmission | SOCO | TVA_Transmission | 2040 | B2 | 25 | 0 | 2600 | 0 | 0 | 0 | 0 | 0 | 0 | 0 | 0 | 0 | 0 | 0
SOCO_2_TVA_Transmission | SOCO | TVA_Transmission | 2040 | B3 | 75 | 0 | 2600 | 0 | 0 | 0 | 0 | 0 | 0 | 0 | 0 | 0 | 0 | 0
SOCO_2_TVA_Transmission | SOCO | TVA_Transmission | 2040 | B4 | 100 | 0 | 2600 | 0 | 0 | 0 | 0 | 0 | 0 | 0 | 0 | 0 | 0 | 0
SOCO_2_TVA_Transmission | SOCO | TVA_Transmission | 2040 | B5 | 200 | 0 | 2600 | 0 | 0 | 0 | 0 | 0 | 0 | 0 | 0 | 0 | 0 | 0
SOCO_2_TVA_Transmission | SOCO | TVA_Transmission | 2040 | B6 | 300 | 0 | 2600 | 0 | 0 | 0 | 0 | 0 | 0 | 0 | 0 | 0 | 0 | 0
SOCO_2_TVA_Transmission | SOCO | TVA_Transmission | 2040 | B7 | 400 | 0 | 2600 | 0 | 0 | 0 | 0 | 0 | 0 | 0 | 0 | 0 | 0 | 0
SOCO_2_TVA_Transmission | SOCO | TVA_Transmission | 2040 | B8 | 500 | 0 | 2600 | 0 | 0 | 0 | 0 | 0 | 0 | 0 | 0 | 0 | 0 | 0
SOCO_2_TVA_Transmission | SOCO | TVA_Transmission | 2040 | B9 | 800 | 0 | 2600 | 0 | 0 | 0 | 0 | 0 | 0 | 0 | 0 | 0 | 0 | 0
SOCO_2_TVA_Transmission | SOCO | TVA_Transmission | 2040 | B10 | 1262 | 0 | 2600 | 0 | 0 | 0 | 0 | 0 | 0 | 0 | 0 | 0 | 0 | 0
SOCO_2_TVA_Transmission | SOCO | TVA_Transmission | 2040 | B11 | 25 | 0 | 2600 | 0 | 0 | 0 | 0 | 0 | 0 | 0 | 0 | 0 | 0 | 0
SOCO_2_TVA_Transmission | SOCO | TVA_Transmission | 2040 | B12 | 200 | 0 | 2600 | 0 | 0 | 0 | 0 | 0 | 0 | 0 | 0 | 0 | 0 | 0
SOCO_2_TVA_Transmission | SOCO | TVA_Transmission | 2040 | B13 | 600 | 0 | 2600 | 0 | 0 | 0 | 0 | 0 | 0 | 0 | 0 | 0 | 0 | 0
SOCO_2_TVA_Transmission | SOCO | TVA_Transmission | 2040 | B14 | 900 | 0 | 2600 | 0 | 0 | 0 | 0 | 0 | 0 | 0 | 0 | 0 | 0 | 0
SOCO_2_TVA_Transmission | SOCO | TVA_Transmission | 2040 | B15 | 1203 | 0 | 2600 | 0 | 0 | 0 | 0 | 0 | 0 | 0 | 0 | 0 | 0 | 0
SOCO_2_TVA_Transmission | SOCO | TVA_Transmission | 2040 | B16 | 25 | 0 | 2600 | 0 | 0 | 0 | 0 | 0 | 0 | 0 | 0 | 0 | 0 | 0
SOCO_2_TVA_Transmission | SOCO | TVA_Transmission | 2040 | B17 | 100 | 0 | 2600 | 0 | 0 | 0 | 0 | 0 | 0 | 0 | 0 | 0 | 0 | 0
SOCO_2_TVA_Transmission | SOCO | TVA_Transmission | 2040 | B18 | 400 | 0 | 2600 | 0 | 0 | 0 | 0 | 0 | 0 | 0 | 0 | 0 | 0 | 0
SOCO_2_TVA_Transmission | SOCO | TVA_Transmission | 2040 | B19 | 700 | 0 | 2600 | 0 | 0 | 0 | 0 | 0 | 0 | 0 | 0 | 0 | 0 | 0
SOCO_2_TVA_Transmission | SOCO | TVA_Transmission | 2040 | B20 | 935 | 0 | 2600 | 0 | 0 | 0 | 0 | 0 | 0 | 0 | 0 | 0 | 0 | 0
SOCO_2_TVA_Transmission | SOCO | TVA_Transmission | 2045 | B1 | 10 | 0 | 2600 | 0 | 0 | 0 | 0 | 0 | 0 | 0 | 0 | 0 | 0 | 0
SOCO_2_TVA_Transmission | SOCO | TVA_Transmission | 2045 | B2 | 25 | 0 | 2600 | 0 | 0 | 0 | 0 | 0 | 0 | 0 | 0 | 0 | 0 | 0
SOCO_2_TVA_Transmission | SOCO | TVA_Transmission | 2045 | B3 | 75 | 0 | 2600 | 0 | 0 | 0 | 0 | 0 | 0 | 0 | 0 | 0 | 0 | 0
SOCO_2_TVA_Transmission | SOCO | TVA_Transmission | 2045 | B4 | 100 | 0 | 2600 | 0 | 0 | 0 | 0 | 0 | 0 | 0 | 0 | 0 | 0 | 0
SOCO_2_TVA_Transmission | SOCO | TVA_Transmission | 2045 | B5 | 200 | 0 | 2600 | 0 | 0 | 0 | 0 | 0 | 0 | 0 | 0 | 0 | 0 | 0
SOCO_2_TVA_Transmission | SOCO | TVA_Transmission | 2045 | B6 | 300 | 0 | 2600 | 0 | 0 | 0 | 0 | 0 | 0 | 0 | 0 | 0 | 0 | 0
SOCO_2_TVA_Transmission | SOCO | TVA_Transmission | 2045 | B7 | 400 | 0 | 2600 | 0 | 0 | 0 | 0 | 0 | 0 | 0 | 0 | 0 | 0 | 0
SOCO_2_TVA_Transmission | SOCO | TVA_Transmission | 2045 | B8 | 500 | 0 | 2600 | 0 | 0 | 0 | 0 | 0 | 0 | 0 | 0 | 0 | 0 | 0
SOCO_2_TVA_Transmission | SOCO | TVA_Transmission | 2045 | B9 | 800 | 0 | 2600 | 0 | 0 | 0 | 0 | 0 | 0 | 0 | 0 | 0 | 0 | 0
SOCO_2_TVA_Transmission | SOCO | TVA_Transmission | 2045 | B10 | 1262 | 0 | 2600 | 0 | 0 | 0 | 0 | 0 | 0 | 0 | 0 | 0 | 0 | 0
SOCO_2_TVA_Transmission | SOCO | TVA_Transmission | 2045 | B11 | 25 | 0 | 2600 | 0 | 0 | 0 | 0 | 0 | 0 | 0 | 0 | 0 | 0 | 0
SOCO_2_TVA_Transmission | SOCO | TVA_Transmission | 2045 | B12 | 200 | 0 | 2600 | 0 | 0 | 0 | 0 | 0 | 0 | 0 | 0 | 0 | 0 | 0
SOCO_2_TVA_Transmission | SOCO | TVA_Transmission | 2045 | B13 | 600 | 0 | 2600 | 0 | 0 | 0 | 0 | 0 | 0 | 0 | 0 | 0 | 0 | 0
SOCO_2_TVA_Transmission | SOCO | TVA_Transmission | 2045 | B14 | 900 | 0 | 2600 | 0 | 0 | 0 | 0 | 0 | 0 | 0 | 0 | 0 | 0 | 0
SOCO_2_TVA_Transmission | SOCO | TVA_Transmission | 2045 | B15 | 1203 | 0 | 2600 | 0 | 0 | 0 | 0 | 0 | 0 | 0 | 0 | 0 | 0 | 0
SOCO_2_TVA_Transmission | SOCO | TVA_Transmission | 2045 | B16 | 25 | 0 | 2600 | 0 | 0 | 0 | 0 | 0 | 0 | 0 | 0 | 0 | 0 | 0
SOCO_2_TVA_Transmission | SOCO | TVA_Transmission | 2045 | B17 | 100 | 0 | 2600 | 0 | 0 | 0 | 0 | 0 | 0 | 0 | 0 | 0 | 0 | 0
SOCO_2_TVA_Transmission | SOCO | TVA_Transmission | 2045 | B18 | 400 | 0 | 2600 | 0 | 0 | 0 | 0 | 0 | 0 | 0 | 0 | 0 | 0 | 0
SOCO_2_TVA_Transmission | SOCO | TVA_Transmission | 2045 | B19 | 700 | 0 | 2600 | 0 | 0 | 0 | 0 | 0 | 0 | 0 | 0 | 0 | 0 | 0
SOCO_2_TVA_Transmission | SOCO | TVA_Transmission | 2045 | B20 | 935 | 0 | 2600 | 0 | 0 | 0 | 0 | 0 | 0 | 0 | 0 | 0 | 0 | 0
SOCO_2_TVA_Transmission | SOCO | TVA_Transmission | 2050 | B1 | 10 | 0 | 2600 | 0 | 0 | 0 | 0 | 0 | 0 | 0 | 0 | 0 | 0 | 0
SOCO_2_TVA_Transmission | SOCO | TVA_Transmission | 2050 | B2 | 25 | 0 | 2600 | 0 | 0 | 0 | 0 | 0 | 0 | 0 | 0 | 0 | 0 | 0
SOCO_2_TVA_Transmission | SOCO | TVA_Transmission | 2050 | B3 | 75 | 0 | 2600 | 0 | 0 | 0 | 0 | 0 | 0 | 0 | 0 | 0 | 0 | 0
SOCO_2_TVA_Transmission | SOCO | TVA_Transmission | 2050 | B4 | 100 | 0 | 2600 | 0 | 0 | 0 | 0 | 0 | 0 | 0 | 0 | 0 | 0 | 0
SOCO_2_TVA_Transmission | SOCO | TVA_Transmission | 2050 | B5 | 200 | 0 | 2600 | 0 | 0 | 0 | 0 | 0 | 0 | 0 | 0 | 0 | 0 | 0
SOCO_2_TVA_Transmission | SOCO | TVA_Transmission | 2050 | B6 | 300 | 0 | 2600 | 0 | 0 | 0 | 0 | 0 | 0 | 0 | 0 | 0 | 0 | 0
SOCO_2_TVA_Transmission | SOCO | TVA_Transmission | 2050 | B7 | 400 | 0 | 2600 | 0 | 0 | 0 | 0 | 0 | 0 | 0 | 0 | 0 | 0 | 0
SOCO_2_TVA_Transmission | SOCO | TVA_Transmission | 2050 | B8 | 500 | 0 | 2600 | 0 | 0 | 0 | 0 | 0 | 0 | 0 | 0 | 0 | 0 | 0
SOCO_2_TVA_Transmission | SOCO | TVA_Transmission | 2050 | B9 | 800 | 0 | 2600 | 0 | 0 | 0 | 0 | 0 | 0 | 0 | 0 | 0 | 0 | 0
SOCO_2_TVA_Transmission | SOCO | TVA_Transmission | 2050 | B10 | 1262 | 0 | 2600 | 0 | 0 | 0 | 0 | 0 | 0 | 0 | 0 | 0 | 0 | 0
SOCO_2_TVA_Transmission | SOCO | TVA_Transmission | 2050 | B11 | 25 | 0 | 2600 | 0 | 0 | 0 | 0 | 0 | 0 | 0 | 0 | 0 | 0 | 0
SOCO_2_TVA_Transmission | SOCO | TVA_Transmission | 2050 | B12 | 200 | 0 | 2600 | 0 | 0 | 0 | 0 | 0 | 0 | 0 | 0 | 0 | 0 | 0
SOCO_2_TVA_Transmission | SOCO | TVA_Transmission | 2050 | B13 | 600 | 0 | 2600 | 0 | 0 | 0 | 0 | 0 | 0 | 0 | 0 | 0 | 0 | 0
SOCO_2_TVA_Transmission | SOCO | TVA_Transmission | 2050 | B14 | 900 | 0 | 2600 | 0 | 0 | 0 | 0 | 0 | 0 | 0 | 0 | 0 | 0 | 0
SOCO_2_TVA_Transmission | SOCO | TVA_Transmission | 2050 | B15 | 1203 | 0 | 2600 | 0 | 0 | 0 | 0 | 0 | 0 | 0 | 0 | 0 | 0 | 0
SOCO_2_TVA_Transmission | SOCO | TVA_Transmission | 2050 | B16 | 25 | 0 | 2600 | 0 | 0 | 0 | 0 | 0 | 0 | 0 | 0 | 0 | 0 | 0
SOCO_2_TVA_Transmission | SOCO | TVA_Transmission | 2050 | B17 | 100 | 0 | 2600 | 0 | 0 | 0 | 0 | 0 | 0 | 0 | 0 | 0 | 0 | 0
SOCO_2_TVA_Transmission | SOCO | TVA_Transmission | 2050 | B18 | 400 | 0 | 2600 | 0 | 0 | 0 | 0 | 0 | 0 | 0 | 0 | 0 | 0 | 0
SOCO_2_TVA_Transmission | SOCO | TVA_Transmission | 2050 | B19 | 700 | 0 | 2600 | 0 | 0 | 0 | 0 | 0 | 0 | 0 | 0 | 0 | 0 | 0
SOCO_2_TVA_Transmission | SOCO | TVA_Transmission | 2050 | B20 | 935 | 0 | 2600 | 0 | 0 | 0 | 0 | 0 | 0 | 0 | 0 | 0 | 0 | 0
SOCO_2_VACAR | SOCO | VACAR | 2015 | B1 | 10 | 0 | 2000 | 0 | 0 | 0 | 0 | 0 | 0 | 0 | 0 | 0 | 0 | 0
SOCO_2_VACAR | SOCO | VACAR | 2015 | B2 | 25 | 0 | 2000 | 0 | 0 | 0 | 0 | 0 | 0 | 0 | 0 | 0 | 0 | 0
SOCO_2_VACAR | SOCO | VACAR | 2015 | B3 | 75 | 0 | 2000 | 0 | 0 | 0 | 0 | 0 | 0 | 0 | 0 | 0 | 0 | 0
SOCO_2_VACAR | SOCO | VACAR | 2015 | B4 | 100 | 0 | 2000 | 0 | 0 | 0 | 0 | 0 | 0 | 0 | 0 | 0 | 0 | 0
SOCO_2_VACAR | SOCO | VACAR | 2015 | B5 | 200 | 0 | 2000 | 0 | 0 | 0 | 0 | 0 | 0 | 0 | 0 | 0 | 0 | 0
SOCO_2_VACAR | SOCO | VACAR | 2015 | B6 | 300 | 0 | 2000 | 0 | 0 | 0 | 0 | 0 | 0 | 0 | 0 | 0 | 0 | 0
SOCO_2_VACAR | SOCO | VACAR | 2015 | B7 | 400 | 0 | 2000 | 0 | 0 | 0 | 0 | 0 | 0 | 0 | 0 | 0 | 0 | 0
SOCO_2_VACAR | SOCO | VACAR | 2015 | B8 | 500 | 0 | 2000 | 0 | 0 | 0 | 0 | 0 | 0 | 0 | 0 | 0 | 0 | 0
SOCO_2_VACAR | SOCO | VACAR | 2015 | B9 | 800 | 0 | 2000 | 0 | 0 | 0 | 0 | 0 | 0 | 0 | 0 | 0 | 0 | 0
SOCO_2_VACAR | SOCO | VACAR | 2015 | B10 | 1262 | 0 | 2000 | 0 | 0 | 0 | 0 | 0 | 0 | 0 | 0 | 0 | 0 | 0
SOCO_2_VACAR | SOCO | VACAR | 2015 | B11 | 25 | 0 | 2000 | 0 | 0 | 0 | 0 | 0 | 0 | 0 | 0 | 0 | 0 | 0
SOCO_2_VACAR | SOCO | VACAR | 2015 | B12 | 200 | 0 | 2000 | 0 | 0 | 0 | 0 | 0 | 0 | 0 | 0 | 0 | 0 | 0
SOCO_2_VACAR | SOCO | VACAR | 2015 | B13 | 600 | 0 | 2000 | 0 | 0 | 0 | 0 | 0 | 0 | 0 | 0 | 0 | 0 | 0
SOCO_2_VACAR | SOCO | VACAR | 2015 | B14 | 900 | 0 | 2000 | 0 | 0 | 0 | 0 | 0 | 0 | 0 | 0 | 0 | 0 | 0
SOCO_2_VACAR | SOCO | VACAR | 2015 | B15 | 1203 | 0 | 2000 | 0 | 0 | 0 | 0 | 0 | 0 | 0 | 0 | 0 | 0 | 0
SOCO_2_VACAR | SOCO | VACAR | 2015 | B16 | 25 | 0 | 2000 | 0 | 0 | 0 | 0 | 0 | 0 | 0 | 0 | 0 | 0 | 0
SOCO_2_VACAR | SOCO | VACAR | 2015 | B17 | 100 | 0 | 2000 | 0 | 0 | 0 | 0 | 0 | 0 | 0 | 0 | 0 | 0 | 0
SOCO_2_VACAR | SOCO | VACAR | 2015 | B18 | 400 | 0 | 2000 | 0 | 0 | 0 | 0 | 0 | 0 | 0 | 0 | 0 | 0 | 0
SOCO_2_VACAR | SOCO | VACAR | 2015 | B19 | 700 | 0 | 2000 | 0 | 0 | 0 | 0 | 0 | 0 | 0 | 0 | 0 | 0 | 0
SOCO_2_VACAR | SOCO | VACAR | 2015 | B20 | 935 | 0 | 2000 | 0 | 0 | 0 | 0 | 0 | 0 | 0 | 0 | 0 | 0 | 0
SOCO_2_VACAR | SOCO | VACAR | 2020 | B1 | 10 | 0 | 2000 | 0 | 0 | 0 | 0 | 0 | 0 | 0 | 0 | 0 | 0 | 0
SOCO_2_VACAR | SOCO | VACAR | 2020 | B2 | 25 | 0 | 2000 | 0 | 0 | 0 | 0 | 0 | 0 | 0 | 0 | 0 | 0 | 0
SOCO_2_VACAR | SOCO | VACAR | 2020 | B3 | 75 | 0 | 2000 | 0 | 0 | 0 | 0 | 0 | 0 | 0 | 0 | 0 | 0 | 0
SOCO_2_VACAR | SOCO | VACAR | 2020 | B4 | 100 | 0 | 2000 | 0 | 0 | 0 | 0 | 0 | 0 | 0 | 0 | 0 | 0 | 0
SOCO_2_VACAR | SOCO | VACAR | 2020 | B5 | 200 | 0 | 2000 | 0 | 0 | 0 | 0 | 0 | 0 | 0 | 0 | 0 | 0 | 0
SOCO_2_VACAR | SOCO | VACAR | 2020 | B6 | 300 | 0 | 2000 | 0 | 0 | 0 | 0 | 0 | 0 | 0 | 0 | 0 | 0 | 0
SOCO_2_VACAR | SOCO | VACAR | 2020 | B7 | 400 | 0 | 2000 | 0 | 0 | 0 | 0 | 0 | 0 | 0 | 0 | 0 | 0 | 0
SOCO_2_VACAR | SOCO | VACAR | 2020 | B8 | 500 | 0 | 2000 | 0 | 0 | 0 | 0 | 0 | 0 | 0 | 0 | 0 | 0 | 0
SOCO_2_VACAR | SOCO | VACAR | 2020 | B9 | 800 | 0 | 2000 | 0 | 0 | 0 | 0 | 0 | 0 | 0 | 0 | 0 | 0 | 0
SOCO_2_VACAR | SOCO | VACAR | 2020 | B10 | 1262 | 0 | 2000 | 0 | 0 | 0 | 0 | 0 | 0 | 0 | 0 | 0 | 0 | 0
SOCO_2_VACAR | SOCO | VACAR | 2020 | B11 | 25 | 0 | 2000 | 0 | 0 | 0 | 0 | 0 | 0 | 0 | 0 | 0 | 0 | 0
SOCO_2_VACAR | SOCO | VACAR | 2020 | B12 | 200 | 0 | 2000 | 541.73 | 0 | 0 | 0 | 0 | 0 | 0 | 0 | 0 | 0 | 0
SOCO_2_VACAR | SOCO | VACAR | 2020 | B13 | 600 | 0 | 2000 | 0 | 0 | 0 | 0 | 0 | 0 | 0 | 0 | 0 | 0 | 0
SOCO_2_VACAR | SOCO | VACAR | 2020 | B14 | 900 | 0 | 2000 | 0 | 0 | 0 | 0 | 0 | 0 | 0 | 0 | 0 | 0 | 0
SOCO_2_VACAR | SOCO | VACAR | 2020 | B15 | 1203 | 0 | 2000 | 0 | 0 | 0 | 0 | 0 | 0 | 0 | 0 | 0 | 0 | 0
SOCO_2_VACAR | SOCO | VACAR | 2020 | B16 | 25 | 0 | 2000 | 400.46 | 0 | 0 | 0 | 0 | 0 | 0 | 0 | 0 | 0 | 0
SOCO_2_VACAR | SOCO | VACAR | 2020 | B17 | 100 | 0 | 2000 | 0 | 0 | 0 | 0 | 0 | 0 | 0 | 0 | 0 | 0 | 0
SOCO_2_VACAR | SOCO | VACAR | 2020 | B18 | 400 | 0 | 2000 | 0 | 0 | 0 | 0 | 0 | 0 | 0 | 0 | 0 | 0 | 0
SOCO_2_VACAR | SOCO | VACAR | 2020 | B19 | 700 | 0 | 2000 | 0 | 0 | 0 | 0 | 0 | 0 | 0 | 0 | 0 | 0 | 0
SOCO_2_VACAR | SOCO | VACAR | 2020 | B20 | 935 | 0 | 2000 | 0 | 0 | 0 | 0 | 0 | 0 | 0 | 0 | 0 | 0 | 0
SOCO_2_VACAR | SOCO | VACAR | 2025 | B1 | 10 | 0 | 2000 | 0 | 0 | 0 | 0 | 0 | 0 | 0 | 0 | 0 | 0 | 0
SOCO_2_VACAR | SOCO | VACAR | 2025 | B2 | 25 | 0 | 2000 | 0 | 0 | 0 | 0 | 0 | 0 | 0 | 0 | 0 | 0 | 0
SOCO_2_VACAR | SOCO | VACAR | 2025 | B3 | 75 | 0 | 2000 | 0 | 0 | 0 | 0 | 0 | 0 | 0 | 0 | 0 | 0 | 0
SOCO_2_VACAR | SOCO | VACAR | 2025 | B4 | 100 | 0 | 2000 | 0 | 0 | 0 | 0 | 0 | 0 | 0 | 0 | 0 | 0 | 0
SOCO_2_VACAR | SOCO | VACAR | 2025 | B5 | 200 | 0 | 2000 | 0 | 0 | 0 | 0 | 0 | 0 | 0 | 0 | 0 | 0 | 0
SOCO_2_VACAR | SOCO | VACAR | 2025 | B6 | 300 | 0 | 2000 | 0 | 0 | 0 | 0 | 0 | 0 | 0 | 0 | 0 | 0 | 0
SOCO_2_VACAR | SOCO | VACAR | 2025 | B7 | 400 | 0 | 2000 | 0 | 0 | 0 | 0 | 0 | 0 | 0 | 0 | 0 | 0 | 0
SOCO_2_VACAR | SOCO | VACAR | 2025 | B8 | 500 | 0 | 2000 | 0 | 0 | 0 | 0 | 0 | 0 | 0 | 0 | 0 | 0 | 0
SOCO_2_VACAR | SOCO | VACAR | 2025 | B9 | 800 | 0 | 2000 | 0 | 0 | 0 | 0 | 0 | 0 | 0 | 0 | 0 | 0 | 0
SOCO_2_VACAR | SOCO | VACAR | 2025 | B10 | 1262 | 0 | 2000 | 0 | 0 | 0 | 0 | 0 | 0 | 0 | 0 | 0 | 0 | 0
SOCO_2_VACAR | SOCO | VACAR | 2025 | B11 | 25 | 0 | 2000 | 0 | 0 | 0 | 0 | 0 | 0 | 0 | 0 | 0 | 0 | 0
SOCO_2_VACAR | SOCO | VACAR | 2025 | B12 | 200 | 0 | 2000 | 0 | 0 | 0 | 0 | 0 | 0 | 0 | 0 | 0 | 0 | 0
SOCO_2_VACAR | SOCO | VACAR | 2025 | B13 | 600 | 0 | 2000 | 0 | 0 | 0 | 0 | 0 | 0 | 0 | 0 | 0 | 0 | 0
SOCO_2_VACAR | SOCO | VACAR | 2025 | B14 | 900 | 0 | 2000 | 0 | 0 | 0 | 0 | 0 | 0 | 0 | 0 | 0 | 0 | 0
SOCO_2_VACAR | SOCO | VACAR | 2025 | B15 | 1203 | 0 | 2000 | 0 | 0 | 0 | 0 | 0 | 0 | 0 | 0 | 0 | 0 | 0
SOCO_2_VACAR | SOCO | VACAR | 2025 | B16 | 25 | 0 | 2000 | 0 | 0 | 0 | 0 | 0 | 0 | 0 | 0 | 0 | 0 | 0
SOCO_2_VACAR | SOCO | VACAR | 2025 | B17 | 100 | 0 | 2000 | 0 | 0 | 0 | 0 | 0 | 0 | 0 | 0 | 0 | 0 | 0
SOCO_2_VACAR | SOCO | VACAR | 2025 | B18 | 400 | 0 | 2000 | 0 | 0 | 0 | 0 | 0 | 0 | 0 | 0 | 0 | 0 | 0
SOCO_2_VACAR | SOCO | VACAR | 2025 | B19 | 700 | 0 | 2000 | 0 | 0 | 0 | 0 | 0 | 0 | 0 | 0 | 0 | 0 | 0
SOCO_2_VACAR | SOCO | VACAR | 2025 | B20 | 935 | 0 | 2000 | 0 | 0 | 0 | 0 | 0 | 0 | 0 | 0 | 0 | 0 | 0
SOCO_2_VACAR | SOCO | VACAR | 2030 | B1 | 10 | 0 | 2000 | 0 | 0 | 0 | 0 | 0 | 0 | 0 | 0 | 0 | 0 | 0
SOCO_2_VACAR | SOCO | VACAR | 2030 | B2 | 25 | 0 | 2000 | 0 | 0 | 0 | 0 | 0 | 0 | 0 | 0 | 0 | 0 | 0
SOCO_2_VACAR | SOCO | VACAR | 2030 | B3 | 75 | 0 | 2000 | 0 | 0 | 0 | 0 | 0 | 0 | 0 | 0 | 0 | 0 | 0
SOCO_2_VACAR | SOCO | VACAR | 2030 | B4 | 100 | 0 | 2000 | 0 | 0 | 0 | 0 | 0 | 0 | 0 | 0 | 0 | 0 | 0
SOCO_2_VACAR | SOCO | VACAR | 2030 | B5 | 200 | 0 | 2000 | 0 | 0 | 0 | 0 | 0 | 0 | 0 | 0 | 0 | 0 | 0
SOCO_2_VACAR | SOCO | VACAR | 2030 | B6 | 300 | 0 | 2000 | 0 | 0 | 0 | 0 | 0 | 0 | 0 | 0 | 0 | 0 | 0
SOCO_2_VACAR | SOCO | VACAR | 2030 | B7 | 400 | 0 | 2000 | 0 | 0 | 0 | 0 | 0 | 0 | 0 | 0 | 0 | 0 | 0
SOCO_2_VACAR | SOCO | VACAR | 2030 | B8 | 500 | 0 | 2000 | 0 | 0 | 0 | 0 | 0 | 0 | 0 | 0 | 0 | 0 | 0
SOCO_2_VACAR | SOCO | VACAR | 2030 | B9 | 800 | 0 | 2000 | 0 | 0 | 0 | 0 | 0 | 0 | 0 | 0 | 0 | 0 | 0
SOCO_2_VACAR | SOCO | VACAR | 2030 | B10 | 1262 | 0 | 2000 | 0 | 0 | 0 | 0 | 0 | 0 | 0 | 0 | 0 | 0 | 0
SOCO_2_VACAR | SOCO | VACAR | 2030 | B11 | 25 | 0 | 2000 | 0 | 0 | 0 | 0 | 0 | 0 | 0 | 0 | 0 | 0 | 0
SOCO_2_VACAR | SOCO | VACAR | 2030 | B12 | 200 | 0 | 2000 | 0 | 0 | 0 | 0 | 0 | 0 | 0 | 0 | 0 | 0 | 0
SOCO_2_VACAR | SOCO | VACAR | 2030 | B13 | 600 | 0 | 2000 | 0 | 0 | 0 | 0 | 0 | 0 | 0 | 0 | 0 | 0 | 0
SOCO_2_VACAR | SOCO | VACAR | 2030 | B14 | 900 | 0 | 2000 | 0 | 0 | 0 | 0 | 0 | 0 | 0 | 0 | 0 | 0 | 0
SOCO_2_VACAR | SOCO | VACAR | 2030 | B15 | 1203 | 0 | 2000 | 0 | 0 | 0 | 0 | 0 | 0 | 0 | 0 | 0 | 0 | 0
SOCO_2_VACAR | SOCO | VACAR | 2030 | B16 | 25 | 0 | 2000 | 0 | 0 | 0 | 0 | 0 | 0 | 0 | 0 | 0 | 0 | 0
SOCO_2_VACAR | SOCO | VACAR | 2030 | B17 | 100 | 0 | 2000 | 0 | 0 | 0 | 0 | 0 | 0 | 0 | 0 | 0 | 0 | 0
SOCO_2_VACAR | SOCO | VACAR | 2030 | B18 | 400 | 0 | 2000 | 0 | 0 | 0 | 0 | 0 | 0 | 0 | 0 | 0 | 0 | 0
SOCO_2_VACAR | SOCO | VACAR | 2030 | B19 | 700 | 0 | 2000 | 0 | 0 | 0 | 0 | 0 | 0 | 0 | 0 | 0 | 0 | 0
SOCO_2_VACAR | SOCO | VACAR | 2030 | B20 | 935 | 0 | 2000 | 0 | 0 | 0 | 0 | 0 | 0 | 0 | 0 | 0 | 0 | 0
SOCO_2_VACAR | SOCO | VACAR | 2035 | B1 | 10 | 0 | 2000 | 0 | 0 | 0 | 0 | 0 | 0 | 0 | 0 | 0 | 0 | 0
SOCO_2_VACAR | SOCO | VACAR | 2035 | B2 | 25 | 0 | 2000 | 0 | 0 | 0 | 0 | 0 | 0 | 0 | 0 | 0 | 0 | 0
SOCO_2_VACAR | SOCO | VACAR | 2035 | B3 | 75 | 0 | 2000 | 0 | 0 | 0 | 0 | 0 | 0 | 0 | 0 | 0 | 0 | 0
SOCO_2_VACAR | SOCO | VACAR | 2035 | B4 | 100 | 0 | 2000 | 0 | 0 | 0 | 0 | 0 | 0 | 0 | 0 | 0 | 0 | 0
SOCO_2_VACAR | SOCO | VACAR | 2035 | B5 | 200 | 0 | 2000 | 0 | 0 | 0 | 0 | 0 | 0 | 0 | 0 | 0 | 0 | 0
SOCO_2_VACAR | SOCO | VACAR | 2035 | B6 | 300 | 0 | 2000 | 0 | 0 | 0 | 0 | 0 | 0 | 0 | 0 | 0 | 0 | 0
SOCO_2_VACAR | SOCO | VACAR | 2035 | B7 | 400 | 0 | 2000 | 0 | 0 | 0 | 0 | 0 | 0 | 0 | 0 | 0 | 0 | 0
SOCO_2_VACAR | SOCO | VACAR | 2035 | B8 | 500 | 0 | 2000 | 0 | 0 | 0 | 0 | 0 | 0 | 0 | 0 | 0 | 0 | 0
SOCO_2_VACAR | SOCO | VACAR | 2035 | B9 | 800 | 0 | 2000 | 0 | 0 | 0 | 0 | 0 | 0 | 0 | 0 | 0 | 0 | 0
SOCO_2_VACAR | SOCO | VACAR | 2035 | B10 | 1262 | 0 | 2000 | 0 | 0 | 0 | 0 | 0 | 0 | 0 | 0 | 0 | 0 | 0
SOCO_2_VACAR | SOCO | VACAR | 2035 | B11 | 25 | 0 | 2000 | 0 | 0 | 0 | 0 | 0 | 0 | 0 | 0 | 0 | 0 | 0
SOCO_2_VACAR | SOCO | VACAR | 2035 | B12 | 200 | 0 | 2000 | 0 | 0 | 0 | 0 | 0 | 0 | 0 | 0 | 0 | 0 | 0
SOCO_2_VACAR | SOCO | VACAR | 2035 | B13 | 600 | 0 | 2000 | 0 | 0 | 0 | 0 | 0 | 0 | 0 | 0 | 0 | 0 | 0
SOCO_2_VACAR | SOCO | VACAR | 2035 | B14 | 900 | 0 | 2000 | 0 | 0 | 0 | 0 | 0 | 0 | 0 | 0 | 0 | 0 | 0
SOCO_2_VACAR | SOCO | VACAR | 2035 | B15 | 1203 | 0 | 2000 | 0 | 0 | 0 | 0 | 0 | 0 | 0 | 0 | 0 | 0 | 0
SOCO_2_VACAR | SOCO | VACAR | 2035 | B16 | 25 | 0 | 2000 | 0 | 0 | 0 | 0 | 0 | 0 | 0 | 0 | 0 | 0 | 0
SOCO_2_VACAR | SOCO | VACAR | 2035 | B17 | 100 | 0 | 2000 | 0 | 0 | 0 | 0 | 0 | 0 | 0 | 0 | 0 | 0 | 0
SOCO_2_VACAR | SOCO | VACAR | 2035 | B18 | 400 | 0 | 2000 | 0 | 0 | 0 | 0 | 0 | 0 | 0 | 0 | 0 | 0 | 0
SOCO_2_VACAR | SOCO | VACAR | 2035 | B19 | 700 | 0 | 2000 | 0 | 0 | 0 | 0 | 0 | 0 | 0 | 0 | 0 | 0 | 0
SOCO_2_VACAR | SOCO | VACAR | 2035 | B20 | 935 | 0 | 2000 | 0 | 0 | 0 | 0 | 0 | 0 | 0 | 0 | 0 | 0 | 0
SOCO_2_VACAR | SOCO | VACAR | 2040 | B1 | 10 | 0 | 2000 | 0 | 0 | 0 | 0 | 0 | 0 | 0 | 0 | 0 | 0 | 0
SOCO_2_VACAR | SOCO | VACAR | 2040 | B2 | 25 | 0 | 2000 | 0 | 0 | 0 | 0 | 0 | 0 | 0 | 0 | 0 | 0 | 0
SOCO_2_VACAR | SOCO | VACAR | 2040 | B3 | 75 | 0 | 2000 | 0 | 0 | 0 | 0 | 0 | 0 | 0 | 0 | 0 | 0 | 0
SOCO_2_VACAR | SOCO | VACAR | 2040 | B4 | 100 | 0 | 2000 | 0 | 0 | 0 | 0 | 0 | 0 | 0 | 0 | 0 | 0 | 0
SOCO_2_VACAR | SOCO | VACAR | 2040 | B5 | 200 | 0 | 2000 | 0 | 0 | 0 | 0 | 0 | 0 | 0 | 0 | 0 | 0 | 0
SOCO_2_VACAR | SOCO | VACAR | 2040 | B6 | 300 | 0 | 2000 | 0 | 0 | 0 | 0 | 0 | 0 | 0 | 0 | 0 | 0 | 0
SOCO_2_VACAR | SOCO | VACAR | 2040 | B7 | 400 | 0 | 2000 | 0 | 0 | 0 | 0 | 0 | 0 | 0 | 0 | 0 | 0 | 0
SOCO_2_VACAR | SOCO | VACAR | 2040 | B8 | 500 | 0 | 2000 | 0 | 0 | 0 | 0 | 0 | 0 | 0 | 0 | 0 | 0 | 0
SOCO_2_VACAR | SOCO | VACAR | 2040 | B9 | 800 | 0 | 2000 | 0 | 0 | 0 | 0 | 0 | 0 | 0 | 0 | 0 | 0 | 0
SOCO_2_VACAR | SOCO | VACAR | 2040 | B10 | 1262 | 0 | 2000 | 0 | 0 | 0 | 0 | 0 | 0 | 0 | 0 | 0 | 0 | 0
SOCO_2_VACAR | SOCO | VACAR | 2040 | B11 | 25 | 0 | 2000 | 0 | 0 | 0 | 0 | 0 | 0 | 0 | 0 | 0 | 0 | 0
SOCO_2_VACAR | SOCO | VACAR | 2040 | B12 | 200 | 0 | 2000 | 0 | 0 | 0 | 0 | 0 | 0 | 0 | 0 | 0 | 0 | 0
SOCO_2_VACAR | SOCO | VACAR | 2040 | B13 | 600 | 0 | 2000 | 0 | 0 | 0 | 0 | 0 | 0 | 0 | 0 | 0 | 0 | 0
SOCO_2_VACAR | SOCO | VACAR | 2040 | B14 | 900 | 0 | 2000 | 0 | 0 | 0 | 0 | 0 | 0 | 0 | 0 | 0 | 0 | 0
SOCO_2_VACAR | SOCO | VACAR | 2040 | B15 | 1203 | 0 | 2000 | 0 | 0 | 0 | 0 | 0 | 0 | 0 | 0 | 0 | 0 | 0
SOCO_2_VACAR | SOCO | VACAR | 2040 | B16 | 25 | 0 | 2000 | 0 | 0 | 0 | 0 | 0 | 0 | 0 | 0 | 0 | 0 | 0
SOCO_2_VACAR | SOCO | VACAR | 2040 | B17 | 100 | 0 | 2000 | 0 | 0 | 0 | 0 | 0 | 0 | 0 | 0 | 0 | 0 | 0
SOCO_2_VACAR | SOCO | VACAR | 2040 | B18 | 400 | 0 | 2000 | 0 | 0 | 0 | 0 | 0 | 0 | 0 | 0 | 0 | 0 | 0
SOCO_2_VACAR | SOCO | VACAR | 2040 | B19 | 700 | 0 | 2000 | 0 | 0 | 0 | 0 | 0 | 0 | 0 | 0 | 0 | 0 | 0
SOCO_2_VACAR | SOCO | VACAR | 2040 | B20 | 935 | 0 | 2000 | 0 | 0 | 0 | 0 | 0 | 0 | 0 | 0 | 0 | 0 | 0
SOCO_2_VACAR | SOCO | VACAR | 2045 | B1 | 10 | 0 | 2000 | 0 | 0 | 0 | 0 | 0 | 0 | 0 | 0 | 0 | 0 | 0
SOCO_2_VACAR | SOCO | VACAR | 2045 | B2 | 25 | 0 | 2000 | 0 | 0 | 0 | 0 | 0 | 0 | 0 | 0 | 0 | 0 | 0
SOCO_2_VACAR | SOCO | VACAR | 2045 | B3 | 75 | 0 | 2000 | 0 | 0 | 0 | 0 | 0 | 0 | 0 | 0 | 0 | 0 | 0
SOCO_2_VACAR | SOCO | VACAR | 2045 | B4 | 100 | 0 | 2000 | 0 | 0 | 0 | 0 | 0 | 0 | 0 | 0 | 0 | 0 | 0
SOCO_2_VACAR | SOCO | VACAR | 2045 | B5 | 200 | 0 | 2000 | 0 | 0 | 0 | 0 | 0 | 0 | 0 | 0 | 0 | 0 | 0
SOCO_2_VACAR | SOCO | VACAR | 2045 | B6 | 300 | 0 | 2000 | 0 | 0 | 0 | 0 | 0 | 0 | 0 | 0 | 0 | 0 | 0
SOCO_2_VACAR | SOCO | VACAR | 2045 | B7 | 400 | 0 | 2000 | 0 | 0 | 0 | 0 | 0 | 0 | 0 | 0 | 0 | 0 | 0
SOCO_2_VACAR | SOCO | VACAR | 2045 | B8 | 500 | 0 | 2000 | 0 | 0 | 0 | 0 | 0 | 0 | 0 | 0 | 0 | 0 | 0
SOCO_2_VACAR | SOCO | VACAR | 2045 | B9 | 800 | 0 | 2000 | 0 | 0 | 0 | 0 | 0 | 0 | 0 | 0 | 0 | 0 | 0
SOCO_2_VACAR | SOCO | VACAR | 2045 | B10 | 1262 | 0 | 2000 | 0 | 0 | 0 | 0 | 0 | 0 | 0 | 0 | 0 | 0 | 0
SOCO_2_VACAR | SOCO | VACAR | 2045 | B11 | 25 | 0 | 2000 | 615.56 | 0 | 0 | 0 | 0 | 0 | 0 | 0 | 0 | 0 | 0
SOCO_2_VACAR | SOCO | VACAR | 2045 | B12 | 200 | 0 | 2000 | 0 | 0 | 0 | 0 | 0 | 0 | 0 | 0 | 0 | 0 | 0
SOCO_2_VACAR | SOCO | VACAR | 2045 | B13 | 600 | 0 | 2000 | 0 | 0 | 0 | 0 | 0 | 0 | 0 | 0 | 0 | 0 | 0
SOCO_2_VACAR | SOCO | VACAR | 2045 | B14 | 900 | 0 | 2000 | 0 | 0 | 0 | 0 | 0 | 0 | 0 | 0 | 0 | 0 | 0
SOCO_2_VACAR | SOCO | VACAR | 2045 | B15 | 1203 | 0 | 2000 | 0 | 0 | 0 | 0 | 0 | 0 | 0 | 0 | 0 | 0 | 0
SOCO_2_VACAR | SOCO | VACAR | 2045 | B16 | 25 | 0 | 2000 | 0 | 0 | 0 | 0 | 0 | 0 | 0 | 0 | 0 | 0 | 0
SOCO_2_VACAR | SOCO | VACAR | 2045 | B17 | 100 | 0 | 2000 | 0 | 0 | 0 | 0 | 0 | 0 | 0 | 0 | 0 | 0 | 0
SOCO_2_VACAR | SOCO | VACAR | 2045 | B18 | 400 | 0 | 2000 | 0 | 0 | 0 | 0 | 0 | 0 | 0 | 0 | 0 | 0 | 0
SOCO_2_VACAR | SOCO | VACAR | 2045 | B19 | 700 | 0 | 2000 | 0 | 0 | 0 | 0 | 0 | 0 | 0 | 0 | 0 | 0 | 0
SOCO_2_VACAR | SOCO | VACAR | 2045 | B20 | 935 | 0 | 2000 | 0 | 0 | 0 | 0 | 0 | 0 | 0 | 0 | 0 | 0 | 0
SOCO_2_VACAR | SOCO | VACAR | 2050 | B1 | 10 | 0 | 2000 | 0 | 0 | 0 | 0 | 0 | 0 | 0 | 0 | 0 | 0 | 0
SOCO_2_VACAR | SOCO | VACAR | 2050 | B2 | 25 | 0 | 2000 | 0 | 0 | 0 | 0 | 0 | 0 | 0 | 0 | 0 | 0 | 0
SOCO_2_VACAR | SOCO | VACAR | 2050 | B3 | 75 | 0 | 2000 | 0 | 0 | 0 | 0 | 0 | 0 | 0 | 0 | 0 | 0 | 0
SOCO_2_VACAR | SOCO | VACAR | 2050 | B4 | 100 | 0 | 2000 | 0 | 0 | 0 | 0 | 0 | 0 | 0 | 0 | 0 | 0 | 0
SOCO_2_VACAR | SOCO | VACAR | 2050 | B5 | 200 | 0 | 2000 | 0 | 0 | 0 | 0 | 0 | 0 | 0 | 0 | 0 | 0 | 0
SOCO_2_VACAR | SOCO | VACAR | 2050 | B6 | 300 | 0 | 2000 | 3.97 | 0 | 0 | 0 | 0 | 0 | 0 | 0 | 0 | 0 | 0
SOCO_2_VACAR | SOCO | VACAR | 2050 | B7 | 400 | 0 | 2000 | 0 | 0 | 0 | 0 | 0 | 0 | 0 | 0 | 0 | 0 | 0
SOCO_2_VACAR | SOCO | VACAR | 2050 | B8 | 500 | 0 | 2000 | 0 | 0 | 0 | 0 | 0 | 0 | 0 | 0 | 0 | 0 | 0
SOCO_2_VACAR | SOCO | VACAR | 2050 | B9 | 800 | 0 | 2000 | 0 | 0 | 0 | 0 | 0 | 0 | 0 | 0 | 0 | 0 | 0
SOCO_2_VACAR | SOCO | VACAR | 2050 | B10 | 1262 | 0 | 2000 | 0 | 0 | 0 | 0 | 0 | 0 | 0 | 0 | 0 | 0 | 0
SOCO_2_VACAR | SOCO | VACAR | 2050 | B11 | 25 | 0 | 2000 | 0 | 0 | 0 | 0 | 0 | 0 | 0 | 0 | 0 | 0 | 0
SOCO_2_VACAR | SOCO | VACAR | 2050 | B12 | 200 | 0 | 2000 | 0 | 0 | 0 | 0 | 0 | 0 | 0 | 0 | 0 | 0 | 0
SOCO_2_VACAR | SOCO | VACAR | 2050 | B13 | 600 | 0 | 2000 | 0 | 0 | 0 | 0 | 0 | 0 | 0 | 0 | 0 | 0 | 0
SOCO_2_VACAR | SOCO | VACAR | 2050 | B14 | 900 | 0 | 2000 | 0 | 0 | 0 | 0 | 0 | 0 | 0 | 0 | 0 | 0 | 0
SOCO_2_VACAR | SOCO | VACAR | 2050 | B15 | 1203 | 0 | 2000 | 0 | 0 | 0 | 0 | 0 | 0 | 0 | 0 | 0 | 0 | 0
SOCO_2_VACAR | SOCO | VACAR | 2050 | B16 | 25 | 0 | 2000 | 0 | 0 | 0 | 0 | 0 | 0 | 0 | 0 | 0 | 0 | 0
SOCO_2_VACAR | SOCO | VACAR | 2050 | B17 | 100 | 0 | 2000 | 0 | 0 | 0 | 0 | 0 | 0 | 0 | 0 | 0 | 0 | 0
SOCO_2_VACAR | SOCO | VACAR | 2050 | B18 | 400 | 0 | 2000 | 0 | 0 | 0 | 0 | 0 | 0 | 0 | 0 | 0 | 0 | 0
SOCO_2_VACAR | SOCO | VACAR | 2050 | B19 | 700 | 0 | 2000 | 0 | 0 | 0 | 0 | 0 | 0 | 0 | 0 | 0 | 0 | 0
SOCO_2_VACAR | SOCO | VACAR | 2050 | B20 | 935 | 0 | 2000 | 0 | 0 | 0 | 0 | 0 | 0 | 0 | 0 | 0 | 0 | 0
SPP_N_2_ENT | SPP_N | ENT | 2015 | B1 | 10 | 0 | 1800 | 0 | 0 | 0 | 0 | 0 | 0 | 0 | 0 | 0 | 0 | 0
SPP_N_2_ENT | SPP_N | ENT | 2015 | B2 | 25 | 0 | 1800 | 0 | 0 | 0 | 0 | 0 | 0 | 0 | 0 | 0 | 0 | 0
SPP_N_2_ENT | SPP_N | ENT | 2015 | B3 | 75 | 0 | 1800 | 0 | 0 | 0 | 0 | 0 | 0 | 0 | 0 | 0 | 0 | 0
SPP_N_2_ENT | SPP_N | ENT | 2015 | B4 | 100 | 0 | 1800 | 0 | 0 | 0 | 0 | 0 | 0 | 0 | 0 | 0 | 0 | 0
SPP_N_2_ENT | SPP_N | ENT | 2015 | B5 | 200 | 0 | 1800 | 0 | 0 | 0 | 0 | 0 | 0 | 0 | 0 | 0 | 0 | 0
SPP_N_2_ENT | SPP_N | ENT | 2015 | B6 | 300 | 0 | 1800 | 0 | 0 | 0 | 0 | 0 | 0 | 0 | 0 | 0 | 0 | 0
SPP_N_2_ENT | SPP_N | ENT | 2015 | B7 | 400 | 0 | 1800 | 0 | 0 | 0 | 0 | 0 | 0 | 0 | 0 | 0 | 0 | 0
SPP_N_2_ENT | SPP_N | ENT | 2015 | B8 | 500 | 0 | 1800 | 0 | 0 | 0 | 0 | 0 | 0 | 0 | 0 | 0 | 0 | 0
SPP_N_2_ENT | SPP_N | ENT | 2015 | B9 | 800 | 0 | 1800 | 0 | 0 | 0 | 0 | 0 | 0 | 0 | 0 | 0 | 0 | 0
SPP_N_2_ENT | SPP_N | ENT | 2015 | B10 | 1262 | 0 | 1800 | 0 | 0 | 0 | 0 | 0 | 0 | 0 | 0 | 0 | 0 | 0
SPP_N_2_ENT | SPP_N | ENT | 2015 | B11 | 25 | 0 | 1800 | 0 | 0 | 0 | 0 | 0 | 0 | 0 | 0 | 0 | 0 | 0
SPP_N_2_ENT | SPP_N | ENT | 2015 | B12 | 200 | 0 | 1800 | 0 | 0 | 0 | 0 | 0 | 0 | 0 | 0 | 0 | 0 | 0
SPP_N_2_ENT | SPP_N | ENT | 2015 | B13 | 600 | 0 | 1800 | 0 | 0 | 0 | 0 | 0 | 0 | 0 | 0 | 0 | 0 | 0
SPP_N_2_ENT | SPP_N | ENT | 2015 | B14 | 900 | 0 | 1800 | 0 | 0 | 0 | 0 | 0 | 0 | 0 | 0 | 0 | 0 | 0
SPP_N_2_ENT | SPP_N | ENT | 2015 | B15 | 1203 | 0 | 1800 | 0 | 0 | 0 | 0 | 0 | 0 | 0 | 0 | 0 | 0 | 0
SPP_N_2_ENT | SPP_N | ENT | 2015 | B16 | 25 | 0 | 1800 | 0 | 0 | 0 | 0 | 0 | 0 | 0 | 0 | 0 | 0 | 0
SPP_N_2_ENT | SPP_N | ENT | 2015 | B17 | 100 | 0 | 1800 | 0 | 0 | 0 | 0 | 0 | 0 | 0 | 0 | 0 | 0 | 0
SPP_N_2_ENT | SPP_N | ENT | 2015 | B18 | 400 | 0 | 1800 | 0 | 0 | 0 | 0 | 0 | 0 | 0 | 0 | 0 | 0 | 0
SPP_N_2_ENT | SPP_N | ENT | 2015 | B19 | 700 | 0 | 1800 | 0 | 0 | 0 | 0 | 0 | 0 | 0 | 0 | 0 | 0 | 0
SPP_N_2_ENT | SPP_N | ENT | 2015 | B20 | 935 | 0 | 1800 | 0 | 0 | 0 | 0 | 0 | 0 | 0 | 0 | 0 | 0 | 0
SPP_N_2_ENT | SPP_N | ENT | 2020 | B1 | 10 | 0 | 1800 | 0 | 0 | 0 | 0 | 0 | 0 | 0 | 0 | 0 | 0 | 0
SPP_N_2_ENT | SPP_N | ENT | 2020 | B2 | 25 | 0 | 1800 | 0 | 0 | 0 | 0 | 0 | 0 | 0 | 0 | 0 | 0 | 0
SPP_N_2_ENT | SPP_N | ENT | 2020 | B3 | 75 | 0 | 1800 | 0 | 0 | 0 | 0 | 0 | 0 | 0 | 0 | 0 | 0 | 0
SPP_N_2_ENT | SPP_N | ENT | 2020 | B4 | 100 | 0 | 1800 | 0 | 0 | 0 | 0 | 0 | 0 | 0 | 0 | 0 | 0 | 0
SPP_N_2_ENT | SPP_N | ENT | 2020 | B5 | 200 | 0 | 1800 | 0 | 0 | 0 | 0 | 0 | 0 | 0 | 0 | 0 | 0 | 0
SPP_N_2_ENT | SPP_N | ENT | 2020 | B6 | 300 | 0 | 1800 | 0 | 0 | 0 | 0 | 0 | 0 | 0 | 0 | 0 | 0 | 0
SPP_N_2_ENT | SPP_N | ENT | 2020 | B7 | 400 | 0 | 1800 | 0 | 0 | 0 | 0 | 0 | 0 | 0 | 0 | 0 | 0 | 0
SPP_N_2_ENT | SPP_N | ENT | 2020 | B8 | 500 | 0 | 1800 | 0 | 0 | 0 | 0 | 0 | 0 | 0 | 0 | 0 | 0 | 0
SPP_N_2_ENT | SPP_N | ENT | 2020 | B9 | 800 | 0 | 1800 | 0 | 0 | 0 | 0 | 0 | 0 | 0 | 0 | 0 | 0 | 0
SPP_N_2_ENT | SPP_N | ENT | 2020 | B10 | 1262 | 0 | 1800 | 0 | 0 | 0 | 0 | 0 | 0 | 0 | 0 | 0 | 0 | 0
SPP_N_2_ENT | SPP_N | ENT | 2020 | B11 | 25 | 0 | 1800 | 0 | 0 | 0 | 0 | 0 | 0 | 0 | 0 | 0 | 0 | 0
SPP_N_2_ENT | SPP_N | ENT | 2020 | B12 | 200 | 0 | 1800 | 0 | 0 | 0 | 0 | 0 | 0 | 0 | 0 | 0 | 0 | 0
SPP_N_2_ENT | SPP_N | ENT | 2020 | B13 | 600 | 0 | 1800 | 0 | 0 | 0 | 0 | 0 | 0 | 0 | 0 | 0 | 0 | 0
SPP_N_2_ENT | SPP_N | ENT | 2020 | B14 | 900 | 0 | 1800 | 0 | 0 | 0 | 0 | 0 | 0 | 0 | 0 | 0 | 0 | 0
SPP_N_2_ENT | SPP_N | ENT | 2020 | B15 | 1203 | 0 | 1800 | 0 | 0 | 0 | 0 | 0 | 0 | 0 | 0 | 0 | 0 | 0
SPP_N_2_ENT | SPP_N | ENT | 2020 | B16 | 25 | 0 | 1800 | 883.67 | 0 | 0 | 0 | 0 | 0 | 0 | 0 | 0 | 0 | 0
SPP_N_2_ENT | SPP_N | ENT | 2020 | B17 | 100 | 0 | 1800 | 0 | 0 | 0 | 0 | 0 | 0 | 0 | 0 | 0 | 0 | 0
SPP_N_2_ENT | SPP_N | ENT | 2020 | B18 | 400 | 0 | 1800 | 0 | 0 | 0 | 0 | 0 | 0 | 0 | 0 | 0 | 0 | 0
SPP_N_2_ENT | SPP_N | ENT | 2020 | B19 | 700 | 0 | 1800 | 0 | 0 | 0 | 0 | 0 | 0 | 0 | 0 | 0 | 0 | 0
SPP_N_2_ENT | SPP_N | ENT | 2020 | B20 | 935 | 0 | 1800 | 0 | 0 | 0 | 0 | 0 | 0 | 0 | 0 | 0 | 0 | 0
SPP_N_2_ENT | SPP_N | ENT | 2025 | B1 | 10 | 0 | 1800 | 293.95 | 0 | 0 | 0 | 0 | 0 | 0 | 0 | 0 | 0 | 0.32049
SPP_N_2_ENT | SPP_N | ENT | 2025 | B2 | 25 | 0 | 1800 | 0 | 0 | 0 | 0 | 0 | 0 | 0 | 0 | 0 | 0 | 0.32049
SPP_N_2_ENT | SPP_N | ENT | 2025 | B3 | 75 | 0 | 1800 | 0 | 0 | 0 | 0 | 0 | 0 | 0 | 0 | 0 | 0 | 0.32049
SPP_N_2_ENT | SPP_N | ENT | 2025 | B4 | 100 | 0 | 1800 | 0 | 0 | 0 | 0 | 0 | 0 | 0 | 0 | 0 | 0 | 0.32049
SPP_N_2_ENT | SPP_N | ENT | 2025 | B5 | 200 | 0 | 1800 | 0 | 0 | 0 | 0 | 0 | 0 | 0 | 0 | 0 | 0 | 0.32049
SPP_N_2_ENT | SPP_N | ENT | 2025 | B6 | 300 | 0 | 1800 | 0 | 0 | 0 | 0 | 0 | 0 | 0 | 0 | 0 | 0 | 0.32049
SPP_N_2_ENT | SPP_N | ENT | 2025 | B7 | 400 | 0 | 1800 | 0 | 0 | 0 | 0 | 0 | 0 | 0 | 0 | 0 | 0 | 0.32049
SPP_N_2_ENT | SPP_N | ENT | 2025 | B8 | 500 | 0 | 1800 | 0 | 0 | 0 | 0 | 0 | 0 | 0 | 0 | 0 | 0 | 0.32049
SPP_N_2_ENT | SPP_N | ENT | 2025 | B9 | 800 | 0 | 1800 | 0 | 0 | 0 | 0 | 0 | 0 | 0 | 0 | 0 | 0 | 0.32049
SPP_N_2_ENT | SPP_N | ENT | 2025 | B10 | 1262 | 0 | 1800 | 0 | 0 | 0 | 0 | 0 | 0 | 0 | 0 | 0 | 0 | 0.32049
SPP_N_2_ENT | SPP_N | ENT | 2025 | B11 | 25 | 0 | 1800 | 0 | 0 | 0 | 0 | 0 | 0 | 0 | 0 | 0 | 0 | 0.32049
SPP_N_2_ENT | SPP_N | ENT | 2025 | B12 | 200 | 0 | 1800 | 0 | 0 | 0 | 0 | 0 | 0 | 0 | 0 | 0 | 0 | 0.32049
SPP_N_2_ENT | SPP_N | ENT | 2025 | B13 | 600 | 0 | 1800 | 0 | 0 | 0 | 0 | 0 | 0 | 0 | 0 | 0 | 0 | 0.32049
SPP_N_2_ENT | SPP_N | ENT | 2025 | B14 | 900 | 0 | 1800 | 0 | 0 | 0 | 0 | 0 | 0 | 0 | 0 | 0 | 0 | 0.32049
SPP_N_2_ENT | SPP_N | ENT | 2025 | B15 | 1203 | 0 | 1800 | 942.7 | 0 | 958.77 | 0 | 0 | 0 | 0 | 0 | 0 | 0 | 0.32049
SPP_N_2_ENT | SPP_N | ENT | 2025 | B16 | 25 | 0 | 1800 | 627.09 | 0 | 0 | 0 | 0 | 0 | 0 | 0 | 0 | 0 | 0.32049
SPP_N_2_ENT | SPP_N | ENT | 2025 | B17 | 100 | 0 | 1800 | 0 | 0 | 0 | 0 | 0 | 0 | 0 | 0 | 0 | 0 | 0.32049
SPP_N_2_ENT | SPP_N | ENT | 2025 | B18 | 400 | 0 | 1800 | 0 | 0 | 0 | 0 | 0 | 0 | 0 | 0 | 0 | 0 | 0.32049
SPP_N_2_ENT | SPP_N | ENT | 2025 | B19 | 700 | 0 | 1800 | 922.07 | 0 | 6.95 | 0 | 0 | 0 | 0 | 0 | 0 | 0 | 0.32049
SPP_N_2_ENT | SPP_N | ENT | 2025 | B20 | 935 | 0 | 1800 | 1800 | 0 | 1800 | 0 | 1439.7 | 1.282 | 0 | 0.32049 | 1.282 | 0 | 0.32049
SPP_N_2_ENT | SPP_N | ENT | 2030 | B1 | 10 | 0 | 1800 | 227.26 | 0 | 0 | 0 | 0 | 0 | 0 | 0 | 0 | 0 | 0.37987
SPP_N_2_ENT | SPP_N | ENT | 2030 | B2 | 25 | 0 | 1800 | 0 | 0 | 0 | 0 | 0 | 0 | 0 | 0 | 0 | 0 | 0.37987
SPP_N_2_ENT | SPP_N | ENT | 2030 | B3 | 75 | 0 | 1800 | 0 | 0 | 0 | 0 | 0 | 0 | 0 | 0 | 0 | 0 | 0.37987
SPP_N_2_ENT | SPP_N | ENT | 2030 | B4 | 100 | 0 | 1800 | 0 | 0 | 0 | 0 | 0 | 0 | 0 | 0 | 0 | 0 | 0.37987
SPP_N_2_ENT | SPP_N | ENT | 2030 | B5 | 200 | 0 | 1800 | 0 | 0 | 0 | 0 | 0 | 0 | 0 | 0 | 0 | 0 | 0.37987
SPP_N_2_ENT | SPP_N | ENT | 2030 | B6 | 300 | 0 | 1800 | 0 | 0 | 0 | 0 | 0 | 0 | 0 | 0 | 0 | 0 | 0.37987
SPP_N_2_ENT | SPP_N | ENT | 2030 | B7 | 400 | 0 | 1800 | 0 | 0 | 0 | 0 | 0 | 0 | 0 | 0 | 0 | 0 | 0.37987
SPP_N_2_ENT | SPP_N | ENT | 2030 | B8 | 500 | 0 | 1800 | 0 | 0 | 0 | 0 | 0 | 0 | 0 | 0 | 0 | 0 | 0.37987
SPP_N_2_ENT | SPP_N | ENT | 2030 | B9 | 800 | 0 | 1800 | 0 | 0 | 0 | 0 | 0 | 0 | 0 | 0 | 0 | 0 | 0.37987
SPP_N_2_ENT | SPP_N | ENT | 2030 | B10 | 1262 | 0 | 1800 | 1800 | 0 | 1800 | 0 | 0 | 0.14244 | 0 | 0.01187 | 0.035247 | 0 | 0.37987
SPP_N_2_ENT | SPP_N | ENT | 2030 | B11 | 25 | 0 | 1800 | 974.69 | 0 | 0 | 0 | 0 | 0 | 0 | 0 | 0 | 0 | 0.37987
SPP_N_2_ENT | SPP_N | ENT | 2030 | B12 | 200 | 0 | 1800 | 0 | 0 | 0 | 0 | 0 | 0 | 0 | 0 | 0 | 0 | 0.37987
SPP_N_2_ENT | SPP_N | ENT | 2030 | B13 | 600 | 0 | 1800 | 0 | 0 | 0 | 0 | 0 | 0 | 0 | 0 | 0 | 0 | 0.37987
SPP_N_2_ENT | SPP_N | ENT | 2030 | B14 | 900 | 0 | 1800 | 1800 | 0 | 0 | 0 | 0 | 0.30862 | 0 | 0 | 0.054462 | 0 | 0.37987
SPP_N_2_ENT | SPP_N | ENT | 2030 | B15 | 1203 | 0 | 1800 | 1800 | 0 | 1800 | 0 | 1904.13 | 2.8369 | 0 | 0.46293 | 0.66918 | 0 | 0.37987
SPP_N_2_ENT | SPP_N | ENT | 2030 | B16 | 25 | 0 | 1800 | 334.02 | 0 | 0 | 0 | 0 | 0 | 0 | 0 | 0 | 0 | 0.37987
SPP_N_2_ENT | SPP_N | ENT | 2030 | B17 | 100 | 0 | 1800 | 1800 | 0 | 0 | 0 | 0 | 1.2107 | 0 | 0 | 0.02374 | 0 | 0.37987
SPP_N_2_ENT | SPP_N | ENT | 2030 | B18 | 400 | 0 | 1800 | 1722.97 | 0 | 0 | 0 | 0 | 0 | 0 | 0 | 0 | 0 | 0.37987
SPP_N_2_ENT | SPP_N | ENT | 2030 | B19 | 700 | 0 | 1800 | 1800 | 0 | 228.8 | 0 | 0 | 1.3413 | 0 | 0 | 0.1841 | 0 | 0.37987
SPP_N_2_ENT | SPP_N | ENT | 2030 | B20 | 935 | 0 | 1800 | 1800 | 0 | 1800 | 0 | 2941.01 | 3.015 | 0 | 0.46293 | 0.55275 | 0 | 0.37987
SPP_N_2_ENT | SPP_N | ENT | 2035 | B1 | 10 | 0 | 1800 | 384.92 | 0 | 1800 | 0 | 0 | 0 | 0 | 0.01187 | 0 | 0 | 0.77858
SPP_N_2_ENT | SPP_N | ENT | 2035 | B2 | 25 | 0 | 1800 | 0 | 0 | 163.71 | 0 | 0 | 0 | 0 | 0 | 0 | 0 | 0.77858
SPP_N_2_ENT | SPP_N | ENT | 2035 | B3 | 75 | 0 | 1800 | 0 | 0 | 0 | 0 | 0 | 0 | 0 | 0 | 0 | 0 | 0.77858
SPP_N_2_ENT | SPP_N | ENT | 2035 | B4 | 100 | 0 | 1800 | 0 | 0 | 0 | 0 | 0 | 0 | 0 | 0 | 0 | 0 | 0.77858
SPP_N_2_ENT | SPP_N | ENT | 2035 | B5 | 200 | 0 | 1800 | 0 | 0 | 0 | 0 | 0 | 0 | 0 | 0 | 0 | 0 | 0.77858
SPP_N_2_ENT | SPP_N | ENT | 2035 | B6 | 300 | 0 | 1800 | 0 | 0 | 0 | 0 | 0 | 0 | 0 | 0 | 0 | 0 | 0.77858
SPP_N_2_ENT | SPP_N | ENT | 2035 | B7 | 400 | 0 | 1800 | 0 | 0 | 0 | 0 | 0 | 0 | 0 | 0 | 0 | 0 | 0.77858
SPP_N_2_ENT | SPP_N | ENT | 2035 | B8 | 500 | 0 | 1800 | 0 | 0 | 0 | 0 | 0 | 0 | 0 | 0 | 0 | 0 | 0.77858
SPP_N_2_ENT | SPP_N | ENT | 2035 | B9 | 800 | 0 | 1800 | 0 | 0 | 0 | 0 | 0 | 0 | 0 | 0 | 0 | 0 | 0.77858
SPP_N_2_ENT | SPP_N | ENT | 2035 | B10 | 1262 | 0 | 1800 | 1800 | 0 | 1800 | 0 | 695.06 | 2.4571 | 0 | 0.99708 | 0.62017 | 0 | 0.77858
SPP_N_2_ENT | SPP_N | ENT | 2035 | B11 | 25 | 0 | 1800 | 0 | 0 | 0 | 0 | 0 | 0 | 0 | 0 | 0 | 0 | 0.77858
SPP_N_2_ENT | SPP_N | ENT | 2035 | B12 | 200 | 0 | 1800 | 0 | 0 | 0 | 0 | 0 | 0 | 0 | 0 | 0 | 0 | 0.77858
SPP_N_2_ENT | SPP_N | ENT | 2035 | B13 | 600 | 0 | 1800 | 0 | 0 | 0 | 0 | 0 | 0 | 0 | 0 | 0 | 0 | 0.77858
SPP_N_2_ENT | SPP_N | ENT | 2035 | B14 | 900 | 0 | 1800 | 1800 | 0 | 1048.6 | 0 | 0 | 0.27301 | 0 | 0 | 0.049142 | 0 | 0.77858
SPP_N_2_ENT | SPP_N | ENT | 2035 | B15 | 1203 | 0 | 1800 | 1800 | 0 | 1800 | 0 | 153.14 | 5.1041 | 0 | 0.99708 | 1.228 | 0 | 0.77858
SPP_N_2_ENT | SPP_N | ENT | 2035 | B16 | 25 | 0 | 1800 | 1494.26 | 0 | 1800 | 0 | 0 | 0 | 0 | 0.01187 | 0 | 0 | 0.77858
SPP_N_2_ENT | SPP_N | ENT | 2035 | B17 | 100 | 0 | 1800 | 1104.77 | 0 | 0 | 0 | 0 | 0 | 0 | 0 | 0 | 0 | 0.77858
SPP_N_2_ENT | SPP_N | ENT | 2035 | B18 | 400 | 0 | 1800 | 733.77 | 0 | 0 | 0 | 0 | 0 | 0 | 0 | 0 | 0 | 0.77858
SPP_N_2_ENT | SPP_N | ENT | 2035 | B19 | 700 | 0 | 1800 | 1800 | 0 | 1326.37 | 0 | 0 | 2.1603 | 0 | 0 | 0.30245 | 0 | 0.77858
SPP_N_2_ENT | SPP_N | ENT | 2035 | B20 | 935 | 0 | 1800 | 1800 | 0 | 1800 | 0 | 580.44 | 4.8904 | 0 | 0.99708 | 0.91451 | 0 | 0.77858
SPP_N_2_ENT | SPP_N | ENT | 2040 | B1 | 10 | 0 | 1800 | 0 | 0 | 1800 | 0 | 0 | 0 | 0 | 1.0327 | 0 | 0 | 1.6945
SPP_N_2_ENT | SPP_N | ENT | 2040 | B2 | 25 | 0 | 1800 | 0 | 0 | 509.58 | 0 | 0 | 0 | 0 | 0 | 0 | 0 | 1.6945
SPP_N_2_ENT | SPP_N | ENT | 2040 | B3 | 75 | 0 | 1800 | 0 | 0 | 0 | 0 | 0 | 0 | 0 | 0 | 0 | 0 | 1.6945
SPP_N_2_ENT | SPP_N | ENT | 2040 | B4 | 100 | 0 | 1800 | 0 | 0 | 0 | 0 | 0 | 0 | 0 | 0 | 0 | 0 | 1.6945
SPP_N_2_ENT | SPP_N | ENT | 2040 | B5 | 200 | 0 | 1800 | 0 | 0 | 54.88 | 0 | 0 | 0 | 0 | 0 | 0 | 0 | 1.6945
SPP_N_2_ENT | SPP_N | ENT | 2040 | B6 | 300 | 0 | 1800 | 0 | 0 | 0 | 0 | 0 | 0 | 0 | 0 | 0 | 0 | 1.6945
SPP_N_2_ENT | SPP_N | ENT | 2040 | B7 | 400 | 0 | 1800 | 0 | 0 | 0 | 0 | 0 | 0 | 0 | 0 | 0 | 0 | 1.6945
SPP_N_2_ENT | SPP_N | ENT | 2040 | B8 | 500 | 0 | 1800 | 0 | 0 | 0 | 0 | 0 | 0 | 0 | 0 | 0 | 0 | 1.6945
SPP_N_2_ENT | SPP_N | ENT | 2040 | B9 | 800 | 0 | 1800 | 0 | 0 | 0 | 0 | 0 | 0 | 0 | 0 | 0 | 0 | 1.6945
SPP_N_2_ENT | SPP_N | ENT | 2040 | B10 | 1262 | 0 | 1800 | 1800 | 0 | 1800 | 0 | 0 | 5.3534 | 0 | 1.7449 | 1.6086 | 0 | 1.6945
SPP_N_2_ENT | SPP_N | ENT | 2040 | B11 | 25 | 0 | 1800 | 0 | 0 | 0 | 0 | 0 | 0 | 0 | 0 | 0 | 0 | 1.6945
SPP_N_2_ENT | SPP_N | ENT | 2040 | B12 | 200 | 0 | 1800 | 0 | 0 | 0 | 0 | 0 | 0 | 0 | 0 | 0 | 0 | 1.6945
SPP_N_2_ENT | SPP_N | ENT | 2040 | B13 | 600 | 0 | 1800 | 0 | 0 | 0 | 0 | 0 | 0 | 0 | 0 | 0 | 0 | 1.6945
SPP_N_2_ENT | SPP_N | ENT | 2040 | B14 | 900 | 0 | 1800 | 1798.43 | 0 | 1474.79 | 0 | 0 | 0 | 0 | 0 | 0 | 0 | 1.6945
SPP_N_2_ENT | SPP_N | ENT | 2040 | B15 | 1203 | 0 | 1800 | 1800 | 0 | 1800 | 0 | 0 | 9.5672 | 0 | 1.4007 | 2.7403 | 0 | 1.6945
SPP_N_2_ENT | SPP_N | ENT | 2040 | B16 | 25 | 0 | 1800 | 1649.08 | 0 | 1800 | 0 | 0 | 0 | 0 | 1.0327 | 0 | 0 | 1.6945
SPP_N_2_ENT | SPP_N | ENT | 2040 | B17 | 100 | 0 | 1800 | 1800 | 0 | 0 | 0 | 0 | 1.1751 | 0 | 0 | 0.027979 | 0 | 1.6945
SPP_N_2_ENT | SPP_N | ENT | 2040 | B18 | 400 | 0 | 1800 | 1765.24 | 0 | 0 | 0 | 0 | 0 | 0 | 0 | 0 | 0 | 1.6945
SPP_N_2_ENT | SPP_N | ENT | 2040 | B19 | 700 | 0 | 1800 | 1800 | 0 | 1800 | 0 | 0 | 0.20179 | 0 | 0.13057 | 0.033632 | 0 | 1.6945
SPP_N_2_ENT | SPP_N | ENT | 2040 | B20 | 935 | 0 | 1800 | 1800 | 0 | 1800 | 0 | 0 | 10.6355 | 0 | 1.3888 | 2.3677 | 0 | 1.6945
SPP_N_2_ENT | SPP_N | ENT | 2045 | B1 | 10 | 0 | 1800 | 0 | 0 | 1800 | 0 | 0 | 0 | 0 | 1.5075 | 0 | 0 | 1.7013
SPP_N_2_ENT | SPP_N | ENT | 2045 | B2 | 25 | 0 | 1800 | 0 | 0 | 597.13 | 0 | 0 | 0 | 0 | 0 | 0 | 0 | 1.7013
SPP_N_2_ENT | SPP_N | ENT | 2045 | B3 | 75 | 0 | 1800 | 0 | 0 | 0 | 0 | 0 | 0 | 0 | 0 | 0 | 0 | 1.7013
SPP_N_2_ENT | SPP_N | ENT | 2045 | B4 | 100 | 0 | 1800 | 0 | 0 | 1387.69 | 0 | 0 | 0 | 0 | 0 | 0 | 0 | 1.7013
SPP_N_2_ENT | SPP_N | ENT | 2045 | B5 | 200 | 0 | 1800 | 0 | 0 | 0 | 0 | 0 | 0 | 0 | 0 | 0 | 0 | 1.7013
SPP_N_2_ENT | SPP_N | ENT | 2045 | B6 | 300 | 0 | 1800 | 0 | 0 | 0 | 0 | 0 | 0 | 0 | 0 | 0 | 0 | 1.7013
SPP_N_2_ENT | SPP_N | ENT | 2045 | B7 | 400 | 0 | 1800 | 0 | 0 | 0 | 0 | 0 | 0 | 0 | 0 | 0 | 0 | 1.7013
SPP_N_2_ENT | SPP_N | ENT | 2045 | B8 | 500 | 0 | 1800 | 0 | 0 | 0 | 0 | 0 | 0 | 0 | 0 | 0 | 0 | 1.7013
SPP_N_2_ENT | SPP_N | ENT | 2045 | B9 | 800 | 0 | 1800 | 0 | 0 | 32.45 | 0 | 0 | 0 | 0 | 0 | 0 | 0 | 1.7013
SPP_N_2_ENT | SPP_N | ENT | 2045 | B10 | 1262 | 0 | 1800 | 1800 | 0 | 1800 | 0 | 2521.17 | 7.7986 | 0 | 2.4927 | 1.8226 | 0 | 1.7013
SPP_N_2_ENT | SPP_N | ENT | 2045 | B11 | 25 | 0 | 1800 | 0 | 0 | 380.33 | 0 | 0 | 0 | 0 | 0 | 0 | 0 | 1.7013
SPP_N_2_ENT | SPP_N | ENT | 2045 | B12 | 200 | 0 | 1800 | 0 | 0 | 0 | 0 | 0 | 0 | 0 | 0 | 0 | 0 | 1.7013
SPP_N_2_ENT | SPP_N | ENT | 2045 | B13 | 600 | 0 | 1800 | 0 | 0 | 0 | 0 | 0 | 0 | 0 | 0 | 0 | 0 | 1.7013
SPP_N_2_ENT | SPP_N | ENT | 2045 | B14 | 900 | 0 | 1800 | 1800 | 0 | 1800 | 0 | 0 | 0.26114 | 0 | 1.5075 | 0.043523 | 0 | 1.7013
SPP_N_2_ENT | SPP_N | ENT | 2045 | B15 | 1203 | 0 | 1800 | 1800 | 0 | 1800 | 0 | 1145.08 | 13.4725 | 0 | 2.4927 | 3.0014 | 0 | 1.7013
SPP_N_2_ENT | SPP_N | ENT | 2045 | B16 | 25 | 0 | 1800 | 1584.85 | 0 | 1800 | 0 | 0 | 0 | 0 | 1.5075 | 0 | 0 | 1.7013
SPP_N_2_ENT | SPP_N | ENT | 2045 | B17 | 100 | 0 | 1800 | 1482.42 | 0 | 722.41 | 0 | 0 | 0 | 0 | 0 | 0 | 0 | 1.7013
SPP_N_2_ENT | SPP_N | ENT | 2045 | B18 | 400 | 0 | 1800 | 1800 | 0 | 1800 | 0 | 0 | 0.01187 | 0 | 1.4007 | 0.00087926 | 0 | 1.7013
SPP_N_2_ENT | SPP_N | ENT | 2045 | B19 | 700 | 0 | 1800 | 1800 | 0 | 1800 | 0 | 0 | 1.0208 | 0 | 2.0298 | 0.13233 | 0 | 1.7013
SPP_N_2_ENT | SPP_N | ENT | 2045 | B20 | 935 | 0 | 1800 | 1800 | 0 | 1800 | 0 | 2163.95 | 10.4219 | 0 | 2.4927 | 1.8045 | 0 | 1.7013
SPP_N_2_ENT | SPP_N | ENT | 2050 | B1 | 10 | 0 | 1800 | 0 | 0 | 0 | 0 | 0 | 0 | 0 | 0 | 0 | 0 | 1.6391
SPP_N_2_ENT | SPP_N | ENT | 2050 | B2 | 25 | 0 | 1800 | 0 | 0 | 0 | 0 | 0 | 0 | 0 | 0 | 0 | 0 | 1.6391
SPP_N_2_ENT | SPP_N | ENT | 2050 | B3 | 75 | 0 | 1800 | 0 | 0 | 0 | 0 | 0 | 0 | 0 | 0 | 0 | 0 | 1.6391
SPP_N_2_ENT | SPP_N | ENT | 2050 | B4 | 100 | 0 | 1800 | 0 | 0 | 0 | 0 | 0 | 0 | 0 | 0 | 0 | 0 | 1.6391
SPP_N_2_ENT | SPP_N | ENT | 2050 | B5 | 200 | 0 | 1800 | 0 | 0 | 0 | 0 | 0 | 0 | 0 | 0 | 0 | 0 | 1.6391
SPP_N_2_ENT | SPP_N | ENT | 2050 | B6 | 300 | 0 | 1800 | 0 | 0 | 0 | 0 | 0 | 0 | 0 | 0 | 0 | 0 | 1.6391
SPP_N_2_ENT | SPP_N | ENT | 2050 | B7 | 400 | 0 | 1800 | 0 | 0 | 0 | 0 | 0 | 0 | 0 | 0 | 0 | 0 | 1.6391
SPP_N_2_ENT | SPP_N | ENT | 2050 | B8 | 500 | 0 | 1800 | 0 | 0 | 0 | 0 | 0 | 0 | 0 | 0 | 0 | 0 | 1.6391
SPP_N_2_ENT | SPP_N | ENT | 2050 | B9 | 800 | 0 | 1800 | 294.91 | 0 | 1800 | 0 | 942.01 | 0 | 0 | 1.6974 | 0 | 0 | 1.6391
SPP_N_2_ENT | SPP_N | ENT | 2050 | B10 | 1262 | 0 | 1800 | 1800 | 0 | 1800 | 0 | 806.39 | 8.0004 | 0 | 1.6974 | 2.0193 | 0 | 1.6391
SPP_N_2_ENT | SPP_N | ENT | 2050 | B11 | 25 | 0 | 1800 | 0 | 0 | 303.63 | 0 | 0 | 0 | 0 | 0 | 0 | 0 | 1.6391
SPP_N_2_ENT | SPP_N | ENT | 2050 | B12 | 200 | 0 | 1800 | 0 | 0 | 0 | 0 | 0 | 0 | 0 | 0 | 0 | 0 | 1.6391
SPP_N_2_ENT | SPP_N | ENT | 2050 | B13 | 600 | 0 | 1800 | 0 | 0 | 887.15 | 0 | 0 | 0 | 0 | 0 | 0 | 0 | 1.6391
SPP_N_2_ENT | SPP_N | ENT | 2050 | B14 | 900 | 0 | 1800 | 1800 | 0 | 1800 | 0 | 0 | 0.60537 | 0 | 1.6025 | 0.10897 | 0 | 1.6391
SPP_N_2_ENT | SPP_N | ENT | 2050 | B15 | 1203 | 0 | 1800 | 1800 | 0 | 1800 | 0 | 0 | 10.8254 | 0 | 1.6262 | 2.6046 | 0 | 1.6391
SPP_N_2_ENT | SPP_N | ENT | 2050 | B16 | 25 | 0 | 1800 | 1155.08 | 0 | 547.84 | 0 | 0 | 0 | 0 | 0 | 0 | 0 | 1.6391
SPP_N_2_ENT | SPP_N | ENT | 2050 | B17 | 100 | 0 | 1800 | 0 | 0 | 1800 | 0 | 0 | 0 | 0 | 0.9496 | 0 | 0 | 1.6391
SPP_N_2_ENT | SPP_N | ENT | 2050 | B18 | 400 | 0 | 1800 | 1621.71 | 0 | 1800 | 0 | 0 | 0 | 0 | 1.6262 | 0 | 0 | 1.6391
SPP_N_2_ENT | SPP_N | ENT | 2050 | B19 | 700 | 0 | 1800 | 1800 | 0 | 1800 | 0 | 0 | 2.3384 | 0 | 1.6262 | 0.32737 | 0 | 1.6391
SPP_N_2_ENT | SPP_N | ENT | 2050 | B20 | 935 | 0 | 1800 | 1800 | 0 | 1800 | 0 | 0 | 8.0004 | 0 | 1.6737 | 1.4961 | 0 | 1.6391
SPP_N_2_MISO_MO-IL | SPP_N | MISO_MO-IL | 2015 | B1 | 10 | 0 | 2000 | 0 | 0 | 0 | 0 | 0 | 0 | 0 | 0 | 0 | 0 | Infinite
SPP_N_2_MISO_MO-IL | SPP_N | MISO_MO-IL | 2015 | B2 | 25 | 0 | 2000 | 0 | 0 | 0 | 0 | 0 | 0 | 0 | 0 | 0 | 0 | Infinite
SPP_N_2_MISO_MO-IL | SPP_N | MISO_MO-IL | 2015 | B3 | 75 | 0 | 2000 | 0 | 0 | 0 | 0 | 0 | 0 | 0 | 0 | 0 | 0 | Infinite
SPP_N_2_MISO_MO-IL | SPP_N | MISO_MO-IL | 2015 | B4 | 100 | 0 | 2000 | 0 | 0 | 0 | 0 | 0 | 0 | 0 | 0 | 0 | 0 | Infinite
SPP_N_2_MISO_MO-IL | SPP_N | MISO_MO-IL | 2015 | B5 | 200 | 0 | 2000 | 0 | 0 | 0 | 0 | 0 | 0 | 0 | 0 | 0 | 0 | Infinite
SPP_N_2_MISO_MO-IL | SPP_N | MISO_MO-IL | 2015 | B6 | 300 | 0 | 2000 | 0 | 0 | 0 | 0 | 0 | 0 | 0 | 0 | 0 | 0 | Infinite
SPP_N_2_MISO_MO-IL | SPP_N | MISO_MO-IL | 2015 | B7 | 400 | 0 | 2000 | 0 | 0 | 0 | 0 | 0 | 0 | 0 | 0 | 0 | 0 | Infinite
SPP_N_2_MISO_MO-IL | SPP_N | MISO_MO-IL | 2015 | B8 | 500 | 0 | 2000 | 0 | 0 | 0 | 0 | 0 | 0 | 0 | 0 | 0 | 0 | Infinite
SPP_N_2_MISO_MO-IL | SPP_N | MISO_MO-IL | 2015 | B9 | 800 | 0 | 2000 | 0 | 0 | 0 | 0 | 0 | 0 | 0 | 0 | 0 | 0 | Infinite
SPP_N_2_MISO_MO-IL | SPP_N | MISO_MO-IL | 2015 | B10 | 1262 | 0 | 2000 | 0 | 0 | 0 | 0 | 0 | 0 | 0 | 0 | 0 | 0 | Infinite
SPP_N_2_MISO_MO-IL | SPP_N | MISO_MO-IL | 2015 | B11 | 25 | 0 | 2000 | 0 | 0 | 0 | 0 | 0 | 0 | 0 | 0 | 0 | 0 | Infinite
SPP_N_2_MISO_MO-IL | SPP_N | MISO_MO-IL | 2015 | B12 | 200 | 0 | 2000 | 0 | 0 | 0 | 0 | 0 | 0 | 0 | 0 | 0 | 0 | Infinite
SPP_N_2_MISO_MO-IL | SPP_N | MISO_MO-IL | 2015 | B13 | 600 | 0 | 2000 | 0 | 0 | 0 | 0 | 0 | 0 | 0 | 0 | 0 | 0 | Infinite
SPP_N_2_MISO_MO-IL | SPP_N | MISO_MO-IL | 2015 | B14 | 900 | 0 | 2000 | 0 | 0 | 0 | 0 | 0 | 0 | 0 | 0 | 0 | 0 | Infinite
SPP_N_2_MISO_MO-IL | SPP_N | MISO_MO-IL | 2015 | B15 | 1203 | 0 | 2000 | 0 | 0 | 0 | 0 | 0 | 0 | 0 | 0 | 0 | 0 | Infinite
SPP_N_2_MISO_MO-IL | SPP_N | MISO_MO-IL | 2015 | B16 | 25 | 0 | 2000 | 0 | 0 | 0 | 0 | 0 | 0 | 0 | 0 | 0 | 0 | Infinite
SPP_N_2_MISO_MO-IL | SPP_N | MISO_MO-IL | 2015 | B17 | 100 | 0 | 2000 | 0 | 0 | 0 | 0 | 0 | 0 | 0 | 0 | 0 | 0 | Infinite
SPP_N_2_MISO_MO-IL | SPP_N | MISO_MO-IL | 2015 | B18 | 400 | 0 | 2000 | 0 | 0 | 0 | 0 | 0 | 0 | 0 | 0 | 0 | 0 | Infinite
SPP_N_2_MISO_MO-IL | SPP_N | MISO_MO-IL | 2015 | B19 | 700 | 0 | 2000 | 0 | 0 | 0 | 0 | 0 | 0 | 0 | 0 | 0 | 0 | Infinite
SPP_N_2_MISO_MO-IL | SPP_N | MISO_MO-IL | 2015 | B20 | 935 | 0 | 2000 | 0 | 0 | 0 | 0 | 0 | 0 | 0 | 0 | 0 | 0 | Infinite
SPP_N_2_MISO_MO-IL | SPP_N | MISO_MO-IL | 2020 | B1 | 10 | 0 | 2000 | 0 | 0 | 0 | 0 | 0 | 0 | 0 | 0 | 0 | 0 | Infinite
SPP_N_2_MISO_MO-IL | SPP_N | MISO_MO-IL | 2020 | B2 | 25 | 0 | 2000 | 0 | 0 | 0 | 0 | 0 | 0 | 0 | 0 | 0 | 0 | Infinite
SPP_N_2_MISO_MO-IL | SPP_N | MISO_MO-IL | 2020 | B3 | 75 | 0 | 2000 | 0 | 0 | 0 | 0 | 0 | 0 | 0 | 0 | 0 | 0 | Infinite
SPP_N_2_MISO_MO-IL | SPP_N | MISO_MO-IL | 2020 | B4 | 100 | 0 | 2000 | 0 | 0 | 0 | 0 | 0 | 0 | 0 | 0 | 0 | 0 | Infinite
SPP_N_2_MISO_MO-IL | SPP_N | MISO_MO-IL | 2020 | B5 | 200 | 0 | 2000 | 0 | 0 | 0 | 0 | 0 | 0 | 0 | 0 | 0 | 0 | Infinite
SPP_N_2_MISO_MO-IL | SPP_N | MISO_MO-IL | 2020 | B6 | 300 | 0 | 2000 | 0 | 0 | 0 | 0 | 0 | 0 | 0 | 0 | 0 | 0 | Infinite
SPP_N_2_MISO_MO-IL | SPP_N | MISO_MO-IL | 2020 | B7 | 400 | 0 | 2000 | 0 | 0 | 0 | 0 | 0 | 0 | 0 | 0 | 0 | 0 | Infinite
SPP_N_2_MISO_MO-IL | SPP_N | MISO_MO-IL | 2020 | B8 | 500 | 0 | 2000 | 0 | 0 | 0 | 0 | 0 | 0 | 0 | 0 | 0 | 0 | Infinite
SPP_N_2_MISO_MO-IL | SPP_N | MISO_MO-IL | 2020 | B9 | 800 | 0 | 2000 | 0 | 0 | 0 | 0 | 0 | 0 | 0 | 0 | 0 | 0 | Infinite
SPP_N_2_MISO_MO-IL | SPP_N | MISO_MO-IL | 2020 | B10 | 1262 | 0 | 2000 | 0 | 0 | 0 | 0 | 0 | 0 | 0 | 0 | 0 | 0 | Infinite
SPP_N_2_MISO_MO-IL | SPP_N | MISO_MO-IL | 2020 | B11 | 25 | 0 | 2000 | 0 | 0 | 0 | 0 | 0 | 0 | 0 | 0 | 0 | 0 | Infinite
SPP_N_2_MISO_MO-IL | SPP_N | MISO_MO-IL | 2020 | B12 | 200 | 0 | 2000 | 0 | 0 | 0 | 0 | 0 | 0 | 0 | 0 | 0 | 0 | Infinite
SPP_N_2_MISO_MO-IL | SPP_N | MISO_MO-IL | 2020 | B13 | 600 | 0 | 2000 | 0 | 0 | 0 | 0 | 0 | 0 | 0 | 0 | 0 | 0 | Infinite
SPP_N_2_MISO_MO-IL | SPP_N | MISO_MO-IL | 2020 | B14 | 900 | 0 | 2000 | 0 | 0 | 0 | 0 | 0 | 0 | 0 | 0 | 0 | 0 | Infinite
SPP_N_2_MISO_MO-IL | SPP_N | MISO_MO-IL | 2020 | B15 | 1203 | 0 | 2000 | 0 | 0 | 0 | 0 | 0 | 0 | 0 | 0 | 0 | 0 | Infinite
SPP_N_2_MISO_MO-IL | SPP_N | MISO_MO-IL | 2020 | B16 | 25 | 0 | 2000 | 0 | 0 | 0 | 0 | 0 | 0 | 0 | 0 | 0 | 0 | Infinite
SPP_N_2_MISO_MO-IL | SPP_N | MISO_MO-IL | 2020 | B17 | 100 | 0 | 2000 | 0 | 0 | 0 | 0 | 0 | 0 | 0 | 0 | 0 | 0 | Infinite
SPP_N_2_MISO_MO-IL | SPP_N | MISO_MO-IL | 2020 | B18 | 400 | 0 | 2000 | 0 | 0 | 0 | 0 | 0 | 0 | 0 | 0 | 0 | 0 | Infinite
SPP_N_2_MISO_MO-IL | SPP_N | MISO_MO-IL | 2020 | B19 | 700 | 0 | 2000 | 0 | 0 | 0 | 0 | 0 | 0 | 0 | 0 | 0 | 0 | Infinite
SPP_N_2_MISO_MO-IL | SPP_N | MISO_MO-IL | 2020 | B20 | 935 | 0 | 2000 | 0 | 0 | 0 | 0 | 0 | 0 | 0 | 0 | 0 | 0 | Infinite
SPP_N_2_MISO_MO-IL | SPP_N | MISO_MO-IL | 2025 | B1 | 10 | 0 | 2000 | 0 | 0 | 0 | 0 | 0 | 0 | 0 | 0 | 0 | 0 | Infinite
SPP_N_2_MISO_MO-IL | SPP_N | MISO_MO-IL | 2025 | B2 | 25 | 0 | 2000 | 0 | 0 | 0 | 0 | 0 | 0 | 0 | 0 | 0 | 0 | Infinite
SPP_N_2_MISO_MO-IL | SPP_N | MISO_MO-IL | 2025 | B3 | 75 | 0 | 2000 | 0 | 0 | 0 | 0 | 0 | 0 | 0 | 0 | 0 | 0 | Infinite
SPP_N_2_MISO_MO-IL | SPP_N | MISO_MO-IL | 2025 | B4 | 100 | 0 | 2000 | 0 | 0 | 0 | 0 | 0 | 0 | 0 | 0 | 0 | 0 | Infinite
SPP_N_2_MISO_MO-IL | SPP_N | MISO_MO-IL | 2025 | B5 | 200 | 0 | 2000 | 0 | 0 | 0 | 0 | 0 | 0 | 0 | 0 | 0 | 0 | Infinite
SPP_N_2_MISO_MO-IL | SPP_N | MISO_MO-IL | 2025 | B6 | 300 | 0 | 2000 | 0 | 0 | 0 | 0 | 0 | 0 | 0 | 0 | 0 | 0 | Infinite
SPP_N_2_MISO_MO-IL | SPP_N | MISO_MO-IL | 2025 | B7 | 400 | 0 | 2000 | 0 | 0 | 0 | 0 | 0 | 0 | 0 | 0 | 0 | 0 | Infinite
SPP_N_2_MISO_MO-IL | SPP_N | MISO_MO-IL | 2025 | B8 | 500 | 0 | 2000 | 0 | 0 | 0 | 0 | 0 | 0 | 0 | 0 | 0 | 0 | Infinite
SPP_N_2_MISO_MO-IL | SPP_N | MISO_MO-IL | 2025 | B9 | 800 | 0 | 2000 | 0 | 0 | 0 | 0 | 0 | 0 | 0 | 0 | 0 | 0 | Infinite
SPP_N_2_MISO_MO-IL | SPP_N | MISO_MO-IL | 2025 | B10 | 1262 | 0 | 2000 | 0 | 0 | 0 | 0 | 0 | 0 | 0 | 0 | 0 | 0 | Infinite
SPP_N_2_MISO_MO-IL | SPP_N | MISO_MO-IL | 2025 | B11 | 25 | 0 | 2000 | 0 | 0 | 0 | 0 | 0 | 0 | 0 | 0 | 0 | 0 | Infinite
SPP_N_2_MISO_MO-IL | SPP_N | MISO_MO-IL | 2025 | B12 | 200 | 0 | 2000 | 0 | 0 | 0 | 0 | 0 | 0 | 0 | 0 | 0 | 0 | Infinite
SPP_N_2_MISO_MO-IL | SPP_N | MISO_MO-IL | 2025 | B13 | 600 | 0 | 2000 | 0 | 0 | 0 | 0 | 0 | 0 | 0 | 0 | 0 | 0 | Infinite
SPP_N_2_MISO_MO-IL | SPP_N | MISO_MO-IL | 2025 | B14 | 900 | 0 | 2000 | 0 | 0 | 0 | 0 | 0 | 0 | 0 | 0 | 0 | 0 | Infinite
SPP_N_2_MISO_MO-IL | SPP_N | MISO_MO-IL | 2025 | B15 | 1203 | 0 | 2000 | 0 | 0 | 0 | 0 | 0 | 0 | 0 | 0 | 0 | 0 | Infinite
SPP_N_2_MISO_MO-IL | SPP_N | MISO_MO-IL | 2025 | B16 | 25 | 0 | 2000 | 0 | 0 | 0 | 0 | 0 | 0 | 0 | 0 | 0 | 0 | Infinite
SPP_N_2_MISO_MO-IL | SPP_N | MISO_MO-IL | 2025 | B17 | 100 | 0 | 2000 | 0 | 0 | 0 | 0 | 0 | 0 | 0 | 0 | 0 | 0 | Infinite
SPP_N_2_MISO_MO-IL | SPP_N | MISO_MO-IL | 2025 | B18 | 400 | 0 | 2000 | 0 | 0 | 0 | 0 | 0 | 0 | 0 | 0 | 0 | 0 | Infinite
SPP_N_2_MISO_MO-IL | SPP_N | MISO_MO-IL | 2025 | B19 | 700 | 0 | 2000 | 0 | 0 | 0 | 0 | 0 | 0 | 0 | 0 | 0 | 0 | Infinite
SPP_N_2_MISO_MO-IL | SPP_N | MISO_MO-IL | 2025 | B20 | 935 | 0 | 2000 | 0 | 0 | 0 | 0 | 0 | 0 | 0 | 0 | 0 | 0 | Infinite
SPP_N_2_MISO_MO-IL | SPP_N | MISO_MO-IL | 2030 | B1 | 10 | 0 | 2000 | 0 | 0 | 2000 | 0 | 0 | 0 | 0 | 0.01187 | 0 | 0 | Infinite
SPP_N_2_MISO_MO-IL | SPP_N | MISO_MO-IL | 2030 | B2 | 25 | 0 | 2000 | 0 | 0 | 0 | 0 | 0 | 0 | 0 | 0 | 0 | 0 | Infinite
SPP_N_2_MISO_MO-IL | SPP_N | MISO_MO-IL | 2030 | B3 | 75 | 0 | 2000 | 0 | 0 | 0 | 0 | 0 | 0 | 0 | 0 | 0 | 0 | Infinite
SPP_N_2_MISO_MO-IL | SPP_N | MISO_MO-IL | 2030 | B4 | 100 | 0 | 2000 | 0 | 0 | 0 | 0 | 0 | 0 | 0 | 0 | 0 | 0 | Infinite
SPP_N_2_MISO_MO-IL | SPP_N | MISO_MO-IL | 2030 | B5 | 200 | 0 | 2000 | 0 | 0 | 0 | 0 | 0 | 0 | 0 | 0 | 0 | 0 | Infinite
SPP_N_2_MISO_MO-IL | SPP_N | MISO_MO-IL | 2030 | B6 | 300 | 0 | 2000 | 0 | 0 | 0 | 0 | 0 | 0 | 0 | 0 | 0 | 0 | Infinite
SPP_N_2_MISO_MO-IL | SPP_N | MISO_MO-IL | 2030 | B7 | 400 | 0 | 2000 | 0 | 0 | 0 | 0 | 0 | 0 | 0 | 0 | 0 | 0 | Infinite
SPP_N_2_MISO_MO-IL | SPP_N | MISO_MO-IL | 2030 | B8 | 500 | 0 | 2000 | 0 | 0 | 0 | 0 | 0 | 0 | 0 | 0 | 0 | 0 | Infinite
SPP_N_2_MISO_MO-IL | SPP_N | MISO_MO-IL | 2030 | B9 | 800 | 0 | 2000 | 0 | 0 | 0 | 0 | 0 | 0 | 0 | 0 | 0 | 0 | Infinite
SPP_N_2_MISO_MO-IL | SPP_N | MISO_MO-IL | 2030 | B10 | 1262 | 0 | 2000 | 0 | 0 | 0 | 0 | 0 | 0 | 0 | 0 | 0 | 0 | Infinite
SPP_N_2_MISO_MO-IL | SPP_N | MISO_MO-IL | 2030 | B11 | 25 | 0 | 2000 | 0 | 0 | 0 | 0 | 0 | 0 | 0 | 0 | 0 | 0 | Infinite
SPP_N_2_MISO_MO-IL | SPP_N | MISO_MO-IL | 2030 | B12 | 200 | 0 | 2000 | 0 | 0 | 0 | 0 | 0 | 0 | 0 | 0 | 0 | 0 | Infinite
SPP_N_2_MISO_MO-IL | SPP_N | MISO_MO-IL | 2030 | B13 | 600 | 0 | 2000 | 0 | 0 | 0 | 0 | 0 | 0 | 0 | 0 | 0 | 0 | Infinite
SPP_N_2_MISO_MO-IL | SPP_N | MISO_MO-IL | 2030 | B14 | 900 | 0 | 2000 | 0 | 0 | 0 | 0 | 0 | 0 | 0 | 0 | 0 | 0 | Infinite
SPP_N_2_MISO_MO-IL | SPP_N | MISO_MO-IL | 2030 | B15 | 1203 | 0 | 2000 | 0 | 0 | 0 | 0 | 0 | 0 | 0 | 0 | 0 | 0 | Infinite
SPP_N_2_MISO_MO-IL | SPP_N | MISO_MO-IL | 2030 | B16 | 25 | 0 | 2000 | 0 | 0 | 0 | 0 | 0 | 0 | 0 | 0 | 0 | 0 | Infinite
SPP_N_2_MISO_MO-IL | SPP_N | MISO_MO-IL | 2030 | B17 | 100 | 0 | 2000 | 0 | 0 | 0 | 0 | 0 | 0 | 0 | 0 | 0 | 0 | Infinite
SPP_N_2_MISO_MO-IL | SPP_N | MISO_MO-IL | 2030 | B18 | 400 | 0 | 2000 | 0 | 0 | 0 | 0 | 0 | 0 | 0 | 0 | 0 | 0 | Infinite
SPP_N_2_MISO_MO-IL | SPP_N | MISO_MO-IL | 2030 | B19 | 700 | 0 | 2000 | 0 | 0 | 0 | 0 | 0 | 0 | 0 | 0 | 0 | 0 | Infinite
SPP_N_2_MISO_MO-IL | SPP_N | MISO_MO-IL | 2030 | B20 | 935 | 0 | 2000 | 0 | 0 | 0 | 0 | 0 | 0 | 0 | 0 | 0 | 0 | Infinite
SPP_N_2_MISO_MO-IL | SPP_N | MISO_MO-IL | 2035 | B1 | 10 | 0 | 2000 | 0 | 0 | 346.7 | 0 | 0 | 0 | 0 | 0 | 0 | 0 | Infinite
SPP_N_2_MISO_MO-IL | SPP_N | MISO_MO-IL | 2035 | B2 | 25 | 0 | 2000 | 0 | 0 | 0 | 0 | 0 | 0 | 0 | 0 | 0 | 0 | Infinite
SPP_N_2_MISO_MO-IL | SPP_N | MISO_MO-IL | 2035 | B3 | 75 | 0 | 2000 | 0 | 0 | 0 | 0 | 0 | 0 | 0 | 0 | 0 | 0 | Infinite
SPP_N_2_MISO_MO-IL | SPP_N | MISO_MO-IL | 2035 | B4 | 100 | 0 | 2000 | 0 | 0 | 0 | 0 | 0 | 0 | 0 | 0 | 0 | 0 | Infinite
SPP_N_2_MISO_MO-IL | SPP_N | MISO_MO-IL | 2035 | B5 | 200 | 0 | 2000 | 0 | 0 | 0 | 0 | 0 | 0 | 0 | 0 | 0 | 0 | Infinite
SPP_N_2_MISO_MO-IL | SPP_N | MISO_MO-IL | 2035 | B6 | 300 | 0 | 2000 | 0 | 0 | 0 | 0 | 0 | 0 | 0 | 0 | 0 | 0 | Infinite
SPP_N_2_MISO_MO-IL | SPP_N | MISO_MO-IL | 2035 | B7 | 400 | 0 | 2000 | 0 | 0 | 0 | 0 | 0 | 0 | 0 | 0 | 0 | 0 | Infinite
SPP_N_2_MISO_MO-IL | SPP_N | MISO_MO-IL | 2035 | B8 | 500 | 0 | 2000 | 0 | 0 | 0 | 0 | 0 | 0 | 0 | 0 | 0 | 0 | Infinite
SPP_N_2_MISO_MO-IL | SPP_N | MISO_MO-IL | 2035 | B9 | 800 | 0 | 2000 | 0 | 0 | 0 | 0 | 0 | 0 | 0 | 0 | 0 | 0 | Infinite
SPP_N_2_MISO_MO-IL | SPP_N | MISO_MO-IL | 2035 | B10 | 1262 | 0 | 2000 | 0 | 0 | 0 | 0 | 0 | 0 | 0 | 0 | 0 | 0 | Infinite
SPP_N_2_MISO_MO-IL | SPP_N | MISO_MO-IL | 2035 | B11 | 25 | 0 | 2000 | 0 | 0 | 0 | 0 | 0 | 0 | 0 | 0 | 0 | 0 | Infinite
SPP_N_2_MISO_MO-IL | SPP_N | MISO_MO-IL | 2035 | B12 | 200 | 0 | 2000 | 0 | 0 | 0 | 0 | 0 | 0 | 0 | 0 | 0 | 0 | Infinite
SPP_N_2_MISO_MO-IL | SPP_N | MISO_MO-IL | 2035 | B13 | 600 | 0 | 2000 | 0 | 0 | 0 | 0 | 0 | 0 | 0 | 0 | 0 | 0 | Infinite
SPP_N_2_MISO_MO-IL | SPP_N | MISO_MO-IL | 2035 | B14 | 900 | 0 | 2000 | 0 | 0 | 0 | 0 | 0 | 0 | 0 | 0 | 0 | 0 | Infinite
SPP_N_2_MISO_MO-IL | SPP_N | MISO_MO-IL | 2035 | B15 | 1203 | 0 | 2000 | 0 | 0 | 0 | 0 | 0 | 0 | 0 | 0 | 0 | 0 | Infinite
SPP_N_2_MISO_MO-IL | SPP_N | MISO_MO-IL | 2035 | B16 | 25 | 0 | 2000 | 0 | 0 | 0 | 0 | 0 | 0 | 0 | 0 | 0 | 0 | Infinite
SPP_N_2_MISO_MO-IL | SPP_N | MISO_MO-IL | 2035 | B17 | 100 | 0 | 2000 | 0 | 0 | 0 | 0 | 0 | 0 | 0 | 0 | 0 | 0 | Infinite
SPP_N_2_MISO_MO-IL | SPP_N | MISO_MO-IL | 2035 | B18 | 400 | 0 | 2000 | 0 | 0 | 0 | 0 | 0 | 0 | 0 | 0 | 0 | 0 | Infinite
SPP_N_2_MISO_MO-IL | SPP_N | MISO_MO-IL | 2035 | B19 | 700 | 0 | 2000 | 0 | 0 | 0 | 0 | 0 | 0 | 0 | 0 | 0 | 0 | Infinite
SPP_N_2_MISO_MO-IL | SPP_N | MISO_MO-IL | 2035 | B20 | 935 | 0 | 2000 | 0 | 0 | 0 | 0 | 0 | 0 | 0 | 0 | 0 | 0 | Infinite
SPP_N_2_MISO_MO-IL | SPP_N | MISO_MO-IL | 2040 | B1 | 10 | 0 | 2000 | 0 | 0 | 1712.31 | 0 | 0 | 0 | 0 | 0 | 0 | 0 | Infinite
SPP_N_2_MISO_MO-IL | SPP_N | MISO_MO-IL | 2040 | B2 | 25 | 0 | 2000 | 0 | 0 | 0 | 0 | 0 | 0 | 0 | 0 | 0 | 0 | Infinite
SPP_N_2_MISO_MO-IL | SPP_N | MISO_MO-IL | 2040 | B3 | 75 | 0 | 2000 | 0 | 0 | 0 | 0 | 0 | 0 | 0 | 0 | 0 | 0 | Infinite
SPP_N_2_MISO_MO-IL | SPP_N | MISO_MO-IL | 2040 | B4 | 100 | 0 | 2000 | 0 | 0 | 0 | 0 | 0 | 0 | 0 | 0 | 0 | 0 | Infinite
SPP_N_2_MISO_MO-IL | SPP_N | MISO_MO-IL | 2040 | B5 | 200 | 0 | 2000 | 0 | 0 | 0 | 0 | 0 | 0 | 0 | 0 | 0 | 0 | Infinite
SPP_N_2_MISO_MO-IL | SPP_N | MISO_MO-IL | 2040 | B6 | 300 | 0 | 2000 | 0 | 0 | 0 | 0 | 0 | 0 | 0 | 0 | 0 | 0 | Infinite
SPP_N_2_MISO_MO-IL | SPP_N | MISO_MO-IL | 2040 | B7 | 400 | 0 | 2000 | 0 | 0 | 0 | 0 | 0 | 0 | 0 | 0 | 0 | 0 | Infinite
SPP_N_2_MISO_MO-IL | SPP_N | MISO_MO-IL | 2040 | B8 | 500 | 0 | 2000 | 0 | 0 | 0 | 0 | 0 | 0 | 0 | 0 | 0 | 0 | Infinite
SPP_N_2_MISO_MO-IL | SPP_N | MISO_MO-IL | 2040 | B9 | 800 | 0 | 2000 | 0 | 0 | 0 | 0 | 0 | 0 | 0 | 0 | 0 | 0 | Infinite
SPP_N_2_MISO_MO-IL | SPP_N | MISO_MO-IL | 2040 | B10 | 1262 | 0 | 2000 | 0 | 0 | 0 | 0 | 0 | 0 | 0 | 0 | 0 | 0 | Infinite
SPP_N_2_MISO_MO-IL | SPP_N | MISO_MO-IL | 2040 | B11 | 25 | 0 | 2000 | 0 | 0 | 0 | 0 | 0 | 0 | 0 | 0 | 0 | 0 | Infinite
SPP_N_2_MISO_MO-IL | SPP_N | MISO_MO-IL | 2040 | B12 | 200 | 0 | 2000 | 0 | 0 | 0 | 0 | 0 | 0 | 0 | 0 | 0 | 0 | Infinite
SPP_N_2_MISO_MO-IL | SPP_N | MISO_MO-IL | 2040 | B13 | 600 | 0 | 2000 | 0 | 0 | 0 | 0 | 0 | 0 | 0 | 0 | 0 | 0 | Infinite
SPP_N_2_MISO_MO-IL | SPP_N | MISO_MO-IL | 2040 | B14 | 900 | 0 | 2000 | 0 | 0 | 0 | 0 | 0 | 0 | 0 | 0 | 0 | 0 | Infinite
SPP_N_2_MISO_MO-IL | SPP_N | MISO_MO-IL | 2040 | B15 | 1203 | 0 | 2000 | 866.73 | 0 | 0 | 0 | 0 | 0 | 0 | 0 | 0 | 0 | Infinite
SPP_N_2_MISO_MO-IL | SPP_N | MISO_MO-IL | 2040 | B16 | 25 | 0 | 2000 | 0 | 0 | 0 | 0 | 0 | 0 | 0 | 0 | 0 | 0 | Infinite
SPP_N_2_MISO_MO-IL | SPP_N | MISO_MO-IL | 2040 | B17 | 100 | 0 | 2000 | 1.02 | 0 | 0 | 0 | 0 | 0 | 0 | 0 | 0 | 0 | Infinite
SPP_N_2_MISO_MO-IL | SPP_N | MISO_MO-IL | 2040 | B18 | 400 | 0 | 2000 | 0 | 0 | 0 | 0 | 0 | 0 | 0 | 0 | 0 | 0 | Infinite
SPP_N_2_MISO_MO-IL | SPP_N | MISO_MO-IL | 2040 | B19 | 700 | 0 | 2000 | 0 | 0 | 0 | 0 | 0 | 0 | 0 | 0 | 0 | 0 | Infinite
SPP_N_2_MISO_MO-IL | SPP_N | MISO_MO-IL | 2040 | B20 | 935 | 0 | 2000 | 0 | 0 | 0 | 0 | 0 | 0 | 0 | 0 | 0 | 0 | Infinite
SPP_N_2_MISO_MO-IL | SPP_N | MISO_MO-IL | 2045 | B1 | 10 | 0 | 2000 | 0 | 0 | 619.62 | 0 | 0 | 0 | 0 | 0 | 0 | 0 | Infinite
SPP_N_2_MISO_MO-IL | SPP_N | MISO_MO-IL | 2045 | B2 | 25 | 0 | 2000 | 0 | 0 | 0 | 0 | 0 | 0 | 0 | 0 | 0 | 0 | Infinite
SPP_N_2_MISO_MO-IL | SPP_N | MISO_MO-IL | 2045 | B3 | 75 | 0 | 2000 | 0 | 0 | 0 | 0 | 0 | 0 | 0 | 0 | 0 | 0 | Infinite
SPP_N_2_MISO_MO-IL | SPP_N | MISO_MO-IL | 2045 | B4 | 100 | 0 | 2000 | 0 | 0 | 0 | 0 | 0 | 0 | 0 | 0 | 0 | 0 | Infinite
SPP_N_2_MISO_MO-IL | SPP_N | MISO_MO-IL | 2045 | B5 | 200 | 0 | 2000 | 0 | 0 | 0 | 0 | 0 | 0 | 0 | 0 | 0 | 0 | Infinite
SPP_N_2_MISO_MO-IL | SPP_N | MISO_MO-IL | 2045 | B6 | 300 | 0 | 2000 | 0 | 0 | 0 | 0 | 0 | 0 | 0 | 0 | 0 | 0 | Infinite
SPP_N_2_MISO_MO-IL | SPP_N | MISO_MO-IL | 2045 | B7 | 400 | 0 | 2000 | 0 | 0 | 0 | 0 | 0 | 0 | 0 | 0 | 0 | 0 | Infinite
SPP_N_2_MISO_MO-IL | SPP_N | MISO_MO-IL | 2045 | B8 | 500 | 0 | 2000 | 0 | 0 | 0 | 0 | 0 | 0 | 0 | 0 | 0 | 0 | Infinite
SPP_N_2_MISO_MO-IL | SPP_N | MISO_MO-IL | 2045 | B9 | 800 | 0 | 2000 | 0 | 0 | 0 | 0 | 0 | 0 | 0 | 0 | 0 | 0 | Infinite
SPP_N_2_MISO_MO-IL | SPP_N | MISO_MO-IL | 2045 | B10 | 1262 | 0 | 2000 | 0 | 0 | 0 | 0 | 0 | 0 | 0 | 0 | 0 | 0 | Infinite
SPP_N_2_MISO_MO-IL | SPP_N | MISO_MO-IL | 2045 | B11 | 25 | 0 | 2000 | 0 | 0 | 0 | 0 | 0 | 0 | 0 | 0 | 0 | 0 | Infinite
SPP_N_2_MISO_MO-IL | SPP_N | MISO_MO-IL | 2045 | B12 | 200 | 0 | 2000 | 0 | 0 | 0 | 0 | 0 | 0 | 0 | 0 | 0 | 0 | Infinite
SPP_N_2_MISO_MO-IL | SPP_N | MISO_MO-IL | 2045 | B13 | 600 | 0 | 2000 | 0 | 0 | 0 | 0 | 0 | 0 | 0 | 0 | 0 | 0 | Infinite
SPP_N_2_MISO_MO-IL | SPP_N | MISO_MO-IL | 2045 | B14 | 900 | 0 | 2000 | 0 | 0 | 0 | 0 | 0 | 0 | 0 | 0 | 0 | 0 | Infinite
SPP_N_2_MISO_MO-IL | SPP_N | MISO_MO-IL | 2045 | B15 | 1203 | 0 | 2000 | 1702.55 | 0 | 0 | 0 | 0 | 0 | 0 | 0 | 0 | 0 | Infinite
SPP_N_2_MISO_MO-IL | SPP_N | MISO_MO-IL | 2045 | B16 | 25 | 0 | 2000 | 0 | 0 | 0 | 0 | 0 | 0 | 0 | 0 | 0 | 0 | Infinite
SPP_N_2_MISO_MO-IL | SPP_N | MISO_MO-IL | 2045 | B17 | 100 | 0 | 2000 | 653.26 | 0 | 0 | 0 | 0 | 0 | 0 | 0 | 0 | 0 | Infinite
SPP_N_2_MISO_MO-IL | SPP_N | MISO_MO-IL | 2045 | B18 | 400 | 0 | 2000 | 0 | 0 | 0 | 0 | 0 | 0 | 0 | 0 | 0 | 0 | Infinite
SPP_N_2_MISO_MO-IL | SPP_N | MISO_MO-IL | 2045 | B19 | 700 | 0 | 2000 | 0 | 0 | 0 | 0 | 0 | 0 | 0 | 0 | 0 | 0 | Infinite
SPP_N_2_MISO_MO-IL | SPP_N | MISO_MO-IL | 2045 | B20 | 935 | 0 | 2000 | 977.17 | 0 | 0 | 0 | 0 | 0 | 0 | 0 | 0 | 0 | Infinite
SPP_N_2_MISO_MO-IL | SPP_N | MISO_MO-IL | 2050 | B1 | 10 | 0 | 2000 | 0 | 0 | 0 | 0 | 0 | 0 | 0 | 0 | 0 | 0 | Infinite
SPP_N_2_MISO_MO-IL | SPP_N | MISO_MO-IL | 2050 | B2 | 25 | 0 | 2000 | 0 | 0 | 0 | 0 | 0 | 0 | 0 | 0 | 0 | 0 | Infinite
SPP_N_2_MISO_MO-IL | SPP_N | MISO_MO-IL | 2050 | B3 | 75 | 0 | 2000 | 0 | 0 | 0 | 0 | 0 | 0 | 0 | 0 | 0 | 0 | Infinite
SPP_N_2_MISO_MO-IL | SPP_N | MISO_MO-IL | 2050 | B4 | 100 | 0 | 2000 | 0 | 0 | 0 | 0 | 0 | 0 | 0 | 0 | 0 | 0 | Infinite
SPP_N_2_MISO_MO-IL | SPP_N | MISO_MO-IL | 2050 | B5 | 200 | 0 | 2000 | 0 | 0 | 0 | 0 | 0 | 0 | 0 | 0 | 0 | 0 | Infinite
SPP_N_2_MISO_MO-IL | SPP_N | MISO_MO-IL | 2050 | B6 | 300 | 0 | 2000 | 0 | 0 | 0 | 0 | 0 | 0 | 0 | 0 | 0 | 0 | Infinite
SPP_N_2_MISO_MO-IL | SPP_N | MISO_MO-IL | 2050 | B7 | 400 | 0 | 2000 | 0 | 0 | 0 | 0 | 0 | 0 | 0 | 0 | 0 | 0 | Infinite
SPP_N_2_MISO_MO-IL | SPP_N | MISO_MO-IL | 2050 | B8 | 500 | 0 | 2000 | 0 | 0 | 0 | 0 | 0 | 0 | 0 | 0 | 0 | 0 | Infinite
SPP_N_2_MISO_MO-IL | SPP_N | MISO_MO-IL | 2050 | B9 | 800 | 0 | 2000 | 0 | 0 | 0 | 0 | 0 | 0 | 0 | 0 | 0 | 0 | Infinite
SPP_N_2_MISO_MO-IL | SPP_N | MISO_MO-IL | 2050 | B10 | 1262 | 0 | 2000 | 414.3 | 0 | 0 | 0 | 0 | 0 | 0 | 0 | 0 | 0 | Infinite
SPP_N_2_MISO_MO-IL | SPP_N | MISO_MO-IL | 2050 | B11 | 25 | 0 | 2000 | 0 | 0 | 0 | 0 | 0 | 0 | 0 | 0 | 0 | 0 | Infinite
SPP_N_2_MISO_MO-IL | SPP_N | MISO_MO-IL | 2050 | B12 | 200 | 0 | 2000 | 0 | 0 | 103.73 | 0 | 0 | 0 | 0 | 0 | 0 | 0 | Infinite
SPP_N_2_MISO_MO-IL | SPP_N | MISO_MO-IL | 2050 | B13 | 600 | 0 | 2000 | 0 | 0 | 0 | 0 | 0 | 0 | 0 | 0 | 0 | 0 | Infinite
SPP_N_2_MISO_MO-IL | SPP_N | MISO_MO-IL | 2050 | B14 | 900 | 0 | 2000 | 0 | 0 | 0 | 0 | 0 | 0 | 0 | 0 | 0 | 0 | Infinite
SPP_N_2_MISO_MO-IL | SPP_N | MISO_MO-IL | 2050 | B15 | 1203 | 0 | 2000 | 1733.12 | 0 | 0 | 0 | 0 | 0 | 0 | 0 | 0 | 0 | Infinite
SPP_N_2_MISO_MO-IL | SPP_N | MISO_MO-IL | 2050 | B16 | 25 | 0 | 2000 | 570.03 | 0 | 0 | 0 | 0 | 0 | 0 | 0 | 0 | 0 | Infinite
SPP_N_2_MISO_MO-IL | SPP_N | MISO_MO-IL | 2050 | B17 | 100 | 0 | 2000 | 2000 | 0 | 809.26 | 0 | 0 | 0.34423 | 0 | 0 | 0.34423 | 0 | Infinite
SPP_N_2_MISO_MO-IL | SPP_N | MISO_MO-IL | 2050 | B18 | 400 | 0 | 2000 | 0 | 0 | 0 | 0 | 0 | 0 | 0 | 0 | 0 | 0 | Infinite
SPP_N_2_MISO_MO-IL | SPP_N | MISO_MO-IL | 2050 | B19 | 700 | 0 | 2000 | 0 | 0 | 0 | 0 | 0 | 0 | 0 | 0 | 0 | 0 | Infinite
SPP_N_2_MISO_MO-IL | SPP_N | MISO_MO-IL | 2050 | B20 | 935 | 0 | 2000 | 1357.65 | 0 | 0 | 0 | 0 | 0 | 0 | 0 | 0 | 0 | Infinite
SPP_N_2_MISO_W | SPP_N | MISO_W | 2015 | B1 | 10 | 0 | 750 | 0 | 0 | 0 | 0 | 0 | 0 | 0 | 0 | 0 | 0 | Infinite
SPP_N_2_MISO_W | SPP_N | MISO_W | 2015 | B2 | 25 | 0 | 750 | 0 | 0 | 0 | 0 | 0 | 0 | 0 | 0 | 0 | 0 | Infinite
SPP_N_2_MISO_W | SPP_N | MISO_W | 2015 | B3 | 75 | 0 | 750 | 0 | 0 | 0 | 0 | 0 | 0 | 0 | 0 | 0 | 0 | Infinite
SPP_N_2_MISO_W | SPP_N | MISO_W | 2015 | B4 | 100 | 0 | 750 | 0 | 0 | 0 | 0 | 0 | 0 | 0 | 0 | 0 | 0 | Infinite
SPP_N_2_MISO_W | SPP_N | MISO_W | 2015 | B5 | 200 | 0 | 750 | 0 | 0 | 0 | 0 | 0 | 0 | 0 | 0 | 0 | 0 | Infinite
SPP_N_2_MISO_W | SPP_N | MISO_W | 2015 | B6 | 300 | 0 | 750 | 0 | 0 | 0 | 0 | 0 | 0 | 0 | 0 | 0 | 0 | Infinite
SPP_N_2_MISO_W | SPP_N | MISO_W | 2015 | B7 | 400 | 0 | 750 | 0 | 0 | 0 | 0 | 0 | 0 | 0 | 0 | 0 | 0 | Infinite
SPP_N_2_MISO_W | SPP_N | MISO_W | 2015 | B8 | 500 | 0 | 750 | 0 | 0 | 0 | 0 | 0 | 0 | 0 | 0 | 0 | 0 | Infinite
SPP_N_2_MISO_W | SPP_N | MISO_W | 2015 | B9 | 800 | 0 | 750 | 0 | 0 | 0 | 0 | 0 | 0 | 0 | 0 | 0 | 0 | Infinite
SPP_N_2_MISO_W | SPP_N | MISO_W | 2015 | B10 | 1262 | 0 | 750 | 0 | 0 | 0 | 0 | 0 | 0 | 0 | 0 | 0 | 0 | Infinite
SPP_N_2_MISO_W | SPP_N | MISO_W | 2015 | B11 | 25 | 0 | 750 | 0 | 0 | 0 | 0 | 0 | 0 | 0 | 0 | 0 | 0 | Infinite
SPP_N_2_MISO_W | SPP_N | MISO_W | 2015 | B12 | 200 | 0 | 750 | 0 | 0 | 0 | 0 | 0 | 0 | 0 | 0 | 0 | 0 | Infinite
SPP_N_2_MISO_W | SPP_N | MISO_W | 2015 | B13 | 600 | 0 | 750 | 0 | 0 | 0 | 0 | 0 | 0 | 0 | 0 | 0 | 0 | Infinite
SPP_N_2_MISO_W | SPP_N | MISO_W | 2015 | B14 | 900 | 0 | 750 | 0 | 0 | 0 | 0 | 0 | 0 | 0 | 0 | 0 | 0 | Infinite
SPP_N_2_MISO_W | SPP_N | MISO_W | 2015 | B15 | 1203 | 0 | 750 | 0 | 0 | 0 | 0 | 0 | 0 | 0 | 0 | 0 | 0 | Infinite
SPP_N_2_MISO_W | SPP_N | MISO_W | 2015 | B16 | 25 | 0 | 750 | 0 | 0 | 0 | 0 | 0 | 0 | 0 | 0 | 0 | 0 | Infinite
SPP_N_2_MISO_W | SPP_N | MISO_W | 2015 | B17 | 100 | 0 | 750 | 0 | 0 | 0 | 0 | 0 | 0 | 0 | 0 | 0 | 0 | Infinite
SPP_N_2_MISO_W | SPP_N | MISO_W | 2015 | B18 | 400 | 0 | 750 | 0 | 0 | 0 | 0 | 0 | 0 | 0 | 0 | 0 | 0 | Infinite
SPP_N_2_MISO_W | SPP_N | MISO_W | 2015 | B19 | 700 | 0 | 750 | 0 | 0 | 0 | 0 | 0 | 0 | 0 | 0 | 0 | 0 | Infinite
SPP_N_2_MISO_W | SPP_N | MISO_W | 2015 | B20 | 935 | 0 | 750 | 0 | 0 | 0 | 0 | 0 | 0 | 0 | 0 | 0 | 0 | Infinite
SPP_N_2_MISO_W | SPP_N | MISO_W | 2020 | B1 | 10 | 0 | 750 | 0 | 0 | 0 | 0 | 0 | 0 | 0 | 0 | 0 | 0 | Infinite
SPP_N_2_MISO_W | SPP_N | MISO_W | 2020 | B2 | 25 | 0 | 750 | 0 | 0 | 0 | 0 | 0 | 0 | 0 | 0 | 0 | 0 | Infinite
SPP_N_2_MISO_W | SPP_N | MISO_W | 2020 | B3 | 75 | 0 | 750 | 0 | 0 | 0 | 0 | 0 | 0 | 0 | 0 | 0 | 0 | Infinite
SPP_N_2_MISO_W | SPP_N | MISO_W | 2020 | B4 | 100 | 0 | 750 | 0 | 0 | 0 | 0 | 0 | 0 | 0 | 0 | 0 | 0 | Infinite
SPP_N_2_MISO_W | SPP_N | MISO_W | 2020 | B5 | 200 | 0 | 750 | 0 | 0 | 0 | 0 | 0 | 0 | 0 | 0 | 0 | 0 | Infinite
SPP_N_2_MISO_W | SPP_N | MISO_W | 2020 | B6 | 300 | 0 | 750 | 0 | 0 | 0 | 0 | 0 | 0 | 0 | 0 | 0 | 0 | Infinite
SPP_N_2_MISO_W | SPP_N | MISO_W | 2020 | B7 | 400 | 0 | 750 | 0 | 0 | 0 | 0 | 0 | 0 | 0 | 0 | 0 | 0 | Infinite
SPP_N_2_MISO_W | SPP_N | MISO_W | 2020 | B8 | 500 | 0 | 750 | 0 | 0 | 0 | 0 | 0 | 0 | 0 | 0 | 0 | 0 | Infinite
SPP_N_2_MISO_W | SPP_N | MISO_W | 2020 | B9 | 800 | 0 | 750 | 0 | 0 | 0 | 0 | 0 | 0 | 0 | 0 | 0 | 0 | Infinite
SPP_N_2_MISO_W | SPP_N | MISO_W | 2020 | B10 | 1262 | 0 | 750 | 0 | 0 | 0 | 0 | 0 | 0 | 0 | 0 | 0 | 0 | Infinite
SPP_N_2_MISO_W | SPP_N | MISO_W | 2020 | B11 | 25 | 0 | 750 | 0 | 0 | 0 | 0 | 0 | 0 | 0 | 0 | 0 | 0 | Infinite
SPP_N_2_MISO_W | SPP_N | MISO_W | 2020 | B12 | 200 | 0 | 750 | 0 | 0 | 0 | 0 | 0 | 0 | 0 | 0 | 0 | 0 | Infinite
SPP_N_2_MISO_W | SPP_N | MISO_W | 2020 | B13 | 600 | 0 | 750 | 0 | 0 | 0 | 0 | 0 | 0 | 0 | 0 | 0 | 0 | Infinite
SPP_N_2_MISO_W | SPP_N | MISO_W | 2020 | B14 | 900 | 0 | 750 | 0 | 0 | 0 | 0 | 0 | 0 | 0 | 0 | 0 | 0 | Infinite
SPP_N_2_MISO_W | SPP_N | MISO_W | 2020 | B15 | 1203 | 0 | 750 | 0 | 0 | 0 | 0 | 0 | 0 | 0 | 0 | 0 | 0 | Infinite
SPP_N_2_MISO_W | SPP_N | MISO_W | 2020 | B16 | 25 | 0 | 750 | 0 | 0 | 0 | 0 | 0 | 0 | 0 | 0 | 0 | 0 | Infinite
SPP_N_2_MISO_W | SPP_N | MISO_W | 2020 | B17 | 100 | 0 | 750 | 0 | 0 | 0 | 0 | 0 | 0 | 0 | 0 | 0 | 0 | Infinite
SPP_N_2_MISO_W | SPP_N | MISO_W | 2020 | B18 | 400 | 0 | 750 | 0 | 0 | 0 | 0 | 0 | 0 | 0 | 0 | 0 | 0 | Infinite
SPP_N_2_MISO_W | SPP_N | MISO_W | 2020 | B19 | 700 | 0 | 750 | 0 | 0 | 0 | 0 | 0 | 0 | 0 | 0 | 0 | 0 | Infinite
SPP_N_2_MISO_W | SPP_N | MISO_W | 2020 | B20 | 935 | 0 | 750 | 0 | 0 | 0 | 0 | 0 | 0 | 0 | 0 | 0 | 0 | Infinite
SPP_N_2_MISO_W | SPP_N | MISO_W | 2025 | B1 | 10 | 0 | 750 | 0 | 0 | 0 | 0 | 0 | 0 | 0 | 0 | 0 | 0 | Infinite
SPP_N_2_MISO_W | SPP_N | MISO_W | 2025 | B2 | 25 | 0 | 750 | 0 | 0 | 0 | 0 | 0 | 0 | 0 | 0 | 0 | 0 | Infinite
SPP_N_2_MISO_W | SPP_N | MISO_W | 2025 | B3 | 75 | 0 | 750 | 0 | 0 | 0 | 0 | 0 | 0 | 0 | 0 | 0 | 0 | Infinite
SPP_N_2_MISO_W | SPP_N | MISO_W | 2025 | B4 | 100 | 0 | 750 | 0 | 0 | 0 | 0 | 0 | 0 | 0 | 0 | 0 | 0 | Infinite
SPP_N_2_MISO_W | SPP_N | MISO_W | 2025 | B5 | 200 | 0 | 750 | 0 | 0 | 0 | 0 | 0 | 0 | 0 | 0 | 0 | 0 | Infinite
SPP_N_2_MISO_W | SPP_N | MISO_W | 2025 | B6 | 300 | 0 | 750 | 0 | 0 | 0 | 0 | 0 | 0 | 0 | 0 | 0 | 0 | Infinite
SPP_N_2_MISO_W | SPP_N | MISO_W | 2025 | B7 | 400 | 0 | 750 | 0 | 0 | 0 | 0 | 0 | 0 | 0 | 0 | 0 | 0 | Infinite
SPP_N_2_MISO_W | SPP_N | MISO_W | 2025 | B8 | 500 | 0 | 750 | 0 | 0 | 0 | 0 | 0 | 0 | 0 | 0 | 0 | 0 | Infinite
SPP_N_2_MISO_W | SPP_N | MISO_W | 2025 | B9 | 800 | 0 | 750 | 0 | 0 | 0 | 0 | 0 | 0 | 0 | 0 | 0 | 0 | Infinite
SPP_N_2_MISO_W | SPP_N | MISO_W | 2025 | B10 | 1262 | 0 | 750 | 0 | 0 | 0 | 0 | 0 | 0 | 0 | 0 | 0 | 0 | Infinite
SPP_N_2_MISO_W | SPP_N | MISO_W | 2025 | B11 | 25 | 0 | 750 | 0 | 0 | 0 | 0 | 0 | 0 | 0 | 0 | 0 | 0 | Infinite
SPP_N_2_MISO_W | SPP_N | MISO_W | 2025 | B12 | 200 | 0 | 750 | 0 | 0 | 0 | 0 | 0 | 0 | 0 | 0 | 0 | 0 | Infinite
SPP_N_2_MISO_W | SPP_N | MISO_W | 2025 | B13 | 600 | 0 | 750 | 0 | 0 | 0 | 0 | 0 | 0 | 0 | 0 | 0 | 0 | Infinite
SPP_N_2_MISO_W | SPP_N | MISO_W | 2025 | B14 | 900 | 0 | 750 | 0 | 0 | 0 | 0 | 0 | 0 | 0 | 0 | 0 | 0 | Infinite
SPP_N_2_MISO_W | SPP_N | MISO_W | 2025 | B15 | 1203 | 0 | 750 | 0 | 0 | 0 | 0 | 0 | 0 | 0 | 0 | 0 | 0 | Infinite
SPP_N_2_MISO_W | SPP_N | MISO_W | 2025 | B16 | 25 | 0 | 750 | 0 | 0 | 0 | 0 | 0 | 0 | 0 | 0 | 0 | 0 | Infinite
SPP_N_2_MISO_W | SPP_N | MISO_W | 2025 | B17 | 100 | 0 | 750 | 0 | 0 | 0 | 0 | 0 | 0 | 0 | 0 | 0 | 0 | Infinite
SPP_N_2_MISO_W | SPP_N | MISO_W | 2025 | B18 | 400 | 0 | 750 | 0 | 0 | 0 | 0 | 0 | 0 | 0 | 0 | 0 | 0 | Infinite
SPP_N_2_MISO_W | SPP_N | MISO_W | 2025 | B19 | 700 | 0 | 750 | 0 | 0 | 0 | 0 | 0 | 0 | 0 | 0 | 0 | 0 | Infinite
SPP_N_2_MISO_W | SPP_N | MISO_W | 2025 | B20 | 935 | 0 | 750 | 0 | 0 | 0 | 0 | 0 | 0 | 0 | 0 | 0 | 0 | Infinite
SPP_N_2_MISO_W | SPP_N | MISO_W | 2030 | B1 | 10 | 0 | 750 | 0 | 0 | 151.21 | 0 | 0 | 0 | 0 | 0 | 0 | 0 | Infinite
SPP_N_2_MISO_W | SPP_N | MISO_W | 2030 | B2 | 25 | 0 | 750 | 0 | 0 | 0 | 0 | 0 | 0 | 0 | 0 | 0 | 0 | Infinite
SPP_N_2_MISO_W | SPP_N | MISO_W | 2030 | B3 | 75 | 0 | 750 | 0 | 0 | 0 | 0 | 0 | 0 | 0 | 0 | 0 | 0 | Infinite
SPP_N_2_MISO_W | SPP_N | MISO_W | 2030 | B4 | 100 | 0 | 750 | 0 | 0 | 0 | 0 | 0 | 0 | 0 | 0 | 0 | 0 | Infinite
SPP_N_2_MISO_W | SPP_N | MISO_W | 2030 | B5 | 200 | 0 | 750 | 0 | 0 | 0 | 0 | 0 | 0 | 0 | 0 | 0 | 0 | Infinite
SPP_N_2_MISO_W | SPP_N | MISO_W | 2030 | B6 | 300 | 0 | 750 | 0 | 0 | 0 | 0 | 0 | 0 | 0 | 0 | 0 | 0 | Infinite
SPP_N_2_MISO_W | SPP_N | MISO_W | 2030 | B7 | 400 | 0 | 750 | 0 | 0 | 0 | 0 | 0 | 0 | 0 | 0 | 0 | 0 | Infinite
SPP_N_2_MISO_W | SPP_N | MISO_W | 2030 | B8 | 500 | 0 | 750 | 0 | 0 | 0 | 0 | 0 | 0 | 0 | 0 | 0 | 0 | Infinite
SPP_N_2_MISO_W | SPP_N | MISO_W | 2030 | B9 | 800 | 0 | 750 | 0 | 0 | 0 | 0 | 0 | 0 | 0 | 0 | 0 | 0 | Infinite
SPP_N_2_MISO_W | SPP_N | MISO_W | 2030 | B10 | 1262 | 0 | 750 | 0 | 0 | 0 | 0 | 0 | 0 | 0 | 0 | 0 | 0 | Infinite
SPP_N_2_MISO_W | SPP_N | MISO_W | 2030 | B11 | 25 | 0 | 750 | 0 | 0 | 0 | 0 | 0 | 0 | 0 | 0 | 0 | 0 | Infinite
SPP_N_2_MISO_W | SPP_N | MISO_W | 2030 | B12 | 200 | 0 | 750 | 0 | 0 | 0 | 0 | 0 | 0 | 0 | 0 | 0 | 0 | Infinite
SPP_N_2_MISO_W | SPP_N | MISO_W | 2030 | B13 | 600 | 0 | 750 | 0 | 0 | 0 | 0 | 0 | 0 | 0 | 0 | 0 | 0 | Infinite
SPP_N_2_MISO_W | SPP_N | MISO_W | 2030 | B14 | 900 | 0 | 750 | 0 | 0 | 0 | 0 | 0 | 0 | 0 | 0 | 0 | 0 | Infinite
SPP_N_2_MISO_W | SPP_N | MISO_W | 2030 | B15 | 1203 | 0 | 750 | 0 | 0 | 0 | 0 | 0 | 0 | 0 | 0 | 0 | 0 | Infinite
SPP_N_2_MISO_W | SPP_N | MISO_W | 2030 | B16 | 25 | 0 | 750 | 0 | 0 | 0 | 0 | 0 | 0 | 0 | 0 | 0 | 0 | Infinite
SPP_N_2_MISO_W | SPP_N | MISO_W | 2030 | B17 | 100 | 0 | 750 | 0 | 0 | 0 | 0 | 0 | 0 | 0 | 0 | 0 | 0 | Infinite
SPP_N_2_MISO_W | SPP_N | MISO_W | 2030 | B18 | 400 | 0 | 750 | 0 | 0 | 0 | 0 | 0 | 0 | 0 | 0 | 0 | 0 | Infinite
SPP_N_2_MISO_W | SPP_N | MISO_W | 2030 | B19 | 700 | 0 | 750 | 0 | 0 | 0 | 0 | 0 | 0 | 0 | 0 | 0 | 0 | Infinite
SPP_N_2_MISO_W | SPP_N | MISO_W | 2030 | B20 | 935 | 0 | 750 | 0 | 0 | 0 | 0 | 0 | 0 | 0 | 0 | 0 | 0 | Infinite
SPP_N_2_MISO_W | SPP_N | MISO_W | 2035 | B1 | 10 | 0 | 750 | 0 | 0 | 750 | 0 | 0 | 0 | 0 | 0.01187 | 0 | 0 | Infinite
SPP_N_2_MISO_W | SPP_N | MISO_W | 2035 | B2 | 25 | 0 | 750 | 0 | 0 | 0 | 0 | 0 | 0 | 0 | 0 | 0 | 0 | Infinite
SPP_N_2_MISO_W | SPP_N | MISO_W | 2035 | B3 | 75 | 0 | 750 | 0 | 0 | 0 | 0 | 0 | 0 | 0 | 0 | 0 | 0 | Infinite
SPP_N_2_MISO_W | SPP_N | MISO_W | 2035 | B4 | 100 | 0 | 750 | 0 | 0 | 0 | 0 | 0 | 0 | 0 | 0 | 0 | 0 | Infinite
SPP_N_2_MISO_W | SPP_N | MISO_W | 2035 | B5 | 200 | 0 | 750 | 0 | 0 | 0 | 0 | 0 | 0 | 0 | 0 | 0 | 0 | Infinite
SPP_N_2_MISO_W | SPP_N | MISO_W | 2035 | B6 | 300 | 0 | 750 | 0 | 0 | 0 | 0 | 0 | 0 | 0 | 0 | 0 | 0 | Infinite
SPP_N_2_MISO_W | SPP_N | MISO_W | 2035 | B7 | 400 | 0 | 750 | 0 | 0 | 0 | 0 | 0 | 0 | 0 | 0 | 0 | 0 | Infinite
SPP_N_2_MISO_W | SPP_N | MISO_W | 2035 | B8 | 500 | 0 | 750 | 0 | 0 | 0 | 0 | 0 | 0 | 0 | 0 | 0 | 0 | Infinite
SPP_N_2_MISO_W | SPP_N | MISO_W | 2035 | B9 | 800 | 0 | 750 | 0 | 0 | 0 | 0 | 0 | 0 | 0 | 0 | 0 | 0 | Infinite
SPP_N_2_MISO_W | SPP_N | MISO_W | 2035 | B10 | 1262 | 0 | 750 | 0 | 0 | 0 | 0 | 0 | 0 | 0 | 0 | 0 | 0 | Infinite
SPP_N_2_MISO_W | SPP_N | MISO_W | 2035 | B11 | 25 | 0 | 750 | 0 | 0 | 0 | 0 | 0 | 0 | 0 | 0 | 0 | 0 | Infinite
SPP_N_2_MISO_W | SPP_N | MISO_W | 2035 | B12 | 200 | 0 | 750 | 0 | 0 | 0 | 0 | 0 | 0 | 0 | 0 | 0 | 0 | Infinite
SPP_N_2_MISO_W | SPP_N | MISO_W | 2035 | B13 | 600 | 0 | 750 | 0 | 0 | 0 | 0 | 0 | 0 | 0 | 0 | 0 | 0 | Infinite
SPP_N_2_MISO_W | SPP_N | MISO_W | 2035 | B14 | 900 | 0 | 750 | 0 | 0 | 0 | 0 | 0 | 0 | 0 | 0 | 0 | 0 | Infinite
SPP_N_2_MISO_W | SPP_N | MISO_W | 2035 | B15 | 1203 | 0 | 750 | 0 | 0 | 0 | 0 | 0 | 0 | 0 | 0 | 0 | 0 | Infinite
SPP_N_2_MISO_W | SPP_N | MISO_W | 2035 | B16 | 25 | 0 | 750 | 0 | 0 | 0 | 0 | 0 | 0 | 0 | 0 | 0 | 0 | Infinite
SPP_N_2_MISO_W | SPP_N | MISO_W | 2035 | B17 | 100 | 0 | 750 | 0 | 0 | 0 | 0 | 0 | 0 | 0 | 0 | 0 | 0 | Infinite
SPP_N_2_MISO_W | SPP_N | MISO_W | 2035 | B18 | 400 | 0 | 750 | 0 | 0 | 0 | 0 | 0 | 0 | 0 | 0 | 0 | 0 | Infinite
SPP_N_2_MISO_W | SPP_N | MISO_W | 2035 | B19 | 700 | 0 | 750 | 237.98 | 0 | 0 | 0 | 0 | 0 | 0 | 0 | 0 | 0 | Infinite
SPP_N_2_MISO_W | SPP_N | MISO_W | 2035 | B20 | 935 | 0 | 750 | 0 | 0 | 0 | 0 | 0 | 0 | 0 | 0 | 0 | 0 | Infinite
SPP_N_2_MISO_W | SPP_N | MISO_W | 2040 | B1 | 10 | 0 | 750 | 0 | 0 | 0 | 0 | 0 | 0 | 0 | 0 | 0 | 0 | Infinite
SPP_N_2_MISO_W | SPP_N | MISO_W | 2040 | B2 | 25 | 0 | 750 | 0 | 0 | 0 | 0 | 0 | 0 | 0 | 0 | 0 | 0 | Infinite
SPP_N_2_MISO_W | SPP_N | MISO_W | 2040 | B3 | 75 | 0 | 750 | 0 | 0 | 0 | 0 | 0 | 0 | 0 | 0 | 0 | 0 | Infinite
SPP_N_2_MISO_W | SPP_N | MISO_W | 2040 | B4 | 100 | 0 | 750 | 0 | 0 | 0 | 0 | 0 | 0 | 0 | 0 | 0 | 0 | Infinite
SPP_N_2_MISO_W | SPP_N | MISO_W | 2040 | B5 | 200 | 0 | 750 | 0 | 0 | 0 | 0 | 0 | 0 | 0 | 0 | 0 | 0 | Infinite
SPP_N_2_MISO_W | SPP_N | MISO_W | 2040 | B6 | 300 | 0 | 750 | 0 | 0 | 0 | 0 | 0 | 0 | 0 | 0 | 0 | 0 | Infinite
SPP_N_2_MISO_W | SPP_N | MISO_W | 2040 | B7 | 400 | 0 | 750 | 0 | 0 | 0 | 0 | 0 | 0 | 0 | 0 | 0 | 0 | Infinite
SPP_N_2_MISO_W | SPP_N | MISO_W | 2040 | B8 | 500 | 0 | 750 | 0 | 0 | 0 | 0 | 0 | 0 | 0 | 0 | 0 | 0 | Infinite
SPP_N_2_MISO_W | SPP_N | MISO_W | 2040 | B9 | 800 | 0 | 750 | 0 | 0 | 0 | 0 | 0 | 0 | 0 | 0 | 0 | 0 | Infinite
SPP_N_2_MISO_W | SPP_N | MISO_W | 2040 | B10 | 1262 | 0 | 750 | 0 | 0 | 0 | 0 | 0 | 0 | 0 | 0 | 0 | 0 | Infinite
SPP_N_2_MISO_W | SPP_N | MISO_W | 2040 | B11 | 25 | 0 | 750 | 0 | 0 | 0 | 0 | 0 | 0 | 0 | 0 | 0 | 0 | Infinite
SPP_N_2_MISO_W | SPP_N | MISO_W | 2040 | B12 | 200 | 0 | 750 | 0 | 0 | 0 | 0 | 0 | 0 | 0 | 0 | 0 | 0 | Infinite
SPP_N_2_MISO_W | SPP_N | MISO_W | 2040 | B13 | 600 | 0 | 750 | 0 | 0 | 0 | 0 | 0 | 0 | 0 | 0 | 0 | 0 | Infinite
SPP_N_2_MISO_W | SPP_N | MISO_W | 2040 | B14 | 900 | 0 | 750 | 0 | 0 | 0 | 0 | 0 | 0 | 0 | 0 | 0 | 0 | Infinite
SPP_N_2_MISO_W | SPP_N | MISO_W | 2040 | B15 | 1203 | 0 | 750 | 0 | 0 | 0 | 0 | 0 | 0 | 0 | 0 | 0 | 0 | Infinite
SPP_N_2_MISO_W | SPP_N | MISO_W | 2040 | B16 | 25 | 0 | 750 | 0 | 0 | 0 | 0 | 0 | 0 | 0 | 0 | 0 | 0 | Infinite
SPP_N_2_MISO_W | SPP_N | MISO_W | 2040 | B17 | 100 | 0 | 750 | 0 | 0 | 0 | 0 | 0 | 0 | 0 | 0 | 0 | 0 | Infinite
SPP_N_2_MISO_W | SPP_N | MISO_W | 2040 | B18 | 400 | 0 | 750 | 0 | 0 | 0 | 0 | 0 | 0 | 0 | 0 | 0 | 0 | Infinite
SPP_N_2_MISO_W | SPP_N | MISO_W | 2040 | B19 | 700 | 0 | 750 | 0 | 0 | 0 | 0 | 0 | 0 | 0 | 0 | 0 | 0 | Infinite
SPP_N_2_MISO_W | SPP_N | MISO_W | 2040 | B20 | 935 | 0 | 750 | 0 | 0 | 0 | 0 | 0 | 0 | 0 | 0 | 0 | 0 | Infinite
SPP_N_2_MISO_W | SPP_N | MISO_W | 2045 | B1 | 10 | 0 | 750 | 0 | 0 | 0 | 0 | 0 | 0 | 0 | 0 | 0 | 0 | Infinite
SPP_N_2_MISO_W | SPP_N | MISO_W | 2045 | B2 | 25 | 0 | 750 | 0 | 0 | 0 | 0 | 0 | 0 | 0 | 0 | 0 | 0 | Infinite
SPP_N_2_MISO_W | SPP_N | MISO_W | 2045 | B3 | 75 | 0 | 750 | 0 | 0 | 0 | 0 | 0 | 0 | 0 | 0 | 0 | 0 | Infinite
SPP_N_2_MISO_W | SPP_N | MISO_W | 2045 | B4 | 100 | 0 | 750 | 0 | 0 | 0 | 0 | 0 | 0 | 0 | 0 | 0 | 0 | Infinite
SPP_N_2_MISO_W | SPP_N | MISO_W | 2045 | B5 | 200 | 0 | 750 | 0 | 0 | 0 | 0 | 0 | 0 | 0 | 0 | 0 | 0 | Infinite
SPP_N_2_MISO_W | SPP_N | MISO_W | 2045 | B6 | 300 | 0 | 750 | 0 | 0 | 0 | 0 | 0 | 0 | 0 | 0 | 0 | 0 | Infinite
SPP_N_2_MISO_W | SPP_N | MISO_W | 2045 | B7 | 400 | 0 | 750 | 0 | 0 | 0 | 0 | 0 | 0 | 0 | 0 | 0 | 0 | Infinite
SPP_N_2_MISO_W | SPP_N | MISO_W | 2045 | B8 | 500 | 0 | 750 | 0 | 0 | 0 | 0 | 0 | 0 | 0 | 0 | 0 | 0 | Infinite
SPP_N_2_MISO_W | SPP_N | MISO_W | 2045 | B9 | 800 | 0 | 750 | 0 | 0 | 0 | 0 | 0 | 0 | 0 | 0 | 0 | 0 | Infinite
SPP_N_2_MISO_W | SPP_N | MISO_W | 2045 | B10 | 1262 | 0 | 750 | 0 | 0 | 0 | 0 | 0 | 0 | 0 | 0 | 0 | 0 | Infinite
SPP_N_2_MISO_W | SPP_N | MISO_W | 2045 | B11 | 25 | 0 | 750 | 0 | 0 | 0 | 0 | 0 | 0 | 0 | 0 | 0 | 0 | Infinite
SPP_N_2_MISO_W | SPP_N | MISO_W | 2045 | B12 | 200 | 0 | 750 | 0 | 0 | 0 | 0 | 0 | 0 | 0 | 0 | 0 | 0 | Infinite
SPP_N_2_MISO_W | SPP_N | MISO_W | 2045 | B13 | 600 | 0 | 750 | 0 | 0 | 0 | 0 | 0 | 0 | 0 | 0 | 0 | 0 | Infinite
SPP_N_2_MISO_W | SPP_N | MISO_W | 2045 | B14 | 900 | 0 | 750 | 0 | 0 | 0 | 0 | 0 | 0 | 0 | 0 | 0 | 0 | Infinite
SPP_N_2_MISO_W | SPP_N | MISO_W | 2045 | B15 | 1203 | 0 | 750 | 0 | 0 | 0 | 0 | 0 | 0 | 0 | 0 | 0 | 0 | Infinite
SPP_N_2_MISO_W | SPP_N | MISO_W | 2045 | B16 | 25 | 0 | 750 | 0 | 0 | 0 | 0 | 0 | 0 | 0 | 0 | 0 | 0 | Infinite
SPP_N_2_MISO_W | SPP_N | MISO_W | 2045 | B17 | 100 | 0 | 750 | 0 | 0 | 0 | 0 | 0 | 0 | 0 | 0 | 0 | 0 | Infinite
SPP_N_2_MISO_W | SPP_N | MISO_W | 2045 | B18 | 400 | 0 | 750 | 0 | 0 | 0 | 0 | 0 | 0 | 0 | 0 | 0 | 0 | Infinite
SPP_N_2_MISO_W | SPP_N | MISO_W | 2045 | B19 | 700 | 0 | 750 | 0 | 0 | 0 | 0 | 0 | 0 | 0 | 0 | 0 | 0 | Infinite
SPP_N_2_MISO_W | SPP_N | MISO_W | 2045 | B20 | 935 | 0 | 750 | 0 | 0 | 0 | 0 | 0 | 0 | 0 | 0 | 0 | 0 | Infinite
SPP_N_2_MISO_W | SPP_N | MISO_W | 2050 | B1 | 10 | 0 | 750 | 0 | 0 | 0 | 0 | 0 | 0 | 0 | 0 | 0 | 0 | Infinite
SPP_N_2_MISO_W | SPP_N | MISO_W | 2050 | B2 | 25 | 0 | 750 | 0 | 0 | 0 | 0 | 0 | 0 | 0 | 0 | 0 | 0 | Infinite
SPP_N_2_MISO_W | SPP_N | MISO_W | 2050 | B3 | 75 | 0 | 750 | 0 | 0 | 0 | 0 | 0 | 0 | 0 | 0 | 0 | 0 | Infinite
SPP_N_2_MISO_W | SPP_N | MISO_W | 2050 | B4 | 100 | 0 | 750 | 0 | 0 | 0 | 0 | 0 | 0 | 0 | 0 | 0 | 0 | Infinite
SPP_N_2_MISO_W | SPP_N | MISO_W | 2050 | B5 | 200 | 0 | 750 | 0 | 0 | 0 | 0 | 0 | 0 | 0 | 0 | 0 | 0 | Infinite
SPP_N_2_MISO_W | SPP_N | MISO_W | 2050 | B6 | 300 | 0 | 750 | 0 | 0 | 0 | 0 | 0 | 0 | 0 | 0 | 0 | 0 | Infinite
SPP_N_2_MISO_W | SPP_N | MISO_W | 2050 | B7 | 400 | 0 | 750 | 0 | 0 | 0 | 0 | 0 | 0 | 0 | 0 | 0 | 0 | Infinite
SPP_N_2_MISO_W | SPP_N | MISO_W | 2050 | B8 | 500 | 0 | 750 | 0 | 0 | 0 | 0 | 0 | 0 | 0 | 0 | 0 | 0 | Infinite
SPP_N_2_MISO_W | SPP_N | MISO_W | 2050 | B9 | 800 | 0 | 750 | 0 | 0 | 0 | 0 | 0 | 0 | 0 | 0 | 0 | 0 | Infinite
SPP_N_2_MISO_W | SPP_N | MISO_W | 2050 | B10 | 1262 | 0 | 750 | 0 | 0 | 0 | 0 | 0 | 0 | 0 | 0 | 0 | 0 | Infinite
SPP_N_2_MISO_W | SPP_N | MISO_W | 2050 | B11 | 25 | 0 | 750 | 0 | 0 | 0 | 0 | 0 | 0 | 0 | 0 | 0 | 0 | Infinite
SPP_N_2_MISO_W | SPP_N | MISO_W | 2050 | B12 | 200 | 0 | 750 | 0 | 0 | 0 | 0 | 0 | 0 | 0 | 0 | 0 | 0 | Infinite
SPP_N_2_MISO_W | SPP_N | MISO_W | 2050 | B13 | 600 | 0 | 750 | 0 | 0 | 0 | 0 | 0 | 0 | 0 | 0 | 0 | 0 | Infinite
SPP_N_2_MISO_W | SPP_N | MISO_W | 2050 | B14 | 900 | 0 | 750 | 0 | 0 | 0 | 0 | 0 | 0 | 0 | 0 | 0 | 0 | Infinite
SPP_N_2_MISO_W | SPP_N | MISO_W | 2050 | B15 | 1203 | 0 | 750 | 0 | 0 | 0 | 0 | 0 | 0 | 0 | 0 | 0 | 0 | Infinite
SPP_N_2_MISO_W | SPP_N | MISO_W | 2050 | B16 | 25 | 0 | 750 | 0 | 0 | 0 | 0 | 0 | 0 | 0 | 0 | 0 | 0 | Infinite
SPP_N_2_MISO_W | SPP_N | MISO_W | 2050 | B17 | 100 | 0 | 750 | 0 | 0 | 0 | 0 | 0 | 0 | 0 | 0 | 0 | 0 | Infinite
SPP_N_2_MISO_W | SPP_N | MISO_W | 2050 | B18 | 400 | 0 | 750 | 0 | 0 | 0 | 0 | 0 | 0 | 0 | 0 | 0 | 0 | Infinite
SPP_N_2_MISO_W | SPP_N | MISO_W | 2050 | B19 | 700 | 0 | 750 | 0 | 0 | 0 | 0 | 0 | 0 | 0 | 0 | 0 | 0 | Infinite
SPP_N_2_MISO_W | SPP_N | MISO_W | 2050 | B20 | 935 | 0 | 750 | 0 | 0 | 0 | 0 | 0 | 0 | 0 | 0 | 0 | 0 | Infinite
SPP_N_2_NE | SPP_N | NE | 2015 | B1 | 10 | 0 | 330 | 0 | 0 | 0 | 0 | 0 | 0 | 0 | 0 | 0 | 0 | 0
SPP_N_2_NE | SPP_N | NE | 2015 | B2 | 25 | 0 | 330 | 0 | 0 | 0 | 0 | 0 | 0 | 0 | 0 | 0 | 0 | 0
SPP_N_2_NE | SPP_N | NE | 2015 | B3 | 75 | 0 | 330 | 0 | 0 | 0 | 0 | 0 | 0 | 0 | 0 | 0 | 0 | 0
SPP_N_2_NE | SPP_N | NE | 2015 | B4 | 100 | 0 | 330 | 0 | 0 | 0 | 0 | 0 | 0 | 0 | 0 | 0 | 0 | 0
SPP_N_2_NE | SPP_N | NE | 2015 | B5 | 200 | 0 | 330 | 0 | 0 | 0 | 0 | 0 | 0 | 0 | 0 | 0 | 0 | 0
SPP_N_2_NE | SPP_N | NE | 2015 | B6 | 300 | 0 | 330 | 0 | 0 | 0 | 0 | 0 | 0 | 0 | 0 | 0 | 0 | 0
SPP_N_2_NE | SPP_N | NE | 2015 | B7 | 400 | 0 | 330 | 0 | 0 | 0 | 0 | 0 | 0 | 0 | 0 | 0 | 0 | 0
SPP_N_2_NE | SPP_N | NE | 2015 | B8 | 500 | 0 | 330 | 0 | 0 | 0 | 0 | 0 | 0 | 0 | 0 | 0 | 0 | 0
SPP_N_2_NE | SPP_N | NE | 2015 | B9 | 800 | 0 | 330 | 0 | 0 | 0 | 0 | 0 | 0 | 0 | 0 | 0 | 0 | 0
SPP_N_2_NE | SPP_N | NE | 2015 | B10 | 1262 | 0 | 330 | 0 | 0 | 0 | 0 | 0 | 0 | 0 | 0 | 0 | 0 | 0
SPP_N_2_NE | SPP_N | NE | 2015 | B11 | 25 | 0 | 330 | 0 | 0 | 0 | 0 | 0 | 0 | 0 | 0 | 0 | 0 | 0
SPP_N_2_NE | SPP_N | NE | 2015 | B12 | 200 | 0 | 330 | 0 | 0 | 0 | 0 | 0 | 0 | 0 | 0 | 0 | 0 | 0
SPP_N_2_NE | SPP_N | NE | 2015 | B13 | 600 | 0 | 330 | 0 | 0 | 0 | 0 | 0 | 0 | 0 | 0 | 0 | 0 | 0
SPP_N_2_NE | SPP_N | NE | 2015 | B14 | 900 | 0 | 330 | 0 | 0 | 0 | 0 | 0 | 0 | 0 | 0 | 0 | 0 | 0
SPP_N_2_NE | SPP_N | NE | 2015 | B15 | 1203 | 0 | 330 | 0 | 0 | 0 | 0 | 0 | 0 | 0 | 0 | 0 | 0 | 0
SPP_N_2_NE | SPP_N | NE | 2015 | B16 | 25 | 0 | 330 | 0 | 0 | 0 | 0 | 0 | 0 | 0 | 0 | 0 | 0 | 0
SPP_N_2_NE | SPP_N | NE | 2015 | B17 | 100 | 0 | 330 | 0 | 0 | 0 | 0 | 0 | 0 | 0 | 0 | 0 | 0 | 0
SPP_N_2_NE | SPP_N | NE | 2015 | B18 | 400 | 0 | 330 | 0 | 0 | 0 | 0 | 0 | 0 | 0 | 0 | 0 | 0 | 0
SPP_N_2_NE | SPP_N | NE | 2015 | B19 | 700 | 0 | 330 | 0 | 0 | 0 | 0 | 0 | 0 | 0 | 0 | 0 | 0 | 0
SPP_N_2_NE | SPP_N | NE | 2015 | B20 | 935 | 0 | 330 | 0 | 0 | 0 | 0 | 0 | 0 | 0 | 0 | 0 | 0 | 0
SPP_N_2_NE | SPP_N | NE | 2020 | B1 | 10 | 0 | 330 | 0 | 0 | 0 | 0 | 0 | 0 | 0 | 0 | 0 | 0 | 0
SPP_N_2_NE | SPP_N | NE | 2020 | B2 | 25 | 0 | 330 | 0 | 0 | 0 | 0 | 0 | 0 | 0 | 0 | 0 | 0 | 0
SPP_N_2_NE | SPP_N | NE | 2020 | B3 | 75 | 0 | 330 | 0 | 0 | 0 | 0 | 0 | 0 | 0 | 0 | 0 | 0 | 0
SPP_N_2_NE | SPP_N | NE | 2020 | B4 | 100 | 0 | 330 | 0 | 0 | 0 | 0 | 0 | 0 | 0 | 0 | 0 | 0 | 0
SPP_N_2_NE | SPP_N | NE | 2020 | B5 | 200 | 0 | 330 | 0 | 0 | 0 | 0 | 0 | 0 | 0 | 0 | 0 | 0 | 0
SPP_N_2_NE | SPP_N | NE | 2020 | B6 | 300 | 0 | 330 | 0 | 0 | 0 | 0 | 0 | 0 | 0 | 0 | 0 | 0 | 0
SPP_N_2_NE | SPP_N | NE | 2020 | B7 | 400 | 0 | 330 | 0 | 0 | 0 | 0 | 0 | 0 | 0 | 0 | 0 | 0 | 0
SPP_N_2_NE | SPP_N | NE | 2020 | B8 | 500 | 0 | 330 | 0 | 0 | 0 | 0 | 0 | 0 | 0 | 0 | 0 | 0 | 0
SPP_N_2_NE | SPP_N | NE | 2020 | B9 | 800 | 0 | 330 | 0 | 0 | 0 | 0 | 0 | 0 | 0 | 0 | 0 | 0 | 0
SPP_N_2_NE | SPP_N | NE | 2020 | B10 | 1262 | 0 | 330 | 0 | 0 | 0 | 0 | 0 | 0 | 0 | 0 | 0 | 0 | 0
SPP_N_2_NE | SPP_N | NE | 2020 | B11 | 25 | 0 | 330 | 0 | 0 | 0 | 0 | 0 | 0 | 0 | 0 | 0 | 0 | 0
SPP_N_2_NE | SPP_N | NE | 2020 | B12 | 200 | 0 | 330 | 0 | 0 | 0 | 0 | 0 | 0 | 0 | 0 | 0 | 0 | 0
SPP_N_2_NE | SPP_N | NE | 2020 | B13 | 600 | 0 | 330 | 73.35 | 0 | 0 | 0 | 0 | 0 | 0 | 0 | 0 | 0 | 0
SPP_N_2_NE | SPP_N | NE | 2020 | B14 | 900 | 0 | 330 | 0 | 0 | 0 | 0 | 0 | 0 | 0 | 0 | 0 | 0 | 0
SPP_N_2_NE | SPP_N | NE | 2020 | B15 | 1203 | 0 | 330 | 0 | 0 | 0 | 0 | 0 | 0 | 0 | 0 | 0 | 0 | 0
SPP_N_2_NE | SPP_N | NE | 2020 | B16 | 25 | 0 | 330 | 0 | 0 | 0 | 0 | 0 | 0 | 0 | 0 | 0 | 0 | 0
SPP_N_2_NE | SPP_N | NE | 2020 | B17 | 100 | 0 | 330 | 0 | 0 | 0 | 0 | 0 | 0 | 0 | 0 | 0 | 0 | 0
SPP_N_2_NE | SPP_N | NE | 2020 | B18 | 400 | 0 | 330 | 0 | 0 | 0 | 0 | 0 | 0 | 0 | 0 | 0 | 0 | 0
SPP_N_2_NE | SPP_N | NE | 2020 | B19 | 700 | 0 | 330 | 0 | 0 | 0 | 0 | 0 | 0 | 0 | 0 | 0 | 0 | 0
SPP_N_2_NE | SPP_N | NE | 2020 | B20 | 935 | 0 | 330 | 0 | 0 | 0 | 0 | 0 | 0 | 0 | 0 | 0 | 0 | 0
SPP_N_2_NE | SPP_N | NE | 2025 | B1 | 10 | 0 | 330 | 0 | 0 | 135.37 | 0 | 0 | 0 | 0 | 0 | 0 | 0 | 0
SPP_N_2_NE | SPP_N | NE | 2025 | B2 | 25 | 0 | 330 | 0 | 0 | 0 | 0 | 0 | 0 | 0 | 0 | 0 | 0 | 0
SPP_N_2_NE | SPP_N | NE | 2025 | B3 | 75 | 0 | 330 | 0 | 0 | 0 | 0 | 0 | 0 | 0 | 0 | 0 | 0 | 0
SPP_N_2_NE | SPP_N | NE | 2025 | B4 | 100 | 0 | 330 | 0 | 0 | 0 | 0 | 0 | 0 | 0 | 0 | 0 | 0 | 0
SPP_N_2_NE | SPP_N | NE | 2025 | B5 | 200 | 0 | 330 | 0 | 0 | 0 | 0 | 0 | 0 | 0 | 0 | 0 | 0 | 0
SPP_N_2_NE | SPP_N | NE | 2025 | B6 | 300 | 0 | 330 | 0 | 0 | 0 | 0 | 0 | 0 | 0 | 0 | 0 | 0 | 0
SPP_N_2_NE | SPP_N | NE | 2025 | B7 | 400 | 0 | 330 | 0 | 0 | 0 | 0 | 0 | 0 | 0 | 0 | 0 | 0 | 0
SPP_N_2_NE | SPP_N | NE | 2025 | B8 | 500 | 0 | 330 | 0 | 0 | 0 | 0 | 0 | 0 | 0 | 0 | 0 | 0 | 0
SPP_N_2_NE | SPP_N | NE | 2025 | B9 | 800 | 0 | 330 | 0 | 0 | 0 | 0 | 0 | 0 | 0 | 0 | 0 | 0 | 0
SPP_N_2_NE | SPP_N | NE | 2025 | B10 | 1262 | 0 | 330 | 0 | 0 | 0 | 0 | 0 | 0 | 0 | 0 | 0 | 0 | 0
SPP_N_2_NE | SPP_N | NE | 2025 | B11 | 25 | 0 | 330 | 0 | 0 | 0 | 0 | 0 | 0 | 0 | 0 | 0 | 0 | 0
SPP_N_2_NE | SPP_N | NE | 2025 | B12 | 200 | 0 | 330 | 21.31 | 0 | 0 | 0 | 0 | 0 | 0 | 0 | 0 | 0 | 0
SPP_N_2_NE | SPP_N | NE | 2025 | B13 | 600 | 0 | 330 | 0 | 0 | 0 | 0 | 0 | 0 | 0 | 0 | 0 | 0 | 0
SPP_N_2_NE | SPP_N | NE | 2025 | B14 | 900 | 0 | 330 | 0 | 0 | 0 | 0 | 0 | 0 | 0 | 0 | 0 | 0 | 0
SPP_N_2_NE | SPP_N | NE | 2025 | B15 | 1203 | 0 | 330 | 0 | 0 | 0 | 0 | 0 | 0 | 0 | 0 | 0 | 0 | 0
SPP_N_2_NE | SPP_N | NE | 2025 | B16 | 25 | 0 | 330 | 0 | 0 | 0 | 0 | 0 | 0 | 0 | 0 | 0 | 0 | 0
SPP_N_2_NE | SPP_N | NE | 2025 | B17 | 100 | 0 | 330 | 0 | 0 | 0 | 0 | 0 | 0 | 0 | 0 | 0 | 0 | 0
SPP_N_2_NE | SPP_N | NE | 2025 | B18 | 400 | 0 | 330 | 0 | 0 | 0 | 0 | 0 | 0 | 0 | 0 | 0 | 0 | 0
SPP_N_2_NE | SPP_N | NE | 2025 | B19 | 700 | 0 | 330 | 0 | 0 | 0 | 0 | 0 | 0 | 0 | 0 | 0 | 0 | 0
SPP_N_2_NE | SPP_N | NE | 2025 | B20 | 935 | 0 | 330 | 0 | 0 | 0 | 0 | 0 | 0 | 0 | 0 | 0 | 0 | 0
SPP_N_2_NE | SPP_N | NE | 2030 | B1 | 10 | 0 | 330 | 0 | 0 | 330 | 0 | 603.64 | 0 | 0 | 0.01187 | 0 | 0 | 0.005935
SPP_N_2_NE | SPP_N | NE | 2030 | B2 | 25 | 0 | 330 | 0 | 0 | 330 | 0 | 351.82 | 0 | 0 | 0.01187 | 0 | 0 | 0.005935
SPP_N_2_NE | SPP_N | NE | 2030 | B3 | 75 | 0 | 330 | 0 | 0 | 297.03 | 0 | 0 | 0 | 0 | 0 | 0 | 0 | 0.005935
SPP_N_2_NE | SPP_N | NE | 2030 | B4 | 100 | 0 | 330 | 0 | 0 | 330 | 0 | 144.49 | 0 | 0 | 0.01187 | 0 | 0 | 0.005935
SPP_N_2_NE | SPP_N | NE | 2030 | B5 | 200 | 0 | 330 | 0 | 0 | 0 | 0 | 0 | 0 | 0 | 0 | 0 | 0 | 0.005935
SPP_N_2_NE | SPP_N | NE | 2030 | B6 | 300 | 0 | 330 | 0 | 0 | 0 | 0 | 0 | 0 | 0 | 0 | 0 | 0 | 0.005935
SPP_N_2_NE | SPP_N | NE | 2030 | B7 | 400 | 0 | 330 | 0 | 0 | 0 | 0 | 0 | 0 | 0 | 0 | 0 | 0 | 0.005935
SPP_N_2_NE | SPP_N | NE | 2030 | B8 | 500 | 0 | 330 | 0 | 0 | 0 | 0 | 0 | 0 | 0 | 0 | 0 | 0 | 0.005935
SPP_N_2_NE | SPP_N | NE | 2030 | B9 | 800 | 0 | 330 | 0 | 0 | 0 | 0 | 0 | 0 | 0 | 0 | 0 | 0 | 0.005935
SPP_N_2_NE | SPP_N | NE | 2030 | B10 | 1262 | 0 | 330 | 0 | 0 | 0 | 0 | 0 | 0 | 0 | 0 | 0 | 0 | 0.005935
SPP_N_2_NE | SPP_N | NE | 2030 | B11 | 25 | 0 | 330 | 0 | 0 | 0 | 0 | 0 | 0 | 0 | 0 | 0 | 0 | 0.005935
SPP_N_2_NE | SPP_N | NE | 2030 | B12 | 200 | 0 | 330 | 330 | 0 | 0 | 0 | 0 | 0.02374 | 0 | 0 | 0.0052756 | 0 | 0.005935
SPP_N_2_NE | SPP_N | NE | 2030 | B13 | 600 | 0 | 330 | 54.58 | 0 | 0 | 0 | 0 | 0 | 0 | 0 | 0 | 0 | 0.005935
SPP_N_2_NE | SPP_N | NE | 2030 | B14 | 900 | 0 | 330 | 172.12 | 0 | 0 | 0 | 0 | 0 | 0 | 0 | 0 | 0 | 0.005935
SPP_N_2_NE | SPP_N | NE | 2030 | B15 | 1203 | 0 | 330 | 0 | 0 | 0 | 0 | 0 | 0 | 0 | 0 | 0 | 0 | 0.005935
SPP_N_2_NE | SPP_N | NE | 2030 | B16 | 25 | 0 | 330 | 0 | 0 | 0 | 0 | 0 | 0 | 0 | 0 | 0 | 0 | 0.005935
SPP_N_2_NE | SPP_N | NE | 2030 | B17 | 100 | 0 | 330 | 0 | 0 | 0 | 0 | 0 | 0 | 0 | 0 | 0 | 0 | 0.005935
SPP_N_2_NE | SPP_N | NE | 2030 | B18 | 400 | 0 | 330 | 0 | 0 | 0 | 0 | 0 | 0 | 0 | 0 | 0 | 0 | 0.005935
SPP_N_2_NE | SPP_N | NE | 2030 | B19 | 700 | 0 | 330 | 330 | 0 | 0 | 0 | 0 | 0.02374 | 0 | 0 | 0.018464 | 0 | 0.005935
SPP_N_2_NE | SPP_N | NE | 2030 | B20 | 935 | 0 | 330 | 0 | 0 | 0 | 0 | 0 | 0 | 0 | 0 | 0 | 0 | 0.005935
SPP_N_2_NE | SPP_N | NE | 2035 | B1 | 10 | 0 | 330 | 330 | 0 | 330 | 0 | 2016.1 | 2.0654 | 0 | 0.78342 | 0.004012 | 0 | 0.68505
SPP_N_2_NE | SPP_N | NE | 2035 | B2 | 25 | 0 | 330 | 330 | 0 | 0 | 0 | 0 | 1.8636 | 0 | 0 | 0.0090501 | 0 | 0.68505
SPP_N_2_NE | SPP_N | NE | 2035 | B3 | 75 | 0 | 330 | 330 | 0 | 0 | 0 | 0 | 1.8636 | 0 | 0 | 0.02715 | 0 | 0.68505
SPP_N_2_NE | SPP_N | NE | 2035 | B4 | 100 | 0 | 330 | 89.99 | 0 | 330 | 0 | 36.34 | 0 | 0 | 0.78342 | 0 | 0 | 0.68505
SPP_N_2_NE | SPP_N | NE | 2035 | B5 | 200 | 0 | 330 | 0 | 0 | 330 | 0 | 971 | 0 | 0 | 0.78342 | 0 | 0 | 0.68505
SPP_N_2_NE | SPP_N | NE | 2035 | B6 | 300 | 0 | 330 | 0 | 0 | 0 | 0 | 0 | 0 | 0 | 0 | 0 | 0 | 0.68505
SPP_N_2_NE | SPP_N | NE | 2035 | B7 | 400 | 0 | 330 | 0 | 0 | 0 | 0 | 0 | 0 | 0 | 0 | 0 | 0 | 0.68505
SPP_N_2_NE | SPP_N | NE | 2035 | B8 | 500 | 0 | 330 | 0 | 0 | 0 | 0 | 0 | 0 | 0 | 0 | 0 | 0 | 0.68505
SPP_N_2_NE | SPP_N | NE | 2035 | B9 | 800 | 0 | 330 | 0 | 0 | 0 | 0 | 0 | 0 | 0 | 0 | 0 | 0 | 0.68505
SPP_N_2_NE | SPP_N | NE | 2035 | B10 | 1262 | 0 | 330 | 0 | 0 | 0 | 0 | 0 | 0 | 0 | 0 | 0 | 0 | 0.68505
SPP_N_2_NE | SPP_N | NE | 2035 | B11 | 25 | 0 | 330 | 0 | 0 | 0 | 0 | 0 | 0 | 0 | 0 | 0 | 0 | 0.68505
SPP_N_2_NE | SPP_N | NE | 2035 | B12 | 200 | 0 | 330 | 330 | 0 | 330 | 0 | 314.81 | 2.8488 | 0 | 0.78342 | 0.11068 | 0 | 0.68505
SPP_N_2_NE | SPP_N | NE | 2035 | B13 | 600 | 0 | 330 | 330 | 0 | 0 | 0 | 0 | 0.40358 | 0 | 0 | 0.047037 | 0 | 0.68505
SPP_N_2_NE | SPP_N | NE | 2035 | B14 | 900 | 0 | 330 | 330 | 0 | 330 | 0 | 0 | 4.0358 | 0 | 0.68846 | 0.70556 | 0 | 0.68505
SPP_N_2_NE | SPP_N | NE | 2035 | B15 | 1203 | 0 | 330 | 330 | 0 | 0 | 0 | 0 | 2.9556 | 0 | 0 | 0.69068 | 0 | 0.68505
SPP_N_2_NE | SPP_N | NE | 2035 | B16 | 25 | 0 | 330 | 0 | 0 | 0 | 0 | 0 | 0 | 0 | 0 | 0 | 0 | 0.68505
SPP_N_2_NE | SPP_N | NE | 2035 | B17 | 100 | 0 | 330 | 330 | 0 | 330 | 0 | 0 | 0.55789 | 0 | 0.03561 | 0.010837 | 0 | 0.68505
SPP_N_2_NE | SPP_N | NE | 2035 | B18 | 400 | 0 | 330 | 330 | 0 | 77.74 | 0 | 0 | 2.6945 | 0 | 0 | 0.20936 | 0 | 0.68505
SPP_N_2_NE | SPP_N | NE | 2035 | B19 | 700 | 0 | 330 | 330 | 0 | 330 | 0 | 4.77 | 4.9854 | 0 | 0.78342 | 0.67789 | 0 | 0.68505
SPP_N_2_NE | SPP_N | NE | 2035 | B20 | 935 | 0 | 330 | 330 | 0 | 0 | 0 | 0 | 1.365 | 0 | 0 | 0.24793 | 0 | 0.68505
SPP_N_2_NE | SPP_N | NE | 2040 | B1 | 10 | 0 | 330 | 330 | 0 | 330 | 0 | 826.34 | 2.7182 | 0 | 0.78342 | 0.016883 | 0 | 0.021915
SPP_N_2_NE | SPP_N | NE | 2040 | B2 | 25 | 0 | 330 | 0 | 0 | 0 | 0 | 0 | 0 | 0 | 0 | 0 | 0 | 0.021915
SPP_N_2_NE | SPP_N | NE | 2040 | B3 | 75 | 0 | 330 | 0 | 0 | 0 | 0 | 0 | 0 | 0 | 0 | 0 | 0 | 0.021915
SPP_N_2_NE | SPP_N | NE | 2040 | B4 | 100 | 0 | 330 | 0 | 0 | 0 | 0 | 0 | 0 | 0 | 0 | 0 | 0 | 0.021915
SPP_N_2_NE | SPP_N | NE | 2040 | B5 | 200 | 0 | 330 | 0 | 0 | 98.23 | 0 | 0 | 0 | 0 | 0 | 0 | 0 | 0.021915
SPP_N_2_NE | SPP_N | NE | 2040 | B6 | 300 | 0 | 330 | 0 | 0 | 0 | 0 | 0 | 0 | 0 | 0 | 0 | 0 | 0.021915
SPP_N_2_NE | SPP_N | NE | 2040 | B7 | 400 | 0 | 330 | 0 | 0 | 0 | 0 | 0 | 0 | 0 | 0 | 0 | 0 | 0.021915
SPP_N_2_NE | SPP_N | NE | 2040 | B8 | 500 | 0 | 330 | 0 | 0 | 0 | 0 | 0 | 0 | 0 | 0 | 0 | 0 | 0.021915
SPP_N_2_NE | SPP_N | NE | 2040 | B9 | 800 | 0 | 330 | 0 | 0 | 0 | 0 | 0 | 0 | 0 | 0 | 0 | 0 | 0.021915
SPP_N_2_NE | SPP_N | NE | 2040 | B10 | 1262 | 0 | 330 | 0 | 0 | 0 | 0 | 0 | 0 | 0 | 0 | 0 | 0 | 0.021915
SPP_N_2_NE | SPP_N | NE | 2040 | B11 | 25 | 0 | 330 | 0 | 0 | 0 | 0 | 0 | 0 | 0 | 0 | 0 | 0 | 0.021915
SPP_N_2_NE | SPP_N | NE | 2040 | B12 | 200 | 0 | 330 | 0 | 0 | 0 | 0 | 0 | 0 | 0 | 0 | 0 | 0 | 0.021915
SPP_N_2_NE | SPP_N | NE | 2040 | B13 | 600 | 0 | 330 | 0 | 0 | 0 | 0 | 0 | 0 | 0 | 0 | 0 | 0 | 0.021915
SPP_N_2_NE | SPP_N | NE | 2040 | B14 | 900 | 0 | 330 | 330 | 0 | 0 | 0 | 0 | 0.07122 | 0 | 0 | 0.039812 | 0 | 0.021915
SPP_N_2_NE | SPP_N | NE | 2040 | B15 | 1203 | 0 | 330 | 0 | 0 | 0 | 0 | 0 | 0 | 0 | 0 | 0 | 0 | 0.021915
SPP_N_2_NE | SPP_N | NE | 2040 | B16 | 25 | 0 | 330 | 0 | 0 | 0 | 0 | 0 | 0 | 0 | 0 | 0 | 0 | 0.021915
SPP_N_2_NE | SPP_N | NE | 2040 | B17 | 100 | 0 | 330 | 0 | 0 | 0 | 0 | 0 | 0 | 0 | 0 | 0 | 0 | 0.021915
SPP_N_2_NE | SPP_N | NE | 2040 | B18 | 400 | 0 | 330 | 0 | 0 | 0 | 0 | 0 | 0 | 0 | 0 | 0 | 0 | 0.021915
SPP_N_2_NE | SPP_N | NE | 2040 | B19 | 700 | 0 | 330 | 330 | 0 | 0 | 0 | 0 | 0.07122 | 0 | 0 | 0.030965 | 0 | 0.021915
SPP_N_2_NE | SPP_N | NE | 2040 | B20 | 935 | 0 | 330 | 0 | 0 | 0 | 0 | 0 | 0 | 0 | 0 | 0 | 0 | 0.021915
SPP_N_2_NE | SPP_N | NE | 2045 | B1 | 10 | 0 | 330 | 330 | 0 | 330 | 0 | 693.41 | 1.1395 | 0 | 0.27301 | 1.1395 | 0 | 0.28488
SPP_N_2_NE | SPP_N | NE | 2045 | B2 | 25 | 0 | 330 | 0 | 0 | 0 | 0 | 0 | 0 | 0 | 0 | 0 | 0 | 0.28488
SPP_N_2_NE | SPP_N | NE | 2045 | B3 | 75 | 0 | 330 | 0 | 0 | 0 | 0 | 0 | 0 | 0 | 0 | 0 | 0 | 0.28488
SPP_N_2_NE | SPP_N | NE | 2045 | B4 | 100 | 0 | 330 | 0 | 0 | 0 | 0 | 0 | 0 | 0 | 0 | 0 | 0 | 0.28488
SPP_N_2_NE | SPP_N | NE | 2045 | B5 | 200 | 0 | 330 | 0 | 0 | 0 | 0 | 0 | 0 | 0 | 0 | 0 | 0 | 0.28488
SPP_N_2_NE | SPP_N | NE | 2045 | B6 | 300 | 0 | 330 | 0 | 0 | 0 | 0 | 0 | 0 | 0 | 0 | 0 | 0 | 0.28488
SPP_N_2_NE | SPP_N | NE | 2045 | B7 | 400 | 0 | 330 | 0 | 0 | 0 | 0 | 0 | 0 | 0 | 0 | 0 | 0 | 0.28488
SPP_N_2_NE | SPP_N | NE | 2045 | B8 | 500 | 0 | 330 | 0 | 0 | 0 | 0 | 0 | 0 | 0 | 0 | 0 | 0 | 0.28488
SPP_N_2_NE | SPP_N | NE | 2045 | B9 | 800 | 0 | 330 | 0 | 0 | 0 | 0 | 0 | 0 | 0 | 0 | 0 | 0 | 0.28488
SPP_N_2_NE | SPP_N | NE | 2045 | B10 | 1262 | 0 | 330 | 0 | 0 | 0 | 0 | 0 | 0 | 0 | 0 | 0 | 0 | 0.28488
SPP_N_2_NE | SPP_N | NE | 2045 | B11 | 25 | 0 | 330 | 0 | 0 | 0 | 0 | 0 | 0 | 0 | 0 | 0 | 0 | 0.28488
SPP_N_2_NE | SPP_N | NE | 2045 | B12 | 200 | 0 | 330 | 0 | 0 | 0 | 0 | 0 | 0 | 0 | 0 | 0 | 0 | 0.28488
SPP_N_2_NE | SPP_N | NE | 2045 | B13 | 600 | 0 | 330 | 0 | 0 | 0 | 0 | 0 | 0 | 0 | 0 | 0 | 0 | 0.28488
SPP_N_2_NE | SPP_N | NE | 2045 | B14 | 900 | 0 | 330 | 0 | 0 | 0 | 0 | 0 | 0 | 0 | 0 | 0 | 0 | 0.28488
SPP_N_2_NE | SPP_N | NE | 2045 | B15 | 1203 | 0 | 330 | 0 | 0 | 0 | 0 | 0 | 0 | 0 | 0 | 0 | 0 | 0.28488
SPP_N_2_NE | SPP_N | NE | 2045 | B16 | 25 | 0 | 330 | 0 | 0 | 0 | 0 | 0 | 0 | 0 | 0 | 0 | 0 | 0.28488
SPP_N_2_NE | SPP_N | NE | 2045 | B17 | 100 | 0 | 330 | 0 | 0 | 0 | 0 | 0 | 0 | 0 | 0 | 0 | 0 | 0.28488
SPP_N_2_NE | SPP_N | NE | 2045 | B18 | 400 | 0 | 330 | 0 | 0 | 0 | 0 | 0 | 0 | 0 | 0 | 0 | 0 | 0.28488
SPP_N_2_NE | SPP_N | NE | 2045 | B19 | 700 | 0 | 330 | 0 | 0 | 0 | 0 | 0 | 0 | 0 | 0 | 0 | 0 | 0.28488
SPP_N_2_NE | SPP_N | NE | 2045 | B20 | 935 | 0 | 330 | 0 | 0 | 0 | 0 | 0 | 0 | 0 | 0 | 0 | 0 | 0.28488
SPP_N_2_NE | SPP_N | NE | 2050 | B1 | 10 | 0 | 330 | 0 | 0 | 330 | 0 | 561.22 | 0 | 0 | 0.01187 | 0 | 0 | 0
SPP_N_2_NE | SPP_N | NE | 2050 | B2 | 25 | 0 | 330 | 0 | 0 | 0 | 0 | 0 | 0 | 0 | 0 | 0 | 0 | 0
SPP_N_2_NE | SPP_N | NE | 2050 | B3 | 75 | 0 | 330 | 0 | 0 | 0 | 0 | 0 | 0 | 0 | 0 | 0 | 0 | 0
SPP_N_2_NE | SPP_N | NE | 2050 | B4 | 100 | 0 | 330 | 0 | 0 | 0 | 0 | 0 | 0 | 0 | 0 | 0 | 0 | 0
SPP_N_2_NE | SPP_N | NE | 2050 | B5 | 200 | 0 | 330 | 0 | 0 | 0 | 0 | 0 | 0 | 0 | 0 | 0 | 0 | 0
SPP_N_2_NE | SPP_N | NE | 2050 | B6 | 300 | 0 | 330 | 0 | 0 | 0 | 0 | 0 | 0 | 0 | 0 | 0 | 0 | 0
SPP_N_2_NE | SPP_N | NE | 2050 | B7 | 400 | 0 | 330 | 0 | 0 | 0 | 0 | 0 | 0 | 0 | 0 | 0 | 0 | 0
SPP_N_2_NE | SPP_N | NE | 2050 | B8 | 500 | 0 | 330 | 0 | 0 | 0 | 0 | 0 | 0 | 0 | 0 | 0 | 0 | 0
SPP_N_2_NE | SPP_N | NE | 2050 | B9 | 800 | 0 | 330 | 0 | 0 | 0 | 0 | 0 | 0 | 0 | 0 | 0 | 0 | 0
SPP_N_2_NE | SPP_N | NE | 2050 | B10 | 1262 | 0 | 330 | 0 | 0 | 0 | 0 | 0 | 0 | 0 | 0 | 0 | 0 | 0
SPP_N_2_NE | SPP_N | NE | 2050 | B11 | 25 | 0 | 330 | 0 | 0 | 0 | 0 | 0 | 0 | 0 | 0 | 0 | 0 | 0
SPP_N_2_NE | SPP_N | NE | 2050 | B12 | 200 | 0 | 330 | 0 | 0 | 0 | 0 | 0 | 0 | 0 | 0 | 0 | 0 | 0
SPP_N_2_NE | SPP_N | NE | 2050 | B13 | 600 | 0 | 330 | 0 | 0 | 0 | 0 | 0 | 0 | 0 | 0 | 0 | 0 | 0
SPP_N_2_NE | SPP_N | NE | 2050 | B14 | 900 | 0 | 330 | 0 | 0 | 0 | 0 | 0 | 0 | 0 | 0 | 0 | 0 | 0
SPP_N_2_NE | SPP_N | NE | 2050 | B15 | 1203 | 0 | 330 | 0 | 0 | 0 | 0 | 0 | 0 | 0 | 0 | 0 | 0 | 0
SPP_N_2_NE | SPP_N | NE | 2050 | B16 | 25 | 0 | 330 | 0 | 0 | 0 | 0 | 0 | 0 | 0 | 0 | 0 | 0 | 0
SPP_N_2_NE | SPP_N | NE | 2050 | B17 | 100 | 0 | 330 | 0 | 0 | 0 | 0 | 0 | 0 | 0 | 0 | 0 | 0 | 0
SPP_N_2_NE | SPP_N | NE | 2050 | B18 | 400 | 0 | 330 | 0 | 0 | 0 | 0 | 0 | 0 | 0 | 0 | 0 | 0 | 0
SPP_N_2_NE | SPP_N | NE | 2050 | B19 | 700 | 0 | 330 | 0 | 0 | 0 | 0 | 0 | 0 | 0 | 0 | 0 | 0 | 0
SPP_N_2_NE | SPP_N | NE | 2050 | B20 | 935 | 0 | 330 | 0 | 0 | 0 | 0 | 0 | 0 | 0 | 0 | 0 | 0 | 0
SPP_N_2_SPP_S | SPP_N | SPP_S | 2015 | B1 | 10 | 0 | 4000 | 0 | 0 | 0 | 0 | 0 | 0 | 0 | 0 | 0 | 0 | 0.21366
SPP_N_2_SPP_S | SPP_N | SPP_S | 2015 | B2 | 25 | 0 | 4000 | 0 | 0 | 0 | 0 | 0 | 0 | 0 | 0 | 0 | 0 | 0.21366
SPP_N_2_SPP_S | SPP_N | SPP_S | 2015 | B3 | 75 | 0 | 4000 | 0 | 0 | 0 | 0 | 0 | 0 | 0 | 0 | 0 | 0 | 0.21366
SPP_N_2_SPP_S | SPP_N | SPP_S | 2015 | B4 | 100 | 0 | 4000 | 0 | 0 | 0 | 0 | 0 | 0 | 0 | 0 | 0 | 0 | 0.21366
SPP_N_2_SPP_S | SPP_N | SPP_S | 2015 | B5 | 200 | 0 | 4000 | 0 | 0 | 0 | 0 | 0 | 0 | 0 | 0 | 0 | 0 | 0.21366
SPP_N_2_SPP_S | SPP_N | SPP_S | 2015 | B6 | 300 | 0 | 4000 | 2128.33 | 0 | 2679.59 | 0 | 0 | 0 | 0 | 0 | 0 | 0 | 0.21366
SPP_N_2_SPP_S | SPP_N | SPP_S | 2015 | B7 | 400 | 0 | 4000 | 1706.61 | 0 | 1987.13 | 0 | 0 | 0 | 0 | 0 | 0 | 0 | 0.21366
SPP_N_2_SPP_S | SPP_N | SPP_S | 2015 | B8 | 500 | 0 | 4000 | 1305.55 | 0 | 2363 | 0 | 0 | 0 | 0 | 0 | 0 | 0 | 0.21366
SPP_N_2_SPP_S | SPP_N | SPP_S | 2015 | B9 | 800 | 0 | 4000 | 2055.08 | 0 | 2621.8 | 0 | 0 | 0 | 0 | 0 | 0 | 0 | 0.21366
SPP_N_2_SPP_S | SPP_N | SPP_S | 2015 | B10 | 1262 | 0 | 4000 | 3849.79 | 0 | 4000 | 0 | 172.17 | 0 | 0 | 0.20179 | 0 | 0 | 0.21366
SPP_N_2_SPP_S | SPP_N | SPP_S | 2015 | B11 | 25 | 0 | 4000 | 0 | 0 | 0 | 0 | 0 | 0 | 0 | 0 | 0 | 0 | 0.21366
SPP_N_2_SPP_S | SPP_N | SPP_S | 2015 | B12 | 200 | 0 | 4000 | 167.13 | 0 | 0 | 0 | 0 | 0 | 0 | 0 | 0 | 0 | 0.21366
SPP_N_2_SPP_S | SPP_N | SPP_S | 2015 | B13 | 600 | 0 | 4000 | 920.53 | 0 | 920.53 | 0 | 0 | 0 | 0 | 0 | 0 | 0 | 0.21366
SPP_N_2_SPP_S | SPP_N | SPP_S | 2015 | B14 | 900 | 0 | 4000 | 698.48 | 0 | 682.23 | 0 | 0 | 0 | 0 | 0 | 0 | 0 | 0.21366
SPP_N_2_SPP_S | SPP_N | SPP_S | 2015 | B15 | 1203 | 0 | 4000 | 2388.14 | 0 | 1564.32 | 0 | 0 | 0 | 0 | 0 | 0 | 0 | 0.21366
SPP_N_2_SPP_S | SPP_N | SPP_S | 2015 | B16 | 25 | 0 | 4000 | 829.16 | 0 | 1439.83 | 0 | 0 | 0 | 0 | 0 | 0 | 0 | 0.21366
SPP_N_2_SPP_S | SPP_N | SPP_S | 2015 | B17 | 100 | 0 | 4000 | 1178.9 | 0 | 1720.04 | 0 | 0 | 0 | 0 | 0 | 0 | 0 | 0.21366
SPP_N_2_SPP_S | SPP_N | SPP_S | 2015 | B18 | 400 | 0 | 4000 | 1560.76 | 0 | 2747.3 | 0 | 0 | 0 | 0 | 0 | 0 | 0 | 0.21366
SPP_N_2_SPP_S | SPP_N | SPP_S | 2015 | B19 | 700 | 0 | 4000 | 1931.19 | 0 | 2511.91 | 0 | 0 | 0 | 0 | 0 | 0 | 0 | 0.21366
SPP_N_2_SPP_S | SPP_N | SPP_S | 2015 | B20 | 935 | 0 | 4000 | 4000 | 0 | 4000 | 0 | 130.09 | 0.85464 | 0 | 0.20179 | 0.85464 | 0 | 0.21366
SPP_N_2_SPP_S | SPP_N | SPP_S | 2020 | B1 | 10 | 0 | 4000 | 0 | 0 | 0 | 0 | 0 | 0 | 0 | 0 | 0 | 0 | 0.12463
SPP_N_2_SPP_S | SPP_N | SPP_S | 2020 | B2 | 25 | 0 | 4000 | 0 | 0 | 0 | 0 | 0 | 0 | 0 | 0 | 0 | 0 | 0.12463
SPP_N_2_SPP_S | SPP_N | SPP_S | 2020 | B3 | 75 | 0 | 4000 | 0 | 0 | 0 | 0 | 0 | 0 | 0 | 0 | 0 | 0 | 0.12463
SPP_N_2_SPP_S | SPP_N | SPP_S | 2020 | B4 | 100 | 0 | 4000 | 0 | 0 | 0 | 0 | 0 | 0 | 0 | 0 | 0 | 0 | 0.12463
SPP_N_2_SPP_S | SPP_N | SPP_S | 2020 | B5 | 200 | 0 | 4000 | 0 | 0 | 0 | 0 | 0 | 0 | 0 | 0 | 0 | 0 | 0.12463
SPP_N_2_SPP_S | SPP_N | SPP_S | 2020 | B6 | 300 | 0 | 4000 | 925.35 | 0 | 200.5 | 0 | 0 | 0 | 0 | 0 | 0 | 0 | 0.12463
SPP_N_2_SPP_S | SPP_N | SPP_S | 2020 | B7 | 400 | 0 | 4000 | 418.92 | 0 | 159.86 | 0 | 0 | 0 | 0 | 0 | 0 | 0 | 0.12463
SPP_N_2_SPP_S | SPP_N | SPP_S | 2020 | B8 | 500 | 0 | 4000 | 1591.12 | 0 | 1440.06 | 0 | 0 | 0 | 0 | 0 | 0 | 0 | 0.12463
SPP_N_2_SPP_S | SPP_N | SPP_S | 2020 | B9 | 800 | 0 | 4000 | 1756.59 | 0 | 1190.84 | 0 | 0 | 0 | 0 | 0 | 0 | 0 | 0.12463
SPP_N_2_SPP_S | SPP_N | SPP_S | 2020 | B10 | 1262 | 0 | 4000 | 3897.81 | 0 | 3820.31 | 0 | 0 | 0 | 0 | 0 | 0 | 0 | 0.12463
SPP_N_2_SPP_S | SPP_N | SPP_S | 2020 | B11 | 25 | 0 | 4000 | 0 | 0 | 0 | 0 | 0 | 0 | 0 | 0 | 0 | 0 | 0.12463
SPP_N_2_SPP_S | SPP_N | SPP_S | 2020 | B12 | 200 | 0 | 4000 | 0 | 0 | 0 | 0 | 0 | 0 | 0 | 0 | 0 | 0 | 0.12463
SPP_N_2_SPP_S | SPP_N | SPP_S | 2020 | B13 | 600 | 0 | 4000 | 0 | 0 | 0 | 0 | 0 | 0 | 0 | 0 | 0 | 0 | 0.12463
SPP_N_2_SPP_S | SPP_N | SPP_S | 2020 | B14 | 900 | 0 | 4000 | 0 | 0 | 0 | 0 | 0 | 0 | 0 | 0 | 0 | 0 | 0.12463
SPP_N_2_SPP_S | SPP_N | SPP_S | 2020 | B15 | 1203 | 0 | 4000 | 1885.31 | 0 | 1188.17 | 0 | 0 | 0 | 0 | 0 | 0 | 0 | 0.12463
SPP_N_2_SPP_S | SPP_N | SPP_S | 2020 | B16 | 25 | 0 | 4000 | 0 | 0 | 0 | 0 | 0 | 0 | 0 | 0 | 0 | 0 | 0.12463
SPP_N_2_SPP_S | SPP_N | SPP_S | 2020 | B17 | 100 | 0 | 4000 | 819.63 | 0 | 0 | 0 | 0 | 0 | 0 | 0 | 0 | 0 | 0.12463
SPP_N_2_SPP_S | SPP_N | SPP_S | 2020 | B18 | 400 | 0 | 4000 | 1383.99 | 0 | 733.03 | 0 | 0 | 0 | 0 | 0 | 0 | 0 | 0.12463
SPP_N_2_SPP_S | SPP_N | SPP_S | 2020 | B19 | 700 | 0 | 4000 | 1838.48 | 0 | 949.28 | 0 | 0 | 0 | 0 | 0 | 0 | 0 | 0.12463
SPP_N_2_SPP_S | SPP_N | SPP_S | 2020 | B20 | 935 | 0 | 4000 | 4000 | 0 | 2938.7 | 0 | 0 | 0.49854 | 0 | 0 | 0.49854 | 0 | 0.12463
SPP_N_2_SPP_S | SPP_N | SPP_S | 2025 | B1 | 10 | 0 | 4000 | 0 | 0 | 0 | 0 | 0 | 0 | 0 | 0 | 0 | 0 | 0.18695
SPP_N_2_SPP_S | SPP_N | SPP_S | 2025 | B2 | 25 | 0 | 4000 | 0 | 0 | 0 | 0 | 0 | 0 | 0 | 0 | 0 | 0 | 0.18695
SPP_N_2_SPP_S | SPP_N | SPP_S | 2025 | B3 | 75 | 0 | 4000 | 0 | 0 | 0 | 0 | 0 | 0 | 0 | 0 | 0 | 0 | 0.18695
SPP_N_2_SPP_S | SPP_N | SPP_S | 2025 | B4 | 100 | 0 | 4000 | 0 | 0 | 0 | 0 | 0 | 0 | 0 | 0 | 0 | 0 | 0.18695
SPP_N_2_SPP_S | SPP_N | SPP_S | 2025 | B5 | 200 | 0 | 4000 | 0 | 0 | 0 | 0 | 0 | 0 | 0 | 0 | 0 | 0 | 0.18695
SPP_N_2_SPP_S | SPP_N | SPP_S | 2025 | B6 | 300 | 0 | 4000 | 327.5 | 0 | 0 | 0 | 0 | 0 | 0 | 0 | 0 | 0 | 0.18695
SPP_N_2_SPP_S | SPP_N | SPP_S | 2025 | B7 | 400 | 0 | 4000 | 0 | 0 | 0 | 0 | 0 | 0 | 0 | 0 | 0 | 0 | 0.18695
SPP_N_2_SPP_S | SPP_N | SPP_S | 2025 | B8 | 500 | 0 | 4000 | 904.05 | 0 | 0 | 0 | 0 | 0 | 0 | 0 | 0 | 0 | 0.18695
SPP_N_2_SPP_S | SPP_N | SPP_S | 2025 | B9 | 800 | 0 | 4000 | 1762.98 | 0 | 704.93 | 0 | 0 | 0 | 0 | 0 | 0 | 0 | 0.18695
SPP_N_2_SPP_S | SPP_N | SPP_S | 2025 | B10 | 1262 | 0 | 4000 | 4000 | 0 | 3517.99 | 0 | 0 | 0.74781 | 0 | 0 | 0.74781 | 0 | 0.18695
SPP_N_2_SPP_S | SPP_N | SPP_S | 2025 | B11 | 25 | 0 | 4000 | 0 | 0 | 0 | 0 | 0 | 0 | 0 | 0 | 0 | 0 | 0.18695
SPP_N_2_SPP_S | SPP_N | SPP_S | 2025 | B12 | 200 | 0 | 4000 | 0 | 0 | 0 | 0 | 0 | 0 | 0 | 0 | 0 | 0 | 0.18695
SPP_N_2_SPP_S | SPP_N | SPP_S | 2025 | B13 | 600 | 0 | 4000 | 0 | 0 | 0 | 0 | 0 | 0 | 0 | 0 | 0 | 0 | 0.18695
SPP_N_2_SPP_S | SPP_N | SPP_S | 2025 | B14 | 900 | 0 | 4000 | 386.37 | 0 | 0 | 0 | 0 | 0 | 0 | 0 | 0 | 0 | 0.18695
SPP_N_2_SPP_S | SPP_N | SPP_S | 2025 | B15 | 1203 | 0 | 4000 | 1617.36 | 0 | 224.95 | 0 | 0 | 0 | 0 | 0 | 0 | 0 | 0.18695
SPP_N_2_SPP_S | SPP_N | SPP_S | 2025 | B16 | 25 | 0 | 4000 | 0 | 0 | 0 | 0 | 0 | 0 | 0 | 0 | 0 | 0 | 0.18695
SPP_N_2_SPP_S | SPP_N | SPP_S | 2025 | B17 | 100 | 0 | 4000 | 205.69 | 0 | 0 | 0 | 0 | 0 | 0 | 0 | 0 | 0 | 0.18695
SPP_N_2_SPP_S | SPP_N | SPP_S | 2025 | B18 | 400 | 0 | 4000 | 730.49 | 0 | 0 | 0 | 0 | 0 | 0 | 0 | 0 | 0 | 0.18695
SPP_N_2_SPP_S | SPP_N | SPP_S | 2025 | B19 | 700 | 0 | 4000 | 377.28 | 0 | 0 | 0 | 0 | 0 | 0 | 0 | 0 | 0 | 0.18695
SPP_N_2_SPP_S | SPP_N | SPP_S | 2025 | B20 | 935 | 0 | 4000 | 2442 | 0 | 0 | 0 | 0 | 0 | 0 | 0 | 0 | 0 | 0.18695
SPP_N_2_SPP_S | SPP_N | SPP_S | 2030 | B1 | 10 | 0 | 4000 | 0 | 0 | 0 | 0 | 0 | 0 | 0 | 0 | 0 | 0 | 0.13057
SPP_N_2_SPP_S | SPP_N | SPP_S | 2030 | B2 | 25 | 0 | 4000 | 0 | 0 | 0 | 0 | 0 | 0 | 0 | 0 | 0 | 0 | 0.13057
SPP_N_2_SPP_S | SPP_N | SPP_S | 2030 | B3 | 75 | 0 | 4000 | 0 | 0 | 0 | 0 | 0 | 0 | 0 | 0 | 0 | 0 | 0.13057
SPP_N_2_SPP_S | SPP_N | SPP_S | 2030 | B4 | 100 | 0 | 4000 | 0 | 0 | 0 | 0 | 0 | 0 | 0 | 0 | 0 | 0 | 0.13057
SPP_N_2_SPP_S | SPP_N | SPP_S | 2030 | B5 | 200 | 0 | 4000 | 0 | 0 | 0 | 0 | 0 | 0 | 0 | 0 | 0 | 0 | 0.13057
SPP_N_2_SPP_S | SPP_N | SPP_S | 2030 | B6 | 300 | 0 | 4000 | 0 | 0 | 0 | 0 | 0 | 0 | 0 | 0 | 0 | 0 | 0.13057
SPP_N_2_SPP_S | SPP_N | SPP_S | 2030 | B7 | 400 | 0 | 4000 | 339.92 | 0 | 0 | 0 | 0 | 0 | 0 | 0 | 0 | 0 | 0.13057
SPP_N_2_SPP_S | SPP_N | SPP_S | 2030 | B8 | 500 | 0 | 4000 | 1849.05 | 0 | 0 | 0 | 0 | 0 | 0 | 0 | 0 | 0 | 0.13057
SPP_N_2_SPP_S | SPP_N | SPP_S | 2030 | B9 | 800 | 0 | 4000 | 3160.88 | 0 | 1187.06 | 0 | 0 | 0 | 0 | 0 | 0 | 0 | 0.13057
SPP_N_2_SPP_S | SPP_N | SPP_S | 2030 | B10 | 1262 | 0 | 4000 | 4000 | 0 | 2534.47 | 0 | 0 | 0.52228 | 0 | 0 | 0.52228 | 0 | 0.13057
SPP_N_2_SPP_S | SPP_N | SPP_S | 2030 | B11 | 25 | 0 | 4000 | 0 | 0 | 0 | 0 | 0 | 0 | 0 | 0 | 0 | 0 | 0.13057
SPP_N_2_SPP_S | SPP_N | SPP_S | 2030 | B12 | 200 | 0 | 4000 | 0 | 0 | 0 | 0 | 0 | 0 | 0 | 0 | 0 | 0 | 0.13057
SPP_N_2_SPP_S | SPP_N | SPP_S | 2030 | B13 | 600 | 0 | 4000 | 833.68 | 0 | 0 | 0 | 0 | 0 | 0 | 0 | 0 | 0 | 0.13057
SPP_N_2_SPP_S | SPP_N | SPP_S | 2030 | B14 | 900 | 0 | 4000 | 590.88 | 0 | 0 | 0 | 0 | 0 | 0 | 0 | 0 | 0 | 0.13057
SPP_N_2_SPP_S | SPP_N | SPP_S | 2030 | B15 | 1203 | 0 | 4000 | 2832.25 | 0 | 0 | 0 | 0 | 0 | 0 | 0 | 0 | 0 | 0.13057
SPP_N_2_SPP_S | SPP_N | SPP_S | 2030 | B16 | 25 | 0 | 4000 | 951.18 | 0 | 0 | 0 | 0 | 0 | 0 | 0 | 0 | 0 | 0.13057
SPP_N_2_SPP_S | SPP_N | SPP_S | 2030 | B17 | 100 | 0 | 4000 | 121.38 | 0 | 0 | 0 | 0 | 0 | 0 | 0 | 0 | 0 | 0.13057
SPP_N_2_SPP_S | SPP_N | SPP_S | 2030 | B18 | 400 | 0 | 4000 | 0 | 0 | 0 | 0 | 0 | 0 | 0 | 0 | 0 | 0 | 0.13057
SPP_N_2_SPP_S | SPP_N | SPP_S | 2030 | B19 | 700 | 0 | 4000 | 81.87 | 0 | 0 | 0 | 0 | 0 | 0 | 0 | 0 | 0 | 0.13057
SPP_N_2_SPP_S | SPP_N | SPP_S | 2030 | B20 | 935 | 0 | 4000 | 3157.58 | 0 | 0 | 0 | 0 | 0 | 0 | 0 | 0 | 0 | 0.13057
SPP_N_2_SPP_S | SPP_N | SPP_S | 2035 | B1 | 10 | 0 | 4000 | 0 | 0 | 0 | 0 | 0 | 0 | 0 | 0 | 0 | 0 | 0
SPP_N_2_SPP_S | SPP_N | SPP_S | 2035 | B2 | 25 | 0 | 4000 | 0 | 0 | 0 | 0 | 0 | 0 | 0 | 0 | 0 | 0 | 0
SPP_N_2_SPP_S | SPP_N | SPP_S | 2035 | B3 | 75 | 0 | 4000 | 0 | 0 | 0 | 0 | 0 | 0 | 0 | 0 | 0 | 0 | 0
SPP_N_2_SPP_S | SPP_N | SPP_S | 2035 | B4 | 100 | 0 | 4000 | 0 | 0 | 0 | 0 | 0 | 0 | 0 | 0 | 0 | 0 | 0
SPP_N_2_SPP_S | SPP_N | SPP_S | 2035 | B5 | 200 | 0 | 4000 | 0 | 0 | 0 | 0 | 0 | 0 | 0 | 0 | 0 | 0 | 0
SPP_N_2_SPP_S | SPP_N | SPP_S | 2035 | B6 | 300 | 0 | 4000 | 0 | 0 | 0 | 0 | 0 | 0 | 0 | 0 | 0 | 0 | 0
SPP_N_2_SPP_S | SPP_N | SPP_S | 2035 | B7 | 400 | 0 | 4000 | 0 | 0 | 0 | 0 | 0 | 0 | 0 | 0 | 0 | 0 | 0
SPP_N_2_SPP_S | SPP_N | SPP_S | 2035 | B8 | 500 | 0 | 4000 | 0 | 0 | 0 | 0 | 0 | 0 | 0 | 0 | 0 | 0 | 0
SPP_N_2_SPP_S | SPP_N | SPP_S | 2035 | B9 | 800 | 0 | 4000 | 1372.7 | 0 | 0 | 0 | 0 | 0 | 0 | 0 | 0 | 0 | 0
SPP_N_2_SPP_S | SPP_N | SPP_S | 2035 | B10 | 1262 | 0 | 4000 | 3485.18 | 0 | 462.2 | 0 | 0 | 0 | 0 | 0 | 0 | 0 | 0
SPP_N_2_SPP_S | SPP_N | SPP_S | 2035 | B11 | 25 | 0 | 4000 | 0 | 0 | 0 | 0 | 0 | 0 | 0 | 0 | 0 | 0 | 0
SPP_N_2_SPP_S | SPP_N | SPP_S | 2035 | B12 | 200 | 0 | 4000 | 0 | 0 | 0 | 0 | 0 | 0 | 0 | 0 | 0 | 0 | 0
SPP_N_2_SPP_S | SPP_N | SPP_S | 2035 | B13 | 600 | 0 | 4000 | 0 | 0 | 0 | 0 | 0 | 0 | 0 | 0 | 0 | 0 | 0
SPP_N_2_SPP_S | SPP_N | SPP_S | 2035 | B14 | 900 | 0 | 4000 | 0 | 0 | 0 | 0 | 0 | 0 | 0 | 0 | 0 | 0 | 0
SPP_N_2_SPP_S | SPP_N | SPP_S | 2035 | B15 | 1203 | 0 | 4000 | 1017.24 | 0 | 0 | 0 | 0 | 0 | 0 | 0 | 0 | 0 | 0
SPP_N_2_SPP_S | SPP_N | SPP_S | 2035 | B16 | 25 | 0 | 4000 | 0 | 0 | 0 | 0 | 0 | 0 | 0 | 0 | 0 | 0 | 0
SPP_N_2_SPP_S | SPP_N | SPP_S | 2035 | B17 | 100 | 0 | 4000 | 0 | 0 | 0 | 0 | 0 | 0 | 0 | 0 | 0 | 0 | 0
SPP_N_2_SPP_S | SPP_N | SPP_S | 2035 | B18 | 400 | 0 | 4000 | 0 | 0 | 0 | 0 | 0 | 0 | 0 | 0 | 0 | 0 | 0
SPP_N_2_SPP_S | SPP_N | SPP_S | 2035 | B19 | 700 | 0 | 4000 | 0 | 0 | 0 | 0 | 0 | 0 | 0 | 0 | 0 | 0 | 0
SPP_N_2_SPP_S | SPP_N | SPP_S | 2035 | B20 | 935 | 0 | 4000 | 2508.25 | 0 | 0 | 0 | 0 | 0 | 0 | 0 | 0 | 0 | 0
SPP_N_2_SPP_S | SPP_N | SPP_S | 2040 | B1 | 10 | 0 | 4000 | 0 | 0 | 0 | 0 | 0 | 0 | 0 | 0 | 0 | 0 | 0
SPP_N_2_SPP_S | SPP_N | SPP_S | 2040 | B2 | 25 | 0 | 4000 | 0 | 0 | 0 | 0 | 0 | 0 | 0 | 0 | 0 | 0 | 0
SPP_N_2_SPP_S | SPP_N | SPP_S | 2040 | B3 | 75 | 0 | 4000 | 0 | 0 | 0 | 0 | 0 | 0 | 0 | 0 | 0 | 0 | 0
SPP_N_2_SPP_S | SPP_N | SPP_S | 2040 | B4 | 100 | 0 | 4000 | 0 | 0 | 0 | 0 | 0 | 0 | 0 | 0 | 0 | 0 | 0
SPP_N_2_SPP_S | SPP_N | SPP_S | 2040 | B5 | 200 | 0 | 4000 | 0 | 0 | 0 | 0 | 0 | 0 | 0 | 0 | 0 | 0 | 0
SPP_N_2_SPP_S | SPP_N | SPP_S | 2040 | B6 | 300 | 0 | 4000 | 579.53 | 0 | 0 | 0 | 0 | 0 | 0 | 0 | 0 | 0 | 0
SPP_N_2_SPP_S | SPP_N | SPP_S | 2040 | B7 | 400 | 0 | 4000 | 0 | 0 | 0 | 0 | 0 | 0 | 0 | 0 | 0 | 0 | 0
SPP_N_2_SPP_S | SPP_N | SPP_S | 2040 | B8 | 500 | 0 | 4000 | 0 | 0 | 0 | 0 | 0 | 0 | 0 | 0 | 0 | 0 | 0
SPP_N_2_SPP_S | SPP_N | SPP_S | 2040 | B9 | 800 | 0 | 4000 | 3473.59 | 0 | 1138.15 | 0 | 0 | 0 | 0 | 0 | 0 | 0 | 0
SPP_N_2_SPP_S | SPP_N | SPP_S | 2040 | B10 | 1262 | 0 | 4000 | 3524.59 | 0 | 2093.92 | 0 | 0 | 0 | 0 | 0 | 0 | 0 | 0
SPP_N_2_SPP_S | SPP_N | SPP_S | 2040 | B11 | 25 | 0 | 4000 | 0 | 0 | 0 | 0 | 0 | 0 | 0 | 0 | 0 | 0 | 0
SPP_N_2_SPP_S | SPP_N | SPP_S | 2040 | B12 | 200 | 0 | 4000 | 0 | 0 | 0 | 0 | 0 | 0 | 0 | 0 | 0 | 0 | 0
SPP_N_2_SPP_S | SPP_N | SPP_S | 2040 | B13 | 600 | 0 | 4000 | 575.55 | 0 | 0 | 0 | 0 | 0 | 0 | 0 | 0 | 0 | 0
SPP_N_2_SPP_S | SPP_N | SPP_S | 2040 | B14 | 900 | 0 | 4000 | 0 | 0 | 0 | 0 | 0 | 0 | 0 | 0 | 0 | 0 | 0
SPP_N_2_SPP_S | SPP_N | SPP_S | 2040 | B15 | 1203 | 0 | 4000 | 770.77 | 0 | 0 | 0 | 0 | 0 | 0 | 0 | 0 | 0 | 0
SPP_N_2_SPP_S | SPP_N | SPP_S | 2040 | B16 | 25 | 0 | 4000 | 0 | 0 | 0 | 0 | 0 | 0 | 0 | 0 | 0 | 0 | 0
SPP_N_2_SPP_S | SPP_N | SPP_S | 2040 | B17 | 100 | 0 | 4000 | 451.8 | 0 | 0 | 0 | 0 | 0 | 0 | 0 | 0 | 0 | 0
SPP_N_2_SPP_S | SPP_N | SPP_S | 2040 | B18 | 400 | 0 | 4000 | 0 | 0 | 0 | 0 | 0 | 0 | 0 | 0 | 0 | 0 | 0
SPP_N_2_SPP_S | SPP_N | SPP_S | 2040 | B19 | 700 | 0 | 4000 | 0 | 0 | 0 | 0 | 0 | 0 | 0 | 0 | 0 | 0 | 0
SPP_N_2_SPP_S | SPP_N | SPP_S | 2040 | B20 | 935 | 0 | 4000 | 3549.53 | 0 | 0 | 0 | 0 | 0 | 0 | 0 | 0 | 0 | 0
SPP_N_2_SPP_S | SPP_N | SPP_S | 2045 | B1 | 10 | 0 | 4000 | 0 | 0 | 0 | 0 | 0 | 0 | 0 | 0 | 0 | 0 | 0.33269
SPP_N_2_SPP_S | SPP_N | SPP_S | 2045 | B2 | 25 | 0 | 4000 | 0 | 0 | 0 | 0 | 0 | 0 | 0 | 0 | 0 | 0 | 0.33269
SPP_N_2_SPP_S | SPP_N | SPP_S | 2045 | B3 | 75 | 0 | 4000 | 0 | 0 | 0 | 0 | 0 | 0 | 0 | 0 | 0 | 0 | 0.33269
SPP_N_2_SPP_S | SPP_N | SPP_S | 2045 | B4 | 100 | 0 | 4000 | 0 | 0 | 0 | 0 | 0 | 0 | 0 | 0 | 0 | 0 | 0.33269
SPP_N_2_SPP_S | SPP_N | SPP_S | 2045 | B5 | 200 | 0 | 4000 | 0 | 0 | 0 | 0 | 0 | 0 | 0 | 0 | 0 | 0 | 0.33269
SPP_N_2_SPP_S | SPP_N | SPP_S | 2045 | B6 | 300 | 0 | 4000 | 0 | 0 | 0 | 0 | 0 | 0 | 0 | 0 | 0 | 0 | 0.33269
SPP_N_2_SPP_S | SPP_N | SPP_S | 2045 | B7 | 400 | 0 | 4000 | 0 | 0 | 0 | 0 | 0 | 0 | 0 | 0 | 0 | 0 | 0.33269
SPP_N_2_SPP_S | SPP_N | SPP_S | 2045 | B8 | 500 | 0 | 4000 | 304.34 | 0 | 0 | 0 | 0 | 0 | 0 | 0 | 0 | 0 | 0.33269
SPP_N_2_SPP_S | SPP_N | SPP_S | 2045 | B9 | 800 | 0 | 4000 | 4000 | 0 | 2247.83 | 0 | 0 | 0.90212 | 0 | 0 | 0.35 | 0 | 0.33269
SPP_N_2_SPP_S | SPP_N | SPP_S | 2045 | B10 | 1262 | 0 | 4000 | 4000 | 0 | 1583.61 | 0 | 0 | 1.6025 | 0 | 0 | 0.98074 | 0 | 0.33269
SPP_N_2_SPP_S | SPP_N | SPP_S | 2045 | B11 | 25 | 0 | 4000 | 0 | 0 | 0 | 0 | 0 | 0 | 0 | 0 | 0 | 0 | 0.33269
SPP_N_2_SPP_S | SPP_N | SPP_S | 2045 | B12 | 200 | 0 | 4000 | 0 | 0 | 0 | 0 | 0 | 0 | 0 | 0 | 0 | 0 | 0.33269
SPP_N_2_SPP_S | SPP_N | SPP_S | 2045 | B13 | 600 | 0 | 4000 | 631.14 | 0 | 0 | 0 | 0 | 0 | 0 | 0 | 0 | 0 | 0.33269
SPP_N_2_SPP_S | SPP_N | SPP_S | 2045 | B14 | 900 | 0 | 4000 | 0 | 0 | 0 | 0 | 0 | 0 | 0 | 0 | 0 | 0 | 0.33269
SPP_N_2_SPP_S | SPP_N | SPP_S | 2045 | B15 | 1203 | 0 | 4000 | 855.97 | 0 | 0 | 0 | 0 | 0 | 0 | 0 | 0 | 0 | 0.33269
SPP_N_2_SPP_S | SPP_N | SPP_S | 2045 | B16 | 25 | 0 | 4000 | 0 | 0 | 0 | 0 | 0 | 0 | 0 | 0 | 0 | 0 | 0.33269
SPP_N_2_SPP_S | SPP_N | SPP_S | 2045 | B17 | 100 | 0 | 4000 | 0 | 0 | 0 | 0 | 0 | 0 | 0 | 0 | 0 | 0 | 0.33269
SPP_N_2_SPP_S | SPP_N | SPP_S | 2045 | B18 | 400 | 0 | 4000 | 270.87 | 0 | 0 | 0 | 0 | 0 | 0 | 0 | 0 | 0 | 0.33269
SPP_N_2_SPP_S | SPP_N | SPP_S | 2045 | B19 | 700 | 0 | 4000 | 0 | 0 | 0 | 0 | 0 | 0 | 0 | 0 | 0 | 0 | 0.33269
SPP_N_2_SPP_S | SPP_N | SPP_S | 2045 | B20 | 935 | 0 | 4000 | 2882.55 | 0 | 0 | 0 | 0 | 0 | 0 | 0 | 0 | 0 | 0.33269
SPP_N_2_SPP_S | SPP_N | SPP_S | 2050 | B1 | 10 | 0 | 4000 | 0 | 0 | 0 | 0 | 0 | 0 | 0 | 0 | 0 | 0 | 0.65877
SPP_N_2_SPP_S | SPP_N | SPP_S | 2050 | B2 | 25 | 0 | 4000 | 0 | 0 | 0 | 0 | 0 | 0 | 0 | 0 | 0 | 0 | 0.65877
SPP_N_2_SPP_S | SPP_N | SPP_S | 2050 | B3 | 75 | 0 | 4000 | 0 | 0 | 0 | 0 | 0 | 0 | 0 | 0 | 0 | 0 | 0.65877
SPP_N_2_SPP_S | SPP_N | SPP_S | 2050 | B4 | 100 | 0 | 4000 | 0 | 0 | 0 | 0 | 0 | 0 | 0 | 0 | 0 | 0 | 0.65877
SPP_N_2_SPP_S | SPP_N | SPP_S | 2050 | B5 | 200 | 0 | 4000 | 0 | 0 | 0 | 0 | 0 | 0 | 0 | 0 | 0 | 0 | 0.65877
SPP_N_2_SPP_S | SPP_N | SPP_S | 2050 | B6 | 300 | 0 | 4000 | 0 | 0 | 962.88 | 0 | 0 | 0 | 0 | 0 | 0 | 0 | 0.65877
SPP_N_2_SPP_S | SPP_N | SPP_S | 2050 | B7 | 400 | 0 | 4000 | 0 | 0 | 0 | 0 | 0 | 0 | 0 | 0 | 0 | 0 | 0.65877
SPP_N_2_SPP_S | SPP_N | SPP_S | 2050 | B8 | 500 | 0 | 4000 | 2210.37 | 0 | 4000 | 0 | 0 | 0 | 0 | 1.4363 | 0 | 0 | 0.65877
SPP_N_2_SPP_S | SPP_N | SPP_S | 2050 | B9 | 800 | 0 | 4000 | 4000 | 0 | 4000 | 0 | 484.59 | 0.46293 | 0 | 1.5787 | 0.1796 | 0 | 0.65877
SPP_N_2_SPP_S | SPP_N | SPP_S | 2050 | B10 | 1262 | 0 | 4000 | 4000 | 0 | 4000 | 0 | 0 | 4.0121 | 0 | 0.07122 | 2.4555 | 0 | 0.65877
SPP_N_2_SPP_S | SPP_N | SPP_S | 2050 | B11 | 25 | 0 | 4000 | 0 | 0 | 0 | 0 | 0 | 0 | 0 | 0 | 0 | 0 | 0.65877
SPP_N_2_SPP_S | SPP_N | SPP_S | 2050 | B12 | 200 | 0 | 4000 | 0 | 0 | 0 | 0 | 0 | 0 | 0 | 0 | 0 | 0 | 0.65877
SPP_N_2_SPP_S | SPP_N | SPP_S | 2050 | B13 | 600 | 0 | 4000 | 1202.17 | 0 | 0 | 0 | 0 | 0 | 0 | 0 | 0 | 0 | 0.65877
SPP_N_2_SPP_S | SPP_N | SPP_S | 2050 | B14 | 900 | 0 | 4000 | 0 | 0 | 0 | 0 | 0 | 0 | 0 | 0 | 0 | 0 | 0.65877
SPP_N_2_SPP_S | SPP_N | SPP_S | 2050 | B15 | 1203 | 0 | 4000 | 1109.55 | 0 | 1042.48 | 0 | 0 | 0 | 0 | 0 | 0 | 0 | 0.65877
SPP_N_2_SPP_S | SPP_N | SPP_S | 2050 | B16 | 25 | 0 | 4000 | 0 | 0 | 0 | 0 | 0 | 0 | 0 | 0 | 0 | 0 | 0.65877
SPP_N_2_SPP_S | SPP_N | SPP_S | 2050 | B17 | 100 | 0 | 4000 | 0 | 0 | 0 | 0 | 0 | 0 | 0 | 0 | 0 | 0 | 0.65877
SPP_N_2_SPP_S | SPP_N | SPP_S | 2050 | B18 | 400 | 0 | 4000 | 0 | 0 | 728.33 | 0 | 0 | 0 | 0 | 0 | 0 | 0 | 0.65877
SPP_N_2_SPP_S | SPP_N | SPP_S | 2050 | B19 | 700 | 0 | 4000 | 446.77 | 0 | 1659.84 | 0 | 0 | 0 | 0 | 0 | 0 | 0 | 0.65877
SPP_N_2_SPP_S | SPP_N | SPP_S | 2050 | B20 | 935 | 0 | 4000 | 3326.01 | 0 | 4000 | 0 | 0 | 0 | 0 | 0.04748 | 0 | 0 | 0.65877
SPP_S_2_ENT | SPP_S | ENT | 2015 | B1 | 10 | 0 | 850 | 372.95 | 0 | 0 | 0 | 0 | 0 | 0 | 0 | 0 | 0 | 0
SPP_S_2_ENT | SPP_S | ENT | 2015 | B2 | 25 | 0 | 850 | 0 | 0 | 0 | 0 | 0 | 0 | 0 | 0 | 0 | 0 | 0
SPP_S_2_ENT | SPP_S | ENT | 2015 | B3 | 75 | 0 | 850 | 199.24 | 0 | 0 | 0 | 0 | 0 | 0 | 0 | 0 | 0 | 0
SPP_S_2_ENT | SPP_S | ENT | 2015 | B4 | 100 | 0 | 850 | 173.93 | 0 | 0 | 0 | 0 | 0 | 0 | 0 | 0 | 0 | 0
SPP_S_2_ENT | SPP_S | ENT | 2015 | B5 | 200 | 0 | 850 | 0 | 0 | 0 | 0 | 0 | 0 | 0 | 0 | 0 | 0 | 0
SPP_S_2_ENT | SPP_S | ENT | 2015 | B6 | 300 | 0 | 850 | 0 | 0 | 0 | 0 | 0 | 0 | 0 | 0 | 0 | 0 | 0
SPP_S_2_ENT | SPP_S | ENT | 2015 | B7 | 400 | 0 | 850 | 0 | 0 | 0 | 0 | 0 | 0 | 0 | 0 | 0 | 0 | 0
SPP_S_2_ENT | SPP_S | ENT | 2015 | B8 | 500 | 0 | 850 | 0 | 0 | 0 | 0 | 0 | 0 | 0 | 0 | 0 | 0 | 0
SPP_S_2_ENT | SPP_S | ENT | 2015 | B9 | 800 | 0 | 850 | 0 | 0 | 0 | 0 | 0 | 0 | 0 | 0 | 0 | 0 | 0
SPP_S_2_ENT | SPP_S | ENT | 2015 | B10 | 1262 | 0 | 850 | 0 | 0 | 0 | 0 | 0 | 0 | 0 | 0 | 0 | 0 | 0
SPP_S_2_ENT | SPP_S | ENT | 2015 | B11 | 25 | 0 | 850 | 0 | 0 | 0 | 0 | 0 | 0 | 0 | 0 | 0 | 0 | 0
SPP_S_2_ENT | SPP_S | ENT | 2015 | B12 | 200 | 0 | 850 | 0 | 0 | 0 | 0 | 0 | 0 | 0 | 0 | 0 | 0 | 0
SPP_S_2_ENT | SPP_S | ENT | 2015 | B13 | 600 | 0 | 850 | 0 | 0 | 0 | 0 | 0 | 0 | 0 | 0 | 0 | 0 | 0
SPP_S_2_ENT | SPP_S | ENT | 2015 | B14 | 900 | 0 | 850 | 0 | 0 | 0 | 0 | 0 | 0 | 0 | 0 | 0 | 0 | 0
SPP_S_2_ENT | SPP_S | ENT | 2015 | B15 | 1203 | 0 | 850 | 0 | 0 | 0 | 0 | 0 | 0 | 0 | 0 | 0 | 0 | 0
SPP_S_2_ENT | SPP_S | ENT | 2015 | B16 | 25 | 0 | 850 | 0 | 0 | 0 | 0 | 0 | 0 | 0 | 0 | 0 | 0 | 0
SPP_S_2_ENT | SPP_S | ENT | 2015 | B17 | 100 | 0 | 850 | 0 | 0 | 0 | 0 | 0 | 0 | 0 | 0 | 0 | 0 | 0
SPP_S_2_ENT | SPP_S | ENT | 2015 | B18 | 400 | 0 | 850 | 0 | 0 | 0 | 0 | 0 | 0 | 0 | 0 | 0 | 0 | 0
SPP_S_2_ENT | SPP_S | ENT | 2015 | B19 | 700 | 0 | 850 | 0 | 0 | 0 | 0 | 0 | 0 | 0 | 0 | 0 | 0 | 0
SPP_S_2_ENT | SPP_S | ENT | 2015 | B20 | 935 | 0 | 850 | 0 | 0 | 0 | 0 | 0 | 0 | 0 | 0 | 0 | 0 | 0
SPP_S_2_ENT | SPP_S | ENT | 2020 | B1 | 10 | 0 | 850 | 850 | 0 | 850 | 0 | 0 | 3.1337 | 0 | 0.14244 | 0.13335 | 0 | 0.2117
SPP_S_2_ENT | SPP_S | ENT | 2020 | B2 | 25 | 0 | 850 | 850 | 0 | 0 | 0 | 0 | 1.4956 | 0 | 0 | 0.15911 | 0 | 0.2117
SPP_S_2_ENT | SPP_S | ENT | 2020 | B3 | 75 | 0 | 850 | 850 | 0 | 0 | 0 | 0 | 0.48667 | 0 | 0 | 0.15532 | 0 | 0.2117
SPP_S_2_ENT | SPP_S | ENT | 2020 | B4 | 100 | 0 | 850 | 850 | 0 | 0 | 0 | 0 | 0.48667 | 0 | 0 | 0.20709 | 0 | 0.2117
SPP_S_2_ENT | SPP_S | ENT | 2020 | B5 | 200 | 0 | 850 | 0 | 0 | 0 | 0 | 0 | 0 | 0 | 0 | 0 | 0 | 0.2117
SPP_S_2_ENT | SPP_S | ENT | 2020 | B6 | 300 | 0 | 850 | 0 | 0 | 0 | 0 | 0 | 0 | 0 | 0 | 0 | 0 | 0.2117
SPP_S_2_ENT | SPP_S | ENT | 2020 | B7 | 400 | 0 | 850 | 0 | 0 | 0 | 0 | 0 | 0 | 0 | 0 | 0 | 0 | 0.2117
SPP_S_2_ENT | SPP_S | ENT | 2020 | B8 | 500 | 0 | 850 | 0 | 0 | 0 | 0 | 0 | 0 | 0 | 0 | 0 | 0 | 0.2117
SPP_S_2_ENT | SPP_S | ENT | 2020 | B9 | 800 | 0 | 850 | 0 | 0 | 0 | 0 | 0 | 0 | 0 | 0 | 0 | 0 | 0.2117
SPP_S_2_ENT | SPP_S | ENT | 2020 | B10 | 1262 | 0 | 850 | 0 | 0 | 0 | 0 | 0 | 0 | 0 | 0 | 0 | 0 | 0.2117
SPP_S_2_ENT | SPP_S | ENT | 2020 | B11 | 25 | 0 | 850 | 0 | 0 | 0 | 0 | 0 | 0 | 0 | 0 | 0 | 0 | 0.2117
SPP_S_2_ENT | SPP_S | ENT | 2020 | B12 | 200 | 0 | 850 | 0 | 0 | 0 | 0 | 0 | 0 | 0 | 0 | 0 | 0 | 0.2117
SPP_S_2_ENT | SPP_S | ENT | 2020 | B13 | 600 | 0 | 850 | 0 | 0 | 0 | 0 | 0 | 0 | 0 | 0 | 0 | 0 | 0.2117
SPP_S_2_ENT | SPP_S | ENT | 2020 | B14 | 900 | 0 | 850 | 0 | 0 | 0 | 0 | 0 | 0 | 0 | 0 | 0 | 0 | 0.2117
SPP_S_2_ENT | SPP_S | ENT | 2020 | B15 | 1203 | 0 | 850 | 0 | 0 | 0 | 0 | 0 | 0 | 0 | 0 | 0 | 0 | 0.2117
SPP_S_2_ENT | SPP_S | ENT | 2020 | B16 | 25 | 0 | 850 | 850 | 0 | 850 | 0 | 780.34 | 1.8042 | 0 | 0.21366 | 0.19194 | 0 | 0.2117
SPP_S_2_ENT | SPP_S | ENT | 2020 | B17 | 100 | 0 | 850 | 0 | 0 | 0 | 0 | 0 | 0 | 0 | 0 | 0 | 0 | 0.2117
SPP_S_2_ENT | SPP_S | ENT | 2020 | B18 | 400 | 0 | 850 | 0 | 0 | 0 | 0 | 0 | 0 | 0 | 0 | 0 | 0 | 0.2117
SPP_S_2_ENT | SPP_S | ENT | 2020 | B19 | 700 | 0 | 850 | 0 | 0 | 0 | 0 | 0 | 0 | 0 | 0 | 0 | 0 | 0.2117
SPP_S_2_ENT | SPP_S | ENT | 2020 | B20 | 935 | 0 | 850 | 0 | 0 | 0 | 0 | 0 | 0 | 0 | 0 | 0 | 0 | 0.2117
SPP_S_2_ENT | SPP_S | ENT | 2025 | B1 | 10 | 0 | 850 | 850 | 0 | 850 | 0 | 2763.79 | 11.2172 | 0 | 0.72407 | 0.095873 | 0 | 0.39305
SPP_S_2_ENT | SPP_S | ENT | 2025 | B2 | 25 | 0 | 850 | 850 | 0 | 614 | 0 | 0 | 7.8698 | 0 | 0 | 0.16816 | 0 | 0.39305
SPP_S_2_ENT | SPP_S | ENT | 2025 | B3 | 75 | 0 | 850 | 850 | 0 | 0 | 0 | 0 | 0.89025 | 0 | 0 | 0.057067 | 0 | 0.39305
SPP_S_2_ENT | SPP_S | ENT | 2025 | B4 | 100 | 0 | 850 | 850 | 0 | 0 | 0 | 0 | 1.3888 | 0 | 0 | 0.1187 | 0 | 0.39305
SPP_S_2_ENT | SPP_S | ENT | 2025 | B5 | 200 | 0 | 850 | 0 | 0 | 0 | 0 | 0 | 0 | 0 | 0 | 0 | 0 | 0.39305
SPP_S_2_ENT | SPP_S | ENT | 2025 | B6 | 300 | 0 | 850 | 0 | 0 | 0 | 0 | 0 | 0 | 0 | 0 | 0 | 0 | 0.39305
SPP_S_2_ENT | SPP_S | ENT | 2025 | B7 | 400 | 0 | 850 | 0 | 0 | 0 | 0 | 0 | 0 | 0 | 0 | 0 | 0 | 0.39305
SPP_S_2_ENT | SPP_S | ENT | 2025 | B8 | 500 | 0 | 850 | 0 | 0 | 0 | 0 | 0 | 0 | 0 | 0 | 0 | 0 | 0.39305
SPP_S_2_ENT | SPP_S | ENT | 2025 | B9 | 800 | 0 | 850 | 0 | 0 | 0 | 0 | 0 | 0 | 0 | 0 | 0 | 0 | 0.39305
SPP_S_2_ENT | SPP_S | ENT | 2025 | B10 | 1262 | 0 | 850 | 0 | 0 | 0 | 0 | 0 | 0 | 0 | 0 | 0 | 0 | 0.39305
SPP_S_2_ENT | SPP_S | ENT | 2025 | B11 | 25 | 0 | 850 | 0 | 0 | 0 | 0 | 0 | 0 | 0 | 0 | 0 | 0 | 0.39305
SPP_S_2_ENT | SPP_S | ENT | 2025 | B12 | 200 | 0 | 850 | 0 | 0 | 0 | 0 | 0 | 0 | 0 | 0 | 0 | 0 | 0.39305
SPP_S_2_ENT | SPP_S | ENT | 2025 | B13 | 600 | 0 | 850 | 0 | 0 | 0 | 0 | 0 | 0 | 0 | 0 | 0 | 0 | 0.39305
SPP_S_2_ENT | SPP_S | ENT | 2025 | B14 | 900 | 0 | 850 | 0 | 0 | 0 | 0 | 0 | 0 | 0 | 0 | 0 | 0 | 0.39305
SPP_S_2_ENT | SPP_S | ENT | 2025 | B15 | 1203 | 0 | 850 | 0 | 0 | 0 | 0 | 0 | 0 | 0 | 0 | 0 | 0 | 0.39305
SPP_S_2_ENT | SPP_S | ENT | 2025 | B16 | 25 | 0 | 850 | 850 | 0 | 850 | 0 | 1524.18 | 5.4958 | 0 | 0.72407 | 0.11743 | 0 | 0.39305
SPP_S_2_ENT | SPP_S | ENT | 2025 | B17 | 100 | 0 | 850 | 0 | 0 | 0 | 0 | 0 | 0 | 0 | 0 | 0 | 0 | 0.39305
SPP_S_2_ENT | SPP_S | ENT | 2025 | B18 | 400 | 0 | 850 | 0 | 0 | 0 | 0 | 0 | 0 | 0 | 0 | 0 | 0 | 0.39305
SPP_S_2_ENT | SPP_S | ENT | 2025 | B19 | 700 | 0 | 850 | 0 | 0 | 762.33 | 0 | 0 | 0 | 0 | 0 | 0 | 0 | 0.39305
SPP_S_2_ENT | SPP_S | ENT | 2025 | B20 | 935 | 0 | 850 | 850 | 0 | 850 | 0 | 0 | 1.2701 | 0 | 0.33236 | 1.015 | 0 | 0.39305
SPP_S_2_ENT | SPP_S | ENT | 2030 | B1 | 10 | 0 | 850 | 850 | 0 | 850 | 0 | 4477.97 | 26.6956 | 0 | 0.54602 | 0.061046 | 0 | 0.46595
SPP_S_2_ENT | SPP_S | ENT | 2030 | B2 | 25 | 0 | 850 | 850 | 0 | 850 | 0 | 240.47 | 8.2497 | 0 | 0.54602 | 0.047162 | 0 | 0.46595
SPP_S_2_ENT | SPP_S | ENT | 2030 | B3 | 75 | 0 | 850 | 850 | 0 | 0 | 0 | 0 | 1.8755 | 0 | 0 | 0.032165 | 0 | 0.46595
SPP_S_2_ENT | SPP_S | ENT | 2030 | B4 | 100 | 0 | 850 | 236.78 | 0 | 239.77 | 0 | 0 | 0 | 0 | 0 | 0 | 0 | 0.46595
SPP_S_2_ENT | SPP_S | ENT | 2030 | B5 | 200 | 0 | 850 | 0 | 0 | 0 | 0 | 0 | 0 | 0 | 0 | 0 | 0 | 0.46595
SPP_S_2_ENT | SPP_S | ENT | 2030 | B6 | 300 | 0 | 850 | 0 | 0 | 0 | 0 | 0 | 0 | 0 | 0 | 0 | 0 | 0.46595
SPP_S_2_ENT | SPP_S | ENT | 2030 | B7 | 400 | 0 | 850 | 0 | 0 | 162.38 | 0 | 0 | 0 | 0 | 0 | 0 | 0 | 0.46595
SPP_S_2_ENT | SPP_S | ENT | 2030 | B8 | 500 | 0 | 850 | 0 | 0 | 0 | 0 | 0 | 0 | 0 | 0 | 0 | 0 | 0.46595
SPP_S_2_ENT | SPP_S | ENT | 2030 | B9 | 800 | 0 | 850 | 0 | 0 | 0 | 0 | 0 | 0 | 0 | 0 | 0 | 0 | 0.46595
SPP_S_2_ENT | SPP_S | ENT | 2030 | B10 | 1262 | 0 | 850 | 0 | 0 | 420.28 | 0 | 0 | 0 | 0 | 0 | 0 | 0 | 0.46595
SPP_S_2_ENT | SPP_S | ENT | 2030 | B11 | 25 | 0 | 850 | 850 | 0 | 850 | 0 | 873.08 | 0.30862 | 0 | 0.54602 | 0.0017643 | 0 | 0.46595
SPP_S_2_ENT | SPP_S | ENT | 2030 | B12 | 200 | 0 | 850 | 0 | 0 | 0 | 0 | 0 | 0 | 0 | 0 | 0 | 0 | 0.46595
SPP_S_2_ENT | SPP_S | ENT | 2030 | B13 | 600 | 0 | 850 | 0 | 0 | 0 | 0 | 0 | 0 | 0 | 0 | 0 | 0 | 0.46595
SPP_S_2_ENT | SPP_S | ENT | 2030 | B14 | 900 | 0 | 850 | 850 | 0 | 850 | 0 | 1756.95 | 0.29675 | 0 | 0.54602 | 0.061074 | 0 | 0.46595
SPP_S_2_ENT | SPP_S | ENT | 2030 | B15 | 1203 | 0 | 850 | 850 | 0 | 850 | 0 | 2363.62 | 2.8251 | 0 | 0.54602 | 0.77717 | 0 | 0.46595
SPP_S_2_ENT | SPP_S | ENT | 2030 | B16 | 25 | 0 | 850 | 0 | 0 | 675.5 | 0 | 0 | 0 | 0 | 0 | 0 | 0 | 0.46595
SPP_S_2_ENT | SPP_S | ENT | 2030 | B17 | 100 | 0 | 850 | 850 | 0 | 850 | 0 | 1657.77 | 1.1989 | 0 | 0.54602 | 0.027415 | 0 | 0.46595
SPP_S_2_ENT | SPP_S | ENT | 2030 | B18 | 400 | 0 | 850 | 850 | 0 | 850 | 0 | 1769.59 | 0.01187 | 0 | 0.54602 | 0.0010858 | 0 | 0.46595
SPP_S_2_ENT | SPP_S | ENT | 2030 | B19 | 700 | 0 | 850 | 850 | 0 | 850 | 0 | 1992.01 | 1.3294 | 0 | 0.54602 | 0.21281 | 0 | 0.46595
SPP_S_2_ENT | SPP_S | ENT | 2030 | B20 | 935 | 0 | 850 | 850 | 0 | 850 | 0 | 0 | 3.0031 | 0 | 0.4748 | 0.6421 | 0 | 0.46595
SPP_S_2_ENT | SPP_S | ENT | 2035 | B1 | 10 | 0 | 850 | 850 | 0 | 850 | 0 | 1686 | 23.4195 | 0 | 1.092 | 0.044736 | 0 | 0.7913
SPP_S_2_ENT | SPP_S | ENT | 2035 | B2 | 25 | 0 | 850 | 850 | 0 | 850 | 0 | 0 | 9.1043 | 0 | 1.0802 | 0.043478 | 0 | 0.7913
SPP_S_2_ENT | SPP_S | ENT | 2035 | B3 | 75 | 0 | 850 | 850 | 0 | 212.34 | 0 | 0 | 2.4096 | 0 | 0 | 0.034522 | 0 | 0.7913
SPP_S_2_ENT | SPP_S | ENT | 2035 | B4 | 100 | 0 | 850 | 850 | 0 | 427.63 | 0 | 0 | 3.0031 | 0 | 0 | 0.057366 | 0 | 0.7913
SPP_S_2_ENT | SPP_S | ENT | 2035 | B5 | 200 | 0 | 850 | 210.71 | 0 | 0 | 0 | 0 | 0 | 0 | 0 | 0 | 0 | 0.7913
SPP_S_2_ENT | SPP_S | ENT | 2035 | B6 | 300 | 0 | 850 | 0 | 0 | 0 | 0 | 0 | 0 | 0 | 0 | 0 | 0 | 0.7913
SPP_S_2_ENT | SPP_S | ENT | 2035 | B7 | 400 | 0 | 850 | 0 | 0 | 0 | 0 | 0 | 0 | 0 | 0 | 0 | 0 | 0.7913
SPP_S_2_ENT | SPP_S | ENT | 2035 | B8 | 500 | 0 | 850 | 0 | 0 | 0 | 0 | 0 | 0 | 0 | 0 | 0 | 0 | 0.7913
SPP_S_2_ENT | SPP_S | ENT | 2035 | B9 | 800 | 0 | 850 | 0 | 0 | 0 | 0 | 0 | 0 | 0 | 0 | 0 | 0 | 0.7913
SPP_S_2_ENT | SPP_S | ENT | 2035 | B10 | 1262 | 0 | 850 | 850 | 0 | 850 | 0 | 0 | 2.4452 | 0 | 0.98521 | 0.58947 | 0 | 0.7913
SPP_S_2_ENT | SPP_S | ENT | 2035 | B11 | 25 | 0 | 850 | 0 | 0 | 0 | 0 | 0 | 0 | 0 | 0 | 0 | 0 | 0.7913
SPP_S_2_ENT | SPP_S | ENT | 2035 | B12 | 200 | 0 | 850 | 0 | 0 | 0 | 0 | 0 | 0 | 0 | 0 | 0 | 0 | 0.7913
SPP_S_2_ENT | SPP_S | ENT | 2035 | B13 | 600 | 0 | 850 | 0 | 0 | 0 | 0 | 0 | 0 | 0 | 0 | 0 | 0 | 0.7913
SPP_S_2_ENT | SPP_S | ENT | 2035 | B14 | 900 | 0 | 850 | 850 | 0 | 850 | 0 | 0 | 0.28488 | 0 | 1.0802 | 0.048977 | 0 | 0.7913
SPP_S_2_ENT | SPP_S | ENT | 2035 | B15 | 1203 | 0 | 850 | 850 | 0 | 850 | 0 | 4405.55 | 5.0922 | 0 | 1.092 | 1.1702 | 0 | 0.7913
SPP_S_2_ENT | SPP_S | ENT | 2035 | B16 | 25 | 0 | 850 | 850 | 0 | 850 | 0 | 118.15 | 3.0743 | 0 | 1.092 | 0.014682 | 0 | 0.7913
SPP_S_2_ENT | SPP_S | ENT | 2035 | B17 | 100 | 0 | 850 | 229.59 | 0 | 0 | 0 | 0 | 0 | 0 | 0 | 0 | 0 | 0.7913
SPP_S_2_ENT | SPP_S | ENT | 2035 | B18 | 400 | 0 | 850 | 403.25 | 0 | 0 | 0 | 0 | 0 | 0 | 0 | 0 | 0 | 0.7913
SPP_S_2_ENT | SPP_S | ENT | 2035 | B19 | 700 | 0 | 850 | 850 | 0 | 850 | 0 | 0 | 2.1722 | 0 | 1.0802 | 0.29046 | 0 | 0.7913
SPP_S_2_ENT | SPP_S | ENT | 2035 | B20 | 935 | 0 | 850 | 850 | 0 | 850 | 0 | 2424.56 | 4.8786 | 0 | 1.092 | 0.87134 | 0 | 0.7913
SPP_S_2_ENT | SPP_S | ENT | 2040 | B1 | 10 | 0 | 850 | 850 | 0 | 850 | 0 | 1717.49 | 30.221 | 0 | 1.733 | 0.056647 | 0 | 1.4267
SPP_S_2_ENT | SPP_S | ENT | 2040 | B2 | 25 | 0 | 850 | 850 | 0 | 850 | 0 | 0 | 10.1132 | 0 | 0.70033 | 0.047391 | 0 | 1.4267
SPP_S_2_ENT | SPP_S | ENT | 2040 | B3 | 75 | 0 | 850 | 850 | 0 | 208.72 | 0 | 0 | 3.6678 | 0 | 0 | 0.051563 | 0 | 1.4267
SPP_S_2_ENT | SPP_S | ENT | 2040 | B4 | 100 | 0 | 850 | 850 | 0 | 422.7 | 0 | 0 | 4.2495 | 0 | 0 | 0.079652 | 0 | 1.4267
SPP_S_2_ENT | SPP_S | ENT | 2040 | B5 | 200 | 0 | 850 | 695.04 | 0 | 850 | 0 | 0 | 0 | 0 | 0.70033 | 0 | 0 | 1.4267
SPP_S_2_ENT | SPP_S | ENT | 2040 | B6 | 300 | 0 | 850 | 0 | 0 | 0 | 0 | 0 | 0 | 0 | 0 | 0 | 0 | 1.4267
SPP_S_2_ENT | SPP_S | ENT | 2040 | B7 | 400 | 0 | 850 | 0 | 0 | 0 | 0 | 0 | 0 | 0 | 0 | 0 | 0 | 1.4267
SPP_S_2_ENT | SPP_S | ENT | 2040 | B8 | 500 | 0 | 850 | 0 | 0 | 0 | 0 | 0 | 0 | 0 | 0 | 0 | 0 | 1.4267
SPP_S_2_ENT | SPP_S | ENT | 2040 | B9 | 800 | 0 | 850 | 0 | 0 | 0 | 0 | 0 | 0 | 0 | 0 | 0 | 0 | 1.4267
SPP_S_2_ENT | SPP_S | ENT | 2040 | B10 | 1262 | 0 | 850 | 850 | 0 | 850 | 0 | 1703.58 | 5.3415 | 0 | 1.733 | 1.2635 | 0 | 1.4267
SPP_S_2_ENT | SPP_S | ENT | 2040 | B11 | 25 | 0 | 850 | 652.35 | 0 | 383.55 | 0 | 0 | 0 | 0 | 0 | 0 | 0 | 1.4267
SPP_S_2_ENT | SPP_S | ENT | 2040 | B12 | 200 | 0 | 850 | 0 | 0 | 0 | 0 | 0 | 0 | 0 | 0 | 0 | 0 | 1.4267
SPP_S_2_ENT | SPP_S | ENT | 2040 | B13 | 600 | 0 | 850 | 0 | 0 | 0 | 0 | 0 | 0 | 0 | 0 | 0 | 0 | 1.4267
SPP_S_2_ENT | SPP_S | ENT | 2040 | B14 | 900 | 0 | 850 | 850 | 0 | 850 | 0 | 0 | 0.27301 | 0 | 0.70033 | 0.046056 | 0 | 1.4267
SPP_S_2_ENT | SPP_S | ENT | 2040 | B15 | 1203 | 0 | 850 | 850 | 0 | 850 | 0 | 4071.85 | 9.5554 | 0 | 1.733 | 2.1547 | 0 | 1.4267
SPP_S_2_ENT | SPP_S | ENT | 2040 | B16 | 25 | 0 | 850 | 850 | 0 | 850 | 0 | 683.36 | 3.1337 | 0 | 1.733 | 0.014685 | 0 | 1.4267
SPP_S_2_ENT | SPP_S | ENT | 2040 | B17 | 100 | 0 | 850 | 850 | 0 | 668.81 | 0 | 0 | 1.1633 | 0 | 0 | 0.021804 | 0 | 1.4267
SPP_S_2_ENT | SPP_S | ENT | 2040 | B18 | 400 | 0 | 850 | 550.19 | 0 | 850 | 0 | 0 | 0 | 0 | 0.41545 | 0 | 0 | 1.4267
SPP_S_2_ENT | SPP_S | ENT | 2040 | B19 | 700 | 0 | 850 | 850 | 0 | 850 | 0 | 0 | 0.8309 | 0 | 0.8309 | 0.10902 | 0 | 1.4267
SPP_S_2_ENT | SPP_S | ENT | 2040 | B20 | 935 | 0 | 850 | 850 | 0 | 850 | 0 | 4310.13 | 10.6236 | 0 | 1.733 | 1.8619 | 0 | 1.4267
SPP_S_2_ENT | SPP_S | ENT | 2045 | B1 | 10 | 0 | 850 | 850 | 0 | 850 | 0 | 1608.15 | 23.645 | 0 | 2.6707 | 0.045824 | 0 | 1.7315
SPP_S_2_ENT | SPP_S | ENT | 2045 | B2 | 25 | 0 | 850 | 850 | 0 | 850 | 0 | 0 | 10.2438 | 0 | 1.1514 | 0.049631 | 0 | 1.7315
SPP_S_2_ENT | SPP_S | ENT | 2045 | B3 | 75 | 0 | 850 | 684.62 | 0 | 0 | 0 | 0 | 0 | 0 | 0 | 0 | 0 | 1.7315
SPP_S_2_ENT | SPP_S | ENT | 2045 | B4 | 100 | 0 | 850 | 850 | 0 | 850 | 0 | 0 | 4.5818 | 0 | 1.1514 | 0.088795 | 0 | 1.7315
SPP_S_2_ENT | SPP_S | ENT | 2045 | B5 | 200 | 0 | 850 | 262.48 | 0 | 4.89 | 0 | 0 | 0 | 0 | 0 | 0 | 0 | 1.7315
SPP_S_2_ENT | SPP_S | ENT | 2045 | B6 | 300 | 0 | 850 | 0 | 0 | 0 | 0 | 0 | 0 | 0 | 0 | 0 | 0 | 1.7315
SPP_S_2_ENT | SPP_S | ENT | 2045 | B7 | 400 | 0 | 850 | 0 | 0 | 0 | 0 | 0 | 0 | 0 | 0 | 0 | 0 | 1.7315
SPP_S_2_ENT | SPP_S | ENT | 2045 | B8 | 500 | 0 | 850 | 0 | 0 | 0 | 0 | 0 | 0 | 0 | 0 | 0 | 0 | 1.7315
SPP_S_2_ENT | SPP_S | ENT | 2045 | B9 | 800 | 0 | 850 | 0 | 0 | 0 | 0 | 0 | 0 | 0 | 0 | 0 | 0 | 1.7315
SPP_S_2_ENT | SPP_S | ENT | 2045 | B10 | 1262 | 0 | 850 | 850 | 0 | 850 | 0 | 0 | 6.1843 | 0 | 2.4808 | 1.5125 | 0 | 1.7315
SPP_S_2_ENT | SPP_S | ENT | 2045 | B11 | 25 | 0 | 850 | 244.41 | 0 | 850 | 0 | 0 | 0 | 0 | 1.1514 | 0 | 0 | 1.7315
SPP_S_2_ENT | SPP_S | ENT | 2045 | B12 | 200 | 0 | 850 | 0 | 0 | 0 | 0 | 0 | 0 | 0 | 0 | 0 | 0 | 1.7315
SPP_S_2_ENT | SPP_S | ENT | 2045 | B13 | 600 | 0 | 850 | 0 | 0 | 715.76 | 0 | 0 | 0 | 0 | 0 | 0 | 0 | 1.7315
SPP_S_2_ENT | SPP_S | ENT | 2045 | B14 | 900 | 0 | 850 | 850 | 0 | 850 | 0 | 2868.8 | 0.27301 | 0 | 2.6707 | 0.047618 | 0 | 1.7315
SPP_S_2_ENT | SPP_S | ENT | 2045 | B15 | 1203 | 0 | 850 | 850 | 0 | 850 | 0 | 4916.89 | 13.4606 | 0 | 2.6707 | 3.1382 | 0 | 1.7315
SPP_S_2_ENT | SPP_S | ENT | 2045 | B16 | 25 | 0 | 850 | 850 | 0 | 850 | 0 | 186.03 | 3.4779 | 0 | 2.6707 | 0.01685 | 0 | 1.7315
SPP_S_2_ENT | SPP_S | ENT | 2045 | B17 | 100 | 0 | 850 | 446.89 | 0 | 850 | 0 | 0 | 0 | 0 | 1.1514 | 0 | 0 | 1.7315
SPP_S_2_ENT | SPP_S | ENT | 2045 | B18 | 400 | 0 | 850 | 849.23 | 0 | 850 | 0 | 0 | 0 | 0 | 2.3146 | 0 | 0 | 1.7315
SPP_S_2_ENT | SPP_S | ENT | 2045 | B19 | 700 | 0 | 850 | 850 | 0 | 850 | 0 | 613.97 | 1.0327 | 0 | 2.6707 | 0.14009 | 0 | 1.7315
SPP_S_2_ENT | SPP_S | ENT | 2045 | B20 | 935 | 0 | 850 | 850 | 0 | 850 | 0 | 1484.47 | 10.41 | 0 | 2.6707 | 1.8863 | 0 | 1.7315
SPP_S_2_ENT | SPP_S | ENT | 2050 | B1 | 10 | 0 | 850 | 850 | 0 | 850 | 0 | 4888.32 | 28.666 | 0 | 1.6143 | 0.055554 | 0 | 1.3885
SPP_S_2_ENT | SPP_S | ENT | 2050 | B2 | 25 | 0 | 850 | 850 | 0 | 850 | 0 | 1326.55 | 10.5643 | 0 | 1.6143 | 0.051184 | 0 | 1.3885
SPP_S_2_ENT | SPP_S | ENT | 2050 | B3 | 75 | 0 | 850 | 726.31 | 0 | 631.44 | 0 | 0 | 0 | 0 | 0 | 0 | 0 | 1.3885
SPP_S_2_ENT | SPP_S | ENT | 2050 | B4 | 100 | 0 | 850 | 850 | 0 | 850 | 0 | 88.81 | 3.6441 | 0 | 1.6143 | 0.070622 | 0 | 1.3885
SPP_S_2_ENT | SPP_S | ENT | 2050 | B5 | 200 | 0 | 850 | 235.39 | 0 | 0 | 0 | 0 | 0 | 0 | 0 | 0 | 0 | 1.3885
SPP_S_2_ENT | SPP_S | ENT | 2050 | B6 | 300 | 0 | 850 | 0 | 0 | 0 | 0 | 0 | 0 | 0 | 0 | 0 | 0 | 1.3885
SPP_S_2_ENT | SPP_S | ENT | 2050 | B7 | 400 | 0 | 850 | 0 | 0 | 0 | 0 | 0 | 0 | 0 | 0 | 0 | 0 | 1.3885
SPP_S_2_ENT | SPP_S | ENT | 2050 | B8 | 500 | 0 | 850 | 0 | 0 | 0 | 0 | 0 | 0 | 0 | 0 | 0 | 0 | 1.3885
SPP_S_2_ENT | SPP_S | ENT | 2050 | B9 | 800 | 0 | 850 | 0 | 0 | 850 | 0 | 0 | 0 | 0 | 0.09496 | 0 | 0 | 1.3885
SPP_S_2_ENT | SPP_S | ENT | 2050 | B10 | 1262 | 0 | 850 | 850 | 0 | 850 | 0 | 3946.67 | 3.9765 | 0 | 1.6143 | 0.97253 | 0 | 1.3885
SPP_S_2_ENT | SPP_S | ENT | 2050 | B11 | 25 | 0 | 850 | 32.78 | 0 | 850 | 0 | 538.46 | 0 | 0 | 1.6143 | 0 | 0 | 1.3885
SPP_S_2_ENT | SPP_S | ENT | 2050 | B12 | 200 | 0 | 850 | 0 | 0 | 0 | 0 | 0 | 0 | 0 | 0 | 0 | 0 | 1.3885
SPP_S_2_ENT | SPP_S | ENT | 2050 | B13 | 600 | 0 | 850 | 0 | 0 | 140.79 | 0 | 0 | 0 | 0 | 0 | 0 | 0 | 1.3885
SPP_S_2_ENT | SPP_S | ENT | 2050 | B14 | 900 | 0 | 850 | 850 | 0 | 850 | 0 | 2642.72 | 0.61724 | 0 | 1.6143 | 0.10766 | 0 | 1.3885
SPP_S_2_ENT | SPP_S | ENT | 2050 | B15 | 1203 | 0 | 850 | 850 | 0 | 850 | 0 | 5477.03 | 10.8136 | 0 | 1.6143 | 2.5211 | 0 | 1.3885
SPP_S_2_ENT | SPP_S | ENT | 2050 | B16 | 25 | 0 | 850 | 850 | 0 | 850 | 0 | 2243.75 | 2.4927 | 0 | 1.6143 | 0.012077 | 0 | 1.3885
SPP_S_2_ENT | SPP_S | ENT | 2050 | B17 | 100 | 0 | 850 | 309.98 | 0 | 850 | 0 | 0 | 0 | 0 | 1.5194 | 0 | 0 | 1.3885
SPP_S_2_ENT | SPP_S | ENT | 2050 | B18 | 400 | 0 | 850 | 318.58 | 0 | 850 | 0 | 926.79 | 0 | 0 | 1.6143 | 0 | 0 | 1.3885
SPP_S_2_ENT | SPP_S | ENT | 2050 | B19 | 700 | 0 | 850 | 850 | 0 | 850 | 0 | 3076.13 | 2.3265 | 0 | 1.6143 | 0.31561 | 0 | 1.3885
SPP_S_2_ENT | SPP_S | ENT | 2050 | B20 | 935 | 0 | 850 | 850 | 0 | 850 | 0 | 6089.33 | 7.9885 | 0 | 1.6143 | 1.4475 | 0 | 1.3885
SPP_S_2_SPP_N | SPP_S | SPP_N | 2015 | B1 | 10 | 0 | 640 | 640 | 0 | 640 | 0 | 1839.82 | 5.4365 | 0 | 1.2582 | 0.12498 | 0 | 1.2701
SPP_S_2_SPP_N | SPP_S | SPP_N | 2015 | B2 | 25 | 0 | 640 | 640 | 0 | 640 | 0 | 1710.74 | 6.7303 | 0 | 1.2582 | 0.3868 | 0 | 1.2701
SPP_S_2_SPP_N | SPP_S | SPP_N | 2015 | B3 | 75 | 0 | 640 | 640 | 0 | 640 | 0 | 2437.16 | 8.5701 | 0 | 1.2582 | 1.4776 | 0 | 1.2701
SPP_S_2_SPP_N | SPP_S | SPP_N | 2015 | B4 | 100 | 0 | 640 | 640 | 0 | 640 | 0 | 1199.72 | 7.1101 | 0 | 1.2582 | 1.6345 | 0 | 1.2701
SPP_S_2_SPP_N | SPP_S | SPP_N | 2015 | B5 | 200 | 0 | 640 | 640 | 0 | 640 | 0 | 767.47 | 3.0625 | 0 | 1.2582 | 1.408 | 0 | 1.2701
SPP_S_2_SPP_N | SPP_S | SPP_N | 2015 | B6 | 300 | 0 | 640 | 0 | 0 | 0 | 0 | 0 | 0 | 0 | 0 | 0 | 0 | 1.2701
SPP_S_2_SPP_N | SPP_S | SPP_N | 2015 | B7 | 400 | 0 | 640 | 0 | 0 | 0 | 0 | 0 | 0 | 0 | 0 | 0 | 0 | 1.2701
SPP_S_2_SPP_N | SPP_S | SPP_N | 2015 | B8 | 500 | 0 | 640 | 0 | 0 | 0 | 0 | 0 | 0 | 0 | 0 | 0 | 0 | 1.2701
SPP_S_2_SPP_N | SPP_S | SPP_N | 2015 | B9 | 800 | 0 | 640 | 0 | 0 | 0 | 0 | 0 | 0 | 0 | 0 | 0 | 0 | 1.2701
SPP_S_2_SPP_N | SPP_S | SPP_N | 2015 | B10 | 1262 | 0 | 640 | 0 | 0 | 0 | 0 | 0 | 0 | 0 | 0 | 0 | 0 | 1.2701
SPP_S_2_SPP_N | SPP_S | SPP_N | 2015 | B11 | 25 | 0 | 640 | 640 | 0 | 640 | 0 | 148.07 | 0.84277 | 0 | 1.2582 | 0.048435 | 0 | 1.2701
SPP_S_2_SPP_N | SPP_S | SPP_N | 2015 | B12 | 200 | 0 | 640 | 0 | 0 | 340.47 | 0 | 0 | 0 | 0 | 0 | 0 | 0 | 1.2701
SPP_S_2_SPP_N | SPP_S | SPP_N | 2015 | B13 | 600 | 0 | 640 | 0 | 0 | 0 | 0 | 0 | 0 | 0 | 0 | 0 | 0 | 1.2701
SPP_S_2_SPP_N | SPP_S | SPP_N | 2015 | B14 | 900 | 0 | 640 | 0 | 0 | 0 | 0 | 0 | 0 | 0 | 0 | 0 | 0 | 1.2701
SPP_S_2_SPP_N | SPP_S | SPP_N | 2015 | B15 | 1203 | 0 | 640 | 0 | 0 | 0 | 0 | 0 | 0 | 0 | 0 | 0 | 0 | 1.2701
SPP_S_2_SPP_N | SPP_S | SPP_N | 2015 | B16 | 25 | 0 | 640 | 0 | 0 | 0 | 0 | 0 | 0 | 0 | 0 | 0 | 0 | 1.2701
SPP_S_2_SPP_N | SPP_S | SPP_N | 2015 | B17 | 100 | 0 | 640 | 0 | 0 | 0 | 0 | 0 | 0 | 0 | 0 | 0 | 0 | 1.2701
SPP_S_2_SPP_N | SPP_S | SPP_N | 2015 | B18 | 400 | 0 | 640 | 0 | 0 | 0 | 0 | 0 | 0 | 0 | 0 | 0 | 0 | 1.2701
SPP_S_2_SPP_N | SPP_S | SPP_N | 2015 | B19 | 700 | 0 | 640 | 0 | 0 | 0 | 0 | 0 | 0 | 0 | 0 | 0 | 0 | 1.2701
SPP_S_2_SPP_N | SPP_S | SPP_N | 2015 | B20 | 935 | 0 | 640 | 0 | 0 | 0 | 0 | 0 | 0 | 0 | 0 | 0 | 0 | 1.2701
SPP_S_2_SPP_N | SPP_S | SPP_N | 2020 | B1 | 10 | 0 | 640 | 640 | 0 | 640 | 0 | 6569.87 | 10.3388 | 0 | 1.5906 | 0.15665 | 0 | 1.597
SPP_S_2_SPP_N | SPP_S | SPP_N | 2020 | B2 | 25 | 0 | 640 | 640 | 0 | 640 | 0 | 4799.71 | 9.8758 | 0 | 1.5906 | 0.37408 | 0 | 1.597
SPP_S_2_SPP_N | SPP_S | SPP_N | 2020 | B3 | 75 | 0 | 640 | 640 | 0 | 640 | 0 | 4008.44 | 9.8758 | 0 | 1.5906 | 1.1223 | 0 | 1.597
SPP_S_2_SPP_N | SPP_S | SPP_N | 2020 | B4 | 100 | 0 | 640 | 640 | 0 | 640 | 0 | 4750.61 | 9.8758 | 0 | 1.5906 | 1.4963 | 0 | 1.597
SPP_S_2_SPP_N | SPP_S | SPP_N | 2020 | B5 | 200 | 0 | 640 | 640 | 0 | 640 | 0 | 3076.27 | 5.8994 | 0 | 1.5906 | 1.7877 | 0 | 1.597
SPP_S_2_SPP_N | SPP_S | SPP_N | 2020 | B6 | 300 | 0 | 640 | 0 | 0 | 0 | 0 | 0 | 0 | 0 | 0 | 0 | 0 | 1.597
SPP_S_2_SPP_N | SPP_S | SPP_N | 2020 | B7 | 400 | 0 | 640 | 0 | 0 | 0 | 0 | 0 | 0 | 0 | 0 | 0 | 0 | 1.597
SPP_S_2_SPP_N | SPP_S | SPP_N | 2020 | B8 | 500 | 0 | 640 | 0 | 0 | 0 | 0 | 0 | 0 | 0 | 0 | 0 | 0 | 1.597
SPP_S_2_SPP_N | SPP_S | SPP_N | 2020 | B9 | 800 | 0 | 640 | 0 | 0 | 0 | 0 | 0 | 0 | 0 | 0 | 0 | 0 | 1.597
SPP_S_2_SPP_N | SPP_S | SPP_N | 2020 | B10 | 1262 | 0 | 640 | 0 | 0 | 0 | 0 | 0 | 0 | 0 | 0 | 0 | 0 | 1.597
SPP_S_2_SPP_N | SPP_S | SPP_N | 2020 | B11 | 25 | 0 | 640 | 640 | 0 | 640 | 0 | 1982.59 | 4.6056 | 0 | 1.5906 | 0.17445 | 0 | 1.597
SPP_S_2_SPP_N | SPP_S | SPP_N | 2020 | B12 | 200 | 0 | 640 | 640 | 0 | 640 | 0 | 514.08 | 3.9883 | 0 | 1.5906 | 1.2086 | 0 | 1.597
SPP_S_2_SPP_N | SPP_S | SPP_N | 2020 | B13 | 600 | 0 | 640 | 220.93 | 0 | 640 | 0 | 0 | 0 | 0 | 0.72407 | 0 | 0 | 1.597
SPP_S_2_SPP_N | SPP_S | SPP_N | 2020 | B14 | 900 | 0 | 640 | 276.96 | 0 | 640 | 0 | 0 | 0 | 0 | 0.46293 | 0 | 0 | 1.597
SPP_S_2_SPP_N | SPP_S | SPP_N | 2020 | B15 | 1203 | 0 | 640 | 0 | 0 | 0 | 0 | 0 | 0 | 0 | 0 | 0 | 0 | 1.597
SPP_S_2_SPP_N | SPP_S | SPP_N | 2020 | B16 | 25 | 0 | 640 | 640 | 0 | 640 | 0 | 5.9 | 1.7924 | 0 | 1.5906 | 0.067893 | 0 | 1.597
SPP_S_2_SPP_N | SPP_S | SPP_N | 2020 | B17 | 100 | 0 | 640 | 0 | 0 | 95.54 | 0 | 0 | 0 | 0 | 0 | 0 | 0 | 1.597
SPP_S_2_SPP_N | SPP_S | SPP_N | 2020 | B18 | 400 | 0 | 640 | 0 | 0 | 0 | 0 | 0 | 0 | 0 | 0 | 0 | 0 | 1.597
SPP_S_2_SPP_N | SPP_S | SPP_N | 2020 | B19 | 700 | 0 | 640 | 0 | 0 | 0 | 0 | 0 | 0 | 0 | 0 | 0 | 0 | 1.597
SPP_S_2_SPP_N | SPP_S | SPP_N | 2020 | B20 | 935 | 0 | 640 | 0 | 0 | 0 | 0 | 0 | 0 | 0 | 0 | 0 | 0 | 1.597
SPP_S_2_SPP_N | SPP_S | SPP_N | 2025 | B1 | 10 | 0 | 640 | 640 | 0 | 640 | 0 | 7926.28 | 11.2053 | 0 | 1.1989 | 0.16978 | 0 | 1.7181
SPP_S_2_SPP_N | SPP_S | SPP_N | 2025 | B2 | 25 | 0 | 640 | 640 | 0 | 640 | 0 | 6547.98 | 11.2053 | 0 | 1.1989 | 0.42444 | 0 | 1.7181
SPP_S_2_SPP_N | SPP_S | SPP_N | 2025 | B3 | 75 | 0 | 640 | 640 | 0 | 640 | 0 | 4997.55 | 10.7067 | 0 | 1.1989 | 1.2167 | 0 | 1.7181
SPP_S_2_SPP_N | SPP_S | SPP_N | 2025 | B4 | 100 | 0 | 640 | 640 | 0 | 640 | 0 | 5787.12 | 11.2053 | 0 | 1.1989 | 1.6978 | 0 | 1.7181
SPP_S_2_SPP_N | SPP_S | SPP_N | 2025 | B5 | 200 | 0 | 640 | 640 | 0 | 640 | 0 | 3880.37 | 8.3565 | 0 | 1.1989 | 2.5323 | 0 | 1.7181
SPP_S_2_SPP_N | SPP_S | SPP_N | 2025 | B6 | 300 | 0 | 640 | 0 | 0 | 496.58 | 0 | 0 | 0 | 0 | 0 | 0 | 0 | 1.7181
SPP_S_2_SPP_N | SPP_S | SPP_N | 2025 | B7 | 400 | 0 | 640 | 18.71 | 0 | 640 | 0 | 148.26 | 0 | 0 | 1.1989 | 0 | 0 | 1.7181
SPP_S_2_SPP_N | SPP_S | SPP_N | 2025 | B8 | 500 | 0 | 640 | 0 | 0 | 5.28 | 0 | 0 | 0 | 0 | 0 | 0 | 0 | 1.7181
SPP_S_2_SPP_N | SPP_S | SPP_N | 2025 | B9 | 800 | 0 | 640 | 0 | 0 | 0 | 0 | 0 | 0 | 0 | 0 | 0 | 0 | 1.7181
SPP_S_2_SPP_N | SPP_S | SPP_N | 2025 | B10 | 1262 | 0 | 640 | 0 | 0 | 0 | 0 | 0 | 0 | 0 | 0 | 0 | 0 | 1.7181
SPP_S_2_SPP_N | SPP_S | SPP_N | 2025 | B11 | 25 | 0 | 640 | 640 | 0 | 640 | 0 | 1649.4 | 4.0239 | 0 | 1.1989 | 0.15242 | 0 | 1.7181
SPP_S_2_SPP_N | SPP_S | SPP_N | 2025 | B12 | 200 | 0 | 640 | 640 | 0 | 640 | 0 | 1552.43 | 1.555 | 0 | 1.1989 | 0.4712 | 0 | 1.7181
SPP_S_2_SPP_N | SPP_S | SPP_N | 2025 | B13 | 600 | 0 | 640 | 31.18 | 0 | 640 | 0 | 7.58 | 0 | 0 | 1.1989 | 0 | 0 | 1.7181
SPP_S_2_SPP_N | SPP_S | SPP_N | 2025 | B14 | 900 | 0 | 640 | 0 | 0 | 640 | 0 | 0 | 0 | 0 | 0.87838 | 0 | 0 | 1.7181
SPP_S_2_SPP_N | SPP_S | SPP_N | 2025 | B15 | 1203 | 0 | 640 | 0 | 0 | 0 | 0 | 0 | 0 | 0 | 0 | 0 | 0 | 1.7181
SPP_S_2_SPP_N | SPP_S | SPP_N | 2025 | B16 | 25 | 0 | 640 | 640 | 0 | 640 | 0 | 901.26 | 5.4839 | 0 | 1.1989 | 0.20773 | 0 | 1.7181
SPP_S_2_SPP_N | SPP_S | SPP_N | 2025 | B17 | 100 | 0 | 640 | 0 | 0 | 640 | 0 | 0 | 0 | 0 | 0.65285 | 0 | 0 | 1.7181
SPP_S_2_SPP_N | SPP_S | SPP_N | 2025 | B18 | 400 | 0 | 640 | 0 | 0 | 380.7 | 0 | 0 | 0 | 0 | 0 | 0 | 0 | 1.7181
SPP_S_2_SPP_N | SPP_S | SPP_N | 2025 | B19 | 700 | 0 | 640 | 0 | 0 | 0 | 0 | 0 | 0 | 0 | 0 | 0 | 0 | 1.7181
SPP_S_2_SPP_N | SPP_S | SPP_N | 2025 | B20 | 935 | 0 | 640 | 0 | 0 | 380.41 | 0 | 0 | 0 | 0 | 0 | 0 | 0 | 1.7181
SPP_S_2_SPP_N | SPP_S | SPP_N | 2030 | B1 | 10 | 0 | 640 | 640 | 0 | 640 | 0 | 9971.85 | 26.6838 | 0 | 0.85464 | 0.61342 | 0 | 2.2356
SPP_S_2_SPP_N | SPP_S | SPP_N | 2030 | B2 | 25 | 0 | 640 | 640 | 0 | 640 | 0 | 7992.27 | 12.2498 | 0 | 0.85464 | 0.70401 | 0 | 2.2356
SPP_S_2_SPP_N | SPP_S | SPP_N | 2030 | B3 | 75 | 0 | 640 | 640 | 0 | 640 | 0 | 7352.54 | 12.2498 | 0 | 0.85464 | 2.112 | 0 | 2.2356
SPP_S_2_SPP_N | SPP_S | SPP_N | 2030 | B4 | 100 | 0 | 640 | 640 | 0 | 640 | 0 | 6387.39 | 11.3002 | 0 | 0.85464 | 2.5978 | 0 | 2.2356
SPP_S_2_SPP_N | SPP_S | SPP_N | 2030 | B5 | 200 | 0 | 640 | 640 | 0 | 640 | 0 | 3350.5 | 6.303 | 0 | 0.85464 | 2.8979 | 0 | 2.2356
SPP_S_2_SPP_N | SPP_S | SPP_N | 2030 | B6 | 300 | 0 | 640 | 394.02 | 0 | 640 | 0 | 1600.11 | 0 | 0 | 0.85464 | 0 | 0 | 2.2356
SPP_S_2_SPP_N | SPP_S | SPP_N | 2030 | B7 | 400 | 0 | 640 | 0 | 0 | 640 | 0 | 488.06 | 0 | 0 | 0.85464 | 0 | 0 | 2.2356
SPP_S_2_SPP_N | SPP_S | SPP_N | 2030 | B8 | 500 | 0 | 640 | 0 | 0 | 546.83 | 0 | 0 | 0 | 0 | 0 | 0 | 0 | 2.2356
SPP_S_2_SPP_N | SPP_S | SPP_N | 2030 | B9 | 800 | 0 | 640 | 0 | 0 | 0 | 0 | 0 | 0 | 0 | 0 | 0 | 0 | 2.2356
SPP_S_2_SPP_N | SPP_S | SPP_N | 2030 | B10 | 1262 | 0 | 640 | 0 | 0 | 0 | 0 | 0 | 0 | 0 | 0 | 0 | 0 | 2.2356
SPP_S_2_SPP_N | SPP_S | SPP_N | 2030 | B11 | 25 | 0 | 640 | 640 | 0 | 640 | 0 | 1711.13 | 0.29675 | 0 | 0.85464 | 0.017055 | 0 | 2.2356
SPP_S_2_SPP_N | SPP_S | SPP_N | 2030 | B12 | 200 | 0 | 640 | 109.08 | 0 | 640 | 0 | 119.84 | 0 | 0 | 0.85464 | 0 | 0 | 2.2356
SPP_S_2_SPP_N | SPP_S | SPP_N | 2030 | B13 | 600 | 0 | 640 | 0 | 0 | 640 | 0 | 526.39 | 0 | 0 | 0.85464 | 0 | 0 | 2.2356
SPP_S_2_SPP_N | SPP_S | SPP_N | 2030 | B14 | 900 | 0 | 640 | 0 | 0 | 640 | 0 | 0 | 0 | 0 | 0.64098 | 0 | 0 | 2.2356
SPP_S_2_SPP_N | SPP_S | SPP_N | 2030 | B15 | 1203 | 0 | 640 | 0 | 0 | 640 | 0 | 0 | 0 | 0 | 0.08309 | 0 | 0 | 2.2356
SPP_S_2_SPP_N | SPP_S | SPP_N | 2030 | B16 | 25 | 0 | 640 | 0 | 0 | 640 | 0 | 2057.58 | 0 | 0 | 0.85464 | 0 | 0 | 2.2356
SPP_S_2_SPP_N | SPP_S | SPP_N | 2030 | B17 | 100 | 0 | 640 | 0 | 0 | 640 | 0 | 768.22 | 0 | 0 | 0.85464 | 0 | 0 | 2.2356
SPP_S_2_SPP_N | SPP_S | SPP_N | 2030 | B18 | 400 | 0 | 640 | 16.78 | 0 | 640 | 0 | 549.58 | 0 | 0 | 0.85464 | 0 | 0 | 2.2356
SPP_S_2_SPP_N | SPP_S | SPP_N | 2030 | B19 | 700 | 0 | 640 | 0 | 0 | 640 | 0 | 0 | 0 | 0 | 0.53415 | 0 | 0 | 2.2356
SPP_S_2_SPP_N | SPP_S | SPP_N | 2030 | B20 | 935 | 0 | 640 | 0 | 0 | 498.1 | 0 | 0 | 0 | 0 | 0 | 0 | 0 | 2.2356
SPP_S_2_SPP_N | SPP_S | SPP_N | 2035 | B1 | 10 | 0 | 640 | 640 | 0 | 640 | 0 | 13608.1 | 23.4076 | 0 | 1.0683 | 0.17211 | 0 | 1.3128
SPP_S_2_SPP_N | SPP_S | SPP_N | 2035 | B2 | 25 | 0 | 640 | 640 | 0 | 640 | 0 | 8112.87 | 10.6949 | 0 | 1.0683 | 0.1966 | 0 | 1.3128
SPP_S_2_SPP_N | SPP_S | SPP_N | 2035 | B3 | 75 | 0 | 640 | 640 | 0 | 640 | 0 | 7757.07 | 10.1014 | 0 | 1.0683 | 0.55706 | 0 | 1.3128
SPP_S_2_SPP_N | SPP_S | SPP_N | 2035 | B4 | 100 | 0 | 640 | 640 | 0 | 640 | 0 | 7586.09 | 10.6949 | 0 | 1.0683 | 0.78639 | 0 | 1.3128
SPP_S_2_SPP_N | SPP_S | SPP_N | 2035 | B5 | 200 | 0 | 640 | 640 | 0 | 640 | 0 | 7666.2 | 10.6949 | 0 | 1.0683 | 1.5728 | 0 | 1.3128
SPP_S_2_SPP_N | SPP_S | SPP_N | 2035 | B6 | 300 | 0 | 640 | 640 | 0 | 640 | 0 | 1089.59 | 1.1158 | 0 | 1.0683 | 0.24613 | 0 | 1.3128
SPP_S_2_SPP_N | SPP_S | SPP_N | 2035 | B7 | 400 | 0 | 640 | 640 | 0 | 640 | 0 | 2372.98 | 4.5937 | 0 | 1.0683 | 1.3511 | 0 | 1.3128
SPP_S_2_SPP_N | SPP_S | SPP_N | 2035 | B8 | 500 | 0 | 640 | 382.3 | 0 | 640 | 0 | 1893.57 | 0 | 0 | 1.0683 | 0 | 0 | 1.3128
SPP_S_2_SPP_N | SPP_S | SPP_N | 2035 | B9 | 800 | 0 | 640 | 0 | 0 | 640 | 0 | 0 | 0 | 0 | 0.08309 | 0 | 0 | 1.3128
SPP_S_2_SPP_N | SPP_S | SPP_N | 2035 | B10 | 1262 | 0 | 640 | 0 | 0 | 0 | 0 | 0 | 0 | 0 | 0 | 0 | 0 | 1.3128
SPP_S_2_SPP_N | SPP_S | SPP_N | 2035 | B11 | 25 | 0 | 640 | 640 | 0 | 640 | 0 | 3011.72 | 3.8221 | 0 | 1.0683 | 0.07026 | 0 | 1.3128
SPP_S_2_SPP_N | SPP_S | SPP_N | 2035 | B12 | 200 | 0 | 640 | 640 | 0 | 640 | 0 | 3826 | 1.6499 | 0 | 1.0683 | 0.24264 | 0 | 1.3128
SPP_S_2_SPP_N | SPP_S | SPP_N | 2035 | B13 | 600 | 0 | 640 | 392.09 | 0 | 640 | 0 | 830.85 | 0 | 0 | 1.0683 | 0 | 0 | 1.3128
SPP_S_2_SPP_N | SPP_S | SPP_N | 2035 | B14 | 900 | 0 | 640 | 430.73 | 0 | 640 | 0 | 2936.15 | 0 | 0 | 1.0683 | 0 | 0 | 1.3128
SPP_S_2_SPP_N | SPP_S | SPP_N | 2035 | B15 | 1203 | 0 | 640 | 0 | 0 | 640 | 0 | 0 | 0 | 0 | 0.08309 | 0 | 0 | 1.3128
SPP_S_2_SPP_N | SPP_S | SPP_N | 2035 | B16 | 25 | 0 | 640 | 640 | 0 | 640 | 0 | 4924.66 | 3.0625 | 0 | 1.0683 | 0.056295 | 0 | 1.3128
SPP_S_2_SPP_N | SPP_S | SPP_N | 2035 | B17 | 100 | 0 | 640 | 0 | 0 | 640 | 0 | 2809.75 | 0 | 0 | 1.0683 | 0 | 0 | 1.3128
SPP_S_2_SPP_N | SPP_S | SPP_N | 2035 | B18 | 400 | 0 | 640 | 0 | 0 | 640 | 0 | 2284.79 | 0 | 0 | 1.0683 | 0 | 0 | 1.3128
SPP_S_2_SPP_N | SPP_S | SPP_N | 2035 | B19 | 700 | 0 | 640 | 276.35 | 0 | 640 | 0 | 3024.25 | 0 | 0 | 1.0683 | 0 | 0 | 1.3128
SPP_S_2_SPP_N | SPP_S | SPP_N | 2035 | B20 | 935 | 0 | 640 | 0 | 0 | 640 | 0 | 0 | 0 | 0 | 0.08309 | 0 | 0 | 1.3128
SPP_S_2_SPP_N | SPP_S | SPP_N | 2040 | B1 | 10 | 0 | 640 | 640 | 0 | 640 | 0 | 13764.04 | 31.2775 | 0 | 0.68846 | 0.11758 | 0 | 0.58078
SPP_S_2_SPP_N | SPP_S | SPP_N | 2040 | B2 | 25 | 0 | 640 | 640 | 0 | 640 | 0 | 7976.59 | 11.1697 | 0 | 0.68846 | 0.10498 | 0 | 0.58078
SPP_S_2_SPP_N | SPP_S | SPP_N | 2040 | B3 | 75 | 0 | 640 | 640 | 0 | 640 | 0 | 7237.28 | 10.505 | 0 | 0.68846 | 0.29619 | 0 | 0.58078
SPP_S_2_SPP_N | SPP_S | SPP_N | 2040 | B4 | 100 | 0 | 640 | 640 | 0 | 640 | 0 | 7400.65 | 11.0866 | 0 | 0.68846 | 0.41679 | 0 | 0.58078
SPP_S_2_SPP_N | SPP_S | SPP_N | 2040 | B5 | 200 | 0 | 640 | 640 | 0 | 640 | 0 | 6930.83 | 11.1697 | 0 | 0.68846 | 0.83982 | 0 | 0.58078
SPP_S_2_SPP_N | SPP_S | SPP_N | 2040 | B6 | 300 | 0 | 640 | 0 | 0 | 640 | 0 | 704.8 | 0 | 0 | 0.68846 | 0 | 0 | 0.58078
SPP_S_2_SPP_N | SPP_S | SPP_N | 2040 | B7 | 400 | 0 | 640 | 640 | 0 | 640 | 0 | 1969.99 | 0.62911 | 0 | 0.68846 | 0.094603 | 0 | 0.58078
SPP_S_2_SPP_N | SPP_S | SPP_N | 2040 | B8 | 500 | 0 | 640 | 231.73 | 0 | 640 | 0 | 1441.96 | 0 | 0 | 0.68846 | 0 | 0 | 0.58078
SPP_S_2_SPP_N | SPP_S | SPP_N | 2040 | B9 | 800 | 0 | 640 | 0 | 0 | 0 | 0 | 0 | 0 | 0 | 0 | 0 | 0 | 0.58078
SPP_S_2_SPP_N | SPP_S | SPP_N | 2040 | B10 | 1262 | 0 | 640 | 0 | 0 | 0 | 0 | 0 | 0 | 0 | 0 | 0 | 0 | 0.58078
SPP_S_2_SPP_N | SPP_S | SPP_N | 2040 | B11 | 25 | 0 | 640 | 640 | 0 | 640 | 0 | 2610.74 | 3.9765 | 0 | 0.68846 | 0.037373 | 0 | 0.58078
SPP_S_2_SPP_N | SPP_S | SPP_N | 2040 | B12 | 200 | 0 | 640 | 640 | 0 | 640 | 0 | 2305.77 | 1.8042 | 0 | 0.68846 | 0.13566 | 0 | 0.58078
SPP_S_2_SPP_N | SPP_S | SPP_N | 2040 | B13 | 600 | 0 | 640 | 0 | 0 | 640 | 0 | 489.05 | 0 | 0 | 0.68846 | 0 | 0 | 0.58078
SPP_S_2_SPP_N | SPP_S | SPP_N | 2040 | B14 | 900 | 0 | 640 | 640 | 0 | 640 | 0 | 2351.46 | 0.26114 | 0 | 0.68846 | 0.088356 | 0 | 0.58078
SPP_S_2_SPP_N | SPP_S | SPP_N | 2040 | B15 | 1203 | 0 | 640 | 0 | 0 | 640 | 0 | 0 | 0 | 0 | 0.32049 | 0 | 0 | 0.58078
SPP_S_2_SPP_N | SPP_S | SPP_N | 2040 | B16 | 25 | 0 | 640 | 640 | 0 | 640 | 0 | 4521.91 | 3.1218 | 0 | 0.68846 | 0.02934 | 0 | 0.58078
SPP_S_2_SPP_N | SPP_S | SPP_N | 2040 | B17 | 100 | 0 | 640 | 0 | 0 | 640 | 0 | 1687.7 | 0 | 0 | 0.68846 | 0 | 0 | 0.58078
SPP_S_2_SPP_N | SPP_S | SPP_N | 2040 | B18 | 400 | 0 | 640 | 0 | 0 | 640 | 0 | 1393.08 | 0 | 0 | 0.68846 | 0 | 0 | 0.58078
SPP_S_2_SPP_N | SPP_S | SPP_N | 2040 | B19 | 700 | 0 | 640 | 640 | 0 | 640 | 0 | 2856.23 | 0.61724 | 0 | 0.68846 | 0.16243 | 0 | 0.58078
SPP_S_2_SPP_N | SPP_S | SPP_N | 2040 | B20 | 935 | 0 | 640 | 0 | 0 | 640 | 0 | 0 | 0 | 0 | 0.34423 | 0 | 0 | 0.58078
SPP_S_2_SPP_N | SPP_S | SPP_N | 2045 | B1 | 10 | 0 | 640 | 640 | 0 | 640 | 0 | 11331.62 | 24.2741 | 0 | 1.1395 | 0.25286 | 0 | 1.3521
SPP_S_2_SPP_N | SPP_S | SPP_N | 2045 | B2 | 25 | 0 | 640 | 640 | 0 | 640 | 0 | 7073.76 | 10.8729 | 0 | 1.1395 | 0.28315 | 0 | 1.3521
SPP_S_2_SPP_N | SPP_S | SPP_N | 2045 | B3 | 75 | 0 | 640 | 640 | 0 | 640 | 0 | 5802.12 | 6.0656 | 0 | 1.1395 | 0.47387 | 0 | 1.3521
SPP_S_2_SPP_N | SPP_S | SPP_N | 2045 | B4 | 100 | 0 | 640 | 640 | 0 | 640 | 0 | 5995.98 | 10.8729 | 0 | 1.1395 | 1.1326 | 0 | 1.3521
SPP_S_2_SPP_N | SPP_S | SPP_N | 2045 | B5 | 200 | 0 | 640 | 640 | 0 | 640 | 0 | 5340.59 | 11.6089 | 0 | 1.1395 | 2.4185 | 0 | 1.3521
SPP_S_2_SPP_N | SPP_S | SPP_N | 2045 | B6 | 300 | 0 | 640 | 640 | 0 | 640 | 0 | 11.69 | 0.74781 | 0 | 1.1395 | 0.23369 | 0 | 1.3521
SPP_S_2_SPP_N | SPP_S | SPP_N | 2045 | B7 | 400 | 0 | 640 | 102.51 | 0 | 640 | 0 | 529.37 | 0 | 0 | 1.1395 | 0 | 0 | 1.3521
SPP_S_2_SPP_N | SPP_S | SPP_N | 2045 | B8 | 500 | 0 | 640 | 0 | 0 | 382.31 | 0 | 0 | 0 | 0 | 0 | 0 | 0 | 1.3521
SPP_S_2_SPP_N | SPP_S | SPP_N | 2045 | B9 | 800 | 0 | 640 | 0 | 0 | 0 | 0 | 0 | 0 | 0 | 0 | 0 | 0 | 1.3521
SPP_S_2_SPP_N | SPP_S | SPP_N | 2045 | B10 | 1262 | 0 | 640 | 0 | 0 | 0 | 0 | 0 | 0 | 0 | 0 | 0 | 0 | 1.3521
SPP_S_2_SPP_N | SPP_S | SPP_N | 2045 | B11 | 25 | 0 | 640 | 640 | 0 | 640 | 0 | 2179.07 | 6.4217 | 0 | 1.1395 | 0.16723 | 0 | 1.3521
SPP_S_2_SPP_N | SPP_S | SPP_N | 2045 | B12 | 200 | 0 | 640 | 640 | 0 | 640 | 0 | 597.44 | 1.7093 | 0 | 1.1395 | 0.3561 | 0 | 1.3521
SPP_S_2_SPP_N | SPP_S | SPP_N | 2045 | B13 | 600 | 0 | 640 | 0 | 0 | 444.76 | 0 | 0 | 0 | 0 | 0 | 0 | 0 | 1.3521
SPP_S_2_SPP_N | SPP_S | SPP_N | 2045 | B14 | 900 | 0 | 640 | 255.63 | 0 | 640 | 0 | 422.04 | 0 | 0 | 1.1395 | 0 | 0 | 1.3521
SPP_S_2_SPP_N | SPP_S | SPP_N | 2045 | B15 | 1203 | 0 | 640 | 0 | 0 | 640 | 0 | 0 | 0 | 0 | 0.16618 | 0 | 0 | 1.3521
SPP_S_2_SPP_N | SPP_S | SPP_N | 2045 | B16 | 25 | 0 | 640 | 640 | 0 | 640 | 0 | 3485.6 | 3.466 | 0 | 1.1395 | 0.090261 | 0 | 1.3521
SPP_S_2_SPP_N | SPP_S | SPP_N | 2045 | B17 | 100 | 0 | 640 | 0 | 0 | 640 | 0 | 303.58 | 0 | 0 | 1.1395 | 0 | 0 | 1.3521
SPP_S_2_SPP_N | SPP_S | SPP_N | 2045 | B18 | 400 | 0 | 640 | 0 | 0 | 640 | 0 | 0 | 0 | 0 | 0.90212 | 0 | 0 | 1.3521
SPP_S_2_SPP_N | SPP_S | SPP_N | 2045 | B19 | 700 | 0 | 640 | 350.77 | 0 | 640 | 0 | 0 | 0 | 0 | 0.62911 | 0 | 0 | 1.3521
SPP_S_2_SPP_N | SPP_S | SPP_N | 2045 | B20 | 935 | 0 | 640 | 0 | 0 | 640 | 0 | 0 | 0 | 0 | 0.16618 | 0 | 0 | 1.3521
SPP_S_2_SPP_N | SPP_S | SPP_N | 2050 | B1 | 10 | 0 | 640 | 640 | 0 | 640 | 0 | 7139.6 | 29.1409 | 0 | 4.3563 | 0.44153 | 0 | 1.7994
SPP_S_2_SPP_N | SPP_S | SPP_N | 2050 | B2 | 25 | 0 | 640 | 640 | 0 | 640 | 0 | 4816.74 | 11.0391 | 0 | 4.3563 | 0.41815 | 0 | 1.7994
SPP_S_2_SPP_N | SPP_S | SPP_N | 2050 | B3 | 75 | 0 | 640 | 640 | 0 | 640 | 0 | 2495.99 | 5.7332 | 0 | 4.3563 | 0.6515 | 0 | 1.7994
SPP_S_2_SPP_N | SPP_S | SPP_N | 2050 | B4 | 100 | 0 | 640 | 640 | 0 | 640 | 0 | 3220.83 | 11.0391 | 0 | 4.3563 | 1.6726 | 0 | 1.7994
SPP_S_2_SPP_N | SPP_S | SPP_N | 2050 | B5 | 200 | 0 | 640 | 640 | 0 | 640 | 0 | 2059.76 | 11.8106 | 0 | 4.3563 | 3.579 | 0 | 1.7994
SPP_S_2_SPP_N | SPP_S | SPP_N | 2050 | B6 | 300 | 0 | 640 | 280.89 | 0 | 0 | 0 | 0 | 0 | 0 | 0 | 0 | 0 | 1.7994
SPP_S_2_SPP_N | SPP_S | SPP_N | 2050 | B7 | 400 | 0 | 640 | 403.8 | 0 | 494.52 | 0 | 0 | 0 | 0 | 0 | 0 | 0 | 1.7994
SPP_S_2_SPP_N | SPP_S | SPP_N | 2050 | B8 | 500 | 0 | 640 | 0 | 0 | 0 | 0 | 0 | 0 | 0 | 0 | 0 | 0 | 1.7994
SPP_S_2_SPP_N | SPP_S | SPP_N | 2050 | B9 | 800 | 0 | 640 | 0 | 0 | 0 | 0 | 0 | 0 | 0 | 0 | 0 | 0 | 1.7994
SPP_S_2_SPP_N | SPP_S | SPP_N | 2050 | B10 | 1262 | 0 | 640 | 0 | 0 | 0 | 0 | 0 | 0 | 0 | 0 | 0 | 0 | 1.7994
SPP_S_2_SPP_N | SPP_S | SPP_N | 2050 | B11 | 25 | 0 | 640 | 640 | 0 | 640 | 0 | 0 | 0.64098 | 0 | 1.6025 | 0.02428 | 0 | 1.7994
SPP_S_2_SPP_N | SPP_S | SPP_N | 2050 | B12 | 200 | 0 | 640 | 640 | 0 | 630.52 | 0 | 0 | 1.0446 | 0 | 0 | 0.31653 | 0 | 1.7994
SPP_S_2_SPP_N | SPP_S | SPP_N | 2050 | B13 | 600 | 0 | 640 | 0 | 0 | 0 | 0 | 0 | 0 | 0 | 0 | 0 | 0 | 1.7994
SPP_S_2_SPP_N | SPP_S | SPP_N | 2050 | B14 | 900 | 0 | 640 | 296.86 | 0 | 322.97 | 0 | 0 | 0 | 0 | 0 | 0 | 0 | 1.7994
SPP_S_2_SPP_N | SPP_S | SPP_N | 2050 | B15 | 1203 | 0 | 640 | 0 | 0 | 0 | 0 | 0 | 0 | 0 | 0 | 0 | 0 | 1.7994
SPP_S_2_SPP_N | SPP_S | SPP_N | 2050 | B16 | 25 | 0 | 640 | 640 | 0 | 640 | 0 | 0 | 2.4808 | 0 | 1.6025 | 0.093971 | 0 | 1.7994
SPP_S_2_SPP_N | SPP_S | SPP_N | 2050 | B17 | 100 | 0 | 640 | 293.65 | 0 | 640 | 0 | 0 | 0 | 0 | 0.55789 | 0 | 0 | 1.7994
SPP_S_2_SPP_N | SPP_S | SPP_N | 2050 | B18 | 400 | 0 | 640 | 0 | 0 | 0 | 0 | 0 | 0 | 0 | 0 | 0 | 0 | 1.7994
SPP_S_2_SPP_N | SPP_S | SPP_N | 2050 | B19 | 700 | 0 | 640 | 0 | 0 | 0 | 0 | 0 | 0 | 0 | 0 | 0 | 0 | 1.7994
SPP_S_2_SPP_N | SPP_S | SPP_N | 2050 | B20 | 935 | 0 | 640 | 0 | 0 | 0 | 0 | 0 | 0 | 0 | 0 | 0 | 0 | 1.7994
TVA_2_ENT | TVA | ENT | 2015 | B1 | 10 | 0 | 500 | 0 | 0 | 0 | 0 | 0 | 0 | 0 | 0 | 0 | 0 | Infinite
TVA_2_ENT | TVA | ENT | 2015 | B2 | 25 | 0 | 500 | 0 | 0 | 0 | 0 | 0 | 0 | 0 | 0 | 0 | 0 | Infinite
TVA_2_ENT | TVA | ENT | 2015 | B3 | 75 | 0 | 500 | 0 | 0 | 0 | 0 | 0 | 0 | 0 | 0 | 0 | 0 | Infinite
TVA_2_ENT | TVA | ENT | 2015 | B4 | 100 | 0 | 500 | 0 | 0 | 0 | 0 | 0 | 0 | 0 | 0 | 0 | 0 | Infinite
TVA_2_ENT | TVA | ENT | 2015 | B5 | 200 | 0 | 500 | 0 | 0 | 0 | 0 | 0 | 0 | 0 | 0 | 0 | 0 | Infinite
TVA_2_ENT | TVA | ENT | 2015 | B6 | 300 | 0 | 500 | 0 | 0 | 0 | 0 | 0 | 0 | 0 | 0 | 0 | 0 | Infinite
TVA_2_ENT | TVA | ENT | 2015 | B7 | 400 | 0 | 500 | 0 | 0 | 0 | 0 | 0 | 0 | 0 | 0 | 0 | 0 | Infinite
TVA_2_ENT | TVA | ENT | 2015 | B8 | 500 | 0 | 500 | 0 | 0 | 0 | 0 | 0 | 0 | 0 | 0 | 0 | 0 | Infinite
TVA_2_ENT | TVA | ENT | 2015 | B9 | 800 | 0 | 500 | 0 | 0 | 0 | 0 | 0 | 0 | 0 | 0 | 0 | 0 | Infinite
TVA_2_ENT | TVA | ENT | 2015 | B10 | 1262 | 0 | 500 | 0 | 0 | 0 | 0 | 0 | 0 | 0 | 0 | 0 | 0 | Infinite
TVA_2_ENT | TVA | ENT | 2015 | B11 | 25 | 0 | 500 | 0 | 0 | 0 | 0 | 0 | 0 | 0 | 0 | 0 | 0 | Infinite
TVA_2_ENT | TVA | ENT | 2015 | B12 | 200 | 0 | 500 | 0 | 0 | 0 | 0 | 0 | 0 | 0 | 0 | 0 | 0 | Infinite
TVA_2_ENT | TVA | ENT | 2015 | B13 | 600 | 0 | 500 | 0 | 0 | 0 | 0 | 0 | 0 | 0 | 0 | 0 | 0 | Infinite
TVA_2_ENT | TVA | ENT | 2015 | B14 | 900 | 0 | 500 | 0 | 0 | 0 | 0 | 0 | 0 | 0 | 0 | 0 | 0 | Infinite
TVA_2_ENT | TVA | ENT | 2015 | B15 | 1203 | 0 | 500 | 0 | 0 | 0 | 0 | 0 | 0 | 0 | 0 | 0 | 0 | Infinite
TVA_2_ENT | TVA | ENT | 2015 | B16 | 25 | 0 | 500 | 0 | 0 | 0 | 0 | 0 | 0 | 0 | 0 | 0 | 0 | Infinite
TVA_2_ENT | TVA | ENT | 2015 | B17 | 100 | 0 | 500 | 0 | 0 | 0 | 0 | 0 | 0 | 0 | 0 | 0 | 0 | Infinite
TVA_2_ENT | TVA | ENT | 2015 | B18 | 400 | 0 | 500 | 0 | 0 | 0 | 0 | 0 | 0 | 0 | 0 | 0 | 0 | Infinite
TVA_2_ENT | TVA | ENT | 2015 | B19 | 700 | 0 | 500 | 0 | 0 | 0 | 0 | 0 | 0 | 0 | 0 | 0 | 0 | Infinite
TVA_2_ENT | TVA | ENT | 2015 | B20 | 935 | 0 | 500 | 0 | 0 | 0 | 0 | 0 | 0 | 0 | 0 | 0 | 0 | Infinite
TVA_2_ENT | TVA | ENT | 2020 | B1 | 10 | 0 | 500 | 0 | 0 | 0 | 0 | 0 | 0 | 0 | 0 | 0 | 0 | Infinite
TVA_2_ENT | TVA | ENT | 2020 | B2 | 25 | 0 | 500 | 0 | 0 | 0 | 0 | 0 | 0 | 0 | 0 | 0 | 0 | Infinite
TVA_2_ENT | TVA | ENT | 2020 | B3 | 75 | 0 | 500 | 0 | 0 | 0 | 0 | 0 | 0 | 0 | 0 | 0 | 0 | Infinite
TVA_2_ENT | TVA | ENT | 2020 | B4 | 100 | 0 | 500 | 0 | 0 | 0 | 0 | 0 | 0 | 0 | 0 | 0 | 0 | Infinite
TVA_2_ENT | TVA | ENT | 2020 | B5 | 200 | 0 | 500 | 178.73 | 0 | 0 | 0 | 0 | 0 | 0 | 0 | 0 | 0 | Infinite
TVA_2_ENT | TVA | ENT | 2020 | B6 | 300 | 0 | 500 | 500 | 0 | 500 | 0 | 0 | 4.1782 | 0 | 0.89025 | 4.1782 | 0 | Infinite
TVA_2_ENT | TVA | ENT | 2020 | B7 | 400 | 0 | 500 | 0 | 0 | 0 | 0 | 0 | 0 | 0 | 0 | 0 | 0 | Infinite
TVA_2_ENT | TVA | ENT | 2020 | B8 | 500 | 0 | 500 | 0 | 0 | 0 | 0 | 0 | 0 | 0 | 0 | 0 | 0 | Infinite
TVA_2_ENT | TVA | ENT | 2020 | B9 | 800 | 0 | 500 | 0 | 0 | 0 | 0 | 0 | 0 | 0 | 0 | 0 | 0 | Infinite
TVA_2_ENT | TVA | ENT | 2020 | B10 | 1262 | 0 | 500 | 0 | 0 | 0 | 0 | 0 | 0 | 0 | 0 | 0 | 0 | Infinite
TVA_2_ENT | TVA | ENT | 2020 | B11 | 25 | 0 | 500 | 315.4 | 0 | 0 | 0 | 0 | 0 | 0 | 0 | 0 | 0 | Infinite
TVA_2_ENT | TVA | ENT | 2020 | B12 | 200 | 0 | 500 | 0 | 0 | 0 | 0 | 0 | 0 | 0 | 0 | 0 | 0 | Infinite
TVA_2_ENT | TVA | ENT | 2020 | B13 | 600 | 0 | 500 | 0 | 0 | 0 | 0 | 0 | 0 | 0 | 0 | 0 | 0 | Infinite
TVA_2_ENT | TVA | ENT | 2020 | B14 | 900 | 0 | 500 | 0 | 0 | 0 | 0 | 0 | 0 | 0 | 0 | 0 | 0 | Infinite
TVA_2_ENT | TVA | ENT | 2020 | B15 | 1203 | 0 | 500 | 0 | 0 | 0 | 0 | 0 | 0 | 0 | 0 | 0 | 0 | Infinite
TVA_2_ENT | TVA | ENT | 2020 | B16 | 25 | 0 | 500 | 0 | 0 | 0 | 0 | 0 | 0 | 0 | 0 | 0 | 0 | Infinite
TVA_2_ENT | TVA | ENT | 2020 | B17 | 100 | 0 | 500 | 0 | 0 | 0 | 0 | 0 | 0 | 0 | 0 | 0 | 0 | Infinite
TVA_2_ENT | TVA | ENT | 2020 | B18 | 400 | 0 | 500 | 0 | 0 | 0 | 0 | 0 | 0 | 0 | 0 | 0 | 0 | Infinite
TVA_2_ENT | TVA | ENT | 2020 | B19 | 700 | 0 | 500 | 0 | 0 | 0 | 0 | 0 | 0 | 0 | 0 | 0 | 0 | Infinite
TVA_2_ENT | TVA | ENT | 2020 | B20 | 935 | 0 | 500 | 0 | 0 | 0 | 0 | 0 | 0 | 0 | 0 | 0 | 0 | Infinite
TVA_2_ENT | TVA | ENT | 2025 | B1 | 10 | 0 | 500 | 0 | 0 | 0 | 0 | 0 | 0 | 0 | 0 | 0 | 0 | Infinite
TVA_2_ENT | TVA | ENT | 2025 | B2 | 25 | 0 | 500 | 0 | 0 | 0 | 0 | 0 | 0 | 0 | 0 | 0 | 0 | Infinite
TVA_2_ENT | TVA | ENT | 2025 | B3 | 75 | 0 | 500 | 0 | 0 | 0 | 0 | 0 | 0 | 0 | 0 | 0 | 0 | Infinite
TVA_2_ENT | TVA | ENT | 2025 | B4 | 100 | 0 | 500 | 0 | 0 | 0 | 0 | 0 | 0 | 0 | 0 | 0 | 0 | Infinite
TVA_2_ENT | TVA | ENT | 2025 | B5 | 200 | 0 | 500 | 25.65 | 0 | 0 | 0 | 0 | 0 | 0 | 0 | 0 | 0 | Infinite
TVA_2_ENT | TVA | ENT | 2025 | B6 | 300 | 0 | 500 | 500 | 0 | 131.66 | 0 | 0 | 3.4898 | 0 | 0 | 3.4898 | 0 | Infinite
TVA_2_ENT | TVA | ENT | 2025 | B7 | 400 | 0 | 500 | 0 | 0 | 0 | 0 | 0 | 0 | 0 | 0 | 0 | 0 | Infinite
TVA_2_ENT | TVA | ENT | 2025 | B8 | 500 | 0 | 500 | 0 | 0 | 0 | 0 | 0 | 0 | 0 | 0 | 0 | 0 | Infinite
TVA_2_ENT | TVA | ENT | 2025 | B9 | 800 | 0 | 500 | 0 | 0 | 0 | 0 | 0 | 0 | 0 | 0 | 0 | 0 | Infinite
TVA_2_ENT | TVA | ENT | 2025 | B10 | 1262 | 0 | 500 | 0 | 0 | 0 | 0 | 0 | 0 | 0 | 0 | 0 | 0 | Infinite
TVA_2_ENT | TVA | ENT | 2025 | B11 | 25 | 0 | 500 | 262.5 | 0 | 0 | 0 | 0 | 0 | 0 | 0 | 0 | 0 | Infinite
TVA_2_ENT | TVA | ENT | 2025 | B12 | 200 | 0 | 500 | 0 | 0 | 0 | 0 | 0 | 0 | 0 | 0 | 0 | 0 | Infinite
TVA_2_ENT | TVA | ENT | 2025 | B13 | 600 | 0 | 500 | 0 | 0 | 0 | 0 | 0 | 0 | 0 | 0 | 0 | 0 | Infinite
TVA_2_ENT | TVA | ENT | 2025 | B14 | 900 | 0 | 500 | 0 | 0 | 0 | 0 | 0 | 0 | 0 | 0 | 0 | 0 | Infinite
TVA_2_ENT | TVA | ENT | 2025 | B15 | 1203 | 0 | 500 | 0 | 0 | 0 | 0 | 0 | 0 | 0 | 0 | 0 | 0 | Infinite
TVA_2_ENT | TVA | ENT | 2025 | B16 | 25 | 0 | 500 | 0 | 0 | 0 | 0 | 0 | 0 | 0 | 0 | 0 | 0 | Infinite
TVA_2_ENT | TVA | ENT | 2025 | B17 | 100 | 0 | 500 | 0 | 0 | 0 | 0 | 0 | 0 | 0 | 0 | 0 | 0 | Infinite
TVA_2_ENT | TVA | ENT | 2025 | B18 | 400 | 0 | 500 | 0 | 0 | 0 | 0 | 0 | 0 | 0 | 0 | 0 | 0 | Infinite
TVA_2_ENT | TVA | ENT | 2025 | B19 | 700 | 0 | 500 | 0 | 0 | 0 | 0 | 0 | 0 | 0 | 0 | 0 | 0 | Infinite
TVA_2_ENT | TVA | ENT | 2025 | B20 | 935 | 0 | 500 | 0 | 0 | 0 | 0 | 0 | 0 | 0 | 0 | 0 | 0 | Infinite
TVA_2_ENT | TVA | ENT | 2030 | B1 | 10 | 0 | 500 | 0 | 0 | 0 | 0 | 0 | 0 | 0 | 0 | 0 | 0 | Infinite
TVA_2_ENT | TVA | ENT | 2030 | B2 | 25 | 0 | 500 | 0 | 0 | 0 | 0 | 0 | 0 | 0 | 0 | 0 | 0 | Infinite
TVA_2_ENT | TVA | ENT | 2030 | B3 | 75 | 0 | 500 | 0 | 0 | 0 | 0 | 0 | 0 | 0 | 0 | 0 | 0 | Infinite
TVA_2_ENT | TVA | ENT | 2030 | B4 | 100 | 0 | 500 | 0 | 0 | 0 | 0 | 0 | 0 | 0 | 0 | 0 | 0 | Infinite
TVA_2_ENT | TVA | ENT | 2030 | B5 | 200 | 0 | 500 | 500 | 0 | 0 | 0 | 0 | 4.2376 | 0 | 0 | 1.695 | 0 | Infinite
TVA_2_ENT | TVA | ENT | 2030 | B6 | 300 | 0 | 500 | 500 | 0 | 0 | 0 | 0 | 0.27301 | 0 | 0 | 0.16381 | 0 | Infinite
TVA_2_ENT | TVA | ENT | 2030 | B7 | 400 | 0 | 500 | 0 | 0 | 0 | 0 | 0 | 0 | 0 | 0 | 0 | 0 | Infinite
TVA_2_ENT | TVA | ENT | 2030 | B8 | 500 | 0 | 500 | 0 | 0 | 0 | 0 | 0 | 0 | 0 | 0 | 0 | 0 | Infinite
TVA_2_ENT | TVA | ENT | 2030 | B9 | 800 | 0 | 500 | 0 | 0 | 0 | 0 | 0 | 0 | 0 | 0 | 0 | 0 | Infinite
TVA_2_ENT | TVA | ENT | 2030 | B10 | 1262 | 0 | 500 | 0 | 0 | 0 | 0 | 0 | 0 | 0 | 0 | 0 | 0 | Infinite
TVA_2_ENT | TVA | ENT | 2030 | B11 | 25 | 0 | 500 | 378.94 | 0 | 500 | 0 | 0 | 0 | 0 | 0.61724 | 0 | 0 | Infinite
TVA_2_ENT | TVA | ENT | 2030 | B12 | 200 | 0 | 500 | 0 | 0 | 0 | 0 | 0 | 0 | 0 | 0 | 0 | 0 | Infinite
TVA_2_ENT | TVA | ENT | 2030 | B13 | 600 | 0 | 500 | 0 | 0 | 0 | 0 | 0 | 0 | 0 | 0 | 0 | 0 | Infinite
TVA_2_ENT | TVA | ENT | 2030 | B14 | 900 | 0 | 500 | 0 | 0 | 0 | 0 | 0 | 0 | 0 | 0 | 0 | 0 | Infinite
TVA_2_ENT | TVA | ENT | 2030 | B15 | 1203 | 0 | 500 | 0 | 0 | 0 | 0 | 0 | 0 | 0 | 0 | 0 | 0 | Infinite
TVA_2_ENT | TVA | ENT | 2030 | B16 | 25 | 0 | 500 | 0 | 0 | 0 | 0 | 0 | 0 | 0 | 0 | 0 | 0 | Infinite
TVA_2_ENT | TVA | ENT | 2030 | B17 | 100 | 0 | 500 | 0 | 0 | 0 | 0 | 0 | 0 | 0 | 0 | 0 | 0 | Infinite
TVA_2_ENT | TVA | ENT | 2030 | B18 | 400 | 0 | 500 | 0 | 0 | 0 | 0 | 0 | 0 | 0 | 0 | 0 | 0 | Infinite
TVA_2_ENT | TVA | ENT | 2030 | B19 | 700 | 0 | 500 | 0 | 0 | 0 | 0 | 0 | 0 | 0 | 0 | 0 | 0 | Infinite
TVA_2_ENT | TVA | ENT | 2030 | B20 | 935 | 0 | 500 | 0 | 0 | 0 | 0 | 0 | 0 | 0 | 0 | 0 | 0 | Infinite
TVA_2_ENT | TVA | ENT | 2035 | B1 | 10 | 0 | 500 | 0 | 0 | 0 | 0 | 0 | 0 | 0 | 0 | 0 | 0 | Infinite
TVA_2_ENT | TVA | ENT | 2035 | B2 | 25 | 0 | 500 | 0 | 0 | 0 | 0 | 0 | 0 | 0 | 0 | 0 | 0 | Infinite
TVA_2_ENT | TVA | ENT | 2035 | B3 | 75 | 0 | 500 | 0 | 0 | 0 | 0 | 0 | 0 | 0 | 0 | 0 | 0 | Infinite
TVA_2_ENT | TVA | ENT | 2035 | B4 | 100 | 0 | 500 | 0 | 0 | 0 | 0 | 0 | 0 | 0 | 0 | 0 | 0 | Infinite
TVA_2_ENT | TVA | ENT | 2035 | B5 | 200 | 0 | 500 | 0 | 0 | 0 | 0 | 0 | 0 | 0 | 0 | 0 | 0 | Infinite
TVA_2_ENT | TVA | ENT | 2035 | B6 | 300 | 0 | 500 | 500 | 0 | 500 | 0 | 0 | 9.7571 | 0 | 7.4188 | 1.8444 | 0 | Infinite
TVA_2_ENT | TVA | ENT | 2035 | B7 | 400 | 0 | 500 | 0 | 0 | 0 | 0 | 0 | 0 | 0 | 0 | 0 | 0 | Infinite
TVA_2_ENT | TVA | ENT | 2035 | B8 | 500 | 0 | 500 | 0 | 0 | 0 | 0 | 0 | 0 | 0 | 0 | 0 | 0 | Infinite
TVA_2_ENT | TVA | ENT | 2035 | B9 | 800 | 0 | 500 | 0 | 0 | 0 | 0 | 0 | 0 | 0 | 0 | 0 | 0 | Infinite
TVA_2_ENT | TVA | ENT | 2035 | B10 | 1262 | 0 | 500 | 500 | 0 | 500 | 0 | 0 | 2.8963 | 0 | 2.4096 | 2.3032 | 0 | Infinite
TVA_2_ENT | TVA | ENT | 2035 | B11 | 25 | 0 | 500 | 500 | 0 | 500 | 0 | 0 | 4.9498 | 0 | 1.9586 | 0.077974 | 0 | Infinite
TVA_2_ENT | TVA | ENT | 2035 | B12 | 200 | 0 | 500 | 0 | 0 | 0 | 0 | 0 | 0 | 0 | 0 | 0 | 0 | Infinite
TVA_2_ENT | TVA | ENT | 2035 | B13 | 600 | 0 | 500 | 0 | 0 | 0 | 0 | 0 | 0 | 0 | 0 | 0 | 0 | Infinite
TVA_2_ENT | TVA | ENT | 2035 | B14 | 900 | 0 | 500 | 0 | 0 | 0 | 0 | 0 | 0 | 0 | 0 | 0 | 0 | Infinite
TVA_2_ENT | TVA | ENT | 2035 | B15 | 1203 | 0 | 500 | 0 | 0 | 0 | 0 | 0 | 0 | 0 | 0 | 0 | 0 | Infinite
TVA_2_ENT | TVA | ENT | 2035 | B16 | 25 | 0 | 500 | 0 | 0 | 0 | 0 | 0 | 0 | 0 | 0 | 0 | 0 | Infinite
TVA_2_ENT | TVA | ENT | 2035 | B17 | 100 | 0 | 500 | 0 | 0 | 0 | 0 | 0 | 0 | 0 | 0 | 0 | 0 | Infinite
TVA_2_ENT | TVA | ENT | 2035 | B18 | 400 | 0 | 500 | 0 | 0 | 0 | 0 | 0 | 0 | 0 | 0 | 0 | 0 | Infinite
TVA_2_ENT | TVA | ENT | 2035 | B19 | 700 | 0 | 500 | 0 | 0 | 0 | 0 | 0 | 0 | 0 | 0 | 0 | 0 | Infinite
TVA_2_ENT | TVA | ENT | 2035 | B20 | 935 | 0 | 500 | 0 | 0 | 0 | 0 | 0 | 0 | 0 | 0 | 0 | 0 | Infinite
TVA_2_ENT | TVA | ENT | 2040 | B1 | 10 | 0 | 500 | 0 | 0 | 0 | 0 | 0 | 0 | 0 | 0 | 0 | 0 | Infinite
TVA_2_ENT | TVA | ENT | 2040 | B2 | 25 | 0 | 500 | 0 | 0 | 0 | 0 | 0 | 0 | 0 | 0 | 0 | 0 | Infinite
TVA_2_ENT | TVA | ENT | 2040 | B3 | 75 | 0 | 500 | 0 | 0 | 0 | 0 | 0 | 0 | 0 | 0 | 0 | 0 | Infinite
TVA_2_ENT | TVA | ENT | 2040 | B4 | 100 | 0 | 500 | 0 | 0 | 0 | 0 | 0 | 0 | 0 | 0 | 0 | 0 | Infinite
TVA_2_ENT | TVA | ENT | 2040 | B5 | 200 | 0 | 500 | 0 | 0 | 0 | 0 | 0 | 0 | 0 | 0 | 0 | 0 | Infinite
TVA_2_ENT | TVA | ENT | 2040 | B6 | 300 | 0 | 500 | 500 | 0 | 500 | 0 | 0 | 5.8994 | 0 | 3.561 | 5.4456 | 0 | Infinite
TVA_2_ENT | TVA | ENT | 2040 | B7 | 400 | 0 | 500 | 0 | 0 | 0 | 0 | 0 | 0 | 0 | 0 | 0 | 0 | Infinite
TVA_2_ENT | TVA | ENT | 2040 | B8 | 500 | 0 | 500 | 0 | 0 | 0 | 0 | 0 | 0 | 0 | 0 | 0 | 0 | Infinite
TVA_2_ENT | TVA | ENT | 2040 | B9 | 800 | 0 | 500 | 0 | 0 | 0 | 0 | 0 | 0 | 0 | 0 | 0 | 0 | Infinite
TVA_2_ENT | TVA | ENT | 2040 | B10 | 1262 | 0 | 500 | 287.45 | 0 | 0 | 0 | 0 | 0 | 0 | 0 | 0 | 0 | Infinite
TVA_2_ENT | TVA | ENT | 2040 | B11 | 25 | 0 | 500 | 500 | 0 | 500 | 0 | 0 | 2.3977 | 0 | 0.72407 | 0.18444 | 0 | Infinite
TVA_2_ENT | TVA | ENT | 2040 | B12 | 200 | 0 | 500 | 0 | 0 | 0 | 0 | 0 | 0 | 0 | 0 | 0 | 0 | Infinite
TVA_2_ENT | TVA | ENT | 2040 | B13 | 600 | 0 | 500 | 0 | 0 | 0 | 0 | 0 | 0 | 0 | 0 | 0 | 0 | Infinite
TVA_2_ENT | TVA | ENT | 2040 | B14 | 900 | 0 | 500 | 0 | 0 | 0 | 0 | 0 | 0 | 0 | 0 | 0 | 0 | Infinite
TVA_2_ENT | TVA | ENT | 2040 | B15 | 1203 | 0 | 500 | 0 | 0 | 0 | 0 | 0 | 0 | 0 | 0 | 0 | 0 | Infinite
TVA_2_ENT | TVA | ENT | 2040 | B16 | 25 | 0 | 500 | 0 | 0 | 0 | 0 | 0 | 0 | 0 | 0 | 0 | 0 | Infinite
TVA_2_ENT | TVA | ENT | 2040 | B17 | 100 | 0 | 500 | 0 | 0 | 0 | 0 | 0 | 0 | 0 | 0 | 0 | 0 | Infinite
TVA_2_ENT | TVA | ENT | 2040 | B18 | 400 | 0 | 500 | 0 | 0 | 0 | 0 | 0 | 0 | 0 | 0 | 0 | 0 | Infinite
TVA_2_ENT | TVA | ENT | 2040 | B19 | 700 | 0 | 500 | 0 | 0 | 0 | 0 | 0 | 0 | 0 | 0 | 0 | 0 | Infinite
TVA_2_ENT | TVA | ENT | 2040 | B20 | 935 | 0 | 500 | 0 | 0 | 0 | 0 | 0 | 0 | 0 | 0 | 0 | 0 | Infinite
TVA_2_ENT | TVA | ENT | 2045 | B1 | 10 | 0 | 500 | 0 | 0 | 0 | 0 | 0 | 0 | 0 | 0 | 0 | 0 | Infinite
TVA_2_ENT | TVA | ENT | 2045 | B2 | 25 | 0 | 500 | 0 | 0 | 0 | 0 | 0 | 0 | 0 | 0 | 0 | 0 | Infinite
TVA_2_ENT | TVA | ENT | 2045 | B3 | 75 | 0 | 500 | 0 | 0 | 0 | 0 | 0 | 0 | 0 | 0 | 0 | 0 | Infinite
TVA_2_ENT | TVA | ENT | 2045 | B4 | 100 | 0 | 500 | 0 | 0 | 0 | 0 | 0 | 0 | 0 | 0 | 0 | 0 | Infinite
TVA_2_ENT | TVA | ENT | 2045 | B5 | 200 | 0 | 500 | 0 | 0 | 0 | 0 | 0 | 0 | 0 | 0 | 0 | 0 | Infinite
TVA_2_ENT | TVA | ENT | 2045 | B6 | 300 | 0 | 500 | 500 | 0 | 500 | 0 | 0 | 6.1605 | 0 | 8.9144 | 1.1646 | 0 | Infinite
TVA_2_ENT | TVA | ENT | 2045 | B7 | 400 | 0 | 500 | 0 | 0 | 0 | 0 | 0 | 0 | 0 | 0 | 0 | 0 | Infinite
TVA_2_ENT | TVA | ENT | 2045 | B8 | 500 | 0 | 500 | 0 | 0 | 0 | 0 | 0 | 0 | 0 | 0 | 0 | 0 | Infinite
TVA_2_ENT | TVA | ENT | 2045 | B9 | 800 | 0 | 500 | 0 | 0 | 0 | 0 | 0 | 0 | 0 | 0 | 0 | 0 | Infinite
TVA_2_ENT | TVA | ENT | 2045 | B10 | 1262 | 0 | 500 | 500 | 0 | 0 | 0 | 0 | 1.3888 | 0 | 0 | 1.1044 | 0 | Infinite
TVA_2_ENT | TVA | ENT | 2045 | B11 | 25 | 0 | 500 | 500 | 0 | 500 | 0 | 0 | 4.9023 | 0 | 2.0179 | 0.077226 | 0 | Infinite
TVA_2_ENT | TVA | ENT | 2045 | B12 | 200 | 0 | 500 | 0 | 0 | 0 | 0 | 0 | 0 | 0 | 0 | 0 | 0 | Infinite
TVA_2_ENT | TVA | ENT | 2045 | B13 | 600 | 0 | 500 | 0 | 0 | 0 | 0 | 0 | 0 | 0 | 0 | 0 | 0 | Infinite
TVA_2_ENT | TVA | ENT | 2045 | B14 | 900 | 0 | 500 | 0 | 0 | 0 | 0 | 0 | 0 | 0 | 0 | 0 | 0 | Infinite
TVA_2_ENT | TVA | ENT | 2045 | B15 | 1203 | 0 | 500 | 0 | 0 | 0 | 0 | 0 | 0 | 0 | 0 | 0 | 0 | Infinite
TVA_2_ENT | TVA | ENT | 2045 | B16 | 25 | 0 | 500 | 0 | 0 | 0 | 0 | 0 | 0 | 0 | 0 | 0 | 0 | Infinite
TVA_2_ENT | TVA | ENT | 2045 | B17 | 100 | 0 | 500 | 0 | 0 | 0 | 0 | 0 | 0 | 0 | 0 | 0 | 0 | Infinite
TVA_2_ENT | TVA | ENT | 2045 | B18 | 400 | 0 | 500 | 0 | 0 | 0 | 0 | 0 | 0 | 0 | 0 | 0 | 0 | Infinite
TVA_2_ENT | TVA | ENT | 2045 | B19 | 700 | 0 | 500 | 0 | 0 | 0 | 0 | 0 | 0 | 0 | 0 | 0 | 0 | Infinite
TVA_2_ENT | TVA | ENT | 2045 | B20 | 935 | 0 | 500 | 0 | 0 | 0 | 0 | 0 | 0 | 0 | 0 | 0 | 0 | Infinite
TVA_2_ENT | TVA | ENT | 2050 | B1 | 10 | 0 | 500 | 0 | 0 | 0 | 0 | 0 | 0 | 0 | 0 | 0 | 0 | Infinite
TVA_2_ENT | TVA | ENT | 2050 | B2 | 25 | 0 | 500 | 0 | 0 | 0 | 0 | 0 | 0 | 0 | 0 | 0 | 0 | Infinite
TVA_2_ENT | TVA | ENT | 2050 | B3 | 75 | 0 | 500 | 0 | 0 | 0 | 0 | 0 | 0 | 0 | 0 | 0 | 0 | Infinite
TVA_2_ENT | TVA | ENT | 2050 | B4 | 100 | 0 | 500 | 0 | 0 | 0 | 0 | 0 | 0 | 0 | 0 | 0 | 0 | Infinite
TVA_2_ENT | TVA | ENT | 2050 | B5 | 200 | 0 | 500 | 0 | 0 | 0 | 0 | 0 | 0 | 0 | 0 | 0 | 0 | Infinite
TVA_2_ENT | TVA | ENT | 2050 | B6 | 300 | 0 | 500 | 500 | 0 | 500 | 0 | 0 | 6.7422 | 0 | 7.2763 | 1.2745 | 0 | Infinite
TVA_2_ENT | TVA | ENT | 2050 | B7 | 400 | 0 | 500 | 0 | 0 | 356.93 | 0 | 0 | 0 | 0 | 0 | 0 | 0 | Infinite
TVA_2_ENT | TVA | ENT | 2050 | B8 | 500 | 0 | 500 | 0 | 0 | 0 | 0 | 0 | 0 | 0 | 0 | 0 | 0 | Infinite
TVA_2_ENT | TVA | ENT | 2050 | B9 | 800 | 0 | 500 | 0 | 0 | 0 | 0 | 0 | 0 | 0 | 0 | 0 | 0 | Infinite
TVA_2_ENT | TVA | ENT | 2050 | B10 | 1262 | 0 | 500 | 500 | 0 | 500 | 0 | 0 | 6.1249 | 0 | 1.0208 | 4.8706 | 0 | Infinite
TVA_2_ENT | TVA | ENT | 2050 | B11 | 25 | 0 | 500 | 500 | 0 | 500 | 0 | 0 | 13.33 | 0 | 3.193 | 0.20999 | 0 | Infinite
TVA_2_ENT | TVA | ENT | 2050 | B12 | 200 | 0 | 500 | 0 | 0 | 0 | 0 | 0 | 0 | 0 | 0 | 0 | 0 | Infinite
TVA_2_ENT | TVA | ENT | 2050 | B13 | 600 | 0 | 500 | 0 | 0 | 0 | 0 | 0 | 0 | 0 | 0 | 0 | 0 | Infinite
TVA_2_ENT | TVA | ENT | 2050 | B14 | 900 | 0 | 500 | 0 | 0 | 0 | 0 | 0 | 0 | 0 | 0 | 0 | 0 | Infinite
TVA_2_ENT | TVA | ENT | 2050 | B15 | 1203 | 0 | 500 | 436.62 | 0 | 0 | 0 | 0 | 0 | 0 | 0 | 0 | 0 | Infinite
TVA_2_ENT | TVA | ENT | 2050 | B16 | 25 | 0 | 500 | 0 | 0 | 0 | 0 | 0 | 0 | 0 | 0 | 0 | 0 | Infinite
TVA_2_ENT | TVA | ENT | 2050 | B17 | 100 | 0 | 500 | 0 | 0 | 0 | 0 | 0 | 0 | 0 | 0 | 0 | 0 | Infinite
TVA_2_ENT | TVA | ENT | 2050 | B18 | 400 | 0 | 500 | 0 | 0 | 0 | 0 | 0 | 0 | 0 | 0 | 0 | 0 | Infinite
TVA_2_ENT | TVA | ENT | 2050 | B19 | 700 | 0 | 500 | 0 | 0 | 0 | 0 | 0 | 0 | 0 | 0 | 0 | 0 | Infinite
TVA_2_ENT | TVA | ENT | 2050 | B20 | 935 | 0 | 500 | 0 | 0 | 0 | 0 | 0 | 0 | 0 | 0 | 0 | 0 | Infinite
TVA_2_MISO_MO-IL | TVA | MISO_MO-IL | 2015 | B1 | 10 | 0 | 50 | 0 | 0 | 0 | 0 | 0 | 0 | 0 | 0 | 0 | 0 | Infinite
TVA_2_MISO_MO-IL | TVA | MISO_MO-IL | 2015 | B2 | 25 | 0 | 50 | 0 | 0 | 0 | 0 | 0 | 0 | 0 | 0 | 0 | 0 | Infinite
TVA_2_MISO_MO-IL | TVA | MISO_MO-IL | 2015 | B3 | 75 | 0 | 50 | 0 | 0 | 0 | 0 | 0 | 0 | 0 | 0 | 0 | 0 | Infinite
TVA_2_MISO_MO-IL | TVA | MISO_MO-IL | 2015 | B4 | 100 | 0 | 50 | 0 | 0 | 0 | 0 | 0 | 0 | 0 | 0 | 0 | 0 | Infinite
TVA_2_MISO_MO-IL | TVA | MISO_MO-IL | 2015 | B5 | 200 | 0 | 50 | 0 | 0 | 0 | 0 | 0 | 0 | 0 | 0 | 0 | 0 | Infinite
TVA_2_MISO_MO-IL | TVA | MISO_MO-IL | 2015 | B6 | 300 | 0 | 50 | 0 | 0 | 0 | 0 | 0 | 0 | 0 | 0 | 0 | 0 | Infinite
TVA_2_MISO_MO-IL | TVA | MISO_MO-IL | 2015 | B7 | 400 | 0 | 50 | 0 | 0 | 0 | 0 | 0 | 0 | 0 | 0 | 0 | 0 | Infinite
TVA_2_MISO_MO-IL | TVA | MISO_MO-IL | 2015 | B8 | 500 | 0 | 50 | 0 | 0 | 0 | 0 | 0 | 0 | 0 | 0 | 0 | 0 | Infinite
TVA_2_MISO_MO-IL | TVA | MISO_MO-IL | 2015 | B9 | 800 | 0 | 50 | 0 | 0 | 0 | 0 | 0 | 0 | 0 | 0 | 0 | 0 | Infinite
TVA_2_MISO_MO-IL | TVA | MISO_MO-IL | 2015 | B10 | 1262 | 0 | 50 | 0 | 0 | 0 | 0 | 0 | 0 | 0 | 0 | 0 | 0 | Infinite
TVA_2_MISO_MO-IL | TVA | MISO_MO-IL | 2015 | B11 | 25 | 0 | 50 | 0 | 0 | 0 | 0 | 0 | 0 | 0 | 0 | 0 | 0 | Infinite
TVA_2_MISO_MO-IL | TVA | MISO_MO-IL | 2015 | B12 | 200 | 0 | 50 | 0 | 0 | 0 | 0 | 0 | 0 | 0 | 0 | 0 | 0 | Infinite
TVA_2_MISO_MO-IL | TVA | MISO_MO-IL | 2015 | B13 | 600 | 0 | 50 | 0 | 0 | 0 | 0 | 0 | 0 | 0 | 0 | 0 | 0 | Infinite
TVA_2_MISO_MO-IL | TVA | MISO_MO-IL | 2015 | B14 | 900 | 0 | 50 | 0 | 0 | 0 | 0 | 0 | 0 | 0 | 0 | 0 | 0 | Infinite
TVA_2_MISO_MO-IL | TVA | MISO_MO-IL | 2015 | B15 | 1203 | 0 | 50 | 0 | 0 | 0 | 0 | 0 | 0 | 0 | 0 | 0 | 0 | Infinite
TVA_2_MISO_MO-IL | TVA | MISO_MO-IL | 2015 | B16 | 25 | 0 | 50 | 0 | 0 | 0 | 0 | 0 | 0 | 0 | 0 | 0 | 0 | Infinite
TVA_2_MISO_MO-IL | TVA | MISO_MO-IL | 2015 | B17 | 100 | 0 | 50 | 0 | 0 | 0 | 0 | 0 | 0 | 0 | 0 | 0 | 0 | Infinite
TVA_2_MISO_MO-IL | TVA | MISO_MO-IL | 2015 | B18 | 400 | 0 | 50 | 0 | 0 | 0 | 0 | 0 | 0 | 0 | 0 | 0 | 0 | Infinite
TVA_2_MISO_MO-IL | TVA | MISO_MO-IL | 2015 | B19 | 700 | 0 | 50 | 0 | 0 | 0 | 0 | 0 | 0 | 0 | 0 | 0 | 0 | Infinite
TVA_2_MISO_MO-IL | TVA | MISO_MO-IL | 2015 | B20 | 935 | 0 | 50 | 0 | 0 | 0 | 0 | 0 | 0 | 0 | 0 | 0 | 0 | Infinite
TVA_2_MISO_MO-IL | TVA | MISO_MO-IL | 2020 | B1 | 10 | 0 | 50 | 0 | 0 | 0 | 0 | 0 | 0 | 0 | 0 | 0 | 0 | Infinite
TVA_2_MISO_MO-IL | TVA | MISO_MO-IL | 2020 | B2 | 25 | 0 | 50 | 0 | 0 | 0 | 0 | 0 | 0 | 0 | 0 | 0 | 0 | Infinite
TVA_2_MISO_MO-IL | TVA | MISO_MO-IL | 2020 | B3 | 75 | 0 | 50 | 0 | 0 | 0 | 0 | 0 | 0 | 0 | 0 | 0 | 0 | Infinite
TVA_2_MISO_MO-IL | TVA | MISO_MO-IL | 2020 | B4 | 100 | 0 | 50 | 0 | 0 | 0 | 0 | 0 | 0 | 0 | 0 | 0 | 0 | Infinite
TVA_2_MISO_MO-IL | TVA | MISO_MO-IL | 2020 | B5 | 200 | 0 | 50 | 0 | 0 | 0 | 0 | 0 | 0 | 0 | 0 | 0 | 0 | Infinite
TVA_2_MISO_MO-IL | TVA | MISO_MO-IL | 2020 | B6 | 300 | 0 | 50 | 0 | 0 | 0 | 0 | 0 | 0 | 0 | 0 | 0 | 0 | Infinite
TVA_2_MISO_MO-IL | TVA | MISO_MO-IL | 2020 | B7 | 400 | 0 | 50 | 0 | 0 | 0 | 0 | 0 | 0 | 0 | 0 | 0 | 0 | Infinite
TVA_2_MISO_MO-IL | TVA | MISO_MO-IL | 2020 | B8 | 500 | 0 | 50 | 0 | 0 | 0 | 0 | 0 | 0 | 0 | 0 | 0 | 0 | Infinite
TVA_2_MISO_MO-IL | TVA | MISO_MO-IL | 2020 | B9 | 800 | 0 | 50 | 0 | 0 | 0 | 0 | 0 | 0 | 0 | 0 | 0 | 0 | Infinite
TVA_2_MISO_MO-IL | TVA | MISO_MO-IL | 2020 | B10 | 1262 | 0 | 50 | 0 | 0 | 0 | 0 | 0 | 0 | 0 | 0 | 0 | 0 | Infinite
TVA_2_MISO_MO-IL | TVA | MISO_MO-IL | 2020 | B11 | 25 | 0 | 50 | 0 | 0 | 0 | 0 | 0 | 0 | 0 | 0 | 0 | 0 | Infinite
TVA_2_MISO_MO-IL | TVA | MISO_MO-IL | 2020 | B12 | 200 | 0 | 50 | 0 | 0 | 0 | 0 | 0 | 0 | 0 | 0 | 0 | 0 | Infinite
TVA_2_MISO_MO-IL | TVA | MISO_MO-IL | 2020 | B13 | 600 | 0 | 50 | 0 | 0 | 0 | 0 | 0 | 0 | 0 | 0 | 0 | 0 | Infinite
TVA_2_MISO_MO-IL | TVA | MISO_MO-IL | 2020 | B14 | 900 | 0 | 50 | 0 | 0 | 0 | 0 | 0 | 0 | 0 | 0 | 0 | 0 | Infinite
TVA_2_MISO_MO-IL | TVA | MISO_MO-IL | 2020 | B15 | 1203 | 0 | 50 | 0 | 0 | 0 | 0 | 0 | 0 | 0 | 0 | 0 | 0 | Infinite
TVA_2_MISO_MO-IL | TVA | MISO_MO-IL | 2020 | B16 | 25 | 0 | 50 | 0 | 0 | 0 | 0 | 0 | 0 | 0 | 0 | 0 | 0 | Infinite
TVA_2_MISO_MO-IL | TVA | MISO_MO-IL | 2020 | B17 | 100 | 0 | 50 | 0 | 0 | 0 | 0 | 0 | 0 | 0 | 0 | 0 | 0 | Infinite
TVA_2_MISO_MO-IL | TVA | MISO_MO-IL | 2020 | B18 | 400 | 0 | 50 | 0 | 0 | 0 | 0 | 0 | 0 | 0 | 0 | 0 | 0 | Infinite
TVA_2_MISO_MO-IL | TVA | MISO_MO-IL | 2020 | B19 | 700 | 0 | 50 | 0 | 0 | 0 | 0 | 0 | 0 | 0 | 0 | 0 | 0 | Infinite
TVA_2_MISO_MO-IL | TVA | MISO_MO-IL | 2020 | B20 | 935 | 0 | 50 | 0 | 0 | 0 | 0 | 0 | 0 | 0 | 0 | 0 | 0 | Infinite
TVA_2_MISO_MO-IL | TVA | MISO_MO-IL | 2025 | B1 | 10 | 0 | 50 | 0 | 0 | 0 | 0 | 0 | 0 | 0 | 0 | 0 | 0 | Infinite
TVA_2_MISO_MO-IL | TVA | MISO_MO-IL | 2025 | B2 | 25 | 0 | 50 | 0 | 0 | 0 | 0 | 0 | 0 | 0 | 0 | 0 | 0 | Infinite
TVA_2_MISO_MO-IL | TVA | MISO_MO-IL | 2025 | B3 | 75 | 0 | 50 | 0 | 0 | 0 | 0 | 0 | 0 | 0 | 0 | 0 | 0 | Infinite
TVA_2_MISO_MO-IL | TVA | MISO_MO-IL | 2025 | B4 | 100 | 0 | 50 | 0 | 0 | 0 | 0 | 0 | 0 | 0 | 0 | 0 | 0 | Infinite
TVA_2_MISO_MO-IL | TVA | MISO_MO-IL | 2025 | B5 | 200 | 0 | 50 | 0 | 0 | 0 | 0 | 0 | 0 | 0 | 0 | 0 | 0 | Infinite
TVA_2_MISO_MO-IL | TVA | MISO_MO-IL | 2025 | B6 | 300 | 0 | 50 | 0 | 0 | 0 | 0 | 0 | 0 | 0 | 0 | 0 | 0 | Infinite
TVA_2_MISO_MO-IL | TVA | MISO_MO-IL | 2025 | B7 | 400 | 0 | 50 | 0 | 0 | 0 | 0 | 0 | 0 | 0 | 0 | 0 | 0 | Infinite
TVA_2_MISO_MO-IL | TVA | MISO_MO-IL | 2025 | B8 | 500 | 0 | 50 | 0 | 0 | 0 | 0 | 0 | 0 | 0 | 0 | 0 | 0 | Infinite
TVA_2_MISO_MO-IL | TVA | MISO_MO-IL | 2025 | B9 | 800 | 0 | 50 | 0 | 0 | 0 | 0 | 0 | 0 | 0 | 0 | 0 | 0 | Infinite
TVA_2_MISO_MO-IL | TVA | MISO_MO-IL | 2025 | B10 | 1262 | 0 | 50 | 0 | 0 | 0 | 0 | 0 | 0 | 0 | 0 | 0 | 0 | Infinite
TVA_2_MISO_MO-IL | TVA | MISO_MO-IL | 2025 | B11 | 25 | 0 | 50 | 0 | 0 | 0 | 0 | 0 | 0 | 0 | 0 | 0 | 0 | Infinite
TVA_2_MISO_MO-IL | TVA | MISO_MO-IL | 2025 | B12 | 200 | 0 | 50 | 0 | 0 | 0 | 0 | 0 | 0 | 0 | 0 | 0 | 0 | Infinite
TVA_2_MISO_MO-IL | TVA | MISO_MO-IL | 2025 | B13 | 600 | 0 | 50 | 0 | 0 | 0 | 0 | 0 | 0 | 0 | 0 | 0 | 0 | Infinite
TVA_2_MISO_MO-IL | TVA | MISO_MO-IL | 2025 | B14 | 900 | 0 | 50 | 0 | 0 | 0 | 0 | 0 | 0 | 0 | 0 | 0 | 0 | Infinite
TVA_2_MISO_MO-IL | TVA | MISO_MO-IL | 2025 | B15 | 1203 | 0 | 50 | 0 | 0 | 0 | 0 | 0 | 0 | 0 | 0 | 0 | 0 | Infinite
TVA_2_MISO_MO-IL | TVA | MISO_MO-IL | 2025 | B16 | 25 | 0 | 50 | 0 | 0 | 0 | 0 | 0 | 0 | 0 | 0 | 0 | 0 | Infinite
TVA_2_MISO_MO-IL | TVA | MISO_MO-IL | 2025 | B17 | 100 | 0 | 50 | 0 | 0 | 0 | 0 | 0 | 0 | 0 | 0 | 0 | 0 | Infinite
TVA_2_MISO_MO-IL | TVA | MISO_MO-IL | 2025 | B18 | 400 | 0 | 50 | 0 | 0 | 0 | 0 | 0 | 0 | 0 | 0 | 0 | 0 | Infinite
TVA_2_MISO_MO-IL | TVA | MISO_MO-IL | 2025 | B19 | 700 | 0 | 50 | 0 | 0 | 0 | 0 | 0 | 0 | 0 | 0 | 0 | 0 | Infinite
TVA_2_MISO_MO-IL | TVA | MISO_MO-IL | 2025 | B20 | 935 | 0 | 50 | 0 | 0 | 0 | 0 | 0 | 0 | 0 | 0 | 0 | 0 | Infinite
TVA_2_MISO_MO-IL | TVA | MISO_MO-IL | 2030 | B1 | 10 | 0 | 50 | 0 | 0 | 0 | 0 | 0 | 0 | 0 | 0 | 0 | 0 | Infinite
TVA_2_MISO_MO-IL | TVA | MISO_MO-IL | 2030 | B2 | 25 | 0 | 50 | 0 | 0 | 0 | 0 | 0 | 0 | 0 | 0 | 0 | 0 | Infinite
TVA_2_MISO_MO-IL | TVA | MISO_MO-IL | 2030 | B3 | 75 | 0 | 50 | 0 | 0 | 0 | 0 | 0 | 0 | 0 | 0 | 0 | 0 | Infinite
TVA_2_MISO_MO-IL | TVA | MISO_MO-IL | 2030 | B4 | 100 | 0 | 50 | 0 | 0 | 0 | 0 | 0 | 0 | 0 | 0 | 0 | 0 | Infinite
TVA_2_MISO_MO-IL | TVA | MISO_MO-IL | 2030 | B5 | 200 | 0 | 50 | 50 | 0 | 0 | 0 | 0 | 5.2109 | 0 | 0 | 5.2109 | 0 | Infinite
TVA_2_MISO_MO-IL | TVA | MISO_MO-IL | 2030 | B6 | 300 | 0 | 50 | 0 | 0 | 0 | 0 | 0 | 0 | 0 | 0 | 0 | 0 | Infinite
TVA_2_MISO_MO-IL | TVA | MISO_MO-IL | 2030 | B7 | 400 | 0 | 50 | 0 | 0 | 0 | 0 | 0 | 0 | 0 | 0 | 0 | 0 | Infinite
TVA_2_MISO_MO-IL | TVA | MISO_MO-IL | 2030 | B8 | 500 | 0 | 50 | 0 | 0 | 0 | 0 | 0 | 0 | 0 | 0 | 0 | 0 | Infinite
TVA_2_MISO_MO-IL | TVA | MISO_MO-IL | 2030 | B9 | 800 | 0 | 50 | 0 | 0 | 0 | 0 | 0 | 0 | 0 | 0 | 0 | 0 | Infinite
TVA_2_MISO_MO-IL | TVA | MISO_MO-IL | 2030 | B10 | 1262 | 0 | 50 | 0 | 0 | 0 | 0 | 0 | 0 | 0 | 0 | 0 | 0 | Infinite
TVA_2_MISO_MO-IL | TVA | MISO_MO-IL | 2030 | B11 | 25 | 0 | 50 | 0 | 0 | 0 | 0 | 0 | 0 | 0 | 0 | 0 | 0 | Infinite
TVA_2_MISO_MO-IL | TVA | MISO_MO-IL | 2030 | B12 | 200 | 0 | 50 | 0 | 0 | 0 | 0 | 0 | 0 | 0 | 0 | 0 | 0 | Infinite
TVA_2_MISO_MO-IL | TVA | MISO_MO-IL | 2030 | B13 | 600 | 0 | 50 | 0 | 0 | 0 | 0 | 0 | 0 | 0 | 0 | 0 | 0 | Infinite
TVA_2_MISO_MO-IL | TVA | MISO_MO-IL | 2030 | B14 | 900 | 0 | 50 | 0 | 0 | 0 | 0 | 0 | 0 | 0 | 0 | 0 | 0 | Infinite
TVA_2_MISO_MO-IL | TVA | MISO_MO-IL | 2030 | B15 | 1203 | 0 | 50 | 0 | 0 | 0 | 0 | 0 | 0 | 0 | 0 | 0 | 0 | Infinite
TVA_2_MISO_MO-IL | TVA | MISO_MO-IL | 2030 | B16 | 25 | 0 | 50 | 0 | 0 | 0 | 0 | 0 | 0 | 0 | 0 | 0 | 0 | Infinite
TVA_2_MISO_MO-IL | TVA | MISO_MO-IL | 2030 | B17 | 100 | 0 | 50 | 0 | 0 | 0 | 0 | 0 | 0 | 0 | 0 | 0 | 0 | Infinite
TVA_2_MISO_MO-IL | TVA | MISO_MO-IL | 2030 | B18 | 400 | 0 | 50 | 0 | 0 | 0 | 0 | 0 | 0 | 0 | 0 | 0 | 0 | Infinite
TVA_2_MISO_MO-IL | TVA | MISO_MO-IL | 2030 | B19 | 700 | 0 | 50 | 0 | 0 | 0 | 0 | 0 | 0 | 0 | 0 | 0 | 0 | Infinite
TVA_2_MISO_MO-IL | TVA | MISO_MO-IL | 2030 | B20 | 935 | 0 | 50 | 0 | 0 | 0 | 0 | 0 | 0 | 0 | 0 | 0 | 0 | Infinite
TVA_2_MISO_MO-IL | TVA | MISO_MO-IL | 2035 | B1 | 10 | 0 | 50 | 0 | 0 | 0 | 0 | 0 | 0 | 0 | 0 | 0 | 0 | Infinite
TVA_2_MISO_MO-IL | TVA | MISO_MO-IL | 2035 | B2 | 25 | 0 | 50 | 0 | 0 | 0 | 0 | 0 | 0 | 0 | 0 | 0 | 0 | Infinite
TVA_2_MISO_MO-IL | TVA | MISO_MO-IL | 2035 | B3 | 75 | 0 | 50 | 0 | 0 | 0 | 0 | 0 | 0 | 0 | 0 | 0 | 0 | Infinite
TVA_2_MISO_MO-IL | TVA | MISO_MO-IL | 2035 | B4 | 100 | 0 | 50 | 0 | 0 | 0 | 0 | 0 | 0 | 0 | 0 | 0 | 0 | Infinite
TVA_2_MISO_MO-IL | TVA | MISO_MO-IL | 2035 | B5 | 200 | 0 | 50 | 0 | 0 | 0 | 0 | 0 | 0 | 0 | 0 | 0 | 0 | Infinite
TVA_2_MISO_MO-IL | TVA | MISO_MO-IL | 2035 | B6 | 300 | 0 | 50 | 50 | 0 | 0 | 0 | 0 | 1.7568 | 0 | 0 | 1.7568 | 0 | Infinite
TVA_2_MISO_MO-IL | TVA | MISO_MO-IL | 2035 | B7 | 400 | 0 | 50 | 0 | 0 | 0 | 0 | 0 | 0 | 0 | 0 | 0 | 0 | Infinite
TVA_2_MISO_MO-IL | TVA | MISO_MO-IL | 2035 | B8 | 500 | 0 | 50 | 0 | 0 | 0 | 0 | 0 | 0 | 0 | 0 | 0 | 0 | Infinite
TVA_2_MISO_MO-IL | TVA | MISO_MO-IL | 2035 | B9 | 800 | 0 | 50 | 0 | 0 | 0 | 0 | 0 | 0 | 0 | 0 | 0 | 0 | Infinite
TVA_2_MISO_MO-IL | TVA | MISO_MO-IL | 2035 | B10 | 1262 | 0 | 50 | 0 | 0 | 0 | 0 | 0 | 0 | 0 | 0 | 0 | 0 | Infinite
TVA_2_MISO_MO-IL | TVA | MISO_MO-IL | 2035 | B11 | 25 | 0 | 50 | 0 | 0 | 0 | 0 | 0 | 0 | 0 | 0 | 0 | 0 | Infinite
TVA_2_MISO_MO-IL | TVA | MISO_MO-IL | 2035 | B12 | 200 | 0 | 50 | 0 | 0 | 0 | 0 | 0 | 0 | 0 | 0 | 0 | 0 | Infinite
TVA_2_MISO_MO-IL | TVA | MISO_MO-IL | 2035 | B13 | 600 | 0 | 50 | 0 | 0 | 0 | 0 | 0 | 0 | 0 | 0 | 0 | 0 | Infinite
TVA_2_MISO_MO-IL | TVA | MISO_MO-IL | 2035 | B14 | 900 | 0 | 50 | 0 | 0 | 0 | 0 | 0 | 0 | 0 | 0 | 0 | 0 | Infinite
TVA_2_MISO_MO-IL | TVA | MISO_MO-IL | 2035 | B15 | 1203 | 0 | 50 | 0 | 0 | 0 | 0 | 0 | 0 | 0 | 0 | 0 | 0 | Infinite
TVA_2_MISO_MO-IL | TVA | MISO_MO-IL | 2035 | B16 | 25 | 0 | 50 | 0 | 0 | 0 | 0 | 0 | 0 | 0 | 0 | 0 | 0 | Infinite
TVA_2_MISO_MO-IL | TVA | MISO_MO-IL | 2035 | B17 | 100 | 0 | 50 | 0 | 0 | 0 | 0 | 0 | 0 | 0 | 0 | 0 | 0 | Infinite
TVA_2_MISO_MO-IL | TVA | MISO_MO-IL | 2035 | B18 | 400 | 0 | 50 | 0 | 0 | 0 | 0 | 0 | 0 | 0 | 0 | 0 | 0 | Infinite
TVA_2_MISO_MO-IL | TVA | MISO_MO-IL | 2035 | B19 | 700 | 0 | 50 | 0 | 0 | 0 | 0 | 0 | 0 | 0 | 0 | 0 | 0 | Infinite
TVA_2_MISO_MO-IL | TVA | MISO_MO-IL | 2035 | B20 | 935 | 0 | 50 | 0 | 0 | 0 | 0 | 0 | 0 | 0 | 0 | 0 | 0 | Infinite
TVA_2_MISO_MO-IL | TVA | MISO_MO-IL | 2040 | B1 | 10 | 0 | 50 | 0 | 0 | 0 | 0 | 0 | 0 | 0 | 0 | 0 | 0 | Infinite
TVA_2_MISO_MO-IL | TVA | MISO_MO-IL | 2040 | B2 | 25 | 0 | 50 | 0 | 0 | 0 | 0 | 0 | 0 | 0 | 0 | 0 | 0 | Infinite
TVA_2_MISO_MO-IL | TVA | MISO_MO-IL | 2040 | B3 | 75 | 0 | 50 | 0 | 0 | 0 | 0 | 0 | 0 | 0 | 0 | 0 | 0 | Infinite
TVA_2_MISO_MO-IL | TVA | MISO_MO-IL | 2040 | B4 | 100 | 0 | 50 | 0 | 0 | 0 | 0 | 0 | 0 | 0 | 0 | 0 | 0 | Infinite
TVA_2_MISO_MO-IL | TVA | MISO_MO-IL | 2040 | B5 | 200 | 0 | 50 | 0 | 0 | 0 | 0 | 0 | 0 | 0 | 0 | 0 | 0 | Infinite
TVA_2_MISO_MO-IL | TVA | MISO_MO-IL | 2040 | B6 | 300 | 0 | 50 | 0 | 0 | 0 | 0 | 0 | 0 | 0 | 0 | 0 | 0 | Infinite
TVA_2_MISO_MO-IL | TVA | MISO_MO-IL | 2040 | B7 | 400 | 0 | 50 | 0 | 0 | 0 | 0 | 0 | 0 | 0 | 0 | 0 | 0 | Infinite
TVA_2_MISO_MO-IL | TVA | MISO_MO-IL | 2040 | B8 | 500 | 0 | 50 | 0 | 0 | 0 | 0 | 0 | 0 | 0 | 0 | 0 | 0 | Infinite
TVA_2_MISO_MO-IL | TVA | MISO_MO-IL | 2040 | B9 | 800 | 0 | 50 | 0 | 0 | 0 | 0 | 0 | 0 | 0 | 0 | 0 | 0 | Infinite
TVA_2_MISO_MO-IL | TVA | MISO_MO-IL | 2040 | B10 | 1262 | 0 | 50 | 0 | 0 | 0 | 0 | 0 | 0 | 0 | 0 | 0 | 0 | Infinite
TVA_2_MISO_MO-IL | TVA | MISO_MO-IL | 2040 | B11 | 25 | 0 | 50 | 0 | 0 | 0 | 0 | 0 | 0 | 0 | 0 | 0 | 0 | Infinite
TVA_2_MISO_MO-IL | TVA | MISO_MO-IL | 2040 | B12 | 200 | 0 | 50 | 0 | 0 | 0 | 0 | 0 | 0 | 0 | 0 | 0 | 0 | Infinite
TVA_2_MISO_MO-IL | TVA | MISO_MO-IL | 2040 | B13 | 600 | 0 | 50 | 0 | 0 | 0 | 0 | 0 | 0 | 0 | 0 | 0 | 0 | Infinite
TVA_2_MISO_MO-IL | TVA | MISO_MO-IL | 2040 | B14 | 900 | 0 | 50 | 0 | 0 | 0 | 0 | 0 | 0 | 0 | 0 | 0 | 0 | Infinite
TVA_2_MISO_MO-IL | TVA | MISO_MO-IL | 2040 | B15 | 1203 | 0 | 50 | 0 | 0 | 0 | 0 | 0 | 0 | 0 | 0 | 0 | 0 | Infinite
TVA_2_MISO_MO-IL | TVA | MISO_MO-IL | 2040 | B16 | 25 | 0 | 50 | 0 | 0 | 0 | 0 | 0 | 0 | 0 | 0 | 0 | 0 | Infinite
TVA_2_MISO_MO-IL | TVA | MISO_MO-IL | 2040 | B17 | 100 | 0 | 50 | 0 | 0 | 0 | 0 | 0 | 0 | 0 | 0 | 0 | 0 | Infinite
TVA_2_MISO_MO-IL | TVA | MISO_MO-IL | 2040 | B18 | 400 | 0 | 50 | 0 | 0 | 0 | 0 | 0 | 0 | 0 | 0 | 0 | 0 | Infinite
TVA_2_MISO_MO-IL | TVA | MISO_MO-IL | 2040 | B19 | 700 | 0 | 50 | 0 | 0 | 0 | 0 | 0 | 0 | 0 | 0 | 0 | 0 | Infinite
TVA_2_MISO_MO-IL | TVA | MISO_MO-IL | 2040 | B20 | 935 | 0 | 50 | 0 | 0 | 0 | 0 | 0 | 0 | 0 | 0 | 0 | 0 | Infinite
TVA_2_MISO_MO-IL | TVA | MISO_MO-IL | 2045 | B1 | 10 | 0 | 50 | 0 | 0 | 0 | 0 | 0 | 0 | 0 | 0 | 0 | 0 | Infinite
TVA_2_MISO_MO-IL | TVA | MISO_MO-IL | 2045 | B2 | 25 | 0 | 50 | 0 | 0 | 0 | 0 | 0 | 0 | 0 | 0 | 0 | 0 | Infinite
TVA_2_MISO_MO-IL | TVA | MISO_MO-IL | 2045 | B3 | 75 | 0 | 50 | 0 | 0 | 0 | 0 | 0 | 0 | 0 | 0 | 0 | 0 | Infinite
TVA_2_MISO_MO-IL | TVA | MISO_MO-IL | 2045 | B4 | 100 | 0 | 50 | 0 | 0 | 0 | 0 | 0 | 0 | 0 | 0 | 0 | 0 | Infinite
TVA_2_MISO_MO-IL | TVA | MISO_MO-IL | 2045 | B5 | 200 | 0 | 50 | 0 | 0 | 0 | 0 | 0 | 0 | 0 | 0 | 0 | 0 | Infinite
TVA_2_MISO_MO-IL | TVA | MISO_MO-IL | 2045 | B6 | 300 | 0 | 50 | 50 | 0 | 50 | 0 | 0 | 7.1814 | 0 | 1.9823 | 7.1814 | 0 | Infinite
TVA_2_MISO_MO-IL | TVA | MISO_MO-IL | 2045 | B7 | 400 | 0 | 50 | 0 | 0 | 0 | 0 | 0 | 0 | 0 | 0 | 0 | 0 | Infinite
TVA_2_MISO_MO-IL | TVA | MISO_MO-IL | 2045 | B8 | 500 | 0 | 50 | 0 | 0 | 0 | 0 | 0 | 0 | 0 | 0 | 0 | 0 | Infinite
TVA_2_MISO_MO-IL | TVA | MISO_MO-IL | 2045 | B9 | 800 | 0 | 50 | 0 | 0 | 0 | 0 | 0 | 0 | 0 | 0 | 0 | 0 | Infinite
TVA_2_MISO_MO-IL | TVA | MISO_MO-IL | 2045 | B10 | 1262 | 0 | 50 | 0 | 0 | 0 | 0 | 0 | 0 | 0 | 0 | 0 | 0 | Infinite
TVA_2_MISO_MO-IL | TVA | MISO_MO-IL | 2045 | B11 | 25 | 0 | 50 | 0 | 0 | 0 | 0 | 0 | 0 | 0 | 0 | 0 | 0 | Infinite
TVA_2_MISO_MO-IL | TVA | MISO_MO-IL | 2045 | B12 | 200 | 0 | 50 | 0 | 0 | 0 | 0 | 0 | 0 | 0 | 0 | 0 | 0 | Infinite
TVA_2_MISO_MO-IL | TVA | MISO_MO-IL | 2045 | B13 | 600 | 0 | 50 | 0 | 0 | 0 | 0 | 0 | 0 | 0 | 0 | 0 | 0 | Infinite
TVA_2_MISO_MO-IL | TVA | MISO_MO-IL | 2045 | B14 | 900 | 0 | 50 | 0 | 0 | 0 | 0 | 0 | 0 | 0 | 0 | 0 | 0 | Infinite
TVA_2_MISO_MO-IL | TVA | MISO_MO-IL | 2045 | B15 | 1203 | 0 | 50 | 0 | 0 | 0 | 0 | 0 | 0 | 0 | 0 | 0 | 0 | Infinite
TVA_2_MISO_MO-IL | TVA | MISO_MO-IL | 2045 | B16 | 25 | 0 | 50 | 0 | 0 | 0 | 0 | 0 | 0 | 0 | 0 | 0 | 0 | Infinite
TVA_2_MISO_MO-IL | TVA | MISO_MO-IL | 2045 | B17 | 100 | 0 | 50 | 0 | 0 | 0 | 0 | 0 | 0 | 0 | 0 | 0 | 0 | Infinite
TVA_2_MISO_MO-IL | TVA | MISO_MO-IL | 2045 | B18 | 400 | 0 | 50 | 0 | 0 | 0 | 0 | 0 | 0 | 0 | 0 | 0 | 0 | Infinite
TVA_2_MISO_MO-IL | TVA | MISO_MO-IL | 2045 | B19 | 700 | 0 | 50 | 0 | 0 | 0 | 0 | 0 | 0 | 0 | 0 | 0 | 0 | Infinite
TVA_2_MISO_MO-IL | TVA | MISO_MO-IL | 2045 | B20 | 935 | 0 | 50 | 0 | 0 | 0 | 0 | 0 | 0 | 0 | 0 | 0 | 0 | Infinite
TVA_2_MISO_MO-IL | TVA | MISO_MO-IL | 2050 | B1 | 10 | 0 | 50 | 0 | 0 | 0 | 0 | 0 | 0 | 0 | 0 | 0 | 0 | Infinite
TVA_2_MISO_MO-IL | TVA | MISO_MO-IL | 2050 | B2 | 25 | 0 | 50 | 0 | 0 | 0 | 0 | 0 | 0 | 0 | 0 | 0 | 0 | Infinite
TVA_2_MISO_MO-IL | TVA | MISO_MO-IL | 2050 | B3 | 75 | 0 | 50 | 0 | 0 | 0 | 0 | 0 | 0 | 0 | 0 | 0 | 0 | Infinite
TVA_2_MISO_MO-IL | TVA | MISO_MO-IL | 2050 | B4 | 100 | 0 | 50 | 0 | 0 | 0 | 0 | 0 | 0 | 0 | 0 | 0 | 0 | Infinite
TVA_2_MISO_MO-IL | TVA | MISO_MO-IL | 2050 | B5 | 200 | 0 | 50 | 0 | 0 | 0 | 0 | 0 | 0 | 0 | 0 | 0 | 0 | Infinite
TVA_2_MISO_MO-IL | TVA | MISO_MO-IL | 2050 | B6 | 300 | 0 | 50 | 50 | 0 | 50 | 0 | 0 | 7.3357 | 0 | 6.1012 | 6.7714 | 0 | Infinite
TVA_2_MISO_MO-IL | TVA | MISO_MO-IL | 2050 | B7 | 400 | 0 | 50 | 0 | 0 | 0 | 0 | 0 | 0 | 0 | 0 | 0 | 0 | Infinite
TVA_2_MISO_MO-IL | TVA | MISO_MO-IL | 2050 | B8 | 500 | 0 | 50 | 0 | 0 | 0 | 0 | 0 | 0 | 0 | 0 | 0 | 0 | Infinite
TVA_2_MISO_MO-IL | TVA | MISO_MO-IL | 2050 | B9 | 800 | 0 | 50 | 0 | 0 | 0 | 0 | 0 | 0 | 0 | 0 | 0 | 0 | Infinite
TVA_2_MISO_MO-IL | TVA | MISO_MO-IL | 2050 | B10 | 1262 | 0 | 50 | 0 | 0 | 0 | 0 | 0 | 0 | 0 | 0 | 0 | 0 | Infinite
TVA_2_MISO_MO-IL | TVA | MISO_MO-IL | 2050 | B11 | 25 | 0 | 50 | 50 | 0 | 0 | 0 | 0 | 5.3296 | 0 | 0 | 0.40997 | 0 | Infinite
TVA_2_MISO_MO-IL | TVA | MISO_MO-IL | 2050 | B12 | 200 | 0 | 50 | 0 | 0 | 0 | 0 | 0 | 0 | 0 | 0 | 0 | 0 | Infinite
TVA_2_MISO_MO-IL | TVA | MISO_MO-IL | 2050 | B13 | 600 | 0 | 50 | 0 | 0 | 0 | 0 | 0 | 0 | 0 | 0 | 0 | 0 | Infinite
TVA_2_MISO_MO-IL | TVA | MISO_MO-IL | 2050 | B14 | 900 | 0 | 50 | 0 | 0 | 0 | 0 | 0 | 0 | 0 | 0 | 0 | 0 | Infinite
TVA_2_MISO_MO-IL | TVA | MISO_MO-IL | 2050 | B15 | 1203 | 0 | 50 | 0 | 0 | 0 | 0 | 0 | 0 | 0 | 0 | 0 | 0 | Infinite
TVA_2_MISO_MO-IL | TVA | MISO_MO-IL | 2050 | B16 | 25 | 0 | 50 | 0 | 0 | 0 | 0 | 0 | 0 | 0 | 0 | 0 | 0 | Infinite
TVA_2_MISO_MO-IL | TVA | MISO_MO-IL | 2050 | B17 | 100 | 0 | 50 | 0 | 0 | 0 | 0 | 0 | 0 | 0 | 0 | 0 | 0 | Infinite
TVA_2_MISO_MO-IL | TVA | MISO_MO-IL | 2050 | B18 | 400 | 0 | 50 | 0 | 0 | 0 | 0 | 0 | 0 | 0 | 0 | 0 | 0 | Infinite
TVA_2_MISO_MO-IL | TVA | MISO_MO-IL | 2050 | B19 | 700 | 0 | 50 | 0 | 0 | 0 | 0 | 0 | 0 | 0 | 0 | 0 | 0 | Infinite
TVA_2_MISO_MO-IL | TVA | MISO_MO-IL | 2050 | B20 | 935 | 0 | 50 | 0 | 0 | 0 | 0 | 0 | 0 | 0 | 0 | 0 | 0 | Infinite
TVA_2_NonRTO_Midwest | TVA | NonRTO_Midwest | 2015 | B1 | 10 | 0 | 100 | 0 | 0 | 0 | 0 | 0 | 0 | 0 | 0 | 0 | 0 | Infinite
TVA_2_NonRTO_Midwest | TVA | NonRTO_Midwest | 2015 | B2 | 25 | 0 | 100 | 0 | 0 | 0 | 0 | 0 | 0 | 0 | 0 | 0 | 0 | Infinite
TVA_2_NonRTO_Midwest | TVA | NonRTO_Midwest | 2015 | B3 | 75 | 0 | 100 | 0 | 0 | 0 | 0 | 0 | 0 | 0 | 0 | 0 | 0 | Infinite
TVA_2_NonRTO_Midwest | TVA | NonRTO_Midwest | 2015 | B4 | 100 | 0 | 100 | 0 | 0 | 0 | 0 | 0 | 0 | 0 | 0 | 0 | 0 | Infinite
TVA_2_NonRTO_Midwest | TVA | NonRTO_Midwest | 2015 | B5 | 200 | 0 | 100 | 0 | 0 | 0 | 0 | 0 | 0 | 0 | 0 | 0 | 0 | Infinite
TVA_2_NonRTO_Midwest | TVA | NonRTO_Midwest | 2015 | B6 | 300 | 0 | 100 | 100 | 0 | 0 | 0 | 0 | 2.1485 | 0 | 0 | 2.1485 | 0 | Infinite
TVA_2_NonRTO_Midwest | TVA | NonRTO_Midwest | 2015 | B7 | 400 | 0 | 100 | 0 | 0 | 0 | 0 | 0 | 0 | 0 | 0 | 0 | 0 | Infinite
TVA_2_NonRTO_Midwest | TVA | NonRTO_Midwest | 2015 | B8 | 500 | 0 | 100 | 0 | 0 | 0 | 0 | 0 | 0 | 0 | 0 | 0 | 0 | Infinite
TVA_2_NonRTO_Midwest | TVA | NonRTO_Midwest | 2015 | B9 | 800 | 0 | 100 | 0 | 0 | 0 | 0 | 0 | 0 | 0 | 0 | 0 | 0 | Infinite
TVA_2_NonRTO_Midwest | TVA | NonRTO_Midwest | 2015 | B10 | 1262 | 0 | 100 | 0 | 0 | 0 | 0 | 0 | 0 | 0 | 0 | 0 | 0 | Infinite
TVA_2_NonRTO_Midwest | TVA | NonRTO_Midwest | 2015 | B11 | 25 | 0 | 100 | 0 | 0 | 0 | 0 | 0 | 0 | 0 | 0 | 0 | 0 | Infinite
TVA_2_NonRTO_Midwest | TVA | NonRTO_Midwest | 2015 | B12 | 200 | 0 | 100 | 0 | 0 | 0 | 0 | 0 | 0 | 0 | 0 | 0 | 0 | Infinite
TVA_2_NonRTO_Midwest | TVA | NonRTO_Midwest | 2015 | B13 | 600 | 0 | 100 | 0 | 0 | 0 | 0 | 0 | 0 | 0 | 0 | 0 | 0 | Infinite
TVA_2_NonRTO_Midwest | TVA | NonRTO_Midwest | 2015 | B14 | 900 | 0 | 100 | 0 | 0 | 0 | 0 | 0 | 0 | 0 | 0 | 0 | 0 | Infinite
TVA_2_NonRTO_Midwest | TVA | NonRTO_Midwest | 2015 | B15 | 1203 | 0 | 100 | 0 | 0 | 0 | 0 | 0 | 0 | 0 | 0 | 0 | 0 | Infinite
TVA_2_NonRTO_Midwest | TVA | NonRTO_Midwest | 2015 | B16 | 25 | 0 | 100 | 0 | 0 | 0 | 0 | 0 | 0 | 0 | 0 | 0 | 0 | Infinite
TVA_2_NonRTO_Midwest | TVA | NonRTO_Midwest | 2015 | B17 | 100 | 0 | 100 | 0 | 0 | 0 | 0 | 0 | 0 | 0 | 0 | 0 | 0 | Infinite
TVA_2_NonRTO_Midwest | TVA | NonRTO_Midwest | 2015 | B18 | 400 | 0 | 100 | 0 | 0 | 0 | 0 | 0 | 0 | 0 | 0 | 0 | 0 | Infinite
TVA_2_NonRTO_Midwest | TVA | NonRTO_Midwest | 2015 | B19 | 700 | 0 | 100 | 0 | 0 | 0 | 0 | 0 | 0 | 0 | 0 | 0 | 0 | Infinite
TVA_2_NonRTO_Midwest | TVA | NonRTO_Midwest | 2015 | B20 | 935 | 0 | 100 | 0 | 0 | 0 | 0 | 0 | 0 | 0 | 0 | 0 | 0 | Infinite
TVA_2_NonRTO_Midwest | TVA | NonRTO_Midwest | 2020 | B1 | 10 | 0 | 100 | 0 | 0 | 0 | 0 | 0 | 0 | 0 | 0 | 0 | 0 | Infinite
TVA_2_NonRTO_Midwest | TVA | NonRTO_Midwest | 2020 | B2 | 25 | 0 | 100 | 0 | 0 | 0 | 0 | 0 | 0 | 0 | 0 | 0 | 0 | Infinite
TVA_2_NonRTO_Midwest | TVA | NonRTO_Midwest | 2020 | B3 | 75 | 0 | 100 | 0 | 0 | 0 | 0 | 0 | 0 | 0 | 0 | 0 | 0 | Infinite
TVA_2_NonRTO_Midwest | TVA | NonRTO_Midwest | 2020 | B4 | 100 | 0 | 100 | 0 | 0 | 0 | 0 | 0 | 0 | 0 | 0 | 0 | 0 | Infinite
TVA_2_NonRTO_Midwest | TVA | NonRTO_Midwest | 2020 | B5 | 200 | 0 | 100 | 100 | 0 | 28.08 | 0 | 0 | 7.2882 | 0 | 0 | 1.1899 | 0 | Infinite
TVA_2_NonRTO_Midwest | TVA | NonRTO_Midwest | 2020 | B6 | 300 | 0 | 100 | 100 | 0 | 100 | 0 | 0 | 4.7717 | 0 | 2.2316 | 1.1686 | 0 | Infinite
TVA_2_NonRTO_Midwest | TVA | NonRTO_Midwest | 2020 | B7 | 400 | 0 | 100 | 0 | 0 | 0 | 0 | 0 | 0 | 0 | 0 | 0 | 0 | Infinite
TVA_2_NonRTO_Midwest | TVA | NonRTO_Midwest | 2020 | B8 | 500 | 0 | 100 | 0 | 0 | 0 | 0 | 0 | 0 | 0 | 0 | 0 | 0 | Infinite
TVA_2_NonRTO_Midwest | TVA | NonRTO_Midwest | 2020 | B9 | 800 | 0 | 100 | 0 | 0 | 0 | 0 | 0 | 0 | 0 | 0 | 0 | 0 | Infinite
TVA_2_NonRTO_Midwest | TVA | NonRTO_Midwest | 2020 | B10 | 1262 | 0 | 100 | 0 | 0 | 0 | 0 | 0 | 0 | 0 | 0 | 0 | 0 | Infinite
TVA_2_NonRTO_Midwest | TVA | NonRTO_Midwest | 2020 | B11 | 25 | 0 | 100 | 100 | 0 | 0 | 0 | 0 | 4.38 | 0 | 0 | 0.089388 | 0 | Infinite
TVA_2_NonRTO_Midwest | TVA | NonRTO_Midwest | 2020 | B12 | 200 | 0 | 100 | 100 | 0 | 100 | 0 | 0 | 3.2643 | 0 | 3.6678 | 0.53294 | 0 | Infinite
TVA_2_NonRTO_Midwest | TVA | NonRTO_Midwest | 2020 | B13 | 600 | 0 | 100 | 0 | 0 | 0 | 0 | 0 | 0 | 0 | 0 | 0 | 0 | Infinite
TVA_2_NonRTO_Midwest | TVA | NonRTO_Midwest | 2020 | B14 | 900 | 0 | 100 | 0 | 0 | 0 | 0 | 0 | 0 | 0 | 0 | 0 | 0 | Infinite
TVA_2_NonRTO_Midwest | TVA | NonRTO_Midwest | 2020 | B15 | 1203 | 0 | 100 | 0 | 0 | 0 | 0 | 0 | 0 | 0 | 0 | 0 | 0 | Infinite
TVA_2_NonRTO_Midwest | TVA | NonRTO_Midwest | 2020 | B16 | 25 | 0 | 100 | 0 | 0 | 0 | 0 | 0 | 0 | 0 | 0 | 0 | 0 | Infinite
TVA_2_NonRTO_Midwest | TVA | NonRTO_Midwest | 2020 | B17 | 100 | 0 | 100 | 100 | 0 | 100 | 0 | 0 | 2.3621 | 0 | 1.0208 | 0.19283 | 0 | Infinite
TVA_2_NonRTO_Midwest | TVA | NonRTO_Midwest | 2020 | B18 | 400 | 0 | 100 | 100 | 0 | 100 | 0 | 0 | 0.73594 | 0 | 0.37984 | 0.24031 | 0 | Infinite
TVA_2_NonRTO_Midwest | TVA | NonRTO_Midwest | 2020 | B19 | 700 | 0 | 100 | 0 | 0 | 0 | 0 | 0 | 0 | 0 | 0 | 0 | 0 | Infinite
TVA_2_NonRTO_Midwest | TVA | NonRTO_Midwest | 2020 | B20 | 935 | 0 | 100 | 0 | 0 | 0 | 0 | 0 | 0 | 0 | 0 | 0 | 0 | Infinite
TVA_2_NonRTO_Midwest | TVA | NonRTO_Midwest | 2025 | B1 | 10 | 0 | 100 | 0 | 0 | 0 | 0 | 0 | 0 | 0 | 0 | 0 | 0 | Infinite
TVA_2_NonRTO_Midwest | TVA | NonRTO_Midwest | 2025 | B2 | 25 | 0 | 100 | 0 | 0 | 0 | 0 | 0 | 0 | 0 | 0 | 0 | 0 | Infinite
TVA_2_NonRTO_Midwest | TVA | NonRTO_Midwest | 2025 | B3 | 75 | 0 | 100 | 0 | 0 | 0 | 0 | 0 | 0 | 0 | 0 | 0 | 0 | Infinite
TVA_2_NonRTO_Midwest | TVA | NonRTO_Midwest | 2025 | B4 | 100 | 0 | 100 | 0 | 0 | 0 | 0 | 0 | 0 | 0 | 0 | 0 | 0 | Infinite
TVA_2_NonRTO_Midwest | TVA | NonRTO_Midwest | 2025 | B5 | 200 | 0 | 100 | 100 | 0 | 0 | 0 | 0 | 5.0922 | 0 | 0 | 0.90529 | 0 | Infinite
TVA_2_NonRTO_Midwest | TVA | NonRTO_Midwest | 2025 | B6 | 300 | 0 | 100 | 100 | 0 | 45.49 | 0 | 0 | 3.4898 | 0 | 0 | 0.93061 | 0 | Infinite
TVA_2_NonRTO_Midwest | TVA | NonRTO_Midwest | 2025 | B7 | 400 | 0 | 100 | 0 | 0 | 0 | 0 | 0 | 0 | 0 | 0 | 0 | 0 | Infinite
TVA_2_NonRTO_Midwest | TVA | NonRTO_Midwest | 2025 | B8 | 500 | 0 | 100 | 0 | 0 | 0 | 0 | 0 | 0 | 0 | 0 | 0 | 0 | Infinite
TVA_2_NonRTO_Midwest | TVA | NonRTO_Midwest | 2025 | B9 | 800 | 0 | 100 | 0 | 0 | 0 | 0 | 0 | 0 | 0 | 0 | 0 | 0 | Infinite
TVA_2_NonRTO_Midwest | TVA | NonRTO_Midwest | 2025 | B10 | 1262 | 0 | 100 | 0 | 0 | 0 | 0 | 0 | 0 | 0 | 0 | 0 | 0 | Infinite
TVA_2_NonRTO_Midwest | TVA | NonRTO_Midwest | 2025 | B11 | 25 | 0 | 100 | 100 | 0 | 0 | 0 | 0 | 1.0327 | 0 | 0 | 0.022949 | 0 | Infinite
TVA_2_NonRTO_Midwest | TVA | NonRTO_Midwest | 2025 | B12 | 200 | 0 | 100 | 100 | 0 | 100 | 0 | 0 | 1.4007 | 0 | 1.6381 | 0.24901 | 0 | Infinite
TVA_2_NonRTO_Midwest | TVA | NonRTO_Midwest | 2025 | B13 | 600 | 0 | 100 | 0 | 0 | 0 | 0 | 0 | 0 | 0 | 0 | 0 | 0 | Infinite
TVA_2_NonRTO_Midwest | TVA | NonRTO_Midwest | 2025 | B14 | 900 | 0 | 100 | 0 | 0 | 0 | 0 | 0 | 0 | 0 | 0 | 0 | 0 | Infinite
TVA_2_NonRTO_Midwest | TVA | NonRTO_Midwest | 2025 | B15 | 1203 | 0 | 100 | 0 | 0 | 0 | 0 | 0 | 0 | 0 | 0 | 0 | 0 | Infinite
TVA_2_NonRTO_Midwest | TVA | NonRTO_Midwest | 2025 | B16 | 25 | 0 | 100 | 0 | 0 | 0 | 0 | 0 | 0 | 0 | 0 | 0 | 0 | Infinite
TVA_2_NonRTO_Midwest | TVA | NonRTO_Midwest | 2025 | B17 | 100 | 0 | 100 | 0 | 0 | 96.65 | 0 | 0 | 0 | 0 | 0 | 0 | 0 | Infinite
TVA_2_NonRTO_Midwest | TVA | NonRTO_Midwest | 2025 | B18 | 400 | 0 | 100 | 100 | 0 | 100 | 0 | 0 | 0.91399 | 0 | 0.52228 | 0.32497 | 0 | Infinite
TVA_2_NonRTO_Midwest | TVA | NonRTO_Midwest | 2025 | B19 | 700 | 0 | 100 | 0 | 0 | 0 | 0 | 0 | 0 | 0 | 0 | 0 | 0 | Infinite
TVA_2_NonRTO_Midwest | TVA | NonRTO_Midwest | 2025 | B20 | 935 | 0 | 100 | 0 | 0 | 0 | 0 | 0 | 0 | 0 | 0 | 0 | 0 | Infinite
TVA_2_NonRTO_Midwest | TVA | NonRTO_Midwest | 2030 | B1 | 10 | 0 | 100 | 0 | 0 | 0 | 0 | 0 | 0 | 0 | 0 | 0 | 0 | Infinite
TVA_2_NonRTO_Midwest | TVA | NonRTO_Midwest | 2030 | B2 | 25 | 0 | 100 | 0 | 0 | 0 | 0 | 0 | 0 | 0 | 0 | 0 | 0 | Infinite
TVA_2_NonRTO_Midwest | TVA | NonRTO_Midwest | 2030 | B3 | 75 | 0 | 100 | 0 | 0 | 0 | 0 | 0 | 0 | 0 | 0 | 0 | 0 | Infinite
TVA_2_NonRTO_Midwest | TVA | NonRTO_Midwest | 2030 | B4 | 100 | 0 | 100 | 0 | 0 | 0 | 0 | 0 | 0 | 0 | 0 | 0 | 0 | Infinite
TVA_2_NonRTO_Midwest | TVA | NonRTO_Midwest | 2030 | B5 | 200 | 0 | 100 | 100 | 0 | 100 | 0 | 0 | 13.2232 | 0 | 3.8934 | 1.1754 | 0 | Infinite
TVA_2_NonRTO_Midwest | TVA | NonRTO_Midwest | 2030 | B6 | 300 | 0 | 100 | 100 | 0 | 100 | 0 | 0 | 0.40358 | 0 | 0 | 0.053811 | 0 | Infinite
TVA_2_NonRTO_Midwest | TVA | NonRTO_Midwest | 2030 | B7 | 400 | 0 | 100 | 100 | 0 | 0 | 0 | 0 | 0.60537 | 0 | 0 | 0.10762 | 0 | Infinite
TVA_2_NonRTO_Midwest | TVA | NonRTO_Midwest | 2030 | B8 | 500 | 0 | 100 | 0 | 0 | 0 | 0 | 0 | 0 | 0 | 0 | 0 | 0 | Infinite
TVA_2_NonRTO_Midwest | TVA | NonRTO_Midwest | 2030 | B9 | 800 | 0 | 100 | 0 | 0 | 0 | 0 | 0 | 0 | 0 | 0 | 0 | 0 | Infinite
TVA_2_NonRTO_Midwest | TVA | NonRTO_Midwest | 2030 | B10 | 1262 | 0 | 100 | 0 | 0 | 0 | 0 | 0 | 0 | 0 | 0 | 0 | 0 | Infinite
TVA_2_NonRTO_Midwest | TVA | NonRTO_Midwest | 2030 | B11 | 25 | 0 | 100 | 100 | 0 | 100 | 0 | 0 | 4.0121 | 0 | 1.4007 | 0.044578 | 0 | Infinite
TVA_2_NonRTO_Midwest | TVA | NonRTO_Midwest | 2030 | B12 | 200 | 0 | 100 | 100 | 0 | 0 | 0 | 0 | 3.2405 | 0 | 0 | 0.28805 | 0 | Infinite
TVA_2_NonRTO_Midwest | TVA | NonRTO_Midwest | 2030 | B13 | 600 | 0 | 100 | 100 | 0 | 100 | 0 | 0 | 0.73594 | 0 | 0.73594 | 0.19625 | 0 | Infinite
TVA_2_NonRTO_Midwest | TVA | NonRTO_Midwest | 2030 | B14 | 900 | 0 | 100 | 0 | 0 | 0 | 0 | 0 | 0 | 0 | 0 | 0 | 0 | Infinite
TVA_2_NonRTO_Midwest | TVA | NonRTO_Midwest | 2030 | B15 | 1203 | 0 | 100 | 0 | 0 | 0 | 0 | 0 | 0 | 0 | 0 | 0 | 0 | Infinite
TVA_2_NonRTO_Midwest | TVA | NonRTO_Midwest | 2030 | B16 | 25 | 0 | 100 | 100 | 0 | 0 | 0 | 0 | 1.4956 | 0 | 0 | 0.016618 | 0 | Infinite
TVA_2_NonRTO_Midwest | TVA | NonRTO_Midwest | 2030 | B17 | 100 | 0 | 100 | 100 | 0 | 0 | 0 | 0 | 0.16618 | 0 | 0 | 0.0073858 | 0 | Infinite
TVA_2_NonRTO_Midwest | TVA | NonRTO_Midwest | 2030 | B18 | 400 | 0 | 100 | 100 | 0 | 100 | 0 | 0 | 5.4839 | 0 | 4.1308 | 0.97492 | 0 | Infinite
TVA_2_NonRTO_Midwest | TVA | NonRTO_Midwest | 2030 | B19 | 700 | 0 | 100 | 0 | 0 | 0 | 0 | 0 | 0 | 0 | 0 | 0 | 0 | Infinite
TVA_2_NonRTO_Midwest | TVA | NonRTO_Midwest | 2030 | B20 | 935 | 0 | 100 | 0 | 0 | 0 | 0 | 0 | 0 | 0 | 0 | 0 | 0 | Infinite
TVA_2_NonRTO_Midwest | TVA | NonRTO_Midwest | 2035 | B1 | 10 | 0 | 100 | 0 | 0 | 0 | 0 | 0 | 0 | 0 | 0 | 0 | 0 | Infinite
TVA_2_NonRTO_Midwest | TVA | NonRTO_Midwest | 2035 | B2 | 25 | 0 | 100 | 0 | 0 | 0 | 0 | 0 | 0 | 0 | 0 | 0 | 0 | Infinite
TVA_2_NonRTO_Midwest | TVA | NonRTO_Midwest | 2035 | B3 | 75 | 0 | 100 | 0 | 0 | 0 | 0 | 0 | 0 | 0 | 0 | 0 | 0 | Infinite
TVA_2_NonRTO_Midwest | TVA | NonRTO_Midwest | 2035 | B4 | 100 | 0 | 100 | 0 | 0 | 0 | 0 | 0 | 0 | 0 | 0 | 0 | 0 | Infinite
TVA_2_NonRTO_Midwest | TVA | NonRTO_Midwest | 2035 | B5 | 200 | 0 | 100 | 100 | 0 | 84.64 | 0 | 0 | 2.4333 | 0 | 0 | 0.26667 | 0 | Infinite
TVA_2_NonRTO_Midwest | TVA | NonRTO_Midwest | 2035 | B6 | 300 | 0 | 100 | 100 | 0 | 100 | 0 | 0 | 9.7453 | 0 | 7.4069 | 1.602 | 0 | Infinite
TVA_2_NonRTO_Midwest | TVA | NonRTO_Midwest | 2035 | B7 | 400 | 0 | 100 | 0 | 0 | 0 | 0 | 0 | 0 | 0 | 0 | 0 | 0 | Infinite
TVA_2_NonRTO_Midwest | TVA | NonRTO_Midwest | 2035 | B8 | 500 | 0 | 100 | 0 | 0 | 0 | 0 | 0 | 0 | 0 | 0 | 0 | 0 | Infinite
TVA_2_NonRTO_Midwest | TVA | NonRTO_Midwest | 2035 | B9 | 800 | 0 | 100 | 0 | 0 | 0 | 0 | 0 | 0 | 0 | 0 | 0 | 0 | Infinite
TVA_2_NonRTO_Midwest | TVA | NonRTO_Midwest | 2035 | B10 | 1262 | 0 | 100 | 0 | 0 | 0 | 0 | 0 | 0 | 0 | 0 | 0 | 0 | Infinite
TVA_2_NonRTO_Midwest | TVA | NonRTO_Midwest | 2035 | B11 | 25 | 0 | 100 | 100 | 0 | 100 | 0 | 0 | 4.9379 | 0 | 1.9586 | 0.067643 | 0 | Infinite
TVA_2_NonRTO_Midwest | TVA | NonRTO_Midwest | 2035 | B12 | 200 | 0 | 100 | 100 | 0 | 100 | 0 | 0 | 3.3711 | 0 | 2.7301 | 0.36943 | 0 | Infinite
TVA_2_NonRTO_Midwest | TVA | NonRTO_Midwest | 2035 | B13 | 600 | 0 | 100 | 100 | 0 | 100 | 0 | 0 | 2.0654 | 0 | 1.555 | 0.67903 | 0 | Infinite
TVA_2_NonRTO_Midwest | TVA | NonRTO_Midwest | 2035 | B14 | 900 | 0 | 100 | 0 | 0 | 0 | 0 | 0 | 0 | 0 | 0 | 0 | 0 | Infinite
TVA_2_NonRTO_Midwest | TVA | NonRTO_Midwest | 2035 | B15 | 1203 | 0 | 100 | 0 | 0 | 0 | 0 | 0 | 0 | 0 | 0 | 0 | 0 | Infinite
TVA_2_NonRTO_Midwest | TVA | NonRTO_Midwest | 2035 | B16 | 25 | 0 | 100 | 0 | 0 | 0 | 0 | 0 | 0 | 0 | 0 | 0 | 0 | Infinite
TVA_2_NonRTO_Midwest | TVA | NonRTO_Midwest | 2035 | B17 | 100 | 0 | 100 | 100 | 0 | 100 | 0 | 0 | 0.45106 | 0 | 0.07122 | 0.024716 | 0 | Infinite
TVA_2_NonRTO_Midwest | TVA | NonRTO_Midwest | 2035 | B18 | 400 | 0 | 100 | 100 | 0 | 100 | 0 | 0 | 3.5491 | 0 | 2.5758 | 0.77789 | 0 | Infinite
TVA_2_NonRTO_Midwest | TVA | NonRTO_Midwest | 2035 | B19 | 700 | 0 | 100 | 0 | 0 | 0 | 0 | 0 | 0 | 0 | 0 | 0 | 0 | Infinite
TVA_2_NonRTO_Midwest | TVA | NonRTO_Midwest | 2035 | B20 | 935 | 0 | 100 | 0 | 0 | 0 | 0 | 0 | 0 | 0 | 0 | 0 | 0 | Infinite
TVA_2_NonRTO_Midwest | TVA | NonRTO_Midwest | 2040 | B1 | 10 | 0 | 100 | 0 | 0 | 0 | 0 | 0 | 0 | 0 | 0 | 0 | 0 | Infinite
TVA_2_NonRTO_Midwest | TVA | NonRTO_Midwest | 2040 | B2 | 25 | 0 | 100 | 0 | 0 | 0 | 0 | 0 | 0 | 0 | 0 | 0 | 0 | Infinite
TVA_2_NonRTO_Midwest | TVA | NonRTO_Midwest | 2040 | B3 | 75 | 0 | 100 | 0 | 0 | 0 | 0 | 0 | 0 | 0 | 0 | 0 | 0 | Infinite
TVA_2_NonRTO_Midwest | TVA | NonRTO_Midwest | 2040 | B4 | 100 | 0 | 100 | 0 | 0 | 0 | 0 | 0 | 0 | 0 | 0 | 0 | 0 | Infinite
TVA_2_NonRTO_Midwest | TVA | NonRTO_Midwest | 2040 | B5 | 200 | 0 | 100 | 0 | 0 | 0 | 0 | 0 | 0 | 0 | 0 | 0 | 0 | Infinite
TVA_2_NonRTO_Midwest | TVA | NonRTO_Midwest | 2040 | B6 | 300 | 0 | 100 | 100 | 0 | 100 | 0 | 0 | 5.8875 | 0 | 3.5491 | 5.4346 | 0 | Infinite
TVA_2_NonRTO_Midwest | TVA | NonRTO_Midwest | 2040 | B7 | 400 | 0 | 100 | 0 | 0 | 0 | 0 | 0 | 0 | 0 | 0 | 0 | 0 | Infinite
TVA_2_NonRTO_Midwest | TVA | NonRTO_Midwest | 2040 | B8 | 500 | 0 | 100 | 0 | 0 | 0 | 0 | 0 | 0 | 0 | 0 | 0 | 0 | Infinite
TVA_2_NonRTO_Midwest | TVA | NonRTO_Midwest | 2040 | B9 | 800 | 0 | 100 | 0 | 0 | 0 | 0 | 0 | 0 | 0 | 0 | 0 | 0 | Infinite
TVA_2_NonRTO_Midwest | TVA | NonRTO_Midwest | 2040 | B10 | 1262 | 0 | 100 | 0 | 0 | 0 | 0 | 0 | 0 | 0 | 0 | 0 | 0 | Infinite
TVA_2_NonRTO_Midwest | TVA | NonRTO_Midwest | 2040 | B11 | 25 | 0 | 100 | 100 | 0 | 100 | 0 | 0 | 2.3859 | 0 | 0.7122 | 0.18353 | 0 | Infinite
TVA_2_NonRTO_Midwest | TVA | NonRTO_Midwest | 2040 | B12 | 200 | 0 | 100 | 0 | 0 | 0 | 0 | 0 | 0 | 0 | 0 | 0 | 0 | Infinite
TVA_2_NonRTO_Midwest | TVA | NonRTO_Midwest | 2040 | B13 | 600 | 0 | 100 | 0 | 0 | 0 | 0 | 0 | 0 | 0 | 0 | 0 | 0 | Infinite
TVA_2_NonRTO_Midwest | TVA | NonRTO_Midwest | 2040 | B14 | 900 | 0 | 100 | 0 | 0 | 0 | 0 | 0 | 0 | 0 | 0 | 0 | 0 | Infinite
TVA_2_NonRTO_Midwest | TVA | NonRTO_Midwest | 2040 | B15 | 1203 | 0 | 100 | 0 | 0 | 0 | 0 | 0 | 0 | 0 | 0 | 0 | 0 | Infinite
TVA_2_NonRTO_Midwest | TVA | NonRTO_Midwest | 2040 | B16 | 25 | 0 | 100 | 0 | 0 | 0 | 0 | 0 | 0 | 0 | 0 | 0 | 0 | Infinite
TVA_2_NonRTO_Midwest | TVA | NonRTO_Midwest | 2040 | B17 | 100 | 0 | 100 | 0 | 0 | 0 | 0 | 0 | 0 | 0 | 0 | 0 | 0 | Infinite
TVA_2_NonRTO_Midwest | TVA | NonRTO_Midwest | 2040 | B18 | 400 | 0 | 100 | 68.65 | 0 | 0 | 0 | 0 | 0 | 0 | 0 | 0 | 0 | Infinite
TVA_2_NonRTO_Midwest | TVA | NonRTO_Midwest | 2040 | B19 | 700 | 0 | 100 | 0 | 0 | 0 | 0 | 0 | 0 | 0 | 0 | 0 | 0 | Infinite
TVA_2_NonRTO_Midwest | TVA | NonRTO_Midwest | 2040 | B20 | 935 | 0 | 100 | 0 | 0 | 0 | 0 | 0 | 0 | 0 | 0 | 0 | 0 | Infinite
TVA_2_NonRTO_Midwest | TVA | NonRTO_Midwest | 2045 | B1 | 10 | 0 | 100 | 0 | 0 | 0 | 0 | 0 | 0 | 0 | 0 | 0 | 0 | Infinite
TVA_2_NonRTO_Midwest | TVA | NonRTO_Midwest | 2045 | B2 | 25 | 0 | 100 | 0 | 0 | 0 | 0 | 0 | 0 | 0 | 0 | 0 | 0 | Infinite
TVA_2_NonRTO_Midwest | TVA | NonRTO_Midwest | 2045 | B3 | 75 | 0 | 100 | 0 | 0 | 0 | 0 | 0 | 0 | 0 | 0 | 0 | 0 | Infinite
TVA_2_NonRTO_Midwest | TVA | NonRTO_Midwest | 2045 | B4 | 100 | 0 | 100 | 0 | 0 | 0 | 0 | 0 | 0 | 0 | 0 | 0 | 0 | Infinite
TVA_2_NonRTO_Midwest | TVA | NonRTO_Midwest | 2045 | B5 | 200 | 0 | 100 | 88.81 | 0 | 100 | 0 | 0 | 0 | 0 | 0.43919 | 0 | 0 | Infinite
TVA_2_NonRTO_Midwest | TVA | NonRTO_Midwest | 2045 | B6 | 300 | 0 | 100 | 100 | 0 | 100 | 0 | 0 | 15.1699 | 0 | 9.9945 | 2.8006 | 0 | Infinite
TVA_2_NonRTO_Midwest | TVA | NonRTO_Midwest | 2045 | B7 | 400 | 0 | 100 | 0 | 0 | 0 | 0 | 0 | 0 | 0 | 0 | 0 | 0 | Infinite
TVA_2_NonRTO_Midwest | TVA | NonRTO_Midwest | 2045 | B8 | 500 | 0 | 100 | 0 | 0 | 0 | 0 | 0 | 0 | 0 | 0 | 0 | 0 | Infinite
TVA_2_NonRTO_Midwest | TVA | NonRTO_Midwest | 2045 | B9 | 800 | 0 | 100 | 0 | 0 | 0 | 0 | 0 | 0 | 0 | 0 | 0 | 0 | Infinite
TVA_2_NonRTO_Midwest | TVA | NonRTO_Midwest | 2045 | B10 | 1262 | 0 | 100 | 0 | 0 | 0 | 0 | 0 | 0 | 0 | 0 | 0 | 0 | Infinite
TVA_2_NonRTO_Midwest | TVA | NonRTO_Midwest | 2045 | B11 | 25 | 0 | 100 | 100 | 0 | 100 | 0 | 0 | 7.3594 | 0 | 2.0298 | 0.11322 | 0 | Infinite
TVA_2_NonRTO_Midwest | TVA | NonRTO_Midwest | 2045 | B12 | 200 | 0 | 100 | 100 | 0 | 100 | 0 | 0 | 3.3117 | 0 | 2.374 | 0.4076 | 0 | Infinite
TVA_2_NonRTO_Midwest | TVA | NonRTO_Midwest | 2045 | B13 | 600 | 0 | 100 | 100 | 0 | 0 | 0 | 0 | 0.98521 | 0 | 0 | 0.36377 | 0 | Infinite
TVA_2_NonRTO_Midwest | TVA | NonRTO_Midwest | 2045 | B14 | 900 | 0 | 100 | 0 | 0 | 0 | 0 | 0 | 0 | 0 | 0 | 0 | 0 | Infinite
TVA_2_NonRTO_Midwest | TVA | NonRTO_Midwest | 2045 | B15 | 1203 | 0 | 100 | 0 | 0 | 0 | 0 | 0 | 0 | 0 | 0 | 0 | 0 | Infinite
TVA_2_NonRTO_Midwest | TVA | NonRTO_Midwest | 2045 | B16 | 25 | 0 | 100 | 0 | 0 | 0 | 0 | 0 | 0 | 0 | 0 | 0 | 0 | Infinite
TVA_2_NonRTO_Midwest | TVA | NonRTO_Midwest | 2045 | B17 | 100 | 0 | 100 | 100 | 0 | 0 | 0 | 0 | 2.006 | 0 | 0 | 0.12345 | 0 | Infinite
TVA_2_NonRTO_Midwest | TVA | NonRTO_Midwest | 2045 | B18 | 400 | 0 | 100 | 100 | 0 | 39.64 | 0 | 0 | 0.24927 | 0 | 0 | 0.061359 | 0 | Infinite
TVA_2_NonRTO_Midwest | TVA | NonRTO_Midwest | 2045 | B19 | 700 | 0 | 100 | 0 | 0 | 0 | 0 | 0 | 0 | 0 | 0 | 0 | 0 | Infinite
TVA_2_NonRTO_Midwest | TVA | NonRTO_Midwest | 2045 | B20 | 935 | 0 | 100 | 0 | 0 | 0 | 0 | 0 | 0 | 0 | 0 | 0 | 0 | Infinite
TVA_2_NonRTO_Midwest | TVA | NonRTO_Midwest | 2050 | B1 | 10 | 0 | 100 | 0 | 0 | 0 | 0 | 0 | 0 | 0 | 0 | 0 | 0 | Infinite
TVA_2_NonRTO_Midwest | TVA | NonRTO_Midwest | 2050 | B2 | 25 | 0 | 100 | 0 | 0 | 0 | 0 | 0 | 0 | 0 | 0 | 0 | 0 | Infinite
TVA_2_NonRTO_Midwest | TVA | NonRTO_Midwest | 2050 | B3 | 75 | 0 | 100 | 0 | 0 | 0 | 0 | 0 | 0 | 0 | 0 | 0 | 0 | Infinite
TVA_2_NonRTO_Midwest | TVA | NonRTO_Midwest | 2050 | B4 | 100 | 0 | 100 | 0 | 0 | 0 | 0 | 0 | 0 | 0 | 0 | 0 | 0 | Infinite
TVA_2_NonRTO_Midwest | TVA | NonRTO_Midwest | 2050 | B5 | 200 | 0 | 100 | 100 | 0 | 100 | 0 | 0 | 2.196 | 0 | 3.2761 | 0.2374 | 0 | Infinite
TVA_2_NonRTO_Midwest | TVA | NonRTO_Midwest | 2050 | B6 | 300 | 0 | 100 | 100 | 0 | 100 | 0 | 0 | 15.3242 | 0 | 14.0897 | 2.485 | 0 | Infinite
TVA_2_NonRTO_Midwest | TVA | NonRTO_Midwest | 2050 | B7 | 400 | 0 | 100 | 0 | 0 | 0 | 0 | 0 | 0 | 0 | 0 | 0 | 0 | Infinite
TVA_2_NonRTO_Midwest | TVA | NonRTO_Midwest | 2050 | B8 | 500 | 0 | 100 | 0 | 0 | 0 | 0 | 0 | 0 | 0 | 0 | 0 | 0 | Infinite
TVA_2_NonRTO_Midwest | TVA | NonRTO_Midwest | 2050 | B9 | 800 | 0 | 100 | 0 | 0 | 0 | 0 | 0 | 0 | 0 | 0 | 0 | 0 | Infinite
TVA_2_NonRTO_Midwest | TVA | NonRTO_Midwest | 2050 | B10 | 1262 | 0 | 100 | 0 | 0 | 0 | 0 | 0 | 0 | 0 | 0 | 0 | 0 | Infinite
TVA_2_NonRTO_Midwest | TVA | NonRTO_Midwest | 2050 | B11 | 25 | 0 | 100 | 100 | 0 | 100 | 0 | 0 | 13.3181 | 0 | 3.2049 | 0.17997 | 0 | Infinite
TVA_2_NonRTO_Midwest | TVA | NonRTO_Midwest | 2050 | B12 | 200 | 0 | 100 | 100 | 0 | 100 | 0 | 0 | 5.0091 | 0 | 2.6707 | 0.54153 | 0 | Infinite
TVA_2_NonRTO_Midwest | TVA | NonRTO_Midwest | 2050 | B13 | 600 | 0 | 100 | 100 | 0 | 100 | 0 | 0 | 3.3355 | 0 | 2.2909 | 1.0818 | 0 | Infinite
TVA_2_NonRTO_Midwest | TVA | NonRTO_Midwest | 2050 | B14 | 900 | 0 | 100 | 0 | 0 | 0 | 0 | 0 | 0 | 0 | 0 | 0 | 0 | Infinite
TVA_2_NonRTO_Midwest | TVA | NonRTO_Midwest | 2050 | B15 | 1203 | 0 | 100 | 0 | 0 | 0 | 0 | 0 | 0 | 0 | 0 | 0 | 0 | Infinite
TVA_2_NonRTO_Midwest | TVA | NonRTO_Midwest | 2050 | B16 | 25 | 0 | 100 | 100 | 0 | 0 | 0 | 0 | 4.1664 | 0 | 0 | 0.056302 | 0 | Infinite
TVA_2_NonRTO_Midwest | TVA | NonRTO_Midwest | 2050 | B17 | 100 | 0 | 100 | 100 | 0 | 100 | 0 | 0 | 6.1131 | 0 | 1.8755 | 0.33044 | 0 | Infinite
TVA_2_NonRTO_Midwest | TVA | NonRTO_Midwest | 2050 | B18 | 400 | 0 | 100 | 100 | 0 | 100 | 0 | 0 | 0.43919 | 0 | 2.4808 | 0.09496 | 0 | Infinite
TVA_2_NonRTO_Midwest | TVA | NonRTO_Midwest | 2050 | B19 | 700 | 0 | 100 | 0 | 0 | 0 | 0 | 0 | 0 | 0 | 0 | 0 | 0 | Infinite
TVA_2_NonRTO_Midwest | TVA | NonRTO_Midwest | 2050 | B20 | 935 | 0 | 100 | 0 | 0 | 0 | 0 | 0 | 0 | 0 | 0 | 0 | 0 | Infinite
TVA_2_PJM_ROR | TVA | PJM_ROR | 2015 | B1 | 10 | 0 | 500 | 0 | 0 | 0 | 0 | 0 | 0 | 0 | 0 | 0 | 0 | Infinite
TVA_2_PJM_ROR | TVA | PJM_ROR | 2015 | B2 | 25 | 0 | 500 | 0 | 0 | 0 | 0 | 0 | 0 | 0 | 0 | 0 | 0 | Infinite
TVA_2_PJM_ROR | TVA | PJM_ROR | 2015 | B3 | 75 | 0 | 500 | 0 | 0 | 0 | 0 | 0 | 0 | 0 | 0 | 0 | 0 | Infinite
TVA_2_PJM_ROR | TVA | PJM_ROR | 2015 | B4 | 100 | 0 | 500 | 0 | 0 | 0 | 0 | 0 | 0 | 0 | 0 | 0 | 0 | Infinite
TVA_2_PJM_ROR | TVA | PJM_ROR | 2015 | B5 | 200 | 0 | 500 | 0 | 0 | 0 | 0 | 0 | 0 | 0 | 0 | 0 | 0 | Infinite
TVA_2_PJM_ROR | TVA | PJM_ROR | 2015 | B6 | 300 | 0 | 500 | 0 | 0 | 0 | 0 | 0 | 0 | 0 | 0 | 0 | 0 | Infinite
TVA_2_PJM_ROR | TVA | PJM_ROR | 2015 | B7 | 400 | 0 | 500 | 0 | 0 | 0 | 0 | 0 | 0 | 0 | 0 | 0 | 0 | Infinite
TVA_2_PJM_ROR | TVA | PJM_ROR | 2015 | B8 | 500 | 0 | 500 | 0 | 0 | 0 | 0 | 0 | 0 | 0 | 0 | 0 | 0 | Infinite
TVA_2_PJM_ROR | TVA | PJM_ROR | 2015 | B9 | 800 | 0 | 500 | 0 | 0 | 0 | 0 | 0 | 0 | 0 | 0 | 0 | 0 | Infinite
TVA_2_PJM_ROR | TVA | PJM_ROR | 2015 | B10 | 1262 | 0 | 500 | 0 | 0 | 0 | 0 | 0 | 0 | 0 | 0 | 0 | 0 | Infinite
TVA_2_PJM_ROR | TVA | PJM_ROR | 2015 | B11 | 25 | 0 | 500 | 0 | 0 | 0 | 0 | 0 | 0 | 0 | 0 | 0 | 0 | Infinite
TVA_2_PJM_ROR | TVA | PJM_ROR | 2015 | B12 | 200 | 0 | 500 | 0 | 0 | 0 | 0 | 0 | 0 | 0 | 0 | 0 | 0 | Infinite
TVA_2_PJM_ROR | TVA | PJM_ROR | 2015 | B13 | 600 | 0 | 500 | 0 | 0 | 0 | 0 | 0 | 0 | 0 | 0 | 0 | 0 | Infinite
TVA_2_PJM_ROR | TVA | PJM_ROR | 2015 | B14 | 900 | 0 | 500 | 0 | 0 | 0 | 0 | 0 | 0 | 0 | 0 | 0 | 0 | Infinite
TVA_2_PJM_ROR | TVA | PJM_ROR | 2015 | B15 | 1203 | 0 | 500 | 0 | 0 | 0 | 0 | 0 | 0 | 0 | 0 | 0 | 0 | Infinite
TVA_2_PJM_ROR | TVA | PJM_ROR | 2015 | B16 | 25 | 0 | 500 | 0 | 0 | 0 | 0 | 0 | 0 | 0 | 0 | 0 | 0 | Infinite
TVA_2_PJM_ROR | TVA | PJM_ROR | 2015 | B17 | 100 | 0 | 500 | 0 | 0 | 0 | 0 | 0 | 0 | 0 | 0 | 0 | 0 | Infinite
TVA_2_PJM_ROR | TVA | PJM_ROR | 2015 | B18 | 400 | 0 | 500 | 0 | 0 | 0 | 0 | 0 | 0 | 0 | 0 | 0 | 0 | Infinite
TVA_2_PJM_ROR | TVA | PJM_ROR | 2015 | B19 | 700 | 0 | 500 | 0 | 0 | 0 | 0 | 0 | 0 | 0 | 0 | 0 | 0 | Infinite
TVA_2_PJM_ROR | TVA | PJM_ROR | 2015 | B20 | 935 | 0 | 500 | 0 | 0 | 0 | 0 | 0 | 0 | 0 | 0 | 0 | 0 | Infinite
TVA_2_PJM_ROR | TVA | PJM_ROR | 2020 | B1 | 10 | 0 | 500 | 0 | 0 | 0 | 0 | 0 | 0 | 0 | 0 | 0 | 0 | Infinite
TVA_2_PJM_ROR | TVA | PJM_ROR | 2020 | B2 | 25 | 0 | 500 | 0 | 0 | 0 | 0 | 0 | 0 | 0 | 0 | 0 | 0 | Infinite
TVA_2_PJM_ROR | TVA | PJM_ROR | 2020 | B3 | 75 | 0 | 500 | 0 | 0 | 0 | 0 | 0 | 0 | 0 | 0 | 0 | 0 | Infinite
TVA_2_PJM_ROR | TVA | PJM_ROR | 2020 | B4 | 100 | 0 | 500 | 0 | 0 | 0 | 0 | 0 | 0 | 0 | 0 | 0 | 0 | Infinite
TVA_2_PJM_ROR | TVA | PJM_ROR | 2020 | B5 | 200 | 0 | 500 | 0 | 0 | 0 | 0 | 0 | 0 | 0 | 0 | 0 | 0 | Infinite
TVA_2_PJM_ROR | TVA | PJM_ROR | 2020 | B6 | 300 | 0 | 500 | 0 | 0 | 0 | 0 | 0 | 0 | 0 | 0 | 0 | 0 | Infinite
TVA_2_PJM_ROR | TVA | PJM_ROR | 2020 | B7 | 400 | 0 | 500 | 0 | 0 | 0 | 0 | 0 | 0 | 0 | 0 | 0 | 0 | Infinite
TVA_2_PJM_ROR | TVA | PJM_ROR | 2020 | B8 | 500 | 0 | 500 | 0 | 0 | 0 | 0 | 0 | 0 | 0 | 0 | 0 | 0 | Infinite
TVA_2_PJM_ROR | TVA | PJM_ROR | 2020 | B9 | 800 | 0 | 500 | 0 | 0 | 0 | 0 | 0 | 0 | 0 | 0 | 0 | 0 | Infinite
TVA_2_PJM_ROR | TVA | PJM_ROR | 2020 | B10 | 1262 | 0 | 500 | 0 | 0 | 0 | 0 | 0 | 0 | 0 | 0 | 0 | 0 | Infinite
TVA_2_PJM_ROR | TVA | PJM_ROR | 2020 | B11 | 25 | 0 | 500 | 0 | 0 | 0 | 0 | 0 | 0 | 0 | 0 | 0 | 0 | Infinite
TVA_2_PJM_ROR | TVA | PJM_ROR | 2020 | B12 | 200 | 0 | 500 | 0 | 0 | 0 | 0 | 0 | 0 | 0 | 0 | 0 | 0 | Infinite
TVA_2_PJM_ROR | TVA | PJM_ROR | 2020 | B13 | 600 | 0 | 500 | 0 | 0 | 0 | 0 | 0 | 0 | 0 | 0 | 0 | 0 | Infinite
TVA_2_PJM_ROR | TVA | PJM_ROR | 2020 | B14 | 900 | 0 | 500 | 0 | 0 | 0 | 0 | 0 | 0 | 0 | 0 | 0 | 0 | Infinite
TVA_2_PJM_ROR | TVA | PJM_ROR | 2020 | B15 | 1203 | 0 | 500 | 0 | 0 | 0 | 0 | 0 | 0 | 0 | 0 | 0 | 0 | Infinite
TVA_2_PJM_ROR | TVA | PJM_ROR | 2020 | B16 | 25 | 0 | 500 | 0 | 0 | 0 | 0 | 0 | 0 | 0 | 0 | 0 | 0 | Infinite
TVA_2_PJM_ROR | TVA | PJM_ROR | 2020 | B17 | 100 | 0 | 500 | 0 | 0 | 0 | 0 | 0 | 0 | 0 | 0 | 0 | 0 | Infinite
TVA_2_PJM_ROR | TVA | PJM_ROR | 2020 | B18 | 400 | 0 | 500 | 0 | 0 | 0 | 0 | 0 | 0 | 0 | 0 | 0 | 0 | Infinite
TVA_2_PJM_ROR | TVA | PJM_ROR | 2020 | B19 | 700 | 0 | 500 | 0 | 0 | 0 | 0 | 0 | 0 | 0 | 0 | 0 | 0 | Infinite
TVA_2_PJM_ROR | TVA | PJM_ROR | 2020 | B20 | 935 | 0 | 500 | 0 | 0 | 0 | 0 | 0 | 0 | 0 | 0 | 0 | 0 | Infinite
TVA_2_PJM_ROR | TVA | PJM_ROR | 2025 | B1 | 10 | 0 | 500 | 0 | 0 | 0 | 0 | 0 | 0 | 0 | 0 | 0 | 0 | Infinite
TVA_2_PJM_ROR | TVA | PJM_ROR | 2025 | B2 | 25 | 0 | 500 | 0 | 0 | 0 | 0 | 0 | 0 | 0 | 0 | 0 | 0 | Infinite
TVA_2_PJM_ROR | TVA | PJM_ROR | 2025 | B3 | 75 | 0 | 500 | 0 | 0 | 0 | 0 | 0 | 0 | 0 | 0 | 0 | 0 | Infinite
TVA_2_PJM_ROR | TVA | PJM_ROR | 2025 | B4 | 100 | 0 | 500 | 0 | 0 | 0 | 0 | 0 | 0 | 0 | 0 | 0 | 0 | Infinite
TVA_2_PJM_ROR | TVA | PJM_ROR | 2025 | B5 | 200 | 0 | 500 | 0 | 0 | 0 | 0 | 0 | 0 | 0 | 0 | 0 | 0 | Infinite
TVA_2_PJM_ROR | TVA | PJM_ROR | 2025 | B6 | 300 | 0 | 500 | 0 | 0 | 0 | 0 | 0 | 0 | 0 | 0 | 0 | 0 | Infinite
TVA_2_PJM_ROR | TVA | PJM_ROR | 2025 | B7 | 400 | 0 | 500 | 0 | 0 | 0 | 0 | 0 | 0 | 0 | 0 | 0 | 0 | Infinite
TVA_2_PJM_ROR | TVA | PJM_ROR | 2025 | B8 | 500 | 0 | 500 | 0 | 0 | 0 | 0 | 0 | 0 | 0 | 0 | 0 | 0 | Infinite
TVA_2_PJM_ROR | TVA | PJM_ROR | 2025 | B9 | 800 | 0 | 500 | 0 | 0 | 0 | 0 | 0 | 0 | 0 | 0 | 0 | 0 | Infinite
TVA_2_PJM_ROR | TVA | PJM_ROR | 2025 | B10 | 1262 | 0 | 500 | 0 | 0 | 0 | 0 | 0 | 0 | 0 | 0 | 0 | 0 | Infinite
TVA_2_PJM_ROR | TVA | PJM_ROR | 2025 | B11 | 25 | 0 | 500 | 0 | 0 | 0 | 0 | 0 | 0 | 0 | 0 | 0 | 0 | Infinite
TVA_2_PJM_ROR | TVA | PJM_ROR | 2025 | B12 | 200 | 0 | 500 | 0 | 0 | 0 | 0 | 0 | 0 | 0 | 0 | 0 | 0 | Infinite
TVA_2_PJM_ROR | TVA | PJM_ROR | 2025 | B13 | 600 | 0 | 500 | 0 | 0 | 0 | 0 | 0 | 0 | 0 | 0 | 0 | 0 | Infinite
TVA_2_PJM_ROR | TVA | PJM_ROR | 2025 | B14 | 900 | 0 | 500 | 0 | 0 | 0 | 0 | 0 | 0 | 0 | 0 | 0 | 0 | Infinite
TVA_2_PJM_ROR | TVA | PJM_ROR | 2025 | B15 | 1203 | 0 | 500 | 0 | 0 | 0 | 0 | 0 | 0 | 0 | 0 | 0 | 0 | Infinite
TVA_2_PJM_ROR | TVA | PJM_ROR | 2025 | B16 | 25 | 0 | 500 | 0 | 0 | 0 | 0 | 0 | 0 | 0 | 0 | 0 | 0 | Infinite
TVA_2_PJM_ROR | TVA | PJM_ROR | 2025 | B17 | 100 | 0 | 500 | 0 | 0 | 0 | 0 | 0 | 0 | 0 | 0 | 0 | 0 | Infinite
TVA_2_PJM_ROR | TVA | PJM_ROR | 2025 | B18 | 400 | 0 | 500 | 0 | 0 | 0 | 0 | 0 | 0 | 0 | 0 | 0 | 0 | Infinite
TVA_2_PJM_ROR | TVA | PJM_ROR | 2025 | B19 | 700 | 0 | 500 | 0 | 0 | 0 | 0 | 0 | 0 | 0 | 0 | 0 | 0 | Infinite
TVA_2_PJM_ROR | TVA | PJM_ROR | 2025 | B20 | 935 | 0 | 500 | 0 | 0 | 0 | 0 | 0 | 0 | 0 | 0 | 0 | 0 | Infinite
TVA_2_PJM_ROR | TVA | PJM_ROR | 2030 | B1 | 10 | 0 | 500 | 0 | 0 | 0 | 0 | 0 | 0 | 0 | 0 | 0 | 0 | Infinite
TVA_2_PJM_ROR | TVA | PJM_ROR | 2030 | B2 | 25 | 0 | 500 | 0 | 0 | 0 | 0 | 0 | 0 | 0 | 0 | 0 | 0 | Infinite
TVA_2_PJM_ROR | TVA | PJM_ROR | 2030 | B3 | 75 | 0 | 500 | 0 | 0 | 0 | 0 | 0 | 0 | 0 | 0 | 0 | 0 | Infinite
TVA_2_PJM_ROR | TVA | PJM_ROR | 2030 | B4 | 100 | 0 | 500 | 0 | 0 | 0 | 0 | 0 | 0 | 0 | 0 | 0 | 0 | Infinite
TVA_2_PJM_ROR | TVA | PJM_ROR | 2030 | B5 | 200 | 0 | 500 | 0 | 0 | 0 | 0 | 0 | 0 | 0 | 0 | 0 | 0 | Infinite
TVA_2_PJM_ROR | TVA | PJM_ROR | 2030 | B6 | 300 | 0 | 500 | 0 | 0 | 0 | 0 | 0 | 0 | 0 | 0 | 0 | 0 | Infinite
TVA_2_PJM_ROR | TVA | PJM_ROR | 2030 | B7 | 400 | 0 | 500 | 0 | 0 | 0 | 0 | 0 | 0 | 0 | 0 | 0 | 0 | Infinite
TVA_2_PJM_ROR | TVA | PJM_ROR | 2030 | B8 | 500 | 0 | 500 | 0 | 0 | 0 | 0 | 0 | 0 | 0 | 0 | 0 | 0 | Infinite
TVA_2_PJM_ROR | TVA | PJM_ROR | 2030 | B9 | 800 | 0 | 500 | 0 | 0 | 0 | 0 | 0 | 0 | 0 | 0 | 0 | 0 | Infinite
TVA_2_PJM_ROR | TVA | PJM_ROR | 2030 | B10 | 1262 | 0 | 500 | 0 | 0 | 0 | 0 | 0 | 0 | 0 | 0 | 0 | 0 | Infinite
TVA_2_PJM_ROR | TVA | PJM_ROR | 2030 | B11 | 25 | 0 | 500 | 0 | 0 | 0 | 0 | 0 | 0 | 0 | 0 | 0 | 0 | Infinite
TVA_2_PJM_ROR | TVA | PJM_ROR | 2030 | B12 | 200 | 0 | 500 | 0 | 0 | 0 | 0 | 0 | 0 | 0 | 0 | 0 | 0 | Infinite
TVA_2_PJM_ROR | TVA | PJM_ROR | 2030 | B13 | 600 | 0 | 500 | 0 | 0 | 0 | 0 | 0 | 0 | 0 | 0 | 0 | 0 | Infinite
TVA_2_PJM_ROR | TVA | PJM_ROR | 2030 | B14 | 900 | 0 | 500 | 0 | 0 | 0 | 0 | 0 | 0 | 0 | 0 | 0 | 0 | Infinite
TVA_2_PJM_ROR | TVA | PJM_ROR | 2030 | B15 | 1203 | 0 | 500 | 0 | 0 | 0 | 0 | 0 | 0 | 0 | 0 | 0 | 0 | Infinite
TVA_2_PJM_ROR | TVA | PJM_ROR | 2030 | B16 | 25 | 0 | 500 | 0 | 0 | 0 | 0 | 0 | 0 | 0 | 0 | 0 | 0 | Infinite
TVA_2_PJM_ROR | TVA | PJM_ROR | 2030 | B17 | 100 | 0 | 500 | 0 | 0 | 0 | 0 | 0 | 0 | 0 | 0 | 0 | 0 | Infinite
TVA_2_PJM_ROR | TVA | PJM_ROR | 2030 | B18 | 400 | 0 | 500 | 0 | 0 | 0 | 0 | 0 | 0 | 0 | 0 | 0 | 0 | Infinite
TVA_2_PJM_ROR | TVA | PJM_ROR | 2030 | B19 | 700 | 0 | 500 | 0 | 0 | 0 | 0 | 0 | 0 | 0 | 0 | 0 | 0 | Infinite
TVA_2_PJM_ROR | TVA | PJM_ROR | 2030 | B20 | 935 | 0 | 500 | 0 | 0 | 0 | 0 | 0 | 0 | 0 | 0 | 0 | 0 | Infinite
TVA_2_PJM_ROR | TVA | PJM_ROR | 2035 | B1 | 10 | 0 | 500 | 0 | 0 | 0 | 0 | 0 | 0 | 0 | 0 | 0 | 0 | Infinite
TVA_2_PJM_ROR | TVA | PJM_ROR | 2035 | B2 | 25 | 0 | 500 | 0 | 0 | 0 | 0 | 0 | 0 | 0 | 0 | 0 | 0 | Infinite
TVA_2_PJM_ROR | TVA | PJM_ROR | 2035 | B3 | 75 | 0 | 500 | 0 | 0 | 0 | 0 | 0 | 0 | 0 | 0 | 0 | 0 | Infinite
TVA_2_PJM_ROR | TVA | PJM_ROR | 2035 | B4 | 100 | 0 | 500 | 0 | 0 | 0 | 0 | 0 | 0 | 0 | 0 | 0 | 0 | Infinite
TVA_2_PJM_ROR | TVA | PJM_ROR | 2035 | B5 | 200 | 0 | 500 | 0 | 0 | 0 | 0 | 0 | 0 | 0 | 0 | 0 | 0 | Infinite
TVA_2_PJM_ROR | TVA | PJM_ROR | 2035 | B6 | 300 | 0 | 500 | 0 | 0 | 0 | 0 | 0 | 0 | 0 | 0 | 0 | 0 | Infinite
TVA_2_PJM_ROR | TVA | PJM_ROR | 2035 | B7 | 400 | 0 | 500 | 0 | 0 | 0 | 0 | 0 | 0 | 0 | 0 | 0 | 0 | Infinite
TVA_2_PJM_ROR | TVA | PJM_ROR | 2035 | B8 | 500 | 0 | 500 | 0 | 0 | 0 | 0 | 0 | 0 | 0 | 0 | 0 | 0 | Infinite
TVA_2_PJM_ROR | TVA | PJM_ROR | 2035 | B9 | 800 | 0 | 500 | 0 | 0 | 0 | 0 | 0 | 0 | 0 | 0 | 0 | 0 | Infinite
TVA_2_PJM_ROR | TVA | PJM_ROR | 2035 | B10 | 1262 | 0 | 500 | 0 | 0 | 0 | 0 | 0 | 0 | 0 | 0 | 0 | 0 | Infinite
TVA_2_PJM_ROR | TVA | PJM_ROR | 2035 | B11 | 25 | 0 | 500 | 0 | 0 | 0 | 0 | 0 | 0 | 0 | 0 | 0 | 0 | Infinite
TVA_2_PJM_ROR | TVA | PJM_ROR | 2035 | B12 | 200 | 0 | 500 | 0 | 0 | 0 | 0 | 0 | 0 | 0 | 0 | 0 | 0 | Infinite
TVA_2_PJM_ROR | TVA | PJM_ROR | 2035 | B13 | 600 | 0 | 500 | 0 | 0 | 0 | 0 | 0 | 0 | 0 | 0 | 0 | 0 | Infinite
TVA_2_PJM_ROR | TVA | PJM_ROR | 2035 | B14 | 900 | 0 | 500 | 0 | 0 | 0 | 0 | 0 | 0 | 0 | 0 | 0 | 0 | Infinite
TVA_2_PJM_ROR | TVA | PJM_ROR | 2035 | B15 | 1203 | 0 | 500 | 0 | 0 | 0 | 0 | 0 | 0 | 0 | 0 | 0 | 0 | Infinite
TVA_2_PJM_ROR | TVA | PJM_ROR | 2035 | B16 | 25 | 0 | 500 | 0 | 0 | 0 | 0 | 0 | 0 | 0 | 0 | 0 | 0 | Infinite
TVA_2_PJM_ROR | TVA | PJM_ROR | 2035 | B17 | 100 | 0 | 500 | 0 | 0 | 0 | 0 | 0 | 0 | 0 | 0 | 0 | 0 | Infinite
TVA_2_PJM_ROR | TVA | PJM_ROR | 2035 | B18 | 400 | 0 | 500 | 0 | 0 | 0 | 0 | 0 | 0 | 0 | 0 | 0 | 0 | Infinite
TVA_2_PJM_ROR | TVA | PJM_ROR | 2035 | B19 | 700 | 0 | 500 | 0 | 0 | 0 | 0 | 0 | 0 | 0 | 0 | 0 | 0 | Infinite
TVA_2_PJM_ROR | TVA | PJM_ROR | 2035 | B20 | 935 | 0 | 500 | 0 | 0 | 0 | 0 | 0 | 0 | 0 | 0 | 0 | 0 | Infinite
TVA_2_PJM_ROR | TVA | PJM_ROR | 2040 | B1 | 10 | 0 | 500 | 0 | 0 | 0 | 0 | 0 | 0 | 0 | 0 | 0 | 0 | Infinite
TVA_2_PJM_ROR | TVA | PJM_ROR | 2040 | B2 | 25 | 0 | 500 | 0 | 0 | 0 | 0 | 0 | 0 | 0 | 0 | 0 | 0 | Infinite
TVA_2_PJM_ROR | TVA | PJM_ROR | 2040 | B3 | 75 | 0 | 500 | 0 | 0 | 0 | 0 | 0 | 0 | 0 | 0 | 0 | 0 | Infinite
TVA_2_PJM_ROR | TVA | PJM_ROR | 2040 | B4 | 100 | 0 | 500 | 0 | 0 | 0 | 0 | 0 | 0 | 0 | 0 | 0 | 0 | Infinite
TVA_2_PJM_ROR | TVA | PJM_ROR | 2040 | B5 | 200 | 0 | 500 | 0 | 0 | 0 | 0 | 0 | 0 | 0 | 0 | 0 | 0 | Infinite
TVA_2_PJM_ROR | TVA | PJM_ROR | 2040 | B6 | 300 | 0 | 500 | 0 | 0 | 0 | 0 | 0 | 0 | 0 | 0 | 0 | 0 | Infinite
TVA_2_PJM_ROR | TVA | PJM_ROR | 2040 | B7 | 400 | 0 | 500 | 0 | 0 | 0 | 0 | 0 | 0 | 0 | 0 | 0 | 0 | Infinite
TVA_2_PJM_ROR | TVA | PJM_ROR | 2040 | B8 | 500 | 0 | 500 | 0 | 0 | 0 | 0 | 0 | 0 | 0 | 0 | 0 | 0 | Infinite
TVA_2_PJM_ROR | TVA | PJM_ROR | 2040 | B9 | 800 | 0 | 500 | 0 | 0 | 0 | 0 | 0 | 0 | 0 | 0 | 0 | 0 | Infinite
TVA_2_PJM_ROR | TVA | PJM_ROR | 2040 | B10 | 1262 | 0 | 500 | 0 | 0 | 0 | 0 | 0 | 0 | 0 | 0 | 0 | 0 | Infinite
TVA_2_PJM_ROR | TVA | PJM_ROR | 2040 | B11 | 25 | 0 | 500 | 0 | 0 | 0 | 0 | 0 | 0 | 0 | 0 | 0 | 0 | Infinite
TVA_2_PJM_ROR | TVA | PJM_ROR | 2040 | B12 | 200 | 0 | 500 | 0 | 0 | 0 | 0 | 0 | 0 | 0 | 0 | 0 | 0 | Infinite
TVA_2_PJM_ROR | TVA | PJM_ROR | 2040 | B13 | 600 | 0 | 500 | 0 | 0 | 0 | 0 | 0 | 0 | 0 | 0 | 0 | 0 | Infinite
TVA_2_PJM_ROR | TVA | PJM_ROR | 2040 | B14 | 900 | 0 | 500 | 0 | 0 | 0 | 0 | 0 | 0 | 0 | 0 | 0 | 0 | Infinite
TVA_2_PJM_ROR | TVA | PJM_ROR | 2040 | B15 | 1203 | 0 | 500 | 0 | 0 | 0 | 0 | 0 | 0 | 0 | 0 | 0 | 0 | Infinite
TVA_2_PJM_ROR | TVA | PJM_ROR | 2040 | B16 | 25 | 0 | 500 | 0 | 0 | 0 | 0 | 0 | 0 | 0 | 0 | 0 | 0 | Infinite
TVA_2_PJM_ROR | TVA | PJM_ROR | 2040 | B17 | 100 | 0 | 500 | 0 | 0 | 0 | 0 | 0 | 0 | 0 | 0 | 0 | 0 | Infinite
TVA_2_PJM_ROR | TVA | PJM_ROR | 2040 | B18 | 400 | 0 | 500 | 0 | 0 | 0 | 0 | 0 | 0 | 0 | 0 | 0 | 0 | Infinite
TVA_2_PJM_ROR | TVA | PJM_ROR | 2040 | B19 | 700 | 0 | 500 | 0 | 0 | 0 | 0 | 0 | 0 | 0 | 0 | 0 | 0 | Infinite
TVA_2_PJM_ROR | TVA | PJM_ROR | 2040 | B20 | 935 | 0 | 500 | 0 | 0 | 0 | 0 | 0 | 0 | 0 | 0 | 0 | 0 | Infinite
TVA_2_PJM_ROR | TVA | PJM_ROR | 2045 | B1 | 10 | 0 | 500 | 0 | 0 | 0 | 0 | 0 | 0 | 0 | 0 | 0 | 0 | Infinite
TVA_2_PJM_ROR | TVA | PJM_ROR | 2045 | B2 | 25 | 0 | 500 | 0 | 0 | 0 | 0 | 0 | 0 | 0 | 0 | 0 | 0 | Infinite
TVA_2_PJM_ROR | TVA | PJM_ROR | 2045 | B3 | 75 | 0 | 500 | 0 | 0 | 0 | 0 | 0 | 0 | 0 | 0 | 0 | 0 | Infinite
TVA_2_PJM_ROR | TVA | PJM_ROR | 2045 | B4 | 100 | 0 | 500 | 0 | 0 | 0 | 0 | 0 | 0 | 0 | 0 | 0 | 0 | Infinite
TVA_2_PJM_ROR | TVA | PJM_ROR | 2045 | B5 | 200 | 0 | 500 | 0 | 0 | 0 | 0 | 0 | 0 | 0 | 0 | 0 | 0 | Infinite
TVA_2_PJM_ROR | TVA | PJM_ROR | 2045 | B6 | 300 | 0 | 500 | 500 | 0 | 399.51 | 0 | 0 | 5.1753 | 0 | 0 | 5.1753 | 0 | Infinite
TVA_2_PJM_ROR | TVA | PJM_ROR | 2045 | B7 | 400 | 0 | 500 | 0 | 0 | 0 | 0 | 0 | 0 | 0 | 0 | 0 | 0 | Infinite
TVA_2_PJM_ROR | TVA | PJM_ROR | 2045 | B8 | 500 | 0 | 500 | 0 | 0 | 0 | 0 | 0 | 0 | 0 | 0 | 0 | 0 | Infinite
TVA_2_PJM_ROR | TVA | PJM_ROR | 2045 | B9 | 800 | 0 | 500 | 0 | 0 | 0 | 0 | 0 | 0 | 0 | 0 | 0 | 0 | Infinite
TVA_2_PJM_ROR | TVA | PJM_ROR | 2045 | B10 | 1262 | 0 | 500 | 0 | 0 | 0 | 0 | 0 | 0 | 0 | 0 | 0 | 0 | Infinite
TVA_2_PJM_ROR | TVA | PJM_ROR | 2045 | B11 | 25 | 0 | 500 | 0 | 0 | 0 | 0 | 0 | 0 | 0 | 0 | 0 | 0 | Infinite
TVA_2_PJM_ROR | TVA | PJM_ROR | 2045 | B12 | 200 | 0 | 500 | 0 | 0 | 0 | 0 | 0 | 0 | 0 | 0 | 0 | 0 | Infinite
TVA_2_PJM_ROR | TVA | PJM_ROR | 2045 | B13 | 600 | 0 | 500 | 0 | 0 | 0 | 0 | 0 | 0 | 0 | 0 | 0 | 0 | Infinite
TVA_2_PJM_ROR | TVA | PJM_ROR | 2045 | B14 | 900 | 0 | 500 | 0 | 0 | 0 | 0 | 0 | 0 | 0 | 0 | 0 | 0 | Infinite
TVA_2_PJM_ROR | TVA | PJM_ROR | 2045 | B15 | 1203 | 0 | 500 | 0 | 0 | 0 | 0 | 0 | 0 | 0 | 0 | 0 | 0 | Infinite
TVA_2_PJM_ROR | TVA | PJM_ROR | 2045 | B16 | 25 | 0 | 500 | 0 | 0 | 0 | 0 | 0 | 0 | 0 | 0 | 0 | 0 | Infinite
TVA_2_PJM_ROR | TVA | PJM_ROR | 2045 | B17 | 100 | 0 | 500 | 0 | 0 | 0 | 0 | 0 | 0 | 0 | 0 | 0 | 0 | Infinite
TVA_2_PJM_ROR | TVA | PJM_ROR | 2045 | B18 | 400 | 0 | 500 | 0 | 0 | 0 | 0 | 0 | 0 | 0 | 0 | 0 | 0 | Infinite
TVA_2_PJM_ROR | TVA | PJM_ROR | 2045 | B19 | 700 | 0 | 500 | 0 | 0 | 0 | 0 | 0 | 0 | 0 | 0 | 0 | 0 | Infinite
TVA_2_PJM_ROR | TVA | PJM_ROR | 2045 | B20 | 935 | 0 | 500 | 0 | 0 | 0 | 0 | 0 | 0 | 0 | 0 | 0 | 0 | Infinite
TVA_2_PJM_ROR | TVA | PJM_ROR | 2050 | B1 | 10 | 0 | 500 | 0 | 0 | 0 | 0 | 0 | 0 | 0 | 0 | 0 | 0 | Infinite
TVA_2_PJM_ROR | TVA | PJM_ROR | 2050 | B2 | 25 | 0 | 500 | 0 | 0 | 0 | 0 | 0 | 0 | 0 | 0 | 0 | 0 | Infinite
TVA_2_PJM_ROR | TVA | PJM_ROR | 2050 | B3 | 75 | 0 | 500 | 0 | 0 | 0 | 0 | 0 | 0 | 0 | 0 | 0 | 0 | Infinite
TVA_2_PJM_ROR | TVA | PJM_ROR | 2050 | B4 | 100 | 0 | 500 | 0 | 0 | 0 | 0 | 0 | 0 | 0 | 0 | 0 | 0 | Infinite
TVA_2_PJM_ROR | TVA | PJM_ROR | 2050 | B5 | 200 | 0 | 500 | 0 | 0 | 0 | 0 | 0 | 0 | 0 | 0 | 0 | 0 | Infinite
TVA_2_PJM_ROR | TVA | PJM_ROR | 2050 | B6 | 300 | 0 | 500 | 500 | 0 | 500 | 0 | 0 | 5.3415 | 0 | 4.0952 | 1.0259 | 0 | Infinite
TVA_2_PJM_ROR | TVA | PJM_ROR | 2050 | B7 | 400 | 0 | 500 | 0 | 0 | 0 | 0 | 0 | 0 | 0 | 0 | 0 | 0 | Infinite
TVA_2_PJM_ROR | TVA | PJM_ROR | 2050 | B8 | 500 | 0 | 500 | 0 | 0 | 0 | 0 | 0 | 0 | 0 | 0 | 0 | 0 | Infinite
TVA_2_PJM_ROR | TVA | PJM_ROR | 2050 | B9 | 800 | 0 | 500 | 0 | 0 | 0 | 0 | 0 | 0 | 0 | 0 | 0 | 0 | Infinite
TVA_2_PJM_ROR | TVA | PJM_ROR | 2050 | B10 | 1262 | 0 | 500 | 500 | 0 | 0 | 0 | 0 | 0.33236 | 0 | 0 | 0.26853 | 0 | Infinite
TVA_2_PJM_ROR | TVA | PJM_ROR | 2050 | B11 | 25 | 0 | 500 | 354.6 | 0 | 0 | 0 | 0 | 0 | 0 | 0 | 0 | 0 | Infinite
TVA_2_PJM_ROR | TVA | PJM_ROR | 2050 | B12 | 200 | 0 | 500 | 0 | 0 | 0 | 0 | 0 | 0 | 0 | 0 | 0 | 0 | Infinite
TVA_2_PJM_ROR | TVA | PJM_ROR | 2050 | B13 | 600 | 0 | 500 | 0 | 0 | 0 | 0 | 0 | 0 | 0 | 0 | 0 | 0 | Infinite
TVA_2_PJM_ROR | TVA | PJM_ROR | 2050 | B14 | 900 | 0 | 500 | 0 | 0 | 0 | 0 | 0 | 0 | 0 | 0 | 0 | 0 | Infinite
TVA_2_PJM_ROR | TVA | PJM_ROR | 2050 | B15 | 1203 | 0 | 500 | 0 | 0 | 0 | 0 | 0 | 0 | 0 | 0 | 0 | 0 | Infinite
TVA_2_PJM_ROR | TVA | PJM_ROR | 2050 | B16 | 25 | 0 | 500 | 0 | 0 | 0 | 0 | 0 | 0 | 0 | 0 | 0 | 0 | Infinite
TVA_2_PJM_ROR | TVA | PJM_ROR | 2050 | B17 | 100 | 0 | 500 | 0 | 0 | 0 | 0 | 0 | 0 | 0 | 0 | 0 | 0 | Infinite
TVA_2_PJM_ROR | TVA | PJM_ROR | 2050 | B18 | 400 | 0 | 500 | 0 | 0 | 0 | 0 | 0 | 0 | 0 | 0 | 0 | 0 | Infinite
TVA_2_PJM_ROR | TVA | PJM_ROR | 2050 | B19 | 700 | 0 | 500 | 0 | 0 | 0 | 0 | 0 | 0 | 0 | 0 | 0 | 0 | Infinite
TVA_2_PJM_ROR | TVA | PJM_ROR | 2050 | B20 | 935 | 0 | 500 | 0 | 0 | 0 | 0 | 0 | 0 | 0 | 0 | 0 | 0 | Infinite
TVA_2_SOCO | TVA | SOCO | 2015 | B1 | 10 | 0 | 500 | 0 | 0 | 0 | 0 | 0 | 0 | 0 | 0 | 0 | 0 | 0.93114
TVA_2_SOCO | TVA | SOCO | 2015 | B2 | 25 | 0 | 500 | 0 | 0 | 0 | 0 | 0 | 0 | 0 | 0 | 0 | 0 | 0.93114
TVA_2_SOCO | TVA | SOCO | 2015 | B3 | 75 | 0 | 500 | 0 | 0 | 0 | 0 | 0 | 0 | 0 | 0 | 0 | 0 | 0.93114
TVA_2_SOCO | TVA | SOCO | 2015 | B4 | 100 | 0 | 500 | 0 | 0 | 0 | 0 | 0 | 0 | 0 | 0 | 0 | 0 | 0.93114
TVA_2_SOCO | TVA | SOCO | 2015 | B5 | 200 | 0 | 500 | 500 | 0 | 500 | 0 | 308.55 | 1.8992 | 0 | 0.92586 | 0.42204 | 0 | 0.93114
TVA_2_SOCO | TVA | SOCO | 2015 | B6 | 300 | 0 | 500 | 500 | 0 | 500 | 0 | 388.99 | 5.3178 | 0 | 0.92586 | 1.7726 | 0 | 0.93114
TVA_2_SOCO | TVA | SOCO | 2015 | B7 | 400 | 0 | 500 | 500 | 0 | 500 | 0 | 1840.42 | 3.4423 | 0 | 0.92586 | 1.5299 | 0 | 0.93114
TVA_2_SOCO | TVA | SOCO | 2015 | B8 | 500 | 0 | 500 | 0 | 0 | 0 | 0 | 0 | 0 | 0 | 0 | 0 | 0 | 0.93114
TVA_2_SOCO | TVA | SOCO | 2015 | B9 | 800 | 0 | 500 | 0 | 0 | 0 | 0 | 0 | 0 | 0 | 0 | 0 | 0 | 0.93114
TVA_2_SOCO | TVA | SOCO | 2015 | B10 | 1262 | 0 | 500 | 0 | 0 | 0 | 0 | 0 | 0 | 0 | 0 | 0 | 0 | 0.93114
TVA_2_SOCO | TVA | SOCO | 2015 | B11 | 25 | 0 | 500 | 0 | 0 | 0 | 0 | 0 | 0 | 0 | 0 | 0 | 0 | 0.93114
TVA_2_SOCO | TVA | SOCO | 2015 | B12 | 200 | 0 | 500 | 0 | 0 | 0 | 0 | 0 | 0 | 0 | 0 | 0 | 0 | 0.93114
TVA_2_SOCO | TVA | SOCO | 2015 | B13 | 600 | 0 | 500 | 0 | 0 | 0 | 0 | 0 | 0 | 0 | 0 | 0 | 0 | 0.93114
TVA_2_SOCO | TVA | SOCO | 2015 | B14 | 900 | 0 | 500 | 0 | 0 | 0 | 0 | 0 | 0 | 0 | 0 | 0 | 0 | 0.93114
TVA_2_SOCO | TVA | SOCO | 2015 | B15 | 1203 | 0 | 500 | 0 | 0 | 0 | 0 | 0 | 0 | 0 | 0 | 0 | 0 | 0.93114
TVA_2_SOCO | TVA | SOCO | 2015 | B16 | 25 | 0 | 500 | 0 | 0 | 0 | 0 | 0 | 0 | 0 | 0 | 0 | 0 | 0.93114
TVA_2_SOCO | TVA | SOCO | 2015 | B17 | 100 | 0 | 500 | 0 | 0 | 0 | 0 | 0 | 0 | 0 | 0 | 0 | 0 | 0.93114
TVA_2_SOCO | TVA | SOCO | 2015 | B18 | 400 | 0 | 500 | 0 | 0 | 0 | 0 | 0 | 0 | 0 | 0 | 0 | 0 | 0.93114
TVA_2_SOCO | TVA | SOCO | 2015 | B19 | 700 | 0 | 500 | 0 | 0 | 0 | 0 | 0 | 0 | 0 | 0 | 0 | 0 | 0.93114
TVA_2_SOCO | TVA | SOCO | 2015 | B20 | 935 | 0 | 500 | 0 | 0 | 0 | 0 | 0 | 0 | 0 | 0 | 0 | 0 | 0.93114
TVA_2_SOCO | TVA | SOCO | 2020 | B1 | 10 | 0 | 500 | 0 | 0 | 0 | 0 | 0 | 0 | 0 | 0 | 0 | 0 | 2.2712
TVA_2_SOCO | TVA | SOCO | 2020 | B2 | 25 | 0 | 500 | 0 | 0 | 0 | 0 | 0 | 0 | 0 | 0 | 0 | 0 | 2.2712
TVA_2_SOCO | TVA | SOCO | 2020 | B3 | 75 | 0 | 500 | 0 | 0 | 0 | 0 | 0 | 0 | 0 | 0 | 0 | 0 | 2.2712
TVA_2_SOCO | TVA | SOCO | 2020 | B4 | 100 | 0 | 500 | 0 | 0 | 0 | 0 | 0 | 0 | 0 | 0 | 0 | 0 | 2.2712
TVA_2_SOCO | TVA | SOCO | 2020 | B5 | 200 | 0 | 500 | 500 | 0 | 500 | 0 | 821.86 | 10.6949 | 0 | 2.2672 | 2.3124 | 0 | 2.2712
TVA_2_SOCO | TVA | SOCO | 2020 | B6 | 300 | 0 | 500 | 500 | 0 | 500 | 0 | 636.79 | 11.9887 | 0 | 2.2672 | 3.8882 | 0 | 2.2712
TVA_2_SOCO | TVA | SOCO | 2020 | B7 | 400 | 0 | 500 | 500 | 0 | 500 | 0 | 2543.26 | 6.1724 | 0 | 2.2672 | 2.6691 | 0 | 2.2712
TVA_2_SOCO | TVA | SOCO | 2020 | B8 | 500 | 0 | 500 | 0 | 0 | 0 | 0 | 0 | 0 | 0 | 0 | 0 | 0 | 2.2712
TVA_2_SOCO | TVA | SOCO | 2020 | B9 | 800 | 0 | 500 | 0 | 0 | 0 | 0 | 0 | 0 | 0 | 0 | 0 | 0 | 2.2712
TVA_2_SOCO | TVA | SOCO | 2020 | B10 | 1262 | 0 | 500 | 0 | 0 | 0 | 0 | 0 | 0 | 0 | 0 | 0 | 0 | 2.2712
TVA_2_SOCO | TVA | SOCO | 2020 | B11 | 25 | 0 | 500 | 500 | 0 | 500 | 0 | 850.95 | 7.9529 | 0 | 2.2672 | 0.21494 | 0 | 2.2712
TVA_2_SOCO | TVA | SOCO | 2020 | B12 | 200 | 0 | 500 | 0 | 0 | 0 | 0 | 0 | 0 | 0 | 0 | 0 | 0 | 2.2712
TVA_2_SOCO | TVA | SOCO | 2020 | B13 | 600 | 0 | 500 | 0 | 0 | 0 | 0 | 0 | 0 | 0 | 0 | 0 | 0 | 2.2712
TVA_2_SOCO | TVA | SOCO | 2020 | B14 | 900 | 0 | 500 | 0 | 0 | 0 | 0 | 0 | 0 | 0 | 0 | 0 | 0 | 2.2712
TVA_2_SOCO | TVA | SOCO | 2020 | B15 | 1203 | 0 | 500 | 0 | 0 | 0 | 0 | 0 | 0 | 0 | 0 | 0 | 0 | 2.2712
TVA_2_SOCO | TVA | SOCO | 2020 | B16 | 25 | 0 | 500 | 437.36 | 0 | 0 | 0 | 0 | 0 | 0 | 0 | 0 | 0 | 2.2712
TVA_2_SOCO | TVA | SOCO | 2020 | B17 | 100 | 0 | 500 | 0 | 0 | 0 | 0 | 0 | 0 | 0 | 0 | 0 | 0 | 2.2712
TVA_2_SOCO | TVA | SOCO | 2020 | B18 | 400 | 0 | 500 | 0 | 0 | 0 | 0 | 0 | 0 | 0 | 0 | 0 | 0 | 2.2712
TVA_2_SOCO | TVA | SOCO | 2020 | B19 | 700 | 0 | 500 | 0 | 0 | 0 | 0 | 0 | 0 | 0 | 0 | 0 | 0 | 2.2712
TVA_2_SOCO | TVA | SOCO | 2020 | B20 | 935 | 0 | 500 | 0 | 0 | 0 | 0 | 0 | 0 | 0 | 0 | 0 | 0 | 2.2712
TVA_2_SOCO | TVA | SOCO | 2025 | B1 | 10 | 0 | 500 | 0 | 0 | 0 | 0 | 0 | 0 | 0 | 0 | 0 | 0 | 1.4184
TVA_2_SOCO | TVA | SOCO | 2025 | B2 | 25 | 0 | 500 | 0 | 0 | 0 | 0 | 0 | 0 | 0 | 0 | 0 | 0 | 1.4184
TVA_2_SOCO | TVA | SOCO | 2025 | B3 | 75 | 0 | 500 | 0 | 0 | 0 | 0 | 0 | 0 | 0 | 0 | 0 | 0 | 1.4184
TVA_2_SOCO | TVA | SOCO | 2025 | B4 | 100 | 0 | 500 | 0 | 0 | 0 | 0 | 0 | 0 | 0 | 0 | 0 | 0 | 1.4184
TVA_2_SOCO | TVA | SOCO | 2025 | B5 | 200 | 0 | 500 | 500 | 0 | 500 | 0 | 385.21 | 8.0004 | 0 | 1.6262 | 1.7298 | 0 | 1.4184
TVA_2_SOCO | TVA | SOCO | 2025 | B6 | 300 | 0 | 500 | 500 | 0 | 500 | 0 | 909.15 | 6.481 | 0 | 1.6262 | 2.102 | 0 | 1.4184
TVA_2_SOCO | TVA | SOCO | 2025 | B7 | 400 | 0 | 500 | 500 | 0 | 500 | 0 | 1433.29 | 3.9883 | 0 | 1.6262 | 1.7247 | 0 | 1.4184
TVA_2_SOCO | TVA | SOCO | 2025 | B8 | 500 | 0 | 500 | 0 | 0 | 0 | 0 | 0 | 0 | 0 | 0 | 0 | 0 | 1.4184
TVA_2_SOCO | TVA | SOCO | 2025 | B9 | 800 | 0 | 500 | 0 | 0 | 0 | 0 | 0 | 0 | 0 | 0 | 0 | 0 | 1.4184
TVA_2_SOCO | TVA | SOCO | 2025 | B10 | 1262 | 0 | 500 | 0 | 0 | 0 | 0 | 0 | 0 | 0 | 0 | 0 | 0 | 1.4184
TVA_2_SOCO | TVA | SOCO | 2025 | B11 | 25 | 0 | 500 | 500 | 0 | 500 | 0 | 782.49 | 4.3326 | 0 | 1.6262 | 0.1171 | 0 | 1.4184
TVA_2_SOCO | TVA | SOCO | 2025 | B12 | 200 | 0 | 500 | 0 | 0 | 0 | 0 | 0 | 0 | 0 | 0 | 0 | 0 | 1.4184
TVA_2_SOCO | TVA | SOCO | 2025 | B13 | 600 | 0 | 500 | 0 | 0 | 0 | 0 | 0 | 0 | 0 | 0 | 0 | 0 | 1.4184
TVA_2_SOCO | TVA | SOCO | 2025 | B14 | 900 | 0 | 500 | 0 | 0 | 0 | 0 | 0 | 0 | 0 | 0 | 0 | 0 | 1.4184
TVA_2_SOCO | TVA | SOCO | 2025 | B15 | 1203 | 0 | 500 | 0 | 0 | 0 | 0 | 0 | 0 | 0 | 0 | 0 | 0 | 1.4184
TVA_2_SOCO | TVA | SOCO | 2025 | B16 | 25 | 0 | 500 | 0 | 0 | 0 | 0 | 0 | 0 | 0 | 0 | 0 | 0 | 1.4184
TVA_2_SOCO | TVA | SOCO | 2025 | B17 | 100 | 0 | 500 | 0 | 0 | 0 | 0 | 0 | 0 | 0 | 0 | 0 | 0 | 1.4184
TVA_2_SOCO | TVA | SOCO | 2025 | B18 | 400 | 0 | 500 | 0 | 0 | 0 | 0 | 0 | 0 | 0 | 0 | 0 | 0 | 1.4184
TVA_2_SOCO | TVA | SOCO | 2025 | B19 | 700 | 0 | 500 | 0 | 0 | 0 | 0 | 0 | 0 | 0 | 0 | 0 | 0 | 1.4184
TVA_2_SOCO | TVA | SOCO | 2025 | B20 | 935 | 0 | 500 | 0 | 0 | 0 | 0 | 0 | 0 | 0 | 0 | 0 | 0 | 1.4184
TVA_2_SOCO | TVA | SOCO | 2030 | B1 | 10 | 0 | 500 | 0 | 0 | 0 | 0 | 0 | 0 | 0 | 0 | 0 | 0 | 0.619
TVA_2_SOCO | TVA | SOCO | 2030 | B2 | 25 | 0 | 500 | 0 | 0 | 0 | 0 | 0 | 0 | 0 | 0 | 0 | 0 | 0.619
TVA_2_SOCO | TVA | SOCO | 2030 | B3 | 75 | 0 | 500 | 0 | 0 | 0 | 0 | 0 | 0 | 0 | 0 | 0 | 0 | 0.619
TVA_2_SOCO | TVA | SOCO | 2030 | B4 | 100 | 0 | 500 | 0 | 0 | 0 | 0 | 0 | 0 | 0 | 0 | 0 | 0 | 0.619
TVA_2_SOCO | TVA | SOCO | 2030 | B5 | 200 | 0 | 500 | 500 | 0 | 500 | 0 | 1011.61 | 12.238 | 0 | 0.61724 | 1.4189 | 0 | 0.619
TVA_2_SOCO | TVA | SOCO | 2030 | B6 | 300 | 0 | 500 | 500 | 0 | 500 | 0 | 1889.67 | 1.9229 | 0 | 0.61724 | 0.33442 | 0 | 0.619
TVA_2_SOCO | TVA | SOCO | 2030 | B7 | 400 | 0 | 500 | 500 | 0 | 500 | 0 | 211.66 | 2.7776 | 0 | 0.61724 | 0.64408 | 0 | 0.619
TVA_2_SOCO | TVA | SOCO | 2030 | B8 | 500 | 0 | 500 | 53.25 | 0 | 49.88 | 0 | 0 | 0 | 0 | 0 | 0 | 0 | 0.619
TVA_2_SOCO | TVA | SOCO | 2030 | B9 | 800 | 0 | 500 | 500 | 0 | 500 | 0 | 0 | 0.09496 | 0 | 0.09496 | 0.044039 | 0 | 0.619
TVA_2_SOCO | TVA | SOCO | 2030 | B10 | 1262 | 0 | 500 | 0 | 0 | 0 | 0 | 0 | 0 | 0 | 0 | 0 | 0 | 0.619
TVA_2_SOCO | TVA | SOCO | 2030 | B11 | 25 | 0 | 500 | 500 | 0 | 500 | 0 | 538.56 | 2.3859 | 0 | 0.61724 | 0.034578 | 0 | 0.619
TVA_2_SOCO | TVA | SOCO | 2030 | B12 | 200 | 0 | 500 | 0 | 0 | 0 | 0 | 0 | 0 | 0 | 0 | 0 | 0 | 0.619
TVA_2_SOCO | TVA | SOCO | 2030 | B13 | 600 | 0 | 500 | 0 | 0 | 0 | 0 | 0 | 0 | 0 | 0 | 0 | 0 | 0.619
TVA_2_SOCO | TVA | SOCO | 2030 | B14 | 900 | 0 | 500 | 0 | 0 | 0 | 0 | 0 | 0 | 0 | 0 | 0 | 0 | 0.619
TVA_2_SOCO | TVA | SOCO | 2030 | B15 | 1203 | 0 | 500 | 0 | 0 | 0 | 0 | 0 | 0 | 0 | 0 | 0 | 0 | 0.619
TVA_2_SOCO | TVA | SOCO | 2030 | B16 | 25 | 0 | 500 | 0 | 0 | 0 | 0 | 0 | 0 | 0 | 0 | 0 | 0 | 0.619
TVA_2_SOCO | TVA | SOCO | 2030 | B17 | 100 | 0 | 500 | 0 | 0 | 0 | 0 | 0 | 0 | 0 | 0 | 0 | 0 | 0.619
TVA_2_SOCO | TVA | SOCO | 2030 | B18 | 400 | 0 | 500 | 0 | 0 | 0 | 0 | 0 | 0 | 0 | 0 | 0 | 0 | 0.619
TVA_2_SOCO | TVA | SOCO | 2030 | B19 | 700 | 0 | 500 | 0 | 0 | 0 | 0 | 0 | 0 | 0 | 0 | 0 | 0 | 0.619
TVA_2_SOCO | TVA | SOCO | 2030 | B20 | 935 | 0 | 500 | 0 | 0 | 0 | 0 | 0 | 0 | 0 | 0 | 0 | 0 | 0.619
TVA_2_SOCO | TVA | SOCO | 2035 | B1 | 10 | 0 | 500 | 0 | 0 | 0 | 0 | 0 | 0 | 0 | 0 | 0 | 0 | 0.66337
TVA_2_SOCO | TVA | SOCO | 2035 | B2 | 25 | 0 | 500 | 0 | 0 | 0 | 0 | 0 | 0 | 0 | 0 | 0 | 0 | 0.66337
TVA_2_SOCO | TVA | SOCO | 2035 | B3 | 75 | 0 | 500 | 0 | 0 | 0 | 0 | 0 | 0 | 0 | 0 | 0 | 0 | 0.66337
TVA_2_SOCO | TVA | SOCO | 2035 | B4 | 100 | 0 | 500 | 0 | 0 | 0 | 0 | 0 | 0 | 0 | 0 | 0 | 0 | 0.66337
TVA_2_SOCO | TVA | SOCO | 2035 | B5 | 200 | 0 | 500 | 500 | 0 | 500 | 0 | 43.28 | 2.4808 | 0 | 0.65285 | 0.27765 | 0 | 0.66337
TVA_2_SOCO | TVA | SOCO | 2035 | B6 | 300 | 0 | 500 | 500 | 0 | 500 | 0 | 2045.65 | 9.0568 | 0 | 0.65285 | 1.5204 | 0 | 0.66337
TVA_2_SOCO | TVA | SOCO | 2035 | B7 | 400 | 0 | 500 | 461.93 | 0 | 500 | 0 | 82.19 | 0 | 0 | 0.65285 | 0 | 0 | 0.66337
TVA_2_SOCO | TVA | SOCO | 2035 | B8 | 500 | 0 | 500 | 0 | 0 | 0 | 0 | 0 | 0 | 0 | 0 | 0 | 0 | 0.66337
TVA_2_SOCO | TVA | SOCO | 2035 | B9 | 800 | 0 | 500 | 0 | 0 | 0 | 0 | 0 | 0 | 0 | 0 | 0 | 0 | 0.66337
TVA_2_SOCO | TVA | SOCO | 2035 | B10 | 1262 | 0 | 500 | 500 | 0 | 500 | 0 | 163.69 | 1.1395 | 0 | 0.65285 | 0.80474 | 0 | 0.66337
TVA_2_SOCO | TVA | SOCO | 2035 | B11 | 25 | 0 | 500 | 500 | 0 | 500 | 0 | 395.05 | 3.6204 | 0 | 0.65285 | 0.050648 | 0 | 0.66337
TVA_2_SOCO | TVA | SOCO | 2035 | B12 | 200 | 0 | 500 | 0 | 0 | 0 | 0 | 0 | 0 | 0 | 0 | 0 | 0 | 0.66337
TVA_2_SOCO | TVA | SOCO | 2035 | B13 | 600 | 0 | 500 | 0 | 0 | 0 | 0 | 0 | 0 | 0 | 0 | 0 | 0 | 0.66337
TVA_2_SOCO | TVA | SOCO | 2035 | B14 | 900 | 0 | 500 | 0 | 0 | 0 | 0 | 0 | 0 | 0 | 0 | 0 | 0 | 0.66337
TVA_2_SOCO | TVA | SOCO | 2035 | B15 | 1203 | 0 | 500 | 0 | 0 | 0 | 0 | 0 | 0 | 0 | 0 | 0 | 0 | 0.66337
TVA_2_SOCO | TVA | SOCO | 2035 | B16 | 25 | 0 | 500 | 0 | 0 | 0 | 0 | 0 | 0 | 0 | 0 | 0 | 0 | 0.66337
TVA_2_SOCO | TVA | SOCO | 2035 | B17 | 100 | 0 | 500 | 0 | 0 | 0 | 0 | 0 | 0 | 0 | 0 | 0 | 0 | 0.66337
TVA_2_SOCO | TVA | SOCO | 2035 | B18 | 400 | 0 | 500 | 0 | 0 | 0 | 0 | 0 | 0 | 0 | 0 | 0 | 0 | 0.66337
TVA_2_SOCO | TVA | SOCO | 2035 | B19 | 700 | 0 | 500 | 0 | 0 | 0 | 0 | 0 | 0 | 0 | 0 | 0 | 0 | 0.66337
TVA_2_SOCO | TVA | SOCO | 2035 | B20 | 935 | 0 | 500 | 0 | 0 | 0 | 0 | 0 | 0 | 0 | 0 | 0 | 0 | 0.66337
TVA_2_SOCO | TVA | SOCO | 2040 | B1 | 10 | 0 | 500 | 0 | 0 | 0 | 0 | 0 | 0 | 0 | 0 | 0 | 0 | 2.1891
TVA_2_SOCO | TVA | SOCO | 2040 | B2 | 25 | 0 | 500 | 0 | 0 | 0 | 0 | 0 | 0 | 0 | 0 | 0 | 0 | 2.1891
TVA_2_SOCO | TVA | SOCO | 2040 | B3 | 75 | 0 | 500 | 0 | 0 | 0 | 0 | 0 | 0 | 0 | 0 | 0 | 0 | 2.1891
TVA_2_SOCO | TVA | SOCO | 2040 | B4 | 100 | 0 | 500 | 0 | 0 | 0 | 0 | 0 | 0 | 0 | 0 | 0 | 0 | 2.1891
TVA_2_SOCO | TVA | SOCO | 2040 | B5 | 200 | 0 | 500 | 0 | 0 | 63.1 | 0 | 0 | 0 | 0 | 0 | 0 | 0 | 2.1891
TVA_2_SOCO | TVA | SOCO | 2040 | B6 | 300 | 0 | 500 | 500 | 0 | 500 | 0 | 1462.73 | 8.9025 | 0 | 1.3532 | 8.2177 | 0 | 2.1891
TVA_2_SOCO | TVA | SOCO | 2040 | B7 | 400 | 0 | 500 | 0 | 0 | 0 | 0 | 0 | 0 | 0 | 0 | 0 | 0 | 2.1891
TVA_2_SOCO | TVA | SOCO | 2040 | B8 | 500 | 0 | 500 | 0 | 0 | 0 | 0 | 0 | 0 | 0 | 0 | 0 | 0 | 2.1891
TVA_2_SOCO | TVA | SOCO | 2040 | B9 | 800 | 0 | 500 | 0 | 0 | 0 | 0 | 0 | 0 | 0 | 0 | 0 | 0 | 2.1891
TVA_2_SOCO | TVA | SOCO | 2040 | B10 | 1262 | 0 | 500 | 293.77 | 0 | 500 | 0 | 0 | 0 | 0 | 1.2107 | 0 | 0 | 2.1891
TVA_2_SOCO | TVA | SOCO | 2040 | B11 | 25 | 0 | 500 | 500 | 0 | 500 | 0 | 249.03 | 7.0033 | 0 | 1.3532 | 0.53872 | 0 | 2.1891
TVA_2_SOCO | TVA | SOCO | 2040 | B12 | 200 | 0 | 500 | 0 | 0 | 0 | 0 | 0 | 0 | 0 | 0 | 0 | 0 | 2.1891
TVA_2_SOCO | TVA | SOCO | 2040 | B13 | 600 | 0 | 500 | 0 | 0 | 0 | 0 | 0 | 0 | 0 | 0 | 0 | 0 | 2.1891
TVA_2_SOCO | TVA | SOCO | 2040 | B14 | 900 | 0 | 500 | 0 | 0 | 0 | 0 | 0 | 0 | 0 | 0 | 0 | 0 | 2.1891
TVA_2_SOCO | TVA | SOCO | 2040 | B15 | 1203 | 0 | 500 | 0 | 0 | 0 | 0 | 0 | 0 | 0 | 0 | 0 | 0 | 2.1891
TVA_2_SOCO | TVA | SOCO | 2040 | B16 | 25 | 0 | 500 | 0 | 0 | 0 | 0 | 0 | 0 | 0 | 0 | 0 | 0 | 2.1891
TVA_2_SOCO | TVA | SOCO | 2040 | B17 | 100 | 0 | 500 | 0 | 0 | 0 | 0 | 0 | 0 | 0 | 0 | 0 | 0 | 2.1891
TVA_2_SOCO | TVA | SOCO | 2040 | B18 | 400 | 0 | 500 | 0 | 0 | 0 | 0 | 0 | 0 | 0 | 0 | 0 | 0 | 2.1891
TVA_2_SOCO | TVA | SOCO | 2040 | B19 | 700 | 0 | 500 | 0 | 0 | 0 | 0 | 0 | 0 | 0 | 0 | 0 | 0 | 2.1891
TVA_2_SOCO | TVA | SOCO | 2040 | B20 | 935 | 0 | 500 | 0 | 0 | 0 | 0 | 0 | 0 | 0 | 0 | 0 | 0 | 2.1891
TVA_2_SOCO | TVA | SOCO | 2045 | B1 | 10 | 0 | 500 | 0 | 0 | 0 | 0 | 0 | 0 | 0 | 0 | 0 | 0 | 0.87852
TVA_2_SOCO | TVA | SOCO | 2045 | B2 | 25 | 0 | 500 | 0 | 0 | 0 | 0 | 0 | 0 | 0 | 0 | 0 | 0 | 0.87852
TVA_2_SOCO | TVA | SOCO | 2045 | B3 | 75 | 0 | 500 | 0 | 0 | 0 | 0 | 0 | 0 | 0 | 0 | 0 | 0 | 0.87852
TVA_2_SOCO | TVA | SOCO | 2045 | B4 | 100 | 0 | 500 | 0 | 0 | 0 | 0 | 0 | 0 | 0 | 0 | 0 | 0 | 0.87852
TVA_2_SOCO | TVA | SOCO | 2045 | B5 | 200 | 0 | 500 | 0 | 0 | 500 | 0 | 30.52 | 0 | 0 | 0.86651 | 0 | 0 | 0.87852
TVA_2_SOCO | TVA | SOCO | 2045 | B6 | 300 | 0 | 500 | 500 | 0 | 0 | 0 | 0 | 4.7005 | 0 | 0 | 0.88857 | 0 | 0.87852
TVA_2_SOCO | TVA | SOCO | 2045 | B7 | 400 | 0 | 500 | 0 | 0 | 0 | 0 | 0 | 0 | 0 | 0 | 0 | 0 | 0.87852
TVA_2_SOCO | TVA | SOCO | 2045 | B8 | 500 | 0 | 500 | 0 | 0 | 0 | 0 | 0 | 0 | 0 | 0 | 0 | 0 | 0.87852
TVA_2_SOCO | TVA | SOCO | 2045 | B9 | 800 | 0 | 500 | 0 | 0 | 0 | 0 | 0 | 0 | 0 | 0 | 0 | 0 | 0.87852
TVA_2_SOCO | TVA | SOCO | 2045 | B10 | 1262 | 0 | 500 | 500 | 0 | 500 | 0 | 895.78 | 3.2643 | 0 | 0.86651 | 2.5958 | 0 | 0.87852
TVA_2_SOCO | TVA | SOCO | 2045 | B11 | 25 | 0 | 500 | 500 | 0 | 0 | 0 | 0 | 1.8873 | 0 | 0 | 0.029731 | 0 | 0.87852
TVA_2_SOCO | TVA | SOCO | 2045 | B12 | 200 | 0 | 500 | 0 | 0 | 0 | 0 | 0 | 0 | 0 | 0 | 0 | 0 | 0.87852
TVA_2_SOCO | TVA | SOCO | 2045 | B13 | 600 | 0 | 500 | 0 | 0 | 0 | 0 | 0 | 0 | 0 | 0 | 0 | 0 | 0.87852
TVA_2_SOCO | TVA | SOCO | 2045 | B14 | 900 | 0 | 500 | 0 | 0 | 0 | 0 | 0 | 0 | 0 | 0 | 0 | 0 | 0.87852
TVA_2_SOCO | TVA | SOCO | 2045 | B15 | 1203 | 0 | 500 | 0 | 0 | 0 | 0 | 0 | 0 | 0 | 0 | 0 | 0 | 0.87852
TVA_2_SOCO | TVA | SOCO | 2045 | B16 | 25 | 0 | 500 | 0 | 0 | 0 | 0 | 0 | 0 | 0 | 0 | 0 | 0 | 0.87852
TVA_2_SOCO | TVA | SOCO | 2045 | B17 | 100 | 0 | 500 | 0 | 0 | 0 | 0 | 0 | 0 | 0 | 0 | 0 | 0 | 0.87852
TVA_2_SOCO | TVA | SOCO | 2045 | B18 | 400 | 0 | 500 | 0 | 0 | 0 | 0 | 0 | 0 | 0 | 0 | 0 | 0 | 0.87852
TVA_2_SOCO | TVA | SOCO | 2045 | B19 | 700 | 0 | 500 | 0 | 0 | 0 | 0 | 0 | 0 | 0 | 0 | 0 | 0 | 0.87852
TVA_2_SOCO | TVA | SOCO | 2045 | B20 | 935 | 0 | 500 | 0 | 0 | 0 | 0 | 0 | 0 | 0 | 0 | 0 | 0 | 0.87852
TVA_2_SOCO | TVA | SOCO | 2050 | B1 | 10 | 0 | 500 | 0 | 0 | 0 | 0 | 0 | 0 | 0 | 0 | 0 | 0 | 0.69187
TVA_2_SOCO | TVA | SOCO | 2050 | B2 | 25 | 0 | 500 | 0 | 0 | 0 | 0 | 0 | 0 | 0 | 0 | 0 | 0 | 0.69187
TVA_2_SOCO | TVA | SOCO | 2050 | B3 | 75 | 0 | 500 | 0 | 0 | 0 | 0 | 0 | 0 | 0 | 0 | 0 | 0 | 0.69187
TVA_2_SOCO | TVA | SOCO | 2050 | B4 | 100 | 0 | 500 | 0 | 0 | 0 | 0 | 0 | 0 | 0 | 0 | 0 | 0 | 0.69187
TVA_2_SOCO | TVA | SOCO | 2050 | B5 | 200 | 0 | 500 | 72.2 | 0 | 500 | 0 | 479.67 | 0 | 0 | 1.733 | 0 | 0 | 0.69187
TVA_2_SOCO | TVA | SOCO | 2050 | B6 | 300 | 0 | 500 | 0 | 0 | 0 | 0 | 0 | 0 | 0 | 0 | 0 | 0 | 0.69187
TVA_2_SOCO | TVA | SOCO | 2050 | B7 | 400 | 0 | 500 | 0 | 0 | 0 | 0 | 0 | 0 | 0 | 0 | 0 | 0 | 0.69187
TVA_2_SOCO | TVA | SOCO | 2050 | B8 | 500 | 0 | 500 | 0 | 0 | 0 | 0 | 0 | 0 | 0 | 0 | 0 | 0 | 0.69187
TVA_2_SOCO | TVA | SOCO | 2050 | B9 | 800 | 0 | 500 | 0 | 0 | 500 | 0 | 110.75 | 0 | 0 | 1.733 | 0 | 0 | 0.69187
TVA_2_SOCO | TVA | SOCO | 2050 | B10 | 1262 | 0 | 500 | 500 | 0 | 0 | 0 | 0 | 2.5877 | 0 | 0 | 2.489 | 0 | 0.69187
TVA_2_SOCO | TVA | SOCO | 2050 | B11 | 25 | 0 | 500 | 500 | 0 | 118.44 | 0 | 0 | 10.137 | 0 | 0 | 0.19316 | 0 | 0.69187
TVA_2_SOCO | TVA | SOCO | 2050 | B12 | 200 | 0 | 500 | 0 | 0 | 0 | 0 | 0 | 0 | 0 | 0 | 0 | 0 | 0.69187
TVA_2_SOCO | TVA | SOCO | 2050 | B13 | 600 | 0 | 500 | 0 | 0 | 0 | 0 | 0 | 0 | 0 | 0 | 0 | 0 | 0.69187
TVA_2_SOCO | TVA | SOCO | 2050 | B14 | 900 | 0 | 500 | 0 | 0 | 0 | 0 | 0 | 0 | 0 | 0 | 0 | 0 | 0.69187
TVA_2_SOCO | TVA | SOCO | 2050 | B15 | 1203 | 0 | 500 | 0 | 0 | 0 | 0 | 0 | 0 | 0 | 0 | 0 | 0 | 0.69187
TVA_2_SOCO | TVA | SOCO | 2050 | B16 | 25 | 0 | 500 | 500 | 0 | 219.48 | 0 | 0 | 4.475 | 0 | 0 | 0.08527 | 0 | 0.69187
TVA_2_SOCO | TVA | SOCO | 2050 | B17 | 100 | 0 | 500 | 0 | 0 | 0 | 0 | 0 | 0 | 0 | 0 | 0 | 0 | 0.69187
TVA_2_SOCO | TVA | SOCO | 2050 | B18 | 400 | 0 | 500 | 0 | 0 | 0 | 0 | 0 | 0 | 0 | 0 | 0 | 0 | 0.69187
TVA_2_SOCO | TVA | SOCO | 2050 | B19 | 700 | 0 | 500 | 0 | 0 | 0 | 0 | 0 | 0 | 0 | 0 | 0 | 0 | 0.69187
TVA_2_SOCO | TVA | SOCO | 2050 | B20 | 935 | 0 | 500 | 0 | 0 | 0 | 0 | 0 | 0 | 0 | 0 | 0 | 0 | 0.69187
TVA_2_VACAR | TVA | VACAR | 2015 | B1 | 10 | 0 | 150 | 0 | 0 | 0 | 0 | 0 | 0 | 0 | 0 | 0 | 0 | 0.51931
TVA_2_VACAR | TVA | VACAR | 2015 | B2 | 25 | 0 | 150 | 0 | 0 | 0 | 0 | 0 | 0 | 0 | 0 | 0 | 0 | 0.51931
TVA_2_VACAR | TVA | VACAR | 2015 | B3 | 75 | 0 | 150 | 0 | 0 | 0 | 0 | 0 | 0 | 0 | 0 | 0 | 0 | 0.51931
TVA_2_VACAR | TVA | VACAR | 2015 | B4 | 100 | 0 | 150 | 0 | 0 | 0 | 0 | 0 | 0 | 0 | 0 | 0 | 0 | 0.51931
TVA_2_VACAR | TVA | VACAR | 2015 | B5 | 200 | 0 | 150 | 0 | 0 | 0 | 0 | 0 | 0 | 0 | 0 | 0 | 0 | 0.51931
TVA_2_VACAR | TVA | VACAR | 2015 | B6 | 300 | 0 | 150 | 150 | 0 | 150 | 0 | 88.81 | 2.1485 | 0 | 0.52228 | 1.9832 | 0 | 0.51931
TVA_2_VACAR | TVA | VACAR | 2015 | B7 | 400 | 0 | 150 | 0 | 0 | 0 | 0 | 0 | 0 | 0 | 0 | 0 | 0 | 0.51931
TVA_2_VACAR | TVA | VACAR | 2015 | B8 | 500 | 0 | 150 | 0 | 0 | 0 | 0 | 0 | 0 | 0 | 0 | 0 | 0 | 0.51931
TVA_2_VACAR | TVA | VACAR | 2015 | B9 | 800 | 0 | 150 | 0 | 0 | 0 | 0 | 0 | 0 | 0 | 0 | 0 | 0 | 0.51931
TVA_2_VACAR | TVA | VACAR | 2015 | B10 | 1262 | 0 | 150 | 0 | 0 | 0 | 0 | 0 | 0 | 0 | 0 | 0 | 0 | 0.51931
TVA_2_VACAR | TVA | VACAR | 2015 | B11 | 25 | 0 | 150 | 0 | 0 | 0 | 0 | 0 | 0 | 0 | 0 | 0 | 0 | 0.51931
TVA_2_VACAR | TVA | VACAR | 2015 | B12 | 200 | 0 | 150 | 0 | 0 | 0 | 0 | 0 | 0 | 0 | 0 | 0 | 0 | 0.51931
TVA_2_VACAR | TVA | VACAR | 2015 | B13 | 600 | 0 | 150 | 0 | 0 | 0 | 0 | 0 | 0 | 0 | 0 | 0 | 0 | 0.51931
TVA_2_VACAR | TVA | VACAR | 2015 | B14 | 900 | 0 | 150 | 0 | 0 | 0 | 0 | 0 | 0 | 0 | 0 | 0 | 0 | 0.51931
TVA_2_VACAR | TVA | VACAR | 2015 | B15 | 1203 | 0 | 150 | 0 | 0 | 0 | 0 | 0 | 0 | 0 | 0 | 0 | 0 | 0.51931
TVA_2_VACAR | TVA | VACAR | 2015 | B16 | 25 | 0 | 150 | 150 | 0 | 0 | 0 | 0 | 1.2226 | 0 | 0 | 0.094047 | 0 | 0.51931
TVA_2_VACAR | TVA | VACAR | 2015 | B17 | 100 | 0 | 150 | 0 | 0 | 0 | 0 | 0 | 0 | 0 | 0 | 0 | 0 | 0.51931
TVA_2_VACAR | TVA | VACAR | 2015 | B18 | 400 | 0 | 150 | 0 | 0 | 0 | 0 | 0 | 0 | 0 | 0 | 0 | 0 | 0.51931
TVA_2_VACAR | TVA | VACAR | 2015 | B19 | 700 | 0 | 150 | 0 | 0 | 0 | 0 | 0 | 0 | 0 | 0 | 0 | 0 | 0.51931
TVA_2_VACAR | TVA | VACAR | 2015 | B20 | 935 | 0 | 150 | 0 | 0 | 0 | 0 | 0 | 0 | 0 | 0 | 0 | 0 | 0.51931
TVA_2_VACAR | TVA | VACAR | 2020 | B1 | 10 | 0 | 150 | 0 | 0 | 0 | 0 | 0 | 0 | 0 | 0 | 0 | 0 | 0.99839
TVA_2_VACAR | TVA | VACAR | 2020 | B2 | 25 | 0 | 150 | 0 | 0 | 0 | 0 | 0 | 0 | 0 | 0 | 0 | 0 | 0.99839
TVA_2_VACAR | TVA | VACAR | 2020 | B3 | 75 | 0 | 150 | 0 | 0 | 0 | 0 | 0 | 0 | 0 | 0 | 0 | 0 | 0.99839
TVA_2_VACAR | TVA | VACAR | 2020 | B4 | 100 | 0 | 150 | 0 | 0 | 0 | 0 | 0 | 0 | 0 | 0 | 0 | 0 | 0.99839
TVA_2_VACAR | TVA | VACAR | 2020 | B5 | 200 | 0 | 150 | 150 | 0 | 0 | 0 | 0 | 3.7034 | 0 | 0 | 0.8714 | 0 | 0.99839
TVA_2_VACAR | TVA | VACAR | 2020 | B6 | 300 | 0 | 150 | 150 | 0 | 150 | 0 | 111.22 | 4.9854 | 0 | 0.99708 | 1.7596 | 0 | 0.99839
TVA_2_VACAR | TVA | VACAR | 2020 | B7 | 400 | 0 | 150 | 0 | 0 | 0 | 0 | 0 | 0 | 0 | 0 | 0 | 0 | 0.99839
TVA_2_VACAR | TVA | VACAR | 2020 | B8 | 500 | 0 | 150 | 0 | 0 | 0 | 0 | 0 | 0 | 0 | 0 | 0 | 0 | 0.99839
TVA_2_VACAR | TVA | VACAR | 2020 | B9 | 800 | 0 | 150 | 0 | 0 | 0 | 0 | 0 | 0 | 0 | 0 | 0 | 0 | 0.99839
TVA_2_VACAR | TVA | VACAR | 2020 | B10 | 1262 | 0 | 150 | 0 | 0 | 0 | 0 | 0 | 0 | 0 | 0 | 0 | 0 | 0.99839
TVA_2_VACAR | TVA | VACAR | 2020 | B11 | 25 | 0 | 150 | 150 | 0 | 0 | 0 | 0 | 0.96147 | 0 | 0 | 0.028279 | 0 | 0.99839
TVA_2_VACAR | TVA | VACAR | 2020 | B12 | 200 | 0 | 150 | 150 | 0 | 150 | 0 | 923.78 | 3.2524 | 0 | 0.99708 | 0.76527 | 0 | 0.99839
TVA_2_VACAR | TVA | VACAR | 2020 | B13 | 600 | 0 | 150 | 0 | 0 | 0 | 0 | 0 | 0 | 0 | 0 | 0 | 0 | 0.99839
TVA_2_VACAR | TVA | VACAR | 2020 | B14 | 900 | 0 | 150 | 0 | 0 | 0 | 0 | 0 | 0 | 0 | 0 | 0 | 0 | 0.99839
TVA_2_VACAR | TVA | VACAR | 2020 | B15 | 1203 | 0 | 150 | 0 | 0 | 0 | 0 | 0 | 0 | 0 | 0 | 0 | 0 | 0.99839
TVA_2_VACAR | TVA | VACAR | 2020 | B16 | 25 | 0 | 150 | 150 | 0 | 150 | 0 | 574.17 | 9.9945 | 0 | 0.99708 | 0.29396 | 0 | 0.99839
TVA_2_VACAR | TVA | VACAR | 2020 | B17 | 100 | 0 | 150 | 150 | 0 | 150 | 0 | 434.2 | 2.3384 | 0 | 0.99708 | 0.2751 | 0 | 0.99839
TVA_2_VACAR | TVA | VACAR | 2020 | B18 | 400 | 0 | 150 | 0 | 0 | 0 | 0 | 0 | 0 | 0 | 0 | 0 | 0 | 0.99839
TVA_2_VACAR | TVA | VACAR | 2020 | B19 | 700 | 0 | 150 | 0 | 0 | 0 | 0 | 0 | 0 | 0 | 0 | 0 | 0 | 0.99839
TVA_2_VACAR | TVA | VACAR | 2020 | B20 | 935 | 0 | 150 | 0 | 0 | 0 | 0 | 0 | 0 | 0 | 0 | 0 | 0 | 0.99839
TVA_2_VACAR | TVA | VACAR | 2025 | B1 | 10 | 0 | 150 | 0 | 0 | 0 | 0 | 0 | 0 | 0 | 0 | 0 | 0 | 0.27301
TVA_2_VACAR | TVA | VACAR | 2025 | B2 | 25 | 0 | 150 | 0 | 0 | 0 | 0 | 0 | 0 | 0 | 0 | 0 | 0 | 0.27301
TVA_2_VACAR | TVA | VACAR | 2025 | B3 | 75 | 0 | 150 | 0 | 0 | 0 | 0 | 0 | 0 | 0 | 0 | 0 | 0 | 0.27301
TVA_2_VACAR | TVA | VACAR | 2025 | B4 | 100 | 0 | 150 | 0 | 0 | 0 | 0 | 0 | 0 | 0 | 0 | 0 | 0 | 0.27301
TVA_2_VACAR | TVA | VACAR | 2025 | B5 | 200 | 0 | 150 | 150 | 0 | 0 | 0 | 0 | 1.092 | 0 | 0 | 1.092 | 0 | 0.27301
TVA_2_VACAR | TVA | VACAR | 2025 | B6 | 300 | 0 | 150 | 0 | 0 | 0 | 0 | 0 | 0 | 0 | 0 | 0 | 0 | 0.27301
TVA_2_VACAR | TVA | VACAR | 2025 | B7 | 400 | 0 | 150 | 0 | 0 | 0 | 0 | 0 | 0 | 0 | 0 | 0 | 0 | 0.27301
TVA_2_VACAR | TVA | VACAR | 2025 | B8 | 500 | 0 | 150 | 0 | 0 | 0 | 0 | 0 | 0 | 0 | 0 | 0 | 0 | 0.27301
TVA_2_VACAR | TVA | VACAR | 2025 | B9 | 800 | 0 | 150 | 0 | 0 | 0 | 0 | 0 | 0 | 0 | 0 | 0 | 0 | 0.27301
TVA_2_VACAR | TVA | VACAR | 2025 | B10 | 1262 | 0 | 150 | 0 | 0 | 0 | 0 | 0 | 0 | 0 | 0 | 0 | 0 | 0.27301
TVA_2_VACAR | TVA | VACAR | 2025 | B11 | 25 | 0 | 150 | 0 | 0 | 0 | 0 | 0 | 0 | 0 | 0 | 0 | 0 | 0.27301
TVA_2_VACAR | TVA | VACAR | 2025 | B12 | 200 | 0 | 150 | 0 | 0 | 0 | 0 | 0 | 0 | 0 | 0 | 0 | 0 | 0.27301
TVA_2_VACAR | TVA | VACAR | 2025 | B13 | 600 | 0 | 150 | 0 | 0 | 0 | 0 | 0 | 0 | 0 | 0 | 0 | 0 | 0.27301
TVA_2_VACAR | TVA | VACAR | 2025 | B14 | 900 | 0 | 150 | 0 | 0 | 0 | 0 | 0 | 0 | 0 | 0 | 0 | 0 | 0.27301
TVA_2_VACAR | TVA | VACAR | 2025 | B15 | 1203 | 0 | 150 | 0 | 0 | 0 | 0 | 0 | 0 | 0 | 0 | 0 | 0 | 0.27301
TVA_2_VACAR | TVA | VACAR | 2025 | B16 | 25 | 0 | 150 | 0 | 0 | 0 | 0 | 0 | 0 | 0 | 0 | 0 | 0 | 0.27301
TVA_2_VACAR | TVA | VACAR | 2025 | B17 | 100 | 0 | 150 | 0 | 0 | 0 | 0 | 0 | 0 | 0 | 0 | 0 | 0 | 0.27301
TVA_2_VACAR | TVA | VACAR | 2025 | B18 | 400 | 0 | 150 | 0 | 0 | 0 | 0 | 0 | 0 | 0 | 0 | 0 | 0 | 0.27301
TVA_2_VACAR | TVA | VACAR | 2025 | B19 | 700 | 0 | 150 | 0 | 0 | 0 | 0 | 0 | 0 | 0 | 0 | 0 | 0 | 0.27301
TVA_2_VACAR | TVA | VACAR | 2025 | B20 | 935 | 0 | 150 | 0 | 0 | 0 | 0 | 0 | 0 | 0 | 0 | 0 | 0 | 0.27301
TVA_2_VACAR | TVA | VACAR | 2030 | B1 | 10 | 0 | 150 | 0 | 0 | 0 | 0 | 0 | 0 | 0 | 0 | 0 | 0 | 0
TVA_2_VACAR | TVA | VACAR | 2030 | B2 | 25 | 0 | 150 | 0 | 0 | 0 | 0 | 0 | 0 | 0 | 0 | 0 | 0 | 0
TVA_2_VACAR | TVA | VACAR | 2030 | B3 | 75 | 0 | 150 | 0 | 0 | 0 | 0 | 0 | 0 | 0 | 0 | 0 | 0 | 0
TVA_2_VACAR | TVA | VACAR | 2030 | B4 | 100 | 0 | 150 | 0 | 0 | 0 | 0 | 0 | 0 | 0 | 0 | 0 | 0 | 0
TVA_2_VACAR | TVA | VACAR | 2030 | B5 | 200 | 0 | 150 | 0 | 0 | 0 | 0 | 0 | 0 | 0 | 0 | 0 | 0 | 0
TVA_2_VACAR | TVA | VACAR | 2030 | B6 | 300 | 0 | 150 | 0 | 0 | 0 | 0 | 0 | 0 | 0 | 0 | 0 | 0 | 0
TVA_2_VACAR | TVA | VACAR | 2030 | B7 | 400 | 0 | 150 | 0 | 0 | 0 | 0 | 0 | 0 | 0 | 0 | 0 | 0 | 0
TVA_2_VACAR | TVA | VACAR | 2030 | B8 | 500 | 0 | 150 | 0 | 0 | 0 | 0 | 0 | 0 | 0 | 0 | 0 | 0 | 0
TVA_2_VACAR | TVA | VACAR | 2030 | B9 | 800 | 0 | 150 | 0 | 0 | 0 | 0 | 0 | 0 | 0 | 0 | 0 | 0 | 0
TVA_2_VACAR | TVA | VACAR | 2030 | B10 | 1262 | 0 | 150 | 0 | 0 | 0 | 0 | 0 | 0 | 0 | 0 | 0 | 0 | 0
TVA_2_VACAR | TVA | VACAR | 2030 | B11 | 25 | 0 | 150 | 0 | 0 | 0 | 0 | 0 | 0 | 0 | 0 | 0 | 0 | 0
TVA_2_VACAR | TVA | VACAR | 2030 | B12 | 200 | 0 | 150 | 0 | 0 | 0 | 0 | 0 | 0 | 0 | 0 | 0 | 0 | 0
TVA_2_VACAR | TVA | VACAR | 2030 | B13 | 600 | 0 | 150 | 0 | 0 | 0 | 0 | 0 | 0 | 0 | 0 | 0 | 0 | 0
TVA_2_VACAR | TVA | VACAR | 2030 | B14 | 900 | 0 | 150 | 0 | 0 | 0 | 0 | 0 | 0 | 0 | 0 | 0 | 0 | 0
TVA_2_VACAR | TVA | VACAR | 2030 | B15 | 1203 | 0 | 150 | 0 | 0 | 0 | 0 | 0 | 0 | 0 | 0 | 0 | 0 | 0
TVA_2_VACAR | TVA | VACAR | 2030 | B16 | 25 | 0 | 150 | 0 | 0 | 0 | 0 | 0 | 0 | 0 | 0 | 0 | 0 | 0
TVA_2_VACAR | TVA | VACAR | 2030 | B17 | 100 | 0 | 150 | 0 | 0 | 0 | 0 | 0 | 0 | 0 | 0 | 0 | 0 | 0
TVA_2_VACAR | TVA | VACAR | 2030 | B18 | 400 | 0 | 150 | 0 | 0 | 0 | 0 | 0 | 0 | 0 | 0 | 0 | 0 | 0
TVA_2_VACAR | TVA | VACAR | 2030 | B19 | 700 | 0 | 150 | 0 | 0 | 0 | 0 | 0 | 0 | 0 | 0 | 0 | 0 | 0
TVA_2_VACAR | TVA | VACAR | 2030 | B20 | 935 | 0 | 150 | 0 | 0 | 0 | 0 | 0 | 0 | 0 | 0 | 0 | 0 | 0
TVA_2_VACAR | TVA | VACAR | 2035 | B1 | 10 | 0 | 150 | 0 | 0 | 0 | 0 | 0 | 0 | 0 | 0 | 0 | 0 | 0.51635
TVA_2_VACAR | TVA | VACAR | 2035 | B2 | 25 | 0 | 150 | 0 | 0 | 0 | 0 | 0 | 0 | 0 | 0 | 0 | 0 | 0.51635
TVA_2_VACAR | TVA | VACAR | 2035 | B3 | 75 | 0 | 150 | 0 | 0 | 0 | 0 | 0 | 0 | 0 | 0 | 0 | 0 | 0.51635
TVA_2_VACAR | TVA | VACAR | 2035 | B4 | 100 | 0 | 150 | 0 | 0 | 0 | 0 | 0 | 0 | 0 | 0 | 0 | 0 | 0.51635
TVA_2_VACAR | TVA | VACAR | 2035 | B5 | 200 | 0 | 150 | 0 | 0 | 0 | 0 | 0 | 0 | 0 | 0 | 0 | 0 | 0.51635
TVA_2_VACAR | TVA | VACAR | 2035 | B6 | 300 | 0 | 150 | 150 | 0 | 0 | 0 | 0 | 2.0654 | 0 | 0 | 2.0654 | 0 | 0.51635
TVA_2_VACAR | TVA | VACAR | 2035 | B7 | 400 | 0 | 150 | 0 | 0 | 0 | 0 | 0 | 0 | 0 | 0 | 0 | 0 | 0.51635
TVA_2_VACAR | TVA | VACAR | 2035 | B8 | 500 | 0 | 150 | 0 | 0 | 0 | 0 | 0 | 0 | 0 | 0 | 0 | 0 | 0.51635
TVA_2_VACAR | TVA | VACAR | 2035 | B9 | 800 | 0 | 150 | 0 | 0 | 0 | 0 | 0 | 0 | 0 | 0 | 0 | 0 | 0.51635
TVA_2_VACAR | TVA | VACAR | 2035 | B10 | 1262 | 0 | 150 | 0 | 0 | 0 | 0 | 0 | 0 | 0 | 0 | 0 | 0 | 0.51635
TVA_2_VACAR | TVA | VACAR | 2035 | B11 | 25 | 0 | 150 | 0 | 0 | 0 | 0 | 0 | 0 | 0 | 0 | 0 | 0 | 0.51635
TVA_2_VACAR | TVA | VACAR | 2035 | B12 | 200 | 0 | 150 | 0 | 0 | 0 | 0 | 0 | 0 | 0 | 0 | 0 | 0 | 0.51635
TVA_2_VACAR | TVA | VACAR | 2035 | B13 | 600 | 0 | 150 | 0 | 0 | 0 | 0 | 0 | 0 | 0 | 0 | 0 | 0 | 0.51635
TVA_2_VACAR | TVA | VACAR | 2035 | B14 | 900 | 0 | 150 | 0 | 0 | 0 | 0 | 0 | 0 | 0 | 0 | 0 | 0 | 0.51635
TVA_2_VACAR | TVA | VACAR | 2035 | B15 | 1203 | 0 | 150 | 0 | 0 | 0 | 0 | 0 | 0 | 0 | 0 | 0 | 0 | 0.51635
TVA_2_VACAR | TVA | VACAR | 2035 | B16 | 25 | 0 | 150 | 0 | 0 | 0 | 0 | 0 | 0 | 0 | 0 | 0 | 0 | 0.51635
TVA_2_VACAR | TVA | VACAR | 2035 | B17 | 100 | 0 | 150 | 0 | 0 | 0 | 0 | 0 | 0 | 0 | 0 | 0 | 0 | 0.51635
TVA_2_VACAR | TVA | VACAR | 2035 | B18 | 400 | 0 | 150 | 0 | 0 | 0 | 0 | 0 | 0 | 0 | 0 | 0 | 0 | 0.51635
TVA_2_VACAR | TVA | VACAR | 2035 | B19 | 700 | 0 | 150 | 0 | 0 | 0 | 0 | 0 | 0 | 0 | 0 | 0 | 0 | 0.51635
TVA_2_VACAR | TVA | VACAR | 2035 | B20 | 935 | 0 | 150 | 0 | 0 | 0 | 0 | 0 | 0 | 0 | 0 | 0 | 0 | 0.51635
TVA_2_VACAR | TVA | VACAR | 2040 | B1 | 10 | 0 | 150 | 0 | 0 | 0 | 0 | 0 | 0 | 0 | 0 | 0 | 0 | 0.4748
TVA_2_VACAR | TVA | VACAR | 2040 | B2 | 25 | 0 | 150 | 0 | 0 | 0 | 0 | 0 | 0 | 0 | 0 | 0 | 0 | 0.4748
TVA_2_VACAR | TVA | VACAR | 2040 | B3 | 75 | 0 | 150 | 0 | 0 | 0 | 0 | 0 | 0 | 0 | 0 | 0 | 0 | 0.4748
TVA_2_VACAR | TVA | VACAR | 2040 | B4 | 100 | 0 | 150 | 0 | 0 | 0 | 0 | 0 | 0 | 0 | 0 | 0 | 0 | 0.4748
TVA_2_VACAR | TVA | VACAR | 2040 | B5 | 200 | 0 | 150 | 0 | 0 | 0 | 0 | 0 | 0 | 0 | 0 | 0 | 0 | 0.4748
TVA_2_VACAR | TVA | VACAR | 2040 | B6 | 300 | 0 | 150 | 150 | 0 | 0 | 0 | 0 | 1.8992 | 0 | 0 | 1.8992 | 0 | 0.4748
TVA_2_VACAR | TVA | VACAR | 2040 | B7 | 400 | 0 | 150 | 0 | 0 | 0 | 0 | 0 | 0 | 0 | 0 | 0 | 0 | 0.4748
TVA_2_VACAR | TVA | VACAR | 2040 | B8 | 500 | 0 | 150 | 0 | 0 | 0 | 0 | 0 | 0 | 0 | 0 | 0 | 0 | 0.4748
TVA_2_VACAR | TVA | VACAR | 2040 | B9 | 800 | 0 | 150 | 0 | 0 | 0 | 0 | 0 | 0 | 0 | 0 | 0 | 0 | 0.4748
TVA_2_VACAR | TVA | VACAR | 2040 | B10 | 1262 | 0 | 150 | 0 | 0 | 0 | 0 | 0 | 0 | 0 | 0 | 0 | 0 | 0.4748
TVA_2_VACAR | TVA | VACAR | 2040 | B11 | 25 | 0 | 150 | 97.65 | 0 | 0.01 | 0 | 0 | 0 | 0 | 0 | 0 | 0 | 0.4748
TVA_2_VACAR | TVA | VACAR | 2040 | B12 | 200 | 0 | 150 | 0 | 0 | 0 | 0 | 0 | 0 | 0 | 0 | 0 | 0 | 0.4748
TVA_2_VACAR | TVA | VACAR | 2040 | B13 | 600 | 0 | 150 | 0 | 0 | 0 | 0 | 0 | 0 | 0 | 0 | 0 | 0 | 0.4748
TVA_2_VACAR | TVA | VACAR | 2040 | B14 | 900 | 0 | 150 | 0 | 0 | 0 | 0 | 0 | 0 | 0 | 0 | 0 | 0 | 0.4748
TVA_2_VACAR | TVA | VACAR | 2040 | B15 | 1203 | 0 | 150 | 0 | 0 | 0 | 0 | 0 | 0 | 0 | 0 | 0 | 0 | 0.4748
TVA_2_VACAR | TVA | VACAR | 2040 | B16 | 25 | 0 | 150 | 0 | 0 | 0 | 0 | 0 | 0 | 0 | 0 | 0 | 0 | 0.4748
TVA_2_VACAR | TVA | VACAR | 2040 | B17 | 100 | 0 | 150 | 0 | 0 | 0 | 0 | 0 | 0 | 0 | 0 | 0 | 0 | 0.4748
TVA_2_VACAR | TVA | VACAR | 2040 | B18 | 400 | 0 | 150 | 0 | 0 | 0 | 0 | 0 | 0 | 0 | 0 | 0 | 0 | 0.4748
TVA_2_VACAR | TVA | VACAR | 2040 | B19 | 700 | 0 | 150 | 0 | 0 | 0 | 0 | 0 | 0 | 0 | 0 | 0 | 0 | 0.4748
TVA_2_VACAR | TVA | VACAR | 2040 | B20 | 935 | 0 | 150 | 0 | 0 | 0 | 0 | 0 | 0 | 0 | 0 | 0 | 0 | 0.4748
TVA_2_VACAR | TVA | VACAR | 2045 | B1 | 10 | 0 | 150 | 0 | 0 | 0 | 0 | 0 | 0 | 0 | 0 | 0 | 0 | 2.8089
TVA_2_VACAR | TVA | VACAR | 2045 | B2 | 25 | 0 | 150 | 0 | 0 | 0 | 0 | 0 | 0 | 0 | 0 | 0 | 0 | 2.8089
TVA_2_VACAR | TVA | VACAR | 2045 | B3 | 75 | 0 | 150 | 0 | 0 | 0 | 0 | 0 | 0 | 0 | 0 | 0 | 0 | 2.8089
TVA_2_VACAR | TVA | VACAR | 2045 | B4 | 100 | 0 | 150 | 0 | 0 | 0 | 0 | 0 | 0 | 0 | 0 | 0 | 0 | 2.8089
TVA_2_VACAR | TVA | VACAR | 2045 | B5 | 200 | 0 | 150 | 0 | 0 | 0 | 0 | 0 | 0 | 0 | 0 | 0 | 0 | 2.8089
TVA_2_VACAR | TVA | VACAR | 2045 | B6 | 300 | 0 | 150 | 150 | 0 | 150 | 0 | 2017.43 | 11.1815 | 0 | 2.8132 | 10.3214 | 0 | 2.8089
TVA_2_VACAR | TVA | VACAR | 2045 | B7 | 400 | 0 | 150 | 0 | 0 | 0 | 0 | 0 | 0 | 0 | 0 | 0 | 0 | 2.8089
TVA_2_VACAR | TVA | VACAR | 2045 | B8 | 500 | 0 | 150 | 0 | 0 | 0 | 0 | 0 | 0 | 0 | 0 | 0 | 0 | 2.8089
TVA_2_VACAR | TVA | VACAR | 2045 | B9 | 800 | 0 | 150 | 0 | 0 | 0 | 0 | 0 | 0 | 0 | 0 | 0 | 0 | 2.8089
TVA_2_VACAR | TVA | VACAR | 2045 | B10 | 1262 | 0 | 150 | 0 | 0 | 0 | 0 | 0 | 0 | 0 | 0 | 0 | 0 | 2.8089
TVA_2_VACAR | TVA | VACAR | 2045 | B11 | 25 | 0 | 150 | 150 | 0 | 150 | 0 | 2065.61 | 11.8819 | 0 | 2.8132 | 0.91399 | 0 | 2.8089
TVA_2_VACAR | TVA | VACAR | 2045 | B12 | 200 | 0 | 150 | 0 | 0 | 0 | 0 | 0 | 0 | 0 | 0 | 0 | 0 | 2.8089
TVA_2_VACAR | TVA | VACAR | 2045 | B13 | 600 | 0 | 150 | 0 | 0 | 0 | 0 | 0 | 0 | 0 | 0 | 0 | 0 | 2.8089
TVA_2_VACAR | TVA | VACAR | 2045 | B14 | 900 | 0 | 150 | 0 | 0 | 0 | 0 | 0 | 0 | 0 | 0 | 0 | 0 | 2.8089
TVA_2_VACAR | TVA | VACAR | 2045 | B15 | 1203 | 0 | 150 | 0 | 0 | 0 | 0 | 0 | 0 | 0 | 0 | 0 | 0 | 2.8089
TVA_2_VACAR | TVA | VACAR | 2045 | B16 | 25 | 0 | 150 | 0 | 0 | 0 | 0 | 0 | 0 | 0 | 0 | 0 | 0 | 2.8089
TVA_2_VACAR | TVA | VACAR | 2045 | B17 | 100 | 0 | 150 | 0 | 0 | 0 | 0 | 0 | 0 | 0 | 0 | 0 | 0 | 2.8089
TVA_2_VACAR | TVA | VACAR | 2045 | B18 | 400 | 0 | 150 | 0 | 0 | 0 | 0 | 0 | 0 | 0 | 0 | 0 | 0 | 2.8089
TVA_2_VACAR | TVA | VACAR | 2045 | B19 | 700 | 0 | 150 | 0 | 0 | 0 | 0 | 0 | 0 | 0 | 0 | 0 | 0 | 2.8089
TVA_2_VACAR | TVA | VACAR | 2045 | B20 | 935 | 0 | 150 | 0 | 0 | 0 | 0 | 0 | 0 | 0 | 0 | 0 | 0 | 2.8089
TVA_2_VACAR | TVA | VACAR | 2050 | B1 | 10 | 0 | 150 | 0 | 0 | 0 | 0 | 0 | 0 | 0 | 0 | 0 | 0 | 1.5128
TVA_2_VACAR | TVA | VACAR | 2050 | B2 | 25 | 0 | 150 | 0 | 0 | 0 | 0 | 0 | 0 | 0 | 0 | 0 | 0 | 1.5128
TVA_2_VACAR | TVA | VACAR | 2050 | B3 | 75 | 0 | 150 | 0 | 0 | 0 | 0 | 0 | 0 | 0 | 0 | 0 | 0 | 1.5128
TVA_2_VACAR | TVA | VACAR | 2050 | B4 | 100 | 0 | 150 | 0 | 0 | 0 | 0 | 0 | 0 | 0 | 0 | 0 | 0 | 1.5128
TVA_2_VACAR | TVA | VACAR | 2050 | B5 | 200 | 0 | 150 | 0 | 0 | 150 | 0 | 0 | 0 | 0 | 0.17805 | 0 | 0 | 1.5128
TVA_2_VACAR | TVA | VACAR | 2050 | B6 | 300 | 0 | 150 | 150 | 0 | 150 | 0 | 2661.2 | 6.7422 | 0 | 1.4481 | 1.2745 | 0 | 1.5128
TVA_2_VACAR | TVA | VACAR | 2050 | B7 | 400 | 0 | 150 | 0 | 0 | 150 | 0 | 0 | 0 | 0 | 0 | 0 | 0 | 1.5128
TVA_2_VACAR | TVA | VACAR | 2050 | B8 | 500 | 0 | 150 | 0 | 0 | 0 | 0 | 0 | 0 | 0 | 0 | 0 | 0 | 1.5128
TVA_2_VACAR | TVA | VACAR | 2050 | B9 | 800 | 0 | 150 | 0 | 0 | 0 | 0 | 0 | 0 | 0 | 0 | 0 | 0 | 1.5128
TVA_2_VACAR | TVA | VACAR | 2050 | B10 | 1262 | 0 | 150 | 150 | 0 | 150 | 0 | 2284.01 | 5.7095 | 0 | 1.4481 | 4.5402 | 0 | 1.5128
TVA_2_VACAR | TVA | VACAR | 2050 | B11 | 25 | 0 | 150 | 150 | 0 | 150 | 0 | 2421.56 | 15.0037 | 0 | 1.4481 | 0.23635 | 0 | 1.5128
TVA_2_VACAR | TVA | VACAR | 2050 | B12 | 200 | 0 | 150 | 0 | 0 | 0 | 0 | 0 | 0 | 0 | 0 | 0 | 0 | 1.5128
TVA_2_VACAR | TVA | VACAR | 2050 | B13 | 600 | 0 | 150 | 0 | 0 | 0 | 0 | 0 | 0 | 0 | 0 | 0 | 0 | 1.5128
TVA_2_VACAR | TVA | VACAR | 2050 | B14 | 900 | 0 | 150 | 0 | 0 | 0 | 0 | 0 | 0 | 0 | 0 | 0 | 0 | 1.5128
TVA_2_VACAR | TVA | VACAR | 2050 | B15 | 1203 | 0 | 150 | 0 | 0 | 0 | 0 | 0 | 0 | 0 | 0 | 0 | 0 | 1.5128
TVA_2_VACAR | TVA | VACAR | 2050 | B16 | 25 | 0 | 150 | 0 | 0 | 0 | 0 | 0 | 0 | 0 | 0 | 0 | 0 | 1.5128
TVA_2_VACAR | TVA | VACAR | 2050 | B17 | 100 | 0 | 150 | 0 | 0 | 0 | 0 | 0 | 0 | 0 | 0 | 0 | 0 | 1.5128
TVA_2_VACAR | TVA | VACAR | 2050 | B18 | 400 | 0 | 150 | 0 | 0 | 0 | 0 | 0 | 0 | 0 | 0 | 0 | 0 | 1.5128
TVA_2_VACAR | TVA | VACAR | 2050 | B19 | 700 | 0 | 150 | 0 | 0 | 0 | 0 | 0 | 0 | 0 | 0 | 0 | 0 | 1.5128
TVA_2_VACAR | TVA | VACAR | 2050 | B20 | 935 | 0 | 150 | 29.27 | 0 | 29.27 | 0 | 0 | 0 | 0 | 0 | 0 | 0 | 1.5128
TVA_Transmission_2_ENT | TVA_Transmission | ENT | 2015 | B1 | 10 | 0 | 3000 | 0 | 0 | 0 | 0 | 0 | 0 | 0 | 0 | 0 | 0 | Infinite
TVA_Transmission_2_ENT | TVA_Transmission | ENT | 2015 | B2 | 25 | 0 | 3000 | 0 | 0 | 0 | 0 | 0 | 0 | 0 | 0 | 0 | 0 | Infinite
TVA_Transmission_2_ENT | TVA_Transmission | ENT | 2015 | B3 | 75 | 0 | 3000 | 0 | 0 | 0 | 0 | 0 | 0 | 0 | 0 | 0 | 0 | Infinite
TVA_Transmission_2_ENT | TVA_Transmission | ENT | 2015 | B4 | 100 | 0 | 3000 | 0 | 0 | 0 | 0 | 0 | 0 | 0 | 0 | 0 | 0 | Infinite
TVA_Transmission_2_ENT | TVA_Transmission | ENT | 2015 | B5 | 200 | 0 | 3000 | 0 | 0 | 0 | 0 | 0 | 0 | 0 | 0 | 0 | 0 | Infinite
TVA_Transmission_2_ENT | TVA_Transmission | ENT | 2015 | B6 | 300 | 0 | 3000 | 0 | 0 | 0 | 0 | 0 | 0 | 0 | 0 | 0 | 0 | Infinite
TVA_Transmission_2_ENT | TVA_Transmission | ENT | 2015 | B7 | 400 | 0 | 3000 | 0 | 0 | 0 | 0 | 0 | 0 | 0 | 0 | 0 | 0 | Infinite
TVA_Transmission_2_ENT | TVA_Transmission | ENT | 2015 | B8 | 500 | 0 | 3000 | 0 | 0 | 0 | 0 | 0 | 0 | 0 | 0 | 0 | 0 | Infinite
TVA_Transmission_2_ENT | TVA_Transmission | ENT | 2015 | B9 | 800 | 0 | 3000 | 0 | 0 | 0 | 0 | 0 | 0 | 0 | 0 | 0 | 0 | Infinite
TVA_Transmission_2_ENT | TVA_Transmission | ENT | 2015 | B10 | 1262 | 0 | 3000 | 0 | 0 | 0 | 0 | 0 | 0 | 0 | 0 | 0 | 0 | Infinite
TVA_Transmission_2_ENT | TVA_Transmission | ENT | 2015 | B11 | 25 | 0 | 3000 | 0 | 0 | 0 | 0 | 0 | 0 | 0 | 0 | 0 | 0 | Infinite
TVA_Transmission_2_ENT | TVA_Transmission | ENT | 2015 | B12 | 200 | 0 | 3000 | 0 | 0 | 0 | 0 | 0 | 0 | 0 | 0 | 0 | 0 | Infinite
TVA_Transmission_2_ENT | TVA_Transmission | ENT | 2015 | B13 | 600 | 0 | 3000 | 0 | 0 | 0 | 0 | 0 | 0 | 0 | 0 | 0 | 0 | Infinite
TVA_Transmission_2_ENT | TVA_Transmission | ENT | 2015 | B14 | 900 | 0 | 3000 | 0 | 0 | 0 | 0 | 0 | 0 | 0 | 0 | 0 | 0 | Infinite
TVA_Transmission_2_ENT | TVA_Transmission | ENT | 2015 | B15 | 1203 | 0 | 3000 | 0 | 0 | 0 | 0 | 0 | 0 | 0 | 0 | 0 | 0 | Infinite
TVA_Transmission_2_ENT | TVA_Transmission | ENT | 2015 | B16 | 25 | 0 | 3000 | 0 | 0 | 0 | 0 | 0 | 0 | 0 | 0 | 0 | 0 | Infinite
TVA_Transmission_2_ENT | TVA_Transmission | ENT | 2015 | B17 | 100 | 0 | 3000 | 0 | 0 | 0 | 0 | 0 | 0 | 0 | 0 | 0 | 0 | Infinite
TVA_Transmission_2_ENT | TVA_Transmission | ENT | 2015 | B18 | 400 | 0 | 3000 | 0 | 0 | 0 | 0 | 0 | 0 | 0 | 0 | 0 | 0 | Infinite
TVA_Transmission_2_ENT | TVA_Transmission | ENT | 2015 | B19 | 700 | 0 | 3000 | 0 | 0 | 0 | 0 | 0 | 0 | 0 | 0 | 0 | 0 | Infinite
TVA_Transmission_2_ENT | TVA_Transmission | ENT | 2015 | B20 | 935 | 0 | 3000 | 0 | 0 | 0 | 0 | 0 | 0 | 0 | 0 | 0 | 0 | Infinite
TVA_Transmission_2_ENT | TVA_Transmission | ENT | 2020 | B1 | 10 | 0 | 3000 | 0 | 0 | 0 | 0 | 0 | 0 | 0 | 0 | 0 | 0 | Infinite
TVA_Transmission_2_ENT | TVA_Transmission | ENT | 2020 | B2 | 25 | 0 | 3000 | 0 | 0 | 0 | 0 | 0 | 0 | 0 | 0 | 0 | 0 | Infinite
TVA_Transmission_2_ENT | TVA_Transmission | ENT | 2020 | B3 | 75 | 0 | 3000 | 0 | 0 | 0 | 0 | 0 | 0 | 0 | 0 | 0 | 0 | Infinite
TVA_Transmission_2_ENT | TVA_Transmission | ENT | 2020 | B4 | 100 | 0 | 3000 | 0 | 0 | 0 | 0 | 0 | 0 | 0 | 0 | 0 | 0 | Infinite
TVA_Transmission_2_ENT | TVA_Transmission | ENT | 2020 | B5 | 200 | 0 | 3000 | 0 | 0 | 0 | 0 | 0 | 0 | 0 | 0 | 0 | 0 | Infinite
TVA_Transmission_2_ENT | TVA_Transmission | ENT | 2020 | B6 | 300 | 0 | 3000 | 0 | 0 | 0 | 0 | 0 | 0 | 0 | 0 | 0 | 0 | Infinite
TVA_Transmission_2_ENT | TVA_Transmission | ENT | 2020 | B7 | 400 | 0 | 3000 | 0 | 0 | 0 | 0 | 0 | 0 | 0 | 0 | 0 | 0 | Infinite
TVA_Transmission_2_ENT | TVA_Transmission | ENT | 2020 | B8 | 500 | 0 | 3000 | 0 | 0 | 0 | 0 | 0 | 0 | 0 | 0 | 0 | 0 | Infinite
TVA_Transmission_2_ENT | TVA_Transmission | ENT | 2020 | B9 | 800 | 0 | 3000 | 0 | 0 | 0 | 0 | 0 | 0 | 0 | 0 | 0 | 0 | Infinite
TVA_Transmission_2_ENT | TVA_Transmission | ENT | 2020 | B10 | 1262 | 0 | 3000 | 0 | 0 | 0 | 0 | 0 | 0 | 0 | 0 | 0 | 0 | Infinite
TVA_Transmission_2_ENT | TVA_Transmission | ENT | 2020 | B11 | 25 | 0 | 3000 | 0 | 0 | 0 | 0 | 0 | 0 | 0 | 0 | 0 | 0 | Infinite
TVA_Transmission_2_ENT | TVA_Transmission | ENT | 2020 | B12 | 200 | 0 | 3000 | 0 | 0 | 0 | 0 | 0 | 0 | 0 | 0 | 0 | 0 | Infinite
TVA_Transmission_2_ENT | TVA_Transmission | ENT | 2020 | B13 | 600 | 0 | 3000 | 0 | 0 | 0 | 0 | 0 | 0 | 0 | 0 | 0 | 0 | Infinite
TVA_Transmission_2_ENT | TVA_Transmission | ENT | 2020 | B14 | 900 | 0 | 3000 | 0 | 0 | 0 | 0 | 0 | 0 | 0 | 0 | 0 | 0 | Infinite
TVA_Transmission_2_ENT | TVA_Transmission | ENT | 2020 | B15 | 1203 | 0 | 3000 | 0 | 0 | 0 | 0 | 0 | 0 | 0 | 0 | 0 | 0 | Infinite
TVA_Transmission_2_ENT | TVA_Transmission | ENT | 2020 | B16 | 25 | 0 | 3000 | 0 | 0 | 0 | 0 | 0 | 0 | 0 | 0 | 0 | 0 | Infinite
TVA_Transmission_2_ENT | TVA_Transmission | ENT | 2020 | B17 | 100 | 0 | 3000 | 0 | 0 | 0 | 0 | 0 | 0 | 0 | 0 | 0 | 0 | Infinite
TVA_Transmission_2_ENT | TVA_Transmission | ENT | 2020 | B18 | 400 | 0 | 3000 | 0 | 0 | 0 | 0 | 0 | 0 | 0 | 0 | 0 | 0 | Infinite
TVA_Transmission_2_ENT | TVA_Transmission | ENT | 2020 | B19 | 700 | 0 | 3000 | 0 | 0 | 0 | 0 | 0 | 0 | 0 | 0 | 0 | 0 | Infinite
TVA_Transmission_2_ENT | TVA_Transmission | ENT | 2020 | B20 | 935 | 0 | 3000 | 0 | 0 | 0 | 0 | 0 | 0 | 0 | 0 | 0 | 0 | Infinite
TVA_Transmission_2_ENT | TVA_Transmission | ENT | 2025 | B1 | 10 | 0 | 3000 | 0 | 0 | 0 | 0 | 0 | 0 | 0 | 0 | 0 | 0 | Infinite
TVA_Transmission_2_ENT | TVA_Transmission | ENT | 2025 | B2 | 25 | 0 | 3000 | 0 | 0 | 0 | 0 | 0 | 0 | 0 | 0 | 0 | 0 | Infinite
TVA_Transmission_2_ENT | TVA_Transmission | ENT | 2025 | B3 | 75 | 0 | 3000 | 0 | 0 | 0 | 0 | 0 | 0 | 0 | 0 | 0 | 0 | Infinite
TVA_Transmission_2_ENT | TVA_Transmission | ENT | 2025 | B4 | 100 | 0 | 3000 | 0 | 0 | 0 | 0 | 0 | 0 | 0 | 0 | 0 | 0 | Infinite
TVA_Transmission_2_ENT | TVA_Transmission | ENT | 2025 | B5 | 200 | 0 | 3000 | 0 | 0 | 0 | 0 | 0 | 0 | 0 | 0 | 0 | 0 | Infinite
TVA_Transmission_2_ENT | TVA_Transmission | ENT | 2025 | B6 | 300 | 0 | 3000 | 0 | 0 | 0 | 0 | 0 | 0 | 0 | 0 | 0 | 0 | Infinite
TVA_Transmission_2_ENT | TVA_Transmission | ENT | 2025 | B7 | 400 | 0 | 3000 | 0 | 0 | 0 | 0 | 0 | 0 | 0 | 0 | 0 | 0 | Infinite
TVA_Transmission_2_ENT | TVA_Transmission | ENT | 2025 | B8 | 500 | 0 | 3000 | 0 | 0 | 0 | 0 | 0 | 0 | 0 | 0 | 0 | 0 | Infinite
TVA_Transmission_2_ENT | TVA_Transmission | ENT | 2025 | B9 | 800 | 0 | 3000 | 0 | 0 | 0 | 0 | 0 | 0 | 0 | 0 | 0 | 0 | Infinite
TVA_Transmission_2_ENT | TVA_Transmission | ENT | 2025 | B10 | 1262 | 0 | 3000 | 0 | 0 | 0 | 0 | 0 | 0 | 0 | 0 | 0 | 0 | Infinite
TVA_Transmission_2_ENT | TVA_Transmission | ENT | 2025 | B11 | 25 | 0 | 3000 | 0 | 0 | 0 | 0 | 0 | 0 | 0 | 0 | 0 | 0 | Infinite
TVA_Transmission_2_ENT | TVA_Transmission | ENT | 2025 | B12 | 200 | 0 | 3000 | 0 | 0 | 0 | 0 | 0 | 0 | 0 | 0 | 0 | 0 | Infinite
TVA_Transmission_2_ENT | TVA_Transmission | ENT | 2025 | B13 | 600 | 0 | 3000 | 0 | 0 | 0 | 0 | 0 | 0 | 0 | 0 | 0 | 0 | Infinite
TVA_Transmission_2_ENT | TVA_Transmission | ENT | 2025 | B14 | 900 | 0 | 3000 | 0 | 0 | 0 | 0 | 0 | 0 | 0 | 0 | 0 | 0 | Infinite
TVA_Transmission_2_ENT | TVA_Transmission | ENT | 2025 | B15 | 1203 | 0 | 3000 | 0 | 0 | 0 | 0 | 0 | 0 | 0 | 0 | 0 | 0 | Infinite
TVA_Transmission_2_ENT | TVA_Transmission | ENT | 2025 | B16 | 25 | 0 | 3000 | 0 | 0 | 0 | 0 | 0 | 0 | 0 | 0 | 0 | 0 | Infinite
TVA_Transmission_2_ENT | TVA_Transmission | ENT | 2025 | B17 | 100 | 0 | 3000 | 0 | 0 | 0 | 0 | 0 | 0 | 0 | 0 | 0 | 0 | Infinite
TVA_Transmission_2_ENT | TVA_Transmission | ENT | 2025 | B18 | 400 | 0 | 3000 | 0 | 0 | 0 | 0 | 0 | 0 | 0 | 0 | 0 | 0 | Infinite
TVA_Transmission_2_ENT | TVA_Transmission | ENT | 2025 | B19 | 700 | 0 | 3000 | 0 | 0 | 0 | 0 | 0 | 0 | 0 | 0 | 0 | 0 | Infinite
TVA_Transmission_2_ENT | TVA_Transmission | ENT | 2025 | B20 | 935 | 0 | 3000 | 0 | 0 | 0 | 0 | 0 | 0 | 0 | 0 | 0 | 0 | Infinite
TVA_Transmission_2_ENT | TVA_Transmission | ENT | 2030 | B1 | 10 | 0 | 3000 | 0 | 0 | 0 | 0 | 0 | 0 | 0 | 0 | 0 | 0 | Infinite
TVA_Transmission_2_ENT | TVA_Transmission | ENT | 2030 | B2 | 25 | 0 | 3000 | 0 | 0 | 0 | 0 | 0 | 0 | 0 | 0 | 0 | 0 | Infinite
TVA_Transmission_2_ENT | TVA_Transmission | ENT | 2030 | B3 | 75 | 0 | 3000 | 0 | 0 | 0 | 0 | 0 | 0 | 0 | 0 | 0 | 0 | Infinite
TVA_Transmission_2_ENT | TVA_Transmission | ENT | 2030 | B4 | 100 | 0 | 3000 | 0 | 0 | 0 | 0 | 0 | 0 | 0 | 0 | 0 | 0 | Infinite
TVA_Transmission_2_ENT | TVA_Transmission | ENT | 2030 | B5 | 200 | 0 | 3000 | 0 | 0 | 0 | 0 | 0 | 0 | 0 | 0 | 0 | 0 | Infinite
TVA_Transmission_2_ENT | TVA_Transmission | ENT | 2030 | B6 | 300 | 0 | 3000 | 0 | 0 | 0 | 0 | 0 | 0 | 0 | 0 | 0 | 0 | Infinite
TVA_Transmission_2_ENT | TVA_Transmission | ENT | 2030 | B7 | 400 | 0 | 3000 | 0 | 0 | 0 | 0 | 0 | 0 | 0 | 0 | 0 | 0 | Infinite
TVA_Transmission_2_ENT | TVA_Transmission | ENT | 2030 | B8 | 500 | 0 | 3000 | 0 | 0 | 0 | 0 | 0 | 0 | 0 | 0 | 0 | 0 | Infinite
TVA_Transmission_2_ENT | TVA_Transmission | ENT | 2030 | B9 | 800 | 0 | 3000 | 0 | 0 | 0 | 0 | 0 | 0 | 0 | 0 | 0 | 0 | Infinite
TVA_Transmission_2_ENT | TVA_Transmission | ENT | 2030 | B10 | 1262 | 0 | 3000 | 0 | 0 | 0 | 0 | 0 | 0 | 0 | 0 | 0 | 0 | Infinite
TVA_Transmission_2_ENT | TVA_Transmission | ENT | 2030 | B11 | 25 | 0 | 3000 | 0 | 0 | 463.43 | 0 | 0 | 0 | 0 | 0 | 0 | 0 | Infinite
TVA_Transmission_2_ENT | TVA_Transmission | ENT | 2030 | B12 | 200 | 0 | 3000 | 0 | 0 | 0 | 0 | 0 | 0 | 0 | 0 | 0 | 0 | Infinite
TVA_Transmission_2_ENT | TVA_Transmission | ENT | 2030 | B13 | 600 | 0 | 3000 | 0 | 0 | 0 | 0 | 0 | 0 | 0 | 0 | 0 | 0 | Infinite
TVA_Transmission_2_ENT | TVA_Transmission | ENT | 2030 | B14 | 900 | 0 | 3000 | 0 | 0 | 0 | 0 | 0 | 0 | 0 | 0 | 0 | 0 | Infinite
TVA_Transmission_2_ENT | TVA_Transmission | ENT | 2030 | B15 | 1203 | 0 | 3000 | 0 | 0 | 0 | 0 | 0 | 0 | 0 | 0 | 0 | 0 | Infinite
TVA_Transmission_2_ENT | TVA_Transmission | ENT | 2030 | B16 | 25 | 0 | 3000 | 0 | 0 | 0 | 0 | 0 | 0 | 0 | 0 | 0 | 0 | Infinite
TVA_Transmission_2_ENT | TVA_Transmission | ENT | 2030 | B17 | 100 | 0 | 3000 | 0 | 0 | 0 | 0 | 0 | 0 | 0 | 0 | 0 | 0 | Infinite
TVA_Transmission_2_ENT | TVA_Transmission | ENT | 2030 | B18 | 400 | 0 | 3000 | 0 | 0 | 0 | 0 | 0 | 0 | 0 | 0 | 0 | 0 | Infinite
TVA_Transmission_2_ENT | TVA_Transmission | ENT | 2030 | B19 | 700 | 0 | 3000 | 0 | 0 | 0 | 0 | 0 | 0 | 0 | 0 | 0 | 0 | Infinite
TVA_Transmission_2_ENT | TVA_Transmission | ENT | 2030 | B20 | 935 | 0 | 3000 | 0 | 0 | 0 | 0 | 0 | 0 | 0 | 0 | 0 | 0 | Infinite
TVA_Transmission_2_ENT | TVA_Transmission | ENT | 2035 | B1 | 10 | 0 | 3000 | 0 | 0 | 0 | 0 | 0 | 0 | 0 | 0 | 0 | 0 | Infinite
TVA_Transmission_2_ENT | TVA_Transmission | ENT | 2035 | B2 | 25 | 0 | 3000 | 0 | 0 | 0 | 0 | 0 | 0 | 0 | 0 | 0 | 0 | Infinite
TVA_Transmission_2_ENT | TVA_Transmission | ENT | 2035 | B3 | 75 | 0 | 3000 | 0 | 0 | 0 | 0 | 0 | 0 | 0 | 0 | 0 | 0 | Infinite
TVA_Transmission_2_ENT | TVA_Transmission | ENT | 2035 | B4 | 100 | 0 | 3000 | 0 | 0 | 0 | 0 | 0 | 0 | 0 | 0 | 0 | 0 | Infinite
TVA_Transmission_2_ENT | TVA_Transmission | ENT | 2035 | B5 | 200 | 0 | 3000 | 0 | 0 | 0 | 0 | 0 | 0 | 0 | 0 | 0 | 0 | Infinite
TVA_Transmission_2_ENT | TVA_Transmission | ENT | 2035 | B6 | 300 | 0 | 3000 | 0 | 0 | 0 | 0 | 0 | 0 | 0 | 0 | 0 | 0 | Infinite
TVA_Transmission_2_ENT | TVA_Transmission | ENT | 2035 | B7 | 400 | 0 | 3000 | 0 | 0 | 0 | 0 | 0 | 0 | 0 | 0 | 0 | 0 | Infinite
TVA_Transmission_2_ENT | TVA_Transmission | ENT | 2035 | B8 | 500 | 0 | 3000 | 0 | 0 | 0 | 0 | 0 | 0 | 0 | 0 | 0 | 0 | Infinite
TVA_Transmission_2_ENT | TVA_Transmission | ENT | 2035 | B9 | 800 | 0 | 3000 | 0 | 0 | 0 | 0 | 0 | 0 | 0 | 0 | 0 | 0 | Infinite
TVA_Transmission_2_ENT | TVA_Transmission | ENT | 2035 | B10 | 1262 | 0 | 3000 | 0 | 0 | 0 | 0 | 0 | 0 | 0 | 0 | 0 | 0 | Infinite
TVA_Transmission_2_ENT | TVA_Transmission | ENT | 2035 | B11 | 25 | 0 | 3000 | 1229.21 | 0 | 1993.99 | 0 | 0 | 0 | 0 | 0 | 0 | 0 | Infinite
TVA_Transmission_2_ENT | TVA_Transmission | ENT | 2035 | B12 | 200 | 0 | 3000 | 0 | 0 | 0 | 0 | 0 | 0 | 0 | 0 | 0 | 0 | Infinite
TVA_Transmission_2_ENT | TVA_Transmission | ENT | 2035 | B13 | 600 | 0 | 3000 | 0 | 0 | 0 | 0 | 0 | 0 | 0 | 0 | 0 | 0 | Infinite
TVA_Transmission_2_ENT | TVA_Transmission | ENT | 2035 | B14 | 900 | 0 | 3000 | 0 | 0 | 0 | 0 | 0 | 0 | 0 | 0 | 0 | 0 | Infinite
TVA_Transmission_2_ENT | TVA_Transmission | ENT | 2035 | B15 | 1203 | 0 | 3000 | 0 | 0 | 0 | 0 | 0 | 0 | 0 | 0 | 0 | 0 | Infinite
TVA_Transmission_2_ENT | TVA_Transmission | ENT | 2035 | B16 | 25 | 0 | 3000 | 0 | 0 | 0 | 0 | 0 | 0 | 0 | 0 | 0 | 0 | Infinite
TVA_Transmission_2_ENT | TVA_Transmission | ENT | 2035 | B17 | 100 | 0 | 3000 | 0 | 0 | 0 | 0 | 0 | 0 | 0 | 0 | 0 | 0 | Infinite
TVA_Transmission_2_ENT | TVA_Transmission | ENT | 2035 | B18 | 400 | 0 | 3000 | 0 | 0 | 0 | 0 | 0 | 0 | 0 | 0 | 0 | 0 | Infinite
TVA_Transmission_2_ENT | TVA_Transmission | ENT | 2035 | B19 | 700 | 0 | 3000 | 0 | 0 | 0 | 0 | 0 | 0 | 0 | 0 | 0 | 0 | Infinite
TVA_Transmission_2_ENT | TVA_Transmission | ENT | 2035 | B20 | 935 | 0 | 3000 | 0 | 0 | 0 | 0 | 0 | 0 | 0 | 0 | 0 | 0 | Infinite
TVA_Transmission_2_ENT | TVA_Transmission | ENT | 2040 | B1 | 10 | 0 | 3000 | 0 | 0 | 0 | 0 | 0 | 0 | 0 | 0 | 0 | 0 | Infinite
TVA_Transmission_2_ENT | TVA_Transmission | ENT | 2040 | B2 | 25 | 0 | 3000 | 0 | 0 | 0 | 0 | 0 | 0 | 0 | 0 | 0 | 0 | Infinite
TVA_Transmission_2_ENT | TVA_Transmission | ENT | 2040 | B3 | 75 | 0 | 3000 | 0 | 0 | 0 | 0 | 0 | 0 | 0 | 0 | 0 | 0 | Infinite
TVA_Transmission_2_ENT | TVA_Transmission | ENT | 2040 | B4 | 100 | 0 | 3000 | 0 | 0 | 0 | 0 | 0 | 0 | 0 | 0 | 0 | 0 | Infinite
TVA_Transmission_2_ENT | TVA_Transmission | ENT | 2040 | B5 | 200 | 0 | 3000 | 0 | 0 | 0 | 0 | 0 | 0 | 0 | 0 | 0 | 0 | Infinite
TVA_Transmission_2_ENT | TVA_Transmission | ENT | 2040 | B6 | 300 | 0 | 3000 | 0 | 0 | 0 | 0 | 0 | 0 | 0 | 0 | 0 | 0 | Infinite
TVA_Transmission_2_ENT | TVA_Transmission | ENT | 2040 | B7 | 400 | 0 | 3000 | 0 | 0 | 0 | 0 | 0 | 0 | 0 | 0 | 0 | 0 | Infinite
TVA_Transmission_2_ENT | TVA_Transmission | ENT | 2040 | B8 | 500 | 0 | 3000 | 0 | 0 | 0 | 0 | 0 | 0 | 0 | 0 | 0 | 0 | Infinite
TVA_Transmission_2_ENT | TVA_Transmission | ENT | 2040 | B9 | 800 | 0 | 3000 | 0 | 0 | 0 | 0 | 0 | 0 | 0 | 0 | 0 | 0 | Infinite
TVA_Transmission_2_ENT | TVA_Transmission | ENT | 2040 | B10 | 1262 | 0 | 3000 | 0 | 0 | 0 | 0 | 0 | 0 | 0 | 0 | 0 | 0 | Infinite
TVA_Transmission_2_ENT | TVA_Transmission | ENT | 2040 | B11 | 25 | 0 | 3000 | 0 | 0 | 0 | 0 | 0 | 0 | 0 | 0 | 0 | 0 | Infinite
TVA_Transmission_2_ENT | TVA_Transmission | ENT | 2040 | B12 | 200 | 0 | 3000 | 0 | 0 | 0 | 0 | 0 | 0 | 0 | 0 | 0 | 0 | Infinite
TVA_Transmission_2_ENT | TVA_Transmission | ENT | 2040 | B13 | 600 | 0 | 3000 | 0 | 0 | 0 | 0 | 0 | 0 | 0 | 0 | 0 | 0 | Infinite
TVA_Transmission_2_ENT | TVA_Transmission | ENT | 2040 | B14 | 900 | 0 | 3000 | 0 | 0 | 0 | 0 | 0 | 0 | 0 | 0 | 0 | 0 | Infinite
TVA_Transmission_2_ENT | TVA_Transmission | ENT | 2040 | B15 | 1203 | 0 | 3000 | 0 | 0 | 0 | 0 | 0 | 0 | 0 | 0 | 0 | 0 | Infinite
TVA_Transmission_2_ENT | TVA_Transmission | ENT | 2040 | B16 | 25 | 0 | 3000 | 0 | 0 | 0 | 0 | 0 | 0 | 0 | 0 | 0 | 0 | Infinite
TVA_Transmission_2_ENT | TVA_Transmission | ENT | 2040 | B17 | 100 | 0 | 3000 | 0 | 0 | 0 | 0 | 0 | 0 | 0 | 0 | 0 | 0 | Infinite
TVA_Transmission_2_ENT | TVA_Transmission | ENT | 2040 | B18 | 400 | 0 | 3000 | 0 | 0 | 0 | 0 | 0 | 0 | 0 | 0 | 0 | 0 | Infinite
TVA_Transmission_2_ENT | TVA_Transmission | ENT | 2040 | B19 | 700 | 0 | 3000 | 0 | 0 | 0 | 0 | 0 | 0 | 0 | 0 | 0 | 0 | Infinite
TVA_Transmission_2_ENT | TVA_Transmission | ENT | 2040 | B20 | 935 | 0 | 3000 | 0 | 0 | 0 | 0 | 0 | 0 | 0 | 0 | 0 | 0 | Infinite
TVA_Transmission_2_ENT | TVA_Transmission | ENT | 2045 | B1 | 10 | 0 | 3000 | 0 | 0 | 0 | 0 | 0 | 0 | 0 | 0 | 0 | 0 | Infinite
TVA_Transmission_2_ENT | TVA_Transmission | ENT | 2045 | B2 | 25 | 0 | 3000 | 0 | 0 | 0 | 0 | 0 | 0 | 0 | 0 | 0 | 0 | Infinite
TVA_Transmission_2_ENT | TVA_Transmission | ENT | 2045 | B3 | 75 | 0 | 3000 | 0 | 0 | 0 | 0 | 0 | 0 | 0 | 0 | 0 | 0 | Infinite
TVA_Transmission_2_ENT | TVA_Transmission | ENT | 2045 | B4 | 100 | 0 | 3000 | 0 | 0 | 0 | 0 | 0 | 0 | 0 | 0 | 0 | 0 | Infinite
TVA_Transmission_2_ENT | TVA_Transmission | ENT | 2045 | B5 | 200 | 0 | 3000 | 0 | 0 | 0 | 0 | 0 | 0 | 0 | 0 | 0 | 0 | Infinite
TVA_Transmission_2_ENT | TVA_Transmission | ENT | 2045 | B6 | 300 | 0 | 3000 | 0 | 0 | 0 | 0 | 0 | 0 | 0 | 0 | 0 | 0 | Infinite
TVA_Transmission_2_ENT | TVA_Transmission | ENT | 2045 | B7 | 400 | 0 | 3000 | 0 | 0 | 0 | 0 | 0 | 0 | 0 | 0 | 0 | 0 | Infinite
TVA_Transmission_2_ENT | TVA_Transmission | ENT | 2045 | B8 | 500 | 0 | 3000 | 0 | 0 | 0 | 0 | 0 | 0 | 0 | 0 | 0 | 0 | Infinite
TVA_Transmission_2_ENT | TVA_Transmission | ENT | 2045 | B9 | 800 | 0 | 3000 | 0 | 0 | 0 | 0 | 0 | 0 | 0 | 0 | 0 | 0 | Infinite
TVA_Transmission_2_ENT | TVA_Transmission | ENT | 2045 | B10 | 1262 | 0 | 3000 | 0 | 0 | 0 | 0 | 0 | 0 | 0 | 0 | 0 | 0 | Infinite
TVA_Transmission_2_ENT | TVA_Transmission | ENT | 2045 | B11 | 25 | 0 | 3000 | 0 | 0 | 0 | 0 | 0 | 0 | 0 | 0 | 0 | 0 | Infinite
TVA_Transmission_2_ENT | TVA_Transmission | ENT | 2045 | B12 | 200 | 0 | 3000 | 0 | 0 | 0 | 0 | 0 | 0 | 0 | 0 | 0 | 0 | Infinite
TVA_Transmission_2_ENT | TVA_Transmission | ENT | 2045 | B13 | 600 | 0 | 3000 | 0 | 0 | 0 | 0 | 0 | 0 | 0 | 0 | 0 | 0 | Infinite
TVA_Transmission_2_ENT | TVA_Transmission | ENT | 2045 | B14 | 900 | 0 | 3000 | 0 | 0 | 0 | 0 | 0 | 0 | 0 | 0 | 0 | 0 | Infinite
TVA_Transmission_2_ENT | TVA_Transmission | ENT | 2045 | B15 | 1203 | 0 | 3000 | 0 | 0 | 0 | 0 | 0 | 0 | 0 | 0 | 0 | 0 | Infinite
TVA_Transmission_2_ENT | TVA_Transmission | ENT | 2045 | B16 | 25 | 0 | 3000 | 0 | 0 | 0 | 0 | 0 | 0 | 0 | 0 | 0 | 0 | Infinite
TVA_Transmission_2_ENT | TVA_Transmission | ENT | 2045 | B17 | 100 | 0 | 3000 | 0 | 0 | 0 | 0 | 0 | 0 | 0 | 0 | 0 | 0 | Infinite
TVA_Transmission_2_ENT | TVA_Transmission | ENT | 2045 | B18 | 400 | 0 | 3000 | 0 | 0 | 0 | 0 | 0 | 0 | 0 | 0 | 0 | 0 | Infinite
TVA_Transmission_2_ENT | TVA_Transmission | ENT | 2045 | B19 | 700 | 0 | 3000 | 0 | 0 | 0 | 0 | 0 | 0 | 0 | 0 | 0 | 0 | Infinite
TVA_Transmission_2_ENT | TVA_Transmission | ENT | 2045 | B20 | 935 | 0 | 3000 | 0 | 0 | 0 | 0 | 0 | 0 | 0 | 0 | 0 | 0 | Infinite
TVA_Transmission_2_ENT | TVA_Transmission | ENT | 2050 | B1 | 10 | 0 | 3000 | 0 | 0 | 0 | 0 | 0 | 0 | 0 | 0 | 0 | 0 | Infinite
TVA_Transmission_2_ENT | TVA_Transmission | ENT | 2050 | B2 | 25 | 0 | 3000 | 0 | 0 | 0 | 0 | 0 | 0 | 0 | 0 | 0 | 0 | Infinite
TVA_Transmission_2_ENT | TVA_Transmission | ENT | 2050 | B3 | 75 | 0 | 3000 | 0 | 0 | 0 | 0 | 0 | 0 | 0 | 0 | 0 | 0 | Infinite
TVA_Transmission_2_ENT | TVA_Transmission | ENT | 2050 | B4 | 100 | 0 | 3000 | 0 | 0 | 0 | 0 | 0 | 0 | 0 | 0 | 0 | 0 | Infinite
TVA_Transmission_2_ENT | TVA_Transmission | ENT | 2050 | B5 | 200 | 0 | 3000 | 0 | 0 | 0 | 0 | 0 | 0 | 0 | 0 | 0 | 0 | Infinite
TVA_Transmission_2_ENT | TVA_Transmission | ENT | 2050 | B6 | 300 | 0 | 3000 | 0 | 0 | 0 | 0 | 0 | 0 | 0 | 0 | 0 | 0 | Infinite
TVA_Transmission_2_ENT | TVA_Transmission | ENT | 2050 | B7 | 400 | 0 | 3000 | 0 | 0 | 0 | 0 | 0 | 0 | 0 | 0 | 0 | 0 | Infinite
TVA_Transmission_2_ENT | TVA_Transmission | ENT | 2050 | B8 | 500 | 0 | 3000 | 0 | 0 | 0 | 0 | 0 | 0 | 0 | 0 | 0 | 0 | Infinite
TVA_Transmission_2_ENT | TVA_Transmission | ENT | 2050 | B9 | 800 | 0 | 3000 | 0 | 0 | 0 | 0 | 0 | 0 | 0 | 0 | 0 | 0 | Infinite
TVA_Transmission_2_ENT | TVA_Transmission | ENT | 2050 | B10 | 1262 | 0 | 3000 | 0 | 0 | 0 | 0 | 0 | 0 | 0 | 0 | 0 | 0 | Infinite
TVA_Transmission_2_ENT | TVA_Transmission | ENT | 2050 | B11 | 25 | 0 | 3000 | 0 | 0 | 0 | 0 | 0 | 0 | 0 | 0 | 0 | 0 | Infinite
TVA_Transmission_2_ENT | TVA_Transmission | ENT | 2050 | B12 | 200 | 0 | 3000 | 0 | 0 | 0 | 0 | 0 | 0 | 0 | 0 | 0 | 0 | Infinite
TVA_Transmission_2_ENT | TVA_Transmission | ENT | 2050 | B13 | 600 | 0 | 3000 | 0 | 0 | 0 | 0 | 0 | 0 | 0 | 0 | 0 | 0 | Infinite
TVA_Transmission_2_ENT | TVA_Transmission | ENT | 2050 | B14 | 900 | 0 | 3000 | 0 | 0 | 0 | 0 | 0 | 0 | 0 | 0 | 0 | 0 | Infinite
TVA_Transmission_2_ENT | TVA_Transmission | ENT | 2050 | B15 | 1203 | 0 | 3000 | 0 | 0 | 0 | 0 | 0 | 0 | 0 | 0 | 0 | 0 | Infinite
TVA_Transmission_2_ENT | TVA_Transmission | ENT | 2050 | B16 | 25 | 0 | 3000 | 0 | 0 | 0 | 0 | 0 | 0 | 0 | 0 | 0 | 0 | Infinite
TVA_Transmission_2_ENT | TVA_Transmission | ENT | 2050 | B17 | 100 | 0 | 3000 | 0 | 0 | 0 | 0 | 0 | 0 | 0 | 0 | 0 | 0 | Infinite
TVA_Transmission_2_ENT | TVA_Transmission | ENT | 2050 | B18 | 400 | 0 | 3000 | 0 | 0 | 0 | 0 | 0 | 0 | 0 | 0 | 0 | 0 | Infinite
TVA_Transmission_2_ENT | TVA_Transmission | ENT | 2050 | B19 | 700 | 0 | 3000 | 0 | 0 | 0 | 0 | 0 | 0 | 0 | 0 | 0 | 0 | Infinite
TVA_Transmission_2_ENT | TVA_Transmission | ENT | 2050 | B20 | 935 | 0 | 3000 | 0 | 0 | 0 | 0 | 0 | 0 | 0 | 0 | 0 | 0 | Infinite
TVA_Transmission_2_MISO_MO-IL | TVA_Transmission | MISO_MO-IL | 2015 | B1 | 10 | 0 | 4000 | 0 | 0 | 0 | 0 | 0 | 0 | 0 | 0 | 0 | 0 | Infinite
TVA_Transmission_2_MISO_MO-IL | TVA_Transmission | MISO_MO-IL | 2015 | B2 | 25 | 0 | 4000 | 0 | 0 | 0 | 0 | 0 | 0 | 0 | 0 | 0 | 0 | Infinite
TVA_Transmission_2_MISO_MO-IL | TVA_Transmission | MISO_MO-IL | 2015 | B3 | 75 | 0 | 4000 | 0 | 0 | 0 | 0 | 0 | 0 | 0 | 0 | 0 | 0 | Infinite
TVA_Transmission_2_MISO_MO-IL | TVA_Transmission | MISO_MO-IL | 2015 | B4 | 100 | 0 | 4000 | 0 | 0 | 0 | 0 | 0 | 0 | 0 | 0 | 0 | 0 | Infinite
TVA_Transmission_2_MISO_MO-IL | TVA_Transmission | MISO_MO-IL | 2015 | B5 | 200 | 0 | 4000 | 0 | 0 | 0 | 0 | 0 | 0 | 0 | 0 | 0 | 0 | Infinite
TVA_Transmission_2_MISO_MO-IL | TVA_Transmission | MISO_MO-IL | 2015 | B6 | 300 | 0 | 4000 | 0 | 0 | 0 | 0 | 0 | 0 | 0 | 0 | 0 | 0 | Infinite
TVA_Transmission_2_MISO_MO-IL | TVA_Transmission | MISO_MO-IL | 2015 | B7 | 400 | 0 | 4000 | 0 | 0 | 0 | 0 | 0 | 0 | 0 | 0 | 0 | 0 | Infinite
TVA_Transmission_2_MISO_MO-IL | TVA_Transmission | MISO_MO-IL | 2015 | B8 | 500 | 0 | 4000 | 0 | 0 | 0 | 0 | 0 | 0 | 0 | 0 | 0 | 0 | Infinite
TVA_Transmission_2_MISO_MO-IL | TVA_Transmission | MISO_MO-IL | 2015 | B9 | 800 | 0 | 4000 | 0 | 0 | 0 | 0 | 0 | 0 | 0 | 0 | 0 | 0 | Infinite
TVA_Transmission_2_MISO_MO-IL | TVA_Transmission | MISO_MO-IL | 2015 | B10 | 1262 | 0 | 4000 | 0 | 0 | 0 | 0 | 0 | 0 | 0 | 0 | 0 | 0 | Infinite
TVA_Transmission_2_MISO_MO-IL | TVA_Transmission | MISO_MO-IL | 2015 | B11 | 25 | 0 | 4000 | 0 | 0 | 0 | 0 | 0 | 0 | 0 | 0 | 0 | 0 | Infinite
TVA_Transmission_2_MISO_MO-IL | TVA_Transmission | MISO_MO-IL | 2015 | B12 | 200 | 0 | 4000 | 0 | 0 | 0 | 0 | 0 | 0 | 0 | 0 | 0 | 0 | Infinite
TVA_Transmission_2_MISO_MO-IL | TVA_Transmission | MISO_MO-IL | 2015 | B13 | 600 | 0 | 4000 | 0 | 0 | 0 | 0 | 0 | 0 | 0 | 0 | 0 | 0 | Infinite
TVA_Transmission_2_MISO_MO-IL | TVA_Transmission | MISO_MO-IL | 2015 | B14 | 900 | 0 | 4000 | 0 | 0 | 0 | 0 | 0 | 0 | 0 | 0 | 0 | 0 | Infinite
TVA_Transmission_2_MISO_MO-IL | TVA_Transmission | MISO_MO-IL | 2015 | B15 | 1203 | 0 | 4000 | 0 | 0 | 0 | 0 | 0 | 0 | 0 | 0 | 0 | 0 | Infinite
TVA_Transmission_2_MISO_MO-IL | TVA_Transmission | MISO_MO-IL | 2015 | B16 | 25 | 0 | 4000 | 0 | 0 | 0 | 0 | 0 | 0 | 0 | 0 | 0 | 0 | Infinite
TVA_Transmission_2_MISO_MO-IL | TVA_Transmission | MISO_MO-IL | 2015 | B17 | 100 | 0 | 4000 | 0 | 0 | 0 | 0 | 0 | 0 | 0 | 0 | 0 | 0 | Infinite
TVA_Transmission_2_MISO_MO-IL | TVA_Transmission | MISO_MO-IL | 2015 | B18 | 400 | 0 | 4000 | 0 | 0 | 0 | 0 | 0 | 0 | 0 | 0 | 0 | 0 | Infinite
TVA_Transmission_2_MISO_MO-IL | TVA_Transmission | MISO_MO-IL | 2015 | B19 | 700 | 0 | 4000 | 0 | 0 | 0 | 0 | 0 | 0 | 0 | 0 | 0 | 0 | Infinite
TVA_Transmission_2_MISO_MO-IL | TVA_Transmission | MISO_MO-IL | 2015 | B20 | 935 | 0 | 4000 | 0 | 0 | 0 | 0 | 0 | 0 | 0 | 0 | 0 | 0 | Infinite
TVA_Transmission_2_MISO_MO-IL | TVA_Transmission | MISO_MO-IL | 2020 | B1 | 10 | 0 | 4000 | 0 | 0 | 0 | 0 | 0 | 0 | 0 | 0 | 0 | 0 | Infinite
TVA_Transmission_2_MISO_MO-IL | TVA_Transmission | MISO_MO-IL | 2020 | B2 | 25 | 0 | 4000 | 0 | 0 | 0 | 0 | 0 | 0 | 0 | 0 | 0 | 0 | Infinite
TVA_Transmission_2_MISO_MO-IL | TVA_Transmission | MISO_MO-IL | 2020 | B3 | 75 | 0 | 4000 | 0 | 0 | 0 | 0 | 0 | 0 | 0 | 0 | 0 | 0 | Infinite
TVA_Transmission_2_MISO_MO-IL | TVA_Transmission | MISO_MO-IL | 2020 | B4 | 100 | 0 | 4000 | 0 | 0 | 0 | 0 | 0 | 0 | 0 | 0 | 0 | 0 | Infinite
TVA_Transmission_2_MISO_MO-IL | TVA_Transmission | MISO_MO-IL | 2020 | B5 | 200 | 0 | 4000 | 0 | 0 | 0 | 0 | 0 | 0 | 0 | 0 | 0 | 0 | Infinite
TVA_Transmission_2_MISO_MO-IL | TVA_Transmission | MISO_MO-IL | 2020 | B6 | 300 | 0 | 4000 | 0 | 0 | 0 | 0 | 0 | 0 | 0 | 0 | 0 | 0 | Infinite
TVA_Transmission_2_MISO_MO-IL | TVA_Transmission | MISO_MO-IL | 2020 | B7 | 400 | 0 | 4000 | 0 | 0 | 0 | 0 | 0 | 0 | 0 | 0 | 0 | 0 | Infinite
TVA_Transmission_2_MISO_MO-IL | TVA_Transmission | MISO_MO-IL | 2020 | B8 | 500 | 0 | 4000 | 0 | 0 | 0 | 0 | 0 | 0 | 0 | 0 | 0 | 0 | Infinite
TVA_Transmission_2_MISO_MO-IL | TVA_Transmission | MISO_MO-IL | 2020 | B9 | 800 | 0 | 4000 | 0 | 0 | 0 | 0 | 0 | 0 | 0 | 0 | 0 | 0 | Infinite
TVA_Transmission_2_MISO_MO-IL | TVA_Transmission | MISO_MO-IL | 2020 | B10 | 1262 | 0 | 4000 | 0 | 0 | 0 | 0 | 0 | 0 | 0 | 0 | 0 | 0 | Infinite
TVA_Transmission_2_MISO_MO-IL | TVA_Transmission | MISO_MO-IL | 2020 | B11 | 25 | 0 | 4000 | 0 | 0 | 0 | 0 | 0 | 0 | 0 | 0 | 0 | 0 | Infinite
TVA_Transmission_2_MISO_MO-IL | TVA_Transmission | MISO_MO-IL | 2020 | B12 | 200 | 0 | 4000 | 0 | 0 | 0 | 0 | 0 | 0 | 0 | 0 | 0 | 0 | Infinite
TVA_Transmission_2_MISO_MO-IL | TVA_Transmission | MISO_MO-IL | 2020 | B13 | 600 | 0 | 4000 | 0 | 0 | 0 | 0 | 0 | 0 | 0 | 0 | 0 | 0 | Infinite
TVA_Transmission_2_MISO_MO-IL | TVA_Transmission | MISO_MO-IL | 2020 | B14 | 900 | 0 | 4000 | 0 | 0 | 0 | 0 | 0 | 0 | 0 | 0 | 0 | 0 | Infinite
TVA_Transmission_2_MISO_MO-IL | TVA_Transmission | MISO_MO-IL | 2020 | B15 | 1203 | 0 | 4000 | 0 | 0 | 0 | 0 | 0 | 0 | 0 | 0 | 0 | 0 | Infinite
TVA_Transmission_2_MISO_MO-IL | TVA_Transmission | MISO_MO-IL | 2020 | B16 | 25 | 0 | 4000 | 0 | 0 | 0 | 0 | 0 | 0 | 0 | 0 | 0 | 0 | Infinite
TVA_Transmission_2_MISO_MO-IL | TVA_Transmission | MISO_MO-IL | 2020 | B17 | 100 | 0 | 4000 | 0 | 0 | 0 | 0 | 0 | 0 | 0 | 0 | 0 | 0 | Infinite
TVA_Transmission_2_MISO_MO-IL | TVA_Transmission | MISO_MO-IL | 2020 | B18 | 400 | 0 | 4000 | 0 | 0 | 0 | 0 | 0 | 0 | 0 | 0 | 0 | 0 | Infinite
TVA_Transmission_2_MISO_MO-IL | TVA_Transmission | MISO_MO-IL | 2020 | B19 | 700 | 0 | 4000 | 0 | 0 | 0 | 0 | 0 | 0 | 0 | 0 | 0 | 0 | Infinite
TVA_Transmission_2_MISO_MO-IL | TVA_Transmission | MISO_MO-IL | 2020 | B20 | 935 | 0 | 4000 | 0 | 0 | 0 | 0 | 0 | 0 | 0 | 0 | 0 | 0 | Infinite
TVA_Transmission_2_MISO_MO-IL | TVA_Transmission | MISO_MO-IL | 2025 | B1 | 10 | 0 | 4000 | 0 | 0 | 0 | 0 | 0 | 0 | 0 | 0 | 0 | 0 | Infinite
TVA_Transmission_2_MISO_MO-IL | TVA_Transmission | MISO_MO-IL | 2025 | B2 | 25 | 0 | 4000 | 0 | 0 | 0 | 0 | 0 | 0 | 0 | 0 | 0 | 0 | Infinite
TVA_Transmission_2_MISO_MO-IL | TVA_Transmission | MISO_MO-IL | 2025 | B3 | 75 | 0 | 4000 | 0 | 0 | 0 | 0 | 0 | 0 | 0 | 0 | 0 | 0 | Infinite
TVA_Transmission_2_MISO_MO-IL | TVA_Transmission | MISO_MO-IL | 2025 | B4 | 100 | 0 | 4000 | 0 | 0 | 0 | 0 | 0 | 0 | 0 | 0 | 0 | 0 | Infinite
TVA_Transmission_2_MISO_MO-IL | TVA_Transmission | MISO_MO-IL | 2025 | B5 | 200 | 0 | 4000 | 0 | 0 | 0 | 0 | 0 | 0 | 0 | 0 | 0 | 0 | Infinite
TVA_Transmission_2_MISO_MO-IL | TVA_Transmission | MISO_MO-IL | 2025 | B6 | 300 | 0 | 4000 | 0 | 0 | 0 | 0 | 0 | 0 | 0 | 0 | 0 | 0 | Infinite
TVA_Transmission_2_MISO_MO-IL | TVA_Transmission | MISO_MO-IL | 2025 | B7 | 400 | 0 | 4000 | 0 | 0 | 0 | 0 | 0 | 0 | 0 | 0 | 0 | 0 | Infinite
TVA_Transmission_2_MISO_MO-IL | TVA_Transmission | MISO_MO-IL | 2025 | B8 | 500 | 0 | 4000 | 0 | 0 | 0 | 0 | 0 | 0 | 0 | 0 | 0 | 0 | Infinite
TVA_Transmission_2_MISO_MO-IL | TVA_Transmission | MISO_MO-IL | 2025 | B9 | 800 | 0 | 4000 | 0 | 0 | 0 | 0 | 0 | 0 | 0 | 0 | 0 | 0 | Infinite
TVA_Transmission_2_MISO_MO-IL | TVA_Transmission | MISO_MO-IL | 2025 | B10 | 1262 | 0 | 4000 | 0 | 0 | 0 | 0 | 0 | 0 | 0 | 0 | 0 | 0 | Infinite
TVA_Transmission_2_MISO_MO-IL | TVA_Transmission | MISO_MO-IL | 2025 | B11 | 25 | 0 | 4000 | 0 | 0 | 0 | 0 | 0 | 0 | 0 | 0 | 0 | 0 | Infinite
TVA_Transmission_2_MISO_MO-IL | TVA_Transmission | MISO_MO-IL | 2025 | B12 | 200 | 0 | 4000 | 0 | 0 | 0 | 0 | 0 | 0 | 0 | 0 | 0 | 0 | Infinite
TVA_Transmission_2_MISO_MO-IL | TVA_Transmission | MISO_MO-IL | 2025 | B13 | 600 | 0 | 4000 | 0 | 0 | 0 | 0 | 0 | 0 | 0 | 0 | 0 | 0 | Infinite
TVA_Transmission_2_MISO_MO-IL | TVA_Transmission | MISO_MO-IL | 2025 | B14 | 900 | 0 | 4000 | 0 | 0 | 0 | 0 | 0 | 0 | 0 | 0 | 0 | 0 | Infinite
TVA_Transmission_2_MISO_MO-IL | TVA_Transmission | MISO_MO-IL | 2025 | B15 | 1203 | 0 | 4000 | 0 | 0 | 0 | 0 | 0 | 0 | 0 | 0 | 0 | 0 | Infinite
TVA_Transmission_2_MISO_MO-IL | TVA_Transmission | MISO_MO-IL | 2025 | B16 | 25 | 0 | 4000 | 0 | 0 | 0 | 0 | 0 | 0 | 0 | 0 | 0 | 0 | Infinite
TVA_Transmission_2_MISO_MO-IL | TVA_Transmission | MISO_MO-IL | 2025 | B17 | 100 | 0 | 4000 | 0 | 0 | 0 | 0 | 0 | 0 | 0 | 0 | 0 | 0 | Infinite
TVA_Transmission_2_MISO_MO-IL | TVA_Transmission | MISO_MO-IL | 2025 | B18 | 400 | 0 | 4000 | 0 | 0 | 0 | 0 | 0 | 0 | 0 | 0 | 0 | 0 | Infinite
TVA_Transmission_2_MISO_MO-IL | TVA_Transmission | MISO_MO-IL | 2025 | B19 | 700 | 0 | 4000 | 0 | 0 | 0 | 0 | 0 | 0 | 0 | 0 | 0 | 0 | Infinite
TVA_Transmission_2_MISO_MO-IL | TVA_Transmission | MISO_MO-IL | 2025 | B20 | 935 | 0 | 4000 | 0 | 0 | 0 | 0 | 0 | 0 | 0 | 0 | 0 | 0 | Infinite
TVA_Transmission_2_MISO_MO-IL | TVA_Transmission | MISO_MO-IL | 2030 | B1 | 10 | 0 | 4000 | 0 | 0 | 0 | 0 | 0 | 0 | 0 | 0 | 0 | 0 | Infinite
TVA_Transmission_2_MISO_MO-IL | TVA_Transmission | MISO_MO-IL | 2030 | B2 | 25 | 0 | 4000 | 0 | 0 | 0 | 0 | 0 | 0 | 0 | 0 | 0 | 0 | Infinite
TVA_Transmission_2_MISO_MO-IL | TVA_Transmission | MISO_MO-IL | 2030 | B3 | 75 | 0 | 4000 | 0 | 0 | 0 | 0 | 0 | 0 | 0 | 0 | 0 | 0 | Infinite
TVA_Transmission_2_MISO_MO-IL | TVA_Transmission | MISO_MO-IL | 2030 | B4 | 100 | 0 | 4000 | 0 | 0 | 0 | 0 | 0 | 0 | 0 | 0 | 0 | 0 | Infinite
TVA_Transmission_2_MISO_MO-IL | TVA_Transmission | MISO_MO-IL | 2030 | B5 | 200 | 0 | 4000 | 0 | 0 | 0 | 0 | 0 | 0 | 0 | 0 | 0 | 0 | Infinite
TVA_Transmission_2_MISO_MO-IL | TVA_Transmission | MISO_MO-IL | 2030 | B6 | 300 | 0 | 4000 | 0 | 0 | 0 | 0 | 0 | 0 | 0 | 0 | 0 | 0 | Infinite
TVA_Transmission_2_MISO_MO-IL | TVA_Transmission | MISO_MO-IL | 2030 | B7 | 400 | 0 | 4000 | 0 | 0 | 0 | 0 | 0 | 0 | 0 | 0 | 0 | 0 | Infinite
TVA_Transmission_2_MISO_MO-IL | TVA_Transmission | MISO_MO-IL | 2030 | B8 | 500 | 0 | 4000 | 0 | 0 | 0 | 0 | 0 | 0 | 0 | 0 | 0 | 0 | Infinite
TVA_Transmission_2_MISO_MO-IL | TVA_Transmission | MISO_MO-IL | 2030 | B9 | 800 | 0 | 4000 | 0 | 0 | 0 | 0 | 0 | 0 | 0 | 0 | 0 | 0 | Infinite
TVA_Transmission_2_MISO_MO-IL | TVA_Transmission | MISO_MO-IL | 2030 | B10 | 1262 | 0 | 4000 | 0 | 0 | 0 | 0 | 0 | 0 | 0 | 0 | 0 | 0 | Infinite
TVA_Transmission_2_MISO_MO-IL | TVA_Transmission | MISO_MO-IL | 2030 | B11 | 25 | 0 | 4000 | 0 | 0 | 0 | 0 | 0 | 0 | 0 | 0 | 0 | 0 | Infinite
TVA_Transmission_2_MISO_MO-IL | TVA_Transmission | MISO_MO-IL | 2030 | B12 | 200 | 0 | 4000 | 0 | 0 | 0 | 0 | 0 | 0 | 0 | 0 | 0 | 0 | Infinite
TVA_Transmission_2_MISO_MO-IL | TVA_Transmission | MISO_MO-IL | 2030 | B13 | 600 | 0 | 4000 | 0 | 0 | 0 | 0 | 0 | 0 | 0 | 0 | 0 | 0 | Infinite
TVA_Transmission_2_MISO_MO-IL | TVA_Transmission | MISO_MO-IL | 2030 | B14 | 900 | 0 | 4000 | 0 | 0 | 0 | 0 | 0 | 0 | 0 | 0 | 0 | 0 | Infinite
TVA_Transmission_2_MISO_MO-IL | TVA_Transmission | MISO_MO-IL | 2030 | B15 | 1203 | 0 | 4000 | 0 | 0 | 0 | 0 | 0 | 0 | 0 | 0 | 0 | 0 | Infinite
TVA_Transmission_2_MISO_MO-IL | TVA_Transmission | MISO_MO-IL | 2030 | B16 | 25 | 0 | 4000 | 0 | 0 | 0 | 0 | 0 | 0 | 0 | 0 | 0 | 0 | Infinite
TVA_Transmission_2_MISO_MO-IL | TVA_Transmission | MISO_MO-IL | 2030 | B17 | 100 | 0 | 4000 | 0 | 0 | 0 | 0 | 0 | 0 | 0 | 0 | 0 | 0 | Infinite
TVA_Transmission_2_MISO_MO-IL | TVA_Transmission | MISO_MO-IL | 2030 | B18 | 400 | 0 | 4000 | 0 | 0 | 0 | 0 | 0 | 0 | 0 | 0 | 0 | 0 | Infinite
TVA_Transmission_2_MISO_MO-IL | TVA_Transmission | MISO_MO-IL | 2030 | B19 | 700 | 0 | 4000 | 0 | 0 | 0 | 0 | 0 | 0 | 0 | 0 | 0 | 0 | Infinite
TVA_Transmission_2_MISO_MO-IL | TVA_Transmission | MISO_MO-IL | 2030 | B20 | 935 | 0 | 4000 | 0 | 0 | 0 | 0 | 0 | 0 | 0 | 0 | 0 | 0 | Infinite
TVA_Transmission_2_MISO_MO-IL | TVA_Transmission | MISO_MO-IL | 2035 | B1 | 10 | 0 | 4000 | 0 | 0 | 0 | 0 | 0 | 0 | 0 | 0 | 0 | 0 | Infinite
TVA_Transmission_2_MISO_MO-IL | TVA_Transmission | MISO_MO-IL | 2035 | B2 | 25 | 0 | 4000 | 0 | 0 | 0 | 0 | 0 | 0 | 0 | 0 | 0 | 0 | Infinite
TVA_Transmission_2_MISO_MO-IL | TVA_Transmission | MISO_MO-IL | 2035 | B3 | 75 | 0 | 4000 | 0 | 0 | 0 | 0 | 0 | 0 | 0 | 0 | 0 | 0 | Infinite
TVA_Transmission_2_MISO_MO-IL | TVA_Transmission | MISO_MO-IL | 2035 | B4 | 100 | 0 | 4000 | 0 | 0 | 0 | 0 | 0 | 0 | 0 | 0 | 0 | 0 | Infinite
TVA_Transmission_2_MISO_MO-IL | TVA_Transmission | MISO_MO-IL | 2035 | B5 | 200 | 0 | 4000 | 0 | 0 | 0 | 0 | 0 | 0 | 0 | 0 | 0 | 0 | Infinite
TVA_Transmission_2_MISO_MO-IL | TVA_Transmission | MISO_MO-IL | 2035 | B6 | 300 | 0 | 4000 | 0 | 0 | 0 | 0 | 0 | 0 | 0 | 0 | 0 | 0 | Infinite
TVA_Transmission_2_MISO_MO-IL | TVA_Transmission | MISO_MO-IL | 2035 | B7 | 400 | 0 | 4000 | 0 | 0 | 0 | 0 | 0 | 0 | 0 | 0 | 0 | 0 | Infinite
TVA_Transmission_2_MISO_MO-IL | TVA_Transmission | MISO_MO-IL | 2035 | B8 | 500 | 0 | 4000 | 0 | 0 | 0 | 0 | 0 | 0 | 0 | 0 | 0 | 0 | Infinite
TVA_Transmission_2_MISO_MO-IL | TVA_Transmission | MISO_MO-IL | 2035 | B9 | 800 | 0 | 4000 | 0 | 0 | 0 | 0 | 0 | 0 | 0 | 0 | 0 | 0 | Infinite
TVA_Transmission_2_MISO_MO-IL | TVA_Transmission | MISO_MO-IL | 2035 | B10 | 1262 | 0 | 4000 | 0 | 0 | 0 | 0 | 0 | 0 | 0 | 0 | 0 | 0 | Infinite
TVA_Transmission_2_MISO_MO-IL | TVA_Transmission | MISO_MO-IL | 2035 | B11 | 25 | 0 | 4000 | 0 | 0 | 0 | 0 | 0 | 0 | 0 | 0 | 0 | 0 | Infinite
TVA_Transmission_2_MISO_MO-IL | TVA_Transmission | MISO_MO-IL | 2035 | B12 | 200 | 0 | 4000 | 0 | 0 | 0 | 0 | 0 | 0 | 0 | 0 | 0 | 0 | Infinite
TVA_Transmission_2_MISO_MO-IL | TVA_Transmission | MISO_MO-IL | 2035 | B13 | 600 | 0 | 4000 | 0 | 0 | 0 | 0 | 0 | 0 | 0 | 0 | 0 | 0 | Infinite
TVA_Transmission_2_MISO_MO-IL | TVA_Transmission | MISO_MO-IL | 2035 | B14 | 900 | 0 | 4000 | 0 | 0 | 0 | 0 | 0 | 0 | 0 | 0 | 0 | 0 | Infinite
TVA_Transmission_2_MISO_MO-IL | TVA_Transmission | MISO_MO-IL | 2035 | B15 | 1203 | 0 | 4000 | 0 | 0 | 0 | 0 | 0 | 0 | 0 | 0 | 0 | 0 | Infinite
TVA_Transmission_2_MISO_MO-IL | TVA_Transmission | MISO_MO-IL | 2035 | B16 | 25 | 0 | 4000 | 0 | 0 | 0 | 0 | 0 | 0 | 0 | 0 | 0 | 0 | Infinite
TVA_Transmission_2_MISO_MO-IL | TVA_Transmission | MISO_MO-IL | 2035 | B17 | 100 | 0 | 4000 | 0 | 0 | 0 | 0 | 0 | 0 | 0 | 0 | 0 | 0 | Infinite
TVA_Transmission_2_MISO_MO-IL | TVA_Transmission | MISO_MO-IL | 2035 | B18 | 400 | 0 | 4000 | 0 | 0 | 0 | 0 | 0 | 0 | 0 | 0 | 0 | 0 | Infinite
TVA_Transmission_2_MISO_MO-IL | TVA_Transmission | MISO_MO-IL | 2035 | B19 | 700 | 0 | 4000 | 0 | 0 | 0 | 0 | 0 | 0 | 0 | 0 | 0 | 0 | Infinite
TVA_Transmission_2_MISO_MO-IL | TVA_Transmission | MISO_MO-IL | 2035 | B20 | 935 | 0 | 4000 | 0 | 0 | 0 | 0 | 0 | 0 | 0 | 0 | 0 | 0 | Infinite
TVA_Transmission_2_MISO_MO-IL | TVA_Transmission | MISO_MO-IL | 2040 | B1 | 10 | 0 | 4000 | 0 | 0 | 0 | 0 | 0 | 0 | 0 | 0 | 0 | 0 | Infinite
TVA_Transmission_2_MISO_MO-IL | TVA_Transmission | MISO_MO-IL | 2040 | B2 | 25 | 0 | 4000 | 0 | 0 | 0 | 0 | 0 | 0 | 0 | 0 | 0 | 0 | Infinite
TVA_Transmission_2_MISO_MO-IL | TVA_Transmission | MISO_MO-IL | 2040 | B3 | 75 | 0 | 4000 | 0 | 0 | 0 | 0 | 0 | 0 | 0 | 0 | 0 | 0 | Infinite
TVA_Transmission_2_MISO_MO-IL | TVA_Transmission | MISO_MO-IL | 2040 | B4 | 100 | 0 | 4000 | 0 | 0 | 0 | 0 | 0 | 0 | 0 | 0 | 0 | 0 | Infinite
TVA_Transmission_2_MISO_MO-IL | TVA_Transmission | MISO_MO-IL | 2040 | B5 | 200 | 0 | 4000 | 0 | 0 | 0 | 0 | 0 | 0 | 0 | 0 | 0 | 0 | Infinite
TVA_Transmission_2_MISO_MO-IL | TVA_Transmission | MISO_MO-IL | 2040 | B6 | 300 | 0 | 4000 | 0 | 0 | 0 | 0 | 0 | 0 | 0 | 0 | 0 | 0 | Infinite
TVA_Transmission_2_MISO_MO-IL | TVA_Transmission | MISO_MO-IL | 2040 | B7 | 400 | 0 | 4000 | 0 | 0 | 0 | 0 | 0 | 0 | 0 | 0 | 0 | 0 | Infinite
TVA_Transmission_2_MISO_MO-IL | TVA_Transmission | MISO_MO-IL | 2040 | B8 | 500 | 0 | 4000 | 0 | 0 | 0 | 0 | 0 | 0 | 0 | 0 | 0 | 0 | Infinite
TVA_Transmission_2_MISO_MO-IL | TVA_Transmission | MISO_MO-IL | 2040 | B9 | 800 | 0 | 4000 | 0 | 0 | 0 | 0 | 0 | 0 | 0 | 0 | 0 | 0 | Infinite
TVA_Transmission_2_MISO_MO-IL | TVA_Transmission | MISO_MO-IL | 2040 | B10 | 1262 | 0 | 4000 | 0 | 0 | 0 | 0 | 0 | 0 | 0 | 0 | 0 | 0 | Infinite
TVA_Transmission_2_MISO_MO-IL | TVA_Transmission | MISO_MO-IL | 2040 | B11 | 25 | 0 | 4000 | 0 | 0 | 0 | 0 | 0 | 0 | 0 | 0 | 0 | 0 | Infinite
TVA_Transmission_2_MISO_MO-IL | TVA_Transmission | MISO_MO-IL | 2040 | B12 | 200 | 0 | 4000 | 0 | 0 | 0 | 0 | 0 | 0 | 0 | 0 | 0 | 0 | Infinite
TVA_Transmission_2_MISO_MO-IL | TVA_Transmission | MISO_MO-IL | 2040 | B13 | 600 | 0 | 4000 | 0 | 0 | 0 | 0 | 0 | 0 | 0 | 0 | 0 | 0 | Infinite
TVA_Transmission_2_MISO_MO-IL | TVA_Transmission | MISO_MO-IL | 2040 | B14 | 900 | 0 | 4000 | 0 | 0 | 0 | 0 | 0 | 0 | 0 | 0 | 0 | 0 | Infinite
TVA_Transmission_2_MISO_MO-IL | TVA_Transmission | MISO_MO-IL | 2040 | B15 | 1203 | 0 | 4000 | 0 | 0 | 0 | 0 | 0 | 0 | 0 | 0 | 0 | 0 | Infinite
TVA_Transmission_2_MISO_MO-IL | TVA_Transmission | MISO_MO-IL | 2040 | B16 | 25 | 0 | 4000 | 0 | 0 | 0 | 0 | 0 | 0 | 0 | 0 | 0 | 0 | Infinite
TVA_Transmission_2_MISO_MO-IL | TVA_Transmission | MISO_MO-IL | 2040 | B17 | 100 | 0 | 4000 | 0 | 0 | 0 | 0 | 0 | 0 | 0 | 0 | 0 | 0 | Infinite
TVA_Transmission_2_MISO_MO-IL | TVA_Transmission | MISO_MO-IL | 2040 | B18 | 400 | 0 | 4000 | 0 | 0 | 0 | 0 | 0 | 0 | 0 | 0 | 0 | 0 | Infinite
TVA_Transmission_2_MISO_MO-IL | TVA_Transmission | MISO_MO-IL | 2040 | B19 | 700 | 0 | 4000 | 0 | 0 | 0 | 0 | 0 | 0 | 0 | 0 | 0 | 0 | Infinite
TVA_Transmission_2_MISO_MO-IL | TVA_Transmission | MISO_MO-IL | 2040 | B20 | 935 | 0 | 4000 | 0 | 0 | 0 | 0 | 0 | 0 | 0 | 0 | 0 | 0 | Infinite
TVA_Transmission_2_MISO_MO-IL | TVA_Transmission | MISO_MO-IL | 2045 | B1 | 10 | 0 | 4000 | 0 | 0 | 0 | 0 | 0 | 0 | 0 | 0 | 0 | 0 | Infinite
TVA_Transmission_2_MISO_MO-IL | TVA_Transmission | MISO_MO-IL | 2045 | B2 | 25 | 0 | 4000 | 0 | 0 | 0 | 0 | 0 | 0 | 0 | 0 | 0 | 0 | Infinite
TVA_Transmission_2_MISO_MO-IL | TVA_Transmission | MISO_MO-IL | 2045 | B3 | 75 | 0 | 4000 | 0 | 0 | 0 | 0 | 0 | 0 | 0 | 0 | 0 | 0 | Infinite
TVA_Transmission_2_MISO_MO-IL | TVA_Transmission | MISO_MO-IL | 2045 | B4 | 100 | 0 | 4000 | 0 | 0 | 0 | 0 | 0 | 0 | 0 | 0 | 0 | 0 | Infinite
TVA_Transmission_2_MISO_MO-IL | TVA_Transmission | MISO_MO-IL | 2045 | B5 | 200 | 0 | 4000 | 0 | 0 | 0 | 0 | 0 | 0 | 0 | 0 | 0 | 0 | Infinite
TVA_Transmission_2_MISO_MO-IL | TVA_Transmission | MISO_MO-IL | 2045 | B6 | 300 | 0 | 4000 | 0 | 0 | 0 | 0 | 0 | 0 | 0 | 0 | 0 | 0 | Infinite
TVA_Transmission_2_MISO_MO-IL | TVA_Transmission | MISO_MO-IL | 2045 | B7 | 400 | 0 | 4000 | 0 | 0 | 0 | 0 | 0 | 0 | 0 | 0 | 0 | 0 | Infinite
TVA_Transmission_2_MISO_MO-IL | TVA_Transmission | MISO_MO-IL | 2045 | B8 | 500 | 0 | 4000 | 0 | 0 | 0 | 0 | 0 | 0 | 0 | 0 | 0 | 0 | Infinite
TVA_Transmission_2_MISO_MO-IL | TVA_Transmission | MISO_MO-IL | 2045 | B9 | 800 | 0 | 4000 | 0 | 0 | 0 | 0 | 0 | 0 | 0 | 0 | 0 | 0 | Infinite
TVA_Transmission_2_MISO_MO-IL | TVA_Transmission | MISO_MO-IL | 2045 | B10 | 1262 | 0 | 4000 | 0 | 0 | 0 | 0 | 0 | 0 | 0 | 0 | 0 | 0 | Infinite
TVA_Transmission_2_MISO_MO-IL | TVA_Transmission | MISO_MO-IL | 2045 | B11 | 25 | 0 | 4000 | 0 | 0 | 0 | 0 | 0 | 0 | 0 | 0 | 0 | 0 | Infinite
TVA_Transmission_2_MISO_MO-IL | TVA_Transmission | MISO_MO-IL | 2045 | B12 | 200 | 0 | 4000 | 0 | 0 | 0 | 0 | 0 | 0 | 0 | 0 | 0 | 0 | Infinite
TVA_Transmission_2_MISO_MO-IL | TVA_Transmission | MISO_MO-IL | 2045 | B13 | 600 | 0 | 4000 | 0 | 0 | 0 | 0 | 0 | 0 | 0 | 0 | 0 | 0 | Infinite
TVA_Transmission_2_MISO_MO-IL | TVA_Transmission | MISO_MO-IL | 2045 | B14 | 900 | 0 | 4000 | 0 | 0 | 0 | 0 | 0 | 0 | 0 | 0 | 0 | 0 | Infinite
TVA_Transmission_2_MISO_MO-IL | TVA_Transmission | MISO_MO-IL | 2045 | B15 | 1203 | 0 | 4000 | 0 | 0 | 0 | 0 | 0 | 0 | 0 | 0 | 0 | 0 | Infinite
TVA_Transmission_2_MISO_MO-IL | TVA_Transmission | MISO_MO-IL | 2045 | B16 | 25 | 0 | 4000 | 0 | 0 | 0 | 0 | 0 | 0 | 0 | 0 | 0 | 0 | Infinite
TVA_Transmission_2_MISO_MO-IL | TVA_Transmission | MISO_MO-IL | 2045 | B17 | 100 | 0 | 4000 | 0 | 0 | 0 | 0 | 0 | 0 | 0 | 0 | 0 | 0 | Infinite
TVA_Transmission_2_MISO_MO-IL | TVA_Transmission | MISO_MO-IL | 2045 | B18 | 400 | 0 | 4000 | 0 | 0 | 0 | 0 | 0 | 0 | 0 | 0 | 0 | 0 | Infinite
TVA_Transmission_2_MISO_MO-IL | TVA_Transmission | MISO_MO-IL | 2045 | B19 | 700 | 0 | 4000 | 0 | 0 | 0 | 0 | 0 | 0 | 0 | 0 | 0 | 0 | Infinite
TVA_Transmission_2_MISO_MO-IL | TVA_Transmission | MISO_MO-IL | 2045 | B20 | 935 | 0 | 4000 | 0 | 0 | 0 | 0 | 0 | 0 | 0 | 0 | 0 | 0 | Infinite
TVA_Transmission_2_MISO_MO-IL | TVA_Transmission | MISO_MO-IL | 2050 | B1 | 10 | 0 | 4000 | 0 | 0 | 0 | 0 | 0 | 0 | 0 | 0 | 0 | 0 | Infinite
TVA_Transmission_2_MISO_MO-IL | TVA_Transmission | MISO_MO-IL | 2050 | B2 | 25 | 0 | 4000 | 0 | 0 | 0 | 0 | 0 | 0 | 0 | 0 | 0 | 0 | Infinite
TVA_Transmission_2_MISO_MO-IL | TVA_Transmission | MISO_MO-IL | 2050 | B3 | 75 | 0 | 4000 | 0 | 0 | 0 | 0 | 0 | 0 | 0 | 0 | 0 | 0 | Infinite
TVA_Transmission_2_MISO_MO-IL | TVA_Transmission | MISO_MO-IL | 2050 | B4 | 100 | 0 | 4000 | 0 | 0 | 0 | 0 | 0 | 0 | 0 | 0 | 0 | 0 | Infinite
TVA_Transmission_2_MISO_MO-IL | TVA_Transmission | MISO_MO-IL | 2050 | B5 | 200 | 0 | 4000 | 0 | 0 | 0 | 0 | 0 | 0 | 0 | 0 | 0 | 0 | Infinite
TVA_Transmission_2_MISO_MO-IL | TVA_Transmission | MISO_MO-IL | 2050 | B6 | 300 | 0 | 4000 | 0 | 0 | 0 | 0 | 0 | 0 | 0 | 0 | 0 | 0 | Infinite
TVA_Transmission_2_MISO_MO-IL | TVA_Transmission | MISO_MO-IL | 2050 | B7 | 400 | 0 | 4000 | 0 | 0 | 0 | 0 | 0 | 0 | 0 | 0 | 0 | 0 | Infinite
TVA_Transmission_2_MISO_MO-IL | TVA_Transmission | MISO_MO-IL | 2050 | B8 | 500 | 0 | 4000 | 0 | 0 | 0 | 0 | 0 | 0 | 0 | 0 | 0 | 0 | Infinite
TVA_Transmission_2_MISO_MO-IL | TVA_Transmission | MISO_MO-IL | 2050 | B9 | 800 | 0 | 4000 | 0 | 0 | 0 | 0 | 0 | 0 | 0 | 0 | 0 | 0 | Infinite
TVA_Transmission_2_MISO_MO-IL | TVA_Transmission | MISO_MO-IL | 2050 | B10 | 1262 | 0 | 4000 | 0 | 0 | 0 | 0 | 0 | 0 | 0 | 0 | 0 | 0 | Infinite
TVA_Transmission_2_MISO_MO-IL | TVA_Transmission | MISO_MO-IL | 2050 | B11 | 25 | 0 | 4000 | 0 | 0 | 0 | 0 | 0 | 0 | 0 | 0 | 0 | 0 | Infinite
TVA_Transmission_2_MISO_MO-IL | TVA_Transmission | MISO_MO-IL | 2050 | B12 | 200 | 0 | 4000 | 0 | 0 | 0 | 0 | 0 | 0 | 0 | 0 | 0 | 0 | Infinite
TVA_Transmission_2_MISO_MO-IL | TVA_Transmission | MISO_MO-IL | 2050 | B13 | 600 | 0 | 4000 | 0 | 0 | 0 | 0 | 0 | 0 | 0 | 0 | 0 | 0 | Infinite
TVA_Transmission_2_MISO_MO-IL | TVA_Transmission | MISO_MO-IL | 2050 | B14 | 900 | 0 | 4000 | 0 | 0 | 0 | 0 | 0 | 0 | 0 | 0 | 0 | 0 | Infinite
TVA_Transmission_2_MISO_MO-IL | TVA_Transmission | MISO_MO-IL | 2050 | B15 | 1203 | 0 | 4000 | 0 | 0 | 0 | 0 | 0 | 0 | 0 | 0 | 0 | 0 | Infinite
TVA_Transmission_2_MISO_MO-IL | TVA_Transmission | MISO_MO-IL | 2050 | B16 | 25 | 0 | 4000 | 0 | 0 | 0 | 0 | 0 | 0 | 0 | 0 | 0 | 0 | Infinite
TVA_Transmission_2_MISO_MO-IL | TVA_Transmission | MISO_MO-IL | 2050 | B17 | 100 | 0 | 4000 | 0 | 0 | 0 | 0 | 0 | 0 | 0 | 0 | 0 | 0 | Infinite
TVA_Transmission_2_MISO_MO-IL | TVA_Transmission | MISO_MO-IL | 2050 | B18 | 400 | 0 | 4000 | 0 | 0 | 0 | 0 | 0 | 0 | 0 | 0 | 0 | 0 | Infinite
TVA_Transmission_2_MISO_MO-IL | TVA_Transmission | MISO_MO-IL | 2050 | B19 | 700 | 0 | 4000 | 0 | 0 | 0 | 0 | 0 | 0 | 0 | 0 | 0 | 0 | Infinite
TVA_Transmission_2_MISO_MO-IL | TVA_Transmission | MISO_MO-IL | 2050 | B20 | 935 | 0 | 4000 | 0 | 0 | 0 | 0 | 0 | 0 | 0 | 0 | 0 | 0 | Infinite
TVA_Transmission_2_NonRTO_Midwest | TVA_Transmission | NonRTO_Midwest | 2015 | B1 | 10 | 0 | 700 | 0 | 0 | 0 | 0 | 0 | 0 | 0 | 0 | 0 | 0 | Infinite
TVA_Transmission_2_NonRTO_Midwest | TVA_Transmission | NonRTO_Midwest | 2015 | B2 | 25 | 0 | 700 | 0 | 0 | 0 | 0 | 0 | 0 | 0 | 0 | 0 | 0 | Infinite
TVA_Transmission_2_NonRTO_Midwest | TVA_Transmission | NonRTO_Midwest | 2015 | B3 | 75 | 0 | 700 | 0 | 0 | 0 | 0 | 0 | 0 | 0 | 0 | 0 | 0 | Infinite
TVA_Transmission_2_NonRTO_Midwest | TVA_Transmission | NonRTO_Midwest | 2015 | B4 | 100 | 0 | 700 | 0 | 0 | 0 | 0 | 0 | 0 | 0 | 0 | 0 | 0 | Infinite
TVA_Transmission_2_NonRTO_Midwest | TVA_Transmission | NonRTO_Midwest | 2015 | B5 | 200 | 0 | 700 | 0 | 0 | 0 | 0 | 0 | 0 | 0 | 0 | 0 | 0 | Infinite
TVA_Transmission_2_NonRTO_Midwest | TVA_Transmission | NonRTO_Midwest | 2015 | B6 | 300 | 0 | 700 | 0 | 0 | 0 | 0 | 0 | 0 | 0 | 0 | 0 | 0 | Infinite
TVA_Transmission_2_NonRTO_Midwest | TVA_Transmission | NonRTO_Midwest | 2015 | B7 | 400 | 0 | 700 | 0 | 0 | 0 | 0 | 0 | 0 | 0 | 0 | 0 | 0 | Infinite
TVA_Transmission_2_NonRTO_Midwest | TVA_Transmission | NonRTO_Midwest | 2015 | B8 | 500 | 0 | 700 | 0 | 0 | 0 | 0 | 0 | 0 | 0 | 0 | 0 | 0 | Infinite
TVA_Transmission_2_NonRTO_Midwest | TVA_Transmission | NonRTO_Midwest | 2015 | B9 | 800 | 0 | 700 | 0 | 0 | 0 | 0 | 0 | 0 | 0 | 0 | 0 | 0 | Infinite
TVA_Transmission_2_NonRTO_Midwest | TVA_Transmission | NonRTO_Midwest | 2015 | B10 | 1262 | 0 | 700 | 0 | 0 | 0 | 0 | 0 | 0 | 0 | 0 | 0 | 0 | Infinite
TVA_Transmission_2_NonRTO_Midwest | TVA_Transmission | NonRTO_Midwest | 2015 | B11 | 25 | 0 | 700 | 0 | 0 | 0 | 0 | 0 | 0 | 0 | 0 | 0 | 0 | Infinite
TVA_Transmission_2_NonRTO_Midwest | TVA_Transmission | NonRTO_Midwest | 2015 | B12 | 200 | 0 | 700 | 0 | 0 | 0 | 0 | 0 | 0 | 0 | 0 | 0 | 0 | Infinite
TVA_Transmission_2_NonRTO_Midwest | TVA_Transmission | NonRTO_Midwest | 2015 | B13 | 600 | 0 | 700 | 0 | 0 | 0 | 0 | 0 | 0 | 0 | 0 | 0 | 0 | Infinite
TVA_Transmission_2_NonRTO_Midwest | TVA_Transmission | NonRTO_Midwest | 2015 | B14 | 900 | 0 | 700 | 0 | 0 | 0 | 0 | 0 | 0 | 0 | 0 | 0 | 0 | Infinite
TVA_Transmission_2_NonRTO_Midwest | TVA_Transmission | NonRTO_Midwest | 2015 | B15 | 1203 | 0 | 700 | 0 | 0 | 0 | 0 | 0 | 0 | 0 | 0 | 0 | 0 | Infinite
TVA_Transmission_2_NonRTO_Midwest | TVA_Transmission | NonRTO_Midwest | 2015 | B16 | 25 | 0 | 700 | 0 | 0 | 0 | 0 | 0 | 0 | 0 | 0 | 0 | 0 | Infinite
TVA_Transmission_2_NonRTO_Midwest | TVA_Transmission | NonRTO_Midwest | 2015 | B17 | 100 | 0 | 700 | 0 | 0 | 0 | 0 | 0 | 0 | 0 | 0 | 0 | 0 | Infinite
TVA_Transmission_2_NonRTO_Midwest | TVA_Transmission | NonRTO_Midwest | 2015 | B18 | 400 | 0 | 700 | 0 | 0 | 0 | 0 | 0 | 0 | 0 | 0 | 0 | 0 | Infinite
TVA_Transmission_2_NonRTO_Midwest | TVA_Transmission | NonRTO_Midwest | 2015 | B19 | 700 | 0 | 700 | 0 | 0 | 0 | 0 | 0 | 0 | 0 | 0 | 0 | 0 | Infinite
TVA_Transmission_2_NonRTO_Midwest | TVA_Transmission | NonRTO_Midwest | 2015 | B20 | 935 | 0 | 700 | 0 | 0 | 0 | 0 | 0 | 0 | 0 | 0 | 0 | 0 | Infinite
TVA_Transmission_2_NonRTO_Midwest | TVA_Transmission | NonRTO_Midwest | 2020 | B1 | 10 | 0 | 700 | 0 | 0 | 0 | 0 | 0 | 0 | 0 | 0 | 0 | 0 | Infinite
TVA_Transmission_2_NonRTO_Midwest | TVA_Transmission | NonRTO_Midwest | 2020 | B2 | 25 | 0 | 700 | 0 | 0 | 0 | 0 | 0 | 0 | 0 | 0 | 0 | 0 | Infinite
TVA_Transmission_2_NonRTO_Midwest | TVA_Transmission | NonRTO_Midwest | 2020 | B3 | 75 | 0 | 700 | 0 | 0 | 0 | 0 | 0 | 0 | 0 | 0 | 0 | 0 | Infinite
TVA_Transmission_2_NonRTO_Midwest | TVA_Transmission | NonRTO_Midwest | 2020 | B4 | 100 | 0 | 700 | 0 | 0 | 0 | 0 | 0 | 0 | 0 | 0 | 0 | 0 | Infinite
TVA_Transmission_2_NonRTO_Midwest | TVA_Transmission | NonRTO_Midwest | 2020 | B5 | 200 | 0 | 700 | 0 | 0 | 0 | 0 | 0 | 0 | 0 | 0 | 0 | 0 | Infinite
TVA_Transmission_2_NonRTO_Midwest | TVA_Transmission | NonRTO_Midwest | 2020 | B6 | 300 | 0 | 700 | 0 | 0 | 0 | 0 | 0 | 0 | 0 | 0 | 0 | 0 | Infinite
TVA_Transmission_2_NonRTO_Midwest | TVA_Transmission | NonRTO_Midwest | 2020 | B7 | 400 | 0 | 700 | 0 | 0 | 0 | 0 | 0 | 0 | 0 | 0 | 0 | 0 | Infinite
TVA_Transmission_2_NonRTO_Midwest | TVA_Transmission | NonRTO_Midwest | 2020 | B8 | 500 | 0 | 700 | 0 | 0 | 0 | 0 | 0 | 0 | 0 | 0 | 0 | 0 | Infinite
TVA_Transmission_2_NonRTO_Midwest | TVA_Transmission | NonRTO_Midwest | 2020 | B9 | 800 | 0 | 700 | 0 | 0 | 0 | 0 | 0 | 0 | 0 | 0 | 0 | 0 | Infinite
TVA_Transmission_2_NonRTO_Midwest | TVA_Transmission | NonRTO_Midwest | 2020 | B10 | 1262 | 0 | 700 | 0 | 0 | 0 | 0 | 0 | 0 | 0 | 0 | 0 | 0 | Infinite
TVA_Transmission_2_NonRTO_Midwest | TVA_Transmission | NonRTO_Midwest | 2020 | B11 | 25 | 0 | 700 | 0 | 0 | 0 | 0 | 0 | 0 | 0 | 0 | 0 | 0 | Infinite
TVA_Transmission_2_NonRTO_Midwest | TVA_Transmission | NonRTO_Midwest | 2020 | B12 | 200 | 0 | 700 | 0 | 0 | 0 | 0 | 0 | 0 | 0 | 0 | 0 | 0 | Infinite
TVA_Transmission_2_NonRTO_Midwest | TVA_Transmission | NonRTO_Midwest | 2020 | B13 | 600 | 0 | 700 | 0 | 0 | 0 | 0 | 0 | 0 | 0 | 0 | 0 | 0 | Infinite
TVA_Transmission_2_NonRTO_Midwest | TVA_Transmission | NonRTO_Midwest | 2020 | B14 | 900 | 0 | 700 | 0 | 0 | 0 | 0 | 0 | 0 | 0 | 0 | 0 | 0 | Infinite
TVA_Transmission_2_NonRTO_Midwest | TVA_Transmission | NonRTO_Midwest | 2020 | B15 | 1203 | 0 | 700 | 0 | 0 | 0 | 0 | 0 | 0 | 0 | 0 | 0 | 0 | Infinite
TVA_Transmission_2_NonRTO_Midwest | TVA_Transmission | NonRTO_Midwest | 2020 | B16 | 25 | 0 | 700 | 0 | 0 | 0 | 0 | 0 | 0 | 0 | 0 | 0 | 0 | Infinite
TVA_Transmission_2_NonRTO_Midwest | TVA_Transmission | NonRTO_Midwest | 2020 | B17 | 100 | 0 | 700 | 0 | 0 | 0 | 0 | 0 | 0 | 0 | 0 | 0 | 0 | Infinite
TVA_Transmission_2_NonRTO_Midwest | TVA_Transmission | NonRTO_Midwest | 2020 | B18 | 400 | 0 | 700 | 0 | 0 | 0 | 0 | 0 | 0 | 0 | 0 | 0 | 0 | Infinite
TVA_Transmission_2_NonRTO_Midwest | TVA_Transmission | NonRTO_Midwest | 2020 | B19 | 700 | 0 | 700 | 0 | 0 | 0 | 0 | 0 | 0 | 0 | 0 | 0 | 0 | Infinite
TVA_Transmission_2_NonRTO_Midwest | TVA_Transmission | NonRTO_Midwest | 2020 | B20 | 935 | 0 | 700 | 0 | 0 | 0 | 0 | 0 | 0 | 0 | 0 | 0 | 0 | Infinite
TVA_Transmission_2_NonRTO_Midwest | TVA_Transmission | NonRTO_Midwest | 2025 | B1 | 10 | 0 | 700 | 0 | 0 | 0 | 0 | 0 | 0 | 0 | 0 | 0 | 0 | Infinite
TVA_Transmission_2_NonRTO_Midwest | TVA_Transmission | NonRTO_Midwest | 2025 | B2 | 25 | 0 | 700 | 0 | 0 | 0 | 0 | 0 | 0 | 0 | 0 | 0 | 0 | Infinite
TVA_Transmission_2_NonRTO_Midwest | TVA_Transmission | NonRTO_Midwest | 2025 | B3 | 75 | 0 | 700 | 0 | 0 | 0 | 0 | 0 | 0 | 0 | 0 | 0 | 0 | Infinite
TVA_Transmission_2_NonRTO_Midwest | TVA_Transmission | NonRTO_Midwest | 2025 | B4 | 100 | 0 | 700 | 0 | 0 | 0 | 0 | 0 | 0 | 0 | 0 | 0 | 0 | Infinite
TVA_Transmission_2_NonRTO_Midwest | TVA_Transmission | NonRTO_Midwest | 2025 | B5 | 200 | 0 | 700 | 0 | 0 | 0 | 0 | 0 | 0 | 0 | 0 | 0 | 0 | Infinite
TVA_Transmission_2_NonRTO_Midwest | TVA_Transmission | NonRTO_Midwest | 2025 | B6 | 300 | 0 | 700 | 0 | 0 | 0 | 0 | 0 | 0 | 0 | 0 | 0 | 0 | Infinite
TVA_Transmission_2_NonRTO_Midwest | TVA_Transmission | NonRTO_Midwest | 2025 | B7 | 400 | 0 | 700 | 0 | 0 | 0 | 0 | 0 | 0 | 0 | 0 | 0 | 0 | Infinite
TVA_Transmission_2_NonRTO_Midwest | TVA_Transmission | NonRTO_Midwest | 2025 | B8 | 500 | 0 | 700 | 0 | 0 | 0 | 0 | 0 | 0 | 0 | 0 | 0 | 0 | Infinite
TVA_Transmission_2_NonRTO_Midwest | TVA_Transmission | NonRTO_Midwest | 2025 | B9 | 800 | 0 | 700 | 0 | 0 | 0 | 0 | 0 | 0 | 0 | 0 | 0 | 0 | Infinite
TVA_Transmission_2_NonRTO_Midwest | TVA_Transmission | NonRTO_Midwest | 2025 | B10 | 1262 | 0 | 700 | 0 | 0 | 0 | 0 | 0 | 0 | 0 | 0 | 0 | 0 | Infinite
TVA_Transmission_2_NonRTO_Midwest | TVA_Transmission | NonRTO_Midwest | 2025 | B11 | 25 | 0 | 700 | 0 | 0 | 0 | 0 | 0 | 0 | 0 | 0 | 0 | 0 | Infinite
TVA_Transmission_2_NonRTO_Midwest | TVA_Transmission | NonRTO_Midwest | 2025 | B12 | 200 | 0 | 700 | 0 | 0 | 0 | 0 | 0 | 0 | 0 | 0 | 0 | 0 | Infinite
TVA_Transmission_2_NonRTO_Midwest | TVA_Transmission | NonRTO_Midwest | 2025 | B13 | 600 | 0 | 700 | 0 | 0 | 0 | 0 | 0 | 0 | 0 | 0 | 0 | 0 | Infinite
TVA_Transmission_2_NonRTO_Midwest | TVA_Transmission | NonRTO_Midwest | 2025 | B14 | 900 | 0 | 700 | 0 | 0 | 0 | 0 | 0 | 0 | 0 | 0 | 0 | 0 | Infinite
TVA_Transmission_2_NonRTO_Midwest | TVA_Transmission | NonRTO_Midwest | 2025 | B15 | 1203 | 0 | 700 | 0 | 0 | 0 | 0 | 0 | 0 | 0 | 0 | 0 | 0 | Infinite
TVA_Transmission_2_NonRTO_Midwest | TVA_Transmission | NonRTO_Midwest | 2025 | B16 | 25 | 0 | 700 | 0 | 0 | 0 | 0 | 0 | 0 | 0 | 0 | 0 | 0 | Infinite
TVA_Transmission_2_NonRTO_Midwest | TVA_Transmission | NonRTO_Midwest | 2025 | B17 | 100 | 0 | 700 | 0 | 0 | 0 | 0 | 0 | 0 | 0 | 0 | 0 | 0 | Infinite
TVA_Transmission_2_NonRTO_Midwest | TVA_Transmission | NonRTO_Midwest | 2025 | B18 | 400 | 0 | 700 | 0 | 0 | 0 | 0 | 0 | 0 | 0 | 0 | 0 | 0 | Infinite
TVA_Transmission_2_NonRTO_Midwest | TVA_Transmission | NonRTO_Midwest | 2025 | B19 | 700 | 0 | 700 | 0 | 0 | 0 | 0 | 0 | 0 | 0 | 0 | 0 | 0 | Infinite
TVA_Transmission_2_NonRTO_Midwest | TVA_Transmission | NonRTO_Midwest | 2025 | B20 | 935 | 0 | 700 | 0 | 0 | 0 | 0 | 0 | 0 | 0 | 0 | 0 | 0 | Infinite
TVA_Transmission_2_NonRTO_Midwest | TVA_Transmission | NonRTO_Midwest | 2030 | B1 | 10 | 0 | 700 | 0 | 0 | 0 | 0 | 0 | 0 | 0 | 0 | 0 | 0 | Infinite
TVA_Transmission_2_NonRTO_Midwest | TVA_Transmission | NonRTO_Midwest | 2030 | B2 | 25 | 0 | 700 | 0 | 0 | 0 | 0 | 0 | 0 | 0 | 0 | 0 | 0 | Infinite
TVA_Transmission_2_NonRTO_Midwest | TVA_Transmission | NonRTO_Midwest | 2030 | B3 | 75 | 0 | 700 | 0 | 0 | 0 | 0 | 0 | 0 | 0 | 0 | 0 | 0 | Infinite
TVA_Transmission_2_NonRTO_Midwest | TVA_Transmission | NonRTO_Midwest | 2030 | B4 | 100 | 0 | 700 | 664.04 | 0 | 0 | 0 | 0 | 0 | 0 | 0 | 0 | 0 | Infinite
TVA_Transmission_2_NonRTO_Midwest | TVA_Transmission | NonRTO_Midwest | 2030 | B5 | 200 | 0 | 700 | 262.15 | 0 | 0 | 0 | 0 | 0 | 0 | 0 | 0 | 0 | Infinite
TVA_Transmission_2_NonRTO_Midwest | TVA_Transmission | NonRTO_Midwest | 2030 | B6 | 300 | 0 | 700 | 0 | 0 | 0 | 0 | 0 | 0 | 0 | 0 | 0 | 0 | Infinite
TVA_Transmission_2_NonRTO_Midwest | TVA_Transmission | NonRTO_Midwest | 2030 | B7 | 400 | 0 | 700 | 0 | 0 | 0 | 0 | 0 | 0 | 0 | 0 | 0 | 0 | Infinite
TVA_Transmission_2_NonRTO_Midwest | TVA_Transmission | NonRTO_Midwest | 2030 | B8 | 500 | 0 | 700 | 0 | 0 | 0 | 0 | 0 | 0 | 0 | 0 | 0 | 0 | Infinite
TVA_Transmission_2_NonRTO_Midwest | TVA_Transmission | NonRTO_Midwest | 2030 | B9 | 800 | 0 | 700 | 0 | 0 | 0 | 0 | 0 | 0 | 0 | 0 | 0 | 0 | Infinite
TVA_Transmission_2_NonRTO_Midwest | TVA_Transmission | NonRTO_Midwest | 2030 | B10 | 1262 | 0 | 700 | 0 | 0 | 0 | 0 | 0 | 0 | 0 | 0 | 0 | 0 | Infinite
TVA_Transmission_2_NonRTO_Midwest | TVA_Transmission | NonRTO_Midwest | 2030 | B11 | 25 | 0 | 700 | 700 | 0 | 700 | 0 | 0 | 1.6143 | 0 | 0.78342 | 0.80716 | 0 | Infinite
TVA_Transmission_2_NonRTO_Midwest | TVA_Transmission | NonRTO_Midwest | 2030 | B12 | 200 | 0 | 700 | 120.08 | 0 | 0 | 0 | 0 | 0 | 0 | 0 | 0 | 0 | Infinite
TVA_Transmission_2_NonRTO_Midwest | TVA_Transmission | NonRTO_Midwest | 2030 | B13 | 600 | 0 | 700 | 0 | 0 | 0 | 0 | 0 | 0 | 0 | 0 | 0 | 0 | Infinite
TVA_Transmission_2_NonRTO_Midwest | TVA_Transmission | NonRTO_Midwest | 2030 | B14 | 900 | 0 | 700 | 0 | 0 | 0 | 0 | 0 | 0 | 0 | 0 | 0 | 0 | Infinite
TVA_Transmission_2_NonRTO_Midwest | TVA_Transmission | NonRTO_Midwest | 2030 | B15 | 1203 | 0 | 700 | 0 | 0 | 0 | 0 | 0 | 0 | 0 | 0 | 0 | 0 | Infinite
TVA_Transmission_2_NonRTO_Midwest | TVA_Transmission | NonRTO_Midwest | 2030 | B16 | 25 | 0 | 700 | 700 | 0 | 0 | 0 | 0 | 1.5075 | 0 | 0 | 0.75374 | 0 | Infinite
TVA_Transmission_2_NonRTO_Midwest | TVA_Transmission | NonRTO_Midwest | 2030 | B17 | 100 | 0 | 700 | 0 | 0 | 0 | 0 | 0 | 0 | 0 | 0 | 0 | 0 | Infinite
TVA_Transmission_2_NonRTO_Midwest | TVA_Transmission | NonRTO_Midwest | 2030 | B18 | 400 | 0 | 700 | 0 | 0 | 0 | 0 | 0 | 0 | 0 | 0 | 0 | 0 | Infinite
TVA_Transmission_2_NonRTO_Midwest | TVA_Transmission | NonRTO_Midwest | 2030 | B19 | 700 | 0 | 700 | 0 | 0 | 0 | 0 | 0 | 0 | 0 | 0 | 0 | 0 | Infinite
TVA_Transmission_2_NonRTO_Midwest | TVA_Transmission | NonRTO_Midwest | 2030 | B20 | 935 | 0 | 700 | 0 | 0 | 0 | 0 | 0 | 0 | 0 | 0 | 0 | 0 | Infinite
TVA_Transmission_2_NonRTO_Midwest | TVA_Transmission | NonRTO_Midwest | 2035 | B1 | 10 | 0 | 700 | 0 | 0 | 0 | 0 | 0 | 0 | 0 | 0 | 0 | 0 | Infinite
TVA_Transmission_2_NonRTO_Midwest | TVA_Transmission | NonRTO_Midwest | 2035 | B2 | 25 | 0 | 700 | 0 | 0 | 0 | 0 | 0 | 0 | 0 | 0 | 0 | 0 | Infinite
TVA_Transmission_2_NonRTO_Midwest | TVA_Transmission | NonRTO_Midwest | 2035 | B3 | 75 | 0 | 700 | 0 | 0 | 0 | 0 | 0 | 0 | 0 | 0 | 0 | 0 | Infinite
TVA_Transmission_2_NonRTO_Midwest | TVA_Transmission | NonRTO_Midwest | 2035 | B4 | 100 | 0 | 700 | 0 | 0 | 0 | 0 | 0 | 0 | 0 | 0 | 0 | 0 | Infinite
TVA_Transmission_2_NonRTO_Midwest | TVA_Transmission | NonRTO_Midwest | 2035 | B5 | 200 | 0 | 700 | 0 | 0 | 0 | 0 | 0 | 0 | 0 | 0 | 0 | 0 | Infinite
TVA_Transmission_2_NonRTO_Midwest | TVA_Transmission | NonRTO_Midwest | 2035 | B6 | 300 | 0 | 700 | 0 | 0 | 0 | 0 | 0 | 0 | 0 | 0 | 0 | 0 | Infinite
TVA_Transmission_2_NonRTO_Midwest | TVA_Transmission | NonRTO_Midwest | 2035 | B7 | 400 | 0 | 700 | 0 | 0 | 0 | 0 | 0 | 0 | 0 | 0 | 0 | 0 | Infinite
TVA_Transmission_2_NonRTO_Midwest | TVA_Transmission | NonRTO_Midwest | 2035 | B8 | 500 | 0 | 700 | 0 | 0 | 0 | 0 | 0 | 0 | 0 | 0 | 0 | 0 | Infinite
TVA_Transmission_2_NonRTO_Midwest | TVA_Transmission | NonRTO_Midwest | 2035 | B9 | 800 | 0 | 700 | 0 | 0 | 0 | 0 | 0 | 0 | 0 | 0 | 0 | 0 | Infinite
TVA_Transmission_2_NonRTO_Midwest | TVA_Transmission | NonRTO_Midwest | 2035 | B10 | 1262 | 0 | 700 | 0 | 0 | 0 | 0 | 0 | 0 | 0 | 0 | 0 | 0 | Infinite
TVA_Transmission_2_NonRTO_Midwest | TVA_Transmission | NonRTO_Midwest | 2035 | B11 | 25 | 0 | 700 | 0 | 0 | 154.86 | 0 | 0 | 0 | 0 | 0 | 0 | 0 | Infinite
TVA_Transmission_2_NonRTO_Midwest | TVA_Transmission | NonRTO_Midwest | 2035 | B12 | 200 | 0 | 700 | 0 | 0 | 0 | 0 | 0 | 0 | 0 | 0 | 0 | 0 | Infinite
TVA_Transmission_2_NonRTO_Midwest | TVA_Transmission | NonRTO_Midwest | 2035 | B13 | 600 | 0 | 700 | 0 | 0 | 0 | 0 | 0 | 0 | 0 | 0 | 0 | 0 | Infinite
TVA_Transmission_2_NonRTO_Midwest | TVA_Transmission | NonRTO_Midwest | 2035 | B14 | 900 | 0 | 700 | 0 | 0 | 0 | 0 | 0 | 0 | 0 | 0 | 0 | 0 | Infinite
TVA_Transmission_2_NonRTO_Midwest | TVA_Transmission | NonRTO_Midwest | 2035 | B15 | 1203 | 0 | 700 | 0 | 0 | 0 | 0 | 0 | 0 | 0 | 0 | 0 | 0 | Infinite
TVA_Transmission_2_NonRTO_Midwest | TVA_Transmission | NonRTO_Midwest | 2035 | B16 | 25 | 0 | 700 | 0 | 0 | 0 | 0 | 0 | 0 | 0 | 0 | 0 | 0 | Infinite
TVA_Transmission_2_NonRTO_Midwest | TVA_Transmission | NonRTO_Midwest | 2035 | B17 | 100 | 0 | 700 | 0 | 0 | 0 | 0 | 0 | 0 | 0 | 0 | 0 | 0 | Infinite
TVA_Transmission_2_NonRTO_Midwest | TVA_Transmission | NonRTO_Midwest | 2035 | B18 | 400 | 0 | 700 | 0 | 0 | 0 | 0 | 0 | 0 | 0 | 0 | 0 | 0 | Infinite
TVA_Transmission_2_NonRTO_Midwest | TVA_Transmission | NonRTO_Midwest | 2035 | B19 | 700 | 0 | 700 | 0 | 0 | 0 | 0 | 0 | 0 | 0 | 0 | 0 | 0 | Infinite
TVA_Transmission_2_NonRTO_Midwest | TVA_Transmission | NonRTO_Midwest | 2035 | B20 | 935 | 0 | 700 | 0 | 0 | 0 | 0 | 0 | 0 | 0 | 0 | 0 | 0 | Infinite
TVA_Transmission_2_NonRTO_Midwest | TVA_Transmission | NonRTO_Midwest | 2040 | B1 | 10 | 0 | 700 | 0 | 0 | 0 | 0 | 0 | 0 | 0 | 0 | 0 | 0 | Infinite
TVA_Transmission_2_NonRTO_Midwest | TVA_Transmission | NonRTO_Midwest | 2040 | B2 | 25 | 0 | 700 | 0 | 0 | 0 | 0 | 0 | 0 | 0 | 0 | 0 | 0 | Infinite
TVA_Transmission_2_NonRTO_Midwest | TVA_Transmission | NonRTO_Midwest | 2040 | B3 | 75 | 0 | 700 | 0 | 0 | 0 | 0 | 0 | 0 | 0 | 0 | 0 | 0 | Infinite
TVA_Transmission_2_NonRTO_Midwest | TVA_Transmission | NonRTO_Midwest | 2040 | B4 | 100 | 0 | 700 | 0 | 0 | 0 | 0 | 0 | 0 | 0 | 0 | 0 | 0 | Infinite
TVA_Transmission_2_NonRTO_Midwest | TVA_Transmission | NonRTO_Midwest | 2040 | B5 | 200 | 0 | 700 | 0 | 0 | 0 | 0 | 0 | 0 | 0 | 0 | 0 | 0 | Infinite
TVA_Transmission_2_NonRTO_Midwest | TVA_Transmission | NonRTO_Midwest | 2040 | B6 | 300 | 0 | 700 | 0 | 0 | 0 | 0 | 0 | 0 | 0 | 0 | 0 | 0 | Infinite
TVA_Transmission_2_NonRTO_Midwest | TVA_Transmission | NonRTO_Midwest | 2040 | B7 | 400 | 0 | 700 | 0 | 0 | 0 | 0 | 0 | 0 | 0 | 0 | 0 | 0 | Infinite
TVA_Transmission_2_NonRTO_Midwest | TVA_Transmission | NonRTO_Midwest | 2040 | B8 | 500 | 0 | 700 | 0 | 0 | 0 | 0 | 0 | 0 | 0 | 0 | 0 | 0 | Infinite
TVA_Transmission_2_NonRTO_Midwest | TVA_Transmission | NonRTO_Midwest | 2040 | B9 | 800 | 0 | 700 | 0 | 0 | 0 | 0 | 0 | 0 | 0 | 0 | 0 | 0 | Infinite
TVA_Transmission_2_NonRTO_Midwest | TVA_Transmission | NonRTO_Midwest | 2040 | B10 | 1262 | 0 | 700 | 0 | 0 | 0 | 0 | 0 | 0 | 0 | 0 | 0 | 0 | Infinite
TVA_Transmission_2_NonRTO_Midwest | TVA_Transmission | NonRTO_Midwest | 2040 | B11 | 25 | 0 | 700 | 0 | 0 | 0 | 0 | 0 | 0 | 0 | 0 | 0 | 0 | Infinite
TVA_Transmission_2_NonRTO_Midwest | TVA_Transmission | NonRTO_Midwest | 2040 | B12 | 200 | 0 | 700 | 0 | 0 | 0 | 0 | 0 | 0 | 0 | 0 | 0 | 0 | Infinite
TVA_Transmission_2_NonRTO_Midwest | TVA_Transmission | NonRTO_Midwest | 2040 | B13 | 600 | 0 | 700 | 0 | 0 | 0 | 0 | 0 | 0 | 0 | 0 | 0 | 0 | Infinite
TVA_Transmission_2_NonRTO_Midwest | TVA_Transmission | NonRTO_Midwest | 2040 | B14 | 900 | 0 | 700 | 0 | 0 | 0 | 0 | 0 | 0 | 0 | 0 | 0 | 0 | Infinite
TVA_Transmission_2_NonRTO_Midwest | TVA_Transmission | NonRTO_Midwest | 2040 | B15 | 1203 | 0 | 700 | 0 | 0 | 0 | 0 | 0 | 0 | 0 | 0 | 0 | 0 | Infinite
TVA_Transmission_2_NonRTO_Midwest | TVA_Transmission | NonRTO_Midwest | 2040 | B16 | 25 | 0 | 700 | 0 | 0 | 0 | 0 | 0 | 0 | 0 | 0 | 0 | 0 | Infinite
TVA_Transmission_2_NonRTO_Midwest | TVA_Transmission | NonRTO_Midwest | 2040 | B17 | 100 | 0 | 700 | 0 | 0 | 0 | 0 | 0 | 0 | 0 | 0 | 0 | 0 | Infinite
TVA_Transmission_2_NonRTO_Midwest | TVA_Transmission | NonRTO_Midwest | 2040 | B18 | 400 | 0 | 700 | 0 | 0 | 0 | 0 | 0 | 0 | 0 | 0 | 0 | 0 | Infinite
TVA_Transmission_2_NonRTO_Midwest | TVA_Transmission | NonRTO_Midwest | 2040 | B19 | 700 | 0 | 700 | 0 | 0 | 0 | 0 | 0 | 0 | 0 | 0 | 0 | 0 | Infinite
TVA_Transmission_2_NonRTO_Midwest | TVA_Transmission | NonRTO_Midwest | 2040 | B20 | 935 | 0 | 700 | 0 | 0 | 0 | 0 | 0 | 0 | 0 | 0 | 0 | 0 | Infinite
TVA_Transmission_2_NonRTO_Midwest | TVA_Transmission | NonRTO_Midwest | 2045 | B1 | 10 | 0 | 700 | 0 | 0 | 0 | 0 | 0 | 0 | 0 | 0 | 0 | 0 | Infinite
TVA_Transmission_2_NonRTO_Midwest | TVA_Transmission | NonRTO_Midwest | 2045 | B2 | 25 | 0 | 700 | 0 | 0 | 0 | 0 | 0 | 0 | 0 | 0 | 0 | 0 | Infinite
TVA_Transmission_2_NonRTO_Midwest | TVA_Transmission | NonRTO_Midwest | 2045 | B3 | 75 | 0 | 700 | 0 | 0 | 0 | 0 | 0 | 0 | 0 | 0 | 0 | 0 | Infinite
TVA_Transmission_2_NonRTO_Midwest | TVA_Transmission | NonRTO_Midwest | 2045 | B4 | 100 | 0 | 700 | 0 | 0 | 0 | 0 | 0 | 0 | 0 | 0 | 0 | 0 | Infinite
TVA_Transmission_2_NonRTO_Midwest | TVA_Transmission | NonRTO_Midwest | 2045 | B5 | 200 | 0 | 700 | 0 | 0 | 0 | 0 | 0 | 0 | 0 | 0 | 0 | 0 | Infinite
TVA_Transmission_2_NonRTO_Midwest | TVA_Transmission | NonRTO_Midwest | 2045 | B6 | 300 | 0 | 700 | 0 | 0 | 0 | 0 | 0 | 0 | 0 | 0 | 0 | 0 | Infinite
TVA_Transmission_2_NonRTO_Midwest | TVA_Transmission | NonRTO_Midwest | 2045 | B7 | 400 | 0 | 700 | 0 | 0 | 0 | 0 | 0 | 0 | 0 | 0 | 0 | 0 | Infinite
TVA_Transmission_2_NonRTO_Midwest | TVA_Transmission | NonRTO_Midwest | 2045 | B8 | 500 | 0 | 700 | 0 | 0 | 0 | 0 | 0 | 0 | 0 | 0 | 0 | 0 | Infinite
TVA_Transmission_2_NonRTO_Midwest | TVA_Transmission | NonRTO_Midwest | 2045 | B9 | 800 | 0 | 700 | 0 | 0 | 0 | 0 | 0 | 0 | 0 | 0 | 0 | 0 | Infinite
TVA_Transmission_2_NonRTO_Midwest | TVA_Transmission | NonRTO_Midwest | 2045 | B10 | 1262 | 0 | 700 | 0 | 0 | 0 | 0 | 0 | 0 | 0 | 0 | 0 | 0 | Infinite
TVA_Transmission_2_NonRTO_Midwest | TVA_Transmission | NonRTO_Midwest | 2045 | B11 | 25 | 0 | 700 | 0 | 0 | 0 | 0 | 0 | 0 | 0 | 0 | 0 | 0 | Infinite
TVA_Transmission_2_NonRTO_Midwest | TVA_Transmission | NonRTO_Midwest | 2045 | B12 | 200 | 0 | 700 | 0 | 0 | 0 | 0 | 0 | 0 | 0 | 0 | 0 | 0 | Infinite
TVA_Transmission_2_NonRTO_Midwest | TVA_Transmission | NonRTO_Midwest | 2045 | B13 | 600 | 0 | 700 | 0 | 0 | 0 | 0 | 0 | 0 | 0 | 0 | 0 | 0 | Infinite
TVA_Transmission_2_NonRTO_Midwest | TVA_Transmission | NonRTO_Midwest | 2045 | B14 | 900 | 0 | 700 | 0 | 0 | 0 | 0 | 0 | 0 | 0 | 0 | 0 | 0 | Infinite
TVA_Transmission_2_NonRTO_Midwest | TVA_Transmission | NonRTO_Midwest | 2045 | B15 | 1203 | 0 | 700 | 0 | 0 | 0 | 0 | 0 | 0 | 0 | 0 | 0 | 0 | Infinite
TVA_Transmission_2_NonRTO_Midwest | TVA_Transmission | NonRTO_Midwest | 2045 | B16 | 25 | 0 | 700 | 0 | 0 | 0 | 0 | 0 | 0 | 0 | 0 | 0 | 0 | Infinite
TVA_Transmission_2_NonRTO_Midwest | TVA_Transmission | NonRTO_Midwest | 2045 | B17 | 100 | 0 | 700 | 0 | 0 | 0 | 0 | 0 | 0 | 0 | 0 | 0 | 0 | Infinite
TVA_Transmission_2_NonRTO_Midwest | TVA_Transmission | NonRTO_Midwest | 2045 | B18 | 400 | 0 | 700 | 0 | 0 | 0 | 0 | 0 | 0 | 0 | 0 | 0 | 0 | Infinite
TVA_Transmission_2_NonRTO_Midwest | TVA_Transmission | NonRTO_Midwest | 2045 | B19 | 700 | 0 | 700 | 0 | 0 | 0 | 0 | 0 | 0 | 0 | 0 | 0 | 0 | Infinite
TVA_Transmission_2_NonRTO_Midwest | TVA_Transmission | NonRTO_Midwest | 2045 | B20 | 935 | 0 | 700 | 0 | 0 | 0 | 0 | 0 | 0 | 0 | 0 | 0 | 0 | Infinite
TVA_Transmission_2_NonRTO_Midwest | TVA_Transmission | NonRTO_Midwest | 2050 | B1 | 10 | 0 | 700 | 0 | 0 | 0 | 0 | 0 | 0 | 0 | 0 | 0 | 0 | Infinite
TVA_Transmission_2_NonRTO_Midwest | TVA_Transmission | NonRTO_Midwest | 2050 | B2 | 25 | 0 | 700 | 0 | 0 | 0 | 0 | 0 | 0 | 0 | 0 | 0 | 0 | Infinite
TVA_Transmission_2_NonRTO_Midwest | TVA_Transmission | NonRTO_Midwest | 2050 | B3 | 75 | 0 | 700 | 0 | 0 | 0 | 0 | 0 | 0 | 0 | 0 | 0 | 0 | Infinite
TVA_Transmission_2_NonRTO_Midwest | TVA_Transmission | NonRTO_Midwest | 2050 | B4 | 100 | 0 | 700 | 0 | 0 | 0 | 0 | 0 | 0 | 0 | 0 | 0 | 0 | Infinite
TVA_Transmission_2_NonRTO_Midwest | TVA_Transmission | NonRTO_Midwest | 2050 | B5 | 200 | 0 | 700 | 0 | 0 | 0 | 0 | 0 | 0 | 0 | 0 | 0 | 0 | Infinite
TVA_Transmission_2_NonRTO_Midwest | TVA_Transmission | NonRTO_Midwest | 2050 | B6 | 300 | 0 | 700 | 0 | 0 | 0 | 0 | 0 | 0 | 0 | 0 | 0 | 0 | Infinite
TVA_Transmission_2_NonRTO_Midwest | TVA_Transmission | NonRTO_Midwest | 2050 | B7 | 400 | 0 | 700 | 0 | 0 | 0 | 0 | 0 | 0 | 0 | 0 | 0 | 0 | Infinite
TVA_Transmission_2_NonRTO_Midwest | TVA_Transmission | NonRTO_Midwest | 2050 | B8 | 500 | 0 | 700 | 0 | 0 | 0 | 0 | 0 | 0 | 0 | 0 | 0 | 0 | Infinite
TVA_Transmission_2_NonRTO_Midwest | TVA_Transmission | NonRTO_Midwest | 2050 | B9 | 800 | 0 | 700 | 0 | 0 | 0 | 0 | 0 | 0 | 0 | 0 | 0 | 0 | Infinite
TVA_Transmission_2_NonRTO_Midwest | TVA_Transmission | NonRTO_Midwest | 2050 | B10 | 1262 | 0 | 700 | 0 | 0 | 0 | 0 | 0 | 0 | 0 | 0 | 0 | 0 | Infinite
TVA_Transmission_2_NonRTO_Midwest | TVA_Transmission | NonRTO_Midwest | 2050 | B11 | 25 | 0 | 700 | 0 | 0 | 0 | 0 | 0 | 0 | 0 | 0 | 0 | 0 | Infinite
TVA_Transmission_2_NonRTO_Midwest | TVA_Transmission | NonRTO_Midwest | 2050 | B12 | 200 | 0 | 700 | 0 | 0 | 0 | 0 | 0 | 0 | 0 | 0 | 0 | 0 | Infinite
TVA_Transmission_2_NonRTO_Midwest | TVA_Transmission | NonRTO_Midwest | 2050 | B13 | 600 | 0 | 700 | 0 | 0 | 0 | 0 | 0 | 0 | 0 | 0 | 0 | 0 | Infinite
TVA_Transmission_2_NonRTO_Midwest | TVA_Transmission | NonRTO_Midwest | 2050 | B14 | 900 | 0 | 700 | 0 | 0 | 0 | 0 | 0 | 0 | 0 | 0 | 0 | 0 | Infinite
TVA_Transmission_2_NonRTO_Midwest | TVA_Transmission | NonRTO_Midwest | 2050 | B15 | 1203 | 0 | 700 | 0 | 0 | 0 | 0 | 0 | 0 | 0 | 0 | 0 | 0 | Infinite
TVA_Transmission_2_NonRTO_Midwest | TVA_Transmission | NonRTO_Midwest | 2050 | B16 | 25 | 0 | 700 | 0 | 0 | 0 | 0 | 0 | 0 | 0 | 0 | 0 | 0 | Infinite
TVA_Transmission_2_NonRTO_Midwest | TVA_Transmission | NonRTO_Midwest | 2050 | B17 | 100 | 0 | 700 | 0 | 0 | 0 | 0 | 0 | 0 | 0 | 0 | 0 | 0 | Infinite
TVA_Transmission_2_NonRTO_Midwest | TVA_Transmission | NonRTO_Midwest | 2050 | B18 | 400 | 0 | 700 | 0 | 0 | 0 | 0 | 0 | 0 | 0 | 0 | 0 | 0 | Infinite
TVA_Transmission_2_NonRTO_Midwest | TVA_Transmission | NonRTO_Midwest | 2050 | B19 | 700 | 0 | 700 | 0 | 0 | 0 | 0 | 0 | 0 | 0 | 0 | 0 | 0 | Infinite
TVA_Transmission_2_NonRTO_Midwest | TVA_Transmission | NonRTO_Midwest | 2050 | B20 | 935 | 0 | 700 | 0 | 0 | 0 | 0 | 0 | 0 | 0 | 0 | 0 | 0 | Infinite
TVA_Transmission_2_PJM_ROR | TVA_Transmission | PJM_ROR | 2015 | B1 | 10 | 0 | 2000 | 0 | 0 | 0 | 0 | 0 | 0 | 0 | 0 | 0 | 0 | Infinite
TVA_Transmission_2_PJM_ROR | TVA_Transmission | PJM_ROR | 2015 | B2 | 25 | 0 | 2000 | 0 | 0 | 0 | 0 | 0 | 0 | 0 | 0 | 0 | 0 | Infinite
TVA_Transmission_2_PJM_ROR | TVA_Transmission | PJM_ROR | 2015 | B3 | 75 | 0 | 2000 | 0 | 0 | 0 | 0 | 0 | 0 | 0 | 0 | 0 | 0 | Infinite
TVA_Transmission_2_PJM_ROR | TVA_Transmission | PJM_ROR | 2015 | B4 | 100 | 0 | 2000 | 0 | 0 | 0 | 0 | 0 | 0 | 0 | 0 | 0 | 0 | Infinite
TVA_Transmission_2_PJM_ROR | TVA_Transmission | PJM_ROR | 2015 | B5 | 200 | 0 | 2000 | 0 | 0 | 0 | 0 | 0 | 0 | 0 | 0 | 0 | 0 | Infinite
TVA_Transmission_2_PJM_ROR | TVA_Transmission | PJM_ROR | 2015 | B6 | 300 | 0 | 2000 | 0 | 0 | 0 | 0 | 0 | 0 | 0 | 0 | 0 | 0 | Infinite
TVA_Transmission_2_PJM_ROR | TVA_Transmission | PJM_ROR | 2015 | B7 | 400 | 0 | 2000 | 0 | 0 | 0 | 0 | 0 | 0 | 0 | 0 | 0 | 0 | Infinite
TVA_Transmission_2_PJM_ROR | TVA_Transmission | PJM_ROR | 2015 | B8 | 500 | 0 | 2000 | 0 | 0 | 0 | 0 | 0 | 0 | 0 | 0 | 0 | 0 | Infinite
TVA_Transmission_2_PJM_ROR | TVA_Transmission | PJM_ROR | 2015 | B9 | 800 | 0 | 2000 | 0 | 0 | 0 | 0 | 0 | 0 | 0 | 0 | 0 | 0 | Infinite
TVA_Transmission_2_PJM_ROR | TVA_Transmission | PJM_ROR | 2015 | B10 | 1262 | 0 | 2000 | 0 | 0 | 0 | 0 | 0 | 0 | 0 | 0 | 0 | 0 | Infinite
TVA_Transmission_2_PJM_ROR | TVA_Transmission | PJM_ROR | 2015 | B11 | 25 | 0 | 2000 | 0 | 0 | 0 | 0 | 0 | 0 | 0 | 0 | 0 | 0 | Infinite
TVA_Transmission_2_PJM_ROR | TVA_Transmission | PJM_ROR | 2015 | B12 | 200 | 0 | 2000 | 0 | 0 | 0 | 0 | 0 | 0 | 0 | 0 | 0 | 0 | Infinite
TVA_Transmission_2_PJM_ROR | TVA_Transmission | PJM_ROR | 2015 | B13 | 600 | 0 | 2000 | 0 | 0 | 0 | 0 | 0 | 0 | 0 | 0 | 0 | 0 | Infinite
TVA_Transmission_2_PJM_ROR | TVA_Transmission | PJM_ROR | 2015 | B14 | 900 | 0 | 2000 | 0 | 0 | 0 | 0 | 0 | 0 | 0 | 0 | 0 | 0 | Infinite
TVA_Transmission_2_PJM_ROR | TVA_Transmission | PJM_ROR | 2015 | B15 | 1203 | 0 | 2000 | 0 | 0 | 0 | 0 | 0 | 0 | 0 | 0 | 0 | 0 | Infinite
TVA_Transmission_2_PJM_ROR | TVA_Transmission | PJM_ROR | 2015 | B16 | 25 | 0 | 2000 | 0 | 0 | 0 | 0 | 0 | 0 | 0 | 0 | 0 | 0 | Infinite
TVA_Transmission_2_PJM_ROR | TVA_Transmission | PJM_ROR | 2015 | B17 | 100 | 0 | 2000 | 0 | 0 | 0 | 0 | 0 | 0 | 0 | 0 | 0 | 0 | Infinite
TVA_Transmission_2_PJM_ROR | TVA_Transmission | PJM_ROR | 2015 | B18 | 400 | 0 | 2000 | 0 | 0 | 0 | 0 | 0 | 0 | 0 | 0 | 0 | 0 | Infinite
TVA_Transmission_2_PJM_ROR | TVA_Transmission | PJM_ROR | 2015 | B19 | 700 | 0 | 2000 | 0 | 0 | 0 | 0 | 0 | 0 | 0 | 0 | 0 | 0 | Infinite
TVA_Transmission_2_PJM_ROR | TVA_Transmission | PJM_ROR | 2015 | B20 | 935 | 0 | 2000 | 0 | 0 | 0 | 0 | 0 | 0 | 0 | 0 | 0 | 0 | Infinite
TVA_Transmission_2_PJM_ROR | TVA_Transmission | PJM_ROR | 2020 | B1 | 10 | 0 | 2000 | 0 | 0 | 0 | 0 | 0 | 0 | 0 | 0 | 0 | 0 | Infinite
TVA_Transmission_2_PJM_ROR | TVA_Transmission | PJM_ROR | 2020 | B2 | 25 | 0 | 2000 | 0 | 0 | 0 | 0 | 0 | 0 | 0 | 0 | 0 | 0 | Infinite
TVA_Transmission_2_PJM_ROR | TVA_Transmission | PJM_ROR | 2020 | B3 | 75 | 0 | 2000 | 0 | 0 | 0 | 0 | 0 | 0 | 0 | 0 | 0 | 0 | Infinite
TVA_Transmission_2_PJM_ROR | TVA_Transmission | PJM_ROR | 2020 | B4 | 100 | 0 | 2000 | 0 | 0 | 0 | 0 | 0 | 0 | 0 | 0 | 0 | 0 | Infinite
TVA_Transmission_2_PJM_ROR | TVA_Transmission | PJM_ROR | 2020 | B5 | 200 | 0 | 2000 | 0 | 0 | 0 | 0 | 0 | 0 | 0 | 0 | 0 | 0 | Infinite
TVA_Transmission_2_PJM_ROR | TVA_Transmission | PJM_ROR | 2020 | B6 | 300 | 0 | 2000 | 0 | 0 | 0 | 0 | 0 | 0 | 0 | 0 | 0 | 0 | Infinite
TVA_Transmission_2_PJM_ROR | TVA_Transmission | PJM_ROR | 2020 | B7 | 400 | 0 | 2000 | 0 | 0 | 0 | 0 | 0 | 0 | 0 | 0 | 0 | 0 | Infinite
TVA_Transmission_2_PJM_ROR | TVA_Transmission | PJM_ROR | 2020 | B8 | 500 | 0 | 2000 | 0 | 0 | 0 | 0 | 0 | 0 | 0 | 0 | 0 | 0 | Infinite
TVA_Transmission_2_PJM_ROR | TVA_Transmission | PJM_ROR | 2020 | B9 | 800 | 0 | 2000 | 0 | 0 | 0 | 0 | 0 | 0 | 0 | 0 | 0 | 0 | Infinite
TVA_Transmission_2_PJM_ROR | TVA_Transmission | PJM_ROR | 2020 | B10 | 1262 | 0 | 2000 | 0 | 0 | 0 | 0 | 0 | 0 | 0 | 0 | 0 | 0 | Infinite
TVA_Transmission_2_PJM_ROR | TVA_Transmission | PJM_ROR | 2020 | B11 | 25 | 0 | 2000 | 0 | 0 | 0 | 0 | 0 | 0 | 0 | 0 | 0 | 0 | Infinite
TVA_Transmission_2_PJM_ROR | TVA_Transmission | PJM_ROR | 2020 | B12 | 200 | 0 | 2000 | 0 | 0 | 0 | 0 | 0 | 0 | 0 | 0 | 0 | 0 | Infinite
TVA_Transmission_2_PJM_ROR | TVA_Transmission | PJM_ROR | 2020 | B13 | 600 | 0 | 2000 | 0 | 0 | 0 | 0 | 0 | 0 | 0 | 0 | 0 | 0 | Infinite
TVA_Transmission_2_PJM_ROR | TVA_Transmission | PJM_ROR | 2020 | B14 | 900 | 0 | 2000 | 0 | 0 | 0 | 0 | 0 | 0 | 0 | 0 | 0 | 0 | Infinite
TVA_Transmission_2_PJM_ROR | TVA_Transmission | PJM_ROR | 2020 | B15 | 1203 | 0 | 2000 | 0 | 0 | 0 | 0 | 0 | 0 | 0 | 0 | 0 | 0 | Infinite
TVA_Transmission_2_PJM_ROR | TVA_Transmission | PJM_ROR | 2020 | B16 | 25 | 0 | 2000 | 0 | 0 | 0 | 0 | 0 | 0 | 0 | 0 | 0 | 0 | Infinite
TVA_Transmission_2_PJM_ROR | TVA_Transmission | PJM_ROR | 2020 | B17 | 100 | 0 | 2000 | 0 | 0 | 0 | 0 | 0 | 0 | 0 | 0 | 0 | 0 | Infinite
TVA_Transmission_2_PJM_ROR | TVA_Transmission | PJM_ROR | 2020 | B18 | 400 | 0 | 2000 | 0 | 0 | 0 | 0 | 0 | 0 | 0 | 0 | 0 | 0 | Infinite
TVA_Transmission_2_PJM_ROR | TVA_Transmission | PJM_ROR | 2020 | B19 | 700 | 0 | 2000 | 0 | 0 | 0 | 0 | 0 | 0 | 0 | 0 | 0 | 0 | Infinite
TVA_Transmission_2_PJM_ROR | TVA_Transmission | PJM_ROR | 2020 | B20 | 935 | 0 | 2000 | 0 | 0 | 0 | 0 | 0 | 0 | 0 | 0 | 0 | 0 | Infinite
TVA_Transmission_2_PJM_ROR | TVA_Transmission | PJM_ROR | 2025 | B1 | 10 | 0 | 2000 | 0 | 0 | 0 | 0 | 0 | 0 | 0 | 0 | 0 | 0 | Infinite
TVA_Transmission_2_PJM_ROR | TVA_Transmission | PJM_ROR | 2025 | B2 | 25 | 0 | 2000 | 0 | 0 | 0 | 0 | 0 | 0 | 0 | 0 | 0 | 0 | Infinite
TVA_Transmission_2_PJM_ROR | TVA_Transmission | PJM_ROR | 2025 | B3 | 75 | 0 | 2000 | 0 | 0 | 0 | 0 | 0 | 0 | 0 | 0 | 0 | 0 | Infinite
TVA_Transmission_2_PJM_ROR | TVA_Transmission | PJM_ROR | 2025 | B4 | 100 | 0 | 2000 | 0 | 0 | 0 | 0 | 0 | 0 | 0 | 0 | 0 | 0 | Infinite
TVA_Transmission_2_PJM_ROR | TVA_Transmission | PJM_ROR | 2025 | B5 | 200 | 0 | 2000 | 0 | 0 | 0 | 0 | 0 | 0 | 0 | 0 | 0 | 0 | Infinite
TVA_Transmission_2_PJM_ROR | TVA_Transmission | PJM_ROR | 2025 | B6 | 300 | 0 | 2000 | 0 | 0 | 0 | 0 | 0 | 0 | 0 | 0 | 0 | 0 | Infinite
TVA_Transmission_2_PJM_ROR | TVA_Transmission | PJM_ROR | 2025 | B7 | 400 | 0 | 2000 | 0 | 0 | 0 | 0 | 0 | 0 | 0 | 0 | 0 | 0 | Infinite
TVA_Transmission_2_PJM_ROR | TVA_Transmission | PJM_ROR | 2025 | B8 | 500 | 0 | 2000 | 0 | 0 | 0 | 0 | 0 | 0 | 0 | 0 | 0 | 0 | Infinite
TVA_Transmission_2_PJM_ROR | TVA_Transmission | PJM_ROR | 2025 | B9 | 800 | 0 | 2000 | 0 | 0 | 0 | 0 | 0 | 0 | 0 | 0 | 0 | 0 | Infinite
TVA_Transmission_2_PJM_ROR | TVA_Transmission | PJM_ROR | 2025 | B10 | 1262 | 0 | 2000 | 0 | 0 | 0 | 0 | 0 | 0 | 0 | 0 | 0 | 0 | Infinite
TVA_Transmission_2_PJM_ROR | TVA_Transmission | PJM_ROR | 2025 | B11 | 25 | 0 | 2000 | 0 | 0 | 0 | 0 | 0 | 0 | 0 | 0 | 0 | 0 | Infinite
TVA_Transmission_2_PJM_ROR | TVA_Transmission | PJM_ROR | 2025 | B12 | 200 | 0 | 2000 | 0 | 0 | 0 | 0 | 0 | 0 | 0 | 0 | 0 | 0 | Infinite
TVA_Transmission_2_PJM_ROR | TVA_Transmission | PJM_ROR | 2025 | B13 | 600 | 0 | 2000 | 0 | 0 | 0 | 0 | 0 | 0 | 0 | 0 | 0 | 0 | Infinite
TVA_Transmission_2_PJM_ROR | TVA_Transmission | PJM_ROR | 2025 | B14 | 900 | 0 | 2000 | 0 | 0 | 0 | 0 | 0 | 0 | 0 | 0 | 0 | 0 | Infinite
TVA_Transmission_2_PJM_ROR | TVA_Transmission | PJM_ROR | 2025 | B15 | 1203 | 0 | 2000 | 0 | 0 | 0 | 0 | 0 | 0 | 0 | 0 | 0 | 0 | Infinite
TVA_Transmission_2_PJM_ROR | TVA_Transmission | PJM_ROR | 2025 | B16 | 25 | 0 | 2000 | 0 | 0 | 0 | 0 | 0 | 0 | 0 | 0 | 0 | 0 | Infinite
TVA_Transmission_2_PJM_ROR | TVA_Transmission | PJM_ROR | 2025 | B17 | 100 | 0 | 2000 | 0 | 0 | 0 | 0 | 0 | 0 | 0 | 0 | 0 | 0 | Infinite
TVA_Transmission_2_PJM_ROR | TVA_Transmission | PJM_ROR | 2025 | B18 | 400 | 0 | 2000 | 0 | 0 | 0 | 0 | 0 | 0 | 0 | 0 | 0 | 0 | Infinite
TVA_Transmission_2_PJM_ROR | TVA_Transmission | PJM_ROR | 2025 | B19 | 700 | 0 | 2000 | 0 | 0 | 0 | 0 | 0 | 0 | 0 | 0 | 0 | 0 | Infinite
TVA_Transmission_2_PJM_ROR | TVA_Transmission | PJM_ROR | 2025 | B20 | 935 | 0 | 2000 | 0 | 0 | 0 | 0 | 0 | 0 | 0 | 0 | 0 | 0 | Infinite
TVA_Transmission_2_PJM_ROR | TVA_Transmission | PJM_ROR | 2030 | B1 | 10 | 0 | 2000 | 0 | 0 | 0 | 0 | 0 | 0 | 0 | 0 | 0 | 0 | Infinite
TVA_Transmission_2_PJM_ROR | TVA_Transmission | PJM_ROR | 2030 | B2 | 25 | 0 | 2000 | 0 | 0 | 0 | 0 | 0 | 0 | 0 | 0 | 0 | 0 | Infinite
TVA_Transmission_2_PJM_ROR | TVA_Transmission | PJM_ROR | 2030 | B3 | 75 | 0 | 2000 | 0 | 0 | 0 | 0 | 0 | 0 | 0 | 0 | 0 | 0 | Infinite
TVA_Transmission_2_PJM_ROR | TVA_Transmission | PJM_ROR | 2030 | B4 | 100 | 0 | 2000 | 0 | 0 | 0 | 0 | 0 | 0 | 0 | 0 | 0 | 0 | Infinite
TVA_Transmission_2_PJM_ROR | TVA_Transmission | PJM_ROR | 2030 | B5 | 200 | 0 | 2000 | 0 | 0 | 0 | 0 | 0 | 0 | 0 | 0 | 0 | 0 | Infinite
TVA_Transmission_2_PJM_ROR | TVA_Transmission | PJM_ROR | 2030 | B6 | 300 | 0 | 2000 | 0 | 0 | 0 | 0 | 0 | 0 | 0 | 0 | 0 | 0 | Infinite
TVA_Transmission_2_PJM_ROR | TVA_Transmission | PJM_ROR | 2030 | B7 | 400 | 0 | 2000 | 0 | 0 | 0 | 0 | 0 | 0 | 0 | 0 | 0 | 0 | Infinite
TVA_Transmission_2_PJM_ROR | TVA_Transmission | PJM_ROR | 2030 | B8 | 500 | 0 | 2000 | 0 | 0 | 0 | 0 | 0 | 0 | 0 | 0 | 0 | 0 | Infinite
TVA_Transmission_2_PJM_ROR | TVA_Transmission | PJM_ROR | 2030 | B9 | 800 | 0 | 2000 | 0 | 0 | 0 | 0 | 0 | 0 | 0 | 0 | 0 | 0 | Infinite
TVA_Transmission_2_PJM_ROR | TVA_Transmission | PJM_ROR | 2030 | B10 | 1262 | 0 | 2000 | 0 | 0 | 0 | 0 | 0 | 0 | 0 | 0 | 0 | 0 | Infinite
TVA_Transmission_2_PJM_ROR | TVA_Transmission | PJM_ROR | 2030 | B11 | 25 | 0 | 2000 | 0 | 0 | 0 | 0 | 0 | 0 | 0 | 0 | 0 | 0 | Infinite
TVA_Transmission_2_PJM_ROR | TVA_Transmission | PJM_ROR | 2030 | B12 | 200 | 0 | 2000 | 0 | 0 | 0 | 0 | 0 | 0 | 0 | 0 | 0 | 0 | Infinite
TVA_Transmission_2_PJM_ROR | TVA_Transmission | PJM_ROR | 2030 | B13 | 600 | 0 | 2000 | 0 | 0 | 0 | 0 | 0 | 0 | 0 | 0 | 0 | 0 | Infinite
TVA_Transmission_2_PJM_ROR | TVA_Transmission | PJM_ROR | 2030 | B14 | 900 | 0 | 2000 | 0 | 0 | 0 | 0 | 0 | 0 | 0 | 0 | 0 | 0 | Infinite
TVA_Transmission_2_PJM_ROR | TVA_Transmission | PJM_ROR | 2030 | B15 | 1203 | 0 | 2000 | 0 | 0 | 0 | 0 | 0 | 0 | 0 | 0 | 0 | 0 | Infinite
TVA_Transmission_2_PJM_ROR | TVA_Transmission | PJM_ROR | 2030 | B16 | 25 | 0 | 2000 | 0 | 0 | 0 | 0 | 0 | 0 | 0 | 0 | 0 | 0 | Infinite
TVA_Transmission_2_PJM_ROR | TVA_Transmission | PJM_ROR | 2030 | B17 | 100 | 0 | 2000 | 0 | 0 | 0 | 0 | 0 | 0 | 0 | 0 | 0 | 0 | Infinite
TVA_Transmission_2_PJM_ROR | TVA_Transmission | PJM_ROR | 2030 | B18 | 400 | 0 | 2000 | 0 | 0 | 0 | 0 | 0 | 0 | 0 | 0 | 0 | 0 | Infinite
TVA_Transmission_2_PJM_ROR | TVA_Transmission | PJM_ROR | 2030 | B19 | 700 | 0 | 2000 | 0 | 0 | 0 | 0 | 0 | 0 | 0 | 0 | 0 | 0 | Infinite
TVA_Transmission_2_PJM_ROR | TVA_Transmission | PJM_ROR | 2030 | B20 | 935 | 0 | 2000 | 0 | 0 | 0 | 0 | 0 | 0 | 0 | 0 | 0 | 0 | Infinite
TVA_Transmission_2_PJM_ROR | TVA_Transmission | PJM_ROR | 2035 | B1 | 10 | 0 | 2000 | 0 | 0 | 0 | 0 | 0 | 0 | 0 | 0 | 0 | 0 | Infinite
TVA_Transmission_2_PJM_ROR | TVA_Transmission | PJM_ROR | 2035 | B2 | 25 | 0 | 2000 | 0 | 0 | 0 | 0 | 0 | 0 | 0 | 0 | 0 | 0 | Infinite
TVA_Transmission_2_PJM_ROR | TVA_Transmission | PJM_ROR | 2035 | B3 | 75 | 0 | 2000 | 0 | 0 | 0 | 0 | 0 | 0 | 0 | 0 | 0 | 0 | Infinite
TVA_Transmission_2_PJM_ROR | TVA_Transmission | PJM_ROR | 2035 | B4 | 100 | 0 | 2000 | 0 | 0 | 0 | 0 | 0 | 0 | 0 | 0 | 0 | 0 | Infinite
TVA_Transmission_2_PJM_ROR | TVA_Transmission | PJM_ROR | 2035 | B5 | 200 | 0 | 2000 | 0 | 0 | 0 | 0 | 0 | 0 | 0 | 0 | 0 | 0 | Infinite
TVA_Transmission_2_PJM_ROR | TVA_Transmission | PJM_ROR | 2035 | B6 | 300 | 0 | 2000 | 0 | 0 | 0 | 0 | 0 | 0 | 0 | 0 | 0 | 0 | Infinite
TVA_Transmission_2_PJM_ROR | TVA_Transmission | PJM_ROR | 2035 | B7 | 400 | 0 | 2000 | 0 | 0 | 0 | 0 | 0 | 0 | 0 | 0 | 0 | 0 | Infinite
TVA_Transmission_2_PJM_ROR | TVA_Transmission | PJM_ROR | 2035 | B8 | 500 | 0 | 2000 | 0 | 0 | 0 | 0 | 0 | 0 | 0 | 0 | 0 | 0 | Infinite
TVA_Transmission_2_PJM_ROR | TVA_Transmission | PJM_ROR | 2035 | B9 | 800 | 0 | 2000 | 0 | 0 | 0 | 0 | 0 | 0 | 0 | 0 | 0 | 0 | Infinite
TVA_Transmission_2_PJM_ROR | TVA_Transmission | PJM_ROR | 2035 | B10 | 1262 | 0 | 2000 | 0 | 0 | 0 | 0 | 0 | 0 | 0 | 0 | 0 | 0 | Infinite
TVA_Transmission_2_PJM_ROR | TVA_Transmission | PJM_ROR | 2035 | B11 | 25 | 0 | 2000 | 0 | 0 | 0 | 0 | 0 | 0 | 0 | 0 | 0 | 0 | Infinite
TVA_Transmission_2_PJM_ROR | TVA_Transmission | PJM_ROR | 2035 | B12 | 200 | 0 | 2000 | 0 | 0 | 0 | 0 | 0 | 0 | 0 | 0 | 0 | 0 | Infinite
TVA_Transmission_2_PJM_ROR | TVA_Transmission | PJM_ROR | 2035 | B13 | 600 | 0 | 2000 | 0 | 0 | 0 | 0 | 0 | 0 | 0 | 0 | 0 | 0 | Infinite
TVA_Transmission_2_PJM_ROR | TVA_Transmission | PJM_ROR | 2035 | B14 | 900 | 0 | 2000 | 0 | 0 | 0 | 0 | 0 | 0 | 0 | 0 | 0 | 0 | Infinite
TVA_Transmission_2_PJM_ROR | TVA_Transmission | PJM_ROR | 2035 | B15 | 1203 | 0 | 2000 | 0 | 0 | 0 | 0 | 0 | 0 | 0 | 0 | 0 | 0 | Infinite
TVA_Transmission_2_PJM_ROR | TVA_Transmission | PJM_ROR | 2035 | B16 | 25 | 0 | 2000 | 0 | 0 | 0 | 0 | 0 | 0 | 0 | 0 | 0 | 0 | Infinite
TVA_Transmission_2_PJM_ROR | TVA_Transmission | PJM_ROR | 2035 | B17 | 100 | 0 | 2000 | 0 | 0 | 0 | 0 | 0 | 0 | 0 | 0 | 0 | 0 | Infinite
TVA_Transmission_2_PJM_ROR | TVA_Transmission | PJM_ROR | 2035 | B18 | 400 | 0 | 2000 | 0 | 0 | 0 | 0 | 0 | 0 | 0 | 0 | 0 | 0 | Infinite
TVA_Transmission_2_PJM_ROR | TVA_Transmission | PJM_ROR | 2035 | B19 | 700 | 0 | 2000 | 0 | 0 | 0 | 0 | 0 | 0 | 0 | 0 | 0 | 0 | Infinite
TVA_Transmission_2_PJM_ROR | TVA_Transmission | PJM_ROR | 2035 | B20 | 935 | 0 | 2000 | 0 | 0 | 0 | 0 | 0 | 0 | 0 | 0 | 0 | 0 | Infinite
TVA_Transmission_2_PJM_ROR | TVA_Transmission | PJM_ROR | 2040 | B1 | 10 | 0 | 2000 | 0 | 0 | 0 | 0 | 0 | 0 | 0 | 0 | 0 | 0 | Infinite
TVA_Transmission_2_PJM_ROR | TVA_Transmission | PJM_ROR | 2040 | B2 | 25 | 0 | 2000 | 0 | 0 | 0 | 0 | 0 | 0 | 0 | 0 | 0 | 0 | Infinite
TVA_Transmission_2_PJM_ROR | TVA_Transmission | PJM_ROR | 2040 | B3 | 75 | 0 | 2000 | 0 | 0 | 0 | 0 | 0 | 0 | 0 | 0 | 0 | 0 | Infinite
TVA_Transmission_2_PJM_ROR | TVA_Transmission | PJM_ROR | 2040 | B4 | 100 | 0 | 2000 | 0 | 0 | 0 | 0 | 0 | 0 | 0 | 0 | 0 | 0 | Infinite
TVA_Transmission_2_PJM_ROR | TVA_Transmission | PJM_ROR | 2040 | B5 | 200 | 0 | 2000 | 0 | 0 | 0 | 0 | 0 | 0 | 0 | 0 | 0 | 0 | Infinite
TVA_Transmission_2_PJM_ROR | TVA_Transmission | PJM_ROR | 2040 | B6 | 300 | 0 | 2000 | 0 | 0 | 0 | 0 | 0 | 0 | 0 | 0 | 0 | 0 | Infinite
TVA_Transmission_2_PJM_ROR | TVA_Transmission | PJM_ROR | 2040 | B7 | 400 | 0 | 2000 | 0 | 0 | 0 | 0 | 0 | 0 | 0 | 0 | 0 | 0 | Infinite
TVA_Transmission_2_PJM_ROR | TVA_Transmission | PJM_ROR | 2040 | B8 | 500 | 0 | 2000 | 0 | 0 | 0 | 0 | 0 | 0 | 0 | 0 | 0 | 0 | Infinite
TVA_Transmission_2_PJM_ROR | TVA_Transmission | PJM_ROR | 2040 | B9 | 800 | 0 | 2000 | 0 | 0 | 0 | 0 | 0 | 0 | 0 | 0 | 0 | 0 | Infinite
TVA_Transmission_2_PJM_ROR | TVA_Transmission | PJM_ROR | 2040 | B10 | 1262 | 0 | 2000 | 0 | 0 | 0 | 0 | 0 | 0 | 0 | 0 | 0 | 0 | Infinite
TVA_Transmission_2_PJM_ROR | TVA_Transmission | PJM_ROR | 2040 | B11 | 25 | 0 | 2000 | 0 | 0 | 0 | 0 | 0 | 0 | 0 | 0 | 0 | 0 | Infinite
TVA_Transmission_2_PJM_ROR | TVA_Transmission | PJM_ROR | 2040 | B12 | 200 | 0 | 2000 | 0 | 0 | 0 | 0 | 0 | 0 | 0 | 0 | 0 | 0 | Infinite
TVA_Transmission_2_PJM_ROR | TVA_Transmission | PJM_ROR | 2040 | B13 | 600 | 0 | 2000 | 0 | 0 | 0 | 0 | 0 | 0 | 0 | 0 | 0 | 0 | Infinite
TVA_Transmission_2_PJM_ROR | TVA_Transmission | PJM_ROR | 2040 | B14 | 900 | 0 | 2000 | 0 | 0 | 0 | 0 | 0 | 0 | 0 | 0 | 0 | 0 | Infinite
TVA_Transmission_2_PJM_ROR | TVA_Transmission | PJM_ROR | 2040 | B15 | 1203 | 0 | 2000 | 0 | 0 | 0 | 0 | 0 | 0 | 0 | 0 | 0 | 0 | Infinite
TVA_Transmission_2_PJM_ROR | TVA_Transmission | PJM_ROR | 2040 | B16 | 25 | 0 | 2000 | 0 | 0 | 0 | 0 | 0 | 0 | 0 | 0 | 0 | 0 | Infinite
TVA_Transmission_2_PJM_ROR | TVA_Transmission | PJM_ROR | 2040 | B17 | 100 | 0 | 2000 | 0 | 0 | 0 | 0 | 0 | 0 | 0 | 0 | 0 | 0 | Infinite
TVA_Transmission_2_PJM_ROR | TVA_Transmission | PJM_ROR | 2040 | B18 | 400 | 0 | 2000 | 0 | 0 | 0 | 0 | 0 | 0 | 0 | 0 | 0 | 0 | Infinite
TVA_Transmission_2_PJM_ROR | TVA_Transmission | PJM_ROR | 2040 | B19 | 700 | 0 | 2000 | 0 | 0 | 0 | 0 | 0 | 0 | 0 | 0 | 0 | 0 | Infinite
TVA_Transmission_2_PJM_ROR | TVA_Transmission | PJM_ROR | 2040 | B20 | 935 | 0 | 2000 | 0 | 0 | 0 | 0 | 0 | 0 | 0 | 0 | 0 | 0 | Infinite
TVA_Transmission_2_PJM_ROR | TVA_Transmission | PJM_ROR | 2045 | B1 | 10 | 0 | 2000 | 0 | 0 | 0 | 0 | 0 | 0 | 0 | 0 | 0 | 0 | Infinite
TVA_Transmission_2_PJM_ROR | TVA_Transmission | PJM_ROR | 2045 | B2 | 25 | 0 | 2000 | 0 | 0 | 0 | 0 | 0 | 0 | 0 | 0 | 0 | 0 | Infinite
TVA_Transmission_2_PJM_ROR | TVA_Transmission | PJM_ROR | 2045 | B3 | 75 | 0 | 2000 | 0 | 0 | 0 | 0 | 0 | 0 | 0 | 0 | 0 | 0 | Infinite
TVA_Transmission_2_PJM_ROR | TVA_Transmission | PJM_ROR | 2045 | B4 | 100 | 0 | 2000 | 0 | 0 | 0 | 0 | 0 | 0 | 0 | 0 | 0 | 0 | Infinite
TVA_Transmission_2_PJM_ROR | TVA_Transmission | PJM_ROR | 2045 | B5 | 200 | 0 | 2000 | 0 | 0 | 0 | 0 | 0 | 0 | 0 | 0 | 0 | 0 | Infinite
TVA_Transmission_2_PJM_ROR | TVA_Transmission | PJM_ROR | 2045 | B6 | 300 | 0 | 2000 | 0 | 0 | 0 | 0 | 0 | 0 | 0 | 0 | 0 | 0 | Infinite
TVA_Transmission_2_PJM_ROR | TVA_Transmission | PJM_ROR | 2045 | B7 | 400 | 0 | 2000 | 0 | 0 | 0 | 0 | 0 | 0 | 0 | 0 | 0 | 0 | Infinite
TVA_Transmission_2_PJM_ROR | TVA_Transmission | PJM_ROR | 2045 | B8 | 500 | 0 | 2000 | 0 | 0 | 0 | 0 | 0 | 0 | 0 | 0 | 0 | 0 | Infinite
TVA_Transmission_2_PJM_ROR | TVA_Transmission | PJM_ROR | 2045 | B9 | 800 | 0 | 2000 | 0 | 0 | 0 | 0 | 0 | 0 | 0 | 0 | 0 | 0 | Infinite
TVA_Transmission_2_PJM_ROR | TVA_Transmission | PJM_ROR | 2045 | B10 | 1262 | 0 | 2000 | 0 | 0 | 0 | 0 | 0 | 0 | 0 | 0 | 0 | 0 | Infinite
TVA_Transmission_2_PJM_ROR | TVA_Transmission | PJM_ROR | 2045 | B11 | 25 | 0 | 2000 | 0 | 0 | 0 | 0 | 0 | 0 | 0 | 0 | 0 | 0 | Infinite
TVA_Transmission_2_PJM_ROR | TVA_Transmission | PJM_ROR | 2045 | B12 | 200 | 0 | 2000 | 0 | 0 | 0 | 0 | 0 | 0 | 0 | 0 | 0 | 0 | Infinite
TVA_Transmission_2_PJM_ROR | TVA_Transmission | PJM_ROR | 2045 | B13 | 600 | 0 | 2000 | 0 | 0 | 0 | 0 | 0 | 0 | 0 | 0 | 0 | 0 | Infinite
TVA_Transmission_2_PJM_ROR | TVA_Transmission | PJM_ROR | 2045 | B14 | 900 | 0 | 2000 | 0 | 0 | 0 | 0 | 0 | 0 | 0 | 0 | 0 | 0 | Infinite
TVA_Transmission_2_PJM_ROR | TVA_Transmission | PJM_ROR | 2045 | B15 | 1203 | 0 | 2000 | 0 | 0 | 0 | 0 | 0 | 0 | 0 | 0 | 0 | 0 | Infinite
TVA_Transmission_2_PJM_ROR | TVA_Transmission | PJM_ROR | 2045 | B16 | 25 | 0 | 2000 | 0 | 0 | 0 | 0 | 0 | 0 | 0 | 0 | 0 | 0 | Infinite
TVA_Transmission_2_PJM_ROR | TVA_Transmission | PJM_ROR | 2045 | B17 | 100 | 0 | 2000 | 0 | 0 | 0 | 0 | 0 | 0 | 0 | 0 | 0 | 0 | Infinite
TVA_Transmission_2_PJM_ROR | TVA_Transmission | PJM_ROR | 2045 | B18 | 400 | 0 | 2000 | 0 | 0 | 0 | 0 | 0 | 0 | 0 | 0 | 0 | 0 | Infinite
TVA_Transmission_2_PJM_ROR | TVA_Transmission | PJM_ROR | 2045 | B19 | 700 | 0 | 2000 | 0 | 0 | 0 | 0 | 0 | 0 | 0 | 0 | 0 | 0 | Infinite
TVA_Transmission_2_PJM_ROR | TVA_Transmission | PJM_ROR | 2045 | B20 | 935 | 0 | 2000 | 0 | 0 | 0 | 0 | 0 | 0 | 0 | 0 | 0 | 0 | Infinite
TVA_Transmission_2_PJM_ROR | TVA_Transmission | PJM_ROR | 2050 | B1 | 10 | 0 | 2000 | 0 | 0 | 0 | 0 | 0 | 0 | 0 | 0 | 0 | 0 | Infinite
TVA_Transmission_2_PJM_ROR | TVA_Transmission | PJM_ROR | 2050 | B2 | 25 | 0 | 2000 | 0 | 0 | 0 | 0 | 0 | 0 | 0 | 0 | 0 | 0 | Infinite
TVA_Transmission_2_PJM_ROR | TVA_Transmission | PJM_ROR | 2050 | B3 | 75 | 0 | 2000 | 0 | 0 | 0 | 0 | 0 | 0 | 0 | 0 | 0 | 0 | Infinite
TVA_Transmission_2_PJM_ROR | TVA_Transmission | PJM_ROR | 2050 | B4 | 100 | 0 | 2000 | 0 | 0 | 0 | 0 | 0 | 0 | 0 | 0 | 0 | 0 | Infinite
TVA_Transmission_2_PJM_ROR | TVA_Transmission | PJM_ROR | 2050 | B5 | 200 | 0 | 2000 | 0 | 0 | 0 | 0 | 0 | 0 | 0 | 0 | 0 | 0 | Infinite
TVA_Transmission_2_PJM_ROR | TVA_Transmission | PJM_ROR | 2050 | B6 | 300 | 0 | 2000 | 0 | 0 | 0 | 0 | 0 | 0 | 0 | 0 | 0 | 0 | Infinite
TVA_Transmission_2_PJM_ROR | TVA_Transmission | PJM_ROR | 2050 | B7 | 400 | 0 | 2000 | 0 | 0 | 0 | 0 | 0 | 0 | 0 | 0 | 0 | 0 | Infinite
TVA_Transmission_2_PJM_ROR | TVA_Transmission | PJM_ROR | 2050 | B8 | 500 | 0 | 2000 | 0 | 0 | 0 | 0 | 0 | 0 | 0 | 0 | 0 | 0 | Infinite
TVA_Transmission_2_PJM_ROR | TVA_Transmission | PJM_ROR | 2050 | B9 | 800 | 0 | 2000 | 0 | 0 | 0 | 0 | 0 | 0 | 0 | 0 | 0 | 0 | Infinite
TVA_Transmission_2_PJM_ROR | TVA_Transmission | PJM_ROR | 2050 | B10 | 1262 | 0 | 2000 | 0 | 0 | 0 | 0 | 0 | 0 | 0 | 0 | 0 | 0 | Infinite
TVA_Transmission_2_PJM_ROR | TVA_Transmission | PJM_ROR | 2050 | B11 | 25 | 0 | 2000 | 0 | 0 | 0 | 0 | 0 | 0 | 0 | 0 | 0 | 0 | Infinite
TVA_Transmission_2_PJM_ROR | TVA_Transmission | PJM_ROR | 2050 | B12 | 200 | 0 | 2000 | 0 | 0 | 0 | 0 | 0 | 0 | 0 | 0 | 0 | 0 | Infinite
TVA_Transmission_2_PJM_ROR | TVA_Transmission | PJM_ROR | 2050 | B13 | 600 | 0 | 2000 | 0 | 0 | 0 | 0 | 0 | 0 | 0 | 0 | 0 | 0 | Infinite
TVA_Transmission_2_PJM_ROR | TVA_Transmission | PJM_ROR | 2050 | B14 | 900 | 0 | 2000 | 0 | 0 | 0 | 0 | 0 | 0 | 0 | 0 | 0 | 0 | Infinite
TVA_Transmission_2_PJM_ROR | TVA_Transmission | PJM_ROR | 2050 | B15 | 1203 | 0 | 2000 | 0 | 0 | 0 | 0 | 0 | 0 | 0 | 0 | 0 | 0 | Infinite
TVA_Transmission_2_PJM_ROR | TVA_Transmission | PJM_ROR | 2050 | B16 | 25 | 0 | 2000 | 0 | 0 | 0 | 0 | 0 | 0 | 0 | 0 | 0 | 0 | Infinite
TVA_Transmission_2_PJM_ROR | TVA_Transmission | PJM_ROR | 2050 | B17 | 100 | 0 | 2000 | 0 | 0 | 0 | 0 | 0 | 0 | 0 | 0 | 0 | 0 | Infinite
TVA_Transmission_2_PJM_ROR | TVA_Transmission | PJM_ROR | 2050 | B18 | 400 | 0 | 2000 | 0 | 0 | 0 | 0 | 0 | 0 | 0 | 0 | 0 | 0 | Infinite
TVA_Transmission_2_PJM_ROR | TVA_Transmission | PJM_ROR | 2050 | B19 | 700 | 0 | 2000 | 0 | 0 | 0 | 0 | 0 | 0 | 0 | 0 | 0 | 0 | Infinite
TVA_Transmission_2_PJM_ROR | TVA_Transmission | PJM_ROR | 2050 | B20 | 935 | 0 | 2000 | 0 | 0 | 0 | 0 | 0 | 0 | 0 | 0 | 0 | 0 | Infinite
TVA_Transmission_2_SOCO | TVA_Transmission | SOCO | 2015 | B1 | 10 | 0 | 3200 | 0 | 0 | 0 | 0 | 0 | 0 | 0 | 0 | 0 | 0 | 0
TVA_Transmission_2_SOCO | TVA_Transmission | SOCO | 2015 | B2 | 25 | 0 | 3200 | 0 | 0 | 0 | 0 | 0 | 0 | 0 | 0 | 0 | 0 | 0
TVA_Transmission_2_SOCO | TVA_Transmission | SOCO | 2015 | B3 | 75 | 0 | 3200 | 0 | 0 | 0 | 0 | 0 | 0 | 0 | 0 | 0 | 0 | 0
TVA_Transmission_2_SOCO | TVA_Transmission | SOCO | 2015 | B4 | 100 | 0 | 3200 | 0 | 0 | 0 | 0 | 0 | 0 | 0 | 0 | 0 | 0 | 0
TVA_Transmission_2_SOCO | TVA_Transmission | SOCO | 2015 | B5 | 200 | 0 | 3200 | 0 | 0 | 0 | 0 | 0 | 0 | 0 | 0 | 0 | 0 | 0
TVA_Transmission_2_SOCO | TVA_Transmission | SOCO | 2015 | B6 | 300 | 0 | 3200 | 0 | 0 | 0 | 0 | 0 | 0 | 0 | 0 | 0 | 0 | 0
TVA_Transmission_2_SOCO | TVA_Transmission | SOCO | 2015 | B7 | 400 | 0 | 3200 | 0 | 0 | 0 | 0 | 0 | 0 | 0 | 0 | 0 | 0 | 0
TVA_Transmission_2_SOCO | TVA_Transmission | SOCO | 2015 | B8 | 500 | 0 | 3200 | 0 | 0 | 0 | 0 | 0 | 0 | 0 | 0 | 0 | 0 | 0
TVA_Transmission_2_SOCO | TVA_Transmission | SOCO | 2015 | B9 | 800 | 0 | 3200 | 0 | 0 | 0 | 0 | 0 | 0 | 0 | 0 | 0 | 0 | 0
TVA_Transmission_2_SOCO | TVA_Transmission | SOCO | 2015 | B10 | 1262 | 0 | 3200 | 0 | 0 | 0 | 0 | 0 | 0 | 0 | 0 | 0 | 0 | 0
TVA_Transmission_2_SOCO | TVA_Transmission | SOCO | 2015 | B11 | 25 | 0 | 3200 | 564.77 | 0 | 567.77 | 0 | 0 | 0 | 0 | 0 | 0 | 0 | 0
TVA_Transmission_2_SOCO | TVA_Transmission | SOCO | 2015 | B12 | 200 | 0 | 3200 | 0 | 0 | 0 | 0 | 0 | 0 | 0 | 0 | 0 | 0 | 0
TVA_Transmission_2_SOCO | TVA_Transmission | SOCO | 2015 | B13 | 600 | 0 | 3200 | 0 | 0 | 0 | 0 | 0 | 0 | 0 | 0 | 0 | 0 | 0
TVA_Transmission_2_SOCO | TVA_Transmission | SOCO | 2015 | B14 | 900 | 0 | 3200 | 0 | 0 | 0 | 0 | 0 | 0 | 0 | 0 | 0 | 0 | 0
TVA_Transmission_2_SOCO | TVA_Transmission | SOCO | 2015 | B15 | 1203 | 0 | 3200 | 0 | 0 | 0 | 0 | 0 | 0 | 0 | 0 | 0 | 0 | 0
TVA_Transmission_2_SOCO | TVA_Transmission | SOCO | 2015 | B16 | 25 | 0 | 3200 | 0 | 0 | 0 | 0 | 0 | 0 | 0 | 0 | 0 | 0 | 0
TVA_Transmission_2_SOCO | TVA_Transmission | SOCO | 2015 | B17 | 100 | 0 | 3200 | 0 | 0 | 0 | 0 | 0 | 0 | 0 | 0 | 0 | 0 | 0
TVA_Transmission_2_SOCO | TVA_Transmission | SOCO | 2015 | B18 | 400 | 0 | 3200 | 0 | 0 | 0 | 0 | 0 | 0 | 0 | 0 | 0 | 0 | 0
TVA_Transmission_2_SOCO | TVA_Transmission | SOCO | 2015 | B19 | 700 | 0 | 3200 | 0 | 0 | 0 | 0 | 0 | 0 | 0 | 0 | 0 | 0 | 0
TVA_Transmission_2_SOCO | TVA_Transmission | SOCO | 2015 | B20 | 935 | 0 | 3200 | 0 | 0 | 0 | 0 | 0 | 0 | 0 | 0 | 0 | 0 | 0
TVA_Transmission_2_SOCO | TVA_Transmission | SOCO | 2020 | B1 | 10 | 0 | 3200 | 0 | 0 | 0 | 0 | 0 | 0 | 0 | 0 | 0 | 0 | 0
TVA_Transmission_2_SOCO | TVA_Transmission | SOCO | 2020 | B2 | 25 | 0 | 3200 | 0 | 0 | 0 | 0 | 0 | 0 | 0 | 0 | 0 | 0 | 0
TVA_Transmission_2_SOCO | TVA_Transmission | SOCO | 2020 | B3 | 75 | 0 | 3200 | 0 | 0 | 0 | 0 | 0 | 0 | 0 | 0 | 0 | 0 | 0
TVA_Transmission_2_SOCO | TVA_Transmission | SOCO | 2020 | B4 | 100 | 0 | 3200 | 0 | 0 | 0 | 0 | 0 | 0 | 0 | 0 | 0 | 0 | 0
TVA_Transmission_2_SOCO | TVA_Transmission | SOCO | 2020 | B5 | 200 | 0 | 3200 | 0 | 0 | 0 | 0 | 0 | 0 | 0 | 0 | 0 | 0 | 0
TVA_Transmission_2_SOCO | TVA_Transmission | SOCO | 2020 | B6 | 300 | 0 | 3200 | 0 | 0 | 0 | 0 | 0 | 0 | 0 | 0 | 0 | 0 | 0
TVA_Transmission_2_SOCO | TVA_Transmission | SOCO | 2020 | B7 | 400 | 0 | 3200 | 0 | 0 | 0 | 0 | 0 | 0 | 0 | 0 | 0 | 0 | 0
TVA_Transmission_2_SOCO | TVA_Transmission | SOCO | 2020 | B8 | 500 | 0 | 3200 | 0 | 0 | 0 | 0 | 0 | 0 | 0 | 0 | 0 | 0 | 0
TVA_Transmission_2_SOCO | TVA_Transmission | SOCO | 2020 | B9 | 800 | 0 | 3200 | 0 | 0 | 0 | 0 | 0 | 0 | 0 | 0 | 0 | 0 | 0
TVA_Transmission_2_SOCO | TVA_Transmission | SOCO | 2020 | B10 | 1262 | 0 | 3200 | 0 | 0 | 0 | 0 | 0 | 0 | 0 | 0 | 0 | 0 | 0
TVA_Transmission_2_SOCO | TVA_Transmission | SOCO | 2020 | B11 | 25 | 0 | 3200 | 0 | 0 | 0 | 0 | 0 | 0 | 0 | 0 | 0 | 0 | 0
TVA_Transmission_2_SOCO | TVA_Transmission | SOCO | 2020 | B12 | 200 | 0 | 3200 | 0 | 0 | 0 | 0 | 0 | 0 | 0 | 0 | 0 | 0 | 0
TVA_Transmission_2_SOCO | TVA_Transmission | SOCO | 2020 | B13 | 600 | 0 | 3200 | 0 | 0 | 0 | 0 | 0 | 0 | 0 | 0 | 0 | 0 | 0
TVA_Transmission_2_SOCO | TVA_Transmission | SOCO | 2020 | B14 | 900 | 0 | 3200 | 0 | 0 | 0 | 0 | 0 | 0 | 0 | 0 | 0 | 0 | 0
TVA_Transmission_2_SOCO | TVA_Transmission | SOCO | 2020 | B15 | 1203 | 0 | 3200 | 0 | 0 | 0 | 0 | 0 | 0 | 0 | 0 | 0 | 0 | 0
TVA_Transmission_2_SOCO | TVA_Transmission | SOCO | 2020 | B16 | 25 | 0 | 3200 | 0 | 0 | 0 | 0 | 0 | 0 | 0 | 0 | 0 | 0 | 0
TVA_Transmission_2_SOCO | TVA_Transmission | SOCO | 2020 | B17 | 100 | 0 | 3200 | 0 | 0 | 0 | 0 | 0 | 0 | 0 | 0 | 0 | 0 | 0
TVA_Transmission_2_SOCO | TVA_Transmission | SOCO | 2020 | B18 | 400 | 0 | 3200 | 0 | 0 | 0 | 0 | 0 | 0 | 0 | 0 | 0 | 0 | 0
TVA_Transmission_2_SOCO | TVA_Transmission | SOCO | 2020 | B19 | 700 | 0 | 3200 | 0 | 0 | 0 | 0 | 0 | 0 | 0 | 0 | 0 | 0 | 0
TVA_Transmission_2_SOCO | TVA_Transmission | SOCO | 2020 | B20 | 935 | 0 | 3200 | 0 | 0 | 0 | 0 | 0 | 0 | 0 | 0 | 0 | 0 | 0
TVA_Transmission_2_SOCO | TVA_Transmission | SOCO | 2025 | B1 | 10 | 0 | 3200 | 0 | 0 | 0 | 0 | 0 | 0 | 0 | 0 | 0 | 0 | 0
TVA_Transmission_2_SOCO | TVA_Transmission | SOCO | 2025 | B2 | 25 | 0 | 3200 | 0 | 0 | 0 | 0 | 0 | 0 | 0 | 0 | 0 | 0 | 0
TVA_Transmission_2_SOCO | TVA_Transmission | SOCO | 2025 | B3 | 75 | 0 | 3200 | 0 | 0 | 0 | 0 | 0 | 0 | 0 | 0 | 0 | 0 | 0
TVA_Transmission_2_SOCO | TVA_Transmission | SOCO | 2025 | B4 | 100 | 0 | 3200 | 0 | 0 | 0 | 0 | 0 | 0 | 0 | 0 | 0 | 0 | 0
TVA_Transmission_2_SOCO | TVA_Transmission | SOCO | 2025 | B5 | 200 | 0 | 3200 | 0 | 0 | 0 | 0 | 0 | 0 | 0 | 0 | 0 | 0 | 0
TVA_Transmission_2_SOCO | TVA_Transmission | SOCO | 2025 | B6 | 300 | 0 | 3200 | 0 | 0 | 0 | 0 | 0 | 0 | 0 | 0 | 0 | 0 | 0
TVA_Transmission_2_SOCO | TVA_Transmission | SOCO | 2025 | B7 | 400 | 0 | 3200 | 0 | 0 | 0 | 0 | 0 | 0 | 0 | 0 | 0 | 0 | 0
TVA_Transmission_2_SOCO | TVA_Transmission | SOCO | 2025 | B8 | 500 | 0 | 3200 | 0 | 0 | 0 | 0 | 0 | 0 | 0 | 0 | 0 | 0 | 0
TVA_Transmission_2_SOCO | TVA_Transmission | SOCO | 2025 | B9 | 800 | 0 | 3200 | 0 | 0 | 0 | 0 | 0 | 0 | 0 | 0 | 0 | 0 | 0
TVA_Transmission_2_SOCO | TVA_Transmission | SOCO | 2025 | B10 | 1262 | 0 | 3200 | 0 | 0 | 0 | 0 | 0 | 0 | 0 | 0 | 0 | 0 | 0
TVA_Transmission_2_SOCO | TVA_Transmission | SOCO | 2025 | B11 | 25 | 0 | 3200 | 0 | 0 | 0 | 0 | 0 | 0 | 0 | 0 | 0 | 0 | 0
TVA_Transmission_2_SOCO | TVA_Transmission | SOCO | 2025 | B12 | 200 | 0 | 3200 | 0 | 0 | 0 | 0 | 0 | 0 | 0 | 0 | 0 | 0 | 0
TVA_Transmission_2_SOCO | TVA_Transmission | SOCO | 2025 | B13 | 600 | 0 | 3200 | 0 | 0 | 0 | 0 | 0 | 0 | 0 | 0 | 0 | 0 | 0
TVA_Transmission_2_SOCO | TVA_Transmission | SOCO | 2025 | B14 | 900 | 0 | 3200 | 0 | 0 | 0 | 0 | 0 | 0 | 0 | 0 | 0 | 0 | 0
TVA_Transmission_2_SOCO | TVA_Transmission | SOCO | 2025 | B15 | 1203 | 0 | 3200 | 0 | 0 | 0 | 0 | 0 | 0 | 0 | 0 | 0 | 0 | 0
TVA_Transmission_2_SOCO | TVA_Transmission | SOCO | 2025 | B16 | 25 | 0 | 3200 | 0 | 0 | 0 | 0 | 0 | 0 | 0 | 0 | 0 | 0 | 0
TVA_Transmission_2_SOCO | TVA_Transmission | SOCO | 2025 | B17 | 100 | 0 | 3200 | 0 | 0 | 0 | 0 | 0 | 0 | 0 | 0 | 0 | 0 | 0
TVA_Transmission_2_SOCO | TVA_Transmission | SOCO | 2025 | B18 | 400 | 0 | 3200 | 0 | 0 | 0 | 0 | 0 | 0 | 0 | 0 | 0 | 0 | 0
TVA_Transmission_2_SOCO | TVA_Transmission | SOCO | 2025 | B19 | 700 | 0 | 3200 | 0 | 0 | 0 | 0 | 0 | 0 | 0 | 0 | 0 | 0 | 0
TVA_Transmission_2_SOCO | TVA_Transmission | SOCO | 2025 | B20 | 935 | 0 | 3200 | 0 | 0 | 0 | 0 | 0 | 0 | 0 | 0 | 0 | 0 | 0
TVA_Transmission_2_SOCO | TVA_Transmission | SOCO | 2030 | B1 | 10 | 0 | 3200 | 0 | 0 | 0 | 0 | 0 | 0 | 0 | 0 | 0 | 0 | 0
TVA_Transmission_2_SOCO | TVA_Transmission | SOCO | 2030 | B2 | 25 | 0 | 3200 | 0 | 0 | 0 | 0 | 0 | 0 | 0 | 0 | 0 | 0 | 0
TVA_Transmission_2_SOCO | TVA_Transmission | SOCO | 2030 | B3 | 75 | 0 | 3200 | 0 | 0 | 0 | 0 | 0 | 0 | 0 | 0 | 0 | 0 | 0
TVA_Transmission_2_SOCO | TVA_Transmission | SOCO | 2030 | B4 | 100 | 0 | 3200 | 0 | 0 | 0 | 0 | 0 | 0 | 0 | 0 | 0 | 0 | 0
TVA_Transmission_2_SOCO | TVA_Transmission | SOCO | 2030 | B5 | 200 | 0 | 3200 | 0 | 0 | 0 | 0 | 0 | 0 | 0 | 0 | 0 | 0 | 0
TVA_Transmission_2_SOCO | TVA_Transmission | SOCO | 2030 | B6 | 300 | 0 | 3200 | 0 | 0 | 0 | 0 | 0 | 0 | 0 | 0 | 0 | 0 | 0
TVA_Transmission_2_SOCO | TVA_Transmission | SOCO | 2030 | B7 | 400 | 0 | 3200 | 0 | 0 | 0 | 0 | 0 | 0 | 0 | 0 | 0 | 0 | 0
TVA_Transmission_2_SOCO | TVA_Transmission | SOCO | 2030 | B8 | 500 | 0 | 3200 | 0 | 0 | 0 | 0 | 0 | 0 | 0 | 0 | 0 | 0 | 0
TVA_Transmission_2_SOCO | TVA_Transmission | SOCO | 2030 | B9 | 800 | 0 | 3200 | 0 | 0 | 0 | 0 | 0 | 0 | 0 | 0 | 0 | 0 | 0
TVA_Transmission_2_SOCO | TVA_Transmission | SOCO | 2030 | B10 | 1262 | 0 | 3200 | 0 | 0 | 0 | 0 | 0 | 0 | 0 | 0 | 0 | 0 | 0
TVA_Transmission_2_SOCO | TVA_Transmission | SOCO | 2030 | B11 | 25 | 0 | 3200 | 1122.08 | 0 | 1241.91 | 0 | 0 | 0 | 0 | 0 | 0 | 0 | 0
TVA_Transmission_2_SOCO | TVA_Transmission | SOCO | 2030 | B12 | 200 | 0 | 3200 | 0 | 0 | 0 | 0 | 0 | 0 | 0 | 0 | 0 | 0 | 0
TVA_Transmission_2_SOCO | TVA_Transmission | SOCO | 2030 | B13 | 600 | 0 | 3200 | 0 | 0 | 0 | 0 | 0 | 0 | 0 | 0 | 0 | 0 | 0
TVA_Transmission_2_SOCO | TVA_Transmission | SOCO | 2030 | B14 | 900 | 0 | 3200 | 0 | 0 | 0 | 0 | 0 | 0 | 0 | 0 | 0 | 0 | 0
TVA_Transmission_2_SOCO | TVA_Transmission | SOCO | 2030 | B15 | 1203 | 0 | 3200 | 0 | 0 | 0 | 0 | 0 | 0 | 0 | 0 | 0 | 0 | 0
TVA_Transmission_2_SOCO | TVA_Transmission | SOCO | 2030 | B16 | 25 | 0 | 3200 | 0 | 0 | 0 | 0 | 0 | 0 | 0 | 0 | 0 | 0 | 0
TVA_Transmission_2_SOCO | TVA_Transmission | SOCO | 2030 | B17 | 100 | 0 | 3200 | 0 | 0 | 0 | 0 | 0 | 0 | 0 | 0 | 0 | 0 | 0
TVA_Transmission_2_SOCO | TVA_Transmission | SOCO | 2030 | B18 | 400 | 0 | 3200 | 0 | 0 | 0 | 0 | 0 | 0 | 0 | 0 | 0 | 0 | 0
TVA_Transmission_2_SOCO | TVA_Transmission | SOCO | 2030 | B19 | 700 | 0 | 3200 | 0 | 0 | 0 | 0 | 0 | 0 | 0 | 0 | 0 | 0 | 0
TVA_Transmission_2_SOCO | TVA_Transmission | SOCO | 2030 | B20 | 935 | 0 | 3200 | 0 | 0 | 0 | 0 | 0 | 0 | 0 | 0 | 0 | 0 | 0
TVA_Transmission_2_SOCO | TVA_Transmission | SOCO | 2035 | B1 | 10 | 0 | 3200 | 0 | 0 | 0 | 0 | 0 | 0 | 0 | 0 | 0 | 0 | 0
TVA_Transmission_2_SOCO | TVA_Transmission | SOCO | 2035 | B2 | 25 | 0 | 3200 | 0 | 0 | 0 | 0 | 0 | 0 | 0 | 0 | 0 | 0 | 0
TVA_Transmission_2_SOCO | TVA_Transmission | SOCO | 2035 | B3 | 75 | 0 | 3200 | 0 | 0 | 0 | 0 | 0 | 0 | 0 | 0 | 0 | 0 | 0
TVA_Transmission_2_SOCO | TVA_Transmission | SOCO | 2035 | B4 | 100 | 0 | 3200 | 0 | 0 | 0 | 0 | 0 | 0 | 0 | 0 | 0 | 0 | 0
TVA_Transmission_2_SOCO | TVA_Transmission | SOCO | 2035 | B5 | 200 | 0 | 3200 | 0 | 0 | 0 | 0 | 0 | 0 | 0 | 0 | 0 | 0 | 0
TVA_Transmission_2_SOCO | TVA_Transmission | SOCO | 2035 | B6 | 300 | 0 | 3200 | 0 | 0 | 0 | 0 | 0 | 0 | 0 | 0 | 0 | 0 | 0
TVA_Transmission_2_SOCO | TVA_Transmission | SOCO | 2035 | B7 | 400 | 0 | 3200 | 0 | 0 | 0 | 0 | 0 | 0 | 0 | 0 | 0 | 0 | 0
TVA_Transmission_2_SOCO | TVA_Transmission | SOCO | 2035 | B8 | 500 | 0 | 3200 | 0 | 0 | 0 | 0 | 0 | 0 | 0 | 0 | 0 | 0 | 0
TVA_Transmission_2_SOCO | TVA_Transmission | SOCO | 2035 | B9 | 800 | 0 | 3200 | 0 | 0 | 0 | 0 | 0 | 0 | 0 | 0 | 0 | 0 | 0
TVA_Transmission_2_SOCO | TVA_Transmission | SOCO | 2035 | B10 | 1262 | 0 | 3200 | 0 | 0 | 0 | 0 | 0 | 0 | 0 | 0 | 0 | 0 | 0
TVA_Transmission_2_SOCO | TVA_Transmission | SOCO | 2035 | B11 | 25 | 0 | 3200 | 0 | 0 | 0 | 0 | 0 | 0 | 0 | 0 | 0 | 0 | 0
TVA_Transmission_2_SOCO | TVA_Transmission | SOCO | 2035 | B12 | 200 | 0 | 3200 | 0 | 0 | 0 | 0 | 0 | 0 | 0 | 0 | 0 | 0 | 0
TVA_Transmission_2_SOCO | TVA_Transmission | SOCO | 2035 | B13 | 600 | 0 | 3200 | 0 | 0 | 0 | 0 | 0 | 0 | 0 | 0 | 0 | 0 | 0
TVA_Transmission_2_SOCO | TVA_Transmission | SOCO | 2035 | B14 | 900 | 0 | 3200 | 0 | 0 | 0 | 0 | 0 | 0 | 0 | 0 | 0 | 0 | 0
TVA_Transmission_2_SOCO | TVA_Transmission | SOCO | 2035 | B15 | 1203 | 0 | 3200 | 0 | 0 | 0 | 0 | 0 | 0 | 0 | 0 | 0 | 0 | 0
TVA_Transmission_2_SOCO | TVA_Transmission | SOCO | 2035 | B16 | 25 | 0 | 3200 | 0 | 0 | 0 | 0 | 0 | 0 | 0 | 0 | 0 | 0 | 0
TVA_Transmission_2_SOCO | TVA_Transmission | SOCO | 2035 | B17 | 100 | 0 | 3200 | 0 | 0 | 0 | 0 | 0 | 0 | 0 | 0 | 0 | 0 | 0
TVA_Transmission_2_SOCO | TVA_Transmission | SOCO | 2035 | B18 | 400 | 0 | 3200 | 0 | 0 | 0 | 0 | 0 | 0 | 0 | 0 | 0 | 0 | 0
TVA_Transmission_2_SOCO | TVA_Transmission | SOCO | 2035 | B19 | 700 | 0 | 3200 | 0 | 0 | 0 | 0 | 0 | 0 | 0 | 0 | 0 | 0 | 0
TVA_Transmission_2_SOCO | TVA_Transmission | SOCO | 2035 | B20 | 935 | 0 | 3200 | 0 | 0 | 0 | 0 | 0 | 0 | 0 | 0 | 0 | 0 | 0
TVA_Transmission_2_SOCO | TVA_Transmission | SOCO | 2040 | B1 | 10 | 0 | 3200 | 0 | 0 | 0 | 0 | 0 | 0 | 0 | 0 | 0 | 0 | 0
TVA_Transmission_2_SOCO | TVA_Transmission | SOCO | 2040 | B2 | 25 | 0 | 3200 | 0 | 0 | 0 | 0 | 0 | 0 | 0 | 0 | 0 | 0 | 0
TVA_Transmission_2_SOCO | TVA_Transmission | SOCO | 2040 | B3 | 75 | 0 | 3200 | 0 | 0 | 0 | 0 | 0 | 0 | 0 | 0 | 0 | 0 | 0
TVA_Transmission_2_SOCO | TVA_Transmission | SOCO | 2040 | B4 | 100 | 0 | 3200 | 0 | 0 | 0 | 0 | 0 | 0 | 0 | 0 | 0 | 0 | 0
TVA_Transmission_2_SOCO | TVA_Transmission | SOCO | 2040 | B5 | 200 | 0 | 3200 | 0 | 0 | 0 | 0 | 0 | 0 | 0 | 0 | 0 | 0 | 0
TVA_Transmission_2_SOCO | TVA_Transmission | SOCO | 2040 | B6 | 300 | 0 | 3200 | 0 | 0 | 0 | 0 | 0 | 0 | 0 | 0 | 0 | 0 | 0
TVA_Transmission_2_SOCO | TVA_Transmission | SOCO | 2040 | B7 | 400 | 0 | 3200 | 0 | 0 | 0 | 0 | 0 | 0 | 0 | 0 | 0 | 0 | 0
TVA_Transmission_2_SOCO | TVA_Transmission | SOCO | 2040 | B8 | 500 | 0 | 3200 | 0 | 0 | 0 | 0 | 0 | 0 | 0 | 0 | 0 | 0 | 0
TVA_Transmission_2_SOCO | TVA_Transmission | SOCO | 2040 | B9 | 800 | 0 | 3200 | 0 | 0 | 0 | 0 | 0 | 0 | 0 | 0 | 0 | 0 | 0
TVA_Transmission_2_SOCO | TVA_Transmission | SOCO | 2040 | B10 | 1262 | 0 | 3200 | 0 | 0 | 0 | 0 | 0 | 0 | 0 | 0 | 0 | 0 | 0
TVA_Transmission_2_SOCO | TVA_Transmission | SOCO | 2040 | B11 | 25 | 0 | 3200 | 327.63 | 0 | 242.32 | 0 | 0 | 0 | 0 | 0 | 0 | 0 | 0
TVA_Transmission_2_SOCO | TVA_Transmission | SOCO | 2040 | B12 | 200 | 0 | 3200 | 0 | 0 | 0 | 0 | 0 | 0 | 0 | 0 | 0 | 0 | 0
TVA_Transmission_2_SOCO | TVA_Transmission | SOCO | 2040 | B13 | 600 | 0 | 3200 | 0 | 0 | 0 | 0 | 0 | 0 | 0 | 0 | 0 | 0 | 0
TVA_Transmission_2_SOCO | TVA_Transmission | SOCO | 2040 | B14 | 900 | 0 | 3200 | 0 | 0 | 0 | 0 | 0 | 0 | 0 | 0 | 0 | 0 | 0
TVA_Transmission_2_SOCO | TVA_Transmission | SOCO | 2040 | B15 | 1203 | 0 | 3200 | 0 | 0 | 0 | 0 | 0 | 0 | 0 | 0 | 0 | 0 | 0
TVA_Transmission_2_SOCO | TVA_Transmission | SOCO | 2040 | B16 | 25 | 0 | 3200 | 0 | 0 | 0 | 0 | 0 | 0 | 0 | 0 | 0 | 0 | 0
TVA_Transmission_2_SOCO | TVA_Transmission | SOCO | 2040 | B17 | 100 | 0 | 3200 | 0 | 0 | 0 | 0 | 0 | 0 | 0 | 0 | 0 | 0 | 0
TVA_Transmission_2_SOCO | TVA_Transmission | SOCO | 2040 | B18 | 400 | 0 | 3200 | 0 | 0 | 0 | 0 | 0 | 0 | 0 | 0 | 0 | 0 | 0
TVA_Transmission_2_SOCO | TVA_Transmission | SOCO | 2040 | B19 | 700 | 0 | 3200 | 0 | 0 | 0 | 0 | 0 | 0 | 0 | 0 | 0 | 0 | 0
TVA_Transmission_2_SOCO | TVA_Transmission | SOCO | 2040 | B20 | 935 | 0 | 3200 | 0 | 0 | 0 | 0 | 0 | 0 | 0 | 0 | 0 | 0 | 0
TVA_Transmission_2_SOCO | TVA_Transmission | SOCO | 2045 | B1 | 10 | 0 | 3200 | 0 | 0 | 0 | 0 | 0 | 0 | 0 | 0 | 0 | 0 | 0
TVA_Transmission_2_SOCO | TVA_Transmission | SOCO | 2045 | B2 | 25 | 0 | 3200 | 0 | 0 | 0 | 0 | 0 | 0 | 0 | 0 | 0 | 0 | 0
TVA_Transmission_2_SOCO | TVA_Transmission | SOCO | 2045 | B3 | 75 | 0 | 3200 | 0 | 0 | 0 | 0 | 0 | 0 | 0 | 0 | 0 | 0 | 0
TVA_Transmission_2_SOCO | TVA_Transmission | SOCO | 2045 | B4 | 100 | 0 | 3200 | 0 | 0 | 0 | 0 | 0 | 0 | 0 | 0 | 0 | 0 | 0
TVA_Transmission_2_SOCO | TVA_Transmission | SOCO | 2045 | B5 | 200 | 0 | 3200 | 0 | 0 | 0 | 0 | 0 | 0 | 0 | 0 | 0 | 0 | 0
TVA_Transmission_2_SOCO | TVA_Transmission | SOCO | 2045 | B6 | 300 | 0 | 3200 | 0 | 0 | 0 | 0 | 0 | 0 | 0 | 0 | 0 | 0 | 0
TVA_Transmission_2_SOCO | TVA_Transmission | SOCO | 2045 | B7 | 400 | 0 | 3200 | 0 | 0 | 0 | 0 | 0 | 0 | 0 | 0 | 0 | 0 | 0
TVA_Transmission_2_SOCO | TVA_Transmission | SOCO | 2045 | B8 | 500 | 0 | 3200 | 0 | 0 | 0 | 0 | 0 | 0 | 0 | 0 | 0 | 0 | 0
TVA_Transmission_2_SOCO | TVA_Transmission | SOCO | 2045 | B9 | 800 | 0 | 3200 | 0 | 0 | 0 | 0 | 0 | 0 | 0 | 0 | 0 | 0 | 0
TVA_Transmission_2_SOCO | TVA_Transmission | SOCO | 2045 | B10 | 1262 | 0 | 3200 | 349.26 | 0 | 0.71 | 0 | 0 | 0 | 0 | 0 | 0 | 0 | 0
TVA_Transmission_2_SOCO | TVA_Transmission | SOCO | 2045 | B11 | 25 | 0 | 3200 | 0 | 0 | 0 | 0 | 0 | 0 | 0 | 0 | 0 | 0 | 0
TVA_Transmission_2_SOCO | TVA_Transmission | SOCO | 2045 | B12 | 200 | 0 | 3200 | 0 | 0 | 0 | 0 | 0 | 0 | 0 | 0 | 0 | 0 | 0
TVA_Transmission_2_SOCO | TVA_Transmission | SOCO | 2045 | B13 | 600 | 0 | 3200 | 0 | 0 | 0 | 0 | 0 | 0 | 0 | 0 | 0 | 0 | 0
TVA_Transmission_2_SOCO | TVA_Transmission | SOCO | 2045 | B14 | 900 | 0 | 3200 | 0 | 0 | 0 | 0 | 0 | 0 | 0 | 0 | 0 | 0 | 0
TVA_Transmission_2_SOCO | TVA_Transmission | SOCO | 2045 | B15 | 1203 | 0 | 3200 | 0 | 0 | 0 | 0 | 0 | 0 | 0 | 0 | 0 | 0 | 0
TVA_Transmission_2_SOCO | TVA_Transmission | SOCO | 2045 | B16 | 25 | 0 | 3200 | 0 | 0 | 1018.47 | 0 | 0 | 0 | 0 | 0 | 0 | 0 | 0
TVA_Transmission_2_SOCO | TVA_Transmission | SOCO | 2045 | B17 | 100 | 0 | 3200 | 0 | 0 | 0 | 0 | 0 | 0 | 0 | 0 | 0 | 0 | 0
TVA_Transmission_2_SOCO | TVA_Transmission | SOCO | 2045 | B18 | 400 | 0 | 3200 | 0 | 0 | 0 | 0 | 0 | 0 | 0 | 0 | 0 | 0 | 0
TVA_Transmission_2_SOCO | TVA_Transmission | SOCO | 2045 | B19 | 700 | 0 | 3200 | 0 | 0 | 0 | 0 | 0 | 0 | 0 | 0 | 0 | 0 | 0
TVA_Transmission_2_SOCO | TVA_Transmission | SOCO | 2045 | B20 | 935 | 0 | 3200 | 0 | 0 | 0 | 0 | 0 | 0 | 0 | 0 | 0 | 0 | 0
TVA_Transmission_2_SOCO | TVA_Transmission | SOCO | 2050 | B1 | 10 | 0 | 3200 | 0 | 0 | 0 | 0 | 0 | 0 | 0 | 0 | 0 | 0 | 0
TVA_Transmission_2_SOCO | TVA_Transmission | SOCO | 2050 | B2 | 25 | 0 | 3200 | 0 | 0 | 0 | 0 | 0 | 0 | 0 | 0 | 0 | 0 | 0
TVA_Transmission_2_SOCO | TVA_Transmission | SOCO | 2050 | B3 | 75 | 0 | 3200 | 0 | 0 | 0 | 0 | 0 | 0 | 0 | 0 | 0 | 0 | 0
TVA_Transmission_2_SOCO | TVA_Transmission | SOCO | 2050 | B4 | 100 | 0 | 3200 | 0 | 0 | 0 | 0 | 0 | 0 | 0 | 0 | 0 | 0 | 0
TVA_Transmission_2_SOCO | TVA_Transmission | SOCO | 2050 | B5 | 200 | 0 | 3200 | 0 | 0 | 0 | 0 | 0 | 0 | 0 | 0 | 0 | 0 | 0
TVA_Transmission_2_SOCO | TVA_Transmission | SOCO | 2050 | B6 | 300 | 0 | 3200 | 0 | 0 | 0 | 0 | 0 | 0 | 0 | 0 | 0 | 0 | 0
TVA_Transmission_2_SOCO | TVA_Transmission | SOCO | 2050 | B7 | 400 | 0 | 3200 | 0 | 0 | 0 | 0 | 0 | 0 | 0 | 0 | 0 | 0 | 0
TVA_Transmission_2_SOCO | TVA_Transmission | SOCO | 2050 | B8 | 500 | 0 | 3200 | 0 | 0 | 0 | 0 | 0 | 0 | 0 | 0 | 0 | 0 | 0
TVA_Transmission_2_SOCO | TVA_Transmission | SOCO | 2050 | B9 | 800 | 0 | 3200 | 0 | 0 | 0 | 0 | 0 | 0 | 0 | 0 | 0 | 0 | 0
TVA_Transmission_2_SOCO | TVA_Transmission | SOCO | 2050 | B10 | 1262 | 0 | 3200 | 0 | 0 | 0 | 0 | 0 | 0 | 0 | 0 | 0 | 0 | 0
TVA_Transmission_2_SOCO | TVA_Transmission | SOCO | 2050 | B11 | 25 | 0 | 3200 | 0 | 0 | 0 | 0 | 0 | 0 | 0 | 0 | 0 | 0 | 0
TVA_Transmission_2_SOCO | TVA_Transmission | SOCO | 2050 | B12 | 200 | 0 | 3200 | 0 | 0 | 0 | 0 | 0 | 0 | 0 | 0 | 0 | 0 | 0
TVA_Transmission_2_SOCO | TVA_Transmission | SOCO | 2050 | B13 | 600 | 0 | 3200 | 0 | 0 | 0 | 0 | 0 | 0 | 0 | 0 | 0 | 0 | 0
TVA_Transmission_2_SOCO | TVA_Transmission | SOCO | 2050 | B14 | 900 | 0 | 3200 | 0 | 0 | 0 | 0 | 0 | 0 | 0 | 0 | 0 | 0 | 0
TVA_Transmission_2_SOCO | TVA_Transmission | SOCO | 2050 | B15 | 1203 | 0 | 3200 | 0 | 0 | 0 | 0 | 0 | 0 | 0 | 0 | 0 | 0 | 0
TVA_Transmission_2_SOCO | TVA_Transmission | SOCO | 2050 | B16 | 25 | 0 | 3200 | 0 | 0 | 73.83 | 0 | 0 | 0 | 0 | 0 | 0 | 0 | 0
TVA_Transmission_2_SOCO | TVA_Transmission | SOCO | 2050 | B17 | 100 | 0 | 3200 | 0 | 0 | 0 | 0 | 0 | 0 | 0 | 0 | 0 | 0 | 0
TVA_Transmission_2_SOCO | TVA_Transmission | SOCO | 2050 | B18 | 400 | 0 | 3200 | 0 | 0 | 0 | 0 | 0 | 0 | 0 | 0 | 0 | 0 | 0
TVA_Transmission_2_SOCO | TVA_Transmission | SOCO | 2050 | B19 | 700 | 0 | 3200 | 0 | 0 | 0 | 0 | 0 | 0 | 0 | 0 | 0 | 0 | 0
TVA_Transmission_2_SOCO | TVA_Transmission | SOCO | 2050 | B20 | 935 | 0 | 3200 | 0 | 0 | 0 | 0 | 0 | 0 | 0 | 0 | 0 | 0 | 0
TVA_Transmission_2_TVA | TVA_Transmission | TVA | 2015 | B1 | 10 | 0 | 99999 | 3531.29 | 0 | 3222.74 | 0 | 0 | 0 | 0 | 0 | 0 | 0 | 0
TVA_Transmission_2_TVA | TVA_Transmission | TVA | 2015 | B2 | 25 | 0 | 99999 | 2834.68 | 0 | 2526.14 | 0 | 0 | 0 | 0 | 0 | 0 | 0 | 0
TVA_Transmission_2_TVA | TVA_Transmission | TVA | 2015 | B3 | 75 | 0 | 99999 | 1506.02 | 0 | 1197.48 | 0 | 0 | 0 | 0 | 0 | 0 | 0 | 0
TVA_Transmission_2_TVA | TVA_Transmission | TVA | 2015 | B4 | 100 | 0 | 99999 | 903.91 | 0 | 595.37 | 0 | 0 | 0 | 0 | 0 | 0 | 0 | 0
TVA_Transmission_2_TVA | TVA_Transmission | TVA | 2015 | B5 | 200 | 0 | 99999 | 0 | 0 | 0 | 0 | 0 | 0 | 0 | 0 | 0 | 0 | 0
TVA_Transmission_2_TVA | TVA_Transmission | TVA | 2015 | B6 | 300 | 0 | 99999 | 0 | 0 | 0 | 0 | 0 | 0 | 0 | 0 | 0 | 0 | 0
TVA_Transmission_2_TVA | TVA_Transmission | TVA | 2015 | B7 | 400 | 0 | 99999 | 0 | 0 | 0 | 0 | 0 | 0 | 0 | 0 | 0 | 0 | 0
TVA_Transmission_2_TVA | TVA_Transmission | TVA | 2015 | B8 | 500 | 0 | 99999 | 0 | 0 | 0 | 0 | 0 | 0 | 0 | 0 | 0 | 0 | 0
TVA_Transmission_2_TVA | TVA_Transmission | TVA | 2015 | B9 | 800 | 0 | 99999 | 0 | 0 | 0 | 0 | 0 | 0 | 0 | 0 | 0 | 0 | 0
TVA_Transmission_2_TVA | TVA_Transmission | TVA | 2015 | B10 | 1262 | 0 | 99999 | 0 | 0 | 0 | 0 | 0 | 0 | 0 | 0 | 0 | 0 | 0
TVA_Transmission_2_TVA | TVA_Transmission | TVA | 2015 | B11 | 25 | 0 | 99999 | 484.1 | 0 | 717.16 | 0 | 0 | 0 | 0 | 0 | 0 | 0 | 0
TVA_Transmission_2_TVA | TVA_Transmission | TVA | 2015 | B12 | 200 | 0 | 99999 | 0 | 0 | 0 | 0 | 0 | 0 | 0 | 0 | 0 | 0 | 0
TVA_Transmission_2_TVA | TVA_Transmission | TVA | 2015 | B13 | 600 | 0 | 99999 | 0 | 0 | 0 | 0 | 0 | 0 | 0 | 0 | 0 | 0 | 0
TVA_Transmission_2_TVA | TVA_Transmission | TVA | 2015 | B14 | 900 | 0 | 99999 | 0 | 0 | 0 | 0 | 0 | 0 | 0 | 0 | 0 | 0 | 0
TVA_Transmission_2_TVA | TVA_Transmission | TVA | 2015 | B15 | 1203 | 0 | 99999 | 0 | 0 | 0 | 0 | 0 | 0 | 0 | 0 | 0 | 0 | 0
TVA_Transmission_2_TVA | TVA_Transmission | TVA | 2015 | B16 | 25 | 0 | 99999 | 0 | 0 | 58.6 | 0 | 0 | 0 | 0 | 0 | 0 | 0 | 0
TVA_Transmission_2_TVA | TVA_Transmission | TVA | 2015 | B17 | 100 | 0 | 99999 | 0 | 0 | 0 | 0 | 0 | 0 | 0 | 0 | 0 | 0 | 0
TVA_Transmission_2_TVA | TVA_Transmission | TVA | 2015 | B18 | 400 | 0 | 99999 | 0 | 0 | 0 | 0 | 0 | 0 | 0 | 0 | 0 | 0 | 0
TVA_Transmission_2_TVA | TVA_Transmission | TVA | 2015 | B19 | 700 | 0 | 99999 | 0 | 0 | 0 | 0 | 0 | 0 | 0 | 0 | 0 | 0 | 0
TVA_Transmission_2_TVA | TVA_Transmission | TVA | 2015 | B20 | 935 | 0 | 99999 | 0 | 0 | 0 | 0 | 0 | 0 | 0 | 0 | 0 | 0 | 0
TVA_Transmission_2_TVA | TVA_Transmission | TVA | 2020 | B1 | 10 | 0 | 99999 | 3674.78 | 0 | 3487.56 | 0 | 0 | 0 | 0 | 0 | 0 | 0 | 0
TVA_Transmission_2_TVA | TVA_Transmission | TVA | 2020 | B2 | 25 | 0 | 99999 | 2863.09 | 0 | 2675.88 | 0 | 0 | 0 | 0 | 0 | 0 | 0 | 0
TVA_Transmission_2_TVA | TVA_Transmission | TVA | 2020 | B3 | 75 | 0 | 99999 | 1263.43 | 0 | 1076.22 | 0 | 0 | 0 | 0 | 0 | 0 | 0 | 0
TVA_Transmission_2_TVA | TVA_Transmission | TVA | 2020 | B4 | 100 | 0 | 99999 | 525.6 | 0 | 338.39 | 0 | 0 | 0 | 0 | 0 | 0 | 0 | 0
TVA_Transmission_2_TVA | TVA_Transmission | TVA | 2020 | B5 | 200 | 0 | 99999 | 0 | 0 | 0 | 0 | 0 | 0 | 0 | 0 | 0 | 0 | 0
TVA_Transmission_2_TVA | TVA_Transmission | TVA | 2020 | B6 | 300 | 0 | 99999 | 0 | 0 | 0 | 0 | 0 | 0 | 0 | 0 | 0 | 0 | 0
TVA_Transmission_2_TVA | TVA_Transmission | TVA | 2020 | B7 | 400 | 0 | 99999 | 0 | 0 | 0 | 0 | 0 | 0 | 0 | 0 | 0 | 0 | 0
TVA_Transmission_2_TVA | TVA_Transmission | TVA | 2020 | B8 | 500 | 0 | 99999 | 0 | 0 | 0 | 0 | 0 | 0 | 0 | 0 | 0 | 0 | 0
TVA_Transmission_2_TVA | TVA_Transmission | TVA | 2020 | B9 | 800 | 0 | 99999 | 0 | 0 | 0 | 0 | 0 | 0 | 0 | 0 | 0 | 0 | 0
TVA_Transmission_2_TVA | TVA_Transmission | TVA | 2020 | B10 | 1262 | 0 | 99999 | 0 | 0 | 0 | 0 | 0 | 0 | 0 | 0 | 0 | 0 | 0
TVA_Transmission_2_TVA | TVA_Transmission | TVA | 2020 | B11 | 25 | 0 | 99999 | 0 | 0 | 0 | 0 | 0 | 0 | 0 | 0 | 0 | 0 | 0
TVA_Transmission_2_TVA | TVA_Transmission | TVA | 2020 | B12 | 200 | 0 | 99999 | 0 | 0 | 0 | 0 | 0 | 0 | 0 | 0 | 0 | 0 | 0
TVA_Transmission_2_TVA | TVA_Transmission | TVA | 2020 | B13 | 600 | 0 | 99999 | 0 | 0 | 0 | 0 | 0 | 0 | 0 | 0 | 0 | 0 | 0
TVA_Transmission_2_TVA | TVA_Transmission | TVA | 2020 | B14 | 900 | 0 | 99999 | 0 | 0 | 0 | 0 | 0 | 0 | 0 | 0 | 0 | 0 | 0
TVA_Transmission_2_TVA | TVA_Transmission | TVA | 2020 | B15 | 1203 | 0 | 99999 | 0 | 0 | 0 | 0 | 0 | 0 | 0 | 0 | 0 | 0 | 0
TVA_Transmission_2_TVA | TVA_Transmission | TVA | 2020 | B16 | 25 | 0 | 99999 | 0 | 0 | 0 | 0 | 0 | 0 | 0 | 0 | 0 | 0 | 0
TVA_Transmission_2_TVA | TVA_Transmission | TVA | 2020 | B17 | 100 | 0 | 99999 | 0 | 0 | 0 | 0 | 0 | 0 | 0 | 0 | 0 | 0 | 0
TVA_Transmission_2_TVA | TVA_Transmission | TVA | 2020 | B18 | 400 | 0 | 99999 | 0 | 0 | 0 | 0 | 0 | 0 | 0 | 0 | 0 | 0 | 0
TVA_Transmission_2_TVA | TVA_Transmission | TVA | 2020 | B19 | 700 | 0 | 99999 | 0 | 0 | 0 | 0 | 0 | 0 | 0 | 0 | 0 | 0 | 0
TVA_Transmission_2_TVA | TVA_Transmission | TVA | 2020 | B20 | 935 | 0 | 99999 | 0 | 0 | 0 | 0 | 0 | 0 | 0 | 0 | 0 | 0 | 0
TVA_Transmission_2_TVA | TVA_Transmission | TVA | 2025 | B1 | 10 | 0 | 99999 | 4169.06 | 0 | 4059.5 | 0 | 0 | 0 | 0 | 0 | 0 | 0 | 0
TVA_Transmission_2_TVA | TVA_Transmission | TVA | 2025 | B2 | 25 | 0 | 99999 | 3339.35 | 0 | 3229.79 | 0 | 0 | 0 | 0 | 0 | 0 | 0 | 0
TVA_Transmission_2_TVA | TVA_Transmission | TVA | 2025 | B3 | 75 | 0 | 99999 | 1704.34 | 0 | 1594.79 | 0 | 0 | 0 | 0 | 0 | 0 | 0 | 0
TVA_Transmission_2_TVA | TVA_Transmission | TVA | 2025 | B4 | 100 | 0 | 99999 | 950.17 | 0 | 840.62 | 0 | 0 | 0 | 0 | 0 | 0 | 0 | 0
TVA_Transmission_2_TVA | TVA_Transmission | TVA | 2025 | B5 | 200 | 0 | 99999 | 0 | 0 | 0 | 0 | 0 | 0 | 0 | 0 | 0 | 0 | 0
TVA_Transmission_2_TVA | TVA_Transmission | TVA | 2025 | B6 | 300 | 0 | 99999 | 0 | 0 | 0 | 0 | 0 | 0 | 0 | 0 | 0 | 0 | 0
TVA_Transmission_2_TVA | TVA_Transmission | TVA | 2025 | B7 | 400 | 0 | 99999 | 0 | 0 | 0 | 0 | 0 | 0 | 0 | 0 | 0 | 0 | 0
TVA_Transmission_2_TVA | TVA_Transmission | TVA | 2025 | B8 | 500 | 0 | 99999 | 0 | 0 | 0 | 0 | 0 | 0 | 0 | 0 | 0 | 0 | 0
TVA_Transmission_2_TVA | TVA_Transmission | TVA | 2025 | B9 | 800 | 0 | 99999 | 0 | 0 | 0 | 0 | 0 | 0 | 0 | 0 | 0 | 0 | 0
TVA_Transmission_2_TVA | TVA_Transmission | TVA | 2025 | B10 | 1262 | 0 | 99999 | 0 | 0 | 0 | 0 | 0 | 0 | 0 | 0 | 0 | 0 | 0
TVA_Transmission_2_TVA | TVA_Transmission | TVA | 2025 | B11 | 25 | 0 | 99999 | 0 | 0 | 0 | 0 | 0 | 0 | 0 | 0 | 0 | 0 | 0
TVA_Transmission_2_TVA | TVA_Transmission | TVA | 2025 | B12 | 200 | 0 | 99999 | 0 | 0 | 0 | 0 | 0 | 0 | 0 | 0 | 0 | 0 | 0
TVA_Transmission_2_TVA | TVA_Transmission | TVA | 2025 | B13 | 600 | 0 | 99999 | 0 | 0 | 0 | 0 | 0 | 0 | 0 | 0 | 0 | 0 | 0
TVA_Transmission_2_TVA | TVA_Transmission | TVA | 2025 | B14 | 900 | 0 | 99999 | 0 | 0 | 0 | 0 | 0 | 0 | 0 | 0 | 0 | 0 | 0
TVA_Transmission_2_TVA | TVA_Transmission | TVA | 2025 | B15 | 1203 | 0 | 99999 | 0 | 0 | 0 | 0 | 0 | 0 | 0 | 0 | 0 | 0 | 0
TVA_Transmission_2_TVA | TVA_Transmission | TVA | 2025 | B16 | 25 | 0 | 99999 | 622.72 | 0 | 1384 | 0 | 0 | 0 | 0 | 0 | 0 | 0 | 0
TVA_Transmission_2_TVA | TVA_Transmission | TVA | 2025 | B17 | 100 | 0 | 99999 | 0 | 0 | 0 | 0 | 0 | 0 | 0 | 0 | 0 | 0 | 0
TVA_Transmission_2_TVA | TVA_Transmission | TVA | 2025 | B18 | 400 | 0 | 99999 | 0 | 0 | 0 | 0 | 0 | 0 | 0 | 0 | 0 | 0 | 0
TVA_Transmission_2_TVA | TVA_Transmission | TVA | 2025 | B19 | 700 | 0 | 99999 | 0 | 0 | 0 | 0 | 0 | 0 | 0 | 0 | 0 | 0 | 0
TVA_Transmission_2_TVA | TVA_Transmission | TVA | 2025 | B20 | 935 | 0 | 99999 | 875.11 | 0 | 968.37 | 0 | 0 | 0 | 0 | 0 | 0 | 0 | 0
TVA_Transmission_2_TVA | TVA_Transmission | TVA | 2030 | B1 | 10 | 0 | 99999 | 3687.46 | 0 | 3690.83 | 0 | 0 | 0 | 0 | 0 | 0 | 0 | 0
TVA_Transmission_2_TVA | TVA_Transmission | TVA | 2030 | B2 | 25 | 0 | 99999 | 2797.6 | 0 | 2800.96 | 0 | 0 | 0 | 0 | 0 | 0 | 0 | 0
TVA_Transmission_2_TVA | TVA_Transmission | TVA | 2030 | B3 | 75 | 0 | 99999 | 1044.64 | 0 | 1048.01 | 0 | 0 | 0 | 0 | 0 | 0 | 0 | 0
TVA_Transmission_2_TVA | TVA_Transmission | TVA | 2030 | B4 | 100 | 0 | 99999 | 235.96 | 0 | 239.33 | 0 | 0 | 0 | 0 | 0 | 0 | 0 | 0
TVA_Transmission_2_TVA | TVA_Transmission | TVA | 2030 | B5 | 200 | 0 | 99999 | 0 | 0 | 0 | 0 | 0 | 0 | 0 | 0 | 0 | 0 | 0
TVA_Transmission_2_TVA | TVA_Transmission | TVA | 2030 | B6 | 300 | 0 | 99999 | 0 | 0 | 0 | 0 | 0 | 0 | 0 | 0 | 0 | 0 | 0
TVA_Transmission_2_TVA | TVA_Transmission | TVA | 2030 | B7 | 400 | 0 | 99999 | 0 | 0 | 0 | 0 | 0 | 0 | 0 | 0 | 0 | 0 | 0
TVA_Transmission_2_TVA | TVA_Transmission | TVA | 2030 | B8 | 500 | 0 | 99999 | 0 | 0 | 0 | 0 | 0 | 0 | 0 | 0 | 0 | 0 | 0
TVA_Transmission_2_TVA | TVA_Transmission | TVA | 2030 | B9 | 800 | 0 | 99999 | 0 | 0 | 0 | 0 | 0 | 0 | 0 | 0 | 0 | 0 | 0
TVA_Transmission_2_TVA | TVA_Transmission | TVA | 2030 | B10 | 1262 | 0 | 99999 | 0 | 0 | 0 | 0 | 0 | 0 | 0 | 0 | 0 | 0 | 0
TVA_Transmission_2_TVA | TVA_Transmission | TVA | 2030 | B11 | 25 | 0 | 99999 | 0 | 0 | 0 | 0 | 0 | 0 | 0 | 0 | 0 | 0 | 0
TVA_Transmission_2_TVA | TVA_Transmission | TVA | 2030 | B12 | 200 | 0 | 99999 | 0 | 0 | 0 | 0 | 0 | 0 | 0 | 0 | 0 | 0 | 0
TVA_Transmission_2_TVA | TVA_Transmission | TVA | 2030 | B13 | 600 | 0 | 99999 | 0 | 0 | 0 | 0 | 0 | 0 | 0 | 0 | 0 | 0 | 0
TVA_Transmission_2_TVA | TVA_Transmission | TVA | 2030 | B14 | 900 | 0 | 99999 | 0 | 0 | 0 | 0 | 0 | 0 | 0 | 0 | 0 | 0 | 0
TVA_Transmission_2_TVA | TVA_Transmission | TVA | 2030 | B15 | 1203 | 0 | 99999 | 0 | 0 | 0 | 0 | 0 | 0 | 0 | 0 | 0 | 0 | 0
TVA_Transmission_2_TVA | TVA_Transmission | TVA | 2030 | B16 | 25 | 0 | 99999 | 550.99 | 0 | 954.73 | 0 | 0 | 0 | 0 | 0 | 0 | 0 | 0
TVA_Transmission_2_TVA | TVA_Transmission | TVA | 2030 | B17 | 100 | 0 | 99999 | 0 | 0 | 0 | 0 | 0 | 0 | 0 | 0 | 0 | 0 | 0
TVA_Transmission_2_TVA | TVA_Transmission | TVA | 2030 | B18 | 400 | 0 | 99999 | 0 | 0 | 0 | 0 | 0 | 0 | 0 | 0 | 0 | 0 | 0
TVA_Transmission_2_TVA | TVA_Transmission | TVA | 2030 | B19 | 700 | 0 | 99999 | 0 | 0 | 0 | 0 | 0 | 0 | 0 | 0 | 0 | 0 | 0
TVA_Transmission_2_TVA | TVA_Transmission | TVA | 2030 | B20 | 935 | 0 | 99999 | 35.68 | 0 | 35.68 | 0 | 0 | 0 | 0 | 0 | 0 | 0 | 0
TVA_Transmission_2_TVA | TVA_Transmission | TVA | 2035 | B1 | 10 | 0 | 99999 | 2500 | 0 | 4465.62 | 0 | 0 | 0 | 0 | 0 | 0 | 0 | 0
TVA_Transmission_2_TVA | TVA_Transmission | TVA | 2035 | B2 | 25 | 0 | 99999 | 3638.81 | 0 | 3610.88 | 0 | 0 | 0 | 0 | 0 | 0 | 0 | 0
TVA_Transmission_2_TVA | TVA_Transmission | TVA | 2035 | B3 | 75 | 0 | 99999 | 1954.73 | 0 | 1926.8 | 0 | 0 | 0 | 0 | 0 | 0 | 0 | 0
TVA_Transmission_2_TVA | TVA_Transmission | TVA | 2035 | B4 | 100 | 0 | 99999 | 1177.88 | 0 | 1149.95 | 0 | 0 | 0 | 0 | 0 | 0 | 0 | 0
TVA_Transmission_2_TVA | TVA_Transmission | TVA | 2035 | B5 | 200 | 0 | 99999 | 0 | 0 | 0 | 0 | 0 | 0 | 0 | 0 | 0 | 0 | 0
TVA_Transmission_2_TVA | TVA_Transmission | TVA | 2035 | B6 | 300 | 0 | 99999 | 0 | 0 | 0 | 0 | 0 | 0 | 0 | 0 | 0 | 0 | 0
TVA_Transmission_2_TVA | TVA_Transmission | TVA | 2035 | B7 | 400 | 0 | 99999 | 0 | 0 | 0 | 0 | 0 | 0 | 0 | 0 | 0 | 0 | 0
TVA_Transmission_2_TVA | TVA_Transmission | TVA | 2035 | B8 | 500 | 0 | 99999 | 0 | 0 | 0 | 0 | 0 | 0 | 0 | 0 | 0 | 0 | 0
TVA_Transmission_2_TVA | TVA_Transmission | TVA | 2035 | B9 | 800 | 0 | 99999 | 0 | 0 | 0 | 0 | 0 | 0 | 0 | 0 | 0 | 0 | 0
TVA_Transmission_2_TVA | TVA_Transmission | TVA | 2035 | B10 | 1262 | 0 | 99999 | 0 | 0 | 0 | 0 | 0 | 0 | 0 | 0 | 0 | 0 | 0
TVA_Transmission_2_TVA | TVA_Transmission | TVA | 2035 | B11 | 25 | 0 | 99999 | 0 | 0 | 0 | 0 | 0 | 0 | 0 | 0 | 0 | 0 | 0
TVA_Transmission_2_TVA | TVA_Transmission | TVA | 2035 | B12 | 200 | 0 | 99999 | 0 | 0 | 0 | 0 | 0 | 0 | 0 | 0 | 0 | 0 | 0
TVA_Transmission_2_TVA | TVA_Transmission | TVA | 2035 | B13 | 600 | 0 | 99999 | 0 | 0 | 0 | 0 | 0 | 0 | 0 | 0 | 0 | 0 | 0
TVA_Transmission_2_TVA | TVA_Transmission | TVA | 2035 | B14 | 900 | 0 | 99999 | 0 | 0 | 0 | 0 | 0 | 0 | 0 | 0 | 0 | 0 | 0
TVA_Transmission_2_TVA | TVA_Transmission | TVA | 2035 | B15 | 1203 | 0 | 99999 | 433.19 | 0 | 433.54 | 0 | 0 | 0 | 0 | 0 | 0 | 0 | 0
TVA_Transmission_2_TVA | TVA_Transmission | TVA | 2035 | B16 | 25 | 0 | 99999 | 670.47 | 0 | 1259.18 | 0 | 0 | 0 | 0 | 0 | 0 | 0 | 0
TVA_Transmission_2_TVA | TVA_Transmission | TVA | 2035 | B17 | 100 | 0 | 99999 | 0 | 0 | 0 | 0 | 0 | 0 | 0 | 0 | 0 | 0 | 0
TVA_Transmission_2_TVA | TVA_Transmission | TVA | 2035 | B18 | 400 | 0 | 99999 | 0 | 0 | 0 | 0 | 0 | 0 | 0 | 0 | 0 | 0 | 0
TVA_Transmission_2_TVA | TVA_Transmission | TVA | 2035 | B19 | 700 | 0 | 99999 | 0 | 0 | 0 | 0 | 0 | 0 | 0 | 0 | 0 | 0 | 0
TVA_Transmission_2_TVA | TVA_Transmission | TVA | 2035 | B20 | 935 | 0 | 99999 | 154.56 | 0 | 154.56 | 0 | 0 | 0 | 0 | 0 | 0 | 0 | 0
TVA_Transmission_2_TVA | TVA_Transmission | TVA | 2040 | B1 | 10 | 0 | 99999 | 4207.94 | 0 | 4630.67 | 0 | 0.01 | 0 | 0 | 0 | 0 | 0 | 0
TVA_Transmission_2_TVA | TVA_Transmission | TVA | 2040 | B2 | 25 | 0 | 99999 | 3806.14 | 0 | 3782.08 | 0 | 0 | 0 | 0 | 0 | 0 | 0 | 0
TVA_Transmission_2_TVA | TVA_Transmission | TVA | 2040 | B3 | 75 | 0 | 99999 | 2134.12 | 0 | 2110.05 | 0 | 0 | 0 | 0 | 0 | 0 | 0 | 0
TVA_Transmission_2_TVA | TVA_Transmission | TVA | 2040 | B4 | 100 | 0 | 99999 | 1362.84 | 0 | 1701.99 | 0 | 0 | 0 | 0 | 0 | 0 | 0 | 0
TVA_Transmission_2_TVA | TVA_Transmission | TVA | 2040 | B5 | 200 | 0 | 99999 | 191.17 | 0 | 0 | 0 | 0 | 0 | 0 | 0 | 0 | 0 | 0
TVA_Transmission_2_TVA | TVA_Transmission | TVA | 2040 | B6 | 300 | 0 | 99999 | 0 | 0 | 0 | 0 | 0 | 0 | 0 | 0 | 0 | 0 | 0
TVA_Transmission_2_TVA | TVA_Transmission | TVA | 2040 | B7 | 400 | 0 | 99999 | 0 | 0 | 0 | 0 | 0 | 0 | 0 | 0 | 0 | 0 | 0
TVA_Transmission_2_TVA | TVA_Transmission | TVA | 2040 | B8 | 500 | 0 | 99999 | 0 | 0 | 0 | 0 | 0 | 0 | 0 | 0 | 0 | 0 | 0
TVA_Transmission_2_TVA | TVA_Transmission | TVA | 2040 | B9 | 800 | 0 | 99999 | 737.33 | 0 | 483.07 | 0 | 0 | 0 | 0 | 0 | 0 | 0 | 0
TVA_Transmission_2_TVA | TVA_Transmission | TVA | 2040 | B10 | 1262 | 0 | 99999 | 0 | 0 | 0 | 0 | 0 | 0 | 0 | 0 | 0 | 0 | 0
TVA_Transmission_2_TVA | TVA_Transmission | TVA | 2040 | B11 | 25 | 0 | 99999 | 0 | 0 | 0 | 0 | 0 | 0 | 0 | 0 | 0 | 0 | 0
TVA_Transmission_2_TVA | TVA_Transmission | TVA | 2040 | B12 | 200 | 0 | 99999 | 0 | 0 | 0 | 0 | 0 | 0 | 0 | 0 | 0 | 0 | 0
TVA_Transmission_2_TVA | TVA_Transmission | TVA | 2040 | B13 | 600 | 0 | 99999 | 0 | 0 | 0 | 0 | 0 | 0 | 0 | 0 | 0 | 0 | 0
TVA_Transmission_2_TVA | TVA_Transmission | TVA | 2040 | B14 | 900 | 0 | 99999 | 624.61 | 0 | 0 | 0 | 0 | 0 | 0 | 0 | 0 | 0 | 0
TVA_Transmission_2_TVA | TVA_Transmission | TVA | 2040 | B15 | 1203 | 0 | 99999 | 1279.48 | 0 | 898.52 | 0 | 0 | 0 | 0 | 0 | 0 | 0 | 0
TVA_Transmission_2_TVA | TVA_Transmission | TVA | 2040 | B16 | 25 | 0 | 99999 | 1846.3 | 0 | 1914.95 | 0 | 0 | 0 | 0 | 0 | 0 | 0 | 0
TVA_Transmission_2_TVA | TVA_Transmission | TVA | 2040 | B17 | 100 | 0 | 99999 | 0 | 0 | 0 | 0 | 0 | 0 | 0 | 0 | 0 | 0 | 0
TVA_Transmission_2_TVA | TVA_Transmission | TVA | 2040 | B18 | 400 | 0 | 99999 | 0 | 0 | 0 | 0 | 0 | 0 | 0 | 0 | 0 | 0 | 0
TVA_Transmission_2_TVA | TVA_Transmission | TVA | 2040 | B19 | 700 | 0 | 99999 | 479.97 | 0 | 548.63 | 0 | 0 | 0 | 0 | 0 | 0 | 0 | 0
TVA_Transmission_2_TVA | TVA_Transmission | TVA | 2040 | B20 | 935 | 0 | 99999 | 1221.31 | 0 | 1289.97 | 0 | 0 | 0 | 0 | 0 | 0 | 0 | 0
TVA_Transmission_2_TVA | TVA_Transmission | TVA | 2045 | B1 | 10 | 0 | 99999 | 4550.19 | 0 | 4238.67 | 0 | 0.01 | 0 | 0 | 0 | 0 | 0 | 0
TVA_Transmission_2_TVA | TVA_Transmission | TVA | 2045 | B2 | 25 | 0 | 99999 | 3672.09 | 0 | 3360.58 | 0 | 0 | 0 | 0 | 0 | 0 | 0 | 0
TVA_Transmission_2_TVA | TVA_Transmission | TVA | 2045 | B3 | 75 | 0 | 99999 | 1942.23 | 0 | 1630.71 | 0 | 0 | 0 | 0 | 0 | 0 | 0 | 0
TVA_Transmission_2_TVA | TVA_Transmission | TVA | 2045 | B4 | 100 | 0 | 99999 | 1144.22 | 0 | 832.71 | 0 | 0 | 0 | 0 | 0 | 0 | 0 | 0
TVA_Transmission_2_TVA | TVA_Transmission | TVA | 2045 | B5 | 200 | 0 | 99999 | 0 | 0 | 0 | 0 | 0 | 0 | 0 | 0 | 0 | 0 | 0
TVA_Transmission_2_TVA | TVA_Transmission | TVA | 2045 | B6 | 300 | 0 | 99999 | 0 | 0 | 0 | 0 | 0 | 0 | 0 | 0 | 0 | 0 | 0
TVA_Transmission_2_TVA | TVA_Transmission | TVA | 2045 | B7 | 400 | 0 | 99999 | 0 | 0 | 0 | 0 | 0 | 0 | 0 | 0 | 0 | 0 | 0
TVA_Transmission_2_TVA | TVA_Transmission | TVA | 2045 | B8 | 500 | 0 | 99999 | 0 | 0 | 0 | 0 | 0 | 0 | 0 | 0 | 0 | 0 | 0
TVA_Transmission_2_TVA | TVA_Transmission | TVA | 2045 | B9 | 800 | 0 | 99999 | 151.06 | 0 | 36.04 | 0 | 0 | 0 | 0 | 0 | 0 | 0 | 0
TVA_Transmission_2_TVA | TVA_Transmission | TVA | 2045 | B10 | 1262 | 0 | 99999 | 0 | 0 | 0 | 0 | 0 | 0 | 0 | 0 | 0 | 0 | 0
TVA_Transmission_2_TVA | TVA_Transmission | TVA | 2045 | B11 | 25 | 0 | 99999 | 0 | 0 | 0 | 0 | 0 | 0 | 0 | 0 | 0 | 0 | 0
TVA_Transmission_2_TVA | TVA_Transmission | TVA | 2045 | B12 | 200 | 0 | 99999 | 0 | 0 | 0 | 0 | 0 | 0 | 0 | 0 | 0 | 0 | 0
TVA_Transmission_2_TVA | TVA_Transmission | TVA | 2045 | B13 | 600 | 0 | 99999 | 0 | 0 | 0 | 0 | 0 | 0 | 0 | 0 | 0 | 0 | 0
TVA_Transmission_2_TVA | TVA_Transmission | TVA | 2045 | B14 | 900 | 0 | 99999 | 0 | 0 | 0 | 0 | 0 | 0 | 0 | 0 | 0 | 0 | 0
TVA_Transmission_2_TVA | TVA_Transmission | TVA | 2045 | B15 | 1203 | 0 | 99999 | 754.85 | 0 | 839.34 | 0 | 0 | 0 | 0 | 0 | 0 | 0 | 0
TVA_Transmission_2_TVA | TVA_Transmission | TVA | 2045 | B16 | 25 | 0 | 99999 | 8.16 | 0 | 30.11 | 0 | 0 | 0 | 0 | 0 | 0 | 0 | 0
TVA_Transmission_2_TVA | TVA_Transmission | TVA | 2045 | B17 | 100 | 0 | 99999 | 0 | 0 | 0 | 0 | 0 | 0 | 0 | 0 | 0 | 0 | 0
TVA_Transmission_2_TVA | TVA_Transmission | TVA | 2045 | B18 | 400 | 0 | 99999 | 0 | 0 | 0 | 0 | 0 | 0 | 0 | 0 | 0 | 0 | 0
TVA_Transmission_2_TVA | TVA_Transmission | TVA | 2045 | B19 | 700 | 0 | 99999 | 0 | 0 | 0 | 0 | 0 | 0 | 0 | 0 | 0 | 0 | 0
TVA_Transmission_2_TVA | TVA_Transmission | TVA | 2045 | B20 | 935 | 0 | 99999 | 866.78 | 0 | 888.74 | 0 | 0 | 0 | 0 | 0 | 0 | 0 | 0
TVA_Transmission_2_TVA | TVA_Transmission | TVA | 2050 | B1 | 10 | 0 | 99999 | 3875.41 | 0 | 3926.66 | 0 | 0 | 0 | 0 | 0 | 0 | 0 | 0
TVA_Transmission_2_TVA | TVA_Transmission | TVA | 2050 | B2 | 25 | 0 | 99999 | 3714.58 | 0 | 2999.24 | 0 | 0 | 0 | 0 | 0 | 0 | 0 | 0
TVA_Transmission_2_TVA | TVA_Transmission | TVA | 2050 | B3 | 75 | 0 | 99999 | 1887.98 | 0 | 1172.64 | 0 | 0 | 0 | 0 | 0 | 0 | 0 | 0
TVA_Transmission_2_TVA | TVA_Transmission | TVA | 2050 | B4 | 100 | 0 | 99999 | 1045.27 | 0 | 329.93 | 0 | 0 | 0 | 0 | 0 | 0 | 0 | 0
TVA_Transmission_2_TVA | TVA_Transmission | TVA | 2050 | B5 | 200 | 0 | 99999 | 0 | 0 | 0 | 0 | 0 | 0 | 0 | 0 | 0 | 0 | 0
TVA_Transmission_2_TVA | TVA_Transmission | TVA | 2050 | B6 | 300 | 0 | 99999 | 0 | 0 | 0 | 0 | 0 | 0 | 0 | 0 | 0 | 0 | 0
TVA_Transmission_2_TVA | TVA_Transmission | TVA | 2050 | B7 | 400 | 0 | 99999 | 0 | 0 | 0 | 0 | 0 | 0 | 0 | 0 | 0 | 0 | 0
TVA_Transmission_2_TVA | TVA_Transmission | TVA | 2050 | B8 | 500 | 0 | 99999 | 0 | 0 | 0 | 0 | 0 | 0 | 0 | 0 | 0 | 0 | 0
TVA_Transmission_2_TVA | TVA_Transmission | TVA | 2050 | B9 | 800 | 0 | 99999 | 430.4 | 0 | 0 | 0 | 0 | 0 | 0 | 0 | 0 | 0 | 0
TVA_Transmission_2_TVA | TVA_Transmission | TVA | 2050 | B10 | 1262 | 0 | 99999 | 0 | 0 | 0 | 0 | 0 | 0 | 0 | 0 | 0 | 0 | 0
TVA_Transmission_2_TVA | TVA_Transmission | TVA | 2050 | B11 | 25 | 0 | 99999 | 0 | 0 | 0 | 0 | 0 | 0 | 0 | 0 | 0 | 0 | 0
TVA_Transmission_2_TVA | TVA_Transmission | TVA | 2050 | B12 | 200 | 0 | 99999 | 0 | 0 | 0 | 0 | 0 | 0 | 0 | 0 | 0 | 0 | 0
TVA_Transmission_2_TVA | TVA_Transmission | TVA | 2050 | B13 | 600 | 0 | 99999 | 0 | 0 | 0 | 0 | 0 | 0 | 0 | 0 | 0 | 0 | 0
TVA_Transmission_2_TVA | TVA_Transmission | TVA | 2050 | B14 | 900 | 0 | 99999 | 0 | 0 | 0 | 0 | 0 | 0 | 0 | 0 | 0 | 0 | 0
TVA_Transmission_2_TVA | TVA_Transmission | TVA | 2050 | B15 | 1203 | 0 | 99999 | 0 | 0 | 0 | 0 | 0 | 0 | 0 | 0 | 0 | 0 | 0
TVA_Transmission_2_TVA | TVA_Transmission | TVA | 2050 | B16 | 25 | 0 | 99999 | 0 | 0 | 0 | 0 | 0 | 0 | 0 | 0 | 0 | 0 | 0
TVA_Transmission_2_TVA | TVA_Transmission | TVA | 2050 | B17 | 100 | 0 | 99999 | 0 | 0 | 0 | 0 | 0 | 0 | 0 | 0 | 0 | 0 | 0
TVA_Transmission_2_TVA | TVA_Transmission | TVA | 2050 | B18 | 400 | 0 | 99999 | 0 | 0 | 0 | 0 | 0 | 0 | 0 | 0 | 0 | 0 | 0
TVA_Transmission_2_TVA | TVA_Transmission | TVA | 2050 | B19 | 700 | 0 | 99999 | 0 | 0 | 0 | 0 | 0 | 0 | 0 | 0 | 0 | 0 | 0
TVA_Transmission_2_TVA | TVA_Transmission | TVA | 2050 | B20 | 935 | 0 | 99999 | 0 | 0 | 0 | 0 | 0 | 0 | 0 | 0 | 0 | 0 | 0
TVA_Transmission_2_VACAR | TVA_Transmission | VACAR | 2015 | B1 | 10 | 0 | 900 | 0 | 0 | 0 | 0 | 0 | 0 | 0 | 0 | 0 | 0 | 0
TVA_Transmission_2_VACAR | TVA_Transmission | VACAR | 2015 | B2 | 25 | 0 | 900 | 0 | 0 | 0 | 0 | 0 | 0 | 0 | 0 | 0 | 0 | 0
TVA_Transmission_2_VACAR | TVA_Transmission | VACAR | 2015 | B3 | 75 | 0 | 900 | 0 | 0 | 0 | 0 | 0 | 0 | 0 | 0 | 0 | 0 | 0
TVA_Transmission_2_VACAR | TVA_Transmission | VACAR | 2015 | B4 | 100 | 0 | 900 | 0 | 0 | 0 | 0 | 0 | 0 | 0 | 0 | 0 | 0 | 0
TVA_Transmission_2_VACAR | TVA_Transmission | VACAR | 2015 | B5 | 200 | 0 | 900 | 0 | 0 | 0 | 0 | 0 | 0 | 0 | 0 | 0 | 0 | 0
TVA_Transmission_2_VACAR | TVA_Transmission | VACAR | 2015 | B6 | 300 | 0 | 900 | 0 | 0 | 0 | 0 | 0 | 0 | 0 | 0 | 0 | 0 | 0
TVA_Transmission_2_VACAR | TVA_Transmission | VACAR | 2015 | B7 | 400 | 0 | 900 | 0 | 0 | 0 | 0 | 0 | 0 | 0 | 0 | 0 | 0 | 0
TVA_Transmission_2_VACAR | TVA_Transmission | VACAR | 2015 | B8 | 500 | 0 | 900 | 0 | 0 | 0 | 0 | 0 | 0 | 0 | 0 | 0 | 0 | 0
TVA_Transmission_2_VACAR | TVA_Transmission | VACAR | 2015 | B9 | 800 | 0 | 900 | 0 | 0 | 0 | 0 | 0 | 0 | 0 | 0 | 0 | 0 | 0
TVA_Transmission_2_VACAR | TVA_Transmission | VACAR | 2015 | B10 | 1262 | 0 | 900 | 0 | 0 | 0 | 0 | 0 | 0 | 0 | 0 | 0 | 0 | 0
TVA_Transmission_2_VACAR | TVA_Transmission | VACAR | 2015 | B11 | 25 | 0 | 900 | 0 | 0 | 0 | 0 | 0 | 0 | 0 | 0 | 0 | 0 | 0
TVA_Transmission_2_VACAR | TVA_Transmission | VACAR | 2015 | B12 | 200 | 0 | 900 | 0 | 0 | 0 | 0 | 0 | 0 | 0 | 0 | 0 | 0 | 0
TVA_Transmission_2_VACAR | TVA_Transmission | VACAR | 2015 | B13 | 600 | 0 | 900 | 0 | 0 | 0 | 0 | 0 | 0 | 0 | 0 | 0 | 0 | 0
TVA_Transmission_2_VACAR | TVA_Transmission | VACAR | 2015 | B14 | 900 | 0 | 900 | 0 | 0 | 0 | 0 | 0 | 0 | 0 | 0 | 0 | 0 | 0
TVA_Transmission_2_VACAR | TVA_Transmission | VACAR | 2015 | B15 | 1203 | 0 | 900 | 0 | 0 | 0 | 0 | 0 | 0 | 0 | 0 | 0 | 0 | 0
TVA_Transmission_2_VACAR | TVA_Transmission | VACAR | 2015 | B16 | 25 | 0 | 900 | 85.58 | 0 | 419.48 | 0 | 0 | 0 | 0 | 0 | 0 | 0 | 0
TVA_Transmission_2_VACAR | TVA_Transmission | VACAR | 2015 | B17 | 100 | 0 | 900 | 0 | 0 | 0 | 0 | 0 | 0 | 0 | 0 | 0 | 0 | 0
TVA_Transmission_2_VACAR | TVA_Transmission | VACAR | 2015 | B18 | 400 | 0 | 900 | 0 | 0 | 0 | 0 | 0 | 0 | 0 | 0 | 0 | 0 | 0
TVA_Transmission_2_VACAR | TVA_Transmission | VACAR | 2015 | B19 | 700 | 0 | 900 | 0 | 0 | 0 | 0 | 0 | 0 | 0 | 0 | 0 | 0 | 0
TVA_Transmission_2_VACAR | TVA_Transmission | VACAR | 2015 | B20 | 935 | 0 | 900 | 0 | 0 | 0 | 0 | 0 | 0 | 0 | 0 | 0 | 0 | 0
TVA_Transmission_2_VACAR | TVA_Transmission | VACAR | 2020 | B1 | 10 | 0 | 900 | 0 | 0 | 0 | 0 | 0 | 0 | 0 | 0 | 0 | 0 | 1.7182
TVA_Transmission_2_VACAR | TVA_Transmission | VACAR | 2020 | B2 | 25 | 0 | 900 | 0 | 0 | 0 | 0 | 0 | 0 | 0 | 0 | 0 | 0 | 1.7182
TVA_Transmission_2_VACAR | TVA_Transmission | VACAR | 2020 | B3 | 75 | 0 | 900 | 0 | 0 | 0 | 0 | 0 | 0 | 0 | 0 | 0 | 0 | 1.7182
TVA_Transmission_2_VACAR | TVA_Transmission | VACAR | 2020 | B4 | 100 | 0 | 900 | 0 | 0 | 0 | 0 | 0 | 0 | 0 | 0 | 0 | 0 | 1.7182
TVA_Transmission_2_VACAR | TVA_Transmission | VACAR | 2020 | B5 | 200 | 0 | 900 | 0 | 0 | 0 | 0 | 0 | 0 | 0 | 0 | 0 | 0 | 1.7182
TVA_Transmission_2_VACAR | TVA_Transmission | VACAR | 2020 | B6 | 300 | 0 | 900 | 0 | 0 | 0 | 0 | 0 | 0 | 0 | 0 | 0 | 0 | 1.7182
TVA_Transmission_2_VACAR | TVA_Transmission | VACAR | 2020 | B7 | 400 | 0 | 900 | 0 | 0 | 0 | 0 | 0 | 0 | 0 | 0 | 0 | 0 | 1.7182
TVA_Transmission_2_VACAR | TVA_Transmission | VACAR | 2020 | B8 | 500 | 0 | 900 | 0 | 0 | 0 | 0 | 0 | 0 | 0 | 0 | 0 | 0 | 1.7182
TVA_Transmission_2_VACAR | TVA_Transmission | VACAR | 2020 | B9 | 800 | 0 | 900 | 0 | 0 | 0 | 0 | 0 | 0 | 0 | 0 | 0 | 0 | 1.7182
TVA_Transmission_2_VACAR | TVA_Transmission | VACAR | 2020 | B10 | 1262 | 0 | 900 | 0 | 0 | 0 | 0 | 0 | 0 | 0 | 0 | 0 | 0 | 1.7182
TVA_Transmission_2_VACAR | TVA_Transmission | VACAR | 2020 | B11 | 25 | 0 | 900 | 0 | 0 | 0 | 0 | 0 | 0 | 0 | 0 | 0 | 0 | 1.7182
TVA_Transmission_2_VACAR | TVA_Transmission | VACAR | 2020 | B12 | 200 | 0 | 900 | 0 | 0 | 0 | 0 | 0 | 0 | 0 | 0 | 0 | 0 | 1.7182
TVA_Transmission_2_VACAR | TVA_Transmission | VACAR | 2020 | B13 | 600 | 0 | 900 | 0 | 0 | 0 | 0 | 0 | 0 | 0 | 0 | 0 | 0 | 1.7182
TVA_Transmission_2_VACAR | TVA_Transmission | VACAR | 2020 | B14 | 900 | 0 | 900 | 0 | 0 | 0 | 0 | 0 | 0 | 0 | 0 | 0 | 0 | 1.7182
TVA_Transmission_2_VACAR | TVA_Transmission | VACAR | 2020 | B15 | 1203 | 0 | 900 | 0 | 0 | 0 | 0 | 0 | 0 | 0 | 0 | 0 | 0 | 1.7182
TVA_Transmission_2_VACAR | TVA_Transmission | VACAR | 2020 | B16 | 25 | 0 | 900 | 900 | 0 | 900 | 0 | 0 | 6.8727 | 0 | 0.55789 | 6.8727 | 0 | 1.7182
TVA_Transmission_2_VACAR | TVA_Transmission | VACAR | 2020 | B17 | 100 | 0 | 900 | 0 | 0 | 0 | 0 | 0 | 0 | 0 | 0 | 0 | 0 | 1.7182
TVA_Transmission_2_VACAR | TVA_Transmission | VACAR | 2020 | B18 | 400 | 0 | 900 | 0 | 0 | 0 | 0 | 0 | 0 | 0 | 0 | 0 | 0 | 1.7182
TVA_Transmission_2_VACAR | TVA_Transmission | VACAR | 2020 | B19 | 700 | 0 | 900 | 0 | 0 | 0 | 0 | 0 | 0 | 0 | 0 | 0 | 0 | 1.7182
TVA_Transmission_2_VACAR | TVA_Transmission | VACAR | 2020 | B20 | 935 | 0 | 900 | 0 | 0 | 0 | 0 | 0 | 0 | 0 | 0 | 0 | 0 | 1.7182
TVA_Transmission_2_VACAR | TVA_Transmission | VACAR | 2025 | B1 | 10 | 0 | 900 | 0 | 0 | 0 | 0 | 0 | 0 | 0 | 0 | 0 | 0 | 0
TVA_Transmission_2_VACAR | TVA_Transmission | VACAR | 2025 | B2 | 25 | 0 | 900 | 0 | 0 | 0 | 0 | 0 | 0 | 0 | 0 | 0 | 0 | 0
TVA_Transmission_2_VACAR | TVA_Transmission | VACAR | 2025 | B3 | 75 | 0 | 900 | 0 | 0 | 0 | 0 | 0 | 0 | 0 | 0 | 0 | 0 | 0
TVA_Transmission_2_VACAR | TVA_Transmission | VACAR | 2025 | B4 | 100 | 0 | 900 | 0 | 0 | 0 | 0 | 0 | 0 | 0 | 0 | 0 | 0 | 0
TVA_Transmission_2_VACAR | TVA_Transmission | VACAR | 2025 | B5 | 200 | 0 | 900 | 0 | 0 | 0 | 0 | 0 | 0 | 0 | 0 | 0 | 0 | 0
TVA_Transmission_2_VACAR | TVA_Transmission | VACAR | 2025 | B6 | 300 | 0 | 900 | 0 | 0 | 0 | 0 | 0 | 0 | 0 | 0 | 0 | 0 | 0
TVA_Transmission_2_VACAR | TVA_Transmission | VACAR | 2025 | B7 | 400 | 0 | 900 | 0 | 0 | 0 | 0 | 0 | 0 | 0 | 0 | 0 | 0 | 0
TVA_Transmission_2_VACAR | TVA_Transmission | VACAR | 2025 | B8 | 500 | 0 | 900 | 0 | 0 | 0 | 0 | 0 | 0 | 0 | 0 | 0 | 0 | 0
TVA_Transmission_2_VACAR | TVA_Transmission | VACAR | 2025 | B9 | 800 | 0 | 900 | 0 | 0 | 0 | 0 | 0 | 0 | 0 | 0 | 0 | 0 | 0
TVA_Transmission_2_VACAR | TVA_Transmission | VACAR | 2025 | B10 | 1262 | 0 | 900 | 0 | 0 | 0 | 0 | 0 | 0 | 0 | 0 | 0 | 0 | 0
TVA_Transmission_2_VACAR | TVA_Transmission | VACAR | 2025 | B11 | 25 | 0 | 900 | 0 | 0 | 0 | 0 | 0 | 0 | 0 | 0 | 0 | 0 | 0
TVA_Transmission_2_VACAR | TVA_Transmission | VACAR | 2025 | B12 | 200 | 0 | 900 | 0 | 0 | 0 | 0 | 0 | 0 | 0 | 0 | 0 | 0 | 0
TVA_Transmission_2_VACAR | TVA_Transmission | VACAR | 2025 | B13 | 600 | 0 | 900 | 0 | 0 | 0 | 0 | 0 | 0 | 0 | 0 | 0 | 0 | 0
TVA_Transmission_2_VACAR | TVA_Transmission | VACAR | 2025 | B14 | 900 | 0 | 900 | 0 | 0 | 0 | 0 | 0 | 0 | 0 | 0 | 0 | 0 | 0
TVA_Transmission_2_VACAR | TVA_Transmission | VACAR | 2025 | B15 | 1203 | 0 | 900 | 0 | 0 | 0 | 0 | 0 | 0 | 0 | 0 | 0 | 0 | 0
TVA_Transmission_2_VACAR | TVA_Transmission | VACAR | 2025 | B16 | 25 | 0 | 900 | 0 | 0 | 0 | 0 | 0 | 0 | 0 | 0 | 0 | 0 | 0
TVA_Transmission_2_VACAR | TVA_Transmission | VACAR | 2025 | B17 | 100 | 0 | 900 | 0 | 0 | 0 | 0 | 0 | 0 | 0 | 0 | 0 | 0 | 0
TVA_Transmission_2_VACAR | TVA_Transmission | VACAR | 2025 | B18 | 400 | 0 | 900 | 0 | 0 | 0 | 0 | 0 | 0 | 0 | 0 | 0 | 0 | 0
TVA_Transmission_2_VACAR | TVA_Transmission | VACAR | 2025 | B19 | 700 | 0 | 900 | 0 | 0 | 0 | 0 | 0 | 0 | 0 | 0 | 0 | 0 | 0
TVA_Transmission_2_VACAR | TVA_Transmission | VACAR | 2025 | B20 | 935 | 0 | 900 | 0 | 0 | 0 | 0 | 0 | 0 | 0 | 0 | 0 | 0 | 0
TVA_Transmission_2_VACAR | TVA_Transmission | VACAR | 2030 | B1 | 10 | 0 | 900 | 0 | 0 | 0 | 0 | 0 | 0 | 0 | 0 | 0 | 0 | 0
TVA_Transmission_2_VACAR | TVA_Transmission | VACAR | 2030 | B2 | 25 | 0 | 900 | 0 | 0 | 0 | 0 | 0 | 0 | 0 | 0 | 0 | 0 | 0
TVA_Transmission_2_VACAR | TVA_Transmission | VACAR | 2030 | B3 | 75 | 0 | 900 | 0 | 0 | 0 | 0 | 0 | 0 | 0 | 0 | 0 | 0 | 0
TVA_Transmission_2_VACAR | TVA_Transmission | VACAR | 2030 | B4 | 100 | 0 | 900 | 0 | 0 | 0 | 0 | 0 | 0 | 0 | 0 | 0 | 0 | 0
TVA_Transmission_2_VACAR | TVA_Transmission | VACAR | 2030 | B5 | 200 | 0 | 900 | 0 | 0 | 0 | 0 | 0 | 0 | 0 | 0 | 0 | 0 | 0
TVA_Transmission_2_VACAR | TVA_Transmission | VACAR | 2030 | B6 | 300 | 0 | 900 | 0 | 0 | 0 | 0 | 0 | 0 | 0 | 0 | 0 | 0 | 0
TVA_Transmission_2_VACAR | TVA_Transmission | VACAR | 2030 | B7 | 400 | 0 | 900 | 0 | 0 | 0 | 0 | 0 | 0 | 0 | 0 | 0 | 0 | 0
TVA_Transmission_2_VACAR | TVA_Transmission | VACAR | 2030 | B8 | 500 | 0 | 900 | 0 | 0 | 0 | 0 | 0 | 0 | 0 | 0 | 0 | 0 | 0
TVA_Transmission_2_VACAR | TVA_Transmission | VACAR | 2030 | B9 | 800 | 0 | 900 | 0 | 0 | 0 | 0 | 0 | 0 | 0 | 0 | 0 | 0 | 0
TVA_Transmission_2_VACAR | TVA_Transmission | VACAR | 2030 | B10 | 1262 | 0 | 900 | 0 | 0 | 0 | 0 | 0 | 0 | 0 | 0 | 0 | 0 | 0
TVA_Transmission_2_VACAR | TVA_Transmission | VACAR | 2030 | B11 | 25 | 0 | 900 | 0 | 0 | 0 | 0 | 0 | 0 | 0 | 0 | 0 | 0 | 0
TVA_Transmission_2_VACAR | TVA_Transmission | VACAR | 2030 | B12 | 200 | 0 | 900 | 0 | 0 | 0 | 0 | 0 | 0 | 0 | 0 | 0 | 0 | 0
TVA_Transmission_2_VACAR | TVA_Transmission | VACAR | 2030 | B13 | 600 | 0 | 900 | 0 | 0 | 0 | 0 | 0 | 0 | 0 | 0 | 0 | 0 | 0
TVA_Transmission_2_VACAR | TVA_Transmission | VACAR | 2030 | B14 | 900 | 0 | 900 | 0 | 0 | 0 | 0 | 0 | 0 | 0 | 0 | 0 | 0 | 0
TVA_Transmission_2_VACAR | TVA_Transmission | VACAR | 2030 | B15 | 1203 | 0 | 900 | 0 | 0 | 0 | 0 | 0 | 0 | 0 | 0 | 0 | 0 | 0
TVA_Transmission_2_VACAR | TVA_Transmission | VACAR | 2030 | B16 | 25 | 0 | 900 | 0 | 0 | 0 | 0 | 0 | 0 | 0 | 0 | 0 | 0 | 0
TVA_Transmission_2_VACAR | TVA_Transmission | VACAR | 2030 | B17 | 100 | 0 | 900 | 0 | 0 | 0 | 0 | 0 | 0 | 0 | 0 | 0 | 0 | 0
TVA_Transmission_2_VACAR | TVA_Transmission | VACAR | 2030 | B18 | 400 | 0 | 900 | 0 | 0 | 0 | 0 | 0 | 0 | 0 | 0 | 0 | 0 | 0
TVA_Transmission_2_VACAR | TVA_Transmission | VACAR | 2030 | B19 | 700 | 0 | 900 | 0 | 0 | 0 | 0 | 0 | 0 | 0 | 0 | 0 | 0 | 0
TVA_Transmission_2_VACAR | TVA_Transmission | VACAR | 2030 | B20 | 935 | 0 | 900 | 0 | 0 | 0 | 0 | 0 | 0 | 0 | 0 | 0 | 0 | 0
TVA_Transmission_2_VACAR | TVA_Transmission | VACAR | 2035 | B1 | 10 | 0 | 900 | 0 | 0 | 0 | 0 | 0 | 0 | 0 | 0 | 0 | 0 | 0
TVA_Transmission_2_VACAR | TVA_Transmission | VACAR | 2035 | B2 | 25 | 0 | 900 | 0 | 0 | 0 | 0 | 0 | 0 | 0 | 0 | 0 | 0 | 0
TVA_Transmission_2_VACAR | TVA_Transmission | VACAR | 2035 | B3 | 75 | 0 | 900 | 0 | 0 | 0 | 0 | 0 | 0 | 0 | 0 | 0 | 0 | 0
TVA_Transmission_2_VACAR | TVA_Transmission | VACAR | 2035 | B4 | 100 | 0 | 900 | 0 | 0 | 0 | 0 | 0 | 0 | 0 | 0 | 0 | 0 | 0
TVA_Transmission_2_VACAR | TVA_Transmission | VACAR | 2035 | B5 | 200 | 0 | 900 | 0 | 0 | 0 | 0 | 0 | 0 | 0 | 0 | 0 | 0 | 0
TVA_Transmission_2_VACAR | TVA_Transmission | VACAR | 2035 | B6 | 300 | 0 | 900 | 0 | 0 | 0 | 0 | 0 | 0 | 0 | 0 | 0 | 0 | 0
TVA_Transmission_2_VACAR | TVA_Transmission | VACAR | 2035 | B7 | 400 | 0 | 900 | 0 | 0 | 0 | 0 | 0 | 0 | 0 | 0 | 0 | 0 | 0
TVA_Transmission_2_VACAR | TVA_Transmission | VACAR | 2035 | B8 | 500 | 0 | 900 | 0 | 0 | 0 | 0 | 0 | 0 | 0 | 0 | 0 | 0 | 0
TVA_Transmission_2_VACAR | TVA_Transmission | VACAR | 2035 | B9 | 800 | 0 | 900 | 0 | 0 | 0 | 0 | 0 | 0 | 0 | 0 | 0 | 0 | 0
TVA_Transmission_2_VACAR | TVA_Transmission | VACAR | 2035 | B10 | 1262 | 0 | 900 | 0 | 0 | 0 | 0 | 0 | 0 | 0 | 0 | 0 | 0 | 0
TVA_Transmission_2_VACAR | TVA_Transmission | VACAR | 2035 | B11 | 25 | 0 | 900 | 0 | 0 | 0 | 0 | 0 | 0 | 0 | 0 | 0 | 0 | 0
TVA_Transmission_2_VACAR | TVA_Transmission | VACAR | 2035 | B12 | 200 | 0 | 900 | 0 | 0 | 0 | 0 | 0 | 0 | 0 | 0 | 0 | 0 | 0
TVA_Transmission_2_VACAR | TVA_Transmission | VACAR | 2035 | B13 | 600 | 0 | 900 | 0 | 0 | 0 | 0 | 0 | 0 | 0 | 0 | 0 | 0 | 0
TVA_Transmission_2_VACAR | TVA_Transmission | VACAR | 2035 | B14 | 900 | 0 | 900 | 0 | 0 | 0 | 0 | 0 | 0 | 0 | 0 | 0 | 0 | 0
TVA_Transmission_2_VACAR | TVA_Transmission | VACAR | 2035 | B15 | 1203 | 0 | 900 | 0 | 0 | 0 | 0 | 0 | 0 | 0 | 0 | 0 | 0 | 0
TVA_Transmission_2_VACAR | TVA_Transmission | VACAR | 2035 | B16 | 25 | 0 | 900 | 0 | 0 | 0 | 0 | 0 | 0 | 0 | 0 | 0 | 0 | 0
TVA_Transmission_2_VACAR | TVA_Transmission | VACAR | 2035 | B17 | 100 | 0 | 900 | 0 | 0 | 0 | 0 | 0 | 0 | 0 | 0 | 0 | 0 | 0
TVA_Transmission_2_VACAR | TVA_Transmission | VACAR | 2035 | B18 | 400 | 0 | 900 | 0 | 0 | 0 | 0 | 0 | 0 | 0 | 0 | 0 | 0 | 0
TVA_Transmission_2_VACAR | TVA_Transmission | VACAR | 2035 | B19 | 700 | 0 | 900 | 0 | 0 | 0 | 0 | 0 | 0 | 0 | 0 | 0 | 0 | 0
TVA_Transmission_2_VACAR | TVA_Transmission | VACAR | 2035 | B20 | 935 | 0 | 900 | 0 | 0 | 0 | 0 | 0 | 0 | 0 | 0 | 0 | 0 | 0
TVA_Transmission_2_VACAR | TVA_Transmission | VACAR | 2040 | B1 | 10 | 0 | 900 | 0 | 0 | 0 | 0 | 0 | 0 | 0 | 0 | 0 | 0 | 0
TVA_Transmission_2_VACAR | TVA_Transmission | VACAR | 2040 | B2 | 25 | 0 | 900 | 0 | 0 | 0 | 0 | 0 | 0 | 0 | 0 | 0 | 0 | 0
TVA_Transmission_2_VACAR | TVA_Transmission | VACAR | 2040 | B3 | 75 | 0 | 900 | 0 | 0 | 0 | 0 | 0 | 0 | 0 | 0 | 0 | 0 | 0
TVA_Transmission_2_VACAR | TVA_Transmission | VACAR | 2040 | B4 | 100 | 0 | 900 | 0 | 0 | 0 | 0 | 0 | 0 | 0 | 0 | 0 | 0 | 0
TVA_Transmission_2_VACAR | TVA_Transmission | VACAR | 2040 | B5 | 200 | 0 | 900 | 0 | 0 | 0 | 0 | 0 | 0 | 0 | 0 | 0 | 0 | 0
TVA_Transmission_2_VACAR | TVA_Transmission | VACAR | 2040 | B6 | 300 | 0 | 900 | 0 | 0 | 0 | 0 | 0 | 0 | 0 | 0 | 0 | 0 | 0
TVA_Transmission_2_VACAR | TVA_Transmission | VACAR | 2040 | B7 | 400 | 0 | 900 | 0 | 0 | 0 | 0 | 0 | 0 | 0 | 0 | 0 | 0 | 0
TVA_Transmission_2_VACAR | TVA_Transmission | VACAR | 2040 | B8 | 500 | 0 | 900 | 0 | 0 | 0 | 0 | 0 | 0 | 0 | 0 | 0 | 0 | 0
TVA_Transmission_2_VACAR | TVA_Transmission | VACAR | 2040 | B9 | 800 | 0 | 900 | 0 | 0 | 0 | 0 | 0 | 0 | 0 | 0 | 0 | 0 | 0
TVA_Transmission_2_VACAR | TVA_Transmission | VACAR | 2040 | B10 | 1262 | 0 | 900 | 0 | 0 | 0 | 0 | 0 | 0 | 0 | 0 | 0 | 0 | 0
TVA_Transmission_2_VACAR | TVA_Transmission | VACAR | 2040 | B11 | 25 | 0 | 900 | 0 | 0 | 0 | 0 | 0 | 0 | 0 | 0 | 0 | 0 | 0
TVA_Transmission_2_VACAR | TVA_Transmission | VACAR | 2040 | B12 | 200 | 0 | 900 | 0 | 0 | 0 | 0 | 0 | 0 | 0 | 0 | 0 | 0 | 0
TVA_Transmission_2_VACAR | TVA_Transmission | VACAR | 2040 | B13 | 600 | 0 | 900 | 0 | 0 | 0 | 0 | 0 | 0 | 0 | 0 | 0 | 0 | 0
TVA_Transmission_2_VACAR | TVA_Transmission | VACAR | 2040 | B14 | 900 | 0 | 900 | 0 | 0 | 0 | 0 | 0 | 0 | 0 | 0 | 0 | 0 | 0
TVA_Transmission_2_VACAR | TVA_Transmission | VACAR | 2040 | B15 | 1203 | 0 | 900 | 0 | 0 | 0 | 0 | 0 | 0 | 0 | 0 | 0 | 0 | 0
TVA_Transmission_2_VACAR | TVA_Transmission | VACAR | 2040 | B16 | 25 | 0 | 900 | 0 | 0 | 0 | 0 | 0 | 0 | 0 | 0 | 0 | 0 | 0
TVA_Transmission_2_VACAR | TVA_Transmission | VACAR | 2040 | B17 | 100 | 0 | 900 | 0 | 0 | 0 | 0 | 0 | 0 | 0 | 0 | 0 | 0 | 0
TVA_Transmission_2_VACAR | TVA_Transmission | VACAR | 2040 | B18 | 400 | 0 | 900 | 0 | 0 | 0 | 0 | 0 | 0 | 0 | 0 | 0 | 0 | 0
TVA_Transmission_2_VACAR | TVA_Transmission | VACAR | 2040 | B19 | 700 | 0 | 900 | 0 | 0 | 0 | 0 | 0 | 0 | 0 | 0 | 0 | 0 | 0
TVA_Transmission_2_VACAR | TVA_Transmission | VACAR | 2040 | B20 | 935 | 0 | 900 | 0 | 0 | 0 | 0 | 0 | 0 | 0 | 0 | 0 | 0 | 0
TVA_Transmission_2_VACAR | TVA_Transmission | VACAR | 2045 | B1 | 10 | 0 | 900 | 0 | 0 | 0 | 0 | 0 | 0 | 0 | 0 | 0 | 0 | 0
TVA_Transmission_2_VACAR | TVA_Transmission | VACAR | 2045 | B2 | 25 | 0 | 900 | 0 | 0 | 0 | 0 | 0 | 0 | 0 | 0 | 0 | 0 | 0
TVA_Transmission_2_VACAR | TVA_Transmission | VACAR | 2045 | B3 | 75 | 0 | 900 | 0 | 0 | 0 | 0 | 0 | 0 | 0 | 0 | 0 | 0 | 0
TVA_Transmission_2_VACAR | TVA_Transmission | VACAR | 2045 | B4 | 100 | 0 | 900 | 0 | 0 | 0 | 0 | 0 | 0 | 0 | 0 | 0 | 0 | 0
TVA_Transmission_2_VACAR | TVA_Transmission | VACAR | 2045 | B5 | 200 | 0 | 900 | 0 | 0 | 0 | 0 | 0 | 0 | 0 | 0 | 0 | 0 | 0
TVA_Transmission_2_VACAR | TVA_Transmission | VACAR | 2045 | B6 | 300 | 0 | 900 | 0 | 0 | 0 | 0 | 0 | 0 | 0 | 0 | 0 | 0 | 0
TVA_Transmission_2_VACAR | TVA_Transmission | VACAR | 2045 | B7 | 400 | 0 | 900 | 0 | 0 | 0 | 0 | 0 | 0 | 0 | 0 | 0 | 0 | 0
TVA_Transmission_2_VACAR | TVA_Transmission | VACAR | 2045 | B8 | 500 | 0 | 900 | 0 | 0 | 0 | 0 | 0 | 0 | 0 | 0 | 0 | 0 | 0
TVA_Transmission_2_VACAR | TVA_Transmission | VACAR | 2045 | B9 | 800 | 0 | 900 | 0 | 0 | 0 | 0 | 0 | 0 | 0 | 0 | 0 | 0 | 0
TVA_Transmission_2_VACAR | TVA_Transmission | VACAR | 2045 | B10 | 1262 | 0 | 900 | 0 | 0 | 0 | 0 | 0 | 0 | 0 | 0 | 0 | 0 | 0
TVA_Transmission_2_VACAR | TVA_Transmission | VACAR | 2045 | B11 | 25 | 0 | 900 | 0 | 0 | 0 | 0 | 0 | 0 | 0 | 0 | 0 | 0 | 0
TVA_Transmission_2_VACAR | TVA_Transmission | VACAR | 2045 | B12 | 200 | 0 | 900 | 0 | 0 | 0 | 0 | 0 | 0 | 0 | 0 | 0 | 0 | 0
TVA_Transmission_2_VACAR | TVA_Transmission | VACAR | 2045 | B13 | 600 | 0 | 900 | 0 | 0 | 0 | 0 | 0 | 0 | 0 | 0 | 0 | 0 | 0
TVA_Transmission_2_VACAR | TVA_Transmission | VACAR | 2045 | B14 | 900 | 0 | 900 | 0 | 0 | 0 | 0 | 0 | 0 | 0 | 0 | 0 | 0 | 0
TVA_Transmission_2_VACAR | TVA_Transmission | VACAR | 2045 | B15 | 1203 | 0 | 900 | 0 | 0 | 0 | 0 | 0 | 0 | 0 | 0 | 0 | 0 | 0
TVA_Transmission_2_VACAR | TVA_Transmission | VACAR | 2045 | B16 | 25 | 0 | 900 | 0 | 0 | 0 | 0 | 0 | 0 | 0 | 0 | 0 | 0 | 0
TVA_Transmission_2_VACAR | TVA_Transmission | VACAR | 2045 | B17 | 100 | 0 | 900 | 0 | 0 | 0 | 0 | 0 | 0 | 0 | 0 | 0 | 0 | 0
TVA_Transmission_2_VACAR | TVA_Transmission | VACAR | 2045 | B18 | 400 | 0 | 900 | 0 | 0 | 0 | 0 | 0 | 0 | 0 | 0 | 0 | 0 | 0
TVA_Transmission_2_VACAR | TVA_Transmission | VACAR | 2045 | B19 | 700 | 0 | 900 | 0 | 0 | 0 | 0 | 0 | 0 | 0 | 0 | 0 | 0 | 0
TVA_Transmission_2_VACAR | TVA_Transmission | VACAR | 2045 | B20 | 935 | 0 | 900 | 0 | 0 | 0 | 0 | 0 | 0 | 0 | 0 | 0 | 0 | 0
TVA_Transmission_2_VACAR | TVA_Transmission | VACAR | 2050 | B1 | 10 | 0 | 900 | 0 | 0 | 0 | 0 | 0 | 0 | 0 | 0 | 0 | 0 | 0
TVA_Transmission_2_VACAR | TVA_Transmission | VACAR | 2050 | B2 | 25 | 0 | 900 | 0 | 0 | 0 | 0 | 0 | 0 | 0 | 0 | 0 | 0 | 0
TVA_Transmission_2_VACAR | TVA_Transmission | VACAR | 2050 | B3 | 75 | 0 | 900 | 0 | 0 | 0 | 0 | 0 | 0 | 0 | 0 | 0 | 0 | 0
TVA_Transmission_2_VACAR | TVA_Transmission | VACAR | 2050 | B4 | 100 | 0 | 900 | 0 | 0 | 0 | 0 | 0 | 0 | 0 | 0 | 0 | 0 | 0
TVA_Transmission_2_VACAR | TVA_Transmission | VACAR | 2050 | B5 | 200 | 0 | 900 | 0 | 0 | 0 | 0 | 0 | 0 | 0 | 0 | 0 | 0 | 0
TVA_Transmission_2_VACAR | TVA_Transmission | VACAR | 2050 | B6 | 300 | 0 | 900 | 0 | 0 | 0 | 0 | 0 | 0 | 0 | 0 | 0 | 0 | 0
TVA_Transmission_2_VACAR | TVA_Transmission | VACAR | 2050 | B7 | 400 | 0 | 900 | 0 | 0 | 0 | 0 | 0 | 0 | 0 | 0 | 0 | 0 | 0
TVA_Transmission_2_VACAR | TVA_Transmission | VACAR | 2050 | B8 | 500 | 0 | 900 | 0 | 0 | 0 | 0 | 0 | 0 | 0 | 0 | 0 | 0 | 0
TVA_Transmission_2_VACAR | TVA_Transmission | VACAR | 2050 | B9 | 800 | 0 | 900 | 0 | 0 | 0 | 0 | 0 | 0 | 0 | 0 | 0 | 0 | 0
TVA_Transmission_2_VACAR | TVA_Transmission | VACAR | 2050 | B10 | 1262 | 0 | 900 | 0 | 0 | 0 | 0 | 0 | 0 | 0 | 0 | 0 | 0 | 0
TVA_Transmission_2_VACAR | TVA_Transmission | VACAR | 2050 | B11 | 25 | 0 | 900 | 653.18 | 0 | 0 | 0 | 0 | 0 | 0 | 0 | 0 | 0 | 0
TVA_Transmission_2_VACAR | TVA_Transmission | VACAR | 2050 | B12 | 200 | 0 | 900 | 0 | 0 | 0 | 0 | 0 | 0 | 0 | 0 | 0 | 0 | 0
TVA_Transmission_2_VACAR | TVA_Transmission | VACAR | 2050 | B13 | 600 | 0 | 900 | 0 | 0 | 0 | 0 | 0 | 0 | 0 | 0 | 0 | 0 | 0
TVA_Transmission_2_VACAR | TVA_Transmission | VACAR | 2050 | B14 | 900 | 0 | 900 | 0 | 0 | 0 | 0 | 0 | 0 | 0 | 0 | 0 | 0 | 0
TVA_Transmission_2_VACAR | TVA_Transmission | VACAR | 2050 | B15 | 1203 | 0 | 900 | 0 | 0 | 0 | 0 | 0 | 0 | 0 | 0 | 0 | 0 | 0
TVA_Transmission_2_VACAR | TVA_Transmission | VACAR | 2050 | B16 | 25 | 0 | 900 | 0 | 0 | 0 | 0 | 0 | 0 | 0 | 0 | 0 | 0 | 0
TVA_Transmission_2_VACAR | TVA_Transmission | VACAR | 2050 | B17 | 100 | 0 | 900 | 0 | 0 | 0 | 0 | 0 | 0 | 0 | 0 | 0 | 0 | 0
TVA_Transmission_2_VACAR | TVA_Transmission | VACAR | 2050 | B18 | 400 | 0 | 900 | 0 | 0 | 0 | 0 | 0 | 0 | 0 | 0 | 0 | 0 | 0
TVA_Transmission_2_VACAR | TVA_Transmission | VACAR | 2050 | B19 | 700 | 0 | 900 | 0 | 0 | 0 | 0 | 0 | 0 | 0 | 0 | 0 | 0 | 0
TVA_Transmission_2_VACAR | TVA_Transmission | VACAR | 2050 | B20 | 935 | 0 | 900 | 0 | 0 | 0 | 0 | 0 | 0 | 0 | 0 | 0 | 0 | 0
VACAR_2_PJM_ROR | VACAR | PJM_ROR | 2015 | B1 | 10 | 0 | 2000 | 0 | 0 | 0 | 0 | 0 | 0 | 0 | 0 | 0 | 0 | Infinite
VACAR_2_PJM_ROR | VACAR | PJM_ROR | 2015 | B2 | 25 | 0 | 2000 | 0 | 0 | 0 | 0 | 0 | 0 | 0 | 0 | 0 | 0 | Infinite
VACAR_2_PJM_ROR | VACAR | PJM_ROR | 2015 | B3 | 75 | 0 | 2000 | 0 | 0 | 0 | 0 | 0 | 0 | 0 | 0 | 0 | 0 | Infinite
VACAR_2_PJM_ROR | VACAR | PJM_ROR | 2015 | B4 | 100 | 0 | 2000 | 0 | 0 | 0 | 0 | 0 | 0 | 0 | 0 | 0 | 0 | Infinite
VACAR_2_PJM_ROR | VACAR | PJM_ROR | 2015 | B5 | 200 | 0 | 2000 | 0 | 0 | 0 | 0 | 0 | 0 | 0 | 0 | 0 | 0 | Infinite
VACAR_2_PJM_ROR | VACAR | PJM_ROR | 2015 | B6 | 300 | 0 | 2000 | 0 | 0 | 0 | 0 | 0 | 0 | 0 | 0 | 0 | 0 | Infinite
VACAR_2_PJM_ROR | VACAR | PJM_ROR | 2015 | B7 | 400 | 0 | 2000 | 0 | 0 | 0 | 0 | 0 | 0 | 0 | 0 | 0 | 0 | Infinite
VACAR_2_PJM_ROR | VACAR | PJM_ROR | 2015 | B8 | 500 | 0 | 2000 | 0 | 0 | 0 | 0 | 0 | 0 | 0 | 0 | 0 | 0 | Infinite
VACAR_2_PJM_ROR | VACAR | PJM_ROR | 2015 | B9 | 800 | 0 | 2000 | 0 | 0 | 0 | 0 | 0 | 0 | 0 | 0 | 0 | 0 | Infinite
VACAR_2_PJM_ROR | VACAR | PJM_ROR | 2015 | B10 | 1262 | 0 | 2000 | 0 | 0 | 0 | 0 | 0 | 0 | 0 | 0 | 0 | 0 | Infinite
VACAR_2_PJM_ROR | VACAR | PJM_ROR | 2015 | B11 | 25 | 0 | 2000 | 0 | 0 | 0 | 0 | 0 | 0 | 0 | 0 | 0 | 0 | Infinite
VACAR_2_PJM_ROR | VACAR | PJM_ROR | 2015 | B12 | 200 | 0 | 2000 | 0 | 0 | 0 | 0 | 0 | 0 | 0 | 0 | 0 | 0 | Infinite
VACAR_2_PJM_ROR | VACAR | PJM_ROR | 2015 | B13 | 600 | 0 | 2000 | 0 | 0 | 0 | 0 | 0 | 0 | 0 | 0 | 0 | 0 | Infinite
VACAR_2_PJM_ROR | VACAR | PJM_ROR | 2015 | B14 | 900 | 0 | 2000 | 0 | 0 | 0 | 0 | 0 | 0 | 0 | 0 | 0 | 0 | Infinite
VACAR_2_PJM_ROR | VACAR | PJM_ROR | 2015 | B15 | 1203 | 0 | 2000 | 0 | 0 | 0 | 0 | 0 | 0 | 0 | 0 | 0 | 0 | Infinite
VACAR_2_PJM_ROR | VACAR | PJM_ROR | 2015 | B16 | 25 | 0 | 2000 | 0 | 0 | 0 | 0 | 0 | 0 | 0 | 0 | 0 | 0 | Infinite
VACAR_2_PJM_ROR | VACAR | PJM_ROR | 2015 | B17 | 100 | 0 | 2000 | 0 | 0 | 0 | 0 | 0 | 0 | 0 | 0 | 0 | 0 | Infinite
VACAR_2_PJM_ROR | VACAR | PJM_ROR | 2015 | B18 | 400 | 0 | 2000 | 0 | 0 | 0 | 0 | 0 | 0 | 0 | 0 | 0 | 0 | Infinite
VACAR_2_PJM_ROR | VACAR | PJM_ROR | 2015 | B19 | 700 | 0 | 2000 | 0 | 0 | 0 | 0 | 0 | 0 | 0 | 0 | 0 | 0 | Infinite
VACAR_2_PJM_ROR | VACAR | PJM_ROR | 2015 | B20 | 935 | 0 | 2000 | 0 | 0 | 0 | 0 | 0 | 0 | 0 | 0 | 0 | 0 | Infinite
VACAR_2_PJM_ROR | VACAR | PJM_ROR | 2020 | B1 | 10 | 0 | 2000 | 0 | 0 | 0 | 0 | 0 | 0 | 0 | 0 | 0 | 0 | Infinite
VACAR_2_PJM_ROR | VACAR | PJM_ROR | 2020 | B2 | 25 | 0 | 2000 | 0 | 0 | 0 | 0 | 0 | 0 | 0 | 0 | 0 | 0 | Infinite
VACAR_2_PJM_ROR | VACAR | PJM_ROR | 2020 | B3 | 75 | 0 | 2000 | 0 | 0 | 0 | 0 | 0 | 0 | 0 | 0 | 0 | 0 | Infinite
VACAR_2_PJM_ROR | VACAR | PJM_ROR | 2020 | B4 | 100 | 0 | 2000 | 0 | 0 | 0 | 0 | 0 | 0 | 0 | 0 | 0 | 0 | Infinite
VACAR_2_PJM_ROR | VACAR | PJM_ROR | 2020 | B5 | 200 | 0 | 2000 | 0 | 0 | 0 | 0 | 0 | 0 | 0 | 0 | 0 | 0 | Infinite
VACAR_2_PJM_ROR | VACAR | PJM_ROR | 2020 | B6 | 300 | 0 | 2000 | 0 | 0 | 0 | 0 | 0 | 0 | 0 | 0 | 0 | 0 | Infinite
VACAR_2_PJM_ROR | VACAR | PJM_ROR | 2020 | B7 | 400 | 0 | 2000 | 0 | 0 | 0 | 0 | 0 | 0 | 0 | 0 | 0 | 0 | Infinite
VACAR_2_PJM_ROR | VACAR | PJM_ROR | 2020 | B8 | 500 | 0 | 2000 | 0 | 0 | 0 | 0 | 0 | 0 | 0 | 0 | 0 | 0 | Infinite
VACAR_2_PJM_ROR | VACAR | PJM_ROR | 2020 | B9 | 800 | 0 | 2000 | 0 | 0 | 0 | 0 | 0 | 0 | 0 | 0 | 0 | 0 | Infinite
VACAR_2_PJM_ROR | VACAR | PJM_ROR | 2020 | B10 | 1262 | 0 | 2000 | 0 | 0 | 0 | 0 | 0 | 0 | 0 | 0 | 0 | 0 | Infinite
VACAR_2_PJM_ROR | VACAR | PJM_ROR | 2020 | B11 | 25 | 0 | 2000 | 0 | 0 | 0 | 0 | 0 | 0 | 0 | 0 | 0 | 0 | Infinite
VACAR_2_PJM_ROR | VACAR | PJM_ROR | 2020 | B12 | 200 | 0 | 2000 | 0 | 0 | 0 | 0 | 0 | 0 | 0 | 0 | 0 | 0 | Infinite
VACAR_2_PJM_ROR | VACAR | PJM_ROR | 2020 | B13 | 600 | 0 | 2000 | 0 | 0 | 0 | 0 | 0 | 0 | 0 | 0 | 0 | 0 | Infinite
VACAR_2_PJM_ROR | VACAR | PJM_ROR | 2020 | B14 | 900 | 0 | 2000 | 0 | 0 | 0 | 0 | 0 | 0 | 0 | 0 | 0 | 0 | Infinite
VACAR_2_PJM_ROR | VACAR | PJM_ROR | 2020 | B15 | 1203 | 0 | 2000 | 0 | 0 | 0 | 0 | 0 | 0 | 0 | 0 | 0 | 0 | Infinite
VACAR_2_PJM_ROR | VACAR | PJM_ROR | 2020 | B16 | 25 | 0 | 2000 | 0 | 0 | 0 | 0 | 0 | 0 | 0 | 0 | 0 | 0 | Infinite
VACAR_2_PJM_ROR | VACAR | PJM_ROR | 2020 | B17 | 100 | 0 | 2000 | 0 | 0 | 0 | 0 | 0 | 0 | 0 | 0 | 0 | 0 | Infinite
VACAR_2_PJM_ROR | VACAR | PJM_ROR | 2020 | B18 | 400 | 0 | 2000 | 0 | 0 | 0 | 0 | 0 | 0 | 0 | 0 | 0 | 0 | Infinite
VACAR_2_PJM_ROR | VACAR | PJM_ROR | 2020 | B19 | 700 | 0 | 2000 | 0 | 0 | 0 | 0 | 0 | 0 | 0 | 0 | 0 | 0 | Infinite
VACAR_2_PJM_ROR | VACAR | PJM_ROR | 2020 | B20 | 935 | 0 | 2000 | 0 | 0 | 0 | 0 | 0 | 0 | 0 | 0 | 0 | 0 | Infinite
VACAR_2_PJM_ROR | VACAR | PJM_ROR | 2025 | B1 | 10 | 0 | 2000 | 0 | 0 | 0 | 0 | 0 | 0 | 0 | 0 | 0 | 0 | Infinite
VACAR_2_PJM_ROR | VACAR | PJM_ROR | 2025 | B2 | 25 | 0 | 2000 | 0 | 0 | 0 | 0 | 0 | 0 | 0 | 0 | 0 | 0 | Infinite
VACAR_2_PJM_ROR | VACAR | PJM_ROR | 2025 | B3 | 75 | 0 | 2000 | 0 | 0 | 0 | 0 | 0 | 0 | 0 | 0 | 0 | 0 | Infinite
VACAR_2_PJM_ROR | VACAR | PJM_ROR | 2025 | B4 | 100 | 0 | 2000 | 0 | 0 | 0 | 0 | 0 | 0 | 0 | 0 | 0 | 0 | Infinite
VACAR_2_PJM_ROR | VACAR | PJM_ROR | 2025 | B5 | 200 | 0 | 2000 | 0 | 0 | 0 | 0 | 0 | 0 | 0 | 0 | 0 | 0 | Infinite
VACAR_2_PJM_ROR | VACAR | PJM_ROR | 2025 | B6 | 300 | 0 | 2000 | 0 | 0 | 0 | 0 | 0 | 0 | 0 | 0 | 0 | 0 | Infinite
VACAR_2_PJM_ROR | VACAR | PJM_ROR | 2025 | B7 | 400 | 0 | 2000 | 0 | 0 | 0 | 0 | 0 | 0 | 0 | 0 | 0 | 0 | Infinite
VACAR_2_PJM_ROR | VACAR | PJM_ROR | 2025 | B8 | 500 | 0 | 2000 | 0 | 0 | 0 | 0 | 0 | 0 | 0 | 0 | 0 | 0 | Infinite
VACAR_2_PJM_ROR | VACAR | PJM_ROR | 2025 | B9 | 800 | 0 | 2000 | 0 | 0 | 0 | 0 | 0 | 0 | 0 | 0 | 0 | 0 | Infinite
VACAR_2_PJM_ROR | VACAR | PJM_ROR | 2025 | B10 | 1262 | 0 | 2000 | 0 | 0 | 0 | 0 | 0 | 0 | 0 | 0 | 0 | 0 | Infinite
VACAR_2_PJM_ROR | VACAR | PJM_ROR | 2025 | B11 | 25 | 0 | 2000 | 0 | 0 | 0 | 0 | 0 | 0 | 0 | 0 | 0 | 0 | Infinite
VACAR_2_PJM_ROR | VACAR | PJM_ROR | 2025 | B12 | 200 | 0 | 2000 | 0 | 0 | 0 | 0 | 0 | 0 | 0 | 0 | 0 | 0 | Infinite
VACAR_2_PJM_ROR | VACAR | PJM_ROR | 2025 | B13 | 600 | 0 | 2000 | 0 | 0 | 0 | 0 | 0 | 0 | 0 | 0 | 0 | 0 | Infinite
VACAR_2_PJM_ROR | VACAR | PJM_ROR | 2025 | B14 | 900 | 0 | 2000 | 0 | 0 | 0 | 0 | 0 | 0 | 0 | 0 | 0 | 0 | Infinite
VACAR_2_PJM_ROR | VACAR | PJM_ROR | 2025 | B15 | 1203 | 0 | 2000 | 0 | 0 | 0 | 0 | 0 | 0 | 0 | 0 | 0 | 0 | Infinite
VACAR_2_PJM_ROR | VACAR | PJM_ROR | 2025 | B16 | 25 | 0 | 2000 | 0 | 0 | 0 | 0 | 0 | 0 | 0 | 0 | 0 | 0 | Infinite
VACAR_2_PJM_ROR | VACAR | PJM_ROR | 2025 | B17 | 100 | 0 | 2000 | 0 | 0 | 0 | 0 | 0 | 0 | 0 | 0 | 0 | 0 | Infinite
VACAR_2_PJM_ROR | VACAR | PJM_ROR | 2025 | B18 | 400 | 0 | 2000 | 0 | 0 | 0 | 0 | 0 | 0 | 0 | 0 | 0 | 0 | Infinite
VACAR_2_PJM_ROR | VACAR | PJM_ROR | 2025 | B19 | 700 | 0 | 2000 | 0 | 0 | 0 | 0 | 0 | 0 | 0 | 0 | 0 | 0 | Infinite
VACAR_2_PJM_ROR | VACAR | PJM_ROR | 2025 | B20 | 935 | 0 | 2000 | 0 | 0 | 0 | 0 | 0 | 0 | 0 | 0 | 0 | 0 | Infinite
VACAR_2_PJM_ROR | VACAR | PJM_ROR | 2030 | B1 | 10 | 0 | 2000 | 0 | 0 | 0 | 0 | 0 | 0 | 0 | 0 | 0 | 0 | Infinite
VACAR_2_PJM_ROR | VACAR | PJM_ROR | 2030 | B2 | 25 | 0 | 2000 | 0 | 0 | 0 | 0 | 0 | 0 | 0 | 0 | 0 | 0 | Infinite
VACAR_2_PJM_ROR | VACAR | PJM_ROR | 2030 | B3 | 75 | 0 | 2000 | 0 | 0 | 0 | 0 | 0 | 0 | 0 | 0 | 0 | 0 | Infinite
VACAR_2_PJM_ROR | VACAR | PJM_ROR | 2030 | B4 | 100 | 0 | 2000 | 397.63 | 0 | 0 | 0 | 0 | 0 | 0 | 0 | 0 | 0 | Infinite
VACAR_2_PJM_ROR | VACAR | PJM_ROR | 2030 | B5 | 200 | 0 | 2000 | 0 | 0 | 0 | 0 | 0 | 0 | 0 | 0 | 0 | 0 | Infinite
VACAR_2_PJM_ROR | VACAR | PJM_ROR | 2030 | B6 | 300 | 0 | 2000 | 0 | 0 | 0 | 0 | 0 | 0 | 0 | 0 | 0 | 0 | Infinite
VACAR_2_PJM_ROR | VACAR | PJM_ROR | 2030 | B7 | 400 | 0 | 2000 | 0 | 0 | 0 | 0 | 0 | 0 | 0 | 0 | 0 | 0 | Infinite
VACAR_2_PJM_ROR | VACAR | PJM_ROR | 2030 | B8 | 500 | 0 | 2000 | 0 | 0 | 0 | 0 | 0 | 0 | 0 | 0 | 0 | 0 | Infinite
VACAR_2_PJM_ROR | VACAR | PJM_ROR | 2030 | B9 | 800 | 0 | 2000 | 0 | 0 | 0 | 0 | 0 | 0 | 0 | 0 | 0 | 0 | Infinite
VACAR_2_PJM_ROR | VACAR | PJM_ROR | 2030 | B10 | 1262 | 0 | 2000 | 0 | 0 | 0 | 0 | 0 | 0 | 0 | 0 | 0 | 0 | Infinite
VACAR_2_PJM_ROR | VACAR | PJM_ROR | 2030 | B11 | 25 | 0 | 2000 | 0 | 0 | 0 | 0 | 0 | 0 | 0 | 0 | 0 | 0 | Infinite
VACAR_2_PJM_ROR | VACAR | PJM_ROR | 2030 | B12 | 200 | 0 | 2000 | 0 | 0 | 0 | 0 | 0 | 0 | 0 | 0 | 0 | 0 | Infinite
VACAR_2_PJM_ROR | VACAR | PJM_ROR | 2030 | B13 | 600 | 0 | 2000 | 0 | 0 | 0 | 0 | 0 | 0 | 0 | 0 | 0 | 0 | Infinite
VACAR_2_PJM_ROR | VACAR | PJM_ROR | 2030 | B14 | 900 | 0 | 2000 | 0 | 0 | 0 | 0 | 0 | 0 | 0 | 0 | 0 | 0 | Infinite
VACAR_2_PJM_ROR | VACAR | PJM_ROR | 2030 | B15 | 1203 | 0 | 2000 | 0 | 0 | 0 | 0 | 0 | 0 | 0 | 0 | 0 | 0 | Infinite
VACAR_2_PJM_ROR | VACAR | PJM_ROR | 2030 | B16 | 25 | 0 | 2000 | 0 | 0 | 0 | 0 | 0 | 0 | 0 | 0 | 0 | 0 | Infinite
VACAR_2_PJM_ROR | VACAR | PJM_ROR | 2030 | B17 | 100 | 0 | 2000 | 0 | 0 | 0 | 0 | 0 | 0 | 0 | 0 | 0 | 0 | Infinite
VACAR_2_PJM_ROR | VACAR | PJM_ROR | 2030 | B18 | 400 | 0 | 2000 | 0 | 0 | 0 | 0 | 0 | 0 | 0 | 0 | 0 | 0 | Infinite
VACAR_2_PJM_ROR | VACAR | PJM_ROR | 2030 | B19 | 700 | 0 | 2000 | 0 | 0 | 0 | 0 | 0 | 0 | 0 | 0 | 0 | 0 | Infinite
VACAR_2_PJM_ROR | VACAR | PJM_ROR | 2030 | B20 | 935 | 0 | 2000 | 0 | 0 | 0 | 0 | 0 | 0 | 0 | 0 | 0 | 0 | Infinite
VACAR_2_PJM_ROR | VACAR | PJM_ROR | 2035 | B1 | 10 | 0 | 2000 | 0 | 0 | 0 | 0 | 0 | 0 | 0 | 0 | 0 | 0 | Infinite
VACAR_2_PJM_ROR | VACAR | PJM_ROR | 2035 | B2 | 25 | 0 | 2000 | 0 | 0 | 0 | 0 | 0 | 0 | 0 | 0 | 0 | 0 | Infinite
VACAR_2_PJM_ROR | VACAR | PJM_ROR | 2035 | B3 | 75 | 0 | 2000 | 0 | 0 | 0 | 0 | 0 | 0 | 0 | 0 | 0 | 0 | Infinite
VACAR_2_PJM_ROR | VACAR | PJM_ROR | 2035 | B4 | 100 | 0 | 2000 | 0 | 0 | 0 | 0 | 0 | 0 | 0 | 0 | 0 | 0 | Infinite
VACAR_2_PJM_ROR | VACAR | PJM_ROR | 2035 | B5 | 200 | 0 | 2000 | 0 | 0 | 0 | 0 | 0 | 0 | 0 | 0 | 0 | 0 | Infinite
VACAR_2_PJM_ROR | VACAR | PJM_ROR | 2035 | B6 | 300 | 0 | 2000 | 0 | 0 | 0 | 0 | 0 | 0 | 0 | 0 | 0 | 0 | Infinite
VACAR_2_PJM_ROR | VACAR | PJM_ROR | 2035 | B7 | 400 | 0 | 2000 | 0 | 0 | 0 | 0 | 0 | 0 | 0 | 0 | 0 | 0 | Infinite
VACAR_2_PJM_ROR | VACAR | PJM_ROR | 2035 | B8 | 500 | 0 | 2000 | 0 | 0 | 0 | 0 | 0 | 0 | 0 | 0 | 0 | 0 | Infinite
VACAR_2_PJM_ROR | VACAR | PJM_ROR | 2035 | B9 | 800 | 0 | 2000 | 0 | 0 | 0 | 0 | 0 | 0 | 0 | 0 | 0 | 0 | Infinite
VACAR_2_PJM_ROR | VACAR | PJM_ROR | 2035 | B10 | 1262 | 0 | 2000 | 0 | 0 | 0 | 0 | 0 | 0 | 0 | 0 | 0 | 0 | Infinite
VACAR_2_PJM_ROR | VACAR | PJM_ROR | 2035 | B11 | 25 | 0 | 2000 | 0 | 0 | 0 | 0 | 0 | 0 | 0 | 0 | 0 | 0 | Infinite
VACAR_2_PJM_ROR | VACAR | PJM_ROR | 2035 | B12 | 200 | 0 | 2000 | 0 | 0 | 0 | 0 | 0 | 0 | 0 | 0 | 0 | 0 | Infinite
VACAR_2_PJM_ROR | VACAR | PJM_ROR | 2035 | B13 | 600 | 0 | 2000 | 0 | 0 | 0 | 0 | 0 | 0 | 0 | 0 | 0 | 0 | Infinite
VACAR_2_PJM_ROR | VACAR | PJM_ROR | 2035 | B14 | 900 | 0 | 2000 | 0 | 0 | 0 | 0 | 0 | 0 | 0 | 0 | 0 | 0 | Infinite
VACAR_2_PJM_ROR | VACAR | PJM_ROR | 2035 | B15 | 1203 | 0 | 2000 | 0 | 0 | 0 | 0 | 0 | 0 | 0 | 0 | 0 | 0 | Infinite
VACAR_2_PJM_ROR | VACAR | PJM_ROR | 2035 | B16 | 25 | 0 | 2000 | 0 | 0 | 0 | 0 | 0 | 0 | 0 | 0 | 0 | 0 | Infinite
VACAR_2_PJM_ROR | VACAR | PJM_ROR | 2035 | B17 | 100 | 0 | 2000 | 0 | 0 | 0 | 0 | 0 | 0 | 0 | 0 | 0 | 0 | Infinite
VACAR_2_PJM_ROR | VACAR | PJM_ROR | 2035 | B18 | 400 | 0 | 2000 | 0 | 0 | 0 | 0 | 0 | 0 | 0 | 0 | 0 | 0 | Infinite
VACAR_2_PJM_ROR | VACAR | PJM_ROR | 2035 | B19 | 700 | 0 | 2000 | 0 | 0 | 0 | 0 | 0 | 0 | 0 | 0 | 0 | 0 | Infinite
VACAR_2_PJM_ROR | VACAR | PJM_ROR | 2035 | B20 | 935 | 0 | 2000 | 0 | 0 | 0 | 0 | 0 | 0 | 0 | 0 | 0 | 0 | Infinite
VACAR_2_PJM_ROR | VACAR | PJM_ROR | 2040 | B1 | 10 | 0 | 2000 | 0 | 0 | 0 | 0 | 0 | 0 | 0 | 0 | 0 | 0 | Infinite
VACAR_2_PJM_ROR | VACAR | PJM_ROR | 2040 | B2 | 25 | 0 | 2000 | 0 | 0 | 0 | 0 | 0 | 0 | 0 | 0 | 0 | 0 | Infinite
VACAR_2_PJM_ROR | VACAR | PJM_ROR | 2040 | B3 | 75 | 0 | 2000 | 0 | 0 | 0 | 0 | 0 | 0 | 0 | 0 | 0 | 0 | Infinite
VACAR_2_PJM_ROR | VACAR | PJM_ROR | 2040 | B4 | 100 | 0 | 2000 | 0 | 0 | 0 | 0 | 0 | 0 | 0 | 0 | 0 | 0 | Infinite
VACAR_2_PJM_ROR | VACAR | PJM_ROR | 2040 | B5 | 200 | 0 | 2000 | 0 | 0 | 0 | 0 | 0 | 0 | 0 | 0 | 0 | 0 | Infinite
VACAR_2_PJM_ROR | VACAR | PJM_ROR | 2040 | B6 | 300 | 0 | 2000 | 0 | 0 | 0 | 0 | 0 | 0 | 0 | 0 | 0 | 0 | Infinite
VACAR_2_PJM_ROR | VACAR | PJM_ROR | 2040 | B7 | 400 | 0 | 2000 | 0 | 0 | 0 | 0 | 0 | 0 | 0 | 0 | 0 | 0 | Infinite
VACAR_2_PJM_ROR | VACAR | PJM_ROR | 2040 | B8 | 500 | 0 | 2000 | 0 | 0 | 0 | 0 | 0 | 0 | 0 | 0 | 0 | 0 | Infinite
VACAR_2_PJM_ROR | VACAR | PJM_ROR | 2040 | B9 | 800 | 0 | 2000 | 0 | 0 | 0 | 0 | 0 | 0 | 0 | 0 | 0 | 0 | Infinite
VACAR_2_PJM_ROR | VACAR | PJM_ROR | 2040 | B10 | 1262 | 0 | 2000 | 0 | 0 | 0 | 0 | 0 | 0 | 0 | 0 | 0 | 0 | Infinite
VACAR_2_PJM_ROR | VACAR | PJM_ROR | 2040 | B11 | 25 | 0 | 2000 | 0 | 0 | 0 | 0 | 0 | 0 | 0 | 0 | 0 | 0 | Infinite
VACAR_2_PJM_ROR | VACAR | PJM_ROR | 2040 | B12 | 200 | 0 | 2000 | 0 | 0 | 0 | 0 | 0 | 0 | 0 | 0 | 0 | 0 | Infinite
VACAR_2_PJM_ROR | VACAR | PJM_ROR | 2040 | B13 | 600 | 0 | 2000 | 0 | 0 | 0 | 0 | 0 | 0 | 0 | 0 | 0 | 0 | Infinite
VACAR_2_PJM_ROR | VACAR | PJM_ROR | 2040 | B14 | 900 | 0 | 2000 | 0 | 0 | 0 | 0 | 0 | 0 | 0 | 0 | 0 | 0 | Infinite
VACAR_2_PJM_ROR | VACAR | PJM_ROR | 2040 | B15 | 1203 | 0 | 2000 | 0 | 0 | 0 | 0 | 0 | 0 | 0 | 0 | 0 | 0 | Infinite
VACAR_2_PJM_ROR | VACAR | PJM_ROR | 2040 | B16 | 25 | 0 | 2000 | 0 | 0 | 0 | 0 | 0 | 0 | 0 | 0 | 0 | 0 | Infinite
VACAR_2_PJM_ROR | VACAR | PJM_ROR | 2040 | B17 | 100 | 0 | 2000 | 0 | 0 | 0 | 0 | 0 | 0 | 0 | 0 | 0 | 0 | Infinite
VACAR_2_PJM_ROR | VACAR | PJM_ROR | 2040 | B18 | 400 | 0 | 2000 | 0 | 0 | 0 | 0 | 0 | 0 | 0 | 0 | 0 | 0 | Infinite
VACAR_2_PJM_ROR | VACAR | PJM_ROR | 2040 | B19 | 700 | 0 | 2000 | 0 | 0 | 0 | 0 | 0 | 0 | 0 | 0 | 0 | 0 | Infinite
VACAR_2_PJM_ROR | VACAR | PJM_ROR | 2040 | B20 | 935 | 0 | 2000 | 0 | 0 | 0 | 0 | 0 | 0 | 0 | 0 | 0 | 0 | Infinite
VACAR_2_PJM_ROR | VACAR | PJM_ROR | 2045 | B1 | 10 | 0 | 2000 | 0 | 0 | 0 | 0 | 0 | 0 | 0 | 0 | 0 | 0 | Infinite
VACAR_2_PJM_ROR | VACAR | PJM_ROR | 2045 | B2 | 25 | 0 | 2000 | 0 | 0 | 0 | 0 | 0 | 0 | 0 | 0 | 0 | 0 | Infinite
VACAR_2_PJM_ROR | VACAR | PJM_ROR | 2045 | B3 | 75 | 0 | 2000 | 0 | 0 | 0 | 0 | 0 | 0 | 0 | 0 | 0 | 0 | Infinite
VACAR_2_PJM_ROR | VACAR | PJM_ROR | 2045 | B4 | 100 | 0 | 2000 | 0 | 0 | 0 | 0 | 0 | 0 | 0 | 0 | 0 | 0 | Infinite
VACAR_2_PJM_ROR | VACAR | PJM_ROR | 2045 | B5 | 200 | 0 | 2000 | 0 | 0 | 0 | 0 | 0 | 0 | 0 | 0 | 0 | 0 | Infinite
VACAR_2_PJM_ROR | VACAR | PJM_ROR | 2045 | B6 | 300 | 0 | 2000 | 0 | 0 | 0 | 0 | 0 | 0 | 0 | 0 | 0 | 0 | Infinite
VACAR_2_PJM_ROR | VACAR | PJM_ROR | 2045 | B7 | 400 | 0 | 2000 | 0 | 0 | 0 | 0 | 0 | 0 | 0 | 0 | 0 | 0 | Infinite
VACAR_2_PJM_ROR | VACAR | PJM_ROR | 2045 | B8 | 500 | 0 | 2000 | 0 | 0 | 0 | 0 | 0 | 0 | 0 | 0 | 0 | 0 | Infinite
VACAR_2_PJM_ROR | VACAR | PJM_ROR | 2045 | B9 | 800 | 0 | 2000 | 0 | 0 | 0 | 0 | 0 | 0 | 0 | 0 | 0 | 0 | Infinite
VACAR_2_PJM_ROR | VACAR | PJM_ROR | 2045 | B10 | 1262 | 0 | 2000 | 0 | 0 | 0 | 0 | 0 | 0 | 0 | 0 | 0 | 0 | Infinite
VACAR_2_PJM_ROR | VACAR | PJM_ROR | 2045 | B11 | 25 | 0 | 2000 | 0 | 0 | 0 | 0 | 0 | 0 | 0 | 0 | 0 | 0 | Infinite
VACAR_2_PJM_ROR | VACAR | PJM_ROR | 2045 | B12 | 200 | 0 | 2000 | 0 | 0 | 0 | 0 | 0 | 0 | 0 | 0 | 0 | 0 | Infinite
VACAR_2_PJM_ROR | VACAR | PJM_ROR | 2045 | B13 | 600 | 0 | 2000 | 0 | 0 | 0 | 0 | 0 | 0 | 0 | 0 | 0 | 0 | Infinite
VACAR_2_PJM_ROR | VACAR | PJM_ROR | 2045 | B14 | 900 | 0 | 2000 | 0 | 0 | 0 | 0 | 0 | 0 | 0 | 0 | 0 | 0 | Infinite
VACAR_2_PJM_ROR | VACAR | PJM_ROR | 2045 | B15 | 1203 | 0 | 2000 | 0 | 0 | 0 | 0 | 0 | 0 | 0 | 0 | 0 | 0 | Infinite
VACAR_2_PJM_ROR | VACAR | PJM_ROR | 2045 | B16 | 25 | 0 | 2000 | 0 | 0 | 0 | 0 | 0 | 0 | 0 | 0 | 0 | 0 | Infinite
VACAR_2_PJM_ROR | VACAR | PJM_ROR | 2045 | B17 | 100 | 0 | 2000 | 0 | 0 | 0 | 0 | 0 | 0 | 0 | 0 | 0 | 0 | Infinite
VACAR_2_PJM_ROR | VACAR | PJM_ROR | 2045 | B18 | 400 | 0 | 2000 | 0 | 0 | 0 | 0 | 0 | 0 | 0 | 0 | 0 | 0 | Infinite
VACAR_2_PJM_ROR | VACAR | PJM_ROR | 2045 | B19 | 700 | 0 | 2000 | 0 | 0 | 0 | 0 | 0 | 0 | 0 | 0 | 0 | 0 | Infinite
VACAR_2_PJM_ROR | VACAR | PJM_ROR | 2045 | B20 | 935 | 0 | 2000 | 0 | 0 | 0 | 0 | 0 | 0 | 0 | 0 | 0 | 0 | Infinite
VACAR_2_PJM_ROR | VACAR | PJM_ROR | 2050 | B1 | 10 | 0 | 2000 | 0 | 0 | 0 | 0 | 0 | 0 | 0 | 0 | 0 | 0 | Infinite
VACAR_2_PJM_ROR | VACAR | PJM_ROR | 2050 | B2 | 25 | 0 | 2000 | 0 | 0 | 0 | 0 | 0 | 0 | 0 | 0 | 0 | 0 | Infinite
VACAR_2_PJM_ROR | VACAR | PJM_ROR | 2050 | B3 | 75 | 0 | 2000 | 0 | 0 | 0 | 0 | 0 | 0 | 0 | 0 | 0 | 0 | Infinite
VACAR_2_PJM_ROR | VACAR | PJM_ROR | 2050 | B4 | 100 | 0 | 2000 | 0 | 0 | 0 | 0 | 0 | 0 | 0 | 0 | 0 | 0 | Infinite
VACAR_2_PJM_ROR | VACAR | PJM_ROR | 2050 | B5 | 200 | 0 | 2000 | 0 | 0 | 0 | 0 | 0 | 0 | 0 | 0 | 0 | 0 | Infinite
VACAR_2_PJM_ROR | VACAR | PJM_ROR | 2050 | B6 | 300 | 0 | 2000 | 0 | 0 | 0 | 0 | 0 | 0 | 0 | 0 | 0 | 0 | Infinite
VACAR_2_PJM_ROR | VACAR | PJM_ROR | 2050 | B7 | 400 | 0 | 2000 | 0 | 0 | 0 | 0 | 0 | 0 | 0 | 0 | 0 | 0 | Infinite
VACAR_2_PJM_ROR | VACAR | PJM_ROR | 2050 | B8 | 500 | 0 | 2000 | 0 | 0 | 0 | 0 | 0 | 0 | 0 | 0 | 0 | 0 | Infinite
VACAR_2_PJM_ROR | VACAR | PJM_ROR | 2050 | B9 | 800 | 0 | 2000 | 0 | 0 | 0 | 0 | 0 | 0 | 0 | 0 | 0 | 0 | Infinite
VACAR_2_PJM_ROR | VACAR | PJM_ROR | 2050 | B10 | 1262 | 0 | 2000 | 0 | 0 | 0 | 0 | 0 | 0 | 0 | 0 | 0 | 0 | Infinite
VACAR_2_PJM_ROR | VACAR | PJM_ROR | 2050 | B11 | 25 | 0 | 2000 | 0 | 0 | 0 | 0 | 0 | 0 | 0 | 0 | 0 | 0 | Infinite
VACAR_2_PJM_ROR | VACAR | PJM_ROR | 2050 | B12 | 200 | 0 | 2000 | 0 | 0 | 0 | 0 | 0 | 0 | 0 | 0 | 0 | 0 | Infinite
VACAR_2_PJM_ROR | VACAR | PJM_ROR | 2050 | B13 | 600 | 0 | 2000 | 0 | 0 | 0 | 0 | 0 | 0 | 0 | 0 | 0 | 0 | Infinite
VACAR_2_PJM_ROR | VACAR | PJM_ROR | 2050 | B14 | 900 | 0 | 2000 | 0 | 0 | 0 | 0 | 0 | 0 | 0 | 0 | 0 | 0 | Infinite
VACAR_2_PJM_ROR | VACAR | PJM_ROR | 2050 | B15 | 1203 | 0 | 2000 | 0 | 0 | 0 | 0 | 0 | 0 | 0 | 0 | 0 | 0 | Infinite
VACAR_2_PJM_ROR | VACAR | PJM_ROR | 2050 | B16 | 25 | 0 | 2000 | 0 | 0 | 0 | 0 | 0 | 0 | 0 | 0 | 0 | 0 | Infinite
VACAR_2_PJM_ROR | VACAR | PJM_ROR | 2050 | B17 | 100 | 0 | 2000 | 0 | 0 | 0 | 0 | 0 | 0 | 0 | 0 | 0 | 0 | Infinite
VACAR_2_PJM_ROR | VACAR | PJM_ROR | 2050 | B18 | 400 | 0 | 2000 | 0 | 0 | 0 | 0 | 0 | 0 | 0 | 0 | 0 | 0 | Infinite
VACAR_2_PJM_ROR | VACAR | PJM_ROR | 2050 | B19 | 700 | 0 | 2000 | 0 | 0 | 0 | 0 | 0 | 0 | 0 | 0 | 0 | 0 | Infinite
VACAR_2_PJM_ROR | VACAR | PJM_ROR | 2050 | B20 | 935 | 0 | 2000 | 0 | 0 | 0 | 0 | 0 | 0 | 0 | 0 | 0 | 0 | Infinite
VACAR_2_SOCO | VACAR | SOCO | 2015 | B1 | 10 | 0 | 3000 | 0 | 0 | 0 | 0 | 0 | 0 | 0 | 0 | 0 | 0 | 0
VACAR_2_SOCO | VACAR | SOCO | 2015 | B2 | 25 | 0 | 3000 | 0 | 0 | 0 | 0 | 0 | 0 | 0 | 0 | 0 | 0 | 0
VACAR_2_SOCO | VACAR | SOCO | 2015 | B3 | 75 | 0 | 3000 | 0 | 0 | 0 | 0 | 0 | 0 | 0 | 0 | 0 | 0 | 0
VACAR_2_SOCO | VACAR | SOCO | 2015 | B4 | 100 | 0 | 3000 | 0 | 0 | 0 | 0 | 0 | 0 | 0 | 0 | 0 | 0 | 0
VACAR_2_SOCO | VACAR | SOCO | 2015 | B5 | 200 | 0 | 3000 | 0 | 0 | 0 | 0 | 0 | 0 | 0 | 0 | 0 | 0 | 0
VACAR_2_SOCO | VACAR | SOCO | 2015 | B6 | 300 | 0 | 3000 | 0 | 0 | 0 | 0 | 0 | 0 | 0 | 0 | 0 | 0 | 0
VACAR_2_SOCO | VACAR | SOCO | 2015 | B7 | 400 | 0 | 3000 | 0 | 0 | 0 | 0 | 0 | 0 | 0 | 0 | 0 | 0 | 0
VACAR_2_SOCO | VACAR | SOCO | 2015 | B8 | 500 | 0 | 3000 | 0 | 0 | 0 | 0 | 0 | 0 | 0 | 0 | 0 | 0 | 0
VACAR_2_SOCO | VACAR | SOCO | 2015 | B9 | 800 | 0 | 3000 | 0 | 0 | 0 | 0 | 0 | 0 | 0 | 0 | 0 | 0 | 0
VACAR_2_SOCO | VACAR | SOCO | 2015 | B10 | 1262 | 0 | 3000 | 0 | 0 | 0 | 0 | 0 | 0 | 0 | 0 | 0 | 0 | 0
VACAR_2_SOCO | VACAR | SOCO | 2015 | B11 | 25 | 0 | 3000 | 0 | 0 | 0 | 0 | 0 | 0 | 0 | 0 | 0 | 0 | 0
VACAR_2_SOCO | VACAR | SOCO | 2015 | B12 | 200 | 0 | 3000 | 0 | 0 | 0 | 0 | 0 | 0 | 0 | 0 | 0 | 0 | 0
VACAR_2_SOCO | VACAR | SOCO | 2015 | B13 | 600 | 0 | 3000 | 0 | 0 | 0 | 0 | 0 | 0 | 0 | 0 | 0 | 0 | 0
VACAR_2_SOCO | VACAR | SOCO | 2015 | B14 | 900 | 0 | 3000 | 0 | 0 | 0 | 0 | 0 | 0 | 0 | 0 | 0 | 0 | 0
VACAR_2_SOCO | VACAR | SOCO | 2015 | B15 | 1203 | 0 | 3000 | 0 | 0 | 0 | 0 | 0 | 0 | 0 | 0 | 0 | 0 | 0
VACAR_2_SOCO | VACAR | SOCO | 2015 | B16 | 25 | 0 | 3000 | 0 | 0 | 0 | 0 | 0 | 0 | 0 | 0 | 0 | 0 | 0
VACAR_2_SOCO | VACAR | SOCO | 2015 | B17 | 100 | 0 | 3000 | 0 | 0 | 0 | 0 | 0 | 0 | 0 | 0 | 0 | 0 | 0
VACAR_2_SOCO | VACAR | SOCO | 2015 | B18 | 400 | 0 | 3000 | 0 | 0 | 0 | 0 | 0 | 0 | 0 | 0 | 0 | 0 | 0
VACAR_2_SOCO | VACAR | SOCO | 2015 | B19 | 700 | 0 | 3000 | 0 | 0 | 0 | 0 | 0 | 0 | 0 | 0 | 0 | 0 | 0
VACAR_2_SOCO | VACAR | SOCO | 2015 | B20 | 935 | 0 | 3000 | 0 | 0 | 0 | 0 | 0 | 0 | 0 | 0 | 0 | 0 | 0
VACAR_2_SOCO | VACAR | SOCO | 2020 | B1 | 10 | 0 | 3000 | 0 | 0 | 0 | 0 | 0 | 0 | 0 | 0 | 0 | 0 | 0
VACAR_2_SOCO | VACAR | SOCO | 2020 | B2 | 25 | 0 | 3000 | 0 | 0 | 0 | 0 | 0 | 0 | 0 | 0 | 0 | 0 | 0
VACAR_2_SOCO | VACAR | SOCO | 2020 | B3 | 75 | 0 | 3000 | 0 | 0 | 0 | 0 | 0 | 0 | 0 | 0 | 0 | 0 | 0
VACAR_2_SOCO | VACAR | SOCO | 2020 | B4 | 100 | 0 | 3000 | 0 | 0 | 0 | 0 | 0 | 0 | 0 | 0 | 0 | 0 | 0
VACAR_2_SOCO | VACAR | SOCO | 2020 | B5 | 200 | 0 | 3000 | 455.06 | 0 | 0 | 0 | 0 | 0 | 0 | 0 | 0 | 0 | 0
VACAR_2_SOCO | VACAR | SOCO | 2020 | B6 | 300 | 0 | 3000 | 434.24 | 0 | 0 | 0 | 0 | 0 | 0 | 0 | 0 | 0 | 0
VACAR_2_SOCO | VACAR | SOCO | 2020 | B7 | 400 | 0 | 3000 | 2083.46 | 0 | 563.4 | 0 | 0 | 0 | 0 | 0 | 0 | 0 | 0
VACAR_2_SOCO | VACAR | SOCO | 2020 | B8 | 500 | 0 | 3000 | 0 | 0 | 0 | 0 | 0 | 0 | 0 | 0 | 0 | 0 | 0
VACAR_2_SOCO | VACAR | SOCO | 2020 | B9 | 800 | 0 | 3000 | 0 | 0 | 0 | 0 | 0 | 0 | 0 | 0 | 0 | 0 | 0
VACAR_2_SOCO | VACAR | SOCO | 2020 | B10 | 1262 | 0 | 3000 | 0 | 0 | 0 | 0 | 0 | 0 | 0 | 0 | 0 | 0 | 0
VACAR_2_SOCO | VACAR | SOCO | 2020 | B11 | 25 | 0 | 3000 | 2922.91 | 0 | 2517.24 | 0 | 0 | 0 | 0 | 0 | 0 | 0 | 0
VACAR_2_SOCO | VACAR | SOCO | 2020 | B12 | 200 | 0 | 3000 | 0 | 0 | 0 | 0 | 0 | 0 | 0 | 0 | 0 | 0 | 0
VACAR_2_SOCO | VACAR | SOCO | 2020 | B13 | 600 | 0 | 3000 | 0 | 0 | 0 | 0 | 0 | 0 | 0 | 0 | 0 | 0 | 0
VACAR_2_SOCO | VACAR | SOCO | 2020 | B14 | 900 | 0 | 3000 | 0 | 0 | 0 | 0 | 0 | 0 | 0 | 0 | 0 | 0 | 0
VACAR_2_SOCO | VACAR | SOCO | 2020 | B15 | 1203 | 0 | 3000 | 0 | 0 | 0 | 0 | 0 | 0 | 0 | 0 | 0 | 0 | 0
VACAR_2_SOCO | VACAR | SOCO | 2020 | B16 | 25 | 0 | 3000 | 0 | 0 | 0 | 0 | 0 | 0 | 0 | 0 | 0 | 0 | 0
VACAR_2_SOCO | VACAR | SOCO | 2020 | B17 | 100 | 0 | 3000 | 0 | 0 | 0 | 0 | 0 | 0 | 0 | 0 | 0 | 0 | 0
VACAR_2_SOCO | VACAR | SOCO | 2020 | B18 | 400 | 0 | 3000 | 0 | 0 | 0 | 0 | 0 | 0 | 0 | 0 | 0 | 0 | 0
VACAR_2_SOCO | VACAR | SOCO | 2020 | B19 | 700 | 0 | 3000 | 0 | 0 | 0 | 0 | 0 | 0 | 0 | 0 | 0 | 0 | 0
VACAR_2_SOCO | VACAR | SOCO | 2020 | B20 | 935 | 0 | 3000 | 0 | 0 | 0 | 0 | 0 | 0 | 0 | 0 | 0 | 0 | 0
VACAR_2_SOCO | VACAR | SOCO | 2025 | B1 | 10 | 0 | 3000 | 227.36 | 0 | 228.86 | 0 | 0 | 0 | 0 | 0 | 0 | 0 | 0
VACAR_2_SOCO | VACAR | SOCO | 2025 | B2 | 25 | 0 | 3000 | 0 | 0 | 0 | 0 | 0 | 0 | 0 | 0 | 0 | 0 | 0
VACAR_2_SOCO | VACAR | SOCO | 2025 | B3 | 75 | 0 | 3000 | 0 | 0 | 0 | 0 | 0 | 0 | 0 | 0 | 0 | 0 | 0
VACAR_2_SOCO | VACAR | SOCO | 2025 | B4 | 100 | 0 | 3000 | 0 | 0 | 0 | 0 | 0 | 0 | 0 | 0 | 0 | 0 | 0
VACAR_2_SOCO | VACAR | SOCO | 2025 | B5 | 200 | 0 | 3000 | 0 | 0 | 0 | 0 | 0 | 0 | 0 | 0 | 0 | 0 | 0
VACAR_2_SOCO | VACAR | SOCO | 2025 | B6 | 300 | 0 | 3000 | 0 | 0 | 0 | 0 | 0 | 0 | 0 | 0 | 0 | 0 | 0
VACAR_2_SOCO | VACAR | SOCO | 2025 | B7 | 400 | 0 | 3000 | 1668.21 | 0 | 499.97 | 0 | 0 | 0 | 0 | 0 | 0 | 0 | 0
VACAR_2_SOCO | VACAR | SOCO | 2025 | B8 | 500 | 0 | 3000 | 0 | 0 | 0 | 0 | 0 | 0 | 0 | 0 | 0 | 0 | 0
VACAR_2_SOCO | VACAR | SOCO | 2025 | B9 | 800 | 0 | 3000 | 0 | 0 | 0 | 0 | 0 | 0 | 0 | 0 | 0 | 0 | 0
VACAR_2_SOCO | VACAR | SOCO | 2025 | B10 | 1262 | 0 | 3000 | 0 | 0 | 0 | 0 | 0 | 0 | 0 | 0 | 0 | 0 | 0
VACAR_2_SOCO | VACAR | SOCO | 2025 | B11 | 25 | 0 | 3000 | 2154.1 | 0 | 1897.48 | 0 | 0 | 0 | 0 | 0 | 0 | 0 | 0
VACAR_2_SOCO | VACAR | SOCO | 2025 | B12 | 200 | 0 | 3000 | 0 | 0 | 0 | 0 | 0 | 0 | 0 | 0 | 0 | 0 | 0
VACAR_2_SOCO | VACAR | SOCO | 2025 | B13 | 600 | 0 | 3000 | 0 | 0 | 0 | 0 | 0 | 0 | 0 | 0 | 0 | 0 | 0
VACAR_2_SOCO | VACAR | SOCO | 2025 | B14 | 900 | 0 | 3000 | 0 | 0 | 0 | 0 | 0 | 0 | 0 | 0 | 0 | 0 | 0
VACAR_2_SOCO | VACAR | SOCO | 2025 | B15 | 1203 | 0 | 3000 | 0 | 0 | 0 | 0 | 0 | 0 | 0 | 0 | 0 | 0 | 0
VACAR_2_SOCO | VACAR | SOCO | 2025 | B16 | 25 | 0 | 3000 | 18.88 | 0 | 0 | 0 | 0 | 0 | 0 | 0 | 0 | 0 | 0
VACAR_2_SOCO | VACAR | SOCO | 2025 | B17 | 100 | 0 | 3000 | 0 | 0 | 0 | 0 | 0 | 0 | 0 | 0 | 0 | 0 | 0
VACAR_2_SOCO | VACAR | SOCO | 2025 | B18 | 400 | 0 | 3000 | 0 | 0 | 0 | 0 | 0 | 0 | 0 | 0 | 0 | 0 | 0
VACAR_2_SOCO | VACAR | SOCO | 2025 | B19 | 700 | 0 | 3000 | 0 | 0 | 0 | 0 | 0 | 0 | 0 | 0 | 0 | 0 | 0
VACAR_2_SOCO | VACAR | SOCO | 2025 | B20 | 935 | 0 | 3000 | 0 | 0 | 0 | 0 | 0 | 0 | 0 | 0 | 0 | 0 | 0
VACAR_2_SOCO | VACAR | SOCO | 2030 | B1 | 10 | 0 | 3000 | 175.58 | 0 | 0 | 0 | 0 | 0 | 0 | 0 | 0 | 0 | 0.46652
VACAR_2_SOCO | VACAR | SOCO | 2030 | B2 | 25 | 0 | 3000 | 0 | 0 | 0 | 0 | 0 | 0 | 0 | 0 | 0 | 0 | 0.46652
VACAR_2_SOCO | VACAR | SOCO | 2030 | B3 | 75 | 0 | 3000 | 333.49 | 0 | 110.96 | 0 | 0 | 0 | 0 | 0 | 0 | 0 | 0.46652
VACAR_2_SOCO | VACAR | SOCO | 2030 | B4 | 100 | 0 | 3000 | 3000 | 0 | 3000 | 0 | 1282.48 | 13.0214 | 0 | 0.46293 | 0.52337 | 0 | 0.46652
VACAR_2_SOCO | VACAR | SOCO | 2030 | B5 | 200 | 0 | 3000 | 3000 | 0 | 2969.37 | 0 | 0 | 8.0004 | 0 | 0 | 0.64312 | 0 | 0.46652
VACAR_2_SOCO | VACAR | SOCO | 2030 | B6 | 300 | 0 | 3000 | 2712.49 | 0 | 2754.89 | 0 | 0 | 0 | 0 | 0 | 0 | 0 | 0.46652
VACAR_2_SOCO | VACAR | SOCO | 2030 | B7 | 400 | 0 | 3000 | 1360.61 | 0 | 1300.08 | 0 | 0 | 0 | 0 | 0 | 0 | 0 | 0.46652
VACAR_2_SOCO | VACAR | SOCO | 2030 | B8 | 500 | 0 | 3000 | 0 | 0 | 0 | 0 | 0 | 0 | 0 | 0 | 0 | 0 | 0.46652
VACAR_2_SOCO | VACAR | SOCO | 2030 | B9 | 800 | 0 | 3000 | 0 | 0 | 0 | 0 | 0 | 0 | 0 | 0 | 0 | 0 | 0.46652
VACAR_2_SOCO | VACAR | SOCO | 2030 | B10 | 1262 | 0 | 3000 | 878.37 | 0 | 1046.71 | 0 | 0 | 0 | 0 | 0 | 0 | 0 | 0.46652
VACAR_2_SOCO | VACAR | SOCO | 2030 | B11 | 25 | 0 | 3000 | 3000 | 0 | 3000 | 0 | 2046.15 | 1.9942 | 0 | 0.46293 | 0.020038 | 0 | 0.46652
VACAR_2_SOCO | VACAR | SOCO | 2030 | B12 | 200 | 0 | 3000 | 0 | 0 | 0 | 0 | 0 | 0 | 0 | 0 | 0 | 0 | 0.46652
VACAR_2_SOCO | VACAR | SOCO | 2030 | B13 | 600 | 0 | 3000 | 0 | 0 | 0 | 0 | 0 | 0 | 0 | 0 | 0 | 0 | 0.46652
VACAR_2_SOCO | VACAR | SOCO | 2030 | B14 | 900 | 0 | 3000 | 432.94 | 0 | 369.91 | 0 | 0 | 0 | 0 | 0 | 0 | 0 | 0.46652
VACAR_2_SOCO | VACAR | SOCO | 2030 | B15 | 1203 | 0 | 3000 | 3000 | 0 | 2922.73 | 0 | 0 | 0.15431 | 0 | 0 | 0.074612 | 0 | 0.46652
VACAR_2_SOCO | VACAR | SOCO | 2030 | B16 | 25 | 0 | 3000 | 3000 | 0 | 3000 | 0 | 1236.56 | 0.27301 | 0 | 0.46293 | 0.0027433 | 0 | 0.46652
VACAR_2_SOCO | VACAR | SOCO | 2030 | B17 | 100 | 0 | 3000 | 0 | 0 | 0 | 0 | 0 | 0 | 0 | 0 | 0 | 0 | 0.46652
VACAR_2_SOCO | VACAR | SOCO | 2030 | B18 | 400 | 0 | 3000 | 822.47 | 0 | 822.47 | 0 | 0 | 0 | 0 | 0 | 0 | 0 | 0.46652
VACAR_2_SOCO | VACAR | SOCO | 2030 | B19 | 700 | 0 | 3000 | 1584.03 | 0 | 2224.63 | 0 | 0 | 0 | 0 | 0 | 0 | 0 | 0.46652
VACAR_2_SOCO | VACAR | SOCO | 2030 | B20 | 935 | 0 | 3000 | 3000 | 0 | 3000 | 0 | 1531.75 | 1.6025 | 0 | 0.46293 | 0.60221 | 0 | 0.46652
VACAR_2_SOCO | VACAR | SOCO | 2035 | B1 | 10 | 0 | 3000 | 216.77 | 0 | 0 | 0 | 0 | 0 | 0 | 0 | 0 | 0 | 0.58163
VACAR_2_SOCO | VACAR | SOCO | 2035 | B2 | 25 | 0 | 3000 | 0 | 0 | 0 | 0 | 0 | 0 | 0 | 0 | 0 | 0 | 0.58163
VACAR_2_SOCO | VACAR | SOCO | 2035 | B3 | 75 | 0 | 3000 | 0 | 0 | 0 | 0 | 0 | 0 | 0 | 0 | 0 | 0 | 0.58163
VACAR_2_SOCO | VACAR | SOCO | 2035 | B4 | 100 | 0 | 3000 | 0 | 0 | 0 | 0 | 0 | 0 | 0 | 0 | 0 | 0 | 0.58163
VACAR_2_SOCO | VACAR | SOCO | 2035 | B5 | 200 | 0 | 3000 | 0 | 0 | 0 | 0 | 0 | 0 | 0 | 0 | 0 | 0 | 0.58163
VACAR_2_SOCO | VACAR | SOCO | 2035 | B6 | 300 | 0 | 3000 | 1139.75 | 0 | 0 | 0 | 0 | 0 | 0 | 0 | 0 | 0 | 0.58163
VACAR_2_SOCO | VACAR | SOCO | 2035 | B7 | 400 | 0 | 3000 | 0 | 0 | 0 | 0 | 0 | 0 | 0 | 0 | 0 | 0 | 0.58163
VACAR_2_SOCO | VACAR | SOCO | 2035 | B8 | 500 | 0 | 3000 | 0 | 0 | 0 | 0 | 0 | 0 | 0 | 0 | 0 | 0 | 0.58163
VACAR_2_SOCO | VACAR | SOCO | 2035 | B9 | 800 | 0 | 3000 | 0 | 0 | 0 | 0 | 0 | 0 | 0 | 0 | 0 | 0 | 0.58163
VACAR_2_SOCO | VACAR | SOCO | 2035 | B10 | 1262 | 0 | 3000 | 0 | 0 | 0 | 0 | 0 | 0 | 0 | 0 | 0 | 0 | 0.58163
VACAR_2_SOCO | VACAR | SOCO | 2035 | B11 | 25 | 0 | 3000 | 822.83 | 0 | 565.87 | 0 | 0 | 0 | 0 | 0 | 0 | 0 | 0.58163
VACAR_2_SOCO | VACAR | SOCO | 2035 | B12 | 200 | 0 | 3000 | 0 | 0 | 0 | 0 | 0 | 0 | 0 | 0 | 0 | 0 | 0.58163
VACAR_2_SOCO | VACAR | SOCO | 2035 | B13 | 600 | 0 | 3000 | 0 | 0 | 0 | 0 | 0 | 0 | 0 | 0 | 0 | 0 | 0.58163
VACAR_2_SOCO | VACAR | SOCO | 2035 | B14 | 900 | 0 | 3000 | 566.53 | 0 | 329.49 | 0 | 0 | 0 | 0 | 0 | 0 | 0 | 0.58163
VACAR_2_SOCO | VACAR | SOCO | 2035 | B15 | 1203 | 0 | 3000 | 1936.17 | 0 | 1961.85 | 0 | 0 | 0 | 0 | 0 | 0 | 0 | 0.58163
VACAR_2_SOCO | VACAR | SOCO | 2035 | B16 | 25 | 0 | 3000 | 2274.28 | 0 | 2142.52 | 0 | 0 | 0 | 0 | 0 | 0 | 0 | 0.58163
VACAR_2_SOCO | VACAR | SOCO | 2035 | B17 | 100 | 0 | 3000 | 0 | 0 | 0 | 0 | 0 | 0 | 0 | 0 | 0 | 0 | 0.58163
VACAR_2_SOCO | VACAR | SOCO | 2035 | B18 | 400 | 0 | 3000 | 882.78 | 0 | 1164.6 | 0 | 0 | 0 | 0 | 0 | 0 | 0 | 0.58163
VACAR_2_SOCO | VACAR | SOCO | 2035 | B19 | 700 | 0 | 3000 | 1409.24 | 0 | 1701.97 | 0 | 0 | 0 | 0 | 0 | 0 | 0 | 0.58163
VACAR_2_SOCO | VACAR | SOCO | 2035 | B20 | 935 | 0 | 3000 | 3000 | 0 | 3000 | 0 | 1679.06 | 2.3265 | 0 | 0.58163 | 2.3265 | 0 | 0.58163
VACAR_2_SOCO | VACAR | SOCO | 2040 | B1 | 10 | 0 | 3000 | 2859 | 0 | 870.51 | 0 | 0 | 0 | 0 | 0 | 0 | 0 | 0.93744
VACAR_2_SOCO | VACAR | SOCO | 2040 | B2 | 25 | 0 | 3000 | 315.54 | 0 | 168.63 | 0 | 0 | 0 | 0 | 0 | 0 | 0 | 0.93744
VACAR_2_SOCO | VACAR | SOCO | 2040 | B3 | 75 | 0 | 3000 | 0 | 0 | 0 | 0 | 0 | 0 | 0 | 0 | 0 | 0 | 0.93744
VACAR_2_SOCO | VACAR | SOCO | 2040 | B4 | 100 | 0 | 3000 | 0 | 0 | 0 | 0 | 0 | 0 | 0 | 0 | 0 | 0 | 0.93744
VACAR_2_SOCO | VACAR | SOCO | 2040 | B5 | 200 | 0 | 3000 | 0 | 0 | 0 | 0 | 0 | 0 | 0 | 0 | 0 | 0 | 0.93744
VACAR_2_SOCO | VACAR | SOCO | 2040 | B6 | 300 | 0 | 3000 | 1189.91 | 0 | 2.24 | 0 | 0 | 0 | 0 | 0 | 0 | 0 | 0.93744
VACAR_2_SOCO | VACAR | SOCO | 2040 | B7 | 400 | 0 | 3000 | 0 | 0 | 0 | 0 | 0 | 0 | 0 | 0 | 0 | 0 | 0.93744
VACAR_2_SOCO | VACAR | SOCO | 2040 | B8 | 500 | 0 | 3000 | 0 | 0 | 0 | 0 | 0 | 0 | 0 | 0 | 0 | 0 | 0.93744
VACAR_2_SOCO | VACAR | SOCO | 2040 | B9 | 800 | 0 | 3000 | 0 | 0 | 0 | 0 | 0 | 0 | 0 | 0 | 0 | 0 | 0.93744
VACAR_2_SOCO | VACAR | SOCO | 2040 | B10 | 1262 | 0 | 3000 | 606.96 | 0 | 473.88 | 0 | 0 | 0 | 0 | 0 | 0 | 0 | 0.93744
VACAR_2_SOCO | VACAR | SOCO | 2040 | B11 | 25 | 0 | 3000 | 61.56 | 0 | 0 | 0 | 0 | 0 | 0 | 0 | 0 | 0 | 0.93744
VACAR_2_SOCO | VACAR | SOCO | 2040 | B12 | 200 | 0 | 3000 | 0 | 0 | 0 | 0 | 0 | 0 | 0 | 0 | 0 | 0 | 0.93744
VACAR_2_SOCO | VACAR | SOCO | 2040 | B13 | 600 | 0 | 3000 | 0 | 0 | 0 | 0 | 0 | 0 | 0 | 0 | 0 | 0 | 0.93744
VACAR_2_SOCO | VACAR | SOCO | 2040 | B14 | 900 | 0 | 3000 | 0 | 0 | 0 | 0 | 0 | 0 | 0 | 0 | 0 | 0 | 0.93744
VACAR_2_SOCO | VACAR | SOCO | 2040 | B15 | 1203 | 0 | 3000 | 3000 | 0 | 3000 | 0 | 1452.94 | 2.7064 | 0 | 0.87838 | 1.5228 | 0 | 0.93744
VACAR_2_SOCO | VACAR | SOCO | 2040 | B16 | 25 | 0 | 3000 | 1388.82 | 0 | 1270.72 | 0 | 0 | 0 | 0 | 0 | 0 | 0 | 0.93744
VACAR_2_SOCO | VACAR | SOCO | 2040 | B17 | 100 | 0 | 3000 | 0 | 0 | 0 | 0 | 0 | 0 | 0 | 0 | 0 | 0 | 0.93744
VACAR_2_SOCO | VACAR | SOCO | 2040 | B18 | 400 | 0 | 3000 | 0 | 0 | 0 | 0 | 0 | 0 | 0 | 0 | 0 | 0 | 0.93744
VACAR_2_SOCO | VACAR | SOCO | 2040 | B19 | 700 | 0 | 3000 | 548.39 | 0 | 846.12 | 0 | 0 | 0 | 0 | 0 | 0 | 0 | 0.93744
VACAR_2_SOCO | VACAR | SOCO | 2040 | B20 | 935 | 0 | 3000 | 3000 | 0 | 3000 | 0 | 1755.76 | 5.0922 | 0 | 0.87838 | 2.227 | 0 | 0.93744
VACAR_2_SOCO | VACAR | SOCO | 2045 | B1 | 10 | 0 | 3000 | 2215.95 | 0 | 227.46 | 0 | 0 | 0 | 0 | 0 | 0 | 0 | 0
VACAR_2_SOCO | VACAR | SOCO | 2045 | B2 | 25 | 0 | 3000 | 282.49 | 0 | 0 | 0 | 0 | 0 | 0 | 0 | 0 | 0 | 0
VACAR_2_SOCO | VACAR | SOCO | 2045 | B3 | 75 | 0 | 3000 | 1222.47 | 0 | 1215.14 | 0 | 0 | 0 | 0 | 0 | 0 | 0 | 0
VACAR_2_SOCO | VACAR | SOCO | 2045 | B4 | 100 | 0 | 3000 | 2685.98 | 0 | 1571.23 | 0 | 0 | 0 | 0 | 0 | 0 | 0 | 0
VACAR_2_SOCO | VACAR | SOCO | 2045 | B5 | 200 | 0 | 3000 | 0 | 0 | 0 | 0 | 0 | 0 | 0 | 0 | 0 | 0 | 0
VACAR_2_SOCO | VACAR | SOCO | 2045 | B6 | 300 | 0 | 3000 | 0 | 0 | 0 | 0 | 0 | 0 | 0 | 0 | 0 | 0 | 0
VACAR_2_SOCO | VACAR | SOCO | 2045 | B7 | 400 | 0 | 3000 | 0 | 0 | 0 | 0 | 0 | 0 | 0 | 0 | 0 | 0 | 0
VACAR_2_SOCO | VACAR | SOCO | 2045 | B8 | 500 | 0 | 3000 | 0 | 0 | 0 | 0 | 0 | 0 | 0 | 0 | 0 | 0 | 0
VACAR_2_SOCO | VACAR | SOCO | 2045 | B9 | 800 | 0 | 3000 | 2746.02 | 0 | 1317.84 | 0 | 0 | 0 | 0 | 0 | 0 | 0 | 0
VACAR_2_SOCO | VACAR | SOCO | 2045 | B10 | 1262 | 0 | 3000 | 0 | 0 | 0 | 0 | 0 | 0 | 0 | 0 | 0 | 0 | 0
VACAR_2_SOCO | VACAR | SOCO | 2045 | B11 | 25 | 0 | 3000 | 0 | 0 | 0 | 0 | 0 | 0 | 0 | 0 | 0 | 0 | 0
VACAR_2_SOCO | VACAR | SOCO | 2045 | B12 | 200 | 0 | 3000 | 0 | 0 | 0 | 0 | 0 | 0 | 0 | 0 | 0 | 0 | 0
VACAR_2_SOCO | VACAR | SOCO | 2045 | B13 | 600 | 0 | 3000 | 0 | 0 | 0 | 0 | 0 | 0 | 0 | 0 | 0 | 0 | 0
VACAR_2_SOCO | VACAR | SOCO | 2045 | B14 | 900 | 0 | 3000 | 0 | 0 | 0 | 0 | 0 | 0 | 0 | 0 | 0 | 0 | 0
VACAR_2_SOCO | VACAR | SOCO | 2045 | B15 | 1203 | 0 | 3000 | 1624.57 | 0 | 1408.26 | 0 | 0 | 0 | 0 | 0 | 0 | 0 | 0
VACAR_2_SOCO | VACAR | SOCO | 2045 | B16 | 25 | 0 | 3000 | 1433.12 | 0 | 414.64 | 0 | 0 | 0 | 0 | 0 | 0 | 0 | 0
VACAR_2_SOCO | VACAR | SOCO | 2045 | B17 | 100 | 0 | 3000 | 0 | 0 | 0 | 0 | 0 | 0 | 0 | 0 | 0 | 0 | 0
VACAR_2_SOCO | VACAR | SOCO | 2045 | B18 | 400 | 0 | 3000 | 0 | 0 | 0 | 0 | 0 | 0 | 0 | 0 | 0 | 0 | 0
VACAR_2_SOCO | VACAR | SOCO | 2045 | B19 | 700 | 0 | 3000 | 0 | 0 | 0 | 0 | 0 | 0 | 0 | 0 | 0 | 0 | 0
VACAR_2_SOCO | VACAR | SOCO | 2045 | B20 | 935 | 0 | 3000 | 1977.88 | 0 | 1607.16 | 0 | 0 | 0 | 0 | 0 | 0 | 0 | 0
VACAR_2_SOCO | VACAR | SOCO | 2050 | B1 | 10 | 0 | 3000 | 1984.72 | 0 | 0 | 0 | 0 | 0 | 0 | 0 | 0 | 0 | 0
VACAR_2_SOCO | VACAR | SOCO | 2050 | B2 | 25 | 0 | 3000 | 20.9 | 0 | 32.12 | 0 | 0 | 0 | 0 | 0 | 0 | 0 | 0
VACAR_2_SOCO | VACAR | SOCO | 2050 | B3 | 75 | 0 | 3000 | 1356.05 | 0 | 1348.72 | 0 | 0 | 0 | 0 | 0 | 0 | 0 | 0
VACAR_2_SOCO | VACAR | SOCO | 2050 | B4 | 100 | 0 | 3000 | 2894.75 | 0 | 3000 | 0 | 146.71 | 0 | 0 | 1.0446 | 0 | 0 | 0
VACAR_2_SOCO | VACAR | SOCO | 2050 | B5 | 200 | 0 | 3000 | 0 | 0 | 0 | 0 | 0 | 0 | 0 | 0 | 0 | 0 | 0
VACAR_2_SOCO | VACAR | SOCO | 2050 | B6 | 300 | 0 | 3000 | 0 | 0 | 0 | 0 | 0 | 0 | 0 | 0 | 0 | 0 | 0
VACAR_2_SOCO | VACAR | SOCO | 2050 | B7 | 400 | 0 | 3000 | 0 | 0 | 0 | 0 | 0 | 0 | 0 | 0 | 0 | 0 | 0
VACAR_2_SOCO | VACAR | SOCO | 2050 | B8 | 500 | 0 | 3000 | 0 | 0 | 0 | 0 | 0 | 0 | 0 | 0 | 0 | 0 | 0
VACAR_2_SOCO | VACAR | SOCO | 2050 | B9 | 800 | 0 | 3000 | 1166.46 | 0 | 783.99 | 0 | 0 | 0 | 0 | 0 | 0 | 0 | 0
VACAR_2_SOCO | VACAR | SOCO | 2050 | B10 | 1262 | 0 | 3000 | 0 | 0 | 0 | 0 | 0 | 0 | 0 | 0 | 0 | 0 | 0
VACAR_2_SOCO | VACAR | SOCO | 2050 | B11 | 25 | 0 | 3000 | 0 | 0 | 0 | 0 | 0 | 0 | 0 | 0 | 0 | 0 | 0
VACAR_2_SOCO | VACAR | SOCO | 2050 | B12 | 200 | 0 | 3000 | 0 | 0 | 0 | 0 | 0 | 0 | 0 | 0 | 0 | 0 | 0
VACAR_2_SOCO | VACAR | SOCO | 2050 | B13 | 600 | 0 | 3000 | 2355.07 | 0 | 1989.44 | 0 | 0 | 0 | 0 | 0 | 0 | 0 | 0
VACAR_2_SOCO | VACAR | SOCO | 2050 | B14 | 900 | 0 | 3000 | 2225.16 | 0 | 2747.46 | 0 | 0 | 0 | 0 | 0 | 0 | 0 | 0
VACAR_2_SOCO | VACAR | SOCO | 2050 | B15 | 1203 | 0 | 3000 | 0 | 0 | 0 | 0 | 0 | 0 | 0 | 0 | 0 | 0 | 0
VACAR_2_SOCO | VACAR | SOCO | 2050 | B16 | 25 | 0 | 3000 | 0 | 0 | 37.11 | 0 | 0 | 0 | 0 | 0 | 0 | 0 | 0
VACAR_2_SOCO | VACAR | SOCO | 2050 | B17 | 100 | 0 | 3000 | 0 | 0 | 0 | 0 | 0 | 0 | 0 | 0 | 0 | 0 | 0
VACAR_2_SOCO | VACAR | SOCO | 2050 | B18 | 400 | 0 | 3000 | 0 | 0 | 0 | 0 | 0 | 0 | 0 | 0 | 0 | 0 | 0
VACAR_2_SOCO | VACAR | SOCO | 2050 | B19 | 700 | 0 | 3000 | 0 | 0 | 0 | 0 | 0 | 0 | 0 | 0 | 0 | 0 | 0
VACAR_2_SOCO | VACAR | SOCO | 2050 | B20 | 935 | 0 | 3000 | 0 | 0 | 0 | 0 | 0 | 0 | 0 | 0 | 0 | 0 | 0
VACAR_2_TVA_Transmission | VACAR | TVA_Transmission | 2015 | B1 | 10 | 0 | 900 | 0 | 0 | 0 | 0 | 0 | 0 | 0 | 0 | 0 | 0 | 0
VACAR_2_TVA_Transmission | VACAR | TVA_Transmission | 2015 | B2 | 25 | 0 | 900 | 0 | 0 | 0 | 0 | 0 | 0 | 0 | 0 | 0 | 0 | 0
VACAR_2_TVA_Transmission | VACAR | TVA_Transmission | 2015 | B3 | 75 | 0 | 900 | 0 | 0 | 0 | 0 | 0 | 0 | 0 | 0 | 0 | 0 | 0
VACAR_2_TVA_Transmission | VACAR | TVA_Transmission | 2015 | B4 | 100 | 0 | 900 | 0 | 0 | 0 | 0 | 0 | 0 | 0 | 0 | 0 | 0 | 0
VACAR_2_TVA_Transmission | VACAR | TVA_Transmission | 2015 | B5 | 200 | 0 | 900 | 0 | 0 | 0 | 0 | 0 | 0 | 0 | 0 | 0 | 0 | 0
VACAR_2_TVA_Transmission | VACAR | TVA_Transmission | 2015 | B6 | 300 | 0 | 900 | 0 | 0 | 0 | 0 | 0 | 0 | 0 | 0 | 0 | 0 | 0
VACAR_2_TVA_Transmission | VACAR | TVA_Transmission | 2015 | B7 | 400 | 0 | 900 | 0 | 0 | 0 | 0 | 0 | 0 | 0 | 0 | 0 | 0 | 0
VACAR_2_TVA_Transmission | VACAR | TVA_Transmission | 2015 | B8 | 500 | 0 | 900 | 0 | 0 | 0 | 0 | 0 | 0 | 0 | 0 | 0 | 0 | 0
VACAR_2_TVA_Transmission | VACAR | TVA_Transmission | 2015 | B9 | 800 | 0 | 900 | 0 | 0 | 0 | 0 | 0 | 0 | 0 | 0 | 0 | 0 | 0
VACAR_2_TVA_Transmission | VACAR | TVA_Transmission | 2015 | B10 | 1262 | 0 | 900 | 0 | 0 | 0 | 0 | 0 | 0 | 0 | 0 | 0 | 0 | 0
VACAR_2_TVA_Transmission | VACAR | TVA_Transmission | 2015 | B11 | 25 | 0 | 900 | 0 | 0 | 0 | 0 | 0 | 0 | 0 | 0 | 0 | 0 | 0
VACAR_2_TVA_Transmission | VACAR | TVA_Transmission | 2015 | B12 | 200 | 0 | 900 | 0 | 0 | 0 | 0 | 0 | 0 | 0 | 0 | 0 | 0 | 0
VACAR_2_TVA_Transmission | VACAR | TVA_Transmission | 2015 | B13 | 600 | 0 | 900 | 0 | 0 | 0 | 0 | 0 | 0 | 0 | 0 | 0 | 0 | 0
VACAR_2_TVA_Transmission | VACAR | TVA_Transmission | 2015 | B14 | 900 | 0 | 900 | 0 | 0 | 0 | 0 | 0 | 0 | 0 | 0 | 0 | 0 | 0
VACAR_2_TVA_Transmission | VACAR | TVA_Transmission | 2015 | B15 | 1203 | 0 | 900 | 0 | 0 | 0 | 0 | 0 | 0 | 0 | 0 | 0 | 0 | 0
VACAR_2_TVA_Transmission | VACAR | TVA_Transmission | 2015 | B16 | 25 | 0 | 900 | 0 | 0 | 0 | 0 | 0 | 0 | 0 | 0 | 0 | 0 | 0
VACAR_2_TVA_Transmission | VACAR | TVA_Transmission | 2015 | B17 | 100 | 0 | 900 | 0 | 0 | 0 | 0 | 0 | 0 | 0 | 0 | 0 | 0 | 0
VACAR_2_TVA_Transmission | VACAR | TVA_Transmission | 2015 | B18 | 400 | 0 | 900 | 0 | 0 | 0 | 0 | 0 | 0 | 0 | 0 | 0 | 0 | 0
VACAR_2_TVA_Transmission | VACAR | TVA_Transmission | 2015 | B19 | 700 | 0 | 900 | 0 | 0 | 0 | 0 | 0 | 0 | 0 | 0 | 0 | 0 | 0
VACAR_2_TVA_Transmission | VACAR | TVA_Transmission | 2015 | B20 | 935 | 0 | 900 | 0 | 0 | 0 | 0 | 0 | 0 | 0 | 0 | 0 | 0 | 0
VACAR_2_TVA_Transmission | VACAR | TVA_Transmission | 2020 | B1 | 10 | 0 | 900 | 0 | 0 | 0 | 0 | 0 | 0 | 0 | 0 | 0 | 0 | 0
VACAR_2_TVA_Transmission | VACAR | TVA_Transmission | 2020 | B2 | 25 | 0 | 900 | 0 | 0 | 0 | 0 | 0 | 0 | 0 | 0 | 0 | 0 | 0
VACAR_2_TVA_Transmission | VACAR | TVA_Transmission | 2020 | B3 | 75 | 0 | 900 | 0 | 0 | 0 | 0 | 0 | 0 | 0 | 0 | 0 | 0 | 0
VACAR_2_TVA_Transmission | VACAR | TVA_Transmission | 2020 | B4 | 100 | 0 | 900 | 0 | 0 | 0 | 0 | 0 | 0 | 0 | 0 | 0 | 0 | 0
VACAR_2_TVA_Transmission | VACAR | TVA_Transmission | 2020 | B5 | 200 | 0 | 900 | 0 | 0 | 0 | 0 | 0 | 0 | 0 | 0 | 0 | 0 | 0
VACAR_2_TVA_Transmission | VACAR | TVA_Transmission | 2020 | B6 | 300 | 0 | 900 | 0 | 0 | 0 | 0 | 0 | 0 | 0 | 0 | 0 | 0 | 0
VACAR_2_TVA_Transmission | VACAR | TVA_Transmission | 2020 | B7 | 400 | 0 | 900 | 0 | 0 | 0 | 0 | 0 | 0 | 0 | 0 | 0 | 0 | 0
VACAR_2_TVA_Transmission | VACAR | TVA_Transmission | 2020 | B8 | 500 | 0 | 900 | 0 | 0 | 0 | 0 | 0 | 0 | 0 | 0 | 0 | 0 | 0
VACAR_2_TVA_Transmission | VACAR | TVA_Transmission | 2020 | B9 | 800 | 0 | 900 | 0 | 0 | 0 | 0 | 0 | 0 | 0 | 0 | 0 | 0 | 0
VACAR_2_TVA_Transmission | VACAR | TVA_Transmission | 2020 | B10 | 1262 | 0 | 900 | 0 | 0 | 0 | 0 | 0 | 0 | 0 | 0 | 0 | 0 | 0
VACAR_2_TVA_Transmission | VACAR | TVA_Transmission | 2020 | B11 | 25 | 0 | 900 | 0 | 0 | 0 | 0 | 0 | 0 | 0 | 0 | 0 | 0 | 0
VACAR_2_TVA_Transmission | VACAR | TVA_Transmission | 2020 | B12 | 200 | 0 | 900 | 0 | 0 | 0 | 0 | 0 | 0 | 0 | 0 | 0 | 0 | 0
VACAR_2_TVA_Transmission | VACAR | TVA_Transmission | 2020 | B13 | 600 | 0 | 900 | 0 | 0 | 0 | 0 | 0 | 0 | 0 | 0 | 0 | 0 | 0
VACAR_2_TVA_Transmission | VACAR | TVA_Transmission | 2020 | B14 | 900 | 0 | 900 | 0 | 0 | 0 | 0 | 0 | 0 | 0 | 0 | 0 | 0 | 0
VACAR_2_TVA_Transmission | VACAR | TVA_Transmission | 2020 | B15 | 1203 | 0 | 900 | 0 | 0 | 0 | 0 | 0 | 0 | 0 | 0 | 0 | 0 | 0
VACAR_2_TVA_Transmission | VACAR | TVA_Transmission | 2020 | B16 | 25 | 0 | 900 | 0 | 0 | 0 | 0 | 0 | 0 | 0 | 0 | 0 | 0 | 0
VACAR_2_TVA_Transmission | VACAR | TVA_Transmission | 2020 | B17 | 100 | 0 | 900 | 0 | 0 | 0 | 0 | 0 | 0 | 0 | 0 | 0 | 0 | 0
VACAR_2_TVA_Transmission | VACAR | TVA_Transmission | 2020 | B18 | 400 | 0 | 900 | 0 | 0 | 0 | 0 | 0 | 0 | 0 | 0 | 0 | 0 | 0
VACAR_2_TVA_Transmission | VACAR | TVA_Transmission | 2020 | B19 | 700 | 0 | 900 | 0 | 0 | 0 | 0 | 0 | 0 | 0 | 0 | 0 | 0 | 0
VACAR_2_TVA_Transmission | VACAR | TVA_Transmission | 2020 | B20 | 935 | 0 | 900 | 0 | 0 | 0 | 0 | 0 | 0 | 0 | 0 | 0 | 0 | 0
VACAR_2_TVA_Transmission | VACAR | TVA_Transmission | 2025 | B1 | 10 | 0 | 900 | 0 | 0 | 0 | 0 | 0 | 0 | 0 | 0 | 0 | 0 | 0
VACAR_2_TVA_Transmission | VACAR | TVA_Transmission | 2025 | B2 | 25 | 0 | 900 | 0 | 0 | 0 | 0 | 0 | 0 | 0 | 0 | 0 | 0 | 0
VACAR_2_TVA_Transmission | VACAR | TVA_Transmission | 2025 | B3 | 75 | 0 | 900 | 0 | 0 | 0 | 0 | 0 | 0 | 0 | 0 | 0 | 0 | 0
VACAR_2_TVA_Transmission | VACAR | TVA_Transmission | 2025 | B4 | 100 | 0 | 900 | 0 | 0 | 0 | 0 | 0 | 0 | 0 | 0 | 0 | 0 | 0
VACAR_2_TVA_Transmission | VACAR | TVA_Transmission | 2025 | B5 | 200 | 0 | 900 | 0 | 0 | 0 | 0 | 0 | 0 | 0 | 0 | 0 | 0 | 0
VACAR_2_TVA_Transmission | VACAR | TVA_Transmission | 2025 | B6 | 300 | 0 | 900 | 0 | 0 | 0 | 0 | 0 | 0 | 0 | 0 | 0 | 0 | 0
VACAR_2_TVA_Transmission | VACAR | TVA_Transmission | 2025 | B7 | 400 | 0 | 900 | 0 | 0 | 0 | 0 | 0 | 0 | 0 | 0 | 0 | 0 | 0
VACAR_2_TVA_Transmission | VACAR | TVA_Transmission | 2025 | B8 | 500 | 0 | 900 | 0 | 0 | 0 | 0 | 0 | 0 | 0 | 0 | 0 | 0 | 0
VACAR_2_TVA_Transmission | VACAR | TVA_Transmission | 2025 | B9 | 800 | 0 | 900 | 0 | 0 | 0 | 0 | 0 | 0 | 0 | 0 | 0 | 0 | 0
VACAR_2_TVA_Transmission | VACAR | TVA_Transmission | 2025 | B10 | 1262 | 0 | 900 | 0 | 0 | 0 | 0 | 0 | 0 | 0 | 0 | 0 | 0 | 0
VACAR_2_TVA_Transmission | VACAR | TVA_Transmission | 2025 | B11 | 25 | 0 | 900 | 0 | 0 | 0 | 0 | 0 | 0 | 0 | 0 | 0 | 0 | 0
VACAR_2_TVA_Transmission | VACAR | TVA_Transmission | 2025 | B12 | 200 | 0 | 900 | 0 | 0 | 0 | 0 | 0 | 0 | 0 | 0 | 0 | 0 | 0
VACAR_2_TVA_Transmission | VACAR | TVA_Transmission | 2025 | B13 | 600 | 0 | 900 | 0 | 0 | 0 | 0 | 0 | 0 | 0 | 0 | 0 | 0 | 0
VACAR_2_TVA_Transmission | VACAR | TVA_Transmission | 2025 | B14 | 900 | 0 | 900 | 0 | 0 | 0 | 0 | 0 | 0 | 0 | 0 | 0 | 0 | 0
VACAR_2_TVA_Transmission | VACAR | TVA_Transmission | 2025 | B15 | 1203 | 0 | 900 | 0 | 0 | 0 | 0 | 0 | 0 | 0 | 0 | 0 | 0 | 0
VACAR_2_TVA_Transmission | VACAR | TVA_Transmission | 2025 | B16 | 25 | 0 | 900 | 0 | 0 | 0 | 0 | 0 | 0 | 0 | 0 | 0 | 0 | 0
VACAR_2_TVA_Transmission | VACAR | TVA_Transmission | 2025 | B17 | 100 | 0 | 900 | 0 | 0 | 0 | 0 | 0 | 0 | 0 | 0 | 0 | 0 | 0
VACAR_2_TVA_Transmission | VACAR | TVA_Transmission | 2025 | B18 | 400 | 0 | 900 | 0 | 0 | 0 | 0 | 0 | 0 | 0 | 0 | 0 | 0 | 0
VACAR_2_TVA_Transmission | VACAR | TVA_Transmission | 2025 | B19 | 700 | 0 | 900 | 0 | 0 | 0 | 0 | 0 | 0 | 0 | 0 | 0 | 0 | 0
VACAR_2_TVA_Transmission | VACAR | TVA_Transmission | 2025 | B20 | 935 | 0 | 900 | 0 | 0 | 0 | 0 | 0 | 0 | 0 | 0 | 0 | 0 | 0
VACAR_2_TVA_Transmission | VACAR | TVA_Transmission | 2030 | B1 | 10 | 0 | 900 | 0 | 0 | 0 | 0 | 0 | 0 | 0 | 0 | 0 | 0 | 1.1306
VACAR_2_TVA_Transmission | VACAR | TVA_Transmission | 2030 | B2 | 25 | 0 | 900 | 0 | 0 | 0 | 0 | 0 | 0 | 0 | 0 | 0 | 0 | 1.1306
VACAR_2_TVA_Transmission | VACAR | TVA_Transmission | 2030 | B3 | 75 | 0 | 900 | 0 | 0 | 0 | 0 | 0 | 0 | 0 | 0 | 0 | 0 | 1.1306
VACAR_2_TVA_Transmission | VACAR | TVA_Transmission | 2030 | B4 | 100 | 0 | 900 | 900 | 0 | 0 | 0 | 0 | 4.5225 | 0 | 0 | 4.5225 | 0 | 1.1306
VACAR_2_TVA_Transmission | VACAR | TVA_Transmission | 2030 | B5 | 200 | 0 | 900 | 214.35 | 0 | 0 | 0 | 0 | 0 | 0 | 0 | 0 | 0 | 1.1306
VACAR_2_TVA_Transmission | VACAR | TVA_Transmission | 2030 | B6 | 300 | 0 | 900 | 0 | 0 | 0 | 0 | 0 | 0 | 0 | 0 | 0 | 0 | 1.1306
VACAR_2_TVA_Transmission | VACAR | TVA_Transmission | 2030 | B7 | 400 | 0 | 900 | 0 | 0 | 0 | 0 | 0 | 0 | 0 | 0 | 0 | 0 | 1.1306
VACAR_2_TVA_Transmission | VACAR | TVA_Transmission | 2030 | B8 | 500 | 0 | 900 | 0 | 0 | 0 | 0 | 0 | 0 | 0 | 0 | 0 | 0 | 1.1306
VACAR_2_TVA_Transmission | VACAR | TVA_Transmission | 2030 | B9 | 800 | 0 | 900 | 0 | 0 | 0 | 0 | 0 | 0 | 0 | 0 | 0 | 0 | 1.1306
VACAR_2_TVA_Transmission | VACAR | TVA_Transmission | 2030 | B10 | 1262 | 0 | 900 | 0 | 0 | 0 | 0 | 0 | 0 | 0 | 0 | 0 | 0 | 1.1306
VACAR_2_TVA_Transmission | VACAR | TVA_Transmission | 2030 | B11 | 25 | 0 | 900 | 0 | 0 | 0 | 0 | 0 | 0 | 0 | 0 | 0 | 0 | 1.1306
VACAR_2_TVA_Transmission | VACAR | TVA_Transmission | 2030 | B12 | 200 | 0 | 900 | 0 | 0 | 0 | 0 | 0 | 0 | 0 | 0 | 0 | 0 | 1.1306
VACAR_2_TVA_Transmission | VACAR | TVA_Transmission | 2030 | B13 | 600 | 0 | 900 | 0 | 0 | 0 | 0 | 0 | 0 | 0 | 0 | 0 | 0 | 1.1306
VACAR_2_TVA_Transmission | VACAR | TVA_Transmission | 2030 | B14 | 900 | 0 | 900 | 0 | 0 | 0 | 0 | 0 | 0 | 0 | 0 | 0 | 0 | 1.1306
VACAR_2_TVA_Transmission | VACAR | TVA_Transmission | 2030 | B15 | 1203 | 0 | 900 | 0 | 0 | 0 | 0 | 0 | 0 | 0 | 0 | 0 | 0 | 1.1306
VACAR_2_TVA_Transmission | VACAR | TVA_Transmission | 2030 | B16 | 25 | 0 | 900 | 0 | 0 | 0 | 0 | 0 | 0 | 0 | 0 | 0 | 0 | 1.1306
VACAR_2_TVA_Transmission | VACAR | TVA_Transmission | 2030 | B17 | 100 | 0 | 900 | 0 | 0 | 0 | 0 | 0 | 0 | 0 | 0 | 0 | 0 | 1.1306
VACAR_2_TVA_Transmission | VACAR | TVA_Transmission | 2030 | B18 | 400 | 0 | 900 | 0 | 0 | 0 | 0 | 0 | 0 | 0 | 0 | 0 | 0 | 1.1306
VACAR_2_TVA_Transmission | VACAR | TVA_Transmission | 2030 | B19 | 700 | 0 | 900 | 0 | 0 | 0 | 0 | 0 | 0 | 0 | 0 | 0 | 0 | 1.1306
VACAR_2_TVA_Transmission | VACAR | TVA_Transmission | 2030 | B20 | 935 | 0 | 900 | 0 | 0 | 0 | 0 | 0 | 0 | 0 | 0 | 0 | 0 | 1.1306
VACAR_2_TVA_Transmission | VACAR | TVA_Transmission | 2035 | B1 | 10 | 0 | 900 | 0 | 0 | 0 | 0 | 0 | 0 | 0 | 0 | 0 | 0 | 0
VACAR_2_TVA_Transmission | VACAR | TVA_Transmission | 2035 | B2 | 25 | 0 | 900 | 0 | 0 | 0 | 0 | 0 | 0 | 0 | 0 | 0 | 0 | 0
VACAR_2_TVA_Transmission | VACAR | TVA_Transmission | 2035 | B3 | 75 | 0 | 900 | 0 | 0 | 0 | 0 | 0 | 0 | 0 | 0 | 0 | 0 | 0
VACAR_2_TVA_Transmission | VACAR | TVA_Transmission | 2035 | B4 | 100 | 0 | 900 | 0 | 0 | 0 | 0 | 0 | 0 | 0 | 0 | 0 | 0 | 0
VACAR_2_TVA_Transmission | VACAR | TVA_Transmission | 2035 | B5 | 200 | 0 | 900 | 0 | 0 | 0 | 0 | 0 | 0 | 0 | 0 | 0 | 0 | 0
VACAR_2_TVA_Transmission | VACAR | TVA_Transmission | 2035 | B6 | 300 | 0 | 900 | 0 | 0 | 0 | 0 | 0 | 0 | 0 | 0 | 0 | 0 | 0
VACAR_2_TVA_Transmission | VACAR | TVA_Transmission | 2035 | B7 | 400 | 0 | 900 | 0 | 0 | 0 | 0 | 0 | 0 | 0 | 0 | 0 | 0 | 0
VACAR_2_TVA_Transmission | VACAR | TVA_Transmission | 2035 | B8 | 500 | 0 | 900 | 0 | 0 | 0 | 0 | 0 | 0 | 0 | 0 | 0 | 0 | 0
VACAR_2_TVA_Transmission | VACAR | TVA_Transmission | 2035 | B9 | 800 | 0 | 900 | 0 | 0 | 0 | 0 | 0 | 0 | 0 | 0 | 0 | 0 | 0
VACAR_2_TVA_Transmission | VACAR | TVA_Transmission | 2035 | B10 | 1262 | 0 | 900 | 0 | 0 | 0 | 0 | 0 | 0 | 0 | 0 | 0 | 0 | 0
VACAR_2_TVA_Transmission | VACAR | TVA_Transmission | 2035 | B11 | 25 | 0 | 900 | 0 | 0 | 0 | 0 | 0 | 0 | 0 | 0 | 0 | 0 | 0
VACAR_2_TVA_Transmission | VACAR | TVA_Transmission | 2035 | B12 | 200 | 0 | 900 | 0 | 0 | 0 | 0 | 0 | 0 | 0 | 0 | 0 | 0 | 0
VACAR_2_TVA_Transmission | VACAR | TVA_Transmission | 2035 | B13 | 600 | 0 | 900 | 0 | 0 | 0 | 0 | 0 | 0 | 0 | 0 | 0 | 0 | 0
VACAR_2_TVA_Transmission | VACAR | TVA_Transmission | 2035 | B14 | 900 | 0 | 900 | 0 | 0 | 0 | 0 | 0 | 0 | 0 | 0 | 0 | 0 | 0
VACAR_2_TVA_Transmission | VACAR | TVA_Transmission | 2035 | B15 | 1203 | 0 | 900 | 0 | 0 | 0 | 0 | 0 | 0 | 0 | 0 | 0 | 0 | 0
VACAR_2_TVA_Transmission | VACAR | TVA_Transmission | 2035 | B16 | 25 | 0 | 900 | 0 | 0 | 0 | 0 | 0 | 0 | 0 | 0 | 0 | 0 | 0
VACAR_2_TVA_Transmission | VACAR | TVA_Transmission | 2035 | B17 | 100 | 0 | 900 | 0 | 0 | 0 | 0 | 0 | 0 | 0 | 0 | 0 | 0 | 0
VACAR_2_TVA_Transmission | VACAR | TVA_Transmission | 2035 | B18 | 400 | 0 | 900 | 0 | 0 | 0 | 0 | 0 | 0 | 0 | 0 | 0 | 0 | 0
VACAR_2_TVA_Transmission | VACAR | TVA_Transmission | 2035 | B19 | 700 | 0 | 900 | 0 | 0 | 0 | 0 | 0 | 0 | 0 | 0 | 0 | 0 | 0
VACAR_2_TVA_Transmission | VACAR | TVA_Transmission | 2035 | B20 | 935 | 0 | 900 | 0 | 0 | 0 | 0 | 0 | 0 | 0 | 0 | 0 | 0 | 0
VACAR_2_TVA_Transmission | VACAR | TVA_Transmission | 2040 | B1 | 10 | 0 | 900 | 0 | 0 | 0 | 0 | 0 | 0 | 0 | 0 | 0 | 0 | 0.089025
VACAR_2_TVA_Transmission | VACAR | TVA_Transmission | 2040 | B2 | 25 | 0 | 900 | 0 | 0 | 0 | 0 | 0 | 0 | 0 | 0 | 0 | 0 | 0.089025
VACAR_2_TVA_Transmission | VACAR | TVA_Transmission | 2040 | B3 | 75 | 0 | 900 | 0 | 0 | 0 | 0 | 0 | 0 | 0 | 0 | 0 | 0 | 0.089025
VACAR_2_TVA_Transmission | VACAR | TVA_Transmission | 2040 | B4 | 100 | 0 | 900 | 0 | 0 | 0 | 0 | 0 | 0 | 0 | 0 | 0 | 0 | 0.089025
VACAR_2_TVA_Transmission | VACAR | TVA_Transmission | 2040 | B5 | 200 | 0 | 900 | 0 | 0 | 0 | 0 | 0 | 0 | 0 | 0 | 0 | 0 | 0.089025
VACAR_2_TVA_Transmission | VACAR | TVA_Transmission | 2040 | B6 | 300 | 0 | 900 | 0 | 0 | 0 | 0 | 0 | 0 | 0 | 0 | 0 | 0 | 0.089025
VACAR_2_TVA_Transmission | VACAR | TVA_Transmission | 2040 | B7 | 400 | 0 | 900 | 0 | 0 | 0 | 0 | 0 | 0 | 0 | 0 | 0 | 0 | 0.089025
VACAR_2_TVA_Transmission | VACAR | TVA_Transmission | 2040 | B8 | 500 | 0 | 900 | 0 | 0 | 0 | 0 | 0 | 0 | 0 | 0 | 0 | 0 | 0.089025
VACAR_2_TVA_Transmission | VACAR | TVA_Transmission | 2040 | B9 | 800 | 0 | 900 | 0 | 0 | 0 | 0 | 0 | 0 | 0 | 0 | 0 | 0 | 0.089025
VACAR_2_TVA_Transmission | VACAR | TVA_Transmission | 2040 | B10 | 1262 | 0 | 900 | 0 | 0 | 0 | 0 | 0 | 0 | 0 | 0 | 0 | 0 | 0.089025
VACAR_2_TVA_Transmission | VACAR | TVA_Transmission | 2040 | B11 | 25 | 0 | 900 | 0 | 0 | 0 | 0 | 0 | 0 | 0 | 0 | 0 | 0 | 0.089025
VACAR_2_TVA_Transmission | VACAR | TVA_Transmission | 2040 | B12 | 200 | 0 | 900 | 0 | 0 | 0 | 0 | 0 | 0 | 0 | 0 | 0 | 0 | 0.089025
VACAR_2_TVA_Transmission | VACAR | TVA_Transmission | 2040 | B13 | 600 | 0 | 900 | 0 | 0 | 0 | 0 | 0 | 0 | 0 | 0 | 0 | 0 | 0.089025
VACAR_2_TVA_Transmission | VACAR | TVA_Transmission | 2040 | B14 | 900 | 0 | 900 | 0 | 0 | 0 | 0 | 0 | 0 | 0 | 0 | 0 | 0 | 0.089025
VACAR_2_TVA_Transmission | VACAR | TVA_Transmission | 2040 | B15 | 1203 | 0 | 900 | 900 | 0 | 0 | 0 | 0 | 0.3561 | 0 | 0 | 0.3561 | 0 | 0.089025
VACAR_2_TVA_Transmission | VACAR | TVA_Transmission | 2040 | B16 | 25 | 0 | 900 | 0 | 0 | 0 | 0 | 0 | 0 | 0 | 0 | 0 | 0 | 0.089025
VACAR_2_TVA_Transmission | VACAR | TVA_Transmission | 2040 | B17 | 100 | 0 | 900 | 0 | 0 | 0 | 0 | 0 | 0 | 0 | 0 | 0 | 0 | 0.089025
VACAR_2_TVA_Transmission | VACAR | TVA_Transmission | 2040 | B18 | 400 | 0 | 900 | 0 | 0 | 0 | 0 | 0 | 0 | 0 | 0 | 0 | 0 | 0.089025
VACAR_2_TVA_Transmission | VACAR | TVA_Transmission | 2040 | B19 | 700 | 0 | 900 | 479.97 | 0 | 548.63 | 0 | 0 | 0 | 0 | 0 | 0 | 0 | 0.089025
VACAR_2_TVA_Transmission | VACAR | TVA_Transmission | 2040 | B20 | 935 | 0 | 900 | 0 | 0 | 0 | 0 | 0 | 0 | 0 | 0 | 0 | 0 | 0.089025
VACAR_2_TVA_Transmission | VACAR | TVA_Transmission | 2045 | B1 | 10 | 0 | 900 | 232.16 | 0 | 0 | 0 | 0 | 0 | 0 | 0 | 0 | 0 | 0
VACAR_2_TVA_Transmission | VACAR | TVA_Transmission | 2045 | B2 | 25 | 0 | 900 | 0 | 0 | 0 | 0 | 0 | 0 | 0 | 0 | 0 | 0 | 0
VACAR_2_TVA_Transmission | VACAR | TVA_Transmission | 2045 | B3 | 75 | 0 | 900 | 0 | 0 | 0 | 0 | 0 | 0 | 0 | 0 | 0 | 0 | 0
VACAR_2_TVA_Transmission | VACAR | TVA_Transmission | 2045 | B4 | 100 | 0 | 900 | 0 | 0 | 0 | 0 | 0 | 0 | 0 | 0 | 0 | 0 | 0
VACAR_2_TVA_Transmission | VACAR | TVA_Transmission | 2045 | B5 | 200 | 0 | 900 | 0 | 0 | 0 | 0 | 0 | 0 | 0 | 0 | 0 | 0 | 0
VACAR_2_TVA_Transmission | VACAR | TVA_Transmission | 2045 | B6 | 300 | 0 | 900 | 0 | 0 | 0 | 0 | 0 | 0 | 0 | 0 | 0 | 0 | 0
VACAR_2_TVA_Transmission | VACAR | TVA_Transmission | 2045 | B7 | 400 | 0 | 900 | 0 | 0 | 0 | 0 | 0 | 0 | 0 | 0 | 0 | 0 | 0
VACAR_2_TVA_Transmission | VACAR | TVA_Transmission | 2045 | B8 | 500 | 0 | 900 | 0 | 0 | 0 | 0 | 0 | 0 | 0 | 0 | 0 | 0 | 0
VACAR_2_TVA_Transmission | VACAR | TVA_Transmission | 2045 | B9 | 800 | 0 | 900 | 0 | 0 | 0 | 0 | 0 | 0 | 0 | 0 | 0 | 0 | 0
VACAR_2_TVA_Transmission | VACAR | TVA_Transmission | 2045 | B10 | 1262 | 0 | 900 | 0 | 0 | 0 | 0 | 0 | 0 | 0 | 0 | 0 | 0 | 0
VACAR_2_TVA_Transmission | VACAR | TVA_Transmission | 2045 | B11 | 25 | 0 | 900 | 0 | 0 | 0 | 0 | 0 | 0 | 0 | 0 | 0 | 0 | 0
VACAR_2_TVA_Transmission | VACAR | TVA_Transmission | 2045 | B12 | 200 | 0 | 900 | 0 | 0 | 0 | 0 | 0 | 0 | 0 | 0 | 0 | 0 | 0
VACAR_2_TVA_Transmission | VACAR | TVA_Transmission | 2045 | B13 | 600 | 0 | 900 | 0 | 0 | 0 | 0 | 0 | 0 | 0 | 0 | 0 | 0 | 0
VACAR_2_TVA_Transmission | VACAR | TVA_Transmission | 2045 | B14 | 900 | 0 | 900 | 0 | 0 | 0 | 0 | 0 | 0 | 0 | 0 | 0 | 0 | 0
VACAR_2_TVA_Transmission | VACAR | TVA_Transmission | 2045 | B15 | 1203 | 0 | 900 | 0 | 0 | 0 | 0 | 0 | 0 | 0 | 0 | 0 | 0 | 0
VACAR_2_TVA_Transmission | VACAR | TVA_Transmission | 2045 | B16 | 25 | 0 | 900 | 0 | 0 | 0 | 0 | 0 | 0 | 0 | 0 | 0 | 0 | 0
VACAR_2_TVA_Transmission | VACAR | TVA_Transmission | 2045 | B17 | 100 | 0 | 900 | 0 | 0 | 0 | 0 | 0 | 0 | 0 | 0 | 0 | 0 | 0
VACAR_2_TVA_Transmission | VACAR | TVA_Transmission | 2045 | B18 | 400 | 0 | 900 | 0 | 0 | 0 | 0 | 0 | 0 | 0 | 0 | 0 | 0 | 0
VACAR_2_TVA_Transmission | VACAR | TVA_Transmission | 2045 | B19 | 700 | 0 | 900 | 0 | 0 | 0 | 0 | 0 | 0 | 0 | 0 | 0 | 0 | 0
VACAR_2_TVA_Transmission | VACAR | TVA_Transmission | 2045 | B20 | 935 | 0 | 900 | 0 | 0 | 0 | 0 | 0 | 0 | 0 | 0 | 0 | 0 | 0
VACAR_2_TVA_Transmission | VACAR | TVA_Transmission | 2050 | B1 | 10 | 0 | 900 | 900 | 0 | 0 | 0 | 0 | 3.8578 | 0 | 0 | 1.1022 | 0 | 0.28615
VACAR_2_TVA_Transmission | VACAR | TVA_Transmission | 2050 | B2 | 25 | 0 | 900 | 900 | 0 | 0 | 0 | 0 | 0.05935 | 0 | 0 | 0.042393 | 0 | 0.28615
VACAR_2_TVA_Transmission | VACAR | TVA_Transmission | 2050 | B3 | 75 | 0 | 900 | 0 | 0 | 0 | 0 | 0 | 0 | 0 | 0 | 0 | 0 | 0.28615
VACAR_2_TVA_Transmission | VACAR | TVA_Transmission | 2050 | B4 | 100 | 0 | 900 | 0 | 0 | 0 | 0 | 0 | 0 | 0 | 0 | 0 | 0 | 0.28615
VACAR_2_TVA_Transmission | VACAR | TVA_Transmission | 2050 | B5 | 200 | 0 | 900 | 0 | 0 | 0 | 0 | 0 | 0 | 0 | 0 | 0 | 0 | 0.28615
VACAR_2_TVA_Transmission | VACAR | TVA_Transmission | 2050 | B6 | 300 | 0 | 900 | 0 | 0 | 0 | 0 | 0 | 0 | 0 | 0 | 0 | 0 | 0.28615
VACAR_2_TVA_Transmission | VACAR | TVA_Transmission | 2050 | B7 | 400 | 0 | 900 | 0 | 0 | 0 | 0 | 0 | 0 | 0 | 0 | 0 | 0 | 0.28615
VACAR_2_TVA_Transmission | VACAR | TVA_Transmission | 2050 | B8 | 500 | 0 | 900 | 0 | 0 | 0 | 0 | 0 | 0 | 0 | 0 | 0 | 0 | 0.28615
VACAR_2_TVA_Transmission | VACAR | TVA_Transmission | 2050 | B9 | 800 | 0 | 900 | 0 | 0 | 0 | 0 | 0 | 0 | 0 | 0 | 0 | 0 | 0.28615
VACAR_2_TVA_Transmission | VACAR | TVA_Transmission | 2050 | B10 | 1262 | 0 | 900 | 0 | 0 | 0 | 0 | 0 | 0 | 0 | 0 | 0 | 0 | 0.28615
VACAR_2_TVA_Transmission | VACAR | TVA_Transmission | 2050 | B11 | 25 | 0 | 900 | 0 | 0 | 0 | 0 | 0 | 0 | 0 | 0 | 0 | 0 | 0.28615
VACAR_2_TVA_Transmission | VACAR | TVA_Transmission | 2050 | B12 | 200 | 0 | 900 | 0 | 0 | 0 | 0 | 0 | 0 | 0 | 0 | 0 | 0 | 0.28615
VACAR_2_TVA_Transmission | VACAR | TVA_Transmission | 2050 | B13 | 600 | 0 | 900 | 0 | 0 | 0 | 0 | 0 | 0 | 0 | 0 | 0 | 0 | 0.28615
VACAR_2_TVA_Transmission | VACAR | TVA_Transmission | 2050 | B14 | 900 | 0 | 900 | 0 | 0 | 0 | 0 | 0 | 0 | 0 | 0 | 0 | 0 | 0.28615
VACAR_2_TVA_Transmission | VACAR | TVA_Transmission | 2050 | B15 | 1203 | 0 | 900 | 0 | 0 | 0 | 0 | 0 | 0 | 0 | 0 | 0 | 0 | 0.28615
VACAR_2_TVA_Transmission | VACAR | TVA_Transmission | 2050 | B16 | 25 | 0 | 900 | 0 | 0 | 0 | 0 | 0 | 0 | 0 | 0 | 0 | 0 | 0.28615
VACAR_2_TVA_Transmission | VACAR | TVA_Transmission | 2050 | B17 | 100 | 0 | 900 | 0 | 0 | 0 | 0 | 0 | 0 | 0 | 0 | 0 | 0 | 0.28615
VACAR_2_TVA_Transmission | VACAR | TVA_Transmission | 2050 | B18 | 400 | 0 | 900 | 0 | 0 | 0 | 0 | 0 | 0 | 0 | 0 | 0 | 0 | 0.28615
VACAR_2_TVA_Transmission | VACAR | TVA_Transmission | 2050 | B19 | 700 | 0 | 900 | 0 | 0 | 0 | 0 | 0 | 0 | 0 | 0 | 0 | 0 | 0.28615
VACAR_2_TVA_Transmission | VACAR | TVA_Transmission | 2050 | B20 | 935 | 0 | 900 | 0 | 0 | 0 | 0 | 0 | 0 | 0 | 0 | 0 | 0 | 0.28615

## OL75Line
Transmission Capacity Calculations |  |  |  |  | 2020 | 2025 | 2030 | 2035 |  | 4-yr avg | All Years Combined
| From | To |  | Base Capacity | 4250 | 4250 | 4250 | 4250 |  |  | w/o Price check | Final | [7 empty] | Base x-axis | 2020 | Base |  | NYISO_A-F_2_NYISO_G-I | 8161
Line of Interest | NYISO_A-F | NYISO_G-I |  | Max OL Capacity | 0.00019 | 0.00019 | 0.00019 | 0.00019 |  | 0.00019 | [9 empty] | 0 | 0% | 4250 |  | year factor | 19
Scenario: BAU, OL25, OL75 | OL75 |  |  | OL Cap Factor at Max Capacity | #DIV/0! | #DIV/0! | #DIV/0! | #DIV/0! |  | #DIV/0! |  |  |  |  | Johnson | Combined |  |  |  | 8760 | 100% | 4250 |  | type column | 11
|  |  |  | Overload Charge | 0 | 0 | 0 | 0 |  | 0 |  |  |  |  | OL25/OL75 Ratio Range |  | Design CF | [6 empty] | Scenario Column | 1
Minimum Overload Charge | 0 |  |  | Weghtd Avg OL Capacity | 0.00011845 | 0.00011845 | 0.00011845 | 0.00011845 |  | 0.00011845 |  |  |  |  | 0 | 0.8 | 90%
Total Flows Target Cap Factor (derived from cap factor-shadow price curve) | 40% |  | OL Cap to Meet Total Target Cap Factor |  | 0 | 0 | 0 | 0 |  | 0 | 0 | 0 |  |  | 0.8 | 1.2 | 75% |  |  | Flow Duration Curve-NYISO_A-F_2_NYISO_G-I Scenario:OL75
OL Target Capacity Factor (derived from cap factor-shadow price curve) | 35% |  | OL Capacity to meet OL Target Cap Factor |  | 0.00019 | 0.00019 | 0.00019 | 0.00019 | avg w/ no price test | 0.00019 | 0.00079 | 0.00079 |  |  | 1.2 | 1.5 | 70% |  |  | OL75 and OL25 Flow Duration Curve-NYISO_A-F_2_NYISO_G-I
|  | Average of Total and OL target Cap factor that meets min Charge (RHC) |  |  | 9.5e-05 | 9.5e-05 | 9.5e-05 | 9.5e-05 | 9.5e-05 | 9.5e-05 | 0.000395 | 0.000395 |  |  | 1.5 | 2 | 65% |  |  | LoadBlocks for NYISO_A-F_2_NYISO_G-I Scenario:OL75
[15 empty] | 2 | 2.5 | 60%
[15 empty] | 2.5 | 3 | 55%
Avg Cap Factor for Total Line (Johnson) | 75% | [13 empty] | 3 | 1000 | 50%
Threshold Interface Utilization (Johnson) | 90% | OL Line to give Avg CF = 75% (Johnson) |  |  | 0 | 0 | 0 | 0 | 0 | 0 | 0 | 0
Flow Duration Curve Target (NGO) | 20% | OL Capacity that meets Thrshold Duration using all years (NGO) |  |  | 0.00017 | 0.00017 | 0.00017 | 0.00017 |  | 0 |  | 0
Year | 2020 | [9 empty] | Flow Duration Curve Calculation
|  |  | Baseload | Overload | BAU Shadow | OL75 Shadow |  | Overload |  | Overload |  | % year at | GWh with | Capacity | [5 empty] | For Block Graph |  |  | For LDC Graph
Blocks | Hours | Cum hours | Flow | Flow | Price | Price |  | Capacity+ |  | MW in Order of Size | hours in block | MW or higher | Increasing MW | factor |  |  |  | Cum Hours | Frac Year |  | 2020 |  |  | 2020 | cap fact
1 | 10 | 10 | 0 | 0 | 210.4551 | 0 |  | 0 | min Cap | 0 | 10 | 100% | 0 | 100% |  |  |  | 10 | 0.99886 | 0 | 0 |  | 1 | 0 | 100%
2 | 25 | 35 | 0 | 0 | 26.482 | 0 |  | 1e-05 |  | 1e-05 | 25 | 99.89% | 8.75e-05 | 99.89% |  |  |  | 35 | 0.996 | 10 | 0 |  | 0.99886 | 0 | 99.89%
3 | 75 | 110 | 0 | 0 | 4.7955 | 0 |  | 2e-05 |  | 2e-05 | 75 | 99.6% | 0.00017475 | 99.74% |  |  |  | 110 | 0.98744 | 10 | 0 |  | 0.99886 | 1e-05 | 0.99886
4 | 100 | 210 | 0 | 0 | 6.7659 | 0 |  | 3e-05 |  | 3e-05 | 100 | 98.74% | 0.00026125 | 99.41% |  |  |  | 210 | 0.97603 | 35 | 0 |  | 0.996 | 1e-05 | 99.74%
5 | 200 | 410 | 0 | 0 | 3.1099 | 0 |  | 4e-05 |  | 4e-05 | 200 | 97.6% | 0.00034675 | 98.96% |  |  |  | 410 | 0.9532 | 35 | 0 |  | 0.996 | 2e-05 | 0.99743
6 | 300 | 710 | 0 | 0 | 6.6116 | 0 |  | 5e-05 |  | 5e-05 | 300 | 95.32% | 0.00043025 | 98.23% |  |  |  | 710 | 0.91895 | 110 | 0 |  | 0.98744 | 2e-05 | 99.41%
7 | 400 | 1110 | 0 | 0 | 5.389 | 0 |  | 6e-05 |  | 6e-05 | 400 | 91.89% | 0.00051075 | 97.17% |  |  |  | 1110 | 0.87329 | 110 | 0 |  | 0.98744 | 3e-05 | 0.9941
8 | 500 | 1610 | 0 | 0 | 0 | 0 |  | 7e-05 |  | 7e-05 | 500 | 87.33% | 0.00058725 | 95.77% |  |  |  | 1610 | 0.81621 | 210 | 0 |  | 0.97603 | 3e-05 | 98.96%
9 | 800 | 2410 | 0 | 0 | 0 | 0 |  | 8e-05 |  | 8e-05 | 800 | 81.62% | 0.00065875 | 94% |  |  |  | 2410 | 0.72489 | 210 | 0 |  | 0.97603 | 4e-05 | 0.98958
10 | 1262 | 3672 | 0 | 0 | 0 | 0 |  | 9e-05 |  | 9e-05 | 1262 | 72.49% | 0.00072225 | 91.61% |  |  |  | 3672 | 0.58082 | 410 | 0 |  | 0.9532 | 4e-05 | 98.23%
11 | 25 | 3697 | 0 | 0 | 6.1724 | 0 |  | 0.0001 |  | 0.0001 | 25 | 58.08% | 0.00077313 | 88.26% |  |  |  | 3697 | 0.57797 | 410 | 0 |  | 0.9532 | 5e-05 | 0.98231
12 | 200 | 3897 | 0 | 0 | 0.02374 | 0 |  | 0.00011 |  | 0.00011 | 200 | 57.8% | 0.00082376 | 85.49% |  |  |  | 3897 | 0.55514 | 710 | 0 |  | 0.91895 | 5e-05 | 97.17%
13 | 600 | 4497 | 0 | 0 | 1.4007 | 0 |  | 0.00012 |  | 0.00012 | 600 | 55.51% | 0.00087239 | 82.99% |  |  |  | 4497 | 0.48664 | 710 | 0 |  | 0.91895 | 6e-05 | 0.97175
14 | 900 | 5397 | 0 | 0 | 1.4007 | 0 |  | 0.00013 |  | 0.00013 | 900 | 48.66% | 0.00091502 | 80.35% |  |  |  | 5397 | 0.3839 | 1110 | 0 |  | 0.87329 | 6e-05 | 95.77%
15 | 1203 | 6600 | 0 | 0 | 0 | 0 |  | 0.00014 |  | 0.00014 | 1203 | 38.39% | 0.00094865 | 77.35% |  |  |  | 6600 | 0.24658 | 1110 | 0 |  | 0.87329 | 7e-05 | 0.95768
16 | 25 | 6625 | 0 | 0 | 12.6772 | 0 |  | 0.00015 |  | 0.00015 | 25 | 24.66% | 0.00097025 | 73.84% |  |  |  | 6625 | 0.24372 | 1610 | 0 |  | 0.81621 | 7e-05 | 94%
17 | 100 | 6725 | 0 | 0 | 8.8788 | 0 |  | 0.00016 |  | 0.00016 | 100 | 24.37% | 0.0009916 | 70.75% |  |  |  | 6725 | 0.23231 | 1610 | 0 |  | 0.81621 | 8e-05 | 0.94
18 | 400 | 7125 | 0 | 0 | 8.0835 | 0 |  | 0.00017 |  | 0.00017 | 400 | 23.23% | 0.001012 | 67.95% |  |  |  | 7125 | 0.18664 | 2410 | 0 |  | 0.72489 | 8e-05 | 91.61%
19 | 700 | 7825 | 0 | 0 | 7.4069 | 0 |  | 0.00018 |  | 0.00018 | 700 | 18.66% | 0.0010283 | 65.21% |  |  |  | 7825 | 0.10674 | 2410 | 0 |  | 0.72489 | 9e-05 | 0.9161
20 | 935 | 8760 | 0 | 0 | 3.7747 | 0 |  | 0.00019 | max cap | 0.00019 | 935 | 10.67% | 0.0010377 | 62.34% |  |  |  | 8760 | 0 | 3672 | 0 |  | 0.58082 | 9e-05 | 88.26%
[12 empty] | Wgtd avg MW | 0.00011845 | [6 empty] | 3672 | 0 |  | 0.58082 | 0.0001 | 0.88257
[20 empty] | 3697 | 0 |  | 0.57797 | 0.0001 | 85.49%
[7 empty] | Total | Total |  | Total MW in |  | % year at | GWh with | Capacity | [5 empty] | 3697 | 0 |  | 0.57797 | 0.00011 | 0.85488
Total capacity factor crossover point | [5 empty] | Blocks | Flow | Capacity+ |  | Rank Order | hours in block | MW or higher | Increasing MW | factor |  |  |  | Cum Hours | Frac Year | 3897 | 0 |  | 0.55514 | 0.00011 | 82.99%
| point | MW | CF | GWh | Hours | 1 | 0 | 0 |  | 0 | 10 | 100% | 0 | 100% |  |  |  | 10 | 0.99886 | 3897 | 0 |  | 0.55514 | 0.00012 | 0.8299
Before | 20 | 0.00019 | 0.62344 | 0.0010377 |  | 2 | 0 | 1e-05 |  | 1e-05 | 25 | 99.89% | 8.75e-05 | 99.89% |  |  |  | 35 | 0.996 | 4497 | 0 |  | 0.48664 | 0.00012 | 80.35%
After | 21 | 0 | 0 |  | 0 | 3 | 0 | 2e-05 |  | 2e-05 | 75 | 99.6% | 0.00017475 | 99.74% |  |  |  | 110 | 0.98744 | 4497 | 0 |  | 0.48664 | 0.00013 | 0.80349
Target Total Capacity |  | 0.00019 | 40% |  |  | 4 | 0 | 3e-05 |  | 3e-05 | 100 | 98.74% | 0.00026125 | 99.41% |  |  |  | 210 | 0.97603 | 5397 | 0 |  | 0.3839 | 0.00013 | 77.35%
Less Baseload Capacity |  | 4250 |  |  |  | 5 | 0 | 4e-05 |  | 4e-05 | 200 | 97.6% | 0.00034675 | 98.96% |  |  |  | 410 | 0.9532 | 5397 | 0 |  | 0.3839 | 0.00014 | 0.77352
Ruthven Criteria 1 |  | 0 |  |  |  | 6 | 0 | 5e-05 |  | 5e-05 | 300 | 95.32% | 0.00043025 | 98.23% |  |  |  | 710 | 0.91895 | 6600 | 0 |  | 0.24658 | 0.00014 | 73.84%
[6 empty] | 7 | 0 | 6e-05 |  | 6e-05 | 400 | 91.89% | 0.00051075 | 97.17% |  |  |  | 1110 | 0.87329 | 6600 | 0 |  | 0.24658 | 0.00015 | 0.73839
[6 empty] | 8 | 0 | 7e-05 |  | 7e-05 | 500 | 87.33% | 0.00058725 | 95.77% |  |  |  | 1610 | 0.81621 | 6625 | 0 |  | 0.24372 | 0.00015 | 70.75%
Overload capacity factor crossover point | [5 empty] | 9 | 0 | 8e-05 |  | 8e-05 | 800 | 81.62% | 0.00065875 | 94% |  |  |  | 2410 | 0.72489 | 6625 | 0 |  | 0.24372 | 0.00016 | 0.70748
| point | MW | CF | GWh | Hours | 10 | 0 | 9e-05 |  | 9e-05 | 1262 | 72.49% | 0.00072225 | 91.61% |  |  |  | 3672 | 0.58082 | 6725 | 0 |  | 0.23231 | 0.00016 | 67.95%
Before | 20 | 0.00019 | 0.62344 | 0.0010377 |  | 11 | 0 | 0.0001 |  | 0.0001 | 25 | 58.08% | 0.00077313 | 88.26% |  |  |  | 3697 | 0.57797 | 6725 | 0 |  | 0.23231 | 0.00017 | 0.67953
After | 21 | 0 | 0 |  | 0 | 12 | 0 | 0.00011 |  | 0.00011 | 200 | 57.8% | 0.00082376 | 85.49% |  |  |  | 3897 | 0.55514 | 7125 | 0 |  | 0.18664 | 0.00017 | 65.21%
Hadley/Ruthven Criteria 2 |  | 0.00019 | 35% |  |  | 13 | 0 | 0.00012 |  | 0.00012 | 600 | 55.51% | 0.00087239 | 82.99% |  |  |  | 4497 | 0.48664 | 7125 | 0 |  | 0.18664 | 0.00018 | 0.65214
[6 empty] | 14 | 0 | 0.00013 |  | 0.00013 | 900 | 48.66% | 0.00091502 | 80.35% |  |  |  | 5397 | 0.3839 | 7825 | 0 |  | 0.10674 | 0.00018 | 62.34%
Overload Capacity factor crossover point with sliding scale | [5 empty] | 15 | 0 | 0.00014 |  | 0.00014 | 1203 | 38.39% | 0.00094865 | 77.35% |  |  |  | 6600 | 0.24658 | 7825 | 0 |  | 0.10674 | 0.00019 | 0.62344
BAU Avg Shadow price | 0 |  | Target Cap Factor |  | 100% | 16 | 0 | 0.00015 |  | 0.00015 | 25 | 24.66% | 0.00097025 | 73.84% |  |  |  | 6625 | 0.24372 | 8760 | 0 |  | 0 | 0.00019 | 0
| point | MW | CF | GWh | Hours | 17 | 0 | 0.00016 |  | 0.00016 | 100 | 24.37% | 0.0009916 | 70.75% |  |  |  | 6725 | 0.23231
Before | 1 | 0 | 1 | 0 |  | 18 | 0 | 0.00017 |  | 0.00017 | 400 | 23.23% | 0.001012 | 67.95% |  |  |  | 7125 | 0.18664
After | 2 | 1e-05 | 0.99886 |  | 8750 | 19 | 0 | 0.00018 |  | 0.00018 | 700 | 18.66% | 0.0010283 | 65.21% |  |  |  | 7825 | 0.10674
Pradip Chattopadhyay |  | 0 |  |  |  | 20 | 0 | 0.00019 |  | 0.00019 | 935 | 10.67% | 0.0010377 | 62.34% |  |  |  | 8760 | 0
[12 empty] | Wgtd avg MW | 0.00011845
[12 empty] | Ratio to Base Cap | 2.7871e-08 | 2.7871e-08
[12 empty] | (Johnson) OL Line to give Avg CF = 75% | 0
Year | 2025 | [9 empty] | Flow Duration Curve Calculation
|  |  | Baseload | Overload | BAU Shadow | OL75 Shadow |  | Overload |  | Overload |  | % year at | GWh if Line at this Capacity | [6 empty] | For Block Graph |  |  | For LDC Graph
Blocks | Hours | Cum hours | Flow | Capacity | Price | Price |  | Capacity+ |  | MW in Order of Size |  | MW or higher |  | Capacity factor |  |  |  | Cum Hours | Frac Year |  | 2025 |  | frac year | 2025 | cap fact
1 | 10 | 10 | 0 | 0 | 21.0336 | 0 |  | 0 | min Cap | 0 | 10 | 100% | 0 | 1 |  |  |  | 10 | 0.99886 | 0 | 0 |  | 1 | 0 | 100%
2 | 25 | 35 | 0 | 0 | 13.9947 | 0 |  | 1e-05 |  | 1e-05 | 25 | 99.89% | 8.75e-05 | 0.99886 |  |  |  | 35 | 0.996 | 10 | 0 |  | 0.99886 | 0 | 99.89%
3 | 75 | 110 | 0 | 0 | 3.4186 | 0 |  | 2e-05 |  | 2e-05 | 75 | 99.6% | 0.00017475 | 0.99743 |  |  |  | 110 | 0.98744 | 10 | 0 |  | 0.99886 | 1e-05 | 0.99886
4 | 100 | 210 | 0 | 0 | 4.9261 | 0 |  | 3e-05 |  | 3e-05 | 100 | 98.74% | 0.00026125 | 0.9941 |  |  |  | 210 | 0.97603 | 35 | 0 |  | 0.996 | 1e-05 | 99.74%
5 | 200 | 410 | 0 | 0 | 1.0327 | 0 |  | 4e-05 |  | 4e-05 | 200 | 97.6% | 0.00034675 | 0.98958 |  |  |  | 410 | 0.9532 | 35 | 0 |  | 0.996 | 2e-05 | 0.99743
6 | 300 | 710 | 0 | 0 | 6.576 | 0 |  | 5e-05 |  | 5e-05 | 300 | 95.32% | 0.00043025 | 0.98231 |  |  |  | 710 | 0.91895 | 110 | 0 |  | 0.98744 | 2e-05 | 99.41%
7 | 400 | 1110 | 0 | 0 | 6.8965 | 0 |  | 6e-05 |  | 6e-05 | 400 | 91.89% | 0.00051075 | 0.97175 |  |  |  | 1110 | 0.87329 | 110 | 0 |  | 0.98744 | 3e-05 | 0.9941
8 | 500 | 1610 | 0 | 0 | 0 | 0 |  | 7e-05 |  | 7e-05 | 500 | 87.33% | 0.00058725 | 0.95768 |  |  |  | 1610 | 0.81621 | 210 | 0 |  | 0.97603 | 3e-05 | 98.96%
9 | 800 | 2410 | 0 | 0 | 0 | 0 |  | 8e-05 |  | 8e-05 | 800 | 81.62% | 0.00065875 | 0.94 |  |  |  | 2410 | 0.72489 | 210 | 0 |  | 0.97603 | 4e-05 | 0.98958
10 | 1262 | 3672 | 0 | 0 | 0 | 0 |  | 9e-05 |  | 9e-05 | 1262 | 72.49% | 0.00072225 | 0.9161 |  |  |  | 3672 | 0.58082 | 410 | 0 |  | 0.9532 | 4e-05 | 98.23%
11 | 25 | 3697 | 0 | 0 | 13.8523 | 0 |  | 0.0001 |  | 0.0001 | 25 | 58.08% | 0.00077313 | 0.88257 |  |  |  | 3697 | 0.57797 | 410 | 0 |  | 0.9532 | 5e-05 | 0.98231
12 | 200 | 3897 | 0 | 0 | 0.15431 | 0 |  | 0.00011 |  | 0.00011 | 200 | 57.8% | 0.00082376 | 0.85488 |  |  |  | 3897 | 0.55514 | 710 | 0 |  | 0.91895 | 5e-05 | 97.17%
13 | 600 | 4497 | 0 | 0 | 0.53415 | 0 |  | 0.00012 |  | 0.00012 | 600 | 55.51% | 0.00087239 | 0.8299 |  |  |  | 4497 | 0.48664 | 710 | 0 |  | 0.91895 | 6e-05 | 0.97175
14 | 900 | 5397 | 0 | 0 | 0.53415 | 0 |  | 0.00013 |  | 0.00013 | 900 | 48.66% | 0.00091502 | 0.80349 |  |  |  | 5397 | 0.3839 | 1110 | 0 |  | 0.87329 | 6e-05 | 95.77%
15 | 1203 | 6600 | 0 | 0 | 0 | 0 |  | 0.00014 |  | 0.00014 | 1203 | 38.39% | 0.00094865 | 0.77352 |  |  |  | 6600 | 0.24658 | 1110 | 0 |  | 0.87329 | 7e-05 | 0.95768
16 | 25 | 6625 | 0 | 0 | 7.0389 | 0 |  | 0.00015 |  | 0.00015 | 25 | 24.66% | 0.00097025 | 0.73839 |  |  |  | 6625 | 0.24372 | 1610 | 0 |  | 0.81621 | 7e-05 | 94%
17 | 100 | 6725 | 0 | 0 | 9.7571 | 0 |  | 0.00016 |  | 0.00016 | 100 | 24.37% | 0.0009916 | 0.70748 |  |  |  | 6725 | 0.23231 | 1610 | 0 |  | 0.81621 | 8e-05 | 0.94
18 | 400 | 7125 | 0 | 0 | 9.7453 | 0 |  | 0.00017 |  | 0.00017 | 400 | 23.23% | 0.001012 | 0.67953 |  |  |  | 7125 | 0.18664 | 2410 | 0 |  | 0.72489 | 8e-05 | 91.61%
19 | 700 | 7825 | 0 | 0 | 7.4188 | 0 |  | 0.00018 |  | 0.00018 | 700 | 18.66% | 0.0010283 | 0.65214 |  |  |  | 7825 | 0.10674 | 2410 | 0 |  | 0.72489 | 9e-05 | 0.9161
20 | 935 | 8760 | 0 | 0 | 3.9052 | 0 |  | 0.00019 | max cap | 0.00019 | 935 | 10.67% | 0.0010377 | 0.62344 |  |  |  | 8760 | 0 | 3672 | 0 |  | 0.58082 | 9e-05 | 88.26%
[12 empty] | Wgtd avg MW | 0.00011845 | [6 empty] | 3672 | 0 |  | 0.58082 | 0.0001 | 0.88257
[11 empty] | Flow Duration Curve Calculation | [8 empty] | 3697 | 0 |  | 0.57797 | 0.0001 | 85.49%
[7 empty] | Total | Total |  |  |  | % year at | GWh with | Capacity | [5 empty] | 3697 | 0 |  | 0.57797 | 0.00011 | 0.85488
Total capacity factor crossover point | [5 empty] | Blocks | Flow | Capacity+ |  | Total MW in Order | hours in block | MW or higher | Increasing MW | factor |  |  |  | Cum Hours | Frac Year | 3897 | 0 |  | 0.55514 | 0.00011 | 82.99%
| point | MW | CF | GWh | Hours | 1 | 0 | 0 |  | 0 | 10 | 100% | 0 | 100% |  |  |  | 10 | 0.99886 | 3897 | 0 |  | 0.55514 | 0.00012 | 0.8299
Before | 20 | 0.00019 | 0.62344 | 0.0010377 |  | 2 | 0 | 1e-05 |  | 1e-05 | 25 | 99.89% | 8.75e-05 | 99.89% |  |  |  | 35 | 0.996 | 4497 | 0 |  | 0.48664 | 0.00012 | 80.35%
After | 21 | 0 | 0 |  | 0 | 3 | 0 | 2e-05 |  | 2e-05 | 75 | 99.6% | 0.00017475 | 99.74% |  |  |  | 110 | 0.98744 | 4497 | 0 |  | 0.48664 | 0.00013 | 0.80349
Target Total Capacity |  | 0.00019 | 40% |  |  | 4 | 0 | 3e-05 |  | 3e-05 | 100 | 98.74% | 0.00026125 | 99.41% |  |  |  | 210 | 0.97603 | 5397 | 0 |  | 0.3839 | 0.00013 | 77.35%
Less Baseload Capacity |  | 4250 |  |  |  | 5 | 0 | 4e-05 |  | 4e-05 | 200 | 97.6% | 0.00034675 | 98.96% |  |  |  | 410 | 0.9532 | 5397 | 0 |  | 0.3839 | 0.00014 | 0.77352
Ruthven Criteria 1 |  | 0 |  |  |  | 6 | 0 | 5e-05 |  | 5e-05 | 300 | 95.32% | 0.00043025 | 98.23% |  |  |  | 710 | 0.91895 | 6600 | 0 |  | 0.24658 | 0.00014 | 73.84%
[6 empty] | 7 | 0 | 6e-05 |  | 6e-05 | 400 | 91.89% | 0.00051075 | 97.17% |  |  |  | 1110 | 0.87329 | 6600 | 0 |  | 0.24658 | 0.00015 | 0.73839
[6 empty] | 8 | 0 | 7e-05 |  | 7e-05 | 500 | 87.33% | 0.00058725 | 95.77% |  |  |  | 1610 | 0.81621 | 6625 | 0 |  | 0.24372 | 0.00015 | 70.75%
Overload capacity factor crossover point | [5 empty] | 9 | 0 | 8e-05 |  | 8e-05 | 800 | 81.62% | 0.00065875 | 94% |  |  |  | 2410 | 0.72489 | 6625 | 0 |  | 0.24372 | 0.00016 | 0.70748
| point | MW | CF | GWh | Hours | 10 | 0 | 9e-05 |  | 9e-05 | 1262 | 72.49% | 0.00072225 | 91.61% |  |  |  | 3672 | 0.58082 | 6725 | 0 |  | 0.23231 | 0.00016 | 67.95%
Before | 20 | 0.00019 | 0.62344 | 0.0010377 |  | 11 | 0 | 0.0001 |  | 0.0001 | 25 | 58.08% | 0.00077313 | 88.26% |  |  |  | 3697 | 0.57797 | 6725 | 0 |  | 0.23231 | 0.00017 | 0.67953
After | 21 | 0 | 0 |  | 0 | 12 | 0 | 0.00011 |  | 0.00011 | 200 | 57.8% | 0.00082376 | 85.49% |  |  |  | 3897 | 0.55514 | 7125 | 0 |  | 0.18664 | 0.00017 | 65.21%
Hadley/Ruthven Criteria 2 |  | 0.00019 | 35% |  |  | 13 | 0 | 0.00012 |  | 0.00012 | 600 | 55.51% | 0.00087239 | 82.99% |  |  |  | 4497 | 0.48664 | 7125 | 0 |  | 0.18664 | 0.00018 | 0.65214
[6 empty] | 14 | 0 | 0.00013 |  | 0.00013 | 900 | 48.66% | 0.00091502 | 80.35% |  |  |  | 5397 | 0.3839 | 7825 | 0 |  | 0.10674 | 0.00018 | 62.34%
Overload Capacity factor crossover point with sliding scale | [5 empty] | 15 | 0 | 0.00014 |  | 0.00014 | 1203 | 38.39% | 0.00094865 | 77.35% |  |  |  | 6600 | 0.24658 | 7825 | 0 |  | 0.10674 | 0.00019 | 0.62344
BAU Avg Shadow price | 0 |  | Target Cap Factor |  | 100% | 16 | 0 | 0.00015 |  | 0.00015 | 25 | 24.66% | 0.00097025 | 73.84% |  |  |  | 6625 | 0.24372 | 8760 | 0 |  | 0 | 0.00019 | 0
| point | MW | CF | GWh | Hours | 17 | 0 | 0.00016 |  | 0.00016 | 100 | 24.37% | 0.0009916 | 70.75% |  |  |  | 6725 | 0.23231
Before | 1 | 0 | 1 | 0 |  | 18 | 0 | 0.00017 |  | 0.00017 | 400 | 23.23% | 0.001012 | 67.95% |  |  |  | 7125 | 0.18664
After | 2 | 1e-05 | 0.99886 |  | 8750 | 19 | 0 | 0.00018 |  | 0.00018 | 700 | 18.66% | 0.0010283 | 65.21% |  |  |  | 7825 | 0.10674
Pradip Chattopadhyay |  | 0 |  |  |  | 20 | 0 | 0.00019 |  | 0.00019 | 935 | 10.67% | 0.0010377 | 62.34% |  |  |  | 8760 | 0
[12 empty] | Wgtd avg MW | 0.00011845
[12 empty] | Ratio to Base Cap | 2.7871e-08
[12 empty] | (Johnson) OL Line to give Avg CF = 75% | 0
Year | 2030 | [9 empty] | Flow Duration Curve Calculation
|  |  | Baseload | Overload | BAU Shadow | OL75 Shadow |  |  |  | Overload |  | % year at | GWh if Line at this Capacity | [6 empty] | For Block Graph |  |  | For LDC Graph
Blocks | Hours | Cum hours | Flow | Capacity | Price | Price |  | Capacity+ |  | MW in Order of Size |  | MW or higher |  | Capacity factor |  |  |  | Cum Hours | Frac Year |  | 2030 |  |  | 2030 | Cap Factor
1 | 10 | 10 | 0 | 0 | 11.8106 | 0 |  | 0 | min Cap | 0 | 10 | 100% | 0 | 1 |  |  |  | 10 | 0.99886 | 0 | 0 |  | 1 | 0 | 100%
2 | 25 | 35 | 0 | 0 | 5.9825 | 0 |  | 1e-05 |  | 1e-05 | 25 | 99.89% | 8.75e-05 | 0.99886 |  |  |  | 35 | 0.996 | 10 | 0 |  | 0.99886 | 0 | 99.89%
3 | 75 | 110 | 0 | 0 | 5.84 | 0 |  | 2e-05 |  | 2e-05 | 75 | 99.6% | 0.00017475 | 0.99743 |  |  |  | 110 | 0.98744 | 10 | 0 |  | 0.99886 | 1e-05 | 0.99886
4 | 100 | 210 | 0 | 0 | 1.4481 | 0 |  | 3e-05 |  | 3e-05 | 100 | 98.74% | 0.00026125 | 0.9941 |  |  |  | 210 | 0.97603 | 35 | 0 |  | 0.996 | 1e-05 | 99.74%
5 | 200 | 410 | 0 | 0 | 2.1603 | 0 |  | 4e-05 |  | 4e-05 | 200 | 97.6% | 0.00034675 | 0.98958 |  |  |  | 410 | 0.9532 | 35 | 0 |  | 0.996 | 2e-05 | 0.99743
6 | 300 | 710 | 0 | 0 | 3.7984 | 0 |  | 5e-05 |  | 5e-05 | 300 | 95.32% | 0.00043025 | 0.98231 |  |  |  | 710 | 0.91895 | 110 | 0 |  | 0.98744 | 2e-05 | 99.41%
7 | 400 | 1110 | 0 | 0 | 3.9883 | 0 |  | 6e-05 |  | 6e-05 | 400 | 91.89% | 0.00051075 | 0.97175 |  |  |  | 1110 | 0.87329 | 110 | 0 |  | 0.98744 | 3e-05 | 0.9941
8 | 500 | 1610 | 0 | 0 | 0 | 0 |  | 7e-05 |  | 7e-05 | 500 | 87.33% | 0.00058725 | 0.95768 |  |  |  | 1610 | 0.81621 | 210 | 0 |  | 0.97603 | 3e-05 | 98.96%
9 | 800 | 2410 | 0 | 0 | 0 | 0 |  | 8e-05 |  | 8e-05 | 800 | 81.62% | 0.00065875 | 0.94 |  |  |  | 2410 | 0.72489 | 210 | 0 |  | 0.97603 | 4e-05 | 0.98958
10 | 1262 | 3672 | 0 | 0 | 0 | 0 |  | 9e-05 |  | 9e-05 | 1262 | 72.49% | 0.00072225 | 0.9161 |  |  |  | 3672 | 0.58082 | 410 | 0 |  | 0.9532 | 4e-05 | 98.23%
11 | 25 | 3697 | 0 | 0 | 7.8817 | 0 |  | 0.0001 |  | 0.0001 | 25 | 58.08% | 0.00077313 | 0.88257 |  |  |  | 3697 | 0.57797 | 410 | 0 |  | 0.9532 | 5e-05 | 0.98231
12 | 200 | 3897 | 0 | 0 | 0 | 0 |  | 0.00011 |  | 0.00011 | 200 | 57.8% | 0.00082376 | 0.85488 |  |  |  | 3897 | 0.55514 | 710 | 0 |  | 0.91895 | 5e-05 | 97.17%
13 | 600 | 4497 | 0 | 0 | 0.01187 | 0 |  | 0.00012 |  | 0.00012 | 600 | 55.51% | 0.00087239 | 0.8299 |  |  |  | 4497 | 0.48664 | 710 | 0 |  | 0.91895 | 6e-05 | 0.97175
14 | 900 | 5397 | 0 | 0 | 0 | 0 |  | 0.00013 |  | 0.00013 | 900 | 48.66% | 0.00091502 | 0.80349 |  |  |  | 5397 | 0.3839 | 1110 | 0 |  | 0.87329 | 6e-05 | 95.77%
15 | 1203 | 6600 | 0 | 0 | 0 | 0 |  | 0.00014 |  | 0.00014 | 1203 | 38.39% | 0.00094865 | 0.77352 |  |  |  | 6600 | 0.24658 | 1110 | 0 |  | 0.87329 | 7e-05 | 0.95768
16 | 25 | 6625 | 0 | 0 | 6.03 | 0 |  | 0.00015 |  | 0.00015 | 25 | 24.66% | 0.00097025 | 0.73839 |  |  |  | 6625 | 0.24372 | 1610 | 0 |  | 0.81621 | 7e-05 | 94%
17 | 100 | 6725 | 0 | 0 | 6.03 | 0 |  | 0.00016 |  | 0.00016 | 100 | 24.37% | 0.0009916 | 0.70748 |  |  |  | 6725 | 0.23231 | 1610 | 0 |  | 0.81621 | 8e-05 | 0.94
18 | 400 | 7125 | 0 | 0 | 8.7482 | 0 |  | 0.00017 |  | 0.00017 | 400 | 23.23% | 0.001012 | 0.67953 |  |  |  | 7125 | 0.18664 | 2410 | 0 |  | 0.72489 | 8e-05 | 91.61%
19 | 700 | 7825 | 0 | 0 | 7.0864 | 0 |  | 0.00018 |  | 0.00018 | 700 | 18.66% | 0.0010283 | 0.65214 |  |  |  | 7825 | 0.10674 | 2410 | 0 |  | 0.72489 | 9e-05 | 0.9161
20 | 935 | 8760 | 0 | 0 | 4.2613 | 0 |  | 0.00019 | max cap | 0.00019 | 935 | 10.67% | 0.0010377 | 0.62344 |  |  |  | 8760 | 0 | 3672 | 0 |  | 0.58082 | 9e-05 | 88.26%
[12 empty] | Wgtd avg MW | 0.00011845 | [6 empty] | 3672 | 0 |  | 0.58082 | 0.0001 | 0.88257
|  | Base Capacity |  | 4250 | [15 empty] | 3697 | 0 |  | 0.57797 | 0.0001 | 85.49%
[7 empty] | Total | Total |  |  |  | % year at | GWh with | Capacity | [5 empty] | 3697 | 0 |  | 0.57797 | 0.00011 | 0.85488
Total capacity factor crossover point | [5 empty] | Blocks | Flow | Capacity+ |  | Total MW in Order | hours in block | MW or higher | Increasing MW | factor |  |  |  | Cum Hours | Frac Year | 3897 | 0 |  | 0.55514 | 0.00011 | 82.99%
| point | MW | CF | GWh | Hours | 1 | 0 | 0 |  | 0 | 10 | 100% | 0 | 100% |  |  |  | 10 | 0.99886 | 3897 | 0 |  | 0.55514 | 0.00012 | 0.8299
Before | 20 | 0.00019 | 0.62344 | 0.0010377 |  | 2 | 0 | 1e-05 |  | 1e-05 | 25 | 99.89% | 8.75e-05 | 99.89% |  |  |  | 35 | 0.996 | 4497 | 0 |  | 0.48664 | 0.00012 | 80.35%
After | 21 | 0 | 0 |  | 0 | 3 | 0 | 2e-05 |  | 2e-05 | 75 | 99.6% | 0.00017475 | 99.74% |  |  |  | 110 | 0.98744 | 4497 | 0 |  | 0.48664 | 0.00013 | 0.80349
Target Total Capacity |  | 0.00019 | 40% |  |  | 4 | 0 | 3e-05 |  | 3e-05 | 100 | 98.74% | 0.00026125 | 99.41% |  |  |  | 210 | 0.97603 | 5397 | 0 |  | 0.3839 | 0.00013 | 77.35%
Less Baseload Capacity |  | 4250 |  |  |  | 5 | 0 | 4e-05 |  | 4e-05 | 200 | 97.6% | 0.00034675 | 98.96% |  |  |  | 410 | 0.9532 | 5397 | 0 |  | 0.3839 | 0.00014 | 0.77352
Ruthven Criteria 1 |  | 0 |  |  |  | 6 | 0 | 5e-05 |  | 5e-05 | 300 | 95.32% | 0.00043025 | 98.23% |  |  |  | 710 | 0.91895 | 6600 | 0 |  | 0.24658 | 0.00014 | 73.84%
[6 empty] | 7 | 0 | 6e-05 |  | 6e-05 | 400 | 91.89% | 0.00051075 | 97.17% |  |  |  | 1110 | 0.87329 | 6600 | 0 |  | 0.24658 | 0.00015 | 0.73839
[6 empty] | 8 | 0 | 7e-05 |  | 7e-05 | 500 | 87.33% | 0.00058725 | 95.77% |  |  |  | 1610 | 0.81621 | 6625 | 0 |  | 0.24372 | 0.00015 | 70.75%
Overload capacity factor crossover point | [5 empty] | 9 | 0 | 8e-05 |  | 8e-05 | 800 | 81.62% | 0.00065875 | 94% |  |  |  | 2410 | 0.72489 | 6625 | 0 |  | 0.24372 | 0.00016 | 0.70748
| point | MW | CF | GWh | Hours | 10 | 0 | 9e-05 |  | 9e-05 | 1262 | 72.49% | 0.00072225 | 91.61% |  |  |  | 3672 | 0.58082 | 6725 | 0 |  | 0.23231 | 0.00016 | 67.95%
Before | 20 | 0.00019 | 0.62344 | 0.0010377 |  | 11 | 0 | 0.0001 |  | 0.0001 | 25 | 58.08% | 0.00077313 | 88.26% |  |  |  | 3697 | 0.57797 | 6725 | 0 |  | 0.23231 | 0.00017 | 0.67953
After | 21 | 0 | 0 |  | 0 | 12 | 0 | 0.00011 |  | 0.00011 | 200 | 57.8% | 0.00082376 | 85.49% |  |  |  | 3897 | 0.55514 | 7125 | 0 |  | 0.18664 | 0.00017 | 65.21%
Hadley/Ruthven Criteria 2 |  | 0.00019 | 35% |  |  | 13 | 0 | 0.00012 |  | 0.00012 | 600 | 55.51% | 0.00087239 | 82.99% |  |  |  | 4497 | 0.48664 | 7125 | 0 |  | 0.18664 | 0.00018 | 0.65214
[6 empty] | 14 | 0 | 0.00013 |  | 0.00013 | 900 | 48.66% | 0.00091502 | 80.35% |  |  |  | 5397 | 0.3839 | 7825 | 0 |  | 0.10674 | 0.00018 | 62.34%
Overload Capacity factor crossover point with sliding scale | [5 empty] | 15 | 0 | 0.00014 |  | 0.00014 | 1203 | 38.39% | 0.00094865 | 77.35% |  |  |  | 6600 | 0.24658 | 7825 | 0 |  | 0.10674 | 0.00019 | 0.62344
BAU Avg Shadow price | 0 |  | Target Cap Factor |  | 100% | 16 | 0 | 0.00015 |  | 0.00015 | 25 | 24.66% | 0.00097025 | 73.84% |  |  |  | 6625 | 0.24372 | 8760 | 0 |  | 0 | 0.00019 | 0
| point | MW | CF | GWh | Hours | 17 | 0 | 0.00016 |  | 0.00016 | 100 | 24.37% | 0.0009916 | 70.75% |  |  |  | 6725 | 0.23231
Before | 1 | 0 | 1 | 0 |  | 18 | 0 | 0.00017 |  | 0.00017 | 400 | 23.23% | 0.001012 | 67.95% |  |  |  | 7125 | 0.18664
After | 2 | 1e-05 | 0.99886 |  | 8750 | 19 | 0 | 0.00018 |  | 0.00018 | 700 | 18.66% | 0.0010283 | 65.21% |  |  |  | 7825 | 0.10674
Pradip Chattopadhyay |  | 0 |  |  |  | 20 | 0 | 0.00019 |  | 0.00019 | 935 | 10.67% | 0.0010377 | 62.34% |  |  |  | 8760 | 0
[12 empty] | Wgtd avg MW | 0.00011845
[12 empty] | Ratio to Base Cap | 2.7871e-08
[12 empty] | (Johnson) OL Line to give Avg CF = 75% | 0
Year | 2035 | [9 empty] | Flow Duration Curve Calculation
|  |  | Baseload | Overload | BAU Shadow | OL75 Shadow |  |  |  | Overload |  | % year at | GWh if Line at this Capacity | [6 empty] | For Block Graph |  |  | For LDC Graph
Blocks | Hours | Cum hours | Flow | Capacity | Price | Price |  | Capacity+ |  | MW in Order of Size |  | MW or higher |  | Capacity factor |  |  |  | Cum Hours | Frac Year |  | 2035 |  |  | 2035 | Cap fact
1 | 10 | 10 | 0 | 0 | 0 | 0 |  | 0 | min Cap | 0 | 10 | 100% | 0 | 1 |  |  |  | 10 | 0.99886 | 0 | 0 |  | 1 | 0 | 100%
2 | 25 | 35 | 0 | 0 | 0 | 0 |  | 1e-05 |  | 1e-05 | 25 | 99.89% | 8.75e-05 | 0.99886 |  |  |  | 35 | 0.996 | 10 | 0 |  | 0.99886 | 0 | 99.89%
3 | 75 | 110 | 0 | 0 | 0 | 0 |  | 2e-05 |  | 2e-05 | 75 | 99.6% | 0.00017475 | 0.99743 |  |  |  | 110 | 0.98744 | 10 | 0 |  | 0.99886 | 1e-05 | 0.99886
4 | 100 | 210 | 0 | 0 | 0 | 0 |  | 3e-05 |  | 3e-05 | 100 | 98.74% | 0.00026125 | 0.9941 |  |  |  | 210 | 0.97603 | 35 | 0 |  | 0.996 | 1e-05 | 99.74%
5 | 200 | 410 | 0 | 0 | 0 | 0 |  | 4e-05 |  | 4e-05 | 200 | 97.6% | 0.00034675 | 0.98958 |  |  |  | 410 | 0.9532 | 35 | 0 |  | 0.996 | 2e-05 | 0.99743
6 | 300 | 710 | 0 | 0 | 0 | 0 |  | 5e-05 |  | 5e-05 | 300 | 95.32% | 0.00043025 | 0.98231 |  |  |  | 710 | 0.91895 | 110 | 0 |  | 0.98744 | 2e-05 | 99.41%
7 | 400 | 1110 | 0 | 0 | 0 | 0 |  | 6e-05 |  | 6e-05 | 400 | 91.89% | 0.00051075 | 0.97175 |  |  |  | 1110 | 0.87329 | 110 | 0 |  | 0.98744 | 3e-05 | 0.9941
8 | 500 | 1610 | 0 | 0 | 0 | 0 |  | 7e-05 |  | 7e-05 | 500 | 87.33% | 0.00058725 | 0.95768 |  |  |  | 1610 | 0.81621 | 210 | 0 |  | 0.97603 | 3e-05 | 98.96%
9 | 800 | 2410 | 0 | 0 | 0 | 0 |  | 8e-05 |  | 8e-05 | 800 | 81.62% | 0.00065875 | 0.94 |  |  |  | 2410 | 0.72489 | 210 | 0 |  | 0.97603 | 4e-05 | 0.98958
10 | 1262 | 3672 | 0 | 0 | 0 | 0 |  | 9e-05 |  | 9e-05 | 1262 | 72.49% | 0.00072225 | 0.9161 |  |  |  | 3672 | 0.58082 | 410 | 0 |  | 0.9532 | 4e-05 | 98.23%
11 | 25 | 3697 | 0 | 0 | 0 | 0 |  | 0.0001 |  | 0.0001 | 25 | 58.08% | 0.00077313 | 0.88257 |  |  |  | 3697 | 0.57797 | 410 | 0 |  | 0.9532 | 5e-05 | 0.98231
12 | 200 | 3897 | 0 | 0 | 0 | 0 |  | 0.00011 |  | 0.00011 | 200 | 57.8% | 0.00082376 | 0.85488 |  |  |  | 3897 | 0.55514 | 710 | 0 |  | 0.91895 | 5e-05 | 97.17%
13 | 600 | 4497 | 0 | 0 | 0 | 0 |  | 0.00012 |  | 0.00012 | 600 | 55.51% | 0.00087239 | 0.8299 |  |  |  | 4497 | 0.48664 | 710 | 0 |  | 0.91895 | 6e-05 | 0.97175
14 | 900 | 5397 | 0 | 0 | 0 | 0 |  | 0.00013 |  | 0.00013 | 900 | 48.66% | 0.00091502 | 0.80349 |  |  |  | 5397 | 0.3839 | 1110 | 0 |  | 0.87329 | 6e-05 | 95.77%
15 | 1203 | 6600 | 0 | 0 | 0 | 0 |  | 0.00014 |  | 0.00014 | 1203 | 38.39% | 0.00094865 | 0.77352 |  |  |  | 6600 | 0.24658 | 1110 | 0 |  | 0.87329 | 7e-05 | 0.95768
16 | 25 | 6625 | 0 | 0 | 0 | 0 |  | 0.00015 |  | 0.00015 | 25 | 24.66% | 0.00097025 | 0.73839 |  |  |  | 6625 | 0.24372 | 1610 | 0 |  | 0.81621 | 7e-05 | 94%
17 | 100 | 6725 | 0 | 0 | 0 | 0 |  | 0.00016 |  | 0.00016 | 100 | 24.37% | 0.0009916 | 0.70748 |  |  |  | 6725 | 0.23231 | 1610 | 0 |  | 0.81621 | 8e-05 | 0.94
18 | 400 | 7125 | 0 | 0 | 0 | 0 |  | 0.00017 |  | 0.00017 | 400 | 23.23% | 0.001012 | 0.67953 |  |  |  | 7125 | 0.18664 | 2410 | 0 |  | 0.72489 | 8e-05 | 91.61%
19 | 700 | 7825 | 0 | 0 | 0 | 0 |  | 0.00018 |  | 0.00018 | 700 | 18.66% | 0.0010283 | 0.65214 |  |  |  | 7825 | 0.10674 | 2410 | 0 |  | 0.72489 | 9e-05 | 0.9161
20 | 935 | 8760 | 0 | 0 | 0 | 0 |  | 0.00019 | max cap | 0.00019 | 935 | 10.67% | 0.0010377 | 0.62344 |  |  |  | 8760 | 0 | 3672 | 0 |  | 0.58082 | 9e-05 | 88.26%
[12 empty] | Wgtd avg MW | 0.00011845 | [6 empty] | 3672 | 0 |  | 0.58082 | 0.0001 | 0.88257
[20 empty] | 3697 | 0 |  | 0.57797 | 0.0001 | 85.49%
[7 empty] | Total | Total |  | Total MW |  | % year at | GWh with | Capacity | [5 empty] | 3697 | 0 |  | 0.57797 | 0.00011 | 0.85488
Total capacity factor crossover point | [5 empty] | Blocks | Flow | Capacity+ |  | in Order | hours in block | MW or higher | Increasing MW | factor |  |  |  | Cum Hours | Frac Year | 3897 | 0 |  | 0.55514 | 0.00011 | 82.99%
| point | MW | CF | GWh | Hours | 1 | 0 | 0 |  | 0 | 10 | 100% | 0 | 100% |  |  |  | 10 | 0.99886 | 3897 | 0 |  | 0.55514 | 0.00012 | 0.8299
Before | 20 | 0.00019 | 0.62344 | 0.0010377 |  | 2 | 0 | 1e-05 |  | 1e-05 | 25 | 99.89% | 8.75e-05 | 99.89% |  |  |  | 35 | 0.996 | 4497 | 0 |  | 0.48664 | 0.00012 | 80.35%
After | 21 | 0 | 0 |  | 0 | 3 | 0 | 2e-05 |  | 2e-05 | 75 | 99.6% | 0.00017475 | 99.74% |  |  |  | 110 | 0.98744 | 4497 | 0 |  | 0.48664 | 0.00013 | 0.80349
Target Total Capacity |  | 0.00019 | 40% |  |  | 4 | 0 | 3e-05 |  | 3e-05 | 100 | 98.74% | 0.00026125 | 99.41% |  |  |  | 210 | 0.97603 | 5397 | 0 |  | 0.3839 | 0.00013 | 77.35%
Less Baseload Capacity |  | 4250 |  |  |  | 5 | 0 | 4e-05 |  | 4e-05 | 200 | 97.6% | 0.00034675 | 98.96% |  |  |  | 410 | 0.9532 | 5397 | 0 |  | 0.3839 | 0.00014 | 0.77352
Ruthven Criteria 1 |  | 0 |  |  |  | 6 | 0 | 5e-05 |  | 5e-05 | 300 | 95.32% | 0.00043025 | 98.23% |  |  |  | 710 | 0.91895 | 6600 | 0 |  | 0.24658 | 0.00014 | 73.84%
[6 empty] | 7 | 0 | 6e-05 |  | 6e-05 | 400 | 91.89% | 0.00051075 | 97.17% |  |  |  | 1110 | 0.87329 | 6600 | 0 |  | 0.24658 | 0.00015 | 0.73839
[6 empty] | 8 | 0 | 7e-05 |  | 7e-05 | 500 | 87.33% | 0.00058725 | 95.77% |  |  |  | 1610 | 0.81621 | 6625 | 0 |  | 0.24372 | 0.00015 | 70.75%
Overload capacity factor crossover point | [5 empty] | 9 | 0 | 8e-05 |  | 8e-05 | 800 | 81.62% | 0.00065875 | 94% |  |  |  | 2410 | 0.72489 | 6625 | 0 |  | 0.24372 | 0.00016 | 0.70748
| point | MW | CF | GWh | Hours | 10 | 0 | 9e-05 |  | 9e-05 | 1262 | 72.49% | 0.00072225 | 91.61% |  |  |  | 3672 | 0.58082 | 6725 | 0 |  | 0.23231 | 0.00016 | 67.95%
Before | 20 | 0.00019 | 0.62344 | 0.0010377 |  | 11 | 0 | 0.0001 |  | 0.0001 | 25 | 58.08% | 0.00077313 | 88.26% |  |  |  | 3697 | 0.57797 | 6725 | 0 |  | 0.23231 | 0.00017 | 0.67953
After | 21 | 0 | 0 |  | 0 | 12 | 0 | 0.00011 |  | 0.00011 | 200 | 57.8% | 0.00082376 | 85.49% |  |  |  | 3897 | 0.55514 | 7125 | 0 |  | 0.18664 | 0.00017 | 65.21%
Hadley/Ruthven Criteria 2 |  | 0.00019 | 35% |  |  | 13 | 0 | 0.00012 |  | 0.00012 | 600 | 55.51% | 0.00087239 | 82.99% |  |  |  | 4497 | 0.48664 | 7125 | 0 |  | 0.18664 | 0.00018 | 0.65214
[6 empty] | 14 | 0 | 0.00013 |  | 0.00013 | 900 | 48.66% | 0.00091502 | 80.35% |  |  |  | 5397 | 0.3839 | 7825 | 0 |  | 0.10674 | 0.00018 | 62.34%
Overload Capacity factor crossover point with sliding scale | [5 empty] | 15 | 0 | 0.00014 |  | 0.00014 | 1203 | 38.39% | 0.00094865 | 77.35% |  |  |  | 6600 | 0.24658 | 7825 | 0 |  | 0.10674 | 0.00019 | 0.62344
BAU Avg Shadow price | 0 |  | Target Cap Factor |  | 100% | 16 | 0 | 0.00015 |  | 0.00015 | 25 | 24.66% | 0.00097025 | 73.84% |  |  |  | 6625 | 0.24372 | 8760 | 0 |  | 0 | 0.00019 | 0
| point | MW | CF | GWh | Hours | 17 | 0 | 0.00016 |  | 0.00016 | 100 | 24.37% | 0.0009916 | 70.75% |  |  |  | 6725 | 0.23231
Before | 1 | 0 | 1 | 0 |  | 18 | 0 | 0.00017 |  | 0.00017 | 400 | 23.23% | 0.001012 | 67.95% |  |  |  | 7125 | 0.18664
After | 2 | 1e-05 | 0.99886 |  | 8750 | 19 | 0 | 0.00018 |  | 0.00018 | 700 | 18.66% | 0.0010283 | 65.21% |  |  |  | 7825 | 0.10674
Pradip Chattopadhyay |  | 0 |  |  |  | 20 | 0 | 0.00019 |  | 0.00019 | 935 | 10.67% | 0.0010377 | 62.34% |  |  |  | 8760 | 0
[12 empty] | Wgtd avg MW | 0.00011845
[12 empty] | Ratio to Base Cap | 2.7871e-08
[12 empty] | (Johnson) OL Line to give Avg CF = 75% | 0
Year | All Years | [8 empty] | Flow Duration Curve Calculation
|  |  | Baseload | Overload | Total | BAU Shadow | OL75 Shadow | Total | Total | Hours |  | % year at | GWh with | Capacity |  | Overload | Overload MW | Hours |  | GWh in | Capacity |  | For Flow Duration Graph
Blocks | Hours | Cum hours | Flow | Capacity | Capacity | Price | Price | Capacity+ | MW in Order of Size | in Block | Cum Hours | MW or higher | Increasing MW | Factor |  | Capacity+ | by Size | in block | Cum Hours | Increasing MW | Factor |  | Frac Year |  | All Years
1 | 10 | 10 | 0 | 0 | 0 | 210.4551 | 0 | 0 | 0 | 10 | 10 | 100% | 0 | 100% |  | 0 | 0 | 10 | 10 | 0 | 100% |  | 0.99971 | 1 | 0 | 2104.551 | 10
2 | 25 | 35 | 0 | 0 | 0 | 26.482 | 0 | 1e-05 | 1e-05 | 25 | 35 | 99.97% | 0.0003503 | 99.97% |  | 1e-05 | 1e-05 | 25 | 35 | 0.0003503 | 99.97% |  | 0.999 | 0.99971 | 0 | 662.0493 | 25
3 | 75 | 110 | 0 | 0 | 0 | 4.7955 | 0 | 2e-05 | 2e-05 | 75 | 110 | 99.9% | 0.00070035 | 99.94% |  | 2e-05 | 2e-05 | 75 | 110 | 0.00070035 | 99.94% |  | 0.99686 | 0.99971 | 1e-05 | 359.661 | 75
4 | 100 | 210 | 0 | 0 | 0 | 6.7659 | 0 | 3e-05 | 3e-05 | 100 | 210 | 99.69% | 0.0010497 | 99.85% |  | 3e-05 | 3e-05 | 100 | 210 | 0.0010497 | 99.85% |  | 0.99401 | 0.999 | 1e-05 | 676.59 | 100
5 | 200 | 410 | 0 | 0 | 0 | 3.1099 | 0 | 4e-05 | 4e-05 | 200 | 410 | 99.4% | 0.001398 | 99.74% |  | 4e-05 | 4e-05 | 200 | 410 | 0.001398 | 99.74% |  | 0.9883 | 0.999 | 2e-05 | 621.988 | 200
6 | 300 | 710 | 0 | 0 | 0 | 6.6116 | 0 | 5e-05 | 5e-05 | 300 | 710 | 98.83% | 0.0017442 | 99.56% |  | 5e-05 | 5e-05 | 300 | 710 | 0.0017442 | 99.56% |  | 0.97974 | 0.99686 | 2e-05 | 1983.477 | 300
7 | 400 | 1110 | 0 | 0 | 0 | 5.389 | 0 | 6e-05 | 6e-05 | 400 | 1110 | 97.97% | 0.0020876 | 99.29% |  | 6e-05 | 6e-05 | 400 | 1110 | 0.0020876 | 99.29% |  | 0.96832 | 0.99686 | 3e-05 | 2155.592 | 400
8 | 500 | 1610 | 0 | 0 | 0 | 0 | 0 | 7e-05 | 7e-05 | 500 | 1610 | 96.83% | 0.0024268 | 98.94% |  | 7e-05 | 7e-05 | 500 | 1610 | 0.0024268 | 98.94% |  | 0.95405 | 0.99401 | 3e-05 | 0
9 | 800 | 2410 | 0 | 0 | 0 | 0 | 0 | 8e-05 | 8e-05 | 800 | 2410 | 95.41% | 0.0027612 | 98.5% |  | 8e-05 | 8e-05 | 800 | 2410 | 0.0027612 | 98.5% |  | 0.93122 | 0.99401 | 4e-05 | 0
10 | 1262 | 3672 | 0 | 0 | 0 | 0 | 0 | 9e-05 | 9e-05 | 1262 | 3672 | 93.12% | 0.0030875 | 97.9% |  | 9e-05 | 9e-05 | 1262 | 3672 | 0.0030875 | 97.9% |  | 0.89521 | 0.9883 | 4e-05 | 0
11 | 25 | 3697 | 0 | 0 | 0 | 6.1724 | 0 | 0.0001 | 0.0001 | 25 | 3697 | 89.52% | 0.0034011 | 97.06% |  | 0.0001 | 0.0001 | 25 | 3697 | 0.0034011 | 97.06% |  | 0.89449 | 0.9883 | 5e-05 | 154.31 | 25
12 | 200 | 3897 | 0 | 0 | 0 | 0.02374 | 0 | 0.00011 | 0.00011 | 200 | 3897 | 89.45% | 0.0037146 | 96.37% |  | 0.00011 | 0.00011 | 200 | 3897 | 0.0037146 | 96.37% |  | 0.88878 | 0.97974 | 5e-05 | 4.748 | 200
13 | 600 | 4497 | 0 | 0 | 0 | 1.4007 | 0 | 0.00012 | 0.00012 | 600 | 4497 | 88.88% | 0.004026 | 95.75% |  | 0.00012 | 0.00012 | 600 | 4497 | 0.004026 | 95.75% |  | 0.87166 | 0.97974 | 6e-05 | 840.396 | 600
14 | 900 | 5397 | 0 | 0 | 0 | 1.4007 | 0 | 0.00013 | 0.00013 | 900 | 5397 | 87.17% | 0.0043314 | 95.09% |  | 0.00013 | 0.00013 | 900 | 5397 | 0.0043314 | 95.09% |  | 0.84598 | 0.96832 | 6e-05 | 1260.594 | 900
15 | 1203 | 6600 | 0 | 0 | 0 | 0 | 0 | 0.00014 | 0.00014 | 1203 | 6600 | 84.6% | 0.0046278 | 94.34% |  | 0.00014 | 0.00014 | 1203 | 6600 | 0.0046278 | 94.34% |  | 0.81164 | 0.96832 | 7e-05 | 0
16 | 25 | 6625 | 0 | 0 | 0 | 12.6772 | 0 | 0.00015 | 0.00015 | 25 | 6625 | 81.16% | 0.0049123 | 93.46% |  | 0.00015 | 0.00015 | 25 | 6625 | 0.0049123 | 93.46% |  | 0.81093 | 0.95405 | 7e-05 | 316.929 | 25
17 | 100 | 6725 | 0 | 0 | 0 | 8.8788 | 0 | 0.00016 | 0.00016 | 100 | 6725 | 81.09% | 0.0051964 | 92.69% |  | 0.00016 | 0.00016 | 100 | 6725 | 0.0051964 | 92.69% |  | 0.80808 | 0.95405 | 8e-05 | 887.876 | 100
18 | 400 | 7125 | 0 | 0 | 0 | 8.0835 | 0 | 0.00017 | 0.00017 | 400 | 7125 | 80.81% | 0.0054795 | 91.99% |  | 0.00017 | 0.00017 | 400 | 7125 | 0.0054795 | 91.99% |  | 0.79666 | 0.93122 | 8e-05 | 3233.388 | 400
19 | 700 | 7825 | 0 | 0 | 0 | 7.4069 | 0 | 0.00018 | 0.00018 | 700 | 7825 | 79.67% | 0.0057587 | 91.3% |  | 0.00018 | 0.00018 | 700 | 7825 | 0.0057587 | 91.3% |  | 0.77668 | 0.93122 | 9e-05 | 5184.816 | 700 | 2020
20 | 935 | 8760 | 0 | 0 | 0 | 3.7747 | 0 | 0.00019 | 0.00019 | 935 | 8760 | 77.67% | 0.0060308 | 90.59% |  | 0.00019 | 0.00019 | 935 | 8760 | 0.0060308 | 90.59% |  | 0.75 | 0.89521 | 9e-05 | 3529.3071 | 935 | 4.8001
21 | 10 | 8770 | 0 | 0 | 0 | 21.0336 | 0 | 0.0002 | 0.0002 | 10 | 8770 | 75% | 0.0062936 | 89.81% |  | 0.0002 | 0.0002 | 10 | 8770 | 0.0062936 | 89.81% |  | 0.74971 | 0.89521 | 0.0001 | 210.3364 | 10
22 | 25 | 8795 | 0 | 0 | 0 | 13.9947 | 0 | 0.00021 | 0.00021 | 25 | 8795 | 74.97% | 0.0065563 | 89.1% |  | 0.00021 | 0.00021 | 25 | 8795 | 0.0065563 | 89.1% |  | 0.749 | 0.89449 | 0.0001 | 349.8682 | 25
23 | 75 | 8870 | 0 | 0 | 0 | 3.4186 | 0 | 0.00022 | 0.00022 | 75 | 8870 | 74.9% | 0.0068188 | 88.45% |  | 0.00022 | 0.00022 | 75 | 8870 | 0.0068188 | 88.45% |  | 0.74686 | 0.89449 | 0.00011 | 256.392 | 75
24 | 100 | 8970 | 0 | 0 | 0 | 4.9261 | 0 | 0.00023 | 0.00023 | 100 | 8970 | 74.69% | 0.0070805 | 87.86% |  | 0.00023 | 0.00023 | 100 | 8970 | 0.0070805 | 87.86% |  | 0.74401 | 0.88878 | 0.00011 | 492.605 | 100
25 | 200 | 9170 | 0 | 0 | 0 | 1.0327 | 0 | 0.00024 | 0.00024 | 200 | 9170 | 74.4% | 0.0073412 | 87.3% |  | 0.00024 | 0.00024 | 200 | 9170 | 0.0073412 | 87.3% |  | 0.7383 | 0.88878 | 0.00012 | 206.538 | 200
26 | 300 | 9470 | 0 | 0 | 0 | 6.576 | 0 | 0.00025 | 0.00025 | 300 | 9470 | 73.83% | 0.0075999 | 86.76% |  | 0.00025 | 0.00025 | 300 | 9470 | 0.0075999 | 86.76% |  | 0.72974 | 0.87166 | 0.00012 | 1972.794 | 300
27 | 400 | 9870 | 0 | 0 | 0 | 6.8965 | 0 | 0.00026 | 0.00026 | 400 | 9870 | 72.97% | 0.0078556 | 86.23% |  | 0.00026 | 0.00026 | 400 | 9870 | 0.0078556 | 86.23% |  | 0.71832 | 0.87166 | 0.00013 | 2758.588 | 400
28 | 500 | 10370 | 0 | 0 | 0 | 0 | 0 | 0.00027 | 0.00027 | 500 | 10370 | 71.83% | 0.0081073 | 85.69% |  | 0.00027 | 0.00027 | 500 | 10370 | 0.0081073 | 85.69% |  | 0.70405 | 0.84598 | 0.00013 | 0
29 | 800 | 11170 | 0 | 0 | 0 | 0 | 0 | 0.00028 | 0.00028 | 800 | 11170 | 70.41% | 0.008354 | 85.15% |  | 0.00028 | 0.00028 | 800 | 11170 | 0.008354 | 85.15% |  | 0.68122 | 0.84598 | 0.00014 | 0
30 | 1262 | 12432 | 0 | 0 | 0 | 0 | 0 | 0.00029 | 0.00029 | 1262 | 12432 | 68.12% | 0.0085927 | 84.56% |  | 0.00029 | 0.00029 | 1262 | 12432 | 0.0085927 | 84.56% |  | 0.64521 | 0.81164 | 0.00014 | 0
31 | 25 | 12457 | 0 | 0 | 0 | 13.8523 | 0 | 0.0003 | 0.0003 | 25 | 12457 | 64.52% | 0.0088188 | 83.89% |  | 0.0003 | 0.0003 | 25 | 12457 | 0.0088188 | 83.89% |  | 0.64449 | 0.81164 | 0.00015 | 346.3073 | 25
32 | 200 | 12657 | 0 | 0 | 0 | 0.15431 | 0 | 0.00031 | 0.00031 | 200 | 12657 | 64.45% | 0.0090446 | 83.27% |  | 0.00031 | 0.00031 | 200 | 12657 | 0.0090446 | 83.27% |  | 0.63878 | 0.81093 | 0.00015 | 30.862 | 200
33 | 600 | 13257 | 0 | 0 | 0 | 0.53415 | 0 | 0.00032 | 0.00032 | 600 | 13257 | 63.88% | 0.0092684 | 82.66% |  | 0.00032 | 0.00032 | 600 | 13257 | 0.0092684 | 82.66% |  | 0.62166 | 0.81093 | 0.00016 | 320.49 | 600
34 | 900 | 14157 | 0 | 0 | 0 | 0.53415 | 0 | 0.00033 | 0.00033 | 900 | 14157 | 62.17% | 0.0094863 | 82.04% |  | 0.00033 | 0.00033 | 900 | 14157 | 0.0094863 | 82.04% |  | 0.59598 | 0.80808 | 0.00016 | 480.735 | 900
35 | 1203 | 15360 | 0 | 0 | 0 | 0 | 0 | 0.00034 | 0.00034 | 1203 | 15360 | 59.6% | 0.0096951 | 81.38% |  | 0.00034 | 0.00034 | 1203 | 15360 | 0.0096951 | 81.38% |  | 0.56164 | 0.80808 | 0.00017 | 0
36 | 25 | 15385 | 0 | 0 | 0 | 7.0389 | 0 | 0.00035 | 0.00035 | 25 | 15385 | 56.16% | 0.0098919 | 80.66% |  | 0.00035 | 0.00035 | 25 | 15385 | 0.0098919 | 80.66% |  | 0.56093 | 0.79666 | 0.00017 | 175.9727 | 25
37 | 100 | 15485 | 0 | 0 | 0 | 9.7571 | 0 | 0.00036 | 0.00036 | 100 | 15485 | 56.09% | 0.010088 | 79.98% |  | 0.00036 | 0.00036 | 100 | 15485 | 0.010088 | 79.98% |  | 0.55808 | 0.79666 | 0.00018 | 975.714 | 100
38 | 400 | 15885 | 0 | 0 | 0 | 9.7453 | 0 | 0.00037 | 0.00037 | 400 | 15885 | 55.81% | 0.010284 | 79.32% |  | 0.00037 | 0.00037 | 400 | 15885 | 0.010284 | 79.32% |  | 0.54666 | 0.77668 | 0.00018 | 3898.108 | 400
39 | 700 | 16585 | 0 | 0 | 0 | 7.4188 | 0 | 0.00038 | 0.00038 | 700 | 16585 | 54.67% | 0.010476 | 78.67% |  | 0.00038 | 0.00038 | 700 | 16585 | 0.010476 | 78.67% |  | 0.52668 | 0.77668 | 0.00019 | 5193.125 | 700 | 2025
40 | 935 | 17520 | 0 | 0 | 0 | 3.9052 | 0 | 0.00039 | 0.00039 | 935 | 17520 | 52.67% | 0.01066 | 78.01% |  | 0.00039 | 0.00039 | 935 | 17520 | 0.01066 | 78.01% |  | 0.5 | 0.75 | 0.00019 | 3651.3901 | 935 | 4.2682
41 | 10 | 17530 | 0 | 0 | 0 | 11.8106 | 0 | 0.0004 | 0.0004 | 10 | 17530 | 50% | 0.010835 | 77.31% |  | 0.0004 | 0.0004 | 10 | 17530 | 0.010835 | 77.31% |  | 0.49971 | 0.75 | 0.0002 | 118.1065 | 10
42 | 25 | 17555 | 0 | 0 | 0 | 5.9825 | 0 | 0.00041 | 0.00041 | 25 | 17555 | 49.97% | 0.01101 | 76.64% |  | 0.00041 | 0.00041 | 25 | 17555 | 0.01101 | 76.64% |  | 0.499 | 0.74971 | 0.0002 | 149.562 | 25
43 | 75 | 17630 | 0 | 0 | 0 | 5.84 | 0 | 0.00042 | 0.00042 | 75 | 17630 | 49.9% | 0.011185 | 76% |  | 0.00042 | 0.00042 | 75 | 17630 | 0.011185 | 76% |  | 0.49686 | 0.74971 | 0.00021 | 438.003 | 75
44 | 100 | 17730 | 0 | 0 | 0 | 1.4481 | 0 | 0.00043 | 0.00043 | 100 | 17730 | 49.69% | 0.011359 | 75.39% |  | 0.00043 | 0.00043 | 100 | 17730 | 0.011359 | 75.39% |  | 0.49401 | 0.749 | 0.00021 | 144.814 | 100
45 | 200 | 17930 | 0 | 0 | 0 | 2.1603 | 0 | 0.00044 | 0.00044 | 200 | 17930 | 49.4% | 0.011532 | 74.8% |  | 0.00044 | 0.00044 | 200 | 17930 | 0.011532 | 74.8% |  | 0.4883 | 0.749 | 0.00022 | 432.068 | 200
46 | 300 | 18230 | 0 | 0 | 0 | 3.7984 | 0 | 0.00045 | 0.00045 | 300 | 18230 | 48.83% | 0.011704 | 74.22% |  | 0.00045 | 0.00045 | 300 | 18230 | 0.011704 | 74.22% |  | 0.47974 | 0.74686 | 0.00022 | 1139.52 | 300
47 | 400 | 18630 | 0 | 0 | 0 | 3.9883 | 0 | 0.00046 | 0.00046 | 400 | 18630 | 47.97% | 0.011872 | 73.65% |  | 0.00046 | 0.00046 | 400 | 18630 | 0.011872 | 73.65% |  | 0.46832 | 0.74686 | 0.00023 | 1595.328 | 400
48 | 500 | 19130 | 0 | 0 | 0 | 0 | 0 | 0.00047 | 0.00047 | 500 | 19130 | 46.83% | 0.012036 | 73.08% |  | 0.00047 | 0.00047 | 500 | 19130 | 0.012036 | 73.08% |  | 0.45405 | 0.74401 | 0.00023 | 0
49 | 800 | 19930 | 0 | 0 | 0 | 0 | 0 | 0.00048 | 0.00048 | 800 | 19930 | 45.41% | 0.012195 | 72.51% |  | 0.00048 | 0.00048 | 800 | 19930 | 0.012195 | 72.51% |  | 0.43122 | 0.74401 | 0.00024 | 0
50 | 1262 | 21192 | 0 | 0 | 0 | 0 | 0 | 0.00049 | 0.00049 | 1262 | 21192 | 43.12% | 0.012346 | 71.91% |  | 0.00049 | 0.00049 | 1262 | 21192 | 0.012346 | 71.91% |  | 0.39521 | 0.7383 | 0.00024 | 0
51 | 25 | 21217 | 0 | 0 | 0 | 7.8817 | 0 | 0.0005 | 0.0005 | 25 | 21217 | 39.52% | 0.012484 | 71.26% |  | 0.0005 | 0.0005 | 25 | 21217 | 0.012484 | 71.26% |  | 0.39449 | 0.7383 | 0.00025 | 197.042 | 25
52 | 200 | 21417 | 0 | 0 | 0 | 0 | 0 | 0.00051 | 0.00051 | 200 | 21417 | 39.45% | 0.012623 | 70.63% |  | 0.00051 | 0.00051 | 200 | 21417 | 0.012623 | 70.63% |  | 0.38878 | 0.72974 | 0.00025 | 0
53 | 600 | 22017 | 0 | 0 | 0 | 0.01187 | 0 | 0.00052 | 0.00052 | 600 | 22017 | 38.88% | 0.012759 | 70.02% |  | 0.00052 | 0.00052 | 600 | 22017 | 0.012759 | 70.02% |  | 0.37166 | 0.72974 | 0.00026 | 7.122 | 600
54 | 900 | 22917 | 0 | 0 | 0 | 0 | 0 | 0.00053 | 0.00053 | 900 | 22917 | 37.17% | 0.012889 | 69.4% |  | 0.00053 | 0.00053 | 900 | 22917 | 0.012889 | 69.4% |  | 0.34598 | 0.71832 | 0.00026 | 0
55 | 1203 | 24120 | 0 | 0 | 0 | 0 | 0 | 0.00054 | 0.00054 | 1203 | 24120 | 34.6% | 0.01301 | 68.76% |  | 0.00054 | 0.00054 | 1203 | 24120 | 0.01301 | 68.76% |  | 0.31164 | 0.71832 | 0.00027 | 0
56 | 25 | 24145 | 0 | 0 | 0 | 6.03 | 0 | 0.00055 | 0.00055 | 25 | 24145 | 31.16% | 0.01312 | 68.08% |  | 0.00055 | 0.00055 | 25 | 24145 | 0.01312 | 68.08% |  | 0.31093 | 0.70405 | 0.00027 | 150.749 | 25
57 | 100 | 24245 | 0 | 0 | 0 | 6.03 | 0 | 0.00056 | 0.00056 | 100 | 24245 | 31.09% | 0.013228 | 67.42% |  | 0.00056 | 0.00056 | 100 | 24245 | 0.013228 | 67.42% |  | 0.30808 | 0.70405 | 0.00028 | 602.996 | 100
58 | 400 | 24645 | 0 | 0 | 0 | 8.7482 | 0 | 0.00057 | 0.00057 | 400 | 24645 | 30.81% | 0.013336 | 66.77% |  | 0.00057 | 0.00057 | 400 | 24645 | 0.013336 | 66.77% |  | 0.29666 | 0.68122 | 0.00028 | 3499.276 | 400
59 | 700 | 25345 | 0 | 0 | 0 | 7.0864 | 0 | 0.00058 | 0.00058 | 700 | 25345 | 29.67% | 0.01344 | 66.13% |  | 0.00058 | 0.00058 | 700 | 25345 | 0.01344 | 66.13% |  | 0.27668 | 0.68122 | 0.00029 | 4960.473 | 700 | 2030
60 | 935 | 26280 | 0 | 0 | 0 | 4.2613 | 0 | 0.00059 | 0.00059 | 935 | 26280 | 27.67% | 0.013537 | 65.48% |  | 0.00059 | 0.00059 | 935 | 26280 | 0.013537 | 65.48% |  | 0.25 | 0.64521 | 0.00029 | 3984.3436 | 935 | 4.4722
61 | 10 | 26290 | 0 | 0 | 0 | 0 | 0 | 0.0006 | 0.0006 | 10 | 26290 | 25% | 0.013625 | 64.81% |  | 0.0006 | 0.0006 | 10 | 26290 | 0.013625 | 64.81% |  | 0.24971 | 0.64521 | 0.0003 | 0
62 | 25 | 26315 | 0 | 0 | 0 | 0 | 0 | 0.00061 | 0.00061 | 25 | 26315 | 24.97% | 0.013712 | 64.15% |  | 0.00061 | 0.00061 | 25 | 26315 | 0.013712 | 64.15% |  | 0.249 | 0.64449 | 0.0003 | 0
63 | 75 | 26390 | 0 | 0 | 0 | 0 | 0 | 0.00062 | 0.00062 | 75 | 26390 | 24.9% | 0.0138 | 63.52% |  | 0.00062 | 0.00062 | 75 | 26390 | 0.0138 | 63.52% |  | 0.24686 | 0.64449 | 0.00031 | 0
64 | 100 | 26490 | 0 | 0 | 0 | 0 | 0 | 0.00063 | 0.00063 | 100 | 26490 | 24.69% | 0.013886 | 62.9% |  | 0.00063 | 0.00063 | 100 | 26490 | 0.013886 | 62.9% |  | 0.24401 | 0.63878 | 0.00031 | 0
65 | 200 | 26690 | 0 | 0 | 0 | 0 | 0 | 0.00064 | 0.00064 | 200 | 26690 | 24.4% | 0.013972 | 62.3% |  | 0.00064 | 0.00064 | 200 | 26690 | 0.013972 | 62.3% |  | 0.2383 | 0.63878 | 0.00032 | 0
66 | 300 | 26990 | 0 | 0 | 0 | 0 | 0 | 0.00065 | 0.00065 | 300 | 26990 | 23.83% | 0.014055 | 61.71% |  | 0.00065 | 0.00065 | 300 | 26990 | 0.014055 | 61.71% |  | 0.22974 | 0.62166 | 0.00032 | 0
67 | 400 | 27390 | 0 | 0 | 0 | 0 | 0 | 0.00066 | 0.00066 | 400 | 27390 | 22.97% | 0.014136 | 61.12% |  | 0.00066 | 0.00066 | 400 | 27390 | 0.014136 | 61.12% |  | 0.21832 | 0.62166 | 0.00033 | 0
68 | 500 | 27890 | 0 | 0 | 0 | 0 | 0 | 0.00067 | 0.00067 | 500 | 27890 | 21.83% | 0.014212 | 60.54% |  | 0.00067 | 0.00067 | 500 | 27890 | 0.014212 | 60.54% |  | 0.20405 | 0.59598 | 0.00033 | 0
69 | 800 | 28690 | 0 | 0 | 0 | 0 | 0 | 0.00068 | 0.00068 | 800 | 28690 | 20.41% | 0.014284 | 59.95% |  | 0.00068 | 0.00068 | 800 | 28690 | 0.014284 | 59.95% |  | 0.18122 | 0.59598 | 0.00034 | 0
70 | 1262 | 29952 | 0 | 0 | 0 | 0 | 0 | 0.00069 | 0.00069 | 1262 | 29952 | 18.12% | 0.014347 | 59.34% |  | 0.00069 | 0.00069 | 1262 | 29952 | 0.014347 | 59.34% |  | 0.14521 | 0.56164 | 0.00034 | 0
71 | 25 | 29977 | 0 | 0 | 0 | 0 | 0 | 0.0007 | 0.0007 | 25 | 29977 | 14.52% | 0.014398 | 58.7% |  | 0.0007 | 0.0007 | 25 | 29977 | 0.014398 | 58.7% |  | 0.14449 | 0.56164 | 0.00035 | 0
72 | 200 | 30177 | 0 | 0 | 0 | 0 | 0 | 0.00071 | 0.00071 | 200 | 30177 | 14.45% | 0.014449 | 58.08% |  | 0.00071 | 0.00071 | 200 | 30177 | 0.014449 | 58.08% |  | 0.13878 | 0.56093 | 0.00035 | 0
73 | 600 | 30777 | 0 | 0 | 0 | 0 | 0 | 0.00072 | 0.00072 | 600 | 30777 | 13.88% | 0.014497 | 57.46% |  | 0.00072 | 0.00072 | 600 | 30777 | 0.014497 | 57.46% |  | 0.12166 | 0.56093 | 0.00036 | 0
74 | 900 | 31677 | 0 | 0 | 0 | 0 | 0 | 0.00073 | 0.00073 | 900 | 31677 | 12.17% | 0.01454 | 56.84% |  | 0.00073 | 0.00073 | 900 | 31677 | 0.01454 | 56.84% |  | 0.095976 | 0.55808 | 0.00036 | 0
75 | 1203 | 32880 | 0 | 0 | 0 | 0 | 0 | 0.00074 | 0.00074 | 1203 | 32880 | 9.598% | 0.014574 | 56.2% |  | 0.00074 | 0.00074 | 1203 | 32880 | 0.014574 | 56.2% |  | 0.061644 | 0.55808 | 0.00037 | 0
76 | 25 | 32905 | 0 | 0 | 0 | 0 | 0 | 0.00075 | 0.00075 | 25 | 32905 | 6.164% | 0.014595 | 55.54% |  | 0.00075 | 0.00075 | 25 | 32905 | 0.014595 | 55.54% |  | 0.06093 | 0.54666 | 0.00037 | 0
77 | 100 | 33005 | 0 | 0 | 0 | 0 | 0 | 0.00076 | 0.00076 | 100 | 33005 | 6.093% | 0.014617 | 54.89% |  | 0.00076 | 0.00076 | 100 | 33005 | 0.014617 | 54.89% |  | 0.058076 | 0.54666 | 0.00038 | 0
78 | 400 | 33405 | 0 | 0 | 0 | 0 | 0 | 0.00077 | 0.00077 | 400 | 33405 | 5.808% | 0.014637 | 54.25% |  | 0.00077 | 0.00077 | 400 | 33405 | 0.014637 | 54.25% |  | 0.046661 | 0.52668 | 0.00038 | 0
79 | 700 | 34105 | 0 | 0 | 0 | 0 | 0 | 0.00078 | 0.00078 | 700 | 34105 | 4.666% | 0.014653 | 53.61% |  | 0.00078 | 0.00078 | 700 | 34105 | 0.014653 | 53.61% |  | 0.026684 | 0.52668 | 0.00039 | 0 |  | 2035
80 | 935 | 35040 | 0 | 0 | 0 | 0 | 0 | 0.00079 | 0.00079 | 935 | 35040 | 2.668% | 0.014663 | 52.97% |  | 0.00079 | 0.00079 | 935 | 35040 | 0.014663 | 52.97% |  | 0 | 0.5 | 0.00039 | 0 |  | 0
[20 empty] | 0.00041845 |  |  |  | 0.5 | 0.0004 | Marginal Congestion | Congested Hours
Total capacity factor crossover point, Ruthven Criterion 1 | [23 empty] | 0.49971 | 0.0004 | 62715.5011 | 13885
Base all hour Shadow price | 1.7898 |  | Total Target Cap Factor |  | 40% | [18 empty] | 0.49971 | 0.00041
Base Congested Shadow Price | 4.5168 |  | OL Target Cap Factor |  | 35% | [18 empty] | 0.499 | 0.00041
| point | MW | CF | GWh | Hours |  |  |  |  | Total CF |  |  | OL CF | [10 empty] | 0.499 | 0.00042
Before | 80 | 0.00079 | 52.97% | 0.014663 | [5 empty] | 0.00079 |  |  | 4250.0008 | [10 empty] | 0.49686 | 0.00042 | Avg Shadow Price | Avg Shadow for Congested Hours (CRA) | Simple Avg of 2020-35 Shadow Prices
After | 81 | 0 | 0% |  | 0 |  |  |  | 1% | 0.00079 |  | 1% | 4250.0008 | [10 empty] | 0.49686 | 0.00043 | 1.7898 | 4.5168 | 0
Target Total Capacity |  | 0.00079 |  |  |  |  | 40% |  | 2% | 0.00079 |  | 2% | 4250.0008 | [10 empty] | 0.49401 | 0.00043
Less Baseload Capacity |  | 4250 |  |  |  |  | 4250 |  | 3% | 0.00079 |  | 3% | 4250.0008 | [10 empty] | 0.49401 | 0.00044
OL using Total CF Target |  | 0 | 0 | <-with Price test |  |  |  |  | 4% | 0.00079 |  | 4% | 4250.0008 | [10 empty] | 0.4883 | 0.00044 | Avg Overload Charge
[7 empty] | Average |  | 5% | 0.00079 |  | 5% | 4250.0008 | [10 empty] | 0.4883 | 0.00045 | 0
Overload capacity factor crossover point, Ruthven Criterion 2 | [6 empty] | 37.5% |  | 6% | 0.00079 |  | 6% | 4250.0008 | [10 empty] | 0.47974 | 0.00045
| point | MW | CF | GWh | Hours | 0.000395 | 4250.0004 |  | 7% | 0.00079 |  | 7% | 4250.0008 | [10 empty] | 0.47974 | 0.00046
Before | 80 | 0.00079 | 0.52969 | 0.014663 |  |  |  |  | 8% | 0.00079 |  | 8% | 4250.0008 | [10 empty] | 0.46832 | 0.00046
After | 81 | 0 | 0 |  | 0 |  | 35% |  | 9% | 0.00079 |  | 9% | 4250.0008 | [10 empty] | 0.46832 | 0.00047
OL using OL CF Target |  | 0.00079 | 0.00079 | <-with Price test |  |  | 4250.0008 |  | 10% | 0.00079 |  | 10% | 4250.0008 | [10 empty] | 0.45405 | 0.00047
[9 empty] | 11% | 0.00079 |  | 11% | 4250.0008 | [10 empty] | 0.45405 | 0.00048
Overload Capacity factor crossover point with sliding scale | [8 empty] | 12% | 0.00079 |  | 12% | 4250.0008 | [10 empty] | 0.43122 | 0.00048
BAU Avg Shadow price | 0 |  | Target Cap Factor |  | 100% |  |  |  | 13% | 0.00079 |  | 13% | 4250.0008 | [10 empty] | 0.43122 | 0.00049
| point | MW | CF | GWh | Hours |  |  |  | 14% | 0.00079 |  | 14% | 4250.0008 | [10 empty] | 0.39521 | 0.00049
Before | 1 | 0 | 1 | 0 |  |  |  |  | 15% | 0.00079 |  | 15% | 4250.0008 | [10 empty] | 0.39521 | 0.0005
After | 2 | 1e-05 | 0.99971 |  | 35030 |  | 100% |  | 16% | 0.00079 |  | 16% | 4250.0008 | [10 empty] | 0.39449 | 0.0005
Pradip Chattopadhyay |  | 0 |  |  |  |  | 4250 |  | 17% | 0.00079 |  | 17% | 4250.0008 | [10 empty] | 0.39449 | 0.00051
[9 empty] | 18% | 0.00079 |  | 18% | 4250.0008 | [10 empty] | 0.38878 | 0.00051
Johnson Utilization Method | [8 empty] | 19% | 0.00079 |  | 19% | 4250.0008 | [10 empty] | 0.38878 | 0.00052
Average Generation Mwyr | 0.00041845 | [7 empty] | 20% | 0.00079 |  | 20% | 4250.0008 | [10 empty] | 0.37166 | 0.00052
Ratio to Base Capacity | 9.846e-08 | [7 empty] | 21% | 0.00079 |  | 21% | 4250.0008 | [10 empty] | 0.37166 | 0.00053
Total Line to meet CF | 4250 | [7 empty] | 22% | 0.00079 |  | 22% | 4250.0008 | [10 empty] | 0.34598 | 0.00053
Less Baseload Capacity | 4250 | [7 empty] | 23% | 0.00079 |  | 23% | 4250.0008 | [10 empty] | 0.34598 | 0.00054
Overload Line Capacity | 0 |  | 0 | [5 empty] | 24% | 0.00079 |  | 24% | 4250.0008 | [10 empty] | 0.31164 | 0.00054
[9 empty] | 25% | 0.00079 |  | 25% | 4250.0008 | [10 empty] | 0.31164 | 0.00055
NGO Flow Duration Method | [8 empty] | 26% | 0.00079 |  | 26% | 4250.0008 | [10 empty] | 0.31093 | 0.00055
Flow Duration Curve Target | 20% | [7 empty] | 27% | 0.00079 |  | 27% | 4250.0008 | [10 empty] | 0.31093 | 0.00056
Total Line Capacity | 0.00068 | [7 empty] | 28% | 0.00079 |  | 28% | 4250.0008 | [10 empty] | 0.30808 | 0.00056
Overload Line Capacity | 0 | [7 empty] | 29% | 0.00079 |  | 29% | 4250.0008 | [10 empty] | 0.30808 | 0.00057
| increase | total | [6 empty] | 30% | 0.00079 |  | 30% | 4250.0008 | [10 empty] | 0.29666 | 0.00057
average | 0.00013167 | 4250.0001 | 0% | [5 empty] | 31% | 0.00079 |  | 31% | 4250.0008 | [10 empty] | 0.29666 | 0.00058
median | 0 | 4250 | 4% | [5 empty] | 32% | 0.00079 |  | 32% | 4250.0008 | [10 empty] | 0.27668 | 0.00058
[9 empty] | 33% | 0.00079 |  | 33% | 4250.0008 | [10 empty] | 0.27668 | 0.00059
[9 empty] | 34% | 0.00079 |  | 34% | 4250.0008 | [10 empty] | 0.25 | 0.00059
[9 empty] | 35% | 0.00079 |  | 35% | 4250.0008 | [10 empty] | 0.25 | 0.0006
[9 empty] | 36% | 0.00079 |  | 36% | 4250.0008 | [10 empty] | 0.24971 | 0.0006
[9 empty] | 37% | 0.00079 |  | 37% | 4250.0008 | [10 empty] | 0.24971 | 0.00061
[9 empty] | 38% | 0.00079 |  | 38% | 4250.0008 | [10 empty] | 0.249 | 0.00061
[9 empty] | 39% | 0.00079 |  | 39% | 4250.0008 | [10 empty] | 0.249 | 0.00062
[9 empty] | 40% | 0.00079 |  | 40% | 4250.0008 | [10 empty] | 0.24686 | 0.00062
[9 empty] | 41% | 0.00079 |  | 41% | 4250.0008 | [10 empty] | 0.24686 | 0.00063
[9 empty] | 42% | 0.00079 |  | 42% | 4250.0008 | [10 empty] | 0.24401 | 0.00063
[9 empty] | 43% | 0.00079 |  | 43% | 4250.0008 | [10 empty] | 0.24401 | 0.00064
[9 empty] | 44% | 0.00079 |  | 44% | 4250.0008 | [10 empty] | 0.2383 | 0.00064
[9 empty] | 45% | 0.00079 |  | 45% | 4250.0008 | [10 empty] | 0.2383 | 0.00065
[9 empty] | 46% | 0.00079 |  | 46% | 4250.0008 | [10 empty] | 0.22974 | 0.00065
[9 empty] | 47% | 0.00079 |  | 47% | 4250.0008 | [10 empty] | 0.22974 | 0.00066
[9 empty] | 48% | 0.00079 |  | 48% | 4250.0008 | [10 empty] | 0.21832 | 0.00066
[9 empty] | 49% | 0.00079 |  | 49% | 4250.0008 | [10 empty] | 0.21832 | 0.00067
[9 empty] | 50% | 0.00079 |  | 50% | 4250.0008 | [10 empty] | 0.20405 | 0.00067
[9 empty] | 51% | 0.00079 |  | 51% | 4250.0008 | [10 empty] | 0.20405 | 0.00068
[9 empty] | 52% | 0.00079 |  | 52% | 4250.0008 | [10 empty] | 0.18122 | 0.00068
[9 empty] | 53% | 0.00078951 |  | 53% | 4250.0008 | [10 empty] | 0.18122 | 0.00069
[9 empty] | 54% | 0.00077389 |  | 54% | 4250.0008 | [10 empty] | 0.14521 | 0.00069
[9 empty] | 55% | 0.00075824 |  | 55% | 4250.0008 | [10 empty] | 0.14521 | 0.0007
[9 empty] | 56% | 0.00074304 |  | 56% | 4250.0007 | [10 empty] | 0.14449 | 0.0007
[9 empty] | 57% | 0.00072744 |  | 57% | 4250.0007 | [10 empty] | 0.14449 | 0.00071
[9 empty] | 58% | 0.00071124 |  | 58% | 4250.0007 | [10 empty] | 0.13878 | 0.00071
[9 empty] | 59% | 0.00069529 |  | 59% | 4250.0007 | [10 empty] | 0.13878 | 0.00072
[9 empty] | 60% | 0.00067909 |  | 60% | 4250.0007 | [10 empty] | 0.12166 | 0.00072
[9 empty] | 61% | 0.00066208 |  | 61% | 4250.0007 | [10 empty] | 0.12166 | 0.00073
[9 empty] | 62% | 0.00064507 |  | 62% | 4250.0006 | [10 empty] | 0.095976 | 0.00073
[9 empty] | 63% | 0.00062842 |  | 63% | 4250.0006 | [10 empty] | 0.095976 | 0.00074
[9 empty] | 64% | 0.0006124 |  | 64% | 4250.0006 | [10 empty] | 0.061644 | 0.00074
[9 empty] | 65% | 0.0005971 |  | 65% | 4250.0006 | [10 empty] | 0.061644 | 0.00075
[9 empty] | 66% | 0.00058202 |  | 66% | 4250.0006 | [10 empty] | 0.06093 | 0.00075
[9 empty] | 67% | 0.00056643 |  | 67% | 4250.0006 | [10 empty] | 0.06093 | 0.00076
[9 empty] | 68% | 0.00055113 |  | 68% | 4250.0006 | [10 empty] | 0.058076 | 0.00076
[9 empty] | 69% | 0.00053622 |  | 69% | 4250.0005 | [10 empty] | 0.058076 | 0.00077
[9 empty] | 70% | 0.00052038 |  | 70% | 4250.0005 | [10 empty] | 0.046661 | 0.00077
[9 empty] | 71% | 0.00050409 |  | 71% | 4250.0005 | [10 empty] | 0.046661 | 0.00078
[9 empty] | 72% | 0.0004884 |  | 72% | 4250.0005 | [10 empty] | 0.026684 | 0.00078
[9 empty] | 73% | 0.0004714 |  | 73% | 4250.0005 | [10 empty] | 0.026684 | 0.00079
[9 empty] | 74% | 0.00045386 |  | 74% | 4250.0005 | [10 empty] | 0 | 0.00079
[9 empty] | 75% | 0.00043657 |  | 75% | 4250.0004
[9 empty] | 76% | 0.00042005 |  | 76% | 4250.0004
[9 empty] | 77% | 0.00040454 |  | 77% | 4250.0004
[9 empty] | 78% | 0.00039009 |  | 78% | 4250.0004
[9 empty] | 79% | 0.0003749 |  | 79% | 4250.0004
[9 empty] | 80% | 0.00035963 |  | 80% | 4250.0004
[9 empty] | 81% | 0.00034518 |  | 81% | 4250.0003
[9 empty] | 82% | 0.00033057 |  | 82% | 4250.0003
[9 empty] | 83% | 0.0003143 |  | 83% | 4250.0003
[9 empty] | 84% | 0.00029834 |  | 84% | 4250.0003
[9 empty] | 85% | 0.00028245 |  | 85% | 4250.0003
[9 empty] | 86% | 0.00026416 |  | 86% | 4250.0003
[9 empty] | 87% | 0.00024538 |  | 87% | 4250.0002
[9 empty] | 88% | 0.00022751 |  | 88% | 4250.0002
[9 empty] | 89% | 0.00021149 |  | 89% | 4250.0002
[9 empty] | 90% | 0.00019742 |  | 90% | 4250.0002
[9 empty] | 91% | 0.0001841 |  | 91% | 4250.0002
[9 empty] | 92% | 0.00016982 |  | 92% | 4250.0002
[9 empty] | 93% | 0.00015579 |  | 93% | 4250.0002
[9 empty] | 94% | 0.00014369 |  | 94% | 4250.0001
[9 empty] | 95% | 0.00013109 |  | 95% | 4250.0001
[9 empty] | 96% | 0.00011574 |  | 96% | 4250.0001
[9 empty] | 97% | 0.00010085 |  | 97% | 4250.0001
[9 empty] | 98% | 8.8199e-05 |  | 98% | 4250.0001
[9 empty] | 99% | 6.8128e-05 |  | 99% | 4250.0001
[9 empty] | 100% | 0 |  | 100% | 4250
Note on B13: johnrm: Inserted this cell as needed this parameter to implement johnson suggested criteria
Note on J13: johnrm: Added cell intermediate calculation
Note on K13: johnrm: Adjusted this cell to implement the criteria of johnson suggestion
Note on N20: Stanton Hadley: If Transfer Capacity = the capacity in Column M, the capacity factor for such a line is shown in Column N
Note on I21: Stanton Hadley: For values that are duplicates, an additional 0.001 is added to hellp with sorting from min to max
Note on N21: Stanton Hadley: If Transfer Capacity = the capacity in Column M, the capacity factor for such a line is shown in Column N
Note on N44: Stanton Hadley: If Transfer Capacity = the capacity in Column M, the capacity factor for such a line is shown in Column N
Note on N45: Stanton Hadley: If Transfer Capacity = the capacity in Column M, the capacity factor for such a line is shown in Column N
Note on N68: johnrm: Updated this cell for Johnson suggested criteria
Note on I71: Stanton Hadley: For values that are duplicates, an additional 0.001 is added to hellp with sorting from min to max
Note on N94: Stanton Hadley: If Transfer Capacity = the capacity in Column M, the capacity factor for such a line is shown in Column N
Note on N95: Stanton Hadley: If Transfer Capacity = the capacity in Column M, the capacity factor for such a line is shown in Column N
Note on N118: johnrm: Updated this cell for Johnson suggested criteria
Note on N144: Stanton Hadley: If Transfer Capacity = the capacity in Column M, the capacity factor for such a line is shown in Column N
Note on N145: Stanton Hadley: If Transfer Capacity = the capacity in Column M, the capacity factor for such a line is shown in Column N
Note on N168: johnrm: Updated cell with Johnson suggested criteria
Note on N194: Stanton Hadley: If Transfer Capacity = the capacity in Column M, the capacity factor for such a line is shown in Column N
Note on N195: Stanton Hadley: If Transfer Capacity = the capacity in Column M, the capacity factor for such a line is shown in Column N
Note on N218: johnrm: Updated this cell with johnson suggested criteria
Note on N220: Stanton Hadley: If Transfer Capacity = the capacity in Column M, the capacity factor for such a line is shown in Column N
Note on N221: Stanton Hadley: If Transfer Capacity = the capacity in Column M, the capacity factor for such a line is shown in Column N

## OL25Line
Transmission Capacity Calculations |  |  |  |  | 2020 | 2025 | 2030 | 2035 |  | 4-yr avg | All Years Combined
| From | To |  | Base Capacity | 4250 | 4250 | 4250 | 4250 |  |  | w/o Price check | Final | [7 empty] | Base x-axis | 2020 | Base |  | NYISO_A-F_2_NYISO_G-I | 8161
Line of Interest | NYISO_A-F | NYISO_G-I |  | Max OL Capacity | 3039.56 | 3014.32 | 2410.92 | 0.00019 |  | 2116.2 | [9 empty] | 0 | 0% | 4250 |  | year factor | 19
Scenario: BAU, OL25, OL75 | OL25 |  |  | OL Cap Factor at Max Capacity | 17.89% | 16.66% | 14.69% | #DIV/0! |  | #DIV/0! |  |  |  |  | Johnson | Combined |  |  |  | 8760 | 100% | 4250 |  | type column | 11
|  |  |  | Overload Charge | 1.2 | 1.0671 | 1.1181 | 0 |  | 0.84628 |  |  |  |  | OL25/OL75 Ratio Range |  | Design CF | [6 empty] | Scenario Column | 2
Minimum Overload Charge | 0 |  |  | Weghtd Avg OL Capacity | 543.6847 | 502.0364 | 354.1003 | 0.00011845 |  | 349.9554 |  |  |  |  | 0 | 0.8 | 90%
Total Flows Target Cap Factor (derived from cap factor-shadow price curve) | 40% |  | OL Cap to Meet Total Target Cap Factor |  | 3039.56 | 3014.32 | 2410.92 | 7e-05 |  | 2116.2 | 3039.56 | 3039.56 |  |  | 0.8 | 1.2 | 75%
OL Target Capacity Factor (derived from cap factor-shadow price curve) | 35% |  | OL Capacity to meet OL Target Cap Factor |  | 0.00062361 | 0.00059093 | 0.00064771 | 0.00019 | avg w/ no price test | 0.00051306 | 0.0014368 | 0.0014368 |  |  | 1.2 | 1.5 | 70%
|  | Average of Total and OL target Cap factor that meets min Charge (RHC) |  |  | 1519.7803 | 1507.1603 | 1205.4603 | 0.00013 | 1058.1003 | 1058.1003 | 1519.7807 | 1519.7807 |  |  | 1.5 | 2 | 65%
[15 empty] | 2 | 2.5 | 60%
[15 empty] | 2.5 | 3 | 55%
Avg Cap Factor for Total Line (Johnson) | 75% | [13 empty] | 3 | 1000 | 50%
Threshold Interface Utilization (Johnson) | 90% | OL Line to give Avg CF = 75% (Johnson) |  |  | 1024.1626 | 0 | 0 | 0 | 0 | 0 | 0 | 0
Flow Duration Curve Target (NGO) | 20% | OL Capacity that meets Thrshold Duration using all years (NGO) |  |  | 1334.95 | 1213.79 | 562.9 | 0.00017 |  | 0.00026 |  | 0.00026
Year | 2020 | [9 empty] | Flow Duration Curve Calculation | [8 empty] | LoadBlocks for NYISO_A-F_2_NYISO_G-I Scenario:OL25
|  |  | Baseload | Overload | BAU Shadow | OL25 Shadow |  | Overload |  | Overload |  | % year at | GWh with | Capacity | [5 empty] | For Block Graph |  |  | Flow Duration Curve-NYISO_A-F_2_NYISO_G-I Scenario:OL25
Blocks | Hours | Cum hours | Flow | Flow | Price | Price |  | Capacity+ |  | MW in Order of Size | hours in block | MW or higher | Increasing MW | factor |  |  |  | Cum Hours | Frac Year |  | 2020 |  |  | 2020 | cap fact
1 | 10 | 10 | 4250 | 2175.33 | 210.4551 | 1.187 |  | 2175.33 | min Cap | 0 | 300 | 100% | 0 | 100% |  |  |  | 300 | 0.96575 | 0 | 6425.33 |  | 1 | 1217.22 | 100%
2 | 25 | 35 | 4250 | 1156.93 | 26.482 | 1.187 |  | 1156.93 |  | 1e-05 | 400 | 96.58% | 8.46e-05 | 96.58% |  |  |  | 700 | 0.92009 | 10 | 6425.33 |  | 0.85594 | 1217.22 | 93.87%
3 | 75 | 110 | 4250 | 14.27 | 4.7955 | 1.187 |  | 14.27 |  | 2e-05 | 500 | 92.01% | 0.0001652 | 94.29% |  |  |  | 1200 | 0.86301 | 10 | 5406.93 |  | 0.85594 | 2118.38 | 0.93872
4 | 100 | 210 | 4250 | 397.25 | 6.7659 | 1.187 |  | 397.25 |  | 3e-05 | 800 | 86.3% | 0.0002408 | 91.63% |  |  |  | 2000 | 0.77169 | 35 | 5406.93 |  | 0.71861 | 2118.38 | 85.25%
5 | 200 | 410 | 4250 | 776.52 | 3.1099 | 1.187 |  | 776.52 |  | 4e-05 | 1262 | 77.17% | 0.0003084 | 88.01% |  |  |  | 3262 | 0.62763 | 35 | 4264.27 |  | 0.71861 | 3483.38 | 0.85246
6 | 300 | 710 | 4250 | 0 | 6.6116 | 0.17805 |  | 0 |  | 5e-05 | 200 | 62.76% | 0.00036338 | 82.96% |  |  |  | 3462 | 0.60479 | 110 | 4264.27 |  | 0.62728 | 3483.38 | 84.12%
7 | 400 | 1110 | 4250 | 0 | 5.389 | 0.17805 |  | 1e-05 |  | 6e-05 | 600 | 60.48% | 0.00041636 | 79.22% |  |  |  | 4062 | 0.5363 | 110 | 4647.25 |  | 0.62728 | 3667.06 | 0.84118
8 | 500 | 1610 | 3667.06 | 0 | 0 | 0 |  | 2e-05 |  | 7e-05 | 900 | 53.63% | 0.00046334 | 75.56% |  |  |  | 4962 | 0.43356 | 210 | 4647.25 |  | 0.57021 | 3667.06 | 81.71%
9 | 800 | 2410 | 3483.38 | 0 | 0 | 0 |  | 3e-05 |  | 8e-05 | 1203 | 43.36% | 0.00050132 | 71.54% |  |  |  | 6165 | 0.29623 | 210 | 5026.52 |  | 0.57021 | 4025.22 | 0.81707
10 | 1262 | 3672 | 1217.22 | 0 | 0 | 0 |  | 4e-05 |  | 14.27 | 75 | 29.62% | 37.0309 | 29.62% |  |  |  | 6240 | 0.28767 | 410 | 5026.52 |  | 0.54737 | 4025.22 | 80.28%
11 | 25 | 3697 | 4250 | 150.78 | 6.1724 | 1.187 |  | 150.78 |  | 150.78 | 25 | 28.77% | 381.0361 | 28.85% |  |  |  | 6265 | 0.28482 | 410 | 4250 |  | 0.54737 | 4250 | 0.80281
12 | 200 | 3897 | 4025.22 | 0 | 0.02374 | 0 |  | 5e-05 |  | 397.25 | 100 | 28.48% | 995.9788 | 28.62% |  |  |  | 6365 | 0.2734 | 710 | 4250 |  | 0.51313 | 4250 | 80.28%
13 | 600 | 4497 | 4250 | 0 | 1.4007 | 0.66472 |  | 6e-05 |  | 776.52 | 200 | 27.34% | 1904.3304 | 28% |  |  |  | 6565 | 0.25057 | 710 | 4250 |  | 0.51313 | 4250 | 0.80281
14 | 900 | 5397 | 4250 | 0 | 1.4007 | 0.05935 |  | 7e-05 |  | 1156.93 | 25 | 25.06% | 2739.3304 | 27.03% |  |  |  | 6590 | 0.24772 | 1110 | 4250 |  | 0.46747 | 4250 | 80.28%
15 | 1203 | 6600 | 2118.38 | 0 | 0 | 0 |  | 8e-05 |  | 1334.95 | 935 | 24.77% | 3125.6338 | 26.73% |  |  |  | 7525 | 0.14098 | 1110 | 3667.06 |  | 0.46747 | 4250 | 0.80281
16 | 25 | 6625 | 4250 | 2574.6 | 12.6772 | 1.187 |  | 2574.6 |  | 2175.33 | 10 | 14.1% | 4163.5031 | 21.85% |  |  |  | 7535 | 0.13984 | 1610 | 3667.06 |  | 0.39897 | 4250 | 80.28%
17 | 100 | 6725 | 4250 | 2766.54 | 8.8788 | 1.187 |  | 2766.54 |  | 2438.73 | 700 | 13.98% | 4486.1681 | 21% |  |  |  | 8235 | 0.059932 | 1610 | 3483.38 |  | 0.39897 | 4250 | 0.80281
18 | 400 | 7125 | 4250 | 3039.56 | 8.0835 | 1.187 |  | 3039.56 |  | 2574.6 | 25 | 5.993% | 4557.4998 | 20.21% |  |  |  | 8260 | 0.057078 | 2410 | 3483.38 |  | 0.29623 | 4250 | 80.11%
19 | 700 | 7825 | 4250 | 2438.73 | 7.4069 | 1.187 |  | 2438.73 |  | 2766.54 | 100 | 5.708% | 4653.4698 | 19.2% |  |  |  | 8360 | 0.045662 | 2410 | 1217.22 |  | 0.29623 | 4264.27 | 0.80111
20 | 935 | 8760 | 4250 | 1334.95 | 3.7747 | 1.187 |  | 1334.95 | max cap | 3039.56 | 400 | 4.566% | 4762.6778 | 17.89% |  |  |  | 8760 | 0 | 3672 | 1217.22 |  | 0.28767 | 4264.27 | 78.52%
[12 empty] | Wgtd avg MW | 543.6847 | [6 empty] | 3672 | 4400.78 |  | 0.28767 | 4400.78 | 0.78519
[20 empty] | 3697 | 4400.78 |  | 0.28482 | 4400.78 | 75.86%
[7 empty] | Total | Total |  | Total MW in |  | % year at | GWh with | Capacity | [5 empty] | 3697 | 4025.22 |  | 0.28482 | 4647.25 | 0.75865
Total capacity factor crossover point | [5 empty] | Blocks | Flow | Capacity+ |  | Rank Order | hours in block | MW or higher | Increasing MW | factor |  |  |  | Cum Hours | Frac Year | 3897 | 4025.22 |  | 0.2734 | 4647.25 | 72.2%
| point | MW | CF | GWh | Hours | 1 | 6425.33 | 6425.33 |  | 1217.22 | 1262 | 100% | 10662.8472 | 100% |  |  |  | 1262 | 0.85594 | 3897 | 4250 |  | 0.2734 | 5026.52 | 0.72204
Before | 20 | 7289.56 | 0.54264 | 34651.2484 |  | 2 | 5406.93 | 5406.93 |  | 2118.38 | 1203 | 85.59% | 17419.7449 | 93.87% |  |  |  | 2465 | 0.71861 | 4497 | 4250 |  | 0.25057 | 5026.52 | 68.89%
After | 21 | 0 | 0 |  | 0 | 3 | 4264.27 | 4264.27 |  | 3483.38 | 800 | 71.86% | 26012.4199 | 85.25% |  |  |  | 3265 | 0.62728 | 4497 | 4250 |  | 0.25057 | 5406.93 | 0.68887
Target Total Capacity |  | 7289.56 | 40% |  |  | 4 | 4647.25 | 4647.25 |  | 3667.06 | 500 | 62.73% | 27021.7415 | 84.12% |  |  |  | 3765 | 0.57021 | 5397 | 4250 |  | 0.24772 | 5406.93 | 67.48%
Less Baseload Capacity |  | 4250 |  |  |  | 5 | 5026.52 | 5026.52 |  | 4025.22 | 200 | 57.02% | 28810.7507 | 81.71% |  |  |  | 3965 | 0.54737 | 5397 | 2118.38 |  | 0.24772 | 5584.95 | 0.6748
Ruthven Criteria 1 |  | 3039.56 |  |  |  | 6 | 4250 | 4250 |  | 4250 | 300 | 54.74% | 29888.5708 | 80.28% |  |  |  | 4265 | 0.51313 | 6600 | 2118.38 |  | 0.14098 | 5584.95 | 60.5%
[6 empty] | 7 | 4250 | 4250 |  | 4250 | 400 | 51.31% | 29888.5708 | 80.28% |  |  |  | 4665 | 0.46747 | 6600 | 6824.6 |  | 0.14098 | 6425.33 | 0.60498
[6 empty] | 8 | 3667.06 | 3667.06 |  | 4250 | 600 | 46.75% | 29888.5709 | 80.28% |  |  |  | 5265 | 0.39897 | 6625 | 6824.6 |  | 0.13984 | 6425.33 | 58.67%
Overload capacity factor crossover point | [5 empty] | 9 | 3483.38 | 3483.38 |  | 4250 | 900 | 39.9% | 29888.5709 | 80.28% |  |  |  | 6165 | 0.29623 | 6625 | 7016.54 |  | 0.13984 | 6688.73 | 0.58667
| point | MW | CF | GWh | Hours | 10 | 1217.22 | 1217.22 |  | 4264.27 | 75 | 29.62% | 29925.6015 | 80.11% |  |  |  | 6240 | 0.28767 | 6725 | 7016.54 |  | 0.059932 | 6688.73 | 57.62%
Before | 9 | 8e-05 | 0.71535 | 0.00050132 |  | 11 | 4400.78 | 4400.78 |  | 4400.78 | 25 | 28.77% | 30269.6067 | 78.52% |  |  |  | 6265 | 0.28482 | 6725 | 7289.56 |  | 0.059932 | 6824.6 | 0.57618
After | 10 | 14.27 | 0.29624 |  | 2595 | 12 | 4025.22 | 4025.22 |  | 4647.25 | 100 | 28.48% | 30884.5493 | 75.86% |  |  |  | 6365 | 0.2734 | 7125 | 7289.56 |  | 0.057078 | 6824.6 | 56.2%
Hadley/Ruthven Criteria 2 |  | 0.00062361 | 35% |  |  | 13 | 4250 | 4250 |  | 5026.52 | 200 | 27.34% | 31792.901 | 72.2% |  |  |  | 6565 | 0.25057 | 7125 | 6688.73 |  | 0.057078 | 7016.54 | 0.56198
[6 empty] | 14 | 4250 | 4250 |  | 5406.93 | 25 | 25.06% | 32627.9009 | 68.89% |  |  |  | 6590 | 0.24772 | 7825 | 6688.73 |  | 0.045662 | 7016.54 | 54.26%
Overload Capacity factor crossover point with sliding scale | [5 empty] | 15 | 2118.38 | 2118.38 |  | 5584.95 | 935 | 24.77% | 33014.2043 | 67.48% |  |  |  | 7525 | 0.14098 | 7825 | 5584.95 |  | 0.045662 | 7289.56 | 0.54264
BAU Avg Shadow price | 4.8001 |  | Target Cap Factor |  | 0% | 16 | 6824.6 | 6824.6 |  | 6425.33 | 10 | 14.1% | 34052.0736 | 60.5% |  |  |  | 7535 | 0.13984 | 8760 | 5584.95 |  | 0 | 7289.56 | 0
| point | MW | CF | GWh | Hours | 17 | 7016.54 | 7016.54 |  | 6688.73 | 700 | 13.98% | 34374.7386 | 58.67% |  |  |  | 8235 | 0.059932
Before | 20 | 3039.56 | 0.17887 | 4762.6778 |  | 18 | 7289.56 | 7289.56 |  | 6824.6 | 25 | 5.993% | 34446.0704 | 57.62% |  |  |  | 8260 | 0.057078
After | 21 | 0 | 0 |  | 0 | 19 | 6688.73 | 6688.73 |  | 7016.54 | 100 | 5.708% | 34542.0404 | 56.2% |  |  |  | 8360 | 0.045662
Pradip Chattopadhyay |  | #DIV/0! |  |  |  | 20 | 5584.95 | 5584.95 |  | 7289.56 | 400 | 4.566% | 34651.2484 | 54.26% |  |  |  | 8760 | 0
[12 empty] | Wgtd avg MW | 3955.622
[12 empty] | Ratio to Base Cap | 0.93073 | 0.75
[12 empty] | (Johnson) OL Line to give Avg CF = 75% | 1024.1626
Year | 2025 | [9 empty] | Flow Duration Curve Calculation
|  |  | Baseload | Overload | BAU Shadow | OL25 Shadow |  | Overload |  | Overload |  | % year at | GWh if Line at this Capacity | [6 empty] | For Block Graph |  |  | For LDC Graph
Blocks | Hours | Cum hours | Flow | Capacity | Price | Price |  | Capacity+ |  | MW in Order of Size |  | MW or higher |  | Capacity factor |  |  |  | Cum Hours | Frac Year |  | 2025 |  | frac year | 2025 | cap fact
1 | 10 | 10 | 4250 | 1992.15 | 21.0336 | 1.0564 |  | 1992.15 | min Cap | 0 | 75 | 100% | 0 | 1 |  |  |  | 75 | 0.99144 | 0 | 6242.15 |  | 1 | 767.31 | 100%
2 | 25 | 35 | 4250 | 1082.47 | 13.9947 | 1.0564 |  | 1082.47 |  | 1e-05 | 100 | 99.14% | 8.685e-05 | 0.99144 |  |  |  | 175 | 0.98002 | 10 | 6242.15 |  | 0.85594 | 767.31 | 91.23%
3 | 75 | 110 | 4250 | 0 | 3.4186 | 0.77155 |  | 0 |  | 2e-05 | 200 | 98% | 0.0001727 | 0.98573 |  |  |  | 375 | 0.95719 | 10 | 5332.47 |  | 0.85594 | 1960.33 | 0.91233
4 | 100 | 210 | 4250 | 0 | 4.9261 | 1.0327 |  | 1e-05 |  | 3e-05 | 300 | 95.72% | 0.00025655 | 0.97622 |  |  |  | 675 | 0.92295 | 35 | 5332.47 |  | 0.71861 | 1960.33 | 87.41%
5 | 200 | 410 | 4250 | 0 | 1.0327 | 1.0327 |  | 2e-05 |  | 4e-05 | 400 | 92.29% | 0.0003374 | 0.9629 |  |  |  | 1075 | 0.87728 | 35 | 4250 |  | 0.71861 | 2442.7 | 0.87407
6 | 300 | 710 | 3203.56 | 0 | 6.576 | 0 |  | 3e-05 |  | 5e-05 | 500 | 87.73% | 0.00041425 | 0.94578 |  |  |  | 1575 | 0.82021 | 110 | 4250 |  | 0.67295 | 2442.7 | 83.14%
7 | 400 | 1110 | 2442.7 | 0 | 6.8965 | 0 |  | 4e-05 |  | 6e-05 | 800 | 82.02% | 0.0004861 | 0.92485 |  |  |  | 2375 | 0.72888 | 110 | 4250 |  | 0.67295 | 3100.88 | 0.83138
8 | 500 | 1610 | 3643.53 | 0 | 0 | 0 |  | 5e-05 |  | 7e-05 | 1262 | 72.89% | 0.00054995 | 0.89685 |  |  |  | 3637 | 0.58482 | 210 | 4250 |  | 0.58162 | 3100.88 | 82.34%
9 | 800 | 2410 | 3100.88 | 0 | 0 | 0 |  | 6e-05 |  | 8e-05 | 25 | 58.48% | 0.00060118 | 0.85785 |  |  |  | 3662 | 0.58196 | 210 | 4250 |  | 0.58162 | 3203.56 | 0.82338
10 | 1262 | 3672 | 767.31 | 0 | 0 | 0 |  | 7e-05 |  | 9e-05 | 200 | 58.2% | 0.00065216 | 0.82719 |  |  |  | 3862 | 0.55913 | 410 | 4250 |  | 0.54737 | 3203.56 | 79%
11 | 25 | 3697 | 4250 | 0 | 13.8523 | 0.86651 |  | 8e-05 |  | 0.0001 | 600 | 55.91% | 0.00070114 | 0.80039 |  |  |  | 4462 | 0.49064 | 410 | 3203.56 |  | 0.54737 | 3643.53 | 0.79005
12 | 200 | 3897 | 4250 | 0 | 0.15431 | 0.05935 |  | 9e-05 |  | 0.00011 | 900 | 49.06% | 0.00074412 | 0.77223 |  |  |  | 5362 | 0.3879 | 710 | 3203.56 |  | 0.4903 | 3643.53 | 75.31%
13 | 600 | 4497 | 4250 | 0 | 0.53415 | 0.8309 |  | 0.0001 |  | 0.00012 | 1203 | 38.79% | 0.0007781 | 0.7402 |  |  |  | 6565 | 0.25057 | 710 | 2442.7 |  | 0.4903 | 4155.33 | 0.75313
14 | 900 | 5397 | 4155.33 | 0 | 0.53415 | 0 |  | 0.00011 |  | 1082.47 | 25 | 25.06% | 2376.0222 | 0.25057 |  |  |  | 6590 | 0.24772 | 1110 | 2442.7 |  | 0.38756 | 4155.33 | 74.5%
15 | 1203 | 6600 | 1960.33 | 0 | 0 | 0 |  | 0.00012 |  | 1213.79 | 935 | 24.77% | 2660.9866 | 0.25026 |  |  |  | 7525 | 0.14098 | 1110 | 3643.53 |  | 0.38756 | 4250 | 0.74498
16 | 25 | 6625 | 4250 | 1931.63 | 7.0389 | 1.0564 |  | 1931.63 |  | 1931.63 | 25 | 14.1% | 3547.519 | 0.20965 |  |  |  | 7550 | 0.13813 | 1610 | 3643.53 |  | 0.379 | 4250 | 74.5%
17 | 100 | 6725 | 4250 | 2740.47 | 9.7571 | 1.0564 |  | 2740.47 |  | 1992.15 | 10 | 13.81% | 3620.7482 | 0.20748 |  |  |  | 7560 | 0.13699 | 1610 | 3100.88 |  | 0.379 | 4250 | 0.74498
18 | 400 | 7125 | 4250 | 3014.32 | 9.7453 | 1.0564 |  | 3014.32 |  | 2411.28 | 700 | 13.7% | 4123.7042 | 0.19523 |  |  |  | 8260 | 0.057078 | 2410 | 3100.88 |  | 0.36758 | 4250 | 74.5%
19 | 700 | 7825 | 4250 | 2411.28 | 7.4188 | 1.0564 |  | 2411.28 |  | 2740.47 | 100 | 5.708% | 4288.2992 | 0.17863 |  |  |  | 8360 | 0.045662 | 2410 | 767.31 |  | 0.36758 | 4250 | 0.74498
20 | 935 | 8760 | 4250 | 1213.79 | 3.9052 | 1.0564 |  | 1213.79 | max cap | 3014.32 | 400 | 4.566% | 4397.8392 | 0.16655 |  |  |  | 8760 | 0 | 3672 | 767.31 |  | 0.34475 | 4250 | 74.5%
[12 empty] | Wgtd avg MW | 502.0364 | [6 empty] | 3672 | 4250 |  | 0.34475 | 4250 | 0.74498
[11 empty] | Flow Duration Curve Calculation | [8 empty] | 3697 | 4250 |  | 0.34189 | 4250 | 74.5%
[7 empty] | Total | Total |  |  |  | % year at | GWh with | Capacity | [5 empty] | 3697 | 4250 |  | 0.34189 | 4250 | 0.74498
Total capacity factor crossover point | [5 empty] | Blocks | Flow | Capacity+ |  | Total MW in Order | hours in block | MW or higher | Increasing MW | factor |  |  |  | Cum Hours | Frac Year | 3897 | 4250 |  | 0.31906 | 4250 | 74.5%
| point | MW | CF | GWh | Hours | 1 | 6242.15 | 6242.15 |  | 767.31 | 1262 | 100% | 6721.6356 | 100% |  |  |  | 1262 | 0.85594 | 3897 | 4250 |  | 0.31906 | 4250 | 0.74498
Before | 20 | 7264.32 | 0.50496 | 32133.6249 |  | 2 | 5332.47 | 5332.47 |  | 1960.33 | 1203 | 85.59% | 15666.8996 | 91.23% |  |  |  | 2465 | 0.71861 | 4497 | 4250 |  | 0.25057 | 4250 | 64.46%
After | 21 | 0 | 0 |  | 0 | 3 | 4250 | 4250 |  | 2442.7 | 400 | 71.86% | 18703.4187 | 87.41% |  |  |  | 2865 | 0.67295 | 4497 | 4155.33 |  | 0.25057 | 5332.47 | 0.64462
Target Total Capacity |  | 7264.32 | 40% |  |  | 4 | 4250 | 4250 |  | 3100.88 | 800 | 67.29% | 22583.3898 | 83.14% |  |  |  | 3665 | 0.58162 | 5397 | 4155.33 |  | 0.24772 | 5332.47 | 63.51%
Less Baseload Capacity |  | 4250 |  |  |  | 5 | 4250 | 4250 |  | 3203.56 | 300 | 58.16% | 23106.5444 | 82.34% |  |  |  | 3965 | 0.54737 | 5397 | 1960.33 |  | 0.24772 | 5463.79 | 0.63508
Ruthven Criteria 1 |  | 3014.32 |  |  |  | 6 | 3203.56 | 3203.56 |  | 3643.53 | 500 | 54.74% | 25216.2006 | 79% |  |  |  | 4465 | 0.4903 | 6600 | 1960.33 |  | 0.14098 | 5463.79 | 57.77%
[6 empty] | 7 | 2442.7 | 2442.7 |  | 4155.33 | 900 | 49.03% | 27414.3816 | 75.31% |  |  |  | 5365 | 0.38756 | 6600 | 6181.63 |  | 0.14098 | 6181.63 | 0.5777
[6 empty] | 8 | 3643.53 | 3643.53 |  | 4250 | 75 | 38.76% | 27735.7862 | 74.5% |  |  |  | 5440 | 0.379 | 6625 | 6181.63 |  | 0.13813 | 6181.63 | 57.34%
Overload capacity factor crossover point | [5 empty] | 9 | 3100.88 | 3100.88 |  | 4250 | 100 | 37.9% | 27735.7862 | 74.5% |  |  |  | 5540 | 0.36758 | 6625 | 6990.47 |  | 0.13813 | 6242.15 | 0.57344
| point | MW | CF | GWh | Hours | 10 | 767.31 | 767.31 |  | 4250 | 200 | 36.76% | 27735.7863 | 74.5% |  |  |  | 5740 | 0.34475 | 6725 | 6990.47 |  | 0.13699 | 6242.15 | 54.6%
Before | 13 | 0.00012 | 0.7402 | 0.0007781 |  | 11 | 4250 | 4250 |  | 4250 | 25 | 34.47% | 27735.7863 | 74.5% |  |  |  | 5765 | 0.34189 | 6725 | 7264.32 |  | 0.13699 | 6661.28 | 0.54598
After | 14 | 1082.47 | 0.25057 |  | 2195 | 12 | 4250 | 4250 |  | 4250 | 200 | 34.19% | 27735.7863 | 74.5% |  |  |  | 5965 | 0.31906 | 7125 | 7264.32 |  | 0.057078 | 6661.28 | 52.3%
Hadley/Ruthven Criteria 2 |  | 0.00059093 | 35% |  |  | 13 | 4250 | 4250 |  | 4250 | 600 | 31.91% | 27735.7864 | 74.5% |  |  |  | 6565 | 0.25057 | 7125 | 6661.28 |  | 0.057078 | 6990.47 | 0.52296
[6 empty] | 14 | 4155.33 | 4155.33 |  | 5332.47 | 25 | 25.06% | 30111.8079 | 64.46% |  |  |  | 6590 | 0.24772 | 7825 | 6661.28 |  | 0.045662 | 6990.47 | 50.5%
Overload Capacity factor crossover point with sliding scale | [5 empty] | 15 | 1960.33 | 1960.33 |  | 5463.79 | 935 | 24.77% | 30396.7723 | 63.51% |  |  |  | 7525 | 0.14098 | 7825 | 5463.79 |  | 0.045662 | 7264.32 | 0.50496
BAU Avg Shadow price | 4.2682 |  | Target Cap Factor |  | 0% | 16 | 6181.63 | 6181.63 |  | 6181.63 | 25 | 14.1% | 31283.3047 | 57.77% |  |  |  | 7550 | 0.13813 | 8760 | 5463.79 |  | 0 | 7264.32 | 0
| point | MW | CF | GWh | Hours | 17 | 6990.47 | 6990.47 |  | 6242.15 | 10 | 13.81% | 31356.5339 | 57.34% |  |  |  | 7560 | 0.13699
Before | 20 | 3014.32 | 0.16655 | 4397.8392 |  | 18 | 7264.32 | 7264.32 |  | 6661.28 | 700 | 13.7% | 31859.4899 | 54.6% |  |  |  | 8260 | 0.057078
After | 21 | 0 | 0 |  | 0 | 19 | 6661.28 | 6661.28 |  | 6990.47 | 100 | 5.708% | 32024.0849 | 52.3% |  |  |  | 8360 | 0.045662
Pradip Chattopadhyay |  | #DIV/0! |  |  |  | 20 | 5463.79 | 5463.79 |  | 7264.32 | 400 | 4.566% | 32133.6249 | 50.5% |  |  |  | 8760 | 0
[12 empty] | Wgtd avg MW | 3668.222
[12 empty] | Ratio to Base Cap | 0.86311
[12 empty] | (Johnson) OL Line to give Avg CF = 75% | 0
Year | 2030 | [9 empty] | Flow Duration Curve Calculation
|  |  | Baseload | Overload | BAU Shadow | OL25 Shadow |  |  |  | Overload |  | % year at | GWh if Line at this Capacity | [6 empty] | For Block Graph |  |  | For LDC Graph
Blocks | Hours | Cum hours | Flow | Capacity | Price | Price |  | Capacity+ |  | MW in Order of Size |  | MW or higher |  | Capacity factor |  |  |  | Cum Hours | Frac Year |  | 2030 |  |  | 2030 | Cap Factor
1 | 10 | 10 | 4250 | 612.02 | 11.8106 | 1.9586 |  | 612.02 | min Cap | 0 | 25 | 100% | 0 | 1 |  |  |  | 25 | 0.99715 | 0 | 4862.02 |  | 1 | 377.55 | 100%
2 | 25 | 35 | 4250 | 0 | 5.9825 | 1.1989 |  | 0 |  | 1e-05 | 75 | 99.71% | 8.735e-05 | 0.99715 |  |  |  | 100 | 0.98858 | 10 | 4862.02 |  | 0.85594 | 377.55 | 89.74%
3 | 75 | 110 | 4250 | 0 | 5.84 | 1.1989 |  | 1e-05 |  | 2e-05 | 100 | 98.86% | 0.00017395 | 0.99287 |  |  |  | 200 | 0.97717 | 10 | 4250 |  | 0.85594 | 1310.25 | 0.89745
4 | 100 | 210 | 4250 | 0 | 1.4481 | 0.36797 |  | 2e-05 |  | 3e-05 | 200 | 97.72% | 0.00025955 | 0.98763 |  |  |  | 400 | 0.95434 | 35 | 4250 |  | 0.71861 | 1310.25 | 78.96%
5 | 200 | 410 | 4250 | 0 | 2.1603 | 0.36797 |  | 3e-05 |  | 4e-05 | 300 | 95.43% | 0.00034315 | 0.97931 |  |  |  | 700 | 0.92009 | 35 | 4250 |  | 0.71861 | 3302.47 | 0.78956
6 | 300 | 710 | 4250 | 0 | 3.7984 | 0.36797 |  | 4e-05 |  | 5e-05 | 400 | 92.01% | 0.00042375 | 0.96747 |  |  |  | 1100 | 0.87443 | 110 | 4250 |  | 0.62728 | 3302.47 | 76.16%
7 | 400 | 1110 | 4250 | 0 | 3.9883 | 0.36797 |  | 5e-05 |  | 6e-05 | 500 | 87.44% | 0.00050035 | 0.95196 |  |  |  | 1600 | 0.81735 | 110 | 4250 |  | 0.62728 | 3989.56 | 0.76161
8 | 500 | 1610 | 4250 | 0 | 0 | 0.36797 |  | 6e-05 |  | 7e-05 | 800 | 81.74% | 0.00057195 | 0.93273 |  |  |  | 2400 | 0.72603 | 210 | 4250 |  | 0.55879 | 3989.56 | 75.73%
9 | 800 | 2410 | 3302.47 | 0 | 0 | 0 |  | 7e-05 |  | 8e-05 | 1262 | 72.6% | 0.00063555 | 0.90689 |  |  |  | 3662 | 0.58196 | 210 | 4250 |  | 0.55879 | 4075.49 | 0.75734
10 | 1262 | 3672 | 377.55 | 0 | 0 | 0 |  | 8e-05 |  | 9e-05 | 25 | 58.2% | 0.00068653 | 0.87079 |  |  |  | 3687 | 0.57911 | 410 | 4250 |  | 0.45605 | 4075.49 | 74.5%
11 | 25 | 3697 | 4250 | 0 | 7.8817 | 0.01187 |  | 9e-05 |  | 0.0001 | 200 | 57.91% | 0.00073726 | 0.84162 |  |  |  | 3887 | 0.55628 | 410 | 4250 |  | 0.45605 | 4250 | 0.74497
12 | 200 | 3897 | 4250 | 0 | 0 | 0.01187 |  | 0.0001 |  | 0.00011 | 600 | 55.63% | 0.00078599 | 0.81568 |  |  |  | 4487 | 0.48779 | 710 | 4250 |  | 0.4532 | 4250 | 74.5%
13 | 600 | 4497 | 3989.56 | 0 | 0.01187 | 0 |  | 0.00011 |  | 0.00012 | 900 | 48.78% | 0.00082872 | 0.78836 |  |  |  | 5387 | 0.38505 | 710 | 4250 |  | 0.4532 | 4250 | 0.74497
14 | 900 | 5397 | 4075.49 | 0 | 0 | 0 |  | 0.00012 |  | 0.00013 | 1203 | 38.5% | 0.00086245 | 0.75733 |  |  |  | 6590 | 0.24772 | 1110 | 4250 |  | 0.44463 | 4250 | 74.5%
15 | 1203 | 6600 | 1310.25 | 0 | 0 | 0 |  | 0.00013 |  | 562.9 | 935 | 24.77% | 1221.4936 | 0.24772 |  |  |  | 7525 | 0.14098 | 1110 | 4250 |  | 0.44463 | 4250 | 0.74497
16 | 25 | 6625 | 4250 | 1662.43 | 6.03 | 1.9586 |  | 1662.43 |  | 612.02 | 10 | 14.1% | 1282.1568 | 0.23915 |  |  |  | 7535 | 0.13984 | 1610 | 4250 |  | 0.43322 | 4250 | 74.5%
17 | 100 | 6725 | 4250 | 2026.66 | 6.03 | 1.9586 |  | 2026.66 |  | 1594.04 | 400 | 13.98% | 2485.1313 | 0.17797 |  |  |  | 7935 | 0.094178 | 1610 | 3302.47 |  | 0.43322 | 4250 | 0.74497
18 | 400 | 7125 | 4250 | 1594.04 | 8.7482 | 1.9586 |  | 1594.04 |  | 1662.43 | 25 | 9.418% | 2541.553 | 0.17452 |  |  |  | 7960 | 0.091324 | 2410 | 3302.47 |  | 0.41039 | 4250 | 74.5%
19 | 700 | 7825 | 4250 | 2410.92 | 7.0864 | 1.9586 |  | 2410.92 |  | 2026.66 | 100 | 9.132% | 2832.937 | 0.15957 |  |  |  | 8060 | 0.079909 | 2410 | 377.55 |  | 0.41039 | 4250 | 0.74497
20 | 935 | 8760 | 4250 | 562.9 | 4.2613 | 1.9586 |  | 562.9 | max cap | 2410.92 | 700 | 7.991% | 3101.919 | 0.14687 |  |  |  | 8760 | 0 | 3672 | 377.55 |  | 0.37614 | 4250 | 74.5%
[12 empty] | Wgtd avg MW | 354.1003 | [6 empty] | 3672 | 4250 |  | 0.37614 | 4250 | 0.74497
|  | Base Capacity |  | 4250 | [15 empty] | 3697 | 4250 |  | 0.33048 | 4250 | 74.5%
[7 empty] | Total | Total |  |  |  | % year at | GWh with | Capacity | [5 empty] | 3697 | 4250 |  | 0.33048 | 4250.0001 | 0.74497
Total capacity factor crossover point | [5 empty] | Blocks | Flow | Capacity+ |  | Total MW in Order | hours in block | MW or higher | Increasing MW | factor |  |  |  | Cum Hours | Frac Year | 3897 | 4250 |  | 0.2734 | 4250.0001 | 74.5%
| point | MW | CF | GWh | Hours | 1 | 4862.02 | 4862.02 |  | 377.55 | 1262 | 100% | 3307.338 | 100% |  |  |  | 1262 | 0.85594 | 3897 | 3989.56 |  | 0.2734 | 4250.0001 | 0.74497
Before | 20 | 6660.92 | 0.52849 | 30837.0204 |  | 2 | 4250 | 4250 |  | 1310.25 | 1203 | 85.59% | 10300.7226 | 89.74% |  |  |  | 2465 | 0.71861 | 4497 | 3989.56 |  | 0.27055 | 4250.0001 | 74.5%
After | 21 | 0 | 0 |  | 0 | 3 | 4250 | 4250 |  | 3302.47 | 800 | 71.86% | 22841.7475 | 78.96% |  |  |  | 3265 | 0.62728 | 4497 | 4075.49 |  | 0.27055 | 4250.0001 | 0.74497
Target Total Capacity |  | 6660.92 | 40% |  |  | 4 | 4250 | 4250 |  | 3989.56 | 600 | 62.73% | 26617.307 | 76.16% |  |  |  | 3865 | 0.55879 | 5397 | 4075.49 |  | 0.24772 | 4250.0001 | 68.68%
Less Baseload Capacity |  | 4250 |  |  |  | 5 | 4250 | 4250 |  | 4075.49 | 900 | 55.88% | 27037.9344 | 75.73% |  |  |  | 4765 | 0.45605 | 5397 | 1310.25 |  | 0.24772 | 4812.9 | 0.68681
Ruthven Criteria 1 |  | 2410.92 |  |  |  | 6 | 4250 | 4250 |  | 4250 | 25 | 45.61% | 27735.1019 | 74.5% |  |  |  | 4790 | 0.4532 | 6600 | 1310.25 |  | 0.14098 | 4812.9 | 68.13%
[6 empty] | 7 | 4250 | 4250 |  | 4250 | 75 | 45.32% | 27735.1019 | 74.5% |  |  |  | 4865 | 0.44463 | 6600 | 5912.43 |  | 0.14098 | 4862.02 | 0.6813
[6 empty] | 8 | 4250 | 4250.0001 |  | 4250 | 100 | 44.46% | 27735.1019 | 74.5% |  |  |  | 4965 | 0.43322 | 6625 | 5912.43 |  | 0.13984 | 4862.02 | 59.03%
Overload capacity factor crossover point | [5 empty] | 9 | 3302.47 | 3302.47 |  | 4250 | 200 | 43.32% | 27735.102 | 74.5% |  |  |  | 5165 | 0.41039 | 6625 | 6276.66 |  | 0.13984 | 5844.04 | 0.59031
| point | MW | CF | GWh | Hours | 10 | 377.55 | 377.55 |  | 4250 | 300 | 41.04% | 27735.102 | 74.5% |  |  |  | 5465 | 0.37614 | 6725 | 6276.66 |  | 0.094178 | 5844.04 | 58.46%
Before | 14 | 0.00013 | 0.75733 | 0.00086245 |  | 11 | 4250 | 4250.0001 |  | 4250 | 400 | 37.61% | 27735.102 | 74.5% |  |  |  | 5865 | 0.33048 | 6725 | 5844.04 |  | 0.094178 | 5912.43 | 0.58457
After | 15 | 562.9 | 0.24772 |  | 2170 | 12 | 4250 | 4250.0001 |  | 4250.0001 | 500 | 33.05% | 27735.1021 | 74.5% |  |  |  | 6365 | 0.2734 | 7125 | 5844.04 |  | 0.091324 | 5912.43 | 55.59%
Hadley/Ruthven Criteria 2 |  | 0.00064771 | 35% |  |  | 13 | 3989.56 | 3989.56 |  | 4250.0001 | 25 | 27.34% | 27735.1021 | 74.5% |  |  |  | 6390 | 0.27055 | 7125 | 6660.92 |  | 0.091324 | 6276.66 | 0.55595
[6 empty] | 14 | 4075.49 | 4075.49 |  | 4250.0001 | 200 | 27.05% | 27735.1021 | 74.5% |  |  |  | 6590 | 0.24772 | 7825 | 6660.92 |  | 0.079909 | 6276.66 | 52.85%
Overload Capacity factor crossover point with sliding scale | [5 empty] | 15 | 1310.25 | 1310.25 |  | 4812.9 | 935 | 24.77% | 28956.5949 | 68.68% |  |  |  | 7525 | 0.14098 | 7825 | 4812.9 |  | 0.079909 | 6660.92 | 0.52849
BAU Avg Shadow price | 4.4722 |  | Target Cap Factor |  | 0% | 16 | 5912.43 | 5912.43 |  | 4862.02 | 10 | 14.1% | 29017.2581 | 68.13% |  |  |  | 7535 | 0.13984 | 8760 | 4812.9 |  | 0 | 6660.92 | 0
| point | MW | CF | GWh | Hours | 17 | 6276.66 | 6276.66 |  | 5844.04 | 400 | 13.98% | 30220.2326 | 59.03% |  |  |  | 7935 | 0.094178
Before | 20 | 2410.92 | 0.14687 | 3101.919 |  | 18 | 5844.04 | 5844.04 |  | 5912.43 | 25 | 9.418% | 30276.6544 | 58.46% |  |  |  | 7960 | 0.091324
After | 21 | 0 | 0 |  | 0 | 19 | 6660.92 | 6660.92 |  | 6276.66 | 100 | 9.132% | 30568.0384 | 55.59% |  |  |  | 8060 | 0.079909
Pradip Chattopadhyay |  | #DIV/0! |  |  |  | 20 | 4812.9 | 4812.9 |  | 6660.92 | 700 | 7.991% | 30837.0204 | 52.85% |  |  |  | 8760 | 0
[12 empty] | Wgtd avg MW | 3520.2078
[12 empty] | Ratio to Base Cap | 0.82828
[12 empty] | (Johnson) OL Line to give Avg CF = 75% | 0
Year | 2035 | [9 empty] | Flow Duration Curve Calculation
|  |  | Baseload | Overload | BAU Shadow | OL25 Shadow |  |  |  | Overload |  | % year at | GWh if Line at this Capacity | [6 empty] | For Block Graph |  |  | For LDC Graph
Blocks | Hours | Cum hours | Flow | Capacity | Price | Price |  | Capacity+ |  | MW in Order of Size |  | MW or higher |  | Capacity factor |  |  |  | Cum Hours | Frac Year |  | 2035 |  |  | 2035 | Cap fact
1 | 10 | 10 | 3863.21 | 0 | 0 | 0 |  | 0 | min Cap | 0 | 10 | 100% | 0 | 1 |  |  |  | 10 | 0.99886 | 0 | 3863.21 |  | 1 | 0 | 100%
2 | 25 | 35 | 3055.08 | 0 | 0 | 0 |  | 1e-05 |  | 1e-05 | 25 | 99.89% | 8.75e-05 | 0.99886 |  |  |  | 35 | 0.996 | 10 | 3863.21 |  | 0.85594 | 0 | 85.59%
3 | 75 | 110 | 3595.38 | 0 | 0 | 0 |  | 2e-05 |  | 2e-05 | 75 | 99.6% | 0.00017475 | 0.99743 |  |  |  | 110 | 0.98744 | 10 | 3055.08 |  | 0.85594 | 956.64 | 0.85594
4 | 100 | 210 | 4250 | 0 | 0 | 0.41545 |  | 3e-05 |  | 3e-05 | 100 | 98.74% | 0.00026125 | 0.9941 |  |  |  | 210 | 0.97603 | 35 | 3055.08 |  | 0.71861 | 956.64 | 77.79%
5 | 200 | 410 | 4250 | 0 | 0 | 2.0416 |  | 4e-05 |  | 4e-05 | 200 | 97.6% | 0.00034675 | 0.98958 |  |  |  | 410 | 0.9532 | 35 | 3595.38 |  | 0.71861 | 2216 | 0.77789
6 | 300 | 710 | 4250 | 0 | 0 | 3.5254 |  | 5e-05 |  | 5e-05 | 300 | 95.32% | 0.00043025 | 0.98231 |  |  |  | 710 | 0.91895 | 110 | 3595.38 |  | 0.62728 | 2216 | 73.84%
7 | 400 | 1110 | 4250 | 0 | 0 | 3.5254 |  | 6e-05 |  | 6e-05 | 400 | 91.89% | 0.00051075 | 0.97175 |  |  |  | 1110 | 0.87329 | 110 | 4250 |  | 0.62728 | 3003.83 | 0.73839
8 | 500 | 1610 | 3438.59 | 0 | 0 | 0 |  | 7e-05 |  | 7e-05 | 500 | 87.33% | 0.00058725 | 0.95768 |  |  |  | 1610 | 0.81621 | 210 | 4250 |  | 0.55879 | 3003.83 | 73.54%
9 | 800 | 2410 | 2216 | 0 | 0 | 0 |  | 8e-05 |  | 8e-05 | 800 | 81.62% | 0.00065875 | 0.94 |  |  |  | 2410 | 0.72489 | 210 | 4250 |  | 0.55879 | 3055.08 | 0.73538
10 | 1262 | 3672 | 0 | 0 | 0 | 0 |  | 9e-05 |  | 9e-05 | 1262 | 72.49% | 0.00072225 | 0.9161 |  |  |  | 3672 | 0.58082 | 410 | 4250 |  | 0.55594 | 3055.08 | 72.5%
11 | 25 | 3697 | 4250 | 0 | 0 | 4.4512 |  | 0.0001 |  | 0.0001 | 25 | 58.08% | 0.00077313 | 0.88257 |  |  |  | 3697 | 0.57797 | 410 | 4250 |  | 0.55594 | 3242.73 | 0.72499
12 | 200 | 3897 | 3465.67 | 0 | 0 | 0 |  | 0.00011 |  | 0.00011 | 200 | 57.8% | 0.00082376 | 0.85488 |  |  |  | 3897 | 0.55514 | 710 | 4250 |  | 0.4532 | 3242.73 | 72.25%
13 | 600 | 4497 | 3003.83 | 0 | 0 | 0 |  | 0.00012 |  | 0.00012 | 600 | 55.51% | 0.00087239 | 0.8299 |  |  |  | 4497 | 0.48664 | 710 | 4250 |  | 0.4532 | 3273.29 | 0.72246
14 | 900 | 5397 | 3242.73 | 0 | 0 | 0 |  | 0.00013 |  | 0.00013 | 900 | 48.66% | 0.00091502 | 0.80349 |  |  |  | 5397 | 0.3839 | 1110 | 4250 |  | 0.34646 | 3273.29 | 70.44%
15 | 1203 | 6600 | 956.64 | 0 | 0 | 0 |  | 0.00014 |  | 0.00014 | 1203 | 38.39% | 0.00094865 | 0.77352 |  |  |  | 6600 | 0.24658 | 1110 | 3438.59 |  | 0.34646 | 3438.59 | 0.70438
16 | 25 | 6625 | 4250 | 0 | 0 | 3.5254 |  | 0.00015 |  | 0.00015 | 25 | 24.66% | 0.00097025 | 0.73839 |  |  |  | 6625 | 0.24372 | 1610 | 3438.59 |  | 0.28938 | 3438.59 | 70.11%
17 | 100 | 6725 | 4250 | 0 | 0 | 1.8636 |  | 0.00016 |  | 0.00016 | 100 | 24.37% | 0.0009916 | 0.70748 |  |  |  | 6725 | 0.23231 | 1610 | 2216 |  | 0.28938 | 3465.67 | 0.70114
18 | 400 | 7125 | 4250 | 0 | 0 | 2.006 |  | 0.00017 |  | 0.00017 | 400 | 23.23% | 0.001012 | 0.67953 |  |  |  | 7125 | 0.18664 | 2410 | 2216 |  | 0.26655 | 3465.67 | 68.55%
19 | 700 | 7825 | 3932.28 | 0 | 0 | 0 |  | 0.00018 |  | 0.00018 | 700 | 18.66% | 0.0010283 | 0.65214 |  |  |  | 7825 | 0.10674 | 2410 | 0 |  | 0.26655 | 3595.38 | 0.68546
20 | 935 | 8760 | 3273.29 | 0 | 0 | 0 |  | 0.00019 | max cap | 0.00019 | 935 | 10.67% | 0.0010377 | 0.62344 |  |  |  | 8760 | 0 | 3672 | 0 |  | 0.25799 | 3595.38 | 65.58%
[12 empty] | Wgtd avg MW | 0.00011845 | [6 empty] | 3672 | 4250 |  | 0.25799 | 3863.21 | 0.65582
[20 empty] | 3697 | 4250 |  | 0.25685 | 3863.21 | 64.88%
[7 empty] | Total | Total |  | Total MW |  | % year at | GWh with | Capacity | [5 empty] | 3697 | 3465.67 |  | 0.25685 | 3932.28 | 0.64882
Total capacity factor crossover point | [5 empty] | Blocks | Flow | Capacity+ |  | in Order | hours in block | MW or higher | Increasing MW | factor |  |  |  | Cum Hours | Frac Year | 3897 | 3465.67 |  | 0.17694 | 3932.28 | 61.35%
| point | MW | CF | GWh | Hours | 1 | 3863.21 | 3863.21 |  | 0 | 1262 | 100% | 0 | 100% |  |  |  | 1262 | 0.85594 | 3897 | 3003.83 |  | 0.17694 | 4250 | 0.61354
Before | 20 | 4250.0001 | 0.61354 | 22842.1067 |  | 2 | 3055.08 | 3055.08 |  | 956.64 | 1203 | 85.59% | 7172.8867 | 85.59% |  |  |  | 2465 | 0.71861 | 4497 | 3003.83 |  | 0.16553 | 4250 | 61.35%
After | 21 | 0 | 0 |  | 0 | 3 | 3595.38 | 3595.38 |  | 2216 | 800 | 71.86% | 15100.5579 | 77.79% |  |  |  | 3265 | 0.62728 | 4497 | 3242.73 |  | 0.16553 | 4250 | 0.61354
Target Total Capacity |  | 4250.0001 | 40% |  |  | 4 | 4250 | 4250 |  | 3003.83 | 600 | 62.73% | 19429.6838 | 73.84% |  |  |  | 3865 | 0.55879 | 5397 | 3242.73 |  | 0.14269 | 4250 | 61.35%
Less Baseload Capacity |  | 4250 |  |  |  | 5 | 4250 | 4250 |  | 3055.08 | 25 | 55.88% | 19680.5525 | 73.54% |  |  |  | 3890 | 0.55594 | 5397 | 956.64 |  | 0.14269 | 4250 | 0.61354
Ruthven Criteria 1 |  | 7e-05 |  |  |  | 6 | 4250 | 4250 |  | 3242.73 | 900 | 55.59% | 20594.408 | 72.5% |  |  |  | 4790 | 0.4532 | 6600 | 956.64 |  | 0.10845 | 4250 | 61.35%
[6 empty] | 7 | 4250 | 4250 |  | 3273.29 | 935 | 45.32% | 20715.7312 | 72.25% |  |  |  | 5725 | 0.34646 | 6600 | 4250 |  | 0.10845 | 4250 | 0.61354
[6 empty] | 8 | 3438.59 | 3438.59 |  | 3438.59 | 500 | 34.65% | 21217.4167 | 70.44% |  |  |  | 6225 | 0.28938 | 6625 | 4250 |  | 0.062785 | 4250 | 61.35%
Overload capacity factor crossover point | [5 empty] | 9 | 2216 | 2216 |  | 3465.67 | 200 | 28.94% | 21286.0645 | 70.11% |  |  |  | 6425 | 0.26655 | 6625 | 4250 |  | 0.062785 | 4250 | 0.61354
| point | MW | CF | GWh | Hours | 10 | 0 | 0 |  | 3595.38 | 75 | 26.66% | 21588.9374 | 68.55% |  |  |  | 6500 | 0.25799 | 6725 | 4250 |  | 0.059932 | 4250 | 61.35%
Before | 20 | 0.00019 | 0.62344 | 0.0010377 |  | 11 | 4250 | 4250 |  | 3863.21 | 10 | 25.8% | 22194.2332 | 65.58% |  |  |  | 6510 | 0.25685 | 6725 | 4250 |  | 0.059932 | 4250 | 0.61354
After | 21 | 0 | 0 |  | 0 | 12 | 3465.67 | 3465.67 |  | 3932.28 | 700 | 25.68% | 22349.6407 | 64.88% |  |  |  | 7210 | 0.17694 | 7125 | 4250 |  | 0.057078 | 4250 | 61.35%
Hadley/Ruthven Criteria 2 |  | 0.00019 | 35% |  |  | 13 | 3003.83 | 3003.83 |  | 4250 | 100 | 17.69% | 22842.1067 | 61.35% |  |  |  | 7310 | 0.16553 | 7125 | 3932.28 |  | 0.057078 | 4250.0001 | 0.61354
[6 empty] | 14 | 3242.73 | 3242.73 |  | 4250 | 200 | 16.55% | 22842.1067 | 61.35% |  |  |  | 7510 | 0.14269 | 7825 | 3932.28 |  | 0.045662 | 4250.0001 | 61.35%
Overload Capacity factor crossover point with sliding scale | [5 empty] | 15 | 956.64 | 956.64 |  | 4250 | 300 | 14.27% | 22842.1067 | 61.35% |  |  |  | 7810 | 0.10845 | 7825 | 3273.29 |  | 0.045662 | 4250.0001 | 0.61354
BAU Avg Shadow price | 0 |  | Target Cap Factor |  | 100% | 16 | 4250 | 4250 |  | 4250 | 400 | 10.84% | 22842.1067 | 61.35% |  |  |  | 8210 | 0.062785 | 8760 | 3273.29 |  | 0 | 4250.0001 | 0
| point | MW | CF | GWh | Hours | 17 | 4250 | 4250.0001 |  | 4250 | 25 | 6.279% | 22842.1067 | 61.35% |  |  |  | 8235 | 0.059932
Before | 1 | 0 | 1 | 0 |  | 18 | 4250 | 4250.0001 |  | 4250 | 25 | 5.993% | 22842.1067 | 61.35% |  |  |  | 8260 | 0.057078
After | 2 | 1e-05 | 0.99886 |  | 8750 | 19 | 3932.28 | 3932.28 |  | 4250.0001 | 100 | 5.708% | 22842.1067 | 61.35% |  |  |  | 8360 | 0.045662
Pradip Chattopadhyay |  | 0 |  |  |  | 20 | 3273.29 | 3273.29 |  | 4250.0001 | 400 | 4.566% | 22842.1067 | 61.35% |  |  |  | 8760 | 0
[12 empty] | Wgtd avg MW | 2607.5464
[12 empty] | Ratio to Base Cap | 0.61354
[12 empty] | (Johnson) OL Line to give Avg CF = 75% | 0
Year | All Years | [8 empty] | Flow Duration Curve Calculation
|  |  | Baseload | Overload | Total | BAU Shadow | OL25 Shadow | Total | Total | Hours |  | % year at | GWh with | Capacity |  | Overload | Overload MW | Hours |  | GWh in | Capacity |  | For Flow Duration Graph
Blocks | Hours | Cum hours | Flow | Capacity | Capacity | Price | Price | Capacity+ | MW in Order of Size | in Block | Cum Hours | MW or higher | Increasing MW | Factor |  | Capacity+ | by Size | in block | Cum Hours | Increasing MW | Factor |  | Frac Year |  | All Years
1 | 10 | 10 | 4250 | 2175.33 | 6425.33 | 210.4551 | 1.187 | 6425.33 | 0 | 1262 | 1262 | 100% | 0 | 100% |  | 2175.33 | 0 | 300 | 300 | 0 | 100% |  | 0.96398 | 1 | 0 | 2104.551 | 10
2 | 25 | 35 | 4250 | 1156.93 | 5406.93 | 26.482 | 1.187 | 5406.93 | 377.55 | 1262 | 2524 | 96.4% | 12752.8839 | 96.4% |  | 1156.93 | 1e-05 | 400 | 700 | 0.0003474 | 99.14% |  | 0.92797 | 0.96398 | 0 | 662.0493 | 25
3 | 75 | 110 | 4250 | 14.27 | 4264.27 | 4.7955 | 1.187 | 4264.27 | 767.31 | 1262 | 3786 | 92.8% | 25426.3201 | 94.57% |  | 14.27 | 2e-05 | 500 | 1200 | 0.0006908 | 98.57% |  | 0.89195 | 0.96398 | 377.55 | 359.661 | 75
4 | 100 | 210 | 4250 | 397.25 | 4647.25 | 6.7659 | 1.187 | 4647.25 | 956.64 | 1203 | 4989 | 89.2% | 31343.6399 | 93.51% |  | 397.25 | 3e-05 | 800 | 2000 | 0.0010292 | 97.91% |  | 0.85762 | 0.92797 | 377.55 | 676.59 | 100
5 | 200 | 410 | 4250 | 776.52 | 5026.52 | 3.1099 | 1.187 | 5026.52 | 1217.22 | 1262 | 6251 | 85.76% | 39174.3295 | 91.85% |  | 776.52 | 4e-05 | 1262 | 3262 | 0.0013596 | 97% |  | 0.8216 | 0.92797 | 767.31 | 621.988 | 200
6 | 300 | 710 | 4250 | 0 | 4250 | 6.6116 | 0.17805 | 4250 | 1310.25 | 1203 | 7454 | 82.16% | 41852.5701 | 91.16% |  | 0 | 5e-05 | 200 | 3462 | 0.0016774 | 95.74% |  | 0.78727 | 0.89195 | 767.31 | 1983.477 | 300
7 | 400 | 1110 | 4250 | 0 | 4250 | 5.389 | 0.17805 | 4250 | 1960.33 | 1203 | 8657 | 78.73% | 59785.677 | 87.04% |  | 1e-05 | 6e-05 | 600 | 4062 | 0.0019932 | 94.8% |  | 0.75294 | 0.89195 | 956.64 | 2155.592 | 400
8 | 500 | 1610 | 3667.06 | 0 | 3667.06 | 0 | 0 | 3667.06 | 2118.38 | 1203 | 9860 | 75.29% | 63955.5102 | 86.16% |  | 2e-05 | 7e-05 | 900 | 4962 | 0.0023029 | 93.89% |  | 0.71861 | 0.85762 | 956.64 | 0
9 | 800 | 2410 | 3483.38 | 0 | 3483.38 | 0 | 0 | 3483.38 | 2216 | 800 | 10660 | 71.86% | 66413.5818 | 85.53% |  | 3e-05 | 8e-05 | 1203 | 6165 | 0.0026037 | 92.88% |  | 0.69578 | 0.85762 | 1217.22 | 0
10 | 1262 | 3672 | 1217.22 | 0 | 1217.22 | 0 | 0 | 1217.22 | 2442.7 | 400 | 11060 | 69.58% | 71940.5278 | 84.05% |  | 4e-05 | 9e-05 | 75 | 6240 | 0.0028925 | 91.72% |  | 0.68436 | 0.8216 | 1217.22 | 0
11 | 25 | 3697 | 4250 | 150.78 | 4400.78 | 6.1724 | 1.187 | 4400.78 | 3003.83 | 600 | 11660 | 68.44% | 85396.4252 | 81.13% |  | 150.78 | 0.0001 | 100 | 6340 | 0.0031805 | 90.77% |  | 0.66724 | 0.8216 | 1310.25 | 154.31 | 25
12 | 200 | 3897 | 4025.22 | 0 | 4025.22 | 0.02374 | 0 | 4025.22 | 3055.08 | 25 | 11685 | 66.72% | 86594.6502 | 80.89% |  | 5e-05 | 0.00011 | 200 | 6540 | 0.0034675 | 89.96% |  | 0.66652 | 0.78727 | 1310.25 | 4.748 | 200
13 | 600 | 4497 | 4250 | 0 | 4250 | 1.4007 | 0.66472 | 4250 | 3100.88 | 800 | 12485 | 66.65% | 87664.3092 | 80.68% |  | 6e-05 | 0.00012 | 300 | 6840 | 0.0037525 | 89.24% |  | 0.64369 | 0.78727 | 1960.33 | 840.396 | 600
14 | 900 | 5397 | 4250 | 0 | 4250 | 1.4007 | 0.05935 | 4250 | 3203.56 | 300 | 12785 | 64.37% | 89980.2566 | 80.16% |  | 7e-05 | 0.00013 | 400 | 7240 | 0.0040345 | 88.57% |  | 0.63513 | 0.75294 | 1960.33 | 1260.594 | 900
15 | 1203 | 6600 | 2118.38 | 0 | 2118.38 | 0 | 0 | 2118.38 | 3242.73 | 900 | 13685 | 63.51% | 90851.9849 | 79.96% |  | 8e-05 | 0.00014 | 500 | 7740 | 0.0043125 | 87.91% |  | 0.60945 | 0.75294 | 2118.38 | 0
16 | 25 | 6625 | 4250 | 2574.6 | 6824.6 | 12.6772 | 1.187 | 6824.6 | 3273.29 | 935 | 14620 | 60.94% | 91504.5937 | 79.78% |  | 2574.6 | 0.00015 | 800 | 8540 | 0.0045855 | 87.24% |  | 0.58276 | 0.71861 | 2118.38 | 316.929 | 25
17 | 100 | 6725 | 4250 | 2766.54 | 7016.54 | 8.8788 | 1.187 | 7016.54 | 3302.47 | 800 | 15420 | 58.28% | 92100.4493 | 79.59% |  | 2766.54 | 0.00016 | 1262 | 9802 | 0.0048505 | 86.52% |  | 0.55993 | 0.71861 | 2216 | 887.876 | 100
18 | 400 | 7125 | 4250 | 3039.56 | 7289.56 | 8.0835 | 1.187 | 7289.56 | 3438.59 | 500 | 15920 | 55.99% | 94771.1237 | 78.66% |  | 3039.56 | 0.00017 | 25 | 9827 | 0.0051028 | 85.66% |  | 0.54566 | 0.69578 | 2216 | 3233.388 | 400
19 | 700 | 7825 | 4250 | 2438.73 | 6688.73 | 7.4069 | 1.187 | 6688.73 | 3465.67 | 200 | 16120 | 54.57% | 95288.8933 | 78.47% |  | 2438.73 | 0.00018 | 200 | 10027 | 0.005355 | 84.9% |  | 0.53995 | 0.69578 | 2442.7 | 5184.816 | 700 | 2020
20 | 935 | 8760 | 4250 | 1334.95 | 5584.95 | 3.7747 | 1.187 | 5584.95 | 3483.38 | 800 | 16920 | 54% | 95623.9665 | 78.34% |  | 1334.95 | 0.00019 | 600 | 10627 | 0.0056051 | 84.19% |  | 0.51712 | 0.68436 | 2442.7 | 3529.3071 | 935 | 4.8001
21 | 10 | 8770 | 4250 | 1992.15 | 6242.15 | 21.0336 | 1.0564 | 6242.15 | 3595.38 | 75 | 16995 | 51.71% | 97653.4065 | 77.51% |  | 1992.15 | 0.0002 | 900 | 11527 | 0.0058492 | 83.47% |  | 0.51498 | 0.68436 | 3003.83 | 210.3364 | 10
22 | 25 | 8795 | 4250 | 1082.47 | 5332.47 | 13.9947 | 1.0564 | 5332.47 | 3643.53 | 500 | 17495 | 51.5% | 98522.2733 | 77.17% |  | 1082.47 | 0.00021 | 1203 | 12730 | 0.0060844 | 82.69% |  | 0.50071 | 0.66724 | 3003.83 | 349.8682 | 25
23 | 75 | 8870 | 4250 | 0 | 4250 | 3.4186 | 0.77155 | 4250 | 3667.06 | 500 | 17995 | 50.07% | 98935.1071 | 77% |  | 9e-05 | 0.00022 | 25 | 12755 | 0.0063075 | 81.82% |  | 0.48644 | 0.66724 | 3055.08 | 256.392 | 75
24 | 100 | 8970 | 4250 | 0 | 4250 | 4.9261 | 1.0327 | 4250 | 3863.21 | 10 | 18005 | 48.64% | 102278.4839 | 75.56% |  | 0.0001 | 0.00023 | 75 | 12830 | 0.0065303 | 81.03% |  | 0.48616 | 0.66652 | 3055.08 | 492.605 | 100
25 | 200 | 9170 | 4250 | 0 | 4250 | 1.0327 | 1.0327 | 4250.0001 | 3932.28 | 700 | 18705 | 48.62% | 103455.0913 | 75.08% |  | 0.00011 | 0.00024 | 100 | 12930 | 0.0067524 | 80.29% |  | 0.46618 | 0.66652 | 3100.88 | 206.538 | 200
26 | 300 | 9470 | 3203.56 | 0 | 3203.56 | 6.576 | 0 | 3203.56 | 3989.56 | 600 | 19305 | 46.62% | 104390.7601 | 74.67% |  | 0.00012 | 0.00025 | 200 | 13130 | 0.0069735 | 79.61% |  | 0.44906 | 0.64369 | 3100.88 | 1972.794 | 300
27 | 400 | 9870 | 2442.7 | 0 | 2442.7 | 6.8965 | 0 | 2442.7 | 4025.22 | 200 | 19505 | 44.91% | 104951.8702 | 74.41% |  | 0.00013 | 0.00026 | 300 | 13430 | 0.0071926 | 78.95% |  | 0.44335 | 0.64369 | 3203.56 | 2758.588 | 400
28 | 500 | 10370 | 3643.53 | 0 | 3643.53 | 0 | 0 | 3643.53 | 4075.49 | 900 | 20405 | 44.34% | 105732.8147 | 74.04% |  | 0.00014 | 0.00027 | 400 | 13830 | 0.0074087 | 78.31% |  | 0.41767 | 0.63513 | 3203.56 | 0
29 | 800 | 11170 | 3100.88 | 0 | 3100.88 | 0 | 0 | 3100.88 | 4155.33 | 900 | 21305 | 41.77% | 106901.2731 | 73.42% |  | 0.00015 | 0.00028 | 500 | 14330 | 0.0076208 | 77.67% |  | 0.39198 | 0.63513 | 3242.73 | 0
30 | 1262 | 12432 | 767.31 | 0 | 767.31 | 0 | 0 | 767.31 | 4250 | 300 | 21605 | 39.2% | 108201.5655 | 72.66% |  | 0.00016 | 0.00029 | 800 | 15130 | 0.0078279 | 77.03% |  | 0.38342 | 0.60945 | 3242.73 | 0
31 | 25 | 12457 | 4250 | 0 | 4250 | 13.8523 | 0.86651 | 4250.0001 | 4250 | 400 | 22005 | 38.34% | 108201.5656 | 72.66% |  | 0.00017 | 0.0003 | 1262 | 16392 | 0.008027 | 76.36% |  | 0.372 | 0.60945 | 3273.29 | 346.3073 | 25
32 | 200 | 12657 | 4250 | 0 | 4250 | 0.15431 | 0.05935 | 4250.0001 | 4250 | 600 | 22605 | 37.2% | 108201.5658 | 72.66% |  | 0.00018 | 0.00031 | 25 | 16417 | 0.0082135 | 75.61% |  | 0.35488 | 0.58276 | 3273.29 | 30.862 | 200
33 | 600 | 13257 | 4250 | 0 | 4250 | 0.53415 | 0.8309 | 4250.0001 | 4250 | 900 | 23505 | 35.49% | 108201.5659 | 72.66% |  | 0.00019 | 0.00032 | 200 | 16617 | 0.0083997 | 74.91% |  | 0.3292 | 0.58276 | 3302.47 | 320.49 | 600
34 | 900 | 14157 | 4155.33 | 0 | 4155.33 | 0.53415 | 0 | 4155.33 | 4250 | 75 | 23580 | 32.92% | 108201.566 | 72.66% |  | 0.0002 | 0.00033 | 600 | 17217 | 0.008584 | 74.24% |  | 0.32705 | 0.55993 | 3302.47 | 480.735 | 900
35 | 1203 | 15360 | 1960.33 | 0 | 1960.33 | 0 | 0 | 1960.33 | 4250 | 100 | 23680 | 32.71% | 108201.5661 | 72.66% |  | 0.00021 | 0.00034 | 900 | 18117 | 0.0087622 | 73.55% |  | 0.3242 | 0.55993 | 3438.59 | 0
36 | 25 | 15385 | 4250 | 1931.63 | 6181.63 | 7.0389 | 1.0564 | 6181.63 | 4250.0001 | 200 | 23880 | 32.42% | 108201.5662 | 72.66% |  | 1931.63 | 0.00035 | 1203 | 19320 | 0.0089314 | 72.83% |  | 0.31849 | 0.54566 | 3438.59 | 175.9727 | 25
37 | 100 | 15485 | 4250 | 2740.47 | 6990.47 | 9.7571 | 1.0564 | 6990.47 | 4250.0001 | 25 | 23905 | 31.85% | 108201.5664 | 72.66% |  | 2740.47 | 0.00036 | 10 | 19330 | 0.0090886 | 72.05% |  | 0.31778 | 0.54566 | 3465.67 | 975.714 | 100
38 | 400 | 15885 | 4250 | 3014.32 | 7264.32 | 9.7453 | 1.0564 | 7264.32 | 4250.0001 | 200 | 24105 | 31.78% | 108201.5665 | 72.66% |  | 3014.32 | 0.00037 | 25 | 19355 | 0.0092457 | 71.31% |  | 0.31207 | 0.53995 | 3465.67 | 3898.108 | 400
39 | 700 | 16585 | 4250 | 2411.28 | 6661.28 | 7.4188 | 1.0564 | 6661.28 | 4250.0001 | 600 | 24705 | 31.21% | 108201.5666 | 72.66% |  | 2411.28 | 0.00038 | 75 | 19430 | 0.0094026 | 70.62% |  | 0.29495 | 0.53995 | 3483.38 | 5193.125 | 700 | 2025
40 | 935 | 17520 | 4250 | 1213.79 | 5463.79 | 3.9052 | 1.0564 | 5463.79 | 4250.0001 | 25 | 24730 | 29.49% | 108201.5667 | 72.66% |  | 1213.79 | 0.00039 | 100 | 19530 | 0.0095587 | 69.95% |  | 0.29424 | 0.51712 | 3483.38 | 3651.3901 | 935 | 4.2682
41 | 10 | 17530 | 4250 | 612.02 | 4862.02 | 11.8106 | 1.9586 | 4862.02 | 4250.0001 | 75 | 24805 | 29.42% | 108201.5668 | 72.66% |  | 612.02 | 0.0004 | 200 | 19730 | 0.0097138 | 69.3% |  | 0.29209 | 0.51712 | 3595.38 | 118.1065 | 10
42 | 25 | 17555 | 4250 | 0 | 4250 | 5.9825 | 1.1989 | 4250.0001 | 4250.0001 | 100 | 24905 | 29.21% | 108201.5669 | 72.66% |  | 0.00022 | 0.00041 | 300 | 20030 | 0.0098669 | 68.68% |  | 0.28924 | 0.51498 | 3595.38 | 149.562 | 25
43 | 75 | 17630 | 4250 | 0 | 4250 | 5.84 | 1.1989 | 4250.0001 | 4250.0001 | 200 | 25105 | 28.92% | 108201.567 | 72.66% |  | 0.00023 | 0.00042 | 400 | 20430 | 0.010017 | 68.06% |  | 0.28353 | 0.51498 | 3643.53 | 438.003 | 75
44 | 100 | 17730 | 4250 | 0 | 4250 | 1.4481 | 0.36797 | 4250.0001 | 4250.0001 | 300 | 25405 | 28.35% | 108201.5671 | 72.66% |  | 0.00024 | 0.00043 | 500 | 20930 | 0.010163 | 67.45% |  | 0.27497 | 0.50071 | 3643.53 | 144.814 | 100
45 | 200 | 17930 | 4250 | 0 | 4250 | 2.1603 | 0.36797 | 4250.0001 | 4250.0001 | 400 | 25805 | 27.5% | 108201.5672 | 72.66% |  | 0.00025 | 0.00044 | 800 | 21730 | 0.010304 | 66.83% |  | 0.26356 | 0.50071 | 3667.06 | 432.068 | 200
46 | 300 | 18230 | 4250 | 0 | 4250 | 3.7984 | 0.36797 | 4250.0001 | 4250.0002 | 500 | 26305 | 26.36% | 108201.5673 | 72.66% |  | 0.00026 | 0.00045 | 1262 | 22992 | 0.010437 | 66.19% |  | 0.24929 | 0.48644 | 3667.06 | 1139.52 | 300
47 | 400 | 18630 | 4250 | 0 | 4250 | 3.9883 | 0.36797 | 4250.0001 | 4250.0002 | 25 | 26330 | 24.93% | 108201.5674 | 72.66% |  | 0.00027 | 0.00046 | 25 | 23017 | 0.010558 | 65.5% |  | 0.24857 | 0.48644 | 3863.21 | 1595.328 | 400
48 | 500 | 19130 | 4250 | 0 | 4250 | 0 | 0.36797 | 4250.0002 | 4250.0002 | 200 | 26530 | 24.86% | 108201.5674 | 72.66% |  | 0.00028 | 0.00047 | 200 | 23217 | 0.010678 | 64.84% |  | 0.24287 | 0.48616 | 3863.21 | 0
49 | 800 | 19930 | 3302.47 | 0 | 3302.47 | 0 | 0 | 3302.47 | 4250.0002 | 100 | 26630 | 24.29% | 108201.5675 | 72.66% |  | 0.00029 | 0.00048 | 600 | 23817 | 0.010796 | 64.19% |  | 0.24001 | 0.48616 | 3932.28 | 0
50 | 1262 | 21192 | 377.55 | 0 | 377.55 | 0 | 0 | 377.55 | 4250.0002 | 200 | 26830 | 24% | 108201.5676 | 72.66% |  | 0.0003 | 0.00049 | 900 | 24717 | 0.010908 | 63.53% |  | 0.2343 | 0.46618 | 3932.28 | 0
51 | 25 | 21217 | 4250 | 0 | 4250 | 7.8817 | 0.01187 | 4250.0002 | 4250.0002 | 300 | 27130 | 23.43% | 108201.5677 | 72.66% |  | 0.00031 | 0.0005 | 1203 | 25920 | 0.011012 | 62.85% |  | 0.22574 | 0.46618 | 3989.56 | 197.042 | 25
52 | 200 | 21417 | 4250 | 0 | 4250 | 0 | 0.01187 | 4250.0002 | 4250.0002 | 400 | 27530 | 22.57% | 108201.5678 | 72.66% |  | 0.00032 | 0.00051 | 25 | 25945 | 0.011103 | 62.13% |  | 0.21433 | 0.44906 | 3989.56 | 0
53 | 600 | 22017 | 3989.56 | 0 | 3989.56 | 0.01187 | 0 | 3989.56 | 4250.0002 | 25 | 27555 | 21.43% | 108201.5679 | 72.66% |  | 0.00033 | 0.00052 | 100 | 26045 | 0.011194 | 61.43% |  | 0.21361 | 0.44906 | 4025.22 | 7.122 | 600
54 | 900 | 22917 | 4075.49 | 0 | 4075.49 | 0 | 0 | 4075.49 | 4250.0002 | 25 | 27580 | 21.36% | 108201.5679 | 72.66% |  | 0.00034 | 0.00053 | 400 | 26445 | 0.011284 | 60.76% |  | 0.2129 | 0.44335 | 4025.22 | 0
55 | 1203 | 24120 | 1310.25 | 0 | 1310.25 | 0 | 0 | 1310.25 | 4250.0003 | 100 | 27680 | 21.29% | 108201.568 | 72.66% |  | 0.00035 | 0.00054 | 700 | 27145 | 0.01137 | 60.09% |  | 0.21005 | 0.44335 | 4075.49 | 0
56 | 25 | 24145 | 4250 | 1662.43 | 5912.43 | 6.03 | 1.9586 | 5912.43 | 4250.0003 | 400 | 28080 | 21% | 108201.5681 | 72.66% |  | 1662.43 | 0.00055 | 935 | 28080 | 0.011449 | 59.41% |  | 0.19863 | 0.41767 | 4075.49 | 150.749 | 25
57 | 100 | 24245 | 4250 | 2026.66 | 6276.66 | 6.03 | 1.9586 | 6276.66 | 4264.27 | 75 | 28155 | 19.86% | 108300.8855 | 72.48% |  | 2026.66 | 14.27 | 75 | 28155 | 99.3268 | 19.86% |  | 0.19649 | 0.41767 | 4155.33 | 602.996 | 100
58 | 400 | 24645 | 4250 | 1594.04 | 5844.04 | 8.7482 | 1.9586 | 5844.04 | 4400.78 | 25 | 28180 | 19.65% | 109240.7568 | 70.84% |  | 1594.04 | 150.78 | 25 | 28180 | 1039.1982 | 19.67% |  | 0.19578 | 0.39198 | 4155.33 | 3499.276 | 400
59 | 700 | 25345 | 4250 | 2410.92 | 6660.92 | 7.0864 | 1.9586 | 6660.92 | 4647.25 | 100 | 28280 | 19.58% | 110931.541 | 68.12% |  | 2410.92 | 397.25 | 100 | 28280 | 2729.9824 | 19.61% |  | 0.19292 | 0.39198 | 4250 | 4960.473 | 700 | 2030
60 | 935 | 26280 | 4250 | 562.9 | 4812.9 | 4.2613 | 1.9586 | 4812.9 | 4812.9 | 935 | 29215 | 19.29% | 112051.335 | 66.44% |  | 562.9 | 562.9 | 935 | 29215 | 3849.7764 | 19.52% |  | 0.16624 | 0.38342 | 4250 | 3984.3436 | 935 | 4.4722
61 | 10 | 26290 | 3863.21 | 0 | 3863.21 | 0 | 0 | 3863.21 | 4862.02 | 10 | 29225 | 16.62% | 112337.459 | 65.94% |  | 0.00036 | 612.02 | 10 | 29225 | 4135.9004 | 19.29% |  | 0.16595 | 0.38342 | 4250 | 0
62 | 25 | 26315 | 3055.08 | 0 | 3055.08 | 0 | 0 | 3055.08 | 5026.52 | 200 | 29425 | 16.6% | 113294.0265 | 64.32% |  | 0.00037 | 776.52 | 200 | 29425 | 5092.4679 | 18.72% |  | 0.16025 | 0.372 | 4250 | 0
63 | 75 | 26390 | 3595.38 | 0 | 3595.38 | 0 | 0 | 3595.38 | 5332.47 | 25 | 29450 | 16.02% | 115011.9358 | 61.55% |  | 0.00038 | 1082.47 | 25 | 29450 | 6810.3771 | 17.96% |  | 0.15953 | 0.372 | 4250 | 0
64 | 100 | 26490 | 4250 | 0 | 4250 | 0 | 0.41545 | 4250.0002 | 5406.93 | 25 | 29475 | 15.95% | 115428.1672 | 60.93% |  | 0.00039 | 1156.93 | 25 | 29475 | 7226.6085 | 17.83% |  | 0.15882 | 0.35488 | 4250 | 0
65 | 200 | 26690 | 4250 | 0 | 4250 | 0 | 2.0416 | 4250.0002 | 5463.79 | 935 | 30410 | 15.88% | 115744.5931 | 60.46% |  | 0.0004 | 1213.79 | 935 | 30410 | 7543.0344 | 17.74% |  | 0.13213 | 0.35488 | 4250 | 0
66 | 300 | 26990 | 4250 | 0 | 4250 | 0 | 3.5254 | 4250.0002 | 5584.95 | 935 | 31345 | 13.21% | 116305.5639 | 59.43% |  | 0.00041 | 1334.95 | 935 | 31345 | 8104.0052 | 17.32% |  | 0.10545 | 0.3292 | 4250 | 0
67 | 400 | 27390 | 4250 | 0 | 4250 | 0 | 3.5254 | 4250.0002 | 5844.04 | 400 | 31745 | 10.55% | 117262.9014 | 57.26% |  | 0.00042 | 1594.04 | 400 | 31745 | 9061.3428 | 16.22% |  | 0.094035 | 0.3292 | 4250 | 0
68 | 500 | 27890 | 3438.59 | 0 | 3438.59 | 0 | 0 | 3438.59 | 5912.43 | 25 | 31770 | 9.404% | 117488.2465 | 56.71% |  | 0.00043 | 1662.43 | 25 | 31770 | 9286.6878 | 15.94% |  | 0.093322 | 0.32705 | 4250 | 0
69 | 800 | 28690 | 2216 | 0 | 2216 | 0 | 0 | 2216 | 6181.63 | 25 | 31795 | 9.332% | 118368.5305 | 54.65% |  | 0.00044 | 1931.63 | 25 | 31795 | 10166.9718 | 15.02% |  | 0.092608 | 0.32705 | 4250 | 0
70 | 1262 | 29952 | 0 | 0 | 0 | 0 | 0 | 0 | 6242.15 | 10 | 31805 | 9.261% | 118564.9179 | 54.21% |  | 0.00045 | 1992.15 | 10 | 31805 | 10363.3592 | 14.85% |  | 0.092323 | 0.3242 | 4250 | 0
71 | 25 | 29977 | 4250 | 0 | 4250 | 0 | 4.4512 | 4250.0002 | 6276.66 | 100 | 31905 | 9.232% | 118676.5577 | 53.96% |  | 0.00046 | 2026.66 | 100 | 31905 | 10474.9991 | 14.75% |  | 0.089469 | 0.3242 | 4250.0001 | 0
72 | 200 | 30177 | 3465.67 | 0 | 3465.67 | 0 | 0 | 3465.67 | 6425.33 | 10 | 31915 | 8.947% | 119142.6382 | 52.92% |  | 0.00047 | 2175.33 | 10 | 31915 | 10941.0795 | 14.35% |  | 0.089184 | 0.31849 | 4250.0001 | 0
73 | 600 | 30777 | 3003.83 | 0 | 3003.83 | 0 | 0 | 3003.83 | 6660.92 | 700 | 32615 | 8.918% | 119878.8569 | 51.36% |  | 0.00048 | 2410.92 | 700 | 32615 | 11677.2983 | 13.82% |  | 0.069207 | 0.31849 | 4250.0001 | 0
74 | 900 | 31677 | 3242.73 | 0 | 3242.73 | 0 | 0 | 3242.73 | 6661.28 | 700 | 33315 | 6.921% | 119879.7299 | 51.36% |  | 0.00049 | 2411.28 | 700 | 33315 | 11678.1713 | 13.82% |  | 0.049229 | 0.31778 | 4250.0001 | 0
75 | 1203 | 32880 | 956.64 | 0 | 956.64 | 0 | 0 | 956.64 | 6688.73 | 700 | 34015 | 4.923% | 119927.0812 | 51.17% |  | 0.0005 | 2438.73 | 700 | 34015 | 11725.5225 | 13.72% |  | 0.029252 | 0.31778 | 4250.0001 | 0
76 | 25 | 32905 | 4250 | 0 | 4250 | 0 | 3.5254 | 4250.0002 | 6824.6 | 25 | 34040 | 2.925% | 120066.3479 | 50.21% |  | 0.00051 | 2574.6 | 25 | 34040 | 11864.7893 | 13.15% |  | 0.028539 | 0.31207 | 4250.0001 | 0
77 | 100 | 33005 | 4250 | 0 | 4250 | 0 | 1.8636 | 4250.0003 | 6990.47 | 100 | 34140 | 2.854% | 120232.2179 | 49.09% |  | 0.00052 | 2740.47 | 100 | 34140 | 12030.6593 | 12.53% |  | 0.025685 | 0.31207 | 4250.0001 | 0
78 | 400 | 33405 | 4250 | 0 | 4250 | 0 | 2.006 | 4250.0003 | 7016.54 | 100 | 34240 | 2.568% | 120255.6809 | 48.91% |  | 0.00053 | 2766.54 | 100 | 34240 | 12054.1223 | 12.43% |  | 0.022831 | 0.29495 | 4250.0001 | 0
79 | 700 | 34105 | 3932.28 | 0 | 3932.28 | 0 | 0 | 3932.28 | 7264.32 | 400 | 34640 | 2.283% | 120453.9049 | 47.32% |  | 0.00054 | 3014.32 | 400 | 34640 | 12252.3463 | 11.6% |  | 0.011416 | 0.29495 | 4250.0001 | 0 |  | 2035
80 | 935 | 35040 | 3273.29 | 0 | 3273.29 | 0 | 0 | 3273.29 | 7289.56 | 400 | 35040 | 1.142% | 120464.0009 | 47.16% |  | 0.00055 | 3039.56 | 400 | 35040 | 12262.4423 | 11.51% |  | 0 | 0.29424 | 4250.0001 | 0 |  | 0
[20 empty] | 349.9555 |  |  |  | 0.29424 | 4250.0001 | Marginal Congestion | Congested Hours
Total capacity factor crossover point, Ruthven Criterion 1 | [23 empty] | 0.29209 | 4250.0001 | 62715.5011 | 13885
Base Avg Shadow price | 1.7898 |  | Total Target Cap Factor |  | 40% | [18 empty] | 0.29209 | 4250.0001
Base Congested Shadow Price | 4.5168 |  | OL Target Cap Factor |  | 35% | [18 empty] | 0.28924 | 4250.0001
| point | MW | CF | GWh | Hours |  |  |  |  | Total CF |  |  | OL CF | [10 empty] | 0.28924 | 4250.0001
Before | 80 | 7289.56 | 47.16% | 120464.0009 | [5 empty] | 7289.56 |  |  | 4250.0014 | [10 empty] | 0.28353 | 4250.0001 | Avg Shadow Price | Avg Shadow for Congested Hours (CRA) | Simple Avg of 2020-35 Shadow Prices
After | 81 | 0 | 0% |  | 0 |  |  |  | 1% | 7289.56 |  | 1% | 7289.56 | [10 empty] | 0.28353 | 4250.0001 | 1.7898 | 4.5168 | 3.3851
Target Total Capacity |  | 7289.56 |  |  |  |  | 40% |  | 2% | 7289.56 |  | 2% | 7289.56 | [10 empty] | 0.27497 | 4250.0001
Less Baseload Capacity |  | 4250 |  |  |  |  | 7289.56 |  | 3% | 7289.56 |  | 3% | 7289.56 | [10 empty] | 0.27497 | 4250.0001
OL using Total CF Target |  | 3039.56 | 3039.56 | <-with Price test |  |  |  |  | 4% | 7289.56 |  | 4% | 7289.56 | [10 empty] | 0.26356 | 4250.0001 | Avg Overload Charge
[7 empty] | Average |  | 5% | 7289.56 |  | 5% | 7289.56 | [10 empty] | 0.26356 | 4250.0002 | 0.84628
Overload capacity factor crossover point, Ruthven Criterion 2 | [6 empty] | 37.5% |  | 6% | 7289.56 |  | 6% | 7289.56 | [10 empty] | 0.24929 | 4250.0002
| point | MW | CF | GWh | Hours | 1519.7807 | 5769.7807 |  | 7% | 7289.56 |  | 7% | 7289.56 | [10 empty] | 0.24929 | 4250.0002
Before | 56 | 0.00055 | 0.59406 | 0.011449 |  |  |  |  | 8% | 7289.56 |  | 8% | 7289.56 | [10 empty] | 0.24857 | 4250.0002
After | 57 | 14.27 | 0.19865 |  | 6960 |  | 35% |  | 9% | 7289.56 |  | 9% | 7289.56 | [10 empty] | 0.24857 | 4250.0002
OL using OL CF Target |  | 0.0014368 | 0.0014368 | <-with Price test |  |  | 4250.0014 |  | 10% | 7289.56 |  | 10% | 7289.56 | [10 empty] | 0.24287 | 4250.0002
[9 empty] | 11% | 7289.56 |  | 11% | 7289.56 | [10 empty] | 0.24287 | 4250.0002
Overload Capacity factor crossover point with sliding scale | [8 empty] | 12% | 7289.56 |  | 12% | 7140.2991 | [10 empty] | 0.24001 | 4250.0002
BAU Avg Shadow price | 3.3851 |  | Target Cap Factor |  | 0% |  |  |  | 13% | 7289.56 |  | 13% | 6863.127 | [10 empty] | 0.24001 | 4250.0002
| point | MW | CF | GWh | Hours |  |  |  | 14% | 7289.56 |  | 14% | 6576.8411 | [10 empty] | 0.2343 | 4250.0002
Before | 80 | 3039.56 | 0.11513 | 12262.4423 |  |  |  |  | 15% | 7289.56 |  | 15% | 6188.7531 | [10 empty] | 0.2343 | 4250.0002
After | 81 | 0 | 0 |  | 0 |  | 0% |  | 16% | 7289.56 |  | 16% | 5897.9108 | [10 empty] | 0.22574 | 4250.0002
Pradip Chattopadhyay |  | #DIV/0! |  |  |  |  | #DIV/0! |  | 17% | 7289.56 |  | 17% | 5652.1421 | [10 empty] | 0.22574 | 4250.0002
[9 empty] | 18% | 7289.56 |  | 18% | 5307.9429 | [10 empty] | 0.21433 | 4250.0002
Johnson Utilization Method | [8 empty] | 19% | 7289.56 |  | 19% | 4934.79 | [10 empty] | 0.21433 | 4250.0002
Average Generation Mwyr | 3437.8996 | [7 empty] | 20% | 7289.56 |  | 20% | 4250.1588 | [10 empty] | 0.21361 | 4250.0002
Ratio to Base Capacity | 0.80892 | [7 empty] | 21% | 7289.56 |  | 21% | 4250.0191 | [10 empty] | 0.21361 | 4250.0002
Total Line to meet CF | 4250 | [7 empty] | 22% | 7289.56 |  | 22% | 4250.0102 | [10 empty] | 0.2129 | 4250.0002
Less Baseload Capacity | 4250 | [7 empty] | 23% | 7289.56 |  | 23% | 4250.0069 | [10 empty] | 0.2129 | 4250.0003
Overload Line Capacity | 0 |  | 0 | [5 empty] | 24% | 7289.56 |  | 24% | 4250.0053 | [10 empty] | 0.21005 | 4250.0003
[9 empty] | 25% | 7289.56 |  | 25% | 4250.0042 | [10 empty] | 0.21005 | 4250.0003
NGO Flow Duration Method | [8 empty] | 26% | 7289.56 |  | 26% | 4250.0035 | [10 empty] | 0.19863 | 4250.0003
Flow Duration Curve Target | 20% | [7 empty] | 27% | 7289.56 |  | 27% | 4250.003 | [10 empty] | 0.19863 | 4264.27
Total Line Capacity | 4250.0003 | [7 empty] | 28% | 7289.56 |  | 28% | 4250.0027 | [10 empty] | 0.19649 | 4264.27
Overload Line Capacity | 0.00026 | [7 empty] | 29% | 7289.56 |  | 29% | 4250.0024 | [10 empty] | 0.19649 | 4400.78
| increase | total | [6 empty] | 30% | 7289.56 |  | 30% | 4250.0021 | [10 empty] | 0.19578 | 4400.78
average | 506.5937 | 4756.5937 | 0% | [5 empty] | 31% | 7289.56 |  | 31% | 4250.002 | [10 empty] | 0.19578 | 4647.25
median | 0.00026 | 4250.0003 | 4% | [5 empty] | 32% | 7289.56 |  | 32% | 4250.0018 | [10 empty] | 0.19292 | 4647.25
[9 empty] | 33% | 7289.56 |  | 33% | 4250.0017 | [10 empty] | 0.19292 | 4812.9
[9 empty] | 34% | 7289.56 |  | 34% | 4250.0015 | [10 empty] | 0.16624 | 4812.9
[9 empty] | 35% | 7289.56 |  | 35% | 4250.0014 | [10 empty] | 0.16624 | 4862.02
[9 empty] | 36% | 7289.56 |  | 36% | 4250.0013 | [10 empty] | 0.16595 | 4862.02
[9 empty] | 37% | 7289.56 |  | 37% | 4250.0013 | [10 empty] | 0.16595 | 5026.52
[9 empty] | 38% | 7289.56 |  | 38% | 4250.0012 | [10 empty] | 0.16025 | 5026.52
[9 empty] | 39% | 7289.56 |  | 39% | 4250.0011 | [10 empty] | 0.16025 | 5332.47
[9 empty] | 40% | 7289.56 |  | 40% | 4250.0011 | [10 empty] | 0.15953 | 5332.47
[9 empty] | 41% | 7289.56 |  | 41% | 4250.001 | [10 empty] | 0.15953 | 5406.93
[9 empty] | 42% | 7289.56 |  | 42% | 4250.001 | [10 empty] | 0.15882 | 5406.93
[9 empty] | 43% | 7289.56 |  | 43% | 4250.0009 | [10 empty] | 0.15882 | 5463.79
[9 empty] | 44% | 7289.56 |  | 44% | 4250.0009 | [10 empty] | 0.13213 | 5463.79
[9 empty] | 45% | 7289.56 |  | 45% | 4250.0009 | [10 empty] | 0.13213 | 5584.95
[9 empty] | 46% | 7289.56 |  | 46% | 4250.0008 | [10 empty] | 0.10545 | 5584.95
[9 empty] | 47% | 7289.56 |  | 47% | 4250.0008 | [10 empty] | 0.10545 | 5844.04
[9 empty] | 48% | 7156.5652 |  | 48% | 4250.0008 | [10 empty] | 0.094035 | 5844.04
[9 empty] | 49% | 7003.2942 |  | 49% | 4250.0007 | [10 empty] | 0.094035 | 5912.43
[9 empty] | 50% | 6854.8274 |  | 50% | 4250.0007 | [10 empty] | 0.093322 | 5912.43
[9 empty] | 51% | 6712.2854 |  | 51% | 4250.0007 | [10 empty] | 0.093322 | 6181.63
[9 empty] | 52% | 6562.3208 |  | 52% | 4250.0007 | [10 empty] | 0.092608 | 6181.63
[9 empty] | 53% | 6413.4456 |  | 53% | 4250.0007 | [10 empty] | 0.092608 | 6242.15
[9 empty] | 54% | 6271.057 |  | 54% | 4250.0006 | [10 empty] | 0.092323 | 6242.15
[9 empty] | 55% | 6133.8958 |  | 55% | 4250.0006 | [10 empty] | 0.092323 | 6276.66
[9 empty] | 56% | 6002.4584 |  | 56% | 4250.0006 | [10 empty] | 0.089469 | 6276.66
[9 empty] | 57% | 5876.4819 |  | 57% | 4250.0006 | [10 empty] | 0.089469 | 6425.33
[9 empty] | 58% | 5753.4293 |  | 58% | 4250.0006 | [10 empty] | 0.089184 | 6425.33
[9 empty] | 59% | 5634.6915 |  | 59% | 4250.0006 | [10 empty] | 0.089184 | 6660.92
[9 empty] | 60% | 5517.0944 |  | 60% | 4250.0005 | [10 empty] | 0.069207 | 6660.92
[9 empty] | 61% | 5397.9517 |  | 61% | 4250.0005 | [10 empty] | 0.069207 | 6661.28
[9 empty] | 62% | 5280.6439 |  | 62% | 4250.0005 | [10 empty] | 0.049229 | 6661.28
[9 empty] | 63% | 5168.231 |  | 63% | 4250.0005 | [10 empty] | 0.049229 | 6688.73
[9 empty] | 64% | 5060.5045 |  | 64% | 4250.0005 | [10 empty] | 0.029252 | 6688.73
[9 empty] | 65% | 4956.3595 |  | 65% | 4250.0005 | [10 empty] | 0.029252 | 6824.6
[9 empty] | 66% | 4856.0343 |  | 66% | 4250.0005 | [10 empty] | 0.028539 | 6824.6
[9 empty] | 67% | 4756.6598 |  | 67% | 4250.0004 | [10 empty] | 0.028539 | 6990.47
[9 empty] | 68% | 4659.0027 |  | 68% | 4250.0004 | [10 empty] | 0.025685 | 6990.47
[9 empty] | 69% | 4564.8015 |  | 69% | 4250.0004 | [10 empty] | 0.025685 | 7016.54
[9 empty] | 70% | 4474.2702 |  | 70% | 4250.0004 | [10 empty] | 0.022831 | 7016.54
[9 empty] | 71% | 4387.2412 |  | 71% | 4250.0004 | [10 empty] | 0.022831 | 7264.32
[9 empty] | 72% | 4303.4369 |  | 72% | 4250.0004 | [10 empty] | 0.011416 | 7264.32
[9 empty] | 73% | 4206.938 |  | 73% | 4250.0003 | [10 empty] | 0.011416 | 7289.56
[9 empty] | 74% | 4080.5357 |  | 74% | 4250.0003 | [10 empty] | 0 | 7289.56
[9 empty] | 75% | 3943.8208 |  | 75% | 4250.0003
[9 empty] | 76% | 3800.5789 |  | 76% | 4250.0003
[9 empty] | 77% | 3666.5189 |  | 77% | 4250.0003
[9 empty] | 78% | 3528.8693 |  | 78% | 4250.0003
[9 empty] | 79% | 3387.1673 |  | 79% | 4250.0003
[9 empty] | 80% | 3234.3827 |  | 80% | 4250.0002
[9 empty] | 81% | 3031.9206 |  | 81% | 4250.0002
[9 empty] | 82% | 2811.9386 |  | 82% | 4250.0002
[9 empty] | 83% | 2618.863 |  | 83% | 4250.0002
[9 empty] | 84% | 2450.5981 |  | 84% | 4250.0002
[9 empty] | 85% | 2292.2838 |  | 85% | 4250.0002
[9 empty] | 86% | 2142.4798 |  | 86% | 4250.0002
[9 empty] | 87% | 1966.5246 |  | 87% | 4250.0002
[9 empty] | 88% | 1756.7443 |  | 88% | 4250.0001
[9 empty] | 89% | 1585.7355 |  | 89% | 4250.0001
[9 empty] | 90% | 1445.0667 |  | 90% | 4250.0001
[9 empty] | 91% | 1327.3216 |  | 91% | 4250.0001
[9 empty] | 92% | 1187.5063 |  | 92% | 4250.0001
[9 empty] | 93% | 1023.4411 |  | 93% | 4250.0001
[9 empty] | 94% | 858.169 |  | 94% | 4250.0001
[9 empty] | 95% | 617.1867 |  | 95% | 4250.0001
[9 empty] | 96% | 424.5083 |  | 96% | 4250
[9 empty] | 97% | 0 |  | 97% | 4250
[9 empty] | 98% | 0 |  | 98% | 4250
[9 empty] | 99% | 0 |  | 99% | 4250
[9 empty] | 100% | 0 |  | 100% | 4250
Note on B13: johnrm: Inserted this cell as needed this parameter to implement johnson suggested criteria
Note on J13: johnrm: Added cell intermediate calculation
Note on K13: johnrm: Adjusted this cell to implement the criteria of johnson suggestion
Note on N20: Stanton Hadley: If Transfer Capacity = the capacity in Column M, the capacity factor for such a line is shown in Column N
Note on I21: Stanton Hadley: For values that are duplicates, an additional 0.001 is added to hellp with sorting from min to max
Note on N21: Stanton Hadley: If Transfer Capacity = the capacity in Column M, the capacity factor for such a line is shown in Column N
Note on N44: Stanton Hadley: If Transfer Capacity = the capacity in Column M, the capacity factor for such a line is shown in Column N
Note on N45: Stanton Hadley: If Transfer Capacity = the capacity in Column M, the capacity factor for such a line is shown in Column N
Note on N68: johnrm: Updated this cell for Johnson suggested criteria
Note on I71: Stanton Hadley: For values that are duplicates, an additional 0.001 is added to hellp with sorting from min to max
Note on N94: Stanton Hadley: If Transfer Capacity = the capacity in Column M, the capacity factor for such a line is shown in Column N
Note on N95: Stanton Hadley: If Transfer Capacity = the capacity in Column M, the capacity factor for such a line is shown in Column N
Note on N118: johnrm: Updated this cell for Johnson suggested criteria
Note on N144: Stanton Hadley: If Transfer Capacity = the capacity in Column M, the capacity factor for such a line is shown in Column N
Note on N145: Stanton Hadley: If Transfer Capacity = the capacity in Column M, the capacity factor for such a line is shown in Column N
Note on N168: johnrm: Updated cell with Johnson suggested criteria
Note on N194: Stanton Hadley: If Transfer Capacity = the capacity in Column M, the capacity factor for such a line is shown in Column N
Note on N195: Stanton Hadley: If Transfer Capacity = the capacity in Column M, the capacity factor for such a line is shown in Column N
Note on N218: johnrm: Updated this cell with johnson suggested criteria
Note on N220: Stanton Hadley: If Transfer Capacity = the capacity in Column M, the capacity factor for such a line is shown in Column N
Note on N221: Stanton Hadley: If Transfer Capacity = the capacity in Column M, the capacity factor for such a line is shown in Column N

## Exhibit18_WheelCost&TransCost
Appendix A, Exhibit 18 - Wheeling Charges, Trading Friction, and Total Hurdle
| Working DRAFT | Updated 3/17/11 from CRA
| From | To | Wheeling Cost 2010$/MWh | Trading Friction 2010$/MWh | Total Hurdle 2010$/MWh | All
ENT_2_MISO_MO-IL | ENT | MISO_MO-IL | 3 | 5 | 8 | 3/5/8
ENT_2_SOCO | ENT | SOCO | 3 | 5 | 8 | 3/5/8 | Wheeling/Friction/Hurdle Charge
ENT_2_SPP_N | ENT | SPP_N | 3 | 5 | 8 | 3/5/8 |  | ENT | ERCOT | FRCC | OH | MAPP_CA | MAPP_US | MISO_IN | MISO_MI | MISO_MO-IL | MISO_W | MISO_WUMS | NE | NEISO | NonRTO_Midwest | NWPP_Coal | NYISO_A-F | NYISO_GHI | NYISO_J-K | PJM_E | PJM_ROM | PJM_ROR | RMPA | SOCO | SPP_N | SPP_S | TVA | VACAR
ENT_2_SPP_S | ENT | SPP_S | 3 | 5 | 8 | 3/5/8 | ENT | [8 empty] | 3/5/8 | [13 empty] | 3/5/8 | 3/5/8 | 3/5/8 | 3/5/8
ENT_2_TVA | ENT | TVA | 3 | 5 | 8 | 3/5/8 | ERCOT | [24 empty] | 3/5/8
ERCOT_2_SPP_S | ERCOT | SPP_S | 3 | 5 | 8 | 3/5/8 | FRCC | [22 empty] | 3/5/8
FRCC_2_SOCO | FRCC | SOCO | 3 | 5 | 8 | 3/5/8 | OH |  |  |  |  | 2/5/7 |  |  | 2/5/7 |  | 2/5/7 | [5 empty] | 2/5/7
MAPP_CA_2_MAPP_US | MAPP_CA | MAPP_US | 4 | 3 | 7 | 4/3/7 | MAPP_CA |  |  |  | 5/3/8 |  | 4/3/7 |  |  |  | 0/0/0
MAPP_CA_2_MISO_W | MAPP_CA | MISO_W | 0 | 0 | 0 | 0/0/0 | MAPP_US |  |  |  |  | 4/3/7 |  |  |  |  | 4/3/7 |  | 4/3/7 |  |  | 5/3/8 | [6 empty] | 5/3/8
MAPP_CA_2_OH | MAPP_CA | OH | 5 | 3 | 8 | 5/3/8 | MISO_IN | [7 empty] | 0/0/0 | 0/0/0 |  |  |  |  | 5/3/8 | [6 empty] | 0/2/2
MAPP_US_2_MAPP_CA | MAPP_US | MAPP_CA | 4 | 3 | 7 | 4/3/7 | MISO_MI |  |  |  | 5/3/8 |  |  | 0/0/0 |  |  |  | 0/0/0 | [9 empty] | 0/2/2
MAPP_US_2_MISO_W | MAPP_US | MISO_W | 4 | 3 | 7 | 4/3/7 | MISO_MO-IL | 5/3/8 | [5 empty] | 0/0/0 |  |  | 0/0/0 | [13 empty] | 5/3/8 |  | 5/3/8
MAPP_US_2_NE | MAPP_US | NE | 4 | 3 | 7 | 4/3/7 | MISO_W |  |  |  | 5/3/8 | 0/0/0 | 4/3/7 | 0/0/0 |  | 0/0/0 |  | 0/0/0 | 4/3/7
MAPP_US_2_NWPP_Coal | MAPP_US | NWPP_Coal | 5 | 3 | 8 | 5/3/8 | MISO_WUMS | [7 empty] | 0/0/0 |  | 0/0/0 | [10 empty] | 0/2/2
MAPP_US_2_RMPA | MAPP_US | RMPA | 5 | 3 | 8 | 5/3/8 | NE | [5 empty] | 2/3/5 |  |  |  | 2/3/5 | [11 empty] | 2/3/5 |  | 0/0/0
MISO_IN_2_MISO_MI | MISO_IN | MISO_MI | 0 | 0 | 0 | 0/0/0 | NEISO | [15 empty] | 0/3/3 | 0/3/3
MISO_IN_2_MISO_MO-IL | MISO_IN | MISO_MO-IL | 0 | 0 | 0 | 0/0/0 | NonRTO_Midwest | [6 empty] | 3/5/8 | [18 empty] | 3/5/8
MISO_IN_2_NonRTO_Midwest | MISO_IN | NonRTO_Midwest | 5 | 3 | 8 | 5/3/8 | NWPP_Coal | [5 empty] | 3/5/8
MISO_IN_2_PJM_ROR | MISO_IN | PJM_ROR | 0 | 2 | 2 | 0/2/2 | NYISO_A-F |  |  |  | 4/3/7 | [8 empty] | 0/3/3 |  |  |  | 0/0/0 |  |  | 5/3/8
MISO_MI_2_MISO_IN | MISO_MI | MISO_IN | 0 | 0 | 0 | 0/0/0 | NYISO_GHI | [12 empty] | 0/3/3 |  |  | 0/0/0 |  |  | 5/3/8
MISO_MI_2_MISO_WUMS | MISO_MI | MISO_WUMS | 0 | 0 | 0 | 0/0/0 | NYISO_J-K
MISO_MI_2_OH | MISO_MI | OH | 5 | 3 | 8 | 5/3/8 | PJM_E | [16 empty] | 3/3/6 |  |  | 0/0/0
MISO_MI_2_PJM_ROR | MISO_MI | PJM_ROR | 0 | 2 | 2 | 0/2/2 | PJM_ROM | [15 empty] | 3/3/6 |  |  | 0/0/0 |  | 0/0/0
MISO_MO-IL_2_ENT | MISO_MO-IL | ENT | 5 | 3 | 8 | 5/3/8 | PJM_ROR | [6 empty] | 0/2/2 | 0/2/2 | 0/2/2 | 0/2/2 | 0/2/2 |  |  | 3/3/6 | [5 empty] | 0/0/0 | [5 empty] | 3/3/6 | 3/3/6
MISO_MO-IL_2_MISO_IN | MISO_MO-IL | MISO_IN | 0 | 0 | 0 | 0/0/0 | RMPA | [5 empty] | 3/5/8 | [5 empty] | 3/5/8 | [11 empty] | 3/5/8
MISO_MO-IL_2_MISO_W | MISO_MO-IL | MISO_W | 0 | 0 | 0 | 0/0/0 | SOCO | 5/5/10 |  | 5/5/10 | [22 empty] | 5/5/10 | 5/5/10
MISO_MO-IL_2_PJM ROR | MISO_MO-IL | PJM ROR | 0 | 2 | 2 | 0/2/2 | SPP_N | 2/3/5 | [7 empty] | 2/3/5 | 2/3/5 |  | 0/0/0 | [9 empty] | 2/3/5 |  |  | 0/0/0
MISO_MO-IL_2_SPP_N | MISO_MO-IL | SPP_N | 5 | 3 | 8 | 5/3/8 | SPP_S | 2/3/5 | 2/3/5 | [21 empty] | 0/0/0
MISO_MO-IL_2_TVA | MISO_MO-IL | TVA | 5 | 3 | 8 | 5/3/8 | TVA | 4/5/9 | [12 empty] | 4/5/9 | [6 empty] | 4/5/9 |  | 4/5/9 |  |  |  | 4/5/9
MISO_W_2_MAPP_CA | MISO_W | MAPP_CA | 0 | 0 | 0 | 0/0/0 | VACAR | [20 empty] | 2/5/7 |  | 2/5/7 |  |  | 2/5/7
MISO_W_2_MAPP_US | MISO_W | MAPP_US | 4 | 3 | 7 | 4/3/7
MISO_W_2_MISO_IN | MISO_W | MISO_IN | 0 | 0 | 0 | 0/0/0
MISO_W_2_MISO_MO-IL | MISO_W | MISO_MO-IL | 0 | 0 | 0 | 0/0/0
MISO_W_2_MISO_WUMS | MISO_W | MISO_WUMS | 0 | 0 | 0 | 0/0/0
MISO_W_2_NE | MISO_W | NE | 4 | 3 | 7 | 4/3/7 | From
MISO_W_2_OH | MISO_W | OH | 5 | 3 | 8 | 5/3/8
MISO_W_2_PJM ROR | MISO_W | PJM ROR | 0 | 2 | 2 | 0/2/2 | ENT | ENT
MISO_W_2_SPP-N | MISO_W | SPP-N | 4 | 3 | 7 | 4/3/7 | ERCOT | ERCOT
MISO_WUMS_2_MISO_MI | MISO_WUMS | MISO_MI | 0 | 0 | 0 | 0/0/0 | FRCC | FRCC
MISO_WUMS_2_MISO_W | MISO_WUMS | MISO_W | 0 | 0 | 0 | 0/0/0 | OH | OH
MISO_WUMS_2_PJM_ROR | MISO_WUMS | PJM_ROR | 0 | 2 | 2 | 0/2/2 | MAPP_CA | MAPP_CA
NE_2_MAPP_US | NE | MAPP_US | 2 | 3 | 5 | 2/3/5 | MAPP_US | MAPP_US
NE_2_MISO_W | NE | MISO_W | 2 | 3 | 5 | 2/3/5 | MISO_IN | MISO_IN
NE_2_RMPA | NE | RMPA | 2 | 3 | 5 | 2/3/5 | MISO_MI | MISO_MI
NE_2_SPP_N | NE | SPP_N | 0 | 0 | 0 | 0/0/0 | MISO_MO-IL | MISO_MO-IL
NEISO_2_NYISO_A-F | NEISO | NYISO_A-F | 0 | 3 | 3 | 0/3/3 | MISO_W | MISO_W
NEISO_2_NYISO_GHI | NEISO | NYISO_GHI | 0 | 3 | 3 | 0/3/3 | MISO_WUMS | MISO_WUMS
NEISO_2_NYISO_JK | NEISO | NYISO_JK | 0 | 3 | 3 | 0/3/3 | NE | NE
NonRTO_Midwest_2_MISO_IN | NonRTO_Midwest | MISO_IN | 3 | 5 | 8 | 3/5/8 | NEISO | NEISO
NonRTO_Midwest_2_TVA | NonRTO_Midwest | TVA | 3 | 5 | 8 | 3/5/8 | NonRTO_Midwest | NonRTO_Midwest
NWPP_Coal_2_MAPP_US | NWPP_Coal | MAPP_US | 3 | 5 | 8 | 3/5/8 | NWPP_Coal | NYISO_A-F
NYISO_A-F_2_NEISO | NYISO_A-F | NEISO | 0 | 3 | 3 | 0/3/3 | NYISO_A-F | NYISO_GHI
NYISO_A-F_2_NYISO_GHI | NYISO_A-F | NYISO_GHI | 0 | 0 | 0 | 0/0/0 | NYISO_GHI | NYISO_J-K
NYISO_A-F_2_OH | NYISO_A-F | OH | 4 | 3 | 7 | 4/3/7 | NYISO_JK | PJM_E
NYISO_A-F_2_PJM_ROM | NYISO_A-F | PJM_ROM | 5 | 3 | 8 | 5/3/8 | PJM_E | PJM_ROM
NYISO_GHI_2_NEISO | NYISO_GHI | NEISO | 0 | 3 | 3 | 0/3/3 | PJM_ROM | PJM_ROR
NYISO_GHI_2_NYISO_A-F | NYISO_GHI | NYISO_A-F | 0 | 0 | 0 | 0/0/0 | PJM_ROR | SOCO
NYISO_GHI_2_NYISO_JK | NYISO_GHI | NYISO_JK | 0 | 0 | 0 | 0/0/0 | RMPA | SPP_N
NYISO_GHI_2_PJM_E | NYISO_GHI | PJM_E | 5 | 3 | 8 | 5/3/8 | SOCO | SPP_S
NYISO_JK_2_NEISO | NYISO_JK | NEISO | 0 | 3 | 3 | 0/3/3 | SPP_N | TVA
NYISO_JK_2_NYISO_GHI | NYISO_JK | NYISO_GHI | 0 | 0 | 0 | 0/0/0 | SPP_S | TVA_Transmission
NYISO_JK_2_PJM_E | NYISO_JK | PJM_E | 5 | 3 | 8 | 5/3/8 | TVA | VACAR
OH_2_MAPP_CA | OH | MAPP_CA | 2 | 5 | 7 | 2/5/7 | VACAR
OH_2_MISO_MI | OH | MISO_MI | 2 | 5 | 7 | 2/5/7
OH_2_MISO_W | OH | MISO_W | 2 | 5 | 7 | 2/5/7
OH_2_NYISO_A-F | OH | NYISO_A-F | 2 | 5 | 7 | 2/5/7
PJM_E_2_NYISO_GHI | PJM_E | NYISO_GHI | 3 | 3 | 6 | 3/3/6
PJM_E_2_NYISO_JK | PJM_E | NYISO_JK | 3 | 3 | 6 | 3/3/6
PJM_E_2_PJM_ROM | PJM_E | PJM_ROM | 0 | 0 | 0 | 0/0/0
PJM_ROM_2_NYISO_A-F | PJM_ROM | NYISO_A-F | 3 | 3 | 6 | 3/3/6
PJM_ROM_2_PJM_E | PJM_ROM | PJM_E | 0 | 0 | 0 | 0/0/0
PJM_ROM_2_PJM_ROR | PJM_ROM | PJM_ROR | 0 | 0 | 0 | 0/0/0
PJM_ROR_2_MISO_IN | PJM_ROR | MISO_IN | 0 | 2 | 2 | 0/2/2
PJM_ROR_2_MISO_MI | PJM_ROR | MISO_MI | 0 | 2 | 2 | 0/2/2
PJM_ROR_2_MISO_MO-IL | PJM_ROR | MISO_MO-IL | 0 | 2 | 2 | 0/2/2
PJM_ROR_2_MISO_W | PJM_ROR | MISO_W | 0 | 2 | 2 | 0/2/2
PJM_ROR_2_MISO_WUMS | PJM_ROR | MISO_WUMS | 0 | 2 | 2 | 0/2/2
PJM_ROR_2_NonRTO_Midwest | PJM_ROR | NonRTO_Midwest | 3 | 3 | 6 | 3/3/6
PJM_ROR_2_PJM_ROM | PJM_ROR | PJM_ROM | 0 | 0 | 0 | 0/0/0
PJM_ROR_2_TVA | PJM_ROR | TVA | 3 | 3 | 6 | 3/3/6
PJM_ROR_2_VACAR | PJM_ROR | VACAR | 3 | 3 | 6 | 3/3/6
RMPA_2_MAPP_US | RMPA | MAPP_US | 3 | 5 | 8 | 3/5/8
RMPA_2_NE | RMPA | NE | 3 | 5 | 8 | 3/5/8
RMPA_2_SPP_N | RMPA | SPP_N | 3 | 5 | 8 | 3/5/8
SOCO_2_ENT | SOCO | ENT | 5 | 5 | 10 | 5/5/10
SOCO_2_FRCC | SOCO | FRCC | 5 | 5 | 10 | 5/5/10
SOCO_2_TVA | SOCO | TVA | 5 | 5 | 10 | 5/5/10
SOCO_2_VACAR | SOCO | VACAR | 5 | 5 | 10 | 5/5/10
SPP_N_2_ENT | SPP_N | ENT | 2 | 3 | 5 | 2/3/5
SPP_N_2_MISO_MO-IL | SPP_N | MISO_MO-IL | 2 | 3 | 5 | 2/3/5
SPP_N_2_MISO_W | SPP_N | MISO_W | 2 | 3 | 5 | 2/3/5
SPP_N_2_NE | SPP_N | NE | 0 | 0 | 0 | 0/0/0
SPP_N_2_RMPA | SPP_N | RMPA | 2 | 3 | 5 | 2/3/5
SPP_N_2_SPP_S | SPP_N | SPP_S | 0 | 0 | 0 | 0/0/0
SPP_S_2_AZ_NM_SNV_Coal | SPP_S | AZ_NM_SNV_Coal | 2 | 3 | 5 | 2/3/5
SPP_S_2_ENT | SPP_S | ENT | 2 | 3 | 5 | 2/3/5
SPP_S_2_ERCOT | SPP_S | ERCOT | 2 | 3 | 5 | 2/3/5
SPP_S_2_SPP_N | SPP_S | SPP_N | 0 | 0 | 0 | 0/0/0
TVA_2_ENT | TVA | ENT | 4 | 5 | 9 | 4/5/9
TVA_2_MISO-MO-IL | TVA | MISO-MO-IL | 4 | 5 | 9 | 4/5/9
TVA_2_NonRTO_Midwest | TVA | NonRTO_Midwest | 4 | 5 | 9 | 4/5/9
TVA_2_PJM_ROR | TVA | PJM_ROR | 4 | 5 | 9 | 4/5/9
TVA_2_SOCO | TVA | SOCO | 4 | 5 | 9 | 4/5/9
TVA_2_VACAR | TVA | VACAR | 4 | 5 | 9 | 4/5/9
VACAR_2_PJM_ROR | VACAR | PJM_ROR | 2 | 5 | 7 | 2/5/7
VACAR_2_SOCO | VACAR | SOCO | 2 | 5 | 7 | 2/5/7
VACAR_2_TVA | VACAR | TVA | 2 | 5 | 7 | 2/5/7
The input assumptions contained herein reflect a joint assumptions development process between EIPC, EIPC stakeholders and CRA for purposes of EIPC capacity expansion modeling.
As such, these inputs do not necessarily reflect the opinions or views of CRA or any individual EIPC stakeholder.