## Title
Future 7 Base: Nuclear Resurgence
"The results presented herein use modeling assumptions developed by EIPC, EIPC stakeholders and CRA for purposes of EIPC capacity expansion modeling. As such, these results do not necessarily reflect the opinions or views of CRA or any individual EIPC stakeholder."

## Build Summary
EI New Build Summary
EI New Builds by Type
|  | Additions |  |  | Retirements
| 2010 | 2015 | 2020 | 2030 | 2015 | 2020 | 2030 | Total
Coal | 271.9155 | 8.4766 | 0 | 0.74441 | 67.8347 | 13.2282 | 1.1108 | 198.9628
Nuclear | 99.849 | 9.8539 | 17.049 | 4.871 | 0 | 0.66796 | 1.6177 | 129.3372
CC | 132.682 | 26.7838 | 4.7153 | 15.9165 | 5.6947 | 0 | 0 | 174.4029
CT | 120.329 | 5.1603 | 3.7949 | 7.9568 | 3.0022 | 0 | 0 | 134.2387
Steam Oil/Gas | 74.547 | 0 | 0 | 0 | 40.2462 | 0.21943 | 0.16313 | 33.9183
Hydro | 44.6048 | 0 | 0.55366 | 2.3009 | 0 | 0 | 0 | 47.4593
On-Shore Wind | 18.707 | 22.1949 | 12.2322 | 14.8274 | 0 | 0 | 0 | 67.9615
Off-Shore Wind | 0 | 0.469 | 0 | 1.1 | 0 | 0 | 0 | 1.569
Other Renewable | 3.613 | 2.3484 | 3.2887 | 4.3161 | 0 | 0 | 0 | 13.5661
New HQ/Maritimes | 0 | 0 | 0 | 0 | 0 | 0 | 0 | 0
Other | 17.054 | 0 | 0 | 0 | 0 | 0 | 0 | 17.054
Total w/o DR | 783.3012 | 75.2868 | 41.6337 | 52.0331 | 116.7778 | 14.1156 | 2.8916 | 818.4698
DR | 33.1 | -1.344 | 16.8375 | 22.1146 | 0 | 0 | 0 | 70.7081
Total w/DR | 816.4012 | 73.9427 | 58.4712 | 74.1477 | 116.7778 | 14.1156 | 2.8916 | 889.1779
EI New Builds by Region
| EI Cumulative New Builds |  |  |  | EI Cumulative New CCs |  |  |  | EI Cumulative New On-Shore Wind |  |  |  | EI Cumulative Coal Retirements
| 2015 | 2020 | 2030 |  |  | 2015 | 2020 | 2030 |  | 2015 | 2020 | 2030 |  | 2015 | 2020 | 2030
ENT | 1197.35 | 2382.84 | 3254.04 |  | ENT | 20.14 | 1141.31 | 1866.89 | ENT | 0 | 0 | 0 | ENT | 892.9 | 892.9 | 892.9
FRCC | 4336.37 | 8479.72 | 14015.56 |  | FRCC | 1516.9 | 2309.25 | 6530.09 | FRCC | 0 | 0 | 0 | FRCC | 466 | 1335 | 1335
IESO | 6143.58 | 6143.58 | 6143.58 |  | IESO | 1263 | 1263 | 1263 | IESO | 2105.9 | 2105.9 | 2105.9 | IESO | 6416 | 6416 | 6416
MAPP_CA | 850.71 | 1403.37 | 3201.23 |  | MAPP_CA | 79.74 | 79.74 | 79.74 | MAPP_CA | 302.4 | 302.4 | 302.4 | MAPP_CA | 635.1 | 635.1 | 1745.9
MAPP_US | 729.6 | 1328.93 | 1909.38 |  | MAPP_US | 0 | 0 | 0 | MAPP_US | 421.3 | 1020.63 | 1218.35 | MAPP_US | 715.5 | 938.15 | 938.15
MISO_IN | 618 | 865.42 | 1780.42 |  | MISO_IN | 0 | 0 | 678.94 | MISO_IN | 0 | 0 | 0 | MISO_IN | 1093.97 | 1093.97 | 1093.97
MISO_MI | 2164.34 | 2324.59 | 4444.59 |  | MISO_MI | 0 | 0 | 0 | MISO_MI | 2000 | 2000 | 2600 | MISO_MI | 2478.11 | 3665.11 | 3665.11
MISO_MO-IL | 2284.27 | 2284.27 | 2507.6 |  | MISO_MO-IL | 0 | 0 | 0 | MISO_MO-IL | 300 | 300 | 300 | MISO_MO-IL | 1024.7 | 1721.7 | 1721.7
MISO_W | 2997.72 | 5063.83 | 8941.52 |  | MISO_W | 0 | 0 | 0 | MISO_W | 2800.5 | 4866.61 | 8672.63 | MISO_W | 2579.86 | 2579.86 | 2579.86
MISO_WUMS | 1818.9 | 4985.74 | 10278.62 |  | MISO_WUMS | 0 | 1053.22 | 1748.72 | MISO_WUMS | 968.9 | 968.9 | 968.9 | MISO_WUMS | 2411.1 | 2411.1 | 2411.1
NE | 543.01 | 543.01 | 1359.09 |  | NE | 0 | 0 | 0 | NE | 202 | 202 | 202 | NE | 0 | 0 | 0
NEISO | 3788.23 | 6857.75 | 9221.77 |  | NEISO | 2049.5 | 2049.5 | 2049.5 | NEISO | 231.2 | 2917.23 | 5280 | NEISO | 2250.13 | 2570.13 | 2570.13
NonRTO_Midwest | 0 | 170.46 | 1223.37 |  | NonRTO_Midwest | 0 | 33.08 | 800.75 | NonRTO_Midwest | 0 | 0 | 0 | NonRTO_Midwest | 1109.99 | 1109.99 | 1109.99
NYISO_A-F | 3399.8 | 4109.6 | 4743.5 |  | NYISO_A-F | 639 | 639 | 639 | NYISO_A-F | 2476.3 | 3186.1 | 3752.07 | NYISO_A-F | 2251.9 | 2251.9 | 2251.9
NYISO_G-I | 177.88 | 237.88 | 1198.21 |  | NYISO_G-I | 0 | 0 | 886 | NYISO_G-I | 0 | 60 | 60 | NYISO_G-I | 368.2 | 368.2 | 368.2
NYISO_J-K | 1207.4 | 1207.4 | 3131.69 |  | NYISO_J-K | 1175.4 | 1175.4 | 1175.4 | NYISO_J-K | 0 | 0 | 0 | NYISO_J-K | 0 | 0 | 0
PJM_E | 6639.07 | 6771.97 | 7871.97 |  | PJM_E | 4634.3 | 4634.3 | 4634.3 | PJM_E | 1150 | 1150 | 1150 | PJM_E | 3285 | 3853 | 3853
PJM_ROM | 2681.79 | 7600.1 | 14030.81 |  | PJM_ROM | 1678.5 | 1678.5 | 1678.5 | PJM_ROM | 479.8 | 479.8 | 5792.86 | PJM_ROM | 8429.38 | 8429.38 | 8429.38
PJM_ROR | 15778.13 | 17398.13 | 19672.92 |  | PJM_ROR | 3077 | 3197 | 4263.38 | PJM_ROR | 8325.7 | 8325.7 | 8517.4 | PJM_ROR | 14573.23 | 21170.67 | 21170.67
SOCO | 5583.98 | 7970.98 | 11407.93 |  | SOCO | 5026.9 | 5213.9 | 8543.45 | SOCO | 0 | 0 | 0 | SOCO | 8497.61 | 8746.61 | 8746.61
SPP_N | 565.96 | 1703.85 | 1798.85 |  | SPP_N | 0 | 1137.89 | 1137.89 | SPP_N | 0 | 0 | 0 | SPP_N | 0 | 0 | 0
SPP_S | 1830.99 | 5013.42 | 8399.77 |  | SPP_S | 0 | 270.6 | 1771.79 | SPP_S | 430 | 3041.83 | 4831.99 | SPP_S | 1058 | 1058 | 1058
TVA | 3204.53 | 6690.93 | 9127.11 |  | TVA | 1418 | 1418 | 2702.47 | TVA | 0 | 0 | 0 | TVA | 3801.23 | 4141.41 | 4141.41
VACAR | 6745.15 | 15382.71 | 19289.97 |  | VACAR | 4205.38 | 4205.38 | 4965.74 | VACAR | 0.9 | 3500 | 3500 | VACAR | 3496.81 | 5674.74 | 5674.74
| 75286.76 | 116920.48 | 168953.5 |  |  | 26783.76 | 31499.07 | 47415.55 |  | 22194.9 | 34427.1 | 49254.5 |  | 67834.72 | 81062.92 | 82173.72

## Generation
#1 | Total Generation (GWh)
Total Generation by Reporting Type: Entergy
ReportingType | 2015 | 2020 | 2025 | 2030 | 2035 | 2040
BM | 0 | 0 | 0 | 0 | 0 | 0
CC | 63147.22 | 80645.64 | 77495.43 | 79795.69 | 77560.66 | 67152.8
CSP | 0 | 0 | 0 | 0 | 0 | 0
CT | 0 | 0 | 0 | 0 | 0 | 0
Coal | 60846.36 | 53148.42 | 58932.11 | 60276.3 | 60276.3 | 84002.54
Geo | 0 | 0 | 0 | 0 | 0 | 0
H | 153 | 153 | 153 | 153 | 153 | 153
LFG | 63.07 | 63.07 | 909.81 | 909.81 | 909.81 | 909.81
Nuc | 44469.05 | 44469.05 | 44469.05 | 44469.05 | 37339.77 | 28898.11
PS | 25.66 | 25.66 | 44.84 | 44.84 | 25.66 | 27.14
PV | 0.57 | 124.52 | 192.18 | 198.17 | 203.2 | 211.94
PeakG | 0 | 4.44 | 91.01 | 82.07 | 25.53 | 23.91
PeakO | 0 | 0 | 0 | 0 | 0 | 0
ST | 0 | 0 | 0 | 0 | 0 | 0
STOG | 1177.58 | 1292.63 | 1321.05 | 1321.05 | 1294.4 | 1255.46
STWD | 0 | 0 | 0 | 0 | 6.49 | 80.65
WT | 315.27 | 315.27 | 315.27 | 315.27 | 315.27 | 315.27
IGCC | 0 | 0 | 0 | 0 | 0 | 0
DemandResponse | 0 | 0 | 0 | 0 | 0 | 0
IGCC-CCS | 0 | 0 | 0 | 0 | 0 | 0
WT_off | 0 | 0 | 0 | 0 | 0 | 0
PseudoUnit | 0 | 0 | 0 | 0 | 0 | 0
FixedInterchange | 0 | 0 | 0 | 0 | 0 | 0
Total Generation by Reporting Type: FRCC
ReportingType | 2015 | 2020 | 2025 | 2030 | 2035 | 2040
BM | 0 | 0 | 0 | 0 | 0 | 0
CC | 151354.95 | 139790.07 | 143095.38 | 158350.45 | 195419.21 | 192484.8
CSP | 0 | 0 | 0 | 0 | 0 | 0
CT | 707.28 | 952.6 | 1007.71 | 993.39 | 834.35 | 895.68
Coal | 54923.56 | 56335.61 | 58424.03 | 59933.26 | 60270.36 | 60270.36
Geo | 0 | 0 | 0 | 0 | 0 | 0
H | 27.85 | 27.85 | 27.85 | 27.85 | 27.85 | 27.85
LFG | 3831.62 | 3831.62 | 5392.66 | 5392.66 | 5392.66 | 5392.66
Nuc | 33038.5 | 59140.76 | 67841.51 | 67841.51 | 54164.37 | 53371.55
PS | 0 | 0 | 0 | 0 | 0 | 0
PV | 134.03 | 134.03 | 134.03 | 134.03 | 134.03 | 134.03
PeakG | 422.86 | 436.7 | 710.57 | 540.98 | 389.27 | 452.32
PeakO | 0 | 0 | 0 | 0 | 0 | 0
ST | 0 | 0 | 0 | 0 | 0 | 0
STOG | 3384.65 | 3178.39 | 3187.24 | 3166.23 | 2745.75 | 1907.78
STWD | 0 | 78.75 | 131.92 | 131.92 | 131.92 | 219.67
WT | 0 | 0 | 0 | 0 | 0 | 0
IGCC | 0 | 0 | 0 | 0 | 0 | 0
DemandResponse | 0 | 0 | 0 | 0 | 0 | 0
IGCC-CCS | 0 | 0 | 0 | 0 | 0 | 0
WT_off | 0 | 0 | 0 | 0 | 0 | 0
PseudoUnit | 0 | 0 | 0 | 0 | 0 | 0
FixedInterchange | 0 | 0 | 0 | 0 | 0 | 0
Total Generation by Reporting Type: MAPP_US
ReportingType | 2015 | 2020 | 2025 | 2030 | 2035 | 2040
BM | 0 | 0 | 0 | 0 | 0 | 0
CC | 202.17 | 204.14 | 204.26 | 257.21 | 257.21 | 202.17
CSP | 0 | 0 | 0 | 0 | 0 | 0
CT | 0 | 0 | 0 | 5.79 | 5.79 | 8.11
Coal | 20966.87 | 19428.91 | 19485.82 | 19485.82 | 21893.93 | 21893.93
Geo | 354.6 | 354.6 | 354.6 | 354.6 | 354.6 | 354.6
H | 10150.02 | 10150.02 | 10150.02 | 10150.02 | 10150.02 | 10150.02
LFG | 15.77 | 15.77 | 580.79 | 580.79 | 580.79 | 580.79
Nuc | 0 | 0 | 0 | 0 | 0 | 0.01
PS | 0 | 0 | 0 | 0 | 0 | 0
PV | 0 | 0 | 0 | 0 | 0 | 0
PeakG | 24.11 | 90.12 | 117.59 | 149.93 | 155.22 | 70.07
PeakO | 0 | 0 | 0 | 0 | 0 | 0
ST | 0 | 0 | 0 | 0 | 0 | 0
STOG | 0 | 0 | 0 | 0 | 0 | 0
STWD | 0 | 0 | 0 | 0 | 0 | 0
WT | 5908.78 | 8005.11 | 8290.81 | 8696.69 | 9100.67 | 9430.82
IGCC | 0 | 0 | 0 | 0 | 0 | 0
DemandResponse | 0 | 0 | 0 | 0 | 0 | 0
IGCC-CCS | 0 | 0 | 0 | 0 | 0 | 0
WT_off | 0 | 0 | 0 | 0 | 0 | 0
PseudoUnit | 0 | 0 | 0 | 0 | 0 | 0
FixedInterchange | 0 | 0 | 0 | 0 | 0 | 0
Total Generation by Reporting Type: MISO_IN
ReportingType | 2015 | 2020 | 2025 | 2030 | 2035 | 2040
BM | 0 | 0 | 0 | 0 | 0 | 0
CC | 4216.83 | 5727 | 4340.02 | 7793.98 | 25916.54 | 24804.82
CSP | 0 | 0 | 0 | 0 | 0 | 0
CT | 0 | 0 | 0 | 0 | 0 | 0
Coal | 86009 | 89945.62 | 92878.28 | 95677.55 | 99212.9 | 100272.42
Geo | 0 | 0 | 0 | 0 | 0 | 0
H | 417.2 | 417.2 | 417.2 | 417.2 | 417.2 | 417.2
LFG | 291.71 | 291.71 | 291.71 | 923.41 | 923.41 | 923.41
Nuc | 0 | 0 | 0 | 0 | 0 | 0.02
PS | 0 | 0 | 0 | 0 | 0 | 0
PV | 0 | 411.8 | 663.3 | 671.35 | 697.3 | 717.1
PeakG | 0 | 25.81 | 52.89 | 90.35 | 90.35 | 90.35
PeakO | 0 | 0 | 0 | 0 | 0 | 0
ST | 0 | 0 | 0 | 0 | 0 | 0
STOG | 54.68 | 54.68 | 106.75 | 106.75 | 54.68 | 106.75
STWD | 0 | 0 | 0 | 0 | 0 | 0
WT | 1553.06 | 1553.06 | 1553.06 | 1553.06 | 1553.06 | 1553.06
IGCC | 4427.31 | 4427.31 | 4427.31 | 4427.31 | 4427.31 | 4427.31
DemandResponse | 0 | 0 | 0 | 0 | 0 | 0
IGCC-CCS | 0 | 0 | 0 | 0 | 0 | 0
WT_off | 0 | 0 | 0 | 0 | 0 | 0
PseudoUnit | 0 | 0 | 0 | 0 | 0 | 0
FixedInterchange | 0 | 0 | 0 | 0 | 0 | 0
Total Generation by Reporting Type: MISO_MI
ReportingType | 2015 | 2020 | 2025 | 2030 | 2035 | 2040
BM | 0 | 0 | 0 | 0 | 0 | 0
CC | 9016.88 | 13863.14 | 9168.16 | 8635.34 | 7690.29 | 6639.67
CSP | 0 | 0 | 0 | 0 | 0 | 0
CT | 0 | 0 | 0 | 0 | 0 | 0
Coal | 53268.15 | 46804.73 | 49127.14 | 51427.28 | 52593.77 | 52593.77
Geo | 0 | 0 | 0 | 0 | 0 | 0
H | 410 | 410 | 410 | 410 | 410 | 410
LFG | 1285.09 | 2548.5 | 2548.5 | 2548.5 | 2548.5 | 2548.5
Nuc | 15994.29 | 15994.29 | 27834.17 | 27834.17 | 21246.79 | 21246.79
PS | 738.13 | 804.3 | 941.9 | 1422.72 | 1422.72 | 1422.72
PV | 0 | 0 | 0 | 0 | 0 | 0
PeakG | 18.69 | 26.02 | 68.13 | 100.92 | 102.19 | 95.77
PeakO | 0 | 0 | 0 | 0 | 0 | 0
ST | 0 | 0 | 0 | 0 | 0 | 0
STOG | 295.61 | 450.2 | 462.87 | 597.05 | 538.46 | 734.42
STWD | 144.53 | 511.48 | 146.39 | 798.59 | 721.99 | 839.81
WT | 5161.16 | 5161.16 | 6773.47 | 6773.47 | 7186.28 | 7617.57
IGCC | 0 | 0 | 0 | 0 | 0 | 0
DemandResponse | 0 | 0 | 0 | 0 | 0 | 0
IGCC-CCS | 0 | 0 | 0 | 0 | 0 | 0
WT_off | 0 | 0 | 0 | 0 | 0 | 0
PseudoUnit | 0 | 0 | 0 | 0 | 0 | 0
FixedInterchange | 0 | 0 | 0 | 0 | 0 | 0
Total Generation by Reporting Type: MISO_MO-IL
ReportingType | 2015 | 2020 | 2025 | 2030 | 2035 | 2040
BM | 0 | 0 | 0 | 0 | 0 | 0
CC | 2287.22 | 3104.34 | 1856.32 | 2445.36 | 2211.45 | 1579.42
CSP | 0 | 0 | 0 | 0 | 0 | 0
CT | 0 | 0 | 0 | 0 | 0 | 0
Coal | 101081.18 | 84693.71 | 93536.73 | 97804.59 | 102809.28 | 101832.39
Geo | 0 | 0 | 0 | 0 | 0 | 0
H | 1317.1 | 1317.1 | 1317.1 | 1317.1 | 1317.1 | 1317.1
LFG | 141.91 | 141.91 | 1902.67 | 1902.67 | 1902.67 | 1902.67
Nuc | 18906.97 | 18906.97 | 18906.97 | 18906.97 | 18906.97 | 18906.97
PS | 202.4 | 191.4 | 334.4 | 334.4 | 334.4 | 334.4
PV | 0 | 0 | 0 | 0 | 0 | 0
PeakG | 140.51 | 211.12 | 344.76 | 527.47 | 441.61 | 542.23
PeakO | 0 | 0 | 0 | 0 | 0 | 0
ST | 0 | 0 | 0 | 0 | 0 | 0
STOG | 57.9 | 110.53 | 110.53 | 110.53 | 57.9 | 18.42
STWD | 0 | 0 | 0 | 0 | 0 | 0
WT | 2075.16 | 2075.16 | 2075.16 | 2075.16 | 2075.16 | 2075.16
IGCC | 0 | 0 | 0 | 0 | 0 | 0
DemandResponse | 0 | 0 | 0 | 0 | 0 | 0
IGCC-CCS | 0 | 0 | 0 | 0 | 0 | 0
WT_off | 0 | 0 | 0 | 0 | 0 | 0
PseudoUnit | 0 | 0 | 0 | 0 | 0 | 0
FixedInterchange | 0 | 0 | 0 | 0 | 0 | 0
Total Generation by Reporting Type: MISO_W
ReportingType | 2015 | 2020 | 2025 | 2030 | 2035 | 2040
BM | 0 | 0 | 0 | 0 | 0 | 0
CC | 8864.87 | 9071.62 | 5580.15 | 5954.71 | 4794.53 | 2826.96
CSP | 0 | 0 | 0 | 0 | 0 | 0
CT | 0 | 0 | 0 | 0 | 0 | 0
Coal | 82211.16 | 81711.94 | 83408.76 | 84048.41 | 109793.47 | 146275.77
Geo | 0 | 0 | 0 | 0 | 0 | 0
H | 1643.73 | 1643.73 | 1643.73 | 1643.73 | 1643.73 | 1643.73
LFG | 1616.22 | 1616.22 | 2181.24 | 2181.24 | 2181.24 | 2181.24
Nuc | 19194.78 | 19194.78 | 19194.78 | 19194.78 | 0.78 | 0.78
PS | 0 | 0 | 0 | 0 | 0 | 0
PV | 0 | 0 | 0 | 0 | 0 | 0
PeakG | 508.48 | 196.63 | 216.98 | 208.64 | 216.6 | 91.22
PeakO | 0 | 0 | 0 | 0 | 0 | 0
ST | 0 | 0 | 0 | 0 | 0 | 0
STOG | 27.24 | 4.84 | 4.84 | 1.74 | 1.3 | 1.3
STWD | 0 | 126.41 | 126.41 | 127.24 | 126.41 | 126.41
WT | 27590.66 | 34410.71 | 44551.78 | 46974.03 | 49106.25 | 50792.14
IGCC | 0 | 0 | 0 | 0 | 0 | 0
DemandResponse | 0 | 0 | 0 | 0 | 0 | 0
IGCC-CCS | 0 | 0 | 0 | 0 | 0 | 0
WT_off | 0 | 0 | 0 | 0 | 0 | 0
PseudoUnit | 0 | 0 | 0 | 0 | 0 | 0
FixedInterchange | 0 | 0 | 0 | 0 | 0 | 0
Total Generation by Reporting Type: MISO_WUMS
ReportingType | 2015 | 2020 | 2025 | 2030 | 2035 | 2040
BM | 0 | 0 | 0 | 0 | 0 | 0
CC | 14239.65 | 23228.22 | 20922.65 | 19478.24 | 30599.69 | 25983.12
CSP | 0 | 0 | 0 | 0 | 0 | 0
CT | 0 | 286.7 | 255.26 | 423.1 | 662.42 | 1192.73
Coal | 29886.71 | 29698.34 | 32722.97 | 37920.31 | 41077.9 | 42374.67
Geo | 0 | 0 | 0 | 0 | 0 | 0
H | 1018.41 | 1023.31 | 1023.31 | 1023.31 | 1023.31 | 1023.31
LFG | 559.76 | 619.29 | 2320.52 | 2320.52 | 2320.52 | 2320.52
Nuc | 14153.33 | 14153.33 | 14153.33 | 14153.33 | 0.78 | 0.78
PS | 0 | 0 | 0 | 0 | 0 | 0
PV | 0 | 0 | 0 | 0 | 0 | 0
PeakG | 26.97 | 60.6 | 72.29 | 0 | 0 | 0
PeakO | 0 | 0 | 0 | 0 | 0 | 0
ST | 0 | 0 | 0 | 0 | 0 | 0
STOG | 2.33 | 0 | 0 | 0 | 0 | 0
STWD | 0 | 41.11 | 38.74 | 42.68 | 42.68 | 42.68
WT | 4109.61 | 4109.61 | 4109.61 | 4109.61 | 4109.61 | 4109.61
IGCC | 0 | 0 | 0 | 0 | 0 | 0
DemandResponse | 0 | 0 | 0 | 0 | 0 | 0
IGCC-CCS | 0 | 0 | 0 | 0 | 0 | 0
WT_off | 0 | 0 | 0 | 0 | 0 | 0
PseudoUnit | 0 | 0 | 0 | 0 | 0 | 0
FixedInterchange | 0 | 0 | 0 | 0 | 0 | 0
Total Generation by Reporting Type: Nebraska
ReportingType | 2015 | 2020 | 2025 | 2030 | 2035 | 2040
BM | 0 | 0 | 0 | 0 | 0 | 0
CC | 402.3 | 454.72 | 454.72 | 404.88 | 454.72 | 253.02
CSP | 0 | 0 | 0 | 0 | 0 | 0
CT | 0 | 0 | 0 | 0 | 0 | 0
Coal | 30719.51 | 30424.37 | 30424.37 | 36148.53 | 41134.96 | 51943.73
Geo | 0 | 0 | 0 | 0 | 0 | 0
H | 591 | 591 | 591 | 591 | 591 | 591
LFG | 47.3 | 47.3 | 612.32 | 612.32 | 612.32 | 612.32
Nuc | 10600.63 | 10600.63 | 10600.63 | 10600.63 | 1.56 | 1.56
PS | 0 | 0 | 0 | 0 | 0 | 0
PV | 0 | 0 | 0 | 0 | 0 | 0
PeakG | 86.22 | 121.5 | 147.74 | 140.7 | 170.07 | 57.18
PeakO | 0 | 0 | 0 | 0 | 0 | 0
ST | 0 | 0 | 0 | 0 | 0 | 0
STOG | 0 | 0 | 0 | 0 | 0 | 0
STWD | 0 | 0 | 0 | 0 | 0 | 0
WT | 1220.72 | 1220.72 | 1220.72 | 1220.72 | 1220.72 | 1220.72
IGCC | 0 | 0 | 0 | 0 | 0 | 0
DemandResponse | 0 | 0 | 0 | 0 | 0 | 0
IGCC-CCS | 0 | 0 | 0 | 0 | 0 | 0
WT_off | 0 | 0 | 0 | 0 | 0 | 0
PseudoUnit | 0 | 0 | 0 | 0 | 0 | 0
FixedInterchange | 0 | 0 | 0 | 0 | 0 | 0
Total Generation by Reporting Type: NEISO
ReportingType | 2015 | 2020 | 2025 | 2030 | 2035 | 2040
BM | 1882.96 | 1882.96 | 527.9 | 528.12 | 630.45 | 597.66
CC | 39451.58 | 32177.12 | 32381.61 | 34585.91 | 48711.07 | 56184.71
CSP | 0 | 0 | 0 | 0 | 0 | 0
CT | 1.23 | 6.65 | 8.23 | 10.92 | 41.52 | 78.06
Coal | 32.27 | 0 | 0 | 0 | 0 | 0
Geo | 0 | 0 | 0 | 0 | 0 | 0
H | 12289.94 | 12289.94 | 12289.94 | 12289.94 | 12303.66 | 12303.66
LFG | 4582.65 | 5132.48 | 5132.48 | 5132.48 | 5132.48 | 5132.48
Nuc | 39329.22 | 39329.22 | 39329.22 | 39329.22 | 28415.2 | 20990.23
PS | 58.59 | 159.81 | 184.14 | 159.8 | 245.56 | 325.41
PV | 5.26 | 554.94 | 554.94 | 557.14 | 557.14 | 557.14
PeakG | 22.17 | 38.51 | 38.51 | 38.51 | 102.41 | 102.41
PeakO | 0 | 0 | 0 | 0 | 0 | 0
ST | 0 | 0 | 0 | 0 | 0 | 0
STOG | 0 | 0 | 0 | 0 | 0 | 0
STWD | 3928.47 | 1246.49 | 82.79 | 640.73 | 1196.35 | 1229.14
WT | 1283.3 | 9221.97 | 15161.23 | 16205.23 | 16205.23 | 16205.23
IGCC | 0 | 0 | 0 | 0 | 0 | 0
DemandResponse | 0 | 0 | 0 | 0 | 0 | 0
IGCC-CCS | 0 | 0 | 0 | 0 | 0 | 0
WT_off | 1870.13 | 1870.13 | 1870.13 | 1870.13 | 0 | 0
PseudoUnit | 0 | 0 | 0 | 0 | 0 | 0
FixedInterchange | 0 | 0 | 0 | 0 | 0 | 0
Total Generation by Reporting Type: NonRTO_Midwest
ReportingType | 2015 | 2020 | 2025 | 2030 | 2035 | 2040
BM | 0 | 0 | 0 | 0 | 0 | 0
CC | 0 | 130.49 | 115.11 | 2291.04 | 3168.27 | 4453.29
CSP | 0 | 0 | 0 | 0 | 0 | 0
CT | 0 | 26.95 | 26.95 | 100.48 | 56.98 | 156.64
Coal | 61139.81 | 62589.21 | 63379.06 | 66137.07 | 67528.27 | 68639.86
Geo | 0 | 0 | 0 | 0 | 0 | 0
H | 457.8 | 457.8 | 457.8 | 457.8 | 457.8 | 457.8
LFG | 110.38 | 110.38 | 746.29 | 1373.79 | 1373.79 | 1373.79
Nuc | 0 | 0 | 0 | 0 | 0 | 0.04
PS | 0 | 0 | 0 | 0 | 0 | 0
PV | 0 | 0 | 0 | 0 | 0 | 0
PeakG | 127.01 | 224.63 | 325.79 | 508.15 | 356.33 | 346.15
PeakO | 0 | 0 | 0 | 0 | 0 | 0
ST | 0 | 0 | 0 | 0 | 0 | 0
STOG | 0 | 0 | 0 | 0 | 0 | 0
STWD | 0 | 0 | 0 | 0 | 0 | 0
WT | 151.43 | 151.43 | 151.43 | 151.43 | 151.43 | 151.43
IGCC | 0 | 0 | 0 | 0 | 0 | 0
DemandResponse | 0 | 0 | 0 | 0 | 0 | 0
IGCC-CCS | 0 | 0 | 0 | 0 | 0 | 0
WT_off | 0 | 0 | 0 | 0 | 0 | 0
PseudoUnit | 0 | 0 | 0 | 0 | 0 | 0
FixedInterchange | 0 | 0 | 0 | 0 | 0 | 0
Total Generation by Reporting Type: NYISO_A-F
ReportingType | 2015 | 2020 | 2025 | 2030 | 2035 | 2040
BM | 0 | 0 | 0 | 0 | 0 | 0
CC | 6575.98 | 8397.73 | 8768.62 | 11206.73 | 13920.08 | 13984.12
CSP | 0 | 0 | 0 | 0 | 0 | 0
CT | 0 | 0 | 0 | 0 | 0 | 0
Coal | 0 | 0 | 0 | 0 | 0 | 0
Geo | 0 | 0 | 0 | 0 | 0 | 0
H | 27149.99 | 27149.99 | 27149.99 | 27149.99 | 27149.99 | 27149.99
LFG | 1359.2 | 1359.2 | 1471.25 | 1894.79 | 1894.79 | 1894.79
Nuc | 27068.95 | 27068.95 | 27068.95 | 21809.21 | 16894.07 | 9678.44
PS | 7.48 | 35.52 | 54.81 | 176.27 | 296.52 | 234.64
PV | 0 | 0 | 0 | 0 | 0 | 0
PeakG | 0 | 0 | 6.58 | 6.58 | 6.58 | 6.58
PeakO | 0 | 0 | 0 | 0 | 0 | 0
ST | 0 | 0 | 0 | 0 | 0 | 0
STOG | 0 | 0 | 0 | 0 | 0 | 0
STWD | 0 | 0 | 0 | 0.77 | 0.77 | 2.71
WT | 10101.82 | 11933.66 | 11933.66 | 13327.34 | 14532.14 | 14532.14
IGCC | 0 | 0 | 0 | 0 | 0 | 0
DemandResponse | 0 | 0 | 0 | 0 | 0 | 0
IGCC-CCS | 0 | 0 | 0 | 0 | 0 | 0
WT_off | 0 | 0 | 0 | 0 | 0 | 0
PseudoUnit | 0 | 0 | 0 | 0 | 0 | 0
FixedInterchange | 0 | 0 | 0 | 0 | 0 | 0
Total Generation by Reporting Type: NYISO_G-I
ReportingType | 2015 | 2020 | 2025 | 2030 | 2035 | 2040
BM | 0 | 0 | 0 | 0 | 0 | 0
CC | 6440.58 | 8099.45 | 8692.61 | 14799.5 | 38895.68 | 62819.62
CSP | 0 | 0 | 0 | 0 | 0 | 0
CT | 0 | 0 | 0 | 0 | 0 | 0
Coal | 0 | 0 | 0 | 0 | 0 | 0
Geo | 0 | 0 | 0 | 0 | 0 | 0
H | 266.56 | 266.56 | 266.56 | 266.56 | 266.56 | 266.56
LFG | 504.58 | 504.58 | 1090.62 | 1090.62 | 1090.62 | 1090.62
Nuc | 17314.89 | 17314.89 | 17314.89 | 17314.89 | 8681.86 | 3.12
PS | 0 | 0 | 0 | 0 | 0 | 0
PV | 0 | 0 | 0 | 0 | 0 | 0
PeakG | 0.01 | 0.03 | 0.03 | 0.03 | 0.03 | 0.03
PeakO | 0 | 0 | 0 | 0 | 0 | 0
ST | 0 | 0 | 0 | 0 | 0 | 0
STOG | 0 | 0 | 0 | 0 | 0 | 0
STWD | 0 | 0 | 0 | 0 | 0 | 0
WT | 0 | 178.23 | 178.23 | 178.23 | 178.23 | 178.23
IGCC | 0 | 0 | 0 | 0 | 0 | 0
DemandResponse | 0 | 0 | 0 | 0 | 0 | 0
IGCC-CCS | 0 | 0 | 0 | 0 | 0 | 0
WT_off | 0 | 0 | 0 | 0 | 0 | 0
PseudoUnit | 0 | 0 | 0 | 0 | 0 | 0
FixedInterchange | 0 | 0 | 0 | 0 | 0 | 0
Total Generation by Reporting Type: NYISO_J-K
ReportingType | 2015 | 2020 | 2025 | 2030 | 2035 | 2040
BM | 0 | 0 | 0 | 0 | 0 | 0
CC | 25137.92 | 31113.02 | 30432.02 | 30611.38 | 31482.61 | 31428.29
CSP | 0 | 0 | 0 | 0 | 0 | 0
CT | 0 | 0 | 28.96 | 60.48 | 117.59 | 232.46
Coal | 0 | 0 | 0 | 0 | 0 | 0
Geo | 0 | 0 | 0 | 0 | 0 | 0
H | 0 | 0 | 0 | 0 | 0 | 0
LFG | 977.62 | 977.62 | 977.62 | 1563.66 | 1563.66 | 1563.66
Nuc | 0 | 0 | 0 | 0 | 0 | 0
PS | 0 | 0 | 0 | 0 | 0 | 0
PV | 53.26 | 53.26 | 53.26 | 53.26 | 0 | 0
PeakG | 45.57 | 141.45 | 192.01 | 188.32 | 177.97 | 409.61
PeakO | 0 | 0 | 0 | 0 | 0 | 0
ST | 0 | 0 | 0 | 0 | 0 | 0
STOG | 1158.34 | 2091.93 | 2720.11 | 2775.92 | 3165.52 | 4048.87
STWD | 0 | 0 | 0 | 0 | 0 | 0
WT | 0 | 0 | 0 | 0 | 0 | 0
IGCC | 0 | 0 | 0 | 0 | 0 | 0
DemandResponse | 0 | 0 | 0 | 0 | 0 | 0
IGCC-CCS | 0 | 0 | 0 | 0 | 0 | 0
WT_off | 0 | 0 | 0 | 0 | 0 | 0
PseudoUnit | 0 | 0 | 0 | 0 | 0 | 0
FixedInterchange | 0 | 0 | 0 | 0 | 0 | 0
Total Generation by Reporting Type: PJM_E
ReportingType | 2015 | 2020 | 2025 | 2030 | 2035 | 2040
BM | 115.34 | 223.98 | 223.98 | 223.98 | 223.98 | 223.98
CC | 25267.88 | 36034.41 | 39335.37 | 40604.46 | 49333.47 | 55690.25
CSP | 0 | 0 | 0 | 0 | 0 | 0
CT | 0 | 0.86 | 0.86 | 5.14 | 124.4 | 139.64
Coal | 229.87 | 129.58 | 174.76 | 207.62 | 207.62 | 207.62
Geo | 0 | 0 | 0 | 0 | 0 | 0
H | 1839.27 | 1839.27 | 1839.27 | 1839.27 | 1839.27 | 1839.27
LFG | 3714.15 | 4761.94 | 4761.94 | 4761.94 | 4761.94 | 4761.94
Nuc | 71732.67 | 66529.66 | 66529.66 | 66529.66 | 47698.89 | 37758.56
PS | 164 | 184 | 184 | 304 | 229.05 | 294
PV | 102.4 | 102.4 | 102.4 | 102.4 | 102.4 | 102.4
PeakG | 22.93 | 80.25 | 481.53 | 481.53 | 940.13 | 252.23
PeakO | 0 | 0 | 0 | 0 | 0 | 0
ST | 0 | 0 | 0 | 0 | 0 | 0
STOG | 268.49 | 512.56 | 548.91 | 1000.72 | 1000.72 | 580.28
STWD | 0 | 0 | 0 | 0 | 0 | 0
WT | 2143.36 | 2143.36 | 2143.36 | 2143.36 | 2143.36 | 2143.36
IGCC | 0 | 0 | 0 | 0 | 0 | 0
DemandResponse | 0 | 0 | 0 | 0 | 0 | 0
IGCC-CCS | 0 | 0 | 0 | 0 | 0 | 0
WT_off | 0 | 0 | 3990.52 | 3990.52 | 3990.52 | 3990.52
PseudoUnit | 0 | 0 | 0 | 0 | 0 | 0
FixedInterchange | 0 | 0 | 0 | 0 | 0 | 0
Total Generation by Reporting Type: PJM_ROM
ReportingType | 2015 | 2020 | 2025 | 2030 | 2035 | 2040
BM | 69.2 | 134.39 | 134.39 | 134.39 | 134.39 | 134.39
CC | 14555.73 | 21398.85 | 20376.1 | 22500.99 | 50955.27 | 137745.15
CSP | 0 | 0 | 0 | 0 | 0 | 0
CT | 0 | 0.52 | 3.14 | 3.14 | 6.13 | 1.64
Coal | 48424.15 | 54394.46 | 59253.5 | 59860.37 | 59860.37 | 59860.37
Geo | 0 | 0 | 0 | 0 | 0 | 0
H | 3645.46 | 3645.46 | 3645.46 | 3645.46 | 3645.46 | 6490.47
LFG | 2813.8 | 4903.85 | 4903.85 | 4903.85 | 4903.85 | 4903.85
Nuc | 42639.82 | 67565.88 | 67565.88 | 67565.88 | 52900.91 | 45289.02
PS | 620.33 | 695.98 | 1088.32 | 1149.88 | 1149.88 | 1112.05
PV | 10.51 | 2556.54 | 4137.99 | 4514.66 | 4684.22 | 4843.53
PeakG | 0 | 48.51 | 48.51 | 49.77 | 294.11 | 123.37
PeakO | 0 | 0 | 0 | 0 | 0 | 0
ST | 0 | 0 | 0 | 0 | 0 | 0
STOG | 211.95 | 211.95 | 413.8 | 413.8 | 454.61 | 424.01
STWD | 206.71 | 490.56 | 490.56 | 490.56 | 490.56 | 490.56
WT | 3032.09 | 3032.09 | 4910.74 | 14582.59 | 17226.14 | 17226.14
IGCC | 0 | 0 | 0 | 0 | 0 | 0
DemandResponse | 0 | 0 | 0 | 0 | 0 | 0
IGCC-CCS | 0 | 0 | 0 | 0 | 0 | 0
WT_off | 0 | 0 | 0 | 0 | 0 | 0
PseudoUnit | 0 | 0 | 0 | 0 | 0 | 0
FixedInterchange | 0 | 0 | 0 | 0 | 0 | 0
Total Generation by Reporting Type: PJM_ROR
ReportingType | 2015 | 2020 | 2025 | 2030 | 2035 | 2040
BM | 74.55 | 161.29 | 358.22 | 913.49 | 1634.58 | 1216.37
CC | 66055.97 | 61086.86 | 51752.45 | 55117.21 | 115034.63 | 96860.53
CSP | 0 | 0 | 0 | 0 | 0 | 0
CT | 5.69 | 5.69 | 5.69 | 5.69 | 5.69 | 11.11
Coal | 339262.38 | 290787.57 | 296351.06 | 297248.74 | 299621.61 | 301010.59
Geo | 0 | 0 | 0 | 0 | 0 | 0
H | 4602.26 | 4602.26 | 6925.78 | 6925.78 | 6925.78 | 6925.78
LFG | 4252.63 | 4252.63 | 8302.71 | 8302.71 | 8302.71 | 8302.71
Nuc | 169341.6 | 181025.69 | 181025.69 | 173684.74 | 137488.02 | 96141.96
PS | 1340.23 | 1837.95 | 2341.56 | 2365.1 | 1495.87 | 2071.18
PV | 63.07 | 63.07 | 63.07 | 63.07 | 63.07 | 63.07
PeakG | 1102.78 | 1258.37 | 1247.59 | 1704.34 | 1050.26 | 1403.67
PeakO | 0 | 0 | 0 | 0 | 0 | 0
ST | 0 | 0 | 0 | 0 | 0 | 0
STOG | 606.57 | 798.51 | 808.82 | 837.86 | 805.78 | 845.04
STWD | 37.75 | 608.76 | 975.96 | 1139.21 | 1359.55 | 1359.55
WT | 28147.97 | 28147.97 | 28147.97 | 28682.04 | 28682.04 | 31082.56
IGCC | 0 | 0 | 0 | 0 | 0 | 0
DemandResponse | 0 | 0 | 0 | 0 | 0 | 0
IGCC-CCS | 0 | 0 | 0 | 0 | 0 | 0
WT_off | 0 | 0 | 0 | 0 | 0 | 0
PseudoUnit | 0 | 0 | 0 | 0 | 0 | 0
FixedInterchange | 0 | 0 | 0 | 0 | 0 | 0
Total Generation by Reporting Type: SOCO
ReportingType | 2015 | 2020 | 2025 | 2030 | 2035 | 2040
BM | 0 | 0 | 23.04 | 23.04 | 38.26 | 38.26
CC | 114510.84 | 110079.78 | 101683.77 | 117868.33 | 112538.13 | 107378.36
CSP | 0 | 0 | 0 | 0 | 0 | 0
CT | 0 | 0 | 0 | 0 | 0 | 0
Coal | 99124.15 | 107418.8 | 124223.49 | 124223.49 | 140349.55 | 188960.71
Geo | 0 | 0 | 0 | 0 | 0 | 0
H | 10893.11 | 10893.11 | 10893.11 | 10893.11 | 10893.11 | 10893.11
LFG | 291.71 | 291.71 | 1138.45 | 1138.45 | 1138.45 | 1138.45
Nuc | 48863.49 | 66000.15 | 66000.15 | 66000.15 | 66000.15 | 43604.33
PS | 760.19 | 1191.85 | 1273 | 1273 | 1273 | 1273
PV | 0 | 0 | 0 | 0 | 0 | 0
PeakG | 402.48 | 1055.2 | 1907.29 | 2095.68 | 1472.8 | 1474.26
PeakO | 0 | 0 | 0 | 0 | 0 | 0
ST | 0 | 0 | 0 | 0 | 0 | 0
STOG | 0 | 0 | 0 | 0 | 0 | 0
STWD | 0 | 0 | 0 | 0 | 0 | 0
WT | 0 | 0 | 0 | 0 | 0 | 0
IGCC | 0 | 0 | 0 | 0 | 0 | 0
DemandResponse | 0 | 0 | 0 | 0 | 0 | 0
IGCC-CCS | 0 | 0 | 0 | 0 | 0 | 0
WT_off | 0 | 0 | 0 | 0 | 0 | 0
PseudoUnit | 0 | 0 | 0 | 0 | 0 | 0
FixedInterchange | 0 | 0 | 0 | 0 | 0 | 0
Total Generation by Reporting Type: SPP_N
ReportingType | 2015 | 2020 | 2025 | 2030 | 2035 | 2040
BM | 0 | 0 | 0 | 0 | 0 | 0
CC | 6382.6 | 12789.35 | 12166.61 | 10142.19 | 7184.7 | 5120.52
CSP | 0 | 0 | 0 | 0 | 0 | 0
CT | 0 | 0 | 0 | 0 | 0 | 0
Coal | 61836.51 | 61574.3 | 61676.24 | 61676.24 | 61676.24 | 71405.81
Geo | 0 | 0 | 0 | 0 | 0 | 0
H | 60 | 60 | 60 | 60 | 60 | 60
LFG | 55.19 | 55.19 | 804.17 | 804.17 | 804.17 | 804.17
Nuc | 9821.8 | 9821.8 | 9821.8 | 9821.8 | 9821.8 | 9821.8
PS | 0 | 0 | 0 | 0 | 0 | 0
PV | 0 | 0 | 0 | 0 | 0 | 0
PeakG | 22.11 | 87.78 | 200.28 | 357.5 | 408.99 | 365.28
PeakO | 0 | 0 | 0 | 0 | 0 | 0
ST | 0 | 0 | 0 | 0 | 0 | 0
STOG | 325.71 | 447.67 | 650.91 | 670.26 | 660.77 | 635.9
STWD | 0 | 0 | 0 | 0 | 0 | 0
WT | 4213.48 | 4213.48 | 4213.48 | 4213.48 | 10333.06 | 10333.06
IGCC | 0 | 0 | 0 | 0 | 0 | 0
DemandResponse | 0 | 0 | 0 | 0 | 0 | 0
IGCC-CCS | 0 | 0 | 0 | 0 | 0 | 0
WT_off | 0 | 0 | 0 | 0 | 0 | 0
PseudoUnit | 0 | 0 | 0 | 0 | 0 | 0
FixedInterchange | 0 | 0 | 0 | 0 | 0 | 0
Total Generation by Reporting Type: SPP_S
ReportingType | 2015 | 2020 | 2025 | 2030 | 2035 | 2040
BM | 0 | 0 | 0 | 0 | 0 | 0
CC | 39967.13 | 49829.18 | 48295.02 | 49558.6 | 24544.56 | 23104.02
CSP | 0 | 0 | 0 | 0 | 0 | 0
CT | 30.61 | 67.28 | 139.86 | 81.48 | 0 | 0
Coal | 90388.04 | 82897.42 | 92088.98 | 95552.21 | 95146.74 | 94374.32
Geo | 0 | 0 | 0 | 0 | 0 | 0
H | 10050.79 | 10050.79 | 10050.79 | 10050.79 | 10050.79 | 10050.79
LFG | 149.8 | 149.8 | 254.42 | 898.78 | 898.78 | 898.78
Nuc | 0 | 0 | 0 | 0 | 0 | 0
PS | 194.01 | 194.01 | 338.96 | 338.96 | 320.17 | 383.56
PV | 0 | 0 | 0 | 0 | 0 | 0
PeakG | 0 | 7.74 | 107.94 | 41.69 | 0 | 0
PeakO | 0 | 0 | 0 | 0 | 0 | 0
ST | 0 | 0 | 0 | 0 | 0 | 0
STOG | 2154.67 | 2196.87 | 2575.35 | 2406.15 | 974.91 | 1255.9
STWD | 0 | 0 | 0 | 0 | 0 | 0
WT | 9404.55 | 18411.9 | 19159.18 | 24585.62 | 71277.16 | 74603.26
IGCC | 0 | 0 | 0 | 0 | 0 | 0
DemandResponse | 0 | 0 | 0 | 0 | 0 | 0
IGCC-CCS | 0 | 0 | 0 | 0 | 0 | 0
WT_off | 0 | 0 | 0 | 0 | 0 | 0
PseudoUnit | 0 | 0 | 0 | 0 | 0 | 0
FixedInterchange | 0 | 0 | 0 | 0 | 0 | 0
Total Generation by Reporting Type: TVA
ReportingType | 2015 | 2020 | 2025 | 2030 | 2035 | 2040
BM | 0 | 0 | 0 | 0 | 0 | 0
CC | 20231.57 | 12637.43 | 11831.94 | 20038.17 | 21120.8 | 17525
CSP | 0 | 0 | 0 | 0 | 0 | 0
CT | 0 | 237.32 | 245.67 | 450.53 | 426.29 | 450.53
Coal | 82995.16 | 77135.2 | 79889.64 | 80732.67 | 99329.08 | 120597.2
Geo | 0 | 0 | 0 | 0 | 0 | 0
H | 17444.81 | 17444.8 | 17444.8 | 17444.8 | 17444.8 | 17444.8
LFG | 102.49 | 102.49 | 949.23 | 949.23 | 949.23 | 949.23
Nuc | 66081.53 | 83483.03 | 83483.03 | 83483.03 | 62210.93 | 51384.38
PS | 719.74 | 724.1 | 759.83 | 784.19 | 852.81 | 937.5
PV | 0 | 0 | 0 | 0 | 0 | 0
PeakG | 0 | 0 | 33.2 | 36.87 | 40.63 | 41.87
PeakO | 0 | 0 | 0 | 0 | 0 | 0
ST | 0 | 0 | 0 | 0 | 0 | 0
STOG | 0 | 0 | 0 | 0 | 0 | 0
STWD | 0 | 0 | 0.04 | 0.57 | 1.84 | 1.96
WT | 73.94 | 73.94 | 73.94 | 73.94 | 73.94 | 73.94
IGCC | 0 | 0 | 0 | 0 | 0 | 0
DemandResponse | 0 | 0 | 0 | 0 | 0 | 0
IGCC-CCS | 0 | 0 | 0 | 0 | 0 | 0
WT_off | 0 | 0 | 0 | 0 | 0 | 0
PseudoUnit | 0 | 0 | 0 | 0 | 0 | 0
FixedInterchange | 0 | 0 | 0 | 0 | 0 | 0
Total Generation by Reporting Type: TVA_Transmission
ReportingType | 2015 | 2020 | 2025 | 2030 | 2035 | 2040
BM | 0 | 0 | 0 | 0 | 0 | 0
CC | 0 | 0 | 0 | 0 | 0 | 0
CSP | 0 | 0 | 0 | 0 | 0 | 0
CT | 0 | 0 | 0 | 0 | 0 | 0
Coal | 0 | 0 | 0 | 0 | 0 | 0
Geo | 0 | 0 | 0 | 0 | 0 | 0
H | 0 | 0 | 0 | 0 | 0 | 0
LFG | 0 | 0 | 0 | 0 | 0 | 0
Nuc | 0 | 0 | 0 | 0 | 0 | 0
PS | 0 | 0 | 0 | 0 | 0 | 0
PV | 0 | 0 | 0 | 0 | 0 | 0
PeakG | 0 | 0 | 0 | 0 | 0 | 0
PeakO | 0 | 0 | 0 | 0 | 0 | 0
ST | 0 | 0 | 0 | 0 | 0 | 0
STOG | 0 | 0 | 0 | 0 | 0 | 0
STWD | 0 | 0 | 0 | 0 | 0 | 0
WT | 0 | 0 | 0 | 0 | 0 | 0
IGCC | 0 | 0 | 0 | 0 | 0 | 0
DemandResponse | 0 | 0 | 0 | 0 | 0 | 0
IGCC-CCS | 0 | 0 | 0 | 0 | 0 | 0
WT_off | 0 | 0 | 0 | 0 | 0 | 0
PseudoUnit | 0 | 0 | 0 | 0 | 0 | 0
FixedInterchange | 0 | 0 | 0 | 0 | 0 | 0
Total Generation by Reporting Type: VACAR
ReportingType | 2015 | 2020 | 2025 | 2030 | 2035 | 2040
BM | 6.84 | 2487.14 | 6939.75 | 7366.04 | 8615.31 | 9336.01
CC | 39825.94 | 36632.73 | 22422.36 | 23503.32 | 53111.23 | 79799.77
CSP | 0 | 0 | 0 | 0 | 0 | 0
CT | 73.69 | 73.69 | 93.82 | 145.84 | 284.48 | 370.74
Coal | 83222.06 | 74649.2 | 93741.33 | 101351.81 | 111766.03 | 113126.87
Geo | 0 | 0 | 0 | 0 | 0 | 0
H | 4325 | 4325 | 4325 | 4325 | 4325 | 4325
LFG | 499.37 | 1343.43 | 1343.43 | 1343.43 | 1343.43 | 1343.43
Nuc | 96778.6 | 132329.38 | 149730.89 | 149730.89 | 122229.85 | 106498.03
PS | 643.74 | 1177.77 | 1402.69 | 1946.82 | 1203.36 | 1203.36
PV | 42.05 | 302.61 | 323.7 | 330.64 | 355.02 | 369.69
PeakG | 123.53 | 193.53 | 318.75 | 394.07 | 374.58 | 371.33
PeakO | 0 | 0 | 0 | 0 | 0 | 0
ST | 0 | 0 | 0 | 0 | 0 | 0
STOG | 0 | 0 | 0 | 0.86 | 0.86 | 0.86
STWD | 1969.25 | 1969.25 | 1211.31 | 1211.31 | 1650.09 | 1969.25
WT | 2.34 | 7866.99 | 7866.99 | 7866.99 | 7866.99 | 7866.99
IGCC | 0 | 0 | 0 | 0 | 0 | 0
DemandResponse | 0 | 0 | 0 | 0 | 0 | 0
IGCC-CCS | 0 | 0 | 0 | 0 | 0 | 0
WT_off | 3.45 | 3.45 | 3.45 | 3.45 | 3.45 | 3.45
PseudoUnit | 0 | 0 | 0 | 0 | 0 | 0
FixedInterchange | 0 | 0 | 0 | 0 | 0 | 0
Total Generation by Reporting Type: IESO
ReportingType | 2015 | 2020 | 2025 | 2030 | 2035 | 2040
BM | 0 | 0 | 0 | 0 | 3.01 | 3.01
CC | 489.25 | 735.94 | 1198.76 | 2021.28 | 8330.63 | 21200.02
CSP | 0 | 0 | 0 | 0 | 0 | 0
CT | 0 | 0 | 0 | 3.44 | 12.15 | 63.21
Coal | 0 | 0 | 0 | 0 | 0 | 0
Geo | 0 | 0 | 0 | 0 | 0 | 0
H | 46189.03 | 46189.03 | 46189.03 | 46189.03 | 46189.03 | 47737.94
LFG | 926.37 | 926.37 | 926.37 | 926.37 | 930.31 | 930.31
Nuc | 109180.68 | 109180.68 | 109180.68 | 109180.68 | 100459.6 | 87420.32
PS | 25.83 | 3.21 | 4.3 | 13.53 | 13.53 | 50.43
PV | 78.84 | 78.84 | 78.84 | 78.84 | 78.84 | 78.84
PeakG | 0 | 0 | 0 | 4.3 | 4.3 | 15.05
PeakO | 0 | 0 | 0 | 0 | 0 | 0
ST | 0 | 0 | 0 | 0 | 0 | 0
STOG | 0 | 0 | 0 | 0 | 0 | 0
STWD | 0 | 0 | 0 | 0 | 0 | 0
WT | 8479.75 | 8479.75 | 8479.75 | 8479.75 | 3205.67 | 3205.67
IGCC | 0 | 0 | 0 | 0 | 0 | 0
DemandResponse | 0 | 0 | 0 | 0 | 0 | 0
IGCC-CCS | 0 | 0 | 0 | 0 | 0 | 0
WT_off | 0 | 0 | 0 | 0 | 0 | 0
PseudoUnit | 0 | 0 | 0 | 0 | 0 | 0
FixedInterchange | 0 | 0 | 0 | 0 | 0 | 0
Total Generation by Reporting Type: MAPP_CA
ReportingType | 2015 | 2020 | 2025 | 2030 | 2035 | 2040
BM | 0 | 0 | 0 | 0 | 0 | 0
CC | 3386.93 | 3922.9 | 2992.63 | 1646.5 | 1191 | 776.44
CSP | 0 | 0 | 0 | 0 | 0 | 0
CT | 30.1 | 0.74 | 1.68 | 4.38 | 0 | 0
Coal | 425.28 | 470.01 | 1791.21 | 0 | 0 | 0
Geo | 0 | 0 | 0 | 0 | 0 | 0
H | 41520.42 | 44762.11 | 47341.18 | 55307.68 | 60726.21 | 64279.86
LFG | 0 | 0 | 0 | 0 | 0 | 0
Nuc | 0 | 0 | 0 | 0 | 0 | 0
PS | 0 | 0 | 0 | 0 | 0 | 0
PV | 0 | 0 | 0 | 0 | 0 | 0
PeakG | 0 | 0 | 0 | 0 | 0 | 0
PeakO | 0 | 0 | 0 | 0 | 0 | 0
ST | 0 | 0 | 0 | 0 | 0 | 0
STOG | 0 | 0 | 0 | 0 | 0 | 0
STWD | 0 | 0 | 0 | 0 | 0 | 0
WT | 1446.06 | 1446.06 | 1446.06 | 1446.06 | 688.72 | 688.72
IGCC | 0 | 0 | 0 | 0 | 0 | 0
DemandResponse | 0 | 0 | 0 | 0 | 0 | 0
IGCC-CCS | 0 | 0 | 0 | 0 | 0 | 0
WT_off | 0 | 0 | 0 | 0 | 0 | 0
PseudoUnit | 0 | 0 | 0 | 0 | 0 | 0
FixedInterchange | 0 | 0 | 0 | 0 | 0 | 0
Total Generation by Reporting Type: AZ_NM_SNV_Coal
ReportingType | 2015 | 2020 | 2025 | 2030 | 2035 | 2040
BM | 0 | 0 | 0 | 0 | 0 | 0
CC | 0 | 0 | 0 | 0 | 0 | 0
CSP | 0 | 0 | 0 | 0 | 0 | 0
CT | 0 | 0 | 0 | 0 | 0 | 0
Coal | 77016.08 | 77472.95 | 77472.95 | 77472.95 | 102222.29 | 122834.94
Geo | 0 | 0 | 0 | 0 | 0 | 0
H | 0 | 0 | 0 | 0 | 0 | 0
LFG | 0 | 0 | 0 | 0 | 0 | 0
Nuc | 0 | 0 | 0 | 0 | 0 | 0
PS | 0 | 0 | 0 | 0 | 0 | 0
PV | 0 | 0 | 0 | 0 | 0 | 0
PeakG | 0 | 0 | 0 | 0 | 0 | 0
PeakO | 0 | 0 | 0 | 0 | 0 | 0
ST | 0 | 0 | 0 | 0 | 0 | 0
STOG | 0 | 0 | 0 | 0 | 0 | 0
STWD | 0 | 0 | 0 | 0 | 0 | 0
WT | 0 | 0 | 0 | 0 | 0 | 0
IGCC | 0 | 0 | 0 | 0 | 0 | 0
DemandResponse | 0 | 0 | 0 | 0 | 0 | 0
IGCC-CCS | 0 | 0 | 0 | 0 | 0 | 0
WT_off | 0 | 0 | 0 | 0 | 0 | 0
PseudoUnit | 0 | 0 | 0 | 0 | 0 | 0
FixedInterchange | 0 | 0 | 0 | 0 | 0 | 0
Total Generation by Reporting Type: AZ_NM_SNV_Gas
ReportingType | 2015 | 2020 | 2025 | 2030 | 2035 | 2040
BM | 0 | 0 | 0 | 0 | 0 | 0
CC | 104791.96 | 110645.35 | 111625.23 | 127578.54 | 126913.92 | 108638.04
CSP | 0 | 0 | 0 | 0 | 0 | 0
CT | 0 | 0 | 144.37 | 281.87 | 0 | 0
Coal | 0 | 0 | 0 | 0 | 0 | 0
Geo | 0 | 0 | 0 | 0 | 0 | 0
H | 0 | 0 | 0 | 0 | 0 | 0
LFG | 0 | 0 | 0 | 0 | 0 | 0
Nuc | 0 | 0 | 0 | 0 | 0 | 0
PS | 0 | 0 | 0 | 0 | 0 | 0
PV | 0 | 0 | 0 | 0 | 0 | 0
PeakG | 0 | 0 | 317.68 | 563.97 | 530.97 | 530.97
PeakO | 0 | 0 | 0 | 0 | 0 | 0
ST | 0 | 0 | 0 | 0 | 0 | 0
STOG | 0 | 0 | 0 | 0 | 0 | 0
STWD | 0 | 0 | 0 | 0 | 0 | 0
WT | 0 | 0 | 0 | 0 | 0 | 0
IGCC | 0 | 0 | 0 | 0 | 0 | 0
DemandResponse | 0 | 0 | 0 | 0 | 0 | 0
IGCC-CCS | 0 | 0 | 0 | 0 | 0 | 0
WT_off | 0 | 0 | 0 | 0 | 0 | 0
PseudoUnit | 0 | 0 | 0 | 0 | 0 | 0
FixedInterchange | 0 | 0 | 0 | 0 | 0 | 0
Total Generation by Reporting Type: AZ_NM_SNV_NucRenew
ReportingType | 2015 | 2020 | 2025 | 2030 | 2035 | 2040
BM | 0 | 0 | 0 | 0 | 0 | 0
CC | 0 | 0 | 0 | 0 | 0 | 0
CSP | 0 | 0 | 0 | 0 | 0 | 0
CT | 0 | 0 | 0 | 0 | 0 | 0
Coal | 0 | 0 | 0 | 0 | 0 | 0
Geo | 0 | 0 | 12066.9 | 12066.9 | 12066.9 | 12066.9
H | 8952 | 8952 | 8952 | 8952 | 8952 | 8952
LFG | 55.19 | 533.48 | 533.48 | 533.48 | 533.48 | 533.48
Nuc | 30183.89 | 30183.89 | 30183.89 | 30183.89 | 30183.89 | 30183.89
PS | 45.36 | 45.36 | 45.36 | 88.56 | 88.56 | 153.36
PV | 365.63 | 365.63 | 365.63 | 365.63 | 365.63 | 365.63
PeakG | 0 | 0 | 0 | 0 | 0 | 0
PeakO | 0 | 0 | 0 | 0 | 0 | 0
ST | 981.12 | 2599.39 | 3576.4 | 3797.59 | 3797.59 | 3797.59
STOG | 0 | 0 | 0 | 0 | 0 | 0
STWD | 182.21 | 182.21 | 9.59 | 182.21 | 182.21 | 182.21
WT | 1407.73 | 26500.53 | 26500.53 | 27139.11 | 27139.11 | 27139.11
IGCC | 0 | 0 | 0 | 0 | 0 | 0
DemandResponse | 0 | 0 | 0 | 0 | 0 | 0
IGCC-CCS | 0 | 0 | 0 | 0 | 0 | 0
WT_off | 0 | 0 | 0 | 0 | 0 | 0
PseudoUnit | 0 | 0 | 0 | 0 | 0 | 0
FixedInterchange | 0 | 0 | 0 | 0 | 0 | 0
Total Generation by Reporting Type: ERCOT
ReportingType | 2015 | 2020 | 2025 | 2030 | 2035 | 2040
BM | 0 | 0 | 7.37 | 14.58 | 98.27 | 100.59
CC | 150364.27 | 165412.65 | 162349.09 | 173971.37 | 189115.45 | 206042.28
CSP | 0 | 0 | 0 | 0 | 0 | 0
CT | 0 | 5.38 | 25.69 | 8.17 | 8.17 | 8.17
Coal | 116742.53 | 128634.98 | 141005.36 | 141005.36 | 141005.36 | 141005.36
Geo | 0 | 0 | 0 | 0 | 0 | 0
H | 607.38 | 607.38 | 607.38 | 607.38 | 607.38 | 607.38
LFG | 591.3 | 591.3 | 591.3 | 3382.24 | 3382.24 | 3382.24
Nuc | 39655.79 | 39655.79 | 39655.79 | 39655.79 | 39655.79 | 39655.79
PS | 0 | 0 | 0 | 0 | 0 | 0
PV | 30.84 | 30.84 | 30.84 | 30.84 | 2.63 | 2.63
PeakG | 0 | 12.08 | 99.98 | 98.62 | 69.36 | 66.47
PeakO | 0 | 0 | 0 | 0 | 0 | 0
ST | 0 | 0 | 0 | 0 | 0 | 0
STOG | 3860.45 | 4988.05 | 6548.35 | 6108.13 | 5460.85 | 5073.97
STWD | 0 | 0 | 0 | 0 | 0 | 0
WT | 27080.39 | 27080.39 | 27080.39 | 27080.39 | 27080.39 | 27080.39
IGCC | 0 | 0 | 0 | 0 | 0 | 0
DemandResponse | 0 | 0 | 0 | 0 | 0 | 0
IGCC-CCS | 0 | 0 | 0 | 0 | 0 | 0
WT_off | 0 | 0 | 0 | 0 | 0 | 0
PseudoUnit | 0 | 0 | 0 | 0 | 0 | 0
FixedInterchange | 0 | 0 | 0 | 0 | 0 | 0
Total Generation by Reporting Type: NP15
ReportingType | 2015 | 2020 | 2025 | 2030 | 2035 | 2040
BM | 0 | 0 | 0 | 0 | 0 | 0
CC | 37348.82 | 22280.64 | 34859.69 | 24983.72 | 8416.73 | 939.58
CSP | 0 | 0 | 0 | 0 | 0 | 0
CT | 0 | 0 | 0 | 0 | 0 | 0
Coal | 213.44 | 213.44 | 213.44 | 213.44 | 0 | 0
Geo | 9050.48 | 11394.22 | 14043.68 | 14043.68 | 14043.68 | 14043.68
H | 24182 | 24182 | 24182 | 24182 | 24182 | 24182
LFG | 670.14 | 5124.6 | 5124.6 | 5124.6 | 5124.6 | 5124.6
Nuc | 17915.6 | 17915.6 | 17915.6 | 17915.6 | 51363.94 | 87427.04
PS | 1.14 | 0 | 6.36 | 31.56 | 72.58 | 104.96
PV | 153.52 | 153.52 | 153.52 | 153.52 | 139.28 | 139.28
PeakG | 0 | 0 | 0 | 0 | 0 | 0
PeakO | 0 | 0 | 0 | 0 | 0 | 0
ST | 99.08 | 99.08 | 99.08 | 99.08 | 99.08 | 99.08
STOG | 131.07 | 85.51 | 192.12 | 250.95 | 12.18 | 4.89
STWD | 3097.54 | 3097.54 | 3.98 | 1250.13 | 1425.15 | 1357.52
WT | 3102.31 | 11431.38 | 11431.38 | 11431.38 | 11431.38 | 11431.38
IGCC | 0 | 0 | 0 | 0 | 0 | 0
DemandResponse | 0 | 0 | 0 | 0 | 0 | 0
IGCC-CCS | 0 | 0 | 0 | 0 | 0 | 0
WT_off | 0 | 0 | 0 | 0 | 0 | 0
PseudoUnit | 0 | 0 | 0 | 0 | 0 | 0
FixedInterchange | 0 | 0 | 0 | 0 | 0 | 0
Total Generation by Reporting Type: NWPP_Coal
ReportingType | 2015 | 2020 | 2025 | 2030 | 2035 | 2040
BM | 0 | 0 | 0 | 0 | 0 | 0
CC | 0 | 0 | 0 | 0 | 0 | 0
CSP | 0 | 0 | 0 | 0 | 0 | 0
CT | 0 | 0 | 0 | 0 | 0 | 0
Coal | 97192.77 | 97074.67 | 97074.67 | 97074.67 | 97074.67 | 97074.67
Geo | 0 | 0 | 0 | 0 | 0 | 0
H | 0 | 0 | 0 | 0 | 0 | 0
LFG | 0 | 0 | 0 | 0 | 0 | 0
Nuc | 0 | 0 | 0 | 0 | 0 | 0
PS | 0 | 0 | 0 | 0 | 0 | 0
PV | 0 | 0 | 0 | 0 | 0 | 0
PeakG | 0 | 0 | 0 | 0 | 0 | 0
PeakO | 0 | 0 | 0 | 0 | 0 | 0
ST | 0 | 0 | 0 | 0 | 0 | 0
STOG | 0 | 0 | 0 | 0 | 0 | 0
STWD | 0 | 0 | 0 | 0 | 0 | 0
WT | 0 | 0 | 0 | 0 | 0 | 0
IGCC | 0 | 0 | 0 | 0 | 0 | 0
DemandResponse | 0 | 0 | 0 | 0 | 0 | 0
IGCC-CCS | 0 | 0 | 0 | 0 | 0 | 0
WT_off | 0 | 0 | 0 | 0 | 0 | 0
PseudoUnit | 0 | 0 | 0 | 0 | 0 | 0
FixedInterchange | 0 | 0 | 0 | 0 | 0 | 0
Total Generation by Reporting Type: NWPP_Gas
ReportingType | 2015 | 2020 | 2025 | 2030 | 2035 | 2040
BM | 0 | 0 | 0 | 0 | 0 | 0
CC | 50575.36 | 50575.36 | 50575.36 | 83756.24 | 83756.24 | 83756.24
CSP | 0 | 0 | 0 | 0 | 0 | 0
CT | 0 | 0 | 0 | 0 | 0 | 0
Coal | 0 | 0 | 0 | 0 | 3863.94 | 11261.21
Geo | 0 | 0 | 0 | 0 | 0 | 0
H | 0 | 0 | 0 | 0 | 0 | 0
LFG | 0 | 0 | 0 | 0 | 0 | 0
Nuc | 0 | 0 | 0 | 0 | 0 | 0
PS | 0 | 0 | 0 | 0 | 0 | 0
PV | 0 | 0 | 0 | 0 | 0 | 0
PeakG | 0 | 0 | 0 | 0 | 0 | 0
PeakO | 0 | 0 | 0 | 0 | 0 | 0
ST | 0 | 0 | 0 | 0 | 0 | 0
STOG | 0 | 0 | 0 | 0 | 0 | 0
STWD | 0 | 0 | 0 | 0 | 0 | 0
WT | 0 | 0 | 0 | 0 | 0 | 0
IGCC | 0 | 0 | 0 | 0 | 0 | 0
DemandResponse | 0 | 0 | 0 | 0 | 0 | 0
IGCC-CCS | 0 | 0 | 0 | 0 | 0 | 0
WT_off | 0 | 0 | 0 | 0 | 0 | 0
PseudoUnit | 0 | 0 | 0 | 0 | 0 | 0
FixedInterchange | 0 | 0 | 0 | 0 | 0 | 0
Total Generation by Reporting Type: NWPP_NucRenew
ReportingType | 2015 | 2020 | 2025 | 2030 | 2035 | 2040
BM | 0 | 65.88 | 0 | 243.02 | 243.02 | 243.02
CC | 0 | 0 | 0 | 0 | 0 | 0
CSP | 0 | 0 | 0 | 0 | 0 | 0
CT | 0 | 0 | 0 | 0 | 0 | 0
Coal | 0 | 0 | 0 | 0 | 0 | 0
Geo | 3280.13 | 3280.13 | 6891.88 | 6891.88 | 6891.88 | 6891.88
H | 133486 | 133486 | 133486 | 133486 | 133486 | 133486
LFG | 1013.09 | 1013.09 | 2940.73 | 2940.73 | 2940.73 | 2940.73
Nuc | 8809.8 | 8809.8 | 8809.8 | 8809.8 | 8809.8 | 8809.8
PS | 0 | 0 | 0 | 0 | 0 | 0
PV | 7.88 | 7.88 | 7.88 | 7.88 | 7.88 | 7.88
PeakG | 0 | 0 | 0 | 0 | 0 | 0
PeakO | 0 | 0 | 0 | 0 | 0 | 0
ST | 0 | 0 | 0 | 0 | 0 | 0
STOG | 0 | 0 | 0 | 0 | 0 | 0
STWD | 0 | 0 | 0 | 0.05 | 0.05 | 0.05
WT | 15874.4 | 15874.4 | 15874.4 | 15874.4 | 15874.4 | 15874.4
IGCC | 0 | 0 | 0 | 0 | 0 | 0
DemandResponse | 0 | 0 | 0 | 0 | 0 | 0
IGCC-CCS | 0 | 0 | 0 | 0 | 0 | 0
WT_off | 0 | 0 | 0 | 0 | 0 | 0
PseudoUnit | 0 | 0 | 0 | 0 | 0 | 0
FixedInterchange | 0 | 0 | 0 | 0 | 0 | 0
Total Generation by Reporting Type: RMPA
ReportingType | 2015 | 2020 | 2025 | 2030 | 2035 | 2040
BM | 0 | 0 | 0 | 0 | 0 | 0
CC | 5358.4 | 8483.21 | 3275.52 | 3470.43 | 3332.77 | 2616.75
CSP | 0 | 0 | 0 | 0 | 0 | 0
CT | 0 | 0 | 0 | 0 | 0 | 0
Coal | 55435.07 | 54269.68 | 51634.82 | 53900.93 | 63885.39 | 73312.55
Geo | 0 | 2857.51 | 21387.54 | 21387.54 | 21387.54 | 21387.54
H | 4353 | 4353 | 4353 | 4353 | 4353 | 4353
LFG | 58.34 | 286.45 | 286.45 | 286.45 | 286.45 | 286.45
Nuc | 0 | 0 | 0 | 0 | 0 | 0.01
PS | 61.17 | 89.1 | 162.34 | 132.3 | 244.9 | 927.68
PV | 54.93 | 54.93 | 54.93 | 54.93 | 54.93 | 54.93
PeakG | 6.82 | 44.17 | 0.73 | 49.81 | 44.65 | 51.09
PeakO | 0 | 0 | 0 | 0 | 0 | 0
ST | 9.83 | 1237.93 | 1345.12 | 1432.63 | 1432.63 | 1432.63
STOG | 0 | 0 | 0 | 0 | 0 | 0
STWD | 0 | 0 | 0 | 0 | 0 | 0
WT | 6354.34 | 6959.71 | 6959.71 | 6959.71 | 6959.71 | 6959.71
IGCC | 0 | 0 | 0 | 0 | 0 | 0
DemandResponse | 0 | 0 | 0 | 0 | 0 | 0
IGCC-CCS | 0 | 0 | 0 | 0 | 0 | 0
WT_off | 0 | 0 | 0 | 0 | 0 | 0
PseudoUnit | 0 | 0 | 0 | 0 | 0 | 0
FixedInterchange | 0 | 0 | 0 | 0 | 0 | 0
Total Generation by Reporting Type: SP15
ReportingType | 2015 | 2020 | 2025 | 2030 | 2035 | 2040
BM | 44.8 | 44.8 | 2.27 | 44.8 | 27.49 | 37.81
CC | 24395.88 | 18819.35 | 21693.16 | 18870.4 | 14289.34 | 7777.52
CSP | 0 | 0 | 0 | 0 | 0 | 0
CT | 0 | 0 | 0 | 0 | 0 | 0
Coal | 761.6 | 761.6 | 761.6 | 675.13 | 345.31 | 0
Geo | 7774.15 | 19841.05 | 19841.05 | 19841.05 | 19841.05 | 19841.05
H | 5920 | 5920 | 5920 | 5920 | 5920 | 5920
LFG | 1759.71 | 6141.64 | 6141.64 | 6141.64 | 6141.64 | 6141.64
Nuc | 17526.13 | 17526.13 | 17526.13 | 17526.13 | 17526.13 | 38458.33
PS | 159.96 | 264.18 | 302.4 | 237.74 | 590.4 | 601.81
PV | 331.57 | 331.57 | 331.57 | 331.57 | 323.24 | 323.24
PeakG | 0 | 0 | 0 | 0 | 0 | 0
PeakO | 0 | 0 | 0 | 0 | 0 | 0
ST | 1569.79 | 1569.79 | 1569.79 | 1569.79 | 1569.79 | 1569.79
STOG | 186.24 | 335.16 | 170.67 | 335.67 | 515.26 | 456.16
STWD | 833.95 | 833.95 | 22.49 | 647.8 | 512.64 | 569.95
WT | 5740.26 | 5740.26 | 5740.26 | 5740.26 | 5740.26 | 5740.26
IGCC | 0 | 0 | 0 | 0 | 0 | 0
DemandResponse | 0 | 0 | 0 | 0 | 0 | 0
IGCC-CCS | 0 | 0 | 0 | 0 | 0 | 0
WT_off | 0 | 0 | 0 | 0 | 0 | 0
PseudoUnit | 0 | 0 | 0 | 0 | 0 | 0
FixedInterchange | 0 | 0 | 0 | 0 | 0 | 0
Total Generation by Reporting Type: ALB
ReportingType | 2015 | 2020 | 2025 | 2030 | 2035 | 2040
BM | 0 | 0 | 0 | 0 | 0 | 0
CC | 18457.54 | 24201.11 | 29324.72 | 34917.93 | 41325.69 | 39688.23
CSP | 0 | 0 | 0 | 0 | 0 | 0
CT | 0 | 0 | 0 | 0 | 0 | 0
Coal | 46350.59 | 46350.59 | 46350.59 | 46350.59 | 46350.59 | 46350.59
Geo | 0 | 0 | 0 | 0 | 0 | 0
H | 1979.87 | 1979.87 | 1979.87 | 1979.87 | 1979.87 | 1979.87
LFG | 78.84 | 78.84 | 78.84 | 78.84 | 78.84 | 78.84
Nuc | 0 | 0 | 0 | 0 | 0 | 8350.11
PS | 0 | 0 | 0 | 0 | 0 | 0
PV | 0 | 0 | 0 | 0 | 0 | 0
PeakG | 0 | 0 | 0 | 0 | 0 | 0
PeakO | 0 | 0 | 0 | 0 | 0 | 0
ST | 0 | 0 | 0 | 0 | 0 | 0
STOG | 0 | 0 | 0 | 0 | 0 | 0
STWD | 0 | 0 | 0 | 0 | 0 | 0
WT | 1553.84 | 1553.84 | 1553.84 | 1553.84 | 1553.84 | 1553.84
IGCC | 0 | 0 | 0 | 0 | 0 | 0
DemandResponse | 0 | 0 | 0 | 0 | 0 | 0
IGCC-CCS | 0 | 0 | 0 | 0 | 0 | 0
WT_off | 0 | 0 | 0 | 0 | 0 | 0
PseudoUnit | 0 | 0 | 0 | 0 | 0 | 0
FixedInterchange | 0 | 0 | 0 | 0 | 0 | 0
Total Generation by Reporting Type: BC
ReportingType | 2015 | 2020 | 2025 | 2030 | 2035 | 2040
BM | 0 | 0 | 0 | 0 | 0 | 0
CC | 10374.5 | 14140.95 | 19049.22 | 22959.89 | 28882.97 | 28882.97
CSP | 0 | 0 | 0 | 0 | 0 | 0
CT | 0 | 0 | 0 | 0 | 0 | 0
Coal | 0 | 0 | 0 | 0 | 0 | 0
Geo | 0 | 0 | 0 | 0 | 0 | 0
H | 54411.22 | 54411.22 | 54411.22 | 54411.22 | 54411.22 | 54411.22
LFG | 189.22 | 189.22 | 189.22 | 189.22 | 189.22 | 189.22
Nuc | 0 | 0 | 0 | 0 | 0 | 1060.8
PS | 0 | 0 | 0 | 0 | 0 | 0
PV | 0 | 0 | 0 | 0 | 0 | 0
PeakG | 0 | 0 | 0 | 0 | 0 | 0
PeakO | 0 | 0 | 0 | 0 | 0 | 0
ST | 0 | 0 | 0 | 0 | 0 | 0
STOG | 0 | 0 | 0 | 0 | 0 | 0
STWD | 0 | 0 | 0 | 0 | 0 | 887.01
WT | 568.82 | 568.82 | 568.82 | 568.82 | 568.82 | 568.82
IGCC | 0 | 0 | 0 | 0 | 0 | 0
DemandResponse | 0 | 0 | 0 | 0 | 0 | 0
IGCC-CCS | 0 | 0 | 0 | 0 | 0 | 0
WT_off | 0 | 0 | 0 | 0 | 0 | 0
PseudoUnit | 0 | 0 | 0 | 0 | 0 | 0
FixedInterchange | 0 | 0 | 0 | 0 | 0 | 0
Total Generation by Reporting Type: HQ_IESO
ReportingType | 2015 | 2020 | 2025 | 2030 | 2035 | 2040
BM | 0 | 0 | 0 | 0 | 0 | 0
CC | 0 | 0 | 0 | 0 | 0 | 0
CSP | 0 | 0 | 0 | 0 | 0 | 0
CT | 0 | 0 | 0 | 0 | 0 | 0
Coal | 0 | 0 | 0 | 0 | 0 | 0
Geo | 0 | 0 | 0 | 0 | 0 | 0
H | 0 | 0 | 0 | 0 | 0 | 0
LFG | 0 | 0 | 0 | 0 | 0 | 0
Nuc | 0 | 0 | 0 | 0 | 0 | 0
PS | 0 | 0 | 0 | 0 | 0 | 0
PV | 0 | 0 | 0 | 0 | 0 | 0
PeakG | 0 | 0 | 0 | 0 | 0 | 0
PeakO | 0 | 0 | 0 | 0 | 0 | 0
ST | 0 | 0 | 0 | 0 | 0 | 0
STOG | 0 | 0 | 0 | 0 | 0 | 0
STWD | 0 | 0 | 0 | 0 | 0 | 0
WT | 0 | 0 | 0 | 0 | 0 | 0
IGCC | 0 | 0 | 0 | 0 | 0 | 0
DemandResponse | 0 | 0 | 0 | 0 | 0 | 0
IGCC-CCS | 0 | 0 | 0 | 0 | 0 | 0
WT_off | 0 | 0 | 0 | 0 | 0 | 0
PseudoUnit | 0 | 0 | 0 | 0 | 0 | 0
FixedInterchange | 2336 | 2336 | 2336 | 2336 | 2336 | 2336
Total Generation by Reporting Type: HQ_NEISO
ReportingType | 2015 | 2020 | 2025 | 2030 | 2035 | 2040
BM | 0 | 0 | 0 | 0 | 0 | 0
CC | 0 | 0 | 0 | 0 | 0 | 0
CSP | 0 | 0 | 0 | 0 | 0 | 0
CT | 0 | 0 | 0 | 0 | 0 | 0
Coal | 0 | 0 | 0 | 0 | 0 | 0
Geo | 0 | 0 | 0 | 0 | 0 | 0
H | 0 | 0 | 0 | 0 | 0 | 0
LFG | 0 | 0 | 0 | 0 | 0 | 0
Nuc | 0 | 0 | 0 | 0 | 0 | 0
PS | 0 | 0 | 0 | 0 | 0 | 0
PV | 0 | 0 | 0 | 0 | 0 | 0
PeakG | 0 | 0 | 0 | 0 | 0 | 0
PeakO | 0 | 0 | 0 | 0 | 0 | 0
ST | 0 | 0 | 0 | 0 | 0 | 0
STOG | 0 | 0 | 0 | 0 | 0 | 0
STWD | 0 | 0 | 0 | 0 | 0 | 0
WT | 0 | 0 | 0 | 0 | 0 | 0
IGCC | 0 | 0 | 0 | 0 | 0 | 0
DemandResponse | 0 | 0 | 0 | 0 | 0 | 0
IGCC-CCS | 0 | 0 | 0 | 0 | 0 | 0
WT_off | 0 | 0 | 0 | 0 | 0 | 0
PseudoUnit | 0 | 0 | 0 | 0 | 0 | 0
FixedInterchange | 19184.4 | 19184.4 | 19184.4 | 19184.4 | 19184.4 | 19184.4
Total Generation by Reporting Type: HQ_NY
ReportingType | 2015 | 2020 | 2025 | 2030 | 2035 | 2040
BM | 0 | 0 | 0 | 0 | 0 | 0
CC | 0 | 0 | 0 | 0 | 0 | 0
CSP | 0 | 0 | 0 | 0 | 0 | 0
CT | 0 | 0 | 0 | 0 | 0 | 0
Coal | 0 | 0 | 0 | 0 | 0 | 0
Geo | 0 | 0 | 0 | 0 | 0 | 0
H | 0 | 0 | 0 | 0 | 0 | 0
LFG | 0 | 0 | 0 | 0 | 0 | 0
Nuc | 0 | 0 | 0 | 0 | 0 | 0
PS | 0 | 0 | 0 | 0 | 0 | 0
PV | 0 | 0 | 0 | 0 | 0 | 0
PeakG | 0 | 0 | 0 | 0 | 0 | 0
PeakO | 0 | 0 | 0 | 0 | 0 | 0
ST | 0 | 0 | 0 | 0 | 0 | 0
STOG | 0 | 0 | 0 | 0 | 0 | 0
STWD | 0 | 0 | 0 | 0 | 0 | 0
WT | 0 | 0 | 0 | 0 | 0 | 0
IGCC | 0 | 0 | 0 | 0 | 0 | 0
DemandResponse | 0 | 0 | 0 | 0 | 0 | 0
IGCC-CCS | 0 | 0 | 0 | 0 | 0 | 0
WT_off | 0 | 0 | 0 | 0 | 0 | 0
PseudoUnit | 0 | 0 | 0 | 0 | 0 | 0
FixedInterchange | 5840 | 5840 | 5840 | 5840 | 5840 | 5840
Total Generation by Reporting Type: MARITIMES
ReportingType | 2015 | 2020 | 2025 | 2030 | 2035 | 2040
BM | 0 | 0 | 0 | 0 | 0 | 0
CC | 0 | 0 | 0 | 0 | 0 | 0
CSP | 0 | 0 | 0 | 0 | 0 | 0
CT | 0 | 0 | 0 | 0 | 0 | 0
Coal | 0 | 0 | 0 | 0 | 0 | 0
Geo | 0 | 0 | 0 | 0 | 0 | 0
H | 0 | 0 | 0 | 0 | 0 | 0
LFG | 0 | 0 | 0 | 0 | 0 | 0
Nuc | 0 | 0 | 0 | 0 | 0 | 0
PS | 0 | 0 | 0 | 0 | 0 | 0
PV | 0 | 0 | 0 | 0 | 0 | 0
PeakG | 0 | 0 | 0 | 0 | 0 | 0
PeakO | 0 | 0 | 0 | 0 | 0 | 0
ST | 0 | 0 | 0 | 0 | 0 | 0
STOG | 0 | 0 | 0 | 0 | 0 | 0
STWD | 0 | 0 | 0 | 0 | 0 | 0
WT | 0 | 0 | 0 | 0 | 0 | 0
IGCC | 0 | 0 | 0 | 0 | 0 | 0
DemandResponse | 0 | 0 | 0 | 0 | 0 | 0
IGCC-CCS | 0 | 0 | 0 | 0 | 0 | 0
WT_off | 0 | 0 | 0 | 0 | 0 | 0
PseudoUnit | 0 | 0 | 0 | 0 | 0 | 0
FixedInterchange | 8760 | 8760 | 8760 | 8760 | 8760 | 8760
Total Generation by Reporting Type: All
ReportingType | 2015 | 2020 | 2025 | 2030 | 2035 | 2040
BM | 2193.69 | 5000.45 | 8216.92 | 9491.47 | 11648.76 | 11931.11
CC | 1063678.71 | 1115712.78 | 1088314.05 | 1210119.99 | 1420459.52 | 1514338.43
CSP | 0 | 0 | 0 | 0 | 0 | 0
CT | 848.61 | 1664.4 | 1987.88 | 2583.83 | 2585.96 | 3608.72
Coal | 1780704.26 | 1709015.3 | 1806022.9 | 1846405.33 | 1979295.91 | 2171482.24
Geo | 20459.37 | 37727.52 | 74585.65 | 74585.65 | 74585.65 | 74585.65
H | 430354.22 | 433600.82 | 438503.4 | 446469.9 | 451902.16 | 459849.73
LFG | 32608.22 | 48005.68 | 65429.32 | 71133.39 | 71137.33 | 71137.33
Nuc | 968602.02 | 1096200.35 | 1134142.48 | 1121541.79 | 932001.87 | 844962.56
PS | 5767.97 | 7624.22 | 9469.23 | 10803.67 | 9858.97 | 11457.2
PV | 1434.35 | 5326.37 | 7248.08 | 7647.92 | 7768.82 | 7971.34
PeakG | 3103.24 | 4365.22 | 7148.38 | 8460.82 | 7464.93 | 6983.42
PeakO | 0 | 0 | 0 | 0 | 0 | 0
ST | 2659.82 | 5506.18 | 6590.39 | 6899.08 | 6899.08 | 6899.08
STOG | 13903.48 | 16759.47 | 19822.32 | 20103.67 | 17743.93 | 17350
STWD | 10400.41 | 9186.5 | 3240.18 | 6663.77 | 7848.71 | 9359.12
WT | 178096.59 | 247860.95 | 268465.22 | 290001.97 | 343579.04 | 351752.97
IGCC | 4427.31 | 4427.31 | 4427.31 | 4427.31 | 4427.31 | 4427.31
DemandResponse | 0 | 0 | 0 | 0 | 0 | 0
IGCC-CCS | 0 | 0 | 0 | 0 | 0 | 0
WT_off | 1873.58 | 1873.58 | 5864.11 | 5864.11 | 3993.98 | 3993.98
PseudoUnit | 0 | 0 | 0 | 0 | 0 | 0
FixedInterchange | 36120.4 | 36120.4 | 36120.4 | 36120.4 | 36120.4 | 36120.4
Total Generation by Reporting Type: EI_US
ReportingType | 2015 | 2020 | 2025 | 2030 | 2035 | 2040
BM | 2148.89 | 4889.77 | 8207.28 | 9189.07 | 11276.96 | 11546.68
CC | 658135.8 | 696495.31 | 651370.67 | 715943.7 | 914904.8 | 1014020.39
CSP | 0 | 0 | 0 | 0 | 0 | 0
CT | 818.51 | 1658.27 | 1816.14 | 2285.97 | 2565.63 | 3537.34
Coal | 1386566.9 | 1303767.38 | 1389718.25 | 1429712.26 | 1524548.37 | 1679642.92
Geo | 354.6 | 354.6 | 354.6 | 354.6 | 354.6 | 354.6
H | 108753.3 | 108758.21 | 111081.72 | 111081.72 | 111095.45 | 113940.46
LFG | 27266.03 | 33120.68 | 48616.69 | 51529.82 | 51529.82 | 51529.82
Nuc | 745330.11 | 872928.44 | 910870.57 | 898269.88 | 684002.71 | 543596.46
PS | 5474.51 | 7222.37 | 8948.46 | 10299.98 | 8849 | 9618.96
PV | 411.15 | 4303.17 | 6224.88 | 6624.71 | 6796.38 | 6998.9
PeakG | 3096.43 | 4308.97 | 6729.98 | 7744.12 | 6815.66 | 6319.84
PeakO | 0 | 0 | 0 | 0 | 0 | 0
ST | 0 | 0 | 0 | 0 | 0 | 0
STOG | 9725.7 | 11350.75 | 12911.18 | 13408.92 | 11755.64 | 11814.99
STWD | 6286.72 | 5072.81 | 3204.12 | 4583.58 | 5728.67 | 6362.38
WT | 106488.69 | 142225.82 | 162830.08 | 183728.25 | 243336.74 | 251510.67
IGCC | 4427.31 | 4427.31 | 4427.31 | 4427.31 | 4427.31 | 4427.31
DemandResponse | 0 | 0 | 0 | 0 | 0 | 0
IGCC-CCS | 0 | 0 | 0 | 0 | 0 | 0
WT_off | 1873.58 | 1873.58 | 5864.11 | 5864.11 | 3993.98 | 3993.98
PseudoUnit | 0 | 0 | 0 | 0 | 0 | 0
FixedInterchange | 33784.4 | 33784.4 | 33784.4 | 33784.4 | 33784.4 | 33784.4
Total Generation by Reporting Type: EI_Canada
ReportingType | 2015 | 2020 | 2025 | 2030 | 2035 | 2040
BM | 0 | 0 | 0 | 0 | 3.01 | 3.01
CC | 3876.19 | 4658.85 | 4191.39 | 3667.78 | 9521.62 | 21976.46
CSP | 0 | 0 | 0 | 0 | 0 | 0
CT | 30.1 | 0.74 | 1.68 | 7.81 | 12.15 | 63.21
Coal | 425.28 | 470.01 | 1791.21 | 0 | 0 | 0
Geo | 0 | 0 | 0 | 0 | 0 | 0
H | 87709.45 | 90951.14 | 93530.21 | 101496.71 | 106915.24 | 112017.8
LFG | 926.37 | 926.37 | 926.37 | 926.37 | 930.31 | 930.31
Nuc | 109180.68 | 109180.68 | 109180.68 | 109180.68 | 100459.6 | 87420.32
PS | 25.83 | 3.21 | 4.3 | 13.53 | 13.53 | 50.43
PV | 78.84 | 78.84 | 78.84 | 78.84 | 78.84 | 78.84
PeakG | 0 | 0 | 0 | 4.3 | 4.3 | 15.05
PeakO | 0 | 0 | 0 | 0 | 0 | 0
ST | 0 | 0 | 0 | 0 | 0 | 0
STOG | 0 | 0 | 0 | 0 | 0 | 0
STWD | 0 | 0 | 0 | 0 | 0 | 0
WT | 9925.81 | 9925.81 | 9925.81 | 9925.81 | 3894.39 | 3894.39
IGCC | 0 | 0 | 0 | 0 | 0 | 0
DemandResponse | 0 | 0 | 0 | 0 | 0 | 0
IGCC-CCS | 0 | 0 | 0 | 0 | 0 | 0
WT_off | 0 | 0 | 0 | 0 | 0 | 0
PseudoUnit | 0 | 0 | 0 | 0 | 0 | 0
FixedInterchange | 2336 | 2336 | 2336 | 2336 | 2336 | 2336
Total Generation by Reporting Type: EI
ReportingType | 2015 | 2020 | 2025 | 2030 | 2035 | 2040
BM | 2148.89 | 4889.77 | 8207.28 | 9189.07 | 11279.97 | 11549.69
CC | 662011.99 | 701154.16 | 655562.05 | 719611.48 | 924426.42 | 1035996.85
CSP | 0 | 0 | 0 | 0 | 0 | 0
CT | 848.61 | 1659.02 | 1817.82 | 2293.78 | 2577.79 | 3600.55
Coal | 1386992.18 | 1304237.39 | 1391509.47 | 1429712.26 | 1524548.37 | 1679642.92
Geo | 354.6 | 354.6 | 354.6 | 354.6 | 354.6 | 354.6
H | 196462.75 | 199709.35 | 204611.93 | 212578.43 | 218010.69 | 225958.26
LFG | 28192.4 | 34047.05 | 49543.06 | 52456.19 | 52460.14 | 52460.14
Nuc | 854510.79 | 982109.12 | 1020051.25 | 1007450.56 | 784462.31 | 631016.78
PS | 5500.34 | 7225.58 | 8952.76 | 10313.51 | 8862.53 | 9669.39
PV | 489.99 | 4382.01 | 6303.72 | 6703.55 | 6875.22 | 7077.74
PeakG | 3096.43 | 4308.97 | 6729.98 | 7748.42 | 6819.96 | 6334.89
PeakO | 0 | 0 | 0 | 0 | 0 | 0
ST | 0 | 0 | 0 | 0 | 0 | 0
STOG | 9725.7 | 11350.75 | 12911.18 | 13408.92 | 11755.64 | 11814.99
STWD | 6286.72 | 5072.81 | 3204.12 | 4583.58 | 5728.67 | 6362.38
WT | 116414.5 | 152151.62 | 172755.89 | 193654.06 | 247231.13 | 255405.06
IGCC | 4427.31 | 4427.31 | 4427.31 | 4427.31 | 4427.31 | 4427.31
DemandResponse | 0 | 0 | 0 | 0 | 0 | 0
IGCC-CCS | 0 | 0 | 0 | 0 | 0 | 0
WT_off | 1873.58 | 1873.58 | 5864.11 | 5864.11 | 3993.98 | 3993.98
PseudoUnit | 0 | 0 | 0 | 0 | 0 | 0
FixedInterchange | 36120.4 | 36120.4 | 36120.4 | 36120.4 | 36120.4 | 36120.4
Total Generation by Reporting Type: Outside_EI
ReportingType | 2015 | 2020 | 2025 | 2030 | 2035 | 2040
BM | 44.8 | 110.68 | 9.64 | 302.4 | 368.79 | 381.43
CC | 401666.72 | 414558.62 | 432751.99 | 490508.51 | 496033.1 | 478341.58
CSP | 0 | 0 | 0 | 0 | 0 | 0
CT | 0 | 5.38 | 170.06 | 290.05 | 8.17 | 8.17
Coal | 393712.09 | 404777.91 | 414513.43 | 416693.07 | 454747.55 | 491839.32
Geo | 20104.76 | 37372.91 | 74231.05 | 74231.05 | 74231.05 | 74231.05
H | 233891.47 | 233891.47 | 233891.47 | 233891.47 | 233891.47 | 233891.47
LFG | 4415.83 | 13958.62 | 15886.26 | 18677.2 | 18677.2 | 18677.2
Nuc | 114091.22 | 114091.22 | 114091.22 | 114091.22 | 147539.56 | 213945.79
PS | 267.63 | 398.64 | 516.46 | 490.16 | 996.45 | 1787.81
PV | 944.36 | 944.36 | 944.36 | 944.36 | 893.6 | 893.6
PeakG | 6.82 | 56.25 | 418.39 | 712.41 | 644.97 | 648.53
PeakO | 0 | 0 | 0 | 0 | 0 | 0
ST | 2659.82 | 5506.18 | 6590.39 | 6899.08 | 6899.08 | 6899.08
STOG | 4177.77 | 5408.72 | 6911.14 | 6694.75 | 5988.28 | 5535.01
STWD | 4113.7 | 4113.7 | 36.06 | 2080.18 | 2120.04 | 2996.74
WT | 61682.09 | 95709.33 | 95709.33 | 96347.91 | 96347.91 | 96347.91
IGCC | 0 | 0 | 0 | 0 | 0 | 0
DemandResponse | 0 | 0 | 0 | 0 | 0 | 0
IGCC-CCS | 0 | 0 | 0 | 0 | 0 | 0
WT_off | 0 | 0 | 0 | 0 | 0 | 0
PseudoUnit | 0 | 0 | 0 | 0 | 0 | 0
FixedInterchange | 0 | 0 | 0 | 0 | 0 | 0
#2 | Energy Demand (TWh)
Energy Demand by Pool & Region:
Pool/Region | 2015 | 2020 | 2025 | 2030 | 2035 | 2040
ENT | 168.58 | 179.2 | 185.85 | 189.67 | 192.04 | 201.96
FRCC | 251.24 | 265.97 | 282.05 | 297.81 | 320.16 | 321.42
MAPP_US | 30.62 | 32.02 | 33.16 | 34.79 | 36.4 | 37.72
MISO_IN | 101.13 | 101.84 | 107.94 | 113.77 | 116.77 | 121.29
MISO_MI | 97.43 | 97.13 | 104.18 | 110.72 | 114.09 | 119.58
MISO_MO-IL | 100.08 | 104.25 | 107.52 | 112.4 | 118.12 | 122.47
MISO_W | 142.2 | 148.87 | 154.94 | 160.73 | 167.88 | 174.43
MISO_WUMS | 69.25 | 73.15 | 75.29 | 78.15 | 81.42 | 83.87
NE | 32.23 | 34.6 | 36.53 | 37.25 | 38.81 | 40.33
NEISO | 129.06 | 129.59 | 129.83 | 130.12 | 130.12 | 130.12
NonRTO_Midwest | 62.6 | 64.62 | 66.3 | 70.99 | 72.78 | 75.07
NYISO_A-F | 60.91 | 64.98 | 66.89 | 68.27 | 69.8 | 71.4
NYISO_G-I | 18.55 | 19.87 | 20.61 | 21.44 | 22.51 | 23.58
NYISO_J-K | 70.02 | 76.18 | 79.19 | 83.23 | 86.96 | 91.03
PJM_E | 131.49 | 124.84 | 129.01 | 132.74 | 137.6 | 142.62
PJM_ROM | 147.2 | 156.32 | 161.5 | 166.12 | 172.23 | 177.51
PJM_ROR | 541.78 | 550.9 | 562.18 | 568.63 | 589.53 | 605.46
SOCO | 272.54 | 295.68 | 307.03 | 323.17 | 333.88 | 350.65
SPP_N | 78.1 | 84.49 | 88.66 | 92.35 | 96.25 | 101.99
SPP_S | 172.7 | 180.83 | 186.35 | 193.94 | 196.26 | 202.3
TVA | 186.48 | 190.54 | 194.45 | 204.85 | 203.46 | 209.76
TVA_Transmission | 0 | 0 | 0 | 0 | 0 | 0
VACAR | 247.61 | 270.9 | 291.69 | 297.64 | 319.58 | 332.8
IESO | 141.26 | 139.32 | 144.31 | 148.61 | 153.61 | 158.9
MAPP_CA | 53.57 | 57.69 | 60.08 | 62.21 | 64.66 | 67.25
AZ_NM_SNV_Coal | 131.85 | 146.5 | 156.51 | 165.55 | 176.54 | 188.41
AZ_NM_SNV_Gas | 0 | 0 | 0 | 0 | 0 | 0
AZ_NM_SNV_NucRenew | 0 | 0 | 0 | 0 | 0 | 0
ERCOT | 338.92 | 367.02 | 378.35 | 392.28 | 407.69 | 426.23
NP15 | 114.63 | 119.18 | 124.59 | 130.51 | 140.63 | 154.14
NWPP_Coal | 259.15 | 273.5 | 286.68 | 302.05 | 316.87 | 332.04
NWPP_Gas | 0 | 0 | 0 | 0 | 0 | 0
NWPP_NucRenew | 0 | 0 | 0 | 0 | 0 | 0
RMPA | 73.36 | 80.05 | 86.69 | 92.11 | 98.09 | 104.47
SP15 | 189.19 | 201.14 | 210.87 | 220.35 | 229.06 | 241.09
ALB | 69.01 | 74.29 | 79.81 | 85.24 | 91.38 | 98.03
BC | 66.8 | 70.35 | 73.93 | 77.24 | 81 | 85.01
HQ_IESO | 0 | 0 | 0 | 0 | 0 | 0
HQ_NEISO | 0 | 0 | 0 | 0 | 0 | 0
HQ_NY | 0 | 0 | 0 | 0 | 0 | 0
MARITIMES | 0 | 0 | 0 | 0 | 0 | 0
All | 4549.55 | 4775.81 | 4972.97 | 5164.92 | 5376.18 | 5592.93
EI_US | 3111.8 | 3246.76 | 3371.15 | 3488.78 | 3616.63 | 3737.37
EI_Canada | 194.84 | 197.01 | 204.4 | 210.82 | 218.27 | 226.15
EI | 3306.64 | 3443.77 | 3575.54 | 3699.6 | 3834.9 | 3963.52
Outside_EI | 1242.91 | 1332.04 | 1397.43 | 1465.32 | 1541.27 | 1629.42
#3 | Generation Minus Energy (TWh)
Generation Minus Energy by Pool & Region:
Pool/Region | 2015 | 2020 | 2025 | 2030 | 2035 | 2040
ENT | 1.62 | 1.04 | -1.92 | -2.11 | -13.93 | -18.93
FRCC | -3.42 | -2.07 | -2.09 | -1.3 | -0.65 | -6.27
MAPP_US | 7 | 6.23 | 6.02 | 4.89 | 6.1 | 4.97
MISO_IN | -4.16 | 1.02 | -3.21 | -2.11 | 16.52 | 12.02
MISO_MI | -11.09 | -10.56 | -6.7 | -10.18 | -19.62 | -25.43
MISO_MO-IL | 26.13 | 6.5 | 12.86 | 13.03 | 11.94 | 6.04
MISO_W | -0.55 | -0.9 | 1.97 | -0.4 | -0.01 | 29.51
MISO_WUMS | -5.25 | 0.07 | 0.33 | 1.32 | -1.58 | -6.82
NE | 11.43 | 8.86 | 7.53 | 12.47 | 5.38 | 14.35
NEISO | -24.32 | -25.68 | -22.27 | -18.77 | -16.58 | -16.41
NonRTO_Midwest | -0.62 | -0.93 | -1.1 | 0.03 | 0.32 | 0.51
NYISO_A-F | 11.36 | 10.96 | 9.57 | 7.3 | 4.89 | -3.91
NYISO_G-I | 5.97 | 6.5 | 6.93 | 12.21 | 26.6 | 40.78
NYISO_J-K | -42.65 | -41.8 | -44.79 | -47.98 | -50.45 | -53.35
PJM_E | -25.89 | -12.3 | -8.69 | -10.54 | -25 | -34.64
PJM_ROM | -30.97 | 2.75 | 5.48 | 13.7 | 24.47 | 101.13
PJM_ROR | 73.11 | 23.74 | 16.13 | 8.35 | 12.94 | -58.17
SOCO | 2.3 | 1.25 | 0.12 | 0.35 | -0.18 | 4.11
SPP_N | 4.61 | 4.56 | 0.93 | -4.61 | -5.3 | -3.44
SPP_S | -20.36 | -17.03 | -13.34 | -10.42 | 6.95 | 2.37
TVA | 1.17 | 1.3 | 0.26 | -0.85 | -1 | -0.35
TVA_Transmission | 0 | 0 | 0 | 0 | 0 | 0
VACAR | -20.09 | -7.54 | -1.97 | 1.88 | -6.46 | -6.21
IESO | 24.11 | 26.27 | 21.75 | 18.29 | 5.61 | 1.81
MAPP_CA | -6.76 | -7.09 | -6.51 | -3.81 | -2.05 | -1.51
AZ_NM_SNV_Coal | -54.83 | -69.03 | -79.04 | -88.07 | -74.32 | -65.58
AZ_NM_SNV_Gas | 104.79 | 110.65 | 112.09 | 128.42 | 127.44 | 109.17
AZ_NM_SNV_NucRenew | 42.17 | 69.36 | 82.23 | 83.31 | 83.31 | 83.37
ERCOT | 0.02 | 0 | -0.34 | -0.32 | -1.21 | -3.21
NP15 | -18.67 | -23.21 | -16.37 | -30.83 | -24.32 | -9.28
NWPP_Coal | -161.96 | -176.43 | -189.6 | -204.98 | -219.8 | -234.96
NWPP_Gas | 50.58 | 50.58 | 50.58 | 83.76 | 87.62 | 95.02
NWPP_NucRenew | 162.47 | 162.54 | 168.01 | 168.25 | 168.25 | 168.25
RMPA | -1.66 | -1.42 | 2.77 | -0.08 | 3.89 | 6.91
SP15 | -122.19 | -123.01 | -130.85 | -142.47 | -155.72 | -153.65
ALB | -0.59 | -0.13 | -0.52 | -0.36 | -0.09 | -0.03
BC | -1.26 | -1.04 | 0.29 | 0.89 | 3.05 | 0.99
HQ_IESO | 2.34 | 2.34 | 2.34 | 2.34 | 2.34 | 2.34
HQ_NEISO | 19.18 | 19.18 | 19.18 | 19.18 | 19.18 | 19.18
HQ_NY | 5.84 | 5.84 | 5.84 | 5.84 | 5.84 | 5.84
MARITIMES | 8.76 | 8.76 | 8.76 | 8.76 | 8.76 | 8.76
All | 7.69 | 10.17 | 12.63 | 14.4 | 13.15 | 15.28
EI_US | -10.86 | -10.22 | -4.18 | 0.05 | 9.13 | 15.63
EI_Canada | 19.68 | 21.52 | 17.57 | 16.82 | 5.9 | 2.64
EI | 8.82 | 11.3 | 13.38 | 16.87 | 15.03 | 18.27
Outside_EI | -1.13 | -1.13 | -0.76 | -2.46 | -1.89 | -2.99
#4 | Fuel Use (TBtu)
Total Fuel Consumption by Reporting Type: Entergy
ReportingType | 2015 | 2020 | 2025 | 2030 | 2035 | 2040
BM | 0 | 0 | 0 | 0 | 0 | 0
CC | 458.43 | 579.31 | 556.42 | 568.49 | 543.94 | 469.51
CSP | 0 | 0 | 0 | 0 | 0 | 0
CT | 0 | 0 | 0 | 0 | 0 | 0
Coal | 610.98 | 537.4 | 598.06 | 612.4 | 612.4 | 830.68
Geo | 0 | 0 | 0 | 0 | 0 | 0
H | 0 | 0 | 0 | 0 | 0 | 0
LFG | 0 | 0 | 11.56 | 11.56 | 11.56 | 11.56
Nuc | 489.47 | 489.47 | 489.47 | 489.47 | 411 | 318.08
PS | 0 | 0 | 0 | 0 | 0 | 0
PV | 0 | 0 | 0 | 0 | 0 | 0
PeakG | 0 | 0.05 | 1.07 | 0.97 | 0.3 | 0.28
PeakO | 0 | 0 | 0 | 0 | 0 | 0
ST | 0 | 0 | 0 | 0 | 0 | 0
STOG | 12.68 | 13.91 | 14.22 | 14.22 | 13.93 | 13.51
STWD | 0 | 0 | 0 | 0 | 0.09 | 1.06
WT | 0 | 0 | 0 | 0 | 0 | 0
IGCC | 0 | 0 | 0 | 0 | 0 | 0
DemandResponse | 0 | 0 | 0 | 0 | 0 | 0
IGCC-CCS | 0 | 0 | 0 | 0 | 0 | 0
WT_off | 0 | 0 | 0 | 0 | 0 | 0
PseudoUnit | 0 | 0 | 0 | 0 | 0 | 0
FixedInterchange | 0 | 0 | 0 | 0 | 0 | 0
Total Fuel Consumption by Reporting Type: FRCC
ReportingType | 2015 | 2020 | 2025 | 2030 | 2035 | 2040
BM | 0 | 0 | 0 | 0 | 0 | 0
CC | 1088.66 | 998.1 | 1016.8 | 1105.73 | 1333.15 | 1311.65
CSP | 0 | 0 | 0 | 0 | 0 | 0
CT | 7.65 | 10.3 | 10.89 | 10.74 | 9.02 | 9.68
Coal | 582.12 | 599.08 | 621.45 | 638.34 | 642.17 | 642.17
Geo | 0 | 0 | 0 | 0 | 0 | 0
H | 0 | 0 | 0 | 0 | 0 | 0
LFG | 0 | 0 | 21.31 | 21.31 | 21.31 | 21.31
Nuc | 361.47 | 633.83 | 724.61 | 724.61 | 574.97 | 559.5
PS | 0 | 0 | 0 | 0 | 0 | 0
PV | 0 | 0 | 0 | 0 | 0 | 0
PeakG | 4.76 | 4.92 | 8 | 6.09 | 4.38 | 5.09
PeakO | 0 | 0 | 0 | 0 | 0 | 0
ST | 0 | 0 | 0 | 0 | 0 | 0
STOG | 34.94 | 32.81 | 32.91 | 32.69 | 28.35 | 19.7
STWD | 0 | 0.89 | 1.49 | 1.49 | 1.49 | 2.48
WT | 0 | 0 | 0 | 0 | 0 | 0
IGCC | 0 | 0 | 0 | 0 | 0 | 0
DemandResponse | 0 | 0 | 0 | 0 | 0 | 0
IGCC-CCS | 0 | 0 | 0 | 0 | 0 | 0
WT_off | 0 | 0 | 0 | 0 | 0 | 0
PseudoUnit | 0 | 0 | 0 | 0 | 0 | 0
FixedInterchange | 0 | 0 | 0 | 0 | 0 | 0
Total Fuel Consumption by Reporting Type: MAPP_US
ReportingType | 2015 | 2020 | 2025 | 2030 | 2035 | 2040
BM | 0 | 0 | 0 | 0 | 0 | 0
CC | 1.46 | 1.47 | 1.47 | 1.85 | 1.85 | 1.46
CSP | 0 | 0 | 0 | 0 | 0 | 0
CT | 0 | 0 | 0 | 0.06 | 0.06 | 0.09
Coal | 220.9 | 204.92 | 205.52 | 205.52 | 227.73 | 227.73
Geo | 0 | 0 | 0 | 0 | 0 | 0
H | 0 | 0 | 0 | 0 | 0 | 0
LFG | 0 | 0 | 7.71 | 7.71 | 7.71 | 7.71
Nuc | 0 | 0 | 0 | 0 | 0 | 0
PS | 0 | 0 | 0 | 0 | 0 | 0
PV | 0 | 0 | 0 | 0 | 0 | 0
PeakG | 0.24 | 0.9 | 1.17 | 1.49 | 1.55 | 0.7
PeakO | 0 | 0 | 0 | 0 | 0 | 0
ST | 0 | 0 | 0 | 0 | 0 | 0
STOG | 0 | 0 | 0 | 0 | 0 | 0
STWD | 0 | 0 | 0 | 0 | 0 | 0
WT | 0.01 | 0.01 | 0.01 | 0.01 | 0.01 | 0.01
IGCC | 0 | 0 | 0 | 0 | 0 | 0
DemandResponse | 0 | 0 | 0 | 0 | 0 | 0
IGCC-CCS | 0 | 0 | 0 | 0 | 0 | 0
WT_off | 0 | 0 | 0 | 0 | 0 | 0
PseudoUnit | 0 | 0 | 0 | 0 | 0 | 0
FixedInterchange | 0 | 0 | 0 | 0 | 0 | 0
Total Fuel Consumption by Reporting Type: MISO_IN
ReportingType | 2015 | 2020 | 2025 | 2030 | 2035 | 2040
BM | 0 | 0 | 0 | 0 | 0 | 0
CC | 30.57 | 41.54 | 31.52 | 53.34 | 169.72 | 162.42
CSP | 0 | 0 | 0 | 0 | 0 | 0
CT | 0 | 0 | 0 | 0 | 0 | 0
Coal | 871.68 | 919.92 | 952.28 | 983.44 | 1023.53 | 1036.27
Geo | 0 | 0 | 0 | 0 | 0 | 0
H | 0 | 0 | 0 | 0 | 0 | 0
LFG | 0 | 0 | 0 | 8.62 | 8.62 | 8.62
Nuc | 0 | 0 | 0 | 0 | 0 | 0
PS | 0 | 0 | 0 | 0 | 0 | 0
PV | 0 | 0 | 0 | 0 | 0 | 0
PeakG | 0 | 0.31 | 0.63 | 1.07 | 1.07 | 1.07
PeakO | 0 | 0 | 0 | 0 | 0 | 0
ST | 0 | 0 | 0 | 0 | 0 | 0
STOG | 0.65 | 0.65 | 1.26 | 1.26 | 0.65 | 1.26
STWD | 0 | 0 | 0 | 0 | 0 | 0
WT | 0 | 0 | 0 | 0 | 0 | 0
IGCC | 40.45 | 40.45 | 40.45 | 40.45 | 40.45 | 40.45
DemandResponse | 0 | 0 | 0 | 0 | 0 | 0
IGCC-CCS | 0 | 0 | 0 | 0 | 0 | 0
WT_off | 0 | 0 | 0 | 0 | 0 | 0
PseudoUnit | 0 | 0 | 0 | 0 | 0 | 0
FixedInterchange | 0 | 0 | 0 | 0 | 0 | 0
Total Fuel Consumption by Reporting Type: MISO_MI
ReportingType | 2015 | 2020 | 2025 | 2030 | 2035 | 2040
BM | 0 | 0 | 0 | 0 | 0 | 0
CC | 67.13 | 103.47 | 69.09 | 64.85 | 58.22 | 49.63
CSP | 0 | 0 | 0 | 0 | 0 | 0
CT | 0 | 0 | 0 | 0 | 0 | 0
Coal | 534.5 | 474.86 | 499.4 | 522.99 | 535.04 | 535.04
Geo | 0 | 0 | 0 | 0 | 0 | 0
H | 0 | 0 | 0 | 0 | 0 | 0
LFG | 0 | 17.24 | 17.24 | 17.24 | 17.24 | 17.24
Nuc | 189.34 | 189.34 | 312.88 | 312.88 | 234.9 | 234.9
PS | 0 | 0 | 0 | 0 | 0 | 0
PV | 0 | 0 | 0 | 0 | 0 | 0
PeakG | 0.22 | 0.31 | 0.8 | 1.19 | 1.21 | 1.13
PeakO | 0 | 0 | 0 | 0 | 0 | 0
ST | 0 | 0 | 0 | 0 | 0 | 0
STOG | 3.53 | 5.37 | 5.52 | 7.12 | 6.42 | 8.76
STWD | 1.69 | 6 | 1.72 | 9.36 | 8.46 | 9.85
WT | 0.01 | 0.01 | 0.01 | 0.01 | 0.01 | 0.01
IGCC | 0 | 0 | 0 | 0 | 0 | 0
DemandResponse | 0 | 0 | 0 | 0 | 0 | 0
IGCC-CCS | 0 | 0 | 0 | 0 | 0 | 0
WT_off | 0 | 0 | 0 | 0 | 0 | 0
PseudoUnit | 0 | 0 | 0 | 0 | 0 | 0
FixedInterchange | 0 | 0 | 0 | 0 | 0 | 0
Total Fuel Consumption by Reporting Type: MISO_MO-IL
ReportingType | 2015 | 2020 | 2025 | 2030 | 2035 | 2040
BM | 0 | 0 | 0 | 0 | 0 | 0
CC | 16.67 | 22.68 | 13.57 | 17.81 | 16.13 | 11.52
CSP | 0 | 0 | 0 | 0 | 0 | 0
CT | 0 | 0 | 0 | 0 | 0 | 0
Coal | 1019.48 | 856.23 | 949.11 | 994.96 | 1047.63 | 1037.35
Geo | 0 | 0 | 0 | 0 | 0 | 0
H | 0 | 0 | 0 | 0 | 0 | 0
LFG | 0 | 0 | 24.03 | 24.03 | 24.03 | 24.03
Nuc | 194.36 | 194.36 | 194.36 | 194.36 | 194.36 | 194.36
PS | 0 | 0 | 0 | 0 | 0 | 0
PV | 0 | 0 | 0 | 0 | 0 | 0
PeakG | 1.58 | 2.38 | 3.88 | 5.93 | 4.97 | 6.1
PeakO | 0 | 0 | 0 | 0 | 0 | 0
ST | 0 | 0 | 0 | 0 | 0 | 0
STOG | 0.7 | 1.34 | 1.34 | 1.34 | 0.7 | 0.22
STWD | 0 | 0 | 0 | 0 | 0 | 0
WT | 0 | 0 | 0 | 0 | 0 | 0
IGCC | 0 | 0 | 0 | 0 | 0 | 0
DemandResponse | 0 | 0 | 0 | 0 | 0 | 0
IGCC-CCS | 0 | 0 | 0 | 0 | 0 | 0
WT_off | 0 | 0 | 0 | 0 | 0 | 0
PseudoUnit | 0 | 0 | 0 | 0 | 0 | 0
FixedInterchange | 0 | 0 | 0 | 0 | 0 | 0
Total Fuel Consumption by Reporting Type: MISO_W
ReportingType | 2015 | 2020 | 2025 | 2030 | 2035 | 2040
BM | 0 | 0 | 0 | 0 | 0 | 0
CC | 63.99 | 65.51 | 40.37 | 43.06 | 34.66 | 20.48
CSP | 0 | 0 | 0 | 0 | 0 | 0
CT | 0 | 0 | 0 | 0 | 0 | 0
Coal | 849.62 | 848.61 | 867.68 | 875.1 | 1112.73 | 1447.59
Geo | 0 | 0 | 0 | 0 | 0 | 0
H | 0 | 0 | 0 | 0 | 0 | 0
LFG | 0 | 0 | 7.71 | 7.71 | 7.71 | 7.71
Nuc | 198.4 | 198.4 | 198.4 | 198.4 | 0.01 | 0.01
PS | 0 | 0 | 0 | 0 | 0 | 0
PV | 0 | 0 | 0 | 0 | 0 | 0
PeakG | 5.71 | 2.2 | 2.43 | 2.33 | 2.42 | 1.02
PeakO | 0 | 0 | 0 | 0 | 0 | 0
ST | 0 | 0 | 0 | 0 | 0 | 0
STOG | 0.34 | 0.06 | 0.06 | 0.02 | 0.02 | 0.02
STWD | 0 | 1.44 | 1.44 | 1.45 | 1.44 | 1.44
WT | 0.03 | 0.03 | 0.04 | 0.05 | 0.05 | 0.05
IGCC | 0 | 0 | 0 | 0 | 0 | 0
DemandResponse | 0 | 0 | 0 | 0 | 0 | 0
IGCC-CCS | 0 | 0 | 0 | 0 | 0 | 0
WT_off | 0 | 0 | 0 | 0 | 0 | 0
PseudoUnit | 0 | 0 | 0 | 0 | 0 | 0
FixedInterchange | 0 | 0 | 0 | 0 | 0 | 0
Total Fuel Consumption by Reporting Type: MISO_WUMS
ReportingType | 2015 | 2020 | 2025 | 2030 | 2035 | 2040
BM | 0 | 0 | 0 | 0 | 0 | 0
CC | 102.64 | 161.2 | 143.53 | 132.47 | 204.31 | 173.03
CSP | 0 | 0 | 0 | 0 | 0 | 0
CT | 0 | 3.1 | 2.76 | 4.57 | 7.16 | 12.89
Coal | 306.98 | 310.39 | 339.8 | 390.46 | 421.79 | 435.24
Geo | 0 | 0 | 0 | 0 | 0 | 0
H | 0 | 0 | 0 | 0 | 0 | 0
LFG | 0 | 0.81 | 24.03 | 24.03 | 24.03 | 24.03
Nuc | 150.68 | 150.68 | 150.68 | 150.68 | 0.01 | 0.01
PS | 0 | 0 | 0 | 0 | 0 | 0
PV | 0 | 0 | 0 | 0 | 0 | 0
PeakG | 0.32 | 0.72 | 0.86 | 0 | 0 | 0
PeakO | 0 | 0 | 0 | 0 | 0 | 0
ST | 0 | 0 | 0 | 0 | 0 | 0
STOG | 0.03 | 0 | 0 | 0 | 0 | 0
STWD | 0 | 0.54 | 0.51 | 0.56 | 0.56 | 0.56
WT | 0 | 0 | 0 | 0 | 0 | 0
IGCC | 0 | 0 | 0 | 0 | 0 | 0
DemandResponse | 0 | 0 | 0 | 0 | 0 | 0
IGCC-CCS | 0 | 0 | 0 | 0 | 0 | 0
WT_off | 0 | 0 | 0 | 0 | 0 | 0
PseudoUnit | 0 | 0 | 0 | 0 | 0 | 0
FixedInterchange | 0 | 0 | 0 | 0 | 0 | 0
Total Fuel Consumption by Reporting Type: Nebraska
ReportingType | 2015 | 2020 | 2025 | 2030 | 2035 | 2040
BM | 0 | 0 | 0 | 0 | 0 | 0
CC | 3.15 | 3.56 | 3.56 | 3.17 | 3.56 | 1.98
CSP | 0 | 0 | 0 | 0 | 0 | 0
CT | 0 | 0 | 0 | 0 | 0 | 0
Coal | 332.69 | 332.38 | 332.38 | 385.04 | 430.91 | 529.92
Geo | 0 | 0 | 0 | 0 | 0 | 0
H | 0 | 0 | 0 | 0 | 0 | 0
LFG | 0 | 0 | 7.71 | 7.71 | 7.71 | 7.71
Nuc | 113.35 | 113.35 | 113.35 | 113.35 | 0.02 | 0.02
PS | 0 | 0 | 0 | 0 | 0 | 0
PV | 0 | 0 | 0 | 0 | 0 | 0
PeakG | 0.99 | 1.4 | 1.7 | 1.62 | 1.96 | 0.66
PeakO | 0 | 0 | 0 | 0 | 0 | 0
ST | 0 | 0 | 0 | 0 | 0 | 0
STOG | 0 | 0 | 0 | 0 | 0 | 0
STWD | 0 | 0 | 0 | 0 | 0 | 0
WT | 0 | 0 | 0 | 0 | 0 | 0
IGCC | 0 | 0 | 0 | 0 | 0 | 0
DemandResponse | 0 | 0 | 0 | 0 | 0 | 0
IGCC-CCS | 0 | 0 | 0 | 0 | 0 | 0
WT_off | 0 | 0 | 0 | 0 | 0 | 0
PseudoUnit | 0 | 0 | 0 | 0 | 0 | 0
FixedInterchange | 0 | 0 | 0 | 0 | 0 | 0
Total Fuel Consumption by Reporting Type: NEISO
ReportingType | 2015 | 2020 | 2025 | 2030 | 2035 | 2040
BM | 24.48 | 24.48 | 6.86 | 6.87 | 8.2 | 7.77
CC | 271.91 | 219.57 | 221.04 | 236.9 | 338.54 | 392.32
CSP | 0 | 0 | 0 | 0 | 0 | 0
CT | 0.01 | 0.07 | 0.09 | 0.12 | 0.45 | 0.84
Coal | 0.36 | 0 | 0 | 0 | 0 | 0
Geo | 0 | 0 | 0 | 0 | 0 | 0
H | 0 | 0 | 0 | 0 | 0 | 0
LFG | 5.3 | 12.81 | 12.81 | 12.81 | 12.81 | 12.81
Nuc | 397.3 | 397.3 | 397.3 | 397.3 | 287.05 | 212.04
PS | 0 | 0 | 0 | 0 | 0 | 0
PV | 0 | 0 | 0 | 0 | 0 | 0
PeakG | 0.23 | 0.4 | 0.4 | 0.4 | 1.06 | 1.06
PeakO | 0 | 0 | 0 | 0 | 0 | 0
ST | 0 | 0 | 0 | 0 | 0 | 0
STOG | 0 | 0 | 0 | 0 | 0 | 0
STWD | 47.28 | 14.8 | 0.93 | 7.48 | 14.3 | 14.74
WT | 0 | 0.01 | 0.02 | 0.02 | 0.02 | 0.02
IGCC | 0 | 0 | 0 | 0 | 0 | 0
DemandResponse | 0 | 0 | 0 | 0 | 0 | 0
IGCC-CCS | 0 | 0 | 0 | 0 | 0 | 0
WT_off | 0 | 0 | 0 | 0 | 0 | 0
PseudoUnit | 0 | 0 | 0 | 0 | 0 | 0
FixedInterchange | 0 | 0 | 0 | 0 | 0 | 0
Total Fuel Consumption by Reporting Type: NonRTO_Midwest
ReportingType | 2015 | 2020 | 2025 | 2030 | 2035 | 2040
BM | 0 | 0 | 0 | 0 | 0 | 0
CC | 0 | 0.84 | 0.74 | 14.73 | 20.37 | 28.63
CSP | 0 | 0 | 0 | 0 | 0 | 0
CT | 0 | 0.29 | 0.29 | 1.09 | 0.62 | 1.69
Coal | 610.61 | 624 | 632.32 | 659.91 | 674.19 | 685.89
Geo | 0 | 0 | 0 | 0 | 0 | 0
H | 0 | 0 | 0 | 0 | 0 | 0
LFG | 0 | 0 | 8.68 | 17.24 | 17.24 | 17.24
Nuc | 0 | 0 | 0 | 0 | 0 | 0
PS | 0 | 0 | 0 | 0 | 0 | 0
PV | 0 | 0 | 0 | 0 | 0 | 0
PeakG | 1.45 | 2.56 | 3.71 | 5.79 | 4.06 | 3.95
PeakO | 0 | 0 | 0 | 0 | 0 | 0
ST | 0 | 0 | 0 | 0 | 0 | 0
STOG | 0 | 0 | 0 | 0 | 0 | 0
STWD | 0 | 0 | 0 | 0 | 0 | 0
WT | 0 | 0 | 0 | 0 | 0 | 0
IGCC | 0 | 0 | 0 | 0 | 0 | 0
DemandResponse | 0 | 0 | 0 | 0 | 0 | 0
IGCC-CCS | 0 | 0 | 0 | 0 | 0 | 0
WT_off | 0 | 0 | 0 | 0 | 0 | 0
PseudoUnit | 0 | 0 | 0 | 0 | 0 | 0
FixedInterchange | 0 | 0 | 0 | 0 | 0 | 0
Total Fuel Consumption by Reporting Type: NYISO_A-F
ReportingType | 2015 | 2020 | 2025 | 2030 | 2035 | 2040
BM | 0 | 0 | 0 | 0 | 0 | 0
CC | 44.01 | 57.31 | 60.27 | 78.13 | 98.38 | 99.74
CSP | 0 | 0 | 0 | 0 | 0 | 0
CT | 0 | 0 | 0 | 0 | 0 | 0
Coal | 0 | 0 | 0 | 0 | 0 | 0
Geo | 0 | 0 | 0 | 0 | 0 | 0
H | 0 | 0 | 0 | 0 | 0 | 0
LFG | 0.69 | 0.69 | 2.22 | 8 | 8 | 8
Nuc | 279.35 | 279.35 | 279.35 | 225.07 | 174.35 | 99.88
PS | 0 | 0 | 0 | 0 | 0 | 0
PV | 0 | 0 | 0 | 0 | 0 | 0
PeakG | 0 | 0 | 0.07 | 0.07 | 0.07 | 0.07
PeakO | 0 | 0 | 0 | 0 | 0 | 0
ST | 0 | 0 | 0 | 0 | 0 | 0
STOG | 0 | 0 | 0 | 0 | 0 | 0
STWD | 0 | 0 | 0 | 0.01 | 0.01 | 0.03
WT | 0.01 | 0.01 | 0.01 | 0.01 | 0.01 | 0.01
IGCC | 0 | 0 | 0 | 0 | 0 | 0
DemandResponse | 0 | 0 | 0 | 0 | 0 | 0
IGCC-CCS | 0 | 0 | 0 | 0 | 0 | 0
WT_off | 0 | 0 | 0 | 0 | 0 | 0
PseudoUnit | 0 | 0 | 0 | 0 | 0 | 0
FixedInterchange | 0 | 0 | 0 | 0 | 0 | 0
Total Fuel Consumption by Reporting Type: NYISO_G-I
ReportingType | 2015 | 2020 | 2025 | 2030 | 2035 | 2040
BM | 0 | 0 | 0 | 0 | 0 | 0
CC | 46.36 | 58.3 | 62.57 | 101.33 | 256.79 | 410.61
CSP | 0 | 0 | 0 | 0 | 0 | 0
CT | 0 | 0 | 0 | 0 | 0 | 0
Coal | 0 | 0 | 0 | 0 | 0 | 0
Geo | 0 | 0 | 0 | 0 | 0 | 0
H | 0 | 0 | 0 | 0 | 0 | 0
LFG | 0 | 0 | 8 | 8 | 8 | 8
Nuc | 176.99 | 176.99 | 176.99 | 176.99 | 88.75 | 0.03
PS | 0 | 0 | 0 | 0 | 0 | 0
PV | 0 | 0 | 0 | 0 | 0 | 0
PeakG | 0 | 0 | 0 | 0 | 0 | 0
PeakO | 0 | 0 | 0 | 0 | 0 | 0
ST | 0 | 0 | 0 | 0 | 0 | 0
STOG | 0 | 0 | 0 | 0 | 0 | 0
STWD | 0 | 0 | 0 | 0 | 0 | 0
WT | 0 | 0 | 0 | 0 | 0 | 0
IGCC | 0 | 0 | 0 | 0 | 0 | 0
DemandResponse | 0 | 0 | 0 | 0 | 0 | 0
IGCC-CCS | 0 | 0 | 0 | 0 | 0 | 0
WT_off | 0 | 0 | 0 | 0 | 0 | 0
PseudoUnit | 0 | 0 | 0 | 0 | 0 | 0
FixedInterchange | 0 | 0 | 0 | 0 | 0 | 0
Total Fuel Consumption by Reporting Type: NYISO_J-K
ReportingType | 2015 | 2020 | 2025 | 2030 | 2035 | 2040
BM | 0 | 0 | 0 | 0 | 0 | 0
CC | 174.66 | 220.21 | 215.01 | 216.36 | 222.91 | 222.57
CSP | 0 | 0 | 0 | 0 | 0 | 0
CT | 0 | 0 | 0.31 | 0.65 | 1.27 | 2.51
Coal | 0 | 0 | 0 | 0 | 0 | 0
Geo | 0 | 0 | 0 | 0 | 0 | 0
H | 0 | 0 | 0 | 0 | 0 | 0
LFG | 0 | 0 | 0 | 8 | 8 | 8
Nuc | 0 | 0 | 0 | 0 | 0 | 0
PS | 0 | 0 | 0 | 0 | 0 | 0
PV | 0 | 0 | 0 | 0 | 0 | 0
PeakG | 0.45 | 1.43 | 1.91 | 1.88 | 1.81 | 4.14
PeakO | 0 | 0 | 0 | 0 | 0 | 0
ST | 0 | 0 | 0 | 0 | 0 | 0
STOG | 12.01 | 21.68 | 28.19 | 28.77 | 32.81 | 41.96
STWD | 0 | 0 | 0 | 0 | 0 | 0
WT | 0 | 0 | 0 | 0 | 0 | 0
IGCC | 0 | 0 | 0 | 0 | 0 | 0
DemandResponse | 0 | 0 | 0 | 0 | 0 | 0
IGCC-CCS | 0 | 0 | 0 | 0 | 0 | 0
WT_off | 0 | 0 | 0 | 0 | 0 | 0
PseudoUnit | 0 | 0 | 0 | 0 | 0 | 0
FixedInterchange | 0 | 0 | 0 | 0 | 0 | 0
Total Fuel Consumption by Reporting Type: PJM_E
ReportingType | 2015 | 2020 | 2025 | 2030 | 2035 | 2040
BM | 1.5 | 2.91 | 2.91 | 2.91 | 2.91 | 2.91
CC | 169.94 | 246.42 | 269.81 | 279.26 | 337.64 | 382.29
CSP | 0 | 0 | 0 | 0 | 0 | 0
CT | 0 | 0.01 | 0.01 | 0.06 | 1.34 | 1.51
Coal | 2.39 | 1.19 | 1.61 | 1.91 | 1.91 | 1.91
Geo | 0 | 0 | 0 | 0 | 0 | 0
H | 0 | 0 | 0 | 0 | 0 | 0
LFG | 0.98 | 15.28 | 15.28 | 15.28 | 15.28 | 15.28
Nuc | 760.44 | 705.28 | 705.28 | 705.28 | 505.66 | 400.28
PS | 0 | 0 | 0 | 0 | 0 | 0
PV | 0 | 0 | 0 | 0 | 0 | 0
PeakG | 0.25 | 0.87 | 5.23 | 5.23 | 10.22 | 2.74
PeakO | 0 | 0 | 0 | 0 | 0 | 0
ST | 0 | 0 | 0 | 0 | 0 | 0
STOG | 3.02 | 5.76 | 6.16 | 11.24 | 11.24 | 6.52
STWD | 0 | 0 | 0 | 0 | 0 | 0
WT | 0 | 0 | 0 | 0 | 0 | 0
IGCC | 0 | 0 | 0 | 0 | 0 | 0
DemandResponse | 0 | 0 | 0 | 0 | 0 | 0
IGCC-CCS | 0 | 0 | 0 | 0 | 0 | 0
WT_off | 0 | 0 | 0 | 0 | 0 | 0
PseudoUnit | 0 | 0 | 0 | 0 | 0 | 0
FixedInterchange | 0 | 0 | 0 | 0 | 0 | 0
Total Fuel Consumption by Reporting Type: PJM_ROM
ReportingType | 2015 | 2020 | 2025 | 2030 | 2035 | 2040
BM | 0.9 | 1.75 | 1.75 | 1.75 | 1.75 | 1.75
CC | 99.37 | 145.93 | 140.31 | 155.72 | 338.46 | 898.28
CSP | 0 | 0 | 0 | 0 | 0 | 0
CT | 0 | 0.01 | 0.03 | 0.03 | 0.07 | 0.02
Coal | 467.63 | 526.99 | 574.43 | 580.32 | 580.32 | 580.32
Geo | 0 | 0 | 0 | 0 | 0 | 0
H | 0 | 0 | 0 | 0 | 0 | 0
LFG | 2.04 | 30.56 | 30.56 | 30.56 | 30.56 | 30.56
Nuc | 457.4 | 717.48 | 717.48 | 717.48 | 560.16 | 478.51
PS | 0 | 0 | 0 | 0 | 0 | 0
PV | 0 | 0 | 0 | 0 | 0 | 0
PeakG | 0 | 0.55 | 0.55 | 0.57 | 3.38 | 1.42
PeakO | 0 | 0 | 0 | 0 | 0 | 0
ST | 0 | 0 | 0 | 0 | 0 | 0
STOG | 2.25 | 2.25 | 4.38 | 4.38 | 4.82 | 4.49
STWD | 2.27 | 5.38 | 5.38 | 5.38 | 5.38 | 5.38
WT | 0 | 0 | 0 | 0.01 | 0.02 | 0.02
IGCC | 0 | 0 | 0 | 0 | 0 | 0
DemandResponse | 0 | 0 | 0 | 0 | 0 | 0
IGCC-CCS | 0 | 0 | 0 | 0 | 0 | 0
WT_off | 0 | 0 | 0 | 0 | 0 | 0
PseudoUnit | 0 | 0 | 0 | 0 | 0 | 0
FixedInterchange | 0 | 0 | 0 | 0 | 0 | 0
Total Fuel Consumption by Reporting Type: PJM_ROR
ReportingType | 2015 | 2020 | 2025 | 2030 | 2035 | 2040
BM | 0.97 | 2.1 | 4.66 | 11.88 | 21.25 | 15.81
CC | 466.05 | 429.5 | 363.96 | 383.07 | 760.94 | 641.08
CSP | 0 | 0 | 0 | 0 | 0 | 0
CT | 0.06 | 0.06 | 0.06 | 0.06 | 0.06 | 0.12
Coal | 3346.53 | 2857.26 | 2914.37 | 2923.3 | 2947.41 | 2961.43
Geo | 0 | 0 | 0 | 0 | 0 | 0
H | 0 | 0 | 0 | 0 | 0 | 0
LFG | 6.18 | 6.18 | 61.46 | 61.46 | 61.46 | 61.46
Nuc | 1784.52 | 1906.43 | 1906.43 | 1829.07 | 1447.63 | 1011.93
PS | 0 | 0 | 0 | 0 | 0 | 0
PV | 0 | 0 | 0 | 0 | 0 | 0
PeakG | 12.57 | 14.34 | 14.22 | 19.44 | 11.97 | 15.99
PeakO | 0 | 0 | 0 | 0 | 0 | 0
ST | 0 | 0 | 0 | 0 | 0 | 0
STOG | 6.35 | 8.36 | 8.47 | 8.77 | 8.44 | 8.85
STWD | 0.44 | 7.12 | 11.42 | 13.33 | 15.91 | 15.91
WT | 0.03 | 0.03 | 0.03 | 0.03 | 0.03 | 0.03
IGCC | 0 | 0 | 0 | 0 | 0 | 0
DemandResponse | 0 | 0 | 0 | 0 | 0 | 0
IGCC-CCS | 0 | 0 | 0 | 0 | 0 | 0
WT_off | 0 | 0 | 0 | 0 | 0 | 0
PseudoUnit | 0 | 0 | 0 | 0 | 0 | 0
FixedInterchange | 0 | 0 | 0 | 0 | 0 | 0
Total Fuel Consumption by Reporting Type: SOCO
ReportingType | 2015 | 2020 | 2025 | 2030 | 2035 | 2040
BM | 0 | 0 | 0.3 | 0.3 | 0.5 | 0.5
CC | 796.15 | 763.1 | 702.76 | 799.45 | 760.83 | 723.69
CSP | 0 | 0 | 0 | 0 | 0 | 0
CT | 0 | 0 | 0 | 0 | 0 | 0
Coal | 1011.26 | 1095.8 | 1267.16 | 1267.16 | 1415.52 | 1862.74
Geo | 0 | 0 | 0 | 0 | 0 | 0
H | 0 | 0 | 0 | 0 | 0 | 0
LFG | 0 | 0 | 11.56 | 11.56 | 11.56 | 11.56
Nuc | 530.95 | 709.75 | 709.75 | 709.75 | 709.75 | 466.4
PS | 0 | 0 | 0 | 0 | 0 | 0
PV | 0 | 0 | 0 | 0 | 0 | 0
PeakG | 4.62 | 12.11 | 21.91 | 24.07 | 16.91 | 16.93
PeakO | 0 | 0 | 0 | 0 | 0 | 0
ST | 0 | 0 | 0 | 0 | 0 | 0
STOG | 0 | 0 | 0 | 0 | 0 | 0
STWD | 0 | 0 | 0 | 0 | 0 | 0
WT | 0 | 0 | 0 | 0 | 0 | 0
IGCC | 0 | 0 | 0 | 0 | 0 | 0
DemandResponse | 0 | 0 | 0 | 0 | 0 | 0
IGCC-CCS | 0 | 0 | 0 | 0 | 0 | 0
WT_off | 0 | 0 | 0 | 0 | 0 | 0
PseudoUnit | 0 | 0 | 0 | 0 | 0 | 0
FixedInterchange | 0 | 0 | 0 | 0 | 0 | 0
Total Fuel Consumption by Reporting Type: SPP_N
ReportingType | 2015 | 2020 | 2025 | 2030 | 2035 | 2040
BM | 0 | 0 | 0 | 0 | 0 | 0
CC | 46.75 | 85.98 | 81.42 | 67.19 | 47.89 | 34.08
CSP | 0 | 0 | 0 | 0 | 0 | 0
CT | 0 | 0 | 0 | 0 | 0 | 0
Coal | 647.03 | 645.77 | 646.89 | 646.89 | 646.89 | 736.4
Geo | 0 | 0 | 0 | 0 | 0 | 0
H | 0 | 0 | 0 | 0 | 0 | 0
LFG | 0 | 0 | 10.22 | 10.22 | 10.22 | 10.22
Nuc | 101.29 | 101.29 | 101.29 | 101.29 | 101.29 | 101.29
PS | 0 | 0 | 0 | 0 | 0 | 0
PV | 0 | 0 | 0 | 0 | 0 | 0
PeakG | 0.25 | 1 | 2.29 | 4.1 | 4.69 | 4.19
PeakO | 0 | 0 | 0 | 0 | 0 | 0
ST | 0 | 0 | 0 | 0 | 0 | 0
STOG | 3.73 | 5.12 | 7.45 | 7.67 | 7.56 | 7.28
STWD | 0 | 0 | 0 | 0 | 0 | 0
WT | 0 | 0 | 0 | 0 | 0.01 | 0.01
IGCC | 0 | 0 | 0 | 0 | 0 | 0
DemandResponse | 0 | 0 | 0 | 0 | 0 | 0
IGCC-CCS | 0 | 0 | 0 | 0 | 0 | 0
WT_off | 0 | 0 | 0 | 0 | 0 | 0
PseudoUnit | 0 | 0 | 0 | 0 | 0 | 0
FixedInterchange | 0 | 0 | 0 | 0 | 0 | 0
Total Fuel Consumption by Reporting Type: SPP_S
ReportingType | 2015 | 2020 | 2025 | 2030 | 2035 | 2040
BM | 0 | 0 | 0 | 0 | 0 | 0
CC | 290.3 | 360.11 | 348.98 | 349.06 | 172.29 | 161.68
CSP | 0 | 0 | 0 | 0 | 0 | 0
CT | 0.33 | 0.73 | 1.51 | 0.88 | 0 | 0
Coal | 915.22 | 848.64 | 944.14 | 980.03 | 975.85 | 968.06
Geo | 0 | 0 | 0 | 0 | 0 | 0
H | 0 | 0 | 0 | 0 | 0 | 0
LFG | 0 | 0 | 1.43 | 10.22 | 10.22 | 10.22
Nuc | 0 | 0 | 0 | 0 | 0 | 0
PS | 0 | 0 | 0 | 0 | 0 | 0
PV | 0 | 0 | 0 | 0 | 0 | 0
PeakG | 0 | 0.09 | 1.21 | 0.47 | 0 | 0
PeakO | 0 | 0 | 0 | 0 | 0 | 0
ST | 0 | 0 | 0 | 0 | 0 | 0
STOG | 22.81 | 23.26 | 27.28 | 25.48 | 10.31 | 13.29
STWD | 0 | 0 | 0 | 0 | 0 | 0
WT | 0.01 | 0.02 | 0.02 | 0.02 | 0.07 | 0.07
IGCC | 0 | 0 | 0 | 0 | 0 | 0
DemandResponse | 0 | 0 | 0 | 0 | 0 | 0
IGCC-CCS | 0 | 0 | 0 | 0 | 0 | 0
WT_off | 0 | 0 | 0 | 0 | 0 | 0
PseudoUnit | 0 | 0 | 0 | 0 | 0 | 0
FixedInterchange | 0 | 0 | 0 | 0 | 0 | 0
Total Fuel Consumption by Reporting Type: TVA
ReportingType | 2015 | 2020 | 2025 | 2030 | 2035 | 2040
BM | 0 | 0 | 0 | 0 | 0 | 0
CC | 139.7 | 86.01 | 80.78 | 134.11 | 141.45 | 116.58
CSP | 0 | 0 | 0 | 0 | 0 | 0
CT | 0 | 2.57 | 2.66 | 4.87 | 4.61 | 4.87
Coal | 843.95 | 789.19 | 816.07 | 824.27 | 995.77 | 1191.44
Geo | 0 | 0 | 0 | 0 | 0 | 0
H | 0 | 0 | 0 | 0 | 0 | 0
LFG | 0 | 0 | 11.56 | 11.56 | 11.56 | 11.56
Nuc | 683.77 | 865.33 | 865.33 | 865.33 | 645.53 | 533.66
PS | 0 | 0 | 0 | 0 | 0 | 0
PV | 0 | 0 | 0 | 0 | 0 | 0
PeakG | 0 | 0 | 0.41 | 0.45 | 0.5 | 0.52
PeakO | 0 | 0 | 0 | 0 | 0 | 0
ST | 0 | 0 | 0 | 0 | 0 | 0
STOG | 0 | 0 | 0 | 0 | 0 | 0
STWD | 0 | 0 | 0 | 0.01 | 0.02 | 0.02
WT | 0 | 0 | 0 | 0 | 0 | 0
IGCC | 0 | 0 | 0 | 0 | 0 | 0
DemandResponse | 0 | 0 | 0 | 0 | 0 | 0
IGCC-CCS | 0 | 0 | 0 | 0 | 0 | 0
WT_off | 0 | 0 | 0 | 0 | 0 | 0
PseudoUnit | 0 | 0 | 0 | 0 | 0 | 0
FixedInterchange | 0 | 0 | 0 | 0 | 0 | 0
Total Fuel Consumption by Reporting Type: TVA_Transmission
ReportingType | 2015 | 2020 | 2025 | 2030 | 2035 | 2040
BM | 0 | 0 | 0 | 0 | 0 | 0
CC | 0 | 0 | 0 | 0 | 0 | 0
CSP | 0 | 0 | 0 | 0 | 0 | 0
CT | 0 | 0 | 0 | 0 | 0 | 0
Coal | 0 | 0 | 0 | 0 | 0 | 0
Geo | 0 | 0 | 0 | 0 | 0 | 0
H | 0 | 0 | 0 | 0 | 0 | 0
LFG | 0 | 0 | 0 | 0 | 0 | 0
Nuc | 0 | 0 | 0 | 0 | 0 | 0
PS | 0 | 0 | 0 | 0 | 0 | 0
PV | 0 | 0 | 0 | 0 | 0 | 0
PeakG | 0 | 0 | 0 | 0 | 0 | 0
PeakO | 0 | 0 | 0 | 0 | 0 | 0
ST | 0 | 0 | 0 | 0 | 0 | 0
STOG | 0 | 0 | 0 | 0 | 0 | 0
STWD | 0 | 0 | 0 | 0 | 0 | 0
WT | 0 | 0 | 0 | 0 | 0 | 0
IGCC | 0 | 0 | 0 | 0 | 0 | 0
DemandResponse | 0 | 0 | 0 | 0 | 0 | 0
IGCC-CCS | 0 | 0 | 0 | 0 | 0 | 0
WT_off | 0 | 0 | 0 | 0 | 0 | 0
PseudoUnit | 0 | 0 | 0 | 0 | 0 | 0
FixedInterchange | 0 | 0 | 0 | 0 | 0 | 0
Total Fuel Consumption by Reporting Type: VACAR
ReportingType | 2015 | 2020 | 2025 | 2030 | 2035 | 2040
BM | 0.09 | 32.33 | 90.22 | 95.76 | 112 | 121.37
CC | 264.75 | 242.07 | 148.21 | 155.49 | 345.31 | 516.91
CSP | 0 | 0 | 0 | 0 | 0 | 0
CT | 0.8 | 0.8 | 1.01 | 1.58 | 3.08 | 4.01
Coal | 826.61 | 735.24 | 930.89 | 1009 | 1118.31 | 1133.17
Geo | 0 | 0 | 0 | 0 | 0 | 0
H | 0 | 0 | 0 | 0 | 0 | 0
LFG | 0.04 | 11.56 | 11.56 | 11.56 | 11.56 | 11.56
Nuc | 989.95 | 1360.89 | 1542.45 | 1542.45 | 1261.14 | 1100.22
PS | 0 | 0 | 0 | 0 | 0 | 0
PV | 0 | 0 | 0 | 0 | 0 | 0
PeakG | 1.4 | 2.19 | 3.6 | 4.46 | 4.24 | 4.2
PeakO | 0 | 0 | 0 | 0 | 0 | 0
ST | 0 | 0 | 0 | 0 | 0 | 0
STOG | 0 | 0 | 0 | 0.01 | 0.01 | 0.01
STWD | 24.47 | 24.47 | 15.05 | 15.05 | 20.5 | 24.47
WT | 0 | 0.01 | 0.01 | 0.01 | 0.01 | 0.01
IGCC | 0 | 0 | 0 | 0 | 0 | 0
DemandResponse | 0 | 0 | 0 | 0 | 0 | 0
IGCC-CCS | 0 | 0 | 0 | 0 | 0 | 0
WT_off | 0 | 0 | 0 | 0 | 0 | 0
PseudoUnit | 0 | 0 | 0 | 0 | 0 | 0
FixedInterchange | 0 | 0 | 0 | 0 | 0 | 0
Total Fuel Consumption by Reporting Type: IESO
ReportingType | 2015 | 2020 | 2025 | 2030 | 2035 | 2040
BM | 0 | 0 | 0 | 0 | 0.04 | 0.04
CC | 3.33 | 4.96 | 8.2 | 13.83 | 54.89 | 139.18
CSP | 0 | 0 | 0 | 0 | 0 | 0
CT | 0 | 0 | 0 | 0.04 | 0.13 | 0.68
Coal | 0 | 0 | 0 | 0 | 0 | 0
Geo | 0 | 0 | 0 | 0 | 0 | 0
H | 0 | 0 | 0 | 0 | 0 | 0
LFG | 1.56 | 1.56 | 1.56 | 1.56 | 1.61 | 1.61
Nuc | 1146.4 | 1146.4 | 1146.4 | 1146.4 | 1054.83 | 917.91
PS | 0 | 0 | 0 | 0 | 0 | 0
PV | 0 | 0 | 0 | 0 | 0 | 0
PeakG | 0 | 0 | 0 | 0.05 | 0.05 | 0.17
PeakO | 0 | 0 | 0 | 0 | 0 | 0
ST | 0 | 0 | 0 | 0 | 0 | 0
STOG | 0 | 0 | 0 | 0 | 0 | 0
STWD | 0 | 0 | 0 | 0 | 0 | 0
WT | 0.01 | 0.01 | 0.01 | 0.01 | 0 | 0
IGCC | 0 | 0 | 0 | 0 | 0 | 0
DemandResponse | 0 | 0 | 0 | 0 | 0 | 0
IGCC-CCS | 0 | 0 | 0 | 0 | 0 | 0
WT_off | 0 | 0 | 0 | 0 | 0 | 0
PseudoUnit | 0 | 0 | 0 | 0 | 0 | 0
FixedInterchange | 0 | 0 | 0 | 0 | 0 | 0
Total Fuel Consumption by Reporting Type: MAPP_CA
ReportingType | 2015 | 2020 | 2025 | 2030 | 2035 | 2040
BM | 0 | 0 | 0 | 0 | 0 | 0
CC | 24.58 | 28.59 | 21.27 | 11.67 | 8.3 | 5.39
CSP | 0 | 0 | 0 | 0 | 0 | 0
CT | 0.33 | 0.01 | 0.02 | 0.05 | 0 | 0
Coal | 4.25 | 4.7 | 17.91 | 0 | 0 | 0
Geo | 0 | 0 | 0 | 0 | 0 | 0
H | 0 | 0 | 0.01 | 0.01 | 0.02 | 0.02
LFG | 0 | 0 | 0 | 0 | 0 | 0
Nuc | 0 | 0 | 0 | 0 | 0 | 0
PS | 0 | 0 | 0 | 0 | 0 | 0
PV | 0 | 0 | 0 | 0 | 0 | 0
PeakG | 0 | 0 | 0 | 0 | 0 | 0
PeakO | 0 | 0 | 0 | 0 | 0 | 0
ST | 0 | 0 | 0 | 0 | 0 | 0
STOG | 0 | 0 | 0 | 0 | 0 | 0
STWD | 0 | 0 | 0 | 0 | 0 | 0
WT | 0 | 0 | 0 | 0 | 0 | 0
IGCC | 0 | 0 | 0 | 0 | 0 | 0
DemandResponse | 0 | 0 | 0 | 0 | 0 | 0
IGCC-CCS | 0 | 0 | 0 | 0 | 0 | 0
WT_off | 0 | 0 | 0 | 0 | 0 | 0
PseudoUnit | 0 | 0 | 0 | 0 | 0 | 0
FixedInterchange | 0 | 0 | 0 | 0 | 0 | 0
Total Fuel Consumption by Reporting Type: AZ_NM_SNV_Coal
ReportingType | 2015 | 2020 | 2025 | 2030 | 2035 | 2040
BM | 0 | 0 | 0 | 0 | 0 | 0
CC | 0 | 0 | 0 | 0 | 0 | 0
CSP | 0 | 0 | 0 | 0 | 0 | 0
CT | 0 | 0 | 0 | 0 | 0 | 0
Coal | 770.68 | 775.36 | 775.36 | 775.36 | 1003.06 | 1192.69
Geo | 0 | 0 | 0 | 0 | 0 | 0
H | 0 | 0 | 0 | 0 | 0 | 0
LFG | 0 | 0 | 0 | 0 | 0 | 0
Nuc | 0 | 0 | 0 | 0 | 0 | 0
PS | 0 | 0 | 0 | 0 | 0 | 0
PV | 0 | 0 | 0 | 0 | 0 | 0
PeakG | 0 | 0 | 0 | 0 | 0 | 0
PeakO | 0 | 0 | 0 | 0 | 0 | 0
ST | 0 | 0 | 0 | 0 | 0 | 0
STOG | 0 | 0 | 0 | 0 | 0 | 0
STWD | 0 | 0 | 0 | 0 | 0 | 0
WT | 0 | 0 | 0 | 0 | 0 | 0
IGCC | 0 | 0 | 0 | 0 | 0 | 0
DemandResponse | 0 | 0 | 0 | 0 | 0 | 0
IGCC-CCS | 0 | 0 | 0 | 0 | 0 | 0
WT_off | 0 | 0 | 0 | 0 | 0 | 0
PseudoUnit | 0 | 0 | 0 | 0 | 0 | 0
FixedInterchange | 0 | 0 | 0 | 0 | 0 | 0
Total Fuel Consumption by Reporting Type: AZ_NM_SNV_Gas
ReportingType | 2015 | 2020 | 2025 | 2030 | 2035 | 2040
BM | 0 | 0 | 0 | 0 | 0 | 0
CC | 752.54 | 798.45 | 805.5 | 908.81 | 904.03 | 770.49
CSP | 0 | 0 | 0 | 0 | 0 | 0
CT | 0 | 0 | 1.56 | 3.05 | 0 | 0
Coal | 0 | 0 | 0 | 0 | 0 | 0
Geo | 0 | 0 | 0 | 0 | 0 | 0
H | 0 | 0 | 0 | 0 | 0 | 0
LFG | 0 | 0 | 0 | 0 | 0 | 0
Nuc | 0 | 0 | 0 | 0 | 0 | 0
PS | 0 | 0 | 0 | 0 | 0 | 0
PV | 0 | 0 | 0 | 0 | 0 | 0
PeakG | 0 | 0 | 3.56 | 6.31 | 5.94 | 5.94
PeakO | 0 | 0 | 0 | 0 | 0 | 0
ST | 0 | 0 | 0 | 0 | 0 | 0
STOG | 0 | 0 | 0 | 0 | 0 | 0
STWD | 0 | 0 | 0 | 0 | 0 | 0
WT | 0 | 0 | 0 | 0 | 0 | 0
IGCC | 0 | 0 | 0 | 0 | 0 | 0
DemandResponse | 0 | 0 | 0 | 0 | 0 | 0
IGCC-CCS | 0 | 0 | 0 | 0 | 0 | 0
WT_off | 0 | 0 | 0 | 0 | 0 | 0
PseudoUnit | 0 | 0 | 0 | 0 | 0 | 0
FixedInterchange | 0 | 0 | 0 | 0 | 0 | 0
Total Fuel Consumption by Reporting Type: AZ_NM_SNV_NucRenew
ReportingType | 2015 | 2020 | 2025 | 2030 | 2035 | 2040
BM | 0 | 0 | 0 | 0 | 0 | 0
CC | 0 | 0 | 0 | 0 | 0 | 0
CSP | 0 | 0 | 0 | 0 | 0 | 0
CT | 0 | 0 | 0 | 0 | 0 | 0
Coal | 0 | 0 | 0 | 0 | 0 | 0
Geo | 0 | 0 | 0.01 | 0.01 | 0.01 | 0.01
H | 0 | 0 | 0 | 0 | 0 | 0
LFG | 0 | 6.53 | 6.53 | 6.53 | 6.53 | 6.53
Nuc | 317.72 | 317.72 | 317.72 | 317.72 | 317.72 | 317.72
PS | 0 | 0 | 0 | 0 | 0 | 0
PV | 0 | 0 | 0 | 0 | 0 | 0
PeakG | 0 | 0 | 0 | 0 | 0 | 0
PeakO | 0 | 0 | 0 | 0 | 0 | 0
ST | 0 | 0 | 0 | 0 | 0 | 0
STOG | 0 | 0 | 0 | 0 | 0 | 0
STWD | 1.77 | 1.77 | 0.09 | 1.77 | 1.77 | 1.77
WT | 0 | 0.03 | 0.03 | 0.03 | 0.03 | 0.03
IGCC | 0 | 0 | 0 | 0 | 0 | 0
DemandResponse | 0 | 0 | 0 | 0 | 0 | 0
IGCC-CCS | 0 | 0 | 0 | 0 | 0 | 0
WT_off | 0 | 0 | 0 | 0 | 0 | 0
PseudoUnit | 0 | 0 | 0 | 0 | 0 | 0
FixedInterchange | 0 | 0 | 0 | 0 | 0 | 0
Total Fuel Consumption by Reporting Type: ERCOT
ReportingType | 2015 | 2020 | 2025 | 2030 | 2035 | 2040
BM | 0 | 0 | 0.1 | 0.19 | 1.28 | 1.31
CC | 1073.06 | 1160.19 | 1139.21 | 1206.71 | 1295.7 | 1394.15
CSP | 0 | 0 | 0 | 0 | 0 | 0
CT | 0 | 0.06 | 0.28 | 0.09 | 0.09 | 0.09
Coal | 1199.02 | 1334.53 | 1481.07 | 1481.07 | 1481.07 | 1481.07
Geo | 0 | 0 | 0 | 0 | 0 | 0
H | 0 | 0 | 0 | 0 | 0 | 0
LFG | 0 | 0 | 0 | 38.09 | 38.09 | 38.09
Nuc | 422.69 | 422.69 | 422.69 | 422.69 | 422.69 | 422.69
PS | 0 | 0 | 0 | 0 | 0 | 0
PV | 0 | 0 | 0 | 0 | 0 | 0
PeakG | 0 | 0.14 | 1.16 | 1.15 | 0.81 | 0.77
PeakO | 0 | 0 | 0 | 0 | 0 | 0
ST | 0 | 0 | 0 | 0 | 0 | 0
STOG | 41.32 | 53.39 | 70.09 | 65.38 | 58.45 | 54.31
STWD | 0 | 0 | 0 | 0 | 0 | 0
WT | 0.03 | 0.03 | 0.03 | 0.03 | 0.03 | 0.03
IGCC | 0 | 0 | 0 | 0 | 0 | 0
DemandResponse | 0 | 0 | 0 | 0 | 0 | 0
IGCC-CCS | 0 | 0 | 0 | 0 | 0 | 0
WT_off | 0 | 0 | 0 | 0 | 0 | 0
PseudoUnit | 0 | 0 | 0 | 0 | 0 | 0
FixedInterchange | 0 | 0 | 0 | 0 | 0 | 0
Total Fuel Consumption by Reporting Type: NP15
ReportingType | 2015 | 2020 | 2025 | 2030 | 2035 | 2040
BM | 0 | 0 | 0 | 0 | 0 | 0
CC | 263.51 | 155.03 | 245.66 | 174.72 | 55.67 | 6.79
CSP | 0 | 0 | 0 | 0 | 0 | 0
CT | 0 | 0 | 0 | 0 | 0 | 0
Coal | 2.5 | 2.5 | 2.5 | 2.5 | 0 | 0
Geo | 0.01 | 0.01 | 0.01 | 0.01 | 0.01 | 0.01
H | 0 | 0 | 0 | 0 | 0 | 0
LFG | 0 | 60.8 | 60.8 | 60.8 | 60.8 | 60.8
Nuc | 187.74 | 187.74 | 187.74 | 187.74 | 536.74 | 913.02
PS | 0 | 0 | 0 | 0 | 0 | 0
PV | 0 | 0 | 0 | 0 | 0 | 0
PeakG | 0 | 0 | 0 | 0 | 0 | 0
PeakO | 0 | 0 | 0 | 0 | 0 | 0
ST | 0 | 0 | 0 | 0 | 0 | 0
STOG | 1.29 | 0.84 | 1.9 | 2.48 | 0.12 | 0.05
STWD | 37.44 | 37.44 | 0.05 | 15.11 | 17.23 | 16.41
WT | 0 | 0.01 | 0.01 | 0.01 | 0.01 | 0.01
IGCC | 0 | 0 | 0 | 0 | 0 | 0
DemandResponse | 0 | 0 | 0 | 0 | 0 | 0
IGCC-CCS | 0 | 0 | 0 | 0 | 0 | 0
WT_off | 0 | 0 | 0 | 0 | 0 | 0
PseudoUnit | 0 | 0 | 0 | 0 | 0 | 0
FixedInterchange | 0 | 0 | 0 | 0 | 0 | 0
Total Fuel Consumption by Reporting Type: NWPP_Coal
ReportingType | 2015 | 2020 | 2025 | 2030 | 2035 | 2040
BM | 0 | 0 | 0 | 0 | 0 | 0
CC | 0 | 0 | 0 | 0 | 0 | 0
CSP | 0 | 0 | 0 | 0 | 0 | 0
CT | 0 | 0 | 0 | 0 | 0 | 0
Coal | 1032.7 | 1032.59 | 1032.59 | 1032.59 | 1032.59 | 1032.59
Geo | 0 | 0 | 0 | 0 | 0 | 0
H | 0 | 0 | 0 | 0 | 0 | 0
LFG | 0 | 0 | 0 | 0 | 0 | 0
Nuc | 0 | 0 | 0 | 0 | 0 | 0
PS | 0 | 0 | 0 | 0 | 0 | 0
PV | 0 | 0 | 0 | 0 | 0 | 0
PeakG | 0 | 0 | 0 | 0 | 0 | 0
PeakO | 0 | 0 | 0 | 0 | 0 | 0
ST | 0 | 0 | 0 | 0 | 0 | 0
STOG | 0 | 0 | 0 | 0 | 0 | 0
STWD | 0 | 0 | 0 | 0 | 0 | 0
WT | 0 | 0 | 0 | 0 | 0 | 0
IGCC | 0 | 0 | 0 | 0 | 0 | 0
DemandResponse | 0 | 0 | 0 | 0 | 0 | 0
IGCC-CCS | 0 | 0 | 0 | 0 | 0 | 0
WT_off | 0 | 0 | 0 | 0 | 0 | 0
PseudoUnit | 0 | 0 | 0 | 0 | 0 | 0
FixedInterchange | 0 | 0 | 0 | 0 | 0 | 0
Total Fuel Consumption by Reporting Type: NWPP_Gas
ReportingType | 2015 | 2020 | 2025 | 2030 | 2035 | 2040
BM | 0 | 0 | 0 | 0 | 0 | 0
CC | 362.19 | 362.19 | 362.19 | 575.54 | 575.54 | 575.54
CSP | 0 | 0 | 0 | 0 | 0 | 0
CT | 0 | 0 | 0 | 0 | 0 | 0
Coal | 0 | 0 | 0 | 0 | 35.55 | 103.6
Geo | 0 | 0 | 0 | 0 | 0 | 0
H | 0 | 0 | 0 | 0 | 0 | 0
LFG | 0 | 0 | 0 | 0 | 0 | 0
Nuc | 0 | 0 | 0 | 0 | 0 | 0
PS | 0 | 0 | 0 | 0 | 0 | 0
PV | 0 | 0 | 0 | 0 | 0 | 0
PeakG | 0 | 0 | 0 | 0 | 0 | 0
PeakO | 0 | 0 | 0 | 0 | 0 | 0
ST | 0 | 0 | 0 | 0 | 0 | 0
STOG | 0 | 0 | 0 | 0 | 0 | 0
STWD | 0 | 0 | 0 | 0 | 0 | 0
WT | 0 | 0 | 0 | 0 | 0 | 0
IGCC | 0 | 0 | 0 | 0 | 0 | 0
DemandResponse | 0 | 0 | 0 | 0 | 0 | 0
IGCC-CCS | 0 | 0 | 0 | 0 | 0 | 0
WT_off | 0 | 0 | 0 | 0 | 0 | 0
PseudoUnit | 0 | 0 | 0 | 0 | 0 | 0
FixedInterchange | 0 | 0 | 0 | 0 | 0 | 0
Total Fuel Consumption by Reporting Type: NWPP_NucRenew
ReportingType | 2015 | 2020 | 2025 | 2030 | 2035 | 2040
BM | 0 | 0.86 | 0 | 3.16 | 3.16 | 3.16
CC | 0 | 0 | 0 | 0 | 0 | 0
CSP | 0 | 0 | 0 | 0 | 0 | 0
CT | 0 | 0 | 0 | 0 | 0 | 0
Coal | 0 | 0 | 0 | 0 | 0 | 0
Geo | 0 | 0 | 0.01 | 0.01 | 0.01 | 0.01
H | 0 | 0 | 0 | 0 | 0 | 0
LFG | 2.74 | 2.74 | 29.05 | 29.05 | 29.05 | 29.05
Nuc | 88.66 | 88.66 | 88.66 | 88.66 | 88.66 | 88.66
PS | 0 | 0 | 0 | 0 | 0 | 0
PV | 0 | 0 | 0 | 0 | 0 | 0
PeakG | 0 | 0 | 0 | 0 | 0 | 0
PeakO | 0 | 0 | 0 | 0 | 0 | 0
ST | 0 | 0 | 0 | 0 | 0 | 0
STOG | 0 | 0 | 0 | 0 | 0 | 0
STWD | 0 | 0 | 0 | 0 | 0 | 0
WT | 0.02 | 0.02 | 0.02 | 0.02 | 0.02 | 0.02
IGCC | 0 | 0 | 0 | 0 | 0 | 0
DemandResponse | 0 | 0 | 0 | 0 | 0 | 0
IGCC-CCS | 0 | 0 | 0 | 0 | 0 | 0
WT_off | 0 | 0 | 0 | 0 | 0 | 0
PseudoUnit | 0 | 0 | 0 | 0 | 0 | 0
FixedInterchange | 0 | 0 | 0 | 0 | 0 | 0
Total Fuel Consumption by Reporting Type: RMPA
ReportingType | 2015 | 2020 | 2025 | 2030 | 2035 | 2040
BM | 0 | 0 | 0 | 0 | 0 | 0
CC | 40.6 | 64.28 | 24.82 | 26.3 | 25.25 | 19.83
CSP | 0 | 0 | 0 | 0 | 0 | 0
CT | 0 | 0 | 0 | 0 | 0 | 0
Coal | 577.93 | 566.7 | 540.05 | 560.9 | 652.76 | 736.42
Geo | 0 | 0 | 0.02 | 0.02 | 0.02 | 0.02
H | 0 | 0 | 0 | 0 | 0 | 0
LFG | 0.15 | 3.26 | 3.26 | 3.26 | 3.26 | 3.26
Nuc | 0 | 0 | 0 | 0 | 0 | 0
PS | 0 | 0 | 0 | 0 | 0 | 0
PV | 0 | 0 | 0 | 0 | 0 | 0
PeakG | 0.07 | 0.48 | 0.01 | 0.54 | 0.49 | 0.56
PeakO | 0 | 0 | 0 | 0 | 0 | 0
ST | 0 | 0 | 0 | 0 | 0 | 0
STOG | 0 | 0 | 0 | 0 | 0 | 0
STWD | 0 | 0 | 0 | 0 | 0 | 0
WT | 0.01 | 0.01 | 0.01 | 0.01 | 0.01 | 0.01
IGCC | 0 | 0 | 0 | 0 | 0 | 0
DemandResponse | 0 | 0 | 0 | 0 | 0 | 0
IGCC-CCS | 0 | 0 | 0 | 0 | 0 | 0
WT_off | 0 | 0 | 0 | 0 | 0 | 0
PseudoUnit | 0 | 0 | 0 | 0 | 0 | 0
FixedInterchange | 0 | 0 | 0 | 0 | 0 | 0
Total Fuel Consumption by Reporting Type: SP15
ReportingType | 2015 | 2020 | 2025 | 2030 | 2035 | 2040
BM | 0.58 | 0.58 | 0.03 | 0.58 | 0.36 | 0.49
CC | 174.02 | 133.96 | 155.73 | 135.51 | 102.62 | 56.81
CSP | 0 | 0 | 0 | 0 | 0 | 0
CT | 0 | 0 | 0 | 0 | 0 | 0
Coal | 8.42 | 8.42 | 8.42 | 7.46 | 3.82 | 0
Geo | 0.01 | 0.02 | 0.02 | 0.02 | 0.02 | 0.02
H | 0 | 0 | 0 | 0 | 0 | 0
LFG | 0.99 | 60.8 | 60.8 | 60.8 | 60.8 | 60.8
Nuc | 173.28 | 173.28 | 173.28 | 173.28 | 173.28 | 391.69
PS | 0 | 0 | 0 | 0 | 0 | 0
PV | 0 | 0 | 0 | 0 | 0 | 0
PeakG | 0 | 0 | 0 | 0 | 0 | 0
PeakO | 0 | 0 | 0 | 0 | 0 | 0
ST | 0 | 0 | 0 | 0 | 0 | 0
STOG | 1.95 | 3.5 | 1.78 | 3.51 | 5.38 | 4.77
STWD | 9.59 | 9.59 | 0.26 | 7.45 | 5.9 | 6.56
WT | 0.01 | 0.01 | 0.01 | 0.01 | 0.01 | 0.01
IGCC | 0 | 0 | 0 | 0 | 0 | 0
DemandResponse | 0 | 0 | 0 | 0 | 0 | 0
IGCC-CCS | 0 | 0 | 0 | 0 | 0 | 0
WT_off | 0 | 0 | 0 | 0 | 0 | 0
PseudoUnit | 0 | 0 | 0 | 0 | 0 | 0
FixedInterchange | 0 | 0 | 0 | 0 | 0 | 0
Total Fuel Consumption by Reporting Type: ALB
ReportingType | 2015 | 2020 | 2025 | 2030 | 2035 | 2040
BM | 0 | 0 | 0 | 0 | 0 | 0
CC | 138.38 | 175.78 | 208.63 | 244.35 | 284.03 | 271.32
CSP | 0 | 0 | 0 | 0 | 0 | 0
CT | 0 | 0 | 0 | 0 | 0 | 0
Coal | 470.15 | 470.15 | 470.15 | 470.15 | 470.15 | 470.15
Geo | 0 | 0 | 0 | 0 | 0 | 0
H | 0 | 0 | 0 | 0 | 0 | 0
LFG | 0 | 0 | 0 | 0 | 0 | 0
Nuc | 0 | 0 | 0 | 0 | 0 | 87.13
PS | 0 | 0 | 0 | 0 | 0 | 0
PV | 0 | 0 | 0 | 0 | 0 | 0
PeakG | 0 | 0 | 0 | 0 | 0 | 0
PeakO | 0 | 0 | 0 | 0 | 0 | 0
ST | 0 | 0 | 0 | 0 | 0 | 0
STOG | 0 | 0 | 0 | 0 | 0 | 0
STWD | 0 | 0 | 0 | 0 | 0 | 0
WT | 0 | 0 | 0 | 0 | 0 | 0
IGCC | 0 | 0 | 0 | 0 | 0 | 0
DemandResponse | 0 | 0 | 0 | 0 | 0 | 0
IGCC-CCS | 0 | 0 | 0 | 0 | 0 | 0
WT_off | 0 | 0 | 0 | 0 | 0 | 0
PseudoUnit | 0 | 0 | 0 | 0 | 0 | 0
FixedInterchange | 0 | 0 | 0 | 0 | 0 | 0
Total Fuel Consumption by Reporting Type: BC
ReportingType | 2015 | 2020 | 2025 | 2030 | 2035 | 2040
BM | 0 | 0 | 0 | 0 | 0 | 0
CC | 67.91 | 92.12 | 123.68 | 148.83 | 186.92 | 186.92
CSP | 0 | 0 | 0 | 0 | 0 | 0
CT | 0 | 0 | 0 | 0 | 0 | 0
Coal | 0 | 0 | 0 | 0 | 0 | 0
Geo | 0 | 0 | 0 | 0 | 0 | 0
H | 0 | 0 | 0 | 0 | 0 | 0
LFG | 0 | 0 | 0 | 0 | 0 | 0
Nuc | 0 | 0 | 0 | 0 | 0 | 11.07
PS | 0 | 0 | 0 | 0 | 0 | 0
PV | 0 | 0 | 0 | 0 | 0 | 0
PeakG | 0 | 0 | 0 | 0 | 0 | 0
PeakO | 0 | 0 | 0 | 0 | 0 | 0
ST | 0 | 0 | 0 | 0 | 0 | 0
STOG | 0 | 0 | 0 | 0 | 0 | 0
STWD | 0 | 0 | 0 | 0 | 0 | 10.32
WT | 0 | 0 | 0 | 0 | 0 | 0
IGCC | 0 | 0 | 0 | 0 | 0 | 0
DemandResponse | 0 | 0 | 0 | 0 | 0 | 0
IGCC-CCS | 0 | 0 | 0 | 0 | 0 | 0
WT_off | 0 | 0 | 0 | 0 | 0 | 0
PseudoUnit | 0 | 0 | 0 | 0 | 0 | 0
FixedInterchange | 0 | 0 | 0 | 0 | 0 | 0
Total Fuel Consumption by Reporting Type: HQ_IESO
ReportingType | 2015 | 2020 | 2025 | 2030 | 2035 | 2040
BM | 0 | 0 | 0 | 0 | 0 | 0
CC | 0 | 0 | 0 | 0 | 0 | 0
CSP | 0 | 0 | 0 | 0 | 0 | 0
CT | 0 | 0 | 0 | 0 | 0 | 0
Coal | 0 | 0 | 0 | 0 | 0 | 0
Geo | 0 | 0 | 0 | 0 | 0 | 0
H | 0 | 0 | 0 | 0 | 0 | 0
LFG | 0 | 0 | 0 | 0 | 0 | 0
Nuc | 0 | 0 | 0 | 0 | 0 | 0
PS | 0 | 0 | 0 | 0 | 0 | 0
PV | 0 | 0 | 0 | 0 | 0 | 0
PeakG | 0 | 0 | 0 | 0 | 0 | 0
PeakO | 0 | 0 | 0 | 0 | 0 | 0
ST | 0 | 0 | 0 | 0 | 0 | 0
STOG | 0 | 0 | 0 | 0 | 0 | 0
STWD | 0 | 0 | 0 | 0 | 0 | 0
WT | 0 | 0 | 0 | 0 | 0 | 0
IGCC | 0 | 0 | 0 | 0 | 0 | 0
DemandResponse | 0 | 0 | 0 | 0 | 0 | 0
IGCC-CCS | 0 | 0 | 0 | 0 | 0 | 0
WT_off | 0 | 0 | 0 | 0 | 0 | 0
PseudoUnit | 0 | 0 | 0 | 0 | 0 | 0
FixedInterchange | 0 | 0 | 0 | 0 | 0 | 0
Total Fuel Consumption by Reporting Type: HQ_NEISO
ReportingType | 2015 | 2020 | 2025 | 2030 | 2035 | 2040
BM | 0 | 0 | 0 | 0 | 0 | 0
CC | 0 | 0 | 0 | 0 | 0 | 0
CSP | 0 | 0 | 0 | 0 | 0 | 0
CT | 0 | 0 | 0 | 0 | 0 | 0
Coal | 0 | 0 | 0 | 0 | 0 | 0
Geo | 0 | 0 | 0 | 0 | 0 | 0
H | 0 | 0 | 0 | 0 | 0 | 0
LFG | 0 | 0 | 0 | 0 | 0 | 0
Nuc | 0 | 0 | 0 | 0 | 0 | 0
PS | 0 | 0 | 0 | 0 | 0 | 0
PV | 0 | 0 | 0 | 0 | 0 | 0
PeakG | 0 | 0 | 0 | 0 | 0 | 0
PeakO | 0 | 0 | 0 | 0 | 0 | 0
ST | 0 | 0 | 0 | 0 | 0 | 0
STOG | 0 | 0 | 0 | 0 | 0 | 0
STWD | 0 | 0 | 0 | 0 | 0 | 0
WT | 0 | 0 | 0 | 0 | 0 | 0
IGCC | 0 | 0 | 0 | 0 | 0 | 0
DemandResponse | 0 | 0 | 0 | 0 | 0 | 0
IGCC-CCS | 0 | 0 | 0 | 0 | 0 | 0
WT_off | 0 | 0 | 0 | 0 | 0 | 0
PseudoUnit | 0 | 0 | 0 | 0 | 0 | 0
FixedInterchange | 0.02 | 0.02 | 0.02 | 0.02 | 0.02 | 0.02
Total Fuel Consumption by Reporting Type: HQ_NY
ReportingType | 2015 | 2020 | 2025 | 2030 | 2035 | 2040
BM | 0 | 0 | 0 | 0 | 0 | 0
CC | 0 | 0 | 0 | 0 | 0 | 0
CSP | 0 | 0 | 0 | 0 | 0 | 0
CT | 0 | 0 | 0 | 0 | 0 | 0
Coal | 0 | 0 | 0 | 0 | 0 | 0
Geo | 0 | 0 | 0 | 0 | 0 | 0
H | 0 | 0 | 0 | 0 | 0 | 0
LFG | 0 | 0 | 0 | 0 | 0 | 0
Nuc | 0 | 0 | 0 | 0 | 0 | 0
PS | 0 | 0 | 0 | 0 | 0 | 0
PV | 0 | 0 | 0 | 0 | 0 | 0
PeakG | 0 | 0 | 0 | 0 | 0 | 0
PeakO | 0 | 0 | 0 | 0 | 0 | 0
ST | 0 | 0 | 0 | 0 | 0 | 0
STOG | 0 | 0 | 0 | 0 | 0 | 0
STWD | 0 | 0 | 0 | 0 | 0 | 0
WT | 0 | 0 | 0 | 0 | 0 | 0
IGCC | 0 | 0 | 0 | 0 | 0 | 0
DemandResponse | 0 | 0 | 0 | 0 | 0 | 0
IGCC-CCS | 0 | 0 | 0 | 0 | 0 | 0
WT_off | 0 | 0 | 0 | 0 | 0 | 0
PseudoUnit | 0 | 0 | 0 | 0 | 0 | 0
FixedInterchange | 0.01 | 0.01 | 0.01 | 0.01 | 0.01 | 0.01
Total Fuel Consumption by Reporting Type: MARITIMES
ReportingType | 2015 | 2020 | 2025 | 2030 | 2035 | 2040
BM | 0 | 0 | 0 | 0 | 0 | 0
CC | 0 | 0 | 0 | 0 | 0 | 0
CSP | 0 | 0 | 0 | 0 | 0 | 0
CT | 0 | 0 | 0 | 0 | 0 | 0
Coal | 0 | 0 | 0 | 0 | 0 | 0
Geo | 0 | 0 | 0 | 0 | 0 | 0
H | 0 | 0 | 0 | 0 | 0 | 0
LFG | 0 | 0 | 0 | 0 | 0 | 0
Nuc | 0 | 0 | 0 | 0 | 0 | 0
PS | 0 | 0 | 0 | 0 | 0 | 0
PV | 0 | 0 | 0 | 0 | 0 | 0
PeakG | 0 | 0 | 0 | 0 | 0 | 0
PeakO | 0 | 0 | 0 | 0 | 0 | 0
ST | 0 | 0 | 0 | 0 | 0 | 0
STOG | 0 | 0 | 0 | 0 | 0 | 0
STWD | 0 | 0 | 0 | 0 | 0 | 0
WT | 0 | 0 | 0 | 0 | 0 | 0
IGCC | 0 | 0 | 0 | 0 | 0 | 0
DemandResponse | 0 | 0 | 0 | 0 | 0 | 0
IGCC-CCS | 0 | 0 | 0 | 0 | 0 | 0
WT_off | 0 | 0 | 0 | 0 | 0 | 0
PseudoUnit | 0 | 0 | 0 | 0 | 0 | 0
FixedInterchange | 0.01 | 0.01 | 0.01 | 0.01 | 0.01 | 0.01
Total Fuel Consumption by Reporting Type: All
ReportingType | 2015 | 2020 | 2025 | 2030 | 2035 | 2040
BM | 28.52 | 65.01 | 106.82 | 123.39 | 151.43 | 155.1
CC | 7542.77 | 7867.76 | 7667.06 | 8407.84 | 9700.3 | 10256.56
CSP | 0 | 0 | 0 | 0 | 0 | 0
CT | 9.17 | 17.99 | 21.49 | 27.93 | 27.95 | 39.01
Coal | 18066.18 | 17402.81 | 18421.6 | 18831.07 | 20089.08 | 21859.88
Geo | 0.02 | 0.04 | 0.07 | 0.07 | 0.07 | 0.07
H | 0 | 0 | 0.01 | 0.02 | 0.02 | 0.03
LFG | 20.69 | 230.83 | 468.63 | 546.48 | 546.54 | 546.54
Nuc | 10195.52 | 11526.02 | 11921.9 | 11790.26 | 9790.49 | 8861.01
PS | 0 | 0 | 0 | 0 | 0 | 0
PV | 0 | 0.01 | 0.01 | 0.01 | 0.01 | 0.01
PeakG | 35.11 | 49.34 | 80.8 | 95.7 | 84.05 | 78.7
PeakO | 0 | 0 | 0 | 0 | 0 | 0
ST | 0 | 0.01 | 0.01 | 0.01 | 0.01 | 0.01
STOG | 147.58 | 178.31 | 211.02 | 214.35 | 189.21 | 184.99
STWD | 124.95 | 109.43 | 38.33 | 78.45 | 93.05 | 110.99
WT | 0.18 | 0.25 | 0.27 | 0.29 | 0.34 | 0.35
IGCC | 40.45 | 40.45 | 40.45 | 40.45 | 40.45 | 40.45
DemandResponse | 0 | 0 | 0 | 0 | 0 | 0
IGCC-CCS | 0 | 0 | 0 | 0 | 0 | 0
WT_off | 0 | 0 | 0.01 | 0.01 | 0 | 0
PseudoUnit | 0 | 0 | 0 | 0 | 0 | 0
FixedInterchange | 0.04 | 0.04 | 0.04 | 0.04 | 0.04 | 0.04
Total Fuel Consumption by Reporting Type: EI_US
ReportingType | 2015 | 2020 | 2025 | 2030 | 2035 | 2040
BM | 27.94 | 63.57 | 106.69 | 119.46 | 146.6 | 150.11
CC | 4642.65 | 4892.2 | 4572.18 | 4961.57 | 6207.35 | 6830.15
CSP | 0 | 0 | 0 | 0 | 0 | 0
CT | 8.85 | 17.93 | 19.63 | 24.71 | 27.73 | 38.24
Coal | 14000.53 | 13207.86 | 14093.55 | 14501.04 | 15410.09 | 16843.35
Geo | 0 | 0 | 0 | 0 | 0 | 0
H | 0 | 0 | 0 | 0 | 0 | 0.01
LFG | 15.24 | 95.15 | 306.63 | 346.39 | 346.39 | 346.39
Nuc | 7859.04 | 9189.53 | 9585.42 | 9453.78 | 7196.58 | 5711.13
PS | 0 | 0 | 0 | 0 | 0 | 0
PV | 0 | 0 | 0.01 | 0.01 | 0.01 | 0.01
PeakG | 35.03 | 48.72 | 76.07 | 87.65 | 76.76 | 71.25
PeakO | 0 | 0 | 0 | 0 | 0 | 0
ST | 0 | 0 | 0 | 0 | 0 | 0
STOG | 103.02 | 120.57 | 137.25 | 142.98 | 125.26 | 125.87
STWD | 76.15 | 60.63 | 37.93 | 54.12 | 68.16 | 75.94
WT | 0.11 | 0.14 | 0.16 | 0.18 | 0.24 | 0.25
IGCC | 40.45 | 40.45 | 40.45 | 40.45 | 40.45 | 40.45
DemandResponse | 0 | 0 | 0 | 0 | 0 | 0
IGCC-CCS | 0 | 0 | 0 | 0 | 0 | 0
WT_off | 0 | 0 | 0.01 | 0.01 | 0 | 0
PseudoUnit | 0 | 0 | 0 | 0 | 0 | 0
FixedInterchange | 0.03 | 0.03 | 0.03 | 0.03 | 0.03 | 0.03
Total Fuel Consumption by Reporting Type: EI_Canada
ReportingType | 2015 | 2020 | 2025 | 2030 | 2035 | 2040
BM | 0 | 0 | 0 | 0 | 0.04 | 0.04
CC | 27.91 | 33.55 | 29.47 | 25.5 | 63.19 | 144.57
CSP | 0 | 0 | 0 | 0 | 0 | 0
CT | 0.33 | 0.01 | 0.02 | 0.08 | 0.13 | 0.68
Coal | 4.25 | 4.7 | 17.91 | 0 | 0 | 0
Geo | 0 | 0 | 0 | 0 | 0 | 0
H | 0 | 0 | 0.01 | 0.01 | 0.02 | 0.02
LFG | 1.56 | 1.56 | 1.56 | 1.56 | 1.61 | 1.61
Nuc | 1146.4 | 1146.4 | 1146.4 | 1146.4 | 1054.83 | 917.91
PS | 0 | 0 | 0 | 0 | 0 | 0
PV | 0 | 0 | 0 | 0 | 0 | 0
PeakG | 0 | 0 | 0 | 0.05 | 0.05 | 0.17
PeakO | 0 | 0 | 0 | 0 | 0 | 0
ST | 0 | 0 | 0 | 0 | 0 | 0
STOG | 0 | 0 | 0 | 0 | 0 | 0
STWD | 0 | 0 | 0 | 0 | 0 | 0
WT | 0.01 | 0.01 | 0.01 | 0.01 | 0 | 0
IGCC | 0 | 0 | 0 | 0 | 0 | 0
DemandResponse | 0 | 0 | 0 | 0 | 0 | 0
IGCC-CCS | 0 | 0 | 0 | 0 | 0 | 0
WT_off | 0 | 0 | 0 | 0 | 0 | 0
PseudoUnit | 0 | 0 | 0 | 0 | 0 | 0
FixedInterchange | 0 | 0 | 0 | 0 | 0 | 0
Total Fuel Consumption by Reporting Type: EI
ReportingType | 2015 | 2020 | 2025 | 2030 | 2035 | 2040
BM | 27.94 | 63.57 | 106.69 | 119.46 | 146.64 | 150.15
CC | 4670.56 | 4925.76 | 4601.65 | 4987.07 | 6270.55 | 6974.72
CSP | 0 | 0 | 0 | 0 | 0 | 0
CT | 9.17 | 17.93 | 19.65 | 24.8 | 27.87 | 38.92
Coal | 14004.79 | 13212.56 | 14111.47 | 14501.04 | 15410.09 | 16843.35
Geo | 0 | 0 | 0 | 0 | 0 | 0
H | 0 | 0 | 0.01 | 0.02 | 0.02 | 0.03
LFG | 16.8 | 96.71 | 308.2 | 347.95 | 348.01 | 348.01
Nuc | 9005.44 | 10335.93 | 10731.82 | 10600.18 | 8251.4 | 6629.04
PS | 0 | 0 | 0 | 0 | 0 | 0
PV | 0 | 0 | 0.01 | 0.01 | 0.01 | 0.01
PeakG | 35.03 | 48.72 | 76.07 | 87.7 | 76.81 | 71.42
PeakO | 0 | 0 | 0 | 0 | 0 | 0
ST | 0 | 0 | 0 | 0 | 0 | 0
STOG | 103.02 | 120.57 | 137.25 | 142.98 | 125.26 | 125.87
STWD | 76.15 | 60.63 | 37.93 | 54.12 | 68.16 | 75.94
WT | 0.12 | 0.15 | 0.17 | 0.19 | 0.25 | 0.26
IGCC | 40.45 | 40.45 | 40.45 | 40.45 | 40.45 | 40.45
DemandResponse | 0 | 0 | 0 | 0 | 0 | 0
IGCC-CCS | 0 | 0 | 0 | 0 | 0 | 0
WT_off | 0 | 0 | 0.01 | 0.01 | 0 | 0
PseudoUnit | 0 | 0 | 0 | 0 | 0 | 0
FixedInterchange | 0.04 | 0.04 | 0.04 | 0.04 | 0.04 | 0.04
Total Fuel Consumption by Reporting Type: Outside_EI
ReportingType | 2015 | 2020 | 2025 | 2030 | 2035 | 2040
BM | 0.58 | 1.44 | 0.13 | 3.93 | 4.79 | 4.96
CC | 2872.21 | 2942 | 3065.41 | 3420.77 | 3429.76 | 3281.85
CSP | 0 | 0 | 0 | 0 | 0 | 0
CT | 0 | 0.06 | 1.84 | 3.14 | 0.09 | 0.09
Coal | 4061.39 | 4190.25 | 4310.14 | 4330.03 | 4678.99 | 5016.53
Geo | 0.02 | 0.04 | 0.07 | 0.07 | 0.07 | 0.07
H | 0 | 0 | 0 | 0 | 0 | 0
LFG | 3.89 | 134.13 | 160.44 | 198.53 | 198.53 | 198.53
Nuc | 1190.09 | 1190.09 | 1190.09 | 1190.09 | 1539.09 | 2231.97
PS | 0 | 0 | 0 | 0 | 0 | 0
PV | 0 | 0 | 0 | 0 | 0 | 0
PeakG | 0.07 | 0.62 | 4.73 | 8.01 | 7.24 | 7.28
PeakO | 0 | 0 | 0 | 0 | 0 | 0
ST | 0 | 0.01 | 0.01 | 0.01 | 0.01 | 0.01
STOG | 44.56 | 57.74 | 73.77 | 71.37 | 63.96 | 59.13
STWD | 48.8 | 48.8 | 0.4 | 24.33 | 24.89 | 35.05
WT | 0.06 | 0.1 | 0.1 | 0.1 | 0.1 | 0.1
IGCC | 0 | 0 | 0 | 0 | 0 | 0
DemandResponse | 0 | 0 | 0 | 0 | 0 | 0
IGCC-CCS | 0 | 0 | 0 | 0 | 0 | 0
WT_off | 0 | 0 | 0 | 0 | 0 | 0
PseudoUnit | 0 | 0 | 0 | 0 | 0 | 0
FixedInterchange | 0 | 0 | 0 | 0 | 0 | 0
#5 | Annual Emmission Levels
SO2 Emissions (MMshortTons): Entergy
ReportingType | 2015 | 2020 | 2025 | 2030 | 2035 | 2040
BM | 0 | 0 | 0 | 0 | 0 | 0
CC | 0 | 0 | 0 | 0 | 0 | 0
CSP | 0 | 0 | 0 | 0 | 0 | 0
CT | 0 | 0 | 0 | 0 | 0 | 0
Coal | 0.38 | 0.09 | 0.16 | 0.17 | 0.24 | 0.25
Geo | 0 | 0 | 0 | 0 | 0 | 0
H | 0 | 0 | 0 | 0 | 0 | 0
LFG | 0 | 0 | 0 | 0 | 0 | 0
Nuc | 0 | 0 | 0 | 0 | 0 | 0
PS | 0 | 0 | 0 | 0 | 0 | 0
PV | 0 | 0 | 0 | 0 | 0 | 0
PeakG | 0 | 0 | 0 | 0 | 0 | 0
PeakO | 0 | 0 | 0 | 0 | 0 | 0
ST | 0 | 0 | 0 | 0 | 0 | 0
STOG | 0 | 0 | 0 | 0 | 0 | 0
STWD | 0 | 0 | 0 | 0 | 0 | 0
WT | 0 | 0 | 0 | 0 | 0 | 0
IGCC | 0 | 0 | 0 | 0 | 0 | 0
DemandResponse | 0 | 0 | 0 | 0 | 0 | 0
IGCC-CCS | 0 | 0 | 0 | 0 | 0 | 0
WT_off | 0 | 0 | 0 | 0 | 0 | 0
PseudoUnit | 0 | 0 | 0 | 0 | 0 | 0
FixedInterchange | 0 | 0 | 0 | 0 | 0 | 0
SO2 Emissions (MMshortTons): FRCC
ReportingType | 2015 | 2020 | 2025 | 2030 | 2035 | 2040
BM | 0 | 0 | 0 | 0 | 0 | 0
CC | 0 | 0 | 0 | 0 | 0 | 0
CSP | 0 | 0 | 0 | 0 | 0 | 0
CT | 0 | 0 | 0 | 0 | 0 | 0
Coal | 0.06 | 0.03 | 0.03 | 0.03 | 0.04 | 0.04
Geo | 0 | 0 | 0 | 0 | 0 | 0
H | 0 | 0 | 0 | 0 | 0 | 0
LFG | 0 | 0 | 0 | 0 | 0 | 0
Nuc | 0 | 0 | 0 | 0 | 0 | 0
PS | 0 | 0 | 0 | 0 | 0 | 0
PV | 0 | 0 | 0 | 0 | 0 | 0
PeakG | 0 | 0 | 0 | 0 | 0 | 0
PeakO | 0 | 0 | 0 | 0 | 0 | 0
ST | 0 | 0 | 0 | 0 | 0 | 0
STOG | 0 | 0 | 0 | 0 | 0 | 0
STWD | 0 | 0 | 0 | 0 | 0 | 0
WT | 0 | 0 | 0 | 0 | 0 | 0
IGCC | 0 | 0 | 0 | 0 | 0 | 0
DemandResponse | 0 | 0 | 0 | 0 | 0 | 0
IGCC-CCS | 0 | 0 | 0 | 0 | 0 | 0
WT_off | 0 | 0 | 0 | 0 | 0 | 0
PseudoUnit | 0 | 0 | 0 | 0 | 0 | 0
FixedInterchange | 0 | 0 | 0 | 0 | 0 | 0
SO2 Emissions (MMshortTons): MAPP_US
ReportingType | 2015 | 2020 | 2025 | 2030 | 2035 | 2040
BM | 0 | 0 | 0 | 0 | 0 | 0
CC | 0 | 0 | 0 | 0 | 0 | 0
CSP | 0 | 0 | 0 | 0 | 0 | 0
CT | 0 | 0 | 0 | 0 | 0 | 0
Coal | 0.04 | 0.01 | 0.01 | 0.01 | 0.01 | 0.01
Geo | 0 | 0 | 0 | 0 | 0 | 0
H | 0 | 0 | 0 | 0 | 0 | 0
LFG | 0 | 0 | 0 | 0 | 0 | 0
Nuc | 0 | 0 | 0 | 0 | 0 | 0
PS | 0 | 0 | 0 | 0 | 0 | 0
PV | 0 | 0 | 0 | 0 | 0 | 0
PeakG | 0 | 0 | 0 | 0 | 0 | 0
PeakO | 0 | 0 | 0 | 0 | 0 | 0
ST | 0 | 0 | 0 | 0 | 0 | 0
STOG | 0 | 0 | 0 | 0 | 0 | 0
STWD | 0 | 0 | 0 | 0 | 0 | 0
WT | 0 | 0 | 0 | 0 | 0 | 0
IGCC | 0 | 0 | 0 | 0 | 0 | 0
DemandResponse | 0 | 0 | 0 | 0 | 0 | 0
IGCC-CCS | 0 | 0 | 0 | 0 | 0 | 0
WT_off | 0 | 0 | 0 | 0 | 0 | 0
PseudoUnit | 0 | 0 | 0 | 0 | 0 | 0
FixedInterchange | 0 | 0 | 0 | 0 | 0 | 0
SO2 Emissions (MMshortTons): MISO_IN
ReportingType | 2015 | 2020 | 2025 | 2030 | 2035 | 2040
BM | 0 | 0 | 0 | 0 | 0 | 0
CC | 0 | 0 | 0 | 0 | 0 | 0
CSP | 0 | 0 | 0 | 0 | 0 | 0
CT | 0 | 0 | 0 | 0 | 0 | 0
Coal | 0.26 | 0.14 | 0.15 | 0.15 | 0.16 | 0.17
Geo | 0 | 0 | 0 | 0 | 0 | 0
H | 0 | 0 | 0 | 0 | 0 | 0
LFG | 0 | 0 | 0 | 0 | 0 | 0
Nuc | 0 | 0 | 0 | 0 | 0 | 0
PS | 0 | 0 | 0 | 0 | 0 | 0
PV | 0 | 0 | 0 | 0 | 0 | 0
PeakG | 0 | 0 | 0 | 0 | 0 | 0
PeakO | 0 | 0 | 0 | 0 | 0 | 0
ST | 0 | 0 | 0 | 0 | 0 | 0
STOG | 0 | 0 | 0 | 0 | 0 | 0
STWD | 0 | 0 | 0 | 0 | 0 | 0
WT | 0 | 0 | 0 | 0 | 0 | 0
IGCC | 0 | 0 | 0 | 0 | 0 | 0
DemandResponse | 0 | 0 | 0 | 0 | 0 | 0
IGCC-CCS | 0 | 0 | 0 | 0 | 0 | 0
WT_off | 0 | 0 | 0 | 0 | 0 | 0
PseudoUnit | 0 | 0 | 0 | 0 | 0 | 0
FixedInterchange | 0 | 0 | 0 | 0 | 0 | 0
SO2 Emissions (MMshortTons): MISO_MI
ReportingType | 2015 | 2020 | 2025 | 2030 | 2035 | 2040
BM | 0 | 0 | 0 | 0 | 0 | 0
CC | 0 | 0 | 0 | 0 | 0 | 0
CSP | 0 | 0 | 0 | 0 | 0 | 0
CT | 0 | 0 | 0 | 0 | 0 | 0
Coal | 0.23 | 0.03 | 0.03 | 0.03 | 0.04 | 0.06
Geo | 0 | 0 | 0 | 0 | 0 | 0
H | 0 | 0 | 0 | 0 | 0 | 0
LFG | 0 | 0 | 0 | 0 | 0 | 0
Nuc | 0 | 0 | 0 | 0 | 0 | 0
PS | 0 | 0 | 0 | 0 | 0 | 0
PV | 0 | 0 | 0 | 0 | 0 | 0
PeakG | 0 | 0 | 0 | 0 | 0 | 0
PeakO | 0 | 0 | 0 | 0 | 0 | 0
ST | 0 | 0 | 0 | 0 | 0 | 0
STOG | 0 | 0 | 0 | 0 | 0 | 0
STWD | 0 | 0 | 0 | 0 | 0 | 0
WT | 0 | 0 | 0 | 0 | 0 | 0
IGCC | 0 | 0 | 0 | 0 | 0 | 0
DemandResponse | 0 | 0 | 0 | 0 | 0 | 0
IGCC-CCS | 0 | 0 | 0 | 0 | 0 | 0
WT_off | 0 | 0 | 0 | 0 | 0 | 0
PseudoUnit | 0 | 0 | 0 | 0 | 0 | 0
FixedInterchange | 0 | 0 | 0 | 0 | 0 | 0
SO2 Emissions (MMshortTons): MISO_MO-IL
ReportingType | 2015 | 2020 | 2025 | 2030 | 2035 | 2040
BM | 0 | 0 | 0 | 0 | 0 | 0
CC | 0 | 0 | 0 | 0 | 0 | 0
CSP | 0 | 0 | 0 | 0 | 0 | 0
CT | 0 | 0 | 0 | 0 | 0 | 0
Coal | 0.48 | 0.14 | 0.22 | 0.26 | 0.29 | 0.29
Geo | 0 | 0 | 0 | 0 | 0 | 0
H | 0 | 0 | 0 | 0 | 0 | 0
LFG | 0 | 0 | 0 | 0 | 0 | 0
Nuc | 0 | 0 | 0 | 0 | 0 | 0
PS | 0 | 0 | 0 | 0 | 0 | 0
PV | 0 | 0 | 0 | 0 | 0 | 0
PeakG | 0 | 0 | 0 | 0 | 0 | 0
PeakO | 0 | 0 | 0 | 0 | 0 | 0
ST | 0 | 0 | 0 | 0 | 0 | 0
STOG | 0 | 0 | 0 | 0 | 0 | 0
STWD | 0 | 0 | 0 | 0 | 0 | 0
WT | 0 | 0 | 0 | 0 | 0 | 0
IGCC | 0 | 0 | 0 | 0 | 0 | 0
DemandResponse | 0 | 0 | 0 | 0 | 0 | 0
IGCC-CCS | 0 | 0 | 0 | 0 | 0 | 0
WT_off | 0 | 0 | 0 | 0 | 0 | 0
PseudoUnit | 0 | 0 | 0 | 0 | 0 | 0
FixedInterchange | 0 | 0 | 0 | 0 | 0 | 0
SO2 Emissions (MMshortTons): MISO_W
ReportingType | 2015 | 2020 | 2025 | 2030 | 2035 | 2040
BM | 0 | 0 | 0 | 0 | 0 | 0
CC | 0 | 0 | 0 | 0 | 0 | 0
CSP | 0 | 0 | 0 | 0 | 0 | 0
CT | 0 | 0 | 0 | 0 | 0 | 0
Coal | 0.21 | 0.06 | 0.06 | 0.06 | 0.06 | 0.06
Geo | 0 | 0 | 0 | 0 | 0 | 0
H | 0 | 0 | 0 | 0 | 0 | 0
LFG | 0 | 0 | 0 | 0 | 0 | 0
Nuc | 0 | 0 | 0 | 0 | 0 | 0
PS | 0 | 0 | 0 | 0 | 0 | 0
PV | 0 | 0 | 0 | 0 | 0 | 0
PeakG | 0 | 0 | 0 | 0 | 0 | 0
PeakO | 0 | 0 | 0 | 0 | 0 | 0
ST | 0 | 0 | 0 | 0 | 0 | 0
STOG | 0 | 0 | 0 | 0 | 0 | 0
STWD | 0 | 0 | 0 | 0 | 0 | 0
WT | 0 | 0 | 0 | 0 | 0 | 0
IGCC | 0 | 0 | 0 | 0 | 0 | 0
DemandResponse | 0 | 0 | 0 | 0 | 0 | 0
IGCC-CCS | 0 | 0 | 0 | 0 | 0 | 0
WT_off | 0 | 0 | 0 | 0 | 0 | 0
PseudoUnit | 0 | 0 | 0 | 0 | 0 | 0
FixedInterchange | 0 | 0 | 0 | 0 | 0 | 0
SO2 Emissions (MMshortTons): MISO_WUMS
ReportingType | 2015 | 2020 | 2025 | 2030 | 2035 | 2040
BM | 0 | 0 | 0 | 0 | 0 | 0
CC | 0 | 0 | 0 | 0 | 0 | 0
CSP | 0 | 0 | 0 | 0 | 0 | 0
CT | 0 | 0 | 0 | 0 | 0 | 0
Coal | 0.05 | 0.01 | 0.01 | 0.02 | 0.02 | 0.03
Geo | 0 | 0 | 0 | 0 | 0 | 0
H | 0 | 0 | 0 | 0 | 0 | 0
LFG | 0 | 0 | 0 | 0 | 0 | 0
Nuc | 0 | 0 | 0 | 0 | 0 | 0
PS | 0 | 0 | 0 | 0 | 0 | 0
PV | 0 | 0 | 0 | 0 | 0 | 0
PeakG | 0 | 0 | 0 | 0 | 0 | 0
PeakO | 0 | 0 | 0 | 0 | 0 | 0
ST | 0 | 0 | 0 | 0 | 0 | 0
STOG | 0 | 0 | 0 | 0 | 0 | 0
STWD | 0 | 0 | 0 | 0 | 0 | 0
WT | 0 | 0 | 0 | 0 | 0 | 0
IGCC | 0 | 0 | 0 | 0 | 0 | 0
DemandResponse | 0 | 0 | 0 | 0 | 0 | 0
IGCC-CCS | 0 | 0 | 0 | 0 | 0 | 0
WT_off | 0 | 0 | 0 | 0 | 0 | 0
PseudoUnit | 0 | 0 | 0 | 0 | 0 | 0
FixedInterchange | 0 | 0 | 0 | 0 | 0 | 0
SO2 Emissions (MMshortTons): Nebraska
ReportingType | 2015 | 2020 | 2025 | 2030 | 2035 | 2040
BM | 0 | 0 | 0 | 0 | 0 | 0
CC | 0 | 0 | 0 | 0 | 0 | 0
CSP | 0 | 0 | 0 | 0 | 0 | 0
CT | 0 | 0 | 0 | 0 | 0 | 0
Coal | 0.1 | 0.02 | 0.02 | 0.02 | 0.02 | 0.02
Geo | 0 | 0 | 0 | 0 | 0 | 0
H | 0 | 0 | 0 | 0 | 0 | 0
LFG | 0 | 0 | 0 | 0 | 0 | 0
Nuc | 0 | 0 | 0 | 0 | 0 | 0
PS | 0 | 0 | 0 | 0 | 0 | 0
PV | 0 | 0 | 0 | 0 | 0 | 0
PeakG | 0 | 0 | 0 | 0 | 0 | 0
PeakO | 0 | 0 | 0 | 0 | 0 | 0
ST | 0 | 0 | 0 | 0 | 0 | 0
STOG | 0 | 0 | 0 | 0 | 0 | 0
STWD | 0 | 0 | 0 | 0 | 0 | 0
WT | 0 | 0 | 0 | 0 | 0 | 0
IGCC | 0 | 0 | 0 | 0 | 0 | 0
DemandResponse | 0 | 0 | 0 | 0 | 0 | 0
IGCC-CCS | 0 | 0 | 0 | 0 | 0 | 0
WT_off | 0 | 0 | 0 | 0 | 0 | 0
PseudoUnit | 0 | 0 | 0 | 0 | 0 | 0
FixedInterchange | 0 | 0 | 0 | 0 | 0 | 0
SO2 Emissions (MMshortTons): NEISO
ReportingType | 2015 | 2020 | 2025 | 2030 | 2035 | 2040
BM | 0 | 0 | 0 | 0 | 0 | 0
CC | 0 | 0 | 0 | 0 | 0 | 0
CSP | 0 | 0 | 0 | 0 | 0 | 0
CT | 0 | 0 | 0 | 0 | 0 | 0
Coal | 0 | 0 | 0 | 0 | 0 | 0
Geo | 0 | 0 | 0 | 0 | 0 | 0
H | 0 | 0 | 0 | 0 | 0 | 0
LFG | 0 | 0 | 0 | 0 | 0 | 0
Nuc | 0 | 0 | 0 | 0 | 0 | 0
PS | 0 | 0 | 0 | 0 | 0 | 0
PV | 0 | 0 | 0 | 0 | 0 | 0
PeakG | 0 | 0 | 0 | 0 | 0 | 0
PeakO | 0 | 0 | 0 | 0 | 0 | 0
ST | 0 | 0 | 0 | 0 | 0 | 0
STOG | 0 | 0 | 0 | 0 | 0 | 0
STWD | 0 | 0 | 0 | 0 | 0 | 0
WT | 0 | 0 | 0 | 0 | 0 | 0
IGCC | 0 | 0 | 0 | 0 | 0 | 0
DemandResponse | 0 | 0 | 0 | 0 | 0 | 0
IGCC-CCS | 0 | 0 | 0 | 0 | 0 | 0
WT_off | 0 | 0 | 0 | 0 | 0 | 0
PseudoUnit | 0 | 0 | 0 | 0 | 0 | 0
FixedInterchange | 0 | 0 | 0 | 0 | 0 | 0
SO2 Emissions (MMshortTons): NonRTO_Midwest
ReportingType | 2015 | 2020 | 2025 | 2030 | 2035 | 2040
BM | 0 | 0 | 0 | 0 | 0 | 0
CC | 0 | 0 | 0 | 0 | 0 | 0
CSP | 0 | 0 | 0 | 0 | 0 | 0
CT | 0 | 0 | 0 | 0 | 0 | 0
Coal | 0.16 | 0.09 | 0.1 | 0.11 | 0.12 | 0.13
Geo | 0 | 0 | 0 | 0 | 0 | 0
H | 0 | 0 | 0 | 0 | 0 | 0
LFG | 0 | 0 | 0 | 0 | 0 | 0
Nuc | 0 | 0 | 0 | 0 | 0 | 0
PS | 0 | 0 | 0 | 0 | 0 | 0
PV | 0 | 0 | 0 | 0 | 0 | 0
PeakG | 0 | 0 | 0 | 0 | 0 | 0
PeakO | 0 | 0 | 0 | 0 | 0 | 0
ST | 0 | 0 | 0 | 0 | 0 | 0
STOG | 0 | 0 | 0 | 0 | 0 | 0
STWD | 0 | 0 | 0 | 0 | 0 | 0
WT | 0 | 0 | 0 | 0 | 0 | 0
IGCC | 0 | 0 | 0 | 0 | 0 | 0
DemandResponse | 0 | 0 | 0 | 0 | 0 | 0
IGCC-CCS | 0 | 0 | 0 | 0 | 0 | 0
WT_off | 0 | 0 | 0 | 0 | 0 | 0
PseudoUnit | 0 | 0 | 0 | 0 | 0 | 0
FixedInterchange | 0 | 0 | 0 | 0 | 0 | 0
SO2 Emissions (MMshortTons): NYISO_A-F
ReportingType | 2015 | 2020 | 2025 | 2030 | 2035 | 2040
BM | 0 | 0 | 0 | 0 | 0 | 0
CC | 0 | 0 | 0 | 0 | 0 | 0
CSP | 0 | 0 | 0 | 0 | 0 | 0
CT | 0 | 0 | 0 | 0 | 0 | 0
Coal | 0 | 0 | 0 | 0 | 0 | 0
Geo | 0 | 0 | 0 | 0 | 0 | 0
H | 0 | 0 | 0 | 0 | 0 | 0
LFG | 0 | 0 | 0 | 0 | 0 | 0
Nuc | 0 | 0 | 0 | 0 | 0 | 0
PS | 0 | 0 | 0 | 0 | 0 | 0
PV | 0 | 0 | 0 | 0 | 0 | 0
PeakG | 0 | 0 | 0 | 0 | 0 | 0
PeakO | 0 | 0 | 0 | 0 | 0 | 0
ST | 0 | 0 | 0 | 0 | 0 | 0
STOG | 0 | 0 | 0 | 0 | 0 | 0
STWD | 0 | 0 | 0 | 0 | 0 | 0
WT | 0 | 0 | 0 | 0 | 0 | 0
IGCC | 0 | 0 | 0 | 0 | 0 | 0
DemandResponse | 0 | 0 | 0 | 0 | 0 | 0
IGCC-CCS | 0 | 0 | 0 | 0 | 0 | 0
WT_off | 0 | 0 | 0 | 0 | 0 | 0
PseudoUnit | 0 | 0 | 0 | 0 | 0 | 0
FixedInterchange | 0 | 0 | 0 | 0 | 0 | 0
SO2 Emissions (MMshortTons): NYISO_G-I
ReportingType | 2015 | 2020 | 2025 | 2030 | 2035 | 2040
BM | 0 | 0 | 0 | 0 | 0 | 0
CC | 0 | 0 | 0 | 0 | 0 | 0
CSP | 0 | 0 | 0 | 0 | 0 | 0
CT | 0 | 0 | 0 | 0 | 0 | 0
Coal | 0 | 0 | 0 | 0 | 0 | 0
Geo | 0 | 0 | 0 | 0 | 0 | 0
H | 0 | 0 | 0 | 0 | 0 | 0
LFG | 0 | 0 | 0 | 0 | 0 | 0
Nuc | 0 | 0 | 0 | 0 | 0 | 0
PS | 0 | 0 | 0 | 0 | 0 | 0
PV | 0 | 0 | 0 | 0 | 0 | 0
PeakG | 0 | 0 | 0 | 0 | 0 | 0
PeakO | 0 | 0 | 0 | 0 | 0 | 0
ST | 0 | 0 | 0 | 0 | 0 | 0
STOG | 0 | 0 | 0 | 0 | 0 | 0
STWD | 0 | 0 | 0 | 0 | 0 | 0
WT | 0 | 0 | 0 | 0 | 0 | 0
IGCC | 0 | 0 | 0 | 0 | 0 | 0
DemandResponse | 0 | 0 | 0 | 0 | 0 | 0
IGCC-CCS | 0 | 0 | 0 | 0 | 0 | 0
WT_off | 0 | 0 | 0 | 0 | 0 | 0
PseudoUnit | 0 | 0 | 0 | 0 | 0 | 0
FixedInterchange | 0 | 0 | 0 | 0 | 0 | 0
SO2 Emissions (MMshortTons): NYISO_J-K
ReportingType | 2015 | 2020 | 2025 | 2030 | 2035 | 2040
BM | 0 | 0 | 0 | 0 | 0 | 0
CC | 0 | 0 | 0 | 0 | 0 | 0
CSP | 0 | 0 | 0 | 0 | 0 | 0
CT | 0 | 0 | 0 | 0 | 0 | 0
Coal | 0 | 0 | 0 | 0 | 0 | 0
Geo | 0 | 0 | 0 | 0 | 0 | 0
H | 0 | 0 | 0 | 0 | 0 | 0
LFG | 0 | 0 | 0 | 0 | 0 | 0
Nuc | 0 | 0 | 0 | 0 | 0 | 0
PS | 0 | 0 | 0 | 0 | 0 | 0
PV | 0 | 0 | 0 | 0 | 0 | 0
PeakG | 0 | 0 | 0 | 0 | 0 | 0
PeakO | 0 | 0 | 0 | 0 | 0 | 0
ST | 0 | 0 | 0 | 0 | 0 | 0
STOG | 0 | 0 | 0 | 0 | 0 | 0
STWD | 0 | 0 | 0 | 0 | 0 | 0
WT | 0 | 0 | 0 | 0 | 0 | 0
IGCC | 0 | 0 | 0 | 0 | 0 | 0
DemandResponse | 0 | 0 | 0 | 0 | 0 | 0
IGCC-CCS | 0 | 0 | 0 | 0 | 0 | 0
WT_off | 0 | 0 | 0 | 0 | 0 | 0
PseudoUnit | 0 | 0 | 0 | 0 | 0 | 0
FixedInterchange | 0 | 0 | 0 | 0 | 0 | 0
SO2 Emissions (MMshortTons): PJM_E
ReportingType | 2015 | 2020 | 2025 | 2030 | 2035 | 2040
BM | 0 | 0 | 0 | 0 | 0 | 0
CC | 0 | 0 | 0 | 0 | 0 | 0
CSP | 0 | 0 | 0 | 0 | 0 | 0
CT | 0 | 0 | 0 | 0 | 0 | 0
Coal | 0 | 0 | 0 | 0 | 0 | 0
Geo | 0 | 0 | 0 | 0 | 0 | 0
H | 0 | 0 | 0 | 0 | 0 | 0
LFG | 0 | 0 | 0 | 0 | 0 | 0
Nuc | 0 | 0 | 0 | 0 | 0 | 0
PS | 0 | 0 | 0 | 0 | 0 | 0
PV | 0 | 0 | 0 | 0 | 0 | 0
PeakG | 0 | 0 | 0 | 0 | 0 | 0
PeakO | 0 | 0 | 0 | 0 | 0 | 0
ST | 0 | 0 | 0 | 0 | 0 | 0
STOG | 0 | 0 | 0 | 0 | 0 | 0
STWD | 0 | 0 | 0 | 0 | 0 | 0
WT | 0 | 0 | 0 | 0 | 0 | 0
IGCC | 0 | 0 | 0 | 0 | 0 | 0
DemandResponse | 0 | 0 | 0 | 0 | 0 | 0
IGCC-CCS | 0 | 0 | 0 | 0 | 0 | 0
WT_off | 0 | 0 | 0 | 0 | 0 | 0
PseudoUnit | 0 | 0 | 0 | 0 | 0 | 0
FixedInterchange | 0 | 0 | 0 | 0 | 0 | 0
SO2 Emissions (MMshortTons): PJM_ROM
ReportingType | 2015 | 2020 | 2025 | 2030 | 2035 | 2040
BM | 0 | 0 | 0 | 0 | 0 | 0
CC | 0 | 0 | 0 | 0 | 0 | 0
CSP | 0 | 0 | 0 | 0 | 0 | 0
CT | 0 | 0 | 0 | 0 | 0 | 0
Coal | 0.13 | 0.05 | 0.06 | 0.06 | 0.06 | 0.06
Geo | 0 | 0 | 0 | 0 | 0 | 0
H | 0 | 0 | 0 | 0 | 0 | 0
LFG | 0 | 0 | 0 | 0 | 0 | 0
Nuc | 0 | 0 | 0 | 0 | 0 | 0
PS | 0 | 0 | 0 | 0 | 0 | 0
PV | 0 | 0 | 0 | 0 | 0 | 0
PeakG | 0 | 0 | 0 | 0 | 0 | 0
PeakO | 0 | 0 | 0 | 0 | 0 | 0
ST | 0 | 0 | 0 | 0 | 0 | 0
STOG | 0 | 0 | 0 | 0 | 0 | 0
STWD | 0 | 0 | 0 | 0 | 0 | 0
WT | 0 | 0 | 0 | 0 | 0 | 0
IGCC | 0 | 0 | 0 | 0 | 0 | 0
DemandResponse | 0 | 0 | 0 | 0 | 0 | 0
IGCC-CCS | 0 | 0 | 0 | 0 | 0 | 0
WT_off | 0 | 0 | 0 | 0 | 0 | 0
PseudoUnit | 0 | 0 | 0 | 0 | 0 | 0
FixedInterchange | 0 | 0 | 0 | 0 | 0 | 0
SO2 Emissions (MMshortTons): PJM_ROR
ReportingType | 2015 | 2020 | 2025 | 2030 | 2035 | 2040
BM | 0 | 0 | 0 | 0 | 0 | 0
CC | 0 | 0 | 0 | 0 | 0 | 0
CSP | 0 | 0 | 0 | 0 | 0 | 0
CT | 0 | 0 | 0 | 0 | 0 | 0
Coal | 1.26 | 0.36 | 0.39 | 0.39 | 0.4 | 0.38
Geo | 0 | 0 | 0 | 0 | 0 | 0
H | 0 | 0 | 0 | 0 | 0 | 0
LFG | 0 | 0 | 0 | 0 | 0 | 0
Nuc | 0 | 0 | 0 | 0 | 0 | 0
PS | 0 | 0 | 0 | 0 | 0 | 0
PV | 0 | 0 | 0 | 0 | 0 | 0
PeakG | 0 | 0 | 0 | 0 | 0 | 0
PeakO | 0 | 0 | 0 | 0 | 0 | 0
ST | 0 | 0 | 0 | 0 | 0 | 0
STOG | 0 | 0 | 0 | 0 | 0 | 0
STWD | 0 | 0 | 0 | 0 | 0 | 0
WT | 0 | 0 | 0 | 0 | 0 | 0
IGCC | 0 | 0 | 0 | 0 | 0 | 0
DemandResponse | 0 | 0 | 0 | 0 | 0 | 0
IGCC-CCS | 0 | 0 | 0 | 0 | 0 | 0
WT_off | 0 | 0 | 0 | 0 | 0 | 0
PseudoUnit | 0 | 0 | 0 | 0 | 0 | 0
FixedInterchange | 0 | 0 | 0 | 0 | 0 | 0
SO2 Emissions (MMshortTons): SOCO
ReportingType | 2015 | 2020 | 2025 | 2030 | 2035 | 2040
BM | 0 | 0 | 0 | 0 | 0 | 0
CC | 0 | 0 | 0 | 0 | 0 | 0
CSP | 0 | 0 | 0 | 0 | 0 | 0
CT | 0 | 0 | 0 | 0 | 0 | 0
Coal | 0.39 | 0.19 | 0.23 | 0.2 | 0.12 | 0.12
Geo | 0 | 0 | 0 | 0 | 0 | 0
H | 0 | 0 | 0 | 0 | 0 | 0
LFG | 0 | 0 | 0 | 0 | 0 | 0
Nuc | 0 | 0 | 0 | 0 | 0 | 0
PS | 0 | 0 | 0 | 0 | 0 | 0
PV | 0 | 0 | 0 | 0 | 0 | 0
PeakG | 0 | 0 | 0 | 0 | 0 | 0
PeakO | 0 | 0 | 0 | 0 | 0 | 0
ST | 0 | 0 | 0 | 0 | 0 | 0
STOG | 0 | 0 | 0 | 0 | 0 | 0
STWD | 0 | 0 | 0 | 0 | 0 | 0
WT | 0 | 0 | 0 | 0 | 0 | 0
IGCC | 0 | 0 | 0 | 0 | 0 | 0
DemandResponse | 0 | 0 | 0 | 0 | 0 | 0
IGCC-CCS | 0 | 0 | 0 | 0 | 0 | 0
WT_off | 0 | 0 | 0 | 0 | 0 | 0
PseudoUnit | 0 | 0 | 0 | 0 | 0 | 0
FixedInterchange | 0 | 0 | 0 | 0 | 0 | 0
SO2 Emissions (MMshortTons): SPP_N
ReportingType | 2015 | 2020 | 2025 | 2030 | 2035 | 2040
BM | 0 | 0 | 0 | 0 | 0 | 0
CC | 0 | 0 | 0 | 0 | 0 | 0
CSP | 0 | 0 | 0 | 0 | 0 | 0
CT | 0 | 0 | 0 | 0 | 0 | 0
Coal | 0.08 | 0.04 | 0.04 | 0.04 | 0.04 | 0.04
Geo | 0 | 0 | 0 | 0 | 0 | 0
H | 0 | 0 | 0 | 0 | 0 | 0
LFG | 0 | 0 | 0 | 0 | 0 | 0
Nuc | 0 | 0 | 0 | 0 | 0 | 0
PS | 0 | 0 | 0 | 0 | 0 | 0
PV | 0 | 0 | 0 | 0 | 0 | 0
PeakG | 0 | 0 | 0 | 0 | 0 | 0
PeakO | 0 | 0 | 0 | 0 | 0 | 0
ST | 0 | 0 | 0 | 0 | 0 | 0
STOG | 0 | 0 | 0 | 0 | 0 | 0
STWD | 0 | 0 | 0 | 0 | 0 | 0
WT | 0 | 0 | 0 | 0 | 0 | 0
IGCC | 0 | 0 | 0 | 0 | 0 | 0
DemandResponse | 0 | 0 | 0 | 0 | 0 | 0
IGCC-CCS | 0 | 0 | 0 | 0 | 0 | 0
WT_off | 0 | 0 | 0 | 0 | 0 | 0
PseudoUnit | 0 | 0 | 0 | 0 | 0 | 0
FixedInterchange | 0 | 0 | 0 | 0 | 0 | 0
SO2 Emissions (MMshortTons): SPP_S
ReportingType | 2015 | 2020 | 2025 | 2030 | 2035 | 2040
BM | 0 | 0 | 0 | 0 | 0 | 0
CC | 0 | 0 | 0 | 0 | 0 | 0
CSP | 0 | 0 | 0 | 0 | 0 | 0
CT | 0 | 0 | 0 | 0 | 0 | 0
Coal | 0.3 | 0.11 | 0.14 | 0.16 | 0.16 | 0.15
Geo | 0 | 0 | 0 | 0 | 0 | 0
H | 0 | 0 | 0 | 0 | 0 | 0
LFG | 0 | 0 | 0 | 0 | 0 | 0
Nuc | 0 | 0 | 0 | 0 | 0 | 0
PS | 0 | 0 | 0 | 0 | 0 | 0
PV | 0 | 0 | 0 | 0 | 0 | 0
PeakG | 0 | 0 | 0 | 0 | 0 | 0
PeakO | 0 | 0 | 0 | 0 | 0 | 0
ST | 0 | 0 | 0 | 0 | 0 | 0
STOG | 0 | 0 | 0 | 0 | 0 | 0
STWD | 0 | 0 | 0 | 0 | 0 | 0
WT | 0 | 0 | 0 | 0 | 0 | 0
IGCC | 0 | 0 | 0 | 0 | 0 | 0
DemandResponse | 0 | 0 | 0 | 0 | 0 | 0
IGCC-CCS | 0 | 0 | 0 | 0 | 0 | 0
WT_off | 0 | 0 | 0 | 0 | 0 | 0
PseudoUnit | 0 | 0 | 0 | 0 | 0 | 0
FixedInterchange | 0 | 0 | 0 | 0 | 0 | 0
SO2 Emissions (MMshortTons): TVA
ReportingType | 2015 | 2020 | 2025 | 2030 | 2035 | 2040
BM | 0 | 0 | 0 | 0 | 0 | 0
CC | 0 | 0 | 0 | 0 | 0 | 0
CSP | 0 | 0 | 0 | 0 | 0 | 0
CT | 0 | 0 | 0 | 0 | 0 | 0
Coal | 0.23 | 0.26 | 0.29 | 0.28 | 0.29 | 0.31
Geo | 0 | 0 | 0 | 0 | 0 | 0
H | 0 | 0 | 0 | 0 | 0 | 0
LFG | 0 | 0 | 0 | 0 | 0 | 0
Nuc | 0 | 0 | 0 | 0 | 0 | 0
PS | 0 | 0 | 0 | 0 | 0 | 0
PV | 0 | 0 | 0 | 0 | 0 | 0
PeakG | 0 | 0 | 0 | 0 | 0 | 0
PeakO | 0 | 0 | 0 | 0 | 0 | 0
ST | 0 | 0 | 0 | 0 | 0 | 0
STOG | 0 | 0 | 0 | 0 | 0 | 0
STWD | 0 | 0 | 0 | 0 | 0 | 0
WT | 0 | 0 | 0 | 0 | 0 | 0
IGCC | 0 | 0 | 0 | 0 | 0 | 0
DemandResponse | 0 | 0 | 0 | 0 | 0 | 0
IGCC-CCS | 0 | 0 | 0 | 0 | 0 | 0
WT_off | 0 | 0 | 0 | 0 | 0 | 0
PseudoUnit | 0 | 0 | 0 | 0 | 0 | 0
FixedInterchange | 0 | 0 | 0 | 0 | 0 | 0
SO2 Emissions (MMshortTons): TVA_Transmission
ReportingType | 2015 | 2020 | 2025 | 2030 | 2035 | 2040
BM | 0 | 0 | 0 | 0 | 0 | 0
CC | 0 | 0 | 0 | 0 | 0 | 0
CSP | 0 | 0 | 0 | 0 | 0 | 0
CT | 0 | 0 | 0 | 0 | 0 | 0
Coal | 0 | 0 | 0 | 0 | 0 | 0
Geo | 0 | 0 | 0 | 0 | 0 | 0
H | 0 | 0 | 0 | 0 | 0 | 0
LFG | 0 | 0 | 0 | 0 | 0 | 0
Nuc | 0 | 0 | 0 | 0 | 0 | 0
PS | 0 | 0 | 0 | 0 | 0 | 0
PV | 0 | 0 | 0 | 0 | 0 | 0
PeakG | 0 | 0 | 0 | 0 | 0 | 0
PeakO | 0 | 0 | 0 | 0 | 0 | 0
ST | 0 | 0 | 0 | 0 | 0 | 0
STOG | 0 | 0 | 0 | 0 | 0 | 0
STWD | 0 | 0 | 0 | 0 | 0 | 0
WT | 0 | 0 | 0 | 0 | 0 | 0
IGCC | 0 | 0 | 0 | 0 | 0 | 0
DemandResponse | 0 | 0 | 0 | 0 | 0 | 0
IGCC-CCS | 0 | 0 | 0 | 0 | 0 | 0
WT_off | 0 | 0 | 0 | 0 | 0 | 0
PseudoUnit | 0 | 0 | 0 | 0 | 0 | 0
FixedInterchange | 0 | 0 | 0 | 0 | 0 | 0
SO2 Emissions (MMshortTons): VACAR
ReportingType | 2015 | 2020 | 2025 | 2030 | 2035 | 2040
BM | 0 | 0 | 0 | 0 | 0 | 0
CC | 0 | 0 | 0 | 0 | 0 | 0
CSP | 0 | 0 | 0 | 0 | 0 | 0
CT | 0 | 0 | 0 | 0 | 0 | 0
Coal | 0.15 | 0.04 | 0.06 | 0.06 | 0.07 | 0.07
Geo | 0 | 0 | 0 | 0 | 0 | 0
H | 0 | 0 | 0 | 0 | 0 | 0
LFG | 0 | 0 | 0 | 0 | 0 | 0
Nuc | 0 | 0 | 0 | 0 | 0 | 0
PS | 0 | 0 | 0 | 0 | 0 | 0
PV | 0 | 0 | 0 | 0 | 0 | 0
PeakG | 0 | 0 | 0 | 0 | 0 | 0
PeakO | 0 | 0 | 0 | 0 | 0 | 0
ST | 0 | 0 | 0 | 0 | 0 | 0
STOG | 0 | 0 | 0 | 0 | 0 | 0
STWD | 0 | 0 | 0 | 0 | 0 | 0
WT | 0 | 0 | 0 | 0 | 0 | 0
IGCC | 0 | 0 | 0 | 0 | 0 | 0
DemandResponse | 0 | 0 | 0 | 0 | 0 | 0
IGCC-CCS | 0 | 0 | 0 | 0 | 0 | 0
WT_off | 0 | 0 | 0 | 0 | 0 | 0
PseudoUnit | 0 | 0 | 0 | 0 | 0 | 0
FixedInterchange | 0 | 0 | 0 | 0 | 0 | 0
SO2 Emissions (MMshortTons): IESO
ReportingType | 2015 | 2020 | 2025 | 2030 | 2035 | 2040
BM | 0 | 0 | 0 | 0 | 0 | 0
CC | 0 | 0 | 0 | 0 | 0 | 0
CSP | 0 | 0 | 0 | 0 | 0 | 0
CT | 0 | 0 | 0 | 0 | 0 | 0
Coal | 0 | 0 | 0 | 0 | 0 | 0
Geo | 0 | 0 | 0 | 0 | 0 | 0
H | 0 | 0 | 0 | 0 | 0 | 0
LFG | 0 | 0 | 0 | 0 | 0 | 0
Nuc | 0 | 0 | 0 | 0 | 0 | 0
PS | 0 | 0 | 0 | 0 | 0 | 0
PV | 0 | 0 | 0 | 0 | 0 | 0
PeakG | 0 | 0 | 0 | 0 | 0 | 0
PeakO | 0 | 0 | 0 | 0 | 0 | 0
ST | 0 | 0 | 0 | 0 | 0 | 0
STOG | 0 | 0 | 0 | 0 | 0 | 0
STWD | 0 | 0 | 0 | 0 | 0 | 0
WT | 0 | 0 | 0 | 0 | 0 | 0
IGCC | 0 | 0 | 0 | 0 | 0 | 0
DemandResponse | 0 | 0 | 0 | 0 | 0 | 0
IGCC-CCS | 0 | 0 | 0 | 0 | 0 | 0
WT_off | 0 | 0 | 0 | 0 | 0 | 0
PseudoUnit | 0 | 0 | 0 | 0 | 0 | 0
FixedInterchange | 0 | 0 | 0 | 0 | 0 | 0
SO2 Emissions (MMshortTons): MAPP_CA
ReportingType | 2015 | 2020 | 2025 | 2030 | 2035 | 2040
BM | 0 | 0 | 0 | 0 | 0 | 0
CC | 0 | 0 | 0 | 0 | 0 | 0
CSP | 0 | 0 | 0 | 0 | 0 | 0
CT | 0 | 0 | 0 | 0 | 0 | 0
Coal | 0.01 | 0.01 | 0.04 | 0 | 0 | 0
Geo | 0 | 0 | 0 | 0 | 0 | 0
H | 0 | 0 | 0 | 0 | 0 | 0
LFG | 0 | 0 | 0 | 0 | 0 | 0
Nuc | 0 | 0 | 0 | 0 | 0 | 0
PS | 0 | 0 | 0 | 0 | 0 | 0
PV | 0 | 0 | 0 | 0 | 0 | 0
PeakG | 0 | 0 | 0 | 0 | 0 | 0
PeakO | 0 | 0 | 0 | 0 | 0 | 0
ST | 0 | 0 | 0 | 0 | 0 | 0
STOG | 0 | 0 | 0 | 0 | 0 | 0
STWD | 0 | 0 | 0 | 0 | 0 | 0
WT | 0 | 0 | 0 | 0 | 0 | 0
IGCC | 0 | 0 | 0 | 0 | 0 | 0
DemandResponse | 0 | 0 | 0 | 0 | 0 | 0
IGCC-CCS | 0 | 0 | 0 | 0 | 0 | 0
WT_off | 0 | 0 | 0 | 0 | 0 | 0
PseudoUnit | 0 | 0 | 0 | 0 | 0 | 0
FixedInterchange | 0 | 0 | 0 | 0 | 0 | 0
SO2 Emissions (MMshortTons): AZ_NM_SNV_Coal
ReportingType | 2015 | 2020 | 2025 | 2030 | 2035 | 2040
BM | 0 | 0 | 0 | 0 | 0 | 0
CC | 0 | 0 | 0 | 0 | 0 | 0
CSP | 0 | 0 | 0 | 0 | 0 | 0
CT | 0 | 0 | 0 | 0 | 0 | 0
Coal | 0.03 | 0.02 | 0.02 | 0.02 | 0.03 | 0.03
Geo | 0 | 0 | 0 | 0 | 0 | 0
H | 0 | 0 | 0 | 0 | 0 | 0
LFG | 0 | 0 | 0 | 0 | 0 | 0
Nuc | 0 | 0 | 0 | 0 | 0 | 0
PS | 0 | 0 | 0 | 0 | 0 | 0
PV | 0 | 0 | 0 | 0 | 0 | 0
PeakG | 0 | 0 | 0 | 0 | 0 | 0
PeakO | 0 | 0 | 0 | 0 | 0 | 0
ST | 0 | 0 | 0 | 0 | 0 | 0
STOG | 0 | 0 | 0 | 0 | 0 | 0
STWD | 0 | 0 | 0 | 0 | 0 | 0
WT | 0 | 0 | 0 | 0 | 0 | 0
IGCC | 0 | 0 | 0 | 0 | 0 | 0
DemandResponse | 0 | 0 | 0 | 0 | 0 | 0
IGCC-CCS | 0 | 0 | 0 | 0 | 0 | 0
WT_off | 0 | 0 | 0 | 0 | 0 | 0
PseudoUnit | 0 | 0 | 0 | 0 | 0 | 0
FixedInterchange | 0 | 0 | 0 | 0 | 0 | 0
SO2 Emissions (MMshortTons): AZ_NM_SNV_Gas
ReportingType | 2015 | 2020 | 2025 | 2030 | 2035 | 2040
BM | 0 | 0 | 0 | 0 | 0 | 0
CC | 0 | 0 | 0 | 0 | 0 | 0
CSP | 0 | 0 | 0 | 0 | 0 | 0
CT | 0 | 0 | 0 | 0 | 0 | 0
Coal | 0 | 0 | 0 | 0 | 0 | 0
Geo | 0 | 0 | 0 | 0 | 0 | 0
H | 0 | 0 | 0 | 0 | 0 | 0
LFG | 0 | 0 | 0 | 0 | 0 | 0
Nuc | 0 | 0 | 0 | 0 | 0 | 0
PS | 0 | 0 | 0 | 0 | 0 | 0
PV | 0 | 0 | 0 | 0 | 0 | 0
PeakG | 0 | 0 | 0 | 0 | 0 | 0
PeakO | 0 | 0 | 0 | 0 | 0 | 0
ST | 0 | 0 | 0 | 0 | 0 | 0
STOG | 0 | 0 | 0 | 0 | 0 | 0
STWD | 0 | 0 | 0 | 0 | 0 | 0
WT | 0 | 0 | 0 | 0 | 0 | 0
IGCC | 0 | 0 | 0 | 0 | 0 | 0
DemandResponse | 0 | 0 | 0 | 0 | 0 | 0
IGCC-CCS | 0 | 0 | 0 | 0 | 0 | 0
WT_off | 0 | 0 | 0 | 0 | 0 | 0
PseudoUnit | 0 | 0 | 0 | 0 | 0 | 0
FixedInterchange | 0 | 0 | 0 | 0 | 0 | 0
SO2 Emissions (MMshortTons): AZ_NM_SNV_NucRenew
ReportingType | 2015 | 2020 | 2025 | 2030 | 2035 | 2040
BM | 0 | 0 | 0 | 0 | 0 | 0
CC | 0 | 0 | 0 | 0 | 0 | 0
CSP | 0 | 0 | 0 | 0 | 0 | 0
CT | 0 | 0 | 0 | 0 | 0 | 0
Coal | 0 | 0 | 0 | 0 | 0 | 0
Geo | 0 | 0 | 0 | 0 | 0 | 0
H | 0 | 0 | 0 | 0 | 0 | 0
LFG | 0 | 0 | 0 | 0 | 0 | 0
Nuc | 0 | 0 | 0 | 0 | 0 | 0
PS | 0 | 0 | 0 | 0 | 0 | 0
PV | 0 | 0 | 0 | 0 | 0 | 0
PeakG | 0 | 0 | 0 | 0 | 0 | 0
PeakO | 0 | 0 | 0 | 0 | 0 | 0
ST | 0 | 0 | 0 | 0 | 0 | 0
STOG | 0 | 0 | 0 | 0 | 0 | 0
STWD | 0 | 0 | 0 | 0 | 0 | 0
WT | 0 | 0 | 0 | 0 | 0 | 0
IGCC | 0 | 0 | 0 | 0 | 0 | 0
DemandResponse | 0 | 0 | 0 | 0 | 0 | 0
IGCC-CCS | 0 | 0 | 0 | 0 | 0 | 0
WT_off | 0 | 0 | 0 | 0 | 0 | 0
PseudoUnit | 0 | 0 | 0 | 0 | 0 | 0
FixedInterchange | 0 | 0 | 0 | 0 | 0 | 0
SO2 Emissions (MMshortTons): ERCOT
ReportingType | 2015 | 2020 | 2025 | 2030 | 2035 | 2040
BM | 0 | 0 | 0 | 0 | 0 | 0
CC | 0 | 0 | 0 | 0 | 0 | 0
CSP | 0 | 0 | 0 | 0 | 0 | 0
CT | 0 | 0 | 0 | 0 | 0 | 0
Coal | 0.2 | 0.07 | 0.09 | 0.09 | 0.09 | 0.09
Geo | 0 | 0 | 0 | 0 | 0 | 0
H | 0 | 0 | 0 | 0 | 0 | 0
LFG | 0 | 0 | 0 | 0 | 0 | 0
Nuc | 0 | 0 | 0 | 0 | 0 | 0
PS | 0 | 0 | 0 | 0 | 0 | 0
PV | 0 | 0 | 0 | 0 | 0 | 0
PeakG | 0 | 0 | 0 | 0 | 0 | 0
PeakO | 0 | 0 | 0 | 0 | 0 | 0
ST | 0 | 0 | 0 | 0 | 0 | 0
STOG | 0 | 0 | 0 | 0 | 0 | 0
STWD | 0 | 0 | 0 | 0 | 0 | 0
WT | 0 | 0 | 0 | 0 | 0 | 0
IGCC | 0 | 0 | 0 | 0 | 0 | 0
DemandResponse | 0 | 0 | 0 | 0 | 0 | 0
IGCC-CCS | 0 | 0 | 0 | 0 | 0 | 0
WT_off | 0 | 0 | 0 | 0 | 0 | 0
PseudoUnit | 0 | 0 | 0 | 0 | 0 | 0
FixedInterchange | 0 | 0 | 0 | 0 | 0 | 0
SO2 Emissions (MMshortTons): NP15
ReportingType | 2015 | 2020 | 2025 | 2030 | 2035 | 2040
BM | 0 | 0 | 0 | 0 | 0 | 0
CC | 0 | 0 | 0 | 0 | 0 | 0
CSP | 0 | 0 | 0 | 0 | 0 | 0
CT | 0 | 0 | 0 | 0 | 0 | 0
Coal | 0 | 0 | 0 | 0 | 0 | 0
Geo | 0 | 0 | 0 | 0 | 0 | 0
H | 0 | 0 | 0 | 0 | 0 | 0
LFG | 0 | 0 | 0 | 0 | 0 | 0
Nuc | 0 | 0 | 0 | 0 | 0 | 0
PS | 0 | 0 | 0 | 0 | 0 | 0
PV | 0 | 0 | 0 | 0 | 0 | 0
PeakG | 0 | 0 | 0 | 0 | 0 | 0
PeakO | 0 | 0 | 0 | 0 | 0 | 0
ST | 0 | 0 | 0 | 0 | 0 | 0
STOG | 0 | 0 | 0 | 0 | 0 | 0
STWD | 0 | 0 | 0 | 0 | 0 | 0
WT | 0 | 0 | 0 | 0 | 0 | 0
IGCC | 0 | 0 | 0 | 0 | 0 | 0
DemandResponse | 0 | 0 | 0 | 0 | 0 | 0
IGCC-CCS | 0 | 0 | 0 | 0 | 0 | 0
WT_off | 0 | 0 | 0 | 0 | 0 | 0
PseudoUnit | 0 | 0 | 0 | 0 | 0 | 0
FixedInterchange | 0 | 0 | 0 | 0 | 0 | 0
SO2 Emissions (MMshortTons): NWPP_Coal
ReportingType | 2015 | 2020 | 2025 | 2030 | 2035 | 2040
BM | 0 | 0 | 0 | 0 | 0 | 0
CC | 0 | 0 | 0 | 0 | 0 | 0
CSP | 0 | 0 | 0 | 0 | 0 | 0
CT | 0 | 0 | 0 | 0 | 0 | 0
Coal | 0.09 | 0.05 | 0.05 | 0.05 | 0.05 | 0.05
Geo | 0 | 0 | 0 | 0 | 0 | 0
H | 0 | 0 | 0 | 0 | 0 | 0
LFG | 0 | 0 | 0 | 0 | 0 | 0
Nuc | 0 | 0 | 0 | 0 | 0 | 0
PS | 0 | 0 | 0 | 0 | 0 | 0
PV | 0 | 0 | 0 | 0 | 0 | 0
PeakG | 0 | 0 | 0 | 0 | 0 | 0
PeakO | 0 | 0 | 0 | 0 | 0 | 0
ST | 0 | 0 | 0 | 0 | 0 | 0
STOG | 0 | 0 | 0 | 0 | 0 | 0
STWD | 0 | 0 | 0 | 0 | 0 | 0
WT | 0 | 0 | 0 | 0 | 0 | 0
IGCC | 0 | 0 | 0 | 0 | 0 | 0
DemandResponse | 0 | 0 | 0 | 0 | 0 | 0
IGCC-CCS | 0 | 0 | 0 | 0 | 0 | 0
WT_off | 0 | 0 | 0 | 0 | 0 | 0
PseudoUnit | 0 | 0 | 0 | 0 | 0 | 0
FixedInterchange | 0 | 0 | 0 | 0 | 0 | 0
SO2 Emissions (MMshortTons): NWPP_Gas
ReportingType | 2015 | 2020 | 2025 | 2030 | 2035 | 2040
BM | 0 | 0 | 0 | 0 | 0 | 0
CC | 0 | 0 | 0 | 0 | 0 | 0
CSP | 0 | 0 | 0 | 0 | 0 | 0
CT | 0 | 0 | 0 | 0 | 0 | 0
Coal | 0 | 0 | 0 | 0 | 0 | 0
Geo | 0 | 0 | 0 | 0 | 0 | 0
H | 0 | 0 | 0 | 0 | 0 | 0
LFG | 0 | 0 | 0 | 0 | 0 | 0
Nuc | 0 | 0 | 0 | 0 | 0 | 0
PS | 0 | 0 | 0 | 0 | 0 | 0
PV | 0 | 0 | 0 | 0 | 0 | 0
PeakG | 0 | 0 | 0 | 0 | 0 | 0
PeakO | 0 | 0 | 0 | 0 | 0 | 0
ST | 0 | 0 | 0 | 0 | 0 | 0
STOG | 0 | 0 | 0 | 0 | 0 | 0
STWD | 0 | 0 | 0 | 0 | 0 | 0
WT | 0 | 0 | 0 | 0 | 0 | 0
IGCC | 0 | 0 | 0 | 0 | 0 | 0
DemandResponse | 0 | 0 | 0 | 0 | 0 | 0
IGCC-CCS | 0 | 0 | 0 | 0 | 0 | 0
WT_off | 0 | 0 | 0 | 0 | 0 | 0
PseudoUnit | 0 | 0 | 0 | 0 | 0 | 0
FixedInterchange | 0 | 0 | 0 | 0 | 0 | 0
SO2 Emissions (MMshortTons): NWPP_NucRenew
ReportingType | 2015 | 2020 | 2025 | 2030 | 2035 | 2040
BM | 0 | 0 | 0 | 0 | 0 | 0
CC | 0 | 0 | 0 | 0 | 0 | 0
CSP | 0 | 0 | 0 | 0 | 0 | 0
CT | 0 | 0 | 0 | 0 | 0 | 0
Coal | 0 | 0 | 0 | 0 | 0 | 0
Geo | 0 | 0 | 0 | 0 | 0 | 0
H | 0 | 0 | 0 | 0 | 0 | 0
LFG | 0 | 0 | 0 | 0 | 0 | 0
Nuc | 0 | 0 | 0 | 0 | 0 | 0
PS | 0 | 0 | 0 | 0 | 0 | 0
PV | 0 | 0 | 0 | 0 | 0 | 0
PeakG | 0 | 0 | 0 | 0 | 0 | 0
PeakO | 0 | 0 | 0 | 0 | 0 | 0
ST | 0 | 0 | 0 | 0 | 0 | 0
STOG | 0 | 0 | 0 | 0 | 0 | 0
STWD | 0 | 0 | 0 | 0 | 0 | 0
WT | 0 | 0 | 0 | 0 | 0 | 0
IGCC | 0 | 0 | 0 | 0 | 0 | 0
DemandResponse | 0 | 0 | 0 | 0 | 0 | 0
IGCC-CCS | 0 | 0 | 0 | 0 | 0 | 0
WT_off | 0 | 0 | 0 | 0 | 0 | 0
PseudoUnit | 0 | 0 | 0 | 0 | 0 | 0
FixedInterchange | 0 | 0 | 0 | 0 | 0 | 0
SO2 Emissions (MMshortTons): RMPA
ReportingType | 2015 | 2020 | 2025 | 2030 | 2035 | 2040
BM | 0 | 0 | 0 | 0 | 0 | 0
CC | 0 | 0 | 0 | 0 | 0 | 0
CSP | 0 | 0 | 0 | 0 | 0 | 0
CT | 0 | 0 | 0 | 0 | 0 | 0
Coal | 0.06 | 0.03 | 0.03 | 0.03 | 0.03 | 0.03
Geo | 0 | 0 | 0 | 0 | 0 | 0
H | 0 | 0 | 0 | 0 | 0 | 0
LFG | 0 | 0 | 0 | 0 | 0 | 0
Nuc | 0 | 0 | 0 | 0 | 0 | 0
PS | 0 | 0 | 0 | 0 | 0 | 0
PV | 0 | 0 | 0 | 0 | 0 | 0
PeakG | 0 | 0 | 0 | 0 | 0 | 0
PeakO | 0 | 0 | 0 | 0 | 0 | 0
ST | 0 | 0 | 0 | 0 | 0 | 0
STOG | 0 | 0 | 0 | 0 | 0 | 0
STWD | 0 | 0 | 0 | 0 | 0 | 0
WT | 0 | 0 | 0 | 0 | 0 | 0
IGCC | 0 | 0 | 0 | 0 | 0 | 0
DemandResponse | 0 | 0 | 0 | 0 | 0 | 0
IGCC-CCS | 0 | 0 | 0 | 0 | 0 | 0
WT_off | 0 | 0 | 0 | 0 | 0 | 0
PseudoUnit | 0 | 0 | 0 | 0 | 0 | 0
FixedInterchange | 0 | 0 | 0 | 0 | 0 | 0
SO2 Emissions (MMshortTons): SP15
ReportingType | 2015 | 2020 | 2025 | 2030 | 2035 | 2040
BM | 0 | 0 | 0 | 0 | 0 | 0
CC | 0 | 0 | 0 | 0 | 0 | 0
CSP | 0 | 0 | 0 | 0 | 0 | 0
CT | 0 | 0 | 0 | 0 | 0 | 0
Coal | 0 | 0 | 0 | 0 | 0 | 0
Geo | 0 | 0 | 0 | 0 | 0 | 0
H | 0 | 0 | 0 | 0 | 0 | 0
LFG | 0 | 0 | 0 | 0 | 0 | 0
Nuc | 0 | 0 | 0 | 0 | 0 | 0
PS | 0 | 0 | 0 | 0 | 0 | 0
PV | 0 | 0 | 0 | 0 | 0 | 0
PeakG | 0 | 0 | 0 | 0 | 0 | 0
PeakO | 0 | 0 | 0 | 0 | 0 | 0
ST | 0 | 0 | 0 | 0 | 0 | 0
STOG | 0 | 0 | 0 | 0 | 0 | 0
STWD | 0 | 0 | 0 | 0 | 0 | 0
WT | 0 | 0 | 0 | 0 | 0 | 0
IGCC | 0 | 0 | 0 | 0 | 0 | 0
DemandResponse | 0 | 0 | 0 | 0 | 0 | 0
IGCC-CCS | 0 | 0 | 0 | 0 | 0 | 0
WT_off | 0 | 0 | 0 | 0 | 0 | 0
PseudoUnit | 0 | 0 | 0 | 0 | 0 | 0
FixedInterchange | 0 | 0 | 0 | 0 | 0 | 0
SO2 Emissions (MMshortTons): ALB
ReportingType | 2015 | 2020 | 2025 | 2030 | 2035 | 2040
BM | 0 | 0 | 0 | 0 | 0 | 0
CC | 0 | 0 | 0 | 0 | 0 | 0
CSP | 0 | 0 | 0 | 0 | 0 | 0
CT | 0 | 0 | 0 | 0 | 0 | 0
Coal | 0.16 | 0.14 | 0.14 | 0.14 | 0.14 | 0.14
Geo | 0 | 0 | 0 | 0 | 0 | 0
H | 0 | 0 | 0 | 0 | 0 | 0
LFG | 0 | 0 | 0 | 0 | 0 | 0
Nuc | 0 | 0 | 0 | 0 | 0 | 0
PS | 0 | 0 | 0 | 0 | 0 | 0
PV | 0 | 0 | 0 | 0 | 0 | 0
PeakG | 0 | 0 | 0 | 0 | 0 | 0
PeakO | 0 | 0 | 0 | 0 | 0 | 0
ST | 0 | 0 | 0 | 0 | 0 | 0
STOG | 0 | 0 | 0 | 0 | 0 | 0
STWD | 0 | 0 | 0 | 0 | 0 | 0
WT | 0 | 0 | 0 | 0 | 0 | 0
IGCC | 0 | 0 | 0 | 0 | 0 | 0
DemandResponse | 0 | 0 | 0 | 0 | 0 | 0
IGCC-CCS | 0 | 0 | 0 | 0 | 0 | 0
WT_off | 0 | 0 | 0 | 0 | 0 | 0
PseudoUnit | 0 | 0 | 0 | 0 | 0 | 0
FixedInterchange | 0 | 0 | 0 | 0 | 0 | 0
SO2 Emissions (MMshortTons): BC
ReportingType | 2015 | 2020 | 2025 | 2030 | 2035 | 2040
BM | 0 | 0 | 0 | 0 | 0 | 0
CC | 0 | 0 | 0 | 0 | 0 | 0
CSP | 0 | 0 | 0 | 0 | 0 | 0
CT | 0 | 0 | 0 | 0 | 0 | 0
Coal | 0 | 0 | 0 | 0 | 0 | 0
Geo | 0 | 0 | 0 | 0 | 0 | 0
H | 0 | 0 | 0 | 0 | 0 | 0
LFG | 0 | 0 | 0 | 0 | 0 | 0
Nuc | 0 | 0 | 0 | 0 | 0 | 0
PS | 0 | 0 | 0 | 0 | 0 | 0
PV | 0 | 0 | 0 | 0 | 0 | 0
PeakG | 0 | 0 | 0 | 0 | 0 | 0
PeakO | 0 | 0 | 0 | 0 | 0 | 0
ST | 0 | 0 | 0 | 0 | 0 | 0
STOG | 0 | 0 | 0 | 0 | 0 | 0
STWD | 0 | 0 | 0 | 0 | 0 | 0
WT | 0 | 0 | 0 | 0 | 0 | 0
IGCC | 0 | 0 | 0 | 0 | 0 | 0
DemandResponse | 0 | 0 | 0 | 0 | 0 | 0
IGCC-CCS | 0 | 0 | 0 | 0 | 0 | 0
WT_off | 0 | 0 | 0 | 0 | 0 | 0
PseudoUnit | 0 | 0 | 0 | 0 | 0 | 0
FixedInterchange | 0 | 0 | 0 | 0 | 0 | 0
SO2 Emissions (MMshortTons): HQ_IESO
ReportingType | 2015 | 2020 | 2025 | 2030 | 2035 | 2040
BM | 0 | 0 | 0 | 0 | 0 | 0
CC | 0 | 0 | 0 | 0 | 0 | 0
CSP | 0 | 0 | 0 | 0 | 0 | 0
CT | 0 | 0 | 0 | 0 | 0 | 0
Coal | 0 | 0 | 0 | 0 | 0 | 0
Geo | 0 | 0 | 0 | 0 | 0 | 0
H | 0 | 0 | 0 | 0 | 0 | 0
LFG | 0 | 0 | 0 | 0 | 0 | 0
Nuc | 0 | 0 | 0 | 0 | 0 | 0
PS | 0 | 0 | 0 | 0 | 0 | 0
PV | 0 | 0 | 0 | 0 | 0 | 0
PeakG | 0 | 0 | 0 | 0 | 0 | 0
PeakO | 0 | 0 | 0 | 0 | 0 | 0
ST | 0 | 0 | 0 | 0 | 0 | 0
STOG | 0 | 0 | 0 | 0 | 0 | 0
STWD | 0 | 0 | 0 | 0 | 0 | 0
WT | 0 | 0 | 0 | 0 | 0 | 0
IGCC | 0 | 0 | 0 | 0 | 0 | 0
DemandResponse | 0 | 0 | 0 | 0 | 0 | 0
IGCC-CCS | 0 | 0 | 0 | 0 | 0 | 0
WT_off | 0 | 0 | 0 | 0 | 0 | 0
PseudoUnit | 0 | 0 | 0 | 0 | 0 | 0
FixedInterchange | 0 | 0 | 0 | 0 | 0 | 0
SO2 Emissions (MMshortTons): HQ_NEISO
ReportingType | 2015 | 2020 | 2025 | 2030 | 2035 | 2040
BM | 0 | 0 | 0 | 0 | 0 | 0
CC | 0 | 0 | 0 | 0 | 0 | 0
CSP | 0 | 0 | 0 | 0 | 0 | 0
CT | 0 | 0 | 0 | 0 | 0 | 0
Coal | 0 | 0 | 0 | 0 | 0 | 0
Geo | 0 | 0 | 0 | 0 | 0 | 0
H | 0 | 0 | 0 | 0 | 0 | 0
LFG | 0 | 0 | 0 | 0 | 0 | 0
Nuc | 0 | 0 | 0 | 0 | 0 | 0
PS | 0 | 0 | 0 | 0 | 0 | 0
PV | 0 | 0 | 0 | 0 | 0 | 0
PeakG | 0 | 0 | 0 | 0 | 0 | 0
PeakO | 0 | 0 | 0 | 0 | 0 | 0
ST | 0 | 0 | 0 | 0 | 0 | 0
STOG | 0 | 0 | 0 | 0 | 0 | 0
STWD | 0 | 0 | 0 | 0 | 0 | 0
WT | 0 | 0 | 0 | 0 | 0 | 0
IGCC | 0 | 0 | 0 | 0 | 0 | 0
DemandResponse | 0 | 0 | 0 | 0 | 0 | 0
IGCC-CCS | 0 | 0 | 0 | 0 | 0 | 0
WT_off | 0 | 0 | 0 | 0 | 0 | 0
PseudoUnit | 0 | 0 | 0 | 0 | 0 | 0
FixedInterchange | 0 | 0 | 0 | 0 | 0 | 0
SO2 Emissions (MMshortTons): HQ_NY
ReportingType | 2015 | 2020 | 2025 | 2030 | 2035 | 2040
BM | 0 | 0 | 0 | 0 | 0 | 0
CC | 0 | 0 | 0 | 0 | 0 | 0
CSP | 0 | 0 | 0 | 0 | 0 | 0
CT | 0 | 0 | 0 | 0 | 0 | 0
Coal | 0 | 0 | 0 | 0 | 0 | 0
Geo | 0 | 0 | 0 | 0 | 0 | 0
H | 0 | 0 | 0 | 0 | 0 | 0
LFG | 0 | 0 | 0 | 0 | 0 | 0
Nuc | 0 | 0 | 0 | 0 | 0 | 0
PS | 0 | 0 | 0 | 0 | 0 | 0
PV | 0 | 0 | 0 | 0 | 0 | 0
PeakG | 0 | 0 | 0 | 0 | 0 | 0
PeakO | 0 | 0 | 0 | 0 | 0 | 0
ST | 0 | 0 | 0 | 0 | 0 | 0
STOG | 0 | 0 | 0 | 0 | 0 | 0
STWD | 0 | 0 | 0 | 0 | 0 | 0
WT | 0 | 0 | 0 | 0 | 0 | 0
IGCC | 0 | 0 | 0 | 0 | 0 | 0
DemandResponse | 0 | 0 | 0 | 0 | 0 | 0
IGCC-CCS | 0 | 0 | 0 | 0 | 0 | 0
WT_off | 0 | 0 | 0 | 0 | 0 | 0
PseudoUnit | 0 | 0 | 0 | 0 | 0 | 0
FixedInterchange | 0 | 0 | 0 | 0 | 0 | 0
SO2 Emissions (MMshortTons): MARITIMES
ReportingType | 2015 | 2020 | 2025 | 2030 | 2035 | 2040
BM | 0 | 0 | 0 | 0 | 0 | 0
CC | 0 | 0 | 0 | 0 | 0 | 0
CSP | 0 | 0 | 0 | 0 | 0 | 0
CT | 0 | 0 | 0 | 0 | 0 | 0
Coal | 0 | 0 | 0 | 0 | 0 | 0
Geo | 0 | 0 | 0 | 0 | 0 | 0
H | 0 | 0 | 0 | 0 | 0 | 0
LFG | 0 | 0 | 0 | 0 | 0 | 0
Nuc | 0 | 0 | 0 | 0 | 0 | 0
PS | 0 | 0 | 0 | 0 | 0 | 0
PV | 0 | 0 | 0 | 0 | 0 | 0
PeakG | 0 | 0 | 0 | 0 | 0 | 0
PeakO | 0 | 0 | 0 | 0 | 0 | 0
ST | 0 | 0 | 0 | 0 | 0 | 0
STOG | 0 | 0 | 0 | 0 | 0 | 0
STWD | 0 | 0 | 0 | 0 | 0 | 0
WT | 0 | 0 | 0 | 0 | 0 | 0
IGCC | 0 | 0 | 0 | 0 | 0 | 0
DemandResponse | 0 | 0 | 0 | 0 | 0 | 0
IGCC-CCS | 0 | 0 | 0 | 0 | 0 | 0
WT_off | 0 | 0 | 0 | 0 | 0 | 0
PseudoUnit | 0 | 0 | 0 | 0 | 0 | 0
FixedInterchange | 0 | 0 | 0 | 0 | 0 | 0
SO2 Emissions (MMshortTons): All
ReportingType | 2015 | 2020 | 2025 | 2030 | 2035 | 2040
BM | 0 | 0 | 0 | 0 | 0 | 0
CC | 0 | 0 | 0 | 0 | 0 | 0
CSP | 0 | 0 | 0 | 0 | 0 | 0
CT | 0 | 0 | 0 | 0 | 0 | 0
Coal | 5.07 | 1.99 | 2.36 | 2.41 | 2.49 | 2.54
Geo | 0 | 0 | 0 | 0 | 0 | 0
H | 0 | 0 | 0 | 0 | 0 | 0
LFG | 0 | 0 | 0 | 0 | 0 | 0
Nuc | 0 | 0 | 0 | 0 | 0 | 0
PS | 0 | 0 | 0 | 0 | 0 | 0
PV | 0 | 0 | 0 | 0 | 0 | 0
PeakG | 0 | 0 | 0 | 0 | 0 | 0
PeakO | 0 | 0 | 0 | 0 | 0 | 0
ST | 0 | 0 | 0 | 0 | 0 | 0
STOG | 0 | 0 | 0 | 0 | 0 | 0
STWD | 0 | 0 | 0 | 0 | 0 | 0
WT | 0 | 0 | 0 | 0 | 0 | 0
IGCC | 0 | 0 | 0 | 0 | 0 | 0
DemandResponse | 0 | 0 | 0 | 0 | 0 | 0
IGCC-CCS | 0 | 0 | 0 | 0 | 0 | 0
WT_off | 0 | 0 | 0 | 0 | 0 | 0
PseudoUnit | 0 | 0 | 0 | 0 | 0 | 0
FixedInterchange | 0 | 0 | 0 | 0 | 0 | 0
SO2 Emissions (MMshortTons): EI_US
ReportingType | 2015 | 2020 | 2025 | 2030 | 2035 | 2040
BM | 0 | 0 | 0 | 0 | 0 | 0
CC | 0 | 0 | 0 | 0 | 0 | 0
CSP | 0 | 0 | 0 | 0 | 0 | 0
CT | 0 | 0 | 0 | 0 | 0 | 0
Coal | 4.52 | 1.67 | 2 | 2.08 | 2.16 | 2.21
Geo | 0 | 0 | 0 | 0 | 0 | 0
H | 0 | 0 | 0 | 0 | 0 | 0
LFG | 0 | 0 | 0 | 0 | 0 | 0
Nuc | 0 | 0 | 0 | 0 | 0 | 0
PS | 0 | 0 | 0 | 0 | 0 | 0
PV | 0 | 0 | 0 | 0 | 0 | 0
PeakG | 0 | 0 | 0 | 0 | 0 | 0
PeakO | 0 | 0 | 0 | 0 | 0 | 0
ST | 0 | 0 | 0 | 0 | 0 | 0
STOG | 0 | 0 | 0 | 0 | 0 | 0
STWD | 0 | 0 | 0 | 0 | 0 | 0
WT | 0 | 0 | 0 | 0 | 0 | 0
IGCC | 0 | 0 | 0 | 0 | 0 | 0
DemandResponse | 0 | 0 | 0 | 0 | 0 | 0
IGCC-CCS | 0 | 0 | 0 | 0 | 0 | 0
WT_off | 0 | 0 | 0 | 0 | 0 | 0
PseudoUnit | 0 | 0 | 0 | 0 | 0 | 0
FixedInterchange | 0 | 0 | 0 | 0 | 0 | 0
SO2 Emissions (MMshortTons): EI_Canada
ReportingType | 2015 | 2020 | 2025 | 2030 | 2035 | 2040
BM | 0 | 0 | 0 | 0 | 0 | 0
CC | 0 | 0 | 0 | 0 | 0 | 0
CSP | 0 | 0 | 0 | 0 | 0 | 0
CT | 0 | 0 | 0 | 0 | 0 | 0
Coal | 0.01 | 0.01 | 0.04 | 0 | 0 | 0
Geo | 0 | 0 | 0 | 0 | 0 | 0
H | 0 | 0 | 0 | 0 | 0 | 0
LFG | 0 | 0 | 0 | 0 | 0 | 0
Nuc | 0 | 0 | 0 | 0 | 0 | 0
PS | 0 | 0 | 0 | 0 | 0 | 0
PV | 0 | 0 | 0 | 0 | 0 | 0
PeakG | 0 | 0 | 0 | 0 | 0 | 0
PeakO | 0 | 0 | 0 | 0 | 0 | 0
ST | 0 | 0 | 0 | 0 | 0 | 0
STOG | 0 | 0 | 0 | 0 | 0 | 0
STWD | 0 | 0 | 0 | 0 | 0 | 0
WT | 0 | 0 | 0 | 0 | 0 | 0
IGCC | 0 | 0 | 0 | 0 | 0 | 0
DemandResponse | 0 | 0 | 0 | 0 | 0 | 0
IGCC-CCS | 0 | 0 | 0 | 0 | 0 | 0
WT_off | 0 | 0 | 0 | 0 | 0 | 0
PseudoUnit | 0 | 0 | 0 | 0 | 0 | 0
FixedInterchange | 0 | 0 | 0 | 0 | 0 | 0
SO2 Emissions (MMshortTons): EI
ReportingType | 2015 | 2020 | 2025 | 2030 | 2035 | 2040
BM | 0 | 0 | 0 | 0 | 0 | 0
CC | 0 | 0 | 0 | 0 | 0 | 0
CSP | 0 | 0 | 0 | 0 | 0 | 0
CT | 0 | 0 | 0 | 0 | 0 | 0
Coal | 4.53 | 1.68 | 2.03 | 2.08 | 2.16 | 2.21
Geo | 0 | 0 | 0 | 0 | 0 | 0
H | 0 | 0 | 0 | 0 | 0 | 0
LFG | 0 | 0 | 0 | 0 | 0 | 0
Nuc | 0 | 0 | 0 | 0 | 0 | 0
PS | 0 | 0 | 0 | 0 | 0 | 0
PV | 0 | 0 | 0 | 0 | 0 | 0
PeakG | 0 | 0 | 0 | 0 | 0 | 0
PeakO | 0 | 0 | 0 | 0 | 0 | 0
ST | 0 | 0 | 0 | 0 | 0 | 0
STOG | 0 | 0 | 0 | 0 | 0 | 0
STWD | 0 | 0 | 0 | 0 | 0 | 0
WT | 0 | 0 | 0 | 0 | 0 | 0
IGCC | 0 | 0 | 0 | 0 | 0 | 0
DemandResponse | 0 | 0 | 0 | 0 | 0 | 0
IGCC-CCS | 0 | 0 | 0 | 0 | 0 | 0
WT_off | 0 | 0 | 0 | 0 | 0 | 0
PseudoUnit | 0 | 0 | 0 | 0 | 0 | 0
FixedInterchange | 0 | 0 | 0 | 0 | 0 | 0
SO2 Emissions (MMshortTons): Outside_EI
ReportingType | 2015 | 2020 | 2025 | 2030 | 2035 | 2040
BM | 0 | 0 | 0 | 0 | 0 | 0
CC | 0 | 0 | 0 | 0 | 0 | 0
CSP | 0 | 0 | 0 | 0 | 0 | 0
CT | 0 | 0 | 0 | 0 | 0 | 0
Coal | 0.54 | 0.32 | 0.33 | 0.33 | 0.33 | 0.34
Geo | 0 | 0 | 0 | 0 | 0 | 0
H | 0 | 0 | 0 | 0 | 0 | 0
LFG | 0 | 0 | 0 | 0 | 0 | 0
Nuc | 0 | 0 | 0 | 0 | 0 | 0
PS | 0 | 0 | 0 | 0 | 0 | 0
PV | 0 | 0 | 0 | 0 | 0 | 0
PeakG | 0 | 0 | 0 | 0 | 0 | 0
PeakO | 0 | 0 | 0 | 0 | 0 | 0
ST | 0 | 0 | 0 | 0 | 0 | 0
STOG | 0 | 0 | 0 | 0 | 0 | 0
STWD | 0 | 0 | 0 | 0 | 0 | 0
WT | 0 | 0 | 0 | 0 | 0 | 0
IGCC | 0 | 0 | 0 | 0 | 0 | 0
DemandResponse | 0 | 0 | 0 | 0 | 0 | 0
IGCC-CCS | 0 | 0 | 0 | 0 | 0 | 0
WT_off | 0 | 0 | 0 | 0 | 0 | 0
PseudoUnit | 0 | 0 | 0 | 0 | 0 | 0
FixedInterchange | 0 | 0 | 0 | 0 | 0 | 0
NOx Emissions (MMshortTons): Entergy
ReportingType | 2015 | 2020 | 2025 | 2030 | 2035 | 2040
BM | 0 | 0 | 0 | 0 | 0 | 0
CC | 0 | 0.01 | 0.01 | 0.01 | 0.01 | 0
CSP | 0 | 0 | 0 | 0 | 0 | 0
CT | 0 | 0 | 0 | 0 | 0 | 0
Coal | 0.05 | 0.05 | 0.05 | 0.05 | 0.05 | 0.06
Geo | 0 | 0 | 0 | 0 | 0 | 0
H | 0 | 0 | 0 | 0 | 0 | 0
LFG | 0 | 0 | 0 | 0 | 0 | 0
Nuc | 0 | 0 | 0 | 0 | 0 | 0
PS | 0 | 0 | 0 | 0 | 0 | 0
PV | 0 | 0 | 0 | 0 | 0 | 0
PeakG | 0 | 0 | 0 | 0 | 0 | 0
PeakO | 0 | 0 | 0 | 0 | 0 | 0
ST | 0 | 0 | 0 | 0 | 0 | 0
STOG | 0 | 0 | 0 | 0 | 0 | 0
STWD | 0 | 0 | 0 | 0 | 0 | 0
WT | 0 | 0 | 0 | 0 | 0 | 0
IGCC | 0 | 0 | 0 | 0 | 0 | 0
DemandResponse | 0 | 0 | 0 | 0 | 0 | 0
IGCC-CCS | 0 | 0 | 0 | 0 | 0 | 0
WT_off | 0 | 0 | 0 | 0 | 0 | 0
PseudoUnit | 0 | 0 | 0 | 0 | 0 | 0
FixedInterchange | 0 | 0 | 0 | 0 | 0 | 0
NOx Emissions (MMshortTons): FRCC
ReportingType | 2015 | 2020 | 2025 | 2030 | 2035 | 2040
BM | 0 | 0 | 0 | 0 | 0 | 0
CC | 0.01 | 0.01 | 0.01 | 0.01 | 0.01 | 0.01
CSP | 0 | 0 | 0 | 0 | 0 | 0
CT | 0 | 0 | 0 | 0 | 0 | 0
Coal | 0.04 | 0.03 | 0.04 | 0.04 | 0.04 | 0.04
Geo | 0 | 0 | 0 | 0 | 0 | 0
H | 0 | 0 | 0 | 0 | 0 | 0
LFG | 0 | 0 | 0 | 0 | 0 | 0
Nuc | 0 | 0 | 0 | 0 | 0 | 0
PS | 0 | 0 | 0 | 0 | 0 | 0
PV | 0 | 0 | 0 | 0 | 0 | 0
PeakG | 0 | 0 | 0 | 0 | 0 | 0
PeakO | 0 | 0 | 0 | 0 | 0 | 0
ST | 0 | 0 | 0 | 0 | 0 | 0
STOG | 0 | 0 | 0 | 0 | 0 | 0
STWD | 0 | 0 | 0 | 0 | 0 | 0
WT | 0 | 0 | 0 | 0 | 0 | 0
IGCC | 0 | 0 | 0 | 0 | 0 | 0
DemandResponse | 0 | 0 | 0 | 0 | 0 | 0
IGCC-CCS | 0 | 0 | 0 | 0 | 0 | 0
WT_off | 0 | 0 | 0 | 0 | 0 | 0
PseudoUnit | 0 | 0 | 0 | 0 | 0 | 0
FixedInterchange | 0 | 0 | 0 | 0 | 0 | 0
NOx Emissions (MMshortTons): MAPP_US
ReportingType | 2015 | 2020 | 2025 | 2030 | 2035 | 2040
BM | 0 | 0 | 0 | 0 | 0 | 0
CC | 0 | 0 | 0 | 0 | 0 | 0
CSP | 0 | 0 | 0 | 0 | 0 | 0
CT | 0 | 0 | 0 | 0 | 0 | 0
Coal | 0.04 | 0.04 | 0.04 | 0.04 | 0.04 | 0.04
Geo | 0 | 0 | 0 | 0 | 0 | 0
H | 0 | 0 | 0 | 0 | 0 | 0
LFG | 0 | 0 | 0 | 0 | 0 | 0
Nuc | 0 | 0 | 0 | 0 | 0 | 0
PS | 0 | 0 | 0 | 0 | 0 | 0
PV | 0 | 0 | 0 | 0 | 0 | 0
PeakG | 0 | 0 | 0 | 0 | 0 | 0
PeakO | 0 | 0 | 0 | 0 | 0 | 0
ST | 0 | 0 | 0 | 0 | 0 | 0
STOG | 0 | 0 | 0 | 0 | 0 | 0
STWD | 0 | 0 | 0 | 0 | 0 | 0
WT | 0 | 0 | 0 | 0 | 0 | 0
IGCC | 0 | 0 | 0 | 0 | 0 | 0
DemandResponse | 0 | 0 | 0 | 0 | 0 | 0
IGCC-CCS | 0 | 0 | 0 | 0 | 0 | 0
WT_off | 0 | 0 | 0 | 0 | 0 | 0
PseudoUnit | 0 | 0 | 0 | 0 | 0 | 0
FixedInterchange | 0 | 0 | 0 | 0 | 0 | 0
NOx Emissions (MMshortTons): MISO_IN
ReportingType | 2015 | 2020 | 2025 | 2030 | 2035 | 2040
BM | 0 | 0 | 0 | 0 | 0 | 0
CC | 0 | 0 | 0 | 0 | 0 | 0
CSP | 0 | 0 | 0 | 0 | 0 | 0
CT | 0 | 0 | 0 | 0 | 0 | 0
Coal | 0.07 | 0.07 | 0.07 | 0.08 | 0.08 | 0.08
Geo | 0 | 0 | 0 | 0 | 0 | 0
H | 0 | 0 | 0 | 0 | 0 | 0
LFG | 0 | 0 | 0 | 0 | 0 | 0
Nuc | 0 | 0 | 0 | 0 | 0 | 0
PS | 0 | 0 | 0 | 0 | 0 | 0
PV | 0 | 0 | 0 | 0 | 0 | 0
PeakG | 0 | 0 | 0 | 0 | 0 | 0
PeakO | 0 | 0 | 0 | 0 | 0 | 0
ST | 0 | 0 | 0 | 0 | 0 | 0
STOG | 0 | 0 | 0 | 0 | 0 | 0
STWD | 0 | 0 | 0 | 0 | 0 | 0
WT | 0 | 0 | 0 | 0 | 0 | 0
IGCC | 0 | 0 | 0 | 0 | 0 | 0
DemandResponse | 0 | 0 | 0 | 0 | 0 | 0
IGCC-CCS | 0 | 0 | 0 | 0 | 0 | 0
WT_off | 0 | 0 | 0 | 0 | 0 | 0
PseudoUnit | 0 | 0 | 0 | 0 | 0 | 0
FixedInterchange | 0 | 0 | 0 | 0 | 0 | 0
NOx Emissions (MMshortTons): MISO_MI
ReportingType | 2015 | 2020 | 2025 | 2030 | 2035 | 2040
BM | 0 | 0 | 0 | 0 | 0 | 0
CC | 0 | 0 | 0 | 0 | 0 | 0
CSP | 0 | 0 | 0 | 0 | 0 | 0
CT | 0 | 0 | 0 | 0 | 0 | 0
Coal | 0.06 | 0.05 | 0.05 | 0.05 | 0.06 | 0.06
Geo | 0 | 0 | 0 | 0 | 0 | 0
H | 0 | 0 | 0 | 0 | 0 | 0
LFG | 0 | 0 | 0 | 0 | 0 | 0
Nuc | 0 | 0 | 0 | 0 | 0 | 0
PS | 0 | 0 | 0 | 0 | 0 | 0
PV | 0 | 0 | 0 | 0 | 0 | 0
PeakG | 0 | 0 | 0 | 0 | 0 | 0
PeakO | 0 | 0 | 0 | 0 | 0 | 0
ST | 0 | 0 | 0 | 0 | 0 | 0
STOG | 0 | 0 | 0 | 0 | 0 | 0
STWD | 0 | 0 | 0 | 0 | 0 | 0
WT | 0 | 0 | 0 | 0 | 0 | 0
IGCC | 0 | 0 | 0 | 0 | 0 | 0
DemandResponse | 0 | 0 | 0 | 0 | 0 | 0
IGCC-CCS | 0 | 0 | 0 | 0 | 0 | 0
WT_off | 0 | 0 | 0 | 0 | 0 | 0
PseudoUnit | 0 | 0 | 0 | 0 | 0 | 0
FixedInterchange | 0 | 0 | 0 | 0 | 0 | 0
NOx Emissions (MMshortTons): MISO_MO-IL
ReportingType | 2015 | 2020 | 2025 | 2030 | 2035 | 2040
BM | 0 | 0 | 0 | 0 | 0 | 0
CC | 0 | 0 | 0 | 0 | 0 | 0
CSP | 0 | 0 | 0 | 0 | 0 | 0
CT | 0 | 0 | 0 | 0 | 0 | 0
Coal | 0.05 | 0.04 | 0.05 | 0.05 | 0.05 | 0.05
Geo | 0 | 0 | 0 | 0 | 0 | 0
H | 0 | 0 | 0 | 0 | 0 | 0
LFG | 0 | 0 | 0 | 0 | 0 | 0
Nuc | 0 | 0 | 0 | 0 | 0 | 0
PS | 0 | 0 | 0 | 0 | 0 | 0
PV | 0 | 0 | 0 | 0 | 0 | 0
PeakG | 0 | 0 | 0 | 0 | 0 | 0
PeakO | 0 | 0 | 0 | 0 | 0 | 0
ST | 0 | 0 | 0 | 0 | 0 | 0
STOG | 0 | 0 | 0 | 0 | 0 | 0
STWD | 0 | 0 | 0 | 0 | 0 | 0
WT | 0 | 0 | 0 | 0 | 0 | 0
IGCC | 0 | 0 | 0 | 0 | 0 | 0
DemandResponse | 0 | 0 | 0 | 0 | 0 | 0
IGCC-CCS | 0 | 0 | 0 | 0 | 0 | 0
WT_off | 0 | 0 | 0 | 0 | 0 | 0
PseudoUnit | 0 | 0 | 0 | 0 | 0 | 0
FixedInterchange | 0 | 0 | 0 | 0 | 0 | 0
NOx Emissions (MMshortTons): MISO_W
ReportingType | 2015 | 2020 | 2025 | 2030 | 2035 | 2040
BM | 0 | 0 | 0 | 0 | 0 | 0
CC | 0 | 0 | 0 | 0 | 0 | 0
CSP | 0 | 0 | 0 | 0 | 0 | 0
CT | 0 | 0 | 0 | 0 | 0 | 0
Coal | 0.09 | 0.09 | 0.1 | 0.1 | 0.1 | 0.11
Geo | 0 | 0 | 0 | 0 | 0 | 0
H | 0 | 0 | 0 | 0 | 0 | 0
LFG | 0 | 0 | 0 | 0 | 0 | 0
Nuc | 0 | 0 | 0 | 0 | 0 | 0
PS | 0 | 0 | 0 | 0 | 0 | 0
PV | 0 | 0 | 0 | 0 | 0 | 0
PeakG | 0 | 0 | 0 | 0 | 0 | 0
PeakO | 0 | 0 | 0 | 0 | 0 | 0
ST | 0 | 0 | 0 | 0 | 0 | 0
STOG | 0 | 0 | 0 | 0 | 0 | 0
STWD | 0 | 0 | 0 | 0 | 0 | 0
WT | 0 | 0 | 0 | 0 | 0 | 0
IGCC | 0 | 0 | 0 | 0 | 0 | 0
DemandResponse | 0 | 0 | 0 | 0 | 0 | 0
IGCC-CCS | 0 | 0 | 0 | 0 | 0 | 0
WT_off | 0 | 0 | 0 | 0 | 0 | 0
PseudoUnit | 0 | 0 | 0 | 0 | 0 | 0
FixedInterchange | 0 | 0 | 0 | 0 | 0 | 0
NOx Emissions (MMshortTons): MISO_WUMS
ReportingType | 2015 | 2020 | 2025 | 2030 | 2035 | 2040
BM | 0 | 0 | 0 | 0 | 0 | 0
CC | 0 | 0 | 0 | 0 | 0 | 0
CSP | 0 | 0 | 0 | 0 | 0 | 0
CT | 0 | 0 | 0 | 0 | 0 | 0
Coal | 0.01 | 0.01 | 0.01 | 0.01 | 0.01 | 0.02
Geo | 0 | 0 | 0 | 0 | 0 | 0
H | 0 | 0 | 0 | 0 | 0 | 0
LFG | 0 | 0 | 0 | 0 | 0 | 0
Nuc | 0 | 0 | 0 | 0 | 0 | 0
PS | 0 | 0 | 0 | 0 | 0 | 0
PV | 0 | 0 | 0 | 0 | 0 | 0
PeakG | 0 | 0 | 0 | 0 | 0 | 0
PeakO | 0 | 0 | 0 | 0 | 0 | 0
ST | 0 | 0 | 0 | 0 | 0 | 0
STOG | 0 | 0 | 0 | 0 | 0 | 0
STWD | 0 | 0 | 0 | 0 | 0 | 0
WT | 0 | 0 | 0 | 0 | 0 | 0
IGCC | 0 | 0 | 0 | 0 | 0 | 0
DemandResponse | 0 | 0 | 0 | 0 | 0 | 0
IGCC-CCS | 0 | 0 | 0 | 0 | 0 | 0
WT_off | 0 | 0 | 0 | 0 | 0 | 0
PseudoUnit | 0 | 0 | 0 | 0 | 0 | 0
FixedInterchange | 0 | 0 | 0 | 0 | 0 | 0
NOx Emissions (MMshortTons): Nebraska
ReportingType | 2015 | 2020 | 2025 | 2030 | 2035 | 2040
BM | 0 | 0 | 0 | 0 | 0 | 0
CC | 0 | 0 | 0 | 0 | 0 | 0
CSP | 0 | 0 | 0 | 0 | 0 | 0
CT | 0 | 0 | 0 | 0 | 0 | 0
Coal | 0.04 | 0.04 | 0.04 | 0.05 | 0.05 | 0.05
Geo | 0 | 0 | 0 | 0 | 0 | 0
H | 0 | 0 | 0 | 0 | 0 | 0
LFG | 0 | 0 | 0 | 0 | 0 | 0
Nuc | 0 | 0 | 0 | 0 | 0 | 0
PS | 0 | 0 | 0 | 0 | 0 | 0
PV | 0 | 0 | 0 | 0 | 0 | 0
PeakG | 0 | 0 | 0 | 0 | 0 | 0
PeakO | 0 | 0 | 0 | 0 | 0 | 0
ST | 0 | 0 | 0 | 0 | 0 | 0
STOG | 0 | 0 | 0 | 0 | 0 | 0
STWD | 0 | 0 | 0 | 0 | 0 | 0
WT | 0 | 0 | 0 | 0 | 0 | 0
IGCC | 0 | 0 | 0 | 0 | 0 | 0
DemandResponse | 0 | 0 | 0 | 0 | 0 | 0
IGCC-CCS | 0 | 0 | 0 | 0 | 0 | 0
WT_off | 0 | 0 | 0 | 0 | 0 | 0
PseudoUnit | 0 | 0 | 0 | 0 | 0 | 0
FixedInterchange | 0 | 0 | 0 | 0 | 0 | 0
NOx Emissions (MMshortTons): NEISO
ReportingType | 2015 | 2020 | 2025 | 2030 | 2035 | 2040
BM | 0 | 0 | 0 | 0 | 0 | 0
CC | 0 | 0 | 0 | 0 | 0 | 0
CSP | 0 | 0 | 0 | 0 | 0 | 0
CT | 0 | 0 | 0 | 0 | 0 | 0
Coal | 0 | 0 | 0 | 0 | 0 | 0
Geo | 0 | 0 | 0 | 0 | 0 | 0
H | 0 | 0 | 0 | 0 | 0 | 0
LFG | 0 | 0 | 0 | 0 | 0 | 0
Nuc | 0 | 0 | 0 | 0 | 0 | 0
PS | 0 | 0 | 0 | 0 | 0 | 0
PV | 0 | 0 | 0 | 0 | 0 | 0
PeakG | 0 | 0 | 0 | 0 | 0 | 0
PeakO | 0 | 0 | 0 | 0 | 0 | 0
ST | 0 | 0 | 0 | 0 | 0 | 0
STOG | 0 | 0 | 0 | 0 | 0 | 0
STWD | 0 | 0 | 0 | 0 | 0 | 0
WT | 0 | 0 | 0 | 0 | 0 | 0
IGCC | 0 | 0 | 0 | 0 | 0 | 0
DemandResponse | 0 | 0 | 0 | 0 | 0 | 0
IGCC-CCS | 0 | 0 | 0 | 0 | 0 | 0
WT_off | 0 | 0 | 0 | 0 | 0 | 0
PseudoUnit | 0 | 0 | 0 | 0 | 0 | 0
FixedInterchange | 0 | 0 | 0 | 0 | 0 | 0
NOx Emissions (MMshortTons): NonRTO_Midwest
ReportingType | 2015 | 2020 | 2025 | 2030 | 2035 | 2040
BM | 0 | 0 | 0 | 0 | 0 | 0
CC | 0 | 0 | 0 | 0 | 0 | 0
CSP | 0 | 0 | 0 | 0 | 0 | 0
CT | 0 | 0 | 0 | 0 | 0 | 0
Coal | 0.05 | 0.05 | 0.05 | 0.05 | 0.05 | 0.05
Geo | 0 | 0 | 0 | 0 | 0 | 0
H | 0 | 0 | 0 | 0 | 0 | 0
LFG | 0 | 0 | 0 | 0 | 0 | 0
Nuc | 0 | 0 | 0 | 0 | 0 | 0
PS | 0 | 0 | 0 | 0 | 0 | 0
PV | 0 | 0 | 0 | 0 | 0 | 0
PeakG | 0 | 0 | 0 | 0 | 0 | 0
PeakO | 0 | 0 | 0 | 0 | 0 | 0
ST | 0 | 0 | 0 | 0 | 0 | 0
STOG | 0 | 0 | 0 | 0 | 0 | 0
STWD | 0 | 0 | 0 | 0 | 0 | 0
WT | 0 | 0 | 0 | 0 | 0 | 0
IGCC | 0 | 0 | 0 | 0 | 0 | 0
DemandResponse | 0 | 0 | 0 | 0 | 0 | 0
IGCC-CCS | 0 | 0 | 0 | 0 | 0 | 0
WT_off | 0 | 0 | 0 | 0 | 0 | 0
PseudoUnit | 0 | 0 | 0 | 0 | 0 | 0
FixedInterchange | 0 | 0 | 0 | 0 | 0 | 0
NOx Emissions (MMshortTons): NYISO_A-F
ReportingType | 2015 | 2020 | 2025 | 2030 | 2035 | 2040
BM | 0 | 0 | 0 | 0 | 0 | 0
CC | 0 | 0 | 0 | 0 | 0 | 0
CSP | 0 | 0 | 0 | 0 | 0 | 0
CT | 0 | 0 | 0 | 0 | 0 | 0
Coal | 0 | 0 | 0 | 0 | 0 | 0
Geo | 0 | 0 | 0 | 0 | 0 | 0
H | 0 | 0 | 0 | 0 | 0 | 0
LFG | 0 | 0 | 0 | 0 | 0 | 0
Nuc | 0 | 0 | 0 | 0 | 0 | 0
PS | 0 | 0 | 0 | 0 | 0 | 0
PV | 0 | 0 | 0 | 0 | 0 | 0
PeakG | 0 | 0 | 0 | 0 | 0 | 0
PeakO | 0 | 0 | 0 | 0 | 0 | 0
ST | 0 | 0 | 0 | 0 | 0 | 0
STOG | 0 | 0 | 0 | 0 | 0 | 0
STWD | 0 | 0 | 0 | 0 | 0 | 0
WT | 0 | 0 | 0 | 0 | 0 | 0
IGCC | 0 | 0 | 0 | 0 | 0 | 0
DemandResponse | 0 | 0 | 0 | 0 | 0 | 0
IGCC-CCS | 0 | 0 | 0 | 0 | 0 | 0
WT_off | 0 | 0 | 0 | 0 | 0 | 0
PseudoUnit | 0 | 0 | 0 | 0 | 0 | 0
FixedInterchange | 0 | 0 | 0 | 0 | 0 | 0
NOx Emissions (MMshortTons): NYISO_G-I
ReportingType | 2015 | 2020 | 2025 | 2030 | 2035 | 2040
BM | 0 | 0 | 0 | 0 | 0 | 0
CC | 0 | 0 | 0 | 0 | 0 | 0
CSP | 0 | 0 | 0 | 0 | 0 | 0
CT | 0 | 0 | 0 | 0 | 0 | 0
Coal | 0 | 0 | 0 | 0 | 0 | 0
Geo | 0 | 0 | 0 | 0 | 0 | 0
H | 0 | 0 | 0 | 0 | 0 | 0
LFG | 0 | 0 | 0 | 0 | 0 | 0
Nuc | 0 | 0 | 0 | 0 | 0 | 0
PS | 0 | 0 | 0 | 0 | 0 | 0
PV | 0 | 0 | 0 | 0 | 0 | 0
PeakG | 0 | 0 | 0 | 0 | 0 | 0
PeakO | 0 | 0 | 0 | 0 | 0 | 0
ST | 0 | 0 | 0 | 0 | 0 | 0
STOG | 0 | 0 | 0 | 0 | 0 | 0
STWD | 0 | 0 | 0 | 0 | 0 | 0
WT | 0 | 0 | 0 | 0 | 0 | 0
IGCC | 0 | 0 | 0 | 0 | 0 | 0
DemandResponse | 0 | 0 | 0 | 0 | 0 | 0
IGCC-CCS | 0 | 0 | 0 | 0 | 0 | 0
WT_off | 0 | 0 | 0 | 0 | 0 | 0
PseudoUnit | 0 | 0 | 0 | 0 | 0 | 0
FixedInterchange | 0 | 0 | 0 | 0 | 0 | 0
NOx Emissions (MMshortTons): NYISO_J-K
ReportingType | 2015 | 2020 | 2025 | 2030 | 2035 | 2040
BM | 0 | 0 | 0 | 0 | 0 | 0
CC | 0 | 0 | 0 | 0 | 0 | 0
CSP | 0 | 0 | 0 | 0 | 0 | 0
CT | 0 | 0 | 0 | 0 | 0 | 0
Coal | 0 | 0 | 0 | 0 | 0 | 0
Geo | 0 | 0 | 0 | 0 | 0 | 0
H | 0 | 0 | 0 | 0 | 0 | 0
LFG | 0 | 0 | 0 | 0 | 0 | 0
Nuc | 0 | 0 | 0 | 0 | 0 | 0
PS | 0 | 0 | 0 | 0 | 0 | 0
PV | 0 | 0 | 0 | 0 | 0 | 0
PeakG | 0 | 0 | 0 | 0 | 0 | 0
PeakO | 0 | 0 | 0 | 0 | 0 | 0
ST | 0 | 0 | 0 | 0 | 0 | 0
STOG | 0 | 0 | 0 | 0 | 0 | 0
STWD | 0 | 0 | 0 | 0 | 0 | 0
WT | 0 | 0 | 0 | 0 | 0 | 0
IGCC | 0 | 0 | 0 | 0 | 0 | 0
DemandResponse | 0 | 0 | 0 | 0 | 0 | 0
IGCC-CCS | 0 | 0 | 0 | 0 | 0 | 0
WT_off | 0 | 0 | 0 | 0 | 0 | 0
PseudoUnit | 0 | 0 | 0 | 0 | 0 | 0
FixedInterchange | 0 | 0 | 0 | 0 | 0 | 0
NOx Emissions (MMshortTons): PJM_E
ReportingType | 2015 | 2020 | 2025 | 2030 | 2035 | 2040
BM | 0 | 0 | 0 | 0 | 0 | 0
CC | 0 | 0 | 0 | 0 | 0 | 0
CSP | 0 | 0 | 0 | 0 | 0 | 0
CT | 0 | 0 | 0 | 0 | 0 | 0
Coal | 0 | 0 | 0 | 0 | 0 | 0
Geo | 0 | 0 | 0 | 0 | 0 | 0
H | 0 | 0 | 0 | 0 | 0 | 0
LFG | 0 | 0 | 0 | 0 | 0 | 0
Nuc | 0 | 0 | 0 | 0 | 0 | 0
PS | 0 | 0 | 0 | 0 | 0 | 0
PV | 0 | 0 | 0 | 0 | 0 | 0
PeakG | 0 | 0 | 0 | 0 | 0 | 0
PeakO | 0 | 0 | 0 | 0 | 0 | 0
ST | 0 | 0 | 0 | 0 | 0 | 0
STOG | 0 | 0 | 0 | 0 | 0 | 0
STWD | 0 | 0 | 0 | 0 | 0 | 0
WT | 0 | 0 | 0 | 0 | 0 | 0
IGCC | 0 | 0 | 0 | 0 | 0 | 0
DemandResponse | 0 | 0 | 0 | 0 | 0 | 0
IGCC-CCS | 0 | 0 | 0 | 0 | 0 | 0
WT_off | 0 | 0 | 0 | 0 | 0 | 0
PseudoUnit | 0 | 0 | 0 | 0 | 0 | 0
FixedInterchange | 0 | 0 | 0 | 0 | 0 | 0
NOx Emissions (MMshortTons): PJM_ROM
ReportingType | 2015 | 2020 | 2025 | 2030 | 2035 | 2040
BM | 0 | 0 | 0 | 0 | 0 | 0
CC | 0 | 0 | 0 | 0 | 0 | 0.01
CSP | 0 | 0 | 0 | 0 | 0 | 0
CT | 0 | 0 | 0 | 0 | 0 | 0
Coal | 0.04 | 0.04 | 0.04 | 0.04 | 0.04 | 0.04
Geo | 0 | 0 | 0 | 0 | 0 | 0
H | 0 | 0 | 0 | 0 | 0 | 0
LFG | 0 | 0 | 0 | 0 | 0 | 0
Nuc | 0 | 0 | 0 | 0 | 0 | 0
PS | 0 | 0 | 0 | 0 | 0 | 0
PV | 0 | 0 | 0 | 0 | 0 | 0
PeakG | 0 | 0 | 0 | 0 | 0 | 0
PeakO | 0 | 0 | 0 | 0 | 0 | 0
ST | 0 | 0 | 0 | 0 | 0 | 0
STOG | 0 | 0 | 0 | 0 | 0 | 0
STWD | 0 | 0 | 0 | 0 | 0 | 0
WT | 0 | 0 | 0 | 0 | 0 | 0
IGCC | 0 | 0 | 0 | 0 | 0 | 0
DemandResponse | 0 | 0 | 0 | 0 | 0 | 0
IGCC-CCS | 0 | 0 | 0 | 0 | 0 | 0
WT_off | 0 | 0 | 0 | 0 | 0 | 0
PseudoUnit | 0 | 0 | 0 | 0 | 0 | 0
FixedInterchange | 0 | 0 | 0 | 0 | 0 | 0
NOx Emissions (MMshortTons): PJM_ROR
ReportingType | 2015 | 2020 | 2025 | 2030 | 2035 | 2040
BM | 0 | 0 | 0 | 0 | 0 | 0
CC | 0 | 0 | 0 | 0 | 0.01 | 0.01
CSP | 0 | 0 | 0 | 0 | 0 | 0
CT | 0 | 0 | 0 | 0 | 0 | 0
Coal | 0.26 | 0.2 | 0.21 | 0.21 | 0.21 | 0.21
Geo | 0 | 0 | 0 | 0 | 0 | 0
H | 0 | 0 | 0 | 0 | 0 | 0
LFG | 0 | 0 | 0 | 0 | 0 | 0
Nuc | 0 | 0 | 0 | 0 | 0 | 0
PS | 0 | 0 | 0 | 0 | 0 | 0
PV | 0 | 0 | 0 | 0 | 0 | 0
PeakG | 0 | 0 | 0 | 0 | 0 | 0
PeakO | 0 | 0 | 0 | 0 | 0 | 0
ST | 0 | 0 | 0 | 0 | 0 | 0
STOG | 0 | 0 | 0 | 0 | 0 | 0
STWD | 0 | 0 | 0 | 0 | 0 | 0
WT | 0 | 0 | 0 | 0 | 0 | 0
IGCC | 0 | 0 | 0 | 0 | 0 | 0
DemandResponse | 0 | 0 | 0 | 0 | 0 | 0
IGCC-CCS | 0 | 0 | 0 | 0 | 0 | 0
WT_off | 0 | 0 | 0 | 0 | 0 | 0
PseudoUnit | 0 | 0 | 0 | 0 | 0 | 0
FixedInterchange | 0 | 0 | 0 | 0 | 0 | 0
NOx Emissions (MMshortTons): SOCO
ReportingType | 2015 | 2020 | 2025 | 2030 | 2035 | 2040
BM | 0 | 0 | 0 | 0 | 0 | 0
CC | 0.01 | 0.01 | 0.01 | 0.01 | 0.01 | 0.01
CSP | 0 | 0 | 0 | 0 | 0 | 0
CT | 0 | 0 | 0 | 0 | 0 | 0
Coal | 0.07 | 0.06 | 0.07 | 0.07 | 0.07 | 0.09
Geo | 0 | 0 | 0 | 0 | 0 | 0
H | 0 | 0 | 0 | 0 | 0 | 0
LFG | 0 | 0 | 0 | 0 | 0 | 0
Nuc | 0 | 0 | 0 | 0 | 0 | 0
PS | 0 | 0 | 0 | 0 | 0 | 0
PV | 0 | 0 | 0 | 0 | 0 | 0
PeakG | 0 | 0 | 0 | 0 | 0 | 0
PeakO | 0 | 0 | 0 | 0 | 0 | 0
ST | 0 | 0 | 0 | 0 | 0 | 0
STOG | 0 | 0 | 0 | 0 | 0 | 0
STWD | 0 | 0 | 0 | 0 | 0 | 0
WT | 0 | 0 | 0 | 0 | 0 | 0
IGCC | 0 | 0 | 0 | 0 | 0 | 0
DemandResponse | 0 | 0 | 0 | 0 | 0 | 0
IGCC-CCS | 0 | 0 | 0 | 0 | 0 | 0
WT_off | 0 | 0 | 0 | 0 | 0 | 0
PseudoUnit | 0 | 0 | 0 | 0 | 0 | 0
FixedInterchange | 0 | 0 | 0 | 0 | 0 | 0
NOx Emissions (MMshortTons): SPP_N
ReportingType | 2015 | 2020 | 2025 | 2030 | 2035 | 2040
BM | 0 | 0 | 0 | 0 | 0 | 0
CC | 0 | 0 | 0 | 0 | 0 | 0
CSP | 0 | 0 | 0 | 0 | 0 | 0
CT | 0 | 0 | 0 | 0 | 0 | 0
Coal | 0.07 | 0.07 | 0.07 | 0.07 | 0.07 | 0.07
Geo | 0 | 0 | 0 | 0 | 0 | 0
H | 0 | 0 | 0 | 0 | 0 | 0
LFG | 0 | 0 | 0 | 0 | 0 | 0
Nuc | 0 | 0 | 0 | 0 | 0 | 0
PS | 0 | 0 | 0 | 0 | 0 | 0
PV | 0 | 0 | 0 | 0 | 0 | 0
PeakG | 0 | 0 | 0 | 0 | 0 | 0
PeakO | 0 | 0 | 0 | 0 | 0 | 0
ST | 0 | 0 | 0 | 0 | 0 | 0
STOG | 0 | 0 | 0 | 0 | 0 | 0
STWD | 0 | 0 | 0 | 0 | 0 | 0
WT | 0 | 0 | 0 | 0 | 0 | 0
IGCC | 0 | 0 | 0 | 0 | 0 | 0
DemandResponse | 0 | 0 | 0 | 0 | 0 | 0
IGCC-CCS | 0 | 0 | 0 | 0 | 0 | 0
WT_off | 0 | 0 | 0 | 0 | 0 | 0
PseudoUnit | 0 | 0 | 0 | 0 | 0 | 0
FixedInterchange | 0 | 0 | 0 | 0 | 0 | 0
NOx Emissions (MMshortTons): SPP_S
ReportingType | 2015 | 2020 | 2025 | 2030 | 2035 | 2040
BM | 0 | 0 | 0 | 0 | 0 | 0
CC | 0 | 0 | 0 | 0 | 0 | 0
CSP | 0 | 0 | 0 | 0 | 0 | 0
CT | 0 | 0 | 0 | 0 | 0 | 0
Coal | 0.11 | 0.1 | 0.11 | 0.11 | 0.11 | 0.11
Geo | 0 | 0 | 0 | 0 | 0 | 0
H | 0 | 0 | 0 | 0 | 0 | 0
LFG | 0 | 0 | 0 | 0 | 0 | 0
Nuc | 0 | 0 | 0 | 0 | 0 | 0
PS | 0 | 0 | 0 | 0 | 0 | 0
PV | 0 | 0 | 0 | 0 | 0 | 0
PeakG | 0 | 0 | 0 | 0 | 0 | 0
PeakO | 0 | 0 | 0 | 0 | 0 | 0
ST | 0 | 0 | 0 | 0 | 0 | 0
STOG | 0 | 0 | 0 | 0 | 0 | 0
STWD | 0 | 0 | 0 | 0 | 0 | 0
WT | 0 | 0 | 0 | 0 | 0 | 0
IGCC | 0 | 0 | 0 | 0 | 0 | 0
DemandResponse | 0 | 0 | 0 | 0 | 0 | 0
IGCC-CCS | 0 | 0 | 0 | 0 | 0 | 0
WT_off | 0 | 0 | 0 | 0 | 0 | 0
PseudoUnit | 0 | 0 | 0 | 0 | 0 | 0
FixedInterchange | 0 | 0 | 0 | 0 | 0 | 0
NOx Emissions (MMshortTons): TVA
ReportingType | 2015 | 2020 | 2025 | 2030 | 2035 | 2040
BM | 0 | 0 | 0 | 0 | 0 | 0
CC | 0 | 0 | 0 | 0 | 0 | 0
CSP | 0 | 0 | 0 | 0 | 0 | 0
CT | 0 | 0 | 0 | 0 | 0 | 0
Coal | 0.06 | 0.06 | 0.06 | 0.06 | 0.07 | 0.07
Geo | 0 | 0 | 0 | 0 | 0 | 0
H | 0 | 0 | 0 | 0 | 0 | 0
LFG | 0 | 0 | 0 | 0 | 0 | 0
Nuc | 0 | 0 | 0 | 0 | 0 | 0
PS | 0 | 0 | 0 | 0 | 0 | 0
PV | 0 | 0 | 0 | 0 | 0 | 0
PeakG | 0 | 0 | 0 | 0 | 0 | 0
PeakO | 0 | 0 | 0 | 0 | 0 | 0
ST | 0 | 0 | 0 | 0 | 0 | 0
STOG | 0 | 0 | 0 | 0 | 0 | 0
STWD | 0 | 0 | 0 | 0 | 0 | 0
WT | 0 | 0 | 0 | 0 | 0 | 0
IGCC | 0 | 0 | 0 | 0 | 0 | 0
DemandResponse | 0 | 0 | 0 | 0 | 0 | 0
IGCC-CCS | 0 | 0 | 0 | 0 | 0 | 0
WT_off | 0 | 0 | 0 | 0 | 0 | 0
PseudoUnit | 0 | 0 | 0 | 0 | 0 | 0
FixedInterchange | 0 | 0 | 0 | 0 | 0 | 0
NOx Emissions (MMshortTons): TVA_Transmission
ReportingType | 2015 | 2020 | 2025 | 2030 | 2035 | 2040
BM | 0 | 0 | 0 | 0 | 0 | 0
CC | 0 | 0 | 0 | 0 | 0 | 0
CSP | 0 | 0 | 0 | 0 | 0 | 0
CT | 0 | 0 | 0 | 0 | 0 | 0
Coal | 0 | 0 | 0 | 0 | 0 | 0
Geo | 0 | 0 | 0 | 0 | 0 | 0
H | 0 | 0 | 0 | 0 | 0 | 0
LFG | 0 | 0 | 0 | 0 | 0 | 0
Nuc | 0 | 0 | 0 | 0 | 0 | 0
PS | 0 | 0 | 0 | 0 | 0 | 0
PV | 0 | 0 | 0 | 0 | 0 | 0
PeakG | 0 | 0 | 0 | 0 | 0 | 0
PeakO | 0 | 0 | 0 | 0 | 0 | 0
ST | 0 | 0 | 0 | 0 | 0 | 0
STOG | 0 | 0 | 0 | 0 | 0 | 0
STWD | 0 | 0 | 0 | 0 | 0 | 0
WT | 0 | 0 | 0 | 0 | 0 | 0
IGCC | 0 | 0 | 0 | 0 | 0 | 0
DemandResponse | 0 | 0 | 0 | 0 | 0 | 0
IGCC-CCS | 0 | 0 | 0 | 0 | 0 | 0
WT_off | 0 | 0 | 0 | 0 | 0 | 0
PseudoUnit | 0 | 0 | 0 | 0 | 0 | 0
FixedInterchange | 0 | 0 | 0 | 0 | 0 | 0
NOx Emissions (MMshortTons): VACAR
ReportingType | 2015 | 2020 | 2025 | 2030 | 2035 | 2040
BM | 0 | 0 | 0 | 0 | 0 | 0
CC | 0 | 0 | 0 | 0 | 0 | 0.01
CSP | 0 | 0 | 0 | 0 | 0 | 0
CT | 0 | 0 | 0 | 0 | 0 | 0
Coal | 0.04 | 0.03 | 0.04 | 0.05 | 0.05 | 0.05
Geo | 0 | 0 | 0 | 0 | 0 | 0
H | 0 | 0 | 0 | 0 | 0 | 0
LFG | 0 | 0 | 0 | 0 | 0 | 0
Nuc | 0 | 0 | 0 | 0 | 0 | 0
PS | 0 | 0 | 0 | 0 | 0 | 0
PV | 0 | 0 | 0 | 0 | 0 | 0
PeakG | 0 | 0 | 0 | 0 | 0 | 0
PeakO | 0 | 0 | 0 | 0 | 0 | 0
ST | 0 | 0 | 0 | 0 | 0 | 0
STOG | 0 | 0 | 0 | 0 | 0 | 0
STWD | 0 | 0 | 0 | 0 | 0 | 0
WT | 0 | 0 | 0 | 0 | 0 | 0
IGCC | 0 | 0 | 0 | 0 | 0 | 0
DemandResponse | 0 | 0 | 0 | 0 | 0 | 0
IGCC-CCS | 0 | 0 | 0 | 0 | 0 | 0
WT_off | 0 | 0 | 0 | 0 | 0 | 0
PseudoUnit | 0 | 0 | 0 | 0 | 0 | 0
FixedInterchange | 0 | 0 | 0 | 0 | 0 | 0
NOx Emissions (MMshortTons): IESO
ReportingType | 2015 | 2020 | 2025 | 2030 | 2035 | 2040
BM | 0 | 0 | 0 | 0 | 0 | 0
CC | 0 | 0 | 0 | 0 | 0 | 0
CSP | 0 | 0 | 0 | 0 | 0 | 0
CT | 0 | 0 | 0 | 0 | 0 | 0
Coal | 0 | 0 | 0 | 0 | 0 | 0
Geo | 0 | 0 | 0 | 0 | 0 | 0
H | 0 | 0 | 0 | 0 | 0 | 0
LFG | 0 | 0 | 0 | 0 | 0 | 0
Nuc | 0 | 0 | 0 | 0 | 0 | 0
PS | 0 | 0 | 0 | 0 | 0 | 0
PV | 0 | 0 | 0 | 0 | 0 | 0
PeakG | 0 | 0 | 0 | 0 | 0 | 0
PeakO | 0 | 0 | 0 | 0 | 0 | 0
ST | 0 | 0 | 0 | 0 | 0 | 0
STOG | 0 | 0 | 0 | 0 | 0 | 0
STWD | 0 | 0 | 0 | 0 | 0 | 0
WT | 0 | 0 | 0 | 0 | 0 | 0
IGCC | 0 | 0 | 0 | 0 | 0 | 0
DemandResponse | 0 | 0 | 0 | 0 | 0 | 0
IGCC-CCS | 0 | 0 | 0 | 0 | 0 | 0
WT_off | 0 | 0 | 0 | 0 | 0 | 0
PseudoUnit | 0 | 0 | 0 | 0 | 0 | 0
FixedInterchange | 0 | 0 | 0 | 0 | 0 | 0
NOx Emissions (MMshortTons): MAPP_CA
ReportingType | 2015 | 2020 | 2025 | 2030 | 2035 | 2040
BM | 0 | 0 | 0 | 0 | 0 | 0
CC | 0 | 0 | 0 | 0 | 0 | 0
CSP | 0 | 0 | 0 | 0 | 0 | 0
CT | 0 | 0 | 0 | 0 | 0 | 0
Coal | 0 | 0 | 0 | 0 | 0 | 0
Geo | 0 | 0 | 0 | 0 | 0 | 0
H | 0 | 0 | 0 | 0 | 0 | 0
LFG | 0 | 0 | 0 | 0 | 0 | 0
Nuc | 0 | 0 | 0 | 0 | 0 | 0
PS | 0 | 0 | 0 | 0 | 0 | 0
PV | 0 | 0 | 0 | 0 | 0 | 0
PeakG | 0 | 0 | 0 | 0 | 0 | 0
PeakO | 0 | 0 | 0 | 0 | 0 | 0
ST | 0 | 0 | 0 | 0 | 0 | 0
STOG | 0 | 0 | 0 | 0 | 0 | 0
STWD | 0 | 0 | 0 | 0 | 0 | 0
WT | 0 | 0 | 0 | 0 | 0 | 0
IGCC | 0 | 0 | 0 | 0 | 0 | 0
DemandResponse | 0 | 0 | 0 | 0 | 0 | 0
IGCC-CCS | 0 | 0 | 0 | 0 | 0 | 0
WT_off | 0 | 0 | 0 | 0 | 0 | 0
PseudoUnit | 0 | 0 | 0 | 0 | 0 | 0
FixedInterchange | 0 | 0 | 0 | 0 | 0 | 0
NOx Emissions (MMshortTons): AZ_NM_SNV_Coal
ReportingType | 2015 | 2020 | 2025 | 2030 | 2035 | 2040
BM | 0 | 0 | 0 | 0 | 0 | 0
CC | 0 | 0 | 0 | 0 | 0 | 0
CSP | 0 | 0 | 0 | 0 | 0 | 0
CT | 0 | 0 | 0 | 0 | 0 | 0
Coal | 0.12 | 0.12 | 0.12 | 0.12 | 0.13 | 0.14
Geo | 0 | 0 | 0 | 0 | 0 | 0
H | 0 | 0 | 0 | 0 | 0 | 0
LFG | 0 | 0 | 0 | 0 | 0 | 0
Nuc | 0 | 0 | 0 | 0 | 0 | 0
PS | 0 | 0 | 0 | 0 | 0 | 0
PV | 0 | 0 | 0 | 0 | 0 | 0
PeakG | 0 | 0 | 0 | 0 | 0 | 0
PeakO | 0 | 0 | 0 | 0 | 0 | 0
ST | 0 | 0 | 0 | 0 | 0 | 0
STOG | 0 | 0 | 0 | 0 | 0 | 0
STWD | 0 | 0 | 0 | 0 | 0 | 0
WT | 0 | 0 | 0 | 0 | 0 | 0
IGCC | 0 | 0 | 0 | 0 | 0 | 0
DemandResponse | 0 | 0 | 0 | 0 | 0 | 0
IGCC-CCS | 0 | 0 | 0 | 0 | 0 | 0
WT_off | 0 | 0 | 0 | 0 | 0 | 0
PseudoUnit | 0 | 0 | 0 | 0 | 0 | 0
FixedInterchange | 0 | 0 | 0 | 0 | 0 | 0
NOx Emissions (MMshortTons): AZ_NM_SNV_Gas
ReportingType | 2015 | 2020 | 2025 | 2030 | 2035 | 2040
BM | 0 | 0 | 0 | 0 | 0 | 0
CC | 0.01 | 0.01 | 0.01 | 0.01 | 0.01 | 0.01
CSP | 0 | 0 | 0 | 0 | 0 | 0
CT | 0 | 0 | 0 | 0 | 0 | 0
Coal | 0 | 0 | 0 | 0 | 0 | 0
Geo | 0 | 0 | 0 | 0 | 0 | 0
H | 0 | 0 | 0 | 0 | 0 | 0
LFG | 0 | 0 | 0 | 0 | 0 | 0
Nuc | 0 | 0 | 0 | 0 | 0 | 0
PS | 0 | 0 | 0 | 0 | 0 | 0
PV | 0 | 0 | 0 | 0 | 0 | 0
PeakG | 0 | 0 | 0 | 0 | 0 | 0
PeakO | 0 | 0 | 0 | 0 | 0 | 0
ST | 0 | 0 | 0 | 0 | 0 | 0
STOG | 0 | 0 | 0 | 0 | 0 | 0
STWD | 0 | 0 | 0 | 0 | 0 | 0
WT | 0 | 0 | 0 | 0 | 0 | 0
IGCC | 0 | 0 | 0 | 0 | 0 | 0
DemandResponse | 0 | 0 | 0 | 0 | 0 | 0
IGCC-CCS | 0 | 0 | 0 | 0 | 0 | 0
WT_off | 0 | 0 | 0 | 0 | 0 | 0
PseudoUnit | 0 | 0 | 0 | 0 | 0 | 0
FixedInterchange | 0 | 0 | 0 | 0 | 0 | 0
NOx Emissions (MMshortTons): AZ_NM_SNV_NucRenew
ReportingType | 2015 | 2020 | 2025 | 2030 | 2035 | 2040
BM | 0 | 0 | 0 | 0 | 0 | 0
CC | 0 | 0 | 0 | 0 | 0 | 0
CSP | 0 | 0 | 0 | 0 | 0 | 0
CT | 0 | 0 | 0 | 0 | 0 | 0
Coal | 0 | 0 | 0 | 0 | 0 | 0
Geo | 0 | 0 | 0 | 0 | 0 | 0
H | 0 | 0 | 0 | 0 | 0 | 0
LFG | 0 | 0 | 0 | 0 | 0 | 0
Nuc | 0 | 0 | 0 | 0 | 0 | 0
PS | 0 | 0 | 0 | 0 | 0 | 0
PV | 0 | 0 | 0 | 0 | 0 | 0
PeakG | 0 | 0 | 0 | 0 | 0 | 0
PeakO | 0 | 0 | 0 | 0 | 0 | 0
ST | 0 | 0 | 0 | 0 | 0 | 0
STOG | 0 | 0 | 0 | 0 | 0 | 0
STWD | 0 | 0 | 0 | 0 | 0 | 0
WT | 0 | 0 | 0 | 0 | 0 | 0
IGCC | 0 | 0 | 0 | 0 | 0 | 0
DemandResponse | 0 | 0 | 0 | 0 | 0 | 0
IGCC-CCS | 0 | 0 | 0 | 0 | 0 | 0
WT_off | 0 | 0 | 0 | 0 | 0 | 0
PseudoUnit | 0 | 0 | 0 | 0 | 0 | 0
FixedInterchange | 0 | 0 | 0 | 0 | 0 | 0
NOx Emissions (MMshortTons): ERCOT
ReportingType | 2015 | 2020 | 2025 | 2030 | 2035 | 2040
BM | 0 | 0 | 0 | 0 | 0 | 0
CC | 0.01 | 0.01 | 0.01 | 0.01 | 0.01 | 0.01
CSP | 0 | 0 | 0 | 0 | 0 | 0
CT | 0 | 0 | 0 | 0 | 0 | 0
Coal | 0.07 | 0.08 | 0.09 | 0.09 | 0.09 | 0.09
Geo | 0 | 0 | 0 | 0 | 0 | 0
H | 0 | 0 | 0 | 0 | 0 | 0
LFG | 0 | 0 | 0 | 0 | 0 | 0
Nuc | 0 | 0 | 0 | 0 | 0 | 0
PS | 0 | 0 | 0 | 0 | 0 | 0
PV | 0 | 0 | 0 | 0 | 0 | 0
PeakG | 0 | 0 | 0 | 0 | 0 | 0
PeakO | 0 | 0 | 0 | 0 | 0 | 0
ST | 0 | 0 | 0 | 0 | 0 | 0
STOG | 0 | 0 | 0.01 | 0.01 | 0.01 | 0
STWD | 0 | 0 | 0 | 0 | 0 | 0
WT | 0 | 0 | 0 | 0 | 0 | 0
IGCC | 0 | 0 | 0 | 0 | 0 | 0
DemandResponse | 0 | 0 | 0 | 0 | 0 | 0
IGCC-CCS | 0 | 0 | 0 | 0 | 0 | 0
WT_off | 0 | 0 | 0 | 0 | 0 | 0
PseudoUnit | 0 | 0 | 0 | 0 | 0 | 0
FixedInterchange | 0 | 0 | 0 | 0 | 0 | 0
NOx Emissions (MMshortTons): NP15
ReportingType | 2015 | 2020 | 2025 | 2030 | 2035 | 2040
BM | 0 | 0 | 0 | 0 | 0 | 0
CC | 0 | 0 | 0 | 0 | 0 | 0
CSP | 0 | 0 | 0 | 0 | 0 | 0
CT | 0 | 0 | 0 | 0 | 0 | 0
Coal | 0 | 0 | 0 | 0 | 0 | 0
Geo | 0 | 0 | 0 | 0 | 0 | 0
H | 0 | 0 | 0 | 0 | 0 | 0
LFG | 0 | 0 | 0 | 0 | 0 | 0
Nuc | 0 | 0 | 0 | 0 | 0 | 0
PS | 0 | 0 | 0 | 0 | 0 | 0
PV | 0 | 0 | 0 | 0 | 0 | 0
PeakG | 0 | 0 | 0 | 0 | 0 | 0
PeakO | 0 | 0 | 0 | 0 | 0 | 0
ST | 0 | 0 | 0 | 0 | 0 | 0
STOG | 0 | 0 | 0 | 0 | 0 | 0
STWD | 0 | 0 | 0 | 0 | 0 | 0
WT | 0 | 0 | 0 | 0 | 0 | 0
IGCC | 0 | 0 | 0 | 0 | 0 | 0
DemandResponse | 0 | 0 | 0 | 0 | 0 | 0
IGCC-CCS | 0 | 0 | 0 | 0 | 0 | 0
WT_off | 0 | 0 | 0 | 0 | 0 | 0
PseudoUnit | 0 | 0 | 0 | 0 | 0 | 0
FixedInterchange | 0 | 0 | 0 | 0 | 0 | 0
NOx Emissions (MMshortTons): NWPP_Coal
ReportingType | 2015 | 2020 | 2025 | 2030 | 2035 | 2040
BM | 0 | 0 | 0 | 0 | 0 | 0
CC | 0 | 0 | 0 | 0 | 0 | 0
CSP | 0 | 0 | 0 | 0 | 0 | 0
CT | 0 | 0 | 0 | 0 | 0 | 0
Coal | 0.15 | 0.15 | 0.15 | 0.15 | 0.15 | 0.15
Geo | 0 | 0 | 0 | 0 | 0 | 0
H | 0 | 0 | 0 | 0 | 0 | 0
LFG | 0 | 0 | 0 | 0 | 0 | 0
Nuc | 0 | 0 | 0 | 0 | 0 | 0
PS | 0 | 0 | 0 | 0 | 0 | 0
PV | 0 | 0 | 0 | 0 | 0 | 0
PeakG | 0 | 0 | 0 | 0 | 0 | 0
PeakO | 0 | 0 | 0 | 0 | 0 | 0
ST | 0 | 0 | 0 | 0 | 0 | 0
STOG | 0 | 0 | 0 | 0 | 0 | 0
STWD | 0 | 0 | 0 | 0 | 0 | 0
WT | 0 | 0 | 0 | 0 | 0 | 0
IGCC | 0 | 0 | 0 | 0 | 0 | 0
DemandResponse | 0 | 0 | 0 | 0 | 0 | 0
IGCC-CCS | 0 | 0 | 0 | 0 | 0 | 0
WT_off | 0 | 0 | 0 | 0 | 0 | 0
PseudoUnit | 0 | 0 | 0 | 0 | 0 | 0
FixedInterchange | 0 | 0 | 0 | 0 | 0 | 0
NOx Emissions (MMshortTons): NWPP_Gas
ReportingType | 2015 | 2020 | 2025 | 2030 | 2035 | 2040
BM | 0 | 0 | 0 | 0 | 0 | 0
CC | 0 | 0 | 0 | 0.01 | 0.01 | 0.01
CSP | 0 | 0 | 0 | 0 | 0 | 0
CT | 0 | 0 | 0 | 0 | 0 | 0
Coal | 0 | 0 | 0 | 0 | 0 | 0
Geo | 0 | 0 | 0 | 0 | 0 | 0
H | 0 | 0 | 0 | 0 | 0 | 0
LFG | 0 | 0 | 0 | 0 | 0 | 0
Nuc | 0 | 0 | 0 | 0 | 0 | 0
PS | 0 | 0 | 0 | 0 | 0 | 0
PV | 0 | 0 | 0 | 0 | 0 | 0
PeakG | 0 | 0 | 0 | 0 | 0 | 0
PeakO | 0 | 0 | 0 | 0 | 0 | 0
ST | 0 | 0 | 0 | 0 | 0 | 0
STOG | 0 | 0 | 0 | 0 | 0 | 0
STWD | 0 | 0 | 0 | 0 | 0 | 0
WT | 0 | 0 | 0 | 0 | 0 | 0
IGCC | 0 | 0 | 0 | 0 | 0 | 0
DemandResponse | 0 | 0 | 0 | 0 | 0 | 0
IGCC-CCS | 0 | 0 | 0 | 0 | 0 | 0
WT_off | 0 | 0 | 0 | 0 | 0 | 0
PseudoUnit | 0 | 0 | 0 | 0 | 0 | 0
FixedInterchange | 0 | 0 | 0 | 0 | 0 | 0
NOx Emissions (MMshortTons): NWPP_NucRenew
ReportingType | 2015 | 2020 | 2025 | 2030 | 2035 | 2040
BM | 0 | 0 | 0 | 0 | 0 | 0
CC | 0 | 0 | 0 | 0 | 0 | 0
CSP | 0 | 0 | 0 | 0 | 0 | 0
CT | 0 | 0 | 0 | 0 | 0 | 0
Coal | 0 | 0 | 0 | 0 | 0 | 0
Geo | 0 | 0 | 0 | 0 | 0 | 0
H | 0 | 0 | 0 | 0 | 0 | 0
LFG | 0 | 0 | 0 | 0 | 0 | 0
Nuc | 0 | 0 | 0 | 0 | 0 | 0
PS | 0 | 0 | 0 | 0 | 0 | 0
PV | 0 | 0 | 0 | 0 | 0 | 0
PeakG | 0 | 0 | 0 | 0 | 0 | 0
PeakO | 0 | 0 | 0 | 0 | 0 | 0
ST | 0 | 0 | 0 | 0 | 0 | 0
STOG | 0 | 0 | 0 | 0 | 0 | 0
STWD | 0 | 0 | 0 | 0 | 0 | 0
WT | 0 | 0 | 0 | 0 | 0 | 0
IGCC | 0 | 0 | 0 | 0 | 0 | 0
DemandResponse | 0 | 0 | 0 | 0 | 0 | 0
IGCC-CCS | 0 | 0 | 0 | 0 | 0 | 0
WT_off | 0 | 0 | 0 | 0 | 0 | 0
PseudoUnit | 0 | 0 | 0 | 0 | 0 | 0
FixedInterchange | 0 | 0 | 0 | 0 | 0 | 0
NOx Emissions (MMshortTons): RMPA
ReportingType | 2015 | 2020 | 2025 | 2030 | 2035 | 2040
BM | 0 | 0 | 0 | 0 | 0 | 0
CC | 0 | 0 | 0 | 0 | 0 | 0
CSP | 0 | 0 | 0 | 0 | 0 | 0
CT | 0 | 0 | 0 | 0 | 0 | 0
Coal | 0.06 | 0.06 | 0.05 | 0.06 | 0.06 | 0.06
Geo | 0 | 0 | 0 | 0 | 0 | 0
H | 0 | 0 | 0 | 0 | 0 | 0
LFG | 0 | 0 | 0 | 0 | 0 | 0
Nuc | 0 | 0 | 0 | 0 | 0 | 0
PS | 0 | 0 | 0 | 0 | 0 | 0
PV | 0 | 0 | 0 | 0 | 0 | 0
PeakG | 0 | 0 | 0 | 0 | 0 | 0
PeakO | 0 | 0 | 0 | 0 | 0 | 0
ST | 0 | 0 | 0 | 0 | 0 | 0
STOG | 0 | 0 | 0 | 0 | 0 | 0
STWD | 0 | 0 | 0 | 0 | 0 | 0
WT | 0 | 0 | 0 | 0 | 0 | 0
IGCC | 0 | 0 | 0 | 0 | 0 | 0
DemandResponse | 0 | 0 | 0 | 0 | 0 | 0
IGCC-CCS | 0 | 0 | 0 | 0 | 0 | 0
WT_off | 0 | 0 | 0 | 0 | 0 | 0
PseudoUnit | 0 | 0 | 0 | 0 | 0 | 0
FixedInterchange | 0 | 0 | 0 | 0 | 0 | 0
NOx Emissions (MMshortTons): SP15
ReportingType | 2015 | 2020 | 2025 | 2030 | 2035 | 2040
BM | 0 | 0 | 0 | 0 | 0 | 0
CC | 0 | 0 | 0 | 0 | 0 | 0
CSP | 0 | 0 | 0 | 0 | 0 | 0
CT | 0 | 0 | 0 | 0 | 0 | 0
Coal | 0 | 0 | 0 | 0 | 0 | 0
Geo | 0 | 0 | 0 | 0 | 0 | 0
H | 0 | 0 | 0 | 0 | 0 | 0
LFG | 0 | 0 | 0 | 0 | 0 | 0
Nuc | 0 | 0 | 0 | 0 | 0 | 0
PS | 0 | 0 | 0 | 0 | 0 | 0
PV | 0 | 0 | 0 | 0 | 0 | 0
PeakG | 0 | 0 | 0 | 0 | 0 | 0
PeakO | 0 | 0 | 0 | 0 | 0 | 0
ST | 0 | 0 | 0 | 0 | 0 | 0
STOG | 0 | 0 | 0 | 0 | 0 | 0
STWD | 0 | 0 | 0 | 0 | 0 | 0
WT | 0 | 0 | 0 | 0 | 0 | 0
IGCC | 0 | 0 | 0 | 0 | 0 | 0
DemandResponse | 0 | 0 | 0 | 0 | 0 | 0
IGCC-CCS | 0 | 0 | 0 | 0 | 0 | 0
WT_off | 0 | 0 | 0 | 0 | 0 | 0
PseudoUnit | 0 | 0 | 0 | 0 | 0 | 0
FixedInterchange | 0 | 0 | 0 | 0 | 0 | 0
NOx Emissions (MMshortTons): ALB
ReportingType | 2015 | 2020 | 2025 | 2030 | 2035 | 2040
BM | 0 | 0 | 0 | 0 | 0 | 0
CC | 0 | 0 | 0 | 0 | 0 | 0
CSP | 0 | 0 | 0 | 0 | 0 | 0
CT | 0 | 0 | 0 | 0 | 0 | 0
Coal | 0.01 | 0.01 | 0.01 | 0.01 | 0.01 | 0.01
Geo | 0 | 0 | 0 | 0 | 0 | 0
H | 0 | 0 | 0 | 0 | 0 | 0
LFG | 0 | 0 | 0 | 0 | 0 | 0
Nuc | 0 | 0 | 0 | 0 | 0 | 0
PS | 0 | 0 | 0 | 0 | 0 | 0
PV | 0 | 0 | 0 | 0 | 0 | 0
PeakG | 0 | 0 | 0 | 0 | 0 | 0
PeakO | 0 | 0 | 0 | 0 | 0 | 0
ST | 0 | 0 | 0 | 0 | 0 | 0
STOG | 0 | 0 | 0 | 0 | 0 | 0
STWD | 0 | 0 | 0 | 0 | 0 | 0
WT | 0 | 0 | 0 | 0 | 0 | 0
IGCC | 0 | 0 | 0 | 0 | 0 | 0
DemandResponse | 0 | 0 | 0 | 0 | 0 | 0
IGCC-CCS | 0 | 0 | 0 | 0 | 0 | 0
WT_off | 0 | 0 | 0 | 0 | 0 | 0
PseudoUnit | 0 | 0 | 0 | 0 | 0 | 0
FixedInterchange | 0 | 0 | 0 | 0 | 0 | 0
NOx Emissions (MMshortTons): BC
ReportingType | 2015 | 2020 | 2025 | 2030 | 2035 | 2040
BM | 0 | 0 | 0 | 0 | 0 | 0
CC | 0 | 0 | 0 | 0 | 0 | 0
CSP | 0 | 0 | 0 | 0 | 0 | 0
CT | 0 | 0 | 0 | 0 | 0 | 0
Coal | 0 | 0 | 0 | 0 | 0 | 0
Geo | 0 | 0 | 0 | 0 | 0 | 0
H | 0 | 0 | 0 | 0 | 0 | 0
LFG | 0 | 0 | 0 | 0 | 0 | 0
Nuc | 0 | 0 | 0 | 0 | 0 | 0
PS | 0 | 0 | 0 | 0 | 0 | 0
PV | 0 | 0 | 0 | 0 | 0 | 0
PeakG | 0 | 0 | 0 | 0 | 0 | 0
PeakO | 0 | 0 | 0 | 0 | 0 | 0
ST | 0 | 0 | 0 | 0 | 0 | 0
STOG | 0 | 0 | 0 | 0 | 0 | 0
STWD | 0 | 0 | 0 | 0 | 0 | 0
WT | 0 | 0 | 0 | 0 | 0 | 0
IGCC | 0 | 0 | 0 | 0 | 0 | 0
DemandResponse | 0 | 0 | 0 | 0 | 0 | 0
IGCC-CCS | 0 | 0 | 0 | 0 | 0 | 0
WT_off | 0 | 0 | 0 | 0 | 0 | 0
PseudoUnit | 0 | 0 | 0 | 0 | 0 | 0
FixedInterchange | 0 | 0 | 0 | 0 | 0 | 0
NOx Emissions (MMshortTons): HQ_IESO
ReportingType | 2015 | 2020 | 2025 | 2030 | 2035 | 2040
BM | 0 | 0 | 0 | 0 | 0 | 0
CC | 0 | 0 | 0 | 0 | 0 | 0
CSP | 0 | 0 | 0 | 0 | 0 | 0
CT | 0 | 0 | 0 | 0 | 0 | 0
Coal | 0 | 0 | 0 | 0 | 0 | 0
Geo | 0 | 0 | 0 | 0 | 0 | 0
H | 0 | 0 | 0 | 0 | 0 | 0
LFG | 0 | 0 | 0 | 0 | 0 | 0
Nuc | 0 | 0 | 0 | 0 | 0 | 0
PS | 0 | 0 | 0 | 0 | 0 | 0
PV | 0 | 0 | 0 | 0 | 0 | 0
PeakG | 0 | 0 | 0 | 0 | 0 | 0
PeakO | 0 | 0 | 0 | 0 | 0 | 0
ST | 0 | 0 | 0 | 0 | 0 | 0
STOG | 0 | 0 | 0 | 0 | 0 | 0
STWD | 0 | 0 | 0 | 0 | 0 | 0
WT | 0 | 0 | 0 | 0 | 0 | 0
IGCC | 0 | 0 | 0 | 0 | 0 | 0
DemandResponse | 0 | 0 | 0 | 0 | 0 | 0
IGCC-CCS | 0 | 0 | 0 | 0 | 0 | 0
WT_off | 0 | 0 | 0 | 0 | 0 | 0
PseudoUnit | 0 | 0 | 0 | 0 | 0 | 0
FixedInterchange | 0 | 0 | 0 | 0 | 0 | 0
NOx Emissions (MMshortTons): HQ_NEISO
ReportingType | 2015 | 2020 | 2025 | 2030 | 2035 | 2040
BM | 0 | 0 | 0 | 0 | 0 | 0
CC | 0 | 0 | 0 | 0 | 0 | 0
CSP | 0 | 0 | 0 | 0 | 0 | 0
CT | 0 | 0 | 0 | 0 | 0 | 0
Coal | 0 | 0 | 0 | 0 | 0 | 0
Geo | 0 | 0 | 0 | 0 | 0 | 0
H | 0 | 0 | 0 | 0 | 0 | 0
LFG | 0 | 0 | 0 | 0 | 0 | 0
Nuc | 0 | 0 | 0 | 0 | 0 | 0
PS | 0 | 0 | 0 | 0 | 0 | 0
PV | 0 | 0 | 0 | 0 | 0 | 0
PeakG | 0 | 0 | 0 | 0 | 0 | 0
PeakO | 0 | 0 | 0 | 0 | 0 | 0
ST | 0 | 0 | 0 | 0 | 0 | 0
STOG | 0 | 0 | 0 | 0 | 0 | 0
STWD | 0 | 0 | 0 | 0 | 0 | 0
WT | 0 | 0 | 0 | 0 | 0 | 0
IGCC | 0 | 0 | 0 | 0 | 0 | 0
DemandResponse | 0 | 0 | 0 | 0 | 0 | 0
IGCC-CCS | 0 | 0 | 0 | 0 | 0 | 0
WT_off | 0 | 0 | 0 | 0 | 0 | 0
PseudoUnit | 0 | 0 | 0 | 0 | 0 | 0
FixedInterchange | 0 | 0 | 0 | 0 | 0 | 0
NOx Emissions (MMshortTons): HQ_NY
ReportingType | 2015 | 2020 | 2025 | 2030 | 2035 | 2040
BM | 0 | 0 | 0 | 0 | 0 | 0
CC | 0 | 0 | 0 | 0 | 0 | 0
CSP | 0 | 0 | 0 | 0 | 0 | 0
CT | 0 | 0 | 0 | 0 | 0 | 0
Coal | 0 | 0 | 0 | 0 | 0 | 0
Geo | 0 | 0 | 0 | 0 | 0 | 0
H | 0 | 0 | 0 | 0 | 0 | 0
LFG | 0 | 0 | 0 | 0 | 0 | 0
Nuc | 0 | 0 | 0 | 0 | 0 | 0
PS | 0 | 0 | 0 | 0 | 0 | 0
PV | 0 | 0 | 0 | 0 | 0 | 0
PeakG | 0 | 0 | 0 | 0 | 0 | 0
PeakO | 0 | 0 | 0 | 0 | 0 | 0
ST | 0 | 0 | 0 | 0 | 0 | 0
STOG | 0 | 0 | 0 | 0 | 0 | 0
STWD | 0 | 0 | 0 | 0 | 0 | 0
WT | 0 | 0 | 0 | 0 | 0 | 0
IGCC | 0 | 0 | 0 | 0 | 0 | 0
DemandResponse | 0 | 0 | 0 | 0 | 0 | 0
IGCC-CCS | 0 | 0 | 0 | 0 | 0 | 0
WT_off | 0 | 0 | 0 | 0 | 0 | 0
PseudoUnit | 0 | 0 | 0 | 0 | 0 | 0
FixedInterchange | 0 | 0 | 0 | 0 | 0 | 0
NOx Emissions (MMshortTons): MARITIMES
ReportingType | 2015 | 2020 | 2025 | 2030 | 2035 | 2040
BM | 0 | 0 | 0 | 0 | 0 | 0
CC | 0 | 0 | 0 | 0 | 0 | 0
CSP | 0 | 0 | 0 | 0 | 0 | 0
CT | 0 | 0 | 0 | 0 | 0 | 0
Coal | 0 | 0 | 0 | 0 | 0 | 0
Geo | 0 | 0 | 0 | 0 | 0 | 0
H | 0 | 0 | 0 | 0 | 0 | 0
LFG | 0 | 0 | 0 | 0 | 0 | 0
Nuc | 0 | 0 | 0 | 0 | 0 | 0
PS | 0 | 0 | 0 | 0 | 0 | 0
PV | 0 | 0 | 0 | 0 | 0 | 0
PeakG | 0 | 0 | 0 | 0 | 0 | 0
PeakO | 0 | 0 | 0 | 0 | 0 | 0
ST | 0 | 0 | 0 | 0 | 0 | 0
STOG | 0 | 0 | 0 | 0 | 0 | 0
STWD | 0 | 0 | 0 | 0 | 0 | 0
WT | 0 | 0 | 0 | 0 | 0 | 0
IGCC | 0 | 0 | 0 | 0 | 0 | 0
DemandResponse | 0 | 0 | 0 | 0 | 0 | 0
IGCC-CCS | 0 | 0 | 0 | 0 | 0 | 0
WT_off | 0 | 0 | 0 | 0 | 0 | 0
PseudoUnit | 0 | 0 | 0 | 0 | 0 | 0
FixedInterchange | 0 | 0 | 0 | 0 | 0 | 0
NOx Emissions (MMshortTons): All
ReportingType | 2015 | 2020 | 2025 | 2030 | 2035 | 2040
BM | 0 | 0 | 0 | 0 | 0 | 0
CC | 0.08 | 0.08 | 0.08 | 0.08 | 0.1 | 0.1
CSP | 0 | 0 | 0 | 0 | 0 | 0
CT | 0 | 0 | 0 | 0 | 0 | 0
Coal | 1.57 | 1.45 | 1.52 | 1.54 | 1.59 | 1.64
Geo | 0 | 0 | 0 | 0 | 0 | 0
H | 0 | 0 | 0 | 0 | 0 | 0
LFG | 0 | 0 | 0 | 0 | 0 | 0
Nuc | 0 | 0 | 0 | 0 | 0 | 0
PS | 0 | 0 | 0 | 0 | 0 | 0
PV | 0 | 0 | 0 | 0 | 0 | 0
PeakG | 0 | 0 | 0 | 0 | 0 | 0
PeakO | 0 | 0 | 0 | 0 | 0 | 0
ST | 0 | 0 | 0 | 0 | 0 | 0
STOG | 0.01 | 0.02 | 0.02 | 0.02 | 0.02 | 0.02
STWD | 0 | 0 | 0 | 0 | 0 | 0
WT | 0 | 0 | 0 | 0 | 0 | 0
IGCC | 0 | 0 | 0 | 0 | 0 | 0
DemandResponse | 0 | 0 | 0 | 0 | 0 | 0
IGCC-CCS | 0 | 0 | 0 | 0 | 0 | 0
WT_off | 0 | 0 | 0 | 0 | 0 | 0
PseudoUnit | 0 | 0 | 0 | 0 | 0 | 0
FixedInterchange | 0 | 0 | 0 | 0 | 0 | 0
NOx Emissions (MMshortTons): EI_US
ReportingType | 2015 | 2020 | 2025 | 2030 | 2035 | 2040
BM | 0 | 0 | 0 | 0 | 0 | 0
CC | 0.05 | 0.05 | 0.05 | 0.05 | 0.06 | 0.07
CSP | 0 | 0 | 0 | 0 | 0 | 0
CT | 0 | 0 | 0 | 0 | 0 | 0
Coal | 1.15 | 1.03 | 1.09 | 1.12 | 1.16 | 1.2
Geo | 0 | 0 | 0 | 0 | 0 | 0
H | 0 | 0 | 0 | 0 | 0 | 0
LFG | 0 | 0 | 0 | 0 | 0 | 0
Nuc | 0 | 0 | 0 | 0 | 0 | 0
PS | 0 | 0 | 0 | 0 | 0 | 0
PV | 0 | 0 | 0 | 0 | 0 | 0
PeakG | 0 | 0 | 0 | 0 | 0 | 0
PeakO | 0 | 0 | 0 | 0 | 0 | 0
ST | 0 | 0 | 0 | 0 | 0 | 0
STOG | 0.01 | 0.01 | 0.01 | 0.01 | 0.01 | 0.01
STWD | 0 | 0 | 0 | 0 | 0 | 0
WT | 0 | 0 | 0 | 0 | 0 | 0
IGCC | 0 | 0 | 0 | 0 | 0 | 0
DemandResponse | 0 | 0 | 0 | 0 | 0 | 0
IGCC-CCS | 0 | 0 | 0 | 0 | 0 | 0
WT_off | 0 | 0 | 0 | 0 | 0 | 0
PseudoUnit | 0 | 0 | 0 | 0 | 0 | 0
FixedInterchange | 0 | 0 | 0 | 0 | 0 | 0
NOx Emissions (MMshortTons): EI_Canada
ReportingType | 2015 | 2020 | 2025 | 2030 | 2035 | 2040
BM | 0 | 0 | 0 | 0 | 0 | 0
CC | 0 | 0 | 0 | 0 | 0 | 0
CSP | 0 | 0 | 0 | 0 | 0 | 0
CT | 0 | 0 | 0 | 0 | 0 | 0
Coal | 0 | 0 | 0 | 0 | 0 | 0
Geo | 0 | 0 | 0 | 0 | 0 | 0
H | 0 | 0 | 0 | 0 | 0 | 0
LFG | 0 | 0 | 0 | 0 | 0 | 0
Nuc | 0 | 0 | 0 | 0 | 0 | 0
PS | 0 | 0 | 0 | 0 | 0 | 0
PV | 0 | 0 | 0 | 0 | 0 | 0
PeakG | 0 | 0 | 0 | 0 | 0 | 0
PeakO | 0 | 0 | 0 | 0 | 0 | 0
ST | 0 | 0 | 0 | 0 | 0 | 0
STOG | 0 | 0 | 0 | 0 | 0 | 0
STWD | 0 | 0 | 0 | 0 | 0 | 0
WT | 0 | 0 | 0 | 0 | 0 | 0
IGCC | 0 | 0 | 0 | 0 | 0 | 0
DemandResponse | 0 | 0 | 0 | 0 | 0 | 0
IGCC-CCS | 0 | 0 | 0 | 0 | 0 | 0
WT_off | 0 | 0 | 0 | 0 | 0 | 0
PseudoUnit | 0 | 0 | 0 | 0 | 0 | 0
FixedInterchange | 0 | 0 | 0 | 0 | 0 | 0
NOx Emissions (MMshortTons): EI
ReportingType | 2015 | 2020 | 2025 | 2030 | 2035 | 2040
BM | 0 | 0 | 0 | 0 | 0 | 0
CC | 0.05 | 0.05 | 0.05 | 0.05 | 0.06 | 0.07
CSP | 0 | 0 | 0 | 0 | 0 | 0
CT | 0 | 0 | 0 | 0 | 0 | 0
Coal | 1.15 | 1.03 | 1.1 | 1.12 | 1.16 | 1.2
Geo | 0 | 0 | 0 | 0 | 0 | 0
H | 0 | 0 | 0 | 0 | 0 | 0
LFG | 0 | 0 | 0 | 0 | 0 | 0
Nuc | 0 | 0 | 0 | 0 | 0 | 0
PS | 0 | 0 | 0 | 0 | 0 | 0
PV | 0 | 0 | 0 | 0 | 0 | 0
PeakG | 0 | 0 | 0 | 0 | 0 | 0
PeakO | 0 | 0 | 0 | 0 | 0 | 0
ST | 0 | 0 | 0 | 0 | 0 | 0
STOG | 0.01 | 0.01 | 0.01 | 0.01 | 0.01 | 0.01
STWD | 0 | 0 | 0 | 0 | 0 | 0
WT | 0 | 0 | 0 | 0 | 0 | 0
IGCC | 0 | 0 | 0 | 0 | 0 | 0
DemandResponse | 0 | 0 | 0 | 0 | 0 | 0
IGCC-CCS | 0 | 0 | 0 | 0 | 0 | 0
WT_off | 0 | 0 | 0 | 0 | 0 | 0
PseudoUnit | 0 | 0 | 0 | 0 | 0 | 0
FixedInterchange | 0 | 0 | 0 | 0 | 0 | 0
NOx Emissions (MMshortTons): Outside_EI
ReportingType | 2015 | 2020 | 2025 | 2030 | 2035 | 2040
BM | 0 | 0 | 0 | 0 | 0 | 0
CC | 0.03 | 0.03 | 0.03 | 0.03 | 0.03 | 0.03
CSP | 0 | 0 | 0 | 0 | 0 | 0
CT | 0 | 0 | 0 | 0 | 0 | 0
Coal | 0.41 | 0.42 | 0.42 | 0.42 | 0.43 | 0.44
Geo | 0 | 0 | 0 | 0 | 0 | 0
H | 0 | 0 | 0 | 0 | 0 | 0
LFG | 0 | 0 | 0 | 0 | 0 | 0
Nuc | 0 | 0 | 0 | 0 | 0 | 0
PS | 0 | 0 | 0 | 0 | 0 | 0
PV | 0 | 0 | 0 | 0 | 0 | 0
PeakG | 0 | 0 | 0 | 0 | 0 | 0
PeakO | 0 | 0 | 0 | 0 | 0 | 0
ST | 0 | 0 | 0 | 0 | 0 | 0
STOG | 0 | 0.01 | 0.01 | 0.01 | 0.01 | 0.01
STWD | 0 | 0 | 0 | 0 | 0 | 0
WT | 0 | 0 | 0 | 0 | 0 | 0
IGCC | 0 | 0 | 0 | 0 | 0 | 0
DemandResponse | 0 | 0 | 0 | 0 | 0 | 0
IGCC-CCS | 0 | 0 | 0 | 0 | 0 | 0
WT_off | 0 | 0 | 0 | 0 | 0 | 0
PseudoUnit | 0 | 0 | 0 | 0 | 0 | 0
FixedInterchange | 0 | 0 | 0 | 0 | 0 | 0
CO2 Emissions (MMshortTons): Entergy
ReportingType | 2015 | 2020 | 2025 | 2030 | 2035 | 2040
BM | 0 | 0 | 0 | 0 | 0 | 0
CC | 26.75 | 33.8 | 32.47 | 33.17 | 31.74 | 27.4
CSP | 0 | 0 | 0 | 0 | 0 | 0
CT | 0 | 0 | 0 | 0 | 0 | 0
Coal | 64.43 | 56.87 | 63.1 | 64.57 | 64.26 | 87.45
Geo | 0 | 0 | 0 | 0 | 0 | 0
H | 0 | 0 | 0 | 0 | 0 | 0
LFG | 0 | 0 | 0 | 0 | 0 | 0
Nuc | 0 | 0 | 0 | 0 | 0 | 0
PS | 0 | 0 | 0 | 0 | 0 | 0
PV | 0 | 0 | 0 | 0 | 0 | 0
PeakG | 0 | 0 | 0.06 | 0.06 | 0.02 | 0.02
PeakO | 0 | 0 | 0 | 0 | 0 | 0
ST | 0 | 0 | 0 | 0 | 0 | 0
STOG | 0.74 | 0.81 | 0.83 | 0.83 | 0.81 | 0.79
STWD | 0 | 0 | 0 | 0 | 0 | 0
WT | 0 | 0 | 0 | 0 | 0 | 0
IGCC | 0 | 0 | 0 | 0 | 0 | 0
DemandResponse | 0 | 0 | 0 | 0 | 0 | 0
IGCC-CCS | 0 | 0 | 0 | 0 | 0 | 0
WT_off | 0 | 0 | 0 | 0 | 0 | 0
PseudoUnit | 0 | 0 | 0 | 0 | 0 | 0
FixedInterchange | 0 | 0 | 0 | 0 | 0 | 0
CO2 Emissions (MMshortTons): FRCC
ReportingType | 2015 | 2020 | 2025 | 2030 | 2035 | 2040
BM | 0 | 0 | 0 | 0 | 0 | 0
CC | 63.52 | 58.24 | 59.33 | 64.52 | 77.79 | 76.53
CSP | 0 | 0 | 0 | 0 | 0 | 0
CT | 0.45 | 0.6 | 0.64 | 0.63 | 0.53 | 0.56
Coal | 59.75 | 61.5 | 63.79 | 65.53 | 65.92 | 65.92
Geo | 0 | 0 | 0 | 0 | 0 | 0
H | 0 | 0 | 0 | 0 | 0 | 0
LFG | 0 | 0 | 0 | 0 | 0 | 0
Nuc | 0 | 0 | 0 | 0 | 0 | 0
PS | 0 | 0 | 0 | 0 | 0 | 0
PV | 0 | 0 | 0 | 0 | 0 | 0
PeakG | 0.28 | 0.29 | 0.47 | 0.36 | 0.26 | 0.3
PeakO | 0 | 0 | 0 | 0 | 0 | 0
ST | 0 | 0 | 0 | 0 | 0 | 0
STOG | 2.04 | 1.91 | 1.92 | 1.91 | 1.65 | 1.15
STWD | 0 | 0 | 0 | 0 | 0 | 0
WT | 0 | 0 | 0 | 0 | 0 | 0
IGCC | 0 | 0 | 0 | 0 | 0 | 0
DemandResponse | 0 | 0 | 0 | 0 | 0 | 0
IGCC-CCS | 0 | 0 | 0 | 0 | 0 | 0
WT_off | 0 | 0 | 0 | 0 | 0 | 0
PseudoUnit | 0 | 0 | 0 | 0 | 0 | 0
FixedInterchange | 0 | 0 | 0 | 0 | 0 | 0
CO2 Emissions (MMshortTons): MAPP_US
ReportingType | 2015 | 2020 | 2025 | 2030 | 2035 | 2040
BM | 0 | 0 | 0 | 0 | 0 | 0
CC | 0.09 | 0.09 | 0.09 | 0.11 | 0.11 | 0.09
CSP | 0 | 0 | 0 | 0 | 0 | 0
CT | 0 | 0 | 0 | 0 | 0 | 0.01
Coal | 23.67 | 21.94 | 22.01 | 22.01 | 24.37 | 24.37
Geo | 0 | 0 | 0 | 0 | 0 | 0
H | 0 | 0 | 0 | 0 | 0 | 0
LFG | 0 | 0 | 0 | 0 | 0 | 0
Nuc | 0 | 0 | 0 | 0 | 0 | 0
PS | 0 | 0 | 0 | 0 | 0 | 0
PV | 0 | 0 | 0 | 0 | 0 | 0
PeakG | 0.01 | 0.05 | 0.07 | 0.09 | 0.09 | 0.04
PeakO | 0 | 0 | 0 | 0 | 0 | 0
ST | 0 | 0 | 0 | 0 | 0 | 0
STOG | 0 | 0 | 0 | 0 | 0 | 0
STWD | 0 | 0 | 0 | 0 | 0 | 0
WT | 0 | 0 | 0 | 0 | 0 | 0
IGCC | 0 | 0 | 0 | 0 | 0 | 0
DemandResponse | 0 | 0 | 0 | 0 | 0 | 0
IGCC-CCS | 0 | 0 | 0 | 0 | 0 | 0
WT_off | 0 | 0 | 0 | 0 | 0 | 0
PseudoUnit | 0 | 0 | 0 | 0 | 0 | 0
FixedInterchange | 0 | 0 | 0 | 0 | 0 | 0
CO2 Emissions (MMshortTons): MISO_IN
ReportingType | 2015 | 2020 | 2025 | 2030 | 2035 | 2040
BM | 0 | 0 | 0 | 0 | 0 | 0
CC | 1.78 | 2.42 | 1.84 | 3.11 | 9.9 | 9.48
CSP | 0 | 0 | 0 | 0 | 0 | 0
CT | 0 | 0 | 0 | 0 | 0 | 0
Coal | 90.04 | 95.05 | 98.45 | 101.71 | 105.91 | 107.25
Geo | 0 | 0 | 0 | 0 | 0 | 0
H | 0 | 0 | 0 | 0 | 0 | 0
LFG | 0 | 0 | 0 | 0 | 0 | 0
Nuc | 0 | 0 | 0 | 0 | 0 | 0
PS | 0 | 0 | 0 | 0 | 0 | 0
PV | 0 | 0 | 0 | 0 | 0 | 0
PeakG | 0 | 0.02 | 0.04 | 0.06 | 0.06 | 0.06
PeakO | 0 | 0 | 0 | 0 | 0 | 0
ST | 0 | 0 | 0 | 0 | 0 | 0
STOG | 0.04 | 0.04 | 0.07 | 0.07 | 0.04 | 0.07
STWD | 0 | 0 | 0 | 0 | 0 | 0
WT | 0 | 0 | 0 | 0 | 0 | 0
IGCC | 4.15 | 4.15 | 4.15 | 4.15 | 4.15 | 4.15
DemandResponse | 0 | 0 | 0 | 0 | 0 | 0
IGCC-CCS | 0 | 0 | 0 | 0 | 0 | 0
WT_off | 0 | 0 | 0 | 0 | 0 | 0
PseudoUnit | 0 | 0 | 0 | 0 | 0 | 0
FixedInterchange | 0 | 0 | 0 | 0 | 0 | 0
CO2 Emissions (MMshortTons): MISO_MI
ReportingType | 2015 | 2020 | 2025 | 2030 | 2035 | 2040
BM | 0 | 0 | 0 | 0 | 0 | 0
CC | 3.92 | 6.04 | 4.03 | 3.78 | 3.4 | 2.9
CSP | 0 | 0 | 0 | 0 | 0 | 0
CT | 0 | 0 | 0 | 0 | 0 | 0
Coal | 56.84 | 50.5 | 53.11 | 55.62 | 56.9 | 56.08
Geo | 0 | 0 | 0 | 0 | 0 | 0
H | 0 | 0 | 0 | 0 | 0 | 0
LFG | 0 | 0 | 0 | 0 | 0 | 0
Nuc | 0 | 0 | 0 | 0 | 0 | 0
PS | 0 | 0 | 0 | 0 | 0 | 0
PV | 0 | 0 | 0 | 0 | 0 | 0
PeakG | 0.01 | 0.02 | 0.05 | 0.07 | 0.07 | 0.07
PeakO | 0 | 0 | 0 | 0 | 0 | 0
ST | 0 | 0 | 0 | 0 | 0 | 0
STOG | 0.21 | 0.31 | 0.32 | 0.42 | 0.37 | 0.51
STWD | 0 | 0 | 0 | 0 | 0 | 0
WT | 0 | 0 | 0 | 0 | 0 | 0
IGCC | 0 | 0 | 0 | 0 | 0 | 0
DemandResponse | 0 | 0 | 0 | 0 | 0 | 0
IGCC-CCS | 0 | 0 | 0 | 0 | 0 | 0
WT_off | 0 | 0 | 0 | 0 | 0 | 0
PseudoUnit | 0 | 0 | 0 | 0 | 0 | 0
FixedInterchange | 0 | 0 | 0 | 0 | 0 | 0
CO2 Emissions (MMshortTons): MISO_MO-IL
ReportingType | 2015 | 2020 | 2025 | 2030 | 2035 | 2040
BM | 0 | 0 | 0 | 0 | 0 | 0
CC | 0.97 | 1.32 | 0.79 | 1.04 | 0.94 | 0.67
CSP | 0 | 0 | 0 | 0 | 0 | 0
CT | 0 | 0 | 0 | 0 | 0 | 0
Coal | 107.57 | 90.09 | 99.55 | 104.23 | 109.71 | 108.64
Geo | 0 | 0 | 0 | 0 | 0 | 0
H | 0 | 0 | 0 | 0 | 0 | 0
LFG | 0 | 0 | 0 | 0 | 0 | 0
Nuc | 0 | 0 | 0 | 0 | 0 | 0
PS | 0 | 0 | 0 | 0 | 0 | 0
PV | 0 | 0 | 0 | 0 | 0 | 0
PeakG | 0.09 | 0.14 | 0.23 | 0.35 | 0.29 | 0.36
PeakO | 0 | 0 | 0 | 0 | 0 | 0
ST | 0 | 0 | 0 | 0 | 0 | 0
STOG | 0.04 | 0.08 | 0.08 | 0.08 | 0.04 | 0.01
STWD | 0 | 0 | 0 | 0 | 0 | 0
WT | 0 | 0 | 0 | 0 | 0 | 0
IGCC | 0 | 0 | 0 | 0 | 0 | 0
DemandResponse | 0 | 0 | 0 | 0 | 0 | 0
IGCC-CCS | 0 | 0 | 0 | 0 | 0 | 0
WT_off | 0 | 0 | 0 | 0 | 0 | 0
PseudoUnit | 0 | 0 | 0 | 0 | 0 | 0
FixedInterchange | 0 | 0 | 0 | 0 | 0 | 0
CO2 Emissions (MMshortTons): MISO_W
ReportingType | 2015 | 2020 | 2025 | 2030 | 2035 | 2040
BM | 0 | 0 | 0 | 0 | 0 | 0
CC | 3.73 | 3.82 | 2.36 | 2.51 | 2.02 | 1.19
CSP | 0 | 0 | 0 | 0 | 0 | 0
CT | 0 | 0 | 0 | 0 | 0 | 0
Coal | 90.48 | 90.37 | 92.4 | 93.19 | 118.44 | 154.01
Geo | 0 | 0 | 0 | 0 | 0 | 0
H | 0 | 0 | 0 | 0 | 0 | 0
LFG | 0 | 0 | 0 | 0 | 0 | 0
Nuc | 0 | 0 | 0 | 0 | 0 | 0
PS | 0 | 0 | 0 | 0 | 0 | 0
PV | 0 | 0 | 0 | 0 | 0 | 0
PeakG | 0.33 | 0.13 | 0.14 | 0.14 | 0.14 | 0.06
PeakO | 0 | 0 | 0 | 0 | 0 | 0
ST | 0 | 0 | 0 | 0 | 0 | 0
STOG | 0.02 | 0 | 0 | 0 | 0 | 0
STWD | 0 | 0 | 0 | 0 | 0 | 0
WT | 0 | 0 | 0 | 0 | 0 | 0
IGCC | 0 | 0 | 0 | 0 | 0 | 0
DemandResponse | 0 | 0 | 0 | 0 | 0 | 0
IGCC-CCS | 0 | 0 | 0 | 0 | 0 | 0
WT_off | 0 | 0 | 0 | 0 | 0 | 0
PseudoUnit | 0 | 0 | 0 | 0 | 0 | 0
FixedInterchange | 0 | 0 | 0 | 0 | 0 | 0
CO2 Emissions (MMshortTons): MISO_WUMS
ReportingType | 2015 | 2020 | 2025 | 2030 | 2035 | 2040
BM | 0 | 0 | 0 | 0 | 0 | 0
CC | 5.99 | 9.41 | 8.37 | 7.73 | 11.92 | 10.1
CSP | 0 | 0 | 0 | 0 | 0 | 0
CT | 0 | 0.18 | 0.16 | 0.27 | 0.42 | 0.75
Coal | 32.63 | 32.97 | 36.06 | 41.39 | 44.69 | 46.12
Geo | 0 | 0 | 0 | 0 | 0 | 0
H | 0 | 0 | 0 | 0 | 0 | 0
LFG | 0 | 0 | 0 | 0 | 0 | 0
Nuc | 0 | 0 | 0 | 0 | 0 | 0
PS | 0 | 0 | 0 | 0 | 0 | 0
PV | 0 | 0 | 0 | 0 | 0 | 0
PeakG | 0.02 | 0.04 | 0.05 | 0 | 0 | 0
PeakO | 0 | 0 | 0 | 0 | 0 | 0
ST | 0 | 0 | 0 | 0 | 0 | 0
STOG | 0 | 0 | 0 | 0 | 0 | 0
STWD | 0 | 0 | 0 | 0 | 0 | 0
WT | 0 | 0 | 0 | 0 | 0 | 0
IGCC | 0 | 0 | 0 | 0 | 0 | 0
DemandResponse | 0 | 0 | 0 | 0 | 0 | 0
IGCC-CCS | 0 | 0 | 0 | 0 | 0 | 0
WT_off | 0 | 0 | 0 | 0 | 0 | 0
PseudoUnit | 0 | 0 | 0 | 0 | 0 | 0
FixedInterchange | 0 | 0 | 0 | 0 | 0 | 0
CO2 Emissions (MMshortTons): Nebraska
ReportingType | 2015 | 2020 | 2025 | 2030 | 2035 | 2040
BM | 0 | 0 | 0 | 0 | 0 | 0
CC | 0.18 | 0.21 | 0.21 | 0.18 | 0.21 | 0.12
CSP | 0 | 0 | 0 | 0 | 0 | 0
CT | 0 | 0 | 0 | 0 | 0 | 0
Coal | 35.38 | 35.35 | 35.35 | 40.94 | 45.82 | 56.33
Geo | 0 | 0 | 0 | 0 | 0 | 0
H | 0 | 0 | 0 | 0 | 0 | 0
LFG | 0 | 0 | 0 | 0 | 0 | 0
Nuc | 0 | 0 | 0 | 0 | 0 | 0
PS | 0 | 0 | 0 | 0 | 0 | 0
PV | 0 | 0 | 0 | 0 | 0 | 0
PeakG | 0.06 | 0.08 | 0.1 | 0.09 | 0.11 | 0.04
PeakO | 0 | 0 | 0 | 0 | 0 | 0
ST | 0 | 0 | 0 | 0 | 0 | 0
STOG | 0 | 0 | 0 | 0 | 0 | 0
STWD | 0 | 0 | 0 | 0 | 0 | 0
WT | 0 | 0 | 0 | 0 | 0 | 0
IGCC | 0 | 0 | 0 | 0 | 0 | 0
DemandResponse | 0 | 0 | 0 | 0 | 0 | 0
IGCC-CCS | 0 | 0 | 0 | 0 | 0 | 0
WT_off | 0 | 0 | 0 | 0 | 0 | 0
PseudoUnit | 0 | 0 | 0 | 0 | 0 | 0
FixedInterchange | 0 | 0 | 0 | 0 | 0 | 0
CO2 Emissions (MMshortTons): NEISO
ReportingType | 2015 | 2020 | 2025 | 2030 | 2035 | 2040
BM | 0 | 0 | 0 | 0 | 0 | 0
CC | 15.87 | 12.81 | 12.9 | 13.82 | 19.75 | 22.89
CSP | 0 | 0 | 0 | 0 | 0 | 0
CT | 0 | 0 | 0.01 | 0.01 | 0.03 | 0.05
Coal | 0.04 | 0 | 0 | 0 | 0 | 0
Geo | 0 | 0 | 0 | 0 | 0 | 0
H | 0 | 0 | 0 | 0 | 0 | 0
LFG | 0 | 0 | 0 | 0 | 0 | 0
Nuc | 0 | 0 | 0 | 0 | 0 | 0
PS | 0 | 0 | 0 | 0 | 0 | 0
PV | 0 | 0 | 0 | 0 | 0 | 0
PeakG | 0.01 | 0.02 | 0.02 | 0.02 | 0.06 | 0.06
PeakO | 0 | 0 | 0 | 0 | 0 | 0
ST | 0 | 0 | 0 | 0 | 0 | 0
STOG | 0 | 0 | 0 | 0 | 0 | 0
STWD | 0 | 0 | 0 | 0 | 0 | 0
WT | 0 | 0 | 0 | 0 | 0 | 0
IGCC | 0 | 0 | 0 | 0 | 0 | 0
DemandResponse | 0 | 0 | 0 | 0 | 0 | 0
IGCC-CCS | 0 | 0 | 0 | 0 | 0 | 0
WT_off | 0 | 0 | 0 | 0 | 0 | 0
PseudoUnit | 0 | 0 | 0 | 0 | 0 | 0
FixedInterchange | 0 | 0 | 0 | 0 | 0 | 0
CO2 Emissions (MMshortTons): NonRTO_Midwest
ReportingType | 2015 | 2020 | 2025 | 2030 | 2035 | 2040
BM | 0 | 0 | 0 | 0 | 0 | 0
CC | 0 | 0.05 | 0.04 | 0.86 | 1.19 | 1.67
CSP | 0 | 0 | 0 | 0 | 0 | 0
CT | 0 | 0.02 | 0.02 | 0.06 | 0.04 | 0.1
Coal | 62.68 | 64.05 | 64.91 | 67.74 | 69.21 | 70.41
Geo | 0 | 0 | 0 | 0 | 0 | 0
H | 0 | 0 | 0 | 0 | 0 | 0
LFG | 0 | 0 | 0 | 0 | 0 | 0
Nuc | 0 | 0 | 0 | 0 | 0 | 0
PS | 0 | 0 | 0 | 0 | 0 | 0
PV | 0 | 0 | 0 | 0 | 0 | 0
PeakG | 0.08 | 0.15 | 0.22 | 0.34 | 0.24 | 0.23
PeakO | 0 | 0 | 0 | 0 | 0 | 0
ST | 0 | 0 | 0 | 0 | 0 | 0
STOG | 0 | 0 | 0 | 0 | 0 | 0
STWD | 0 | 0 | 0 | 0 | 0 | 0
WT | 0 | 0 | 0 | 0 | 0 | 0
IGCC | 0 | 0 | 0 | 0 | 0 | 0
DemandResponse | 0 | 0 | 0 | 0 | 0 | 0
IGCC-CCS | 0 | 0 | 0 | 0 | 0 | 0
WT_off | 0 | 0 | 0 | 0 | 0 | 0
PseudoUnit | 0 | 0 | 0 | 0 | 0 | 0
FixedInterchange | 0 | 0 | 0 | 0 | 0 | 0
CO2 Emissions (MMshortTons): NYISO_A-F
ReportingType | 2015 | 2020 | 2025 | 2030 | 2035 | 2040
BM | 0 | 0 | 0 | 0 | 0 | 0
CC | 2.57 | 3.34 | 3.52 | 4.56 | 5.74 | 5.82
CSP | 0 | 0 | 0 | 0 | 0 | 0
CT | 0 | 0 | 0 | 0 | 0 | 0
Coal | 0 | 0 | 0 | 0 | 0 | 0
Geo | 0 | 0 | 0 | 0 | 0 | 0
H | 0 | 0 | 0 | 0 | 0 | 0
LFG | 0 | 0 | 0 | 0 | 0 | 0
Nuc | 0 | 0 | 0 | 0 | 0 | 0
PS | 0 | 0 | 0 | 0 | 0 | 0
PV | 0 | 0 | 0 | 0 | 0 | 0
PeakG | 0 | 0 | 0 | 0 | 0 | 0
PeakO | 0 | 0 | 0 | 0 | 0 | 0
ST | 0 | 0 | 0 | 0 | 0 | 0
STOG | 0 | 0 | 0 | 0 | 0 | 0
STWD | 0 | 0 | 0 | 0 | 0 | 0
WT | 0 | 0 | 0 | 0 | 0 | 0
IGCC | 0 | 0 | 0 | 0 | 0 | 0
DemandResponse | 0 | 0 | 0 | 0 | 0 | 0
IGCC-CCS | 0 | 0 | 0 | 0 | 0 | 0
WT_off | 0 | 0 | 0 | 0 | 0 | 0
PseudoUnit | 0 | 0 | 0 | 0 | 0 | 0
FixedInterchange | 0 | 0 | 0 | 0 | 0 | 0
CO2 Emissions (MMshortTons): NYISO_G-I
ReportingType | 2015 | 2020 | 2025 | 2030 | 2035 | 2040
BM | 0 | 0 | 0 | 0 | 0 | 0
CC | 2.7 | 3.4 | 3.65 | 5.91 | 14.98 | 23.96
CSP | 0 | 0 | 0 | 0 | 0 | 0
CT | 0 | 0 | 0 | 0 | 0 | 0
Coal | 0 | 0 | 0 | 0 | 0 | 0
Geo | 0 | 0 | 0 | 0 | 0 | 0
H | 0 | 0 | 0 | 0 | 0 | 0
LFG | 0 | 0 | 0 | 0 | 0 | 0
Nuc | 0 | 0 | 0 | 0 | 0 | 0
PS | 0 | 0 | 0 | 0 | 0 | 0
PV | 0 | 0 | 0 | 0 | 0 | 0
PeakG | 0 | 0 | 0 | 0 | 0 | 0
PeakO | 0 | 0 | 0 | 0 | 0 | 0
ST | 0 | 0 | 0 | 0 | 0 | 0
STOG | 0 | 0 | 0 | 0 | 0 | 0
STWD | 0 | 0 | 0 | 0 | 0 | 0
WT | 0 | 0 | 0 | 0 | 0 | 0
IGCC | 0 | 0 | 0 | 0 | 0 | 0
DemandResponse | 0 | 0 | 0 | 0 | 0 | 0
IGCC-CCS | 0 | 0 | 0 | 0 | 0 | 0
WT_off | 0 | 0 | 0 | 0 | 0 | 0
PseudoUnit | 0 | 0 | 0 | 0 | 0 | 0
FixedInterchange | 0 | 0 | 0 | 0 | 0 | 0
CO2 Emissions (MMshortTons): NYISO_J-K
ReportingType | 2015 | 2020 | 2025 | 2030 | 2035 | 2040
BM | 0 | 0 | 0 | 0 | 0 | 0
CC | 10.19 | 12.85 | 12.55 | 12.62 | 13.01 | 12.99
CSP | 0 | 0 | 0 | 0 | 0 | 0
CT | 0 | 0 | 0.02 | 0.04 | 0.07 | 0.15
Coal | 0 | 0 | 0 | 0 | 0 | 0
Geo | 0 | 0 | 0 | 0 | 0 | 0
H | 0 | 0 | 0 | 0 | 0 | 0
LFG | 0 | 0 | 0 | 0 | 0 | 0
Nuc | 0 | 0 | 0 | 0 | 0 | 0
PS | 0 | 0 | 0 | 0 | 0 | 0
PV | 0 | 0 | 0 | 0 | 0 | 0
PeakG | 0.03 | 0.08 | 0.11 | 0.11 | 0.11 | 0.24
PeakO | 0 | 0 | 0 | 0 | 0 | 0
ST | 0 | 0 | 0 | 0 | 0 | 0
STOG | 0.7 | 1.27 | 1.64 | 1.68 | 1.91 | 2.45
STWD | 0 | 0 | 0 | 0 | 0 | 0
WT | 0 | 0 | 0 | 0 | 0 | 0
IGCC | 0 | 0 | 0 | 0 | 0 | 0
DemandResponse | 0 | 0 | 0 | 0 | 0 | 0
IGCC-CCS | 0 | 0 | 0 | 0 | 0 | 0
WT_off | 0 | 0 | 0 | 0 | 0 | 0
PseudoUnit | 0 | 0 | 0 | 0 | 0 | 0
FixedInterchange | 0 | 0 | 0 | 0 | 0 | 0
CO2 Emissions (MMshortTons): PJM_E
ReportingType | 2015 | 2020 | 2025 | 2030 | 2035 | 2040
BM | 0 | 0 | 0 | 0 | 0 | 0
CC | 9.92 | 14.38 | 15.74 | 16.29 | 19.7 | 22.31
CSP | 0 | 0 | 0 | 0 | 0 | 0
CT | 0 | 0 | 0 | 0 | 0.08 | 0.09
Coal | 0.25 | 0.12 | 0.16 | 0.2 | 0.2 | 0.2
Geo | 0 | 0 | 0 | 0 | 0 | 0
H | 0 | 0 | 0 | 0 | 0 | 0
LFG | 0 | 0 | 0 | 0 | 0 | 0
Nuc | 0 | 0 | 0 | 0 | 0 | 0
PS | 0 | 0 | 0 | 0 | 0 | 0
PV | 0 | 0 | 0 | 0 | 0 | 0
PeakG | 0.01 | 0.05 | 0.31 | 0.31 | 0.6 | 0.16
PeakO | 0 | 0 | 0 | 0 | 0 | 0
ST | 0 | 0 | 0 | 0 | 0 | 0
STOG | 0.18 | 0.34 | 0.36 | 0.66 | 0.66 | 0.38
STWD | 0 | 0 | 0 | 0 | 0 | 0
WT | 0 | 0 | 0 | 0 | 0 | 0
IGCC | 0 | 0 | 0 | 0 | 0 | 0
DemandResponse | 0 | 0 | 0 | 0 | 0 | 0
IGCC-CCS | 0 | 0 | 0 | 0 | 0 | 0
WT_off | 0 | 0 | 0 | 0 | 0 | 0
PseudoUnit | 0 | 0 | 0 | 0 | 0 | 0
FixedInterchange | 0 | 0 | 0 | 0 | 0 | 0
CO2 Emissions (MMshortTons): PJM_ROM
ReportingType | 2015 | 2020 | 2025 | 2030 | 2035 | 2040
BM | 0 | 0 | 0 | 0 | 0 | 0
CC | 5.8 | 8.52 | 8.19 | 9.09 | 19.75 | 52.41
CSP | 0 | 0 | 0 | 0 | 0 | 0
CT | 0 | 0 | 0 | 0 | 0 | 0
Coal | 48 | 54.1 | 58.96 | 59.57 | 59.57 | 59.57
Geo | 0 | 0 | 0 | 0 | 0 | 0
H | 0 | 0 | 0 | 0 | 0 | 0
LFG | 0 | 0 | 0 | 0 | 0 | 0
Nuc | 0 | 0 | 0 | 0 | 0 | 0
PS | 0 | 0 | 0 | 0 | 0 | 0
PV | 0 | 0 | 0 | 0 | 0 | 0
PeakG | 0 | 0.03 | 0.03 | 0.03 | 0.2 | 0.08
PeakO | 0 | 0 | 0 | 0 | 0 | 0
ST | 0 | 0 | 0 | 0 | 0 | 0
STOG | 0.13 | 0.13 | 0.26 | 0.26 | 0.28 | 0.26
STWD | 0 | 0 | 0 | 0 | 0 | 0
WT | 0 | 0 | 0 | 0 | 0 | 0
IGCC | 0 | 0 | 0 | 0 | 0 | 0
DemandResponse | 0 | 0 | 0 | 0 | 0 | 0
IGCC-CCS | 0 | 0 | 0 | 0 | 0 | 0
WT_off | 0 | 0 | 0 | 0 | 0 | 0
PseudoUnit | 0 | 0 | 0 | 0 | 0 | 0
FixedInterchange | 0 | 0 | 0 | 0 | 0 | 0
CO2 Emissions (MMshortTons): PJM_ROR
ReportingType | 2015 | 2020 | 2025 | 2030 | 2035 | 2040
BM | 0 | 0 | 0 | 0 | 0 | 0
CC | 27.19 | 25.06 | 21.24 | 22.35 | 44.4 | 37.41
CSP | 0 | 0 | 0 | 0 | 0 | 0
CT | 0 | 0 | 0 | 0 | 0 | 0.01
Coal | 344.97 | 293.74 | 299.6 | 300.52 | 302.99 | 304.43
Geo | 0 | 0 | 0 | 0 | 0 | 0
H | 0 | 0 | 0 | 0 | 0 | 0
LFG | 0 | 0 | 0 | 0 | 0 | 0
Nuc | 0 | 0 | 0 | 0 | 0 | 0
PS | 0 | 0 | 0 | 0 | 0 | 0
PV | 0 | 0 | 0 | 0 | 0 | 0
PeakG | 0.73 | 0.84 | 0.83 | 1.13 | 0.7 | 0.93
PeakO | 0 | 0 | 0 | 0 | 0 | 0
ST | 0 | 0 | 0 | 0 | 0 | 0
STOG | 0.37 | 0.49 | 0.49 | 0.51 | 0.49 | 0.52
STWD | 0 | 0 | 0 | 0 | 0 | 0
WT | 0 | 0 | 0 | 0 | 0 | 0
IGCC | 0 | 0 | 0 | 0 | 0 | 0
DemandResponse | 0 | 0 | 0 | 0 | 0 | 0
IGCC-CCS | 0 | 0 | 0 | 0 | 0 | 0
WT_off | 0 | 0 | 0 | 0 | 0 | 0
PseudoUnit | 0 | 0 | 0 | 0 | 0 | 0
FixedInterchange | 0 | 0 | 0 | 0 | 0 | 0
CO2 Emissions (MMshortTons): SOCO
ReportingType | 2015 | 2020 | 2025 | 2030 | 2035 | 2040
BM | 0 | 0 | 0 | 0 | 0 | 0
CC | 46.45 | 44.53 | 41.01 | 46.65 | 44.39 | 42.23
CSP | 0 | 0 | 0 | 0 | 0 | 0
CT | 0 | 0 | 0 | 0 | 0 | 0
Coal | 103.81 | 112.48 | 130.07 | 130.07 | 145.84 | 193.35
Geo | 0 | 0 | 0 | 0 | 0 | 0
H | 0 | 0 | 0 | 0 | 0 | 0
LFG | 0 | 0 | 0 | 0 | 0 | 0
Nuc | 0 | 0 | 0 | 0 | 0 | 0
PS | 0 | 0 | 0 | 0 | 0 | 0
PV | 0 | 0 | 0 | 0 | 0 | 0
PeakG | 0.27 | 0.71 | 1.28 | 1.4 | 0.99 | 0.99
PeakO | 0 | 0 | 0 | 0 | 0 | 0
ST | 0 | 0 | 0 | 0 | 0 | 0
STOG | 0 | 0 | 0 | 0 | 0 | 0
STWD | 0 | 0 | 0 | 0 | 0 | 0
WT | 0 | 0 | 0 | 0 | 0 | 0
IGCC | 0 | 0 | 0 | 0 | 0 | 0
DemandResponse | 0 | 0 | 0 | 0 | 0 | 0
IGCC-CCS | 0 | 0 | 0 | 0 | 0 | 0
WT_off | 0 | 0 | 0 | 0 | 0 | 0
PseudoUnit | 0 | 0 | 0 | 0 | 0 | 0
FixedInterchange | 0 | 0 | 0 | 0 | 0 | 0
CO2 Emissions (MMshortTons): SPP_N
ReportingType | 2015 | 2020 | 2025 | 2030 | 2035 | 2040
BM | 0 | 0 | 0 | 0 | 0 | 0
CC | 2.73 | 5.02 | 4.75 | 3.92 | 2.79 | 1.99
CSP | 0 | 0 | 0 | 0 | 0 | 0
CT | 0 | 0 | 0 | 0 | 0 | 0
Coal | 68.81 | 68.67 | 68.79 | 68.79 | 68.79 | 78.3
Geo | 0 | 0 | 0 | 0 | 0 | 0
H | 0 | 0 | 0 | 0 | 0 | 0
LFG | 0 | 0 | 0 | 0 | 0 | 0
Nuc | 0 | 0 | 0 | 0 | 0 | 0
PS | 0 | 0 | 0 | 0 | 0 | 0
PV | 0 | 0 | 0 | 0 | 0 | 0
PeakG | 0.01 | 0.06 | 0.13 | 0.24 | 0.27 | 0.24
PeakO | 0 | 0 | 0 | 0 | 0 | 0
ST | 0 | 0 | 0 | 0 | 0 | 0
STOG | 0.22 | 0.3 | 0.43 | 0.45 | 0.44 | 0.42
STWD | 0 | 0 | 0 | 0 | 0 | 0
WT | 0 | 0 | 0 | 0 | 0 | 0
IGCC | 0 | 0 | 0 | 0 | 0 | 0
DemandResponse | 0 | 0 | 0 | 0 | 0 | 0
IGCC-CCS | 0 | 0 | 0 | 0 | 0 | 0
WT_off | 0 | 0 | 0 | 0 | 0 | 0
PseudoUnit | 0 | 0 | 0 | 0 | 0 | 0
FixedInterchange | 0 | 0 | 0 | 0 | 0 | 0
CO2 Emissions (MMshortTons): SPP_S
ReportingType | 2015 | 2020 | 2025 | 2030 | 2035 | 2040
BM | 0 | 0 | 0 | 0 | 0 | 0
CC | 16.94 | 21.01 | 20.36 | 20.37 | 10.05 | 9.43
CSP | 0 | 0 | 0 | 0 | 0 | 0
CT | 0.02 | 0.04 | 0.09 | 0.05 | 0 | 0
Coal | 97.31 | 90.29 | 100.3 | 104.05 | 103.6 | 102.79
Geo | 0 | 0 | 0 | 0 | 0 | 0
H | 0 | 0 | 0 | 0 | 0 | 0
LFG | 0 | 0 | 0 | 0 | 0 | 0
Nuc | 0 | 0 | 0 | 0 | 0 | 0
PS | 0 | 0 | 0 | 0 | 0 | 0
PV | 0 | 0 | 0 | 0 | 0 | 0
PeakG | 0 | 0.01 | 0.07 | 0.03 | 0 | 0
PeakO | 0 | 0 | 0 | 0 | 0 | 0
ST | 0 | 0 | 0 | 0 | 0 | 0
STOG | 1.33 | 1.36 | 1.59 | 1.49 | 0.6 | 0.78
STWD | 0 | 0 | 0 | 0 | 0 | 0
WT | 0 | 0 | 0 | 0 | 0 | 0
IGCC | 0 | 0 | 0 | 0 | 0 | 0
DemandResponse | 0 | 0 | 0 | 0 | 0 | 0
IGCC-CCS | 0 | 0 | 0 | 0 | 0 | 0
WT_off | 0 | 0 | 0 | 0 | 0 | 0
PseudoUnit | 0 | 0 | 0 | 0 | 0 | 0
FixedInterchange | 0 | 0 | 0 | 0 | 0 | 0
CO2 Emissions (MMshortTons): TVA
ReportingType | 2015 | 2020 | 2025 | 2030 | 2035 | 2040
BM | 0 | 0 | 0 | 0 | 0 | 0
CC | 8.15 | 5.02 | 4.71 | 7.82 | 8.25 | 6.8
CSP | 0 | 0 | 0 | 0 | 0 | 0
CT | 0 | 0.15 | 0.15 | 0.28 | 0.27 | 0.28
Coal | 88.04 | 81.21 | 83.97 | 84.81 | 102.39 | 122.46
Geo | 0 | 0 | 0 | 0 | 0 | 0
H | 0 | 0 | 0 | 0 | 0 | 0
LFG | 0 | 0 | 0 | 0 | 0 | 0
Nuc | 0 | 0 | 0 | 0 | 0 | 0
PS | 0 | 0 | 0 | 0 | 0 | 0
PV | 0 | 0 | 0 | 0 | 0 | 0
PeakG | 0 | 0 | 0.02 | 0.03 | 0.03 | 0.03
PeakO | 0 | 0 | 0 | 0 | 0 | 0
ST | 0 | 0 | 0 | 0 | 0 | 0
STOG | 0 | 0 | 0 | 0 | 0 | 0
STWD | 0 | 0 | 0 | 0 | 0 | 0
WT | 0 | 0 | 0 | 0 | 0 | 0
IGCC | 0 | 0 | 0 | 0 | 0 | 0
DemandResponse | 0 | 0 | 0 | 0 | 0 | 0
IGCC-CCS | 0 | 0 | 0 | 0 | 0 | 0
WT_off | 0 | 0 | 0 | 0 | 0 | 0
PseudoUnit | 0 | 0 | 0 | 0 | 0 | 0
FixedInterchange | 0 | 0 | 0 | 0 | 0 | 0
CO2 Emissions (MMshortTons): TVA_Transmission
ReportingType | 2015 | 2020 | 2025 | 2030 | 2035 | 2040
BM | 0 | 0 | 0 | 0 | 0 | 0
CC | 0 | 0 | 0 | 0 | 0 | 0
CSP | 0 | 0 | 0 | 0 | 0 | 0
CT | 0 | 0 | 0 | 0 | 0 | 0
Coal | 0 | 0 | 0 | 0 | 0 | 0
Geo | 0 | 0 | 0 | 0 | 0 | 0
H | 0 | 0 | 0 | 0 | 0 | 0
LFG | 0 | 0 | 0 | 0 | 0 | 0
Nuc | 0 | 0 | 0 | 0 | 0 | 0
PS | 0 | 0 | 0 | 0 | 0 | 0
PV | 0 | 0 | 0 | 0 | 0 | 0
PeakG | 0 | 0 | 0 | 0 | 0 | 0
PeakO | 0 | 0 | 0 | 0 | 0 | 0
ST | 0 | 0 | 0 | 0 | 0 | 0
STOG | 0 | 0 | 0 | 0 | 0 | 0
STWD | 0 | 0 | 0 | 0 | 0 | 0
WT | 0 | 0 | 0 | 0 | 0 | 0
IGCC | 0 | 0 | 0 | 0 | 0 | 0
DemandResponse | 0 | 0 | 0 | 0 | 0 | 0
IGCC-CCS | 0 | 0 | 0 | 0 | 0 | 0
WT_off | 0 | 0 | 0 | 0 | 0 | 0
PseudoUnit | 0 | 0 | 0 | 0 | 0 | 0
FixedInterchange | 0 | 0 | 0 | 0 | 0 | 0
CO2 Emissions (MMshortTons): VACAR
ReportingType | 2015 | 2020 | 2025 | 2030 | 2035 | 2040
BM | 0 | 0 | 0 | 0 | 0 | 0
CC | 15.45 | 14.12 | 8.65 | 9.07 | 20.15 | 30.16
CSP | 0 | 0 | 0 | 0 | 0 | 0
CT | 0.05 | 0.05 | 0.06 | 0.09 | 0.18 | 0.23
Coal | 84.85 | 75.47 | 95.55 | 103.57 | 114.79 | 116.31
Geo | 0 | 0 | 0 | 0 | 0 | 0
H | 0 | 0 | 0 | 0 | 0 | 0
LFG | 0 | 0 | 0 | 0 | 0 | 0
Nuc | 0 | 0 | 0 | 0 | 0 | 0
PS | 0 | 0 | 0 | 0 | 0 | 0
PV | 0 | 0 | 0 | 0 | 0 | 0
PeakG | 0.08 | 0.13 | 0.21 | 0.26 | 0.25 | 0.25
PeakO | 0 | 0 | 0 | 0 | 0 | 0
ST | 0 | 0 | 0 | 0 | 0 | 0
STOG | 0 | 0 | 0 | 0 | 0 | 0
STWD | 0 | 0 | 0 | 0 | 0 | 0
WT | 0 | 0 | 0 | 0 | 0 | 0
IGCC | 0 | 0 | 0 | 0 | 0 | 0
DemandResponse | 0 | 0 | 0 | 0 | 0 | 0
IGCC-CCS | 0 | 0 | 0 | 0 | 0 | 0
WT_off | 0 | 0 | 0 | 0 | 0 | 0
PseudoUnit | 0 | 0 | 0 | 0 | 0 | 0
FixedInterchange | 0 | 0 | 0 | 0 | 0 | 0
CO2 Emissions (MMshortTons): IESO
ReportingType | 2015 | 2020 | 2025 | 2030 | 2035 | 2040
BM | 0 | 0 | 0 | 0 | 0 | 0
CC | 0.19 | 0.29 | 0.48 | 0.81 | 3.2 | 8.12
CSP | 0 | 0 | 0 | 0 | 0 | 0
CT | 0 | 0 | 0 | 0 | 0.01 | 0.04
Coal | 0 | 0 | 0 | 0 | 0 | 0
Geo | 0 | 0 | 0 | 0 | 0 | 0
H | 0 | 0 | 0 | 0 | 0 | 0
LFG | 0 | 0 | 0 | 0 | 0 | 0
Nuc | 0 | 0 | 0 | 0 | 0 | 0
PS | 0 | 0 | 0 | 0 | 0 | 0
PV | 0 | 0 | 0 | 0 | 0 | 0
PeakG | 0 | 0 | 0 | 0 | 0 | 0.01
PeakO | 0 | 0 | 0 | 0 | 0 | 0
ST | 0 | 0 | 0 | 0 | 0 | 0
STOG | 0 | 0 | 0 | 0 | 0 | 0
STWD | 0 | 0 | 0 | 0 | 0 | 0
WT | 0 | 0 | 0 | 0 | 0 | 0
IGCC | 0 | 0 | 0 | 0 | 0 | 0
DemandResponse | 0 | 0 | 0 | 0 | 0 | 0
IGCC-CCS | 0 | 0 | 0 | 0 | 0 | 0
WT_off | 0 | 0 | 0 | 0 | 0 | 0
PseudoUnit | 0 | 0 | 0 | 0 | 0 | 0
FixedInterchange | 0 | 0 | 0 | 0 | 0 | 0
CO2 Emissions (MMshortTons): MAPP_CA
ReportingType | 2015 | 2020 | 2025 | 2030 | 2035 | 2040
BM | 0 | 0 | 0 | 0 | 0 | 0
CC | 1.43 | 1.67 | 1.24 | 0.68 | 0.48 | 0.31
CSP | 0 | 0 | 0 | 0 | 0 | 0
CT | 0.02 | 0 | 0 | 0 | 0 | 0
Coal | 0.44 | 0.48 | 1.84 | 0 | 0 | 0
Geo | 0 | 0 | 0 | 0 | 0 | 0
H | 0 | 0 | 0 | 0 | 0 | 0
LFG | 0 | 0 | 0 | 0 | 0 | 0
Nuc | 0 | 0 | 0 | 0 | 0 | 0
PS | 0 | 0 | 0 | 0 | 0 | 0
PV | 0 | 0 | 0 | 0 | 0 | 0
PeakG | 0 | 0 | 0 | 0 | 0 | 0
PeakO | 0 | 0 | 0 | 0 | 0 | 0
ST | 0 | 0 | 0 | 0 | 0 | 0
STOG | 0 | 0 | 0 | 0 | 0 | 0
STWD | 0 | 0 | 0 | 0 | 0 | 0
WT | 0 | 0 | 0 | 0 | 0 | 0
IGCC | 0 | 0 | 0 | 0 | 0 | 0
DemandResponse | 0 | 0 | 0 | 0 | 0 | 0
IGCC-CCS | 0 | 0 | 0 | 0 | 0 | 0
WT_off | 0 | 0 | 0 | 0 | 0 | 0
PseudoUnit | 0 | 0 | 0 | 0 | 0 | 0
FixedInterchange | 0 | 0 | 0 | 0 | 0 | 0
CO2 Emissions (MMshortTons): AZ_NM_SNV_Coal
ReportingType | 2015 | 2020 | 2025 | 2030 | 2035 | 2040
BM | 0 | 0 | 0 | 0 | 0 | 0
CC | 0 | 0 | 0 | 0 | 0 | 0
CSP | 0 | 0 | 0 | 0 | 0 | 0
CT | 0 | 0 | 0 | 0 | 0 | 0
Coal | 79.78 | 80.51 | 80.51 | 80.51 | 104.7 | 124.85
Geo | 0 | 0 | 0 | 0 | 0 | 0
H | 0 | 0 | 0 | 0 | 0 | 0
LFG | 0 | 0 | 0 | 0 | 0 | 0
Nuc | 0 | 0 | 0 | 0 | 0 | 0
PS | 0 | 0 | 0 | 0 | 0 | 0
PV | 0 | 0 | 0 | 0 | 0 | 0
PeakG | 0 | 0 | 0 | 0 | 0 | 0
PeakO | 0 | 0 | 0 | 0 | 0 | 0
ST | 0 | 0 | 0 | 0 | 0 | 0
STOG | 0 | 0 | 0 | 0 | 0 | 0
STWD | 0 | 0 | 0 | 0 | 0 | 0
WT | 0 | 0 | 0 | 0 | 0 | 0
IGCC | 0 | 0 | 0 | 0 | 0 | 0
DemandResponse | 0 | 0 | 0 | 0 | 0 | 0
IGCC-CCS | 0 | 0 | 0 | 0 | 0 | 0
WT_off | 0 | 0 | 0 | 0 | 0 | 0
PseudoUnit | 0 | 0 | 0 | 0 | 0 | 0
FixedInterchange | 0 | 0 | 0 | 0 | 0 | 0
CO2 Emissions (MMshortTons): AZ_NM_SNV_Gas
ReportingType | 2015 | 2020 | 2025 | 2030 | 2035 | 2040
BM | 0 | 0 | 0 | 0 | 0 | 0
CC | 43.91 | 46.59 | 47 | 53.03 | 52.75 | 44.96
CSP | 0 | 0 | 0 | 0 | 0 | 0
CT | 0 | 0 | 0.09 | 0.18 | 0 | 0
Coal | 0 | 0 | 0 | 0 | 0 | 0
Geo | 0 | 0 | 0 | 0 | 0 | 0
H | 0 | 0 | 0 | 0 | 0 | 0
LFG | 0 | 0 | 0 | 0 | 0 | 0
Nuc | 0 | 0 | 0 | 0 | 0 | 0
PS | 0 | 0 | 0 | 0 | 0 | 0
PV | 0 | 0 | 0 | 0 | 0 | 0
PeakG | 0 | 0 | 0.21 | 0.37 | 0.35 | 0.35
PeakO | 0 | 0 | 0 | 0 | 0 | 0
ST | 0 | 0 | 0 | 0 | 0 | 0
STOG | 0 | 0 | 0 | 0 | 0 | 0
STWD | 0 | 0 | 0 | 0 | 0 | 0
WT | 0 | 0 | 0 | 0 | 0 | 0
IGCC | 0 | 0 | 0 | 0 | 0 | 0
DemandResponse | 0 | 0 | 0 | 0 | 0 | 0
IGCC-CCS | 0 | 0 | 0 | 0 | 0 | 0
WT_off | 0 | 0 | 0 | 0 | 0 | 0
PseudoUnit | 0 | 0 | 0 | 0 | 0 | 0
FixedInterchange | 0 | 0 | 0 | 0 | 0 | 0
CO2 Emissions (MMshortTons): AZ_NM_SNV_NucRenew
ReportingType | 2015 | 2020 | 2025 | 2030 | 2035 | 2040
BM | 0 | 0 | 0 | 0 | 0 | 0
CC | 0 | 0 | 0 | 0 | 0 | 0
CSP | 0 | 0 | 0 | 0 | 0 | 0
CT | 0 | 0 | 0 | 0 | 0 | 0
Coal | 0 | 0 | 0 | 0 | 0 | 0
Geo | 0 | 0 | 0 | 0 | 0 | 0
H | 0 | 0 | 0 | 0 | 0 | 0
LFG | 0 | 0 | 0 | 0 | 0 | 0
Nuc | 0 | 0 | 0 | 0 | 0 | 0
PS | 0 | 0 | 0 | 0 | 0 | 0
PV | 0 | 0 | 0 | 0 | 0 | 0
PeakG | 0 | 0 | 0 | 0 | 0 | 0
PeakO | 0 | 0 | 0 | 0 | 0 | 0
ST | 0 | 0 | 0 | 0 | 0 | 0
STOG | 0 | 0 | 0 | 0 | 0 | 0
STWD | 0 | 0 | 0 | 0 | 0 | 0
WT | 0 | 0 | 0 | 0 | 0 | 0
IGCC | 0 | 0 | 0 | 0 | 0 | 0
DemandResponse | 0 | 0 | 0 | 0 | 0 | 0
IGCC-CCS | 0 | 0 | 0 | 0 | 0 | 0
WT_off | 0 | 0 | 0 | 0 | 0 | 0
PseudoUnit | 0 | 0 | 0 | 0 | 0 | 0
FixedInterchange | 0 | 0 | 0 | 0 | 0 | 0
CO2 Emissions (MMshortTons): ERCOT
ReportingType | 2015 | 2020 | 2025 | 2030 | 2035 | 2040
BM | 0 | 0 | 0 | 0 | 0 | 0
CC | 62.61 | 67.7 | 66.47 | 70.41 | 75.6 | 81.35
CSP | 0 | 0 | 0 | 0 | 0 | 0
CT | 0 | 0 | 0.02 | 0.01 | 0.01 | 0.01
Coal | 127.83 | 142.24 | 157.9 | 157.9 | 157.9 | 157.9
Geo | 0 | 0 | 0 | 0 | 0 | 0
H | 0 | 0 | 0 | 0 | 0 | 0
LFG | 0 | 0 | 0 | 0 | 0 | 0
Nuc | 0 | 0 | 0 | 0 | 0 | 0
PS | 0 | 0 | 0 | 0 | 0 | 0
PV | 0 | 0 | 0 | 0 | 0 | 0
PeakG | 0 | 0.01 | 0.07 | 0.07 | 0.05 | 0.05
PeakO | 0 | 0 | 0 | 0 | 0 | 0
ST | 0 | 0 | 0 | 0 | 0 | 0
STOG | 2.41 | 3.12 | 4.09 | 3.81 | 3.41 | 3.17
STWD | 0 | 0 | 0 | 0 | 0 | 0
WT | 0 | 0 | 0 | 0 | 0 | 0
IGCC | 0 | 0 | 0 | 0 | 0 | 0
DemandResponse | 0 | 0 | 0 | 0 | 0 | 0
IGCC-CCS | 0 | 0 | 0 | 0 | 0 | 0
WT_off | 0 | 0 | 0 | 0 | 0 | 0
PseudoUnit | 0 | 0 | 0 | 0 | 0 | 0
FixedInterchange | 0 | 0 | 0 | 0 | 0 | 0
CO2 Emissions (MMshortTons): NP15
ReportingType | 2015 | 2020 | 2025 | 2030 | 2035 | 2040
BM | 0 | 0 | 0 | 0 | 0 | 0
CC | 15.38 | 9.05 | 14.33 | 10.19 | 3.25 | 0.4
CSP | 0 | 0 | 0 | 0 | 0 | 0
CT | 0 | 0 | 0 | 0 | 0 | 0
Coal | 0.27 | 0.27 | 0.27 | 0.27 | 0 | 0
Geo | 0 | 0 | 0 | 0 | 0 | 0
H | 0 | 0 | 0 | 0 | 0 | 0
LFG | 0 | 0 | 0 | 0 | 0 | 0
Nuc | 0 | 0 | 0 | 0 | 0 | 0
PS | 0 | 0 | 0 | 0 | 0 | 0
PV | 0 | 0 | 0 | 0 | 0 | 0
PeakG | 0 | 0 | 0 | 0 | 0 | 0
PeakO | 0 | 0 | 0 | 0 | 0 | 0
ST | 0 | 0 | 0 | 0 | 0 | 0
STOG | 0.08 | 0.05 | 0.11 | 0.14 | 0.01 | 0
STWD | 0 | 0 | 0 | 0 | 0 | 0
WT | 0 | 0 | 0 | 0 | 0 | 0
IGCC | 0 | 0 | 0 | 0 | 0 | 0
DemandResponse | 0 | 0 | 0 | 0 | 0 | 0
IGCC-CCS | 0 | 0 | 0 | 0 | 0 | 0
WT_off | 0 | 0 | 0 | 0 | 0 | 0
PseudoUnit | 0 | 0 | 0 | 0 | 0 | 0
FixedInterchange | 0 | 0 | 0 | 0 | 0 | 0
CO2 Emissions (MMshortTons): NWPP_Coal
ReportingType | 2015 | 2020 | 2025 | 2030 | 2035 | 2040
BM | 0 | 0 | 0 | 0 | 0 | 0
CC | 0 | 0 | 0 | 0 | 0 | 0
CSP | 0 | 0 | 0 | 0 | 0 | 0
CT | 0 | 0 | 0 | 0 | 0 | 0
Coal | 108.95 | 109.08 | 109.08 | 109.08 | 108.57 | 108.36
Geo | 0 | 0 | 0 | 0 | 0 | 0
H | 0 | 0 | 0 | 0 | 0 | 0
LFG | 0 | 0 | 0 | 0 | 0 | 0
Nuc | 0 | 0 | 0 | 0 | 0 | 0
PS | 0 | 0 | 0 | 0 | 0 | 0
PV | 0 | 0 | 0 | 0 | 0 | 0
PeakG | 0 | 0 | 0 | 0 | 0 | 0
PeakO | 0 | 0 | 0 | 0 | 0 | 0
ST | 0 | 0 | 0 | 0 | 0 | 0
STOG | 0 | 0 | 0 | 0 | 0 | 0
STWD | 0 | 0 | 0 | 0 | 0 | 0
WT | 0 | 0 | 0 | 0 | 0 | 0
IGCC | 0 | 0 | 0 | 0 | 0 | 0
DemandResponse | 0 | 0 | 0 | 0 | 0 | 0
IGCC-CCS | 0 | 0 | 0 | 0 | 0 | 0
WT_off | 0 | 0 | 0 | 0 | 0 | 0
PseudoUnit | 0 | 0 | 0 | 0 | 0 | 0
FixedInterchange | 0 | 0 | 0 | 0 | 0 | 0
CO2 Emissions (MMshortTons): NWPP_Gas
ReportingType | 2015 | 2020 | 2025 | 2030 | 2035 | 2040
BM | 0 | 0 | 0 | 0 | 0 | 0
CC | 21.13 | 21.13 | 21.13 | 33.58 | 33.58 | 33.58
CSP | 0 | 0 | 0 | 0 | 0 | 0
CT | 0 | 0 | 0 | 0 | 0 | 0
Coal | 0 | 0 | 0 | 0 | 3.78 | 11.01
Geo | 0 | 0 | 0 | 0 | 0 | 0
H | 0 | 0 | 0 | 0 | 0 | 0
LFG | 0 | 0 | 0 | 0 | 0 | 0
Nuc | 0 | 0 | 0 | 0 | 0 | 0
PS | 0 | 0 | 0 | 0 | 0 | 0
PV | 0 | 0 | 0 | 0 | 0 | 0
PeakG | 0 | 0 | 0 | 0 | 0 | 0
PeakO | 0 | 0 | 0 | 0 | 0 | 0
ST | 0 | 0 | 0 | 0 | 0 | 0
STOG | 0 | 0 | 0 | 0 | 0 | 0
STWD | 0 | 0 | 0 | 0 | 0 | 0
WT | 0 | 0 | 0 | 0 | 0 | 0
IGCC | 0 | 0 | 0 | 0 | 0 | 0
DemandResponse | 0 | 0 | 0 | 0 | 0 | 0
IGCC-CCS | 0 | 0 | 0 | 0 | 0 | 0
WT_off | 0 | 0 | 0 | 0 | 0 | 0
PseudoUnit | 0 | 0 | 0 | 0 | 0 | 0
FixedInterchange | 0 | 0 | 0 | 0 | 0 | 0
CO2 Emissions (MMshortTons): NWPP_NucRenew
ReportingType | 2015 | 2020 | 2025 | 2030 | 2035 | 2040
BM | 0 | 0 | 0 | 0 | 0 | 0
CC | 0 | 0 | 0 | 0 | 0 | 0
CSP | 0 | 0 | 0 | 0 | 0 | 0
CT | 0 | 0 | 0 | 0 | 0 | 0
Coal | 0 | 0 | 0 | 0 | 0 | 0
Geo | 0 | 0 | 0 | 0 | 0 | 0
H | 0 | 0 | 0 | 0 | 0 | 0
LFG | 0 | 0 | 0 | 0 | 0 | 0
Nuc | 0 | 0 | 0 | 0 | 0 | 0
PS | 0 | 0 | 0 | 0 | 0 | 0
PV | 0 | 0 | 0 | 0 | 0 | 0
PeakG | 0 | 0 | 0 | 0 | 0 | 0
PeakO | 0 | 0 | 0 | 0 | 0 | 0
ST | 0 | 0 | 0 | 0 | 0 | 0
STOG | 0 | 0 | 0 | 0 | 0 | 0
STWD | 0 | 0 | 0 | 0 | 0 | 0
WT | 0 | 0 | 0 | 0 | 0 | 0
IGCC | 0 | 0 | 0 | 0 | 0 | 0
DemandResponse | 0 | 0 | 0 | 0 | 0 | 0
IGCC-CCS | 0 | 0 | 0 | 0 | 0 | 0
WT_off | 0 | 0 | 0 | 0 | 0 | 0
PseudoUnit | 0 | 0 | 0 | 0 | 0 | 0
FixedInterchange | 0 | 0 | 0 | 0 | 0 | 0
CO2 Emissions (MMshortTons): RMPA
ReportingType | 2015 | 2020 | 2025 | 2030 | 2035 | 2040
BM | 0 | 0 | 0 | 0 | 0 | 0
CC | 2.37 | 3.75 | 1.45 | 1.53 | 1.47 | 1.16
CSP | 0 | 0 | 0 | 0 | 0 | 0
CT | 0 | 0 | 0 | 0 | 0 | 0
Coal | 61.31 | 60.12 | 57.28 | 59.5 | 69.26 | 78.22
Geo | 0 | 0 | 0 | 0 | 0 | 0
H | 0 | 0 | 0 | 0 | 0 | 0
LFG | 0 | 0 | 0 | 0 | 0 | 0
Nuc | 0 | 0 | 0 | 0 | 0 | 0
PS | 0 | 0 | 0 | 0 | 0 | 0
PV | 0 | 0 | 0 | 0 | 0 | 0
PeakG | 0 | 0.03 | 0 | 0.03 | 0.03 | 0.03
PeakO | 0 | 0 | 0 | 0 | 0 | 0
ST | 0 | 0 | 0 | 0 | 0 | 0
STOG | 0 | 0 | 0 | 0 | 0 | 0
STWD | 0 | 0 | 0 | 0 | 0 | 0
WT | 0 | 0 | 0 | 0 | 0 | 0
IGCC | 0 | 0 | 0 | 0 | 0 | 0
DemandResponse | 0 | 0 | 0 | 0 | 0 | 0
IGCC-CCS | 0 | 0 | 0 | 0 | 0 | 0
WT_off | 0 | 0 | 0 | 0 | 0 | 0
PseudoUnit | 0 | 0 | 0 | 0 | 0 | 0
FixedInterchange | 0 | 0 | 0 | 0 | 0 | 0
CO2 Emissions (MMshortTons): SP15
ReportingType | 2015 | 2020 | 2025 | 2030 | 2035 | 2040
BM | 0 | 0 | 0 | 0 | 0 | 0
CC | 10.15 | 7.82 | 9.09 | 7.91 | 5.99 | 3.31
CSP | 0 | 0 | 0 | 0 | 0 | 0
CT | 0 | 0 | 0 | 0 | 0 | 0
Coal | 0.9 | 0.9 | 0.9 | 0.79 | 0.41 | 0
Geo | 0 | 0 | 0 | 0 | 0 | 0
H | 0 | 0 | 0 | 0 | 0 | 0
LFG | 0 | 0 | 0 | 0 | 0 | 0
Nuc | 0 | 0 | 0 | 0 | 0 | 0
PS | 0 | 0 | 0 | 0 | 0 | 0
PV | 0 | 0 | 0 | 0 | 0 | 0
PeakG | 0 | 0 | 0 | 0 | 0 | 0
PeakO | 0 | 0 | 0 | 0 | 0 | 0
ST | 0 | 0 | 0 | 0 | 0 | 0
STOG | 0.11 | 0.2 | 0.1 | 0.2 | 0.31 | 0.28
STWD | 0 | 0 | 0 | 0 | 0 | 0
WT | 0 | 0 | 0 | 0 | 0 | 0
IGCC | 0 | 0 | 0 | 0 | 0 | 0
DemandResponse | 0 | 0 | 0 | 0 | 0 | 0
IGCC-CCS | 0 | 0 | 0 | 0 | 0 | 0
WT_off | 0 | 0 | 0 | 0 | 0 | 0
PseudoUnit | 0 | 0 | 0 | 0 | 0 | 0
FixedInterchange | 0 | 0 | 0 | 0 | 0 | 0
CO2 Emissions (MMshortTons): ALB
ReportingType | 2015 | 2020 | 2025 | 2030 | 2035 | 2040
BM | 0 | 0 | 0 | 0 | 0 | 0
CC | 8.07 | 10.26 | 12.17 | 14.26 | 16.57 | 15.83
CSP | 0 | 0 | 0 | 0 | 0 | 0
CT | 0 | 0 | 0 | 0 | 0 | 0
Coal | 50 | 50 | 50 | 50 | 50 | 50
Geo | 0 | 0 | 0 | 0 | 0 | 0
H | 0 | 0 | 0 | 0 | 0 | 0
LFG | 0 | 0 | 0 | 0 | 0 | 0
Nuc | 0 | 0 | 0 | 0 | 0 | 0
PS | 0 | 0 | 0 | 0 | 0 | 0
PV | 0 | 0 | 0 | 0 | 0 | 0
PeakG | 0 | 0 | 0 | 0 | 0 | 0
PeakO | 0 | 0 | 0 | 0 | 0 | 0
ST | 0 | 0 | 0 | 0 | 0 | 0
STOG | 0 | 0 | 0 | 0 | 0 | 0
STWD | 0 | 0 | 0 | 0 | 0 | 0
WT | 0 | 0 | 0 | 0 | 0 | 0
IGCC | 0 | 0 | 0 | 0 | 0 | 0
DemandResponse | 0 | 0 | 0 | 0 | 0 | 0
IGCC-CCS | 0 | 0 | 0 | 0 | 0 | 0
WT_off | 0 | 0 | 0 | 0 | 0 | 0
PseudoUnit | 0 | 0 | 0 | 0 | 0 | 0
FixedInterchange | 0 | 0 | 0 | 0 | 0 | 0
CO2 Emissions (MMshortTons): BC
ReportingType | 2015 | 2020 | 2025 | 2030 | 2035 | 2040
BM | 0 | 0 | 0 | 0 | 0 | 0
CC | 3.96 | 5.38 | 7.22 | 8.68 | 10.91 | 10.91
CSP | 0 | 0 | 0 | 0 | 0 | 0
CT | 0 | 0 | 0 | 0 | 0 | 0
Coal | 0 | 0 | 0 | 0 | 0 | 0
Geo | 0 | 0 | 0 | 0 | 0 | 0
H | 0 | 0 | 0 | 0 | 0 | 0
LFG | 0 | 0 | 0 | 0 | 0 | 0
Nuc | 0 | 0 | 0 | 0 | 0 | 0
PS | 0 | 0 | 0 | 0 | 0 | 0
PV | 0 | 0 | 0 | 0 | 0 | 0
PeakG | 0 | 0 | 0 | 0 | 0 | 0
PeakO | 0 | 0 | 0 | 0 | 0 | 0
ST | 0 | 0 | 0 | 0 | 0 | 0
STOG | 0 | 0 | 0 | 0 | 0 | 0
STWD | 0 | 0 | 0 | 0 | 0 | 0
WT | 0 | 0 | 0 | 0 | 0 | 0
IGCC | 0 | 0 | 0 | 0 | 0 | 0
DemandResponse | 0 | 0 | 0 | 0 | 0 | 0
IGCC-CCS | 0 | 0 | 0 | 0 | 0 | 0
WT_off | 0 | 0 | 0 | 0 | 0 | 0
PseudoUnit | 0 | 0 | 0 | 0 | 0 | 0
FixedInterchange | 0 | 0 | 0 | 0 | 0 | 0
CO2 Emissions (MMshortTons): HQ_IESO
ReportingType | 2015 | 2020 | 2025 | 2030 | 2035 | 2040
BM | 0 | 0 | 0 | 0 | 0 | 0
CC | 0 | 0 | 0 | 0 | 0 | 0
CSP | 0 | 0 | 0 | 0 | 0 | 0
CT | 0 | 0 | 0 | 0 | 0 | 0
Coal | 0 | 0 | 0 | 0 | 0 | 0
Geo | 0 | 0 | 0 | 0 | 0 | 0
H | 0 | 0 | 0 | 0 | 0 | 0
LFG | 0 | 0 | 0 | 0 | 0 | 0
Nuc | 0 | 0 | 0 | 0 | 0 | 0
PS | 0 | 0 | 0 | 0 | 0 | 0
PV | 0 | 0 | 0 | 0 | 0 | 0
PeakG | 0 | 0 | 0 | 0 | 0 | 0
PeakO | 0 | 0 | 0 | 0 | 0 | 0
ST | 0 | 0 | 0 | 0 | 0 | 0
STOG | 0 | 0 | 0 | 0 | 0 | 0
STWD | 0 | 0 | 0 | 0 | 0 | 0
WT | 0 | 0 | 0 | 0 | 0 | 0
IGCC | 0 | 0 | 0 | 0 | 0 | 0
DemandResponse | 0 | 0 | 0 | 0 | 0 | 0
IGCC-CCS | 0 | 0 | 0 | 0 | 0 | 0
WT_off | 0 | 0 | 0 | 0 | 0 | 0
PseudoUnit | 0 | 0 | 0 | 0 | 0 | 0
FixedInterchange | 0 | 0 | 0 | 0 | 0 | 0
CO2 Emissions (MMshortTons): HQ_NEISO
ReportingType | 2015 | 2020 | 2025 | 2030 | 2035 | 2040
BM | 0 | 0 | 0 | 0 | 0 | 0
CC | 0 | 0 | 0 | 0 | 0 | 0
CSP | 0 | 0 | 0 | 0 | 0 | 0
CT | 0 | 0 | 0 | 0 | 0 | 0
Coal | 0 | 0 | 0 | 0 | 0 | 0
Geo | 0 | 0 | 0 | 0 | 0 | 0
H | 0 | 0 | 0 | 0 | 0 | 0
LFG | 0 | 0 | 0 | 0 | 0 | 0
Nuc | 0 | 0 | 0 | 0 | 0 | 0
PS | 0 | 0 | 0 | 0 | 0 | 0
PV | 0 | 0 | 0 | 0 | 0 | 0
PeakG | 0 | 0 | 0 | 0 | 0 | 0
PeakO | 0 | 0 | 0 | 0 | 0 | 0
ST | 0 | 0 | 0 | 0 | 0 | 0
STOG | 0 | 0 | 0 | 0 | 0 | 0
STWD | 0 | 0 | 0 | 0 | 0 | 0
WT | 0 | 0 | 0 | 0 | 0 | 0
IGCC | 0 | 0 | 0 | 0 | 0 | 0
DemandResponse | 0 | 0 | 0 | 0 | 0 | 0
IGCC-CCS | 0 | 0 | 0 | 0 | 0 | 0
WT_off | 0 | 0 | 0 | 0 | 0 | 0
PseudoUnit | 0 | 0 | 0 | 0 | 0 | 0
FixedInterchange | 0 | 0 | 0 | 0 | 0 | 0
CO2 Emissions (MMshortTons): HQ_NY
ReportingType | 2015 | 2020 | 2025 | 2030 | 2035 | 2040
BM | 0 | 0 | 0 | 0 | 0 | 0
CC | 0 | 0 | 0 | 0 | 0 | 0
CSP | 0 | 0 | 0 | 0 | 0 | 0
CT | 0 | 0 | 0 | 0 | 0 | 0
Coal | 0 | 0 | 0 | 0 | 0 | 0
Geo | 0 | 0 | 0 | 0 | 0 | 0
H | 0 | 0 | 0 | 0 | 0 | 0
LFG | 0 | 0 | 0 | 0 | 0 | 0
Nuc | 0 | 0 | 0 | 0 | 0 | 0
PS | 0 | 0 | 0 | 0 | 0 | 0
PV | 0 | 0 | 0 | 0 | 0 | 0
PeakG | 0 | 0 | 0 | 0 | 0 | 0
PeakO | 0 | 0 | 0 | 0 | 0 | 0
ST | 0 | 0 | 0 | 0 | 0 | 0
STOG | 0 | 0 | 0 | 0 | 0 | 0
STWD | 0 | 0 | 0 | 0 | 0 | 0
WT | 0 | 0 | 0 | 0 | 0 | 0
IGCC | 0 | 0 | 0 | 0 | 0 | 0
DemandResponse | 0 | 0 | 0 | 0 | 0 | 0
IGCC-CCS | 0 | 0 | 0 | 0 | 0 | 0
WT_off | 0 | 0 | 0 | 0 | 0 | 0
PseudoUnit | 0 | 0 | 0 | 0 | 0 | 0
FixedInterchange | 0 | 0 | 0 | 0 | 0 | 0
CO2 Emissions (MMshortTons): MARITIMES
ReportingType | 2015 | 2020 | 2025 | 2030 | 2035 | 2040
BM | 0 | 0 | 0 | 0 | 0 | 0
CC | 0 | 0 | 0 | 0 | 0 | 0
CSP | 0 | 0 | 0 | 0 | 0 | 0
CT | 0 | 0 | 0 | 0 | 0 | 0
Coal | 0 | 0 | 0 | 0 | 0 | 0
Geo | 0 | 0 | 0 | 0 | 0 | 0
H | 0 | 0 | 0 | 0 | 0 | 0
LFG | 0 | 0 | 0 | 0 | 0 | 0
Nuc | 0 | 0 | 0 | 0 | 0 | 0
PS | 0 | 0 | 0 | 0 | 0 | 0
PV | 0 | 0 | 0 | 0 | 0 | 0
PeakG | 0 | 0 | 0 | 0 | 0 | 0
PeakO | 0 | 0 | 0 | 0 | 0 | 0
ST | 0 | 0 | 0 | 0 | 0 | 0
STOG | 0 | 0 | 0 | 0 | 0 | 0
STWD | 0 | 0 | 0 | 0 | 0 | 0
WT | 0 | 0 | 0 | 0 | 0 | 0
IGCC | 0 | 0 | 0 | 0 | 0 | 0
DemandResponse | 0 | 0 | 0 | 0 | 0 | 0
IGCC-CCS | 0 | 0 | 0 | 0 | 0 | 0
WT_off | 0 | 0 | 0 | 0 | 0 | 0
PseudoUnit | 0 | 0 | 0 | 0 | 0 | 0
FixedInterchange | 0 | 0 | 0 | 0 | 0 | 0
CO2 Emissions (MMshortTons): All
ReportingType | 2015 | 2020 | 2025 | 2030 | 2035 | 2040
BM | 0 | 0 | 0 | 0 | 0 | 0
CC | 440.11 | 459.08 | 447.37 | 490.59 | 566 | 598.46
CSP | 0 | 0 | 0 | 0 | 0 | 0
CT | 0.54 | 1.05 | 1.25 | 1.63 | 1.63 | 2.28
Coal | 1889.01 | 1818.35 | 1923.9 | 1966.54 | 2098 | 2284.33
Geo | 0 | 0 | 0 | 0 | 0 | 0
H | 0 | 0 | 0 | 0 | 0 | 0
LFG | 0 | 0 | 0 | 0 | 0 | 0
Nuc | 0 | 0 | 0 | 0 | 0 | 0
PS | 0 | 0 | 0 | 0 | 0 | 0
PV | 0 | 0 | 0 | 0 | 0 | 0
PeakG | 2.05 | 2.88 | 4.71 | 5.58 | 4.9 | 4.59
PeakO | 0 | 0 | 0 | 0 | 0 | 0
ST | 0 | 0 | 0 | 0 | 0 | 0
STOG | 8.61 | 10.4 | 12.31 | 12.51 | 11.04 | 10.79
STWD | 0 | 0 | 0 | 0 | 0 | 0
WT | 0 | 0 | 0 | 0 | 0 | 0
IGCC | 4.15 | 4.15 | 4.15 | 4.15 | 4.15 | 4.15
DemandResponse | 0 | 0 | 0 | 0 | 0 | 0
IGCC-CCS | 0 | 0 | 0 | 0 | 0 | 0
WT_off | 0 | 0 | 0 | 0 | 0 | 0
PseudoUnit | 0 | 0 | 0 | 0 | 0 | 0
FixedInterchange | 0 | 0 | 0 | 0 | 0 | 0
CO2 Emissions (MMshortTons): EI_US
ReportingType | 2015 | 2020 | 2025 | 2030 | 2035 | 2040
BM | 0 | 0 | 0 | 0 | 0 | 0
CC | 270.89 | 285.46 | 266.78 | 289.5 | 362.19 | 398.53
CSP | 0 | 0 | 0 | 0 | 0 | 0
CT | 0.52 | 1.05 | 1.15 | 1.44 | 1.62 | 2.23
Coal | 1459.54 | 1374.77 | 1466.13 | 1508.5 | 1603.4 | 1754
Geo | 0 | 0 | 0 | 0 | 0 | 0
H | 0 | 0 | 0 | 0 | 0 | 0
LFG | 0 | 0 | 0 | 0 | 0 | 0
Nuc | 0 | 0 | 0 | 0 | 0 | 0
PS | 0 | 0 | 0 | 0 | 0 | 0
PV | 0 | 0 | 0 | 0 | 0 | 0
PeakG | 2.04 | 2.84 | 4.44 | 5.11 | 4.48 | 4.16
PeakO | 0 | 0 | 0 | 0 | 0 | 0
ST | 0 | 0 | 0 | 0 | 0 | 0
STOG | 6.01 | 7.04 | 8.01 | 8.34 | 7.31 | 7.34
STWD | 0 | 0 | 0 | 0 | 0 | 0
WT | 0 | 0 | 0 | 0 | 0 | 0
IGCC | 4.15 | 4.15 | 4.15 | 4.15 | 4.15 | 4.15
DemandResponse | 0 | 0 | 0 | 0 | 0 | 0
IGCC-CCS | 0 | 0 | 0 | 0 | 0 | 0
WT_off | 0 | 0 | 0 | 0 | 0 | 0
PseudoUnit | 0 | 0 | 0 | 0 | 0 | 0
FixedInterchange | 0 | 0 | 0 | 0 | 0 | 0
CO2 Emissions (MMshortTons): EI_Canada
ReportingType | 2015 | 2020 | 2025 | 2030 | 2035 | 2040
BM | 0 | 0 | 0 | 0 | 0 | 0
CC | 1.63 | 1.96 | 1.72 | 1.49 | 3.69 | 8.44
CSP | 0 | 0 | 0 | 0 | 0 | 0
CT | 0.02 | 0 | 0 | 0 | 0.01 | 0.04
Coal | 0.44 | 0.48 | 1.84 | 0 | 0 | 0
Geo | 0 | 0 | 0 | 0 | 0 | 0
H | 0 | 0 | 0 | 0 | 0 | 0
LFG | 0 | 0 | 0 | 0 | 0 | 0
Nuc | 0 | 0 | 0 | 0 | 0 | 0
PS | 0 | 0 | 0 | 0 | 0 | 0
PV | 0 | 0 | 0 | 0 | 0 | 0
PeakG | 0 | 0 | 0 | 0 | 0 | 0.01
PeakO | 0 | 0 | 0 | 0 | 0 | 0
ST | 0 | 0 | 0 | 0 | 0 | 0
STOG | 0 | 0 | 0 | 0 | 0 | 0
STWD | 0 | 0 | 0 | 0 | 0 | 0
WT | 0 | 0 | 0 | 0 | 0 | 0
IGCC | 0 | 0 | 0 | 0 | 0 | 0
DemandResponse | 0 | 0 | 0 | 0 | 0 | 0
IGCC-CCS | 0 | 0 | 0 | 0 | 0 | 0
WT_off | 0 | 0 | 0 | 0 | 0 | 0
PseudoUnit | 0 | 0 | 0 | 0 | 0 | 0
FixedInterchange | 0 | 0 | 0 | 0 | 0 | 0
CO2 Emissions (MMshortTons): EI
ReportingType | 2015 | 2020 | 2025 | 2030 | 2035 | 2040
BM | 0 | 0 | 0 | 0 | 0 | 0
CC | 272.52 | 287.41 | 268.5 | 290.99 | 365.88 | 406.97
CSP | 0 | 0 | 0 | 0 | 0 | 0
CT | 0.54 | 1.05 | 1.15 | 1.45 | 1.63 | 2.27
Coal | 1459.98 | 1375.26 | 1467.97 | 1508.5 | 1603.4 | 1754
Geo | 0 | 0 | 0 | 0 | 0 | 0
H | 0 | 0 | 0 | 0 | 0 | 0
LFG | 0 | 0 | 0 | 0 | 0 | 0
Nuc | 0 | 0 | 0 | 0 | 0 | 0
PS | 0 | 0 | 0 | 0 | 0 | 0
PV | 0 | 0 | 0 | 0 | 0 | 0
PeakG | 2.04 | 2.84 | 4.44 | 5.12 | 4.48 | 4.17
PeakO | 0 | 0 | 0 | 0 | 0 | 0
ST | 0 | 0 | 0 | 0 | 0 | 0
STOG | 6.01 | 7.04 | 8.01 | 8.34 | 7.31 | 7.34
STWD | 0 | 0 | 0 | 0 | 0 | 0
WT | 0 | 0 | 0 | 0 | 0 | 0
IGCC | 4.15 | 4.15 | 4.15 | 4.15 | 4.15 | 4.15
DemandResponse | 0 | 0 | 0 | 0 | 0 | 0
IGCC-CCS | 0 | 0 | 0 | 0 | 0 | 0
WT_off | 0 | 0 | 0 | 0 | 0 | 0
PseudoUnit | 0 | 0 | 0 | 0 | 0 | 0
FixedInterchange | 0 | 0 | 0 | 0 | 0 | 0
CO2 Emissions (MMshortTons): Outside_EI
ReportingType | 2015 | 2020 | 2025 | 2030 | 2035 | 2040
BM | 0 | 0 | 0 | 0 | 0 | 0
CC | 167.59 | 171.66 | 178.86 | 199.6 | 200.12 | 191.49
CSP | 0 | 0 | 0 | 0 | 0 | 0
CT | 0 | 0 | 0.11 | 0.18 | 0.01 | 0.01
Coal | 429.03 | 443.1 | 455.93 | 458.04 | 494.61 | 530.33
Geo | 0 | 0 | 0 | 0 | 0 | 0
H | 0 | 0 | 0 | 0 | 0 | 0
LFG | 0 | 0 | 0 | 0 | 0 | 0
Nuc | 0 | 0 | 0 | 0 | 0 | 0
PS | 0 | 0 | 0 | 0 | 0 | 0
PV | 0 | 0 | 0 | 0 | 0 | 0
PeakG | 0 | 0.04 | 0.28 | 0.47 | 0.42 | 0.42
PeakO | 0 | 0 | 0 | 0 | 0 | 0
ST | 0 | 0 | 0 | 0 | 0 | 0
STOG | 2.6 | 3.37 | 4.3 | 4.16 | 3.73 | 3.45
STWD | 0 | 0 | 0 | 0 | 0 | 0
WT | 0 | 0 | 0 | 0 | 0 | 0
IGCC | 0 | 0 | 0 | 0 | 0 | 0
DemandResponse | 0 | 0 | 0 | 0 | 0 | 0
IGCC-CCS | 0 | 0 | 0 | 0 | 0 | 0
WT_off | 0 | 0 | 0 | 0 | 0 | 0
PseudoUnit | 0 | 0 | 0 | 0 | 0 | 0
FixedInterchange | 0 | 0 | 0 | 0 | 0 | 0
CO2 Emissions (MMmetricTons): Entergy
ReportingType | 2015 | 2020 | 2025 | 2030 | 2035 | 2040
BM | 0 | 0 | 0 | 0 | 0 | 0
CC | 24.27 | 30.66 | 29.45 | 30.09 | 28.79 | 24.85
CSP | 0 | 0 | 0 | 0 | 0 | 0
CT | 0 | 0 | 0 | 0 | 0 | 0
Coal | 58.45 | 51.59 | 57.24 | 58.58 | 58.3 | 79.34
Geo | 0 | 0 | 0 | 0 | 0 | 0
H | 0 | 0 | 0 | 0 | 0 | 0
LFG | 0 | 0 | 0 | 0 | 0 | 0
Nuc | 0 | 0 | 0 | 0 | 0 | 0
PS | 0 | 0 | 0 | 0 | 0 | 0
PV | 0 | 0 | 0 | 0 | 0 | 0
PeakG | 0 | 0 | 0.06 | 0.05 | 0.02 | 0.01
PeakO | 0 | 0 | 0 | 0 | 0 | 0
ST | 0 | 0 | 0 | 0 | 0 | 0
STOG | 0.67 | 0.74 | 0.75 | 0.75 | 0.74 | 0.72
STWD | 0 | 0 | 0 | 0 | 0 | 0
WT | 0 | 0 | 0 | 0 | 0 | 0
IGCC | 0 | 0 | 0 | 0 | 0 | 0
DemandResponse | 0 | 0 | 0 | 0 | 0 | 0
IGCC-CCS | 0 | 0 | 0 | 0 | 0 | 0
WT_off | 0 | 0 | 0 | 0 | 0 | 0
PseudoUnit | 0 | 0 | 0 | 0 | 0 | 0
FixedInterchange | 0 | 0 | 0 | 0 | 0 | 0
CO2 Emissions (MMmetricTons): FRCC
ReportingType | 2015 | 2020 | 2025 | 2030 | 2035 | 2040
BM | 0 | 0 | 0 | 0 | 0 | 0
CC | 57.63 | 52.83 | 53.82 | 58.53 | 70.57 | 69.43
CSP | 0 | 0 | 0 | 0 | 0 | 0
CT | 0.4 | 0.55 | 0.58 | 0.57 | 0.48 | 0.51
Coal | 54.21 | 55.79 | 57.87 | 59.44 | 59.8 | 59.8
Geo | 0 | 0 | 0 | 0 | 0 | 0
H | 0 | 0 | 0 | 0 | 0 | 0
LFG | 0 | 0 | 0 | 0 | 0 | 0
Nuc | 0 | 0 | 0 | 0 | 0 | 0
PS | 0 | 0 | 0 | 0 | 0 | 0
PV | 0 | 0 | 0 | 0 | 0 | 0
PeakG | 0.25 | 0.26 | 0.42 | 0.32 | 0.23 | 0.27
PeakO | 0 | 0 | 0 | 0 | 0 | 0
ST | 0 | 0 | 0 | 0 | 0 | 0
STOG | 1.85 | 1.74 | 1.74 | 1.73 | 1.5 | 1.04
STWD | 0 | 0 | 0 | 0 | 0 | 0
WT | 0 | 0 | 0 | 0 | 0 | 0
IGCC | 0 | 0 | 0 | 0 | 0 | 0
DemandResponse | 0 | 0 | 0 | 0 | 0 | 0
IGCC-CCS | 0 | 0 | 0 | 0 | 0 | 0
WT_off | 0 | 0 | 0 | 0 | 0 | 0
PseudoUnit | 0 | 0 | 0 | 0 | 0 | 0
FixedInterchange | 0 | 0 | 0 | 0 | 0 | 0
CO2 Emissions (MMmetricTons): MAPP_US
ReportingType | 2015 | 2020 | 2025 | 2030 | 2035 | 2040
BM | 0 | 0 | 0 | 0 | 0 | 0
CC | 0.08 | 0.08 | 0.08 | 0.1 | 0.1 | 0.08
CSP | 0 | 0 | 0 | 0 | 0 | 0
CT | 0 | 0 | 0 | 0 | 0 | 0
Coal | 21.47 | 19.91 | 19.96 | 19.96 | 22.11 | 22.11
Geo | 0 | 0 | 0 | 0 | 0 | 0
H | 0 | 0 | 0 | 0 | 0 | 0
LFG | 0 | 0 | 0 | 0 | 0 | 0
Nuc | 0 | 0 | 0 | 0 | 0 | 0
PS | 0 | 0 | 0 | 0 | 0 | 0
PV | 0 | 0 | 0 | 0 | 0 | 0
PeakG | 0.01 | 0.05 | 0.06 | 0.08 | 0.08 | 0.04
PeakO | 0 | 0 | 0 | 0 | 0 | 0
ST | 0 | 0 | 0 | 0 | 0 | 0
STOG | 0 | 0 | 0 | 0 | 0 | 0
STWD | 0 | 0 | 0 | 0 | 0 | 0
WT | 0 | 0 | 0 | 0 | 0 | 0
IGCC | 0 | 0 | 0 | 0 | 0 | 0
DemandResponse | 0 | 0 | 0 | 0 | 0 | 0
IGCC-CCS | 0 | 0 | 0 | 0 | 0 | 0
WT_off | 0 | 0 | 0 | 0 | 0 | 0
PseudoUnit | 0 | 0 | 0 | 0 | 0 | 0
FixedInterchange | 0 | 0 | 0 | 0 | 0 | 0
CO2 Emissions (MMmetricTons): MISO_IN
ReportingType | 2015 | 2020 | 2025 | 2030 | 2035 | 2040
BM | 0 | 0 | 0 | 0 | 0 | 0
CC | 1.62 | 2.2 | 1.67 | 2.82 | 8.98 | 8.6
CSP | 0 | 0 | 0 | 0 | 0 | 0
CT | 0 | 0 | 0 | 0 | 0 | 0
Coal | 81.68 | 86.23 | 89.31 | 92.27 | 96.08 | 97.29
Geo | 0 | 0 | 0 | 0 | 0 | 0
H | 0 | 0 | 0 | 0 | 0 | 0
LFG | 0 | 0 | 0 | 0 | 0 | 0
Nuc | 0 | 0 | 0 | 0 | 0 | 0
PS | 0 | 0 | 0 | 0 | 0 | 0
PV | 0 | 0 | 0 | 0 | 0 | 0
PeakG | 0 | 0.02 | 0.03 | 0.06 | 0.06 | 0.06
PeakO | 0 | 0 | 0 | 0 | 0 | 0
ST | 0 | 0 | 0 | 0 | 0 | 0
STOG | 0.03 | 0.03 | 0.07 | 0.07 | 0.03 | 0.07
STWD | 0 | 0 | 0 | 0 | 0 | 0
WT | 0 | 0 | 0 | 0 | 0 | 0
IGCC | 3.76 | 3.76 | 3.76 | 3.76 | 3.76 | 3.76
DemandResponse | 0 | 0 | 0 | 0 | 0 | 0
IGCC-CCS | 0 | 0 | 0 | 0 | 0 | 0
WT_off | 0 | 0 | 0 | 0 | 0 | 0
PseudoUnit | 0 | 0 | 0 | 0 | 0 | 0
FixedInterchange | 0 | 0 | 0 | 0 | 0 | 0
CO2 Emissions (MMmetricTons): MISO_MI
ReportingType | 2015 | 2020 | 2025 | 2030 | 2035 | 2040
BM | 0 | 0 | 0 | 0 | 0 | 0
CC | 3.55 | 5.48 | 3.66 | 3.43 | 3.08 | 2.63
CSP | 0 | 0 | 0 | 0 | 0 | 0
CT | 0 | 0 | 0 | 0 | 0 | 0
Coal | 51.57 | 45.81 | 48.18 | 50.46 | 51.62 | 50.88
Geo | 0 | 0 | 0 | 0 | 0 | 0
H | 0 | 0 | 0 | 0 | 0 | 0
LFG | 0 | 0 | 0 | 0 | 0 | 0
Nuc | 0 | 0 | 0 | 0 | 0 | 0
PS | 0 | 0 | 0 | 0 | 0 | 0
PV | 0 | 0 | 0 | 0 | 0 | 0
PeakG | 0.01 | 0.02 | 0.04 | 0.06 | 0.06 | 0.06
PeakO | 0 | 0 | 0 | 0 | 0 | 0
ST | 0 | 0 | 0 | 0 | 0 | 0
STOG | 0.19 | 0.28 | 0.29 | 0.38 | 0.34 | 0.46
STWD | 0 | 0 | 0 | 0 | 0 | 0
WT | 0 | 0 | 0 | 0 | 0 | 0
IGCC | 0 | 0 | 0 | 0 | 0 | 0
DemandResponse | 0 | 0 | 0 | 0 | 0 | 0
IGCC-CCS | 0 | 0 | 0 | 0 | 0 | 0
WT_off | 0 | 0 | 0 | 0 | 0 | 0
PseudoUnit | 0 | 0 | 0 | 0 | 0 | 0
FixedInterchange | 0 | 0 | 0 | 0 | 0 | 0
CO2 Emissions (MMmetricTons): MISO_MO-IL
ReportingType | 2015 | 2020 | 2025 | 2030 | 2035 | 2040
BM | 0 | 0 | 0 | 0 | 0 | 0
CC | 0.88 | 1.2 | 0.72 | 0.94 | 0.85 | 0.61
CSP | 0 | 0 | 0 | 0 | 0 | 0
CT | 0 | 0 | 0 | 0 | 0 | 0
Coal | 97.59 | 81.73 | 90.31 | 94.56 | 99.53 | 98.56
Geo | 0 | 0 | 0 | 0 | 0 | 0
H | 0 | 0 | 0 | 0 | 0 | 0
LFG | 0 | 0 | 0 | 0 | 0 | 0
Nuc | 0 | 0 | 0 | 0 | 0 | 0
PS | 0 | 0 | 0 | 0 | 0 | 0
PV | 0 | 0 | 0 | 0 | 0 | 0
PeakG | 0.08 | 0.13 | 0.21 | 0.31 | 0.26 | 0.32
PeakO | 0 | 0 | 0 | 0 | 0 | 0
ST | 0 | 0 | 0 | 0 | 0 | 0
STOG | 0.04 | 0.07 | 0.07 | 0.07 | 0.04 | 0.01
STWD | 0 | 0 | 0 | 0 | 0 | 0
WT | 0 | 0 | 0 | 0 | 0 | 0
IGCC | 0 | 0 | 0 | 0 | 0 | 0
DemandResponse | 0 | 0 | 0 | 0 | 0 | 0
IGCC-CCS | 0 | 0 | 0 | 0 | 0 | 0
WT_off | 0 | 0 | 0 | 0 | 0 | 0
PseudoUnit | 0 | 0 | 0 | 0 | 0 | 0
FixedInterchange | 0 | 0 | 0 | 0 | 0 | 0
CO2 Emissions (MMmetricTons): MISO_W
ReportingType | 2015 | 2020 | 2025 | 2030 | 2035 | 2040
BM | 0 | 0 | 0 | 0 | 0 | 0
CC | 3.39 | 3.47 | 2.14 | 2.28 | 1.83 | 1.08
CSP | 0 | 0 | 0 | 0 | 0 | 0
CT | 0 | 0 | 0 | 0 | 0 | 0
Coal | 82.08 | 81.99 | 83.83 | 84.54 | 107.45 | 139.72
Geo | 0 | 0 | 0 | 0 | 0 | 0
H | 0 | 0 | 0 | 0 | 0 | 0
LFG | 0 | 0 | 0 | 0 | 0 | 0
Nuc | 0 | 0 | 0 | 0 | 0 | 0
PS | 0 | 0 | 0 | 0 | 0 | 0
PV | 0 | 0 | 0 | 0 | 0 | 0
PeakG | 0.3 | 0.12 | 0.13 | 0.12 | 0.13 | 0.05
PeakO | 0 | 0 | 0 | 0 | 0 | 0
ST | 0 | 0 | 0 | 0 | 0 | 0
STOG | 0.02 | 0 | 0 | 0 | 0 | 0
STWD | 0 | 0 | 0 | 0 | 0 | 0
WT | 0 | 0 | 0 | 0 | 0 | 0
IGCC | 0 | 0 | 0 | 0 | 0 | 0
DemandResponse | 0 | 0 | 0 | 0 | 0 | 0
IGCC-CCS | 0 | 0 | 0 | 0 | 0 | 0
WT_off | 0 | 0 | 0 | 0 | 0 | 0
PseudoUnit | 0 | 0 | 0 | 0 | 0 | 0
FixedInterchange | 0 | 0 | 0 | 0 | 0 | 0
CO2 Emissions (MMmetricTons): MISO_WUMS
ReportingType | 2015 | 2020 | 2025 | 2030 | 2035 | 2040
BM | 0 | 0 | 0 | 0 | 0 | 0
CC | 5.43 | 8.53 | 7.6 | 7.01 | 10.81 | 9.16
CSP | 0 | 0 | 0 | 0 | 0 | 0
CT | 0 | 0.16 | 0.15 | 0.24 | 0.38 | 0.68
Coal | 29.6 | 29.91 | 32.72 | 37.55 | 40.54 | 41.84
Geo | 0 | 0 | 0 | 0 | 0 | 0
H | 0 | 0 | 0 | 0 | 0 | 0
LFG | 0 | 0 | 0 | 0 | 0 | 0
Nuc | 0 | 0 | 0 | 0 | 0 | 0
PS | 0 | 0 | 0 | 0 | 0 | 0
PV | 0 | 0 | 0 | 0 | 0 | 0
PeakG | 0.02 | 0.04 | 0.05 | 0 | 0 | 0
PeakO | 0 | 0 | 0 | 0 | 0 | 0
ST | 0 | 0 | 0 | 0 | 0 | 0
STOG | 0 | 0 | 0 | 0 | 0 | 0
STWD | 0 | 0 | 0 | 0 | 0 | 0
WT | 0 | 0 | 0 | 0 | 0 | 0
IGCC | 0 | 0 | 0 | 0 | 0 | 0
DemandResponse | 0 | 0 | 0 | 0 | 0 | 0
IGCC-CCS | 0 | 0 | 0 | 0 | 0 | 0
WT_off | 0 | 0 | 0 | 0 | 0 | 0
PseudoUnit | 0 | 0 | 0 | 0 | 0 | 0
FixedInterchange | 0 | 0 | 0 | 0 | 0 | 0
CO2 Emissions (MMmetricTons): Nebraska
ReportingType | 2015 | 2020 | 2025 | 2030 | 2035 | 2040
BM | 0 | 0 | 0 | 0 | 0 | 0
CC | 0.17 | 0.19 | 0.19 | 0.17 | 0.19 | 0.1
CSP | 0 | 0 | 0 | 0 | 0 | 0
CT | 0 | 0 | 0 | 0 | 0 | 0
Coal | 32.1 | 32.07 | 32.07 | 37.14 | 41.56 | 51.11
Geo | 0 | 0 | 0 | 0 | 0 | 0
H | 0 | 0 | 0 | 0 | 0 | 0
LFG | 0 | 0 | 0 | 0 | 0 | 0
Nuc | 0 | 0 | 0 | 0 | 0 | 0
PS | 0 | 0 | 0 | 0 | 0 | 0
PV | 0 | 0 | 0 | 0 | 0 | 0
PeakG | 0.05 | 0.07 | 0.09 | 0.09 | 0.1 | 0.03
PeakO | 0 | 0 | 0 | 0 | 0 | 0
ST | 0 | 0 | 0 | 0 | 0 | 0
STOG | 0 | 0 | 0 | 0 | 0 | 0
STWD | 0 | 0 | 0 | 0 | 0 | 0
WT | 0 | 0 | 0 | 0 | 0 | 0
IGCC | 0 | 0 | 0 | 0 | 0 | 0
DemandResponse | 0 | 0 | 0 | 0 | 0 | 0
IGCC-CCS | 0 | 0 | 0 | 0 | 0 | 0
WT_off | 0 | 0 | 0 | 0 | 0 | 0
PseudoUnit | 0 | 0 | 0 | 0 | 0 | 0
FixedInterchange | 0 | 0 | 0 | 0 | 0 | 0
CO2 Emissions (MMmetricTons): NEISO
ReportingType | 2015 | 2020 | 2025 | 2030 | 2035 | 2040
BM | 0 | 0 | 0 | 0 | 0 | 0
CC | 14.39 | 11.62 | 11.7 | 12.54 | 17.92 | 20.77
CSP | 0 | 0 | 0 | 0 | 0 | 0
CT | 0 | 0 | 0 | 0.01 | 0.02 | 0.04
Coal | 0.03 | 0 | 0 | 0 | 0 | 0
Geo | 0 | 0 | 0 | 0 | 0 | 0
H | 0 | 0 | 0 | 0 | 0 | 0
LFG | 0 | 0 | 0 | 0 | 0 | 0
Nuc | 0 | 0 | 0 | 0 | 0 | 0
PS | 0 | 0 | 0 | 0 | 0 | 0
PV | 0 | 0 | 0 | 0 | 0 | 0
PeakG | 0.01 | 0.02 | 0.02 | 0.02 | 0.06 | 0.06
PeakO | 0 | 0 | 0 | 0 | 0 | 0
ST | 0 | 0 | 0 | 0 | 0 | 0
STOG | 0 | 0 | 0 | 0 | 0 | 0
STWD | 0 | 0 | 0 | 0 | 0 | 0
WT | 0 | 0 | 0 | 0 | 0 | 0
IGCC | 0 | 0 | 0 | 0 | 0 | 0
DemandResponse | 0 | 0 | 0 | 0 | 0 | 0
IGCC-CCS | 0 | 0 | 0 | 0 | 0 | 0
WT_off | 0 | 0 | 0 | 0 | 0 | 0
PseudoUnit | 0 | 0 | 0 | 0 | 0 | 0
FixedInterchange | 0 | 0 | 0 | 0 | 0 | 0
CO2 Emissions (MMmetricTons): NonRTO_Midwest
ReportingType | 2015 | 2020 | 2025 | 2030 | 2035 | 2040
BM | 0 | 0 | 0 | 0 | 0 | 0
CC | 0 | 0.04 | 0.04 | 0.78 | 1.08 | 1.52
CSP | 0 | 0 | 0 | 0 | 0 | 0
CT | 0 | 0.02 | 0.02 | 0.06 | 0.03 | 0.09
Coal | 56.86 | 58.11 | 58.88 | 61.45 | 62.78 | 63.87
Geo | 0 | 0 | 0 | 0 | 0 | 0
H | 0 | 0 | 0 | 0 | 0 | 0
LFG | 0 | 0 | 0 | 0 | 0 | 0
Nuc | 0 | 0 | 0 | 0 | 0 | 0
PS | 0 | 0 | 0 | 0 | 0 | 0
PV | 0 | 0 | 0 | 0 | 0 | 0
PeakG | 0.08 | 0.14 | 0.2 | 0.31 | 0.22 | 0.21
PeakO | 0 | 0 | 0 | 0 | 0 | 0
ST | 0 | 0 | 0 | 0 | 0 | 0
STOG | 0 | 0 | 0 | 0 | 0 | 0
STWD | 0 | 0 | 0 | 0 | 0 | 0
WT | 0 | 0 | 0 | 0 | 0 | 0
IGCC | 0 | 0 | 0 | 0 | 0 | 0
DemandResponse | 0 | 0 | 0 | 0 | 0 | 0
IGCC-CCS | 0 | 0 | 0 | 0 | 0 | 0
WT_off | 0 | 0 | 0 | 0 | 0 | 0
PseudoUnit | 0 | 0 | 0 | 0 | 0 | 0
FixedInterchange | 0 | 0 | 0 | 0 | 0 | 0
CO2 Emissions (MMmetricTons): NYISO_A-F
ReportingType | 2015 | 2020 | 2025 | 2030 | 2035 | 2040
BM | 0 | 0 | 0 | 0 | 0 | 0
CC | 2.33 | 3.03 | 3.19 | 4.14 | 5.21 | 5.28
CSP | 0 | 0 | 0 | 0 | 0 | 0
CT | 0 | 0 | 0 | 0 | 0 | 0
Coal | 0 | 0 | 0 | 0 | 0 | 0
Geo | 0 | 0 | 0 | 0 | 0 | 0
H | 0 | 0 | 0 | 0 | 0 | 0
LFG | 0 | 0 | 0 | 0 | 0 | 0
Nuc | 0 | 0 | 0 | 0 | 0 | 0
PS | 0 | 0 | 0 | 0 | 0 | 0
PV | 0 | 0 | 0 | 0 | 0 | 0
PeakG | 0 | 0 | 0 | 0 | 0 | 0
PeakO | 0 | 0 | 0 | 0 | 0 | 0
ST | 0 | 0 | 0 | 0 | 0 | 0
STOG | 0 | 0 | 0 | 0 | 0 | 0
STWD | 0 | 0 | 0 | 0 | 0 | 0
WT | 0 | 0 | 0 | 0 | 0 | 0
IGCC | 0 | 0 | 0 | 0 | 0 | 0
DemandResponse | 0 | 0 | 0 | 0 | 0 | 0
IGCC-CCS | 0 | 0 | 0 | 0 | 0 | 0
WT_off | 0 | 0 | 0 | 0 | 0 | 0
PseudoUnit | 0 | 0 | 0 | 0 | 0 | 0
FixedInterchange | 0 | 0 | 0 | 0 | 0 | 0
CO2 Emissions (MMmetricTons): NYISO_G-I
ReportingType | 2015 | 2020 | 2025 | 2030 | 2035 | 2040
BM | 0 | 0 | 0 | 0 | 0 | 0
CC | 2.45 | 3.09 | 3.31 | 5.36 | 13.59 | 21.73
CSP | 0 | 0 | 0 | 0 | 0 | 0
CT | 0 | 0 | 0 | 0 | 0 | 0
Coal | 0 | 0 | 0 | 0 | 0 | 0
Geo | 0 | 0 | 0 | 0 | 0 | 0
H | 0 | 0 | 0 | 0 | 0 | 0
LFG | 0 | 0 | 0 | 0 | 0 | 0
Nuc | 0 | 0 | 0 | 0 | 0 | 0
PS | 0 | 0 | 0 | 0 | 0 | 0
PV | 0 | 0 | 0 | 0 | 0 | 0
PeakG | 0 | 0 | 0 | 0 | 0 | 0
PeakO | 0 | 0 | 0 | 0 | 0 | 0
ST | 0 | 0 | 0 | 0 | 0 | 0
STOG | 0 | 0 | 0 | 0 | 0 | 0
STWD | 0 | 0 | 0 | 0 | 0 | 0
WT | 0 | 0 | 0 | 0 | 0 | 0
IGCC | 0 | 0 | 0 | 0 | 0 | 0
DemandResponse | 0 | 0 | 0 | 0 | 0 | 0
IGCC-CCS | 0 | 0 | 0 | 0 | 0 | 0
WT_off | 0 | 0 | 0 | 0 | 0 | 0
PseudoUnit | 0 | 0 | 0 | 0 | 0 | 0
FixedInterchange | 0 | 0 | 0 | 0 | 0 | 0
CO2 Emissions (MMmetricTons): NYISO_J-K
ReportingType | 2015 | 2020 | 2025 | 2030 | 2035 | 2040
BM | 0 | 0 | 0 | 0 | 0 | 0
CC | 9.25 | 11.66 | 11.38 | 11.45 | 11.8 | 11.78
CSP | 0 | 0 | 0 | 0 | 0 | 0
CT | 0 | 0 | 0.02 | 0.03 | 0.07 | 0.13
Coal | 0 | 0 | 0 | 0 | 0 | 0
Geo | 0 | 0 | 0 | 0 | 0 | 0
H | 0 | 0 | 0 | 0 | 0 | 0
LFG | 0 | 0 | 0 | 0 | 0 | 0
Nuc | 0 | 0 | 0 | 0 | 0 | 0
PS | 0 | 0 | 0 | 0 | 0 | 0
PV | 0 | 0 | 0 | 0 | 0 | 0
PeakG | 0.02 | 0.08 | 0.1 | 0.1 | 0.1 | 0.22
PeakO | 0 | 0 | 0 | 0 | 0 | 0
ST | 0 | 0 | 0 | 0 | 0 | 0
STOG | 0.64 | 1.15 | 1.49 | 1.52 | 1.74 | 2.22
STWD | 0 | 0 | 0 | 0 | 0 | 0
WT | 0 | 0 | 0 | 0 | 0 | 0
IGCC | 0 | 0 | 0 | 0 | 0 | 0
DemandResponse | 0 | 0 | 0 | 0 | 0 | 0
IGCC-CCS | 0 | 0 | 0 | 0 | 0 | 0
WT_off | 0 | 0 | 0 | 0 | 0 | 0
PseudoUnit | 0 | 0 | 0 | 0 | 0 | 0
FixedInterchange | 0 | 0 | 0 | 0 | 0 | 0
CO2 Emissions (MMmetricTons): PJM_E
ReportingType | 2015 | 2020 | 2025 | 2030 | 2035 | 2040
BM | 0 | 0 | 0 | 0 | 0 | 0
CC | 9 | 13.04 | 14.28 | 14.78 | 17.87 | 20.24
CSP | 0 | 0 | 0 | 0 | 0 | 0
CT | 0 | 0 | 0 | 0 | 0.07 | 0.08
Coal | 0.22 | 0.11 | 0.15 | 0.18 | 0.18 | 0.18
Geo | 0 | 0 | 0 | 0 | 0 | 0
H | 0 | 0 | 0 | 0 | 0 | 0
LFG | 0 | 0 | 0 | 0 | 0 | 0
Nuc | 0 | 0 | 0 | 0 | 0 | 0
PS | 0 | 0 | 0 | 0 | 0 | 0
PV | 0 | 0 | 0 | 0 | 0 | 0
PeakG | 0.01 | 0.05 | 0.28 | 0.28 | 0.54 | 0.15
PeakO | 0 | 0 | 0 | 0 | 0 | 0
ST | 0 | 0 | 0 | 0 | 0 | 0
STOG | 0.16 | 0.3 | 0.33 | 0.59 | 0.59 | 0.34
STWD | 0 | 0 | 0 | 0 | 0 | 0
WT | 0 | 0 | 0 | 0 | 0 | 0
IGCC | 0 | 0 | 0 | 0 | 0 | 0
DemandResponse | 0 | 0 | 0 | 0 | 0 | 0
IGCC-CCS | 0 | 0 | 0 | 0 | 0 | 0
WT_off | 0 | 0 | 0 | 0 | 0 | 0
PseudoUnit | 0 | 0 | 0 | 0 | 0 | 0
FixedInterchange | 0 | 0 | 0 | 0 | 0 | 0
CO2 Emissions (MMmetricTons): PJM_ROM
ReportingType | 2015 | 2020 | 2025 | 2030 | 2035 | 2040
BM | 0 | 0 | 0 | 0 | 0 | 0
CC | 5.26 | 7.72 | 7.43 | 8.24 | 17.92 | 47.55
CSP | 0 | 0 | 0 | 0 | 0 | 0
CT | 0 | 0 | 0 | 0 | 0 | 0
Coal | 43.55 | 49.07 | 53.49 | 54.04 | 54.04 | 54.04
Geo | 0 | 0 | 0 | 0 | 0 | 0
H | 0 | 0 | 0 | 0 | 0 | 0
LFG | 0 | 0 | 0 | 0 | 0 | 0
Nuc | 0 | 0 | 0 | 0 | 0 | 0
PS | 0 | 0 | 0 | 0 | 0 | 0
PV | 0 | 0 | 0 | 0 | 0 | 0
PeakG | 0 | 0.03 | 0.03 | 0.03 | 0.18 | 0.08
PeakO | 0 | 0 | 0 | 0 | 0 | 0
ST | 0 | 0 | 0 | 0 | 0 | 0
STOG | 0.12 | 0.12 | 0.23 | 0.23 | 0.25 | 0.24
STWD | 0 | 0 | 0 | 0 | 0 | 0
WT | 0 | 0 | 0 | 0 | 0 | 0
IGCC | 0 | 0 | 0 | 0 | 0 | 0
DemandResponse | 0 | 0 | 0 | 0 | 0 | 0
IGCC-CCS | 0 | 0 | 0 | 0 | 0 | 0
WT_off | 0 | 0 | 0 | 0 | 0 | 0
PseudoUnit | 0 | 0 | 0 | 0 | 0 | 0
FixedInterchange | 0 | 0 | 0 | 0 | 0 | 0
CO2 Emissions (MMmetricTons): PJM_ROR
ReportingType | 2015 | 2020 | 2025 | 2030 | 2035 | 2040
BM | 0 | 0 | 0 | 0 | 0 | 0
CC | 24.67 | 22.74 | 19.27 | 20.28 | 40.28 | 33.93
CSP | 0 | 0 | 0 | 0 | 0 | 0
CT | 0 | 0 | 0 | 0 | 0 | 0.01
Coal | 312.96 | 266.47 | 271.79 | 272.62 | 274.87 | 276.18
Geo | 0 | 0 | 0 | 0 | 0 | 0
H | 0 | 0 | 0 | 0 | 0 | 0
LFG | 0 | 0 | 0 | 0 | 0 | 0
Nuc | 0 | 0 | 0 | 0 | 0 | 0
PS | 0 | 0 | 0 | 0 | 0 | 0
PV | 0 | 0 | 0 | 0 | 0 | 0
PeakG | 0.67 | 0.76 | 0.75 | 1.03 | 0.63 | 0.85
PeakO | 0 | 0 | 0 | 0 | 0 | 0
ST | 0 | 0 | 0 | 0 | 0 | 0
STOG | 0.34 | 0.44 | 0.45 | 0.46 | 0.45 | 0.47
STWD | 0 | 0 | 0 | 0 | 0 | 0
WT | 0 | 0 | 0 | 0 | 0 | 0
IGCC | 0 | 0 | 0 | 0 | 0 | 0
DemandResponse | 0 | 0 | 0 | 0 | 0 | 0
IGCC-CCS | 0 | 0 | 0 | 0 | 0 | 0
WT_off | 0 | 0 | 0 | 0 | 0 | 0
PseudoUnit | 0 | 0 | 0 | 0 | 0 | 0
FixedInterchange | 0 | 0 | 0 | 0 | 0 | 0
CO2 Emissions (MMmetricTons): SOCO
ReportingType | 2015 | 2020 | 2025 | 2030 | 2035 | 2040
BM | 0 | 0 | 0 | 0 | 0 | 0
CC | 42.14 | 40.39 | 37.2 | 42.32 | 40.27 | 38.31
CSP | 0 | 0 | 0 | 0 | 0 | 0
CT | 0 | 0 | 0 | 0 | 0 | 0
Coal | 94.17 | 102.04 | 118 | 118 | 132.3 | 175.41
Geo | 0 | 0 | 0 | 0 | 0 | 0
H | 0 | 0 | 0 | 0 | 0 | 0
LFG | 0 | 0 | 0 | 0 | 0 | 0
Nuc | 0 | 0 | 0 | 0 | 0 | 0
PS | 0 | 0 | 0 | 0 | 0 | 0
PV | 0 | 0 | 0 | 0 | 0 | 0
PeakG | 0.24 | 0.64 | 1.16 | 1.27 | 0.9 | 0.9
PeakO | 0 | 0 | 0 | 0 | 0 | 0
ST | 0 | 0 | 0 | 0 | 0 | 0
STOG | 0 | 0 | 0 | 0 | 0 | 0
STWD | 0 | 0 | 0 | 0 | 0 | 0
WT | 0 | 0 | 0 | 0 | 0 | 0
IGCC | 0 | 0 | 0 | 0 | 0 | 0
DemandResponse | 0 | 0 | 0 | 0 | 0 | 0
IGCC-CCS | 0 | 0 | 0 | 0 | 0 | 0
WT_off | 0 | 0 | 0 | 0 | 0 | 0
PseudoUnit | 0 | 0 | 0 | 0 | 0 | 0
FixedInterchange | 0 | 0 | 0 | 0 | 0 | 0
CO2 Emissions (MMmetricTons): SPP_N
ReportingType | 2015 | 2020 | 2025 | 2030 | 2035 | 2040
BM | 0 | 0 | 0 | 0 | 0 | 0
CC | 2.47 | 4.55 | 4.31 | 3.56 | 2.54 | 1.8
CSP | 0 | 0 | 0 | 0 | 0 | 0
CT | 0 | 0 | 0 | 0 | 0 | 0
Coal | 62.42 | 62.3 | 62.41 | 62.41 | 62.41 | 71.04
Geo | 0 | 0 | 0 | 0 | 0 | 0
H | 0 | 0 | 0 | 0 | 0 | 0
LFG | 0 | 0 | 0 | 0 | 0 | 0
Nuc | 0 | 0 | 0 | 0 | 0 | 0
PS | 0 | 0 | 0 | 0 | 0 | 0
PV | 0 | 0 | 0 | 0 | 0 | 0
PeakG | 0.01 | 0.05 | 0.12 | 0.22 | 0.25 | 0.22
PeakO | 0 | 0 | 0 | 0 | 0 | 0
ST | 0 | 0 | 0 | 0 | 0 | 0
STOG | 0.2 | 0.27 | 0.39 | 0.41 | 0.4 | 0.39
STWD | 0 | 0 | 0 | 0 | 0 | 0
WT | 0 | 0 | 0 | 0 | 0 | 0
IGCC | 0 | 0 | 0 | 0 | 0 | 0
DemandResponse | 0 | 0 | 0 | 0 | 0 | 0
IGCC-CCS | 0 | 0 | 0 | 0 | 0 | 0
WT_off | 0 | 0 | 0 | 0 | 0 | 0
PseudoUnit | 0 | 0 | 0 | 0 | 0 | 0
FixedInterchange | 0 | 0 | 0 | 0 | 0 | 0
CO2 Emissions (MMmetricTons): SPP_S
ReportingType | 2015 | 2020 | 2025 | 2030 | 2035 | 2040
BM | 0 | 0 | 0 | 0 | 0 | 0
CC | 15.37 | 19.06 | 18.47 | 18.48 | 9.12 | 8.56
CSP | 0 | 0 | 0 | 0 | 0 | 0
CT | 0.02 | 0.04 | 0.08 | 0.05 | 0 | 0
Coal | 88.28 | 81.91 | 90.99 | 94.39 | 93.99 | 93.25
Geo | 0 | 0 | 0 | 0 | 0 | 0
H | 0 | 0 | 0 | 0 | 0 | 0
LFG | 0 | 0 | 0 | 0 | 0 | 0
Nuc | 0 | 0 | 0 | 0 | 0 | 0
PS | 0 | 0 | 0 | 0 | 0 | 0
PV | 0 | 0 | 0 | 0 | 0 | 0
PeakG | 0 | 0 | 0.06 | 0.02 | 0 | 0
PeakO | 0 | 0 | 0 | 0 | 0 | 0
ST | 0 | 0 | 0 | 0 | 0 | 0
STOG | 1.21 | 1.23 | 1.44 | 1.35 | 0.55 | 0.7
STWD | 0 | 0 | 0 | 0 | 0 | 0
WT | 0 | 0 | 0 | 0 | 0 | 0
IGCC | 0 | 0 | 0 | 0 | 0 | 0
DemandResponse | 0 | 0 | 0 | 0 | 0 | 0
IGCC-CCS | 0 | 0 | 0 | 0 | 0 | 0
WT_off | 0 | 0 | 0 | 0 | 0 | 0
PseudoUnit | 0 | 0 | 0 | 0 | 0 | 0
FixedInterchange | 0 | 0 | 0 | 0 | 0 | 0
CO2 Emissions (MMmetricTons): TVA
ReportingType | 2015 | 2020 | 2025 | 2030 | 2035 | 2040
BM | 0 | 0 | 0 | 0 | 0 | 0
CC | 7.39 | 4.55 | 4.28 | 7.1 | 7.49 | 6.17
CSP | 0 | 0 | 0 | 0 | 0 | 0
CT | 0 | 0.14 | 0.14 | 0.26 | 0.24 | 0.26
Coal | 79.87 | 73.67 | 76.17 | 76.94 | 92.89 | 111.09
Geo | 0 | 0 | 0 | 0 | 0 | 0
H | 0 | 0 | 0 | 0 | 0 | 0
LFG | 0 | 0 | 0 | 0 | 0 | 0
Nuc | 0 | 0 | 0 | 0 | 0 | 0
PS | 0 | 0 | 0 | 0 | 0 | 0
PV | 0 | 0 | 0 | 0 | 0 | 0
PeakG | 0 | 0 | 0.02 | 0.02 | 0.03 | 0.03
PeakO | 0 | 0 | 0 | 0 | 0 | 0
ST | 0 | 0 | 0 | 0 | 0 | 0
STOG | 0 | 0 | 0 | 0 | 0 | 0
STWD | 0 | 0 | 0 | 0 | 0 | 0
WT | 0 | 0 | 0 | 0 | 0 | 0
IGCC | 0 | 0 | 0 | 0 | 0 | 0
DemandResponse | 0 | 0 | 0 | 0 | 0 | 0
IGCC-CCS | 0 | 0 | 0 | 0 | 0 | 0
WT_off | 0 | 0 | 0 | 0 | 0 | 0
PseudoUnit | 0 | 0 | 0 | 0 | 0 | 0
FixedInterchange | 0 | 0 | 0 | 0 | 0 | 0
CO2 Emissions (MMmetricTons): TVA_Transmission
ReportingType | 2015 | 2020 | 2025 | 2030 | 2035 | 2040
BM | 0 | 0 | 0 | 0 | 0 | 0
CC | 0 | 0 | 0 | 0 | 0 | 0
CSP | 0 | 0 | 0 | 0 | 0 | 0
CT | 0 | 0 | 0 | 0 | 0 | 0
Coal | 0 | 0 | 0 | 0 | 0 | 0
Geo | 0 | 0 | 0 | 0 | 0 | 0
H | 0 | 0 | 0 | 0 | 0 | 0
LFG | 0 | 0 | 0 | 0 | 0 | 0
Nuc | 0 | 0 | 0 | 0 | 0 | 0
PS | 0 | 0 | 0 | 0 | 0 | 0
PV | 0 | 0 | 0 | 0 | 0 | 0
PeakG | 0 | 0 | 0 | 0 | 0 | 0
PeakO | 0 | 0 | 0 | 0 | 0 | 0
ST | 0 | 0 | 0 | 0 | 0 | 0
STOG | 0 | 0 | 0 | 0 | 0 | 0
STWD | 0 | 0 | 0 | 0 | 0 | 0
WT | 0 | 0 | 0 | 0 | 0 | 0
IGCC | 0 | 0 | 0 | 0 | 0 | 0
DemandResponse | 0 | 0 | 0 | 0 | 0 | 0
IGCC-CCS | 0 | 0 | 0 | 0 | 0 | 0
WT_off | 0 | 0 | 0 | 0 | 0 | 0
PseudoUnit | 0 | 0 | 0 | 0 | 0 | 0
FixedInterchange | 0 | 0 | 0 | 0 | 0 | 0
CO2 Emissions (MMmetricTons): VACAR
ReportingType | 2015 | 2020 | 2025 | 2030 | 2035 | 2040
BM | 0 | 0 | 0 | 0 | 0 | 0
CC | 14.01 | 12.81 | 7.85 | 8.23 | 18.28 | 27.36
CSP | 0 | 0 | 0 | 0 | 0 | 0
CT | 0.04 | 0.04 | 0.05 | 0.08 | 0.16 | 0.21
Coal | 76.97 | 68.46 | 86.68 | 93.96 | 104.14 | 105.52
Geo | 0 | 0 | 0 | 0 | 0 | 0
H | 0 | 0 | 0 | 0 | 0 | 0
LFG | 0 | 0 | 0 | 0 | 0 | 0
Nuc | 0 | 0 | 0 | 0 | 0 | 0
PS | 0 | 0 | 0 | 0 | 0 | 0
PV | 0 | 0 | 0 | 0 | 0 | 0
PeakG | 0.07 | 0.12 | 0.19 | 0.24 | 0.22 | 0.22
PeakO | 0 | 0 | 0 | 0 | 0 | 0
ST | 0 | 0 | 0 | 0 | 0 | 0
STOG | 0 | 0 | 0 | 0 | 0 | 0
STWD | 0 | 0 | 0 | 0 | 0 | 0
WT | 0 | 0 | 0 | 0 | 0 | 0
IGCC | 0 | 0 | 0 | 0 | 0 | 0
DemandResponse | 0 | 0 | 0 | 0 | 0 | 0
IGCC-CCS | 0 | 0 | 0 | 0 | 0 | 0
WT_off | 0 | 0 | 0 | 0 | 0 | 0
PseudoUnit | 0 | 0 | 0 | 0 | 0 | 0
FixedInterchange | 0 | 0 | 0 | 0 | 0 | 0
CO2 Emissions (MMmetricTons): IESO
ReportingType | 2015 | 2020 | 2025 | 2030 | 2035 | 2040
BM | 0 | 0 | 0 | 0 | 0 | 0
CC | 0.18 | 0.26 | 0.43 | 0.73 | 2.91 | 7.37
CSP | 0 | 0 | 0 | 0 | 0 | 0
CT | 0 | 0 | 0 | 0 | 0.01 | 0.04
Coal | 0 | 0 | 0 | 0 | 0 | 0
Geo | 0 | 0 | 0 | 0 | 0 | 0
H | 0 | 0 | 0 | 0 | 0 | 0
LFG | 0 | 0 | 0 | 0 | 0 | 0
Nuc | 0 | 0 | 0 | 0 | 0 | 0
PS | 0 | 0 | 0 | 0 | 0 | 0
PV | 0 | 0 | 0 | 0 | 0 | 0
PeakG | 0 | 0 | 0 | 0 | 0 | 0.01
PeakO | 0 | 0 | 0 | 0 | 0 | 0
ST | 0 | 0 | 0 | 0 | 0 | 0
STOG | 0 | 0 | 0 | 0 | 0 | 0
STWD | 0 | 0 | 0 | 0 | 0 | 0
WT | 0 | 0 | 0 | 0 | 0 | 0
IGCC | 0 | 0 | 0 | 0 | 0 | 0
DemandResponse | 0 | 0 | 0 | 0 | 0 | 0
IGCC-CCS | 0 | 0 | 0 | 0 | 0 | 0
WT_off | 0 | 0 | 0 | 0 | 0 | 0
PseudoUnit | 0 | 0 | 0 | 0 | 0 | 0
FixedInterchange | 0 | 0 | 0 | 0 | 0 | 0
CO2 Emissions (MMmetricTons): MAPP_CA
ReportingType | 2015 | 2020 | 2025 | 2030 | 2035 | 2040
BM | 0 | 0 | 0 | 0 | 0 | 0
CC | 1.3 | 1.51 | 1.13 | 0.62 | 0.44 | 0.29
CSP | 0 | 0 | 0 | 0 | 0 | 0
CT | 0.02 | 0 | 0 | 0 | 0 | 0
Coal | 0.4 | 0.44 | 1.67 | 0 | 0 | 0
Geo | 0 | 0 | 0 | 0 | 0 | 0
H | 0 | 0 | 0 | 0 | 0 | 0
LFG | 0 | 0 | 0 | 0 | 0 | 0
Nuc | 0 | 0 | 0 | 0 | 0 | 0
PS | 0 | 0 | 0 | 0 | 0 | 0
PV | 0 | 0 | 0 | 0 | 0 | 0
PeakG | 0 | 0 | 0 | 0 | 0 | 0
PeakO | 0 | 0 | 0 | 0 | 0 | 0
ST | 0 | 0 | 0 | 0 | 0 | 0
STOG | 0 | 0 | 0 | 0 | 0 | 0
STWD | 0 | 0 | 0 | 0 | 0 | 0
WT | 0 | 0 | 0 | 0 | 0 | 0
IGCC | 0 | 0 | 0 | 0 | 0 | 0
DemandResponse | 0 | 0 | 0 | 0 | 0 | 0
IGCC-CCS | 0 | 0 | 0 | 0 | 0 | 0
WT_off | 0 | 0 | 0 | 0 | 0 | 0
PseudoUnit | 0 | 0 | 0 | 0 | 0 | 0
FixedInterchange | 0 | 0 | 0 | 0 | 0 | 0
CO2 Emissions (MMmetricTons): AZ_NM_SNV_Coal
ReportingType | 2015 | 2020 | 2025 | 2030 | 2035 | 2040
BM | 0 | 0 | 0 | 0 | 0 | 0
CC | 0 | 0 | 0 | 0 | 0 | 0
CSP | 0 | 0 | 0 | 0 | 0 | 0
CT | 0 | 0 | 0 | 0 | 0 | 0
Coal | 72.38 | 73.03 | 73.03 | 73.03 | 94.98 | 113.26
Geo | 0 | 0 | 0 | 0 | 0 | 0
H | 0 | 0 | 0 | 0 | 0 | 0
LFG | 0 | 0 | 0 | 0 | 0 | 0
Nuc | 0 | 0 | 0 | 0 | 0 | 0
PS | 0 | 0 | 0 | 0 | 0 | 0
PV | 0 | 0 | 0 | 0 | 0 | 0
PeakG | 0 | 0 | 0 | 0 | 0 | 0
PeakO | 0 | 0 | 0 | 0 | 0 | 0
ST | 0 | 0 | 0 | 0 | 0 | 0
STOG | 0 | 0 | 0 | 0 | 0 | 0
STWD | 0 | 0 | 0 | 0 | 0 | 0
WT | 0 | 0 | 0 | 0 | 0 | 0
IGCC | 0 | 0 | 0 | 0 | 0 | 0
DemandResponse | 0 | 0 | 0 | 0 | 0 | 0
IGCC-CCS | 0 | 0 | 0 | 0 | 0 | 0
WT_off | 0 | 0 | 0 | 0 | 0 | 0
PseudoUnit | 0 | 0 | 0 | 0 | 0 | 0
FixedInterchange | 0 | 0 | 0 | 0 | 0 | 0
CO2 Emissions (MMmetricTons): AZ_NM_SNV_Gas
ReportingType | 2015 | 2020 | 2025 | 2030 | 2035 | 2040
BM | 0 | 0 | 0 | 0 | 0 | 0
CC | 39.84 | 42.26 | 42.64 | 48.11 | 47.85 | 40.79
CSP | 0 | 0 | 0 | 0 | 0 | 0
CT | 0 | 0 | 0.08 | 0.16 | 0 | 0
Coal | 0 | 0 | 0 | 0 | 0 | 0
Geo | 0 | 0 | 0 | 0 | 0 | 0
H | 0 | 0 | 0 | 0 | 0 | 0
LFG | 0 | 0 | 0 | 0 | 0 | 0
Nuc | 0 | 0 | 0 | 0 | 0 | 0
PS | 0 | 0 | 0 | 0 | 0 | 0
PV | 0 | 0 | 0 | 0 | 0 | 0
PeakG | 0 | 0 | 0.19 | 0.33 | 0.31 | 0.31
PeakO | 0 | 0 | 0 | 0 | 0 | 0
ST | 0 | 0 | 0 | 0 | 0 | 0
STOG | 0 | 0 | 0 | 0 | 0 | 0
STWD | 0 | 0 | 0 | 0 | 0 | 0
WT | 0 | 0 | 0 | 0 | 0 | 0
IGCC | 0 | 0 | 0 | 0 | 0 | 0
DemandResponse | 0 | 0 | 0 | 0 | 0 | 0
IGCC-CCS | 0 | 0 | 0 | 0 | 0 | 0
WT_off | 0 | 0 | 0 | 0 | 0 | 0
PseudoUnit | 0 | 0 | 0 | 0 | 0 | 0
FixedInterchange | 0 | 0 | 0 | 0 | 0 | 0
CO2 Emissions (MMmetricTons): AZ_NM_SNV_NucRenew
ReportingType | 2015 | 2020 | 2025 | 2030 | 2035 | 2040
BM | 0 | 0 | 0 | 0 | 0 | 0
CC | 0 | 0 | 0 | 0 | 0 | 0
CSP | 0 | 0 | 0 | 0 | 0 | 0
CT | 0 | 0 | 0 | 0 | 0 | 0
Coal | 0 | 0 | 0 | 0 | 0 | 0
Geo | 0 | 0 | 0 | 0 | 0 | 0
H | 0 | 0 | 0 | 0 | 0 | 0
LFG | 0 | 0 | 0 | 0 | 0 | 0
Nuc | 0 | 0 | 0 | 0 | 0 | 0
PS | 0 | 0 | 0 | 0 | 0 | 0
PV | 0 | 0 | 0 | 0 | 0 | 0
PeakG | 0 | 0 | 0 | 0 | 0 | 0
PeakO | 0 | 0 | 0 | 0 | 0 | 0
ST | 0 | 0 | 0 | 0 | 0 | 0
STOG | 0 | 0 | 0 | 0 | 0 | 0
STWD | 0 | 0 | 0 | 0 | 0 | 0
WT | 0 | 0 | 0 | 0 | 0 | 0
IGCC | 0 | 0 | 0 | 0 | 0 | 0
DemandResponse | 0 | 0 | 0 | 0 | 0 | 0
IGCC-CCS | 0 | 0 | 0 | 0 | 0 | 0
WT_off | 0 | 0 | 0 | 0 | 0 | 0
PseudoUnit | 0 | 0 | 0 | 0 | 0 | 0
FixedInterchange | 0 | 0 | 0 | 0 | 0 | 0
CO2 Emissions (MMmetricTons): ERCOT
ReportingType | 2015 | 2020 | 2025 | 2030 | 2035 | 2040
BM | 0 | 0 | 0 | 0 | 0 | 0
CC | 56.8 | 61.41 | 60.3 | 63.88 | 68.59 | 73.8
CSP | 0 | 0 | 0 | 0 | 0 | 0
CT | 0 | 0 | 0.01 | 0 | 0 | 0
Coal | 115.97 | 129.04 | 143.25 | 143.25 | 143.25 | 143.25
Geo | 0 | 0 | 0 | 0 | 0 | 0
H | 0 | 0 | 0 | 0 | 0 | 0
LFG | 0 | 0 | 0 | 0 | 0 | 0
Nuc | 0 | 0 | 0 | 0 | 0 | 0
PS | 0 | 0 | 0 | 0 | 0 | 0
PV | 0 | 0 | 0 | 0 | 0 | 0
PeakG | 0 | 0.01 | 0.06 | 0.06 | 0.04 | 0.04
PeakO | 0 | 0 | 0 | 0 | 0 | 0
ST | 0 | 0 | 0 | 0 | 0 | 0
STOG | 2.19 | 2.83 | 3.71 | 3.46 | 3.09 | 2.87
STWD | 0 | 0 | 0 | 0 | 0 | 0
WT | 0 | 0 | 0 | 0 | 0 | 0
IGCC | 0 | 0 | 0 | 0 | 0 | 0
DemandResponse | 0 | 0 | 0 | 0 | 0 | 0
IGCC-CCS | 0 | 0 | 0 | 0 | 0 | 0
WT_off | 0 | 0 | 0 | 0 | 0 | 0
PseudoUnit | 0 | 0 | 0 | 0 | 0 | 0
FixedInterchange | 0 | 0 | 0 | 0 | 0 | 0
CO2 Emissions (MMmetricTons): NP15
ReportingType | 2015 | 2020 | 2025 | 2030 | 2035 | 2040
BM | 0 | 0 | 0 | 0 | 0 | 0
CC | 13.95 | 8.21 | 13 | 9.25 | 2.95 | 0.36
CSP | 0 | 0 | 0 | 0 | 0 | 0
CT | 0 | 0 | 0 | 0 | 0 | 0
Coal | 0.24 | 0.24 | 0.24 | 0.24 | 0 | 0
Geo | 0 | 0 | 0 | 0 | 0 | 0
H | 0 | 0 | 0 | 0 | 0 | 0
LFG | 0 | 0 | 0 | 0 | 0 | 0
Nuc | 0 | 0 | 0 | 0 | 0 | 0
PS | 0 | 0 | 0 | 0 | 0 | 0
PV | 0 | 0 | 0 | 0 | 0 | 0
PeakG | 0 | 0 | 0 | 0 | 0 | 0
PeakO | 0 | 0 | 0 | 0 | 0 | 0
ST | 0 | 0 | 0 | 0 | 0 | 0
STOG | 0.07 | 0.04 | 0.1 | 0.13 | 0.01 | 0
STWD | 0 | 0 | 0 | 0 | 0 | 0
WT | 0 | 0 | 0 | 0 | 0 | 0
IGCC | 0 | 0 | 0 | 0 | 0 | 0
DemandResponse | 0 | 0 | 0 | 0 | 0 | 0
IGCC-CCS | 0 | 0 | 0 | 0 | 0 | 0
WT_off | 0 | 0 | 0 | 0 | 0 | 0
PseudoUnit | 0 | 0 | 0 | 0 | 0 | 0
FixedInterchange | 0 | 0 | 0 | 0 | 0 | 0
CO2 Emissions (MMmetricTons): NWPP_Coal
ReportingType | 2015 | 2020 | 2025 | 2030 | 2035 | 2040
BM | 0 | 0 | 0 | 0 | 0 | 0
CC | 0 | 0 | 0 | 0 | 0 | 0
CSP | 0 | 0 | 0 | 0 | 0 | 0
CT | 0 | 0 | 0 | 0 | 0 | 0
Coal | 98.84 | 98.95 | 98.95 | 98.95 | 98.5 | 98.31
Geo | 0 | 0 | 0 | 0 | 0 | 0
H | 0 | 0 | 0 | 0 | 0 | 0
LFG | 0 | 0 | 0 | 0 | 0 | 0
Nuc | 0 | 0 | 0 | 0 | 0 | 0
PS | 0 | 0 | 0 | 0 | 0 | 0
PV | 0 | 0 | 0 | 0 | 0 | 0
PeakG | 0 | 0 | 0 | 0 | 0 | 0
PeakO | 0 | 0 | 0 | 0 | 0 | 0
ST | 0 | 0 | 0 | 0 | 0 | 0
STOG | 0 | 0 | 0 | 0 | 0 | 0
STWD | 0 | 0 | 0 | 0 | 0 | 0
WT | 0 | 0 | 0 | 0 | 0 | 0
IGCC | 0 | 0 | 0 | 0 | 0 | 0
DemandResponse | 0 | 0 | 0 | 0 | 0 | 0
IGCC-CCS | 0 | 0 | 0 | 0 | 0 | 0
WT_off | 0 | 0 | 0 | 0 | 0 | 0
PseudoUnit | 0 | 0 | 0 | 0 | 0 | 0
FixedInterchange | 0 | 0 | 0 | 0 | 0 | 0
CO2 Emissions (MMmetricTons): NWPP_Gas
ReportingType | 2015 | 2020 | 2025 | 2030 | 2035 | 2040
BM | 0 | 0 | 0 | 0 | 0 | 0
CC | 19.17 | 19.17 | 19.17 | 30.47 | 30.47 | 30.47
CSP | 0 | 0 | 0 | 0 | 0 | 0
CT | 0 | 0 | 0 | 0 | 0 | 0
Coal | 0 | 0 | 0 | 0 | 3.43 | 9.99
Geo | 0 | 0 | 0 | 0 | 0 | 0
H | 0 | 0 | 0 | 0 | 0 | 0
LFG | 0 | 0 | 0 | 0 | 0 | 0
Nuc | 0 | 0 | 0 | 0 | 0 | 0
PS | 0 | 0 | 0 | 0 | 0 | 0
PV | 0 | 0 | 0 | 0 | 0 | 0
PeakG | 0 | 0 | 0 | 0 | 0 | 0
PeakO | 0 | 0 | 0 | 0 | 0 | 0
ST | 0 | 0 | 0 | 0 | 0 | 0
STOG | 0 | 0 | 0 | 0 | 0 | 0
STWD | 0 | 0 | 0 | 0 | 0 | 0
WT | 0 | 0 | 0 | 0 | 0 | 0
IGCC | 0 | 0 | 0 | 0 | 0 | 0
DemandResponse | 0 | 0 | 0 | 0 | 0 | 0
IGCC-CCS | 0 | 0 | 0 | 0 | 0 | 0
WT_off | 0 | 0 | 0 | 0 | 0 | 0
PseudoUnit | 0 | 0 | 0 | 0 | 0 | 0
FixedInterchange | 0 | 0 | 0 | 0 | 0 | 0
CO2 Emissions (MMmetricTons): NWPP_NucRenew
ReportingType | 2015 | 2020 | 2025 | 2030 | 2035 | 2040
BM | 0 | 0 | 0 | 0 | 0 | 0
CC | 0 | 0 | 0 | 0 | 0 | 0
CSP | 0 | 0 | 0 | 0 | 0 | 0
CT | 0 | 0 | 0 | 0 | 0 | 0
Coal | 0 | 0 | 0 | 0 | 0 | 0
Geo | 0 | 0 | 0 | 0 | 0 | 0
H | 0 | 0 | 0 | 0 | 0 | 0
LFG | 0 | 0 | 0 | 0 | 0 | 0
Nuc | 0 | 0 | 0 | 0 | 0 | 0
PS | 0 | 0 | 0 | 0 | 0 | 0
PV | 0 | 0 | 0 | 0 | 0 | 0
PeakG | 0 | 0 | 0 | 0 | 0 | 0
PeakO | 0 | 0 | 0 | 0 | 0 | 0
ST | 0 | 0 | 0 | 0 | 0 | 0
STOG | 0 | 0 | 0 | 0 | 0 | 0
STWD | 0 | 0 | 0 | 0 | 0 | 0
WT | 0 | 0 | 0 | 0 | 0 | 0
IGCC | 0 | 0 | 0 | 0 | 0 | 0
DemandResponse | 0 | 0 | 0 | 0 | 0 | 0
IGCC-CCS | 0 | 0 | 0 | 0 | 0 | 0
WT_off | 0 | 0 | 0 | 0 | 0 | 0
PseudoUnit | 0 | 0 | 0 | 0 | 0 | 0
FixedInterchange | 0 | 0 | 0 | 0 | 0 | 0
CO2 Emissions (MMmetricTons): RMPA
ReportingType | 2015 | 2020 | 2025 | 2030 | 2035 | 2040
BM | 0 | 0 | 0 | 0 | 0 | 0
CC | 2.15 | 3.4 | 1.31 | 1.39 | 1.34 | 1.05
CSP | 0 | 0 | 0 | 0 | 0 | 0
CT | 0 | 0 | 0 | 0 | 0 | 0
Coal | 55.62 | 54.54 | 51.96 | 53.97 | 62.83 | 70.96
Geo | 0 | 0 | 0 | 0 | 0 | 0
H | 0 | 0 | 0 | 0 | 0 | 0
LFG | 0 | 0 | 0 | 0 | 0 | 0
Nuc | 0 | 0 | 0 | 0 | 0 | 0
PS | 0 | 0 | 0 | 0 | 0 | 0
PV | 0 | 0 | 0 | 0 | 0 | 0
PeakG | 0 | 0.03 | 0 | 0.03 | 0.03 | 0.03
PeakO | 0 | 0 | 0 | 0 | 0 | 0
ST | 0 | 0 | 0 | 0 | 0 | 0
STOG | 0 | 0 | 0 | 0 | 0 | 0
STWD | 0 | 0 | 0 | 0 | 0 | 0
WT | 0 | 0 | 0 | 0 | 0 | 0
IGCC | 0 | 0 | 0 | 0 | 0 | 0
DemandResponse | 0 | 0 | 0 | 0 | 0 | 0
IGCC-CCS | 0 | 0 | 0 | 0 | 0 | 0
WT_off | 0 | 0 | 0 | 0 | 0 | 0
PseudoUnit | 0 | 0 | 0 | 0 | 0 | 0
FixedInterchange | 0 | 0 | 0 | 0 | 0 | 0
CO2 Emissions (MMmetricTons): SP15
ReportingType | 2015 | 2020 | 2025 | 2030 | 2035 | 2040
BM | 0 | 0 | 0 | 0 | 0 | 0
CC | 9.21 | 7.09 | 8.24 | 7.17 | 5.43 | 3.01
CSP | 0 | 0 | 0 | 0 | 0 | 0
CT | 0 | 0 | 0 | 0 | 0 | 0
Coal | 0.81 | 0.81 | 0.81 | 0.72 | 0.37 | 0
Geo | 0 | 0 | 0 | 0 | 0 | 0
H | 0 | 0 | 0 | 0 | 0 | 0
LFG | 0 | 0 | 0 | 0 | 0 | 0
Nuc | 0 | 0 | 0 | 0 | 0 | 0
PS | 0 | 0 | 0 | 0 | 0 | 0
PV | 0 | 0 | 0 | 0 | 0 | 0
PeakG | 0 | 0 | 0 | 0 | 0 | 0
PeakO | 0 | 0 | 0 | 0 | 0 | 0
ST | 0 | 0 | 0 | 0 | 0 | 0
STOG | 0.1 | 0.19 | 0.09 | 0.19 | 0.28 | 0.25
STWD | 0 | 0 | 0 | 0 | 0 | 0
WT | 0 | 0 | 0 | 0 | 0 | 0
IGCC | 0 | 0 | 0 | 0 | 0 | 0
DemandResponse | 0 | 0 | 0 | 0 | 0 | 0
IGCC-CCS | 0 | 0 | 0 | 0 | 0 | 0
WT_off | 0 | 0 | 0 | 0 | 0 | 0
PseudoUnit | 0 | 0 | 0 | 0 | 0 | 0
FixedInterchange | 0 | 0 | 0 | 0 | 0 | 0
CO2 Emissions (MMmetricTons): ALB
ReportingType | 2015 | 2020 | 2025 | 2030 | 2035 | 2040
BM | 0 | 0 | 0 | 0 | 0 | 0
CC | 7.33 | 9.3 | 11.04 | 12.93 | 15.03 | 14.36
CSP | 0 | 0 | 0 | 0 | 0 | 0
CT | 0 | 0 | 0 | 0 | 0 | 0
Coal | 45.36 | 45.36 | 45.36 | 45.36 | 45.36 | 45.36
Geo | 0 | 0 | 0 | 0 | 0 | 0
H | 0 | 0 | 0 | 0 | 0 | 0
LFG | 0 | 0 | 0 | 0 | 0 | 0
Nuc | 0 | 0 | 0 | 0 | 0 | 0
PS | 0 | 0 | 0 | 0 | 0 | 0
PV | 0 | 0 | 0 | 0 | 0 | 0
PeakG | 0 | 0 | 0 | 0 | 0 | 0
PeakO | 0 | 0 | 0 | 0 | 0 | 0
ST | 0 | 0 | 0 | 0 | 0 | 0
STOG | 0 | 0 | 0 | 0 | 0 | 0
STWD | 0 | 0 | 0 | 0 | 0 | 0
WT | 0 | 0 | 0 | 0 | 0 | 0
IGCC | 0 | 0 | 0 | 0 | 0 | 0
DemandResponse | 0 | 0 | 0 | 0 | 0 | 0
IGCC-CCS | 0 | 0 | 0 | 0 | 0 | 0
WT_off | 0 | 0 | 0 | 0 | 0 | 0
PseudoUnit | 0 | 0 | 0 | 0 | 0 | 0
FixedInterchange | 0 | 0 | 0 | 0 | 0 | 0
CO2 Emissions (MMmetricTons): BC
ReportingType | 2015 | 2020 | 2025 | 2030 | 2035 | 2040
BM | 0 | 0 | 0 | 0 | 0 | 0
CC | 3.59 | 4.88 | 6.55 | 7.88 | 9.89 | 9.89
CSP | 0 | 0 | 0 | 0 | 0 | 0
CT | 0 | 0 | 0 | 0 | 0 | 0
Coal | 0 | 0 | 0 | 0 | 0 | 0
Geo | 0 | 0 | 0 | 0 | 0 | 0
H | 0 | 0 | 0 | 0 | 0 | 0
LFG | 0 | 0 | 0 | 0 | 0 | 0
Nuc | 0 | 0 | 0 | 0 | 0 | 0
PS | 0 | 0 | 0 | 0 | 0 | 0
PV | 0 | 0 | 0 | 0 | 0 | 0
PeakG | 0 | 0 | 0 | 0 | 0 | 0
PeakO | 0 | 0 | 0 | 0 | 0 | 0
ST | 0 | 0 | 0 | 0 | 0 | 0
STOG | 0 | 0 | 0 | 0 | 0 | 0
STWD | 0 | 0 | 0 | 0 | 0 | 0
WT | 0 | 0 | 0 | 0 | 0 | 0
IGCC | 0 | 0 | 0 | 0 | 0 | 0
DemandResponse | 0 | 0 | 0 | 0 | 0 | 0
IGCC-CCS | 0 | 0 | 0 | 0 | 0 | 0
WT_off | 0 | 0 | 0 | 0 | 0 | 0
PseudoUnit | 0 | 0 | 0 | 0 | 0 | 0
FixedInterchange | 0 | 0 | 0 | 0 | 0 | 0
CO2 Emissions (MMmetricTons): HQ_IESO
ReportingType | 2015 | 2020 | 2025 | 2030 | 2035 | 2040
BM | 0 | 0 | 0 | 0 | 0 | 0
CC | 0 | 0 | 0 | 0 | 0 | 0
CSP | 0 | 0 | 0 | 0 | 0 | 0
CT | 0 | 0 | 0 | 0 | 0 | 0
Coal | 0 | 0 | 0 | 0 | 0 | 0
Geo | 0 | 0 | 0 | 0 | 0 | 0
H | 0 | 0 | 0 | 0 | 0 | 0
LFG | 0 | 0 | 0 | 0 | 0 | 0
Nuc | 0 | 0 | 0 | 0 | 0 | 0
PS | 0 | 0 | 0 | 0 | 0 | 0
PV | 0 | 0 | 0 | 0 | 0 | 0
PeakG | 0 | 0 | 0 | 0 | 0 | 0
PeakO | 0 | 0 | 0 | 0 | 0 | 0
ST | 0 | 0 | 0 | 0 | 0 | 0
STOG | 0 | 0 | 0 | 0 | 0 | 0
STWD | 0 | 0 | 0 | 0 | 0 | 0
WT | 0 | 0 | 0 | 0 | 0 | 0
IGCC | 0 | 0 | 0 | 0 | 0 | 0
DemandResponse | 0 | 0 | 0 | 0 | 0 | 0
IGCC-CCS | 0 | 0 | 0 | 0 | 0 | 0
WT_off | 0 | 0 | 0 | 0 | 0 | 0
PseudoUnit | 0 | 0 | 0 | 0 | 0 | 0
FixedInterchange | 0 | 0 | 0 | 0 | 0 | 0
CO2 Emissions (MMmetricTons): HQ_NEISO
ReportingType | 2015 | 2020 | 2025 | 2030 | 2035 | 2040
BM | 0 | 0 | 0 | 0 | 0 | 0
CC | 0 | 0 | 0 | 0 | 0 | 0
CSP | 0 | 0 | 0 | 0 | 0 | 0
CT | 0 | 0 | 0 | 0 | 0 | 0
Coal | 0 | 0 | 0 | 0 | 0 | 0
Geo | 0 | 0 | 0 | 0 | 0 | 0
H | 0 | 0 | 0 | 0 | 0 | 0
LFG | 0 | 0 | 0 | 0 | 0 | 0
Nuc | 0 | 0 | 0 | 0 | 0 | 0
PS | 0 | 0 | 0 | 0 | 0 | 0
PV | 0 | 0 | 0 | 0 | 0 | 0
PeakG | 0 | 0 | 0 | 0 | 0 | 0
PeakO | 0 | 0 | 0 | 0 | 0 | 0
ST | 0 | 0 | 0 | 0 | 0 | 0
STOG | 0 | 0 | 0 | 0 | 0 | 0
STWD | 0 | 0 | 0 | 0 | 0 | 0
WT | 0 | 0 | 0 | 0 | 0 | 0
IGCC | 0 | 0 | 0 | 0 | 0 | 0
DemandResponse | 0 | 0 | 0 | 0 | 0 | 0
IGCC-CCS | 0 | 0 | 0 | 0 | 0 | 0
WT_off | 0 | 0 | 0 | 0 | 0 | 0
PseudoUnit | 0 | 0 | 0 | 0 | 0 | 0
FixedInterchange | 0 | 0 | 0 | 0 | 0 | 0
CO2 Emissions (MMmetricTons): HQ_NY
ReportingType | 2015 | 2020 | 2025 | 2030 | 2035 | 2040
BM | 0 | 0 | 0 | 0 | 0 | 0
CC | 0 | 0 | 0 | 0 | 0 | 0
CSP | 0 | 0 | 0 | 0 | 0 | 0
CT | 0 | 0 | 0 | 0 | 0 | 0
Coal | 0 | 0 | 0 | 0 | 0 | 0
Geo | 0 | 0 | 0 | 0 | 0 | 0
H | 0 | 0 | 0 | 0 | 0 | 0
LFG | 0 | 0 | 0 | 0 | 0 | 0
Nuc | 0 | 0 | 0 | 0 | 0 | 0
PS | 0 | 0 | 0 | 0 | 0 | 0
PV | 0 | 0 | 0 | 0 | 0 | 0
PeakG | 0 | 0 | 0 | 0 | 0 | 0
PeakO | 0 | 0 | 0 | 0 | 0 | 0
ST | 0 | 0 | 0 | 0 | 0 | 0
STOG | 0 | 0 | 0 | 0 | 0 | 0
STWD | 0 | 0 | 0 | 0 | 0 | 0
WT | 0 | 0 | 0 | 0 | 0 | 0
IGCC | 0 | 0 | 0 | 0 | 0 | 0
DemandResponse | 0 | 0 | 0 | 0 | 0 | 0
IGCC-CCS | 0 | 0 | 0 | 0 | 0 | 0
WT_off | 0 | 0 | 0 | 0 | 0 | 0
PseudoUnit | 0 | 0 | 0 | 0 | 0 | 0
FixedInterchange | 0 | 0 | 0 | 0 | 0 | 0
CO2 Emissions (MMmetricTons): MARITIMES
ReportingType | 2015 | 2020 | 2025 | 2030 | 2035 | 2040
BM | 0 | 0 | 0 | 0 | 0 | 0
CC | 0 | 0 | 0 | 0 | 0 | 0
CSP | 0 | 0 | 0 | 0 | 0 | 0
CT | 0 | 0 | 0 | 0 | 0 | 0
Coal | 0 | 0 | 0 | 0 | 0 | 0
Geo | 0 | 0 | 0 | 0 | 0 | 0
H | 0 | 0 | 0 | 0 | 0 | 0
LFG | 0 | 0 | 0 | 0 | 0 | 0
Nuc | 0 | 0 | 0 | 0 | 0 | 0
PS | 0 | 0 | 0 | 0 | 0 | 0
PV | 0 | 0 | 0 | 0 | 0 | 0
PeakG | 0 | 0 | 0 | 0 | 0 | 0
PeakO | 0 | 0 | 0 | 0 | 0 | 0
ST | 0 | 0 | 0 | 0 | 0 | 0
STOG | 0 | 0 | 0 | 0 | 0 | 0
STWD | 0 | 0 | 0 | 0 | 0 | 0
WT | 0 | 0 | 0 | 0 | 0 | 0
IGCC | 0 | 0 | 0 | 0 | 0 | 0
DemandResponse | 0 | 0 | 0 | 0 | 0 | 0
IGCC-CCS | 0 | 0 | 0 | 0 | 0 | 0
WT_off | 0 | 0 | 0 | 0 | 0 | 0
PseudoUnit | 0 | 0 | 0 | 0 | 0 | 0
FixedInterchange | 0 | 0 | 0 | 0 | 0 | 0
CO2 Emissions (MMmetricTons): All
ReportingType | 2015 | 2020 | 2025 | 2030 | 2035 | 2040
BM | 0 | 0 | 0 | 0 | 0 | 0
CC | 399.27 | 416.47 | 405.85 | 445.06 | 513.47 | 542.92
CSP | 0 | 0 | 0 | 0 | 0 | 0
CT | 0.49 | 0.95 | 1.14 | 1.48 | 1.48 | 2.06
Coal | 1713.69 | 1649.59 | 1745.34 | 1784.02 | 1903.29 | 2072.32
Geo | 0 | 0 | 0 | 0 | 0 | 0
H | 0 | 0 | 0 | 0 | 0 | 0
LFG | 0 | 0 | 0 | 0 | 0 | 0
Nuc | 0 | 0 | 0 | 0 | 0 | 0
PS | 0 | 0 | 0 | 0 | 0 | 0
PV | 0 | 0 | 0 | 0 | 0 | 0
PeakG | 1.86 | 2.61 | 4.28 | 5.07 | 4.45 | 4.17
PeakO | 0 | 0 | 0 | 0 | 0 | 0
ST | 0 | 0 | 0 | 0 | 0 | 0
STOG | 7.81 | 9.44 | 11.17 | 11.35 | 10.02 | 9.79
STWD | 0 | 0 | 0 | 0 | 0 | 0
WT | 0 | 0 | 0 | 0 | 0 | 0
IGCC | 3.76 | 3.76 | 3.76 | 3.76 | 3.76 | 3.76
DemandResponse | 0 | 0 | 0 | 0 | 0 | 0
IGCC-CCS | 0 | 0 | 0 | 0 | 0 | 0
WT_off | 0 | 0 | 0 | 0 | 0 | 0
PseudoUnit | 0 | 0 | 0 | 0 | 0 | 0
FixedInterchange | 0 | 0 | 0 | 0 | 0 | 0
CO2 Emissions (MMmetricTons): EI_US
ReportingType | 2015 | 2020 | 2025 | 2030 | 2035 | 2040
BM | 0 | 0 | 0 | 0 | 0 | 0
CC | 245.75 | 258.96 | 242.02 | 262.63 | 328.58 | 361.55
CSP | 0 | 0 | 0 | 0 | 0 | 0
CT | 0.47 | 0.95 | 1.04 | 1.31 | 1.47 | 2.02
Coal | 1324.08 | 1247.18 | 1330.06 | 1368.5 | 1454.58 | 1591.21
Geo | 0 | 0 | 0 | 0 | 0 | 0
H | 0 | 0 | 0 | 0 | 0 | 0
LFG | 0 | 0 | 0 | 0 | 0 | 0
Nuc | 0 | 0 | 0 | 0 | 0 | 0
PS | 0 | 0 | 0 | 0 | 0 | 0
PV | 0 | 0 | 0 | 0 | 0 | 0
PeakG | 1.85 | 2.58 | 4.03 | 4.64 | 4.06 | 3.77
PeakO | 0 | 0 | 0 | 0 | 0 | 0
ST | 0 | 0 | 0 | 0 | 0 | 0
STOG | 5.45 | 6.38 | 7.27 | 7.57 | 6.63 | 6.66
STWD | 0 | 0 | 0 | 0 | 0 | 0
WT | 0 | 0 | 0 | 0 | 0 | 0
IGCC | 3.76 | 3.76 | 3.76 | 3.76 | 3.76 | 3.76
DemandResponse | 0 | 0 | 0 | 0 | 0 | 0
IGCC-CCS | 0 | 0 | 0 | 0 | 0 | 0
WT_off | 0 | 0 | 0 | 0 | 0 | 0
PseudoUnit | 0 | 0 | 0 | 0 | 0 | 0
FixedInterchange | 0 | 0 | 0 | 0 | 0 | 0
CO2 Emissions (MMmetricTons): EI_Canada
ReportingType | 2015 | 2020 | 2025 | 2030 | 2035 | 2040
BM | 0 | 0 | 0 | 0 | 0 | 0
CC | 1.48 | 1.78 | 1.56 | 1.35 | 3.35 | 7.65
CSP | 0 | 0 | 0 | 0 | 0 | 0
CT | 0.02 | 0 | 0 | 0 | 0.01 | 0.04
Coal | 0.4 | 0.44 | 1.67 | 0 | 0 | 0
Geo | 0 | 0 | 0 | 0 | 0 | 0
H | 0 | 0 | 0 | 0 | 0 | 0
LFG | 0 | 0 | 0 | 0 | 0 | 0
Nuc | 0 | 0 | 0 | 0 | 0 | 0
PS | 0 | 0 | 0 | 0 | 0 | 0
PV | 0 | 0 | 0 | 0 | 0 | 0
PeakG | 0 | 0 | 0 | 0 | 0 | 0.01
PeakO | 0 | 0 | 0 | 0 | 0 | 0
ST | 0 | 0 | 0 | 0 | 0 | 0
STOG | 0 | 0 | 0 | 0 | 0 | 0
STWD | 0 | 0 | 0 | 0 | 0 | 0
WT | 0 | 0 | 0 | 0 | 0 | 0
IGCC | 0 | 0 | 0 | 0 | 0 | 0
DemandResponse | 0 | 0 | 0 | 0 | 0 | 0
IGCC-CCS | 0 | 0 | 0 | 0 | 0 | 0
WT_off | 0 | 0 | 0 | 0 | 0 | 0
PseudoUnit | 0 | 0 | 0 | 0 | 0 | 0
FixedInterchange | 0 | 0 | 0 | 0 | 0 | 0
CO2 Emissions (MMmetricTons): EI
ReportingType | 2015 | 2020 | 2025 | 2030 | 2035 | 2040
BM | 0 | 0 | 0 | 0 | 0 | 0
CC | 247.23 | 260.74 | 243.58 | 263.98 | 331.92 | 369.2
CSP | 0 | 0 | 0 | 0 | 0 | 0
CT | 0.49 | 0.95 | 1.04 | 1.31 | 1.48 | 2.06
Coal | 1324.48 | 1247.62 | 1331.73 | 1368.5 | 1454.58 | 1591.21
Geo | 0 | 0 | 0 | 0 | 0 | 0
H | 0 | 0 | 0 | 0 | 0 | 0
LFG | 0 | 0 | 0 | 0 | 0 | 0
Nuc | 0 | 0 | 0 | 0 | 0 | 0
PS | 0 | 0 | 0 | 0 | 0 | 0
PV | 0 | 0 | 0 | 0 | 0 | 0
PeakG | 1.85 | 2.58 | 4.03 | 4.64 | 4.07 | 3.78
PeakO | 0 | 0 | 0 | 0 | 0 | 0
ST | 0 | 0 | 0 | 0 | 0 | 0
STOG | 5.45 | 6.38 | 7.27 | 7.57 | 6.63 | 6.66
STWD | 0 | 0 | 0 | 0 | 0 | 0
WT | 0 | 0 | 0 | 0 | 0 | 0
IGCC | 3.76 | 3.76 | 3.76 | 3.76 | 3.76 | 3.76
DemandResponse | 0 | 0 | 0 | 0 | 0 | 0
IGCC-CCS | 0 | 0 | 0 | 0 | 0 | 0
WT_off | 0 | 0 | 0 | 0 | 0 | 0
PseudoUnit | 0 | 0 | 0 | 0 | 0 | 0
FixedInterchange | 0 | 0 | 0 | 0 | 0 | 0
CO2 Emissions (MMmetricTons): Outside_EI
ReportingType | 2015 | 2020 | 2025 | 2030 | 2035 | 2040
BM | 0 | 0 | 0 | 0 | 0 | 0
CC | 152.04 | 155.73 | 162.26 | 181.07 | 181.55 | 173.72
CSP | 0 | 0 | 0 | 0 | 0 | 0
CT | 0 | 0 | 0.1 | 0.17 | 0 | 0
Coal | 389.21 | 401.98 | 413.61 | 415.53 | 448.7 | 481.11
Geo | 0 | 0 | 0 | 0 | 0 | 0
H | 0 | 0 | 0 | 0 | 0 | 0
LFG | 0 | 0 | 0 | 0 | 0 | 0
Nuc | 0 | 0 | 0 | 0 | 0 | 0
PS | 0 | 0 | 0 | 0 | 0 | 0
PV | 0 | 0 | 0 | 0 | 0 | 0
PeakG | 0 | 0.03 | 0.25 | 0.42 | 0.38 | 0.39
PeakO | 0 | 0 | 0 | 0 | 0 | 0
ST | 0 | 0 | 0 | 0 | 0 | 0
STOG | 2.36 | 3.06 | 3.91 | 3.78 | 3.39 | 3.13
STWD | 0 | 0 | 0 | 0 | 0 | 0
WT | 0 | 0 | 0 | 0 | 0 | 0
IGCC | 0 | 0 | 0 | 0 | 0 | 0
DemandResponse | 0 | 0 | 0 | 0 | 0 | 0
IGCC-CCS | 0 | 0 | 0 | 0 | 0 | 0
WT_off | 0 | 0 | 0 | 0 | 0 | 0
PseudoUnit | 0 | 0 | 0 | 0 | 0 | 0
FixedInterchange | 0 | 0 | 0 | 0 | 0 | 0
#6 | Fuel Cost [includes coal shadow price] ($million)
Fuel Cost by Reporting Type: Entergy
ReportingType | 2015 | 2020 | 2025 | 2030 | 2035 | 2040
BM | 0 | 0 | 0 | 0 | 0 | 0
CC | 2228.38 | 3101.04 | 3278 | 3666.62 | 3918.41 | 3744.96
CSP | 0 | 0 | 0 | 0 | 0 | 0
CT | 0 | 0 | 0 | 0 | 0 | 0
Coal | 1408.86 | 1158.1 | 1303.78 | 1426.94 | 1535.18 | 2145.64
Geo | 0 | 0 | 0 | 0 | 0 | 0
H | 0 | 0 | 0 | 0 | 0 | 0
LFG | 0 | 0 | 0.14 | 0.14 | 0.14 | 0.14
Nuc | 392.71 | 400.71 | 425.76 | 434.07 | 364.48 | 282.08
PS | 0 | 0 | 0 | 0 | 0 | 0
PV | 0 | 0 | 0 | 0 | 0 | 0
PeakG | 0 | 0.27 | 6.14 | 6.06 | 2.1 | 2.19
PeakO | 0 | 0 | 0 | 0 | 0 | 0
ST | 0 | 0 | 0 | 0 | 0 | 0
STOG | 59.97 | 72.44 | 81.66 | 89.35 | 97.65 | 105.09
STWD | 0 | 0 | 0 | 0 | 0.56 | 6.91
WT | 0 | 0 | 0 | 0 | 0 | 0
IGCC | 0 | 0 | 0 | 0 | 0 | 0
DemandResponse | 0 | 0 | 0 | 0 | 0 | 0
IGCC-CCS | 0 | 0 | 0 | 0 | 0 | 0
WT_off | 0 | 0 | 0 | 0 | 0 | 0
PseudoUnit | 0 | 0 | 0 | 0 | 0 | 0
FixedInterchange | 0 | 0 | 0 | 0 | 0 | 0
Fuel Cost by Reporting Type: FRCC
ReportingType | 2015 | 2020 | 2025 | 2030 | 2035 | 2040
BM | 0 | 0 | 0 | 0 | 0 | 0
CC | 6338.71 | 6323.01 | 7048.16 | 8296.14 | 11036.08 | 11905.11
CSP | 0 | 0 | 0 | 0 | 0 | 0
CT | 43.76 | 64.14 | 74.31 | 79.24 | 73.3 | 86.23
Coal | 1732.18 | 1772.08 | 1882.62 | 1965.5 | 1992.41 | 2024.28
Geo | 0 | 0 | 0 | 0 | 0 | 0
H | 0 | 0 | 0 | 0 | 0 | 0
LFG | 0 | 0 | 0.25 | 0.25 | 0.25 | 0.25
Nuc | 290.01 | 518.89 | 630.29 | 642.6 | 509.89 | 496.17
PS | 0 | 0 | 0 | 0 | 0 | 0
PV | 0 | 0 | 0 | 0 | 0 | 0
PeakG | 27.23 | 30.62 | 54.51 | 44.9 | 35.61 | 45.35
PeakO | 0 | 0 | 0 | 0 | 0 | 0
ST | 0 | 0 | 0 | 0 | 0 | 0
STOG | 200.25 | 204.75 | 224.81 | 241.51 | 230.92 | 176.02
STWD | 0 | 5.81 | 9.73 | 9.73 | 9.73 | 16.21
WT | 0 | 0 | 0 | 0 | 0 | 0
IGCC | 0 | 0 | 0 | 0 | 0 | 0
DemandResponse | 0 | 0 | 0 | 0 | 0 | 0
IGCC-CCS | 0 | 0 | 0 | 0 | 0 | 0
WT_off | 0 | 0 | 0 | 0 | 0 | 0
PseudoUnit | 0 | 0 | 0 | 0 | 0 | 0
FixedInterchange | 0 | 0 | 0 | 0 | 0 | 0
Fuel Cost by Reporting Type: MAPP_US
ReportingType | 2015 | 2020 | 2025 | 2030 | 2035 | 2040
BM | 0 | 0 | 0 | 0 | 0 | 0
CC | 6.46 | 7.36 | 8.24 | 11.61 | 13.05 | 11.35
CSP | 0 | 0 | 0 | 0 | 0 | 0
CT | 0 | 0 | 0 | 0.39 | 0.43 | 0.68
Coal | 280.36 | 253.2 | 254 | 254 | 334.62 | 350.06
Geo | 0 | 0 | 0 | 0 | 0 | 0
H | 0 | 0 | 0 | 0 | 0 | 0
LFG | 0 | 0 | 0.09 | 0.09 | 0.09 | 0.09
Nuc | 0 | 0 | 0 | 0 | 0 | 0
PS | 0 | 0 | 0 | 0 | 0 | 0
PV | 0 | 0 | 0 | 0 | 0 | 0
PeakG | 1.05 | 4.47 | 6.5 | 9.21 | 10.74 | 5.4
PeakO | 0 | 0 | 0 | 0 | 0 | 0
ST | 0 | 0 | 0 | 0 | 0 | 0
STOG | 0 | 0 | 0 | 0 | 0 | 0
STWD | 0 | 0 | 0 | 0 | 0 | 0
WT | 0 | 0 | 0 | 0 | 0 | 0
IGCC | 0 | 0 | 0 | 0 | 0 | 0
DemandResponse | 0 | 0 | 0 | 0 | 0 | 0
IGCC-CCS | 0 | 0 | 0 | 0 | 0 | 0
WT_off | 0 | 0 | 0 | 0 | 0 | 0
PseudoUnit | 0 | 0 | 0 | 0 | 0 | 0
FixedInterchange | 0 | 0 | 0 | 0 | 0 | 0
Fuel Cost by Reporting Type: MISO_IN
ReportingType | 2015 | 2020 | 2025 | 2030 | 2035 | 2040
BM | 0 | 0 | 0 | 0 | 0 | 0
CC | 137.84 | 205.1 | 172.74 | 324.39 | 1155.02 | 1230.92
CSP | 0 | 0 | 0 | 0 | 0 | 0
CT | 0 | 0 | 0 | 0 | 0 | 0
Coal | 1780.64 | 1865.16 | 1945.39 | 2163.23 | 2331.07 | 2457.68
Geo | 0 | 0 | 0 | 0 | 0 | 0
H | 0 | 0 | 0 | 0 | 0 | 0
LFG | 0 | 0 | 0 | 0.1 | 0.1 | 0.1
Nuc | 0 | 0 | 0 | 0 | 0 | 0
PS | 0 | 0 | 0 | 0 | 0 | 0
PV | 0 | 0 | 0 | 0 | 0 | 0
PeakG | 0 | 1.47 | 3.35 | 6.33 | 7.08 | 7.88
PeakO | 0 | 0 | 0 | 0 | 0 | 0
ST | 0 | 0 | 0 | 0 | 0 | 0
STOG | 2.84 | 3.1 | 6.73 | 7.44 | 4.26 | 9.26
STWD | 0 | 0 | 0 | 0 | 0 | 0
WT | 0 | 0 | 0 | 0 | 0 | 0
IGCC | 90.62 | 91.48 | 92.55 | 98.31 | 100.99 | 106.24
DemandResponse | 0 | 0 | 0 | 0 | 0 | 0
IGCC-CCS | 0 | 0 | 0 | 0 | 0 | 0
WT_off | 0 | 0 | 0 | 0 | 0 | 0
PseudoUnit | 0 | 0 | 0 | 0 | 0 | 0
FixedInterchange | 0 | 0 | 0 | 0 | 0 | 0
Fuel Cost by Reporting Type: MISO_MI
ReportingType | 2015 | 2020 | 2025 | 2030 | 2035 | 2040
BM | 0 | 0 | 0 | 0 | 0 | 0
CC | 293.93 | 506.23 | 375.59 | 392.99 | 394.09 | 375.15
CSP | 0 | 0 | 0 | 0 | 0 | 0
CT | 0 | 0 | 0 | 0 | 0 | 0
Coal | 1305.21 | 1109.4 | 1177.86 | 1308.83 | 1367.67 | 1457.33
Geo | 0 | 0 | 0 | 0 | 0 | 0
H | 0 | 0 | 0 | 0 | 0 | 0
LFG | 0 | 0.2 | 0.2 | 0.2 | 0.2 | 0.2
Nuc | 151.91 | 155.01 | 272.15 | 277.47 | 208.31 | 208.31
PS | 0 | 0 | 0 | 0 | 0 | 0
PV | 0 | 0 | 0 | 0 | 0 | 0
PeakG | 0.95 | 1.47 | 4.29 | 7.05 | 8.01 | 8.38
PeakO | 0 | 0 | 0 | 0 | 0 | 0
ST | 0 | 0 | 0 | 0 | 0 | 0
STOG | 15.17 | 25.7 | 29.46 | 42.16 | 42.68 | 64.93
STWD | 11.06 | 39.15 | 11.2 | 61.12 | 55.26 | 64.27
WT | 0 | 0 | 0 | 0 | 0 | 0
IGCC | 0 | 0 | 0 | 0 | 0 | 0
DemandResponse | 0 | 0 | 0 | 0 | 0 | 0
IGCC-CCS | 0 | 0 | 0 | 0 | 0 | 0
WT_off | 0 | 0 | 0 | 0 | 0 | 0
PseudoUnit | 0 | 0 | 0 | 0 | 0 | 0
FixedInterchange | 0 | 0 | 0 | 0 | 0 | 0
Fuel Cost by Reporting Type: MISO_MO-IL
ReportingType | 2015 | 2020 | 2025 | 2030 | 2035 | 2040
BM | 0 | 0 | 0 | 0 | 0 | 0
CC | 74.92 | 112.65 | 76 | 111.27 | 112.22 | 88.66
CSP | 0 | 0 | 0 | 0 | 0 | 0
CT | 0 | 0 | 0 | 0 | 0 | 0
Coal | 2126.34 | 1663.39 | 1866.36 | 2138.66 | 2318.88 | 2369.18
Geo | 0 | 0 | 0 | 0 | 0 | 0
H | 0 | 0 | 0 | 0 | 0 | 0
LFG | 0 | 0 | 0.29 | 0.29 | 0.29 | 0.29
Nuc | 155.94 | 159.12 | 169.06 | 172.37 | 172.37 | 172.37
PS | 0 | 0 | 0 | 0 | 0 | 0
PV | 0 | 0 | 0 | 0 | 0 | 0
PeakG | 6.93 | 11.47 | 21.09 | 35.88 | 33.64 | 45.98
PeakO | 0 | 0 | 0 | 0 | 0 | 0
ST | 0 | 0 | 0 | 0 | 0 | 0
STOG | 3.08 | 6.48 | 7.3 | 8.12 | 4.76 | 1.69
STWD | 0 | 0 | 0 | 0 | 0 | 0
WT | 0 | 0 | 0 | 0 | 0 | 0
IGCC | 0 | 0 | 0 | 0 | 0 | 0
DemandResponse | 0 | 0 | 0 | 0 | 0 | 0
IGCC-CCS | 0 | 0 | 0 | 0 | 0 | 0
WT_off | 0 | 0 | 0 | 0 | 0 | 0
PseudoUnit | 0 | 0 | 0 | 0 | 0 | 0
FixedInterchange | 0 | 0 | 0 | 0 | 0 | 0
Fuel Cost by Reporting Type: MISO_W
ReportingType | 2015 | 2020 | 2025 | 2030 | 2035 | 2040
BM | 0 | 0 | 0 | 0 | 0 | 0
CC | 290.74 | 336.2 | 230.57 | 273.3 | 247.89 | 161.79
CSP | 0 | 0 | 0 | 0 | 0 | 0
CT | 0 | 0 | 0 | 0 | 0 | 0
Coal | 1456.53 | 1393.45 | 1444.77 | 1497.53 | 2089.34 | 2698.12
Geo | 0 | 0 | 0 | 0 | 0 | 0
H | 0 | 0 | 0 | 0 | 0 | 0
LFG | 0 | 0 | 0.09 | 0.09 | 0.09 | 0.09
Nuc | 159.18 | 162.42 | 172.57 | 175.94 | 0.01 | 0.01
PS | 0 | 0 | 0 | 0 | 0 | 0
PV | 0 | 0 | 0 | 0 | 0 | 0
PeakG | 25.23 | 10.98 | 13.56 | 14.46 | 16.83 | 7.91
PeakO | 0 | 0 | 0 | 0 | 0 | 0
ST | 0 | 0 | 0 | 0 | 0 | 0
STOG | 1.5 | 0.3 | 0.33 | 0.13 | 0.11 | 0.13
STWD | 0 | 9.38 | 9.38 | 9.45 | 9.38 | 9.38
WT | 0 | 0 | 0 | 0 | 0 | 0
IGCC | 0 | 0 | 0 | 0 | 0 | 0
DemandResponse | 0 | 0 | 0 | 0 | 0 | 0
IGCC-CCS | 0 | 0 | 0 | 0 | 0 | 0
WT_off | 0 | 0 | 0 | 0 | 0 | 0
PseudoUnit | 0 | 0 | 0 | 0 | 0 | 0
FixedInterchange | 0 | 0 | 0 | 0 | 0 | 0
Fuel Cost by Reporting Type: MISO_WUMS
ReportingType | 2015 | 2020 | 2025 | 2030 | 2035 | 2040
BM | 0 | 0 | 0 | 0 | 0 | 0
CC | 450.64 | 788.6 | 780.3 | 802.39 | 1387.95 | 1311.35
CSP | 0 | 0 | 0 | 0 | 0 | 0
CT | 0 | 14.67 | 14.56 | 26.76 | 47.01 | 94.4
Coal | 721.04 | 670.99 | 753.1 | 970.59 | 1093.17 | 1154.71
Geo | 0 | 0 | 0 | 0 | 0 | 0
H | 0 | 0 | 0 | 0 | 0 | 0
LFG | 0 | 0.01 | 0.29 | 0.29 | 0.29 | 0.29
Nuc | 120.89 | 123.35 | 131.06 | 133.62 | 0.01 | 0.01
PS | 0 | 0 | 0 | 0 | 0 | 0
PV | 0 | 0 | 0 | 0 | 0 | 0
PeakG | 1.37 | 3.42 | 4.54 | 0 | 0 | 0
PeakO | 0 | 0 | 0 | 0 | 0 | 0
ST | 0 | 0 | 0 | 0 | 0 | 0
STOG | 0.13 | 0 | 0 | 0 | 0 | 0
STWD | 0 | 3.54 | 3.33 | 3.67 | 3.67 | 3.67
WT | 0 | 0 | 0 | 0 | 0 | 0
IGCC | 0 | 0 | 0 | 0 | 0 | 0
DemandResponse | 0 | 0 | 0 | 0 | 0 | 0
IGCC-CCS | 0 | 0 | 0 | 0 | 0 | 0
WT_off | 0 | 0 | 0 | 0 | 0 | 0
PseudoUnit | 0 | 0 | 0 | 0 | 0 | 0
FixedInterchange | 0 | 0 | 0 | 0 | 0 | 0
Fuel Cost by Reporting Type: Nebraska
ReportingType | 2015 | 2020 | 2025 | 2030 | 2035 | 2040
BM | 0 | 0 | 0 | 0 | 0 | 0
CC | 14.07 | 17.93 | 20.08 | 19.77 | 25.08 | 15.53
CSP | 0 | 0 | 0 | 0 | 0 | 0
CT | 0 | 0 | 0 | 0 | 0 | 0
Coal | 452.47 | 414.52 | 414.52 | 507.71 | 741.62 | 989.23
Geo | 0 | 0 | 0 | 0 | 0 | 0
H | 0 | 0 | 0 | 0 | 0 | 0
LFG | 0 | 0 | 0.09 | 0.09 | 0.09 | 0.09
Nuc | 90.94 | 92.8 | 98.6 | 100.52 | 0.01 | 0.01
PS | 0 | 0 | 0 | 0 | 0 | 0
PV | 0 | 0 | 0 | 0 | 0 | 0
PeakG | 4.41 | 7.01 | 9.54 | 10.1 | 13.73 | 5.16
PeakO | 0 | 0 | 0 | 0 | 0 | 0
ST | 0 | 0 | 0 | 0 | 0 | 0
STOG | 0 | 0 | 0 | 0 | 0 | 0
STWD | 0 | 0 | 0 | 0 | 0 | 0
WT | 0 | 0 | 0 | 0 | 0 | 0
IGCC | 0 | 0 | 0 | 0 | 0 | 0
DemandResponse | 0 | 0 | 0 | 0 | 0 | 0
IGCC-CCS | 0 | 0 | 0 | 0 | 0 | 0
WT_off | 0 | 0 | 0 | 0 | 0 | 0
PseudoUnit | 0 | 0 | 0 | 0 | 0 | 0
FixedInterchange | 0 | 0 | 0 | 0 | 0 | 0
Fuel Cost by Reporting Type: NEISO
ReportingType | 2015 | 2020 | 2025 | 2030 | 2035 | 2040
BM | 128.98 | 128.98 | 36.16 | 36.18 | 43.19 | 40.94
CC | 1271.88 | 1038.87 | 1128.35 | 1290.82 | 1987.48 | 2453.23
CSP | 0 | 0 | 0 | 0 | 0 | 0
CT | 0.06 | 0.32 | 0.43 | 0.61 | 2.45 | 4.85
Coal | 1.15 | 0 | 0 | 0 | 0 | 0
Geo | 0 | 0 | 0 | 0 | 0 | 0
H | 0 | 0 | 0 | 0 | 0 | 0
LFG | 0.06 | 0.15 | 0.15 | 0.15 | 0.15 | 0.15
Nuc | 318.76 | 325.26 | 345.59 | 352.34 | 254.56 | 188.04
PS | 0 | 0 | 0 | 0 | 0 | 0
PV | 0 | 0 | 0 | 0 | 0 | 0
PeakG | 0.99 | 1.79 | 1.94 | 2.09 | 5.78 | 6.09
PeakO | 0 | 0 | 0 | 0 | 0 | 0
ST | 0 | 0 | 0 | 0 | 0 | 0
STOG | 0 | 0 | 0 | 0 | 0 | 0
STWD | 308.68 | 96.61 | 6.07 | 48.84 | 93.36 | 96.24
WT | 0 | 0 | 0 | 0 | 0 | 0
IGCC | 0 | 0 | 0 | 0 | 0 | 0
DemandResponse | 0 | 0 | 0 | 0 | 0 | 0
IGCC-CCS | 0 | 0 | 0 | 0 | 0 | 0
WT_off | 0 | 0 | 0 | 0 | 0 | 0
PseudoUnit | 0 | 0 | 0 | 0 | 0 | 0
FixedInterchange | 0 | 0 | 0 | 0 | 0 | 0
Fuel Cost by Reporting Type: NonRTO_Midwest
ReportingType | 2015 | 2020 | 2025 | 2030 | 2035 | 2040
BM | 0 | 0 | 0 | 0 | 0 | 0
CC | 0 | 4.7 | 4.51 | 97.66 | 150.66 | 234.42
CSP | 0 | 0 | 0 | 0 | 0 | 0
CT | 0 | 1.57 | 1.73 | 7.01 | 4.43 | 13.47
Coal | 1376.09 | 1403.64 | 1432.75 | 1610.28 | 1705.8 | 1826.9
Geo | 0 | 0 | 0 | 0 | 0 | 0
H | 0 | 0 | 0 | 0 | 0 | 0
LFG | 0 | 0 | 0.1 | 0.2 | 0.2 | 0.2
Nuc | 0 | 0 | 0 | 0 | 0 | 0
PS | 0 | 0 | 0 | 0 | 0 | 0
PV | 0 | 0 | 0 | 0 | 0 | 0
PeakG | 7.16 | 13.82 | 22 | 37.39 | 29.2 | 31.4
PeakO | 0 | 0 | 0 | 0 | 0 | 0
ST | 0 | 0 | 0 | 0 | 0 | 0
STOG | 0 | 0 | 0 | 0 | 0 | 0
STWD | 0 | 0 | 0 | 0 | 0 | 0
WT | 0 | 0 | 0 | 0 | 0 | 0
IGCC | 0 | 0 | 0 | 0 | 0 | 0
DemandResponse | 0 | 0 | 0 | 0 | 0 | 0
IGCC-CCS | 0 | 0 | 0 | 0 | 0 | 0
WT_off | 0 | 0 | 0 | 0 | 0 | 0
PseudoUnit | 0 | 0 | 0 | 0 | 0 | 0
FixedInterchange | 0 | 0 | 0 | 0 | 0 | 0
Fuel Cost by Reporting Type: NYISO_A-F
ReportingType | 2015 | 2020 | 2025 | 2030 | 2035 | 2040
BM | 0 | 0 | 0 | 0 | 0 | 0
CC | 222.22 | 294.79 | 336.34 | 476.57 | 636.21 | 687.54
CSP | 0 | 0 | 0 | 0 | 0 | 0
CT | 0 | 0 | 0 | 0 | 0 | 0
Coal | 0 | 0 | 0 | 0 | 0 | 0
Geo | 0 | 0 | 0 | 0 | 0 | 0
H | 0 | 0 | 0 | 0 | 0 | 0
LFG | 0.01 | 0.01 | 0.03 | 0.09 | 0.09 | 0.09
Nuc | 224.13 | 228.7 | 242.99 | 199.6 | 154.61 | 88.58
PS | 0 | 0 | 0 | 0 | 0 | 0
PV | 0 | 0 | 0 | 0 | 0 | 0
PeakG | 0 | 0 | 0.36 | 0.39 | 0.41 | 0.44
PeakO | 0 | 0 | 0 | 0 | 0 | 0
ST | 0 | 0 | 0 | 0 | 0 | 0
STOG | 0 | 0 | 0 | 0 | 0 | 0
STWD | 0 | 0 | 0 | 0.06 | 0.06 | 0.22
WT | 0 | 0 | 0 | 0 | 0 | 0
IGCC | 0 | 0 | 0 | 0 | 0 | 0
DemandResponse | 0 | 0 | 0 | 0 | 0 | 0
IGCC-CCS | 0 | 0 | 0 | 0 | 0 | 0
WT_off | 0 | 0 | 0 | 0 | 0 | 0
PseudoUnit | 0 | 0 | 0 | 0 | 0 | 0
FixedInterchange | 0 | 0 | 0 | 0 | 0 | 0
Fuel Cost by Reporting Type: NYISO_G-I
ReportingType | 2015 | 2020 | 2025 | 2030 | 2035 | 2040
BM | 0 | 0 | 0 | 0 | 0 | 0
CC | 228.46 | 295 | 348.08 | 603.25 | 1607.41 | 2731.72
CSP | 0 | 0 | 0 | 0 | 0 | 0
CT | 0 | 0 | 0 | 0 | 0 | 0
Coal | 0 | 0 | 0 | 0 | 0 | 0
Geo | 0 | 0 | 0 | 0 | 0 | 0
H | 0 | 0 | 0 | 0 | 0 | 0
LFG | 0 | 0 | 0.09 | 0.09 | 0.09 | 0.09
Nuc | 142 | 144.9 | 153.95 | 156.96 | 78.7 | 0.03
PS | 0 | 0 | 0 | 0 | 0 | 0
PV | 0 | 0 | 0 | 0 | 0 | 0
PeakG | 0 | 0 | 0 | 0 | 0 | 0
PeakO | 0 | 0 | 0 | 0 | 0 | 0
ST | 0 | 0 | 0 | 0 | 0 | 0
STOG | 0 | 0 | 0 | 0 | 0 | 0
STWD | 0 | 0 | 0 | 0 | 0 | 0
WT | 0 | 0 | 0 | 0 | 0 | 0
IGCC | 0 | 0 | 0 | 0 | 0 | 0
DemandResponse | 0 | 0 | 0 | 0 | 0 | 0
IGCC-CCS | 0 | 0 | 0 | 0 | 0 | 0
WT_off | 0 | 0 | 0 | 0 | 0 | 0
PseudoUnit | 0 | 0 | 0 | 0 | 0 | 0
FixedInterchange | 0 | 0 | 0 | 0 | 0 | 0
Fuel Cost by Reporting Type: NYISO_J-K
ReportingType | 2015 | 2020 | 2025 | 2030 | 2035 | 2040
BM | 0 | 0 | 0 | 0 | 0 | 0
CC | 834.49 | 1055.97 | 1128.74 | 1234.23 | 1357.22 | 1442.59
CSP | 0 | 0 | 0 | 0 | 0 | 0
CT | 0 | 0 | 1.52 | 3.43 | 7.04 | 14.71
Coal | 0 | 0 | 0 | 0 | 0 | 0
Geo | 0 | 0 | 0 | 0 | 0 | 0
H | 0 | 0 | 0 | 0 | 0 | 0
LFG | 0 | 0 | 0 | 0.09 | 0.09 | 0.09
Nuc | 0 | 0 | 0 | 0 | 0 | 0
PS | 0 | 0 | 0 | 0 | 0 | 0
PV | 0 | 0 | 0 | 0 | 0 | 0
PeakG | 2 | 6.33 | 9.26 | 9.85 | 10.02 | 24.22
PeakO | 0 | 0 | 0 | 0 | 0 | 0
ST | 0 | 0 | 0 | 0 | 0 | 0
STOG | 52.93 | 96.37 | 137.02 | 150.97 | 182.03 | 246.81
STWD | 0 | 0 | 0 | 0 | 0 | 0
WT | 0 | 0 | 0 | 0 | 0 | 0
IGCC | 0 | 0 | 0 | 0 | 0 | 0
DemandResponse | 0 | 0 | 0 | 0 | 0 | 0
IGCC-CCS | 0 | 0 | 0 | 0 | 0 | 0
WT_off | 0 | 0 | 0 | 0 | 0 | 0
PseudoUnit | 0 | 0 | 0 | 0 | 0 | 0
FixedInterchange | 0 | 0 | 0 | 0 | 0 | 0
Fuel Cost by Reporting Type: PJM_E
ReportingType | 2015 | 2020 | 2025 | 2030 | 2035 | 2040
BM | 7.9 | 15.34 | 15.34 | 15.34 | 15.34 | 15.34
CC | 841.58 | 1254.59 | 1508.97 | 1684.41 | 2148.84 | 2606.55
CSP | 0 | 0 | 0 | 0 | 0 | 0
CT | 0 | 0.05 | 0.05 | 0.32 | 8.18 | 9.71
Coal | 7.44 | 3.75 | 5.03 | 6.47 | 6.75 | 6.98
Geo | 0 | 0 | 0 | 0 | 0 | 0
H | 0 | 0 | 0 | 0 | 0 | 0
LFG | 0.01 | 0.18 | 0.18 | 0.18 | 0.18 | 0.18
Nuc | 610.1 | 577.39 | 613.48 | 625.46 | 448.43 | 354.98
PS | 0 | 0 | 0 | 0 | 0 | 0
PV | 0 | 0 | 0 | 0 | 0 | 0
PeakG | 1.19 | 4.26 | 27.96 | 30.12 | 62.11 | 17.63
PeakO | 0 | 0 | 0 | 0 | 0 | 0
ST | 0 | 0 | 0 | 0 | 0 | 0
STOG | 14.4 | 28.1 | 32.93 | 64.68 | 68.33 | 41.92
STWD | 0 | 0 | 0 | 0 | 0 | 0
WT | 0 | 0 | 0 | 0 | 0 | 0
IGCC | 0 | 0 | 0 | 0 | 0 | 0
DemandResponse | 0 | 0 | 0 | 0 | 0 | 0
IGCC-CCS | 0 | 0 | 0 | 0 | 0 | 0
WT_off | 0 | 0 | 0 | 0 | 0 | 0
PseudoUnit | 0 | 0 | 0 | 0 | 0 | 0
FixedInterchange | 0 | 0 | 0 | 0 | 0 | 0
Fuel Cost by Reporting Type: PJM_ROM
ReportingType | 2015 | 2020 | 2025 | 2030 | 2035 | 2040
BM | 4.74 | 9.21 | 9.21 | 9.21 | 9.21 | 9.21
CC | 497.45 | 746.34 | 792.48 | 942.3 | 2190.71 | 6149.18
CSP | 0 | 0 | 0 | 0 | 0 | 0
CT | 0 | 0.03 | 0.18 | 0.2 | 0.4 | 0.11
Coal | 1155.99 | 1300.26 | 1424.63 | 1488.92 | 1582.63 | 1629.49
Geo | 0 | 0 | 0 | 0 | 0 | 0
H | 0 | 0 | 0 | 0 | 0 | 0
LFG | 0.02 | 0.36 | 0.36 | 0.36 | 0.36 | 0.36
Nuc | 366.97 | 587.37 | 624.08 | 636.27 | 496.77 | 424.35
PS | 0 | 0 | 0 | 0 | 0 | 0
PV | 0 | 0 | 0 | 0 | 0 | 0
PeakG | 0 | 2.73 | 2.99 | 3.33 | 20.62 | 9.17
PeakO | 0 | 0 | 0 | 0 | 0 | 0
ST | 0 | 0 | 0 | 0 | 0 | 0
STOG | 10.8 | 11.04 | 23.6 | 25.41 | 29.72 | 29.11
STWD | 14.79 | 35.1 | 35.1 | 35.1 | 35.1 | 35.1
WT | 0 | 0 | 0 | 0 | 0 | 0
IGCC | 0 | 0 | 0 | 0 | 0 | 0
DemandResponse | 0 | 0 | 0 | 0 | 0 | 0
IGCC-CCS | 0 | 0 | 0 | 0 | 0 | 0
WT_off | 0 | 0 | 0 | 0 | 0 | 0
PseudoUnit | 0 | 0 | 0 | 0 | 0 | 0
FixedInterchange | 0 | 0 | 0 | 0 | 0 | 0
Fuel Cost by Reporting Type: PJM_ROR
ReportingType | 2015 | 2020 | 2025 | 2030 | 2035 | 2040
BM | 5.11 | 11.05 | 24.54 | 62.57 | 111.97 | 83.32
CC | 2099.56 | 2114.24 | 2002.97 | 2326.06 | 5175.01 | 4853.12
CSP | 0 | 0 | 0 | 0 | 0 | 0
CT | 0.27 | 0.29 | 0.33 | 0.36 | 0.4 | 0.88
Coal | 7300.42 | 6167.48 | 6337.51 | 6929.32 | 7387.83 | 7785.67
Geo | 0 | 0 | 0 | 0 | 0 | 0
H | 0 | 0 | 0 | 0 | 0 | 0
LFG | 0.07 | 0.07 | 0.73 | 0.73 | 0.73 | 0.73
Nuc | 1431.73 | 1560.73 | 1658.28 | 1622.06 | 1283.79 | 897.4
PS | 0 | 0 | 0 | 0 | 0 | 0
PV | 0 | 0 | 0 | 0 | 0 | 0
PeakG | 54.76 | 68.24 | 75.34 | 113.87 | 78.44 | 116.71
PeakO | 0 | 0 | 0 | 0 | 0 | 0
ST | 0 | 0 | 0 | 0 | 0 | 0
STOG | 27.69 | 39.8 | 44.92 | 51.59 | 55.38 | 64.72
STWD | 2.88 | 46.51 | 74.56 | 87.03 | 103.87 | 103.87
WT | 0 | 0 | 0 | 0 | 0 | 0
IGCC | 0 | 0 | 0 | 0 | 0 | 0
DemandResponse | 0 | 0 | 0 | 0 | 0 | 0
IGCC-CCS | 0 | 0 | 0 | 0 | 0 | 0
WT_off | 0 | 0 | 0 | 0 | 0 | 0
PseudoUnit | 0 | 0 | 0 | 0 | 0 | 0
FixedInterchange | 0 | 0 | 0 | 0 | 0 | 0
Fuel Cost by Reporting Type: SOCO
ReportingType | 2015 | 2020 | 2025 | 2030 | 2035 | 2040
BM | 0 | 0 | 1.58 | 1.58 | 2.62 | 2.62
CC | 4121.24 | 4271.16 | 4332.93 | 5388.06 | 5720.02 | 6042.06
CSP | 0 | 0 | 0 | 0 | 0 | 0
CT | 0 | 0 | 0 | 0 | 0 | 0
Coal | 2622.45 | 2957.56 | 3525.25 | 3711.9 | 4170.15 | 5491.96
Geo | 0 | 0 | 0 | 0 | 0 | 0
H | 0 | 0 | 0 | 0 | 0 | 0
LFG | 0 | 0 | 0.14 | 0.14 | 0.14 | 0.14
Nuc | 425.98 | 581.05 | 617.37 | 629.43 | 629.43 | 413.62
PS | 0 | 0 | 0 | 0 | 0 | 0
PV | 0 | 0 | 0 | 0 | 0 | 0
PeakG | 23.26 | 66.21 | 131.62 | 157.99 | 124.04 | 138.14
PeakO | 0 | 0 | 0 | 0 | 0 | 0
ST | 0 | 0 | 0 | 0 | 0 | 0
STOG | 0 | 0 | 0 | 0 | 0 | 0
STWD | 0 | 0 | 0 | 0 | 0 | 0
WT | 0 | 0 | 0 | 0 | 0 | 0
IGCC | 0 | 0 | 0 | 0 | 0 | 0
DemandResponse | 0 | 0 | 0 | 0 | 0 | 0
IGCC-CCS | 0 | 0 | 0 | 0 | 0 | 0
WT_off | 0 | 0 | 0 | 0 | 0 | 0
PseudoUnit | 0 | 0 | 0 | 0 | 0 | 0
FixedInterchange | 0 | 0 | 0 | 0 | 0 | 0
Fuel Cost by Reporting Type: SPP_N
ReportingType | 2015 | 2020 | 2025 | 2030 | 2035 | 2040
BM | 0 | 0 | 0 | 0 | 0 | 0
CC | 220.41 | 456.53 | 480.92 | 436.41 | 349.5 | 273.77
CSP | 0 | 0 | 0 | 0 | 0 | 0
CT | 0 | 0 | 0 | 0 | 0 | 0
Coal | 1107.27 | 1017.73 | 1019.51 | 1084.93 | 1270.96 | 1527.4
Geo | 0 | 0 | 0 | 0 | 0 | 0
H | 0 | 0 | 0 | 0 | 0 | 0
LFG | 0 | 0 | 0.12 | 0.12 | 0.12 | 0.12
Nuc | 81.27 | 82.92 | 88.11 | 89.83 | 89.83 | 89.83
PS | 0 | 0 | 0 | 0 | 0 | 0
PV | 0 | 0 | 0 | 0 | 0 | 0
PeakG | 1.16 | 5.19 | 13.16 | 26.02 | 33.37 | 33.15
PeakO | 0 | 0 | 0 | 0 | 0 | 0
ST | 0 | 0 | 0 | 0 | 0 | 0
STOG | 17.13 | 26.47 | 42.81 | 48.79 | 53.89 | 57.63
STWD | 0 | 0 | 0 | 0 | 0 | 0
WT | 0 | 0 | 0 | 0 | 0 | 0
IGCC | 0 | 0 | 0 | 0 | 0 | 0
DemandResponse | 0 | 0 | 0 | 0 | 0 | 0
IGCC-CCS | 0 | 0 | 0 | 0 | 0 | 0
WT_off | 0 | 0 | 0 | 0 | 0 | 0
PseudoUnit | 0 | 0 | 0 | 0 | 0 | 0
FixedInterchange | 0 | 0 | 0 | 0 | 0 | 0
Fuel Cost by Reporting Type: SPP_S
ReportingType | 2015 | 2020 | 2025 | 2030 | 2035 | 2040
BM | 0 | 0 | 0 | 0 | 0 | 0
CC | 1389.26 | 1904.19 | 2034.48 | 2234.43 | 1213.72 | 1267.95
CSP | 0 | 0 | 0 | 0 | 0 | 0
CT | 1.55 | 3.76 | 8.6 | 5.49 | 0 | 0
Coal | 1926.35 | 1698.5 | 1920.61 | 2121.82 | 2296.49 | 2339.88
Geo | 0 | 0 | 0 | 0 | 0 | 0
H | 0 | 0 | 0 | 0 | 0 | 0
LFG | 0 | 0 | 0.02 | 0.12 | 0.12 | 0.12
Nuc | 0 | 0 | 0 | 0 | 0 | 0
PS | 0 | 0 | 0 | 0 | 0 | 0
PV | 0 | 0 | 0 | 0 | 0 | 0
PeakG | 0 | 0.45 | 6.91 | 2.92 | 0 | 0
PeakO | 0 | 0 | 0 | 0 | 0 | 0
ST | 0 | 0 | 0 | 0 | 0 | 0
STOG | 106.97 | 120.33 | 155.5 | 158.96 | 71.76 | 102.79
STWD | 0 | 0 | 0 | 0 | 0 | 0
WT | 0 | 0 | 0 | 0 | 0 | 0
IGCC | 0 | 0 | 0 | 0 | 0 | 0
DemandResponse | 0 | 0 | 0 | 0 | 0 | 0
IGCC-CCS | 0 | 0 | 0 | 0 | 0 | 0
WT_off | 0 | 0 | 0 | 0 | 0 | 0
PseudoUnit | 0 | 0 | 0 | 0 | 0 | 0
FixedInterchange | 0 | 0 | 0 | 0 | 0 | 0
Fuel Cost by Reporting Type: TVA
ReportingType | 2015 | 2020 | 2025 | 2030 | 2035 | 2040
BM | 0 | 0 | 0 | 0 | 0 | 0
CC | 709.08 | 475.92 | 489.81 | 890.44 | 1047.54 | 954.29
CSP | 0 | 0 | 0 | 0 | 0 | 0
CT | 0 | 13.88 | 15.79 | 31.6 | 33.35 | 39.06
Coal | 1946.7 | 1796.04 | 1880.78 | 2017.8 | 2522.77 | 3187.74
Geo | 0 | 0 | 0 | 0 | 0 | 0
H | 0 | 0 | 0 | 0 | 0 | 0
LFG | 0 | 0 | 0.14 | 0.14 | 0.14 | 0.14
Nuc | 548.59 | 708.42 | 752.7 | 767.4 | 572.47 | 473.26
PS | 0 | 0 | 0 | 0 | 0 | 0
PV | 0 | 0 | 0 | 0 | 0 | 0
PeakG | 0 | 0 | 2.43 | 2.94 | 3.62 | 4.13
PeakO | 0 | 0 | 0 | 0 | 0 | 0
ST | 0 | 0 | 0 | 0 | 0 | 0
STOG | 0 | 0 | 0 | 0 | 0 | 0
STWD | 0 | 0 | 0 | 0.04 | 0.14 | 0.15
WT | 0 | 0 | 0 | 0 | 0 | 0
IGCC | 0 | 0 | 0 | 0 | 0 | 0
DemandResponse | 0 | 0 | 0 | 0 | 0 | 0
IGCC-CCS | 0 | 0 | 0 | 0 | 0 | 0
WT_off | 0 | 0 | 0 | 0 | 0 | 0
PseudoUnit | 0 | 0 | 0 | 0 | 0 | 0
FixedInterchange | 0 | 0 | 0 | 0 | 0 | 0
Fuel Cost by Reporting Type: TVA_Transmission
ReportingType | 2015 | 2020 | 2025 | 2030 | 2035 | 2040
BM | 0 | 0 | 0 | 0 | 0 | 0
CC | 0 | 0 | 0 | 0 | 0 | 0
CSP | 0 | 0 | 0 | 0 | 0 | 0
CT | 0 | 0 | 0 | 0 | 0 | 0
Coal | 0 | 0 | 0 | 0 | 0 | 0
Geo | 0 | 0 | 0 | 0 | 0 | 0
H | 0 | 0 | 0 | 0 | 0 | 0
LFG | 0 | 0 | 0 | 0 | 0 | 0
Nuc | 0 | 0 | 0 | 0 | 0 | 0
PS | 0 | 0 | 0 | 0 | 0 | 0
PV | 0 | 0 | 0 | 0 | 0 | 0
PeakG | 0 | 0 | 0 | 0 | 0 | 0
PeakO | 0 | 0 | 0 | 0 | 0 | 0
ST | 0 | 0 | 0 | 0 | 0 | 0
STOG | 0 | 0 | 0 | 0 | 0 | 0
STWD | 0 | 0 | 0 | 0 | 0 | 0
WT | 0 | 0 | 0 | 0 | 0 | 0
IGCC | 0 | 0 | 0 | 0 | 0 | 0
DemandResponse | 0 | 0 | 0 | 0 | 0 | 0
IGCC-CCS | 0 | 0 | 0 | 0 | 0 | 0
WT_off | 0 | 0 | 0 | 0 | 0 | 0
PseudoUnit | 0 | 0 | 0 | 0 | 0 | 0
FixedInterchange | 0 | 0 | 0 | 0 | 0 | 0
Fuel Cost by Reporting Type: VACAR
ReportingType | 2015 | 2020 | 2025 | 2030 | 2035 | 2040
BM | 0.47 | 170.37 | 475.37 | 504.57 | 590.14 | 639.51
CC | 1474.17 | 1462.96 | 975.76 | 1104.46 | 2689.53 | 4358.03
CSP | 0 | 0 | 0 | 0 | 0 | 0
CT | 4.3 | 4.66 | 6.5 | 10.91 | 23.07 | 32.46
Coal | 2515.69 | 2203.46 | 3027.65 | 3409.93 | 3928.36 | 4157.97
Geo | 0 | 0 | 0 | 0 | 0 | 0
H | 0 | 0 | 0 | 0 | 0 | 0
LFG | 0 | 0.14 | 0.14 | 0.14 | 0.14 | 0.14
Nuc | 794.24 | 1114.11 | 1341.67 | 1367.88 | 1118.41 | 975.7
PS | 0 | 0 | 0 | 0 | 0 | 0
PV | 0 | 0 | 0 | 0 | 0 | 0
PeakG | 7.55 | 12.8 | 23.11 | 30.82 | 31.77 | 34
PeakO | 0 | 0 | 0 | 0 | 0 | 0
ST | 0 | 0 | 0 | 0 | 0 | 0
STOG | 0 | 0 | 0 | 0.08 | 0.09 | 0.09
STWD | 159.73 | 159.73 | 98.25 | 98.25 | 133.84 | 159.73
WT | 0 | 0 | 0 | 0 | 0 | 0
IGCC | 0 | 0 | 0 | 0 | 0 | 0
DemandResponse | 0 | 0 | 0 | 0 | 0 | 0
IGCC-CCS | 0 | 0 | 0 | 0 | 0 | 0
WT_off | 0 | 0 | 0 | 0 | 0 | 0
PseudoUnit | 0 | 0 | 0 | 0 | 0 | 0
FixedInterchange | 0 | 0 | 0 | 0 | 0 | 0
Fuel Cost by Reporting Type: IESO
ReportingType | 2015 | 2020 | 2025 | 2030 | 2035 | 2040
BM | 0 | 0 | 0 | 0 | 0.26 | 0.26
CC | 16.52 | 25.38 | 46.17 | 84.35 | 364.46 | 981.11
CSP | 0 | 0 | 0 | 0 | 0 | 0
CT | 0 | 0 | 0 | 0.23 | 0.85 | 4.71
Coal | 0 | 0 | 0 | 0 | 0 | 0
Geo | 0 | 0 | 0 | 0 | 0 | 0
H | 0 | 0 | 0 | 0 | 0 | 0
LFG | 0.02 | 0.02 | 0.02 | 0.02 | 0.02 | 0.02
Nuc | 919.76 | 938.52 | 997.17 | 1016.65 | 935.44 | 814.03
PS | 0 | 0 | 0 | 0 | 0 | 0
PV | 0 | 0 | 0 | 0 | 0 | 0
PeakG | 0 | 0 | 0 | 0.3 | 0.32 | 1.19
PeakO | 0 | 0 | 0 | 0 | 0 | 0
ST | 0 | 0 | 0 | 0 | 0 | 0
STOG | 0 | 0 | 0 | 0 | 0 | 0
STWD | 0 | 0 | 0 | 0 | 0 | 0
WT | 0 | 0 | 0 | 0 | 0 | 0
IGCC | 0 | 0 | 0 | 0 | 0 | 0
DemandResponse | 0 | 0 | 0 | 0 | 0 | 0
IGCC-CCS | 0 | 0 | 0 | 0 | 0 | 0
WT_off | 0 | 0 | 0 | 0 | 0 | 0
PseudoUnit | 0 | 0 | 0 | 0 | 0 | 0
FixedInterchange | 0 | 0 | 0 | 0 | 0 | 0
Fuel Cost by Reporting Type: MAPP_CA
ReportingType | 2015 | 2020 | 2025 | 2030 | 2035 | 2040
BM | 0 | 0 | 0 | 0 | 0 | 0
CC | 116.84 | 155.38 | 126.65 | 77.61 | 61.17 | 44.41
CSP | 0 | 0 | 0 | 0 | 0 | 0
CT | 1.45 | 0.04 | 0.1 | 0.3 | 0 | 0
Coal | 18.49 | 20.44 | 77.84 | 0 | 0 | 0
Geo | 0 | 0 | 0 | 0 | 0 | 0
H | 0 | 0 | 0 | 0 | 0 | 0
LFG | 0 | 0 | 0 | 0 | 0 | 0
Nuc | 0 | 0 | 0 | 0 | 0 | 0
PS | 0 | 0 | 0 | 0 | 0 | 0
PV | 0 | 0 | 0 | 0 | 0 | 0
PeakG | 0 | 0 | 0 | 0 | 0 | 0
PeakO | 0 | 0 | 0 | 0 | 0 | 0
ST | 0 | 0 | 0 | 0 | 0 | 0
STOG | 0 | 0 | 0 | 0 | 0 | 0
STWD | 0 | 0 | 0 | 0 | 0 | 0
WT | 0 | 0 | 0 | 0 | 0 | 0
IGCC | 0 | 0 | 0 | 0 | 0 | 0
DemandResponse | 0 | 0 | 0 | 0 | 0 | 0
IGCC-CCS | 0 | 0 | 0 | 0 | 0 | 0
WT_off | 0 | 0 | 0 | 0 | 0 | 0
PseudoUnit | 0 | 0 | 0 | 0 | 0 | 0
FixedInterchange | 0 | 0 | 0 | 0 | 0 | 0
Fuel Cost by Reporting Type: AZ_NM_SNV_Coal
ReportingType | 2015 | 2020 | 2025 | 2030 | 2035 | 2040
BM | 0 | 0 | 0 | 0 | 0 | 0
CC | 0 | 0 | 0 | 0 | 0 | 0
CSP | 0 | 0 | 0 | 0 | 0 | 0
CT | 0 | 0 | 0 | 0 | 0 | 0
Coal | 1403.85 | 1320.25 | 1320.25 | 1440.92 | 2073.36 | 2638.68
Geo | 0 | 0 | 0 | 0 | 0 | 0
H | 0 | 0 | 0 | 0 | 0 | 0
LFG | 0 | 0 | 0 | 0 | 0 | 0
Nuc | 0 | 0 | 0 | 0 | 0 | 0
PS | 0 | 0 | 0 | 0 | 0 | 0
PV | 0 | 0 | 0 | 0 | 0 | 0
PeakG | 0 | 0 | 0 | 0 | 0 | 0
PeakO | 0 | 0 | 0 | 0 | 0 | 0
ST | 0 | 0 | 0 | 0 | 0 | 0
STOG | 0 | 0 | 0 | 0 | 0 | 0
STWD | 0 | 0 | 0 | 0 | 0 | 0
WT | 0 | 0 | 0 | 0 | 0 | 0
IGCC | 0 | 0 | 0 | 0 | 0 | 0
DemandResponse | 0 | 0 | 0 | 0 | 0 | 0
IGCC-CCS | 0 | 0 | 0 | 0 | 0 | 0
WT_off | 0 | 0 | 0 | 0 | 0 | 0
PseudoUnit | 0 | 0 | 0 | 0 | 0 | 0
FixedInterchange | 0 | 0 | 0 | 0 | 0 | 0
Fuel Cost by Reporting Type: AZ_NM_SNV_Gas
ReportingType | 2015 | 2020 | 2025 | 2030 | 2035 | 2040
BM | 0 | 0 | 0 | 0 | 0 | 0
CC | 3683 | 4420.93 | 4949.79 | 6167.57 | 6782.24 | 6323.17
CSP | 0 | 0 | 0 | 0 | 0 | 0
CT | 0 | 0 | 9.26 | 19.93 | 0 | 0
Coal | 0 | 0 | 0 | 0 | 0 | 0
Geo | 0 | 0 | 0 | 0 | 0 | 0
H | 0 | 0 | 0 | 0 | 0 | 0
LFG | 0 | 0 | 0 | 0 | 0 | 0
Nuc | 0 | 0 | 0 | 0 | 0 | 0
PS | 0 | 0 | 0 | 0 | 0 | 0
PV | 0 | 0 | 0 | 0 | 0 | 0
PeakG | 0 | 0 | 21.09 | 41.31 | 43.03 | 47.34
PeakO | 0 | 0 | 0 | 0 | 0 | 0
ST | 0 | 0 | 0 | 0 | 0 | 0
STOG | 0 | 0 | 0 | 0 | 0 | 0
STWD | 0 | 0 | 0 | 0 | 0 | 0
WT | 0 | 0 | 0 | 0 | 0 | 0
IGCC | 0 | 0 | 0 | 0 | 0 | 0
DemandResponse | 0 | 0 | 0 | 0 | 0 | 0
IGCC-CCS | 0 | 0 | 0 | 0 | 0 | 0
WT_off | 0 | 0 | 0 | 0 | 0 | 0
PseudoUnit | 0 | 0 | 0 | 0 | 0 | 0
FixedInterchange | 0 | 0 | 0 | 0 | 0 | 0
Fuel Cost by Reporting Type: AZ_NM_SNV_NucRenew
ReportingType | 2015 | 2020 | 2025 | 2030 | 2035 | 2040
BM | 0 | 0 | 0 | 0 | 0 | 0
CC | 0 | 0 | 0 | 0 | 0 | 0
CSP | 0 | 0 | 0 | 0 | 0 | 0
CT | 0 | 0 | 0 | 0 | 0 | 0
Coal | 0 | 0 | 0 | 0 | 0 | 0
Geo | 0 | 0 | 0 | 0 | 0 | 0
H | 0 | 0 | 0 | 0 | 0 | 0
LFG | 0 | 0.08 | 0.08 | 0.08 | 0.08 | 0.08
Nuc | 254.91 | 260.1 | 276.36 | 281.76 | 281.76 | 281.76
PS | 0 | 0 | 0 | 0 | 0 | 0
PV | 0 | 0 | 0 | 0 | 0 | 0
PeakG | 0 | 0 | 0 | 0 | 0 | 0
PeakO | 0 | 0 | 0 | 0 | 0 | 0
ST | 0 | 0 | 0 | 0 | 0 | 0
STOG | 0 | 0 | 0 | 0 | 0 | 0
STWD | 11.54 | 11.54 | 0.61 | 11.54 | 11.54 | 11.54
WT | 0 | 0 | 0 | 0 | 0 | 0
IGCC | 0 | 0 | 0 | 0 | 0 | 0
DemandResponse | 0 | 0 | 0 | 0 | 0 | 0
IGCC-CCS | 0 | 0 | 0 | 0 | 0 | 0
WT_off | 0 | 0 | 0 | 0 | 0 | 0
PseudoUnit | 0 | 0 | 0 | 0 | 0 | 0
FixedInterchange | 0 | 0 | 0 | 0 | 0 | 0
Fuel Cost by Reporting Type: ERCOT
ReportingType | 2015 | 2020 | 2025 | 2030 | 2035 | 2040
BM | 0 | 0 | 0.5 | 1 | 6.73 | 6.89
CC | 5166.53 | 6165.88 | 6678.39 | 7742.29 | 9282.41 | 11100.58
CSP | 0 | 0 | 0 | 0 | 0 | 0
CT | 0 | 0.3 | 1.59 | 0.55 | 0.62 | 0.69
Coal | 2882.62 | 3268.66 | 3623.37 | 3633.14 | 4223.04 | 4386.65
Geo | 0 | 0 | 0 | 0 | 0 | 0
H | 0 | 0 | 0 | 0 | 0 | 0
LFG | 0 | 0 | 0 | 0.45 | 0.45 | 0.45
Nuc | 339.13 | 346.04 | 367.67 | 374.85 | 374.85 | 374.85
PS | 0 | 0 | 0 | 0 | 0 | 0
PV | 0 | 0 | 0 | 0 | 0 | 0
PeakG | 0 | 0.73 | 6.66 | 7.19 | 5.64 | 6.01
PeakO | 0 | 0 | 0 | 0 | 0 | 0
ST | 0 | 0 | 0 | 0 | 0 | 0
STOG | 194.91 | 277.64 | 401.47 | 409.77 | 408.99 | 422.16
STWD | 0 | 0 | 0 | 0 | 0 | 0
WT | 0 | 0 | 0 | 0 | 0 | 0
IGCC | 0 | 0 | 0 | 0 | 0 | 0
DemandResponse | 0 | 0 | 0 | 0 | 0 | 0
IGCC-CCS | 0 | 0 | 0 | 0 | 0 | 0
WT_off | 0 | 0 | 0 | 0 | 0 | 0
PseudoUnit | 0 | 0 | 0 | 0 | 0 | 0
FixedInterchange | 0 | 0 | 0 | 0 | 0 | 0
Fuel Cost by Reporting Type: NP15
ReportingType | 2015 | 2020 | 2025 | 2030 | 2035 | 2040
BM | 0 | 0 | 0 | 0 | 0 | 0
CC | 1372.56 | 905.54 | 1605.04 | 1246.17 | 438.37 | 57.9
CSP | 0 | 0 | 0 | 0 | 0 | 0
CT | 0 | 0 | 0 | 0 | 0 | 0
Coal | 1.66 | 1.16 | 1.16 | 1.66 | 0 | 0
Geo | 0 | 0 | 0 | 0 | 0 | 0
H | 0 | 0 | 0 | 0 | 0 | 0
LFG | 0 | 0.72 | 0.72 | 0.72 | 0.72 | 0.72
Nuc | 150.62 | 153.69 | 163.3 | 166.49 | 475.99 | 809.69
PS | 0 | 0 | 0 | 0 | 0 | 0
PV | 0 | 0 | 0 | 0 | 0 | 0
PeakG | 0 | 0 | 0 | 0 | 0 | 0
PeakO | 0 | 0 | 0 | 0 | 0 | 0
ST | 0 | 0 | 0 | 0 | 0 | 0
STOG | 6.53 | 4.83 | 12.03 | 17.28 | 0.93 | 0.41
STWD | 244.45 | 244.45 | 0.31 | 98.66 | 112.47 | 107.13
WT | 0 | 0 | 0 | 0 | 0 | 0
IGCC | 0 | 0 | 0 | 0 | 0 | 0
DemandResponse | 0 | 0 | 0 | 0 | 0 | 0
IGCC-CCS | 0 | 0 | 0 | 0 | 0 | 0
WT_off | 0 | 0 | 0 | 0 | 0 | 0
PseudoUnit | 0 | 0 | 0 | 0 | 0 | 0
FixedInterchange | 0 | 0 | 0 | 0 | 0 | 0
Fuel Cost by Reporting Type: NWPP_Coal
ReportingType | 2015 | 2020 | 2025 | 2030 | 2035 | 2040
BM | 0 | 0 | 0 | 0 | 0 | 0
CC | 0 | 0 | 0 | 0 | 0 | 0
CSP | 0 | 0 | 0 | 0 | 0 | 0
CT | 0 | 0 | 0 | 0 | 0 | 0
Coal | 1540.67 | 1366.5 | 1394.27 | 1438.64 | 1847.03 | 1939.78
Geo | 0 | 0 | 0 | 0 | 0 | 0
H | 0 | 0 | 0 | 0 | 0 | 0
LFG | 0 | 0 | 0 | 0 | 0 | 0
Nuc | 0 | 0 | 0 | 0 | 0 | 0
PS | 0 | 0 | 0 | 0 | 0 | 0
PV | 0 | 0 | 0 | 0 | 0 | 0
PeakG | 0 | 0 | 0 | 0 | 0 | 0
PeakO | 0 | 0 | 0 | 0 | 0 | 0
ST | 0 | 0 | 0 | 0 | 0 | 0
STOG | 0 | 0 | 0 | 0 | 0 | 0
STWD | 0 | 0 | 0 | 0 | 0 | 0
WT | 0 | 0 | 0 | 0 | 0 | 0
IGCC | 0 | 0 | 0 | 0 | 0 | 0
DemandResponse | 0 | 0 | 0 | 0 | 0 | 0
IGCC-CCS | 0 | 0 | 0 | 0 | 0 | 0
WT_off | 0 | 0 | 0 | 0 | 0 | 0
PseudoUnit | 0 | 0 | 0 | 0 | 0 | 0
FixedInterchange | 0 | 0 | 0 | 0 | 0 | 0
Fuel Cost by Reporting Type: NWPP_Gas
ReportingType | 2015 | 2020 | 2025 | 2030 | 2035 | 2040
BM | 0 | 0 | 0 | 0 | 0 | 0
CC | 1720.45 | 1966.08 | 2194.33 | 3892.73 | 4401.21 | 4937.92
CSP | 0 | 0 | 0 | 0 | 0 | 0
CT | 0 | 0 | 0 | 0 | 0 | 0
Coal | 0 | 0 | 0 | 0 | 91.23 | 294.03
Geo | 0 | 0 | 0 | 0 | 0 | 0
H | 0 | 0 | 0 | 0 | 0 | 0
LFG | 0 | 0 | 0 | 0 | 0 | 0
Nuc | 0 | 0 | 0 | 0 | 0 | 0
PS | 0 | 0 | 0 | 0 | 0 | 0
PV | 0 | 0 | 0 | 0 | 0 | 0
PeakG | 0 | 0 | 0 | 0 | 0 | 0
PeakO | 0 | 0 | 0 | 0 | 0 | 0
ST | 0 | 0 | 0 | 0 | 0 | 0
STOG | 0 | 0 | 0 | 0 | 0 | 0
STWD | 0 | 0 | 0 | 0 | 0 | 0
WT | 0 | 0 | 0 | 0 | 0 | 0
IGCC | 0 | 0 | 0 | 0 | 0 | 0
DemandResponse | 0 | 0 | 0 | 0 | 0 | 0
IGCC-CCS | 0 | 0 | 0 | 0 | 0 | 0
WT_off | 0 | 0 | 0 | 0 | 0 | 0
PseudoUnit | 0 | 0 | 0 | 0 | 0 | 0
FixedInterchange | 0 | 0 | 0 | 0 | 0 | 0
Fuel Cost by Reporting Type: NWPP_NucRenew
ReportingType | 2015 | 2020 | 2025 | 2030 | 2035 | 2040
BM | 0 | 4.51 | 0 | 16.65 | 16.65 | 16.65
CC | 0 | 0 | 0 | 0 | 0 | 0
CSP | 0 | 0 | 0 | 0 | 0 | 0
CT | 0 | 0 | 0 | 0 | 0 | 0
Coal | 0 | 0 | 0 | 0 | 0 | 0
Geo | 0 | 0 | 0 | 0 | 0 | 0
H | 0 | 0 | 0 | 0 | 0 | 0
LFG | 0.03 | 0.03 | 0.34 | 0.34 | 0.34 | 0.34
Nuc | 71.13 | 72.58 | 77.12 | 78.63 | 78.63 | 78.63
PS | 0 | 0 | 0 | 0 | 0 | 0
PV | 0 | 0 | 0 | 0 | 0 | 0
PeakG | 0 | 0 | 0 | 0 | 0 | 0
PeakO | 0 | 0 | 0 | 0 | 0 | 0
ST | 0 | 0 | 0 | 0 | 0 | 0
STOG | 0 | 0 | 0 | 0 | 0 | 0
STWD | 0 | 0 | 0 | 0 | 0 | 0
WT | 0 | 0 | 0 | 0 | 0 | 0
IGCC | 0 | 0 | 0 | 0 | 0 | 0
DemandResponse | 0 | 0 | 0 | 0 | 0 | 0
IGCC-CCS | 0 | 0 | 0 | 0 | 0 | 0
WT_off | 0 | 0 | 0 | 0 | 0 | 0
PseudoUnit | 0 | 0 | 0 | 0 | 0 | 0
FixedInterchange | 0 | 0 | 0 | 0 | 0 | 0
Fuel Cost by Reporting Type: RMPA
ReportingType | 2015 | 2020 | 2025 | 2030 | 2035 | 2040
BM | 0 | 0 | 0 | 0 | 0 | 0
CC | 199.09 | 356.24 | 149.62 | 178.01 | 186.76 | 160.47
CSP | 0 | 0 | 0 | 0 | 0 | 0
CT | 0 | 0 | 0 | 0 | 0 | 0
Coal | 718.27 | 627.11 | 601.57 | 683.47 | 966.72 | 1125.66
Geo | 0 | 0 | 0 | 0 | 0 | 0
H | 0 | 0 | 0 | 0 | 0 | 0
LFG | 0 | 0.04 | 0.04 | 0.04 | 0.04 | 0.04
Nuc | 0 | 0 | 0 | 0 | 0 | 0
PS | 0 | 0 | 0 | 0 | 0 | 0
PV | 0 | 0 | 0 | 0 | 0 | 0
PeakG | 0.35 | 2.58 | 0.05 | 3.57 | 3.56 | 4.49
PeakO | 0 | 0 | 0 | 0 | 0 | 0
ST | 0 | 0 | 0 | 0 | 0 | 0
STOG | 0 | 0 | 0 | 0 | 0 | 0
STWD | 0 | 0 | 0 | 0 | 0 | 0
WT | 0 | 0 | 0 | 0 | 0 | 0
IGCC | 0 | 0 | 0 | 0 | 0 | 0
DemandResponse | 0 | 0 | 0 | 0 | 0 | 0
IGCC-CCS | 0 | 0 | 0 | 0 | 0 | 0
WT_off | 0 | 0 | 0 | 0 | 0 | 0
PseudoUnit | 0 | 0 | 0 | 0 | 0 | 0
FixedInterchange | 0 | 0 | 0 | 0 | 0 | 0
Fuel Cost by Reporting Type: SP15
ReportingType | 2015 | 2020 | 2025 | 2030 | 2035 | 2040
BM | 3.07 | 3.07 | 0.16 | 3.07 | 1.88 | 2.59
CC | 879.67 | 767.71 | 989.99 | 944.13 | 794.58 | 482.83
CSP | 0 | 0 | 0 | 0 | 0 | 0
CT | 0 | 0 | 0 | 0 | 0 | 0
Coal | 5.6 | 3.9 | 3.9 | 4.97 | 2.75 | 0
Geo | 0 | 0 | 0 | 0 | 0 | 0
H | 0 | 0 | 0 | 0 | 0 | 0
LFG | 0.01 | 0.72 | 0.72 | 0.72 | 0.72 | 0.72
Nuc | 139.02 | 141.86 | 150.73 | 153.67 | 153.67 | 347.36
PS | 0 | 0 | 0 | 0 | 0 | 0
PV | 0 | 0 | 0 | 0 | 0 | 0
PeakG | 0 | 0 | 0 | 0 | 0 | 0
PeakO | 0 | 0 | 0 | 0 | 0 | 0
ST | 0 | 0 | 0 | 0 | 0 | 0
STOG | 9.77 | 19.96 | 11.26 | 24.36 | 41.52 | 40.51
STWD | 62.63 | 62.63 | 1.69 | 48.65 | 38.5 | 42.81
WT | 0 | 0 | 0 | 0 | 0 | 0
IGCC | 0 | 0 | 0 | 0 | 0 | 0
DemandResponse | 0 | 0 | 0 | 0 | 0 | 0
IGCC-CCS | 0 | 0 | 0 | 0 | 0 | 0
WT_off | 0 | 0 | 0 | 0 | 0 | 0
PseudoUnit | 0 | 0 | 0 | 0 | 0 | 0
FixedInterchange | 0 | 0 | 0 | 0 | 0 | 0
Fuel Cost by Reporting Type: ALB
ReportingType | 2015 | 2020 | 2025 | 2030 | 2035 | 2040
BM | 0 | 0 | 0 | 0 | 0 | 0
CC | 668.5 | 982.81 | 1306.62 | 1705.6 | 2240.34 | 2407.77
CSP | 0 | 0 | 0 | 0 | 0 | 0
CT | 0 | 0 | 0 | 0 | 0 | 0
Coal | 277.57 | 217.7 | 217.7 | 312.91 | 339.21 | 352.59
Geo | 0 | 0 | 0 | 0 | 0 | 0
H | 0 | 0 | 0 | 0 | 0 | 0
LFG | 0 | 0 | 0 | 0 | 0 | 0
Nuc | 0 | 0 | 0 | 0 | 0 | 77.26
PS | 0 | 0 | 0 | 0 | 0 | 0
PV | 0 | 0 | 0 | 0 | 0 | 0
PeakG | 0 | 0 | 0 | 0 | 0 | 0
PeakO | 0 | 0 | 0 | 0 | 0 | 0
ST | 0 | 0 | 0 | 0 | 0 | 0
STOG | 0 | 0 | 0 | 0 | 0 | 0
STWD | 0 | 0 | 0 | 0 | 0 | 0
WT | 0 | 0 | 0 | 0 | 0 | 0
IGCC | 0 | 0 | 0 | 0 | 0 | 0
DemandResponse | 0 | 0 | 0 | 0 | 0 | 0
IGCC-CCS | 0 | 0 | 0 | 0 | 0 | 0
WT_off | 0 | 0 | 0 | 0 | 0 | 0
PseudoUnit | 0 | 0 | 0 | 0 | 0 | 0
FixedInterchange | 0 | 0 | 0 | 0 | 0 | 0
Fuel Cost by Reporting Type: BC
ReportingType | 2015 | 2020 | 2025 | 2030 | 2035 | 2040
BM | 0 | 0 | 0 | 0 | 0 | 0
CC | 329.28 | 516.98 | 777.34 | 1041.37 | 1476.65 | 1665.93
CSP | 0 | 0 | 0 | 0 | 0 | 0
CT | 0 | 0 | 0 | 0 | 0 | 0
Coal | 0 | 0 | 0 | 0 | 0 | 0
Geo | 0 | 0 | 0 | 0 | 0 | 0
H | 0 | 0 | 0 | 0 | 0 | 0
LFG | 0 | 0 | 0 | 0 | 0 | 0
Nuc | 0 | 0 | 0 | 0 | 0 | 9.82
PS | 0 | 0 | 0 | 0 | 0 | 0
PV | 0 | 0 | 0 | 0 | 0 | 0
PeakG | 0 | 0 | 0 | 0 | 0 | 0
PeakO | 0 | 0 | 0 | 0 | 0 | 0
ST | 0 | 0 | 0 | 0 | 0 | 0
STOG | 0 | 0 | 0 | 0 | 0 | 0
STWD | 0 | 0 | 0 | 0 | 0 | 67.37
WT | 0 | 0 | 0 | 0 | 0 | 0
IGCC | 0 | 0 | 0 | 0 | 0 | 0
DemandResponse | 0 | 0 | 0 | 0 | 0 | 0
IGCC-CCS | 0 | 0 | 0 | 0 | 0 | 0
WT_off | 0 | 0 | 0 | 0 | 0 | 0
PseudoUnit | 0 | 0 | 0 | 0 | 0 | 0
FixedInterchange | 0 | 0 | 0 | 0 | 0 | 0
Fuel Cost by Reporting Type: HQ_IESO
ReportingType | 2015 | 2020 | 2025 | 2030 | 2035 | 2040
BM | 0 | 0 | 0 | 0 | 0 | 0
CC | 0 | 0 | 0 | 0 | 0 | 0
CSP | 0 | 0 | 0 | 0 | 0 | 0
CT | 0 | 0 | 0 | 0 | 0 | 0
Coal | 0 | 0 | 0 | 0 | 0 | 0
Geo | 0 | 0 | 0 | 0 | 0 | 0
H | 0 | 0 | 0 | 0 | 0 | 0
LFG | 0 | 0 | 0 | 0 | 0 | 0
Nuc | 0 | 0 | 0 | 0 | 0 | 0
PS | 0 | 0 | 0 | 0 | 0 | 0
PV | 0 | 0 | 0 | 0 | 0 | 0
PeakG | 0 | 0 | 0 | 0 | 0 | 0
PeakO | 0 | 0 | 0 | 0 | 0 | 0
ST | 0 | 0 | 0 | 0 | 0 | 0
STOG | 0 | 0 | 0 | 0 | 0 | 0
STWD | 0 | 0 | 0 | 0 | 0 | 0
WT | 0 | 0 | 0 | 0 | 0 | 0
IGCC | 0 | 0 | 0 | 0 | 0 | 0
DemandResponse | 0 | 0 | 0 | 0 | 0 | 0
IGCC-CCS | 0 | 0 | 0 | 0 | 0 | 0
WT_off | 0 | 0 | 0 | 0 | 0 | 0
PseudoUnit | 0 | 0 | 0 | 0 | 0 | 0
FixedInterchange | 0 | 0 | 0 | 0 | 0 | 0
Fuel Cost by Reporting Type: HQ_NEISO
ReportingType | 2015 | 2020 | 2025 | 2030 | 2035 | 2040
BM | 0 | 0 | 0 | 0 | 0 | 0
CC | 0 | 0 | 0 | 0 | 0 | 0
CSP | 0 | 0 | 0 | 0 | 0 | 0
CT | 0 | 0 | 0 | 0 | 0 | 0
Coal | 0 | 0 | 0 | 0 | 0 | 0
Geo | 0 | 0 | 0 | 0 | 0 | 0
H | 0 | 0 | 0 | 0 | 0 | 0
LFG | 0 | 0 | 0 | 0 | 0 | 0
Nuc | 0 | 0 | 0 | 0 | 0 | 0
PS | 0 | 0 | 0 | 0 | 0 | 0
PV | 0 | 0 | 0 | 0 | 0 | 0
PeakG | 0 | 0 | 0 | 0 | 0 | 0
PeakO | 0 | 0 | 0 | 0 | 0 | 0
ST | 0 | 0 | 0 | 0 | 0 | 0
STOG | 0 | 0 | 0 | 0 | 0 | 0
STWD | 0 | 0 | 0 | 0 | 0 | 0
WT | 0 | 0 | 0 | 0 | 0 | 0
IGCC | 0 | 0 | 0 | 0 | 0 | 0
DemandResponse | 0 | 0 | 0 | 0 | 0 | 0
IGCC-CCS | 0 | 0 | 0 | 0 | 0 | 0
WT_off | 0 | 0 | 0 | 0 | 0 | 0
PseudoUnit | 0 | 0 | 0 | 0 | 0 | 0
FixedInterchange | 0 | 0 | 0 | 0 | 0 | 0
Fuel Cost by Reporting Type: HQ_NY
ReportingType | 2015 | 2020 | 2025 | 2030 | 2035 | 2040
BM | 0 | 0 | 0 | 0 | 0 | 0
CC | 0 | 0 | 0 | 0 | 0 | 0
CSP | 0 | 0 | 0 | 0 | 0 | 0
CT | 0 | 0 | 0 | 0 | 0 | 0
Coal | 0 | 0 | 0 | 0 | 0 | 0
Geo | 0 | 0 | 0 | 0 | 0 | 0
H | 0 | 0 | 0 | 0 | 0 | 0
LFG | 0 | 0 | 0 | 0 | 0 | 0
Nuc | 0 | 0 | 0 | 0 | 0 | 0
PS | 0 | 0 | 0 | 0 | 0 | 0
PV | 0 | 0 | 0 | 0 | 0 | 0
PeakG | 0 | 0 | 0 | 0 | 0 | 0
PeakO | 0 | 0 | 0 | 0 | 0 | 0
ST | 0 | 0 | 0 | 0 | 0 | 0
STOG | 0 | 0 | 0 | 0 | 0 | 0
STWD | 0 | 0 | 0 | 0 | 0 | 0
WT | 0 | 0 | 0 | 0 | 0 | 0
IGCC | 0 | 0 | 0 | 0 | 0 | 0
DemandResponse | 0 | 0 | 0 | 0 | 0 | 0
IGCC-CCS | 0 | 0 | 0 | 0 | 0 | 0
WT_off | 0 | 0 | 0 | 0 | 0 | 0
PseudoUnit | 0 | 0 | 0 | 0 | 0 | 0
FixedInterchange | 0 | 0 | 0 | 0 | 0 | 0
Fuel Cost by Reporting Type: MARITIMES
ReportingType | 2015 | 2020 | 2025 | 2030 | 2035 | 2040
BM | 0 | 0 | 0 | 0 | 0 | 0
CC | 0 | 0 | 0 | 0 | 0 | 0
CSP | 0 | 0 | 0 | 0 | 0 | 0
CT | 0 | 0 | 0 | 0 | 0 | 0
Coal | 0 | 0 | 0 | 0 | 0 | 0
Geo | 0 | 0 | 0 | 0 | 0 | 0
H | 0 | 0 | 0 | 0 | 0 | 0
LFG | 0 | 0 | 0 | 0 | 0 | 0
Nuc | 0 | 0 | 0 | 0 | 0 | 0
PS | 0 | 0 | 0 | 0 | 0 | 0
PV | 0 | 0 | 0 | 0 | 0 | 0
PeakG | 0 | 0 | 0 | 0 | 0 | 0
PeakO | 0 | 0 | 0 | 0 | 0 | 0
ST | 0 | 0 | 0 | 0 | 0 | 0
STOG | 0 | 0 | 0 | 0 | 0 | 0
STWD | 0 | 0 | 0 | 0 | 0 | 0
WT | 0 | 0 | 0 | 0 | 0 | 0
IGCC | 0 | 0 | 0 | 0 | 0 | 0
DemandResponse | 0 | 0 | 0 | 0 | 0 | 0
IGCC-CCS | 0 | 0 | 0 | 0 | 0 | 0
WT_off | 0 | 0 | 0 | 0 | 0 | 0
PseudoUnit | 0 | 0 | 0 | 0 | 0 | 0
FixedInterchange | 0 | 0 | 0 | 0 | 0 | 0
Fuel Cost by Reporting Type: All
ReportingType | 2015 | 2020 | 2025 | 2030 | 2035 | 2040
BM | 150.27 | 342.53 | 562.86 | 650.16 | 797.98 | 817.33
CC | 37897.92 | 43036.29 | 46377.97 | 55687.38 | 70591.83 | 81061.39
CSP | 0 | 0 | 0 | 0 | 0 | 0
CT | 51.39 | 103.7 | 134.94 | 187.32 | 201.51 | 301.96
Coal | 38071.92 | 35674.41 | 38856.18 | 42130.06 | 48219.05 | 54337.61
Geo | 0 | 0 | 0 | 0 | 0 | 0
H | 0 | 0 | 0 | 0 | 0 | 0
LFG | 0.25 | 2.74 | 5.56 | 6.49 | 6.49 | 6.49
Nuc | 8179.93 | 9435.97 | 10370.05 | 10455.86 | 8682.42 | 7858.14
PS | 0 | 0 | 0 | 0 | 0 | 0
PV | 0 | 0 | 0 | 0 | 0 | 0
PeakG | 165.58 | 256.3 | 468.39 | 604.09 | 579.7 | 602.37
PeakO | 0 | 0 | 0 | 0 | 0 | 0
ST | 0 | 0 | 0 | 0 | 0 | 0
STOG | 724.07 | 937.32 | 1211.82 | 1340.6 | 1293 | 1363.27
STWD | 815.76 | 714.45 | 250.25 | 512.15 | 607.49 | 724.6
WT | 0 | 0 | 0 | 0 | 0 | 0
IGCC | 90.62 | 91.48 | 92.55 | 98.31 | 100.99 | 106.24
DemandResponse | 0 | 0 | 0 | 0 | 0 | 0
IGCC-CCS | 0 | 0 | 0 | 0 | 0 | 0
WT_off | 0 | 0 | 0 | 0 | 0 | 0
PseudoUnit | 0 | 0 | 0 | 0 | 0 | 0
FixedInterchange | 0 | 0 | 0 | 0 | 0 | 0
Fuel Cost by Reporting Type: EI_US
ReportingType | 2015 | 2020 | 2025 | 2030 | 2035 | 2040
BM | 147.2 | 334.95 | 562.2 | 629.45 | 772.47 | 790.94
CC | 23745.48 | 26773.37 | 27554.02 | 32607.57 | 44563.65 | 52899.3
CSP | 0 | 0 | 0 | 0 | 0 | 0
CT | 49.94 | 103.36 | 124 | 166.31 | 200.05 | 296.56
Coal | 31223.18 | 28848.7 | 31616.13 | 34614.35 | 38675.7 | 43600.22
Geo | 0 | 0 | 0 | 0 | 0 | 0
H | 0 | 0 | 0 | 0 | 0 | 0
LFG | 0.18 | 1.13 | 3.64 | 4.11 | 4.11 | 4.11
Nuc | 6305.35 | 7523.17 | 8337.7 | 8383.82 | 6382.08 | 5064.76
PS | 0 | 0 | 0 | 0 | 0 | 0
PV | 0 | 0 | 0 | 0 | 0 | 0
PeakG | 165.23 | 252.99 | 440.59 | 551.73 | 527.16 | 543.34
PeakO | 0 | 0 | 0 | 0 | 0 | 0
ST | 0 | 0 | 0 | 0 | 0 | 0
STOG | 512.86 | 634.89 | 787.06 | 889.19 | 841.57 | 900.19
STWD | 497.14 | 395.82 | 247.64 | 353.3 | 444.98 | 495.75
WT | 0 | 0 | 0 | 0 | 0 | 0
IGCC | 90.62 | 91.48 | 92.55 | 98.31 | 100.99 | 106.24
DemandResponse | 0 | 0 | 0 | 0 | 0 | 0
IGCC-CCS | 0 | 0 | 0 | 0 | 0 | 0
WT_off | 0 | 0 | 0 | 0 | 0 | 0
PseudoUnit | 0 | 0 | 0 | 0 | 0 | 0
FixedInterchange | 0 | 0 | 0 | 0 | 0 | 0
Fuel Cost by Reporting Type: EI_Canada
ReportingType | 2015 | 2020 | 2025 | 2030 | 2035 | 2040
BM | 0 | 0 | 0 | 0 | 0.26 | 0.26
CC | 133.36 | 180.76 | 172.82 | 161.95 | 425.63 | 1025.51
CSP | 0 | 0 | 0 | 0 | 0 | 0
CT | 1.45 | 0.04 | 0.1 | 0.53 | 0.85 | 4.71
Coal | 18.49 | 20.44 | 77.84 | 0 | 0 | 0
Geo | 0 | 0 | 0 | 0 | 0 | 0
H | 0 | 0 | 0 | 0 | 0 | 0
LFG | 0.02 | 0.02 | 0.02 | 0.02 | 0.02 | 0.02
Nuc | 919.76 | 938.52 | 997.17 | 1016.65 | 935.44 | 814.03
PS | 0 | 0 | 0 | 0 | 0 | 0
PV | 0 | 0 | 0 | 0 | 0 | 0
PeakG | 0 | 0 | 0 | 0.3 | 0.32 | 1.19
PeakO | 0 | 0 | 0 | 0 | 0 | 0
ST | 0 | 0 | 0 | 0 | 0 | 0
STOG | 0 | 0 | 0 | 0 | 0 | 0
STWD | 0 | 0 | 0 | 0 | 0 | 0
WT | 0 | 0 | 0 | 0 | 0 | 0
IGCC | 0 | 0 | 0 | 0 | 0 | 0
DemandResponse | 0 | 0 | 0 | 0 | 0 | 0
IGCC-CCS | 0 | 0 | 0 | 0 | 0 | 0
WT_off | 0 | 0 | 0 | 0 | 0 | 0
PseudoUnit | 0 | 0 | 0 | 0 | 0 | 0
FixedInterchange | 0 | 0 | 0 | 0 | 0 | 0
Fuel Cost by Reporting Type: EI
ReportingType | 2015 | 2020 | 2025 | 2030 | 2035 | 2040
BM | 147.2 | 334.95 | 562.2 | 629.45 | 772.72 | 791.2
CC | 23878.84 | 26954.13 | 27726.84 | 32769.53 | 44989.28 | 53924.81
CSP | 0 | 0 | 0 | 0 | 0 | 0
CT | 51.39 | 103.4 | 124.1 | 166.83 | 200.9 | 301.27
Coal | 31241.67 | 28869.14 | 31693.97 | 34614.35 | 38675.7 | 43600.22
Geo | 0 | 0 | 0 | 0 | 0 | 0
H | 0 | 0 | 0 | 0 | 0 | 0
LFG | 0.2 | 1.15 | 3.66 | 4.13 | 4.13 | 4.13
Nuc | 7225.12 | 8461.68 | 9334.87 | 9400.47 | 7317.53 | 5878.78
PS | 0 | 0 | 0 | 0 | 0 | 0
PV | 0 | 0 | 0 | 0 | 0 | 0
PeakG | 165.23 | 252.99 | 440.59 | 552.03 | 527.48 | 544.53
PeakO | 0 | 0 | 0 | 0 | 0 | 0
ST | 0 | 0 | 0 | 0 | 0 | 0
STOG | 512.86 | 634.89 | 787.06 | 889.19 | 841.57 | 900.19
STWD | 497.14 | 395.82 | 247.64 | 353.3 | 444.98 | 495.75
WT | 0 | 0 | 0 | 0 | 0 | 0
IGCC | 90.62 | 91.48 | 92.55 | 98.31 | 100.99 | 106.24
DemandResponse | 0 | 0 | 0 | 0 | 0 | 0
IGCC-CCS | 0 | 0 | 0 | 0 | 0 | 0
WT_off | 0 | 0 | 0 | 0 | 0 | 0
PseudoUnit | 0 | 0 | 0 | 0 | 0 | 0
FixedInterchange | 0 | 0 | 0 | 0 | 0 | 0
Fuel Cost by Reporting Type: Outside_EI
ReportingType | 2015 | 2020 | 2025 | 2030 | 2035 | 2040
BM | 3.07 | 7.58 | 0.66 | 20.71 | 25.26 | 26.13
CC | 14019.08 | 16082.16 | 18651.12 | 22917.85 | 25602.55 | 27136.58
CSP | 0 | 0 | 0 | 0 | 0 | 0
CT | 0 | 0.3 | 10.84 | 20.49 | 0.62 | 0.69
Coal | 6830.25 | 6805.27 | 7162.21 | 7515.7 | 9543.35 | 10737.38
Geo | 0 | 0 | 0 | 0 | 0 | 0
H | 0 | 0 | 0 | 0 | 0 | 0
LFG | 0.05 | 1.59 | 1.9 | 2.36 | 2.36 | 2.36
Nuc | 954.81 | 974.28 | 1035.18 | 1055.4 | 1364.9 | 1979.36
PS | 0 | 0 | 0 | 0 | 0 | 0
PV | 0 | 0 | 0 | 0 | 0 | 0
PeakG | 0.35 | 3.31 | 27.8 | 52.07 | 52.23 | 57.84
PeakO | 0 | 0 | 0 | 0 | 0 | 0
ST | 0 | 0 | 0 | 0 | 0 | 0
STOG | 211.21 | 302.43 | 424.76 | 451.41 | 451.43 | 463.08
STWD | 318.62 | 318.62 | 2.61 | 158.85 | 162.51 | 228.85
WT | 0 | 0 | 0 | 0 | 0 | 0
IGCC | 0 | 0 | 0 | 0 | 0 | 0
DemandResponse | 0 | 0 | 0 | 0 | 0 | 0
IGCC-CCS | 0 | 0 | 0 | 0 | 0 | 0
WT_off | 0 | 0 | 0 | 0 | 0 | 0
PseudoUnit | 0 | 0 | 0 | 0 | 0 | 0
FixedInterchange | 0 | 0 | 0 | 0 | 0 | 0
#7 | Emission Cost ($million)
==== Emission Program: TitleIV_CAIRSO2 : (SO2) ====
Emission Cost by Reporting Type: Entergy
ReportingType | 2015 | 2020 | 2025 | 2030 | 2035 | 2040
BM | 0 | 0 | 0 | 0 | 0 | 0
CC | 0 | 0 | 0 | 0 | 0 | 0
CSP | 0 | 0 | 0 | 0 | 0 | 0
CT | 0 | 0 | 0 | 0 | 0 | 0
Coal | 31.74 | 0 | 0 | 0 | 0 | 0
Geo | 0 | 0 | 0 | 0 | 0 | 0
H | 0 | 0 | 0 | 0 | 0 | 0
LFG | 0 | 0 | 0 | 0 | 0 | 0
Nuc | 0 | 0 | 0 | 0 | 0 | 0
PS | 0 | 0 | 0 | 0 | 0 | 0
PV | 0 | 0 | 0 | 0 | 0 | 0
PeakG | 0 | 0 | 0 | 0 | 0 | 0
PeakO | 0 | 0 | 0 | 0 | 0 | 0
ST | 0 | 0 | 0 | 0 | 0 | 0
STOG | 0 | 0 | 0 | 0 | 0 | 0
STWD | 0 | 0 | 0 | 0 | 0 | 0
WT | 0 | 0 | 0 | 0 | 0 | 0
IGCC | 0 | 0 | 0 | 0 | 0 | 0
DemandResponse | 0 | 0 | 0 | 0 | 0 | 0
IGCC-CCS | 0 | 0 | 0 | 0 | 0 | 0
WT_off | 0 | 0 | 0 | 0 | 0 | 0
PseudoUnit | 0 | 0 | 0 | 0 | 0 | 0
FixedInterchange | 0 | 0 | 0 | 0 | 0 | 0
Emission Cost by Reporting Type: FRCC
ReportingType | 2015 | 2020 | 2025 | 2030 | 2035 | 2040
BM | 0 | 0 | 0 | 0 | 0 | 0
CC | 0 | 0 | 0 | 0 | 0 | 0
CSP | 0 | 0 | 0 | 0 | 0 | 0
CT | 0 | 0 | 0 | 0 | 0 | 0
Coal | 6.55 | 0 | 0 | 0 | 0 | 0
Geo | 0 | 0 | 0 | 0 | 0 | 0
H | 0 | 0 | 0 | 0 | 0 | 0
LFG | 0 | 0 | 0 | 0 | 0 | 0
Nuc | 0 | 0 | 0 | 0 | 0 | 0
PS | 0 | 0 | 0 | 0 | 0 | 0
PV | 0 | 0 | 0 | 0 | 0 | 0
PeakG | 0 | 0 | 0 | 0 | 0 | 0
PeakO | 0 | 0 | 0 | 0 | 0 | 0
ST | 0 | 0 | 0 | 0 | 0 | 0
STOG | 0 | 0 | 0 | 0 | 0 | 0
STWD | 0 | 0 | 0 | 0 | 0 | 0
WT | 0 | 0 | 0 | 0 | 0 | 0
IGCC | 0 | 0 | 0 | 0 | 0 | 0
DemandResponse | 0 | 0 | 0 | 0 | 0 | 0
IGCC-CCS | 0 | 0 | 0 | 0 | 0 | 0
WT_off | 0 | 0 | 0 | 0 | 0 | 0
PseudoUnit | 0 | 0 | 0 | 0 | 0 | 0
FixedInterchange | 0 | 0 | 0 | 0 | 0 | 0
Emission Cost by Reporting Type: MAPP_US
ReportingType | 2015 | 2020 | 2025 | 2030 | 2035 | 2040
BM | 0 | 0 | 0 | 0 | 0 | 0
CC | 0 | 0 | 0 | 0 | 0 | 0
CSP | 0 | 0 | 0 | 0 | 0 | 0
CT | 0 | 0 | 0 | 0 | 0 | 0
Coal | 1.25 | 0 | 0 | 0 | 0 | 0
Geo | 0 | 0 | 0 | 0 | 0 | 0
H | 0 | 0 | 0 | 0 | 0 | 0
LFG | 0 | 0 | 0 | 0 | 0 | 0
Nuc | 0 | 0 | 0 | 0 | 0 | 0
PS | 0 | 0 | 0 | 0 | 0 | 0
PV | 0 | 0 | 0 | 0 | 0 | 0
PeakG | 0 | 0 | 0 | 0 | 0 | 0
PeakO | 0 | 0 | 0 | 0 | 0 | 0
ST | 0 | 0 | 0 | 0 | 0 | 0
STOG | 0 | 0 | 0 | 0 | 0 | 0
STWD | 0 | 0 | 0 | 0 | 0 | 0
WT | 0 | 0 | 0 | 0 | 0 | 0
IGCC | 0 | 0 | 0 | 0 | 0 | 0
DemandResponse | 0 | 0 | 0 | 0 | 0 | 0
IGCC-CCS | 0 | 0 | 0 | 0 | 0 | 0
WT_off | 0 | 0 | 0 | 0 | 0 | 0
PseudoUnit | 0 | 0 | 0 | 0 | 0 | 0
FixedInterchange | 0 | 0 | 0 | 0 | 0 | 0
Emission Cost by Reporting Type: MISO_IN
ReportingType | 2015 | 2020 | 2025 | 2030 | 2035 | 2040
BM | 0 | 0 | 0 | 0 | 0 | 0
CC | 0 | 0 | 0 | 0 | 0 | 0
CSP | 0 | 0 | 0 | 0 | 0 | 0
CT | 0 | 0 | 0 | 0 | 0 | 0
Coal | 26.2 | 0 | 0 | 0 | 0 | 0
Geo | 0 | 0 | 0 | 0 | 0 | 0
H | 0 | 0 | 0 | 0 | 0 | 0
LFG | 0 | 0 | 0 | 0 | 0 | 0
Nuc | 0 | 0 | 0 | 0 | 0 | 0
PS | 0 | 0 | 0 | 0 | 0 | 0
PV | 0 | 0 | 0 | 0 | 0 | 0
PeakG | 0 | 0 | 0 | 0 | 0 | 0
PeakO | 0 | 0 | 0 | 0 | 0 | 0
ST | 0 | 0 | 0 | 0 | 0 | 0
STOG | 0 | 0 | 0 | 0 | 0 | 0
STWD | 0 | 0 | 0 | 0 | 0 | 0
WT | 0 | 0 | 0 | 0 | 0 | 0
IGCC | 0.2 | 0 | 0 | 0 | 0 | 0
DemandResponse | 0 | 0 | 0 | 0 | 0 | 0
IGCC-CCS | 0 | 0 | 0 | 0 | 0 | 0
WT_off | 0 | 0 | 0 | 0 | 0 | 0
PseudoUnit | 0 | 0 | 0 | 0 | 0 | 0
FixedInterchange | 0 | 0 | 0 | 0 | 0 | 0
Emission Cost by Reporting Type: MISO_MI
ReportingType | 2015 | 2020 | 2025 | 2030 | 2035 | 2040
BM | 0 | 0 | 0 | 0 | 0 | 0
CC | 0 | 0 | 0 | 0 | 0 | 0
CSP | 0 | 0 | 0 | 0 | 0 | 0
CT | 0 | 0 | 0 | 0 | 0 | 0
Coal | 23.67 | 0 | 0 | 0 | 0 | 0
Geo | 0 | 0 | 0 | 0 | 0 | 0
H | 0 | 0 | 0 | 0 | 0 | 0
LFG | 0 | 0 | 0 | 0 | 0 | 0
Nuc | 0 | 0 | 0 | 0 | 0 | 0
PS | 0 | 0 | 0 | 0 | 0 | 0
PV | 0 | 0 | 0 | 0 | 0 | 0
PeakG | 0 | 0 | 0 | 0 | 0 | 0
PeakO | 0 | 0 | 0 | 0 | 0 | 0
ST | 0 | 0 | 0 | 0 | 0 | 0
STOG | 0 | 0 | 0 | 0 | 0 | 0
STWD | 0 | 0 | 0 | 0 | 0 | 0
WT | 0 | 0 | 0 | 0 | 0 | 0
IGCC | 0 | 0 | 0 | 0 | 0 | 0
DemandResponse | 0 | 0 | 0 | 0 | 0 | 0
IGCC-CCS | 0 | 0 | 0 | 0 | 0 | 0
WT_off | 0 | 0 | 0 | 0 | 0 | 0
PseudoUnit | 0 | 0 | 0 | 0 | 0 | 0
FixedInterchange | 0 | 0 | 0 | 0 | 0 | 0
Emission Cost by Reporting Type: MISO_MO-IL
ReportingType | 2015 | 2020 | 2025 | 2030 | 2035 | 2040
BM | 0 | 0 | 0 | 0 | 0 | 0
CC | 0 | 0 | 0 | 0 | 0 | 0
CSP | 0 | 0 | 0 | 0 | 0 | 0
CT | 0 | 0 | 0 | 0 | 0 | 0
Coal | 48.22 | 0 | 0 | 0 | 0 | 0
Geo | 0 | 0 | 0 | 0 | 0 | 0
H | 0 | 0 | 0 | 0 | 0 | 0
LFG | 0 | 0 | 0 | 0 | 0 | 0
Nuc | 0 | 0 | 0 | 0 | 0 | 0
PS | 0 | 0 | 0 | 0 | 0 | 0
PV | 0 | 0 | 0 | 0 | 0 | 0
PeakG | 0 | 0 | 0 | 0 | 0 | 0
PeakO | 0 | 0 | 0 | 0 | 0 | 0
ST | 0 | 0 | 0 | 0 | 0 | 0
STOG | 0 | 0 | 0 | 0 | 0 | 0
STWD | 0 | 0 | 0 | 0 | 0 | 0
WT | 0 | 0 | 0 | 0 | 0 | 0
IGCC | 0 | 0 | 0 | 0 | 0 | 0
DemandResponse | 0 | 0 | 0 | 0 | 0 | 0
IGCC-CCS | 0 | 0 | 0 | 0 | 0 | 0
WT_off | 0 | 0 | 0 | 0 | 0 | 0
PseudoUnit | 0 | 0 | 0 | 0 | 0 | 0
FixedInterchange | 0 | 0 | 0 | 0 | 0 | 0
Emission Cost by Reporting Type: MISO_W
ReportingType | 2015 | 2020 | 2025 | 2030 | 2035 | 2040
BM | 0 | 0 | 0 | 0 | 0 | 0
CC | 0 | 0 | 0 | 0 | 0 | 0
CSP | 0 | 0 | 0 | 0 | 0 | 0
CT | 0 | 0 | 0 | 0 | 0 | 0
Coal | 21.38 | 0 | 0 | 0 | 0 | 0
Geo | 0 | 0 | 0 | 0 | 0 | 0
H | 0 | 0 | 0 | 0 | 0 | 0
LFG | 0 | 0 | 0 | 0 | 0 | 0
Nuc | 0 | 0 | 0 | 0 | 0 | 0
PS | 0 | 0 | 0 | 0 | 0 | 0
PV | 0 | 0 | 0 | 0 | 0 | 0
PeakG | 0 | 0 | 0 | 0 | 0 | 0
PeakO | 0 | 0 | 0 | 0 | 0 | 0
ST | 0 | 0 | 0 | 0 | 0 | 0
STOG | 0 | 0 | 0 | 0 | 0 | 0
STWD | 0 | 0 | 0 | 0 | 0 | 0
WT | 0 | 0 | 0 | 0 | 0 | 0
IGCC | 0 | 0 | 0 | 0 | 0 | 0
DemandResponse | 0 | 0 | 0 | 0 | 0 | 0
IGCC-CCS | 0 | 0 | 0 | 0 | 0 | 0
WT_off | 0 | 0 | 0 | 0 | 0 | 0
PseudoUnit | 0 | 0 | 0 | 0 | 0 | 0
FixedInterchange | 0 | 0 | 0 | 0 | 0 | 0
Emission Cost by Reporting Type: MISO_WUMS
ReportingType | 2015 | 2020 | 2025 | 2030 | 2035 | 2040
BM | 0 | 0 | 0 | 0 | 0 | 0
CC | 0 | 0 | 0 | 0 | 0 | 0
CSP | 0 | 0 | 0 | 0 | 0 | 0
CT | 0 | 0 | 0 | 0 | 0 | 0
Coal | 4.87 | 0 | 0 | 0 | 0 | 0
Geo | 0 | 0 | 0 | 0 | 0 | 0
H | 0 | 0 | 0 | 0 | 0 | 0
LFG | 0 | 0 | 0 | 0 | 0 | 0
Nuc | 0 | 0 | 0 | 0 | 0 | 0
PS | 0 | 0 | 0 | 0 | 0 | 0
PV | 0 | 0 | 0 | 0 | 0 | 0
PeakG | 0 | 0 | 0 | 0 | 0 | 0
PeakO | 0 | 0 | 0 | 0 | 0 | 0
ST | 0 | 0 | 0 | 0 | 0 | 0
STOG | 0 | 0 | 0 | 0 | 0 | 0
STWD | 0 | 0 | 0 | 0 | 0 | 0
WT | 0 | 0 | 0 | 0 | 0 | 0
IGCC | 0 | 0 | 0 | 0 | 0 | 0
DemandResponse | 0 | 0 | 0 | 0 | 0 | 0
IGCC-CCS | 0 | 0 | 0 | 0 | 0 | 0
WT_off | 0 | 0 | 0 | 0 | 0 | 0
PseudoUnit | 0 | 0 | 0 | 0 | 0 | 0
FixedInterchange | 0 | 0 | 0 | 0 | 0 | 0
Emission Cost by Reporting Type: Nebraska
ReportingType | 2015 | 2020 | 2025 | 2030 | 2035 | 2040
BM | 0 | 0 | 0 | 0 | 0 | 0
CC | 0 | 0 | 0 | 0 | 0 | 0
CSP | 0 | 0 | 0 | 0 | 0 | 0
CT | 0 | 0 | 0 | 0 | 0 | 0
Coal | 3.69 | 0 | 0 | 0 | 0 | 0
Geo | 0 | 0 | 0 | 0 | 0 | 0
H | 0 | 0 | 0 | 0 | 0 | 0
LFG | 0 | 0 | 0 | 0 | 0 | 0
Nuc | 0 | 0 | 0 | 0 | 0 | 0
PS | 0 | 0 | 0 | 0 | 0 | 0
PV | 0 | 0 | 0 | 0 | 0 | 0
PeakG | 0 | 0 | 0 | 0 | 0 | 0
PeakO | 0 | 0 | 0 | 0 | 0 | 0
ST | 0 | 0 | 0 | 0 | 0 | 0
STOG | 0 | 0 | 0 | 0 | 0 | 0
STWD | 0 | 0 | 0 | 0 | 0 | 0
WT | 0 | 0 | 0 | 0 | 0 | 0
IGCC | 0 | 0 | 0 | 0 | 0 | 0
DemandResponse | 0 | 0 | 0 | 0 | 0 | 0
IGCC-CCS | 0 | 0 | 0 | 0 | 0 | 0
WT_off | 0 | 0 | 0 | 0 | 0 | 0
PseudoUnit | 0 | 0 | 0 | 0 | 0 | 0
FixedInterchange | 0 | 0 | 0 | 0 | 0 | 0
Emission Cost by Reporting Type: NEISO
ReportingType | 2015 | 2020 | 2025 | 2030 | 2035 | 2040
BM | 0 | 0 | 0 | 0 | 0 | 0
CC | 0 | 0 | 0 | 0 | 0 | 0
CSP | 0 | 0 | 0 | 0 | 0 | 0
CT | 0 | 0 | 0 | 0 | 0 | 0
Coal | 0 | 0 | 0 | 0 | 0 | 0
Geo | 0 | 0 | 0 | 0 | 0 | 0
H | 0 | 0 | 0 | 0 | 0 | 0
LFG | 0 | 0 | 0 | 0 | 0 | 0
Nuc | 0 | 0 | 0 | 0 | 0 | 0
PS | 0 | 0 | 0 | 0 | 0 | 0
PV | 0 | 0 | 0 | 0 | 0 | 0
PeakG | 0 | 0 | 0 | 0 | 0 | 0
PeakO | 0 | 0 | 0 | 0 | 0 | 0
ST | 0 | 0 | 0 | 0 | 0 | 0
STOG | 0 | 0 | 0 | 0 | 0 | 0
STWD | 0 | 0 | 0 | 0 | 0 | 0
WT | 0 | 0 | 0 | 0 | 0 | 0
IGCC | 0 | 0 | 0 | 0 | 0 | 0
DemandResponse | 0 | 0 | 0 | 0 | 0 | 0
IGCC-CCS | 0 | 0 | 0 | 0 | 0 | 0
WT_off | 0 | 0 | 0 | 0 | 0 | 0
PseudoUnit | 0 | 0 | 0 | 0 | 0 | 0
FixedInterchange | 0 | 0 | 0 | 0 | 0 | 0
Emission Cost by Reporting Type: NonRTO_Midwest
ReportingType | 2015 | 2020 | 2025 | 2030 | 2035 | 2040
BM | 0 | 0 | 0 | 0 | 0 | 0
CC | 0 | 0 | 0 | 0 | 0 | 0
CSP | 0 | 0 | 0 | 0 | 0 | 0
CT | 0 | 0 | 0 | 0 | 0 | 0
Coal | 15.93 | 0 | 0 | 0 | 0 | 0
Geo | 0 | 0 | 0 | 0 | 0 | 0
H | 0 | 0 | 0 | 0 | 0 | 0
LFG | 0 | 0 | 0 | 0 | 0 | 0
Nuc | 0 | 0 | 0 | 0 | 0 | 0
PS | 0 | 0 | 0 | 0 | 0 | 0
PV | 0 | 0 | 0 | 0 | 0 | 0
PeakG | 0 | 0 | 0 | 0 | 0 | 0
PeakO | 0 | 0 | 0 | 0 | 0 | 0
ST | 0 | 0 | 0 | 0 | 0 | 0
STOG | 0 | 0 | 0 | 0 | 0 | 0
STWD | 0 | 0 | 0 | 0 | 0 | 0
WT | 0 | 0 | 0 | 0 | 0 | 0
IGCC | 0 | 0 | 0 | 0 | 0 | 0
DemandResponse | 0 | 0 | 0 | 0 | 0 | 0
IGCC-CCS | 0 | 0 | 0 | 0 | 0 | 0
WT_off | 0 | 0 | 0 | 0 | 0 | 0
PseudoUnit | 0 | 0 | 0 | 0 | 0 | 0
FixedInterchange | 0 | 0 | 0 | 0 | 0 | 0
Emission Cost by Reporting Type: NYISO_A-F
ReportingType | 2015 | 2020 | 2025 | 2030 | 2035 | 2040
BM | 0 | 0 | 0 | 0 | 0 | 0
CC | 0 | 0 | 0 | 0 | 0 | 0
CSP | 0 | 0 | 0 | 0 | 0 | 0
CT | 0 | 0 | 0 | 0 | 0 | 0
Coal | 0 | 0 | 0 | 0 | 0 | 0
Geo | 0 | 0 | 0 | 0 | 0 | 0
H | 0 | 0 | 0 | 0 | 0 | 0
LFG | 0 | 0 | 0 | 0 | 0 | 0
Nuc | 0 | 0 | 0 | 0 | 0 | 0
PS | 0 | 0 | 0 | 0 | 0 | 0
PV | 0 | 0 | 0 | 0 | 0 | 0
PeakG | 0 | 0 | 0 | 0 | 0 | 0
PeakO | 0 | 0 | 0 | 0 | 0 | 0
ST | 0 | 0 | 0 | 0 | 0 | 0
STOG | 0 | 0 | 0 | 0 | 0 | 0
STWD | 0 | 0 | 0 | 0 | 0 | 0
WT | 0 | 0 | 0 | 0 | 0 | 0
IGCC | 0 | 0 | 0 | 0 | 0 | 0
DemandResponse | 0 | 0 | 0 | 0 | 0 | 0
IGCC-CCS | 0 | 0 | 0 | 0 | 0 | 0
WT_off | 0 | 0 | 0 | 0 | 0 | 0
PseudoUnit | 0 | 0 | 0 | 0 | 0 | 0
FixedInterchange | 0 | 0 | 0 | 0 | 0 | 0
Emission Cost by Reporting Type: NYISO_G-I
ReportingType | 2015 | 2020 | 2025 | 2030 | 2035 | 2040
BM | 0 | 0 | 0 | 0 | 0 | 0
CC | 0 | 0 | 0 | 0 | 0 | 0
CSP | 0 | 0 | 0 | 0 | 0 | 0
CT | 0 | 0 | 0 | 0 | 0 | 0
Coal | 0 | 0 | 0 | 0 | 0 | 0
Geo | 0 | 0 | 0 | 0 | 0 | 0
H | 0 | 0 | 0 | 0 | 0 | 0
LFG | 0 | 0 | 0 | 0 | 0 | 0
Nuc | 0 | 0 | 0 | 0 | 0 | 0
PS | 0 | 0 | 0 | 0 | 0 | 0
PV | 0 | 0 | 0 | 0 | 0 | 0
PeakG | 0 | 0 | 0 | 0 | 0 | 0
PeakO | 0 | 0 | 0 | 0 | 0 | 0
ST | 0 | 0 | 0 | 0 | 0 | 0
STOG | 0 | 0 | 0 | 0 | 0 | 0
STWD | 0 | 0 | 0 | 0 | 0 | 0
WT | 0 | 0 | 0 | 0 | 0 | 0
IGCC | 0 | 0 | 0 | 0 | 0 | 0
DemandResponse | 0 | 0 | 0 | 0 | 0 | 0
IGCC-CCS | 0 | 0 | 0 | 0 | 0 | 0
WT_off | 0 | 0 | 0 | 0 | 0 | 0
PseudoUnit | 0 | 0 | 0 | 0 | 0 | 0
FixedInterchange | 0 | 0 | 0 | 0 | 0 | 0
Emission Cost by Reporting Type: NYISO_J-K
ReportingType | 2015 | 2020 | 2025 | 2030 | 2035 | 2040
BM | 0 | 0 | 0 | 0 | 0 | 0
CC | 0 | 0 | 0 | 0 | 0 | 0
CSP | 0 | 0 | 0 | 0 | 0 | 0
CT | 0 | 0 | 0 | 0 | 0 | 0
Coal | 0 | 0 | 0 | 0 | 0 | 0
Geo | 0 | 0 | 0 | 0 | 0 | 0
H | 0 | 0 | 0 | 0 | 0 | 0
LFG | 0 | 0 | 0 | 0 | 0 | 0
Nuc | 0 | 0 | 0 | 0 | 0 | 0
PS | 0 | 0 | 0 | 0 | 0 | 0
PV | 0 | 0 | 0 | 0 | 0 | 0
PeakG | 0 | 0 | 0 | 0 | 0 | 0
PeakO | 0 | 0 | 0 | 0 | 0 | 0
ST | 0 | 0 | 0 | 0 | 0 | 0
STOG | 0 | 0 | 0 | 0 | 0 | 0
STWD | 0 | 0 | 0 | 0 | 0 | 0
WT | 0 | 0 | 0 | 0 | 0 | 0
IGCC | 0 | 0 | 0 | 0 | 0 | 0
DemandResponse | 0 | 0 | 0 | 0 | 0 | 0
IGCC-CCS | 0 | 0 | 0 | 0 | 0 | 0
WT_off | 0 | 0 | 0 | 0 | 0 | 0
PseudoUnit | 0 | 0 | 0 | 0 | 0 | 0
FixedInterchange | 0 | 0 | 0 | 0 | 0 | 0
Emission Cost by Reporting Type: PJM_E
ReportingType | 2015 | 2020 | 2025 | 2030 | 2035 | 2040
BM | 0 | 0 | 0 | 0 | 0 | 0
CC | 0 | 0 | 0 | 0 | 0 | 0
CSP | 0 | 0 | 0 | 0 | 0 | 0
CT | 0 | 0 | 0 | 0 | 0 | 0
Coal | 0.01 | 0 | 0 | 0 | 0 | 0
Geo | 0 | 0 | 0 | 0 | 0 | 0
H | 0 | 0 | 0 | 0 | 0 | 0
LFG | 0 | 0 | 0 | 0 | 0 | 0
Nuc | 0 | 0 | 0 | 0 | 0 | 0
PS | 0 | 0 | 0 | 0 | 0 | 0
PV | 0 | 0 | 0 | 0 | 0 | 0
PeakG | 0 | 0 | 0 | 0 | 0 | 0
PeakO | 0 | 0 | 0 | 0 | 0 | 0
ST | 0 | 0 | 0 | 0 | 0 | 0
STOG | 0 | 0 | 0 | 0 | 0 | 0
STWD | 0 | 0 | 0 | 0 | 0 | 0
WT | 0 | 0 | 0 | 0 | 0 | 0
IGCC | 0 | 0 | 0 | 0 | 0 | 0
DemandResponse | 0 | 0 | 0 | 0 | 0 | 0
IGCC-CCS | 0 | 0 | 0 | 0 | 0 | 0
WT_off | 0 | 0 | 0 | 0 | 0 | 0
PseudoUnit | 0 | 0 | 0 | 0 | 0 | 0
FixedInterchange | 0 | 0 | 0 | 0 | 0 | 0
Emission Cost by Reporting Type: PJM_ROM
ReportingType | 2015 | 2020 | 2025 | 2030 | 2035 | 2040
BM | 0 | 0 | 0 | 0 | 0 | 0
CC | 0 | 0 | 0 | 0 | 0 | 0
CSP | 0 | 0 | 0 | 0 | 0 | 0
CT | 0 | 0 | 0 | 0 | 0 | 0
Coal | 13.59 | 0 | 0 | 0 | 0 | 0
Geo | 0 | 0 | 0 | 0 | 0 | 0
H | 0 | 0 | 0 | 0 | 0 | 0
LFG | 0 | 0 | 0 | 0 | 0 | 0
Nuc | 0 | 0 | 0 | 0 | 0 | 0
PS | 0 | 0 | 0 | 0 | 0 | 0
PV | 0 | 0 | 0 | 0 | 0 | 0
PeakG | 0 | 0 | 0 | 0 | 0 | 0
PeakO | 0 | 0 | 0 | 0 | 0 | 0
ST | 0 | 0 | 0 | 0 | 0 | 0
STOG | 0 | 0 | 0 | 0 | 0 | 0
STWD | 0 | 0 | 0 | 0 | 0 | 0
WT | 0 | 0 | 0 | 0 | 0 | 0
IGCC | 0 | 0 | 0 | 0 | 0 | 0
DemandResponse | 0 | 0 | 0 | 0 | 0 | 0
IGCC-CCS | 0 | 0 | 0 | 0 | 0 | 0
WT_off | 0 | 0 | 0 | 0 | 0 | 0
PseudoUnit | 0 | 0 | 0 | 0 | 0 | 0
FixedInterchange | 0 | 0 | 0 | 0 | 0 | 0
Emission Cost by Reporting Type: PJM_ROR
ReportingType | 2015 | 2020 | 2025 | 2030 | 2035 | 2040
BM | 0 | 0 | 0 | 0 | 0 | 0
CC | 0 | 0 | 0 | 0 | 0 | 0
CSP | 0 | 0 | 0 | 0 | 0 | 0
CT | 0 | 0 | 0 | 0 | 0 | 0
Coal | 127.48 | 0 | 0 | 0 | 0 | 0
Geo | 0 | 0 | 0 | 0 | 0 | 0
H | 0 | 0 | 0 | 0 | 0 | 0
LFG | 0 | 0 | 0 | 0 | 0 | 0
Nuc | 0 | 0 | 0 | 0 | 0 | 0
PS | 0 | 0 | 0 | 0 | 0 | 0
PV | 0 | 0 | 0 | 0 | 0 | 0
PeakG | 0 | 0 | 0 | 0 | 0 | 0
PeakO | 0 | 0 | 0 | 0 | 0 | 0
ST | 0 | 0 | 0 | 0 | 0 | 0
STOG | 0 | 0 | 0 | 0 | 0 | 0
STWD | 0 | 0 | 0 | 0 | 0 | 0
WT | 0 | 0 | 0 | 0 | 0 | 0
IGCC | 0 | 0 | 0 | 0 | 0 | 0
DemandResponse | 0 | 0 | 0 | 0 | 0 | 0
IGCC-CCS | 0 | 0 | 0 | 0 | 0 | 0
WT_off | 0 | 0 | 0 | 0 | 0 | 0
PseudoUnit | 0 | 0 | 0 | 0 | 0 | 0
FixedInterchange | 0 | 0 | 0 | 0 | 0 | 0
Emission Cost by Reporting Type: SOCO
ReportingType | 2015 | 2020 | 2025 | 2030 | 2035 | 2040
BM | 0 | 0 | 0 | 0 | 0 | 0
CC | 0 | 0 | 0 | 0 | 0 | 0
CSP | 0 | 0 | 0 | 0 | 0 | 0
CT | 0 | 0 | 0 | 0 | 0 | 0
Coal | 39.45 | 0 | 0 | 0 | 0 | 0
Geo | 0 | 0 | 0 | 0 | 0 | 0
H | 0 | 0 | 0 | 0 | 0 | 0
LFG | 0 | 0 | 0 | 0 | 0 | 0
Nuc | 0 | 0 | 0 | 0 | 0 | 0
PS | 0 | 0 | 0 | 0 | 0 | 0
PV | 0 | 0 | 0 | 0 | 0 | 0
PeakG | 0 | 0 | 0 | 0 | 0 | 0
PeakO | 0 | 0 | 0 | 0 | 0 | 0
ST | 0 | 0 | 0 | 0 | 0 | 0
STOG | 0 | 0 | 0 | 0 | 0 | 0
STWD | 0 | 0 | 0 | 0 | 0 | 0
WT | 0 | 0 | 0 | 0 | 0 | 0
IGCC | 0 | 0 | 0 | 0 | 0 | 0
DemandResponse | 0 | 0 | 0 | 0 | 0 | 0
IGCC-CCS | 0 | 0 | 0 | 0 | 0 | 0
WT_off | 0 | 0 | 0 | 0 | 0 | 0
PseudoUnit | 0 | 0 | 0 | 0 | 0 | 0
FixedInterchange | 0 | 0 | 0 | 0 | 0 | 0
Emission Cost by Reporting Type: SPP_N
ReportingType | 2015 | 2020 | 2025 | 2030 | 2035 | 2040
BM | 0 | 0 | 0 | 0 | 0 | 0
CC | 0 | 0 | 0 | 0 | 0 | 0
CSP | 0 | 0 | 0 | 0 | 0 | 0
CT | 0 | 0 | 0 | 0 | 0 | 0
Coal | 5.28 | 0 | 0 | 0 | 0 | 0
Geo | 0 | 0 | 0 | 0 | 0 | 0
H | 0 | 0 | 0 | 0 | 0 | 0
LFG | 0 | 0 | 0 | 0 | 0 | 0
Nuc | 0 | 0 | 0 | 0 | 0 | 0
PS | 0 | 0 | 0 | 0 | 0 | 0
PV | 0 | 0 | 0 | 0 | 0 | 0
PeakG | 0 | 0 | 0 | 0 | 0 | 0
PeakO | 0 | 0 | 0 | 0 | 0 | 0
ST | 0 | 0 | 0 | 0 | 0 | 0
STOG | 0 | 0 | 0 | 0 | 0 | 0
STWD | 0 | 0 | 0 | 0 | 0 | 0
WT | 0 | 0 | 0 | 0 | 0 | 0
IGCC | 0 | 0 | 0 | 0 | 0 | 0
DemandResponse | 0 | 0 | 0 | 0 | 0 | 0
IGCC-CCS | 0 | 0 | 0 | 0 | 0 | 0
WT_off | 0 | 0 | 0 | 0 | 0 | 0
PseudoUnit | 0 | 0 | 0 | 0 | 0 | 0
FixedInterchange | 0 | 0 | 0 | 0 | 0 | 0
Emission Cost by Reporting Type: SPP_S
ReportingType | 2015 | 2020 | 2025 | 2030 | 2035 | 2040
BM | 0 | 0 | 0 | 0 | 0 | 0
CC | 0 | 0 | 0 | 0 | 0 | 0
CSP | 0 | 0 | 0 | 0 | 0 | 0
CT | 0 | 0 | 0 | 0 | 0 | 0
Coal | 15.73 | 0 | 0 | 0 | 0 | 0
Geo | 0 | 0 | 0 | 0 | 0 | 0
H | 0 | 0 | 0 | 0 | 0 | 0
LFG | 0 | 0 | 0 | 0 | 0 | 0
Nuc | 0 | 0 | 0 | 0 | 0 | 0
PS | 0 | 0 | 0 | 0 | 0 | 0
PV | 0 | 0 | 0 | 0 | 0 | 0
PeakG | 0 | 0 | 0 | 0 | 0 | 0
PeakO | 0 | 0 | 0 | 0 | 0 | 0
ST | 0 | 0 | 0 | 0 | 0 | 0
STOG | 0 | 0 | 0 | 0 | 0 | 0
STWD | 0 | 0 | 0 | 0 | 0 | 0
WT | 0 | 0 | 0 | 0 | 0 | 0
IGCC | 0 | 0 | 0 | 0 | 0 | 0
DemandResponse | 0 | 0 | 0 | 0 | 0 | 0
IGCC-CCS | 0 | 0 | 0 | 0 | 0 | 0
WT_off | 0 | 0 | 0 | 0 | 0 | 0
PseudoUnit | 0 | 0 | 0 | 0 | 0 | 0
FixedInterchange | 0 | 0 | 0 | 0 | 0 | 0
Emission Cost by Reporting Type: TVA
ReportingType | 2015 | 2020 | 2025 | 2030 | 2035 | 2040
BM | 0 | 0 | 0 | 0 | 0 | 0
CC | 0 | 0 | 0 | 0 | 0 | 0
CSP | 0 | 0 | 0 | 0 | 0 | 0
CT | 0 | 0 | 0 | 0 | 0 | 0
Coal | 23.41 | 0 | 0 | 0 | 0 | 0
Geo | 0 | 0 | 0 | 0 | 0 | 0
H | 0 | 0 | 0 | 0 | 0 | 0
LFG | 0 | 0 | 0 | 0 | 0 | 0
Nuc | 0 | 0 | 0 | 0 | 0 | 0
PS | 0 | 0 | 0 | 0 | 0 | 0
PV | 0 | 0 | 0 | 0 | 0 | 0
PeakG | 0 | 0 | 0 | 0 | 0 | 0
PeakO | 0 | 0 | 0 | 0 | 0 | 0
ST | 0 | 0 | 0 | 0 | 0 | 0
STOG | 0 | 0 | 0 | 0 | 0 | 0
STWD | 0 | 0 | 0 | 0 | 0 | 0
WT | 0 | 0 | 0 | 0 | 0 | 0
IGCC | 0 | 0 | 0 | 0 | 0 | 0
DemandResponse | 0 | 0 | 0 | 0 | 0 | 0
IGCC-CCS | 0 | 0 | 0 | 0 | 0 | 0
WT_off | 0 | 0 | 0 | 0 | 0 | 0
PseudoUnit | 0 | 0 | 0 | 0 | 0 | 0
FixedInterchange | 0 | 0 | 0 | 0 | 0 | 0
Emission Cost by Reporting Type: TVA_Transmission
ReportingType | 2015 | 2020 | 2025 | 2030 | 2035 | 2040
BM | 0 | 0 | 0 | 0 | 0 | 0
CC | 0 | 0 | 0 | 0 | 0 | 0
CSP | 0 | 0 | 0 | 0 | 0 | 0
CT | 0 | 0 | 0 | 0 | 0 | 0
Coal | 0 | 0 | 0 | 0 | 0 | 0
Geo | 0 | 0 | 0 | 0 | 0 | 0
H | 0 | 0 | 0 | 0 | 0 | 0
LFG | 0 | 0 | 0 | 0 | 0 | 0
Nuc | 0 | 0 | 0 | 0 | 0 | 0
PS | 0 | 0 | 0 | 0 | 0 | 0
PV | 0 | 0 | 0 | 0 | 0 | 0
PeakG | 0 | 0 | 0 | 0 | 0 | 0
PeakO | 0 | 0 | 0 | 0 | 0 | 0
ST | 0 | 0 | 0 | 0 | 0 | 0
STOG | 0 | 0 | 0 | 0 | 0 | 0
STWD | 0 | 0 | 0 | 0 | 0 | 0
WT | 0 | 0 | 0 | 0 | 0 | 0
IGCC | 0 | 0 | 0 | 0 | 0 | 0
DemandResponse | 0 | 0 | 0 | 0 | 0 | 0
IGCC-CCS | 0 | 0 | 0 | 0 | 0 | 0
WT_off | 0 | 0 | 0 | 0 | 0 | 0
PseudoUnit | 0 | 0 | 0 | 0 | 0 | 0
FixedInterchange | 0 | 0 | 0 | 0 | 0 | 0
Emission Cost by Reporting Type: VACAR
ReportingType | 2015 | 2020 | 2025 | 2030 | 2035 | 2040
BM | 0 | 0 | 0 | 0 | 0 | 0
CC | 0 | 0 | 0 | 0 | 0 | 0
CSP | 0 | 0 | 0 | 0 | 0 | 0
CT | 0 | 0 | 0 | 0 | 0 | 0
Coal | 14.91 | 0 | 0 | 0 | 0 | 0
Geo | 0 | 0 | 0 | 0 | 0 | 0
H | 0 | 0 | 0 | 0 | 0 | 0
LFG | 0 | 0 | 0 | 0 | 0 | 0
Nuc | 0 | 0 | 0 | 0 | 0 | 0
PS | 0 | 0 | 0 | 0 | 0 | 0
PV | 0 | 0 | 0 | 0 | 0 | 0
PeakG | 0 | 0 | 0 | 0 | 0 | 0
PeakO | 0 | 0 | 0 | 0 | 0 | 0
ST | 0 | 0 | 0 | 0 | 0 | 0
STOG | 0 | 0 | 0 | 0 | 0 | 0
STWD | 0 | 0 | 0 | 0 | 0 | 0
WT | 0 | 0 | 0 | 0 | 0 | 0
IGCC | 0 | 0 | 0 | 0 | 0 | 0
DemandResponse | 0 | 0 | 0 | 0 | 0 | 0
IGCC-CCS | 0 | 0 | 0 | 0 | 0 | 0
WT_off | 0 | 0 | 0 | 0 | 0 | 0
PseudoUnit | 0 | 0 | 0 | 0 | 0 | 0
FixedInterchange | 0 | 0 | 0 | 0 | 0 | 0
Emission Cost by Reporting Type: IESO
ReportingType | 2015 | 2020 | 2025 | 2030 | 2035 | 2040
BM | 0 | 0 | 0 | 0 | 0 | 0
CC | 0 | 0 | 0 | 0 | 0 | 0
CSP | 0 | 0 | 0 | 0 | 0 | 0
CT | 0 | 0 | 0 | 0 | 0 | 0
Coal | 0 | 0 | 0 | 0 | 0 | 0
Geo | 0 | 0 | 0 | 0 | 0 | 0
H | 0 | 0 | 0 | 0 | 0 | 0
LFG | 0 | 0 | 0 | 0 | 0 | 0
Nuc | 0 | 0 | 0 | 0 | 0 | 0
PS | 0 | 0 | 0 | 0 | 0 | 0
PV | 0 | 0 | 0 | 0 | 0 | 0
PeakG | 0 | 0 | 0 | 0 | 0 | 0
PeakO | 0 | 0 | 0 | 0 | 0 | 0
ST | 0 | 0 | 0 | 0 | 0 | 0
STOG | 0 | 0 | 0 | 0 | 0 | 0
STWD | 0 | 0 | 0 | 0 | 0 | 0
WT | 0 | 0 | 0 | 0 | 0 | 0
IGCC | 0 | 0 | 0 | 0 | 0 | 0
DemandResponse | 0 | 0 | 0 | 0 | 0 | 0
IGCC-CCS | 0 | 0 | 0 | 0 | 0 | 0
WT_off | 0 | 0 | 0 | 0 | 0 | 0
PseudoUnit | 0 | 0 | 0 | 0 | 0 | 0
FixedInterchange | 0 | 0 | 0 | 0 | 0 | 0
Emission Cost by Reporting Type: MAPP_CA
ReportingType | 2015 | 2020 | 2025 | 2030 | 2035 | 2040
BM | 0 | 0 | 0 | 0 | 0 | 0
CC | 0 | 0 | 0 | 0 | 0 | 0
CSP | 0 | 0 | 0 | 0 | 0 | 0
CT | 0 | 0 | 0 | 0 | 0 | 0
Coal | 0 | 0 | 0 | 0 | 0 | 0
Geo | 0 | 0 | 0 | 0 | 0 | 0
H | 0 | 0 | 0 | 0 | 0 | 0
LFG | 0 | 0 | 0 | 0 | 0 | 0
Nuc | 0 | 0 | 0 | 0 | 0 | 0
PS | 0 | 0 | 0 | 0 | 0 | 0
PV | 0 | 0 | 0 | 0 | 0 | 0
PeakG | 0 | 0 | 0 | 0 | 0 | 0
PeakO | 0 | 0 | 0 | 0 | 0 | 0
ST | 0 | 0 | 0 | 0 | 0 | 0
STOG | 0 | 0 | 0 | 0 | 0 | 0
STWD | 0 | 0 | 0 | 0 | 0 | 0
WT | 0 | 0 | 0 | 0 | 0 | 0
IGCC | 0 | 0 | 0 | 0 | 0 | 0
DemandResponse | 0 | 0 | 0 | 0 | 0 | 0
IGCC-CCS | 0 | 0 | 0 | 0 | 0 | 0
WT_off | 0 | 0 | 0 | 0 | 0 | 0
PseudoUnit | 0 | 0 | 0 | 0 | 0 | 0
FixedInterchange | 0 | 0 | 0 | 0 | 0 | 0
Emission Cost by Reporting Type: AZ_NM_SNV_Coal
ReportingType | 2015 | 2020 | 2025 | 2030 | 2035 | 2040
BM | 0 | 0 | 0 | 0 | 0 | 0
CC | 0 | 0 | 0 | 0 | 0 | 0
CSP | 0 | 0 | 0 | 0 | 0 | 0
CT | 0 | 0 | 0 | 0 | 0 | 0
Coal | 1.01 | 0 | 0 | 0 | 0 | 0
Geo | 0 | 0 | 0 | 0 | 0 | 0
H | 0 | 0 | 0 | 0 | 0 | 0
LFG | 0 | 0 | 0 | 0 | 0 | 0
Nuc | 0 | 0 | 0 | 0 | 0 | 0
PS | 0 | 0 | 0 | 0 | 0 | 0
PV | 0 | 0 | 0 | 0 | 0 | 0
PeakG | 0 | 0 | 0 | 0 | 0 | 0
PeakO | 0 | 0 | 0 | 0 | 0 | 0
ST | 0 | 0 | 0 | 0 | 0 | 0
STOG | 0 | 0 | 0 | 0 | 0 | 0
STWD | 0 | 0 | 0 | 0 | 0 | 0
WT | 0 | 0 | 0 | 0 | 0 | 0
IGCC | 0 | 0 | 0 | 0 | 0 | 0
DemandResponse | 0 | 0 | 0 | 0 | 0 | 0
IGCC-CCS | 0 | 0 | 0 | 0 | 0 | 0
WT_off | 0 | 0 | 0 | 0 | 0 | 0
PseudoUnit | 0 | 0 | 0 | 0 | 0 | 0
FixedInterchange | 0 | 0 | 0 | 0 | 0 | 0
Emission Cost by Reporting Type: AZ_NM_SNV_Gas
ReportingType | 2015 | 2020 | 2025 | 2030 | 2035 | 2040
BM | 0 | 0 | 0 | 0 | 0 | 0
CC | 0 | 0 | 0 | 0 | 0 | 0
CSP | 0 | 0 | 0 | 0 | 0 | 0
CT | 0 | 0 | 0 | 0 | 0 | 0
Coal | 0 | 0 | 0 | 0 | 0 | 0
Geo | 0 | 0 | 0 | 0 | 0 | 0
H | 0 | 0 | 0 | 0 | 0 | 0
LFG | 0 | 0 | 0 | 0 | 0 | 0
Nuc | 0 | 0 | 0 | 0 | 0 | 0
PS | 0 | 0 | 0 | 0 | 0 | 0
PV | 0 | 0 | 0 | 0 | 0 | 0
PeakG | 0 | 0 | 0 | 0 | 0 | 0
PeakO | 0 | 0 | 0 | 0 | 0 | 0
ST | 0 | 0 | 0 | 0 | 0 | 0
STOG | 0 | 0 | 0 | 0 | 0 | 0
STWD | 0 | 0 | 0 | 0 | 0 | 0
WT | 0 | 0 | 0 | 0 | 0 | 0
IGCC | 0 | 0 | 0 | 0 | 0 | 0
DemandResponse | 0 | 0 | 0 | 0 | 0 | 0
IGCC-CCS | 0 | 0 | 0 | 0 | 0 | 0
WT_off | 0 | 0 | 0 | 0 | 0 | 0
PseudoUnit | 0 | 0 | 0 | 0 | 0 | 0
FixedInterchange | 0 | 0 | 0 | 0 | 0 | 0
Emission Cost by Reporting Type: AZ_NM_SNV_NucRenew
ReportingType | 2015 | 2020 | 2025 | 2030 | 2035 | 2040
BM | 0 | 0 | 0 | 0 | 0 | 0
CC | 0 | 0 | 0 | 0 | 0 | 0
CSP | 0 | 0 | 0 | 0 | 0 | 0
CT | 0 | 0 | 0 | 0 | 0 | 0
Coal | 0 | 0 | 0 | 0 | 0 | 0
Geo | 0 | 0 | 0 | 0 | 0 | 0
H | 0 | 0 | 0 | 0 | 0 | 0
LFG | 0 | 0 | 0 | 0 | 0 | 0
Nuc | 0 | 0 | 0 | 0 | 0 | 0
PS | 0 | 0 | 0 | 0 | 0 | 0
PV | 0 | 0 | 0 | 0 | 0 | 0
PeakG | 0 | 0 | 0 | 0 | 0 | 0
PeakO | 0 | 0 | 0 | 0 | 0 | 0
ST | 0 | 0 | 0 | 0 | 0 | 0
STOG | 0 | 0 | 0 | 0 | 0 | 0
STWD | 0 | 0 | 0 | 0 | 0 | 0
WT | 0 | 0 | 0 | 0 | 0 | 0
IGCC | 0 | 0 | 0 | 0 | 0 | 0
DemandResponse | 0 | 0 | 0 | 0 | 0 | 0
IGCC-CCS | 0 | 0 | 0 | 0 | 0 | 0
WT_off | 0 | 0 | 0 | 0 | 0 | 0
PseudoUnit | 0 | 0 | 0 | 0 | 0 | 0
FixedInterchange | 0 | 0 | 0 | 0 | 0 | 0
Emission Cost by Reporting Type: ERCOT
ReportingType | 2015 | 2020 | 2025 | 2030 | 2035 | 2040
BM | 0 | 0 | 0 | 0 | 0 | 0
CC | 0 | 0 | 0 | 0 | 0 | 0
CSP | 0 | 0 | 0 | 0 | 0 | 0
CT | 0 | 0 | 0 | 0 | 0 | 0
Coal | 20.67 | 0 | 0 | 0 | 0 | 0
Geo | 0 | 0 | 0 | 0 | 0 | 0
H | 0 | 0 | 0 | 0 | 0 | 0
LFG | 0 | 0 | 0 | 0 | 0 | 0
Nuc | 0 | 0 | 0 | 0 | 0 | 0
PS | 0 | 0 | 0 | 0 | 0 | 0
PV | 0 | 0 | 0 | 0 | 0 | 0
PeakG | 0 | 0 | 0 | 0 | 0 | 0
PeakO | 0 | 0 | 0 | 0 | 0 | 0
ST | 0 | 0 | 0 | 0 | 0 | 0
STOG | 0 | 0 | 0 | 0 | 0 | 0
STWD | 0 | 0 | 0 | 0 | 0 | 0
WT | 0 | 0 | 0 | 0 | 0 | 0
IGCC | 0 | 0 | 0 | 0 | 0 | 0
DemandResponse | 0 | 0 | 0 | 0 | 0 | 0
IGCC-CCS | 0 | 0 | 0 | 0 | 0 | 0
WT_off | 0 | 0 | 0 | 0 | 0 | 0
PseudoUnit | 0 | 0 | 0 | 0 | 0 | 0
FixedInterchange | 0 | 0 | 0 | 0 | 0 | 0
Emission Cost by Reporting Type: NP15
ReportingType | 2015 | 2020 | 2025 | 2030 | 2035 | 2040
BM | 0 | 0 | 0 | 0 | 0 | 0
CC | 0 | 0 | 0 | 0 | 0 | 0
CSP | 0 | 0 | 0 | 0 | 0 | 0
CT | 0 | 0 | 0 | 0 | 0 | 0
Coal | 0 | 0 | 0 | 0 | 0 | 0
Geo | 0 | 0 | 0 | 0 | 0 | 0
H | 0 | 0 | 0 | 0 | 0 | 0
LFG | 0 | 0 | 0 | 0 | 0 | 0
Nuc | 0 | 0 | 0 | 0 | 0 | 0
PS | 0 | 0 | 0 | 0 | 0 | 0
PV | 0 | 0 | 0 | 0 | 0 | 0
PeakG | 0 | 0 | 0 | 0 | 0 | 0
PeakO | 0 | 0 | 0 | 0 | 0 | 0
ST | 0 | 0 | 0 | 0 | 0 | 0
STOG | 0 | 0 | 0 | 0 | 0 | 0
STWD | 0 | 0 | 0 | 0 | 0 | 0
WT | 0 | 0 | 0 | 0 | 0 | 0
IGCC | 0 | 0 | 0 | 0 | 0 | 0
DemandResponse | 0 | 0 | 0 | 0 | 0 | 0
IGCC-CCS | 0 | 0 | 0 | 0 | 0 | 0
WT_off | 0 | 0 | 0 | 0 | 0 | 0
PseudoUnit | 0 | 0 | 0 | 0 | 0 | 0
FixedInterchange | 0 | 0 | 0 | 0 | 0 | 0
Emission Cost by Reporting Type: NWPP_Coal
ReportingType | 2015 | 2020 | 2025 | 2030 | 2035 | 2040
BM | 0 | 0 | 0 | 0 | 0 | 0
CC | 0 | 0 | 0 | 0 | 0 | 0
CSP | 0 | 0 | 0 | 0 | 0 | 0
CT | 0 | 0 | 0 | 0 | 0 | 0
Coal | 3.2 | 0 | 0 | 0 | 0 | 0
Geo | 0 | 0 | 0 | 0 | 0 | 0
H | 0 | 0 | 0 | 0 | 0 | 0
LFG | 0 | 0 | 0 | 0 | 0 | 0
Nuc | 0 | 0 | 0 | 0 | 0 | 0
PS | 0 | 0 | 0 | 0 | 0 | 0
PV | 0 | 0 | 0 | 0 | 0 | 0
PeakG | 0 | 0 | 0 | 0 | 0 | 0
PeakO | 0 | 0 | 0 | 0 | 0 | 0
ST | 0 | 0 | 0 | 0 | 0 | 0
STOG | 0 | 0 | 0 | 0 | 0 | 0
STWD | 0 | 0 | 0 | 0 | 0 | 0
WT | 0 | 0 | 0 | 0 | 0 | 0
IGCC | 0 | 0 | 0 | 0 | 0 | 0
DemandResponse | 0 | 0 | 0 | 0 | 0 | 0
IGCC-CCS | 0 | 0 | 0 | 0 | 0 | 0
WT_off | 0 | 0 | 0 | 0 | 0 | 0
PseudoUnit | 0 | 0 | 0 | 0 | 0 | 0
FixedInterchange | 0 | 0 | 0 | 0 | 0 | 0
Emission Cost by Reporting Type: NWPP_Gas
ReportingType | 2015 | 2020 | 2025 | 2030 | 2035 | 2040
BM | 0 | 0 | 0 | 0 | 0 | 0
CC | 0 | 0 | 0 | 0 | 0 | 0
CSP | 0 | 0 | 0 | 0 | 0 | 0
CT | 0 | 0 | 0 | 0 | 0 | 0
Coal | 0 | 0 | 0 | 0 | 0 | 0
Geo | 0 | 0 | 0 | 0 | 0 | 0
H | 0 | 0 | 0 | 0 | 0 | 0
LFG | 0 | 0 | 0 | 0 | 0 | 0
Nuc | 0 | 0 | 0 | 0 | 0 | 0
PS | 0 | 0 | 0 | 0 | 0 | 0
PV | 0 | 0 | 0 | 0 | 0 | 0
PeakG | 0 | 0 | 0 | 0 | 0 | 0
PeakO | 0 | 0 | 0 | 0 | 0 | 0
ST | 0 | 0 | 0 | 0 | 0 | 0
STOG | 0 | 0 | 0 | 0 | 0 | 0
STWD | 0 | 0 | 0 | 0 | 0 | 0
WT | 0 | 0 | 0 | 0 | 0 | 0
IGCC | 0 | 0 | 0 | 0 | 0 | 0
DemandResponse | 0 | 0 | 0 | 0 | 0 | 0
IGCC-CCS | 0 | 0 | 0 | 0 | 0 | 0
WT_off | 0 | 0 | 0 | 0 | 0 | 0
PseudoUnit | 0 | 0 | 0 | 0 | 0 | 0
FixedInterchange | 0 | 0 | 0 | 0 | 0 | 0
Emission Cost by Reporting Type: NWPP_NucRenew
ReportingType | 2015 | 2020 | 2025 | 2030 | 2035 | 2040
BM | 0 | 0 | 0 | 0 | 0 | 0
CC | 0 | 0 | 0 | 0 | 0 | 0
CSP | 0 | 0 | 0 | 0 | 0 | 0
CT | 0 | 0 | 0 | 0 | 0 | 0
Coal | 0 | 0 | 0 | 0 | 0 | 0
Geo | 0 | 0 | 0 | 0 | 0 | 0
H | 0 | 0 | 0 | 0 | 0 | 0
LFG | 0 | 0 | 0 | 0 | 0 | 0
Nuc | 0 | 0 | 0 | 0 | 0 | 0
PS | 0 | 0 | 0 | 0 | 0 | 0
PV | 0 | 0 | 0 | 0 | 0 | 0
PeakG | 0 | 0 | 0 | 0 | 0 | 0
PeakO | 0 | 0 | 0 | 0 | 0 | 0
ST | 0 | 0 | 0 | 0 | 0 | 0
STOG | 0 | 0 | 0 | 0 | 0 | 0
STWD | 0 | 0 | 0 | 0 | 0 | 0
WT | 0 | 0 | 0 | 0 | 0 | 0
IGCC | 0 | 0 | 0 | 0 | 0 | 0
DemandResponse | 0 | 0 | 0 | 0 | 0 | 0
IGCC-CCS | 0 | 0 | 0 | 0 | 0 | 0
WT_off | 0 | 0 | 0 | 0 | 0 | 0
PseudoUnit | 0 | 0 | 0 | 0 | 0 | 0
FixedInterchange | 0 | 0 | 0 | 0 | 0 | 0
Emission Cost by Reporting Type: RMPA
ReportingType | 2015 | 2020 | 2025 | 2030 | 2035 | 2040
BM | 0 | 0 | 0 | 0 | 0 | 0
CC | 0 | 0 | 0 | 0 | 0 | 0
CSP | 0 | 0 | 0 | 0 | 0 | 0
CT | 0 | 0 | 0 | 0 | 0 | 0
Coal | 2.04 | 0 | 0 | 0 | 0 | 0
Geo | 0 | 0 | 0 | 0 | 0 | 0
H | 0 | 0 | 0 | 0 | 0 | 0
LFG | 0 | 0 | 0 | 0 | 0 | 0
Nuc | 0 | 0 | 0 | 0 | 0 | 0
PS | 0 | 0 | 0 | 0 | 0 | 0
PV | 0 | 0 | 0 | 0 | 0 | 0
PeakG | 0 | 0 | 0 | 0 | 0 | 0
PeakO | 0 | 0 | 0 | 0 | 0 | 0
ST | 0 | 0 | 0 | 0 | 0 | 0
STOG | 0 | 0 | 0 | 0 | 0 | 0
STWD | 0 | 0 | 0 | 0 | 0 | 0
WT | 0 | 0 | 0 | 0 | 0 | 0
IGCC | 0 | 0 | 0 | 0 | 0 | 0
DemandResponse | 0 | 0 | 0 | 0 | 0 | 0
IGCC-CCS | 0 | 0 | 0 | 0 | 0 | 0
WT_off | 0 | 0 | 0 | 0 | 0 | 0
PseudoUnit | 0 | 0 | 0 | 0 | 0 | 0
FixedInterchange | 0 | 0 | 0 | 0 | 0 | 0
Emission Cost by Reporting Type: SP15
ReportingType | 2015 | 2020 | 2025 | 2030 | 2035 | 2040
BM | 0 | 0 | 0 | 0 | 0 | 0
CC | 0 | 0 | 0 | 0 | 0 | 0
CSP | 0 | 0 | 0 | 0 | 0 | 0
CT | 0 | 0 | 0 | 0 | 0 | 0
Coal | 0.01 | 0 | 0 | 0 | 0 | 0
Geo | 0 | 0 | 0 | 0 | 0 | 0
H | 0 | 0 | 0 | 0 | 0 | 0
LFG | 0 | 0 | 0 | 0 | 0 | 0
Nuc | 0 | 0 | 0 | 0 | 0 | 0
PS | 0 | 0 | 0 | 0 | 0 | 0
PV | 0 | 0 | 0 | 0 | 0 | 0
PeakG | 0 | 0 | 0 | 0 | 0 | 0
PeakO | 0 | 0 | 0 | 0 | 0 | 0
ST | 0 | 0 | 0 | 0 | 0 | 0
STOG | 0 | 0 | 0 | 0 | 0 | 0
STWD | 0 | 0 | 0 | 0 | 0 | 0
WT | 0 | 0 | 0 | 0 | 0 | 0
IGCC | 0 | 0 | 0 | 0 | 0 | 0
DemandResponse | 0 | 0 | 0 | 0 | 0 | 0
IGCC-CCS | 0 | 0 | 0 | 0 | 0 | 0
WT_off | 0 | 0 | 0 | 0 | 0 | 0
PseudoUnit | 0 | 0 | 0 | 0 | 0 | 0
FixedInterchange | 0 | 0 | 0 | 0 | 0 | 0
Emission Cost by Reporting Type: ALB
ReportingType | 2015 | 2020 | 2025 | 2030 | 2035 | 2040
BM | 0 | 0 | 0 | 0 | 0 | 0
CC | 0 | 0 | 0 | 0 | 0 | 0
CSP | 0 | 0 | 0 | 0 | 0 | 0
CT | 0 | 0 | 0 | 0 | 0 | 0
Coal | 0 | 0 | 0 | 0 | 0 | 0
Geo | 0 | 0 | 0 | 0 | 0 | 0
H | 0 | 0 | 0 | 0 | 0 | 0
LFG | 0 | 0 | 0 | 0 | 0 | 0
Nuc | 0 | 0 | 0 | 0 | 0 | 0
PS | 0 | 0 | 0 | 0 | 0 | 0
PV | 0 | 0 | 0 | 0 | 0 | 0
PeakG | 0 | 0 | 0 | 0 | 0 | 0
PeakO | 0 | 0 | 0 | 0 | 0 | 0
ST | 0 | 0 | 0 | 0 | 0 | 0
STOG | 0 | 0 | 0 | 0 | 0 | 0
STWD | 0 | 0 | 0 | 0 | 0 | 0
WT | 0 | 0 | 0 | 0 | 0 | 0
IGCC | 0 | 0 | 0 | 0 | 0 | 0
DemandResponse | 0 | 0 | 0 | 0 | 0 | 0
IGCC-CCS | 0 | 0 | 0 | 0 | 0 | 0
WT_off | 0 | 0 | 0 | 0 | 0 | 0
PseudoUnit | 0 | 0 | 0 | 0 | 0 | 0
FixedInterchange | 0 | 0 | 0 | 0 | 0 | 0
Emission Cost by Reporting Type: BC
ReportingType | 2015 | 2020 | 2025 | 2030 | 2035 | 2040
BM | 0 | 0 | 0 | 0 | 0 | 0
CC | 0 | 0 | 0 | 0 | 0 | 0
CSP | 0 | 0 | 0 | 0 | 0 | 0
CT | 0 | 0 | 0 | 0 | 0 | 0
Coal | 0 | 0 | 0 | 0 | 0 | 0
Geo | 0 | 0 | 0 | 0 | 0 | 0
H | 0 | 0 | 0 | 0 | 0 | 0
LFG | 0 | 0 | 0 | 0 | 0 | 0
Nuc | 0 | 0 | 0 | 0 | 0 | 0
PS | 0 | 0 | 0 | 0 | 0 | 0
PV | 0 | 0 | 0 | 0 | 0 | 0
PeakG | 0 | 0 | 0 | 0 | 0 | 0
PeakO | 0 | 0 | 0 | 0 | 0 | 0
ST | 0 | 0 | 0 | 0 | 0 | 0
STOG | 0 | 0 | 0 | 0 | 0 | 0
STWD | 0 | 0 | 0 | 0 | 0 | 0
WT | 0 | 0 | 0 | 0 | 0 | 0
IGCC | 0 | 0 | 0 | 0 | 0 | 0
DemandResponse | 0 | 0 | 0 | 0 | 0 | 0
IGCC-CCS | 0 | 0 | 0 | 0 | 0 | 0
WT_off | 0 | 0 | 0 | 0 | 0 | 0
PseudoUnit | 0 | 0 | 0 | 0 | 0 | 0
FixedInterchange | 0 | 0 | 0 | 0 | 0 | 0
Emission Cost by Reporting Type: HQ_IESO
ReportingType | 2015 | 2020 | 2025 | 2030 | 2035 | 2040
BM | 0 | 0 | 0 | 0 | 0 | 0
CC | 0 | 0 | 0 | 0 | 0 | 0
CSP | 0 | 0 | 0 | 0 | 0 | 0
CT | 0 | 0 | 0 | 0 | 0 | 0
Coal | 0 | 0 | 0 | 0 | 0 | 0
Geo | 0 | 0 | 0 | 0 | 0 | 0
H | 0 | 0 | 0 | 0 | 0 | 0
LFG | 0 | 0 | 0 | 0 | 0 | 0
Nuc | 0 | 0 | 0 | 0 | 0 | 0
PS | 0 | 0 | 0 | 0 | 0 | 0
PV | 0 | 0 | 0 | 0 | 0 | 0
PeakG | 0 | 0 | 0 | 0 | 0 | 0
PeakO | 0 | 0 | 0 | 0 | 0 | 0
ST | 0 | 0 | 0 | 0 | 0 | 0
STOG | 0 | 0 | 0 | 0 | 0 | 0
STWD | 0 | 0 | 0 | 0 | 0 | 0
WT | 0 | 0 | 0 | 0 | 0 | 0
IGCC | 0 | 0 | 0 | 0 | 0 | 0
DemandResponse | 0 | 0 | 0 | 0 | 0 | 0
IGCC-CCS | 0 | 0 | 0 | 0 | 0 | 0
WT_off | 0 | 0 | 0 | 0 | 0 | 0
PseudoUnit | 0 | 0 | 0 | 0 | 0 | 0
FixedInterchange | 0 | 0 | 0 | 0 | 0 | 0
Emission Cost by Reporting Type: HQ_NEISO
ReportingType | 2015 | 2020 | 2025 | 2030 | 2035 | 2040
BM | 0 | 0 | 0 | 0 | 0 | 0
CC | 0 | 0 | 0 | 0 | 0 | 0
CSP | 0 | 0 | 0 | 0 | 0 | 0
CT | 0 | 0 | 0 | 0 | 0 | 0
Coal | 0 | 0 | 0 | 0 | 0 | 0
Geo | 0 | 0 | 0 | 0 | 0 | 0
H | 0 | 0 | 0 | 0 | 0 | 0
LFG | 0 | 0 | 0 | 0 | 0 | 0
Nuc | 0 | 0 | 0 | 0 | 0 | 0
PS | 0 | 0 | 0 | 0 | 0 | 0
PV | 0 | 0 | 0 | 0 | 0 | 0
PeakG | 0 | 0 | 0 | 0 | 0 | 0
PeakO | 0 | 0 | 0 | 0 | 0 | 0
ST | 0 | 0 | 0 | 0 | 0 | 0
STOG | 0 | 0 | 0 | 0 | 0 | 0
STWD | 0 | 0 | 0 | 0 | 0 | 0
WT | 0 | 0 | 0 | 0 | 0 | 0
IGCC | 0 | 0 | 0 | 0 | 0 | 0
DemandResponse | 0 | 0 | 0 | 0 | 0 | 0
IGCC-CCS | 0 | 0 | 0 | 0 | 0 | 0
WT_off | 0 | 0 | 0 | 0 | 0 | 0
PseudoUnit | 0 | 0 | 0 | 0 | 0 | 0
FixedInterchange | 0 | 0 | 0 | 0 | 0 | 0
Emission Cost by Reporting Type: HQ_NY
ReportingType | 2015 | 2020 | 2025 | 2030 | 2035 | 2040
BM | 0 | 0 | 0 | 0 | 0 | 0
CC | 0 | 0 | 0 | 0 | 0 | 0
CSP | 0 | 0 | 0 | 0 | 0 | 0
CT | 0 | 0 | 0 | 0 | 0 | 0
Coal | 0 | 0 | 0 | 0 | 0 | 0
Geo | 0 | 0 | 0 | 0 | 0 | 0
H | 0 | 0 | 0 | 0 | 0 | 0
LFG | 0 | 0 | 0 | 0 | 0 | 0
Nuc | 0 | 0 | 0 | 0 | 0 | 0
PS | 0 | 0 | 0 | 0 | 0 | 0
PV | 0 | 0 | 0 | 0 | 0 | 0
PeakG | 0 | 0 | 0 | 0 | 0 | 0
PeakO | 0 | 0 | 0 | 0 | 0 | 0
ST | 0 | 0 | 0 | 0 | 0 | 0
STOG | 0 | 0 | 0 | 0 | 0 | 0
STWD | 0 | 0 | 0 | 0 | 0 | 0
WT | 0 | 0 | 0 | 0 | 0 | 0
IGCC | 0 | 0 | 0 | 0 | 0 | 0
DemandResponse | 0 | 0 | 0 | 0 | 0 | 0
IGCC-CCS | 0 | 0 | 0 | 0 | 0 | 0
WT_off | 0 | 0 | 0 | 0 | 0 | 0
PseudoUnit | 0 | 0 | 0 | 0 | 0 | 0
FixedInterchange | 0 | 0 | 0 | 0 | 0 | 0
Emission Cost by Reporting Type: MARITIMES
ReportingType | 2015 | 2020 | 2025 | 2030 | 2035 | 2040
BM | 0 | 0 | 0 | 0 | 0 | 0
CC | 0 | 0 | 0 | 0 | 0 | 0
CSP | 0 | 0 | 0 | 0 | 0 | 0
CT | 0 | 0 | 0 | 0 | 0 | 0
Coal | 0 | 0 | 0 | 0 | 0 | 0
Geo | 0 | 0 | 0 | 0 | 0 | 0
H | 0 | 0 | 0 | 0 | 0 | 0
LFG | 0 | 0 | 0 | 0 | 0 | 0
Nuc | 0 | 0 | 0 | 0 | 0 | 0
PS | 0 | 0 | 0 | 0 | 0 | 0
PV | 0 | 0 | 0 | 0 | 0 | 0
PeakG | 0 | 0 | 0 | 0 | 0 | 0
PeakO | 0 | 0 | 0 | 0 | 0 | 0
ST | 0 | 0 | 0 | 0 | 0 | 0
STOG | 0 | 0 | 0 | 0 | 0 | 0
STWD | 0 | 0 | 0 | 0 | 0 | 0
WT | 0 | 0 | 0 | 0 | 0 | 0
IGCC | 0 | 0 | 0 | 0 | 0 | 0
DemandResponse | 0 | 0 | 0 | 0 | 0 | 0
IGCC-CCS | 0 | 0 | 0 | 0 | 0 | 0
WT_off | 0 | 0 | 0 | 0 | 0 | 0
PseudoUnit | 0 | 0 | 0 | 0 | 0 | 0
FixedInterchange | 0 | 0 | 0 | 0 | 0 | 0
Emission Cost by Reporting Type: All
ReportingType | 2015 | 2020 | 2025 | 2030 | 2035 | 2040
BM | 0 | 0 | 0 | 0 | 0 | 0
CC | 0 | 0 | 0 | 0 | 0 | 0
CSP | 0 | 0 | 0 | 0 | 0 | 0
CT | 0 | 0 | 0 | 0 | 0 | 0
Coal | 450.28 | 0 | 0 | 0 | 0 | 0
Geo | 0 | 0 | 0 | 0 | 0 | 0
H | 0 | 0 | 0 | 0 | 0 | 0
LFG | 0 | 0 | 0 | 0 | 0 | 0
Nuc | 0 | 0 | 0 | 0 | 0 | 0
PS | 0 | 0 | 0 | 0 | 0 | 0
PV | 0 | 0 | 0 | 0 | 0 | 0
PeakG | 0 | 0 | 0 | 0 | 0 | 0
PeakO | 0 | 0 | 0 | 0 | 0 | 0
ST | 0 | 0 | 0 | 0 | 0 | 0
STOG | 0 | 0 | 0 | 0 | 0 | 0
STWD | 0 | 0 | 0 | 0 | 0 | 0
WT | 0 | 0 | 0 | 0 | 0 | 0
IGCC | 0.2 | 0 | 0 | 0 | 0 | 0
DemandResponse | 0 | 0 | 0 | 0 | 0 | 0
IGCC-CCS | 0 | 0 | 0 | 0 | 0 | 0
WT_off | 0 | 0 | 0 | 0 | 0 | 0
PseudoUnit | 0 | 0 | 0 | 0 | 0 | 0
FixedInterchange | 0 | 0 | 0 | 0 | 0 | 0
Emission Cost by Reporting Type: EI_US
ReportingType | 2015 | 2020 | 2025 | 2030 | 2035 | 2040
BM | 0 | 0 | 0 | 0 | 0 | 0
CC | 0 | 0 | 0 | 0 | 0 | 0
CSP | 0 | 0 | 0 | 0 | 0 | 0
CT | 0 | 0 | 0 | 0 | 0 | 0
Coal | 423.36 | 0 | 0 | 0 | 0 | 0
Geo | 0 | 0 | 0 | 0 | 0 | 0
H | 0 | 0 | 0 | 0 | 0 | 0
LFG | 0 | 0 | 0 | 0 | 0 | 0
Nuc | 0 | 0 | 0 | 0 | 0 | 0
PS | 0 | 0 | 0 | 0 | 0 | 0
PV | 0 | 0 | 0 | 0 | 0 | 0
PeakG | 0 | 0 | 0 | 0 | 0 | 0
PeakO | 0 | 0 | 0 | 0 | 0 | 0
ST | 0 | 0 | 0 | 0 | 0 | 0
STOG | 0 | 0 | 0 | 0 | 0 | 0
STWD | 0 | 0 | 0 | 0 | 0 | 0
WT | 0 | 0 | 0 | 0 | 0 | 0
IGCC | 0.2 | 0 | 0 | 0 | 0 | 0
DemandResponse | 0 | 0 | 0 | 0 | 0 | 0
IGCC-CCS | 0 | 0 | 0 | 0 | 0 | 0
WT_off | 0 | 0 | 0 | 0 | 0 | 0
PseudoUnit | 0 | 0 | 0 | 0 | 0 | 0
FixedInterchange | 0 | 0 | 0 | 0 | 0 | 0
Emission Cost by Reporting Type: EI_Canada
ReportingType | 2015 | 2020 | 2025 | 2030 | 2035 | 2040
BM | 0 | 0 | 0 | 0 | 0 | 0
CC | 0 | 0 | 0 | 0 | 0 | 0
CSP | 0 | 0 | 0 | 0 | 0 | 0
CT | 0 | 0 | 0 | 0 | 0 | 0
Coal | 0 | 0 | 0 | 0 | 0 | 0
Geo | 0 | 0 | 0 | 0 | 0 | 0
H | 0 | 0 | 0 | 0 | 0 | 0
LFG | 0 | 0 | 0 | 0 | 0 | 0
Nuc | 0 | 0 | 0 | 0 | 0 | 0
PS | 0 | 0 | 0 | 0 | 0 | 0
PV | 0 | 0 | 0 | 0 | 0 | 0
PeakG | 0 | 0 | 0 | 0 | 0 | 0
PeakO | 0 | 0 | 0 | 0 | 0 | 0
ST | 0 | 0 | 0 | 0 | 0 | 0
STOG | 0 | 0 | 0 | 0 | 0 | 0
STWD | 0 | 0 | 0 | 0 | 0 | 0
WT | 0 | 0 | 0 | 0 | 0 | 0
IGCC | 0 | 0 | 0 | 0 | 0 | 0
DemandResponse | 0 | 0 | 0 | 0 | 0 | 0
IGCC-CCS | 0 | 0 | 0 | 0 | 0 | 0
WT_off | 0 | 0 | 0 | 0 | 0 | 0
PseudoUnit | 0 | 0 | 0 | 0 | 0 | 0
FixedInterchange | 0 | 0 | 0 | 0 | 0 | 0
Emission Cost by Reporting Type: EI
ReportingType | 2015 | 2020 | 2025 | 2030 | 2035 | 2040
BM | 0 | 0 | 0 | 0 | 0 | 0
CC | 0 | 0 | 0 | 0 | 0 | 0
CSP | 0 | 0 | 0 | 0 | 0 | 0
CT | 0 | 0 | 0 | 0 | 0 | 0
Coal | 423.36 | 0 | 0 | 0 | 0 | 0
Geo | 0 | 0 | 0 | 0 | 0 | 0
H | 0 | 0 | 0 | 0 | 0 | 0
LFG | 0 | 0 | 0 | 0 | 0 | 0
Nuc | 0 | 0 | 0 | 0 | 0 | 0
PS | 0 | 0 | 0 | 0 | 0 | 0
PV | 0 | 0 | 0 | 0 | 0 | 0
PeakG | 0 | 0 | 0 | 0 | 0 | 0
PeakO | 0 | 0 | 0 | 0 | 0 | 0
ST | 0 | 0 | 0 | 0 | 0 | 0
STOG | 0 | 0 | 0 | 0 | 0 | 0
STWD | 0 | 0 | 0 | 0 | 0 | 0
WT | 0 | 0 | 0 | 0 | 0 | 0
IGCC | 0.2 | 0 | 0 | 0 | 0 | 0
DemandResponse | 0 | 0 | 0 | 0 | 0 | 0
IGCC-CCS | 0 | 0 | 0 | 0 | 0 | 0
WT_off | 0 | 0 | 0 | 0 | 0 | 0
PseudoUnit | 0 | 0 | 0 | 0 | 0 | 0
FixedInterchange | 0 | 0 | 0 | 0 | 0 | 0
Emission Cost by Reporting Type: Outside_EI
ReportingType | 2015 | 2020 | 2025 | 2030 | 2035 | 2040
BM | 0 | 0 | 0 | 0 | 0 | 0
CC | 0 | 0 | 0 | 0 | 0 | 0
CSP | 0 | 0 | 0 | 0 | 0 | 0
CT | 0 | 0 | 0 | 0 | 0 | 0
Coal | 26.92 | 0 | 0 | 0 | 0 | 0
Geo | 0 | 0 | 0 | 0 | 0 | 0
H | 0 | 0 | 0 | 0 | 0 | 0
LFG | 0 | 0 | 0 | 0 | 0 | 0
Nuc | 0 | 0 | 0 | 0 | 0 | 0
PS | 0 | 0 | 0 | 0 | 0 | 0
PV | 0 | 0 | 0 | 0 | 0 | 0
PeakG | 0 | 0 | 0 | 0 | 0 | 0
PeakO | 0 | 0 | 0 | 0 | 0 | 0
ST | 0 | 0 | 0 | 0 | 0 | 0
STOG | 0 | 0 | 0 | 0 | 0 | 0
STWD | 0 | 0 | 0 | 0 | 0 | 0
WT | 0 | 0 | 0 | 0 | 0 | 0
IGCC | 0 | 0 | 0 | 0 | 0 | 0
DemandResponse | 0 | 0 | 0 | 0 | 0 | 0
IGCC-CCS | 0 | 0 | 0 | 0 | 0 | 0
WT_off | 0 | 0 | 0 | 0 | 0 | 0
PseudoUnit | 0 | 0 | 0 | 0 | 0 | 0
FixedInterchange | 0 | 0 | 0 | 0 | 0 | 0
==== Emission Program: CAIRNoxSeasonal : (NOx) ====
Emission Cost by Reporting Type: Entergy
ReportingType | 2015 | 2020 | 2025 | 2030 | 2035 | 2040
BM | 0 | 0 | 0 | 0 | 0 | 0
CC | 0 | 0 | 0 | 0 | 0 | 0
CSP | 0 | 0 | 0 | 0 | 0 | 0
CT | 0 | 0 | 0 | 0 | 0 | 0
Coal | 0 | 0 | 0 | 0 | 0 | 0
Geo | 0 | 0 | 0 | 0 | 0 | 0
H | 0 | 0 | 0 | 0 | 0 | 0
LFG | 0 | 0 | 0 | 0 | 0 | 0
Nuc | 0 | 0 | 0 | 0 | 0 | 0
PS | 0 | 0 | 0 | 0 | 0 | 0
PV | 0 | 0 | 0 | 0 | 0 | 0
PeakG | 0 | 0 | 0 | 0 | 0 | 0
PeakO | 0 | 0 | 0 | 0 | 0 | 0
ST | 0 | 0 | 0 | 0 | 0 | 0
STOG | 0 | 0 | 0 | 0 | 0 | 0
STWD | 0 | 0 | 0 | 0 | 0 | 0
WT | 0 | 0 | 0 | 0 | 0 | 0
IGCC | 0 | 0 | 0 | 0 | 0 | 0
DemandResponse | 0 | 0 | 0 | 0 | 0 | 0
IGCC-CCS | 0 | 0 | 0 | 0 | 0 | 0
WT_off | 0 | 0 | 0 | 0 | 0 | 0
PseudoUnit | 0 | 0 | 0 | 0 | 0 | 0
FixedInterchange | 0 | 0 | 0 | 0 | 0 | 0
Emission Cost by Reporting Type: FRCC
ReportingType | 2015 | 2020 | 2025 | 2030 | 2035 | 2040
BM | 0 | 0 | 0 | 0 | 0 | 0
CC | 0 | 0 | 0 | 0 | 0 | 0
CSP | 0 | 0 | 0 | 0 | 0 | 0
CT | 0 | 0 | 0 | 0 | 0 | 0
Coal | 0 | 0 | 0 | 0 | 0 | 0
Geo | 0 | 0 | 0 | 0 | 0 | 0
H | 0 | 0 | 0 | 0 | 0 | 0
LFG | 0 | 0 | 0 | 0 | 0 | 0
Nuc | 0 | 0 | 0 | 0 | 0 | 0
PS | 0 | 0 | 0 | 0 | 0 | 0
PV | 0 | 0 | 0 | 0 | 0 | 0
PeakG | 0 | 0 | 0 | 0 | 0 | 0
PeakO | 0 | 0 | 0 | 0 | 0 | 0
ST | 0 | 0 | 0 | 0 | 0 | 0
STOG | 0 | 0 | 0 | 0 | 0 | 0
STWD | 0 | 0 | 0 | 0 | 0 | 0
WT | 0 | 0 | 0 | 0 | 0 | 0
IGCC | 0 | 0 | 0 | 0 | 0 | 0
DemandResponse | 0 | 0 | 0 | 0 | 0 | 0
IGCC-CCS | 0 | 0 | 0 | 0 | 0 | 0
WT_off | 0 | 0 | 0 | 0 | 0 | 0
PseudoUnit | 0 | 0 | 0 | 0 | 0 | 0
FixedInterchange | 0 | 0 | 0 | 0 | 0 | 0
Emission Cost by Reporting Type: MAPP_US
ReportingType | 2015 | 2020 | 2025 | 2030 | 2035 | 2040
BM | 0 | 0 | 0 | 0 | 0 | 0
CC | 0 | 0 | 0 | 0 | 0 | 0
CSP | 0 | 0 | 0 | 0 | 0 | 0
CT | 0 | 0 | 0 | 0 | 0 | 0
Coal | 0 | 0 | 0 | 0 | 0 | 0
Geo | 0 | 0 | 0 | 0 | 0 | 0
H | 0 | 0 | 0 | 0 | 0 | 0
LFG | 0 | 0 | 0 | 0 | 0 | 0
Nuc | 0 | 0 | 0 | 0 | 0 | 0
PS | 0 | 0 | 0 | 0 | 0 | 0
PV | 0 | 0 | 0 | 0 | 0 | 0
PeakG | 0 | 0 | 0 | 0 | 0 | 0
PeakO | 0 | 0 | 0 | 0 | 0 | 0
ST | 0 | 0 | 0 | 0 | 0 | 0
STOG | 0 | 0 | 0 | 0 | 0 | 0
STWD | 0 | 0 | 0 | 0 | 0 | 0
WT | 0 | 0 | 0 | 0 | 0 | 0
IGCC | 0 | 0 | 0 | 0 | 0 | 0
DemandResponse | 0 | 0 | 0 | 0 | 0 | 0
IGCC-CCS | 0 | 0 | 0 | 0 | 0 | 0
WT_off | 0 | 0 | 0 | 0 | 0 | 0
PseudoUnit | 0 | 0 | 0 | 0 | 0 | 0
FixedInterchange | 0 | 0 | 0 | 0 | 0 | 0
Emission Cost by Reporting Type: MISO_IN
ReportingType | 2015 | 2020 | 2025 | 2030 | 2035 | 2040
BM | 0 | 0 | 0 | 0 | 0 | 0
CC | 0 | 0 | 0 | 0 | 0 | 0
CSP | 0 | 0 | 0 | 0 | 0 | 0
CT | 0 | 0 | 0 | 0 | 0 | 0
Coal | 0 | 0 | 0 | 0 | 0 | 0
Geo | 0 | 0 | 0 | 0 | 0 | 0
H | 0 | 0 | 0 | 0 | 0 | 0
LFG | 0 | 0 | 0 | 0 | 0 | 0
Nuc | 0 | 0 | 0 | 0 | 0 | 0
PS | 0 | 0 | 0 | 0 | 0 | 0
PV | 0 | 0 | 0 | 0 | 0 | 0
PeakG | 0 | 0 | 0 | 0 | 0 | 0
PeakO | 0 | 0 | 0 | 0 | 0 | 0
ST | 0 | 0 | 0 | 0 | 0 | 0
STOG | 0 | 0 | 0 | 0 | 0 | 0
STWD | 0 | 0 | 0 | 0 | 0 | 0
WT | 0 | 0 | 0 | 0 | 0 | 0
IGCC | 0 | 0 | 0 | 0 | 0 | 0
DemandResponse | 0 | 0 | 0 | 0 | 0 | 0
IGCC-CCS | 0 | 0 | 0 | 0 | 0 | 0
WT_off | 0 | 0 | 0 | 0 | 0 | 0
PseudoUnit | 0 | 0 | 0 | 0 | 0 | 0
FixedInterchange | 0 | 0 | 0 | 0 | 0 | 0
Emission Cost by Reporting Type: MISO_MI
ReportingType | 2015 | 2020 | 2025 | 2030 | 2035 | 2040
BM | 0 | 0 | 0 | 0 | 0 | 0
CC | 0 | 0 | 0 | 0 | 0 | 0
CSP | 0 | 0 | 0 | 0 | 0 | 0
CT | 0 | 0 | 0 | 0 | 0 | 0
Coal | 0 | 0 | 0 | 0 | 0 | 0
Geo | 0 | 0 | 0 | 0 | 0 | 0
H | 0 | 0 | 0 | 0 | 0 | 0
LFG | 0 | 0 | 0 | 0 | 0 | 0
Nuc | 0 | 0 | 0 | 0 | 0 | 0
PS | 0 | 0 | 0 | 0 | 0 | 0
PV | 0 | 0 | 0 | 0 | 0 | 0
PeakG | 0 | 0 | 0 | 0 | 0 | 0
PeakO | 0 | 0 | 0 | 0 | 0 | 0
ST | 0 | 0 | 0 | 0 | 0 | 0
STOG | 0 | 0 | 0 | 0 | 0 | 0
STWD | 0 | 0 | 0 | 0 | 0 | 0
WT | 0 | 0 | 0 | 0 | 0 | 0
IGCC | 0 | 0 | 0 | 0 | 0 | 0
DemandResponse | 0 | 0 | 0 | 0 | 0 | 0
IGCC-CCS | 0 | 0 | 0 | 0 | 0 | 0
WT_off | 0 | 0 | 0 | 0 | 0 | 0
PseudoUnit | 0 | 0 | 0 | 0 | 0 | 0
FixedInterchange | 0 | 0 | 0 | 0 | 0 | 0
Emission Cost by Reporting Type: MISO_MO-IL
ReportingType | 2015 | 2020 | 2025 | 2030 | 2035 | 2040
BM | 0 | 0 | 0 | 0 | 0 | 0
CC | 0 | 0 | 0 | 0 | 0 | 0
CSP | 0 | 0 | 0 | 0 | 0 | 0
CT | 0 | 0 | 0 | 0 | 0 | 0
Coal | 0 | 0 | 0 | 0 | 0 | 0
Geo | 0 | 0 | 0 | 0 | 0 | 0
H | 0 | 0 | 0 | 0 | 0 | 0
LFG | 0 | 0 | 0 | 0 | 0 | 0
Nuc | 0 | 0 | 0 | 0 | 0 | 0
PS | 0 | 0 | 0 | 0 | 0 | 0
PV | 0 | 0 | 0 | 0 | 0 | 0
PeakG | 0 | 0 | 0 | 0 | 0 | 0
PeakO | 0 | 0 | 0 | 0 | 0 | 0
ST | 0 | 0 | 0 | 0 | 0 | 0
STOG | 0 | 0 | 0 | 0 | 0 | 0
STWD | 0 | 0 | 0 | 0 | 0 | 0
WT | 0 | 0 | 0 | 0 | 0 | 0
IGCC | 0 | 0 | 0 | 0 | 0 | 0
DemandResponse | 0 | 0 | 0 | 0 | 0 | 0
IGCC-CCS | 0 | 0 | 0 | 0 | 0 | 0
WT_off | 0 | 0 | 0 | 0 | 0 | 0
PseudoUnit | 0 | 0 | 0 | 0 | 0 | 0
FixedInterchange | 0 | 0 | 0 | 0 | 0 | 0
Emission Cost by Reporting Type: MISO_W
ReportingType | 2015 | 2020 | 2025 | 2030 | 2035 | 2040
BM | 0 | 0 | 0 | 0 | 0 | 0
CC | 0 | 0 | 0 | 0 | 0 | 0
CSP | 0 | 0 | 0 | 0 | 0 | 0
CT | 0 | 0 | 0 | 0 | 0 | 0
Coal | 0 | 0 | 0 | 0 | 0 | 0
Geo | 0 | 0 | 0 | 0 | 0 | 0
H | 0 | 0 | 0 | 0 | 0 | 0
LFG | 0 | 0 | 0 | 0 | 0 | 0
Nuc | 0 | 0 | 0 | 0 | 0 | 0
PS | 0 | 0 | 0 | 0 | 0 | 0
PV | 0 | 0 | 0 | 0 | 0 | 0
PeakG | 0 | 0 | 0 | 0 | 0 | 0
PeakO | 0 | 0 | 0 | 0 | 0 | 0
ST | 0 | 0 | 0 | 0 | 0 | 0
STOG | 0 | 0 | 0 | 0 | 0 | 0
STWD | 0 | 0 | 0 | 0 | 0 | 0
WT | 0 | 0 | 0 | 0 | 0 | 0
IGCC | 0 | 0 | 0 | 0 | 0 | 0
DemandResponse | 0 | 0 | 0 | 0 | 0 | 0
IGCC-CCS | 0 | 0 | 0 | 0 | 0 | 0
WT_off | 0 | 0 | 0 | 0 | 0 | 0
PseudoUnit | 0 | 0 | 0 | 0 | 0 | 0
FixedInterchange | 0 | 0 | 0 | 0 | 0 | 0
Emission Cost by Reporting Type: MISO_WUMS
ReportingType | 2015 | 2020 | 2025 | 2030 | 2035 | 2040
BM | 0 | 0 | 0 | 0 | 0 | 0
CC | 0 | 0 | 0 | 0 | 0 | 0
CSP | 0 | 0 | 0 | 0 | 0 | 0
CT | 0 | 0 | 0 | 0 | 0 | 0
Coal | 0 | 0 | 0 | 0 | 0 | 0
Geo | 0 | 0 | 0 | 0 | 0 | 0
H | 0 | 0 | 0 | 0 | 0 | 0
LFG | 0 | 0 | 0 | 0 | 0 | 0
Nuc | 0 | 0 | 0 | 0 | 0 | 0
PS | 0 | 0 | 0 | 0 | 0 | 0
PV | 0 | 0 | 0 | 0 | 0 | 0
PeakG | 0 | 0 | 0 | 0 | 0 | 0
PeakO | 0 | 0 | 0 | 0 | 0 | 0
ST | 0 | 0 | 0 | 0 | 0 | 0
STOG | 0 | 0 | 0 | 0 | 0 | 0
STWD | 0 | 0 | 0 | 0 | 0 | 0
WT | 0 | 0 | 0 | 0 | 0 | 0
IGCC | 0 | 0 | 0 | 0 | 0 | 0
DemandResponse | 0 | 0 | 0 | 0 | 0 | 0
IGCC-CCS | 0 | 0 | 0 | 0 | 0 | 0
WT_off | 0 | 0 | 0 | 0 | 0 | 0
PseudoUnit | 0 | 0 | 0 | 0 | 0 | 0
FixedInterchange | 0 | 0 | 0 | 0 | 0 | 0
Emission Cost by Reporting Type: Nebraska
ReportingType | 2015 | 2020 | 2025 | 2030 | 2035 | 2040
BM | 0 | 0 | 0 | 0 | 0 | 0
CC | 0 | 0 | 0 | 0 | 0 | 0
CSP | 0 | 0 | 0 | 0 | 0 | 0
CT | 0 | 0 | 0 | 0 | 0 | 0
Coal | 0 | 0 | 0 | 0 | 0 | 0
Geo | 0 | 0 | 0 | 0 | 0 | 0
H | 0 | 0 | 0 | 0 | 0 | 0
LFG | 0 | 0 | 0 | 0 | 0 | 0
Nuc | 0 | 0 | 0 | 0 | 0 | 0
PS | 0 | 0 | 0 | 0 | 0 | 0
PV | 0 | 0 | 0 | 0 | 0 | 0
PeakG | 0 | 0 | 0 | 0 | 0 | 0
PeakO | 0 | 0 | 0 | 0 | 0 | 0
ST | 0 | 0 | 0 | 0 | 0 | 0
STOG | 0 | 0 | 0 | 0 | 0 | 0
STWD | 0 | 0 | 0 | 0 | 0 | 0
WT | 0 | 0 | 0 | 0 | 0 | 0
IGCC | 0 | 0 | 0 | 0 | 0 | 0
DemandResponse | 0 | 0 | 0 | 0 | 0 | 0
IGCC-CCS | 0 | 0 | 0 | 0 | 0 | 0
WT_off | 0 | 0 | 0 | 0 | 0 | 0
PseudoUnit | 0 | 0 | 0 | 0 | 0 | 0
FixedInterchange | 0 | 0 | 0 | 0 | 0 | 0
Emission Cost by Reporting Type: NEISO
ReportingType | 2015 | 2020 | 2025 | 2030 | 2035 | 2040
BM | 0 | 0 | 0 | 0 | 0 | 0
CC | 0 | 0 | 0 | 0 | 0 | 0
CSP | 0 | 0 | 0 | 0 | 0 | 0
CT | 0 | 0 | 0 | 0 | 0 | 0
Coal | 0 | 0 | 0 | 0 | 0 | 0
Geo | 0 | 0 | 0 | 0 | 0 | 0
H | 0 | 0 | 0 | 0 | 0 | 0
LFG | 0 | 0 | 0 | 0 | 0 | 0
Nuc | 0 | 0 | 0 | 0 | 0 | 0
PS | 0 | 0 | 0 | 0 | 0 | 0
PV | 0 | 0 | 0 | 0 | 0 | 0
PeakG | 0 | 0 | 0 | 0 | 0 | 0
PeakO | 0 | 0 | 0 | 0 | 0 | 0
ST | 0 | 0 | 0 | 0 | 0 | 0
STOG | 0 | 0 | 0 | 0 | 0 | 0
STWD | 0 | 0 | 0 | 0 | 0 | 0
WT | 0 | 0 | 0 | 0 | 0 | 0
IGCC | 0 | 0 | 0 | 0 | 0 | 0
DemandResponse | 0 | 0 | 0 | 0 | 0 | 0
IGCC-CCS | 0 | 0 | 0 | 0 | 0 | 0
WT_off | 0 | 0 | 0 | 0 | 0 | 0
PseudoUnit | 0 | 0 | 0 | 0 | 0 | 0
FixedInterchange | 0 | 0 | 0 | 0 | 0 | 0
Emission Cost by Reporting Type: NonRTO_Midwest
ReportingType | 2015 | 2020 | 2025 | 2030 | 2035 | 2040
BM | 0 | 0 | 0 | 0 | 0 | 0
CC | 0 | 0 | 0 | 0 | 0 | 0
CSP | 0 | 0 | 0 | 0 | 0 | 0
CT | 0 | 0 | 0 | 0 | 0 | 0
Coal | 0 | 0 | 0 | 0 | 0 | 0
Geo | 0 | 0 | 0 | 0 | 0 | 0
H | 0 | 0 | 0 | 0 | 0 | 0
LFG | 0 | 0 | 0 | 0 | 0 | 0
Nuc | 0 | 0 | 0 | 0 | 0 | 0
PS | 0 | 0 | 0 | 0 | 0 | 0
PV | 0 | 0 | 0 | 0 | 0 | 0
PeakG | 0 | 0 | 0 | 0 | 0 | 0
PeakO | 0 | 0 | 0 | 0 | 0 | 0
ST | 0 | 0 | 0 | 0 | 0 | 0
STOG | 0 | 0 | 0 | 0 | 0 | 0
STWD | 0 | 0 | 0 | 0 | 0 | 0
WT | 0 | 0 | 0 | 0 | 0 | 0
IGCC | 0 | 0 | 0 | 0 | 0 | 0
DemandResponse | 0 | 0 | 0 | 0 | 0 | 0
IGCC-CCS | 0 | 0 | 0 | 0 | 0 | 0
WT_off | 0 | 0 | 0 | 0 | 0 | 0
PseudoUnit | 0 | 0 | 0 | 0 | 0 | 0
FixedInterchange | 0 | 0 | 0 | 0 | 0 | 0
Emission Cost by Reporting Type: NYISO_A-F
ReportingType | 2015 | 2020 | 2025 | 2030 | 2035 | 2040
BM | 0 | 0 | 0 | 0 | 0 | 0
CC | 0 | 0 | 0 | 0 | 0 | 0
CSP | 0 | 0 | 0 | 0 | 0 | 0
CT | 0 | 0 | 0 | 0 | 0 | 0
Coal | 0 | 0 | 0 | 0 | 0 | 0
Geo | 0 | 0 | 0 | 0 | 0 | 0
H | 0 | 0 | 0 | 0 | 0 | 0
LFG | 0 | 0 | 0 | 0 | 0 | 0
Nuc | 0 | 0 | 0 | 0 | 0 | 0
PS | 0 | 0 | 0 | 0 | 0 | 0
PV | 0 | 0 | 0 | 0 | 0 | 0
PeakG | 0 | 0 | 0 | 0 | 0 | 0
PeakO | 0 | 0 | 0 | 0 | 0 | 0
ST | 0 | 0 | 0 | 0 | 0 | 0
STOG | 0 | 0 | 0 | 0 | 0 | 0
STWD | 0 | 0 | 0 | 0 | 0 | 0
WT | 0 | 0 | 0 | 0 | 0 | 0
IGCC | 0 | 0 | 0 | 0 | 0 | 0
DemandResponse | 0 | 0 | 0 | 0 | 0 | 0
IGCC-CCS | 0 | 0 | 0 | 0 | 0 | 0
WT_off | 0 | 0 | 0 | 0 | 0 | 0
PseudoUnit | 0 | 0 | 0 | 0 | 0 | 0
FixedInterchange | 0 | 0 | 0 | 0 | 0 | 0
Emission Cost by Reporting Type: NYISO_G-I
ReportingType | 2015 | 2020 | 2025 | 2030 | 2035 | 2040
BM | 0 | 0 | 0 | 0 | 0 | 0
CC | 0 | 0 | 0 | 0 | 0 | 0
CSP | 0 | 0 | 0 | 0 | 0 | 0
CT | 0 | 0 | 0 | 0 | 0 | 0
Coal | 0 | 0 | 0 | 0 | 0 | 0
Geo | 0 | 0 | 0 | 0 | 0 | 0
H | 0 | 0 | 0 | 0 | 0 | 0
LFG | 0 | 0 | 0 | 0 | 0 | 0
Nuc | 0 | 0 | 0 | 0 | 0 | 0
PS | 0 | 0 | 0 | 0 | 0 | 0
PV | 0 | 0 | 0 | 0 | 0 | 0
PeakG | 0 | 0 | 0 | 0 | 0 | 0
PeakO | 0 | 0 | 0 | 0 | 0 | 0
ST | 0 | 0 | 0 | 0 | 0 | 0
STOG | 0 | 0 | 0 | 0 | 0 | 0
STWD | 0 | 0 | 0 | 0 | 0 | 0
WT | 0 | 0 | 0 | 0 | 0 | 0
IGCC | 0 | 0 | 0 | 0 | 0 | 0
DemandResponse | 0 | 0 | 0 | 0 | 0 | 0
IGCC-CCS | 0 | 0 | 0 | 0 | 0 | 0
WT_off | 0 | 0 | 0 | 0 | 0 | 0
PseudoUnit | 0 | 0 | 0 | 0 | 0 | 0
FixedInterchange | 0 | 0 | 0 | 0 | 0 | 0
Emission Cost by Reporting Type: NYISO_J-K
ReportingType | 2015 | 2020 | 2025 | 2030 | 2035 | 2040
BM | 0 | 0 | 0 | 0 | 0 | 0
CC | 0 | 0 | 0 | 0 | 0 | 0
CSP | 0 | 0 | 0 | 0 | 0 | 0
CT | 0 | 0 | 0 | 0 | 0 | 0
Coal | 0 | 0 | 0 | 0 | 0 | 0
Geo | 0 | 0 | 0 | 0 | 0 | 0
H | 0 | 0 | 0 | 0 | 0 | 0
LFG | 0 | 0 | 0 | 0 | 0 | 0
Nuc | 0 | 0 | 0 | 0 | 0 | 0
PS | 0 | 0 | 0 | 0 | 0 | 0
PV | 0 | 0 | 0 | 0 | 0 | 0
PeakG | 0 | 0 | 0 | 0 | 0 | 0
PeakO | 0 | 0 | 0 | 0 | 0 | 0
ST | 0 | 0 | 0 | 0 | 0 | 0
STOG | 0 | 0 | 0 | 0 | 0 | 0
STWD | 0 | 0 | 0 | 0 | 0 | 0
WT | 0 | 0 | 0 | 0 | 0 | 0
IGCC | 0 | 0 | 0 | 0 | 0 | 0
DemandResponse | 0 | 0 | 0 | 0 | 0 | 0
IGCC-CCS | 0 | 0 | 0 | 0 | 0 | 0
WT_off | 0 | 0 | 0 | 0 | 0 | 0
PseudoUnit | 0 | 0 | 0 | 0 | 0 | 0
FixedInterchange | 0 | 0 | 0 | 0 | 0 | 0
Emission Cost by Reporting Type: PJM_E
ReportingType | 2015 | 2020 | 2025 | 2030 | 2035 | 2040
BM | 0 | 0 | 0 | 0 | 0 | 0
CC | 0 | 0 | 0 | 0 | 0 | 0
CSP | 0 | 0 | 0 | 0 | 0 | 0
CT | 0 | 0 | 0 | 0 | 0 | 0
Coal | 0 | 0 | 0 | 0 | 0 | 0
Geo | 0 | 0 | 0 | 0 | 0 | 0
H | 0 | 0 | 0 | 0 | 0 | 0
LFG | 0 | 0 | 0 | 0 | 0 | 0
Nuc | 0 | 0 | 0 | 0 | 0 | 0
PS | 0 | 0 | 0 | 0 | 0 | 0
PV | 0 | 0 | 0 | 0 | 0 | 0
PeakG | 0 | 0 | 0 | 0 | 0 | 0
PeakO | 0 | 0 | 0 | 0 | 0 | 0
ST | 0 | 0 | 0 | 0 | 0 | 0
STOG | 0 | 0 | 0 | 0 | 0 | 0
STWD | 0 | 0 | 0 | 0 | 0 | 0
WT | 0 | 0 | 0 | 0 | 0 | 0
IGCC | 0 | 0 | 0 | 0 | 0 | 0
DemandResponse | 0 | 0 | 0 | 0 | 0 | 0
IGCC-CCS | 0 | 0 | 0 | 0 | 0 | 0
WT_off | 0 | 0 | 0 | 0 | 0 | 0
PseudoUnit | 0 | 0 | 0 | 0 | 0 | 0
FixedInterchange | 0 | 0 | 0 | 0 | 0 | 0
Emission Cost by Reporting Type: PJM_ROM
ReportingType | 2015 | 2020 | 2025 | 2030 | 2035 | 2040
BM | 0 | 0 | 0 | 0 | 0 | 0
CC | 0 | 0 | 0 | 0 | 0 | 0
CSP | 0 | 0 | 0 | 0 | 0 | 0
CT | 0 | 0 | 0 | 0 | 0 | 0
Coal | 0 | 0 | 0 | 0 | 0 | 0
Geo | 0 | 0 | 0 | 0 | 0 | 0
H | 0 | 0 | 0 | 0 | 0 | 0
LFG | 0 | 0 | 0 | 0 | 0 | 0
Nuc | 0 | 0 | 0 | 0 | 0 | 0
PS | 0 | 0 | 0 | 0 | 0 | 0
PV | 0 | 0 | 0 | 0 | 0 | 0
PeakG | 0 | 0 | 0 | 0 | 0 | 0
PeakO | 0 | 0 | 0 | 0 | 0 | 0
ST | 0 | 0 | 0 | 0 | 0 | 0
STOG | 0 | 0 | 0 | 0 | 0 | 0
STWD | 0 | 0 | 0 | 0 | 0 | 0
WT | 0 | 0 | 0 | 0 | 0 | 0
IGCC | 0 | 0 | 0 | 0 | 0 | 0
DemandResponse | 0 | 0 | 0 | 0 | 0 | 0
IGCC-CCS | 0 | 0 | 0 | 0 | 0 | 0
WT_off | 0 | 0 | 0 | 0 | 0 | 0
PseudoUnit | 0 | 0 | 0 | 0 | 0 | 0
FixedInterchange | 0 | 0 | 0 | 0 | 0 | 0
Emission Cost by Reporting Type: PJM_ROR
ReportingType | 2015 | 2020 | 2025 | 2030 | 2035 | 2040
BM | 0 | 0 | 0 | 0 | 0 | 0
CC | 0 | 0 | 0 | 0 | 0 | 0
CSP | 0 | 0 | 0 | 0 | 0 | 0
CT | 0 | 0 | 0 | 0 | 0 | 0
Coal | 0 | 0 | 0 | 0 | 0 | 0
Geo | 0 | 0 | 0 | 0 | 0 | 0
H | 0 | 0 | 0 | 0 | 0 | 0
LFG | 0 | 0 | 0 | 0 | 0 | 0
Nuc | 0 | 0 | 0 | 0 | 0 | 0
PS | 0 | 0 | 0 | 0 | 0 | 0
PV | 0 | 0 | 0 | 0 | 0 | 0
PeakG | 0 | 0 | 0 | 0 | 0 | 0
PeakO | 0 | 0 | 0 | 0 | 0 | 0
ST | 0 | 0 | 0 | 0 | 0 | 0
STOG | 0 | 0 | 0 | 0 | 0 | 0
STWD | 0 | 0 | 0 | 0 | 0 | 0
WT | 0 | 0 | 0 | 0 | 0 | 0
IGCC | 0 | 0 | 0 | 0 | 0 | 0
DemandResponse | 0 | 0 | 0 | 0 | 0 | 0
IGCC-CCS | 0 | 0 | 0 | 0 | 0 | 0
WT_off | 0 | 0 | 0 | 0 | 0 | 0
PseudoUnit | 0 | 0 | 0 | 0 | 0 | 0
FixedInterchange | 0 | 0 | 0 | 0 | 0 | 0
Emission Cost by Reporting Type: SOCO
ReportingType | 2015 | 2020 | 2025 | 2030 | 2035 | 2040
BM | 0 | 0 | 0 | 0 | 0 | 0
CC | 0 | 0 | 0 | 0 | 0 | 0
CSP | 0 | 0 | 0 | 0 | 0 | 0
CT | 0 | 0 | 0 | 0 | 0 | 0
Coal | 0 | 0 | 0 | 0 | 0 | 0
Geo | 0 | 0 | 0 | 0 | 0 | 0
H | 0 | 0 | 0 | 0 | 0 | 0
LFG | 0 | 0 | 0 | 0 | 0 | 0
Nuc | 0 | 0 | 0 | 0 | 0 | 0
PS | 0 | 0 | 0 | 0 | 0 | 0
PV | 0 | 0 | 0 | 0 | 0 | 0
PeakG | 0 | 0 | 0 | 0 | 0 | 0
PeakO | 0 | 0 | 0 | 0 | 0 | 0
ST | 0 | 0 | 0 | 0 | 0 | 0
STOG | 0 | 0 | 0 | 0 | 0 | 0
STWD | 0 | 0 | 0 | 0 | 0 | 0
WT | 0 | 0 | 0 | 0 | 0 | 0
IGCC | 0 | 0 | 0 | 0 | 0 | 0
DemandResponse | 0 | 0 | 0 | 0 | 0 | 0
IGCC-CCS | 0 | 0 | 0 | 0 | 0 | 0
WT_off | 0 | 0 | 0 | 0 | 0 | 0
PseudoUnit | 0 | 0 | 0 | 0 | 0 | 0
FixedInterchange | 0 | 0 | 0 | 0 | 0 | 0
Emission Cost by Reporting Type: SPP_N
ReportingType | 2015 | 2020 | 2025 | 2030 | 2035 | 2040
BM | 0 | 0 | 0 | 0 | 0 | 0
CC | 0 | 0 | 0 | 0 | 0 | 0
CSP | 0 | 0 | 0 | 0 | 0 | 0
CT | 0 | 0 | 0 | 0 | 0 | 0
Coal | 0 | 0 | 0 | 0 | 0 | 0
Geo | 0 | 0 | 0 | 0 | 0 | 0
H | 0 | 0 | 0 | 0 | 0 | 0
LFG | 0 | 0 | 0 | 0 | 0 | 0
Nuc | 0 | 0 | 0 | 0 | 0 | 0
PS | 0 | 0 | 0 | 0 | 0 | 0
PV | 0 | 0 | 0 | 0 | 0 | 0
PeakG | 0 | 0 | 0 | 0 | 0 | 0
PeakO | 0 | 0 | 0 | 0 | 0 | 0
ST | 0 | 0 | 0 | 0 | 0 | 0
STOG | 0 | 0 | 0 | 0 | 0 | 0
STWD | 0 | 0 | 0 | 0 | 0 | 0
WT | 0 | 0 | 0 | 0 | 0 | 0
IGCC | 0 | 0 | 0 | 0 | 0 | 0
DemandResponse | 0 | 0 | 0 | 0 | 0 | 0
IGCC-CCS | 0 | 0 | 0 | 0 | 0 | 0
WT_off | 0 | 0 | 0 | 0 | 0 | 0
PseudoUnit | 0 | 0 | 0 | 0 | 0 | 0
FixedInterchange | 0 | 0 | 0 | 0 | 0 | 0
Emission Cost by Reporting Type: SPP_S
ReportingType | 2015 | 2020 | 2025 | 2030 | 2035 | 2040
BM | 0 | 0 | 0 | 0 | 0 | 0
CC | 0 | 0 | 0 | 0 | 0 | 0
CSP | 0 | 0 | 0 | 0 | 0 | 0
CT | 0 | 0 | 0 | 0 | 0 | 0
Coal | 0 | 0 | 0 | 0 | 0 | 0
Geo | 0 | 0 | 0 | 0 | 0 | 0
H | 0 | 0 | 0 | 0 | 0 | 0
LFG | 0 | 0 | 0 | 0 | 0 | 0
Nuc | 0 | 0 | 0 | 0 | 0 | 0
PS | 0 | 0 | 0 | 0 | 0 | 0
PV | 0 | 0 | 0 | 0 | 0 | 0
PeakG | 0 | 0 | 0 | 0 | 0 | 0
PeakO | 0 | 0 | 0 | 0 | 0 | 0
ST | 0 | 0 | 0 | 0 | 0 | 0
STOG | 0 | 0 | 0 | 0 | 0 | 0
STWD | 0 | 0 | 0 | 0 | 0 | 0
WT | 0 | 0 | 0 | 0 | 0 | 0
IGCC | 0 | 0 | 0 | 0 | 0 | 0
DemandResponse | 0 | 0 | 0 | 0 | 0 | 0
IGCC-CCS | 0 | 0 | 0 | 0 | 0 | 0
WT_off | 0 | 0 | 0 | 0 | 0 | 0
PseudoUnit | 0 | 0 | 0 | 0 | 0 | 0
FixedInterchange | 0 | 0 | 0 | 0 | 0 | 0
Emission Cost by Reporting Type: TVA
ReportingType | 2015 | 2020 | 2025 | 2030 | 2035 | 2040
BM | 0 | 0 | 0 | 0 | 0 | 0
CC | 0 | 0 | 0 | 0 | 0 | 0
CSP | 0 | 0 | 0 | 0 | 0 | 0
CT | 0 | 0 | 0 | 0 | 0 | 0
Coal | 0 | 0 | 0 | 0 | 0 | 0
Geo | 0 | 0 | 0 | 0 | 0 | 0
H | 0 | 0 | 0 | 0 | 0 | 0
LFG | 0 | 0 | 0 | 0 | 0 | 0
Nuc | 0 | 0 | 0 | 0 | 0 | 0
PS | 0 | 0 | 0 | 0 | 0 | 0
PV | 0 | 0 | 0 | 0 | 0 | 0
PeakG | 0 | 0 | 0 | 0 | 0 | 0
PeakO | 0 | 0 | 0 | 0 | 0 | 0
ST | 0 | 0 | 0 | 0 | 0 | 0
STOG | 0 | 0 | 0 | 0 | 0 | 0
STWD | 0 | 0 | 0 | 0 | 0 | 0
WT | 0 | 0 | 0 | 0 | 0 | 0
IGCC | 0 | 0 | 0 | 0 | 0 | 0
DemandResponse | 0 | 0 | 0 | 0 | 0 | 0
IGCC-CCS | 0 | 0 | 0 | 0 | 0 | 0
WT_off | 0 | 0 | 0 | 0 | 0 | 0
PseudoUnit | 0 | 0 | 0 | 0 | 0 | 0
FixedInterchange | 0 | 0 | 0 | 0 | 0 | 0
Emission Cost by Reporting Type: TVA_Transmission
ReportingType | 2015 | 2020 | 2025 | 2030 | 2035 | 2040
BM | 0 | 0 | 0 | 0 | 0 | 0
CC | 0 | 0 | 0 | 0 | 0 | 0
CSP | 0 | 0 | 0 | 0 | 0 | 0
CT | 0 | 0 | 0 | 0 | 0 | 0
Coal | 0 | 0 | 0 | 0 | 0 | 0
Geo | 0 | 0 | 0 | 0 | 0 | 0
H | 0 | 0 | 0 | 0 | 0 | 0
LFG | 0 | 0 | 0 | 0 | 0 | 0
Nuc | 0 | 0 | 0 | 0 | 0 | 0
PS | 0 | 0 | 0 | 0 | 0 | 0
PV | 0 | 0 | 0 | 0 | 0 | 0
PeakG | 0 | 0 | 0 | 0 | 0 | 0
PeakO | 0 | 0 | 0 | 0 | 0 | 0
ST | 0 | 0 | 0 | 0 | 0 | 0
STOG | 0 | 0 | 0 | 0 | 0 | 0
STWD | 0 | 0 | 0 | 0 | 0 | 0
WT | 0 | 0 | 0 | 0 | 0 | 0
IGCC | 0 | 0 | 0 | 0 | 0 | 0
DemandResponse | 0 | 0 | 0 | 0 | 0 | 0
IGCC-CCS | 0 | 0 | 0 | 0 | 0 | 0
WT_off | 0 | 0 | 0 | 0 | 0 | 0
PseudoUnit | 0 | 0 | 0 | 0 | 0 | 0
FixedInterchange | 0 | 0 | 0 | 0 | 0 | 0
Emission Cost by Reporting Type: VACAR
ReportingType | 2015 | 2020 | 2025 | 2030 | 2035 | 2040
BM | 0 | 0 | 0 | 0 | 0 | 0
CC | 0 | 0 | 0 | 0 | 0 | 0
CSP | 0 | 0 | 0 | 0 | 0 | 0
CT | 0 | 0 | 0 | 0 | 0 | 0
Coal | 0 | 0 | 0 | 0 | 0 | 0
Geo | 0 | 0 | 0 | 0 | 0 | 0
H | 0 | 0 | 0 | 0 | 0 | 0
LFG | 0 | 0 | 0 | 0 | 0 | 0
Nuc | 0 | 0 | 0 | 0 | 0 | 0
PS | 0 | 0 | 0 | 0 | 0 | 0
PV | 0 | 0 | 0 | 0 | 0 | 0
PeakG | 0 | 0 | 0 | 0 | 0 | 0
PeakO | 0 | 0 | 0 | 0 | 0 | 0
ST | 0 | 0 | 0 | 0 | 0 | 0
STOG | 0 | 0 | 0 | 0 | 0 | 0
STWD | 0 | 0 | 0 | 0 | 0 | 0
WT | 0 | 0 | 0 | 0 | 0 | 0
IGCC | 0 | 0 | 0 | 0 | 0 | 0
DemandResponse | 0 | 0 | 0 | 0 | 0 | 0
IGCC-CCS | 0 | 0 | 0 | 0 | 0 | 0
WT_off | 0 | 0 | 0 | 0 | 0 | 0
PseudoUnit | 0 | 0 | 0 | 0 | 0 | 0
FixedInterchange | 0 | 0 | 0 | 0 | 0 | 0
Emission Cost by Reporting Type: IESO
ReportingType | 2015 | 2020 | 2025 | 2030 | 2035 | 2040
BM | 0 | 0 | 0 | 0 | 0 | 0
CC | 0 | 0 | 0 | 0 | 0 | 0
CSP | 0 | 0 | 0 | 0 | 0 | 0
CT | 0 | 0 | 0 | 0 | 0 | 0
Coal | 0 | 0 | 0 | 0 | 0 | 0
Geo | 0 | 0 | 0 | 0 | 0 | 0
H | 0 | 0 | 0 | 0 | 0 | 0
LFG | 0 | 0 | 0 | 0 | 0 | 0
Nuc | 0 | 0 | 0 | 0 | 0 | 0
PS | 0 | 0 | 0 | 0 | 0 | 0
PV | 0 | 0 | 0 | 0 | 0 | 0
PeakG | 0 | 0 | 0 | 0 | 0 | 0
PeakO | 0 | 0 | 0 | 0 | 0 | 0
ST | 0 | 0 | 0 | 0 | 0 | 0
STOG | 0 | 0 | 0 | 0 | 0 | 0
STWD | 0 | 0 | 0 | 0 | 0 | 0
WT | 0 | 0 | 0 | 0 | 0 | 0
IGCC | 0 | 0 | 0 | 0 | 0 | 0
DemandResponse | 0 | 0 | 0 | 0 | 0 | 0
IGCC-CCS | 0 | 0 | 0 | 0 | 0 | 0
WT_off | 0 | 0 | 0 | 0 | 0 | 0
PseudoUnit | 0 | 0 | 0 | 0 | 0 | 0
FixedInterchange | 0 | 0 | 0 | 0 | 0 | 0
Emission Cost by Reporting Type: MAPP_CA
ReportingType | 2015 | 2020 | 2025 | 2030 | 2035 | 2040
BM | 0 | 0 | 0 | 0 | 0 | 0
CC | 0 | 0 | 0 | 0 | 0 | 0
CSP | 0 | 0 | 0 | 0 | 0 | 0
CT | 0 | 0 | 0 | 0 | 0 | 0
Coal | 0 | 0 | 0 | 0 | 0 | 0
Geo | 0 | 0 | 0 | 0 | 0 | 0
H | 0 | 0 | 0 | 0 | 0 | 0
LFG | 0 | 0 | 0 | 0 | 0 | 0
Nuc | 0 | 0 | 0 | 0 | 0 | 0
PS | 0 | 0 | 0 | 0 | 0 | 0
PV | 0 | 0 | 0 | 0 | 0 | 0
PeakG | 0 | 0 | 0 | 0 | 0 | 0
PeakO | 0 | 0 | 0 | 0 | 0 | 0
ST | 0 | 0 | 0 | 0 | 0 | 0
STOG | 0 | 0 | 0 | 0 | 0 | 0
STWD | 0 | 0 | 0 | 0 | 0 | 0
WT | 0 | 0 | 0 | 0 | 0 | 0
IGCC | 0 | 0 | 0 | 0 | 0 | 0
DemandResponse | 0 | 0 | 0 | 0 | 0 | 0
IGCC-CCS | 0 | 0 | 0 | 0 | 0 | 0
WT_off | 0 | 0 | 0 | 0 | 0 | 0
PseudoUnit | 0 | 0 | 0 | 0 | 0 | 0
FixedInterchange | 0 | 0 | 0 | 0 | 0 | 0
Emission Cost by Reporting Type: AZ_NM_SNV_Coal
ReportingType | 2015 | 2020 | 2025 | 2030 | 2035 | 2040
BM | 0 | 0 | 0 | 0 | 0 | 0
CC | 0 | 0 | 0 | 0 | 0 | 0
CSP | 0 | 0 | 0 | 0 | 0 | 0
CT | 0 | 0 | 0 | 0 | 0 | 0
Coal | 0 | 0 | 0 | 0 | 0 | 0
Geo | 0 | 0 | 0 | 0 | 0 | 0
H | 0 | 0 | 0 | 0 | 0 | 0
LFG | 0 | 0 | 0 | 0 | 0 | 0
Nuc | 0 | 0 | 0 | 0 | 0 | 0
PS | 0 | 0 | 0 | 0 | 0 | 0
PV | 0 | 0 | 0 | 0 | 0 | 0
PeakG | 0 | 0 | 0 | 0 | 0 | 0
PeakO | 0 | 0 | 0 | 0 | 0 | 0
ST | 0 | 0 | 0 | 0 | 0 | 0
STOG | 0 | 0 | 0 | 0 | 0 | 0
STWD | 0 | 0 | 0 | 0 | 0 | 0
WT | 0 | 0 | 0 | 0 | 0 | 0
IGCC | 0 | 0 | 0 | 0 | 0 | 0
DemandResponse | 0 | 0 | 0 | 0 | 0 | 0
IGCC-CCS | 0 | 0 | 0 | 0 | 0 | 0
WT_off | 0 | 0 | 0 | 0 | 0 | 0
PseudoUnit | 0 | 0 | 0 | 0 | 0 | 0
FixedInterchange | 0 | 0 | 0 | 0 | 0 | 0
Emission Cost by Reporting Type: AZ_NM_SNV_Gas
ReportingType | 2015 | 2020 | 2025 | 2030 | 2035 | 2040
BM | 0 | 0 | 0 | 0 | 0 | 0
CC | 0 | 0 | 0 | 0 | 0 | 0
CSP | 0 | 0 | 0 | 0 | 0 | 0
CT | 0 | 0 | 0 | 0 | 0 | 0
Coal | 0 | 0 | 0 | 0 | 0 | 0
Geo | 0 | 0 | 0 | 0 | 0 | 0
H | 0 | 0 | 0 | 0 | 0 | 0
LFG | 0 | 0 | 0 | 0 | 0 | 0
Nuc | 0 | 0 | 0 | 0 | 0 | 0
PS | 0 | 0 | 0 | 0 | 0 | 0
PV | 0 | 0 | 0 | 0 | 0 | 0
PeakG | 0 | 0 | 0 | 0 | 0 | 0
PeakO | 0 | 0 | 0 | 0 | 0 | 0
ST | 0 | 0 | 0 | 0 | 0 | 0
STOG | 0 | 0 | 0 | 0 | 0 | 0
STWD | 0 | 0 | 0 | 0 | 0 | 0
WT | 0 | 0 | 0 | 0 | 0 | 0
IGCC | 0 | 0 | 0 | 0 | 0 | 0
DemandResponse | 0 | 0 | 0 | 0 | 0 | 0
IGCC-CCS | 0 | 0 | 0 | 0 | 0 | 0
WT_off | 0 | 0 | 0 | 0 | 0 | 0
PseudoUnit | 0 | 0 | 0 | 0 | 0 | 0
FixedInterchange | 0 | 0 | 0 | 0 | 0 | 0
Emission Cost by Reporting Type: AZ_NM_SNV_NucRenew
ReportingType | 2015 | 2020 | 2025 | 2030 | 2035 | 2040
BM | 0 | 0 | 0 | 0 | 0 | 0
CC | 0 | 0 | 0 | 0 | 0 | 0
CSP | 0 | 0 | 0 | 0 | 0 | 0
CT | 0 | 0 | 0 | 0 | 0 | 0
Coal | 0 | 0 | 0 | 0 | 0 | 0
Geo | 0 | 0 | 0 | 0 | 0 | 0
H | 0 | 0 | 0 | 0 | 0 | 0
LFG | 0 | 0 | 0 | 0 | 0 | 0
Nuc | 0 | 0 | 0 | 0 | 0 | 0
PS | 0 | 0 | 0 | 0 | 0 | 0
PV | 0 | 0 | 0 | 0 | 0 | 0
PeakG | 0 | 0 | 0 | 0 | 0 | 0
PeakO | 0 | 0 | 0 | 0 | 0 | 0
ST | 0 | 0 | 0 | 0 | 0 | 0
STOG | 0 | 0 | 0 | 0 | 0 | 0
STWD | 0 | 0 | 0 | 0 | 0 | 0
WT | 0 | 0 | 0 | 0 | 0 | 0
IGCC | 0 | 0 | 0 | 0 | 0 | 0
DemandResponse | 0 | 0 | 0 | 0 | 0 | 0
IGCC-CCS | 0 | 0 | 0 | 0 | 0 | 0
WT_off | 0 | 0 | 0 | 0 | 0 | 0
PseudoUnit | 0 | 0 | 0 | 0 | 0 | 0
FixedInterchange | 0 | 0 | 0 | 0 | 0 | 0
Emission Cost by Reporting Type: ERCOT
ReportingType | 2015 | 2020 | 2025 | 2030 | 2035 | 2040
BM | 0 | 0 | 0 | 0 | 0 | 0
CC | 0 | 0 | 0 | 0 | 0 | 0
CSP | 0 | 0 | 0 | 0 | 0 | 0
CT | 0 | 0 | 0 | 0 | 0 | 0
Coal | 0 | 0 | 0 | 0 | 0 | 0
Geo | 0 | 0 | 0 | 0 | 0 | 0
H | 0 | 0 | 0 | 0 | 0 | 0
LFG | 0 | 0 | 0 | 0 | 0 | 0
Nuc | 0 | 0 | 0 | 0 | 0 | 0
PS | 0 | 0 | 0 | 0 | 0 | 0
PV | 0 | 0 | 0 | 0 | 0 | 0
PeakG | 0 | 0 | 0 | 0 | 0 | 0
PeakO | 0 | 0 | 0 | 0 | 0 | 0
ST | 0 | 0 | 0 | 0 | 0 | 0
STOG | 0 | 0 | 0 | 0 | 0 | 0
STWD | 0 | 0 | 0 | 0 | 0 | 0
WT | 0 | 0 | 0 | 0 | 0 | 0
IGCC | 0 | 0 | 0 | 0 | 0 | 0
DemandResponse | 0 | 0 | 0 | 0 | 0 | 0
IGCC-CCS | 0 | 0 | 0 | 0 | 0 | 0
WT_off | 0 | 0 | 0 | 0 | 0 | 0
PseudoUnit | 0 | 0 | 0 | 0 | 0 | 0
FixedInterchange | 0 | 0 | 0 | 0 | 0 | 0
Emission Cost by Reporting Type: NP15
ReportingType | 2015 | 2020 | 2025 | 2030 | 2035 | 2040
BM | 0 | 0 | 0 | 0 | 0 | 0
CC | 0 | 0 | 0 | 0 | 0 | 0
CSP | 0 | 0 | 0 | 0 | 0 | 0
CT | 0 | 0 | 0 | 0 | 0 | 0
Coal | 0 | 0 | 0 | 0 | 0 | 0
Geo | 0 | 0 | 0 | 0 | 0 | 0
H | 0 | 0 | 0 | 0 | 0 | 0
LFG | 0 | 0 | 0 | 0 | 0 | 0
Nuc | 0 | 0 | 0 | 0 | 0 | 0
PS | 0 | 0 | 0 | 0 | 0 | 0
PV | 0 | 0 | 0 | 0 | 0 | 0
PeakG | 0 | 0 | 0 | 0 | 0 | 0
PeakO | 0 | 0 | 0 | 0 | 0 | 0
ST | 0 | 0 | 0 | 0 | 0 | 0
STOG | 0 | 0 | 0 | 0 | 0 | 0
STWD | 0 | 0 | 0 | 0 | 0 | 0
WT | 0 | 0 | 0 | 0 | 0 | 0
IGCC | 0 | 0 | 0 | 0 | 0 | 0
DemandResponse | 0 | 0 | 0 | 0 | 0 | 0
IGCC-CCS | 0 | 0 | 0 | 0 | 0 | 0
WT_off | 0 | 0 | 0 | 0 | 0 | 0
PseudoUnit | 0 | 0 | 0 | 0 | 0 | 0
FixedInterchange | 0 | 0 | 0 | 0 | 0 | 0
Emission Cost by Reporting Type: NWPP_Coal
ReportingType | 2015 | 2020 | 2025 | 2030 | 2035 | 2040
BM | 0 | 0 | 0 | 0 | 0 | 0
CC | 0 | 0 | 0 | 0 | 0 | 0
CSP | 0 | 0 | 0 | 0 | 0 | 0
CT | 0 | 0 | 0 | 0 | 0 | 0
Coal | 0 | 0 | 0 | 0 | 0 | 0
Geo | 0 | 0 | 0 | 0 | 0 | 0
H | 0 | 0 | 0 | 0 | 0 | 0
LFG | 0 | 0 | 0 | 0 | 0 | 0
Nuc | 0 | 0 | 0 | 0 | 0 | 0
PS | 0 | 0 | 0 | 0 | 0 | 0
PV | 0 | 0 | 0 | 0 | 0 | 0
PeakG | 0 | 0 | 0 | 0 | 0 | 0
PeakO | 0 | 0 | 0 | 0 | 0 | 0
ST | 0 | 0 | 0 | 0 | 0 | 0
STOG | 0 | 0 | 0 | 0 | 0 | 0
STWD | 0 | 0 | 0 | 0 | 0 | 0
WT | 0 | 0 | 0 | 0 | 0 | 0
IGCC | 0 | 0 | 0 | 0 | 0 | 0
DemandResponse | 0 | 0 | 0 | 0 | 0 | 0
IGCC-CCS | 0 | 0 | 0 | 0 | 0 | 0
WT_off | 0 | 0 | 0 | 0 | 0 | 0
PseudoUnit | 0 | 0 | 0 | 0 | 0 | 0
FixedInterchange | 0 | 0 | 0 | 0 | 0 | 0
Emission Cost by Reporting Type: NWPP_Gas
ReportingType | 2015 | 2020 | 2025 | 2030 | 2035 | 2040
BM | 0 | 0 | 0 | 0 | 0 | 0
CC | 0 | 0 | 0 | 0 | 0 | 0
CSP | 0 | 0 | 0 | 0 | 0 | 0
CT | 0 | 0 | 0 | 0 | 0 | 0
Coal | 0 | 0 | 0 | 0 | 0 | 0
Geo | 0 | 0 | 0 | 0 | 0 | 0
H | 0 | 0 | 0 | 0 | 0 | 0
LFG | 0 | 0 | 0 | 0 | 0 | 0
Nuc | 0 | 0 | 0 | 0 | 0 | 0
PS | 0 | 0 | 0 | 0 | 0 | 0
PV | 0 | 0 | 0 | 0 | 0 | 0
PeakG | 0 | 0 | 0 | 0 | 0 | 0
PeakO | 0 | 0 | 0 | 0 | 0 | 0
ST | 0 | 0 | 0 | 0 | 0 | 0
STOG | 0 | 0 | 0 | 0 | 0 | 0
STWD | 0 | 0 | 0 | 0 | 0 | 0
WT | 0 | 0 | 0 | 0 | 0 | 0
IGCC | 0 | 0 | 0 | 0 | 0 | 0
DemandResponse | 0 | 0 | 0 | 0 | 0 | 0
IGCC-CCS | 0 | 0 | 0 | 0 | 0 | 0
WT_off | 0 | 0 | 0 | 0 | 0 | 0
PseudoUnit | 0 | 0 | 0 | 0 | 0 | 0
FixedInterchange | 0 | 0 | 0 | 0 | 0 | 0
Emission Cost by Reporting Type: NWPP_NucRenew
ReportingType | 2015 | 2020 | 2025 | 2030 | 2035 | 2040
BM | 0 | 0 | 0 | 0 | 0 | 0
CC | 0 | 0 | 0 | 0 | 0 | 0
CSP | 0 | 0 | 0 | 0 | 0 | 0
CT | 0 | 0 | 0 | 0 | 0 | 0
Coal | 0 | 0 | 0 | 0 | 0 | 0
Geo | 0 | 0 | 0 | 0 | 0 | 0
H | 0 | 0 | 0 | 0 | 0 | 0
LFG | 0 | 0 | 0 | 0 | 0 | 0
Nuc | 0 | 0 | 0 | 0 | 0 | 0
PS | 0 | 0 | 0 | 0 | 0 | 0
PV | 0 | 0 | 0 | 0 | 0 | 0
PeakG | 0 | 0 | 0 | 0 | 0 | 0
PeakO | 0 | 0 | 0 | 0 | 0 | 0
ST | 0 | 0 | 0 | 0 | 0 | 0
STOG | 0 | 0 | 0 | 0 | 0 | 0
STWD | 0 | 0 | 0 | 0 | 0 | 0
WT | 0 | 0 | 0 | 0 | 0 | 0
IGCC | 0 | 0 | 0 | 0 | 0 | 0
DemandResponse | 0 | 0 | 0 | 0 | 0 | 0
IGCC-CCS | 0 | 0 | 0 | 0 | 0 | 0
WT_off | 0 | 0 | 0 | 0 | 0 | 0
PseudoUnit | 0 | 0 | 0 | 0 | 0 | 0
FixedInterchange | 0 | 0 | 0 | 0 | 0 | 0
Emission Cost by Reporting Type: RMPA
ReportingType | 2015 | 2020 | 2025 | 2030 | 2035 | 2040
BM | 0 | 0 | 0 | 0 | 0 | 0
CC | 0 | 0 | 0 | 0 | 0 | 0
CSP | 0 | 0 | 0 | 0 | 0 | 0
CT | 0 | 0 | 0 | 0 | 0 | 0
Coal | 0 | 0 | 0 | 0 | 0 | 0
Geo | 0 | 0 | 0 | 0 | 0 | 0
H | 0 | 0 | 0 | 0 | 0 | 0
LFG | 0 | 0 | 0 | 0 | 0 | 0
Nuc | 0 | 0 | 0 | 0 | 0 | 0
PS | 0 | 0 | 0 | 0 | 0 | 0
PV | 0 | 0 | 0 | 0 | 0 | 0
PeakG | 0 | 0 | 0 | 0 | 0 | 0
PeakO | 0 | 0 | 0 | 0 | 0 | 0
ST | 0 | 0 | 0 | 0 | 0 | 0
STOG | 0 | 0 | 0 | 0 | 0 | 0
STWD | 0 | 0 | 0 | 0 | 0 | 0
WT | 0 | 0 | 0 | 0 | 0 | 0
IGCC | 0 | 0 | 0 | 0 | 0 | 0
DemandResponse | 0 | 0 | 0 | 0 | 0 | 0
IGCC-CCS | 0 | 0 | 0 | 0 | 0 | 0
WT_off | 0 | 0 | 0 | 0 | 0 | 0
PseudoUnit | 0 | 0 | 0 | 0 | 0 | 0
FixedInterchange | 0 | 0 | 0 | 0 | 0 | 0
Emission Cost by Reporting Type: SP15
ReportingType | 2015 | 2020 | 2025 | 2030 | 2035 | 2040
BM | 0 | 0 | 0 | 0 | 0 | 0
CC | 0 | 0 | 0 | 0 | 0 | 0
CSP | 0 | 0 | 0 | 0 | 0 | 0
CT | 0 | 0 | 0 | 0 | 0 | 0
Coal | 0 | 0 | 0 | 0 | 0 | 0
Geo | 0 | 0 | 0 | 0 | 0 | 0
H | 0 | 0 | 0 | 0 | 0 | 0
LFG | 0 | 0 | 0 | 0 | 0 | 0
Nuc | 0 | 0 | 0 | 0 | 0 | 0
PS | 0 | 0 | 0 | 0 | 0 | 0
PV | 0 | 0 | 0 | 0 | 0 | 0
PeakG | 0 | 0 | 0 | 0 | 0 | 0
PeakO | 0 | 0 | 0 | 0 | 0 | 0
ST | 0 | 0 | 0 | 0 | 0 | 0
STOG | 0 | 0 | 0 | 0 | 0 | 0
STWD | 0 | 0 | 0 | 0 | 0 | 0
WT | 0 | 0 | 0 | 0 | 0 | 0
IGCC | 0 | 0 | 0 | 0 | 0 | 0
DemandResponse | 0 | 0 | 0 | 0 | 0 | 0
IGCC-CCS | 0 | 0 | 0 | 0 | 0 | 0
WT_off | 0 | 0 | 0 | 0 | 0 | 0
PseudoUnit | 0 | 0 | 0 | 0 | 0 | 0
FixedInterchange | 0 | 0 | 0 | 0 | 0 | 0
Emission Cost by Reporting Type: ALB
ReportingType | 2015 | 2020 | 2025 | 2030 | 2035 | 2040
BM | 0 | 0 | 0 | 0 | 0 | 0
CC | 0 | 0 | 0 | 0 | 0 | 0
CSP | 0 | 0 | 0 | 0 | 0 | 0
CT | 0 | 0 | 0 | 0 | 0 | 0
Coal | 0 | 0 | 0 | 0 | 0 | 0
Geo | 0 | 0 | 0 | 0 | 0 | 0
H | 0 | 0 | 0 | 0 | 0 | 0
LFG | 0 | 0 | 0 | 0 | 0 | 0
Nuc | 0 | 0 | 0 | 0 | 0 | 0
PS | 0 | 0 | 0 | 0 | 0 | 0
PV | 0 | 0 | 0 | 0 | 0 | 0
PeakG | 0 | 0 | 0 | 0 | 0 | 0
PeakO | 0 | 0 | 0 | 0 | 0 | 0
ST | 0 | 0 | 0 | 0 | 0 | 0
STOG | 0 | 0 | 0 | 0 | 0 | 0
STWD | 0 | 0 | 0 | 0 | 0 | 0
WT | 0 | 0 | 0 | 0 | 0 | 0
IGCC | 0 | 0 | 0 | 0 | 0 | 0
DemandResponse | 0 | 0 | 0 | 0 | 0 | 0
IGCC-CCS | 0 | 0 | 0 | 0 | 0 | 0
WT_off | 0 | 0 | 0 | 0 | 0 | 0
PseudoUnit | 0 | 0 | 0 | 0 | 0 | 0
FixedInterchange | 0 | 0 | 0 | 0 | 0 | 0
Emission Cost by Reporting Type: BC
ReportingType | 2015 | 2020 | 2025 | 2030 | 2035 | 2040
BM | 0 | 0 | 0 | 0 | 0 | 0
CC | 0 | 0 | 0 | 0 | 0 | 0
CSP | 0 | 0 | 0 | 0 | 0 | 0
CT | 0 | 0 | 0 | 0 | 0 | 0
Coal | 0 | 0 | 0 | 0 | 0 | 0
Geo | 0 | 0 | 0 | 0 | 0 | 0
H | 0 | 0 | 0 | 0 | 0 | 0
LFG | 0 | 0 | 0 | 0 | 0 | 0
Nuc | 0 | 0 | 0 | 0 | 0 | 0
PS | 0 | 0 | 0 | 0 | 0 | 0
PV | 0 | 0 | 0 | 0 | 0 | 0
PeakG | 0 | 0 | 0 | 0 | 0 | 0
PeakO | 0 | 0 | 0 | 0 | 0 | 0
ST | 0 | 0 | 0 | 0 | 0 | 0
STOG | 0 | 0 | 0 | 0 | 0 | 0
STWD | 0 | 0 | 0 | 0 | 0 | 0
WT | 0 | 0 | 0 | 0 | 0 | 0
IGCC | 0 | 0 | 0 | 0 | 0 | 0
DemandResponse | 0 | 0 | 0 | 0 | 0 | 0
IGCC-CCS | 0 | 0 | 0 | 0 | 0 | 0
WT_off | 0 | 0 | 0 | 0 | 0 | 0
PseudoUnit | 0 | 0 | 0 | 0 | 0 | 0
FixedInterchange | 0 | 0 | 0 | 0 | 0 | 0
Emission Cost by Reporting Type: HQ_IESO
ReportingType | 2015 | 2020 | 2025 | 2030 | 2035 | 2040
BM | 0 | 0 | 0 | 0 | 0 | 0
CC | 0 | 0 | 0 | 0 | 0 | 0
CSP | 0 | 0 | 0 | 0 | 0 | 0
CT | 0 | 0 | 0 | 0 | 0 | 0
Coal | 0 | 0 | 0 | 0 | 0 | 0
Geo | 0 | 0 | 0 | 0 | 0 | 0
H | 0 | 0 | 0 | 0 | 0 | 0
LFG | 0 | 0 | 0 | 0 | 0 | 0
Nuc | 0 | 0 | 0 | 0 | 0 | 0
PS | 0 | 0 | 0 | 0 | 0 | 0
PV | 0 | 0 | 0 | 0 | 0 | 0
PeakG | 0 | 0 | 0 | 0 | 0 | 0
PeakO | 0 | 0 | 0 | 0 | 0 | 0
ST | 0 | 0 | 0 | 0 | 0 | 0
STOG | 0 | 0 | 0 | 0 | 0 | 0
STWD | 0 | 0 | 0 | 0 | 0 | 0
WT | 0 | 0 | 0 | 0 | 0 | 0
IGCC | 0 | 0 | 0 | 0 | 0 | 0
DemandResponse | 0 | 0 | 0 | 0 | 0 | 0
IGCC-CCS | 0 | 0 | 0 | 0 | 0 | 0
WT_off | 0 | 0 | 0 | 0 | 0 | 0
PseudoUnit | 0 | 0 | 0 | 0 | 0 | 0
FixedInterchange | 0 | 0 | 0 | 0 | 0 | 0
Emission Cost by Reporting Type: HQ_NEISO
ReportingType | 2015 | 2020 | 2025 | 2030 | 2035 | 2040
BM | 0 | 0 | 0 | 0 | 0 | 0
CC | 0 | 0 | 0 | 0 | 0 | 0
CSP | 0 | 0 | 0 | 0 | 0 | 0
CT | 0 | 0 | 0 | 0 | 0 | 0
Coal | 0 | 0 | 0 | 0 | 0 | 0
Geo | 0 | 0 | 0 | 0 | 0 | 0
H | 0 | 0 | 0 | 0 | 0 | 0
LFG | 0 | 0 | 0 | 0 | 0 | 0
Nuc | 0 | 0 | 0 | 0 | 0 | 0
PS | 0 | 0 | 0 | 0 | 0 | 0
PV | 0 | 0 | 0 | 0 | 0 | 0
PeakG | 0 | 0 | 0 | 0 | 0 | 0
PeakO | 0 | 0 | 0 | 0 | 0 | 0
ST | 0 | 0 | 0 | 0 | 0 | 0
STOG | 0 | 0 | 0 | 0 | 0 | 0
STWD | 0 | 0 | 0 | 0 | 0 | 0
WT | 0 | 0 | 0 | 0 | 0 | 0
IGCC | 0 | 0 | 0 | 0 | 0 | 0
DemandResponse | 0 | 0 | 0 | 0 | 0 | 0
IGCC-CCS | 0 | 0 | 0 | 0 | 0 | 0
WT_off | 0 | 0 | 0 | 0 | 0 | 0
PseudoUnit | 0 | 0 | 0 | 0 | 0 | 0
FixedInterchange | 0 | 0 | 0 | 0 | 0 | 0
Emission Cost by Reporting Type: HQ_NY
ReportingType | 2015 | 2020 | 2025 | 2030 | 2035 | 2040
BM | 0 | 0 | 0 | 0 | 0 | 0
CC | 0 | 0 | 0 | 0 | 0 | 0
CSP | 0 | 0 | 0 | 0 | 0 | 0
CT | 0 | 0 | 0 | 0 | 0 | 0
Coal | 0 | 0 | 0 | 0 | 0 | 0
Geo | 0 | 0 | 0 | 0 | 0 | 0
H | 0 | 0 | 0 | 0 | 0 | 0
LFG | 0 | 0 | 0 | 0 | 0 | 0
Nuc | 0 | 0 | 0 | 0 | 0 | 0
PS | 0 | 0 | 0 | 0 | 0 | 0
PV | 0 | 0 | 0 | 0 | 0 | 0
PeakG | 0 | 0 | 0 | 0 | 0 | 0
PeakO | 0 | 0 | 0 | 0 | 0 | 0
ST | 0 | 0 | 0 | 0 | 0 | 0
STOG | 0 | 0 | 0 | 0 | 0 | 0
STWD | 0 | 0 | 0 | 0 | 0 | 0
WT | 0 | 0 | 0 | 0 | 0 | 0
IGCC | 0 | 0 | 0 | 0 | 0 | 0
DemandResponse | 0 | 0 | 0 | 0 | 0 | 0
IGCC-CCS | 0 | 0 | 0 | 0 | 0 | 0
WT_off | 0 | 0 | 0 | 0 | 0 | 0
PseudoUnit | 0 | 0 | 0 | 0 | 0 | 0
FixedInterchange | 0 | 0 | 0 | 0 | 0 | 0
Emission Cost by Reporting Type: MARITIMES
ReportingType | 2015 | 2020 | 2025 | 2030 | 2035 | 2040
BM | 0 | 0 | 0 | 0 | 0 | 0
CC | 0 | 0 | 0 | 0 | 0 | 0
CSP | 0 | 0 | 0 | 0 | 0 | 0
CT | 0 | 0 | 0 | 0 | 0 | 0
Coal | 0 | 0 | 0 | 0 | 0 | 0
Geo | 0 | 0 | 0 | 0 | 0 | 0
H | 0 | 0 | 0 | 0 | 0 | 0
LFG | 0 | 0 | 0 | 0 | 0 | 0
Nuc | 0 | 0 | 0 | 0 | 0 | 0
PS | 0 | 0 | 0 | 0 | 0 | 0
PV | 0 | 0 | 0 | 0 | 0 | 0
PeakG | 0 | 0 | 0 | 0 | 0 | 0
PeakO | 0 | 0 | 0 | 0 | 0 | 0
ST | 0 | 0 | 0 | 0 | 0 | 0
STOG | 0 | 0 | 0 | 0 | 0 | 0
STWD | 0 | 0 | 0 | 0 | 0 | 0
WT | 0 | 0 | 0 | 0 | 0 | 0
IGCC | 0 | 0 | 0 | 0 | 0 | 0
DemandResponse | 0 | 0 | 0 | 0 | 0 | 0
IGCC-CCS | 0 | 0 | 0 | 0 | 0 | 0
WT_off | 0 | 0 | 0 | 0 | 0 | 0
PseudoUnit | 0 | 0 | 0 | 0 | 0 | 0
FixedInterchange | 0 | 0 | 0 | 0 | 0 | 0
Emission Cost by Reporting Type: All
ReportingType | 2015 | 2020 | 2025 | 2030 | 2035 | 2040
BM | 0 | 0 | 0 | 0 | 0 | 0
CC | 0 | 0 | 0 | 0 | 0 | 0
CSP | 0 | 0 | 0 | 0 | 0 | 0
CT | 0 | 0 | 0 | 0 | 0 | 0
Coal | 0 | 0 | 0 | 0 | 0 | 0
Geo | 0 | 0 | 0 | 0 | 0 | 0
H | 0 | 0 | 0 | 0 | 0 | 0
LFG | 0 | 0 | 0 | 0 | 0 | 0
Nuc | 0 | 0 | 0 | 0 | 0 | 0
PS | 0 | 0 | 0 | 0 | 0 | 0
PV | 0 | 0 | 0 | 0 | 0 | 0
PeakG | 0 | 0 | 0 | 0 | 0 | 0
PeakO | 0 | 0 | 0 | 0 | 0 | 0
ST | 0 | 0 | 0 | 0 | 0 | 0
STOG | 0 | 0 | 0 | 0 | 0 | 0
STWD | 0 | 0 | 0 | 0 | 0 | 0
WT | 0 | 0 | 0 | 0 | 0 | 0
IGCC | 0 | 0 | 0 | 0 | 0 | 0
DemandResponse | 0 | 0 | 0 | 0 | 0 | 0
IGCC-CCS | 0 | 0 | 0 | 0 | 0 | 0
WT_off | 0 | 0 | 0 | 0 | 0 | 0
PseudoUnit | 0 | 0 | 0 | 0 | 0 | 0
FixedInterchange | 0 | 0 | 0 | 0 | 0 | 0
Emission Cost by Reporting Type: EI_US
ReportingType | 2015 | 2020 | 2025 | 2030 | 2035 | 2040
BM | 0 | 0 | 0 | 0 | 0 | 0
CC | 0 | 0 | 0 | 0 | 0 | 0
CSP | 0 | 0 | 0 | 0 | 0 | 0
CT | 0 | 0 | 0 | 0 | 0 | 0
Coal | 0 | 0 | 0 | 0 | 0 | 0
Geo | 0 | 0 | 0 | 0 | 0 | 0
H | 0 | 0 | 0 | 0 | 0 | 0
LFG | 0 | 0 | 0 | 0 | 0 | 0
Nuc | 0 | 0 | 0 | 0 | 0 | 0
PS | 0 | 0 | 0 | 0 | 0 | 0
PV | 0 | 0 | 0 | 0 | 0 | 0
PeakG | 0 | 0 | 0 | 0 | 0 | 0
PeakO | 0 | 0 | 0 | 0 | 0 | 0
ST | 0 | 0 | 0 | 0 | 0 | 0
STOG | 0 | 0 | 0 | 0 | 0 | 0
STWD | 0 | 0 | 0 | 0 | 0 | 0
WT | 0 | 0 | 0 | 0 | 0 | 0
IGCC | 0 | 0 | 0 | 0 | 0 | 0
DemandResponse | 0 | 0 | 0 | 0 | 0 | 0
IGCC-CCS | 0 | 0 | 0 | 0 | 0 | 0
WT_off | 0 | 0 | 0 | 0 | 0 | 0
PseudoUnit | 0 | 0 | 0 | 0 | 0 | 0
FixedInterchange | 0 | 0 | 0 | 0 | 0 | 0
Emission Cost by Reporting Type: EI_Canada
ReportingType | 2015 | 2020 | 2025 | 2030 | 2035 | 2040
BM | 0 | 0 | 0 | 0 | 0 | 0
CC | 0 | 0 | 0 | 0 | 0 | 0
CSP | 0 | 0 | 0 | 0 | 0 | 0
CT | 0 | 0 | 0 | 0 | 0 | 0
Coal | 0 | 0 | 0 | 0 | 0 | 0
Geo | 0 | 0 | 0 | 0 | 0 | 0
H | 0 | 0 | 0 | 0 | 0 | 0
LFG | 0 | 0 | 0 | 0 | 0 | 0
Nuc | 0 | 0 | 0 | 0 | 0 | 0
PS | 0 | 0 | 0 | 0 | 0 | 0
PV | 0 | 0 | 0 | 0 | 0 | 0
PeakG | 0 | 0 | 0 | 0 | 0 | 0
PeakO | 0 | 0 | 0 | 0 | 0 | 0
ST | 0 | 0 | 0 | 0 | 0 | 0
STOG | 0 | 0 | 0 | 0 | 0 | 0
STWD | 0 | 0 | 0 | 0 | 0 | 0
WT | 0 | 0 | 0 | 0 | 0 | 0
IGCC | 0 | 0 | 0 | 0 | 0 | 0
DemandResponse | 0 | 0 | 0 | 0 | 0 | 0
IGCC-CCS | 0 | 0 | 0 | 0 | 0 | 0
WT_off | 0 | 0 | 0 | 0 | 0 | 0
PseudoUnit | 0 | 0 | 0 | 0 | 0 | 0
FixedInterchange | 0 | 0 | 0 | 0 | 0 | 0
Emission Cost by Reporting Type: EI
ReportingType | 2015 | 2020 | 2025 | 2030 | 2035 | 2040
BM | 0 | 0 | 0 | 0 | 0 | 0
CC | 0 | 0 | 0 | 0 | 0 | 0
CSP | 0 | 0 | 0 | 0 | 0 | 0
CT | 0 | 0 | 0 | 0 | 0 | 0
Coal | 0 | 0 | 0 | 0 | 0 | 0
Geo | 0 | 0 | 0 | 0 | 0 | 0
H | 0 | 0 | 0 | 0 | 0 | 0
LFG | 0 | 0 | 0 | 0 | 0 | 0
Nuc | 0 | 0 | 0 | 0 | 0 | 0
PS | 0 | 0 | 0 | 0 | 0 | 0
PV | 0 | 0 | 0 | 0 | 0 | 0
PeakG | 0 | 0 | 0 | 0 | 0 | 0
PeakO | 0 | 0 | 0 | 0 | 0 | 0
ST | 0 | 0 | 0 | 0 | 0 | 0
STOG | 0 | 0 | 0 | 0 | 0 | 0
STWD | 0 | 0 | 0 | 0 | 0 | 0
WT | 0 | 0 | 0 | 0 | 0 | 0
IGCC | 0 | 0 | 0 | 0 | 0 | 0
DemandResponse | 0 | 0 | 0 | 0 | 0 | 0
IGCC-CCS | 0 | 0 | 0 | 0 | 0 | 0
WT_off | 0 | 0 | 0 | 0 | 0 | 0
PseudoUnit | 0 | 0 | 0 | 0 | 0 | 0
FixedInterchange | 0 | 0 | 0 | 0 | 0 | 0
Emission Cost by Reporting Type: Outside_EI
ReportingType | 2015 | 2020 | 2025 | 2030 | 2035 | 2040
BM | 0 | 0 | 0 | 0 | 0 | 0
CC | 0 | 0 | 0 | 0 | 0 | 0
CSP | 0 | 0 | 0 | 0 | 0 | 0
CT | 0 | 0 | 0 | 0 | 0 | 0
Coal | 0 | 0 | 0 | 0 | 0 | 0
Geo | 0 | 0 | 0 | 0 | 0 | 0
H | 0 | 0 | 0 | 0 | 0 | 0
LFG | 0 | 0 | 0 | 0 | 0 | 0
Nuc | 0 | 0 | 0 | 0 | 0 | 0
PS | 0 | 0 | 0 | 0 | 0 | 0
PV | 0 | 0 | 0 | 0 | 0 | 0
PeakG | 0 | 0 | 0 | 0 | 0 | 0
PeakO | 0 | 0 | 0 | 0 | 0 | 0
ST | 0 | 0 | 0 | 0 | 0 | 0
STOG | 0 | 0 | 0 | 0 | 0 | 0
STWD | 0 | 0 | 0 | 0 | 0 | 0
WT | 0 | 0 | 0 | 0 | 0 | 0
IGCC | 0 | 0 | 0 | 0 | 0 | 0
DemandResponse | 0 | 0 | 0 | 0 | 0 | 0
IGCC-CCS | 0 | 0 | 0 | 0 | 0 | 0
WT_off | 0 | 0 | 0 | 0 | 0 | 0
PseudoUnit | 0 | 0 | 0 | 0 | 0 | 0
FixedInterchange | 0 | 0 | 0 | 0 | 0 | 0
==== Emission Program: CAMR : (Hg) ====
Emission Cost by Reporting Type: Entergy
ReportingType | 2015 | 2020 | 2025 | 2030 | 2035 | 2040
BM | 0 | 0 | 0 | 0 | 0 | 0
CC | 0 | 0 | 0 | 0 | 0 | 0
CSP | 0 | 0 | 0 | 0 | 0 | 0
CT | 0 | 0 | 0 | 0 | 0 | 0
Coal | 0 | 0 | 0 | 0 | 0 | 0
Geo | 0 | 0 | 0 | 0 | 0 | 0
H | 0 | 0 | 0 | 0 | 0 | 0
LFG | 0 | 0 | 0 | 0 | 0 | 0
Nuc | 0 | 0 | 0 | 0 | 0 | 0
PS | 0 | 0 | 0 | 0 | 0 | 0
PV | 0 | 0 | 0 | 0 | 0 | 0
PeakG | 0 | 0 | 0 | 0 | 0 | 0
PeakO | 0 | 0 | 0 | 0 | 0 | 0
ST | 0 | 0 | 0 | 0 | 0 | 0
STOG | 0 | 0 | 0 | 0 | 0 | 0
STWD | 0 | 0 | 0 | 0 | 0 | 0
WT | 0 | 0 | 0 | 0 | 0 | 0
IGCC | 0 | 0 | 0 | 0 | 0 | 0
DemandResponse | 0 | 0 | 0 | 0 | 0 | 0
IGCC-CCS | 0 | 0 | 0 | 0 | 0 | 0
WT_off | 0 | 0 | 0 | 0 | 0 | 0
PseudoUnit | 0 | 0 | 0 | 0 | 0 | 0
FixedInterchange | 0 | 0 | 0 | 0 | 0 | 0
Emission Cost by Reporting Type: FRCC
ReportingType | 2015 | 2020 | 2025 | 2030 | 2035 | 2040
BM | 0 | 0 | 0 | 0 | 0 | 0
CC | 0 | 0 | 0 | 0 | 0 | 0
CSP | 0 | 0 | 0 | 0 | 0 | 0
CT | 0 | 0 | 0 | 0 | 0 | 0
Coal | 0 | 0 | 0 | 0 | 0 | 0
Geo | 0 | 0 | 0 | 0 | 0 | 0
H | 0 | 0 | 0 | 0 | 0 | 0
LFG | 0 | 0 | 0 | 0 | 0 | 0
Nuc | 0 | 0 | 0 | 0 | 0 | 0
PS | 0 | 0 | 0 | 0 | 0 | 0
PV | 0 | 0 | 0 | 0 | 0 | 0
PeakG | 0 | 0 | 0 | 0 | 0 | 0
PeakO | 0 | 0 | 0 | 0 | 0 | 0
ST | 0 | 0 | 0 | 0 | 0 | 0
STOG | 0 | 0 | 0 | 0 | 0 | 0
STWD | 0 | 0 | 0 | 0 | 0 | 0
WT | 0 | 0 | 0 | 0 | 0 | 0
IGCC | 0 | 0 | 0 | 0 | 0 | 0
DemandResponse | 0 | 0 | 0 | 0 | 0 | 0
IGCC-CCS | 0 | 0 | 0 | 0 | 0 | 0
WT_off | 0 | 0 | 0 | 0 | 0 | 0
PseudoUnit | 0 | 0 | 0 | 0 | 0 | 0
FixedInterchange | 0 | 0 | 0 | 0 | 0 | 0
Emission Cost by Reporting Type: MAPP_US
ReportingType | 2015 | 2020 | 2025 | 2030 | 2035 | 2040
BM | 0 | 0 | 0 | 0 | 0 | 0
CC | 0 | 0 | 0 | 0 | 0 | 0
CSP | 0 | 0 | 0 | 0 | 0 | 0
CT | 0 | 0 | 0 | 0 | 0 | 0
Coal | 0 | 0 | 0 | 0 | 0 | 0
Geo | 0 | 0 | 0 | 0 | 0 | 0
H | 0 | 0 | 0 | 0 | 0 | 0
LFG | 0 | 0 | 0 | 0 | 0 | 0
Nuc | 0 | 0 | 0 | 0 | 0 | 0
PS | 0 | 0 | 0 | 0 | 0 | 0
PV | 0 | 0 | 0 | 0 | 0 | 0
PeakG | 0 | 0 | 0 | 0 | 0 | 0
PeakO | 0 | 0 | 0 | 0 | 0 | 0
ST | 0 | 0 | 0 | 0 | 0 | 0
STOG | 0 | 0 | 0 | 0 | 0 | 0
STWD | 0 | 0 | 0 | 0 | 0 | 0
WT | 0 | 0 | 0 | 0 | 0 | 0
IGCC | 0 | 0 | 0 | 0 | 0 | 0
DemandResponse | 0 | 0 | 0 | 0 | 0 | 0
IGCC-CCS | 0 | 0 | 0 | 0 | 0 | 0
WT_off | 0 | 0 | 0 | 0 | 0 | 0
PseudoUnit | 0 | 0 | 0 | 0 | 0 | 0
FixedInterchange | 0 | 0 | 0 | 0 | 0 | 0
Emission Cost by Reporting Type: MISO_IN
ReportingType | 2015 | 2020 | 2025 | 2030 | 2035 | 2040
BM | 0 | 0 | 0 | 0 | 0 | 0
CC | 0 | 0 | 0 | 0 | 0 | 0
CSP | 0 | 0 | 0 | 0 | 0 | 0
CT | 0 | 0 | 0 | 0 | 0 | 0
Coal | 0 | 0 | 0 | 0 | 0 | 0
Geo | 0 | 0 | 0 | 0 | 0 | 0
H | 0 | 0 | 0 | 0 | 0 | 0
LFG | 0 | 0 | 0 | 0 | 0 | 0
Nuc | 0 | 0 | 0 | 0 | 0 | 0
PS | 0 | 0 | 0 | 0 | 0 | 0
PV | 0 | 0 | 0 | 0 | 0 | 0
PeakG | 0 | 0 | 0 | 0 | 0 | 0
PeakO | 0 | 0 | 0 | 0 | 0 | 0
ST | 0 | 0 | 0 | 0 | 0 | 0
STOG | 0 | 0 | 0 | 0 | 0 | 0
STWD | 0 | 0 | 0 | 0 | 0 | 0
WT | 0 | 0 | 0 | 0 | 0 | 0
IGCC | 0 | 0 | 0 | 0 | 0 | 0
DemandResponse | 0 | 0 | 0 | 0 | 0 | 0
IGCC-CCS | 0 | 0 | 0 | 0 | 0 | 0
WT_off | 0 | 0 | 0 | 0 | 0 | 0
PseudoUnit | 0 | 0 | 0 | 0 | 0 | 0
FixedInterchange | 0 | 0 | 0 | 0 | 0 | 0
Emission Cost by Reporting Type: MISO_MI
ReportingType | 2015 | 2020 | 2025 | 2030 | 2035 | 2040
BM | 0 | 0 | 0 | 0 | 0 | 0
CC | 0 | 0 | 0 | 0 | 0 | 0
CSP | 0 | 0 | 0 | 0 | 0 | 0
CT | 0 | 0 | 0 | 0 | 0 | 0
Coal | 0 | 0 | 0 | 0 | 0 | 0
Geo | 0 | 0 | 0 | 0 | 0 | 0
H | 0 | 0 | 0 | 0 | 0 | 0
LFG | 0 | 0 | 0 | 0 | 0 | 0
Nuc | 0 | 0 | 0 | 0 | 0 | 0
PS | 0 | 0 | 0 | 0 | 0 | 0
PV | 0 | 0 | 0 | 0 | 0 | 0
PeakG | 0 | 0 | 0 | 0 | 0 | 0
PeakO | 0 | 0 | 0 | 0 | 0 | 0
ST | 0 | 0 | 0 | 0 | 0 | 0
STOG | 0 | 0 | 0 | 0 | 0 | 0
STWD | 0 | 0 | 0 | 0 | 0 | 0
WT | 0 | 0 | 0 | 0 | 0 | 0
IGCC | 0 | 0 | 0 | 0 | 0 | 0
DemandResponse | 0 | 0 | 0 | 0 | 0 | 0
IGCC-CCS | 0 | 0 | 0 | 0 | 0 | 0
WT_off | 0 | 0 | 0 | 0 | 0 | 0
PseudoUnit | 0 | 0 | 0 | 0 | 0 | 0
FixedInterchange | 0 | 0 | 0 | 0 | 0 | 0
Emission Cost by Reporting Type: MISO_MO-IL
ReportingType | 2015 | 2020 | 2025 | 2030 | 2035 | 2040
BM | 0 | 0 | 0 | 0 | 0 | 0
CC | 0 | 0 | 0 | 0 | 0 | 0
CSP | 0 | 0 | 0 | 0 | 0 | 0
CT | 0 | 0 | 0 | 0 | 0 | 0
Coal | 0 | 0 | 0 | 0 | 0 | 0
Geo | 0 | 0 | 0 | 0 | 0 | 0
H | 0 | 0 | 0 | 0 | 0 | 0
LFG | 0 | 0 | 0 | 0 | 0 | 0
Nuc | 0 | 0 | 0 | 0 | 0 | 0
PS | 0 | 0 | 0 | 0 | 0 | 0
PV | 0 | 0 | 0 | 0 | 0 | 0
PeakG | 0 | 0 | 0 | 0 | 0 | 0
PeakO | 0 | 0 | 0 | 0 | 0 | 0
ST | 0 | 0 | 0 | 0 | 0 | 0
STOG | 0 | 0 | 0 | 0 | 0 | 0
STWD | 0 | 0 | 0 | 0 | 0 | 0
WT | 0 | 0 | 0 | 0 | 0 | 0
IGCC | 0 | 0 | 0 | 0 | 0 | 0
DemandResponse | 0 | 0 | 0 | 0 | 0 | 0
IGCC-CCS | 0 | 0 | 0 | 0 | 0 | 0
WT_off | 0 | 0 | 0 | 0 | 0 | 0
PseudoUnit | 0 | 0 | 0 | 0 | 0 | 0
FixedInterchange | 0 | 0 | 0 | 0 | 0 | 0
Emission Cost by Reporting Type: MISO_W
ReportingType | 2015 | 2020 | 2025 | 2030 | 2035 | 2040
BM | 0 | 0 | 0 | 0 | 0 | 0
CC | 0 | 0 | 0 | 0 | 0 | 0
CSP | 0 | 0 | 0 | 0 | 0 | 0
CT | 0 | 0 | 0 | 0 | 0 | 0
Coal | 0 | 0 | 0 | 0 | 0 | 0
Geo | 0 | 0 | 0 | 0 | 0 | 0
H | 0 | 0 | 0 | 0 | 0 | 0
LFG | 0 | 0 | 0 | 0 | 0 | 0
Nuc | 0 | 0 | 0 | 0 | 0 | 0
PS | 0 | 0 | 0 | 0 | 0 | 0
PV | 0 | 0 | 0 | 0 | 0 | 0
PeakG | 0 | 0 | 0 | 0 | 0 | 0
PeakO | 0 | 0 | 0 | 0 | 0 | 0
ST | 0 | 0 | 0 | 0 | 0 | 0
STOG | 0 | 0 | 0 | 0 | 0 | 0
STWD | 0 | 0 | 0 | 0 | 0 | 0
WT | 0 | 0 | 0 | 0 | 0 | 0
IGCC | 0 | 0 | 0 | 0 | 0 | 0
DemandResponse | 0 | 0 | 0 | 0 | 0 | 0
IGCC-CCS | 0 | 0 | 0 | 0 | 0 | 0
WT_off | 0 | 0 | 0 | 0 | 0 | 0
PseudoUnit | 0 | 0 | 0 | 0 | 0 | 0
FixedInterchange | 0 | 0 | 0 | 0 | 0 | 0
Emission Cost by Reporting Type: MISO_WUMS
ReportingType | 2015 | 2020 | 2025 | 2030 | 2035 | 2040
BM | 0 | 0 | 0 | 0 | 0 | 0
CC | 0 | 0 | 0 | 0 | 0 | 0
CSP | 0 | 0 | 0 | 0 | 0 | 0
CT | 0 | 0 | 0 | 0 | 0 | 0
Coal | 0 | 0 | 0 | 0 | 0 | 0
Geo | 0 | 0 | 0 | 0 | 0 | 0
H | 0 | 0 | 0 | 0 | 0 | 0
LFG | 0 | 0 | 0 | 0 | 0 | 0
Nuc | 0 | 0 | 0 | 0 | 0 | 0
PS | 0 | 0 | 0 | 0 | 0 | 0
PV | 0 | 0 | 0 | 0 | 0 | 0
PeakG | 0 | 0 | 0 | 0 | 0 | 0
PeakO | 0 | 0 | 0 | 0 | 0 | 0
ST | 0 | 0 | 0 | 0 | 0 | 0
STOG | 0 | 0 | 0 | 0 | 0 | 0
STWD | 0 | 0 | 0 | 0 | 0 | 0
WT | 0 | 0 | 0 | 0 | 0 | 0
IGCC | 0 | 0 | 0 | 0 | 0 | 0
DemandResponse | 0 | 0 | 0 | 0 | 0 | 0
IGCC-CCS | 0 | 0 | 0 | 0 | 0 | 0
WT_off | 0 | 0 | 0 | 0 | 0 | 0
PseudoUnit | 0 | 0 | 0 | 0 | 0 | 0
FixedInterchange | 0 | 0 | 0 | 0 | 0 | 0
Emission Cost by Reporting Type: Nebraska
ReportingType | 2015 | 2020 | 2025 | 2030 | 2035 | 2040
BM | 0 | 0 | 0 | 0 | 0 | 0
CC | 0 | 0 | 0 | 0 | 0 | 0
CSP | 0 | 0 | 0 | 0 | 0 | 0
CT | 0 | 0 | 0 | 0 | 0 | 0
Coal | 0 | 0 | 0 | 0 | 0 | 0
Geo | 0 | 0 | 0 | 0 | 0 | 0
H | 0 | 0 | 0 | 0 | 0 | 0
LFG | 0 | 0 | 0 | 0 | 0 | 0
Nuc | 0 | 0 | 0 | 0 | 0 | 0
PS | 0 | 0 | 0 | 0 | 0 | 0
PV | 0 | 0 | 0 | 0 | 0 | 0
PeakG | 0 | 0 | 0 | 0 | 0 | 0
PeakO | 0 | 0 | 0 | 0 | 0 | 0
ST | 0 | 0 | 0 | 0 | 0 | 0
STOG | 0 | 0 | 0 | 0 | 0 | 0
STWD | 0 | 0 | 0 | 0 | 0 | 0
WT | 0 | 0 | 0 | 0 | 0 | 0
IGCC | 0 | 0 | 0 | 0 | 0 | 0
DemandResponse | 0 | 0 | 0 | 0 | 0 | 0
IGCC-CCS | 0 | 0 | 0 | 0 | 0 | 0
WT_off | 0 | 0 | 0 | 0 | 0 | 0
PseudoUnit | 0 | 0 | 0 | 0 | 0 | 0
FixedInterchange | 0 | 0 | 0 | 0 | 0 | 0
Emission Cost by Reporting Type: NEISO
ReportingType | 2015 | 2020 | 2025 | 2030 | 2035 | 2040
BM | 0 | 0 | 0 | 0 | 0 | 0
CC | 0 | 0 | 0 | 0 | 0 | 0
CSP | 0 | 0 | 0 | 0 | 0 | 0
CT | 0 | 0 | 0 | 0 | 0 | 0
Coal | 0 | 0 | 0 | 0 | 0 | 0
Geo | 0 | 0 | 0 | 0 | 0 | 0
H | 0 | 0 | 0 | 0 | 0 | 0
LFG | 0 | 0 | 0 | 0 | 0 | 0
Nuc | 0 | 0 | 0 | 0 | 0 | 0
PS | 0 | 0 | 0 | 0 | 0 | 0
PV | 0 | 0 | 0 | 0 | 0 | 0
PeakG | 0 | 0 | 0 | 0 | 0 | 0
PeakO | 0 | 0 | 0 | 0 | 0 | 0
ST | 0 | 0 | 0 | 0 | 0 | 0
STOG | 0 | 0 | 0 | 0 | 0 | 0
STWD | 0 | 0 | 0 | 0 | 0 | 0
WT | 0 | 0 | 0 | 0 | 0 | 0
IGCC | 0 | 0 | 0 | 0 | 0 | 0
DemandResponse | 0 | 0 | 0 | 0 | 0 | 0
IGCC-CCS | 0 | 0 | 0 | 0 | 0 | 0
WT_off | 0 | 0 | 0 | 0 | 0 | 0
PseudoUnit | 0 | 0 | 0 | 0 | 0 | 0
FixedInterchange | 0 | 0 | 0 | 0 | 0 | 0
Emission Cost by Reporting Type: NonRTO_Midwest
ReportingType | 2015 | 2020 | 2025 | 2030 | 2035 | 2040
BM | 0 | 0 | 0 | 0 | 0 | 0
CC | 0 | 0 | 0 | 0 | 0 | 0
CSP | 0 | 0 | 0 | 0 | 0 | 0
CT | 0 | 0 | 0 | 0 | 0 | 0
Coal | 0 | 0 | 0 | 0 | 0 | 0
Geo | 0 | 0 | 0 | 0 | 0 | 0
H | 0 | 0 | 0 | 0 | 0 | 0
LFG | 0 | 0 | 0 | 0 | 0 | 0
Nuc | 0 | 0 | 0 | 0 | 0 | 0
PS | 0 | 0 | 0 | 0 | 0 | 0
PV | 0 | 0 | 0 | 0 | 0 | 0
PeakG | 0 | 0 | 0 | 0 | 0 | 0
PeakO | 0 | 0 | 0 | 0 | 0 | 0
ST | 0 | 0 | 0 | 0 | 0 | 0
STOG | 0 | 0 | 0 | 0 | 0 | 0
STWD | 0 | 0 | 0 | 0 | 0 | 0
WT | 0 | 0 | 0 | 0 | 0 | 0
IGCC | 0 | 0 | 0 | 0 | 0 | 0
DemandResponse | 0 | 0 | 0 | 0 | 0 | 0
IGCC-CCS | 0 | 0 | 0 | 0 | 0 | 0
WT_off | 0 | 0 | 0 | 0 | 0 | 0
PseudoUnit | 0 | 0 | 0 | 0 | 0 | 0
FixedInterchange | 0 | 0 | 0 | 0 | 0 | 0
Emission Cost by Reporting Type: NYISO_A-F
ReportingType | 2015 | 2020 | 2025 | 2030 | 2035 | 2040
BM | 0 | 0 | 0 | 0 | 0 | 0
CC | 0 | 0 | 0 | 0 | 0 | 0
CSP | 0 | 0 | 0 | 0 | 0 | 0
CT | 0 | 0 | 0 | 0 | 0 | 0
Coal | 0 | 0 | 0 | 0 | 0 | 0
Geo | 0 | 0 | 0 | 0 | 0 | 0
H | 0 | 0 | 0 | 0 | 0 | 0
LFG | 0 | 0 | 0 | 0 | 0 | 0
Nuc | 0 | 0 | 0 | 0 | 0 | 0
PS | 0 | 0 | 0 | 0 | 0 | 0
PV | 0 | 0 | 0 | 0 | 0 | 0
PeakG | 0 | 0 | 0 | 0 | 0 | 0
PeakO | 0 | 0 | 0 | 0 | 0 | 0
ST | 0 | 0 | 0 | 0 | 0 | 0
STOG | 0 | 0 | 0 | 0 | 0 | 0
STWD | 0 | 0 | 0 | 0 | 0 | 0
WT | 0 | 0 | 0 | 0 | 0 | 0
IGCC | 0 | 0 | 0 | 0 | 0 | 0
DemandResponse | 0 | 0 | 0 | 0 | 0 | 0
IGCC-CCS | 0 | 0 | 0 | 0 | 0 | 0
WT_off | 0 | 0 | 0 | 0 | 0 | 0
PseudoUnit | 0 | 0 | 0 | 0 | 0 | 0
FixedInterchange | 0 | 0 | 0 | 0 | 0 | 0
Emission Cost by Reporting Type: NYISO_G-I
ReportingType | 2015 | 2020 | 2025 | 2030 | 2035 | 2040
BM | 0 | 0 | 0 | 0 | 0 | 0
CC | 0 | 0 | 0 | 0 | 0 | 0
CSP | 0 | 0 | 0 | 0 | 0 | 0
CT | 0 | 0 | 0 | 0 | 0 | 0
Coal | 0 | 0 | 0 | 0 | 0 | 0
Geo | 0 | 0 | 0 | 0 | 0 | 0
H | 0 | 0 | 0 | 0 | 0 | 0
LFG | 0 | 0 | 0 | 0 | 0 | 0
Nuc | 0 | 0 | 0 | 0 | 0 | 0
PS | 0 | 0 | 0 | 0 | 0 | 0
PV | 0 | 0 | 0 | 0 | 0 | 0
PeakG | 0 | 0 | 0 | 0 | 0 | 0
PeakO | 0 | 0 | 0 | 0 | 0 | 0
ST | 0 | 0 | 0 | 0 | 0 | 0
STOG | 0 | 0 | 0 | 0 | 0 | 0
STWD | 0 | 0 | 0 | 0 | 0 | 0
WT | 0 | 0 | 0 | 0 | 0 | 0
IGCC | 0 | 0 | 0 | 0 | 0 | 0
DemandResponse | 0 | 0 | 0 | 0 | 0 | 0
IGCC-CCS | 0 | 0 | 0 | 0 | 0 | 0
WT_off | 0 | 0 | 0 | 0 | 0 | 0
PseudoUnit | 0 | 0 | 0 | 0 | 0 | 0
FixedInterchange | 0 | 0 | 0 | 0 | 0 | 0
Emission Cost by Reporting Type: NYISO_J-K
ReportingType | 2015 | 2020 | 2025 | 2030 | 2035 | 2040
BM | 0 | 0 | 0 | 0 | 0 | 0
CC | 0 | 0 | 0 | 0 | 0 | 0
CSP | 0 | 0 | 0 | 0 | 0 | 0
CT | 0 | 0 | 0 | 0 | 0 | 0
Coal | 0 | 0 | 0 | 0 | 0 | 0
Geo | 0 | 0 | 0 | 0 | 0 | 0
H | 0 | 0 | 0 | 0 | 0 | 0
LFG | 0 | 0 | 0 | 0 | 0 | 0
Nuc | 0 | 0 | 0 | 0 | 0 | 0
PS | 0 | 0 | 0 | 0 | 0 | 0
PV | 0 | 0 | 0 | 0 | 0 | 0
PeakG | 0 | 0 | 0 | 0 | 0 | 0
PeakO | 0 | 0 | 0 | 0 | 0 | 0
ST | 0 | 0 | 0 | 0 | 0 | 0
STOG | 0 | 0 | 0 | 0 | 0 | 0
STWD | 0 | 0 | 0 | 0 | 0 | 0
WT | 0 | 0 | 0 | 0 | 0 | 0
IGCC | 0 | 0 | 0 | 0 | 0 | 0
DemandResponse | 0 | 0 | 0 | 0 | 0 | 0
IGCC-CCS | 0 | 0 | 0 | 0 | 0 | 0
WT_off | 0 | 0 | 0 | 0 | 0 | 0
PseudoUnit | 0 | 0 | 0 | 0 | 0 | 0
FixedInterchange | 0 | 0 | 0 | 0 | 0 | 0
Emission Cost by Reporting Type: PJM_E
ReportingType | 2015 | 2020 | 2025 | 2030 | 2035 | 2040
BM | 0 | 0 | 0 | 0 | 0 | 0
CC | 0 | 0 | 0 | 0 | 0 | 0
CSP | 0 | 0 | 0 | 0 | 0 | 0
CT | 0 | 0 | 0 | 0 | 0 | 0
Coal | 0 | 0 | 0 | 0 | 0 | 0
Geo | 0 | 0 | 0 | 0 | 0 | 0
H | 0 | 0 | 0 | 0 | 0 | 0
LFG | 0 | 0 | 0 | 0 | 0 | 0
Nuc | 0 | 0 | 0 | 0 | 0 | 0
PS | 0 | 0 | 0 | 0 | 0 | 0
PV | 0 | 0 | 0 | 0 | 0 | 0
PeakG | 0 | 0 | 0 | 0 | 0 | 0
PeakO | 0 | 0 | 0 | 0 | 0 | 0
ST | 0 | 0 | 0 | 0 | 0 | 0
STOG | 0 | 0 | 0 | 0 | 0 | 0
STWD | 0 | 0 | 0 | 0 | 0 | 0
WT | 0 | 0 | 0 | 0 | 0 | 0
IGCC | 0 | 0 | 0 | 0 | 0 | 0
DemandResponse | 0 | 0 | 0 | 0 | 0 | 0
IGCC-CCS | 0 | 0 | 0 | 0 | 0 | 0
WT_off | 0 | 0 | 0 | 0 | 0 | 0
PseudoUnit | 0 | 0 | 0 | 0 | 0 | 0
FixedInterchange | 0 | 0 | 0 | 0 | 0 | 0
Emission Cost by Reporting Type: PJM_ROM
ReportingType | 2015 | 2020 | 2025 | 2030 | 2035 | 2040
BM | 0 | 0 | 0 | 0 | 0 | 0
CC | 0 | 0 | 0 | 0 | 0 | 0
CSP | 0 | 0 | 0 | 0 | 0 | 0
CT | 0 | 0 | 0 | 0 | 0 | 0
Coal | 0 | 0 | 0 | 0 | 0 | 0
Geo | 0 | 0 | 0 | 0 | 0 | 0
H | 0 | 0 | 0 | 0 | 0 | 0
LFG | 0 | 0 | 0 | 0 | 0 | 0
Nuc | 0 | 0 | 0 | 0 | 0 | 0
PS | 0 | 0 | 0 | 0 | 0 | 0
PV | 0 | 0 | 0 | 0 | 0 | 0
PeakG | 0 | 0 | 0 | 0 | 0 | 0
PeakO | 0 | 0 | 0 | 0 | 0 | 0
ST | 0 | 0 | 0 | 0 | 0 | 0
STOG | 0 | 0 | 0 | 0 | 0 | 0
STWD | 0 | 0 | 0 | 0 | 0 | 0
WT | 0 | 0 | 0 | 0 | 0 | 0
IGCC | 0 | 0 | 0 | 0 | 0 | 0
DemandResponse | 0 | 0 | 0 | 0 | 0 | 0
IGCC-CCS | 0 | 0 | 0 | 0 | 0 | 0
WT_off | 0 | 0 | 0 | 0 | 0 | 0
PseudoUnit | 0 | 0 | 0 | 0 | 0 | 0
FixedInterchange | 0 | 0 | 0 | 0 | 0 | 0
Emission Cost by Reporting Type: PJM_ROR
ReportingType | 2015 | 2020 | 2025 | 2030 | 2035 | 2040
BM | 0 | 0 | 0 | 0 | 0 | 0
CC | 0 | 0 | 0 | 0 | 0 | 0
CSP | 0 | 0 | 0 | 0 | 0 | 0
CT | 0 | 0 | 0 | 0 | 0 | 0
Coal | 0 | 0 | 0 | 0 | 0 | 0
Geo | 0 | 0 | 0 | 0 | 0 | 0
H | 0 | 0 | 0 | 0 | 0 | 0
LFG | 0 | 0 | 0 | 0 | 0 | 0
Nuc | 0 | 0 | 0 | 0 | 0 | 0
PS | 0 | 0 | 0 | 0 | 0 | 0
PV | 0 | 0 | 0 | 0 | 0 | 0
PeakG | 0 | 0 | 0 | 0 | 0 | 0
PeakO | 0 | 0 | 0 | 0 | 0 | 0
ST | 0 | 0 | 0 | 0 | 0 | 0
STOG | 0 | 0 | 0 | 0 | 0 | 0
STWD | 0 | 0 | 0 | 0 | 0 | 0
WT | 0 | 0 | 0 | 0 | 0 | 0
IGCC | 0 | 0 | 0 | 0 | 0 | 0
DemandResponse | 0 | 0 | 0 | 0 | 0 | 0
IGCC-CCS | 0 | 0 | 0 | 0 | 0 | 0
WT_off | 0 | 0 | 0 | 0 | 0 | 0
PseudoUnit | 0 | 0 | 0 | 0 | 0 | 0
FixedInterchange | 0 | 0 | 0 | 0 | 0 | 0
Emission Cost by Reporting Type: SOCO
ReportingType | 2015 | 2020 | 2025 | 2030 | 2035 | 2040
BM | 0 | 0 | 0 | 0 | 0 | 0
CC | 0 | 0 | 0 | 0 | 0 | 0
CSP | 0 | 0 | 0 | 0 | 0 | 0
CT | 0 | 0 | 0 | 0 | 0 | 0
Coal | 0 | 0 | 0 | 0 | 0 | 0
Geo | 0 | 0 | 0 | 0 | 0 | 0
H | 0 | 0 | 0 | 0 | 0 | 0
LFG | 0 | 0 | 0 | 0 | 0 | 0
Nuc | 0 | 0 | 0 | 0 | 0 | 0
PS | 0 | 0 | 0 | 0 | 0 | 0
PV | 0 | 0 | 0 | 0 | 0 | 0
PeakG | 0 | 0 | 0 | 0 | 0 | 0
PeakO | 0 | 0 | 0 | 0 | 0 | 0
ST | 0 | 0 | 0 | 0 | 0 | 0
STOG | 0 | 0 | 0 | 0 | 0 | 0
STWD | 0 | 0 | 0 | 0 | 0 | 0
WT | 0 | 0 | 0 | 0 | 0 | 0
IGCC | 0 | 0 | 0 | 0 | 0 | 0
DemandResponse | 0 | 0 | 0 | 0 | 0 | 0
IGCC-CCS | 0 | 0 | 0 | 0 | 0 | 0
WT_off | 0 | 0 | 0 | 0 | 0 | 0
PseudoUnit | 0 | 0 | 0 | 0 | 0 | 0
FixedInterchange | 0 | 0 | 0 | 0 | 0 | 0
Emission Cost by Reporting Type: SPP_N
ReportingType | 2015 | 2020 | 2025 | 2030 | 2035 | 2040
BM | 0 | 0 | 0 | 0 | 0 | 0
CC | 0 | 0 | 0 | 0 | 0 | 0
CSP | 0 | 0 | 0 | 0 | 0 | 0
CT | 0 | 0 | 0 | 0 | 0 | 0
Coal | 0 | 0 | 0 | 0 | 0 | 0
Geo | 0 | 0 | 0 | 0 | 0 | 0
H | 0 | 0 | 0 | 0 | 0 | 0
LFG | 0 | 0 | 0 | 0 | 0 | 0
Nuc | 0 | 0 | 0 | 0 | 0 | 0
PS | 0 | 0 | 0 | 0 | 0 | 0
PV | 0 | 0 | 0 | 0 | 0 | 0
PeakG | 0 | 0 | 0 | 0 | 0 | 0
PeakO | 0 | 0 | 0 | 0 | 0 | 0
ST | 0 | 0 | 0 | 0 | 0 | 0
STOG | 0 | 0 | 0 | 0 | 0 | 0
STWD | 0 | 0 | 0 | 0 | 0 | 0
WT | 0 | 0 | 0 | 0 | 0 | 0
IGCC | 0 | 0 | 0 | 0 | 0 | 0
DemandResponse | 0 | 0 | 0 | 0 | 0 | 0
IGCC-CCS | 0 | 0 | 0 | 0 | 0 | 0
WT_off | 0 | 0 | 0 | 0 | 0 | 0
PseudoUnit | 0 | 0 | 0 | 0 | 0 | 0
FixedInterchange | 0 | 0 | 0 | 0 | 0 | 0
Emission Cost by Reporting Type: SPP_S
ReportingType | 2015 | 2020 | 2025 | 2030 | 2035 | 2040
BM | 0 | 0 | 0 | 0 | 0 | 0
CC | 0 | 0 | 0 | 0 | 0 | 0
CSP | 0 | 0 | 0 | 0 | 0 | 0
CT | 0 | 0 | 0 | 0 | 0 | 0
Coal | 0 | 0 | 0 | 0 | 0 | 0
Geo | 0 | 0 | 0 | 0 | 0 | 0
H | 0 | 0 | 0 | 0 | 0 | 0
LFG | 0 | 0 | 0 | 0 | 0 | 0
Nuc | 0 | 0 | 0 | 0 | 0 | 0
PS | 0 | 0 | 0 | 0 | 0 | 0
PV | 0 | 0 | 0 | 0 | 0 | 0
PeakG | 0 | 0 | 0 | 0 | 0 | 0
PeakO | 0 | 0 | 0 | 0 | 0 | 0
ST | 0 | 0 | 0 | 0 | 0 | 0
STOG | 0 | 0 | 0 | 0 | 0 | 0
STWD | 0 | 0 | 0 | 0 | 0 | 0
WT | 0 | 0 | 0 | 0 | 0 | 0
IGCC | 0 | 0 | 0 | 0 | 0 | 0
DemandResponse | 0 | 0 | 0 | 0 | 0 | 0
IGCC-CCS | 0 | 0 | 0 | 0 | 0 | 0
WT_off | 0 | 0 | 0 | 0 | 0 | 0
PseudoUnit | 0 | 0 | 0 | 0 | 0 | 0
FixedInterchange | 0 | 0 | 0 | 0 | 0 | 0
Emission Cost by Reporting Type: TVA
ReportingType | 2015 | 2020 | 2025 | 2030 | 2035 | 2040
BM | 0 | 0 | 0 | 0 | 0 | 0
CC | 0 | 0 | 0 | 0 | 0 | 0
CSP | 0 | 0 | 0 | 0 | 0 | 0
CT | 0 | 0 | 0 | 0 | 0 | 0
Coal | 0 | 0 | 0 | 0 | 0 | 0
Geo | 0 | 0 | 0 | 0 | 0 | 0
H | 0 | 0 | 0 | 0 | 0 | 0
LFG | 0 | 0 | 0 | 0 | 0 | 0
Nuc | 0 | 0 | 0 | 0 | 0 | 0
PS | 0 | 0 | 0 | 0 | 0 | 0
PV | 0 | 0 | 0 | 0 | 0 | 0
PeakG | 0 | 0 | 0 | 0 | 0 | 0
PeakO | 0 | 0 | 0 | 0 | 0 | 0
ST | 0 | 0 | 0 | 0 | 0 | 0
STOG | 0 | 0 | 0 | 0 | 0 | 0
STWD | 0 | 0 | 0 | 0 | 0 | 0
WT | 0 | 0 | 0 | 0 | 0 | 0
IGCC | 0 | 0 | 0 | 0 | 0 | 0
DemandResponse | 0 | 0 | 0 | 0 | 0 | 0
IGCC-CCS | 0 | 0 | 0 | 0 | 0 | 0
WT_off | 0 | 0 | 0 | 0 | 0 | 0
PseudoUnit | 0 | 0 | 0 | 0 | 0 | 0
FixedInterchange | 0 | 0 | 0 | 0 | 0 | 0
Emission Cost by Reporting Type: TVA_Transmission
ReportingType | 2015 | 2020 | 2025 | 2030 | 2035 | 2040
BM | 0 | 0 | 0 | 0 | 0 | 0
CC | 0 | 0 | 0 | 0 | 0 | 0
CSP | 0 | 0 | 0 | 0 | 0 | 0
CT | 0 | 0 | 0 | 0 | 0 | 0
Coal | 0 | 0 | 0 | 0 | 0 | 0
Geo | 0 | 0 | 0 | 0 | 0 | 0
H | 0 | 0 | 0 | 0 | 0 | 0
LFG | 0 | 0 | 0 | 0 | 0 | 0
Nuc | 0 | 0 | 0 | 0 | 0 | 0
PS | 0 | 0 | 0 | 0 | 0 | 0
PV | 0 | 0 | 0 | 0 | 0 | 0
PeakG | 0 | 0 | 0 | 0 | 0 | 0
PeakO | 0 | 0 | 0 | 0 | 0 | 0
ST | 0 | 0 | 0 | 0 | 0 | 0
STOG | 0 | 0 | 0 | 0 | 0 | 0
STWD | 0 | 0 | 0 | 0 | 0 | 0
WT | 0 | 0 | 0 | 0 | 0 | 0
IGCC | 0 | 0 | 0 | 0 | 0 | 0
DemandResponse | 0 | 0 | 0 | 0 | 0 | 0
IGCC-CCS | 0 | 0 | 0 | 0 | 0 | 0
WT_off | 0 | 0 | 0 | 0 | 0 | 0
PseudoUnit | 0 | 0 | 0 | 0 | 0 | 0
FixedInterchange | 0 | 0 | 0 | 0 | 0 | 0
Emission Cost by Reporting Type: VACAR
ReportingType | 2015 | 2020 | 2025 | 2030 | 2035 | 2040
BM | 0 | 0 | 0 | 0 | 0 | 0
CC | 0 | 0 | 0 | 0 | 0 | 0
CSP | 0 | 0 | 0 | 0 | 0 | 0
CT | 0 | 0 | 0 | 0 | 0 | 0
Coal | 0 | 0 | 0 | 0 | 0 | 0
Geo | 0 | 0 | 0 | 0 | 0 | 0
H | 0 | 0 | 0 | 0 | 0 | 0
LFG | 0 | 0 | 0 | 0 | 0 | 0
Nuc | 0 | 0 | 0 | 0 | 0 | 0
PS | 0 | 0 | 0 | 0 | 0 | 0
PV | 0 | 0 | 0 | 0 | 0 | 0
PeakG | 0 | 0 | 0 | 0 | 0 | 0
PeakO | 0 | 0 | 0 | 0 | 0 | 0
ST | 0 | 0 | 0 | 0 | 0 | 0
STOG | 0 | 0 | 0 | 0 | 0 | 0
STWD | 0 | 0 | 0 | 0 | 0 | 0
WT | 0 | 0 | 0 | 0 | 0 | 0
IGCC | 0 | 0 | 0 | 0 | 0 | 0
DemandResponse | 0 | 0 | 0 | 0 | 0 | 0
IGCC-CCS | 0 | 0 | 0 | 0 | 0 | 0
WT_off | 0 | 0 | 0 | 0 | 0 | 0
PseudoUnit | 0 | 0 | 0 | 0 | 0 | 0
FixedInterchange | 0 | 0 | 0 | 0 | 0 | 0
Emission Cost by Reporting Type: IESO
ReportingType | 2015 | 2020 | 2025 | 2030 | 2035 | 2040
BM | 0 | 0 | 0 | 0 | 0 | 0
CC | 0 | 0 | 0 | 0 | 0 | 0
CSP | 0 | 0 | 0 | 0 | 0 | 0
CT | 0 | 0 | 0 | 0 | 0 | 0
Coal | 0 | 0 | 0 | 0 | 0 | 0
Geo | 0 | 0 | 0 | 0 | 0 | 0
H | 0 | 0 | 0 | 0 | 0 | 0
LFG | 0 | 0 | 0 | 0 | 0 | 0
Nuc | 0 | 0 | 0 | 0 | 0 | 0
PS | 0 | 0 | 0 | 0 | 0 | 0
PV | 0 | 0 | 0 | 0 | 0 | 0
PeakG | 0 | 0 | 0 | 0 | 0 | 0
PeakO | 0 | 0 | 0 | 0 | 0 | 0
ST | 0 | 0 | 0 | 0 | 0 | 0
STOG | 0 | 0 | 0 | 0 | 0 | 0
STWD | 0 | 0 | 0 | 0 | 0 | 0
WT | 0 | 0 | 0 | 0 | 0 | 0
IGCC | 0 | 0 | 0 | 0 | 0 | 0
DemandResponse | 0 | 0 | 0 | 0 | 0 | 0
IGCC-CCS | 0 | 0 | 0 | 0 | 0 | 0
WT_off | 0 | 0 | 0 | 0 | 0 | 0
PseudoUnit | 0 | 0 | 0 | 0 | 0 | 0
FixedInterchange | 0 | 0 | 0 | 0 | 0 | 0
Emission Cost by Reporting Type: MAPP_CA
ReportingType | 2015 | 2020 | 2025 | 2030 | 2035 | 2040
BM | 0 | 0 | 0 | 0 | 0 | 0
CC | 0 | 0 | 0 | 0 | 0 | 0
CSP | 0 | 0 | 0 | 0 | 0 | 0
CT | 0 | 0 | 0 | 0 | 0 | 0
Coal | 0 | 0 | 0 | 0 | 0 | 0
Geo | 0 | 0 | 0 | 0 | 0 | 0
H | 0 | 0 | 0 | 0 | 0 | 0
LFG | 0 | 0 | 0 | 0 | 0 | 0
Nuc | 0 | 0 | 0 | 0 | 0 | 0
PS | 0 | 0 | 0 | 0 | 0 | 0
PV | 0 | 0 | 0 | 0 | 0 | 0
PeakG | 0 | 0 | 0 | 0 | 0 | 0
PeakO | 0 | 0 | 0 | 0 | 0 | 0
ST | 0 | 0 | 0 | 0 | 0 | 0
STOG | 0 | 0 | 0 | 0 | 0 | 0
STWD | 0 | 0 | 0 | 0 | 0 | 0
WT | 0 | 0 | 0 | 0 | 0 | 0
IGCC | 0 | 0 | 0 | 0 | 0 | 0
DemandResponse | 0 | 0 | 0 | 0 | 0 | 0
IGCC-CCS | 0 | 0 | 0 | 0 | 0 | 0
WT_off | 0 | 0 | 0 | 0 | 0 | 0
PseudoUnit | 0 | 0 | 0 | 0 | 0 | 0
FixedInterchange | 0 | 0 | 0 | 0 | 0 | 0
Emission Cost by Reporting Type: AZ_NM_SNV_Coal
ReportingType | 2015 | 2020 | 2025 | 2030 | 2035 | 2040
BM | 0 | 0 | 0 | 0 | 0 | 0
CC | 0 | 0 | 0 | 0 | 0 | 0
CSP | 0 | 0 | 0 | 0 | 0 | 0
CT | 0 | 0 | 0 | 0 | 0 | 0
Coal | 0 | 0 | 0 | 0 | 0 | 0
Geo | 0 | 0 | 0 | 0 | 0 | 0
H | 0 | 0 | 0 | 0 | 0 | 0
LFG | 0 | 0 | 0 | 0 | 0 | 0
Nuc | 0 | 0 | 0 | 0 | 0 | 0
PS | 0 | 0 | 0 | 0 | 0 | 0
PV | 0 | 0 | 0 | 0 | 0 | 0
PeakG | 0 | 0 | 0 | 0 | 0 | 0
PeakO | 0 | 0 | 0 | 0 | 0 | 0
ST | 0 | 0 | 0 | 0 | 0 | 0
STOG | 0 | 0 | 0 | 0 | 0 | 0
STWD | 0 | 0 | 0 | 0 | 0 | 0
WT | 0 | 0 | 0 | 0 | 0 | 0
IGCC | 0 | 0 | 0 | 0 | 0 | 0
DemandResponse | 0 | 0 | 0 | 0 | 0 | 0
IGCC-CCS | 0 | 0 | 0 | 0 | 0 | 0
WT_off | 0 | 0 | 0 | 0 | 0 | 0
PseudoUnit | 0 | 0 | 0 | 0 | 0 | 0
FixedInterchange | 0 | 0 | 0 | 0 | 0 | 0
Emission Cost by Reporting Type: AZ_NM_SNV_Gas
ReportingType | 2015 | 2020 | 2025 | 2030 | 2035 | 2040
BM | 0 | 0 | 0 | 0 | 0 | 0
CC | 0 | 0 | 0 | 0 | 0 | 0
CSP | 0 | 0 | 0 | 0 | 0 | 0
CT | 0 | 0 | 0 | 0 | 0 | 0
Coal | 0 | 0 | 0 | 0 | 0 | 0
Geo | 0 | 0 | 0 | 0 | 0 | 0
H | 0 | 0 | 0 | 0 | 0 | 0
LFG | 0 | 0 | 0 | 0 | 0 | 0
Nuc | 0 | 0 | 0 | 0 | 0 | 0
PS | 0 | 0 | 0 | 0 | 0 | 0
PV | 0 | 0 | 0 | 0 | 0 | 0
PeakG | 0 | 0 | 0 | 0 | 0 | 0
PeakO | 0 | 0 | 0 | 0 | 0 | 0
ST | 0 | 0 | 0 | 0 | 0 | 0
STOG | 0 | 0 | 0 | 0 | 0 | 0
STWD | 0 | 0 | 0 | 0 | 0 | 0
WT | 0 | 0 | 0 | 0 | 0 | 0
IGCC | 0 | 0 | 0 | 0 | 0 | 0
DemandResponse | 0 | 0 | 0 | 0 | 0 | 0
IGCC-CCS | 0 | 0 | 0 | 0 | 0 | 0
WT_off | 0 | 0 | 0 | 0 | 0 | 0
PseudoUnit | 0 | 0 | 0 | 0 | 0 | 0
FixedInterchange | 0 | 0 | 0 | 0 | 0 | 0
Emission Cost by Reporting Type: AZ_NM_SNV_NucRenew
ReportingType | 2015 | 2020 | 2025 | 2030 | 2035 | 2040
BM | 0 | 0 | 0 | 0 | 0 | 0
CC | 0 | 0 | 0 | 0 | 0 | 0
CSP | 0 | 0 | 0 | 0 | 0 | 0
CT | 0 | 0 | 0 | 0 | 0 | 0
Coal | 0 | 0 | 0 | 0 | 0 | 0
Geo | 0 | 0 | 0 | 0 | 0 | 0
H | 0 | 0 | 0 | 0 | 0 | 0
LFG | 0 | 0 | 0 | 0 | 0 | 0
Nuc | 0 | 0 | 0 | 0 | 0 | 0
PS | 0 | 0 | 0 | 0 | 0 | 0
PV | 0 | 0 | 0 | 0 | 0 | 0
PeakG | 0 | 0 | 0 | 0 | 0 | 0
PeakO | 0 | 0 | 0 | 0 | 0 | 0
ST | 0 | 0 | 0 | 0 | 0 | 0
STOG | 0 | 0 | 0 | 0 | 0 | 0
STWD | 0 | 0 | 0 | 0 | 0 | 0
WT | 0 | 0 | 0 | 0 | 0 | 0
IGCC | 0 | 0 | 0 | 0 | 0 | 0
DemandResponse | 0 | 0 | 0 | 0 | 0 | 0
IGCC-CCS | 0 | 0 | 0 | 0 | 0 | 0
WT_off | 0 | 0 | 0 | 0 | 0 | 0
PseudoUnit | 0 | 0 | 0 | 0 | 0 | 0
FixedInterchange | 0 | 0 | 0 | 0 | 0 | 0
Emission Cost by Reporting Type: ERCOT
ReportingType | 2015 | 2020 | 2025 | 2030 | 2035 | 2040
BM | 0 | 0 | 0 | 0 | 0 | 0
CC | 0 | 0 | 0 | 0 | 0 | 0
CSP | 0 | 0 | 0 | 0 | 0 | 0
CT | 0 | 0 | 0 | 0 | 0 | 0
Coal | 0 | 0 | 0 | 0 | 0 | 0
Geo | 0 | 0 | 0 | 0 | 0 | 0
H | 0 | 0 | 0 | 0 | 0 | 0
LFG | 0 | 0 | 0 | 0 | 0 | 0
Nuc | 0 | 0 | 0 | 0 | 0 | 0
PS | 0 | 0 | 0 | 0 | 0 | 0
PV | 0 | 0 | 0 | 0 | 0 | 0
PeakG | 0 | 0 | 0 | 0 | 0 | 0
PeakO | 0 | 0 | 0 | 0 | 0 | 0
ST | 0 | 0 | 0 | 0 | 0 | 0
STOG | 0 | 0 | 0 | 0 | 0 | 0
STWD | 0 | 0 | 0 | 0 | 0 | 0
WT | 0 | 0 | 0 | 0 | 0 | 0
IGCC | 0 | 0 | 0 | 0 | 0 | 0
DemandResponse | 0 | 0 | 0 | 0 | 0 | 0
IGCC-CCS | 0 | 0 | 0 | 0 | 0 | 0
WT_off | 0 | 0 | 0 | 0 | 0 | 0
PseudoUnit | 0 | 0 | 0 | 0 | 0 | 0
FixedInterchange | 0 | 0 | 0 | 0 | 0 | 0
Emission Cost by Reporting Type: NP15
ReportingType | 2015 | 2020 | 2025 | 2030 | 2035 | 2040
BM | 0 | 0 | 0 | 0 | 0 | 0
CC | 0 | 0 | 0 | 0 | 0 | 0
CSP | 0 | 0 | 0 | 0 | 0 | 0
CT | 0 | 0 | 0 | 0 | 0 | 0
Coal | 0 | 0 | 0 | 0 | 0 | 0
Geo | 0 | 0 | 0 | 0 | 0 | 0
H | 0 | 0 | 0 | 0 | 0 | 0
LFG | 0 | 0 | 0 | 0 | 0 | 0
Nuc | 0 | 0 | 0 | 0 | 0 | 0
PS | 0 | 0 | 0 | 0 | 0 | 0
PV | 0 | 0 | 0 | 0 | 0 | 0
PeakG | 0 | 0 | 0 | 0 | 0 | 0
PeakO | 0 | 0 | 0 | 0 | 0 | 0
ST | 0 | 0 | 0 | 0 | 0 | 0
STOG | 0 | 0 | 0 | 0 | 0 | 0
STWD | 0 | 0 | 0 | 0 | 0 | 0
WT | 0 | 0 | 0 | 0 | 0 | 0
IGCC | 0 | 0 | 0 | 0 | 0 | 0
DemandResponse | 0 | 0 | 0 | 0 | 0 | 0
IGCC-CCS | 0 | 0 | 0 | 0 | 0 | 0
WT_off | 0 | 0 | 0 | 0 | 0 | 0
PseudoUnit | 0 | 0 | 0 | 0 | 0 | 0
FixedInterchange | 0 | 0 | 0 | 0 | 0 | 0
Emission Cost by Reporting Type: NWPP_Coal
ReportingType | 2015 | 2020 | 2025 | 2030 | 2035 | 2040
BM | 0 | 0 | 0 | 0 | 0 | 0
CC | 0 | 0 | 0 | 0 | 0 | 0
CSP | 0 | 0 | 0 | 0 | 0 | 0
CT | 0 | 0 | 0 | 0 | 0 | 0
Coal | 0 | 0 | 0 | 0 | 0 | 0
Geo | 0 | 0 | 0 | 0 | 0 | 0
H | 0 | 0 | 0 | 0 | 0 | 0
LFG | 0 | 0 | 0 | 0 | 0 | 0
Nuc | 0 | 0 | 0 | 0 | 0 | 0
PS | 0 | 0 | 0 | 0 | 0 | 0
PV | 0 | 0 | 0 | 0 | 0 | 0
PeakG | 0 | 0 | 0 | 0 | 0 | 0
PeakO | 0 | 0 | 0 | 0 | 0 | 0
ST | 0 | 0 | 0 | 0 | 0 | 0
STOG | 0 | 0 | 0 | 0 | 0 | 0
STWD | 0 | 0 | 0 | 0 | 0 | 0
WT | 0 | 0 | 0 | 0 | 0 | 0
IGCC | 0 | 0 | 0 | 0 | 0 | 0
DemandResponse | 0 | 0 | 0 | 0 | 0 | 0
IGCC-CCS | 0 | 0 | 0 | 0 | 0 | 0
WT_off | 0 | 0 | 0 | 0 | 0 | 0
PseudoUnit | 0 | 0 | 0 | 0 | 0 | 0
FixedInterchange | 0 | 0 | 0 | 0 | 0 | 0
Emission Cost by Reporting Type: NWPP_Gas
ReportingType | 2015 | 2020 | 2025 | 2030 | 2035 | 2040
BM | 0 | 0 | 0 | 0 | 0 | 0
CC | 0 | 0 | 0 | 0 | 0 | 0
CSP | 0 | 0 | 0 | 0 | 0 | 0
CT | 0 | 0 | 0 | 0 | 0 | 0
Coal | 0 | 0 | 0 | 0 | 0 | 0
Geo | 0 | 0 | 0 | 0 | 0 | 0
H | 0 | 0 | 0 | 0 | 0 | 0
LFG | 0 | 0 | 0 | 0 | 0 | 0
Nuc | 0 | 0 | 0 | 0 | 0 | 0
PS | 0 | 0 | 0 | 0 | 0 | 0
PV | 0 | 0 | 0 | 0 | 0 | 0
PeakG | 0 | 0 | 0 | 0 | 0 | 0
PeakO | 0 | 0 | 0 | 0 | 0 | 0
ST | 0 | 0 | 0 | 0 | 0 | 0
STOG | 0 | 0 | 0 | 0 | 0 | 0
STWD | 0 | 0 | 0 | 0 | 0 | 0
WT | 0 | 0 | 0 | 0 | 0 | 0
IGCC | 0 | 0 | 0 | 0 | 0 | 0
DemandResponse | 0 | 0 | 0 | 0 | 0 | 0
IGCC-CCS | 0 | 0 | 0 | 0 | 0 | 0
WT_off | 0 | 0 | 0 | 0 | 0 | 0
PseudoUnit | 0 | 0 | 0 | 0 | 0 | 0
FixedInterchange | 0 | 0 | 0 | 0 | 0 | 0
Emission Cost by Reporting Type: NWPP_NucRenew
ReportingType | 2015 | 2020 | 2025 | 2030 | 2035 | 2040
BM | 0 | 0 | 0 | 0 | 0 | 0
CC | 0 | 0 | 0 | 0 | 0 | 0
CSP | 0 | 0 | 0 | 0 | 0 | 0
CT | 0 | 0 | 0 | 0 | 0 | 0
Coal | 0 | 0 | 0 | 0 | 0 | 0
Geo | 0 | 0 | 0 | 0 | 0 | 0
H | 0 | 0 | 0 | 0 | 0 | 0
LFG | 0 | 0 | 0 | 0 | 0 | 0
Nuc | 0 | 0 | 0 | 0 | 0 | 0
PS | 0 | 0 | 0 | 0 | 0 | 0
PV | 0 | 0 | 0 | 0 | 0 | 0
PeakG | 0 | 0 | 0 | 0 | 0 | 0
PeakO | 0 | 0 | 0 | 0 | 0 | 0
ST | 0 | 0 | 0 | 0 | 0 | 0
STOG | 0 | 0 | 0 | 0 | 0 | 0
STWD | 0 | 0 | 0 | 0 | 0 | 0
WT | 0 | 0 | 0 | 0 | 0 | 0
IGCC | 0 | 0 | 0 | 0 | 0 | 0
DemandResponse | 0 | 0 | 0 | 0 | 0 | 0
IGCC-CCS | 0 | 0 | 0 | 0 | 0 | 0
WT_off | 0 | 0 | 0 | 0 | 0 | 0
PseudoUnit | 0 | 0 | 0 | 0 | 0 | 0
FixedInterchange | 0 | 0 | 0 | 0 | 0 | 0
Emission Cost by Reporting Type: RMPA
ReportingType | 2015 | 2020 | 2025 | 2030 | 2035 | 2040
BM | 0 | 0 | 0 | 0 | 0 | 0
CC | 0 | 0 | 0 | 0 | 0 | 0
CSP | 0 | 0 | 0 | 0 | 0 | 0
CT | 0 | 0 | 0 | 0 | 0 | 0
Coal | 0 | 0 | 0 | 0 | 0 | 0
Geo | 0 | 0 | 0 | 0 | 0 | 0
H | 0 | 0 | 0 | 0 | 0 | 0
LFG | 0 | 0 | 0 | 0 | 0 | 0
Nuc | 0 | 0 | 0 | 0 | 0 | 0
PS | 0 | 0 | 0 | 0 | 0 | 0
PV | 0 | 0 | 0 | 0 | 0 | 0
PeakG | 0 | 0 | 0 | 0 | 0 | 0
PeakO | 0 | 0 | 0 | 0 | 0 | 0
ST | 0 | 0 | 0 | 0 | 0 | 0
STOG | 0 | 0 | 0 | 0 | 0 | 0
STWD | 0 | 0 | 0 | 0 | 0 | 0
WT | 0 | 0 | 0 | 0 | 0 | 0
IGCC | 0 | 0 | 0 | 0 | 0 | 0
DemandResponse | 0 | 0 | 0 | 0 | 0 | 0
IGCC-CCS | 0 | 0 | 0 | 0 | 0 | 0
WT_off | 0 | 0 | 0 | 0 | 0 | 0
PseudoUnit | 0 | 0 | 0 | 0 | 0 | 0
FixedInterchange | 0 | 0 | 0 | 0 | 0 | 0
Emission Cost by Reporting Type: SP15
ReportingType | 2015 | 2020 | 2025 | 2030 | 2035 | 2040
BM | 0 | 0 | 0 | 0 | 0 | 0
CC | 0 | 0 | 0 | 0 | 0 | 0
CSP | 0 | 0 | 0 | 0 | 0 | 0
CT | 0 | 0 | 0 | 0 | 0 | 0
Coal | 0 | 0 | 0 | 0 | 0 | 0
Geo | 0 | 0 | 0 | 0 | 0 | 0
H | 0 | 0 | 0 | 0 | 0 | 0
LFG | 0 | 0 | 0 | 0 | 0 | 0
Nuc | 0 | 0 | 0 | 0 | 0 | 0
PS | 0 | 0 | 0 | 0 | 0 | 0
PV | 0 | 0 | 0 | 0 | 0 | 0
PeakG | 0 | 0 | 0 | 0 | 0 | 0
PeakO | 0 | 0 | 0 | 0 | 0 | 0
ST | 0 | 0 | 0 | 0 | 0 | 0
STOG | 0 | 0 | 0 | 0 | 0 | 0
STWD | 0 | 0 | 0 | 0 | 0 | 0
WT | 0 | 0 | 0 | 0 | 0 | 0
IGCC | 0 | 0 | 0 | 0 | 0 | 0
DemandResponse | 0 | 0 | 0 | 0 | 0 | 0
IGCC-CCS | 0 | 0 | 0 | 0 | 0 | 0
WT_off | 0 | 0 | 0 | 0 | 0 | 0
PseudoUnit | 0 | 0 | 0 | 0 | 0 | 0
FixedInterchange | 0 | 0 | 0 | 0 | 0 | 0
Emission Cost by Reporting Type: ALB
ReportingType | 2015 | 2020 | 2025 | 2030 | 2035 | 2040
BM | 0 | 0 | 0 | 0 | 0 | 0
CC | 0 | 0 | 0 | 0 | 0 | 0
CSP | 0 | 0 | 0 | 0 | 0 | 0
CT | 0 | 0 | 0 | 0 | 0 | 0
Coal | 0 | 0 | 0 | 0 | 0 | 0
Geo | 0 | 0 | 0 | 0 | 0 | 0
H | 0 | 0 | 0 | 0 | 0 | 0
LFG | 0 | 0 | 0 | 0 | 0 | 0
Nuc | 0 | 0 | 0 | 0 | 0 | 0
PS | 0 | 0 | 0 | 0 | 0 | 0
PV | 0 | 0 | 0 | 0 | 0 | 0
PeakG | 0 | 0 | 0 | 0 | 0 | 0
PeakO | 0 | 0 | 0 | 0 | 0 | 0
ST | 0 | 0 | 0 | 0 | 0 | 0
STOG | 0 | 0 | 0 | 0 | 0 | 0
STWD | 0 | 0 | 0 | 0 | 0 | 0
WT | 0 | 0 | 0 | 0 | 0 | 0
IGCC | 0 | 0 | 0 | 0 | 0 | 0
DemandResponse | 0 | 0 | 0 | 0 | 0 | 0
IGCC-CCS | 0 | 0 | 0 | 0 | 0 | 0
WT_off | 0 | 0 | 0 | 0 | 0 | 0
PseudoUnit | 0 | 0 | 0 | 0 | 0 | 0
FixedInterchange | 0 | 0 | 0 | 0 | 0 | 0
Emission Cost by Reporting Type: BC
ReportingType | 2015 | 2020 | 2025 | 2030 | 2035 | 2040
BM | 0 | 0 | 0 | 0 | 0 | 0
CC | 0 | 0 | 0 | 0 | 0 | 0
CSP | 0 | 0 | 0 | 0 | 0 | 0
CT | 0 | 0 | 0 | 0 | 0 | 0
Coal | 0 | 0 | 0 | 0 | 0 | 0
Geo | 0 | 0 | 0 | 0 | 0 | 0
H | 0 | 0 | 0 | 0 | 0 | 0
LFG | 0 | 0 | 0 | 0 | 0 | 0
Nuc | 0 | 0 | 0 | 0 | 0 | 0
PS | 0 | 0 | 0 | 0 | 0 | 0
PV | 0 | 0 | 0 | 0 | 0 | 0
PeakG | 0 | 0 | 0 | 0 | 0 | 0
PeakO | 0 | 0 | 0 | 0 | 0 | 0
ST | 0 | 0 | 0 | 0 | 0 | 0
STOG | 0 | 0 | 0 | 0 | 0 | 0
STWD | 0 | 0 | 0 | 0 | 0 | 0
WT | 0 | 0 | 0 | 0 | 0 | 0
IGCC | 0 | 0 | 0 | 0 | 0 | 0
DemandResponse | 0 | 0 | 0 | 0 | 0 | 0
IGCC-CCS | 0 | 0 | 0 | 0 | 0 | 0
WT_off | 0 | 0 | 0 | 0 | 0 | 0
PseudoUnit | 0 | 0 | 0 | 0 | 0 | 0
FixedInterchange | 0 | 0 | 0 | 0 | 0 | 0
Emission Cost by Reporting Type: HQ_IESO
ReportingType | 2015 | 2020 | 2025 | 2030 | 2035 | 2040
BM | 0 | 0 | 0 | 0 | 0 | 0
CC | 0 | 0 | 0 | 0 | 0 | 0
CSP | 0 | 0 | 0 | 0 | 0 | 0
CT | 0 | 0 | 0 | 0 | 0 | 0
Coal | 0 | 0 | 0 | 0 | 0 | 0
Geo | 0 | 0 | 0 | 0 | 0 | 0
H | 0 | 0 | 0 | 0 | 0 | 0
LFG | 0 | 0 | 0 | 0 | 0 | 0
Nuc | 0 | 0 | 0 | 0 | 0 | 0
PS | 0 | 0 | 0 | 0 | 0 | 0
PV | 0 | 0 | 0 | 0 | 0 | 0
PeakG | 0 | 0 | 0 | 0 | 0 | 0
PeakO | 0 | 0 | 0 | 0 | 0 | 0
ST | 0 | 0 | 0 | 0 | 0 | 0
STOG | 0 | 0 | 0 | 0 | 0 | 0
STWD | 0 | 0 | 0 | 0 | 0 | 0
WT | 0 | 0 | 0 | 0 | 0 | 0
IGCC | 0 | 0 | 0 | 0 | 0 | 0
DemandResponse | 0 | 0 | 0 | 0 | 0 | 0
IGCC-CCS | 0 | 0 | 0 | 0 | 0 | 0
WT_off | 0 | 0 | 0 | 0 | 0 | 0
PseudoUnit | 0 | 0 | 0 | 0 | 0 | 0
FixedInterchange | 0 | 0 | 0 | 0 | 0 | 0
Emission Cost by Reporting Type: HQ_NEISO
ReportingType | 2015 | 2020 | 2025 | 2030 | 2035 | 2040
BM | 0 | 0 | 0 | 0 | 0 | 0
CC | 0 | 0 | 0 | 0 | 0 | 0
CSP | 0 | 0 | 0 | 0 | 0 | 0
CT | 0 | 0 | 0 | 0 | 0 | 0
Coal | 0 | 0 | 0 | 0 | 0 | 0
Geo | 0 | 0 | 0 | 0 | 0 | 0
H | 0 | 0 | 0 | 0 | 0 | 0
LFG | 0 | 0 | 0 | 0 | 0 | 0
Nuc | 0 | 0 | 0 | 0 | 0 | 0
PS | 0 | 0 | 0 | 0 | 0 | 0
PV | 0 | 0 | 0 | 0 | 0 | 0
PeakG | 0 | 0 | 0 | 0 | 0 | 0
PeakO | 0 | 0 | 0 | 0 | 0 | 0
ST | 0 | 0 | 0 | 0 | 0 | 0
STOG | 0 | 0 | 0 | 0 | 0 | 0
STWD | 0 | 0 | 0 | 0 | 0 | 0
WT | 0 | 0 | 0 | 0 | 0 | 0
IGCC | 0 | 0 | 0 | 0 | 0 | 0
DemandResponse | 0 | 0 | 0 | 0 | 0 | 0
IGCC-CCS | 0 | 0 | 0 | 0 | 0 | 0
WT_off | 0 | 0 | 0 | 0 | 0 | 0
PseudoUnit | 0 | 0 | 0 | 0 | 0 | 0
FixedInterchange | 0 | 0 | 0 | 0 | 0 | 0
Emission Cost by Reporting Type: HQ_NY
ReportingType | 2015 | 2020 | 2025 | 2030 | 2035 | 2040
BM | 0 | 0 | 0 | 0 | 0 | 0
CC | 0 | 0 | 0 | 0 | 0 | 0
CSP | 0 | 0 | 0 | 0 | 0 | 0
CT | 0 | 0 | 0 | 0 | 0 | 0
Coal | 0 | 0 | 0 | 0 | 0 | 0
Geo | 0 | 0 | 0 | 0 | 0 | 0
H | 0 | 0 | 0 | 0 | 0 | 0
LFG | 0 | 0 | 0 | 0 | 0 | 0
Nuc | 0 | 0 | 0 | 0 | 0 | 0
PS | 0 | 0 | 0 | 0 | 0 | 0
PV | 0 | 0 | 0 | 0 | 0 | 0
PeakG | 0 | 0 | 0 | 0 | 0 | 0
PeakO | 0 | 0 | 0 | 0 | 0 | 0
ST | 0 | 0 | 0 | 0 | 0 | 0
STOG | 0 | 0 | 0 | 0 | 0 | 0
STWD | 0 | 0 | 0 | 0 | 0 | 0
WT | 0 | 0 | 0 | 0 | 0 | 0
IGCC | 0 | 0 | 0 | 0 | 0 | 0
DemandResponse | 0 | 0 | 0 | 0 | 0 | 0
IGCC-CCS | 0 | 0 | 0 | 0 | 0 | 0
WT_off | 0 | 0 | 0 | 0 | 0 | 0
PseudoUnit | 0 | 0 | 0 | 0 | 0 | 0
FixedInterchange | 0 | 0 | 0 | 0 | 0 | 0
Emission Cost by Reporting Type: MARITIMES
ReportingType | 2015 | 2020 | 2025 | 2030 | 2035 | 2040
BM | 0 | 0 | 0 | 0 | 0 | 0
CC | 0 | 0 | 0 | 0 | 0 | 0
CSP | 0 | 0 | 0 | 0 | 0 | 0
CT | 0 | 0 | 0 | 0 | 0 | 0
Coal | 0 | 0 | 0 | 0 | 0 | 0
Geo | 0 | 0 | 0 | 0 | 0 | 0
H | 0 | 0 | 0 | 0 | 0 | 0
LFG | 0 | 0 | 0 | 0 | 0 | 0
Nuc | 0 | 0 | 0 | 0 | 0 | 0
PS | 0 | 0 | 0 | 0 | 0 | 0
PV | 0 | 0 | 0 | 0 | 0 | 0
PeakG | 0 | 0 | 0 | 0 | 0 | 0
PeakO | 0 | 0 | 0 | 0 | 0 | 0
ST | 0 | 0 | 0 | 0 | 0 | 0
STOG | 0 | 0 | 0 | 0 | 0 | 0
STWD | 0 | 0 | 0 | 0 | 0 | 0
WT | 0 | 0 | 0 | 0 | 0 | 0
IGCC | 0 | 0 | 0 | 0 | 0 | 0
DemandResponse | 0 | 0 | 0 | 0 | 0 | 0
IGCC-CCS | 0 | 0 | 0 | 0 | 0 | 0
WT_off | 0 | 0 | 0 | 0 | 0 | 0
PseudoUnit | 0 | 0 | 0 | 0 | 0 | 0
FixedInterchange | 0 | 0 | 0 | 0 | 0 | 0
Emission Cost by Reporting Type: All
ReportingType | 2015 | 2020 | 2025 | 2030 | 2035 | 2040
BM | 0 | 0 | 0 | 0 | 0 | 0
CC | 0 | 0 | 0 | 0 | 0 | 0
CSP | 0 | 0 | 0 | 0 | 0 | 0
CT | 0 | 0 | 0 | 0 | 0 | 0
Coal | 0 | 0 | 0 | 0 | 0 | 0
Geo | 0 | 0 | 0 | 0 | 0 | 0
H | 0 | 0 | 0 | 0 | 0 | 0
LFG | 0 | 0 | 0 | 0 | 0 | 0
Nuc | 0 | 0 | 0 | 0 | 0 | 0
PS | 0 | 0 | 0 | 0 | 0 | 0
PV | 0 | 0 | 0 | 0 | 0 | 0
PeakG | 0 | 0 | 0 | 0 | 0 | 0
PeakO | 0 | 0 | 0 | 0 | 0 | 0
ST | 0 | 0 | 0 | 0 | 0 | 0
STOG | 0 | 0 | 0 | 0 | 0 | 0
STWD | 0 | 0 | 0 | 0 | 0 | 0
WT | 0 | 0 | 0 | 0 | 0 | 0
IGCC | 0 | 0 | 0 | 0 | 0 | 0
DemandResponse | 0 | 0 | 0 | 0 | 0 | 0
IGCC-CCS | 0 | 0 | 0 | 0 | 0 | 0
WT_off | 0 | 0 | 0 | 0 | 0 | 0
PseudoUnit | 0 | 0 | 0 | 0 | 0 | 0
FixedInterchange | 0 | 0 | 0 | 0 | 0 | 0
Emission Cost by Reporting Type: EI_US
ReportingType | 2015 | 2020 | 2025 | 2030 | 2035 | 2040
BM | 0 | 0 | 0 | 0 | 0 | 0
CC | 0 | 0 | 0 | 0 | 0 | 0
CSP | 0 | 0 | 0 | 0 | 0 | 0
CT | 0 | 0 | 0 | 0 | 0 | 0
Coal | 0 | 0 | 0 | 0 | 0 | 0
Geo | 0 | 0 | 0 | 0 | 0 | 0
H | 0 | 0 | 0 | 0 | 0 | 0
LFG | 0 | 0 | 0 | 0 | 0 | 0
Nuc | 0 | 0 | 0 | 0 | 0 | 0
PS | 0 | 0 | 0 | 0 | 0 | 0
PV | 0 | 0 | 0 | 0 | 0 | 0
PeakG | 0 | 0 | 0 | 0 | 0 | 0
PeakO | 0 | 0 | 0 | 0 | 0 | 0
ST | 0 | 0 | 0 | 0 | 0 | 0
STOG | 0 | 0 | 0 | 0 | 0 | 0
STWD | 0 | 0 | 0 | 0 | 0 | 0
WT | 0 | 0 | 0 | 0 | 0 | 0
IGCC | 0 | 0 | 0 | 0 | 0 | 0
DemandResponse | 0 | 0 | 0 | 0 | 0 | 0
IGCC-CCS | 0 | 0 | 0 | 0 | 0 | 0
WT_off | 0 | 0 | 0 | 0 | 0 | 0
PseudoUnit | 0 | 0 | 0 | 0 | 0 | 0
FixedInterchange | 0 | 0 | 0 | 0 | 0 | 0
Emission Cost by Reporting Type: EI_Canada
ReportingType | 2015 | 2020 | 2025 | 2030 | 2035 | 2040
BM | 0 | 0 | 0 | 0 | 0 | 0
CC | 0 | 0 | 0 | 0 | 0 | 0
CSP | 0 | 0 | 0 | 0 | 0 | 0
CT | 0 | 0 | 0 | 0 | 0 | 0
Coal | 0 | 0 | 0 | 0 | 0 | 0
Geo | 0 | 0 | 0 | 0 | 0 | 0
H | 0 | 0 | 0 | 0 | 0 | 0
LFG | 0 | 0 | 0 | 0 | 0 | 0
Nuc | 0 | 0 | 0 | 0 | 0 | 0
PS | 0 | 0 | 0 | 0 | 0 | 0
PV | 0 | 0 | 0 | 0 | 0 | 0
PeakG | 0 | 0 | 0 | 0 | 0 | 0
PeakO | 0 | 0 | 0 | 0 | 0 | 0
ST | 0 | 0 | 0 | 0 | 0 | 0
STOG | 0 | 0 | 0 | 0 | 0 | 0
STWD | 0 | 0 | 0 | 0 | 0 | 0
WT | 0 | 0 | 0 | 0 | 0 | 0
IGCC | 0 | 0 | 0 | 0 | 0 | 0
DemandResponse | 0 | 0 | 0 | 0 | 0 | 0
IGCC-CCS | 0 | 0 | 0 | 0 | 0 | 0
WT_off | 0 | 0 | 0 | 0 | 0 | 0
PseudoUnit | 0 | 0 | 0 | 0 | 0 | 0
FixedInterchange | 0 | 0 | 0 | 0 | 0 | 0
Emission Cost by Reporting Type: EI
ReportingType | 2015 | 2020 | 2025 | 2030 | 2035 | 2040
BM | 0 | 0 | 0 | 0 | 0 | 0
CC | 0 | 0 | 0 | 0 | 0 | 0
CSP | 0 | 0 | 0 | 0 | 0 | 0
CT | 0 | 0 | 0 | 0 | 0 | 0
Coal | 0 | 0 | 0 | 0 | 0 | 0
Geo | 0 | 0 | 0 | 0 | 0 | 0
H | 0 | 0 | 0 | 0 | 0 | 0
LFG | 0 | 0 | 0 | 0 | 0 | 0
Nuc | 0 | 0 | 0 | 0 | 0 | 0
PS | 0 | 0 | 0 | 0 | 0 | 0
PV | 0 | 0 | 0 | 0 | 0 | 0
PeakG | 0 | 0 | 0 | 0 | 0 | 0
PeakO | 0 | 0 | 0 | 0 | 0 | 0
ST | 0 | 0 | 0 | 0 | 0 | 0
STOG | 0 | 0 | 0 | 0 | 0 | 0
STWD | 0 | 0 | 0 | 0 | 0 | 0
WT | 0 | 0 | 0 | 0 | 0 | 0
IGCC | 0 | 0 | 0 | 0 | 0 | 0
DemandResponse | 0 | 0 | 0 | 0 | 0 | 0
IGCC-CCS | 0 | 0 | 0 | 0 | 0 | 0
WT_off | 0 | 0 | 0 | 0 | 0 | 0
PseudoUnit | 0 | 0 | 0 | 0 | 0 | 0
FixedInterchange | 0 | 0 | 0 | 0 | 0 | 0
Emission Cost by Reporting Type: Outside_EI
ReportingType | 2015 | 2020 | 2025 | 2030 | 2035 | 2040
BM | 0 | 0 | 0 | 0 | 0 | 0
CC | 0 | 0 | 0 | 0 | 0 | 0
CSP | 0 | 0 | 0 | 0 | 0 | 0
CT | 0 | 0 | 0 | 0 | 0 | 0
Coal | 0 | 0 | 0 | 0 | 0 | 0
Geo | 0 | 0 | 0 | 0 | 0 | 0
H | 0 | 0 | 0 | 0 | 0 | 0
LFG | 0 | 0 | 0 | 0 | 0 | 0
Nuc | 0 | 0 | 0 | 0 | 0 | 0
PS | 0 | 0 | 0 | 0 | 0 | 0
PV | 0 | 0 | 0 | 0 | 0 | 0
PeakG | 0 | 0 | 0 | 0 | 0 | 0
PeakO | 0 | 0 | 0 | 0 | 0 | 0
ST | 0 | 0 | 0 | 0 | 0 | 0
STOG | 0 | 0 | 0 | 0 | 0 | 0
STWD | 0 | 0 | 0 | 0 | 0 | 0
WT | 0 | 0 | 0 | 0 | 0 | 0
IGCC | 0 | 0 | 0 | 0 | 0 | 0
DemandResponse | 0 | 0 | 0 | 0 | 0 | 0
IGCC-CCS | 0 | 0 | 0 | 0 | 0 | 0
WT_off | 0 | 0 | 0 | 0 | 0 | 0
PseudoUnit | 0 | 0 | 0 | 0 | 0 | 0
FixedInterchange | 0 | 0 | 0 | 0 | 0 | 0
==== Emission Program: CAIRNOxAnnual : (NOx) ====
Emission Cost by Reporting Type: Entergy
ReportingType | 2015 | 2020 | 2025 | 2030 | 2035 | 2040
BM | 0 | 0 | 0 | 0 | 0 | 0
CC | 0 | 0 | 0 | 0 | 0 | 0
CSP | 0 | 0 | 0 | 0 | 0 | 0
CT | 0 | 0 | 0 | 0 | 0 | 0
Coal | 0 | 0 | 0 | 0 | 0 | 0
Geo | 0 | 0 | 0 | 0 | 0 | 0
H | 0 | 0 | 0 | 0 | 0 | 0
LFG | 0 | 0 | 0 | 0 | 0 | 0
Nuc | 0 | 0 | 0 | 0 | 0 | 0
PS | 0 | 0 | 0 | 0 | 0 | 0
PV | 0 | 0 | 0 | 0 | 0 | 0
PeakG | 0 | 0 | 0 | 0 | 0 | 0
PeakO | 0 | 0 | 0 | 0 | 0 | 0
ST | 0 | 0 | 0 | 0 | 0 | 0
STOG | 0 | 0 | 0 | 0 | 0 | 0
STWD | 0 | 0 | 0 | 0 | 0 | 0
WT | 0 | 0 | 0 | 0 | 0 | 0
IGCC | 0 | 0 | 0 | 0 | 0 | 0
DemandResponse | 0 | 0 | 0 | 0 | 0 | 0
IGCC-CCS | 0 | 0 | 0 | 0 | 0 | 0
WT_off | 0 | 0 | 0 | 0 | 0 | 0
PseudoUnit | 0 | 0 | 0 | 0 | 0 | 0
FixedInterchange | 0 | 0 | 0 | 0 | 0 | 0
Emission Cost by Reporting Type: FRCC
ReportingType | 2015 | 2020 | 2025 | 2030 | 2035 | 2040
BM | 0 | 0 | 0 | 0 | 0 | 0
CC | 0 | 0 | 0 | 0 | 0 | 0
CSP | 0 | 0 | 0 | 0 | 0 | 0
CT | 0 | 0 | 0 | 0 | 0 | 0
Coal | 0 | 0 | 0 | 0 | 0 | 0
Geo | 0 | 0 | 0 | 0 | 0 | 0
H | 0 | 0 | 0 | 0 | 0 | 0
LFG | 0 | 0 | 0 | 0 | 0 | 0
Nuc | 0 | 0 | 0 | 0 | 0 | 0
PS | 0 | 0 | 0 | 0 | 0 | 0
PV | 0 | 0 | 0 | 0 | 0 | 0
PeakG | 0 | 0 | 0 | 0 | 0 | 0
PeakO | 0 | 0 | 0 | 0 | 0 | 0
ST | 0 | 0 | 0 | 0 | 0 | 0
STOG | 0 | 0 | 0 | 0 | 0 | 0
STWD | 0 | 0 | 0 | 0 | 0 | 0
WT | 0 | 0 | 0 | 0 | 0 | 0
IGCC | 0 | 0 | 0 | 0 | 0 | 0
DemandResponse | 0 | 0 | 0 | 0 | 0 | 0
IGCC-CCS | 0 | 0 | 0 | 0 | 0 | 0
WT_off | 0 | 0 | 0 | 0 | 0 | 0
PseudoUnit | 0 | 0 | 0 | 0 | 0 | 0
FixedInterchange | 0 | 0 | 0 | 0 | 0 | 0
Emission Cost by Reporting Type: MAPP_US
ReportingType | 2015 | 2020 | 2025 | 2030 | 2035 | 2040
BM | 0 | 0 | 0 | 0 | 0 | 0
CC | 0 | 0 | 0 | 0 | 0 | 0
CSP | 0 | 0 | 0 | 0 | 0 | 0
CT | 0 | 0 | 0 | 0 | 0 | 0
Coal | 0 | 0 | 0 | 0 | 0 | 0
Geo | 0 | 0 | 0 | 0 | 0 | 0
H | 0 | 0 | 0 | 0 | 0 | 0
LFG | 0 | 0 | 0 | 0 | 0 | 0
Nuc | 0 | 0 | 0 | 0 | 0 | 0
PS | 0 | 0 | 0 | 0 | 0 | 0
PV | 0 | 0 | 0 | 0 | 0 | 0
PeakG | 0 | 0 | 0 | 0 | 0 | 0
PeakO | 0 | 0 | 0 | 0 | 0 | 0
ST | 0 | 0 | 0 | 0 | 0 | 0
STOG | 0 | 0 | 0 | 0 | 0 | 0
STWD | 0 | 0 | 0 | 0 | 0 | 0
WT | 0 | 0 | 0 | 0 | 0 | 0
IGCC | 0 | 0 | 0 | 0 | 0 | 0
DemandResponse | 0 | 0 | 0 | 0 | 0 | 0
IGCC-CCS | 0 | 0 | 0 | 0 | 0 | 0
WT_off | 0 | 0 | 0 | 0 | 0 | 0
PseudoUnit | 0 | 0 | 0 | 0 | 0 | 0
FixedInterchange | 0 | 0 | 0 | 0 | 0 | 0
Emission Cost by Reporting Type: MISO_IN
ReportingType | 2015 | 2020 | 2025 | 2030 | 2035 | 2040
BM | 0 | 0 | 0 | 0 | 0 | 0
CC | 0 | 0 | 0 | 0 | 0 | 0
CSP | 0 | 0 | 0 | 0 | 0 | 0
CT | 0 | 0 | 0 | 0 | 0 | 0
Coal | 0 | 0 | 0 | 0 | 0 | 0
Geo | 0 | 0 | 0 | 0 | 0 | 0
H | 0 | 0 | 0 | 0 | 0 | 0
LFG | 0 | 0 | 0 | 0 | 0 | 0
Nuc | 0 | 0 | 0 | 0 | 0 | 0
PS | 0 | 0 | 0 | 0 | 0 | 0
PV | 0 | 0 | 0 | 0 | 0 | 0
PeakG | 0 | 0 | 0 | 0 | 0 | 0
PeakO | 0 | 0 | 0 | 0 | 0 | 0
ST | 0 | 0 | 0 | 0 | 0 | 0
STOG | 0 | 0 | 0 | 0 | 0 | 0
STWD | 0 | 0 | 0 | 0 | 0 | 0
WT | 0 | 0 | 0 | 0 | 0 | 0
IGCC | 0 | 0 | 0 | 0 | 0 | 0
DemandResponse | 0 | 0 | 0 | 0 | 0 | 0
IGCC-CCS | 0 | 0 | 0 | 0 | 0 | 0
WT_off | 0 | 0 | 0 | 0 | 0 | 0
PseudoUnit | 0 | 0 | 0 | 0 | 0 | 0
FixedInterchange | 0 | 0 | 0 | 0 | 0 | 0
Emission Cost by Reporting Type: MISO_MI
ReportingType | 2015 | 2020 | 2025 | 2030 | 2035 | 2040
BM | 0 | 0 | 0 | 0 | 0 | 0
CC | 0 | 0 | 0 | 0 | 0 | 0
CSP | 0 | 0 | 0 | 0 | 0 | 0
CT | 0 | 0 | 0 | 0 | 0 | 0
Coal | 0 | 0 | 0 | 0 | 0 | 0
Geo | 0 | 0 | 0 | 0 | 0 | 0
H | 0 | 0 | 0 | 0 | 0 | 0
LFG | 0 | 0 | 0 | 0 | 0 | 0
Nuc | 0 | 0 | 0 | 0 | 0 | 0
PS | 0 | 0 | 0 | 0 | 0 | 0
PV | 0 | 0 | 0 | 0 | 0 | 0
PeakG | 0 | 0 | 0 | 0 | 0 | 0
PeakO | 0 | 0 | 0 | 0 | 0 | 0
ST | 0 | 0 | 0 | 0 | 0 | 0
STOG | 0 | 0 | 0 | 0 | 0 | 0
STWD | 0 | 0 | 0 | 0 | 0 | 0
WT | 0 | 0 | 0 | 0 | 0 | 0
IGCC | 0 | 0 | 0 | 0 | 0 | 0
DemandResponse | 0 | 0 | 0 | 0 | 0 | 0
IGCC-CCS | 0 | 0 | 0 | 0 | 0 | 0
WT_off | 0 | 0 | 0 | 0 | 0 | 0
PseudoUnit | 0 | 0 | 0 | 0 | 0 | 0
FixedInterchange | 0 | 0 | 0 | 0 | 0 | 0
Emission Cost by Reporting Type: MISO_MO-IL
ReportingType | 2015 | 2020 | 2025 | 2030 | 2035 | 2040
BM | 0 | 0 | 0 | 0 | 0 | 0
CC | 0 | 0 | 0 | 0 | 0 | 0
CSP | 0 | 0 | 0 | 0 | 0 | 0
CT | 0 | 0 | 0 | 0 | 0 | 0
Coal | 0 | 0 | 0 | 0 | 0 | 0
Geo | 0 | 0 | 0 | 0 | 0 | 0
H | 0 | 0 | 0 | 0 | 0 | 0
LFG | 0 | 0 | 0 | 0 | 0 | 0
Nuc | 0 | 0 | 0 | 0 | 0 | 0
PS | 0 | 0 | 0 | 0 | 0 | 0
PV | 0 | 0 | 0 | 0 | 0 | 0
PeakG | 0 | 0 | 0 | 0 | 0 | 0
PeakO | 0 | 0 | 0 | 0 | 0 | 0
ST | 0 | 0 | 0 | 0 | 0 | 0
STOG | 0 | 0 | 0 | 0 | 0 | 0
STWD | 0 | 0 | 0 | 0 | 0 | 0
WT | 0 | 0 | 0 | 0 | 0 | 0
IGCC | 0 | 0 | 0 | 0 | 0 | 0
DemandResponse | 0 | 0 | 0 | 0 | 0 | 0
IGCC-CCS | 0 | 0 | 0 | 0 | 0 | 0
WT_off | 0 | 0 | 0 | 0 | 0 | 0
PseudoUnit | 0 | 0 | 0 | 0 | 0 | 0
FixedInterchange | 0 | 0 | 0 | 0 | 0 | 0
Emission Cost by Reporting Type: MISO_W
ReportingType | 2015 | 2020 | 2025 | 2030 | 2035 | 2040
BM | 0 | 0 | 0 | 0 | 0 | 0
CC | 0 | 0 | 0 | 0 | 0 | 0
CSP | 0 | 0 | 0 | 0 | 0 | 0
CT | 0 | 0 | 0 | 0 | 0 | 0
Coal | 0 | 0 | 0 | 0 | 0 | 0
Geo | 0 | 0 | 0 | 0 | 0 | 0
H | 0 | 0 | 0 | 0 | 0 | 0
LFG | 0 | 0 | 0 | 0 | 0 | 0
Nuc | 0 | 0 | 0 | 0 | 0 | 0
PS | 0 | 0 | 0 | 0 | 0 | 0
PV | 0 | 0 | 0 | 0 | 0 | 0
PeakG | 0 | 0 | 0 | 0 | 0 | 0
PeakO | 0 | 0 | 0 | 0 | 0 | 0
ST | 0 | 0 | 0 | 0 | 0 | 0
STOG | 0 | 0 | 0 | 0 | 0 | 0
STWD | 0 | 0 | 0 | 0 | 0 | 0
WT | 0 | 0 | 0 | 0 | 0 | 0
IGCC | 0 | 0 | 0 | 0 | 0 | 0
DemandResponse | 0 | 0 | 0 | 0 | 0 | 0
IGCC-CCS | 0 | 0 | 0 | 0 | 0 | 0
WT_off | 0 | 0 | 0 | 0 | 0 | 0
PseudoUnit | 0 | 0 | 0 | 0 | 0 | 0
FixedInterchange | 0 | 0 | 0 | 0 | 0 | 0
Emission Cost by Reporting Type: MISO_WUMS
ReportingType | 2015 | 2020 | 2025 | 2030 | 2035 | 2040
BM | 0 | 0 | 0 | 0 | 0 | 0
CC | 0 | 0 | 0 | 0 | 0 | 0
CSP | 0 | 0 | 0 | 0 | 0 | 0
CT | 0 | 0 | 0 | 0 | 0 | 0
Coal | 0 | 0 | 0 | 0 | 0 | 0
Geo | 0 | 0 | 0 | 0 | 0 | 0
H | 0 | 0 | 0 | 0 | 0 | 0
LFG | 0 | 0 | 0 | 0 | 0 | 0
Nuc | 0 | 0 | 0 | 0 | 0 | 0
PS | 0 | 0 | 0 | 0 | 0 | 0
PV | 0 | 0 | 0 | 0 | 0 | 0
PeakG | 0 | 0 | 0 | 0 | 0 | 0
PeakO | 0 | 0 | 0 | 0 | 0 | 0
ST | 0 | 0 | 0 | 0 | 0 | 0
STOG | 0 | 0 | 0 | 0 | 0 | 0
STWD | 0 | 0 | 0 | 0 | 0 | 0
WT | 0 | 0 | 0 | 0 | 0 | 0
IGCC | 0 | 0 | 0 | 0 | 0 | 0
DemandResponse | 0 | 0 | 0 | 0 | 0 | 0
IGCC-CCS | 0 | 0 | 0 | 0 | 0 | 0
WT_off | 0 | 0 | 0 | 0 | 0 | 0
PseudoUnit | 0 | 0 | 0 | 0 | 0 | 0
FixedInterchange | 0 | 0 | 0 | 0 | 0 | 0
Emission Cost by Reporting Type: Nebraska
ReportingType | 2015 | 2020 | 2025 | 2030 | 2035 | 2040
BM | 0 | 0 | 0 | 0 | 0 | 0
CC | 0 | 0 | 0 | 0 | 0 | 0
CSP | 0 | 0 | 0 | 0 | 0 | 0
CT | 0 | 0 | 0 | 0 | 0 | 0
Coal | 0 | 0 | 0 | 0 | 0 | 0
Geo | 0 | 0 | 0 | 0 | 0 | 0
H | 0 | 0 | 0 | 0 | 0 | 0
LFG | 0 | 0 | 0 | 0 | 0 | 0
Nuc | 0 | 0 | 0 | 0 | 0 | 0
PS | 0 | 0 | 0 | 0 | 0 | 0
PV | 0 | 0 | 0 | 0 | 0 | 0
PeakG | 0 | 0 | 0 | 0 | 0 | 0
PeakO | 0 | 0 | 0 | 0 | 0 | 0
ST | 0 | 0 | 0 | 0 | 0 | 0
STOG | 0 | 0 | 0 | 0 | 0 | 0
STWD | 0 | 0 | 0 | 0 | 0 | 0
WT | 0 | 0 | 0 | 0 | 0 | 0
IGCC | 0 | 0 | 0 | 0 | 0 | 0
DemandResponse | 0 | 0 | 0 | 0 | 0 | 0
IGCC-CCS | 0 | 0 | 0 | 0 | 0 | 0
WT_off | 0 | 0 | 0 | 0 | 0 | 0
PseudoUnit | 0 | 0 | 0 | 0 | 0 | 0
FixedInterchange | 0 | 0 | 0 | 0 | 0 | 0
Emission Cost by Reporting Type: NEISO
ReportingType | 2015 | 2020 | 2025 | 2030 | 2035 | 2040
BM | 0 | 0 | 0 | 0 | 0 | 0
CC | 0 | 0 | 0 | 0 | 0 | 0
CSP | 0 | 0 | 0 | 0 | 0 | 0
CT | 0 | 0 | 0 | 0 | 0 | 0
Coal | 0 | 0 | 0 | 0 | 0 | 0
Geo | 0 | 0 | 0 | 0 | 0 | 0
H | 0 | 0 | 0 | 0 | 0 | 0
LFG | 0 | 0 | 0 | 0 | 0 | 0
Nuc | 0 | 0 | 0 | 0 | 0 | 0
PS | 0 | 0 | 0 | 0 | 0 | 0
PV | 0 | 0 | 0 | 0 | 0 | 0
PeakG | 0 | 0 | 0 | 0 | 0 | 0
PeakO | 0 | 0 | 0 | 0 | 0 | 0
ST | 0 | 0 | 0 | 0 | 0 | 0
STOG | 0 | 0 | 0 | 0 | 0 | 0
STWD | 0 | 0 | 0 | 0 | 0 | 0
WT | 0 | 0 | 0 | 0 | 0 | 0
IGCC | 0 | 0 | 0 | 0 | 0 | 0
DemandResponse | 0 | 0 | 0 | 0 | 0 | 0
IGCC-CCS | 0 | 0 | 0 | 0 | 0 | 0
WT_off | 0 | 0 | 0 | 0 | 0 | 0
PseudoUnit | 0 | 0 | 0 | 0 | 0 | 0
FixedInterchange | 0 | 0 | 0 | 0 | 0 | 0
Emission Cost by Reporting Type: NonRTO_Midwest
ReportingType | 2015 | 2020 | 2025 | 2030 | 2035 | 2040
BM | 0 | 0 | 0 | 0 | 0 | 0
CC | 0 | 0 | 0 | 0 | 0 | 0
CSP | 0 | 0 | 0 | 0 | 0 | 0
CT | 0 | 0 | 0 | 0 | 0 | 0
Coal | 0 | 0 | 0 | 0 | 0 | 0
Geo | 0 | 0 | 0 | 0 | 0 | 0
H | 0 | 0 | 0 | 0 | 0 | 0
LFG | 0 | 0 | 0 | 0 | 0 | 0
Nuc | 0 | 0 | 0 | 0 | 0 | 0
PS | 0 | 0 | 0 | 0 | 0 | 0
PV | 0 | 0 | 0 | 0 | 0 | 0
PeakG | 0 | 0 | 0 | 0 | 0 | 0
PeakO | 0 | 0 | 0 | 0 | 0 | 0
ST | 0 | 0 | 0 | 0 | 0 | 0
STOG | 0 | 0 | 0 | 0 | 0 | 0
STWD | 0 | 0 | 0 | 0 | 0 | 0
WT | 0 | 0 | 0 | 0 | 0 | 0
IGCC | 0 | 0 | 0 | 0 | 0 | 0
DemandResponse | 0 | 0 | 0 | 0 | 0 | 0
IGCC-CCS | 0 | 0 | 0 | 0 | 0 | 0
WT_off | 0 | 0 | 0 | 0 | 0 | 0
PseudoUnit | 0 | 0 | 0 | 0 | 0 | 0
FixedInterchange | 0 | 0 | 0 | 0 | 0 | 0
Emission Cost by Reporting Type: NYISO_A-F
ReportingType | 2015 | 2020 | 2025 | 2030 | 2035 | 2040
BM | 0 | 0 | 0 | 0 | 0 | 0
CC | 0 | 0 | 0 | 0 | 0 | 0
CSP | 0 | 0 | 0 | 0 | 0 | 0
CT | 0 | 0 | 0 | 0 | 0 | 0
Coal | 0 | 0 | 0 | 0 | 0 | 0
Geo | 0 | 0 | 0 | 0 | 0 | 0
H | 0 | 0 | 0 | 0 | 0 | 0
LFG | 0 | 0 | 0 | 0 | 0 | 0
Nuc | 0 | 0 | 0 | 0 | 0 | 0
PS | 0 | 0 | 0 | 0 | 0 | 0
PV | 0 | 0 | 0 | 0 | 0 | 0
PeakG | 0 | 0 | 0 | 0 | 0 | 0
PeakO | 0 | 0 | 0 | 0 | 0 | 0
ST | 0 | 0 | 0 | 0 | 0 | 0
STOG | 0 | 0 | 0 | 0 | 0 | 0
STWD | 0 | 0 | 0 | 0 | 0 | 0
WT | 0 | 0 | 0 | 0 | 0 | 0
IGCC | 0 | 0 | 0 | 0 | 0 | 0
DemandResponse | 0 | 0 | 0 | 0 | 0 | 0
IGCC-CCS | 0 | 0 | 0 | 0 | 0 | 0
WT_off | 0 | 0 | 0 | 0 | 0 | 0
PseudoUnit | 0 | 0 | 0 | 0 | 0 | 0
FixedInterchange | 0 | 0 | 0 | 0 | 0 | 0
Emission Cost by Reporting Type: NYISO_G-I
ReportingType | 2015 | 2020 | 2025 | 2030 | 2035 | 2040
BM | 0 | 0 | 0 | 0 | 0 | 0
CC | 0 | 0 | 0 | 0 | 0 | 0
CSP | 0 | 0 | 0 | 0 | 0 | 0
CT | 0 | 0 | 0 | 0 | 0 | 0
Coal | 0 | 0 | 0 | 0 | 0 | 0
Geo | 0 | 0 | 0 | 0 | 0 | 0
H | 0 | 0 | 0 | 0 | 0 | 0
LFG | 0 | 0 | 0 | 0 | 0 | 0
Nuc | 0 | 0 | 0 | 0 | 0 | 0
PS | 0 | 0 | 0 | 0 | 0 | 0
PV | 0 | 0 | 0 | 0 | 0 | 0
PeakG | 0 | 0 | 0 | 0 | 0 | 0
PeakO | 0 | 0 | 0 | 0 | 0 | 0
ST | 0 | 0 | 0 | 0 | 0 | 0
STOG | 0 | 0 | 0 | 0 | 0 | 0
STWD | 0 | 0 | 0 | 0 | 0 | 0
WT | 0 | 0 | 0 | 0 | 0 | 0
IGCC | 0 | 0 | 0 | 0 | 0 | 0
DemandResponse | 0 | 0 | 0 | 0 | 0 | 0
IGCC-CCS | 0 | 0 | 0 | 0 | 0 | 0
WT_off | 0 | 0 | 0 | 0 | 0 | 0
PseudoUnit | 0 | 0 | 0 | 0 | 0 | 0
FixedInterchange | 0 | 0 | 0 | 0 | 0 | 0
Emission Cost by Reporting Type: NYISO_J-K
ReportingType | 2015 | 2020 | 2025 | 2030 | 2035 | 2040
BM | 0 | 0 | 0 | 0 | 0 | 0
CC | 0 | 0 | 0 | 0 | 0 | 0
CSP | 0 | 0 | 0 | 0 | 0 | 0
CT | 0 | 0 | 0 | 0 | 0 | 0
Coal | 0 | 0 | 0 | 0 | 0 | 0
Geo | 0 | 0 | 0 | 0 | 0 | 0
H | 0 | 0 | 0 | 0 | 0 | 0
LFG | 0 | 0 | 0 | 0 | 0 | 0
Nuc | 0 | 0 | 0 | 0 | 0 | 0
PS | 0 | 0 | 0 | 0 | 0 | 0
PV | 0 | 0 | 0 | 0 | 0 | 0
PeakG | 0 | 0 | 0 | 0 | 0 | 0
PeakO | 0 | 0 | 0 | 0 | 0 | 0
ST | 0 | 0 | 0 | 0 | 0 | 0
STOG | 0 | 0 | 0 | 0 | 0 | 0
STWD | 0 | 0 | 0 | 0 | 0 | 0
WT | 0 | 0 | 0 | 0 | 0 | 0
IGCC | 0 | 0 | 0 | 0 | 0 | 0
DemandResponse | 0 | 0 | 0 | 0 | 0 | 0
IGCC-CCS | 0 | 0 | 0 | 0 | 0 | 0
WT_off | 0 | 0 | 0 | 0 | 0 | 0
PseudoUnit | 0 | 0 | 0 | 0 | 0 | 0
FixedInterchange | 0 | 0 | 0 | 0 | 0 | 0
Emission Cost by Reporting Type: PJM_E
ReportingType | 2015 | 2020 | 2025 | 2030 | 2035 | 2040
BM | 0 | 0 | 0 | 0 | 0 | 0
CC | 0 | 0 | 0 | 0 | 0 | 0
CSP | 0 | 0 | 0 | 0 | 0 | 0
CT | 0 | 0 | 0 | 0 | 0 | 0
Coal | 0 | 0 | 0 | 0 | 0 | 0
Geo | 0 | 0 | 0 | 0 | 0 | 0
H | 0 | 0 | 0 | 0 | 0 | 0
LFG | 0 | 0 | 0 | 0 | 0 | 0
Nuc | 0 | 0 | 0 | 0 | 0 | 0
PS | 0 | 0 | 0 | 0 | 0 | 0
PV | 0 | 0 | 0 | 0 | 0 | 0
PeakG | 0 | 0 | 0 | 0 | 0 | 0
PeakO | 0 | 0 | 0 | 0 | 0 | 0
ST | 0 | 0 | 0 | 0 | 0 | 0
STOG | 0 | 0 | 0 | 0 | 0 | 0
STWD | 0 | 0 | 0 | 0 | 0 | 0
WT | 0 | 0 | 0 | 0 | 0 | 0
IGCC | 0 | 0 | 0 | 0 | 0 | 0
DemandResponse | 0 | 0 | 0 | 0 | 0 | 0
IGCC-CCS | 0 | 0 | 0 | 0 | 0 | 0
WT_off | 0 | 0 | 0 | 0 | 0 | 0
PseudoUnit | 0 | 0 | 0 | 0 | 0 | 0
FixedInterchange | 0 | 0 | 0 | 0 | 0 | 0
Emission Cost by Reporting Type: PJM_ROM
ReportingType | 2015 | 2020 | 2025 | 2030 | 2035 | 2040
BM | 0 | 0 | 0 | 0 | 0 | 0
CC | 0 | 0 | 0 | 0 | 0 | 0
CSP | 0 | 0 | 0 | 0 | 0 | 0
CT | 0 | 0 | 0 | 0 | 0 | 0
Coal | 0 | 0 | 0 | 0 | 0 | 0
Geo | 0 | 0 | 0 | 0 | 0 | 0
H | 0 | 0 | 0 | 0 | 0 | 0
LFG | 0 | 0 | 0 | 0 | 0 | 0
Nuc | 0 | 0 | 0 | 0 | 0 | 0
PS | 0 | 0 | 0 | 0 | 0 | 0
PV | 0 | 0 | 0 | 0 | 0 | 0
PeakG | 0 | 0 | 0 | 0 | 0 | 0
PeakO | 0 | 0 | 0 | 0 | 0 | 0
ST | 0 | 0 | 0 | 0 | 0 | 0
STOG | 0 | 0 | 0 | 0 | 0 | 0
STWD | 0 | 0 | 0 | 0 | 0 | 0
WT | 0 | 0 | 0 | 0 | 0 | 0
IGCC | 0 | 0 | 0 | 0 | 0 | 0
DemandResponse | 0 | 0 | 0 | 0 | 0 | 0
IGCC-CCS | 0 | 0 | 0 | 0 | 0 | 0
WT_off | 0 | 0 | 0 | 0 | 0 | 0
PseudoUnit | 0 | 0 | 0 | 0 | 0 | 0
FixedInterchange | 0 | 0 | 0 | 0 | 0 | 0
Emission Cost by Reporting Type: PJM_ROR
ReportingType | 2015 | 2020 | 2025 | 2030 | 2035 | 2040
BM | 0 | 0 | 0 | 0 | 0 | 0
CC | 0 | 0 | 0 | 0 | 0 | 0
CSP | 0 | 0 | 0 | 0 | 0 | 0
CT | 0 | 0 | 0 | 0 | 0 | 0
Coal | 0 | 0 | 0 | 0 | 0 | 0
Geo | 0 | 0 | 0 | 0 | 0 | 0
H | 0 | 0 | 0 | 0 | 0 | 0
LFG | 0 | 0 | 0 | 0 | 0 | 0
Nuc | 0 | 0 | 0 | 0 | 0 | 0
PS | 0 | 0 | 0 | 0 | 0 | 0
PV | 0 | 0 | 0 | 0 | 0 | 0
PeakG | 0 | 0 | 0 | 0 | 0 | 0
PeakO | 0 | 0 | 0 | 0 | 0 | 0
ST | 0 | 0 | 0 | 0 | 0 | 0
STOG | 0 | 0 | 0 | 0 | 0 | 0
STWD | 0 | 0 | 0 | 0 | 0 | 0
WT | 0 | 0 | 0 | 0 | 0 | 0
IGCC | 0 | 0 | 0 | 0 | 0 | 0
DemandResponse | 0 | 0 | 0 | 0 | 0 | 0
IGCC-CCS | 0 | 0 | 0 | 0 | 0 | 0
WT_off | 0 | 0 | 0 | 0 | 0 | 0
PseudoUnit | 0 | 0 | 0 | 0 | 0 | 0
FixedInterchange | 0 | 0 | 0 | 0 | 0 | 0
Emission Cost by Reporting Type: SOCO
ReportingType | 2015 | 2020 | 2025 | 2030 | 2035 | 2040
BM | 0 | 0 | 0 | 0 | 0 | 0
CC | 0 | 0 | 0 | 0 | 0 | 0
CSP | 0 | 0 | 0 | 0 | 0 | 0
CT | 0 | 0 | 0 | 0 | 0 | 0
Coal | 0 | 0 | 0 | 0 | 0 | 0
Geo | 0 | 0 | 0 | 0 | 0 | 0
H | 0 | 0 | 0 | 0 | 0 | 0
LFG | 0 | 0 | 0 | 0 | 0 | 0
Nuc | 0 | 0 | 0 | 0 | 0 | 0
PS | 0 | 0 | 0 | 0 | 0 | 0
PV | 0 | 0 | 0 | 0 | 0 | 0
PeakG | 0 | 0 | 0 | 0 | 0 | 0
PeakO | 0 | 0 | 0 | 0 | 0 | 0
ST | 0 | 0 | 0 | 0 | 0 | 0
STOG | 0 | 0 | 0 | 0 | 0 | 0
STWD | 0 | 0 | 0 | 0 | 0 | 0
WT | 0 | 0 | 0 | 0 | 0 | 0
IGCC | 0 | 0 | 0 | 0 | 0 | 0
DemandResponse | 0 | 0 | 0 | 0 | 0 | 0
IGCC-CCS | 0 | 0 | 0 | 0 | 0 | 0
WT_off | 0 | 0 | 0 | 0 | 0 | 0
PseudoUnit | 0 | 0 | 0 | 0 | 0 | 0
FixedInterchange | 0 | 0 | 0 | 0 | 0 | 0
Emission Cost by Reporting Type: SPP_N
ReportingType | 2015 | 2020 | 2025 | 2030 | 2035 | 2040
BM | 0 | 0 | 0 | 0 | 0 | 0
CC | 0 | 0 | 0 | 0 | 0 | 0
CSP | 0 | 0 | 0 | 0 | 0 | 0
CT | 0 | 0 | 0 | 0 | 0 | 0
Coal | 0 | 0 | 0 | 0 | 0 | 0
Geo | 0 | 0 | 0 | 0 | 0 | 0
H | 0 | 0 | 0 | 0 | 0 | 0
LFG | 0 | 0 | 0 | 0 | 0 | 0
Nuc | 0 | 0 | 0 | 0 | 0 | 0
PS | 0 | 0 | 0 | 0 | 0 | 0
PV | 0 | 0 | 0 | 0 | 0 | 0
PeakG | 0 | 0 | 0 | 0 | 0 | 0
PeakO | 0 | 0 | 0 | 0 | 0 | 0
ST | 0 | 0 | 0 | 0 | 0 | 0
STOG | 0 | 0 | 0 | 0 | 0 | 0
STWD | 0 | 0 | 0 | 0 | 0 | 0
WT | 0 | 0 | 0 | 0 | 0 | 0
IGCC | 0 | 0 | 0 | 0 | 0 | 0
DemandResponse | 0 | 0 | 0 | 0 | 0 | 0
IGCC-CCS | 0 | 0 | 0 | 0 | 0 | 0
WT_off | 0 | 0 | 0 | 0 | 0 | 0
PseudoUnit | 0 | 0 | 0 | 0 | 0 | 0
FixedInterchange | 0 | 0 | 0 | 0 | 0 | 0
Emission Cost by Reporting Type: SPP_S
ReportingType | 2015 | 2020 | 2025 | 2030 | 2035 | 2040
BM | 0 | 0 | 0 | 0 | 0 | 0
CC | 0 | 0 | 0 | 0 | 0 | 0
CSP | 0 | 0 | 0 | 0 | 0 | 0
CT | 0 | 0 | 0 | 0 | 0 | 0
Coal | 0 | 0 | 0 | 0 | 0 | 0
Geo | 0 | 0 | 0 | 0 | 0 | 0
H | 0 | 0 | 0 | 0 | 0 | 0
LFG | 0 | 0 | 0 | 0 | 0 | 0
Nuc | 0 | 0 | 0 | 0 | 0 | 0
PS | 0 | 0 | 0 | 0 | 0 | 0
PV | 0 | 0 | 0 | 0 | 0 | 0
PeakG | 0 | 0 | 0 | 0 | 0 | 0
PeakO | 0 | 0 | 0 | 0 | 0 | 0
ST | 0 | 0 | 0 | 0 | 0 | 0
STOG | 0 | 0 | 0 | 0 | 0 | 0
STWD | 0 | 0 | 0 | 0 | 0 | 0
WT | 0 | 0 | 0 | 0 | 0 | 0
IGCC | 0 | 0 | 0 | 0 | 0 | 0
DemandResponse | 0 | 0 | 0 | 0 | 0 | 0
IGCC-CCS | 0 | 0 | 0 | 0 | 0 | 0
WT_off | 0 | 0 | 0 | 0 | 0 | 0
PseudoUnit | 0 | 0 | 0 | 0 | 0 | 0
FixedInterchange | 0 | 0 | 0 | 0 | 0 | 0
Emission Cost by Reporting Type: TVA
ReportingType | 2015 | 2020 | 2025 | 2030 | 2035 | 2040
BM | 0 | 0 | 0 | 0 | 0 | 0
CC | 0 | 0 | 0 | 0 | 0 | 0
CSP | 0 | 0 | 0 | 0 | 0 | 0
CT | 0 | 0 | 0 | 0 | 0 | 0
Coal | 0 | 0 | 0 | 0 | 0 | 0
Geo | 0 | 0 | 0 | 0 | 0 | 0
H | 0 | 0 | 0 | 0 | 0 | 0
LFG | 0 | 0 | 0 | 0 | 0 | 0
Nuc | 0 | 0 | 0 | 0 | 0 | 0
PS | 0 | 0 | 0 | 0 | 0 | 0
PV | 0 | 0 | 0 | 0 | 0 | 0
PeakG | 0 | 0 | 0 | 0 | 0 | 0
PeakO | 0 | 0 | 0 | 0 | 0 | 0
ST | 0 | 0 | 0 | 0 | 0 | 0
STOG | 0 | 0 | 0 | 0 | 0 | 0
STWD | 0 | 0 | 0 | 0 | 0 | 0
WT | 0 | 0 | 0 | 0 | 0 | 0
IGCC | 0 | 0 | 0 | 0 | 0 | 0
DemandResponse | 0 | 0 | 0 | 0 | 0 | 0
IGCC-CCS | 0 | 0 | 0 | 0 | 0 | 0
WT_off | 0 | 0 | 0 | 0 | 0 | 0
PseudoUnit | 0 | 0 | 0 | 0 | 0 | 0
FixedInterchange | 0 | 0 | 0 | 0 | 0 | 0
Emission Cost by Reporting Type: TVA_Transmission
ReportingType | 2015 | 2020 | 2025 | 2030 | 2035 | 2040
BM | 0 | 0 | 0 | 0 | 0 | 0
CC | 0 | 0 | 0 | 0 | 0 | 0
CSP | 0 | 0 | 0 | 0 | 0 | 0
CT | 0 | 0 | 0 | 0 | 0 | 0
Coal | 0 | 0 | 0 | 0 | 0 | 0
Geo | 0 | 0 | 0 | 0 | 0 | 0
H | 0 | 0 | 0 | 0 | 0 | 0
LFG | 0 | 0 | 0 | 0 | 0 | 0
Nuc | 0 | 0 | 0 | 0 | 0 | 0
PS | 0 | 0 | 0 | 0 | 0 | 0
PV | 0 | 0 | 0 | 0 | 0 | 0
PeakG | 0 | 0 | 0 | 0 | 0 | 0
PeakO | 0 | 0 | 0 | 0 | 0 | 0
ST | 0 | 0 | 0 | 0 | 0 | 0
STOG | 0 | 0 | 0 | 0 | 0 | 0
STWD | 0 | 0 | 0 | 0 | 0 | 0
WT | 0 | 0 | 0 | 0 | 0 | 0
IGCC | 0 | 0 | 0 | 0 | 0 | 0
DemandResponse | 0 | 0 | 0 | 0 | 0 | 0
IGCC-CCS | 0 | 0 | 0 | 0 | 0 | 0
WT_off | 0 | 0 | 0 | 0 | 0 | 0
PseudoUnit | 0 | 0 | 0 | 0 | 0 | 0
FixedInterchange | 0 | 0 | 0 | 0 | 0 | 0
Emission Cost by Reporting Type: VACAR
ReportingType | 2015 | 2020 | 2025 | 2030 | 2035 | 2040
BM | 0 | 0 | 0 | 0 | 0 | 0
CC | 0 | 0 | 0 | 0 | 0 | 0
CSP | 0 | 0 | 0 | 0 | 0 | 0
CT | 0 | 0 | 0 | 0 | 0 | 0
Coal | 0 | 0 | 0 | 0 | 0 | 0
Geo | 0 | 0 | 0 | 0 | 0 | 0
H | 0 | 0 | 0 | 0 | 0 | 0
LFG | 0 | 0 | 0 | 0 | 0 | 0
Nuc | 0 | 0 | 0 | 0 | 0 | 0
PS | 0 | 0 | 0 | 0 | 0 | 0
PV | 0 | 0 | 0 | 0 | 0 | 0
PeakG | 0 | 0 | 0 | 0 | 0 | 0
PeakO | 0 | 0 | 0 | 0 | 0 | 0
ST | 0 | 0 | 0 | 0 | 0 | 0
STOG | 0 | 0 | 0 | 0 | 0 | 0
STWD | 0 | 0 | 0 | 0 | 0 | 0
WT | 0 | 0 | 0 | 0 | 0 | 0
IGCC | 0 | 0 | 0 | 0 | 0 | 0
DemandResponse | 0 | 0 | 0 | 0 | 0 | 0
IGCC-CCS | 0 | 0 | 0 | 0 | 0 | 0
WT_off | 0 | 0 | 0 | 0 | 0 | 0
PseudoUnit | 0 | 0 | 0 | 0 | 0 | 0
FixedInterchange | 0 | 0 | 0 | 0 | 0 | 0
Emission Cost by Reporting Type: IESO
ReportingType | 2015 | 2020 | 2025 | 2030 | 2035 | 2040
BM | 0 | 0 | 0 | 0 | 0 | 0
CC | 0 | 0 | 0 | 0 | 0 | 0
CSP | 0 | 0 | 0 | 0 | 0 | 0
CT | 0 | 0 | 0 | 0 | 0 | 0
Coal | 0 | 0 | 0 | 0 | 0 | 0
Geo | 0 | 0 | 0 | 0 | 0 | 0
H | 0 | 0 | 0 | 0 | 0 | 0
LFG | 0 | 0 | 0 | 0 | 0 | 0
Nuc | 0 | 0 | 0 | 0 | 0 | 0
PS | 0 | 0 | 0 | 0 | 0 | 0
PV | 0 | 0 | 0 | 0 | 0 | 0
PeakG | 0 | 0 | 0 | 0 | 0 | 0
PeakO | 0 | 0 | 0 | 0 | 0 | 0
ST | 0 | 0 | 0 | 0 | 0 | 0
STOG | 0 | 0 | 0 | 0 | 0 | 0
STWD | 0 | 0 | 0 | 0 | 0 | 0
WT | 0 | 0 | 0 | 0 | 0 | 0
IGCC | 0 | 0 | 0 | 0 | 0 | 0
DemandResponse | 0 | 0 | 0 | 0 | 0 | 0
IGCC-CCS | 0 | 0 | 0 | 0 | 0 | 0
WT_off | 0 | 0 | 0 | 0 | 0 | 0
PseudoUnit | 0 | 0 | 0 | 0 | 0 | 0
FixedInterchange | 0 | 0 | 0 | 0 | 0 | 0
Emission Cost by Reporting Type: MAPP_CA
ReportingType | 2015 | 2020 | 2025 | 2030 | 2035 | 2040
BM | 0 | 0 | 0 | 0 | 0 | 0
CC | 0 | 0 | 0 | 0 | 0 | 0
CSP | 0 | 0 | 0 | 0 | 0 | 0
CT | 0 | 0 | 0 | 0 | 0 | 0
Coal | 0 | 0 | 0 | 0 | 0 | 0
Geo | 0 | 0 | 0 | 0 | 0 | 0
H | 0 | 0 | 0 | 0 | 0 | 0
LFG | 0 | 0 | 0 | 0 | 0 | 0
Nuc | 0 | 0 | 0 | 0 | 0 | 0
PS | 0 | 0 | 0 | 0 | 0 | 0
PV | 0 | 0 | 0 | 0 | 0 | 0
PeakG | 0 | 0 | 0 | 0 | 0 | 0
PeakO | 0 | 0 | 0 | 0 | 0 | 0
ST | 0 | 0 | 0 | 0 | 0 | 0
STOG | 0 | 0 | 0 | 0 | 0 | 0
STWD | 0 | 0 | 0 | 0 | 0 | 0
WT | 0 | 0 | 0 | 0 | 0 | 0
IGCC | 0 | 0 | 0 | 0 | 0 | 0
DemandResponse | 0 | 0 | 0 | 0 | 0 | 0
IGCC-CCS | 0 | 0 | 0 | 0 | 0 | 0
WT_off | 0 | 0 | 0 | 0 | 0 | 0
PseudoUnit | 0 | 0 | 0 | 0 | 0 | 0
FixedInterchange | 0 | 0 | 0 | 0 | 0 | 0
Emission Cost by Reporting Type: AZ_NM_SNV_Coal
ReportingType | 2015 | 2020 | 2025 | 2030 | 2035 | 2040
BM | 0 | 0 | 0 | 0 | 0 | 0
CC | 0 | 0 | 0 | 0 | 0 | 0
CSP | 0 | 0 | 0 | 0 | 0 | 0
CT | 0 | 0 | 0 | 0 | 0 | 0
Coal | 0 | 0 | 0 | 0 | 0 | 0
Geo | 0 | 0 | 0 | 0 | 0 | 0
H | 0 | 0 | 0 | 0 | 0 | 0
LFG | 0 | 0 | 0 | 0 | 0 | 0
Nuc | 0 | 0 | 0 | 0 | 0 | 0
PS | 0 | 0 | 0 | 0 | 0 | 0
PV | 0 | 0 | 0 | 0 | 0 | 0
PeakG | 0 | 0 | 0 | 0 | 0 | 0
PeakO | 0 | 0 | 0 | 0 | 0 | 0
ST | 0 | 0 | 0 | 0 | 0 | 0
STOG | 0 | 0 | 0 | 0 | 0 | 0
STWD | 0 | 0 | 0 | 0 | 0 | 0
WT | 0 | 0 | 0 | 0 | 0 | 0
IGCC | 0 | 0 | 0 | 0 | 0 | 0
DemandResponse | 0 | 0 | 0 | 0 | 0 | 0
IGCC-CCS | 0 | 0 | 0 | 0 | 0 | 0
WT_off | 0 | 0 | 0 | 0 | 0 | 0
PseudoUnit | 0 | 0 | 0 | 0 | 0 | 0
FixedInterchange | 0 | 0 | 0 | 0 | 0 | 0
Emission Cost by Reporting Type: AZ_NM_SNV_Gas
ReportingType | 2015 | 2020 | 2025 | 2030 | 2035 | 2040
BM | 0 | 0 | 0 | 0 | 0 | 0
CC | 0 | 0 | 0 | 0 | 0 | 0
CSP | 0 | 0 | 0 | 0 | 0 | 0
CT | 0 | 0 | 0 | 0 | 0 | 0
Coal | 0 | 0 | 0 | 0 | 0 | 0
Geo | 0 | 0 | 0 | 0 | 0 | 0
H | 0 | 0 | 0 | 0 | 0 | 0
LFG | 0 | 0 | 0 | 0 | 0 | 0
Nuc | 0 | 0 | 0 | 0 | 0 | 0
PS | 0 | 0 | 0 | 0 | 0 | 0
PV | 0 | 0 | 0 | 0 | 0 | 0
PeakG | 0 | 0 | 0 | 0 | 0 | 0
PeakO | 0 | 0 | 0 | 0 | 0 | 0
ST | 0 | 0 | 0 | 0 | 0 | 0
STOG | 0 | 0 | 0 | 0 | 0 | 0
STWD | 0 | 0 | 0 | 0 | 0 | 0
WT | 0 | 0 | 0 | 0 | 0 | 0
IGCC | 0 | 0 | 0 | 0 | 0 | 0
DemandResponse | 0 | 0 | 0 | 0 | 0 | 0
IGCC-CCS | 0 | 0 | 0 | 0 | 0 | 0
WT_off | 0 | 0 | 0 | 0 | 0 | 0
PseudoUnit | 0 | 0 | 0 | 0 | 0 | 0
FixedInterchange | 0 | 0 | 0 | 0 | 0 | 0
Emission Cost by Reporting Type: AZ_NM_SNV_NucRenew
ReportingType | 2015 | 2020 | 2025 | 2030 | 2035 | 2040
BM | 0 | 0 | 0 | 0 | 0 | 0
CC | 0 | 0 | 0 | 0 | 0 | 0
CSP | 0 | 0 | 0 | 0 | 0 | 0
CT | 0 | 0 | 0 | 0 | 0 | 0
Coal | 0 | 0 | 0 | 0 | 0 | 0
Geo | 0 | 0 | 0 | 0 | 0 | 0
H | 0 | 0 | 0 | 0 | 0 | 0
LFG | 0 | 0 | 0 | 0 | 0 | 0
Nuc | 0 | 0 | 0 | 0 | 0 | 0
PS | 0 | 0 | 0 | 0 | 0 | 0
PV | 0 | 0 | 0 | 0 | 0 | 0
PeakG | 0 | 0 | 0 | 0 | 0 | 0
PeakO | 0 | 0 | 0 | 0 | 0 | 0
ST | 0 | 0 | 0 | 0 | 0 | 0
STOG | 0 | 0 | 0 | 0 | 0 | 0
STWD | 0 | 0 | 0 | 0 | 0 | 0
WT | 0 | 0 | 0 | 0 | 0 | 0
IGCC | 0 | 0 | 0 | 0 | 0 | 0
DemandResponse | 0 | 0 | 0 | 0 | 0 | 0
IGCC-CCS | 0 | 0 | 0 | 0 | 0 | 0
WT_off | 0 | 0 | 0 | 0 | 0 | 0
PseudoUnit | 0 | 0 | 0 | 0 | 0 | 0
FixedInterchange | 0 | 0 | 0 | 0 | 0 | 0
Emission Cost by Reporting Type: ERCOT
ReportingType | 2015 | 2020 | 2025 | 2030 | 2035 | 2040
BM | 0 | 0 | 0 | 0 | 0 | 0
CC | 0 | 0 | 0 | 0 | 0 | 0
CSP | 0 | 0 | 0 | 0 | 0 | 0
CT | 0 | 0 | 0 | 0 | 0 | 0
Coal | 0 | 0 | 0 | 0 | 0 | 0
Geo | 0 | 0 | 0 | 0 | 0 | 0
H | 0 | 0 | 0 | 0 | 0 | 0
LFG | 0 | 0 | 0 | 0 | 0 | 0
Nuc | 0 | 0 | 0 | 0 | 0 | 0
PS | 0 | 0 | 0 | 0 | 0 | 0
PV | 0 | 0 | 0 | 0 | 0 | 0
PeakG | 0 | 0 | 0 | 0 | 0 | 0
PeakO | 0 | 0 | 0 | 0 | 0 | 0
ST | 0 | 0 | 0 | 0 | 0 | 0
STOG | 0 | 0 | 0 | 0 | 0 | 0
STWD | 0 | 0 | 0 | 0 | 0 | 0
WT | 0 | 0 | 0 | 0 | 0 | 0
IGCC | 0 | 0 | 0 | 0 | 0 | 0
DemandResponse | 0 | 0 | 0 | 0 | 0 | 0
IGCC-CCS | 0 | 0 | 0 | 0 | 0 | 0
WT_off | 0 | 0 | 0 | 0 | 0 | 0
PseudoUnit | 0 | 0 | 0 | 0 | 0 | 0
FixedInterchange | 0 | 0 | 0 | 0 | 0 | 0
Emission Cost by Reporting Type: NP15
ReportingType | 2015 | 2020 | 2025 | 2030 | 2035 | 2040
BM | 0 | 0 | 0 | 0 | 0 | 0
CC | 0 | 0 | 0 | 0 | 0 | 0
CSP | 0 | 0 | 0 | 0 | 0 | 0
CT | 0 | 0 | 0 | 0 | 0 | 0
Coal | 0 | 0 | 0 | 0 | 0 | 0
Geo | 0 | 0 | 0 | 0 | 0 | 0
H | 0 | 0 | 0 | 0 | 0 | 0
LFG | 0 | 0 | 0 | 0 | 0 | 0
Nuc | 0 | 0 | 0 | 0 | 0 | 0
PS | 0 | 0 | 0 | 0 | 0 | 0
PV | 0 | 0 | 0 | 0 | 0 | 0
PeakG | 0 | 0 | 0 | 0 | 0 | 0
PeakO | 0 | 0 | 0 | 0 | 0 | 0
ST | 0 | 0 | 0 | 0 | 0 | 0
STOG | 0 | 0 | 0 | 0 | 0 | 0
STWD | 0 | 0 | 0 | 0 | 0 | 0
WT | 0 | 0 | 0 | 0 | 0 | 0
IGCC | 0 | 0 | 0 | 0 | 0 | 0
DemandResponse | 0 | 0 | 0 | 0 | 0 | 0
IGCC-CCS | 0 | 0 | 0 | 0 | 0 | 0
WT_off | 0 | 0 | 0 | 0 | 0 | 0
PseudoUnit | 0 | 0 | 0 | 0 | 0 | 0
FixedInterchange | 0 | 0 | 0 | 0 | 0 | 0
Emission Cost by Reporting Type: NWPP_Coal
ReportingType | 2015 | 2020 | 2025 | 2030 | 2035 | 2040
BM | 0 | 0 | 0 | 0 | 0 | 0
CC | 0 | 0 | 0 | 0 | 0 | 0
CSP | 0 | 0 | 0 | 0 | 0 | 0
CT | 0 | 0 | 0 | 0 | 0 | 0
Coal | 0 | 0 | 0 | 0 | 0 | 0
Geo | 0 | 0 | 0 | 0 | 0 | 0
H | 0 | 0 | 0 | 0 | 0 | 0
LFG | 0 | 0 | 0 | 0 | 0 | 0
Nuc | 0 | 0 | 0 | 0 | 0 | 0
PS | 0 | 0 | 0 | 0 | 0 | 0
PV | 0 | 0 | 0 | 0 | 0 | 0
PeakG | 0 | 0 | 0 | 0 | 0 | 0
PeakO | 0 | 0 | 0 | 0 | 0 | 0
ST | 0 | 0 | 0 | 0 | 0 | 0
STOG | 0 | 0 | 0 | 0 | 0 | 0
STWD | 0 | 0 | 0 | 0 | 0 | 0
WT | 0 | 0 | 0 | 0 | 0 | 0
IGCC | 0 | 0 | 0 | 0 | 0 | 0
DemandResponse | 0 | 0 | 0 | 0 | 0 | 0
IGCC-CCS | 0 | 0 | 0 | 0 | 0 | 0
WT_off | 0 | 0 | 0 | 0 | 0 | 0
PseudoUnit | 0 | 0 | 0 | 0 | 0 | 0
FixedInterchange | 0 | 0 | 0 | 0 | 0 | 0
Emission Cost by Reporting Type: NWPP_Gas
ReportingType | 2015 | 2020 | 2025 | 2030 | 2035 | 2040
BM | 0 | 0 | 0 | 0 | 0 | 0
CC | 0 | 0 | 0 | 0 | 0 | 0
CSP | 0 | 0 | 0 | 0 | 0 | 0
CT | 0 | 0 | 0 | 0 | 0 | 0
Coal | 0 | 0 | 0 | 0 | 0 | 0
Geo | 0 | 0 | 0 | 0 | 0 | 0
H | 0 | 0 | 0 | 0 | 0 | 0
LFG | 0 | 0 | 0 | 0 | 0 | 0
Nuc | 0 | 0 | 0 | 0 | 0 | 0
PS | 0 | 0 | 0 | 0 | 0 | 0
PV | 0 | 0 | 0 | 0 | 0 | 0
PeakG | 0 | 0 | 0 | 0 | 0 | 0
PeakO | 0 | 0 | 0 | 0 | 0 | 0
ST | 0 | 0 | 0 | 0 | 0 | 0
STOG | 0 | 0 | 0 | 0 | 0 | 0
STWD | 0 | 0 | 0 | 0 | 0 | 0
WT | 0 | 0 | 0 | 0 | 0 | 0
IGCC | 0 | 0 | 0 | 0 | 0 | 0
DemandResponse | 0 | 0 | 0 | 0 | 0 | 0
IGCC-CCS | 0 | 0 | 0 | 0 | 0 | 0
WT_off | 0 | 0 | 0 | 0 | 0 | 0
PseudoUnit | 0 | 0 | 0 | 0 | 0 | 0
FixedInterchange | 0 | 0 | 0 | 0 | 0 | 0
Emission Cost by Reporting Type: NWPP_NucRenew
ReportingType | 2015 | 2020 | 2025 | 2030 | 2035 | 2040
BM | 0 | 0 | 0 | 0 | 0 | 0
CC | 0 | 0 | 0 | 0 | 0 | 0
CSP | 0 | 0 | 0 | 0 | 0 | 0
CT | 0 | 0 | 0 | 0 | 0 | 0
Coal | 0 | 0 | 0 | 0 | 0 | 0
Geo | 0 | 0 | 0 | 0 | 0 | 0
H | 0 | 0 | 0 | 0 | 0 | 0
LFG | 0 | 0 | 0 | 0 | 0 | 0
Nuc | 0 | 0 | 0 | 0 | 0 | 0
PS | 0 | 0 | 0 | 0 | 0 | 0
PV | 0 | 0 | 0 | 0 | 0 | 0
PeakG | 0 | 0 | 0 | 0 | 0 | 0
PeakO | 0 | 0 | 0 | 0 | 0 | 0
ST | 0 | 0 | 0 | 0 | 0 | 0
STOG | 0 | 0 | 0 | 0 | 0 | 0
STWD | 0 | 0 | 0 | 0 | 0 | 0
WT | 0 | 0 | 0 | 0 | 0 | 0
IGCC | 0 | 0 | 0 | 0 | 0 | 0
DemandResponse | 0 | 0 | 0 | 0 | 0 | 0
IGCC-CCS | 0 | 0 | 0 | 0 | 0 | 0
WT_off | 0 | 0 | 0 | 0 | 0 | 0
PseudoUnit | 0 | 0 | 0 | 0 | 0 | 0
FixedInterchange | 0 | 0 | 0 | 0 | 0 | 0
Emission Cost by Reporting Type: RMPA
ReportingType | 2015 | 2020 | 2025 | 2030 | 2035 | 2040
BM | 0 | 0 | 0 | 0 | 0 | 0
CC | 0 | 0 | 0 | 0 | 0 | 0
CSP | 0 | 0 | 0 | 0 | 0 | 0
CT | 0 | 0 | 0 | 0 | 0 | 0
Coal | 0 | 0 | 0 | 0 | 0 | 0
Geo | 0 | 0 | 0 | 0 | 0 | 0
H | 0 | 0 | 0 | 0 | 0 | 0
LFG | 0 | 0 | 0 | 0 | 0 | 0
Nuc | 0 | 0 | 0 | 0 | 0 | 0
PS | 0 | 0 | 0 | 0 | 0 | 0
PV | 0 | 0 | 0 | 0 | 0 | 0
PeakG | 0 | 0 | 0 | 0 | 0 | 0
PeakO | 0 | 0 | 0 | 0 | 0 | 0
ST | 0 | 0 | 0 | 0 | 0 | 0
STOG | 0 | 0 | 0 | 0 | 0 | 0
STWD | 0 | 0 | 0 | 0 | 0 | 0
WT | 0 | 0 | 0 | 0 | 0 | 0
IGCC | 0 | 0 | 0 | 0 | 0 | 0
DemandResponse | 0 | 0 | 0 | 0 | 0 | 0
IGCC-CCS | 0 | 0 | 0 | 0 | 0 | 0
WT_off | 0 | 0 | 0 | 0 | 0 | 0
PseudoUnit | 0 | 0 | 0 | 0 | 0 | 0
FixedInterchange | 0 | 0 | 0 | 0 | 0 | 0
Emission Cost by Reporting Type: SP15
ReportingType | 2015 | 2020 | 2025 | 2030 | 2035 | 2040
BM | 0 | 0 | 0 | 0 | 0 | 0
CC | 0 | 0 | 0 | 0 | 0 | 0
CSP | 0 | 0 | 0 | 0 | 0 | 0
CT | 0 | 0 | 0 | 0 | 0 | 0
Coal | 0 | 0 | 0 | 0 | 0 | 0
Geo | 0 | 0 | 0 | 0 | 0 | 0
H | 0 | 0 | 0 | 0 | 0 | 0
LFG | 0 | 0 | 0 | 0 | 0 | 0
Nuc | 0 | 0 | 0 | 0 | 0 | 0
PS | 0 | 0 | 0 | 0 | 0 | 0
PV | 0 | 0 | 0 | 0 | 0 | 0
PeakG | 0 | 0 | 0 | 0 | 0 | 0
PeakO | 0 | 0 | 0 | 0 | 0 | 0
ST | 0 | 0 | 0 | 0 | 0 | 0
STOG | 0 | 0 | 0 | 0 | 0 | 0
STWD | 0 | 0 | 0 | 0 | 0 | 0
WT | 0 | 0 | 0 | 0 | 0 | 0
IGCC | 0 | 0 | 0 | 0 | 0 | 0
DemandResponse | 0 | 0 | 0 | 0 | 0 | 0
IGCC-CCS | 0 | 0 | 0 | 0 | 0 | 0
WT_off | 0 | 0 | 0 | 0 | 0 | 0
PseudoUnit | 0 | 0 | 0 | 0 | 0 | 0
FixedInterchange | 0 | 0 | 0 | 0 | 0 | 0
Emission Cost by Reporting Type: ALB
ReportingType | 2015 | 2020 | 2025 | 2030 | 2035 | 2040
BM | 0 | 0 | 0 | 0 | 0 | 0
CC | 0 | 0 | 0 | 0 | 0 | 0
CSP | 0 | 0 | 0 | 0 | 0 | 0
CT | 0 | 0 | 0 | 0 | 0 | 0
Coal | 0 | 0 | 0 | 0 | 0 | 0
Geo | 0 | 0 | 0 | 0 | 0 | 0
H | 0 | 0 | 0 | 0 | 0 | 0
LFG | 0 | 0 | 0 | 0 | 0 | 0
Nuc | 0 | 0 | 0 | 0 | 0 | 0
PS | 0 | 0 | 0 | 0 | 0 | 0
PV | 0 | 0 | 0 | 0 | 0 | 0
PeakG | 0 | 0 | 0 | 0 | 0 | 0
PeakO | 0 | 0 | 0 | 0 | 0 | 0
ST | 0 | 0 | 0 | 0 | 0 | 0
STOG | 0 | 0 | 0 | 0 | 0 | 0
STWD | 0 | 0 | 0 | 0 | 0 | 0
WT | 0 | 0 | 0 | 0 | 0 | 0
IGCC | 0 | 0 | 0 | 0 | 0 | 0
DemandResponse | 0 | 0 | 0 | 0 | 0 | 0
IGCC-CCS | 0 | 0 | 0 | 0 | 0 | 0
WT_off | 0 | 0 | 0 | 0 | 0 | 0
PseudoUnit | 0 | 0 | 0 | 0 | 0 | 0
FixedInterchange | 0 | 0 | 0 | 0 | 0 | 0
Emission Cost by Reporting Type: BC
ReportingType | 2015 | 2020 | 2025 | 2030 | 2035 | 2040
BM | 0 | 0 | 0 | 0 | 0 | 0
CC | 0 | 0 | 0 | 0 | 0 | 0
CSP | 0 | 0 | 0 | 0 | 0 | 0
CT | 0 | 0 | 0 | 0 | 0 | 0
Coal | 0 | 0 | 0 | 0 | 0 | 0
Geo | 0 | 0 | 0 | 0 | 0 | 0
H | 0 | 0 | 0 | 0 | 0 | 0
LFG | 0 | 0 | 0 | 0 | 0 | 0
Nuc | 0 | 0 | 0 | 0 | 0 | 0
PS | 0 | 0 | 0 | 0 | 0 | 0
PV | 0 | 0 | 0 | 0 | 0 | 0
PeakG | 0 | 0 | 0 | 0 | 0 | 0
PeakO | 0 | 0 | 0 | 0 | 0 | 0
ST | 0 | 0 | 0 | 0 | 0 | 0
STOG | 0 | 0 | 0 | 0 | 0 | 0
STWD | 0 | 0 | 0 | 0 | 0 | 0
WT | 0 | 0 | 0 | 0 | 0 | 0
IGCC | 0 | 0 | 0 | 0 | 0 | 0
DemandResponse | 0 | 0 | 0 | 0 | 0 | 0
IGCC-CCS | 0 | 0 | 0 | 0 | 0 | 0
WT_off | 0 | 0 | 0 | 0 | 0 | 0
PseudoUnit | 0 | 0 | 0 | 0 | 0 | 0
FixedInterchange | 0 | 0 | 0 | 0 | 0 | 0
Emission Cost by Reporting Type: HQ_IESO
ReportingType | 2015 | 2020 | 2025 | 2030 | 2035 | 2040
BM | 0 | 0 | 0 | 0 | 0 | 0
CC | 0 | 0 | 0 | 0 | 0 | 0
CSP | 0 | 0 | 0 | 0 | 0 | 0
CT | 0 | 0 | 0 | 0 | 0 | 0
Coal | 0 | 0 | 0 | 0 | 0 | 0
Geo | 0 | 0 | 0 | 0 | 0 | 0
H | 0 | 0 | 0 | 0 | 0 | 0
LFG | 0 | 0 | 0 | 0 | 0 | 0
Nuc | 0 | 0 | 0 | 0 | 0 | 0
PS | 0 | 0 | 0 | 0 | 0 | 0
PV | 0 | 0 | 0 | 0 | 0 | 0
PeakG | 0 | 0 | 0 | 0 | 0 | 0
PeakO | 0 | 0 | 0 | 0 | 0 | 0
ST | 0 | 0 | 0 | 0 | 0 | 0
STOG | 0 | 0 | 0 | 0 | 0 | 0
STWD | 0 | 0 | 0 | 0 | 0 | 0
WT | 0 | 0 | 0 | 0 | 0 | 0
IGCC | 0 | 0 | 0 | 0 | 0 | 0
DemandResponse | 0 | 0 | 0 | 0 | 0 | 0
IGCC-CCS | 0 | 0 | 0 | 0 | 0 | 0
WT_off | 0 | 0 | 0 | 0 | 0 | 0
PseudoUnit | 0 | 0 | 0 | 0 | 0 | 0
FixedInterchange | 0 | 0 | 0 | 0 | 0 | 0
Emission Cost by Reporting Type: HQ_NEISO
ReportingType | 2015 | 2020 | 2025 | 2030 | 2035 | 2040
BM | 0 | 0 | 0 | 0 | 0 | 0
CC | 0 | 0 | 0 | 0 | 0 | 0
CSP | 0 | 0 | 0 | 0 | 0 | 0
CT | 0 | 0 | 0 | 0 | 0 | 0
Coal | 0 | 0 | 0 | 0 | 0 | 0
Geo | 0 | 0 | 0 | 0 | 0 | 0
H | 0 | 0 | 0 | 0 | 0 | 0
LFG | 0 | 0 | 0 | 0 | 0 | 0
Nuc | 0 | 0 | 0 | 0 | 0 | 0
PS | 0 | 0 | 0 | 0 | 0 | 0
PV | 0 | 0 | 0 | 0 | 0 | 0
PeakG | 0 | 0 | 0 | 0 | 0 | 0
PeakO | 0 | 0 | 0 | 0 | 0 | 0
ST | 0 | 0 | 0 | 0 | 0 | 0
STOG | 0 | 0 | 0 | 0 | 0 | 0
STWD | 0 | 0 | 0 | 0 | 0 | 0
WT | 0 | 0 | 0 | 0 | 0 | 0
IGCC | 0 | 0 | 0 | 0 | 0 | 0
DemandResponse | 0 | 0 | 0 | 0 | 0 | 0
IGCC-CCS | 0 | 0 | 0 | 0 | 0 | 0
WT_off | 0 | 0 | 0 | 0 | 0 | 0
PseudoUnit | 0 | 0 | 0 | 0 | 0 | 0
FixedInterchange | 0 | 0 | 0 | 0 | 0 | 0
Emission Cost by Reporting Type: HQ_NY
ReportingType | 2015 | 2020 | 2025 | 2030 | 2035 | 2040
BM | 0 | 0 | 0 | 0 | 0 | 0
CC | 0 | 0 | 0 | 0 | 0 | 0
CSP | 0 | 0 | 0 | 0 | 0 | 0
CT | 0 | 0 | 0 | 0 | 0 | 0
Coal | 0 | 0 | 0 | 0 | 0 | 0
Geo | 0 | 0 | 0 | 0 | 0 | 0
H | 0 | 0 | 0 | 0 | 0 | 0
LFG | 0 | 0 | 0 | 0 | 0 | 0
Nuc | 0 | 0 | 0 | 0 | 0 | 0
PS | 0 | 0 | 0 | 0 | 0 | 0
PV | 0 | 0 | 0 | 0 | 0 | 0
PeakG | 0 | 0 | 0 | 0 | 0 | 0
PeakO | 0 | 0 | 0 | 0 | 0 | 0
ST | 0 | 0 | 0 | 0 | 0 | 0
STOG | 0 | 0 | 0 | 0 | 0 | 0
STWD | 0 | 0 | 0 | 0 | 0 | 0
WT | 0 | 0 | 0 | 0 | 0 | 0
IGCC | 0 | 0 | 0 | 0 | 0 | 0
DemandResponse | 0 | 0 | 0 | 0 | 0 | 0
IGCC-CCS | 0 | 0 | 0 | 0 | 0 | 0
WT_off | 0 | 0 | 0 | 0 | 0 | 0
PseudoUnit | 0 | 0 | 0 | 0 | 0 | 0
FixedInterchange | 0 | 0 | 0 | 0 | 0 | 0
Emission Cost by Reporting Type: MARITIMES
ReportingType | 2015 | 2020 | 2025 | 2030 | 2035 | 2040
BM | 0 | 0 | 0 | 0 | 0 | 0
CC | 0 | 0 | 0 | 0 | 0 | 0
CSP | 0 | 0 | 0 | 0 | 0 | 0
CT | 0 | 0 | 0 | 0 | 0 | 0
Coal | 0 | 0 | 0 | 0 | 0 | 0
Geo | 0 | 0 | 0 | 0 | 0 | 0
H | 0 | 0 | 0 | 0 | 0 | 0
LFG | 0 | 0 | 0 | 0 | 0 | 0
Nuc | 0 | 0 | 0 | 0 | 0 | 0
PS | 0 | 0 | 0 | 0 | 0 | 0
PV | 0 | 0 | 0 | 0 | 0 | 0
PeakG | 0 | 0 | 0 | 0 | 0 | 0
PeakO | 0 | 0 | 0 | 0 | 0 | 0
ST | 0 | 0 | 0 | 0 | 0 | 0
STOG | 0 | 0 | 0 | 0 | 0 | 0
STWD | 0 | 0 | 0 | 0 | 0 | 0
WT | 0 | 0 | 0 | 0 | 0 | 0
IGCC | 0 | 0 | 0 | 0 | 0 | 0
DemandResponse | 0 | 0 | 0 | 0 | 0 | 0
IGCC-CCS | 0 | 0 | 0 | 0 | 0 | 0
WT_off | 0 | 0 | 0 | 0 | 0 | 0
PseudoUnit | 0 | 0 | 0 | 0 | 0 | 0
FixedInterchange | 0 | 0 | 0 | 0 | 0 | 0
Emission Cost by Reporting Type: All
ReportingType | 2015 | 2020 | 2025 | 2030 | 2035 | 2040
BM | 0 | 0 | 0 | 0 | 0 | 0
CC | 0 | 0 | 0 | 0 | 0 | 0
CSP | 0 | 0 | 0 | 0 | 0 | 0
CT | 0 | 0 | 0 | 0 | 0 | 0
Coal | 0 | 0 | 0 | 0 | 0 | 0
Geo | 0 | 0 | 0 | 0 | 0 | 0
H | 0 | 0 | 0 | 0 | 0 | 0
LFG | 0 | 0 | 0 | 0 | 0 | 0
Nuc | 0 | 0 | 0 | 0 | 0 | 0
PS | 0 | 0 | 0 | 0 | 0 | 0
PV | 0 | 0 | 0 | 0 | 0 | 0
PeakG | 0 | 0 | 0 | 0 | 0 | 0
PeakO | 0 | 0 | 0 | 0 | 0 | 0
ST | 0 | 0 | 0 | 0 | 0 | 0
STOG | 0 | 0 | 0 | 0 | 0 | 0
STWD | 0 | 0 | 0 | 0 | 0 | 0
WT | 0 | 0 | 0 | 0 | 0 | 0
IGCC | 0 | 0 | 0 | 0 | 0 | 0
DemandResponse | 0 | 0 | 0 | 0 | 0 | 0
IGCC-CCS | 0 | 0 | 0 | 0 | 0 | 0
WT_off | 0 | 0 | 0 | 0 | 0 | 0
PseudoUnit | 0 | 0 | 0 | 0 | 0 | 0
FixedInterchange | 0 | 0 | 0 | 0 | 0 | 0
Emission Cost by Reporting Type: EI_US
ReportingType | 2015 | 2020 | 2025 | 2030 | 2035 | 2040
BM | 0 | 0 | 0 | 0 | 0 | 0
CC | 0 | 0 | 0 | 0 | 0 | 0
CSP | 0 | 0 | 0 | 0 | 0 | 0
CT | 0 | 0 | 0 | 0 | 0 | 0
Coal | 0 | 0 | 0 | 0 | 0 | 0
Geo | 0 | 0 | 0 | 0 | 0 | 0
H | 0 | 0 | 0 | 0 | 0 | 0
LFG | 0 | 0 | 0 | 0 | 0 | 0
Nuc | 0 | 0 | 0 | 0 | 0 | 0
PS | 0 | 0 | 0 | 0 | 0 | 0
PV | 0 | 0 | 0 | 0 | 0 | 0
PeakG | 0 | 0 | 0 | 0 | 0 | 0
PeakO | 0 | 0 | 0 | 0 | 0 | 0
ST | 0 | 0 | 0 | 0 | 0 | 0
STOG | 0 | 0 | 0 | 0 | 0 | 0
STWD | 0 | 0 | 0 | 0 | 0 | 0
WT | 0 | 0 | 0 | 0 | 0 | 0
IGCC | 0 | 0 | 0 | 0 | 0 | 0
DemandResponse | 0 | 0 | 0 | 0 | 0 | 0
IGCC-CCS | 0 | 0 | 0 | 0 | 0 | 0
WT_off | 0 | 0 | 0 | 0 | 0 | 0
PseudoUnit | 0 | 0 | 0 | 0 | 0 | 0
FixedInterchange | 0 | 0 | 0 | 0 | 0 | 0
Emission Cost by Reporting Type: EI_Canada
ReportingType | 2015 | 2020 | 2025 | 2030 | 2035 | 2040
BM | 0 | 0 | 0 | 0 | 0 | 0
CC | 0 | 0 | 0 | 0 | 0 | 0
CSP | 0 | 0 | 0 | 0 | 0 | 0
CT | 0 | 0 | 0 | 0 | 0 | 0
Coal | 0 | 0 | 0 | 0 | 0 | 0
Geo | 0 | 0 | 0 | 0 | 0 | 0
H | 0 | 0 | 0 | 0 | 0 | 0
LFG | 0 | 0 | 0 | 0 | 0 | 0
Nuc | 0 | 0 | 0 | 0 | 0 | 0
PS | 0 | 0 | 0 | 0 | 0 | 0
PV | 0 | 0 | 0 | 0 | 0 | 0
PeakG | 0 | 0 | 0 | 0 | 0 | 0
PeakO | 0 | 0 | 0 | 0 | 0 | 0
ST | 0 | 0 | 0 | 0 | 0 | 0
STOG | 0 | 0 | 0 | 0 | 0 | 0
STWD | 0 | 0 | 0 | 0 | 0 | 0
WT | 0 | 0 | 0 | 0 | 0 | 0
IGCC | 0 | 0 | 0 | 0 | 0 | 0
DemandResponse | 0 | 0 | 0 | 0 | 0 | 0
IGCC-CCS | 0 | 0 | 0 | 0 | 0 | 0
WT_off | 0 | 0 | 0 | 0 | 0 | 0
PseudoUnit | 0 | 0 | 0 | 0 | 0 | 0
FixedInterchange | 0 | 0 | 0 | 0 | 0 | 0
Emission Cost by Reporting Type: EI
ReportingType | 2015 | 2020 | 2025 | 2030 | 2035 | 2040
BM | 0 | 0 | 0 | 0 | 0 | 0
CC | 0 | 0 | 0 | 0 | 0 | 0
CSP | 0 | 0 | 0 | 0 | 0 | 0
CT | 0 | 0 | 0 | 0 | 0 | 0
Coal | 0 | 0 | 0 | 0 | 0 | 0
Geo | 0 | 0 | 0 | 0 | 0 | 0
H | 0 | 0 | 0 | 0 | 0 | 0
LFG | 0 | 0 | 0 | 0 | 0 | 0
Nuc | 0 | 0 | 0 | 0 | 0 | 0
PS | 0 | 0 | 0 | 0 | 0 | 0
PV | 0 | 0 | 0 | 0 | 0 | 0
PeakG | 0 | 0 | 0 | 0 | 0 | 0
PeakO | 0 | 0 | 0 | 0 | 0 | 0
ST | 0 | 0 | 0 | 0 | 0 | 0
STOG | 0 | 0 | 0 | 0 | 0 | 0
STWD | 0 | 0 | 0 | 0 | 0 | 0
WT | 0 | 0 | 0 | 0 | 0 | 0
IGCC | 0 | 0 | 0 | 0 | 0 | 0
DemandResponse | 0 | 0 | 0 | 0 | 0 | 0
IGCC-CCS | 0 | 0 | 0 | 0 | 0 | 0
WT_off | 0 | 0 | 0 | 0 | 0 | 0
PseudoUnit | 0 | 0 | 0 | 0 | 0 | 0
FixedInterchange | 0 | 0 | 0 | 0 | 0 | 0
Emission Cost by Reporting Type: Outside_EI
ReportingType | 2015 | 2020 | 2025 | 2030 | 2035 | 2040
BM | 0 | 0 | 0 | 0 | 0 | 0
CC | 0 | 0 | 0 | 0 | 0 | 0
CSP | 0 | 0 | 0 | 0 | 0 | 0
CT | 0 | 0 | 0 | 0 | 0 | 0
Coal | 0 | 0 | 0 | 0 | 0 | 0
Geo | 0 | 0 | 0 | 0 | 0 | 0
H | 0 | 0 | 0 | 0 | 0 | 0
LFG | 0 | 0 | 0 | 0 | 0 | 0
Nuc | 0 | 0 | 0 | 0 | 0 | 0
PS | 0 | 0 | 0 | 0 | 0 | 0
PV | 0 | 0 | 0 | 0 | 0 | 0
PeakG | 0 | 0 | 0 | 0 | 0 | 0
PeakO | 0 | 0 | 0 | 0 | 0 | 0
ST | 0 | 0 | 0 | 0 | 0 | 0
STOG | 0 | 0 | 0 | 0 | 0 | 0
STWD | 0 | 0 | 0 | 0 | 0 | 0
WT | 0 | 0 | 0 | 0 | 0 | 0
IGCC | 0 | 0 | 0 | 0 | 0 | 0
DemandResponse | 0 | 0 | 0 | 0 | 0 | 0
IGCC-CCS | 0 | 0 | 0 | 0 | 0 | 0
WT_off | 0 | 0 | 0 | 0 | 0 | 0
PseudoUnit | 0 | 0 | 0 | 0 | 0 | 0
FixedInterchange | 0 | 0 | 0 | 0 | 0 | 0
==== Emission Program: Carbon_CA : (CO2) ====
Emission Cost by Reporting Type: Entergy
ReportingType | 2015 | 2020 | 2025 | 2030 | 2035 | 2040
BM | 0 | 0 | 0 | 0 | 0 | 0
CC | 0 | 0 | 0 | 0 | 0 | 0
CSP | 0 | 0 | 0 | 0 | 0 | 0
CT | 0 | 0 | 0 | 0 | 0 | 0
Coal | 0 | 0 | 0 | 0 | 0 | 0
Geo | 0 | 0 | 0 | 0 | 0 | 0
H | 0 | 0 | 0 | 0 | 0 | 0
LFG | 0 | 0 | 0 | 0 | 0 | 0
Nuc | 0 | 0 | 0 | 0 | 0 | 0
PS | 0 | 0 | 0 | 0 | 0 | 0
PV | 0 | 0 | 0 | 0 | 0 | 0
PeakG | 0 | 0 | 0 | 0 | 0 | 0
PeakO | 0 | 0 | 0 | 0 | 0 | 0
ST | 0 | 0 | 0 | 0 | 0 | 0
STOG | 0 | 0 | 0 | 0 | 0 | 0
STWD | 0 | 0 | 0 | 0 | 0 | 0
WT | 0 | 0 | 0 | 0 | 0 | 0
IGCC | 0 | 0 | 0 | 0 | 0 | 0
DemandResponse | 0 | 0 | 0 | 0 | 0 | 0
IGCC-CCS | 0 | 0 | 0 | 0 | 0 | 0
WT_off | 0 | 0 | 0 | 0 | 0 | 0
PseudoUnit | 0 | 0 | 0 | 0 | 0 | 0
FixedInterchange | 0 | 0 | 0 | 0 | 0 | 0
Emission Cost by Reporting Type: FRCC
ReportingType | 2015 | 2020 | 2025 | 2030 | 2035 | 2040
BM | 0 | 0 | 0 | 0 | 0 | 0
CC | 0 | 0 | 0 | 0 | 0 | 0
CSP | 0 | 0 | 0 | 0 | 0 | 0
CT | 0 | 0 | 0 | 0 | 0 | 0
Coal | 0 | 0 | 0 | 0 | 0 | 0
Geo | 0 | 0 | 0 | 0 | 0 | 0
H | 0 | 0 | 0 | 0 | 0 | 0
LFG | 0 | 0 | 0 | 0 | 0 | 0
Nuc | 0 | 0 | 0 | 0 | 0 | 0
PS | 0 | 0 | 0 | 0 | 0 | 0
PV | 0 | 0 | 0 | 0 | 0 | 0
PeakG | 0 | 0 | 0 | 0 | 0 | 0
PeakO | 0 | 0 | 0 | 0 | 0 | 0
ST | 0 | 0 | 0 | 0 | 0 | 0
STOG | 0 | 0 | 0 | 0 | 0 | 0
STWD | 0 | 0 | 0 | 0 | 0 | 0
WT | 0 | 0 | 0 | 0 | 0 | 0
IGCC | 0 | 0 | 0 | 0 | 0 | 0
DemandResponse | 0 | 0 | 0 | 0 | 0 | 0
IGCC-CCS | 0 | 0 | 0 | 0 | 0 | 0
WT_off | 0 | 0 | 0 | 0 | 0 | 0
PseudoUnit | 0 | 0 | 0 | 0 | 0 | 0
FixedInterchange | 0 | 0 | 0 | 0 | 0 | 0
Emission Cost by Reporting Type: MAPP_US
ReportingType | 2015 | 2020 | 2025 | 2030 | 2035 | 2040
BM | 0 | 0 | 0 | 0 | 0 | 0
CC | 0 | 0 | 0 | 0 | 0 | 0
CSP | 0 | 0 | 0 | 0 | 0 | 0
CT | 0 | 0 | 0 | 0 | 0 | 0
Coal | 0 | 0 | 0 | 0 | 0 | 0
Geo | 0 | 0 | 0 | 0 | 0 | 0
H | 0 | 0 | 0 | 0 | 0 | 0
LFG | 0 | 0 | 0 | 0 | 0 | 0
Nuc | 0 | 0 | 0 | 0 | 0 | 0
PS | 0 | 0 | 0 | 0 | 0 | 0
PV | 0 | 0 | 0 | 0 | 0 | 0
PeakG | 0 | 0 | 0 | 0 | 0 | 0
PeakO | 0 | 0 | 0 | 0 | 0 | 0
ST | 0 | 0 | 0 | 0 | 0 | 0
STOG | 0 | 0 | 0 | 0 | 0 | 0
STWD | 0 | 0 | 0 | 0 | 0 | 0
WT | 0 | 0 | 0 | 0 | 0 | 0
IGCC | 0 | 0 | 0 | 0 | 0 | 0
DemandResponse | 0 | 0 | 0 | 0 | 0 | 0
IGCC-CCS | 0 | 0 | 0 | 0 | 0 | 0
WT_off | 0 | 0 | 0 | 0 | 0 | 0
PseudoUnit | 0 | 0 | 0 | 0 | 0 | 0
FixedInterchange | 0 | 0 | 0 | 0 | 0 | 0
Emission Cost by Reporting Type: MISO_IN
ReportingType | 2015 | 2020 | 2025 | 2030 | 2035 | 2040
BM | 0 | 0 | 0 | 0 | 0 | 0
CC | 0 | 0 | 0 | 0 | 0 | 0
CSP | 0 | 0 | 0 | 0 | 0 | 0
CT | 0 | 0 | 0 | 0 | 0 | 0
Coal | 0 | 0 | 0 | 0 | 0 | 0
Geo | 0 | 0 | 0 | 0 | 0 | 0
H | 0 | 0 | 0 | 0 | 0 | 0
LFG | 0 | 0 | 0 | 0 | 0 | 0
Nuc | 0 | 0 | 0 | 0 | 0 | 0
PS | 0 | 0 | 0 | 0 | 0 | 0
PV | 0 | 0 | 0 | 0 | 0 | 0
PeakG | 0 | 0 | 0 | 0 | 0 | 0
PeakO | 0 | 0 | 0 | 0 | 0 | 0
ST | 0 | 0 | 0 | 0 | 0 | 0
STOG | 0 | 0 | 0 | 0 | 0 | 0
STWD | 0 | 0 | 0 | 0 | 0 | 0
WT | 0 | 0 | 0 | 0 | 0 | 0
IGCC | 0 | 0 | 0 | 0 | 0 | 0
DemandResponse | 0 | 0 | 0 | 0 | 0 | 0
IGCC-CCS | 0 | 0 | 0 | 0 | 0 | 0
WT_off | 0 | 0 | 0 | 0 | 0 | 0
PseudoUnit | 0 | 0 | 0 | 0 | 0 | 0
FixedInterchange | 0 | 0 | 0 | 0 | 0 | 0
Emission Cost by Reporting Type: MISO_MI
ReportingType | 2015 | 2020 | 2025 | 2030 | 2035 | 2040
BM | 0 | 0 | 0 | 0 | 0 | 0
CC | 0 | 0 | 0 | 0 | 0 | 0
CSP | 0 | 0 | 0 | 0 | 0 | 0
CT | 0 | 0 | 0 | 0 | 0 | 0
Coal | 0 | 0 | 0 | 0 | 0 | 0
Geo | 0 | 0 | 0 | 0 | 0 | 0
H | 0 | 0 | 0 | 0 | 0 | 0
LFG | 0 | 0 | 0 | 0 | 0 | 0
Nuc | 0 | 0 | 0 | 0 | 0 | 0
PS | 0 | 0 | 0 | 0 | 0 | 0
PV | 0 | 0 | 0 | 0 | 0 | 0
PeakG | 0 | 0 | 0 | 0 | 0 | 0
PeakO | 0 | 0 | 0 | 0 | 0 | 0
ST | 0 | 0 | 0 | 0 | 0 | 0
STOG | 0 | 0 | 0 | 0 | 0 | 0
STWD | 0 | 0 | 0 | 0 | 0 | 0
WT | 0 | 0 | 0 | 0 | 0 | 0
IGCC | 0 | 0 | 0 | 0 | 0 | 0
DemandResponse | 0 | 0 | 0 | 0 | 0 | 0
IGCC-CCS | 0 | 0 | 0 | 0 | 0 | 0
WT_off | 0 | 0 | 0 | 0 | 0 | 0
PseudoUnit | 0 | 0 | 0 | 0 | 0 | 0
FixedInterchange | 0 | 0 | 0 | 0 | 0 | 0
Emission Cost by Reporting Type: MISO_MO-IL
ReportingType | 2015 | 2020 | 2025 | 2030 | 2035 | 2040
BM | 0 | 0 | 0 | 0 | 0 | 0
CC | 0 | 0 | 0 | 0 | 0 | 0
CSP | 0 | 0 | 0 | 0 | 0 | 0
CT | 0 | 0 | 0 | 0 | 0 | 0
Coal | 0 | 0 | 0 | 0 | 0 | 0
Geo | 0 | 0 | 0 | 0 | 0 | 0
H | 0 | 0 | 0 | 0 | 0 | 0
LFG | 0 | 0 | 0 | 0 | 0 | 0
Nuc | 0 | 0 | 0 | 0 | 0 | 0
PS | 0 | 0 | 0 | 0 | 0 | 0
PV | 0 | 0 | 0 | 0 | 0 | 0
PeakG | 0 | 0 | 0 | 0 | 0 | 0
PeakO | 0 | 0 | 0 | 0 | 0 | 0
ST | 0 | 0 | 0 | 0 | 0 | 0
STOG | 0 | 0 | 0 | 0 | 0 | 0
STWD | 0 | 0 | 0 | 0 | 0 | 0
WT | 0 | 0 | 0 | 0 | 0 | 0
IGCC | 0 | 0 | 0 | 0 | 0 | 0
DemandResponse | 0 | 0 | 0 | 0 | 0 | 0
IGCC-CCS | 0 | 0 | 0 | 0 | 0 | 0
WT_off | 0 | 0 | 0 | 0 | 0 | 0
PseudoUnit | 0 | 0 | 0 | 0 | 0 | 0
FixedInterchange | 0 | 0 | 0 | 0 | 0 | 0
Emission Cost by Reporting Type: MISO_W
ReportingType | 2015 | 2020 | 2025 | 2030 | 2035 | 2040
BM | 0 | 0 | 0 | 0 | 0 | 0
CC | 0 | 0 | 0 | 0 | 0 | 0
CSP | 0 | 0 | 0 | 0 | 0 | 0
CT | 0 | 0 | 0 | 0 | 0 | 0
Coal | 0 | 0 | 0 | 0 | 0 | 0
Geo | 0 | 0 | 0 | 0 | 0 | 0
H | 0 | 0 | 0 | 0 | 0 | 0
LFG | 0 | 0 | 0 | 0 | 0 | 0
Nuc | 0 | 0 | 0 | 0 | 0 | 0
PS | 0 | 0 | 0 | 0 | 0 | 0
PV | 0 | 0 | 0 | 0 | 0 | 0
PeakG | 0 | 0 | 0 | 0 | 0 | 0
PeakO | 0 | 0 | 0 | 0 | 0 | 0
ST | 0 | 0 | 0 | 0 | 0 | 0
STOG | 0 | 0 | 0 | 0 | 0 | 0
STWD | 0 | 0 | 0 | 0 | 0 | 0
WT | 0 | 0 | 0 | 0 | 0 | 0
IGCC | 0 | 0 | 0 | 0 | 0 | 0
DemandResponse | 0 | 0 | 0 | 0 | 0 | 0
IGCC-CCS | 0 | 0 | 0 | 0 | 0 | 0
WT_off | 0 | 0 | 0 | 0 | 0 | 0
PseudoUnit | 0 | 0 | 0 | 0 | 0 | 0
FixedInterchange | 0 | 0 | 0 | 0 | 0 | 0
Emission Cost by Reporting Type: MISO_WUMS
ReportingType | 2015 | 2020 | 2025 | 2030 | 2035 | 2040
BM | 0 | 0 | 0 | 0 | 0 | 0
CC | 0 | 0 | 0 | 0 | 0 | 0
CSP | 0 | 0 | 0 | 0 | 0 | 0
CT | 0 | 0 | 0 | 0 | 0 | 0
Coal | 0 | 0 | 0 | 0 | 0 | 0
Geo | 0 | 0 | 0 | 0 | 0 | 0
H | 0 | 0 | 0 | 0 | 0 | 0
LFG | 0 | 0 | 0 | 0 | 0 | 0
Nuc | 0 | 0 | 0 | 0 | 0 | 0
PS | 0 | 0 | 0 | 0 | 0 | 0
PV | 0 | 0 | 0 | 0 | 0 | 0
PeakG | 0 | 0 | 0 | 0 | 0 | 0
PeakO | 0 | 0 | 0 | 0 | 0 | 0
ST | 0 | 0 | 0 | 0 | 0 | 0
STOG | 0 | 0 | 0 | 0 | 0 | 0
STWD | 0 | 0 | 0 | 0 | 0 | 0
WT | 0 | 0 | 0 | 0 | 0 | 0
IGCC | 0 | 0 | 0 | 0 | 0 | 0
DemandResponse | 0 | 0 | 0 | 0 | 0 | 0
IGCC-CCS | 0 | 0 | 0 | 0 | 0 | 0
WT_off | 0 | 0 | 0 | 0 | 0 | 0
PseudoUnit | 0 | 0 | 0 | 0 | 0 | 0
FixedInterchange | 0 | 0 | 0 | 0 | 0 | 0
Emission Cost by Reporting Type: Nebraska
ReportingType | 2015 | 2020 | 2025 | 2030 | 2035 | 2040
BM | 0 | 0 | 0 | 0 | 0 | 0
CC | 0 | 0 | 0 | 0 | 0 | 0
CSP | 0 | 0 | 0 | 0 | 0 | 0
CT | 0 | 0 | 0 | 0 | 0 | 0
Coal | 0 | 0 | 0 | 0 | 0 | 0
Geo | 0 | 0 | 0 | 0 | 0 | 0
H | 0 | 0 | 0 | 0 | 0 | 0
LFG | 0 | 0 | 0 | 0 | 0 | 0
Nuc | 0 | 0 | 0 | 0 | 0 | 0
PS | 0 | 0 | 0 | 0 | 0 | 0
PV | 0 | 0 | 0 | 0 | 0 | 0
PeakG | 0 | 0 | 0 | 0 | 0 | 0
PeakO | 0 | 0 | 0 | 0 | 0 | 0
ST | 0 | 0 | 0 | 0 | 0 | 0
STOG | 0 | 0 | 0 | 0 | 0 | 0
STWD | 0 | 0 | 0 | 0 | 0 | 0
WT | 0 | 0 | 0 | 0 | 0 | 0
IGCC | 0 | 0 | 0 | 0 | 0 | 0
DemandResponse | 0 | 0 | 0 | 0 | 0 | 0
IGCC-CCS | 0 | 0 | 0 | 0 | 0 | 0
WT_off | 0 | 0 | 0 | 0 | 0 | 0
PseudoUnit | 0 | 0 | 0 | 0 | 0 | 0
FixedInterchange | 0 | 0 | 0 | 0 | 0 | 0
Emission Cost by Reporting Type: NEISO
ReportingType | 2015 | 2020 | 2025 | 2030 | 2035 | 2040
BM | 0 | 0 | 0 | 0 | 0 | 0
CC | 0 | 0 | 0 | 0 | 0 | 0
CSP | 0 | 0 | 0 | 0 | 0 | 0
CT | 0 | 0 | 0 | 0 | 0 | 0
Coal | 0 | 0 | 0 | 0 | 0 | 0
Geo | 0 | 0 | 0 | 0 | 0 | 0
H | 0 | 0 | 0 | 0 | 0 | 0
LFG | 0 | 0 | 0 | 0 | 0 | 0
Nuc | 0 | 0 | 0 | 0 | 0 | 0
PS | 0 | 0 | 0 | 0 | 0 | 0
PV | 0 | 0 | 0 | 0 | 0 | 0
PeakG | 0 | 0 | 0 | 0 | 0 | 0
PeakO | 0 | 0 | 0 | 0 | 0 | 0
ST | 0 | 0 | 0 | 0 | 0 | 0
STOG | 0 | 0 | 0 | 0 | 0 | 0
STWD | 0 | 0 | 0 | 0 | 0 | 0
WT | 0 | 0 | 0 | 0 | 0 | 0
IGCC | 0 | 0 | 0 | 0 | 0 | 0
DemandResponse | 0 | 0 | 0 | 0 | 0 | 0
IGCC-CCS | 0 | 0 | 0 | 0 | 0 | 0
WT_off | 0 | 0 | 0 | 0 | 0 | 0
PseudoUnit | 0 | 0 | 0 | 0 | 0 | 0
FixedInterchange | 0 | 0 | 0 | 0 | 0 | 0
Emission Cost by Reporting Type: NonRTO_Midwest
ReportingType | 2015 | 2020 | 2025 | 2030 | 2035 | 2040
BM | 0 | 0 | 0 | 0 | 0 | 0
CC | 0 | 0 | 0 | 0 | 0 | 0
CSP | 0 | 0 | 0 | 0 | 0 | 0
CT | 0 | 0 | 0 | 0 | 0 | 0
Coal | 0 | 0 | 0 | 0 | 0 | 0
Geo | 0 | 0 | 0 | 0 | 0 | 0
H | 0 | 0 | 0 | 0 | 0 | 0
LFG | 0 | 0 | 0 | 0 | 0 | 0
Nuc | 0 | 0 | 0 | 0 | 0 | 0
PS | 0 | 0 | 0 | 0 | 0 | 0
PV | 0 | 0 | 0 | 0 | 0 | 0
PeakG | 0 | 0 | 0 | 0 | 0 | 0
PeakO | 0 | 0 | 0 | 0 | 0 | 0
ST | 0 | 0 | 0 | 0 | 0 | 0
STOG | 0 | 0 | 0 | 0 | 0 | 0
STWD | 0 | 0 | 0 | 0 | 0 | 0
WT | 0 | 0 | 0 | 0 | 0 | 0
IGCC | 0 | 0 | 0 | 0 | 0 | 0
DemandResponse | 0 | 0 | 0 | 0 | 0 | 0
IGCC-CCS | 0 | 0 | 0 | 0 | 0 | 0
WT_off | 0 | 0 | 0 | 0 | 0 | 0
PseudoUnit | 0 | 0 | 0 | 0 | 0 | 0
FixedInterchange | 0 | 0 | 0 | 0 | 0 | 0
Emission Cost by Reporting Type: NYISO_A-F
ReportingType | 2015 | 2020 | 2025 | 2030 | 2035 | 2040
BM | 0 | 0 | 0 | 0 | 0 | 0
CC | 0 | 0 | 0 | 0 | 0 | 0
CSP | 0 | 0 | 0 | 0 | 0 | 0
CT | 0 | 0 | 0 | 0 | 0 | 0
Coal | 0 | 0 | 0 | 0 | 0 | 0
Geo | 0 | 0 | 0 | 0 | 0 | 0
H | 0 | 0 | 0 | 0 | 0 | 0
LFG | 0 | 0 | 0 | 0 | 0 | 0
Nuc | 0 | 0 | 0 | 0 | 0 | 0
PS | 0 | 0 | 0 | 0 | 0 | 0
PV | 0 | 0 | 0 | 0 | 0 | 0
PeakG | 0 | 0 | 0 | 0 | 0 | 0
PeakO | 0 | 0 | 0 | 0 | 0 | 0
ST | 0 | 0 | 0 | 0 | 0 | 0
STOG | 0 | 0 | 0 | 0 | 0 | 0
STWD | 0 | 0 | 0 | 0 | 0 | 0
WT | 0 | 0 | 0 | 0 | 0 | 0
IGCC | 0 | 0 | 0 | 0 | 0 | 0
DemandResponse | 0 | 0 | 0 | 0 | 0 | 0
IGCC-CCS | 0 | 0 | 0 | 0 | 0 | 0
WT_off | 0 | 0 | 0 | 0 | 0 | 0
PseudoUnit | 0 | 0 | 0 | 0 | 0 | 0
FixedInterchange | 0 | 0 | 0 | 0 | 0 | 0
Emission Cost by Reporting Type: NYISO_G-I
ReportingType | 2015 | 2020 | 2025 | 2030 | 2035 | 2040
BM | 0 | 0 | 0 | 0 | 0 | 0
CC | 0 | 0 | 0 | 0 | 0 | 0
CSP | 0 | 0 | 0 | 0 | 0 | 0
CT | 0 | 0 | 0 | 0 | 0 | 0
Coal | 0 | 0 | 0 | 0 | 0 | 0
Geo | 0 | 0 | 0 | 0 | 0 | 0
H | 0 | 0 | 0 | 0 | 0 | 0
LFG | 0 | 0 | 0 | 0 | 0 | 0
Nuc | 0 | 0 | 0 | 0 | 0 | 0
PS | 0 | 0 | 0 | 0 | 0 | 0
PV | 0 | 0 | 0 | 0 | 0 | 0
PeakG | 0 | 0 | 0 | 0 | 0 | 0
PeakO | 0 | 0 | 0 | 0 | 0 | 0
ST | 0 | 0 | 0 | 0 | 0 | 0
STOG | 0 | 0 | 0 | 0 | 0 | 0
STWD | 0 | 0 | 0 | 0 | 0 | 0
WT | 0 | 0 | 0 | 0 | 0 | 0
IGCC | 0 | 0 | 0 | 0 | 0 | 0
DemandResponse | 0 | 0 | 0 | 0 | 0 | 0
IGCC-CCS | 0 | 0 | 0 | 0 | 0 | 0
WT_off | 0 | 0 | 0 | 0 | 0 | 0
PseudoUnit | 0 | 0 | 0 | 0 | 0 | 0
FixedInterchange | 0 | 0 | 0 | 0 | 0 | 0
Emission Cost by Reporting Type: NYISO_J-K
ReportingType | 2015 | 2020 | 2025 | 2030 | 2035 | 2040
BM | 0 | 0 | 0 | 0 | 0 | 0
CC | 0 | 0 | 0 | 0 | 0 | 0
CSP | 0 | 0 | 0 | 0 | 0 | 0
CT | 0 | 0 | 0 | 0 | 0 | 0
Coal | 0 | 0 | 0 | 0 | 0 | 0
Geo | 0 | 0 | 0 | 0 | 0 | 0
H | 0 | 0 | 0 | 0 | 0 | 0
LFG | 0 | 0 | 0 | 0 | 0 | 0
Nuc | 0 | 0 | 0 | 0 | 0 | 0
PS | 0 | 0 | 0 | 0 | 0 | 0
PV | 0 | 0 | 0 | 0 | 0 | 0
PeakG | 0 | 0 | 0 | 0 | 0 | 0
PeakO | 0 | 0 | 0 | 0 | 0 | 0
ST | 0 | 0 | 0 | 0 | 0 | 0
STOG | 0 | 0 | 0 | 0 | 0 | 0
STWD | 0 | 0 | 0 | 0 | 0 | 0
WT | 0 | 0 | 0 | 0 | 0 | 0
IGCC | 0 | 0 | 0 | 0 | 0 | 0
DemandResponse | 0 | 0 | 0 | 0 | 0 | 0
IGCC-CCS | 0 | 0 | 0 | 0 | 0 | 0
WT_off | 0 | 0 | 0 | 0 | 0 | 0
PseudoUnit | 0 | 0 | 0 | 0 | 0 | 0
FixedInterchange | 0 | 0 | 0 | 0 | 0 | 0
Emission Cost by Reporting Type: PJM_E
ReportingType | 2015 | 2020 | 2025 | 2030 | 2035 | 2040
BM | 0 | 0 | 0 | 0 | 0 | 0
CC | 0 | 0 | 0 | 0 | 0 | 0
CSP | 0 | 0 | 0 | 0 | 0 | 0
CT | 0 | 0 | 0 | 0 | 0 | 0
Coal | 0 | 0 | 0 | 0 | 0 | 0
Geo | 0 | 0 | 0 | 0 | 0 | 0
H | 0 | 0 | 0 | 0 | 0 | 0
LFG | 0 | 0 | 0 | 0 | 0 | 0
Nuc | 0 | 0 | 0 | 0 | 0 | 0
PS | 0 | 0 | 0 | 0 | 0 | 0
PV | 0 | 0 | 0 | 0 | 0 | 0
PeakG | 0 | 0 | 0 | 0 | 0 | 0
PeakO | 0 | 0 | 0 | 0 | 0 | 0
ST | 0 | 0 | 0 | 0 | 0 | 0
STOG | 0 | 0 | 0 | 0 | 0 | 0
STWD | 0 | 0 | 0 | 0 | 0 | 0
WT | 0 | 0 | 0 | 0 | 0 | 0
IGCC | 0 | 0 | 0 | 0 | 0 | 0
DemandResponse | 0 | 0 | 0 | 0 | 0 | 0
IGCC-CCS | 0 | 0 | 0 | 0 | 0 | 0
WT_off | 0 | 0 | 0 | 0 | 0 | 0
PseudoUnit | 0 | 0 | 0 | 0 | 0 | 0
FixedInterchange | 0 | 0 | 0 | 0 | 0 | 0
Emission Cost by Reporting Type: PJM_ROM
ReportingType | 2015 | 2020 | 2025 | 2030 | 2035 | 2040
BM | 0 | 0 | 0 | 0 | 0 | 0
CC | 0 | 0 | 0 | 0 | 0 | 0
CSP | 0 | 0 | 0 | 0 | 0 | 0
CT | 0 | 0 | 0 | 0 | 0 | 0
Coal | 0 | 0 | 0 | 0 | 0 | 0
Geo | 0 | 0 | 0 | 0 | 0 | 0
H | 0 | 0 | 0 | 0 | 0 | 0
LFG | 0 | 0 | 0 | 0 | 0 | 0
Nuc | 0 | 0 | 0 | 0 | 0 | 0
PS | 0 | 0 | 0 | 0 | 0 | 0
PV | 0 | 0 | 0 | 0 | 0 | 0
PeakG | 0 | 0 | 0 | 0 | 0 | 0
PeakO | 0 | 0 | 0 | 0 | 0 | 0
ST | 0 | 0 | 0 | 0 | 0 | 0
STOG | 0 | 0 | 0 | 0 | 0 | 0
STWD | 0 | 0 | 0 | 0 | 0 | 0
WT | 0 | 0 | 0 | 0 | 0 | 0
IGCC | 0 | 0 | 0 | 0 | 0 | 0
DemandResponse | 0 | 0 | 0 | 0 | 0 | 0
IGCC-CCS | 0 | 0 | 0 | 0 | 0 | 0
WT_off | 0 | 0 | 0 | 0 | 0 | 0
PseudoUnit | 0 | 0 | 0 | 0 | 0 | 0
FixedInterchange | 0 | 0 | 0 | 0 | 0 | 0
Emission Cost by Reporting Type: PJM_ROR
ReportingType | 2015 | 2020 | 2025 | 2030 | 2035 | 2040
BM | 0 | 0 | 0 | 0 | 0 | 0
CC | 0 | 0 | 0 | 0 | 0 | 0
CSP | 0 | 0 | 0 | 0 | 0 | 0
CT | 0 | 0 | 0 | 0 | 0 | 0
Coal | 0 | 0 | 0 | 0 | 0 | 0
Geo | 0 | 0 | 0 | 0 | 0 | 0
H | 0 | 0 | 0 | 0 | 0 | 0
LFG | 0 | 0 | 0 | 0 | 0 | 0
Nuc | 0 | 0 | 0 | 0 | 0 | 0
PS | 0 | 0 | 0 | 0 | 0 | 0
PV | 0 | 0 | 0 | 0 | 0 | 0
PeakG | 0 | 0 | 0 | 0 | 0 | 0
PeakO | 0 | 0 | 0 | 0 | 0 | 0
ST | 0 | 0 | 0 | 0 | 0 | 0
STOG | 0 | 0 | 0 | 0 | 0 | 0
STWD | 0 | 0 | 0 | 0 | 0 | 0
WT | 0 | 0 | 0 | 0 | 0 | 0
IGCC | 0 | 0 | 0 | 0 | 0 | 0
DemandResponse | 0 | 0 | 0 | 0 | 0 | 0
IGCC-CCS | 0 | 0 | 0 | 0 | 0 | 0
WT_off | 0 | 0 | 0 | 0 | 0 | 0
PseudoUnit | 0 | 0 | 0 | 0 | 0 | 0
FixedInterchange | 0 | 0 | 0 | 0 | 0 | 0
Emission Cost by Reporting Type: SOCO
ReportingType | 2015 | 2020 | 2025 | 2030 | 2035 | 2040
BM | 0 | 0 | 0 | 0 | 0 | 0
CC | 0 | 0 | 0 | 0 | 0 | 0
CSP | 0 | 0 | 0 | 0 | 0 | 0
CT | 0 | 0 | 0 | 0 | 0 | 0
Coal | 0 | 0 | 0 | 0 | 0 | 0
Geo | 0 | 0 | 0 | 0 | 0 | 0
H | 0 | 0 | 0 | 0 | 0 | 0
LFG | 0 | 0 | 0 | 0 | 0 | 0
Nuc | 0 | 0 | 0 | 0 | 0 | 0
PS | 0 | 0 | 0 | 0 | 0 | 0
PV | 0 | 0 | 0 | 0 | 0 | 0
PeakG | 0 | 0 | 0 | 0 | 0 | 0
PeakO | 0 | 0 | 0 | 0 | 0 | 0
ST | 0 | 0 | 0 | 0 | 0 | 0
STOG | 0 | 0 | 0 | 0 | 0 | 0
STWD | 0 | 0 | 0 | 0 | 0 | 0
WT | 0 | 0 | 0 | 0 | 0 | 0
IGCC | 0 | 0 | 0 | 0 | 0 | 0
DemandResponse | 0 | 0 | 0 | 0 | 0 | 0
IGCC-CCS | 0 | 0 | 0 | 0 | 0 | 0
WT_off | 0 | 0 | 0 | 0 | 0 | 0
PseudoUnit | 0 | 0 | 0 | 0 | 0 | 0
FixedInterchange | 0 | 0 | 0 | 0 | 0 | 0
Emission Cost by Reporting Type: SPP_N
ReportingType | 2015 | 2020 | 2025 | 2030 | 2035 | 2040
BM | 0 | 0 | 0 | 0 | 0 | 0
CC | 0 | 0 | 0 | 0 | 0 | 0
CSP | 0 | 0 | 0 | 0 | 0 | 0
CT | 0 | 0 | 0 | 0 | 0 | 0
Coal | 0 | 0 | 0 | 0 | 0 | 0
Geo | 0 | 0 | 0 | 0 | 0 | 0
H | 0 | 0 | 0 | 0 | 0 | 0
LFG | 0 | 0 | 0 | 0 | 0 | 0
Nuc | 0 | 0 | 0 | 0 | 0 | 0
PS | 0 | 0 | 0 | 0 | 0 | 0
PV | 0 | 0 | 0 | 0 | 0 | 0
PeakG | 0 | 0 | 0 | 0 | 0 | 0
PeakO | 0 | 0 | 0 | 0 | 0 | 0
ST | 0 | 0 | 0 | 0 | 0 | 0
STOG | 0 | 0 | 0 | 0 | 0 | 0
STWD | 0 | 0 | 0 | 0 | 0 | 0
WT | 0 | 0 | 0 | 0 | 0 | 0
IGCC | 0 | 0 | 0 | 0 | 0 | 0
DemandResponse | 0 | 0 | 0 | 0 | 0 | 0
IGCC-CCS | 0 | 0 | 0 | 0 | 0 | 0
WT_off | 0 | 0 | 0 | 0 | 0 | 0
PseudoUnit | 0 | 0 | 0 | 0 | 0 | 0
FixedInterchange | 0 | 0 | 0 | 0 | 0 | 0
Emission Cost by Reporting Type: SPP_S
ReportingType | 2015 | 2020 | 2025 | 2030 | 2035 | 2040
BM | 0 | 0 | 0 | 0 | 0 | 0
CC | 0 | 0 | 0 | 0 | 0 | 0
CSP | 0 | 0 | 0 | 0 | 0 | 0
CT | 0 | 0 | 0 | 0 | 0 | 0
Coal | 0 | 0 | 0 | 0 | 0 | 0
Geo | 0 | 0 | 0 | 0 | 0 | 0
H | 0 | 0 | 0 | 0 | 0 | 0
LFG | 0 | 0 | 0 | 0 | 0 | 0
Nuc | 0 | 0 | 0 | 0 | 0 | 0
PS | 0 | 0 | 0 | 0 | 0 | 0
PV | 0 | 0 | 0 | 0 | 0 | 0
PeakG | 0 | 0 | 0 | 0 | 0 | 0
PeakO | 0 | 0 | 0 | 0 | 0 | 0
ST | 0 | 0 | 0 | 0 | 0 | 0
STOG | 0 | 0 | 0 | 0 | 0 | 0
STWD | 0 | 0 | 0 | 0 | 0 | 0
WT | 0 | 0 | 0 | 0 | 0 | 0
IGCC | 0 | 0 | 0 | 0 | 0 | 0
DemandResponse | 0 | 0 | 0 | 0 | 0 | 0
IGCC-CCS | 0 | 0 | 0 | 0 | 0 | 0
WT_off | 0 | 0 | 0 | 0 | 0 | 0
PseudoUnit | 0 | 0 | 0 | 0 | 0 | 0
FixedInterchange | 0 | 0 | 0 | 0 | 0 | 0
Emission Cost by Reporting Type: TVA
ReportingType | 2015 | 2020 | 2025 | 2030 | 2035 | 2040
BM | 0 | 0 | 0 | 0 | 0 | 0
CC | 0 | 0 | 0 | 0 | 0 | 0
CSP | 0 | 0 | 0 | 0 | 0 | 0
CT | 0 | 0 | 0 | 0 | 0 | 0
Coal | 0 | 0 | 0 | 0 | 0 | 0
Geo | 0 | 0 | 0 | 0 | 0 | 0
H | 0 | 0 | 0 | 0 | 0 | 0
LFG | 0 | 0 | 0 | 0 | 0 | 0
Nuc | 0 | 0 | 0 | 0 | 0 | 0
PS | 0 | 0 | 0 | 0 | 0 | 0
PV | 0 | 0 | 0 | 0 | 0 | 0
PeakG | 0 | 0 | 0 | 0 | 0 | 0
PeakO | 0 | 0 | 0 | 0 | 0 | 0
ST | 0 | 0 | 0 | 0 | 0 | 0
STOG | 0 | 0 | 0 | 0 | 0 | 0
STWD | 0 | 0 | 0 | 0 | 0 | 0
WT | 0 | 0 | 0 | 0 | 0 | 0
IGCC | 0 | 0 | 0 | 0 | 0 | 0
DemandResponse | 0 | 0 | 0 | 0 | 0 | 0
IGCC-CCS | 0 | 0 | 0 | 0 | 0 | 0
WT_off | 0 | 0 | 0 | 0 | 0 | 0
PseudoUnit | 0 | 0 | 0 | 0 | 0 | 0
FixedInterchange | 0 | 0 | 0 | 0 | 0 | 0
Emission Cost by Reporting Type: TVA_Transmission
ReportingType | 2015 | 2020 | 2025 | 2030 | 2035 | 2040
BM | 0 | 0 | 0 | 0 | 0 | 0
CC | 0 | 0 | 0 | 0 | 0 | 0
CSP | 0 | 0 | 0 | 0 | 0 | 0
CT | 0 | 0 | 0 | 0 | 0 | 0
Coal | 0 | 0 | 0 | 0 | 0 | 0
Geo | 0 | 0 | 0 | 0 | 0 | 0
H | 0 | 0 | 0 | 0 | 0 | 0
LFG | 0 | 0 | 0 | 0 | 0 | 0
Nuc | 0 | 0 | 0 | 0 | 0 | 0
PS | 0 | 0 | 0 | 0 | 0 | 0
PV | 0 | 0 | 0 | 0 | 0 | 0
PeakG | 0 | 0 | 0 | 0 | 0 | 0
PeakO | 0 | 0 | 0 | 0 | 0 | 0
ST | 0 | 0 | 0 | 0 | 0 | 0
STOG | 0 | 0 | 0 | 0 | 0 | 0
STWD | 0 | 0 | 0 | 0 | 0 | 0
WT | 0 | 0 | 0 | 0 | 0 | 0
IGCC | 0 | 0 | 0 | 0 | 0 | 0
DemandResponse | 0 | 0 | 0 | 0 | 0 | 0
IGCC-CCS | 0 | 0 | 0 | 0 | 0 | 0
WT_off | 0 | 0 | 0 | 0 | 0 | 0
PseudoUnit | 0 | 0 | 0 | 0 | 0 | 0
FixedInterchange | 0 | 0 | 0 | 0 | 0 | 0
Emission Cost by Reporting Type: VACAR
ReportingType | 2015 | 2020 | 2025 | 2030 | 2035 | 2040
BM | 0 | 0 | 0 | 0 | 0 | 0
CC | 0 | 0 | 0 | 0 | 0 | 0
CSP | 0 | 0 | 0 | 0 | 0 | 0
CT | 0 | 0 | 0 | 0 | 0 | 0
Coal | 0 | 0 | 0 | 0 | 0 | 0
Geo | 0 | 0 | 0 | 0 | 0 | 0
H | 0 | 0 | 0 | 0 | 0 | 0
LFG | 0 | 0 | 0 | 0 | 0 | 0
Nuc | 0 | 0 | 0 | 0 | 0 | 0
PS | 0 | 0 | 0 | 0 | 0 | 0
PV | 0 | 0 | 0 | 0 | 0 | 0
PeakG | 0 | 0 | 0 | 0 | 0 | 0
PeakO | 0 | 0 | 0 | 0 | 0 | 0
ST | 0 | 0 | 0 | 0 | 0 | 0
STOG | 0 | 0 | 0 | 0 | 0 | 0
STWD | 0 | 0 | 0 | 0 | 0 | 0
WT | 0 | 0 | 0 | 0 | 0 | 0
IGCC | 0 | 0 | 0 | 0 | 0 | 0
DemandResponse | 0 | 0 | 0 | 0 | 0 | 0
IGCC-CCS | 0 | 0 | 0 | 0 | 0 | 0
WT_off | 0 | 0 | 0 | 0 | 0 | 0
PseudoUnit | 0 | 0 | 0 | 0 | 0 | 0
FixedInterchange | 0 | 0 | 0 | 0 | 0 | 0
Emission Cost by Reporting Type: IESO
ReportingType | 2015 | 2020 | 2025 | 2030 | 2035 | 2040
BM | 0 | 0 | 0 | 0 | 0 | 0
CC | 0 | 0 | 0 | 0 | 0 | 0
CSP | 0 | 0 | 0 | 0 | 0 | 0
CT | 0 | 0 | 0 | 0 | 0 | 0
Coal | 0 | 0 | 0 | 0 | 0 | 0
Geo | 0 | 0 | 0 | 0 | 0 | 0
H | 0 | 0 | 0 | 0 | 0 | 0
LFG | 0 | 0 | 0 | 0 | 0 | 0
Nuc | 0 | 0 | 0 | 0 | 0 | 0
PS | 0 | 0 | 0 | 0 | 0 | 0
PV | 0 | 0 | 0 | 0 | 0 | 0
PeakG | 0 | 0 | 0 | 0 | 0 | 0
PeakO | 0 | 0 | 0 | 0 | 0 | 0
ST | 0 | 0 | 0 | 0 | 0 | 0
STOG | 0 | 0 | 0 | 0 | 0 | 0
STWD | 0 | 0 | 0 | 0 | 0 | 0
WT | 0 | 0 | 0 | 0 | 0 | 0
IGCC | 0 | 0 | 0 | 0 | 0 | 0
DemandResponse | 0 | 0 | 0 | 0 | 0 | 0
IGCC-CCS | 0 | 0 | 0 | 0 | 0 | 0
WT_off | 0 | 0 | 0 | 0 | 0 | 0
PseudoUnit | 0 | 0 | 0 | 0 | 0 | 0
FixedInterchange | 0 | 0 | 0 | 0 | 0 | 0
Emission Cost by Reporting Type: MAPP_CA
ReportingType | 2015 | 2020 | 2025 | 2030 | 2035 | 2040
BM | 0 | 0 | 0 | 0 | 0 | 0
CC | 0 | 0 | 0 | 0 | 0 | 0
CSP | 0 | 0 | 0 | 0 | 0 | 0
CT | 0 | 0 | 0 | 0 | 0 | 0
Coal | 0 | 0 | 0 | 0 | 0 | 0
Geo | 0 | 0 | 0 | 0 | 0 | 0
H | 0 | 0 | 0 | 0 | 0 | 0
LFG | 0 | 0 | 0 | 0 | 0 | 0
Nuc | 0 | 0 | 0 | 0 | 0 | 0
PS | 0 | 0 | 0 | 0 | 0 | 0
PV | 0 | 0 | 0 | 0 | 0 | 0
PeakG | 0 | 0 | 0 | 0 | 0 | 0
PeakO | 0 | 0 | 0 | 0 | 0 | 0
ST | 0 | 0 | 0 | 0 | 0 | 0
STOG | 0 | 0 | 0 | 0 | 0 | 0
STWD | 0 | 0 | 0 | 0 | 0 | 0
WT | 0 | 0 | 0 | 0 | 0 | 0
IGCC | 0 | 0 | 0 | 0 | 0 | 0
DemandResponse | 0 | 0 | 0 | 0 | 0 | 0
IGCC-CCS | 0 | 0 | 0 | 0 | 0 | 0
WT_off | 0 | 0 | 0 | 0 | 0 | 0
PseudoUnit | 0 | 0 | 0 | 0 | 0 | 0
FixedInterchange | 0 | 0 | 0 | 0 | 0 | 0
Emission Cost by Reporting Type: AZ_NM_SNV_Coal
ReportingType | 2015 | 2020 | 2025 | 2030 | 2035 | 2040
BM | 0 | 0 | 0 | 0 | 0 | 0
CC | 0 | 0 | 0 | 0 | 0 | 0
CSP | 0 | 0 | 0 | 0 | 0 | 0
CT | 0 | 0 | 0 | 0 | 0 | 0
Coal | 0 | 0 | 0 | 0 | 0 | 0
Geo | 0 | 0 | 0 | 0 | 0 | 0
H | 0 | 0 | 0 | 0 | 0 | 0
LFG | 0 | 0 | 0 | 0 | 0 | 0
Nuc | 0 | 0 | 0 | 0 | 0 | 0
PS | 0 | 0 | 0 | 0 | 0 | 0
PV | 0 | 0 | 0 | 0 | 0 | 0
PeakG | 0 | 0 | 0 | 0 | 0 | 0
PeakO | 0 | 0 | 0 | 0 | 0 | 0
ST | 0 | 0 | 0 | 0 | 0 | 0
STOG | 0 | 0 | 0 | 0 | 0 | 0
STWD | 0 | 0 | 0 | 0 | 0 | 0
WT | 0 | 0 | 0 | 0 | 0 | 0
IGCC | 0 | 0 | 0 | 0 | 0 | 0
DemandResponse | 0 | 0 | 0 | 0 | 0 | 0
IGCC-CCS | 0 | 0 | 0 | 0 | 0 | 0
WT_off | 0 | 0 | 0 | 0 | 0 | 0
PseudoUnit | 0 | 0 | 0 | 0 | 0 | 0
FixedInterchange | 0 | 0 | 0 | 0 | 0 | 0
Emission Cost by Reporting Type: AZ_NM_SNV_Gas
ReportingType | 2015 | 2020 | 2025 | 2030 | 2035 | 2040
BM | 0 | 0 | 0 | 0 | 0 | 0
CC | 0 | 0 | 0 | 0 | 0 | 0
CSP | 0 | 0 | 0 | 0 | 0 | 0
CT | 0 | 0 | 0 | 0 | 0 | 0
Coal | 0 | 0 | 0 | 0 | 0 | 0
Geo | 0 | 0 | 0 | 0 | 0 | 0
H | 0 | 0 | 0 | 0 | 0 | 0
LFG | 0 | 0 | 0 | 0 | 0 | 0
Nuc | 0 | 0 | 0 | 0 | 0 | 0
PS | 0 | 0 | 0 | 0 | 0 | 0
PV | 0 | 0 | 0 | 0 | 0 | 0
PeakG | 0 | 0 | 0 | 0 | 0 | 0
PeakO | 0 | 0 | 0 | 0 | 0 | 0
ST | 0 | 0 | 0 | 0 | 0 | 0
STOG | 0 | 0 | 0 | 0 | 0 | 0
STWD | 0 | 0 | 0 | 0 | 0 | 0
WT | 0 | 0 | 0 | 0 | 0 | 0
IGCC | 0 | 0 | 0 | 0 | 0 | 0
DemandResponse | 0 | 0 | 0 | 0 | 0 | 0
IGCC-CCS | 0 | 0 | 0 | 0 | 0 | 0
WT_off | 0 | 0 | 0 | 0 | 0 | 0
PseudoUnit | 0 | 0 | 0 | 0 | 0 | 0
FixedInterchange | 0 | 0 | 0 | 0 | 0 | 0
Emission Cost by Reporting Type: AZ_NM_SNV_NucRenew
ReportingType | 2015 | 2020 | 2025 | 2030 | 2035 | 2040
BM | 0 | 0 | 0 | 0 | 0 | 0
CC | 0 | 0 | 0 | 0 | 0 | 0
CSP | 0 | 0 | 0 | 0 | 0 | 0
CT | 0 | 0 | 0 | 0 | 0 | 0
Coal | 0 | 0 | 0 | 0 | 0 | 0
Geo | 0 | 0 | 0 | 0 | 0 | 0
H | 0 | 0 | 0 | 0 | 0 | 0
LFG | 0 | 0 | 0 | 0 | 0 | 0
Nuc | 0 | 0 | 0 | 0 | 0 | 0
PS | 0 | 0 | 0 | 0 | 0 | 0
PV | 0 | 0 | 0 | 0 | 0 | 0
PeakG | 0 | 0 | 0 | 0 | 0 | 0
PeakO | 0 | 0 | 0 | 0 | 0 | 0
ST | 0 | 0 | 0 | 0 | 0 | 0
STOG | 0 | 0 | 0 | 0 | 0 | 0
STWD | 0 | 0 | 0 | 0 | 0 | 0
WT | 0 | 0 | 0 | 0 | 0 | 0
IGCC | 0 | 0 | 0 | 0 | 0 | 0
DemandResponse | 0 | 0 | 0 | 0 | 0 | 0
IGCC-CCS | 0 | 0 | 0 | 0 | 0 | 0
WT_off | 0 | 0 | 0 | 0 | 0 | 0
PseudoUnit | 0 | 0 | 0 | 0 | 0 | 0
FixedInterchange | 0 | 0 | 0 | 0 | 0 | 0
Emission Cost by Reporting Type: ERCOT
ReportingType | 2015 | 2020 | 2025 | 2030 | 2035 | 2040
BM | 0 | 0 | 0 | 0 | 0 | 0
CC | 0 | 0 | 0 | 0 | 0 | 0
CSP | 0 | 0 | 0 | 0 | 0 | 0
CT | 0 | 0 | 0 | 0 | 0 | 0
Coal | 0 | 0 | 0 | 0 | 0 | 0
Geo | 0 | 0 | 0 | 0 | 0 | 0
H | 0 | 0 | 0 | 0 | 0 | 0
LFG | 0 | 0 | 0 | 0 | 0 | 0
Nuc | 0 | 0 | 0 | 0 | 0 | 0
PS | 0 | 0 | 0 | 0 | 0 | 0
PV | 0 | 0 | 0 | 0 | 0 | 0
PeakG | 0 | 0 | 0 | 0 | 0 | 0
PeakO | 0 | 0 | 0 | 0 | 0 | 0
ST | 0 | 0 | 0 | 0 | 0 | 0
STOG | 0 | 0 | 0 | 0 | 0 | 0
STWD | 0 | 0 | 0 | 0 | 0 | 0
WT | 0 | 0 | 0 | 0 | 0 | 0
IGCC | 0 | 0 | 0 | 0 | 0 | 0
DemandResponse | 0 | 0 | 0 | 0 | 0 | 0
IGCC-CCS | 0 | 0 | 0 | 0 | 0 | 0
WT_off | 0 | 0 | 0 | 0 | 0 | 0
PseudoUnit | 0 | 0 | 0 | 0 | 0 | 0
FixedInterchange | 0 | 0 | 0 | 0 | 0 | 0
Emission Cost by Reporting Type: NP15
ReportingType | 2015 | 2020 | 2025 | 2030 | 2035 | 2040
BM | 0 | 0 | 0 | 0 | 0 | 0
CC | 266.39 | 200.02 | 404.52 | 367.21 | 149.32 | 23.24
CSP | 0 | 0 | 0 | 0 | 0 | 0
CT | 0 | 0 | 0 | 0 | 0 | 0
Coal | 4.6 | 5.87 | 7.49 | 9.56 | 0 | 0
Geo | 0 | 0 | 0 | 0 | 0 | 0
H | 0 | 0 | 0 | 0 | 0 | 0
LFG | 0 | 0 | 0 | 0 | 0 | 0
Nuc | 0 | 0 | 0 | 0 | 0 | 0
PS | 0 | 0 | 0 | 0 | 0 | 0
PV | 0 | 0 | 0 | 0 | 0 | 0
PeakG | 0 | 0 | 0 | 0 | 0 | 0
PeakO | 0 | 0 | 0 | 0 | 0 | 0
ST | 0 | 0 | 0 | 0 | 0 | 0
STOG | 1.31 | 1.09 | 3.12 | 5.21 | 0.32 | 0.17
STWD | 0 | 0 | 0 | 0 | 0 | 0
WT | 0 | 0 | 0 | 0 | 0 | 0
IGCC | 0 | 0 | 0 | 0 | 0 | 0
DemandResponse | 0 | 0 | 0 | 0 | 0 | 0
IGCC-CCS | 0 | 0 | 0 | 0 | 0 | 0
WT_off | 0 | 0 | 0 | 0 | 0 | 0
PseudoUnit | 0 | 0 | 0 | 0 | 0 | 0
FixedInterchange | 0 | 0 | 0 | 0 | 0 | 0
Emission Cost by Reporting Type: NWPP_Coal
ReportingType | 2015 | 2020 | 2025 | 2030 | 2035 | 2040
BM | 0 | 0 | 0 | 0 | 0 | 0
CC | 0 | 0 | 0 | 0 | 0 | 0
CSP | 0 | 0 | 0 | 0 | 0 | 0
CT | 0 | 0 | 0 | 0 | 0 | 0
Coal | 0 | 0 | 0 | 0 | 0 | 0
Geo | 0 | 0 | 0 | 0 | 0 | 0
H | 0 | 0 | 0 | 0 | 0 | 0
LFG | 0 | 0 | 0 | 0 | 0 | 0
Nuc | 0 | 0 | 0 | 0 | 0 | 0
PS | 0 | 0 | 0 | 0 | 0 | 0
PV | 0 | 0 | 0 | 0 | 0 | 0
PeakG | 0 | 0 | 0 | 0 | 0 | 0
PeakO | 0 | 0 | 0 | 0 | 0 | 0
ST | 0 | 0 | 0 | 0 | 0 | 0
STOG | 0 | 0 | 0 | 0 | 0 | 0
STWD | 0 | 0 | 0 | 0 | 0 | 0
WT | 0 | 0 | 0 | 0 | 0 | 0
IGCC | 0 | 0 | 0 | 0 | 0 | 0
DemandResponse | 0 | 0 | 0 | 0 | 0 | 0
IGCC-CCS | 0 | 0 | 0 | 0 | 0 | 0
WT_off | 0 | 0 | 0 | 0 | 0 | 0
PseudoUnit | 0 | 0 | 0 | 0 | 0 | 0
FixedInterchange | 0 | 0 | 0 | 0 | 0 | 0
Emission Cost by Reporting Type: NWPP_Gas
ReportingType | 2015 | 2020 | 2025 | 2030 | 2035 | 2040
BM | 0 | 0 | 0 | 0 | 0 | 0
CC | 0 | 0 | 0 | 0 | 0 | 0
CSP | 0 | 0 | 0 | 0 | 0 | 0
CT | 0 | 0 | 0 | 0 | 0 | 0
Coal | 0 | 0 | 0 | 0 | 0 | 0
Geo | 0 | 0 | 0 | 0 | 0 | 0
H | 0 | 0 | 0 | 0 | 0 | 0
LFG | 0 | 0 | 0 | 0 | 0 | 0
Nuc | 0 | 0 | 0 | 0 | 0 | 0
PS | 0 | 0 | 0 | 0 | 0 | 0
PV | 0 | 0 | 0 | 0 | 0 | 0
PeakG | 0 | 0 | 0 | 0 | 0 | 0
PeakO | 0 | 0 | 0 | 0 | 0 | 0
ST | 0 | 0 | 0 | 0 | 0 | 0
STOG | 0 | 0 | 0 | 0 | 0 | 0
STWD | 0 | 0 | 0 | 0 | 0 | 0
WT | 0 | 0 | 0 | 0 | 0 | 0
IGCC | 0 | 0 | 0 | 0 | 0 | 0
DemandResponse | 0 | 0 | 0 | 0 | 0 | 0
IGCC-CCS | 0 | 0 | 0 | 0 | 0 | 0
WT_off | 0 | 0 | 0 | 0 | 0 | 0
PseudoUnit | 0 | 0 | 0 | 0 | 0 | 0
FixedInterchange | 0 | 0 | 0 | 0 | 0 | 0
Emission Cost by Reporting Type: NWPP_NucRenew
ReportingType | 2015 | 2020 | 2025 | 2030 | 2035 | 2040
BM | 0 | 0 | 0 | 0 | 0 | 0
CC | 0 | 0 | 0 | 0 | 0 | 0
CSP | 0 | 0 | 0 | 0 | 0 | 0
CT | 0 | 0 | 0 | 0 | 0 | 0
Coal | 0 | 0 | 0 | 0 | 0 | 0
Geo | 0 | 0 | 0 | 0 | 0 | 0
H | 0 | 0 | 0 | 0 | 0 | 0
LFG | 0 | 0 | 0 | 0 | 0 | 0
Nuc | 0 | 0 | 0 | 0 | 0 | 0
PS | 0 | 0 | 0 | 0 | 0 | 0
PV | 0 | 0 | 0 | 0 | 0 | 0
PeakG | 0 | 0 | 0 | 0 | 0 | 0
PeakO | 0 | 0 | 0 | 0 | 0 | 0
ST | 0 | 0 | 0 | 0 | 0 | 0
STOG | 0 | 0 | 0 | 0 | 0 | 0
STWD | 0 | 0 | 0 | 0 | 0 | 0
WT | 0 | 0 | 0 | 0 | 0 | 0
IGCC | 0 | 0 | 0 | 0 | 0 | 0
DemandResponse | 0 | 0 | 0 | 0 | 0 | 0
IGCC-CCS | 0 | 0 | 0 | 0 | 0 | 0
WT_off | 0 | 0 | 0 | 0 | 0 | 0
PseudoUnit | 0 | 0 | 0 | 0 | 0 | 0
FixedInterchange | 0 | 0 | 0 | 0 | 0 | 0
Emission Cost by Reporting Type: RMPA
ReportingType | 2015 | 2020 | 2025 | 2030 | 2035 | 2040
BM | 0 | 0 | 0 | 0 | 0 | 0
CC | 0 | 0 | 0 | 0 | 0 | 0
CSP | 0 | 0 | 0 | 0 | 0 | 0
CT | 0 | 0 | 0 | 0 | 0 | 0
Coal | 0 | 0 | 0 | 0 | 0 | 0
Geo | 0 | 0 | 0 | 0 | 0 | 0
H | 0 | 0 | 0 | 0 | 0 | 0
LFG | 0 | 0 | 0 | 0 | 0 | 0
Nuc | 0 | 0 | 0 | 0 | 0 | 0
PS | 0 | 0 | 0 | 0 | 0 | 0
PV | 0 | 0 | 0 | 0 | 0 | 0
PeakG | 0 | 0 | 0 | 0 | 0 | 0
PeakO | 0 | 0 | 0 | 0 | 0 | 0
ST | 0 | 0 | 0 | 0 | 0 | 0
STOG | 0 | 0 | 0 | 0 | 0 | 0
STWD | 0 | 0 | 0 | 0 | 0 | 0
WT | 0 | 0 | 0 | 0 | 0 | 0
IGCC | 0 | 0 | 0 | 0 | 0 | 0
DemandResponse | 0 | 0 | 0 | 0 | 0 | 0
IGCC-CCS | 0 | 0 | 0 | 0 | 0 | 0
WT_off | 0 | 0 | 0 | 0 | 0 | 0
PseudoUnit | 0 | 0 | 0 | 0 | 0 | 0
FixedInterchange | 0 | 0 | 0 | 0 | 0 | 0
Emission Cost by Reporting Type: SP15
ReportingType | 2015 | 2020 | 2025 | 2030 | 2035 | 2040
BM | 0 | 0 | 0 | 0 | 0 | 0
CC | 175.92 | 172.84 | 256.44 | 284.79 | 275.26 | 194.49
CSP | 0 | 0 | 0 | 0 | 0 | 0
CT | 0 | 0 | 0 | 0 | 0 | 0
Coal | 15.51 | 19.79 | 25.26 | 28.58 | 18.65 | 0
Geo | 0 | 0 | 0 | 0 | 0 | 0
H | 0 | 0 | 0 | 0 | 0 | 0
LFG | 0 | 0 | 0 | 0 | 0 | 0
Nuc | 0 | 0 | 0 | 0 | 0 | 0
PS | 0 | 0 | 0 | 0 | 0 | 0
PV | 0 | 0 | 0 | 0 | 0 | 0
PeakG | 0 | 0 | 0 | 0 | 0 | 0
PeakO | 0 | 0 | 0 | 0 | 0 | 0
ST | 0 | 0 | 0 | 0 | 0 | 0
STOG | 1.97 | 4.52 | 2.94 | 7.37 | 14.44 | 16.32
STWD | 0 | 0 | 0 | 0 | 0 | 0
WT | 0 | 0 | 0 | 0 | 0 | 0
IGCC | 0 | 0 | 0 | 0 | 0 | 0
DemandResponse | 0 | 0 | 0 | 0 | 0 | 0
IGCC-CCS | 0 | 0 | 0 | 0 | 0 | 0
WT_off | 0 | 0 | 0 | 0 | 0 | 0
PseudoUnit | 0 | 0 | 0 | 0 | 0 | 0
FixedInterchange | 0 | 0 | 0 | 0 | 0 | 0
Emission Cost by Reporting Type: ALB
ReportingType | 2015 | 2020 | 2025 | 2030 | 2035 | 2040
BM | 0 | 0 | 0 | 0 | 0 | 0
CC | 0 | 0 | 0 | 0 | 0 | 0
CSP | 0 | 0 | 0 | 0 | 0 | 0
CT | 0 | 0 | 0 | 0 | 0 | 0
Coal | 0 | 0 | 0 | 0 | 0 | 0
Geo | 0 | 0 | 0 | 0 | 0 | 0
H | 0 | 0 | 0 | 0 | 0 | 0
LFG | 0 | 0 | 0 | 0 | 0 | 0
Nuc | 0 | 0 | 0 | 0 | 0 | 0
PS | 0 | 0 | 0 | 0 | 0 | 0
PV | 0 | 0 | 0 | 0 | 0 | 0
PeakG | 0 | 0 | 0 | 0 | 0 | 0
PeakO | 0 | 0 | 0 | 0 | 0 | 0
ST | 0 | 0 | 0 | 0 | 0 | 0
STOG | 0 | 0 | 0 | 0 | 0 | 0
STWD | 0 | 0 | 0 | 0 | 0 | 0
WT | 0 | 0 | 0 | 0 | 0 | 0
IGCC | 0 | 0 | 0 | 0 | 0 | 0
DemandResponse | 0 | 0 | 0 | 0 | 0 | 0
IGCC-CCS | 0 | 0 | 0 | 0 | 0 | 0
WT_off | 0 | 0 | 0 | 0 | 0 | 0
PseudoUnit | 0 | 0 | 0 | 0 | 0 | 0
FixedInterchange | 0 | 0 | 0 | 0 | 0 | 0
Emission Cost by Reporting Type: BC
ReportingType | 2015 | 2020 | 2025 | 2030 | 2035 | 2040
BM | 0 | 0 | 0 | 0 | 0 | 0
CC | 0 | 0 | 0 | 0 | 0 | 0
CSP | 0 | 0 | 0 | 0 | 0 | 0
CT | 0 | 0 | 0 | 0 | 0 | 0
Coal | 0 | 0 | 0 | 0 | 0 | 0
Geo | 0 | 0 | 0 | 0 | 0 | 0
H | 0 | 0 | 0 | 0 | 0 | 0
LFG | 0 | 0 | 0 | 0 | 0 | 0
Nuc | 0 | 0 | 0 | 0 | 0 | 0
PS | 0 | 0 | 0 | 0 | 0 | 0
PV | 0 | 0 | 0 | 0 | 0 | 0
PeakG | 0 | 0 | 0 | 0 | 0 | 0
PeakO | 0 | 0 | 0 | 0 | 0 | 0
ST | 0 | 0 | 0 | 0 | 0 | 0
STOG | 0 | 0 | 0 | 0 | 0 | 0
STWD | 0 | 0 | 0 | 0 | 0 | 0
WT | 0 | 0 | 0 | 0 | 0 | 0
IGCC | 0 | 0 | 0 | 0 | 0 | 0
DemandResponse | 0 | 0 | 0 | 0 | 0 | 0
IGCC-CCS | 0 | 0 | 0 | 0 | 0 | 0
WT_off | 0 | 0 | 0 | 0 | 0 | 0
PseudoUnit | 0 | 0 | 0 | 0 | 0 | 0
FixedInterchange | 0 | 0 | 0 | 0 | 0 | 0
Emission Cost by Reporting Type: HQ_IESO
ReportingType | 2015 | 2020 | 2025 | 2030 | 2035 | 2040
BM | 0 | 0 | 0 | 0 | 0 | 0
CC | 0 | 0 | 0 | 0 | 0 | 0
CSP | 0 | 0 | 0 | 0 | 0 | 0
CT | 0 | 0 | 0 | 0 | 0 | 0
Coal | 0 | 0 | 0 | 0 | 0 | 0
Geo | 0 | 0 | 0 | 0 | 0 | 0
H | 0 | 0 | 0 | 0 | 0 | 0
LFG | 0 | 0 | 0 | 0 | 0 | 0
Nuc | 0 | 0 | 0 | 0 | 0 | 0
PS | 0 | 0 | 0 | 0 | 0 | 0
PV | 0 | 0 | 0 | 0 | 0 | 0
PeakG | 0 | 0 | 0 | 0 | 0 | 0
PeakO | 0 | 0 | 0 | 0 | 0 | 0
ST | 0 | 0 | 0 | 0 | 0 | 0
STOG | 0 | 0 | 0 | 0 | 0 | 0
STWD | 0 | 0 | 0 | 0 | 0 | 0
WT | 0 | 0 | 0 | 0 | 0 | 0
IGCC | 0 | 0 | 0 | 0 | 0 | 0
DemandResponse | 0 | 0 | 0 | 0 | 0 | 0
IGCC-CCS | 0 | 0 | 0 | 0 | 0 | 0
WT_off | 0 | 0 | 0 | 0 | 0 | 0
PseudoUnit | 0 | 0 | 0 | 0 | 0 | 0
FixedInterchange | 0 | 0 | 0 | 0 | 0 | 0
Emission Cost by Reporting Type: HQ_NEISO
ReportingType | 2015 | 2020 | 2025 | 2030 | 2035 | 2040
BM | 0 | 0 | 0 | 0 | 0 | 0
CC | 0 | 0 | 0 | 0 | 0 | 0
CSP | 0 | 0 | 0 | 0 | 0 | 0
CT | 0 | 0 | 0 | 0 | 0 | 0
Coal | 0 | 0 | 0 | 0 | 0 | 0
Geo | 0 | 0 | 0 | 0 | 0 | 0
H | 0 | 0 | 0 | 0 | 0 | 0
LFG | 0 | 0 | 0 | 0 | 0 | 0
Nuc | 0 | 0 | 0 | 0 | 0 | 0
PS | 0 | 0 | 0 | 0 | 0 | 0
PV | 0 | 0 | 0 | 0 | 0 | 0
PeakG | 0 | 0 | 0 | 0 | 0 | 0
PeakO | 0 | 0 | 0 | 0 | 0 | 0
ST | 0 | 0 | 0 | 0 | 0 | 0
STOG | 0 | 0 | 0 | 0 | 0 | 0
STWD | 0 | 0 | 0 | 0 | 0 | 0
WT | 0 | 0 | 0 | 0 | 0 | 0
IGCC | 0 | 0 | 0 | 0 | 0 | 0
DemandResponse | 0 | 0 | 0 | 0 | 0 | 0
IGCC-CCS | 0 | 0 | 0 | 0 | 0 | 0
WT_off | 0 | 0 | 0 | 0 | 0 | 0
PseudoUnit | 0 | 0 | 0 | 0 | 0 | 0
FixedInterchange | 0 | 0 | 0 | 0 | 0 | 0
Emission Cost by Reporting Type: HQ_NY
ReportingType | 2015 | 2020 | 2025 | 2030 | 2035 | 2040
BM | 0 | 0 | 0 | 0 | 0 | 0
CC | 0 | 0 | 0 | 0 | 0 | 0
CSP | 0 | 0 | 0 | 0 | 0 | 0
CT | 0 | 0 | 0 | 0 | 0 | 0
Coal | 0 | 0 | 0 | 0 | 0 | 0
Geo | 0 | 0 | 0 | 0 | 0 | 0
H | 0 | 0 | 0 | 0 | 0 | 0
LFG | 0 | 0 | 0 | 0 | 0 | 0
Nuc | 0 | 0 | 0 | 0 | 0 | 0
PS | 0 | 0 | 0 | 0 | 0 | 0
PV | 0 | 0 | 0 | 0 | 0 | 0
PeakG | 0 | 0 | 0 | 0 | 0 | 0
PeakO | 0 | 0 | 0 | 0 | 0 | 0
ST | 0 | 0 | 0 | 0 | 0 | 0
STOG | 0 | 0 | 0 | 0 | 0 | 0
STWD | 0 | 0 | 0 | 0 | 0 | 0
WT | 0 | 0 | 0 | 0 | 0 | 0
IGCC | 0 | 0 | 0 | 0 | 0 | 0
DemandResponse | 0 | 0 | 0 | 0 | 0 | 0
IGCC-CCS | 0 | 0 | 0 | 0 | 0 | 0
WT_off | 0 | 0 | 0 | 0 | 0 | 0
PseudoUnit | 0 | 0 | 0 | 0 | 0 | 0
FixedInterchange | 0 | 0 | 0 | 0 | 0 | 0
Emission Cost by Reporting Type: MARITIMES
ReportingType | 2015 | 2020 | 2025 | 2030 | 2035 | 2040
BM | 0 | 0 | 0 | 0 | 0 | 0
CC | 0 | 0 | 0 | 0 | 0 | 0
CSP | 0 | 0 | 0 | 0 | 0 | 0
CT | 0 | 0 | 0 | 0 | 0 | 0
Coal | 0 | 0 | 0 | 0 | 0 | 0
Geo | 0 | 0 | 0 | 0 | 0 | 0
H | 0 | 0 | 0 | 0 | 0 | 0
LFG | 0 | 0 | 0 | 0 | 0 | 0
Nuc | 0 | 0 | 0 | 0 | 0 | 0
PS | 0 | 0 | 0 | 0 | 0 | 0
PV | 0 | 0 | 0 | 0 | 0 | 0
PeakG | 0 | 0 | 0 | 0 | 0 | 0
PeakO | 0 | 0 | 0 | 0 | 0 | 0
ST | 0 | 0 | 0 | 0 | 0 | 0
STOG | 0 | 0 | 0 | 0 | 0 | 0
STWD | 0 | 0 | 0 | 0 | 0 | 0
WT | 0 | 0 | 0 | 0 | 0 | 0
IGCC | 0 | 0 | 0 | 0 | 0 | 0
DemandResponse | 0 | 0 | 0 | 0 | 0 | 0
IGCC-CCS | 0 | 0 | 0 | 0 | 0 | 0
WT_off | 0 | 0 | 0 | 0 | 0 | 0
PseudoUnit | 0 | 0 | 0 | 0 | 0 | 0
FixedInterchange | 0 | 0 | 0 | 0 | 0 | 0
Emission Cost by Reporting Type: All
ReportingType | 2015 | 2020 | 2025 | 2030 | 2035 | 2040
BM | 0 | 0 | 0 | 0 | 0 | 0
CC | 442.31 | 372.86 | 660.96 | 652 | 424.58 | 217.73
CSP | 0 | 0 | 0 | 0 | 0 | 0
CT | 0 | 0 | 0 | 0 | 0 | 0
Coal | 20.1 | 25.66 | 32.75 | 38.14 | 18.65 | 0
Geo | 0 | 0 | 0 | 0 | 0 | 0
H | 0 | 0 | 0 | 0 | 0 | 0
LFG | 0 | 0 | 0 | 0 | 0 | 0
Nuc | 0 | 0 | 0 | 0 | 0 | 0
PS | 0 | 0 | 0 | 0 | 0 | 0
PV | 0 | 0 | 0 | 0 | 0 | 0
PeakG | 0 | 0 | 0 | 0 | 0 | 0
PeakO | 0 | 0 | 0 | 0 | 0 | 0
ST | 0 | 0 | 0 | 0 | 0 | 0
STOG | 3.28 | 5.61 | 6.06 | 12.58 | 14.76 | 16.48
STWD | 0 | 0 | 0 | 0 | 0 | 0
WT | 0 | 0 | 0 | 0 | 0 | 0
IGCC | 0 | 0 | 0 | 0 | 0 | 0
DemandResponse | 0 | 0 | 0 | 0 | 0 | 0
IGCC-CCS | 0 | 0 | 0 | 0 | 0 | 0
WT_off | 0 | 0 | 0 | 0 | 0 | 0
PseudoUnit | 0 | 0 | 0 | 0 | 0 | 0
FixedInterchange | 0 | 0 | 0 | 0 | 0 | 0
Emission Cost by Reporting Type: EI_US
ReportingType | 2015 | 2020 | 2025 | 2030 | 2035 | 2040
BM | 0 | 0 | 0 | 0 | 0 | 0
CC | 0 | 0 | 0 | 0 | 0 | 0
CSP | 0 | 0 | 0 | 0 | 0 | 0
CT | 0 | 0 | 0 | 0 | 0 | 0
Coal | 0 | 0 | 0 | 0 | 0 | 0
Geo | 0 | 0 | 0 | 0 | 0 | 0
H | 0 | 0 | 0 | 0 | 0 | 0
LFG | 0 | 0 | 0 | 0 | 0 | 0
Nuc | 0 | 0 | 0 | 0 | 0 | 0
PS | 0 | 0 | 0 | 0 | 0 | 0
PV | 0 | 0 | 0 | 0 | 0 | 0
PeakG | 0 | 0 | 0 | 0 | 0 | 0
PeakO | 0 | 0 | 0 | 0 | 0 | 0
ST | 0 | 0 | 0 | 0 | 0 | 0
STOG | 0 | 0 | 0 | 0 | 0 | 0
STWD | 0 | 0 | 0 | 0 | 0 | 0
WT | 0 | 0 | 0 | 0 | 0 | 0
IGCC | 0 | 0 | 0 | 0 | 0 | 0
DemandResponse | 0 | 0 | 0 | 0 | 0 | 0
IGCC-CCS | 0 | 0 | 0 | 0 | 0 | 0
WT_off | 0 | 0 | 0 | 0 | 0 | 0
PseudoUnit | 0 | 0 | 0 | 0 | 0 | 0
FixedInterchange | 0 | 0 | 0 | 0 | 0 | 0
Emission Cost by Reporting Type: EI_Canada
ReportingType | 2015 | 2020 | 2025 | 2030 | 2035 | 2040
BM | 0 | 0 | 0 | 0 | 0 | 0
CC | 0 | 0 | 0 | 0 | 0 | 0
CSP | 0 | 0 | 0 | 0 | 0 | 0
CT | 0 | 0 | 0 | 0 | 0 | 0
Coal | 0 | 0 | 0 | 0 | 0 | 0
Geo | 0 | 0 | 0 | 0 | 0 | 0
H | 0 | 0 | 0 | 0 | 0 | 0
LFG | 0 | 0 | 0 | 0 | 0 | 0
Nuc | 0 | 0 | 0 | 0 | 0 | 0
PS | 0 | 0 | 0 | 0 | 0 | 0
PV | 0 | 0 | 0 | 0 | 0 | 0
PeakG | 0 | 0 | 0 | 0 | 0 | 0
PeakO | 0 | 0 | 0 | 0 | 0 | 0
ST | 0 | 0 | 0 | 0 | 0 | 0
STOG | 0 | 0 | 0 | 0 | 0 | 0
STWD | 0 | 0 | 0 | 0 | 0 | 0
WT | 0 | 0 | 0 | 0 | 0 | 0
IGCC | 0 | 0 | 0 | 0 | 0 | 0
DemandResponse | 0 | 0 | 0 | 0 | 0 | 0
IGCC-CCS | 0 | 0 | 0 | 0 | 0 | 0
WT_off | 0 | 0 | 0 | 0 | 0 | 0
PseudoUnit | 0 | 0 | 0 | 0 | 0 | 0
FixedInterchange | 0 | 0 | 0 | 0 | 0 | 0
Emission Cost by Reporting Type: EI
ReportingType | 2015 | 2020 | 2025 | 2030 | 2035 | 2040
BM | 0 | 0 | 0 | 0 | 0 | 0
CC | 0 | 0 | 0 | 0 | 0 | 0
CSP | 0 | 0 | 0 | 0 | 0 | 0
CT | 0 | 0 | 0 | 0 | 0 | 0
Coal | 0 | 0 | 0 | 0 | 0 | 0
Geo | 0 | 0 | 0 | 0 | 0 | 0
H | 0 | 0 | 0 | 0 | 0 | 0
LFG | 0 | 0 | 0 | 0 | 0 | 0
Nuc | 0 | 0 | 0 | 0 | 0 | 0
PS | 0 | 0 | 0 | 0 | 0 | 0
PV | 0 | 0 | 0 | 0 | 0 | 0
PeakG | 0 | 0 | 0 | 0 | 0 | 0
PeakO | 0 | 0 | 0 | 0 | 0 | 0
ST | 0 | 0 | 0 | 0 | 0 | 0
STOG | 0 | 0 | 0 | 0 | 0 | 0
STWD | 0 | 0 | 0 | 0 | 0 | 0
WT | 0 | 0 | 0 | 0 | 0 | 0
IGCC | 0 | 0 | 0 | 0 | 0 | 0
DemandResponse | 0 | 0 | 0 | 0 | 0 | 0
IGCC-CCS | 0 | 0 | 0 | 0 | 0 | 0
WT_off | 0 | 0 | 0 | 0 | 0 | 0
PseudoUnit | 0 | 0 | 0 | 0 | 0 | 0
FixedInterchange | 0 | 0 | 0 | 0 | 0 | 0
Emission Cost by Reporting Type: Outside_EI
ReportingType | 2015 | 2020 | 2025 | 2030 | 2035 | 2040
BM | 0 | 0 | 0 | 0 | 0 | 0
CC | 442.31 | 372.86 | 660.96 | 652 | 424.58 | 217.73
CSP | 0 | 0 | 0 | 0 | 0 | 0
CT | 0 | 0 | 0 | 0 | 0 | 0
Coal | 20.1 | 25.66 | 32.75 | 38.14 | 18.65 | 0
Geo | 0 | 0 | 0 | 0 | 0 | 0
H | 0 | 0 | 0 | 0 | 0 | 0
LFG | 0 | 0 | 0 | 0 | 0 | 0
Nuc | 0 | 0 | 0 | 0 | 0 | 0
PS | 0 | 0 | 0 | 0 | 0 | 0
PV | 0 | 0 | 0 | 0 | 0 | 0
PeakG | 0 | 0 | 0 | 0 | 0 | 0
PeakO | 0 | 0 | 0 | 0 | 0 | 0
ST | 0 | 0 | 0 | 0 | 0 | 0
STOG | 3.28 | 5.61 | 6.06 | 12.58 | 14.76 | 16.48
STWD | 0 | 0 | 0 | 0 | 0 | 0
WT | 0 | 0 | 0 | 0 | 0 | 0
IGCC | 0 | 0 | 0 | 0 | 0 | 0
DemandResponse | 0 | 0 | 0 | 0 | 0 | 0
IGCC-CCS | 0 | 0 | 0 | 0 | 0 | 0
WT_off | 0 | 0 | 0 | 0 | 0 | 0
PseudoUnit | 0 | 0 | 0 | 0 | 0 | 0
FixedInterchange | 0 | 0 | 0 | 0 | 0 | 0
==== Emission Program: RGGI : (CO2) ====
Emission Cost by Reporting Type: Entergy
ReportingType | 2015 | 2020 | 2025 | 2030 | 2035 | 2040
BM | 0 | 0 | 0 | 0 | 0 | 0
CC | 0 | 0 | 0 | 0 | 0 | 0
CSP | 0 | 0 | 0 | 0 | 0 | 0
CT | 0 | 0 | 0 | 0 | 0 | 0
Coal | 0 | 0 | 0 | 0 | 0 | 0
Geo | 0 | 0 | 0 | 0 | 0 | 0
H | 0 | 0 | 0 | 0 | 0 | 0
LFG | 0 | 0 | 0 | 0 | 0 | 0
Nuc | 0 | 0 | 0 | 0 | 0 | 0
PS | 0 | 0 | 0 | 0 | 0 | 0
PV | 0 | 0 | 0 | 0 | 0 | 0
PeakG | 0 | 0 | 0 | 0 | 0 | 0
PeakO | 0 | 0 | 0 | 0 | 0 | 0
ST | 0 | 0 | 0 | 0 | 0 | 0
STOG | 0 | 0 | 0 | 0 | 0 | 0
STWD | 0 | 0 | 0 | 0 | 0 | 0
WT | 0 | 0 | 0 | 0 | 0 | 0
IGCC | 0 | 0 | 0 | 0 | 0 | 0
DemandResponse | 0 | 0 | 0 | 0 | 0 | 0
IGCC-CCS | 0 | 0 | 0 | 0 | 0 | 0
WT_off | 0 | 0 | 0 | 0 | 0 | 0
PseudoUnit | 0 | 0 | 0 | 0 | 0 | 0
FixedInterchange | 0 | 0 | 0 | 0 | 0 | 0
Emission Cost by Reporting Type: FRCC
ReportingType | 2015 | 2020 | 2025 | 2030 | 2035 | 2040
BM | 0 | 0 | 0 | 0 | 0 | 0
CC | 0 | 0 | 0 | 0 | 0 | 0
CSP | 0 | 0 | 0 | 0 | 0 | 0
CT | 0 | 0 | 0 | 0 | 0 | 0
Coal | 0 | 0 | 0 | 0 | 0 | 0
Geo | 0 | 0 | 0 | 0 | 0 | 0
H | 0 | 0 | 0 | 0 | 0 | 0
LFG | 0 | 0 | 0 | 0 | 0 | 0
Nuc | 0 | 0 | 0 | 0 | 0 | 0
PS | 0 | 0 | 0 | 0 | 0 | 0
PV | 0 | 0 | 0 | 0 | 0 | 0
PeakG | 0 | 0 | 0 | 0 | 0 | 0
PeakO | 0 | 0 | 0 | 0 | 0 | 0
ST | 0 | 0 | 0 | 0 | 0 | 0
STOG | 0 | 0 | 0 | 0 | 0 | 0
STWD | 0 | 0 | 0 | 0 | 0 | 0
WT | 0 | 0 | 0 | 0 | 0 | 0
IGCC | 0 | 0 | 0 | 0 | 0 | 0
DemandResponse | 0 | 0 | 0 | 0 | 0 | 0
IGCC-CCS | 0 | 0 | 0 | 0 | 0 | 0
WT_off | 0 | 0 | 0 | 0 | 0 | 0
PseudoUnit | 0 | 0 | 0 | 0 | 0 | 0
FixedInterchange | 0 | 0 | 0 | 0 | 0 | 0
Emission Cost by Reporting Type: MAPP_US
ReportingType | 2015 | 2020 | 2025 | 2030 | 2035 | 2040
BM | 0 | 0 | 0 | 0 | 0 | 0
CC | 0 | 0 | 0 | 0 | 0 | 0
CSP | 0 | 0 | 0 | 0 | 0 | 0
CT | 0 | 0 | 0 | 0 | 0 | 0
Coal | 0 | 0 | 0 | 0 | 0 | 0
Geo | 0 | 0 | 0 | 0 | 0 | 0
H | 0 | 0 | 0 | 0 | 0 | 0
LFG | 0 | 0 | 0 | 0 | 0 | 0
Nuc | 0 | 0 | 0 | 0 | 0 | 0
PS | 0 | 0 | 0 | 0 | 0 | 0
PV | 0 | 0 | 0 | 0 | 0 | 0
PeakG | 0 | 0 | 0 | 0 | 0 | 0
PeakO | 0 | 0 | 0 | 0 | 0 | 0
ST | 0 | 0 | 0 | 0 | 0 | 0
STOG | 0 | 0 | 0 | 0 | 0 | 0
STWD | 0 | 0 | 0 | 0 | 0 | 0
WT | 0 | 0 | 0 | 0 | 0 | 0
IGCC | 0 | 0 | 0 | 0 | 0 | 0
DemandResponse | 0 | 0 | 0 | 0 | 0 | 0
IGCC-CCS | 0 | 0 | 0 | 0 | 0 | 0
WT_off | 0 | 0 | 0 | 0 | 0 | 0
PseudoUnit | 0 | 0 | 0 | 0 | 0 | 0
FixedInterchange | 0 | 0 | 0 | 0 | 0 | 0
Emission Cost by Reporting Type: MISO_IN
ReportingType | 2015 | 2020 | 2025 | 2030 | 2035 | 2040
BM | 0 | 0 | 0 | 0 | 0 | 0
CC | 0 | 0 | 0 | 0 | 0 | 0
CSP | 0 | 0 | 0 | 0 | 0 | 0
CT | 0 | 0 | 0 | 0 | 0 | 0
Coal | 0 | 0 | 0 | 0 | 0 | 0
Geo | 0 | 0 | 0 | 0 | 0 | 0
H | 0 | 0 | 0 | 0 | 0 | 0
LFG | 0 | 0 | 0 | 0 | 0 | 0
Nuc | 0 | 0 | 0 | 0 | 0 | 0
PS | 0 | 0 | 0 | 0 | 0 | 0
PV | 0 | 0 | 0 | 0 | 0 | 0
PeakG | 0 | 0 | 0 | 0 | 0 | 0
PeakO | 0 | 0 | 0 | 0 | 0 | 0
ST | 0 | 0 | 0 | 0 | 0 | 0
STOG | 0 | 0 | 0 | 0 | 0 | 0
STWD | 0 | 0 | 0 | 0 | 0 | 0
WT | 0 | 0 | 0 | 0 | 0 | 0
IGCC | 0 | 0 | 0 | 0 | 0 | 0
DemandResponse | 0 | 0 | 0 | 0 | 0 | 0
IGCC-CCS | 0 | 0 | 0 | 0 | 0 | 0
WT_off | 0 | 0 | 0 | 0 | 0 | 0
PseudoUnit | 0 | 0 | 0 | 0 | 0 | 0
FixedInterchange | 0 | 0 | 0 | 0 | 0 | 0
Emission Cost by Reporting Type: MISO_MI
ReportingType | 2015 | 2020 | 2025 | 2030 | 2035 | 2040
BM | 0 | 0 | 0 | 0 | 0 | 0
CC | 0 | 0 | 0 | 0 | 0 | 0
CSP | 0 | 0 | 0 | 0 | 0 | 0
CT | 0 | 0 | 0 | 0 | 0 | 0
Coal | 0 | 0 | 0 | 0 | 0 | 0
Geo | 0 | 0 | 0 | 0 | 0 | 0
H | 0 | 0 | 0 | 0 | 0 | 0
LFG | 0 | 0 | 0 | 0 | 0 | 0
Nuc | 0 | 0 | 0 | 0 | 0 | 0
PS | 0 | 0 | 0 | 0 | 0 | 0
PV | 0 | 0 | 0 | 0 | 0 | 0
PeakG | 0 | 0 | 0 | 0 | 0 | 0
PeakO | 0 | 0 | 0 | 0 | 0 | 0
ST | 0 | 0 | 0 | 0 | 0 | 0
STOG | 0 | 0 | 0 | 0 | 0 | 0
STWD | 0 | 0 | 0 | 0 | 0 | 0
WT | 0 | 0 | 0 | 0 | 0 | 0
IGCC | 0 | 0 | 0 | 0 | 0 | 0
DemandResponse | 0 | 0 | 0 | 0 | 0 | 0
IGCC-CCS | 0 | 0 | 0 | 0 | 0 | 0
WT_off | 0 | 0 | 0 | 0 | 0 | 0
PseudoUnit | 0 | 0 | 0 | 0 | 0 | 0
FixedInterchange | 0 | 0 | 0 | 0 | 0 | 0
Emission Cost by Reporting Type: MISO_MO-IL
ReportingType | 2015 | 2020 | 2025 | 2030 | 2035 | 2040
BM | 0 | 0 | 0 | 0 | 0 | 0
CC | 0 | 0 | 0 | 0 | 0 | 0
CSP | 0 | 0 | 0 | 0 | 0 | 0
CT | 0 | 0 | 0 | 0 | 0 | 0
Coal | 0 | 0 | 0 | 0 | 0 | 0
Geo | 0 | 0 | 0 | 0 | 0 | 0
H | 0 | 0 | 0 | 0 | 0 | 0
LFG | 0 | 0 | 0 | 0 | 0 | 0
Nuc | 0 | 0 | 0 | 0 | 0 | 0
PS | 0 | 0 | 0 | 0 | 0 | 0
PV | 0 | 0 | 0 | 0 | 0 | 0
PeakG | 0 | 0 | 0 | 0 | 0 | 0
PeakO | 0 | 0 | 0 | 0 | 0 | 0
ST | 0 | 0 | 0 | 0 | 0 | 0
STOG | 0 | 0 | 0 | 0 | 0 | 0
STWD | 0 | 0 | 0 | 0 | 0 | 0
WT | 0 | 0 | 0 | 0 | 0 | 0
IGCC | 0 | 0 | 0 | 0 | 0 | 0
DemandResponse | 0 | 0 | 0 | 0 | 0 | 0
IGCC-CCS | 0 | 0 | 0 | 0 | 0 | 0
WT_off | 0 | 0 | 0 | 0 | 0 | 0
PseudoUnit | 0 | 0 | 0 | 0 | 0 | 0
FixedInterchange | 0 | 0 | 0 | 0 | 0 | 0
Emission Cost by Reporting Type: MISO_W
ReportingType | 2015 | 2020 | 2025 | 2030 | 2035 | 2040
BM | 0 | 0 | 0 | 0 | 0 | 0
CC | 0 | 0 | 0 | 0 | 0 | 0
CSP | 0 | 0 | 0 | 0 | 0 | 0
CT | 0 | 0 | 0 | 0 | 0 | 0
Coal | 0 | 0 | 0 | 0 | 0 | 0
Geo | 0 | 0 | 0 | 0 | 0 | 0
H | 0 | 0 | 0 | 0 | 0 | 0
LFG | 0 | 0 | 0 | 0 | 0 | 0
Nuc | 0 | 0 | 0 | 0 | 0 | 0
PS | 0 | 0 | 0 | 0 | 0 | 0
PV | 0 | 0 | 0 | 0 | 0 | 0
PeakG | 0 | 0 | 0 | 0 | 0 | 0
PeakO | 0 | 0 | 0 | 0 | 0 | 0
ST | 0 | 0 | 0 | 0 | 0 | 0
STOG | 0 | 0 | 0 | 0 | 0 | 0
STWD | 0 | 0 | 0 | 0 | 0 | 0
WT | 0 | 0 | 0 | 0 | 0 | 0
IGCC | 0 | 0 | 0 | 0 | 0 | 0
DemandResponse | 0 | 0 | 0 | 0 | 0 | 0
IGCC-CCS | 0 | 0 | 0 | 0 | 0 | 0
WT_off | 0 | 0 | 0 | 0 | 0 | 0
PseudoUnit | 0 | 0 | 0 | 0 | 0 | 0
FixedInterchange | 0 | 0 | 0 | 0 | 0 | 0
Emission Cost by Reporting Type: MISO_WUMS
ReportingType | 2015 | 2020 | 2025 | 2030 | 2035 | 2040
BM | 0 | 0 | 0 | 0 | 0 | 0
CC | 0 | 0 | 0 | 0 | 0 | 0
CSP | 0 | 0 | 0 | 0 | 0 | 0
CT | 0 | 0 | 0 | 0 | 0 | 0
Coal | 0 | 0 | 0 | 0 | 0 | 0
Geo | 0 | 0 | 0 | 0 | 0 | 0
H | 0 | 0 | 0 | 0 | 0 | 0
LFG | 0 | 0 | 0 | 0 | 0 | 0
Nuc | 0 | 0 | 0 | 0 | 0 | 0
PS | 0 | 0 | 0 | 0 | 0 | 0
PV | 0 | 0 | 0 | 0 | 0 | 0
PeakG | 0 | 0 | 0 | 0 | 0 | 0
PeakO | 0 | 0 | 0 | 0 | 0 | 0
ST | 0 | 0 | 0 | 0 | 0 | 0
STOG | 0 | 0 | 0 | 0 | 0 | 0
STWD | 0 | 0 | 0 | 0 | 0 | 0
WT | 0 | 0 | 0 | 0 | 0 | 0
IGCC | 0 | 0 | 0 | 0 | 0 | 0
DemandResponse | 0 | 0 | 0 | 0 | 0 | 0
IGCC-CCS | 0 | 0 | 0 | 0 | 0 | 0
WT_off | 0 | 0 | 0 | 0 | 0 | 0
PseudoUnit | 0 | 0 | 0 | 0 | 0 | 0
FixedInterchange | 0 | 0 | 0 | 0 | 0 | 0
Emission Cost by Reporting Type: Nebraska
ReportingType | 2015 | 2020 | 2025 | 2030 | 2035 | 2040
BM | 0 | 0 | 0 | 0 | 0 | 0
CC | 0 | 0 | 0 | 0 | 0 | 0
CSP | 0 | 0 | 0 | 0 | 0 | 0
CT | 0 | 0 | 0 | 0 | 0 | 0
Coal | 0 | 0 | 0 | 0 | 0 | 0
Geo | 0 | 0 | 0 | 0 | 0 | 0
H | 0 | 0 | 0 | 0 | 0 | 0
LFG | 0 | 0 | 0 | 0 | 0 | 0
Nuc | 0 | 0 | 0 | 0 | 0 | 0
PS | 0 | 0 | 0 | 0 | 0 | 0
PV | 0 | 0 | 0 | 0 | 0 | 0
PeakG | 0 | 0 | 0 | 0 | 0 | 0
PeakO | 0 | 0 | 0 | 0 | 0 | 0
ST | 0 | 0 | 0 | 0 | 0 | 0
STOG | 0 | 0 | 0 | 0 | 0 | 0
STWD | 0 | 0 | 0 | 0 | 0 | 0
WT | 0 | 0 | 0 | 0 | 0 | 0
IGCC | 0 | 0 | 0 | 0 | 0 | 0
DemandResponse | 0 | 0 | 0 | 0 | 0 | 0
IGCC-CCS | 0 | 0 | 0 | 0 | 0 | 0
WT_off | 0 | 0 | 0 | 0 | 0 | 0
PseudoUnit | 0 | 0 | 0 | 0 | 0 | 0
FixedInterchange | 0 | 0 | 0 | 0 | 0 | 0
Emission Cost by Reporting Type: NEISO
ReportingType | 2015 | 2020 | 2025 | 2030 | 2035 | 2040
BM | 0 | 0 | 0 | 0 | 0 | 0
CC | 29.99 | 24.21 | 24.37 | 26.12 | 37.33 | 43.26
CSP | 0 | 0 | 0 | 0 | 0 | 0
CT | 0 | 0.01 | 0.01 | 0.01 | 0.05 | 0.09
Coal | 0.07 | 0 | 0 | 0 | 0 | 0
Geo | 0 | 0 | 0 | 0 | 0 | 0
H | 0 | 0 | 0 | 0 | 0 | 0
LFG | 0 | 0 | 0 | 0 | 0 | 0
Nuc | 0 | 0 | 0 | 0 | 0 | 0
PS | 0 | 0 | 0 | 0 | 0 | 0
PV | 0 | 0 | 0 | 0 | 0 | 0
PeakG | 0.03 | 0.04 | 0.04 | 0.04 | 0.12 | 0.12
PeakO | 0 | 0 | 0 | 0 | 0 | 0
ST | 0 | 0 | 0 | 0 | 0 | 0
STOG | 0 | 0 | 0 | 0 | 0 | 0
STWD | 0 | 0 | 0 | 0 | 0 | 0
WT | 0 | 0 | 0 | 0 | 0 | 0
IGCC | 0 | 0 | 0 | 0 | 0 | 0
DemandResponse | 0 | 0 | 0 | 0 | 0 | 0
IGCC-CCS | 0 | 0 | 0 | 0 | 0 | 0
WT_off | 0 | 0 | 0 | 0 | 0 | 0
PseudoUnit | 0 | 0 | 0 | 0 | 0 | 0
FixedInterchange | 0 | 0 | 0 | 0 | 0 | 0
Emission Cost by Reporting Type: NonRTO_Midwest
ReportingType | 2015 | 2020 | 2025 | 2030 | 2035 | 2040
BM | 0 | 0 | 0 | 0 | 0 | 0
CC | 0 | 0 | 0 | 0 | 0 | 0
CSP | 0 | 0 | 0 | 0 | 0 | 0
CT | 0 | 0 | 0 | 0 | 0 | 0
Coal | 0 | 0 | 0 | 0 | 0 | 0
Geo | 0 | 0 | 0 | 0 | 0 | 0
H | 0 | 0 | 0 | 0 | 0 | 0
LFG | 0 | 0 | 0 | 0 | 0 | 0
Nuc | 0 | 0 | 0 | 0 | 0 | 0
PS | 0 | 0 | 0 | 0 | 0 | 0
PV | 0 | 0 | 0 | 0 | 0 | 0
PeakG | 0 | 0 | 0 | 0 | 0 | 0
PeakO | 0 | 0 | 0 | 0 | 0 | 0
ST | 0 | 0 | 0 | 0 | 0 | 0
STOG | 0 | 0 | 0 | 0 | 0 | 0
STWD | 0 | 0 | 0 | 0 | 0 | 0
WT | 0 | 0 | 0 | 0 | 0 | 0
IGCC | 0 | 0 | 0 | 0 | 0 | 0
DemandResponse | 0 | 0 | 0 | 0 | 0 | 0
IGCC-CCS | 0 | 0 | 0 | 0 | 0 | 0
WT_off | 0 | 0 | 0 | 0 | 0 | 0
PseudoUnit | 0 | 0 | 0 | 0 | 0 | 0
FixedInterchange | 0 | 0 | 0 | 0 | 0 | 0
Emission Cost by Reporting Type: NYISO_A-F
ReportingType | 2015 | 2020 | 2025 | 2030 | 2035 | 2040
BM | 0 | 0 | 0 | 0 | 0 | 0
CC | 4.85 | 6.32 | 6.65 | 8.62 | 10.85 | 11
CSP | 0 | 0 | 0 | 0 | 0 | 0
CT | 0 | 0 | 0 | 0 | 0 | 0
Coal | 0 | 0 | 0 | 0 | 0 | 0
Geo | 0 | 0 | 0 | 0 | 0 | 0
H | 0 | 0 | 0 | 0 | 0 | 0
LFG | 0 | 0 | 0 | 0 | 0 | 0
Nuc | 0 | 0 | 0 | 0 | 0 | 0
PS | 0 | 0 | 0 | 0 | 0 | 0
PV | 0 | 0 | 0 | 0 | 0 | 0
PeakG | 0 | 0 | 0.01 | 0.01 | 0.01 | 0.01
PeakO | 0 | 0 | 0 | 0 | 0 | 0
ST | 0 | 0 | 0 | 0 | 0 | 0
STOG | 0 | 0 | 0 | 0 | 0 | 0
STWD | 0 | 0 | 0 | 0 | 0 | 0
WT | 0 | 0 | 0 | 0 | 0 | 0
IGCC | 0 | 0 | 0 | 0 | 0 | 0
DemandResponse | 0 | 0 | 0 | 0 | 0 | 0
IGCC-CCS | 0 | 0 | 0 | 0 | 0 | 0
WT_off | 0 | 0 | 0 | 0 | 0 | 0
PseudoUnit | 0 | 0 | 0 | 0 | 0 | 0
FixedInterchange | 0 | 0 | 0 | 0 | 0 | 0
Emission Cost by Reporting Type: NYISO_G-I
ReportingType | 2015 | 2020 | 2025 | 2030 | 2035 | 2040
BM | 0 | 0 | 0 | 0 | 0 | 0
CC | 5.11 | 6.43 | 6.9 | 11.17 | 28.32 | 45.28
CSP | 0 | 0 | 0 | 0 | 0 | 0
CT | 0 | 0 | 0 | 0 | 0 | 0
Coal | 0 | 0 | 0 | 0 | 0 | 0
Geo | 0 | 0 | 0 | 0 | 0 | 0
H | 0 | 0 | 0 | 0 | 0 | 0
LFG | 0 | 0 | 0 | 0 | 0 | 0
Nuc | 0 | 0 | 0 | 0 | 0 | 0
PS | 0 | 0 | 0 | 0 | 0 | 0
PV | 0 | 0 | 0 | 0 | 0 | 0
PeakG | 0 | 0 | 0 | 0 | 0 | 0
PeakO | 0 | 0 | 0 | 0 | 0 | 0
ST | 0 | 0 | 0 | 0 | 0 | 0
STOG | 0 | 0 | 0 | 0 | 0 | 0
STWD | 0 | 0 | 0 | 0 | 0 | 0
WT | 0 | 0 | 0 | 0 | 0 | 0
IGCC | 0 | 0 | 0 | 0 | 0 | 0
DemandResponse | 0 | 0 | 0 | 0 | 0 | 0
IGCC-CCS | 0 | 0 | 0 | 0 | 0 | 0
WT_off | 0 | 0 | 0 | 0 | 0 | 0
PseudoUnit | 0 | 0 | 0 | 0 | 0 | 0
FixedInterchange | 0 | 0 | 0 | 0 | 0 | 0
Emission Cost by Reporting Type: NYISO_J-K
ReportingType | 2015 | 2020 | 2025 | 2030 | 2035 | 2040
BM | 0 | 0 | 0 | 0 | 0 | 0
CC | 19.26 | 24.28 | 23.71 | 23.86 | 24.58 | 24.54
CSP | 0 | 0 | 0 | 0 | 0 | 0
CT | 0 | 0 | 0.03 | 0.07 | 0.14 | 0.28
Coal | 0 | 0 | 0 | 0 | 0 | 0
Geo | 0 | 0 | 0 | 0 | 0 | 0
H | 0 | 0 | 0 | 0 | 0 | 0
LFG | 0 | 0 | 0 | 0 | 0 | 0
Nuc | 0 | 0 | 0 | 0 | 0 | 0
PS | 0 | 0 | 0 | 0 | 0 | 0
PV | 0 | 0 | 0 | 0 | 0 | 0
PeakG | 0.05 | 0.16 | 0.21 | 0.21 | 0.2 | 0.46
PeakO | 0 | 0 | 0 | 0 | 0 | 0
ST | 0 | 0 | 0 | 0 | 0 | 0
STOG | 1.32 | 2.39 | 3.11 | 3.17 | 3.62 | 4.63
STWD | 0 | 0 | 0 | 0 | 0 | 0
WT | 0 | 0 | 0 | 0 | 0 | 0
IGCC | 0 | 0 | 0 | 0 | 0 | 0
DemandResponse | 0 | 0 | 0 | 0 | 0 | 0
IGCC-CCS | 0 | 0 | 0 | 0 | 0 | 0
WT_off | 0 | 0 | 0 | 0 | 0 | 0
PseudoUnit | 0 | 0 | 0 | 0 | 0 | 0
FixedInterchange | 0 | 0 | 0 | 0 | 0 | 0
Emission Cost by Reporting Type: PJM_E
ReportingType | 2015 | 2020 | 2025 | 2030 | 2035 | 2040
BM | 0 | 0 | 0 | 0 | 0 | 0
CC | 18.74 | 27.17 | 29.75 | 30.8 | 37.23 | 42.16
CSP | 0 | 0 | 0 | 0 | 0 | 0
CT | 0 | 0 | 0 | 0.01 | 0.15 | 0.17
Coal | 0.46 | 0.23 | 0.31 | 0.37 | 0.37 | 0.37
Geo | 0 | 0 | 0 | 0 | 0 | 0
H | 0 | 0 | 0 | 0 | 0 | 0
LFG | 0 | 0 | 0 | 0 | 0 | 0
Nuc | 0 | 0 | 0 | 0 | 0 | 0
PS | 0 | 0 | 0 | 0 | 0 | 0
PV | 0 | 0 | 0 | 0 | 0 | 0
PeakG | 0.03 | 0.1 | 0.58 | 0.58 | 1.13 | 0.3
PeakO | 0 | 0 | 0 | 0 | 0 | 0
ST | 0 | 0 | 0 | 0 | 0 | 0
STOG | 0.33 | 0.63 | 0.68 | 1.24 | 1.24 | 0.72
STWD | 0 | 0 | 0 | 0 | 0 | 0
WT | 0 | 0 | 0 | 0 | 0 | 0
IGCC | 0 | 0 | 0 | 0 | 0 | 0
DemandResponse | 0 | 0 | 0 | 0 | 0 | 0
IGCC-CCS | 0 | 0 | 0 | 0 | 0 | 0
WT_off | 0 | 0 | 0 | 0 | 0 | 0
PseudoUnit | 0 | 0 | 0 | 0 | 0 | 0
FixedInterchange | 0 | 0 | 0 | 0 | 0 | 0
Emission Cost by Reporting Type: PJM_ROM
ReportingType | 2015 | 2020 | 2025 | 2030 | 2035 | 2040
BM | 0 | 0 | 0 | 0 | 0 | 0
CC | 0.08 | 0.15 | 0.18 | 0.18 | 0.2 | 0.2
CSP | 0 | 0 | 0 | 0 | 0 | 0
CT | 0 | 0 | 0 | 0 | 0 | 0
Coal | 11.87 | 23.24 | 30.05 | 30.05 | 30.05 | 30.05
Geo | 0 | 0 | 0 | 0 | 0 | 0
H | 0 | 0 | 0 | 0 | 0 | 0
LFG | 0 | 0 | 0 | 0 | 0 | 0
Nuc | 0 | 0 | 0 | 0 | 0 | 0
PS | 0 | 0 | 0 | 0 | 0 | 0
PV | 0 | 0 | 0 | 0 | 0 | 0
PeakG | 0 | 0.06 | 0.06 | 0.06 | 0.37 | 0.16
PeakO | 0 | 0 | 0 | 0 | 0 | 0
ST | 0 | 0 | 0 | 0 | 0 | 0
STOG | 0 | 0 | 0 | 0 | 0 | 0
STWD | 0 | 0 | 0 | 0 | 0 | 0
WT | 0 | 0 | 0 | 0 | 0 | 0
IGCC | 0 | 0 | 0 | 0 | 0 | 0
DemandResponse | 0 | 0 | 0 | 0 | 0 | 0
IGCC-CCS | 0 | 0 | 0 | 0 | 0 | 0
WT_off | 0 | 0 | 0 | 0 | 0 | 0
PseudoUnit | 0 | 0 | 0 | 0 | 0 | 0
FixedInterchange | 0 | 0 | 0 | 0 | 0 | 0
Emission Cost by Reporting Type: PJM_ROR
ReportingType | 2015 | 2020 | 2025 | 2030 | 2035 | 2040
BM | 0 | 0 | 0 | 0 | 0 | 0
CC | 0 | 0 | 0 | 0 | 0 | 0
CSP | 0 | 0 | 0 | 0 | 0 | 0
CT | 0 | 0 | 0 | 0 | 0 | 0
Coal | 0 | 0 | 0 | 0 | 0 | 0
Geo | 0 | 0 | 0 | 0 | 0 | 0
H | 0 | 0 | 0 | 0 | 0 | 0
LFG | 0 | 0 | 0 | 0 | 0 | 0
Nuc | 0 | 0 | 0 | 0 | 0 | 0
PS | 0 | 0 | 0 | 0 | 0 | 0
PV | 0 | 0 | 0 | 0 | 0 | 0
PeakG | 0 | 0 | 0 | 0 | 0 | 0
PeakO | 0 | 0 | 0 | 0 | 0 | 0
ST | 0 | 0 | 0 | 0 | 0 | 0
STOG | 0 | 0 | 0 | 0 | 0 | 0
STWD | 0 | 0 | 0 | 0 | 0 | 0
WT | 0 | 0 | 0 | 0 | 0 | 0
IGCC | 0 | 0 | 0 | 0 | 0 | 0
DemandResponse | 0 | 0 | 0 | 0 | 0 | 0
IGCC-CCS | 0 | 0 | 0 | 0 | 0 | 0
WT_off | 0 | 0 | 0 | 0 | 0 | 0
PseudoUnit | 0 | 0 | 0 | 0 | 0 | 0
FixedInterchange | 0 | 0 | 0 | 0 | 0 | 0
Emission Cost by Reporting Type: SOCO
ReportingType | 2015 | 2020 | 2025 | 2030 | 2035 | 2040
BM | 0 | 0 | 0 | 0 | 0 | 0
CC | 0 | 0 | 0 | 0 | 0 | 0
CSP | 0 | 0 | 0 | 0 | 0 | 0
CT | 0 | 0 | 0 | 0 | 0 | 0
Coal | 0 | 0 | 0 | 0 | 0 | 0
Geo | 0 | 0 | 0 | 0 | 0 | 0
H | 0 | 0 | 0 | 0 | 0 | 0
LFG | 0 | 0 | 0 | 0 | 0 | 0
Nuc | 0 | 0 | 0 | 0 | 0 | 0
PS | 0 | 0 | 0 | 0 | 0 | 0
PV | 0 | 0 | 0 | 0 | 0 | 0
PeakG | 0 | 0 | 0 | 0 | 0 | 0
PeakO | 0 | 0 | 0 | 0 | 0 | 0
ST | 0 | 0 | 0 | 0 | 0 | 0
STOG | 0 | 0 | 0 | 0 | 0 | 0
STWD | 0 | 0 | 0 | 0 | 0 | 0
WT | 0 | 0 | 0 | 0 | 0 | 0
IGCC | 0 | 0 | 0 | 0 | 0 | 0
DemandResponse | 0 | 0 | 0 | 0 | 0 | 0
IGCC-CCS | 0 | 0 | 0 | 0 | 0 | 0
WT_off | 0 | 0 | 0 | 0 | 0 | 0
PseudoUnit | 0 | 0 | 0 | 0 | 0 | 0
FixedInterchange | 0 | 0 | 0 | 0 | 0 | 0
Emission Cost by Reporting Type: SPP_N
ReportingType | 2015 | 2020 | 2025 | 2030 | 2035 | 2040
BM | 0 | 0 | 0 | 0 | 0 | 0
CC | 0 | 0 | 0 | 0 | 0 | 0
CSP | 0 | 0 | 0 | 0 | 0 | 0
CT | 0 | 0 | 0 | 0 | 0 | 0
Coal | 0 | 0 | 0 | 0 | 0 | 0
Geo | 0 | 0 | 0 | 0 | 0 | 0
H | 0 | 0 | 0 | 0 | 0 | 0
LFG | 0 | 0 | 0 | 0 | 0 | 0
Nuc | 0 | 0 | 0 | 0 | 0 | 0
PS | 0 | 0 | 0 | 0 | 0 | 0
PV | 0 | 0 | 0 | 0 | 0 | 0
PeakG | 0 | 0 | 0 | 0 | 0 | 0
PeakO | 0 | 0 | 0 | 0 | 0 | 0
ST | 0 | 0 | 0 | 0 | 0 | 0
STOG | 0 | 0 | 0 | 0 | 0 | 0
STWD | 0 | 0 | 0 | 0 | 0 | 0
WT | 0 | 0 | 0 | 0 | 0 | 0
IGCC | 0 | 0 | 0 | 0 | 0 | 0
DemandResponse | 0 | 0 | 0 | 0 | 0 | 0
IGCC-CCS | 0 | 0 | 0 | 0 | 0 | 0
WT_off | 0 | 0 | 0 | 0 | 0 | 0
PseudoUnit | 0 | 0 | 0 | 0 | 0 | 0
FixedInterchange | 0 | 0 | 0 | 0 | 0 | 0
Emission Cost by Reporting Type: SPP_S
ReportingType | 2015 | 2020 | 2025 | 2030 | 2035 | 2040
BM | 0 | 0 | 0 | 0 | 0 | 0
CC | 0 | 0 | 0 | 0 | 0 | 0
CSP | 0 | 0 | 0 | 0 | 0 | 0
CT | 0 | 0 | 0 | 0 | 0 | 0
Coal | 0 | 0 | 0 | 0 | 0 | 0
Geo | 0 | 0 | 0 | 0 | 0 | 0
H | 0 | 0 | 0 | 0 | 0 | 0
LFG | 0 | 0 | 0 | 0 | 0 | 0
Nuc | 0 | 0 | 0 | 0 | 0 | 0
PS | 0 | 0 | 0 | 0 | 0 | 0
PV | 0 | 0 | 0 | 0 | 0 | 0
PeakG | 0 | 0 | 0 | 0 | 0 | 0
PeakO | 0 | 0 | 0 | 0 | 0 | 0
ST | 0 | 0 | 0 | 0 | 0 | 0
STOG | 0 | 0 | 0 | 0 | 0 | 0
STWD | 0 | 0 | 0 | 0 | 0 | 0
WT | 0 | 0 | 0 | 0 | 0 | 0
IGCC | 0 | 0 | 0 | 0 | 0 | 0
DemandResponse | 0 | 0 | 0 | 0 | 0 | 0
IGCC-CCS | 0 | 0 | 0 | 0 | 0 | 0
WT_off | 0 | 0 | 0 | 0 | 0 | 0
PseudoUnit | 0 | 0 | 0 | 0 | 0 | 0
FixedInterchange | 0 | 0 | 0 | 0 | 0 | 0
Emission Cost by Reporting Type: TVA
ReportingType | 2015 | 2020 | 2025 | 2030 | 2035 | 2040
BM | 0 | 0 | 0 | 0 | 0 | 0
CC | 0 | 0 | 0 | 0 | 0 | 0
CSP | 0 | 0 | 0 | 0 | 0 | 0
CT | 0 | 0 | 0 | 0 | 0 | 0
Coal | 0 | 0 | 0 | 0 | 0 | 0
Geo | 0 | 0 | 0 | 0 | 0 | 0
H | 0 | 0 | 0 | 0 | 0 | 0
LFG | 0 | 0 | 0 | 0 | 0 | 0
Nuc | 0 | 0 | 0 | 0 | 0 | 0
PS | 0 | 0 | 0 | 0 | 0 | 0
PV | 0 | 0 | 0 | 0 | 0 | 0
PeakG | 0 | 0 | 0 | 0 | 0 | 0
PeakO | 0 | 0 | 0 | 0 | 0 | 0
ST | 0 | 0 | 0 | 0 | 0 | 0
STOG | 0 | 0 | 0 | 0 | 0 | 0
STWD | 0 | 0 | 0 | 0 | 0 | 0
WT | 0 | 0 | 0 | 0 | 0 | 0
IGCC | 0 | 0 | 0 | 0 | 0 | 0
DemandResponse | 0 | 0 | 0 | 0 | 0 | 0
IGCC-CCS | 0 | 0 | 0 | 0 | 0 | 0
WT_off | 0 | 0 | 0 | 0 | 0 | 0
PseudoUnit | 0 | 0 | 0 | 0 | 0 | 0
FixedInterchange | 0 | 0 | 0 | 0 | 0 | 0
Emission Cost by Reporting Type: TVA_Transmission
ReportingType | 2015 | 2020 | 2025 | 2030 | 2035 | 2040
BM | 0 | 0 | 0 | 0 | 0 | 0
CC | 0 | 0 | 0 | 0 | 0 | 0
CSP | 0 | 0 | 0 | 0 | 0 | 0
CT | 0 | 0 | 0 | 0 | 0 | 0
Coal | 0 | 0 | 0 | 0 | 0 | 0
Geo | 0 | 0 | 0 | 0 | 0 | 0
H | 0 | 0 | 0 | 0 | 0 | 0
LFG | 0 | 0 | 0 | 0 | 0 | 0
Nuc | 0 | 0 | 0 | 0 | 0 | 0
PS | 0 | 0 | 0 | 0 | 0 | 0
PV | 0 | 0 | 0 | 0 | 0 | 0
PeakG | 0 | 0 | 0 | 0 | 0 | 0
PeakO | 0 | 0 | 0 | 0 | 0 | 0
ST | 0 | 0 | 0 | 0 | 0 | 0
STOG | 0 | 0 | 0 | 0 | 0 | 0
STWD | 0 | 0 | 0 | 0 | 0 | 0
WT | 0 | 0 | 0 | 0 | 0 | 0
IGCC | 0 | 0 | 0 | 0 | 0 | 0
DemandResponse | 0 | 0 | 0 | 0 | 0 | 0
IGCC-CCS | 0 | 0 | 0 | 0 | 0 | 0
WT_off | 0 | 0 | 0 | 0 | 0 | 0
PseudoUnit | 0 | 0 | 0 | 0 | 0 | 0
FixedInterchange | 0 | 0 | 0 | 0 | 0 | 0
Emission Cost by Reporting Type: VACAR
ReportingType | 2015 | 2020 | 2025 | 2030 | 2035 | 2040
BM | 0 | 0 | 0 | 0 | 0 | 0
CC | 0 | 0 | 0 | 0 | 0 | 0
CSP | 0 | 0 | 0 | 0 | 0 | 0
CT | 0 | 0 | 0 | 0 | 0 | 0
Coal | 0 | 0 | 0 | 0 | 0 | 0
Geo | 0 | 0 | 0 | 0 | 0 | 0
H | 0 | 0 | 0 | 0 | 0 | 0
LFG | 0 | 0 | 0 | 0 | 0 | 0
Nuc | 0 | 0 | 0 | 0 | 0 | 0
PS | 0 | 0 | 0 | 0 | 0 | 0
PV | 0 | 0 | 0 | 0 | 0 | 0
PeakG | 0 | 0 | 0 | 0 | 0 | 0
PeakO | 0 | 0 | 0 | 0 | 0 | 0
ST | 0 | 0 | 0 | 0 | 0 | 0
STOG | 0 | 0 | 0 | 0 | 0 | 0
STWD | 0 | 0 | 0 | 0 | 0 | 0
WT | 0 | 0 | 0 | 0 | 0 | 0
IGCC | 0 | 0 | 0 | 0 | 0 | 0
DemandResponse | 0 | 0 | 0 | 0 | 0 | 0
IGCC-CCS | 0 | 0 | 0 | 0 | 0 | 0
WT_off | 0 | 0 | 0 | 0 | 0 | 0
PseudoUnit | 0 | 0 | 0 | 0 | 0 | 0
FixedInterchange | 0 | 0 | 0 | 0 | 0 | 0
Emission Cost by Reporting Type: IESO
ReportingType | 2015 | 2020 | 2025 | 2030 | 2035 | 2040
BM | 0 | 0 | 0 | 0 | 0 | 0
CC | 0 | 0 | 0 | 0 | 0 | 0
CSP | 0 | 0 | 0 | 0 | 0 | 0
CT | 0 | 0 | 0 | 0 | 0 | 0
Coal | 0 | 0 | 0 | 0 | 0 | 0
Geo | 0 | 0 | 0 | 0 | 0 | 0
H | 0 | 0 | 0 | 0 | 0 | 0
LFG | 0 | 0 | 0 | 0 | 0 | 0
Nuc | 0 | 0 | 0 | 0 | 0 | 0
PS | 0 | 0 | 0 | 0 | 0 | 0
PV | 0 | 0 | 0 | 0 | 0 | 0
PeakG | 0 | 0 | 0 | 0 | 0 | 0
PeakO | 0 | 0 | 0 | 0 | 0 | 0
ST | 0 | 0 | 0 | 0 | 0 | 0
STOG | 0 | 0 | 0 | 0 | 0 | 0
STWD | 0 | 0 | 0 | 0 | 0 | 0
WT | 0 | 0 | 0 | 0 | 0 | 0
IGCC | 0 | 0 | 0 | 0 | 0 | 0
DemandResponse | 0 | 0 | 0 | 0 | 0 | 0
IGCC-CCS | 0 | 0 | 0 | 0 | 0 | 0
WT_off | 0 | 0 | 0 | 0 | 0 | 0
PseudoUnit | 0 | 0 | 0 | 0 | 0 | 0
FixedInterchange | 0 | 0 | 0 | 0 | 0 | 0
Emission Cost by Reporting Type: MAPP_CA
ReportingType | 2015 | 2020 | 2025 | 2030 | 2035 | 2040
BM | 0 | 0 | 0 | 0 | 0 | 0
CC | 0 | 0 | 0 | 0 | 0 | 0
CSP | 0 | 0 | 0 | 0 | 0 | 0
CT | 0 | 0 | 0 | 0 | 0 | 0
Coal | 0 | 0 | 0 | 0 | 0 | 0
Geo | 0 | 0 | 0 | 0 | 0 | 0
H | 0 | 0 | 0 | 0 | 0 | 0
LFG | 0 | 0 | 0 | 0 | 0 | 0
Nuc | 0 | 0 | 0 | 0 | 0 | 0
PS | 0 | 0 | 0 | 0 | 0 | 0
PV | 0 | 0 | 0 | 0 | 0 | 0
PeakG | 0 | 0 | 0 | 0 | 0 | 0
PeakO | 0 | 0 | 0 | 0 | 0 | 0
ST | 0 | 0 | 0 | 0 | 0 | 0
STOG | 0 | 0 | 0 | 0 | 0 | 0
STWD | 0 | 0 | 0 | 0 | 0 | 0
WT | 0 | 0 | 0 | 0 | 0 | 0
IGCC | 0 | 0 | 0 | 0 | 0 | 0
DemandResponse | 0 | 0 | 0 | 0 | 0 | 0
IGCC-CCS | 0 | 0 | 0 | 0 | 0 | 0
WT_off | 0 | 0 | 0 | 0 | 0 | 0
PseudoUnit | 0 | 0 | 0 | 0 | 0 | 0
FixedInterchange | 0 | 0 | 0 | 0 | 0 | 0
Emission Cost by Reporting Type: AZ_NM_SNV_Coal
ReportingType | 2015 | 2020 | 2025 | 2030 | 2035 | 2040
BM | 0 | 0 | 0 | 0 | 0 | 0
CC | 0 | 0 | 0 | 0 | 0 | 0
CSP | 0 | 0 | 0 | 0 | 0 | 0
CT | 0 | 0 | 0 | 0 | 0 | 0
Coal | 0 | 0 | 0 | 0 | 0 | 0
Geo | 0 | 0 | 0 | 0 | 0 | 0
H | 0 | 0 | 0 | 0 | 0 | 0
LFG | 0 | 0 | 0 | 0 | 0 | 0
Nuc | 0 | 0 | 0 | 0 | 0 | 0
PS | 0 | 0 | 0 | 0 | 0 | 0
PV | 0 | 0 | 0 | 0 | 0 | 0
PeakG | 0 | 0 | 0 | 0 | 0 | 0
PeakO | 0 | 0 | 0 | 0 | 0 | 0
ST | 0 | 0 | 0 | 0 | 0 | 0
STOG | 0 | 0 | 0 | 0 | 0 | 0
STWD | 0 | 0 | 0 | 0 | 0 | 0
WT | 0 | 0 | 0 | 0 | 0 | 0
IGCC | 0 | 0 | 0 | 0 | 0 | 0
DemandResponse | 0 | 0 | 0 | 0 | 0 | 0
IGCC-CCS | 0 | 0 | 0 | 0 | 0 | 0
WT_off | 0 | 0 | 0 | 0 | 0 | 0
PseudoUnit | 0 | 0 | 0 | 0 | 0 | 0
FixedInterchange | 0 | 0 | 0 | 0 | 0 | 0
Emission Cost by Reporting Type: AZ_NM_SNV_Gas
ReportingType | 2015 | 2020 | 2025 | 2030 | 2035 | 2040
BM | 0 | 0 | 0 | 0 | 0 | 0
CC | 0 | 0 | 0 | 0 | 0 | 0
CSP | 0 | 0 | 0 | 0 | 0 | 0
CT | 0 | 0 | 0 | 0 | 0 | 0
Coal | 0 | 0 | 0 | 0 | 0 | 0
Geo | 0 | 0 | 0 | 0 | 0 | 0
H | 0 | 0 | 0 | 0 | 0 | 0
LFG | 0 | 0 | 0 | 0 | 0 | 0
Nuc | 0 | 0 | 0 | 0 | 0 | 0
PS | 0 | 0 | 0 | 0 | 0 | 0
PV | 0 | 0 | 0 | 0 | 0 | 0
PeakG | 0 | 0 | 0 | 0 | 0 | 0
PeakO | 0 | 0 | 0 | 0 | 0 | 0
ST | 0 | 0 | 0 | 0 | 0 | 0
STOG | 0 | 0 | 0 | 0 | 0 | 0
STWD | 0 | 0 | 0 | 0 | 0 | 0
WT | 0 | 0 | 0 | 0 | 0 | 0
IGCC | 0 | 0 | 0 | 0 | 0 | 0
DemandResponse | 0 | 0 | 0 | 0 | 0 | 0
IGCC-CCS | 0 | 0 | 0 | 0 | 0 | 0
WT_off | 0 | 0 | 0 | 0 | 0 | 0
PseudoUnit | 0 | 0 | 0 | 0 | 0 | 0
FixedInterchange | 0 | 0 | 0 | 0 | 0 | 0
Emission Cost by Reporting Type: AZ_NM_SNV_NucRenew
ReportingType | 2015 | 2020 | 2025 | 2030 | 2035 | 2040
BM | 0 | 0 | 0 | 0 | 0 | 0
CC | 0 | 0 | 0 | 0 | 0 | 0
CSP | 0 | 0 | 0 | 0 | 0 | 0
CT | 0 | 0 | 0 | 0 | 0 | 0
Coal | 0 | 0 | 0 | 0 | 0 | 0
Geo | 0 | 0 | 0 | 0 | 0 | 0
H | 0 | 0 | 0 | 0 | 0 | 0
LFG | 0 | 0 | 0 | 0 | 0 | 0
Nuc | 0 | 0 | 0 | 0 | 0 | 0
PS | 0 | 0 | 0 | 0 | 0 | 0
PV | 0 | 0 | 0 | 0 | 0 | 0
PeakG | 0 | 0 | 0 | 0 | 0 | 0
PeakO | 0 | 0 | 0 | 0 | 0 | 0
ST | 0 | 0 | 0 | 0 | 0 | 0
STOG | 0 | 0 | 0 | 0 | 0 | 0
STWD | 0 | 0 | 0 | 0 | 0 | 0
WT | 0 | 0 | 0 | 0 | 0 | 0
IGCC | 0 | 0 | 0 | 0 | 0 | 0
DemandResponse | 0 | 0 | 0 | 0 | 0 | 0
IGCC-CCS | 0 | 0 | 0 | 0 | 0 | 0
WT_off | 0 | 0 | 0 | 0 | 0 | 0
PseudoUnit | 0 | 0 | 0 | 0 | 0 | 0
FixedInterchange | 0 | 0 | 0 | 0 | 0 | 0
Emission Cost by Reporting Type: ERCOT
ReportingType | 2015 | 2020 | 2025 | 2030 | 2035 | 2040
BM | 0 | 0 | 0 | 0 | 0 | 0
CC | 0 | 0 | 0 | 0 | 0 | 0
CSP | 0 | 0 | 0 | 0 | 0 | 0
CT | 0 | 0 | 0 | 0 | 0 | 0
Coal | 0 | 0 | 0 | 0 | 0 | 0
Geo | 0 | 0 | 0 | 0 | 0 | 0
H | 0 | 0 | 0 | 0 | 0 | 0
LFG | 0 | 0 | 0 | 0 | 0 | 0
Nuc | 0 | 0 | 0 | 0 | 0 | 0
PS | 0 | 0 | 0 | 0 | 0 | 0
PV | 0 | 0 | 0 | 0 | 0 | 0
PeakG | 0 | 0 | 0 | 0 | 0 | 0
PeakO | 0 | 0 | 0 | 0 | 0 | 0
ST | 0 | 0 | 0 | 0 | 0 | 0
STOG | 0 | 0 | 0 | 0 | 0 | 0
STWD | 0 | 0 | 0 | 0 | 0 | 0
WT | 0 | 0 | 0 | 0 | 0 | 0
IGCC | 0 | 0 | 0 | 0 | 0 | 0
DemandResponse | 0 | 0 | 0 | 0 | 0 | 0
IGCC-CCS | 0 | 0 | 0 | 0 | 0 | 0
WT_off | 0 | 0 | 0 | 0 | 0 | 0
PseudoUnit | 0 | 0 | 0 | 0 | 0 | 0
FixedInterchange | 0 | 0 | 0 | 0 | 0 | 0
Emission Cost by Reporting Type: NP15
ReportingType | 2015 | 2020 | 2025 | 2030 | 2035 | 2040
BM | 0 | 0 | 0 | 0 | 0 | 0
CC | 0 | 0 | 0 | 0 | 0 | 0
CSP | 0 | 0 | 0 | 0 | 0 | 0
CT | 0 | 0 | 0 | 0 | 0 | 0
Coal | 0 | 0 | 0 | 0 | 0 | 0
Geo | 0 | 0 | 0 | 0 | 0 | 0
H | 0 | 0 | 0 | 0 | 0 | 0
LFG | 0 | 0 | 0 | 0 | 0 | 0
Nuc | 0 | 0 | 0 | 0 | 0 | 0
PS | 0 | 0 | 0 | 0 | 0 | 0
PV | 0 | 0 | 0 | 0 | 0 | 0
PeakG | 0 | 0 | 0 | 0 | 0 | 0
PeakO | 0 | 0 | 0 | 0 | 0 | 0
ST | 0 | 0 | 0 | 0 | 0 | 0
STOG | 0 | 0 | 0 | 0 | 0 | 0
STWD | 0 | 0 | 0 | 0 | 0 | 0
WT | 0 | 0 | 0 | 0 | 0 | 0
IGCC | 0 | 0 | 0 | 0 | 0 | 0
DemandResponse | 0 | 0 | 0 | 0 | 0 | 0
IGCC-CCS | 0 | 0 | 0 | 0 | 0 | 0
WT_off | 0 | 0 | 0 | 0 | 0 | 0
PseudoUnit | 0 | 0 | 0 | 0 | 0 | 0
FixedInterchange | 0 | 0 | 0 | 0 | 0 | 0
Emission Cost by Reporting Type: NWPP_Coal
ReportingType | 2015 | 2020 | 2025 | 2030 | 2035 | 2040
BM | 0 | 0 | 0 | 0 | 0 | 0
CC | 0 | 0 | 0 | 0 | 0 | 0
CSP | 0 | 0 | 0 | 0 | 0 | 0
CT | 0 | 0 | 0 | 0 | 0 | 0
Coal | 0 | 0 | 0 | 0 | 0 | 0
Geo | 0 | 0 | 0 | 0 | 0 | 0
H | 0 | 0 | 0 | 0 | 0 | 0
LFG | 0 | 0 | 0 | 0 | 0 | 0
Nuc | 0 | 0 | 0 | 0 | 0 | 0
PS | 0 | 0 | 0 | 0 | 0 | 0
PV | 0 | 0 | 0 | 0 | 0 | 0
PeakG | 0 | 0 | 0 | 0 | 0 | 0
PeakO | 0 | 0 | 0 | 0 | 0 | 0
ST | 0 | 0 | 0 | 0 | 0 | 0
STOG | 0 | 0 | 0 | 0 | 0 | 0
STWD | 0 | 0 | 0 | 0 | 0 | 0
WT | 0 | 0 | 0 | 0 | 0 | 0
IGCC | 0 | 0 | 0 | 0 | 0 | 0
DemandResponse | 0 | 0 | 0 | 0 | 0 | 0
IGCC-CCS | 0 | 0 | 0 | 0 | 0 | 0
WT_off | 0 | 0 | 0 | 0 | 0 | 0
PseudoUnit | 0 | 0 | 0 | 0 | 0 | 0
FixedInterchange | 0 | 0 | 0 | 0 | 0 | 0
Emission Cost by Reporting Type: NWPP_Gas
ReportingType | 2015 | 2020 | 2025 | 2030 | 2035 | 2040
BM | 0 | 0 | 0 | 0 | 0 | 0
CC | 0 | 0 | 0 | 0 | 0 | 0
CSP | 0 | 0 | 0 | 0 | 0 | 0
CT | 0 | 0 | 0 | 0 | 0 | 0
Coal | 0 | 0 | 0 | 0 | 0 | 0
Geo | 0 | 0 | 0 | 0 | 0 | 0
H | 0 | 0 | 0 | 0 | 0 | 0
LFG | 0 | 0 | 0 | 0 | 0 | 0
Nuc | 0 | 0 | 0 | 0 | 0 | 0
PS | 0 | 0 | 0 | 0 | 0 | 0
PV | 0 | 0 | 0 | 0 | 0 | 0
PeakG | 0 | 0 | 0 | 0 | 0 | 0
PeakO | 0 | 0 | 0 | 0 | 0 | 0
ST | 0 | 0 | 0 | 0 | 0 | 0
STOG | 0 | 0 | 0 | 0 | 0 | 0
STWD | 0 | 0 | 0 | 0 | 0 | 0
WT | 0 | 0 | 0 | 0 | 0 | 0
IGCC | 0 | 0 | 0 | 0 | 0 | 0
DemandResponse | 0 | 0 | 0 | 0 | 0 | 0
IGCC-CCS | 0 | 0 | 0 | 0 | 0 | 0
WT_off | 0 | 0 | 0 | 0 | 0 | 0
PseudoUnit | 0 | 0 | 0 | 0 | 0 | 0
FixedInterchange | 0 | 0 | 0 | 0 | 0 | 0
Emission Cost by Reporting Type: NWPP_NucRenew
ReportingType | 2015 | 2020 | 2025 | 2030 | 2035 | 2040
BM | 0 | 0 | 0 | 0 | 0 | 0
CC | 0 | 0 | 0 | 0 | 0 | 0
CSP | 0 | 0 | 0 | 0 | 0 | 0
CT | 0 | 0 | 0 | 0 | 0 | 0
Coal | 0 | 0 | 0 | 0 | 0 | 0
Geo | 0 | 0 | 0 | 0 | 0 | 0
H | 0 | 0 | 0 | 0 | 0 | 0
LFG | 0 | 0 | 0 | 0 | 0 | 0
Nuc | 0 | 0 | 0 | 0 | 0 | 0
PS | 0 | 0 | 0 | 0 | 0 | 0
PV | 0 | 0 | 0 | 0 | 0 | 0
PeakG | 0 | 0 | 0 | 0 | 0 | 0
PeakO | 0 | 0 | 0 | 0 | 0 | 0
ST | 0 | 0 | 0 | 0 | 0 | 0
STOG | 0 | 0 | 0 | 0 | 0 | 0
STWD | 0 | 0 | 0 | 0 | 0 | 0
WT | 0 | 0 | 0 | 0 | 0 | 0
IGCC | 0 | 0 | 0 | 0 | 0 | 0
DemandResponse | 0 | 0 | 0 | 0 | 0 | 0
IGCC-CCS | 0 | 0 | 0 | 0 | 0 | 0
WT_off | 0 | 0 | 0 | 0 | 0 | 0
PseudoUnit | 0 | 0 | 0 | 0 | 0 | 0
FixedInterchange | 0 | 0 | 0 | 0 | 0 | 0
Emission Cost by Reporting Type: RMPA
ReportingType | 2015 | 2020 | 2025 | 2030 | 2035 | 2040
BM | 0 | 0 | 0 | 0 | 0 | 0
CC | 0 | 0 | 0 | 0 | 0 | 0
CSP | 0 | 0 | 0 | 0 | 0 | 0
CT | 0 | 0 | 0 | 0 | 0 | 0
Coal | 0 | 0 | 0 | 0 | 0 | 0
Geo | 0 | 0 | 0 | 0 | 0 | 0
H | 0 | 0 | 0 | 0 | 0 | 0
LFG | 0 | 0 | 0 | 0 | 0 | 0
Nuc | 0 | 0 | 0 | 0 | 0 | 0
PS | 0 | 0 | 0 | 0 | 0 | 0
PV | 0 | 0 | 0 | 0 | 0 | 0
PeakG | 0 | 0 | 0 | 0 | 0 | 0
PeakO | 0 | 0 | 0 | 0 | 0 | 0
ST | 0 | 0 | 0 | 0 | 0 | 0
STOG | 0 | 0 | 0 | 0 | 0 | 0
STWD | 0 | 0 | 0 | 0 | 0 | 0
WT | 0 | 0 | 0 | 0 | 0 | 0
IGCC | 0 | 0 | 0 | 0 | 0 | 0
DemandResponse | 0 | 0 | 0 | 0 | 0 | 0
IGCC-CCS | 0 | 0 | 0 | 0 | 0 | 0
WT_off | 0 | 0 | 0 | 0 | 0 | 0
PseudoUnit | 0 | 0 | 0 | 0 | 0 | 0
FixedInterchange | 0 | 0 | 0 | 0 | 0 | 0
Emission Cost by Reporting Type: SP15
ReportingType | 2015 | 2020 | 2025 | 2030 | 2035 | 2040
BM | 0 | 0 | 0 | 0 | 0 | 0
CC | 0 | 0 | 0 | 0 | 0 | 0
CSP | 0 | 0 | 0 | 0 | 0 | 0
CT | 0 | 0 | 0 | 0 | 0 | 0
Coal | 0 | 0 | 0 | 0 | 0 | 0
Geo | 0 | 0 | 0 | 0 | 0 | 0
H | 0 | 0 | 0 | 0 | 0 | 0
LFG | 0 | 0 | 0 | 0 | 0 | 0
Nuc | 0 | 0 | 0 | 0 | 0 | 0
PS | 0 | 0 | 0 | 0 | 0 | 0
PV | 0 | 0 | 0 | 0 | 0 | 0
PeakG | 0 | 0 | 0 | 0 | 0 | 0
PeakO | 0 | 0 | 0 | 0 | 0 | 0
ST | 0 | 0 | 0 | 0 | 0 | 0
STOG | 0 | 0 | 0 | 0 | 0 | 0
STWD | 0 | 0 | 0 | 0 | 0 | 0
WT | 0 | 0 | 0 | 0 | 0 | 0
IGCC | 0 | 0 | 0 | 0 | 0 | 0
DemandResponse | 0 | 0 | 0 | 0 | 0 | 0
IGCC-CCS | 0 | 0 | 0 | 0 | 0 | 0
WT_off | 0 | 0 | 0 | 0 | 0 | 0
PseudoUnit | 0 | 0 | 0 | 0 | 0 | 0
FixedInterchange | 0 | 0 | 0 | 0 | 0 | 0
Emission Cost by Reporting Type: ALB
ReportingType | 2015 | 2020 | 2025 | 2030 | 2035 | 2040
BM | 0 | 0 | 0 | 0 | 0 | 0
CC | 0 | 0 | 0 | 0 | 0 | 0
CSP | 0 | 0 | 0 | 0 | 0 | 0
CT | 0 | 0 | 0 | 0 | 0 | 0
Coal | 0 | 0 | 0 | 0 | 0 | 0
Geo | 0 | 0 | 0 | 0 | 0 | 0
H | 0 | 0 | 0 | 0 | 0 | 0
LFG | 0 | 0 | 0 | 0 | 0 | 0
Nuc | 0 | 0 | 0 | 0 | 0 | 0
PS | 0 | 0 | 0 | 0 | 0 | 0
PV | 0 | 0 | 0 | 0 | 0 | 0
PeakG | 0 | 0 | 0 | 0 | 0 | 0
PeakO | 0 | 0 | 0 | 0 | 0 | 0
ST | 0 | 0 | 0 | 0 | 0 | 0
STOG | 0 | 0 | 0 | 0 | 0 | 0
STWD | 0 | 0 | 0 | 0 | 0 | 0
WT | 0 | 0 | 0 | 0 | 0 | 0
IGCC | 0 | 0 | 0 | 0 | 0 | 0
DemandResponse | 0 | 0 | 0 | 0 | 0 | 0
IGCC-CCS | 0 | 0 | 0 | 0 | 0 | 0
WT_off | 0 | 0 | 0 | 0 | 0 | 0
PseudoUnit | 0 | 0 | 0 | 0 | 0 | 0
FixedInterchange | 0 | 0 | 0 | 0 | 0 | 0
Emission Cost by Reporting Type: BC
ReportingType | 2015 | 2020 | 2025 | 2030 | 2035 | 2040
BM | 0 | 0 | 0 | 0 | 0 | 0
CC | 0 | 0 | 0 | 0 | 0 | 0
CSP | 0 | 0 | 0 | 0 | 0 | 0
CT | 0 | 0 | 0 | 0 | 0 | 0
Coal | 0 | 0 | 0 | 0 | 0 | 0
Geo | 0 | 0 | 0 | 0 | 0 | 0
H | 0 | 0 | 0 | 0 | 0 | 0
LFG | 0 | 0 | 0 | 0 | 0 | 0
Nuc | 0 | 0 | 0 | 0 | 0 | 0
PS | 0 | 0 | 0 | 0 | 0 | 0
PV | 0 | 0 | 0 | 0 | 0 | 0
PeakG | 0 | 0 | 0 | 0 | 0 | 0
PeakO | 0 | 0 | 0 | 0 | 0 | 0
ST | 0 | 0 | 0 | 0 | 0 | 0
STOG | 0 | 0 | 0 | 0 | 0 | 0
STWD | 0 | 0 | 0 | 0 | 0 | 0
WT | 0 | 0 | 0 | 0 | 0 | 0
IGCC | 0 | 0 | 0 | 0 | 0 | 0
DemandResponse | 0 | 0 | 0 | 0 | 0 | 0
IGCC-CCS | 0 | 0 | 0 | 0 | 0 | 0
WT_off | 0 | 0 | 0 | 0 | 0 | 0
PseudoUnit | 0 | 0 | 0 | 0 | 0 | 0
FixedInterchange | 0 | 0 | 0 | 0 | 0 | 0
Emission Cost by Reporting Type: HQ_IESO
ReportingType | 2015 | 2020 | 2025 | 2030 | 2035 | 2040
BM | 0 | 0 | 0 | 0 | 0 | 0
CC | 0 | 0 | 0 | 0 | 0 | 0
CSP | 0 | 0 | 0 | 0 | 0 | 0
CT | 0 | 0 | 0 | 0 | 0 | 0
Coal | 0 | 0 | 0 | 0 | 0 | 0
Geo | 0 | 0 | 0 | 0 | 0 | 0
H | 0 | 0 | 0 | 0 | 0 | 0
LFG | 0 | 0 | 0 | 0 | 0 | 0
Nuc | 0 | 0 | 0 | 0 | 0 | 0
PS | 0 | 0 | 0 | 0 | 0 | 0
PV | 0 | 0 | 0 | 0 | 0 | 0
PeakG | 0 | 0 | 0 | 0 | 0 | 0
PeakO | 0 | 0 | 0 | 0 | 0 | 0
ST | 0 | 0 | 0 | 0 | 0 | 0
STOG | 0 | 0 | 0 | 0 | 0 | 0
STWD | 0 | 0 | 0 | 0 | 0 | 0
WT | 0 | 0 | 0 | 0 | 0 | 0
IGCC | 0 | 0 | 0 | 0 | 0 | 0
DemandResponse | 0 | 0 | 0 | 0 | 0 | 0
IGCC-CCS | 0 | 0 | 0 | 0 | 0 | 0
WT_off | 0 | 0 | 0 | 0 | 0 | 0
PseudoUnit | 0 | 0 | 0 | 0 | 0 | 0
FixedInterchange | 0 | 0 | 0 | 0 | 0 | 0
Emission Cost by Reporting Type: HQ_NEISO
ReportingType | 2015 | 2020 | 2025 | 2030 | 2035 | 2040
BM | 0 | 0 | 0 | 0 | 0 | 0
CC | 0 | 0 | 0 | 0 | 0 | 0
CSP | 0 | 0 | 0 | 0 | 0 | 0
CT | 0 | 0 | 0 | 0 | 0 | 0
Coal | 0 | 0 | 0 | 0 | 0 | 0
Geo | 0 | 0 | 0 | 0 | 0 | 0
H | 0 | 0 | 0 | 0 | 0 | 0
LFG | 0 | 0 | 0 | 0 | 0 | 0
Nuc | 0 | 0 | 0 | 0 | 0 | 0
PS | 0 | 0 | 0 | 0 | 0 | 0
PV | 0 | 0 | 0 | 0 | 0 | 0
PeakG | 0 | 0 | 0 | 0 | 0 | 0
PeakO | 0 | 0 | 0 | 0 | 0 | 0
ST | 0 | 0 | 0 | 0 | 0 | 0
STOG | 0 | 0 | 0 | 0 | 0 | 0
STWD | 0 | 0 | 0 | 0 | 0 | 0
WT | 0 | 0 | 0 | 0 | 0 | 0
IGCC | 0 | 0 | 0 | 0 | 0 | 0
DemandResponse | 0 | 0 | 0 | 0 | 0 | 0
IGCC-CCS | 0 | 0 | 0 | 0 | 0 | 0
WT_off | 0 | 0 | 0 | 0 | 0 | 0
PseudoUnit | 0 | 0 | 0 | 0 | 0 | 0
FixedInterchange | 0 | 0 | 0 | 0 | 0 | 0
Emission Cost by Reporting Type: HQ_NY
ReportingType | 2015 | 2020 | 2025 | 2030 | 2035 | 2040
BM | 0 | 0 | 0 | 0 | 0 | 0
CC | 0 | 0 | 0 | 0 | 0 | 0
CSP | 0 | 0 | 0 | 0 | 0 | 0
CT | 0 | 0 | 0 | 0 | 0 | 0
Coal | 0 | 0 | 0 | 0 | 0 | 0
Geo | 0 | 0 | 0 | 0 | 0 | 0
H | 0 | 0 | 0 | 0 | 0 | 0
LFG | 0 | 0 | 0 | 0 | 0 | 0
Nuc | 0 | 0 | 0 | 0 | 0 | 0
PS | 0 | 0 | 0 | 0 | 0 | 0
PV | 0 | 0 | 0 | 0 | 0 | 0
PeakG | 0 | 0 | 0 | 0 | 0 | 0
PeakO | 0 | 0 | 0 | 0 | 0 | 0
ST | 0 | 0 | 0 | 0 | 0 | 0
STOG | 0 | 0 | 0 | 0 | 0 | 0
STWD | 0 | 0 | 0 | 0 | 0 | 0
WT | 0 | 0 | 0 | 0 | 0 | 0
IGCC | 0 | 0 | 0 | 0 | 0 | 0
DemandResponse | 0 | 0 | 0 | 0 | 0 | 0
IGCC-CCS | 0 | 0 | 0 | 0 | 0 | 0
WT_off | 0 | 0 | 0 | 0 | 0 | 0
PseudoUnit | 0 | 0 | 0 | 0 | 0 | 0
FixedInterchange | 0 | 0 | 0 | 0 | 0 | 0
Emission Cost by Reporting Type: MARITIMES
ReportingType | 2015 | 2020 | 2025 | 2030 | 2035 | 2040
BM | 0 | 0 | 0 | 0 | 0 | 0
CC | 0 | 0 | 0 | 0 | 0 | 0
CSP | 0 | 0 | 0 | 0 | 0 | 0
CT | 0 | 0 | 0 | 0 | 0 | 0
Coal | 0 | 0 | 0 | 0 | 0 | 0
Geo | 0 | 0 | 0 | 0 | 0 | 0
H | 0 | 0 | 0 | 0 | 0 | 0
LFG | 0 | 0 | 0 | 0 | 0 | 0
Nuc | 0 | 0 | 0 | 0 | 0 | 0
PS | 0 | 0 | 0 | 0 | 0 | 0
PV | 0 | 0 | 0 | 0 | 0 | 0
PeakG | 0 | 0 | 0 | 0 | 0 | 0
PeakO | 0 | 0 | 0 | 0 | 0 | 0
ST | 0 | 0 | 0 | 0 | 0 | 0
STOG | 0 | 0 | 0 | 0 | 0 | 0
STWD | 0 | 0 | 0 | 0 | 0 | 0
WT | 0 | 0 | 0 | 0 | 0 | 0
IGCC | 0 | 0 | 0 | 0 | 0 | 0
DemandResponse | 0 | 0 | 0 | 0 | 0 | 0
IGCC-CCS | 0 | 0 | 0 | 0 | 0 | 0
WT_off | 0 | 0 | 0 | 0 | 0 | 0
PseudoUnit | 0 | 0 | 0 | 0 | 0 | 0
FixedInterchange | 0 | 0 | 0 | 0 | 0 | 0
Emission Cost by Reporting Type: All
ReportingType | 2015 | 2020 | 2025 | 2030 | 2035 | 2040
BM | 0 | 0 | 0 | 0 | 0 | 0
CC | 78.04 | 88.57 | 91.57 | 100.75 | 138.51 | 166.44
CSP | 0 | 0 | 0 | 0 | 0 | 0
CT | 0 | 0.01 | 0.05 | 0.09 | 0.34 | 0.54
Coal | 12.41 | 23.47 | 30.36 | 30.42 | 30.42 | 30.42
Geo | 0 | 0 | 0 | 0 | 0 | 0
H | 0 | 0 | 0 | 0 | 0 | 0
LFG | 0 | 0 | 0 | 0 | 0 | 0
Nuc | 0 | 0 | 0 | 0 | 0 | 0
PS | 0 | 0 | 0 | 0 | 0 | 0
PV | 0 | 0 | 0 | 0 | 0 | 0
PeakG | 0.1 | 0.36 | 0.9 | 0.9 | 1.82 | 1.04
PeakO | 0 | 0 | 0 | 0 | 0 | 0
ST | 0 | 0 | 0 | 0 | 0 | 0
STOG | 1.66 | 3.03 | 3.79 | 4.41 | 4.86 | 5.35
STWD | 0 | 0 | 0 | 0 | 0 | 0
WT | 0 | 0 | 0 | 0 | 0 | 0
IGCC | 0 | 0 | 0 | 0 | 0 | 0
DemandResponse | 0 | 0 | 0 | 0 | 0 | 0
IGCC-CCS | 0 | 0 | 0 | 0 | 0 | 0
WT_off | 0 | 0 | 0 | 0 | 0 | 0
PseudoUnit | 0 | 0 | 0 | 0 | 0 | 0
FixedInterchange | 0 | 0 | 0 | 0 | 0 | 0
Emission Cost by Reporting Type: EI_US
ReportingType | 2015 | 2020 | 2025 | 2030 | 2035 | 2040
BM | 0 | 0 | 0 | 0 | 0 | 0
CC | 78.04 | 88.57 | 91.57 | 100.75 | 138.51 | 166.44
CSP | 0 | 0 | 0 | 0 | 0 | 0
CT | 0 | 0.01 | 0.05 | 0.09 | 0.34 | 0.54
Coal | 12.41 | 23.47 | 30.36 | 30.42 | 30.42 | 30.42
Geo | 0 | 0 | 0 | 0 | 0 | 0
H | 0 | 0 | 0 | 0 | 0 | 0
LFG | 0 | 0 | 0 | 0 | 0 | 0
Nuc | 0 | 0 | 0 | 0 | 0 | 0
PS | 0 | 0 | 0 | 0 | 0 | 0
PV | 0 | 0 | 0 | 0 | 0 | 0
PeakG | 0.1 | 0.36 | 0.9 | 0.9 | 1.82 | 1.04
PeakO | 0 | 0 | 0 | 0 | 0 | 0
ST | 0 | 0 | 0 | 0 | 0 | 0
STOG | 1.66 | 3.03 | 3.79 | 4.41 | 4.86 | 5.35
STWD | 0 | 0 | 0 | 0 | 0 | 0
WT | 0 | 0 | 0 | 0 | 0 | 0
IGCC | 0 | 0 | 0 | 0 | 0 | 0
DemandResponse | 0 | 0 | 0 | 0 | 0 | 0
IGCC-CCS | 0 | 0 | 0 | 0 | 0 | 0
WT_off | 0 | 0 | 0 | 0 | 0 | 0
PseudoUnit | 0 | 0 | 0 | 0 | 0 | 0
FixedInterchange | 0 | 0 | 0 | 0 | 0 | 0
Emission Cost by Reporting Type: EI_Canada
ReportingType | 2015 | 2020 | 2025 | 2030 | 2035 | 2040
BM | 0 | 0 | 0 | 0 | 0 | 0
CC | 0 | 0 | 0 | 0 | 0 | 0
CSP | 0 | 0 | 0 | 0 | 0 | 0
CT | 0 | 0 | 0 | 0 | 0 | 0
Coal | 0 | 0 | 0 | 0 | 0 | 0
Geo | 0 | 0 | 0 | 0 | 0 | 0
H | 0 | 0 | 0 | 0 | 0 | 0
LFG | 0 | 0 | 0 | 0 | 0 | 0
Nuc | 0 | 0 | 0 | 0 | 0 | 0
PS | 0 | 0 | 0 | 0 | 0 | 0
PV | 0 | 0 | 0 | 0 | 0 | 0
PeakG | 0 | 0 | 0 | 0 | 0 | 0
PeakO | 0 | 0 | 0 | 0 | 0 | 0
ST | 0 | 0 | 0 | 0 | 0 | 0
STOG | 0 | 0 | 0 | 0 | 0 | 0
STWD | 0 | 0 | 0 | 0 | 0 | 0
WT | 0 | 0 | 0 | 0 | 0 | 0
IGCC | 0 | 0 | 0 | 0 | 0 | 0
DemandResponse | 0 | 0 | 0 | 0 | 0 | 0
IGCC-CCS | 0 | 0 | 0 | 0 | 0 | 0
WT_off | 0 | 0 | 0 | 0 | 0 | 0
PseudoUnit | 0 | 0 | 0 | 0 | 0 | 0
FixedInterchange | 0 | 0 | 0 | 0 | 0 | 0
Emission Cost by Reporting Type: EI
ReportingType | 2015 | 2020 | 2025 | 2030 | 2035 | 2040
BM | 0 | 0 | 0 | 0 | 0 | 0
CC | 78.04 | 88.57 | 91.57 | 100.75 | 138.51 | 166.44
CSP | 0 | 0 | 0 | 0 | 0 | 0
CT | 0 | 0.01 | 0.05 | 0.09 | 0.34 | 0.54
Coal | 12.41 | 23.47 | 30.36 | 30.42 | 30.42 | 30.42
Geo | 0 | 0 | 0 | 0 | 0 | 0
H | 0 | 0 | 0 | 0 | 0 | 0
LFG | 0 | 0 | 0 | 0 | 0 | 0
Nuc | 0 | 0 | 0 | 0 | 0 | 0
PS | 0 | 0 | 0 | 0 | 0 | 0
PV | 0 | 0 | 0 | 0 | 0 | 0
PeakG | 0.1 | 0.36 | 0.9 | 0.9 | 1.82 | 1.04
PeakO | 0 | 0 | 0 | 0 | 0 | 0
ST | 0 | 0 | 0 | 0 | 0 | 0
STOG | 1.66 | 3.03 | 3.79 | 4.41 | 4.86 | 5.35
STWD | 0 | 0 | 0 | 0 | 0 | 0
WT | 0 | 0 | 0 | 0 | 0 | 0
IGCC | 0 | 0 | 0 | 0 | 0 | 0
DemandResponse | 0 | 0 | 0 | 0 | 0 | 0
IGCC-CCS | 0 | 0 | 0 | 0 | 0 | 0
WT_off | 0 | 0 | 0 | 0 | 0 | 0
PseudoUnit | 0 | 0 | 0 | 0 | 0 | 0
FixedInterchange | 0 | 0 | 0 | 0 | 0 | 0
Emission Cost by Reporting Type: Outside_EI
ReportingType | 2015 | 2020 | 2025 | 2030 | 2035 | 2040
BM | 0 | 0 | 0 | 0 | 0 | 0
CC | 0 | 0 | 0 | 0 | 0 | 0
CSP | 0 | 0 | 0 | 0 | 0 | 0
CT | 0 | 0 | 0 | 0 | 0 | 0
Coal | 0 | 0 | 0 | 0 | 0 | 0
Geo | 0 | 0 | 0 | 0 | 0 | 0
H | 0 | 0 | 0 | 0 | 0 | 0
LFG | 0 | 0 | 0 | 0 | 0 | 0
Nuc | 0 | 0 | 0 | 0 | 0 | 0
PS | 0 | 0 | 0 | 0 | 0 | 0
PV | 0 | 0 | 0 | 0 | 0 | 0
PeakG | 0 | 0 | 0 | 0 | 0 | 0
PeakO | 0 | 0 | 0 | 0 | 0 | 0
ST | 0 | 0 | 0 | 0 | 0 | 0
STOG | 0 | 0 | 0 | 0 | 0 | 0
STWD | 0 | 0 | 0 | 0 | 0 | 0
WT | 0 | 0 | 0 | 0 | 0 | 0
IGCC | 0 | 0 | 0 | 0 | 0 | 0
DemandResponse | 0 | 0 | 0 | 0 | 0 | 0
IGCC-CCS | 0 | 0 | 0 | 0 | 0 | 0
WT_off | 0 | 0 | 0 | 0 | 0 | 0
PseudoUnit | 0 | 0 | 0 | 0 | 0 | 0
FixedInterchange | 0 | 0 | 0 | 0 | 0 | 0
#8 | Base VOM Costs ($million)
Base VOM Costs by Reporting Type: Entergy
ReportingType | 2015 | 2020 | 2025 | 2030 | 2035 | 2040
BM | 0 | 0 | 0 | 0 | 0 | 0
CC | 150.07 | 200.65 | 193.18 | 204.49 | 209.92 | 183.51
CSP | 0 | 0 | 0 | 0 | 0 | 0
CT | 0 | 0 | 0 | 0 | 0 | 0
Coal | 233.41 | 223.07 | 247.31 | 252.94 | 252.94 | 353.76
Geo | 0 | 0 | 0 | 0 | 0 | 0
H | 0 | 0 | 0 | 0 | 0 | 0
LFG | 0 | 0 | 0.01 | 0.01 | 0.01 | 0.01
Nuc | 105.57 | 105.57 | 105.57 | 105.57 | 88.64 | 68.6
PS | 0 | 0 | 0 | 0 | 0 | 0
PV | 0 | 0 | 0 | 0 | 0 | 0
PeakG | 0 | 0.04 | 0.76 | 0.68 | 0.21 | 0.2
PeakO | 0 | 0 | 0 | 0 | 0 | 0
ST | 0 | 0 | 0 | 0 | 0 | 0
STOG | 2.8 | 3.07 | 3.14 | 3.14 | 3.07 | 2.98
STWD | 0 | 0 | 0 | 0 | 0.02 | 0.19
WT | 0 | 0 | 0 | 0 | 0 | 0
IGCC | 0 | 0 | 0 | 0 | 0 | 0
DemandResponse | 0 | 0 | 0 | 0 | 0 | 0
IGCC-CCS | 0 | 0 | 0 | 0 | 0 | 0
WT_off | 0 | 0 | 0 | 0 | 0 | 0
PseudoUnit | 0 | 0 | 0 | 0 | 0 | 0
FixedInterchange | 0 | 0 | 0 | 0 | 0 | 0
Base VOM Costs by Reporting Type: FRCC
ReportingType | 2015 | 2020 | 2025 | 2030 | 2035 | 2040
BM | 0 | 0 | 0 | 0 | 0 | 0
CC | 371.55 | 350.48 | 365.44 | 428.57 | 569.9 | 562.93
CSP | 0 | 0 | 0 | 0 | 0 | 0
CT | 6.99 | 9.41 | 9.95 | 9.81 | 8.24 | 8.85
Coal | 208.42 | 236.1 | 244.85 | 251.18 | 252.59 | 252.59
Geo | 0 | 0 | 0 | 0 | 0 | 0
H | 0 | 0 | 0 | 0 | 0 | 0
LFG | 0.04 | 0.04 | 0.06 | 0.06 | 0.06 | 0.06
Nuc | 78.43 | 131.72 | 149.49 | 149.49 | 117.02 | 110.68
PS | 0 | 0 | 0 | 0 | 0 | 0
PV | 0 | 0 | 0 | 0 | 0 | 0
PeakG | 3.51 | 3.63 | 5.9 | 4.5 | 3.23 | 3.76
PeakO | 0 | 0 | 0 | 0 | 0 | 0
ST | 0 | 0 | 0 | 0 | 0 | 0
STOG | 8.04 | 7.55 | 7.57 | 7.52 | 6.52 | 4.53
STWD | 0 | 0.19 | 0.31 | 0.31 | 0.31 | 0.52
WT | 0 | 0 | 0 | 0 | 0 | 0
IGCC | 0 | 0 | 0 | 0 | 0 | 0
DemandResponse | 0 | 0 | 0 | 0 | 0 | 0
IGCC-CCS | 0 | 0 | 0 | 0 | 0 | 0
WT_off | 0 | 0 | 0 | 0 | 0 | 0
PseudoUnit | 0 | 0 | 0 | 0 | 0 | 0
FixedInterchange | 0 | 0 | 0 | 0 | 0 | 0
Base VOM Costs by Reporting Type: MAPP_US
ReportingType | 2015 | 2020 | 2025 | 2030 | 2035 | 2040
BM | 0 | 0 | 0 | 0 | 0 | 0
CC | 0.48 | 0.48 | 0.48 | 0.61 | 0.61 | 0.48
CSP | 0 | 0 | 0 | 0 | 0 | 0
CT | 0 | 0 | 0 | 0.06 | 0.06 | 0.08
Coal | 79.56 | 81.43 | 81.66 | 81.66 | 91.9 | 91.9
Geo | 0 | 0 | 0 | 0 | 0 | 0
H | 0 | 0 | 0 | 0 | 0 | 0
LFG | 0 | 0 | 0.01 | 0.01 | 0.01 | 0.01
Nuc | 0 | 0 | 0 | 0 | 0 | 0
PS | 0 | 0 | 0 | 0 | 0 | 0
PV | 0 | 0 | 0 | 0 | 0 | 0
PeakG | 0.2 | 0.75 | 0.98 | 1.25 | 1.29 | 0.58
PeakO | 0 | 0 | 0 | 0 | 0 | 0
ST | 0 | 0 | 0 | 0 | 0 | 0
STOG | 0 | 0 | 0 | 0 | 0 | 0
STWD | 0 | 0 | 0 | 0 | 0 | 0
WT | 0.07 | 0.09 | 0.09 | 0.1 | 0.1 | 0.11
IGCC | 0 | 0 | 0 | 0 | 0 | 0
DemandResponse | 0 | 0 | 0 | 0 | 0 | 0
IGCC-CCS | 0 | 0 | 0 | 0 | 0 | 0
WT_off | 0 | 0 | 0 | 0 | 0 | 0
PseudoUnit | 0 | 0 | 0 | 0 | 0 | 0
FixedInterchange | 0 | 0 | 0 | 0 | 0 | 0
Base VOM Costs by Reporting Type: MISO_IN
ReportingType | 2015 | 2020 | 2025 | 2030 | 2035 | 2040
BM | 0 | 0 | 0 | 0 | 0 | 0
CC | 10.01 | 13.6 | 10.3 | 22.68 | 84.98 | 81.29
CSP | 0 | 0 | 0 | 0 | 0 | 0
CT | 0 | 0 | 0 | 0 | 0 | 0
Coal | 326.38 | 376.96 | 389.25 | 400.98 | 415.8 | 420.24
Geo | 0 | 0 | 0 | 0 | 0 | 0
H | 0 | 0 | 0 | 0 | 0 | 0
LFG | 0 | 0 | 0 | 0.01 | 0.01 | 0.01
Nuc | 0 | 0 | 0 | 0 | 0 | 0
PS | 0 | 0 | 0 | 0 | 0 | 0
PV | 0 | 0 | 0.01 | 0.01 | 0.01 | 0.01
PeakG | 0 | 0.21 | 0.44 | 0.75 | 0.75 | 0.75
PeakO | 0 | 0 | 0 | 0 | 0 | 0
ST | 0 | 0 | 0 | 0 | 0 | 0
STOG | 0.13 | 0.13 | 0.25 | 0.25 | 0.13 | 0.25
STWD | 0 | 0 | 0 | 0 | 0 | 0
WT | 0.02 | 0.02 | 0.02 | 0.02 | 0.02 | 0.02
IGCC | 30.43 | 30.43 | 30.43 | 30.43 | 30.43 | 30.43
DemandResponse | 0 | 0 | 0 | 0 | 0 | 0
IGCC-CCS | 0 | 0 | 0 | 0 | 0 | 0
WT_off | 0 | 0 | 0 | 0 | 0 | 0
PseudoUnit | 0 | 0 | 0 | 0 | 0 | 0
FixedInterchange | 0 | 0 | 0 | 0 | 0 | 0
Base VOM Costs by Reporting Type: MISO_MI
ReportingType | 2015 | 2020 | 2025 | 2030 | 2035 | 2040
BM | 0 | 0 | 0 | 0 | 0 | 0
CC | 21.41 | 32.91 | 21.77 | 20.5 | 18.26 | 15.76
CSP | 0 | 0 | 0 | 0 | 0 | 0
CT | 0 | 0 | 0 | 0 | 0 | 0
Coal | 202.14 | 196.16 | 205.89 | 215.53 | 220.42 | 220.42
Geo | 0 | 0 | 0 | 0 | 0 | 0
H | 0 | 0 | 0 | 0 | 0 | 0
LFG | 0.01 | 0.03 | 0.03 | 0.03 | 0.03 | 0.03
Nuc | 37.97 | 37.97 | 62.14 | 62.14 | 46.5 | 46.5
PS | 0 | 0 | 0 | 0 | 0 | 0
PV | 0 | 0 | 0 | 0 | 0 | 0
PeakG | 0.16 | 0.22 | 0.57 | 0.84 | 0.85 | 0.8
PeakO | 0 | 0 | 0 | 0 | 0 | 0
ST | 0 | 0 | 0 | 0 | 0 | 0
STOG | 0.7 | 1.07 | 1.1 | 1.42 | 1.28 | 1.74
STWD | 0.34 | 1.21 | 0.35 | 1.9 | 1.71 | 1.99
WT | 0.06 | 0.06 | 0.07 | 0.07 | 0.08 | 0.08
IGCC | 0 | 0 | 0 | 0 | 0 | 0
DemandResponse | 0 | 0 | 0 | 0 | 0 | 0
IGCC-CCS | 0 | 0 | 0 | 0 | 0 | 0
WT_off | 0 | 0 | 0 | 0 | 0 | 0
PseudoUnit | 0 | 0 | 0 | 0 | 0 | 0
FixedInterchange | 0 | 0 | 0 | 0 | 0 | 0
Base VOM Costs by Reporting Type: MISO_MO-IL
ReportingType | 2015 | 2020 | 2025 | 2030 | 2035 | 2040
BM | 0 | 0 | 0 | 0 | 0 | 0
CC | 5.43 | 7.37 | 4.41 | 5.81 | 5.25 | 3.75
CSP | 0 | 0 | 0 | 0 | 0 | 0
CT | 0 | 0 | 0 | 0 | 0 | 0
Coal | 389.83 | 355.75 | 392.82 | 410.7 | 431.68 | 427.58
Geo | 0 | 0 | 0 | 0 | 0 | 0
H | 0 | 0 | 0 | 0 | 0 | 0
LFG | 0 | 0 | 0.02 | 0.02 | 0.02 | 0.02
Nuc | 44.89 | 44.89 | 44.89 | 44.89 | 44.89 | 44.89
PS | 0 | 0 | 0 | 0 | 0 | 0
PV | 0 | 0 | 0 | 0 | 0 | 0
PeakG | 1.17 | 1.75 | 2.86 | 4.38 | 3.67 | 4.51
PeakO | 0 | 0 | 0 | 0 | 0 | 0
ST | 0 | 0 | 0 | 0 | 0 | 0
STOG | 0.14 | 0.26 | 0.26 | 0.26 | 0.14 | 0.04
STWD | 0 | 0 | 0 | 0 | 0 | 0
WT | 0.02 | 0.02 | 0.02 | 0.02 | 0.02 | 0.02
IGCC | 0 | 0 | 0 | 0 | 0 | 0
DemandResponse | 0 | 0 | 0 | 0 | 0 | 0
IGCC-CCS | 0 | 0 | 0 | 0 | 0 | 0
WT_off | 0 | 0 | 0 | 0 | 0 | 0
PseudoUnit | 0 | 0 | 0 | 0 | 0 | 0
FixedInterchange | 0 | 0 | 0 | 0 | 0 | 0
Base VOM Costs by Reporting Type: MISO_W
ReportingType | 2015 | 2020 | 2025 | 2030 | 2035 | 2040
BM | 0 | 0 | 0 | 0 | 0 | 0
CC | 21.05 | 21.54 | 13.25 | 14.14 | 11.38 | 6.71
CSP | 0 | 0 | 0 | 0 | 0 | 0
CT | 0 | 0 | 0 | 0 | 0 | 0
Coal | 311.97 | 342.45 | 349.56 | 352.24 | 461.63 | 616.68
Geo | 0 | 0 | 0 | 0 | 0 | 0
H | 0 | 0 | 0 | 0 | 0 | 0
LFG | 0.02 | 0.02 | 0.02 | 0.02 | 0.02 | 0.02
Nuc | 45.57 | 45.57 | 45.57 | 45.57 | 0 | 0
PS | 0 | 0 | 0 | 0 | 0 | 0
PV | 0 | 0 | 0 | 0 | 0 | 0
PeakG | 4.22 | 1.63 | 1.8 | 1.73 | 1.8 | 0.76
PeakO | 0 | 0 | 0 | 0 | 0 | 0
ST | 0 | 0 | 0 | 0 | 0 | 0
STOG | 0.06 | 0.01 | 0.01 | 0 | 0 | 0
STWD | 0 | 0.3 | 0.3 | 0.3 | 0.3 | 0.3
WT | 0.32 | 0.39 | 0.5 | 0.52 | 0.54 | 0.56
IGCC | 0 | 0 | 0 | 0 | 0 | 0
DemandResponse | 0 | 0 | 0 | 0 | 0 | 0
IGCC-CCS | 0 | 0 | 0 | 0 | 0 | 0
WT_off | 0 | 0 | 0 | 0 | 0 | 0
PseudoUnit | 0 | 0 | 0 | 0 | 0 | 0
FixedInterchange | 0 | 0 | 0 | 0 | 0 | 0
Base VOM Costs by Reporting Type: MISO_WUMS
ReportingType | 2015 | 2020 | 2025 | 2030 | 2035 | 2040
BM | 0 | 0 | 0 | 0 | 0 | 0
CC | 33.8 | 63.64 | 59.51 | 57 | 94.7 | 81.05
CSP | 0 | 0 | 0 | 0 | 0 | 0
CT | 0 | 2.83 | 2.52 | 4.18 | 6.54 | 11.78
Coal | 113.64 | 124.53 | 137.27 | 159.16 | 172.43 | 177.87
Geo | 0 | 0 | 0 | 0 | 0 | 0
H | 0 | 0 | 0 | 0 | 0 | 0
LFG | 0.01 | 0.01 | 0.03 | 0.03 | 0.03 | 0.03
Nuc | 33.6 | 33.6 | 33.6 | 33.6 | 0 | 0
PS | 0 | 0 | 0 | 0 | 0 | 0
PV | 0 | 0 | 0 | 0 | 0 | 0
PeakG | 0.22 | 0.5 | 0.6 | 0 | 0 | 0
PeakO | 0 | 0 | 0 | 0 | 0 | 0
ST | 0 | 0 | 0 | 0 | 0 | 0
STOG | 0.01 | 0 | 0 | 0 | 0 | 0
STWD | 0 | 0.1 | 0.09 | 0.1 | 0.1 | 0.1
WT | 0.05 | 0.05 | 0.05 | 0.05 | 0.05 | 0.05
IGCC | 0 | 0 | 0 | 0 | 0 | 0
DemandResponse | 0 | 0 | 0 | 0 | 0 | 0
IGCC-CCS | 0 | 0 | 0 | 0 | 0 | 0
WT_off | 0 | 0 | 0 | 0 | 0 | 0
PseudoUnit | 0 | 0 | 0 | 0 | 0 | 0
FixedInterchange | 0 | 0 | 0 | 0 | 0 | 0
Base VOM Costs by Reporting Type: Nebraska
ReportingType | 2015 | 2020 | 2025 | 2030 | 2035 | 2040
BM | 0 | 0 | 0 | 0 | 0 | 0
CC | 0.96 | 1.08 | 1.08 | 0.96 | 1.08 | 0.6
CSP | 0 | 0 | 0 | 0 | 0 | 0
CT | 0 | 0 | 0 | 0 | 0 | 0
Coal | 117.38 | 127.61 | 127.61 | 151.94 | 173.13 | 219.07
Geo | 0 | 0 | 0 | 0 | 0 | 0
H | 0 | 0 | 0 | 0 | 0 | 0
LFG | 0 | 0 | 0.01 | 0.01 | 0.01 | 0.01
Nuc | 25.17 | 25.17 | 25.17 | 25.17 | 0 | 0
PS | 0 | 0 | 0 | 0 | 0 | 0
PV | 0 | 0 | 0 | 0 | 0 | 0
PeakG | 0.72 | 1.01 | 1.23 | 1.17 | 1.41 | 0.48
PeakO | 0 | 0 | 0 | 0 | 0 | 0
ST | 0 | 0 | 0 | 0 | 0 | 0
STOG | 0 | 0 | 0 | 0 | 0 | 0
STWD | 0 | 0 | 0 | 0 | 0 | 0
WT | 0.01 | 0.01 | 0.01 | 0.01 | 0.01 | 0.01
IGCC | 0 | 0 | 0 | 0 | 0 | 0
DemandResponse | 0 | 0 | 0 | 0 | 0 | 0
IGCC-CCS | 0 | 0 | 0 | 0 | 0 | 0
WT_off | 0 | 0 | 0 | 0 | 0 | 0
PseudoUnit | 0 | 0 | 0 | 0 | 0 | 0
FixedInterchange | 0 | 0 | 0 | 0 | 0 | 0
Base VOM Costs by Reporting Type: NEISO
ReportingType | 2015 | 2020 | 2025 | 2030 | 2035 | 2040
BM | 9.41 | 9.41 | 2.64 | 2.64 | 3.15 | 2.99
CC | 110.18 | 92.91 | 93.4 | 98.63 | 132.16 | 149.91
CSP | 0 | 0 | 0 | 0 | 0 | 0
CT | 0.01 | 0.07 | 0.08 | 0.11 | 0.41 | 0.77
Coal | 0.12 | 0 | 0 | 0 | 0 | 0
Geo | 0 | 0 | 0 | 0 | 0 | 0
H | 0 | 0 | 0 | 0 | 0 | 0
LFG | 0.05 | 0.06 | 0.06 | 0.06 | 0.06 | 0.06
Nuc | 93.37 | 93.37 | 93.37 | 93.37 | 67.46 | 49.83
PS | 0 | 0 | 0 | 0 | 0 | 0
PV | 0 | 0.01 | 0.01 | 0.01 | 0.01 | 0.01
PeakG | 0.18 | 0.32 | 0.32 | 0.32 | 0.85 | 0.85
PeakO | 0 | 0 | 0 | 0 | 0 | 0
ST | 0 | 0 | 0 | 0 | 0 | 0
STOG | 0 | 0 | 0 | 0 | 0 | 0
STWD | 9.33 | 2.96 | 0.2 | 1.52 | 2.84 | 2.92
WT | 0.01 | 0.1 | 0.16 | 0.17 | 0.17 | 0.17
IGCC | 0 | 0 | 0 | 0 | 0 | 0
DemandResponse | 0 | 0 | 0 | 0 | 0 | 0
IGCC-CCS | 0 | 0 | 0 | 0 | 0 | 0
WT_off | 0.02 | 0.02 | 0.02 | 0.02 | 0 | 0
PseudoUnit | 0 | 0 | 0 | 0 | 0 | 0
FixedInterchange | 0 | 0 | 0 | 0 | 0 | 0
Base VOM Costs by Reporting Type: NonRTO_Midwest
ReportingType | 2015 | 2020 | 2025 | 2030 | 2035 | 2040
BM | 0 | 0 | 0 | 0 | 0 | 0
CC | 0 | 0.45 | 0.39 | 7.86 | 10.87 | 15.28
CSP | 0 | 0 | 0 | 0 | 0 | 0
CT | 0 | 0.27 | 0.27 | 0.99 | 0.56 | 1.55
Coal | 232.01 | 262.31 | 265.62 | 277.18 | 283.01 | 287.67
Geo | 0 | 0 | 0 | 0 | 0 | 0
H | 0 | 0 | 0 | 0 | 0 | 0
LFG | 0 | 0 | 0.01 | 0.01 | 0.01 | 0.01
Nuc | 0 | 0 | 0 | 0 | 0 | 0
PS | 0 | 0 | 0 | 0 | 0 | 0
PV | 0 | 0 | 0 | 0 | 0 | 0
PeakG | 1.06 | 1.87 | 2.71 | 4.22 | 2.96 | 2.88
PeakO | 0 | 0 | 0 | 0 | 0 | 0
ST | 0 | 0 | 0 | 0 | 0 | 0
STOG | 0 | 0 | 0 | 0 | 0 | 0
STWD | 0 | 0 | 0 | 0 | 0 | 0
WT | 0 | 0 | 0 | 0 | 0 | 0
IGCC | 0 | 0 | 0 | 0 | 0 | 0
DemandResponse | 0 | 0 | 0 | 0 | 0 | 0
IGCC-CCS | 0 | 0 | 0 | 0 | 0 | 0
WT_off | 0 | 0 | 0 | 0 | 0 | 0
PseudoUnit | 0 | 0 | 0 | 0 | 0 | 0
FixedInterchange | 0 | 0 | 0 | 0 | 0 | 0
Base VOM Costs by Reporting Type: NYISO_A-F
ReportingType | 2015 | 2020 | 2025 | 2030 | 2035 | 2040
BM | 0 | 0 | 0 | 0 | 0 | 0
CC | 20.76 | 25.09 | 25.97 | 31.76 | 38.2 | 38.35
CSP | 0 | 0 | 0 | 0 | 0 | 0
CT | 0 | 0 | 0 | 0 | 0 | 0
Coal | 0 | 0 | 0 | 0 | 0 | 0
Geo | 0 | 0 | 0 | 0 | 0 | 0
H | 0 | 0 | 0 | 0 | 0 | 0
LFG | 0.02 | 0.02 | 0.02 | 0.02 | 0.02 | 0.02
Nuc | 64.26 | 64.26 | 64.26 | 51.78 | 40.11 | 22.98
PS | 0 | 0 | 0 | 0 | 0 | 0
PV | 0 | 0 | 0 | 0 | 0 | 0
PeakG | 0 | 0 | 0.05 | 0.05 | 0.05 | 0.05
PeakO | 0 | 0 | 0 | 0 | 0 | 0
ST | 0 | 0 | 0 | 0 | 0 | 0
STOG | 0 | 0 | 0 | 0 | 0 | 0
STWD | 0 | 0 | 0 | 0 | 0 | 0.01
WT | 0.11 | 0.13 | 0.13 | 0.15 | 0.16 | 0.16
IGCC | 0 | 0 | 0 | 0 | 0 | 0
DemandResponse | 0 | 0 | 0 | 0 | 0 | 0
IGCC-CCS | 0 | 0 | 0 | 0 | 0 | 0
WT_off | 0 | 0 | 0 | 0 | 0 | 0
PseudoUnit | 0 | 0 | 0 | 0 | 0 | 0
FixedInterchange | 0 | 0 | 0 | 0 | 0 | 0
Base VOM Costs by Reporting Type: NYISO_G-I
ReportingType | 2015 | 2020 | 2025 | 2030 | 2035 | 2040
BM | 0 | 0 | 0 | 0 | 0 | 0
CC | 15.29 | 19.23 | 20.64 | 42.28 | 124.23 | 206.31
CSP | 0 | 0 | 0 | 0 | 0 | 0
CT | 0 | 0 | 0 | 0 | 0 | 0
Coal | 0 | 0 | 0 | 0 | 0 | 0
Geo | 0 | 0 | 0 | 0 | 0 | 0
H | 0 | 0 | 0 | 0 | 0 | 0
LFG | 0.01 | 0.01 | 0.01 | 0.01 | 0.01 | 0.01
Nuc | 41.11 | 41.11 | 41.11 | 41.11 | 20.61 | 0.01
PS | 0 | 0 | 0 | 0 | 0 | 0
PV | 0 | 0 | 0 | 0 | 0 | 0
PeakG | 0 | 0 | 0 | 0 | 0 | 0
PeakO | 0 | 0 | 0 | 0 | 0 | 0
ST | 0 | 0 | 0 | 0 | 0 | 0
STOG | 0 | 0 | 0 | 0 | 0 | 0
STWD | 0 | 0 | 0 | 0 | 0 | 0
WT | 0 | 0 | 0 | 0 | 0 | 0
IGCC | 0 | 0 | 0 | 0 | 0 | 0
DemandResponse | 0 | 0 | 0 | 0 | 0 | 0
IGCC-CCS | 0 | 0 | 0 | 0 | 0 | 0
WT_off | 0 | 0 | 0 | 0 | 0 | 0
PseudoUnit | 0 | 0 | 0 | 0 | 0 | 0
FixedInterchange | 0 | 0 | 0 | 0 | 0 | 0
Base VOM Costs by Reporting Type: NYISO_J-K
ReportingType | 2015 | 2020 | 2025 | 2030 | 2035 | 2040
BM | 0 | 0 | 0 | 0 | 0 | 0
CC | 69.15 | 83.34 | 81.72 | 82.15 | 84.22 | 84.09
CSP | 0 | 0 | 0 | 0 | 0 | 0
CT | 0 | 0 | 0.29 | 0.6 | 1.16 | 2.3
Coal | 0 | 0 | 0 | 0 | 0 | 0
Geo | 0 | 0 | 0 | 0 | 0 | 0
H | 0 | 0 | 0 | 0 | 0 | 0
LFG | 0.01 | 0.01 | 0.01 | 0.02 | 0.02 | 0.02
Nuc | 0 | 0 | 0 | 0 | 0 | 0
PS | 0 | 0 | 0 | 0 | 0 | 0
PV | 0 | 0 | 0 | 0 | 0 | 0
PeakG | 0.38 | 1.18 | 1.6 | 1.56 | 1.48 | 3.4
PeakO | 0 | 0 | 0 | 0 | 0 | 0
ST | 0 | 0 | 0 | 0 | 0 | 0
STOG | 2.75 | 4.97 | 6.46 | 6.59 | 7.51 | 9.61
STWD | 0 | 0 | 0 | 0 | 0 | 0
WT | 0 | 0 | 0 | 0 | 0 | 0
IGCC | 0 | 0 | 0 | 0 | 0 | 0
DemandResponse | 0 | 0 | 0 | 0 | 0 | 0
IGCC-CCS | 0 | 0 | 0 | 0 | 0 | 0
WT_off | 0 | 0 | 0 | 0 | 0 | 0
PseudoUnit | 0 | 0 | 0 | 0 | 0 | 0
FixedInterchange | 0 | 0 | 0 | 0 | 0 | 0
Base VOM Costs by Reporting Type: PJM_E
ReportingType | 2015 | 2020 | 2025 | 2030 | 2035 | 2040
BM | 0.58 | 1.12 | 1.12 | 1.12 | 1.12 | 1.12
CC | 79.25 | 108.92 | 117.46 | 121.11 | 149.14 | 166.54
CSP | 0 | 0 | 0 | 0 | 0 | 0
CT | 0 | 0.01 | 0.01 | 0.05 | 1.23 | 1.38
Coal | 0.92 | 0.55 | 0.74 | 0.88 | 0.88 | 0.88
Geo | 0 | 0 | 0 | 0 | 0 | 0
H | 0 | 0 | 0 | 0 | 0 | 0
LFG | 0.04 | 0.05 | 0.05 | 0.05 | 0.05 | 0.05
Nuc | 170.29 | 157.94 | 157.94 | 157.94 | 113.24 | 89.64
PS | 0 | 0 | 0 | 0 | 0 | 0
PV | 0 | 0 | 0 | 0 | 0 | 0
PeakG | 0.19 | 0.67 | 4 | 4 | 7.81 | 2.1
PeakO | 0 | 0 | 0 | 0 | 0 | 0
ST | 0 | 0 | 0 | 0 | 0 | 0
STOG | 0.64 | 1.22 | 1.3 | 2.38 | 2.38 | 1.38
STWD | 0 | 0 | 0 | 0 | 0 | 0
WT | 0.02 | 0.02 | 0.02 | 0.02 | 0.02 | 0.02
IGCC | 0 | 0 | 0 | 0 | 0 | 0
DemandResponse | 0 | 0 | 0 | 0 | 0 | 0
IGCC-CCS | 0 | 0 | 0 | 0 | 0 | 0
WT_off | 0 | 0 | 0.04 | 0.04 | 0.04 | 0.04
PseudoUnit | 0 | 0 | 0 | 0 | 0 | 0
FixedInterchange | 0 | 0 | 0 | 0 | 0 | 0
Base VOM Costs by Reporting Type: PJM_ROM
ReportingType | 2015 | 2020 | 2025 | 2030 | 2035 | 2040
BM | 0.35 | 0.67 | 0.67 | 0.67 | 0.67 | 0.67
CC | 42.88 | 63.23 | 58.7 | 63.75 | 161.89 | 457.39
CSP | 0 | 0 | 0 | 0 | 0 | 0
CT | 0 | 0.01 | 0.03 | 0.03 | 0.06 | 0.02
Coal | 183.84 | 227.98 | 248.34 | 250.89 | 250.89 | 250.89
Geo | 0 | 0 | 0 | 0 | 0 | 0
H | 0 | 0 | 0 | 0 | 0 | 0.03
LFG | 0.03 | 0.05 | 0.05 | 0.05 | 0.05 | 0.05
Nuc | 101.23 | 152.12 | 152.12 | 152.12 | 117.3 | 99.23
PS | 0 | 0 | 0 | 0 | 0 | 0
PV | 0 | 0.03 | 0.04 | 0.05 | 0.05 | 0.05
PeakG | 0 | 0.4 | 0.4 | 0.41 | 2.44 | 1.03
PeakO | 0 | 0 | 0 | 0 | 0 | 0
ST | 0 | 0 | 0 | 0 | 0 | 0
STOG | 0.5 | 0.5 | 0.98 | 0.98 | 1.08 | 1.01
STWD | 0.49 | 1.16 | 1.16 | 1.16 | 1.16 | 1.16
WT | 0.03 | 0.03 | 0.05 | 0.16 | 0.19 | 0.19
IGCC | 0 | 0 | 0 | 0 | 0 | 0
DemandResponse | 0 | 0 | 0 | 0 | 0 | 0
IGCC-CCS | 0 | 0 | 0 | 0 | 0 | 0
WT_off | 0 | 0 | 0 | 0 | 0 | 0
PseudoUnit | 0 | 0 | 0 | 0 | 0 | 0
FixedInterchange | 0 | 0 | 0 | 0 | 0 | 0
Base VOM Costs by Reporting Type: PJM_ROR
ReportingType | 2015 | 2020 | 2025 | 2030 | 2035 | 2040
BM | 0.37 | 0.81 | 1.79 | 4.56 | 8.17 | 6.08
CC | 179.1 | 168.14 | 142.11 | 156.57 | 369.98 | 311.32
CSP | 0 | 0 | 0 | 0 | 0 | 0
CT | 0.06 | 0.06 | 0.06 | 0.06 | 0.06 | 0.11
Coal | 1294.97 | 1219.66 | 1242.97 | 1246.74 | 1256.68 | 1262.5
Geo | 0 | 0 | 0 | 0 | 0 | 0
H | 0 | 0 | 0.03 | 0.03 | 0.03 | 0.03
LFG | 0.05 | 0.05 | 0.09 | 0.09 | 0.09 | 0.09
Nuc | 402.02 | 425.87 | 425.87 | 408.44 | 322.51 | 224.36
PS | 0 | 0 | 0 | 0 | 0 | 0
PV | 0 | 0 | 0 | 0 | 0 | 0
PeakG | 9.16 | 10.46 | 10.37 | 14.16 | 8.73 | 11.66
PeakO | 0 | 0 | 0 | 0 | 0 | 0
ST | 0 | 0 | 0 | 0 | 0 | 0
STOG | 1.44 | 1.9 | 1.92 | 1.99 | 1.91 | 2.01
STWD | 0.09 | 1.45 | 2.32 | 2.7 | 3.23 | 3.23
WT | 0.31 | 0.31 | 0.31 | 0.31 | 0.31 | 0.34
IGCC | 0 | 0 | 0 | 0 | 0 | 0
DemandResponse | 0 | 0 | 0 | 0 | 0 | 0
IGCC-CCS | 0 | 0 | 0 | 0 | 0 | 0
WT_off | 0 | 0 | 0 | 0 | 0 | 0
PseudoUnit | 0 | 0 | 0 | 0 | 0 | 0
FixedInterchange | 0 | 0 | 0 | 0 | 0 | 0
Base VOM Costs by Reporting Type: SOCO
ReportingType | 2015 | 2020 | 2025 | 2030 | 2035 | 2040
BM | 0 | 0 | 0.12 | 0.12 | 0.19 | 0.19
CC | 312.38 | 303.37 | 283.43 | 348.7 | 336.05 | 323.8
CSP | 0 | 0 | 0 | 0 | 0 | 0
CT | 0 | 0 | 0 | 0 | 0 | 0
Coal | 376.15 | 450.19 | 520.62 | 520.62 | 589.14 | 795.72
Geo | 0 | 0 | 0 | 0 | 0 | 0
H | 0 | 0 | 0 | 0 | 0 | 0
LFG | 0 | 0 | 0.01 | 0.01 | 0.01 | 0.01
Nuc | 116 | 150.99 | 150.99 | 150.99 | 150.99 | 97.82
PS | 0 | 0 | 0 | 0 | 0 | 0
PV | 0 | 0 | 0 | 0 | 0 | 0
PeakG | 3.34 | 8.77 | 15.85 | 17.41 | 12.24 | 12.25
PeakO | 0 | 0 | 0 | 0 | 0 | 0
ST | 0 | 0 | 0 | 0 | 0 | 0
STOG | 0 | 0 | 0 | 0 | 0 | 0
STWD | 0 | 0 | 0 | 0 | 0 | 0
WT | 0 | 0 | 0 | 0 | 0 | 0
IGCC | 0 | 0 | 0 | 0 | 0 | 0
DemandResponse | 0 | 0 | 0 | 0 | 0 | 0
IGCC-CCS | 0 | 0 | 0 | 0 | 0 | 0
WT_off | 0 | 0 | 0 | 0 | 0 | 0
PseudoUnit | 0 | 0 | 0 | 0 | 0 | 0
FixedInterchange | 0 | 0 | 0 | 0 | 0 | 0
Base VOM Costs by Reporting Type: SPP_N
ReportingType | 2015 | 2020 | 2025 | 2030 | 2035 | 2040
BM | 0 | 0 | 0 | 0 | 0 | 0
CC | 15.15 | 39.54 | 38.06 | 32.51 | 22.7 | 16.23
CSP | 0 | 0 | 0 | 0 | 0 | 0
CT | 0 | 0 | 0 | 0 | 0 | 0
Coal | 236.28 | 258.27 | 258.69 | 258.69 | 258.69 | 300.04
Geo | 0 | 0 | 0 | 0 | 0 | 0
H | 0 | 0 | 0 | 0 | 0 | 0
LFG | 0 | 0 | 0.01 | 0.01 | 0.01 | 0.01
Nuc | 23.32 | 23.32 | 23.32 | 23.32 | 23.32 | 23.32
PS | 0 | 0 | 0 | 0 | 0 | 0
PV | 0 | 0 | 0 | 0 | 0 | 0
PeakG | 0.18 | 0.73 | 1.66 | 2.97 | 3.4 | 3.04
PeakO | 0 | 0 | 0 | 0 | 0 | 0
ST | 0 | 0 | 0 | 0 | 0 | 0
STOG | 0.77 | 1.06 | 1.55 | 1.59 | 1.57 | 1.51
STWD | 0 | 0 | 0 | 0 | 0 | 0
WT | 0.05 | 0.05 | 0.05 | 0.05 | 0.12 | 0.12
IGCC | 0 | 0 | 0 | 0 | 0 | 0
DemandResponse | 0 | 0 | 0 | 0 | 0 | 0
IGCC-CCS | 0 | 0 | 0 | 0 | 0 | 0
WT_off | 0 | 0 | 0 | 0 | 0 | 0
PseudoUnit | 0 | 0 | 0 | 0 | 0 | 0
FixedInterchange | 0 | 0 | 0 | 0 | 0 | 0
Base VOM Costs by Reporting Type: SPP_S
ReportingType | 2015 | 2020 | 2025 | 2030 | 2035 | 2040
BM | 0 | 0 | 0 | 0 | 0 | 0
CC | 94.88 | 120.48 | 116.83 | 131.83 | 66.66 | 63.64
CSP | 0 | 0 | 0 | 0 | 0 | 0
CT | 0.3 | 0.66 | 1.38 | 0.8 | 0 | 0
Coal | 346.45 | 347.87 | 386.39 | 400.9 | 399.2 | 395.96
Geo | 0 | 0 | 0 | 0 | 0 | 0
H | 0 | 0 | 0 | 0 | 0 | 0
LFG | 0 | 0 | 0 | 0.01 | 0.01 | 0.01
Nuc | 0 | 0 | 0 | 0 | 0 | 0
PS | 0 | 0 | 0 | 0 | 0 | 0
PV | 0 | 0 | 0 | 0 | 0 | 0
PeakG | 0 | 0.06 | 0.9 | 0.35 | 0 | 0
PeakO | 0 | 0 | 0 | 0 | 0 | 0
ST | 0 | 0 | 0 | 0 | 0 | 0
STOG | 5.12 | 5.22 | 6.11 | 5.71 | 2.31 | 2.98
STWD | 0 | 0 | 0 | 0 | 0 | 0
WT | 0.11 | 0.21 | 0.21 | 0.27 | 0.77 | 0.8
IGCC | 0 | 0 | 0 | 0 | 0 | 0
DemandResponse | 0 | 0 | 0 | 0 | 0 | 0
IGCC-CCS | 0 | 0 | 0 | 0 | 0 | 0
WT_off | 0 | 0 | 0 | 0 | 0 | 0
PseudoUnit | 0 | 0 | 0 | 0 | 0 | 0
FixedInterchange | 0 | 0 | 0 | 0 | 0 | 0
Base VOM Costs by Reporting Type: TVA
ReportingType | 2015 | 2020 | 2025 | 2030 | 2035 | 2040
BM | 0 | 0 | 0 | 0 | 0 | 0
CC | 57.2 | 37.72 | 35.12 | 62.52 | 65.73 | 55.77
CSP | 0 | 0 | 0 | 0 | 0 | 0
CT | 0 | 2.34 | 2.43 | 4.45 | 4.21 | 4.45
Coal | 314.94 | 323.27 | 334.82 | 338.35 | 417.33 | 507.71
Geo | 0 | 0 | 0 | 0 | 0 | 0
H | 0 | 0 | 0 | 0 | 0 | 0
LFG | 0 | 0 | 0.01 | 0.01 | 0.01 | 0.01
Nuc | 153.76 | 189.29 | 189.29 | 189.29 | 138.79 | 113.09
PS | 0 | 0 | 0 | 0 | 0 | 0
PV | 0 | 0 | 0 | 0 | 0 | 0
PeakG | 0 | 0 | 0.28 | 0.31 | 0.34 | 0.35
PeakO | 0 | 0 | 0 | 0 | 0 | 0
ST | 0 | 0 | 0 | 0 | 0 | 0
STOG | 0 | 0 | 0 | 0 | 0 | 0
STWD | 0 | 0 | 0 | 0 | 0 | 0
WT | 0 | 0 | 0 | 0 | 0 | 0
IGCC | 0 | 0 | 0 | 0 | 0 | 0
DemandResponse | 0 | 0 | 0 | 0 | 0 | 0
IGCC-CCS | 0 | 0 | 0 | 0 | 0 | 0
WT_off | 0 | 0 | 0 | 0 | 0 | 0
PseudoUnit | 0 | 0 | 0 | 0 | 0 | 0
FixedInterchange | 0 | 0 | 0 | 0 | 0 | 0
Base VOM Costs by Reporting Type: TVA_Transmission
ReportingType | 2015 | 2020 | 2025 | 2030 | 2035 | 2040
BM | 0 | 0 | 0 | 0 | 0 | 0
CC | 0 | 0 | 0 | 0 | 0 | 0
CSP | 0 | 0 | 0 | 0 | 0 | 0
CT | 0 | 0 | 0 | 0 | 0 | 0
Coal | 0 | 0 | 0 | 0 | 0 | 0
Geo | 0 | 0 | 0 | 0 | 0 | 0
H | 0 | 0 | 0 | 0 | 0 | 0
LFG | 0 | 0 | 0 | 0 | 0 | 0
Nuc | 0 | 0 | 0 | 0 | 0 | 0
PS | 0 | 0 | 0 | 0 | 0 | 0
PV | 0 | 0 | 0 | 0 | 0 | 0
PeakG | 0 | 0 | 0 | 0 | 0 | 0
PeakO | 0 | 0 | 0 | 0 | 0 | 0
ST | 0 | 0 | 0 | 0 | 0 | 0
STOG | 0 | 0 | 0 | 0 | 0 | 0
STWD | 0 | 0 | 0 | 0 | 0 | 0
WT | 0 | 0 | 0 | 0 | 0 | 0
IGCC | 0 | 0 | 0 | 0 | 0 | 0
DemandResponse | 0 | 0 | 0 | 0 | 0 | 0
IGCC-CCS | 0 | 0 | 0 | 0 | 0 | 0
WT_off | 0 | 0 | 0 | 0 | 0 | 0
PseudoUnit | 0 | 0 | 0 | 0 | 0 | 0
FixedInterchange | 0 | 0 | 0 | 0 | 0 | 0
Base VOM Costs by Reporting Type: VACAR
ReportingType | 2015 | 2020 | 2025 | 2030 | 2035 | 2040
BM | 0.03 | 12.43 | 34.68 | 36.81 | 43.05 | 46.65
CC | 125.69 | 117.7 | 72.36 | 75.69 | 177.87 | 269.44
CSP | 0 | 0 | 0 | 0 | 0 | 0
CT | 0.73 | 0.73 | 0.93 | 1.44 | 2.81 | 3.66
Coal | 318.69 | 313.22 | 393.24 | 425.13 | 468.78 | 474.48
Geo | 0 | 0 | 0 | 0 | 0 | 0
H | 0 | 0 | 0 | 0 | 0 | 0
LFG | 0.01 | 0.01 | 0.01 | 0.01 | 0.01 | 0.01
Nuc | 229.75 | 302.33 | 337.86 | 337.86 | 272.57 | 235.23
PS | 0 | 0 | 0 | 0 | 0 | 0
PV | 0 | 0 | 0 | 0 | 0 | 0
PeakG | 1.03 | 1.61 | 2.65 | 3.27 | 3.11 | 3.09
PeakO | 0 | 0 | 0 | 0 | 0 | 0
ST | 0 | 0 | 0 | 0 | 0 | 0
STOG | 0 | 0 | 0 | 0 | 0 | 0
STWD | 4.67 | 4.67 | 2.88 | 2.88 | 3.92 | 4.67
WT | 0 | 0.08 | 0.08 | 0.08 | 0.08 | 0.08
IGCC | 0 | 0 | 0 | 0 | 0 | 0
DemandResponse | 0 | 0 | 0 | 0 | 0 | 0
IGCC-CCS | 0 | 0 | 0 | 0 | 0 | 0
WT_off | 0 | 0 | 0 | 0 | 0 | 0
PseudoUnit | 0 | 0 | 0 | 0 | 0 | 0
FixedInterchange | 0 | 0 | 0 | 0 | 0 | 0
Base VOM Costs by Reporting Type: IESO
ReportingType | 2015 | 2020 | 2025 | 2030 | 2035 | 2040
BM | 0 | 0 | 0 | 0 | 0.02 | 0.02
CC | 1.42 | 2.21 | 3.44 | 5.79 | 26.75 | 68.77
CSP | 0 | 0 | 0 | 0 | 0 | 0
CT | 0 | 0 | 0 | 0.03 | 0.12 | 0.62
Coal | 0 | 0 | 0 | 0 | 0 | 0
Geo | 0 | 0 | 0 | 0 | 0 | 0
H | 0 | 0 | 0 | 0 | 0 | 0.02
LFG | 0.01 | 0.01 | 0.01 | 0.01 | 0.01 | 0.01
Nuc | 259.19 | 259.19 | 259.19 | 259.19 | 238.49 | 207.54
PS | 0 | 0 | 0 | 0 | 0 | 0
PV | 0 | 0 | 0 | 0 | 0 | 0
PeakG | 0 | 0 | 0 | 0.04 | 0.04 | 0.13
PeakO | 0 | 0 | 0 | 0 | 0 | 0
ST | 0 | 0 | 0 | 0 | 0 | 0
STOG | 0 | 0 | 0 | 0 | 0 | 0
STWD | 0 | 0 | 0 | 0 | 0 | 0
WT | 0.09 | 0.09 | 0.09 | 0.09 | 0.04 | 0.04
IGCC | 0 | 0 | 0 | 0 | 0 | 0
DemandResponse | 0 | 0 | 0 | 0 | 0 | 0
IGCC-CCS | 0 | 0 | 0 | 0 | 0 | 0
WT_off | 0 | 0 | 0 | 0 | 0 | 0
PseudoUnit | 0 | 0 | 0 | 0 | 0 | 0
FixedInterchange | 0 | 0 | 0 | 0 | 0 | 0
Base VOM Costs by Reporting Type: MAPP_CA
ReportingType | 2015 | 2020 | 2025 | 2030 | 2035 | 2040
BM | 0 | 0 | 0 | 0 | 0 | 0
CC | 8.68 | 9.96 | 7.75 | 4.49 | 3.47 | 2.28
CSP | 0 | 0 | 0 | 0 | 0 | 0
CT | 0.3 | 0.01 | 0.02 | 0.04 | 0 | 0
Coal | 1.51 | 1.67 | 6.38 | 0 | 0 | 0
Geo | 0 | 0 | 0 | 0 | 0 | 0
H | 0 | 0.04 | 0.07 | 0.16 | 0.23 | 0.27
LFG | 0 | 0 | 0 | 0 | 0 | 0
Nuc | 0 | 0 | 0 | 0 | 0 | 0
PS | 0 | 0 | 0 | 0 | 0 | 0
PV | 0 | 0 | 0 | 0 | 0 | 0
PeakG | 0 | 0 | 0 | 0 | 0 | 0
PeakO | 0 | 0 | 0 | 0 | 0 | 0
ST | 0 | 0 | 0 | 0 | 0 | 0
STOG | 0 | 0 | 0 | 0 | 0 | 0
STWD | 0 | 0 | 0 | 0 | 0 | 0
WT | 0.02 | 0.02 | 0.02 | 0.02 | 0.01 | 0.01
IGCC | 0 | 0 | 0 | 0 | 0 | 0
DemandResponse | 0 | 0 | 0 | 0 | 0 | 0
IGCC-CCS | 0 | 0 | 0 | 0 | 0 | 0
WT_off | 0 | 0 | 0 | 0 | 0 | 0
PseudoUnit | 0 | 0 | 0 | 0 | 0 | 0
FixedInterchange | 0 | 0 | 0 | 0 | 0 | 0
Base VOM Costs by Reporting Type: AZ_NM_SNV_Coal
ReportingType | 2015 | 2020 | 2025 | 2030 | 2035 | 2040
BM | 0 | 0 | 0 | 0 | 0 | 0
CC | 0 | 0 | 0 | 0 | 0 | 0
CSP | 0 | 0 | 0 | 0 | 0 | 0
CT | 0 | 0 | 0 | 0 | 0 | 0
Coal | 292.25 | 324.69 | 324.69 | 324.69 | 429.86 | 517.45
Geo | 0 | 0 | 0 | 0 | 0 | 0
H | 0 | 0 | 0 | 0 | 0 | 0
LFG | 0 | 0 | 0 | 0 | 0 | 0
Nuc | 0 | 0 | 0 | 0 | 0 | 0
PS | 0 | 0 | 0 | 0 | 0 | 0
PV | 0 | 0 | 0 | 0 | 0 | 0
PeakG | 0 | 0 | 0 | 0 | 0 | 0
PeakO | 0 | 0 | 0 | 0 | 0 | 0
ST | 0 | 0 | 0 | 0 | 0 | 0
STOG | 0 | 0 | 0 | 0 | 0 | 0
STWD | 0 | 0 | 0 | 0 | 0 | 0
WT | 0 | 0 | 0 | 0 | 0 | 0
IGCC | 0 | 0 | 0 | 0 | 0 | 0
DemandResponse | 0 | 0 | 0 | 0 | 0 | 0
IGCC-CCS | 0 | 0 | 0 | 0 | 0 | 0
WT_off | 0 | 0 | 0 | 0 | 0 | 0
PseudoUnit | 0 | 0 | 0 | 0 | 0 | 0
FixedInterchange | 0 | 0 | 0 | 0 | 0 | 0
Base VOM Costs by Reporting Type: AZ_NM_SNV_Gas
ReportingType | 2015 | 2020 | 2025 | 2030 | 2035 | 2040
BM | 0 | 0 | 0 | 0 | 0 | 0
CC | 254.16 | 268.06 | 270.38 | 324.1 | 322.53 | 279.14
CSP | 0 | 0 | 0 | 0 | 0 | 0
CT | 0 | 0 | 1.43 | 2.78 | 0 | 0
Coal | 0 | 0 | 0 | 0 | 0 | 0
Geo | 0 | 0 | 0 | 0 | 0 | 0
H | 0 | 0 | 0 | 0 | 0 | 0
LFG | 0 | 0 | 0 | 0 | 0 | 0
Nuc | 0 | 0 | 0 | 0 | 0 | 0
PS | 0 | 0 | 0 | 0 | 0 | 0
PV | 0 | 0 | 0 | 0 | 0 | 0
PeakG | 0 | 0 | 2.64 | 4.69 | 4.41 | 4.41
PeakO | 0 | 0 | 0 | 0 | 0 | 0
ST | 0 | 0 | 0 | 0 | 0 | 0
STOG | 0 | 0 | 0 | 0 | 0 | 0
STWD | 0 | 0 | 0 | 0 | 0 | 0
WT | 0 | 0 | 0 | 0 | 0 | 0
IGCC | 0 | 0 | 0 | 0 | 0 | 0
DemandResponse | 0 | 0 | 0 | 0 | 0 | 0
IGCC-CCS | 0 | 0 | 0 | 0 | 0 | 0
WT_off | 0 | 0 | 0 | 0 | 0 | 0
PseudoUnit | 0 | 0 | 0 | 0 | 0 | 0
FixedInterchange | 0 | 0 | 0 | 0 | 0 | 0
Base VOM Costs by Reporting Type: AZ_NM_SNV_NucRenew
ReportingType | 2015 | 2020 | 2025 | 2030 | 2035 | 2040
BM | 0 | 0 | 0 | 0 | 0 | 0
CC | 0 | 0 | 0 | 0 | 0 | 0
CSP | 0 | 0 | 0 | 0 | 0 | 0
CT | 0 | 0 | 0 | 0 | 0 | 0
Coal | 0 | 0 | 0 | 0 | 0 | 0
Geo | 0 | 0 | 116.31 | 116.31 | 116.31 | 116.31
H | 0 | 0 | 0 | 0 | 0 | 0
LFG | 0 | 0.01 | 0.01 | 0.01 | 0.01 | 0.01
Nuc | 71.66 | 71.66 | 71.66 | 71.66 | 71.66 | 71.66
PS | 0 | 0 | 0 | 0 | 0 | 0
PV | 0 | 0 | 0 | 0 | 0 | 0
PeakG | 0 | 0 | 0 | 0 | 0 | 0
PeakO | 0 | 0 | 0 | 0 | 0 | 0
ST | 0.01 | 0.03 | 0.04 | 0.04 | 0.04 | 0.04
STOG | 0 | 0 | 0 | 0 | 0 | 0
STWD | 0.43 | 0.43 | 0.02 | 0.43 | 0.43 | 0.43
WT | 0.02 | 0.28 | 0.28 | 0.29 | 0.29 | 0.29
IGCC | 0 | 0 | 0 | 0 | 0 | 0
DemandResponse | 0 | 0 | 0 | 0 | 0 | 0
IGCC-CCS | 0 | 0 | 0 | 0 | 0 | 0
WT_off | 0 | 0 | 0 | 0 | 0 | 0
PseudoUnit | 0 | 0 | 0 | 0 | 0 | 0
FixedInterchange | 0 | 0 | 0 | 0 | 0 | 0
Base VOM Costs by Reporting Type: ERCOT
ReportingType | 2015 | 2020 | 2025 | 2030 | 2035 | 2040
BM | 0 | 0 | 0.04 | 0.07 | 0.49 | 0.5
CC | 375.13 | 440.38 | 433.11 | 482.16 | 545.02 | 616.77
CSP | 0 | 0 | 0 | 0 | 0 | 0
CT | 0 | 0.05 | 0.25 | 0.08 | 0.08 | 0.08
Coal | 450.07 | 540.01 | 591.86 | 591.86 | 591.86 | 591.86
Geo | 0 | 0 | 0 | 0 | 0 | 0
H | 0 | 0 | 0 | 0 | 0 | 0
LFG | 0.01 | 0.01 | 0.01 | 0.04 | 0.04 | 0.04
Nuc | 94.14 | 94.14 | 94.14 | 94.14 | 94.14 | 94.14
PS | 0 | 0 | 0 | 0 | 0 | 0
PV | 0 | 0 | 0 | 0 | 0 | 0
PeakG | 0 | 0.1 | 0.83 | 0.82 | 0.58 | 0.55
PeakO | 0 | 0 | 0 | 0 | 0 | 0
ST | 0 | 0 | 0 | 0 | 0 | 0
STOG | 9.16 | 11.84 | 15.55 | 14.5 | 12.96 | 12.05
STWD | 0 | 0 | 0 | 0 | 0 | 0
WT | 0.32 | 0.32 | 0.32 | 0.32 | 0.32 | 0.32
IGCC | 0 | 0 | 0 | 0 | 0 | 0
DemandResponse | 0 | 0 | 0 | 0 | 0 | 0
IGCC-CCS | 0 | 0 | 0 | 0 | 0 | 0
WT_off | 0 | 0 | 0 | 0 | 0 | 0
PseudoUnit | 0 | 0 | 0 | 0 | 0 | 0
FixedInterchange | 0 | 0 | 0 | 0 | 0 | 0
Base VOM Costs by Reporting Type: NP15
ReportingType | 2015 | 2020 | 2025 | 2030 | 2035 | 2040
BM | 0 | 0 | 0 | 0 | 0 | 0
CC | 96.24 | 60.47 | 90.34 | 66.89 | 26.9 | 2.23
CSP | 0 | 0 | 0 | 0 | 0 | 0
CT | 0 | 0 | 0 | 0 | 0 | 0
Coal | 0.81 | 0.89 | 0.89 | 0.89 | 0 | 0
Geo | 0.11 | 22.7 | 48.23 | 48.23 | 48.23 | 48.23
H | 0 | 0 | 0 | 0 | 0 | 0
LFG | 0.01 | 0.06 | 0.06 | 0.06 | 0.06 | 0.06
Nuc | 42.53 | 42.53 | 42.53 | 42.53 | 110.82 | 184.45
PS | 0 | 0 | 0 | 0 | 0 | 0
PV | 0 | 0 | 0 | 0 | 0 | 0
PeakG | 0 | 0 | 0 | 0 | 0 | 0
PeakO | 0 | 0 | 0 | 0 | 0 | 0
ST | 0 | 0 | 0 | 0 | 0 | 0
STOG | 0.31 | 0.2 | 0.46 | 0.6 | 0.03 | 0.01
STWD | 7.35 | 7.35 | 0.01 | 2.97 | 3.38 | 3.22
WT | 0.04 | 0.12 | 0.12 | 0.12 | 0.12 | 0.12
IGCC | 0 | 0 | 0 | 0 | 0 | 0
DemandResponse | 0 | 0 | 0 | 0 | 0 | 0
IGCC-CCS | 0 | 0 | 0 | 0 | 0 | 0
WT_off | 0 | 0 | 0 | 0 | 0 | 0
PseudoUnit | 0 | 0 | 0 | 0 | 0 | 0
FixedInterchange | 0 | 0 | 0 | 0 | 0 | 0
Base VOM Costs by Reporting Type: NWPP_Coal
ReportingType | 2015 | 2020 | 2025 | 2030 | 2035 | 2040
BM | 0 | 0 | 0 | 0 | 0 | 0
CC | 0 | 0 | 0 | 0 | 0 | 0
CSP | 0 | 0 | 0 | 0 | 0 | 0
CT | 0 | 0 | 0 | 0 | 0 | 0
Coal | 368.82 | 406.84 | 406.84 | 406.84 | 406.84 | 406.84
Geo | 0 | 0 | 0 | 0 | 0 | 0
H | 0 | 0 | 0 | 0 | 0 | 0
LFG | 0 | 0 | 0 | 0 | 0 | 0
Nuc | 0 | 0 | 0 | 0 | 0 | 0
PS | 0 | 0 | 0 | 0 | 0 | 0
PV | 0 | 0 | 0 | 0 | 0 | 0
PeakG | 0 | 0 | 0 | 0 | 0 | 0
PeakO | 0 | 0 | 0 | 0 | 0 | 0
ST | 0 | 0 | 0 | 0 | 0 | 0
STOG | 0 | 0 | 0 | 0 | 0 | 0
STWD | 0 | 0 | 0 | 0 | 0 | 0
WT | 0 | 0 | 0 | 0 | 0 | 0
IGCC | 0 | 0 | 0 | 0 | 0 | 0
DemandResponse | 0 | 0 | 0 | 0 | 0 | 0
IGCC-CCS | 0 | 0 | 0 | 0 | 0 | 0
WT_off | 0 | 0 | 0 | 0 | 0 | 0
PseudoUnit | 0 | 0 | 0 | 0 | 0 | 0
FixedInterchange | 0 | 0 | 0 | 0 | 0 | 0
Base VOM Costs by Reporting Type: NWPP_Gas
ReportingType | 2015 | 2020 | 2025 | 2030 | 2035 | 2040
BM | 0 | 0 | 0 | 0 | 0 | 0
CC | 122.48 | 122.48 | 122.48 | 236.31 | 236.31 | 236.31
CSP | 0 | 0 | 0 | 0 | 0 | 0
CT | 0 | 0 | 0 | 0 | 0 | 0
Coal | 0 | 0 | 0 | 0 | 16.42 | 47.85
Geo | 0 | 0 | 0 | 0 | 0 | 0
H | 0 | 0 | 0 | 0 | 0 | 0
LFG | 0 | 0 | 0 | 0 | 0 | 0
Nuc | 0 | 0 | 0 | 0 | 0 | 0
PS | 0 | 0 | 0 | 0 | 0 | 0
PV | 0 | 0 | 0 | 0 | 0 | 0
PeakG | 0 | 0 | 0 | 0 | 0 | 0
PeakO | 0 | 0 | 0 | 0 | 0 | 0
ST | 0 | 0 | 0 | 0 | 0 | 0
STOG | 0 | 0 | 0 | 0 | 0 | 0
STWD | 0 | 0 | 0 | 0 | 0 | 0
WT | 0 | 0 | 0 | 0 | 0 | 0
IGCC | 0 | 0 | 0 | 0 | 0 | 0
DemandResponse | 0 | 0 | 0 | 0 | 0 | 0
IGCC-CCS | 0 | 0 | 0 | 0 | 0 | 0
WT_off | 0 | 0 | 0 | 0 | 0 | 0
PseudoUnit | 0 | 0 | 0 | 0 | 0 | 0
FixedInterchange | 0 | 0 | 0 | 0 | 0 | 0
Base VOM Costs by Reporting Type: NWPP_NucRenew
ReportingType | 2015 | 2020 | 2025 | 2030 | 2035 | 2040
BM | 0 | 0.33 | 0 | 1.21 | 1.21 | 1.21
CC | 0 | 0 | 0 | 0 | 0 | 0
CSP | 0 | 0 | 0 | 0 | 0 | 0
CT | 0 | 0 | 0 | 0 | 0 | 0
Coal | 0 | 0 | 0 | 0 | 0 | 0
Geo | 6.93 | 6.93 | 41.74 | 41.74 | 41.74 | 41.74
H | 0 | 0 | 0 | 0 | 0 | 0
LFG | 0.01 | 0.01 | 0.03 | 0.03 | 0.03 | 0.03
Nuc | 20.91 | 20.91 | 20.91 | 20.91 | 20.91 | 20.91
PS | 0 | 0 | 0 | 0 | 0 | 0
PV | 0 | 0 | 0 | 0 | 0 | 0
PeakG | 0 | 0 | 0 | 0 | 0 | 0
PeakO | 0 | 0 | 0 | 0 | 0 | 0
ST | 0 | 0 | 0 | 0 | 0 | 0
STOG | 0 | 0 | 0 | 0 | 0 | 0
STWD | 0 | 0 | 0 | 0 | 0 | 0
WT | 0.19 | 0.19 | 0.19 | 0.19 | 0.19 | 0.19
IGCC | 0 | 0 | 0 | 0 | 0 | 0
DemandResponse | 0 | 0 | 0 | 0 | 0 | 0
IGCC-CCS | 0 | 0 | 0 | 0 | 0 | 0
WT_off | 0 | 0 | 0 | 0 | 0 | 0
PseudoUnit | 0 | 0 | 0 | 0 | 0 | 0
FixedInterchange | 0 | 0 | 0 | 0 | 0 | 0
Base VOM Costs by Reporting Type: RMPA
ReportingType | 2015 | 2020 | 2025 | 2030 | 2035 | 2040
BM | 0 | 0 | 0 | 0 | 0 | 0
CC | 12.72 | 20.14 | 7.78 | 8.24 | 7.91 | 6.21
CSP | 0 | 0 | 0 | 0 | 0 | 0
CT | 0 | 0 | 0 | 0 | 0 | 0
Coal | 211.72 | 227.63 | 216.59 | 226.22 | 268.65 | 308.81
Geo | 0 | 27.54 | 206.14 | 206.14 | 206.14 | 206.14
H | 0 | 0 | 0 | 0 | 0 | 0
LFG | 0 | 0 | 0 | 0 | 0 | 0
Nuc | 0 | 0 | 0 | 0 | 0 | 0
PS | 0 | 0 | 0 | 0 | 0 | 0
PV | 0 | 0 | 0 | 0 | 0 | 0
PeakG | 0.06 | 0.37 | 0.01 | 0.41 | 0.37 | 0.42
PeakO | 0 | 0 | 0 | 0 | 0 | 0
ST | 0 | 0.01 | 0.01 | 0.02 | 0.02 | 0.02
STOG | 0 | 0 | 0 | 0 | 0 | 0
STWD | 0 | 0 | 0 | 0 | 0 | 0
WT | 0.07 | 0.08 | 0.08 | 0.08 | 0.08 | 0.08
IGCC | 0 | 0 | 0 | 0 | 0 | 0
DemandResponse | 0 | 0 | 0 | 0 | 0 | 0
IGCC-CCS | 0 | 0 | 0 | 0 | 0 | 0
WT_off | 0 | 0 | 0 | 0 | 0 | 0
PseudoUnit | 0 | 0 | 0 | 0 | 0 | 0
FixedInterchange | 0 | 0 | 0 | 0 | 0 | 0
Base VOM Costs by Reporting Type: SP15
ReportingType | 2015 | 2020 | 2025 | 2030 | 2035 | 2040
BM | 0.22 | 0.22 | 0.01 | 0.22 | 0.14 | 0.19
CC | 61.22 | 47.98 | 54.04 | 47.34 | 35.95 | 18.46
CSP | 0 | 0 | 0 | 0 | 0 | 0
CT | 0 | 0 | 0 | 0 | 0 | 0
Coal | 2.89 | 3.19 | 3.19 | 2.83 | 1.45 | 0
Geo | 4.1 | 120.4 | 120.4 | 120.4 | 120.4 | 120.4
H | 0 | 0 | 0 | 0 | 0 | 0
LFG | 0.02 | 0.07 | 0.07 | 0.07 | 0.07 | 0.07
Nuc | 41.61 | 41.61 | 41.61 | 41.61 | 41.61 | 84.34
PS | 0 | 0 | 0 | 0 | 0 | 0
PV | 0 | 0 | 0 | 0 | 0 | 0
PeakG | 0 | 0 | 0 | 0 | 0 | 0
PeakO | 0 | 0 | 0 | 0 | 0 | 0
ST | 0.02 | 0.02 | 0.02 | 0.02 | 0.02 | 0.02
STOG | 0.44 | 0.8 | 0.41 | 0.8 | 1.22 | 1.08
STWD | 1.98 | 1.98 | 0.05 | 1.54 | 1.22 | 1.35
WT | 0.07 | 0.07 | 0.07 | 0.07 | 0.07 | 0.07
IGCC | 0 | 0 | 0 | 0 | 0 | 0
DemandResponse | 0 | 0 | 0 | 0 | 0 | 0
IGCC-CCS | 0 | 0 | 0 | 0 | 0 | 0
WT_off | 0 | 0 | 0 | 0 | 0 | 0
PseudoUnit | 0 | 0 | 0 | 0 | 0 | 0
FixedInterchange | 0 | 0 | 0 | 0 | 0 | 0
Base VOM Costs by Reporting Type: ALB
ReportingType | 2015 | 2020 | 2025 | 2030 | 2035 | 2040
BM | 0 | 0 | 0 | 0 | 0 | 0
CC | 46.85 | 66.18 | 83.83 | 103.21 | 126.4 | 122.51
CSP | 0 | 0 | 0 | 0 | 0 | 0
CT | 0 | 0 | 0 | 0 | 0 | 0
Coal | 167.67 | 167.67 | 167.67 | 167.67 | 167.67 | 167.67
Geo | 0 | 0 | 0 | 0 | 0 | 0
H | 0 | 0 | 0 | 0 | 0 | 0
LFG | 0 | 0 | 0 | 0 | 0 | 0
Nuc | 0 | 0 | 0 | 0 | 0 | 17.05
PS | 0 | 0 | 0 | 0 | 0 | 0
PV | 0 | 0 | 0 | 0 | 0 | 0
PeakG | 0 | 0 | 0 | 0 | 0 | 0
PeakO | 0 | 0 | 0 | 0 | 0 | 0
ST | 0 | 0 | 0 | 0 | 0 | 0
STOG | 0 | 0 | 0 | 0 | 0 | 0
STWD | 0 | 0 | 0 | 0 | 0 | 0
WT | 0.02 | 0.02 | 0.02 | 0.02 | 0.02 | 0.02
IGCC | 0 | 0 | 0 | 0 | 0 | 0
DemandResponse | 0 | 0 | 0 | 0 | 0 | 0
IGCC-CCS | 0 | 0 | 0 | 0 | 0 | 0
WT_off | 0 | 0 | 0 | 0 | 0 | 0
PseudoUnit | 0 | 0 | 0 | 0 | 0 | 0
FixedInterchange | 0 | 0 | 0 | 0 | 0 | 0
Base VOM Costs by Reporting Type: BC
ReportingType | 2015 | 2020 | 2025 | 2030 | 2035 | 2040
BM | 0 | 0 | 0 | 0 | 0 | 0
CC | 33.94 | 46.86 | 63.69 | 77.11 | 97.43 | 97.43
CSP | 0 | 0 | 0 | 0 | 0 | 0
CT | 0 | 0 | 0 | 0 | 0 | 0
Coal | 0 | 0 | 0 | 0 | 0 | 0
Geo | 0 | 0 | 0 | 0 | 0 | 0
H | 0 | 0 | 0 | 0 | 0 | 0
LFG | 0 | 0 | 0 | 0 | 0 | 0
Nuc | 0 | 0 | 0 | 0 | 0 | 2.17
PS | 0 | 0 | 0 | 0 | 0 | 0
PV | 0 | 0 | 0 | 0 | 0 | 0
PeakG | 0 | 0 | 0 | 0 | 0 | 0
PeakO | 0 | 0 | 0 | 0 | 0 | 0
ST | 0 | 0 | 0 | 0 | 0 | 0
STOG | 0 | 0 | 0 | 0 | 0 | 0
STWD | 0 | 0 | 0 | 0 | 0 | 2.11
WT | 0.01 | 0.01 | 0.01 | 0.01 | 0.01 | 0.01
IGCC | 0 | 0 | 0 | 0 | 0 | 0
DemandResponse | 0 | 0 | 0 | 0 | 0 | 0
IGCC-CCS | 0 | 0 | 0 | 0 | 0 | 0
WT_off | 0 | 0 | 0 | 0 | 0 | 0
PseudoUnit | 0 | 0 | 0 | 0 | 0 | 0
FixedInterchange | 0 | 0 | 0 | 0 | 0 | 0
Base VOM Costs by Reporting Type: HQ_IESO
ReportingType | 2015 | 2020 | 2025 | 2030 | 2035 | 2040
BM | 0 | 0 | 0 | 0 | 0 | 0
CC | 0 | 0 | 0 | 0 | 0 | 0
CSP | 0 | 0 | 0 | 0 | 0 | 0
CT | 0 | 0 | 0 | 0 | 0 | 0
Coal | 0 | 0 | 0 | 0 | 0 | 0
Geo | 0 | 0 | 0 | 0 | 0 | 0
H | 0 | 0 | 0 | 0 | 0 | 0
LFG | 0 | 0 | 0 | 0 | 0 | 0
Nuc | 0 | 0 | 0 | 0 | 0 | 0
PS | 0 | 0 | 0 | 0 | 0 | 0
PV | 0 | 0 | 0 | 0 | 0 | 0
PeakG | 0 | 0 | 0 | 0 | 0 | 0
PeakO | 0 | 0 | 0 | 0 | 0 | 0
ST | 0 | 0 | 0 | 0 | 0 | 0
STOG | 0 | 0 | 0 | 0 | 0 | 0
STWD | 0 | 0 | 0 | 0 | 0 | 0
WT | 0 | 0 | 0 | 0 | 0 | 0
IGCC | 0 | 0 | 0 | 0 | 0 | 0
DemandResponse | 0 | 0 | 0 | 0 | 0 | 0
IGCC-CCS | 0 | 0 | 0 | 0 | 0 | 0
WT_off | 0 | 0 | 0 | 0 | 0 | 0
PseudoUnit | 0 | 0 | 0 | 0 | 0 | 0
FixedInterchange | 0 | 0 | 0 | 0 | 0 | 0
Base VOM Costs by Reporting Type: HQ_NEISO
ReportingType | 2015 | 2020 | 2025 | 2030 | 2035 | 2040
BM | 0 | 0 | 0 | 0 | 0 | 0
CC | 0 | 0 | 0 | 0 | 0 | 0
CSP | 0 | 0 | 0 | 0 | 0 | 0
CT | 0 | 0 | 0 | 0 | 0 | 0
Coal | 0 | 0 | 0 | 0 | 0 | 0
Geo | 0 | 0 | 0 | 0 | 0 | 0
H | 0 | 0 | 0 | 0 | 0 | 0
LFG | 0 | 0 | 0 | 0 | 0 | 0
Nuc | 0 | 0 | 0 | 0 | 0 | 0
PS | 0 | 0 | 0 | 0 | 0 | 0
PV | 0 | 0 | 0 | 0 | 0 | 0
PeakG | 0 | 0 | 0 | 0 | 0 | 0
PeakO | 0 | 0 | 0 | 0 | 0 | 0
ST | 0 | 0 | 0 | 0 | 0 | 0
STOG | 0 | 0 | 0 | 0 | 0 | 0
STWD | 0 | 0 | 0 | 0 | 0 | 0
WT | 0 | 0 | 0 | 0 | 0 | 0
IGCC | 0 | 0 | 0 | 0 | 0 | 0
DemandResponse | 0 | 0 | 0 | 0 | 0 | 0
IGCC-CCS | 0 | 0 | 0 | 0 | 0 | 0
WT_off | 0 | 0 | 0 | 0 | 0 | 0
PseudoUnit | 0 | 0 | 0 | 0 | 0 | 0
FixedInterchange | 0 | 0 | 0 | 0 | 0 | 0
Base VOM Costs by Reporting Type: HQ_NY
ReportingType | 2015 | 2020 | 2025 | 2030 | 2035 | 2040
BM | 0 | 0 | 0 | 0 | 0 | 0
CC | 0 | 0 | 0 | 0 | 0 | 0
CSP | 0 | 0 | 0 | 0 | 0 | 0
CT | 0 | 0 | 0 | 0 | 0 | 0
Coal | 0 | 0 | 0 | 0 | 0 | 0
Geo | 0 | 0 | 0 | 0 | 0 | 0
H | 0 | 0 | 0 | 0 | 0 | 0
LFG | 0 | 0 | 0 | 0 | 0 | 0
Nuc | 0 | 0 | 0 | 0 | 0 | 0
PS | 0 | 0 | 0 | 0 | 0 | 0
PV | 0 | 0 | 0 | 0 | 0 | 0
PeakG | 0 | 0 | 0 | 0 | 0 | 0
PeakO | 0 | 0 | 0 | 0 | 0 | 0
ST | 0 | 0 | 0 | 0 | 0 | 0
STOG | 0 | 0 | 0 | 0 | 0 | 0
STWD | 0 | 0 | 0 | 0 | 0 | 0
WT | 0 | 0 | 0 | 0 | 0 | 0
IGCC | 0 | 0 | 0 | 0 | 0 | 0
DemandResponse | 0 | 0 | 0 | 0 | 0 | 0
IGCC-CCS | 0 | 0 | 0 | 0 | 0 | 0
WT_off | 0 | 0 | 0 | 0 | 0 | 0
PseudoUnit | 0 | 0 | 0 | 0 | 0 | 0
FixedInterchange | 0 | 0 | 0 | 0 | 0 | 0
Base VOM Costs by Reporting Type: MARITIMES
ReportingType | 2015 | 2020 | 2025 | 2030 | 2035 | 2040
BM | 0 | 0 | 0 | 0 | 0 | 0
CC | 0 | 0 | 0 | 0 | 0 | 0
CSP | 0 | 0 | 0 | 0 | 0 | 0
CT | 0 | 0 | 0 | 0 | 0 | 0
Coal | 0 | 0 | 0 | 0 | 0 | 0
Geo | 0 | 0 | 0 | 0 | 0 | 0
H | 0 | 0 | 0 | 0 | 0 | 0
LFG | 0 | 0 | 0 | 0 | 0 | 0
Nuc | 0 | 0 | 0 | 0 | 0 | 0
PS | 0 | 0 | 0 | 0 | 0 | 0
PV | 0 | 0 | 0 | 0 | 0 | 0
PeakG | 0 | 0 | 0 | 0 | 0 | 0
PeakO | 0 | 0 | 0 | 0 | 0 | 0
ST | 0 | 0 | 0 | 0 | 0 | 0
STOG | 0 | 0 | 0 | 0 | 0 | 0
STWD | 0 | 0 | 0 | 0 | 0 | 0
WT | 0 | 0 | 0 | 0 | 0 | 0
IGCC | 0 | 0 | 0 | 0 | 0 | 0
DemandResponse | 0 | 0 | 0 | 0 | 0 | 0
IGCC-CCS | 0 | 0 | 0 | 0 | 0 | 0
WT_off | 0 | 0 | 0 | 0 | 0 | 0
PseudoUnit | 0 | 0 | 0 | 0 | 0 | 0
FixedInterchange | 0 | 0 | 0 | 0 | 0 | 0
Base VOM Costs by Reporting Type: All
ReportingType | 2015 | 2020 | 2025 | 2030 | 2035 | 2040
BM | 10.96 | 24.99 | 41.06 | 47.43 | 58.21 | 59.62
CC | 2749.53 | 2956.55 | 2892.45 | 3365.75 | 4164.43 | 4544.25
CSP | 0 | 0 | 0 | 0 | 0 | 0
CT | 8.38 | 16.44 | 19.63 | 25.52 | 25.54 | 35.64
Coal | 6782.87 | 7139.98 | 7545.77 | 7716.71 | 8279.86 | 9096.45
Geo | 11.14 | 177.58 | 532.83 | 532.83 | 532.83 | 532.83
H | 0 | 0.04 | 0.1 | 0.19 | 0.26 | 0.35
LFG | 0.38 | 0.54 | 0.73 | 0.79 | 0.79 | 0.79
Nuc | 2296.34 | 2555.13 | 2632.59 | 2602.68 | 2141.59 | 1908.43
PS | 0 | 0 | 0 | 0 | 0 | 0
PV | 0.02 | 0.06 | 0.08 | 0.08 | 0.08 | 0.09
PeakG | 25.78 | 36.27 | 59.4 | 70.3 | 62.03 | 58.03
PeakO | 0 | 0 | 0 | 0 | 0 | 0
ST | 0.03 | 0.06 | 0.07 | 0.07 | 0.07 | 0.07
STOG | 33.01 | 39.79 | 47.06 | 47.73 | 42.12 | 41.19
STWD | 24.69 | 21.81 | 7.69 | 15.82 | 18.63 | 22.22
WT | 2.03 | 2.77 | 2.99 | 3.22 | 3.79 | 3.88
IGCC | 30.43 | 30.43 | 30.43 | 30.43 | 30.43 | 30.43
DemandResponse | 0 | 0 | 0 | 0 | 0 | 0
IGCC-CCS | 0 | 0 | 0 | 0 | 0 | 0
WT_off | 0.02 | 0.02 | 0.06 | 0.06 | 0.04 | 0.04
PseudoUnit | 0 | 0 | 0 | 0 | 0 | 0
FixedInterchange | 0 | 0 | 0 | 0 | 0 | 0
Base VOM Costs by Reporting Type: EI_US
ReportingType | 2015 | 2020 | 2025 | 2030 | 2035 | 2040
BM | 10.74 | 24.44 | 41.01 | 45.92 | 56.35 | 57.7
CC | 1736.68 | 1871.84 | 1755.61 | 2010.11 | 2735.77 | 3094.13
CSP | 0 | 0 | 0 | 0 | 0 | 0
CT | 8.08 | 16.38 | 17.94 | 22.58 | 25.34 | 34.93
Coal | 5287.12 | 5467.37 | 5827.66 | 5995.71 | 6397.12 | 7055.96
Geo | 0 | 0 | 0 | 0 | 0 | 0
H | 0 | 0 | 0.03 | 0.03 | 0.03 | 0.06
LFG | 0.32 | 0.38 | 0.54 | 0.57 | 0.57 | 0.57
Nuc | 1766.3 | 2025.08 | 2102.54 | 2072.63 | 1563.96 | 1226.18
PS | 0 | 0 | 0 | 0 | 0 | 0
PV | 0 | 0.05 | 0.07 | 0.07 | 0.07 | 0.07
PeakG | 25.73 | 35.8 | 55.92 | 64.35 | 56.63 | 52.51
PeakO | 0 | 0 | 0 | 0 | 0 | 0
ST | 0 | 0 | 0 | 0 | 0 | 0
STOG | 23.09 | 26.95 | 30.65 | 31.83 | 27.91 | 28.05
STWD | 14.92 | 12.04 | 7.61 | 10.88 | 13.6 | 15.1
WT | 1.2 | 1.58 | 1.8 | 2.02 | 2.65 | 2.74
IGCC | 30.43 | 30.43 | 30.43 | 30.43 | 30.43 | 30.43
DemandResponse | 0 | 0 | 0 | 0 | 0 | 0
IGCC-CCS | 0 | 0 | 0 | 0 | 0 | 0
WT_off | 0.02 | 0.02 | 0.06 | 0.06 | 0.04 | 0.04
PseudoUnit | 0 | 0 | 0 | 0 | 0 | 0
FixedInterchange | 0 | 0 | 0 | 0 | 0 | 0
Base VOM Costs by Reporting Type: EI_Canada
ReportingType | 2015 | 2020 | 2025 | 2030 | 2035 | 2040
BM | 0 | 0 | 0 | 0 | 0.02 | 0.02
CC | 10.11 | 12.16 | 11.19 | 10.28 | 30.22 | 71.06
CSP | 0 | 0 | 0 | 0 | 0 | 0
CT | 0.3 | 0.01 | 0.02 | 0.08 | 0.12 | 0.62
Coal | 1.51 | 1.67 | 6.38 | 0 | 0 | 0
Geo | 0 | 0 | 0 | 0 | 0 | 0
H | 0 | 0.04 | 0.07 | 0.16 | 0.23 | 0.29
LFG | 0.01 | 0.01 | 0.01 | 0.01 | 0.01 | 0.01
Nuc | 259.19 | 259.19 | 259.19 | 259.19 | 238.49 | 207.54
PS | 0 | 0 | 0 | 0 | 0 | 0
PV | 0 | 0 | 0 | 0 | 0 | 0
PeakG | 0 | 0 | 0 | 0.04 | 0.04 | 0.13
PeakO | 0 | 0 | 0 | 0 | 0 | 0
ST | 0 | 0 | 0 | 0 | 0 | 0
STOG | 0 | 0 | 0 | 0 | 0 | 0
STWD | 0 | 0 | 0 | 0 | 0 | 0
WT | 0.11 | 0.11 | 0.11 | 0.11 | 0.05 | 0.05
IGCC | 0 | 0 | 0 | 0 | 0 | 0
DemandResponse | 0 | 0 | 0 | 0 | 0 | 0
IGCC-CCS | 0 | 0 | 0 | 0 | 0 | 0
WT_off | 0 | 0 | 0 | 0 | 0 | 0
PseudoUnit | 0 | 0 | 0 | 0 | 0 | 0
FixedInterchange | 0 | 0 | 0 | 0 | 0 | 0
Base VOM Costs by Reporting Type: EI
ReportingType | 2015 | 2020 | 2025 | 2030 | 2035 | 2040
BM | 10.74 | 24.44 | 41.01 | 45.92 | 56.37 | 57.72
CC | 1746.78 | 1884 | 1766.79 | 2020.39 | 2765.99 | 3165.18
CSP | 0 | 0 | 0 | 0 | 0 | 0
CT | 8.38 | 16.38 | 17.95 | 22.65 | 25.46 | 35.56
Coal | 5288.63 | 5469.05 | 5834.03 | 5995.71 | 6397.12 | 7055.96
Geo | 0 | 0 | 0 | 0 | 0 | 0
H | 0 | 0.04 | 0.1 | 0.19 | 0.26 | 0.35
LFG | 0.33 | 0.39 | 0.55 | 0.58 | 0.58 | 0.58
Nuc | 2025.49 | 2284.27 | 2361.74 | 2331.82 | 1802.45 | 1433.71
PS | 0 | 0 | 0 | 0 | 0 | 0
PV | 0.01 | 0.05 | 0.07 | 0.07 | 0.07 | 0.08
PeakG | 25.73 | 35.8 | 55.92 | 64.38 | 56.67 | 52.64
PeakO | 0 | 0 | 0 | 0 | 0 | 0
ST | 0 | 0 | 0 | 0 | 0 | 0
STOG | 23.09 | 26.95 | 30.65 | 31.83 | 27.91 | 28.05
STWD | 14.92 | 12.04 | 7.61 | 10.88 | 13.6 | 15.1
WT | 1.31 | 1.69 | 1.91 | 2.13 | 2.7 | 2.79
IGCC | 30.43 | 30.43 | 30.43 | 30.43 | 30.43 | 30.43
DemandResponse | 0 | 0 | 0 | 0 | 0 | 0
IGCC-CCS | 0 | 0 | 0 | 0 | 0 | 0
WT_off | 0.02 | 0.02 | 0.06 | 0.06 | 0.04 | 0.04
PseudoUnit | 0 | 0 | 0 | 0 | 0 | 0
FixedInterchange | 0 | 0 | 0 | 0 | 0 | 0
Base VOM Costs by Reporting Type: Outside_EI
ReportingType | 2015 | 2020 | 2025 | 2030 | 2035 | 2040
BM | 0.22 | 0.55 | 0.05 | 1.51 | 1.84 | 1.91
CC | 1002.74 | 1072.55 | 1125.66 | 1345.36 | 1398.44 | 1379.06
CSP | 0 | 0 | 0 | 0 | 0 | 0
CT | 0 | 0.05 | 1.68 | 2.86 | 0.08 | 0.08
Coal | 1494.24 | 1670.93 | 1711.73 | 1721 | 1882.74 | 2040.49
Geo | 11.13 | 177.57 | 532.83 | 532.83 | 532.83 | 532.83
H | 0 | 0 | 0 | 0 | 0 | 0
LFG | 0.05 | 0.15 | 0.17 | 0.2 | 0.2 | 0.2
Nuc | 270.85 | 270.85 | 270.85 | 270.85 | 339.14 | 474.72
PS | 0 | 0 | 0 | 0 | 0 | 0
PV | 0.01 | 0.01 | 0.01 | 0.01 | 0.01 | 0.01
PeakG | 0.06 | 0.47 | 3.48 | 5.92 | 5.36 | 5.39
PeakO | 0 | 0 | 0 | 0 | 0 | 0
ST | 0.03 | 0.06 | 0.07 | 0.07 | 0.07 | 0.07
STOG | 9.92 | 12.84 | 16.41 | 15.89 | 14.22 | 13.14
STWD | 9.77 | 9.77 | 0.09 | 4.94 | 5.03 | 7.11
WT | 0.72 | 1.08 | 1.08 | 1.09 | 1.09 | 1.09
IGCC | 0 | 0 | 0 | 0 | 0 | 0
DemandResponse | 0 | 0 | 0 | 0 | 0 | 0
IGCC-CCS | 0 | 0 | 0 | 0 | 0 | 0
WT_off | 0 | 0 | 0 | 0 | 0 | 0
PseudoUnit | 0 | 0 | 0 | 0 | 0 | 0
FixedInterchange | 0 | 0 | 0 | 0 | 0 | 0
#9 | Retrofit VOM Costs ($million)
Retrofit VOM Costs by Reporting Type: Entergy
ReportingType | 2015 | 2020 | 2025 | 2030 | 2035 | 2040
BM | 0 | 0 | 0 | 0 | 0 | 0
CC | 0 | 0 | 0 | 0 | 0 | 0
CSP | 0 | 0 | 0 | 0 | 0 | 0
CT | 0 | 0 | 0 | 0 | 0 | 0
Coal | 14.82 | 325.28 | 402.16 | 420 | 420 | 420
Geo | 0 | 0 | 0 | 0 | 0 | 0
H | 0 | 0 | 0 | 0 | 0 | 0
LFG | 0 | 0 | 0 | 0 | 0 | 0
Nuc | 0 | 0 | 0 | 0 | 0 | 0
PS | 0 | 0 | 0 | 0 | 0 | 0
PV | 0 | 0 | 0 | 0 | 0 | 0
PeakG | 0 | 0 | 0 | 0 | 0 | 0
PeakO | 0 | 0 | 0 | 0 | 0 | 0
ST | 0 | 0 | 0 | 0 | 0 | 0
STOG | 0 | 0 | 0 | 0 | 0 | 0
STWD | 0 | 0 | 0 | 0 | 0 | 0
WT | 0 | 0 | 0 | 0 | 0 | 0
IGCC | 0 | 0 | 0 | 0 | 0 | 0
DemandResponse | 0 | 0 | 0 | 0 | 0 | 0
IGCC-CCS | 0 | 0 | 0 | 0 | 0 | 0
WT_off | 0 | 0 | 0 | 0 | 0 | 0
PseudoUnit | 0 | 0 | 0 | 0 | 0 | 0
FixedInterchange | 0 | 0 | 0 | 0 | 0 | 0
Retrofit VOM Costs by Reporting Type: FRCC
ReportingType | 2015 | 2020 | 2025 | 2030 | 2035 | 2040
BM | 0 | 0 | 0 | 0 | 0 | 0
CC | 0 | 0 | 0 | 0 | 0 | 0
CSP | 0 | 0 | 0 | 0 | 0 | 0
CT | 0 | 0 | 0 | 0 | 0 | 0
Coal | 222.34 | 281.55 | 294.02 | 306.35 | 309.24 | 309.24
Geo | 0 | 0 | 0 | 0 | 0 | 0
H | 0 | 0 | 0 | 0 | 0 | 0
LFG | 0 | 0 | 0 | 0 | 0 | 0
Nuc | 0 | 0 | 0 | 0 | 0 | 0
PS | 0 | 0 | 0 | 0 | 0 | 0
PV | 0 | 0 | 0 | 0 | 0 | 0
PeakG | 0 | 0 | 0 | 0 | 0 | 0
PeakO | 0 | 0 | 0 | 0 | 0 | 0
ST | 0 | 0 | 0 | 0 | 0 | 0
STOG | 0 | 0 | 0 | 0 | 0 | 0
STWD | 0 | 0 | 0 | 0 | 0 | 0
WT | 0 | 0 | 0 | 0 | 0 | 0
IGCC | 0 | 0 | 0 | 0 | 0 | 0
DemandResponse | 0 | 0 | 0 | 0 | 0 | 0
IGCC-CCS | 0 | 0 | 0 | 0 | 0 | 0
WT_off | 0 | 0 | 0 | 0 | 0 | 0
PseudoUnit | 0 | 0 | 0 | 0 | 0 | 0
FixedInterchange | 0 | 0 | 0 | 0 | 0 | 0
Retrofit VOM Costs by Reporting Type: MAPP_US
ReportingType | 2015 | 2020 | 2025 | 2030 | 2035 | 2040
BM | 0 | 0 | 0 | 0 | 0 | 0
CC | 0 | 0 | 0 | 0 | 0 | 0
CSP | 0 | 0 | 0 | 0 | 0 | 0
CT | 0 | 0 | 0 | 0 | 0 | 0
Coal | 93.38 | 107.95 | 108.71 | 108.71 | 109.14 | 109.14
Geo | 0 | 0 | 0 | 0 | 0 | 0
H | 0 | 0 | 0 | 0 | 0 | 0
LFG | 0 | 0 | 0 | 0 | 0 | 0
Nuc | 0 | 0 | 0 | 0 | 0 | 0
PS | 0 | 0 | 0 | 0 | 0 | 0
PV | 0 | 0 | 0 | 0 | 0 | 0
PeakG | 0 | 0 | 0 | 0 | 0 | 0
PeakO | 0 | 0 | 0 | 0 | 0 | 0
ST | 0 | 0 | 0 | 0 | 0 | 0
STOG | 0 | 0 | 0 | 0 | 0 | 0
STWD | 0 | 0 | 0 | 0 | 0 | 0
WT | 0 | 0 | 0 | 0 | 0 | 0
IGCC | 0 | 0 | 0 | 0 | 0 | 0
DemandResponse | 0 | 0 | 0 | 0 | 0 | 0
IGCC-CCS | 0 | 0 | 0 | 0 | 0 | 0
WT_off | 0 | 0 | 0 | 0 | 0 | 0
PseudoUnit | 0 | 0 | 0 | 0 | 0 | 0
FixedInterchange | 0 | 0 | 0 | 0 | 0 | 0
Retrofit VOM Costs by Reporting Type: MISO_IN
ReportingType | 2015 | 2020 | 2025 | 2030 | 2035 | 2040
BM | 0 | 0 | 0 | 0 | 0 | 0
CC | 0 | 0 | 0 | 0 | 0 | 0
CSP | 0 | 0 | 0 | 0 | 0 | 0
CT | 0 | 0 | 0 | 0 | 0 | 0
Coal | 303.81 | 482.91 | 519.68 | 554.19 | 598.64 | 611.38
Geo | 0 | 0 | 0 | 0 | 0 | 0
H | 0 | 0 | 0 | 0 | 0 | 0
LFG | 0 | 0 | 0 | 0 | 0 | 0
Nuc | 0 | 0 | 0 | 0 | 0 | 0
PS | 0 | 0 | 0 | 0 | 0 | 0
PV | 0 | 0 | 0 | 0 | 0 | 0
PeakG | 0 | 0 | 0 | 0 | 0 | 0
PeakO | 0 | 0 | 0 | 0 | 0 | 0
ST | 0 | 0 | 0 | 0 | 0 | 0
STOG | 0 | 0 | 0 | 0 | 0 | 0
STWD | 0 | 0 | 0 | 0 | 0 | 0
WT | 0 | 0 | 0 | 0 | 0 | 0
IGCC | 0 | 0 | 0 | 0 | 0 | 0
DemandResponse | 0 | 0 | 0 | 0 | 0 | 0
IGCC-CCS | 0 | 0 | 0 | 0 | 0 | 0
WT_off | 0 | 0 | 0 | 0 | 0 | 0
PseudoUnit | 0 | 0 | 0 | 0 | 0 | 0
FixedInterchange | 0 | 0 | 0 | 0 | 0 | 0
Retrofit VOM Costs by Reporting Type: MISO_MI
ReportingType | 2015 | 2020 | 2025 | 2030 | 2035 | 2040
BM | 0 | 0 | 0 | 0 | 0 | 0
CC | 0 | 0 | 0 | 0 | 0 | 0
CSP | 0 | 0 | 0 | 0 | 0 | 0
CT | 0 | 0 | 0 | 0 | 0 | 0
Coal | 37.81 | 207.5 | 228.8 | 250.9 | 264.72 | 264.72
Geo | 0 | 0 | 0 | 0 | 0 | 0
H | 0 | 0 | 0 | 0 | 0 | 0
LFG | 0 | 0 | 0 | 0 | 0 | 0
Nuc | 0 | 0 | 0 | 0 | 0 | 0
PS | 0 | 0 | 0 | 0 | 0 | 0
PV | 0 | 0 | 0 | 0 | 0 | 0
PeakG | 0 | 0 | 0 | 0 | 0 | 0
PeakO | 0 | 0 | 0 | 0 | 0 | 0
ST | 0 | 0 | 0 | 0 | 0 | 0
STOG | 0 | 0 | 0 | 0 | 0 | 0
STWD | 0 | 0 | 0 | 0 | 0 | 0
WT | 0 | 0 | 0 | 0 | 0 | 0
IGCC | 0 | 0 | 0 | 0 | 0 | 0
DemandResponse | 0 | 0 | 0 | 0 | 0 | 0
IGCC-CCS | 0 | 0 | 0 | 0 | 0 | 0
WT_off | 0 | 0 | 0 | 0 | 0 | 0
PseudoUnit | 0 | 0 | 0 | 0 | 0 | 0
FixedInterchange | 0 | 0 | 0 | 0 | 0 | 0
Retrofit VOM Costs by Reporting Type: MISO_MO-IL
ReportingType | 2015 | 2020 | 2025 | 2030 | 2035 | 2040
BM | 0 | 0 | 0 | 0 | 0 | 0
CC | 0 | 0 | 0 | 0 | 0 | 0
CSP | 0 | 0 | 0 | 0 | 0 | 0
CT | 0 | 0 | 0 | 0 | 0 | 0
Coal | 105.85 | 432.28 | 543.44 | 595.16 | 661.32 | 648.54
Geo | 0 | 0 | 0 | 0 | 0 | 0
H | 0 | 0 | 0 | 0 | 0 | 0
LFG | 0 | 0 | 0 | 0 | 0 | 0
Nuc | 0 | 0 | 0 | 0 | 0 | 0
PS | 0 | 0 | 0 | 0 | 0 | 0
PV | 0 | 0 | 0 | 0 | 0 | 0
PeakG | 0 | 0 | 0 | 0 | 0 | 0
PeakO | 0 | 0 | 0 | 0 | 0 | 0
ST | 0 | 0 | 0 | 0 | 0 | 0
STOG | 0 | 0 | 0 | 0 | 0 | 0
STWD | 0 | 0 | 0 | 0 | 0 | 0
WT | 0 | 0 | 0 | 0 | 0 | 0
IGCC | 0 | 0 | 0 | 0 | 0 | 0
DemandResponse | 0 | 0 | 0 | 0 | 0 | 0
IGCC-CCS | 0 | 0 | 0 | 0 | 0 | 0
WT_off | 0 | 0 | 0 | 0 | 0 | 0
PseudoUnit | 0 | 0 | 0 | 0 | 0 | 0
FixedInterchange | 0 | 0 | 0 | 0 | 0 | 0
Retrofit VOM Costs by Reporting Type: MISO_W
ReportingType | 2015 | 2020 | 2025 | 2030 | 2035 | 2040
BM | 0 | 0 | 0 | 0 | 0 | 0
CC | 0 | 0 | 0 | 0 | 0 | 0
CSP | 0 | 0 | 0 | 0 | 0 | 0
CT | 0 | 0 | 0 | 0 | 0 | 0
Coal | 149.31 | 409.82 | 426.32 | 431.26 | 433.8 | 431.26
Geo | 0 | 0 | 0 | 0 | 0 | 0
H | 0 | 0 | 0 | 0 | 0 | 0
LFG | 0 | 0 | 0 | 0 | 0 | 0
Nuc | 0 | 0 | 0 | 0 | 0 | 0
PS | 0 | 0 | 0 | 0 | 0 | 0
PV | 0 | 0 | 0 | 0 | 0 | 0
PeakG | 0 | 0 | 0 | 0 | 0 | 0
PeakO | 0 | 0 | 0 | 0 | 0 | 0
ST | 0 | 0 | 0 | 0 | 0 | 0
STOG | 0 | 0 | 0 | 0 | 0 | 0
STWD | 0 | 0 | 0 | 0 | 0 | 0
WT | 0 | 0 | 0 | 0 | 0 | 0
IGCC | 0 | 0 | 0 | 0 | 0 | 0
DemandResponse | 0 | 0 | 0 | 0 | 0 | 0
IGCC-CCS | 0 | 0 | 0 | 0 | 0 | 0
WT_off | 0 | 0 | 0 | 0 | 0 | 0
PseudoUnit | 0 | 0 | 0 | 0 | 0 | 0
FixedInterchange | 0 | 0 | 0 | 0 | 0 | 0
Retrofit VOM Costs by Reporting Type: MISO_WUMS
ReportingType | 2015 | 2020 | 2025 | 2030 | 2035 | 2040
BM | 0 | 0 | 0 | 0 | 0 | 0
CC | 0 | 0 | 0 | 0 | 0 | 0
CSP | 0 | 0 | 0 | 0 | 0 | 0
CT | 0 | 0 | 0 | 0 | 0 | 0
Coal | 88.79 | 166.32 | 188.56 | 226.89 | 259.17 | 275.58
Geo | 0 | 0 | 0 | 0 | 0 | 0
H | 0 | 0 | 0 | 0 | 0 | 0
LFG | 0 | 0 | 0 | 0 | 0 | 0
Nuc | 0 | 0 | 0 | 0 | 0 | 0
PS | 0 | 0 | 0 | 0 | 0 | 0
PV | 0 | 0 | 0 | 0 | 0 | 0
PeakG | 0 | 0 | 0 | 0 | 0 | 0
PeakO | 0 | 0 | 0 | 0 | 0 | 0
ST | 0 | 0 | 0 | 0 | 0 | 0
STOG | 0 | 0 | 0 | 0 | 0 | 0
STWD | 0 | 0 | 0 | 0 | 0 | 0
WT | 0 | 0 | 0 | 0 | 0 | 0
IGCC | 0 | 0 | 0 | 0 | 0 | 0
DemandResponse | 0 | 0 | 0 | 0 | 0 | 0
IGCC-CCS | 0 | 0 | 0 | 0 | 0 | 0
WT_off | 0 | 0 | 0 | 0 | 0 | 0
PseudoUnit | 0 | 0 | 0 | 0 | 0 | 0
FixedInterchange | 0 | 0 | 0 | 0 | 0 | 0
Retrofit VOM Costs by Reporting Type: Nebraska
ReportingType | 2015 | 2020 | 2025 | 2030 | 2035 | 2040
BM | 0 | 0 | 0 | 0 | 0 | 0
CC | 0 | 0 | 0 | 0 | 0 | 0
CSP | 0 | 0 | 0 | 0 | 0 | 0
CT | 0 | 0 | 0 | 0 | 0 | 0
Coal | 16.57 | 135.66 | 135.66 | 135.66 | 135.66 | 132.17
Geo | 0 | 0 | 0 | 0 | 0 | 0
H | 0 | 0 | 0 | 0 | 0 | 0
LFG | 0 | 0 | 0 | 0 | 0 | 0
Nuc | 0 | 0 | 0 | 0 | 0 | 0
PS | 0 | 0 | 0 | 0 | 0 | 0
PV | 0 | 0 | 0 | 0 | 0 | 0
PeakG | 0 | 0 | 0 | 0 | 0 | 0
PeakO | 0 | 0 | 0 | 0 | 0 | 0
ST | 0 | 0 | 0 | 0 | 0 | 0
STOG | 0 | 0 | 0 | 0 | 0 | 0
STWD | 0 | 0 | 0 | 0 | 0 | 0
WT | 0 | 0 | 0 | 0 | 0 | 0
IGCC | 0 | 0 | 0 | 0 | 0 | 0
DemandResponse | 0 | 0 | 0 | 0 | 0 | 0
IGCC-CCS | 0 | 0 | 0 | 0 | 0 | 0
WT_off | 0 | 0 | 0 | 0 | 0 | 0
PseudoUnit | 0 | 0 | 0 | 0 | 0 | 0
FixedInterchange | 0 | 0 | 0 | 0 | 0 | 0
Retrofit VOM Costs by Reporting Type: NEISO
ReportingType | 2015 | 2020 | 2025 | 2030 | 2035 | 2040
BM | 0 | 0 | 0 | 0 | 0 | 0
CC | 0 | 0 | 0 | 0 | 0 | 0
CSP | 0 | 0 | 0 | 0 | 0 | 0
CT | 0 | 0 | 0 | 0 | 0 | 0
Coal | 0.16 | 0 | 0 | 0 | 0 | 0
Geo | 0 | 0 | 0 | 0 | 0 | 0
H | 0 | 0 | 0 | 0 | 0 | 0
LFG | 0 | 0 | 0 | 0 | 0 | 0
Nuc | 0 | 0 | 0 | 0 | 0 | 0
PS | 0 | 0 | 0 | 0 | 0 | 0
PV | 0 | 0 | 0 | 0 | 0 | 0
PeakG | 0 | 0 | 0 | 0 | 0 | 0
PeakO | 0 | 0 | 0 | 0 | 0 | 0
ST | 0 | 0 | 0 | 0 | 0 | 0
STOG | 0 | 0 | 0 | 0 | 0 | 0
STWD | 0 | 0 | 0 | 0 | 0 | 0
WT | 0 | 0 | 0 | 0 | 0 | 0
IGCC | 0 | 0 | 0 | 0 | 0 | 0
DemandResponse | 0 | 0 | 0 | 0 | 0 | 0
IGCC-CCS | 0 | 0 | 0 | 0 | 0 | 0
WT_off | 0 | 0 | 0 | 0 | 0 | 0
PseudoUnit | 0 | 0 | 0 | 0 | 0 | 0
FixedInterchange | 0 | 0 | 0 | 0 | 0 | 0
Retrofit VOM Costs by Reporting Type: NonRTO_Midwest
ReportingType | 2015 | 2020 | 2025 | 2030 | 2035 | 2040
BM | 0 | 0 | 0 | 0 | 0 | 0
CC | 0 | 0 | 0 | 0 | 0 | 0
CSP | 0 | 0 | 0 | 0 | 0 | 0
CT | 0 | 0 | 0 | 0 | 0 | 0
Coal | 244.18 | 326.14 | 334.7 | 354.94 | 372.44 | 385.78
Geo | 0 | 0 | 0 | 0 | 0 | 0
H | 0 | 0 | 0 | 0 | 0 | 0
LFG | 0 | 0 | 0 | 0 | 0 | 0
Nuc | 0 | 0 | 0 | 0 | 0 | 0
PS | 0 | 0 | 0 | 0 | 0 | 0
PV | 0 | 0 | 0 | 0 | 0 | 0
PeakG | 0 | 0 | 0 | 0 | 0 | 0
PeakO | 0 | 0 | 0 | 0 | 0 | 0
ST | 0 | 0 | 0 | 0 | 0 | 0
STOG | 0 | 0 | 0 | 0 | 0 | 0
STWD | 0 | 0 | 0 | 0 | 0 | 0
WT | 0 | 0 | 0 | 0 | 0 | 0
IGCC | 0 | 0 | 0 | 0 | 0 | 0
DemandResponse | 0 | 0 | 0 | 0 | 0 | 0
IGCC-CCS | 0 | 0 | 0 | 0 | 0 | 0
WT_off | 0 | 0 | 0 | 0 | 0 | 0
PseudoUnit | 0 | 0 | 0 | 0 | 0 | 0
FixedInterchange | 0 | 0 | 0 | 0 | 0 | 0
Retrofit VOM Costs by Reporting Type: NYISO_A-F
ReportingType | 2015 | 2020 | 2025 | 2030 | 2035 | 2040
BM | 0 | 0 | 0 | 0 | 0 | 0
CC | 0 | 0 | 0 | 0 | 0 | 0
CSP | 0 | 0 | 0 | 0 | 0 | 0
CT | 0 | 0 | 0 | 0 | 0 | 0
Coal | 0 | 0 | 0 | 0 | 0 | 0
Geo | 0 | 0 | 0 | 0 | 0 | 0
H | 0 | 0 | 0 | 0 | 0 | 0
LFG | 0 | 0 | 0 | 0 | 0 | 0
Nuc | 0 | 0 | 0 | 0 | 0 | 0
PS | 0 | 0 | 0 | 0 | 0 | 0
PV | 0 | 0 | 0 | 0 | 0 | 0
PeakG | 0 | 0 | 0 | 0 | 0 | 0
PeakO | 0 | 0 | 0 | 0 | 0 | 0
ST | 0 | 0 | 0 | 0 | 0 | 0
STOG | 0 | 0 | 0 | 0 | 0 | 0
STWD | 0 | 0 | 0 | 0 | 0 | 0
WT | 0 | 0 | 0 | 0 | 0 | 0
IGCC | 0 | 0 | 0 | 0 | 0 | 0
DemandResponse | 0 | 0 | 0 | 0 | 0 | 0
IGCC-CCS | 0 | 0 | 0 | 0 | 0 | 0
WT_off | 0 | 0 | 0 | 0 | 0 | 0
PseudoUnit | 0 | 0 | 0 | 0 | 0 | 0
FixedInterchange | 0 | 0 | 0 | 0 | 0 | 0
Retrofit VOM Costs by Reporting Type: NYISO_G-I
ReportingType | 2015 | 2020 | 2025 | 2030 | 2035 | 2040
BM | 0 | 0 | 0 | 0 | 0 | 0
CC | 0 | 0 | 0 | 0 | 0 | 0
CSP | 0 | 0 | 0 | 0 | 0 | 0
CT | 0 | 0 | 0 | 0 | 0 | 0
Coal | 0 | 0 | 0 | 0 | 0 | 0
Geo | 0 | 0 | 0 | 0 | 0 | 0
H | 0 | 0 | 0 | 0 | 0 | 0
LFG | 0 | 0 | 0 | 0 | 0 | 0
Nuc | 0 | 0 | 0 | 0 | 0 | 0
PS | 0 | 0 | 0 | 0 | 0 | 0
PV | 0 | 0 | 0 | 0 | 0 | 0
PeakG | 0 | 0 | 0 | 0 | 0 | 0
PeakO | 0 | 0 | 0 | 0 | 0 | 0
ST | 0 | 0 | 0 | 0 | 0 | 0
STOG | 0 | 0 | 0 | 0 | 0 | 0
STWD | 0 | 0 | 0 | 0 | 0 | 0
WT | 0 | 0 | 0 | 0 | 0 | 0
IGCC | 0 | 0 | 0 | 0 | 0 | 0
DemandResponse | 0 | 0 | 0 | 0 | 0 | 0
IGCC-CCS | 0 | 0 | 0 | 0 | 0 | 0
WT_off | 0 | 0 | 0 | 0 | 0 | 0
PseudoUnit | 0 | 0 | 0 | 0 | 0 | 0
FixedInterchange | 0 | 0 | 0 | 0 | 0 | 0
Retrofit VOM Costs by Reporting Type: NYISO_J-K
ReportingType | 2015 | 2020 | 2025 | 2030 | 2035 | 2040
BM | 0 | 0 | 0 | 0 | 0 | 0
CC | 0 | 0 | 0 | 0 | 0 | 0
CSP | 0 | 0 | 0 | 0 | 0 | 0
CT | 0 | 0 | 0 | 0 | 0 | 0
Coal | 0 | 0 | 0 | 0 | 0 | 0
Geo | 0 | 0 | 0 | 0 | 0 | 0
H | 0 | 0 | 0 | 0 | 0 | 0
LFG | 0 | 0 | 0 | 0 | 0 | 0
Nuc | 0 | 0 | 0 | 0 | 0 | 0
PS | 0 | 0 | 0 | 0 | 0 | 0
PV | 0 | 0 | 0 | 0 | 0 | 0
PeakG | 0 | 0 | 0 | 0 | 0 | 0
PeakO | 0 | 0 | 0 | 0 | 0 | 0
ST | 0 | 0 | 0 | 0 | 0 | 0
STOG | 0 | 0 | 0 | 0 | 0 | 0
STWD | 0 | 0 | 0 | 0 | 0 | 0
WT | 0 | 0 | 0 | 0 | 0 | 0
IGCC | 0 | 0 | 0 | 0 | 0 | 0
DemandResponse | 0 | 0 | 0 | 0 | 0 | 0
IGCC-CCS | 0 | 0 | 0 | 0 | 0 | 0
WT_off | 0 | 0 | 0 | 0 | 0 | 0
PseudoUnit | 0 | 0 | 0 | 0 | 0 | 0
FixedInterchange | 0 | 0 | 0 | 0 | 0 | 0
Retrofit VOM Costs by Reporting Type: PJM_E
ReportingType | 2015 | 2020 | 2025 | 2030 | 2035 | 2040
BM | 0 | 0 | 0 | 0 | 0 | 0
CC | 0 | 0 | 0 | 0 | 0 | 0
CSP | 0 | 0 | 0 | 0 | 0 | 0
CT | 0 | 0 | 0 | 0 | 0 | 0
Coal | 0.94 | 0 | 0 | 0 | 0 | 0
Geo | 0 | 0 | 0 | 0 | 0 | 0
H | 0 | 0 | 0 | 0 | 0 | 0
LFG | 0 | 0 | 0 | 0 | 0 | 0
Nuc | 0 | 0 | 0 | 0 | 0 | 0
PS | 0 | 0 | 0 | 0 | 0 | 0
PV | 0 | 0 | 0 | 0 | 0 | 0
PeakG | 0 | 0 | 0 | 0 | 0 | 0
PeakO | 0 | 0 | 0 | 0 | 0 | 0
ST | 0 | 0 | 0 | 0 | 0 | 0
STOG | 0 | 0 | 0 | 0 | 0 | 0
STWD | 0 | 0 | 0 | 0 | 0 | 0
WT | 0 | 0 | 0 | 0 | 0 | 0
IGCC | 0 | 0 | 0 | 0 | 0 | 0
DemandResponse | 0 | 0 | 0 | 0 | 0 | 0
IGCC-CCS | 0 | 0 | 0 | 0 | 0 | 0
WT_off | 0 | 0 | 0 | 0 | 0 | 0
PseudoUnit | 0 | 0 | 0 | 0 | 0 | 0
FixedInterchange | 0 | 0 | 0 | 0 | 0 | 0
Retrofit VOM Costs by Reporting Type: PJM_ROM
ReportingType | 2015 | 2020 | 2025 | 2030 | 2035 | 2040
BM | 0 | 0 | 0 | 0 | 0 | 0
CC | 0 | 0 | 0 | 0 | 0 | 0
CSP | 0 | 0 | 0 | 0 | 0 | 0
CT | 0 | 0 | 0 | 0 | 0 | 0
Coal | 175.28 | 238.44 | 264.95 | 270.16 | 270.16 | 270.16
Geo | 0 | 0 | 0 | 0 | 0 | 0
H | 0 | 0 | 0 | 0 | 0 | 0
LFG | 0 | 0 | 0 | 0 | 0 | 0
Nuc | 0 | 0 | 0 | 0 | 0 | 0
PS | 0 | 0 | 0 | 0 | 0 | 0
PV | 0 | 0 | 0 | 0 | 0 | 0
PeakG | 0 | 0 | 0 | 0 | 0 | 0
PeakO | 0 | 0 | 0 | 0 | 0 | 0
ST | 0 | 0 | 0 | 0 | 0 | 0
STOG | 0 | 0 | 0 | 0 | 0 | 0
STWD | 0 | 0 | 0 | 0 | 0 | 0
WT | 0 | 0 | 0 | 0 | 0 | 0
IGCC | 0 | 0 | 0 | 0 | 0 | 0
DemandResponse | 0 | 0 | 0 | 0 | 0 | 0
IGCC-CCS | 0 | 0 | 0 | 0 | 0 | 0
WT_off | 0 | 0 | 0 | 0 | 0 | 0
PseudoUnit | 0 | 0 | 0 | 0 | 0 | 0
FixedInterchange | 0 | 0 | 0 | 0 | 0 | 0
Retrofit VOM Costs by Reporting Type: PJM_ROR
ReportingType | 2015 | 2020 | 2025 | 2030 | 2035 | 2040
BM | 0 | 0 | 0 | 0 | 0 | 0
CC | 0 | 0 | 0 | 0 | 0 | 0
CSP | 0 | 0 | 0 | 0 | 0 | 0
CT | 0 | 0 | 0 | 0 | 0 | 0
Coal | 931.05 | 1227.4 | 1266.3 | 1272.32 | 1286.22 | 1294.74
Geo | 0 | 0 | 0 | 0 | 0 | 0
H | 0 | 0 | 0 | 0 | 0 | 0
LFG | 0 | 0 | 0 | 0 | 0 | 0
Nuc | 0 | 0 | 0 | 0 | 0 | 0
PS | 0 | 0 | 0 | 0 | 0 | 0
PV | 0 | 0 | 0 | 0 | 0 | 0
PeakG | 0 | 0 | 0 | 0 | 0 | 0
PeakO | 0 | 0 | 0 | 0 | 0 | 0
ST | 0 | 0 | 0 | 0 | 0 | 0
STOG | 0 | 0 | 0 | 0 | 0 | 0
STWD | 0 | 0 | 0 | 0 | 0 | 0
WT | 0 | 0 | 0 | 0 | 0 | 0
IGCC | 0 | 0 | 0 | 0 | 0 | 0
DemandResponse | 0 | 0 | 0 | 0 | 0 | 0
IGCC-CCS | 0 | 0 | 0 | 0 | 0 | 0
WT_off | 0 | 0 | 0 | 0 | 0 | 0
PseudoUnit | 0 | 0 | 0 | 0 | 0 | 0
FixedInterchange | 0 | 0 | 0 | 0 | 0 | 0
Retrofit VOM Costs by Reporting Type: SOCO
ReportingType | 2015 | 2020 | 2025 | 2030 | 2035 | 2040
BM | 0 | 0 | 0 | 0 | 0 | 0
CC | 0 | 0 | 0 | 0 | 0 | 0
CSP | 0 | 0 | 0 | 0 | 0 | 0
CT | 0 | 0 | 0 | 0 | 0 | 0
Coal | 368.62 | 563.18 | 670.12 | 670.12 | 670.12 | 670.12
Geo | 0 | 0 | 0 | 0 | 0 | 0
H | 0 | 0 | 0 | 0 | 0 | 0
LFG | 0 | 0 | 0 | 0 | 0 | 0
Nuc | 0 | 0 | 0 | 0 | 0 | 0
PS | 0 | 0 | 0 | 0 | 0 | 0
PV | 0 | 0 | 0 | 0 | 0 | 0
PeakG | 0 | 0 | 0 | 0 | 0 | 0
PeakO | 0 | 0 | 0 | 0 | 0 | 0
ST | 0 | 0 | 0 | 0 | 0 | 0
STOG | 0 | 0 | 0 | 0 | 0 | 0
STWD | 0 | 0 | 0 | 0 | 0 | 0
WT | 0 | 0 | 0 | 0 | 0 | 0
IGCC | 0 | 0 | 0 | 0 | 0 | 0
DemandResponse | 0 | 0 | 0 | 0 | 0 | 0
IGCC-CCS | 0 | 0 | 0 | 0 | 0 | 0
WT_off | 0 | 0 | 0 | 0 | 0 | 0
PseudoUnit | 0 | 0 | 0 | 0 | 0 | 0
FixedInterchange | 0 | 0 | 0 | 0 | 0 | 0
Retrofit VOM Costs by Reporting Type: SPP_N
ReportingType | 2015 | 2020 | 2025 | 2030 | 2035 | 2040
BM | 0 | 0 | 0 | 0 | 0 | 0
CC | 0 | 0 | 0 | 0 | 0 | 0
CSP | 0 | 0 | 0 | 0 | 0 | 0
CT | 0 | 0 | 0 | 0 | 0 | 0
Coal | 190.31 | 360.31 | 361.74 | 361.74 | 361.74 | 361.74
Geo | 0 | 0 | 0 | 0 | 0 | 0
H | 0 | 0 | 0 | 0 | 0 | 0
LFG | 0 | 0 | 0 | 0 | 0 | 0
Nuc | 0 | 0 | 0 | 0 | 0 | 0
PS | 0 | 0 | 0 | 0 | 0 | 0
PV | 0 | 0 | 0 | 0 | 0 | 0
PeakG | 0 | 0 | 0 | 0 | 0 | 0
PeakO | 0 | 0 | 0 | 0 | 0 | 0
ST | 0 | 0 | 0 | 0 | 0 | 0
STOG | 0 | 0 | 0 | 0 | 0 | 0
STWD | 0 | 0 | 0 | 0 | 0 | 0
WT | 0 | 0 | 0 | 0 | 0 | 0
IGCC | 0 | 0 | 0 | 0 | 0 | 0
DemandResponse | 0 | 0 | 0 | 0 | 0 | 0
IGCC-CCS | 0 | 0 | 0 | 0 | 0 | 0
WT_off | 0 | 0 | 0 | 0 | 0 | 0
PseudoUnit | 0 | 0 | 0 | 0 | 0 | 0
FixedInterchange | 0 | 0 | 0 | 0 | 0 | 0
Retrofit VOM Costs by Reporting Type: SPP_S
ReportingType | 2015 | 2020 | 2025 | 2030 | 2035 | 2040
BM | 0 | 0 | 0 | 0 | 0 | 0
CC | 0 | 0 | 0 | 0 | 0 | 0
CSP | 0 | 0 | 0 | 0 | 0 | 0
CT | 0 | 0 | 0 | 0 | 0 | 0
Coal | 96.6 | 725.81 | 839.63 | 882.34 | 876.96 | 866.71
Geo | 0 | 0 | 0 | 0 | 0 | 0
H | 0 | 0 | 0 | 0 | 0 | 0
LFG | 0 | 0 | 0 | 0 | 0 | 0
Nuc | 0 | 0 | 0 | 0 | 0 | 0
PS | 0 | 0 | 0 | 0 | 0 | 0
PV | 0 | 0 | 0 | 0 | 0 | 0
PeakG | 0 | 0 | 0 | 0 | 0 | 0
PeakO | 0 | 0 | 0 | 0 | 0 | 0
ST | 0 | 0 | 0 | 0 | 0 | 0
STOG | 0 | 0 | 0 | 0 | 0 | 0
STWD | 0 | 0 | 0 | 0 | 0 | 0
WT | 0 | 0 | 0 | 0 | 0 | 0
IGCC | 0 | 0 | 0 | 0 | 0 | 0
DemandResponse | 0 | 0 | 0 | 0 | 0 | 0
IGCC-CCS | 0 | 0 | 0 | 0 | 0 | 0
WT_off | 0 | 0 | 0 | 0 | 0 | 0
PseudoUnit | 0 | 0 | 0 | 0 | 0 | 0
FixedInterchange | 0 | 0 | 0 | 0 | 0 | 0
Retrofit VOM Costs by Reporting Type: TVA
ReportingType | 2015 | 2020 | 2025 | 2030 | 2035 | 2040
BM | 0 | 0 | 0 | 0 | 0 | 0
CC | 0 | 0 | 0 | 0 | 0 | 0
CSP | 0 | 0 | 0 | 0 | 0 | 0
CT | 0 | 0 | 0 | 0 | 0 | 0
Coal | 229.85 | 451.17 | 488.35 | 492.98 | 503.35 | 503.35
Geo | 0 | 0 | 0 | 0 | 0 | 0
H | 0 | 0 | 0 | 0 | 0 | 0
LFG | 0 | 0 | 0 | 0 | 0 | 0
Nuc | 0 | 0 | 0 | 0 | 0 | 0
PS | 0 | 0 | 0 | 0 | 0 | 0
PV | 0 | 0 | 0 | 0 | 0 | 0
PeakG | 0 | 0 | 0 | 0 | 0 | 0
PeakO | 0 | 0 | 0 | 0 | 0 | 0
ST | 0 | 0 | 0 | 0 | 0 | 0
STOG | 0 | 0 | 0 | 0 | 0 | 0
STWD | 0 | 0 | 0 | 0 | 0 | 0
WT | 0 | 0 | 0 | 0 | 0 | 0
IGCC | 0 | 0 | 0 | 0 | 0 | 0
DemandResponse | 0 | 0 | 0 | 0 | 0 | 0
IGCC-CCS | 0 | 0 | 0 | 0 | 0 | 0
WT_off | 0 | 0 | 0 | 0 | 0 | 0
PseudoUnit | 0 | 0 | 0 | 0 | 0 | 0
FixedInterchange | 0 | 0 | 0 | 0 | 0 | 0
Retrofit VOM Costs by Reporting Type: TVA_Transmission
ReportingType | 2015 | 2020 | 2025 | 2030 | 2035 | 2040
BM | 0 | 0 | 0 | 0 | 0 | 0
CC | 0 | 0 | 0 | 0 | 0 | 0
CSP | 0 | 0 | 0 | 0 | 0 | 0
CT | 0 | 0 | 0 | 0 | 0 | 0
Coal | 0 | 0 | 0 | 0 | 0 | 0
Geo | 0 | 0 | 0 | 0 | 0 | 0
H | 0 | 0 | 0 | 0 | 0 | 0
LFG | 0 | 0 | 0 | 0 | 0 | 0
Nuc | 0 | 0 | 0 | 0 | 0 | 0
PS | 0 | 0 | 0 | 0 | 0 | 0
PV | 0 | 0 | 0 | 0 | 0 | 0
PeakG | 0 | 0 | 0 | 0 | 0 | 0
PeakO | 0 | 0 | 0 | 0 | 0 | 0
ST | 0 | 0 | 0 | 0 | 0 | 0
STOG | 0 | 0 | 0 | 0 | 0 | 0
STWD | 0 | 0 | 0 | 0 | 0 | 0
WT | 0 | 0 | 0 | 0 | 0 | 0
IGCC | 0 | 0 | 0 | 0 | 0 | 0
DemandResponse | 0 | 0 | 0 | 0 | 0 | 0
IGCC-CCS | 0 | 0 | 0 | 0 | 0 | 0
WT_off | 0 | 0 | 0 | 0 | 0 | 0
PseudoUnit | 0 | 0 | 0 | 0 | 0 | 0
FixedInterchange | 0 | 0 | 0 | 0 | 0 | 0
Retrofit VOM Costs by Reporting Type: VACAR
ReportingType | 2015 | 2020 | 2025 | 2030 | 2035 | 2040
BM | 0 | 0 | 0 | 0 | 0 | 0
CC | 0 | 0 | 0 | 0 | 0 | 0
CSP | 0 | 0 | 0 | 0 | 0 | 0
CT | 0 | 0 | 0 | 0 | 0 | 0
Coal | 296.47 | 321.73 | 418.32 | 456.55 | 512.23 | 518.84
Geo | 0 | 0 | 0 | 0 | 0 | 0
H | 0 | 0 | 0 | 0 | 0 | 0
LFG | 0 | 0 | 0 | 0 | 0 | 0
Nuc | 0 | 0 | 0 | 0 | 0 | 0
PS | 0 | 0 | 0 | 0 | 0 | 0
PV | 0 | 0 | 0 | 0 | 0 | 0
PeakG | 0 | 0 | 0 | 0 | 0 | 0
PeakO | 0 | 0 | 0 | 0 | 0 | 0
ST | 0 | 0 | 0 | 0 | 0 | 0
STOG | 0 | 0 | 0 | 0 | 0 | 0
STWD | 0 | 0 | 0 | 0 | 0 | 0
WT | 0 | 0 | 0 | 0 | 0 | 0
IGCC | 0 | 0 | 0 | 0 | 0 | 0
DemandResponse | 0 | 0 | 0 | 0 | 0 | 0
IGCC-CCS | 0 | 0 | 0 | 0 | 0 | 0
WT_off | 0 | 0 | 0 | 0 | 0 | 0
PseudoUnit | 0 | 0 | 0 | 0 | 0 | 0
FixedInterchange | 0 | 0 | 0 | 0 | 0 | 0
Retrofit VOM Costs by Reporting Type: IESO
ReportingType | 2015 | 2020 | 2025 | 2030 | 2035 | 2040
BM | 0 | 0 | 0 | 0 | 0 | 0
CC | 0 | 0 | 0 | 0 | 0 | 0
CSP | 0 | 0 | 0 | 0 | 0 | 0
CT | 0 | 0 | 0 | 0 | 0 | 0
Coal | 0 | 0 | 0 | 0 | 0 | 0
Geo | 0 | 0 | 0 | 0 | 0 | 0
H | 0 | 0 | 0 | 0 | 0 | 0
LFG | 0 | 0 | 0 | 0 | 0 | 0
Nuc | 0 | 0 | 0 | 0 | 0 | 0
PS | 0 | 0 | 0 | 0 | 0 | 0
PV | 0 | 0 | 0 | 0 | 0 | 0
PeakG | 0 | 0 | 0 | 0 | 0 | 0
PeakO | 0 | 0 | 0 | 0 | 0 | 0
ST | 0 | 0 | 0 | 0 | 0 | 0
STOG | 0 | 0 | 0 | 0 | 0 | 0
STWD | 0 | 0 | 0 | 0 | 0 | 0
WT | 0 | 0 | 0 | 0 | 0 | 0
IGCC | 0 | 0 | 0 | 0 | 0 | 0
DemandResponse | 0 | 0 | 0 | 0 | 0 | 0
IGCC-CCS | 0 | 0 | 0 | 0 | 0 | 0
WT_off | 0 | 0 | 0 | 0 | 0 | 0
PseudoUnit | 0 | 0 | 0 | 0 | 0 | 0
FixedInterchange | 0 | 0 | 0 | 0 | 0 | 0
Retrofit VOM Costs by Reporting Type: MAPP_CA
ReportingType | 2015 | 2020 | 2025 | 2030 | 2035 | 2040
BM | 0 | 0 | 0 | 0 | 0 | 0
CC | 0 | 0 | 0 | 0 | 0 | 0
CSP | 0 | 0 | 0 | 0 | 0 | 0
CT | 0 | 0 | 0 | 0 | 0 | 0
Coal | 0 | 0 | 0 | 0 | 0 | 0
Geo | 0 | 0 | 0 | 0 | 0 | 0
H | 0 | 0 | 0 | 0 | 0 | 0
LFG | 0 | 0 | 0 | 0 | 0 | 0
Nuc | 0 | 0 | 0 | 0 | 0 | 0
PS | 0 | 0 | 0 | 0 | 0 | 0
PV | 0 | 0 | 0 | 0 | 0 | 0
PeakG | 0 | 0 | 0 | 0 | 0 | 0
PeakO | 0 | 0 | 0 | 0 | 0 | 0
ST | 0 | 0 | 0 | 0 | 0 | 0
STOG | 0 | 0 | 0 | 0 | 0 | 0
STWD | 0 | 0 | 0 | 0 | 0 | 0
WT | 0 | 0 | 0 | 0 | 0 | 0
IGCC | 0 | 0 | 0 | 0 | 0 | 0
DemandResponse | 0 | 0 | 0 | 0 | 0 | 0
IGCC-CCS | 0 | 0 | 0 | 0 | 0 | 0
WT_off | 0 | 0 | 0 | 0 | 0 | 0
PseudoUnit | 0 | 0 | 0 | 0 | 0 | 0
FixedInterchange | 0 | 0 | 0 | 0 | 0 | 0
Retrofit VOM Costs by Reporting Type: AZ_NM_SNV_Coal
ReportingType | 2015 | 2020 | 2025 | 2030 | 2035 | 2040
BM | 0 | 0 | 0 | 0 | 0 | 0
CC | 0 | 0 | 0 | 0 | 0 | 0
CSP | 0 | 0 | 0 | 0 | 0 | 0
CT | 0 | 0 | 0 | 0 | 0 | 0
Coal | 354.51 | 404.7 | 404.7 | 404.7 | 404.7 | 404.7
Geo | 0 | 0 | 0 | 0 | 0 | 0
H | 0 | 0 | 0 | 0 | 0 | 0
LFG | 0 | 0 | 0 | 0 | 0 | 0
Nuc | 0 | 0 | 0 | 0 | 0 | 0
PS | 0 | 0 | 0 | 0 | 0 | 0
PV | 0 | 0 | 0 | 0 | 0 | 0
PeakG | 0 | 0 | 0 | 0 | 0 | 0
PeakO | 0 | 0 | 0 | 0 | 0 | 0
ST | 0 | 0 | 0 | 0 | 0 | 0
STOG | 0 | 0 | 0 | 0 | 0 | 0
STWD | 0 | 0 | 0 | 0 | 0 | 0
WT | 0 | 0 | 0 | 0 | 0 | 0
IGCC | 0 | 0 | 0 | 0 | 0 | 0
DemandResponse | 0 | 0 | 0 | 0 | 0 | 0
IGCC-CCS | 0 | 0 | 0 | 0 | 0 | 0
WT_off | 0 | 0 | 0 | 0 | 0 | 0
PseudoUnit | 0 | 0 | 0 | 0 | 0 | 0
FixedInterchange | 0 | 0 | 0 | 0 | 0 | 0
Retrofit VOM Costs by Reporting Type: AZ_NM_SNV_Gas
ReportingType | 2015 | 2020 | 2025 | 2030 | 2035 | 2040
BM | 0 | 0 | 0 | 0 | 0 | 0
CC | 0 | 0 | 0 | 0 | 0 | 0
CSP | 0 | 0 | 0 | 0 | 0 | 0
CT | 0 | 0 | 0 | 0 | 0 | 0
Coal | 0 | 0 | 0 | 0 | 0 | 0
Geo | 0 | 0 | 0 | 0 | 0 | 0
H | 0 | 0 | 0 | 0 | 0 | 0
LFG | 0 | 0 | 0 | 0 | 0 | 0
Nuc | 0 | 0 | 0 | 0 | 0 | 0
PS | 0 | 0 | 0 | 0 | 0 | 0
PV | 0 | 0 | 0 | 0 | 0 | 0
PeakG | 0 | 0 | 0 | 0 | 0 | 0
PeakO | 0 | 0 | 0 | 0 | 0 | 0
ST | 0 | 0 | 0 | 0 | 0 | 0
STOG | 0 | 0 | 0 | 0 | 0 | 0
STWD | 0 | 0 | 0 | 0 | 0 | 0
WT | 0 | 0 | 0 | 0 | 0 | 0
IGCC | 0 | 0 | 0 | 0 | 0 | 0
DemandResponse | 0 | 0 | 0 | 0 | 0 | 0
IGCC-CCS | 0 | 0 | 0 | 0 | 0 | 0
WT_off | 0 | 0 | 0 | 0 | 0 | 0
PseudoUnit | 0 | 0 | 0 | 0 | 0 | 0
FixedInterchange | 0 | 0 | 0 | 0 | 0 | 0
Retrofit VOM Costs by Reporting Type: AZ_NM_SNV_NucRenew
ReportingType | 2015 | 2020 | 2025 | 2030 | 2035 | 2040
BM | 0 | 0 | 0 | 0 | 0 | 0
CC | 0 | 0 | 0 | 0 | 0 | 0
CSP | 0 | 0 | 0 | 0 | 0 | 0
CT | 0 | 0 | 0 | 0 | 0 | 0
Coal | 0 | 0 | 0 | 0 | 0 | 0
Geo | 0 | 0 | 0 | 0 | 0 | 0
H | 0 | 0 | 0 | 0 | 0 | 0
LFG | 0 | 0 | 0 | 0 | 0 | 0
Nuc | 0 | 0 | 0 | 0 | 0 | 0
PS | 0 | 0 | 0 | 0 | 0 | 0
PV | 0 | 0 | 0 | 0 | 0 | 0
PeakG | 0 | 0 | 0 | 0 | 0 | 0
PeakO | 0 | 0 | 0 | 0 | 0 | 0
ST | 0 | 0 | 0 | 0 | 0 | 0
STOG | 0 | 0 | 0 | 0 | 0 | 0
STWD | 0 | 0 | 0 | 0 | 0 | 0
WT | 0 | 0 | 0 | 0 | 0 | 0
IGCC | 0 | 0 | 0 | 0 | 0 | 0
DemandResponse | 0 | 0 | 0 | 0 | 0 | 0
IGCC-CCS | 0 | 0 | 0 | 0 | 0 | 0
WT_off | 0 | 0 | 0 | 0 | 0 | 0
PseudoUnit | 0 | 0 | 0 | 0 | 0 | 0
FixedInterchange | 0 | 0 | 0 | 0 | 0 | 0
Retrofit VOM Costs by Reporting Type: ERCOT
ReportingType | 2015 | 2020 | 2025 | 2030 | 2035 | 2040
BM | 0 | 0 | 0 | 0 | 0 | 0
CC | 0 | 0 | 0 | 0 | 0 | 0
CSP | 0 | 0 | 0 | 0 | 0 | 0
CT | 0 | 0 | 0 | 0 | 0 | 0
Coal | 317.72 | 553.55 | 639.14 | 639.14 | 639.14 | 639.14
Geo | 0 | 0 | 0 | 0 | 0 | 0
H | 0 | 0 | 0 | 0 | 0 | 0
LFG | 0 | 0 | 0 | 0 | 0 | 0
Nuc | 0 | 0 | 0 | 0 | 0 | 0
PS | 0 | 0 | 0 | 0 | 0 | 0
PV | 0 | 0 | 0 | 0 | 0 | 0
PeakG | 0 | 0 | 0 | 0 | 0 | 0
PeakO | 0 | 0 | 0 | 0 | 0 | 0
ST | 0 | 0 | 0 | 0 | 0 | 0
STOG | 0 | 0 | 0 | 0 | 0 | 0
STWD | 0 | 0 | 0 | 0 | 0 | 0
WT | 0 | 0 | 0 | 0 | 0 | 0
IGCC | 0 | 0 | 0 | 0 | 0 | 0
DemandResponse | 0 | 0 | 0 | 0 | 0 | 0
IGCC-CCS | 0 | 0 | 0 | 0 | 0 | 0
WT_off | 0 | 0 | 0 | 0 | 0 | 0
PseudoUnit | 0 | 0 | 0 | 0 | 0 | 0
FixedInterchange | 0 | 0 | 0 | 0 | 0 | 0
Retrofit VOM Costs by Reporting Type: NP15
ReportingType | 2015 | 2020 | 2025 | 2030 | 2035 | 2040
BM | 0 | 0 | 0 | 0 | 0 | 0
CC | 0 | 0 | 0 | 0 | 0 | 0
CSP | 0 | 0 | 0 | 0 | 0 | 0
CT | 0 | 0 | 0 | 0 | 0 | 0
Coal | 1.46 | 1.59 | 1.59 | 1.59 | 0 | 0
Geo | 0 | 0 | 0 | 0 | 0 | 0
H | 0 | 0 | 0 | 0 | 0 | 0
LFG | 0 | 0 | 0 | 0 | 0 | 0
Nuc | 0 | 0 | 0 | 0 | 0 | 0
PS | 0 | 0 | 0 | 0 | 0 | 0
PV | 0 | 0 | 0 | 0 | 0 | 0
PeakG | 0 | 0 | 0 | 0 | 0 | 0
PeakO | 0 | 0 | 0 | 0 | 0 | 0
ST | 0 | 0 | 0 | 0 | 0 | 0
STOG | 0 | 0 | 0 | 0 | 0 | 0
STWD | 0 | 0 | 0 | 0 | 0 | 0
WT | 0 | 0 | 0 | 0 | 0 | 0
IGCC | 0 | 0 | 0 | 0 | 0 | 0
DemandResponse | 0 | 0 | 0 | 0 | 0 | 0
IGCC-CCS | 0 | 0 | 0 | 0 | 0 | 0
WT_off | 0 | 0 | 0 | 0 | 0 | 0
PseudoUnit | 0 | 0 | 0 | 0 | 0 | 0
FixedInterchange | 0 | 0 | 0 | 0 | 0 | 0
Retrofit VOM Costs by Reporting Type: NWPP_Coal
ReportingType | 2015 | 2020 | 2025 | 2030 | 2035 | 2040
BM | 0 | 0 | 0 | 0 | 0 | 0
CC | 0 | 0 | 0 | 0 | 0 | 0
CSP | 0 | 0 | 0 | 0 | 0 | 0
CT | 0 | 0 | 0 | 0 | 0 | 0
Coal | 536.72 | 693.69 | 693.69 | 693.69 | 693.69 | 693.69
Geo | 0 | 0 | 0 | 0 | 0 | 0
H | 0 | 0 | 0 | 0 | 0 | 0
LFG | 0 | 0 | 0 | 0 | 0 | 0
Nuc | 0 | 0 | 0 | 0 | 0 | 0
PS | 0 | 0 | 0 | 0 | 0 | 0
PV | 0 | 0 | 0 | 0 | 0 | 0
PeakG | 0 | 0 | 0 | 0 | 0 | 0
PeakO | 0 | 0 | 0 | 0 | 0 | 0
ST | 0 | 0 | 0 | 0 | 0 | 0
STOG | 0 | 0 | 0 | 0 | 0 | 0
STWD | 0 | 0 | 0 | 0 | 0 | 0
WT | 0 | 0 | 0 | 0 | 0 | 0
IGCC | 0 | 0 | 0 | 0 | 0 | 0
DemandResponse | 0 | 0 | 0 | 0 | 0 | 0
IGCC-CCS | 0 | 0 | 0 | 0 | 0 | 0
WT_off | 0 | 0 | 0 | 0 | 0 | 0
PseudoUnit | 0 | 0 | 0 | 0 | 0 | 0
FixedInterchange | 0 | 0 | 0 | 0 | 0 | 0
Retrofit VOM Costs by Reporting Type: NWPP_Gas
ReportingType | 2015 | 2020 | 2025 | 2030 | 2035 | 2040
BM | 0 | 0 | 0 | 0 | 0 | 0
CC | 0 | 0 | 0 | 0 | 0 | 0
CSP | 0 | 0 | 0 | 0 | 0 | 0
CT | 0 | 0 | 0 | 0 | 0 | 0
Coal | 0 | 0 | 0 | 0 | 0 | 0
Geo | 0 | 0 | 0 | 0 | 0 | 0
H | 0 | 0 | 0 | 0 | 0 | 0
LFG | 0 | 0 | 0 | 0 | 0 | 0
Nuc | 0 | 0 | 0 | 0 | 0 | 0
PS | 0 | 0 | 0 | 0 | 0 | 0
PV | 0 | 0 | 0 | 0 | 0 | 0
PeakG | 0 | 0 | 0 | 0 | 0 | 0
PeakO | 0 | 0 | 0 | 0 | 0 | 0
ST | 0 | 0 | 0 | 0 | 0 | 0
STOG | 0 | 0 | 0 | 0 | 0 | 0
STWD | 0 | 0 | 0 | 0 | 0 | 0
WT | 0 | 0 | 0 | 0 | 0 | 0
IGCC | 0 | 0 | 0 | 0 | 0 | 0
DemandResponse | 0 | 0 | 0 | 0 | 0 | 0
IGCC-CCS | 0 | 0 | 0 | 0 | 0 | 0
WT_off | 0 | 0 | 0 | 0 | 0 | 0
PseudoUnit | 0 | 0 | 0 | 0 | 0 | 0
FixedInterchange | 0 | 0 | 0 | 0 | 0 | 0
Retrofit VOM Costs by Reporting Type: NWPP_NucRenew
ReportingType | 2015 | 2020 | 2025 | 2030 | 2035 | 2040
BM | 0 | 0 | 0 | 0 | 0 | 0
CC | 0 | 0 | 0 | 0 | 0 | 0
CSP | 0 | 0 | 0 | 0 | 0 | 0
CT | 0 | 0 | 0 | 0 | 0 | 0
Coal | 0 | 0 | 0 | 0 | 0 | 0
Geo | 0 | 0 | 0 | 0 | 0 | 0
H | 0 | 0 | 0 | 0 | 0 | 0
LFG | 0 | 0 | 0 | 0 | 0 | 0
Nuc | 0 | 0 | 0 | 0 | 0 | 0
PS | 0 | 0 | 0 | 0 | 0 | 0
PV | 0 | 0 | 0 | 0 | 0 | 0
PeakG | 0 | 0 | 0 | 0 | 0 | 0
PeakO | 0 | 0 | 0 | 0 | 0 | 0
ST | 0 | 0 | 0 | 0 | 0 | 0
STOG | 0 | 0 | 0 | 0 | 0 | 0
STWD | 0 | 0 | 0 | 0 | 0 | 0
WT | 0 | 0 | 0 | 0 | 0 | 0
IGCC | 0 | 0 | 0 | 0 | 0 | 0
DemandResponse | 0 | 0 | 0 | 0 | 0 | 0
IGCC-CCS | 0 | 0 | 0 | 0 | 0 | 0
WT_off | 0 | 0 | 0 | 0 | 0 | 0
PseudoUnit | 0 | 0 | 0 | 0 | 0 | 0
FixedInterchange | 0 | 0 | 0 | 0 | 0 | 0
Retrofit VOM Costs by Reporting Type: RMPA
ReportingType | 2015 | 2020 | 2025 | 2030 | 2035 | 2040
BM | 0 | 0 | 0 | 0 | 0 | 0
CC | 0 | 0 | 0 | 0 | 0 | 0
CSP | 0 | 0 | 0 | 0 | 0 | 0
CT | 0 | 0 | 0 | 0 | 0 | 0
Coal | 259.51 | 340.11 | 320.52 | 320.52 | 320.52 | 311.8
Geo | 0 | 0 | 0 | 0 | 0 | 0
H | 0 | 0 | 0 | 0 | 0 | 0
LFG | 0 | 0 | 0 | 0 | 0 | 0
Nuc | 0 | 0 | 0 | 0 | 0 | 0
PS | 0 | 0 | 0 | 0 | 0 | 0
PV | 0 | 0 | 0 | 0 | 0 | 0
PeakG | 0 | 0 | 0 | 0 | 0 | 0
PeakO | 0 | 0 | 0 | 0 | 0 | 0
ST | 0 | 0 | 0 | 0 | 0 | 0
STOG | 0 | 0 | 0 | 0 | 0 | 0
STWD | 0 | 0 | 0 | 0 | 0 | 0
WT | 0 | 0 | 0 | 0 | 0 | 0
IGCC | 0 | 0 | 0 | 0 | 0 | 0
DemandResponse | 0 | 0 | 0 | 0 | 0 | 0
IGCC-CCS | 0 | 0 | 0 | 0 | 0 | 0
WT_off | 0 | 0 | 0 | 0 | 0 | 0
PseudoUnit | 0 | 0 | 0 | 0 | 0 | 0
FixedInterchange | 0 | 0 | 0 | 0 | 0 | 0
Retrofit VOM Costs by Reporting Type: SP15
ReportingType | 2015 | 2020 | 2025 | 2030 | 2035 | 2040
BM | 0 | 0 | 0 | 0 | 0 | 0
CC | 0 | 0 | 0 | 0 | 0 | 0
CSP | 0 | 0 | 0 | 0 | 0 | 0
CT | 0 | 0 | 0 | 0 | 0 | 0
Coal | 5.19 | 5.66 | 5.66 | 5.02 | 2.57 | 0
Geo | 0 | 0 | 0 | 0 | 0 | 0
H | 0 | 0 | 0 | 0 | 0 | 0
LFG | 0 | 0 | 0 | 0 | 0 | 0
Nuc | 0 | 0 | 0 | 0 | 0 | 0
PS | 0 | 0 | 0 | 0 | 0 | 0
PV | 0 | 0 | 0 | 0 | 0 | 0
PeakG | 0 | 0 | 0 | 0 | 0 | 0
PeakO | 0 | 0 | 0 | 0 | 0 | 0
ST | 0 | 0 | 0 | 0 | 0 | 0
STOG | 0 | 0 | 0 | 0 | 0 | 0
STWD | 0 | 0 | 0 | 0 | 0 | 0
WT | 0 | 0 | 0 | 0 | 0 | 0
IGCC | 0 | 0 | 0 | 0 | 0 | 0
DemandResponse | 0 | 0 | 0 | 0 | 0 | 0
IGCC-CCS | 0 | 0 | 0 | 0 | 0 | 0
WT_off | 0 | 0 | 0 | 0 | 0 | 0
PseudoUnit | 0 | 0 | 0 | 0 | 0 | 0
FixedInterchange | 0 | 0 | 0 | 0 | 0 | 0
Retrofit VOM Costs by Reporting Type: ALB
ReportingType | 2015 | 2020 | 2025 | 2030 | 2035 | 2040
BM | 0 | 0 | 0 | 0 | 0 | 0
CC | 0 | 0 | 0 | 0 | 0 | 0
CSP | 0 | 0 | 0 | 0 | 0 | 0
CT | 0 | 0 | 0 | 0 | 0 | 0
Coal | 21.2 | 21.2 | 21.2 | 21.2 | 21.2 | 21.2
Geo | 0 | 0 | 0 | 0 | 0 | 0
H | 0 | 0 | 0 | 0 | 0 | 0
LFG | 0 | 0 | 0 | 0 | 0 | 0
Nuc | 0 | 0 | 0 | 0 | 0 | 0
PS | 0 | 0 | 0 | 0 | 0 | 0
PV | 0 | 0 | 0 | 0 | 0 | 0
PeakG | 0 | 0 | 0 | 0 | 0 | 0
PeakO | 0 | 0 | 0 | 0 | 0 | 0
ST | 0 | 0 | 0 | 0 | 0 | 0
STOG | 0 | 0 | 0 | 0 | 0 | 0
STWD | 0 | 0 | 0 | 0 | 0 | 0
WT | 0 | 0 | 0 | 0 | 0 | 0
IGCC | 0 | 0 | 0 | 0 | 0 | 0
DemandResponse | 0 | 0 | 0 | 0 | 0 | 0
IGCC-CCS | 0 | 0 | 0 | 0 | 0 | 0
WT_off | 0 | 0 | 0 | 0 | 0 | 0
PseudoUnit | 0 | 0 | 0 | 0 | 0 | 0
FixedInterchange | 0 | 0 | 0 | 0 | 0 | 0
Retrofit VOM Costs by Reporting Type: BC
ReportingType | 2015 | 2020 | 2025 | 2030 | 2035 | 2040
BM | 0 | 0 | 0 | 0 | 0 | 0
CC | 0 | 0 | 0 | 0 | 0 | 0
CSP | 0 | 0 | 0 | 0 | 0 | 0
CT | 0 | 0 | 0 | 0 | 0 | 0
Coal | 0 | 0 | 0 | 0 | 0 | 0
Geo | 0 | 0 | 0 | 0 | 0 | 0
H | 0 | 0 | 0 | 0 | 0 | 0
LFG | 0 | 0 | 0 | 0 | 0 | 0
Nuc | 0 | 0 | 0 | 0 | 0 | 0
PS | 0 | 0 | 0 | 0 | 0 | 0
PV | 0 | 0 | 0 | 0 | 0 | 0
PeakG | 0 | 0 | 0 | 0 | 0 | 0
PeakO | 0 | 0 | 0 | 0 | 0 | 0
ST | 0 | 0 | 0 | 0 | 0 | 0
STOG | 0 | 0 | 0 | 0 | 0 | 0
STWD | 0 | 0 | 0 | 0 | 0 | 0
WT | 0 | 0 | 0 | 0 | 0 | 0
IGCC | 0 | 0 | 0 | 0 | 0 | 0
DemandResponse | 0 | 0 | 0 | 0 | 0 | 0
IGCC-CCS | 0 | 0 | 0 | 0 | 0 | 0
WT_off | 0 | 0 | 0 | 0 | 0 | 0
PseudoUnit | 0 | 0 | 0 | 0 | 0 | 0
FixedInterchange | 0 | 0 | 0 | 0 | 0 | 0
Retrofit VOM Costs by Reporting Type: HQ_IESO
ReportingType | 2015 | 2020 | 2025 | 2030 | 2035 | 2040
BM | 0 | 0 | 0 | 0 | 0 | 0
CC | 0 | 0 | 0 | 0 | 0 | 0
CSP | 0 | 0 | 0 | 0 | 0 | 0
CT | 0 | 0 | 0 | 0 | 0 | 0
Coal | 0 | 0 | 0 | 0 | 0 | 0
Geo | 0 | 0 | 0 | 0 | 0 | 0
H | 0 | 0 | 0 | 0 | 0 | 0
LFG | 0 | 0 | 0 | 0 | 0 | 0
Nuc | 0 | 0 | 0 | 0 | 0 | 0
PS | 0 | 0 | 0 | 0 | 0 | 0
PV | 0 | 0 | 0 | 0 | 0 | 0
PeakG | 0 | 0 | 0 | 0 | 0 | 0
PeakO | 0 | 0 | 0 | 0 | 0 | 0
ST | 0 | 0 | 0 | 0 | 0 | 0
STOG | 0 | 0 | 0 | 0 | 0 | 0
STWD | 0 | 0 | 0 | 0 | 0 | 0
WT | 0 | 0 | 0 | 0 | 0 | 0
IGCC | 0 | 0 | 0 | 0 | 0 | 0
DemandResponse | 0 | 0 | 0 | 0 | 0 | 0
IGCC-CCS | 0 | 0 | 0 | 0 | 0 | 0
WT_off | 0 | 0 | 0 | 0 | 0 | 0
PseudoUnit | 0 | 0 | 0 | 0 | 0 | 0
FixedInterchange | 0 | 0 | 0 | 0 | 0 | 0
Retrofit VOM Costs by Reporting Type: HQ_NEISO
ReportingType | 2015 | 2020 | 2025 | 2030 | 2035 | 2040
BM | 0 | 0 | 0 | 0 | 0 | 0
CC | 0 | 0 | 0 | 0 | 0 | 0
CSP | 0 | 0 | 0 | 0 | 0 | 0
CT | 0 | 0 | 0 | 0 | 0 | 0
Coal | 0 | 0 | 0 | 0 | 0 | 0
Geo | 0 | 0 | 0 | 0 | 0 | 0
H | 0 | 0 | 0 | 0 | 0 | 0
LFG | 0 | 0 | 0 | 0 | 0 | 0
Nuc | 0 | 0 | 0 | 0 | 0 | 0
PS | 0 | 0 | 0 | 0 | 0 | 0
PV | 0 | 0 | 0 | 0 | 0 | 0
PeakG | 0 | 0 | 0 | 0 | 0 | 0
PeakO | 0 | 0 | 0 | 0 | 0 | 0
ST | 0 | 0 | 0 | 0 | 0 | 0
STOG | 0 | 0 | 0 | 0 | 0 | 0
STWD | 0 | 0 | 0 | 0 | 0 | 0
WT | 0 | 0 | 0 | 0 | 0 | 0
IGCC | 0 | 0 | 0 | 0 | 0 | 0
DemandResponse | 0 | 0 | 0 | 0 | 0 | 0
IGCC-CCS | 0 | 0 | 0 | 0 | 0 | 0
WT_off | 0 | 0 | 0 | 0 | 0 | 0
PseudoUnit | 0 | 0 | 0 | 0 | 0 | 0
FixedInterchange | 0 | 0 | 0 | 0 | 0 | 0
Retrofit VOM Costs by Reporting Type: HQ_NY
ReportingType | 2015 | 2020 | 2025 | 2030 | 2035 | 2040
BM | 0 | 0 | 0 | 0 | 0 | 0
CC | 0 | 0 | 0 | 0 | 0 | 0
CSP | 0 | 0 | 0 | 0 | 0 | 0
CT | 0 | 0 | 0 | 0 | 0 | 0
Coal | 0 | 0 | 0 | 0 | 0 | 0
Geo | 0 | 0 | 0 | 0 | 0 | 0
H | 0 | 0 | 0 | 0 | 0 | 0
LFG | 0 | 0 | 0 | 0 | 0 | 0
Nuc | 0 | 0 | 0 | 0 | 0 | 0
PS | 0 | 0 | 0 | 0 | 0 | 0
PV | 0 | 0 | 0 | 0 | 0 | 0
PeakG | 0 | 0 | 0 | 0 | 0 | 0
PeakO | 0 | 0 | 0 | 0 | 0 | 0
ST | 0 | 0 | 0 | 0 | 0 | 0
STOG | 0 | 0 | 0 | 0 | 0 | 0
STWD | 0 | 0 | 0 | 0 | 0 | 0
WT | 0 | 0 | 0 | 0 | 0 | 0
IGCC | 0 | 0 | 0 | 0 | 0 | 0
DemandResponse | 0 | 0 | 0 | 0 | 0 | 0
IGCC-CCS | 0 | 0 | 0 | 0 | 0 | 0
WT_off | 0 | 0 | 0 | 0 | 0 | 0
PseudoUnit | 0 | 0 | 0 | 0 | 0 | 0
FixedInterchange | 0 | 0 | 0 | 0 | 0 | 0
Retrofit VOM Costs by Reporting Type: MARITIMES
ReportingType | 2015 | 2020 | 2025 | 2030 | 2035 | 2040
BM | 0 | 0 | 0 | 0 | 0 | 0
CC | 0 | 0 | 0 | 0 | 0 | 0
CSP | 0 | 0 | 0 | 0 | 0 | 0
CT | 0 | 0 | 0 | 0 | 0 | 0
Coal | 0 | 0 | 0 | 0 | 0 | 0
Geo | 0 | 0 | 0 | 0 | 0 | 0
H | 0 | 0 | 0 | 0 | 0 | 0
LFG | 0 | 0 | 0 | 0 | 0 | 0
Nuc | 0 | 0 | 0 | 0 | 0 | 0
PS | 0 | 0 | 0 | 0 | 0 | 0
PV | 0 | 0 | 0 | 0 | 0 | 0
PeakG | 0 | 0 | 0 | 0 | 0 | 0
PeakO | 0 | 0 | 0 | 0 | 0 | 0
ST | 0 | 0 | 0 | 0 | 0 | 0
STOG | 0 | 0 | 0 | 0 | 0 | 0
STWD | 0 | 0 | 0 | 0 | 0 | 0
WT | 0 | 0 | 0 | 0 | 0 | 0
IGCC | 0 | 0 | 0 | 0 | 0 | 0
DemandResponse | 0 | 0 | 0 | 0 | 0 | 0
IGCC-CCS | 0 | 0 | 0 | 0 | 0 | 0
WT_off | 0 | 0 | 0 | 0 | 0 | 0
PseudoUnit | 0 | 0 | 0 | 0 | 0 | 0
FixedInterchange | 0 | 0 | 0 | 0 | 0 | 0
retrofit VOM Costs by Reporting Type: All
ReportingType | 2015 | 2020 | 2025 | 2030 | 2035 | 2040
BM | 0 | 0 | 0 | 0 | 0 | 0
CC | 0 | 0 | 0 | 0 | 0 | 0
CSP | 0 | 0 | 0 | 0 | 0 | 0
CT | 0 | 0 | 0 | 0 | 0 | 0
Coal | 5062.44 | 8783.96 | 9577.95 | 9876.13 | 10126.7 | 10143.99
Geo | 0 | 0 | 0 | 0 | 0 | 0
H | 0 | 0 | 0 | 0 | 0 | 0
LFG | 0 | 0 | 0 | 0 | 0 | 0
Nuc | 0 | 0 | 0 | 0 | 0 | 0
PS | 0 | 0 | 0 | 0 | 0 | 0
PV | 0 | 0 | 0 | 0 | 0 | 0
PeakG | 0 | 0 | 0 | 0 | 0 | 0
PeakO | 0 | 0 | 0 | 0 | 0 | 0
ST | 0 | 0 | 0 | 0 | 0 | 0
STOG | 0 | 0 | 0 | 0 | 0 | 0
STWD | 0 | 0 | 0 | 0 | 0 | 0
WT | 0 | 0 | 0 | 0 | 0 | 0
IGCC | 0 | 0 | 0 | 0 | 0 | 0
DemandResponse | 0 | 0 | 0 | 0 | 0 | 0
IGCC-CCS | 0 | 0 | 0 | 0 | 0 | 0
WT_off | 0 | 0 | 0 | 0 | 0 | 0
PseudoUnit | 0 | 0 | 0 | 0 | 0 | 0
FixedInterchange | 0 | 0 | 0 | 0 | 0 | 0
retrofit VOM Costs by Reporting Type: EI_US
ReportingType | 2015 | 2020 | 2025 | 2030 | 2035 | 2040
BM | 0 | 0 | 0 | 0 | 0 | 0
CC | 0 | 0 | 0 | 0 | 0 | 0
CSP | 0 | 0 | 0 | 0 | 0 | 0
CT | 0 | 0 | 0 | 0 | 0 | 0
Coal | 3566.14 | 6763.45 | 7491.45 | 7790.27 | 8044.89 | 8073.46
Geo | 0 | 0 | 0 | 0 | 0 | 0
H | 0 | 0 | 0 | 0 | 0 | 0
LFG | 0 | 0 | 0 | 0 | 0 | 0
Nuc | 0 | 0 | 0 | 0 | 0 | 0
PS | 0 | 0 | 0 | 0 | 0 | 0
PV | 0 | 0 | 0 | 0 | 0 | 0
PeakG | 0 | 0 | 0 | 0 | 0 | 0
PeakO | 0 | 0 | 0 | 0 | 0 | 0
ST | 0 | 0 | 0 | 0 | 0 | 0
STOG | 0 | 0 | 0 | 0 | 0 | 0
STWD | 0 | 0 | 0 | 0 | 0 | 0
WT | 0 | 0 | 0 | 0 | 0 | 0
IGCC | 0 | 0 | 0 | 0 | 0 | 0
DemandResponse | 0 | 0 | 0 | 0 | 0 | 0
IGCC-CCS | 0 | 0 | 0 | 0 | 0 | 0
WT_off | 0 | 0 | 0 | 0 | 0 | 0
PseudoUnit | 0 | 0 | 0 | 0 | 0 | 0
FixedInterchange | 0 | 0 | 0 | 0 | 0 | 0
retrofit VOM Costs by Reporting Type: EI_Canada
ReportingType | 2015 | 2020 | 2025 | 2030 | 2035 | 2040
BM | 0 | 0 | 0 | 0 | 0 | 0
CC | 0 | 0 | 0 | 0 | 0 | 0
CSP | 0 | 0 | 0 | 0 | 0 | 0
CT | 0 | 0 | 0 | 0 | 0 | 0
Coal | 0 | 0 | 0 | 0 | 0 | 0
Geo | 0 | 0 | 0 | 0 | 0 | 0
H | 0 | 0 | 0 | 0 | 0 | 0
LFG | 0 | 0 | 0 | 0 | 0 | 0
Nuc | 0 | 0 | 0 | 0 | 0 | 0
PS | 0 | 0 | 0 | 0 | 0 | 0
PV | 0 | 0 | 0 | 0 | 0 | 0
PeakG | 0 | 0 | 0 | 0 | 0 | 0
PeakO | 0 | 0 | 0 | 0 | 0 | 0
ST | 0 | 0 | 0 | 0 | 0 | 0
STOG | 0 | 0 | 0 | 0 | 0 | 0
STWD | 0 | 0 | 0 | 0 | 0 | 0
WT | 0 | 0 | 0 | 0 | 0 | 0
IGCC | 0 | 0 | 0 | 0 | 0 | 0
DemandResponse | 0 | 0 | 0 | 0 | 0 | 0
IGCC-CCS | 0 | 0 | 0 | 0 | 0 | 0
WT_off | 0 | 0 | 0 | 0 | 0 | 0
PseudoUnit | 0 | 0 | 0 | 0 | 0 | 0
FixedInterchange | 0 | 0 | 0 | 0 | 0 | 0
retrofit VOM Costs by Reporting Type: EI
ReportingType | 2015 | 2020 | 2025 | 2030 | 2035 | 2040
BM | 0 | 0 | 0 | 0 | 0 | 0
CC | 0 | 0 | 0 | 0 | 0 | 0
CSP | 0 | 0 | 0 | 0 | 0 | 0
CT | 0 | 0 | 0 | 0 | 0 | 0
Coal | 3566.14 | 6763.45 | 7491.45 | 7790.27 | 8044.89 | 8073.46
Geo | 0 | 0 | 0 | 0 | 0 | 0
H | 0 | 0 | 0 | 0 | 0 | 0
LFG | 0 | 0 | 0 | 0 | 0 | 0
Nuc | 0 | 0 | 0 | 0 | 0 | 0
PS | 0 | 0 | 0 | 0 | 0 | 0
PV | 0 | 0 | 0 | 0 | 0 | 0
PeakG | 0 | 0 | 0 | 0 | 0 | 0
PeakO | 0 | 0 | 0 | 0 | 0 | 0
ST | 0 | 0 | 0 | 0 | 0 | 0
STOG | 0 | 0 | 0 | 0 | 0 | 0
STWD | 0 | 0 | 0 | 0 | 0 | 0
WT | 0 | 0 | 0 | 0 | 0 | 0
IGCC | 0 | 0 | 0 | 0 | 0 | 0
DemandResponse | 0 | 0 | 0 | 0 | 0 | 0
IGCC-CCS | 0 | 0 | 0 | 0 | 0 | 0
WT_off | 0 | 0 | 0 | 0 | 0 | 0
PseudoUnit | 0 | 0 | 0 | 0 | 0 | 0
FixedInterchange | 0 | 0 | 0 | 0 | 0 | 0
retrofit VOM Costs by Reporting Type: Outside_EI
ReportingType | 2015 | 2020 | 2025 | 2030 | 2035 | 2040
BM | 0 | 0 | 0 | 0 | 0 | 0
CC | 0 | 0 | 0 | 0 | 0 | 0
CSP | 0 | 0 | 0 | 0 | 0 | 0
CT | 0 | 0 | 0 | 0 | 0 | 0
Coal | 1496.3 | 2020.51 | 2086.5 | 2085.86 | 2081.82 | 2070.53
Geo | 0 | 0 | 0 | 0 | 0 | 0
H | 0 | 0 | 0 | 0 | 0 | 0
LFG | 0 | 0 | 0 | 0 | 0 | 0
Nuc | 0 | 0 | 0 | 0 | 0 | 0
PS | 0 | 0 | 0 | 0 | 0 | 0
PV | 0 | 0 | 0 | 0 | 0 | 0
PeakG | 0 | 0 | 0 | 0 | 0 | 0
PeakO | 0 | 0 | 0 | 0 | 0 | 0
ST | 0 | 0 | 0 | 0 | 0 | 0
STOG | 0 | 0 | 0 | 0 | 0 | 0
STWD | 0 | 0 | 0 | 0 | 0 | 0
WT | 0 | 0 | 0 | 0 | 0 | 0
IGCC | 0 | 0 | 0 | 0 | 0 | 0
DemandResponse | 0 | 0 | 0 | 0 | 0 | 0
IGCC-CCS | 0 | 0 | 0 | 0 | 0 | 0
WT_off | 0 | 0 | 0 | 0 | 0 | 0
PseudoUnit | 0 | 0 | 0 | 0 | 0 | 0
FixedInterchange | 0 | 0 | 0 | 0 | 0 | 0
#10 | Base FOM Costs ($million)
Base FOM Costs by Reporting Type: Entergy
ReportingType | 2015 | 2020 | 2025 | 2030 | 2035 | 2040
BM | 0 | 0 | 0 | 0 | 0 | 0
CC | 413.75 | 541.7 | 438.62 | 477.07 | 561.12 | 561.12
CSP | 0 | 0 | 0 | 0 | 0 | 0
CT | 0 | 0 | 0 | 0 | 0 | 0
Coal | 517.35 | 557.26 | 562.84 | 589.52 | 615.72 | 867.09
Geo | 0 | 0 | 0 | 0 | 0 | 0
H | 10.6 | 10.6 | 10.6 | 10.6 | 10.6 | 10.6
LFG | 0.97 | 0.97 | 13.89 | 13.89 | 13.89 | 13.89
Nuc | 831.18 | 847.53 | 831.18 | 831.18 | 697.93 | 1040.31
PS | 1.4 | 1.4 | 1.4 | 1.4 | 1.4 | 1.4
PV | 0 | 1.08 | 1.67 | 1.72 | 1.76 | 1.84
PeakG | 47.54 | 69.98 | 49.29 | 63.1 | 67 | 67
PeakO | 4.42 | 5.87 | 5.08 | 5.22 | 5.22 | 5.22
ST | 0 | 0 | 0 | 0 | 0 | 0
STOG | 144.64 | 171.15 | 145.06 | 145.06 | 145.06 | 145.06
STWD | 6.6 | 8.26 | 6.73 | 6.73 | 6.73 | 6.73
WT | 3.66 | 3.66 | 3.66 | 3.66 | 3.66 | 3.66
IGCC | 0 | 0 | 0 | 0 | 0 | 0
DemandResponse | 0 | 0 | 0 | 0 | 0 | 0
IGCC-CCS | 0 | 0 | 0 | 0 | 0 | 0
WT_off | 0 | 0 | 0 | 0 | 0 | 0
PseudoUnit | 0 | 0 | 0 | 0 | 0 | 0
FixedInterchange | 0 | 0 | 0 | 0 | 0 | 0
Base FOM Costs by Reporting Type: FRCC
ReportingType | 2015 | 2020 | 2025 | 2030 | 2035 | 2040
BM | 0 | 0 | 0 | 0 | 0 | 0
CC | 674.93 | 861.78 | 712.75 | 788.5 | 972.24 | 997.22
CSP | 0 | 0 | 0 | 0 | 0 | 0
CT | 16.6 | 16.6 | 16.6 | 16.6 | 16.6 | 16.6
Coal | 581.48 | 559.11 | 579.81 | 624.95 | 657.59 | 710.17
Geo | 0 | 0 | 0 | 0 | 0 | 0
H | 0.78 | 0.78 | 0.78 | 0.78 | 0.78 | 0.78
LFG | 58.63 | 58.63 | 82.46 | 82.46 | 82.46 | 82.46
Nuc | 617.53 | 949.91 | 1014.07 | 1014.07 | 1216.59 | 802.39
PS | 0 | 0 | 0 | 0 | 0 | 0
PV | 0.75 | 0.75 | 0.75 | 0.75 | 0.75 | 0.75
PeakG | 149.81 | 217.71 | 155.12 | 202.68 | 202.68 | 202.68
PeakO | 64.61 | 83.43 | 68.43 | 68.43 | 68.43 | 68.43
ST | 0 | 0 | 0 | 0 | 0 | 0
STOG | 209.09 | 236 | 202.31 | 202.31 | 202.31 | 202.31
STWD | 6.25 | 7.82 | 6.37 | 6.37 | 6.37 | 6.37
WT | 0 | 0 | 0 | 0 | 0 | 0
IGCC | 0 | 0 | 0 | 0 | 0 | 0
DemandResponse | 0 | 0 | 0 | 0 | 0 | 0
IGCC-CCS | 0 | 0 | 0 | 0 | 0 | 0
WT_off | 0 | 0 | 0 | 0 | 0 | 0
PseudoUnit | 0 | 0 | 0 | 0 | 0 | 0
FixedInterchange | 0 | 0 | 0 | 0 | 0 | 0
Base FOM Costs by Reporting Type: MAPP_US
ReportingType | 2015 | 2020 | 2025 | 2030 | 2035 | 2040
BM | 0 | 0 | 0 | 0 | 0 | 0
CC | 8.58 | 10.9 | 8.79 | 8.81 | 9.52 | 10.72
CSP | 0 | 0 | 0 | 0 | 0 | 0
CT | 2.06 | 2.06 | 2.06 | 4.15 | 4.15 | 5.82
Coal | 193.31 | 192.97 | 197.92 | 202.47 | 243.09 | 275.04
Geo | 3.95 | 3.95 | 3.95 | 3.95 | 3.95 | 3.95
H | 31.14 | 31.14 | 31.14 | 31.14 | 31.14 | 31.14
LFG | 0.24 | 0.24 | 8.86 | 8.86 | 8.86 | 8.86
Nuc | 0.01 | 0.01 | 0.01 | 0.01 | 0.01 | 0.01
PS | 0 | 0 | 0 | 0 | 0 | 0
PV | 0 | 0 | 0 | 0 | 0 | 0
PeakG | 12.29 | 19.13 | 14.16 | 16.07 | 17.04 | 17.04
PeakO | 1.65 | 2.73 | 2.19 | 2.19 | 2.19 | 2.19
ST | 0 | 0 | 0 | 0 | 0 | 0
STOG | 0 | 0 | 0 | 0 | 0 | 0
STWD | 0 | 0 | 0 | 0 | 0 | 0
WT | 55.22 | 72.04 | 74.34 | 77.59 | 80.84 | 83.49
IGCC | 0 | 0 | 0 | 0 | 0 | 0
DemandResponse | 0 | 0 | 0 | 0 | 0 | 0
IGCC-CCS | 0 | 0 | 0 | 0 | 0 | 0
WT_off | 0 | 0 | 0 | 0 | 0 | 0
PseudoUnit | 0 | 0 | 0 | 0 | 0 | 0
FixedInterchange | 0 | 0 | 0 | 0 | 0 | 0
Base FOM Costs by Reporting Type: MISO_IN
ReportingType | 2015 | 2020 | 2025 | 2030 | 2035 | 2040
BM | 0 | 0 | 0 | 0 | 0 | 0
CC | 41.43 | 52.67 | 42.31 | 55.59 | 109.54 | 109.54
CSP | 0 | 0 | 0 | 0 | 0 | 0
CT | 0 | 0 | 0 | 0 | 0 | 0
Coal | 948.64 | 1069.54 | 1062.22 | 1191.42 | 1339.06 | 1486.94
Geo | 0 | 0 | 0 | 0 | 0 | 0
H | 1.07 | 1.07 | 1.07 | 1.07 | 1.07 | 1.07
LFG | 4.46 | 4.46 | 4.46 | 14.11 | 14.11 | 14.11
Nuc | 0.01 | 0.01 | 0.01 | 0.01 | 0.01 | 0.01
PS | 0 | 0 | 0 | 0 | 0 | 0
PV | 0 | 4.13 | 6.66 | 6.74 | 7 | 7.2
PeakG | 52.35 | 76.94 | 54.27 | 73.39 | 73.39 | 73.39
PeakO | 10.59 | 13.5 | 10.82 | 10.82 | 10.82 | 10.82
ST | 0 | 0 | 0 | 0 | 0 | 0
STOG | 12.26 | 14.51 | 12.44 | 12.44 | 12.44 | 12.44
STWD | 0 | 0 | 0 | 0 | 0 | 0
WT | 18.31 | 18.31 | 18.31 | 18.31 | 18.31 | 18.31
IGCC | 30.22 | 30.22 | 30.22 | 30.22 | 30.22 | 30.22
DemandResponse | 0 | 0 | 0 | 0 | 0 | 0
IGCC-CCS | 0 | 0 | 0 | 0 | 0 | 0
WT_off | 0 | 0 | 0 | 0 | 0 | 0
PseudoUnit | 0 | 0 | 0 | 0 | 0 | 0
FixedInterchange | 0 | 0 | 0 | 0 | 0 | 0
Base FOM Costs by Reporting Type: MISO_MI
ReportingType | 2015 | 2020 | 2025 | 2030 | 2035 | 2040
BM | 0 | 0 | 0 | 0 | 0 | 0
CC | 128.88 | 172.17 | 142.32 | 148.71 | 160.93 | 160.93
CSP | 0 | 0 | 0 | 0 | 0 | 0
CT | 0 | 0 | 0 | 0 | 0 | 0
Coal | 620.32 | 632.46 | 578.3 | 654.46 | 734.61 | 782.83
Geo | 0 | 0 | 0 | 0 | 0 | 0
H | 2.01 | 2.01 | 2.01 | 2.01 | 2.01 | 2.01
LFG | 19.67 | 38.95 | 38.95 | 38.95 | 38.95 | 38.95
Nuc | 298.95 | 298.95 | 433.86 | 433.86 | 310.73 | 533.33
PS | 44.44 | 44.44 | 44.44 | 44.44 | 44.44 | 44.44
PV | 0 | 0 | 0 | 0 | 0 | 0
PeakG | 61.2 | 89.88 | 71.67 | 85.63 | 85.63 | 85.63
PeakO | 15.67 | 19.97 | 16.01 | 16.01 | 16.01 | 16.01
ST | 0 | 0 | 0 | 0 | 0 | 0
STOG | 125.33 | 148.3 | 127.13 | 127.13 | 127.13 | 127.13
STWD | 5.22 | 6.54 | 5.33 | 5.33 | 5.33 | 5.33
WT | 61.65 | 61.65 | 78.5 | 78.5 | 83.4 | 88.52
IGCC | 0 | 0 | 0 | 0 | 0 | 0
DemandResponse | 0 | 0 | 0 | 0 | 0 | 0
IGCC-CCS | 0 | 0 | 0 | 0 | 0 | 0
WT_off | 0 | 0 | 0 | 0 | 0 | 0
PseudoUnit | 0 | 0 | 0 | 0 | 0 | 0
FixedInterchange | 0 | 0 | 0 | 0 | 0 | 0
Base FOM Costs by Reporting Type: MISO_MO-IL
ReportingType | 2015 | 2020 | 2025 | 2030 | 2035 | 2040
BM | 0 | 0 | 0 | 0 | 0 | 0
CC | 31.4 | 39.92 | 32.06 | 35.22 | 39.25 | 39.25
CSP | 0 | 0 | 0 | 0 | 0 | 0
CT | 0 | 0 | 0 | 0 | 0 | 0
Coal | 1032.33 | 1133.44 | 1061.61 | 1224.95 | 1396.58 | 1469
Geo | 0 | 0 | 0 | 0 | 0 | 0
H | 5.01 | 5.01 | 5.01 | 5.01 | 5.01 | 5.01
LFG | 2.17 | 2.17 | 29.04 | 29.04 | 29.04 | 29.04
Nuc | 335.87 | 353.39 | 353.39 | 353.39 | 353.39 | 353.39
PS | 10.45 | 10.45 | 10.45 | 10.45 | 10.45 | 10.45
PV | 0 | 0 | 0 | 0 | 0 | 0
PeakG | 77.83 | 114.84 | 80.73 | 103.92 | 110.46 | 110.46
PeakO | 21.48 | 28.65 | 22.96 | 22.96 | 22.96 | 22.96
ST | 0 | 0 | 0 | 0 | 0 | 0
STOG | 26.02 | 30.78 | 26.39 | 26.39 | 26.39 | 26.39
STWD | 0 | 0 | 0 | 0 | 0 | 0
WT | 21.36 | 21.36 | 21.36 | 21.36 | 21.36 | 21.36
IGCC | 0 | 0 | 0 | 0 | 0 | 0
DemandResponse | 0 | 0 | 0 | 0 | 0 | 0
IGCC-CCS | 0 | 0 | 0 | 0 | 0 | 0
WT_off | 0 | 0 | 0 | 0 | 0 | 0
PseudoUnit | 0 | 0 | 0 | 0 | 0 | 0
FixedInterchange | 0 | 0 | 0 | 0 | 0 | 0
Base FOM Costs by Reporting Type: MISO_W
ReportingType | 2015 | 2020 | 2025 | 2030 | 2035 | 2040
BM | 0 | 0 | 0 | 0 | 0 | 0
CC | 90.43 | 114.8 | 92.68 | 92.68 | 109.48 | 112.22
CSP | 0 | 0 | 0 | 0 | 0 | 0
CT | 0 | 0 | 0 | 0 | 0 | 0
Coal | 747.31 | 835.38 | 835.37 | 868.73 | 1115.6 | 1452.15
Geo | 0 | 0 | 0 | 0 | 0 | 0
H | 7.08 | 7.08 | 7.08 | 7.08 | 7.08 | 7.08
LFG | 24.73 | 24.73 | 33.36 | 33.36 | 33.36 | 33.36
Nuc | 358.77 | 358.77 | 358.77 | 574.81 | 0.04 | 0.04
PS | 0 | 0 | 0 | 0 | 0 | 0
PV | 0 | 0 | 0 | 0 | 0 | 0
PeakG | 87.12 | 123.54 | 89.97 | 105.17 | 108.71 | 108.71
PeakO | 56.38 | 79.08 | 64.57 | 64.57 | 64.57 | 64.57
ST | 0 | 0 | 0 | 0 | 0 | 0
STOG | 7.56 | 8.94 | 7.67 | 7.67 | 7.67 | 7.67
STWD | 10.03 | 12.55 | 10.23 | 10.23 | 10.23 | 10.23
WT | 268.82 | 326.82 | 413.06 | 433.66 | 451.8 | 466.14
IGCC | 0 | 0 | 0 | 0 | 0 | 0
DemandResponse | 0 | 0 | 0 | 0 | 0 | 0
IGCC-CCS | 0 | 0 | 0 | 0 | 0 | 0
WT_off | 0 | 0 | 0 | 0 | 0 | 0
PseudoUnit | 0 | 0 | 0 | 0 | 0 | 0
FixedInterchange | 0 | 0 | 0 | 0 | 0 | 0
Base FOM Costs by Reporting Type: MISO_WUMS
ReportingType | 2015 | 2020 | 2025 | 2030 | 2035 | 2040
BM | 0 | 0 | 0 | 0 | 0 | 0
CC | 80.83 | 117.93 | 104.09 | 107.71 | 146.53 | 150.34
CSP | 0 | 0 | 0 | 0 | 0 | 0
CT | 0 | 14.09 | 14.09 | 43.43 | 52.73 | 52.73
Coal | 354.27 | 404.31 | 416.7 | 437.73 | 448.48 | 513.45
Geo | 0 | 0 | 0 | 0 | 0 | 0
H | 4.79 | 4.8 | 4.8 | 4.8 | 4.8 | 4.8
LFG | 8.57 | 9.47 | 35.44 | 35.44 | 35.44 | 35.44
Nuc | 264.54 | 287.77 | 264.54 | 509.51 | 0.04 | 0.04
PS | 0 | 0 | 0 | 0 | 0 | 0
PV | 0 | 0 | 0 | 0 | 0 | 0
PeakG | 55.64 | 81.65 | 65.08 | 77.65 | 77.65 | 77.65
PeakO | 13.52 | 17.78 | 14.69 | 14.69 | 14.69 | 14.69
ST | 0 | 0 | 0 | 0 | 0 | 0
STOG | 13.21 | 15.63 | 13.39 | 13.39 | 13.39 | 13.39
STWD | 3.37 | 4.21 | 3.43 | 3.43 | 3.43 | 3.43
WT | 46.36 | 46.36 | 46.36 | 46.36 | 46.36 | 46.36
IGCC | 0 | 0 | 0 | 0 | 0 | 0
DemandResponse | 0 | 0 | 0 | 0 | 0 | 0
IGCC-CCS | 0 | 0 | 0 | 0 | 0 | 0
WT_off | 0 | 0 | 0 | 0 | 0 | 0
PseudoUnit | 0 | 0 | 0 | 0 | 0 | 0
FixedInterchange | 0 | 0 | 0 | 0 | 0 | 0
Base FOM Costs by Reporting Type: Nebraska
ReportingType | 2015 | 2020 | 2025 | 2030 | 2035 | 2040
BM | 0 | 0 | 0 | 0 | 0 | 0
CC | 10.62 | 13.51 | 10.85 | 10.85 | 12.75 | 13.28
CSP | 0 | 0 | 0 | 0 | 0 | 0
CT | 0 | 0 | 0 | 0 | 0 | 0
Coal | 257.61 | 296.53 | 307.03 | 346.96 | 376.82 | 493.2
Geo | 0 | 0 | 0 | 0 | 0 | 0
H | 2.38 | 2.38 | 2.38 | 2.38 | 2.38 | 2.38
LFG | 0.72 | 0.72 | 9.35 | 9.35 | 9.35 | 9.35
Nuc | 198.14 | 215.54 | 198.14 | 256.34 | 0.08 | 0.08
PS | 0 | 0 | 0 | 0 | 0 | 0
PV | 0 | 0 | 0 | 0 | 0 | 0
PeakG | 21.82 | 37.31 | 31.37 | 31.37 | 31.37 | 31.37
PeakO | 9.57 | 12.19 | 9.77 | 9.77 | 9.77 | 9.77
ST | 0 | 0 | 0 | 0 | 0 | 0
STOG | 0 | 0 | 0 | 0 | 0 | 0
STWD | 0 | 0 | 0 | 0 | 0 | 0
WT | 10.53 | 10.53 | 10.53 | 10.53 | 10.53 | 10.53
IGCC | 0 | 0 | 0 | 0 | 0 | 0
DemandResponse | 0 | 0 | 0 | 0 | 0 | 0
IGCC-CCS | 0 | 0 | 0 | 0 | 0 | 0
WT_off | 0 | 0 | 0 | 0 | 0 | 0
PseudoUnit | 0 | 0 | 0 | 0 | 0 | 0
FixedInterchange | 0 | 0 | 0 | 0 | 0 | 0
Base FOM Costs by Reporting Type: NEISO
ReportingType | 2015 | 2020 | 2025 | 2030 | 2035 | 2040
BM | 25.35 | 25.35 | 25.35 | 25.35 | 25.35 | 25.35
CC | 293 | 364.52 | 298.59 | 325.48 | 358.91 | 358.91
CSP | 0 | 0 | 0 | 0 | 0 | 0
CT | 2.24 | 2.24 | 2.24 | 2.24 | 8.5 | 15.98
Coal | 22.84 | 0 | 0 | 0 | 0 | 0
Geo | 0 | 0 | 0 | 0 | 0 | 0
H | 46.4 | 46.4 | 46.4 | 46.4 | 46.45 | 46.45
LFG | 70.11 | 78.5 | 78.5 | 78.5 | 78.5 | 78.5
Nuc | 735.11 | 799.67 | 735.11 | 735.11 | 531.12 | 889.04
PS | 39.74 | 39.74 | 39.74 | 39.74 | 39.74 | 39.74
PV | 0.03 | 5.27 | 5.27 | 5.29 | 5.29 | 5.29
PeakG | 19.94 | 29.61 | 20.7 | 22.52 | 28.85 | 28.85
PeakO | 14.92 | 19.02 | 15.24 | 15.24 | 15.24 | 15.24
ST | 0 | 0 | 0 | 0 | 0 | 0
STOG | 0 | 0 | 0 | 0 | 0 | 0
STWD | 19.55 | 24.46 | 19.93 | 19.93 | 19.93 | 19.93
WT | 13.44 | 88.84 | 145.25 | 155.17 | 155.17 | 155.17
IGCC | 0 | 0 | 0 | 0 | 0 | 0
DemandResponse | 0 | 0 | 0 | 0 | 0 | 0
IGCC-CCS | 0 | 0 | 0 | 0 | 0 | 0
WT_off | 24.96 | 24.96 | 24.96 | 24.96 | 0 | 0
PseudoUnit | 0 | 0 | 0 | 0 | 0 | 0
FixedInterchange | 0 | 0 | 0 | 0 | 0 | 0
Base FOM Costs by Reporting Type: NonRTO_Midwest
ReportingType | 2015 | 2020 | 2025 | 2030 | 2035 | 2040
BM | 0 | 0 | 0 | 0 | 0 | 0
CC | 0 | 0.48 | 0.48 | 11.52 | 16.26 | 21.24
CSP | 0 | 0 | 0 | 0 | 0 | 0
CT | 0 | 0.92 | 0.92 | 1.76 | 1.94 | 2.74
Coal | 713.05 | 777.48 | 778.94 | 831.38 | 909.96 | 997.46
Geo | 0 | 0 | 0 | 0 | 0 | 0
H | 2.04 | 2.04 | 2.04 | 2.04 | 2.04 | 2.04
LFG | 1.69 | 1.69 | 11.39 | 20.97 | 20.97 | 20.97
Nuc | 0.01 | 0.01 | 0.01 | 0.01 | 0.01 | 0.01
PS | 0 | 0 | 0 | 0 | 0 | 0
PV | 0 | 0 | 0 | 0 | 0 | 0
PeakG | 56.39 | 83.4 | 58.5 | 71.11 | 80.61 | 80.61
PeakO | 0.35 | 0.45 | 0.36 | 0.36 | 0.36 | 0.36
ST | 0 | 0 | 0 | 0 | 0 | 0
STOG | 0 | 0 | 0 | 0 | 0 | 0
STWD | 0 | 0 | 0 | 0 | 0 | 0
WT | 2.26 | 2.26 | 2.26 | 2.26 | 2.26 | 2.26
IGCC | 0 | 0 | 0 | 0 | 0 | 0
DemandResponse | 0 | 0 | 0 | 0 | 0 | 0
IGCC-CCS | 0 | 0 | 0 | 0 | 0 | 0
WT_off | 0 | 0 | 0 | 0 | 0 | 0
PseudoUnit | 0 | 0 | 0 | 0 | 0 | 0
FixedInterchange | 0 | 0 | 0 | 0 | 0 | 0
Base FOM Costs by Reporting Type: NYISO_A-F
ReportingType | 2015 | 2020 | 2025 | 2030 | 2035 | 2040
BM | 0 | 0 | 0 | 0 | 0 | 0
CC | 115.84 | 148.08 | 131.11 | 142.52 | 142.52 | 142.52
CSP | 0 | 0 | 0 | 0 | 0 | 0
CT | 0 | 0 | 0 | 0 | 0 | 0
Coal | 0 | 0 | 0 | 0 | 0 | 0
Geo | 0 | 0 | 0 | 0 | 0 | 0
H | 62.6 | 62.6 | 62.6 | 62.6 | 62.6 | 62.6
LFG | 20.8 | 20.8 | 22.51 | 28.97 | 28.97 | 28.97
Nuc | 505.95 | 525.87 | 505.95 | 407.64 | 505.91 | 474.52
PS | 33.52 | 33.52 | 33.52 | 33.52 | 33.52 | 33.52
PV | 0 | 0 | 0 | 0 | 0 | 0
PeakG | 3.78 | 5.56 | 5.31 | 5.31 | 5.31 | 5.31
PeakO | 1.14 | 1.46 | 1.17 | 1.17 | 1.17 | 1.17
ST | 0 | 0 | 0 | 0 | 0 | 0
STOG | 0 | 0 | 0 | 0 | 0 | 0
STWD | 2.76 | 3.45 | 2.81 | 2.81 | 2.81 | 2.81
WT | 113.42 | 133.35 | 133.35 | 149.24 | 162.97 | 162.97
IGCC | 0 | 0 | 0 | 0 | 0 | 0
DemandResponse | 0 | 0 | 0 | 0 | 0 | 0
IGCC-CCS | 0 | 0 | 0 | 0 | 0 | 0
WT_off | 0 | 0 | 0 | 0 | 0 | 0
PseudoUnit | 0 | 0 | 0 | 0 | 0 | 0
FixedInterchange | 0 | 0 | 0 | 0 | 0 | 0
Base FOM Costs by Reporting Type: NYISO_G-I
ReportingType | 2015 | 2020 | 2025 | 2030 | 2035 | 2040
BM | 0 | 0 | 0 | 0 | 0 | 0
CC | 34.33 | 43.65 | 35.09 | 47.94 | 99.83 | 144.94
CSP | 0 | 0 | 0 | 0 | 0 | 0
CT | 0 | 0 | 0 | 0 | 0 | 0
Coal | 0 | 0 | 0 | 0 | 0 | 0
Geo | 0 | 0 | 0 | 0 | 0 | 0
H | 0.46 | 0.46 | 0.46 | 0.46 | 0.46 | 0.46
LFG | 7.72 | 7.72 | 16.67 | 16.67 | 16.67 | 16.67
Nuc | 323.64 | 352.06 | 323.64 | 323.64 | 425.66 | 0.15
PS | 0 | 0 | 0 | 0 | 0 | 0
PV | 0 | 0 | 0 | 0 | 0 | 0
PeakG | 1.51 | 2.04 | 1.56 | 1.56 | 1.56 | 1.56
PeakO | 2.55 | 3.25 | 2.61 | 2.61 | 2.61 | 2.61
ST | 0 | 0 | 0 | 0 | 0 | 0
STOG | 0 | 0 | 0 | 0 | 0 | 0
STWD | 0 | 0 | 0 | 0 | 0 | 0
WT | 0 | 1.68 | 1.68 | 1.68 | 1.68 | 1.68
IGCC | 0 | 0 | 0 | 0 | 0 | 0
DemandResponse | 0 | 0 | 0 | 0 | 0 | 0
IGCC-CCS | 0 | 0 | 0 | 0 | 0 | 0
WT_off | 0 | 0 | 0 | 0 | 0 | 0
PseudoUnit | 0 | 0 | 0 | 0 | 0 | 0
FixedInterchange | 0 | 0 | 0 | 0 | 0 | 0
Base FOM Costs by Reporting Type: NYISO_J-K
ReportingType | 2015 | 2020 | 2025 | 2030 | 2035 | 2040
BM | 0 | 0 | 0 | 0 | 0 | 0
CC | 125.46 | 154.92 | 127.77 | 138.94 | 152.61 | 152.61
CSP | 0 | 0 | 0 | 0 | 0 | 0
CT | 0 | 0 | 5.93 | 12.38 | 12.45 | 15.15
Coal | 0 | 0 | 0 | 0 | 0 | 0
Geo | 0 | 0 | 0 | 0 | 0 | 0
H | 0 | 0 | 0 | 0 | 0 | 0
LFG | 14.96 | 14.96 | 14.96 | 23.9 | 23.9 | 23.9
Nuc | 0.01 | 0.01 | 0.01 | 0.01 | 0.01 | 0.01
PS | 0 | 0 | 0 | 0 | 0 | 0
PV | 0.53 | 0.53 | 0.53 | 0.53 | 0 | 0
PeakG | 54.7 | 77.08 | 56.45 | 62.35 | 66.78 | 66.78
PeakO | 61.69 | 79.16 | 63.78 | 65.02 | 65.02 | 65.02
ST | 0 | 0 | 0 | 0 | 0 | 0
STOG | 246.33 | 291.47 | 249.86 | 249.86 | 249.86 | 249.86
STWD | 0 | 0 | 0 | 0 | 0 | 0
WT | 0 | 0 | 0 | 0 | 0 | 0
IGCC | 0 | 0 | 0 | 0 | 0 | 0
DemandResponse | 0 | 0 | 0 | 0 | 0 | 0
IGCC-CCS | 0 | 0 | 0 | 0 | 0 | 0
WT_off | 0 | 0 | 0 | 0 | 0 | 0
PseudoUnit | 0 | 0 | 0 | 0 | 0 | 0
FixedInterchange | 0 | 0 | 0 | 0 | 0 | 0
Base FOM Costs by Reporting Type: PJM_E
ReportingType | 2015 | 2020 | 2025 | 2030 | 2035 | 2040
BM | 3.02 | 3.02 | 3.02 | 3.02 | 3.02 | 3.02
CC | 297.21 | 359.4 | 312.87 | 330.19 | 350.43 | 350.43
CSP | 0 | 0 | 0 | 0 | 0 | 0
CT | 0.18 | 0.18 | 0.18 | 0.18 | 2.17 | 9.1
Coal | 41.72 | 0.8 | 0.8 | 0.8 | 0.8 | 0.8
Geo | 0 | 0 | 0 | 0 | 0 | 0
H | 3.85 | 3.85 | 3.85 | 3.85 | 3.85 | 3.85
LFG | 56.83 | 72.83 | 72.83 | 72.83 | 72.83 | 72.83
Nuc | 1340.77 | 1281.14 | 1243.52 | 1243.52 | 891.55 | 1851.24
PS | 9.5 | 9.5 | 9.5 | 9.5 | 9.5 | 9.5
PV | 0.75 | 0.75 | 0.75 | 0.75 | 0.75 | 0.75
PeakG | 75.2 | 106.43 | 77.64 | 89.79 | 93.22 | 93.22
PeakO | 75.92 | 100.78 | 82.41 | 82.41 | 82.41 | 82.41
ST | 0 | 0 | 0 | 0 | 0 | 0
STOG | 114.94 | 136 | 116.59 | 116.59 | 116.59 | 116.59
STWD | 0 | 0 | 0 | 0 | 0 | 0
WT | 32.63 | 32.63 | 32.63 | 32.63 | 32.63 | 32.63
IGCC | 0 | 0 | 0 | 0 | 0 | 0
DemandResponse | 0 | 0 | 0 | 0 | 0 | 0
IGCC-CCS | 0 | 0 | 0 | 0 | 0 | 0
WT_off | 0 | 0 | 58.67 | 58.67 | 58.67 | 58.67
PseudoUnit | 0 | 0 | 0 | 0 | 0 | 0
FixedInterchange | 0 | 0 | 0 | 0 | 0 | 0
Base FOM Costs by Reporting Type: PJM_ROM
ReportingType | 2015 | 2020 | 2025 | 2030 | 2035 | 2040
BM | 1.81 | 1.81 | 1.81 | 1.81 | 1.81 | 1.81
CC | 142.43 | 174.53 | 145.82 | 151.1 | 220.9 | 380.52
CSP | 0 | 0 | 0 | 0 | 0 | 0
CT | 0.11 | 0.11 | 0.11 | 0.11 | 0.11 | 0.11
Coal | 563.88 | 580.11 | 624.46 | 820.55 | 850.88 | 868.57
Geo | 0 | 0 | 0 | 0 | 0 | 0
H | 19.83 | 19.83 | 19.83 | 19.83 | 19.83 | 29.48
LFG | 43.05 | 74.95 | 74.95 | 74.95 | 74.95 | 74.95
Nuc | 796.99 | 1106.64 | 1081 | 1081 | 960.48 | 1282.37
PS | 35.92 | 35.92 | 35.92 | 35.92 | 35.92 | 35.92
PV | 0.06 | 24.33 | 39.4 | 42.99 | 44.61 | 46.13
PeakG | 30.83 | 44.67 | 41.32 | 41.32 | 41.32 | 41.32
PeakO | 45.95 | 58.57 | 46.94 | 46.94 | 46.94 | 46.94
ST | 0 | 0 | 0 | 0 | 0 | 0
STOG | 47.53 | 56.24 | 48.21 | 48.21 | 48.21 | 48.21
STWD | 2.24 | 2.81 | 2.29 | 2.29 | 2.29 | 2.29
WT | 38.48 | 38.48 | 59.54 | 187.64 | 222.65 | 222.65
IGCC | 0 | 0 | 0 | 0 | 0 | 0
DemandResponse | 0 | 0 | 0 | 0 | 0 | 0
IGCC-CCS | 0 | 0 | 0 | 0 | 0 | 0
WT_off | 0 | 0 | 0 | 0 | 0 | 0
PseudoUnit | 0 | 0 | 0 | 0 | 0 | 0
FixedInterchange | 0 | 0 | 0 | 0 | 0 | 0
Base FOM Costs by Reporting Type: PJM_ROR
ReportingType | 2015 | 2020 | 2025 | 2030 | 2035 | 2040
BM | 38.69 | 38.69 | 38.69 | 38.69 | 38.69 | 19.4
CC | 357.07 | 446.97 | 374.27 | 415.78 | 618.05 | 618.05
CSP | 0 | 0 | 0 | 0 | 0 | 0
CT | 0.19 | 0.19 | 0.19 | 0.19 | 0.19 | 0.19
Coal | 3363.51 | 3110.2 | 3181.36 | 3694.57 | 4186.25 | 4434.25
Geo | 0 | 0 | 0 | 0 | 0 | 0
H | 26.17 | 26.17 | 33.33 | 33.33 | 33.33 | 33.33
LFG | 65.06 | 65.06 | 126.87 | 126.87 | 126.87 | 126.87
Nuc | 3165.2 | 3403.21 | 3298.33 | 3161.12 | 2484.56 | 4273.97
PS | 73.14 | 73.14 | 73.14 | 73.14 | 73.14 | 73.14
PV | 0.35 | 0.35 | 0.35 | 0.35 | 0.35 | 0.35
PeakG | 325.76 | 481.29 | 337.93 | 436.45 | 464.24 | 464.24
PeakO | 48.69 | 65.15 | 52.22 | 52.22 | 52.22 | 52.22
ST | 0 | 0 | 0 | 0 | 0 | 0
STOG | 91.71 | 108.52 | 93.03 | 93.03 | 93.03 | 93.03
STWD | 6.22 | 7.78 | 6.34 | 6.34 | 6.34 | 6.34
WT | 322.6 | 322.6 | 322.6 | 327.98 | 327.98 | 356.57
IGCC | 0 | 0 | 0 | 0 | 0 | 0
DemandResponse | 0 | 0 | 0 | 0 | 0 | 0
IGCC-CCS | 0 | 0 | 0 | 0 | 0 | 0
WT_off | 0 | 0 | 0 | 0 | 0 | 0
PseudoUnit | 0 | 0 | 0 | 0 | 0 | 0
FixedInterchange | 0 | 0 | 0 | 0 | 0 | 0
Base FOM Costs by Reporting Type: SOCO
ReportingType | 2015 | 2020 | 2025 | 2030 | 2035 | 2040
BM | 5.53 | 5.53 | 5.53 | 5.53 | 5.53 | 5.53
CC | 511.87 | 633.85 | 524.61 | 593.47 | 672.39 | 672.39
CSP | 0 | 0 | 0 | 0 | 0 | 0
CT | 0 | 0 | 0 | 0 | 0 | 0
Coal | 1182.6 | 1235.54 | 1256.13 | 1419.04 | 1713.2 | 1996.79
Geo | 0 | 0 | 0 | 0 | 0 | 0
H | 59.74 | 59.74 | 59.74 | 59.74 | 59.74 | 59.74
LFG | 4.46 | 4.46 | 17.39 | 17.39 | 17.39 | 17.39
Nuc | 913.32 | 1108.57 | 1108.57 | 1108.57 | 1108.57 | 1148.07
PS | 39.76 | 39.76 | 39.76 | 39.76 | 39.76 | 39.76
PV | 0 | 0 | 0 | 0 | 0 | 0
PeakG | 178.03 | 264.31 | 184.78 | 241.53 | 257.54 | 257.54
PeakO | 0 | 0 | 0 | 0 | 0 | 0
ST | 0 | 0 | 0 | 0 | 0 | 0
STOG | 0 | 0 | 0 | 0 | 0 | 0
STWD | 0 | 0 | 0 | 0 | 0 | 0
WT | 0 | 0 | 0 | 0 | 0 | 0
IGCC | 0 | 0 | 0 | 0 | 0 | 0
DemandResponse | 0 | 0 | 0 | 0 | 0 | 0
IGCC-CCS | 0 | 0 | 0 | 0 | 0 | 0
WT_off | 0 | 0 | 0 | 0 | 0 | 0
PseudoUnit | 0 | 0 | 0 | 0 | 0 | 0
FixedInterchange | 0 | 0 | 0 | 0 | 0 | 0
Base FOM Costs by Reporting Type: SPP_N
ReportingType | 2015 | 2020 | 2025 | 2030 | 2035 | 2040
BM | 0 | 0 | 0 | 0 | 0 | 0
CC | 41.13 | 68.66 | 58.37 | 62.9 | 67.79 | 67.79
CSP | 0 | 0 | 0 | 0 | 0 | 0
CT | 0 | 0 | 0 | 0 | 0 | 0
Coal | 578.25 | 659.9 | 669.66 | 737.29 | 791.03 | 949.66
Geo | 0 | 0 | 0 | 0 | 0 | 0
H | 0.3 | 0.3 | 0.3 | 0.3 | 0.3 | 0.3
LFG | 0.84 | 0.84 | 12.28 | 12.28 | 12.28 | 12.28
Nuc | 174.48 | 183.58 | 183.58 | 183.58 | 183.58 | 183.58
PS | 0 | 0 | 0 | 0 | 0 | 0
PV | 0 | 0 | 0 | 0 | 0 | 0
PeakG | 74.97 | 117.69 | 105.7 | 105.7 | 105.7 | 105.7
PeakO | 34.89 | 44.84 | 35.94 | 35.94 | 35.94 | 35.94
ST | 0 | 0 | 0 | 0 | 0 | 0
STOG | 73.04 | 86.42 | 74.08 | 74.08 | 74.08 | 74.08
STWD | 0 | 0 | 0 | 0 | 0 | 0
WT | 41.99 | 41.99 | 41.99 | 41.99 | 92.02 | 92.02
IGCC | 0 | 0 | 0 | 0 | 0 | 0
DemandResponse | 0 | 0 | 0 | 0 | 0 | 0
IGCC-CCS | 0 | 0 | 0 | 0 | 0 | 0
WT_off | 0 | 0 | 0 | 0 | 0 | 0
PseudoUnit | 0 | 0 | 0 | 0 | 0 | 0
FixedInterchange | 0 | 0 | 0 | 0 | 0 | 0
Base FOM Costs by Reporting Type: SPP_S
ReportingType | 2015 | 2020 | 2025 | 2030 | 2035 | 2040
BM | 0 | 0 | 0 | 0 | 0 | 0
CC | 327.42 | 419.24 | 340.66 | 390.78 | 426.84 | 430.48
CSP | 0 | 0 | 0 | 0 | 0 | 0
CT | 2.76 | 4.77 | 4.77 | 4.77 | 4.77 | 4.77
Coal | 818.02 | 907.18 | 898.91 | 906.86 | 969.96 | 1215.96
Geo | 0 | 0 | 0 | 0 | 0 | 0
H | 30.03 | 30.03 | 30.03 | 30.03 | 30.03 | 30.03
LFG | 2.29 | 2.29 | 3.89 | 13.72 | 13.72 | 13.72
Nuc | 0.01 | 0.01 | 0.01 | 0.01 | 0.01 | 0.01
PS | 10.59 | 10.59 | 10.59 | 10.59 | 10.59 | 10.59
PV | 0 | 0 | 0 | 0 | 0 | 0
PeakG | 60.2 | 87.93 | 62.37 | 76.78 | 82.77 | 82.77
PeakO | 3.36 | 4.54 | 3.63 | 3.63 | 3.64 | 3.66
ST | 0 | 0 | 0 | 0 | 0 | 0
STOG | 284.53 | 336.68 | 288.61 | 288.61 | 288.61 | 288.61
STWD | 2.69 | 3.37 | 2.75 | 2.75 | 2.75 | 2.75
WT | 90.68 | 164 | 170.08 | 214.25 | 594.33 | 621.4
IGCC | 0 | 0 | 0 | 0 | 0 | 0
DemandResponse | 0 | 0 | 0 | 0 | 0 | 0
IGCC-CCS | 0 | 0 | 0 | 0 | 0 | 0
WT_off | 0 | 0 | 0 | 0 | 0 | 0
PseudoUnit | 0 | 0 | 0 | 0 | 0 | 0
FixedInterchange | 0 | 0 | 0 | 0 | 0 | 0
Base FOM Costs by Reporting Type: TVA
ReportingType | 2015 | 2020 | 2025 | 2030 | 2035 | 2040
BM | 0 | 0 | 0 | 0 | 0 | 0
CC | 152.84 | 188.78 | 155.65 | 179.99 | 204.44 | 204.44
CSP | 0 | 0 | 0 | 0 | 0 | 0
CT | 0 | 8.38 | 8.38 | 15.38 | 15.38 | 15.38
Coal | 996.87 | 1074.81 | 1112.28 | 1215.43 | 1357.26 | 1440.31
Geo | 0 | 0 | 0 | 0 | 0 | 0
H | 72.8 | 72.8 | 72.8 | 72.8 | 72.8 | 72.8
LFG | 1.57 | 1.57 | 14.49 | 14.49 | 14.49 | 14.49
Nuc | 1166.71 | 1410.81 | 1364.99 | 1364.99 | 967.38 | 1347.28
PS | 41.38 | 41.38 | 41.38 | 41.38 | 41.38 | 41.38
PV | 0 | 0 | 0 | 0 | 0 | 0
PeakG | 99.24 | 153.37 | 140.99 | 140.99 | 140.99 | 140.99
PeakO | 1.87 | 2.54 | 1.92 | 2.49 | 2.49 | 2.49
ST | 0 | 0 | 0 | 0 | 0 | 0
STOG | 0 | 0 | 0 | 0 | 0 | 0
STWD | 0.16 | 0.2 | 0.16 | 0.16 | 0.16 | 0.16
WT | 0.99 | 0.99 | 0.99 | 0.99 | 0.99 | 0.99
IGCC | 0 | 0 | 0 | 0 | 0 | 0
DemandResponse | 0 | 0 | 0 | 0 | 0 | 0
IGCC-CCS | 0 | 0 | 0 | 0 | 0 | 0
WT_off | 0 | 0 | 0 | 0 | 0 | 0
PseudoUnit | 0 | 0 | 0 | 0 | 0 | 0
FixedInterchange | 0 | 0 | 0 | 0 | 0 | 0
Base FOM Costs by Reporting Type: TVA_Transmission
ReportingType | 2015 | 2020 | 2025 | 2030 | 2035 | 2040
BM | 0 | 0 | 0 | 0 | 0 | 0
CC | 0 | 0 | 0 | 0 | 0 | 0
CSP | 0 | 0 | 0 | 0 | 0 | 0
CT | 0 | 0 | 0 | 0 | 0 | 0
Coal | 0 | 0 | 0 | 0 | 0 | 0
Geo | 0 | 0 | 0 | 0 | 0 | 0
H | 0 | 0 | 0 | 0 | 0 | 0
LFG | 0 | 0 | 0 | 0 | 0 | 0
Nuc | 0 | 0 | 0 | 0 | 0 | 0
PS | 0 | 0 | 0 | 0 | 0 | 0
PV | 0 | 0 | 0 | 0 | 0 | 0
PeakG | 0 | 0 | 0 | 0 | 0 | 0
PeakO | 0 | 0 | 0 | 0 | 0 | 0
ST | 0 | 0 | 0 | 0 | 0 | 0
STOG | 0 | 0 | 0 | 0 | 0 | 0
STWD | 0 | 0 | 0 | 0 | 0 | 0
WT | 0 | 0 | 0 | 0 | 0 | 0
IGCC | 0 | 0 | 0 | 0 | 0 | 0
DemandResponse | 0 | 0 | 0 | 0 | 0 | 0
IGCC-CCS | 0 | 0 | 0 | 0 | 0 | 0
WT_off | 0 | 0 | 0 | 0 | 0 | 0
PseudoUnit | 0 | 0 | 0 | 0 | 0 | 0
FixedInterchange | 0 | 0 | 0 | 0 | 0 | 0
Base FOM Costs by Reporting Type: VACAR
ReportingType | 2015 | 2020 | 2025 | 2030 | 2035 | 2040
BM | 0.09 | 33.48 | 93.42 | 99.16 | 115.97 | 125.67
CC | 165.33 | 194.75 | 168.81 | 188.18 | 303.36 | 368.96
CSP | 0 | 0 | 0 | 0 | 0 | 0
CT | 4.8 | 4.8 | 4.8 | 6.44 | 12.65 | 12.65
Coal | 1214.93 | 1130.15 | 1159.87 | 1330.99 | 1503.22 | 1590.98
Geo | 0 | 0 | 0 | 0 | 0 | 0
H | 30.23 | 30.23 | 30.23 | 30.23 | 30.23 | 30.23
LFG | 7.64 | 20.52 | 20.52 | 20.52 | 20.52 | 20.52
Nuc | 1808.91 | 2305.65 | 2412.25 | 2412.25 | 1898.22 | 3228.6
PS | 62.1 | 62.1 | 62.1 | 62.1 | 62.1 | 62.1
PV | 0.23 | 2.49 | 2.68 | 2.74 | 2.95 | 3.07
PeakG | 142.93 | 209.84 | 148.17 | 188.38 | 199.72 | 199.72
PeakO | 36.13 | 46.34 | 37.33 | 38.01 | 38.01 | 38.01
ST | 0 | 0 | 0 | 0 | 0 | 0
STOG | 4.04 | 4.78 | 4.1 | 4.1 | 4.1 | 4.1
STWD | 9.01 | 11.27 | 9.18 | 9.18 | 9.18 | 9.18
WT | 0.03 | 98.25 | 98.25 | 98.25 | 98.25 | 98.25
IGCC | 0 | 0 | 0 | 0 | 0 | 0
DemandResponse | 0 | 0 | 0 | 0 | 0 | 0
IGCC-CCS | 0 | 0 | 0 | 0 | 0 | 0
WT_off | 0.05 | 0.05 | 0.05 | 0.05 | 0.05 | 0.05
PseudoUnit | 0 | 0 | 0 | 0 | 0 | 0
FixedInterchange | 0 | 0 | 0 | 0 | 0 | 0
Base FOM Costs by Reporting Type: IESO
ReportingType | 2015 | 2020 | 2025 | 2030 | 2035 | 2040
BM | 32.8 | 32.8 | 32.8 | 32.8 | 32.8 | 32.8
CC | 102.19 | 102.19 | 102.19 | 102.19 | 109.32 | 136.24
CSP | 0 | 0 | 0 | 0 | 0 | 0
CT | 2.46 | 2.46 | 2.46 | 2.46 | 2.49 | 11.54
Coal | 0 | 0 | 0 | 0 | 0 | 0
Geo | 0 | 0 | 0 | 0 | 0 | 0
H | 123.83 | 123.83 | 123.83 | 123.83 | 123.83 | 127.39
LFG | 14.17 | 14.17 | 14.17 | 14.17 | 14.23 | 14.23
Nuc | 2040.72 | 2040.72 | 2040.72 | 2040.72 | 1877.71 | 2113.95
PS | 2.92 | 2.92 | 2.92 | 2.92 | 2.92 | 2.92
PV | 18.26 | 18.26 | 18.26 | 18.26 | 0.44 | 0.44
PeakG | 11.67 | 13.67 | 13.67 | 13.67 | 13.67 | 13.67
PeakO | 0.66 | 0.66 | 0.78 | 0.86 | 0.86 | 0.86
ST | 0 | 0 | 0 | 0 | 0 | 0
STOG | 0 | 0 | 0 | 0 | 0 | 0
STWD | 0 | 0 | 0 | 0 | 0 | 0
WT | 102.92 | 102.92 | 102.92 | 102.92 | 43.8 | 43.8
IGCC | 0 | 0 | 0 | 0 | 0 | 0
DemandResponse | 0 | 0 | 0 | 0 | 0 | 0
IGCC-CCS | 0 | 0 | 0 | 0 | 0 | 0
WT_off | 0 | 0 | 0 | 0 | 0 | 0
PseudoUnit | 0 | 0 | 0 | 0 | 0 | 0
FixedInterchange | 0 | 0 | 0 | 0 | 0 | 0
Base FOM Costs by Reporting Type: MAPP_CA
ReportingType | 2015 | 2020 | 2025 | 2030 | 2035 | 2040
BM | 0 | 0 | 0 | 0 | 0 | 0
CC | 22.84 | 22.84 | 22.84 | 25.27 | 27.8 | 27.8
CSP | 0 | 0 | 0 | 0 | 0 | 0
CT | 3.14 | 3.14 | 3.14 | 3.14 | 0 | 0
Coal | 73.47 | 74.67 | 62.58 | 0 | 0 | 0
Geo | 0 | 0 | 0 | 0 | 0 | 0
H | 92.24 | 100.11 | 106.37 | 125.71 | 138.86 | 147.49
LFG | 0 | 0 | 0 | 0 | 0 | 0
Nuc | 0.01 | 0.01 | 0.01 | 0.01 | 0.01 | 0.01
PS | 0 | 0 | 0 | 0 | 0 | 0
PV | 0 | 0 | 0 | 0 | 0 | 0
PeakG | 9.88 | 9.88 | 9.88 | 9.88 | 13.09 | 13.09
PeakO | 0.09 | 0.09 | 0.09 | 0.12 | 0.12 | 0.12
ST | 0 | 0 | 0 | 0 | 0 | 0
STOG | 5.54 | 5.54 | 5.54 | 0 | 0 | 0
STWD | 0 | 0 | 0 | 0 | 0 | 0
WT | 17.9 | 17.9 | 17.9 | 17.9 | 9.41 | 9.41
IGCC | 0 | 0 | 0 | 0 | 0 | 0
DemandResponse | 0 | 0 | 0 | 0 | 0 | 0
IGCC-CCS | 0 | 0 | 0 | 0 | 0 | 0
WT_off | 0 | 0 | 0 | 0 | 0 | 0
PseudoUnit | 0 | 0 | 0 | 0 | 0 | 0
FixedInterchange | 0 | 0 | 0 | 0 | 0 | 0
Base FOM Costs by Reporting Type: AZ_NM_SNV_Coal
ReportingType | 2015 | 2020 | 2025 | 2030 | 2035 | 2040
BM | 0 | 0 | 0 | 0 | 0 | 0
CC | 0 | 0 | 0 | 0 | 0 | 0
CSP | 0 | 0 | 0 | 0 | 0 | 0
CT | 0 | 0 | 0 | 0 | 0 | 0
Coal | 731.78 | 781.65 | 789.38 | 904.87 | 1129.27 | 1325.63
Geo | 0 | 0 | 0 | 0 | 0 | 0
H | 0 | 0 | 0 | 0 | 0 | 0
LFG | 0 | 0 | 0 | 0 | 0 | 0
Nuc | 0 | 0 | 0 | 0 | 0 | 0
PS | 0 | 0 | 0 | 0 | 0 | 0
PV | 0 | 0 | 0 | 0 | 0 | 0
PeakG | 0 | 0 | 0 | 0 | 0 | 0
PeakO | 0 | 0 | 0 | 0 | 0 | 0
ST | 0 | 0 | 0 | 0 | 0 | 0
STOG | 0 | 0 | 0 | 0 | 0 | 0
STWD | 0 | 0 | 0 | 0 | 0 | 0
WT | 0 | 0 | 0 | 0 | 0 | 0
IGCC | 0 | 0 | 0 | 0 | 0 | 0
DemandResponse | 0 | 0 | 0 | 0 | 0 | 0
IGCC-CCS | 0 | 0 | 0 | 0 | 0 | 0
WT_off | 0 | 0 | 0 | 0 | 0 | 0
PseudoUnit | 0 | 0 | 0 | 0 | 0 | 0
FixedInterchange | 0 | 0 | 0 | 0 | 0 | 0
Base FOM Costs by Reporting Type: AZ_NM_SNV_Gas
ReportingType | 2015 | 2020 | 2025 | 2030 | 2035 | 2040
BM | 0 | 0 | 0 | 0 | 0 | 0
CC | 442.18 | 559.58 | 451.37 | 506.32 | 578.65 | 578.65
CSP | 0 | 0 | 0 | 0 | 0 | 0
CT | 4.93 | 4.93 | 4.93 | 4.93 | 0 | 0
Coal | 0 | 0 | 0 | 0 | 0 | 0
Geo | 0 | 0 | 0 | 0 | 0 | 0
H | 0 | 0 | 0 | 0 | 0 | 0
LFG | 0 | 0 | 0 | 0 | 0 | 0
Nuc | 0 | 0 | 0 | 0 | 0 | 0
PS | 0 | 0 | 0 | 0 | 0 | 0
PV | 0 | 0 | 0 | 0 | 0 | 0
PeakG | 45.82 | 68.03 | 54.51 | 66.29 | 66.29 | 66.29
PeakO | 0 | 0 | 0 | 0 | 0 | 0
ST | 0 | 0 | 0 | 0 | 0 | 0
STOG | 0 | 0 | 0 | 0 | 0 | 0
STWD | 0 | 0 | 0 | 0 | 0 | 0
WT | 0 | 0 | 0 | 0 | 0 | 0
IGCC | 0 | 0 | 0 | 0 | 0 | 0
DemandResponse | 0 | 0 | 0 | 0 | 0 | 0
IGCC-CCS | 0 | 0 | 0 | 0 | 0 | 0
WT_off | 0 | 0 | 0 | 0 | 0 | 0
PseudoUnit | 0 | 0 | 0 | 0 | 0 | 0
FixedInterchange | 0 | 0 | 0 | 0 | 0 | 0
Base FOM Costs by Reporting Type: AZ_NM_SNV_NucRenew
ReportingType | 2015 | 2020 | 2025 | 2030 | 2035 | 2040
BM | 0 | 0 | 0 | 0 | 0 | 0
CC | 0 | 0 | 0 | 0 | 0 | 0
CSP | 0 | 0 | 0 | 0 | 0 | 0
CT | 0 | 0 | 0 | 0 | 0 | 0
Coal | 0 | 0 | 0 | 0 | 0 | 0
Geo | 0 | 0 | 122.18 | 122.18 | 122.18 | 122.18
H | 44.6 | 44.6 | 44.6 | 44.6 | 44.6 | 44.6
LFG | 0.84 | 8.14 | 8.14 | 8.14 | 8.14 | 8.14
Nuc | 484.16 | 564.17 | 564.17 | 564.17 | 564.17 | 564.17
PS | 5.13 | 5.13 | 5.13 | 5.13 | 5.13 | 5.13
PV | 2.38 | 2.38 | 2.38 | 2.38 | 2.38 | 2.38
PeakG | 0 | 0 | 0 | 0 | 0 | 0
PeakO | 0 | 0 | 0 | 0 | 0 | 0
ST | 17.92 | 47.48 | 65.33 | 69.37 | 69.37 | 69.37
STOG | 0 | 0 | 0 | 0 | 0 | 0
STWD | 0.83 | 1.04 | 0.85 | 0.85 | 0.85 | 0.85
WT | 17.57 | 280.33 | 280.33 | 287.01 | 287.01 | 287.01
IGCC | 0 | 0 | 0 | 0 | 0 | 0
DemandResponse | 0 | 0 | 0 | 0 | 0 | 0
IGCC-CCS | 0 | 0 | 0 | 0 | 0 | 0
WT_off | 0 | 0 | 0 | 0 | 0 | 0
PseudoUnit | 0 | 0 | 0 | 0 | 0 | 0
FixedInterchange | 0 | 0 | 0 | 0 | 0 | 0
Base FOM Costs by Reporting Type: ERCOT
ReportingType | 2015 | 2020 | 2025 | 2030 | 2035 | 2040
BM | 14.57 | 14.57 | 14.57 | 14.57 | 14.57 | 14.57
CC | 891.19 | 1183.26 | 993.57 | 1061.46 | 1242.58 | 1300.83
CSP | 0 | 0 | 0 | 0 | 0 | 0
CT | 1.67 | 1.67 | 1.67 | 1.67 | 1.67 | 1.67
Coal | 1175.78 | 1362.67 | 1256.35 | 1310.78 | 1466.71 | 1773.28
Geo | 0 | 0 | 0 | 0 | 0 | 0
H | 8.05 | 8.05 | 8.05 | 8.05 | 8.05 | 8.05
LFG | 9.05 | 9.05 | 9.05 | 51.64 | 51.64 | 51.64
Nuc | 574.09 | 734.71 | 741.22 | 741.22 | 741.22 | 741.22
PS | 0 | 0 | 0 | 0 | 0 | 0
PV | 0.25 | 0.25 | 0.25 | 0.25 | 0.01 | 0.01
PeakG | 80.63 | 119.03 | 114.62 | 114.62 | 114.62 | 114.62
PeakO | 1.29 | 1.86 | 1.53 | 1.53 | 1.53 | 1.53
ST | 0 | 0 | 0 | 0 | 0 | 0
STOG | 695.62 | 823.11 | 684.01 | 684.01 | 684.01 | 684.01
STWD | 0 | 0 | 0 | 0 | 0 | 0
WT | 315.42 | 315.42 | 315.42 | 315.42 | 315.42 | 315.42
IGCC | 0 | 0 | 0 | 0 | 0 | 0
DemandResponse | 0 | 0 | 0 | 0 | 0 | 0
IGCC-CCS | 0 | 0 | 0 | 0 | 0 | 0
WT_off | 0 | 0 | 0 | 0 | 0 | 0
PseudoUnit | 0 | 0 | 0 | 0 | 0 | 0
FixedInterchange | 0 | 0 | 0 | 0 | 0 | 0
Base FOM Costs by Reporting Type: NP15
ReportingType | 2015 | 2020 | 2025 | 2030 | 2035 | 2040
BM | 0 | 0 | 0 | 0 | 0 | 0
CC | 205.4 | 258.04 | 212.25 | 226.85 | 253.32 | 239.8
CSP | 0 | 0 | 0 | 0 | 0 | 0
CT | 1.43 | 5.16 | 24.83 | 47.75 | 47.75 | 47.75
Coal | 1.65 | 2.13 | 1.99 | 2.13 | 0 | 0
Geo | 100.8 | 124.53 | 151.36 | 151.36 | 151.36 | 151.36
H | 125.7 | 125.7 | 125.7 | 125.7 | 125.7 | 125.7
LFG | 10.26 | 78.24 | 78.24 | 78.24 | 78.24 | 78.24
Nuc | 302.44 | 364.27 | 334.86 | 334.86 | 715.97 | 1126.87
PS | 53.58 | 53.58 | 53.58 | 53.58 | 53.58 | 53.58
PV | 0.89 | 0.89 | 0.89 | 0.89 | 0.78 | 0.78
PeakG | 56.04 | 82.34 | 58.1 | 74.01 | 78.49 | 78.49
PeakO | 10.26 | 13.08 | 10.48 | 10.49 | 10.49 | 10.49
ST | 1.86 | 1.86 | 1.86 | 1.86 | 1.86 | 1.86
STOG | 167.55 | 198.25 | 169.95 | 169.95 | 169.95 | 169.95
STWD | 14.17 | 17.73 | 14.44 | 14.44 | 14.44 | 14.44
WT | 40.21 | 130.14 | 130.14 | 130.14 | 130.14 | 130.14
IGCC | 0 | 0 | 0 | 0 | 0 | 0
DemandResponse | 0 | 0 | 0 | 0 | 0 | 0
IGCC-CCS | 0 | 0 | 0 | 0 | 0 | 0
WT_off | 0 | 0 | 0 | 0 | 0 | 0
PseudoUnit | 0 | 0 | 0 | 0 | 0 | 0
FixedInterchange | 0 | 0 | 0 | 0 | 0 | 0
Base FOM Costs by Reporting Type: NWPP_Coal
ReportingType | 2015 | 2020 | 2025 | 2030 | 2035 | 2040
BM | 0 | 0 | 0 | 0 | 0 | 0
CC | 0 | 0 | 0 | 0 | 0 | 0
CSP | 0 | 0 | 0 | 0 | 0 | 0
CT | 0 | 0 | 0 | 0 | 0 | 0
Coal | 900.47 | 954.64 | 993.34 | 1065.25 | 1236.53 | 1338.62
Geo | 0 | 0 | 0 | 0 | 0 | 0
H | 0 | 0 | 0 | 0 | 0 | 0
LFG | 0 | 0 | 0 | 0 | 0 | 0
Nuc | 0 | 0 | 0 | 0 | 0 | 0
PS | 0 | 0 | 0 | 0 | 0 | 0
PV | 0 | 0 | 0 | 0 | 0 | 0
PeakG | 0 | 0 | 0 | 0 | 0 | 0
PeakO | 0 | 0 | 0 | 0 | 0 | 0
ST | 0 | 0 | 0 | 0 | 0 | 0
STOG | 0 | 0 | 0 | 0 | 0 | 0
STWD | 0 | 0 | 0 | 0 | 0 | 0
WT | 0 | 0 | 0 | 0 | 0 | 0
IGCC | 0 | 0 | 0 | 0 | 0 | 0
DemandResponse | 0 | 0 | 0 | 0 | 0 | 0
IGCC-CCS | 0 | 0 | 0 | 0 | 0 | 0
WT_off | 0 | 0 | 0 | 0 | 0 | 0
PseudoUnit | 0 | 0 | 0 | 0 | 0 | 0
FixedInterchange | 0 | 0 | 0 | 0 | 0 | 0
Base FOM Costs by Reporting Type: NWPP_Gas
ReportingType | 2015 | 2020 | 2025 | 2030 | 2035 | 2040
BM | 0 | 0 | 0 | 0 | 0 | 0
CC | 192.07 | 243.03 | 196.06 | 258.6 | 301.58 | 301.58
CSP | 0 | 0 | 0 | 0 | 0 | 0
CT | 1 | 1 | 1 | 1 | 0 | 0
Coal | 0 | 0 | 0 | 0 | 14.91 | 43.46
Geo | 0 | 0 | 0 | 0 | 0 | 0
H | 0 | 0 | 0 | 0 | 0 | 0
LFG | 0 | 0 | 0 | 0 | 0 | 0
Nuc | 0 | 0 | 0 | 0 | 0 | 0
PS | 0 | 0 | 0 | 0 | 0 | 0
PV | 0 | 0 | 0 | 0 | 0 | 0
PeakG | 0 | 0 | 0 | 0 | 0 | 0
PeakO | 0 | 0 | 0 | 0 | 0 | 0
ST | 0 | 0 | 0 | 0 | 0 | 0
STOG | 0 | 0 | 0 | 0 | 0 | 0
STWD | 0 | 0 | 0 | 0 | 0 | 0
WT | 0 | 0 | 0 | 0 | 0 | 0
IGCC | 0 | 0 | 0 | 0 | 0 | 0
DemandResponse | 0 | 0 | 0 | 0 | 0 | 0
IGCC-CCS | 0 | 0 | 0 | 0 | 0 | 0
WT_off | 0 | 0 | 0 | 0 | 0 | 0
PseudoUnit | 0 | 0 | 0 | 0 | 0 | 0
FixedInterchange | 0 | 0 | 0 | 0 | 0 | 0
Base FOM Costs by Reporting Type: NWPP_NucRenew
ReportingType | 2015 | 2020 | 2025 | 2030 | 2035 | 2040
BM | 3.27 | 3.27 | 3.27 | 3.27 | 3.27 | 3.27
CC | 0 | 0 | 0 | 0 | 0 | 0
CSP | 0 | 0 | 0 | 0 | 0 | 0
CT | 0 | 0 | 0 | 0 | 0 | 0
Coal | 0 | 0 | 0 | 0 | 0 | 0
Geo | 35.81 | 35.81 | 72.38 | 72.38 | 72.38 | 72.38
H | 480.54 | 480.54 | 480.54 | 480.54 | 480.54 | 480.54
LFG | 15.5 | 15.5 | 44.91 | 44.91 | 44.91 | 44.91
Nuc | 164.67 | 164.67 | 164.67 | 164.67 | 164.67 | 213.03
PS | 6.12 | 6.12 | 6.12 | 6.12 | 6.12 | 6.12
PV | 0.04 | 0.04 | 0.04 | 0.04 | 0.04 | 0.04
PeakG | 0 | 0 | 0 | 0 | 0 | 0
PeakO | 0 | 0 | 0 | 0 | 0 | 0
ST | 0 | 0 | 0 | 0 | 0 | 0
STOG | 0 | 0 | 0 | 0 | 0 | 0
STWD | 0 | 0 | 0 | 0 | 0 | 0
WT | 228.93 | 228.93 | 228.93 | 228.93 | 228.93 | 228.93
IGCC | 0 | 0 | 0 | 0 | 0 | 0
DemandResponse | 0 | 0 | 0 | 0 | 0 | 0
IGCC-CCS | 0 | 0 | 0 | 0 | 0 | 0
WT_off | 0 | 0 | 0 | 0 | 0 | 0
PseudoUnit | 0 | 0 | 0 | 0 | 0 | 0
FixedInterchange | 0 | 0 | 0 | 0 | 0 | 0
Base FOM Costs by Reporting Type: RMPA
ReportingType | 2015 | 2020 | 2025 | 2030 | 2035 | 2040
BM | 0 | 0 | 0 | 0 | 0 | 0
CC | 79.71 | 101.34 | 81.4 | 99.64 | 99.64 | 99.64
CSP | 0 | 0 | 0 | 0 | 0 | 0
CT | 1.02 | 1.02 | 1.02 | 1.02 | 0 | 0
Coal | 483.02 | 501.52 | 506.64 | 523.21 | 601.03 | 739.17
Geo | 0 | 28.93 | 216.56 | 216.56 | 216.56 | 216.56
H | 13.99 | 13.99 | 13.99 | 13.99 | 13.99 | 13.99
LFG | 0.89 | 4.37 | 4.37 | 4.37 | 4.37 | 4.37
Nuc | 0.01 | 0.01 | 0.01 | 0.01 | 0.01 | 0.01
PS | 13.37 | 13.37 | 13.37 | 13.37 | 13.37 | 13.37
PV | 0.31 | 0.31 | 0.31 | 0.31 | 0.31 | 0.31
PeakG | 48.87 | 72.26 | 50.7 | 61.6 | 69.81 | 69.81
PeakO | 0 | 0 | 0 | 0 | 0 | 0
ST | 0.19 | 24.18 | 26.28 | 27.99 | 27.99 | 27.99
STOG | 0 | 0 | 0 | 0 | 0 | 0
STWD | 0 | 0 | 0 | 0 | 0 | 0
WT | 67.62 | 73.27 | 73.27 | 73.27 | 73.27 | 73.27
IGCC | 0 | 0 | 0 | 0 | 0 | 0
DemandResponse | 0 | 0 | 0 | 0 | 0 | 0
IGCC-CCS | 0 | 0 | 0 | 0 | 0 | 0
WT_off | 0 | 0 | 0 | 0 | 0 | 0
PseudoUnit | 0 | 0 | 0 | 0 | 0 | 0
FixedInterchange | 0 | 0 | 0 | 0 | 0 | 0
Base FOM Costs by Reporting Type: SP15
ReportingType | 2015 | 2020 | 2025 | 2030 | 2035 | 2040
BM | 0.6 | 0.6 | 0.6 | 0.6 | 0.6 | 0.6
CC | 299.75 | 377.64 | 311.5 | 321.09 | 355.07 | 358.77
CSP | 0 | 0 | 0 | 0 | 0 | 0
CT | 0 | 0 | 0 | 0 | 0 | 0
Coal | 6.4 | 8.11 | 7.61 | 8.09 | 8.23 | 0
Geo | 86.16 | 208.35 | 208.35 | 208.35 | 208.35 | 208.35
H | 16.57 | 16.57 | 16.57 | 16.57 | 16.57 | 16.57
LFG | 26.93 | 93.8 | 93.8 | 93.8 | 93.8 | 93.8
Nuc | 327.58 | 356.35 | 327.58 | 327.58 | 327.58 | 662.31
PS | 34.19 | 34.19 | 34.19 | 34.19 | 34.19 | 34.19
PV | 1.87 | 1.87 | 1.87 | 1.87 | 1.8 | 1.8
PeakG | 76.73 | 111.44 | 93.22 | 103.59 | 103.59 | 103.59
PeakO | 1.47 | 1.91 | 1.53 | 1.53 | 1.53 | 1.53
ST | 28.67 | 28.67 | 28.67 | 28.67 | 28.67 | 28.67
STOG | 450.09 | 532.57 | 456.54 | 456.54 | 456.54 | 456.54
STWD | 3.81 | 4.77 | 3.89 | 3.89 | 3.89 | 3.89
WT | 71.03 | 71.03 | 71.03 | 71.03 | 71.03 | 71.03
IGCC | 0 | 0 | 0 | 0 | 0 | 0
DemandResponse | 0 | 0 | 0 | 0 | 0 | 0
IGCC-CCS | 0 | 0 | 0 | 0 | 0 | 0
WT_off | 0 | 0 | 0 | 0 | 0 | 0
PseudoUnit | 0 | 0 | 0 | 0 | 0 | 0
FixedInterchange | 0 | 0 | 0 | 0 | 0 | 0
Base FOM Costs by Reporting Type: ALB
ReportingType | 2015 | 2020 | 2025 | 2030 | 2035 | 2040
BM | 0 | 0 | 0 | 0 | 0 | 0
CC | 70.75 | 80.91 | 93.11 | 115.17 | 130.78 | 130.78
CSP | 0 | 0 | 0 | 0 | 0 | 0
CT | 1.35 | 1.35 | 1.35 | 1.35 | 1.35 | 1.35
Coal | 380.9 | 399.22 | 412.86 | 439.17 | 499.16 | 562.47
Geo | 0 | 0 | 0 | 0 | 0 | 0
H | 12.99 | 12.99 | 12.99 | 12.99 | 12.99 | 12.99
LFG | 1.21 | 1.21 | 1.21 | 1.21 | 1.21 | 1.21
Nuc | 0.01 | 0.01 | 0.01 | 0.01 | 0.01 | 95.15
PS | 0 | 0 | 0 | 0 | 0 | 0
PV | 0 | 0 | 0 | 0 | 0 | 0
PeakG | 25.01 | 25.01 | 25.01 | 25.01 | 35.23 | 35.23
PeakO | 0 | 0 | 0 | 0 | 0 | 0
ST | 0 | 0 | 0 | 0 | 0 | 0
STOG | 0 | 0 | 0 | 0 | 0 | 0
STWD | 0 | 0 | 0 | 0 | 0 | 0
WT | 22.94 | 22.94 | 22.94 | 22.94 | 22.94 | 22.94
IGCC | 0 | 0 | 0 | 0 | 0 | 0
DemandResponse | 0 | 0 | 0 | 0 | 0 | 0
IGCC-CCS | 0 | 0 | 0 | 0 | 0 | 0
WT_off | 0 | 0 | 0 | 0 | 0 | 0
PseudoUnit | 0 | 0 | 0 | 0 | 0 | 0
FixedInterchange | 0 | 0 | 0 | 0 | 0 | 0
Base FOM Costs by Reporting Type: BC
ReportingType | 2015 | 2020 | 2025 | 2030 | 2035 | 2040
BM | 0 | 0 | 0 | 0 | 0 | 0
CC | 22.69 | 29.79 | 39.04 | 46.93 | 58.97 | 58.97
CSP | 0 | 0 | 0 | 0 | 0 | 0
CT | 0 | 0 | 0 | 0 | 0 | 4.62
Coal | 0 | 0 | 0 | 0 | 0 | 0
Geo | 0 | 0 | 0 | 0 | 0 | 0
H | 173.22 | 173.22 | 173.22 | 173.22 | 173.22 | 173.22
LFG | 2.9 | 2.9 | 2.9 | 2.9 | 2.9 | 2.9
Nuc | 0.01 | 0.01 | 0.01 | 0.01 | 0.01 | 12.1
PS | 0 | 0 | 0 | 0 | 0 | 0
PV | 0 | 0 | 0 | 0 | 0 | 0
PeakG | 2.66 | 2.77 | 3.3 | 3.3 | 3.3 | 3.3
PeakO | 1.16 | 1.29 | 1.29 | 1.29 | 1.29 | 1.29
ST | 0 | 0 | 0 | 0 | 0 | 0
STOG | 0 | 0 | 0 | 0 | 0 | 0
STWD | 16.34 | 16.34 | 16.34 | 16.34 | 16.34 | 16.34
WT | 7.53 | 7.53 | 7.53 | 7.53 | 7.53 | 7.53
IGCC | 0 | 0 | 0 | 0 | 0 | 0
DemandResponse | 0 | 0 | 0 | 0 | 0 | 0
IGCC-CCS | 0 | 0 | 0 | 0 | 0 | 0
WT_off | 0 | 0 | 0 | 0 | 0 | 0
PseudoUnit | 0 | 0 | 0 | 0 | 0 | 0
FixedInterchange | 0 | 0 | 0 | 0 | 0 | 0
Base FOM Costs by Reporting Type: HQ_IESO
ReportingType | 2015 | 2020 | 2025 | 2030 | 2035 | 2040
BM | 0 | 0 | 0 | 0 | 0 | 0
CC | 0 | 0 | 0 | 0 | 0 | 0
CSP | 0 | 0 | 0 | 0 | 0 | 0
CT | 0 | 0 | 0 | 0 | 0 | 0
Coal | 0 | 0 | 0 | 0 | 0 | 0
Geo | 0 | 0 | 0 | 0 | 0 | 0
H | 0 | 0 | 0 | 0 | 0 | 0
LFG | 0 | 0 | 0 | 0 | 0 | 0
Nuc | 0.01 | 0.01 | 0.01 | 0.01 | 0.01 | 0.01
PS | 0 | 0 | 0 | 0 | 0 | 0
PV | 0 | 0 | 0 | 0 | 0 | 0
PeakG | 0 | 0 | 0 | 0 | 0 | 0
PeakO | 0 | 0 | 0 | 0 | 0 | 0
ST | 0 | 0 | 0 | 0 | 0 | 0
STOG | 0 | 0 | 0 | 0 | 0 | 0
STWD | 0 | 0 | 0 | 0 | 0 | 0
WT | 0 | 0 | 0 | 0 | 0 | 0
IGCC | 0 | 0 | 0 | 0 | 0 | 0
DemandResponse | 0 | 0 | 0 | 0 | 0 | 0
IGCC-CCS | 0 | 0 | 0 | 0 | 0 | 0
WT_off | 0 | 0 | 0 | 0 | 0 | 0
PseudoUnit | 0 | 0 | 0 | 0 | 0 | 0
FixedInterchange | 0 | 0 | 0 | 0 | 0 | 0
Base FOM Costs by Reporting Type: HQ_NEISO
ReportingType | 2015 | 2020 | 2025 | 2030 | 2035 | 2040
BM | 0 | 0 | 0 | 0 | 0 | 0
CC | 0 | 0 | 0 | 0 | 0 | 0
CSP | 0 | 0 | 0 | 0 | 0 | 0
CT | 0 | 0 | 0 | 0 | 0 | 0
Coal | 0 | 0 | 0 | 0 | 0 | 0
Geo | 0 | 0 | 0 | 0 | 0 | 0
H | 0 | 0 | 0 | 0 | 0 | 0
LFG | 0 | 0 | 0 | 0 | 0 | 0
Nuc | 0.01 | 0.01 | 0.01 | 0.01 | 0.01 | 0.01
PS | 0 | 0 | 0 | 0 | 0 | 0
PV | 0 | 0 | 0 | 0 | 0 | 0
PeakG | 0 | 0 | 0 | 0 | 0 | 0
PeakO | 0 | 0 | 0 | 0 | 0 | 0
ST | 0 | 0 | 0 | 0 | 0 | 0
STOG | 0 | 0 | 0 | 0 | 0 | 0
STWD | 0 | 0 | 0 | 0 | 0 | 0
WT | 0 | 0 | 0 | 0 | 0 | 0
IGCC | 0 | 0 | 0 | 0 | 0 | 0
DemandResponse | 0 | 0 | 0 | 0 | 0 | 0
IGCC-CCS | 0 | 0 | 0 | 0 | 0 | 0
WT_off | 0 | 0 | 0 | 0 | 0 | 0
PseudoUnit | 0 | 0 | 0 | 0 | 0 | 0
FixedInterchange | 0 | 0 | 0 | 0 | 0 | 0
Base FOM Costs by Reporting Type: HQ_NY
ReportingType | 2015 | 2020 | 2025 | 2030 | 2035 | 2040
BM | 0 | 0 | 0 | 0 | 0 | 0
CC | 0 | 0 | 0 | 0 | 0 | 0
CSP | 0 | 0 | 0 | 0 | 0 | 0
CT | 0 | 0 | 0 | 0 | 0 | 0
Coal | 0 | 0 | 0 | 0 | 0 | 0
Geo | 0 | 0 | 0 | 0 | 0 | 0
H | 0 | 0 | 0 | 0 | 0 | 0
LFG | 0 | 0 | 0 | 0 | 0 | 0
Nuc | 0.01 | 0.01 | 0.01 | 0.01 | 0.01 | 0.01
PS | 0 | 0 | 0 | 0 | 0 | 0
PV | 0 | 0 | 0 | 0 | 0 | 0
PeakG | 0 | 0 | 0 | 0 | 0 | 0
PeakO | 0 | 0 | 0 | 0 | 0 | 0
ST | 0 | 0 | 0 | 0 | 0 | 0
STOG | 0 | 0 | 0 | 0 | 0 | 0
STWD | 0 | 0 | 0 | 0 | 0 | 0
WT | 0 | 0 | 0 | 0 | 0 | 0
IGCC | 0 | 0 | 0 | 0 | 0 | 0
DemandResponse | 0 | 0 | 0 | 0 | 0 | 0
IGCC-CCS | 0 | 0 | 0 | 0 | 0 | 0
WT_off | 0 | 0 | 0 | 0 | 0 | 0
PseudoUnit | 0 | 0 | 0 | 0 | 0 | 0
FixedInterchange | 0 | 0 | 0 | 0 | 0 | 0
Base FOM Costs by Reporting Type: MARITIMES
ReportingType | 2015 | 2020 | 2025 | 2030 | 2035 | 2040
BM | 0 | 0 | 0 | 0 | 0 | 0
CC | 0 | 0 | 0 | 0 | 0 | 0
CSP | 0 | 0 | 0 | 0 | 0 | 0
CT | 0 | 0 | 0 | 0 | 0 | 0
Coal | 0 | 0 | 0 | 0 | 0 | 0
Geo | 0 | 0 | 0 | 0 | 0 | 0
H | 0 | 0 | 0 | 0 | 0 | 0
LFG | 0 | 0 | 0 | 0 | 0 | 0
Nuc | 0.01 | 0.01 | 0.01 | 0.01 | 0.01 | 0.01
PS | 0 | 0 | 0 | 0 | 0 | 0
PV | 0 | 0 | 0 | 0 | 0 | 0
PeakG | 0 | 0 | 0 | 0 | 0 | 0
PeakO | 0 | 0 | 0 | 0 | 0 | 0
ST | 0 | 0 | 0 | 0 | 0 | 0
STOG | 0 | 0 | 0 | 0 | 0 | 0
STWD | 0 | 0 | 0 | 0 | 0 | 0
WT | 0 | 0 | 0 | 0 | 0 | 0
IGCC | 0 | 0 | 0 | 0 | 0 | 0
DemandResponse | 0 | 0 | 0 | 0 | 0 | 0
IGCC-CCS | 0 | 0 | 0 | 0 | 0 | 0
WT_off | 0 | 0 | 0 | 0 | 0 | 0
PseudoUnit | 0 | 0 | 0 | 0 | 0 | 0
FixedInterchange | 0 | 0 | 0 | 0 | 0 | 0
Base FOM Costs by Reporting Type: All
ReportingType | 2015 | 2020 | 2025 | 2030 | 2035 | 2040
BM | 125.73 | 159.12 | 219.05 | 224.79 | 241.61 | 232.01
CC | 6373.55 | 8081.84 | 6761.88 | 7467.47 | 8913.38 | 9300.95
CSP | 0 | 0 | 0 | 0 | 0 | 0
CT | 45.95 | 75.09 | 100.69 | 170.94 | 184.91 | 218.14
Coal | 18501.79 | 19241.76 | 19314.98 | 21351.6 | 24165.94 | 27327.29
Geo | 226.72 | 401.57 | 774.79 | 774.79 | 774.79 | 774.79
H | 1511 | 1518.88 | 1532.31 | 1551.65 | 1564.85 | 1586.69
LFG | 498.94 | 733.94 | 999.86 | 1086.91 | 1086.97 | 1086.97
Nuc | 17729.87 | 20014.1 | 19884.27 | 20167.96 | 16927.31 | 22937.33
PS | 517.25 | 517.25 | 517.25 | 517.25 | 517.25 | 517.25
PV | 26.7 | 63.68 | 82.05 | 85.85 | 69.22 | 71.14
PeakG | 2046.41 | 2998.64 | 2276.12 | 2714.78 | 2840.66 | 2840.66
PeakO | 540.29 | 708.18 | 573.76 | 576.5 | 576.51 | 576.53
ST | 48.64 | 102.19 | 122.13 | 127.88 | 127.88 | 127.88
STOG | 2719.01 | 3204.9 | 2724.88 | 2719.35 | 2719.35 | 2719.35
STWD | 109.26 | 132.6 | 111.08 | 111.08 | 111.08 | 111.08
WT | 2034.5 | 2736.23 | 2925.17 | 3159.16 | 3596.68 | 3674.45
IGCC | 30.22 | 30.22 | 30.22 | 30.22 | 30.22 | 30.22
DemandResponse | 0 | 0 | 0 | 0 | 0 | 0
IGCC-CCS | 0 | 0 | 0 | 0 | 0 | 0
WT_off | 25.01 | 25.01 | 83.68 | 83.68 | 58.72 | 58.72
PseudoUnit | 0 | 0 | 0 | 0 | 0 | 0
FixedInterchange | 0 | 0 | 0 | 0 | 0 | 0
Base FOM Costs by Reporting Type: EI_US
ReportingType | 2015 | 2020 | 2025 | 2030 | 2035 | 2040
BM | 74.48 | 107.87 | 167.81 | 173.55 | 190.36 | 180.77
CC | 4044.78 | 5123.21 | 4258.56 | 4703.94 | 5755.66 | 6067.88
CSP | 0 | 0 | 0 | 0 | 0 | 0
CT | 28.95 | 54.35 | 60.28 | 107.62 | 131.66 | 151.21
Coal | 14748.33 | 15157.15 | 15284.22 | 17098.1 | 19210.11 | 21544.65
Geo | 3.95 | 3.95 | 3.95 | 3.95 | 3.95 | 3.95
H | 419.29 | 419.3 | 426.46 | 426.46 | 426.51 | 436.16
LFG | 417.2 | 506.56 | 743.06 | 787.52 | 787.52 | 787.52
Nuc | 13836.16 | 15789.15 | 15710.99 | 15994.67 | 12535.92 | 17408.49
PS | 401.94 | 401.94 | 401.94 | 401.94 | 401.94 | 401.94
PV | 2.71 | 39.68 | 58.05 | 61.86 | 63.45 | 65.37
PeakG | 1689.1 | 2494.21 | 1853.11 | 2242.81 | 2342.57 | 2342.57
PeakO | 525.35 | 689.28 | 558.07 | 560.68 | 560.69 | 560.71
ST | 0 | 0 | 0 | 0 | 0 | 0
STOG | 1400.22 | 1645.43 | 1408.86 | 1408.86 | 1408.86 | 1408.86
STWD | 74.1 | 92.72 | 75.55 | 75.55 | 75.55 | 75.55
WT | 1142.42 | 1485.81 | 1674.75 | 1902.05 | 2407.18 | 2484.95
IGCC | 30.22 | 30.22 | 30.22 | 30.22 | 30.22 | 30.22
DemandResponse | 0 | 0 | 0 | 0 | 0 | 0
IGCC-CCS | 0 | 0 | 0 | 0 | 0 | 0
WT_off | 25.01 | 25.01 | 83.68 | 83.68 | 58.72 | 58.72
PseudoUnit | 0 | 0 | 0 | 0 | 0 | 0
FixedInterchange | 0 | 0 | 0 | 0 | 0 | 0
Base FOM Costs by Reporting Type: EI_Canada
ReportingType | 2015 | 2020 | 2025 | 2030 | 2035 | 2040
BM | 32.8 | 32.8 | 32.8 | 32.8 | 32.8 | 32.8
CC | 125.03 | 125.03 | 125.03 | 127.46 | 137.13 | 164.05
CSP | 0 | 0 | 0 | 0 | 0 | 0
CT | 5.6 | 5.6 | 5.6 | 5.6 | 2.49 | 11.54
Coal | 73.47 | 74.67 | 62.58 | 0 | 0 | 0
Geo | 0 | 0 | 0 | 0 | 0 | 0
H | 216.06 | 223.93 | 230.19 | 249.53 | 262.69 | 274.88
LFG | 14.17 | 14.17 | 14.17 | 14.17 | 14.23 | 14.23
Nuc | 2040.74 | 2040.74 | 2040.74 | 2040.74 | 1877.74 | 2113.98
PS | 2.92 | 2.92 | 2.92 | 2.92 | 2.92 | 2.92
PV | 18.26 | 18.26 | 18.26 | 18.26 | 0.44 | 0.44
PeakG | 21.55 | 23.55 | 23.55 | 23.55 | 26.76 | 26.76
PeakO | 0.75 | 0.75 | 0.87 | 0.98 | 0.98 | 0.98
ST | 0 | 0 | 0 | 0 | 0 | 0
STOG | 5.54 | 5.54 | 5.54 | 0 | 0 | 0
STWD | 0 | 0 | 0 | 0 | 0 | 0
WT | 120.82 | 120.82 | 120.82 | 120.82 | 53.21 | 53.21
IGCC | 0 | 0 | 0 | 0 | 0 | 0
DemandResponse | 0 | 0 | 0 | 0 | 0 | 0
IGCC-CCS | 0 | 0 | 0 | 0 | 0 | 0
WT_off | 0 | 0 | 0 | 0 | 0 | 0
PseudoUnit | 0 | 0 | 0 | 0 | 0 | 0
FixedInterchange | 0 | 0 | 0 | 0 | 0 | 0
Base FOM Costs by Reporting Type: EI
ReportingType | 2015 | 2020 | 2025 | 2030 | 2035 | 2040
BM | 107.28 | 140.67 | 200.61 | 206.35 | 223.16 | 213.57
CC | 4169.81 | 5248.24 | 4383.59 | 4831.4 | 5892.78 | 6231.93
CSP | 0 | 0 | 0 | 0 | 0 | 0
CT | 34.55 | 59.95 | 65.88 | 113.22 | 134.15 | 162.75
Coal | 14821.8 | 15231.82 | 15346.79 | 17098.1 | 19210.11 | 21544.65
Geo | 3.95 | 3.95 | 3.95 | 3.95 | 3.95 | 3.95
H | 635.35 | 643.23 | 656.66 | 676 | 689.2 | 711.04
LFG | 431.38 | 520.73 | 757.23 | 801.69 | 801.75 | 801.75
Nuc | 15876.91 | 17829.89 | 17751.73 | 18035.42 | 14413.66 | 19522.46
PS | 404.86 | 404.86 | 404.86 | 404.86 | 404.86 | 404.86
PV | 20.97 | 57.95 | 76.32 | 80.12 | 63.89 | 65.81
PeakG | 1710.64 | 2517.76 | 1876.66 | 2266.36 | 2369.33 | 2369.33
PeakO | 526.1 | 690.03 | 558.93 | 561.66 | 561.67 | 561.69
ST | 0 | 0 | 0 | 0 | 0 | 0
STOG | 1405.76 | 1650.96 | 1414.39 | 1408.86 | 1408.86 | 1408.86
STWD | 74.1 | 92.72 | 75.55 | 75.55 | 75.55 | 75.55
WT | 1263.24 | 1606.63 | 1795.57 | 2022.88 | 2460.39 | 2538.17
IGCC | 30.22 | 30.22 | 30.22 | 30.22 | 30.22 | 30.22
DemandResponse | 0 | 0 | 0 | 0 | 0 | 0
IGCC-CCS | 0 | 0 | 0 | 0 | 0 | 0
WT_off | 25.01 | 25.01 | 83.68 | 83.68 | 58.72 | 58.72
PseudoUnit | 0 | 0 | 0 | 0 | 0 | 0
FixedInterchange | 0 | 0 | 0 | 0 | 0 | 0
Base FOM Costs by Reporting Type: Outside_EI
ReportingType | 2015 | 2020 | 2025 | 2030 | 2035 | 2040
BM | 18.45 | 18.45 | 18.45 | 18.45 | 18.45 | 18.45
CC | 2203.74 | 2833.6 | 2378.29 | 2636.07 | 3020.6 | 3069.02
CSP | 0 | 0 | 0 | 0 | 0 | 0
CT | 11.4 | 15.13 | 34.8 | 57.72 | 50.77 | 55.39
Coal | 3679.99 | 4009.94 | 3968.18 | 4253.5 | 4955.83 | 5782.64
Geo | 222.78 | 397.63 | 770.84 | 770.84 | 770.84 | 770.84
H | 875.65 | 875.65 | 875.65 | 875.65 | 875.65 | 875.65
LFG | 67.56 | 213.21 | 242.63 | 285.22 | 285.22 | 285.22
Nuc | 1852.97 | 2184.21 | 2132.54 | 2132.54 | 2513.65 | 3414.87
PS | 112.39 | 112.39 | 112.39 | 112.39 | 112.39 | 112.39
PV | 5.73 | 5.73 | 5.73 | 5.73 | 5.32 | 5.32
PeakG | 335.76 | 480.88 | 399.46 | 448.42 | 471.33 | 471.33
PeakO | 14.18 | 18.14 | 14.83 | 14.84 | 14.84 | 14.84
ST | 48.64 | 102.19 | 122.13 | 127.88 | 127.88 | 127.88
STOG | 1313.25 | 1553.93 | 1310.49 | 1310.49 | 1310.49 | 1310.49
STWD | 35.16 | 39.89 | 35.53 | 35.53 | 35.53 | 35.53
WT | 771.26 | 1129.6 | 1129.6 | 1136.28 | 1136.28 | 1136.28
IGCC | 0 | 0 | 0 | 0 | 0 | 0
DemandResponse | 0 | 0 | 0 | 0 | 0 | 0
IGCC-CCS | 0 | 0 | 0 | 0 | 0 | 0
WT_off | 0 | 0 | 0 | 0 | 0 | 0
PseudoUnit | 0 | 0 | 0 | 0 | 0 | 0
FixedInterchange | 0 | 0 | 0 | 0 | 0 | 0
#11 | Retrofit FOM Costs ($million)
Retrofit FOM Costs by Reporting Type: Entergy
ReportingType | 2015 | 2020 | 2025 | 2030 | 2035 | 2040
BM | 0 | 0 | 0 | 0 | 0 | 0
CC | 0 | 0 | 0 | 0 | 0 | 0
CSP | 0 | 0 | 0 | 0 | 0 | 0
CT | 0 | 0 | 0 | 0 | 0 | 0
Coal | 3.38 | 31.29 | 31.29 | 31.29 | 31.29 | 31.29
Geo | 0 | 0 | 0 | 0 | 0 | 0
H | 0 | 0 | 0 | 0 | 0 | 0
LFG | 0 | 0 | 0 | 0 | 0 | 0
Nuc | 0 | 0 | 0 | 0 | 0 | 0
PS | 0 | 0 | 0 | 0 | 0 | 0
PV | 0 | 0 | 0 | 0 | 0 | 0
PeakG | 0 | 0 | 0 | 0 | 0 | 0
PeakO | 0 | 0 | 0 | 0 | 0 | 0
ST | 0 | 0 | 0 | 0 | 0 | 0
STOG | 0 | 0 | 0 | 0 | 0 | 0
STWD | 0 | 0 | 0 | 0 | 0 | 0
WT | 0 | 0 | 0 | 0 | 0 | 0
IGCC | 0 | 0 | 0 | 0 | 0 | 0
DemandResponse | 0 | 0 | 0 | 0 | 0 | 0
IGCC-CCS | 0 | 0 | 0 | 0 | 0 | 0
WT_off | 0 | 0 | 0 | 0 | 0 | 0
PseudoUnit | 0 | 0 | 0 | 0 | 0 | 0
FixedInterchange | 0 | 0 | 0 | 0 | 0 | 0
Retrofit FOM Costs by Reporting Type: FRCC
ReportingType | 2015 | 2020 | 2025 | 2030 | 2035 | 2040
BM | 0 | 0 | 0 | 0 | 0 | 0
CC | 0 | 0 | 0 | 0 | 0 | 0
CSP | 0 | 0 | 0 | 0 | 0 | 0
CT | 0 | 0 | 0 | 0 | 0 | 0
Coal | 67.35 | 70.41 | 70.41 | 70.41 | 70.41 | 70.41
Geo | 0 | 0 | 0 | 0 | 0 | 0
H | 0 | 0 | 0 | 0 | 0 | 0
LFG | 0 | 0 | 0 | 0 | 0 | 0
Nuc | 0 | 0 | 0 | 0 | 0 | 0
PS | 0 | 0 | 0 | 0 | 0 | 0
PV | 0 | 0 | 0 | 0 | 0 | 0
PeakG | 0 | 0 | 0 | 0 | 0 | 0
PeakO | 0 | 0 | 0 | 0 | 0 | 0
ST | 0 | 0 | 0 | 0 | 0 | 0
STOG | 0 | 0 | 0 | 0 | 0 | 0
STWD | 0 | 0 | 0 | 0 | 0 | 0
WT | 0 | 0 | 0 | 0 | 0 | 0
IGCC | 0 | 0 | 0 | 0 | 0 | 0
DemandResponse | 0 | 0 | 0 | 0 | 0 | 0
IGCC-CCS | 0 | 0 | 0 | 0 | 0 | 0
WT_off | 0 | 0 | 0 | 0 | 0 | 0
PseudoUnit | 0 | 0 | 0 | 0 | 0 | 0
FixedInterchange | 0 | 0 | 0 | 0 | 0 | 0
Retrofit FOM Costs by Reporting Type: MAPP_US
ReportingType | 2015 | 2020 | 2025 | 2030 | 2035 | 2040
BM | 0 | 0 | 0 | 0 | 0 | 0
CC | 0 | 0 | 0 | 0 | 0 | 0
CSP | 0 | 0 | 0 | 0 | 0 | 0
CT | 0 | 0 | 0 | 0 | 0 | 0
Coal | 16.92 | 18.26 | 18.26 | 18.26 | 18.26 | 18.26
Geo | 0 | 0 | 0 | 0 | 0 | 0
H | 0 | 0 | 0 | 0 | 0 | 0
LFG | 0 | 0 | 0 | 0 | 0 | 0
Nuc | 0 | 0 | 0 | 0 | 0 | 0
PS | 0 | 0 | 0 | 0 | 0 | 0
PV | 0 | 0 | 0 | 0 | 0 | 0
PeakG | 0 | 0 | 0 | 0 | 0 | 0
PeakO | 0 | 0 | 0 | 0 | 0 | 0
ST | 0 | 0 | 0 | 0 | 0 | 0
STOG | 0 | 0 | 0 | 0 | 0 | 0
STWD | 0 | 0 | 0 | 0 | 0 | 0
WT | 0 | 0 | 0 | 0 | 0 | 0
IGCC | 0 | 0 | 0 | 0 | 0 | 0
DemandResponse | 0 | 0 | 0 | 0 | 0 | 0
IGCC-CCS | 0 | 0 | 0 | 0 | 0 | 0
WT_off | 0 | 0 | 0 | 0 | 0 | 0
PseudoUnit | 0 | 0 | 0 | 0 | 0 | 0
FixedInterchange | 0 | 0 | 0 | 0 | 0 | 0
Retrofit FOM Costs by Reporting Type: MISO_IN
ReportingType | 2015 | 2020 | 2025 | 2030 | 2035 | 2040
BM | 0 | 0 | 0 | 0 | 0 | 0
CC | 0 | 0 | 0 | 0 | 0 | 0
CSP | 0 | 0 | 0 | 0 | 0 | 0
CT | 0 | 0 | 0 | 0 | 0 | 0
Coal | 103.5 | 113.89 | 113.89 | 113.89 | 113.89 | 113.89
Geo | 0 | 0 | 0 | 0 | 0 | 0
H | 0 | 0 | 0 | 0 | 0 | 0
LFG | 0 | 0 | 0 | 0 | 0 | 0
Nuc | 0 | 0 | 0 | 0 | 0 | 0
PS | 0 | 0 | 0 | 0 | 0 | 0
PV | 0 | 0 | 0 | 0 | 0 | 0
PeakG | 0 | 0 | 0 | 0 | 0 | 0
PeakO | 0 | 0 | 0 | 0 | 0 | 0
ST | 0 | 0 | 0 | 0 | 0 | 0
STOG | 0 | 0 | 0 | 0 | 0 | 0
STWD | 0 | 0 | 0 | 0 | 0 | 0
WT | 0 | 0 | 0 | 0 | 0 | 0
IGCC | 0 | 0 | 0 | 0 | 0 | 0
DemandResponse | 0 | 0 | 0 | 0 | 0 | 0
IGCC-CCS | 0 | 0 | 0 | 0 | 0 | 0
WT_off | 0 | 0 | 0 | 0 | 0 | 0
PseudoUnit | 0 | 0 | 0 | 0 | 0 | 0
FixedInterchange | 0 | 0 | 0 | 0 | 0 | 0
Retrofit FOM Costs by Reporting Type: MISO_MI
ReportingType | 2015 | 2020 | 2025 | 2030 | 2035 | 2040
BM | 0 | 0 | 0 | 0 | 0 | 0
CC | 0 | 0 | 0 | 0 | 0 | 0
CSP | 0 | 0 | 0 | 0 | 0 | 0
CT | 0 | 0 | 0 | 0 | 0 | 0
Coal | 17.66 | 44.32 | 44.32 | 44.32 | 44.32 | 44.32
Geo | 0 | 0 | 0 | 0 | 0 | 0
H | 0 | 0 | 0 | 0 | 0 | 0
LFG | 0 | 0 | 0 | 0 | 0 | 0
Nuc | 0 | 0 | 0 | 0 | 0 | 0
PS | 0 | 0 | 0 | 0 | 0 | 0
PV | 0 | 0 | 0 | 0 | 0 | 0
PeakG | 0 | 0 | 0 | 0 | 0 | 0
PeakO | 0 | 0 | 0 | 0 | 0 | 0
ST | 0 | 0 | 0 | 0 | 0 | 0
STOG | 0 | 0 | 0 | 0 | 0 | 0
STWD | 0 | 0 | 0 | 0 | 0 | 0
WT | 0 | 0 | 0 | 0 | 0 | 0
IGCC | 0 | 0 | 0 | 0 | 0 | 0
DemandResponse | 0 | 0 | 0 | 0 | 0 | 0
IGCC-CCS | 0 | 0 | 0 | 0 | 0 | 0
WT_off | 0 | 0 | 0 | 0 | 0 | 0
PseudoUnit | 0 | 0 | 0 | 0 | 0 | 0
FixedInterchange | 0 | 0 | 0 | 0 | 0 | 0
Retrofit FOM Costs by Reporting Type: MISO_MO-IL
ReportingType | 2015 | 2020 | 2025 | 2030 | 2035 | 2040
BM | 0 | 0 | 0 | 0 | 0 | 0
CC | 0 | 0 | 0 | 0 | 0 | 0
CSP | 0 | 0 | 0 | 0 | 0 | 0
CT | 0 | 0 | 0 | 0 | 0 | 0
Coal | 30.23 | 59.29 | 59.29 | 59.29 | 59.29 | 59.29
Geo | 0 | 0 | 0 | 0 | 0 | 0
H | 0 | 0 | 0 | 0 | 0 | 0
LFG | 0 | 0 | 0 | 0 | 0 | 0
Nuc | 0 | 0 | 0 | 0 | 0 | 0
PS | 0 | 0 | 0 | 0 | 0 | 0
PV | 0 | 0 | 0 | 0 | 0 | 0
PeakG | 0 | 0 | 0 | 0 | 0 | 0
PeakO | 0 | 0 | 0 | 0 | 0 | 0
ST | 0 | 0 | 0 | 0 | 0 | 0
STOG | 0 | 0 | 0 | 0 | 0 | 0
STWD | 0 | 0 | 0 | 0 | 0 | 0
WT | 0 | 0 | 0 | 0 | 0 | 0
IGCC | 0 | 0 | 0 | 0 | 0 | 0
DemandResponse | 0 | 0 | 0 | 0 | 0 | 0
IGCC-CCS | 0 | 0 | 0 | 0 | 0 | 0
WT_off | 0 | 0 | 0 | 0 | 0 | 0
PseudoUnit | 0 | 0 | 0 | 0 | 0 | 0
FixedInterchange | 0 | 0 | 0 | 0 | 0 | 0
Retrofit FOM Costs by Reporting Type: MISO_W
ReportingType | 2015 | 2020 | 2025 | 2030 | 2035 | 2040
BM | 0 | 0 | 0 | 0 | 0 | 0
CC | 0 | 0 | 0 | 0 | 0 | 0
CSP | 0 | 0 | 0 | 0 | 0 | 0
CT | 0 | 0 | 0 | 0 | 0 | 0
Coal | 38.86 | 62.84 | 62.84 | 62.84 | 62.84 | 62.84
Geo | 0 | 0 | 0 | 0 | 0 | 0
H | 0 | 0 | 0 | 0 | 0 | 0
LFG | 0 | 0 | 0 | 0 | 0 | 0
Nuc | 0 | 0 | 0 | 0 | 0 | 0
PS | 0 | 0 | 0 | 0 | 0 | 0
PV | 0 | 0 | 0 | 0 | 0 | 0
PeakG | 0 | 0 | 0 | 0 | 0 | 0
PeakO | 0 | 0 | 0 | 0 | 0 | 0
ST | 0 | 0 | 0 | 0 | 0 | 0
STOG | 0 | 0 | 0 | 0 | 0 | 0
STWD | 0 | 0 | 0 | 0 | 0 | 0
WT | 0 | 0 | 0 | 0 | 0 | 0
IGCC | 0 | 0 | 0 | 0 | 0 | 0
DemandResponse | 0 | 0 | 0 | 0 | 0 | 0
IGCC-CCS | 0 | 0 | 0 | 0 | 0 | 0
WT_off | 0 | 0 | 0 | 0 | 0 | 0
PseudoUnit | 0 | 0 | 0 | 0 | 0 | 0
FixedInterchange | 0 | 0 | 0 | 0 | 0 | 0
Retrofit FOM Costs by Reporting Type: MISO_WUMS
ReportingType | 2015 | 2020 | 2025 | 2030 | 2035 | 2040
BM | 0 | 0 | 0 | 0 | 0 | 0
CC | 0 | 0 | 0 | 0 | 0 | 0
CSP | 0 | 0 | 0 | 0 | 0 | 0
CT | 0 | 0 | 0 | 0 | 0 | 0
Coal | 35.36 | 37.73 | 37.73 | 37.73 | 37.73 | 37.73
Geo | 0 | 0 | 0 | 0 | 0 | 0
H | 0 | 0 | 0 | 0 | 0 | 0
LFG | 0 | 0 | 0 | 0 | 0 | 0
Nuc | 0 | 0 | 0 | 0 | 0 | 0
PS | 0 | 0 | 0 | 0 | 0 | 0
PV | 0 | 0 | 0 | 0 | 0 | 0
PeakG | 0 | 0 | 0 | 0 | 0 | 0
PeakO | 0 | 0 | 0 | 0 | 0 | 0
ST | 0 | 0 | 0 | 0 | 0 | 0
STOG | 0 | 0 | 0 | 0 | 0 | 0
STWD | 0 | 0 | 0 | 0 | 0 | 0
WT | 0 | 0 | 0 | 0 | 0 | 0
IGCC | 0 | 0 | 0 | 0 | 0 | 0
DemandResponse | 0 | 0 | 0 | 0 | 0 | 0
IGCC-CCS | 0 | 0 | 0 | 0 | 0 | 0
WT_off | 0 | 0 | 0 | 0 | 0 | 0
PseudoUnit | 0 | 0 | 0 | 0 | 0 | 0
FixedInterchange | 0 | 0 | 0 | 0 | 0 | 0
Retrofit FOM Costs by Reporting Type: Nebraska
ReportingType | 2015 | 2020 | 2025 | 2030 | 2035 | 2040
BM | 0 | 0 | 0 | 0 | 0 | 0
CC | 0 | 0 | 0 | 0 | 0 | 0
CSP | 0 | 0 | 0 | 0 | 0 | 0
CT | 0 | 0 | 0 | 0 | 0 | 0
Coal | 4.88 | 22.22 | 22.22 | 22.22 | 22.22 | 22.22
Geo | 0 | 0 | 0 | 0 | 0 | 0
H | 0 | 0 | 0 | 0 | 0 | 0
LFG | 0 | 0 | 0 | 0 | 0 | 0
Nuc | 0 | 0 | 0 | 0 | 0 | 0
PS | 0 | 0 | 0 | 0 | 0 | 0
PV | 0 | 0 | 0 | 0 | 0 | 0
PeakG | 0 | 0 | 0 | 0 | 0 | 0
PeakO | 0 | 0 | 0 | 0 | 0 | 0
ST | 0 | 0 | 0 | 0 | 0 | 0
STOG | 0 | 0 | 0 | 0 | 0 | 0
STWD | 0 | 0 | 0 | 0 | 0 | 0
WT | 0 | 0 | 0 | 0 | 0 | 0
IGCC | 0 | 0 | 0 | 0 | 0 | 0
DemandResponse | 0 | 0 | 0 | 0 | 0 | 0
IGCC-CCS | 0 | 0 | 0 | 0 | 0 | 0
WT_off | 0 | 0 | 0 | 0 | 0 | 0
PseudoUnit | 0 | 0 | 0 | 0 | 0 | 0
FixedInterchange | 0 | 0 | 0 | 0 | 0 | 0
Retrofit FOM Costs by Reporting Type: NEISO
ReportingType | 2015 | 2020 | 2025 | 2030 | 2035 | 2040
BM | 0 | 0 | 0 | 0 | 0 | 0
CC | 0 | 0 | 0 | 0 | 0 | 0
CSP | 0 | 0 | 0 | 0 | 0 | 0
CT | 0 | 0 | 0 | 0 | 0 | 0
Coal | 4.08 | 0 | 0 | 0 | 0 | 0
Geo | 0 | 0 | 0 | 0 | 0 | 0
H | 0 | 0 | 0 | 0 | 0 | 0
LFG | 0 | 0 | 0 | 0 | 0 | 0
Nuc | 0 | 0 | 0 | 0 | 0 | 0
PS | 0 | 0 | 0 | 0 | 0 | 0
PV | 0 | 0 | 0 | 0 | 0 | 0
PeakG | 0 | 0 | 0 | 0 | 0 | 0
PeakO | 0 | 0 | 0 | 0 | 0 | 0
ST | 0 | 0 | 0 | 0 | 0 | 0
STOG | 0 | 0 | 0 | 0 | 0 | 0
STWD | 0 | 0 | 0 | 0 | 0 | 0
WT | 0 | 0 | 0 | 0 | 0 | 0
IGCC | 0 | 0 | 0 | 0 | 0 | 0
DemandResponse | 0 | 0 | 0 | 0 | 0 | 0
IGCC-CCS | 0 | 0 | 0 | 0 | 0 | 0
WT_off | 0 | 0 | 0 | 0 | 0 | 0
PseudoUnit | 0 | 0 | 0 | 0 | 0 | 0
FixedInterchange | 0 | 0 | 0 | 0 | 0 | 0
Retrofit FOM Costs by Reporting Type: NonRTO_Midwest
ReportingType | 2015 | 2020 | 2025 | 2030 | 2035 | 2040
BM | 0 | 0 | 0 | 0 | 0 | 0
CC | 0 | 0 | 0 | 0 | 0 | 0
CSP | 0 | 0 | 0 | 0 | 0 | 0
CT | 0 | 0 | 0 | 0 | 0 | 0
Coal | 87.29 | 93.37 | 93.37 | 93.37 | 93.37 | 93.37
Geo | 0 | 0 | 0 | 0 | 0 | 0
H | 0 | 0 | 0 | 0 | 0 | 0
LFG | 0 | 0 | 0 | 0 | 0 | 0
Nuc | 0 | 0 | 0 | 0 | 0 | 0
PS | 0 | 0 | 0 | 0 | 0 | 0
PV | 0 | 0 | 0 | 0 | 0 | 0
PeakG | 0 | 0 | 0 | 0 | 0 | 0
PeakO | 0 | 0 | 0 | 0 | 0 | 0
ST | 0 | 0 | 0 | 0 | 0 | 0
STOG | 0 | 0 | 0 | 0 | 0 | 0
STWD | 0 | 0 | 0 | 0 | 0 | 0
WT | 0 | 0 | 0 | 0 | 0 | 0
IGCC | 0 | 0 | 0 | 0 | 0 | 0
DemandResponse | 0 | 0 | 0 | 0 | 0 | 0
IGCC-CCS | 0 | 0 | 0 | 0 | 0 | 0
WT_off | 0 | 0 | 0 | 0 | 0 | 0
PseudoUnit | 0 | 0 | 0 | 0 | 0 | 0
FixedInterchange | 0 | 0 | 0 | 0 | 0 | 0
Retrofit FOM Costs by Reporting Type: NYISO_A-F
ReportingType | 2015 | 2020 | 2025 | 2030 | 2035 | 2040
BM | 0 | 0 | 0 | 0 | 0 | 0
CC | 0 | 0 | 0 | 0 | 0 | 0
CSP | 0 | 0 | 0 | 0 | 0 | 0
CT | 0 | 0 | 0 | 0 | 0 | 0
Coal | 0 | 0 | 0 | 0 | 0 | 0
Geo | 0 | 0 | 0 | 0 | 0 | 0
H | 0 | 0 | 0 | 0 | 0 | 0
LFG | 0 | 0 | 0 | 0 | 0 | 0
Nuc | 0 | 0 | 0 | 0 | 0 | 0
PS | 0 | 0 | 0 | 0 | 0 | 0
PV | 0 | 0 | 0 | 0 | 0 | 0
PeakG | 0 | 0 | 0 | 0 | 0 | 0
PeakO | 0 | 0 | 0 | 0 | 0 | 0
ST | 0 | 0 | 0 | 0 | 0 | 0
STOG | 0 | 0 | 0 | 0 | 0 | 0
STWD | 0 | 0 | 0 | 0 | 0 | 0
WT | 0 | 0 | 0 | 0 | 0 | 0
IGCC | 0 | 0 | 0 | 0 | 0 | 0
DemandResponse | 0 | 0 | 0 | 0 | 0 | 0
IGCC-CCS | 0 | 0 | 0 | 0 | 0 | 0
WT_off | 0 | 0 | 0 | 0 | 0 | 0
PseudoUnit | 0 | 0 | 0 | 0 | 0 | 0
FixedInterchange | 0 | 0 | 0 | 0 | 0 | 0
Retrofit FOM Costs by Reporting Type: NYISO_G-I
ReportingType | 2015 | 2020 | 2025 | 2030 | 2035 | 2040
BM | 0 | 0 | 0 | 0 | 0 | 0
CC | 0 | 0 | 0 | 0 | 0 | 0
CSP | 0 | 0 | 0 | 0 | 0 | 0
CT | 0 | 0 | 0 | 0 | 0 | 0
Coal | 0 | 0 | 0 | 0 | 0 | 0
Geo | 0 | 0 | 0 | 0 | 0 | 0
H | 0 | 0 | 0 | 0 | 0 | 0
LFG | 0 | 0 | 0 | 0 | 0 | 0
Nuc | 0 | 0 | 0 | 0 | 0 | 0
PS | 0 | 0 | 0 | 0 | 0 | 0
PV | 0 | 0 | 0 | 0 | 0 | 0
PeakG | 0 | 0 | 0 | 0 | 0 | 0
PeakO | 0 | 0 | 0 | 0 | 0 | 0
ST | 0 | 0 | 0 | 0 | 0 | 0
STOG | 0 | 0 | 0 | 0 | 0 | 0
STWD | 0 | 0 | 0 | 0 | 0 | 0
WT | 0 | 0 | 0 | 0 | 0 | 0
IGCC | 0 | 0 | 0 | 0 | 0 | 0
DemandResponse | 0 | 0 | 0 | 0 | 0 | 0
IGCC-CCS | 0 | 0 | 0 | 0 | 0 | 0
WT_off | 0 | 0 | 0 | 0 | 0 | 0
PseudoUnit | 0 | 0 | 0 | 0 | 0 | 0
FixedInterchange | 0 | 0 | 0 | 0 | 0 | 0
Retrofit FOM Costs by Reporting Type: NYISO_J-K
ReportingType | 2015 | 2020 | 2025 | 2030 | 2035 | 2040
BM | 0 | 0 | 0 | 0 | 0 | 0
CC | 0 | 0 | 0 | 0 | 0 | 0
CSP | 0 | 0 | 0 | 0 | 0 | 0
CT | 0 | 0 | 0 | 0 | 0 | 0
Coal | 0 | 0 | 0 | 0 | 0 | 0
Geo | 0 | 0 | 0 | 0 | 0 | 0
H | 0 | 0 | 0 | 0 | 0 | 0
LFG | 0 | 0 | 0 | 0 | 0 | 0
Nuc | 0 | 0 | 0 | 0 | 0 | 0
PS | 0 | 0 | 0 | 0 | 0 | 0
PV | 0 | 0 | 0 | 0 | 0 | 0
PeakG | 0 | 0 | 0 | 0 | 0 | 0
PeakO | 0 | 0 | 0 | 0 | 0 | 0
ST | 0 | 0 | 0 | 0 | 0 | 0
STOG | 0 | 0 | 0 | 0 | 0 | 0
STWD | 0 | 0 | 0 | 0 | 0 | 0
WT | 0 | 0 | 0 | 0 | 0 | 0
IGCC | 0 | 0 | 0 | 0 | 0 | 0
DemandResponse | 0 | 0 | 0 | 0 | 0 | 0
IGCC-CCS | 0 | 0 | 0 | 0 | 0 | 0
WT_off | 0 | 0 | 0 | 0 | 0 | 0
PseudoUnit | 0 | 0 | 0 | 0 | 0 | 0
FixedInterchange | 0 | 0 | 0 | 0 | 0 | 0
Retrofit FOM Costs by Reporting Type: PJM_E
ReportingType | 2015 | 2020 | 2025 | 2030 | 2035 | 2040
BM | 0 | 0 | 0 | 0 | 0 | 0
CC | 0 | 0 | 0 | 0 | 0 | 0
CSP | 0 | 0 | 0 | 0 | 0 | 0
CT | 0 | 0 | 0 | 0 | 0 | 0
Coal | 1.07 | 0 | 0 | 0 | 0 | 0
Geo | 0 | 0 | 0 | 0 | 0 | 0
H | 0 | 0 | 0 | 0 | 0 | 0
LFG | 0 | 0 | 0 | 0 | 0 | 0
Nuc | 0 | 0 | 0 | 0 | 0 | 0
PS | 0 | 0 | 0 | 0 | 0 | 0
PV | 0 | 0 | 0 | 0 | 0 | 0
PeakG | 0 | 0 | 0 | 0 | 0 | 0
PeakO | 0 | 0 | 0 | 0 | 0 | 0
ST | 0 | 0 | 0 | 0 | 0 | 0
STOG | 0 | 0 | 0 | 0 | 0 | 0
STWD | 0 | 0 | 0 | 0 | 0 | 0
WT | 0 | 0 | 0 | 0 | 0 | 0
IGCC | 0 | 0 | 0 | 0 | 0 | 0
DemandResponse | 0 | 0 | 0 | 0 | 0 | 0
IGCC-CCS | 0 | 0 | 0 | 0 | 0 | 0
WT_off | 0 | 0 | 0 | 0 | 0 | 0
PseudoUnit | 0 | 0 | 0 | 0 | 0 | 0
FixedInterchange | 0 | 0 | 0 | 0 | 0 | 0
Retrofit FOM Costs by Reporting Type: PJM_ROM
ReportingType | 2015 | 2020 | 2025 | 2030 | 2035 | 2040
BM | 0 | 0 | 0 | 0 | 0 | 0
CC | 0 | 0 | 0 | 0 | 0 | 0
CSP | 0 | 0 | 0 | 0 | 0 | 0
CT | 0 | 0 | 0 | 0 | 0 | 0
Coal | 54.79 | 64.27 | 64.27 | 64.27 | 64.27 | 64.27
Geo | 0 | 0 | 0 | 0 | 0 | 0
H | 0 | 0 | 0 | 0 | 0 | 0
LFG | 0 | 0 | 0 | 0 | 0 | 0
Nuc | 0 | 0 | 0 | 0 | 0 | 0
PS | 0 | 0 | 0 | 0 | 0 | 0
PV | 0 | 0 | 0 | 0 | 0 | 0
PeakG | 0 | 0 | 0 | 0 | 0 | 0
PeakO | 0 | 0 | 0 | 0 | 0 | 0
ST | 0 | 0 | 0 | 0 | 0 | 0
STOG | 0 | 0 | 0 | 0 | 0 | 0
STWD | 0 | 0 | 0 | 0 | 0 | 0
WT | 0 | 0 | 0 | 0 | 0 | 0
IGCC | 0 | 0 | 0 | 0 | 0 | 0
DemandResponse | 0 | 0 | 0 | 0 | 0 | 0
IGCC-CCS | 0 | 0 | 0 | 0 | 0 | 0
WT_off | 0 | 0 | 0 | 0 | 0 | 0
PseudoUnit | 0 | 0 | 0 | 0 | 0 | 0
FixedInterchange | 0 | 0 | 0 | 0 | 0 | 0
Retrofit FOM Costs by Reporting Type: PJM_ROR
ReportingType | 2015 | 2020 | 2025 | 2030 | 2035 | 2040
BM | 0 | 0 | 0 | 0 | 0 | 0
CC | 0 | 0 | 0 | 0 | 0 | 0
CSP | 0 | 0 | 0 | 0 | 0 | 0
CT | 0 | 0 | 0 | 0 | 0 | 0
Coal | 264.29 | 309.84 | 309.84 | 309.84 | 309.84 | 309.84
Geo | 0 | 0 | 0 | 0 | 0 | 0
H | 0 | 0 | 0 | 0 | 0 | 0
LFG | 0 | 0 | 0 | 0 | 0 | 0
Nuc | 0 | 0 | 0 | 0 | 0 | 0
PS | 0 | 0 | 0 | 0 | 0 | 0
PV | 0 | 0 | 0 | 0 | 0 | 0
PeakG | 0 | 0 | 0 | 0 | 0 | 0
PeakO | 0 | 0 | 0 | 0 | 0 | 0
ST | 0 | 0 | 0 | 0 | 0 | 0
STOG | 0 | 0 | 0 | 0 | 0 | 0
STWD | 0 | 0 | 0 | 0 | 0 | 0
WT | 0 | 0 | 0 | 0 | 0 | 0
IGCC | 0 | 0 | 0 | 0 | 0 | 0
DemandResponse | 0 | 0 | 0 | 0 | 0 | 0
IGCC-CCS | 0 | 0 | 0 | 0 | 0 | 0
WT_off | 0 | 0 | 0 | 0 | 0 | 0
PseudoUnit | 0 | 0 | 0 | 0 | 0 | 0
FixedInterchange | 0 | 0 | 0 | 0 | 0 | 0
Retrofit FOM Costs by Reporting Type: SOCO
ReportingType | 2015 | 2020 | 2025 | 2030 | 2035 | 2040
BM | 0 | 0 | 0 | 0 | 0 | 0
CC | 0 | 0 | 0 | 0 | 0 | 0
CSP | 0 | 0 | 0 | 0 | 0 | 0
CT | 0 | 0 | 0 | 0 | 0 | 0
Coal | 127.18 | 134.72 | 134.72 | 134.72 | 134.72 | 134.72
Geo | 0 | 0 | 0 | 0 | 0 | 0
H | 0 | 0 | 0 | 0 | 0 | 0
LFG | 0 | 0 | 0 | 0 | 0 | 0
Nuc | 0 | 0 | 0 | 0 | 0 | 0
PS | 0 | 0 | 0 | 0 | 0 | 0
PV | 0 | 0 | 0 | 0 | 0 | 0
PeakG | 0 | 0 | 0 | 0 | 0 | 0
PeakO | 0 | 0 | 0 | 0 | 0 | 0
ST | 0 | 0 | 0 | 0 | 0 | 0
STOG | 0 | 0 | 0 | 0 | 0 | 0
STWD | 0 | 0 | 0 | 0 | 0 | 0
WT | 0 | 0 | 0 | 0 | 0 | 0
IGCC | 0 | 0 | 0 | 0 | 0 | 0
DemandResponse | 0 | 0 | 0 | 0 | 0 | 0
IGCC-CCS | 0 | 0 | 0 | 0 | 0 | 0
WT_off | 0 | 0 | 0 | 0 | 0 | 0
PseudoUnit | 0 | 0 | 0 | 0 | 0 | 0
FixedInterchange | 0 | 0 | 0 | 0 | 0 | 0
Retrofit FOM Costs by Reporting Type: SPP_N
ReportingType | 2015 | 2020 | 2025 | 2030 | 2035 | 2040
BM | 0 | 0 | 0 | 0 | 0 | 0
CC | 0 | 0 | 0 | 0 | 0 | 0
CSP | 0 | 0 | 0 | 0 | 0 | 0
CT | 0 | 0 | 0 | 0 | 0 | 0
Coal | 36.22 | 47.87 | 47.87 | 47.87 | 47.87 | 47.87
Geo | 0 | 0 | 0 | 0 | 0 | 0
H | 0 | 0 | 0 | 0 | 0 | 0
LFG | 0 | 0 | 0 | 0 | 0 | 0
Nuc | 0 | 0 | 0 | 0 | 0 | 0
PS | 0 | 0 | 0 | 0 | 0 | 0
PV | 0 | 0 | 0 | 0 | 0 | 0
PeakG | 0 | 0 | 0 | 0 | 0 | 0
PeakO | 0 | 0 | 0 | 0 | 0 | 0
ST | 0 | 0 | 0 | 0 | 0 | 0
STOG | 0 | 0 | 0 | 0 | 0 | 0
STWD | 0 | 0 | 0 | 0 | 0 | 0
WT | 0 | 0 | 0 | 0 | 0 | 0
IGCC | 0 | 0 | 0 | 0 | 0 | 0
DemandResponse | 0 | 0 | 0 | 0 | 0 | 0
IGCC-CCS | 0 | 0 | 0 | 0 | 0 | 0
WT_off | 0 | 0 | 0 | 0 | 0 | 0
PseudoUnit | 0 | 0 | 0 | 0 | 0 | 0
FixedInterchange | 0 | 0 | 0 | 0 | 0 | 0
Retrofit FOM Costs by Reporting Type: SPP_S
ReportingType | 2015 | 2020 | 2025 | 2030 | 2035 | 2040
BM | 0 | 0 | 0 | 0 | 0 | 0
CC | 0 | 0 | 0 | 0 | 0 | 0
CSP | 0 | 0 | 0 | 0 | 0 | 0
CT | 0 | 0 | 0 | 0 | 0 | 0
Coal | 20.12 | 34.34 | 34.34 | 34.34 | 34.34 | 34.34
Geo | 0 | 0 | 0 | 0 | 0 | 0
H | 0 | 0 | 0 | 0 | 0 | 0
LFG | 0 | 0 | 0 | 0 | 0 | 0
Nuc | 0 | 0 | 0 | 0 | 0 | 0
PS | 0 | 0 | 0 | 0 | 0 | 0
PV | 0 | 0 | 0 | 0 | 0 | 0
PeakG | 0 | 0 | 0 | 0 | 0 | 0
PeakO | 0 | 0 | 0 | 0 | 0 | 0
ST | 0 | 0 | 0 | 0 | 0 | 0
STOG | 0 | 0 | 0 | 0 | 0 | 0
STWD | 0 | 0 | 0 | 0 | 0 | 0
WT | 0 | 0 | 0 | 0 | 0 | 0
IGCC | 0 | 0 | 0 | 0 | 0 | 0
DemandResponse | 0 | 0 | 0 | 0 | 0 | 0
IGCC-CCS | 0 | 0 | 0 | 0 | 0 | 0
WT_off | 0 | 0 | 0 | 0 | 0 | 0
PseudoUnit | 0 | 0 | 0 | 0 | 0 | 0
FixedInterchange | 0 | 0 | 0 | 0 | 0 | 0
Retrofit FOM Costs by Reporting Type: TVA
ReportingType | 2015 | 2020 | 2025 | 2030 | 2035 | 2040
BM | 0 | 0 | 0 | 0 | 0 | 0
CC | 0 | 0 | 0 | 0 | 0 | 0
CSP | 0 | 0 | 0 | 0 | 0 | 0
CT | 0 | 0 | 0 | 0 | 0 | 0
Coal | 53.11 | 67.69 | 67.69 | 67.69 | 67.69 | 67.69
Geo | 0 | 0 | 0 | 0 | 0 | 0
H | 0 | 0 | 0 | 0 | 0 | 0
LFG | 0 | 0 | 0 | 0 | 0 | 0
Nuc | 0 | 0 | 0 | 0 | 0 | 0
PS | 0 | 0 | 0 | 0 | 0 | 0
PV | 0 | 0 | 0 | 0 | 0 | 0
PeakG | 0 | 0 | 0 | 0 | 0 | 0
PeakO | 0 | 0 | 0 | 0 | 0 | 0
ST | 0 | 0 | 0 | 0 | 0 | 0
STOG | 0 | 0 | 0 | 0 | 0 | 0
STWD | 0 | 0 | 0 | 0 | 0 | 0
WT | 0 | 0 | 0 | 0 | 0 | 0
IGCC | 0 | 0 | 0 | 0 | 0 | 0
DemandResponse | 0 | 0 | 0 | 0 | 0 | 0
IGCC-CCS | 0 | 0 | 0 | 0 | 0 | 0
WT_off | 0 | 0 | 0 | 0 | 0 | 0
PseudoUnit | 0 | 0 | 0 | 0 | 0 | 0
FixedInterchange | 0 | 0 | 0 | 0 | 0 | 0
Retrofit FOM Costs by Reporting Type: TVA_Transmission
ReportingType | 2015 | 2020 | 2025 | 2030 | 2035 | 2040
BM | 0 | 0 | 0 | 0 | 0 | 0
CC | 0 | 0 | 0 | 0 | 0 | 0
CSP | 0 | 0 | 0 | 0 | 0 | 0
CT | 0 | 0 | 0 | 0 | 0 | 0
Coal | 0 | 0 | 0 | 0 | 0 | 0
Geo | 0 | 0 | 0 | 0 | 0 | 0
H | 0 | 0 | 0 | 0 | 0 | 0
LFG | 0 | 0 | 0 | 0 | 0 | 0
Nuc | 0 | 0 | 0 | 0 | 0 | 0
PS | 0 | 0 | 0 | 0 | 0 | 0
PV | 0 | 0 | 0 | 0 | 0 | 0
PeakG | 0 | 0 | 0 | 0 | 0 | 0
PeakO | 0 | 0 | 0 | 0 | 0 | 0
ST | 0 | 0 | 0 | 0 | 0 | 0
STOG | 0 | 0 | 0 | 0 | 0 | 0
STWD | 0 | 0 | 0 | 0 | 0 | 0
WT | 0 | 0 | 0 | 0 | 0 | 0
IGCC | 0 | 0 | 0 | 0 | 0 | 0
DemandResponse | 0 | 0 | 0 | 0 | 0 | 0
IGCC-CCS | 0 | 0 | 0 | 0 | 0 | 0
WT_off | 0 | 0 | 0 | 0 | 0 | 0
PseudoUnit | 0 | 0 | 0 | 0 | 0 | 0
FixedInterchange | 0 | 0 | 0 | 0 | 0 | 0
Retrofit FOM Costs by Reporting Type: VACAR
ReportingType | 2015 | 2020 | 2025 | 2030 | 2035 | 2040
BM | 0 | 0 | 0 | 0 | 0 | 0
CC | 0 | 0 | 0 | 0 | 0 | 0
CSP | 0 | 0 | 0 | 0 | 0 | 0
CT | 0 | 0 | 0 | 0 | 0 | 0
Coal | 137.76 | 141.06 | 141.06 | 141.06 | 141.06 | 141.06
Geo | 0 | 0 | 0 | 0 | 0 | 0
H | 0 | 0 | 0 | 0 | 0 | 0
LFG | 0 | 0 | 0 | 0 | 0 | 0
Nuc | 0 | 0 | 0 | 0 | 0 | 0
PS | 0 | 0 | 0 | 0 | 0 | 0
PV | 0 | 0 | 0 | 0 | 0 | 0
PeakG | 0 | 0 | 0 | 0 | 0 | 0
PeakO | 0 | 0 | 0 | 0 | 0 | 0
ST | 0 | 0 | 0 | 0 | 0 | 0
STOG | 0 | 0 | 0 | 0 | 0 | 0
STWD | 0 | 0 | 0 | 0 | 0 | 0
WT | 0 | 0 | 0 | 0 | 0 | 0
IGCC | 0 | 0 | 0 | 0 | 0 | 0
DemandResponse | 0 | 0 | 0 | 0 | 0 | 0
IGCC-CCS | 0 | 0 | 0 | 0 | 0 | 0
WT_off | 0 | 0 | 0 | 0 | 0 | 0
PseudoUnit | 0 | 0 | 0 | 0 | 0 | 0
FixedInterchange | 0 | 0 | 0 | 0 | 0 | 0
Retrofit FOM Costs by Reporting Type: IESO
ReportingType | 2015 | 2020 | 2025 | 2030 | 2035 | 2040
BM | 0 | 0 | 0 | 0 | 0 | 0
CC | 0 | 0 | 0 | 0 | 0 | 0
CSP | 0 | 0 | 0 | 0 | 0 | 0
CT | 0 | 0 | 0 | 0 | 0 | 0
Coal | 0 | 0 | 0 | 0 | 0 | 0
Geo | 0 | 0 | 0 | 0 | 0 | 0
H | 0 | 0 | 0 | 0 | 0 | 0
LFG | 0 | 0 | 0 | 0 | 0 | 0
Nuc | 0 | 0 | 0 | 0 | 0 | 0
PS | 0 | 0 | 0 | 0 | 0 | 0
PV | 0 | 0 | 0 | 0 | 0 | 0
PeakG | 0 | 0 | 0 | 0 | 0 | 0
PeakO | 0 | 0 | 0 | 0 | 0 | 0
ST | 0 | 0 | 0 | 0 | 0 | 0
STOG | 0 | 0 | 0 | 0 | 0 | 0
STWD | 0 | 0 | 0 | 0 | 0 | 0
WT | 0 | 0 | 0 | 0 | 0 | 0
IGCC | 0 | 0 | 0 | 0 | 0 | 0
DemandResponse | 0 | 0 | 0 | 0 | 0 | 0
IGCC-CCS | 0 | 0 | 0 | 0 | 0 | 0
WT_off | 0 | 0 | 0 | 0 | 0 | 0
PseudoUnit | 0 | 0 | 0 | 0 | 0 | 0
FixedInterchange | 0 | 0 | 0 | 0 | 0 | 0
Retrofit FOM Costs by Reporting Type: MAPP_CA
ReportingType | 2015 | 2020 | 2025 | 2030 | 2035 | 2040
BM | 0 | 0 | 0 | 0 | 0 | 0
CC | 0 | 0 | 0 | 0 | 0 | 0
CSP | 0 | 0 | 0 | 0 | 0 | 0
CT | 0 | 0 | 0 | 0 | 0 | 0
Coal | 0 | 0 | 0 | 0 | 0 | 0
Geo | 0 | 0 | 0 | 0 | 0 | 0
H | 0 | 0 | 0 | 0 | 0 | 0
LFG | 0 | 0 | 0 | 0 | 0 | 0
Nuc | 0 | 0 | 0 | 0 | 0 | 0
PS | 0 | 0 | 0 | 0 | 0 | 0
PV | 0 | 0 | 0 | 0 | 0 | 0
PeakG | 0 | 0 | 0 | 0 | 0 | 0
PeakO | 0 | 0 | 0 | 0 | 0 | 0
ST | 0 | 0 | 0 | 0 | 0 | 0
STOG | 0 | 0 | 0 | 0 | 0 | 0
STWD | 0 | 0 | 0 | 0 | 0 | 0
WT | 0 | 0 | 0 | 0 | 0 | 0
IGCC | 0 | 0 | 0 | 0 | 0 | 0
DemandResponse | 0 | 0 | 0 | 0 | 0 | 0
IGCC-CCS | 0 | 0 | 0 | 0 | 0 | 0
WT_off | 0 | 0 | 0 | 0 | 0 | 0
PseudoUnit | 0 | 0 | 0 | 0 | 0 | 0
FixedInterchange | 0 | 0 | 0 | 0 | 0 | 0
Retrofit FOM Costs by Reporting Type: AZ_NM_SNV_Coal
ReportingType | 2015 | 2020 | 2025 | 2030 | 2035 | 2040
BM | 0 | 0 | 0 | 0 | 0 | 0
CC | 0 | 0 | 0 | 0 | 0 | 0
CSP | 0 | 0 | 0 | 0 | 0 | 0
CT | 0 | 0 | 0 | 0 | 0 | 0
Coal | 70.07 | 75.36 | 75.36 | 75.36 | 75.36 | 75.36
Geo | 0 | 0 | 0 | 0 | 0 | 0
H | 0 | 0 | 0 | 0 | 0 | 0
LFG | 0 | 0 | 0 | 0 | 0 | 0
Nuc | 0 | 0 | 0 | 0 | 0 | 0
PS | 0 | 0 | 0 | 0 | 0 | 0
PV | 0 | 0 | 0 | 0 | 0 | 0
PeakG | 0 | 0 | 0 | 0 | 0 | 0
PeakO | 0 | 0 | 0 | 0 | 0 | 0
ST | 0 | 0 | 0 | 0 | 0 | 0
STOG | 0 | 0 | 0 | 0 | 0 | 0
STWD | 0 | 0 | 0 | 0 | 0 | 0
WT | 0 | 0 | 0 | 0 | 0 | 0
IGCC | 0 | 0 | 0 | 0 | 0 | 0
DemandResponse | 0 | 0 | 0 | 0 | 0 | 0
IGCC-CCS | 0 | 0 | 0 | 0 | 0 | 0
WT_off | 0 | 0 | 0 | 0 | 0 | 0
PseudoUnit | 0 | 0 | 0 | 0 | 0 | 0
FixedInterchange | 0 | 0 | 0 | 0 | 0 | 0
Retrofit FOM Costs by Reporting Type: AZ_NM_SNV_Gas
ReportingType | 2015 | 2020 | 2025 | 2030 | 2035 | 2040
BM | 0 | 0 | 0 | 0 | 0 | 0
CC | 0 | 0 | 0 | 0 | 0 | 0
CSP | 0 | 0 | 0 | 0 | 0 | 0
CT | 0 | 0 | 0 | 0 | 0 | 0
Coal | 0 | 0 | 0 | 0 | 0 | 0
Geo | 0 | 0 | 0 | 0 | 0 | 0
H | 0 | 0 | 0 | 0 | 0 | 0
LFG | 0 | 0 | 0 | 0 | 0 | 0
Nuc | 0 | 0 | 0 | 0 | 0 | 0
PS | 0 | 0 | 0 | 0 | 0 | 0
PV | 0 | 0 | 0 | 0 | 0 | 0
PeakG | 0 | 0 | 0 | 0 | 0 | 0
PeakO | 0 | 0 | 0 | 0 | 0 | 0
ST | 0 | 0 | 0 | 0 | 0 | 0
STOG | 0 | 0 | 0 | 0 | 0 | 0
STWD | 0 | 0 | 0 | 0 | 0 | 0
WT | 0 | 0 | 0 | 0 | 0 | 0
IGCC | 0 | 0 | 0 | 0 | 0 | 0
DemandResponse | 0 | 0 | 0 | 0 | 0 | 0
IGCC-CCS | 0 | 0 | 0 | 0 | 0 | 0
WT_off | 0 | 0 | 0 | 0 | 0 | 0
PseudoUnit | 0 | 0 | 0 | 0 | 0 | 0
FixedInterchange | 0 | 0 | 0 | 0 | 0 | 0
Retrofit FOM Costs by Reporting Type: AZ_NM_SNV_NucRenew
ReportingType | 2015 | 2020 | 2025 | 2030 | 2035 | 2040
BM | 0 | 0 | 0 | 0 | 0 | 0
CC | 0 | 0 | 0 | 0 | 0 | 0
CSP | 0 | 0 | 0 | 0 | 0 | 0
CT | 0 | 0 | 0 | 0 | 0 | 0
Coal | 0 | 0 | 0 | 0 | 0 | 0
Geo | 0 | 0 | 0 | 0 | 0 | 0
H | 0 | 0 | 0 | 0 | 0 | 0
LFG | 0 | 0 | 0 | 0 | 0 | 0
Nuc | 0 | 0 | 0 | 0 | 0 | 0
PS | 0 | 0 | 0 | 0 | 0 | 0
PV | 0 | 0 | 0 | 0 | 0 | 0
PeakG | 0 | 0 | 0 | 0 | 0 | 0
PeakO | 0 | 0 | 0 | 0 | 0 | 0
ST | 0 | 0 | 0 | 0 | 0 | 0
STOG | 0 | 0 | 0 | 0 | 0 | 0
STWD | 0 | 0 | 0 | 0 | 0 | 0
WT | 0 | 0 | 0 | 0 | 0 | 0
IGCC | 0 | 0 | 0 | 0 | 0 | 0
DemandResponse | 0 | 0 | 0 | 0 | 0 | 0
IGCC-CCS | 0 | 0 | 0 | 0 | 0 | 0
WT_off | 0 | 0 | 0 | 0 | 0 | 0
PseudoUnit | 0 | 0 | 0 | 0 | 0 | 0
FixedInterchange | 0 | 0 | 0 | 0 | 0 | 0
Retrofit FOM Costs by Reporting Type: ERCOT
ReportingType | 2015 | 2020 | 2025 | 2030 | 2035 | 2040
BM | 0 | 0 | 0 | 0 | 0 | 0
CC | 0 | 0 | 0 | 0 | 0 | 0
CSP | 0 | 0 | 0 | 0 | 0 | 0
CT | 0 | 0 | 0 | 0 | 0 | 0
Coal | 95.78 | 116.56 | 116.56 | 116.56 | 116.56 | 116.56
Geo | 0 | 0 | 0 | 0 | 0 | 0
H | 0 | 0 | 0 | 0 | 0 | 0
LFG | 0 | 0 | 0 | 0 | 0 | 0
Nuc | 0 | 0 | 0 | 0 | 0 | 0
PS | 0 | 0 | 0 | 0 | 0 | 0
PV | 0 | 0 | 0 | 0 | 0 | 0
PeakG | 0 | 0 | 0 | 0 | 0 | 0
PeakO | 0 | 0 | 0 | 0 | 0 | 0
ST | 0 | 0 | 0 | 0 | 0 | 0
STOG | 0 | 0 | 0 | 0 | 0 | 0
STWD | 0 | 0 | 0 | 0 | 0 | 0
WT | 0 | 0 | 0 | 0 | 0 | 0
IGCC | 0 | 0 | 0 | 0 | 0 | 0
DemandResponse | 0 | 0 | 0 | 0 | 0 | 0
IGCC-CCS | 0 | 0 | 0 | 0 | 0 | 0
WT_off | 0 | 0 | 0 | 0 | 0 | 0
PseudoUnit | 0 | 0 | 0 | 0 | 0 | 0
FixedInterchange | 0 | 0 | 0 | 0 | 0 | 0
Retrofit FOM Costs by Reporting Type: NP15
ReportingType | 2015 | 2020 | 2025 | 2030 | 2035 | 2040
BM | 0 | 0 | 0 | 0 | 0 | 0
CC | 0 | 0 | 0 | 0 | 0 | 0
CSP | 0 | 0 | 0 | 0 | 0 | 0
CT | 0 | 0 | 0 | 0 | 0 | 0
Coal | 0.19 | 0.34 | 0.34 | 0.34 | 0 | 0
Geo | 0 | 0 | 0 | 0 | 0 | 0
H | 0 | 0 | 0 | 0 | 0 | 0
LFG | 0 | 0 | 0 | 0 | 0 | 0
Nuc | 0 | 0 | 0 | 0 | 0 | 0
PS | 0 | 0 | 0 | 0 | 0 | 0
PV | 0 | 0 | 0 | 0 | 0 | 0
PeakG | 0 | 0 | 0 | 0 | 0 | 0
PeakO | 0 | 0 | 0 | 0 | 0 | 0
ST | 0 | 0 | 0 | 0 | 0 | 0
STOG | 0 | 0 | 0 | 0 | 0 | 0
STWD | 0 | 0 | 0 | 0 | 0 | 0
WT | 0 | 0 | 0 | 0 | 0 | 0
IGCC | 0 | 0 | 0 | 0 | 0 | 0
DemandResponse | 0 | 0 | 0 | 0 | 0 | 0
IGCC-CCS | 0 | 0 | 0 | 0 | 0 | 0
WT_off | 0 | 0 | 0 | 0 | 0 | 0
PseudoUnit | 0 | 0 | 0 | 0 | 0 | 0
FixedInterchange | 0 | 0 | 0 | 0 | 0 | 0
Retrofit FOM Costs by Reporting Type: NWPP_Coal
ReportingType | 2015 | 2020 | 2025 | 2030 | 2035 | 2040
BM | 0 | 0 | 0 | 0 | 0 | 0
CC | 0 | 0 | 0 | 0 | 0 | 0
CSP | 0 | 0 | 0 | 0 | 0 | 0
CT | 0 | 0 | 0 | 0 | 0 | 0
Coal | 67.09 | 76.88 | 76.88 | 76.88 | 76.88 | 76.88
Geo | 0 | 0 | 0 | 0 | 0 | 0
H | 0 | 0 | 0 | 0 | 0 | 0
LFG | 0 | 0 | 0 | 0 | 0 | 0
Nuc | 0 | 0 | 0 | 0 | 0 | 0
PS | 0 | 0 | 0 | 0 | 0 | 0
PV | 0 | 0 | 0 | 0 | 0 | 0
PeakG | 0 | 0 | 0 | 0 | 0 | 0
PeakO | 0 | 0 | 0 | 0 | 0 | 0
ST | 0 | 0 | 0 | 0 | 0 | 0
STOG | 0 | 0 | 0 | 0 | 0 | 0
STWD | 0 | 0 | 0 | 0 | 0 | 0
WT | 0 | 0 | 0 | 0 | 0 | 0
IGCC | 0 | 0 | 0 | 0 | 0 | 0
DemandResponse | 0 | 0 | 0 | 0 | 0 | 0
IGCC-CCS | 0 | 0 | 0 | 0 | 0 | 0
WT_off | 0 | 0 | 0 | 0 | 0 | 0
PseudoUnit | 0 | 0 | 0 | 0 | 0 | 0
FixedInterchange | 0 | 0 | 0 | 0 | 0 | 0
Retrofit FOM Costs by Reporting Type: NWPP_Gas
ReportingType | 2015 | 2020 | 2025 | 2030 | 2035 | 2040
BM | 0 | 0 | 0 | 0 | 0 | 0
CC | 0 | 0 | 0 | 0 | 0 | 0
CSP | 0 | 0 | 0 | 0 | 0 | 0
CT | 0 | 0 | 0 | 0 | 0 | 0
Coal | 0 | 0 | 0 | 0 | 0 | 0
Geo | 0 | 0 | 0 | 0 | 0 | 0
H | 0 | 0 | 0 | 0 | 0 | 0
LFG | 0 | 0 | 0 | 0 | 0 | 0
Nuc | 0 | 0 | 0 | 0 | 0 | 0
PS | 0 | 0 | 0 | 0 | 0 | 0
PV | 0 | 0 | 0 | 0 | 0 | 0
PeakG | 0 | 0 | 0 | 0 | 0 | 0
PeakO | 0 | 0 | 0 | 0 | 0 | 0
ST | 0 | 0 | 0 | 0 | 0 | 0
STOG | 0 | 0 | 0 | 0 | 0 | 0
STWD | 0 | 0 | 0 | 0 | 0 | 0
WT | 0 | 0 | 0 | 0 | 0 | 0
IGCC | 0 | 0 | 0 | 0 | 0 | 0
DemandResponse | 0 | 0 | 0 | 0 | 0 | 0
IGCC-CCS | 0 | 0 | 0 | 0 | 0 | 0
WT_off | 0 | 0 | 0 | 0 | 0 | 0
PseudoUnit | 0 | 0 | 0 | 0 | 0 | 0
FixedInterchange | 0 | 0 | 0 | 0 | 0 | 0
Retrofit FOM Costs by Reporting Type: NWPP_NucRenew
ReportingType | 2015 | 2020 | 2025 | 2030 | 2035 | 2040
BM | 0 | 0 | 0 | 0 | 0 | 0
CC | 0 | 0 | 0 | 0 | 0 | 0
CSP | 0 | 0 | 0 | 0 | 0 | 0
CT | 0 | 0 | 0 | 0 | 0 | 0
Coal | 0 | 0 | 0 | 0 | 0 | 0
Geo | 0 | 0 | 0 | 0 | 0 | 0
H | 0 | 0 | 0 | 0 | 0 | 0
LFG | 0 | 0 | 0 | 0 | 0 | 0
Nuc | 0 | 0 | 0 | 0 | 0 | 0
PS | 0 | 0 | 0 | 0 | 0 | 0
PV | 0 | 0 | 0 | 0 | 0 | 0
PeakG | 0 | 0 | 0 | 0 | 0 | 0
PeakO | 0 | 0 | 0 | 0 | 0 | 0
ST | 0 | 0 | 0 | 0 | 0 | 0
STOG | 0 | 0 | 0 | 0 | 0 | 0
STWD | 0 | 0 | 0 | 0 | 0 | 0
WT | 0 | 0 | 0 | 0 | 0 | 0
IGCC | 0 | 0 | 0 | 0 | 0 | 0
DemandResponse | 0 | 0 | 0 | 0 | 0 | 0
IGCC-CCS | 0 | 0 | 0 | 0 | 0 | 0
WT_off | 0 | 0 | 0 | 0 | 0 | 0
PseudoUnit | 0 | 0 | 0 | 0 | 0 | 0
FixedInterchange | 0 | 0 | 0 | 0 | 0 | 0
Retrofit FOM Costs by Reporting Type: RMPA
ReportingType | 2015 | 2020 | 2025 | 2030 | 2035 | 2040
BM | 0 | 0 | 0 | 0 | 0 | 0
CC | 0 | 0 | 0 | 0 | 0 | 0
CSP | 0 | 0 | 0 | 0 | 0 | 0
CT | 0 | 0 | 0 | 0 | 0 | 0
Coal | 26.21 | 35.01 | 34.59 | 34.59 | 34.59 | 31.21
Geo | 0 | 0 | 0 | 0 | 0 | 0
H | 0 | 0 | 0 | 0 | 0 | 0
LFG | 0 | 0 | 0 | 0 | 0 | 0
Nuc | 0 | 0 | 0 | 0 | 0 | 0
PS | 0 | 0 | 0 | 0 | 0 | 0
PV | 0 | 0 | 0 | 0 | 0 | 0
PeakG | 0 | 0 | 0 | 0 | 0 | 0
PeakO | 0 | 0 | 0 | 0 | 0 | 0
ST | 0 | 0 | 0 | 0 | 0 | 0
STOG | 0 | 0 | 0 | 0 | 0 | 0
STWD | 0 | 0 | 0 | 0 | 0 | 0
WT | 0 | 0 | 0 | 0 | 0 | 0
IGCC | 0 | 0 | 0 | 0 | 0 | 0
DemandResponse | 0 | 0 | 0 | 0 | 0 | 0
IGCC-CCS | 0 | 0 | 0 | 0 | 0 | 0
WT_off | 0 | 0 | 0 | 0 | 0 | 0
PseudoUnit | 0 | 0 | 0 | 0 | 0 | 0
FixedInterchange | 0 | 0 | 0 | 0 | 0 | 0
Retrofit FOM Costs by Reporting Type: SP15
ReportingType | 2015 | 2020 | 2025 | 2030 | 2035 | 2040
BM | 0 | 0 | 0 | 0 | 0 | 0
CC | 0 | 0 | 0 | 0 | 0 | 0
CSP | 0 | 0 | 0 | 0 | 0 | 0
CT | 0 | 0 | 0 | 0 | 0 | 0
Coal | 0.23 | 0.41 | 0.41 | 0.41 | 0.41 | 0
Geo | 0 | 0 | 0 | 0 | 0 | 0
H | 0 | 0 | 0 | 0 | 0 | 0
LFG | 0 | 0 | 0 | 0 | 0 | 0
Nuc | 0 | 0 | 0 | 0 | 0 | 0
PS | 0 | 0 | 0 | 0 | 0 | 0
PV | 0 | 0 | 0 | 0 | 0 | 0
PeakG | 0 | 0 | 0 | 0 | 0 | 0
PeakO | 0 | 0 | 0 | 0 | 0 | 0
ST | 0 | 0 | 0 | 0 | 0 | 0
STOG | 0 | 0 | 0 | 0 | 0 | 0
STWD | 0 | 0 | 0 | 0 | 0 | 0
WT | 0 | 0 | 0 | 0 | 0 | 0
IGCC | 0 | 0 | 0 | 0 | 0 | 0
DemandResponse | 0 | 0 | 0 | 0 | 0 | 0
IGCC-CCS | 0 | 0 | 0 | 0 | 0 | 0
WT_off | 0 | 0 | 0 | 0 | 0 | 0
PseudoUnit | 0 | 0 | 0 | 0 | 0 | 0
FixedInterchange | 0 | 0 | 0 | 0 | 0 | 0
Retrofit FOM Costs by Reporting Type: ALB
ReportingType | 2015 | 2020 | 2025 | 2030 | 2035 | 2040
BM | 0 | 0 | 0 | 0 | 0 | 0
CC | 0 | 0 | 0 | 0 | 0 | 0
CSP | 0 | 0 | 0 | 0 | 0 | 0
CT | 0 | 0 | 0 | 0 | 0 | 0
Coal | 0.29 | 0.29 | 0.29 | 0.29 | 0.29 | 0.29
Geo | 0 | 0 | 0 | 0 | 0 | 0
H | 0 | 0 | 0 | 0 | 0 | 0
LFG | 0 | 0 | 0 | 0 | 0 | 0
Nuc | 0 | 0 | 0 | 0 | 0 | 0
PS | 0 | 0 | 0 | 0 | 0 | 0
PV | 0 | 0 | 0 | 0 | 0 | 0
PeakG | 0 | 0 | 0 | 0 | 0 | 0
PeakO | 0 | 0 | 0 | 0 | 0 | 0
ST | 0 | 0 | 0 | 0 | 0 | 0
STOG | 0 | 0 | 0 | 0 | 0 | 0
STWD | 0 | 0 | 0 | 0 | 0 | 0
WT | 0 | 0 | 0 | 0 | 0 | 0
IGCC | 0 | 0 | 0 | 0 | 0 | 0
DemandResponse | 0 | 0 | 0 | 0 | 0 | 0
IGCC-CCS | 0 | 0 | 0 | 0 | 0 | 0
WT_off | 0 | 0 | 0 | 0 | 0 | 0
PseudoUnit | 0 | 0 | 0 | 0 | 0 | 0
FixedInterchange | 0 | 0 | 0 | 0 | 0 | 0
Retrofit FOM Costs by Reporting Type: BC
ReportingType | 2015 | 2020 | 2025 | 2030 | 2035 | 2040
BM | 0 | 0 | 0 | 0 | 0 | 0
CC | 0 | 0 | 0 | 0 | 0 | 0
CSP | 0 | 0 | 0 | 0 | 0 | 0
CT | 0 | 0 | 0 | 0 | 0 | 0
Coal | 0 | 0 | 0 | 0 | 0 | 0
Geo | 0 | 0 | 0 | 0 | 0 | 0
H | 0 | 0 | 0 | 0 | 0 | 0
LFG | 0 | 0 | 0 | 0 | 0 | 0
Nuc | 0 | 0 | 0 | 0 | 0 | 0
PS | 0 | 0 | 0 | 0 | 0 | 0
PV | 0 | 0 | 0 | 0 | 0 | 0
PeakG | 0 | 0 | 0 | 0 | 0 | 0
PeakO | 0 | 0 | 0 | 0 | 0 | 0
ST | 0 | 0 | 0 | 0 | 0 | 0
STOG | 0 | 0 | 0 | 0 | 0 | 0
STWD | 0 | 0 | 0 | 0 | 0 | 0
WT | 0 | 0 | 0 | 0 | 0 | 0
IGCC | 0 | 0 | 0 | 0 | 0 | 0
DemandResponse | 0 | 0 | 0 | 0 | 0 | 0
IGCC-CCS | 0 | 0 | 0 | 0 | 0 | 0
WT_off | 0 | 0 | 0 | 0 | 0 | 0
PseudoUnit | 0 | 0 | 0 | 0 | 0 | 0
FixedInterchange | 0 | 0 | 0 | 0 | 0 | 0
Retrofit FOM Costs by Reporting Type: HQ_IESO
ReportingType | 2015 | 2020 | 2025 | 2030 | 2035 | 2040
BM | 0 | 0 | 0 | 0 | 0 | 0
CC | 0 | 0 | 0 | 0 | 0 | 0
CSP | 0 | 0 | 0 | 0 | 0 | 0
CT | 0 | 0 | 0 | 0 | 0 | 0
Coal | 0 | 0 | 0 | 0 | 0 | 0
Geo | 0 | 0 | 0 | 0 | 0 | 0
H | 0 | 0 | 0 | 0 | 0 | 0
LFG | 0 | 0 | 0 | 0 | 0 | 0
Nuc | 0 | 0 | 0 | 0 | 0 | 0
PS | 0 | 0 | 0 | 0 | 0 | 0
PV | 0 | 0 | 0 | 0 | 0 | 0
PeakG | 0 | 0 | 0 | 0 | 0 | 0
PeakO | 0 | 0 | 0 | 0 | 0 | 0
ST | 0 | 0 | 0 | 0 | 0 | 0
STOG | 0 | 0 | 0 | 0 | 0 | 0
STWD | 0 | 0 | 0 | 0 | 0 | 0
WT | 0 | 0 | 0 | 0 | 0 | 0
IGCC | 0 | 0 | 0 | 0 | 0 | 0
DemandResponse | 0 | 0 | 0 | 0 | 0 | 0
IGCC-CCS | 0 | 0 | 0 | 0 | 0 | 0
WT_off | 0 | 0 | 0 | 0 | 0 | 0
PseudoUnit | 0 | 0 | 0 | 0 | 0 | 0
FixedInterchange | 0 | 0 | 0 | 0 | 0 | 0
Retrofit FOM Costs by Reporting Type: HQ_NEISO
ReportingType | 2015 | 2020 | 2025 | 2030 | 2035 | 2040
BM | 0 | 0 | 0 | 0 | 0 | 0
CC | 0 | 0 | 0 | 0 | 0 | 0
CSP | 0 | 0 | 0 | 0 | 0 | 0
CT | 0 | 0 | 0 | 0 | 0 | 0
Coal | 0 | 0 | 0 | 0 | 0 | 0
Geo | 0 | 0 | 0 | 0 | 0 | 0
H | 0 | 0 | 0 | 0 | 0 | 0
LFG | 0 | 0 | 0 | 0 | 0 | 0
Nuc | 0 | 0 | 0 | 0 | 0 | 0
PS | 0 | 0 | 0 | 0 | 0 | 0
PV | 0 | 0 | 0 | 0 | 0 | 0
PeakG | 0 | 0 | 0 | 0 | 0 | 0
PeakO | 0 | 0 | 0 | 0 | 0 | 0
ST | 0 | 0 | 0 | 0 | 0 | 0
STOG | 0 | 0 | 0 | 0 | 0 | 0
STWD | 0 | 0 | 0 | 0 | 0 | 0
WT | 0 | 0 | 0 | 0 | 0 | 0
IGCC | 0 | 0 | 0 | 0 | 0 | 0
DemandResponse | 0 | 0 | 0 | 0 | 0 | 0
IGCC-CCS | 0 | 0 | 0 | 0 | 0 | 0
WT_off | 0 | 0 | 0 | 0 | 0 | 0
PseudoUnit | 0 | 0 | 0 | 0 | 0 | 0
FixedInterchange | 0 | 0 | 0 | 0 | 0 | 0
Retrofit FOM Costs by Reporting Type: HQ_NY
ReportingType | 2015 | 2020 | 2025 | 2030 | 2035 | 2040
BM | 0 | 0 | 0 | 0 | 0 | 0
CC | 0 | 0 | 0 | 0 | 0 | 0
CSP | 0 | 0 | 0 | 0 | 0 | 0
CT | 0 | 0 | 0 | 0 | 0 | 0
Coal | 0 | 0 | 0 | 0 | 0 | 0
Geo | 0 | 0 | 0 | 0 | 0 | 0
H | 0 | 0 | 0 | 0 | 0 | 0
LFG | 0 | 0 | 0 | 0 | 0 | 0
Nuc | 0 | 0 | 0 | 0 | 0 | 0
PS | 0 | 0 | 0 | 0 | 0 | 0
PV | 0 | 0 | 0 | 0 | 0 | 0
PeakG | 0 | 0 | 0 | 0 | 0 | 0
PeakO | 0 | 0 | 0 | 0 | 0 | 0
ST | 0 | 0 | 0 | 0 | 0 | 0
STOG | 0 | 0 | 0 | 0 | 0 | 0
STWD | 0 | 0 | 0 | 0 | 0 | 0
WT | 0 | 0 | 0 | 0 | 0 | 0
IGCC | 0 | 0 | 0 | 0 | 0 | 0
DemandResponse | 0 | 0 | 0 | 0 | 0 | 0
IGCC-CCS | 0 | 0 | 0 | 0 | 0 | 0
WT_off | 0 | 0 | 0 | 0 | 0 | 0
PseudoUnit | 0 | 0 | 0 | 0 | 0 | 0
FixedInterchange | 0 | 0 | 0 | 0 | 0 | 0
Retrofit FOM Costs by Reporting Type: MARITIMES
ReportingType | 2015 | 2020 | 2025 | 2030 | 2035 | 2040
BM | 0 | 0 | 0 | 0 | 0 | 0
CC | 0 | 0 | 0 | 0 | 0 | 0
CSP | 0 | 0 | 0 | 0 | 0 | 0
CT | 0 | 0 | 0 | 0 | 0 | 0
Coal | 0 | 0 | 0 | 0 | 0 | 0
Geo | 0 | 0 | 0 | 0 | 0 | 0
H | 0 | 0 | 0 | 0 | 0 | 0
LFG | 0 | 0 | 0 | 0 | 0 | 0
Nuc | 0 | 0 | 0 | 0 | 0 | 0
PS | 0 | 0 | 0 | 0 | 0 | 0
PV | 0 | 0 | 0 | 0 | 0 | 0
PeakG | 0 | 0 | 0 | 0 | 0 | 0
PeakO | 0 | 0 | 0 | 0 | 0 | 0
ST | 0 | 0 | 0 | 0 | 0 | 0
STOG | 0 | 0 | 0 | 0 | 0 | 0
STWD | 0 | 0 | 0 | 0 | 0 | 0
WT | 0 | 0 | 0 | 0 | 0 | 0
IGCC | 0 | 0 | 0 | 0 | 0 | 0
DemandResponse | 0 | 0 | 0 | 0 | 0 | 0
IGCC-CCS | 0 | 0 | 0 | 0 | 0 | 0
WT_off | 0 | 0 | 0 | 0 | 0 | 0
PseudoUnit | 0 | 0 | 0 | 0 | 0 | 0
FixedInterchange | 0 | 0 | 0 | 0 | 0 | 0
Retrofit FOM Costs by Reporting Type: All
ReportingType | 2015 | 2020 | 2025 | 2030 | 2035 | 2040
BM | 0 | 0 | 0 | 0 | 0 | 0
CC | 0 | 0 | 0 | 0 | 0 | 0
CSP | 0 | 0 | 0 | 0 | 0 | 0
CT | 0 | 0 | 0 | 0 | 0 | 0
Coal | 1363.92 | 1658.26 | 1657.84 | 1657.84 | 1657.51 | 1653.71
Geo | 0 | 0 | 0 | 0 | 0 | 0
H | 0 | 0 | 0 | 0 | 0 | 0
LFG | 0 | 0 | 0 | 0 | 0 | 0
Nuc | 0 | 0 | 0 | 0 | 0 | 0
PS | 0 | 0 | 0 | 0 | 0 | 0
PV | 0 | 0 | 0 | 0 | 0 | 0
PeakG | 0 | 0 | 0 | 0 | 0 | 0
PeakO | 0 | 0 | 0 | 0 | 0 | 0
ST | 0 | 0 | 0 | 0 | 0 | 0
STOG | 0 | 0 | 0 | 0 | 0 | 0
STWD | 0 | 0 | 0 | 0 | 0 | 0
WT | 0 | 0 | 0 | 0 | 0 | 0
IGCC | 0 | 0 | 0 | 0 | 0 | 0
DemandResponse | 0 | 0 | 0 | 0 | 0 | 0
IGCC-CCS | 0 | 0 | 0 | 0 | 0 | 0
WT_off | 0 | 0 | 0 | 0 | 0 | 0
PseudoUnit | 0 | 0 | 0 | 0 | 0 | 0
FixedInterchange | 0 | 0 | 0 | 0 | 0 | 0
Retrofit FOM Costs by Reporting Type: EI_US
ReportingType | 2015 | 2020 | 2025 | 2030 | 2035 | 2040
BM | 0 | 0 | 0 | 0 | 0 | 0
CC | 0 | 0 | 0 | 0 | 0 | 0
CSP | 0 | 0 | 0 | 0 | 0 | 0
CT | 0 | 0 | 0 | 0 | 0 | 0
Coal | 1104.05 | 1353.42 | 1353.42 | 1353.42 | 1353.42 | 1353.42
Geo | 0 | 0 | 0 | 0 | 0 | 0
H | 0 | 0 | 0 | 0 | 0 | 0
LFG | 0 | 0 | 0 | 0 | 0 | 0
Nuc | 0 | 0 | 0 | 0 | 0 | 0
PS | 0 | 0 | 0 | 0 | 0 | 0
PV | 0 | 0 | 0 | 0 | 0 | 0
PeakG | 0 | 0 | 0 | 0 | 0 | 0
PeakO | 0 | 0 | 0 | 0 | 0 | 0
ST | 0 | 0 | 0 | 0 | 0 | 0
STOG | 0 | 0 | 0 | 0 | 0 | 0
STWD | 0 | 0 | 0 | 0 | 0 | 0
WT | 0 | 0 | 0 | 0 | 0 | 0
IGCC | 0 | 0 | 0 | 0 | 0 | 0
DemandResponse | 0 | 0 | 0 | 0 | 0 | 0
IGCC-CCS | 0 | 0 | 0 | 0 | 0 | 0
WT_off | 0 | 0 | 0 | 0 | 0 | 0
PseudoUnit | 0 | 0 | 0 | 0 | 0 | 0
FixedInterchange | 0 | 0 | 0 | 0 | 0 | 0
Retrofit FOM Costs by Reporting Type: EI_Canada
ReportingType | 2015 | 2020 | 2025 | 2030 | 2035 | 2040
BM | 0 | 0 | 0 | 0 | 0 | 0
CC | 0 | 0 | 0 | 0 | 0 | 0
CSP | 0 | 0 | 0 | 0 | 0 | 0
CT | 0 | 0 | 0 | 0 | 0 | 0
Coal | 0 | 0 | 0 | 0 | 0 | 0
Geo | 0 | 0 | 0 | 0 | 0 | 0
H | 0 | 0 | 0 | 0 | 0 | 0
LFG | 0 | 0 | 0 | 0 | 0 | 0
Nuc | 0 | 0 | 0 | 0 | 0 | 0
PS | 0 | 0 | 0 | 0 | 0 | 0
PV | 0 | 0 | 0 | 0 | 0 | 0
PeakG | 0 | 0 | 0 | 0 | 0 | 0
PeakO | 0 | 0 | 0 | 0 | 0 | 0
ST | 0 | 0 | 0 | 0 | 0 | 0
STOG | 0 | 0 | 0 | 0 | 0 | 0
STWD | 0 | 0 | 0 | 0 | 0 | 0
WT | 0 | 0 | 0 | 0 | 0 | 0
IGCC | 0 | 0 | 0 | 0 | 0 | 0
DemandResponse | 0 | 0 | 0 | 0 | 0 | 0
IGCC-CCS | 0 | 0 | 0 | 0 | 0 | 0
WT_off | 0 | 0 | 0 | 0 | 0 | 0
PseudoUnit | 0 | 0 | 0 | 0 | 0 | 0
FixedInterchange | 0 | 0 | 0 | 0 | 0 | 0
Retrofit FOM Costs by Reporting Type: EI
ReportingType | 2015 | 2020 | 2025 | 2030 | 2035 | 2040
BM | 0 | 0 | 0 | 0 | 0 | 0
CC | 0 | 0 | 0 | 0 | 0 | 0
CSP | 0 | 0 | 0 | 0 | 0 | 0
CT | 0 | 0 | 0 | 0 | 0 | 0
Coal | 1104.05 | 1353.42 | 1353.42 | 1353.42 | 1353.42 | 1353.42
Geo | 0 | 0 | 0 | 0 | 0 | 0
H | 0 | 0 | 0 | 0 | 0 | 0
LFG | 0 | 0 | 0 | 0 | 0 | 0
Nuc | 0 | 0 | 0 | 0 | 0 | 0
PS | 0 | 0 | 0 | 0 | 0 | 0
PV | 0 | 0 | 0 | 0 | 0 | 0
PeakG | 0 | 0 | 0 | 0 | 0 | 0
PeakO | 0 | 0 | 0 | 0 | 0 | 0
ST | 0 | 0 | 0 | 0 | 0 | 0
STOG | 0 | 0 | 0 | 0 | 0 | 0
STWD | 0 | 0 | 0 | 0 | 0 | 0
WT | 0 | 0 | 0 | 0 | 0 | 0
IGCC | 0 | 0 | 0 | 0 | 0 | 0
DemandResponse | 0 | 0 | 0 | 0 | 0 | 0
IGCC-CCS | 0 | 0 | 0 | 0 | 0 | 0
WT_off | 0 | 0 | 0 | 0 | 0 | 0
PseudoUnit | 0 | 0 | 0 | 0 | 0 | 0
FixedInterchange | 0 | 0 | 0 | 0 | 0 | 0
Retrofit FOM Costs by Reporting Type: Outside_EI
ReportingType | 2015 | 2020 | 2025 | 2030 | 2035 | 2040
BM | 0 | 0 | 0 | 0 | 0 | 0
CC | 0 | 0 | 0 | 0 | 0 | 0
CSP | 0 | 0 | 0 | 0 | 0 | 0
CT | 0 | 0 | 0 | 0 | 0 | 0
Coal | 259.86 | 304.85 | 304.43 | 304.43 | 304.09 | 300.29
Geo | 0 | 0 | 0 | 0 | 0 | 0
H | 0 | 0 | 0 | 0 | 0 | 0
LFG | 0 | 0 | 0 | 0 | 0 | 0
Nuc | 0 | 0 | 0 | 0 | 0 | 0
PS | 0 | 0 | 0 | 0 | 0 | 0
PV | 0 | 0 | 0 | 0 | 0 | 0
PeakG | 0 | 0 | 0 | 0 | 0 | 0
PeakO | 0 | 0 | 0 | 0 | 0 | 0
ST | 0 | 0 | 0 | 0 | 0 | 0
STOG | 0 | 0 | 0 | 0 | 0 | 0
STWD | 0 | 0 | 0 | 0 | 0 | 0
WT | 0 | 0 | 0 | 0 | 0 | 0
IGCC | 0 | 0 | 0 | 0 | 0 | 0
DemandResponse | 0 | 0 | 0 | 0 | 0 | 0
IGCC-CCS | 0 | 0 | 0 | 0 | 0 | 0
WT_off | 0 | 0 | 0 | 0 | 0 | 0
PseudoUnit | 0 | 0 | 0 | 0 | 0 | 0
FixedInterchange | 0 | 0 | 0 | 0 | 0 | 0
#12 | Levelized Capital Costs ($million)
Levelized Capital Costs by Reporting Type: Entergy
ReportingType | 2015 | 2020 | 2025 | 2030 | 2035 | 2040
BM | 0 | 0 | 0 | 0 | 0 | 0
CC | 2.17 | 121.13 | 121.13 | 196.71 | 335.5 | 333.32
CSP | 0 | 0 | 0 | 0 | 0 | 0
CT | 0 | 0 | 0 | 0 | 0 | 0
Coal | 202.06 | 202.06 | 202.06 | 202.06 | 202.06 | 1037.11
Geo | 0 | 0 | 0 | 0 | 0 | 0
H | 0 | 0 | 0 | 0 | 0 | 0
LFG | 0 | 0 | 20.14 | 20.14 | 20.14 | 20.14
Nuc | 0 | 0 | 0 | 0 | 0 | 0
PS | 0 | 0 | 0 | 0 | 0 | 0
PV | 0.11 | 21.72 | 32.55 | 33.51 | 34.21 | 14
PeakG | 0 | 0 | 0 | 0 | 0 | 0
PeakO | 0 | 0 | 0 | 0 | 0 | 0
ST | 0 | 0 | 0 | 0 | 0 | 0
STOG | 0 | 0 | 0 | 0 | 0 | 0
STWD | 0 | 0 | 0 | 0 | 0 | 0
WT | 0 | 0 | 0 | 0 | 0 | 0
IGCC | 0 | 0 | 0 | 0 | 0 | 0
DemandResponse | 0 | 0 | 0 | 0 | 0 | 0
IGCC-CCS | 0 | 0 | 0 | 0 | 0 | 0
WT_off | 0 | 0 | 0 | 0 | 0 | 0
PseudoUnit | 0 | 0 | 0 | 0 | 0 | 0
FixedInterchange | 0 | 0 | 0 | 0 | 0 | 0
Levelized Capital Costs by Reporting Type: FRCC
ReportingType | 2015 | 2020 | 2025 | 2030 | 2035 | 2040
BM | 0 | 0 | 0 | 0 | 0 | 0
CC | 165.38 | 250.26 | 343.09 | 694.17 | 1389.77 | 1224.39
CSP | 0 | 0 | 0 | 0 | 0 | 0
CT | 196.14 | 196.14 | 196.14 | 196.14 | 0 | 0
Coal | 0 | 0 | 0 | 0 | 0 | 0
Geo | 0 | 0 | 0 | 0 | 0 | 0
H | 0 | 0 | 0 | 0 | 0 | 0
LFG | 0 | 0 | 37.91 | 37.91 | 37.91 | 37.91
Nuc | 0 | 1550.48 | 2048.63 | 2048.63 | 2048.63 | 2816.2
PS | 0 | 0 | 0 | 0 | 0 | 0
PV | 0 | 0 | 0 | 0 | 0 | 0
PeakG | 0 | 0 | 0 | 0 | 0 | 0
PeakO | 0 | 0 | 0 | 0 | 0 | 0
ST | 0 | 0 | 0 | 0 | 0 | 0
STOG | 0 | 0 | 0 | 0 | 0 | 0
STWD | 0 | 0 | 0 | 0 | 0 | 0
WT | 0 | 0 | 0 | 0 | 0 | 0
IGCC | 0 | 0 | 0 | 0 | 0 | 0
DemandResponse | 0 | 0 | 0 | 0 | 0 | 0
IGCC-CCS | 0 | 0 | 0 | 0 | 0 | 0
WT_off | 0 | 0 | 0 | 0 | 0 | 0
PseudoUnit | 0 | 0 | 0 | 0 | 0 | 0
FixedInterchange | 0 | 0 | 0 | 0 | 0 | 0
Levelized Capital Costs by Reporting Type: MAPP_US
ReportingType | 2015 | 2020 | 2025 | 2030 | 2035 | 2040
BM | 0 | 0 | 0 | 0 | 0 | 0
CC | 0 | 0 | 0 | 0 | 0 | 0
CSP | 0 | 0 | 0 | 0 | 0 | 0
CT | 25.9 | 25.9 | 25.9 | 50.43 | 25.24 | 45.47
Coal | 0 | 0 | 0 | 0 | 81.13 | 81.13
Geo | 0 | 0 | 0 | 0 | 0 | 0
H | 0 | 0 | 0 | 0 | 0 | 0
LFG | 0 | 0 | 13.26 | 13.26 | 13.26 | 13.26
Nuc | 0 | 0 | 0 | 0 | 0 | 0
PS | 0 | 0 | 0 | 0 | 0 | 0
PV | 0 | 0 | 0 | 0 | 0 | 0
PeakG | 0 | 0 | 0 | 0 | 0 | 0
PeakO | 0 | 0 | 0 | 0 | 0 | 0
ST | 0 | 0 | 0 | 0 | 0 | 0
STOG | 0 | 0 | 0 | 0 | 0 | 0
STWD | 0 | 0 | 0 | 0 | 0 | 0
WT | 91.97 | 214.46 | 230.3 | 215.43 | 183.24 | 79.05
IGCC | 0 | 0 | 0 | 0 | 0 | 0
DemandResponse | 0 | 0 | 0 | 0 | 0 | 0
IGCC-CCS | 0 | 0 | 0 | 0 | 0 | 0
WT_off | 0 | 0 | 0 | 0 | 0 | 0
PseudoUnit | 0 | 0 | 0 | 0 | 0 | 0
FixedInterchange | 0 | 0 | 0 | 0 | 0 | 0
Levelized Capital Costs by Reporting Type: MISO_IN
ReportingType | 2015 | 2020 | 2025 | 2030 | 2035 | 2040
BM | 0 | 0 | 0 | 0 | 0 | 0
CC | 0 | 0 | 0 | 76.48 | 452.21 | 452.21
CSP | 0 | 0 | 0 | 0 | 0 | 0
CT | 0 | 0 | 0 | 0 | 0 | 0
Coal | 0 | 0 | 0 | 0 | 0 | 0
Geo | 0 | 0 | 0 | 0 | 0 | 0
H | 0 | 0 | 0 | 0 | 0 | 0
LFG | 0 | 0 | 0 | 15.89 | 15.89 | 15.89
Nuc | 0 | 0 | 0 | 0 | 0 | 0
PS | 0 | 0 | 0 | 0 | 0 | 0
PV | 0 | 87.84 | 137.11 | 138.69 | 143.77 | 59.81
PeakG | 0 | 0 | 0 | 0 | 0 | 0
PeakO | 0 | 0 | 0 | 0 | 0 | 0
ST | 0 | 0 | 0 | 0 | 0 | 0
STOG | 0 | 0 | 0 | 0 | 0 | 0
STWD | 0 | 0 | 0 | 0 | 0 | 0
WT | 0 | 0 | 0 | 0 | 0 | 0
IGCC | 215.26 | 215.26 | 215.26 | 215.26 | 215.26 | 215.26
DemandResponse | 0 | 0 | 0 | 0 | 0 | 0
IGCC-CCS | 0 | 0 | 0 | 0 | 0 | 0
WT_off | 0 | 0 | 0 | 0 | 0 | 0
PseudoUnit | 0 | 0 | 0 | 0 | 0 | 0
FixedInterchange | 0 | 0 | 0 | 0 | 0 | 0
Levelized Capital Costs by Reporting Type: MISO_MI
ReportingType | 2015 | 2020 | 2025 | 2030 | 2035 | 2040
BM | 0 | 0 | 0 | 0 | 0 | 0
CC | 0 | 0 | 0 | 0 | 0 | 0
CSP | 0 | 0 | 0 | 0 | 0 | 0
CT | 0 | 0 | 0 | 0 | 0 | 0
Coal | 0 | 0 | 0 | 0 | 0 | 0
Geo | 0 | 0 | 0 | 0 | 0 | 0
H | 0 | 0 | 0 | 0 | 0 | 0
LFG | 0 | 34.29 | 34.29 | 34.29 | 34.29 | 0
Nuc | 0 | 0 | 703.5 | 703.5 | 703.5 | 703.5
PS | 0 | 0 | 0 | 0 | 0 | 0
PV | 0 | 0 | 0 | 0 | 0 | 0
PeakG | 0 | 0 | 0 | 0 | 0 | 0
PeakO | 0 | 0 | 0 | 0 | 0 | 0
ST | 0 | 0 | 0 | 0 | 0 | 0
STOG | 0 | 0 | 0 | 0 | 0 | 0
STWD | 0 | 0 | 0 | 0 | 0 | 0
WT | 480.98 | 480.98 | 608.5 | 608.5 | 165.81 | 205.82
IGCC | 0 | 0 | 0 | 0 | 0 | 0
DemandResponse | 0 | 0 | 0 | 0 | 0 | 0
IGCC-CCS | 0 | 0 | 0 | 0 | 0 | 0
WT_off | 0 | 0 | 0 | 0 | 0 | 0
PseudoUnit | 0 | 0 | 0 | 0 | 0 | 0
FixedInterchange | 0 | 0 | 0 | 0 | 0 | 0
Levelized Capital Costs by Reporting Type: MISO_MO-IL
ReportingType | 2015 | 2020 | 2025 | 2030 | 2035 | 2040
BM | 0 | 0 | 0 | 0 | 0 | 0
CC | 0 | 0 | 0 | 0 | 0 | 0
CSP | 0 | 0 | 0 | 0 | 0 | 0
CT | 0 | 0 | 0 | 0 | 0 | 0
Coal | 574.94 | 574.94 | 574.94 | 574.94 | 574.94 | 574.94
Geo | 0 | 0 | 0 | 0 | 0 | 0
H | 0 | 0 | 0 | 0 | 0 | 0
LFG | 0 | 0 | 46.76 | 46.76 | 46.76 | 46.76
Nuc | 0 | 0 | 0 | 0 | 0 | 0
PS | 0 | 0 | 0 | 0 | 0 | 0
PV | 0 | 0 | 0 | 0 | 0 | 0
PeakG | 0 | 0 | 0 | 0 | 0 | 0
PeakO | 0 | 0 | 0 | 0 | 0 | 0
ST | 0 | 0 | 0 | 0 | 0 | 0
STOG | 0 | 0 | 0 | 0 | 0 | 0
STWD | 0 | 0 | 0 | 0 | 0 | 0
WT | 68.52 | 68.52 | 68.52 | 68.52 | 0 | 0
IGCC | 0 | 0 | 0 | 0 | 0 | 0
DemandResponse | 0 | 0 | 0 | 0 | 0 | 0
IGCC-CCS | 0 | 0 | 0 | 0 | 0 | 0
WT_off | 0 | 0 | 0 | 0 | 0 | 0
PseudoUnit | 0 | 0 | 0 | 0 | 0 | 0
FixedInterchange | 0 | 0 | 0 | 0 | 0 | 0
Levelized Capital Costs by Reporting Type: MISO_W
ReportingType | 2015 | 2020 | 2025 | 2030 | 2035 | 2040
BM | 0 | 0 | 0 | 0 | 0 | 0
CC | 0 | 0 | 0 | 0 | 0 | 0
CSP | 0 | 0 | 0 | 0 | 0 | 0
CT | 0 | 0 | 0 | 0 | 0 | 0
Coal | 0 | 0 | 0 | 0 | 990.37 | 2422.85
Geo | 0 | 0 | 0 | 0 | 0 | 0
H | 0 | 0 | 0 | 0 | 0 | 0
LFG | 0 | 0 | 14.86 | 14.86 | 14.86 | 14.86
Nuc | 0 | 0 | 0 | 0 | 0 | 0
PS | 0 | 0 | 0 | 0 | 0 | 0
PV | 0 | 0 | 0 | 0 | 0 | 0
PeakG | 0 | 0 | 0 | 0 | 0 | 0
PeakO | 0 | 0 | 0 | 0 | 0 | 0
ST | 0 | 0 | 0 | 0 | 0 | 0
STOG | 0 | 0 | 0 | 0 | 0 | 0
STWD | 0 | 0 | 0 | 0 | 0 | 0
WT | 658.73 | 1119.93 | 1771.88 | 1862.28 | 1405.96 | 1053.14
IGCC | 0 | 0 | 0 | 0 | 0 | 0
DemandResponse | 0 | 0 | 0 | 0 | 0 | 0
IGCC-CCS | 0 | 0 | 0 | 0 | 0 | 0
WT_off | 0 | 0 | 0 | 0 | 0 | 0
PseudoUnit | 0 | 0 | 0 | 0 | 0 | 0
FixedInterchange | 0 | 0 | 0 | 0 | 0 | 0
Levelized Capital Costs by Reporting Type: MISO_WUMS
ReportingType | 2015 | 2020 | 2025 | 2030 | 2035 | 2040
BM | 0 | 0 | 0 | 0 | 0 | 0
CC | 0 | 118.21 | 167.12 | 194.85 | 379.7 | 379.7
CSP | 0 | 0 | 0 | 0 | 0 | 0
CT | 0 | 162.64 | 162.64 | 495.35 | 600.85 | 438.21
Coal | 184.51 | 184.51 | 184.51 | 184.51 | 184.51 | 184.51
Geo | 0 | 0 | 0 | 0 | 0 | 0
H | 0 | 0.35 | 0.35 | 0.35 | 0.35 | 0.35
LFG | 0 | 1.51 | 43.44 | 43.44 | 43.44 | 41.93
Nuc | 0 | 0 | 0 | 0 | 0 | 0
PS | 0 | 0 | 0 | 0 | 0 | 0
PV | 0 | 0 | 0 | 0 | 0 | 0
PeakG | 0 | 0 | 0 | 0 | 0 | 0
PeakO | 0 | 0 | 0 | 0 | 0 | 0
ST | 0 | 0 | 0 | 0 | 0 | 0
STOG | 0 | 0 | 0 | 0 | 0 | 0
STWD | 0 | 0 | 0 | 0 | 0 | 0
WT | 218.37 | 218.37 | 218.37 | 218.37 | 0 | 0
IGCC | 0 | 0 | 0 | 0 | 0 | 0
DemandResponse | 0 | 0 | 0 | 0 | 0 | 0
IGCC-CCS | 0 | 0 | 0 | 0 | 0 | 0
WT_off | 0 | 0 | 0 | 0 | 0 | 0
PseudoUnit | 0 | 0 | 0 | 0 | 0 | 0
FixedInterchange | 0 | 0 | 0 | 0 | 0 | 0
Levelized Capital Costs by Reporting Type: Nebraska
ReportingType | 2015 | 2020 | 2025 | 2030 | 2035 | 2040
BM | 0 | 0 | 0 | 0 | 0 | 0
CC | 0 | 0 | 0 | 0 | 0 | 0
CSP | 0 | 0 | 0 | 0 | 0 | 0
CT | 0 | 0 | 0 | 0 | 0 | 0
Coal | 66.52 | 66.52 | 66.52 | 272.26 | 451.49 | 849.43
Geo | 0 | 0 | 0 | 0 | 0 | 0
H | 0 | 0 | 0 | 0 | 0 | 0
LFG | 0 | 0 | 13.78 | 13.78 | 13.78 | 13.78
Nuc | 0 | 0 | 0 | 0 | 0 | 0
PS | 0 | 0 | 0 | 0 | 0 | 0
PV | 0 | 0 | 0 | 0 | 0 | 0
PeakG | 0 | 0 | 0 | 0 | 0 | 0
PeakO | 0 | 0 | 0 | 0 | 0 | 0
ST | 0 | 0 | 0 | 0 | 0 | 0
STOG | 0 | 0 | 0 | 0 | 0 | 0
STWD | 0 | 0 | 0 | 0 | 0 | 0
WT | 44.36 | 44.36 | 44.36 | 34.86 | 0 | 0
IGCC | 0 | 0 | 0 | 0 | 0 | 0
DemandResponse | 0 | 0 | 0 | 0 | 0 | 0
IGCC-CCS | 0 | 0 | 0 | 0 | 0 | 0
WT_off | 0 | 0 | 0 | 0 | 0 | 0
PseudoUnit | 0 | 0 | 0 | 0 | 0 | 0
FixedInterchange | 0 | 0 | 0 | 0 | 0 | 0
Levelized Capital Costs by Reporting Type: NEISO
ReportingType | 2015 | 2020 | 2025 | 2030 | 2035 | 2040
BM | 115.57 | 115.57 | 115.57 | 115.57 | 115.57 | 115.57
CC | 273.49 | 273.49 | 273.49 | 273.49 | 273.49 | 0
CSP | 0 | 0 | 0 | 0 | 0 | 0
CT | 30 | 30 | 30 | 29.13 | 81.2 | 178.13
Coal | 0 | 0 | 0 | 0 | 0 | 0
Geo | 0 | 0 | 0 | 0 | 0 | 0
H | 0 | 0 | 0 | 0 | 0.99 | 0.99
LFG | 10.64 | 25.35 | 25.35 | 25.35 | 14.7 | 0
Nuc | 0 | 0 | 0 | 0 | 0 | 0
PS | 0 | 0 | 0 | 0 | 0 | 0
PV | 0 | 116.35 | 116.35 | 116.77 | 116.77 | 0.43
PeakG | 0 | 0 | 0 | 0 | 0 | 0
PeakO | 0 | 0 | 0 | 0 | 0 | 0
ST | 0 | 0 | 0 | 0 | 0 | 0
STOG | 0 | 0 | 0 | 0 | 0 | 0
STWD | 0 | 0 | 0 | 0 | 0 | 0
WT | 54.49 | 655.27 | 1083.14 | 1151.06 | 1103.86 | 503.08
IGCC | 0 | 0 | 0 | 0 | 0 | 0
DemandResponse | 0 | 0 | 0 | 0 | 0 | 0
IGCC-CCS | 0 | 0 | 0 | 0 | 0 | 0
WT_off | 283.24 | 283.24 | 283.24 | 283.24 | 0 | 0
PseudoUnit | 0 | 0 | 0 | 0 | 0 | 0
FixedInterchange | 0 | 0 | 0 | 0 | 0 | 0
Levelized Capital Costs by Reporting Type: NonRTO_Midwest
ReportingType | 2015 | 2020 | 2025 | 2030 | 2035 | 2040
BM | 0 | 0 | 0 | 0 | 0 | 0
CC | 0 | 3.57 | 3.57 | 84.82 | 119.67 | 156.35
CSP | 0 | 0 | 0 | 0 | 0 | 0
CT | 0 | 10.68 | 10.68 | 20.23 | 22.38 | 20.76
Coal | 0 | 0 | 0 | 0 | 0 | 0
Geo | 0 | 0 | 0 | 0 | 0 | 0
H | 0 | 0 | 0 | 0 | 0 | 0
LFG | 0 | 0 | 15.1 | 30 | 30 | 30
Nuc | 0 | 0 | 0 | 0 | 0 | 0
PS | 0 | 0 | 0 | 0 | 0 | 0
PV | 0 | 0 | 0 | 0 | 0 | 0
PeakG | 0 | 0 | 0 | 0 | 0 | 0
PeakO | 0 | 0 | 0 | 0 | 0 | 0
ST | 0 | 0 | 0 | 0 | 0 | 0
STOG | 0 | 0 | 0 | 0 | 0 | 0
STWD | 0 | 0 | 0 | 0 | 0 | 0
WT | 0 | 0 | 0 | 0 | 0 | 0
IGCC | 0 | 0 | 0 | 0 | 0 | 0
DemandResponse | 0 | 0 | 0 | 0 | 0 | 0
IGCC-CCS | 0 | 0 | 0 | 0 | 0 | 0
WT_off | 0 | 0 | 0 | 0 | 0 | 0
PseudoUnit | 0 | 0 | 0 | 0 | 0 | 0
FixedInterchange | 0 | 0 | 0 | 0 | 0 | 0
Levelized Capital Costs by Reporting Type: NYISO_A-F
ReportingType | 2015 | 2020 | 2025 | 2030 | 2035 | 2040
BM | 0 | 0 | 0 | 0 | 0 | 0
CC | 85.71 | 85.71 | 85.71 | 85.71 | 85.71 | 0
CSP | 0 | 0 | 0 | 0 | 0 | 0
CT | 0 | 0 | 0 | 0 | 0 | 0
Coal | 0 | 0 | 0 | 0 | 0 | 0
Geo | 0 | 0 | 0 | 0 | 0 | 0
H | 0 | 0 | 0 | 0 | 0 | 0
LFG | 1.35 | 1.35 | 4.18 | 14.91 | 13.57 | 13.57
Nuc | 0 | 0 | 0 | 0 | 0 | 0
PS | 0 | 0 | 0 | 0 | 0 | 0
PV | 0 | 0 | 0 | 0 | 0 | 0
PeakG | 0 | 0 | 0 | 0 | 0 | 0
PeakO | 0 | 0 | 0 | 0 | 0 | 0
ST | 0 | 0 | 0 | 0 | 0 | 0
STOG | 0 | 0 | 0 | 0 | 0 | 0
STWD | 0 | 0 | 0 | 0 | 0 | 0
WT | 571.17 | 727.41 | 727.41 | 847.55 | 380.24 | 224
IGCC | 0 | 0 | 0 | 0 | 0 | 0
DemandResponse | 0 | 0 | 0 | 0 | 0 | 0
IGCC-CCS | 0 | 0 | 0 | 0 | 0 | 0
WT_off | 0 | 0 | 0 | 0 | 0 | 0
PseudoUnit | 0 | 0 | 0 | 0 | 0 | 0
FixedInterchange | 0 | 0 | 0 | 0 | 0 | 0
Levelized Capital Costs by Reporting Type: NYISO_G-I
ReportingType | 2015 | 2020 | 2025 | 2030 | 2035 | 2040
BM | 0 | 0 | 0 | 0 | 0 | 0
CC | 0 | 0 | 0 | 114.65 | 511.83 | 917.59
CSP | 0 | 0 | 0 | 0 | 0 | 0
CT | 0 | 0 | 0 | 0 | 0 | 0
Coal | 0 | 0 | 0 | 0 | 0 | 0
Geo | 0 | 0 | 0 | 0 | 0 | 0
H | 0 | 0 | 0 | 0 | 0 | 0
LFG | 0 | 0 | 14.85 | 14.85 | 14.85 | 14.85
Nuc | 0 | 0 | 0 | 0 | 0 | 0
PS | 0 | 0 | 0 | 0 | 0 | 0
PV | 0 | 0 | 0 | 0 | 0 | 0
PeakG | 0 | 0 | 0 | 0 | 0 | 0
PeakO | 0 | 0 | 0 | 0 | 0 | 0
ST | 0 | 0 | 0 | 0 | 0 | 0
STOG | 0 | 0 | 0 | 0 | 0 | 0
STWD | 0 | 0 | 0 | 0 | 0 | 0
WT | 0 | 12.72 | 12.72 | 12.72 | 12.72 | 0
IGCC | 0 | 0 | 0 | 0 | 0 | 0
DemandResponse | 0 | 0 | 0 | 0 | 0 | 0
IGCC-CCS | 0 | 0 | 0 | 0 | 0 | 0
WT_off | 0 | 0 | 0 | 0 | 0 | 0
PseudoUnit | 0 | 0 | 0 | 0 | 0 | 0
FixedInterchange | 0 | 0 | 0 | 0 | 0 | 0
Levelized Capital Costs by Reporting Type: NYISO_J-K
ReportingType | 2015 | 2020 | 2025 | 2030 | 2035 | 2040
BM | 0 | 0 | 0 | 0 | 0 | 0
CC | 226.37 | 226.37 | 226.37 | 226.37 | 226.37 | 0
CSP | 0 | 0 | 0 | 0 | 0 | 0
CT | 0 | 0 | 68.55 | 143.14 | 143.95 | 175.05
Coal | 0 | 0 | 0 | 0 | 0 | 0
Geo | 0 | 0 | 0 | 0 | 0 | 0
H | 0 | 0 | 0 | 0 | 0 | 0
LFG | 0 | 0 | 0 | 20.47 | 20.47 | 20.47
Nuc | 0 | 0 | 0 | 0 | 0 | 0
PS | 0 | 0 | 0 | 0 | 0 | 0
PV | 16.99 | 16.99 | 16.99 | 16.99 | 0 | 0
PeakG | 0 | 0 | 0 | 0 | 0 | 0
PeakO | 0 | 0 | 0 | 0 | 0 | 0
ST | 0 | 0 | 0 | 0 | 0 | 0
STOG | 0 | 0 | 0 | 0 | 0 | 0
STWD | 0 | 0 | 0 | 0 | 0 | 0
WT | 0 | 0 | 0 | 0 | 0 | 0
IGCC | 0 | 0 | 0 | 0 | 0 | 0
DemandResponse | 0 | 0 | 0 | 0 | 0 | 0
IGCC-CCS | 0 | 0 | 0 | 0 | 0 | 0
WT_off | 0 | 0 | 0 | 0 | 0 | 0
PseudoUnit | 0 | 0 | 0 | 0 | 0 | 0
FixedInterchange | 0 | 0 | 0 | 0 | 0 | 0
Levelized Capital Costs by Reporting Type: PJM_E
ReportingType | 2015 | 2020 | 2025 | 2030 | 2035 | 2040
BM | 14.48 | 14.48 | 14.48 | 14.48 | 14.48 | 14.48
CC | 673.31 | 673.31 | 673.31 | 673.31 | 582.39 | 0
CSP | 0 | 0 | 0 | 0 | 0 | 0
CT | 2.28 | 2.28 | 2.28 | 0 | 24.8 | 110.7
Coal | 9.09 | 9.09 | 9.09 | 9.09 | 9.09 | 9.09
Geo | 0 | 0 | 0 | 0 | 0 | 0
H | 0 | 0 | 0 | 0 | 0 | 0
LFG | 2.19 | 32.86 | 32.86 | 30.67 | 30.67 | 0
Nuc | 0 | 0 | 0 | 0 | 0 | 0
PS | 0 | 0 | 0 | 0 | 0 | 0
PV | 11.04 | 11.04 | 11.04 | 11.04 | 0 | 0
PeakG | 0 | 0 | 0 | 0 | 0 | 0
PeakO | 0 | 0 | 0 | 0 | 0 | 0
ST | 0 | 0 | 0 | 0 | 0 | 0
STOG | 0 | 0 | 0 | 0 | 0 | 0
STWD | 0 | 0 | 0 | 0 | 0 | 0
WT | 300.12 | 300.12 | 300.12 | 300.12 | 0 | 0
IGCC | 0 | 0 | 0 | 0 | 0 | 0
DemandResponse | 0 | 0 | 0 | 0 | 0 | 0
IGCC-CCS | 0 | 0 | 0 | 0 | 0 | 0
WT_off | 0 | 0 | 540.35 | 540.35 | 540.35 | 540.35
PseudoUnit | 0 | 0 | 0 | 0 | 0 | 0
FixedInterchange | 0 | 0 | 0 | 0 | 0 | 0
Levelized Capital Costs by Reporting Type: PJM_ROM
ReportingType | 2015 | 2020 | 2025 | 2030 | 2035 | 2040
BM | 7.8 | 7.8 | 7.8 | 7.8 | 7.8 | 7.8
CC | 232.92 | 232.92 | 232.92 | 232.92 | 687.74 | 1940.07
CSP | 0 | 0 | 0 | 0 | 0 | 0
CT | 1.4 | 1.4 | 1.4 | 1.4 | 0 | 0
Coal | 10.21 | 10.21 | 10.21 | 10.21 | 10.21 | 10.21
Geo | 0 | 0 | 0 | 0 | 0 | 0
H | 0 | 0 | 0 | 0 | 0 | 223.48
LFG | 3.93 | 57.29 | 57.29 | 55.71 | 53.36 | 0
Nuc | 0 | 1563.79 | 1563.79 | 1563.79 | 1563.79 | 1563.79
PS | 0 | 0 | 0 | 0 | 0 | 0
PV | 0 | 508.6 | 798.77 | 867.88 | 898.99 | 419.62
PeakG | 0 | 0 | 0 | 0 | 0 | 0
PeakO | 0 | 0 | 0 | 0 | 0 | 0
ST | 0 | 0 | 0 | 0 | 0 | 0
STOG | 0 | 0 | 0 | 0 | 0 | 0
STWD | 0 | 0 | 0 | 0 | 0 | 0
WT | 113.55 | 113.55 | 273.91 | 1258.68 | 1449.19 | 1449.19
IGCC | 0 | 0 | 0 | 0 | 0 | 0
DemandResponse | 0 | 0 | 0 | 0 | 0 | 0
IGCC-CCS | 0 | 0 | 0 | 0 | 0 | 0
WT_off | 0 | 0 | 0 | 0 | 0 | 0
PseudoUnit | 0 | 0 | 0 | 0 | 0 | 0
FixedInterchange | 0 | 0 | 0 | 0 | 0 | 0
Levelized Capital Costs by Reporting Type: PJM_ROR
ReportingType | 2015 | 2020 | 2025 | 2030 | 2035 | 2040
BM | 165.77 | 165.77 | 165.77 | 165.77 | 165.77 | 80.7
CC | 350.7 | 364.13 | 364.13 | 481.28 | 1726.33 | 1395.72
CSP | 0 | 0 | 0 | 0 | 0 | 0
CT | 2.4 | 2.4 | 2.4 | 2.4 | 0 | 0
Coal | 648.6 | 648.6 | 648.6 | 648.6 | 648.6 | 648.6
Geo | 0 | 0 | 0 | 0 | 0 | 0
H | 0 | 0 | 165.8 | 165.8 | 165.8 | 165.8
LFG | 11.72 | 11.72 | 110.38 | 104.73 | 98.66 | 98.66
Nuc | 0 | 714.6 | 714.6 | 714.6 | 714.6 | 714.6
PS | 0 | 0 | 0 | 0 | 0 | 0
PV | 0 | 0 | 0 | 0 | 0 | 0
PeakG | 0 | 0 | 0 | 0 | 0 | 0
PeakO | 0 | 0 | 0 | 0 | 0 | 0
ST | 0 | 0 | 0 | 0 | 0 | 0
STOG | 0 | 0 | 0 | 0 | 0 | 0
STWD | 0 | 0 | 0 | 0 | 0 | 0
WT | 1894.89 | 1894.89 | 1894.89 | 1146.08 | 38.03 | 249.31
IGCC | 0 | 0 | 0 | 0 | 0 | 0
DemandResponse | 0 | 0 | 0 | 0 | 0 | 0
IGCC-CCS | 0 | 0 | 0 | 0 | 0 | 0
WT_off | 0 | 0 | 0 | 0 | 0 | 0
PseudoUnit | 0 | 0 | 0 | 0 | 0 | 0
FixedInterchange | 0 | 0 | 0 | 0 | 0 | 0
Levelized Capital Costs by Reporting Type: SOCO
ReportingType | 2015 | 2020 | 2025 | 2030 | 2035 | 2040
BM | 21 | 21 | 21 | 21 | 21 | 21
CC | 545.14 | 565.07 | 565.07 | 913.38 | 913.38 | 368.24
CSP | 0 | 0 | 0 | 0 | 0 | 0
CT | 0 | 0 | 0 | 0 | 0 | 0
Coal | 0 | 0 | 0 | 0 | 549.47 | 2205.8
Geo | 0 | 0 | 0 | 0 | 0 | 0
H | 0 | 0 | 0 | 0 | 0 | 0
LFG | 0 | 0 | 19.65 | 19.65 | 19.65 | 19.65
Nuc | 0 | 1003.37 | 1003.37 | 1003.37 | 1003.37 | 1003.37
PS | 0 | 0 | 0 | 0 | 0 | 0
PV | 0 | 0 | 0 | 0 | 0 | 0
PeakG | 0 | 0 | 0 | 0 | 0 | 0
PeakO | 0 | 0 | 0 | 0 | 0 | 0
ST | 0 | 0 | 0 | 0 | 0 | 0
STOG | 0 | 0 | 0 | 0 | 0 | 0
STWD | 0 | 0 | 0 | 0 | 0 | 0
WT | 0 | 0 | 0 | 0 | 0 | 0
IGCC | 0 | 0 | 0 | 0 | 0 | 0
DemandResponse | 0 | 0 | 0 | 0 | 0 | 0
IGCC-CCS | 0 | 0 | 0 | 0 | 0 | 0
WT_off | 0 | 0 | 0 | 0 | 0 | 0
PseudoUnit | 0 | 0 | 0 | 0 | 0 | 0
FixedInterchange | 0 | 0 | 0 | 0 | 0 | 0
Levelized Capital Costs by Reporting Type: SPP_N
ReportingType | 2015 | 2020 | 2025 | 2030 | 2035 | 2040
BM | 0 | 0 | 0 | 0 | 0 | 0
CC | 0 | 123.83 | 123.83 | 123.83 | 123.83 | 123.83
CSP | 0 | 0 | 0 | 0 | 0 | 0
CT | 0 | 0 | 0 | 0 | 0 | 0
Coal | 128.56 | 128.56 | 128.56 | 128.56 | 128.56 | 465.9
Geo | 0 | 0 | 0 | 0 | 0 | 0
H | 0 | 0 | 0 | 0 | 0 | 0
LFG | 0 | 0 | 17.63 | 17.63 | 17.63 | 17.63
Nuc | 0 | 0 | 0 | 0 | 0 | 0
PS | 0 | 0 | 0 | 0 | 0 | 0
PV | 0 | 0 | 0 | 0 | 0 | 0
PeakG | 0 | 0 | 0 | 0 | 0 | 0
PeakO | 0 | 0 | 0 | 0 | 0 | 0
ST | 0 | 0 | 0 | 0 | 0 | 0
STOG | 0 | 0 | 0 | 0 | 0 | 0
STWD | 0 | 0 | 0 | 0 | 0 | 0
WT | 0 | 0 | 0 | 0 | 347.06 | 347.06
IGCC | 0 | 0 | 0 | 0 | 0 | 0
DemandResponse | 0 | 0 | 0 | 0 | 0 | 0
IGCC-CCS | 0 | 0 | 0 | 0 | 0 | 0
WT_off | 0 | 0 | 0 | 0 | 0 | 0
PseudoUnit | 0 | 0 | 0 | 0 | 0 | 0
FixedInterchange | 0 | 0 | 0 | 0 | 0 | 0
Levelized Capital Costs by Reporting Type: SPP_S
ReportingType | 2015 | 2020 | 2025 | 2030 | 2035 | 2040
BM | 0 | 0 | 0 | 0 | 0 | 0
CC | 0 | 29.45 | 29.45 | 189.85 | 189.85 | 189.85
CSP | 0 | 0 | 0 | 0 | 0 | 0
CT | 33.21 | 56.93 | 56.93 | 56.93 | 23.72 | 0
Coal | 273.14 | 273.14 | 273.14 | 273.14 | 273.14 | 273.14
Geo | 0 | 0 | 0 | 0 | 0 | 0
H | 0 | 0 | 0 | 0 | 0 | 0
LFG | 0 | 0 | 2.46 | 17.63 | 17.63 | 17.63
Nuc | 0 | 0 | 0 | 0 | 0 | 0
PS | 0 | 0 | 0 | 0 | 0 | 0
PV | 0 | 0 | 0 | 0 | 0 | 0
PeakG | 0 | 0 | 0 | 0 | 0 | 0
PeakO | 0 | 0 | 0 | 0 | 0 | 0
ST | 0 | 0 | 0 | 0 | 0 | 0
STOG | 0 | 0 | 0 | 0 | 0 | 0
STWD | 0 | 0 | 0 | 0 | 0 | 0
WT | 92.65 | 627.75 | 669.88 | 975.83 | 3515.73 | 3168.16
IGCC | 0 | 0 | 0 | 0 | 0 | 0
DemandResponse | 0 | 0 | 0 | 0 | 0 | 0
IGCC-CCS | 0 | 0 | 0 | 0 | 0 | 0
WT_off | 0 | 0 | 0 | 0 | 0 | 0
PseudoUnit | 0 | 0 | 0 | 0 | 0 | 0
FixedInterchange | 0 | 0 | 0 | 0 | 0 | 0
Levelized Capital Costs by Reporting Type: TVA
ReportingType | 2015 | 2020 | 2025 | 2030 | 2035 | 2040
BM | 0 | 0 | 0 | 0 | 0 | 0
CC | 151.13 | 151.13 | 151.13 | 282.78 | 248.31 | 131.65
CSP | 0 | 0 | 0 | 0 | 0 | 0
CT | 0 | 100.54 | 100.54 | 182.93 | 182.93 | 82.39
Coal | 0 | 0 | 0 | 0 | 603.17 | 1321.48
Geo | 0 | 0 | 0 | 0 | 0 | 0
H | 0 | 0 | 0 | 0 | 0 | 0
LFG | 0 | 0 | 19.35 | 19.35 | 19.35 | 19.35
Nuc | 547.93 | 1564.69 | 1564.69 | 1564.69 | 1564.69 | 1564.69
PS | 0 | 0 | 0 | 0 | 0 | 0
PV | 0 | 0 | 0 | 0 | 0 | 0
PeakG | 0 | 0 | 0 | 0 | 0 | 0
PeakO | 0 | 0 | 0 | 0 | 0 | 0
ST | 0 | 0 | 0 | 0 | 0 | 0
STOG | 0 | 0 | 0 | 0 | 0 | 0
STWD | 0 | 0 | 0 | 0 | 0 | 0
WT | 0 | 0 | 0 | 0 | 0 | 0
IGCC | 0 | 0 | 0 | 0 | 0 | 0
DemandResponse | 0 | 0 | 0 | 0 | 0 | 0
IGCC-CCS | 0 | 0 | 0 | 0 | 0 | 0
WT_off | 0 | 0 | 0 | 0 | 0 | 0
PseudoUnit | 0 | 0 | 0 | 0 | 0 | 0
FixedInterchange | 0 | 0 | 0 | 0 | 0 | 0
Levelized Capital Costs by Reporting Type: TVA_Transmission
ReportingType | 2015 | 2020 | 2025 | 2030 | 2035 | 2040
BM | 0 | 0 | 0 | 0 | 0 | 0
CC | 0 | 0 | 0 | 0 | 0 | 0
CSP | 0 | 0 | 0 | 0 | 0 | 0
CT | 0 | 0 | 0 | 0 | 0 | 0
Coal | 0 | 0 | 0 | 0 | 0 | 0
Geo | 0 | 0 | 0 | 0 | 0 | 0
H | 0 | 0 | 0 | 0 | 0 | 0
LFG | 0 | 0 | 0 | 0 | 0 | 0
Nuc | 0 | 0 | 0 | 0 | 0 | 0
PS | 0 | 0 | 0 | 0 | 0 | 0
PV | 0 | 0 | 0 | 0 | 0 | 0
PeakG | 0 | 0 | 0 | 0 | 0 | 0
PeakO | 0 | 0 | 0 | 0 | 0 | 0
ST | 0 | 0 | 0 | 0 | 0 | 0
STOG | 0 | 0 | 0 | 0 | 0 | 0
STWD | 0 | 0 | 0 | 0 | 0 | 0
WT | 0 | 0 | 0 | 0 | 0 | 0
IGCC | 0 | 0 | 0 | 0 | 0 | 0
DemandResponse | 0 | 0 | 0 | 0 | 0 | 0
IGCC-CCS | 0 | 0 | 0 | 0 | 0 | 0
WT_off | 0 | 0 | 0 | 0 | 0 | 0
PseudoUnit | 0 | 0 | 0 | 0 | 0 | 0
FixedInterchange | 0 | 0 | 0 | 0 | 0 | 0
Levelized Capital Costs by Reporting Type: VACAR
ReportingType | 2015 | 2020 | 2025 | 2030 | 2035 | 2040
BM | 0.34 | 113.86 | 301.17 | 319.11 | 371.66 | 401.98
CC | 442.43 | 442.43 | 444.02 | 519.59 | 1233.16 | 1253.54
CSP | 0 | 0 | 0 | 0 | 0 | 0
CT | 60.17 | 60.17 | 60.17 | 80.02 | 95.06 | 95.06
Coal | 220.45 | 220.45 | 220.45 | 220.45 | 220.45 | 220.45
Geo | 0 | 0 | 0 | 0 | 0 | 0
H | 0 | 0 | 0 | 0 | 0 | 0
LFG | 0.06 | 19.57 | 19.57 | 19.57 | 19.51 | 0
Nuc | 0 | 2068.58 | 3044.53 | 3044.53 | 3044.53 | 3044.53
PS | 0 | 0 | 0 | 0 | 0 | 0
PV | 0 | 42.95 | 46.14 | 47.19 | 50.88 | 10.16
PeakG | 0 | 0 | 0 | 0 | 0 | 0
PeakO | 0 | 0 | 0 | 0 | 0 | 0
ST | 0 | 0 | 0 | 0 | 0 | 0
STOG | 0 | 0 | 0 | 0 | 0 | 0
STWD | 0 | 0 | 0 | 0 | 0 | 0
WT | 0.19 | 740.59 | 740.59 | 740.59 | 740.4 | 0
IGCC | 0 | 0 | 0 | 0 | 0 | 0
DemandResponse | 0 | 0 | 0 | 0 | 0 | 0
IGCC-CCS | 0 | 0 | 0 | 0 | 0 | 0
WT_off | 0.53 | 0.53 | 0.53 | 0.53 | 0 | 0
PseudoUnit | 0 | 0 | 0 | 0 | 0 | 0
FixedInterchange | 0 | 0 | 0 | 0 | 0 | 0
Levelized Capital Costs by Reporting Type: IESO
ReportingType | 2015 | 2020 | 2025 | 2030 | 2035 | 2040
BM | 144.8 | 144.8 | 144.8 | 144.8 | 144.8 | 144.8
CC | 175.41 | 175.41 | 175.41 | 175.41 | 175.41 | 138.05
CSP | 0 | 0 | 0 | 0 | 0 | 0
CT | 41.8 | 41.8 | 41.8 | 41.8 | 0.41 | 148.69
Coal | 0 | 0 | 0 | 0 | 0 | 0
Geo | 0 | 0 | 0 | 0 | 0 | 0
H | 0 | 0 | 0 | 0 | 0 | 98.84
LFG | 5.12 | 5.12 | 5.12 | 5.12 | 0.17 | 0.17
Nuc | 0 | 0 | 0 | 0 | 0 | 0
PS | 0 | 0 | 0 | 0 | 0 | 0
PV | 539.74 | 539.74 | 539.74 | 539.74 | 0 | 0
PeakG | 0 | 0 | 0 | 0 | 0 | 0
PeakO | 0 | 0 | 0 | 0 | 0 | 0
ST | 0 | 0 | 0 | 0 | 0 | 0
STOG | 0 | 0 | 0 | 0 | 0 | 0
STWD | 0 | 0 | 0 | 0 | 0 | 0
WT | 660.4 | 660.4 | 660.4 | 660.4 | 0 | 0
IGCC | 0 | 0 | 0 | 0 | 0 | 0
DemandResponse | 0 | 0 | 0 | 0 | 0 | 0
IGCC-CCS | 0 | 0 | 0 | 0 | 0 | 0
WT_off | 0 | 0 | 0 | 0 | 0 | 0
PseudoUnit | 0 | 0 | 0 | 0 | 0 | 0
FixedInterchange | 0 | 0 | 0 | 0 | 0 | 0
Levelized Capital Costs by Reporting Type: MAPP_CA
ReportingType | 2015 | 2020 | 2025 | 2030 | 2035 | 2040
BM | 0 | 0 | 0 | 0 | 0 | 0
CC | 8.75 | 8.75 | 8.75 | 8.75 | 8.75 | 0
CSP | 0 | 0 | 0 | 0 | 0 | 0
CT | 39.35 | 39.35 | 39.35 | 39.35 | 0 | 0
Coal | 0 | 0 | 0 | 0 | 0 | 0
Geo | 0 | 0 | 0 | 0 | 0 | 0
H | 0 | 191.76 | 336.69 | 784.36 | 1088.86 | 1288.56
LFG | 0 | 0 | 0 | 0 | 0 | 0
Nuc | 0 | 0 | 0 | 0 | 0 | 0
PS | 0 | 0 | 0 | 0 | 0 | 0
PV | 0 | 0 | 0 | 0 | 0 | 0
PeakG | 0 | 0 | 0 | 0 | 0 | 0
PeakO | 0 | 0 | 0 | 0 | 0 | 0
ST | 0 | 0 | 0 | 0 | 0 | 0
STOG | 0 | 0 | 0 | 0 | 0 | 0
STWD | 0 | 0 | 0 | 0 | 0 | 0
WT | 87.23 | 87.23 | 87.23 | 87.23 | 0 | 0
IGCC | 0 | 0 | 0 | 0 | 0 | 0
DemandResponse | 0 | 0 | 0 | 0 | 0 | 0
IGCC-CCS | 0 | 0 | 0 | 0 | 0 | 0
WT_off | 0 | 0 | 0 | 0 | 0 | 0
PseudoUnit | 0 | 0 | 0 | 0 | 0 | 0
FixedInterchange | 0 | 0 | 0 | 0 | 0 | 0
Levelized Capital Costs by Reporting Type: AZ_NM_SNV_Coal
ReportingType | 2015 | 2020 | 2025 | 2030 | 2035 | 2040
BM | 0 | 0 | 0 | 0 | 0 | 0
CC | 0 | 0 | 0 | 0 | 0 | 0
CSP | 0 | 0 | 0 | 0 | 0 | 0
CT | 0 | 0 | 0 | 0 | 0 | 0
Coal | 0 | 0 | 0 | 0 | 872.91 | 1599.92
Geo | 0 | 0 | 0 | 0 | 0 | 0
H | 0 | 0 | 0 | 0 | 0 | 0
LFG | 0 | 0 | 0 | 0 | 0 | 0
Nuc | 0 | 0 | 0 | 0 | 0 | 0
PS | 0 | 0 | 0 | 0 | 0 | 0
PV | 0 | 0 | 0 | 0 | 0 | 0
PeakG | 0 | 0 | 0 | 0 | 0 | 0
PeakO | 0 | 0 | 0 | 0 | 0 | 0
ST | 0 | 0 | 0 | 0 | 0 | 0
STOG | 0 | 0 | 0 | 0 | 0 | 0
STWD | 0 | 0 | 0 | 0 | 0 | 0
WT | 0 | 0 | 0 | 0 | 0 | 0
IGCC | 0 | 0 | 0 | 0 | 0 | 0
DemandResponse | 0 | 0 | 0 | 0 | 0 | 0
IGCC-CCS | 0 | 0 | 0 | 0 | 0 | 0
WT_off | 0 | 0 | 0 | 0 | 0 | 0
PseudoUnit | 0 | 0 | 0 | 0 | 0 | 0
FixedInterchange | 0 | 0 | 0 | 0 | 0 | 0
Levelized Capital Costs by Reporting Type: AZ_NM_SNV_Gas
ReportingType | 2015 | 2020 | 2025 | 2030 | 2035 | 2040
BM | 0 | 0 | 0 | 0 | 0 | 0
CC | 79.32 | 79.32 | 79.32 | 304.47 | 304.47 | 225.15
CSP | 0 | 0 | 0 | 0 | 0 | 0
CT | 63.7 | 63.7 | 63.7 | 63.7 | 0 | 0
Coal | 0 | 0 | 0 | 0 | 0 | 0
Geo | 0 | 0 | 0 | 0 | 0 | 0
H | 0 | 0 | 0 | 0 | 0 | 0
LFG | 0 | 0 | 0 | 0 | 0 | 0
Nuc | 0 | 0 | 0 | 0 | 0 | 0
PS | 0 | 0 | 0 | 0 | 0 | 0
PV | 0 | 0 | 0 | 0 | 0 | 0
PeakG | 0 | 0 | 0 | 0 | 0 | 0
PeakO | 0 | 0 | 0 | 0 | 0 | 0
ST | 0 | 0 | 0 | 0 | 0 | 0
STOG | 0 | 0 | 0 | 0 | 0 | 0
STWD | 0 | 0 | 0 | 0 | 0 | 0
WT | 0 | 0 | 0 | 0 | 0 | 0
IGCC | 0 | 0 | 0 | 0 | 0 | 0
DemandResponse | 0 | 0 | 0 | 0 | 0 | 0
IGCC-CCS | 0 | 0 | 0 | 0 | 0 | 0
WT_off | 0 | 0 | 0 | 0 | 0 | 0
PseudoUnit | 0 | 0 | 0 | 0 | 0 | 0
FixedInterchange | 0 | 0 | 0 | 0 | 0 | 0
Levelized Capital Costs by Reporting Type: AZ_NM_SNV_NucRenew
ReportingType | 2015 | 2020 | 2025 | 2030 | 2035 | 2040
BM | 0 | 0 | 0 | 0 | 0 | 0
CC | 0 | 0 | 0 | 0 | 0 | 0
CSP | 0 | 0 | 0 | 0 | 0 | 0
CT | 0 | 0 | 0 | 0 | 0 | 0
Coal | 0 | 0 | 0 | 0 | 0 | 0
Geo | 0 | 0 | 369.64 | 369.64 | 369.64 | 369.64
H | 0 | 0 | 0 | 0 | 0 | 0
LFG | 0 | 11.72 | 11.72 | 11.72 | 11.72 | 0
Nuc | 0 | 0 | 0 | 0 | 0 | 0
PS | 0 | 0 | 0 | 0 | 0 | 0
PV | 34.88 | 34.88 | 34.88 | 34.88 | 0 | 0
PeakG | 0 | 0 | 0 | 0 | 0 | 0
PeakO | 0 | 0 | 0 | 0 | 0 | 0
ST | 101.5 | 250.69 | 333.44 | 287.6 | 250.67 | 101.47
STOG | 0 | 0 | 0 | 0 | 0 | 0
STWD | 0 | 0 | 0 | 0 | 0 | 0
WT | 14.28 | 1973.31 | 1973.31 | 2020.78 | 2006.5 | 47.47
IGCC | 0 | 0 | 0 | 0 | 0 | 0
DemandResponse | 0 | 0 | 0 | 0 | 0 | 0
IGCC-CCS | 0 | 0 | 0 | 0 | 0 | 0
WT_off | 0 | 0 | 0 | 0 | 0 | 0
PseudoUnit | 0 | 0 | 0 | 0 | 0 | 0
FixedInterchange | 0 | 0 | 0 | 0 | 0 | 0
Levelized Capital Costs by Reporting Type: ERCOT
ReportingType | 2015 | 2020 | 2025 | 2030 | 2035 | 2040
BM | 54.69 | 54.69 | 54.69 | 54.69 | 54.69 | 54.69
CC | 238.62 | 619.65 | 619.65 | 891.56 | 1232.48 | 1407.51
CSP | 0 | 0 | 0 | 0 | 0 | 0
CT | 20.97 | 20.97 | 20.97 | 20.97 | 0 | 0
Coal | 540.38 | 540.38 | 540.38 | 540.38 | 540.38 | 540.38
Geo | 0 | 0 | 0 | 0 | 0 | 0
H | 0 | 0 | 0 | 0 | 0 | 0
LFG | 0 | 0 | 0 | 63.77 | 63.77 | 63.77
Nuc | 0 | 0 | 0 | 0 | 0 | 0
PS | 0 | 0 | 0 | 0 | 0 | 0
PV | 4.89 | 4.89 | 4.89 | 4.89 | 0 | 0
PeakG | 0 | 0 | 0 | 0 | 0 | 0
PeakO | 0 | 0 | 0 | 0 | 0 | 0
ST | 0 | 0 | 0 | 0 | 0 | 0
STOG | 0 | 0 | 0 | 0 | 0 | 0
STWD | 0 | 0 | 0 | 0 | 0 | 0
WT | 72.7 | 72.7 | 72.7 | 72.7 | 0 | 0
IGCC | 0 | 0 | 0 | 0 | 0 | 0
DemandResponse | 0 | 0 | 0 | 0 | 0 | 0
IGCC-CCS | 0 | 0 | 0 | 0 | 0 | 0
WT_off | 0 | 0 | 0 | 0 | 0 | 0
PseudoUnit | 0 | 0 | 0 | 0 | 0 | 0
FixedInterchange | 0 | 0 | 0 | 0 | 0 | 0
Levelized Capital Costs by Reporting Type: NP15
ReportingType | 2015 | 2020 | 2025 | 2030 | 2035 | 2040
BM | 0 | 0 | 0 | 0 | 0 | 0
CC | 130.44 | 130.44 | 130.44 | 130.44 | 130.44 | 0
CSP | 0 | 0 | 0 | 0 | 0 | 0
CT | 17.91 | 63.97 | 302.37 | 580.07 | 562.16 | 516.1
Coal | 0 | 0 | 0 | 0 | 0 | 0
Geo | 0 | 87.48 | 180.49 | 180.49 | 180.49 | 93.01
H | 0 | 0 | 0 | 0 | 0 | 0
LFG | 0 | 125.8 | 125.8 | 125.8 | 125.8 | 0
Nuc | 0 | 0 | 0 | 0 | 2083.27 | 4329.41
PS | 0 | 0 | 0 | 0 | 0 | 0
PV | 2.79 | 2.79 | 2.79 | 2.79 | 0 | 0
PeakG | 0 | 0 | 0 | 0 | 0 | 0
PeakO | 0 | 0 | 0 | 0 | 0 | 0
ST | 12.6 | 12.6 | 12.6 | 12.6 | 0 | 0
STOG | 0 | 0 | 0 | 0 | 0 | 0
STWD | 0 | 0 | 0 | 0 | 0 | 0
WT | 26.07 | 814.46 | 814.46 | 814.46 | 788.4 | 0
IGCC | 0 | 0 | 0 | 0 | 0 | 0
DemandResponse | 0 | 0 | 0 | 0 | 0 | 0
IGCC-CCS | 0 | 0 | 0 | 0 | 0 | 0
WT_off | 0 | 0 | 0 | 0 | 0 | 0
PseudoUnit | 0 | 0 | 0 | 0 | 0 | 0
FixedInterchange | 0 | 0 | 0 | 0 | 0 | 0
Levelized Capital Costs by Reporting Type: NWPP_Coal
ReportingType | 2015 | 2020 | 2025 | 2030 | 2035 | 2040
BM | 0 | 0 | 0 | 0 | 0 | 0
CC | 0 | 0 | 0 | 0 | 0 | 0
CSP | 0 | 0 | 0 | 0 | 0 | 0
CT | 0 | 0 | 0 | 0 | 0 | 0
Coal | 0 | 0 | 0 | 0 | 0 | 0
Geo | 0 | 0 | 0 | 0 | 0 | 0
H | 0 | 0 | 0 | 0 | 0 | 0
LFG | 0 | 0 | 0 | 0 | 0 | 0
Nuc | 0 | 0 | 0 | 0 | 0 | 0
PS | 0 | 0 | 0 | 0 | 0 | 0
PV | 0 | 0 | 0 | 0 | 0 | 0
PeakG | 0 | 0 | 0 | 0 | 0 | 0
PeakO | 0 | 0 | 0 | 0 | 0 | 0
ST | 0 | 0 | 0 | 0 | 0 | 0
STOG | 0 | 0 | 0 | 0 | 0 | 0
STWD | 0 | 0 | 0 | 0 | 0 | 0
WT | 0 | 0 | 0 | 0 | 0 | 0
IGCC | 0 | 0 | 0 | 0 | 0 | 0
DemandResponse | 0 | 0 | 0 | 0 | 0 | 0
IGCC-CCS | 0 | 0 | 0 | 0 | 0 | 0
WT_off | 0 | 0 | 0 | 0 | 0 | 0
PseudoUnit | 0 | 0 | 0 | 0 | 0 | 0
FixedInterchange | 0 | 0 | 0 | 0 | 0 | 0
Levelized Capital Costs by Reporting Type: NWPP_Gas
ReportingType | 2015 | 2020 | 2025 | 2030 | 2035 | 2040
BM | 0 | 0 | 0 | 0 | 0 | 0
CC | 33.4 | 33.4 | 33.4 | 500.37 | 500.37 | 466.97
CSP | 0 | 0 | 0 | 0 | 0 | 0
CT | 13.02 | 13.02 | 13.02 | 13.02 | 0 | 0
Coal | 0 | 0 | 0 | 0 | 139.75 | 407.29
Geo | 0 | 0 | 0 | 0 | 0 | 0
H | 0 | 0 | 0 | 0 | 0 | 0
LFG | 0 | 0 | 0 | 0 | 0 | 0
Nuc | 0 | 0 | 0 | 0 | 0 | 0
PS | 0 | 0 | 0 | 0 | 0 | 0
PV | 0 | 0 | 0 | 0 | 0 | 0
PeakG | 0 | 0 | 0 | 0 | 0 | 0
PeakO | 0 | 0 | 0 | 0 | 0 | 0
ST | 0 | 0 | 0 | 0 | 0 | 0
STOG | 0 | 0 | 0 | 0 | 0 | 0
STWD | 0 | 0 | 0 | 0 | 0 | 0
WT | 0 | 0 | 0 | 0 | 0 | 0
IGCC | 0 | 0 | 0 | 0 | 0 | 0
DemandResponse | 0 | 0 | 0 | 0 | 0 | 0
IGCC-CCS | 0 | 0 | 0 | 0 | 0 | 0
WT_off | 0 | 0 | 0 | 0 | 0 | 0
PseudoUnit | 0 | 0 | 0 | 0 | 0 | 0
FixedInterchange | 0 | 0 | 0 | 0 | 0 | 0
Levelized Capital Costs by Reporting Type: NWPP_NucRenew
ReportingType | 2015 | 2020 | 2025 | 2030 | 2035 | 2040
BM | 13.89 | 13.89 | 13.89 | 13.89 | 13.89 | 13.89
CC | 0 | 0 | 0 | 0 | 0 | 0
CSP | 0 | 0 | 0 | 0 | 0 | 0
CT | 0 | 0 | 0 | 0 | 0 | 0
Coal | 0 | 0 | 0 | 0 | 0 | 0
Geo | 24.88 | 24.88 | 135.71 | 135.71 | 110.83 | 110.83
H | 0 | 0 | 0 | 0 | 0 | 0
LFG | 5.02 | 5.02 | 50.73 | 50.73 | 45.71 | 45.71
Nuc | 0 | 0 | 0 | 0 | 0 | 0
PS | 0 | 0 | 0 | 0 | 0 | 0
PV | 0 | 0 | 0 | 0 | 0 | 0
PeakG | 0 | 0 | 0 | 0 | 0 | 0
PeakO | 0 | 0 | 0 | 0 | 0 | 0
ST | 0 | 0 | 0 | 0 | 0 | 0
STOG | 0 | 0 | 0 | 0 | 0 | 0
STWD | 0 | 0 | 0 | 0 | 0 | 0
WT | 238.86 | 238.86 | 238.86 | 238.86 | 0 | 0
IGCC | 0 | 0 | 0 | 0 | 0 | 0
DemandResponse | 0 | 0 | 0 | 0 | 0 | 0
IGCC-CCS | 0 | 0 | 0 | 0 | 0 | 0
WT_off | 0 | 0 | 0 | 0 | 0 | 0
PseudoUnit | 0 | 0 | 0 | 0 | 0 | 0
FixedInterchange | 0 | 0 | 0 | 0 | 0 | 0
Levelized Capital Costs by Reporting Type: RMPA
ReportingType | 2015 | 2020 | 2025 | 2030 | 2035 | 2040
BM | 0 | 0 | 0 | 0 | 0 | 0
CC | 0 | 0 | 0 | 0 | 0 | 0
CSP | 0 | 0 | 0 | 0 | 0 | 0
CT | 15.2 | 15.2 | 15.2 | 15.2 | 0 | 0
Coal | 108.63 | 115.46 | 115.46 | 194.62 | 543.41 | 937.93
Geo | 0 | 93.85 | 664.42 | 664.42 | 664.42 | 570.58
H | 0 | 0 | 0 | 0 | 0 | 0
LFG | 0.28 | 5.85 | 5.85 | 5.85 | 5.57 | 0
Nuc | 0 | 0 | 0 | 0 | 0 | 0
PS | 0 | 0 | 0 | 0 | 0 | 0
PV | 0.37 | 0.37 | 0.37 | 0.37 | 0 | 0
PeakG | 0 | 0 | 0 | 0 | 0 | 0
PeakO | 0 | 0 | 0 | 0 | 0 | 0
ST | 1.07 | 124.29 | 134.17 | 142.24 | 141.17 | 17.94
STOG | 0 | 0 | 0 | 0 | 0 | 0
STWD | 0 | 0 | 0 | 0 | 0 | 0
WT | 172.66 | 215.95 | 215.95 | 215.95 | 43.28 | 0
IGCC | 0 | 0 | 0 | 0 | 0 | 0
DemandResponse | 0 | 0 | 0 | 0 | 0 | 0
IGCC-CCS | 0 | 0 | 0 | 0 | 0 | 0
WT_off | 0 | 0 | 0 | 0 | 0 | 0
PseudoUnit | 0 | 0 | 0 | 0 | 0 | 0
FixedInterchange | 0 | 0 | 0 | 0 | 0 | 0
Levelized Capital Costs by Reporting Type: SP15
ReportingType | 2015 | 2020 | 2025 | 2030 | 2035 | 2040
BM | 2.9 | 2.9 | 2.9 | 2.9 | 2.9 | 2.9
CC | 60.76 | 60.76 | 60.76 | 60.76 | 60.76 | 0
CSP | 0 | 0 | 0 | 0 | 0 | 0
CT | 0 | 0 | 0 | 0 | 0 | 0
Coal | 0 | 0 | 0 | 0 | 0 | 0
Geo | 14.26 | 385.19 | 385.19 | 370.93 | 370.93 | 0
H | 0 | 0 | 0 | 0 | 0 | 0
LFG | 2.09 | 125.04 | 125.04 | 124.8 | 122.95 | 0
Nuc | 0 | 0 | 0 | 0 | 0 | 1340.45
PS | 0 | 0 | 0 | 0 | 0 | 0
PV | 1.62 | 1.62 | 1.62 | 1.62 | 0 | 0
PeakG | 0 | 0 | 0 | 0 | 0 | 0
PeakO | 0 | 0 | 0 | 0 | 0 | 0
ST | 191.39 | 191.39 | 191.39 | 191.39 | 0 | 0
STOG | 0 | 0 | 0 | 0 | 0 | 0
STWD | 0 | 0 | 0 | 0 | 0 | 0
WT | 193.26 | 193.26 | 193.26 | 193.26 | 0 | 0
IGCC | 0 | 0 | 0 | 0 | 0 | 0
DemandResponse | 0 | 0 | 0 | 0 | 0 | 0
IGCC-CCS | 0 | 0 | 0 | 0 | 0 | 0
WT_off | 0 | 0 | 0 | 0 | 0 | 0
PseudoUnit | 0 | 0 | 0 | 0 | 0 | 0
FixedInterchange | 0 | 0 | 0 | 0 | 0 | 0
Levelized Capital Costs by Reporting Type: ALB
ReportingType | 2015 | 2020 | 2025 | 2030 | 2035 | 2040
BM | 0 | 0 | 0 | 0 | 0 | 0
CC | 43.48 | 123.82 | 199.83 | 284.37 | 394.77 | 351.29
CSP | 0 | 0 | 0 | 0 | 0 | 0
CT | 16.7 | 16.7 | 16.7 | 16.7 | 0 | 0
Coal | 147.62 | 147.62 | 147.62 | 147.62 | 147.62 | 147.62
Geo | 0 | 0 | 0 | 0 | 0 | 0
H | 0 | 0 | 0 | 0 | 0 | 0
LFG | 0 | 0 | 0 | 0 | 0 | 0
Nuc | 0 | 0 | 0 | 0 | 0 | 488.33
PS | 0 | 0 | 0 | 0 | 0 | 0
PV | 0 | 0 | 0 | 0 | 0 | 0
PeakG | 0 | 0 | 0 | 0 | 0 | 0
PeakO | 0 | 0 | 0 | 0 | 0 | 0
ST | 0 | 0 | 0 | 0 | 0 | 0
STOG | 0 | 0 | 0 | 0 | 0 | 0
STWD | 0 | 0 | 0 | 0 | 0 | 0
WT | 2.54 | 2.54 | 2.54 | 2.54 | 0 | 0
IGCC | 0 | 0 | 0 | 0 | 0 | 0
DemandResponse | 0 | 0 | 0 | 0 | 0 | 0
IGCC-CCS | 0 | 0 | 0 | 0 | 0 | 0
WT_off | 0 | 0 | 0 | 0 | 0 | 0
PseudoUnit | 0 | 0 | 0 | 0 | 0 | 0
FixedInterchange | 0 | 0 | 0 | 0 | 0 | 0
Levelized Capital Costs by Reporting Type: BC
ReportingType | 2015 | 2020 | 2025 | 2030 | 2035 | 2040
BM | 0 | 0 | 0 | 0 | 0 | 0
CC | 133.61 | 189.73 | 261.53 | 318.74 | 405.4 | 271.79
CSP | 0 | 0 | 0 | 0 | 0 | 0
CT | 0 | 0 | 0 | 0 | 0 | 55.33
Coal | 0 | 0 | 0 | 0 | 0 | 0
Geo | 0 | 0 | 0 | 0 | 0 | 0
H | 0 | 0 | 0 | 0 | 0 | 0
LFG | 0 | 0 | 0 | 0 | 0 | 0
Nuc | 0 | 0 | 0 | 0 | 0 | 62.04
PS | 0 | 0 | 0 | 0 | 0 | 0
PV | 0 | 0 | 0 | 0 | 0 | 0
PeakG | 0 | 0 | 0 | 0 | 0 | 0
PeakO | 0 | 0 | 0 | 0 | 0 | 0
ST | 0 | 0 | 0 | 0 | 0 | 0
STOG | 0 | 0 | 0 | 0 | 0 | 0
STWD | 0 | 0 | 0 | 0 | 0 | 0
WT | 40.68 | 40.68 | 40.68 | 40.68 | 0 | 0
IGCC | 0 | 0 | 0 | 0 | 0 | 0
DemandResponse | 0 | 0 | 0 | 0 | 0 | 0
IGCC-CCS | 0 | 0 | 0 | 0 | 0 | 0
WT_off | 0 | 0 | 0 | 0 | 0 | 0
PseudoUnit | 0 | 0 | 0 | 0 | 0 | 0
FixedInterchange | 0 | 0 | 0 | 0 | 0 | 0
Levelized Capital Costs by Reporting Type: HQ_IESO
ReportingType | 2015 | 2020 | 2025 | 2030 | 2035 | 2040
BM | 0 | 0 | 0 | 0 | 0 | 0
CC | 0 | 0 | 0 | 0 | 0 | 0
CSP | 0 | 0 | 0 | 0 | 0 | 0
CT | 0 | 0 | 0 | 0 | 0 | 0
Coal | 0 | 0 | 0 | 0 | 0 | 0
Geo | 0 | 0 | 0 | 0 | 0 | 0
H | 0 | 0 | 0 | 0 | 0 | 0
LFG | 0 | 0 | 0 | 0 | 0 | 0
Nuc | 0 | 0 | 0 | 0 | 0 | 0
PS | 0 | 0 | 0 | 0 | 0 | 0
PV | 0 | 0 | 0 | 0 | 0 | 0
PeakG | 0 | 0 | 0 | 0 | 0 | 0
PeakO | 0 | 0 | 0 | 0 | 0 | 0
ST | 0 | 0 | 0 | 0 | 0 | 0
STOG | 0 | 0 | 0 | 0 | 0 | 0
STWD | 0 | 0 | 0 | 0 | 0 | 0
WT | 0 | 0 | 0 | 0 | 0 | 0
IGCC | 0 | 0 | 0 | 0 | 0 | 0
DemandResponse | 0 | 0 | 0 | 0 | 0 | 0
IGCC-CCS | 0 | 0 | 0 | 0 | 0 | 0
WT_off | 0 | 0 | 0 | 0 | 0 | 0
PseudoUnit | 0 | 0 | 0 | 0 | 0 | 0
FixedInterchange | 0 | 0 | 0 | 0 | 0 | 0
Levelized Capital Costs by Reporting Type: HQ_NEISO
ReportingType | 2015 | 2020 | 2025 | 2030 | 2035 | 2040
BM | 0 | 0 | 0 | 0 | 0 | 0
CC | 0 | 0 | 0 | 0 | 0 | 0
CSP | 0 | 0 | 0 | 0 | 0 | 0
CT | 0 | 0 | 0 | 0 | 0 | 0
Coal | 0 | 0 | 0 | 0 | 0 | 0
Geo | 0 | 0 | 0 | 0 | 0 | 0
H | 0 | 0 | 0 | 0 | 0 | 0
LFG | 0 | 0 | 0 | 0 | 0 | 0
Nuc | 0 | 0 | 0 | 0 | 0 | 0
PS | 0 | 0 | 0 | 0 | 0 | 0
PV | 0 | 0 | 0 | 0 | 0 | 0
PeakG | 0 | 0 | 0 | 0 | 0 | 0
PeakO | 0 | 0 | 0 | 0 | 0 | 0
ST | 0 | 0 | 0 | 0 | 0 | 0
STOG | 0 | 0 | 0 | 0 | 0 | 0
STWD | 0 | 0 | 0 | 0 | 0 | 0
WT | 0 | 0 | 0 | 0 | 0 | 0
IGCC | 0 | 0 | 0 | 0 | 0 | 0
DemandResponse | 0 | 0 | 0 | 0 | 0 | 0
IGCC-CCS | 0 | 0 | 0 | 0 | 0 | 0
WT_off | 0 | 0 | 0 | 0 | 0 | 0
PseudoUnit | 0 | 0 | 0 | 0 | 0 | 0
FixedInterchange | 0 | 0 | 0 | 0 | 0 | 0
Levelized Capital Costs by Reporting Type: HQ_NY
ReportingType | 2015 | 2020 | 2025 | 2030 | 2035 | 2040
BM | 0 | 0 | 0 | 0 | 0 | 0
CC | 0 | 0 | 0 | 0 | 0 | 0
CSP | 0 | 0 | 0 | 0 | 0 | 0
CT | 0 | 0 | 0 | 0 | 0 | 0
Coal | 0 | 0 | 0 | 0 | 0 | 0
Geo | 0 | 0 | 0 | 0 | 0 | 0
H | 0 | 0 | 0 | 0 | 0 | 0
LFG | 0 | 0 | 0 | 0 | 0 | 0
Nuc | 0 | 0 | 0 | 0 | 0 | 0
PS | 0 | 0 | 0 | 0 | 0 | 0
PV | 0 | 0 | 0 | 0 | 0 | 0
PeakG | 0 | 0 | 0 | 0 | 0 | 0
PeakO | 0 | 0 | 0 | 0 | 0 | 0
ST | 0 | 0 | 0 | 0 | 0 | 0
STOG | 0 | 0 | 0 | 0 | 0 | 0
STWD | 0 | 0 | 0 | 0 | 0 | 0
WT | 0 | 0 | 0 | 0 | 0 | 0
IGCC | 0 | 0 | 0 | 0 | 0 | 0
DemandResponse | 0 | 0 | 0 | 0 | 0 | 0
IGCC-CCS | 0 | 0 | 0 | 0 | 0 | 0
WT_off | 0 | 0 | 0 | 0 | 0 | 0
PseudoUnit | 0 | 0 | 0 | 0 | 0 | 0
FixedInterchange | 0 | 0 | 0 | 0 | 0 | 0
Levelized Capital Costs by Reporting Type: MARITIMES
ReportingType | 2015 | 2020 | 2025 | 2030 | 2035 | 2040
BM | 0 | 0 | 0 | 0 | 0 | 0
CC | 0 | 0 | 0 | 0 | 0 | 0
CSP | 0 | 0 | 0 | 0 | 0 | 0
CT | 0 | 0 | 0 | 0 | 0 | 0
Coal | 0 | 0 | 0 | 0 | 0 | 0
Geo | 0 | 0 | 0 | 0 | 0 | 0
H | 0 | 0 | 0 | 0 | 0 | 0
LFG | 0 | 0 | 0 | 0 | 0 | 0
Nuc | 0 | 0 | 0 | 0 | 0 | 0
PS | 0 | 0 | 0 | 0 | 0 | 0
PV | 0 | 0 | 0 | 0 | 0 | 0
PeakG | 0 | 0 | 0 | 0 | 0 | 0
PeakO | 0 | 0 | 0 | 0 | 0 | 0
ST | 0 | 0 | 0 | 0 | 0 | 0
STOG | 0 | 0 | 0 | 0 | 0 | 0
STWD | 0 | 0 | 0 | 0 | 0 | 0
WT | 0 | 0 | 0 | 0 | 0 | 0
IGCC | 0 | 0 | 0 | 0 | 0 | 0
DemandResponse | 0 | 0 | 0 | 0 | 0 | 0
IGCC-CCS | 0 | 0 | 0 | 0 | 0 | 0
WT_off | 0 | 0 | 0 | 0 | 0 | 0
PseudoUnit | 0 | 0 | 0 | 0 | 0 | 0
FixedInterchange | 0 | 0 | 0 | 0 | 0 | 0
Levelized Capital Costs by Reporting Type: All
ReportingType | 2015 | 2020 | 2025 | 2030 | 2035 | 2040
BM | 541.24 | 654.77 | 842.08 | 860.01 | 912.56 | 857.81
CC | 4052.55 | 5082.29 | 5373.43 | 8039.08 | 12692.1 | 11727.22
CSP | 0 | 0 | 0 | 0 | 0 | 0
CT | 580.17 | 923.81 | 1230.75 | 2048.93 | 1762.71 | 1865.89
Coal | 3114.71 | 3121.53 | 3121.53 | 3406.44 | 7171.26 | 13937.77
Geo | 39.14 | 591.39 | 1735.44 | 1721.18 | 1696.3 | 1144.05
H | 0 | 192.1 | 502.83 | 950.51 | 1255.99 | 1778.01
LFG | 42.41 | 462.47 | 887.35 | 1018.62 | 986.04 | 565.98
Nuc | 547.93 | 8465.51 | 10643.11 | 10643.11 | 12726.38 | 17630.91
PS | 0 | 0 | 0 | 0 | 0 | 0
PV | 612.43 | 1389.77 | 1743.24 | 1816.36 | 1244.62 | 504.01
PeakG | 0 | 0 | 0 | 0 | 0 | 0
PeakO | 0 | 0 | 0 | 0 | 0 | 0
ST | 306.55 | 578.98 | 671.6 | 633.83 | 391.84 | 119.42
STOG | 0 | 0 | 0 | 0 | 0 | 0
STWD | 0 | 0 | 0 | 0 | 0 | 0
WT | 6098.68 | 11518.31 | 12943.98 | 13787.44 | 12180.41 | 7326.27
IGCC | 215.26 | 215.26 | 215.26 | 215.26 | 215.26 | 215.26
DemandResponse | 0 | 0 | 0 | 0 | 0 | 0
IGCC-CCS | 0 | 0 | 0 | 0 | 0 | 0
WT_off | 283.77 | 283.77 | 824.12 | 824.12 | 540.35 | 540.35
PseudoUnit | 0 | 0 | 0 | 0 | 0 | 0
FixedInterchange | 0 | 0 | 0 | 0 | 0 | 0
Levelized Capital Costs by Reporting Type: EI_US
ReportingType | 2015 | 2020 | 2025 | 2030 | 2035 | 2040
BM | 324.96 | 438.48 | 625.79 | 643.73 | 696.28 | 641.53
CC | 3148.76 | 3661.01 | 3804.34 | 5364.21 | 9479.25 | 8866.46
CSP | 0 | 0 | 0 | 0 | 0 | 0
CT | 351.51 | 649.09 | 717.64 | 1258.11 | 1200.14 | 1145.77
Coal | 2318.08 | 2318.08 | 2318.08 | 2523.82 | 4927.19 | 10304.64
Geo | 0 | 0 | 0 | 0 | 0 | 0
H | 0 | 0.35 | 166.15 | 166.15 | 167.13 | 390.62
LFG | 29.9 | 183.93 | 563.1 | 630.83 | 610.36 | 456.33
Nuc | 547.93 | 8465.51 | 10643.11 | 10643.11 | 10643.11 | 11410.68
PS | 0 | 0 | 0 | 0 | 0 | 0
PV | 28.13 | 805.47 | 1158.94 | 1232.06 | 1244.62 | 504.01
PeakG | 0 | 0 | 0 | 0 | 0 | 0
PeakO | 0 | 0 | 0 | 0 | 0 | 0
ST | 0 | 0 | 0 | 0 | 0 | 0
STOG | 0 | 0 | 0 | 0 | 0 | 0
STWD | 0 | 0 | 0 | 0 | 0 | 0
WT | 4589.99 | 7218.92 | 8644.59 | 9440.57 | 9342.23 | 7278.8
IGCC | 215.26 | 215.26 | 215.26 | 215.26 | 215.26 | 215.26
DemandResponse | 0 | 0 | 0 | 0 | 0 | 0
IGCC-CCS | 0 | 0 | 0 | 0 | 0 | 0
WT_off | 283.77 | 283.77 | 824.12 | 824.12 | 540.35 | 540.35
PseudoUnit | 0 | 0 | 0 | 0 | 0 | 0
FixedInterchange | 0 | 0 | 0 | 0 | 0 | 0
Levelized Capital Costs by Reporting Type: EI_Canada
ReportingType | 2015 | 2020 | 2025 | 2030 | 2035 | 2040
BM | 144.8 | 144.8 | 144.8 | 144.8 | 144.8 | 144.8
CC | 184.16 | 184.16 | 184.16 | 184.16 | 184.16 | 138.05
CSP | 0 | 0 | 0 | 0 | 0 | 0
CT | 81.15 | 81.15 | 81.15 | 81.15 | 0.41 | 148.69
Coal | 0 | 0 | 0 | 0 | 0 | 0
Geo | 0 | 0 | 0 | 0 | 0 | 0
H | 0 | 191.76 | 336.69 | 784.36 | 1088.86 | 1387.39
LFG | 5.12 | 5.12 | 5.12 | 5.12 | 0.17 | 0.17
Nuc | 0 | 0 | 0 | 0 | 0 | 0
PS | 0 | 0 | 0 | 0 | 0 | 0
PV | 539.74 | 539.74 | 539.74 | 539.74 | 0 | 0
PeakG | 0 | 0 | 0 | 0 | 0 | 0
PeakO | 0 | 0 | 0 | 0 | 0 | 0
ST | 0 | 0 | 0 | 0 | 0 | 0
STOG | 0 | 0 | 0 | 0 | 0 | 0
STWD | 0 | 0 | 0 | 0 | 0 | 0
WT | 747.62 | 747.62 | 747.62 | 747.62 | 0 | 0
IGCC | 0 | 0 | 0 | 0 | 0 | 0
DemandResponse | 0 | 0 | 0 | 0 | 0 | 0
IGCC-CCS | 0 | 0 | 0 | 0 | 0 | 0
WT_off | 0 | 0 | 0 | 0 | 0 | 0
PseudoUnit | 0 | 0 | 0 | 0 | 0 | 0
FixedInterchange | 0 | 0 | 0 | 0 | 0 | 0
Levelized Capital Costs by Reporting Type: EI
ReportingType | 2015 | 2020 | 2025 | 2030 | 2035 | 2040
BM | 469.76 | 583.28 | 770.6 | 788.53 | 841.08 | 786.33
CC | 3332.92 | 3845.17 | 3988.5 | 5548.37 | 9663.41 | 9004.51
CSP | 0 | 0 | 0 | 0 | 0 | 0
CT | 432.66 | 730.24 | 798.78 | 1339.26 | 1200.55 | 1294.46
Coal | 2318.08 | 2318.08 | 2318.08 | 2523.82 | 4927.19 | 10304.64
Geo | 0 | 0 | 0 | 0 | 0 | 0
H | 0 | 192.1 | 502.83 | 950.51 | 1255.99 | 1778.01
LFG | 35.02 | 189.04 | 568.22 | 635.95 | 610.53 | 456.5
Nuc | 547.93 | 8465.51 | 10643.11 | 10643.11 | 10643.11 | 11410.68
PS | 0 | 0 | 0 | 0 | 0 | 0
PV | 567.88 | 1345.21 | 1698.68 | 1771.8 | 1244.62 | 504.01
PeakG | 0 | 0 | 0 | 0 | 0 | 0
PeakO | 0 | 0 | 0 | 0 | 0 | 0
ST | 0 | 0 | 0 | 0 | 0 | 0
STOG | 0 | 0 | 0 | 0 | 0 | 0
STWD | 0 | 0 | 0 | 0 | 0 | 0
WT | 5337.61 | 7966.54 | 9392.21 | 10188.19 | 9342.23 | 7278.8
IGCC | 215.26 | 215.26 | 215.26 | 215.26 | 215.26 | 215.26
DemandResponse | 0 | 0 | 0 | 0 | 0 | 0
IGCC-CCS | 0 | 0 | 0 | 0 | 0 | 0
WT_off | 283.77 | 283.77 | 824.12 | 824.12 | 540.35 | 540.35
PseudoUnit | 0 | 0 | 0 | 0 | 0 | 0
FixedInterchange | 0 | 0 | 0 | 0 | 0 | 0
Levelized Capital Costs by Reporting Type: Outside_EI
ReportingType | 2015 | 2020 | 2025 | 2030 | 2035 | 2040
BM | 71.48 | 71.48 | 71.48 | 71.48 | 71.48 | 71.48
CC | 719.63 | 1237.12 | 1384.94 | 2490.72 | 3028.69 | 2722.71
CSP | 0 | 0 | 0 | 0 | 0 | 0
CT | 147.51 | 193.57 | 431.97 | 709.67 | 562.16 | 571.42
Coal | 796.63 | 803.46 | 803.46 | 882.62 | 2244.07 | 3633.14
Geo | 39.14 | 591.39 | 1735.44 | 1721.18 | 1696.3 | 1144.05
H | 0 | 0 | 0 | 0 | 0 | 0
LFG | 7.39 | 273.42 | 319.13 | 382.67 | 375.51 | 109.48
Nuc | 0 | 0 | 0 | 0 | 2083.27 | 6220.23
PS | 0 | 0 | 0 | 0 | 0 | 0
PV | 44.56 | 44.56 | 44.56 | 44.56 | 0 | 0
PeakG | 0 | 0 | 0 | 0 | 0 | 0
PeakO | 0 | 0 | 0 | 0 | 0 | 0
ST | 306.55 | 578.98 | 671.6 | 633.83 | 391.84 | 119.42
STOG | 0 | 0 | 0 | 0 | 0 | 0
STWD | 0 | 0 | 0 | 0 | 0 | 0
WT | 761.07 | 3551.77 | 3551.77 | 3599.24 | 2838.18 | 47.47
IGCC | 0 | 0 | 0 | 0 | 0 | 0
DemandResponse | 0 | 0 | 0 | 0 | 0 | 0
IGCC-CCS | 0 | 0 | 0 | 0 | 0 | 0
WT_off | 0 | 0 | 0 | 0 | 0 | 0
PseudoUnit | 0 | 0 | 0 | 0 | 0 | 0
FixedInterchange | 0 | 0 | 0 | 0 | 0 | 0
#13 | Levelized Retrofit Capital Costs ($million)
Levelized Retrofit Capital Costs by Reporting Type: Entergy
ReportingType | 2015 | 2020 | 2025 | 2030 | 2035 | 2040
BM | 0 | 0 | 0 | 0 | 0 | 0
CC | 0 | 0 | 0 | 0 | 0 | 0
CSP | 0 | 0 | 0 | 0 | 0 | 0
CT | 0 | 0 | 0 | 0 | 0 | 0
Coal | 0 | 353.26 | 353.26 | 0 | 0 | 0
Geo | 0 | 0 | 0 | 0 | 0 | 0
H | 0 | 0 | 0 | 0 | 0 | 0
LFG | 0 | 0 | 0 | 0 | 0 | 0
Nuc | 0 | 0 | 0 | 0 | 0 | 0
PS | 0 | 0 | 0 | 0 | 0 | 0
PV | 0 | 0 | 0 | 0 | 0 | 0
PeakG | 0 | 0 | 0 | 0 | 0 | 0
PeakO | 0 | 0 | 0 | 0 | 0 | 0
ST | 0 | 0 | 0 | 0 | 0 | 0
STOG | 0 | 0 | 0 | 0 | 0 | 0
STWD | 0 | 0 | 0 | 0 | 0 | 0
WT | 0 | 0 | 0 | 0 | 0 | 0
IGCC | 0 | 0 | 0 | 0 | 0 | 0
DemandResponse | 0 | 0 | 0 | 0 | 0 | 0
IGCC-CCS | 0 | 0 | 0 | 0 | 0 | 0
WT_off | 0 | 0 | 0 | 0 | 0 | 0
PseudoUnit | 0 | 0 | 0 | 0 | 0 | 0
FixedInterchange | 0 | 0 | 0 | 0 | 0 | 0
Levelized Retrofit Capital Costs by Reporting Type: FRCC
ReportingType | 2015 | 2020 | 2025 | 2030 | 2035 | 2040
BM | 0 | 0 | 0 | 0 | 0 | 0
CC | 0 | 0 | 0 | 0 | 0 | 0
CSP | 0 | 0 | 0 | 0 | 0 | 0
CT | 0 | 0 | 0 | 0 | 0 | 0
Coal | 73.1 | 90.37 | 90.37 | 0 | 0 | 0
Geo | 0 | 0 | 0 | 0 | 0 | 0
H | 0 | 0 | 0 | 0 | 0 | 0
LFG | 0 | 0 | 0 | 0 | 0 | 0
Nuc | 0 | 0 | 0 | 0 | 0 | 0
PS | 0 | 0 | 0 | 0 | 0 | 0
PV | 0 | 0 | 0 | 0 | 0 | 0
PeakG | 0 | 0 | 0 | 0 | 0 | 0
PeakO | 0 | 0 | 0 | 0 | 0 | 0
ST | 0 | 0 | 0 | 0 | 0 | 0
STOG | 0 | 0 | 0 | 0 | 0 | 0
STWD | 0 | 0 | 0 | 0 | 0 | 0
WT | 0 | 0 | 0 | 0 | 0 | 0
IGCC | 0 | 0 | 0 | 0 | 0 | 0
DemandResponse | 0 | 0 | 0 | 0 | 0 | 0
IGCC-CCS | 0 | 0 | 0 | 0 | 0 | 0
WT_off | 0 | 0 | 0 | 0 | 0 | 0
PseudoUnit | 0 | 0 | 0 | 0 | 0 | 0
FixedInterchange | 0 | 0 | 0 | 0 | 0 | 0
Levelized Retrofit Capital Costs by Reporting Type: MAPP_US
ReportingType | 2015 | 2020 | 2025 | 2030 | 2035 | 2040
BM | 0 | 0 | 0 | 0 | 0 | 0
CC | 0 | 0 | 0 | 0 | 0 | 0
CSP | 0 | 0 | 0 | 0 | 0 | 0
CT | 0 | 0 | 0 | 0 | 0 | 0
Coal | 22.36 | 46.42 | 24.05 | 0 | 0 | 0
Geo | 0 | 0 | 0 | 0 | 0 | 0
H | 0 | 0 | 0 | 0 | 0 | 0
LFG | 0 | 0 | 0 | 0 | 0 | 0
Nuc | 0 | 0 | 0 | 0 | 0 | 0
PS | 0 | 0 | 0 | 0 | 0 | 0
PV | 0 | 0 | 0 | 0 | 0 | 0
PeakG | 0 | 0 | 0 | 0 | 0 | 0
PeakO | 0 | 0 | 0 | 0 | 0 | 0
ST | 0 | 0 | 0 | 0 | 0 | 0
STOG | 0 | 0 | 0 | 0 | 0 | 0
STWD | 0 | 0 | 0 | 0 | 0 | 0
WT | 0 | 0 | 0 | 0 | 0 | 0
IGCC | 0 | 0 | 0 | 0 | 0 | 0
DemandResponse | 0 | 0 | 0 | 0 | 0 | 0
IGCC-CCS | 0 | 0 | 0 | 0 | 0 | 0
WT_off | 0 | 0 | 0 | 0 | 0 | 0
PseudoUnit | 0 | 0 | 0 | 0 | 0 | 0
FixedInterchange | 0 | 0 | 0 | 0 | 0 | 0
Levelized Retrofit Capital Costs by Reporting Type: MISO_IN
ReportingType | 2015 | 2020 | 2025 | 2030 | 2035 | 2040
BM | 0 | 0 | 0 | 0 | 0 | 0
CC | 0 | 0 | 0 | 0 | 0 | 0
CSP | 0 | 0 | 0 | 0 | 0 | 0
CT | 0 | 0 | 0 | 0 | 0 | 0
Coal | 0 | 229.69 | 229.69 | 0 | 0 | 0
Geo | 0 | 0 | 0 | 0 | 0 | 0
H | 0 | 0 | 0 | 0 | 0 | 0
LFG | 0 | 0 | 0 | 0 | 0 | 0
Nuc | 0 | 0 | 0 | 0 | 0 | 0
PS | 0 | 0 | 0 | 0 | 0 | 0
PV | 0 | 0 | 0 | 0 | 0 | 0
PeakG | 0 | 0 | 0 | 0 | 0 | 0
PeakO | 0 | 0 | 0 | 0 | 0 | 0
ST | 0 | 0 | 0 | 0 | 0 | 0
STOG | 0 | 0 | 0 | 0 | 0 | 0
STWD | 0 | 0 | 0 | 0 | 0 | 0
WT | 0 | 0 | 0 | 0 | 0 | 0
IGCC | 0 | 0 | 0 | 0 | 0 | 0
DemandResponse | 0 | 0 | 0 | 0 | 0 | 0
IGCC-CCS | 0 | 0 | 0 | 0 | 0 | 0
WT_off | 0 | 0 | 0 | 0 | 0 | 0
PseudoUnit | 0 | 0 | 0 | 0 | 0 | 0
FixedInterchange | 0 | 0 | 0 | 0 | 0 | 0
Levelized Retrofit Capital Costs by Reporting Type: MISO_MI
ReportingType | 2015 | 2020 | 2025 | 2030 | 2035 | 2040
BM | 0 | 0 | 0 | 0 | 0 | 0
CC | 0 | 0 | 0 | 0 | 0 | 0
CSP | 0 | 0 | 0 | 0 | 0 | 0
CT | 0 | 0 | 0 | 0 | 0 | 0
Coal | 15.14 | 358.37 | 343.23 | 0 | 0 | 0
Geo | 0 | 0 | 0 | 0 | 0 | 0
H | 0 | 0 | 0 | 0 | 0 | 0
LFG | 0 | 0 | 0 | 0 | 0 | 0
Nuc | 0 | 0 | 0 | 0 | 0 | 0
PS | 0 | 0 | 0 | 0 | 0 | 0
PV | 0 | 0 | 0 | 0 | 0 | 0
PeakG | 0 | 0 | 0 | 0 | 0 | 0
PeakO | 0 | 0 | 0 | 0 | 0 | 0
ST | 0 | 0 | 0 | 0 | 0 | 0
STOG | 0 | 0 | 0 | 0 | 0 | 0
STWD | 0 | 0 | 0 | 0 | 0 | 0
WT | 0 | 0 | 0 | 0 | 0 | 0
IGCC | 0 | 0 | 0 | 0 | 0 | 0
DemandResponse | 0 | 0 | 0 | 0 | 0 | 0
IGCC-CCS | 0 | 0 | 0 | 0 | 0 | 0
WT_off | 0 | 0 | 0 | 0 | 0 | 0
PseudoUnit | 0 | 0 | 0 | 0 | 0 | 0
FixedInterchange | 0 | 0 | 0 | 0 | 0 | 0
Levelized Retrofit Capital Costs by Reporting Type: MISO_MO-IL
ReportingType | 2015 | 2020 | 2025 | 2030 | 2035 | 2040
BM | 0 | 0 | 0 | 0 | 0 | 0
CC | 0 | 0 | 0 | 0 | 0 | 0
CSP | 0 | 0 | 0 | 0 | 0 | 0
CT | 0 | 0 | 0 | 0 | 0 | 0
Coal | 9.29 | 383.74 | 383.74 | 0 | 0 | 0
Geo | 0 | 0 | 0 | 0 | 0 | 0
H | 0 | 0 | 0 | 0 | 0 | 0
LFG | 0 | 0 | 0 | 0 | 0 | 0
Nuc | 0 | 0 | 0 | 0 | 0 | 0
PS | 0 | 0 | 0 | 0 | 0 | 0
PV | 0 | 0 | 0 | 0 | 0 | 0
PeakG | 0 | 0 | 0 | 0 | 0 | 0
PeakO | 0 | 0 | 0 | 0 | 0 | 0
ST | 0 | 0 | 0 | 0 | 0 | 0
STOG | 0 | 0 | 0 | 0 | 0 | 0
STWD | 0 | 0 | 0 | 0 | 0 | 0
WT | 0 | 0 | 0 | 0 | 0 | 0
IGCC | 0 | 0 | 0 | 0 | 0 | 0
DemandResponse | 0 | 0 | 0 | 0 | 0 | 0
IGCC-CCS | 0 | 0 | 0 | 0 | 0 | 0
WT_off | 0 | 0 | 0 | 0 | 0 | 0
PseudoUnit | 0 | 0 | 0 | 0 | 0 | 0
FixedInterchange | 0 | 0 | 0 | 0 | 0 | 0
Levelized Retrofit Capital Costs by Reporting Type: MISO_W
ReportingType | 2015 | 2020 | 2025 | 2030 | 2035 | 2040
BM | 0 | 0 | 0 | 0 | 0 | 0
CC | 0 | 0 | 0 | 0 | 0 | 0
CSP | 0 | 0 | 0 | 0 | 0 | 0
CT | 0 | 0 | 0 | 0 | 0 | 0
Coal | 26.68 | 287.02 | 287.02 | 0 | 0 | 0
Geo | 0 | 0 | 0 | 0 | 0 | 0
H | 0 | 0 | 0 | 0 | 0 | 0
LFG | 0 | 0 | 0 | 0 | 0 | 0
Nuc | 0 | 0 | 0 | 0 | 0 | 0
PS | 0 | 0 | 0 | 0 | 0 | 0
PV | 0 | 0 | 0 | 0 | 0 | 0
PeakG | 0 | 0 | 0 | 0 | 0 | 0
PeakO | 0 | 0 | 0 | 0 | 0 | 0
ST | 0 | 0 | 0 | 0 | 0 | 0
STOG | 0 | 0 | 0 | 0 | 0 | 0
STWD | 0 | 0 | 0 | 0 | 0 | 0
WT | 0 | 0 | 0 | 0 | 0 | 0
IGCC | 0 | 0 | 0 | 0 | 0 | 0
DemandResponse | 0 | 0 | 0 | 0 | 0 | 0
IGCC-CCS | 0 | 0 | 0 | 0 | 0 | 0
WT_off | 0 | 0 | 0 | 0 | 0 | 0
PseudoUnit | 0 | 0 | 0 | 0 | 0 | 0
FixedInterchange | 0 | 0 | 0 | 0 | 0 | 0
Levelized Retrofit Capital Costs by Reporting Type: MISO_WUMS
ReportingType | 2015 | 2020 | 2025 | 2030 | 2035 | 2040
BM | 0 | 0 | 0 | 0 | 0 | 0
CC | 0 | 0 | 0 | 0 | 0 | 0
CSP | 0 | 0 | 0 | 0 | 0 | 0
CT | 0 | 0 | 0 | 0 | 0 | 0
Coal | 197.26 | 232.43 | 59.16 | 0 | 0 | 0
Geo | 0 | 0 | 0 | 0 | 0 | 0
H | 0 | 0 | 0 | 0 | 0 | 0
LFG | 0 | 0 | 0 | 0 | 0 | 0
Nuc | 0 | 0 | 0 | 0 | 0 | 0
PS | 0 | 0 | 0 | 0 | 0 | 0
PV | 0 | 0 | 0 | 0 | 0 | 0
PeakG | 0 | 0 | 0 | 0 | 0 | 0
PeakO | 0 | 0 | 0 | 0 | 0 | 0
ST | 0 | 0 | 0 | 0 | 0 | 0
STOG | 0 | 0 | 0 | 0 | 0 | 0
STWD | 0 | 0 | 0 | 0 | 0 | 0
WT | 0 | 0 | 0 | 0 | 0 | 0
IGCC | 0 | 0 | 0 | 0 | 0 | 0
DemandResponse | 0 | 0 | 0 | 0 | 0 | 0
IGCC-CCS | 0 | 0 | 0 | 0 | 0 | 0
WT_off | 0 | 0 | 0 | 0 | 0 | 0
PseudoUnit | 0 | 0 | 0 | 0 | 0 | 0
FixedInterchange | 0 | 0 | 0 | 0 | 0 | 0
Levelized Retrofit Capital Costs by Reporting Type: Nebraska
ReportingType | 2015 | 2020 | 2025 | 2030 | 2035 | 2040
BM | 0 | 0 | 0 | 0 | 0 | 0
CC | 0 | 0 | 0 | 0 | 0 | 0
CSP | 0 | 0 | 0 | 0 | 0 | 0
CT | 0 | 0 | 0 | 0 | 0 | 0
Coal | 0 | 187.72 | 187.72 | 0 | 0 | 0
Geo | 0 | 0 | 0 | 0 | 0 | 0
H | 0 | 0 | 0 | 0 | 0 | 0
LFG | 0 | 0 | 0 | 0 | 0 | 0
Nuc | 0 | 0 | 0 | 0 | 0 | 0
PS | 0 | 0 | 0 | 0 | 0 | 0
PV | 0 | 0 | 0 | 0 | 0 | 0
PeakG | 0 | 0 | 0 | 0 | 0 | 0
PeakO | 0 | 0 | 0 | 0 | 0 | 0
ST | 0 | 0 | 0 | 0 | 0 | 0
STOG | 0 | 0 | 0 | 0 | 0 | 0
STWD | 0 | 0 | 0 | 0 | 0 | 0
WT | 0 | 0 | 0 | 0 | 0 | 0
IGCC | 0 | 0 | 0 | 0 | 0 | 0
DemandResponse | 0 | 0 | 0 | 0 | 0 | 0
IGCC-CCS | 0 | 0 | 0 | 0 | 0 | 0
WT_off | 0 | 0 | 0 | 0 | 0 | 0
PseudoUnit | 0 | 0 | 0 | 0 | 0 | 0
FixedInterchange | 0 | 0 | 0 | 0 | 0 | 0
Levelized Retrofit Capital Costs by Reporting Type: NEISO
ReportingType | 2015 | 2020 | 2025 | 2030 | 2035 | 2040
BM | 0 | 0 | 0 | 0 | 0 | 0
CC | 0 | 0 | 0 | 0 | 0 | 0
CSP | 0 | 0 | 0 | 0 | 0 | 0
CT | 0 | 0 | 0 | 0 | 0 | 0
Coal | 29.15 | 29.15 | 0 | 0 | 0 | 0
Geo | 0 | 0 | 0 | 0 | 0 | 0
H | 0 | 0 | 0 | 0 | 0 | 0
LFG | 0 | 0 | 0 | 0 | 0 | 0
Nuc | 0 | 0 | 0 | 0 | 0 | 0
PS | 0 | 0 | 0 | 0 | 0 | 0
PV | 0 | 0 | 0 | 0 | 0 | 0
PeakG | 0 | 0 | 0 | 0 | 0 | 0
PeakO | 0 | 0 | 0 | 0 | 0 | 0
ST | 0 | 0 | 0 | 0 | 0 | 0
STOG | 0 | 0 | 0 | 0 | 0 | 0
STWD | 0 | 0 | 0 | 0 | 0 | 0
WT | 0 | 0 | 0 | 0 | 0 | 0
IGCC | 0 | 0 | 0 | 0 | 0 | 0
DemandResponse | 0 | 0 | 0 | 0 | 0 | 0
IGCC-CCS | 0 | 0 | 0 | 0 | 0 | 0
WT_off | 0 | 0 | 0 | 0 | 0 | 0
PseudoUnit | 0 | 0 | 0 | 0 | 0 | 0
FixedInterchange | 0 | 0 | 0 | 0 | 0 | 0
Levelized Retrofit Capital Costs by Reporting Type: NonRTO_Midwest
ReportingType | 2015 | 2020 | 2025 | 2030 | 2035 | 2040
BM | 0 | 0 | 0 | 0 | 0 | 0
CC | 0 | 0 | 0 | 0 | 0 | 0
CSP | 0 | 0 | 0 | 0 | 0 | 0
CT | 0 | 0 | 0 | 0 | 0 | 0
Coal | 165.72 | 275.83 | 137.8 | 0 | 0 | 0
Geo | 0 | 0 | 0 | 0 | 0 | 0
H | 0 | 0 | 0 | 0 | 0 | 0
LFG | 0 | 0 | 0 | 0 | 0 | 0
Nuc | 0 | 0 | 0 | 0 | 0 | 0
PS | 0 | 0 | 0 | 0 | 0 | 0
PV | 0 | 0 | 0 | 0 | 0 | 0
PeakG | 0 | 0 | 0 | 0 | 0 | 0
PeakO | 0 | 0 | 0 | 0 | 0 | 0
ST | 0 | 0 | 0 | 0 | 0 | 0
STOG | 0 | 0 | 0 | 0 | 0 | 0
STWD | 0 | 0 | 0 | 0 | 0 | 0
WT | 0 | 0 | 0 | 0 | 0 | 0
IGCC | 0 | 0 | 0 | 0 | 0 | 0
DemandResponse | 0 | 0 | 0 | 0 | 0 | 0
IGCC-CCS | 0 | 0 | 0 | 0 | 0 | 0
WT_off | 0 | 0 | 0 | 0 | 0 | 0
PseudoUnit | 0 | 0 | 0 | 0 | 0 | 0
FixedInterchange | 0 | 0 | 0 | 0 | 0 | 0
Levelized Retrofit Capital Costs by Reporting Type: NYISO_A-F
ReportingType | 2015 | 2020 | 2025 | 2030 | 2035 | 2040
BM | 0 | 0 | 0 | 0 | 0 | 0
CC | 0 | 0 | 0 | 0 | 0 | 0
CSP | 0 | 0 | 0 | 0 | 0 | 0
CT | 0 | 0 | 0 | 0 | 0 | 0
Coal | 0 | 0 | 0 | 0 | 0 | 0
Geo | 0 | 0 | 0 | 0 | 0 | 0
H | 0 | 0 | 0 | 0 | 0 | 0
LFG | 0 | 0 | 0 | 0 | 0 | 0
Nuc | 0 | 0 | 0 | 0 | 0 | 0
PS | 0 | 0 | 0 | 0 | 0 | 0
PV | 0 | 0 | 0 | 0 | 0 | 0
PeakG | 0 | 0 | 0 | 0 | 0 | 0
PeakO | 0 | 0 | 0 | 0 | 0 | 0
ST | 0 | 0 | 0 | 0 | 0 | 0
STOG | 0 | 0 | 0 | 0 | 0 | 0
STWD | 0 | 0 | 0 | 0 | 0 | 0
WT | 0 | 0 | 0 | 0 | 0 | 0
IGCC | 0 | 0 | 0 | 0 | 0 | 0
DemandResponse | 0 | 0 | 0 | 0 | 0 | 0
IGCC-CCS | 0 | 0 | 0 | 0 | 0 | 0
WT_off | 0 | 0 | 0 | 0 | 0 | 0
PseudoUnit | 0 | 0 | 0 | 0 | 0 | 0
FixedInterchange | 0 | 0 | 0 | 0 | 0 | 0
Levelized Retrofit Capital Costs by Reporting Type: NYISO_G-I
ReportingType | 2015 | 2020 | 2025 | 2030 | 2035 | 2040
BM | 0 | 0 | 0 | 0 | 0 | 0
CC | 0 | 0 | 0 | 0 | 0 | 0
CSP | 0 | 0 | 0 | 0 | 0 | 0
CT | 0 | 0 | 0 | 0 | 0 | 0
Coal | 0 | 0 | 0 | 0 | 0 | 0
Geo | 0 | 0 | 0 | 0 | 0 | 0
H | 0 | 0 | 0 | 0 | 0 | 0
LFG | 0 | 0 | 0 | 0 | 0 | 0
Nuc | 0 | 0 | 0 | 0 | 0 | 0
PS | 0 | 0 | 0 | 0 | 0 | 0
PV | 0 | 0 | 0 | 0 | 0 | 0
PeakG | 0 | 0 | 0 | 0 | 0 | 0
PeakO | 0 | 0 | 0 | 0 | 0 | 0
ST | 0 | 0 | 0 | 0 | 0 | 0
STOG | 0 | 0 | 0 | 0 | 0 | 0
STWD | 0 | 0 | 0 | 0 | 0 | 0
WT | 0 | 0 | 0 | 0 | 0 | 0
IGCC | 0 | 0 | 0 | 0 | 0 | 0
DemandResponse | 0 | 0 | 0 | 0 | 0 | 0
IGCC-CCS | 0 | 0 | 0 | 0 | 0 | 0
WT_off | 0 | 0 | 0 | 0 | 0 | 0
PseudoUnit | 0 | 0 | 0 | 0 | 0 | 0
FixedInterchange | 0 | 0 | 0 | 0 | 0 | 0
Levelized Retrofit Capital Costs by Reporting Type: NYISO_J-K
ReportingType | 2015 | 2020 | 2025 | 2030 | 2035 | 2040
BM | 0 | 0 | 0 | 0 | 0 | 0
CC | 0 | 0 | 0 | 0 | 0 | 0
CSP | 0 | 0 | 0 | 0 | 0 | 0
CT | 0 | 0 | 0 | 0 | 0 | 0
Coal | 0 | 0 | 0 | 0 | 0 | 0
Geo | 0 | 0 | 0 | 0 | 0 | 0
H | 0 | 0 | 0 | 0 | 0 | 0
LFG | 0 | 0 | 0 | 0 | 0 | 0
Nuc | 0 | 0 | 0 | 0 | 0 | 0
PS | 0 | 0 | 0 | 0 | 0 | 0
PV | 0 | 0 | 0 | 0 | 0 | 0
PeakG | 0 | 0 | 0 | 0 | 0 | 0
PeakO | 0 | 0 | 0 | 0 | 0 | 0
ST | 0 | 0 | 0 | 0 | 0 | 0
STOG | 0 | 0 | 0 | 0 | 0 | 0
STWD | 0 | 0 | 0 | 0 | 0 | 0
WT | 0 | 0 | 0 | 0 | 0 | 0
IGCC | 0 | 0 | 0 | 0 | 0 | 0
DemandResponse | 0 | 0 | 0 | 0 | 0 | 0
IGCC-CCS | 0 | 0 | 0 | 0 | 0 | 0
WT_off | 0 | 0 | 0 | 0 | 0 | 0
PseudoUnit | 0 | 0 | 0 | 0 | 0 | 0
FixedInterchange | 0 | 0 | 0 | 0 | 0 | 0
Levelized Retrofit Capital Costs by Reporting Type: PJM_E
ReportingType | 2015 | 2020 | 2025 | 2030 | 2035 | 2040
BM | 0 | 0 | 0 | 0 | 0 | 0
CC | 0 | 0 | 0 | 0 | 0 | 0
CSP | 0 | 0 | 0 | 0 | 0 | 0
CT | 0 | 0 | 0 | 0 | 0 | 0
Coal | 22.45 | 22.45 | 0 | 0 | 0 | 0
Geo | 0 | 0 | 0 | 0 | 0 | 0
H | 0 | 0 | 0 | 0 | 0 | 0
LFG | 0 | 0 | 0 | 0 | 0 | 0
Nuc | 0 | 0 | 0 | 0 | 0 | 0
PS | 0 | 0 | 0 | 0 | 0 | 0
PV | 0 | 0 | 0 | 0 | 0 | 0
PeakG | 0 | 0 | 0 | 0 | 0 | 0
PeakO | 0 | 0 | 0 | 0 | 0 | 0
ST | 0 | 0 | 0 | 0 | 0 | 0
STOG | 0 | 0 | 0 | 0 | 0 | 0
STWD | 0 | 0 | 0 | 0 | 0 | 0
WT | 0 | 0 | 0 | 0 | 0 | 0
IGCC | 0 | 0 | 0 | 0 | 0 | 0
DemandResponse | 0 | 0 | 0 | 0 | 0 | 0
IGCC-CCS | 0 | 0 | 0 | 0 | 0 | 0
WT_off | 0 | 0 | 0 | 0 | 0 | 0
PseudoUnit | 0 | 0 | 0 | 0 | 0 | 0
FixedInterchange | 0 | 0 | 0 | 0 | 0 | 0
Levelized Retrofit Capital Costs by Reporting Type: PJM_ROM
ReportingType | 2015 | 2020 | 2025 | 2030 | 2035 | 2040
BM | 0 | 0 | 0 | 0 | 0 | 0
CC | 0 | 0 | 0 | 0 | 0 | 0
CSP | 0 | 0 | 0 | 0 | 0 | 0
CT | 0 | 0 | 0 | 0 | 0 | 0
Coal | 14.63 | 142.54 | 142.54 | 0 | 0 | 0
Geo | 0 | 0 | 0 | 0 | 0 | 0
H | 0 | 0 | 0 | 0 | 0 | 0
LFG | 0 | 0 | 0 | 0 | 0 | 0
Nuc | 0 | 0 | 0 | 0 | 0 | 0
PS | 0 | 0 | 0 | 0 | 0 | 0
PV | 0 | 0 | 0 | 0 | 0 | 0
PeakG | 0 | 0 | 0 | 0 | 0 | 0
PeakO | 0 | 0 | 0 | 0 | 0 | 0
ST | 0 | 0 | 0 | 0 | 0 | 0
STOG | 0 | 0 | 0 | 0 | 0 | 0
STWD | 0 | 0 | 0 | 0 | 0 | 0
WT | 0 | 0 | 0 | 0 | 0 | 0
IGCC | 0 | 0 | 0 | 0 | 0 | 0
DemandResponse | 0 | 0 | 0 | 0 | 0 | 0
IGCC-CCS | 0 | 0 | 0 | 0 | 0 | 0
WT_off | 0 | 0 | 0 | 0 | 0 | 0
PseudoUnit | 0 | 0 | 0 | 0 | 0 | 0
FixedInterchange | 0 | 0 | 0 | 0 | 0 | 0
Levelized Retrofit Capital Costs by Reporting Type: PJM_ROR
ReportingType | 2015 | 2020 | 2025 | 2030 | 2035 | 2040
BM | 0 | 0 | 0 | 0 | 0 | 0
CC | 0 | 0 | 0 | 0 | 0 | 0
CSP | 0 | 0 | 0 | 0 | 0 | 0
CT | 0 | 0 | 0 | 0 | 0 | 0
Coal | 46.99 | 822.73 | 822.73 | 0 | 0 | 0
Geo | 0 | 0 | 0 | 0 | 0 | 0
H | 0 | 0 | 0 | 0 | 0 | 0
LFG | 0 | 0 | 0 | 0 | 0 | 0
Nuc | 0 | 0 | 0 | 0 | 0 | 0
PS | 0 | 0 | 0 | 0 | 0 | 0
PV | 0 | 0 | 0 | 0 | 0 | 0
PeakG | 0 | 0 | 0 | 0 | 0 | 0
PeakO | 0 | 0 | 0 | 0 | 0 | 0
ST | 0 | 0 | 0 | 0 | 0 | 0
STOG | 0 | 0 | 0 | 0 | 0 | 0
STWD | 0 | 0 | 0 | 0 | 0 | 0
WT | 0 | 0 | 0 | 0 | 0 | 0
IGCC | 0 | 0 | 0 | 0 | 0 | 0
DemandResponse | 0 | 0 | 0 | 0 | 0 | 0
IGCC-CCS | 0 | 0 | 0 | 0 | 0 | 0
WT_off | 0 | 0 | 0 | 0 | 0 | 0
PseudoUnit | 0 | 0 | 0 | 0 | 0 | 0
FixedInterchange | 0 | 0 | 0 | 0 | 0 | 0
Levelized Retrofit Capital Costs by Reporting Type: SOCO
ReportingType | 2015 | 2020 | 2025 | 2030 | 2035 | 2040
BM | 0 | 0 | 0 | 0 | 0 | 0
CC | 0 | 0 | 0 | 0 | 0 | 0
CSP | 0 | 0 | 0 | 0 | 0 | 0
CT | 0 | 0 | 0 | 0 | 0 | 0
Coal | 400.34 | 585.22 | 184.87 | 0 | 0 | 0
Geo | 0 | 0 | 0 | 0 | 0 | 0
H | 0 | 0 | 0 | 0 | 0 | 0
LFG | 0 | 0 | 0 | 0 | 0 | 0
Nuc | 0 | 0 | 0 | 0 | 0 | 0
PS | 0 | 0 | 0 | 0 | 0 | 0
PV | 0 | 0 | 0 | 0 | 0 | 0
PeakG | 0 | 0 | 0 | 0 | 0 | 0
PeakO | 0 | 0 | 0 | 0 | 0 | 0
ST | 0 | 0 | 0 | 0 | 0 | 0
STOG | 0 | 0 | 0 | 0 | 0 | 0
STWD | 0 | 0 | 0 | 0 | 0 | 0
WT | 0 | 0 | 0 | 0 | 0 | 0
IGCC | 0 | 0 | 0 | 0 | 0 | 0
DemandResponse | 0 | 0 | 0 | 0 | 0 | 0
IGCC-CCS | 0 | 0 | 0 | 0 | 0 | 0
WT_off | 0 | 0 | 0 | 0 | 0 | 0
PseudoUnit | 0 | 0 | 0 | 0 | 0 | 0
FixedInterchange | 0 | 0 | 0 | 0 | 0 | 0
Levelized Retrofit Capital Costs by Reporting Type: SPP_N
ReportingType | 2015 | 2020 | 2025 | 2030 | 2035 | 2040
BM | 0 | 0 | 0 | 0 | 0 | 0
CC | 0 | 0 | 0 | 0 | 0 | 0
CSP | 0 | 0 | 0 | 0 | 0 | 0
CT | 0 | 0 | 0 | 0 | 0 | 0
Coal | 0 | 164.61 | 164.61 | 0 | 0 | 0
Geo | 0 | 0 | 0 | 0 | 0 | 0
H | 0 | 0 | 0 | 0 | 0 | 0
LFG | 0 | 0 | 0 | 0 | 0 | 0
Nuc | 0 | 0 | 0 | 0 | 0 | 0
PS | 0 | 0 | 0 | 0 | 0 | 0
PV | 0 | 0 | 0 | 0 | 0 | 0
PeakG | 0 | 0 | 0 | 0 | 0 | 0
PeakO | 0 | 0 | 0 | 0 | 0 | 0
ST | 0 | 0 | 0 | 0 | 0 | 0
STOG | 0 | 0 | 0 | 0 | 0 | 0
STWD | 0 | 0 | 0 | 0 | 0 | 0
WT | 0 | 0 | 0 | 0 | 0 | 0
IGCC | 0 | 0 | 0 | 0 | 0 | 0
DemandResponse | 0 | 0 | 0 | 0 | 0 | 0
IGCC-CCS | 0 | 0 | 0 | 0 | 0 | 0
WT_off | 0 | 0 | 0 | 0 | 0 | 0
PseudoUnit | 0 | 0 | 0 | 0 | 0 | 0
FixedInterchange | 0 | 0 | 0 | 0 | 0 | 0
Levelized Retrofit Capital Costs by Reporting Type: SPP_S
ReportingType | 2015 | 2020 | 2025 | 2030 | 2035 | 2040
BM | 0 | 0 | 0 | 0 | 0 | 0
CC | 0 | 0 | 0 | 0 | 0 | 0
CSP | 0 | 0 | 0 | 0 | 0 | 0
CT | 0 | 0 | 0 | 0 | 0 | 0
Coal | 0 | 213.52 | 213.52 | 0 | 0 | 0
Geo | 0 | 0 | 0 | 0 | 0 | 0
H | 0 | 0 | 0 | 0 | 0 | 0
LFG | 0 | 0 | 0 | 0 | 0 | 0
Nuc | 0 | 0 | 0 | 0 | 0 | 0
PS | 0 | 0 | 0 | 0 | 0 | 0
PV | 0 | 0 | 0 | 0 | 0 | 0
PeakG | 0 | 0 | 0 | 0 | 0 | 0
PeakO | 0 | 0 | 0 | 0 | 0 | 0
ST | 0 | 0 | 0 | 0 | 0 | 0
STOG | 0 | 0 | 0 | 0 | 0 | 0
STWD | 0 | 0 | 0 | 0 | 0 | 0
WT | 0 | 0 | 0 | 0 | 0 | 0
IGCC | 0 | 0 | 0 | 0 | 0 | 0
DemandResponse | 0 | 0 | 0 | 0 | 0 | 0
IGCC-CCS | 0 | 0 | 0 | 0 | 0 | 0
WT_off | 0 | 0 | 0 | 0 | 0 | 0
PseudoUnit | 0 | 0 | 0 | 0 | 0 | 0
FixedInterchange | 0 | 0 | 0 | 0 | 0 | 0
Levelized Retrofit Capital Costs by Reporting Type: TVA
ReportingType | 2015 | 2020 | 2025 | 2030 | 2035 | 2040
BM | 0 | 0 | 0 | 0 | 0 | 0
CC | 0 | 0 | 0 | 0 | 0 | 0
CSP | 0 | 0 | 0 | 0 | 0 | 0
CT | 0 | 0 | 0 | 0 | 0 | 0
Coal | 0 | 250.08 | 250.08 | 0 | 0 | 0
Geo | 0 | 0 | 0 | 0 | 0 | 0
H | 0 | 0 | 0 | 0 | 0 | 0
LFG | 0 | 0 | 0 | 0 | 0 | 0
Nuc | 0 | 0 | 0 | 0 | 0 | 0
PS | 0 | 0 | 0 | 0 | 0 | 0
PV | 0 | 0 | 0 | 0 | 0 | 0
PeakG | 0 | 0 | 0 | 0 | 0 | 0
PeakO | 0 | 0 | 0 | 0 | 0 | 0
ST | 0 | 0 | 0 | 0 | 0 | 0
STOG | 0 | 0 | 0 | 0 | 0 | 0
STWD | 0 | 0 | 0 | 0 | 0 | 0
WT | 0 | 0 | 0 | 0 | 0 | 0
IGCC | 0 | 0 | 0 | 0 | 0 | 0
DemandResponse | 0 | 0 | 0 | 0 | 0 | 0
IGCC-CCS | 0 | 0 | 0 | 0 | 0 | 0
WT_off | 0 | 0 | 0 | 0 | 0 | 0
PseudoUnit | 0 | 0 | 0 | 0 | 0 | 0
FixedInterchange | 0 | 0 | 0 | 0 | 0 | 0
Levelized Retrofit Capital Costs by Reporting Type: TVA_Transmission
ReportingType | 2015 | 2020 | 2025 | 2030 | 2035 | 2040
BM | 0 | 0 | 0 | 0 | 0 | 0
CC | 0 | 0 | 0 | 0 | 0 | 0
CSP | 0 | 0 | 0 | 0 | 0 | 0
CT | 0 | 0 | 0 | 0 | 0 | 0
Coal | 0 | 0 | 0 | 0 | 0 | 0
Geo | 0 | 0 | 0 | 0 | 0 | 0
H | 0 | 0 | 0 | 0 | 0 | 0
LFG | 0 | 0 | 0 | 0 | 0 | 0
Nuc | 0 | 0 | 0 | 0 | 0 | 0
PS | 0 | 0 | 0 | 0 | 0 | 0
PV | 0 | 0 | 0 | 0 | 0 | 0
PeakG | 0 | 0 | 0 | 0 | 0 | 0
PeakO | 0 | 0 | 0 | 0 | 0 | 0
ST | 0 | 0 | 0 | 0 | 0 | 0
STOG | 0 | 0 | 0 | 0 | 0 | 0
STWD | 0 | 0 | 0 | 0 | 0 | 0
WT | 0 | 0 | 0 | 0 | 0 | 0
IGCC | 0 | 0 | 0 | 0 | 0 | 0
DemandResponse | 0 | 0 | 0 | 0 | 0 | 0
IGCC-CCS | 0 | 0 | 0 | 0 | 0 | 0
WT_off | 0 | 0 | 0 | 0 | 0 | 0
PseudoUnit | 0 | 0 | 0 | 0 | 0 | 0
FixedInterchange | 0 | 0 | 0 | 0 | 0 | 0
Levelized Retrofit Capital Costs by Reporting Type: VACAR
ReportingType | 2015 | 2020 | 2025 | 2030 | 2035 | 2040
BM | 0 | 0 | 0 | 0 | 0 | 0
CC | 0 | 0 | 0 | 0 | 0 | 0
CSP | 0 | 0 | 0 | 0 | 0 | 0
CT | 0 | 0 | 0 | 0 | 0 | 0
Coal | 0 | 154.63 | 154.63 | 0 | 0 | 0
Geo | 0 | 0 | 0 | 0 | 0 | 0
H | 0 | 0 | 0 | 0 | 0 | 0
LFG | 0 | 0 | 0 | 0 | 0 | 0
Nuc | 0 | 0 | 0 | 0 | 0 | 0
PS | 0 | 0 | 0 | 0 | 0 | 0
PV | 0 | 0 | 0 | 0 | 0 | 0
PeakG | 0 | 0 | 0 | 0 | 0 | 0
PeakO | 0 | 0 | 0 | 0 | 0 | 0
ST | 0 | 0 | 0 | 0 | 0 | 0
STOG | 0 | 0 | 0 | 0 | 0 | 0
STWD | 0 | 0 | 0 | 0 | 0 | 0
WT | 0 | 0 | 0 | 0 | 0 | 0
IGCC | 0 | 0 | 0 | 0 | 0 | 0
DemandResponse | 0 | 0 | 0 | 0 | 0 | 0
IGCC-CCS | 0 | 0 | 0 | 0 | 0 | 0
WT_off | 0 | 0 | 0 | 0 | 0 | 0
PseudoUnit | 0 | 0 | 0 | 0 | 0 | 0
FixedInterchange | 0 | 0 | 0 | 0 | 0 | 0
Levelized Retrofit Capital Costs by Reporting Type: IESO
ReportingType | 2015 | 2020 | 2025 | 2030 | 2035 | 2040
BM | 0 | 0 | 0 | 0 | 0 | 0
CC | 0 | 0 | 0 | 0 | 0 | 0
CSP | 0 | 0 | 0 | 0 | 0 | 0
CT | 0 | 0 | 0 | 0 | 0 | 0
Coal | 0 | 0 | 0 | 0 | 0 | 0
Geo | 0 | 0 | 0 | 0 | 0 | 0
H | 0 | 0 | 0 | 0 | 0 | 0
LFG | 0 | 0 | 0 | 0 | 0 | 0
Nuc | 0 | 0 | 0 | 0 | 0 | 0
PS | 0 | 0 | 0 | 0 | 0 | 0
PV | 0 | 0 | 0 | 0 | 0 | 0
PeakG | 0 | 0 | 0 | 0 | 0 | 0
PeakO | 0 | 0 | 0 | 0 | 0 | 0
ST | 0 | 0 | 0 | 0 | 0 | 0
STOG | 0 | 0 | 0 | 0 | 0 | 0
STWD | 0 | 0 | 0 | 0 | 0 | 0
WT | 0 | 0 | 0 | 0 | 0 | 0
IGCC | 0 | 0 | 0 | 0 | 0 | 0
DemandResponse | 0 | 0 | 0 | 0 | 0 | 0
IGCC-CCS | 0 | 0 | 0 | 0 | 0 | 0
WT_off | 0 | 0 | 0 | 0 | 0 | 0
PseudoUnit | 0 | 0 | 0 | 0 | 0 | 0
FixedInterchange | 0 | 0 | 0 | 0 | 0 | 0
Levelized Retrofit Capital Costs by Reporting Type: MAPP_CA
ReportingType | 2015 | 2020 | 2025 | 2030 | 2035 | 2040
BM | 0 | 0 | 0 | 0 | 0 | 0
CC | 0 | 0 | 0 | 0 | 0 | 0
CSP | 0 | 0 | 0 | 0 | 0 | 0
CT | 0 | 0 | 0 | 0 | 0 | 0
Coal | 0 | 0 | 0 | 0 | 0 | 0
Geo | 0 | 0 | 0 | 0 | 0 | 0
H | 0 | 0 | 0 | 0 | 0 | 0
LFG | 0 | 0 | 0 | 0 | 0 | 0
Nuc | 0 | 0 | 0 | 0 | 0 | 0
PS | 0 | 0 | 0 | 0 | 0 | 0
PV | 0 | 0 | 0 | 0 | 0 | 0
PeakG | 0 | 0 | 0 | 0 | 0 | 0
PeakO | 0 | 0 | 0 | 0 | 0 | 0
ST | 0 | 0 | 0 | 0 | 0 | 0
STOG | 0 | 0 | 0 | 0 | 0 | 0
STWD | 0 | 0 | 0 | 0 | 0 | 0
WT | 0 | 0 | 0 | 0 | 0 | 0
IGCC | 0 | 0 | 0 | 0 | 0 | 0
DemandResponse | 0 | 0 | 0 | 0 | 0 | 0
IGCC-CCS | 0 | 0 | 0 | 0 | 0 | 0
WT_off | 0 | 0 | 0 | 0 | 0 | 0
PseudoUnit | 0 | 0 | 0 | 0 | 0 | 0
FixedInterchange | 0 | 0 | 0 | 0 | 0 | 0
Levelized Retrofit Capital Costs by Reporting Type: AZ_NM_SNV_Coal
ReportingType | 2015 | 2020 | 2025 | 2030 | 2035 | 2040
BM | 0 | 0 | 0 | 0 | 0 | 0
CC | 0 | 0 | 0 | 0 | 0 | 0
CSP | 0 | 0 | 0 | 0 | 0 | 0
CT | 0 | 0 | 0 | 0 | 0 | 0
Coal | 49.67 | 122 | 89.07 | 0 | 0 | 0
Geo | 0 | 0 | 0 | 0 | 0 | 0
H | 0 | 0 | 0 | 0 | 0 | 0
LFG | 0 | 0 | 0 | 0 | 0 | 0
Nuc | 0 | 0 | 0 | 0 | 0 | 0
PS | 0 | 0 | 0 | 0 | 0 | 0
PV | 0 | 0 | 0 | 0 | 0 | 0
PeakG | 0 | 0 | 0 | 0 | 0 | 0
PeakO | 0 | 0 | 0 | 0 | 0 | 0
ST | 0 | 0 | 0 | 0 | 0 | 0
STOG | 0 | 0 | 0 | 0 | 0 | 0
STWD | 0 | 0 | 0 | 0 | 0 | 0
WT | 0 | 0 | 0 | 0 | 0 | 0
IGCC | 0 | 0 | 0 | 0 | 0 | 0
DemandResponse | 0 | 0 | 0 | 0 | 0 | 0
IGCC-CCS | 0 | 0 | 0 | 0 | 0 | 0
WT_off | 0 | 0 | 0 | 0 | 0 | 0
PseudoUnit | 0 | 0 | 0 | 0 | 0 | 0
FixedInterchange | 0 | 0 | 0 | 0 | 0 | 0
Levelized Retrofit Capital Costs by Reporting Type: AZ_NM_SNV_Gas
ReportingType | 2015 | 2020 | 2025 | 2030 | 2035 | 2040
BM | 0 | 0 | 0 | 0 | 0 | 0
CC | 0 | 0 | 0 | 0 | 0 | 0
CSP | 0 | 0 | 0 | 0 | 0 | 0
CT | 0 | 0 | 0 | 0 | 0 | 0
Coal | 0 | 0 | 0 | 0 | 0 | 0
Geo | 0 | 0 | 0 | 0 | 0 | 0
H | 0 | 0 | 0 | 0 | 0 | 0
LFG | 0 | 0 | 0 | 0 | 0 | 0
Nuc | 0 | 0 | 0 | 0 | 0 | 0
PS | 0 | 0 | 0 | 0 | 0 | 0
PV | 0 | 0 | 0 | 0 | 0 | 0
PeakG | 0 | 0 | 0 | 0 | 0 | 0
PeakO | 0 | 0 | 0 | 0 | 0 | 0
ST | 0 | 0 | 0 | 0 | 0 | 0
STOG | 0 | 0 | 0 | 0 | 0 | 0
STWD | 0 | 0 | 0 | 0 | 0 | 0
WT | 0 | 0 | 0 | 0 | 0 | 0
IGCC | 0 | 0 | 0 | 0 | 0 | 0
DemandResponse | 0 | 0 | 0 | 0 | 0 | 0
IGCC-CCS | 0 | 0 | 0 | 0 | 0 | 0
WT_off | 0 | 0 | 0 | 0 | 0 | 0
PseudoUnit | 0 | 0 | 0 | 0 | 0 | 0
FixedInterchange | 0 | 0 | 0 | 0 | 0 | 0
Levelized Retrofit Capital Costs by Reporting Type: AZ_NM_SNV_NucRenew
ReportingType | 2015 | 2020 | 2025 | 2030 | 2035 | 2040
BM | 0 | 0 | 0 | 0 | 0 | 0
CC | 0 | 0 | 0 | 0 | 0 | 0
CSP | 0 | 0 | 0 | 0 | 0 | 0
CT | 0 | 0 | 0 | 0 | 0 | 0
Coal | 0 | 0 | 0 | 0 | 0 | 0
Geo | 0 | 0 | 0 | 0 | 0 | 0
H | 0 | 0 | 0 | 0 | 0 | 0
LFG | 0 | 0 | 0 | 0 | 0 | 0
Nuc | 0 | 0 | 0 | 0 | 0 | 0
PS | 0 | 0 | 0 | 0 | 0 | 0
PV | 0 | 0 | 0 | 0 | 0 | 0
PeakG | 0 | 0 | 0 | 0 | 0 | 0
PeakO | 0 | 0 | 0 | 0 | 0 | 0
ST | 0 | 0 | 0 | 0 | 0 | 0
STOG | 0 | 0 | 0 | 0 | 0 | 0
STWD | 0 | 0 | 0 | 0 | 0 | 0
WT | 0 | 0 | 0 | 0 | 0 | 0
IGCC | 0 | 0 | 0 | 0 | 0 | 0
DemandResponse | 0 | 0 | 0 | 0 | 0 | 0
IGCC-CCS | 0 | 0 | 0 | 0 | 0 | 0
WT_off | 0 | 0 | 0 | 0 | 0 | 0
PseudoUnit | 0 | 0 | 0 | 0 | 0 | 0
FixedInterchange | 0 | 0 | 0 | 0 | 0 | 0
Levelized Retrofit Capital Costs by Reporting Type: ERCOT
ReportingType | 2015 | 2020 | 2025 | 2030 | 2035 | 2040
BM | 0 | 0 | 0 | 0 | 0 | 0
CC | 0 | 0 | 0 | 0 | 0 | 0
CSP | 0 | 0 | 0 | 0 | 0 | 0
CT | 0 | 0 | 0 | 0 | 0 | 0
Coal | 82.51 | 271.76 | 271.76 | 0 | 0 | 0
Geo | 0 | 0 | 0 | 0 | 0 | 0
H | 0 | 0 | 0 | 0 | 0 | 0
LFG | 0 | 0 | 0 | 0 | 0 | 0
Nuc | 0 | 0 | 0 | 0 | 0 | 0
PS | 0 | 0 | 0 | 0 | 0 | 0
PV | 0 | 0 | 0 | 0 | 0 | 0
PeakG | 0 | 0 | 0 | 0 | 0 | 0
PeakO | 0 | 0 | 0 | 0 | 0 | 0
ST | 0 | 0 | 0 | 0 | 0 | 0
STOG | 0 | 0 | 0 | 0 | 0 | 0
STWD | 0 | 0 | 0 | 0 | 0 | 0
WT | 0 | 0 | 0 | 0 | 0 | 0
IGCC | 0 | 0 | 0 | 0 | 0 | 0
DemandResponse | 0 | 0 | 0 | 0 | 0 | 0
IGCC-CCS | 0 | 0 | 0 | 0 | 0 | 0
WT_off | 0 | 0 | 0 | 0 | 0 | 0
PseudoUnit | 0 | 0 | 0 | 0 | 0 | 0
FixedInterchange | 0 | 0 | 0 | 0 | 0 | 0
Levelized Retrofit Capital Costs by Reporting Type: NP15
ReportingType | 2015 | 2020 | 2025 | 2030 | 2035 | 2040
BM | 0 | 0 | 0 | 0 | 0 | 0
CC | 0 | 0 | 0 | 0 | 0 | 0
CSP | 0 | 0 | 0 | 0 | 0 | 0
CT | 0 | 0 | 0 | 0 | 0 | 0
Coal | 0 | 1.66 | 1.66 | 0 | 0 | 0
Geo | 0 | 0 | 0 | 0 | 0 | 0
H | 0 | 0 | 0 | 0 | 0 | 0
LFG | 0 | 0 | 0 | 0 | 0 | 0
Nuc | 0 | 0 | 0 | 0 | 0 | 0
PS | 0 | 0 | 0 | 0 | 0 | 0
PV | 0 | 0 | 0 | 0 | 0 | 0
PeakG | 0 | 0 | 0 | 0 | 0 | 0
PeakO | 0 | 0 | 0 | 0 | 0 | 0
ST | 0 | 0 | 0 | 0 | 0 | 0
STOG | 0 | 0 | 0 | 0 | 0 | 0
STWD | 0 | 0 | 0 | 0 | 0 | 0
WT | 0 | 0 | 0 | 0 | 0 | 0
IGCC | 0 | 0 | 0 | 0 | 0 | 0
DemandResponse | 0 | 0 | 0 | 0 | 0 | 0
IGCC-CCS | 0 | 0 | 0 | 0 | 0 | 0
WT_off | 0 | 0 | 0 | 0 | 0 | 0
PseudoUnit | 0 | 0 | 0 | 0 | 0 | 0
FixedInterchange | 0 | 0 | 0 | 0 | 0 | 0
Levelized Retrofit Capital Costs by Reporting Type: NWPP_Coal
ReportingType | 2015 | 2020 | 2025 | 2030 | 2035 | 2040
BM | 0 | 0 | 0 | 0 | 0 | 0
CC | 0 | 0 | 0 | 0 | 0 | 0
CSP | 0 | 0 | 0 | 0 | 0 | 0
CT | 0 | 0 | 0 | 0 | 0 | 0
Coal | 0 | 173.87 | 173.87 | 0 | 0 | 0
Geo | 0 | 0 | 0 | 0 | 0 | 0
H | 0 | 0 | 0 | 0 | 0 | 0
LFG | 0 | 0 | 0 | 0 | 0 | 0
Nuc | 0 | 0 | 0 | 0 | 0 | 0
PS | 0 | 0 | 0 | 0 | 0 | 0
PV | 0 | 0 | 0 | 0 | 0 | 0
PeakG | 0 | 0 | 0 | 0 | 0 | 0
PeakO | 0 | 0 | 0 | 0 | 0 | 0
ST | 0 | 0 | 0 | 0 | 0 | 0
STOG | 0 | 0 | 0 | 0 | 0 | 0
STWD | 0 | 0 | 0 | 0 | 0 | 0
WT | 0 | 0 | 0 | 0 | 0 | 0
IGCC | 0 | 0 | 0 | 0 | 0 | 0
DemandResponse | 0 | 0 | 0 | 0 | 0 | 0
IGCC-CCS | 0 | 0 | 0 | 0 | 0 | 0
WT_off | 0 | 0 | 0 | 0 | 0 | 0
PseudoUnit | 0 | 0 | 0 | 0 | 0 | 0
FixedInterchange | 0 | 0 | 0 | 0 | 0 | 0
Levelized Retrofit Capital Costs by Reporting Type: NWPP_Gas
ReportingType | 2015 | 2020 | 2025 | 2030 | 2035 | 2040
BM | 0 | 0 | 0 | 0 | 0 | 0
CC | 0 | 0 | 0 | 0 | 0 | 0
CSP | 0 | 0 | 0 | 0 | 0 | 0
CT | 0 | 0 | 0 | 0 | 0 | 0
Coal | 0 | 0 | 0 | 0 | 0 | 0
Geo | 0 | 0 | 0 | 0 | 0 | 0
H | 0 | 0 | 0 | 0 | 0 | 0
LFG | 0 | 0 | 0 | 0 | 0 | 0
Nuc | 0 | 0 | 0 | 0 | 0 | 0
PS | 0 | 0 | 0 | 0 | 0 | 0
PV | 0 | 0 | 0 | 0 | 0 | 0
PeakG | 0 | 0 | 0 | 0 | 0 | 0
PeakO | 0 | 0 | 0 | 0 | 0 | 0
ST | 0 | 0 | 0 | 0 | 0 | 0
STOG | 0 | 0 | 0 | 0 | 0 | 0
STWD | 0 | 0 | 0 | 0 | 0 | 0
WT | 0 | 0 | 0 | 0 | 0 | 0
IGCC | 0 | 0 | 0 | 0 | 0 | 0
DemandResponse | 0 | 0 | 0 | 0 | 0 | 0
IGCC-CCS | 0 | 0 | 0 | 0 | 0 | 0
WT_off | 0 | 0 | 0 | 0 | 0 | 0
PseudoUnit | 0 | 0 | 0 | 0 | 0 | 0
FixedInterchange | 0 | 0 | 0 | 0 | 0 | 0
Levelized Retrofit Capital Costs by Reporting Type: NWPP_NucRenew
ReportingType | 2015 | 2020 | 2025 | 2030 | 2035 | 2040
BM | 0 | 0 | 0 | 0 | 0 | 0
CC | 0 | 0 | 0 | 0 | 0 | 0
CSP | 0 | 0 | 0 | 0 | 0 | 0
CT | 0 | 0 | 0 | 0 | 0 | 0
Coal | 0 | 0 | 0 | 0 | 0 | 0
Geo | 0 | 0 | 0 | 0 | 0 | 0
H | 0 | 0 | 0 | 0 | 0 | 0
LFG | 0 | 0 | 0 | 0 | 0 | 0
Nuc | 0 | 0 | 0 | 0 | 0 | 0
PS | 0 | 0 | 0 | 0 | 0 | 0
PV | 0 | 0 | 0 | 0 | 0 | 0
PeakG | 0 | 0 | 0 | 0 | 0 | 0
PeakO | 0 | 0 | 0 | 0 | 0 | 0
ST | 0 | 0 | 0 | 0 | 0 | 0
STOG | 0 | 0 | 0 | 0 | 0 | 0
STWD | 0 | 0 | 0 | 0 | 0 | 0
WT | 0 | 0 | 0 | 0 | 0 | 0
IGCC | 0 | 0 | 0 | 0 | 0 | 0
DemandResponse | 0 | 0 | 0 | 0 | 0 | 0
IGCC-CCS | 0 | 0 | 0 | 0 | 0 | 0
WT_off | 0 | 0 | 0 | 0 | 0 | 0
PseudoUnit | 0 | 0 | 0 | 0 | 0 | 0
FixedInterchange | 0 | 0 | 0 | 0 | 0 | 0
Levelized Retrofit Capital Costs by Reporting Type: RMPA
ReportingType | 2015 | 2020 | 2025 | 2030 | 2035 | 2040
BM | 0 | 0 | 0 | 0 | 0 | 0
CC | 0 | 0 | 0 | 0 | 0 | 0
CSP | 0 | 0 | 0 | 0 | 0 | 0
CT | 0 | 0 | 0 | 0 | 0 | 0
Coal | 29.1 | 91.53 | 91.53 | 0 | 0 | 0
Geo | 0 | 0 | 0 | 0 | 0 | 0
H | 0 | 0 | 0 | 0 | 0 | 0
LFG | 0 | 0 | 0 | 0 | 0 | 0
Nuc | 0 | 0 | 0 | 0 | 0 | 0
PS | 0 | 0 | 0 | 0 | 0 | 0
PV | 0 | 0 | 0 | 0 | 0 | 0
PeakG | 0 | 0 | 0 | 0 | 0 | 0
PeakO | 0 | 0 | 0 | 0 | 0 | 0
ST | 0 | 0 | 0 | 0 | 0 | 0
STOG | 0 | 0 | 0 | 0 | 0 | 0
STWD | 0 | 0 | 0 | 0 | 0 | 0
WT | 0 | 0 | 0 | 0 | 0 | 0
IGCC | 0 | 0 | 0 | 0 | 0 | 0
DemandResponse | 0 | 0 | 0 | 0 | 0 | 0
IGCC-CCS | 0 | 0 | 0 | 0 | 0 | 0
WT_off | 0 | 0 | 0 | 0 | 0 | 0
PseudoUnit | 0 | 0 | 0 | 0 | 0 | 0
FixedInterchange | 0 | 0 | 0 | 0 | 0 | 0
Levelized Retrofit Capital Costs by Reporting Type: SP15
ReportingType | 2015 | 2020 | 2025 | 2030 | 2035 | 2040
BM | 0 | 0 | 0 | 0 | 0 | 0
CC | 0 | 0 | 0 | 0 | 0 | 0
CSP | 0 | 0 | 0 | 0 | 0 | 0
CT | 0 | 0 | 0 | 0 | 0 | 0
Coal | 0 | 2.92 | 2.92 | 0 | 0 | 0
Geo | 0 | 0 | 0 | 0 | 0 | 0
H | 0 | 0 | 0 | 0 | 0 | 0
LFG | 0 | 0 | 0 | 0 | 0 | 0
Nuc | 0 | 0 | 0 | 0 | 0 | 0
PS | 0 | 0 | 0 | 0 | 0 | 0
PV | 0 | 0 | 0 | 0 | 0 | 0
PeakG | 0 | 0 | 0 | 0 | 0 | 0
PeakO | 0 | 0 | 0 | 0 | 0 | 0
ST | 0 | 0 | 0 | 0 | 0 | 0
STOG | 0 | 0 | 0 | 0 | 0 | 0
STWD | 0 | 0 | 0 | 0 | 0 | 0
WT | 0 | 0 | 0 | 0 | 0 | 0
IGCC | 0 | 0 | 0 | 0 | 0 | 0
DemandResponse | 0 | 0 | 0 | 0 | 0 | 0
IGCC-CCS | 0 | 0 | 0 | 0 | 0 | 0
WT_off | 0 | 0 | 0 | 0 | 0 | 0
PseudoUnit | 0 | 0 | 0 | 0 | 0 | 0
FixedInterchange | 0 | 0 | 0 | 0 | 0 | 0
Levelized Retrofit Capital Costs by Reporting Type: ALB
ReportingType | 2015 | 2020 | 2025 | 2030 | 2035 | 2040
BM | 0 | 0 | 0 | 0 | 0 | 0
CC | 0 | 0 | 0 | 0 | 0 | 0
CSP | 0 | 0 | 0 | 0 | 0 | 0
CT | 0 | 0 | 0 | 0 | 0 | 0
Coal | 0 | 0 | 0 | 0 | 0 | 0
Geo | 0 | 0 | 0 | 0 | 0 | 0
H | 0 | 0 | 0 | 0 | 0 | 0
LFG | 0 | 0 | 0 | 0 | 0 | 0
Nuc | 0 | 0 | 0 | 0 | 0 | 0
PS | 0 | 0 | 0 | 0 | 0 | 0
PV | 0 | 0 | 0 | 0 | 0 | 0
PeakG | 0 | 0 | 0 | 0 | 0 | 0
PeakO | 0 | 0 | 0 | 0 | 0 | 0
ST | 0 | 0 | 0 | 0 | 0 | 0
STOG | 0 | 0 | 0 | 0 | 0 | 0
STWD | 0 | 0 | 0 | 0 | 0 | 0
WT | 0 | 0 | 0 | 0 | 0 | 0
IGCC | 0 | 0 | 0 | 0 | 0 | 0
DemandResponse | 0 | 0 | 0 | 0 | 0 | 0
IGCC-CCS | 0 | 0 | 0 | 0 | 0 | 0
WT_off | 0 | 0 | 0 | 0 | 0 | 0
PseudoUnit | 0 | 0 | 0 | 0 | 0 | 0
FixedInterchange | 0 | 0 | 0 | 0 | 0 | 0
Levelized Retrofit Capital Costs by Reporting Type: BC
ReportingType | 2015 | 2020 | 2025 | 2030 | 2035 | 2040
BM | 0 | 0 | 0 | 0 | 0 | 0
CC | 0 | 0 | 0 | 0 | 0 | 0
CSP | 0 | 0 | 0 | 0 | 0 | 0
CT | 0 | 0 | 0 | 0 | 0 | 0
Coal | 0 | 0 | 0 | 0 | 0 | 0
Geo | 0 | 0 | 0 | 0 | 0 | 0
H | 0 | 0 | 0 | 0 | 0 | 0
LFG | 0 | 0 | 0 | 0 | 0 | 0
Nuc | 0 | 0 | 0 | 0 | 0 | 0
PS | 0 | 0 | 0 | 0 | 0 | 0
PV | 0 | 0 | 0 | 0 | 0 | 0
PeakG | 0 | 0 | 0 | 0 | 0 | 0
PeakO | 0 | 0 | 0 | 0 | 0 | 0
ST | 0 | 0 | 0 | 0 | 0 | 0
STOG | 0 | 0 | 0 | 0 | 0 | 0
STWD | 0 | 0 | 0 | 0 | 0 | 0
WT | 0 | 0 | 0 | 0 | 0 | 0
IGCC | 0 | 0 | 0 | 0 | 0 | 0
DemandResponse | 0 | 0 | 0 | 0 | 0 | 0
IGCC-CCS | 0 | 0 | 0 | 0 | 0 | 0
WT_off | 0 | 0 | 0 | 0 | 0 | 0
PseudoUnit | 0 | 0 | 0 | 0 | 0 | 0
FixedInterchange | 0 | 0 | 0 | 0 | 0 | 0
Levelized Retrofit Capital Costs by Reporting Type: HQ_IESO
ReportingType | 2015 | 2020 | 2025 | 2030 | 2035 | 2040
BM | 0 | 0 | 0 | 0 | 0 | 0
CC | 0 | 0 | 0 | 0 | 0 | 0
CSP | 0 | 0 | 0 | 0 | 0 | 0
CT | 0 | 0 | 0 | 0 | 0 | 0
Coal | 0 | 0 | 0 | 0 | 0 | 0
Geo | 0 | 0 | 0 | 0 | 0 | 0
H | 0 | 0 | 0 | 0 | 0 | 0
LFG | 0 | 0 | 0 | 0 | 0 | 0
Nuc | 0 | 0 | 0 | 0 | 0 | 0
PS | 0 | 0 | 0 | 0 | 0 | 0
PV | 0 | 0 | 0 | 0 | 0 | 0
PeakG | 0 | 0 | 0 | 0 | 0 | 0
PeakO | 0 | 0 | 0 | 0 | 0 | 0
ST | 0 | 0 | 0 | 0 | 0 | 0
STOG | 0 | 0 | 0 | 0 | 0 | 0
STWD | 0 | 0 | 0 | 0 | 0 | 0
WT | 0 | 0 | 0 | 0 | 0 | 0
IGCC | 0 | 0 | 0 | 0 | 0 | 0
DemandResponse | 0 | 0 | 0 | 0 | 0 | 0
IGCC-CCS | 0 | 0 | 0 | 0 | 0 | 0
WT_off | 0 | 0 | 0 | 0 | 0 | 0
PseudoUnit | 0 | 0 | 0 | 0 | 0 | 0
FixedInterchange | 0 | 0 | 0 | 0 | 0 | 0
Levelized Retrofit Capital Costs by Reporting Type: HQ_NEISO
ReportingType | 2015 | 2020 | 2025 | 2030 | 2035 | 2040
BM | 0 | 0 | 0 | 0 | 0 | 0
CC | 0 | 0 | 0 | 0 | 0 | 0
CSP | 0 | 0 | 0 | 0 | 0 | 0
CT | 0 | 0 | 0 | 0 | 0 | 0
Coal | 0 | 0 | 0 | 0 | 0 | 0
Geo | 0 | 0 | 0 | 0 | 0 | 0
H | 0 | 0 | 0 | 0 | 0 | 0
LFG | 0 | 0 | 0 | 0 | 0 | 0
Nuc | 0 | 0 | 0 | 0 | 0 | 0
PS | 0 | 0 | 0 | 0 | 0 | 0
PV | 0 | 0 | 0 | 0 | 0 | 0
PeakG | 0 | 0 | 0 | 0 | 0 | 0
PeakO | 0 | 0 | 0 | 0 | 0 | 0
ST | 0 | 0 | 0 | 0 | 0 | 0
STOG | 0 | 0 | 0 | 0 | 0 | 0
STWD | 0 | 0 | 0 | 0 | 0 | 0
WT | 0 | 0 | 0 | 0 | 0 | 0
IGCC | 0 | 0 | 0 | 0 | 0 | 0
DemandResponse | 0 | 0 | 0 | 0 | 0 | 0
IGCC-CCS | 0 | 0 | 0 | 0 | 0 | 0
WT_off | 0 | 0 | 0 | 0 | 0 | 0
PseudoUnit | 0 | 0 | 0 | 0 | 0 | 0
FixedInterchange | 0 | 0 | 0 | 0 | 0 | 0
Levelized Retrofit Capital Costs by Reporting Type: HQ_NY
ReportingType | 2015 | 2020 | 2025 | 2030 | 2035 | 2040
BM | 0 | 0 | 0 | 0 | 0 | 0
CC | 0 | 0 | 0 | 0 | 0 | 0
CSP | 0 | 0 | 0 | 0 | 0 | 0
CT | 0 | 0 | 0 | 0 | 0 | 0
Coal | 0 | 0 | 0 | 0 | 0 | 0
Geo | 0 | 0 | 0 | 0 | 0 | 0
H | 0 | 0 | 0 | 0 | 0 | 0
LFG | 0 | 0 | 0 | 0 | 0 | 0
Nuc | 0 | 0 | 0 | 0 | 0 | 0
PS | 0 | 0 | 0 | 0 | 0 | 0
PV | 0 | 0 | 0 | 0 | 0 | 0
PeakG | 0 | 0 | 0 | 0 | 0 | 0
PeakO | 0 | 0 | 0 | 0 | 0 | 0
ST | 0 | 0 | 0 | 0 | 0 | 0
STOG | 0 | 0 | 0 | 0 | 0 | 0
STWD | 0 | 0 | 0 | 0 | 0 | 0
WT | 0 | 0 | 0 | 0 | 0 | 0
IGCC | 0 | 0 | 0 | 0 | 0 | 0
DemandResponse | 0 | 0 | 0 | 0 | 0 | 0
IGCC-CCS | 0 | 0 | 0 | 0 | 0 | 0
WT_off | 0 | 0 | 0 | 0 | 0 | 0
PseudoUnit | 0 | 0 | 0 | 0 | 0 | 0
FixedInterchange | 0 | 0 | 0 | 0 | 0 | 0
Levelized Retrofit Capital Costs by Reporting Type: MARITIMES
ReportingType | 2015 | 2020 | 2025 | 2030 | 2035 | 2040
BM | 0 | 0 | 0 | 0 | 0 | 0
CC | 0 | 0 | 0 | 0 | 0 | 0
CSP | 0 | 0 | 0 | 0 | 0 | 0
CT | 0 | 0 | 0 | 0 | 0 | 0
Coal | 0 | 0 | 0 | 0 | 0 | 0
Geo | 0 | 0 | 0 | 0 | 0 | 0
H | 0 | 0 | 0 | 0 | 0 | 0
LFG | 0 | 0 | 0 | 0 | 0 | 0
Nuc | 0 | 0 | 0 | 0 | 0 | 0
PS | 0 | 0 | 0 | 0 | 0 | 0
PV | 0 | 0 | 0 | 0 | 0 | 0
PeakG | 0 | 0 | 0 | 0 | 0 | 0
PeakO | 0 | 0 | 0 | 0 | 0 | 0
ST | 0 | 0 | 0 | 0 | 0 | 0
STOG | 0 | 0 | 0 | 0 | 0 | 0
STWD | 0 | 0 | 0 | 0 | 0 | 0
WT | 0 | 0 | 0 | 0 | 0 | 0
IGCC | 0 | 0 | 0 | 0 | 0 | 0
DemandResponse | 0 | 0 | 0 | 0 | 0 | 0
IGCC-CCS | 0 | 0 | 0 | 0 | 0 | 0
WT_off | 0 | 0 | 0 | 0 | 0 | 0
PseudoUnit | 0 | 0 | 0 | 0 | 0 | 0
FixedInterchange | 0 | 0 | 0 | 0 | 0 | 0
Levelized Retrofit Capital Costs by Reporting Type: All
ReportingType | 2015 | 2020 | 2025 | 2030 | 2035 | 2040
BM | 0 | 0 | 0 | 0 | 0 | 0
CC | 0 | 0 | 0 | 0 | 0 | 0
CSP | 0 | 0 | 0 | 0 | 0 | 0
CT | 0 | 0 | 0 | 0 | 0 | 0
Coal | 1184.41 | 5493.51 | 4659.84 | 0 | 0 | 0
Geo | 0 | 0 | 0 | 0 | 0 | 0
H | 0 | 0 | 0 | 0 | 0 | 0
LFG | 0 | 0 | 0 | 0 | 0 | 0
Nuc | 0 | 0 | 0 | 0 | 0 | 0
PS | 0 | 0 | 0 | 0 | 0 | 0
PV | 0 | 0 | 0 | 0 | 0 | 0
PeakG | 0 | 0 | 0 | 0 | 0 | 0
PeakO | 0 | 0 | 0 | 0 | 0 | 0
ST | 0 | 0 | 0 | 0 | 0 | 0
STOG | 0 | 0 | 0 | 0 | 0 | 0
STWD | 0 | 0 | 0 | 0 | 0 | 0
WT | 0 | 0 | 0 | 0 | 0 | 0
IGCC | 0 | 0 | 0 | 0 | 0 | 0
DemandResponse | 0 | 0 | 0 | 0 | 0 | 0
IGCC-CCS | 0 | 0 | 0 | 0 | 0 | 0
WT_off | 0 | 0 | 0 | 0 | 0 | 0
PseudoUnit | 0 | 0 | 0 | 0 | 0 | 0
FixedInterchange | 0 | 0 | 0 | 0 | 0 | 0
Levelized Retrofit Capital Costs by Reporting Type: EI_US
ReportingType | 2015 | 2020 | 2025 | 2030 | 2035 | 2040
BM | 0 | 0 | 0 | 0 | 0 | 0
CC | 0 | 0 | 0 | 0 | 0 | 0
CSP | 0 | 0 | 0 | 0 | 0 | 0
CT | 0 | 0 | 0 | 0 | 0 | 0
Coal | 1023.13 | 4829.77 | 4029.02 | 0 | 0 | 0
Geo | 0 | 0 | 0 | 0 | 0 | 0
H | 0 | 0 | 0 | 0 | 0 | 0
LFG | 0 | 0 | 0 | 0 | 0 | 0
Nuc | 0 | 0 | 0 | 0 | 0 | 0
PS | 0 | 0 | 0 | 0 | 0 | 0
PV | 0 | 0 | 0 | 0 | 0 | 0
PeakG | 0 | 0 | 0 | 0 | 0 | 0
PeakO | 0 | 0 | 0 | 0 | 0 | 0
ST | 0 | 0 | 0 | 0 | 0 | 0
STOG | 0 | 0 | 0 | 0 | 0 | 0
STWD | 0 | 0 | 0 | 0 | 0 | 0
WT | 0 | 0 | 0 | 0 | 0 | 0
IGCC | 0 | 0 | 0 | 0 | 0 | 0
DemandResponse | 0 | 0 | 0 | 0 | 0 | 0
IGCC-CCS | 0 | 0 | 0 | 0 | 0 | 0
WT_off | 0 | 0 | 0 | 0 | 0 | 0
PseudoUnit | 0 | 0 | 0 | 0 | 0 | 0
FixedInterchange | 0 | 0 | 0 | 0 | 0 | 0
Levelized Retrofit Capital Costs by Reporting Type: EI_Canada
ReportingType | 2015 | 2020 | 2025 | 2030 | 2035 | 2040
BM | 0 | 0 | 0 | 0 | 0 | 0
CC | 0 | 0 | 0 | 0 | 0 | 0
CSP | 0 | 0 | 0 | 0 | 0 | 0
CT | 0 | 0 | 0 | 0 | 0 | 0
Coal | 0 | 0 | 0 | 0 | 0 | 0
Geo | 0 | 0 | 0 | 0 | 0 | 0
H | 0 | 0 | 0 | 0 | 0 | 0
LFG | 0 | 0 | 0 | 0 | 0 | 0
Nuc | 0 | 0 | 0 | 0 | 0 | 0
PS | 0 | 0 | 0 | 0 | 0 | 0
PV | 0 | 0 | 0 | 0 | 0 | 0
PeakG | 0 | 0 | 0 | 0 | 0 | 0
PeakO | 0 | 0 | 0 | 0 | 0 | 0
ST | 0 | 0 | 0 | 0 | 0 | 0
STOG | 0 | 0 | 0 | 0 | 0 | 0
STWD | 0 | 0 | 0 | 0 | 0 | 0
WT | 0 | 0 | 0 | 0 | 0 | 0
IGCC | 0 | 0 | 0 | 0 | 0 | 0
DemandResponse | 0 | 0 | 0 | 0 | 0 | 0
IGCC-CCS | 0 | 0 | 0 | 0 | 0 | 0
WT_off | 0 | 0 | 0 | 0 | 0 | 0
PseudoUnit | 0 | 0 | 0 | 0 | 0 | 0
FixedInterchange | 0 | 0 | 0 | 0 | 0 | 0
Levelized Retrofit Capital Costs by Reporting Type: EI
ReportingType | 2015 | 2020 | 2025 | 2030 | 2035 | 2040
BM | 0 | 0 | 0 | 0 | 0 | 0
CC | 0 | 0 | 0 | 0 | 0 | 0
CSP | 0 | 0 | 0 | 0 | 0 | 0
CT | 0 | 0 | 0 | 0 | 0 | 0
Coal | 1023.13 | 4829.77 | 4029.02 | 0 | 0 | 0
Geo | 0 | 0 | 0 | 0 | 0 | 0
H | 0 | 0 | 0 | 0 | 0 | 0
LFG | 0 | 0 | 0 | 0 | 0 | 0
Nuc | 0 | 0 | 0 | 0 | 0 | 0
PS | 0 | 0 | 0 | 0 | 0 | 0
PV | 0 | 0 | 0 | 0 | 0 | 0
PeakG | 0 | 0 | 0 | 0 | 0 | 0
PeakO | 0 | 0 | 0 | 0 | 0 | 0
ST | 0 | 0 | 0 | 0 | 0 | 0
STOG | 0 | 0 | 0 | 0 | 0 | 0
STWD | 0 | 0 | 0 | 0 | 0 | 0
WT | 0 | 0 | 0 | 0 | 0 | 0
IGCC | 0 | 0 | 0 | 0 | 0 | 0
DemandResponse | 0 | 0 | 0 | 0 | 0 | 0
IGCC-CCS | 0 | 0 | 0 | 0 | 0 | 0
WT_off | 0 | 0 | 0 | 0 | 0 | 0
PseudoUnit | 0 | 0 | 0 | 0 | 0 | 0
FixedInterchange | 0 | 0 | 0 | 0 | 0 | 0
Levelized Retrofit Capital Costs by Reporting Type: Outside_EI
ReportingType | 2015 | 2020 | 2025 | 2030 | 2035 | 2040
BM | 0 | 0 | 0 | 0 | 0 | 0
CC | 0 | 0 | 0 | 0 | 0 | 0
CSP | 0 | 0 | 0 | 0 | 0 | 0
CT | 0 | 0 | 0 | 0 | 0 | 0
Coal | 161.28 | 663.75 | 630.81 | 0 | 0 | 0
Geo | 0 | 0 | 0 | 0 | 0 | 0
H | 0 | 0 | 0 | 0 | 0 | 0
LFG | 0 | 0 | 0 | 0 | 0 | 0
Nuc | 0 | 0 | 0 | 0 | 0 | 0
PS | 0 | 0 | 0 | 0 | 0 | 0
PV | 0 | 0 | 0 | 0 | 0 | 0
PeakG | 0 | 0 | 0 | 0 | 0 | 0
PeakO | 0 | 0 | 0 | 0 | 0 | 0
ST | 0 | 0 | 0 | 0 | 0 | 0
STOG | 0 | 0 | 0 | 0 | 0 | 0
STWD | 0 | 0 | 0 | 0 | 0 | 0
WT | 0 | 0 | 0 | 0 | 0 | 0
IGCC | 0 | 0 | 0 | 0 | 0 | 0
DemandResponse | 0 | 0 | 0 | 0 | 0 | 0
IGCC-CCS | 0 | 0 | 0 | 0 | 0 | 0
WT_off | 0 | 0 | 0 | 0 | 0 | 0
PseudoUnit | 0 | 0 | 0 | 0 | 0 | 0
FixedInterchange | 0 | 0 | 0 | 0 | 0 | 0
#14 | Total Costs ($million)
Total Costs by Reporting Type: Entergy
ReportingType | 2015 | 2020 | 2025 | 2030 | 2035 | 2040
BM | 0 | 0 | 0 | 0 | 0 | 0
CC | 2794.38 | 3964.53 | 4030.93 | 4544.89 | 5024.94 | 4822.92
CSP | 0 | 0 | 0 | 0 | 0 | 0
CT | 0 | 0 | 0 | 0 | 0 | 0
Coal | 2411.62 | 2850.3 | 3102.68 | 2922.74 | 3057.18 | 4854.89
Geo | 0 | 0 | 0 | 0 | 0 | 0
H | 10.6 | 10.6 | 10.6 | 10.6 | 10.6 | 10.6
LFG | 0.97 | 0.97 | 34.17 | 34.17 | 34.17 | 34.17
Nuc | 1329.46 | 1353.81 | 1362.51 | 1370.82 | 1151.05 | 1391
PS | 1.4 | 1.4 | 1.4 | 1.4 | 1.4 | 1.4
PV | 0.11 | 22.8 | 34.22 | 35.23 | 35.97 | 15.84
PeakG | 47.54 | 70.29 | 56.19 | 69.85 | 69.32 | 69.39
PeakO | 4.42 | 5.87 | 5.08 | 5.22 | 5.22 | 5.22
ST | 0 | 0 | 0 | 0 | 0 | 0
STOG | 207.41 | 246.66 | 229.85 | 237.55 | 245.78 | 253.13
STWD | 6.6 | 8.26 | 6.73 | 6.73 | 7.3 | 13.83
WT | 3.67 | 3.67 | 3.67 | 3.67 | 3.67 | 3.67
IGCC | 0 | 0 | 0 | 0 | 0 | 0
DemandResponse | 0 | 0 | 0 | 0 | 0 | 0
IGCC-CCS | 0 | 0 | 0 | 0 | 0 | 0
WT_off | 0 | 0 | 0 | 0 | 0 | 0
PseudoUnit | 0 | 0 | 0 | 0 | 0 | 0
FixedInterchange | 0 | 0 | 0 | 0 | 0 | 0
Total Costs by Reporting Type: FRCC
ReportingType | 2015 | 2020 | 2025 | 2030 | 2035 | 2040
BM | 0 | 0 | 0 | 0 | 0 | 0
CC | 7550.56 | 7785.52 | 8469.44 | 10207.39 | 13967.99 | 14689.65
CSP | 0 | 0 | 0 | 0 | 0 | 0
CT | 263.49 | 286.29 | 297.01 | 301.79 | 98.14 | 111.68
Coal | 2891.42 | 3009.63 | 3162.09 | 3218.39 | 3282.24 | 3366.7
Geo | 0 | 0 | 0 | 0 | 0 | 0
H | 0.78 | 0.78 | 0.78 | 0.78 | 0.78 | 0.78
LFG | 58.68 | 58.68 | 120.69 | 120.69 | 120.69 | 120.69
Nuc | 985.98 | 3151 | 3842.48 | 3854.79 | 3892.14 | 4225.44
PS | 0 | 0 | 0 | 0 | 0 | 0
PV | 0.75 | 0.75 | 0.75 | 0.75 | 0.75 | 0.75
PeakG | 180.55 | 251.96 | 215.54 | 252.08 | 241.53 | 251.79
PeakO | 64.61 | 83.43 | 68.43 | 68.43 | 68.43 | 68.43
ST | 0 | 0 | 0 | 0 | 0 | 0
STOG | 417.38 | 448.3 | 434.68 | 451.33 | 439.74 | 382.86
STWD | 6.25 | 13.82 | 16.42 | 16.42 | 16.42 | 23.1
WT | 0 | 0 | 0 | 0 | 0 | 0
IGCC | 0 | 0 | 0 | 0 | 0 | 0
DemandResponse | 0 | 0 | 0 | 0 | 0 | 0
IGCC-CCS | 0 | 0 | 0 | 0 | 0 | 0
WT_off | 0 | 0 | 0 | 0 | 0 | 0
PseudoUnit | 0 | 0 | 0 | 0 | 0 | 0
FixedInterchange | 0 | 0 | 0 | 0 | 0 | 0
Total Costs by Reporting Type: MAPP_US
ReportingType | 2015 | 2020 | 2025 | 2030 | 2035 | 2040
BM | 0 | 0 | 0 | 0 | 0 | 0
CC | 15.51 | 18.75 | 17.51 | 21.03 | 23.18 | 22.55
CSP | 0 | 0 | 0 | 0 | 0 | 0
CT | 27.96 | 27.96 | 27.96 | 55.02 | 29.88 | 52.04
Coal | 687.16 | 700.22 | 684.6 | 665.1 | 878.13 | 925.52
Geo | 3.95 | 3.95 | 3.95 | 3.95 | 3.95 | 3.95
H | 31.14 | 31.14 | 31.14 | 31.14 | 31.14 | 31.14
LFG | 0.24 | 0.24 | 22.22 | 22.22 | 22.22 | 22.22
Nuc | 0.01 | 0.01 | 0.01 | 0.01 | 0.01 | 0.01
PS | 0 | 0 | 0 | 0 | 0 | 0
PV | 0 | 0 | 0 | 0 | 0 | 0
PeakG | 13.54 | 24.34 | 21.63 | 26.53 | 29.08 | 23.03
PeakO | 1.65 | 2.73 | 2.19 | 2.19 | 2.19 | 2.19
ST | 0 | 0 | 0 | 0 | 0 | 0
STOG | 0 | 0 | 0 | 0 | 0 | 0
STWD | 0 | 0 | 0 | 0 | 0 | 0
WT | 147.25 | 286.6 | 304.73 | 293.12 | 264.18 | 162.64
IGCC | 0 | 0 | 0 | 0 | 0 | 0
DemandResponse | 0 | 0 | 0 | 0 | 0 | 0
IGCC-CCS | 0 | 0 | 0 | 0 | 0 | 0
WT_off | 0 | 0 | 0 | 0 | 0 | 0
PseudoUnit | 0 | 0 | 0 | 0 | 0 | 0
FixedInterchange | 0 | 0 | 0 | 0 | 0 | 0
Total Costs by Reporting Type: MISO_IN
ReportingType | 2015 | 2020 | 2025 | 2030 | 2035 | 2040
BM | 0 | 0 | 0 | 0 | 0 | 0
CC | 189.28 | 271.37 | 225.35 | 479.14 | 1801.74 | 1873.96
CSP | 0 | 0 | 0 | 0 | 0 | 0
CT | 0 | 0 | 0 | 0 | 0 | 0
Coal | 3489.17 | 4138.15 | 4260.12 | 4423.71 | 4798.46 | 5090.13
Geo | 0 | 0 | 0 | 0 | 0 | 0
H | 1.07 | 1.07 | 1.07 | 1.07 | 1.07 | 1.07
LFG | 4.47 | 4.47 | 4.47 | 30.11 | 30.11 | 30.11
Nuc | 0.01 | 0.01 | 0.01 | 0.01 | 0.01 | 0.01
PS | 0 | 0 | 0 | 0 | 0 | 0
PV | 0 | 91.97 | 143.77 | 145.43 | 150.78 | 67.02
PeakG | 52.35 | 78.62 | 58.07 | 80.48 | 81.23 | 82.02
PeakO | 10.59 | 13.5 | 10.82 | 10.82 | 10.82 | 10.82
ST | 0 | 0 | 0 | 0 | 0 | 0
STOG | 15.23 | 17.73 | 19.42 | 20.13 | 16.83 | 21.95
STWD | 0 | 0 | 0 | 0 | 0 | 0
WT | 18.33 | 18.33 | 18.33 | 18.33 | 18.33 | 18.33
IGCC | 366.74 | 367.39 | 368.46 | 374.22 | 376.9 | 382.15
DemandResponse | 0 | 0 | 0 | 0 | 0 | 0
IGCC-CCS | 0 | 0 | 0 | 0 | 0 | 0
WT_off | 0 | 0 | 0 | 0 | 0 | 0
PseudoUnit | 0 | 0 | 0 | 0 | 0 | 0
FixedInterchange | 0 | 0 | 0 | 0 | 0 | 0
Total Costs by Reporting Type: MISO_MI
ReportingType | 2015 | 2020 | 2025 | 2030 | 2035 | 2040
BM | 0 | 0 | 0 | 0 | 0 | 0
CC | 444.22 | 711.31 | 539.68 | 562.21 | 573.28 | 551.84
CSP | 0 | 0 | 0 | 0 | 0 | 0
CT | 0 | 0 | 0 | 0 | 0 | 0
Coal | 2221.95 | 2548.2 | 2578.4 | 2474.04 | 2631.74 | 2769.62
Geo | 0 | 0 | 0 | 0 | 0 | 0
H | 2.01 | 2.01 | 2.01 | 2.01 | 2.01 | 2.01
LFG | 19.68 | 73.47 | 73.47 | 73.47 | 73.47 | 39.18
Nuc | 488.83 | 491.93 | 1471.65 | 1476.96 | 1269.04 | 1491.65
PS | 44.44 | 44.44 | 44.44 | 44.44 | 44.44 | 44.44
PV | 0 | 0 | 0 | 0 | 0 | 0
PeakG | 62.3 | 91.57 | 76.53 | 93.52 | 94.49 | 94.81
PeakO | 15.67 | 19.97 | 16.01 | 16.01 | 16.01 | 16.01
ST | 0 | 0 | 0 | 0 | 0 | 0
STOG | 141.2 | 175.07 | 157.68 | 170.71 | 171.08 | 193.8
STWD | 16.63 | 46.9 | 16.88 | 68.34 | 62.3 | 71.59
WT | 542.69 | 542.69 | 687.07 | 687.07 | 249.29 | 294.42
IGCC | 0 | 0 | 0 | 0 | 0 | 0
DemandResponse | 0 | 0 | 0 | 0 | 0 | 0
IGCC-CCS | 0 | 0 | 0 | 0 | 0 | 0
WT_off | 0 | 0 | 0 | 0 | 0 | 0
PseudoUnit | 0 | 0 | 0 | 0 | 0 | 0
FixedInterchange | 0 | 0 | 0 | 0 | 0 | 0
Total Costs by Reporting Type: MISO_MO-IL
ReportingType | 2015 | 2020 | 2025 | 2030 | 2035 | 2040
BM | 0 | 0 | 0 | 0 | 0 | 0
CC | 111.74 | 159.94 | 112.47 | 152.29 | 156.72 | 131.66
CSP | 0 | 0 | 0 | 0 | 0 | 0
CT | 0 | 0 | 0 | 0 | 0 | 0
Coal | 4317.04 | 4602.84 | 4882.2 | 5003.7 | 5442.68 | 5548.53
Geo | 0 | 0 | 0 | 0 | 0 | 0
H | 5.01 | 5.01 | 5.01 | 5.01 | 5.01 | 5.01
LFG | 2.17 | 2.17 | 76.11 | 76.11 | 76.11 | 76.11
Nuc | 536.69 | 557.4 | 567.34 | 570.65 | 570.65 | 570.65
PS | 10.45 | 10.45 | 10.45 | 10.45 | 10.45 | 10.45
PV | 0 | 0 | 0 | 0 | 0 | 0
PeakG | 85.93 | 128.07 | 104.68 | 144.19 | 147.78 | 160.95
PeakO | 21.48 | 28.65 | 22.96 | 22.96 | 22.96 | 22.96
ST | 0 | 0 | 0 | 0 | 0 | 0
STOG | 29.23 | 37.53 | 33.95 | 34.77 | 31.29 | 28.12
STWD | 0 | 0 | 0 | 0 | 0 | 0
WT | 89.9 | 89.9 | 89.9 | 89.9 | 21.38 | 21.38
IGCC | 0 | 0 | 0 | 0 | 0 | 0
DemandResponse | 0 | 0 | 0 | 0 | 0 | 0
IGCC-CCS | 0 | 0 | 0 | 0 | 0 | 0
WT_off | 0 | 0 | 0 | 0 | 0 | 0
PseudoUnit | 0 | 0 | 0 | 0 | 0 | 0
FixedInterchange | 0 | 0 | 0 | 0 | 0 | 0
Total Costs by Reporting Type: MISO_W
ReportingType | 2015 | 2020 | 2025 | 2030 | 2035 | 2040
BM | 0 | 0 | 0 | 0 | 0 | 0
CC | 402.22 | 472.53 | 336.5 | 380.12 | 368.75 | 280.72
CSP | 0 | 0 | 0 | 0 | 0 | 0
CT | 0 | 0 | 0 | 0 | 0 | 0
Coal | 2752.04 | 3330.95 | 3405.87 | 3212.6 | 5153.57 | 7683.89
Geo | 0 | 0 | 0 | 0 | 0 | 0
H | 7.08 | 7.08 | 7.08 | 7.08 | 7.08 | 7.08
LFG | 24.75 | 24.75 | 48.33 | 48.33 | 48.33 | 48.33
Nuc | 563.52 | 566.76 | 576.91 | 796.32 | 0.05 | 0.05
PS | 0 | 0 | 0 | 0 | 0 | 0
PV | 0 | 0 | 0 | 0 | 0 | 0
PeakG | 116.58 | 136.15 | 105.33 | 121.36 | 127.34 | 117.38
PeakO | 56.38 | 79.08 | 64.57 | 64.57 | 64.57 | 64.57
ST | 0 | 0 | 0 | 0 | 0 | 0
STOG | 9.12 | 9.25 | 8.01 | 7.8 | 7.78 | 7.8
STWD | 10.03 | 22.24 | 19.91 | 19.98 | 19.91 | 19.91
WT | 927.86 | 1447.13 | 2185.44 | 2296.47 | 1858.3 | 1519.84
IGCC | 0 | 0 | 0 | 0 | 0 | 0
DemandResponse | 0 | 0 | 0 | 0 | 0 | 0
IGCC-CCS | 0 | 0 | 0 | 0 | 0 | 0
WT_off | 0 | 0 | 0 | 0 | 0 | 0
PseudoUnit | 0 | 0 | 0 | 0 | 0 | 0
FixedInterchange | 0 | 0 | 0 | 0 | 0 | 0
Total Costs by Reporting Type: MISO_WUMS
ReportingType | 2015 | 2020 | 2025 | 2030 | 2035 | 2040
BM | 0 | 0 | 0 | 0 | 0 | 0
CC | 565.28 | 1088.38 | 1111.02 | 1161.96 | 2008.89 | 1922.44
CSP | 0 | 0 | 0 | 0 | 0 | 0
CT | 0 | 194.23 | 193.81 | 569.72 | 707.13 | 597.12
Coal | 1699.73 | 1820.82 | 1777.04 | 2016.61 | 2195.5 | 2343.85
Geo | 0 | 0 | 0 | 0 | 0 | 0
H | 4.79 | 5.15 | 5.15 | 5.15 | 5.15 | 5.15
LFG | 8.57 | 11 | 79.19 | 79.19 | 79.19 | 77.68
Nuc | 419.03 | 444.73 | 429.21 | 676.73 | 0.05 | 0.05
PS | 0 | 0 | 0 | 0 | 0 | 0
PV | 0 | 0 | 0 | 0 | 0 | 0
PeakG | 57.23 | 85.57 | 70.23 | 77.65 | 77.65 | 77.65
PeakO | 13.52 | 17.78 | 14.69 | 14.69 | 14.69 | 14.69
ST | 0 | 0 | 0 | 0 | 0 | 0
STOG | 13.34 | 15.63 | 13.39 | 13.39 | 13.39 | 13.39
STWD | 3.37 | 7.85 | 6.86 | 7.21 | 7.21 | 7.21
WT | 264.78 | 264.78 | 264.78 | 264.78 | 46.41 | 46.41
IGCC | 0 | 0 | 0 | 0 | 0 | 0
DemandResponse | 0 | 0 | 0 | 0 | 0 | 0
IGCC-CCS | 0 | 0 | 0 | 0 | 0 | 0
WT_off | 0 | 0 | 0 | 0 | 0 | 0
PseudoUnit | 0 | 0 | 0 | 0 | 0 | 0
FixedInterchange | 0 | 0 | 0 | 0 | 0 | 0
Total Costs by Reporting Type: Nebraska
ReportingType | 2015 | 2020 | 2025 | 2030 | 2035 | 2040
BM | 0 | 0 | 0 | 0 | 0 | 0
CC | 25.65 | 32.52 | 32 | 31.58 | 38.91 | 29.41
CSP | 0 | 0 | 0 | 0 | 0 | 0
CT | 0 | 0 | 0 | 0 | 0 | 0
Coal | 919.12 | 1250.79 | 1261.29 | 1436.75 | 1900.94 | 2705.33
Geo | 0 | 0 | 0 | 0 | 0 | 0
H | 2.38 | 2.38 | 2.38 | 2.38 | 2.38 | 2.38
LFG | 0.72 | 0.72 | 23.23 | 23.23 | 23.23 | 23.23
Nuc | 314.25 | 333.5 | 321.9 | 382.03 | 0.09 | 0.09
PS | 0 | 0 | 0 | 0 | 0 | 0
PV | 0 | 0 | 0 | 0 | 0 | 0
PeakG | 26.94 | 45.33 | 42.14 | 42.64 | 46.52 | 37.01
PeakO | 9.57 | 12.19 | 9.77 | 9.77 | 9.77 | 9.77
ST | 0 | 0 | 0 | 0 | 0 | 0
STOG | 0 | 0 | 0 | 0 | 0 | 0
STWD | 0 | 0 | 0 | 0 | 0 | 0
WT | 54.91 | 54.91 | 54.91 | 45.4 | 10.54 | 10.54
IGCC | 0 | 0 | 0 | 0 | 0 | 0
DemandResponse | 0 | 0 | 0 | 0 | 0 | 0
IGCC-CCS | 0 | 0 | 0 | 0 | 0 | 0
WT_off | 0 | 0 | 0 | 0 | 0 | 0
PseudoUnit | 0 | 0 | 0 | 0 | 0 | 0
FixedInterchange | 0 | 0 | 0 | 0 | 0 | 0
Total Costs by Reporting Type: NEISO
ReportingType | 2015 | 2020 | 2025 | 2030 | 2035 | 2040
BM | 279.31 | 279.31 | 179.71 | 179.73 | 187.25 | 184.84
CC | 1978.54 | 1794.01 | 1818.21 | 2014.55 | 2789.38 | 3005.31
CSP | 0 | 0 | 0 | 0 | 0 | 0
CT | 32.31 | 32.63 | 32.75 | 32.1 | 92.61 | 199.83
Coal | 57.57 | 29.15 | 0 | 0 | 0 | 0
Geo | 0 | 0 | 0 | 0 | 0 | 0
H | 46.4 | 46.4 | 46.4 | 46.4 | 47.43 | 47.43
LFG | 80.87 | 104.06 | 104.06 | 104.06 | 93.42 | 78.71
Nuc | 1147.24 | 1218.29 | 1174.07 | 1180.82 | 853.14 | 1126.92
PS | 39.74 | 39.74 | 39.74 | 39.74 | 39.74 | 39.74
PV | 0.03 | 121.62 | 121.62 | 122.07 | 122.07 | 5.72
PeakG | 21.14 | 31.76 | 23 | 24.97 | 35.6 | 35.91
PeakO | 14.92 | 19.02 | 15.24 | 15.24 | 15.24 | 15.24
ST | 0 | 0 | 0 | 0 | 0 | 0
STOG | 0 | 0 | 0 | 0 | 0 | 0
STWD | 337.56 | 124.03 | 26.2 | 70.29 | 116.13 | 119.09
WT | 67.94 | 744.21 | 1228.55 | 1306.4 | 1259.2 | 658.42
IGCC | 0 | 0 | 0 | 0 | 0 | 0
DemandResponse | 0 | 0 | 0 | 0 | 0 | 0
IGCC-CCS | 0 | 0 | 0 | 0 | 0 | 0
WT_off | 308.22 | 308.22 | 308.22 | 308.22 | 0 | 0
PseudoUnit | 0 | 0 | 0 | 0 | 0 | 0
FixedInterchange | 0 | 0 | 0 | 0 | 0 | 0
Total Costs by Reporting Type: NonRTO_Midwest
ReportingType | 2015 | 2020 | 2025 | 2030 | 2035 | 2040
BM | 0 | 0 | 0 | 0 | 0 | 0
CC | 0 | 9.19 | 8.94 | 201.86 | 297.46 | 427.28
CSP | 0 | 0 | 0 | 0 | 0 | 0
CT | 0 | 13.44 | 13.59 | 29.99 | 29.31 | 38.52
Coal | 2834.28 | 3138.76 | 3043.19 | 3167.15 | 3364.58 | 3591.19
Geo | 0 | 0 | 0 | 0 | 0 | 0
H | 2.04 | 2.04 | 2.04 | 2.04 | 2.04 | 2.04
LFG | 1.69 | 1.69 | 26.61 | 51.19 | 51.19 | 51.19
Nuc | 0.01 | 0.01 | 0.01 | 0.01 | 0.01 | 0.02
PS | 0 | 0 | 0 | 0 | 0 | 0
PV | 0 | 0 | 0 | 0 | 0 | 0
PeakG | 64.61 | 99.08 | 83.21 | 112.72 | 112.76 | 114.89
PeakO | 0.35 | 0.45 | 0.36 | 0.36 | 0.36 | 0.36
ST | 0 | 0 | 0 | 0 | 0 | 0
STOG | 0 | 0 | 0 | 0 | 0 | 0
STWD | 0 | 0 | 0 | 0 | 0 | 0
WT | 2.26 | 2.26 | 2.26 | 2.26 | 2.26 | 2.26
IGCC | 0 | 0 | 0 | 0 | 0 | 0
DemandResponse | 0 | 0 | 0 | 0 | 0 | 0
IGCC-CCS | 0 | 0 | 0 | 0 | 0 | 0
WT_off | 0 | 0 | 0 | 0 | 0 | 0
PseudoUnit | 0 | 0 | 0 | 0 | 0 | 0
FixedInterchange | 0 | 0 | 0 | 0 | 0 | 0
Total Costs by Reporting Type: NYISO_A-F
ReportingType | 2015 | 2020 | 2025 | 2030 | 2035 | 2040
BM | 0 | 0 | 0 | 0 | 0 | 0
CC | 449.4 | 559.99 | 585.78 | 745.17 | 913.49 | 879.41
CSP | 0 | 0 | 0 | 0 | 0 | 0
CT | 0 | 0 | 0 | 0 | 0 | 0
Coal | 0 | 0 | 0 | 0 | 0 | 0
Geo | 0 | 0 | 0 | 0 | 0 | 0
H | 62.6 | 62.6 | 62.6 | 62.6 | 62.6 | 62.6
LFG | 22.17 | 22.17 | 26.73 | 44 | 42.66 | 42.66
Nuc | 794.34 | 818.82 | 813.2 | 659.01 | 700.64 | 586.07
PS | 33.52 | 33.52 | 33.52 | 33.52 | 33.52 | 33.52
PV | 0 | 0 | 0 | 0 | 0 | 0
PeakG | 3.78 | 5.56 | 5.73 | 5.76 | 5.79 | 5.81
PeakO | 1.14 | 1.46 | 1.17 | 1.17 | 1.17 | 1.17
ST | 0 | 0 | 0 | 0 | 0 | 0
STOG | 0 | 0 | 0 | 0 | 0 | 0
STWD | 2.76 | 3.45 | 2.81 | 2.88 | 2.88 | 3.04
WT | 684.71 | 860.89 | 860.89 | 996.93 | 543.37 | 387.13
IGCC | 0 | 0 | 0 | 0 | 0 | 0
DemandResponse | 0 | 0 | 0 | 0 | 0 | 0
IGCC-CCS | 0 | 0 | 0 | 0 | 0 | 0
WT_off | 0 | 0 | 0 | 0 | 0 | 0
PseudoUnit | 0 | 0 | 0 | 0 | 0 | 0
FixedInterchange | 0 | 0 | 0 | 0 | 0 | 0
Total Costs by Reporting Type: NYISO_G-I
ReportingType | 2015 | 2020 | 2025 | 2030 | 2035 | 2040
BM | 0 | 0 | 0 | 0 | 0 | 0
CC | 283.19 | 364.31 | 410.7 | 819.29 | 2371.61 | 4045.83
CSP | 0 | 0 | 0 | 0 | 0 | 0
CT | 0 | 0 | 0 | 0 | 0 | 0
Coal | 0 | 0 | 0 | 0 | 0 | 0
Geo | 0 | 0 | 0 | 0 | 0 | 0
H | 0.46 | 0.46 | 0.46 | 0.46 | 0.46 | 0.46
LFG | 7.73 | 7.73 | 31.62 | 31.62 | 31.62 | 31.62
Nuc | 506.74 | 538.06 | 518.7 | 521.7 | 524.97 | 0.19
PS | 0 | 0 | 0 | 0 | 0 | 0
PV | 0 | 0 | 0 | 0 | 0 | 0
PeakG | 1.52 | 2.04 | 1.56 | 1.57 | 1.57 | 1.57
PeakO | 2.55 | 3.25 | 2.61 | 2.61 | 2.61 | 2.61
ST | 0 | 0 | 0 | 0 | 0 | 0
STOG | 0 | 0 | 0 | 0 | 0 | 0
STWD | 0 | 0 | 0 | 0 | 0 | 0
WT | 0 | 14.4 | 14.4 | 14.4 | 14.4 | 1.69
IGCC | 0 | 0 | 0 | 0 | 0 | 0
DemandResponse | 0 | 0 | 0 | 0 | 0 | 0
IGCC-CCS | 0 | 0 | 0 | 0 | 0 | 0
WT_off | 0 | 0 | 0 | 0 | 0 | 0
PseudoUnit | 0 | 0 | 0 | 0 | 0 | 0
FixedInterchange | 0 | 0 | 0 | 0 | 0 | 0
Total Costs by Reporting Type: NYISO_J-K
ReportingType | 2015 | 2020 | 2025 | 2030 | 2035 | 2040
BM | 0 | 0 | 0 | 0 | 0 | 0
CC | 1274.73 | 1544.88 | 1588.3 | 1705.54 | 1845 | 1703.84
CSP | 0 | 0 | 0 | 0 | 0 | 0
CT | 0 | 0 | 76.32 | 159.62 | 164.74 | 207.48
Coal | 0 | 0 | 0 | 0 | 0 | 0
Geo | 0 | 0 | 0 | 0 | 0 | 0
H | 0 | 0 | 0 | 0 | 0 | 0
LFG | 14.97 | 14.97 | 14.97 | 44.49 | 44.49 | 44.49
Nuc | 0.01 | 0.01 | 0.01 | 0.01 | 0.01 | 0.01
PS | 0 | 0 | 0 | 0 | 0 | 0
PV | 17.52 | 17.52 | 17.52 | 17.52 | 0 | 0
PeakG | 57.13 | 84.74 | 67.52 | 73.97 | 78.49 | 94.86
PeakO | 61.69 | 79.16 | 63.78 | 65.02 | 65.02 | 65.02
ST | 0 | 0 | 0 | 0 | 0 | 0
STOG | 303.33 | 395.2 | 396.45 | 410.58 | 443.02 | 510.91
STWD | 0 | 0 | 0 | 0 | 0 | 0
WT | 0 | 0 | 0 | 0 | 0 | 0
IGCC | 0 | 0 | 0 | 0 | 0 | 0
DemandResponse | 0 | 0 | 0 | 0 | 0 | 0
IGCC-CCS | 0 | 0 | 0 | 0 | 0 | 0
WT_off | 0 | 0 | 0 | 0 | 0 | 0
PseudoUnit | 0 | 0 | 0 | 0 | 0 | 0
FixedInterchange | 0 | 0 | 0 | 0 | 0 | 0
Total Costs by Reporting Type: PJM_E
ReportingType | 2015 | 2020 | 2025 | 2030 | 2035 | 2040
BM | 25.97 | 33.95 | 33.95 | 33.95 | 33.95 | 33.95
CC | 1910.08 | 2423.39 | 2642.36 | 2839.82 | 3268.03 | 3165.68
CSP | 0 | 0 | 0 | 0 | 0 | 0
CT | 2.46 | 2.51 | 2.52 | 0.55 | 36.53 | 131.06
Coal | 84.1 | 36.87 | 15.97 | 17.61 | 17.89 | 18.12
Geo | 0 | 0 | 0 | 0 | 0 | 0
H | 3.85 | 3.85 | 3.85 | 3.85 | 3.85 | 3.85
LFG | 59.08 | 105.92 | 105.92 | 103.73 | 103.73 | 73.06
Nuc | 2121.17 | 2016.47 | 2014.94 | 2026.92 | 1453.22 | 2295.86
PS | 9.5 | 9.5 | 9.5 | 9.5 | 9.5 | 9.5
PV | 11.79 | 11.79 | 11.79 | 11.79 | 0.75 | 0.75
PeakG | 76.61 | 111.45 | 110.18 | 124.49 | 164.27 | 113.24
PeakO | 75.92 | 100.78 | 82.41 | 82.41 | 82.41 | 82.41
ST | 0 | 0 | 0 | 0 | 0 | 0
STOG | 130.3 | 165.95 | 151.5 | 184.89 | 188.53 | 160.6
STWD | 0 | 0 | 0 | 0 | 0 | 0
WT | 332.76 | 332.76 | 332.76 | 332.76 | 32.65 | 32.65
IGCC | 0 | 0 | 0 | 0 | 0 | 0
DemandResponse | 0 | 0 | 0 | 0 | 0 | 0
IGCC-CCS | 0 | 0 | 0 | 0 | 0 | 0
WT_off | 0 | 0 | 599.06 | 599.06 | 599.06 | 599.06
PseudoUnit | 0 | 0 | 0 | 0 | 0 | 0
FixedInterchange | 0 | 0 | 0 | 0 | 0 | 0
Total Costs by Reporting Type: PJM_ROM
ReportingType | 2015 | 2020 | 2025 | 2030 | 2035 | 2040
BM | 14.7 | 19.49 | 19.49 | 19.49 | 19.49 | 19.49
CC | 915.77 | 1217.17 | 1230.11 | 1390.25 | 3261.44 | 8927.35
CSP | 0 | 0 | 0 | 0 | 0 | 0
CT | 1.51 | 1.54 | 1.72 | 1.74 | 0.57 | 0.24
Coal | 2184.09 | 2587.05 | 2809.45 | 2935.05 | 3059.08 | 3123.63
Geo | 0 | 0 | 0 | 0 | 0 | 0
H | 19.83 | 19.83 | 19.83 | 19.83 | 19.83 | 253
LFG | 47.04 | 132.66 | 132.66 | 131.08 | 128.72 | 75.37
Nuc | 1265.19 | 3409.93 | 3420.99 | 3433.18 | 3138.34 | 3369.75
PS | 35.92 | 35.92 | 35.92 | 35.92 | 35.92 | 35.92
PV | 0.06 | 532.96 | 838.22 | 910.92 | 943.65 | 465.8
PeakG | 30.83 | 47.87 | 44.78 | 45.13 | 64.77 | 51.68
PeakO | 45.95 | 58.57 | 46.94 | 46.94 | 46.94 | 46.94
ST | 0 | 0 | 0 | 0 | 0 | 0
STOG | 58.83 | 67.79 | 72.79 | 74.6 | 79.01 | 78.32
STWD | 17.52 | 39.07 | 38.55 | 38.55 | 38.55 | 38.55
WT | 152.07 | 152.07 | 333.51 | 1446.47 | 1672.02 | 1672.02
IGCC | 0 | 0 | 0 | 0 | 0 | 0
DemandResponse | 0 | 0 | 0 | 0 | 0 | 0
IGCC-CCS | 0 | 0 | 0 | 0 | 0 | 0
WT_off | 0 | 0 | 0 | 0 | 0 | 0
PseudoUnit | 0 | 0 | 0 | 0 | 0 | 0
FixedInterchange | 0 | 0 | 0 | 0 | 0 | 0
Total Costs by Reporting Type: PJM_ROR
ReportingType | 2015 | 2020 | 2025 | 2030 | 2035 | 2040
BM | 209.94 | 216.32 | 230.79 | 271.6 | 324.6 | 189.5
CC | 2986.42 | 3093.48 | 2883.48 | 3379.69 | 7889.37 | 7178.2
CSP | 0 | 0 | 0 | 0 | 0 | 0
CT | 2.92 | 2.94 | 2.98 | 3.01 | 0.65 | 1.18
Coal | 13977.32 | 13505.9 | 13809.31 | 14101.39 | 15075.42 | 15735.6
Geo | 0 | 0 | 0 | 0 | 0 | 0
H | 26.17 | 26.17 | 199.16 | 199.16 | 199.16 | 199.16
LFG | 76.9 | 76.9 | 238.08 | 232.42 | 226.35 | 226.35
Nuc | 4998.95 | 6104.41 | 6097.08 | 5906.22 | 4805.46 | 6110.32
PS | 73.14 | 73.14 | 73.14 | 73.14 | 73.14 | 73.14
PV | 0.35 | 0.35 | 0.35 | 0.35 | 0.35 | 0.35
PeakG | 389.69 | 559.98 | 423.63 | 564.48 | 551.4 | 592.61
PeakO | 48.69 | 65.15 | 52.22 | 52.22 | 52.22 | 52.22
ST | 0 | 0 | 0 | 0 | 0 | 0
STOG | 120.84 | 150.22 | 139.87 | 146.6 | 150.32 | 159.76
STWD | 9.19 | 55.73 | 83.22 | 96.08 | 113.43 | 113.43
WT | 2217.8 | 2217.8 | 2217.8 | 1474.37 | 366.33 | 606.22
IGCC | 0 | 0 | 0 | 0 | 0 | 0
DemandResponse | 0 | 0 | 0 | 0 | 0 | 0
IGCC-CCS | 0 | 0 | 0 | 0 | 0 | 0
WT_off | 0 | 0 | 0 | 0 | 0 | 0
PseudoUnit | 0 | 0 | 0 | 0 | 0 | 0
FixedInterchange | 0 | 0 | 0 | 0 | 0 | 0
Total Costs by Reporting Type: SOCO
ReportingType | 2015 | 2020 | 2025 | 2030 | 2035 | 2040
BM | 26.53 | 26.53 | 28.22 | 28.22 | 29.34 | 29.34
CC | 5490.62 | 5773.44 | 5706.04 | 7243.61 | 7641.84 | 7406.49
CSP | 0 | 0 | 0 | 0 | 0 | 0
CT | 0 | 0 | 0 | 0 | 0 | 0
Coal | 5116.8 | 5926.4 | 6291.71 | 6456.39 | 7826.8 | 11295.11
Geo | 0 | 0 | 0 | 0 | 0 | 0
H | 59.74 | 59.74 | 59.74 | 59.74 | 59.74 | 59.74
LFG | 4.47 | 4.47 | 37.19 | 37.19 | 37.19 | 37.19
Nuc | 1455.31 | 2843.98 | 2880.29 | 2892.35 | 2892.35 | 2662.87
PS | 39.76 | 39.76 | 39.76 | 39.76 | 39.76 | 39.76
PV | 0 | 0 | 0 | 0 | 0 | 0
PeakG | 204.64 | 339.29 | 332.24 | 416.94 | 393.82 | 407.93
PeakO | 0 | 0 | 0 | 0 | 0 | 0
ST | 0 | 0 | 0 | 0 | 0 | 0
STOG | 0 | 0 | 0 | 0 | 0 | 0
STWD | 0 | 0 | 0 | 0 | 0 | 0
WT | 0 | 0 | 0 | 0 | 0 | 0
IGCC | 0 | 0 | 0 | 0 | 0 | 0
DemandResponse | 0 | 0 | 0 | 0 | 0 | 0
IGCC-CCS | 0 | 0 | 0 | 0 | 0 | 0
WT_off | 0 | 0 | 0 | 0 | 0 | 0
PseudoUnit | 0 | 0 | 0 | 0 | 0 | 0
FixedInterchange | 0 | 0 | 0 | 0 | 0 | 0
Total Costs by Reporting Type: SPP_N
ReportingType | 2015 | 2020 | 2025 | 2030 | 2035 | 2040
BM | 0 | 0 | 0 | 0 | 0 | 0
CC | 276.69 | 688.56 | 701.19 | 655.65 | 563.82 | 481.62
CSP | 0 | 0 | 0 | 0 | 0 | 0
CT | 0 | 0 | 0 | 0 | 0 | 0
Coal | 2282.17 | 2637.24 | 2650.65 | 2619.08 | 2858.85 | 3652.61
Geo | 0 | 0 | 0 | 0 | 0 | 0
H | 0.3 | 0.3 | 0.3 | 0.3 | 0.3 | 0.3
LFG | 0.85 | 0.85 | 30.03 | 30.03 | 30.03 | 30.03
Nuc | 279.06 | 289.82 | 295.01 | 296.73 | 296.73 | 296.73
PS | 0 | 0 | 0 | 0 | 0 | 0
PV | 0 | 0 | 0 | 0 | 0 | 0
PeakG | 76.32 | 123.61 | 120.53 | 134.7 | 142.47 | 141.89
PeakO | 34.89 | 44.84 | 35.94 | 35.94 | 35.94 | 35.94
ST | 0 | 0 | 0 | 0 | 0 | 0
STOG | 90.94 | 113.95 | 118.43 | 124.47 | 129.54 | 133.22
STWD | 0 | 0 | 0 | 0 | 0 | 0
WT | 42.04 | 42.04 | 42.04 | 42.04 | 439.19 | 439.19
IGCC | 0 | 0 | 0 | 0 | 0 | 0
DemandResponse | 0 | 0 | 0 | 0 | 0 | 0
IGCC-CCS | 0 | 0 | 0 | 0 | 0 | 0
WT_off | 0 | 0 | 0 | 0 | 0 | 0
PseudoUnit | 0 | 0 | 0 | 0 | 0 | 0
FixedInterchange | 0 | 0 | 0 | 0 | 0 | 0
Total Costs by Reporting Type: SPP_S
ReportingType | 2015 | 2020 | 2025 | 2030 | 2035 | 2040
BM | 0 | 0 | 0 | 0 | 0 | 0
CC | 1811.57 | 2473.35 | 2521.42 | 2946.89 | 1897.07 | 1951.91
CSP | 0 | 0 | 0 | 0 | 0 | 0
CT | 37.83 | 66.12 | 71.69 | 67.99 | 28.49 | 4.77
Coal | 3496.43 | 4200.36 | 4566.54 | 4619.4 | 4850.1 | 5125.99
Geo | 0 | 0 | 0 | 0 | 0 | 0
H | 30.03 | 30.03 | 30.03 | 30.03 | 30.03 | 30.03
LFG | 2.29 | 2.29 | 6.37 | 31.48 | 31.48 | 31.48
Nuc | 0.01 | 0.01 | 0.01 | 0.01 | 0.01 | 0.01
PS | 10.59 | 10.59 | 10.59 | 10.59 | 10.59 | 10.59
PV | 0 | 0 | 0 | 0 | 0 | 0
PeakG | 60.2 | 88.45 | 70.18 | 80.05 | 82.77 | 82.77
PeakO | 3.36 | 4.54 | 3.63 | 3.63 | 3.64 | 3.66
ST | 0 | 0 | 0 | 0 | 0 | 0
STOG | 396.61 | 462.22 | 450.22 | 453.28 | 362.69 | 394.38
STWD | 2.69 | 3.37 | 2.75 | 2.75 | 2.75 | 2.75
WT | 183.43 | 791.95 | 840.17 | 1190.36 | 4110.82 | 3790.36
IGCC | 0 | 0 | 0 | 0 | 0 | 0
DemandResponse | 0 | 0 | 0 | 0 | 0 | 0
IGCC-CCS | 0 | 0 | 0 | 0 | 0 | 0
WT_off | 0 | 0 | 0 | 0 | 0 | 0
PseudoUnit | 0 | 0 | 0 | 0 | 0 | 0
FixedInterchange | 0 | 0 | 0 | 0 | 0 | 0
Total Costs by Reporting Type: TVA
ReportingType | 2015 | 2020 | 2025 | 2030 | 2035 | 2040
BM | 0 | 0 | 0 | 0 | 0 | 0
CC | 1070.26 | 853.56 | 831.71 | 1415.73 | 1566.02 | 1346.15
CSP | 0 | 0 | 0 | 0 | 0 | 0
CT | 0 | 125.15 | 127.14 | 234.36 | 235.86 | 141.28
Coal | 3564.88 | 3963.06 | 4134 | 4132.25 | 5471.57 | 7028.27
Geo | 0 | 0 | 0 | 0 | 0 | 0
H | 72.8 | 72.8 | 72.8 | 72.8 | 72.8 | 72.8
LFG | 1.57 | 1.57 | 33.99 | 33.99 | 33.99 | 33.99
Nuc | 2416.99 | 3873.2 | 3871.66 | 3886.36 | 3243.33 | 3498.31
PS | 41.38 | 41.38 | 41.38 | 41.38 | 41.38 | 41.38
PV | 0 | 0 | 0 | 0 | 0 | 0
PeakG | 99.24 | 153.37 | 143.7 | 144.24 | 144.95 | 145.47
PeakO | 1.87 | 2.54 | 1.92 | 2.49 | 2.49 | 2.49
ST | 0 | 0 | 0 | 0 | 0 | 0
STOG | 0 | 0 | 0 | 0 | 0 | 0
STWD | 0.16 | 0.2 | 0.17 | 0.21 | 0.31 | 0.32
WT | 0.99 | 0.99 | 0.99 | 0.99 | 0.99 | 0.99
IGCC | 0 | 0 | 0 | 0 | 0 | 0
DemandResponse | 0 | 0 | 0 | 0 | 0 | 0
IGCC-CCS | 0 | 0 | 0 | 0 | 0 | 0
WT_off | 0 | 0 | 0 | 0 | 0 | 0
PseudoUnit | 0 | 0 | 0 | 0 | 0 | 0
FixedInterchange | 0 | 0 | 0 | 0 | 0 | 0
Total Costs by Reporting Type: TVA_Transmission
ReportingType | 2015 | 2020 | 2025 | 2030 | 2035 | 2040
BM | 0 | 0 | 0 | 0 | 0 | 0
CC | 0 | 0 | 0 | 0 | 0 | 0
CSP | 0 | 0 | 0 | 0 | 0 | 0
CT | 0 | 0 | 0 | 0 | 0 | 0
Coal | 0 | 0 | 0 | 0 | 0 | 0
Geo | 0 | 0 | 0 | 0 | 0 | 0
H | 0 | 0 | 0 | 0 | 0 | 0
LFG | 0 | 0 | 0 | 0 | 0 | 0
Nuc | 0 | 0 | 0 | 0 | 0 | 0
PS | 0 | 0 | 0 | 0 | 0 | 0
PV | 0 | 0 | 0 | 0 | 0 | 0
PeakG | 0 | 0 | 0 | 0 | 0 | 0
PeakO | 0 | 0 | 0 | 0 | 0 | 0
ST | 0 | 0 | 0 | 0 | 0 | 0
STOG | 0 | 0 | 0 | 0 | 0 | 0
STWD | 0 | 0 | 0 | 0 | 0 | 0
WT | 0 | 0 | 0 | 0 | 0 | 0
IGCC | 0 | 0 | 0 | 0 | 0 | 0
DemandResponse | 0 | 0 | 0 | 0 | 0 | 0
IGCC-CCS | 0 | 0 | 0 | 0 | 0 | 0
WT_off | 0 | 0 | 0 | 0 | 0 | 0
PseudoUnit | 0 | 0 | 0 | 0 | 0 | 0
FixedInterchange | 0 | 0 | 0 | 0 | 0 | 0
Total Costs by Reporting Type: VACAR
ReportingType | 2015 | 2020 | 2025 | 2030 | 2035 | 2040
BM | 0.93 | 330.14 | 904.64 | 959.64 | 1120.83 | 1213.82
CC | 2207.62 | 2217.83 | 1660.95 | 1887.91 | 4403.93 | 6249.96
CSP | 0 | 0 | 0 | 0 | 0 | 0
CT | 70.01 | 70.36 | 72.4 | 98.81 | 133.6 | 143.83
Coal | 4718.9 | 4484.7 | 5515.22 | 5984.13 | 6774.1 | 7103.79
Geo | 0 | 0 | 0 | 0 | 0 | 0
H | 30.23 | 30.23 | 30.23 | 30.23 | 30.23 | 30.23
LFG | 7.71 | 40.25 | 40.25 | 40.25 | 40.18 | 20.68
Nuc | 2832.91 | 5790.68 | 7136.32 | 7162.52 | 6333.74 | 7484.06
PS | 62.1 | 62.1 | 62.1 | 62.1 | 62.1 | 62.1
PV | 0.24 | 45.44 | 48.82 | 49.93 | 53.83 | 13.23
PeakG | 151.51 | 224.26 | 173.92 | 222.48 | 234.61 | 236.81
PeakO | 36.13 | 46.34 | 37.33 | 38.01 | 38.01 | 38.01
ST | 0 | 0 | 0 | 0 | 0 | 0
STOG | 4.04 | 4.78 | 4.1 | 4.18 | 4.19 | 4.2
STWD | 173.41 | 175.67 | 110.31 | 110.31 | 146.94 | 173.58
WT | 0.22 | 838.93 | 838.93 | 838.93 | 838.73 | 98.34
IGCC | 0 | 0 | 0 | 0 | 0 | 0
DemandResponse | 0 | 0 | 0 | 0 | 0 | 0
IGCC-CCS | 0 | 0 | 0 | 0 | 0 | 0
WT_off | 0.59 | 0.59 | 0.59 | 0.59 | 0.05 | 0.05
PseudoUnit | 0 | 0 | 0 | 0 | 0 | 0
FixedInterchange | 0 | 0 | 0 | 0 | 0 | 0
Total Costs by Reporting Type: IESO
ReportingType | 2015 | 2020 | 2025 | 2030 | 2035 | 2040
BM | 177.6 | 177.6 | 177.6 | 177.6 | 177.87 | 177.87
CC | 295.55 | 305.18 | 327.21 | 367.74 | 675.95 | 1324.18
CSP | 0 | 0 | 0 | 0 | 0 | 0
CT | 44.26 | 44.26 | 44.26 | 44.52 | 3.87 | 165.57
Coal | 0 | 0 | 0 | 0 | 0 | 0
Geo | 0 | 0 | 0 | 0 | 0 | 0
H | 123.83 | 123.83 | 123.83 | 123.83 | 123.83 | 226.24
LFG | 19.32 | 19.32 | 19.32 | 19.32 | 14.43 | 14.43
Nuc | 3219.68 | 3238.43 | 3297.09 | 3316.57 | 3051.65 | 3135.52
PS | 2.92 | 2.92 | 2.92 | 2.92 | 2.92 | 2.92
PV | 558.01 | 558.01 | 558.01 | 558.01 | 0.44 | 0.44
PeakG | 11.67 | 13.67 | 13.67 | 14.01 | 14.02 | 14.98
PeakO | 0.66 | 0.66 | 0.78 | 0.86 | 0.86 | 0.86
ST | 0 | 0 | 0 | 0 | 0 | 0
STOG | 0 | 0 | 0 | 0 | 0 | 0
STWD | 0 | 0 | 0 | 0 | 0 | 0
WT | 763.41 | 763.41 | 763.41 | 763.41 | 43.84 | 43.84
IGCC | 0 | 0 | 0 | 0 | 0 | 0
DemandResponse | 0 | 0 | 0 | 0 | 0 | 0
IGCC-CCS | 0 | 0 | 0 | 0 | 0 | 0
WT_off | 0 | 0 | 0 | 0 | 0 | 0
PseudoUnit | 0 | 0 | 0 | 0 | 0 | 0
FixedInterchange | 0 | 0 | 0 | 0 | 0 | 0
Total Costs by Reporting Type: MAPP_CA
ReportingType | 2015 | 2020 | 2025 | 2030 | 2035 | 2040
BM | 0 | 0 | 0 | 0 | 0 | 0
CC | 157.11 | 196.93 | 165.99 | 116.12 | 101.19 | 74.49
CSP | 0 | 0 | 0 | 0 | 0 | 0
CT | 44.24 | 42.54 | 42.61 | 42.83 | 0 | 0
Coal | 93.47 | 96.78 | 146.8 | 0 | 0 | 0
Geo | 0 | 0 | 0 | 0 | 0 | 0
H | 92.24 | 291.9 | 443.12 | 910.24 | 1227.95 | 1436.32
LFG | 0 | 0 | 0 | 0 | 0 | 0
Nuc | 0.01 | 0.01 | 0.01 | 0.01 | 0.01 | 0.01
PS | 0 | 0 | 0 | 0 | 0 | 0
PV | 0 | 0 | 0 | 0 | 0 | 0
PeakG | 9.88 | 9.88 | 9.88 | 9.88 | 13.09 | 13.09
PeakO | 0.09 | 0.09 | 0.09 | 0.12 | 0.12 | 0.12
ST | 0 | 0 | 0 | 0 | 0 | 0
STOG | 5.54 | 5.54 | 5.54 | 0 | 0 | 0
STWD | 0 | 0 | 0 | 0 | 0 | 0
WT | 105.14 | 105.14 | 105.14 | 105.14 | 9.42 | 9.42
IGCC | 0 | 0 | 0 | 0 | 0 | 0
DemandResponse | 0 | 0 | 0 | 0 | 0 | 0
IGCC-CCS | 0 | 0 | 0 | 0 | 0 | 0
WT_off | 0 | 0 | 0 | 0 | 0 | 0
PseudoUnit | 0 | 0 | 0 | 0 | 0 | 0
FixedInterchange | 0 | 0 | 0 | 0 | 0 | 0
Total Costs by Reporting Type: AZ_NM_SNV_Coal
ReportingType | 2015 | 2020 | 2025 | 2030 | 2035 | 2040
BM | 0 | 0 | 0 | 0 | 0 | 0
CC | 0 | 0 | 0 | 0 | 0 | 0
CSP | 0 | 0 | 0 | 0 | 0 | 0
CT | 0 | 0 | 0 | 0 | 0 | 0
Coal | 2903.14 | 3028.63 | 3003.44 | 3150.54 | 4985.46 | 6561.74
Geo | 0 | 0 | 0 | 0 | 0 | 0
H | 0 | 0 | 0 | 0 | 0 | 0
LFG | 0 | 0 | 0 | 0 | 0 | 0
Nuc | 0 | 0 | 0 | 0 | 0 | 0
PS | 0 | 0 | 0 | 0 | 0 | 0
PV | 0 | 0 | 0 | 0 | 0 | 0
PeakG | 0 | 0 | 0 | 0 | 0 | 0
PeakO | 0 | 0 | 0 | 0 | 0 | 0
ST | 0 | 0 | 0 | 0 | 0 | 0
STOG | 0 | 0 | 0 | 0 | 0 | 0
STWD | 0 | 0 | 0 | 0 | 0 | 0
WT | 0 | 0 | 0 | 0 | 0 | 0
IGCC | 0 | 0 | 0 | 0 | 0 | 0
DemandResponse | 0 | 0 | 0 | 0 | 0 | 0
IGCC-CCS | 0 | 0 | 0 | 0 | 0 | 0
WT_off | 0 | 0 | 0 | 0 | 0 | 0
PseudoUnit | 0 | 0 | 0 | 0 | 0 | 0
FixedInterchange | 0 | 0 | 0 | 0 | 0 | 0
Total Costs by Reporting Type: AZ_NM_SNV_Gas
ReportingType | 2015 | 2020 | 2025 | 2030 | 2035 | 2040
BM | 0 | 0 | 0 | 0 | 0 | 0
CC | 4458.67 | 5327.89 | 5750.86 | 7302.46 | 7987.89 | 7406.1
CSP | 0 | 0 | 0 | 0 | 0 | 0
CT | 68.63 | 68.63 | 79.31 | 91.35 | 0 | 0
Coal | 0 | 0 | 0 | 0 | 0 | 0
Geo | 0 | 0 | 0 | 0 | 0 | 0
H | 0 | 0 | 0 | 0 | 0 | 0
LFG | 0 | 0 | 0 | 0 | 0 | 0
Nuc | 0 | 0 | 0 | 0 | 0 | 0
PS | 0 | 0 | 0 | 0 | 0 | 0
PV | 0 | 0 | 0 | 0 | 0 | 0
PeakG | 45.82 | 68.03 | 78.24 | 112.28 | 113.72 | 118.04
PeakO | 0 | 0 | 0 | 0 | 0 | 0
ST | 0 | 0 | 0 | 0 | 0 | 0
STOG | 0 | 0 | 0 | 0 | 0 | 0
STWD | 0 | 0 | 0 | 0 | 0 | 0
WT | 0 | 0 | 0 | 0 | 0 | 0
IGCC | 0 | 0 | 0 | 0 | 0 | 0
DemandResponse | 0 | 0 | 0 | 0 | 0 | 0
IGCC-CCS | 0 | 0 | 0 | 0 | 0 | 0
WT_off | 0 | 0 | 0 | 0 | 0 | 0
PseudoUnit | 0 | 0 | 0 | 0 | 0 | 0
FixedInterchange | 0 | 0 | 0 | 0 | 0 | 0
Total Costs by Reporting Type: AZ_NM_SNV_NucRenew
ReportingType | 2015 | 2020 | 2025 | 2030 | 2035 | 2040
BM | 0 | 0 | 0 | 0 | 0 | 0
CC | 0 | 0 | 0 | 0 | 0 | 0
CSP | 0 | 0 | 0 | 0 | 0 | 0
CT | 0 | 0 | 0 | 0 | 0 | 0
Coal | 0 | 0 | 0 | 0 | 0 | 0
Geo | 0 | 0 | 608.13 | 608.13 | 608.13 | 608.13
H | 44.6 | 44.6 | 44.6 | 44.6 | 44.6 | 44.6
LFG | 0.85 | 19.95 | 19.95 | 19.95 | 19.95 | 8.23
Nuc | 810.72 | 895.93 | 912.19 | 917.59 | 917.59 | 917.59
PS | 5.13 | 5.13 | 5.13 | 5.13 | 5.13 | 5.13
PV | 37.26 | 37.26 | 37.26 | 37.26 | 2.38 | 2.38
PeakG | 0 | 0 | 0 | 0 | 0 | 0
PeakO | 0 | 0 | 0 | 0 | 0 | 0
ST | 119.43 | 298.2 | 398.8 | 357.01 | 320.08 | 170.88
STOG | 0 | 0 | 0 | 0 | 0 | 0
STWD | 12.81 | 13.02 | 1.48 | 12.82 | 12.82 | 12.82
WT | 31.87 | 2253.92 | 2253.92 | 2308.09 | 2293.8 | 334.78
IGCC | 0 | 0 | 0 | 0 | 0 | 0
DemandResponse | 0 | 0 | 0 | 0 | 0 | 0
IGCC-CCS | 0 | 0 | 0 | 0 | 0 | 0
WT_off | 0 | 0 | 0 | 0 | 0 | 0
PseudoUnit | 0 | 0 | 0 | 0 | 0 | 0
FixedInterchange | 0 | 0 | 0 | 0 | 0 | 0
Total Costs by Reporting Type: ERCOT
ReportingType | 2015 | 2020 | 2025 | 2030 | 2035 | 2040
BM | 69.26 | 69.26 | 69.8 | 70.33 | 76.49 | 76.66
CC | 6671.47 | 8409.17 | 8724.71 | 10177.47 | 12302.48 | 14425.69
CSP | 0 | 0 | 0 | 0 | 0 | 0
CT | 22.65 | 23 | 24.49 | 23.28 | 2.37 | 2.44
Coal | 5565.52 | 6653.6 | 7039.42 | 6831.85 | 7577.69 | 8047.87
Geo | 0 | 0 | 0 | 0 | 0 | 0
H | 8.05 | 8.05 | 8.05 | 8.05 | 8.05 | 8.05
LFG | 9.06 | 9.06 | 9.06 | 115.9 | 115.9 | 115.9
Nuc | 1007.36 | 1174.9 | 1203.03 | 1210.21 | 1210.21 | 1210.21
PS | 0 | 0 | 0 | 0 | 0 | 0
PV | 5.14 | 5.14 | 5.14 | 5.14 | 0.01 | 0.01
PeakG | 80.63 | 119.86 | 122.11 | 122.63 | 120.84 | 121.19
PeakO | 1.29 | 1.86 | 1.53 | 1.53 | 1.53 | 1.53
ST | 0 | 0 | 0 | 0 | 0 | 0
STOG | 899.7 | 1112.59 | 1101.02 | 1108.27 | 1105.95 | 1118.21
STWD | 0 | 0 | 0 | 0 | 0 | 0
WT | 388.45 | 388.45 | 388.45 | 388.45 | 315.74 | 315.74
IGCC | 0 | 0 | 0 | 0 | 0 | 0
DemandResponse | 0 | 0 | 0 | 0 | 0 | 0
IGCC-CCS | 0 | 0 | 0 | 0 | 0 | 0
WT_off | 0 | 0 | 0 | 0 | 0 | 0
PseudoUnit | 0 | 0 | 0 | 0 | 0 | 0
FixedInterchange | 0 | 0 | 0 | 0 | 0 | 0
Total Costs by Reporting Type: NP15
ReportingType | 2015 | 2020 | 2025 | 2030 | 2035 | 2040
BM | 0 | 0 | 0 | 0 | 0 | 0
CC | 2071.04 | 1554.52 | 2442.59 | 2037.56 | 998.35 | 323.17
CSP | 0 | 0 | 0 | 0 | 0 | 0
CT | 19.34 | 69.14 | 327.2 | 627.82 | 609.91 | 563.84
Coal | 10.37 | 13.63 | 15.12 | 16.16 | 0 | 0
Geo | 100.91 | 234.71 | 380.08 | 380.08 | 380.08 | 292.6
H | 125.7 | 125.7 | 125.7 | 125.7 | 125.7 | 125.7
LFG | 10.26 | 204.81 | 204.81 | 204.81 | 204.81 | 79.02
Nuc | 495.59 | 560.5 | 540.7 | 543.89 | 3386.06 | 6450.42
PS | 53.58 | 53.58 | 53.58 | 53.58 | 53.58 | 53.58
PV | 3.68 | 3.68 | 3.68 | 3.68 | 0.78 | 0.78
PeakG | 56.04 | 82.34 | 58.1 | 74.01 | 78.49 | 78.49
PeakO | 10.26 | 13.08 | 10.48 | 10.49 | 10.49 | 10.49
ST | 14.46 | 14.46 | 14.46 | 14.46 | 1.86 | 1.86
STOG | 175.69 | 204.38 | 185.56 | 193.03 | 171.23 | 170.54
STWD | 265.97 | 269.53 | 14.77 | 116.07 | 130.3 | 124.8
WT | 66.31 | 944.73 | 944.73 | 944.73 | 918.66 | 130.27
IGCC | 0 | 0 | 0 | 0 | 0 | 0
DemandResponse | 0 | 0 | 0 | 0 | 0 | 0
IGCC-CCS | 0 | 0 | 0 | 0 | 0 | 0
WT_off | 0 | 0 | 0 | 0 | 0 | 0
PseudoUnit | 0 | 0 | 0 | 0 | 0 | 0
FixedInterchange | 0 | 0 | 0 | 0 | 0 | 0
Total Costs by Reporting Type: NWPP_Coal
ReportingType | 2015 | 2020 | 2025 | 2030 | 2035 | 2040
BM | 0 | 0 | 0 | 0 | 0 | 0
CC | 0 | 0 | 0 | 0 | 0 | 0
CSP | 0 | 0 | 0 | 0 | 0 | 0
CT | 0 | 0 | 0 | 0 | 0 | 0
Coal | 3416.97 | 3672.42 | 3738.9 | 3681.31 | 4260.96 | 4455.81
Geo | 0 | 0 | 0 | 0 | 0 | 0
H | 0 | 0 | 0 | 0 | 0 | 0
LFG | 0 | 0 | 0 | 0 | 0 | 0
Nuc | 0 | 0 | 0 | 0 | 0 | 0
PS | 0 | 0 | 0 | 0 | 0 | 0
PV | 0 | 0 | 0 | 0 | 0 | 0
PeakG | 0 | 0 | 0 | 0 | 0 | 0
PeakO | 0 | 0 | 0 | 0 | 0 | 0
ST | 0 | 0 | 0 | 0 | 0 | 0
STOG | 0 | 0 | 0 | 0 | 0 | 0
STWD | 0 | 0 | 0 | 0 | 0 | 0
WT | 0 | 0 | 0 | 0 | 0 | 0
IGCC | 0 | 0 | 0 | 0 | 0 | 0
DemandResponse | 0 | 0 | 0 | 0 | 0 | 0
IGCC-CCS | 0 | 0 | 0 | 0 | 0 | 0
WT_off | 0 | 0 | 0 | 0 | 0 | 0
PseudoUnit | 0 | 0 | 0 | 0 | 0 | 0
FixedInterchange | 0 | 0 | 0 | 0 | 0 | 0
Total Costs by Reporting Type: NWPP_Gas
ReportingType | 2015 | 2020 | 2025 | 2030 | 2035 | 2040
BM | 0 | 0 | 0 | 0 | 0 | 0
CC | 2068.41 | 2364.99 | 2546.28 | 4888.01 | 5439.47 | 5942.78
CSP | 0 | 0 | 0 | 0 | 0 | 0
CT | 14.02 | 14.02 | 14.02 | 14.02 | 0 | 0
Coal | 0 | 0 | 0 | 0 | 262.31 | 792.63
Geo | 0 | 0 | 0 | 0 | 0 | 0
H | 0 | 0 | 0 | 0 | 0 | 0
LFG | 0 | 0 | 0 | 0 | 0 | 0
Nuc | 0 | 0 | 0 | 0 | 0 | 0
PS | 0 | 0 | 0 | 0 | 0 | 0
PV | 0 | 0 | 0 | 0 | 0 | 0
PeakG | 0 | 0 | 0 | 0 | 0 | 0
PeakO | 0 | 0 | 0 | 0 | 0 | 0
ST | 0 | 0 | 0 | 0 | 0 | 0
STOG | 0 | 0 | 0 | 0 | 0 | 0
STWD | 0 | 0 | 0 | 0 | 0 | 0
WT | 0 | 0 | 0 | 0 | 0 | 0
IGCC | 0 | 0 | 0 | 0 | 0 | 0
DemandResponse | 0 | 0 | 0 | 0 | 0 | 0
IGCC-CCS | 0 | 0 | 0 | 0 | 0 | 0
WT_off | 0 | 0 | 0 | 0 | 0 | 0
PseudoUnit | 0 | 0 | 0 | 0 | 0 | 0
FixedInterchange | 0 | 0 | 0 | 0 | 0 | 0
Total Costs by Reporting Type: NWPP_NucRenew
ReportingType | 2015 | 2020 | 2025 | 2030 | 2035 | 2040
BM | 17.16 | 22 | 17.16 | 35.02 | 35.02 | 35.02
CC | 0 | 0 | 0 | 0 | 0 | 0
CSP | 0 | 0 | 0 | 0 | 0 | 0
CT | 0 | 0 | 0 | 0 | 0 | 0
Coal | 0 | 0 | 0 | 0 | 0 | 0
Geo | 67.62 | 67.62 | 249.83 | 249.83 | 224.95 | 224.95
H | 480.54 | 480.54 | 480.54 | 480.54 | 480.54 | 480.54
LFG | 20.56 | 20.56 | 96.02 | 96.02 | 91 | 91
Nuc | 256.71 | 258.17 | 262.7 | 264.21 | 264.21 | 312.58
PS | 6.12 | 6.12 | 6.12 | 6.12 | 6.12 | 6.12
PV | 0.04 | 0.04 | 0.04 | 0.04 | 0.04 | 0.04
PeakG | 0 | 0 | 0 | 0 | 0 | 0
PeakO | 0 | 0 | 0 | 0 | 0 | 0
ST | 0 | 0 | 0 | 0 | 0 | 0
STOG | 0 | 0 | 0 | 0 | 0 | 0
STWD | 0 | 0 | 0 | 0 | 0 | 0
WT | 467.97 | 467.97 | 467.97 | 467.97 | 229.12 | 229.12
IGCC | 0 | 0 | 0 | 0 | 0 | 0
DemandResponse | 0 | 0 | 0 | 0 | 0 | 0
IGCC-CCS | 0 | 0 | 0 | 0 | 0 | 0
WT_off | 0 | 0 | 0 | 0 | 0 | 0
PseudoUnit | 0 | 0 | 0 | 0 | 0 | 0
FixedInterchange | 0 | 0 | 0 | 0 | 0 | 0
Total Costs by Reporting Type: RMPA
ReportingType | 2015 | 2020 | 2025 | 2030 | 2035 | 2040
BM | 0 | 0 | 0 | 0 | 0 | 0
CC | 291.52 | 477.72 | 238.8 | 285.89 | 294.31 | 266.33
CSP | 0 | 0 | 0 | 0 | 0 | 0
CT | 16.21 | 16.21 | 16.21 | 16.21 | 0 | 0
Coal | 1838.51 | 1938.39 | 1886.9 | 1982.62 | 2734.91 | 3454.58
Geo | 0 | 150.32 | 1087.13 | 1087.13 | 1087.13 | 993.28
H | 13.99 | 13.99 | 13.99 | 13.99 | 13.99 | 13.99
LFG | 1.17 | 10.26 | 10.26 | 10.26 | 9.99 | 4.42
Nuc | 0.01 | 0.01 | 0.01 | 0.01 | 0.01 | 0.01
PS | 13.37 | 13.37 | 13.37 | 13.37 | 13.37 | 13.37
PV | 0.68 | 0.68 | 0.68 | 0.68 | 0.31 | 0.31
PeakG | 49.28 | 75.2 | 50.75 | 65.59 | 73.74 | 74.72
PeakO | 0 | 0 | 0 | 0 | 0 | 0
ST | 1.26 | 148.49 | 160.46 | 170.24 | 169.17 | 45.95
STOG | 0 | 0 | 0 | 0 | 0 | 0
STWD | 0 | 0 | 0 | 0 | 0 | 0
WT | 240.35 | 289.29 | 289.29 | 289.29 | 116.63 | 73.35
IGCC | 0 | 0 | 0 | 0 | 0 | 0
DemandResponse | 0 | 0 | 0 | 0 | 0 | 0
IGCC-CCS | 0 | 0 | 0 | 0 | 0 | 0
WT_off | 0 | 0 | 0 | 0 | 0 | 0
PseudoUnit | 0 | 0 | 0 | 0 | 0 | 0
FixedInterchange | 0 | 0 | 0 | 0 | 0 | 0
Total Costs by Reporting Type: SP15
ReportingType | 2015 | 2020 | 2025 | 2030 | 2035 | 2040
BM | 6.8 | 6.8 | 3.67 | 6.8 | 5.53 | 6.29
CC | 1477.32 | 1426.92 | 1672.73 | 1658.11 | 1521.62 | 1054.55
CSP | 0 | 0 | 0 | 0 | 0 | 0
CT | 0 | 0 | 0 | 0 | 0 | 0
Coal | 35.83 | 43.99 | 48.96 | 49.9 | 34.07 | 0
Geo | 104.52 | 713.94 | 713.94 | 699.68 | 699.68 | 328.75
H | 16.57 | 16.57 | 16.57 | 16.57 | 16.57 | 16.57
LFG | 29.05 | 219.63 | 219.63 | 219.4 | 217.54 | 94.59
Nuc | 508.22 | 539.82 | 519.92 | 522.86 | 522.86 | 2434.46
PS | 34.19 | 34.19 | 34.19 | 34.19 | 34.19 | 34.19
PV | 3.49 | 3.49 | 3.49 | 3.49 | 1.81 | 1.81
PeakG | 76.73 | 111.44 | 93.22 | 103.59 | 103.59 | 103.59
PeakO | 1.47 | 1.91 | 1.53 | 1.53 | 1.53 | 1.53
ST | 220.08 | 220.08 | 220.08 | 220.08 | 28.69 | 28.69
STOG | 462.27 | 557.85 | 471.14 | 489.07 | 513.72 | 514.45
STWD | 68.43 | 69.39 | 5.63 | 54.08 | 43.61 | 48.05
WT | 264.36 | 264.36 | 264.36 | 264.36 | 71.1 | 71.1
IGCC | 0 | 0 | 0 | 0 | 0 | 0
DemandResponse | 0 | 0 | 0 | 0 | 0 | 0
IGCC-CCS | 0 | 0 | 0 | 0 | 0 | 0
WT_off | 0 | 0 | 0 | 0 | 0 | 0
PseudoUnit | 0 | 0 | 0 | 0 | 0 | 0
FixedInterchange | 0 | 0 | 0 | 0 | 0 | 0
Total Costs by Reporting Type: ALB
ReportingType | 2015 | 2020 | 2025 | 2030 | 2035 | 2040
BM | 0 | 0 | 0 | 0 | 0 | 0
CC | 829.57 | 1253.73 | 1683.39 | 2208.35 | 2892.29 | 3012.36
CSP | 0 | 0 | 0 | 0 | 0 | 0
CT | 18.05 | 18.05 | 18.05 | 18.05 | 1.35 | 1.35
Coal | 995.25 | 953.71 | 967.34 | 1088.86 | 1175.16 | 1251.85
Geo | 0 | 0 | 0 | 0 | 0 | 0
H | 12.99 | 12.99 | 12.99 | 12.99 | 12.99 | 12.99
LFG | 1.21 | 1.21 | 1.21 | 1.21 | 1.21 | 1.21
Nuc | 0.01 | 0.01 | 0.01 | 0.01 | 0.01 | 677.8
PS | 0 | 0 | 0 | 0 | 0 | 0
PV | 0 | 0 | 0 | 0 | 0 | 0
PeakG | 25.01 | 25.01 | 25.01 | 25.01 | 35.23 | 35.23
PeakO | 0 | 0 | 0 | 0 | 0 | 0
ST | 0 | 0 | 0 | 0 | 0 | 0
STOG | 0 | 0 | 0 | 0 | 0 | 0
STWD | 0 | 0 | 0 | 0 | 0 | 0
WT | 25.5 | 25.5 | 25.5 | 25.5 | 22.96 | 22.96
IGCC | 0 | 0 | 0 | 0 | 0 | 0
DemandResponse | 0 | 0 | 0 | 0 | 0 | 0
IGCC-CCS | 0 | 0 | 0 | 0 | 0 | 0
WT_off | 0 | 0 | 0 | 0 | 0 | 0
PseudoUnit | 0 | 0 | 0 | 0 | 0 | 0
FixedInterchange | 0 | 0 | 0 | 0 | 0 | 0
Total Costs by Reporting Type: BC
ReportingType | 2015 | 2020 | 2025 | 2030 | 2035 | 2040
BM | 0 | 0 | 0 | 0 | 0 | 0
CC | 519.51 | 783.36 | 1141.62 | 1484.15 | 2038.45 | 2094.12
CSP | 0 | 0 | 0 | 0 | 0 | 0
CT | 0 | 0 | 0 | 0 | 0 | 59.95
Coal | 0 | 0 | 0 | 0 | 0 | 0
Geo | 0 | 0 | 0 | 0 | 0 | 0
H | 173.22 | 173.22 | 173.22 | 173.22 | 173.22 | 173.22
LFG | 2.9 | 2.9 | 2.9 | 2.9 | 2.9 | 2.9
Nuc | 0.01 | 0.01 | 0.01 | 0.01 | 0.01 | 86.12
PS | 0 | 0 | 0 | 0 | 0 | 0
PV | 0 | 0 | 0 | 0 | 0 | 0
PeakG | 2.66 | 2.77 | 3.3 | 3.3 | 3.3 | 3.3
PeakO | 1.16 | 1.29 | 1.29 | 1.29 | 1.29 | 1.29
ST | 0 | 0 | 0 | 0 | 0 | 0
STOG | 0 | 0 | 0 | 0 | 0 | 0
STWD | 16.34 | 16.34 | 16.34 | 16.34 | 16.34 | 85.82
WT | 48.22 | 48.22 | 48.22 | 48.22 | 7.54 | 7.54
IGCC | 0 | 0 | 0 | 0 | 0 | 0
DemandResponse | 0 | 0 | 0 | 0 | 0 | 0
IGCC-CCS | 0 | 0 | 0 | 0 | 0 | 0
WT_off | 0 | 0 | 0 | 0 | 0 | 0
PseudoUnit | 0 | 0 | 0 | 0 | 0 | 0
FixedInterchange | 0 | 0 | 0 | 0 | 0 | 0
Total Costs by Reporting Type: HQ_IESO
ReportingType | 2015 | 2020 | 2025 | 2030 | 2035 | 2040
BM | 0 | 0 | 0 | 0 | 0 | 0
CC | 0 | 0 | 0 | 0 | 0 | 0
CSP | 0 | 0 | 0 | 0 | 0 | 0
CT | 0 | 0 | 0 | 0 | 0 | 0
Coal | 0 | 0 | 0 | 0 | 0 | 0
Geo | 0 | 0 | 0 | 0 | 0 | 0
H | 0 | 0 | 0 | 0 | 0 | 0
LFG | 0 | 0 | 0 | 0 | 0 | 0
Nuc | 0.01 | 0.01 | 0.01 | 0.01 | 0.01 | 0.01
PS | 0 | 0 | 0 | 0 | 0 | 0
PV | 0 | 0 | 0 | 0 | 0 | 0
PeakG | 0 | 0 | 0 | 0 | 0 | 0
PeakO | 0 | 0 | 0 | 0 | 0 | 0
ST | 0 | 0 | 0 | 0 | 0 | 0
STOG | 0 | 0 | 0 | 0 | 0 | 0
STWD | 0 | 0 | 0 | 0 | 0 | 0
WT | 0 | 0 | 0 | 0 | 0 | 0
IGCC | 0 | 0 | 0 | 0 | 0 | 0
DemandResponse | 0 | 0 | 0 | 0 | 0 | 0
IGCC-CCS | 0 | 0 | 0 | 0 | 0 | 0
WT_off | 0 | 0 | 0 | 0 | 0 | 0
PseudoUnit | 0 | 0 | 0 | 0 | 0 | 0
FixedInterchange | 0 | 0 | 0 | 0 | 0 | 0
Total Costs by Reporting Type: HQ_NEISO
ReportingType | 2015 | 2020 | 2025 | 2030 | 2035 | 2040
BM | 0 | 0 | 0 | 0 | 0 | 0
CC | 0 | 0 | 0 | 0 | 0 | 0
CSP | 0 | 0 | 0 | 0 | 0 | 0
CT | 0 | 0 | 0 | 0 | 0 | 0
Coal | 0 | 0 | 0 | 0 | 0 | 0
Geo | 0 | 0 | 0 | 0 | 0 | 0
H | 0 | 0 | 0 | 0 | 0 | 0
LFG | 0 | 0 | 0 | 0 | 0 | 0
Nuc | 0.01 | 0.01 | 0.01 | 0.01 | 0.01 | 0.01
PS | 0 | 0 | 0 | 0 | 0 | 0
PV | 0 | 0 | 0 | 0 | 0 | 0
PeakG | 0 | 0 | 0 | 0 | 0 | 0
PeakO | 0 | 0 | 0 | 0 | 0 | 0
ST | 0 | 0 | 0 | 0 | 0 | 0
STOG | 0 | 0 | 0 | 0 | 0 | 0
STWD | 0 | 0 | 0 | 0 | 0 | 0
WT | 0 | 0 | 0 | 0 | 0 | 0
IGCC | 0 | 0 | 0 | 0 | 0 | 0
DemandResponse | 0 | 0 | 0 | 0 | 0 | 0
IGCC-CCS | 0 | 0 | 0 | 0 | 0 | 0
WT_off | 0 | 0 | 0 | 0 | 0 | 0
PseudoUnit | 0 | 0 | 0 | 0 | 0 | 0
FixedInterchange | 0 | 0 | 0 | 0 | 0 | 0
Total Costs by Reporting Type: HQ_NY
ReportingType | 2015 | 2020 | 2025 | 2030 | 2035 | 2040
BM | 0 | 0 | 0 | 0 | 0 | 0
CC | 0 | 0 | 0 | 0 | 0 | 0
CSP | 0 | 0 | 0 | 0 | 0 | 0
CT | 0 | 0 | 0 | 0 | 0 | 0
Coal | 0 | 0 | 0 | 0 | 0 | 0
Geo | 0 | 0 | 0 | 0 | 0 | 0
H | 0 | 0 | 0 | 0 | 0 | 0
LFG | 0 | 0 | 0 | 0 | 0 | 0
Nuc | 0.01 | 0.01 | 0.01 | 0.01 | 0.01 | 0.01
PS | 0 | 0 | 0 | 0 | 0 | 0
PV | 0 | 0 | 0 | 0 | 0 | 0
PeakG | 0 | 0 | 0 | 0 | 0 | 0
PeakO | 0 | 0 | 0 | 0 | 0 | 0
ST | 0 | 0 | 0 | 0 | 0 | 0
STOG | 0 | 0 | 0 | 0 | 0 | 0
STWD | 0 | 0 | 0 | 0 | 0 | 0
WT | 0 | 0 | 0 | 0 | 0 | 0
IGCC | 0 | 0 | 0 | 0 | 0 | 0
DemandResponse | 0 | 0 | 0 | 0 | 0 | 0
IGCC-CCS | 0 | 0 | 0 | 0 | 0 | 0
WT_off | 0 | 0 | 0 | 0 | 0 | 0
PseudoUnit | 0 | 0 | 0 | 0 | 0 | 0
FixedInterchange | 0 | 0 | 0 | 0 | 0 | 0
Total Costs by Reporting Type: MARITIMES
ReportingType | 2015 | 2020 | 2025 | 2030 | 2035 | 2040
BM | 0 | 0 | 0 | 0 | 0 | 0
CC | 0 | 0 | 0 | 0 | 0 | 0
CSP | 0 | 0 | 0 | 0 | 0 | 0
CT | 0 | 0 | 0 | 0 | 0 | 0
Coal | 0 | 0 | 0 | 0 | 0 | 0
Geo | 0 | 0 | 0 | 0 | 0 | 0
H | 0 | 0 | 0 | 0 | 0 | 0
LFG | 0 | 0 | 0 | 0 | 0 | 0
Nuc | 0.01 | 0.01 | 0.01 | 0.01 | 0.01 | 0.01
PS | 0 | 0 | 0 | 0 | 0 | 0
PV | 0 | 0 | 0 | 0 | 0 | 0
PeakG | 0 | 0 | 0 | 0 | 0 | 0
PeakO | 0 | 0 | 0 | 0 | 0 | 0
ST | 0 | 0 | 0 | 0 | 0 | 0
STOG | 0 | 0 | 0 | 0 | 0 | 0
STWD | 0 | 0 | 0 | 0 | 0 | 0
WT | 0 | 0 | 0 | 0 | 0 | 0
IGCC | 0 | 0 | 0 | 0 | 0 | 0
DemandResponse | 0 | 0 | 0 | 0 | 0 | 0
IGCC-CCS | 0 | 0 | 0 | 0 | 0 | 0
WT_off | 0 | 0 | 0 | 0 | 0 | 0
PseudoUnit | 0 | 0 | 0 | 0 | 0 | 0
FixedInterchange | 0 | 0 | 0 | 0 | 0 | 0
Total Costs by Reporting Type: All
ReportingType | 2015 | 2020 | 2025 | 2030 | 2035 | 2040
BM | 828.2 | 1181.4 | 1665.05 | 1782.4 | 2010.37 | 1966.77
CC | 51593.9 | 59618.4 | 62158.26 | 75312.44 | 96924.84 | 107017.98
CSP | 0 | 0 | 0 | 0 | 0 | 0
CT | 685.89 | 1119.05 | 1486.06 | 2432.8 | 2175.01 | 2422.17
Coal | 74564.85 | 81162.55 | 84797.2 | 86207.34 | 99669.39 | 116527.25
Geo | 277 | 1170.54 | 3043.06 | 3028.8 | 3003.92 | 2451.67
H | 1511 | 1711.03 | 2035.24 | 2502.35 | 2821.1 | 3365.05
LFG | 541.97 | 1199.68 | 1893.5 | 2112.81 | 2080.29 | 1660.23
Nuc | 28754.07 | 40470.7 | 43530.02 | 43869.6 | 40477.7 | 50334.81
PS | 517.25 | 517.25 | 517.25 | 517.25 | 517.25 | 517.25
PV | 639.15 | 1453.5 | 1825.36 | 1902.29 | 1313.92 | 575.24
PeakG | 2237.88 | 3291.56 | 2804.81 | 3390.07 | 3484.22 | 3502.09
PeakO | 540.29 | 708.18 | 573.76 | 576.5 | 576.51 | 576.53
ST | 355.23 | 681.23 | 793.8 | 761.78 | 519.8 | 247.37
STOG | 3481.02 | 4190.64 | 3993.61 | 4124.66 | 4074.1 | 4145.63
STWD | 949.71 | 868.86 | 369.02 | 639.05 | 737.21 | 857.9
WT | 8135.21 | 14257.32 | 15872.14 | 16949.82 | 15780.88 | 11004.61
IGCC | 366.74 | 367.39 | 368.46 | 374.22 | 376.9 | 382.15
DemandResponse | 0 | 0 | 0 | 0 | 0 | 0
IGCC-CCS | 0 | 0 | 0 | 0 | 0 | 0
WT_off | 308.81 | 308.81 | 907.86 | 907.86 | 599.11 | 599.11
PseudoUnit | 0 | 0 | 0 | 0 | 0 | 0
FixedInterchange | 0 | 0 | 0 | 0 | 0 | 0
Total Costs by Reporting Type: EI_US
ReportingType | 2015 | 2020 | 2025 | 2030 | 2035 | 2040
BM | 557.38 | 905.74 | 1396.81 | 1492.64 | 1715.47 | 1670.94
CC | 32753.73 | 37518 | 37464.1 | 44786.59 | 62672.85 | 71094.2
CSP | 0 | 0 | 0 | 0 | 0 | 0
CT | 438.48 | 823.19 | 919.9 | 1554.71 | 1557.52 | 1629.02
Coal | 59705.8 | 64761.41 | 67950.33 | 69406.1 | 78638.84 | 91962.77
Geo | 3.95 | 3.95 | 3.95 | 3.95 | 3.95 | 3.95
H | 419.29 | 419.65 | 592.64 | 592.64 | 593.67 | 826.84
LFG | 447.6 | 691.99 | 1310.34 | 1423.04 | 1402.56 | 1248.54
Nuc | 22455.74 | 33802.9 | 36794.34 | 37094.23 | 31125.07 | 35110.1
PS | 401.94 | 401.94 | 401.94 | 401.94 | 401.94 | 401.94
PV | 30.85 | 845.2 | 1217.06 | 1293.99 | 1308.15 | 569.46
PeakG | 1880.16 | 2783.36 | 2350.52 | 2859.78 | 2928.19 | 2939.46
PeakO | 525.35 | 689.28 | 558.07 | 560.68 | 560.69 | 560.71
ST | 0 | 0 | 0 | 0 | 0 | 0
STOG | 1937.82 | 2310.29 | 2230.36 | 2334.29 | 2283.19 | 2342.44
STWD | 586.16 | 500.58 | 330.8 | 439.73 | 534.13 | 586.41
WT | 5733.61 | 8706.31 | 10321.14 | 11344.65 | 11752.06 | 9766.5
IGCC | 366.74 | 367.39 | 368.46 | 374.22 | 376.9 | 382.15
DemandResponse | 0 | 0 | 0 | 0 | 0 | 0
IGCC-CCS | 0 | 0 | 0 | 0 | 0 | 0
WT_off | 308.81 | 308.81 | 907.86 | 907.86 | 599.11 | 599.11
PseudoUnit | 0 | 0 | 0 | 0 | 0 | 0
FixedInterchange | 0 | 0 | 0 | 0 | 0 | 0
Total Costs by Reporting Type: EI_Canada
ReportingType | 2015 | 2020 | 2025 | 2030 | 2035 | 2040
BM | 177.6 | 177.6 | 177.6 | 177.6 | 177.87 | 177.87
CC | 452.66 | 502.11 | 493.2 | 483.85 | 777.14 | 1398.67
CSP | 0 | 0 | 0 | 0 | 0 | 0
CT | 88.5 | 86.8 | 86.87 | 87.35 | 3.87 | 165.57
Coal | 93.47 | 96.78 | 146.8 | 0 | 0 | 0
Geo | 0 | 0 | 0 | 0 | 0 | 0
H | 216.06 | 415.73 | 566.95 | 1034.06 | 1351.78 | 1662.56
LFG | 19.32 | 19.32 | 19.32 | 19.32 | 14.43 | 14.43
Nuc | 3219.7 | 3238.46 | 3297.11 | 3316.59 | 3051.67 | 3135.54
PS | 2.92 | 2.92 | 2.92 | 2.92 | 2.92 | 2.92
PV | 558.01 | 558.01 | 558.01 | 558.01 | 0.44 | 0.44
PeakG | 21.55 | 23.55 | 23.55 | 23.89 | 27.11 | 28.07
PeakO | 0.75 | 0.75 | 0.87 | 0.98 | 0.98 | 0.98
ST | 0 | 0 | 0 | 0 | 0 | 0
STOG | 5.54 | 5.54 | 5.54 | 0 | 0 | 0
STWD | 0 | 0 | 0 | 0 | 0 | 0
WT | 868.55 | 868.55 | 868.55 | 868.55 | 53.26 | 53.26
IGCC | 0 | 0 | 0 | 0 | 0 | 0
DemandResponse | 0 | 0 | 0 | 0 | 0 | 0
IGCC-CCS | 0 | 0 | 0 | 0 | 0 | 0
WT_off | 0 | 0 | 0 | 0 | 0 | 0
PseudoUnit | 0 | 0 | 0 | 0 | 0 | 0
FixedInterchange | 0 | 0 | 0 | 0 | 0 | 0
Total Costs by Reporting Type: EI
ReportingType | 2015 | 2020 | 2025 | 2030 | 2035 | 2040
BM | 734.98 | 1083.34 | 1574.41 | 1670.24 | 1893.34 | 1848.81
CC | 33206.39 | 38020.11 | 37957.3 | 45270.44 | 63449.99 | 72492.87
CSP | 0 | 0 | 0 | 0 | 0 | 0
CT | 526.98 | 909.98 | 1006.76 | 1642.06 | 1561.39 | 1794.58
Coal | 59799.26 | 64858.19 | 68097.13 | 69406.1 | 78638.84 | 91962.77
Geo | 3.95 | 3.95 | 3.95 | 3.95 | 3.95 | 3.95
H | 635.35 | 835.38 | 1159.59 | 1626.7 | 1945.45 | 2489.4
LFG | 466.92 | 711.31 | 1329.66 | 1442.36 | 1417 | 1262.97
Nuc | 25675.44 | 37041.35 | 40091.45 | 40410.82 | 34176.74 | 38245.64
PS | 404.86 | 404.86 | 404.86 | 404.86 | 404.86 | 404.86
PV | 588.85 | 1403.21 | 1775.06 | 1852 | 1308.59 | 569.9
PeakG | 1901.71 | 2806.91 | 2374.07 | 2883.66 | 2955.3 | 2967.53
PeakO | 526.1 | 690.03 | 558.93 | 561.66 | 561.67 | 561.69
ST | 0 | 0 | 0 | 0 | 0 | 0
STOG | 1943.36 | 2315.82 | 2235.9 | 2334.29 | 2283.19 | 2342.44
STWD | 586.16 | 500.58 | 330.8 | 439.73 | 534.13 | 586.41
WT | 6602.17 | 9574.86 | 11189.69 | 12213.2 | 11805.32 | 9819.76
IGCC | 366.74 | 367.39 | 368.46 | 374.22 | 376.9 | 382.15
DemandResponse | 0 | 0 | 0 | 0 | 0 | 0
IGCC-CCS | 0 | 0 | 0 | 0 | 0 | 0
WT_off | 308.81 | 308.81 | 907.86 | 907.86 | 599.11 | 599.11
PseudoUnit | 0 | 0 | 0 | 0 | 0 | 0
FixedInterchange | 0 | 0 | 0 | 0 | 0 | 0
Total Costs by Reporting Type: Outside_EI
ReportingType | 2015 | 2020 | 2025 | 2030 | 2035 | 2040
BM | 93.22 | 98.06 | 90.64 | 112.15 | 117.03 | 117.96
CC | 18387.51 | 21598.29 | 24200.97 | 30042 | 33474.85 | 34525.11
CSP | 0 | 0 | 0 | 0 | 0 | 0
CT | 158.91 | 209.06 | 479.3 | 790.74 | 613.63 | 627.58
Coal | 14765.59 | 16304.36 | 16700.07 | 16801.24 | 21030.55 | 24564.48
Geo | 273.05 | 1166.59 | 3039.11 | 3024.85 | 2999.97 | 2447.71
H | 875.65 | 875.65 | 875.65 | 875.65 | 875.65 | 875.65
LFG | 75.05 | 488.37 | 563.84 | 670.45 | 663.29 | 397.26
Nuc | 3078.63 | 3429.35 | 3438.57 | 3458.79 | 6300.96 | 12089.18
PS | 112.39 | 112.39 | 112.39 | 112.39 | 112.39 | 112.39
PV | 50.3 | 50.3 | 50.3 | 50.3 | 5.33 | 5.33
PeakG | 336.17 | 484.65 | 430.74 | 506.4 | 528.92 | 534.56
PeakO | 14.18 | 18.14 | 14.83 | 14.84 | 14.84 | 14.84
ST | 355.23 | 681.23 | 793.8 | 761.78 | 519.8 | 247.37
STOG | 1537.66 | 1874.81 | 1757.72 | 1790.37 | 1790.9 | 1803.19
STWD | 363.55 | 368.27 | 38.22 | 199.32 | 203.08 | 271.49
WT | 1533.05 | 4682.45 | 4682.45 | 4736.62 | 3975.55 | 1184.85
IGCC | 0 | 0 | 0 | 0 | 0 | 0
DemandResponse | 0 | 0 | 0 | 0 | 0 | 0
IGCC-CCS | 0 | 0 | 0 | 0 | 0 | 0
WT_off | 0 | 0 | 0 | 0 | 0 | 0
PseudoUnit | 0 | 0 | 0 | 0 | 0 | 0
FixedInterchange | 0 | 0 | 0 | 0 | 0 | 0
#15 A | RPS Generation Compliance Payments ($)
RPS Program | 2015 | 2020 | 2025 | 2030 | 2035 | 2040
NEISO | 0 | 0 | 0 | 0 | 0 | 0
CA | 1660.79 | 337.02 | 0 | 0 | 0 | 0
NWPP | 0 | 0 | 0 | 0 | 0 | 0
PJM | 0 | 593.93 | 632.33 | 275.35 | 232.95 | 247.9
US | 0 | 0 | 0 | 0 | 0 | 0
PJM_Solar | 377.13 | 0 | 0 | 0 | 0 | 0
MA_Solar | 157.34 | 0 | 0 | 0 | 0 | 0
NH_Solar | 10.6 | 0 | 0 | 0 | 0 | 0
MRETS_Solar | 0 | 0 | 0 | 0 | 0 | 0
AZNMSNV | 216.92 | 306.82 | 0 | 0 | 0 | 0
AZNMSNV_Solar | 58.57 | 0 | 0 | 0 | 0 | 0
MRETS | 0 | 0 | 0 | 0 | 0 | 0
MI | 75.53 | 18.8 | 0 | 0 | 0 | 0
Ohio | 0 | 0 | 0 | 0 | 0 | 0
Ohio_Solar | 57.03 | 0 | 0 | 0 | 0 | 0
MOKSOKNE | 203.23 | 0 | 0 | 0 | 0 | 0
MO_Solar | 29.44 | 0 | 0 | 0 | 0 | 0
NC | 749.8 | 0 | 0 | 0 | 0 | 0
NC_Solar | 25.48 | 0 | 0 | 0 | 0 | 0
CO | 28.65 | 0 | 0 | 0 | 0 | 0
CO_Solar | 187.9 | 0 | 0 | 0 | 0 | 0
NY | 10.82 | 5.62 | 0 | 0 | 0 | 8.6
TX | 0 | 0 | 0 | 0 | 0 | 0
#15 B | RPS Capacity Compliance Payments ($)
RPS Program | 2015 | 2020 | 2025 | 2030 | 2035 | 2040
NEISO | 0 | 0 | 0 | 0 | 0 | 0
CA | 0 | 0 | 0 | 0 | 0 | 0
NWPP | 0 | 0 | 0 | 0 | 0 | 0
PJM | 0 | 0 | 0 | 0 | 0 | 0
US | 0 | 0 | 0 | 0 | 0 | 0
PJM_Solar | 0 | 0 | 0 | 0 | 0 | 0
MA_Solar | 0 | 0 | 0 | 0 | 0 | 0
NH_Solar | 0 | 0 | 0 | 0 | 0 | 0
MRETS_Solar | 0 | 0 | 0 | 0 | 0 | 0
AZNMSNV | 0 | 0 | 0 | 0 | 0 | 0
AZNMSNV_Solar | 0 | 0 | 0 | 0 | 0 | 0
MRETS | 0 | 0 | 0 | 0 | 0 | 0
MI | 0 | 0 | 0 | 0 | 0 | 0
Ohio | 0 | 0 | 0 | 0 | 0 | 0
Ohio_Solar | 0 | 0 | 0 | 0 | 0 | 0
MOKSOKNE | 0 | 0 | 0 | 0 | 0 | 0
MO_Solar | 0 | 0 | 0 | 0 | 0 | 0
NC | 0 | 0 | 0 | 0 | 0 | 0
NC_Solar | 0 | 0 | 0 | 0 | 0 | 0
CO | 0 | 0 | 0 | 0 | 0 | 0
CO_Solar | 0 | 0 | 0 | 0 | 0 | 0
NY | 0 | 0 | 0 | 0 | 0 | 0
TX | 0 | 0 | 0 | 0 | 0 | 0
#16a | Transmission Costs ($million) [excludes shadow cost]
Transmission Costs: Entergy
Cost | 2015 | 2020 | 2025 | 2030 | 2035 | 2040
a. Wheel Share | 2.48 | 1.6 | 9.07 | 7.35 | 24.3 | 35.86
b. Friction Share | 4.13 | 2.65 | 7.49 | 5.56 | 23.63 | 32.68
Transmission Costs: FRCC
Cost | 2015 | 2020 | 2025 | 2030 | 2035 | 2040
a. Wheel Share | 8.54 | 5.17 | 5.24 | 3.24 | 1.62 | 15.66
b. Friction Share | 8.54 | 5.17 | 5.24 | 3.24 | 1.62 | 15.66
Transmission Costs: MAPP_US
Cost | 2015 | 2020 | 2025 | 2030 | 2035 | 2040
a. Wheel Share | 14.99 | 13.39 | 12.7 | 10.75 | 13.67 | 11.4
b. Friction Share | 10.74 | 9.59 | 9.19 | 7.62 | 9.97 | 8.29
Transmission Costs: MISO_IN
Cost | 2015 | 2020 | 2025 | 2030 | 2035 | 2040
a. Wheel Share | 1.54 | 2.18 | 2.91 | 1.6 | 1.84 | 1.63
b. Friction Share | 2.47 | 1.39 | 1.92 | 1.15 | 2.49 | 2.36
Transmission Costs: MISO_MI
Cost | 2015 | 2020 | 2025 | 2030 | 2035 | 2040
a. Wheel Share | 8.95 | 10.76 | 7.09 | 6.3 | 4.96 | 3.47
b. Friction Share | 24.79 | 27.79 | 18.81 | 16.06 | 13.68 | 10.62
Transmission Costs: MISO_MO-IL
Cost | 2015 | 2020 | 2025 | 2030 | 2035 | 2040
a. Wheel Share | 1.33 | 1.44 | 8 | 7.27 | 14.63 | 25.22
b. Friction Share | 5.96 | 1.28 | 5.55 | 4.93 | 11.33 | 18.37
Transmission Costs: MISO_W
Cost | 2015 | 2020 | 2025 | 2030 | 2035 | 2040
a. Wheel Share | 2.78 | 2.82 | 4.34 | 6.12 | 2.24 | 6.64
b. Friction Share | 3.79 | 3.83 | 4.69 | 6.03 | 4.17 | 8.12
Transmission Costs: MISO_WUMS
Cost | 2015 | 2020 | 2025 | 2030 | 2035 | 2040
a. Wheel Share | 0 | 0 | 0 | 0 | 0 | 0
b. Friction Share | 0.23 | 0.19 | 0.61 | 0.39 | 0.59 | 1
Transmission Costs: Nebraska
Cost | 2015 | 2020 | 2025 | 2030 | 2035 | 2040
a. Wheel Share | 7.6 | 6.81 | 8.67 | 6.46 | 9.42 | 5.01
b. Friction Share | 5.93 | 5.49 | 7.16 | 6.21 | 8.14 | 5.26
Transmission Costs: NEISO
Cost | 2015 | 2020 | 2025 | 2030 | 2035 | 2040
a. Wheel Share | 0 | 0 | 0 | 0 | 0 | 0
b. Friction Share | 5.5 | 7.15 | 12.13 | 16.96 | 16.73 | 16.81
Transmission Costs: NonRTO_Midwest
Cost | 2015 | 2020 | 2025 | 2030 | 2035 | 2040
a. Wheel Share | 1.54 | 2.29 | 3.07 | 2.68 | 3.5 | 3.55
b. Friction Share | 0.92 | 1.45 | 2.01 | 2.73 | 3.86 | 4.14
Transmission Costs: NYISO_A-F
Cost | 2015 | 2020 | 2025 | 2030 | 2035 | 2040
a. Wheel Share | 15.03 | 16.82 | 18.08 | 16 | 4.64 | 1.61
b. Friction Share | 37.88 | 41.67 | 42.41 | 39.28 | 11.71 | 7.07
Transmission Costs: NYISO_G-I
Cost | 2015 | 2020 | 2025 | 2030 | 2035 | 2040
a. Wheel Share | 1.77 | 2.24 | 3.2 | 2.07 | 2.11 | 1.84
b. Friction Share | 3.82 | 4.35 | 7.45 | 7.82 | 7.43 | 6.6
Transmission Costs: NYISO_J-K
Cost | 2015 | 2020 | 2025 | 2030 | 2035 | 2040
a. Wheel Share | 1.18 | 1.23 | 1.25 | 1.22 | 1.27 | 1.83
b. Friction Share | 3.87 | 3.45 | 5.77 | 6.52 | 6.59 | 7.76
Transmission Costs: PJM_E
Cost | 2015 | 2020 | 2025 | 2030 | 2035 | 2040
a. Wheel Share | 2.94 | 3.48 | 4.46 | 3.29 | 3.38 | 3.67
b. Friction Share | 3.01 | 3.33 | 4.02 | 2.86 | 2.88 | 3.15
Transmission Costs: PJM_ROM
Cost | 2015 | 2020 | 2025 | 2030 | 2035 | 2040
a. Wheel Share | 0.57 | 2.13 | 3.93 | 4.16 | 3.62 | 1.17
b. Friction Share | 0.86 | 1.91 | 3.71 | 3.85 | 3.35 | 1.3
Transmission Costs: PJM_ROR
Cost | 2015 | 2020 | 2025 | 2030 | 2035 | 2040
a. Wheel Share | 31.75 | 15.24 | 10.72 | 6.11 | 16.5 | 15.88
b. Friction Share | 41.39 | 16.86 | 13.51 | 7.94 | 23.51 | 25.22
Transmission Costs: SOCO
Cost | 2015 | 2020 | 2025 | 2030 | 2035 | 2040
a. Wheel Share | 11.93 | 8.53 | 9.86 | 6.53 | 5.12 | 21.44
b. Friction Share | 13.86 | 11.18 | 14.42 | 9.86 | 8.01 | 25.3
Transmission Costs: SPP_N
Cost | 2015 | 2020 | 2025 | 2030 | 2035 | 2040
a. Wheel Share | 2.14 | 2.33 | 4.35 | 5.84 | 6.61 | 9.62
b. Friction Share | 1.76 | 1.83 | 3.49 | 4.8 | 9.4 | 12.97
Transmission Costs: SPP_S
Cost | 2015 | 2020 | 2025 | 2030 | 2035 | 2040
a. Wheel Share | 0.17 | 0.03 | 0.58 | 0.53 | 4.76 | 6.78
b. Friction Share | 0.4 | 0.15 | 0.97 | 0.87 | 7.18 | 10.22
Transmission Costs: TVA
Cost | 2015 | 2020 | 2025 | 2030 | 2035 | 2040
a. Wheel Share | 0.99 | 1.09 | 0.97 | 0.91 | 0.7 | 1.77
b. Friction Share | 1.24 | 1.36 | 1.22 | 1.15 | 0.88 | 2.22
Transmission Costs: TVA_Transmission
Cost | 2015 | 2020 | 2025 | 2030 | 2035 | 2040
a. Wheel Share | 0.5 | 0.37 | 1.96 | 3.62 | 4.76 | 6.8
b. Friction Share | 0.45 | 0.32 | 2.03 | 4.31 | 5.99 | 7.78
Transmission Costs: VACAR
Cost | 2015 | 2020 | 2025 | 2030 | 2035 | 2040
a. Wheel Share | 31.62 | 16.01 | 11.19 | 5.39 | 15.35 | 15.34
b. Friction Share | 31.75 | 17.43 | 14.45 | 7.98 | 17.3 | 17.51
Transmission Costs: IESO
Cost | 2015 | 2020 | 2025 | 2030 | 2035 | 2040
a. Wheel Share | 26.41 | 28.61 | 24.08 | 20.61 | 7.94 | 4.71
b. Friction Share | 66.04 | 71.53 | 60.2 | 51.53 | 19.85 | 11.03
Transmission Costs: MAPP_CA
Cost | 2015 | 2020 | 2025 | 2030 | 2035 | 2040
a. Wheel Share | 4.7 | 4.56 | 3.87 | 2.95 | 2.88 | 2.34
b. Friction Share | 7.51 | 7.48 | 6.96 | 5.85 | 4.81 | 2.75
Transmission Costs: AZ_NM_SNV_Coal
Cost | 2015 | 2020 | 2025 | 2030 | 2035 | 2040
a. Wheel Share | 20.67 | 20.83 | 24.59 | 24.33 | 30.51 | 31.81
b. Friction Share | 34.85 | 35.2 | 41.51 | 41.14 | 51.36 | 53.47
Transmission Costs: AZ_NM_SNV_Gas
Cost | 2015 | 2020 | 2025 | 2030 | 2035 | 2040
a. Wheel Share | 81.59 | 86.19 | 86.29 | 95.62 | 106.58 | 92.96
b. Friction Share | 136.29 | 143.97 | 144.15 | 159.76 | 177.97 | 155.22
Transmission Costs: AZ_NM_SNV_NucRenew
Cost | 2015 | 2020 | 2025 | 2030 | 2035 | 2040
a. Wheel Share | 39.94 | 64.52 | 74.73 | 75.88 | 84.06 | 85.14
b. Friction Share | 66.66 | 107.7 | 124.76 | 126.67 | 140.27 | 142.07
Transmission Costs: ERCOT
Cost | 2015 | 2020 | 2025 | 2030 | 2035 | 2040
a. Wheel Share | 0.03 | 0 | 0.36 | 0.32 | 1.21 | 3.21
b. Friction Share | 0.04 | 0 | 0.55 | 0.48 | 1.81 | 4.81
Transmission Costs: NP15
Cost | 2015 | 2020 | 2025 | 2030 | 2035 | 2040
a. Wheel Share | 30.44 | 22.79 | 13.84 | 39.55 | 29.96 | 18.8
b. Friction Share | 50.82 | 38.07 | 23.16 | 66.02 | 50.02 | 31.41
Transmission Costs: NWPP_Coal
Cost | 2015 | 2020 | 2025 | 2030 | 2035 | 2040
a. Wheel Share | 78.22 | 57.23 | 48.9 | 80.19 | 81.67 | 66.5
b. Friction Share | 131.62 | 96.64 | 82.8 | 135.14 | 137.64 | 112.4
Transmission Costs: NWPP_Gas
Cost | 2015 | 2020 | 2025 | 2030 | 2035 | 2040
a. Wheel Share | 0 | 0 | 0 | 0 | 0 | 0
b. Friction Share | 0.3 | 0.3 | 0.3 | 0.5 | 0.52 | 0.56
Transmission Costs: NWPP_NucRenew
Cost | 2015 | 2020 | 2025 | 2030 | 2035 | 2040
a. Wheel Share | 0 | 0 | 0 | 0 | 0 | 0
b. Friction Share | 0.96 | 0.96 | 1 | 1 | 1 | 1
Transmission Costs: RMPA
Cost | 2015 | 2020 | 2025 | 2030 | 2035 | 2040
a. Wheel Share | 4.35 | 4.84 | 9.55 | 10.44 | 13.7 | 16.97
b. Friction Share | 3.1 | 4.17 | 13.04 | 13.3 | 19.56 | 25.19
Transmission Costs: SP15
Cost | 2015 | 2020 | 2025 | 2030 | 2035 | 2040
a. Wheel Share | 185.53 | 201.61 | 212.17 | 226.3 | 247.03 | 232.09
b. Friction Share | 309.29 | 336.11 | 353.72 | 377.27 | 411.8 | 386.88
Transmission Costs: ALB
Cost | 2015 | 2020 | 2025 | 2030 | 2035 | 2040
a. Wheel Share | 0.9 | 1.81 | 2.3 | 2.41 | 0.37 | 0.05
b. Friction Share | 1.5 | 3.02 | 3.84 | 4.02 | 0.62 | 0.08
Transmission Costs: BC
Cost | 2015 | 2020 | 2025 | 2030 | 2035 | 2040
a. Wheel Share | 3.73 | 3.62 | 2.69 | 3.23 | 4.91 | 1.52
b. Friction Share | 6.22 | 6.03 | 4.49 | 5.39 | 8.18 | 2.54
Transmission Costs: HQ_IESO
Cost | 2015 | 2020 | 2025 | 2030 | 2035 | 2040
a. Wheel Share | 0 | 0 | 0 | 0 | 0 | 0
b. Friction Share | 0.01 | 0.01 | 0.01 | 0.01 | 0.01 | 0.01
Transmission Costs: HQ_NEISO
Cost | 2015 | 2020 | 2025 | 2030 | 2035 | 2040
a. Wheel Share | 0 | 0 | 0 | 0 | 0 | 0
b. Friction Share | 0.11 | 0.11 | 0.11 | 0.11 | 0.11 | 0.11
Transmission Costs: HQ_NY
Cost | 2015 | 2020 | 2025 | 2030 | 2035 | 2040
a. Wheel Share | 0 | 0 | 0 | 0 | 0 | 0
b. Friction Share | 0.03 | 0.03 | 0.03 | 0.03 | 0.03 | 0.03
Transmission Costs: MARITIMES
Cost | 2015 | 2020 | 2025 | 2030 | 2035 | 2040
a. Wheel Share | 0 | 0 | 0 | 0 | 0 | 0
b. Friction Share | 0.05 | 0.05 | 0.05 | 0.05 | 0.05 | 0.05
Transmission Costs: All
Cost | 2015 | 2020 | 2025 | 2030 | 2035 | 2040
a. Wheel Share | 626.84 | 612.56 | 635.03 | 689.25 | 755.81 | 752.29
b. Friction Share | 1028.72 | 1021.23 | 1048.92 | 1156.41 | 1226.06 | 1180.08
Transmission Costs: EI_US
Cost | 2015 | 2020 | 2025 | 2030 | 2035 | 2040
a. Wheel Share | 150.34 | 115.96 | 131.64 | 107.42 | 145 | 196.19
b. Friction Share | 213.5 | 170.04 | 188.44 | 168.33 | 200.63 | 250.63
Transmission Costs: EI_Canada
Cost | 2015 | 2020 | 2025 | 2030 | 2035 | 2040
a. Wheel Share | 31.11 | 33.17 | 27.94 | 23.55 | 10.82 | 7.04
b. Friction Share | 73.56 | 79.02 | 67.17 | 57.4 | 24.68 | 13.8
Transmission Costs: EI
Cost | 2015 | 2020 | 2025 | 2030 | 2035 | 2040
a. Wheel Share | 181.45 | 149.13 | 159.58 | 130.97 | 155.82 | 203.23
b. Friction Share | 287.06 | 249.05 | 255.61 | 225.73 | 225.31 | 264.43
Transmission Costs: Outside_EI
Cost | 2015 | 2020 | 2025 | 2030 | 2035 | 2040
a. Wheel Share | 445.4 | 463.43 | 475.45 | 558.28 | 599.99 | 549.05
b. Friction Share | 741.66 | 772.17 | 793.31 | 930.68 | 1000.75 | 915.64

## Capacity
#1 | New Build Capacity (MW)
New Build Capacity by Reporting Type: Entergy
ReportingType | 2015 | 2020 | 2025 | 2030 | 2035 | 2040
BM | 0 | 0 | 0 | 0 | 0 | 0
CC | 20.14 | 1121.18 | 0 | 725.58 | 1332.34 | 0
CSP | 0 | 0 | 0 | 0 | 0 | 0
CT | 0 | 0 | 0 | 0 | 0 | 0
Coal | 720 | 0 | 0 | 0 | 0 | 3085.53
Geo | 0 | 0 | 0 | 0 | 0 | 0
H | 0 | 0 | 0 | 0 | 0 | 0
LFG | 0 | 0 | 107.4 | 0 | 0 | 0
Nuc | 456.92 | 0 | 0 | 0 | 0 | 0
PS | 0 | 0 | 0 | 0 | 0 | 0
PV | 0.29 | 64.32 | 35.11 | 3.11 | 2.61 | 4.53
PeakG | 0 | 0 | 0 | 0 | 0 | 0
PeakO | 0 | 0 | 0 | 0 | 0 | 0
ST | 0 | 0 | 0 | 0 | 0 | 0
STOG | 0 | 0 | 0 | 0 | 0 | 0
STWD | 0 | 0 | 0 | 0 | 0 | 0
WT | 0 | 0 | 0 | 0 | 0 | 0
IGCC | 0 | 0 | 0 | 0 | 0 | 0
DemandResponse | 0 | 0 | 0 | 0 | 0 | 0
IGCC-CCS | 0 | 0 | 0 | 0 | 0 | 0
WT_off | 0 | 0 | 0 | 0 | 0 | 0
PseudoUnit | 0 | 0 | 0 | 0 | 0 | 0
FixedInterchange | 0 | 0 | 0 | 0 | 0 | 0
New Build Capacity by Reporting Type: FRCC
ReportingType | 2015 | 2020 | 2025 | 2030 | 2035 | 2040
BM | 0 | 0 | 0 | 0 | 0 | 0
CC | 1516.9 | 792.35 | 882.64 | 3338.2 | 6613.97 | 0
CSP | 0 | 0 | 0 | 0 | 0 | 0
CT | 2480 | 0 | 0 | 0 | 0 | 0
Coal | 0 | 0 | 0 | 0 | 0 | 0
Geo | 0 | 0 | 0 | 0 | 0 | 0
H | 0 | 0 | 0 | 0 | 0 | 0
LFG | 0 | 0 | 198 | 0 | 0 | 0
Nuc | 339.47 | 3351 | 1117 | 0 | 0 | 1721.12
PS | 0 | 0 | 0 | 0 | 0 | 0
PV | 0 | 0 | 0 | 0 | 0 | 0
PeakG | 0 | 0 | 0 | 0 | 0 | 0
PeakO | 0 | 0 | 0 | 0 | 0 | 0
ST | 0 | 0 | 0 | 0 | 0 | 0
STOG | 0 | 0 | 0 | 0 | 0 | 0
STWD | 0 | 0 | 0 | 0 | 0 | 0
WT | 0 | 0 | 0 | 0 | 0 | 0
IGCC | 0 | 0 | 0 | 0 | 0 | 0
DemandResponse | 0 | 0 | 0 | 0 | 0 | 0
IGCC-CCS | 0 | 0 | 0 | 0 | 0 | 0
WT_off | 0 | 0 | 0 | 0 | 0 | 0
PseudoUnit | 0 | 0 | 0 | 0 | 0 | 0
FixedInterchange | 0 | 0 | 0 | 0 | 0 | 0
New Build Capacity by Reporting Type: MAPP_US
ReportingType | 2015 | 2020 | 2025 | 2030 | 2035 | 2040
BM | 0 | 0 | 0 | 0 | 0 | 0
CC | 0 | 0 | 0 | 0 | 0 | 0
CSP | 0 | 0 | 0 | 0 | 0 | 0
CT | 308.3 | 0 | 0 | 311.06 | 0 | 249.28
Coal | 0 | 0 | 0 | 0 | 308.99 | 0
Geo | 0 | 0 | 0 | 0 | 0 | 0
H | 0 | 0 | 0 | 0 | 0 | 0
LFG | 0 | 0 | 71.67 | 0 | 0 | 0
Nuc | 0 | 0 | 0 | 0 | 0 | 0
PS | 0 | 0 | 0 | 0 | 0 | 0
PV | 0 | 0 | 0 | 0 | 0 | 0
PeakG | 0 | 0 | 0 | 0 | 0 | 0
PeakO | 0 | 0 | 0 | 0 | 0 | 0
ST | 0 | 0 | 0 | 0 | 0 | 0
STOG | 0 | 0 | 0 | 0 | 0 | 0
STWD | 0 | 0 | 0 | 0 | 0 | 0
WT | 421.3 | 599.33 | 81.68 | 116.04 | 115.5 | 94.39
IGCC | 0 | 0 | 0 | 0 | 0 | 0
DemandResponse | 0 | 0 | 0 | 0 | 0 | 0
IGCC-CCS | 0 | 0 | 0 | 0 | 0 | 0
WT_off | 0 | 0 | 0 | 0 | 0 | 0
PseudoUnit | 0 | 0 | 0 | 0 | 0 | 0
FixedInterchange | 0 | 0 | 0 | 0 | 0 | 0
New Build Capacity by Reporting Type: MISO_IN
ReportingType | 2015 | 2020 | 2025 | 2030 | 2035 | 2040
BM | 0 | 0 | 0 | 0 | 0 | 0
CC | 0 | 0 | 0 | 678.94 | 3335.25 | 0
CSP | 0 | 0 | 0 | 0 | 0 | 0
CT | 0 | 0 | 0 | 0 | 0 | 0
Coal | 0 | 0 | 0 | 0 | 0 | 0
Geo | 0 | 0 | 0 | 0 | 0 | 0
H | 0 | 0 | 0 | 0 | 0 | 0
LFG | 0 | 0 | 0 | 80.12 | 0 | 0
Nuc | 0 | 0 | 0 | 0 | 0 | 0
PS | 0 | 0 | 0 | 0 | 0 | 0
PV | 0 | 247.42 | 151.1 | 4.84 | 15.59 | 11.9
PeakG | 0 | 0 | 0 | 0 | 0 | 0
PeakO | 0 | 0 | 0 | 0 | 0 | 0
ST | 0 | 0 | 0 | 0 | 0 | 0
STOG | 0 | 0 | 0 | 0 | 0 | 0
STWD | 0 | 0 | 0 | 0 | 0 | 0
WT | 0 | 0 | 0 | 0 | 0 | 0
IGCC | 618 | 0 | 0 | 0 | 0 | 0
DemandResponse | 0 | 0 | 0 | 0 | 0 | 0
IGCC-CCS | 0 | 0 | 0 | 0 | 0 | 0
WT_off | 0 | 0 | 0 | 0 | 0 | 0
PseudoUnit | 0 | 0 | 0 | 0 | 0 | 0
FixedInterchange | 0 | 0 | 0 | 0 | 0 | 0
New Build Capacity by Reporting Type: MISO_MI
ReportingType | 2015 | 2020 | 2025 | 2030 | 2035 | 2040
BM | 0 | 0 | 0 | 0 | 0 | 0
CC | 0 | 0 | 0 | 0 | 0 | 0
CSP | 0 | 0 | 0 | 0 | 0 | 0
CT | 0 | 0 | 0 | 0 | 0 | 0
Coal | 0 | 0 | 0 | 0 | 0 | 0
Geo | 0 | 0 | 0 | 0 | 0 | 0
H | 0 | 0 | 0 | 0 | 0 | 0
LFG | 0 | 160.25 | 0 | 0 | 0 | 0
Nuc | 164.34 | 0 | 1520 | 0 | 0 | 0
PS | 0 | 0 | 0 | 0 | 0 | 0
PV | 0 | 0 | 0 | 0 | 0 | 0
PeakG | 0 | 0 | 0 | 0 | 0 | 0
PeakO | 0 | 0 | 0 | 0 | 0 | 0
ST | 0 | 0 | 0 | 0 | 0 | 0
STOG | 0 | 0 | 0 | 0 | 0 | 0
STWD | 0 | 0 | 0 | 0 | 0 | 0
WT | 2000 | 0 | 600 | 0 | 174.61 | 182.42
IGCC | 0 | 0 | 0 | 0 | 0 | 0
DemandResponse | 0 | 0 | 0 | 0 | 0 | 0
IGCC-CCS | 0 | 0 | 0 | 0 | 0 | 0
WT_off | 0 | 0 | 0 | 0 | 0 | 0
PseudoUnit | 0 | 0 | 0 | 0 | 0 | 0
FixedInterchange | 0 | 0 | 0 | 0 | 0 | 0
New Build Capacity by Reporting Type: MISO_MO-IL
ReportingType | 2015 | 2020 | 2025 | 2030 | 2035 | 2040
BM | 0 | 0 | 0 | 0 | 0 | 0
CC | 0 | 0 | 0 | 0 | 0 | 0
CSP | 0 | 0 | 0 | 0 | 0 | 0
CT | 0 | 0 | 0 | 0 | 0 | 0
Coal | 1790 | 0 | 0 | 0 | 0 | 0
Geo | 0 | 0 | 0 | 0 | 0 | 0
H | 0 | 0 | 0 | 0 | 0 | 0
LFG | 0 | 0 | 223.33 | 0 | 0 | 0
Nuc | 194.27 | 0 | 0 | 0 | 0 | 0
PS | 0 | 0 | 0 | 0 | 0 | 0
PV | 0 | 0 | 0 | 0 | 0 | 0
PeakG | 0 | 0 | 0 | 0 | 0 | 0
PeakO | 0 | 0 | 0 | 0 | 0 | 0
ST | 0 | 0 | 0 | 0 | 0 | 0
STOG | 0 | 0 | 0 | 0 | 0 | 0
STWD | 0 | 0 | 0 | 0 | 0 | 0
WT | 300 | 0 | 0 | 0 | 0 | 0
IGCC | 0 | 0 | 0 | 0 | 0 | 0
DemandResponse | 0 | 0 | 0 | 0 | 0 | 0
IGCC-CCS | 0 | 0 | 0 | 0 | 0 | 0
WT_off | 0 | 0 | 0 | 0 | 0 | 0
PseudoUnit | 0 | 0 | 0 | 0 | 0 | 0
FixedInterchange | 0 | 0 | 0 | 0 | 0 | 0
New Build Capacity by Reporting Type: MISO_W
ReportingType | 2015 | 2020 | 2025 | 2030 | 2035 | 2040
BM | 0 | 0 | 0 | 0 | 0 | 0
CC | 0 | 0 | 0 | 0 | 0 | 0
CSP | 0 | 0 | 0 | 0 | 0 | 0
CT | 0 | 0 | 0 | 0 | 0 | 0
Coal | 0 | 0 | 0 | 0 | 3307.92 | 4784.56
Geo | 0 | 0 | 0 | 0 | 0 | 0
H | 0 | 0 | 0 | 0 | 0 | 0
LFG | 0 | 0 | 71.67 | 0 | 0 | 0
Nuc | 197.22 | 0 | 0 | 0 | 0 | 0
PS | 0 | 0 | 0 | 0 | 0 | 0
PV | 0 | 0 | 0 | 0 | 0 | 0
PeakG | 0 | 0 | 0 | 0 | 0 | 0
PeakO | 0 | 0 | 0 | 0 | 0 | 0
ST | 0 | 0 | 0 | 0 | 0 | 0
STOG | 0 | 0 | 0 | 0 | 0 | 0
STWD | 0 | 0 | 0 | 0 | 0 | 0
WT | 2800.5 | 2066.11 | 3072.2 | 733.81 | 645.95 | 510.73
IGCC | 0 | 0 | 0 | 0 | 0 | 0
DemandResponse | 0 | 0 | 0 | 0 | 0 | 0
IGCC-CCS | 0 | 0 | 0 | 0 | 0 | 0
WT_off | 0 | 0 | 0 | 0 | 0 | 0
PseudoUnit | 0 | 0 | 0 | 0 | 0 | 0
FixedInterchange | 0 | 0 | 0 | 0 | 0 | 0
New Build Capacity by Reporting Type: MISO_WUMS
ReportingType | 2015 | 2020 | 2025 | 2030 | 2035 | 2040
BM | 0 | 0 | 0 | 0 | 0 | 0
CC | 0 | 1053.22 | 443.82 | 251.69 | 1677.44 | 0
CSP | 0 | 0 | 0 | 0 | 0 | 0
CT | 0 | 2105.07 | 0 | 4381.6 | 1389.39 | 0
Coal | 615 | 0 | 0 | 0 | 0 | 0
Geo | 0 | 0 | 0 | 0 | 0 | 0
H | 0 | 1 | 0 | 0 | 0 | 0
LFG | 0 | 7.55 | 215.78 | 0 | 0 | 0
Nuc | 235 | 0 | 0 | 0 | 0 | 0
PS | 0 | 0 | 0 | 0 | 0 | 0
PV | 0 | 0 | 0 | 0 | 0 | 0
PeakG | 0 | 0 | 0 | 0 | 0 | 0
PeakO | 0 | 0 | 0 | 0 | 0 | 0
ST | 0 | 0 | 0 | 0 | 0 | 0
STOG | 0 | 0 | 0 | 0 | 0 | 0
STWD | 0 | 0 | 0 | 0 | 0 | 0
WT | 968.9 | 0 | 0 | 0 | 0 | 0
IGCC | 0 | 0 | 0 | 0 | 0 | 0
DemandResponse | 0 | 0 | 0 | 0 | 0 | 0
IGCC-CCS | 0 | 0 | 0 | 0 | 0 | 0
WT_off | 0 | 0 | 0 | 0 | 0 | 0
PseudoUnit | 0 | 0 | 0 | 0 | 0 | 0
FixedInterchange | 0 | 0 | 0 | 0 | 0 | 0
New Build Capacity by Reporting Type: Nebraska
ReportingType | 2015 | 2020 | 2025 | 2030 | 2035 | 2040
BM | 0 | 0 | 0 | 0 | 0 | 0
CC | 0 | 0 | 0 | 0 | 0 | 0
CSP | 0 | 0 | 0 | 0 | 0 | 0
CT | 0 | 0 | 0 | 0 | 0 | 0
Coal | 232.1 | 0 | 0 | 744.41 | 648.47 | 1439.79
Geo | 0 | 0 | 0 | 0 | 0 | 0
H | 0 | 0 | 0 | 0 | 0 | 0
LFG | 0 | 0 | 71.67 | 0 | 0 | 0
Nuc | 108.91 | 0 | 0 | 0 | 0 | 0
PS | 0 | 0 | 0 | 0 | 0 | 0
PV | 0 | 0 | 0 | 0 | 0 | 0
PeakG | 0 | 0 | 0 | 0 | 0 | 0
PeakO | 0 | 0 | 0 | 0 | 0 | 0
ST | 0 | 0 | 0 | 0 | 0 | 0
STOG | 0 | 0 | 0 | 0 | 0 | 0
STWD | 0 | 0 | 0 | 0 | 0 | 0
WT | 202 | 0 | 0 | 0 | 0 | 0
IGCC | 0 | 0 | 0 | 0 | 0 | 0
DemandResponse | 0 | 0 | 0 | 0 | 0 | 0
IGCC-CCS | 0 | 0 | 0 | 0 | 0 | 0
WT_off | 0 | 0 | 0 | 0 | 0 | 0
PseudoUnit | 0 | 0 | 0 | 0 | 0 | 0
FixedInterchange | 0 | 0 | 0 | 0 | 0 | 0
New Build Capacity by Reporting Type: NEISO
ReportingType | 2015 | 2020 | 2025 | 2030 | 2035 | 2040
BM | 252.2 | 0 | 0 | 0 | 0 | 0
CC | 2049.5 | 0 | 0 | 0 | 0 | 0
CSP | 0 | 0 | 0 | 0 | 0 | 0
CT | 334 | 0 | 0 | 0 | 936.1 | 1117.41
Coal | 0 | 0 | 0 | 0 | 0 | 0
Geo | 0 | 0 | 0 | 0 | 0 | 0
H | 0 | 0 | 0 | 0 | 3 | 0
LFG | 49.26 | 69.74 | 0 | 0 | 0 | 0
Nuc | 404.07 | 0 | 0 | 0 | 0 | 0
PS | 0 | 0 | 0 | 0 | 0 | 0
PV | 0 | 313.75 | 0 | 1.25 | 0 | 0
PeakG | 0 | 0 | 0 | 0 | 0 | 0
PeakO | 0 | 0 | 0 | 0 | 0 | 0
ST | 0 | 0 | 0 | 0 | 0 | 0
STOG | 0 | 0 | 0 | 0 | 0 | 0
STWD | 0 | 0 | 0 | 0 | 0 | 0
WT | 231.2 | 2686.03 | 2009.53 | 353.23 | 0 | 0
IGCC | 0 | 0 | 0 | 0 | 0 | 0
DemandResponse | 0 | 0 | 0 | 0 | 0 | 0
IGCC-CCS | 0 | 0 | 0 | 0 | 0 | 0
WT_off | 468 | 0 | 0 | 0 | 0 | 0
PseudoUnit | 0 | 0 | 0 | 0 | 0 | 0
FixedInterchange | 0 | 0 | 0 | 0 | 0 | 0
New Build Capacity by Reporting Type: NonRTO_Midwest
ReportingType | 2015 | 2020 | 2025 | 2030 | 2035 | 2040
BM | 0 | 0 | 0 | 0 | 0 | 0
CC | 0 | 33.08 | 0 | 767.67 | 329.32 | 346.5
CSP | 0 | 0 | 0 | 0 | 0 | 0
CT | 0 | 137.38 | 0 | 124.99 | 28.09 | 118.55
Coal | 0 | 0 | 0 | 0 | 0 | 0
Geo | 0 | 0 | 0 | 0 | 0 | 0
H | 0 | 0 | 0 | 0 | 0 | 0
LFG | 0 | 0 | 80.66 | 79.59 | 0 | 0
Nuc | 0 | 0 | 0 | 0 | 0 | 0
PS | 0 | 0 | 0 | 0 | 0 | 0
PV | 0 | 0 | 0 | 0 | 0 | 0
PeakG | 0 | 0 | 0 | 0 | 0 | 0
PeakO | 0 | 0 | 0 | 0 | 0 | 0
ST | 0 | 0 | 0 | 0 | 0 | 0
STOG | 0 | 0 | 0 | 0 | 0 | 0
STWD | 0 | 0 | 0 | 0 | 0 | 0
WT | 0 | 0 | 0 | 0 | 0 | 0
IGCC | 0 | 0 | 0 | 0 | 0 | 0
DemandResponse | 0 | 0 | 0 | 0 | 0 | 0
IGCC-CCS | 0 | 0 | 0 | 0 | 0 | 0
WT_off | 0 | 0 | 0 | 0 | 0 | 0
PseudoUnit | 0 | 0 | 0 | 0 | 0 | 0
FixedInterchange | 0 | 0 | 0 | 0 | 0 | 0
New Build Capacity by Reporting Type: NYISO_A-F
ReportingType | 2015 | 2020 | 2025 | 2030 | 2035 | 2040
BM | 0 | 0 | 0 | 0 | 0 | 0
CC | 639 | 0 | 0 | 0 | 0 | 0
CSP | 0 | 0 | 0 | 0 | 0 | 0
CT | 0 | 0 | 0 | 0 | 0 | 0
Coal | 0 | 0 | 0 | 0 | 0 | 0
Geo | 0 | 0 | 0 | 0 | 0 | 0
H | 0 | 0 | 0 | 0 | 0 | 0
LFG | 6.4 | 0 | 14.21 | 53.72 | 0 | 0
Nuc | 278.1 | 0 | 0 | 0 | 0 | 0
PS | 0 | 0 | 0 | 0 | 0 | 0
PV | 0 | 0 | 0 | 0 | 0 | 0
PeakG | 0 | 0 | 0 | 0 | 0 | 0
PeakO | 0 | 0 | 0 | 0 | 0 | 0
ST | 0 | 0 | 0 | 0 | 0 | 0
STOG | 0 | 0 | 0 | 0 | 0 | 0
STWD | 0 | 0 | 0 | 0 | 0 | 0
WT | 2476.3 | 709.8 | 0 | 565.97 | 489.27 | 0
IGCC | 0 | 0 | 0 | 0 | 0 | 0
DemandResponse | 0 | 0 | 0 | 0 | 0 | 0
IGCC-CCS | 0 | 0 | 0 | 0 | 0 | 0
WT_off | 0 | 0 | 0 | 0 | 0 | 0
PseudoUnit | 0 | 0 | 0 | 0 | 0 | 0
FixedInterchange | 0 | 0 | 0 | 0 | 0 | 0
New Build Capacity by Reporting Type: NYISO_G-I
ReportingType | 2015 | 2020 | 2025 | 2030 | 2035 | 2040
BM | 0 | 0 | 0 | 0 | 0 | 0
CC | 0 | 0 | 0 | 886 | 3069.42 | 3135.74
CSP | 0 | 0 | 0 | 0 | 0 | 0
CT | 0 | 0 | 0 | 0 | 0 | 0
Coal | 0 | 0 | 0 | 0 | 0 | 0
Geo | 0 | 0 | 0 | 0 | 0 | 0
H | 0 | 0 | 0 | 0 | 0 | 0
LFG | 0 | 0 | 74.33 | 0 | 0 | 0
Nuc | 177.88 | 0 | 0 | 0 | 0 | 0
PS | 0 | 0 | 0 | 0 | 0 | 0
PV | 0 | 0 | 0 | 0 | 0 | 0
PeakG | 0 | 0 | 0 | 0 | 0 | 0
PeakO | 0 | 0 | 0 | 0 | 0 | 0
ST | 0 | 0 | 0 | 0 | 0 | 0
STOG | 0 | 0 | 0 | 0 | 0 | 0
STWD | 0 | 0 | 0 | 0 | 0 | 0
WT | 0 | 60 | 0 | 0 | 0 | 0
IGCC | 0 | 0 | 0 | 0 | 0 | 0
DemandResponse | 0 | 0 | 0 | 0 | 0 | 0
IGCC-CCS | 0 | 0 | 0 | 0 | 0 | 0
WT_off | 0 | 0 | 0 | 0 | 0 | 0
PseudoUnit | 0 | 0 | 0 | 0 | 0 | 0
FixedInterchange | 0 | 0 | 0 | 0 | 0 | 0
New Build Capacity by Reporting Type: NYISO_J-K
ReportingType | 2015 | 2020 | 2025 | 2030 | 2035 | 2040
BM | 0 | 0 | 0 | 0 | 0 | 0
CC | 1175.4 | 0 | 0 | 0 | 0 | 0
CSP | 0 | 0 | 0 | 0 | 0 | 0
CT | 0 | 0 | 885.91 | 964.06 | 10.47 | 401.92
Coal | 0 | 0 | 0 | 0 | 0 | 0
Geo | 0 | 0 | 0 | 0 | 0 | 0
H | 0 | 0 | 0 | 0 | 0 | 0
LFG | 0 | 0 | 0 | 74.33 | 0 | 0
Nuc | 0 | 0 | 0 | 0 | 0 | 0
PS | 0 | 0 | 0 | 0 | 0 | 0
PV | 32 | 0 | 0 | 0 | 0 | 0
PeakG | 0 | 0 | 0 | 0 | 0 | 0
PeakO | 0 | 0 | 0 | 0 | 0 | 0
ST | 0 | 0 | 0 | 0 | 0 | 0
STOG | 0 | 0 | 0 | 0 | 0 | 0
STWD | 0 | 0 | 0 | 0 | 0 | 0
WT | 0 | 0 | 0 | 0 | 0 | 0
IGCC | 0 | 0 | 0 | 0 | 0 | 0
DemandResponse | 0 | 0 | 0 | 0 | 0 | 0
IGCC-CCS | 0 | 0 | 0 | 0 | 0 | 0
WT_off | 0 | 0 | 0 | 0 | 0 | 0
PseudoUnit | 0 | 0 | 0 | 0 | 0 | 0
FixedInterchange | 0 | 0 | 0 | 0 | 0 | 0
New Build Capacity by Reporting Type: PJM_E
ReportingType | 2015 | 2020 | 2025 | 2030 | 2035 | 2040
BM | 30 | 0 | 0 | 0 | 0 | 0
CC | 4634.3 | 0 | 0 | 0 | 0 | 0
CSP | 0 | 0 | 0 | 0 | 0 | 0
CT | 26.2 | 0 | 0 | 0 | 298.62 | 1034.18
Coal | 27 | 0 | 0 | 0 | 0 | 0
Geo | 0 | 0 | 0 | 0 | 0 | 0
H | 0 | 0 | 0 | 0 | 0 | 0
LFG | 9.1 | 132.9 | 0 | 0 | 0 | 0
Nuc | 737.02 | 0 | 0 | 0 | 0 | 0
PS | 0 | 0 | 0 | 0 | 0 | 0
PV | 25.45 | 0 | 0 | 0 | 0 | 0
PeakG | 0 | 0 | 0 | 0 | 0 | 0
PeakO | 0 | 0 | 0 | 0 | 0 | 0
ST | 0 | 0 | 0 | 0 | 0 | 0
STOG | 0 | 0 | 0 | 0 | 0 | 0
STWD | 0 | 0 | 0 | 0 | 0 | 0
WT | 1150 | 0 | 0 | 0 | 0 | 0
IGCC | 0 | 0 | 0 | 0 | 0 | 0
DemandResponse | 0 | 0 | 0 | 0 | 0 | 0
IGCC-CCS | 0 | 0 | 0 | 0 | 0 | 0
WT_off | 0 | 0 | 1100 | 0 | 0 | 0
PseudoUnit | 0 | 0 | 0 | 0 | 0 | 0
FixedInterchange | 0 | 0 | 0 | 0 | 0 | 0
New Build Capacity by Reporting Type: PJM_ROM
ReportingType | 2015 | 2020 | 2025 | 2030 | 2035 | 2040
BM | 18 | 0 | 0 | 0 | 0 | 0
CC | 1678.5 | 0 | 0 | 0 | 3397.61 | 11095.11
CSP | 0 | 0 | 0 | 0 | 0 | 0
CT | 16 | 0 | 0 | 0 | 0 | 0
Coal | 32.5 | 0 | 0 | 0 | 0 | 0
Geo | 0 | 0 | 0 | 0 | 0 | 0
H | 0 | 0 | 0 | 0 | 0 | 678
LFG | 18.9 | 265.1 | 0 | 0 | 0 | 0
Nuc | 438.09 | 3200 | 0 | 0 | 0 | 0
PS | 0 | 0 | 0 | 0 | 0 | 0
PV | 0 | 1453.21 | 902.66 | 214.99 | 96.78 | 90.93
PeakG | 0 | 0 | 0 | 0 | 0 | 0
PeakO | 0 | 0 | 0 | 0 | 0 | 0
ST | 0 | 0 | 0 | 0 | 0 | 0
STOG | 0 | 0 | 0 | 0 | 0 | 0
STWD | 0 | 0 | 0 | 0 | 0 | 0
WT | 479.8 | 0 | 750.2 | 4562.86 | 1247.14 | 0
IGCC | 0 | 0 | 0 | 0 | 0 | 0
DemandResponse | 0 | 0 | 0 | 0 | 0 | 0
IGCC-CCS | 0 | 0 | 0 | 0 | 0 | 0
WT_off | 0 | 0 | 0 | 0 | 0 | 0
PseudoUnit | 0 | 0 | 0 | 0 | 0 | 0
FixedInterchange | 0 | 0 | 0 | 0 | 0 | 0
New Build Capacity by Reporting Type: PJM_ROR
ReportingType | 2015 | 2020 | 2025 | 2030 | 2035 | 2040
BM | 385 | 0 | 0 | 0 | 0 | 0
CC | 3077 | 120 | 0 | 1066.38 | 11515.84 | 0
CSP | 0 | 0 | 0 | 0 | 0 | 0
CT | 29 | 0 | 0 | 0 | 0 | 0
Coal | 2164 | 0 | 0 | 0 | 0 | 0
Geo | 0 | 0 | 0 | 0 | 0 | 0
H | 0 | 0 | 503 | 0 | 0 | 0
LFG | 57.4 | 0 | 513.71 | 0 | 0 | 0
Nuc | 1740.03 | 1500 | 0 | 0 | 0 | 0
PS | 0 | 0 | 0 | 0 | 0 | 0
PV | 0 | 0 | 0 | 0 | 0 | 0
PeakG | 0 | 0 | 0 | 0 | 0 | 0
PeakO | 0 | 0 | 0 | 0 | 0 | 0
ST | 0 | 0 | 0 | 0 | 0 | 0
STOG | 0 | 0 | 0 | 0 | 0 | 0
STWD | 0 | 0 | 0 | 0 | 0 | 0
WT | 8325.7 | 0 | 0 | 191.7 | 0 | 1018.56
IGCC | 0 | 0 | 0 | 0 | 0 | 0
DemandResponse | 0 | 0 | 0 | 0 | 0 | 0
IGCC-CCS | 0 | 0 | 0 | 0 | 0 | 0
WT_off | 0 | 0 | 0 | 0 | 0 | 0
PseudoUnit | 0 | 0 | 0 | 0 | 0 | 0
FixedInterchange | 0 | 0 | 0 | 0 | 0 | 0
New Build Capacity by Reporting Type: SOCO
ReportingType | 2015 | 2020 | 2025 | 2030 | 2035 | 2040
BM | 55 | 0 | 0 | 0 | 0 | 0
CC | 5026.9 | 187 | 0 | 3329.55 | 0 | 0
CSP | 0 | 0 | 0 | 0 | 0 | 0
CT | 0 | 0 | 0 | 0 | 0 | 0
Coal | 0 | 0 | 0 | 0 | 2097.14 | 6321.74
Geo | 0 | 0 | 0 | 0 | 0 | 0
H | 0 | 0 | 0 | 0 | 0 | 0
LFG | 0 | 0 | 107.4 | 0 | 0 | 0
Nuc | 502.08 | 2200 | 0 | 0 | 0 | 0
PS | 0 | 0 | 0 | 0 | 0 | 0
PV | 0 | 0 | 0 | 0 | 0 | 0
PeakG | 0 | 0 | 0 | 0 | 0 | 0
PeakO | 0 | 0 | 0 | 0 | 0 | 0
ST | 0 | 0 | 0 | 0 | 0 | 0
STOG | 0 | 0 | 0 | 0 | 0 | 0
STWD | 0 | 0 | 0 | 0 | 0 | 0
WT | 0 | 0 | 0 | 0 | 0 | 0
IGCC | 0 | 0 | 0 | 0 | 0 | 0
DemandResponse | 0 | 0 | 0 | 0 | 0 | 0
IGCC-CCS | 0 | 0 | 0 | 0 | 0 | 0
WT_off | 0 | 0 | 0 | 0 | 0 | 0
PseudoUnit | 0 | 0 | 0 | 0 | 0 | 0
FixedInterchange | 0 | 0 | 0 | 0 | 0 | 0
New Build Capacity by Reporting Type: SPP_N
ReportingType | 2015 | 2020 | 2025 | 2030 | 2035 | 2040
BM | 0 | 0 | 0 | 0 | 0 | 0
CC | 0 | 1137.89 | 0 | 0 | 0 | 0
CSP | 0 | 0 | 0 | 0 | 0 | 0
CT | 0 | 0 | 0 | 0 | 0 | 0
Coal | 465.04 | 0 | 0 | 0 | 0 | 1265.3
Geo | 0 | 0 | 0 | 0 | 0 | 0
H | 0 | 0 | 0 | 0 | 0 | 0
LFG | 0 | 0 | 95 | 0 | 0 | 0
Nuc | 100.92 | 0 | 0 | 0 | 0 | 0
PS | 0 | 0 | 0 | 0 | 0 | 0
PV | 0 | 0 | 0 | 0 | 0 | 0
PeakG | 0 | 0 | 0 | 0 | 0 | 0
PeakO | 0 | 0 | 0 | 0 | 0 | 0
ST | 0 | 0 | 0 | 0 | 0 | 0
STOG | 0 | 0 | 0 | 0 | 0 | 0
STWD | 0 | 0 | 0 | 0 | 0 | 0
WT | 0 | 0 | 0 | 0 | 1782.07 | 0
IGCC | 0 | 0 | 0 | 0 | 0 | 0
DemandResponse | 0 | 0 | 0 | 0 | 0 | 0
IGCC-CCS | 0 | 0 | 0 | 0 | 0 | 0
WT_off | 0 | 0 | 0 | 0 | 0 | 0
PseudoUnit | 0 | 0 | 0 | 0 | 0 | 0
FixedInterchange | 0 | 0 | 0 | 0 | 0 | 0
New Build Capacity by Reporting Type: SPP_S
ReportingType | 2015 | 2020 | 2025 | 2030 | 2035 | 2040
BM | 0 | 0 | 0 | 0 | 0 | 0
CC | 0 | 270.6 | 0 | 1501.19 | 0 | 0
CSP | 0 | 0 | 0 | 0 | 0 | 0
CT | 412.99 | 300 | 0 | 0 | 0 | 0
Coal | 988 | 0 | 0 | 0 | 0 | 0
Geo | 0 | 0 | 0 | 0 | 0 | 0
H | 0 | 0 | 0 | 0 | 0 | 0
LFG | 0 | 0 | 13.27 | 81.73 | 0 | 0
Nuc | 0 | 0 | 0 | 0 | 0 | 0
PS | 0 | 0 | 0 | 0 | 0 | 0
PV | 0 | 0 | 0 | 0 | 0 | 0
PeakG | 0 | 0 | 0 | 0 | 0 | 0
PeakO | 0 | 0 | 0 | 0 | 0 | 0
ST | 0 | 0 | 0 | 0 | 0 | 0
STOG | 0 | 0 | 0 | 0 | 0 | 0
STWD | 0 | 0 | 0 | 0 | 0 | 0
WT | 430 | 2611.83 | 216.68 | 1573.48 | 13538.96 | 964.45
IGCC | 0 | 0 | 0 | 0 | 0 | 0
DemandResponse | 0 | 0 | 0 | 0 | 0 | 0
IGCC-CCS | 0 | 0 | 0 | 0 | 0 | 0
WT_off | 0 | 0 | 0 | 0 | 0 | 0
PseudoUnit | 0 | 0 | 0 | 0 | 0 | 0
FixedInterchange | 0 | 0 | 0 | 0 | 0 | 0
New Build Capacity by Reporting Type: TVA
ReportingType | 2015 | 2020 | 2025 | 2030 | 2035 | 2040
BM | 0 | 0 | 0 | 0 | 0 | 0
CC | 1418 | 0 | 0 | 1284.47 | 0 | 0
CSP | 0 | 0 | 0 | 0 | 0 | 0
CT | 0 | 1252.4 | 0 | 1044.32 | 0 | 0
Coal | 0 | 0 | 0 | 0 | 2322.51 | 2765.86
Geo | 0 | 0 | 0 | 0 | 0 | 0
H | 0 | 0 | 0 | 0 | 0 | 0
LFG | 0 | 0 | 107.4 | 0 | 0 | 0
Nuc | 1786.53 | 2234 | 0 | 0 | 0 | 0
PS | 0 | 0 | 0 | 0 | 0 | 0
PV | 0 | 0 | 0 | 0 | 0 | 0
PeakG | 0 | 0 | 0 | 0 | 0 | 0
PeakO | 0 | 0 | 0 | 0 | 0 | 0
ST | 0 | 0 | 0 | 0 | 0 | 0
STOG | 0 | 0 | 0 | 0 | 0 | 0
STWD | 0 | 0 | 0 | 0 | 0 | 0
WT | 0 | 0 | 0 | 0 | 0 | 0
IGCC | 0 | 0 | 0 | 0 | 0 | 0
DemandResponse | 0 | 0 | 0 | 0 | 0 | 0
IGCC-CCS | 0 | 0 | 0 | 0 | 0 | 0
WT_off | 0 | 0 | 0 | 0 | 0 | 0
PseudoUnit | 0 | 0 | 0 | 0 | 0 | 0
FixedInterchange | 0 | 0 | 0 | 0 | 0 | 0
New Build Capacity by Reporting Type: TVA_Transmission
ReportingType | 2015 | 2020 | 2025 | 2030 | 2035 | 2040
BM | 0 | 0 | 0 | 0 | 0 | 0
CC | 0 | 0 | 0 | 0 | 0 | 0
CSP | 0 | 0 | 0 | 0 | 0 | 0
CT | 0 | 0 | 0 | 0 | 0 | 0
Coal | 0 | 0 | 0 | 0 | 0 | 0
Geo | 0 | 0 | 0 | 0 | 0 | 0
H | 0 | 0 | 0 | 0 | 0 | 0
LFG | 0 | 0 | 0 | 0 | 0 | 0
Nuc | 0 | 0 | 0 | 0 | 0 | 0
PS | 0 | 0 | 0 | 0 | 0 | 0
PV | 0 | 0 | 0 | 0 | 0 | 0
PeakG | 0 | 0 | 0 | 0 | 0 | 0
PeakO | 0 | 0 | 0 | 0 | 0 | 0
ST | 0 | 0 | 0 | 0 | 0 | 0
STOG | 0 | 0 | 0 | 0 | 0 | 0
STWD | 0 | 0 | 0 | 0 | 0 | 0
WT | 0 | 0 | 0 | 0 | 0 | 0
IGCC | 0 | 0 | 0 | 0 | 0 | 0
DemandResponse | 0 | 0 | 0 | 0 | 0 | 0
IGCC-CCS | 0 | 0 | 0 | 0 | 0 | 0
WT_off | 0 | 0 | 0 | 0 | 0 | 0
PseudoUnit | 0 | 0 | 0 | 0 | 0 | 0
FixedInterchange | 0 | 0 | 0 | 0 | 0 | 0
New Build Capacity by Reporting Type: VACAR
ReportingType | 2015 | 2020 | 2025 | 2030 | 2035 | 2040
BM | 0.92 | 332.21 | 596.37 | 57.1 | 167.32 | 96.53
CC | 4205.38 | 0 | 15.66 | 744.7 | 7031.14 | 4560.14
CSP | 0 | 0 | 0 | 0 | 0 | 0
CT | 717.2 | 0 | 0 | 244.89 | 927.89 | 0
Coal | 825 | 0 | 0 | 0 | 0 | 0
Geo | 0 | 0 | 0 | 0 | 0 | 0
H | 0 | 0 | 0 | 0 | 0 | 0
LFG | 0.34 | 107.06 | 0 | 0 | 0 | 0
Nuc | 994.41 | 4564 | 2234 | 0 | 0 | 0
PS | 0 | 0 | 0 | 0 | 0 | 0
PV | 0 | 135.2 | 10.95 | 3.6 | 12.65 | 7.62
PeakG | 0 | 0 | 0 | 0 | 0 | 0
PeakO | 0 | 0 | 0 | 0 | 0 | 0
ST | 0 | 0 | 0 | 0 | 0 | 0
STOG | 0 | 0 | 0 | 0 | 0 | 0
STWD | 0 | 0 | 0 | 0 | 0 | 0
WT | 0.9 | 3499.1 | 0 | 0 | 0 | 0
IGCC | 0 | 0 | 0 | 0 | 0 | 0
DemandResponse | 0 | 0 | 0 | 0 | 0 | 0
IGCC-CCS | 0 | 0 | 0 | 0 | 0 | 0
WT_off | 1 | 0 | 0 | 0 | 0 | 0
PseudoUnit | 0 | 0 | 0 | 0 | 0 | 0
FixedInterchange | 0 | 0 | 0 | 0 | 0 | 0
New Build Capacity by Reporting Type: IESO
ReportingType | 2015 | 2020 | 2025 | 2030 | 2035 | 2040
BM | 326.33 | 0 | 0 | 0 | 0 | 0
CC | 1263 | 0 | 0 | 0 | 0 | 1030.41
CSP | 0 | 0 | 0 | 0 | 0 | 0
CT | 368 | 0 | 0 | 0 | 3.75 | 1351.28
Coal | 0 | 0 | 0 | 0 | 0 | 0
Geo | 0 | 0 | 0 | 0 | 0 | 0
H | 0 | 0 | 0 | 0 | 0 | 250
LFG | 14.5 | 0 | 0 | 0 | 0.5 | 0
Nuc | 998.59 | 0 | 0 | 0 | 0 | 0
PS | 0 | 0 | 0 | 0 | 0 | 0
PV | 1067.26 | 0 | 0 | 0 | 0 | 0
PeakG | 0 | 0 | 0 | 0 | 0 | 0
PeakO | 0 | 0 | 0 | 0 | 0 | 0
ST | 0 | 0 | 0 | 0 | 0 | 0
STOG | 0 | 0 | 0 | 0 | 0 | 0
STWD | 0 | 0 | 0 | 0 | 0 | 0
WT | 2105.9 | 0 | 0 | 0 | 0 | 0
IGCC | 0 | 0 | 0 | 0 | 0 | 0
DemandResponse | 0 | 0 | 0 | 0 | 0 | 0
IGCC-CCS | 0 | 0 | 0 | 0 | 0 | 0
WT_off | 0 | 0 | 0 | 0 | 0 | 0
PseudoUnit | 0 | 0 | 0 | 0 | 0 | 0
FixedInterchange | 0 | 0 | 0 | 0 | 0 | 0
New Build Capacity by Reporting Type: MAPP_CA
ReportingType | 2015 | 2020 | 2025 | 2030 | 2035 | 2040
BM | 0 | 0 | 0 | 0 | 0 | 0
CC | 79.74 | 0 | 0 | 0 | 0 | 0
CSP | 0 | 0 | 0 | 0 | 0 | 0
CT | 468.57 | 0 | 0 | 0 | 0 | 0
Coal | 0 | 0 | 0 | 0 | 0 | 0
Geo | 0 | 0 | 0 | 0 | 0 | 0
H | 0 | 552.66 | 439.69 | 1358.17 | 923.78 | 605.84
LFG | 0 | 0 | 0 | 0 | 0 | 0
Nuc | 0 | 0 | 0 | 0 | 0 | 0
PS | 0 | 0 | 0 | 0 | 0 | 0
PV | 0 | 0 | 0 | 0 | 0 | 0
PeakG | 0 | 0 | 0 | 0 | 0 | 0
PeakO | 0 | 0 | 0 | 0 | 0 | 0
ST | 0 | 0 | 0 | 0 | 0 | 0
STOG | 0 | 0 | 0 | 0 | 0 | 0
STWD | 0 | 0 | 0 | 0 | 0 | 0
WT | 302.4 | 0 | 0 | 0 | 0 | 0
IGCC | 0 | 0 | 0 | 0 | 0 | 0
DemandResponse | 0 | 0 | 0 | 0 | 0 | 0
IGCC-CCS | 0 | 0 | 0 | 0 | 0 | 0
WT_off | 0 | 0 | 0 | 0 | 0 | 0
PseudoUnit | 0 | 0 | 0 | 0 | 0 | 0
FixedInterchange | 0 | 0 | 0 | 0 | 0 | 0
New Build Capacity by Reporting Type: AZ_NM_SNV_Coal
ReportingType | 2015 | 2020 | 2025 | 2030 | 2035 | 2040
BM | 0 | 0 | 0 | 0 | 0 | 0
CC | 0 | 0 | 0 | 0 | 0 | 0
CSP | 0 | 0 | 0 | 0 | 0 | 0
CT | 0 | 0 | 0 | 0 | 0 | 0
Coal | 0 | 0 | 0 | 0 | 3218.58 | 2680.61
Geo | 0 | 0 | 0 | 0 | 0 | 0
H | 0 | 0 | 0 | 0 | 0 | 0
LFG | 0 | 0 | 0 | 0 | 0 | 0
Nuc | 0 | 0 | 0 | 0 | 0 | 0
PS | 0 | 0 | 0 | 0 | 0 | 0
PV | 0 | 0 | 0 | 0 | 0 | 0
PeakG | 0 | 0 | 0 | 0 | 0 | 0
PeakO | 0 | 0 | 0 | 0 | 0 | 0
ST | 0 | 0 | 0 | 0 | 0 | 0
STOG | 0 | 0 | 0 | 0 | 0 | 0
STWD | 0 | 0 | 0 | 0 | 0 | 0
WT | 0 | 0 | 0 | 0 | 0 | 0
IGCC | 0 | 0 | 0 | 0 | 0 | 0
DemandResponse | 0 | 0 | 0 | 0 | 0 | 0
IGCC-CCS | 0 | 0 | 0 | 0 | 0 | 0
WT_off | 0 | 0 | 0 | 0 | 0 | 0
PseudoUnit | 0 | 0 | 0 | 0 | 0 | 0
FixedInterchange | 0 | 0 | 0 | 0 | 0 | 0
New Build Capacity by Reporting Type: AZ_NM_SNV_Gas
ReportingType | 2015 | 2020 | 2025 | 2030 | 2035 | 2040
BM | 0 | 0 | 0 | 0 | 0 | 0
CC | 668 | 0 | 0 | 1965.5 | 0 | 0
CSP | 0 | 0 | 0 | 0 | 0 | 0
CT | 736 | 0 | 0 | 0 | 0 | 0
Coal | 0 | 0 | 0 | 0 | 0 | 0
Geo | 0 | 0 | 0 | 0 | 0 | 0
H | 0 | 0 | 0 | 0 | 0 | 0
LFG | 0 | 0 | 0 | 0 | 0 | 0
Nuc | 0 | 0 | 0 | 0 | 0 | 0
PS | 0 | 0 | 0 | 0 | 0 | 0
PV | 0 | 0 | 0 | 0 | 0 | 0
PeakG | 0 | 0 | 0 | 0 | 0 | 0
PeakO | 0 | 0 | 0 | 0 | 0 | 0
ST | 0 | 0 | 0 | 0 | 0 | 0
STOG | 0 | 0 | 0 | 0 | 0 | 0
STWD | 0 | 0 | 0 | 0 | 0 | 0
WT | 0 | 0 | 0 | 0 | 0 | 0
IGCC | 0 | 0 | 0 | 0 | 0 | 0
DemandResponse | 0 | 0 | 0 | 0 | 0 | 0
IGCC-CCS | 0 | 0 | 0 | 0 | 0 | 0
WT_off | 0 | 0 | 0 | 0 | 0 | 0
PseudoUnit | 0 | 0 | 0 | 0 | 0 | 0
FixedInterchange | 0 | 0 | 0 | 0 | 0 | 0
New Build Capacity by Reporting Type: AZ_NM_SNV_NucRenew
ReportingType | 2015 | 2020 | 2025 | 2030 | 2035 | 2040
BM | 0 | 0 | 0 | 0 | 0 | 0
CC | 0 | 0 | 0 | 0 | 0 | 0
CSP | 0 | 0 | 0 | 0 | 0 | 0
CT | 0 | 0 | 0 | 0 | 0 | 0
Coal | 0 | 0 | 0 | 0 | 0 | 0
Geo | 0 | 0 | 1450 | 0 | 0 | 0
H | 0 | 0 | 0 | 0 | 0 | 0
LFG | 0 | 60.67 | 0 | 0 | 0 | 0
Nuc | 0 | 0 | 0 | 0 | 0 | 0
PS | 0 | 0 | 0 | 0 | 0 | 0
PV | 95.7 | 0 | 0 | 0 | 0 | 0
PeakG | 0 | 0 | 0 | 0 | 0 | 0
PeakO | 0 | 0 | 0 | 0 | 0 | 0
ST | 280 | 461.83 | 278.83 | 63.12 | 0 | 0
STOG | 0 | 0 | 0 | 0 | 0 | 0
STWD | 0 | 0 | 0 | 0 | 0 | 0
WT | 65.1 | 9359.88 | 0 | 238.2 | 0 | 0
IGCC | 0 | 0 | 0 | 0 | 0 | 0
DemandResponse | 0 | 0 | 0 | 0 | 0 | 0
IGCC-CCS | 0 | 0 | 0 | 0 | 0 | 0
WT_off | 0 | 0 | 0 | 0 | 0 | 0
PseudoUnit | 0 | 0 | 0 | 0 | 0 | 0
FixedInterchange | 0 | 0 | 0 | 0 | 0 | 0
New Build Capacity by Reporting Type: ERCOT
ReportingType | 2015 | 2020 | 2025 | 2030 | 2035 | 2040
BM | 145 | 0 | 0 | 0 | 0 | 0
CC | 2253.27 | 3661.89 | 0 | 2661.7 | 3337.2 | 4049.14
CSP | 0 | 0 | 0 | 0 | 0 | 0
CT | 250 | 0 | 0 | 0 | 0 | 0
Coal | 2020 | 0 | 0 | 0 | 0 | 0
Geo | 0 | 0 | 0 | 0 | 0 | 0
H | 0 | 0 | 0 | 0 | 0 | 0
LFG | 0 | 0 | 0 | 354 | 0 | 0
Nuc | 0 | 0 | 0 | 0 | 0 | 0
PS | 0 | 0 | 0 | 0 | 0 | 0
PV | 14 | 0 | 0 | 0 | 0 | 0
PeakG | 0 | 0 | 0 | 0 | 0 | 0
PeakO | 0 | 0 | 0 | 0 | 0 | 0
ST | 0 | 0 | 0 | 0 | 0 | 0
STOG | 0 | 0 | 0 | 0 | 0 | 0
STWD | 0 | 0 | 0 | 0 | 0 | 0
WT | 350.1 | 0 | 0 | 0 | 0 | 0
IGCC | 0 | 0 | 0 | 0 | 0 | 0
DemandResponse | 0 | 0 | 0 | 0 | 0 | 0
IGCC-CCS | 0 | 0 | 0 | 0 | 0 | 0
WT_off | 0 | 0 | 0 | 0 | 0 | 0
PseudoUnit | 0 | 0 | 0 | 0 | 0 | 0
FixedInterchange | 0 | 0 | 0 | 0 | 0 | 0
New Build Capacity by Reporting Type: NP15
ReportingType | 2015 | 2020 | 2025 | 2030 | 2035 | 2040
BM | 0 | 0 | 0 | 0 | 0 | 0
CC | 940 | 0 | 0 | 0 | 0 | 0
CSP | 0 | 0 | 0 | 0 | 0 | 0
CT | 213.27 | 557.94 | 2938.13 | 3422.51 | 0 | 0
Coal | 0 | 0 | 0 | 0 | 0 | 0
Geo | 0 | 281.63 | 318.37 | 0 | 0 | 0
H | 0 | 0 | 0 | 0 | 0 | 0
LFG | 0 | 565 | 0 | 0 | 0 | 0
Nuc | 0 | 0 | 0 | 0 | 4294.09 | 4629.77
PS | 0 | 0 | 0 | 0 | 0 | 0
PV | 6.5 | 0 | 0 | 0 | 0 | 0
PeakG | 0 | 0 | 0 | 0 | 0 | 0
PeakO | 0 | 0 | 0 | 0 | 0 | 0
ST | 29 | 0 | 0 | 0 | 0 | 0
STOG | 0 | 0 | 0 | 0 | 0 | 0
STWD | 0 | 0 | 0 | 0 | 0 | 0
WT | 101.2 | 3203.5 | 0 | 0 | 0 | 0
IGCC | 0 | 0 | 0 | 0 | 0 | 0
DemandResponse | 0 | 0 | 0 | 0 | 0 | 0
IGCC-CCS | 0 | 0 | 0 | 0 | 0 | 0
WT_off | 0 | 0 | 0 | 0 | 0 | 0
PseudoUnit | 0 | 0 | 0 | 0 | 0 | 0
FixedInterchange | 0 | 0 | 0 | 0 | 0 | 0
New Build Capacity by Reporting Type: NWPP_Coal
ReportingType | 2015 | 2020 | 2025 | 2030 | 2035 | 2040
BM | 0 | 0 | 0 | 0 | 0 | 0
CC | 0 | 0 | 0 | 0 | 0 | 0
CSP | 0 | 0 | 0 | 0 | 0 | 0
CT | 0 | 0 | 0 | 0 | 0 | 0
Coal | 0 | 0 | 0 | 0 | 0 | 0
Geo | 0 | 0 | 0 | 0 | 0 | 0
H | 0 | 0 | 0 | 0 | 0 | 0
LFG | 0 | 0 | 0 | 0 | 0 | 0
Nuc | 0 | 0 | 0 | 0 | 0 | 0
PS | 0 | 0 | 0 | 0 | 0 | 0
PV | 0 | 0 | 0 | 0 | 0 | 0
PeakG | 0 | 0 | 0 | 0 | 0 | 0
PeakO | 0 | 0 | 0 | 0 | 0 | 0
ST | 0 | 0 | 0 | 0 | 0 | 0
STOG | 0 | 0 | 0 | 0 | 0 | 0
STWD | 0 | 0 | 0 | 0 | 0 | 0
WT | 0 | 0 | 0 | 0 | 0 | 0
IGCC | 0 | 0 | 0 | 0 | 0 | 0
DemandResponse | 0 | 0 | 0 | 0 | 0 | 0
IGCC-CCS | 0 | 0 | 0 | 0 | 0 | 0
WT_off | 0 | 0 | 0 | 0 | 0 | 0
PseudoUnit | 0 | 0 | 0 | 0 | 0 | 0
FixedInterchange | 0 | 0 | 0 | 0 | 0 | 0
New Build Capacity by Reporting Type: NWPP_Gas
ReportingType | 2015 | 2020 | 2025 | 2030 | 2035 | 2040
BM | 0 | 0 | 0 | 0 | 0 | 0
CC | 300 | 0 | 0 | 4347.76 | 0 | 0
CSP | 0 | 0 | 0 | 0 | 0 | 0
CT | 150 | 0 | 0 | 0 | 0 | 0
Coal | 0 | 0 | 0 | 0 | 502.49 | 961.99
Geo | 0 | 0 | 0 | 0 | 0 | 0
H | 0 | 0 | 0 | 0 | 0 | 0
LFG | 0 | 0 | 0 | 0 | 0 | 0
Nuc | 0 | 0 | 0 | 0 | 0 | 0
PS | 0 | 0 | 0 | 0 | 0 | 0
PV | 0 | 0 | 0 | 0 | 0 | 0
PeakG | 0 | 0 | 0 | 0 | 0 | 0
PeakO | 0 | 0 | 0 | 0 | 0 | 0
ST | 0 | 0 | 0 | 0 | 0 | 0
STOG | 0 | 0 | 0 | 0 | 0 | 0
STWD | 0 | 0 | 0 | 0 | 0 | 0
WT | 0 | 0 | 0 | 0 | 0 | 0
IGCC | 0 | 0 | 0 | 0 | 0 | 0
DemandResponse | 0 | 0 | 0 | 0 | 0 | 0
IGCC-CCS | 0 | 0 | 0 | 0 | 0 | 0
WT_off | 0 | 0 | 0 | 0 | 0 | 0
PseudoUnit | 0 | 0 | 0 | 0 | 0 | 0
FixedInterchange | 0 | 0 | 0 | 0 | 0 | 0
New Build Capacity by Reporting Type: NWPP_NucRenew
ReportingType | 2015 | 2020 | 2025 | 2030 | 2035 | 2040
BM | 32.55 | 0 | 0 | 0 | 0 | 0
CC | 0 | 0 | 0 | 0 | 0 | 0
CSP | 0 | 0 | 0 | 0 | 0 | 0
CT | 0 | 0 | 0 | 0 | 0 | 0
Coal | 0 | 0 | 0 | 0 | 0 | 0
Geo | 86 | 0 | 434 | 0 | 0 | 0
H | 0 | 0 | 0 | 0 | 0 | 0
LFG | 25.5 | 0 | 244.5 | 0 | 0 | 0
Nuc | 0 | 0 | 0 | 0 | 0 | 0
PS | 0 | 0 | 0 | 0 | 0 | 0
PV | 0 | 0 | 0 | 0 | 0 | 0
PeakG | 0 | 0 | 0 | 0 | 0 | 0
PeakO | 0 | 0 | 0 | 0 | 0 | 0
ST | 0 | 0 | 0 | 0 | 0 | 0
STOG | 0 | 0 | 0 | 0 | 0 | 0
STWD | 0 | 0 | 0 | 0 | 0 | 0
WT | 977.3 | 0 | 0 | 0 | 0 | 0
IGCC | 0 | 0 | 0 | 0 | 0 | 0
DemandResponse | 0 | 0 | 0 | 0 | 0 | 0
IGCC-CCS | 0 | 0 | 0 | 0 | 0 | 0
WT_off | 0 | 0 | 0 | 0 | 0 | 0
PseudoUnit | 0 | 0 | 0 | 0 | 0 | 0
FixedInterchange | 0 | 0 | 0 | 0 | 0 | 0
New Build Capacity by Reporting Type: RMPA
ReportingType | 2015 | 2020 | 2025 | 2030 | 2035 | 2040
BM | 0 | 0 | 0 | 0 | 0 | 0
CC | 0 | 0 | 0 | 0 | 0 | 0
CSP | 0 | 0 | 0 | 0 | 0 | 0
CT | 152 | 0 | 0 | 0 | 0 | 0
Coal | 390 | 24.95 | 0 | 294.7 | 1298.45 | 1468.67
Geo | 0 | 343.37 | 2226.63 | 0 | 0 | 0
H | 0 | 0 | 0 | 0 | 0 | 0
LFG | 1.4 | 28.93 | 0 | 0 | 0 | 0
Nuc | 0 | 0 | 0 | 0 | 0 | 0
PS | 0 | 0 | 0 | 0 | 0 | 0
PV | 1 | 0 | 0 | 0 | 0 | 0
PeakG | 0 | 0 | 0 | 0 | 0 | 0
PeakO | 0 | 0 | 0 | 0 | 0 | 0
ST | 3 | 374.85 | 32.72 | 26.71 | 0 | 0
STOG | 0 | 0 | 0 | 0 | 0 | 0
STWD | 0 | 0 | 0 | 0 | 0 | 0
WT | 765.4 | 201.34 | 0 | 0 | 0 | 0
IGCC | 0 | 0 | 0 | 0 | 0 | 0
DemandResponse | 0 | 0 | 0 | 0 | 0 | 0
IGCC-CCS | 0 | 0 | 0 | 0 | 0 | 0
WT_off | 0 | 0 | 0 | 0 | 0 | 0
PseudoUnit | 0 | 0 | 0 | 0 | 0 | 0
FixedInterchange | 0 | 0 | 0 | 0 | 0 | 0
New Build Capacity by Reporting Type: SP15
ReportingType | 2015 | 2020 | 2025 | 2030 | 2035 | 2040
BM | 6 | 0 | 0 | 0 | 0 | 0
CC | 409.5 | 0 | 0 | 0 | 0 | 0
CSP | 0 | 0 | 0 | 0 | 0 | 0
CT | 0 | 0 | 0 | 0 | 0 | 0
Coal | 0 | 0 | 0 | 0 | 0 | 0
Geo | 50 | 1450 | 0 | 0 | 0 | 0
H | 0 | 0 | 0 | 0 | 0 | 0
LFG | 9.2 | 555.8 | 0 | 0 | 0 | 0
Nuc | 0 | 0 | 0 | 0 | 0 | 2687.27
PS | 0 | 0 | 0 | 0 | 0 | 0
PV | 3.8 | 0 | 0 | 0 | 0 | 0
PeakG | 0 | 0 | 0 | 0 | 0 | 0
PeakO | 0 | 0 | 0 | 0 | 0 | 0
ST | 448 | 0 | 0 | 0 | 0 | 0
STOG | 0 | 0 | 0 | 0 | 0 | 0
STWD | 0 | 0 | 0 | 0 | 0 | 0
WT | 735 | 0 | 0 | 0 | 0 | 0
IGCC | 0 | 0 | 0 | 0 | 0 | 0
DemandResponse | 0 | 0 | 0 | 0 | 0 | 0
IGCC-CCS | 0 | 0 | 0 | 0 | 0 | 0
WT_off | 0 | 0 | 0 | 0 | 0 | 0
PseudoUnit | 0 | 0 | 0 | 0 | 0 | 0
FixedInterchange | 0 | 0 | 0 | 0 | 0 | 0
New Build Capacity by Reporting Type: ALB
ReportingType | 2015 | 2020 | 2025 | 2030 | 2035 | 2040
BM | 0 | 0 | 0 | 0 | 0 | 0
CC | 375.66 | 706.51 | 680.82 | 757.18 | 988.84 | 0
CSP | 0 | 0 | 0 | 0 | 0 | 0
CT | 201.5 | 0 | 0 | 0 | 0 | 0
Coal | 495 | 0 | 0 | 0 | 0 | 0
Geo | 0 | 0 | 0 | 0 | 0 | 0
H | 0 | 0 | 0 | 0 | 0 | 0
LFG | 0 | 0 | 0 | 0 | 0 | 0
Nuc | 0 | 0 | 0 | 0 | 0 | 1071.98
PS | 0 | 0 | 0 | 0 | 0 | 0
PV | 0 | 0 | 0 | 0 | 0 | 0
PeakG | 0 | 0 | 0 | 0 | 0 | 0
PeakO | 0 | 0 | 0 | 0 | 0 | 0
ST | 0 | 0 | 0 | 0 | 0 | 0
STOG | 0 | 0 | 0 | 0 | 0 | 0
STWD | 0 | 0 | 0 | 0 | 0 | 0
WT | 9 | 0 | 0 | 0 | 0 | 0
IGCC | 0 | 0 | 0 | 0 | 0 | 0
DemandResponse | 0 | 0 | 0 | 0 | 0 | 0
IGCC-CCS | 0 | 0 | 0 | 0 | 0 | 0
WT_off | 0 | 0 | 0 | 0 | 0 | 0
PseudoUnit | 0 | 0 | 0 | 0 | 0 | 0
FixedInterchange | 0 | 0 | 0 | 0 | 0 | 0
New Build Capacity by Reporting Type: BC
ReportingType | 2015 | 2020 | 2025 | 2030 | 2035 | 2040
BM | 0 | 0 | 0 | 0 | 0 | 0
CC | 1154.39 | 493.53 | 643.14 | 512.42 | 776.11 | 0
CSP | 0 | 0 | 0 | 0 | 0 | 0
CT | 0 | 0 | 0 | 0 | 0 | 690.76
Coal | 0 | 0 | 0 | 0 | 0 | 0
Geo | 0 | 0 | 0 | 0 | 0 | 0
H | 0 | 0 | 0 | 0 | 0 | 0
LFG | 0 | 0 | 0 | 0 | 0 | 0
Nuc | 0 | 0 | 0 | 0 | 0 | 136.18
PS | 0 | 0 | 0 | 0 | 0 | 0
PV | 0 | 0 | 0 | 0 | 0 | 0
PeakG | 0 | 0 | 0 | 0 | 0 | 0
PeakO | 0 | 0 | 0 | 0 | 0 | 0
ST | 0 | 0 | 0 | 0 | 0 | 0
STOG | 0 | 0 | 0 | 0 | 0 | 0
STWD | 0 | 0 | 0 | 0 | 0 | 0
WT | 144 | 0 | 0 | 0 | 0 | 0
IGCC | 0 | 0 | 0 | 0 | 0 | 0
DemandResponse | 0 | 0 | 0 | 0 | 0 | 0
IGCC-CCS | 0 | 0 | 0 | 0 | 0 | 0
WT_off | 0 | 0 | 0 | 0 | 0 | 0
PseudoUnit | 0 | 0 | 0 | 0 | 0 | 0
FixedInterchange | 0 | 0 | 0 | 0 | 0 | 0
New Build Capacity by Reporting Type: HQ_IESO
ReportingType | 2015 | 2020 | 2025 | 2030 | 2035 | 2040
BM | 0 | 0 | 0 | 0 | 0 | 0
CC | 0 | 0 | 0 | 0 | 0 | 0
CSP | 0 | 0 | 0 | 0 | 0 | 0
CT | 0 | 0 | 0 | 0 | 0 | 0
Coal | 0 | 0 | 0 | 0 | 0 | 0
Geo | 0 | 0 | 0 | 0 | 0 | 0
H | 0 | 0 | 0 | 0 | 0 | 0
LFG | 0 | 0 | 0 | 0 | 0 | 0
Nuc | 0 | 0 | 0 | 0 | 0 | 0
PS | 0 | 0 | 0 | 0 | 0 | 0
PV | 0 | 0 | 0 | 0 | 0 | 0
PeakG | 0 | 0 | 0 | 0 | 0 | 0
PeakO | 0 | 0 | 0 | 0 | 0 | 0
ST | 0 | 0 | 0 | 0 | 0 | 0
STOG | 0 | 0 | 0 | 0 | 0 | 0
STWD | 0 | 0 | 0 | 0 | 0 | 0
WT | 0 | 0 | 0 | 0 | 0 | 0
IGCC | 0 | 0 | 0 | 0 | 0 | 0
DemandResponse | 0 | 0 | 0 | 0 | 0 | 0
IGCC-CCS | 0 | 0 | 0 | 0 | 0 | 0
WT_off | 0 | 0 | 0 | 0 | 0 | 0
PseudoUnit | 0 | 0 | 0 | 0 | 0 | 0
FixedInterchange | 0 | 0 | 0 | 0 | 0 | 0
New Build Capacity by Reporting Type: HQ_NEISO
ReportingType | 2015 | 2020 | 2025 | 2030 | 2035 | 2040
BM | 0 | 0 | 0 | 0 | 0 | 0
CC | 0 | 0 | 0 | 0 | 0 | 0
CSP | 0 | 0 | 0 | 0 | 0 | 0
CT | 0 | 0 | 0 | 0 | 0 | 0
Coal | 0 | 0 | 0 | 0 | 0 | 0
Geo | 0 | 0 | 0 | 0 | 0 | 0
H | 0 | 0 | 0 | 0 | 0 | 0
LFG | 0 | 0 | 0 | 0 | 0 | 0
Nuc | 0 | 0 | 0 | 0 | 0 | 0
PS | 0 | 0 | 0 | 0 | 0 | 0
PV | 0 | 0 | 0 | 0 | 0 | 0
PeakG | 0 | 0 | 0 | 0 | 0 | 0
PeakO | 0 | 0 | 0 | 0 | 0 | 0
ST | 0 | 0 | 0 | 0 | 0 | 0
STOG | 0 | 0 | 0 | 0 | 0 | 0
STWD | 0 | 0 | 0 | 0 | 0 | 0
WT | 0 | 0 | 0 | 0 | 0 | 0
IGCC | 0 | 0 | 0 | 0 | 0 | 0
DemandResponse | 0 | 0 | 0 | 0 | 0 | 0
IGCC-CCS | 0 | 0 | 0 | 0 | 0 | 0
WT_off | 0 | 0 | 0 | 0 | 0 | 0
PseudoUnit | 0 | 0 | 0 | 0 | 0 | 0
FixedInterchange | 0 | 0 | 0 | 0 | 0 | 0
New Build Capacity by Reporting Type: HQ_NY
ReportingType | 2015 | 2020 | 2025 | 2030 | 2035 | 2040
BM | 0 | 0 | 0 | 0 | 0 | 0
CC | 0 | 0 | 0 | 0 | 0 | 0
CSP | 0 | 0 | 0 | 0 | 0 | 0
CT | 0 | 0 | 0 | 0 | 0 | 0
Coal | 0 | 0 | 0 | 0 | 0 | 0
Geo | 0 | 0 | 0 | 0 | 0 | 0
H | 0 | 0 | 0 | 0 | 0 | 0
LFG | 0 | 0 | 0 | 0 | 0 | 0
Nuc | 0 | 0 | 0 | 0 | 0 | 0
PS | 0 | 0 | 0 | 0 | 0 | 0
PV | 0 | 0 | 0 | 0 | 0 | 0
PeakG | 0 | 0 | 0 | 0 | 0 | 0
PeakO | 0 | 0 | 0 | 0 | 0 | 0
ST | 0 | 0 | 0 | 0 | 0 | 0
STOG | 0 | 0 | 0 | 0 | 0 | 0
STWD | 0 | 0 | 0 | 0 | 0 | 0
WT | 0 | 0 | 0 | 0 | 0 | 0
IGCC | 0 | 0 | 0 | 0 | 0 | 0
DemandResponse | 0 | 0 | 0 | 0 | 0 | 0
IGCC-CCS | 0 | 0 | 0 | 0 | 0 | 0
WT_off | 0 | 0 | 0 | 0 | 0 | 0
PseudoUnit | 0 | 0 | 0 | 0 | 0 | 0
FixedInterchange | 0 | 0 | 0 | 0 | 0 | 0
New Build Capacity by Reporting Type: MARITIMES
ReportingType | 2015 | 2020 | 2025 | 2030 | 2035 | 2040
BM | 0 | 0 | 0 | 0 | 0 | 0
CC | 0 | 0 | 0 | 0 | 0 | 0
CSP | 0 | 0 | 0 | 0 | 0 | 0
CT | 0 | 0 | 0 | 0 | 0 | 0
Coal | 0 | 0 | 0 | 0 | 0 | 0
Geo | 0 | 0 | 0 | 0 | 0 | 0
H | 0 | 0 | 0 | 0 | 0 | 0
LFG | 0 | 0 | 0 | 0 | 0 | 0
Nuc | 0 | 0 | 0 | 0 | 0 | 0
PS | 0 | 0 | 0 | 0 | 0 | 0
PV | 0 | 0 | 0 | 0 | 0 | 0
PeakG | 0 | 0 | 0 | 0 | 0 | 0
PeakO | 0 | 0 | 0 | 0 | 0 | 0
ST | 0 | 0 | 0 | 0 | 0 | 0
STOG | 0 | 0 | 0 | 0 | 0 | 0
STWD | 0 | 0 | 0 | 0 | 0 | 0
WT | 0 | 0 | 0 | 0 | 0 | 0
IGCC | 0 | 0 | 0 | 0 | 0 | 0
DemandResponse | 0 | 0 | 0 | 0 | 0 | 0
IGCC-CCS | 0 | 0 | 0 | 0 | 0 | 0
WT_off | 0 | 0 | 0 | 0 | 0 | 0
PseudoUnit | 0 | 0 | 0 | 0 | 0 | 0
FixedInterchange | 0 | 0 | 0 | 0 | 0 | 0
New Build Capacity by Reporting Type: All
ReportingType | 2015 | 2020 | 2025 | 2030 | 2035 | 2040
BM | 1251 | 332.21 | 596.37 | 57.1 | 167.32 | 96.53
CC | 32884.58 | 9577.24 | 2666.09 | 24818.93 | 43404.48 | 24217.05
CSP | 0 | 0 | 0 | 0 | 0 | 0
CT | 6863.04 | 4352.79 | 3824.04 | 10493.43 | 3594.31 | 4963.37
Coal | 10763.64 | 24.95 | 0 | 1039.11 | 13704.55 | 24774.04
Geo | 136 | 2075 | 4429 | 0 | 0 | 0
H | 0 | 553.66 | 942.69 | 1358.17 | 926.78 | 1533.84
LFG | 192 | 1953 | 2210 | 723.5 | 0.5 | 0
Nuc | 9853.86 | 17049 | 4871 | 0 | 4294.09 | 10246.33
PS | 0 | 0 | 0 | 0 | 0 | 0
PV | 1246 | 2213.89 | 1099.82 | 227.79 | 127.64 | 114.97
PeakG | 0 | 0 | 0 | 0 | 0 | 0
PeakO | 0 | 0 | 0 | 0 | 0 | 0
ST | 760 | 836.68 | 311.55 | 89.83 | 0 | 0
STOG | 0 | 0 | 0 | 0 | 0 | 0
STWD | 0 | 0 | 0 | 0 | 0 | 0
WT | 25342 | 24996.93 | 6730.3 | 8335.31 | 17993.49 | 2770.56
IGCC | 618 | 0 | 0 | 0 | 0 | 0
DemandResponse | 0 | 0 | 0 | 0 | 0 | 0
IGCC-CCS | 0 | 0 | 0 | 0 | 0 | 0
WT_off | 469 | 0 | 1100 | 0 | 0 | 0
PseudoUnit | 0 | 0 | 0 | 0 | 0 | 0
FixedInterchange | 0 | 0 | 0 | 0 | 0 | 0
New Build Capacity by Reporting Type: EI_US
ReportingType | 2015 | 2020 | 2025 | 2030 | 2035 | 2040
BM | 741.12 | 332.21 | 596.37 | 57.1 | 167.32 | 96.53
CC | 25441.02 | 4715.31 | 1342.13 | 14574.36 | 38302.33 | 19137.5
CSP | 0 | 0 | 0 | 0 | 0 | 0
CT | 4323.69 | 3794.84 | 885.91 | 7070.91 | 3590.56 | 2921.33
Coal | 7858.64 | 0 | 0 | 744.41 | 8685.03 | 19662.77
Geo | 0 | 0 | 0 | 0 | 0 | 0
H | 0 | 1 | 503 | 0 | 3 | 678
LFG | 141.4 | 742.6 | 1965.5 | 369.5 | 0 | 0
Nuc | 8855.27 | 17049 | 4871 | 0 | 0 | 1721.12
PS | 0 | 0 | 0 | 0 | 0 | 0
PV | 57.74 | 2213.89 | 1099.82 | 227.79 | 127.64 | 114.97
PeakG | 0 | 0 | 0 | 0 | 0 | 0
PeakO | 0 | 0 | 0 | 0 | 0 | 0
ST | 0 | 0 | 0 | 0 | 0 | 0
STOG | 0 | 0 | 0 | 0 | 0 | 0
STWD | 0 | 0 | 0 | 0 | 0 | 0
WT | 19786.6 | 12232.2 | 6730.3 | 8097.11 | 17993.49 | 2770.56
IGCC | 618 | 0 | 0 | 0 | 0 | 0
DemandResponse | 0 | 0 | 0 | 0 | 0 | 0
IGCC-CCS | 0 | 0 | 0 | 0 | 0 | 0
WT_off | 469 | 0 | 1100 | 0 | 0 | 0
PseudoUnit | 0 | 0 | 0 | 0 | 0 | 0
FixedInterchange | 0 | 0 | 0 | 0 | 0 | 0
New Build Capacity by Reporting Type: EI_Canada
ReportingType | 2015 | 2020 | 2025 | 2030 | 2035 | 2040
BM | 326.33 | 0 | 0 | 0 | 0 | 0
CC | 1342.74 | 0 | 0 | 0 | 0 | 1030.41
CSP | 0 | 0 | 0 | 0 | 0 | 0
CT | 836.57 | 0 | 0 | 0 | 3.75 | 1351.28
Coal | 0 | 0 | 0 | 0 | 0 | 0
Geo | 0 | 0 | 0 | 0 | 0 | 0
H | 0 | 552.66 | 439.69 | 1358.17 | 923.78 | 855.84
LFG | 14.5 | 0 | 0 | 0 | 0.5 | 0
Nuc | 998.59 | 0 | 0 | 0 | 0 | 0
PS | 0 | 0 | 0 | 0 | 0 | 0
PV | 1067.26 | 0 | 0 | 0 | 0 | 0
PeakG | 0 | 0 | 0 | 0 | 0 | 0
PeakO | 0 | 0 | 0 | 0 | 0 | 0
ST | 0 | 0 | 0 | 0 | 0 | 0
STOG | 0 | 0 | 0 | 0 | 0 | 0
STWD | 0 | 0 | 0 | 0 | 0 | 0
WT | 2408.3 | 0 | 0 | 0 | 0 | 0
IGCC | 0 | 0 | 0 | 0 | 0 | 0
DemandResponse | 0 | 0 | 0 | 0 | 0 | 0
IGCC-CCS | 0 | 0 | 0 | 0 | 0 | 0
WT_off | 0 | 0 | 0 | 0 | 0 | 0
PseudoUnit | 0 | 0 | 0 | 0 | 0 | 0
FixedInterchange | 0 | 0 | 0 | 0 | 0 | 0
New Build Capacity by Reporting Type: EI
ReportingType | 2015 | 2020 | 2025 | 2030 | 2035 | 2040
BM | 1067.45 | 332.21 | 596.37 | 57.1 | 167.32 | 96.53
CC | 26783.76 | 4715.31 | 1342.13 | 14574.36 | 38302.33 | 20167.91
CSP | 0 | 0 | 0 | 0 | 0 | 0
CT | 5160.26 | 3794.84 | 885.91 | 7070.91 | 3594.31 | 4272.62
Coal | 7858.64 | 0 | 0 | 744.41 | 8685.03 | 19662.77
Geo | 0 | 0 | 0 | 0 | 0 | 0
H | 0 | 553.66 | 942.69 | 1358.17 | 926.78 | 1533.84
LFG | 155.9 | 742.6 | 1965.5 | 369.5 | 0.5 | 0
Nuc | 9853.86 | 17049 | 4871 | 0 | 0 | 1721.12
PS | 0 | 0 | 0 | 0 | 0 | 0
PV | 1125 | 2213.89 | 1099.82 | 227.79 | 127.64 | 114.97
PeakG | 0 | 0 | 0 | 0 | 0 | 0
PeakO | 0 | 0 | 0 | 0 | 0 | 0
ST | 0 | 0 | 0 | 0 | 0 | 0
STOG | 0 | 0 | 0 | 0 | 0 | 0
STWD | 0 | 0 | 0 | 0 | 0 | 0
WT | 22194.9 | 12232.2 | 6730.3 | 8097.11 | 17993.49 | 2770.56
IGCC | 618 | 0 | 0 | 0 | 0 | 0
DemandResponse | 0 | 0 | 0 | 0 | 0 | 0
IGCC-CCS | 0 | 0 | 0 | 0 | 0 | 0
WT_off | 469 | 0 | 1100 | 0 | 0 | 0
PseudoUnit | 0 | 0 | 0 | 0 | 0 | 0
FixedInterchange | 0 | 0 | 0 | 0 | 0 | 0
New Build Capacity by Reporting Type: Outside_EI
ReportingType | 2015 | 2020 | 2025 | 2030 | 2035 | 2040
BM | 183.55 | 0 | 0 | 0 | 0 | 0
CC | 6100.82 | 4861.93 | 1323.96 | 10244.57 | 5102.16 | 4049.14
CSP | 0 | 0 | 0 | 0 | 0 | 0
CT | 1702.77 | 557.94 | 2938.13 | 3422.51 | 0 | 690.76
Coal | 2905 | 24.95 | 0 | 294.7 | 5019.52 | 5111.27
Geo | 136 | 2075 | 4429 | 0 | 0 | 0
H | 0 | 0 | 0 | 0 | 0 | 0
LFG | 36.1 | 1210.4 | 244.5 | 354 | 0 | 0
Nuc | 0 | 0 | 0 | 0 | 4294.09 | 8525.21
PS | 0 | 0 | 0 | 0 | 0 | 0
PV | 121 | 0 | 0 | 0 | 0 | 0
PeakG | 0 | 0 | 0 | 0 | 0 | 0
PeakO | 0 | 0 | 0 | 0 | 0 | 0
ST | 760 | 836.68 | 311.55 | 89.83 | 0 | 0
STOG | 0 | 0 | 0 | 0 | 0 | 0
STWD | 0 | 0 | 0 | 0 | 0 | 0
WT | 3147.1 | 12764.73 | 0 | 238.2 | 0 | 0
IGCC | 0 | 0 | 0 | 0 | 0 | 0
DemandResponse | 0 | 0 | 0 | 0 | 0 | 0
IGCC-CCS | 0 | 0 | 0 | 0 | 0 | 0
WT_off | 0 | 0 | 0 | 0 | 0 | 0
PseudoUnit | 0 | 0 | 0 | 0 | 0 | 0
FixedInterchange | 0 | 0 | 0 | 0 | 0 | 0
#2 | Cumulative New Build Capacity (MW)
Cumulative New Build Capacity by Reporting Type: Entergy
ReportingType | 2015 | 2020 | 2025 | 2030 | 2035 | 2040
BM | 0 | 0 | 0 | 0 | 0 | 0
CC | 20.14 | 1141.31 | 1141.31 | 1866.89 | 3199.23 | 3199.23
CSP | 0 | 0 | 0 | 0 | 0 | 0
CT | 0 | 0 | 0 | 0 | 0 | 0
Coal | 720 | 720 | 720 | 720 | 720 | 3805.53
Geo | 0 | 0 | 0 | 0 | 0 | 0
H | 0 | 0 | 0 | 0 | 0 | 0
LFG | 0 | 0 | 107.4 | 107.4 | 107.4 | 107.4
Nuc | 456.92 | 456.92 | 456.92 | 456.92 | 456.92 | 456.92
PS | 0 | 0 | 0 | 0 | 0 | 0
PV | 0.29 | 64.61 | 99.72 | 102.83 | 105.44 | 109.97
PeakG | 0 | 0 | 0 | 0 | 0 | 0
PeakO | 0 | 0 | 0 | 0 | 0 | 0
ST | 0 | 0 | 0 | 0 | 0 | 0
STOG | 0 | 0 | 0 | 0 | 0 | 0
STWD | 0 | 0 | 0 | 0 | 0 | 0
WT | 0 | 0 | 0 | 0 | 0 | 0
IGCC | 0 | 0 | 0 | 0 | 0 | 0
DemandResponse | 0 | 0 | 0 | 0 | 0 | 0
IGCC-CCS | 0 | 0 | 0 | 0 | 0 | 0
WT_off | 0 | 0 | 0 | 0 | 0 | 0
PseudoUnit | 0 | 0 | 0 | 0 | 0 | 0
FixedInterchange | 0 | 0 | 0 | 0 | 0 | 0
Cumulative New Build Capacity by Reporting Type: FRCC
ReportingType | 2015 | 2020 | 2025 | 2030 | 2035 | 2040
BM | 0 | 0 | 0 | 0 | 0 | 0
CC | 1516.9 | 2309.25 | 3191.89 | 6530.09 | 13144.06 | 13144.06
CSP | 0 | 0 | 0 | 0 | 0 | 0
CT | 2480 | 2480 | 2480 | 2480 | 2480 | 2480
Coal | 0 | 0 | 0 | 0 | 0 | 0
Geo | 0 | 0 | 0 | 0 | 0 | 0
H | 0 | 0 | 0 | 0 | 0 | 0
LFG | 0 | 0 | 198 | 198 | 198 | 198
Nuc | 339.47 | 3690.47 | 4807.47 | 4807.47 | 4807.47 | 6528.59
PS | 0 | 0 | 0 | 0 | 0 | 0
PV | 0 | 0 | 0 | 0 | 0 | 0
PeakG | 0 | 0 | 0 | 0 | 0 | 0
PeakO | 0 | 0 | 0 | 0 | 0 | 0
ST | 0 | 0 | 0 | 0 | 0 | 0
STOG | 0 | 0 | 0 | 0 | 0 | 0
STWD | 0 | 0 | 0 | 0 | 0 | 0
WT | 0 | 0 | 0 | 0 | 0 | 0
IGCC | 0 | 0 | 0 | 0 | 0 | 0
DemandResponse | 0 | 0 | 0 | 0 | 0 | 0
IGCC-CCS | 0 | 0 | 0 | 0 | 0 | 0
WT_off | 0 | 0 | 0 | 0 | 0 | 0
PseudoUnit | 0 | 0 | 0 | 0 | 0 | 0
FixedInterchange | 0 | 0 | 0 | 0 | 0 | 0
Cumulative New Build Capacity by Reporting Type: MAPP_US
ReportingType | 2015 | 2020 | 2025 | 2030 | 2035 | 2040
BM | 0 | 0 | 0 | 0 | 0 | 0
CC | 0 | 0 | 0 | 0 | 0 | 0
CSP | 0 | 0 | 0 | 0 | 0 | 0
CT | 308.3 | 308.3 | 308.3 | 619.36 | 619.36 | 868.64
Coal | 0 | 0 | 0 | 0 | 308.99 | 308.99
Geo | 0 | 0 | 0 | 0 | 0 | 0
H | 0 | 0 | 0 | 0 | 0 | 0
LFG | 0 | 0 | 71.67 | 71.67 | 71.67 | 71.67
Nuc | 0 | 0 | 0 | 0 | 0 | 0
PS | 0 | 0 | 0 | 0 | 0 | 0
PV | 0 | 0 | 0 | 0 | 0 | 0
PeakG | 0 | 0 | 0 | 0 | 0 | 0
PeakO | 0 | 0 | 0 | 0 | 0 | 0
ST | 0 | 0 | 0 | 0 | 0 | 0
STOG | 0 | 0 | 0 | 0 | 0 | 0
STWD | 0 | 0 | 0 | 0 | 0 | 0
WT | 421.3 | 1020.63 | 1102.31 | 1218.35 | 1333.85 | 1428.24
IGCC | 0 | 0 | 0 | 0 | 0 | 0
DemandResponse | 0 | 0 | 0 | 0 | 0 | 0
IGCC-CCS | 0 | 0 | 0 | 0 | 0 | 0
WT_off | 0 | 0 | 0 | 0 | 0 | 0
PseudoUnit | 0 | 0 | 0 | 0 | 0 | 0
FixedInterchange | 0 | 0 | 0 | 0 | 0 | 0
Cumulative New Build Capacity by Reporting Type: MISO_IN
ReportingType | 2015 | 2020 | 2025 | 2030 | 2035 | 2040
BM | 0 | 0 | 0 | 0 | 0 | 0
CC | 0 | 0 | 0 | 678.94 | 4014.19 | 4014.19
CSP | 0 | 0 | 0 | 0 | 0 | 0
CT | 0 | 0 | 0 | 0 | 0 | 0
Coal | 0 | 0 | 0 | 0 | 0 | 0
Geo | 0 | 0 | 0 | 0 | 0 | 0
H | 0 | 0 | 0 | 0 | 0 | 0
LFG | 0 | 0 | 0 | 80.12 | 80.12 | 80.12
Nuc | 0 | 0 | 0 | 0 | 0 | 0
PS | 0 | 0 | 0 | 0 | 0 | 0
PV | 0 | 247.42 | 398.52 | 403.36 | 418.95 | 430.85
PeakG | 0 | 0 | 0 | 0 | 0 | 0
PeakO | 0 | 0 | 0 | 0 | 0 | 0
ST | 0 | 0 | 0 | 0 | 0 | 0
STOG | 0 | 0 | 0 | 0 | 0 | 0
STWD | 0 | 0 | 0 | 0 | 0 | 0
WT | 0 | 0 | 0 | 0 | 0 | 0
IGCC | 618 | 618 | 618 | 618 | 618 | 618
DemandResponse | 0 | 0 | 0 | 0 | 0 | 0
IGCC-CCS | 0 | 0 | 0 | 0 | 0 | 0
WT_off | 0 | 0 | 0 | 0 | 0 | 0
PseudoUnit | 0 | 0 | 0 | 0 | 0 | 0
FixedInterchange | 0 | 0 | 0 | 0 | 0 | 0
Cumulative New Build Capacity by Reporting Type: MISO_MI
ReportingType | 2015 | 2020 | 2025 | 2030 | 2035 | 2040
BM | 0 | 0 | 0 | 0 | 0 | 0
CC | 0 | 0 | 0 | 0 | 0 | 0
CSP | 0 | 0 | 0 | 0 | 0 | 0
CT | 0 | 0 | 0 | 0 | 0 | 0
Coal | 0 | 0 | 0 | 0 | 0 | 0
Geo | 0 | 0 | 0 | 0 | 0 | 0
H | 0 | 0 | 0 | 0 | 0 | 0
LFG | 0 | 160.25 | 160.25 | 160.25 | 160.25 | 160.25
Nuc | 164.34 | 164.34 | 1684.34 | 1684.34 | 1684.34 | 1684.34
PS | 0 | 0 | 0 | 0 | 0 | 0
PV | 0 | 0 | 0 | 0 | 0 | 0
PeakG | 0 | 0 | 0 | 0 | 0 | 0
PeakO | 0 | 0 | 0 | 0 | 0 | 0
ST | 0 | 0 | 0 | 0 | 0 | 0
STOG | 0 | 0 | 0 | 0 | 0 | 0
STWD | 0 | 0 | 0 | 0 | 0 | 0
WT | 2000 | 2000 | 2600 | 2600 | 2774.61 | 2957.02
IGCC | 0 | 0 | 0 | 0 | 0 | 0
DemandResponse | 0 | 0 | 0 | 0 | 0 | 0
IGCC-CCS | 0 | 0 | 0 | 0 | 0 | 0
WT_off | 0 | 0 | 0 | 0 | 0 | 0
PseudoUnit | 0 | 0 | 0 | 0 | 0 | 0
FixedInterchange | 0 | 0 | 0 | 0 | 0 | 0
Cumulative New Build Capacity by Reporting Type: MISO_MO-IL
ReportingType | 2015 | 2020 | 2025 | 2030 | 2035 | 2040
BM | 0 | 0 | 0 | 0 | 0 | 0
CC | 0 | 0 | 0 | 0 | 0 | 0
CSP | 0 | 0 | 0 | 0 | 0 | 0
CT | 0 | 0 | 0 | 0 | 0 | 0
Coal | 1790 | 1790 | 1790 | 1790 | 1790 | 1790
Geo | 0 | 0 | 0 | 0 | 0 | 0
H | 0 | 0 | 0 | 0 | 0 | 0
LFG | 0 | 0 | 223.33 | 223.33 | 223.33 | 223.33
Nuc | 194.27 | 194.27 | 194.27 | 194.27 | 194.27 | 194.27
PS | 0 | 0 | 0 | 0 | 0 | 0
PV | 0 | 0 | 0 | 0 | 0 | 0
PeakG | 0 | 0 | 0 | 0 | 0 | 0
PeakO | 0 | 0 | 0 | 0 | 0 | 0
ST | 0 | 0 | 0 | 0 | 0 | 0
STOG | 0 | 0 | 0 | 0 | 0 | 0
STWD | 0 | 0 | 0 | 0 | 0 | 0
WT | 300 | 300 | 300 | 300 | 300 | 300
IGCC | 0 | 0 | 0 | 0 | 0 | 0
DemandResponse | 0 | 0 | 0 | 0 | 0 | 0
IGCC-CCS | 0 | 0 | 0 | 0 | 0 | 0
WT_off | 0 | 0 | 0 | 0 | 0 | 0
PseudoUnit | 0 | 0 | 0 | 0 | 0 | 0
FixedInterchange | 0 | 0 | 0 | 0 | 0 | 0
Cumulative New Build Capacity by Reporting Type: MISO_W
ReportingType | 2015 | 2020 | 2025 | 2030 | 2035 | 2040
BM | 0 | 0 | 0 | 0 | 0 | 0
CC | 0 | 0 | 0 | 0 | 0 | 0
CSP | 0 | 0 | 0 | 0 | 0 | 0
CT | 0 | 0 | 0 | 0 | 0 | 0
Coal | 0 | 0 | 0 | 0 | 3307.92 | 8092.48
Geo | 0 | 0 | 0 | 0 | 0 | 0
H | 0 | 0 | 0 | 0 | 0 | 0
LFG | 0 | 0 | 71.67 | 71.67 | 71.67 | 71.67
Nuc | 197.22 | 197.22 | 197.22 | 197.22 | 197.22 | 197.22
PS | 0 | 0 | 0 | 0 | 0 | 0
PV | 0 | 0 | 0 | 0 | 0 | 0
PeakG | 0 | 0 | 0 | 0 | 0 | 0
PeakO | 0 | 0 | 0 | 0 | 0 | 0
ST | 0 | 0 | 0 | 0 | 0 | 0
STOG | 0 | 0 | 0 | 0 | 0 | 0
STWD | 0 | 0 | 0 | 0 | 0 | 0
WT | 2800.5 | 4866.61 | 7938.82 | 8672.63 | 9318.58 | 9829.31
IGCC | 0 | 0 | 0 | 0 | 0 | 0
DemandResponse | 0 | 0 | 0 | 0 | 0 | 0
IGCC-CCS | 0 | 0 | 0 | 0 | 0 | 0
WT_off | 0 | 0 | 0 | 0 | 0 | 0
PseudoUnit | 0 | 0 | 0 | 0 | 0 | 0
FixedInterchange | 0 | 0 | 0 | 0 | 0 | 0
Cumulative New Build Capacity by Reporting Type: MISO_WUMS
ReportingType | 2015 | 2020 | 2025 | 2030 | 2035 | 2040
BM | 0 | 0 | 0 | 0 | 0 | 0
CC | 0 | 1053.22 | 1497.04 | 1748.72 | 3426.16 | 3426.16
CSP | 0 | 0 | 0 | 0 | 0 | 0
CT | 0 | 2105.07 | 2105.07 | 6486.67 | 7876.06 | 7876.06
Coal | 615 | 615 | 615 | 615 | 615 | 615
Geo | 0 | 0 | 0 | 0 | 0 | 0
H | 0 | 1 | 1 | 1 | 1 | 1
LFG | 0 | 7.55 | 223.33 | 223.33 | 223.33 | 223.33
Nuc | 235 | 235 | 235 | 235 | 235 | 235
PS | 0 | 0 | 0 | 0 | 0 | 0
PV | 0 | 0 | 0 | 0 | 0 | 0
PeakG | 0 | 0 | 0 | 0 | 0 | 0
PeakO | 0 | 0 | 0 | 0 | 0 | 0
ST | 0 | 0 | 0 | 0 | 0 | 0
STOG | 0 | 0 | 0 | 0 | 0 | 0
STWD | 0 | 0 | 0 | 0 | 0 | 0
WT | 968.9 | 968.9 | 968.9 | 968.9 | 968.9 | 968.9
IGCC | 0 | 0 | 0 | 0 | 0 | 0
DemandResponse | 0 | 0 | 0 | 0 | 0 | 0
IGCC-CCS | 0 | 0 | 0 | 0 | 0 | 0
WT_off | 0 | 0 | 0 | 0 | 0 | 0
PseudoUnit | 0 | 0 | 0 | 0 | 0 | 0
FixedInterchange | 0 | 0 | 0 | 0 | 0 | 0
Cumulative New Build Capacity by Reporting Type: Nebraska
ReportingType | 2015 | 2020 | 2025 | 2030 | 2035 | 2040
BM | 0 | 0 | 0 | 0 | 0 | 0
CC | 0 | 0 | 0 | 0 | 0 | 0
CSP | 0 | 0 | 0 | 0 | 0 | 0
CT | 0 | 0 | 0 | 0 | 0 | 0
Coal | 232.1 | 232.1 | 232.1 | 976.51 | 1624.98 | 3064.77
Geo | 0 | 0 | 0 | 0 | 0 | 0
H | 0 | 0 | 0 | 0 | 0 | 0
LFG | 0 | 0 | 71.67 | 71.67 | 71.67 | 71.67
Nuc | 108.91 | 108.91 | 108.91 | 108.91 | 108.91 | 108.91
PS | 0 | 0 | 0 | 0 | 0 | 0
PV | 0 | 0 | 0 | 0 | 0 | 0
PeakG | 0 | 0 | 0 | 0 | 0 | 0
PeakO | 0 | 0 | 0 | 0 | 0 | 0
ST | 0 | 0 | 0 | 0 | 0 | 0
STOG | 0 | 0 | 0 | 0 | 0 | 0
STWD | 0 | 0 | 0 | 0 | 0 | 0
WT | 202 | 202 | 202 | 202 | 202 | 202
IGCC | 0 | 0 | 0 | 0 | 0 | 0
DemandResponse | 0 | 0 | 0 | 0 | 0 | 0
IGCC-CCS | 0 | 0 | 0 | 0 | 0 | 0
WT_off | 0 | 0 | 0 | 0 | 0 | 0
PseudoUnit | 0 | 0 | 0 | 0 | 0 | 0
FixedInterchange | 0 | 0 | 0 | 0 | 0 | 0
Cumulative New Build Capacity by Reporting Type: NEISO
ReportingType | 2015 | 2020 | 2025 | 2030 | 2035 | 2040
BM | 252.2 | 252.2 | 252.2 | 252.2 | 252.2 | 252.2
CC | 2049.5 | 2049.5 | 2049.5 | 2049.5 | 2049.5 | 2049.5
CSP | 0 | 0 | 0 | 0 | 0 | 0
CT | 334 | 334 | 334 | 334 | 1270.1 | 2387.51
Coal | 0 | 0 | 0 | 0 | 0 | 0
Geo | 0 | 0 | 0 | 0 | 0 | 0
H | 0 | 0 | 0 | 0 | 3 | 3
LFG | 49.26 | 119 | 119 | 119 | 119 | 119
Nuc | 404.07 | 404.07 | 404.07 | 404.07 | 404.07 | 404.07
PS | 0 | 0 | 0 | 0 | 0 | 0
PV | 0 | 313.75 | 313.75 | 315 | 315 | 315
PeakG | 0 | 0 | 0 | 0 | 0 | 0
PeakO | 0 | 0 | 0 | 0 | 0 | 0
ST | 0 | 0 | 0 | 0 | 0 | 0
STOG | 0 | 0 | 0 | 0 | 0 | 0
STWD | 0 | 0 | 0 | 0 | 0 | 0
WT | 231.2 | 2917.23 | 4926.77 | 5280 | 5280 | 5280
IGCC | 0 | 0 | 0 | 0 | 0 | 0
DemandResponse | 0 | 0 | 0 | 0 | 0 | 0
IGCC-CCS | 0 | 0 | 0 | 0 | 0 | 0
WT_off | 468 | 468 | 468 | 468 | 468 | 468
PseudoUnit | 0 | 0 | 0 | 0 | 0 | 0
FixedInterchange | 0 | 0 | 0 | 0 | 0 | 0
Cumulative New Build Capacity by Reporting Type: NonRTO_Midwest
ReportingType | 2015 | 2020 | 2025 | 2030 | 2035 | 2040
BM | 0 | 0 | 0 | 0 | 0 | 0
CC | 0 | 33.08 | 33.08 | 800.75 | 1130.07 | 1476.57
CSP | 0 | 0 | 0 | 0 | 0 | 0
CT | 0 | 137.38 | 137.38 | 262.37 | 290.46 | 409.01
Coal | 0 | 0 | 0 | 0 | 0 | 0
Geo | 0 | 0 | 0 | 0 | 0 | 0
H | 0 | 0 | 0 | 0 | 0 | 0
LFG | 0 | 0 | 80.66 | 160.25 | 160.25 | 160.25
Nuc | 0 | 0 | 0 | 0 | 0 | 0
PS | 0 | 0 | 0 | 0 | 0 | 0
PV | 0 | 0 | 0 | 0 | 0 | 0
PeakG | 0 | 0 | 0 | 0 | 0 | 0
PeakO | 0 | 0 | 0 | 0 | 0 | 0
ST | 0 | 0 | 0 | 0 | 0 | 0
STOG | 0 | 0 | 0 | 0 | 0 | 0
STWD | 0 | 0 | 0 | 0 | 0 | 0
WT | 0 | 0 | 0 | 0 | 0 | 0
IGCC | 0 | 0 | 0 | 0 | 0 | 0
DemandResponse | 0 | 0 | 0 | 0 | 0 | 0
IGCC-CCS | 0 | 0 | 0 | 0 | 0 | 0
WT_off | 0 | 0 | 0 | 0 | 0 | 0
PseudoUnit | 0 | 0 | 0 | 0 | 0 | 0
FixedInterchange | 0 | 0 | 0 | 0 | 0 | 0
Cumulative New Build Capacity by Reporting Type: NYISO_A-F
ReportingType | 2015 | 2020 | 2025 | 2030 | 2035 | 2040
BM | 0 | 0 | 0 | 0 | 0 | 0
CC | 639 | 639 | 639 | 639 | 639 | 639
CSP | 0 | 0 | 0 | 0 | 0 | 0
CT | 0 | 0 | 0 | 0 | 0 | 0
Coal | 0 | 0 | 0 | 0 | 0 | 0
Geo | 0 | 0 | 0 | 0 | 0 | 0
H | 0 | 0 | 0 | 0 | 0 | 0
LFG | 6.4 | 6.4 | 20.61 | 74.33 | 74.33 | 74.33
Nuc | 278.1 | 278.1 | 278.1 | 278.1 | 278.1 | 278.1
PS | 0 | 0 | 0 | 0 | 0 | 0
PV | 0 | 0 | 0 | 0 | 0 | 0
PeakG | 0 | 0 | 0 | 0 | 0 | 0
PeakO | 0 | 0 | 0 | 0 | 0 | 0
ST | 0 | 0 | 0 | 0 | 0 | 0
STOG | 0 | 0 | 0 | 0 | 0 | 0
STWD | 0 | 0 | 0 | 0 | 0 | 0
WT | 2476.3 | 3186.1 | 3186.1 | 3752.07 | 4241.35 | 4241.35
IGCC | 0 | 0 | 0 | 0 | 0 | 0
DemandResponse | 0 | 0 | 0 | 0 | 0 | 0
IGCC-CCS | 0 | 0 | 0 | 0 | 0 | 0
WT_off | 0 | 0 | 0 | 0 | 0 | 0
PseudoUnit | 0 | 0 | 0 | 0 | 0 | 0
FixedInterchange | 0 | 0 | 0 | 0 | 0 | 0
Cumulative New Build Capacity by Reporting Type: NYISO_G-I
ReportingType | 2015 | 2020 | 2025 | 2030 | 2035 | 2040
BM | 0 | 0 | 0 | 0 | 0 | 0
CC | 0 | 0 | 0 | 886 | 3955.42 | 7091.17
CSP | 0 | 0 | 0 | 0 | 0 | 0
CT | 0 | 0 | 0 | 0 | 0 | 0
Coal | 0 | 0 | 0 | 0 | 0 | 0
Geo | 0 | 0 | 0 | 0 | 0 | 0
H | 0 | 0 | 0 | 0 | 0 | 0
LFG | 0 | 0 | 74.33 | 74.33 | 74.33 | 74.33
Nuc | 177.88 | 177.88 | 177.88 | 177.88 | 177.88 | 177.88
PS | 0 | 0 | 0 | 0 | 0 | 0
PV | 0 | 0 | 0 | 0 | 0 | 0
PeakG | 0 | 0 | 0 | 0 | 0 | 0
PeakO | 0 | 0 | 0 | 0 | 0 | 0
ST | 0 | 0 | 0 | 0 | 0 | 0
STOG | 0 | 0 | 0 | 0 | 0 | 0
STWD | 0 | 0 | 0 | 0 | 0 | 0
WT | 0 | 60 | 60 | 60 | 60 | 60
IGCC | 0 | 0 | 0 | 0 | 0 | 0
DemandResponse | 0 | 0 | 0 | 0 | 0 | 0
IGCC-CCS | 0 | 0 | 0 | 0 | 0 | 0
WT_off | 0 | 0 | 0 | 0 | 0 | 0
PseudoUnit | 0 | 0 | 0 | 0 | 0 | 0
FixedInterchange | 0 | 0 | 0 | 0 | 0 | 0
Cumulative New Build Capacity by Reporting Type: NYISO_J-K
ReportingType | 2015 | 2020 | 2025 | 2030 | 2035 | 2040
BM | 0 | 0 | 0 | 0 | 0 | 0
CC | 1175.4 | 1175.4 | 1175.4 | 1175.4 | 1175.4 | 1175.4
CSP | 0 | 0 | 0 | 0 | 0 | 0
CT | 0 | 0 | 885.91 | 1849.96 | 1860.43 | 2262.35
Coal | 0 | 0 | 0 | 0 | 0 | 0
Geo | 0 | 0 | 0 | 0 | 0 | 0
H | 0 | 0 | 0 | 0 | 0 | 0
LFG | 0 | 0 | 0 | 74.33 | 74.33 | 74.33
Nuc | 0 | 0 | 0 | 0 | 0 | 0
PS | 0 | 0 | 0 | 0 | 0 | 0
PV | 32 | 32 | 32 | 32 | 32 | 32
PeakG | 0 | 0 | 0 | 0 | 0 | 0
PeakO | 0 | 0 | 0 | 0 | 0 | 0
ST | 0 | 0 | 0 | 0 | 0 | 0
STOG | 0 | 0 | 0 | 0 | 0 | 0
STWD | 0 | 0 | 0 | 0 | 0 | 0
WT | 0 | 0 | 0 | 0 | 0 | 0
IGCC | 0 | 0 | 0 | 0 | 0 | 0
DemandResponse | 0 | 0 | 0 | 0 | 0 | 0
IGCC-CCS | 0 | 0 | 0 | 0 | 0 | 0
WT_off | 0 | 0 | 0 | 0 | 0 | 0
PseudoUnit | 0 | 0 | 0 | 0 | 0 | 0
FixedInterchange | 0 | 0 | 0 | 0 | 0 | 0
Cumulative New Build Capacity by Reporting Type: PJM_E
ReportingType | 2015 | 2020 | 2025 | 2030 | 2035 | 2040
BM | 30 | 30 | 30 | 30 | 30 | 30
CC | 4634.3 | 4634.3 | 4634.3 | 4634.3 | 4634.3 | 4634.3
CSP | 0 | 0 | 0 | 0 | 0 | 0
CT | 26.2 | 26.2 | 26.2 | 26.2 | 324.82 | 1359
Coal | 27 | 27 | 27 | 27 | 27 | 27
Geo | 0 | 0 | 0 | 0 | 0 | 0
H | 0 | 0 | 0 | 0 | 0 | 0
LFG | 9.1 | 142 | 142 | 142 | 142 | 142
Nuc | 737.02 | 737.02 | 737.02 | 737.02 | 737.02 | 737.02
PS | 0 | 0 | 0 | 0 | 0 | 0
PV | 25.45 | 25.45 | 25.45 | 25.45 | 25.45 | 25.45
PeakG | 0 | 0 | 0 | 0 | 0 | 0
PeakO | 0 | 0 | 0 | 0 | 0 | 0
ST | 0 | 0 | 0 | 0 | 0 | 0
STOG | 0 | 0 | 0 | 0 | 0 | 0
STWD | 0 | 0 | 0 | 0 | 0 | 0
WT | 1150 | 1150 | 1150 | 1150 | 1150 | 1150
IGCC | 0 | 0 | 0 | 0 | 0 | 0
DemandResponse | 0 | 0 | 0 | 0 | 0 | 0
IGCC-CCS | 0 | 0 | 0 | 0 | 0 | 0
WT_off | 0 | 0 | 1100 | 1100 | 1100 | 1100
PseudoUnit | 0 | 0 | 0 | 0 | 0 | 0
FixedInterchange | 0 | 0 | 0 | 0 | 0 | 0
Cumulative New Build Capacity by Reporting Type: PJM_ROM
ReportingType | 2015 | 2020 | 2025 | 2030 | 2035 | 2040
BM | 18 | 18 | 18 | 18 | 18 | 18
CC | 1678.5 | 1678.5 | 1678.5 | 1678.5 | 5076.11 | 16171.23
CSP | 0 | 0 | 0 | 0 | 0 | 0
CT | 16 | 16 | 16 | 16 | 16 | 16
Coal | 32.5 | 32.5 | 32.5 | 32.5 | 32.5 | 32.5
Geo | 0 | 0 | 0 | 0 | 0 | 0
H | 0 | 0 | 0 | 0 | 0 | 678
LFG | 18.9 | 284 | 284 | 284 | 284 | 284
Nuc | 438.09 | 3638.09 | 3638.09 | 3638.09 | 3638.09 | 3638.09
PS | 0 | 0 | 0 | 0 | 0 | 0
PV | 0 | 1453.21 | 2355.87 | 2570.86 | 2667.64 | 2758.57
PeakG | 0 | 0 | 0 | 0 | 0 | 0
PeakO | 0 | 0 | 0 | 0 | 0 | 0
ST | 0 | 0 | 0 | 0 | 0 | 0
STOG | 0 | 0 | 0 | 0 | 0 | 0
STWD | 0 | 0 | 0 | 0 | 0 | 0
WT | 479.8 | 479.8 | 1230 | 5792.86 | 7040 | 7040
IGCC | 0 | 0 | 0 | 0 | 0 | 0
DemandResponse | 0 | 0 | 0 | 0 | 0 | 0
IGCC-CCS | 0 | 0 | 0 | 0 | 0 | 0
WT_off | 0 | 0 | 0 | 0 | 0 | 0
PseudoUnit | 0 | 0 | 0 | 0 | 0 | 0
FixedInterchange | 0 | 0 | 0 | 0 | 0 | 0
Cumulative New Build Capacity by Reporting Type: PJM_ROR
ReportingType | 2015 | 2020 | 2025 | 2030 | 2035 | 2040
BM | 385 | 385 | 385 | 385 | 385 | 385
CC | 3077 | 3197 | 3197 | 4263.38 | 15779.21 | 15779.21
CSP | 0 | 0 | 0 | 0 | 0 | 0
CT | 29 | 29 | 29 | 29 | 29 | 29
Coal | 2164 | 2164 | 2164 | 2164 | 2164 | 2164
Geo | 0 | 0 | 0 | 0 | 0 | 0
H | 0 | 0 | 503 | 503 | 503 | 503
LFG | 57.4 | 57.4 | 571.11 | 571.11 | 571.11 | 571.11
Nuc | 1740.03 | 3240.03 | 3240.03 | 3240.03 | 3240.03 | 3240.03
PS | 0 | 0 | 0 | 0 | 0 | 0
PV | 0 | 0 | 0 | 0 | 0 | 0
PeakG | 0 | 0 | 0 | 0 | 0 | 0
PeakO | 0 | 0 | 0 | 0 | 0 | 0
ST | 0 | 0 | 0 | 0 | 0 | 0
STOG | 0 | 0 | 0 | 0 | 0 | 0
STWD | 0 | 0 | 0 | 0 | 0 | 0
WT | 8325.7 | 8325.7 | 8325.7 | 8517.4 | 8517.4 | 9535.96
IGCC | 0 | 0 | 0 | 0 | 0 | 0
DemandResponse | 0 | 0 | 0 | 0 | 0 | 0
IGCC-CCS | 0 | 0 | 0 | 0 | 0 | 0
WT_off | 0 | 0 | 0 | 0 | 0 | 0
PseudoUnit | 0 | 0 | 0 | 0 | 0 | 0
FixedInterchange | 0 | 0 | 0 | 0 | 0 | 0
Cumulative New Build Capacity by Reporting Type: SOCO
ReportingType | 2015 | 2020 | 2025 | 2030 | 2035 | 2040
BM | 55 | 55 | 55 | 55 | 55 | 55
CC | 5026.9 | 5213.9 | 5213.9 | 8543.45 | 8543.45 | 8543.45
CSP | 0 | 0 | 0 | 0 | 0 | 0
CT | 0 | 0 | 0 | 0 | 0 | 0
Coal | 0 | 0 | 0 | 0 | 2097.14 | 8418.88
Geo | 0 | 0 | 0 | 0 | 0 | 0
H | 0 | 0 | 0 | 0 | 0 | 0
LFG | 0 | 0 | 107.4 | 107.4 | 107.4 | 107.4
Nuc | 502.08 | 2702.08 | 2702.08 | 2702.08 | 2702.08 | 2702.08
PS | 0 | 0 | 0 | 0 | 0 | 0
PV | 0 | 0 | 0 | 0 | 0 | 0
PeakG | 0 | 0 | 0 | 0 | 0 | 0
PeakO | 0 | 0 | 0 | 0 | 0 | 0
ST | 0 | 0 | 0 | 0 | 0 | 0
STOG | 0 | 0 | 0 | 0 | 0 | 0
STWD | 0 | 0 | 0 | 0 | 0 | 0
WT | 0 | 0 | 0 | 0 | 0 | 0
IGCC | 0 | 0 | 0 | 0 | 0 | 0
DemandResponse | 0 | 0 | 0 | 0 | 0 | 0
IGCC-CCS | 0 | 0 | 0 | 0 | 0 | 0
WT_off | 0 | 0 | 0 | 0 | 0 | 0
PseudoUnit | 0 | 0 | 0 | 0 | 0 | 0
FixedInterchange | 0 | 0 | 0 | 0 | 0 | 0
Cumulative New Build Capacity by Reporting Type: SPP_N
ReportingType | 2015 | 2020 | 2025 | 2030 | 2035 | 2040
BM | 0 | 0 | 0 | 0 | 0 | 0
CC | 0 | 1137.89 | 1137.89 | 1137.89 | 1137.89 | 1137.89
CSP | 0 | 0 | 0 | 0 | 0 | 0
CT | 0 | 0 | 0 | 0 | 0 | 0
Coal | 465.04 | 465.04 | 465.04 | 465.04 | 465.04 | 1730.34
Geo | 0 | 0 | 0 | 0 | 0 | 0
H | 0 | 0 | 0 | 0 | 0 | 0
LFG | 0 | 0 | 95 | 95 | 95 | 95
Nuc | 100.92 | 100.92 | 100.92 | 100.92 | 100.92 | 100.92
PS | 0 | 0 | 0 | 0 | 0 | 0
PV | 0 | 0 | 0 | 0 | 0 | 0
PeakG | 0 | 0 | 0 | 0 | 0 | 0
PeakO | 0 | 0 | 0 | 0 | 0 | 0
ST | 0 | 0 | 0 | 0 | 0 | 0
STOG | 0 | 0 | 0 | 0 | 0 | 0
STWD | 0 | 0 | 0 | 0 | 0 | 0
WT | 0 | 0 | 0 | 0 | 1782.07 | 1782.07
IGCC | 0 | 0 | 0 | 0 | 0 | 0
DemandResponse | 0 | 0 | 0 | 0 | 0 | 0
IGCC-CCS | 0 | 0 | 0 | 0 | 0 | 0
WT_off | 0 | 0 | 0 | 0 | 0 | 0
PseudoUnit | 0 | 0 | 0 | 0 | 0 | 0
FixedInterchange | 0 | 0 | 0 | 0 | 0 | 0
Cumulative New Build Capacity by Reporting Type: SPP_S
ReportingType | 2015 | 2020 | 2025 | 2030 | 2035 | 2040
BM | 0 | 0 | 0 | 0 | 0 | 0
CC | 0 | 270.6 | 270.6 | 1771.79 | 1771.79 | 1771.79
CSP | 0 | 0 | 0 | 0 | 0 | 0
CT | 412.99 | 712.99 | 712.99 | 712.99 | 712.99 | 712.99
Coal | 988 | 988 | 988 | 988 | 988 | 988
Geo | 0 | 0 | 0 | 0 | 0 | 0
H | 0 | 0 | 0 | 0 | 0 | 0
LFG | 0 | 0 | 13.27 | 95 | 95 | 95
Nuc | 0 | 0 | 0 | 0 | 0 | 0
PS | 0 | 0 | 0 | 0 | 0 | 0
PV | 0 | 0 | 0 | 0 | 0 | 0
PeakG | 0 | 0 | 0 | 0 | 0 | 0
PeakO | 0 | 0 | 0 | 0 | 0 | 0
ST | 0 | 0 | 0 | 0 | 0 | 0
STOG | 0 | 0 | 0 | 0 | 0 | 0
STWD | 0 | 0 | 0 | 0 | 0 | 0
WT | 430 | 3041.83 | 3258.51 | 4831.99 | 18370.96 | 19335.41
IGCC | 0 | 0 | 0 | 0 | 0 | 0
DemandResponse | 0 | 0 | 0 | 0 | 0 | 0
IGCC-CCS | 0 | 0 | 0 | 0 | 0 | 0
WT_off | 0 | 0 | 0 | 0 | 0 | 0
PseudoUnit | 0 | 0 | 0 | 0 | 0 | 0
FixedInterchange | 0 | 0 | 0 | 0 | 0 | 0
Cumulative New Build Capacity by Reporting Type: TVA
ReportingType | 2015 | 2020 | 2025 | 2030 | 2035 | 2040
BM | 0 | 0 | 0 | 0 | 0 | 0
CC | 1418 | 1418 | 1418 | 2702.47 | 2702.47 | 2702.47
CSP | 0 | 0 | 0 | 0 | 0 | 0
CT | 0 | 1252.4 | 1252.4 | 2296.71 | 2296.71 | 2296.71
Coal | 0 | 0 | 0 | 0 | 2322.51 | 5088.36
Geo | 0 | 0 | 0 | 0 | 0 | 0
H | 0 | 0 | 0 | 0 | 0 | 0
LFG | 0 | 0 | 107.4 | 107.4 | 107.4 | 107.4
Nuc | 1786.53 | 4020.53 | 4020.53 | 4020.53 | 4020.53 | 4020.53
PS | 0 | 0 | 0 | 0 | 0 | 0
PV | 0 | 0 | 0 | 0 | 0 | 0
PeakG | 0 | 0 | 0 | 0 | 0 | 0
PeakO | 0 | 0 | 0 | 0 | 0 | 0
ST | 0 | 0 | 0 | 0 | 0 | 0
STOG | 0 | 0 | 0 | 0 | 0 | 0
STWD | 0 | 0 | 0 | 0 | 0 | 0
WT | 0 | 0 | 0 | 0 | 0 | 0
IGCC | 0 | 0 | 0 | 0 | 0 | 0
DemandResponse | 0 | 0 | 0 | 0 | 0 | 0
IGCC-CCS | 0 | 0 | 0 | 0 | 0 | 0
WT_off | 0 | 0 | 0 | 0 | 0 | 0
PseudoUnit | 0 | 0 | 0 | 0 | 0 | 0
FixedInterchange | 0 | 0 | 0 | 0 | 0 | 0
Cumulative New Build Capacity by Reporting Type: TVA_Transmission
ReportingType | 2015 | 2020 | 2025 | 2030 | 2035 | 2040
BM | 0 | 0 | 0 | 0 | 0 | 0
CC | 0 | 0 | 0 | 0 | 0 | 0
CSP | 0 | 0 | 0 | 0 | 0 | 0
CT | 0 | 0 | 0 | 0 | 0 | 0
Coal | 0 | 0 | 0 | 0 | 0 | 0
Geo | 0 | 0 | 0 | 0 | 0 | 0
H | 0 | 0 | 0 | 0 | 0 | 0
LFG | 0 | 0 | 0 | 0 | 0 | 0
Nuc | 0 | 0 | 0 | 0 | 0 | 0
PS | 0 | 0 | 0 | 0 | 0 | 0
PV | 0 | 0 | 0 | 0 | 0 | 0
PeakG | 0 | 0 | 0 | 0 | 0 | 0
PeakO | 0 | 0 | 0 | 0 | 0 | 0
ST | 0 | 0 | 0 | 0 | 0 | 0
STOG | 0 | 0 | 0 | 0 | 0 | 0
STWD | 0 | 0 | 0 | 0 | 0 | 0
WT | 0 | 0 | 0 | 0 | 0 | 0
IGCC | 0 | 0 | 0 | 0 | 0 | 0
DemandResponse | 0 | 0 | 0 | 0 | 0 | 0
IGCC-CCS | 0 | 0 | 0 | 0 | 0 | 0
WT_off | 0 | 0 | 0 | 0 | 0 | 0
PseudoUnit | 0 | 0 | 0 | 0 | 0 | 0
FixedInterchange | 0 | 0 | 0 | 0 | 0 | 0
Cumulative New Build Capacity by Reporting Type: VACAR
ReportingType | 2015 | 2020 | 2025 | 2030 | 2035 | 2040
BM | 0.92 | 333.12 | 929.5 | 986.59 | 1153.92 | 1250.45
CC | 4205.38 | 4205.38 | 4221.04 | 4965.74 | 11996.88 | 16557.02
CSP | 0 | 0 | 0 | 0 | 0 | 0
CT | 717.2 | 717.2 | 717.2 | 962.09 | 1889.98 | 1889.98
Coal | 825 | 825 | 825 | 825 | 825 | 825
Geo | 0 | 0 | 0 | 0 | 0 | 0
H | 0 | 0 | 0 | 0 | 0 | 0
LFG | 0.34 | 107.4 | 107.4 | 107.4 | 107.4 | 107.4
Nuc | 994.41 | 5558.41 | 7792.41 | 7792.41 | 7792.41 | 7792.41
PS | 0 | 0 | 0 | 0 | 0 | 0
PV | 0 | 135.2 | 146.15 | 149.74 | 162.4 | 170.01
PeakG | 0 | 0 | 0 | 0 | 0 | 0
PeakO | 0 | 0 | 0 | 0 | 0 | 0
ST | 0 | 0 | 0 | 0 | 0 | 0
STOG | 0 | 0 | 0 | 0 | 0 | 0
STWD | 0 | 0 | 0 | 0 | 0 | 0
WT | 0.9 | 3500 | 3500 | 3500 | 3500 | 3500
IGCC | 0 | 0 | 0 | 0 | 0 | 0
DemandResponse | 0 | 0 | 0 | 0 | 0 | 0
IGCC-CCS | 0 | 0 | 0 | 0 | 0 | 0
WT_off | 1 | 1 | 1 | 1 | 1 | 1
PseudoUnit | 0 | 0 | 0 | 0 | 0 | 0
FixedInterchange | 0 | 0 | 0 | 0 | 0 | 0
Cumulative New Build Capacity by Reporting Type: IESO
ReportingType | 2015 | 2020 | 2025 | 2030 | 2035 | 2040
BM | 326.33 | 326.33 | 326.33 | 326.33 | 326.33 | 326.33
CC | 1263 | 1263 | 1263 | 1263 | 1263 | 2293.41
CSP | 0 | 0 | 0 | 0 | 0 | 0
CT | 368 | 368 | 368 | 368 | 371.75 | 1723.03
Coal | 0 | 0 | 0 | 0 | 0 | 0
Geo | 0 | 0 | 0 | 0 | 0 | 0
H | 0 | 0 | 0 | 0 | 0 | 250
LFG | 14.5 | 14.5 | 14.5 | 14.5 | 15 | 15
Nuc | 998.59 | 998.59 | 998.59 | 998.59 | 998.59 | 998.59
PS | 0 | 0 | 0 | 0 | 0 | 0
PV | 1067.26 | 1067.26 | 1067.26 | 1067.26 | 1067.26 | 1067.26
PeakG | 0 | 0 | 0 | 0 | 0 | 0
PeakO | 0 | 0 | 0 | 0 | 0 | 0
ST | 0 | 0 | 0 | 0 | 0 | 0
STOG | 0 | 0 | 0 | 0 | 0 | 0
STWD | 0 | 0 | 0 | 0 | 0 | 0
WT | 2105.9 | 2105.9 | 2105.9 | 2105.9 | 2105.9 | 2105.9
IGCC | 0 | 0 | 0 | 0 | 0 | 0
DemandResponse | 0 | 0 | 0 | 0 | 0 | 0
IGCC-CCS | 0 | 0 | 0 | 0 | 0 | 0
WT_off | 0 | 0 | 0 | 0 | 0 | 0
PseudoUnit | 0 | 0 | 0 | 0 | 0 | 0
FixedInterchange | 0 | 0 | 0 | 0 | 0 | 0
Cumulative New Build Capacity by Reporting Type: MAPP_CA
ReportingType | 2015 | 2020 | 2025 | 2030 | 2035 | 2040
BM | 0 | 0 | 0 | 0 | 0 | 0
CC | 79.74 | 79.74 | 79.74 | 79.74 | 79.74 | 79.74
CSP | 0 | 0 | 0 | 0 | 0 | 0
CT | 468.57 | 468.57 | 468.57 | 468.57 | 468.57 | 468.57
Coal | 0 | 0 | 0 | 0 | 0 | 0
Geo | 0 | 0 | 0 | 0 | 0 | 0
H | 0 | 552.66 | 992.35 | 2350.52 | 3274.3 | 3880.15
LFG | 0 | 0 | 0 | 0 | 0 | 0
Nuc | 0 | 0 | 0 | 0 | 0 | 0
PS | 0 | 0 | 0 | 0 | 0 | 0
PV | 0 | 0 | 0 | 0 | 0 | 0
PeakG | 0 | 0 | 0 | 0 | 0 | 0
PeakO | 0 | 0 | 0 | 0 | 0 | 0
ST | 0 | 0 | 0 | 0 | 0 | 0
STOG | 0 | 0 | 0 | 0 | 0 | 0
STWD | 0 | 0 | 0 | 0 | 0 | 0
WT | 302.4 | 302.4 | 302.4 | 302.4 | 302.4 | 302.4
IGCC | 0 | 0 | 0 | 0 | 0 | 0
DemandResponse | 0 | 0 | 0 | 0 | 0 | 0
IGCC-CCS | 0 | 0 | 0 | 0 | 0 | 0
WT_off | 0 | 0 | 0 | 0 | 0 | 0
PseudoUnit | 0 | 0 | 0 | 0 | 0 | 0
FixedInterchange | 0 | 0 | 0 | 0 | 0 | 0
Cumulative New Build Capacity by Reporting Type: AZ_NM_SNV_Coal
ReportingType | 2015 | 2020 | 2025 | 2030 | 2035 | 2040
BM | 0 | 0 | 0 | 0 | 0 | 0
CC | 0 | 0 | 0 | 0 | 0 | 0
CSP | 0 | 0 | 0 | 0 | 0 | 0
CT | 0 | 0 | 0 | 0 | 0 | 0
Coal | 0 | 0 | 0 | 0 | 3218.58 | 5899.19
Geo | 0 | 0 | 0 | 0 | 0 | 0
H | 0 | 0 | 0 | 0 | 0 | 0
LFG | 0 | 0 | 0 | 0 | 0 | 0
Nuc | 0 | 0 | 0 | 0 | 0 | 0
PS | 0 | 0 | 0 | 0 | 0 | 0
PV | 0 | 0 | 0 | 0 | 0 | 0
PeakG | 0 | 0 | 0 | 0 | 0 | 0
PeakO | 0 | 0 | 0 | 0 | 0 | 0
ST | 0 | 0 | 0 | 0 | 0 | 0
STOG | 0 | 0 | 0 | 0 | 0 | 0
STWD | 0 | 0 | 0 | 0 | 0 | 0
WT | 0 | 0 | 0 | 0 | 0 | 0
IGCC | 0 | 0 | 0 | 0 | 0 | 0
DemandResponse | 0 | 0 | 0 | 0 | 0 | 0
IGCC-CCS | 0 | 0 | 0 | 0 | 0 | 0
WT_off | 0 | 0 | 0 | 0 | 0 | 0
PseudoUnit | 0 | 0 | 0 | 0 | 0 | 0
FixedInterchange | 0 | 0 | 0 | 0 | 0 | 0
Cumulative New Build Capacity by Reporting Type: AZ_NM_SNV_Gas
ReportingType | 2015 | 2020 | 2025 | 2030 | 2035 | 2040
BM | 0 | 0 | 0 | 0 | 0 | 0
CC | 668 | 668 | 668 | 2633.5 | 2633.5 | 2633.5
CSP | 0 | 0 | 0 | 0 | 0 | 0
CT | 736 | 736 | 736 | 736 | 736 | 736
Coal | 0 | 0 | 0 | 0 | 0 | 0
Geo | 0 | 0 | 0 | 0 | 0 | 0
H | 0 | 0 | 0 | 0 | 0 | 0
LFG | 0 | 0 | 0 | 0 | 0 | 0
Nuc | 0 | 0 | 0 | 0 | 0 | 0
PS | 0 | 0 | 0 | 0 | 0 | 0
PV | 0 | 0 | 0 | 0 | 0 | 0
PeakG | 0 | 0 | 0 | 0 | 0 | 0
PeakO | 0 | 0 | 0 | 0 | 0 | 0
ST | 0 | 0 | 0 | 0 | 0 | 0
STOG | 0 | 0 | 0 | 0 | 0 | 0
STWD | 0 | 0 | 0 | 0 | 0 | 0
WT | 0 | 0 | 0 | 0 | 0 | 0
IGCC | 0 | 0 | 0 | 0 | 0 | 0
DemandResponse | 0 | 0 | 0 | 0 | 0 | 0
IGCC-CCS | 0 | 0 | 0 | 0 | 0 | 0
WT_off | 0 | 0 | 0 | 0 | 0 | 0
PseudoUnit | 0 | 0 | 0 | 0 | 0 | 0
FixedInterchange | 0 | 0 | 0 | 0 | 0 | 0
Cumulative New Build Capacity by Reporting Type: AZ_NM_SNV_NucRenew
ReportingType | 2015 | 2020 | 2025 | 2030 | 2035 | 2040
BM | 0 | 0 | 0 | 0 | 0 | 0
CC | 0 | 0 | 0 | 0 | 0 | 0
CSP | 0 | 0 | 0 | 0 | 0 | 0
CT | 0 | 0 | 0 | 0 | 0 | 0
Coal | 0 | 0 | 0 | 0 | 0 | 0
Geo | 0 | 0 | 1450 | 1450 | 1450 | 1450
H | 0 | 0 | 0 | 0 | 0 | 0
LFG | 0 | 60.67 | 60.67 | 60.67 | 60.67 | 60.67
Nuc | 0 | 0 | 0 | 0 | 0 | 0
PS | 0 | 0 | 0 | 0 | 0 | 0
PV | 95.7 | 95.7 | 95.7 | 95.7 | 95.7 | 95.7
PeakG | 0 | 0 | 0 | 0 | 0 | 0
PeakO | 0 | 0 | 0 | 0 | 0 | 0
ST | 280 | 741.83 | 1020.66 | 1083.79 | 1083.79 | 1083.79
STOG | 0 | 0 | 0 | 0 | 0 | 0
STWD | 0 | 0 | 0 | 0 | 0 | 0
WT | 65.1 | 9424.98 | 9424.98 | 9663.18 | 9663.18 | 9663.18
IGCC | 0 | 0 | 0 | 0 | 0 | 0
DemandResponse | 0 | 0 | 0 | 0 | 0 | 0
IGCC-CCS | 0 | 0 | 0 | 0 | 0 | 0
WT_off | 0 | 0 | 0 | 0 | 0 | 0
PseudoUnit | 0 | 0 | 0 | 0 | 0 | 0
FixedInterchange | 0 | 0 | 0 | 0 | 0 | 0
Cumulative New Build Capacity by Reporting Type: ERCOT
ReportingType | 2015 | 2020 | 2025 | 2030 | 2035 | 2040
BM | 145 | 145 | 145 | 145 | 145 | 145
CC | 2253.27 | 5915.16 | 5915.16 | 8576.86 | 11914.06 | 15963.2
CSP | 0 | 0 | 0 | 0 | 0 | 0
CT | 250 | 250 | 250 | 250 | 250 | 250
Coal | 2020 | 2020 | 2020 | 2020 | 2020 | 2020
Geo | 0 | 0 | 0 | 0 | 0 | 0
H | 0 | 0 | 0 | 0 | 0 | 0
LFG | 0 | 0 | 0 | 354 | 354 | 354
Nuc | 0 | 0 | 0 | 0 | 0 | 0
PS | 0 | 0 | 0 | 0 | 0 | 0
PV | 14 | 14 | 14 | 14 | 14 | 14
PeakG | 0 | 0 | 0 | 0 | 0 | 0
PeakO | 0 | 0 | 0 | 0 | 0 | 0
ST | 0 | 0 | 0 | 0 | 0 | 0
STOG | 0 | 0 | 0 | 0 | 0 | 0
STWD | 0 | 0 | 0 | 0 | 0 | 0
WT | 350.1 | 350.1 | 350.1 | 350.1 | 350.1 | 350.1
IGCC | 0 | 0 | 0 | 0 | 0 | 0
DemandResponse | 0 | 0 | 0 | 0 | 0 | 0
IGCC-CCS | 0 | 0 | 0 | 0 | 0 | 0
WT_off | 0 | 0 | 0 | 0 | 0 | 0
PseudoUnit | 0 | 0 | 0 | 0 | 0 | 0
FixedInterchange | 0 | 0 | 0 | 0 | 0 | 0
Cumulative New Build Capacity by Reporting Type: NP15
ReportingType | 2015 | 2020 | 2025 | 2030 | 2035 | 2040
BM | 0 | 0 | 0 | 0 | 0 | 0
CC | 940 | 940 | 940 | 940 | 940 | 940
CSP | 0 | 0 | 0 | 0 | 0 | 0
CT | 213.27 | 771.22 | 3709.35 | 7131.86 | 7131.86 | 7131.86
Coal | 0 | 0 | 0 | 0 | 0 | 0
Geo | 0 | 281.63 | 600 | 600 | 600 | 600
H | 0 | 0 | 0 | 0 | 0 | 0
LFG | 0 | 565 | 565 | 565 | 565 | 565
Nuc | 0 | 0 | 0 | 0 | 4294.09 | 8923.86
PS | 0 | 0 | 0 | 0 | 0 | 0
PV | 6.5 | 6.5 | 6.5 | 6.5 | 6.5 | 6.5
PeakG | 0 | 0 | 0 | 0 | 0 | 0
PeakO | 0 | 0 | 0 | 0 | 0 | 0
ST | 29 | 29 | 29 | 29 | 29 | 29
STOG | 0 | 0 | 0 | 0 | 0 | 0
STWD | 0 | 0 | 0 | 0 | 0 | 0
WT | 101.2 | 3304.7 | 3304.7 | 3304.7 | 3304.7 | 3304.7
IGCC | 0 | 0 | 0 | 0 | 0 | 0
DemandResponse | 0 | 0 | 0 | 0 | 0 | 0
IGCC-CCS | 0 | 0 | 0 | 0 | 0 | 0
WT_off | 0 | 0 | 0 | 0 | 0 | 0
PseudoUnit | 0 | 0 | 0 | 0 | 0 | 0
FixedInterchange | 0 | 0 | 0 | 0 | 0 | 0
Cumulative New Build Capacity by Reporting Type: NWPP_Coal
ReportingType | 2015 | 2020 | 2025 | 2030 | 2035 | 2040
BM | 0 | 0 | 0 | 0 | 0 | 0
CC | 0 | 0 | 0 | 0 | 0 | 0
CSP | 0 | 0 | 0 | 0 | 0 | 0
CT | 0 | 0 | 0 | 0 | 0 | 0
Coal | 0 | 0 | 0 | 0 | 0 | 0
Geo | 0 | 0 | 0 | 0 | 0 | 0
H | 0 | 0 | 0 | 0 | 0 | 0
LFG | 0 | 0 | 0 | 0 | 0 | 0
Nuc | 0 | 0 | 0 | 0 | 0 | 0
PS | 0 | 0 | 0 | 0 | 0 | 0
PV | 0 | 0 | 0 | 0 | 0 | 0
PeakG | 0 | 0 | 0 | 0 | 0 | 0
PeakO | 0 | 0 | 0 | 0 | 0 | 0
ST | 0 | 0 | 0 | 0 | 0 | 0
STOG | 0 | 0 | 0 | 0 | 0 | 0
STWD | 0 | 0 | 0 | 0 | 0 | 0
WT | 0 | 0 | 0 | 0 | 0 | 0
IGCC | 0 | 0 | 0 | 0 | 0 | 0
DemandResponse | 0 | 0 | 0 | 0 | 0 | 0
IGCC-CCS | 0 | 0 | 0 | 0 | 0 | 0
WT_off | 0 | 0 | 0 | 0 | 0 | 0
PseudoUnit | 0 | 0 | 0 | 0 | 0 | 0
FixedInterchange | 0 | 0 | 0 | 0 | 0 | 0
Cumulative New Build Capacity by Reporting Type: NWPP_Gas
ReportingType | 2015 | 2020 | 2025 | 2030 | 2035 | 2040
BM | 0 | 0 | 0 | 0 | 0 | 0
CC | 300 | 300 | 300 | 4647.76 | 4647.76 | 4647.76
CSP | 0 | 0 | 0 | 0 | 0 | 0
CT | 150 | 150 | 150 | 150 | 150 | 150
Coal | 0 | 0 | 0 | 0 | 502.49 | 1464.49
Geo | 0 | 0 | 0 | 0 | 0 | 0
H | 0 | 0 | 0 | 0 | 0 | 0
LFG | 0 | 0 | 0 | 0 | 0 | 0
Nuc | 0 | 0 | 0 | 0 | 0 | 0
PS | 0 | 0 | 0 | 0 | 0 | 0
PV | 0 | 0 | 0 | 0 | 0 | 0
PeakG | 0 | 0 | 0 | 0 | 0 | 0
PeakO | 0 | 0 | 0 | 0 | 0 | 0
ST | 0 | 0 | 0 | 0 | 0 | 0
STOG | 0 | 0 | 0 | 0 | 0 | 0
STWD | 0 | 0 | 0 | 0 | 0 | 0
WT | 0 | 0 | 0 | 0 | 0 | 0
IGCC | 0 | 0 | 0 | 0 | 0 | 0
DemandResponse | 0 | 0 | 0 | 0 | 0 | 0
IGCC-CCS | 0 | 0 | 0 | 0 | 0 | 0
WT_off | 0 | 0 | 0 | 0 | 0 | 0
PseudoUnit | 0 | 0 | 0 | 0 | 0 | 0
FixedInterchange | 0 | 0 | 0 | 0 | 0 | 0
Cumulative New Build Capacity by Reporting Type: NWPP_NucRenew
ReportingType | 2015 | 2020 | 2025 | 2030 | 2035 | 2040
BM | 32.55 | 32.55 | 32.55 | 32.55 | 32.55 | 32.55
CC | 0 | 0 | 0 | 0 | 0 | 0
CSP | 0 | 0 | 0 | 0 | 0 | 0
CT | 0 | 0 | 0 | 0 | 0 | 0
Coal | 0 | 0 | 0 | 0 | 0 | 0
Geo | 86 | 86 | 520 | 520 | 520 | 520
H | 0 | 0 | 0 | 0 | 0 | 0
LFG | 25.5 | 25.5 | 270 | 270 | 270 | 270
Nuc | 0 | 0 | 0 | 0 | 0 | 0
PS | 0 | 0 | 0 | 0 | 0 | 0
PV | 0 | 0 | 0 | 0 | 0 | 0
PeakG | 0 | 0 | 0 | 0 | 0 | 0
PeakO | 0 | 0 | 0 | 0 | 0 | 0
ST | 0 | 0 | 0 | 0 | 0 | 0
STOG | 0 | 0 | 0 | 0 | 0 | 0
STWD | 0 | 0 | 0 | 0 | 0 | 0
WT | 977.3 | 977.3 | 977.3 | 977.3 | 977.3 | 977.3
IGCC | 0 | 0 | 0 | 0 | 0 | 0
DemandResponse | 0 | 0 | 0 | 0 | 0 | 0
IGCC-CCS | 0 | 0 | 0 | 0 | 0 | 0
WT_off | 0 | 0 | 0 | 0 | 0 | 0
PseudoUnit | 0 | 0 | 0 | 0 | 0 | 0
FixedInterchange | 0 | 0 | 0 | 0 | 0 | 0
Cumulative New Build Capacity by Reporting Type: RMPA
ReportingType | 2015 | 2020 | 2025 | 2030 | 2035 | 2040
BM | 0 | 0 | 0 | 0 | 0 | 0
CC | 0 | 0 | 0 | 0 | 0 | 0
CSP | 0 | 0 | 0 | 0 | 0 | 0
CT | 152 | 152 | 152 | 152 | 152 | 152
Coal | 390 | 414.95 | 414.95 | 709.65 | 2008.1 | 3476.76
Geo | 0 | 343.37 | 2570 | 2570 | 2570 | 2570
H | 0 | 0 | 0 | 0 | 0 | 0
LFG | 1.4 | 30.33 | 30.33 | 30.33 | 30.33 | 30.33
Nuc | 0 | 0 | 0 | 0 | 0 | 0
PS | 0 | 0 | 0 | 0 | 0 | 0
PV | 1 | 1 | 1 | 1 | 1 | 1
PeakG | 0 | 0 | 0 | 0 | 0 | 0
PeakO | 0 | 0 | 0 | 0 | 0 | 0
ST | 3 | 377.85 | 410.57 | 437.28 | 437.28 | 437.28
STOG | 0 | 0 | 0 | 0 | 0 | 0
STWD | 0 | 0 | 0 | 0 | 0 | 0
WT | 765.4 | 966.74 | 966.74 | 966.74 | 966.74 | 966.74
IGCC | 0 | 0 | 0 | 0 | 0 | 0
DemandResponse | 0 | 0 | 0 | 0 | 0 | 0
IGCC-CCS | 0 | 0 | 0 | 0 | 0 | 0
WT_off | 0 | 0 | 0 | 0 | 0 | 0
PseudoUnit | 0 | 0 | 0 | 0 | 0 | 0
FixedInterchange | 0 | 0 | 0 | 0 | 0 | 0
Cumulative New Build Capacity by Reporting Type: SP15
ReportingType | 2015 | 2020 | 2025 | 2030 | 2035 | 2040
BM | 6 | 6 | 6 | 6 | 6 | 6
CC | 409.5 | 409.5 | 409.5 | 409.5 | 409.5 | 409.5
CSP | 0 | 0 | 0 | 0 | 0 | 0
CT | 0 | 0 | 0 | 0 | 0 | 0
Coal | 0 | 0 | 0 | 0 | 0 | 0
Geo | 50 | 1500 | 1500 | 1500 | 1500 | 1500
H | 0 | 0 | 0 | 0 | 0 | 0
LFG | 9.2 | 565 | 565 | 565 | 565 | 565
Nuc | 0 | 0 | 0 | 0 | 0 | 2687.27
PS | 0 | 0 | 0 | 0 | 0 | 0
PV | 3.8 | 3.8 | 3.8 | 3.8 | 3.8 | 3.8
PeakG | 0 | 0 | 0 | 0 | 0 | 0
PeakO | 0 | 0 | 0 | 0 | 0 | 0
ST | 448 | 448 | 448 | 448 | 448 | 448
STOG | 0 | 0 | 0 | 0 | 0 | 0
STWD | 0 | 0 | 0 | 0 | 0 | 0
WT | 735 | 735 | 735 | 735 | 735 | 735
IGCC | 0 | 0 | 0 | 0 | 0 | 0
DemandResponse | 0 | 0 | 0 | 0 | 0 | 0
IGCC-CCS | 0 | 0 | 0 | 0 | 0 | 0
WT_off | 0 | 0 | 0 | 0 | 0 | 0
PseudoUnit | 0 | 0 | 0 | 0 | 0 | 0
FixedInterchange | 0 | 0 | 0 | 0 | 0 | 0
Cumulative New Build Capacity by Reporting Type: ALB
ReportingType | 2015 | 2020 | 2025 | 2030 | 2035 | 2040
BM | 0 | 0 | 0 | 0 | 0 | 0
CC | 375.66 | 1082.17 | 1762.99 | 2520.17 | 3509.01 | 3509.01
CSP | 0 | 0 | 0 | 0 | 0 | 0
CT | 201.5 | 201.5 | 201.5 | 201.5 | 201.5 | 201.5
Coal | 495 | 495 | 495 | 495 | 495 | 495
Geo | 0 | 0 | 0 | 0 | 0 | 0
H | 0 | 0 | 0 | 0 | 0 | 0
LFG | 0 | 0 | 0 | 0 | 0 | 0
Nuc | 0 | 0 | 0 | 0 | 0 | 1071.98
PS | 0 | 0 | 0 | 0 | 0 | 0
PV | 0 | 0 | 0 | 0 | 0 | 0
PeakG | 0 | 0 | 0 | 0 | 0 | 0
PeakO | 0 | 0 | 0 | 0 | 0 | 0
ST | 0 | 0 | 0 | 0 | 0 | 0
STOG | 0 | 0 | 0 | 0 | 0 | 0
STWD | 0 | 0 | 0 | 0 | 0 | 0
WT | 9 | 9 | 9 | 9 | 9 | 9
IGCC | 0 | 0 | 0 | 0 | 0 | 0
DemandResponse | 0 | 0 | 0 | 0 | 0 | 0
IGCC-CCS | 0 | 0 | 0 | 0 | 0 | 0
WT_off | 0 | 0 | 0 | 0 | 0 | 0
PseudoUnit | 0 | 0 | 0 | 0 | 0 | 0
FixedInterchange | 0 | 0 | 0 | 0 | 0 | 0
Cumulative New Build Capacity by Reporting Type: BC
ReportingType | 2015 | 2020 | 2025 | 2030 | 2035 | 2040
BM | 0 | 0 | 0 | 0 | 0 | 0
CC | 1154.39 | 1647.92 | 2291.06 | 2803.48 | 3579.6 | 3579.6
CSP | 0 | 0 | 0 | 0 | 0 | 0
CT | 0 | 0 | 0 | 0 | 0 | 690.76
Coal | 0 | 0 | 0 | 0 | 0 | 0
Geo | 0 | 0 | 0 | 0 | 0 | 0
H | 0 | 0 | 0 | 0 | 0 | 0
LFG | 0 | 0 | 0 | 0 | 0 | 0
Nuc | 0 | 0 | 0 | 0 | 0 | 136.18
PS | 0 | 0 | 0 | 0 | 0 | 0
PV | 0 | 0 | 0 | 0 | 0 | 0
PeakG | 0 | 0 | 0 | 0 | 0 | 0
PeakO | 0 | 0 | 0 | 0 | 0 | 0
ST | 0 | 0 | 0 | 0 | 0 | 0
STOG | 0 | 0 | 0 | 0 | 0 | 0
STWD | 0 | 0 | 0 | 0 | 0 | 0
WT | 144 | 144 | 144 | 144 | 144 | 144
IGCC | 0 | 0 | 0 | 0 | 0 | 0
DemandResponse | 0 | 0 | 0 | 0 | 0 | 0
IGCC-CCS | 0 | 0 | 0 | 0 | 0 | 0
WT_off | 0 | 0 | 0 | 0 | 0 | 0
PseudoUnit | 0 | 0 | 0 | 0 | 0 | 0
FixedInterchange | 0 | 0 | 0 | 0 | 0 | 0
Cumulative New Build Capacity by Reporting Type: HQ_IESO
ReportingType | 2015 | 2020 | 2025 | 2030 | 2035 | 2040
BM | 0 | 0 | 0 | 0 | 0 | 0
CC | 0 | 0 | 0 | 0 | 0 | 0
CSP | 0 | 0 | 0 | 0 | 0 | 0
CT | 0 | 0 | 0 | 0 | 0 | 0
Coal | 0 | 0 | 0 | 0 | 0 | 0
Geo | 0 | 0 | 0 | 0 | 0 | 0
H | 0 | 0 | 0 | 0 | 0 | 0
LFG | 0 | 0 | 0 | 0 | 0 | 0
Nuc | 0 | 0 | 0 | 0 | 0 | 0
PS | 0 | 0 | 0 | 0 | 0 | 0
PV | 0 | 0 | 0 | 0 | 0 | 0
PeakG | 0 | 0 | 0 | 0 | 0 | 0
PeakO | 0 | 0 | 0 | 0 | 0 | 0
ST | 0 | 0 | 0 | 0 | 0 | 0
STOG | 0 | 0 | 0 | 0 | 0 | 0
STWD | 0 | 0 | 0 | 0 | 0 | 0
WT | 0 | 0 | 0 | 0 | 0 | 0
IGCC | 0 | 0 | 0 | 0 | 0 | 0
DemandResponse | 0 | 0 | 0 | 0 | 0 | 0
IGCC-CCS | 0 | 0 | 0 | 0 | 0 | 0
WT_off | 0 | 0 | 0 | 0 | 0 | 0
PseudoUnit | 0 | 0 | 0 | 0 | 0 | 0
FixedInterchange | 0 | 0 | 0 | 0 | 0 | 0
Cumulative New Build Capacity by Reporting Type: HQ_NEISO
ReportingType | 2015 | 2020 | 2025 | 2030 | 2035 | 2040
BM | 0 | 0 | 0 | 0 | 0 | 0
CC | 0 | 0 | 0 | 0 | 0 | 0
CSP | 0 | 0 | 0 | 0 | 0 | 0
CT | 0 | 0 | 0 | 0 | 0 | 0
Coal | 0 | 0 | 0 | 0 | 0 | 0
Geo | 0 | 0 | 0 | 0 | 0 | 0
H | 0 | 0 | 0 | 0 | 0 | 0
LFG | 0 | 0 | 0 | 0 | 0 | 0
Nuc | 0 | 0 | 0 | 0 | 0 | 0
PS | 0 | 0 | 0 | 0 | 0 | 0
PV | 0 | 0 | 0 | 0 | 0 | 0
PeakG | 0 | 0 | 0 | 0 | 0 | 0
PeakO | 0 | 0 | 0 | 0 | 0 | 0
ST | 0 | 0 | 0 | 0 | 0 | 0
STOG | 0 | 0 | 0 | 0 | 0 | 0
STWD | 0 | 0 | 0 | 0 | 0 | 0
WT | 0 | 0 | 0 | 0 | 0 | 0
IGCC | 0 | 0 | 0 | 0 | 0 | 0
DemandResponse | 0 | 0 | 0 | 0 | 0 | 0
IGCC-CCS | 0 | 0 | 0 | 0 | 0 | 0
WT_off | 0 | 0 | 0 | 0 | 0 | 0
PseudoUnit | 0 | 0 | 0 | 0 | 0 | 0
FixedInterchange | 0 | 0 | 0 | 0 | 0 | 0
Cumulative New Build Capacity by Reporting Type: HQ_NY
ReportingType | 2015 | 2020 | 2025 | 2030 | 2035 | 2040
BM | 0 | 0 | 0 | 0 | 0 | 0
CC | 0 | 0 | 0 | 0 | 0 | 0
CSP | 0 | 0 | 0 | 0 | 0 | 0
CT | 0 | 0 | 0 | 0 | 0 | 0
Coal | 0 | 0 | 0 | 0 | 0 | 0
Geo | 0 | 0 | 0 | 0 | 0 | 0
H | 0 | 0 | 0 | 0 | 0 | 0
LFG | 0 | 0 | 0 | 0 | 0 | 0
Nuc | 0 | 0 | 0 | 0 | 0 | 0
PS | 0 | 0 | 0 | 0 | 0 | 0
PV | 0 | 0 | 0 | 0 | 0 | 0
PeakG | 0 | 0 | 0 | 0 | 0 | 0
PeakO | 0 | 0 | 0 | 0 | 0 | 0
ST | 0 | 0 | 0 | 0 | 0 | 0
STOG | 0 | 0 | 0 | 0 | 0 | 0
STWD | 0 | 0 | 0 | 0 | 0 | 0
WT | 0 | 0 | 0 | 0 | 0 | 0
IGCC | 0 | 0 | 0 | 0 | 0 | 0
DemandResponse | 0 | 0 | 0 | 0 | 0 | 0
IGCC-CCS | 0 | 0 | 0 | 0 | 0 | 0
WT_off | 0 | 0 | 0 | 0 | 0 | 0
PseudoUnit | 0 | 0 | 0 | 0 | 0 | 0
FixedInterchange | 0 | 0 | 0 | 0 | 0 | 0
Cumulative New Build Capacity by Reporting Type: MARITIMES
ReportingType | 2015 | 2020 | 2025 | 2030 | 2035 | 2040
BM | 0 | 0 | 0 | 0 | 0 | 0
CC | 0 | 0 | 0 | 0 | 0 | 0
CSP | 0 | 0 | 0 | 0 | 0 | 0
CT | 0 | 0 | 0 | 0 | 0 | 0
Coal | 0 | 0 | 0 | 0 | 0 | 0
Geo | 0 | 0 | 0 | 0 | 0 | 0
H | 0 | 0 | 0 | 0 | 0 | 0
LFG | 0 | 0 | 0 | 0 | 0 | 0
Nuc | 0 | 0 | 0 | 0 | 0 | 0
PS | 0 | 0 | 0 | 0 | 0 | 0
PV | 0 | 0 | 0 | 0 | 0 | 0
PeakG | 0 | 0 | 0 | 0 | 0 | 0
PeakO | 0 | 0 | 0 | 0 | 0 | 0
ST | 0 | 0 | 0 | 0 | 0 | 0
STOG | 0 | 0 | 0 | 0 | 0 | 0
STWD | 0 | 0 | 0 | 0 | 0 | 0
WT | 0 | 0 | 0 | 0 | 0 | 0
IGCC | 0 | 0 | 0 | 0 | 0 | 0
DemandResponse | 0 | 0 | 0 | 0 | 0 | 0
IGCC-CCS | 0 | 0 | 0 | 0 | 0 | 0
WT_off | 0 | 0 | 0 | 0 | 0 | 0
PseudoUnit | 0 | 0 | 0 | 0 | 0 | 0
FixedInterchange | 0 | 0 | 0 | 0 | 0 | 0
Cumulative New Build Capacity by Reporting Type: All
ReportingType | 2015 | 2020 | 2025 | 2030 | 2035 | 2040
BM | 1251 | 1583.21 | 2179.58 | 2236.68 | 2404 | 2500.53
CC | 32884.58 | 42461.82 | 45127.91 | 69946.84 | 113351.32 | 137568.37
CSP | 0 | 0 | 0 | 0 | 0 | 0
CT | 6863.04 | 11215.82 | 15039.87 | 25533.29 | 29127.6 | 34090.98
Coal | 10763.64 | 10788.58 | 10788.58 | 11827.69 | 25532.24 | 50306.29
Geo | 136 | 2211 | 6640 | 6640 | 6640 | 6640
H | 0 | 553.66 | 1496.35 | 2854.52 | 3781.3 | 5315.15
LFG | 192 | 2145 | 4355 | 5078.5 | 5079 | 5079
Nuc | 9853.86 | 26902.86 | 31773.86 | 31773.86 | 36067.95 | 46314.28
PS | 0 | 0 | 0 | 0 | 0 | 0
PV | 1246 | 3459.89 | 4559.71 | 4787.5 | 4915.13 | 5030.11
PeakG | 0 | 0 | 0 | 0 | 0 | 0
PeakO | 0 | 0 | 0 | 0 | 0 | 0
ST | 760 | 1596.68 | 1908.23 | 1998.06 | 1998.06 | 1998.06
STOG | 0 | 0 | 0 | 0 | 0 | 0
STWD | 0 | 0 | 0 | 0 | 0 | 0
WT | 25342 | 50338.93 | 57069.23 | 65404.54 | 83398.03 | 86168.59
IGCC | 618 | 618 | 618 | 618 | 618 | 618
DemandResponse | 0 | 0 | 0 | 0 | 0 | 0
IGCC-CCS | 0 | 0 | 0 | 0 | 0 | 0
WT_off | 469 | 469 | 1569 | 1569 | 1569 | 1569
PseudoUnit | 0 | 0 | 0 | 0 | 0 | 0
FixedInterchange | 0 | 0 | 0 | 0 | 0 | 0
Cumulative New Build Capacity by Reporting Type: EI_US
ReportingType | 2015 | 2020 | 2025 | 2030 | 2035 | 2040
BM | 741.12 | 1073.32 | 1669.7 | 1726.79 | 1894.12 | 1990.65
CC | 25441.02 | 30156.33 | 31498.46 | 46072.82 | 84375.14 | 103512.64
CSP | 0 | 0 | 0 | 0 | 0 | 0
CT | 4323.69 | 8118.54 | 9004.44 | 16075.36 | 19665.92 | 22587.25
Coal | 7858.64 | 7858.64 | 7858.64 | 8603.05 | 17288.08 | 36950.85
Geo | 0 | 0 | 0 | 0 | 0 | 0
H | 0 | 1 | 504 | 504 | 507 | 1185
LFG | 141.4 | 884 | 2849.5 | 3219 | 3219 | 3219
Nuc | 8855.27 | 25904.27 | 30775.27 | 30775.27 | 30775.27 | 32496.39
PS | 0 | 0 | 0 | 0 | 0 | 0
PV | 57.74 | 2271.63 | 3371.45 | 3599.24 | 3726.88 | 3841.85
PeakG | 0 | 0 | 0 | 0 | 0 | 0
PeakO | 0 | 0 | 0 | 0 | 0 | 0
ST | 0 | 0 | 0 | 0 | 0 | 0
STOG | 0 | 0 | 0 | 0 | 0 | 0
STWD | 0 | 0 | 0 | 0 | 0 | 0
WT | 19786.6 | 32018.8 | 38749.11 | 46846.21 | 64839.71 | 67610.27
IGCC | 618 | 618 | 618 | 618 | 618 | 618
DemandResponse | 0 | 0 | 0 | 0 | 0 | 0
IGCC-CCS | 0 | 0 | 0 | 0 | 0 | 0
WT_off | 469 | 469 | 1569 | 1569 | 1569 | 1569
PseudoUnit | 0 | 0 | 0 | 0 | 0 | 0
FixedInterchange | 0 | 0 | 0 | 0 | 0 | 0
Cumulative New Build Capacity by Reporting Type: EI_Canada
ReportingType | 2015 | 2020 | 2025 | 2030 | 2035 | 2040
BM | 326.33 | 326.33 | 326.33 | 326.33 | 326.33 | 326.33
CC | 1342.74 | 1342.74 | 1342.74 | 1342.74 | 1342.74 | 2373.15
CSP | 0 | 0 | 0 | 0 | 0 | 0
CT | 836.57 | 836.57 | 836.57 | 836.57 | 840.32 | 2191.61
Coal | 0 | 0 | 0 | 0 | 0 | 0
Geo | 0 | 0 | 0 | 0 | 0 | 0
H | 0 | 552.66 | 992.35 | 2350.52 | 3274.3 | 4130.15
LFG | 14.5 | 14.5 | 14.5 | 14.5 | 15 | 15
Nuc | 998.59 | 998.59 | 998.59 | 998.59 | 998.59 | 998.59
PS | 0 | 0 | 0 | 0 | 0 | 0
PV | 1067.26 | 1067.26 | 1067.26 | 1067.26 | 1067.26 | 1067.26
PeakG | 0 | 0 | 0 | 0 | 0 | 0
PeakO | 0 | 0 | 0 | 0 | 0 | 0
ST | 0 | 0 | 0 | 0 | 0 | 0
STOG | 0 | 0 | 0 | 0 | 0 | 0
STWD | 0 | 0 | 0 | 0 | 0 | 0
WT | 2408.3 | 2408.3 | 2408.3 | 2408.3 | 2408.3 | 2408.3
IGCC | 0 | 0 | 0 | 0 | 0 | 0
DemandResponse | 0 | 0 | 0 | 0 | 0 | 0
IGCC-CCS | 0 | 0 | 0 | 0 | 0 | 0
WT_off | 0 | 0 | 0 | 0 | 0 | 0
PseudoUnit | 0 | 0 | 0 | 0 | 0 | 0
FixedInterchange | 0 | 0 | 0 | 0 | 0 | 0
Cumulative New Build Capacity by Reporting Type: EI
ReportingType | 2015 | 2020 | 2025 | 2030 | 2035 | 2040
BM | 1067.45 | 1399.66 | 1996.03 | 2053.13 | 2220.45 | 2316.98
CC | 26783.76 | 31499.07 | 32841.2 | 47415.56 | 85717.88 | 105885.79
CSP | 0 | 0 | 0 | 0 | 0 | 0
CT | 5160.26 | 8955.11 | 9841.02 | 16911.93 | 20506.24 | 24778.86
Coal | 7858.64 | 7858.64 | 7858.64 | 8603.05 | 17288.08 | 36950.85
Geo | 0 | 0 | 0 | 0 | 0 | 0
H | 0 | 553.66 | 1496.35 | 2854.52 | 3781.3 | 5315.15
LFG | 155.9 | 898.5 | 2864 | 3233.5 | 3234 | 3234
Nuc | 9853.86 | 26902.86 | 31773.86 | 31773.86 | 31773.86 | 33494.98
PS | 0 | 0 | 0 | 0 | 0 | 0
PV | 1125 | 3338.89 | 4438.71 | 4666.5 | 4794.13 | 4909.11
PeakG | 0 | 0 | 0 | 0 | 0 | 0
PeakO | 0 | 0 | 0 | 0 | 0 | 0
ST | 0 | 0 | 0 | 0 | 0 | 0
STOG | 0 | 0 | 0 | 0 | 0 | 0
STWD | 0 | 0 | 0 | 0 | 0 | 0
WT | 22194.9 | 34427.1 | 41157.41 | 49254.51 | 67248.01 | 70018.57
IGCC | 618 | 618 | 618 | 618 | 618 | 618
DemandResponse | 0 | 0 | 0 | 0 | 0 | 0
IGCC-CCS | 0 | 0 | 0 | 0 | 0 | 0
WT_off | 469 | 469 | 1569 | 1569 | 1569 | 1569
PseudoUnit | 0 | 0 | 0 | 0 | 0 | 0
FixedInterchange | 0 | 0 | 0 | 0 | 0 | 0
Cumulative New Build Capacity by Reporting Type: Outside_EI
ReportingType | 2015 | 2020 | 2025 | 2030 | 2035 | 2040
BM | 183.55 | 183.55 | 183.55 | 183.55 | 183.55 | 183.55
CC | 6100.82 | 10962.75 | 12286.71 | 22531.28 | 27633.44 | 31682.58
CSP | 0 | 0 | 0 | 0 | 0 | 0
CT | 1702.77 | 2260.72 | 5198.85 | 8621.36 | 8621.36 | 9312.12
Coal | 2905 | 2929.95 | 2929.95 | 3224.65 | 8244.17 | 13355.44
Geo | 136 | 2211 | 6640 | 6640 | 6640 | 6640
H | 0 | 0 | 0 | 0 | 0 | 0
LFG | 36.1 | 1246.5 | 1491 | 1845 | 1845 | 1845
Nuc | 0 | 0 | 0 | 0 | 4294.09 | 12819.3
PS | 0 | 0 | 0 | 0 | 0 | 0
PV | 121 | 121 | 121 | 121 | 121 | 121
PeakG | 0 | 0 | 0 | 0 | 0 | 0
PeakO | 0 | 0 | 0 | 0 | 0 | 0
ST | 760 | 1596.68 | 1908.23 | 1998.06 | 1998.06 | 1998.06
STOG | 0 | 0 | 0 | 0 | 0 | 0
STWD | 0 | 0 | 0 | 0 | 0 | 0
WT | 3147.1 | 15911.83 | 15911.83 | 16150.02 | 16150.02 | 16150.02
IGCC | 0 | 0 | 0 | 0 | 0 | 0
DemandResponse | 0 | 0 | 0 | 0 | 0 | 0
IGCC-CCS | 0 | 0 | 0 | 0 | 0 | 0
WT_off | 0 | 0 | 0 | 0 | 0 | 0
PseudoUnit | 0 | 0 | 0 | 0 | 0 | 0
FixedInterchange | 0 | 0 | 0 | 0 | 0 | 0
#3 | Retirements of Capacity (MW)
Retirements of Capacity by Reporting Type: Entergy
ReportingType | 2015 | 2020 | 2025 | 2030 | 2035 | 2040
BM | 0 | 0 | 0 | 0 | 0 | 0
CC | 0 | 0 | 0 | 0 | 0 | 0
CSP | 0 | 0 | 0 | 0 | 0 | 0
CT | 0 | 0 | 0 | 0 | 0 | 0
Coal | 892.9 | 0 | 0 | 0 | 0 | 0
Geo | 0 | 0 | 0 | 0 | 0 | 0
H | 0 | 0 | 0 | 0 | 0 | 0
LFG | 0 | 0 | 0 | 0 | 0 | 0
Nuc | 0 | 0 | 0 | 0 | 915.25 | 1083.74
PS | 0 | 0 | 0 | 0 | 0 | 0
PV | 0 | 0 | 0 | 0 | 0 | 0
PeakG | 0 | 0 | 0 | 0 | 0 | 0
PeakO | 0 | 0 | 0 | 0 | 0 | 0
ST | 0 | 0 | 0 | 0 | 0 | 0
STOG | 11573.58 | 0 | 37.13 | 0 | 0 | 0
STWD | 0 | 0 | 0 | 0 | 0 | 0
WT | 0 | 0 | 0 | 0 | 0 | 0
IGCC | 0 | 0 | 0 | 0 | 0 | 0
DemandResponse | 0 | 0 | 0 | 0 | 0 | 0
IGCC-CCS | 0 | 0 | 0 | 0 | 0 | 0
WT_off | 0 | 0 | 0 | 0 | 0 | 0
PseudoUnit | 0 | 0 | 0 | 0 | 0 | 0
FixedInterchange | 0 | 0 | 0 | 0 | 0 | 0
Retirements of Capacity by Reporting Type: FRCC
ReportingType | 2015 | 2020 | 2025 | 2030 | 2035 | 2040
BM | 0 | 0 | 0 | 0 | 0 | 0
CC | 0 | 0 | 0 | 0 | 0 | 0
CSP | 0 | 0 | 0 | 0 | 0 | 0
CT | 0 | 0 | 0 | 0 | 0 | 0
Coal | 466 | 869 | 0 | 0 | 0 | 0
Geo | 0 | 0 | 0 | 0 | 0 | 0
H | 0 | 0 | 0 | 0 | 0 | 0
LFG | 0 | 0 | 0 | 0 | 0 | 0
Nuc | 0 | 0 | 0 | 0 | 1755.87 | 1822.9
PS | 0 | 0 | 0 | 0 | 0 | 0
PV | 0 | 0 | 0 | 0 | 0 | 0
PeakG | 0 | 0 | 0 | 0 | 0 | 0
PeakO | 0 | 0 | 0 | 0 | 0 | 0
ST | 0 | 0 | 0 | 0 | 0 | 0
STOG | 5075.02 | 219.43 | 0 | 0 | 0 | 0
STWD | 0 | 0 | 0 | 0 | 0 | 0
WT | 0 | 0 | 0 | 0 | 0 | 0
IGCC | 0 | 0 | 0 | 0 | 0 | 0
DemandResponse | 0 | 0 | 0 | 0 | 0 | 0
IGCC-CCS | 0 | 0 | 0 | 0 | 0 | 0
WT_off | 0 | 0 | 0 | 0 | 0 | 0
PseudoUnit | 0 | 0 | 0 | 0 | 0 | 0
FixedInterchange | 0 | 0 | 0 | 0 | 0 | 0
Retirements of Capacity by Reporting Type: MAPP_US
ReportingType | 2015 | 2020 | 2025 | 2030 | 2035 | 2040
BM | 0 | 0 | 0 | 0 | 0 | 0
CC | 0 | 0 | 0 | 0 | 0 | 0
CSP | 0 | 0 | 0 | 0 | 0 | 0
CT | 0 | 0 | 0 | 0 | 0 | 0
Coal | 715.5 | 222.65 | 0 | 0 | 0 | 0
Geo | 0 | 0 | 0 | 0 | 0 | 0
H | 0 | 0 | 0 | 0 | 0 | 0
LFG | 0 | 0 | 0 | 0 | 0 | 0
Nuc | 0 | 0 | 0 | 0 | 0 | 0
PS | 0 | 0 | 0 | 0 | 0 | 0
PV | 0 | 0 | 0 | 0 | 0 | 0
PeakG | 0 | 0 | 0 | 0 | 0 | 0
PeakO | 272.96 | 0 | 0 | 0 | 0 | 0
ST | 0 | 0 | 0 | 0 | 0 | 0
STOG | 36 | 0 | 0 | 0 | 0 | 0
STWD | 0 | 0 | 0 | 0 | 0 | 0
WT | 0 | 0 | 0 | 0 | 0 | 0
IGCC | 0 | 0 | 0 | 0 | 0 | 0
DemandResponse | 0 | 0 | 0 | 0 | 0 | 0
IGCC-CCS | 0 | 0 | 0 | 0 | 0 | 0
WT_off | 0 | 0 | 0 | 0 | 0 | 0
PseudoUnit | 0 | 0 | 0 | 0 | 0 | 0
FixedInterchange | 0 | 0 | 0 | 0 | 0 | 0
Retirements of Capacity by Reporting Type: MISO_IN
ReportingType | 2015 | 2020 | 2025 | 2030 | 2035 | 2040
BM | 0 | 0 | 0 | 0 | 0 | 0
CC | 0 | 0 | 0 | 0 | 0 | 0
CSP | 0 | 0 | 0 | 0 | 0 | 0
CT | 0 | 0 | 0 | 0 | 0 | 0
Coal | 1093.97 | 0 | 0 | 0 | 0 | 0
Geo | 0 | 0 | 0 | 0 | 0 | 0
H | 0 | 0 | 0 | 0 | 0 | 0
LFG | 0 | 0 | 0 | 0 | 0 | 0
Nuc | 0 | 0 | 0 | 0 | 0 | 0
PS | 0 | 0 | 0 | 0 | 0 | 0
PV | 0 | 0 | 0 | 0 | 0 | 0
PeakG | 0 | 0 | 0 | 0 | 0 | 0
PeakO | 0 | 0 | 0 | 0 | 0 | 0
ST | 0 | 0 | 0 | 0 | 0 | 0
STOG | 0 | 0 | 0 | 0 | 0 | 0
STWD | 0 | 0 | 0 | 0 | 0 | 0
WT | 0 | 0 | 0 | 0 | 0 | 0
IGCC | 0 | 0 | 0 | 0 | 0 | 0
DemandResponse | 0 | 0 | 0 | 0 | 0 | 0
IGCC-CCS | 0 | 0 | 0 | 0 | 0 | 0
WT_off | 0 | 0 | 0 | 0 | 0 | 0
PseudoUnit | 0 | 0 | 0 | 0 | 0 | 0
FixedInterchange | 0 | 0 | 0 | 0 | 0 | 0
Retirements of Capacity by Reporting Type: MISO_MI
ReportingType | 2015 | 2020 | 2025 | 2030 | 2035 | 2040
BM | 0 | 0 | 0 | 0 | 0 | 0
CC | 0 | 0 | 0 | 0 | 0 | 0
CSP | 0 | 0 | 0 | 0 | 0 | 0
CT | 0 | 0 | 0 | 0 | 0 | 0
Coal | 2478.11 | 1187 | 0 | 0 | 0 | 0
Geo | 0 | 0 | 0 | 0 | 0 | 0
H | 0 | 0 | 0 | 0 | 0 | 0
LFG | 0 | 0 | 0 | 0 | 0 | 0
Nuc | 0 | 0 | 0 | 0 | 845.69 | 0
PS | 0 | 0 | 0 | 0 | 0 | 0
PV | 0 | 0 | 0 | 0 | 0 | 0
PeakG | 0 | 0 | 0 | 0 | 0 | 0
PeakO | 0 | 0 | 0 | 0 | 0 | 0
ST | 0 | 0 | 0 | 0 | 0 | 0
STOG | 0 | 0 | 0 | 0 | 0 | 0
STWD | 0 | 0 | 0 | 0 | 0 | 0
WT | 0 | 0 | 0 | 0 | 0 | 0
IGCC | 0 | 0 | 0 | 0 | 0 | 0
DemandResponse | 0 | 0 | 0 | 0 | 0 | 0
IGCC-CCS | 0 | 0 | 0 | 0 | 0 | 0
WT_off | 0 | 0 | 0 | 0 | 0 | 0
PseudoUnit | 0 | 0 | 0 | 0 | 0 | 0
FixedInterchange | 0 | 0 | 0 | 0 | 0 | 0
Retirements of Capacity by Reporting Type: MISO_MO-IL
ReportingType | 2015 | 2020 | 2025 | 2030 | 2035 | 2040
BM | 0 | 0 | 0 | 0 | 0 | 0
CC | 0 | 0 | 0 | 0 | 0 | 0
CSP | 0 | 0 | 0 | 0 | 0 | 0
CT | 0 | 0 | 0 | 0 | 0 | 0
Coal | 1024.7 | 697 | 0 | 0 | 0 | 0
Geo | 0 | 0 | 0 | 0 | 0 | 0
H | 0 | 0 | 0 | 0 | 0 | 0
LFG | 0 | 0 | 0 | 0 | 0 | 0
Nuc | 0 | 0 | 0 | 0 | 0 | 0
PS | 0 | 0 | 0 | 0 | 0 | 0
PV | 0 | 0 | 0 | 0 | 0 | 0
PeakG | 0 | 0 | 0 | 0 | 0 | 0
PeakO | 0 | 0 | 0 | 0 | 0 | 0
ST | 0 | 0 | 0 | 0 | 0 | 0
STOG | 0 | 0 | 0 | 0 | 0 | 0
STWD | 0 | 0 | 0 | 0 | 0 | 0
WT | 0 | 0 | 0 | 0 | 0 | 0
IGCC | 0 | 0 | 0 | 0 | 0 | 0
DemandResponse | 0 | 0 | 0 | 0 | 0 | 0
IGCC-CCS | 0 | 0 | 0 | 0 | 0 | 0
WT_off | 0 | 0 | 0 | 0 | 0 | 0
PseudoUnit | 0 | 0 | 0 | 0 | 0 | 0
FixedInterchange | 0 | 0 | 0 | 0 | 0 | 0
Retirements of Capacity by Reporting Type: MISO_W
ReportingType | 2015 | 2020 | 2025 | 2030 | 2035 | 2040
BM | 0 | 0 | 0 | 0 | 0 | 0
CC | 0 | 0 | 0 | 0 | 0 | 0
CSP | 0 | 0 | 0 | 0 | 0 | 0
CT | 0 | 0 | 0 | 0 | 0 | 0
Coal | 2579.86 | 0 | 0 | 0 | 0 | 0
Geo | 0 | 0 | 0 | 0 | 0 | 0
H | 0 | 0 | 0 | 0 | 0 | 0
LFG | 0 | 0 | 0 | 0 | 0 | 0
Nuc | 0 | 0 | 0 | 0 | 2464.12 | 0
PS | 0 | 0 | 0 | 0 | 0 | 0
PV | 0 | 0 | 0 | 0 | 0 | 0
PeakG | 0 | 0 | 0 | 0 | 0 | 0
PeakO | 0 | 0 | 0 | 0 | 0 | 0
ST | 0 | 0 | 0 | 0 | 0 | 0
STOG | 0 | 0 | 0 | 0 | 0 | 0
STWD | 0 | 0 | 0 | 0 | 0 | 0
WT | 0 | 0 | 0 | 0 | 0 | 0
IGCC | 0 | 0 | 0 | 0 | 0 | 0
DemandResponse | 0 | 0 | 0 | 0 | 0 | 0
IGCC-CCS | 0 | 0 | 0 | 0 | 0 | 0
WT_off | 0 | 0 | 0 | 0 | 0 | 0
PseudoUnit | 0 | 0 | 0 | 0 | 0 | 0
FixedInterchange | 0 | 0 | 0 | 0 | 0 | 0
Retirements of Capacity by Reporting Type: MISO_WUMS
ReportingType | 2015 | 2020 | 2025 | 2030 | 2035 | 2040
BM | 0 | 0 | 0 | 0 | 0 | 0
CC | 0 | 0 | 0 | 0 | 0 | 0
CSP | 0 | 0 | 0 | 0 | 0 | 0
CT | 0 | 0 | 0 | 0 | 0 | 0
Coal | 2411.1 | 0 | 0 | 0 | 0 | 0
Geo | 0 | 0 | 0 | 0 | 0 | 0
H | 0 | 0 | 0 | 0 | 0 | 0
LFG | 0 | 0 | 0 | 0 | 0 | 0
Nuc | 0 | 0 | 0 | 0 | 1816.9 | 0
PS | 0 | 0 | 0 | 0 | 0 | 0
PV | 0 | 0 | 0 | 0 | 0 | 0
PeakG | 0 | 0 | 0 | 0 | 0 | 0
PeakO | 0 | 0 | 0 | 0 | 0 | 0
ST | 0 | 0 | 0 | 0 | 0 | 0
STOG | 59.5 | 0 | 0 | 0 | 0 | 0
STWD | 0 | 0 | 0 | 0 | 0 | 0
WT | 0 | 0 | 0 | 0 | 0 | 0
IGCC | 0 | 0 | 0 | 0 | 0 | 0
DemandResponse | 0 | 0 | 0 | 0 | 0 | 0
IGCC-CCS | 0 | 0 | 0 | 0 | 0 | 0
WT_off | 0 | 0 | 0 | 0 | 0 | 0
PseudoUnit | 0 | 0 | 0 | 0 | 0 | 0
FixedInterchange | 0 | 0 | 0 | 0 | 0 | 0
Retirements of Capacity by Reporting Type: Nebraska
ReportingType | 2015 | 2020 | 2025 | 2030 | 2035 | 2040
BM | 0 | 0 | 0 | 0 | 0 | 0
CC | 0 | 0 | 0 | 0 | 0 | 0
CSP | 0 | 0 | 0 | 0 | 0 | 0
CT | 0 | 0 | 0 | 0 | 0 | 0
Coal | 0 | 0 | 0 | 0 | 0 | 0
Geo | 0 | 0 | 0 | 0 | 0 | 0
H | 0 | 0 | 0 | 0 | 0 | 0
LFG | 0 | 0 | 0 | 0 | 0 | 0
Nuc | 0 | 0 | 0 | 0 | 1360.71 | 0
PS | 0 | 0 | 0 | 0 | 0 | 0
PV | 0 | 0 | 0 | 0 | 0 | 0
PeakG | 0 | 0 | 0 | 0 | 0 | 0
PeakO | 0 | 0 | 0 | 0 | 0 | 0
ST | 0 | 0 | 0 | 0 | 0 | 0
STOG | 270 | 0 | 0 | 0 | 0 | 0
STWD | 0 | 0 | 0 | 0 | 0 | 0
WT | 0 | 0 | 0 | 0 | 0 | 0
IGCC | 0 | 0 | 0 | 0 | 0 | 0
DemandResponse | 0 | 0 | 0 | 0 | 0 | 0
IGCC-CCS | 0 | 0 | 0 | 0 | 0 | 0
WT_off | 0 | 0 | 0 | 0 | 0 | 0
PseudoUnit | 0 | 0 | 0 | 0 | 0 | 0
FixedInterchange | 0 | 0 | 0 | 0 | 0 | 0
Retirements of Capacity by Reporting Type: NEISO
ReportingType | 2015 | 2020 | 2025 | 2030 | 2035 | 2040
BM | 0 | 0 | 0 | 0 | 0 | 0
CC | 2583 | 0 | 0 | 0 | 0 | 0
CSP | 0 | 0 | 0 | 0 | 0 | 0
CT | 0 | 0 | 0 | 0 | 0 | 0
Coal | 2250.13 | 320 | 0 | 0 | 0 | 0
Geo | 0 | 0 | 0 | 0 | 0 | 0
H | 0 | 0 | 0 | 0 | 0 | 0
LFG | 0 | 0 | 0 | 0 | 0 | 0
Nuc | 0 | 0 | 0 | 0 | 1401.14 | 953.22
PS | 0 | 0 | 0 | 0 | 0 | 0
PV | 0 | 0 | 0 | 0 | 0 | 0
PeakG | 0 | 0 | 0 | 0 | 0 | 0
PeakO | 674.43 | 0 | 0 | 0 | 0 | 0
ST | 0 | 0 | 0 | 0 | 0 | 0
STOG | 6237 | 0 | 0 | 0 | 0 | 0
STWD | 0 | 0 | 0 | 0 | 0 | 0
WT | 0 | 0 | 0 | 0 | 0 | 0
IGCC | 0 | 0 | 0 | 0 | 0 | 0
DemandResponse | 0 | 0 | 0 | 0 | 0 | 0
IGCC-CCS | 0 | 0 | 0 | 0 | 0 | 0
WT_off | 0 | 0 | 0 | 0 | 468 | 0
PseudoUnit | 0 | 0 | 0 | 0 | 0 | 0
FixedInterchange | 0 | 0 | 0 | 0 | 0 | 0
Retirements of Capacity by Reporting Type: NonRTO_Midwest
ReportingType | 2015 | 2020 | 2025 | 2030 | 2035 | 2040
BM | 0 | 0 | 0 | 0 | 0 | 0
CC | 0 | 0 | 0 | 0 | 0 | 0
CSP | 0 | 0 | 0 | 0 | 0 | 0
CT | 0 | 0 | 0 | 0 | 0 | 0
Coal | 1109.99 | 0 | 0 | 0 | 0 | 0
Geo | 0 | 0 | 0 | 0 | 0 | 0
H | 0 | 0 | 0 | 0 | 0 | 0
LFG | 0 | 0 | 0 | 0 | 0 | 0
Nuc | 0 | 0 | 0 | 0 | 0 | 0
PS | 0 | 0 | 0 | 0 | 0 | 0
PV | 0 | 0 | 0 | 0 | 0 | 0
PeakG | 0 | 0 | 0 | 0 | 0 | 0
PeakO | 0 | 0 | 0 | 0 | 0 | 0
ST | 0 | 0 | 0 | 0 | 0 | 0
STOG | 0 | 0 | 0 | 0 | 0 | 0
STWD | 0 | 0 | 0 | 0 | 0 | 0
WT | 0 | 0 | 0 | 0 | 0 | 0
IGCC | 0 | 0 | 0 | 0 | 0 | 0
DemandResponse | 0 | 0 | 0 | 0 | 0 | 0
IGCC-CCS | 0 | 0 | 0 | 0 | 0 | 0
WT_off | 0 | 0 | 0 | 0 | 0 | 0
PseudoUnit | 0 | 0 | 0 | 0 | 0 | 0
FixedInterchange | 0 | 0 | 0 | 0 | 0 | 0
Retirements of Capacity by Reporting Type: NYISO_A-F
ReportingType | 2015 | 2020 | 2025 | 2030 | 2035 | 2040
BM | 0 | 0 | 0 | 0 | 0 | 0
CC | 0 | 0 | 0 | 0 | 0 | 0
CSP | 0 | 0 | 0 | 0 | 0 | 0
CT | 0 | 0 | 0 | 0 | 0 | 0
Coal | 2251.9 | 0 | 0 | 0 | 0 | 0
Geo | 0 | 0 | 0 | 0 | 0 | 0
H | 0 | 0 | 0 | 0 | 0 | 0
LFG | 0 | 0 | 0 | 0 | 0 | 0
Nuc | 0 | 0 | 0 | 675.24 | 631 | 926.34
PS | 0 | 0 | 0 | 0 | 0 | 0
PV | 0 | 0 | 0 | 0 | 0 | 0
PeakG | 0 | 0 | 0 | 0 | 0 | 0
PeakO | 0 | 0 | 0 | 0 | 0 | 0
ST | 0 | 0 | 0 | 0 | 0 | 0
STOG | 1701 | 0 | 0 | 0 | 0 | 0
STWD | 0 | 0 | 0 | 0 | 0 | 0
WT | 0 | 0 | 0 | 0 | 0 | 0
IGCC | 0 | 0 | 0 | 0 | 0 | 0
DemandResponse | 0 | 0 | 0 | 0 | 0 | 0
IGCC-CCS | 0 | 0 | 0 | 0 | 0 | 0
WT_off | 0 | 0 | 0 | 0 | 0 | 0
PseudoUnit | 0 | 0 | 0 | 0 | 0 | 0
FixedInterchange | 0 | 0 | 0 | 0 | 0 | 0
Retirements of Capacity by Reporting Type: NYISO_G-I
ReportingType | 2015 | 2020 | 2025 | 2030 | 2035 | 2040
BM | 0 | 0 | 0 | 0 | 0 | 0
CC | 0 | 0 | 0 | 0 | 0 | 0
CSP | 0 | 0 | 0 | 0 | 0 | 0
CT | 0 | 0 | 0 | 0 | 0 | 0
Coal | 368.2 | 0 | 0 | 0 | 0 | 0
Geo | 0 | 0 | 0 | 0 | 0 | 0
H | 0 | 0 | 0 | 0 | 0 | 0
LFG | 0 | 0 | 0 | 0 | 0 | 0
Nuc | 0 | 0 | 0 | 0 | 1108.31 | 1114.18
PS | 0 | 0 | 0 | 0 | 0 | 0
PV | 0 | 0 | 0 | 0 | 0 | 0
PeakG | 0 | 0 | 0 | 0 | 0 | 0
PeakO | 0 | 0 | 0 | 0 | 0 | 0
ST | 0 | 0 | 0 | 0 | 0 | 0
STOG | 2431 | 0 | 0 | 0 | 0 | 0
STWD | 0 | 0 | 0 | 0 | 0 | 0
WT | 0 | 0 | 0 | 0 | 0 | 0
IGCC | 0 | 0 | 0 | 0 | 0 | 0
DemandResponse | 0 | 0 | 0 | 0 | 0 | 0
IGCC-CCS | 0 | 0 | 0 | 0 | 0 | 0
WT_off | 0 | 0 | 0 | 0 | 0 | 0
PseudoUnit | 0 | 0 | 0 | 0 | 0 | 0
FixedInterchange | 0 | 0 | 0 | 0 | 0 | 0
Retirements of Capacity by Reporting Type: NYISO_J-K
ReportingType | 2015 | 2020 | 2025 | 2030 | 2035 | 2040
BM | 0 | 0 | 0 | 0 | 0 | 0
CC | 0 | 0 | 0 | 0 | 0 | 0
CSP | 0 | 0 | 0 | 0 | 0 | 0
CT | 0 | 0 | 0 | 0 | 0 | 0
Coal | 0 | 0 | 0 | 0 | 0 | 0
Geo | 0 | 0 | 0 | 0 | 0 | 0
H | 0 | 0 | 0 | 0 | 0 | 0
LFG | 0 | 0 | 0 | 0 | 0 | 0
Nuc | 0 | 0 | 0 | 0 | 0 | 0
PS | 0 | 0 | 0 | 0 | 0 | 0
PV | 0 | 0 | 0 | 0 | 32 | 0
PeakG | 0 | 0 | 0 | 0 | 0 | 0
PeakO | 0 | 0 | 0 | 0 | 0 | 0
ST | 0 | 0 | 0 | 0 | 0 | 0
STOG | 1193.71 | 0 | 0 | 0 | 0 | 0
STWD | 0 | 0 | 0 | 0 | 0 | 0
WT | 0 | 0 | 0 | 0 | 0 | 0
IGCC | 0 | 0 | 0 | 0 | 0 | 0
DemandResponse | 0 | 0 | 0 | 0 | 0 | 0
IGCC-CCS | 0 | 0 | 0 | 0 | 0 | 0
WT_off | 0 | 0 | 0 | 0 | 0 | 0
PseudoUnit | 0 | 0 | 0 | 0 | 0 | 0
FixedInterchange | 0 | 0 | 0 | 0 | 0 | 0
Retirements of Capacity by Reporting Type: PJM_E
ReportingType | 2015 | 2020 | 2025 | 2030 | 2035 | 2040
BM | 0 | 0 | 0 | 0 | 0 | 0
CC | 0 | 0 | 0 | 0 | 0 | 0
CSP | 0 | 0 | 0 | 0 | 0 | 0
CT | 0 | 0 | 0 | 0 | 0 | 0
Coal | 3285 | 568 | 0 | 0 | 0 | 0
Geo | 0 | 0 | 0 | 0 | 0 | 0
H | 0 | 0 | 0 | 0 | 0 | 0
LFG | 0 | 0 | 0 | 0 | 0 | 0
Nuc | 0 | 667.96 | 0 | 0 | 2417.49 | 1276.14
PS | 0 | 0 | 0 | 0 | 0 | 0
PV | 0 | 0 | 0 | 0 | 0 | 0
PeakG | 268.5 | 0 | 0 | 0 | 0 | 0
PeakO | 2.7 | 0 | 0 | 0 | 0 | 0
ST | 0 | 0 | 0 | 0 | 0 | 0
STOG | 636.5 | 0 | 0 | 0 | 0 | 0
STWD | 0 | 0 | 0 | 0 | 0 | 0
WT | 0 | 0 | 0 | 0 | 0 | 0
IGCC | 0 | 0 | 0 | 0 | 0 | 0
DemandResponse | 0 | 0 | 0 | 0 | 0 | 0
IGCC-CCS | 0 | 0 | 0 | 0 | 0 | 0
WT_off | 0 | 0 | 0 | 0 | 0 | 0
PseudoUnit | 0 | 0 | 0 | 0 | 0 | 0
FixedInterchange | 0 | 0 | 0 | 0 | 0 | 0
Retirements of Capacity by Reporting Type: PJM_ROM
ReportingType | 2015 | 2020 | 2025 | 2030 | 2035 | 2040
BM | 0 | 0 | 0 | 0 | 0 | 0
CC | 0 | 0 | 0 | 0 | 0 | 0
CSP | 0 | 0 | 0 | 0 | 0 | 0
CT | 0 | 0 | 0 | 0 | 0 | 0
Coal | 8429.38 | 0 | 0 | 0 | 0 | 0
Geo | 0 | 0 | 0 | 0 | 0 | 0
H | 0 | 0 | 0 | 0 | 0 | 0
LFG | 0 | 0 | 0 | 0 | 0 | 0
Nuc | 0 | 0 | 0 | 0 | 1882.68 | 977.21
PS | 0 | 0 | 0 | 0 | 0 | 0
PV | 0 | 0 | 0 | 0 | 0 | 0
PeakG | 0 | 0 | 0 | 0 | 0 | 0
PeakO | 270 | 0 | 0 | 0 | 0 | 0
ST | 0 | 0 | 0 | 0 | 0 | 0
STOG | 3027.49 | 0 | 0 | 0 | 0 | 0
STWD | 0 | 0 | 0 | 0 | 0 | 0
WT | 0 | 0 | 0 | 0 | 0 | 0
IGCC | 0 | 0 | 0 | 0 | 0 | 0
DemandResponse | 0 | 0 | 0 | 0 | 0 | 0
IGCC-CCS | 0 | 0 | 0 | 0 | 0 | 0
WT_off | 0 | 0 | 0 | 0 | 0 | 0
PseudoUnit | 0 | 0 | 0 | 0 | 0 | 0
FixedInterchange | 0 | 0 | 0 | 0 | 0 | 0
Retirements of Capacity by Reporting Type: PJM_ROR
ReportingType | 2015 | 2020 | 2025 | 2030 | 2035 | 2040
BM | 0 | 0 | 0 | 0 | 0 | 192
CC | 0 | 0 | 0 | 0 | 0 | 0
CSP | 0 | 0 | 0 | 0 | 0 | 0
CT | 0 | 0 | 0 | 0 | 0 | 0
Coal | 14573.23 | 6597.44 | 0 | 0 | 0 | 0
Geo | 0 | 0 | 0 | 0 | 0 | 0
H | 0 | 0 | 0 | 0 | 0 | 0
LFG | 0 | 0 | 0 | 0 | 0 | 0
Nuc | 0 | 0 | 0 | 942.43 | 4646.92 | 5307.99
PS | 0 | 0 | 0 | 0 | 0 | 0
PV | 0 | 0 | 0 | 0 | 0 | 0
PeakG | 0 | 0 | 0 | 0 | 0 | 0
PeakO | 19 | 0 | 0 | 0 | 0 | 0
ST | 0 | 0 | 0 | 0 | 0 | 0
STOG | 35 | 0 | 0 | 0 | 0 | 0
STWD | 0 | 0 | 0 | 0 | 0 | 0
WT | 0 | 0 | 0 | 0 | 0 | 0
IGCC | 0 | 0 | 0 | 0 | 0 | 0
DemandResponse | 0 | 0 | 0 | 0 | 0 | 0
IGCC-CCS | 0 | 0 | 0 | 0 | 0 | 0
WT_off | 0 | 0 | 0 | 0 | 0 | 0
PseudoUnit | 0 | 0 | 0 | 0 | 0 | 0
FixedInterchange | 0 | 0 | 0 | 0 | 0 | 0
Retirements of Capacity by Reporting Type: SOCO
ReportingType | 2015 | 2020 | 2025 | 2030 | 2035 | 2040
BM | 0 | 0 | 0 | 0 | 0 | 0
CC | 0 | 0 | 0 | 0 | 0 | 0
CSP | 0 | 0 | 0 | 0 | 0 | 0
CT | 0 | 0 | 0 | 0 | 0 | 0
Coal | 8497.61 | 249 | 0 | 0 | 0 | 0
Geo | 0 | 0 | 0 | 0 | 0 | 0
H | 0 | 0 | 0 | 0 | 0 | 0
LFG | 0 | 0 | 0 | 0 | 0 | 0
Nuc | 0 | 0 | 0 | 0 | 0 | 2875.17
PS | 0 | 0 | 0 | 0 | 0 | 0
PV | 0 | 0 | 0 | 0 | 0 | 0
PeakG | 210 | 0 | 0 | 0 | 0 | 0
PeakO | 1139 | 0 | 0 | 0 | 0 | 0
ST | 0 | 0 | 0 | 0 | 0 | 0
STOG | 854 | 0 | 0 | 0 | 0 | 0
STWD | 668 | 0 | 0 | 0 | 0 | 0
WT | 0 | 0 | 0 | 0 | 0 | 0
IGCC | 0 | 0 | 0 | 0 | 0 | 0
DemandResponse | 0 | 0 | 0 | 0 | 0 | 0
IGCC-CCS | 0 | 0 | 0 | 0 | 0 | 0
WT_off | 0 | 0 | 0 | 0 | 0 | 0
PseudoUnit | 0 | 0 | 0 | 0 | 0 | 0
FixedInterchange | 0 | 0 | 0 | 0 | 0 | 0
Retirements of Capacity by Reporting Type: SPP_N
ReportingType | 2015 | 2020 | 2025 | 2030 | 2035 | 2040
BM | 0 | 0 | 0 | 0 | 0 | 0
CC | 0 | 0 | 0 | 0 | 0 | 0
CSP | 0 | 0 | 0 | 0 | 0 | 0
CT | 0 | 0 | 0 | 0 | 0 | 0
Coal | 0 | 0 | 0 | 0 | 0 | 0
Geo | 0 | 0 | 0 | 0 | 0 | 0
H | 0 | 0 | 0 | 0 | 0 | 0
LFG | 0 | 0 | 0 | 0 | 0 | 0
Nuc | 0 | 0 | 0 | 0 | 0 | 0
PS | 0 | 0 | 0 | 0 | 0 | 0
PV | 0 | 0 | 0 | 0 | 0 | 0
PeakG | 0 | 0 | 0 | 0 | 0 | 0
PeakO | 0 | 0 | 0 | 0 | 0 | 0
ST | 0 | 0 | 0 | 0 | 0 | 0
STOG | 87 | 0 | 0 | 0 | 0 | 0
STWD | 0 | 0 | 0 | 0 | 0 | 0
WT | 0 | 0 | 0 | 0 | 0 | 0
IGCC | 0 | 0 | 0 | 0 | 0 | 0
DemandResponse | 0 | 0 | 0 | 0 | 0 | 0
IGCC-CCS | 0 | 0 | 0 | 0 | 0 | 0
WT_off | 0 | 0 | 0 | 0 | 0 | 0
PseudoUnit | 0 | 0 | 0 | 0 | 0 | 0
FixedInterchange | 0 | 0 | 0 | 0 | 0 | 0
Retirements of Capacity by Reporting Type: SPP_S
ReportingType | 2015 | 2020 | 2025 | 2030 | 2035 | 2040
BM | 0 | 0 | 0 | 0 | 0 | 0
CC | 0 | 0 | 0 | 0 | 0 | 0
CSP | 0 | 0 | 0 | 0 | 0 | 0
CT | 0 | 0 | 0 | 0 | 0 | 0
Coal | 1058 | 0 | 0 | 0 | 0 | 0
Geo | 0 | 0 | 0 | 0 | 0 | 0
H | 0 | 0 | 0 | 0 | 0 | 0
LFG | 0 | 0 | 0 | 0 | 0 | 0
Nuc | 0 | 0 | 0 | 0 | 0 | 0
PS | 0 | 0 | 0 | 0 | 0 | 0
PV | 0 | 0 | 0 | 0 | 0 | 0
PeakG | 0 | 0 | 0 | 0 | 0 | 0
PeakO | 0 | 0 | 0 | 0 | 0 | 0
ST | 0 | 0 | 0 | 0 | 0 | 0
STOG | 4096.35 | 0 | 0 | 0 | 0 | 0
STWD | 0 | 0 | 0 | 0 | 0 | 0
WT | 0 | 0 | 0 | 0 | 0 | 0
IGCC | 0 | 0 | 0 | 0 | 0 | 0
DemandResponse | 0 | 0 | 0 | 0 | 0 | 0
IGCC-CCS | 0 | 0 | 0 | 0 | 0 | 0
WT_off | 0 | 0 | 0 | 0 | 0 | 0
PseudoUnit | 0 | 0 | 0 | 0 | 0 | 0
FixedInterchange | 0 | 0 | 0 | 0 | 0 | 0
Retirements of Capacity by Reporting Type: TVA
ReportingType | 2015 | 2020 | 2025 | 2030 | 2035 | 2040
BM | 0 | 0 | 0 | 0 | 0 | 0
CC | 0 | 0 | 0 | 0 | 0 | 0
CSP | 0 | 0 | 0 | 0 | 0 | 0
CT | 0 | 0 | 0 | 0 | 0 | 0
Coal | 3801.23 | 340.17 | 0 | 0 | 0 | 0
Geo | 0 | 0 | 0 | 0 | 0 | 0
H | 0 | 0 | 0 | 0 | 0 | 0
LFG | 0 | 0 | 0 | 0 | 0 | 0
Nuc | 0 | 0 | 0 | 0 | 2730.91 | 1389.91
PS | 0 | 0 | 0 | 0 | 0 | 0
PV | 0 | 0 | 0 | 0 | 0 | 0
PeakG | 0 | 0 | 0 | 0 | 0 | 0
PeakO | 0 | 0 | 0 | 0 | 0 | 0
ST | 0 | 0 | 0 | 0 | 0 | 0
STOG | 0 | 0 | 0 | 0 | 0 | 0
STWD | 0 | 0 | 0 | 0 | 0 | 0
WT | 0 | 0 | 0 | 0 | 0 | 0
IGCC | 0 | 0 | 0 | 0 | 0 | 0
DemandResponse | 0 | 0 | 0 | 0 | 0 | 0
IGCC-CCS | 0 | 0 | 0 | 0 | 0 | 0
WT_off | 0 | 0 | 0 | 0 | 0 | 0
PseudoUnit | 0 | 0 | 0 | 0 | 0 | 0
FixedInterchange | 0 | 0 | 0 | 0 | 0 | 0
Retirements of Capacity by Reporting Type: TVA_Transmission
ReportingType | 2015 | 2020 | 2025 | 2030 | 2035 | 2040
BM | 0 | 0 | 0 | 0 | 0 | 0
CC | 0 | 0 | 0 | 0 | 0 | 0
CSP | 0 | 0 | 0 | 0 | 0 | 0
CT | 0 | 0 | 0 | 0 | 0 | 0
Coal | 0 | 0 | 0 | 0 | 0 | 0
Geo | 0 | 0 | 0 | 0 | 0 | 0
H | 0 | 0 | 0 | 0 | 0 | 0
LFG | 0 | 0 | 0 | 0 | 0 | 0
Nuc | 0 | 0 | 0 | 0 | 0 | 0
PS | 0 | 0 | 0 | 0 | 0 | 0
PV | 0 | 0 | 0 | 0 | 0 | 0
PeakG | 0 | 0 | 0 | 0 | 0 | 0
PeakO | 0 | 0 | 0 | 0 | 0 | 0
ST | 0 | 0 | 0 | 0 | 0 | 0
STOG | 0 | 0 | 0 | 0 | 0 | 0
STWD | 0 | 0 | 0 | 0 | 0 | 0
WT | 0 | 0 | 0 | 0 | 0 | 0
IGCC | 0 | 0 | 0 | 0 | 0 | 0
DemandResponse | 0 | 0 | 0 | 0 | 0 | 0
IGCC-CCS | 0 | 0 | 0 | 0 | 0 | 0
WT_off | 0 | 0 | 0 | 0 | 0 | 0
PseudoUnit | 0 | 0 | 0 | 0 | 0 | 0
FixedInterchange | 0 | 0 | 0 | 0 | 0 | 0
Retirements of Capacity by Reporting Type: VACAR
ReportingType | 2015 | 2020 | 2025 | 2030 | 2035 | 2040
BM | 0 | 0 | 0 | 0 | 0 | 0
CC | 0 | 0 | 0 | 0 | 0 | 0
CSP | 0 | 0 | 0 | 0 | 0 | 0
CT | 0 | 0 | 0 | 0 | 0 | 0
Coal | 3496.81 | 2177.93 | 0 | 0 | 0 | 0
Geo | 0 | 0 | 0 | 0 | 0 | 0
H | 0 | 0 | 0 | 0 | 0 | 0
LFG | 0 | 0 | 0 | 0 | 0 | 0
Nuc | 0 | 0 | 0 | 0 | 3530.58 | 2019.65
PS | 0 | 0 | 0 | 0 | 0 | 0
PV | 0 | 0 | 0 | 0 | 0 | 0
PeakG | 0 | 0 | 0 | 0 | 0 | 0
PeakO | 0 | 0 | 0 | 0 | 0 | 0
ST | 0 | 0 | 0 | 0 | 0 | 0
STOG | 0 | 0 | 0 | 0 | 0 | 0
STWD | 0 | 0 | 0 | 0 | 0 | 0
WT | 0 | 0 | 0 | 0 | 0 | 0
IGCC | 0 | 0 | 0 | 0 | 0 | 0
DemandResponse | 0 | 0 | 0 | 0 | 0 | 0
IGCC-CCS | 0 | 0 | 0 | 0 | 0 | 0
WT_off | 0 | 0 | 0 | 0 | 0 | 0
PseudoUnit | 0 | 0 | 0 | 0 | 0 | 0
FixedInterchange | 0 | 0 | 0 | 0 | 0 | 0
Retirements of Capacity by Reporting Type: IESO
ReportingType | 2015 | 2020 | 2025 | 2030 | 2035 | 2040
BM | 0 | 0 | 0 | 0 | 0 | 0
CC | 3111.67 | 0 | 0 | 0 | 0 | 0
CSP | 0 | 0 | 0 | 0 | 0 | 0
CT | 0 | 0 | 0 | 0 | 0 | 0
Coal | 6416 | 0 | 0 | 0 | 0 | 0
Geo | 0 | 0 | 0 | 0 | 0 | 0
H | 0 | 0 | 0 | 0 | 0 | 0
LFG | 0 | 0 | 0 | 0 | 0 | 0
Nuc | 0 | 0 | 0 | 0 | 1119.61 | 1673.98
PS | 0 | 0 | 0 | 0 | 0 | 0
PV | 0 | 0 | 0 | 0 | 1067.26 | 0
PeakG | 0 | 0 | 0 | 0 | 0 | 0
PeakO | 145.65 | 0 | 0 | 0 | 0 | 0
ST | 0 | 0 | 0 | 0 | 0 | 0
STOG | 2126 | 0 | 0 | 0 | 0 | 0
STWD | 139 | 0 | 0 | 0 | 0 | 0
WT | 0 | 0 | 0 | 0 | 2105.9 | 0
IGCC | 0 | 0 | 0 | 0 | 0 | 0
DemandResponse | 0 | 0 | 0 | 0 | 0 | 0
IGCC-CCS | 0 | 0 | 0 | 0 | 0 | 0
WT_off | 0 | 0 | 0 | 0 | 0 | 0
PseudoUnit | 0 | 0 | 0 | 0 | 0 | 0
FixedInterchange | 0 | 0 | 0 | 0 | 0 | 0
Retirements of Capacity by Reporting Type: MAPP_CA
ReportingType | 2015 | 2020 | 2025 | 2030 | 2035 | 2040
BM | 0 | 0 | 0 | 0 | 0 | 0
CC | 0 | 0 | 0 | 0 | 0 | 0
CSP | 0 | 0 | 0 | 0 | 0 | 0
CT | 0 | 0 | 0 | 0 | 468.57 | 0
Coal | 635.1 | 0 | 243.4 | 867.4 | 0 | 0
Geo | 0 | 0 | 0 | 0 | 0 | 0
H | 0 | 0 | 0 | 0 | 0 | 0
LFG | 0 | 0 | 0 | 0 | 0 | 0
Nuc | 0 | 0 | 0 | 0 | 0 | 0
PS | 0 | 0 | 0 | 0 | 0 | 0
PV | 0 | 0 | 0 | 0 | 0 | 0
PeakG | 0 | 0 | 0 | 0 | 0 | 0
PeakO | 0 | 0 | 0 | 0 | 0 | 0
ST | 0 | 0 | 0 | 0 | 0 | 0
STOG | 0 | 0 | 0 | 126 | 0 | 0
STWD | 0 | 0 | 0 | 0 | 0 | 0
WT | 0 | 0 | 0 | 0 | 302.4 | 0
IGCC | 0 | 0 | 0 | 0 | 0 | 0
DemandResponse | 0 | 0 | 0 | 0 | 0 | 0
IGCC-CCS | 0 | 0 | 0 | 0 | 0 | 0
WT_off | 0 | 0 | 0 | 0 | 0 | 0
PseudoUnit | 0 | 0 | 0 | 0 | 0 | 0
FixedInterchange | 0 | 0 | 0 | 0 | 0 | 0
Retirements of Capacity by Reporting Type: AZ_NM_SNV_Coal
ReportingType | 2015 | 2020 | 2025 | 2030 | 2035 | 2040
BM | 0 | 0 | 0 | 0 | 0 | 0
CC | 0 | 0 | 0 | 0 | 0 | 0
CSP | 0 | 0 | 0 | 0 | 0 | 0
CT | 0 | 0 | 0 | 0 | 0 | 0
Coal | 0 | 0 | 0 | 0 | 0 | 0
Geo | 0 | 0 | 0 | 0 | 0 | 0
H | 0 | 0 | 0 | 0 | 0 | 0
LFG | 0 | 0 | 0 | 0 | 0 | 0
Nuc | 0 | 0 | 0 | 0 | 0 | 0
PS | 0 | 0 | 0 | 0 | 0 | 0
PV | 0 | 0 | 0 | 0 | 0 | 0
PeakG | 0 | 0 | 0 | 0 | 0 | 0
PeakO | 200 | 0 | 0 | 0 | 0 | 0
ST | 0 | 0 | 0 | 0 | 0 | 0
STOG | 0 | 0 | 0 | 0 | 0 | 0
STWD | 0 | 0 | 0 | 0 | 0 | 0
WT | 0 | 0 | 0 | 0 | 0 | 0
IGCC | 0 | 0 | 0 | 0 | 0 | 0
DemandResponse | 0 | 0 | 0 | 0 | 0 | 0
IGCC-CCS | 0 | 0 | 0 | 0 | 0 | 0
WT_off | 0 | 0 | 0 | 0 | 0 | 0
PseudoUnit | 0 | 0 | 0 | 0 | 0 | 0
FixedInterchange | 0 | 0 | 0 | 0 | 0 | 0
Retirements of Capacity by Reporting Type: AZ_NM_SNV_Gas
ReportingType | 2015 | 2020 | 2025 | 2030 | 2035 | 2040
BM | 0 | 0 | 0 | 0 | 0 | 0
CC | 1095 | 0 | 0 | 0 | 0 | 0
CSP | 0 | 0 | 0 | 0 | 0 | 0
CT | 0 | 0 | 0 | 0 | 736 | 0
Coal | 0 | 0 | 0 | 0 | 0 | 0
Geo | 0 | 0 | 0 | 0 | 0 | 0
H | 0 | 0 | 0 | 0 | 0 | 0
LFG | 0 | 0 | 0 | 0 | 0 | 0
Nuc | 0 | 0 | 0 | 0 | 0 | 0
PS | 0 | 0 | 0 | 0 | 0 | 0
PV | 0 | 0 | 0 | 0 | 0 | 0
PeakG | 902.71 | 0 | 0 | 0 | 0 | 0
PeakO | 0 | 0 | 0 | 0 | 0 | 0
ST | 0 | 0 | 0 | 0 | 0 | 0
STOG | 2064 | 0 | 0 | 0 | 0 | 0
STWD | 0 | 0 | 0 | 0 | 0 | 0
WT | 0 | 0 | 0 | 0 | 0 | 0
IGCC | 0 | 0 | 0 | 0 | 0 | 0
DemandResponse | 0 | 0 | 0 | 0 | 0 | 0
IGCC-CCS | 0 | 0 | 0 | 0 | 0 | 0
WT_off | 0 | 0 | 0 | 0 | 0 | 0
PseudoUnit | 0 | 0 | 0 | 0 | 0 | 0
FixedInterchange | 0 | 0 | 0 | 0 | 0 | 0
Retirements of Capacity by Reporting Type: AZ_NM_SNV_NucRenew
ReportingType | 2015 | 2020 | 2025 | 2030 | 2035 | 2040
BM | 0 | 0 | 0 | 0 | 0 | 0
CC | 0 | 0 | 0 | 0 | 0 | 0
CSP | 65 | 0 | 0 | 0 | 0 | 0
CT | 0 | 0 | 0 | 0 | 0 | 0
Coal | 0 | 0 | 0 | 0 | 0 | 0
Geo | 0 | 0 | 0 | 0 | 0 | 0
H | 0 | 0 | 0 | 0 | 0 | 0
LFG | 0 | 0 | 0 | 0 | 0 | 0
Nuc | 0 | 0 | 0 | 0 | 0 | 0
PS | 0 | 0 | 0 | 0 | 0 | 0
PV | 0 | 0 | 0 | 0 | 0 | 0
PeakG | 0 | 0 | 0 | 0 | 0 | 0
PeakO | 0 | 0 | 0 | 0 | 0 | 0
ST | 0 | 0 | 0 | 0 | 0 | 0
STOG | 0 | 0 | 0 | 0 | 0 | 0
STWD | 0 | 0 | 0 | 0 | 0 | 0
WT | 0 | 0 | 0 | 0 | 0 | 0
IGCC | 0 | 0 | 0 | 0 | 0 | 0
DemandResponse | 0 | 0 | 0 | 0 | 0 | 0
IGCC-CCS | 0 | 0 | 0 | 0 | 0 | 0
WT_off | 0 | 0 | 0 | 0 | 0 | 0
PseudoUnit | 0 | 0 | 0 | 0 | 0 | 0
FixedInterchange | 0 | 0 | 0 | 0 | 0 | 0
Retirements of Capacity by Reporting Type: ERCOT
ReportingType | 2015 | 2020 | 2025 | 2030 | 2035 | 2040
BM | 0 | 0 | 0 | 0 | 0 | 0
CC | 0 | 0 | 0 | 0 | 0 | 0
CSP | 0 | 0 | 0 | 0 | 0 | 0
CT | 0 | 0 | 0 | 0 | 0 | 0
Coal | 1144 | 0 | 0 | 0 | 0 | 0
Geo | 0 | 0 | 0 | 0 | 0 | 0
H | 0 | 0 | 0 | 0 | 0 | 0
LFG | 0 | 0 | 0 | 0 | 0 | 0
Nuc | 0 | 0 | 0 | 0 | 0 | 0
PS | 0 | 0 | 0 | 0 | 0 | 0
PV | 0 | 0 | 0 | 0 | 14 | 0
PeakG | 0 | 0 | 0 | 0 | 0 | 0
PeakO | 0 | 0 | 0 | 0 | 0 | 0
ST | 0 | 0 | 0 | 0 | 0 | 0
STOG | 3103.69 | 0 | 484.32 | 0 | 0 | 0
STWD | 0 | 0 | 0 | 0 | 0 | 0
WT | 0 | 0 | 0 | 0 | 0 | 0
IGCC | 0 | 0 | 0 | 0 | 0 | 0
DemandResponse | 0 | 0 | 0 | 0 | 0 | 0
IGCC-CCS | 0 | 0 | 0 | 0 | 0 | 0
WT_off | 0 | 0 | 0 | 0 | 0 | 0
PseudoUnit | 0 | 0 | 0 | 0 | 0 | 0
FixedInterchange | 0 | 0 | 0 | 0 | 0 | 0
Retirements of Capacity by Reporting Type: NP15
ReportingType | 2015 | 2020 | 2025 | 2030 | 2035 | 2040
BM | 0 | 0 | 0 | 0 | 0 | 0
CC | 0 | 0 | 0 | 0 | 0 | 940
CSP | 0 | 0 | 0 | 0 | 0 | 0
CT | 0 | 0 | 0 | 0 | 0 | 0
Coal | 163.7 | 0 | 0 | 0 | 28.2 | 0
Geo | 0 | 0 | 0 | 0 | 0 | 0
H | 0 | 0 | 0 | 0 | 0 | 0
LFG | 0 | 0 | 0 | 0 | 0 | 0
Nuc | 0 | 0 | 0 | 0 | 0 | 0
PS | 0 | 0 | 0 | 0 | 0 | 0
PV | 0 | 0 | 0 | 0 | 6.5 | 0
PeakG | 0 | 0 | 0 | 0 | 0 | 0
PeakO | 156 | 0 | 0 | 0 | 0 | 0
ST | 0 | 0 | 0 | 0 | 0 | 0
STOG | 1046.4 | 0 | 0 | 0 | 0 | 0
STWD | 0 | 0 | 0 | 0 | 0 | 0
WT | 0 | 0 | 0 | 0 | 0 | 0
IGCC | 0 | 0 | 0 | 0 | 0 | 0
DemandResponse | 0 | 0 | 0 | 0 | 0 | 0
IGCC-CCS | 0 | 0 | 0 | 0 | 0 | 0
WT_off | 0 | 0 | 0 | 0 | 0 | 0
PseudoUnit | 0 | 0 | 0 | 0 | 0 | 0
FixedInterchange | 0 | 0 | 0 | 0 | 0 | 0
Retirements of Capacity by Reporting Type: NWPP_Coal
ReportingType | 2015 | 2020 | 2025 | 2030 | 2035 | 2040
BM | 0 | 0 | 0 | 0 | 0 | 0
CC | 0 | 0 | 0 | 0 | 0 | 0
CSP | 0 | 0 | 0 | 0 | 0 | 0
CT | 0 | 0 | 0 | 0 | 0 | 0
Coal | 685.65 | 0 | 0 | 0 | 0 | 0
Geo | 0 | 0 | 0 | 0 | 0 | 0
H | 0 | 0 | 0 | 0 | 0 | 0
LFG | 0 | 0 | 0 | 0 | 0 | 0
Nuc | 0 | 0 | 0 | 0 | 0 | 0
PS | 0 | 0 | 0 | 0 | 0 | 0
PV | 0 | 0 | 0 | 0 | 0 | 0
PeakG | 0 | 0 | 0 | 0 | 0 | 0
PeakO | 183 | 0 | 0 | 0 | 0 | 0
ST | 0 | 0 | 0 | 0 | 0 | 0
STOG | 0 | 0 | 0 | 0 | 0 | 0
STWD | 0 | 0 | 0 | 0 | 0 | 0
WT | 0 | 0 | 0 | 0 | 0 | 0
IGCC | 0 | 0 | 0 | 0 | 0 | 0
DemandResponse | 0 | 0 | 0 | 0 | 0 | 0
IGCC-CCS | 0 | 0 | 0 | 0 | 0 | 0
WT_off | 0 | 0 | 0 | 0 | 0 | 0
PseudoUnit | 0 | 0 | 0 | 0 | 0 | 0
FixedInterchange | 0 | 0 | 0 | 0 | 0 | 0
Retirements of Capacity by Reporting Type: NWPP_Gas
ReportingType | 2015 | 2020 | 2025 | 2030 | 2035 | 2040
BM | 0 | 0 | 0 | 0 | 0 | 0
CC | 1678 | 0 | 0 | 0 | 0 | 0
CSP | 0 | 0 | 0 | 0 | 0 | 0
CT | 0 | 0 | 0 | 0 | 150 | 0
Coal | 0 | 0 | 0 | 0 | 0 | 0
Geo | 0 | 0 | 0 | 0 | 0 | 0
H | 0 | 0 | 0 | 0 | 0 | 0
LFG | 0 | 0 | 0 | 0 | 0 | 0
Nuc | 0 | 0 | 0 | 0 | 0 | 0
PS | 0 | 0 | 0 | 0 | 0 | 0
PV | 0 | 0 | 0 | 0 | 0 | 0
PeakG | 2623 | 0 | 0 | 0 | 0 | 0
PeakO | 0 | 0 | 0 | 0 | 0 | 0
ST | 0 | 0 | 0 | 0 | 0 | 0
STOG | 786 | 0 | 0 | 0 | 0 | 0
STWD | 0 | 0 | 0 | 0 | 0 | 0
WT | 0 | 0 | 0 | 0 | 0 | 0
IGCC | 0 | 0 | 0 | 0 | 0 | 0
DemandResponse | 0 | 0 | 0 | 0 | 0 | 0
IGCC-CCS | 0 | 0 | 0 | 0 | 0 | 0
WT_off | 0 | 0 | 0 | 0 | 0 | 0
PseudoUnit | 0 | 0 | 0 | 0 | 0 | 0
FixedInterchange | 0 | 0 | 0 | 0 | 0 | 0
Retirements of Capacity by Reporting Type: NWPP_NucRenew
ReportingType | 2015 | 2020 | 2025 | 2030 | 2035 | 2040
BM | 0 | 0 | 0 | 0 | 0 | 0
CC | 0 | 0 | 0 | 0 | 0 | 0
CSP | 0 | 0 | 0 | 0 | 0 | 0
CT | 0 | 0 | 0 | 0 | 0 | 0
Coal | 0 | 0 | 0 | 0 | 0 | 0
Geo | 4.8 | 0 | 0 | 0 | 0 | 0
H | 0 | 0 | 0 | 0 | 0 | 0
LFG | 0 | 0 | 0 | 0 | 0 | 0
Nuc | 0 | 0 | 0 | 0 | 0 | 0
PS | 0 | 0 | 0 | 0 | 0 | 0
PV | 0 | 0 | 0 | 0 | 0 | 0
PeakG | 0 | 0 | 0 | 0 | 0 | 0
PeakO | 0 | 0 | 0 | 0 | 0 | 0
ST | 0 | 0 | 0 | 0 | 0 | 0
STOG | 0 | 0 | 0 | 0 | 0 | 0
STWD | 560.99 | 0 | 0 | 0 | 0 | 0
WT | 0 | 0 | 0 | 0 | 0 | 0
IGCC | 0 | 0 | 0 | 0 | 0 | 0
DemandResponse | 0 | 0 | 0 | 0 | 0 | 0
IGCC-CCS | 0 | 0 | 0 | 0 | 0 | 0
WT_off | 0 | 0 | 0 | 0 | 0 | 0
PseudoUnit | 0 | 0 | 0 | 0 | 0 | 0
FixedInterchange | 0 | 0 | 0 | 0 | 0 | 0
Retirements of Capacity by Reporting Type: RMPA
ReportingType | 2015 | 2020 | 2025 | 2030 | 2035 | 2040
BM | 0 | 0 | 0 | 0 | 0 | 0
CC | 0 | 0 | 0 | 0 | 0 | 0
CSP | 1 | 0 | 0 | 0 | 0 | 0
CT | 0 | 0 | 0 | 0 | 152 | 0
Coal | 480 | 170.5 | 352 | 0 | 0 | 247
Geo | 0 | 0 | 0 | 0 | 0 | 0
H | 0 | 0 | 0 | 0 | 0 | 0
LFG | 0 | 0 | 0 | 0 | 0 | 0
Nuc | 0 | 0 | 0 | 0 | 0 | 0
PS | 0 | 0 | 0 | 0 | 0 | 0
PV | 0 | 0 | 0 | 0 | 0 | 0
PeakG | 0 | 0 | 0 | 0 | 0 | 0
PeakO | 187 | 0 | 0 | 0 | 0 | 0
ST | 0 | 0 | 0 | 0 | 0 | 0
STOG | 217 | 0 | 0 | 0 | 0 | 0
STWD | 0 | 0 | 0 | 0 | 0 | 0
WT | 0 | 0 | 0 | 0 | 0 | 0
IGCC | 0 | 0 | 0 | 0 | 0 | 0
DemandResponse | 0 | 0 | 0 | 0 | 0 | 0
IGCC-CCS | 0 | 0 | 0 | 0 | 0 | 0
WT_off | 0 | 0 | 0 | 0 | 0 | 0
PseudoUnit | 0 | 0 | 0 | 0 | 0 | 0
FixedInterchange | 0 | 0 | 0 | 0 | 0 | 0
Retirements of Capacity by Reporting Type: SP15
ReportingType | 2015 | 2020 | 2025 | 2030 | 2035 | 2040
BM | 0 | 0 | 0 | 0 | 0 | 0
CC | 0 | 0 | 0 | 0 | 0 | 409.5
CSP | 409 | 0 | 0 | 0 | 0 | 0
CT | 0 | 0 | 0 | 0 | 0 | 0
Coal | 141.5 | 0 | 0 | 0 | 0 | 101.2
Geo | 0 | 0 | 0 | 0 | 0 | 0
H | 0 | 0 | 0 | 0 | 0 | 0
LFG | 0 | 0 | 0 | 0 | 0 | 0
Nuc | 0 | 0 | 0 | 0 | 0 | 0
PS | 0 | 0 | 0 | 0 | 0 | 0
PV | 0 | 0 | 0 | 0 | 3.8 | 0
PeakG | 44 | 0 | 0 | 0 | 0 | 0
PeakO | 15 | 0 | 0 | 0 | 0 | 0
ST | 0 | 0 | 0 | 0 | 0 | 0
STOG | 958 | 0 | 0 | 0 | 0 | 0
STWD | 0 | 0 | 0 | 0 | 0 | 0
WT | 126.2 | 0 | 0 | 0 | 0 | 0
IGCC | 0 | 0 | 0 | 0 | 0 | 0
DemandResponse | 0 | 0 | 0 | 0 | 0 | 0
IGCC-CCS | 0 | 0 | 0 | 0 | 0 | 0
WT_off | 0 | 0 | 0 | 0 | 0 | 0
PseudoUnit | 0 | 0 | 0 | 0 | 0 | 0
FixedInterchange | 0 | 0 | 0 | 0 | 0 | 0
Retirements of Capacity by Reporting Type: ALB
ReportingType | 2015 | 2020 | 2025 | 2030 | 2035 | 2040
BM | 0 | 0 | 0 | 0 | 0 | 0
CC | 0 | 0 | 0 | 0 | 0 | 0
CSP | 0 | 0 | 0 | 0 | 0 | 0
CT | 0 | 0 | 0 | 0 | 0 | 0
Coal | 0 | 0 | 0 | 0 | 0 | 0
Geo | 0 | 0 | 0 | 0 | 0 | 0
H | 0 | 0 | 0 | 0 | 0 | 0
LFG | 0 | 0 | 0 | 0 | 0 | 0
Nuc | 0 | 0 | 0 | 0 | 0 | 0
PS | 0 | 0 | 0 | 0 | 0 | 0
PV | 0 | 0 | 0 | 0 | 0 | 0
PeakG | 862.93 | 0 | 0 | 0 | 0 | 0
PeakO | 6 | 0 | 0 | 0 | 0 | 0
ST | 0 | 0 | 0 | 0 | 0 | 0
STOG | 186 | 0 | 0 | 0 | 0 | 0
STWD | 174 | 0 | 0 | 0 | 0 | 0
WT | 0 | 0 | 0 | 0 | 0 | 0
IGCC | 0 | 0 | 0 | 0 | 0 | 0
DemandResponse | 0 | 0 | 0 | 0 | 0 | 0
IGCC-CCS | 0 | 0 | 0 | 0 | 0 | 0
WT_off | 0 | 0 | 0 | 0 | 0 | 0
PseudoUnit | 0 | 0 | 0 | 0 | 0 | 0
FixedInterchange | 0 | 0 | 0 | 0 | 0 | 0
Retirements of Capacity by Reporting Type: BC
ReportingType | 2015 | 2020 | 2025 | 2030 | 2035 | 2040
BM | 0 | 0 | 0 | 0 | 0 | 0
CC | 0 | 0 | 0 | 0 | 0 | 0
CSP | 0 | 0 | 0 | 0 | 0 | 0
CT | 0 | 0 | 0 | 0 | 0 | 0
Coal | 0 | 0 | 0 | 0 | 0 | 0
Geo | 0 | 0 | 0 | 0 | 0 | 0
H | 0 | 0 | 0 | 0 | 0 | 0
LFG | 0 | 0 | 0 | 0 | 0 | 0
Nuc | 0 | 0 | 0 | 0 | 0 | 0
PS | 0 | 0 | 0 | 0 | 0 | 0
PV | 0 | 0 | 0 | 0 | 0 | 0
PeakG | 0 | 0 | 0 | 0 | 0 | 0
PeakO | 0 | 0 | 0 | 0 | 0 | 0
ST | 0 | 0 | 0 | 0 | 0 | 0
STOG | 938 | 0 | 0 | 0 | 0 | 0
STWD | 0 | 0 | 0 | 0 | 0 | 0
WT | 0 | 0 | 0 | 0 | 0 | 0
IGCC | 0 | 0 | 0 | 0 | 0 | 0
DemandResponse | 0 | 0 | 0 | 0 | 0 | 0
IGCC-CCS | 0 | 0 | 0 | 0 | 0 | 0
WT_off | 0 | 0 | 0 | 0 | 0 | 0
PseudoUnit | 0 | 0 | 0 | 0 | 0 | 0
FixedInterchange | 0 | 0 | 0 | 0 | 0 | 0
Retirements of Capacity by Reporting Type: HQ_IESO
ReportingType | 2015 | 2020 | 2025 | 2030 | 2035 | 2040
BM | 0 | 0 | 0 | 0 | 0 | 0
CC | 0 | 0 | 0 | 0 | 0 | 0
CSP | 0 | 0 | 0 | 0 | 0 | 0
CT | 0 | 0 | 0 | 0 | 0 | 0
Coal | 0 | 0 | 0 | 0 | 0 | 0
Geo | 0 | 0 | 0 | 0 | 0 | 0
H | 0 | 0 | 0 | 0 | 0 | 0
LFG | 0 | 0 | 0 | 0 | 0 | 0
Nuc | 0 | 0 | 0 | 0 | 0 | 0
PS | 0 | 0 | 0 | 0 | 0 | 0
PV | 0 | 0 | 0 | 0 | 0 | 0
PeakG | 0 | 0 | 0 | 0 | 0 | 0
PeakO | 0 | 0 | 0 | 0 | 0 | 0
ST | 0 | 0 | 0 | 0 | 0 | 0
STOG | 0 | 0 | 0 | 0 | 0 | 0
STWD | 0 | 0 | 0 | 0 | 0 | 0
WT | 0 | 0 | 0 | 0 | 0 | 0
IGCC | 0 | 0 | 0 | 0 | 0 | 0
DemandResponse | 0 | 0 | 0 | 0 | 0 | 0
IGCC-CCS | 0 | 0 | 0 | 0 | 0 | 0
WT_off | 0 | 0 | 0 | 0 | 0 | 0
PseudoUnit | 0 | 0 | 0 | 0 | 0 | 0
FixedInterchange | 0 | 0 | 0 | 0 | 0 | 0
Retirements of Capacity by Reporting Type: HQ_NEISO
ReportingType | 2015 | 2020 | 2025 | 2030 | 2035 | 2040
BM | 0 | 0 | 0 | 0 | 0 | 0
CC | 0 | 0 | 0 | 0 | 0 | 0
CSP | 0 | 0 | 0 | 0 | 0 | 0
CT | 0 | 0 | 0 | 0 | 0 | 0
Coal | 0 | 0 | 0 | 0 | 0 | 0
Geo | 0 | 0 | 0 | 0 | 0 | 0
H | 0 | 0 | 0 | 0 | 0 | 0
LFG | 0 | 0 | 0 | 0 | 0 | 0
Nuc | 0 | 0 | 0 | 0 | 0 | 0
PS | 0 | 0 | 0 | 0 | 0 | 0
PV | 0 | 0 | 0 | 0 | 0 | 0
PeakG | 0 | 0 | 0 | 0 | 0 | 0
PeakO | 0 | 0 | 0 | 0 | 0 | 0
ST | 0 | 0 | 0 | 0 | 0 | 0
STOG | 0 | 0 | 0 | 0 | 0 | 0
STWD | 0 | 0 | 0 | 0 | 0 | 0
WT | 0 | 0 | 0 | 0 | 0 | 0
IGCC | 0 | 0 | 0 | 0 | 0 | 0
DemandResponse | 0 | 0 | 0 | 0 | 0 | 0
IGCC-CCS | 0 | 0 | 0 | 0 | 0 | 0
WT_off | 0 | 0 | 0 | 0 | 0 | 0
PseudoUnit | 0 | 0 | 0 | 0 | 0 | 0
FixedInterchange | 0 | 0 | 0 | 0 | 0 | 0
Retirements of Capacity by Reporting Type: HQ_NY
ReportingType | 2015 | 2020 | 2025 | 2030 | 2035 | 2040
BM | 0 | 0 | 0 | 0 | 0 | 0
CC | 0 | 0 | 0 | 0 | 0 | 0
CSP | 0 | 0 | 0 | 0 | 0 | 0
CT | 0 | 0 | 0 | 0 | 0 | 0
Coal | 0 | 0 | 0 | 0 | 0 | 0
Geo | 0 | 0 | 0 | 0 | 0 | 0
H | 0 | 0 | 0 | 0 | 0 | 0
LFG | 0 | 0 | 0 | 0 | 0 | 0
Nuc | 0 | 0 | 0 | 0 | 0 | 0
PS | 0 | 0 | 0 | 0 | 0 | 0
PV | 0 | 0 | 0 | 0 | 0 | 0
PeakG | 0 | 0 | 0 | 0 | 0 | 0
PeakO | 0 | 0 | 0 | 0 | 0 | 0
ST | 0 | 0 | 0 | 0 | 0 | 0
STOG | 0 | 0 | 0 | 0 | 0 | 0
STWD | 0 | 0 | 0 | 0 | 0 | 0
WT | 0 | 0 | 0 | 0 | 0 | 0
IGCC | 0 | 0 | 0 | 0 | 0 | 0
DemandResponse | 0 | 0 | 0 | 0 | 0 | 0
IGCC-CCS | 0 | 0 | 0 | 0 | 0 | 0
WT_off | 0 | 0 | 0 | 0 | 0 | 0
PseudoUnit | 0 | 0 | 0 | 0 | 0 | 0
FixedInterchange | 0 | 0 | 0 | 0 | 0 | 0
Retirements of Capacity by Reporting Type: MARITIMES
ReportingType | 2015 | 2020 | 2025 | 2030 | 2035 | 2040
BM | 0 | 0 | 0 | 0 | 0 | 0
CC | 0 | 0 | 0 | 0 | 0 | 0
CSP | 0 | 0 | 0 | 0 | 0 | 0
CT | 0 | 0 | 0 | 0 | 0 | 0
Coal | 0 | 0 | 0 | 0 | 0 | 0
Geo | 0 | 0 | 0 | 0 | 0 | 0
H | 0 | 0 | 0 | 0 | 0 | 0
LFG | 0 | 0 | 0 | 0 | 0 | 0
Nuc | 0 | 0 | 0 | 0 | 0 | 0
PS | 0 | 0 | 0 | 0 | 0 | 0
PV | 0 | 0 | 0 | 0 | 0 | 0
PeakG | 0 | 0 | 0 | 0 | 0 | 0
PeakO | 0 | 0 | 0 | 0 | 0 | 0
ST | 0 | 0 | 0 | 0 | 0 | 0
STOG | 0 | 0 | 0 | 0 | 0 | 0
STWD | 0 | 0 | 0 | 0 | 0 | 0
WT | 0 | 0 | 0 | 0 | 0 | 0
IGCC | 0 | 0 | 0 | 0 | 0 | 0
DemandResponse | 0 | 0 | 0 | 0 | 0 | 0
IGCC-CCS | 0 | 0 | 0 | 0 | 0 | 0
WT_off | 0 | 0 | 0 | 0 | 0 | 0
PseudoUnit | 0 | 0 | 0 | 0 | 0 | 0
FixedInterchange | 0 | 0 | 0 | 0 | 0 | 0
Retirements of Capacity by Reporting Type: All
ReportingType | 2015 | 2020 | 2025 | 2030 | 2035 | 2040
BM | 0 | 0 | 0 | 0 | 0 | 192
CC | 8467.67 | 0 | 0 | 0 | 0 | 1349.5
CSP | 475 | 0 | 0 | 0 | 0 | 0
CT | 0 | 0 | 0 | 0 | 1506.57 | 0
Coal | 70449.58 | 13398.7 | 595.4 | 867.4 | 28.2 | 348.2
Geo | 4.8 | 0 | 0 | 0 | 0 | 0
H | 0 | 0 | 0 | 0 | 0 | 0
LFG | 0 | 0 | 0 | 0 | 0 | 0
Nuc | 0 | 667.96 | 0 | 1617.67 | 28627.17 | 21420.42
PS | 0 | 0 | 0 | 0 | 0 | 0
PV | 0 | 0 | 0 | 0 | 1123.56 | 0
PeakG | 4911.14 | 0 | 0 | 0 | 0 | 0
PeakO | 3270.74 | 0 | 0 | 0 | 0 | 0
ST | 0 | 0 | 0 | 0 | 0 | 0
STOG | 48738.24 | 219.43 | 521.44 | 126 | 0 | 0
STWD | 1541.99 | 0 | 0 | 0 | 0 | 0
WT | 126.2 | 0 | 0 | 0 | 2408.3 | 0
IGCC | 0 | 0 | 0 | 0 | 0 | 0
DemandResponse | 0 | 0 | 0 | 0 | 0 | 0
IGCC-CCS | 0 | 0 | 0 | 0 | 0 | 0
WT_off | 0 | 0 | 0 | 0 | 468 | 0
PseudoUnit | 0 | 0 | 0 | 0 | 0 | 0
FixedInterchange | 0 | 0 | 0 | 0 | 0 | 0
Retirements of Capacity by Reporting Type: EI_US
ReportingType | 2015 | 2020 | 2025 | 2030 | 2035 | 2040
BM | 0 | 0 | 0 | 0 | 0 | 192
CC | 2583 | 0 | 0 | 0 | 0 | 0
CSP | 0 | 0 | 0 | 0 | 0 | 0
CT | 0 | 0 | 0 | 0 | 0 | 0
Coal | 60783.63 | 13228.2 | 0 | 0 | 0 | 0
Geo | 0 | 0 | 0 | 0 | 0 | 0
H | 0 | 0 | 0 | 0 | 0 | 0
LFG | 0 | 0 | 0 | 0 | 0 | 0
Nuc | 0 | 667.96 | 0 | 1617.67 | 27507.56 | 19746.44
PS | 0 | 0 | 0 | 0 | 0 | 0
PV | 0 | 0 | 0 | 0 | 32 | 0
PeakG | 478.5 | 0 | 0 | 0 | 0 | 0
PeakO | 2378.09 | 0 | 0 | 0 | 0 | 0
ST | 0 | 0 | 0 | 0 | 0 | 0
STOG | 37313.15 | 219.43 | 37.13 | 0 | 0 | 0
STWD | 668 | 0 | 0 | 0 | 0 | 0
WT | 0 | 0 | 0 | 0 | 0 | 0
IGCC | 0 | 0 | 0 | 0 | 0 | 0
DemandResponse | 0 | 0 | 0 | 0 | 0 | 0
IGCC-CCS | 0 | 0 | 0 | 0 | 0 | 0
WT_off | 0 | 0 | 0 | 0 | 468 | 0
PseudoUnit | 0 | 0 | 0 | 0 | 0 | 0
FixedInterchange | 0 | 0 | 0 | 0 | 0 | 0
Retirements of Capacity by Reporting Type: EI_Canada
ReportingType | 2015 | 2020 | 2025 | 2030 | 2035 | 2040
BM | 0 | 0 | 0 | 0 | 0 | 0
CC | 3111.67 | 0 | 0 | 0 | 0 | 0
CSP | 0 | 0 | 0 | 0 | 0 | 0
CT | 0 | 0 | 0 | 0 | 468.57 | 0
Coal | 7051.1 | 0 | 243.4 | 867.4 | 0 | 0
Geo | 0 | 0 | 0 | 0 | 0 | 0
H | 0 | 0 | 0 | 0 | 0 | 0
LFG | 0 | 0 | 0 | 0 | 0 | 0
Nuc | 0 | 0 | 0 | 0 | 1119.61 | 1673.98
PS | 0 | 0 | 0 | 0 | 0 | 0
PV | 0 | 0 | 0 | 0 | 1067.26 | 0
PeakG | 0 | 0 | 0 | 0 | 0 | 0
PeakO | 145.65 | 0 | 0 | 0 | 0 | 0
ST | 0 | 0 | 0 | 0 | 0 | 0
STOG | 2126 | 0 | 0 | 126 | 0 | 0
STWD | 139 | 0 | 0 | 0 | 0 | 0
WT | 0 | 0 | 0 | 0 | 2408.3 | 0
IGCC | 0 | 0 | 0 | 0 | 0 | 0
DemandResponse | 0 | 0 | 0 | 0 | 0 | 0
IGCC-CCS | 0 | 0 | 0 | 0 | 0 | 0
WT_off | 0 | 0 | 0 | 0 | 0 | 0
PseudoUnit | 0 | 0 | 0 | 0 | 0 | 0
FixedInterchange | 0 | 0 | 0 | 0 | 0 | 0
Retirements of Capacity by Reporting Type: EI
ReportingType | 2015 | 2020 | 2025 | 2030 | 2035 | 2040
BM | 0 | 0 | 0 | 0 | 0 | 192
CC | 5694.67 | 0 | 0 | 0 | 0 | 0
CSP | 0 | 0 | 0 | 0 | 0 | 0
CT | 0 | 0 | 0 | 0 | 468.57 | 0
Coal | 67834.73 | 13228.2 | 243.4 | 867.4 | 0 | 0
Geo | 0 | 0 | 0 | 0 | 0 | 0
H | 0 | 0 | 0 | 0 | 0 | 0
LFG | 0 | 0 | 0 | 0 | 0 | 0
Nuc | 0 | 667.96 | 0 | 1617.67 | 28627.17 | 21420.42
PS | 0 | 0 | 0 | 0 | 0 | 0
PV | 0 | 0 | 0 | 0 | 1099.26 | 0
PeakG | 478.5 | 0 | 0 | 0 | 0 | 0
PeakO | 2523.74 | 0 | 0 | 0 | 0 | 0
ST | 0 | 0 | 0 | 0 | 0 | 0
STOG | 39439.15 | 219.43 | 37.13 | 126 | 0 | 0
STWD | 807 | 0 | 0 | 0 | 0 | 0
WT | 0 | 0 | 0 | 0 | 2408.3 | 0
IGCC | 0 | 0 | 0 | 0 | 0 | 0
DemandResponse | 0 | 0 | 0 | 0 | 0 | 0
IGCC-CCS | 0 | 0 | 0 | 0 | 0 | 0
WT_off | 0 | 0 | 0 | 0 | 468 | 0
PseudoUnit | 0 | 0 | 0 | 0 | 0 | 0
FixedInterchange | 0 | 0 | 0 | 0 | 0 | 0
Retirements of Capacity by Reporting Type: Outside_EI
ReportingType | 2015 | 2020 | 2025 | 2030 | 2035 | 2040
BM | 0 | 0 | 0 | 0 | 0 | 0
CC | 2773 | 0 | 0 | 0 | 0 | 1349.5
CSP | 475 | 0 | 0 | 0 | 0 | 0
CT | 0 | 0 | 0 | 0 | 1038 | 0
Coal | 2614.85 | 170.5 | 352 | 0 | 28.2 | 348.2
Geo | 4.8 | 0 | 0 | 0 | 0 | 0
H | 0 | 0 | 0 | 0 | 0 | 0
LFG | 0 | 0 | 0 | 0 | 0 | 0
Nuc | 0 | 0 | 0 | 0 | 0 | 0
PS | 0 | 0 | 0 | 0 | 0 | 0
PV | 0 | 0 | 0 | 0 | 24.3 | 0
PeakG | 4432.64 | 0 | 0 | 0 | 0 | 0
PeakO | 747 | 0 | 0 | 0 | 0 | 0
ST | 0 | 0 | 0 | 0 | 0 | 0
STOG | 9299.09 | 0 | 484.32 | 0 | 0 | 0
STWD | 734.99 | 0 | 0 | 0 | 0 | 0
WT | 126.2 | 0 | 0 | 0 | 0 | 0
IGCC | 0 | 0 | 0 | 0 | 0 | 0
DemandResponse | 0 | 0 | 0 | 0 | 0 | 0
IGCC-CCS | 0 | 0 | 0 | 0 | 0 | 0
WT_off | 0 | 0 | 0 | 0 | 0 | 0
PseudoUnit | 0 | 0 | 0 | 0 | 0 | 0
FixedInterchange | 0 | 0 | 0 | 0 | 0 | 0
#4 | Cumulative Retirements of Capacity (MW)
Cumulative Retirements of Capacity by Reporting Type: Entergy
ReportingType | 2015 | 2020 | 2025 | 2030 | 2035 | 2040
BM | 0 | 0 | 0 | 0 | 0 | 0
CC | 0 | 0 | 0 | 0 | 0 | 0
CSP | 0 | 0 | 0 | 0 | 0 | 0
CT | 0 | 0 | 0 | 0 | 0 | 0
Coal | 892.9 | 892.9 | 892.9 | 892.9 | 892.9 | 892.9
Geo | 0 | 0 | 0 | 0 | 0 | 0
H | 0 | 0 | 0 | 0 | 0 | 0
LFG | 0 | 0 | 0 | 0 | 0 | 0
Nuc | 0 | 0 | 0 | 0 | 915.25 | 1998.99
PS | 0 | 0 | 0 | 0 | 0 | 0
PV | 0 | 0 | 0 | 0 | 0 | 0
PeakG | 0 | 0 | 0 | 0 | 0 | 0
PeakO | 0 | 0 | 0 | 0 | 0 | 0
ST | 0 | 0 | 0 | 0 | 0 | 0
STOG | 11573.58 | 11573.58 | 11610.71 | 11610.71 | 11610.71 | 11610.71
STWD | 0 | 0 | 0 | 0 | 0 | 0
WT | 0 | 0 | 0 | 0 | 0 | 0
IGCC | 0 | 0 | 0 | 0 | 0 | 0
DemandResponse | 0 | 0 | 0 | 0 | 0 | 0
IGCC-CCS | 0 | 0 | 0 | 0 | 0 | 0
WT_off | 0 | 0 | 0 | 0 | 0 | 0
PseudoUnit | 0 | 0 | 0 | 0 | 0 | 0
FixedInterchange | 0 | 0 | 0 | 0 | 0 | 0
Cumulative Retirements of Capacity by Reporting Type: FRCC
ReportingType | 2015 | 2020 | 2025 | 2030 | 2035 | 2040
BM | 0 | 0 | 0 | 0 | 0 | 0
CC | 0 | 0 | 0 | 0 | 0 | 0
CSP | 0 | 0 | 0 | 0 | 0 | 0
CT | 0 | 0 | 0 | 0 | 0 | 0
Coal | 466 | 1335 | 1335 | 1335 | 1335 | 1335
Geo | 0 | 0 | 0 | 0 | 0 | 0
H | 0 | 0 | 0 | 0 | 0 | 0
LFG | 0 | 0 | 0 | 0 | 0 | 0
Nuc | 0 | 0 | 0 | 0 | 1755.87 | 3578.77
PS | 0 | 0 | 0 | 0 | 0 | 0
PV | 0 | 0 | 0 | 0 | 0 | 0
PeakG | 0 | 0 | 0 | 0 | 0 | 0
PeakO | 0 | 0 | 0 | 0 | 0 | 0
ST | 0 | 0 | 0 | 0 | 0 | 0
STOG | 5075.02 | 5294.45 | 5294.45 | 5294.45 | 5294.45 | 5294.45
STWD | 0 | 0 | 0 | 0 | 0 | 0
WT | 0 | 0 | 0 | 0 | 0 | 0
IGCC | 0 | 0 | 0 | 0 | 0 | 0
DemandResponse | 0 | 0 | 0 | 0 | 0 | 0
IGCC-CCS | 0 | 0 | 0 | 0 | 0 | 0
WT_off | 0 | 0 | 0 | 0 | 0 | 0
PseudoUnit | 0 | 0 | 0 | 0 | 0 | 0
FixedInterchange | 0 | 0 | 0 | 0 | 0 | 0
Cumulative Retirements of Capacity by Reporting Type: MAPP_US
ReportingType | 2015 | 2020 | 2025 | 2030 | 2035 | 2040
BM | 0 | 0 | 0 | 0 | 0 | 0
CC | 0 | 0 | 0 | 0 | 0 | 0
CSP | 0 | 0 | 0 | 0 | 0 | 0
CT | 0 | 0 | 0 | 0 | 0 | 0
Coal | 715.5 | 938.15 | 938.15 | 938.15 | 938.15 | 938.15
Geo | 0 | 0 | 0 | 0 | 0 | 0
H | 0 | 0 | 0 | 0 | 0 | 0
LFG | 0 | 0 | 0 | 0 | 0 | 0
Nuc | 0 | 0 | 0 | 0 | 0 | 0
PS | 0 | 0 | 0 | 0 | 0 | 0
PV | 0 | 0 | 0 | 0 | 0 | 0
PeakG | 0 | 0 | 0 | 0 | 0 | 0
PeakO | 272.96 | 272.96 | 272.96 | 272.96 | 272.96 | 272.96
ST | 0 | 0 | 0 | 0 | 0 | 0
STOG | 36 | 36 | 36 | 36 | 36 | 36
STWD | 0 | 0 | 0 | 0 | 0 | 0
WT | 0 | 0 | 0 | 0 | 0 | 0
IGCC | 0 | 0 | 0 | 0 | 0 | 0
DemandResponse | 0 | 0 | 0 | 0 | 0 | 0
IGCC-CCS | 0 | 0 | 0 | 0 | 0 | 0
WT_off | 0 | 0 | 0 | 0 | 0 | 0
PseudoUnit | 0 | 0 | 0 | 0 | 0 | 0
FixedInterchange | 0 | 0 | 0 | 0 | 0 | 0
Cumulative Retirements of Capacity by Reporting Type: MISO_IN
ReportingType | 2015 | 2020 | 2025 | 2030 | 2035 | 2040
BM | 0 | 0 | 0 | 0 | 0 | 0
CC | 0 | 0 | 0 | 0 | 0 | 0
CSP | 0 | 0 | 0 | 0 | 0 | 0
CT | 0 | 0 | 0 | 0 | 0 | 0
Coal | 1093.97 | 1093.97 | 1093.97 | 1093.97 | 1093.97 | 1093.97
Geo | 0 | 0 | 0 | 0 | 0 | 0
H | 0 | 0 | 0 | 0 | 0 | 0
LFG | 0 | 0 | 0 | 0 | 0 | 0
Nuc | 0 | 0 | 0 | 0 | 0 | 0
PS | 0 | 0 | 0 | 0 | 0 | 0
PV | 0 | 0 | 0 | 0 | 0 | 0
PeakG | 0 | 0 | 0 | 0 | 0 | 0
PeakO | 0 | 0 | 0 | 0 | 0 | 0
ST | 0 | 0 | 0 | 0 | 0 | 0
STOG | 0 | 0 | 0 | 0 | 0 | 0
STWD | 0 | 0 | 0 | 0 | 0 | 0
WT | 0 | 0 | 0 | 0 | 0 | 0
IGCC | 0 | 0 | 0 | 0 | 0 | 0
DemandResponse | 0 | 0 | 0 | 0 | 0 | 0
IGCC-CCS | 0 | 0 | 0 | 0 | 0 | 0
WT_off | 0 | 0 | 0 | 0 | 0 | 0
PseudoUnit | 0 | 0 | 0 | 0 | 0 | 0
FixedInterchange | 0 | 0 | 0 | 0 | 0 | 0
Cumulative Retirements of Capacity by Reporting Type: MISO_MI
ReportingType | 2015 | 2020 | 2025 | 2030 | 2035 | 2040
BM | 0 | 0 | 0 | 0 | 0 | 0
CC | 0 | 0 | 0 | 0 | 0 | 0
CSP | 0 | 0 | 0 | 0 | 0 | 0
CT | 0 | 0 | 0 | 0 | 0 | 0
Coal | 2478.11 | 3665.11 | 3665.11 | 3665.11 | 3665.11 | 3665.11
Geo | 0 | 0 | 0 | 0 | 0 | 0
H | 0 | 0 | 0 | 0 | 0 | 0
LFG | 0 | 0 | 0 | 0 | 0 | 0
Nuc | 0 | 0 | 0 | 0 | 845.69 | 845.69
PS | 0 | 0 | 0 | 0 | 0 | 0
PV | 0 | 0 | 0 | 0 | 0 | 0
PeakG | 0 | 0 | 0 | 0 | 0 | 0
PeakO | 0 | 0 | 0 | 0 | 0 | 0
ST | 0 | 0 | 0 | 0 | 0 | 0
STOG | 0 | 0 | 0 | 0 | 0 | 0
STWD | 0 | 0 | 0 | 0 | 0 | 0
WT | 0 | 0 | 0 | 0 | 0 | 0
IGCC | 0 | 0 | 0 | 0 | 0 | 0
DemandResponse | 0 | 0 | 0 | 0 | 0 | 0
IGCC-CCS | 0 | 0 | 0 | 0 | 0 | 0
WT_off | 0 | 0 | 0 | 0 | 0 | 0
PseudoUnit | 0 | 0 | 0 | 0 | 0 | 0
FixedInterchange | 0 | 0 | 0 | 0 | 0 | 0
Cumulative Retirements of Capacity by Reporting Type: MISO_MO-IL
ReportingType | 2015 | 2020 | 2025 | 2030 | 2035 | 2040
BM | 0 | 0 | 0 | 0 | 0 | 0
CC | 0 | 0 | 0 | 0 | 0 | 0
CSP | 0 | 0 | 0 | 0 | 0 | 0
CT | 0 | 0 | 0 | 0 | 0 | 0
Coal | 1024.7 | 1721.7 | 1721.7 | 1721.7 | 1721.7 | 1721.7
Geo | 0 | 0 | 0 | 0 | 0 | 0
H | 0 | 0 | 0 | 0 | 0 | 0
LFG | 0 | 0 | 0 | 0 | 0 | 0
Nuc | 0 | 0 | 0 | 0 | 0 | 0
PS | 0 | 0 | 0 | 0 | 0 | 0
PV | 0 | 0 | 0 | 0 | 0 | 0
PeakG | 0 | 0 | 0 | 0 | 0 | 0
PeakO | 0 | 0 | 0 | 0 | 0 | 0
ST | 0 | 0 | 0 | 0 | 0 | 0
STOG | 0 | 0 | 0 | 0 | 0 | 0
STWD | 0 | 0 | 0 | 0 | 0 | 0
WT | 0 | 0 | 0 | 0 | 0 | 0
IGCC | 0 | 0 | 0 | 0 | 0 | 0
DemandResponse | 0 | 0 | 0 | 0 | 0 | 0
IGCC-CCS | 0 | 0 | 0 | 0 | 0 | 0
WT_off | 0 | 0 | 0 | 0 | 0 | 0
PseudoUnit | 0 | 0 | 0 | 0 | 0 | 0
FixedInterchange | 0 | 0 | 0 | 0 | 0 | 0
Cumulative Retirements of Capacity by Reporting Type: MISO_W
ReportingType | 2015 | 2020 | 2025 | 2030 | 2035 | 2040
BM | 0 | 0 | 0 | 0 | 0 | 0
CC | 0 | 0 | 0 | 0 | 0 | 0
CSP | 0 | 0 | 0 | 0 | 0 | 0
CT | 0 | 0 | 0 | 0 | 0 | 0
Coal | 2579.86 | 2579.86 | 2579.86 | 2579.86 | 2579.86 | 2579.86
Geo | 0 | 0 | 0 | 0 | 0 | 0
H | 0 | 0 | 0 | 0 | 0 | 0
LFG | 0 | 0 | 0 | 0 | 0 | 0
Nuc | 0 | 0 | 0 | 0 | 2464.12 | 2464.12
PS | 0 | 0 | 0 | 0 | 0 | 0
PV | 0 | 0 | 0 | 0 | 0 | 0
PeakG | 0 | 0 | 0 | 0 | 0 | 0
PeakO | 0 | 0 | 0 | 0 | 0 | 0
ST | 0 | 0 | 0 | 0 | 0 | 0
STOG | 0 | 0 | 0 | 0 | 0 | 0
STWD | 0 | 0 | 0 | 0 | 0 | 0
WT | 0 | 0 | 0 | 0 | 0 | 0
IGCC | 0 | 0 | 0 | 0 | 0 | 0
DemandResponse | 0 | 0 | 0 | 0 | 0 | 0
IGCC-CCS | 0 | 0 | 0 | 0 | 0 | 0
WT_off | 0 | 0 | 0 | 0 | 0 | 0
PseudoUnit | 0 | 0 | 0 | 0 | 0 | 0
FixedInterchange | 0 | 0 | 0 | 0 | 0 | 0
Cumulative Retirements of Capacity by Reporting Type: MISO_WUMS
ReportingType | 2015 | 2020 | 2025 | 2030 | 2035 | 2040
BM | 0 | 0 | 0 | 0 | 0 | 0
CC | 0 | 0 | 0 | 0 | 0 | 0
CSP | 0 | 0 | 0 | 0 | 0 | 0
CT | 0 | 0 | 0 | 0 | 0 | 0
Coal | 2411.1 | 2411.1 | 2411.1 | 2411.1 | 2411.1 | 2411.1
Geo | 0 | 0 | 0 | 0 | 0 | 0
H | 0 | 0 | 0 | 0 | 0 | 0
LFG | 0 | 0 | 0 | 0 | 0 | 0
Nuc | 0 | 0 | 0 | 0 | 1816.9 | 1816.9
PS | 0 | 0 | 0 | 0 | 0 | 0
PV | 0 | 0 | 0 | 0 | 0 | 0
PeakG | 0 | 0 | 0 | 0 | 0 | 0
PeakO | 0 | 0 | 0 | 0 | 0 | 0
ST | 0 | 0 | 0 | 0 | 0 | 0
STOG | 59.5 | 59.5 | 59.5 | 59.5 | 59.5 | 59.5
STWD | 0 | 0 | 0 | 0 | 0 | 0
WT | 0 | 0 | 0 | 0 | 0 | 0
IGCC | 0 | 0 | 0 | 0 | 0 | 0
DemandResponse | 0 | 0 | 0 | 0 | 0 | 0
IGCC-CCS | 0 | 0 | 0 | 0 | 0 | 0
WT_off | 0 | 0 | 0 | 0 | 0 | 0
PseudoUnit | 0 | 0 | 0 | 0 | 0 | 0
FixedInterchange | 0 | 0 | 0 | 0 | 0 | 0
Cumulative Retirements of Capacity by Reporting Type: Nebraska
ReportingType | 2015 | 2020 | 2025 | 2030 | 2035 | 2040
BM | 0 | 0 | 0 | 0 | 0 | 0
CC | 0 | 0 | 0 | 0 | 0 | 0
CSP | 0 | 0 | 0 | 0 | 0 | 0
CT | 0 | 0 | 0 | 0 | 0 | 0
Coal | 0 | 0 | 0 | 0 | 0 | 0
Geo | 0 | 0 | 0 | 0 | 0 | 0
H | 0 | 0 | 0 | 0 | 0 | 0
LFG | 0 | 0 | 0 | 0 | 0 | 0
Nuc | 0 | 0 | 0 | 0 | 1360.71 | 1360.71
PS | 0 | 0 | 0 | 0 | 0 | 0
PV | 0 | 0 | 0 | 0 | 0 | 0
PeakG | 0 | 0 | 0 | 0 | 0 | 0
PeakO | 0 | 0 | 0 | 0 | 0 | 0
ST | 0 | 0 | 0 | 0 | 0 | 0
STOG | 270 | 270 | 270 | 270 | 270 | 270
STWD | 0 | 0 | 0 | 0 | 0 | 0
WT | 0 | 0 | 0 | 0 | 0 | 0
IGCC | 0 | 0 | 0 | 0 | 0 | 0
DemandResponse | 0 | 0 | 0 | 0 | 0 | 0
IGCC-CCS | 0 | 0 | 0 | 0 | 0 | 0
WT_off | 0 | 0 | 0 | 0 | 0 | 0
PseudoUnit | 0 | 0 | 0 | 0 | 0 | 0
FixedInterchange | 0 | 0 | 0 | 0 | 0 | 0
Cumulative Retirements of Capacity by Reporting Type: NEISO
ReportingType | 2015 | 2020 | 2025 | 2030 | 2035 | 2040
BM | 0 | 0 | 0 | 0 | 0 | 0
CC | 2583 | 2583 | 2583 | 2583 | 2583 | 2583
CSP | 0 | 0 | 0 | 0 | 0 | 0
CT | 0 | 0 | 0 | 0 | 0 | 0
Coal | 2250.13 | 2570.13 | 2570.13 | 2570.13 | 2570.13 | 2570.13
Geo | 0 | 0 | 0 | 0 | 0 | 0
H | 0 | 0 | 0 | 0 | 0 | 0
LFG | 0 | 0 | 0 | 0 | 0 | 0
Nuc | 0 | 0 | 0 | 0 | 1401.14 | 2354.35
PS | 0 | 0 | 0 | 0 | 0 | 0
PV | 0 | 0 | 0 | 0 | 0 | 0
PeakG | 0 | 0 | 0 | 0 | 0 | 0
PeakO | 674.43 | 674.43 | 674.43 | 674.43 | 674.43 | 674.43
ST | 0 | 0 | 0 | 0 | 0 | 0
STOG | 6237 | 6237 | 6237 | 6237 | 6237 | 6237
STWD | 0 | 0 | 0 | 0 | 0 | 0
WT | 0 | 0 | 0 | 0 | 0 | 0
IGCC | 0 | 0 | 0 | 0 | 0 | 0
DemandResponse | 0 | 0 | 0 | 0 | 0 | 0
IGCC-CCS | 0 | 0 | 0 | 0 | 0 | 0
WT_off | 0 | 0 | 0 | 0 | 468 | 468
PseudoUnit | 0 | 0 | 0 | 0 | 0 | 0
FixedInterchange | 0 | 0 | 0 | 0 | 0 | 0
Cumulative Retirements of Capacity by Reporting Type: NonRTO_Midwest
ReportingType | 2015 | 2020 | 2025 | 2030 | 2035 | 2040
BM | 0 | 0 | 0 | 0 | 0 | 0
CC | 0 | 0 | 0 | 0 | 0 | 0
CSP | 0 | 0 | 0 | 0 | 0 | 0
CT | 0 | 0 | 0 | 0 | 0 | 0
Coal | 1109.99 | 1109.99 | 1109.99 | 1109.99 | 1109.99 | 1109.99
Geo | 0 | 0 | 0 | 0 | 0 | 0
H | 0 | 0 | 0 | 0 | 0 | 0
LFG | 0 | 0 | 0 | 0 | 0 | 0
Nuc | 0 | 0 | 0 | 0 | 0 | 0
PS | 0 | 0 | 0 | 0 | 0 | 0
PV | 0 | 0 | 0 | 0 | 0 | 0
PeakG | 0 | 0 | 0 | 0 | 0 | 0
PeakO | 0 | 0 | 0 | 0 | 0 | 0
ST | 0 | 0 | 0 | 0 | 0 | 0
STOG | 0 | 0 | 0 | 0 | 0 | 0
STWD | 0 | 0 | 0 | 0 | 0 | 0
WT | 0 | 0 | 0 | 0 | 0 | 0
IGCC | 0 | 0 | 0 | 0 | 0 | 0
DemandResponse | 0 | 0 | 0 | 0 | 0 | 0
IGCC-CCS | 0 | 0 | 0 | 0 | 0 | 0
WT_off | 0 | 0 | 0 | 0 | 0 | 0
PseudoUnit | 0 | 0 | 0 | 0 | 0 | 0
FixedInterchange | 0 | 0 | 0 | 0 | 0 | 0
Cumulative Retirements of Capacity by Reporting Type: NYISO_A-F
ReportingType | 2015 | 2020 | 2025 | 2030 | 2035 | 2040
BM | 0 | 0 | 0 | 0 | 0 | 0
CC | 0 | 0 | 0 | 0 | 0 | 0
CSP | 0 | 0 | 0 | 0 | 0 | 0
CT | 0 | 0 | 0 | 0 | 0 | 0
Coal | 2251.9 | 2251.9 | 2251.9 | 2251.9 | 2251.9 | 2251.9
Geo | 0 | 0 | 0 | 0 | 0 | 0
H | 0 | 0 | 0 | 0 | 0 | 0
LFG | 0 | 0 | 0 | 0 | 0 | 0
Nuc | 0 | 0 | 0 | 675.24 | 1306.25 | 2232.59
PS | 0 | 0 | 0 | 0 | 0 | 0
PV | 0 | 0 | 0 | 0 | 0 | 0
PeakG | 0 | 0 | 0 | 0 | 0 | 0
PeakO | 0 | 0 | 0 | 0 | 0 | 0
ST | 0 | 0 | 0 | 0 | 0 | 0
STOG | 1701 | 1701 | 1701 | 1701 | 1701 | 1701
STWD | 0 | 0 | 0 | 0 | 0 | 0
WT | 0 | 0 | 0 | 0 | 0 | 0
IGCC | 0 | 0 | 0 | 0 | 0 | 0
DemandResponse | 0 | 0 | 0 | 0 | 0 | 0
IGCC-CCS | 0 | 0 | 0 | 0 | 0 | 0
WT_off | 0 | 0 | 0 | 0 | 0 | 0
PseudoUnit | 0 | 0 | 0 | 0 | 0 | 0
FixedInterchange | 0 | 0 | 0 | 0 | 0 | 0
Cumulative Retirements of Capacity by Reporting Type: NYISO_G-I
ReportingType | 2015 | 2020 | 2025 | 2030 | 2035 | 2040
BM | 0 | 0 | 0 | 0 | 0 | 0
CC | 0 | 0 | 0 | 0 | 0 | 0
CSP | 0 | 0 | 0 | 0 | 0 | 0
CT | 0 | 0 | 0 | 0 | 0 | 0
Coal | 368.2 | 368.2 | 368.2 | 368.2 | 368.2 | 368.2
Geo | 0 | 0 | 0 | 0 | 0 | 0
H | 0 | 0 | 0 | 0 | 0 | 0
LFG | 0 | 0 | 0 | 0 | 0 | 0
Nuc | 0 | 0 | 0 | 0 | 1108.31 | 2222.48
PS | 0 | 0 | 0 | 0 | 0 | 0
PV | 0 | 0 | 0 | 0 | 0 | 0
PeakG | 0 | 0 | 0 | 0 | 0 | 0
PeakO | 0 | 0 | 0 | 0 | 0 | 0
ST | 0 | 0 | 0 | 0 | 0 | 0
STOG | 2431 | 2431 | 2431 | 2431 | 2431 | 2431
STWD | 0 | 0 | 0 | 0 | 0 | 0
WT | 0 | 0 | 0 | 0 | 0 | 0
IGCC | 0 | 0 | 0 | 0 | 0 | 0
DemandResponse | 0 | 0 | 0 | 0 | 0 | 0
IGCC-CCS | 0 | 0 | 0 | 0 | 0 | 0
WT_off | 0 | 0 | 0 | 0 | 0 | 0
PseudoUnit | 0 | 0 | 0 | 0 | 0 | 0
FixedInterchange | 0 | 0 | 0 | 0 | 0 | 0
Cumulative Retirements of Capacity by Reporting Type: NYISO_J-K
ReportingType | 2015 | 2020 | 2025 | 2030 | 2035 | 2040
BM | 0 | 0 | 0 | 0 | 0 | 0
CC | 0 | 0 | 0 | 0 | 0 | 0
CSP | 0 | 0 | 0 | 0 | 0 | 0
CT | 0 | 0 | 0 | 0 | 0 | 0
Coal | 0 | 0 | 0 | 0 | 0 | 0
Geo | 0 | 0 | 0 | 0 | 0 | 0
H | 0 | 0 | 0 | 0 | 0 | 0
LFG | 0 | 0 | 0 | 0 | 0 | 0
Nuc | 0 | 0 | 0 | 0 | 0 | 0
PS | 0 | 0 | 0 | 0 | 0 | 0
PV | 0 | 0 | 0 | 0 | 32 | 32
PeakG | 0 | 0 | 0 | 0 | 0 | 0
PeakO | 0 | 0 | 0 | 0 | 0 | 0
ST | 0 | 0 | 0 | 0 | 0 | 0
STOG | 1193.71 | 1193.71 | 1193.71 | 1193.71 | 1193.71 | 1193.71
STWD | 0 | 0 | 0 | 0 | 0 | 0
WT | 0 | 0 | 0 | 0 | 0 | 0
IGCC | 0 | 0 | 0 | 0 | 0 | 0
DemandResponse | 0 | 0 | 0 | 0 | 0 | 0
IGCC-CCS | 0 | 0 | 0 | 0 | 0 | 0
WT_off | 0 | 0 | 0 | 0 | 0 | 0
PseudoUnit | 0 | 0 | 0 | 0 | 0 | 0
FixedInterchange | 0 | 0 | 0 | 0 | 0 | 0
Cumulative Retirements of Capacity by Reporting Type: PJM_E
ReportingType | 2015 | 2020 | 2025 | 2030 | 2035 | 2040
BM | 0 | 0 | 0 | 0 | 0 | 0
CC | 0 | 0 | 0 | 0 | 0 | 0
CSP | 0 | 0 | 0 | 0 | 0 | 0
CT | 0 | 0 | 0 | 0 | 0 | 0
Coal | 3285 | 3853 | 3853 | 3853 | 3853 | 3853
Geo | 0 | 0 | 0 | 0 | 0 | 0
H | 0 | 0 | 0 | 0 | 0 | 0
LFG | 0 | 0 | 0 | 0 | 0 | 0
Nuc | 0 | 667.96 | 667.96 | 667.96 | 3085.45 | 4361.59
PS | 0 | 0 | 0 | 0 | 0 | 0
PV | 0 | 0 | 0 | 0 | 0 | 0
PeakG | 268.5 | 268.5 | 268.5 | 268.5 | 268.5 | 268.5
PeakO | 2.7 | 2.7 | 2.7 | 2.7 | 2.7 | 2.7
ST | 0 | 0 | 0 | 0 | 0 | 0
STOG | 636.5 | 636.5 | 636.5 | 636.5 | 636.5 | 636.5
STWD | 0 | 0 | 0 | 0 | 0 | 0
WT | 0 | 0 | 0 | 0 | 0 | 0
IGCC | 0 | 0 | 0 | 0 | 0 | 0
DemandResponse | 0 | 0 | 0 | 0 | 0 | 0
IGCC-CCS | 0 | 0 | 0 | 0 | 0 | 0
WT_off | 0 | 0 | 0 | 0 | 0 | 0
PseudoUnit | 0 | 0 | 0 | 0 | 0 | 0
FixedInterchange | 0 | 0 | 0 | 0 | 0 | 0
Cumulative Retirements of Capacity by Reporting Type: PJM_ROM
ReportingType | 2015 | 2020 | 2025 | 2030 | 2035 | 2040
BM | 0 | 0 | 0 | 0 | 0 | 0
CC | 0 | 0 | 0 | 0 | 0 | 0
CSP | 0 | 0 | 0 | 0 | 0 | 0
CT | 0 | 0 | 0 | 0 | 0 | 0
Coal | 8429.38 | 8429.38 | 8429.38 | 8429.38 | 8429.38 | 8429.38
Geo | 0 | 0 | 0 | 0 | 0 | 0
H | 0 | 0 | 0 | 0 | 0 | 0
LFG | 0 | 0 | 0 | 0 | 0 | 0
Nuc | 0 | 0 | 0 | 0 | 1882.68 | 2859.9
PS | 0 | 0 | 0 | 0 | 0 | 0
PV | 0 | 0 | 0 | 0 | 0 | 0
PeakG | 0 | 0 | 0 | 0 | 0 | 0
PeakO | 270 | 270 | 270 | 270 | 270 | 270
ST | 0 | 0 | 0 | 0 | 0 | 0
STOG | 3027.49 | 3027.49 | 3027.49 | 3027.49 | 3027.49 | 3027.49
STWD | 0 | 0 | 0 | 0 | 0 | 0
WT | 0 | 0 | 0 | 0 | 0 | 0
IGCC | 0 | 0 | 0 | 0 | 0 | 0
DemandResponse | 0 | 0 | 0 | 0 | 0 | 0
IGCC-CCS | 0 | 0 | 0 | 0 | 0 | 0
WT_off | 0 | 0 | 0 | 0 | 0 | 0
PseudoUnit | 0 | 0 | 0 | 0 | 0 | 0
FixedInterchange | 0 | 0 | 0 | 0 | 0 | 0
Cumulative Retirements of Capacity by Reporting Type: PJM_ROR
ReportingType | 2015 | 2020 | 2025 | 2030 | 2035 | 2040
BM | 0 | 0 | 0 | 0 | 0 | 192
CC | 0 | 0 | 0 | 0 | 0 | 0
CSP | 0 | 0 | 0 | 0 | 0 | 0
CT | 0 | 0 | 0 | 0 | 0 | 0
Coal | 14573.23 | 21170.67 | 21170.67 | 21170.67 | 21170.67 | 21170.67
Geo | 0 | 0 | 0 | 0 | 0 | 0
H | 0 | 0 | 0 | 0 | 0 | 0
LFG | 0 | 0 | 0 | 0 | 0 | 0
Nuc | 0 | 0 | 0 | 942.43 | 5589.35 | 10897.35
PS | 0 | 0 | 0 | 0 | 0 | 0
PV | 0 | 0 | 0 | 0 | 0 | 0
PeakG | 0 | 0 | 0 | 0 | 0 | 0
PeakO | 19 | 19 | 19 | 19 | 19 | 19
ST | 0 | 0 | 0 | 0 | 0 | 0
STOG | 35 | 35 | 35 | 35 | 35 | 35
STWD | 0 | 0 | 0 | 0 | 0 | 0
WT | 0 | 0 | 0 | 0 | 0 | 0
IGCC | 0 | 0 | 0 | 0 | 0 | 0
DemandResponse | 0 | 0 | 0 | 0 | 0 | 0
IGCC-CCS | 0 | 0 | 0 | 0 | 0 | 0
WT_off | 0 | 0 | 0 | 0 | 0 | 0
PseudoUnit | 0 | 0 | 0 | 0 | 0 | 0
FixedInterchange | 0 | 0 | 0 | 0 | 0 | 0
Cumulative Retirements of Capacity by Reporting Type: SOCO
ReportingType | 2015 | 2020 | 2025 | 2030 | 2035 | 2040
BM | 0 | 0 | 0 | 0 | 0 | 0
CC | 0 | 0 | 0 | 0 | 0 | 0
CSP | 0 | 0 | 0 | 0 | 0 | 0
CT | 0 | 0 | 0 | 0 | 0 | 0
Coal | 8497.61 | 8746.61 | 8746.61 | 8746.61 | 8746.61 | 8746.61
Geo | 0 | 0 | 0 | 0 | 0 | 0
H | 0 | 0 | 0 | 0 | 0 | 0
LFG | 0 | 0 | 0 | 0 | 0 | 0
Nuc | 0 | 0 | 0 | 0 | 0 | 2875.17
PS | 0 | 0 | 0 | 0 | 0 | 0
PV | 0 | 0 | 0 | 0 | 0 | 0
PeakG | 210 | 210 | 210 | 210 | 210 | 210
PeakO | 1139 | 1139 | 1139 | 1139 | 1139 | 1139
ST | 0 | 0 | 0 | 0 | 0 | 0
STOG | 854 | 854 | 854 | 854 | 854 | 854
STWD | 668 | 668 | 668 | 668 | 668 | 668
WT | 0 | 0 | 0 | 0 | 0 | 0
IGCC | 0 | 0 | 0 | 0 | 0 | 0
DemandResponse | 0 | 0 | 0 | 0 | 0 | 0
IGCC-CCS | 0 | 0 | 0 | 0 | 0 | 0
WT_off | 0 | 0 | 0 | 0 | 0 | 0
PseudoUnit | 0 | 0 | 0 | 0 | 0 | 0
FixedInterchange | 0 | 0 | 0 | 0 | 0 | 0
Cumulative Retirements of Capacity by Reporting Type: SPP_N
ReportingType | 2015 | 2020 | 2025 | 2030 | 2035 | 2040
BM | 0 | 0 | 0 | 0 | 0 | 0
CC | 0 | 0 | 0 | 0 | 0 | 0
CSP | 0 | 0 | 0 | 0 | 0 | 0
CT | 0 | 0 | 0 | 0 | 0 | 0
Coal | 0 | 0 | 0 | 0 | 0 | 0
Geo | 0 | 0 | 0 | 0 | 0 | 0
H | 0 | 0 | 0 | 0 | 0 | 0
LFG | 0 | 0 | 0 | 0 | 0 | 0
Nuc | 0 | 0 | 0 | 0 | 0 | 0
PS | 0 | 0 | 0 | 0 | 0 | 0
PV | 0 | 0 | 0 | 0 | 0 | 0
PeakG | 0 | 0 | 0 | 0 | 0 | 0
PeakO | 0 | 0 | 0 | 0 | 0 | 0
ST | 0 | 0 | 0 | 0 | 0 | 0
STOG | 87 | 87 | 87 | 87 | 87 | 87
STWD | 0 | 0 | 0 | 0 | 0 | 0
WT | 0 | 0 | 0 | 0 | 0 | 0
IGCC | 0 | 0 | 0 | 0 | 0 | 0
DemandResponse | 0 | 0 | 0 | 0 | 0 | 0
IGCC-CCS | 0 | 0 | 0 | 0 | 0 | 0
WT_off | 0 | 0 | 0 | 0 | 0 | 0
PseudoUnit | 0 | 0 | 0 | 0 | 0 | 0
FixedInterchange | 0 | 0 | 0 | 0 | 0 | 0
Cumulative Retirements of Capacity by Reporting Type: SPP_S
ReportingType | 2015 | 2020 | 2025 | 2030 | 2035 | 2040
BM | 0 | 0 | 0 | 0 | 0 | 0
CC | 0 | 0 | 0 | 0 | 0 | 0
CSP | 0 | 0 | 0 | 0 | 0 | 0
CT | 0 | 0 | 0 | 0 | 0 | 0
Coal | 1058 | 1058 | 1058 | 1058 | 1058 | 1058
Geo | 0 | 0 | 0 | 0 | 0 | 0
H | 0 | 0 | 0 | 0 | 0 | 0
LFG | 0 | 0 | 0 | 0 | 0 | 0
Nuc | 0 | 0 | 0 | 0 | 0 | 0
PS | 0 | 0 | 0 | 0 | 0 | 0
PV | 0 | 0 | 0 | 0 | 0 | 0
PeakG | 0 | 0 | 0 | 0 | 0 | 0
PeakO | 0 | 0 | 0 | 0 | 0 | 0
ST | 0 | 0 | 0 | 0 | 0 | 0
STOG | 4096.35 | 4096.35 | 4096.35 | 4096.35 | 4096.35 | 4096.35
STWD | 0 | 0 | 0 | 0 | 0 | 0
WT | 0 | 0 | 0 | 0 | 0 | 0
IGCC | 0 | 0 | 0 | 0 | 0 | 0
DemandResponse | 0 | 0 | 0 | 0 | 0 | 0
IGCC-CCS | 0 | 0 | 0 | 0 | 0 | 0
WT_off | 0 | 0 | 0 | 0 | 0 | 0
PseudoUnit | 0 | 0 | 0 | 0 | 0 | 0
FixedInterchange | 0 | 0 | 0 | 0 | 0 | 0
Cumulative Retirements of Capacity by Reporting Type: TVA
ReportingType | 2015 | 2020 | 2025 | 2030 | 2035 | 2040
BM | 0 | 0 | 0 | 0 | 0 | 0
CC | 0 | 0 | 0 | 0 | 0 | 0
CSP | 0 | 0 | 0 | 0 | 0 | 0
CT | 0 | 0 | 0 | 0 | 0 | 0
Coal | 3801.23 | 4141.41 | 4141.41 | 4141.41 | 4141.41 | 4141.41
Geo | 0 | 0 | 0 | 0 | 0 | 0
H | 0 | 0 | 0 | 0 | 0 | 0
LFG | 0 | 0 | 0 | 0 | 0 | 0
Nuc | 0 | 0 | 0 | 0 | 2730.91 | 4120.82
PS | 0 | 0 | 0 | 0 | 0 | 0
PV | 0 | 0 | 0 | 0 | 0 | 0
PeakG | 0 | 0 | 0 | 0 | 0 | 0
PeakO | 0 | 0 | 0 | 0 | 0 | 0
ST | 0 | 0 | 0 | 0 | 0 | 0
STOG | 0 | 0 | 0 | 0 | 0 | 0
STWD | 0 | 0 | 0 | 0 | 0 | 0
WT | 0 | 0 | 0 | 0 | 0 | 0
IGCC | 0 | 0 | 0 | 0 | 0 | 0
DemandResponse | 0 | 0 | 0 | 0 | 0 | 0
IGCC-CCS | 0 | 0 | 0 | 0 | 0 | 0
WT_off | 0 | 0 | 0 | 0 | 0 | 0
PseudoUnit | 0 | 0 | 0 | 0 | 0 | 0
FixedInterchange | 0 | 0 | 0 | 0 | 0 | 0
Cumulative Retirements of Capacity by Reporting Type: TVA_Transmission
ReportingType | 2015 | 2020 | 2025 | 2030 | 2035 | 2040
BM | 0 | 0 | 0 | 0 | 0 | 0
CC | 0 | 0 | 0 | 0 | 0 | 0
CSP | 0 | 0 | 0 | 0 | 0 | 0
CT | 0 | 0 | 0 | 0 | 0 | 0
Coal | 0 | 0 | 0 | 0 | 0 | 0
Geo | 0 | 0 | 0 | 0 | 0 | 0
H | 0 | 0 | 0 | 0 | 0 | 0
LFG | 0 | 0 | 0 | 0 | 0 | 0
Nuc | 0 | 0 | 0 | 0 | 0 | 0
PS | 0 | 0 | 0 | 0 | 0 | 0
PV | 0 | 0 | 0 | 0 | 0 | 0
PeakG | 0 | 0 | 0 | 0 | 0 | 0
PeakO | 0 | 0 | 0 | 0 | 0 | 0
ST | 0 | 0 | 0 | 0 | 0 | 0
STOG | 0 | 0 | 0 | 0 | 0 | 0
STWD | 0 | 0 | 0 | 0 | 0 | 0
WT | 0 | 0 | 0 | 0 | 0 | 0
IGCC | 0 | 0 | 0 | 0 | 0 | 0
DemandResponse | 0 | 0 | 0 | 0 | 0 | 0
IGCC-CCS | 0 | 0 | 0 | 0 | 0 | 0
WT_off | 0 | 0 | 0 | 0 | 0 | 0
PseudoUnit | 0 | 0 | 0 | 0 | 0 | 0
FixedInterchange | 0 | 0 | 0 | 0 | 0 | 0
Cumulative Retirements of Capacity by Reporting Type: VACAR
ReportingType | 2015 | 2020 | 2025 | 2030 | 2035 | 2040
BM | 0 | 0 | 0 | 0 | 0 | 0
CC | 0 | 0 | 0 | 0 | 0 | 0
CSP | 0 | 0 | 0 | 0 | 0 | 0
CT | 0 | 0 | 0 | 0 | 0 | 0
Coal | 3496.81 | 5674.74 | 5674.74 | 5674.74 | 5674.74 | 5674.74
Geo | 0 | 0 | 0 | 0 | 0 | 0
H | 0 | 0 | 0 | 0 | 0 | 0
LFG | 0 | 0 | 0 | 0 | 0 | 0
Nuc | 0 | 0 | 0 | 0 | 3530.58 | 5550.22
PS | 0 | 0 | 0 | 0 | 0 | 0
PV | 0 | 0 | 0 | 0 | 0 | 0
PeakG | 0 | 0 | 0 | 0 | 0 | 0
PeakO | 0 | 0 | 0 | 0 | 0 | 0
ST | 0 | 0 | 0 | 0 | 0 | 0
STOG | 0 | 0 | 0 | 0 | 0 | 0
STWD | 0 | 0 | 0 | 0 | 0 | 0
WT | 0 | 0 | 0 | 0 | 0 | 0
IGCC | 0 | 0 | 0 | 0 | 0 | 0
DemandResponse | 0 | 0 | 0 | 0 | 0 | 0
IGCC-CCS | 0 | 0 | 0 | 0 | 0 | 0
WT_off | 0 | 0 | 0 | 0 | 0 | 0
PseudoUnit | 0 | 0 | 0 | 0 | 0 | 0
FixedInterchange | 0 | 0 | 0 | 0 | 0 | 0
Cumulative Retirements of Capacity by Reporting Type: IESO
ReportingType | 2015 | 2020 | 2025 | 2030 | 2035 | 2040
BM | 0 | 0 | 0 | 0 | 0 | 0
CC | 3111.67 | 3111.67 | 3111.67 | 3111.67 | 3111.67 | 3111.67
CSP | 0 | 0 | 0 | 0 | 0 | 0
CT | 0 | 0 | 0 | 0 | 0 | 0
Coal | 6416 | 6416 | 6416 | 6416 | 6416 | 6416
Geo | 0 | 0 | 0 | 0 | 0 | 0
H | 0 | 0 | 0 | 0 | 0 | 0
LFG | 0 | 0 | 0 | 0 | 0 | 0
Nuc | 0 | 0 | 0 | 0 | 1119.61 | 2793.59
PS | 0 | 0 | 0 | 0 | 0 | 0
PV | 0 | 0 | 0 | 0 | 1067.26 | 1067.26
PeakG | 0 | 0 | 0 | 0 | 0 | 0
PeakO | 145.65 | 145.65 | 145.65 | 145.65 | 145.65 | 145.65
ST | 0 | 0 | 0 | 0 | 0 | 0
STOG | 2126 | 2126 | 2126 | 2126 | 2126 | 2126
STWD | 139 | 139 | 139 | 139 | 139 | 139
WT | 0 | 0 | 0 | 0 | 2105.9 | 2105.9
IGCC | 0 | 0 | 0 | 0 | 0 | 0
DemandResponse | 0 | 0 | 0 | 0 | 0 | 0
IGCC-CCS | 0 | 0 | 0 | 0 | 0 | 0
WT_off | 0 | 0 | 0 | 0 | 0 | 0
PseudoUnit | 0 | 0 | 0 | 0 | 0 | 0
FixedInterchange | 0 | 0 | 0 | 0 | 0 | 0
Cumulative Retirements of Capacity by Reporting Type: MAPP_CA
ReportingType | 2015 | 2020 | 2025 | 2030 | 2035 | 2040
BM | 0 | 0 | 0 | 0 | 0 | 0
CC | 0 | 0 | 0 | 0 | 0 | 0
CSP | 0 | 0 | 0 | 0 | 0 | 0
CT | 0 | 0 | 0 | 0 | 468.57 | 468.57
Coal | 635.1 | 635.1 | 878.5 | 1745.9 | 1745.9 | 1745.9
Geo | 0 | 0 | 0 | 0 | 0 | 0
H | 0 | 0 | 0 | 0 | 0 | 0
LFG | 0 | 0 | 0 | 0 | 0 | 0
Nuc | 0 | 0 | 0 | 0 | 0 | 0
PS | 0 | 0 | 0 | 0 | 0 | 0
PV | 0 | 0 | 0 | 0 | 0 | 0
PeakG | 0 | 0 | 0 | 0 | 0 | 0
PeakO | 0 | 0 | 0 | 0 | 0 | 0
ST | 0 | 0 | 0 | 0 | 0 | 0
STOG | 0 | 0 | 0 | 126 | 126 | 126
STWD | 0 | 0 | 0 | 0 | 0 | 0
WT | 0 | 0 | 0 | 0 | 302.4 | 302.4
IGCC | 0 | 0 | 0 | 0 | 0 | 0
DemandResponse | 0 | 0 | 0 | 0 | 0 | 0
IGCC-CCS | 0 | 0 | 0 | 0 | 0 | 0
WT_off | 0 | 0 | 0 | 0 | 0 | 0
PseudoUnit | 0 | 0 | 0 | 0 | 0 | 0
FixedInterchange | 0 | 0 | 0 | 0 | 0 | 0
Cumulative Retirements of Capacity by Reporting Type: AZ_NM_SNV_Coal
ReportingType | 2015 | 2020 | 2025 | 2030 | 2035 | 2040
BM | 0 | 0 | 0 | 0 | 0 | 0
CC | 0 | 0 | 0 | 0 | 0 | 0
CSP | 0 | 0 | 0 | 0 | 0 | 0
CT | 0 | 0 | 0 | 0 | 0 | 0
Coal | 0 | 0 | 0 | 0 | 0 | 0
Geo | 0 | 0 | 0 | 0 | 0 | 0
H | 0 | 0 | 0 | 0 | 0 | 0
LFG | 0 | 0 | 0 | 0 | 0 | 0
Nuc | 0 | 0 | 0 | 0 | 0 | 0
PS | 0 | 0 | 0 | 0 | 0 | 0
PV | 0 | 0 | 0 | 0 | 0 | 0
PeakG | 0 | 0 | 0 | 0 | 0 | 0
PeakO | 200 | 200 | 200 | 200 | 200 | 200
ST | 0 | 0 | 0 | 0 | 0 | 0
STOG | 0 | 0 | 0 | 0 | 0 | 0
STWD | 0 | 0 | 0 | 0 | 0 | 0
WT | 0 | 0 | 0 | 0 | 0 | 0
IGCC | 0 | 0 | 0 | 0 | 0 | 0
DemandResponse | 0 | 0 | 0 | 0 | 0 | 0
IGCC-CCS | 0 | 0 | 0 | 0 | 0 | 0
WT_off | 0 | 0 | 0 | 0 | 0 | 0
PseudoUnit | 0 | 0 | 0 | 0 | 0 | 0
FixedInterchange | 0 | 0 | 0 | 0 | 0 | 0
Cumulative Retirements of Capacity by Reporting Type: AZ_NM_SNV_Gas
ReportingType | 2015 | 2020 | 2025 | 2030 | 2035 | 2040
BM | 0 | 0 | 0 | 0 | 0 | 0
CC | 1095 | 1095 | 1095 | 1095 | 1095 | 1095
CSP | 0 | 0 | 0 | 0 | 0 | 0
CT | 0 | 0 | 0 | 0 | 736 | 736
Coal | 0 | 0 | 0 | 0 | 0 | 0
Geo | 0 | 0 | 0 | 0 | 0 | 0
H | 0 | 0 | 0 | 0 | 0 | 0
LFG | 0 | 0 | 0 | 0 | 0 | 0
Nuc | 0 | 0 | 0 | 0 | 0 | 0
PS | 0 | 0 | 0 | 0 | 0 | 0
PV | 0 | 0 | 0 | 0 | 0 | 0
PeakG | 902.71 | 902.71 | 902.71 | 902.71 | 902.71 | 902.71
PeakO | 0 | 0 | 0 | 0 | 0 | 0
ST | 0 | 0 | 0 | 0 | 0 | 0
STOG | 2064 | 2064 | 2064 | 2064 | 2064 | 2064
STWD | 0 | 0 | 0 | 0 | 0 | 0
WT | 0 | 0 | 0 | 0 | 0 | 0
IGCC | 0 | 0 | 0 | 0 | 0 | 0
DemandResponse | 0 | 0 | 0 | 0 | 0 | 0
IGCC-CCS | 0 | 0 | 0 | 0 | 0 | 0
WT_off | 0 | 0 | 0 | 0 | 0 | 0
PseudoUnit | 0 | 0 | 0 | 0 | 0 | 0
FixedInterchange | 0 | 0 | 0 | 0 | 0 | 0
Cumulative Retirements of Capacity by Reporting Type: AZ_NM_SNV_NucRenew
ReportingType | 2015 | 2020 | 2025 | 2030 | 2035 | 2040
BM | 0 | 0 | 0 | 0 | 0 | 0
CC | 0 | 0 | 0 | 0 | 0 | 0
CSP | 65 | 65 | 65 | 65 | 65 | 65
CT | 0 | 0 | 0 | 0 | 0 | 0
Coal | 0 | 0 | 0 | 0 | 0 | 0
Geo | 0 | 0 | 0 | 0 | 0 | 0
H | 0 | 0 | 0 | 0 | 0 | 0
LFG | 0 | 0 | 0 | 0 | 0 | 0
Nuc | 0 | 0 | 0 | 0 | 0 | 0
PS | 0 | 0 | 0 | 0 | 0 | 0
PV | 0 | 0 | 0 | 0 | 0 | 0
PeakG | 0 | 0 | 0 | 0 | 0 | 0
PeakO | 0 | 0 | 0 | 0 | 0 | 0
ST | 0 | 0 | 0 | 0 | 0 | 0
STOG | 0 | 0 | 0 | 0 | 0 | 0
STWD | 0 | 0 | 0 | 0 | 0 | 0
WT | 0 | 0 | 0 | 0 | 0 | 0
IGCC | 0 | 0 | 0 | 0 | 0 | 0
DemandResponse | 0 | 0 | 0 | 0 | 0 | 0
IGCC-CCS | 0 | 0 | 0 | 0 | 0 | 0
WT_off | 0 | 0 | 0 | 0 | 0 | 0
PseudoUnit | 0 | 0 | 0 | 0 | 0 | 0
FixedInterchange | 0 | 0 | 0 | 0 | 0 | 0
Cumulative Retirements of Capacity by Reporting Type: ERCOT
ReportingType | 2015 | 2020 | 2025 | 2030 | 2035 | 2040
BM | 0 | 0 | 0 | 0 | 0 | 0
CC | 0 | 0 | 0 | 0 | 0 | 0
CSP | 0 | 0 | 0 | 0 | 0 | 0
CT | 0 | 0 | 0 | 0 | 0 | 0
Coal | 1144 | 1144 | 1144 | 1144 | 1144 | 1144
Geo | 0 | 0 | 0 | 0 | 0 | 0
H | 0 | 0 | 0 | 0 | 0 | 0
LFG | 0 | 0 | 0 | 0 | 0 | 0
Nuc | 0 | 0 | 0 | 0 | 0 | 0
PS | 0 | 0 | 0 | 0 | 0 | 0
PV | 0 | 0 | 0 | 0 | 14 | 14
PeakG | 0 | 0 | 0 | 0 | 0 | 0
PeakO | 0 | 0 | 0 | 0 | 0 | 0
ST | 0 | 0 | 0 | 0 | 0 | 0
STOG | 3103.69 | 3103.69 | 3588.01 | 3588.01 | 3588.01 | 3588.01
STWD | 0 | 0 | 0 | 0 | 0 | 0
WT | 0 | 0 | 0 | 0 | 0 | 0
IGCC | 0 | 0 | 0 | 0 | 0 | 0
DemandResponse | 0 | 0 | 0 | 0 | 0 | 0
IGCC-CCS | 0 | 0 | 0 | 0 | 0 | 0
WT_off | 0 | 0 | 0 | 0 | 0 | 0
PseudoUnit | 0 | 0 | 0 | 0 | 0 | 0
FixedInterchange | 0 | 0 | 0 | 0 | 0 | 0
Cumulative Retirements of Capacity by Reporting Type: NP15
ReportingType | 2015 | 2020 | 2025 | 2030 | 2035 | 2040
BM | 0 | 0 | 0 | 0 | 0 | 0
CC | 0 | 0 | 0 | 0 | 0 | 940
CSP | 0 | 0 | 0 | 0 | 0 | 0
CT | 0 | 0 | 0 | 0 | 0 | 0
Coal | 163.7 | 163.7 | 163.7 | 163.7 | 191.9 | 191.9
Geo | 0 | 0 | 0 | 0 | 0 | 0
H | 0 | 0 | 0 | 0 | 0 | 0
LFG | 0 | 0 | 0 | 0 | 0 | 0
Nuc | 0 | 0 | 0 | 0 | 0 | 0
PS | 0 | 0 | 0 | 0 | 0 | 0
PV | 0 | 0 | 0 | 0 | 6.5 | 6.5
PeakG | 0 | 0 | 0 | 0 | 0 | 0
PeakO | 156 | 156 | 156 | 156 | 156 | 156
ST | 0 | 0 | 0 | 0 | 0 | 0
STOG | 1046.4 | 1046.4 | 1046.4 | 1046.4 | 1046.4 | 1046.4
STWD | 0 | 0 | 0 | 0 | 0 | 0
WT | 0 | 0 | 0 | 0 | 0 | 0
IGCC | 0 | 0 | 0 | 0 | 0 | 0
DemandResponse | 0 | 0 | 0 | 0 | 0 | 0
IGCC-CCS | 0 | 0 | 0 | 0 | 0 | 0
WT_off | 0 | 0 | 0 | 0 | 0 | 0
PseudoUnit | 0 | 0 | 0 | 0 | 0 | 0
FixedInterchange | 0 | 0 | 0 | 0 | 0 | 0
Cumulative Retirements of Capacity by Reporting Type: NWPP_Coal
ReportingType | 2015 | 2020 | 2025 | 2030 | 2035 | 2040
BM | 0 | 0 | 0 | 0 | 0 | 0
CC | 0 | 0 | 0 | 0 | 0 | 0
CSP | 0 | 0 | 0 | 0 | 0 | 0
CT | 0 | 0 | 0 | 0 | 0 | 0
Coal | 685.65 | 685.65 | 685.65 | 685.65 | 685.65 | 685.65
Geo | 0 | 0 | 0 | 0 | 0 | 0
H | 0 | 0 | 0 | 0 | 0 | 0
LFG | 0 | 0 | 0 | 0 | 0 | 0
Nuc | 0 | 0 | 0 | 0 | 0 | 0
PS | 0 | 0 | 0 | 0 | 0 | 0
PV | 0 | 0 | 0 | 0 | 0 | 0
PeakG | 0 | 0 | 0 | 0 | 0 | 0
PeakO | 183 | 183 | 183 | 183 | 183 | 183
ST | 0 | 0 | 0 | 0 | 0 | 0
STOG | 0 | 0 | 0 | 0 | 0 | 0
STWD | 0 | 0 | 0 | 0 | 0 | 0
WT | 0 | 0 | 0 | 0 | 0 | 0
IGCC | 0 | 0 | 0 | 0 | 0 | 0
DemandResponse | 0 | 0 | 0 | 0 | 0 | 0
IGCC-CCS | 0 | 0 | 0 | 0 | 0 | 0
WT_off | 0 | 0 | 0 | 0 | 0 | 0
PseudoUnit | 0 | 0 | 0 | 0 | 0 | 0
FixedInterchange | 0 | 0 | 0 | 0 | 0 | 0
Cumulative Retirements of Capacity by Reporting Type: NWPP_Gas
ReportingType | 2015 | 2020 | 2025 | 2030 | 2035 | 2040
BM | 0 | 0 | 0 | 0 | 0 | 0
CC | 1678 | 1678 | 1678 | 1678 | 1678 | 1678
CSP | 0 | 0 | 0 | 0 | 0 | 0
CT | 0 | 0 | 0 | 0 | 150 | 150
Coal | 0 | 0 | 0 | 0 | 0 | 0
Geo | 0 | 0 | 0 | 0 | 0 | 0
H | 0 | 0 | 0 | 0 | 0 | 0
LFG | 0 | 0 | 0 | 0 | 0 | 0
Nuc | 0 | 0 | 0 | 0 | 0 | 0
PS | 0 | 0 | 0 | 0 | 0 | 0
PV | 0 | 0 | 0 | 0 | 0 | 0
PeakG | 2623 | 2623 | 2623 | 2623 | 2623 | 2623
PeakO | 0 | 0 | 0 | 0 | 0 | 0
ST | 0 | 0 | 0 | 0 | 0 | 0
STOG | 786 | 786 | 786 | 786 | 786 | 786
STWD | 0 | 0 | 0 | 0 | 0 | 0
WT | 0 | 0 | 0 | 0 | 0 | 0
IGCC | 0 | 0 | 0 | 0 | 0 | 0
DemandResponse | 0 | 0 | 0 | 0 | 0 | 0
IGCC-CCS | 0 | 0 | 0 | 0 | 0 | 0
WT_off | 0 | 0 | 0 | 0 | 0 | 0
PseudoUnit | 0 | 0 | 0 | 0 | 0 | 0
FixedInterchange | 0 | 0 | 0 | 0 | 0 | 0
Cumulative Retirements of Capacity by Reporting Type: NWPP_NucRenew
ReportingType | 2015 | 2020 | 2025 | 2030 | 2035 | 2040
BM | 0 | 0 | 0 | 0 | 0 | 0
CC | 0 | 0 | 0 | 0 | 0 | 0
CSP | 0 | 0 | 0 | 0 | 0 | 0
CT | 0 | 0 | 0 | 0 | 0 | 0
Coal | 0 | 0 | 0 | 0 | 0 | 0
Geo | 4.8 | 4.8 | 4.8 | 4.8 | 4.8 | 4.8
H | 0 | 0 | 0 | 0 | 0 | 0
LFG | 0 | 0 | 0 | 0 | 0 | 0
Nuc | 0 | 0 | 0 | 0 | 0 | 0
PS | 0 | 0 | 0 | 0 | 0 | 0
PV | 0 | 0 | 0 | 0 | 0 | 0
PeakG | 0 | 0 | 0 | 0 | 0 | 0
PeakO | 0 | 0 | 0 | 0 | 0 | 0
ST | 0 | 0 | 0 | 0 | 0 | 0
STOG | 0 | 0 | 0 | 0 | 0 | 0
STWD | 560.99 | 560.99 | 560.99 | 560.99 | 560.99 | 560.99
WT | 0 | 0 | 0 | 0 | 0 | 0
IGCC | 0 | 0 | 0 | 0 | 0 | 0
DemandResponse | 0 | 0 | 0 | 0 | 0 | 0
IGCC-CCS | 0 | 0 | 0 | 0 | 0 | 0
WT_off | 0 | 0 | 0 | 0 | 0 | 0
PseudoUnit | 0 | 0 | 0 | 0 | 0 | 0
FixedInterchange | 0 | 0 | 0 | 0 | 0 | 0
Cumulative Retirements of Capacity by Reporting Type: RMPA
ReportingType | 2015 | 2020 | 2025 | 2030 | 2035 | 2040
BM | 0 | 0 | 0 | 0 | 0 | 0
CC | 0 | 0 | 0 | 0 | 0 | 0
CSP | 1 | 1 | 1 | 1 | 1 | 1
CT | 0 | 0 | 0 | 0 | 152 | 152
Coal | 480 | 650.5 | 1002.5 | 1002.5 | 1002.5 | 1249.5
Geo | 0 | 0 | 0 | 0 | 0 | 0
H | 0 | 0 | 0 | 0 | 0 | 0
LFG | 0 | 0 | 0 | 0 | 0 | 0
Nuc | 0 | 0 | 0 | 0 | 0 | 0
PS | 0 | 0 | 0 | 0 | 0 | 0
PV | 0 | 0 | 0 | 0 | 0 | 0
PeakG | 0 | 0 | 0 | 0 | 0 | 0
PeakO | 187 | 187 | 187 | 187 | 187 | 187
ST | 0 | 0 | 0 | 0 | 0 | 0
STOG | 217 | 217 | 217 | 217 | 217 | 217
STWD | 0 | 0 | 0 | 0 | 0 | 0
WT | 0 | 0 | 0 | 0 | 0 | 0
IGCC | 0 | 0 | 0 | 0 | 0 | 0
DemandResponse | 0 | 0 | 0 | 0 | 0 | 0
IGCC-CCS | 0 | 0 | 0 | 0 | 0 | 0
WT_off | 0 | 0 | 0 | 0 | 0 | 0
PseudoUnit | 0 | 0 | 0 | 0 | 0 | 0
FixedInterchange | 0 | 0 | 0 | 0 | 0 | 0
Cumulative Retirements of Capacity by Reporting Type: SP15
ReportingType | 2015 | 2020 | 2025 | 2030 | 2035 | 2040
BM | 0 | 0 | 0 | 0 | 0 | 0
CC | 0 | 0 | 0 | 0 | 0 | 409.5
CSP | 409 | 409 | 409 | 409 | 409 | 409
CT | 0 | 0 | 0 | 0 | 0 | 0
Coal | 141.5 | 141.5 | 141.5 | 141.5 | 141.5 | 242.7
Geo | 0 | 0 | 0 | 0 | 0 | 0
H | 0 | 0 | 0 | 0 | 0 | 0
LFG | 0 | 0 | 0 | 0 | 0 | 0
Nuc | 0 | 0 | 0 | 0 | 0 | 0
PS | 0 | 0 | 0 | 0 | 0 | 0
PV | 0 | 0 | 0 | 0 | 3.8 | 3.8
PeakG | 44 | 44 | 44 | 44 | 44 | 44
PeakO | 15 | 15 | 15 | 15 | 15 | 15
ST | 0 | 0 | 0 | 0 | 0 | 0
STOG | 958 | 958 | 958 | 958 | 958 | 958
STWD | 0 | 0 | 0 | 0 | 0 | 0
WT | 126.2 | 126.2 | 126.2 | 126.2 | 126.2 | 126.2
IGCC | 0 | 0 | 0 | 0 | 0 | 0
DemandResponse | 0 | 0 | 0 | 0 | 0 | 0
IGCC-CCS | 0 | 0 | 0 | 0 | 0 | 0
WT_off | 0 | 0 | 0 | 0 | 0 | 0
PseudoUnit | 0 | 0 | 0 | 0 | 0 | 0
FixedInterchange | 0 | 0 | 0 | 0 | 0 | 0
Cumulative Retirements of Capacity by Reporting Type: ALB
ReportingType | 2015 | 2020 | 2025 | 2030 | 2035 | 2040
BM | 0 | 0 | 0 | 0 | 0 | 0
CC | 0 | 0 | 0 | 0 | 0 | 0
CSP | 0 | 0 | 0 | 0 | 0 | 0
CT | 0 | 0 | 0 | 0 | 0 | 0
Coal | 0 | 0 | 0 | 0 | 0 | 0
Geo | 0 | 0 | 0 | 0 | 0 | 0
H | 0 | 0 | 0 | 0 | 0 | 0
LFG | 0 | 0 | 0 | 0 | 0 | 0
Nuc | 0 | 0 | 0 | 0 | 0 | 0
PS | 0 | 0 | 0 | 0 | 0 | 0
PV | 0 | 0 | 0 | 0 | 0 | 0
PeakG | 862.93 | 862.93 | 862.93 | 862.93 | 862.93 | 862.93
PeakO | 6 | 6 | 6 | 6 | 6 | 6
ST | 0 | 0 | 0 | 0 | 0 | 0
STOG | 186 | 186 | 186 | 186 | 186 | 186
STWD | 174 | 174 | 174 | 174 | 174 | 174
WT | 0 | 0 | 0 | 0 | 0 | 0
IGCC | 0 | 0 | 0 | 0 | 0 | 0
DemandResponse | 0 | 0 | 0 | 0 | 0 | 0
IGCC-CCS | 0 | 0 | 0 | 0 | 0 | 0
WT_off | 0 | 0 | 0 | 0 | 0 | 0
PseudoUnit | 0 | 0 | 0 | 0 | 0 | 0
FixedInterchange | 0 | 0 | 0 | 0 | 0 | 0
Cumulative Retirements of Capacity by Reporting Type: BC
ReportingType | 2015 | 2020 | 2025 | 2030 | 2035 | 2040
BM | 0 | 0 | 0 | 0 | 0 | 0
CC | 0 | 0 | 0 | 0 | 0 | 0
CSP | 0 | 0 | 0 | 0 | 0 | 0
CT | 0 | 0 | 0 | 0 | 0 | 0
Coal | 0 | 0 | 0 | 0 | 0 | 0
Geo | 0 | 0 | 0 | 0 | 0 | 0
H | 0 | 0 | 0 | 0 | 0 | 0
LFG | 0 | 0 | 0 | 0 | 0 | 0
Nuc | 0 | 0 | 0 | 0 | 0 | 0
PS | 0 | 0 | 0 | 0 | 0 | 0
PV | 0 | 0 | 0 | 0 | 0 | 0
PeakG | 0 | 0 | 0 | 0 | 0 | 0
PeakO | 0 | 0 | 0 | 0 | 0 | 0
ST | 0 | 0 | 0 | 0 | 0 | 0
STOG | 938 | 938 | 938 | 938 | 938 | 938
STWD | 0 | 0 | 0 | 0 | 0 | 0
WT | 0 | 0 | 0 | 0 | 0 | 0
IGCC | 0 | 0 | 0 | 0 | 0 | 0
DemandResponse | 0 | 0 | 0 | 0 | 0 | 0
IGCC-CCS | 0 | 0 | 0 | 0 | 0 | 0
WT_off | 0 | 0 | 0 | 0 | 0 | 0
PseudoUnit | 0 | 0 | 0 | 0 | 0 | 0
FixedInterchange | 0 | 0 | 0 | 0 | 0 | 0
Cumulative Retirements of Capacity by Reporting Type: HQ_IESO
ReportingType | 2015 | 2020 | 2025 | 2030 | 2035 | 2040
BM | 0 | 0 | 0 | 0 | 0 | 0
CC | 0 | 0 | 0 | 0 | 0 | 0
CSP | 0 | 0 | 0 | 0 | 0 | 0
CT | 0 | 0 | 0 | 0 | 0 | 0
Coal | 0 | 0 | 0 | 0 | 0 | 0
Geo | 0 | 0 | 0 | 0 | 0 | 0
H | 0 | 0 | 0 | 0 | 0 | 0
LFG | 0 | 0 | 0 | 0 | 0 | 0
Nuc | 0 | 0 | 0 | 0 | 0 | 0
PS | 0 | 0 | 0 | 0 | 0 | 0
PV | 0 | 0 | 0 | 0 | 0 | 0
PeakG | 0 | 0 | 0 | 0 | 0 | 0
PeakO | 0 | 0 | 0 | 0 | 0 | 0
ST | 0 | 0 | 0 | 0 | 0 | 0
STOG | 0 | 0 | 0 | 0 | 0 | 0
STWD | 0 | 0 | 0 | 0 | 0 | 0
WT | 0 | 0 | 0 | 0 | 0 | 0
IGCC | 0 | 0 | 0 | 0 | 0 | 0
DemandResponse | 0 | 0 | 0 | 0 | 0 | 0
IGCC-CCS | 0 | 0 | 0 | 0 | 0 | 0
WT_off | 0 | 0 | 0 | 0 | 0 | 0
PseudoUnit | 0 | 0 | 0 | 0 | 0 | 0
FixedInterchange | 0 | 0 | 0 | 0 | 0 | 0
Cumulative Retirements of Capacity by Reporting Type: HQ_NEISO
ReportingType | 2015 | 2020 | 2025 | 2030 | 2035 | 2040
BM | 0 | 0 | 0 | 0 | 0 | 0
CC | 0 | 0 | 0 | 0 | 0 | 0
CSP | 0 | 0 | 0 | 0 | 0 | 0
CT | 0 | 0 | 0 | 0 | 0 | 0
Coal | 0 | 0 | 0 | 0 | 0 | 0
Geo | 0 | 0 | 0 | 0 | 0 | 0
H | 0 | 0 | 0 | 0 | 0 | 0
LFG | 0 | 0 | 0 | 0 | 0 | 0
Nuc | 0 | 0 | 0 | 0 | 0 | 0
PS | 0 | 0 | 0 | 0 | 0 | 0
PV | 0 | 0 | 0 | 0 | 0 | 0
PeakG | 0 | 0 | 0 | 0 | 0 | 0
PeakO | 0 | 0 | 0 | 0 | 0 | 0
ST | 0 | 0 | 0 | 0 | 0 | 0
STOG | 0 | 0 | 0 | 0 | 0 | 0
STWD | 0 | 0 | 0 | 0 | 0 | 0
WT | 0 | 0 | 0 | 0 | 0 | 0
IGCC | 0 | 0 | 0 | 0 | 0 | 0
DemandResponse | 0 | 0 | 0 | 0 | 0 | 0
IGCC-CCS | 0 | 0 | 0 | 0 | 0 | 0
WT_off | 0 | 0 | 0 | 0 | 0 | 0
PseudoUnit | 0 | 0 | 0 | 0 | 0 | 0
FixedInterchange | 0 | 0 | 0 | 0 | 0 | 0
Cumulative Retirements of Capacity by Reporting Type: HQ_NY
ReportingType | 2015 | 2020 | 2025 | 2030 | 2035 | 2040
BM | 0 | 0 | 0 | 0 | 0 | 0
CC | 0 | 0 | 0 | 0 | 0 | 0
CSP | 0 | 0 | 0 | 0 | 0 | 0
CT | 0 | 0 | 0 | 0 | 0 | 0
Coal | 0 | 0 | 0 | 0 | 0 | 0
Geo | 0 | 0 | 0 | 0 | 0 | 0
H | 0 | 0 | 0 | 0 | 0 | 0
LFG | 0 | 0 | 0 | 0 | 0 | 0
Nuc | 0 | 0 | 0 | 0 | 0 | 0
PS | 0 | 0 | 0 | 0 | 0 | 0
PV | 0 | 0 | 0 | 0 | 0 | 0
PeakG | 0 | 0 | 0 | 0 | 0 | 0
PeakO | 0 | 0 | 0 | 0 | 0 | 0
ST | 0 | 0 | 0 | 0 | 0 | 0
STOG | 0 | 0 | 0 | 0 | 0 | 0
STWD | 0 | 0 | 0 | 0 | 0 | 0
WT | 0 | 0 | 0 | 0 | 0 | 0
IGCC | 0 | 0 | 0 | 0 | 0 | 0
DemandResponse | 0 | 0 | 0 | 0 | 0 | 0
IGCC-CCS | 0 | 0 | 0 | 0 | 0 | 0
WT_off | 0 | 0 | 0 | 0 | 0 | 0
PseudoUnit | 0 | 0 | 0 | 0 | 0 | 0
FixedInterchange | 0 | 0 | 0 | 0 | 0 | 0
Cumulative Retirements of Capacity by Reporting Type: MARITIMES
ReportingType | 2015 | 2020 | 2025 | 2030 | 2035 | 2040
BM | 0 | 0 | 0 | 0 | 0 | 0
CC | 0 | 0 | 0 | 0 | 0 | 0
CSP | 0 | 0 | 0 | 0 | 0 | 0
CT | 0 | 0 | 0 | 0 | 0 | 0
Coal | 0 | 0 | 0 | 0 | 0 | 0
Geo | 0 | 0 | 0 | 0 | 0 | 0
H | 0 | 0 | 0 | 0 | 0 | 0
LFG | 0 | 0 | 0 | 0 | 0 | 0
Nuc | 0 | 0 | 0 | 0 | 0 | 0
PS | 0 | 0 | 0 | 0 | 0 | 0
PV | 0 | 0 | 0 | 0 | 0 | 0
PeakG | 0 | 0 | 0 | 0 | 0 | 0
PeakO | 0 | 0 | 0 | 0 | 0 | 0
ST | 0 | 0 | 0 | 0 | 0 | 0
STOG | 0 | 0 | 0 | 0 | 0 | 0
STWD | 0 | 0 | 0 | 0 | 0 | 0
WT | 0 | 0 | 0 | 0 | 0 | 0
IGCC | 0 | 0 | 0 | 0 | 0 | 0
DemandResponse | 0 | 0 | 0 | 0 | 0 | 0
IGCC-CCS | 0 | 0 | 0 | 0 | 0 | 0
WT_off | 0 | 0 | 0 | 0 | 0 | 0
PseudoUnit | 0 | 0 | 0 | 0 | 0 | 0
FixedInterchange | 0 | 0 | 0 | 0 | 0 | 0
Cumulative Retirements of Capacity by Reporting Type: All
ReportingType | 2015 | 2020 | 2025 | 2030 | 2035 | 2040
BM | 0 | 0 | 0 | 0 | 0 | 192
CC | 8467.67 | 8467.67 | 8467.67 | 8467.67 | 8467.67 | 9817.17
CSP | 475 | 475 | 475 | 475 | 475 | 475
CT | 0 | 0 | 0 | 0 | 1506.57 | 1506.57
Coal | 70449.58 | 83848.27 | 84443.68 | 85311.07 | 85339.27 | 85687.47
Geo | 4.8 | 4.8 | 4.8 | 4.8 | 4.8 | 4.8
H | 0 | 0 | 0 | 0 | 0 | 0
LFG | 0 | 0 | 0 | 0 | 0 | 0
Nuc | 0 | 667.96 | 667.96 | 2285.63 | 30912.81 | 52333.23
PS | 0 | 0 | 0 | 0 | 0 | 0
PV | 0 | 0 | 0 | 0 | 1123.56 | 1123.56
PeakG | 4911.14 | 4911.14 | 4911.14 | 4911.14 | 4911.14 | 4911.14
PeakO | 3270.74 | 3270.74 | 3270.74 | 3270.74 | 3270.74 | 3270.74
ST | 0 | 0 | 0 | 0 | 0 | 0
STOG | 48738.24 | 48957.67 | 49479.12 | 49605.12 | 49605.12 | 49605.12
STWD | 1541.99 | 1541.99 | 1541.99 | 1541.99 | 1541.99 | 1541.99
WT | 126.2 | 126.2 | 126.2 | 126.2 | 2534.5 | 2534.5
IGCC | 0 | 0 | 0 | 0 | 0 | 0
DemandResponse | 0 | 0 | 0 | 0 | 0 | 0
IGCC-CCS | 0 | 0 | 0 | 0 | 0 | 0
WT_off | 0 | 0 | 0 | 0 | 468 | 468
PseudoUnit | 0 | 0 | 0 | 0 | 0 | 0
FixedInterchange | 0 | 0 | 0 | 0 | 0 | 0
Cumulative Retirements of Capacity by Reporting Type: EI_US
ReportingType | 2015 | 2020 | 2025 | 2030 | 2035 | 2040
BM | 0 | 0 | 0 | 0 | 0 | 192
CC | 2583 | 2583 | 2583 | 2583 | 2583 | 2583
CSP | 0 | 0 | 0 | 0 | 0 | 0
CT | 0 | 0 | 0 | 0 | 0 | 0
Coal | 60783.63 | 74011.82 | 74011.82 | 74011.82 | 74011.82 | 74011.82
Geo | 0 | 0 | 0 | 0 | 0 | 0
H | 0 | 0 | 0 | 0 | 0 | 0
LFG | 0 | 0 | 0 | 0 | 0 | 0
Nuc | 0 | 667.96 | 667.96 | 2285.63 | 29793.2 | 49539.64
PS | 0 | 0 | 0 | 0 | 0 | 0
PV | 0 | 0 | 0 | 0 | 32 | 32
PeakG | 478.5 | 478.5 | 478.5 | 478.5 | 478.5 | 478.5
PeakO | 2378.09 | 2378.09 | 2378.09 | 2378.09 | 2378.09 | 2378.09
ST | 0 | 0 | 0 | 0 | 0 | 0
STOG | 37313.15 | 37532.58 | 37569.71 | 37569.71 | 37569.71 | 37569.71
STWD | 668 | 668 | 668 | 668 | 668 | 668
WT | 0 | 0 | 0 | 0 | 0 | 0
IGCC | 0 | 0 | 0 | 0 | 0 | 0
DemandResponse | 0 | 0 | 0 | 0 | 0 | 0
IGCC-CCS | 0 | 0 | 0 | 0 | 0 | 0
WT_off | 0 | 0 | 0 | 0 | 468 | 468
PseudoUnit | 0 | 0 | 0 | 0 | 0 | 0
FixedInterchange | 0 | 0 | 0 | 0 | 0 | 0
Cumulative Retirements of Capacity by Reporting Type: EI_Canada
ReportingType | 2015 | 2020 | 2025 | 2030 | 2035 | 2040
BM | 0 | 0 | 0 | 0 | 0 | 0
CC | 3111.67 | 3111.67 | 3111.67 | 3111.67 | 3111.67 | 3111.67
CSP | 0 | 0 | 0 | 0 | 0 | 0
CT | 0 | 0 | 0 | 0 | 468.57 | 468.57
Coal | 7051.1 | 7051.1 | 7294.5 | 8161.9 | 8161.9 | 8161.9
Geo | 0 | 0 | 0 | 0 | 0 | 0
H | 0 | 0 | 0 | 0 | 0 | 0
LFG | 0 | 0 | 0 | 0 | 0 | 0
Nuc | 0 | 0 | 0 | 0 | 1119.61 | 2793.59
PS | 0 | 0 | 0 | 0 | 0 | 0
PV | 0 | 0 | 0 | 0 | 1067.26 | 1067.26
PeakG | 0 | 0 | 0 | 0 | 0 | 0
PeakO | 145.65 | 145.65 | 145.65 | 145.65 | 145.65 | 145.65
ST | 0 | 0 | 0 | 0 | 0 | 0
STOG | 2126 | 2126 | 2126 | 2252 | 2252 | 2252
STWD | 139 | 139 | 139 | 139 | 139 | 139
WT | 0 | 0 | 0 | 0 | 2408.3 | 2408.3
IGCC | 0 | 0 | 0 | 0 | 0 | 0
DemandResponse | 0 | 0 | 0 | 0 | 0 | 0
IGCC-CCS | 0 | 0 | 0 | 0 | 0 | 0
WT_off | 0 | 0 | 0 | 0 | 0 | 0
PseudoUnit | 0 | 0 | 0 | 0 | 0 | 0
FixedInterchange | 0 | 0 | 0 | 0 | 0 | 0
Cumulative Retirements of Capacity by Reporting Type: EI
ReportingType | 2015 | 2020 | 2025 | 2030 | 2035 | 2040
BM | 0 | 0 | 0 | 0 | 0 | 192
CC | 5694.67 | 5694.67 | 5694.67 | 5694.67 | 5694.67 | 5694.67
CSP | 0 | 0 | 0 | 0 | 0 | 0
CT | 0 | 0 | 0 | 0 | 468.57 | 468.57
Coal | 67834.73 | 81062.92 | 81306.33 | 82173.72 | 82173.72 | 82173.72
Geo | 0 | 0 | 0 | 0 | 0 | 0
H | 0 | 0 | 0 | 0 | 0 | 0
LFG | 0 | 0 | 0 | 0 | 0 | 0
Nuc | 0 | 667.96 | 667.96 | 2285.63 | 30912.81 | 52333.23
PS | 0 | 0 | 0 | 0 | 0 | 0
PV | 0 | 0 | 0 | 0 | 1099.26 | 1099.26
PeakG | 478.5 | 478.5 | 478.5 | 478.5 | 478.5 | 478.5
PeakO | 2523.74 | 2523.74 | 2523.74 | 2523.74 | 2523.74 | 2523.74
ST | 0 | 0 | 0 | 0 | 0 | 0
STOG | 39439.15 | 39658.58 | 39695.71 | 39821.71 | 39821.71 | 39821.71
STWD | 807 | 807 | 807 | 807 | 807 | 807
WT | 0 | 0 | 0 | 0 | 2408.3 | 2408.3
IGCC | 0 | 0 | 0 | 0 | 0 | 0
DemandResponse | 0 | 0 | 0 | 0 | 0 | 0
IGCC-CCS | 0 | 0 | 0 | 0 | 0 | 0
WT_off | 0 | 0 | 0 | 0 | 468 | 468
PseudoUnit | 0 | 0 | 0 | 0 | 0 | 0
FixedInterchange | 0 | 0 | 0 | 0 | 0 | 0
Cumulative Retirements of Capacity by Reporting Type: Outside_EI
ReportingType | 2015 | 2020 | 2025 | 2030 | 2035 | 2040
BM | 0 | 0 | 0 | 0 | 0 | 0
CC | 2773 | 2773 | 2773 | 2773 | 2773 | 4122.5
CSP | 475 | 475 | 475 | 475 | 475 | 475
CT | 0 | 0 | 0 | 0 | 1038 | 1038
Coal | 2614.85 | 2785.35 | 3137.35 | 3137.35 | 3165.55 | 3513.75
Geo | 4.8 | 4.8 | 4.8 | 4.8 | 4.8 | 4.8
H | 0 | 0 | 0 | 0 | 0 | 0
LFG | 0 | 0 | 0 | 0 | 0 | 0
Nuc | 0 | 0 | 0 | 0 | 0 | 0
PS | 0 | 0 | 0 | 0 | 0 | 0
PV | 0 | 0 | 0 | 0 | 24.3 | 24.3
PeakG | 4432.64 | 4432.64 | 4432.64 | 4432.64 | 4432.64 | 4432.64
PeakO | 747 | 747 | 747 | 747 | 747 | 747
ST | 0 | 0 | 0 | 0 | 0 | 0
STOG | 9299.09 | 9299.09 | 9783.41 | 9783.41 | 9783.41 | 9783.41
STWD | 734.99 | 734.99 | 734.99 | 734.99 | 734.99 | 734.99
WT | 126.2 | 126.2 | 126.2 | 126.2 | 126.2 | 126.2
IGCC | 0 | 0 | 0 | 0 | 0 | 0
DemandResponse | 0 | 0 | 0 | 0 | 0 | 0
IGCC-CCS | 0 | 0 | 0 | 0 | 0 | 0
WT_off | 0 | 0 | 0 | 0 | 0 | 0
PseudoUnit | 0 | 0 | 0 | 0 | 0 | 0
FixedInterchange | 0 | 0 | 0 | 0 | 0 | 0
#5 | Total Installed ACTIVE Capacity (MW)
Total Installed Capacity by Reporting Type: Entergy
ReportingType | 2015 | 2020 | 2025 | 2030 | 2035 | 2040
BM | 0 | 0 | 0 | 0 | 0 | 0
CC | 13905.14 | 15026.31 | 15026.31 | 15751.89 | 17084.23 | 17084.23
CSP | 0 | 0 | 0 | 0 | 0 | 0
CT | 0 | 0 | 0 | 0 | 0 | 0
Coal | 8136 | 8136 | 8136 | 8136 | 8136 | 11221.53
Geo | 0 | 0 | 0 | 0 | 0 | 0
H | 744 | 744 | 744 | 744 | 744 | 744
LFG | 8 | 8 | 115.4 | 115.4 | 115.4 | 115.4
Nuc | 5708.92 | 5708.92 | 5708.92 | 5708.92 | 4793.67 | 3709.93
PS | 59 | 59 | 59 | 59 | 59 | 59
PV | 0.29 | 64.61 | 99.72 | 102.83 | 105.44 | 109.97
PeakG | 2787 | 2787 | 2787 | 2787 | 2787 | 2787
PeakO | 174 | 174 | 174 | 174 | 174 | 174
ST | 0 | 0 | 0 | 0 | 0 | 0
STOG | 3291.42 | 3291.42 | 3254.29 | 3254.29 | 3254.29 | 3254.29
STWD | 206 | 206 | 206 | 206 | 206 | 206
WT | 107 | 107 | 107 | 107 | 107 | 107
IGCC | 0 | 0 | 0 | 0 | 0 | 0
DemandResponse | 301.55 | 1538.95 | 2854.33 | 2930.78 | 3009.27 | 3089.87
IGCC-CCS | 0 | 0 | 0 | 0 | 0 | 0
WT_off | 0 | 0 | 0 | 0 | 0 | 0
PseudoUnit | 0 | 0 | 0 | 0 | 0 | 0
FixedInterchange | 0 | 0 | 0 | 0 | 0 | 0
Total Installed Capacity by Reporting Type: FRCC
ReportingType | 2015 | 2020 | 2025 | 2030 | 2035 | 2040
BM | 0 | 0 | 0 | 0 | 0 | 0
CC | 23300.9 | 24093.25 | 24975.89 | 28314.09 | 34928.06 | 34928.06
CSP | 0 | 0 | 0 | 0 | 0 | 0
CT | 2480 | 2480 | 2480 | 2480 | 2480 | 2480
Coal | 8997.4 | 8128.4 | 8128.4 | 8128.4 | 8128.4 | 8128.4
Geo | 0 | 0 | 0 | 0 | 0 | 0
H | 55 | 55 | 55 | 55 | 55 | 55
LFG | 486 | 486 | 684 | 684 | 684 | 684
Nuc | 4241.47 | 7592.47 | 8709.47 | 8709.47 | 6953.61 | 6851.82
PS | 0 | 0 | 0 | 0 | 0 | 0
PV | 51 | 51 | 51 | 51 | 51 | 51
PeakG | 8431 | 8431 | 8431 | 8431 | 8431 | 8431
PeakO | 2283 | 2283 | 2283 | 2283 | 2283 | 2283
ST | 0 | 0 | 0 | 0 | 0 | 0
STOG | 4757.98 | 4538.55 | 4538.55 | 4538.55 | 4538.55 | 4538.55
STWD | 195 | 195 | 195 | 195 | 195 | 195
WT | 0 | 0 | 0 | 0 | 0 | 0
IGCC | 0 | 0 | 0 | 0 | 0 | 0
DemandResponse | 2734.45 | 3962.85 | 5527.63 | 5878.95 | 6252.59 | 6649.99
IGCC-CCS | 0 | 0 | 0 | 0 | 0 | 0
WT_off | 0 | 0 | 0 | 0 | 0 | 0
PseudoUnit | 0 | 0 | 0 | 0 | 0 | 0
FixedInterchange | 0 | 0 | 0 | 0 | 0 | 0
Total Installed Capacity by Reporting Type: MAPP_US
ReportingType | 2015 | 2020 | 2025 | 2030 | 2035 | 2040
BM | 0 | 0 | 0 | 0 | 0 | 0
CC | 289 | 289 | 289 | 289 | 289 | 289
CSP | 0 | 0 | 0 | 0 | 0 | 0
CT | 308.3 | 308.3 | 308.3 | 619.36 | 619.36 | 868.64
Coal | 2831 | 2608.35 | 2608.35 | 2608.35 | 2917.34 | 2917.34
Geo | 44 | 44 | 44 | 44 | 44 | 44
H | 2186 | 2186 | 2186 | 2186 | 2186 | 2186
LFG | 2 | 2 | 73.67 | 73.67 | 73.67 | 73.67
Nuc | 0.1 | 0.1 | 0.1 | 0.1 | 0.1 | 0.1
PS | 0 | 0 | 0 | 0 | 0 | 0
PV | 0 | 0 | 0 | 0 | 0 | 0
PeakG | 709 | 709 | 709 | 709 | 709 | 709
PeakO | 73.04 | 73.04 | 73.04 | 73.04 | 73.04 | 73.04
ST | 0 | 0 | 0 | 0 | 0 | 0
STOG | 0 | 0 | 0 | 0 | 0 | 0
STWD | 0 | 0 | 0 | 0 | 0 | 0
WT | 1689.3 | 2288.63 | 2370.31 | 2486.35 | 2601.85 | 2696.24
IGCC | 0 | 0 | 0 | 0 | 0 | 0
DemandResponse | 59 | 199.4 | 353.8 | 367.81 | 382.38 | 397.53
IGCC-CCS | 0 | 0 | 0 | 0 | 0 | 0
WT_off | 0 | 0 | 0 | 0 | 0 | 0
PseudoUnit | 0 | 0 | 0 | 0 | 0 | 0
FixedInterchange | 0 | 0 | 0 | 0 | 0 | 0
Total Installed Capacity by Reporting Type: MISO_IN
ReportingType | 2015 | 2020 | 2025 | 2030 | 2035 | 2040
BM | 0 | 0 | 0 | 0 | 0 | 0
CC | 1396 | 1396 | 1396 | 2074.94 | 5410.19 | 5410.19
CSP | 0 | 0 | 0 | 0 | 0 | 0
CT | 0 | 0 | 0 | 0 | 0 | 0
Coal | 13652.73 | 13652.73 | 13652.73 | 13652.73 | 13652.73 | 13652.73
Geo | 0 | 0 | 0 | 0 | 0 | 0
H | 75 | 75 | 75 | 75 | 75 | 75
LFG | 37 | 37 | 37 | 117.13 | 117.13 | 117.13
Nuc | 0.1 | 0.1 | 0.1 | 0.1 | 0.1 | 0.1
PS | 0 | 0 | 0 | 0 | 0 | 0
PV | 0 | 247.42 | 398.52 | 403.36 | 418.95 | 430.85
PeakG | 3053 | 3053 | 3053 | 3053 | 3053 | 3053
PeakO | 361 | 361 | 361 | 361 | 361 | 361
ST | 0 | 0 | 0 | 0 | 0 | 0
STOG | 279 | 279 | 279 | 279 | 279 | 279
STWD | 0 | 0 | 0 | 0 | 0 | 0
WT | 535 | 535 | 535 | 535 | 535 | 535
IGCC | 618 | 618 | 618 | 618 | 618 | 618
DemandResponse | 1068.55 | 1287.74 | 1545.09 | 1592.8 | 1641.97 | 1692.67
IGCC-CCS | 0 | 0 | 0 | 0 | 0 | 0
WT_off | 0 | 0 | 0 | 0 | 0 | 0
PseudoUnit | 0 | 0 | 0 | 0 | 0 | 0
FixedInterchange | 0 | 0 | 0 | 0 | 0 | 0
Total Installed Capacity by Reporting Type: MISO_MI
ReportingType | 2015 | 2020 | 2025 | 2030 | 2035 | 2040
BM | 0 | 0 | 0 | 0 | 0 | 0
CC | 4338 | 4338 | 4338 | 4338 | 4338 | 4338
CSP | 0 | 0 | 0 | 0 | 0 | 0
CT | 0 | 0 | 0 | 0 | 0 | 0
Coal | 8313.89 | 7126.89 | 7126.89 | 7126.89 | 7126.89 | 7126.89
Geo | 0 | 0 | 0 | 0 | 0 | 0
H | 141 | 141 | 141 | 141 | 141 | 141
LFG | 163 | 323.25 | 323.25 | 323.25 | 323.25 | 323.25
Nuc | 2053.34 | 2053.34 | 3573.34 | 3573.34 | 2727.66 | 2727.66
PS | 1872 | 1872 | 1872 | 1872 | 1872 | 1872
PV | 0 | 0 | 0 | 0 | 0 | 0
PeakG | 3562 | 3562 | 3562 | 3562 | 3562 | 3562
PeakO | 534 | 534 | 534 | 534 | 534 | 534
ST | 0 | 0 | 0 | 0 | 0 | 0
STOG | 2852 | 2852 | 2852 | 2852 | 2852 | 2852
STWD | 163 | 163 | 163 | 163 | 163 | 163
WT | 2161 | 2161 | 2761 | 2761 | 2935.61 | 3118.02
IGCC | 0 | 0 | 0 | 0 | 0 | 0
DemandResponse | 1838.88 | 2351.35 | 3000.3 | 3120.7 | 3245.93 | 3376.18
IGCC-CCS | 0 | 0 | 0 | 0 | 0 | 0
WT_off | 0 | 0 | 0 | 0 | 0 | 0
PseudoUnit | 0 | 0 | 0 | 0 | 0 | 0
FixedInterchange | 0 | 0 | 0 | 0 | 0 | 0
Total Installed Capacity by Reporting Type: MISO_MO-IL
ReportingType | 2015 | 2020 | 2025 | 2030 | 2035 | 2040
BM | 0 | 0 | 0 | 0 | 0 | 0
CC | 1058 | 1058 | 1058 | 1058 | 1058 | 1058
CSP | 0 | 0 | 0 | 0 | 0 | 0
CT | 0 | 0 | 0 | 0 | 0 | 0
Coal | 14729 | 14032 | 14032 | 14032 | 14032 | 14032
Geo | 0 | 0 | 0 | 0 | 0 | 0
H | 352 | 352 | 352 | 352 | 352 | 352
LFG | 18 | 18 | 241.33 | 241.33 | 241.33 | 241.33
Nuc | 2427.27 | 2427.27 | 2427.27 | 2427.27 | 2427.27 | 2427.27
PS | 440 | 440 | 440 | 440 | 440 | 440
PV | 0 | 0 | 0 | 0 | 0 | 0
PeakG | 4595 | 4595 | 4595 | 4595 | 4595 | 4595
PeakO | 766 | 766 | 766 | 766 | 766 | 766
ST | 0 | 0 | 0 | 0 | 0 | 0
STOG | 592 | 592 | 592 | 592 | 592 | 592
STWD | 0 | 0 | 0 | 0 | 0 | 0
WT | 678 | 678 | 678 | 678 | 678 | 678
IGCC | 0 | 0 | 0 | 0 | 0 | 0
DemandResponse | 301.14 | 1139.8 | 2067.65 | 2153.82 | 2243.59 | 2337.1
IGCC-CCS | 0 | 0 | 0 | 0 | 0 | 0
WT_off | 0 | 0 | 0 | 0 | 0 | 0
PseudoUnit | 0 | 0 | 0 | 0 | 0 | 0
FixedInterchange | 0 | 0 | 0 | 0 | 0 | 0
Total Installed Capacity by Reporting Type: MISO_W
ReportingType | 2015 | 2020 | 2025 | 2030 | 2035 | 2040
BM | 0 | 0 | 0 | 0 | 0 | 0
CC | 3025 | 3025 | 3025 | 3025 | 3025 | 3025
CSP | 0 | 0 | 0 | 0 | 0 | 0
CT | 0 | 0 | 0 | 0 | 0 | 0
Coal | 11354.73 | 11354.73 | 11354.73 | 11354.73 | 14662.65 | 19447.21
Geo | 0 | 0 | 0 | 0 | 0 | 0
H | 497 | 497 | 497 | 497 | 497 | 497
LFG | 205 | 205 | 276.67 | 276.67 | 276.67 | 276.67
Nuc | 2464.22 | 2464.22 | 2464.22 | 2464.22 | 0.1 | 0.1
PS | 0 | 0 | 0 | 0 | 0 | 0
PV | 0 | 0 | 0 | 0 | 0 | 0
PeakG | 4522 | 4522 | 4522 | 4522 | 4522 | 4522
PeakO | 2154 | 2154 | 2154 | 2154 | 2154 | 2154
ST | 0 | 0 | 0 | 0 | 0 | 0
STOG | 172 | 172 | 172 | 172 | 172 | 172
STWD | 313 | 313 | 313 | 313 | 313 | 313
WT | 8358.5 | 10424.61 | 13496.82 | 14230.63 | 14876.58 | 15387.31
IGCC | 0 | 0 | 0 | 0 | 0 | 0
DemandResponse | 2622.87 | 2885.77 | 3318.4 | 3449.86 | 3586.51 | 3728.59
IGCC-CCS | 0 | 0 | 0 | 0 | 0 | 0
WT_off | 0 | 0 | 0 | 0 | 0 | 0
PseudoUnit | 0 | 0 | 0 | 0 | 0 | 0
FixedInterchange | 0 | 0 | 0 | 0 | 0 | 0
Total Installed Capacity by Reporting Type: MISO_WUMS
ReportingType | 2015 | 2020 | 2025 | 2030 | 2035 | 2040
BM | 0 | 0 | 0 | 0 | 0 | 0
CC | 2724 | 3777.22 | 4221.04 | 4472.72 | 6150.16 | 6150.16
CSP | 0 | 0 | 0 | 0 | 0 | 0
CT | 0 | 2105.07 | 2105.07 | 6486.67 | 7876.06 | 7876.06
Coal | 5749.1 | 5749.1 | 5749.1 | 5749.1 | 5749.1 | 5749.1
Geo | 0 | 0 | 0 | 0 | 0 | 0
H | 336 | 337 | 337 | 337 | 337 | 337
LFG | 71 | 78.55 | 294.33 | 294.33 | 294.33 | 294.33
Nuc | 1817 | 1817 | 1817 | 1817 | 0.1 | 0.1
PS | 0 | 0 | 0 | 0 | 0 | 0
PV | 0 | 0 | 0 | 0 | 0 | 0
PeakG | 3230 | 3230 | 3230 | 3230 | 3230 | 3230
PeakO | 490 | 490 | 490 | 490 | 490 | 490
ST | 0 | 0 | 0 | 0 | 0 | 0
STOG | 300.5 | 300.5 | 300.5 | 300.5 | 300.5 | 300.5
STWD | 105 | 105 | 105 | 105 | 105 | 105
WT | 1528.9 | 1528.9 | 1528.9 | 1528.9 | 1528.9 | 1528.9
IGCC | 0 | 0 | 0 | 0 | 0 | 0
DemandResponse | 193.34 | 453.12 | 737.75 | 762.42 | 787.92 | 814.26
IGCC-CCS | 0 | 0 | 0 | 0 | 0 | 0
WT_off | 0 | 0 | 0 | 0 | 0 | 0
PseudoUnit | 0 | 0 | 0 | 0 | 0 | 0
FixedInterchange | 0 | 0 | 0 | 0 | 0 | 0
Total Installed Capacity by Reporting Type: Nebraska
ReportingType | 2015 | 2020 | 2025 | 2030 | 2035 | 2040
BM | 0 | 0 | 0 | 0 | 0 | 0
CC | 358 | 358 | 358 | 358 | 358 | 358
CSP | 0 | 0 | 0 | 0 | 0 | 0
CT | 0 | 0 | 0 | 0 | 0 | 0
Coal | 4110.1 | 4110.1 | 4110.1 | 4854.51 | 5502.98 | 6942.77
Geo | 0 | 0 | 0 | 0 | 0 | 0
H | 167 | 167 | 167 | 167 | 167 | 167
LFG | 6 | 6 | 77.67 | 77.67 | 77.67 | 77.67
Nuc | 1360.91 | 1360.91 | 1360.91 | 1360.91 | 0.2 | 0.2
PS | 0 | 0 | 0 | 0 | 0 | 0
PV | 0 | 0 | 0 | 0 | 0 | 0
PeakG | 1305 | 1305 | 1305 | 1305 | 1305 | 1305
PeakO | 326 | 326 | 326 | 326 | 326 | 326
ST | 0 | 0 | 0 | 0 | 0 | 0
STOG | 0 | 0 | 0 | 0 | 0 | 0
STWD | 0 | 0 | 0 | 0 | 0 | 0
WT | 344 | 344 | 344 | 344 | 344 | 344
IGCC | 0 | 0 | 0 | 0 | 0 | 0
DemandResponse | 624.42 | 756.13 | 918.4 | 954.78 | 992.6 | 1031.92
IGCC-CCS | 0 | 0 | 0 | 0 | 0 | 0
WT_off | 0 | 0 | 0 | 0 | 0 | 0
PseudoUnit | 0 | 0 | 0 | 0 | 0 | 0
FixedInterchange | 0 | 0 | 0 | 0 | 0 | 0
Total Installed Capacity by Reporting Type: NEISO
ReportingType | 2015 | 2020 | 2025 | 2030 | 2035 | 2040
BM | 252.2 | 252.2 | 252.2 | 252.2 | 252.2 | 252.2
CC | 10929.5 | 10929.5 | 10929.5 | 10929.5 | 10929.5 | 10929.5
CSP | 0 | 0 | 0 | 0 | 0 | 0
CT | 334 | 334 | 334 | 334 | 1270.1 | 2387.51
Coal | 320 | 0 | 0 | 0 | 0 | 0
Geo | 0 | 0 | 0 | 0 | 0 | 0
H | 3257.7 | 3257.7 | 3257.7 | 3257.7 | 3260.7 | 3260.7
LFG | 581.26 | 651 | 651 | 651 | 651 | 651
Nuc | 5049.07 | 5049.07 | 5049.07 | 5049.07 | 3647.94 | 2694.72
PS | 1674 | 1674 | 1674 | 1674 | 1674 | 1674
PV | 2 | 315.75 | 315.75 | 317 | 317 | 317
PeakG | 1200 | 1200 | 1200 | 1200 | 1200 | 1200
PeakO | 508.57 | 508.57 | 508.57 | 508.57 | 508.57 | 508.57
ST | 0 | 0 | 0 | 0 | 0 | 0
STOG | 0 | 0 | 0 | 0 | 0 | 0
STWD | 610 | 610 | 610 | 610 | 610 | 610
WT | 434.2 | 3120.23 | 5129.77 | 5483 | 5483 | 5483
IGCC | 0 | 0 | 0 | 0 | 0 | 0
DemandResponse | 3092.4 | 3627.72 | 4230.66 | 4257.78 | 4282.5 | 4307.35
IGCC-CCS | 0 | 0 | 0 | 0 | 0 | 0
WT_off | 468 | 468 | 468 | 468 | 0 | 0
PseudoUnit | 0 | 0 | 0 | 0 | 0 | 0
FixedInterchange | 0 | 0 | 0 | 0 | 0 | 0
Total Installed Capacity by Reporting Type: NonRTO_Midwest
ReportingType | 2015 | 2020 | 2025 | 2030 | 2035 | 2040
BM | 0 | 0 | 0 | 0 | 0 | 0
CC | 0 | 33.08 | 33.08 | 800.75 | 1130.07 | 1476.57
CSP | 0 | 0 | 0 | 0 | 0 | 0
CT | 0 | 137.38 | 137.38 | 262.37 | 290.46 | 409.01
Coal | 9520.21 | 9520.21 | 9520.21 | 9520.21 | 9520.21 | 9520.21
Geo | 0 | 0 | 0 | 0 | 0 | 0
H | 143 | 143 | 143 | 143 | 143 | 143
LFG | 14 | 14 | 94.66 | 174.25 | 174.25 | 174.25
Nuc | 0.1 | 0.1 | 0.1 | 0.1 | 0.1 | 0.1
PS | 0 | 0 | 0 | 0 | 0 | 0
PV | 0 | 0 | 0 | 0 | 0 | 0
PeakG | 3353 | 3353 | 3353 | 3353 | 3353 | 3353
PeakO | 12 | 12 | 12 | 12 | 12 | 12
ST | 0 | 0 | 0 | 0 | 0 | 0
STOG | 0 | 0 | 0 | 0 | 0 | 0
STWD | 0 | 0 | 0 | 0 | 0 | 0
WT | 66 | 66 | 66 | 66 | 66 | 66
IGCC | 0 | 0 | 0 | 0 | 0 | 0
DemandResponse | 193.98 | 453.37 | 727.88 | 745.89 | 764.35 | 783.26
IGCC-CCS | 0 | 0 | 0 | 0 | 0 | 0
WT_off | 0 | 0 | 0 | 0 | 0 | 0
PseudoUnit | 0 | 0 | 0 | 0 | 0 | 0
FixedInterchange | 0 | 0 | 0 | 0 | 0 | 0
Total Installed Capacity by Reporting Type: NYISO_A-F
ReportingType | 2015 | 2020 | 2025 | 2030 | 2035 | 2040
BM | 0 | 0 | 0 | 0 | 0 | 0
CC | 4233 | 4233 | 4233 | 4233 | 4233 | 4233
CSP | 0 | 0 | 0 | 0 | 0 | 0
CT | 0 | 0 | 0 | 0 | 0 | 0
Coal | 0 | 0 | 0 | 0 | 0 | 0
Geo | 0 | 0 | 0 | 0 | 0 | 0
H | 4395 | 4395 | 4395 | 4395 | 4395 | 4395
LFG | 172.4 | 172.4 | 186.61 | 240.33 | 240.33 | 240.33
Nuc | 3475.1 | 3475.1 | 3475.1 | 2799.86 | 2168.86 | 1242.51
PS | 1412 | 1412 | 1412 | 1412 | 1412 | 1412
PV | 0 | 0 | 0 | 0 | 0 | 0
PeakG | 221 | 221 | 221 | 221 | 221 | 221
PeakO | 39 | 39 | 39 | 39 | 39 | 39
ST | 0 | 0 | 0 | 0 | 0 | 0
STOG | 0 | 0 | 0 | 0 | 0 | 0
STWD | 86 | 86 | 86 | 86 | 86 | 86
WT | 3759.3 | 4469.1 | 4469.1 | 5035.07 | 5524.35 | 5524.35
IGCC | 0 | 0 | 0 | 0 | 0 | 0
DemandResponse | 907.2 | 1018.15 | 1143.28 | 1172.73 | 1202.95 | 1233.94
IGCC-CCS | 0 | 0 | 0 | 0 | 0 | 0
WT_off | 0 | 0 | 0 | 0 | 0 | 0
PseudoUnit | 0 | 0 | 0 | 0 | 0 | 0
FixedInterchange | 0 | 0 | 0 | 0 | 0 | 0
Total Installed Capacity by Reporting Type: NYISO_G-I
ReportingType | 2015 | 2020 | 2025 | 2030 | 2035 | 2040
BM | 0 | 0 | 0 | 0 | 0 | 0
CC | 1157 | 1157 | 1157 | 2043 | 5112.42 | 8248.17
CSP | 0 | 0 | 0 | 0 | 0 | 0
CT | 0 | 0 | 0 | 0 | 0 | 0
Coal | 0 | 0 | 0 | 0 | 0 | 0
Geo | 0 | 0 | 0 | 0 | 0 | 0
H | 32 | 32 | 32 | 32 | 32 | 32
LFG | 64 | 64 | 138.33 | 138.33 | 138.33 | 138.33
Nuc | 2222.88 | 2222.88 | 2222.88 | 2222.88 | 1114.58 | 0.4
PS | 0 | 0 | 0 | 0 | 0 | 0
PV | 0 | 0 | 0 | 0 | 0 | 0
PeakG | 65 | 65 | 65 | 65 | 65 | 65
PeakO | 87 | 87 | 87 | 87 | 87 | 87
ST | 0 | 0 | 0 | 0 | 0 | 0
STOG | 0 | 0 | 0 | 0 | 0 | 0
STWD | 0 | 0 | 0 | 0 | 0 | 0
WT | 0 | 60 | 60 | 60 | 60 | 60
IGCC | 0 | 0 | 0 | 0 | 0 | 0
DemandResponse | 339.56 | 380.32 | 434.34 | 453.11 | 472.7 | 493.13
IGCC-CCS | 0 | 0 | 0 | 0 | 0 | 0
WT_off | 0 | 0 | 0 | 0 | 0 | 0
PseudoUnit | 0 | 0 | 0 | 0 | 0 | 0
FixedInterchange | 0 | 0 | 0 | 0 | 0 | 0
Total Installed Capacity by Reporting Type: NYISO_J-K
ReportingType | 2015 | 2020 | 2025 | 2030 | 2035 | 2040
BM | 0 | 0 | 0 | 0 | 0 | 0
CC | 4833.4 | 4833.4 | 4833.4 | 4833.4 | 4833.4 | 4833.4
CSP | 0 | 0 | 0 | 0 | 0 | 0
CT | 0 | 0 | 885.91 | 1849.96 | 1860.43 | 2262.35
Coal | 0 | 0 | 0 | 0 | 0 | 0
Geo | 0 | 0 | 0 | 0 | 0 | 0
H | 0 | 0 | 0 | 0 | 0 | 0
LFG | 124 | 124 | 124 | 198.33 | 198.33 | 198.33
Nuc | 0.1 | 0.1 | 0.1 | 0.1 | 0.1 | 0.1
PS | 0 | 0 | 0 | 0 | 0 | 0
PV | 32 | 32 | 32 | 32 | 0 | 0
PeakG | 2778 | 2778 | 2778 | 2778 | 2778 | 2778
PeakO | 2169 | 2169 | 2169 | 2169 | 2169 | 2169
ST | 0 | 0 | 0 | 0 | 0 | 0
STOG | 5605.29 | 5605.29 | 5605.29 | 5605.29 | 5605.29 | 5605.29
STWD | 0 | 0 | 0 | 0 | 0 | 0
WT | 0 | 0 | 0 | 0 | 0 | 0
IGCC | 0 | 0 | 0 | 0 | 0 | 0
DemandResponse | 1319.07 | 1502.66 | 1718.62 | 1795.58 | 1875.99 | 1960
IGCC-CCS | 0 | 0 | 0 | 0 | 0 | 0
WT_off | 0 | 0 | 0 | 0 | 0 | 0
PseudoUnit | 0 | 0 | 0 | 0 | 0 | 0
FixedInterchange | 0 | 0 | 0 | 0 | 0 | 0
Total Installed Capacity by Reporting Type: PJM_E
ReportingType | 2015 | 2020 | 2025 | 2030 | 2035 | 2040
BM | 30 | 30 | 30 | 30 | 30 | 30
CC | 12283.3 | 12283.3 | 12283.3 | 12283.3 | 12283.3 | 12283.3
CSP | 0 | 0 | 0 | 0 | 0 | 0
CT | 26.2 | 26.2 | 26.2 | 26.2 | 324.82 | 1359
Coal | 595 | 27 | 27 | 27 | 27 | 27
Geo | 0 | 0 | 0 | 0 | 0 | 0
H | 269.99 | 269.99 | 269.99 | 269.99 | 269.99 | 269.99
LFG | 471.1 | 604 | 604 | 604 | 604 | 604
Nuc | 9209.02 | 8541.06 | 8541.06 | 8541.06 | 6123.57 | 4847.43
PS | 400 | 400 | 400 | 400 | 400 | 400
PV | 47.45 | 47.45 | 47.45 | 47.45 | 47.45 | 47.45
PeakG | 3877.5 | 3877.5 | 3877.5 | 3877.5 | 3877.5 | 3877.5
PeakO | 2749.3 | 2749.3 | 2749.3 | 2749.3 | 2749.3 | 2749.3
ST | 0 | 0 | 0 | 0 | 0 | 0
STOG | 2615.5 | 2615.5 | 2615.5 | 2615.5 | 2615.5 | 2615.5
STWD | 0 | 0 | 0 | 0 | 0 | 0
WT | 1160 | 1160 | 1160 | 1160 | 1160 | 1160
IGCC | 0 | 0 | 0 | 0 | 0 | 0
DemandResponse | 1256.73 | 1718.17 | 2388.62 | 2469.72 | 2553.57 | 2640.27
IGCC-CCS | 0 | 0 | 0 | 0 | 0 | 0
WT_off | 0 | 0 | 1100 | 1100 | 1100 | 1100
PseudoUnit | 0 | 0 | 0 | 0 | 0 | 0
FixedInterchange | 0 | 0 | 0 | 0 | 0 | 0
Total Installed Capacity by Reporting Type: PJM_ROM
ReportingType | 2015 | 2020 | 2025 | 2030 | 2035 | 2040
BM | 18 | 18 | 18 | 18 | 18 | 18
CC | 5664.5 | 5664.5 | 5664.5 | 5664.5 | 9062.11 | 20157.23
CSP | 0 | 0 | 0 | 0 | 0 | 0
CT | 16 | 16 | 16 | 16 | 16 | 16
Coal | 7983.62 | 7983.62 | 7983.62 | 7983.62 | 7983.62 | 7983.62
Geo | 0 | 0 | 0 | 0 | 0 | 0
H | 1392 | 1392 | 1392 | 1392 | 1392 | 2070
LFG | 356.9 | 622 | 622 | 622 | 622 | 622
Nuc | 5474.09 | 8674.09 | 8674.09 | 8674.09 | 6791.4 | 5814.19
PS | 1513 | 1513 | 1513 | 1513 | 1513 | 1513
PV | 4 | 1457.21 | 2359.87 | 2574.86 | 2671.64 | 2762.57
PeakG | 1719 | 1719 | 1719 | 1719 | 1719 | 1719
PeakO | 1566 | 1566 | 1566 | 1566 | 1566 | 1566
ST | 0 | 0 | 0 | 0 | 0 | 0
STOG | 1081.51 | 1081.51 | 1081.51 | 1081.51 | 1081.51 | 1081.51
STWD | 70 | 70 | 70 | 70 | 70 | 70
WT | 1210.8 | 1210.8 | 1961 | 6523.86 | 7771 | 7771
IGCC | 0 | 0 | 0 | 0 | 0 | 0
DemandResponse | 2307.31 | 2787.75 | 3373.93 | 3488.48 | 3606.92 | 3729.38
IGCC-CCS | 0 | 0 | 0 | 0 | 0 | 0
WT_off | 0 | 0 | 0 | 0 | 0 | 0
PseudoUnit | 0 | 0 | 0 | 0 | 0 | 0
FixedInterchange | 0 | 0 | 0 | 0 | 0 | 0
Total Installed Capacity by Reporting Type: PJM_ROR
ReportingType | 2015 | 2020 | 2025 | 2030 | 2035 | 2040
BM | 385 | 385 | 385 | 385 | 385 | 193
CC | 13618 | 13738 | 13738 | 14804.38 | 26320.21 | 26320.21
CSP | 0 | 0 | 0 | 0 | 0 | 0
CT | 29 | 29 | 29 | 29 | 29 | 29
Coal | 47458.97 | 40861.53 | 40861.53 | 40861.53 | 40861.53 | 40861.53
Geo | 0 | 0 | 0 | 0 | 0 | 0
H | 1837.4 | 1837.4 | 2340.4 | 2340.4 | 2340.4 | 2340.4
LFG | 539.4 | 539.4 | 1053.11 | 1053.11 | 1053.11 | 1053.11
Nuc | 21740.03 | 23240.03 | 23240.03 | 22297.6 | 17650.67 | 12342.68
PS | 3081 | 3081 | 3081 | 3081 | 3081 | 3081
PV | 24 | 24 | 24 | 24 | 24 | 24
PeakG | 19311 | 19311 | 19311 | 19311 | 19311 | 19311
PeakO | 1742 | 1742 | 1742 | 1742 | 1742 | 1742
ST | 0 | 0 | 0 | 0 | 0 | 0
STOG | 2087 | 2087 | 2087 | 2087 | 2087 | 2087
STWD | 194 | 194 | 194 | 194 | 194 | 194
WT | 10922.7 | 10922.7 | 10922.7 | 11114.4 | 11114.4 | 12132.96
IGCC | 0 | 0 | 0 | 0 | 0 | 0
DemandResponse | 3324.65 | 6282.21 | 9765.55 | 10067.05 | 10377.87 | 10698.28
IGCC-CCS | 0 | 0 | 0 | 0 | 0 | 0
WT_off | 0 | 0 | 0 | 0 | 0 | 0
PseudoUnit | 0 | 0 | 0 | 0 | 0 | 0
FixedInterchange | 0 | 0 | 0 | 0 | 0 | 0
Total Installed Capacity by Reporting Type: SOCO
ReportingType | 2015 | 2020 | 2025 | 2030 | 2035 | 2040
BM | 55 | 55 | 55 | 55 | 55 | 55
CC | 19838.9 | 20025.9 | 20025.9 | 23355.45 | 23355.45 | 23355.45
CSP | 0 | 0 | 0 | 0 | 0 | 0
CT | 0 | 0 | 0 | 0 | 0 | 0
Coal | 16837.39 | 16588.39 | 16588.39 | 16588.39 | 18685.53 | 25007.27
Geo | 0 | 0 | 0 | 0 | 0 | 0
H | 4194 | 4194 | 4194 | 4194 | 4194 | 4194
LFG | 37 | 37 | 144.4 | 144.4 | 144.4 | 144.4
Nuc | 6273.08 | 8473.08 | 8473.08 | 8473.08 | 8473.08 | 5597.91
PS | 1675 | 1675 | 1675 | 1675 | 1675 | 1675
PV | 0 | 0 | 0 | 0 | 0 | 0
PeakG | 10713 | 10713 | 10713 | 10713 | 10713 | 10713
PeakO | 0 | 0 | 0 | 0 | 0 | 0
ST | 0 | 0 | 0 | 0 | 0 | 0
STOG | 0 | 0 | 0 | 0 | 0 | 0
STWD | 0 | 0 | 0 | 0 | 0 | 0
WT | 0 | 0 | 0 | 0 | 0 | 0
IGCC | 0 | 0 | 0 | 0 | 0 | 0
DemandResponse | 2570.49 | 4773.97 | 7215.46 | 7512.46 | 7821.68 | 8143.63
IGCC-CCS | 0 | 0 | 0 | 0 | 0 | 0
WT_off | 0 | 0 | 0 | 0 | 0 | 0
PseudoUnit | 0 | 0 | 0 | 0 | 0 | 0
FixedInterchange | 0 | 0 | 0 | 0 | 0 | 0
Total Installed Capacity by Reporting Type: SPP_N
ReportingType | 2015 | 2020 | 2025 | 2030 | 2035 | 2040
BM | 0 | 0 | 0 | 0 | 0 | 0
CC | 1386 | 2523.89 | 2523.89 | 2523.89 | 2523.89 | 2523.89
CSP | 0 | 0 | 0 | 0 | 0 | 0
CT | 0 | 0 | 0 | 0 | 0 | 0
Coal | 8347.54 | 8347.54 | 8347.54 | 8347.54 | 8347.54 | 9612.84
Geo | 0 | 0 | 0 | 0 | 0 | 0
H | 21 | 21 | 21 | 21 | 21 | 21
LFG | 7 | 7 | 102 | 102 | 102 | 102
Nuc | 1260.92 | 1260.92 | 1260.92 | 1260.92 | 1260.92 | 1260.92
PS | 0 | 0 | 0 | 0 | 0 | 0
PV | 0 | 0 | 0 | 0 | 0 | 0
PeakG | 4397 | 4397 | 4397 | 4397 | 4397 | 4397
PeakO | 1199 | 1199 | 1199 | 1199 | 1199 | 1199
ST | 0 | 0 | 0 | 0 | 0 | 0
STOG | 1662 | 1662 | 1662 | 1662 | 1662 | 1662
STWD | 0 | 0 | 0 | 0 | 0 | 0
WT | 1227 | 1227 | 1227 | 1227 | 3009.07 | 3009.07
IGCC | 0 | 0 | 0 | 0 | 0 | 0
DemandResponse | 446.68 | 920.58 | 1432.75 | 1499.14 | 1568.6 | 1641.28
IGCC-CCS | 0 | 0 | 0 | 0 | 0 | 0
WT_off | 0 | 0 | 0 | 0 | 0 | 0
PseudoUnit | 0 | 0 | 0 | 0 | 0 | 0
FixedInterchange | 0 | 0 | 0 | 0 | 0 | 0
Total Installed Capacity by Reporting Type: SPP_S
ReportingType | 2015 | 2020 | 2025 | 2030 | 2035 | 2040
BM | 0 | 0 | 0 | 0 | 0 | 0
CC | 10917 | 11187.6 | 11187.6 | 12688.79 | 12688.79 | 12688.79
CSP | 0 | 0 | 0 | 0 | 0 | 0
CT | 412.99 | 712.99 | 712.99 | 712.99 | 712.99 | 712.99
Coal | 13069.93 | 13069.93 | 13069.93 | 13069.93 | 13069.93 | 13069.93
Geo | 0 | 0 | 0 | 0 | 0 | 0
H | 2108 | 2108 | 2108 | 2108 | 2108 | 2108
LFG | 19 | 19 | 32.27 | 114 | 114 | 114
Nuc | 0.1 | 0.1 | 0.1 | 0.1 | 0.1 | 0.1
PS | 446 | 446 | 446 | 446 | 446 | 446
PV | 0 | 0 | 0 | 0 | 0 | 0
PeakG | 3443 | 3443 | 3443 | 3443 | 3443 | 3443
PeakO | 122 | 122 | 122 | 122 | 122 | 122
ST | 0 | 0 | 0 | 0 | 0 | 0
STOG | 6474.65 | 6474.65 | 6474.65 | 6474.65 | 6474.65 | 6474.65
STWD | 84 | 84 | 84 | 84 | 84 | 84
WT | 2727 | 5338.83 | 5555.51 | 7128.99 | 20667.96 | 21632.41
IGCC | 0 | 0 | 0 | 0 | 0 | 0
DemandResponse | 61.11 | 1754.28 | 3560.21 | 3675.61 | 3794.74 | 3917.74
IGCC-CCS | 0 | 0 | 0 | 0 | 0 | 0
WT_off | 0 | 0 | 0 | 0 | 0 | 0
PseudoUnit | 0 | 0 | 0 | 0 | 0 | 0
FixedInterchange | 0 | 0 | 0 | 0 | 0 | 0
Total Installed Capacity by Reporting Type: TVA
ReportingType | 2015 | 2020 | 2025 | 2030 | 2035 | 2040
BM | 0 | 0 | 0 | 0 | 0 | 0
CC | 5881 | 5881 | 5881 | 7165.47 | 7165.47 | 7165.47
CSP | 0 | 0 | 0 | 0 | 0 | 0
CT | 0 | 1252.4 | 1252.4 | 2296.71 | 2296.71 | 2296.71
Coal | 11357.77 | 11017.59 | 11017.59 | 11017.59 | 13340.1 | 16105.96
Geo | 0 | 0 | 0 | 0 | 0 | 0
H | 5111 | 5111 | 5111 | 5111 | 5111 | 5111
LFG | 13 | 13 | 120.4 | 120.4 | 120.4 | 120.4
Nuc | 8483.53 | 10717.53 | 10717.53 | 10717.53 | 7986.62 | 6596.71
PS | 1743 | 1743 | 1743 | 1743 | 1743 | 1743
PV | 0 | 0 | 0 | 0 | 0 | 0
PeakG | 5865 | 5865 | 5865 | 5865 | 5865 | 5865
PeakO | 83 | 83 | 83 | 83 | 83 | 83
ST | 0 | 0 | 0 | 0 | 0 | 0
STOG | 0 | 0 | 0 | 0 | 0 | 0
STWD | 5 | 5 | 5 | 5 | 5 | 5
WT | 29 | 29 | 29 | 29 | 29 | 29
IGCC | 0 | 0 | 0 | 0 | 0 | 0
DemandResponse | 1805 | 2555.95 | 3357.9 | 3440.97 | 3526.11 | 3613.35
IGCC-CCS | 0 | 0 | 0 | 0 | 0 | 0
WT_off | 0 | 0 | 0 | 0 | 0 | 0
PseudoUnit | 0 | 0 | 0 | 0 | 0 | 0
FixedInterchange | 0 | 0 | 0 | 0 | 0 | 0
Total Installed Capacity by Reporting Type: TVA_Transmission
ReportingType | 2015 | 2020 | 2025 | 2030 | 2035 | 2040
BM | 0 | 0 | 0 | 0 | 0 | 0
CC | 0 | 0 | 0 | 0 | 0 | 0
CSP | 0 | 0 | 0 | 0 | 0 | 0
CT | 0 | 0 | 0 | 0 | 0 | 0
Coal | 0 | 0 | 0 | 0 | 0 | 0
Geo | 0 | 0 | 0 | 0 | 0 | 0
H | 0 | 0 | 0 | 0 | 0 | 0
LFG | 0 | 0 | 0 | 0 | 0 | 0
Nuc | 0 | 0 | 0 | 0 | 0 | 0
PS | 0 | 0 | 0 | 0 | 0 | 0
PV | 0 | 0 | 0 | 0 | 0 | 0
PeakG | 0 | 0 | 0 | 0 | 0 | 0
PeakO | 0 | 0 | 0 | 0 | 0 | 0
ST | 0 | 0 | 0 | 0 | 0 | 0
STOG | 0 | 0 | 0 | 0 | 0 | 0
STWD | 0 | 0 | 0 | 0 | 0 | 0
WT | 0 | 0 | 0 | 0 | 0 | 0
IGCC | 0 | 0 | 0 | 0 | 0 | 0
DemandResponse | 0 | 0 | 0 | 0 | 0 | 0
IGCC-CCS | 0 | 0 | 0 | 0 | 0 | 0
WT_off | 0 | 0 | 0 | 0 | 0 | 0
PseudoUnit | 0 | 0 | 0 | 0 | 0 | 0
FixedInterchange | 0 | 0 | 0 | 0 | 0 | 0
Total Installed Capacity by Reporting Type: VACAR
ReportingType | 2015 | 2020 | 2025 | 2030 | 2035 | 2040
BM | 0.92 | 333.12 | 929.5 | 986.59 | 1153.92 | 1250.45
CC | 7730.38 | 7730.38 | 7746.04 | 8490.74 | 15521.88 | 20082.02
CSP | 0 | 0 | 0 | 0 | 0 | 0
CT | 717.2 | 717.2 | 717.2 | 962.09 | 1889.98 | 1889.98
Coal | 17464.19 | 15286.26 | 15286.26 | 15286.26 | 15286.26 | 15286.26
Geo | 0 | 0 | 0 | 0 | 0 | 0
H | 2122 | 2122 | 2122 | 2122 | 2122 | 2122
LFG | 63.34 | 170.4 | 170.4 | 170.4 | 170.4 | 170.4
Nuc | 12424.41 | 16988.41 | 19222.41 | 19222.41 | 15691.83 | 13672.19
PS | 2616 | 2616 | 2616 | 2616 | 2616 | 2616
PV | 16 | 151.2 | 162.15 | 165.74 | 178.4 | 186.01
PeakG | 8308 | 8308 | 8308 | 8308 | 8308 | 8308
PeakO | 1268 | 1268 | 1268 | 1268 | 1268 | 1268
ST | 0 | 0 | 0 | 0 | 0 | 0
STOG | 92 | 92 | 92 | 92 | 92 | 92
STWD | 281 | 281 | 281 | 281 | 281 | 281
WT | 0.9 | 3500 | 3500 | 3500 | 3500 | 3500
IGCC | 0 | 0 | 0 | 0 | 0 | 0
DemandResponse | 2339.28 | 3868.22 | 5651.52 | 5928.05 | 6218.12 | 6522.37
IGCC-CCS | 0 | 0 | 0 | 0 | 0 | 0
WT_off | 1 | 1 | 1 | 1 | 1 | 1
PseudoUnit | 0 | 0 | 0 | 0 | 0 | 0
FixedInterchange | 0 | 0 | 0 | 0 | 0 | 0
Total Installed Capacity by Reporting Type: IESO
ReportingType | 2015 | 2020 | 2025 | 2030 | 2035 | 2040
BM | 326.33 | 326.33 | 326.33 | 326.33 | 326.33 | 326.33
CC | 4094.33 | 4094.33 | 4094.33 | 4094.33 | 4094.33 | 5124.74
CSP | 0 | 0 | 0 | 0 | 0 | 0
CT | 368 | 368 | 368 | 368 | 371.75 | 1723.03
Coal | 0 | 0 | 0 | 0 | 0 | 0
Geo | 0 | 0 | 0 | 0 | 0 | 0
H | 8693.3 | 8693.3 | 8693.3 | 8693.3 | 8693.3 | 8943.3
LFG | 117.5 | 117.5 | 117.5 | 117.5 | 118 | 118
Nuc | 14016.59 | 14016.59 | 14016.59 | 14016.59 | 12896.98 | 11223
PS | 123 | 123 | 123 | 123 | 123 | 123
PV | 1097.26 | 1097.26 | 1097.26 | 1097.26 | 30 | 30
PeakG | 584 | 584 | 584 | 584 | 584 | 584
PeakO | 29.35 | 29.35 | 29.35 | 29.35 | 29.35 | 29.35
ST | 0 | 0 | 0 | 0 | 0 | 0
STOG | 0 | 0 | 0 | 0 | 0 | 0
STWD | 0 | 0 | 0 | 0 | 0 | 0
WT | 3385.9 | 3385.9 | 3385.9 | 3385.9 | 1280 | 1280
IGCC | 0 | 0 | 0 | 0 | 0 | 0
DemandResponse | 1958.79 | 2066.83 | 2340.54 | 2421.21 | 2504.65 | 2590.98
IGCC-CCS | 0 | 0 | 0 | 0 | 0 | 0
WT_off | 0 | 0 | 0 | 0 | 0 | 0
PseudoUnit | 0 | 0 | 0 | 0 | 0 | 0
FixedInterchange | 0 | 0 | 0 | 0 | 0 | 0
Total Installed Capacity by Reporting Type: MAPP_CA
ReportingType | 2015 | 2020 | 2025 | 2030 | 2035 | 2040
BM | 0 | 0 | 0 | 0 | 0 | 0
CC | 810.74 | 810.74 | 810.74 | 810.74 | 810.74 | 810.74
CSP | 0 | 0 | 0 | 0 | 0 | 0
CT | 468.57 | 468.57 | 468.57 | 468.57 | 0 | 0
Coal | 1110.8 | 1110.8 | 867.4 | 0 | 0 | 0
Geo | 0 | 0 | 0 | 0 | 0 | 0
H | 6475.4 | 7028.06 | 7467.75 | 8825.92 | 9749.7 | 10355.55
LFG | 0 | 0 | 0 | 0 | 0 | 0
Nuc | 0.1 | 0.1 | 0.1 | 0.1 | 0.1 | 0.1
PS | 0 | 0 | 0 | 0 | 0 | 0
PV | 0 | 0 | 0 | 0 | 0 | 0
PeakG | 559 | 559 | 559 | 559 | 559 | 559
PeakO | 4 | 4 | 4 | 4 | 4 | 4
ST | 0 | 0 | 0 | 0 | 0 | 0
STOG | 126 | 126 | 126 | 0 | 0 | 0
STWD | 0 | 0 | 0 | 0 | 0 | 0
WT | 577.4 | 577.4 | 577.4 | 577.4 | 275 | 275
IGCC | 0 | 0 | 0 | 0 | 0 | 0
DemandResponse | 89.5 | 308.14 | 546.73 | 568.39 | 590.9 | 614.31
IGCC-CCS | 0 | 0 | 0 | 0 | 0 | 0
WT_off | 0 | 0 | 0 | 0 | 0 | 0
PseudoUnit | 0 | 0 | 0 | 0 | 0 | 0
FixedInterchange | 0 | 0 | 0 | 0 | 0 | 0
Total Installed Capacity by Reporting Type: AZ_NM_SNV_Coal
ReportingType | 2015 | 2020 | 2025 | 2030 | 2035 | 2040
BM | 0 | 0 | 0 | 0 | 0 | 0
CC | 0 | 0 | 0 | 0 | 0 | 0
CSP | 0 | 0 | 0 | 0 | 0 | 0
CT | 0 | 0 | 0 | 0 | 0 | 0
Coal | 10466 | 10466 | 10466 | 10466 | 13684.58 | 16365.19
Geo | 0 | 0 | 0 | 0 | 0 | 0
H | 0 | 0 | 0 | 0 | 0 | 0
LFG | 0 | 0 | 0 | 0 | 0 | 0
Nuc | 0 | 0 | 0 | 0 | 0 | 0
PS | 0 | 0 | 0 | 0 | 0 | 0
PV | 0 | 0 | 0 | 0 | 0 | 0
PeakG | 0 | 0 | 0 | 0 | 0 | 0
PeakO | 0 | 0 | 0 | 0 | 0 | 0
ST | 0 | 0 | 0 | 0 | 0 | 0
STOG | 0 | 0 | 0 | 0 | 0 | 0
STWD | 0 | 0 | 0 | 0 | 0 | 0
WT | 0 | 0 | 0 | 0 | 0 | 0
IGCC | 0 | 0 | 0 | 0 | 0 | 0
DemandResponse | 0 | 0 | 0 | 0 | 0 | 0
IGCC-CCS | 0 | 0 | 0 | 0 | 0 | 0
WT_off | 0 | 0 | 0 | 0 | 0 | 0
PseudoUnit | 0 | 0 | 0 | 0 | 0 | 0
FixedInterchange | 0 | 0 | 0 | 0 | 0 | 0
Total Installed Capacity by Reporting Type: AZ_NM_SNV_Gas
ReportingType | 2015 | 2020 | 2025 | 2030 | 2035 | 2040
BM | 0 | 0 | 0 | 0 | 0 | 0
CC | 15245 | 15245 | 15245 | 17210.5 | 17210.5 | 17210.5
CSP | 0 | 0 | 0 | 0 | 0 | 0
CT | 736 | 736 | 736 | 736 | 0 | 0
Coal | 0 | 0 | 0 | 0 | 0 | 0
Geo | 0 | 0 | 0 | 0 | 0 | 0
H | 0 | 0 | 0 | 0 | 0 | 0
LFG | 0 | 0 | 0 | 0 | 0 | 0
Nuc | 0 | 0 | 0 | 0 | 0 | 0
PS | 0 | 0 | 0 | 0 | 0 | 0
PV | 0 | 0 | 0 | 0 | 0 | 0
PeakG | 2757.29 | 2757.29 | 2757.29 | 2757.29 | 2757.29 | 2757.29
PeakO | 0 | 0 | 0 | 0 | 0 | 0
ST | 0 | 0 | 0 | 0 | 0 | 0
STOG | 0 | 0 | 0 | 0 | 0 | 0
STWD | 0 | 0 | 0 | 0 | 0 | 0
WT | 0 | 0 | 0 | 0 | 0 | 0
IGCC | 0 | 0 | 0 | 0 | 0 | 0
DemandResponse | 334.55 | 1076.71 | 1928.33 | 2059.84 | 2196.64 | 2344.36
IGCC-CCS | 0 | 0 | 0 | 0 | 0 | 0
WT_off | 0 | 0 | 0 | 0 | 0 | 0
PseudoUnit | 0 | 0 | 0 | 0 | 0 | 0
FixedInterchange | 0 | 0 | 0 | 0 | 0 | 0
Total Installed Capacity by Reporting Type: AZ_NM_SNV_NucRenew
ReportingType | 2015 | 2020 | 2025 | 2030 | 2035 | 2040
BM | 0 | 0 | 0 | 0 | 0 | 0
CC | 0 | 0 | 0 | 0 | 0 | 0
CSP | 0 | 0 | 0 | 0 | 0 | 0
CT | 0 | 0 | 0 | 0 | 0 | 0
Coal | 0 | 0 | 0 | 0 | 0 | 0
Geo | 0 | 0 | 1450 | 1450 | 1450 | 1450
H | 3131 | 3131 | 3131 | 3131 | 3131 | 3131
LFG | 7 | 67.67 | 67.67 | 67.67 | 67.67 | 67.67
Nuc | 3875 | 3875 | 3875 | 3875 | 3875 | 3875
PS | 216 | 216 | 216 | 216 | 216 | 216
PV | 148.7 | 148.7 | 148.7 | 148.7 | 148.7 | 148.7
PeakG | 0 | 0 | 0 | 0 | 0 | 0
PeakO | 0 | 0 | 0 | 0 | 0 | 0
ST | 280 | 741.83 | 1020.66 | 1083.79 | 1083.79 | 1083.79
STOG | 0 | 0 | 0 | 0 | 0 | 0
STWD | 26 | 26 | 26 | 26 | 26 | 26
WT | 525.1 | 9884.98 | 9884.98 | 10123.18 | 10123.18 | 10123.18
IGCC | 0 | 0 | 0 | 0 | 0 | 0
DemandResponse | 0 | 0 | 0 | 0 | 0 | 0
IGCC-CCS | 0 | 0 | 0 | 0 | 0 | 0
WT_off | 0 | 0 | 0 | 0 | 0 | 0
PseudoUnit | 0 | 0 | 0 | 0 | 0 | 0
FixedInterchange | 0 | 0 | 0 | 0 | 0 | 0
Total Installed Capacity by Reporting Type: ERCOT
ReportingType | 2015 | 2020 | 2025 | 2030 | 2035 | 2040
BM | 145 | 145 | 145 | 145 | 145 | 145
CC | 31128.27 | 34790.16 | 34790.16 | 37451.86 | 40789.06 | 44838.2
CSP | 0 | 0 | 0 | 0 | 0 | 0
CT | 250 | 250 | 250 | 250 | 250 | 250
Coal | 18867.87 | 18867.87 | 18867.87 | 18867.87 | 18867.87 | 18867.87
Geo | 0 | 0 | 0 | 0 | 0 | 0
H | 565 | 565 | 565 | 565 | 565 | 565
LFG | 75 | 75 | 75 | 429 | 429 | 429
Nuc | 5091 | 5091 | 5091 | 5091 | 5091 | 5091
PS | 0 | 0 | 0 | 0 | 0 | 0
PV | 15 | 15 | 15 | 15 | 1 | 1
PeakG | 4768 | 4768 | 4768 | 4768 | 4768 | 4768
PeakO | 51 | 51 | 51 | 51 | 51 | 51
ST | 0 | 0 | 0 | 0 | 0 | 0
STOG | 15829.31 | 15829.31 | 15344.99 | 15344.99 | 15344.99 | 15344.99
STWD | 0 | 0 | 0 | 0 | 0 | 0
WT | 9280.1 | 9280.1 | 9280.1 | 9280.1 | 9280.1 | 9280.1
IGCC | 0 | 0 | 0 | 0 | 0 | 0
DemandResponse | 740.81 | 3617.73 | 6720.3 | 6926.25 | 7155.61 | 7391.29
IGCC-CCS | 0 | 0 | 0 | 0 | 0 | 0
WT_off | 0 | 0 | 0 | 0 | 0 | 0
PseudoUnit | 0 | 0 | 0 | 0 | 0 | 0
FixedInterchange | 0 | 0 | 0 | 0 | 0 | 0
Total Installed Capacity by Reporting Type: NP15
ReportingType | 2015 | 2020 | 2025 | 2030 | 2035 | 2040
BM | 0 | 0 | 0 | 0 | 0 | 0
CC | 7404 | 7404 | 7404 | 7404 | 7404 | 6464
CSP | 0 | 0 | 0 | 0 | 0 | 0
CT | 213.27 | 771.22 | 3709.35 | 7131.86 | 7131.86 | 7131.86
Coal | 28.2 | 28.2 | 28.2 | 28.2 | 0 | 0
Geo | 1123 | 1404.63 | 1723 | 1723 | 1723 | 1723
H | 8825 | 8825 | 8825 | 8825 | 8825 | 8825
LFG | 85 | 650 | 650 | 650 | 650 | 650
Nuc | 2300 | 2300 | 2300 | 2300 | 6594.09 | 11223.86
PS | 2257 | 2257 | 2257 | 2257 | 2257 | 2257
PV | 59.5 | 59.5 | 59.5 | 59.5 | 53 | 53
PeakG | 3265 | 3265 | 3265 | 3265 | 3265 | 3265
PeakO | 350 | 350 | 350 | 350 | 350 | 350
ST | 29 | 29 | 29 | 29 | 29 | 29
STOG | 3812.6 | 3812.6 | 3812.6 | 3812.6 | 3812.6 | 3812.6
STWD | 442 | 442 | 442 | 442 | 442 | 442
WT | 1193.2 | 4396.7 | 4396.7 | 4396.7 | 4396.7 | 4396.7
IGCC | 0 | 0 | 0 | 0 | 0 | 0
DemandResponse | 1828.06 | 1875.2 | 2034.02 | 2149.8 | 2261.58 | 2376.93
IGCC-CCS | 0 | 0 | 0 | 0 | 0 | 0
WT_off | 0 | 0 | 0 | 0 | 0 | 0
PseudoUnit | 0 | 0 | 0 | 0 | 0 | 0
FixedInterchange | 0 | 0 | 0 | 0 | 0 | 0
Total Installed Capacity by Reporting Type: NWPP_Coal
ReportingType | 2015 | 2020 | 2025 | 2030 | 2035 | 2040
BM | 0 | 0 | 0 | 0 | 0 | 0
CC | 0 | 0 | 0 | 0 | 0 | 0
CSP | 0 | 0 | 0 | 0 | 0 | 0
CT | 0 | 0 | 0 | 0 | 0 | 0
Coal | 13097.85 | 13097.85 | 13097.85 | 13097.85 | 13097.85 | 13097.85
Geo | 0 | 0 | 0 | 0 | 0 | 0
H | 0 | 0 | 0 | 0 | 0 | 0
LFG | 0 | 0 | 0 | 0 | 0 | 0
Nuc | 0 | 0 | 0 | 0 | 0 | 0
PS | 0 | 0 | 0 | 0 | 0 | 0
PV | 0 | 0 | 0 | 0 | 0 | 0
PeakG | 0 | 0 | 0 | 0 | 0 | 0
PeakO | 0 | 0 | 0 | 0 | 0 | 0
ST | 0 | 0 | 0 | 0 | 0 | 0
STOG | 0 | 0 | 0 | 0 | 0 | 0
STWD | 0 | 0 | 0 | 0 | 0 | 0
WT | 0 | 0 | 0 | 0 | 0 | 0
IGCC | 0 | 0 | 0 | 0 | 0 | 0
DemandResponse | 0 | 0 | 0 | 0 | 0 | 0
IGCC-CCS | 0 | 0 | 0 | 0 | 0 | 0
WT_off | 0 | 0 | 0 | 0 | 0 | 0
PseudoUnit | 0 | 0 | 0 | 0 | 0 | 0
FixedInterchange | 0 | 0 | 0 | 0 | 0 | 0
Total Installed Capacity by Reporting Type: NWPP_Gas
ReportingType | 2015 | 2020 | 2025 | 2030 | 2035 | 2040
BM | 0 | 0 | 0 | 0 | 0 | 0
CC | 6627 | 6627 | 6627 | 10974.76 | 10974.76 | 10974.76
CSP | 0 | 0 | 0 | 0 | 0 | 0
CT | 150 | 150 | 150 | 150 | 0 | 0
Coal | 0 | 0 | 0 | 0 | 502.49 | 1464.49
Geo | 0 | 0 | 0 | 0 | 0 | 0
H | 0 | 0 | 0 | 0 | 0 | 0
LFG | 0 | 0 | 0 | 0 | 0 | 0
Nuc | 0 | 0 | 0 | 0 | 0 | 0
PS | 0 | 0 | 0 | 0 | 0 | 0
PV | 0 | 0 | 0 | 0 | 0 | 0
PeakG | 0 | 0 | 0 | 0 | 0 | 0
PeakO | 0 | 0 | 0 | 0 | 0 | 0
ST | 0 | 0 | 0 | 0 | 0 | 0
STOG | 0 | 0 | 0 | 0 | 0 | 0
STWD | 0 | 0 | 0 | 0 | 0 | 0
WT | 0 | 0 | 0 | 0 | 0 | 0
IGCC | 0 | 0 | 0 | 0 | 0 | 0
DemandResponse | 0.01 | 953.34 | 1988.72 | 2091.14 | 2193.74 | 2298.72
IGCC-CCS | 0 | 0 | 0 | 0 | 0 | 0
WT_off | 0 | 0 | 0 | 0 | 0 | 0
PseudoUnit | 0 | 0 | 0 | 0 | 0 | 0
FixedInterchange | 0 | 0 | 0 | 0 | 0 | 0
Total Installed Capacity by Reporting Type: NWPP_NucRenew
ReportingType | 2015 | 2020 | 2025 | 2030 | 2035 | 2040
BM | 32.55 | 32.55 | 32.55 | 32.55 | 32.55 | 32.55
CC | 0 | 0 | 0 | 0 | 0 | 0
CSP | 0 | 0 | 0 | 0 | 0 | 0
CT | 0 | 0 | 0 | 0 | 0 | 0
Coal | 0 | 0 | 0 | 0 | 0 | 0
Geo | 404.2 | 404.2 | 838.2 | 838.2 | 838.2 | 838.2
H | 33736 | 33736 | 33736 | 33736 | 33736 | 33736
LFG | 128.5 | 128.5 | 373 | 373 | 373 | 373
Nuc | 1131 | 1131 | 1131 | 1131 | 1131 | 1131
PS | 258 | 258 | 258 | 258 | 258 | 258
PV | 3 | 3 | 3 | 3 | 3 | 3
PeakG | 0 | 0 | 0 | 0 | 0 | 0
PeakO | 0 | 0 | 0 | 0 | 0 | 0
ST | 0 | 0 | 0 | 0 | 0 | 0
STOG | 0 | 0 | 0 | 0 | 0 | 0
STWD | 0.01 | 0.01 | 0.01 | 0.01 | 0.01 | 0.01
WT | 6865.3 | 6865.3 | 6865.3 | 6865.3 | 6865.3 | 6865.3
IGCC | 0 | 0 | 0 | 0 | 0 | 0
DemandResponse | 0 | 0 | 0 | 0 | 0 | 0
IGCC-CCS | 0 | 0 | 0 | 0 | 0 | 0
WT_off | 0 | 0 | 0 | 0 | 0 | 0
PseudoUnit | 0 | 0 | 0 | 0 | 0 | 0
FixedInterchange | 0 | 0 | 0 | 0 | 0 | 0
Total Installed Capacity by Reporting Type: RMPA
ReportingType | 2015 | 2020 | 2025 | 2030 | 2035 | 2040
BM | 0 | 0 | 0 | 0 | 0 | 0
CC | 2686 | 2686 | 2686 | 2686 | 2686 | 2686
CSP | 0 | 0 | 0 | 0 | 0 | 0
CT | 152 | 152 | 152 | 152 | 0 | 0
Coal | 7475.3 | 7329.75 | 6977.75 | 7272.45 | 8570.9 | 9792.56
Geo | 0 | 343.37 | 2570 | 2570 | 2570 | 2570
H | 982 | 982 | 982 | 982 | 982 | 982
LFG | 7.4 | 36.33 | 36.33 | 36.33 | 36.33 | 36.33
Nuc | 0.1 | 0.1 | 0.1 | 0.1 | 0.1 | 0.1
PS | 563 | 563 | 563 | 563 | 563 | 563
PV | 21 | 21 | 21 | 21 | 21 | 21
PeakG | 2904 | 2904 | 2904 | 2904 | 2904 | 2904
PeakO | 0 | 0 | 0 | 0 | 0 | 0
ST | 3 | 377.85 | 410.57 | 437.28 | 437.28 | 437.28
STOG | 0 | 0 | 0 | 0 | 0 | 0
STWD | 0 | 0 | 0 | 0 | 0 | 0
WT | 2113.4 | 2314.74 | 2314.74 | 2314.74 | 2314.74 | 2314.74
IGCC | 0 | 0 | 0 | 0 | 0 | 0
DemandResponse | 486.05 | 622.89 | 804.5 | 856.88 | 912.57 | 971.91
IGCC-CCS | 0 | 0 | 0 | 0 | 0 | 0
WT_off | 0 | 0 | 0 | 0 | 0 | 0
PseudoUnit | 0 | 0 | 0 | 0 | 0 | 0
FixedInterchange | 0 | 0 | 0 | 0 | 0 | 0
Total Installed Capacity by Reporting Type: SP15
ReportingType | 2015 | 2020 | 2025 | 2030 | 2035 | 2040
BM | 6 | 6 | 6 | 6 | 6 | 6
CC | 10080.5 | 10080.5 | 10080.5 | 10080.5 | 10080.5 | 9671
CSP | 0 | 0 | 0 | 0 | 0 | 0
CT | 0 | 0 | 0 | 0 | 0 | 0
Coal | 101.2 | 101.2 | 101.2 | 101.2 | 101.2 | 0
Geo | 963 | 2413 | 2413 | 2413 | 2413 | 2413
H | 1163 | 1163 | 1163 | 1163 | 1163 | 1163
LFG | 223.2 | 779 | 779 | 779 | 779 | 779
Nuc | 2250 | 2250 | 2250 | 2250 | 2250 | 4937.27
PS | 1440 | 1440 | 1440 | 1440 | 1440 | 1440
PV | 126.8 | 126.8 | 126.8 | 126.8 | 123 | 123
PeakG | 4309 | 4309 | 4309 | 4309 | 4309 | 4309
PeakO | 51 | 51 | 51 | 51 | 51 | 51
ST | 448 | 448 | 448 | 448 | 448 | 448
STOG | 10242 | 10242 | 10242 | 10242 | 10242 | 10242
STWD | 119 | 119 | 119 | 119 | 119 | 119
WT | 2207.8 | 2207.8 | 2207.8 | 2207.8 | 2207.8 | 2207.8
IGCC | 0 | 0 | 0 | 0 | 0 | 0
DemandResponse | 2613.15 | 2728.17 | 2959.23 | 3127.67 | 3290.3 | 3458.12
IGCC-CCS | 0 | 0 | 0 | 0 | 0 | 0
WT_off | 0 | 0 | 0 | 0 | 0 | 0
PseudoUnit | 0 | 0 | 0 | 0 | 0 | 0
FixedInterchange | 0 | 0 | 0 | 0 | 0 | 0
Total Installed Capacity by Reporting Type: ALB
ReportingType | 2015 | 2020 | 2025 | 2030 | 2035 | 2040
BM | 0 | 0 | 0 | 0 | 0 | 0
CC | 2577.66 | 3284.17 | 3964.99 | 4722.17 | 5711.01 | 5711.01
CSP | 0 | 0 | 0 | 0 | 0 | 0
CT | 201.5 | 201.5 | 201.5 | 201.5 | 201.5 | 201.5
Coal | 6240.83 | 6240.83 | 6240.83 | 6240.83 | 6240.83 | 6240.83
Geo | 0 | 0 | 0 | 0 | 0 | 0
H | 912 | 912 | 912 | 912 | 912 | 912
LFG | 10 | 10 | 10 | 10 | 10 | 10
Nuc | 0.1 | 0.1 | 0.1 | 0.1 | 0.1 | 1072.08
PS | 0 | 0 | 0 | 0 | 0 | 0
PV | 0 | 0 | 0 | 0 | 0 | 0
PeakG | 1505.07 | 1505.07 | 1505.07 | 1505.07 | 1505.07 | 1505.07
PeakO | 0 | 0 | 0 | 0 | 0 | 0
ST | 0 | 0 | 0 | 0 | 0 | 0
STOG | 0 | 0 | 0 | 0 | 0 | 0
STWD | 0 | 0 | 0 | 0 | 0 | 0
WT | 672 | 672 | 672 | 672 | 672 | 672
IGCC | 0 | 0 | 0 | 0 | 0 | 0
DemandResponse | 105.16 | 361.08 | 660.83 | 708.64 | 759.9 | 814.88
IGCC-CCS | 0 | 0 | 0 | 0 | 0 | 0
WT_off | 0 | 0 | 0 | 0 | 0 | 0
PseudoUnit | 0 | 0 | 0 | 0 | 0 | 0
FixedInterchange | 0 | 0 | 0 | 0 | 0 | 0
Total Installed Capacity by Reporting Type: BC
ReportingType | 2015 | 2020 | 2025 | 2030 | 2035 | 2040
BM | 0 | 0 | 0 | 0 | 0 | 0
CC | 1359.39 | 1852.92 | 2496.06 | 3008.48 | 3784.6 | 3784.6
CSP | 0 | 0 | 0 | 0 | 0 | 0
CT | 0 | 0 | 0 | 0 | 0 | 690.76
Coal | 0 | 0 | 0 | 0 | 0 | 0
Geo | 0 | 0 | 0 | 0 | 0 | 0
H | 12161 | 12161 | 12161 | 12161 | 12161 | 12161
LFG | 24 | 24 | 24 | 24 | 24 | 24
Nuc | 0.1 | 0.1 | 0.1 | 0.1 | 0.1 | 136.28
PS | 0 | 0 | 0 | 0 | 0 | 0
PV | 0 | 0 | 0 | 0 | 0 | 0
PeakG | 141 | 141 | 141 | 141 | 141 | 141
PeakO | 44 | 44 | 44 | 44 | 44 | 44
ST | 0 | 0 | 0 | 0 | 0 | 0
STOG | 0 | 0 | 0 | 0 | 0 | 0
STWD | 510 | 510 | 510 | 510 | 510 | 510
WT | 246 | 246 | 246 | 246 | 246 | 246
IGCC | 0 | 0 | 0 | 0 | 0 | 0
DemandResponse | 0.01 | 264.69 | 555.31 | 582.51 | 611.05 | 640.98
IGCC-CCS | 0 | 0 | 0 | 0 | 0 | 0
WT_off | 0 | 0 | 0 | 0 | 0 | 0
PseudoUnit | 0 | 0 | 0 | 0 | 0 | 0
FixedInterchange | 0 | 0 | 0 | 0 | 0 | 0
Total Installed Capacity by Reporting Type: HQ_IESO
ReportingType | 2015 | 2020 | 2025 | 2030 | 2035 | 2040
BM | 0 | 0 | 0 | 0 | 0 | 0
CC | 0 | 0 | 0 | 0 | 0 | 0
CSP | 0 | 0 | 0 | 0 | 0 | 0
CT | 0 | 0 | 0 | 0 | 0 | 0
Coal | 0 | 0 | 0 | 0 | 0 | 0
Geo | 0 | 0 | 0 | 0 | 0 | 0
H | 0 | 0 | 0 | 0 | 0 | 0
LFG | 0 | 0 | 0 | 0 | 0 | 0
Nuc | 0.1 | 0.1 | 0.1 | 0.1 | 0.1 | 0.1
PS | 0 | 0 | 0 | 0 | 0 | 0
PV | 0 | 0 | 0 | 0 | 0 | 0
PeakG | 0 | 0 | 0 | 0 | 0 | 0
PeakO | 0 | 0 | 0 | 0 | 0 | 0
ST | 0 | 0 | 0 | 0 | 0 | 0
STOG | 0 | 0 | 0 | 0 | 0 | 0
STWD | 0 | 0 | 0 | 0 | 0 | 0
WT | 0 | 0 | 0 | 0 | 0 | 0
IGCC | 0 | 0 | 0 | 0 | 0 | 0
DemandResponse | 0 | 0 | 0 | 0 | 0 | 0
IGCC-CCS | 0 | 0 | 0 | 0 | 0 | 0
WT_off | 0 | 0 | 0 | 0 | 0 | 0
PseudoUnit | 0 | 0 | 0 | 0 | 0 | 0
FixedInterchange | 3000 | 3000 | 3000 | 3000 | 3000 | 3000
Total Installed Capacity by Reporting Type: HQ_NEISO
ReportingType | 2015 | 2020 | 2025 | 2030 | 2035 | 2040
BM | 0 | 0 | 0 | 0 | 0 | 0
CC | 0 | 0 | 0 | 0 | 0 | 0
CSP | 0 | 0 | 0 | 0 | 0 | 0
CT | 0 | 0 | 0 | 0 | 0 | 0
Coal | 0 | 0 | 0 | 0 | 0 | 0
Geo | 0 | 0 | 0 | 0 | 0 | 0
H | 0 | 0 | 0 | 0 | 0 | 0
LFG | 0 | 0 | 0 | 0 | 0 | 0
Nuc | 0.1 | 0.1 | 0.1 | 0.1 | 0.1 | 0.1
PS | 0 | 0 | 0 | 0 | 0 | 0
PV | 0 | 0 | 0 | 0 | 0 | 0
PeakG | 0 | 0 | 0 | 0 | 0 | 0
PeakO | 0 | 0 | 0 | 0 | 0 | 0
ST | 0 | 0 | 0 | 0 | 0 | 0
STOG | 0 | 0 | 0 | 0 | 0 | 0
STWD | 0 | 0 | 0 | 0 | 0 | 0
WT | 0 | 0 | 0 | 0 | 0 | 0
IGCC | 0 | 0 | 0 | 0 | 0 | 0
DemandResponse | 0 | 0 | 0 | 0 | 0 | 0
IGCC-CCS | 0 | 0 | 0 | 0 | 0 | 0
WT_off | 0 | 0 | 0 | 0 | 0 | 0
PseudoUnit | 0 | 0 | 0 | 0 | 0 | 0
FixedInterchange | 2920 | 2920 | 2920 | 2920 | 2920 | 2920
Total Installed Capacity by Reporting Type: HQ_NY
ReportingType | 2015 | 2020 | 2025 | 2030 | 2035 | 2040
BM | 0 | 0 | 0 | 0 | 0 | 0
CC | 0 | 0 | 0 | 0 | 0 | 0
CSP | 0 | 0 | 0 | 0 | 0 | 0
CT | 0 | 0 | 0 | 0 | 0 | 0
Coal | 0 | 0 | 0 | 0 | 0 | 0
Geo | 0 | 0 | 0 | 0 | 0 | 0
H | 0 | 0 | 0 | 0 | 0 | 0
LFG | 0 | 0 | 0 | 0 | 0 | 0
Nuc | 0.1 | 0.1 | 0.1 | 0.1 | 0.1 | 0.1
PS | 0 | 0 | 0 | 0 | 0 | 0
PV | 0 | 0 | 0 | 0 | 0 | 0
PeakG | 0 | 0 | 0 | 0 | 0 | 0
PeakO | 0 | 0 | 0 | 0 | 0 | 0
ST | 0 | 0 | 0 | 0 | 0 | 0
STOG | 0 | 0 | 0 | 0 | 0 | 0
STWD | 0 | 0 | 0 | 0 | 0 | 0
WT | 0 | 0 | 0 | 0 | 0 | 0
IGCC | 0 | 0 | 0 | 0 | 0 | 0
DemandResponse | 0 | 0 | 0 | 0 | 0 | 0
IGCC-CCS | 0 | 0 | 0 | 0 | 0 | 0
WT_off | 0 | 0 | 0 | 0 | 0 | 0
PseudoUnit | 0 | 0 | 0 | 0 | 0 | 0
FixedInterchange | 1500 | 1500 | 1500 | 1500 | 1500 | 1500
Total Installed Capacity by Reporting Type: MARITIMES
ReportingType | 2015 | 2020 | 2025 | 2030 | 2035 | 2040
BM | 0 | 0 | 0 | 0 | 0 | 0
CC | 0 | 0 | 0 | 0 | 0 | 0
CSP | 0 | 0 | 0 | 0 | 0 | 0
CT | 0 | 0 | 0 | 0 | 0 | 0
Coal | 0 | 0 | 0 | 0 | 0 | 0
Geo | 0 | 0 | 0 | 0 | 0 | 0
H | 0 | 0 | 0 | 0 | 0 | 0
LFG | 0 | 0 | 0 | 0 | 0 | 0
Nuc | 0.1 | 0.1 | 0.1 | 0.1 | 0.1 | 0.1
PS | 0 | 0 | 0 | 0 | 0 | 0
PV | 0 | 0 | 0 | 0 | 0 | 0
PeakG | 0 | 0 | 0 | 0 | 0 | 0
PeakO | 0 | 0 | 0 | 0 | 0 | 0
ST | 0 | 0 | 0 | 0 | 0 | 0
STOG | 0 | 0 | 0 | 0 | 0 | 0
STWD | 0 | 0 | 0 | 0 | 0 | 0
WT | 0 | 0 | 0 | 0 | 0 | 0
IGCC | 0 | 0 | 0 | 0 | 0 | 0
DemandResponse | 0 | 0 | 0 | 0 | 0 | 0
IGCC-CCS | 0 | 0 | 0 | 0 | 0 | 0
WT_off | 0 | 0 | 0 | 0 | 0 | 0
PseudoUnit | 0 | 0 | 0 | 0 | 0 | 0
FixedInterchange | 1400 | 1400 | 1400 | 1400 | 1400 | 1400
Total Installed Capacity by Reporting Type: All
ReportingType | 2015 | 2020 | 2025 | 2030 | 2035 | 2040
BM | 1251 | 1583.21 | 2179.58 | 2236.68 | 2404 | 2308.53
CC | 230878.91 | 240456.15 | 243122.24 | 267941.16 | 311345.65 | 334213.19
CSP | 0 | 0 | 0 | 0 | 0 | 0
CT | 6863.04 | 11215.82 | 15039.87 | 25533.29 | 27621.03 | 32584.41
Coal | 268216.61 | 254842.86 | 254247.46 | 254419.17 | 268095.52 | 292521.37
Geo | 2534.2 | 4609.2 | 9038.2 | 9038.2 | 9038.2 | 9038.2
H | 106079.79 | 106633.45 | 107576.15 | 108934.32 | 109861.1 | 111394.94
LFG | 4136 | 6089 | 8299 | 9022.5 | 9023 | 9023
Nuc | 124350.16 | 140731.2 | 145602.2 | 143984.53 | 119651.44 | 108477.35
PS | 21788 | 21788 | 21788 | 21788 | 21788 | 21788
PV | 1648 | 3861.89 | 4961.71 | 5189.5 | 4193.58 | 4308.55
PeakG | 118236.86 | 118236.86 | 118236.86 | 118236.86 | 118236.86 | 118236.86
PeakO | 19235.26 | 19235.26 | 19235.26 | 19235.26 | 19235.26 | 19235.26
ST | 760 | 1596.68 | 1908.23 | 1998.06 | 1998.06 | 1998.06
STOG | 61872.76 | 61653.33 | 61131.88 | 61005.88 | 61005.88 | 61005.88
STWD | 3409.01 | 3409.01 | 3409.01 | 3409.01 | 3409.01 | 3409.01
WT | 64004.8 | 89001.73 | 95732.03 | 104067.34 | 119652.53 | 122423.09
IGCC | 618 | 618 | 618 | 618 | 618 | 618
DemandResponse | 37863.74 | 60093.26 | 85862.57 | 89210.8 | 92685.8 | 96304.58
IGCC-CCS | 0 | 0 | 0 | 0 | 0 | 0
WT_off | 469 | 469 | 1569 | 1569 | 1101 | 1101
PseudoUnit | 0 | 0 | 0 | 0 | 0 | 0
FixedInterchange | 8820 | 8820 | 8820 | 8820 | 8820 | 8820
Total Installed Capacity by Reporting Type: EI_US
ReportingType | 2015 | 2020 | 2025 | 2030 | 2035 | 2040
BM | 741.12 | 1073.32 | 1669.7 | 1726.79 | 1894.12 | 1798.65
CC | 148866.02 | 153581.33 | 154923.46 | 169497.82 | 207800.14 | 226937.64
CSP | 0 | 0 | 0 | 0 | 0 | 0
CT | 4323.69 | 8118.54 | 9004.44 | 16075.36 | 19665.92 | 22587.25
Coal | 210828.57 | 197600.37 | 197600.37 | 198344.78 | 207029.81 | 226692.58
Geo | 44 | 44 | 44 | 44 | 44 | 44
H | 29436.09 | 29437.09 | 29940.09 | 29940.09 | 29943.09 | 30621.09
LFG | 3458.4 | 4201 | 6166.5 | 6536 | 6536 | 6536
Nuc | 95686.07 | 112067.11 | 116938.11 | 115320.44 | 87812.88 | 69787.55
PS | 16931 | 16931 | 16931 | 16931 | 16931 | 16931
PV | 176.74 | 2390.63 | 3490.45 | 3718.24 | 3813.88 | 3928.85
PeakG | 97444.5 | 97444.5 | 97444.5 | 97444.5 | 97444.5 | 97444.5
PeakO | 18705.91 | 18705.91 | 18705.91 | 18705.91 | 18705.91 | 18705.91
ST | 0 | 0 | 0 | 0 | 0 | 0
STOG | 31862.85 | 31643.42 | 31606.29 | 31606.29 | 31606.29 | 31606.29
STWD | 2312 | 2312 | 2312 | 2312 | 2312 | 2312
WT | 36938.6 | 49170.8 | 55901.11 | 63998.21 | 81991.71 | 84762.27
IGCC | 618 | 618 | 618 | 618 | 618 | 618
DemandResponse | 29707.66 | 46218.47 | 65324.07 | 67718.5 | 70208.86 | 72802.09
IGCC-CCS | 0 | 0 | 0 | 0 | 0 | 0
WT_off | 469 | 469 | 1569 | 1569 | 1101 | 1101
PseudoUnit | 0 | 0 | 0 | 0 | 0 | 0
FixedInterchange | 5820 | 5820 | 5820 | 5820 | 5820 | 5820
Total Installed Capacity by Reporting Type: EI_Canada
ReportingType | 2015 | 2020 | 2025 | 2030 | 2035 | 2040
BM | 326.33 | 326.33 | 326.33 | 326.33 | 326.33 | 326.33
CC | 4905.07 | 4905.07 | 4905.07 | 4905.07 | 4905.07 | 5935.48
CSP | 0 | 0 | 0 | 0 | 0 | 0
CT | 836.57 | 836.57 | 836.57 | 836.57 | 371.75 | 1723.03
Coal | 1110.8 | 1110.8 | 867.4 | 0 | 0 | 0
Geo | 0 | 0 | 0 | 0 | 0 | 0
H | 15168.7 | 15721.36 | 16161.05 | 17519.22 | 18443 | 19298.85
LFG | 117.5 | 117.5 | 117.5 | 117.5 | 118 | 118
Nuc | 14016.79 | 14016.79 | 14016.79 | 14016.79 | 12897.18 | 11223.2
PS | 123 | 123 | 123 | 123 | 123 | 123
PV | 1097.26 | 1097.26 | 1097.26 | 1097.26 | 30 | 30
PeakG | 1143 | 1143 | 1143 | 1143 | 1143 | 1143
PeakO | 33.35 | 33.35 | 33.35 | 33.35 | 33.35 | 33.35
ST | 0 | 0 | 0 | 0 | 0 | 0
STOG | 126 | 126 | 126 | 0 | 0 | 0
STWD | 0 | 0 | 0 | 0 | 0 | 0
WT | 3963.3 | 3963.3 | 3963.3 | 3963.3 | 1555 | 1555
IGCC | 0 | 0 | 0 | 0 | 0 | 0
DemandResponse | 2048.29 | 2374.97 | 2887.27 | 2989.59 | 3095.56 | 3205.29
IGCC-CCS | 0 | 0 | 0 | 0 | 0 | 0
WT_off | 0 | 0 | 0 | 0 | 0 | 0
PseudoUnit | 0 | 0 | 0 | 0 | 0 | 0
FixedInterchange | 3000 | 3000 | 3000 | 3000 | 3000 | 3000
Total Installed Capacity by Reporting Type: EI
ReportingType | 2015 | 2020 | 2025 | 2030 | 2035 | 2040
BM | 1067.45 | 1399.66 | 1996.03 | 2053.13 | 2220.45 | 2124.98
CC | 153771.08 | 158486.4 | 159828.52 | 174402.88 | 212705.21 | 232873.12
CSP | 0 | 0 | 0 | 0 | 0 | 0
CT | 5160.26 | 8955.11 | 9841.02 | 16911.93 | 20037.67 | 24310.28
Coal | 211939.37 | 198711.17 | 198467.76 | 198344.78 | 207029.81 | 226692.58
Geo | 44 | 44 | 44 | 44 | 44 | 44
H | 44604.79 | 45158.45 | 46101.15 | 47459.32 | 48386.1 | 49919.94
LFG | 3575.9 | 4318.5 | 6284 | 6653.5 | 6654 | 6654
Nuc | 109702.86 | 126083.9 | 130954.9 | 129337.23 | 100710.05 | 81010.75
PS | 17054 | 17054 | 17054 | 17054 | 17054 | 17054
PV | 1274 | 3487.89 | 4587.71 | 4815.5 | 3843.88 | 3958.85
PeakG | 98587.5 | 98587.5 | 98587.5 | 98587.5 | 98587.5 | 98587.5
PeakO | 18739.26 | 18739.26 | 18739.26 | 18739.26 | 18739.26 | 18739.26
ST | 0 | 0 | 0 | 0 | 0 | 0
STOG | 31988.85 | 31769.42 | 31732.29 | 31606.29 | 31606.29 | 31606.29
STWD | 2312 | 2312 | 2312 | 2312 | 2312 | 2312
WT | 40901.9 | 53134.1 | 59864.41 | 67961.51 | 83546.71 | 86317.27
IGCC | 618 | 618 | 618 | 618 | 618 | 618
DemandResponse | 31755.95 | 48593.44 | 68211.33 | 70708.09 | 73304.41 | 76007.38
IGCC-CCS | 0 | 0 | 0 | 0 | 0 | 0
WT_off | 469 | 469 | 1569 | 1569 | 1101 | 1101
PseudoUnit | 0 | 0 | 0 | 0 | 0 | 0
FixedInterchange | 8820 | 8820 | 8820 | 8820 | 8820 | 8820
Total Installed Capacity by Reporting Type: Outside_EI
ReportingType | 2015 | 2020 | 2025 | 2030 | 2035 | 2040
BM | 183.55 | 183.55 | 183.55 | 183.55 | 183.55 | 183.55
CC | 77107.82 | 81969.75 | 83293.71 | 93538.28 | 98640.44 | 101340.08
CSP | 0 | 0 | 0 | 0 | 0 | 0
CT | 1702.77 | 2260.72 | 5198.85 | 8621.36 | 7583.36 | 8274.12
Coal | 56277.25 | 56131.69 | 55779.69 | 56074.39 | 61065.71 | 65828.79
Geo | 2490.2 | 4565.2 | 8994.2 | 8994.2 | 8994.2 | 8994.2
H | 61475 | 61475 | 61475 | 61475 | 61475 | 61475
LFG | 560.1 | 1770.5 | 2015 | 2369 | 2369 | 2369
Nuc | 14647.3 | 14647.3 | 14647.3 | 14647.3 | 18941.39 | 27466.6
PS | 4734 | 4734 | 4734 | 4734 | 4734 | 4734
PV | 374 | 374 | 374 | 374 | 349.7 | 349.7
PeakG | 19649.36 | 19649.36 | 19649.36 | 19649.36 | 19649.36 | 19649.36
PeakO | 496 | 496 | 496 | 496 | 496 | 496
ST | 760 | 1596.68 | 1908.23 | 1998.06 | 1998.06 | 1998.06
STOG | 29883.91 | 29883.91 | 29399.59 | 29399.59 | 29399.59 | 29399.59
STWD | 1097.01 | 1097.01 | 1097.01 | 1097.01 | 1097.01 | 1097.01
WT | 23102.9 | 35867.63 | 35867.63 | 36105.82 | 36105.82 | 36105.82
IGCC | 0 | 0 | 0 | 0 | 0 | 0
DemandResponse | 6107.8 | 11499.81 | 17651.23 | 18502.71 | 19381.39 | 20297.2
IGCC-CCS | 0 | 0 | 0 | 0 | 0 | 0
WT_off | 0 | 0 | 0 | 0 | 0 | 0
PseudoUnit | 0 | 0 | 0 | 0 | 0 | 0
FixedInterchange | 0 | 0 | 0 | 0 | 0 | 0
#6 | Retrofit Capacity (MW)
Retrofit Capacity by Reporting Type: Entergy
ReportingType | 2015 | 2020 | 2025 | 2030 | 2035 | 2040
FGD | 0 | 7356 | 7356 | 7356 | 7356 | 7356
SNCR | 0 | 0 | 0 | 0 | 0 | 0
SCR | 0 | 0 | 0 | 0 | 0 | 0
ACI90 | 0 | 0 | 0 | 0 | 0 | 0
RPJ90 | 0 | 7416 | 7416 | 7416 | 7416 | 7416
PCSEQ | 0 | 0 | 0 | 0 | 0 | 0
Retrofit Capacity by Reporting Type: FRCC
ReportingType | 2015 | 2020 | 2025 | 2030 | 2035 | 2040
FGD | 0 | 235 | 235 | 235 | 235 | 235
SNCR | 0 | 0 | 0 | 0 | 0 | 0
SCR | 3796 | 1898 | 1898 | 1898 | 1898 | 1898
ACI90 | 0 | 0 | 0 | 0 | 0 | 0
RPJ90 | 0 | 7900 | 7900 | 7900 | 7900 | 7900
PCSEQ | 0 | 0 | 0 | 0 | 0 | 0
Retrofit Capacity by Reporting Type: MAPP_US
ReportingType | 2015 | 2020 | 2025 | 2030 | 2035 | 2040
FGD | 221 | 248.35 | 248.35 | 248.35 | 248.35 | 248.35
SNCR | 0 | 0 | 0 | 0 | 0 | 0
SCR | 0 | 0 | 0 | 0 | 0 | 0
ACI90 | 0 | 0 | 0 | 0 | 0 | 0
RPJ90 | 0 | 2608.35 | 2608.35 | 2608.35 | 2608.35 | 2608.35
PCSEQ | 0 | 0 | 0 | 0 | 0 | 0
Retrofit Capacity by Reporting Type: MISO_IN
ReportingType | 2015 | 2020 | 2025 | 2030 | 2035 | 2040
FGD | 0 | 2542.93 | 2542.93 | 2542.93 | 2542.93 | 2542.93
SNCR | 0 | 0 | 0 | 0 | 0 | 0
SCR | 0 | 0 | 0 | 0 | 0 | 0
ACI90 | 0 | 0 | 0 | 0 | 0 | 0
RPJ90 | 0 | 13382.73 | 13382.73 | 13382.73 | 13382.73 | 13382.73
PCSEQ | 0 | 0 | 0 | 0 | 0 | 0
Retrofit Capacity by Reporting Type: MISO_MI
ReportingType | 2015 | 2020 | 2025 | 2030 | 2035 | 2040
FGD | 0 | 5325.09 | 5325.09 | 5325.09 | 5325.09 | 5325.09
SNCR | 0 | 0 | 0 | 0 | 0 | 0
SCR | 355 | 0 | 0 | 0 | 0 | 0
ACI90 | 0 | 0 | 0 | 0 | 0 | 0
RPJ90 | 0 | 7126.89 | 7126.89 | 7126.89 | 7126.89 | 7126.89
PCSEQ | 0 | 0 | 0 | 0 | 0 | 0
Retrofit Capacity by Reporting Type: MISO_MO-IL
ReportingType | 2015 | 2020 | 2025 | 2030 | 2035 | 2040
FGD | 0 | 8392 | 8392 | 8392 | 8392 | 8392
SNCR | 0 | 0 | 0 | 0 | 0 | 0
SCR | 400 | 200 | 200 | 200 | 200 | 200
ACI90 | 0 | 0 | 0 | 0 | 0 | 0
RPJ90 | 2490 | 12042 | 12042 | 12042 | 12042 | 12042
PCSEQ | 0 | 0 | 0 | 0 | 0 | 0
Retrofit Capacity by Reporting Type: MISO_W
ReportingType | 2015 | 2020 | 2025 | 2030 | 2035 | 2040
FGD | 0 | 5555.5 | 5555.5 | 5555.5 | 5555.5 | 5555.5
SNCR | 0 | 0 | 0 | 0 | 0 | 0
SCR | 1225.26 | 612.63 | 612.63 | 612.63 | 612.63 | 612.63
ACI90 | 0 | 0 | 0 | 0 | 0 | 0
RPJ90 | 2652.36 | 11354.73 | 11354.73 | 11354.73 | 11354.73 | 11354.73
PCSEQ | 0 | 0 | 0 | 0 | 0 | 0
Retrofit Capacity by Reporting Type: MISO_WUMS
ReportingType | 2015 | 2020 | 2025 | 2030 | 2035 | 2040
FGD | 1135 | 2766.1 | 2766.1 | 2766.1 | 2766.1 | 2766.1
SNCR | 0 | 0 | 0 | 0 | 0 | 0
SCR | 2778.6 | 2163.6 | 2163.6 | 2163.6 | 2163.6 | 2163.6
ACI90 | 0 | 0 | 0 | 0 | 0 | 0
RPJ90 | 1740.2 | 4519.1 | 4519.1 | 4519.1 | 4519.1 | 4519.1
PCSEQ | 0 | 0 | 0 | 0 | 0 | 0
Retrofit Capacity by Reporting Type: Nebraska
ReportingType | 2015 | 2020 | 2025 | 2030 | 2035 | 2040
FGD | 0 | 3195.8 | 3195.8 | 3195.8 | 3195.8 | 3195.8
SNCR | 0 | 0 | 0 | 0 | 0 | 0
SCR | 0 | 0 | 0 | 0 | 0 | 0
ACI90 | 0 | 0 | 0 | 0 | 0 | 0
RPJ90 | 1364.4 | 3878 | 3878 | 3878 | 3878 | 3878
PCSEQ | 0 | 0 | 0 | 0 | 0 | 0
Retrofit Capacity by Reporting Type: NEISO
ReportingType | 2015 | 2020 | 2025 | 2030 | 2035 | 2040
FGD | 320 | 0 | 0 | 0 | 0 | 0
SNCR | 0 | 0 | 0 | 0 | 0 | 0
SCR | 0 | 0 | 0 | 0 | 0 | 0
ACI90 | 0 | 0 | 0 | 0 | 0 | 0
RPJ90 | 870.93 | 0 | 0 | 0 | 0 | 0
PCSEQ | 0 | 0 | 0 | 0 | 0 | 0
Retrofit Capacity by Reporting Type: NonRTO_Midwest
ReportingType | 2015 | 2020 | 2025 | 2030 | 2035 | 2040
FGD | 1403 | 2487 | 2487 | 2487 | 2487 | 2487
SNCR | 0 | 0 | 0 | 0 | 0 | 0
SCR | 1463.8 | 731.9 | 731.9 | 731.9 | 731.9 | 731.9
ACI90 | 0 | 0 | 0 | 0 | 0 | 0
RPJ90 | 0 | 8788.31 | 8788.31 | 8788.31 | 8788.31 | 8788.31
PCSEQ | 0 | 0 | 0 | 0 | 0 | 0
Retrofit Capacity by Reporting Type: NYISO_A-F
ReportingType | 2015 | 2020 | 2025 | 2030 | 2035 | 2040
FGD | 0 | 0 | 0 | 0 | 0 | 0
SNCR | 0 | 0 | 0 | 0 | 0 | 0
SCR | 0 | 0 | 0 | 0 | 0 | 0
ACI90 | 0 | 0 | 0 | 0 | 0 | 0
RPJ90 | 486.3 | 0 | 0 | 0 | 0 | 0
PCSEQ | 0 | 0 | 0 | 0 | 0 | 0
Retrofit Capacity by Reporting Type: NYISO_G-I
ReportingType | 2015 | 2020 | 2025 | 2030 | 2035 | 2040
FGD | 0 | 0 | 0 | 0 | 0 | 0
SNCR | 0 | 0 | 0 | 0 | 0 | 0
SCR | 0 | 0 | 0 | 0 | 0 | 0
ACI90 | 0 | 0 | 0 | 0 | 0 | 0
RPJ90 | 0 | 0 | 0 | 0 | 0 | 0
PCSEQ | 0 | 0 | 0 | 0 | 0 | 0
Retrofit Capacity by Reporting Type: NYISO_J-K
ReportingType | 2015 | 2020 | 2025 | 2030 | 2035 | 2040
FGD | 0 | 0 | 0 | 0 | 0 | 0
SNCR | 0 | 0 | 0 | 0 | 0 | 0
SCR | 0 | 0 | 0 | 0 | 0 | 0
ACI90 | 0 | 0 | 0 | 0 | 0 | 0
RPJ90 | 0 | 0 | 0 | 0 | 0 | 0
PCSEQ | 0 | 0 | 0 | 0 | 0 | 0
Retrofit Capacity by Reporting Type: PJM_E
ReportingType | 2015 | 2020 | 2025 | 2030 | 2035 | 2040
FGD | 0 | 0 | 0 | 0 | 0 | 0
SNCR | 0 | 0 | 0 | 0 | 0 | 0
SCR | 568 | 0 | 0 | 0 | 0 | 0
ACI90 | 0 | 0 | 0 | 0 | 0 | 0
RPJ90 | 1784 | 0 | 0 | 0 | 0 | 0
PCSEQ | 0 | 0 | 0 | 0 | 0 | 0
Retrofit Capacity by Reporting Type: PJM_ROM
ReportingType | 2015 | 2020 | 2025 | 2030 | 2035 | 2040
FGD | 0 | 1234 | 1234 | 1234 | 1234 | 1234
SNCR | 0 | 0 | 0 | 0 | 0 | 0
SCR | 341 | 0 | 0 | 0 | 0 | 0
ACI90 | 0 | 0 | 0 | 0 | 0 | 0
RPJ90 | 2572 | 7951.12 | 7951.12 | 7951.12 | 7951.12 | 7951.12
PCSEQ | 0 | 0 | 0 | 0 | 0 | 0
Retrofit Capacity by Reporting Type: PJM_ROR
ReportingType | 2015 | 2020 | 2025 | 2030 | 2035 | 2040
FGD | 0 | 8947.5 | 8947.5 | 8947.5 | 8947.5 | 8947.5
SNCR | 0 | 0 | 0 | 0 | 0 | 0
SCR | 2400 | 1200 | 1200 | 1200 | 1200 | 1200
ACI90 | 0 | 0 | 0 | 0 | 0 | 0
RPJ90 | 0 | 38459.73 | 38459.73 | 38459.73 | 38459.73 | 38459.73
PCSEQ | 0 | 0 | 0 | 0 | 0 | 0
Retrofit Capacity by Reporting Type: SOCO
ReportingType | 2015 | 2020 | 2025 | 2030 | 2035 | 2040
FGD | 4088.7 | 6563.2 | 6563.2 | 6563.2 | 6563.2 | 6563.2
SNCR | 0 | 0 | 0 | 0 | 0 | 0
SCR | 3404.7 | 3404.7 | 3404.7 | 3404.7 | 3404.7 | 3404.7
ACI90 | 0 | 0 | 0 | 0 | 0 | 0
RPJ90 | 6809.4 | 16588.39 | 16588.39 | 16588.39 | 16588.39 | 16588.39
PCSEQ | 0 | 0 | 0 | 0 | 0 | 0
Retrofit Capacity by Reporting Type: SPP_N
ReportingType | 2015 | 2020 | 2025 | 2030 | 2035 | 2040
FGD | 0 | 2384.5 | 2384.5 | 2384.5 | 2384.5 | 2384.5
SNCR | 0 | 0 | 0 | 0 | 0 | 0
SCR | 0 | 0 | 0 | 0 | 0 | 0
ACI90 | 0 | 0 | 0 | 0 | 0 | 0
RPJ90 | 1302 | 7319.5 | 7319.5 | 7319.5 | 7319.5 | 7319.5
PCSEQ | 0 | 0 | 0 | 0 | 0 | 0
Retrofit Capacity by Reporting Type: SPP_S
ReportingType | 2015 | 2020 | 2025 | 2030 | 2035 | 2040
FGD | 0 | 8675.8 | 8675.8 | 8675.8 | 8675.8 | 8675.8
SNCR | 0 | 0 | 0 | 0 | 0 | 0
SCR | 0 | 0 | 0 | 0 | 0 | 0
ACI90 | 0 | 0 | 0 | 0 | 0 | 0
RPJ90 | 0 | 12081.93 | 12081.93 | 12081.93 | 12081.93 | 12081.93
PCSEQ | 0 | 0 | 0 | 0 | 0 | 0
Retrofit Capacity by Reporting Type: TVA
ReportingType | 2015 | 2020 | 2025 | 2030 | 2035 | 2040
FGD | 0 | 4337 | 4337 | 4337 | 4337 | 4337
SNCR | 0 | 0 | 0 | 0 | 0 | 0
SCR | 0 | 0 | 0 | 0 | 0 | 0
ACI90 | 0 | 0 | 0 | 0 | 0 | 0
RPJ90 | 0 | 11017.59 | 11017.59 | 11017.59 | 11017.59 | 11017.59
PCSEQ | 0 | 0 | 0 | 0 | 0 | 0
Retrofit Capacity by Reporting Type: TVA_Transmission
ReportingType | 2015 | 2020 | 2025 | 2030 | 2035 | 2040
FGD | 0 | 0 | 0 | 0 | 0 | 0
SNCR | 0 | 0 | 0 | 0 | 0 | 0
SCR | 0 | 0 | 0 | 0 | 0 | 0
ACI90 | 0 | 0 | 0 | 0 | 0 | 0
RPJ90 | 0 | 0 | 0 | 0 | 0 | 0
PCSEQ | 0 | 0 | 0 | 0 | 0 | 0
Retrofit Capacity by Reporting Type: VACAR
ReportingType | 2015 | 2020 | 2025 | 2030 | 2035 | 2040
FGD | 0 | 0 | 0 | 0 | 0 | 0
SNCR | 0 | 0 | 0 | 0 | 0 | 0
SCR | 0 | 0 | 0 | 0 | 0 | 0
ACI90 | 0 | 0 | 0 | 0 | 0 | 0
RPJ90 | 0 | 13341.26 | 13341.26 | 13341.26 | 13341.26 | 13341.27
PCSEQ | 0 | 0 | 0 | 0 | 0 | 0
Retrofit Capacity by Reporting Type: IESO
ReportingType | 2015 | 2020 | 2025 | 2030 | 2035 | 2040
FGD | 0 | 0 | 0 | 0 | 0 | 0
SNCR | 0 | 0 | 0 | 0 | 0 | 0
SCR | 0 | 0 | 0 | 0 | 0 | 0
ACI90 | 0 | 0 | 0 | 0 | 0 | 0
RPJ90 | 0 | 0 | 0 | 0 | 0 | 0
PCSEQ | 0 | 0 | 0 | 0 | 0 | 0
Retrofit Capacity by Reporting Type: MAPP_CA
ReportingType | 2015 | 2020 | 2025 | 2030 | 2035 | 2040
FGD | 0 | 0 | 0 | 0 | 0 | 0
SNCR | 0 | 0 | 0 | 0 | 0 | 0
SCR | 0 | 0 | 0 | 0 | 0 | 0
ACI90 | 0 | 0 | 0 | 0 | 0 | 0
RPJ90 | 0 | 0 | 0 | 0 | 0 | 0
PCSEQ | 0 | 0 | 0 | 0 | 0 | 0
Retrofit Capacity by Reporting Type: AZ_NM_SNV_Coal
ReportingType | 2015 | 2020 | 2025 | 2030 | 2035 | 2040
FGD | 384 | 540 | 540 | 540 | 540 | 540
SNCR | 0 | 0 | 0 | 0 | 0 | 0
SCR | 800 | 400 | 400 | 400 | 400 | 400
ACI90 | 0 | 0 | 0 | 0 | 0 | 0
RPJ90 | 3286 | 10066 | 10066 | 10066 | 10066 | 10066
PCSEQ | 0 | 0 | 0 | 0 | 0 | 0
Retrofit Capacity by Reporting Type: AZ_NM_SNV_Gas
ReportingType | 2015 | 2020 | 2025 | 2030 | 2035 | 2040
FGD | 0 | 0 | 0 | 0 | 0 | 0
SNCR | 0 | 0 | 0 | 0 | 0 | 0
SCR | 0 | 0 | 0 | 0 | 0 | 0
ACI90 | 0 | 0 | 0 | 0 | 0 | 0
RPJ90 | 0 | 0 | 0 | 0 | 0 | 0
PCSEQ | 0 | 0 | 0 | 0 | 0 | 0
Retrofit Capacity by Reporting Type: AZ_NM_SNV_NucRenew
ReportingType | 2015 | 2020 | 2025 | 2030 | 2035 | 2040
FGD | 0 | 0 | 0 | 0 | 0 | 0
SNCR | 0 | 0 | 0 | 0 | 0 | 0
SCR | 0 | 0 | 0 | 0 | 0 | 0
ACI90 | 0 | 0 | 0 | 0 | 0 | 0
RPJ90 | 0 | 0 | 0 | 0 | 0 | 0
PCSEQ | 0 | 0 | 0 | 0 | 0 | 0
Retrofit Capacity by Reporting Type: ERCOT
ReportingType | 2015 | 2020 | 2025 | 2030 | 2035 | 2040
FGD | 0 | 5125 | 5125 | 5125 | 5125 | 5125
SNCR | 0 | 0 | 0 | 0 | 0 | 0
SCR | 4370 | 2185 | 2185 | 2185 | 2185 | 2185
ACI90 | 0 | 0 | 0 | 0 | 0 | 0
RPJ90 | 9196 | 16247.87 | 16247.87 | 16247.87 | 16247.87 | 16247.87
PCSEQ | 0 | 0 | 0 | 0 | 0 | 0
Retrofit Capacity by Reporting Type: NP15
ReportingType | 2015 | 2020 | 2025 | 2030 | 2035 | 2040
FGD | 0 | 0 | 0 | 0 | 0 | 0
SNCR | 0 | 0 | 0 | 0 | 0 | 0
SCR | 0 | 0 | 0 | 0 | 0 | 0
ACI90 | 0 | 0 | 0 | 0 | 0 | 0
RPJ90 | 0 | 28.2 | 28.2 | 28.2 | 0 | 0
PCSEQ | 0 | 0 | 0 | 0 | 0 | 0
Retrofit Capacity by Reporting Type: NWPP_Coal
ReportingType | 2015 | 2020 | 2025 | 2030 | 2035 | 2040
FGD | 0 | 1601.2 | 1601.2 | 1601.2 | 1601.2 | 1601.2
SNCR | 0 | 0 | 0 | 0 | 0 | 0
SCR | 0 | 0 | 0 | 0 | 0 | 0
ACI90 | 0 | 0 | 0 | 0 | 0 | 0
RPJ90 | 453.6 | 13097.85 | 13097.85 | 13097.85 | 13097.85 | 13097.85
PCSEQ | 0 | 0 | 0 | 0 | 0 | 0
Retrofit Capacity by Reporting Type: NWPP_Gas
ReportingType | 2015 | 2020 | 2025 | 2030 | 2035 | 2040
FGD | 0 | 0 | 0 | 0 | 0 | 0
SNCR | 0 | 0 | 0 | 0 | 0 | 0
SCR | 0 | 0 | 0 | 0 | 0 | 0
ACI90 | 0 | 0 | 0 | 0 | 0 | 0
RPJ90 | 0 | 0 | 0 | 0 | 0 | 0
PCSEQ | 0 | 0 | 0 | 0 | 0 | 0
Retrofit Capacity by Reporting Type: NWPP_NucRenew
ReportingType | 2015 | 2020 | 2025 | 2030 | 2035 | 2040
FGD | 0 | 0 | 0 | 0 | 0 | 0
SNCR | 0 | 0 | 0 | 0 | 0 | 0
SCR | 0 | 0 | 0 | 0 | 0 | 0
ACI90 | 0 | 0 | 0 | 0 | 0 | 0
RPJ90 | 0 | 0 | 0 | 0 | 0 | 0
PCSEQ | 0 | 0 | 0 | 0 | 0 | 0
Retrofit Capacity by Reporting Type: RMPA
ReportingType | 2015 | 2020 | 2025 | 2030 | 2035 | 2040
FGD | 0 | 1282 | 1282 | 1282 | 1282 | 1282
SNCR | 0 | 0 | 0 | 0 | 0 | 0
SCR | 1554.6 | 777.3 | 777.3 | 777.3 | 777.3 | 777.3
ACI90 | 0 | 0 | 0 | 0 | 0 | 0
RPJ90 | 2874.6 | 6914.8 | 6562.8 | 6562.8 | 6562.8 | 6315.8
PCSEQ | 0 | 0 | 0 | 0 | 0 | 0
Retrofit Capacity by Reporting Type: SP15
ReportingType | 2015 | 2020 | 2025 | 2030 | 2035 | 2040
FGD | 0 | 0 | 0 | 0 | 0 | 0
SNCR | 0 | 0 | 0 | 0 | 0 | 0
SCR | 0 | 0 | 0 | 0 | 0 | 0
ACI90 | 0 | 0 | 0 | 0 | 0 | 0
RPJ90 | 0 | 101.2 | 101.2 | 101.2 | 101.2 | 0
PCSEQ | 0 | 0 | 0 | 0 | 0 | 0
Retrofit Capacity by Reporting Type: ALB
ReportingType | 2015 | 2020 | 2025 | 2030 | 2035 | 2040
FGD | 0 | 0 | 0 | 0 | 0 | 0
SNCR | 0 | 0 | 0 | 0 | 0 | 0
SCR | 0 | 0 | 0 | 0 | 0 | 0
ACI90 | 0 | 0 | 0 | 0 | 0 | 0
RPJ90 | 0 | 0 | 0 | 0 | 0 | 0
PCSEQ | 0 | 0 | 0 | 0 | 0 | 0
Retrofit Capacity by Reporting Type: BC
ReportingType | 2015 | 2020 | 2025 | 2030 | 2035 | 2040
FGD | 0 | 0 | 0 | 0 | 0 | 0
SNCR | 0 | 0 | 0 | 0 | 0 | 0
SCR | 0 | 0 | 0 | 0 | 0 | 0
ACI90 | 0 | 0 | 0 | 0 | 0 | 0
RPJ90 | 0 | 0 | 0 | 0 | 0 | 0
PCSEQ | 0 | 0 | 0 | 0 | 0 | 0
Retrofit Capacity by Reporting Type: HQ_IESO
ReportingType | 2015 | 2020 | 2025 | 2030 | 2035 | 2040
FGD | 0 | 0 | 0 | 0 | 0 | 0
SNCR | 0 | 0 | 0 | 0 | 0 | 0
SCR | 0 | 0 | 0 | 0 | 0 | 0
ACI90 | 0 | 0 | 0 | 0 | 0 | 0
RPJ90 | 0 | 0 | 0 | 0 | 0 | 0
PCSEQ | 0 | 0 | 0 | 0 | 0 | 0
Retrofit Capacity by Reporting Type: HQ_NEISO
ReportingType | 2015 | 2020 | 2025 | 2030 | 2035 | 2040
FGD | 0 | 0 | 0 | 0 | 0 | 0
SNCR | 0 | 0 | 0 | 0 | 0 | 0
SCR | 0 | 0 | 0 | 0 | 0 | 0
ACI90 | 0 | 0 | 0 | 0 | 0 | 0
RPJ90 | 0 | 0 | 0 | 0 | 0 | 0
PCSEQ | 0 | 0 | 0 | 0 | 0 | 0
Retrofit Capacity by Reporting Type: HQ_NY
ReportingType | 2015 | 2020 | 2025 | 2030 | 2035 | 2040
FGD | 0 | 0 | 0 | 0 | 0 | 0
SNCR | 0 | 0 | 0 | 0 | 0 | 0
SCR | 0 | 0 | 0 | 0 | 0 | 0
ACI90 | 0 | 0 | 0 | 0 | 0 | 0
RPJ90 | 0 | 0 | 0 | 0 | 0 | 0
PCSEQ | 0 | 0 | 0 | 0 | 0 | 0
Retrofit Capacity by Reporting Type: MARITIMES
ReportingType | 2015 | 2020 | 2025 | 2030 | 2035 | 2040
FGD | 0 | 0 | 0 | 0 | 0 | 0
SNCR | 0 | 0 | 0 | 0 | 0 | 0
SCR | 0 | 0 | 0 | 0 | 0 | 0
ACI90 | 0 | 0 | 0 | 0 | 0 | 0
RPJ90 | 0 | 0 | 0 | 0 | 0 | 0
PCSEQ | 0 | 0 | 0 | 0 | 0 | 0
Retrofit Capacity by Reporting Type: All
ReportingType | 2015 | 2020 | 2025 | 2030 | 2035 | 2040
FGD | 7551.7 | 78793.96 | 78793.96 | 78793.96 | 78793.96 | 78793.96
SNCR | 0 | 0 | 0 | 0 | 0 | 0
SCR | 23456.96 | 13573.13 | 13573.13 | 13573.13 | 13573.13 | 13573.13
ACI90 | 0 | 0 | 0 | 0 | 0 | 0
RPJ90 | 37881.79 | 232231.55 | 231879.56 | 231879.56 | 231851.36 | 231503.16
PCSEQ | 0 | 0 | 0 | 0 | 0 | 0
Retrofit Capacity by Reporting Type: EI_US
ReportingType | 2015 | 2020 | 2025 | 2030 | 2035 | 2040
FGD | 7167.7 | 70245.76 | 70245.76 | 70245.76 | 70245.76 | 70245.76
SNCR | 0 | 0 | 0 | 0 | 0 | 0
SCR | 16732.36 | 10210.83 | 10210.83 | 10210.83 | 10210.83 | 10210.83
ACI90 | 0 | 0 | 0 | 0 | 0 | 0
RPJ90 | 22071.59 | 185775.64 | 185775.64 | 185775.64 | 185775.64 | 185775.64
PCSEQ | 0 | 0 | 0 | 0 | 0 | 0
Retrofit Capacity by Reporting Type: EI_Canada
ReportingType | 2015 | 2020 | 2025 | 2030 | 2035 | 2040
FGD | 0 | 0 | 0 | 0 | 0 | 0
SNCR | 0 | 0 | 0 | 0 | 0 | 0
SCR | 0 | 0 | 0 | 0 | 0 | 0
ACI90 | 0 | 0 | 0 | 0 | 0 | 0
RPJ90 | 0 | 0 | 0 | 0 | 0 | 0
PCSEQ | 0 | 0 | 0 | 0 | 0 | 0
Retrofit Capacity by Reporting Type: EI
ReportingType | 2015 | 2020 | 2025 | 2030 | 2035 | 2040
FGD | 7167.7 | 70245.76 | 70245.76 | 70245.76 | 70245.76 | 70245.76
SNCR | 0 | 0 | 0 | 0 | 0 | 0
SCR | 16732.36 | 10210.83 | 10210.83 | 10210.83 | 10210.83 | 10210.83
ACI90 | 0 | 0 | 0 | 0 | 0 | 0
RPJ90 | 22071.59 | 185775.64 | 185775.64 | 185775.64 | 185775.64 | 185775.64
PCSEQ | 0 | 0 | 0 | 0 | 0 | 0
Retrofit Capacity by Reporting Type: Outside_EI
ReportingType | 2015 | 2020 | 2025 | 2030 | 2035 | 2040
FGD | 384 | 8548.2 | 8548.2 | 8548.2 | 8548.2 | 8548.2
SNCR | 0 | 0 | 0 | 0 | 0 | 0
SCR | 6724.6 | 3362.3 | 3362.3 | 3362.3 | 3362.3 | 3362.3
ACI90 | 0 | 0 | 0 | 0 | 0 | 0
RPJ90 | 15810.2 | 46455.92 | 46103.92 | 46103.92 | 46075.72 | 45727.52
PCSEQ | 0 | 0 | 0 | 0 | 0 | 0
#7 | Reserve Margin (MW)
Reserve Margin Data: ALB
| 2015 | 2020 | 2025 | 2030 | 2035 | 2040
a. Peak Demand | 9904 | 10661.75 | 11453.84 | 12232.8 | 13114.25 | 14069.31
b. Peak Demand + Reserve Margin | 11686.72 | 12580.86 | 13515.53 | 14434.71 | 15474.82 | 16601.78
c. DR MW | 105.16 | 361.08 | 660.83 | 708.64 | 759.9 | 814.88
d. Capacity Credit | 11686.72 | 12649.15 | 13629.72 | 14434.71 | 15474.82 | 16601.78
Reserve Margin Data: BC
| 2015 | 2020 | 2025 | 2030 | 2035 | 2040
a. Peak Demand | 12109.07 | 12751.62 | 13400.61 | 14000.25 | 14682.16 | 15408.33
b. Peak Demand + Reserve Margin | 14288.7 | 15046.91 | 15812.72 | 16520.3 | 17324.95 | 18181.83
c. DR MW | 0.01 | 264.69 | 555.31 | 582.51 | 611.05 | 640.98
d. Capacity Credit | 14288.7 | 15046.91 | 15980.67 | 16520.3 | 17324.95 | 18181.83
Reserve Margin Data: ENT
| 2015 | 2020 | 2025 | 2030 | 2035 | 2040
a. Peak Demand | 30997.52 | 33002.48 | 34227.2 | 34931.55 | 35366.96 | 37194.8
b. Peak Demand + Reserve Margin | 35337.17 | 37622.83 | 39019.01 | 39821.97 | 40318.33 | 42402.07
c. DR MW | 301.55 | 1538.95 | 2854.33 | 2930.78 | 3009.27 | 3089.87
d. Capacity Credit | 35337.17 | 37622.83 | 39019.01 | 39821.97 | 40318.33 | 42402.07
Reserve Margin Data: ERCOT
| 2015 | 2020 | 2025 | 2030 | 2035 | 2040
a. Peak Demand | 69645.31 | 75411.61 | 77738.94 | 80602.62 | 83769.17 | 87577.9
b. Peak Demand + Reserve Margin | 78350.97 | 84838.06 | 87456.31 | 90677.95 | 94240.31 | 98525.13
c. DR MW | 740.81 | 3617.73 | 6720.3 | 6926.25 | 7155.61 | 7391.29
d. Capacity Credit | 78350.97 | 84838.06 | 87456.31 | 90677.95 | 94240.31 | 98525.13
Reserve Margin Data: FRCC
| 2015 | 2020 | 2025 | 2030 | 2035 | 2040
a. Peak Demand | 49980.61 | 53671.69 | 56915.15 | 60095.77 | 64605.9 | 64860.74
b. Peak Demand + Reserve Margin | 57977.5 | 62259.16 | 66021.58 | 69711.09 | 74942.84 | 75238.46
c. DR MW | 2734.45 | 3962.85 | 5527.63 | 5878.95 | 6252.59 | 6649.99
d. Capacity Credit | 57977.5 | 62259.16 | 66021.58 | 69711.09 | 74942.84 | 75238.46
Reserve Margin Data: IESO
| 2015 | 2020 | 2025 | 2030 | 2035 | 2040
a. Peak Demand | 23295.9 | 23136.91 | 23977.78 | 24703.85 | 25548.37 | 26440.71
b. Peak Demand + Reserve Margin | 27256.21 | 27070.18 | 28054.01 | 28903.51 | 29891.59 | 30935.63
c. DR MW | 1958.79 | 2066.83 | 2340.54 | 2421.21 | 2504.65 | 2590.98
d. Capacity Credit | 31012.92 | 31120.96 | 31394.66 | 31475.33 | 29891.59 | 30935.63
Reserve Margin Data: MAPP_CA
| 2015 | 2020 | 2025 | 2030 | 2035 | 2040
a. Peak Demand | 8667.52 | 9356.19 | 9744.47 | 10089.5 | 10486.34 | 10906.6
b. Peak Demand + Reserve Margin | 9707.62 | 10478.93 | 10913.81 | 11300.24 | 11744.7 | 12215.4
c. DR MW | 89.5 | 308.14 | 546.73 | 568.39 | 590.9 | 614.31
d. Capacity Credit | 9707.62 | 10478.93 | 10913.81 | 11300.24 | 11744.7 | 12373.95
Reserve Margin Data: MAPP_US
| 2015 | 2020 | 2025 | 2030 | 2035 | 2040
a. Peak Demand | 5653.3 | 5925.23 | 6136.7 | 6437.12 | 6736.14 | 6980.51
b. Peak Demand + Reserve Margin | 6444.76 | 6754.76 | 6995.83 | 7338.31 | 7679.2 | 7957.78
c. DR MW | 59 | 199.4 | 353.8 | 367.81 | 382.38 | 397.53
d. Capacity Credit | 6750.2 | 6757.52 | 6995.83 | 7338.31 | 7679.2 | 7957.78
Reserve Margin Data: NEISO
| 2015 | 2020 | 2025 | 2030 | 2035 | 2040
a. Peak Demand | 27869.23 | 28302.76 | 28515.91 | 28738.15 | 28900.21 | 29063.18
b. Peak Demand + Reserve Margin | 32328.31 | 32831.21 | 33078.46 | 33336.25 | 33524.25 | 33713.29
c. DR MW | 3092.4 | 3627.72 | 4230.66 | 4257.78 | 4282.5 | 4307.35
d. Capacity Credit | 32328.31 | 33117.12 | 34021.48 | 34101.97 | 33524.25 | 33713.29
Reserve Margin Data: NonRTO_Midwest
| 2015 | 2020 | 2025 | 2030 | 2035 | 2040
a. Peak Demand | 11593.62 | 11960.93 | 12272.48 | 13141.13 | 13470.83 | 13895.36
b. Peak Demand + Reserve Margin | 13216.73 | 13635.46 | 13990.62 | 14980.88 | 15356.75 | 15840.71
c. DR MW | 193.98 | 453.37 | 727.88 | 745.89 | 764.35 | 783.26
d. Capacity Credit | 13216.73 | 13635.46 | 13990.62 | 14980.88 | 15356.75 | 15840.71
Reserve Margin Data: NYISO_J-K
| 2015 | 2020 | 2025 | 2030 | 2035 | 2040
a. Peak Demand | 15662.54 | 16840.15 | 17505.02 | 18398.03 | 19221.69 | 20122.69
b. Peak Demand + Reserve Margin | 14409.53 | 15492.93 | 16104.62 | 16926.19 | 17683.95 | 18512.87
c. DR MW | 1319.07 | 1502.66 | 1718.62 | 1795.58 | 1875.99 | 1960
d. Capacity Credit | 16838.46 | 17022.05 | 18123.91 | 19239.27 | 19320.54 | 19806.47
Reserve Margin Data: PJM_E
| 2015 | 2020 | 2025 | 2030 | 2035 | 2040
a. Peak Demand | 30526.42 | 28817.07 | 29779.62 | 30640.62 | 31761.92 | 32922.63
b. Peak Demand + Reserve Margin | 29854.84 | 28183.09 | 29124.47 | 29966.52 | 31063.16 | 32198.33
c. DR MW | 1256.73 | 1718.17 | 2388.62 | 2469.72 | 2553.57 | 2640.27
d. Capacity Credit | 33948.67 | 33307.05 | 34307.51 | 34388.61 | 32353.59 | 32198.33
Reserve Margin Data: RMPA
| 2015 | 2020 | 2025 | 2030 | 2035 | 2040
a. Peak Demand | 12926.05 | 14102.81 | 15272.08 | 16226.63 | 17281.13 | 18404.82
b. Peak Demand + Reserve Margin | 14735.7 | 16077.2 | 17410.17 | 18498.36 | 19700.49 | 20981.5
c. DR MW | 486.05 | 622.89 | 804.5 | 856.88 | 912.57 | 971.91
d. Capacity Credit | 15580.06 | 16077.2 | 18143.25 | 18498.36 | 19700.49 | 20981.5
Reserve Margin Data: SOCO
| 2015 | 2020 | 2025 | 2030 | 2035 | 2040
a. Peak Demand | 53503 | 58268.97 | 60504.88 | 63686.06 | 65796.91 | 69102.63
b. Peak Demand + Reserve Margin | 60993.42 | 66426.62 | 68975.56 | 72602.11 | 75008.48 | 78777
c. DR MW | 2570.49 | 4773.97 | 7215.46 | 7512.46 | 7821.68 | 8143.63
d. Capacity Credit | 62108 | 66426.67 | 68975.56 | 72602.11 | 75008.48 | 78777
Reserve Margin Data: TVA
| 2015 | 2020 | 2025 | 2030 | 2035 | 2040
a. Peak Demand | 35087.63 | 38446.64 | 39237.42 | 41334.65 | 41053.55 | 42325.88
b. Peak Demand + Reserve Margin | 40350.78 | 44213.63 | 45123.03 | 47534.85 | 47211.58 | 48674.77
c. DR MW | 1805 | 2555.95 | 3357.9 | 3440.97 | 3526.11 | 3613.35
d. Capacity Credit | 40350.78 | 44213.63 | 45122.98 | 47534.85 | 47211.58 | 48674.77
Reserve Margin Data: VACAR
| 2015 | 2020 | 2025 | 2030 | 2035 | 2040
a. Peak Demand | 48624.52 | 52940.04 | 57003.75 | 58165.41 | 62454.57 | 65036.64
b. Peak Demand + Reserve Margin | 55431.95 | 60351.65 | 64984.27 | 66308.57 | 71198.2 | 74141.77
c. DR MW | 2339.28 | 3868.22 | 5651.52 | 5928.05 | 6218.12 | 6522.37
d. Capacity Credit | 55431.95 | 60351.65 | 64984.27 | 66308.57 | 71198.2 | 74141.77
Reserve Margin Data: AZ_NM_SNV
| 2015 | 2020 | 2025 | 2030 | 2035 | 2040
a. Peak Demand | 27003 | 30165.85 | 32227.45 | 34087.15 | 36351.09 | 38795.63
b. Peak Demand + Reserve Margin | 31242.47 | 34901.88 | 37287.15 | 39438.83 | 42058.22 | 44886.55
c. DR MW | 334.55 | 1076.71 | 1928.33 | 2059.84 | 2196.64 | 2344.36
d. Capacity Credit | 32557.64 | 34901.89 | 37287.15 | 39438.83 | 42058.22 | 44886.55
Reserve Margin Data: CA
| 2015 | 2020 | 2025 | 2030 | 2035 | 2040
a. Peak Demand | 62417.56 | 66168.08 | 69295.34 | 72474.34 | 76365.61 | 81639.64
b. Peak Demand + Reserve Margin | 72778.88 | 77151.98 | 80798.37 | 84505.08 | 89042.31 | 95191.82
c. DR MW | 4441.2 | 4603.38 | 4993.26 | 5277.46 | 5551.88 | 5835.06
d. Capacity Credit | 72778.88 | 77151.98 | 80798.37 | 84505.08 | 89042.31 | 95191.82
Reserve Margin Data: MISO
| 2015 | 2020 | 2025 | 2030 | 2035 | 2040
a. Peak Demand | 98774.31 | 101891.34 | 106680.24 | 111717.96 | 116093.92 | 120638.19
b. Peak Demand + Reserve Margin | 115961.04 | 119620.43 | 125242.6 | 131156.88 | 136294.26 | 141629.24
c. DR MW | 6024.78 | 8117.79 | 10669.2 | 11079.6 | 11505.92 | 11948.8
d. Capacity Credit | 115961.04 | 119620.43 | 125242.6 | 131156.88 | 136294.26 | 141629.24
Reserve Margin Data: NWPP
| 2015 | 2020 | 2025 | 2030 | 2035 | 2040
a. Peak Demand | 40042.43 | 41922.23 | 43942.04 | 46298.76 | 48570.43 | 50894.86
b. Peak Demand + Reserve Margin | 47250.07 | 49468.23 | 51851.61 | 54632.54 | 57313.11 | 60055.94
c. DR MW | 0.01 | 953.34 | 1988.72 | 2091.14 | 2193.74 | 2298.72
d. Capacity Credit | 54795.87 | 55735.01 | 57448.89 | 61899.06 | 62354.16 | 63421.14
Reserve Margin Data: NYISO
| 2015 | 2020 | 2025 | 2030 | 2035 | 2040
a. Peak Demand | 30441.3 | 32584.87 | 33760.45 | 35059.13 | 36376.36 | 37777.71
b. Peak Demand + Reserve Margin | 35464.11 | 37961.37 | 39330.93 | 40843.88 | 42378.46 | 44011.03
c. DR MW | 2565.83 | 2901.13 | 3296.24 | 3421.43 | 3551.63 | 3687.07
d. Capacity Credit | 37510.6 | 37961.37 | 39330.93 | 40843.88 | 42378.46 | 44011.03
Reserve Margin Data: NYISO_G-I_J-K
| 2015 | 2020 | 2025 | 2030 | 2035 | 2040
a. Peak Demand | 19694.47 | 21105.45 | 21929.34 | 22999.98 | 24054.02 | 25184.43
b. Peak Demand + Reserve Margin | 18709.75 | 20050.18 | 20832.87 | 21849.98 | 22851.32 | 23925.21
c. DR MW | 1658.63 | 1882.98 | 2152.95 | 2248.69 | 2348.69 | 2453.13
d. Capacity Credit | 20805.9 | 21039.25 | 22269.46 | 24289.59 | 26351.57 | 28879.5
Reserve Margin Data: PJM
| 2015 | 2020 | 2025 | 2030 | 2035 | 2040
a. Peak Demand | 156152.48 | 157544.66 | 161459.56 | 164273.8 | 170318.24 | 175299.34
b. Peak Demand + Reserve Margin | 180043.81 | 181648.99 | 186162.87 | 189407.69 | 196376.93 | 202120.14
c. DR MW | 6888.69 | 10788.12 | 15528.1 | 16025.26 | 16538.36 | 17067.93
d. Capacity Credit | 180043.81 | 181648.99 | 188104 | 189407.69 | 196376.93 | 202120.14
Reserve Margin Data: SPP
| 2015 | 2020 | 2025 | 2030 | 2035 | 2040
a. Peak Demand | 57030.85 | 60774.19 | 63144.63 | 65593.14 | 67188.51 | 69903.97
b. Peak Demand + Reserve Margin | 64787.05 | 69039.48 | 71732.3 | 74513.81 | 76326.15 | 79410.91
c. DR MW | 1132.21 | 3430.99 | 5911.36 | 6129.52 | 6355.94 | 6590.94
d. Capacity Credit | 64787.05 | 69039.48 | 71732.3 | 74513.81 | 76326.15 | 79410.91

## Transmission
$/MW
[8 empty] | Transfer |  | $/MWh | $/MWh | Wheel+ | $/MWh
Year | Line | From | To | EI Internal/External | Season | Block | Duration | Limit | MW flow | From price | To price | Friction | Shadow Price
2015 | ENT_2_MISO_MO-IL | ENT | MISO_MO-IL | Internal | Shoulder | B11 | 25 | 2260 | 0 | 55.02 | 47.81 | 8 | 0
2015 | ENT_2_MISO_MO-IL | ENT | MISO_MO-IL | Internal | Shoulder | B12 | 200 | 2260 | 0 | 39.11 | 39.03 | 8 | 0
2015 | ENT_2_MISO_MO-IL | ENT | MISO_MO-IL | Internal | Shoulder | B13 | 600 | 2260 | 0 | 38.83 | 37.23 | 8 | 0
2015 | ENT_2_MISO_MO-IL | ENT | MISO_MO-IL | Internal | Shoulder | B14 | 900 | 2260 | 0 | 38.83 | 35.12 | 8 | 0
2015 | ENT_2_MISO_MO-IL | ENT | MISO_MO-IL | Internal | Shoulder | B15 | 1203 | 2260 | 0 | 37.57 | 33.05 | 8 | 0
2015 | ENT_2_MISO_MO-IL | ENT | MISO_MO-IL | Internal | Summer | B1 | 10 | 2260 | 0 | 59.78 | 59.78 | 8 | 0
2015 | ENT_2_MISO_MO-IL | ENT | MISO_MO-IL | Internal | Summer | B2 | 25 | 2260 | 0 | 58.11 | 58.11 | 8 | 0
2015 | ENT_2_MISO_MO-IL | ENT | MISO_MO-IL | Internal | Summer | B3 | 75 | 2260 | 0 | 58.11 | 56.69 | 8 | 0
2015 | ENT_2_MISO_MO-IL | ENT | MISO_MO-IL | Internal | Summer | B4 | 100 | 2260 | 0 | 58.11 | 55.18 | 8 | 0
2015 | ENT_2_MISO_MO-IL | ENT | MISO_MO-IL | Internal | Summer | B5 | 200 | 2260 | 0 | 53.27 | 46.02 | 8 | 0
2015 | ENT_2_MISO_MO-IL | ENT | MISO_MO-IL | Internal | Summer | B6 | 300 | 2260 | 0 | 43.43 | 40.82 | 8 | 0
2015 | ENT_2_MISO_MO-IL | ENT | MISO_MO-IL | Internal | Summer | B7 | 400 | 2260 | 0 | 43.43 | 35.52 | 8 | 0
2015 | ENT_2_MISO_MO-IL | ENT | MISO_MO-IL | Internal | Summer | B8 | 500 | 2260 | 0 | 37.89 | 34.18 | 8 | 0
2015 | ENT_2_MISO_MO-IL | ENT | MISO_MO-IL | Internal | Summer | B9 | 800 | 2260 | 0 | 37.62 | 32.97 | 8 | 0
2015 | ENT_2_MISO_MO-IL | ENT | MISO_MO-IL | Internal | Summer | B10 | 1262 | 2260 | 0 | 36.4 | 30 | 8 | 0
2015 | ENT_2_MISO_MO-IL | ENT | MISO_MO-IL | Internal | Winter | B16 | 25 | 2260 | 0 | 50.62 | 46.83 | 8 | 0
2015 | ENT_2_MISO_MO-IL | ENT | MISO_MO-IL | Internal | Winter | B17 | 100 | 2260 | 0 | 41.55 | 41.93 | 8 | 0
2015 | ENT_2_MISO_MO-IL | ENT | MISO_MO-IL | Internal | Winter | B18 | 400 | 2260 | 0 | 41.25 | 37.58 | 8 | 0
2015 | ENT_2_MISO_MO-IL | ENT | MISO_MO-IL | Internal | Winter | B19 | 700 | 2260 | 0 | 41.25 | 35.76 | 8 | 0
2015 | ENT_2_MISO_MO-IL | ENT | MISO_MO-IL | Internal | Winter | B20 | 935 | 2260 | 0 | 39.91 | 32.45 | 8 | 0
2015 | ENT_2_SOCO | ENT | SOCO | Internal | Shoulder | B11 | 25 | 2000 | 0 | 55.02 | 62.72 | 8 | 0
2015 | ENT_2_SOCO | ENT | SOCO | Internal | Shoulder | B12 | 200 | 2000 | 0 | 39.11 | 42.9 | 8 | 0
2015 | ENT_2_SOCO | ENT | SOCO | Internal | Shoulder | B13 | 600 | 2000 | 0 | 38.83 | 39.8 | 8 | 0
2015 | ENT_2_SOCO | ENT | SOCO | Internal | Shoulder | B14 | 900 | 2000 | 0 | 38.83 | 39.8 | 8 | 0
2015 | ENT_2_SOCO | ENT | SOCO | Internal | Shoulder | B15 | 1203 | 2000 | 0 | 37.57 | 39.8 | 8 | 0
2015 | ENT_2_SOCO | ENT | SOCO | Internal | Summer | B1 | 10 | 2000 | 0 | 59.78 | 66.11 | 8 | 0
2015 | ENT_2_SOCO | ENT | SOCO | Internal | Summer | B2 | 25 | 2000 | 153.38 | 58.11 | 66.11 | 8 | 0
2015 | ENT_2_SOCO | ENT | SOCO | Internal | Summer | B3 | 75 | 2000 | 1668.43 | 58.11 | 66.11 | 8 | 0
2015 | ENT_2_SOCO | ENT | SOCO | Internal | Summer | B4 | 100 | 2000 | 1966.88 | 58.11 | 66.11 | 8 | 0
2015 | ENT_2_SOCO | ENT | SOCO | Internal | Summer | B5 | 200 | 2000 | 2000 | 53.27 | 61.71 | 8 | 0.44
2015 | ENT_2_SOCO | ENT | SOCO | Internal | Summer | B6 | 300 | 2000 | 613.54 | 43.43 | 51.43 | 8 | 0
2015 | ENT_2_SOCO | ENT | SOCO | Internal | Summer | B7 | 400 | 2000 | 1673.7 | 43.43 | 51.43 | 8 | 0
2015 | ENT_2_SOCO | ENT | SOCO | Internal | Summer | B8 | 500 | 2000 | 0 | 37.89 | 43.43 | 8 | 0
2015 | ENT_2_SOCO | ENT | SOCO | Internal | Summer | B9 | 800 | 2000 | 0 | 37.62 | 38.63 | 8 | 0
2015 | ENT_2_SOCO | ENT | SOCO | Internal | Summer | B10 | 1262 | 2000 | 0 | 36.4 | 38.63 | 8 | 0
2015 | ENT_2_SOCO | ENT | SOCO | Internal | Winter | B16 | 25 | 2000 | 1177 | 50.62 | 58.62 | 8 | 0
2015 | ENT_2_SOCO | ENT | SOCO | Internal | Winter | B17 | 100 | 2000 | 0 | 41.55 | 43.68 | 8 | 0
2015 | ENT_2_SOCO | ENT | SOCO | Internal | Winter | B18 | 400 | 2000 | 0 | 41.25 | 42.18 | 8 | 0
2015 | ENT_2_SOCO | ENT | SOCO | Internal | Winter | B19 | 700 | 2000 | 0 | 41.25 | 42.18 | 8 | 0
2015 | ENT_2_SOCO | ENT | SOCO | Internal | Winter | B20 | 935 | 2000 | 0 | 39.91 | 42.18 | 8 | 0
2015 | ENT_2_SPP_N | ENT | SPP_N | Internal | Shoulder | B11 | 25 | 1300 | 0 | 55.02 | 54.82 | 8 | 0
2015 | ENT_2_SPP_N | ENT | SPP_N | Internal | Shoulder | B12 | 200 | 1300 | 0 | 39.11 | 39.1 | 8 | 0
2015 | ENT_2_SPP_N | ENT | SPP_N | Internal | Shoulder | B13 | 600 | 1300 | 0 | 38.83 | 37.76 | 8 | 0
2015 | ENT_2_SPP_N | ENT | SPP_N | Internal | Shoulder | B14 | 900 | 1300 | 0 | 38.83 | 37.41 | 8 | 0
2015 | ENT_2_SPP_N | ENT | SPP_N | Internal | Shoulder | B15 | 1203 | 1300 | 0 | 37.57 | 37.41 | 8 | 0
2015 | ENT_2_SPP_N | ENT | SPP_N | Internal | Summer | B1 | 10 | 1300 | 0 | 59.78 | 60.91 | 8 | 0
2015 | ENT_2_SPP_N | ENT | SPP_N | Internal | Summer | B2 | 25 | 1300 | 0 | 58.11 | 60.91 | 8 | 0
2015 | ENT_2_SPP_N | ENT | SPP_N | Internal | Summer | B3 | 75 | 1300 | 0 | 58.11 | 60.91 | 8 | 0
2015 | ENT_2_SPP_N | ENT | SPP_N | Internal | Summer | B4 | 100 | 1300 | 0 | 58.11 | 57.71 | 8 | 0
2015 | ENT_2_SPP_N | ENT | SPP_N | Internal | Summer | B5 | 200 | 1300 | 0 | 53.27 | 54.02 | 8 | 0
2015 | ENT_2_SPP_N | ENT | SPP_N | Internal | Summer | B6 | 300 | 1300 | 0 | 43.43 | 48.82 | 8 | 0
2015 | ENT_2_SPP_N | ENT | SPP_N | Internal | Summer | B7 | 400 | 1300 | 0 | 43.43 | 42.23 | 8 | 0
2015 | ENT_2_SPP_N | ENT | SPP_N | Internal | Summer | B8 | 500 | 1300 | 0 | 37.89 | 37.77 | 8 | 0
2015 | ENT_2_SPP_N | ENT | SPP_N | Internal | Summer | B9 | 800 | 1300 | 0 | 37.62 | 36.14 | 8 | 0
2015 | ENT_2_SPP_N | ENT | SPP_N | Internal | Summer | B10 | 1262 | 1300 | 0 | 36.4 | 35.92 | 8 | 0
2015 | ENT_2_SPP_N | ENT | SPP_N | Internal | Winter | B16 | 25 | 1300 | 0 | 50.62 | 46.83 | 8 | 0
2015 | ENT_2_SPP_N | ENT | SPP_N | Internal | Winter | B17 | 100 | 1300 | 0 | 41.55 | 39.89 | 8 | 0
2015 | ENT_2_SPP_N | ENT | SPP_N | Internal | Winter | B18 | 400 | 1300 | 0 | 41.25 | 39.89 | 8 | 0
2015 | ENT_2_SPP_N | ENT | SPP_N | Internal | Winter | B19 | 700 | 1300 | 0 | 41.25 | 39.8 | 8 | 0
2015 | ENT_2_SPP_N | ENT | SPP_N | Internal | Winter | B20 | 935 | 1300 | 0 | 39.91 | 39.46 | 8 | 0
2015 | ENT_2_TVA_Transmission | ENT | TVA_Transmission | Internal | Shoulder | B11 | 25 | 2100 | 0 | 55.02 | 53.94 | 8 | 0
2015 | ENT_2_TVA_Transmission | ENT | TVA_Transmission | Internal | Shoulder | B12 | 200 | 2100 | 0 | 39.11 | 43.42 | 8 | 0
2015 | ENT_2_TVA_Transmission | ENT | TVA_Transmission | Internal | Shoulder | B13 | 600 | 2100 | 0 | 38.83 | 41.77 | 8 | 0
2015 | ENT_2_TVA_Transmission | ENT | TVA_Transmission | Internal | Shoulder | B14 | 900 | 2100 | 0 | 38.83 | 40.43 | 8 | 0
2015 | ENT_2_TVA_Transmission | ENT | TVA_Transmission | Internal | Shoulder | B15 | 1203 | 2100 | 0 | 37.57 | 39.76 | 8 | 0
2015 | ENT_2_TVA_Transmission | ENT | TVA_Transmission | Internal | Summer | B1 | 10 | 2100 | 477.31 | 59.78 | 67.78 | 8 | 0
2015 | ENT_2_TVA_Transmission | ENT | TVA_Transmission | Internal | Summer | B2 | 25 | 2100 | 594.19 | 58.11 | 66.11 | 8 | 0
2015 | ENT_2_TVA_Transmission | ENT | TVA_Transmission | Internal | Summer | B3 | 75 | 2100 | 0 | 58.11 | 63.97 | 8 | 0
2015 | ENT_2_TVA_Transmission | ENT | TVA_Transmission | Internal | Summer | B4 | 100 | 2100 | 0 | 58.11 | 63.18 | 8 | 0
2015 | ENT_2_TVA_Transmission | ENT | TVA_Transmission | Internal | Summer | B5 | 200 | 2100 | 0 | 53.27 | 53.22 | 8 | 0
2015 | ENT_2_TVA_Transmission | ENT | TVA_Transmission | Internal | Summer | B6 | 300 | 2100 | 0 | 43.43 | 45.74 | 8 | 0
2015 | ENT_2_TVA_Transmission | ENT | TVA_Transmission | Internal | Summer | B7 | 400 | 2100 | 0 | 43.43 | 42.6 | 8 | 0
2015 | ENT_2_TVA_Transmission | ENT | TVA_Transmission | Internal | Summer | B8 | 500 | 2100 | 0 | 37.89 | 39.32 | 8 | 0
2015 | ENT_2_TVA_Transmission | ENT | TVA_Transmission | Internal | Summer | B9 | 800 | 2100 | 0 | 37.62 | 38.87 | 8 | 0
2015 | ENT_2_TVA_Transmission | ENT | TVA_Transmission | Internal | Summer | B10 | 1262 | 2100 | 0 | 36.4 | 36.59 | 8 | 0
2015 | ENT_2_TVA_Transmission | ENT | TVA_Transmission | Internal | Winter | B16 | 25 | 2100 | 0 | 50.62 | 54.83 | 8 | 0
2015 | ENT_2_TVA_Transmission | ENT | TVA_Transmission | Internal | Winter | B17 | 100 | 2100 | 0 | 41.55 | 46.04 | 8 | 0
2015 | ENT_2_TVA_Transmission | ENT | TVA_Transmission | Internal | Winter | B18 | 400 | 2100 | 0 | 41.25 | 42.25 | 8 | 0
2015 | ENT_2_TVA_Transmission | ENT | TVA_Transmission | Internal | Winter | B19 | 700 | 2100 | 0 | 41.25 | 40.67 | 8 | 0
2015 | ENT_2_TVA_Transmission | ENT | TVA_Transmission | Internal | Winter | B20 | 935 | 2100 | 0 | 39.91 | 39.54 | 8 | 0
2015 | HQ_NEISO_2_NEISO | HQ_NEISO | NEISO | Internal | Shoulder | B11 | 25 | 99999 | 2920 | 36.68 | 36.69 | 0.01 | 0
2015 | HQ_NEISO_2_NEISO | HQ_NEISO | NEISO | Internal | Shoulder | B12 | 200 | 99999 | 2920 | 36.68 | 36.69 | 0.01 | 0
2015 | HQ_NEISO_2_NEISO | HQ_NEISO | NEISO | Internal | Shoulder | B13 | 600 | 99999 | 2920 | 36.68 | 36.69 | 0.01 | 0
2015 | HQ_NEISO_2_NEISO | HQ_NEISO | NEISO | Internal | Shoulder | B14 | 900 | 99999 | 2920 | 36.68 | 36.69 | 0.01 | 0
2015 | HQ_NEISO_2_NEISO | HQ_NEISO | NEISO | Internal | Shoulder | B15 | 1203 | 99999 | 1143.24 | 36.68 | 36.69 | 0.01 | 0
2015 | HQ_NEISO_2_NEISO | HQ_NEISO | NEISO | Internal | Summer | B1 | 10 | 99999 | 2920 | 57.37 | 57.38 | 0.01 | 0
2015 | HQ_NEISO_2_NEISO | HQ_NEISO | NEISO | Internal | Summer | B2 | 25 | 99999 | 2920 | 53.53 | 53.55 | 0.01 | 0
2015 | HQ_NEISO_2_NEISO | HQ_NEISO | NEISO | Internal | Summer | B3 | 75 | 99999 | 2920 | 46.99 | 47 | 0.01 | 0
2015 | HQ_NEISO_2_NEISO | HQ_NEISO | NEISO | Internal | Summer | B4 | 100 | 99999 | 2920 | 33.99 | 34 | 0.01 | 0
2015 | HQ_NEISO_2_NEISO | HQ_NEISO | NEISO | Internal | Summer | B5 | 200 | 99999 | 2920 | 33.99 | 34 | 0.01 | 0
2015 | HQ_NEISO_2_NEISO | HQ_NEISO | NEISO | Internal | Summer | B6 | 300 | 99999 | 2920 | 33.99 | 34 | 0.01 | 0
2015 | HQ_NEISO_2_NEISO | HQ_NEISO | NEISO | Internal | Summer | B7 | 400 | 99999 | 2920 | 33.99 | 34 | 0.01 | 0
2015 | HQ_NEISO_2_NEISO | HQ_NEISO | NEISO | Internal | Summer | B8 | 500 | 99999 | 2920 | 33.99 | 34 | 0.01 | 0
2015 | HQ_NEISO_2_NEISO | HQ_NEISO | NEISO | Internal | Summer | B9 | 800 | 99999 | 2920 | 33.99 | 34 | 0.01 | 0
2015 | HQ_NEISO_2_NEISO | HQ_NEISO | NEISO | Internal | Summer | B10 | 1262 | 99999 | 795.94 | 33.99 | 34 | 0.01 | 0
2015 | HQ_NEISO_2_NEISO | HQ_NEISO | NEISO | Internal | Winter | B16 | 25 | 99999 | 2920 | 45.08 | 45.09 | 0.01 | 0
2015 | HQ_NEISO_2_NEISO | HQ_NEISO | NEISO | Internal | Winter | B17 | 100 | 99999 | 2920 | 45.08 | 45.09 | 0.01 | 0
2015 | HQ_NEISO_2_NEISO | HQ_NEISO | NEISO | Internal | Winter | B18 | 400 | 99999 | 2920 | 45.08 | 45.09 | 0.01 | 0
2015 | HQ_NEISO_2_NEISO | HQ_NEISO | NEISO | Internal | Winter | B19 | 700 | 99999 | 2920 | 45.08 | 45.09 | 0.01 | 0
2015 | HQ_NEISO_2_NEISO | HQ_NEISO | NEISO | Internal | Winter | B20 | 935 | 99999 | 1233.58 | 45.08 | 45.09 | 0.01 | 0
2015 | HQ_NY_2_NYISO_A-F | HQ_NY | NYISO_A-F | Internal | Shoulder | B11 | 25 | 99999 | 1000 | 39.92 | 39.93 | 0.01 | 0
2015 | HQ_NY_2_NYISO_A-F | HQ_NY | NYISO_A-F | Internal | Shoulder | B12 | 200 | 99999 | 1000 | 39.68 | 39.69 | 0.01 | 0
2015 | HQ_NY_2_NYISO_A-F | HQ_NY | NYISO_A-F | Internal | Shoulder | B13 | 600 | 99999 | 1000 | 37.93 | 37.95 | 0.01 | 0
2015 | HQ_NY_2_NYISO_A-F | HQ_NY | NYISO_A-F | Internal | Shoulder | B14 | 900 | 99999 | 1000 | 37.74 | 37.75 | 0.01 | 0
2015 | HQ_NY_2_NYISO_A-F | HQ_NY | NYISO_A-F | Internal | Shoulder | B15 | 1203 | 99999 | 188.69 | 37.74 | 37.75 | 0.01 | 0
2015 | HQ_NY_2_NYISO_A-F | HQ_NY | NYISO_A-F | Internal | Summer | B1 | 10 | 99999 | 1000 | 51.66 | 51.68 | 0.01 | 0
2015 | HQ_NY_2_NYISO_A-F | HQ_NY | NYISO_A-F | Internal | Summer | B2 | 25 | 99999 | 1000 | 50.53 | 50.55 | 0.01 | 0
2015 | HQ_NY_2_NYISO_A-F | HQ_NY | NYISO_A-F | Internal | Summer | B3 | 75 | 99999 | 1000 | 45.8 | 45.81 | 0.01 | 0
2015 | HQ_NY_2_NYISO_A-F | HQ_NY | NYISO_A-F | Internal | Summer | B4 | 100 | 99999 | 1000 | 45.06 | 45.07 | 0.01 | 0
2015 | HQ_NY_2_NYISO_A-F | HQ_NY | NYISO_A-F | Internal | Summer | B5 | 200 | 99999 | 1000 | 42.29 | 42.3 | 0.01 | 0
2015 | HQ_NY_2_NYISO_A-F | HQ_NY | NYISO_A-F | Internal | Summer | B6 | 300 | 99999 | 1000 | 38.59 | 38.6 | 0.01 | 0
2015 | HQ_NY_2_NYISO_A-F | HQ_NY | NYISO_A-F | Internal | Summer | B7 | 400 | 99999 | 1000 | 37.04 | 37.05 | 0.01 | 0
2015 | HQ_NY_2_NYISO_A-F | HQ_NY | NYISO_A-F | Internal | Summer | B8 | 500 | 99999 | 1000 | 36.99 | 37 | 0.01 | 0
2015 | HQ_NY_2_NYISO_A-F | HQ_NY | NYISO_A-F | Internal | Summer | B9 | 800 | 99999 | 1000 | 36.96 | 36.98 | 0.01 | 0
2015 | HQ_NY_2_NYISO_A-F | HQ_NY | NYISO_A-F | Internal | Summer | B10 | 1262 | 99999 | 30.11 | 36.96 | 36.98 | 0.01 | 0
2015 | HQ_NY_2_NYISO_A-F | HQ_NY | NYISO_A-F | Internal | Winter | B16 | 25 | 99999 | 1000 | 42.34 | 42.35 | 0.01 | 0
2015 | HQ_NY_2_NYISO_A-F | HQ_NY | NYISO_A-F | Internal | Winter | B17 | 100 | 99999 | 1000 | 42.34 | 42.35 | 0.01 | 0
2015 | HQ_NY_2_NYISO_A-F | HQ_NY | NYISO_A-F | Internal | Winter | B18 | 400 | 99999 | 1000 | 42.34 | 42.35 | 0.01 | 0
2015 | HQ_NY_2_NYISO_A-F | HQ_NY | NYISO_A-F | Internal | Winter | B19 | 700 | 99999 | 1000 | 42.34 | 42.35 | 0.01 | 0
2015 | HQ_NY_2_NYISO_A-F | HQ_NY | NYISO_A-F | Internal | Winter | B20 | 935 | 99999 | 229.95 | 42.34 | 42.35 | 0.01 | 0
2015 | HQ_IESO_2_IESO | HQ_IESO | IESO | Internal | Shoulder | B11 | 25 | 99999 | 400 | 27.93 | 27.94 | 0.01 | 0
2015 | HQ_IESO_2_IESO | HQ_IESO | IESO | Internal | Shoulder | B12 | 200 | 99999 | 400 | 27.93 | 27.94 | 0.01 | 0
2015 | HQ_IESO_2_IESO | HQ_IESO | IESO | Internal | Shoulder | B13 | 600 | 99999 | 400 | 27.93 | 27.94 | 0.01 | 0
2015 | HQ_IESO_2_IESO | HQ_IESO | IESO | Internal | Shoulder | B14 | 900 | 99999 | 400 | 27.93 | 27.94 | 0.01 | 0
2015 | HQ_IESO_2_IESO | HQ_IESO | IESO | Internal | Shoulder | B15 | 1203 | 99999 | 75.48 | 27.93 | 27.94 | 0.01 | 0
2015 | HQ_IESO_2_IESO | HQ_IESO | IESO | Internal | Summer | B1 | 10 | 99999 | 400 | 44.66 | 44.68 | 0.01 | 0
2015 | HQ_IESO_2_IESO | HQ_IESO | IESO | Internal | Summer | B2 | 25 | 99999 | 400 | 38.06 | 38.07 | 0.01 | 0
2015 | HQ_IESO_2_IESO | HQ_IESO | IESO | Internal | Summer | B3 | 75 | 99999 | 400 | 38.06 | 38.07 | 0.01 | 0
2015 | HQ_IESO_2_IESO | HQ_IESO | IESO | Internal | Summer | B4 | 100 | 99999 | 400 | 38.06 | 38.07 | 0.01 | 0
2015 | HQ_IESO_2_IESO | HQ_IESO | IESO | Internal | Summer | B5 | 200 | 99999 | 400 | 35.29 | 35.3 | 0.01 | 0
2015 | HQ_IESO_2_IESO | HQ_IESO | IESO | Internal | Summer | B6 | 300 | 99999 | 400 | 31.59 | 31.6 | 0.01 | 0
2015 | HQ_IESO_2_IESO | HQ_IESO | IESO | Internal | Summer | B7 | 400 | 99999 | 400 | 28.5 | 28.52 | 0.01 | 0
2015 | HQ_IESO_2_IESO | HQ_IESO | IESO | Internal | Summer | B8 | 500 | 99999 | 400 | 25.98 | 26 | 0.01 | 0
2015 | HQ_IESO_2_IESO | HQ_IESO | IESO | Internal | Summer | B9 | 800 | 99999 | 400 | 25.98 | 26 | 0.01 | 0
2015 | HQ_IESO_2_IESO | HQ_IESO | IESO | Internal | Summer | B10 | 1262 | 99999 | 12.04 | 25.98 | 26 | 0.01 | 0
2015 | HQ_IESO_2_IESO | HQ_IESO | IESO | Internal | Winter | B16 | 25 | 99999 | 400 | 35.34 | 35.35 | 0.01 | 0
2015 | HQ_IESO_2_IESO | HQ_IESO | IESO | Internal | Winter | B17 | 100 | 99999 | 400 | 34.92 | 34.93 | 0.01 | 0
2015 | HQ_IESO_2_IESO | HQ_IESO | IESO | Internal | Winter | B18 | 400 | 99999 | 400 | 28.78 | 28.79 | 0.01 | 0
2015 | HQ_IESO_2_IESO | HQ_IESO | IESO | Internal | Winter | B19 | 700 | 99999 | 400 | 28.78 | 28.79 | 0.01 | 0
2015 | HQ_IESO_2_IESO | HQ_IESO | IESO | Internal | Winter | B20 | 935 | 99999 | 91.98 | 28.78 | 28.79 | 0.01 | 0
2015 | IESO_2_MAPP_CA | IESO | MAPP_CA | Internal | Shoulder | B11 | 25 | 262 | 262 | 27.94 | 47.81 | 7 | 12.87
2015 | IESO_2_MAPP_CA | IESO | MAPP_CA | Internal | Shoulder | B12 | 200 | 262 | 262 | 27.94 | 39.03 | 7 | 4.08
2015 | IESO_2_MAPP_CA | IESO | MAPP_CA | Internal | Shoulder | B13 | 600 | 262 | 262 | 27.94 | 37.41 | 7 | 2.47
2015 | IESO_2_MAPP_CA | IESO | MAPP_CA | Internal | Shoulder | B14 | 900 | 262 | 262 | 27.94 | 37.41 | 7 | 2.47
2015 | IESO_2_MAPP_CA | IESO | MAPP_CA | Internal | Shoulder | B15 | 1203 | 262 | 262 | 27.94 | 37.41 | 7 | 2.47
2015 | IESO_2_MAPP_CA | IESO | MAPP_CA | Internal | Summer | B1 | 10 | 262 | 262 | 44.68 | 58.17 | 7 | 6.5
2015 | IESO_2_MAPP_CA | IESO | MAPP_CA | Internal | Summer | B2 | 25 | 262 | 262 | 38.07 | 58.17 | 7 | 13.1
2015 | IESO_2_MAPP_CA | IESO | MAPP_CA | Internal | Summer | B3 | 75 | 262 | 262 | 38.07 | 58.17 | 7 | 13.1
2015 | IESO_2_MAPP_CA | IESO | MAPP_CA | Internal | Summer | B4 | 100 | 262 | 262 | 38.07 | 57.69 | 7 | 12.62
2015 | IESO_2_MAPP_CA | IESO | MAPP_CA | Internal | Summer | B5 | 200 | 262 | 262 | 35.3 | 50.01 | 7 | 7.7
2015 | IESO_2_MAPP_CA | IESO | MAPP_CA | Internal | Summer | B6 | 300 | 262 | 262 | 31.6 | 41.81 | 7 | 3.21
2015 | IESO_2_MAPP_CA | IESO | MAPP_CA | Internal | Summer | B7 | 400 | 262 | 186.15 | 28.52 | 35.52 | 7 | 0
2015 | IESO_2_MAPP_CA | IESO | MAPP_CA | Internal | Summer | B8 | 500 | 262 | 262 | 26 | 34.52 | 7 | 1.53
2015 | IESO_2_MAPP_CA | IESO | MAPP_CA | Internal | Summer | B9 | 800 | 262 | 262 | 26 | 34.52 | 7 | 1.53
2015 | IESO_2_MAPP_CA | IESO | MAPP_CA | Internal | Summer | B10 | 1262 | 262 | 262 | 26 | 34.52 | 7 | 1.53
2015 | IESO_2_MAPP_CA | IESO | MAPP_CA | Internal | Winter | B16 | 25 | 262 | 262 | 35.35 | 46.81 | 7 | 4.46
2015 | IESO_2_MAPP_CA | IESO | MAPP_CA | Internal | Winter | B17 | 100 | 262 | 190.03 | 34.93 | 41.93 | 7 | 0
2015 | IESO_2_MAPP_CA | IESO | MAPP_CA | Internal | Winter | B18 | 400 | 262 | 262 | 28.79 | 41.93 | 7 | 6.14
2015 | IESO_2_MAPP_CA | IESO | MAPP_CA | Internal | Winter | B19 | 700 | 262 | 262 | 28.79 | 41.93 | 7 | 6.14
2015 | IESO_2_MAPP_CA | IESO | MAPP_CA | Internal | Winter | B20 | 935 | 262 | 262 | 28.79 | 41.93 | 7 | 6.14
2015 | IESO_2_MISO_MI | IESO | MISO_MI | Internal | Shoulder | B11 | 25 | 1840 | 1840 | 27.94 | 47.79 | 7 | 12.84
2015 | IESO_2_MISO_MI | IESO | MISO_MI | Internal | Shoulder | B12 | 200 | 1840 | 1840 | 27.94 | 39.04 | 7 | 4.09
2015 | IESO_2_MISO_MI | IESO | MISO_MI | Internal | Shoulder | B13 | 600 | 1840 | 1840 | 27.94 | 37.24 | 7 | 2.29
2015 | IESO_2_MISO_MI | IESO | MISO_MI | Internal | Shoulder | B14 | 900 | 1840 | 1840 | 27.94 | 35.13 | 7 | 0.19
2015 | IESO_2_MISO_MI | IESO | MISO_MI | Internal | Shoulder | B15 | 1203 | 1840 | 0 | 27.94 | 34.11 | 7 | 0
2015 | IESO_2_MISO_MI | IESO | MISO_MI | Internal | Summer | B1 | 10 | 1840 | 1840 | 44.68 | 59.09 | 7 | 7.42
2015 | IESO_2_MISO_MI | IESO | MISO_MI | Internal | Summer | B2 | 25 | 1840 | 1840 | 38.07 | 58.11 | 7 | 13.03
2015 | IESO_2_MISO_MI | IESO | MISO_MI | Internal | Summer | B3 | 75 | 1840 | 1840 | 38.07 | 53.68 | 7 | 8.6
2015 | IESO_2_MISO_MI | IESO | MISO_MI | Internal | Summer | B4 | 100 | 1840 | 1840 | 38.07 | 53.68 | 7 | 8.6
2015 | IESO_2_MISO_MI | IESO | MISO_MI | Internal | Summer | B5 | 200 | 1840 | 1840 | 35.3 | 45.85 | 7 | 3.54
2015 | IESO_2_MISO_MI | IESO | MISO_MI | Internal | Summer | B6 | 300 | 1840 | 1840 | 31.6 | 40.82 | 7 | 2.22
2015 | IESO_2_MISO_MI | IESO | MISO_MI | Internal | Summer | B7 | 400 | 1840 | 1691.55 | 28.52 | 35.52 | 7 | 0
2015 | IESO_2_MISO_MI | IESO | MISO_MI | Internal | Summer | B8 | 500 | 1840 | 1840 | 26 | 34.2 | 7 | 1.2
2015 | IESO_2_MISO_MI | IESO | MISO_MI | Internal | Summer | B9 | 800 | 1840 | 1742.55 | 26 | 33 | 7 | 0
2015 | IESO_2_MISO_MI | IESO | MISO_MI | Internal | Summer | B10 | 1262 | 1840 | 0 | 26 | 32.6 | 7 | 0
2015 | IESO_2_MISO_MI | IESO | MISO_MI | Internal | Winter | B16 | 25 | 1840 | 1840 | 35.35 | 46.83 | 7 | 4.48
2015 | IESO_2_MISO_MI | IESO | MISO_MI | Internal | Winter | B17 | 100 | 1840 | 1818.21 | 34.93 | 41.93 | 7 | 0
2015 | IESO_2_MISO_MI | IESO | MISO_MI | Internal | Winter | B18 | 400 | 1840 | 1840 | 28.79 | 37.58 | 7 | 1.79
2015 | IESO_2_MISO_MI | IESO | MISO_MI | Internal | Winter | B19 | 700 | 1840 | 737.48 | 28.79 | 35.79 | 7 | 0
2015 | IESO_2_MISO_MI | IESO | MISO_MI | Internal | Winter | B20 | 935 | 1840 | 0 | 28.79 | 33.45 | 7 | 0
2015 | IESO_2_MISO_W | IESO | MISO_W | Internal | Shoulder | B11 | 25 | 140 | 140 | 27.94 | 47.82 | 7 | 12.88
2015 | IESO_2_MISO_W | IESO | MISO_W | Internal | Shoulder | B12 | 200 | 140 | 140 | 27.94 | 39.04 | 7 | 4.09
2015 | IESO_2_MISO_W | IESO | MISO_W | Internal | Shoulder | B13 | 600 | 140 | 140 | 27.94 | 37.4 | 7 | 2.46
2015 | IESO_2_MISO_W | IESO | MISO_W | Internal | Shoulder | B14 | 900 | 140 | 140 | 27.94 | 35.71 | 7 | 0.77
2015 | IESO_2_MISO_W | IESO | MISO_W | Internal | Shoulder | B15 | 1203 | 140 | 0 | 27.94 | 34.13 | 7 | 0
2015 | IESO_2_MISO_W | IESO | MISO_W | Internal | Summer | B1 | 10 | 140 | 140 | 44.68 | 59.77 | 7 | 8.1
2015 | IESO_2_MISO_W | IESO | MISO_W | Internal | Summer | B2 | 25 | 140 | 140 | 38.07 | 58.72 | 7 | 13.65
2015 | IESO_2_MISO_W | IESO | MISO_W | Internal | Summer | B3 | 75 | 140 | 140 | 38.07 | 58.72 | 7 | 13.65
2015 | IESO_2_MISO_W | IESO | MISO_W | Internal | Summer | B4 | 100 | 140 | 140 | 38.07 | 57.7 | 7 | 12.63
2015 | IESO_2_MISO_W | IESO | MISO_W | Internal | Summer | B5 | 200 | 140 | 140 | 35.3 | 50.02 | 7 | 7.72
2015 | IESO_2_MISO_W | IESO | MISO_W | Internal | Summer | B6 | 300 | 140 | 140 | 31.6 | 41.82 | 7 | 3.22
2015 | IESO_2_MISO_W | IESO | MISO_W | Internal | Summer | B7 | 400 | 140 | 140 | 28.52 | 35.53 | 7 | 0.01
2015 | IESO_2_MISO_W | IESO | MISO_W | Internal | Summer | B8 | 500 | 140 | 140 | 26 | 34.2 | 7 | 1.2
2015 | IESO_2_MISO_W | IESO | MISO_W | Internal | Summer | B9 | 800 | 140 | 140 | 26 | 33.92 | 7 | 0.93
2015 | IESO_2_MISO_W | IESO | MISO_W | Internal | Summer | B10 | 1262 | 140 | 0 | 26 | 30.1 | 7 | 0
2015 | IESO_2_MISO_W | IESO | MISO_W | Internal | Winter | B16 | 25 | 140 | 140 | 35.35 | 46.82 | 7 | 4.47
2015 | IESO_2_MISO_W | IESO | MISO_W | Internal | Winter | B17 | 100 | 140 | 0 | 34.93 | 41.92 | 7 | 0
2015 | IESO_2_MISO_W | IESO | MISO_W | Internal | Winter | B18 | 400 | 140 | 140 | 28.79 | 38.08 | 7 | 2.29
2015 | IESO_2_MISO_W | IESO | MISO_W | Internal | Winter | B19 | 700 | 140 | 140 | 28.79 | 37.72 | 7 | 1.94
2015 | IESO_2_MISO_W | IESO | MISO_W | Internal | Winter | B20 | 935 | 140 | 0 | 28.79 | 32.46 | 7 | 0
2015 | IESO_2_NYISO_A-F | IESO | NYISO_A-F | Internal | Shoulder | B11 | 25 | 1725 | 1725 | 27.94 | 39.93 | 7 | 4.98
2015 | IESO_2_NYISO_A-F | IESO | NYISO_A-F | Internal | Shoulder | B12 | 200 | 1725 | 1725 | 27.94 | 39.69 | 7 | 4.75
2015 | IESO_2_NYISO_A-F | IESO | NYISO_A-F | Internal | Shoulder | B13 | 600 | 1725 | 1725 | 27.94 | 37.95 | 7 | 3
2015 | IESO_2_NYISO_A-F | IESO | NYISO_A-F | Internal | Shoulder | B14 | 900 | 1725 | 1725 | 27.94 | 37.75 | 7 | 2.81
2015 | IESO_2_NYISO_A-F | IESO | NYISO_A-F | Internal | Shoulder | B15 | 1203 | 1725 | 1725 | 27.94 | 37.75 | 7 | 2.81
2015 | IESO_2_NYISO_A-F | IESO | NYISO_A-F | Internal | Summer | B1 | 10 | 1725 | 1205.17 | 44.68 | 51.68 | 7 | 0
2015 | IESO_2_NYISO_A-F | IESO | NYISO_A-F | Internal | Summer | B2 | 25 | 1725 | 1725 | 38.07 | 50.55 | 7 | 5.47
2015 | IESO_2_NYISO_A-F | IESO | NYISO_A-F | Internal | Summer | B3 | 75 | 1725 | 1725 | 38.07 | 45.81 | 7 | 0.73
2015 | IESO_2_NYISO_A-F | IESO | NYISO_A-F | Internal | Summer | B4 | 100 | 1725 | 1169.22 | 38.07 | 45.07 | 7 | 0
2015 | IESO_2_NYISO_A-F | IESO | NYISO_A-F | Internal | Summer | B5 | 200 | 1725 | 284 | 35.3 | 42.3 | 7 | 0
2015 | IESO_2_NYISO_A-F | IESO | NYISO_A-F | Internal | Summer | B6 | 300 | 1725 | 788.27 | 31.6 | 38.6 | 7 | 0
2015 | IESO_2_NYISO_A-F | IESO | NYISO_A-F | Internal | Summer | B7 | 400 | 1725 | 1725 | 28.52 | 37.05 | 7 | 1.54
2015 | IESO_2_NYISO_A-F | IESO | NYISO_A-F | Internal | Summer | B8 | 500 | 1725 | 1725 | 26 | 37 | 7 | 4
2015 | IESO_2_NYISO_A-F | IESO | NYISO_A-F | Internal | Summer | B9 | 800 | 1725 | 1725 | 26 | 36.98 | 7 | 3.98
2015 | IESO_2_NYISO_A-F | IESO | NYISO_A-F | Internal | Summer | B10 | 1262 | 1725 | 1725 | 26 | 36.98 | 7 | 3.98
2015 | IESO_2_NYISO_A-F | IESO | NYISO_A-F | Internal | Winter | B16 | 25 | 1725 | 1028.7 | 35.35 | 42.35 | 7 | 0
2015 | IESO_2_NYISO_A-F | IESO | NYISO_A-F | Internal | Winter | B17 | 100 | 1725 | 1725 | 34.93 | 42.35 | 7 | 0.42
2015 | IESO_2_NYISO_A-F | IESO | NYISO_A-F | Internal | Winter | B18 | 400 | 1725 | 1725 | 28.79 | 42.35 | 7 | 6.56
2015 | IESO_2_NYISO_A-F | IESO | NYISO_A-F | Internal | Winter | B19 | 700 | 1725 | 1725 | 28.79 | 42.35 | 7 | 6.56
2015 | IESO_2_NYISO_A-F | IESO | NYISO_A-F | Internal | Winter | B20 | 935 | 1725 | 1725 | 28.79 | 42.35 | 7 | 6.56
2015 | MAPP_CA_2_IESO | MAPP_CA | IESO | Internal | Shoulder | B11 | 25 | 330 | 0 | 47.81 | 27.94 | 8 | 0
2015 | MAPP_CA_2_IESO | MAPP_CA | IESO | Internal | Shoulder | B12 | 200 | 330 | 0 | 39.03 | 27.94 | 8 | 0
2015 | MAPP_CA_2_IESO | MAPP_CA | IESO | Internal | Shoulder | B13 | 600 | 330 | 0 | 37.41 | 27.94 | 8 | 0
2015 | MAPP_CA_2_IESO | MAPP_CA | IESO | Internal | Shoulder | B14 | 900 | 330 | 0 | 37.41 | 27.94 | 8 | 0
2015 | MAPP_CA_2_IESO | MAPP_CA | IESO | Internal | Shoulder | B15 | 1203 | 330 | 0 | 37.41 | 27.94 | 8 | 0
2015 | MAPP_CA_2_IESO | MAPP_CA | IESO | Internal | Summer | B1 | 10 | 330 | 0 | 58.17 | 44.68 | 8 | 0
2015 | MAPP_CA_2_IESO | MAPP_CA | IESO | Internal | Summer | B2 | 25 | 330 | 0 | 58.17 | 38.07 | 8 | 0
2015 | MAPP_CA_2_IESO | MAPP_CA | IESO | Internal | Summer | B3 | 75 | 330 | 0 | 58.17 | 38.07 | 8 | 0
2015 | MAPP_CA_2_IESO | MAPP_CA | IESO | Internal | Summer | B4 | 100 | 330 | 0 | 57.69 | 38.07 | 8 | 0
2015 | MAPP_CA_2_IESO | MAPP_CA | IESO | Internal | Summer | B5 | 200 | 330 | 0 | 50.01 | 35.3 | 8 | 0
2015 | MAPP_CA_2_IESO | MAPP_CA | IESO | Internal | Summer | B6 | 300 | 330 | 0 | 41.81 | 31.6 | 8 | 0
2015 | MAPP_CA_2_IESO | MAPP_CA | IESO | Internal | Summer | B7 | 400 | 330 | 0 | 35.52 | 28.52 | 8 | 0
2015 | MAPP_CA_2_IESO | MAPP_CA | IESO | Internal | Summer | B8 | 500 | 330 | 0 | 34.52 | 26 | 8 | 0
2015 | MAPP_CA_2_IESO | MAPP_CA | IESO | Internal | Summer | B9 | 800 | 330 | 0 | 34.52 | 26 | 8 | 0
2015 | MAPP_CA_2_IESO | MAPP_CA | IESO | Internal | Summer | B10 | 1262 | 330 | 0 | 34.52 | 26 | 8 | 0
2015 | MAPP_CA_2_IESO | MAPP_CA | IESO | Internal | Winter | B16 | 25 | 330 | 0 | 46.81 | 35.35 | 8 | 0
2015 | MAPP_CA_2_IESO | MAPP_CA | IESO | Internal | Winter | B17 | 100 | 330 | 0 | 41.93 | 34.93 | 8 | 0
2015 | MAPP_CA_2_IESO | MAPP_CA | IESO | Internal | Winter | B18 | 400 | 330 | 0 | 41.93 | 28.79 | 8 | 0
2015 | MAPP_CA_2_IESO | MAPP_CA | IESO | Internal | Winter | B19 | 700 | 330 | 0 | 41.93 | 28.79 | 8 | 0
2015 | MAPP_CA_2_IESO | MAPP_CA | IESO | Internal | Winter | B20 | 935 | 330 | 0 | 41.93 | 28.79 | 8 | 0
2015 | MAPP_CA_2_MAPP_US | MAPP_CA | MAPP_US | Internal | Shoulder | B11 | 25 | 372 | 0 | 47.81 | 40.82 | 7 | 0
2015 | MAPP_CA_2_MAPP_US | MAPP_CA | MAPP_US | Internal | Shoulder | B12 | 200 | 372 | 0 | 39.03 | 32.04 | 7 | 0
2015 | MAPP_CA_2_MAPP_US | MAPP_CA | MAPP_US | Internal | Shoulder | B13 | 600 | 372 | 0 | 37.41 | 30.4 | 7 | 0
2015 | MAPP_CA_2_MAPP_US | MAPP_CA | MAPP_US | Internal | Shoulder | B14 | 900 | 372 | 0 | 37.41 | 30.4 | 7 | 0
2015 | MAPP_CA_2_MAPP_US | MAPP_CA | MAPP_US | Internal | Shoulder | B15 | 1203 | 372 | 0 | 37.41 | 29.65 | 7 | 0
2015 | MAPP_CA_2_MAPP_US | MAPP_CA | MAPP_US | Internal | Summer | B1 | 10 | 372 | 0 | 58.17 | 52.77 | 7 | 0
2015 | MAPP_CA_2_MAPP_US | MAPP_CA | MAPP_US | Internal | Summer | B2 | 25 | 372 | 0 | 58.17 | 52.43 | 7 | 0
2015 | MAPP_CA_2_MAPP_US | MAPP_CA | MAPP_US | Internal | Summer | B3 | 75 | 372 | 0 | 58.17 | 52.43 | 7 | 0
2015 | MAPP_CA_2_MAPP_US | MAPP_CA | MAPP_US | Internal | Summer | B4 | 100 | 372 | 0 | 57.69 | 50.7 | 7 | 0
2015 | MAPP_CA_2_MAPP_US | MAPP_CA | MAPP_US | Internal | Summer | B5 | 200 | 372 | 0 | 50.01 | 47.01 | 7 | 0
2015 | MAPP_CA_2_MAPP_US | MAPP_CA | MAPP_US | Internal | Summer | B6 | 300 | 372 | 0 | 41.81 | 34.82 | 7 | 0
2015 | MAPP_CA_2_MAPP_US | MAPP_CA | MAPP_US | Internal | Summer | B7 | 400 | 372 | 0 | 35.52 | 30.02 | 7 | 0
2015 | MAPP_CA_2_MAPP_US | MAPP_CA | MAPP_US | Internal | Summer | B8 | 500 | 372 | 0 | 34.52 | 27.2 | 7 | 0
2015 | MAPP_CA_2_MAPP_US | MAPP_CA | MAPP_US | Internal | Summer | B9 | 800 | 372 | 0 | 34.52 | 27.2 | 7 | 0
2015 | MAPP_CA_2_MAPP_US | MAPP_CA | MAPP_US | Internal | Summer | B10 | 1262 | 372 | 0 | 34.52 | 26.29 | 7 | 0
2015 | MAPP_CA_2_MAPP_US | MAPP_CA | MAPP_US | Internal | Winter | B16 | 25 | 372 | 0 | 46.81 | 39.82 | 7 | 0
2015 | MAPP_CA_2_MAPP_US | MAPP_CA | MAPP_US | Internal | Winter | B17 | 100 | 372 | 0 | 41.93 | 34.92 | 7 | 0
2015 | MAPP_CA_2_MAPP_US | MAPP_CA | MAPP_US | Internal | Winter | B18 | 400 | 372 | 0 | 41.93 | 32.79 | 7 | 0
2015 | MAPP_CA_2_MAPP_US | MAPP_CA | MAPP_US | Internal | Winter | B19 | 700 | 372 | 0 | 41.93 | 32.79 | 7 | 0
2015 | MAPP_CA_2_MAPP_US | MAPP_CA | MAPP_US | Internal | Winter | B20 | 935 | 372 | 0 | 41.93 | 26.82 | 7 | 0
2015 | MAPP_CA_2_MISO_W | MAPP_CA | MISO_W | Internal | Shoulder | B11 | 25 | 1970 | 1212.02 | 47.81 | 47.82 | 0.01 | 0
2015 | MAPP_CA_2_MISO_W | MAPP_CA | MISO_W | Internal | Shoulder | B12 | 200 | 1970 | 813.62 | 39.03 | 39.04 | 0.01 | 0
2015 | MAPP_CA_2_MISO_W | MAPP_CA | MISO_W | Internal | Shoulder | B13 | 600 | 1970 | 0 | 37.41 | 37.4 | 0.01 | 0
2015 | MAPP_CA_2_MISO_W | MAPP_CA | MISO_W | Internal | Shoulder | B14 | 900 | 1970 | 0 | 37.41 | 35.71 | 0.01 | 0
2015 | MAPP_CA_2_MISO_W | MAPP_CA | MISO_W | Internal | Shoulder | B15 | 1203 | 1970 | 0 | 37.41 | 34.13 | 0.01 | 0
2015 | MAPP_CA_2_MISO_W | MAPP_CA | MISO_W | Internal | Summer | B1 | 10 | 1970 | 1970 | 58.17 | 59.77 | 0.01 | 1.59
2015 | MAPP_CA_2_MISO_W | MAPP_CA | MISO_W | Internal | Summer | B2 | 25 | 1970 | 1970 | 58.17 | 58.72 | 0.01 | 0.54
2015 | MAPP_CA_2_MISO_W | MAPP_CA | MISO_W | Internal | Summer | B3 | 75 | 1970 | 1970 | 58.17 | 58.72 | 0.01 | 0.54
2015 | MAPP_CA_2_MISO_W | MAPP_CA | MISO_W | Internal | Summer | B4 | 100 | 1970 | 1761.05 | 57.69 | 57.7 | 0.01 | 0
2015 | MAPP_CA_2_MISO_W | MAPP_CA | MISO_W | Internal | Summer | B5 | 200 | 1970 | 1835.78 | 50.01 | 50.02 | 0.01 | 0
2015 | MAPP_CA_2_MISO_W | MAPP_CA | MISO_W | Internal | Summer | B6 | 300 | 1970 | 922.1 | 41.81 | 41.82 | 0.01 | 0
2015 | MAPP_CA_2_MISO_W | MAPP_CA | MISO_W | Internal | Summer | B7 | 400 | 1970 | 572.07 | 35.52 | 35.53 | 0.01 | 0
2015 | MAPP_CA_2_MISO_W | MAPP_CA | MISO_W | Internal | Summer | B8 | 500 | 1970 | 0 | 34.52 | 34.2 | 0.01 | 0
2015 | MAPP_CA_2_MISO_W | MAPP_CA | MISO_W | Internal | Summer | B9 | 800 | 1970 | 0 | 34.52 | 33.92 | 0.01 | 0
2015 | MAPP_CA_2_MISO_W | MAPP_CA | MISO_W | Internal | Summer | B10 | 1262 | 1970 | 0 | 34.52 | 30.1 | 0.01 | 0
2015 | MAPP_CA_2_MISO_W | MAPP_CA | MISO_W | Internal | Winter | B16 | 25 | 1970 | 125.49 | 46.81 | 46.82 | 0.01 | 0
2015 | MAPP_CA_2_MISO_W | MAPP_CA | MISO_W | Internal | Winter | B17 | 100 | 1970 | 0 | 41.93 | 41.92 | 0.01 | 0
2015 | MAPP_CA_2_MISO_W | MAPP_CA | MISO_W | Internal | Winter | B18 | 400 | 1970 | 0 | 41.93 | 38.08 | 0.01 | 0
2015 | MAPP_CA_2_MISO_W | MAPP_CA | MISO_W | Internal | Winter | B19 | 700 | 1970 | 0 | 41.93 | 37.72 | 0.01 | 0
2015 | MAPP_CA_2_MISO_W | MAPP_CA | MISO_W | Internal | Winter | B20 | 935 | 1970 | 0 | 41.93 | 32.46 | 0.01 | 0
2015 | MAPP_US_2_MAPP_CA | MAPP_US | MAPP_CA | Internal | Shoulder | B11 | 25 | 165 | 0 | 40.82 | 47.81 | 7 | 0
2015 | MAPP_US_2_MAPP_CA | MAPP_US | MAPP_CA | Internal | Shoulder | B12 | 200 | 165 | 0 | 32.04 | 39.03 | 7 | 0
2015 | MAPP_US_2_MAPP_CA | MAPP_US | MAPP_CA | Internal | Shoulder | B13 | 600 | 165 | 165 | 30.4 | 37.41 | 7 | 0.01
2015 | MAPP_US_2_MAPP_CA | MAPP_US | MAPP_CA | Internal | Shoulder | B14 | 900 | 165 | 165 | 30.4 | 37.41 | 7 | 0.01
2015 | MAPP_US_2_MAPP_CA | MAPP_US | MAPP_CA | Internal | Shoulder | B15 | 1203 | 165 | 165 | 29.65 | 37.41 | 7 | 0.76
2015 | MAPP_US_2_MAPP_CA | MAPP_US | MAPP_CA | Internal | Summer | B1 | 10 | 165 | 0 | 52.77 | 58.17 | 7 | 0
2015 | MAPP_US_2_MAPP_CA | MAPP_US | MAPP_CA | Internal | Summer | B2 | 25 | 165 | 0 | 52.43 | 58.17 | 7 | 0
2015 | MAPP_US_2_MAPP_CA | MAPP_US | MAPP_CA | Internal | Summer | B3 | 75 | 165 | 0 | 52.43 | 58.17 | 7 | 0
2015 | MAPP_US_2_MAPP_CA | MAPP_US | MAPP_CA | Internal | Summer | B4 | 100 | 165 | 0 | 50.7 | 57.69 | 7 | 0
2015 | MAPP_US_2_MAPP_CA | MAPP_US | MAPP_CA | Internal | Summer | B5 | 200 | 165 | 0 | 47.01 | 50.01 | 7 | 0
2015 | MAPP_US_2_MAPP_CA | MAPP_US | MAPP_CA | Internal | Summer | B6 | 300 | 165 | 0 | 34.82 | 41.81 | 7 | 0
2015 | MAPP_US_2_MAPP_CA | MAPP_US | MAPP_CA | Internal | Summer | B7 | 400 | 165 | 0 | 30.02 | 35.52 | 7 | 0
2015 | MAPP_US_2_MAPP_CA | MAPP_US | MAPP_CA | Internal | Summer | B8 | 500 | 165 | 165 | 27.2 | 34.52 | 7 | 0.32
2015 | MAPP_US_2_MAPP_CA | MAPP_US | MAPP_CA | Internal | Summer | B9 | 800 | 165 | 165 | 27.2 | 34.52 | 7 | 0.32
2015 | MAPP_US_2_MAPP_CA | MAPP_US | MAPP_CA | Internal | Summer | B10 | 1262 | 165 | 165 | 26.29 | 34.52 | 7 | 1.24
2015 | MAPP_US_2_MAPP_CA | MAPP_US | MAPP_CA | Internal | Winter | B16 | 25 | 165 | 0 | 39.82 | 46.81 | 7 | 0
2015 | MAPP_US_2_MAPP_CA | MAPP_US | MAPP_CA | Internal | Winter | B17 | 100 | 165 | 165 | 34.92 | 41.93 | 7 | 0.01
2015 | MAPP_US_2_MAPP_CA | MAPP_US | MAPP_CA | Internal | Winter | B18 | 400 | 165 | 165 | 32.79 | 41.93 | 7 | 2.14
2015 | MAPP_US_2_MAPP_CA | MAPP_US | MAPP_CA | Internal | Winter | B19 | 700 | 165 | 165 | 32.79 | 41.93 | 7 | 2.14
2015 | MAPP_US_2_MAPP_CA | MAPP_US | MAPP_CA | Internal | Winter | B20 | 935 | 165 | 165 | 26.82 | 41.93 | 7 | 8.11
2015 | MAPP_US_2_MISO_W | MAPP_US | MISO_W | Internal | Shoulder | B11 | 25 | 2635 | 1190.94 | 40.82 | 47.82 | 7 | 0
2015 | MAPP_US_2_MISO_W | MAPP_US | MISO_W | Internal | Shoulder | B12 | 200 | 2635 | 902.99 | 32.04 | 39.04 | 7 | 0
2015 | MAPP_US_2_MISO_W | MAPP_US | MISO_W | Internal | Shoulder | B13 | 600 | 2635 | 213.82 | 30.4 | 37.4 | 7 | 0
2015 | MAPP_US_2_MISO_W | MAPP_US | MISO_W | Internal | Shoulder | B14 | 900 | 2635 | 0 | 30.4 | 35.71 | 7 | 0
2015 | MAPP_US_2_MISO_W | MAPP_US | MISO_W | Internal | Shoulder | B15 | 1203 | 2635 | 0 | 29.65 | 34.13 | 7 | 0
2015 | MAPP_US_2_MISO_W | MAPP_US | MISO_W | Internal | Summer | B1 | 10 | 2635 | 369.98 | 52.77 | 59.77 | 7 | 0
2015 | MAPP_US_2_MISO_W | MAPP_US | MISO_W | Internal | Summer | B2 | 25 | 2635 | 0 | 52.43 | 58.72 | 7 | 0
2015 | MAPP_US_2_MISO_W | MAPP_US | MISO_W | Internal | Summer | B3 | 75 | 2635 | 0 | 52.43 | 58.72 | 7 | 0
2015 | MAPP_US_2_MISO_W | MAPP_US | MISO_W | Internal | Summer | B4 | 100 | 2635 | 29.26 | 50.7 | 57.7 | 7 | 0
2015 | MAPP_US_2_MISO_W | MAPP_US | MISO_W | Internal | Summer | B5 | 200 | 2635 | 0 | 47.01 | 50.02 | 7 | 0
2015 | MAPP_US_2_MISO_W | MAPP_US | MISO_W | Internal | Summer | B6 | 300 | 2635 | 46.7 | 34.82 | 41.82 | 7 | 0
2015 | MAPP_US_2_MISO_W | MAPP_US | MISO_W | Internal | Summer | B7 | 400 | 2635 | 0 | 30.02 | 35.53 | 7 | 0
2015 | MAPP_US_2_MISO_W | MAPP_US | MISO_W | Internal | Summer | B8 | 500 | 2635 | 157.55 | 27.2 | 34.2 | 7 | 0
2015 | MAPP_US_2_MISO_W | MAPP_US | MISO_W | Internal | Summer | B9 | 800 | 2635 | 0 | 27.2 | 33.92 | 7 | 0
2015 | MAPP_US_2_MISO_W | MAPP_US | MISO_W | Internal | Summer | B10 | 1262 | 2635 | 0 | 26.29 | 30.1 | 7 | 0
2015 | MAPP_US_2_MISO_W | MAPP_US | MISO_W | Internal | Winter | B16 | 25 | 2635 | 1480.08 | 39.82 | 46.82 | 7 | 0
2015 | MAPP_US_2_MISO_W | MAPP_US | MISO_W | Internal | Winter | B17 | 100 | 2635 | 1098.01 | 34.92 | 41.92 | 7 | 0
2015 | MAPP_US_2_MISO_W | MAPP_US | MISO_W | Internal | Winter | B18 | 400 | 2635 | 0 | 32.79 | 38.08 | 7 | 0
2015 | MAPP_US_2_MISO_W | MAPP_US | MISO_W | Internal | Winter | B19 | 700 | 2635 | 0 | 32.79 | 37.72 | 7 | 0
2015 | MAPP_US_2_MISO_W | MAPP_US | MISO_W | Internal | Winter | B20 | 935 | 2635 | 0 | 26.82 | 32.46 | 7 | 0
2015 | MAPP_US_2_NE | MAPP_US | NE | Internal | Shoulder | B11 | 25 | 2000 | 578.11 | 40.82 | 47.82 | 7 | 0
2015 | MAPP_US_2_NE | MAPP_US | NE | Internal | Shoulder | B12 | 200 | 2000 | 458.83 | 32.04 | 39.04 | 7 | 0
2015 | MAPP_US_2_NE | MAPP_US | NE | Internal | Shoulder | B13 | 600 | 2000 | 681.6 | 30.4 | 37.4 | 7 | 0
2015 | MAPP_US_2_NE | MAPP_US | NE | Internal | Shoulder | B14 | 900 | 2000 | 175.45 | 30.4 | 37.4 | 7 | 0
2015 | MAPP_US_2_NE | MAPP_US | NE | Internal | Shoulder | B15 | 1203 | 2000 | 57.06 | 29.65 | 36.65 | 7 | 0
2015 | MAPP_US_2_NE | MAPP_US | NE | Internal | Summer | B1 | 10 | 2000 | 583.19 | 52.77 | 59.77 | 7 | 0
2015 | MAPP_US_2_NE | MAPP_US | NE | Internal | Summer | B2 | 25 | 2000 | 1028.39 | 52.43 | 59.43 | 7 | 0
2015 | MAPP_US_2_NE | MAPP_US | NE | Internal | Summer | B3 | 75 | 2000 | 996.88 | 52.43 | 59.43 | 7 | 0
2015 | MAPP_US_2_NE | MAPP_US | NE | Internal | Summer | B4 | 100 | 2000 | 1010.3 | 50.7 | 57.7 | 7 | 0
2015 | MAPP_US_2_NE | MAPP_US | NE | Internal | Summer | B5 | 200 | 2000 | 1177.75 | 47.01 | 54.01 | 7 | 0
2015 | MAPP_US_2_NE | MAPP_US | NE | Internal | Summer | B6 | 300 | 2000 | 1218.52 | 34.82 | 41.82 | 7 | 0
2015 | MAPP_US_2_NE | MAPP_US | NE | Internal | Summer | B7 | 400 | 2000 | 1123.83 | 30.02 | 37.02 | 7 | 0
2015 | MAPP_US_2_NE | MAPP_US | NE | Internal | Summer | B8 | 500 | 2000 | 1020.49 | 27.2 | 34.2 | 7 | 0
2015 | MAPP_US_2_NE | MAPP_US | NE | Internal | Summer | B9 | 800 | 2000 | 649.53 | 27.2 | 34.2 | 7 | 0
2015 | MAPP_US_2_NE | MAPP_US | NE | Internal | Summer | B10 | 1262 | 2000 | 242.83 | 26.29 | 33.29 | 7 | 0
2015 | MAPP_US_2_NE | MAPP_US | NE | Internal | Winter | B16 | 25 | 2000 | 6.11 | 39.82 | 46.82 | 7 | 0
2015 | MAPP_US_2_NE | MAPP_US | NE | Internal | Winter | B17 | 100 | 2000 | 0 | 34.92 | 39.88 | 7 | 0
2015 | MAPP_US_2_NE | MAPP_US | NE | Internal | Winter | B18 | 400 | 2000 | 631.09 | 32.79 | 39.79 | 7 | 0
2015 | MAPP_US_2_NE | MAPP_US | NE | Internal | Winter | B19 | 700 | 2000 | 22.79 | 32.79 | 39.79 | 7 | 0
2015 | MAPP_US_2_NE | MAPP_US | NE | Internal | Winter | B20 | 935 | 2000 | 113.93 | 26.82 | 33.82 | 7 | 0
2015 | MARITIMES_2_NEISO | MARITIMES | NEISO | Internal | Shoulder | B11 | 25 | 99999 | 1400 | 36.68 | 36.69 | 0.01 | 0
2015 | MARITIMES_2_NEISO | MARITIMES | NEISO | Internal | Shoulder | B12 | 200 | 99999 | 1400 | 36.68 | 36.69 | 0.01 | 0
2015 | MARITIMES_2_NEISO | MARITIMES | NEISO | Internal | Shoulder | B13 | 600 | 99999 | 1400 | 36.68 | 36.69 | 0.01 | 0
2015 | MARITIMES_2_NEISO | MARITIMES | NEISO | Internal | Shoulder | B14 | 900 | 99999 | 1400 | 36.68 | 36.69 | 0.01 | 0
2015 | MARITIMES_2_NEISO | MARITIMES | NEISO | Internal | Shoulder | B15 | 1203 | 99999 | 426.43 | 36.68 | 36.69 | 0.01 | 0
2015 | MARITIMES_2_NEISO | MARITIMES | NEISO | Internal | Summer | B1 | 10 | 99999 | 1400 | 57.37 | 57.38 | 0.01 | 0
2015 | MARITIMES_2_NEISO | MARITIMES | NEISO | Internal | Summer | B2 | 25 | 99999 | 1400 | 53.53 | 53.55 | 0.01 | 0
2015 | MARITIMES_2_NEISO | MARITIMES | NEISO | Internal | Summer | B3 | 75 | 99999 | 1400 | 46.99 | 47 | 0.01 | 0
2015 | MARITIMES_2_NEISO | MARITIMES | NEISO | Internal | Summer | B4 | 100 | 99999 | 1400 | 33.99 | 34 | 0.01 | 0
2015 | MARITIMES_2_NEISO | MARITIMES | NEISO | Internal | Summer | B5 | 200 | 99999 | 1400 | 33.99 | 34 | 0.01 | 0
2015 | MARITIMES_2_NEISO | MARITIMES | NEISO | Internal | Summer | B6 | 300 | 99999 | 1400 | 33.99 | 34 | 0.01 | 0
2015 | MARITIMES_2_NEISO | MARITIMES | NEISO | Internal | Summer | B7 | 400 | 99999 | 1400 | 33.99 | 34 | 0.01 | 0
2015 | MARITIMES_2_NEISO | MARITIMES | NEISO | Internal | Summer | B8 | 500 | 99999 | 1400 | 33.99 | 34 | 0.01 | 0
2015 | MARITIMES_2_NEISO | MARITIMES | NEISO | Internal | Summer | B9 | 800 | 99999 | 1400 | 33.99 | 34 | 0.01 | 0
2015 | MARITIMES_2_NEISO | MARITIMES | NEISO | Internal | Summer | B10 | 1262 | 99999 | 236.13 | 33.99 | 34 | 0.01 | 0
2015 | MARITIMES_2_NEISO | MARITIMES | NEISO | Internal | Winter | B16 | 25 | 99999 | 1400 | 45.08 | 45.09 | 0.01 | 0
2015 | MARITIMES_2_NEISO | MARITIMES | NEISO | Internal | Winter | B17 | 100 | 99999 | 1400 | 45.08 | 45.09 | 0.01 | 0
2015 | MARITIMES_2_NEISO | MARITIMES | NEISO | Internal | Winter | B18 | 400 | 99999 | 1400 | 45.08 | 45.09 | 0.01 | 0
2015 | MARITIMES_2_NEISO | MARITIMES | NEISO | Internal | Winter | B19 | 700 | 99999 | 1400 | 45.08 | 45.09 | 0.01 | 0
2015 | MARITIMES_2_NEISO | MARITIMES | NEISO | Internal | Winter | B20 | 935 | 99999 | 475.94 | 45.08 | 45.09 | 0.01 | 0
2015 | MISO_IN_2_MISO_MI | MISO_IN | MISO_MI | Internal | Shoulder | B11 | 25 | 5000 | 0 | 47.8 | 47.79 | 0.01 | 0
2015 | MISO_IN_2_MISO_MI | MISO_IN | MISO_MI | Internal | Shoulder | B12 | 200 | 5000 | 0 | 39.04 | 39.04 | 0.01 | 0
2015 | MISO_IN_2_MISO_MI | MISO_IN | MISO_MI | Internal | Shoulder | B13 | 600 | 5000 | 0 | 37.24 | 37.24 | 0.01 | 0
2015 | MISO_IN_2_MISO_MI | MISO_IN | MISO_MI | Internal | Shoulder | B14 | 900 | 5000 | 0 | 35.13 | 35.13 | 0.01 | 0
2015 | MISO_IN_2_MISO_MI | MISO_IN | MISO_MI | Internal | Shoulder | B15 | 1203 | 5000 | 1912.02 | 34.1 | 34.11 | 0.01 | 0
2015 | MISO_IN_2_MISO_MI | MISO_IN | MISO_MI | Internal | Summer | B1 | 10 | 5000 | 0 | 59.8 | 59.09 | 0.01 | 0
2015 | MISO_IN_2_MISO_MI | MISO_IN | MISO_MI | Internal | Summer | B2 | 25 | 5000 | 0 | 58.12 | 58.11 | 0.01 | 0
2015 | MISO_IN_2_MISO_MI | MISO_IN | MISO_MI | Internal | Summer | B3 | 75 | 5000 | 0 | 56.7 | 53.68 | 0.01 | 0
2015 | MISO_IN_2_MISO_MI | MISO_IN | MISO_MI | Internal | Summer | B4 | 100 | 5000 | 0 | 55.18 | 53.68 | 0.01 | 0
2015 | MISO_IN_2_MISO_MI | MISO_IN | MISO_MI | Internal | Summer | B5 | 200 | 5000 | 0 | 46.02 | 45.85 | 0.01 | 0
2015 | MISO_IN_2_MISO_MI | MISO_IN | MISO_MI | Internal | Summer | B6 | 300 | 5000 | 0 | 40.84 | 40.82 | 0.01 | 0
2015 | MISO_IN_2_MISO_MI | MISO_IN | MISO_MI | Internal | Summer | B7 | 400 | 5000 | 0 | 35.53 | 35.52 | 0.01 | 0
2015 | MISO_IN_2_MISO_MI | MISO_IN | MISO_MI | Internal | Summer | B8 | 500 | 5000 | 346.96 | 34.19 | 34.2 | 0.01 | 0
2015 | MISO_IN_2_MISO_MI | MISO_IN | MISO_MI | Internal | Summer | B9 | 800 | 5000 | 1046.59 | 32.98 | 33 | 0.01 | 0
2015 | MISO_IN_2_MISO_MI | MISO_IN | MISO_MI | Internal | Summer | B10 | 1262 | 5000 | 2747.24 | 32.59 | 32.6 | 0.01 | 0
2015 | MISO_IN_2_MISO_MI | MISO_IN | MISO_MI | Internal | Winter | B16 | 25 | 5000 | 0 | 46.84 | 46.83 | 0.01 | 0
2015 | MISO_IN_2_MISO_MI | MISO_IN | MISO_MI | Internal | Winter | B17 | 100 | 5000 | 0 | 41.94 | 41.93 | 0.01 | 0
2015 | MISO_IN_2_MISO_MI | MISO_IN | MISO_MI | Internal | Winter | B18 | 400 | 5000 | 0 | 37.59 | 37.58 | 0.01 | 0
2015 | MISO_IN_2_MISO_MI | MISO_IN | MISO_MI | Internal | Winter | B19 | 700 | 5000 | 311.12 | 35.78 | 35.79 | 0.01 | 0
2015 | MISO_IN_2_MISO_MI | MISO_IN | MISO_MI | Internal | Winter | B20 | 935 | 5000 | 551.86 | 33.44 | 33.45 | 0.01 | 0
2015 | MISO_IN_2_MISO_MO-IL | MISO_IN | MISO_MO-IL | Internal | Shoulder | B11 | 25 | 5000 | 87.95 | 47.8 | 47.81 | 0.01 | 0
2015 | MISO_IN_2_MISO_MO-IL | MISO_IN | MISO_MO-IL | Internal | Shoulder | B12 | 200 | 5000 | 0 | 39.04 | 39.03 | 0.01 | 0
2015 | MISO_IN_2_MISO_MO-IL | MISO_IN | MISO_MO-IL | Internal | Shoulder | B13 | 600 | 5000 | 0 | 37.24 | 37.23 | 0.01 | 0
2015 | MISO_IN_2_MISO_MO-IL | MISO_IN | MISO_MO-IL | Internal | Shoulder | B14 | 900 | 5000 | 0 | 35.13 | 35.12 | 0.01 | 0
2015 | MISO_IN_2_MISO_MO-IL | MISO_IN | MISO_MO-IL | Internal | Shoulder | B15 | 1203 | 5000 | 0 | 34.1 | 33.05 | 0.01 | 0
2015 | MISO_IN_2_MISO_MO-IL | MISO_IN | MISO_MO-IL | Internal | Summer | B1 | 10 | 5000 | 0 | 59.8 | 59.78 | 0.01 | 0
2015 | MISO_IN_2_MISO_MO-IL | MISO_IN | MISO_MO-IL | Internal | Summer | B2 | 25 | 5000 | 0 | 58.12 | 58.11 | 0.01 | 0
2015 | MISO_IN_2_MISO_MO-IL | MISO_IN | MISO_MO-IL | Internal | Summer | B3 | 75 | 5000 | 0 | 56.7 | 56.69 | 0.01 | 0
2015 | MISO_IN_2_MISO_MO-IL | MISO_IN | MISO_MO-IL | Internal | Summer | B4 | 100 | 5000 | 0 | 55.18 | 55.18 | 0.01 | 0
2015 | MISO_IN_2_MISO_MO-IL | MISO_IN | MISO_MO-IL | Internal | Summer | B5 | 200 | 5000 | 0 | 46.02 | 46.02 | 0.01 | 0
2015 | MISO_IN_2_MISO_MO-IL | MISO_IN | MISO_MO-IL | Internal | Summer | B6 | 300 | 5000 | 0 | 40.84 | 40.82 | 0.01 | 0
2015 | MISO_IN_2_MISO_MO-IL | MISO_IN | MISO_MO-IL | Internal | Summer | B7 | 400 | 5000 | 0 | 35.53 | 35.52 | 0.01 | 0
2015 | MISO_IN_2_MISO_MO-IL | MISO_IN | MISO_MO-IL | Internal | Summer | B8 | 500 | 5000 | 0 | 34.19 | 34.18 | 0.01 | 0
2015 | MISO_IN_2_MISO_MO-IL | MISO_IN | MISO_MO-IL | Internal | Summer | B9 | 800 | 5000 | 0 | 32.98 | 32.97 | 0.01 | 0
2015 | MISO_IN_2_MISO_MO-IL | MISO_IN | MISO_MO-IL | Internal | Summer | B10 | 1262 | 5000 | 0 | 32.59 | 30 | 0.01 | 0
2015 | MISO_IN_2_MISO_MO-IL | MISO_IN | MISO_MO-IL | Internal | Winter | B16 | 25 | 5000 | 0 | 46.84 | 46.83 | 0.01 | 0
2015 | MISO_IN_2_MISO_MO-IL | MISO_IN | MISO_MO-IL | Internal | Winter | B17 | 100 | 5000 | 0 | 41.94 | 41.93 | 0.01 | 0
2015 | MISO_IN_2_MISO_MO-IL | MISO_IN | MISO_MO-IL | Internal | Winter | B18 | 400 | 5000 | 0 | 37.59 | 37.58 | 0.01 | 0
2015 | MISO_IN_2_MISO_MO-IL | MISO_IN | MISO_MO-IL | Internal | Winter | B19 | 700 | 5000 | 0 | 35.78 | 35.76 | 0.01 | 0
2015 | MISO_IN_2_MISO_MO-IL | MISO_IN | MISO_MO-IL | Internal | Winter | B20 | 935 | 5000 | 0 | 33.44 | 32.45 | 0.01 | 0
2015 | MISO_IN_2_NonRTO_Midwest | MISO_IN | NonRTO_Midwest | Internal | Shoulder | B11 | 25 | 4800 | 977.84 | 47.8 | 55.8 | 8 | 0
2015 | MISO_IN_2_NonRTO_Midwest | MISO_IN | NonRTO_Midwest | Internal | Shoulder | B12 | 200 | 4800 | 551.94 | 39.04 | 47.04 | 8 | 0
2015 | MISO_IN_2_NonRTO_Midwest | MISO_IN | NonRTO_Midwest | Internal | Shoulder | B13 | 600 | 4800 | 0 | 37.24 | 44.41 | 8 | 0
2015 | MISO_IN_2_NonRTO_Midwest | MISO_IN | NonRTO_Midwest | Internal | Shoulder | B14 | 900 | 4800 | 0 | 35.13 | 35.48 | 8 | 0
2015 | MISO_IN_2_NonRTO_Midwest | MISO_IN | NonRTO_Midwest | Internal | Shoulder | B15 | 1203 | 4800 | 0 | 34.1 | 33.28 | 8 | 0
2015 | MISO_IN_2_NonRTO_Midwest | MISO_IN | NonRTO_Midwest | Internal | Summer | B1 | 10 | 4800 | 0 | 59.8 | 64.7 | 8 | 0
2015 | MISO_IN_2_NonRTO_Midwest | MISO_IN | NonRTO_Midwest | Internal | Summer | B2 | 25 | 4800 | 0 | 58.12 | 64.7 | 8 | 0
2015 | MISO_IN_2_NonRTO_Midwest | MISO_IN | NonRTO_Midwest | Internal | Summer | B3 | 75 | 4800 | 358.89 | 56.7 | 64.7 | 8 | 0
2015 | MISO_IN_2_NonRTO_Midwest | MISO_IN | NonRTO_Midwest | Internal | Summer | B4 | 100 | 4800 | 804.16 | 55.18 | 63.18 | 8 | 0
2015 | MISO_IN_2_NonRTO_Midwest | MISO_IN | NonRTO_Midwest | Internal | Summer | B5 | 200 | 4800 | 488.66 | 46.02 | 54.02 | 8 | 0
2015 | MISO_IN_2_NonRTO_Midwest | MISO_IN | NonRTO_Midwest | Internal | Summer | B6 | 300 | 4800 | 0 | 40.84 | 48.35 | 8 | 0
2015 | MISO_IN_2_NonRTO_Midwest | MISO_IN | NonRTO_Midwest | Internal | Summer | B7 | 400 | 4800 | 0 | 35.53 | 34.87 | 8 | 0
2015 | MISO_IN_2_NonRTO_Midwest | MISO_IN | NonRTO_Midwest | Internal | Summer | B8 | 500 | 4800 | 0 | 34.19 | 33.97 | 8 | 0
2015 | MISO_IN_2_NonRTO_Midwest | MISO_IN | NonRTO_Midwest | Internal | Summer | B9 | 800 | 4800 | 0 | 32.98 | 33.28 | 8 | 0
2015 | MISO_IN_2_NonRTO_Midwest | MISO_IN | NonRTO_Midwest | Internal | Summer | B10 | 1262 | 4800 | 0 | 32.59 | 32.42 | 8 | 0
2015 | MISO_IN_2_NonRTO_Midwest | MISO_IN | NonRTO_Midwest | Internal | Winter | B16 | 25 | 4800 | 2146.62 | 46.84 | 54.84 | 8 | 0
2015 | MISO_IN_2_NonRTO_Midwest | MISO_IN | NonRTO_Midwest | Internal | Winter | B17 | 100 | 4800 | 1131.81 | 41.94 | 49.94 | 8 | 0
2015 | MISO_IN_2_NonRTO_Midwest | MISO_IN | NonRTO_Midwest | Internal | Winter | B18 | 400 | 4800 | 272.21 | 37.59 | 45.59 | 8 | 0
2015 | MISO_IN_2_NonRTO_Midwest | MISO_IN | NonRTO_Midwest | Internal | Winter | B19 | 700 | 4800 | 0 | 35.78 | 35.66 | 8 | 0
2015 | MISO_IN_2_NonRTO_Midwest | MISO_IN | NonRTO_Midwest | Internal | Winter | B20 | 935 | 4800 | 0 | 33.44 | 33.31 | 8 | 0
2015 | MISO_IN_2_PJM_ROR | MISO_IN | PJM_ROR | Internal | Shoulder | B11 | 25 | 992 | 0 | 47.8 | 47.94 | 2 | 0
2015 | MISO_IN_2_PJM_ROR | MISO_IN | PJM_ROR | Internal | Shoulder | B12 | 200 | 992 | 252.1 | 39.04 | 41.04 | 2 | 0
2015 | MISO_IN_2_PJM_ROR | MISO_IN | PJM_ROR | Internal | Shoulder | B13 | 600 | 992 | 883.33 | 37.24 | 39.24 | 2 | 0
2015 | MISO_IN_2_PJM_ROR | MISO_IN | PJM_ROR | Internal | Shoulder | B14 | 900 | 992 | 148.22 | 35.13 | 37.13 | 2 | 0
2015 | MISO_IN_2_PJM_ROR | MISO_IN | PJM_ROR | Internal | Shoulder | B15 | 1203 | 992 | 0 | 34.1 | 35.05 | 2 | 0
2015 | MISO_IN_2_PJM_ROR | MISO_IN | PJM_ROR | Internal | Summer | B1 | 10 | 992 | 0 | 59.8 | 61.78 | 2 | 0
2015 | MISO_IN_2_PJM_ROR | MISO_IN | PJM_ROR | Internal | Summer | B2 | 25 | 992 | 0 | 58.12 | 60.11 | 2 | 0
2015 | MISO_IN_2_PJM_ROR | MISO_IN | PJM_ROR | Internal | Summer | B3 | 75 | 992 | 0 | 56.7 | 57.97 | 2 | 0
2015 | MISO_IN_2_PJM_ROR | MISO_IN | PJM_ROR | Internal | Summer | B4 | 100 | 992 | 297.01 | 55.18 | 57.18 | 2 | 0
2015 | MISO_IN_2_PJM_ROR | MISO_IN | PJM_ROR | Internal | Summer | B5 | 200 | 992 | 886.69 | 46.02 | 48.02 | 2 | 0
2015 | MISO_IN_2_PJM_ROR | MISO_IN | PJM_ROR | Internal | Summer | B6 | 300 | 992 | 0 | 40.84 | 42.82 | 2 | 0
2015 | MISO_IN_2_PJM_ROR | MISO_IN | PJM_ROR | Internal | Summer | B7 | 400 | 992 | 0 | 35.53 | 37.52 | 2 | 0
2015 | MISO_IN_2_PJM_ROR | MISO_IN | PJM_ROR | Internal | Summer | B8 | 500 | 992 | 992 | 34.19 | 36.2 | 2 | 0.01
2015 | MISO_IN_2_PJM_ROR | MISO_IN | PJM_ROR | Internal | Summer | B9 | 800 | 992 | 0 | 32.98 | 34.97 | 2 | 0
2015 | MISO_IN_2_PJM_ROR | MISO_IN | PJM_ROR | Internal | Summer | B10 | 1262 | 992 | 0 | 32.59 | 32 | 2 | 0
2015 | MISO_IN_2_PJM_ROR | MISO_IN | PJM_ROR | Internal | Winter | B16 | 25 | 992 | 0 | 46.84 | 48.83 | 2 | 0
2015 | MISO_IN_2_PJM_ROR | MISO_IN | PJM_ROR | Internal | Winter | B17 | 100 | 992 | 0 | 41.94 | 43.93 | 2 | 0
2015 | MISO_IN_2_PJM_ROR | MISO_IN | PJM_ROR | Internal | Winter | B18 | 400 | 992 | 0 | 37.59 | 39.58 | 2 | 0
2015 | MISO_IN_2_PJM_ROR | MISO_IN | PJM_ROR | Internal | Winter | B19 | 700 | 992 | 0 | 35.78 | 37.73 | 2 | 0
2015 | MISO_IN_2_PJM_ROR | MISO_IN | PJM_ROR | Internal | Winter | B20 | 935 | 992 | 0 | 33.44 | 34.45 | 2 | 0
2015 | MISO_MI_2_MISO_IN | MISO_MI | MISO_IN | Internal | Shoulder | B11 | 25 | 2045 | 1724.39 | 47.79 | 47.8 | 0.01 | 0
2015 | MISO_MI_2_MISO_IN | MISO_MI | MISO_IN | Internal | Shoulder | B12 | 200 | 2045 | 0 | 39.04 | 39.04 | 0.01 | 0
2015 | MISO_MI_2_MISO_IN | MISO_MI | MISO_IN | Internal | Shoulder | B13 | 600 | 2045 | 0 | 37.24 | 37.24 | 0.01 | 0
2015 | MISO_MI_2_MISO_IN | MISO_MI | MISO_IN | Internal | Shoulder | B14 | 900 | 2045 | 0 | 35.13 | 35.13 | 0.01 | 0
2015 | MISO_MI_2_MISO_IN | MISO_MI | MISO_IN | Internal | Shoulder | B15 | 1203 | 2045 | 0 | 34.11 | 34.1 | 0.01 | 0
2015 | MISO_MI_2_MISO_IN | MISO_MI | MISO_IN | Internal | Summer | B1 | 10 | 2045 | 2045 | 59.09 | 59.8 | 0.01 | 0.69
2015 | MISO_MI_2_MISO_IN | MISO_MI | MISO_IN | Internal | Summer | B2 | 25 | 2045 | 1672.57 | 58.11 | 58.12 | 0.01 | 0
2015 | MISO_MI_2_MISO_IN | MISO_MI | MISO_IN | Internal | Summer | B3 | 75 | 2045 | 2045 | 53.68 | 56.7 | 0.01 | 3.01
2015 | MISO_MI_2_MISO_IN | MISO_MI | MISO_IN | Internal | Summer | B4 | 100 | 2045 | 2045 | 53.68 | 55.18 | 0.01 | 1.49
2015 | MISO_MI_2_MISO_IN | MISO_MI | MISO_IN | Internal | Summer | B5 | 200 | 2045 | 2045 | 45.85 | 46.02 | 0.01 | 0.16
2015 | MISO_MI_2_MISO_IN | MISO_MI | MISO_IN | Internal | Summer | B6 | 300 | 2045 | 137.65 | 40.82 | 40.84 | 0.01 | 0
2015 | MISO_MI_2_MISO_IN | MISO_MI | MISO_IN | Internal | Summer | B7 | 400 | 2045 | 69.46 | 35.52 | 35.53 | 0.01 | 0
2015 | MISO_MI_2_MISO_IN | MISO_MI | MISO_IN | Internal | Summer | B8 | 500 | 2045 | 0 | 34.2 | 34.19 | 0.01 | 0
2015 | MISO_MI_2_MISO_IN | MISO_MI | MISO_IN | Internal | Summer | B9 | 800 | 2045 | 0 | 33 | 32.98 | 0.01 | 0
2015 | MISO_MI_2_MISO_IN | MISO_MI | MISO_IN | Internal | Summer | B10 | 1262 | 2045 | 0 | 32.6 | 32.59 | 0.01 | 0
2015 | MISO_MI_2_MISO_IN | MISO_MI | MISO_IN | Internal | Winter | B16 | 25 | 2045 | 1759.82 | 46.83 | 46.84 | 0.01 | 0
2015 | MISO_MI_2_MISO_IN | MISO_MI | MISO_IN | Internal | Winter | B17 | 100 | 2045 | 325.37 | 41.93 | 41.94 | 0.01 | 0
2015 | MISO_MI_2_MISO_IN | MISO_MI | MISO_IN | Internal | Winter | B18 | 400 | 2045 | 133.97 | 37.58 | 37.59 | 0.01 | 0
2015 | MISO_MI_2_MISO_IN | MISO_MI | MISO_IN | Internal | Winter | B19 | 700 | 2045 | 0 | 35.79 | 35.78 | 0.01 | 0
2015 | MISO_MI_2_MISO_IN | MISO_MI | MISO_IN | Internal | Winter | B20 | 935 | 2045 | 0 | 33.45 | 33.44 | 0.01 | 0
2015 | MISO_MI_2_MISO_WUMS | MISO_MI | MISO_WUMS | Internal | Shoulder | B11 | 25 | 117 | 117 | 47.79 | 47.83 | 0.01 | 0.04
2015 | MISO_MI_2_MISO_WUMS | MISO_MI | MISO_WUMS | Internal | Shoulder | B12 | 200 | 117 | 53.19 | 39.04 | 39.05 | 0.01 | 0
2015 | MISO_MI_2_MISO_WUMS | MISO_MI | MISO_WUMS | Internal | Shoulder | B13 | 600 | 117 | 117 | 37.24 | 37.41 | 0.01 | 0.16
2015 | MISO_MI_2_MISO_WUMS | MISO_MI | MISO_WUMS | Internal | Shoulder | B14 | 900 | 117 | 117 | 35.13 | 35.72 | 0.01 | 0.58
2015 | MISO_MI_2_MISO_WUMS | MISO_MI | MISO_WUMS | Internal | Shoulder | B15 | 1203 | 117 | 117 | 34.11 | 34.14 | 0.01 | 0.02
2015 | MISO_MI_2_MISO_WUMS | MISO_MI | MISO_WUMS | Internal | Summer | B1 | 10 | 117 | 117 | 59.09 | 59.78 | 0.01 | 0.68
2015 | MISO_MI_2_MISO_WUMS | MISO_MI | MISO_WUMS | Internal | Summer | B2 | 25 | 117 | 117 | 58.11 | 58.74 | 0.01 | 0.61
2015 | MISO_MI_2_MISO_WUMS | MISO_MI | MISO_WUMS | Internal | Summer | B3 | 75 | 117 | 117 | 53.68 | 58.74 | 0.01 | 5.05
2015 | MISO_MI_2_MISO_WUMS | MISO_MI | MISO_WUMS | Internal | Summer | B4 | 100 | 117 | 117 | 53.68 | 57.71 | 0.01 | 4.02
2015 | MISO_MI_2_MISO_WUMS | MISO_MI | MISO_WUMS | Internal | Summer | B5 | 200 | 117 | 117 | 45.85 | 50.01 | 0.01 | 4.15
2015 | MISO_MI_2_MISO_WUMS | MISO_MI | MISO_WUMS | Internal | Summer | B6 | 300 | 117 | 117 | 40.82 | 41.81 | 0.01 | 0.98
2015 | MISO_MI_2_MISO_WUMS | MISO_MI | MISO_WUMS | Internal | Summer | B7 | 400 | 117 | 117 | 35.52 | 35.54 | 0.01 | 0.01
2015 | MISO_MI_2_MISO_WUMS | MISO_MI | MISO_WUMS | Internal | Summer | B8 | 500 | 117 | 43.42 | 34.2 | 34.21 | 0.01 | 0
2015 | MISO_MI_2_MISO_WUMS | MISO_MI | MISO_WUMS | Internal | Summer | B9 | 800 | 117 | 117 | 33 | 33.91 | 0.01 | 0.9
2015 | MISO_MI_2_MISO_WUMS | MISO_MI | MISO_WUMS | Internal | Summer | B10 | 1262 | 117 | 117 | 32.6 | 32.98 | 0.01 | 0.37
2015 | MISO_MI_2_MISO_WUMS | MISO_MI | MISO_WUMS | Internal | Winter | B16 | 25 | 117 | 0 | 46.83 | 46.83 | 0.01 | 0
2015 | MISO_MI_2_MISO_WUMS | MISO_MI | MISO_WUMS | Internal | Winter | B17 | 100 | 117 | 0 | 41.93 | 41.93 | 0.01 | 0
2015 | MISO_MI_2_MISO_WUMS | MISO_MI | MISO_WUMS | Internal | Winter | B18 | 400 | 117 | 117 | 37.58 | 38.06 | 0.01 | 0.47
2015 | MISO_MI_2_MISO_WUMS | MISO_MI | MISO_WUMS | Internal | Winter | B19 | 700 | 117 | 117 | 35.79 | 37.71 | 0.01 | 1.91
2015 | MISO_MI_2_MISO_WUMS | MISO_MI | MISO_WUMS | Internal | Winter | B20 | 935 | 117 | 117 | 33.45 | 33.6 | 0.01 | 0.14
2015 | MISO_MI_2_PJM_ROR | MISO_MI | PJM_ROR | Internal | Shoulder | B11 | 25 | 1424 | 0 | 47.79 | 47.94 | 2 | 0
2015 | MISO_MI_2_PJM_ROR | MISO_MI | PJM_ROR | Internal | Shoulder | B12 | 200 | 1424 | 311.09 | 39.04 | 41.04 | 2 | 0
2015 | MISO_MI_2_PJM_ROR | MISO_MI | PJM_ROR | Internal | Shoulder | B13 | 600 | 1424 | 500.92 | 37.24 | 39.24 | 2 | 0
2015 | MISO_MI_2_PJM_ROR | MISO_MI | PJM_ROR | Internal | Shoulder | B14 | 900 | 1424 | 114.42 | 35.13 | 37.13 | 2 | 0
2015 | MISO_MI_2_PJM_ROR | MISO_MI | PJM_ROR | Internal | Shoulder | B15 | 1203 | 1424 | 0 | 34.11 | 35.05 | 2 | 0
2015 | MISO_MI_2_PJM_ROR | MISO_MI | PJM_ROR | Internal | Summer | B1 | 10 | 1424 | 1424 | 59.09 | 61.78 | 2 | 0.69
2015 | MISO_MI_2_PJM_ROR | MISO_MI | PJM_ROR | Internal | Summer | B2 | 25 | 1424 | 1128.85 | 58.11 | 60.11 | 2 | 0
2015 | MISO_MI_2_PJM_ROR | MISO_MI | PJM_ROR | Internal | Summer | B3 | 75 | 1424 | 1424 | 53.68 | 57.97 | 2 | 2.29
2015 | MISO_MI_2_PJM_ROR | MISO_MI | PJM_ROR | Internal | Summer | B4 | 100 | 1424 | 1424 | 53.68 | 57.18 | 2 | 1.5
2015 | MISO_MI_2_PJM_ROR | MISO_MI | PJM_ROR | Internal | Summer | B5 | 200 | 1424 | 1424 | 45.85 | 48.02 | 2 | 0.17
2015 | MISO_MI_2_PJM_ROR | MISO_MI | PJM_ROR | Internal | Summer | B6 | 300 | 1424 | 887.56 | 40.82 | 42.82 | 2 | 0
2015 | MISO_MI_2_PJM_ROR | MISO_MI | PJM_ROR | Internal | Summer | B7 | 400 | 1424 | 1076.67 | 35.52 | 37.52 | 2 | 0
2015 | MISO_MI_2_PJM_ROR | MISO_MI | PJM_ROR | Internal | Summer | B8 | 500 | 1424 | 89.93 | 34.2 | 36.2 | 2 | 0
2015 | MISO_MI_2_PJM_ROR | MISO_MI | PJM_ROR | Internal | Summer | B9 | 800 | 1424 | 0 | 33 | 34.97 | 2 | 0
2015 | MISO_MI_2_PJM_ROR | MISO_MI | PJM_ROR | Internal | Summer | B10 | 1262 | 1424 | 0 | 32.6 | 32 | 2 | 0
2015 | MISO_MI_2_PJM_ROR | MISO_MI | PJM_ROR | Internal | Winter | B16 | 25 | 1424 | 35.58 | 46.83 | 48.83 | 2 | 0
2015 | MISO_MI_2_PJM_ROR | MISO_MI | PJM_ROR | Internal | Winter | B17 | 100 | 1424 | 1236.96 | 41.93 | 43.93 | 2 | 0
2015 | MISO_MI_2_PJM_ROR | MISO_MI | PJM_ROR | Internal | Winter | B18 | 400 | 1424 | 1109.82 | 37.58 | 39.58 | 2 | 0
2015 | MISO_MI_2_PJM_ROR | MISO_MI | PJM_ROR | Internal | Winter | B19 | 700 | 1424 | 0 | 35.79 | 37.73 | 2 | 0
2015 | MISO_MI_2_PJM_ROR | MISO_MI | PJM_ROR | Internal | Winter | B20 | 935 | 1424 | 0 | 33.45 | 34.45 | 2 | 0
2015 | MISO_MO-IL_2_ENT | MISO_MO-IL | ENT | Internal | Shoulder | B11 | 25 | 2540 | 0 | 47.81 | 55.02 | 8 | 0
2015 | MISO_MO-IL_2_ENT | MISO_MO-IL | ENT | Internal | Shoulder | B12 | 200 | 2540 | 0 | 39.03 | 39.11 | 8 | 0
2015 | MISO_MO-IL_2_ENT | MISO_MO-IL | ENT | Internal | Shoulder | B13 | 600 | 2540 | 0 | 37.23 | 38.83 | 8 | 0
2015 | MISO_MO-IL_2_ENT | MISO_MO-IL | ENT | Internal | Shoulder | B14 | 900 | 2540 | 0 | 35.12 | 38.83 | 8 | 0
2015 | MISO_MO-IL_2_ENT | MISO_MO-IL | ENT | Internal | Shoulder | B15 | 1203 | 2540 | 0 | 33.05 | 37.57 | 8 | 0
2015 | MISO_MO-IL_2_ENT | MISO_MO-IL | ENT | Internal | Summer | B1 | 10 | 2540 | 0 | 59.78 | 59.78 | 8 | 0
2015 | MISO_MO-IL_2_ENT | MISO_MO-IL | ENT | Internal | Summer | B2 | 25 | 2540 | 0 | 58.11 | 58.11 | 8 | 0
2015 | MISO_MO-IL_2_ENT | MISO_MO-IL | ENT | Internal | Summer | B3 | 75 | 2540 | 0 | 56.69 | 58.11 | 8 | 0
2015 | MISO_MO-IL_2_ENT | MISO_MO-IL | ENT | Internal | Summer | B4 | 100 | 2540 | 0 | 55.18 | 58.11 | 8 | 0
2015 | MISO_MO-IL_2_ENT | MISO_MO-IL | ENT | Internal | Summer | B5 | 200 | 2540 | 0 | 46.02 | 53.27 | 8 | 0
2015 | MISO_MO-IL_2_ENT | MISO_MO-IL | ENT | Internal | Summer | B6 | 300 | 2540 | 0 | 40.82 | 43.43 | 8 | 0
2015 | MISO_MO-IL_2_ENT | MISO_MO-IL | ENT | Internal | Summer | B7 | 400 | 2540 | 0 | 35.52 | 43.43 | 8 | 0
2015 | MISO_MO-IL_2_ENT | MISO_MO-IL | ENT | Internal | Summer | B8 | 500 | 2540 | 0 | 34.18 | 37.89 | 8 | 0
2015 | MISO_MO-IL_2_ENT | MISO_MO-IL | ENT | Internal | Summer | B9 | 800 | 2540 | 0 | 32.97 | 37.62 | 8 | 0
2015 | MISO_MO-IL_2_ENT | MISO_MO-IL | ENT | Internal | Summer | B10 | 1262 | 2540 | 0 | 30 | 36.4 | 8 | 0
2015 | MISO_MO-IL_2_ENT | MISO_MO-IL | ENT | Internal | Winter | B16 | 25 | 2540 | 0 | 46.83 | 50.62 | 8 | 0
2015 | MISO_MO-IL_2_ENT | MISO_MO-IL | ENT | Internal | Winter | B17 | 100 | 2540 | 0 | 41.93 | 41.55 | 8 | 0
2015 | MISO_MO-IL_2_ENT | MISO_MO-IL | ENT | Internal | Winter | B18 | 400 | 2540 | 0 | 37.58 | 41.25 | 8 | 0
2015 | MISO_MO-IL_2_ENT | MISO_MO-IL | ENT | Internal | Winter | B19 | 700 | 2540 | 0 | 35.76 | 41.25 | 8 | 0
2015 | MISO_MO-IL_2_ENT | MISO_MO-IL | ENT | Internal | Winter | B20 | 935 | 2540 | 0 | 32.45 | 39.91 | 8 | 0
2015 | MISO_MO-IL_2_MISO_IN | MISO_MO-IL | MISO_IN | Internal | Shoulder | B11 | 25 | 2100 | 0 | 47.81 | 47.8 | 0.01 | 0
2015 | MISO_MO-IL_2_MISO_IN | MISO_MO-IL | MISO_IN | Internal | Shoulder | B12 | 200 | 2100 | 1143.55 | 39.03 | 39.04 | 0.01 | 0
2015 | MISO_MO-IL_2_MISO_IN | MISO_MO-IL | MISO_IN | Internal | Shoulder | B13 | 600 | 2100 | 770.89 | 37.23 | 37.24 | 0.01 | 0
2015 | MISO_MO-IL_2_MISO_IN | MISO_MO-IL | MISO_IN | Internal | Shoulder | B14 | 900 | 2100 | 569.24 | 35.12 | 35.13 | 0.01 | 0
2015 | MISO_MO-IL_2_MISO_IN | MISO_MO-IL | MISO_IN | Internal | Shoulder | B15 | 1203 | 2100 | 2100 | 33.05 | 34.1 | 0.01 | 1.03
2015 | MISO_MO-IL_2_MISO_IN | MISO_MO-IL | MISO_IN | Internal | Summer | B1 | 10 | 2100 | 836.16 | 59.78 | 59.8 | 0.01 | 0
2015 | MISO_MO-IL_2_MISO_IN | MISO_MO-IL | MISO_IN | Internal | Summer | B2 | 25 | 2100 | 941.98 | 58.11 | 58.12 | 0.01 | 0
2015 | MISO_MO-IL_2_MISO_IN | MISO_MO-IL | MISO_IN | Internal | Summer | B3 | 75 | 2100 | 62.15 | 56.69 | 56.7 | 0.01 | 0
2015 | MISO_MO-IL_2_MISO_IN | MISO_MO-IL | MISO_IN | Internal | Summer | B4 | 100 | 2100 | 0 | 55.18 | 55.18 | 0.01 | 0
2015 | MISO_MO-IL_2_MISO_IN | MISO_MO-IL | MISO_IN | Internal | Summer | B5 | 200 | 2100 | 0 | 46.02 | 46.02 | 0.01 | 0
2015 | MISO_MO-IL_2_MISO_IN | MISO_MO-IL | MISO_IN | Internal | Summer | B6 | 300 | 2100 | 98.06 | 40.82 | 40.84 | 0.01 | 0
2015 | MISO_MO-IL_2_MISO_IN | MISO_MO-IL | MISO_IN | Internal | Summer | B7 | 400 | 2100 | 622.46 | 35.52 | 35.53 | 0.01 | 0
2015 | MISO_MO-IL_2_MISO_IN | MISO_MO-IL | MISO_IN | Internal | Summer | B8 | 500 | 2100 | 1092.39 | 34.18 | 34.19 | 0.01 | 0
2015 | MISO_MO-IL_2_MISO_IN | MISO_MO-IL | MISO_IN | Internal | Summer | B9 | 800 | 2100 | 1800.62 | 32.97 | 32.98 | 0.01 | 0
2015 | MISO_MO-IL_2_MISO_IN | MISO_MO-IL | MISO_IN | Internal | Summer | B10 | 1262 | 2100 | 2100 | 30 | 32.59 | 0.01 | 2.58
2015 | MISO_MO-IL_2_MISO_IN | MISO_MO-IL | MISO_IN | Internal | Winter | B16 | 25 | 2100 | 2069.01 | 46.83 | 46.84 | 0.01 | 0
2015 | MISO_MO-IL_2_MISO_IN | MISO_MO-IL | MISO_IN | Internal | Winter | B17 | 100 | 2100 | 1945.81 | 41.93 | 41.94 | 0.01 | 0
2015 | MISO_MO-IL_2_MISO_IN | MISO_MO-IL | MISO_IN | Internal | Winter | B18 | 400 | 2100 | 951.76 | 37.58 | 37.59 | 0.01 | 0
2015 | MISO_MO-IL_2_MISO_IN | MISO_MO-IL | MISO_IN | Internal | Winter | B19 | 700 | 2100 | 1949.96 | 35.76 | 35.78 | 0.01 | 0
2015 | MISO_MO-IL_2_MISO_IN | MISO_MO-IL | MISO_IN | Internal | Winter | B20 | 935 | 2100 | 2100 | 32.45 | 33.44 | 0.01 | 0.98
2015 | MISO_MO-IL_2_MISO_W | MISO_MO-IL | MISO_W | Internal | Shoulder | B11 | 25 | 960 | 741.89 | 47.81 | 47.82 | 0.01 | 0
2015 | MISO_MO-IL_2_MISO_W | MISO_MO-IL | MISO_W | Internal | Shoulder | B12 | 200 | 960 | 256.53 | 39.03 | 39.04 | 0.01 | 0
2015 | MISO_MO-IL_2_MISO_W | MISO_MO-IL | MISO_W | Internal | Shoulder | B13 | 600 | 960 | 960 | 37.23 | 37.4 | 0.01 | 0.16
2015 | MISO_MO-IL_2_MISO_W | MISO_MO-IL | MISO_W | Internal | Shoulder | B14 | 900 | 960 | 960 | 35.12 | 35.71 | 0.01 | 0.58
2015 | MISO_MO-IL_2_MISO_W | MISO_MO-IL | MISO_W | Internal | Shoulder | B15 | 1203 | 960 | 960 | 33.05 | 34.13 | 0.01 | 1.07
2015 | MISO_MO-IL_2_MISO_W | MISO_MO-IL | MISO_W | Internal | Summer | B1 | 10 | 960 | 0 | 59.78 | 59.77 | 0.01 | 0
2015 | MISO_MO-IL_2_MISO_W | MISO_MO-IL | MISO_W | Internal | Summer | B2 | 25 | 960 | 960 | 58.11 | 58.72 | 0.01 | 0.6
2015 | MISO_MO-IL_2_MISO_W | MISO_MO-IL | MISO_W | Internal | Summer | B3 | 75 | 960 | 960 | 56.69 | 58.72 | 0.01 | 2.02
2015 | MISO_MO-IL_2_MISO_W | MISO_MO-IL | MISO_W | Internal | Summer | B4 | 100 | 960 | 960 | 55.18 | 57.7 | 0.01 | 2.51
2015 | MISO_MO-IL_2_MISO_W | MISO_MO-IL | MISO_W | Internal | Summer | B5 | 200 | 960 | 960 | 46.02 | 50.02 | 0.01 | 3.99
2015 | MISO_MO-IL_2_MISO_W | MISO_MO-IL | MISO_W | Internal | Summer | B6 | 300 | 960 | 960 | 40.82 | 41.82 | 0.01 | 0.99
2015 | MISO_MO-IL_2_MISO_W | MISO_MO-IL | MISO_W | Internal | Summer | B7 | 400 | 960 | 867.6 | 35.52 | 35.53 | 0.01 | 0
2015 | MISO_MO-IL_2_MISO_W | MISO_MO-IL | MISO_W | Internal | Summer | B8 | 500 | 960 | 960 | 34.18 | 34.2 | 0.01 | 0.01
2015 | MISO_MO-IL_2_MISO_W | MISO_MO-IL | MISO_W | Internal | Summer | B9 | 800 | 960 | 960 | 32.97 | 33.92 | 0.01 | 0.94
2015 | MISO_MO-IL_2_MISO_W | MISO_MO-IL | MISO_W | Internal | Summer | B10 | 1262 | 960 | 960 | 30 | 30.1 | 0.01 | 0.09
2015 | MISO_MO-IL_2_MISO_W | MISO_MO-IL | MISO_W | Internal | Winter | B16 | 25 | 960 | 0 | 46.83 | 46.82 | 0.01 | 0
2015 | MISO_MO-IL_2_MISO_W | MISO_MO-IL | MISO_W | Internal | Winter | B17 | 100 | 960 | 0 | 41.93 | 41.92 | 0.01 | 0
2015 | MISO_MO-IL_2_MISO_W | MISO_MO-IL | MISO_W | Internal | Winter | B18 | 400 | 960 | 960 | 37.58 | 38.08 | 0.01 | 0.49
2015 | MISO_MO-IL_2_MISO_W | MISO_MO-IL | MISO_W | Internal | Winter | B19 | 700 | 960 | 960 | 35.76 | 37.72 | 0.01 | 1.95
2015 | MISO_MO-IL_2_MISO_W | MISO_MO-IL | MISO_W | Internal | Winter | B20 | 935 | 960 | 567.92 | 32.45 | 32.46 | 0.01 | 0
2015 | MISO_MO-IL_2_PJM_ROR | MISO_MO-IL | PJM_ROR | Internal | Shoulder | B11 | 25 | 1212 | 0 | 47.81 | 47.94 | 2 | 0
2015 | MISO_MO-IL_2_PJM_ROR | MISO_MO-IL | PJM_ROR | Internal | Shoulder | B12 | 200 | 1212 | 1212 | 39.03 | 41.04 | 2 | 0.01
2015 | MISO_MO-IL_2_PJM_ROR | MISO_MO-IL | PJM_ROR | Internal | Shoulder | B13 | 600 | 1212 | 1212 | 37.23 | 39.24 | 2 | 0.01
2015 | MISO_MO-IL_2_PJM_ROR | MISO_MO-IL | PJM_ROR | Internal | Shoulder | B14 | 900 | 1212 | 1212 | 35.12 | 37.13 | 2 | 0.01
2015 | MISO_MO-IL_2_PJM_ROR | MISO_MO-IL | PJM_ROR | Internal | Shoulder | B15 | 1203 | 1212 | 0 | 33.05 | 35.05 | 2 | 0
2015 | MISO_MO-IL_2_PJM_ROR | MISO_MO-IL | PJM_ROR | Internal | Summer | B1 | 10 | 1212 | 616 | 59.78 | 61.78 | 2 | 0
2015 | MISO_MO-IL_2_PJM_ROR | MISO_MO-IL | PJM_ROR | Internal | Summer | B2 | 25 | 1212 | 649.13 | 58.11 | 60.11 | 2 | 0
2015 | MISO_MO-IL_2_PJM_ROR | MISO_MO-IL | PJM_ROR | Internal | Summer | B3 | 75 | 1212 | 0 | 56.69 | 57.97 | 2 | 0
2015 | MISO_MO-IL_2_PJM_ROR | MISO_MO-IL | PJM_ROR | Internal | Summer | B4 | 100 | 1212 | 269.64 | 55.18 | 57.18 | 2 | 0
2015 | MISO_MO-IL_2_PJM_ROR | MISO_MO-IL | PJM_ROR | Internal | Summer | B5 | 200 | 1212 | 347.17 | 46.02 | 48.02 | 2 | 0
2015 | MISO_MO-IL_2_PJM_ROR | MISO_MO-IL | PJM_ROR | Internal | Summer | B6 | 300 | 1212 | 287.14 | 40.82 | 42.82 | 2 | 0
2015 | MISO_MO-IL_2_PJM_ROR | MISO_MO-IL | PJM_ROR | Internal | Summer | B7 | 400 | 1212 | 1147.5 | 35.52 | 37.52 | 2 | 0
2015 | MISO_MO-IL_2_PJM_ROR | MISO_MO-IL | PJM_ROR | Internal | Summer | B8 | 500 | 1212 | 1212 | 34.18 | 36.2 | 2 | 0.02
2015 | MISO_MO-IL_2_PJM_ROR | MISO_MO-IL | PJM_ROR | Internal | Summer | B9 | 800 | 1212 | 98.13 | 32.97 | 34.97 | 2 | 0
2015 | MISO_MO-IL_2_PJM_ROR | MISO_MO-IL | PJM_ROR | Internal | Summer | B10 | 1262 | 1212 | 664.36 | 30 | 32 | 2 | 0
2015 | MISO_MO-IL_2_PJM_ROR | MISO_MO-IL | PJM_ROR | Internal | Winter | B16 | 25 | 1212 | 642.48 | 46.83 | 48.83 | 2 | 0
2015 | MISO_MO-IL_2_PJM_ROR | MISO_MO-IL | PJM_ROR | Internal | Winter | B17 | 100 | 1212 | 1146.9 | 41.93 | 43.93 | 2 | 0
2015 | MISO_MO-IL_2_PJM_ROR | MISO_MO-IL | PJM_ROR | Internal | Winter | B18 | 400 | 1212 | 1108.18 | 37.58 | 39.58 | 2 | 0
2015 | MISO_MO-IL_2_PJM_ROR | MISO_MO-IL | PJM_ROR | Internal | Winter | B19 | 700 | 1212 | 0 | 35.76 | 37.73 | 2 | 0
2015 | MISO_MO-IL_2_PJM_ROR | MISO_MO-IL | PJM_ROR | Internal | Winter | B20 | 935 | 1212 | 231.8 | 32.45 | 34.45 | 2 | 0
2015 | MISO_MO-IL_2_SPP_N | MISO_MO-IL | SPP_N | Internal | Shoulder | B11 | 25 | 2000 | 0 | 47.81 | 54.82 | 8 | 0
2015 | MISO_MO-IL_2_SPP_N | MISO_MO-IL | SPP_N | Internal | Shoulder | B12 | 200 | 2000 | 0 | 39.03 | 39.1 | 8 | 0
2015 | MISO_MO-IL_2_SPP_N | MISO_MO-IL | SPP_N | Internal | Shoulder | B13 | 600 | 2000 | 0 | 37.23 | 37.76 | 8 | 0
2015 | MISO_MO-IL_2_SPP_N | MISO_MO-IL | SPP_N | Internal | Shoulder | B14 | 900 | 2000 | 0 | 35.12 | 37.41 | 8 | 0
2015 | MISO_MO-IL_2_SPP_N | MISO_MO-IL | SPP_N | Internal | Shoulder | B15 | 1203 | 2000 | 0 | 33.05 | 37.41 | 8 | 0
2015 | MISO_MO-IL_2_SPP_N | MISO_MO-IL | SPP_N | Internal | Summer | B1 | 10 | 2000 | 0 | 59.78 | 60.91 | 8 | 0
2015 | MISO_MO-IL_2_SPP_N | MISO_MO-IL | SPP_N | Internal | Summer | B2 | 25 | 2000 | 0 | 58.11 | 60.91 | 8 | 0
2015 | MISO_MO-IL_2_SPP_N | MISO_MO-IL | SPP_N | Internal | Summer | B3 | 75 | 2000 | 0 | 56.69 | 60.91 | 8 | 0
2015 | MISO_MO-IL_2_SPP_N | MISO_MO-IL | SPP_N | Internal | Summer | B4 | 100 | 2000 | 0 | 55.18 | 57.71 | 8 | 0
2015 | MISO_MO-IL_2_SPP_N | MISO_MO-IL | SPP_N | Internal | Summer | B5 | 200 | 2000 | 589.44 | 46.02 | 54.02 | 8 | 0
2015 | MISO_MO-IL_2_SPP_N | MISO_MO-IL | SPP_N | Internal | Summer | B6 | 300 | 2000 | 1141.68 | 40.82 | 48.82 | 8 | 0
2015 | MISO_MO-IL_2_SPP_N | MISO_MO-IL | SPP_N | Internal | Summer | B7 | 400 | 2000 | 0 | 35.52 | 42.23 | 8 | 0
2015 | MISO_MO-IL_2_SPP_N | MISO_MO-IL | SPP_N | Internal | Summer | B8 | 500 | 2000 | 0 | 34.18 | 37.77 | 8 | 0
2015 | MISO_MO-IL_2_SPP_N | MISO_MO-IL | SPP_N | Internal | Summer | B9 | 800 | 2000 | 0 | 32.97 | 36.14 | 8 | 0
2015 | MISO_MO-IL_2_SPP_N | MISO_MO-IL | SPP_N | Internal | Summer | B10 | 1262 | 2000 | 0 | 30 | 35.92 | 8 | 0
2015 | MISO_MO-IL_2_SPP_N | MISO_MO-IL | SPP_N | Internal | Winter | B16 | 25 | 2000 | 0 | 46.83 | 46.83 | 8 | 0
2015 | MISO_MO-IL_2_SPP_N | MISO_MO-IL | SPP_N | Internal | Winter | B17 | 100 | 2000 | 0 | 41.93 | 39.89 | 8 | 0
2015 | MISO_MO-IL_2_SPP_N | MISO_MO-IL | SPP_N | Internal | Winter | B18 | 400 | 2000 | 0 | 37.58 | 39.89 | 8 | 0
2015 | MISO_MO-IL_2_SPP_N | MISO_MO-IL | SPP_N | Internal | Winter | B19 | 700 | 2000 | 0 | 35.76 | 39.8 | 8 | 0
2015 | MISO_MO-IL_2_SPP_N | MISO_MO-IL | SPP_N | Internal | Winter | B20 | 935 | 2000 | 0 | 32.45 | 39.46 | 8 | 0
2015 | MISO_MO-IL_2_TVA_Transmission | MISO_MO-IL | TVA_Transmission | Internal | Shoulder | B11 | 25 | 4000 | 0 | 47.81 | 53.94 | 8 | 0
2015 | MISO_MO-IL_2_TVA_Transmission | MISO_MO-IL | TVA_Transmission | Internal | Shoulder | B12 | 200 | 4000 | 0 | 39.03 | 43.42 | 8 | 0
2015 | MISO_MO-IL_2_TVA_Transmission | MISO_MO-IL | TVA_Transmission | Internal | Shoulder | B13 | 600 | 4000 | 0 | 37.23 | 41.77 | 8 | 0
2015 | MISO_MO-IL_2_TVA_Transmission | MISO_MO-IL | TVA_Transmission | Internal | Shoulder | B14 | 900 | 4000 | 0 | 35.12 | 40.43 | 8 | 0
2015 | MISO_MO-IL_2_TVA_Transmission | MISO_MO-IL | TVA_Transmission | Internal | Shoulder | B15 | 1203 | 4000 | 0 | 33.05 | 39.76 | 8 | 0
2015 | MISO_MO-IL_2_TVA_Transmission | MISO_MO-IL | TVA_Transmission | Internal | Summer | B1 | 10 | 4000 | 1781.93 | 59.78 | 67.78 | 8 | 0
2015 | MISO_MO-IL_2_TVA_Transmission | MISO_MO-IL | TVA_Transmission | Internal | Summer | B2 | 25 | 4000 | 1241.39 | 58.11 | 66.11 | 8 | 0
2015 | MISO_MO-IL_2_TVA_Transmission | MISO_MO-IL | TVA_Transmission | Internal | Summer | B3 | 75 | 4000 | 0 | 56.69 | 63.97 | 8 | 0
2015 | MISO_MO-IL_2_TVA_Transmission | MISO_MO-IL | TVA_Transmission | Internal | Summer | B4 | 100 | 4000 | 226.72 | 55.18 | 63.18 | 8 | 0
2015 | MISO_MO-IL_2_TVA_Transmission | MISO_MO-IL | TVA_Transmission | Internal | Summer | B5 | 200 | 4000 | 0 | 46.02 | 53.22 | 8 | 0
2015 | MISO_MO-IL_2_TVA_Transmission | MISO_MO-IL | TVA_Transmission | Internal | Summer | B6 | 300 | 4000 | 0 | 40.82 | 45.74 | 8 | 0
2015 | MISO_MO-IL_2_TVA_Transmission | MISO_MO-IL | TVA_Transmission | Internal | Summer | B7 | 400 | 4000 | 0 | 35.52 | 42.6 | 8 | 0
2015 | MISO_MO-IL_2_TVA_Transmission | MISO_MO-IL | TVA_Transmission | Internal | Summer | B8 | 500 | 4000 | 0 | 34.18 | 39.32 | 8 | 0
2015 | MISO_MO-IL_2_TVA_Transmission | MISO_MO-IL | TVA_Transmission | Internal | Summer | B9 | 800 | 4000 | 0 | 32.97 | 38.87 | 8 | 0
2015 | MISO_MO-IL_2_TVA_Transmission | MISO_MO-IL | TVA_Transmission | Internal | Summer | B10 | 1262 | 4000 | 0 | 30 | 36.59 | 8 | 0
2015 | MISO_MO-IL_2_TVA_Transmission | MISO_MO-IL | TVA_Transmission | Internal | Winter | B16 | 25 | 4000 | 18.54 | 46.83 | 54.83 | 8 | 0
2015 | MISO_MO-IL_2_TVA_Transmission | MISO_MO-IL | TVA_Transmission | Internal | Winter | B17 | 100 | 4000 | 0 | 41.93 | 46.04 | 8 | 0
2015 | MISO_MO-IL_2_TVA_Transmission | MISO_MO-IL | TVA_Transmission | Internal | Winter | B18 | 400 | 4000 | 0 | 37.58 | 42.25 | 8 | 0
2015 | MISO_MO-IL_2_TVA_Transmission | MISO_MO-IL | TVA_Transmission | Internal | Winter | B19 | 700 | 4000 | 0 | 35.76 | 40.67 | 8 | 0
2015 | MISO_MO-IL_2_TVA_Transmission | MISO_MO-IL | TVA_Transmission | Internal | Winter | B20 | 935 | 4000 | 0 | 32.45 | 39.54 | 8 | 0
2015 | MISO_W_2_MAPP_CA | MISO_W | MAPP_CA | Internal | Shoulder | B11 | 25 | 700 | 0 | 47.82 | 47.81 | 0.01 | 0
2015 | MISO_W_2_MAPP_CA | MISO_W | MAPP_CA | Internal | Shoulder | B12 | 200 | 700 | 0 | 39.04 | 39.03 | 0.01 | 0
2015 | MISO_W_2_MAPP_CA | MISO_W | MAPP_CA | Internal | Shoulder | B13 | 600 | 700 | 89.71 | 37.4 | 37.41 | 0.01 | 0
2015 | MISO_W_2_MAPP_CA | MISO_W | MAPP_CA | Internal | Shoulder | B14 | 900 | 700 | 700 | 35.71 | 37.41 | 0.01 | 1.69
2015 | MISO_W_2_MAPP_CA | MISO_W | MAPP_CA | Internal | Shoulder | B15 | 1203 | 700 | 700 | 34.13 | 37.41 | 0.01 | 3.27
2015 | MISO_W_2_MAPP_CA | MISO_W | MAPP_CA | Internal | Summer | B1 | 10 | 700 | 0 | 59.77 | 58.17 | 0.01 | 0
2015 | MISO_W_2_MAPP_CA | MISO_W | MAPP_CA | Internal | Summer | B2 | 25 | 700 | 0 | 58.72 | 58.17 | 0.01 | 0
2015 | MISO_W_2_MAPP_CA | MISO_W | MAPP_CA | Internal | Summer | B3 | 75 | 700 | 0 | 58.72 | 58.17 | 0.01 | 0
2015 | MISO_W_2_MAPP_CA | MISO_W | MAPP_CA | Internal | Summer | B4 | 100 | 700 | 0 | 57.7 | 57.69 | 0.01 | 0
2015 | MISO_W_2_MAPP_CA | MISO_W | MAPP_CA | Internal | Summer | B5 | 200 | 700 | 0 | 50.02 | 50.01 | 0.01 | 0
2015 | MISO_W_2_MAPP_CA | MISO_W | MAPP_CA | Internal | Summer | B6 | 300 | 700 | 0 | 41.82 | 41.81 | 0.01 | 0
2015 | MISO_W_2_MAPP_CA | MISO_W | MAPP_CA | Internal | Summer | B7 | 400 | 700 | 0 | 35.53 | 35.52 | 0.01 | 0
2015 | MISO_W_2_MAPP_CA | MISO_W | MAPP_CA | Internal | Summer | B8 | 500 | 700 | 700 | 34.2 | 34.52 | 0.01 | 0.31
2015 | MISO_W_2_MAPP_CA | MISO_W | MAPP_CA | Internal | Summer | B9 | 800 | 700 | 700 | 33.92 | 34.52 | 0.01 | 0.59
2015 | MISO_W_2_MAPP_CA | MISO_W | MAPP_CA | Internal | Summer | B10 | 1262 | 700 | 700 | 30.1 | 34.52 | 0.01 | 4.41
2015 | MISO_W_2_MAPP_CA | MISO_W | MAPP_CA | Internal | Winter | B16 | 25 | 700 | 0 | 46.82 | 46.81 | 0.01 | 0
2015 | MISO_W_2_MAPP_CA | MISO_W | MAPP_CA | Internal | Winter | B17 | 100 | 700 | 32.15 | 41.92 | 41.93 | 0.01 | 0
2015 | MISO_W_2_MAPP_CA | MISO_W | MAPP_CA | Internal | Winter | B18 | 400 | 700 | 700 | 38.08 | 41.93 | 0.01 | 3.84
2015 | MISO_W_2_MAPP_CA | MISO_W | MAPP_CA | Internal | Winter | B19 | 700 | 700 | 700 | 37.72 | 41.93 | 0.01 | 4.19
2015 | MISO_W_2_MAPP_CA | MISO_W | MAPP_CA | Internal | Winter | B20 | 935 | 700 | 700 | 32.46 | 41.93 | 0.01 | 9.46
2015 | MISO_W_2_MISO_MO-IL | MISO_W | MISO_MO-IL | Internal | Shoulder | B11 | 25 | 3800 | 0 | 47.82 | 47.81 | 0.01 | 0
2015 | MISO_W_2_MISO_MO-IL | MISO_W | MISO_MO-IL | Internal | Shoulder | B12 | 200 | 3800 | 0 | 39.04 | 39.03 | 0.01 | 0
2015 | MISO_W_2_MISO_MO-IL | MISO_W | MISO_MO-IL | Internal | Shoulder | B13 | 600 | 3800 | 0 | 37.4 | 37.23 | 0.01 | 0
2015 | MISO_W_2_MISO_MO-IL | MISO_W | MISO_MO-IL | Internal | Shoulder | B14 | 900 | 3800 | 0 | 35.71 | 35.12 | 0.01 | 0
2015 | MISO_W_2_MISO_MO-IL | MISO_W | MISO_MO-IL | Internal | Shoulder | B15 | 1203 | 3800 | 0 | 34.13 | 33.05 | 0.01 | 0
2015 | MISO_W_2_MISO_MO-IL | MISO_W | MISO_MO-IL | Internal | Summer | B1 | 10 | 3800 | 43.68 | 59.77 | 59.78 | 0.01 | 0
2015 | MISO_W_2_MISO_MO-IL | MISO_W | MISO_MO-IL | Internal | Summer | B2 | 25 | 3800 | 0 | 58.72 | 58.11 | 0.01 | 0
2015 | MISO_W_2_MISO_MO-IL | MISO_W | MISO_MO-IL | Internal | Summer | B3 | 75 | 3800 | 0 | 58.72 | 56.69 | 0.01 | 0
2015 | MISO_W_2_MISO_MO-IL | MISO_W | MISO_MO-IL | Internal | Summer | B4 | 100 | 3800 | 0 | 57.7 | 55.18 | 0.01 | 0
2015 | MISO_W_2_MISO_MO-IL | MISO_W | MISO_MO-IL | Internal | Summer | B5 | 200 | 3800 | 0 | 50.02 | 46.02 | 0.01 | 0
2015 | MISO_W_2_MISO_MO-IL | MISO_W | MISO_MO-IL | Internal | Summer | B6 | 300 | 3800 | 0 | 41.82 | 40.82 | 0.01 | 0
2015 | MISO_W_2_MISO_MO-IL | MISO_W | MISO_MO-IL | Internal | Summer | B7 | 400 | 3800 | 0 | 35.53 | 35.52 | 0.01 | 0
2015 | MISO_W_2_MISO_MO-IL | MISO_W | MISO_MO-IL | Internal | Summer | B8 | 500 | 3800 | 0 | 34.2 | 34.18 | 0.01 | 0
2015 | MISO_W_2_MISO_MO-IL | MISO_W | MISO_MO-IL | Internal | Summer | B9 | 800 | 3800 | 0 | 33.92 | 32.97 | 0.01 | 0
2015 | MISO_W_2_MISO_MO-IL | MISO_W | MISO_MO-IL | Internal | Summer | B10 | 1262 | 3800 | 0 | 30.1 | 30 | 0.01 | 0
2015 | MISO_W_2_MISO_MO-IL | MISO_W | MISO_MO-IL | Internal | Winter | B16 | 25 | 3800 | 759.29 | 46.82 | 46.83 | 0.01 | 0
2015 | MISO_W_2_MISO_MO-IL | MISO_W | MISO_MO-IL | Internal | Winter | B17 | 100 | 3800 | 532.88 | 41.92 | 41.93 | 0.01 | 0
2015 | MISO_W_2_MISO_MO-IL | MISO_W | MISO_MO-IL | Internal | Winter | B18 | 400 | 3800 | 0 | 38.08 | 37.58 | 0.01 | 0
2015 | MISO_W_2_MISO_MO-IL | MISO_W | MISO_MO-IL | Internal | Winter | B19 | 700 | 3800 | 0 | 37.72 | 35.76 | 0.01 | 0
2015 | MISO_W_2_MISO_MO-IL | MISO_W | MISO_MO-IL | Internal | Winter | B20 | 935 | 3800 | 0 | 32.46 | 32.45 | 0.01 | 0
2015 | MISO_W_2_MISO_WUMS | MISO_W | MISO_WUMS | Internal | Shoulder | B11 | 25 | 1629 | 247.92 | 47.82 | 47.83 | 0.01 | 0
2015 | MISO_W_2_MISO_WUMS | MISO_W | MISO_WUMS | Internal | Shoulder | B12 | 200 | 1629 | 587.44 | 39.04 | 39.05 | 0.01 | 0
2015 | MISO_W_2_MISO_WUMS | MISO_W | MISO_WUMS | Internal | Shoulder | B13 | 600 | 1629 | 641.33 | 37.4 | 37.41 | 0.01 | 0
2015 | MISO_W_2_MISO_WUMS | MISO_W | MISO_WUMS | Internal | Shoulder | B14 | 900 | 1629 | 693.74 | 35.71 | 35.72 | 0.01 | 0
2015 | MISO_W_2_MISO_WUMS | MISO_W | MISO_WUMS | Internal | Shoulder | B15 | 1203 | 1629 | 184.63 | 34.13 | 34.14 | 0.01 | 0
2015 | MISO_W_2_MISO_WUMS | MISO_W | MISO_WUMS | Internal | Summer | B1 | 10 | 1629 | 35.2 | 59.77 | 59.78 | 0.01 | 0
2015 | MISO_W_2_MISO_WUMS | MISO_W | MISO_WUMS | Internal | Summer | B2 | 25 | 1629 | 1571.6 | 58.72 | 58.74 | 0.01 | 0
2015 | MISO_W_2_MISO_WUMS | MISO_W | MISO_WUMS | Internal | Summer | B3 | 75 | 1629 | 985.36 | 58.72 | 58.74 | 0.01 | 0
2015 | MISO_W_2_MISO_WUMS | MISO_W | MISO_WUMS | Internal | Summer | B4 | 100 | 1629 | 241.56 | 57.7 | 57.71 | 0.01 | 0
2015 | MISO_W_2_MISO_WUMS | MISO_W | MISO_WUMS | Internal | Summer | B5 | 200 | 1629 | 0 | 50.02 | 50.01 | 0.01 | 0
2015 | MISO_W_2_MISO_WUMS | MISO_W | MISO_WUMS | Internal | Summer | B6 | 300 | 1629 | 0 | 41.82 | 41.81 | 0.01 | 0
2015 | MISO_W_2_MISO_WUMS | MISO_W | MISO_WUMS | Internal | Summer | B7 | 400 | 1629 | 440.18 | 35.53 | 35.54 | 0.01 | 0
2015 | MISO_W_2_MISO_WUMS | MISO_W | MISO_WUMS | Internal | Summer | B8 | 500 | 1629 | 130.93 | 34.2 | 34.21 | 0.01 | 0
2015 | MISO_W_2_MISO_WUMS | MISO_W | MISO_WUMS | Internal | Summer | B9 | 800 | 1629 | 0 | 33.92 | 33.91 | 0.01 | 0
2015 | MISO_W_2_MISO_WUMS | MISO_W | MISO_WUMS | Internal | Summer | B10 | 1262 | 1629 | 1629 | 30.1 | 32.98 | 0.01 | 2.87
2015 | MISO_W_2_MISO_WUMS | MISO_W | MISO_WUMS | Internal | Winter | B16 | 25 | 1629 | 504.06 | 46.82 | 46.83 | 0.01 | 0
2015 | MISO_W_2_MISO_WUMS | MISO_W | MISO_WUMS | Internal | Winter | B17 | 100 | 1629 | 826.49 | 41.92 | 41.93 | 0.01 | 0
2015 | MISO_W_2_MISO_WUMS | MISO_W | MISO_WUMS | Internal | Winter | B18 | 400 | 1629 | 0 | 38.08 | 38.06 | 0.01 | 0
2015 | MISO_W_2_MISO_WUMS | MISO_W | MISO_WUMS | Internal | Winter | B19 | 700 | 1629 | 0 | 37.72 | 37.71 | 0.01 | 0
2015 | MISO_W_2_MISO_WUMS | MISO_W | MISO_WUMS | Internal | Winter | B20 | 935 | 1629 | 1629 | 32.46 | 33.6 | 0.01 | 1.13
2015 | MISO_W_2_PJM_ROR | MISO_W | PJM_ROR | Internal | Shoulder | B11 | 25 | 773 | 0 | 47.82 | 47.94 | 2 | 0
2015 | MISO_W_2_PJM_ROR | MISO_W | PJM_ROR | Internal | Shoulder | B12 | 200 | 773 | 374.52 | 39.04 | 41.04 | 2 | 0
2015 | MISO_W_2_PJM_ROR | MISO_W | PJM_ROR | Internal | Shoulder | B13 | 600 | 773 | 0 | 37.4 | 39.24 | 2 | 0
2015 | MISO_W_2_PJM_ROR | MISO_W | PJM_ROR | Internal | Shoulder | B14 | 900 | 773 | 0 | 35.71 | 37.13 | 2 | 0
2015 | MISO_W_2_PJM_ROR | MISO_W | PJM_ROR | Internal | Shoulder | B15 | 1203 | 773 | 0 | 34.13 | 35.05 | 2 | 0
2015 | MISO_W_2_PJM_ROR | MISO_W | PJM_ROR | Internal | Summer | B1 | 10 | 773 | 773 | 59.77 | 61.78 | 2 | 0.01
2015 | MISO_W_2_PJM_ROR | MISO_W | PJM_ROR | Internal | Summer | B2 | 25 | 773 | 0 | 58.72 | 60.11 | 2 | 0
2015 | MISO_W_2_PJM_ROR | MISO_W | PJM_ROR | Internal | Summer | B3 | 75 | 773 | 0 | 58.72 | 57.97 | 2 | 0
2015 | MISO_W_2_PJM_ROR | MISO_W | PJM_ROR | Internal | Summer | B4 | 100 | 773 | 0 | 57.7 | 57.18 | 2 | 0
2015 | MISO_W_2_PJM_ROR | MISO_W | PJM_ROR | Internal | Summer | B5 | 200 | 773 | 0 | 50.02 | 48.02 | 2 | 0
2015 | MISO_W_2_PJM_ROR | MISO_W | PJM_ROR | Internal | Summer | B6 | 300 | 773 | 0 | 41.82 | 42.82 | 2 | 0
2015 | MISO_W_2_PJM_ROR | MISO_W | PJM_ROR | Internal | Summer | B7 | 400 | 773 | 0 | 35.53 | 37.52 | 2 | 0
2015 | MISO_W_2_PJM_ROR | MISO_W | PJM_ROR | Internal | Summer | B8 | 500 | 773 | 165.27 | 34.2 | 36.2 | 2 | 0
2015 | MISO_W_2_PJM_ROR | MISO_W | PJM_ROR | Internal | Summer | B9 | 800 | 773 | 0 | 33.92 | 34.97 | 2 | 0
2015 | MISO_W_2_PJM_ROR | MISO_W | PJM_ROR | Internal | Summer | B10 | 1262 | 773 | 0 | 30.1 | 32 | 2 | 0
2015 | MISO_W_2_PJM_ROR | MISO_W | PJM_ROR | Internal | Winter | B16 | 25 | 773 | 773 | 46.82 | 48.83 | 2 | 0.01
2015 | MISO_W_2_PJM_ROR | MISO_W | PJM_ROR | Internal | Winter | B17 | 100 | 773 | 773 | 41.92 | 43.93 | 2 | 0.01
2015 | MISO_W_2_PJM_ROR | MISO_W | PJM_ROR | Internal | Winter | B18 | 400 | 773 | 0 | 38.08 | 39.58 | 2 | 0
2015 | MISO_W_2_PJM_ROR | MISO_W | PJM_ROR | Internal | Winter | B19 | 700 | 773 | 0 | 37.72 | 37.73 | 2 | 0
2015 | MISO_W_2_PJM_ROR | MISO_W | PJM_ROR | Internal | Winter | B20 | 935 | 773 | 0 | 32.46 | 34.45 | 2 | 0
2015 | MISO_W_2_SPP_N | MISO_W | SPP_N | Internal | Shoulder | B11 | 25 | 3200 | 609.58 | 47.82 | 54.82 | 7 | 0
2015 | MISO_W_2_SPP_N | MISO_W | SPP_N | Internal | Shoulder | B12 | 200 | 3200 | 0 | 39.04 | 39.1 | 7 | 0
2015 | MISO_W_2_SPP_N | MISO_W | SPP_N | Internal | Shoulder | B13 | 600 | 3200 | 0 | 37.4 | 37.76 | 7 | 0
2015 | MISO_W_2_SPP_N | MISO_W | SPP_N | Internal | Shoulder | B14 | 900 | 3200 | 0 | 35.71 | 37.41 | 7 | 0
2015 | MISO_W_2_SPP_N | MISO_W | SPP_N | Internal | Shoulder | B15 | 1203 | 3200 | 0 | 34.13 | 37.41 | 7 | 0
2015 | MISO_W_2_SPP_N | MISO_W | SPP_N | Internal | Summer | B1 | 10 | 3200 | 0 | 59.77 | 60.91 | 7 | 0
2015 | MISO_W_2_SPP_N | MISO_W | SPP_N | Internal | Summer | B2 | 25 | 3200 | 0 | 58.72 | 60.91 | 7 | 0
2015 | MISO_W_2_SPP_N | MISO_W | SPP_N | Internal | Summer | B3 | 75 | 3200 | 0 | 58.72 | 60.91 | 7 | 0
2015 | MISO_W_2_SPP_N | MISO_W | SPP_N | Internal | Summer | B4 | 100 | 3200 | 0 | 57.7 | 57.71 | 7 | 0
2015 | MISO_W_2_SPP_N | MISO_W | SPP_N | Internal | Summer | B5 | 200 | 3200 | 0 | 50.02 | 54.02 | 7 | 0
2015 | MISO_W_2_SPP_N | MISO_W | SPP_N | Internal | Summer | B6 | 300 | 3200 | 703.25 | 41.82 | 48.82 | 7 | 0
2015 | MISO_W_2_SPP_N | MISO_W | SPP_N | Internal | Summer | B7 | 400 | 3200 | 0 | 35.53 | 42.23 | 7 | 0
2015 | MISO_W_2_SPP_N | MISO_W | SPP_N | Internal | Summer | B8 | 500 | 3200 | 0 | 34.2 | 37.77 | 7 | 0
2015 | MISO_W_2_SPP_N | MISO_W | SPP_N | Internal | Summer | B9 | 800 | 3200 | 0 | 33.92 | 36.14 | 7 | 0
2015 | MISO_W_2_SPP_N | MISO_W | SPP_N | Internal | Summer | B10 | 1262 | 3200 | 0 | 30.1 | 35.92 | 7 | 0
2015 | MISO_W_2_SPP_N | MISO_W | SPP_N | Internal | Winter | B16 | 25 | 3200 | 0 | 46.82 | 46.83 | 7 | 0
2015 | MISO_W_2_SPP_N | MISO_W | SPP_N | Internal | Winter | B17 | 100 | 3200 | 0 | 41.92 | 39.89 | 7 | 0
2015 | MISO_W_2_SPP_N | MISO_W | SPP_N | Internal | Winter | B18 | 400 | 3200 | 0 | 38.08 | 39.89 | 7 | 0
2015 | MISO_W_2_SPP_N | MISO_W | SPP_N | Internal | Winter | B19 | 700 | 3200 | 0 | 37.72 | 39.8 | 7 | 0
2015 | MISO_W_2_SPP_N | MISO_W | SPP_N | Internal | Winter | B20 | 935 | 3200 | 223.76 | 32.46 | 39.46 | 7 | 0
2015 | MISO_WUMS_2_MISO_MI | MISO_WUMS | MISO_MI | Internal | Shoulder | B11 | 25 | 99 | 0 | 47.83 | 47.79 | 0.01 | 0
2015 | MISO_WUMS_2_MISO_MI | MISO_WUMS | MISO_MI | Internal | Shoulder | B12 | 200 | 99 | 0 | 39.05 | 39.04 | 0.01 | 0
2015 | MISO_WUMS_2_MISO_MI | MISO_WUMS | MISO_MI | Internal | Shoulder | B13 | 600 | 99 | 0 | 37.41 | 37.24 | 0.01 | 0
2015 | MISO_WUMS_2_MISO_MI | MISO_WUMS | MISO_MI | Internal | Shoulder | B14 | 900 | 99 | 0 | 35.72 | 35.13 | 0.01 | 0
2015 | MISO_WUMS_2_MISO_MI | MISO_WUMS | MISO_MI | Internal | Shoulder | B15 | 1203 | 99 | 0 | 34.14 | 34.11 | 0.01 | 0
2015 | MISO_WUMS_2_MISO_MI | MISO_WUMS | MISO_MI | Internal | Summer | B1 | 10 | 99 | 0 | 59.78 | 59.09 | 0.01 | 0
2015 | MISO_WUMS_2_MISO_MI | MISO_WUMS | MISO_MI | Internal | Summer | B2 | 25 | 99 | 0 | 58.74 | 58.11 | 0.01 | 0
2015 | MISO_WUMS_2_MISO_MI | MISO_WUMS | MISO_MI | Internal | Summer | B3 | 75 | 99 | 0 | 58.74 | 53.68 | 0.01 | 0
2015 | MISO_WUMS_2_MISO_MI | MISO_WUMS | MISO_MI | Internal | Summer | B4 | 100 | 99 | 0 | 57.71 | 53.68 | 0.01 | 0
2015 | MISO_WUMS_2_MISO_MI | MISO_WUMS | MISO_MI | Internal | Summer | B5 | 200 | 99 | 0 | 50.01 | 45.85 | 0.01 | 0
2015 | MISO_WUMS_2_MISO_MI | MISO_WUMS | MISO_MI | Internal | Summer | B6 | 300 | 99 | 0 | 41.81 | 40.82 | 0.01 | 0
2015 | MISO_WUMS_2_MISO_MI | MISO_WUMS | MISO_MI | Internal | Summer | B7 | 400 | 99 | 0 | 35.54 | 35.52 | 0.01 | 0
2015 | MISO_WUMS_2_MISO_MI | MISO_WUMS | MISO_MI | Internal | Summer | B8 | 500 | 99 | 0 | 34.21 | 34.2 | 0.01 | 0
2015 | MISO_WUMS_2_MISO_MI | MISO_WUMS | MISO_MI | Internal | Summer | B9 | 800 | 99 | 0 | 33.91 | 33 | 0.01 | 0
2015 | MISO_WUMS_2_MISO_MI | MISO_WUMS | MISO_MI | Internal | Summer | B10 | 1262 | 99 | 0 | 32.98 | 32.6 | 0.01 | 0
2015 | MISO_WUMS_2_MISO_MI | MISO_WUMS | MISO_MI | Internal | Winter | B16 | 25 | 99 | 0 | 46.83 | 46.83 | 0.01 | 0
2015 | MISO_WUMS_2_MISO_MI | MISO_WUMS | MISO_MI | Internal | Winter | B17 | 100 | 99 | 0 | 41.93 | 41.93 | 0.01 | 0
2015 | MISO_WUMS_2_MISO_MI | MISO_WUMS | MISO_MI | Internal | Winter | B18 | 400 | 99 | 0 | 38.06 | 37.58 | 0.01 | 0
2015 | MISO_WUMS_2_MISO_MI | MISO_WUMS | MISO_MI | Internal | Winter | B19 | 700 | 99 | 0 | 37.71 | 35.79 | 0.01 | 0
2015 | MISO_WUMS_2_MISO_MI | MISO_WUMS | MISO_MI | Internal | Winter | B20 | 935 | 99 | 0 | 33.6 | 33.45 | 0.01 | 0
2015 | MISO_WUMS_2_MISO_W | MISO_WUMS | MISO_W | Internal | Shoulder | B11 | 25 | 1137 | 0 | 47.83 | 47.82 | 0.01 | 0
2015 | MISO_WUMS_2_MISO_W | MISO_WUMS | MISO_W | Internal | Shoulder | B12 | 200 | 1137 | 0 | 39.05 | 39.04 | 0.01 | 0
2015 | MISO_WUMS_2_MISO_W | MISO_WUMS | MISO_W | Internal | Shoulder | B13 | 600 | 1137 | 0 | 37.41 | 37.4 | 0.01 | 0
2015 | MISO_WUMS_2_MISO_W | MISO_WUMS | MISO_W | Internal | Shoulder | B14 | 900 | 1137 | 0 | 35.72 | 35.71 | 0.01 | 0
2015 | MISO_WUMS_2_MISO_W | MISO_WUMS | MISO_W | Internal | Shoulder | B15 | 1203 | 1137 | 0 | 34.14 | 34.13 | 0.01 | 0
2015 | MISO_WUMS_2_MISO_W | MISO_WUMS | MISO_W | Internal | Summer | B1 | 10 | 1137 | 0 | 59.78 | 59.77 | 0.01 | 0
2015 | MISO_WUMS_2_MISO_W | MISO_WUMS | MISO_W | Internal | Summer | B2 | 25 | 1137 | 0 | 58.74 | 58.72 | 0.01 | 0
2015 | MISO_WUMS_2_MISO_W | MISO_WUMS | MISO_W | Internal | Summer | B3 | 75 | 1137 | 0 | 58.74 | 58.72 | 0.01 | 0
2015 | MISO_WUMS_2_MISO_W | MISO_WUMS | MISO_W | Internal | Summer | B4 | 100 | 1137 | 0 | 57.71 | 57.7 | 0.01 | 0
2015 | MISO_WUMS_2_MISO_W | MISO_WUMS | MISO_W | Internal | Summer | B5 | 200 | 1137 | 313.71 | 50.01 | 50.02 | 0.01 | 0
2015 | MISO_WUMS_2_MISO_W | MISO_WUMS | MISO_W | Internal | Summer | B6 | 300 | 1137 | 827.38 | 41.81 | 41.82 | 0.01 | 0
2015 | MISO_WUMS_2_MISO_W | MISO_WUMS | MISO_W | Internal | Summer | B7 | 400 | 1137 | 0 | 35.54 | 35.53 | 0.01 | 0
2015 | MISO_WUMS_2_MISO_W | MISO_WUMS | MISO_W | Internal | Summer | B8 | 500 | 1137 | 0 | 34.21 | 34.2 | 0.01 | 0
2015 | MISO_WUMS_2_MISO_W | MISO_WUMS | MISO_W | Internal | Summer | B9 | 800 | 1137 | 384.93 | 33.91 | 33.92 | 0.01 | 0
2015 | MISO_WUMS_2_MISO_W | MISO_WUMS | MISO_W | Internal | Summer | B10 | 1262 | 1137 | 0 | 32.98 | 30.1 | 0.01 | 0
2015 | MISO_WUMS_2_MISO_W | MISO_WUMS | MISO_W | Internal | Winter | B16 | 25 | 1137 | 0 | 46.83 | 46.82 | 0.01 | 0
2015 | MISO_WUMS_2_MISO_W | MISO_WUMS | MISO_W | Internal | Winter | B17 | 100 | 1137 | 0 | 41.93 | 41.92 | 0.01 | 0
2015 | MISO_WUMS_2_MISO_W | MISO_WUMS | MISO_W | Internal | Winter | B18 | 400 | 1137 | 356.02 | 38.06 | 38.08 | 0.01 | 0
2015 | MISO_WUMS_2_MISO_W | MISO_WUMS | MISO_W | Internal | Winter | B19 | 700 | 1137 | 236.74 | 37.71 | 37.72 | 0.01 | 0
2015 | MISO_WUMS_2_MISO_W | MISO_WUMS | MISO_W | Internal | Winter | B20 | 935 | 1137 | 0 | 33.6 | 32.46 | 0.01 | 0
2015 | MISO_WUMS_2_PJM_ROR | MISO_WUMS | PJM_ROR | Internal | Shoulder | B11 | 25 | 1600 | 0 | 47.83 | 47.94 | 2 | 0
2015 | MISO_WUMS_2_PJM_ROR | MISO_WUMS | PJM_ROR | Internal | Shoulder | B12 | 200 | 1600 | 0 | 39.05 | 41.04 | 2 | 0
2015 | MISO_WUMS_2_PJM_ROR | MISO_WUMS | PJM_ROR | Internal | Shoulder | B13 | 600 | 1600 | 0 | 37.41 | 39.24 | 2 | 0
2015 | MISO_WUMS_2_PJM_ROR | MISO_WUMS | PJM_ROR | Internal | Shoulder | B14 | 900 | 1600 | 0 | 35.72 | 37.13 | 2 | 0
2015 | MISO_WUMS_2_PJM_ROR | MISO_WUMS | PJM_ROR | Internal | Shoulder | B15 | 1203 | 1600 | 0 | 34.14 | 35.05 | 2 | 0
2015 | MISO_WUMS_2_PJM_ROR | MISO_WUMS | PJM_ROR | Internal | Summer | B1 | 10 | 1600 | 1327.25 | 59.78 | 61.78 | 2 | 0
2015 | MISO_WUMS_2_PJM_ROR | MISO_WUMS | PJM_ROR | Internal | Summer | B2 | 25 | 1600 | 0 | 58.74 | 60.11 | 2 | 0
2015 | MISO_WUMS_2_PJM_ROR | MISO_WUMS | PJM_ROR | Internal | Summer | B3 | 75 | 1600 | 0 | 58.74 | 57.97 | 2 | 0
2015 | MISO_WUMS_2_PJM_ROR | MISO_WUMS | PJM_ROR | Internal | Summer | B4 | 100 | 1600 | 0 | 57.71 | 57.18 | 2 | 0
2015 | MISO_WUMS_2_PJM_ROR | MISO_WUMS | PJM_ROR | Internal | Summer | B5 | 200 | 1600 | 0 | 50.01 | 48.02 | 2 | 0
2015 | MISO_WUMS_2_PJM_ROR | MISO_WUMS | PJM_ROR | Internal | Summer | B6 | 300 | 1600 | 0 | 41.81 | 42.82 | 2 | 0
2015 | MISO_WUMS_2_PJM_ROR | MISO_WUMS | PJM_ROR | Internal | Summer | B7 | 400 | 1600 | 0 | 35.54 | 37.52 | 2 | 0
2015 | MISO_WUMS_2_PJM_ROR | MISO_WUMS | PJM_ROR | Internal | Summer | B8 | 500 | 1600 | 0 | 34.21 | 36.2 | 2 | 0
2015 | MISO_WUMS_2_PJM_ROR | MISO_WUMS | PJM_ROR | Internal | Summer | B9 | 800 | 1600 | 0 | 33.91 | 34.97 | 2 | 0
2015 | MISO_WUMS_2_PJM_ROR | MISO_WUMS | PJM_ROR | Internal | Summer | B10 | 1262 | 1600 | 0 | 32.98 | 32 | 2 | 0
2015 | MISO_WUMS_2_PJM_ROR | MISO_WUMS | PJM_ROR | Internal | Winter | B16 | 25 | 1600 | 904.34 | 46.83 | 48.83 | 2 | 0
2015 | MISO_WUMS_2_PJM_ROR | MISO_WUMS | PJM_ROR | Internal | Winter | B17 | 100 | 1600 | 1525.86 | 41.93 | 43.93 | 2 | 0
2015 | MISO_WUMS_2_PJM_ROR | MISO_WUMS | PJM_ROR | Internal | Winter | B18 | 400 | 1600 | 0 | 38.06 | 39.58 | 2 | 0
2015 | MISO_WUMS_2_PJM_ROR | MISO_WUMS | PJM_ROR | Internal | Winter | B19 | 700 | 1600 | 0 | 37.71 | 37.73 | 2 | 0
2015 | MISO_WUMS_2_PJM_ROR | MISO_WUMS | PJM_ROR | Internal | Winter | B20 | 935 | 1600 | 0 | 33.6 | 34.45 | 2 | 0
2015 | NE_2_MISO_W | NE | MISO_W | Internal | Shoulder | B11 | 25 | 1600 | 0 | 47.82 | 47.82 | 5 | 0
2015 | NE_2_MISO_W | NE | MISO_W | Internal | Shoulder | B12 | 200 | 1600 | 0 | 39.04 | 39.04 | 5 | 0
2015 | NE_2_MISO_W | NE | MISO_W | Internal | Shoulder | B13 | 600 | 1600 | 0 | 37.4 | 37.4 | 5 | 0
2015 | NE_2_MISO_W | NE | MISO_W | Internal | Shoulder | B14 | 900 | 1600 | 0 | 37.4 | 35.71 | 5 | 0
2015 | NE_2_MISO_W | NE | MISO_W | Internal | Shoulder | B15 | 1203 | 1600 | 0 | 36.65 | 34.13 | 5 | 0
2015 | NE_2_MISO_W | NE | MISO_W | Internal | Summer | B1 | 10 | 1600 | 0 | 59.77 | 59.77 | 5 | 0
2015 | NE_2_MISO_W | NE | MISO_W | Internal | Summer | B2 | 25 | 1600 | 0 | 59.43 | 58.72 | 5 | 0
2015 | NE_2_MISO_W | NE | MISO_W | Internal | Summer | B3 | 75 | 1600 | 0 | 59.43 | 58.72 | 5 | 0
2015 | NE_2_MISO_W | NE | MISO_W | Internal | Summer | B4 | 100 | 1600 | 0 | 57.7 | 57.7 | 5 | 0
2015 | NE_2_MISO_W | NE | MISO_W | Internal | Summer | B5 | 200 | 1600 | 0 | 54.01 | 50.02 | 5 | 0
2015 | NE_2_MISO_W | NE | MISO_W | Internal | Summer | B6 | 300 | 1600 | 0 | 41.82 | 41.82 | 5 | 0
2015 | NE_2_MISO_W | NE | MISO_W | Internal | Summer | B7 | 400 | 1600 | 0 | 37.02 | 35.53 | 5 | 0
2015 | NE_2_MISO_W | NE | MISO_W | Internal | Summer | B8 | 500 | 1600 | 0 | 34.2 | 34.2 | 5 | 0
2015 | NE_2_MISO_W | NE | MISO_W | Internal | Summer | B9 | 800 | 1600 | 0 | 34.2 | 33.92 | 5 | 0
2015 | NE_2_MISO_W | NE | MISO_W | Internal | Summer | B10 | 1262 | 1600 | 0 | 33.29 | 30.1 | 5 | 0
2015 | NE_2_MISO_W | NE | MISO_W | Internal | Winter | B16 | 25 | 1600 | 0 | 46.82 | 46.82 | 5 | 0
2015 | NE_2_MISO_W | NE | MISO_W | Internal | Winter | B17 | 100 | 1600 | 0 | 39.88 | 41.92 | 5 | 0
2015 | NE_2_MISO_W | NE | MISO_W | Internal | Winter | B18 | 400 | 1600 | 0 | 39.79 | 38.08 | 5 | 0
2015 | NE_2_MISO_W | NE | MISO_W | Internal | Winter | B19 | 700 | 1600 | 0 | 39.79 | 37.72 | 5 | 0
2015 | NE_2_MISO_W | NE | MISO_W | Internal | Winter | B20 | 935 | 1600 | 0 | 33.82 | 32.46 | 5 | 0
2015 | NE_2_SPP_N | NE | SPP_N | Internal | Shoulder | B11 | 25 | 1800 | 1800 | 47.82 | 54.82 | 0.01 | 6.99
2015 | NE_2_SPP_N | NE | SPP_N | Internal | Shoulder | B12 | 200 | 1800 | 1800 | 39.04 | 39.1 | 0.01 | 0.05
2015 | NE_2_SPP_N | NE | SPP_N | Internal | Shoulder | B13 | 600 | 1800 | 1800 | 37.4 | 37.76 | 0.01 | 0.35
2015 | NE_2_SPP_N | NE | SPP_N | Internal | Shoulder | B14 | 900 | 1800 | 1545.52 | 37.4 | 37.41 | 0.01 | 0
2015 | NE_2_SPP_N | NE | SPP_N | Internal | Shoulder | B15 | 1203 | 1800 | 1800 | 36.65 | 37.41 | 0.01 | 0.75
2015 | NE_2_SPP_N | NE | SPP_N | Internal | Summer | B1 | 10 | 1800 | 1800 | 59.77 | 60.91 | 0.01 | 1.12
2015 | NE_2_SPP_N | NE | SPP_N | Internal | Summer | B2 | 25 | 1800 | 1800 | 59.43 | 60.91 | 0.01 | 1.46
2015 | NE_2_SPP_N | NE | SPP_N | Internal | Summer | B3 | 75 | 1800 | 1800 | 59.43 | 60.91 | 0.01 | 1.46
2015 | NE_2_SPP_N | NE | SPP_N | Internal | Summer | B4 | 100 | 1800 | 1185.07 | 57.7 | 57.71 | 0.01 | 0
2015 | NE_2_SPP_N | NE | SPP_N | Internal | Summer | B5 | 200 | 1800 | 1534.45 | 54.01 | 54.02 | 0.01 | 0
2015 | NE_2_SPP_N | NE | SPP_N | Internal | Summer | B6 | 300 | 1800 | 1800 | 41.82 | 48.82 | 0.01 | 6.99
2015 | NE_2_SPP_N | NE | SPP_N | Internal | Summer | B7 | 400 | 1800 | 1800 | 37.02 | 42.23 | 0.01 | 5.2
2015 | NE_2_SPP_N | NE | SPP_N | Internal | Summer | B8 | 500 | 1800 | 1800 | 34.2 | 37.77 | 0.01 | 3.56
2015 | NE_2_SPP_N | NE | SPP_N | Internal | Summer | B9 | 800 | 1800 | 1800 | 34.2 | 36.14 | 0.01 | 1.93
2015 | NE_2_SPP_N | NE | SPP_N | Internal | Summer | B10 | 1262 | 1800 | 1800 | 33.29 | 35.92 | 0.01 | 2.62
2015 | NE_2_SPP_N | NE | SPP_N | Internal | Winter | B16 | 25 | 1800 | 1119.59 | 46.82 | 46.83 | 0.01 | 0
2015 | NE_2_SPP_N | NE | SPP_N | Internal | Winter | B17 | 100 | 1800 | 1124.02 | 39.88 | 39.89 | 0.01 | 0
2015 | NE_2_SPP_N | NE | SPP_N | Internal | Winter | B18 | 400 | 1800 | 1800 | 39.79 | 39.89 | 0.01 | 0.09
2015 | NE_2_SPP_N | NE | SPP_N | Internal | Winter | B19 | 700 | 1800 | 1286.1 | 39.79 | 39.8 | 0.01 | 0
2015 | NE_2_SPP_N | NE | SPP_N | Internal | Winter | B20 | 935 | 1800 | 1800 | 33.82 | 39.46 | 0.01 | 5.62
2015 | NEISO_2_NYISO_A-F | NEISO | NYISO_A-F | Internal | Shoulder | B11 | 25 | 600 | 600 | 36.69 | 39.93 | 3 | 0.23
2015 | NEISO_2_NYISO_A-F | NEISO | NYISO_A-F | Internal | Shoulder | B12 | 200 | 600 | 287.76 | 36.69 | 39.69 | 3 | 0
2015 | NEISO_2_NYISO_A-F | NEISO | NYISO_A-F | Internal | Shoulder | B13 | 600 | 600 | 0 | 36.69 | 37.95 | 3 | 0
2015 | NEISO_2_NYISO_A-F | NEISO | NYISO_A-F | Internal | Shoulder | B14 | 900 | 600 | 0 | 36.69 | 37.75 | 3 | 0
2015 | NEISO_2_NYISO_A-F | NEISO | NYISO_A-F | Internal | Shoulder | B15 | 1203 | 600 | 0 | 36.69 | 37.75 | 3 | 0
2015 | NEISO_2_NYISO_A-F | NEISO | NYISO_A-F | Internal | Summer | B1 | 10 | 600 | 0 | 57.38 | 51.68 | 3 | 0
2015 | NEISO_2_NYISO_A-F | NEISO | NYISO_A-F | Internal | Summer | B2 | 25 | 600 | 0 | 53.55 | 50.55 | 3 | 0
2015 | NEISO_2_NYISO_A-F | NEISO | NYISO_A-F | Internal | Summer | B3 | 75 | 600 | 0 | 47 | 45.81 | 3 | 0
2015 | NEISO_2_NYISO_A-F | NEISO | NYISO_A-F | Internal | Summer | B4 | 100 | 600 | 600 | 34 | 45.07 | 3 | 8.08
2015 | NEISO_2_NYISO_A-F | NEISO | NYISO_A-F | Internal | Summer | B5 | 200 | 600 | 600 | 34 | 42.3 | 3 | 5.3
2015 | NEISO_2_NYISO_A-F | NEISO | NYISO_A-F | Internal | Summer | B6 | 300 | 600 | 600 | 34 | 38.6 | 3 | 1.6
2015 | NEISO_2_NYISO_A-F | NEISO | NYISO_A-F | Internal | Summer | B7 | 400 | 600 | 600 | 34 | 37.05 | 3 | 0.05
2015 | NEISO_2_NYISO_A-F | NEISO | NYISO_A-F | Internal | Summer | B8 | 500 | 600 | 188.31 | 34 | 37 | 3 | 0
2015 | NEISO_2_NYISO_A-F | NEISO | NYISO_A-F | Internal | Summer | B9 | 800 | 600 | 0 | 34 | 36.98 | 3 | 0
2015 | NEISO_2_NYISO_A-F | NEISO | NYISO_A-F | Internal | Summer | B10 | 1262 | 600 | 0 | 34 | 36.98 | 3 | 0
2015 | NEISO_2_NYISO_A-F | NEISO | NYISO_A-F | Internal | Winter | B16 | 25 | 600 | 0 | 45.09 | 42.35 | 3 | 0
2015 | NEISO_2_NYISO_A-F | NEISO | NYISO_A-F | Internal | Winter | B17 | 100 | 600 | 0 | 45.09 | 42.35 | 3 | 0
2015 | NEISO_2_NYISO_A-F | NEISO | NYISO_A-F | Internal | Winter | B18 | 400 | 600 | 0 | 45.09 | 42.35 | 3 | 0
2015 | NEISO_2_NYISO_A-F | NEISO | NYISO_A-F | Internal | Winter | B19 | 700 | 600 | 0 | 45.09 | 42.35 | 3 | 0
2015 | NEISO_2_NYISO_A-F | NEISO | NYISO_A-F | Internal | Winter | B20 | 935 | 600 | 0 | 45.09 | 42.35 | 3 | 0
2015 | NEISO_2_NYISO_G-I | NEISO | NYISO_G-I | Internal | Shoulder | B11 | 25 | 600 | 600 | 36.69 | 40.14 | 3 | 0.44
2015 | NEISO_2_NYISO_G-I | NEISO | NYISO_G-I | Internal | Shoulder | B12 | 200 | 600 | 600 | 36.69 | 39.71 | 3 | 0.01
2015 | NEISO_2_NYISO_G-I | NEISO | NYISO_G-I | Internal | Shoulder | B13 | 600 | 600 | 64.9 | 36.69 | 39.69 | 3 | 0
2015 | NEISO_2_NYISO_G-I | NEISO | NYISO_G-I | Internal | Shoulder | B14 | 900 | 600 | 0 | 36.69 | 38.7 | 3 | 0
2015 | NEISO_2_NYISO_G-I | NEISO | NYISO_G-I | Internal | Shoulder | B15 | 1203 | 600 | 0 | 36.69 | 37.76 | 3 | 0
2015 | NEISO_2_NYISO_G-I | NEISO | NYISO_G-I | Internal | Summer | B1 | 10 | 600 | 0 | 57.38 | 60.37 | 3 | 0
2015 | NEISO_2_NYISO_G-I | NEISO | NYISO_G-I | Internal | Summer | B2 | 25 | 600 | 0 | 53.55 | 53.17 | 3 | 0
2015 | NEISO_2_NYISO_G-I | NEISO | NYISO_G-I | Internal | Summer | B3 | 75 | 600 | 0 | 47 | 49.99 | 3 | 0
2015 | NEISO_2_NYISO_G-I | NEISO | NYISO_G-I | Internal | Summer | B4 | 100 | 600 | 600 | 34 | 49.2 | 3 | 12.2
2015 | NEISO_2_NYISO_G-I | NEISO | NYISO_G-I | Internal | Summer | B5 | 200 | 600 | 600 | 34 | 49.2 | 3 | 12.2
2015 | NEISO_2_NYISO_G-I | NEISO | NYISO_G-I | Internal | Summer | B6 | 300 | 600 | 600 | 34 | 48.85 | 3 | 11.85
2015 | NEISO_2_NYISO_G-I | NEISO | NYISO_G-I | Internal | Summer | B7 | 400 | 600 | 600 | 34 | 37.06 | 3 | 0.06
2015 | NEISO_2_NYISO_G-I | NEISO | NYISO_G-I | Internal | Summer | B8 | 500 | 600 | 600 | 34 | 37.01 | 3 | 0.01
2015 | NEISO_2_NYISO_G-I | NEISO | NYISO_G-I | Internal | Summer | B9 | 800 | 600 | 0 | 34 | 36.99 | 3 | 0
2015 | NEISO_2_NYISO_G-I | NEISO | NYISO_G-I | Internal | Summer | B10 | 1262 | 600 | 0 | 34 | 36.99 | 3 | 0
2015 | NEISO_2_NYISO_G-I | NEISO | NYISO_G-I | Internal | Winter | B16 | 25 | 600 | 600 | 45.09 | 50.98 | 3 | 2.89
2015 | NEISO_2_NYISO_G-I | NEISO | NYISO_G-I | Internal | Winter | B17 | 100 | 600 | 600 | 45.09 | 49.94 | 3 | 1.85
2015 | NEISO_2_NYISO_G-I | NEISO | NYISO_G-I | Internal | Winter | B18 | 400 | 600 | 0 | 45.09 | 48.08 | 3 | 0
2015 | NEISO_2_NYISO_G-I | NEISO | NYISO_G-I | Internal | Winter | B19 | 700 | 600 | 0 | 45.09 | 47.92 | 3 | 0
2015 | NEISO_2_NYISO_G-I | NEISO | NYISO_G-I | Internal | Winter | B20 | 935 | 600 | 0 | 45.09 | 45.7 | 3 | 0
2015 | NEISO_2_NYISO_J-K | NEISO | NYISO_J-K | Internal | Shoulder | B11 | 25 | 430 | 430 | 36.69 | 40.15 | 3 | 0.45
2015 | NEISO_2_NYISO_J-K | NEISO | NYISO_J-K | Internal | Shoulder | B12 | 200 | 430 | 430 | 36.69 | 39.72 | 3 | 0.02
2015 | NEISO_2_NYISO_J-K | NEISO | NYISO_J-K | Internal | Shoulder | B13 | 600 | 430 | 430 | 36.69 | 39.71 | 3 | 0.01
2015 | NEISO_2_NYISO_J-K | NEISO | NYISO_J-K | Internal | Shoulder | B14 | 900 | 430 | 0 | 36.69 | 38.71 | 3 | 0
2015 | NEISO_2_NYISO_J-K | NEISO | NYISO_J-K | Internal | Shoulder | B15 | 1203 | 430 | 0 | 36.69 | 37.78 | 3 | 0
2015 | NEISO_2_NYISO_J-K | NEISO | NYISO_J-K | Internal | Summer | B1 | 10 | 430 | 312.52 | 57.38 | 60.38 | 3 | 0
2015 | NEISO_2_NYISO_J-K | NEISO | NYISO_J-K | Internal | Summer | B2 | 25 | 430 | 0 | 53.55 | 53.18 | 3 | 0
2015 | NEISO_2_NYISO_J-K | NEISO | NYISO_J-K | Internal | Summer | B3 | 75 | 430 | 149.45 | 47 | 50 | 3 | 0
2015 | NEISO_2_NYISO_J-K | NEISO | NYISO_J-K | Internal | Summer | B4 | 100 | 430 | 430 | 34 | 49.22 | 3 | 12.22
2015 | NEISO_2_NYISO_J-K | NEISO | NYISO_J-K | Internal | Summer | B5 | 200 | 430 | 430 | 34 | 49.22 | 3 | 12.22
2015 | NEISO_2_NYISO_J-K | NEISO | NYISO_J-K | Internal | Summer | B6 | 300 | 430 | 430 | 34 | 48.86 | 3 | 11.86
2015 | NEISO_2_NYISO_J-K | NEISO | NYISO_J-K | Internal | Summer | B7 | 400 | 430 | 430 | 34 | 37.08 | 3 | 0.08
2015 | NEISO_2_NYISO_J-K | NEISO | NYISO_J-K | Internal | Summer | B8 | 500 | 430 | 430 | 34 | 37.02 | 3 | 0.02
2015 | NEISO_2_NYISO_J-K | NEISO | NYISO_J-K | Internal | Summer | B9 | 800 | 430 | 285.26 | 34 | 37 | 3 | 0
2015 | NEISO_2_NYISO_J-K | NEISO | NYISO_J-K | Internal | Summer | B10 | 1262 | 430 | 158.07 | 34 | 37 | 3 | 0
2015 | NEISO_2_NYISO_J-K | NEISO | NYISO_J-K | Internal | Winter | B16 | 25 | 430 | 430 | 45.09 | 50.99 | 3 | 2.9
2015 | NEISO_2_NYISO_J-K | NEISO | NYISO_J-K | Internal | Winter | B17 | 100 | 430 | 430 | 45.09 | 49.95 | 3 | 1.86
2015 | NEISO_2_NYISO_J-K | NEISO | NYISO_J-K | Internal | Winter | B18 | 400 | 430 | 346.85 | 45.09 | 48.09 | 3 | 0
2015 | NEISO_2_NYISO_J-K | NEISO | NYISO_J-K | Internal | Winter | B19 | 700 | 430 | 0 | 45.09 | 47.94 | 3 | 0
2015 | NEISO_2_NYISO_J-K | NEISO | NYISO_J-K | Internal | Winter | B20 | 935 | 430 | 0 | 45.09 | 45.71 | 3 | 0
2015 | NonRTO_Midwest_2_MISO_IN | NonRTO_Midwest | MISO_IN | Internal | Shoulder | B11 | 25 | 4450 | 0 | 55.8 | 47.8 | 8 | 0
2015 | NonRTO_Midwest_2_MISO_IN | NonRTO_Midwest | MISO_IN | Internal | Shoulder | B12 | 200 | 4450 | 0 | 47.04 | 39.04 | 8 | 0
2015 | NonRTO_Midwest_2_MISO_IN | NonRTO_Midwest | MISO_IN | Internal | Shoulder | B13 | 600 | 4450 | 0 | 44.41 | 37.24 | 8 | 0
2015 | NonRTO_Midwest_2_MISO_IN | NonRTO_Midwest | MISO_IN | Internal | Shoulder | B14 | 900 | 4450 | 0 | 35.48 | 35.13 | 8 | 0
2015 | NonRTO_Midwest_2_MISO_IN | NonRTO_Midwest | MISO_IN | Internal | Shoulder | B15 | 1203 | 4450 | 0 | 33.28 | 34.1 | 8 | 0
2015 | NonRTO_Midwest_2_MISO_IN | NonRTO_Midwest | MISO_IN | Internal | Summer | B1 | 10 | 4450 | 0 | 64.7 | 59.8 | 8 | 0
2015 | NonRTO_Midwest_2_MISO_IN | NonRTO_Midwest | MISO_IN | Internal | Summer | B2 | 25 | 4450 | 0 | 64.7 | 58.12 | 8 | 0
2015 | NonRTO_Midwest_2_MISO_IN | NonRTO_Midwest | MISO_IN | Internal | Summer | B3 | 75 | 4450 | 0 | 64.7 | 56.7 | 8 | 0
2015 | NonRTO_Midwest_2_MISO_IN | NonRTO_Midwest | MISO_IN | Internal | Summer | B4 | 100 | 4450 | 0 | 63.18 | 55.18 | 8 | 0
2015 | NonRTO_Midwest_2_MISO_IN | NonRTO_Midwest | MISO_IN | Internal | Summer | B5 | 200 | 4450 | 0 | 54.02 | 46.02 | 8 | 0
2015 | NonRTO_Midwest_2_MISO_IN | NonRTO_Midwest | MISO_IN | Internal | Summer | B6 | 300 | 4450 | 0 | 48.35 | 40.84 | 8 | 0
2015 | NonRTO_Midwest_2_MISO_IN | NonRTO_Midwest | MISO_IN | Internal | Summer | B7 | 400 | 4450 | 0 | 34.87 | 35.53 | 8 | 0
2015 | NonRTO_Midwest_2_MISO_IN | NonRTO_Midwest | MISO_IN | Internal | Summer | B8 | 500 | 4450 | 0 | 33.97 | 34.19 | 8 | 0
2015 | NonRTO_Midwest_2_MISO_IN | NonRTO_Midwest | MISO_IN | Internal | Summer | B9 | 800 | 4450 | 0 | 33.28 | 32.98 | 8 | 0
2015 | NonRTO_Midwest_2_MISO_IN | NonRTO_Midwest | MISO_IN | Internal | Summer | B10 | 1262 | 4450 | 0 | 32.42 | 32.59 | 8 | 0
2015 | NonRTO_Midwest_2_MISO_IN | NonRTO_Midwest | MISO_IN | Internal | Winter | B16 | 25 | 4450 | 0 | 54.84 | 46.84 | 8 | 0
2015 | NonRTO_Midwest_2_MISO_IN | NonRTO_Midwest | MISO_IN | Internal | Winter | B17 | 100 | 4450 | 0 | 49.94 | 41.94 | 8 | 0
2015 | NonRTO_Midwest_2_MISO_IN | NonRTO_Midwest | MISO_IN | Internal | Winter | B18 | 400 | 4450 | 0 | 45.59 | 37.59 | 8 | 0
2015 | NonRTO_Midwest_2_MISO_IN | NonRTO_Midwest | MISO_IN | Internal | Winter | B19 | 700 | 4450 | 0 | 35.66 | 35.78 | 8 | 0
2015 | NonRTO_Midwest_2_MISO_IN | NonRTO_Midwest | MISO_IN | Internal | Winter | B20 | 935 | 4450 | 0 | 33.31 | 33.44 | 8 | 0
2015 | NonRTO_Midwest_2_TVA_Transmission | NonRTO_Midwest | TVA_Transmission | Internal | Shoulder | B11 | 25 | 2400 | 0 | 55.8 | 53.94 | 8 | 0
2015 | NonRTO_Midwest_2_TVA_Transmission | NonRTO_Midwest | TVA_Transmission | Internal | Shoulder | B12 | 200 | 2400 | 0 | 47.04 | 43.42 | 8 | 0
2015 | NonRTO_Midwest_2_TVA_Transmission | NonRTO_Midwest | TVA_Transmission | Internal | Shoulder | B13 | 600 | 2400 | 0 | 44.41 | 41.77 | 8 | 0
2015 | NonRTO_Midwest_2_TVA_Transmission | NonRTO_Midwest | TVA_Transmission | Internal | Shoulder | B14 | 900 | 2400 | 0 | 35.48 | 40.43 | 8 | 0
2015 | NonRTO_Midwest_2_TVA_Transmission | NonRTO_Midwest | TVA_Transmission | Internal | Shoulder | B15 | 1203 | 2400 | 0 | 33.28 | 39.76 | 8 | 0
2015 | NonRTO_Midwest_2_TVA_Transmission | NonRTO_Midwest | TVA_Transmission | Internal | Summer | B1 | 10 | 2400 | 0 | 64.7 | 67.78 | 8 | 0
2015 | NonRTO_Midwest_2_TVA_Transmission | NonRTO_Midwest | TVA_Transmission | Internal | Summer | B2 | 25 | 2400 | 0 | 64.7 | 66.11 | 8 | 0
2015 | NonRTO_Midwest_2_TVA_Transmission | NonRTO_Midwest | TVA_Transmission | Internal | Summer | B3 | 75 | 2400 | 0 | 64.7 | 63.97 | 8 | 0
2015 | NonRTO_Midwest_2_TVA_Transmission | NonRTO_Midwest | TVA_Transmission | Internal | Summer | B4 | 100 | 2400 | 0 | 63.18 | 63.18 | 8 | 0
2015 | NonRTO_Midwest_2_TVA_Transmission | NonRTO_Midwest | TVA_Transmission | Internal | Summer | B5 | 200 | 2400 | 0 | 54.02 | 53.22 | 8 | 0
2015 | NonRTO_Midwest_2_TVA_Transmission | NonRTO_Midwest | TVA_Transmission | Internal | Summer | B6 | 300 | 2400 | 0 | 48.35 | 45.74 | 8 | 0
2015 | NonRTO_Midwest_2_TVA_Transmission | NonRTO_Midwest | TVA_Transmission | Internal | Summer | B7 | 400 | 2400 | 0 | 34.87 | 42.6 | 8 | 0
2015 | NonRTO_Midwest_2_TVA_Transmission | NonRTO_Midwest | TVA_Transmission | Internal | Summer | B8 | 500 | 2400 | 0 | 33.97 | 39.32 | 8 | 0
2015 | NonRTO_Midwest_2_TVA_Transmission | NonRTO_Midwest | TVA_Transmission | Internal | Summer | B9 | 800 | 2400 | 0 | 33.28 | 38.87 | 8 | 0
2015 | NonRTO_Midwest_2_TVA_Transmission | NonRTO_Midwest | TVA_Transmission | Internal | Summer | B10 | 1262 | 2400 | 0 | 32.42 | 36.59 | 8 | 0
2015 | NonRTO_Midwest_2_TVA_Transmission | NonRTO_Midwest | TVA_Transmission | Internal | Winter | B16 | 25 | 2400 | 0 | 54.84 | 54.83 | 8 | 0
2015 | NonRTO_Midwest_2_TVA_Transmission | NonRTO_Midwest | TVA_Transmission | Internal | Winter | B17 | 100 | 2400 | 0 | 49.94 | 46.04 | 8 | 0
2015 | NonRTO_Midwest_2_TVA_Transmission | NonRTO_Midwest | TVA_Transmission | Internal | Winter | B18 | 400 | 2400 | 0 | 45.59 | 42.25 | 8 | 0
2015 | NonRTO_Midwest_2_TVA_Transmission | NonRTO_Midwest | TVA_Transmission | Internal | Winter | B19 | 700 | 2400 | 0 | 35.66 | 40.67 | 8 | 0
2015 | NonRTO_Midwest_2_TVA_Transmission | NonRTO_Midwest | TVA_Transmission | Internal | Winter | B20 | 935 | 2400 | 0 | 33.31 | 39.54 | 8 | 0
2015 | NYISO_A-F_2_IESO | NYISO_A-F | IESO | Internal | Shoulder | B11 | 25 | 1600 | 0 | 39.93 | 27.94 | 7 | 0
2015 | NYISO_A-F_2_IESO | NYISO_A-F | IESO | Internal | Shoulder | B12 | 200 | 1600 | 0 | 39.69 | 27.94 | 7 | 0
2015 | NYISO_A-F_2_IESO | NYISO_A-F | IESO | Internal | Shoulder | B13 | 600 | 1600 | 0 | 37.95 | 27.94 | 7 | 0
2015 | NYISO_A-F_2_IESO | NYISO_A-F | IESO | Internal | Shoulder | B14 | 900 | 1600 | 0 | 37.75 | 27.94 | 7 | 0
2015 | NYISO_A-F_2_IESO | NYISO_A-F | IESO | Internal | Shoulder | B15 | 1203 | 1600 | 0 | 37.75 | 27.94 | 7 | 0
2015 | NYISO_A-F_2_IESO | NYISO_A-F | IESO | Internal | Summer | B1 | 10 | 1600 | 0 | 51.68 | 44.68 | 7 | 0
2015 | NYISO_A-F_2_IESO | NYISO_A-F | IESO | Internal | Summer | B2 | 25 | 1600 | 0 | 50.55 | 38.07 | 7 | 0
2015 | NYISO_A-F_2_IESO | NYISO_A-F | IESO | Internal | Summer | B3 | 75 | 1600 | 0 | 45.81 | 38.07 | 7 | 0
2015 | NYISO_A-F_2_IESO | NYISO_A-F | IESO | Internal | Summer | B4 | 100 | 1600 | 0 | 45.07 | 38.07 | 7 | 0
2015 | NYISO_A-F_2_IESO | NYISO_A-F | IESO | Internal | Summer | B5 | 200 | 1600 | 0 | 42.3 | 35.3 | 7 | 0
2015 | NYISO_A-F_2_IESO | NYISO_A-F | IESO | Internal | Summer | B6 | 300 | 1600 | 0 | 38.6 | 31.6 | 7 | 0
2015 | NYISO_A-F_2_IESO | NYISO_A-F | IESO | Internal | Summer | B7 | 400 | 1600 | 0 | 37.05 | 28.52 | 7 | 0
2015 | NYISO_A-F_2_IESO | NYISO_A-F | IESO | Internal | Summer | B8 | 500 | 1600 | 0 | 37 | 26 | 7 | 0
2015 | NYISO_A-F_2_IESO | NYISO_A-F | IESO | Internal | Summer | B9 | 800 | 1600 | 0 | 36.98 | 26 | 7 | 0
2015 | NYISO_A-F_2_IESO | NYISO_A-F | IESO | Internal | Summer | B10 | 1262 | 1600 | 0 | 36.98 | 26 | 7 | 0
2015 | NYISO_A-F_2_IESO | NYISO_A-F | IESO | Internal | Winter | B16 | 25 | 1600 | 0 | 42.35 | 35.35 | 7 | 0
2015 | NYISO_A-F_2_IESO | NYISO_A-F | IESO | Internal | Winter | B17 | 100 | 1600 | 0 | 42.35 | 34.93 | 7 | 0
2015 | NYISO_A-F_2_IESO | NYISO_A-F | IESO | Internal | Winter | B18 | 400 | 1600 | 0 | 42.35 | 28.79 | 7 | 0
2015 | NYISO_A-F_2_IESO | NYISO_A-F | IESO | Internal | Winter | B19 | 700 | 1600 | 0 | 42.35 | 28.79 | 7 | 0
2015 | NYISO_A-F_2_IESO | NYISO_A-F | IESO | Internal | Winter | B20 | 935 | 1600 | 0 | 42.35 | 28.79 | 7 | 0
2015 | NYISO_A-F_2_NEISO | NYISO_A-F | NEISO | Internal | Shoulder | B11 | 25 | 600 | 0 | 39.93 | 36.69 | 3 | 0
2015 | NYISO_A-F_2_NEISO | NYISO_A-F | NEISO | Internal | Shoulder | B12 | 200 | 600 | 0 | 39.69 | 36.69 | 3 | 0
2015 | NYISO_A-F_2_NEISO | NYISO_A-F | NEISO | Internal | Shoulder | B13 | 600 | 600 | 0 | 37.95 | 36.69 | 3 | 0
2015 | NYISO_A-F_2_NEISO | NYISO_A-F | NEISO | Internal | Shoulder | B14 | 900 | 600 | 0 | 37.75 | 36.69 | 3 | 0
2015 | NYISO_A-F_2_NEISO | NYISO_A-F | NEISO | Internal | Shoulder | B15 | 1203 | 600 | 0 | 37.75 | 36.69 | 3 | 0
2015 | NYISO_A-F_2_NEISO | NYISO_A-F | NEISO | Internal | Summer | B1 | 10 | 600 | 600 | 51.68 | 57.38 | 3 | 2.71
2015 | NYISO_A-F_2_NEISO | NYISO_A-F | NEISO | Internal | Summer | B2 | 25 | 600 | 22.95 | 50.55 | 53.55 | 3 | 0
2015 | NYISO_A-F_2_NEISO | NYISO_A-F | NEISO | Internal | Summer | B3 | 75 | 600 | 0 | 45.81 | 47 | 3 | 0
2015 | NYISO_A-F_2_NEISO | NYISO_A-F | NEISO | Internal | Summer | B4 | 100 | 600 | 0 | 45.07 | 34 | 3 | 0
2015 | NYISO_A-F_2_NEISO | NYISO_A-F | NEISO | Internal | Summer | B5 | 200 | 600 | 0 | 42.3 | 34 | 3 | 0
2015 | NYISO_A-F_2_NEISO | NYISO_A-F | NEISO | Internal | Summer | B6 | 300 | 600 | 0 | 38.6 | 34 | 3 | 0
2015 | NYISO_A-F_2_NEISO | NYISO_A-F | NEISO | Internal | Summer | B7 | 400 | 600 | 0 | 37.05 | 34 | 3 | 0
2015 | NYISO_A-F_2_NEISO | NYISO_A-F | NEISO | Internal | Summer | B8 | 500 | 600 | 0 | 37 | 34 | 3 | 0
2015 | NYISO_A-F_2_NEISO | NYISO_A-F | NEISO | Internal | Summer | B9 | 800 | 600 | 0 | 36.98 | 34 | 3 | 0
2015 | NYISO_A-F_2_NEISO | NYISO_A-F | NEISO | Internal | Summer | B10 | 1262 | 600 | 0 | 36.98 | 34 | 3 | 0
2015 | NYISO_A-F_2_NEISO | NYISO_A-F | NEISO | Internal | Winter | B16 | 25 | 600 | 0 | 42.35 | 45.09 | 3 | 0
2015 | NYISO_A-F_2_NEISO | NYISO_A-F | NEISO | Internal | Winter | B17 | 100 | 600 | 0 | 42.35 | 45.09 | 3 | 0
2015 | NYISO_A-F_2_NEISO | NYISO_A-F | NEISO | Internal | Winter | B18 | 400 | 600 | 0 | 42.35 | 45.09 | 3 | 0
2015 | NYISO_A-F_2_NEISO | NYISO_A-F | NEISO | Internal | Winter | B19 | 700 | 600 | 0 | 42.35 | 45.09 | 3 | 0
2015 | NYISO_A-F_2_NEISO | NYISO_A-F | NEISO | Internal | Winter | B20 | 935 | 600 | 0 | 42.35 | 45.09 | 3 | 0
2015 | NYISO_A-F_2_NYISO_G-I | NYISO_A-F | NYISO_G-I | Internal | Shoulder | B11 | 25 | 4250 | 4250 | 39.93 | 40.14 | 0.01 | 0.2
2015 | NYISO_A-F_2_NYISO_G-I | NYISO_A-F | NYISO_G-I | Internal | Shoulder | B12 | 200 | 4250 | 4112.15 | 39.69 | 39.71 | 0.01 | 0
2015 | NYISO_A-F_2_NYISO_G-I | NYISO_A-F | NYISO_G-I | Internal | Shoulder | B13 | 600 | 4250 | 4250 | 37.95 | 39.69 | 0.01 | 1.74
2015 | NYISO_A-F_2_NYISO_G-I | NYISO_A-F | NYISO_G-I | Internal | Shoulder | B14 | 900 | 4250 | 4250 | 37.75 | 38.7 | 0.01 | 0.94
2015 | NYISO_A-F_2_NYISO_G-I | NYISO_A-F | NYISO_G-I | Internal | Shoulder | B15 | 1203 | 4250 | 2988.71 | 37.75 | 37.76 | 0.01 | 0
2015 | NYISO_A-F_2_NYISO_G-I | NYISO_A-F | NYISO_G-I | Internal | Summer | B1 | 10 | 4250 | 4250 | 51.68 | 60.37 | 0.01 | 8.69
2015 | NYISO_A-F_2_NYISO_G-I | NYISO_A-F | NYISO_G-I | Internal | Summer | B2 | 25 | 4250 | 4250 | 50.55 | 53.17 | 0.01 | 2.61
2015 | NYISO_A-F_2_NYISO_G-I | NYISO_A-F | NYISO_G-I | Internal | Summer | B3 | 75 | 4250 | 4250 | 45.81 | 49.99 | 0.01 | 4.17
2015 | NYISO_A-F_2_NYISO_G-I | NYISO_A-F | NYISO_G-I | Internal | Summer | B4 | 100 | 4250 | 4250 | 45.07 | 49.2 | 0.01 | 4.12
2015 | NYISO_A-F_2_NYISO_G-I | NYISO_A-F | NYISO_G-I | Internal | Summer | B5 | 200 | 4250 | 4250 | 42.3 | 49.2 | 0.01 | 6.89
2015 | NYISO_A-F_2_NYISO_G-I | NYISO_A-F | NYISO_G-I | Internal | Summer | B6 | 300 | 4250 | 4250 | 38.6 | 48.85 | 0.01 | 10.24
2015 | NYISO_A-F_2_NYISO_G-I | NYISO_A-F | NYISO_G-I | Internal | Summer | B7 | 400 | 4250 | 4176.22 | 37.05 | 37.06 | 0.01 | 0
2015 | NYISO_A-F_2_NYISO_G-I | NYISO_A-F | NYISO_G-I | Internal | Summer | B8 | 500 | 4250 | 4167.43 | 37 | 37.01 | 0.01 | 0
2015 | NYISO_A-F_2_NYISO_G-I | NYISO_A-F | NYISO_G-I | Internal | Summer | B9 | 800 | 4250 | 3845.72 | 36.98 | 36.99 | 0.01 | 0
2015 | NYISO_A-F_2_NYISO_G-I | NYISO_A-F | NYISO_G-I | Internal | Summer | B10 | 1262 | 4250 | 1787.23 | 36.98 | 36.99 | 0.01 | 0
2015 | NYISO_A-F_2_NYISO_G-I | NYISO_A-F | NYISO_G-I | Internal | Winter | B16 | 25 | 4250 | 4250 | 42.35 | 50.98 | 0.01 | 8.62
2015 | NYISO_A-F_2_NYISO_G-I | NYISO_A-F | NYISO_G-I | Internal | Winter | B17 | 100 | 4250 | 4250 | 42.35 | 49.94 | 0.01 | 7.58
2015 | NYISO_A-F_2_NYISO_G-I | NYISO_A-F | NYISO_G-I | Internal | Winter | B18 | 400 | 4250 | 4250 | 42.35 | 48.08 | 0.01 | 5.72
2015 | NYISO_A-F_2_NYISO_G-I | NYISO_A-F | NYISO_G-I | Internal | Winter | B19 | 700 | 4250 | 4250 | 42.35 | 47.92 | 0.01 | 5.56
2015 | NYISO_A-F_2_NYISO_G-I | NYISO_A-F | NYISO_G-I | Internal | Winter | B20 | 935 | 4250 | 4250 | 42.35 | 45.7 | 0.01 | 3.34
2015 | NYISO_A-F_2_PJM_ROM | NYISO_A-F | PJM_ROM | Internal | Shoulder | B11 | 25 | 1000 | 640.04 | 39.93 | 47.93 | 8 | 0
2015 | NYISO_A-F_2_PJM_ROM | NYISO_A-F | PJM_ROM | Internal | Shoulder | B12 | 200 | 1000 | 0 | 39.69 | 41.05 | 8 | 0
2015 | NYISO_A-F_2_PJM_ROM | NYISO_A-F | PJM_ROM | Internal | Shoulder | B13 | 600 | 1000 | 0 | 37.95 | 39.25 | 8 | 0
2015 | NYISO_A-F_2_PJM_ROM | NYISO_A-F | PJM_ROM | Internal | Shoulder | B14 | 900 | 1000 | 0 | 37.75 | 37.15 | 8 | 0
2015 | NYISO_A-F_2_PJM_ROM | NYISO_A-F | PJM_ROM | Internal | Shoulder | B15 | 1203 | 1000 | 0 | 37.75 | 36.01 | 8 | 0
2015 | NYISO_A-F_2_PJM_ROM | NYISO_A-F | PJM_ROM | Internal | Summer | B1 | 10 | 1000 | 1000 | 51.68 | 61.8 | 8 | 2.12
2015 | NYISO_A-F_2_PJM_ROM | NYISO_A-F | PJM_ROM | Internal | Summer | B2 | 25 | 1000 | 1000 | 50.55 | 60.12 | 8 | 1.58
2015 | NYISO_A-F_2_PJM_ROM | NYISO_A-F | PJM_ROM | Internal | Summer | B3 | 75 | 1000 | 1000 | 45.81 | 57.98 | 8 | 4.17
2015 | NYISO_A-F_2_PJM_ROM | NYISO_A-F | PJM_ROM | Internal | Summer | B4 | 100 | 1000 | 1000 | 45.07 | 57.19 | 8 | 4.12
2015 | NYISO_A-F_2_PJM_ROM | NYISO_A-F | PJM_ROM | Internal | Summer | B5 | 200 | 1000 | 0 | 42.3 | 48.03 | 8 | 0
2015 | NYISO_A-F_2_PJM_ROM | NYISO_A-F | PJM_ROM | Internal | Summer | B6 | 300 | 1000 | 0 | 38.6 | 42.84 | 8 | 0
2015 | NYISO_A-F_2_PJM_ROM | NYISO_A-F | PJM_ROM | Internal | Summer | B7 | 400 | 1000 | 0 | 37.05 | 37.53 | 8 | 0
2015 | NYISO_A-F_2_PJM_ROM | NYISO_A-F | PJM_ROM | Internal | Summer | B8 | 500 | 1000 | 0 | 37 | 37 | 8 | 0
2015 | NYISO_A-F_2_PJM_ROM | NYISO_A-F | PJM_ROM | Internal | Summer | B9 | 800 | 1000 | 0 | 36.98 | 34.98 | 8 | 0
2015 | NYISO_A-F_2_PJM_ROM | NYISO_A-F | PJM_ROM | Internal | Summer | B10 | 1262 | 1000 | 0 | 36.98 | 32.84 | 8 | 0
2015 | NYISO_A-F_2_PJM_ROM | NYISO_A-F | PJM_ROM | Internal | Winter | B16 | 25 | 1000 | 0 | 42.35 | 48.84 | 8 | 0
2015 | NYISO_A-F_2_PJM_ROM | NYISO_A-F | PJM_ROM | Internal | Winter | B17 | 100 | 1000 | 0 | 42.35 | 43.94 | 8 | 0
2015 | NYISO_A-F_2_PJM_ROM | NYISO_A-F | PJM_ROM | Internal | Winter | B18 | 400 | 1000 | 0 | 42.35 | 42.06 | 8 | 0
2015 | NYISO_A-F_2_PJM_ROM | NYISO_A-F | PJM_ROM | Internal | Winter | B19 | 700 | 1000 | 0 | 42.35 | 41.52 | 8 | 0
2015 | NYISO_A-F_2_PJM_ROM | NYISO_A-F | PJM_ROM | Internal | Winter | B20 | 935 | 1000 | 0 | 42.35 | 36.69 | 8 | 0
2015 | NYISO_G-I_2_NYISO_A-F | NYISO_G-I | NYISO_A-F | Internal | Shoulder | B11 | 25 | 1999 | 0 | 40.14 | 39.93 | 0.01 | 0
2015 | NYISO_G-I_2_NYISO_A-F | NYISO_G-I | NYISO_A-F | Internal | Shoulder | B12 | 200 | 1999 | 0 | 39.71 | 39.69 | 0.01 | 0
2015 | NYISO_G-I_2_NYISO_A-F | NYISO_G-I | NYISO_A-F | Internal | Shoulder | B13 | 600 | 1999 | 0 | 39.69 | 37.95 | 0.01 | 0
2015 | NYISO_G-I_2_NYISO_A-F | NYISO_G-I | NYISO_A-F | Internal | Shoulder | B14 | 900 | 1999 | 0 | 38.7 | 37.75 | 0.01 | 0
2015 | NYISO_G-I_2_NYISO_A-F | NYISO_G-I | NYISO_A-F | Internal | Shoulder | B15 | 1203 | 1999 | 0 | 37.76 | 37.75 | 0.01 | 0
2015 | NYISO_G-I_2_NYISO_A-F | NYISO_G-I | NYISO_A-F | Internal | Summer | B1 | 10 | 1999 | 0 | 60.37 | 51.68 | 0.01 | 0
2015 | NYISO_G-I_2_NYISO_A-F | NYISO_G-I | NYISO_A-F | Internal | Summer | B2 | 25 | 1999 | 0 | 53.17 | 50.55 | 0.01 | 0
2015 | NYISO_G-I_2_NYISO_A-F | NYISO_G-I | NYISO_A-F | Internal | Summer | B3 | 75 | 1999 | 0 | 49.99 | 45.81 | 0.01 | 0
2015 | NYISO_G-I_2_NYISO_A-F | NYISO_G-I | NYISO_A-F | Internal | Summer | B4 | 100 | 1999 | 0 | 49.2 | 45.07 | 0.01 | 0
2015 | NYISO_G-I_2_NYISO_A-F | NYISO_G-I | NYISO_A-F | Internal | Summer | B5 | 200 | 1999 | 0 | 49.2 | 42.3 | 0.01 | 0
2015 | NYISO_G-I_2_NYISO_A-F | NYISO_G-I | NYISO_A-F | Internal | Summer | B6 | 300 | 1999 | 0 | 48.85 | 38.6 | 0.01 | 0
2015 | NYISO_G-I_2_NYISO_A-F | NYISO_G-I | NYISO_A-F | Internal | Summer | B7 | 400 | 1999 | 0 | 37.06 | 37.05 | 0.01 | 0
2015 | NYISO_G-I_2_NYISO_A-F | NYISO_G-I | NYISO_A-F | Internal | Summer | B8 | 500 | 1999 | 0 | 37.01 | 37 | 0.01 | 0
2015 | NYISO_G-I_2_NYISO_A-F | NYISO_G-I | NYISO_A-F | Internal | Summer | B9 | 800 | 1999 | 0 | 36.99 | 36.98 | 0.01 | 0
2015 | NYISO_G-I_2_NYISO_A-F | NYISO_G-I | NYISO_A-F | Internal | Summer | B10 | 1262 | 1999 | 0 | 36.99 | 36.98 | 0.01 | 0
2015 | NYISO_G-I_2_NYISO_A-F | NYISO_G-I | NYISO_A-F | Internal | Winter | B16 | 25 | 1999 | 0 | 50.98 | 42.35 | 0.01 | 0
2015 | NYISO_G-I_2_NYISO_A-F | NYISO_G-I | NYISO_A-F | Internal | Winter | B17 | 100 | 1999 | 0 | 49.94 | 42.35 | 0.01 | 0
2015 | NYISO_G-I_2_NYISO_A-F | NYISO_G-I | NYISO_A-F | Internal | Winter | B18 | 400 | 1999 | 0 | 48.08 | 42.35 | 0.01 | 0
2015 | NYISO_G-I_2_NYISO_A-F | NYISO_G-I | NYISO_A-F | Internal | Winter | B19 | 700 | 1999 | 0 | 47.92 | 42.35 | 0.01 | 0
2015 | NYISO_G-I_2_NYISO_A-F | NYISO_G-I | NYISO_A-F | Internal | Winter | B20 | 935 | 1999 | 0 | 45.7 | 42.35 | 0.01 | 0
2015 | NYISO_G-I_2_NYISO_J-K | NYISO_G-I | NYISO_J-K | Internal | Shoulder | B11 | 25 | 6130 | 5006.02 | 40.14 | 40.15 | 0.01 | 0
2015 | NYISO_G-I_2_NYISO_J-K | NYISO_G-I | NYISO_J-K | Internal | Shoulder | B12 | 200 | 6130 | 4936.86 | 39.71 | 39.72 | 0.01 | 0
2015 | NYISO_G-I_2_NYISO_J-K | NYISO_G-I | NYISO_J-K | Internal | Shoulder | B13 | 600 | 6130 | 4661.17 | 39.69 | 39.71 | 0.01 | 0
2015 | NYISO_G-I_2_NYISO_J-K | NYISO_G-I | NYISO_J-K | Internal | Shoulder | B14 | 900 | 6130 | 4384.67 | 38.7 | 38.71 | 0.01 | 0
2015 | NYISO_G-I_2_NYISO_J-K | NYISO_G-I | NYISO_J-K | Internal | Shoulder | B15 | 1203 | 6130 | 3071.08 | 37.76 | 37.78 | 0.01 | 0
2015 | NYISO_G-I_2_NYISO_J-K | NYISO_G-I | NYISO_J-K | Internal | Summer | B1 | 10 | 6130 | 3641.31 | 60.37 | 60.38 | 0.01 | 0
2015 | NYISO_G-I_2_NYISO_J-K | NYISO_G-I | NYISO_J-K | Internal | Summer | B2 | 25 | 6130 | 3805.37 | 53.17 | 53.18 | 0.01 | 0
2015 | NYISO_G-I_2_NYISO_J-K | NYISO_G-I | NYISO_J-K | Internal | Summer | B3 | 75 | 6130 | 3503.5 | 49.99 | 50 | 0.01 | 0
2015 | NYISO_G-I_2_NYISO_J-K | NYISO_G-I | NYISO_J-K | Internal | Summer | B4 | 100 | 6130 | 4662.25 | 49.2 | 49.22 | 0.01 | 0
2015 | NYISO_G-I_2_NYISO_J-K | NYISO_G-I | NYISO_J-K | Internal | Summer | B5 | 200 | 6130 | 5216.4 | 49.2 | 49.22 | 0.01 | 0
2015 | NYISO_G-I_2_NYISO_J-K | NYISO_G-I | NYISO_J-K | Internal | Summer | B6 | 300 | 6130 | 5612.71 | 48.85 | 48.86 | 0.01 | 0
2015 | NYISO_G-I_2_NYISO_J-K | NYISO_G-I | NYISO_J-K | Internal | Summer | B7 | 400 | 6130 | 5515.93 | 37.06 | 37.08 | 0.01 | 0
2015 | NYISO_G-I_2_NYISO_J-K | NYISO_G-I | NYISO_J-K | Internal | Summer | B8 | 500 | 6130 | 5662.76 | 37.01 | 37.02 | 0.01 | 0
2015 | NYISO_G-I_2_NYISO_J-K | NYISO_G-I | NYISO_J-K | Internal | Summer | B9 | 800 | 6130 | 4946.78 | 36.99 | 37 | 0.01 | 0
2015 | NYISO_G-I_2_NYISO_J-K | NYISO_G-I | NYISO_J-K | Internal | Summer | B10 | 1262 | 6130 | 3332.09 | 36.99 | 37 | 0.01 | 0
2015 | NYISO_G-I_2_NYISO_J-K | NYISO_G-I | NYISO_J-K | Internal | Winter | B16 | 25 | 6130 | 5566.26 | 50.98 | 50.99 | 0.01 | 0
2015 | NYISO_G-I_2_NYISO_J-K | NYISO_G-I | NYISO_J-K | Internal | Winter | B17 | 100 | 6130 | 5699.03 | 49.94 | 49.95 | 0.01 | 0
2015 | NYISO_G-I_2_NYISO_J-K | NYISO_G-I | NYISO_J-K | Internal | Winter | B18 | 400 | 6130 | 5506.75 | 48.08 | 48.09 | 0.01 | 0
2015 | NYISO_G-I_2_NYISO_J-K | NYISO_G-I | NYISO_J-K | Internal | Winter | B19 | 700 | 6130 | 5827.81 | 47.92 | 47.94 | 0.01 | 0
2015 | NYISO_G-I_2_NYISO_J-K | NYISO_G-I | NYISO_J-K | Internal | Winter | B20 | 935 | 6130 | 5242.29 | 45.7 | 45.71 | 0.01 | 0
2015 | NYISO_G-I_2_PJM_E | NYISO_G-I | PJM_E | Internal | Shoulder | B11 | 25 | 1500 | 0 | 40.14 | 47.92 | 8 | 0
2015 | NYISO_G-I_2_PJM_E | NYISO_G-I | PJM_E | Internal | Shoulder | B12 | 200 | 1500 | 0 | 39.71 | 41.06 | 8 | 0
2015 | NYISO_G-I_2_PJM_E | NYISO_G-I | PJM_E | Internal | Shoulder | B13 | 600 | 1500 | 0 | 39.69 | 39.26 | 8 | 0
2015 | NYISO_G-I_2_PJM_E | NYISO_G-I | PJM_E | Internal | Shoulder | B14 | 900 | 1500 | 0 | 38.7 | 37.16 | 8 | 0
2015 | NYISO_G-I_2_PJM_E | NYISO_G-I | PJM_E | Internal | Shoulder | B15 | 1203 | 1500 | 0 | 37.76 | 36.02 | 8 | 0
2015 | NYISO_G-I_2_PJM_E | NYISO_G-I | PJM_E | Internal | Summer | B1 | 10 | 1500 | 0 | 60.37 | 61.81 | 8 | 0
2015 | NYISO_G-I_2_PJM_E | NYISO_G-I | PJM_E | Internal | Summer | B2 | 25 | 1500 | 0 | 53.17 | 60.13 | 8 | 0
2015 | NYISO_G-I_2_PJM_E | NYISO_G-I | PJM_E | Internal | Summer | B3 | 75 | 1500 | 707.21 | 49.99 | 57.99 | 8 | 0
2015 | NYISO_G-I_2_PJM_E | NYISO_G-I | PJM_E | Internal | Summer | B4 | 100 | 1500 | 418.09 | 49.2 | 57.2 | 8 | 0
2015 | NYISO_G-I_2_PJM_E | NYISO_G-I | PJM_E | Internal | Summer | B5 | 200 | 1500 | 0 | 49.2 | 48.04 | 8 | 0
2015 | NYISO_G-I_2_PJM_E | NYISO_G-I | PJM_E | Internal | Summer | B6 | 300 | 1500 | 0 | 48.85 | 42.85 | 8 | 0
2015 | NYISO_G-I_2_PJM_E | NYISO_G-I | PJM_E | Internal | Summer | B7 | 400 | 1500 | 0 | 37.06 | 37.54 | 8 | 0
2015 | NYISO_G-I_2_PJM_E | NYISO_G-I | PJM_E | Internal | Summer | B8 | 500 | 1500 | 0 | 37.01 | 37.01 | 8 | 0
2015 | NYISO_G-I_2_PJM_E | NYISO_G-I | PJM_E | Internal | Summer | B9 | 800 | 1500 | 0 | 36.99 | 35 | 8 | 0
2015 | NYISO_G-I_2_PJM_E | NYISO_G-I | PJM_E | Internal | Summer | B10 | 1262 | 1500 | 0 | 36.99 | 32.85 | 8 | 0
2015 | NYISO_G-I_2_PJM_E | NYISO_G-I | PJM_E | Internal | Winter | B16 | 25 | 1500 | 0 | 50.98 | 48.86 | 8 | 0
2015 | NYISO_G-I_2_PJM_E | NYISO_G-I | PJM_E | Internal | Winter | B17 | 100 | 1500 | 0 | 49.94 | 43.95 | 8 | 0
2015 | NYISO_G-I_2_PJM_E | NYISO_G-I | PJM_E | Internal | Winter | B18 | 400 | 1500 | 0 | 48.08 | 42.08 | 8 | 0
2015 | NYISO_G-I_2_PJM_E | NYISO_G-I | PJM_E | Internal | Winter | B19 | 700 | 1500 | 0 | 47.92 | 41.53 | 8 | 0
2015 | NYISO_G-I_2_PJM_E | NYISO_G-I | PJM_E | Internal | Winter | B20 | 935 | 1500 | 0 | 45.7 | 36.71 | 8 | 0
2015 | NYISO_J-K_2_PJM_E | NYISO_J-K | PJM_E | Internal | Shoulder | B11 | 25 | 0.01 | 0 | 40.15 | 47.92 | 8 | 0
2015 | NYISO_J-K_2_PJM_E | NYISO_J-K | PJM_E | Internal | Shoulder | B12 | 200 | 0.01 | 0 | 39.72 | 41.06 | 8 | 0
2015 | NYISO_J-K_2_PJM_E | NYISO_J-K | PJM_E | Internal | Shoulder | B13 | 600 | 0.01 | 0 | 39.71 | 39.26 | 8 | 0
2015 | NYISO_J-K_2_PJM_E | NYISO_J-K | PJM_E | Internal | Shoulder | B14 | 900 | 0.01 | 0 | 38.71 | 37.16 | 8 | 0
2015 | NYISO_J-K_2_PJM_E | NYISO_J-K | PJM_E | Internal | Shoulder | B15 | 1203 | 0.01 | 0 | 37.78 | 36.02 | 8 | 0
2015 | NYISO_J-K_2_PJM_E | NYISO_J-K | PJM_E | Internal | Summer | B1 | 10 | 0.01 | 0 | 60.38 | 61.81 | 8 | 0
2015 | NYISO_J-K_2_PJM_E | NYISO_J-K | PJM_E | Internal | Summer | B2 | 25 | 0.01 | 0 | 53.18 | 60.13 | 8 | 0
2015 | NYISO_J-K_2_PJM_E | NYISO_J-K | PJM_E | Internal | Summer | B3 | 75 | 0.01 | 0 | 50 | 57.99 | 8 | 0
2015 | NYISO_J-K_2_PJM_E | NYISO_J-K | PJM_E | Internal | Summer | B4 | 100 | 0.01 | 0 | 49.22 | 57.2 | 8 | 0
2015 | NYISO_J-K_2_PJM_E | NYISO_J-K | PJM_E | Internal | Summer | B5 | 200 | 0.01 | 0 | 49.22 | 48.04 | 8 | 0
2015 | NYISO_J-K_2_PJM_E | NYISO_J-K | PJM_E | Internal | Summer | B6 | 300 | 0.01 | 0 | 48.86 | 42.85 | 8 | 0
2015 | NYISO_J-K_2_PJM_E | NYISO_J-K | PJM_E | Internal | Summer | B7 | 400 | 0.01 | 0 | 37.08 | 37.54 | 8 | 0
2015 | NYISO_J-K_2_PJM_E | NYISO_J-K | PJM_E | Internal | Summer | B8 | 500 | 0.01 | 0 | 37.02 | 37.01 | 8 | 0
2015 | NYISO_J-K_2_PJM_E | NYISO_J-K | PJM_E | Internal | Summer | B9 | 800 | 0.01 | 0 | 37 | 35 | 8 | 0
2015 | NYISO_J-K_2_PJM_E | NYISO_J-K | PJM_E | Internal | Summer | B10 | 1262 | 0.01 | 0 | 37 | 32.85 | 8 | 0
2015 | NYISO_J-K_2_PJM_E | NYISO_J-K | PJM_E | Internal | Winter | B16 | 25 | 0.01 | 0 | 50.99 | 48.86 | 8 | 0
2015 | NYISO_J-K_2_PJM_E | NYISO_J-K | PJM_E | Internal | Winter | B17 | 100 | 0.01 | 0 | 49.95 | 43.95 | 8 | 0
2015 | NYISO_J-K_2_PJM_E | NYISO_J-K | PJM_E | Internal | Winter | B18 | 400 | 0.01 | 0 | 48.09 | 42.08 | 8 | 0
2015 | NYISO_J-K_2_PJM_E | NYISO_J-K | PJM_E | Internal | Winter | B19 | 700 | 0.01 | 0 | 47.94 | 41.53 | 8 | 0
2015 | NYISO_J-K_2_PJM_E | NYISO_J-K | PJM_E | Internal | Winter | B20 | 935 | 0.01 | 0 | 45.71 | 36.71 | 8 | 0
2015 | PJM_E_2_NYISO_G-I | PJM_E | NYISO_G-I | Internal | Shoulder | B11 | 25 | 500 | 0 | 47.92 | 40.14 | 6 | 0
2015 | PJM_E_2_NYISO_G-I | PJM_E | NYISO_G-I | Internal | Shoulder | B12 | 200 | 500 | 0 | 41.06 | 39.71 | 6 | 0
2015 | PJM_E_2_NYISO_G-I | PJM_E | NYISO_G-I | Internal | Shoulder | B13 | 600 | 500 | 0 | 39.26 | 39.69 | 6 | 0
2015 | PJM_E_2_NYISO_G-I | PJM_E | NYISO_G-I | Internal | Shoulder | B14 | 900 | 500 | 0 | 37.16 | 38.7 | 6 | 0
2015 | PJM_E_2_NYISO_G-I | PJM_E | NYISO_G-I | Internal | Shoulder | B15 | 1203 | 500 | 0 | 36.02 | 37.76 | 6 | 0
2015 | PJM_E_2_NYISO_G-I | PJM_E | NYISO_G-I | Internal | Summer | B1 | 10 | 500 | 0 | 61.81 | 60.37 | 6 | 0
2015 | PJM_E_2_NYISO_G-I | PJM_E | NYISO_G-I | Internal | Summer | B2 | 25 | 500 | 0 | 60.13 | 53.17 | 6 | 0
2015 | PJM_E_2_NYISO_G-I | PJM_E | NYISO_G-I | Internal | Summer | B3 | 75 | 500 | 0 | 57.99 | 49.99 | 6 | 0
2015 | PJM_E_2_NYISO_G-I | PJM_E | NYISO_G-I | Internal | Summer | B4 | 100 | 500 | 0 | 57.2 | 49.2 | 6 | 0
2015 | PJM_E_2_NYISO_G-I | PJM_E | NYISO_G-I | Internal | Summer | B5 | 200 | 500 | 0 | 48.04 | 49.2 | 6 | 0
2015 | PJM_E_2_NYISO_G-I | PJM_E | NYISO_G-I | Internal | Summer | B6 | 300 | 500 | 200.82 | 42.85 | 48.85 | 6 | 0
2015 | PJM_E_2_NYISO_G-I | PJM_E | NYISO_G-I | Internal | Summer | B7 | 400 | 500 | 0 | 37.54 | 37.06 | 6 | 0
2015 | PJM_E_2_NYISO_G-I | PJM_E | NYISO_G-I | Internal | Summer | B8 | 500 | 500 | 0 | 37.01 | 37.01 | 6 | 0
2015 | PJM_E_2_NYISO_G-I | PJM_E | NYISO_G-I | Internal | Summer | B9 | 800 | 500 | 0 | 35 | 36.99 | 6 | 0
2015 | PJM_E_2_NYISO_G-I | PJM_E | NYISO_G-I | Internal | Summer | B10 | 1262 | 500 | 0 | 32.85 | 36.99 | 6 | 0
2015 | PJM_E_2_NYISO_G-I | PJM_E | NYISO_G-I | Internal | Winter | B16 | 25 | 500 | 0 | 48.86 | 50.98 | 6 | 0
2015 | PJM_E_2_NYISO_G-I | PJM_E | NYISO_G-I | Internal | Winter | B17 | 100 | 500 | 0 | 43.95 | 49.94 | 6 | 0
2015 | PJM_E_2_NYISO_G-I | PJM_E | NYISO_G-I | Internal | Winter | B18 | 400 | 500 | 352.47 | 42.08 | 48.08 | 6 | 0
2015 | PJM_E_2_NYISO_G-I | PJM_E | NYISO_G-I | Internal | Winter | B19 | 700 | 500 | 500 | 41.53 | 47.92 | 6 | 0.39
2015 | PJM_E_2_NYISO_G-I | PJM_E | NYISO_G-I | Internal | Winter | B20 | 935 | 500 | 500 | 36.71 | 45.7 | 6 | 3
2015 | PJM_E_2_NYISO_J-K | PJM_E | NYISO_J-K | Internal | Shoulder | B11 | 25 | 330 | 0 | 47.92 | 40.15 | 6 | 0
2015 | PJM_E_2_NYISO_J-K | PJM_E | NYISO_J-K | Internal | Shoulder | B12 | 200 | 330 | 0 | 41.06 | 39.72 | 6 | 0
2015 | PJM_E_2_NYISO_J-K | PJM_E | NYISO_J-K | Internal | Shoulder | B13 | 600 | 330 | 0 | 39.26 | 39.71 | 6 | 0
2015 | PJM_E_2_NYISO_J-K | PJM_E | NYISO_J-K | Internal | Shoulder | B14 | 900 | 330 | 0 | 37.16 | 38.71 | 6 | 0
2015 | PJM_E_2_NYISO_J-K | PJM_E | NYISO_J-K | Internal | Shoulder | B15 | 1203 | 330 | 0 | 36.02 | 37.78 | 6 | 0
2015 | PJM_E_2_NYISO_J-K | PJM_E | NYISO_J-K | Internal | Summer | B1 | 10 | 330 | 0 | 61.81 | 60.38 | 6 | 0
2015 | PJM_E_2_NYISO_J-K | PJM_E | NYISO_J-K | Internal | Summer | B2 | 25 | 330 | 0 | 60.13 | 53.18 | 6 | 0
2015 | PJM_E_2_NYISO_J-K | PJM_E | NYISO_J-K | Internal | Summer | B3 | 75 | 330 | 0 | 57.99 | 50 | 6 | 0
2015 | PJM_E_2_NYISO_J-K | PJM_E | NYISO_J-K | Internal | Summer | B4 | 100 | 330 | 0 | 57.2 | 49.22 | 6 | 0
2015 | PJM_E_2_NYISO_J-K | PJM_E | NYISO_J-K | Internal | Summer | B5 | 200 | 330 | 0 | 48.04 | 49.22 | 6 | 0
2015 | PJM_E_2_NYISO_J-K | PJM_E | NYISO_J-K | Internal | Summer | B6 | 300 | 330 | 330 | 42.85 | 48.86 | 6 | 0.01
2015 | PJM_E_2_NYISO_J-K | PJM_E | NYISO_J-K | Internal | Summer | B7 | 400 | 330 | 0 | 37.54 | 37.08 | 6 | 0
2015 | PJM_E_2_NYISO_J-K | PJM_E | NYISO_J-K | Internal | Summer | B8 | 500 | 330 | 0 | 37.01 | 37.02 | 6 | 0
2015 | PJM_E_2_NYISO_J-K | PJM_E | NYISO_J-K | Internal | Summer | B9 | 800 | 330 | 0 | 35 | 37 | 6 | 0
2015 | PJM_E_2_NYISO_J-K | PJM_E | NYISO_J-K | Internal | Summer | B10 | 1262 | 330 | 0 | 32.85 | 37 | 6 | 0
2015 | PJM_E_2_NYISO_J-K | PJM_E | NYISO_J-K | Internal | Winter | B16 | 25 | 330 | 0 | 48.86 | 50.99 | 6 | 0
2015 | PJM_E_2_NYISO_J-K | PJM_E | NYISO_J-K | Internal | Winter | B17 | 100 | 330 | 145.42 | 43.95 | 49.95 | 6 | 0
2015 | PJM_E_2_NYISO_J-K | PJM_E | NYISO_J-K | Internal | Winter | B18 | 400 | 330 | 330 | 42.08 | 48.09 | 6 | 0.01
2015 | PJM_E_2_NYISO_J-K | PJM_E | NYISO_J-K | Internal | Winter | B19 | 700 | 330 | 330 | 41.53 | 47.94 | 6 | 0.4
2015 | PJM_E_2_NYISO_J-K | PJM_E | NYISO_J-K | Internal | Winter | B20 | 935 | 330 | 330 | 36.71 | 45.71 | 6 | 3.01
2015 | PJM_E_2_PJM_ROM | PJM_E | PJM_ROM | Internal | Shoulder | B11 | 25 | 8000 | 1465.87 | 47.92 | 47.93 | 0.01 | 0
2015 | PJM_E_2_PJM_ROM | PJM_E | PJM_ROM | Internal | Shoulder | B12 | 200 | 8000 | 0 | 41.06 | 41.05 | 0.01 | 0
2015 | PJM_E_2_PJM_ROM | PJM_E | PJM_ROM | Internal | Shoulder | B13 | 600 | 8000 | 0 | 39.26 | 39.25 | 0.01 | 0
2015 | PJM_E_2_PJM_ROM | PJM_E | PJM_ROM | Internal | Shoulder | B14 | 900 | 8000 | 0 | 37.16 | 37.15 | 0.01 | 0
2015 | PJM_E_2_PJM_ROM | PJM_E | PJM_ROM | Internal | Shoulder | B15 | 1203 | 8000 | 0 | 36.02 | 36.01 | 0.01 | 0
2015 | PJM_E_2_PJM_ROM | PJM_E | PJM_ROM | Internal | Summer | B1 | 10 | 8000 | 0 | 61.81 | 61.8 | 0.01 | 0
2015 | PJM_E_2_PJM_ROM | PJM_E | PJM_ROM | Internal | Summer | B2 | 25 | 8000 | 0 | 60.13 | 60.12 | 0.01 | 0
2015 | PJM_E_2_PJM_ROM | PJM_E | PJM_ROM | Internal | Summer | B3 | 75 | 8000 | 0 | 57.99 | 57.98 | 0.01 | 0
2015 | PJM_E_2_PJM_ROM | PJM_E | PJM_ROM | Internal | Summer | B4 | 100 | 8000 | 0 | 57.2 | 57.19 | 0.01 | 0
2015 | PJM_E_2_PJM_ROM | PJM_E | PJM_ROM | Internal | Summer | B5 | 200 | 8000 | 0 | 48.04 | 48.03 | 0.01 | 0
2015 | PJM_E_2_PJM_ROM | PJM_E | PJM_ROM | Internal | Summer | B6 | 300 | 8000 | 0 | 42.85 | 42.84 | 0.01 | 0
2015 | PJM_E_2_PJM_ROM | PJM_E | PJM_ROM | Internal | Summer | B7 | 400 | 8000 | 0 | 37.54 | 37.53 | 0.01 | 0
2015 | PJM_E_2_PJM_ROM | PJM_E | PJM_ROM | Internal | Summer | B8 | 500 | 8000 | 0 | 37.01 | 37 | 0.01 | 0
2015 | PJM_E_2_PJM_ROM | PJM_E | PJM_ROM | Internal | Summer | B9 | 800 | 8000 | 0 | 35 | 34.98 | 0.01 | 0
2015 | PJM_E_2_PJM_ROM | PJM_E | PJM_ROM | Internal | Summer | B10 | 1262 | 8000 | 0 | 32.85 | 32.84 | 0.01 | 0
2015 | PJM_E_2_PJM_ROM | PJM_E | PJM_ROM | Internal | Winter | B16 | 25 | 8000 | 0 | 48.86 | 48.84 | 0.01 | 0
2015 | PJM_E_2_PJM_ROM | PJM_E | PJM_ROM | Internal | Winter | B17 | 100 | 8000 | 0 | 43.95 | 43.94 | 0.01 | 0
2015 | PJM_E_2_PJM_ROM | PJM_E | PJM_ROM | Internal | Winter | B18 | 400 | 8000 | 0 | 42.08 | 42.06 | 0.01 | 0
2015 | PJM_E_2_PJM_ROM | PJM_E | PJM_ROM | Internal | Winter | B19 | 700 | 8000 | 0 | 41.53 | 41.52 | 0.01 | 0
2015 | PJM_E_2_PJM_ROM | PJM_E | PJM_ROM | Internal | Winter | B20 | 935 | 8000 | 0 | 36.71 | 36.69 | 0.01 | 0
2015 | PJM_ROR_2_MISO_IN | PJM_ROR | MISO_IN | Internal | Shoulder | B11 | 25 | 909 | 0 | 47.94 | 47.8 | 2 | 0
2015 | PJM_ROR_2_MISO_IN | PJM_ROR | MISO_IN | Internal | Shoulder | B12 | 200 | 909 | 0 | 41.04 | 39.04 | 2 | 0
2015 | PJM_ROR_2_MISO_IN | PJM_ROR | MISO_IN | Internal | Shoulder | B13 | 600 | 909 | 0 | 39.24 | 37.24 | 2 | 0
2015 | PJM_ROR_2_MISO_IN | PJM_ROR | MISO_IN | Internal | Shoulder | B14 | 900 | 909 | 0 | 37.13 | 35.13 | 2 | 0
2015 | PJM_ROR_2_MISO_IN | PJM_ROR | MISO_IN | Internal | Shoulder | B15 | 1203 | 909 | 0 | 35.05 | 34.1 | 2 | 0
2015 | PJM_ROR_2_MISO_IN | PJM_ROR | MISO_IN | Internal | Summer | B1 | 10 | 909 | 0 | 61.78 | 59.8 | 2 | 0
2015 | PJM_ROR_2_MISO_IN | PJM_ROR | MISO_IN | Internal | Summer | B2 | 25 | 909 | 0 | 60.11 | 58.12 | 2 | 0
2015 | PJM_ROR_2_MISO_IN | PJM_ROR | MISO_IN | Internal | Summer | B3 | 75 | 909 | 0 | 57.97 | 56.7 | 2 | 0
2015 | PJM_ROR_2_MISO_IN | PJM_ROR | MISO_IN | Internal | Summer | B4 | 100 | 909 | 0 | 57.18 | 55.18 | 2 | 0
2015 | PJM_ROR_2_MISO_IN | PJM_ROR | MISO_IN | Internal | Summer | B5 | 200 | 909 | 0 | 48.02 | 46.02 | 2 | 0
2015 | PJM_ROR_2_MISO_IN | PJM_ROR | MISO_IN | Internal | Summer | B6 | 300 | 909 | 0 | 42.82 | 40.84 | 2 | 0
2015 | PJM_ROR_2_MISO_IN | PJM_ROR | MISO_IN | Internal | Summer | B7 | 400 | 909 | 0 | 37.52 | 35.53 | 2 | 0
2015 | PJM_ROR_2_MISO_IN | PJM_ROR | MISO_IN | Internal | Summer | B8 | 500 | 909 | 0 | 36.2 | 34.19 | 2 | 0
2015 | PJM_ROR_2_MISO_IN | PJM_ROR | MISO_IN | Internal | Summer | B9 | 800 | 909 | 0 | 34.97 | 32.98 | 2 | 0
2015 | PJM_ROR_2_MISO_IN | PJM_ROR | MISO_IN | Internal | Summer | B10 | 1262 | 909 | 0 | 32 | 32.59 | 2 | 0
2015 | PJM_ROR_2_MISO_IN | PJM_ROR | MISO_IN | Internal | Winter | B16 | 25 | 909 | 0 | 48.83 | 46.84 | 2 | 0
2015 | PJM_ROR_2_MISO_IN | PJM_ROR | MISO_IN | Internal | Winter | B17 | 100 | 909 | 0 | 43.93 | 41.94 | 2 | 0
2015 | PJM_ROR_2_MISO_IN | PJM_ROR | MISO_IN | Internal | Winter | B18 | 400 | 909 | 0 | 39.58 | 37.59 | 2 | 0
2015 | PJM_ROR_2_MISO_IN | PJM_ROR | MISO_IN | Internal | Winter | B19 | 700 | 909 | 0 | 37.73 | 35.78 | 2 | 0
2015 | PJM_ROR_2_MISO_IN | PJM_ROR | MISO_IN | Internal | Winter | B20 | 935 | 909 | 0 | 34.45 | 33.44 | 2 | 0
2015 | PJM_ROR_2_MISO_MI | PJM_ROR | MISO_MI | Internal | Shoulder | B11 | 25 | 1305 | 0 | 47.94 | 47.79 | 2 | 0
2015 | PJM_ROR_2_MISO_MI | PJM_ROR | MISO_MI | Internal | Shoulder | B12 | 200 | 1305 | 0 | 41.04 | 39.04 | 2 | 0
2015 | PJM_ROR_2_MISO_MI | PJM_ROR | MISO_MI | Internal | Shoulder | B13 | 600 | 1305 | 0 | 39.24 | 37.24 | 2 | 0
2015 | PJM_ROR_2_MISO_MI | PJM_ROR | MISO_MI | Internal | Shoulder | B14 | 900 | 1305 | 0 | 37.13 | 35.13 | 2 | 0
2015 | PJM_ROR_2_MISO_MI | PJM_ROR | MISO_MI | Internal | Shoulder | B15 | 1203 | 1305 | 0 | 35.05 | 34.11 | 2 | 0
2015 | PJM_ROR_2_MISO_MI | PJM_ROR | MISO_MI | Internal | Summer | B1 | 10 | 1305 | 0 | 61.78 | 59.09 | 2 | 0
2015 | PJM_ROR_2_MISO_MI | PJM_ROR | MISO_MI | Internal | Summer | B2 | 25 | 1305 | 0 | 60.11 | 58.11 | 2 | 0
2015 | PJM_ROR_2_MISO_MI | PJM_ROR | MISO_MI | Internal | Summer | B3 | 75 | 1305 | 0 | 57.97 | 53.68 | 2 | 0
2015 | PJM_ROR_2_MISO_MI | PJM_ROR | MISO_MI | Internal | Summer | B4 | 100 | 1305 | 0 | 57.18 | 53.68 | 2 | 0
2015 | PJM_ROR_2_MISO_MI | PJM_ROR | MISO_MI | Internal | Summer | B5 | 200 | 1305 | 0 | 48.02 | 45.85 | 2 | 0
2015 | PJM_ROR_2_MISO_MI | PJM_ROR | MISO_MI | Internal | Summer | B6 | 300 | 1305 | 0 | 42.82 | 40.82 | 2 | 0
2015 | PJM_ROR_2_MISO_MI | PJM_ROR | MISO_MI | Internal | Summer | B7 | 400 | 1305 | 0 | 37.52 | 35.52 | 2 | 0
2015 | PJM_ROR_2_MISO_MI | PJM_ROR | MISO_MI | Internal | Summer | B8 | 500 | 1305 | 0 | 36.2 | 34.2 | 2 | 0
2015 | PJM_ROR_2_MISO_MI | PJM_ROR | MISO_MI | Internal | Summer | B9 | 800 | 1305 | 0 | 34.97 | 33 | 2 | 0
2015 | PJM_ROR_2_MISO_MI | PJM_ROR | MISO_MI | Internal | Summer | B10 | 1262 | 1305 | 0 | 32 | 32.6 | 2 | 0
2015 | PJM_ROR_2_MISO_MI | PJM_ROR | MISO_MI | Internal | Winter | B16 | 25 | 1305 | 0 | 48.83 | 46.83 | 2 | 0
2015 | PJM_ROR_2_MISO_MI | PJM_ROR | MISO_MI | Internal | Winter | B17 | 100 | 1305 | 0 | 43.93 | 41.93 | 2 | 0
2015 | PJM_ROR_2_MISO_MI | PJM_ROR | MISO_MI | Internal | Winter | B18 | 400 | 1305 | 0 | 39.58 | 37.58 | 2 | 0
2015 | PJM_ROR_2_MISO_MI | PJM_ROR | MISO_MI | Internal | Winter | B19 | 700 | 1305 | 0 | 37.73 | 35.79 | 2 | 0
2015 | PJM_ROR_2_MISO_MI | PJM_ROR | MISO_MI | Internal | Winter | B20 | 935 | 1305 | 0 | 34.45 | 33.45 | 2 | 0
2015 | PJM_ROR_2_MISO_MO-IL | PJM_ROR | MISO_MO-IL | Internal | Shoulder | B11 | 25 | 1111 | 0 | 47.94 | 47.81 | 2 | 0
2015 | PJM_ROR_2_MISO_MO-IL | PJM_ROR | MISO_MO-IL | Internal | Shoulder | B12 | 200 | 1111 | 0 | 41.04 | 39.03 | 2 | 0
2015 | PJM_ROR_2_MISO_MO-IL | PJM_ROR | MISO_MO-IL | Internal | Shoulder | B13 | 600 | 1111 | 0 | 39.24 | 37.23 | 2 | 0
2015 | PJM_ROR_2_MISO_MO-IL | PJM_ROR | MISO_MO-IL | Internal | Shoulder | B14 | 900 | 1111 | 0 | 37.13 | 35.12 | 2 | 0
2015 | PJM_ROR_2_MISO_MO-IL | PJM_ROR | MISO_MO-IL | Internal | Shoulder | B15 | 1203 | 1111 | 0 | 35.05 | 33.05 | 2 | 0
2015 | PJM_ROR_2_MISO_MO-IL | PJM_ROR | MISO_MO-IL | Internal | Summer | B1 | 10 | 1111 | 0 | 61.78 | 59.78 | 2 | 0
2015 | PJM_ROR_2_MISO_MO-IL | PJM_ROR | MISO_MO-IL | Internal | Summer | B2 | 25 | 1111 | 0 | 60.11 | 58.11 | 2 | 0
2015 | PJM_ROR_2_MISO_MO-IL | PJM_ROR | MISO_MO-IL | Internal | Summer | B3 | 75 | 1111 | 0 | 57.97 | 56.69 | 2 | 0
2015 | PJM_ROR_2_MISO_MO-IL | PJM_ROR | MISO_MO-IL | Internal | Summer | B4 | 100 | 1111 | 0 | 57.18 | 55.18 | 2 | 0
2015 | PJM_ROR_2_MISO_MO-IL | PJM_ROR | MISO_MO-IL | Internal | Summer | B5 | 200 | 1111 | 0 | 48.02 | 46.02 | 2 | 0
2015 | PJM_ROR_2_MISO_MO-IL | PJM_ROR | MISO_MO-IL | Internal | Summer | B6 | 300 | 1111 | 0 | 42.82 | 40.82 | 2 | 0
2015 | PJM_ROR_2_MISO_MO-IL | PJM_ROR | MISO_MO-IL | Internal | Summer | B7 | 400 | 1111 | 0 | 37.52 | 35.52 | 2 | 0
2015 | PJM_ROR_2_MISO_MO-IL | PJM_ROR | MISO_MO-IL | Internal | Summer | B8 | 500 | 1111 | 0 | 36.2 | 34.18 | 2 | 0
2015 | PJM_ROR_2_MISO_MO-IL | PJM_ROR | MISO_MO-IL | Internal | Summer | B9 | 800 | 1111 | 0 | 34.97 | 32.97 | 2 | 0
2015 | PJM_ROR_2_MISO_MO-IL | PJM_ROR | MISO_MO-IL | Internal | Summer | B10 | 1262 | 1111 | 0 | 32 | 30 | 2 | 0
2015 | PJM_ROR_2_MISO_MO-IL | PJM_ROR | MISO_MO-IL | Internal | Winter | B16 | 25 | 1111 | 0 | 48.83 | 46.83 | 2 | 0
2015 | PJM_ROR_2_MISO_MO-IL | PJM_ROR | MISO_MO-IL | Internal | Winter | B17 | 100 | 1111 | 0 | 43.93 | 41.93 | 2 | 0
2015 | PJM_ROR_2_MISO_MO-IL | PJM_ROR | MISO_MO-IL | Internal | Winter | B18 | 400 | 1111 | 0 | 39.58 | 37.58 | 2 | 0
2015 | PJM_ROR_2_MISO_MO-IL | PJM_ROR | MISO_MO-IL | Internal | Winter | B19 | 700 | 1111 | 0 | 37.73 | 35.76 | 2 | 0
2015 | PJM_ROR_2_MISO_MO-IL | PJM_ROR | MISO_MO-IL | Internal | Winter | B20 | 935 | 1111 | 0 | 34.45 | 32.45 | 2 | 0
2015 | PJM_ROR_2_MISO_W | PJM_ROR | MISO_W | Internal | Shoulder | B11 | 25 | 709 | 0 | 47.94 | 47.82 | 2 | 0
2015 | PJM_ROR_2_MISO_W | PJM_ROR | MISO_W | Internal | Shoulder | B12 | 200 | 709 | 0 | 41.04 | 39.04 | 2 | 0
2015 | PJM_ROR_2_MISO_W | PJM_ROR | MISO_W | Internal | Shoulder | B13 | 600 | 709 | 0 | 39.24 | 37.4 | 2 | 0
2015 | PJM_ROR_2_MISO_W | PJM_ROR | MISO_W | Internal | Shoulder | B14 | 900 | 709 | 0 | 37.13 | 35.71 | 2 | 0
2015 | PJM_ROR_2_MISO_W | PJM_ROR | MISO_W | Internal | Shoulder | B15 | 1203 | 709 | 0 | 35.05 | 34.13 | 2 | 0
2015 | PJM_ROR_2_MISO_W | PJM_ROR | MISO_W | Internal | Summer | B1 | 10 | 709 | 0 | 61.78 | 59.77 | 2 | 0
2015 | PJM_ROR_2_MISO_W | PJM_ROR | MISO_W | Internal | Summer | B2 | 25 | 709 | 0 | 60.11 | 58.72 | 2 | 0
2015 | PJM_ROR_2_MISO_W | PJM_ROR | MISO_W | Internal | Summer | B3 | 75 | 709 | 0 | 57.97 | 58.72 | 2 | 0
2015 | PJM_ROR_2_MISO_W | PJM_ROR | MISO_W | Internal | Summer | B4 | 100 | 709 | 0 | 57.18 | 57.7 | 2 | 0
2015 | PJM_ROR_2_MISO_W | PJM_ROR | MISO_W | Internal | Summer | B5 | 200 | 709 | 155.3 | 48.02 | 50.02 | 2 | 0
2015 | PJM_ROR_2_MISO_W | PJM_ROR | MISO_W | Internal | Summer | B6 | 300 | 709 | 0 | 42.82 | 41.82 | 2 | 0
2015 | PJM_ROR_2_MISO_W | PJM_ROR | MISO_W | Internal | Summer | B7 | 400 | 709 | 0 | 37.52 | 35.53 | 2 | 0
2015 | PJM_ROR_2_MISO_W | PJM_ROR | MISO_W | Internal | Summer | B8 | 500 | 709 | 0 | 36.2 | 34.2 | 2 | 0
2015 | PJM_ROR_2_MISO_W | PJM_ROR | MISO_W | Internal | Summer | B9 | 800 | 709 | 0 | 34.97 | 33.92 | 2 | 0
2015 | PJM_ROR_2_MISO_W | PJM_ROR | MISO_W | Internal | Summer | B10 | 1262 | 709 | 0 | 32 | 30.1 | 2 | 0
2015 | PJM_ROR_2_MISO_W | PJM_ROR | MISO_W | Internal | Winter | B16 | 25 | 709 | 0 | 48.83 | 46.82 | 2 | 0
2015 | PJM_ROR_2_MISO_W | PJM_ROR | MISO_W | Internal | Winter | B17 | 100 | 709 | 0 | 43.93 | 41.92 | 2 | 0
2015 | PJM_ROR_2_MISO_W | PJM_ROR | MISO_W | Internal | Winter | B18 | 400 | 709 | 0 | 39.58 | 38.08 | 2 | 0
2015 | PJM_ROR_2_MISO_W | PJM_ROR | MISO_W | Internal | Winter | B19 | 700 | 709 | 0 | 37.73 | 37.72 | 2 | 0
2015 | PJM_ROR_2_MISO_W | PJM_ROR | MISO_W | Internal | Winter | B20 | 935 | 709 | 0 | 34.45 | 32.46 | 2 | 0
2015 | PJM_ROR_2_MISO_WUMS | PJM_ROR | MISO_WUMS | Internal | Shoulder | B11 | 25 | 1467 | 0 | 47.94 | 47.83 | 2 | 0
2015 | PJM_ROR_2_MISO_WUMS | PJM_ROR | MISO_WUMS | Internal | Shoulder | B12 | 200 | 1467 | 0 | 41.04 | 39.05 | 2 | 0
2015 | PJM_ROR_2_MISO_WUMS | PJM_ROR | MISO_WUMS | Internal | Shoulder | B13 | 600 | 1467 | 0 | 39.24 | 37.41 | 2 | 0
2015 | PJM_ROR_2_MISO_WUMS | PJM_ROR | MISO_WUMS | Internal | Shoulder | B14 | 900 | 1467 | 0 | 37.13 | 35.72 | 2 | 0
2015 | PJM_ROR_2_MISO_WUMS | PJM_ROR | MISO_WUMS | Internal | Shoulder | B15 | 1203 | 1467 | 0 | 35.05 | 34.14 | 2 | 0
2015 | PJM_ROR_2_MISO_WUMS | PJM_ROR | MISO_WUMS | Internal | Summer | B1 | 10 | 1467 | 0 | 61.78 | 59.78 | 2 | 0
2015 | PJM_ROR_2_MISO_WUMS | PJM_ROR | MISO_WUMS | Internal | Summer | B2 | 25 | 1467 | 0 | 60.11 | 58.74 | 2 | 0
2015 | PJM_ROR_2_MISO_WUMS | PJM_ROR | MISO_WUMS | Internal | Summer | B3 | 75 | 1467 | 0 | 57.97 | 58.74 | 2 | 0
2015 | PJM_ROR_2_MISO_WUMS | PJM_ROR | MISO_WUMS | Internal | Summer | B4 | 100 | 1467 | 0 | 57.18 | 57.71 | 2 | 0
2015 | PJM_ROR_2_MISO_WUMS | PJM_ROR | MISO_WUMS | Internal | Summer | B5 | 200 | 1467 | 0 | 48.02 | 50.01 | 2 | 0
2015 | PJM_ROR_2_MISO_WUMS | PJM_ROR | MISO_WUMS | Internal | Summer | B6 | 300 | 1467 | 0 | 42.82 | 41.81 | 2 | 0
2015 | PJM_ROR_2_MISO_WUMS | PJM_ROR | MISO_WUMS | Internal | Summer | B7 | 400 | 1467 | 0 | 37.52 | 35.54 | 2 | 0
2015 | PJM_ROR_2_MISO_WUMS | PJM_ROR | MISO_WUMS | Internal | Summer | B8 | 500 | 1467 | 0 | 36.2 | 34.21 | 2 | 0
2015 | PJM_ROR_2_MISO_WUMS | PJM_ROR | MISO_WUMS | Internal | Summer | B9 | 800 | 1467 | 0 | 34.97 | 33.91 | 2 | 0
2015 | PJM_ROR_2_MISO_WUMS | PJM_ROR | MISO_WUMS | Internal | Summer | B10 | 1262 | 1467 | 0 | 32 | 32.98 | 2 | 0
2015 | PJM_ROR_2_MISO_WUMS | PJM_ROR | MISO_WUMS | Internal | Winter | B16 | 25 | 1467 | 0 | 48.83 | 46.83 | 2 | 0
2015 | PJM_ROR_2_MISO_WUMS | PJM_ROR | MISO_WUMS | Internal | Winter | B17 | 100 | 1467 | 0 | 43.93 | 41.93 | 2 | 0
2015 | PJM_ROR_2_MISO_WUMS | PJM_ROR | MISO_WUMS | Internal | Winter | B18 | 400 | 1467 | 0 | 39.58 | 38.06 | 2 | 0
2015 | PJM_ROR_2_MISO_WUMS | PJM_ROR | MISO_WUMS | Internal | Winter | B19 | 700 | 1467 | 0 | 37.73 | 37.71 | 2 | 0
2015 | PJM_ROR_2_MISO_WUMS | PJM_ROR | MISO_WUMS | Internal | Winter | B20 | 935 | 1467 | 0 | 34.45 | 33.6 | 2 | 0
2015 | PJM_ROR_2_PJM_ROM | PJM_ROR | PJM_ROM | Internal | Shoulder | B11 | 25 | 8000 | 0 | 47.94 | 47.93 | 0.01 | 0
2015 | PJM_ROR_2_PJM_ROM | PJM_ROR | PJM_ROM | Internal | Shoulder | B12 | 200 | 8000 | 2315.69 | 41.04 | 41.05 | 0.01 | 0
2015 | PJM_ROR_2_PJM_ROM | PJM_ROR | PJM_ROM | Internal | Shoulder | B13 | 600 | 8000 | 4671.12 | 39.24 | 39.25 | 0.01 | 0
2015 | PJM_ROR_2_PJM_ROM | PJM_ROR | PJM_ROM | Internal | Shoulder | B14 | 900 | 8000 | 6388.97 | 37.13 | 37.15 | 0.01 | 0
2015 | PJM_ROR_2_PJM_ROM | PJM_ROR | PJM_ROM | Internal | Shoulder | B15 | 1203 | 8000 | 8000 | 35.05 | 36.01 | 0.01 | 0.95
2015 | PJM_ROR_2_PJM_ROM | PJM_ROR | PJM_ROM | Internal | Summer | B1 | 10 | 8000 | 5820.39 | 61.78 | 61.8 | 0.01 | 0
2015 | PJM_ROR_2_PJM_ROM | PJM_ROR | PJM_ROM | Internal | Summer | B2 | 25 | 8000 | 6675.98 | 60.11 | 60.12 | 0.01 | 0
2015 | PJM_ROR_2_PJM_ROM | PJM_ROR | PJM_ROM | Internal | Summer | B3 | 75 | 8000 | 1380.04 | 57.97 | 57.98 | 0.01 | 0
2015 | PJM_ROR_2_PJM_ROM | PJM_ROR | PJM_ROM | Internal | Summer | B4 | 100 | 8000 | 899.34 | 57.18 | 57.19 | 0.01 | 0
2015 | PJM_ROR_2_PJM_ROM | PJM_ROR | PJM_ROM | Internal | Summer | B5 | 200 | 8000 | 2628.93 | 48.02 | 48.03 | 0.01 | 0
2015 | PJM_ROR_2_PJM_ROM | PJM_ROR | PJM_ROM | Internal | Summer | B6 | 300 | 8000 | 2806.06 | 42.82 | 42.84 | 0.01 | 0
2015 | PJM_ROR_2_PJM_ROM | PJM_ROR | PJM_ROM | Internal | Summer | B7 | 400 | 8000 | 4637.87 | 37.52 | 37.53 | 0.01 | 0
2015 | PJM_ROR_2_PJM_ROM | PJM_ROR | PJM_ROM | Internal | Summer | B8 | 500 | 8000 | 8000 | 36.2 | 37 | 0.01 | 0.78
2015 | PJM_ROR_2_PJM_ROM | PJM_ROR | PJM_ROM | Internal | Summer | B9 | 800 | 8000 | 7365.81 | 34.97 | 34.98 | 0.01 | 0
2015 | PJM_ROR_2_PJM_ROM | PJM_ROR | PJM_ROM | Internal | Summer | B10 | 1262 | 8000 | 8000 | 32 | 32.84 | 0.01 | 0.83
2015 | PJM_ROR_2_PJM_ROM | PJM_ROR | PJM_ROM | Internal | Winter | B16 | 25 | 8000 | 3636.32 | 48.83 | 48.84 | 0.01 | 0
2015 | PJM_ROR_2_PJM_ROM | PJM_ROR | PJM_ROM | Internal | Winter | B17 | 100 | 8000 | 7777.45 | 43.93 | 43.94 | 0.01 | 0
2015 | PJM_ROR_2_PJM_ROM | PJM_ROR | PJM_ROM | Internal | Winter | B18 | 400 | 8000 | 8000 | 39.58 | 42.06 | 0.01 | 2.47
2015 | PJM_ROR_2_PJM_ROM | PJM_ROR | PJM_ROM | Internal | Winter | B19 | 700 | 8000 | 8000 | 37.73 | 41.52 | 0.01 | 3.78
2015 | PJM_ROR_2_PJM_ROM | PJM_ROR | PJM_ROM | Internal | Winter | B20 | 935 | 8000 | 8000 | 34.45 | 36.69 | 0.01 | 2.24
2015 | PJM_ROR_2_TVA_Transmission | PJM_ROR | TVA_Transmission | Internal | Shoulder | B11 | 25 | 2500 | 631.99 | 47.94 | 53.94 | 6 | 0
2015 | PJM_ROR_2_TVA_Transmission | PJM_ROR | TVA_Transmission | Internal | Shoulder | B12 | 200 | 2500 | 0 | 41.04 | 43.42 | 6 | 0
2015 | PJM_ROR_2_TVA_Transmission | PJM_ROR | TVA_Transmission | Internal | Shoulder | B13 | 600 | 2500 | 0 | 39.24 | 41.77 | 6 | 0
2015 | PJM_ROR_2_TVA_Transmission | PJM_ROR | TVA_Transmission | Internal | Shoulder | B14 | 900 | 2500 | 0 | 37.13 | 40.43 | 6 | 0
2015 | PJM_ROR_2_TVA_Transmission | PJM_ROR | TVA_Transmission | Internal | Shoulder | B15 | 1203 | 2500 | 0 | 35.05 | 39.76 | 6 | 0
2015 | PJM_ROR_2_TVA_Transmission | PJM_ROR | TVA_Transmission | Internal | Summer | B1 | 10 | 2500 | 1069.61 | 61.78 | 67.78 | 6 | 0
2015 | PJM_ROR_2_TVA_Transmission | PJM_ROR | TVA_Transmission | Internal | Summer | B2 | 25 | 2500 | 798.41 | 60.11 | 66.11 | 6 | 0
2015 | PJM_ROR_2_TVA_Transmission | PJM_ROR | TVA_Transmission | Internal | Summer | B3 | 75 | 2500 | 1308.67 | 57.97 | 63.97 | 6 | 0
2015 | PJM_ROR_2_TVA_Transmission | PJM_ROR | TVA_Transmission | Internal | Summer | B4 | 100 | 2500 | 481.36 | 57.18 | 63.18 | 6 | 0
2015 | PJM_ROR_2_TVA_Transmission | PJM_ROR | TVA_Transmission | Internal | Summer | B5 | 200 | 2500 | 0 | 48.02 | 53.22 | 6 | 0
2015 | PJM_ROR_2_TVA_Transmission | PJM_ROR | TVA_Transmission | Internal | Summer | B6 | 300 | 2500 | 0 | 42.82 | 45.74 | 6 | 0
2015 | PJM_ROR_2_TVA_Transmission | PJM_ROR | TVA_Transmission | Internal | Summer | B7 | 400 | 2500 | 0 | 37.52 | 42.6 | 6 | 0
2015 | PJM_ROR_2_TVA_Transmission | PJM_ROR | TVA_Transmission | Internal | Summer | B8 | 500 | 2500 | 0 | 36.2 | 39.32 | 6 | 0
2015 | PJM_ROR_2_TVA_Transmission | PJM_ROR | TVA_Transmission | Internal | Summer | B9 | 800 | 2500 | 0 | 34.97 | 38.87 | 6 | 0
2015 | PJM_ROR_2_TVA_Transmission | PJM_ROR | TVA_Transmission | Internal | Summer | B10 | 1262 | 2500 | 0 | 32 | 36.59 | 6 | 0
2015 | PJM_ROR_2_TVA_Transmission | PJM_ROR | TVA_Transmission | Internal | Winter | B16 | 25 | 2500 | 18.16 | 48.83 | 54.83 | 6 | 0
2015 | PJM_ROR_2_TVA_Transmission | PJM_ROR | TVA_Transmission | Internal | Winter | B17 | 100 | 2500 | 0 | 43.93 | 46.04 | 6 | 0
2015 | PJM_ROR_2_TVA_Transmission | PJM_ROR | TVA_Transmission | Internal | Winter | B18 | 400 | 2500 | 0 | 39.58 | 42.25 | 6 | 0
2015 | PJM_ROR_2_TVA_Transmission | PJM_ROR | TVA_Transmission | Internal | Winter | B19 | 700 | 2500 | 0 | 37.73 | 40.67 | 6 | 0
2015 | PJM_ROR_2_TVA_Transmission | PJM_ROR | TVA_Transmission | Internal | Winter | B20 | 935 | 2500 | 0 | 34.45 | 39.54 | 6 | 0
2015 | PJM_ROR_2_VACAR | PJM_ROR | VACAR | Internal | Shoulder | B11 | 25 | 3000 | 3000 | 47.94 | 55.72 | 6 | 1.78
2015 | PJM_ROR_2_VACAR | PJM_ROR | VACAR | Internal | Shoulder | B12 | 200 | 3000 | 1791.68 | 41.04 | 47.04 | 6 | 0
2015 | PJM_ROR_2_VACAR | PJM_ROR | VACAR | Internal | Shoulder | B13 | 600 | 3000 | 2024.86 | 39.24 | 45.24 | 6 | 0
2015 | PJM_ROR_2_VACAR | PJM_ROR | VACAR | Internal | Shoulder | B14 | 900 | 3000 | 2046.38 | 37.13 | 43.13 | 6 | 0
2015 | PJM_ROR_2_VACAR | PJM_ROR | VACAR | Internal | Shoulder | B15 | 1203 | 3000 | 3000 | 35.05 | 41.96 | 6 | 0.92
2015 | PJM_ROR_2_VACAR | PJM_ROR | VACAR | Internal | Summer | B1 | 10 | 3000 | 3000 | 61.78 | 69.41 | 6 | 1.62
2015 | PJM_ROR_2_VACAR | PJM_ROR | VACAR | Internal | Summer | B2 | 25 | 3000 | 3000 | 60.11 | 69.41 | 6 | 3.3
2015 | PJM_ROR_2_VACAR | PJM_ROR | VACAR | Internal | Summer | B3 | 75 | 3000 | 3000 | 57.97 | 69.41 | 6 | 5.44
2015 | PJM_ROR_2_VACAR | PJM_ROR | VACAR | Internal | Summer | B4 | 100 | 3000 | 2169.39 | 57.18 | 63.18 | 6 | 0
2015 | PJM_ROR_2_VACAR | PJM_ROR | VACAR | Internal | Summer | B5 | 200 | 3000 | 3000 | 48.02 | 56.17 | 6 | 2.15
2015 | PJM_ROR_2_VACAR | PJM_ROR | VACAR | Internal | Summer | B6 | 300 | 3000 | 1338.43 | 42.82 | 48.82 | 6 | 0
2015 | PJM_ROR_2_VACAR | PJM_ROR | VACAR | Internal | Summer | B7 | 400 | 3000 | 3000 | 37.52 | 44.43 | 6 | 0.91
2015 | PJM_ROR_2_VACAR | PJM_ROR | VACAR | Internal | Summer | B8 | 500 | 3000 | 3000 | 36.2 | 42.57 | 6 | 0.37
2015 | PJM_ROR_2_VACAR | PJM_ROR | VACAR | Internal | Summer | B9 | 800 | 3000 | 3000 | 34.97 | 41.81 | 6 | 0.84
2015 | PJM_ROR_2_VACAR | PJM_ROR | VACAR | Internal | Summer | B10 | 1262 | 3000 | 3000 | 32 | 40.35 | 6 | 2.35
2015 | PJM_ROR_2_VACAR | PJM_ROR | VACAR | Internal | Winter | B16 | 25 | 3000 | 3000 | 48.83 | 58.72 | 6 | 3.89
2015 | PJM_ROR_2_VACAR | PJM_ROR | VACAR | Internal | Winter | B17 | 100 | 3000 | 13.28 | 43.93 | 49.93 | 6 | 0
2015 | PJM_ROR_2_VACAR | PJM_ROR | VACAR | Internal | Winter | B18 | 400 | 3000 | 1085.41 | 39.58 | 45.58 | 6 | 0
2015 | PJM_ROR_2_VACAR | PJM_ROR | VACAR | Internal | Winter | B19 | 700 | 3000 | 180.49 | 37.73 | 43.73 | 6 | 0
2015 | PJM_ROR_2_VACAR | PJM_ROR | VACAR | Internal | Winter | B20 | 935 | 3000 | 3000 | 34.45 | 42.26 | 6 | 1.81
2015 | PJM_ROM_2_NYISO_A-F | PJM_ROM | NYISO_A-F | Internal | Shoulder | B11 | 25 | 2000 | 0 | 47.93 | 39.93 | 6 | 0
2015 | PJM_ROM_2_NYISO_A-F | PJM_ROM | NYISO_A-F | Internal | Shoulder | B12 | 200 | 2000 | 0 | 41.05 | 39.69 | 6 | 0
2015 | PJM_ROM_2_NYISO_A-F | PJM_ROM | NYISO_A-F | Internal | Shoulder | B13 | 600 | 2000 | 0 | 39.25 | 37.95 | 6 | 0
2015 | PJM_ROM_2_NYISO_A-F | PJM_ROM | NYISO_A-F | Internal | Shoulder | B14 | 900 | 2000 | 0 | 37.15 | 37.75 | 6 | 0
2015 | PJM_ROM_2_NYISO_A-F | PJM_ROM | NYISO_A-F | Internal | Shoulder | B15 | 1203 | 2000 | 0 | 36.01 | 37.75 | 6 | 0
2015 | PJM_ROM_2_NYISO_A-F | PJM_ROM | NYISO_A-F | Internal | Summer | B1 | 10 | 2000 | 0 | 61.8 | 51.68 | 6 | 0
2015 | PJM_ROM_2_NYISO_A-F | PJM_ROM | NYISO_A-F | Internal | Summer | B2 | 25 | 2000 | 0 | 60.12 | 50.55 | 6 | 0
2015 | PJM_ROM_2_NYISO_A-F | PJM_ROM | NYISO_A-F | Internal | Summer | B3 | 75 | 2000 | 0 | 57.98 | 45.81 | 6 | 0
2015 | PJM_ROM_2_NYISO_A-F | PJM_ROM | NYISO_A-F | Internal | Summer | B4 | 100 | 2000 | 0 | 57.19 | 45.07 | 6 | 0
2015 | PJM_ROM_2_NYISO_A-F | PJM_ROM | NYISO_A-F | Internal | Summer | B5 | 200 | 2000 | 0 | 48.03 | 42.3 | 6 | 0
2015 | PJM_ROM_2_NYISO_A-F | PJM_ROM | NYISO_A-F | Internal | Summer | B6 | 300 | 2000 | 0 | 42.84 | 38.6 | 6 | 0
2015 | PJM_ROM_2_NYISO_A-F | PJM_ROM | NYISO_A-F | Internal | Summer | B7 | 400 | 2000 | 0 | 37.53 | 37.05 | 6 | 0
2015 | PJM_ROM_2_NYISO_A-F | PJM_ROM | NYISO_A-F | Internal | Summer | B8 | 500 | 2000 | 0 | 37 | 37 | 6 | 0
2015 | PJM_ROM_2_NYISO_A-F | PJM_ROM | NYISO_A-F | Internal | Summer | B9 | 800 | 2000 | 0 | 34.98 | 36.98 | 6 | 0
2015 | PJM_ROM_2_NYISO_A-F | PJM_ROM | NYISO_A-F | Internal | Summer | B10 | 1262 | 2000 | 0 | 32.84 | 36.98 | 6 | 0
2015 | PJM_ROM_2_NYISO_A-F | PJM_ROM | NYISO_A-F | Internal | Winter | B16 | 25 | 2000 | 0 | 48.84 | 42.35 | 6 | 0
2015 | PJM_ROM_2_NYISO_A-F | PJM_ROM | NYISO_A-F | Internal | Winter | B17 | 100 | 2000 | 0 | 43.94 | 42.35 | 6 | 0
2015 | PJM_ROM_2_NYISO_A-F | PJM_ROM | NYISO_A-F | Internal | Winter | B18 | 400 | 2000 | 0 | 42.06 | 42.35 | 6 | 0
2015 | PJM_ROM_2_NYISO_A-F | PJM_ROM | NYISO_A-F | Internal | Winter | B19 | 700 | 2000 | 0 | 41.52 | 42.35 | 6 | 0
2015 | PJM_ROM_2_NYISO_A-F | PJM_ROM | NYISO_A-F | Internal | Winter | B20 | 935 | 2000 | 0 | 36.69 | 42.35 | 6 | 0
2015 | PJM_ROM_2_PJM_E | PJM_ROM | PJM_E | Internal | Shoulder | B11 | 25 | 8000 | 0 | 47.93 | 47.92 | 0.01 | 0
2015 | PJM_ROM_2_PJM_E | PJM_ROM | PJM_E | Internal | Shoulder | B12 | 200 | 8000 | 523.13 | 41.05 | 41.06 | 0.01 | 0
2015 | PJM_ROM_2_PJM_E | PJM_ROM | PJM_E | Internal | Shoulder | B13 | 600 | 8000 | 3761.57 | 39.25 | 39.26 | 0.01 | 0
2015 | PJM_ROM_2_PJM_E | PJM_ROM | PJM_E | Internal | Shoulder | B14 | 900 | 8000 | 2658.56 | 37.15 | 37.16 | 0.01 | 0
2015 | PJM_ROM_2_PJM_E | PJM_ROM | PJM_E | Internal | Shoulder | B15 | 1203 | 8000 | 3921.13 | 36.01 | 36.02 | 0.01 | 0
2015 | PJM_ROM_2_PJM_E | PJM_ROM | PJM_E | Internal | Summer | B1 | 10 | 8000 | 2626.59 | 61.8 | 61.81 | 0.01 | 0
2015 | PJM_ROM_2_PJM_E | PJM_ROM | PJM_E | Internal | Summer | B2 | 25 | 8000 | 3985.24 | 60.12 | 60.13 | 0.01 | 0
2015 | PJM_ROM_2_PJM_E | PJM_ROM | PJM_E | Internal | Summer | B3 | 75 | 8000 | 280.01 | 57.98 | 57.99 | 0.01 | 0
2015 | PJM_ROM_2_PJM_E | PJM_ROM | PJM_E | Internal | Summer | B4 | 100 | 8000 | 988.18 | 57.19 | 57.2 | 0.01 | 0
2015 | PJM_ROM_2_PJM_E | PJM_ROM | PJM_E | Internal | Summer | B5 | 200 | 8000 | 1347.19 | 48.03 | 48.04 | 0.01 | 0
2015 | PJM_ROM_2_PJM_E | PJM_ROM | PJM_E | Internal | Summer | B6 | 300 | 8000 | 859.32 | 42.84 | 42.85 | 0.01 | 0
2015 | PJM_ROM_2_PJM_E | PJM_ROM | PJM_E | Internal | Summer | B7 | 400 | 8000 | 1645.12 | 37.53 | 37.54 | 0.01 | 0
2015 | PJM_ROM_2_PJM_E | PJM_ROM | PJM_E | Internal | Summer | B8 | 500 | 8000 | 3466.22 | 37 | 37.01 | 0.01 | 0
2015 | PJM_ROM_2_PJM_E | PJM_ROM | PJM_E | Internal | Summer | B9 | 800 | 8000 | 1959.82 | 34.98 | 35 | 0.01 | 0
2015 | PJM_ROM_2_PJM_E | PJM_ROM | PJM_E | Internal | Summer | B10 | 1262 | 8000 | 3199.35 | 32.84 | 32.85 | 0.01 | 0
2015 | PJM_ROM_2_PJM_E | PJM_ROM | PJM_E | Internal | Winter | B16 | 25 | 8000 | 610.85 | 48.84 | 48.86 | 0.01 | 0
2015 | PJM_ROM_2_PJM_E | PJM_ROM | PJM_E | Internal | Winter | B17 | 100 | 8000 | 4964.27 | 43.94 | 43.95 | 0.01 | 0
2015 | PJM_ROM_2_PJM_E | PJM_ROM | PJM_E | Internal | Winter | B18 | 400 | 8000 | 4691.6 | 42.06 | 42.08 | 0.01 | 0
2015 | PJM_ROM_2_PJM_E | PJM_ROM | PJM_E | Internal | Winter | B19 | 700 | 8000 | 5251.22 | 41.52 | 41.53 | 0.01 | 0
2015 | PJM_ROM_2_PJM_E | PJM_ROM | PJM_E | Internal | Winter | B20 | 935 | 8000 | 3793.62 | 36.69 | 36.71 | 0.01 | 0
2015 | PJM_ROM_2_PJM_ROR | PJM_ROM | PJM_ROR | Internal | Shoulder | B11 | 25 | 8000 | 1351.89 | 47.93 | 47.94 | 0.01 | 0
2015 | PJM_ROM_2_PJM_ROR | PJM_ROM | PJM_ROR | Internal | Shoulder | B12 | 200 | 8000 | 0 | 41.05 | 41.04 | 0.01 | 0
2015 | PJM_ROM_2_PJM_ROR | PJM_ROM | PJM_ROR | Internal | Shoulder | B13 | 600 | 8000 | 0 | 39.25 | 39.24 | 0.01 | 0
2015 | PJM_ROM_2_PJM_ROR | PJM_ROM | PJM_ROR | Internal | Shoulder | B14 | 900 | 8000 | 0 | 37.15 | 37.13 | 0.01 | 0
2015 | PJM_ROM_2_PJM_ROR | PJM_ROM | PJM_ROR | Internal | Shoulder | B15 | 1203 | 8000 | 0 | 36.01 | 35.05 | 0.01 | 0
2015 | PJM_ROM_2_PJM_ROR | PJM_ROM | PJM_ROR | Internal | Summer | B1 | 10 | 8000 | 0 | 61.8 | 61.78 | 0.01 | 0
2015 | PJM_ROM_2_PJM_ROR | PJM_ROM | PJM_ROR | Internal | Summer | B2 | 25 | 8000 | 0 | 60.12 | 60.11 | 0.01 | 0
2015 | PJM_ROM_2_PJM_ROR | PJM_ROM | PJM_ROR | Internal | Summer | B3 | 75 | 8000 | 0 | 57.98 | 57.97 | 0.01 | 0
2015 | PJM_ROM_2_PJM_ROR | PJM_ROM | PJM_ROR | Internal | Summer | B4 | 100 | 8000 | 0 | 57.19 | 57.18 | 0.01 | 0
2015 | PJM_ROM_2_PJM_ROR | PJM_ROM | PJM_ROR | Internal | Summer | B5 | 200 | 8000 | 0 | 48.03 | 48.02 | 0.01 | 0
2015 | PJM_ROM_2_PJM_ROR | PJM_ROM | PJM_ROR | Internal | Summer | B6 | 300 | 8000 | 0 | 42.84 | 42.82 | 0.01 | 0
2015 | PJM_ROM_2_PJM_ROR | PJM_ROM | PJM_ROR | Internal | Summer | B7 | 400 | 8000 | 0 | 37.53 | 37.52 | 0.01 | 0
2015 | PJM_ROM_2_PJM_ROR | PJM_ROM | PJM_ROR | Internal | Summer | B8 | 500 | 8000 | 0 | 37 | 36.2 | 0.01 | 0
2015 | PJM_ROM_2_PJM_ROR | PJM_ROM | PJM_ROR | Internal | Summer | B9 | 800 | 8000 | 0 | 34.98 | 34.97 | 0.01 | 0
2015 | PJM_ROM_2_PJM_ROR | PJM_ROM | PJM_ROR | Internal | Summer | B10 | 1262 | 8000 | 0 | 32.84 | 32 | 0.01 | 0
2015 | PJM_ROM_2_PJM_ROR | PJM_ROM | PJM_ROR | Internal | Winter | B16 | 25 | 8000 | 0 | 48.84 | 48.83 | 0.01 | 0
2015 | PJM_ROM_2_PJM_ROR | PJM_ROM | PJM_ROR | Internal | Winter | B17 | 100 | 8000 | 0 | 43.94 | 43.93 | 0.01 | 0
2015 | PJM_ROM_2_PJM_ROR | PJM_ROM | PJM_ROR | Internal | Winter | B18 | 400 | 8000 | 0 | 42.06 | 39.58 | 0.01 | 0
2015 | PJM_ROM_2_PJM_ROR | PJM_ROM | PJM_ROR | Internal | Winter | B19 | 700 | 8000 | 0 | 41.52 | 37.73 | 0.01 | 0
2015 | PJM_ROM_2_PJM_ROR | PJM_ROM | PJM_ROR | Internal | Winter | B20 | 935 | 8000 | 0 | 36.69 | 34.45 | 0.01 | 0
2015 | SOCO_2_FRCC | SOCO | FRCC | Internal | Shoulder | B11 | 25 | 3700 | 1929.11 | 62.72 | 72.72 | 10 | 0
2015 | SOCO_2_FRCC | SOCO | FRCC | Internal | Shoulder | B12 | 200 | 3700 | 1852.44 | 42.9 | 52.9 | 10 | 0
2015 | SOCO_2_FRCC | SOCO | FRCC | Internal | Shoulder | B13 | 600 | 3700 | 566.37 | 39.8 | 49.8 | 10 | 0
2015 | SOCO_2_FRCC | SOCO | FRCC | Internal | Shoulder | B14 | 900 | 3700 | 0 | 39.8 | 46.09 | 10 | 0
2015 | SOCO_2_FRCC | SOCO | FRCC | Internal | Shoulder | B15 | 1203 | 3700 | 0 | 39.8 | 44.21 | 10 | 0
2015 | SOCO_2_FRCC | SOCO | FRCC | Internal | Summer | B1 | 10 | 3700 | 0 | 66.11 | 72.7 | 10 | 0
2015 | SOCO_2_FRCC | SOCO | FRCC | Internal | Summer | B2 | 25 | 3700 | 0 | 66.11 | 72.7 | 10 | 0
2015 | SOCO_2_FRCC | SOCO | FRCC | Internal | Summer | B3 | 75 | 3700 | 0 | 66.11 | 72.7 | 10 | 0
2015 | SOCO_2_FRCC | SOCO | FRCC | Internal | Summer | B4 | 100 | 3700 | 0 | 66.11 | 72.7 | 10 | 0
2015 | SOCO_2_FRCC | SOCO | FRCC | Internal | Summer | B5 | 200 | 3700 | 1624.29 | 61.71 | 71.71 | 10 | 0
2015 | SOCO_2_FRCC | SOCO | FRCC | Internal | Summer | B6 | 300 | 3700 | 847.34 | 51.43 | 61.43 | 10 | 0
2015 | SOCO_2_FRCC | SOCO | FRCC | Internal | Summer | B7 | 400 | 3700 | 3003.8 | 51.43 | 61.43 | 10 | 0
2015 | SOCO_2_FRCC | SOCO | FRCC | Internal | Summer | B8 | 500 | 3700 | 1016.11 | 43.43 | 53.43 | 10 | 0
2015 | SOCO_2_FRCC | SOCO | FRCC | Internal | Summer | B9 | 800 | 3700 | 0 | 38.63 | 46.47 | 10 | 0
2015 | SOCO_2_FRCC | SOCO | FRCC | Internal | Summer | B10 | 1262 | 3700 | 0 | 38.63 | 43.54 | 10 | 0
2015 | SOCO_2_FRCC | SOCO | FRCC | Internal | Winter | B16 | 25 | 3700 | 2013.35 | 58.62 | 68.62 | 10 | 0
2015 | SOCO_2_FRCC | SOCO | FRCC | Internal | Winter | B17 | 100 | 3700 | 2080.98 | 43.68 | 53.68 | 10 | 0
2015 | SOCO_2_FRCC | SOCO | FRCC | Internal | Winter | B18 | 400 | 3700 | 280.95 | 42.18 | 52.18 | 10 | 0
2015 | SOCO_2_FRCC | SOCO | FRCC | Internal | Winter | B19 | 700 | 3700 | 0 | 42.18 | 48.21 | 10 | 0
2015 | SOCO_2_FRCC | SOCO | FRCC | Internal | Winter | B20 | 935 | 3700 | 0 | 42.18 | 46.23 | 10 | 0
2015 | SOCO_2_VACAR | SOCO | VACAR | Internal | Shoulder | B11 | 25 | 2000 | 0 | 62.72 | 55.72 | 10 | 0
2015 | SOCO_2_VACAR | SOCO | VACAR | Internal | Shoulder | B12 | 200 | 2000 | 0 | 42.9 | 47.04 | 10 | 0
2015 | SOCO_2_VACAR | SOCO | VACAR | Internal | Shoulder | B13 | 600 | 2000 | 0 | 39.8 | 45.24 | 10 | 0
2015 | SOCO_2_VACAR | SOCO | VACAR | Internal | Shoulder | B14 | 900 | 2000 | 0 | 39.8 | 43.13 | 10 | 0
2015 | SOCO_2_VACAR | SOCO | VACAR | Internal | Shoulder | B15 | 1203 | 2000 | 0 | 39.8 | 41.96 | 10 | 0
2015 | SOCO_2_VACAR | SOCO | VACAR | Internal | Summer | B1 | 10 | 2000 | 0 | 66.11 | 69.41 | 10 | 0
2015 | SOCO_2_VACAR | SOCO | VACAR | Internal | Summer | B2 | 25 | 2000 | 0 | 66.11 | 69.41 | 10 | 0
2015 | SOCO_2_VACAR | SOCO | VACAR | Internal | Summer | B3 | 75 | 2000 | 0 | 66.11 | 69.41 | 10 | 0
2015 | SOCO_2_VACAR | SOCO | VACAR | Internal | Summer | B4 | 100 | 2000 | 0 | 66.11 | 63.18 | 10 | 0
2015 | SOCO_2_VACAR | SOCO | VACAR | Internal | Summer | B5 | 200 | 2000 | 0 | 61.71 | 56.17 | 10 | 0
2015 | SOCO_2_VACAR | SOCO | VACAR | Internal | Summer | B6 | 300 | 2000 | 0 | 51.43 | 48.82 | 10 | 0
2015 | SOCO_2_VACAR | SOCO | VACAR | Internal | Summer | B7 | 400 | 2000 | 0 | 51.43 | 44.43 | 10 | 0
2015 | SOCO_2_VACAR | SOCO | VACAR | Internal | Summer | B8 | 500 | 2000 | 0 | 43.43 | 42.57 | 10 | 0
2015 | SOCO_2_VACAR | SOCO | VACAR | Internal | Summer | B9 | 800 | 2000 | 0 | 38.63 | 41.81 | 10 | 0
2015 | SOCO_2_VACAR | SOCO | VACAR | Internal | Summer | B10 | 1262 | 2000 | 0 | 38.63 | 40.35 | 10 | 0
2015 | SOCO_2_VACAR | SOCO | VACAR | Internal | Winter | B16 | 25 | 2000 | 0 | 58.62 | 58.72 | 10 | 0
2015 | SOCO_2_VACAR | SOCO | VACAR | Internal | Winter | B17 | 100 | 2000 | 0 | 43.68 | 49.93 | 10 | 0
2015 | SOCO_2_VACAR | SOCO | VACAR | Internal | Winter | B18 | 400 | 2000 | 0 | 42.18 | 45.58 | 10 | 0
2015 | SOCO_2_VACAR | SOCO | VACAR | Internal | Winter | B19 | 700 | 2000 | 0 | 42.18 | 43.73 | 10 | 0
2015 | SOCO_2_VACAR | SOCO | VACAR | Internal | Winter | B20 | 935 | 2000 | 0 | 42.18 | 42.26 | 10 | 0
2015 | SPP_N_2_ENT | SPP_N | ENT | Internal | Shoulder | B11 | 25 | 1800 | 0 | 54.82 | 55.02 | 5 | 0
2015 | SPP_N_2_ENT | SPP_N | ENT | Internal | Shoulder | B12 | 200 | 1800 | 0 | 39.1 | 39.11 | 5 | 0
2015 | SPP_N_2_ENT | SPP_N | ENT | Internal | Shoulder | B13 | 600 | 1800 | 0 | 37.76 | 38.83 | 5 | 0
2015 | SPP_N_2_ENT | SPP_N | ENT | Internal | Shoulder | B14 | 900 | 1800 | 0 | 37.41 | 38.83 | 5 | 0
2015 | SPP_N_2_ENT | SPP_N | ENT | Internal | Shoulder | B15 | 1203 | 1800 | 0 | 37.41 | 37.57 | 5 | 0
2015 | SPP_N_2_ENT | SPP_N | ENT | Internal | Summer | B1 | 10 | 1800 | 0 | 60.91 | 59.78 | 5 | 0
2015 | SPP_N_2_ENT | SPP_N | ENT | Internal | Summer | B2 | 25 | 1800 | 0 | 60.91 | 58.11 | 5 | 0
2015 | SPP_N_2_ENT | SPP_N | ENT | Internal | Summer | B3 | 75 | 1800 | 0 | 60.91 | 58.11 | 5 | 0
2015 | SPP_N_2_ENT | SPP_N | ENT | Internal | Summer | B4 | 100 | 1800 | 0 | 57.71 | 58.11 | 5 | 0
2015 | SPP_N_2_ENT | SPP_N | ENT | Internal | Summer | B5 | 200 | 1800 | 0 | 54.02 | 53.27 | 5 | 0
2015 | SPP_N_2_ENT | SPP_N | ENT | Internal | Summer | B6 | 300 | 1800 | 0 | 48.82 | 43.43 | 5 | 0
2015 | SPP_N_2_ENT | SPP_N | ENT | Internal | Summer | B7 | 400 | 1800 | 0 | 42.23 | 43.43 | 5 | 0
2015 | SPP_N_2_ENT | SPP_N | ENT | Internal | Summer | B8 | 500 | 1800 | 0 | 37.77 | 37.89 | 5 | 0
2015 | SPP_N_2_ENT | SPP_N | ENT | Internal | Summer | B9 | 800 | 1800 | 0 | 36.14 | 37.62 | 5 | 0
2015 | SPP_N_2_ENT | SPP_N | ENT | Internal | Summer | B10 | 1262 | 1800 | 0 | 35.92 | 36.4 | 5 | 0
2015 | SPP_N_2_ENT | SPP_N | ENT | Internal | Winter | B16 | 25 | 1800 | 0 | 46.83 | 50.62 | 5 | 0
2015 | SPP_N_2_ENT | SPP_N | ENT | Internal | Winter | B17 | 100 | 1800 | 0 | 39.89 | 41.55 | 5 | 0
2015 | SPP_N_2_ENT | SPP_N | ENT | Internal | Winter | B18 | 400 | 1800 | 0 | 39.89 | 41.25 | 5 | 0
2015 | SPP_N_2_ENT | SPP_N | ENT | Internal | Winter | B19 | 700 | 1800 | 0 | 39.8 | 41.25 | 5 | 0
2015 | SPP_N_2_ENT | SPP_N | ENT | Internal | Winter | B20 | 935 | 1800 | 0 | 39.46 | 39.91 | 5 | 0
2015 | SPP_N_2_MISO_MO-IL | SPP_N | MISO_MO-IL | Internal | Shoulder | B11 | 25 | 2000 | 0 | 54.82 | 47.81 | 5 | 0
2015 | SPP_N_2_MISO_MO-IL | SPP_N | MISO_MO-IL | Internal | Shoulder | B12 | 200 | 2000 | 0 | 39.1 | 39.03 | 5 | 0
2015 | SPP_N_2_MISO_MO-IL | SPP_N | MISO_MO-IL | Internal | Shoulder | B13 | 600 | 2000 | 0 | 37.76 | 37.23 | 5 | 0
2015 | SPP_N_2_MISO_MO-IL | SPP_N | MISO_MO-IL | Internal | Shoulder | B14 | 900 | 2000 | 0 | 37.41 | 35.12 | 5 | 0
2015 | SPP_N_2_MISO_MO-IL | SPP_N | MISO_MO-IL | Internal | Shoulder | B15 | 1203 | 2000 | 0 | 37.41 | 33.05 | 5 | 0
2015 | SPP_N_2_MISO_MO-IL | SPP_N | MISO_MO-IL | Internal | Summer | B1 | 10 | 2000 | 0 | 60.91 | 59.78 | 5 | 0
2015 | SPP_N_2_MISO_MO-IL | SPP_N | MISO_MO-IL | Internal | Summer | B2 | 25 | 2000 | 0 | 60.91 | 58.11 | 5 | 0
2015 | SPP_N_2_MISO_MO-IL | SPP_N | MISO_MO-IL | Internal | Summer | B3 | 75 | 2000 | 0 | 60.91 | 56.69 | 5 | 0
2015 | SPP_N_2_MISO_MO-IL | SPP_N | MISO_MO-IL | Internal | Summer | B4 | 100 | 2000 | 0 | 57.71 | 55.18 | 5 | 0
2015 | SPP_N_2_MISO_MO-IL | SPP_N | MISO_MO-IL | Internal | Summer | B5 | 200 | 2000 | 0 | 54.02 | 46.02 | 5 | 0
2015 | SPP_N_2_MISO_MO-IL | SPP_N | MISO_MO-IL | Internal | Summer | B6 | 300 | 2000 | 0 | 48.82 | 40.82 | 5 | 0
2015 | SPP_N_2_MISO_MO-IL | SPP_N | MISO_MO-IL | Internal | Summer | B7 | 400 | 2000 | 0 | 42.23 | 35.52 | 5 | 0
2015 | SPP_N_2_MISO_MO-IL | SPP_N | MISO_MO-IL | Internal | Summer | B8 | 500 | 2000 | 0 | 37.77 | 34.18 | 5 | 0
2015 | SPP_N_2_MISO_MO-IL | SPP_N | MISO_MO-IL | Internal | Summer | B9 | 800 | 2000 | 0 | 36.14 | 32.97 | 5 | 0
2015 | SPP_N_2_MISO_MO-IL | SPP_N | MISO_MO-IL | Internal | Summer | B10 | 1262 | 2000 | 0 | 35.92 | 30 | 5 | 0
2015 | SPP_N_2_MISO_MO-IL | SPP_N | MISO_MO-IL | Internal | Winter | B16 | 25 | 2000 | 0 | 46.83 | 46.83 | 5 | 0
2015 | SPP_N_2_MISO_MO-IL | SPP_N | MISO_MO-IL | Internal | Winter | B17 | 100 | 2000 | 0 | 39.89 | 41.93 | 5 | 0
2015 | SPP_N_2_MISO_MO-IL | SPP_N | MISO_MO-IL | Internal | Winter | B18 | 400 | 2000 | 0 | 39.89 | 37.58 | 5 | 0
2015 | SPP_N_2_MISO_MO-IL | SPP_N | MISO_MO-IL | Internal | Winter | B19 | 700 | 2000 | 0 | 39.8 | 35.76 | 5 | 0
2015 | SPP_N_2_MISO_MO-IL | SPP_N | MISO_MO-IL | Internal | Winter | B20 | 935 | 2000 | 0 | 39.46 | 32.45 | 5 | 0
2015 | SPP_N_2_SPP_S | SPP_N | SPP_S | Internal | Shoulder | B11 | 25 | 4000 | 0 | 54.82 | 53.77 | 0.01 | 0
2015 | SPP_N_2_SPP_S | SPP_N | SPP_S | Internal | Shoulder | B12 | 200 | 4000 | 827.29 | 39.1 | 39.11 | 0.01 | 0
2015 | SPP_N_2_SPP_S | SPP_N | SPP_S | Internal | Shoulder | B13 | 600 | 4000 | 1268.92 | 37.76 | 37.77 | 0.01 | 0
2015 | SPP_N_2_SPP_S | SPP_N | SPP_S | Internal | Shoulder | B14 | 900 | 4000 | 1157.01 | 37.41 | 37.42 | 0.01 | 0
2015 | SPP_N_2_SPP_S | SPP_N | SPP_S | Internal | Shoulder | B15 | 1203 | 4000 | 2761.58 | 37.41 | 37.42 | 0.01 | 0
2015 | SPP_N_2_SPP_S | SPP_N | SPP_S | Internal | Summer | B1 | 10 | 4000 | 0 | 60.91 | 60.8 | 0.01 | 0
2015 | SPP_N_2_SPP_S | SPP_N | SPP_S | Internal | Summer | B2 | 25 | 4000 | 0 | 60.91 | 60.8 | 0.01 | 0
2015 | SPP_N_2_SPP_S | SPP_N | SPP_S | Internal | Summer | B3 | 75 | 4000 | 0 | 60.91 | 60.51 | 0.01 | 0
2015 | SPP_N_2_SPP_S | SPP_N | SPP_S | Internal | Summer | B4 | 100 | 4000 | 0 | 57.71 | 53.11 | 0.01 | 0
2015 | SPP_N_2_SPP_S | SPP_N | SPP_S | Internal | Summer | B5 | 200 | 4000 | 0 | 54.02 | 51.91 | 0.01 | 0
2015 | SPP_N_2_SPP_S | SPP_N | SPP_S | Internal | Summer | B6 | 300 | 4000 | 2029.02 | 48.82 | 48.84 | 0.01 | 0
2015 | SPP_N_2_SPP_S | SPP_N | SPP_S | Internal | Summer | B7 | 400 | 4000 | 790.08 | 42.23 | 42.24 | 0.01 | 0
2015 | SPP_N_2_SPP_S | SPP_N | SPP_S | Internal | Summer | B8 | 500 | 4000 | 1867.03 | 37.77 | 37.78 | 0.01 | 0
2015 | SPP_N_2_SPP_S | SPP_N | SPP_S | Internal | Summer | B9 | 800 | 4000 | 2560.87 | 36.14 | 36.16 | 0.01 | 0
2015 | SPP_N_2_SPP_S | SPP_N | SPP_S | Internal | Summer | B10 | 1262 | 4000 | 4000 | 35.92 | 36.08 | 0.01 | 0.15
2015 | SPP_N_2_SPP_S | SPP_N | SPP_S | Internal | Winter | B16 | 25 | 4000 | 720.93 | 46.83 | 46.84 | 0.01 | 0
2015 | SPP_N_2_SPP_S | SPP_N | SPP_S | Internal | Winter | B17 | 100 | 4000 | 1446.39 | 39.89 | 39.9 | 0.01 | 0
2015 | SPP_N_2_SPP_S | SPP_N | SPP_S | Internal | Winter | B18 | 400 | 4000 | 2458.05 | 39.89 | 39.9 | 0.01 | 0
2015 | SPP_N_2_SPP_S | SPP_N | SPP_S | Internal | Winter | B19 | 700 | 4000 | 2479.35 | 39.8 | 39.81 | 0.01 | 0
2015 | SPP_N_2_SPP_S | SPP_N | SPP_S | Internal | Winter | B20 | 935 | 4000 | 3982.33 | 39.46 | 39.47 | 0.01 | 0
2015 | SPP_S_2_ENT | SPP_S | ENT | Internal | Shoulder | B11 | 25 | 850 | 0 | 53.77 | 55.02 | 5 | 0
2015 | SPP_S_2_ENT | SPP_S | ENT | Internal | Shoulder | B12 | 200 | 850 | 0 | 39.11 | 39.11 | 5 | 0
2015 | SPP_S_2_ENT | SPP_S | ENT | Internal | Shoulder | B13 | 600 | 850 | 0 | 37.77 | 38.83 | 5 | 0
2015 | SPP_S_2_ENT | SPP_S | ENT | Internal | Shoulder | B14 | 900 | 850 | 0 | 37.42 | 38.83 | 5 | 0
2015 | SPP_S_2_ENT | SPP_S | ENT | Internal | Shoulder | B15 | 1203 | 850 | 0 | 37.42 | 37.57 | 5 | 0
2015 | SPP_S_2_ENT | SPP_S | ENT | Internal | Summer | B1 | 10 | 850 | 0 | 60.8 | 59.78 | 5 | 0
2015 | SPP_S_2_ENT | SPP_S | ENT | Internal | Summer | B2 | 25 | 850 | 0 | 60.8 | 58.11 | 5 | 0
2015 | SPP_S_2_ENT | SPP_S | ENT | Internal | Summer | B3 | 75 | 850 | 0 | 60.51 | 58.11 | 5 | 0
2015 | SPP_S_2_ENT | SPP_S | ENT | Internal | Summer | B4 | 100 | 850 | 400.55 | 53.11 | 58.11 | 5 | 0
2015 | SPP_S_2_ENT | SPP_S | ENT | Internal | Summer | B5 | 200 | 850 | 0 | 51.91 | 53.27 | 5 | 0
2015 | SPP_S_2_ENT | SPP_S | ENT | Internal | Summer | B6 | 300 | 850 | 0 | 48.84 | 43.43 | 5 | 0
2015 | SPP_S_2_ENT | SPP_S | ENT | Internal | Summer | B7 | 400 | 850 | 0 | 42.24 | 43.43 | 5 | 0
2015 | SPP_S_2_ENT | SPP_S | ENT | Internal | Summer | B8 | 500 | 850 | 0 | 37.78 | 37.89 | 5 | 0
2015 | SPP_S_2_ENT | SPP_S | ENT | Internal | Summer | B9 | 800 | 850 | 0 | 36.16 | 37.62 | 5 | 0
2015 | SPP_S_2_ENT | SPP_S | ENT | Internal | Summer | B10 | 1262 | 850 | 0 | 36.08 | 36.4 | 5 | 0
2015 | SPP_S_2_ENT | SPP_S | ENT | Internal | Winter | B16 | 25 | 850 | 0 | 46.84 | 50.62 | 5 | 0
2015 | SPP_S_2_ENT | SPP_S | ENT | Internal | Winter | B17 | 100 | 850 | 0 | 39.9 | 41.55 | 5 | 0
2015 | SPP_S_2_ENT | SPP_S | ENT | Internal | Winter | B18 | 400 | 850 | 0 | 39.9 | 41.25 | 5 | 0
2015 | SPP_S_2_ENT | SPP_S | ENT | Internal | Winter | B19 | 700 | 850 | 0 | 39.81 | 41.25 | 5 | 0
2015 | SPP_S_2_ENT | SPP_S | ENT | Internal | Winter | B20 | 935 | 850 | 0 | 39.47 | 39.91 | 5 | 0
2015 | SPP_S_2_SPP_N | SPP_S | SPP_N | Internal | Shoulder | B11 | 25 | 640 | 640 | 53.77 | 54.82 | 0.01 | 1.04
2015 | SPP_S_2_SPP_N | SPP_S | SPP_N | Internal | Shoulder | B12 | 200 | 640 | 0 | 39.11 | 39.1 | 0.01 | 0
2015 | SPP_S_2_SPP_N | SPP_S | SPP_N | Internal | Shoulder | B13 | 600 | 640 | 0 | 37.77 | 37.76 | 0.01 | 0
2015 | SPP_S_2_SPP_N | SPP_S | SPP_N | Internal | Shoulder | B14 | 900 | 640 | 0 | 37.42 | 37.41 | 0.01 | 0
2015 | SPP_S_2_SPP_N | SPP_S | SPP_N | Internal | Shoulder | B15 | 1203 | 640 | 0 | 37.42 | 37.41 | 0.01 | 0
2015 | SPP_S_2_SPP_N | SPP_S | SPP_N | Internal | Summer | B1 | 10 | 640 | 640 | 60.8 | 60.91 | 0.01 | 0.09
2015 | SPP_S_2_SPP_N | SPP_S | SPP_N | Internal | Summer | B2 | 25 | 640 | 640 | 60.8 | 60.91 | 0.01 | 0.09
2015 | SPP_S_2_SPP_N | SPP_S | SPP_N | Internal | Summer | B3 | 75 | 640 | 640 | 60.51 | 60.91 | 0.01 | 0.39
2015 | SPP_S_2_SPP_N | SPP_S | SPP_N | Internal | Summer | B4 | 100 | 640 | 640 | 53.11 | 57.71 | 0.01 | 4.59
2015 | SPP_S_2_SPP_N | SPP_S | SPP_N | Internal | Summer | B5 | 200 | 640 | 640 | 51.91 | 54.02 | 0.01 | 2.1
2015 | SPP_S_2_SPP_N | SPP_S | SPP_N | Internal | Summer | B6 | 300 | 640 | 0 | 48.84 | 48.82 | 0.01 | 0
2015 | SPP_S_2_SPP_N | SPP_S | SPP_N | Internal | Summer | B7 | 400 | 640 | 0 | 42.24 | 42.23 | 0.01 | 0
2015 | SPP_S_2_SPP_N | SPP_S | SPP_N | Internal | Summer | B8 | 500 | 640 | 0 | 37.78 | 37.77 | 0.01 | 0
2015 | SPP_S_2_SPP_N | SPP_S | SPP_N | Internal | Summer | B9 | 800 | 640 | 0 | 36.16 | 36.14 | 0.01 | 0
2015 | SPP_S_2_SPP_N | SPP_S | SPP_N | Internal | Summer | B10 | 1262 | 640 | 0 | 36.08 | 35.92 | 0.01 | 0
2015 | SPP_S_2_SPP_N | SPP_S | SPP_N | Internal | Winter | B16 | 25 | 640 | 0 | 46.84 | 46.83 | 0.01 | 0
2015 | SPP_S_2_SPP_N | SPP_S | SPP_N | Internal | Winter | B17 | 100 | 640 | 0 | 39.9 | 39.89 | 0.01 | 0
2015 | SPP_S_2_SPP_N | SPP_S | SPP_N | Internal | Winter | B18 | 400 | 640 | 0 | 39.9 | 39.89 | 0.01 | 0
2015 | SPP_S_2_SPP_N | SPP_S | SPP_N | Internal | Winter | B19 | 700 | 640 | 0 | 39.81 | 39.8 | 0.01 | 0
2015 | SPP_S_2_SPP_N | SPP_S | SPP_N | Internal | Winter | B20 | 935 | 640 | 0 | 39.47 | 39.46 | 0.01 | 0
2015 | TVA_2_ENT | TVA | ENT | Internal | Shoulder | B11 | 25 | 500 | 0 | 53.95 | 55.02 | 9 | 0
2015 | TVA_2_ENT | TVA | ENT | Internal | Shoulder | B12 | 200 | 500 | 0 | 40.95 | 39.11 | 9 | 0
2015 | TVA_2_ENT | TVA | ENT | Internal | Shoulder | B13 | 600 | 500 | 0 | 39.28 | 38.83 | 9 | 0
2015 | TVA_2_ENT | TVA | ENT | Internal | Shoulder | B14 | 900 | 500 | 0 | 39.28 | 38.83 | 9 | 0
2015 | TVA_2_ENT | TVA | ENT | Internal | Shoulder | B15 | 1203 | 500 | 0 | 39.28 | 37.57 | 9 | 0
2015 | TVA_2_ENT | TVA | ENT | Internal | Summer | B1 | 10 | 500 | 0 | 67.8 | 59.78 | 9 | 0
2015 | TVA_2_ENT | TVA | ENT | Internal | Summer | B2 | 25 | 500 | 0 | 66.12 | 58.11 | 9 | 0
2015 | TVA_2_ENT | TVA | ENT | Internal | Summer | B3 | 75 | 500 | 0 | 63.98 | 58.11 | 9 | 0
2015 | TVA_2_ENT | TVA | ENT | Internal | Summer | B4 | 100 | 500 | 0 | 63.19 | 58.11 | 9 | 0
2015 | TVA_2_ENT | TVA | ENT | Internal | Summer | B5 | 200 | 500 | 0 | 50.07 | 53.27 | 9 | 0
2015 | TVA_2_ENT | TVA | ENT | Internal | Summer | B6 | 300 | 500 | 0 | 39.63 | 43.43 | 9 | 0
2015 | TVA_2_ENT | TVA | ENT | Internal | Summer | B7 | 400 | 500 | 0 | 38.02 | 43.43 | 9 | 0
2015 | TVA_2_ENT | TVA | ENT | Internal | Summer | B8 | 500 | 500 | 0 | 38.02 | 37.89 | 9 | 0
2015 | TVA_2_ENT | TVA | ENT | Internal | Summer | B9 | 800 | 500 | 0 | 38.02 | 37.62 | 9 | 0
2015 | TVA_2_ENT | TVA | ENT | Internal | Summer | B10 | 1262 | 500 | 0 | 35.77 | 36.4 | 9 | 0
2015 | TVA_2_ENT | TVA | ENT | Internal | Winter | B16 | 25 | 500 | 0 | 54.84 | 50.62 | 9 | 0
2015 | TVA_2_ENT | TVA | ENT | Internal | Winter | B17 | 100 | 500 | 0 | 43.49 | 41.55 | 9 | 0
2015 | TVA_2_ENT | TVA | ENT | Internal | Winter | B18 | 400 | 500 | 0 | 39.14 | 41.25 | 9 | 0
2015 | TVA_2_ENT | TVA | ENT | Internal | Winter | B19 | 700 | 500 | 0 | 39.14 | 41.25 | 9 | 0
2015 | TVA_2_ENT | TVA | ENT | Internal | Winter | B20 | 935 | 500 | 0 | 39.14 | 39.91 | 9 | 0
2015 | TVA_2_NonRTO_Midwest | TVA | NonRTO_Midwest | Internal | Shoulder | B11 | 25 | 100 | 0 | 53.95 | 55.8 | 9 | 0
2015 | TVA_2_NonRTO_Midwest | TVA | NonRTO_Midwest | Internal | Shoulder | B12 | 200 | 100 | 0 | 40.95 | 47.04 | 9 | 0
2015 | TVA_2_NonRTO_Midwest | TVA | NonRTO_Midwest | Internal | Shoulder | B13 | 600 | 100 | 0 | 39.28 | 44.41 | 9 | 0
2015 | TVA_2_NonRTO_Midwest | TVA | NonRTO_Midwest | Internal | Shoulder | B14 | 900 | 100 | 0 | 39.28 | 35.48 | 9 | 0
2015 | TVA_2_NonRTO_Midwest | TVA | NonRTO_Midwest | Internal | Shoulder | B15 | 1203 | 100 | 0 | 39.28 | 33.28 | 9 | 0
2015 | TVA_2_NonRTO_Midwest | TVA | NonRTO_Midwest | Internal | Summer | B1 | 10 | 100 | 0 | 67.8 | 64.7 | 9 | 0
2015 | TVA_2_NonRTO_Midwest | TVA | NonRTO_Midwest | Internal | Summer | B2 | 25 | 100 | 0 | 66.12 | 64.7 | 9 | 0
2015 | TVA_2_NonRTO_Midwest | TVA | NonRTO_Midwest | Internal | Summer | B3 | 75 | 100 | 0 | 63.98 | 64.7 | 9 | 0
2015 | TVA_2_NonRTO_Midwest | TVA | NonRTO_Midwest | Internal | Summer | B4 | 100 | 100 | 0 | 63.19 | 63.18 | 9 | 0
2015 | TVA_2_NonRTO_Midwest | TVA | NonRTO_Midwest | Internal | Summer | B5 | 200 | 100 | 0 | 50.07 | 54.02 | 9 | 0
2015 | TVA_2_NonRTO_Midwest | TVA | NonRTO_Midwest | Internal | Summer | B6 | 300 | 100 | 0 | 39.63 | 48.35 | 9 | 0
2015 | TVA_2_NonRTO_Midwest | TVA | NonRTO_Midwest | Internal | Summer | B7 | 400 | 100 | 0 | 38.02 | 34.87 | 9 | 0
2015 | TVA_2_NonRTO_Midwest | TVA | NonRTO_Midwest | Internal | Summer | B8 | 500 | 100 | 0 | 38.02 | 33.97 | 9 | 0
2015 | TVA_2_NonRTO_Midwest | TVA | NonRTO_Midwest | Internal | Summer | B9 | 800 | 100 | 0 | 38.02 | 33.28 | 9 | 0
2015 | TVA_2_NonRTO_Midwest | TVA | NonRTO_Midwest | Internal | Summer | B10 | 1262 | 100 | 0 | 35.77 | 32.42 | 9 | 0
2015 | TVA_2_NonRTO_Midwest | TVA | NonRTO_Midwest | Internal | Winter | B16 | 25 | 100 | 0 | 54.84 | 54.84 | 9 | 0
2015 | TVA_2_NonRTO_Midwest | TVA | NonRTO_Midwest | Internal | Winter | B17 | 100 | 100 | 0 | 43.49 | 49.94 | 9 | 0
2015 | TVA_2_NonRTO_Midwest | TVA | NonRTO_Midwest | Internal | Winter | B18 | 400 | 100 | 0 | 39.14 | 45.59 | 9 | 0
2015 | TVA_2_NonRTO_Midwest | TVA | NonRTO_Midwest | Internal | Winter | B19 | 700 | 100 | 0 | 39.14 | 35.66 | 9 | 0
2015 | TVA_2_NonRTO_Midwest | TVA | NonRTO_Midwest | Internal | Winter | B20 | 935 | 100 | 0 | 39.14 | 33.31 | 9 | 0
2015 | TVA_2_SOCO | TVA | SOCO | Internal | Shoulder | B11 | 25 | 500 | 0 | 53.95 | 62.72 | 9 | 0
2015 | TVA_2_SOCO | TVA | SOCO | Internal | Shoulder | B12 | 200 | 500 | 0 | 40.95 | 42.9 | 9 | 0
2015 | TVA_2_SOCO | TVA | SOCO | Internal | Shoulder | B13 | 600 | 500 | 0 | 39.28 | 39.8 | 9 | 0
2015 | TVA_2_SOCO | TVA | SOCO | Internal | Shoulder | B14 | 900 | 500 | 0 | 39.28 | 39.8 | 9 | 0
2015 | TVA_2_SOCO | TVA | SOCO | Internal | Shoulder | B15 | 1203 | 500 | 0 | 39.28 | 39.8 | 9 | 0
2015 | TVA_2_SOCO | TVA | SOCO | Internal | Summer | B1 | 10 | 500 | 0 | 67.8 | 66.11 | 9 | 0
2015 | TVA_2_SOCO | TVA | SOCO | Internal | Summer | B2 | 25 | 500 | 0 | 66.12 | 66.11 | 9 | 0
2015 | TVA_2_SOCO | TVA | SOCO | Internal | Summer | B3 | 75 | 500 | 0 | 63.98 | 66.11 | 9 | 0
2015 | TVA_2_SOCO | TVA | SOCO | Internal | Summer | B4 | 100 | 500 | 0 | 63.19 | 66.11 | 9 | 0
2015 | TVA_2_SOCO | TVA | SOCO | Internal | Summer | B5 | 200 | 500 | 500 | 50.07 | 61.71 | 9 | 2.64
2015 | TVA_2_SOCO | TVA | SOCO | Internal | Summer | B6 | 300 | 500 | 500 | 39.63 | 51.43 | 9 | 2.8
2015 | TVA_2_SOCO | TVA | SOCO | Internal | Summer | B7 | 400 | 500 | 500 | 38.02 | 51.43 | 9 | 4.41
2015 | TVA_2_SOCO | TVA | SOCO | Internal | Summer | B8 | 500 | 500 | 0 | 38.02 | 43.43 | 9 | 0
2015 | TVA_2_SOCO | TVA | SOCO | Internal | Summer | B9 | 800 | 500 | 0 | 38.02 | 38.63 | 9 | 0
2015 | TVA_2_SOCO | TVA | SOCO | Internal | Summer | B10 | 1262 | 500 | 0 | 35.77 | 38.63 | 9 | 0
2015 | TVA_2_SOCO | TVA | SOCO | Internal | Winter | B16 | 25 | 500 | 0 | 54.84 | 58.62 | 9 | 0
2015 | TVA_2_SOCO | TVA | SOCO | Internal | Winter | B17 | 100 | 500 | 0 | 43.49 | 43.68 | 9 | 0
2015 | TVA_2_SOCO | TVA | SOCO | Internal | Winter | B18 | 400 | 500 | 0 | 39.14 | 42.18 | 9 | 0
2015 | TVA_2_SOCO | TVA | SOCO | Internal | Winter | B19 | 700 | 500 | 0 | 39.14 | 42.18 | 9 | 0
2015 | TVA_2_SOCO | TVA | SOCO | Internal | Winter | B20 | 935 | 500 | 0 | 39.14 | 42.18 | 9 | 0
2015 | TVA_2_VACAR | TVA | VACAR | Internal | Shoulder | B11 | 25 | 150 | 0 | 53.95 | 55.72 | 9 | 0
2015 | TVA_2_VACAR | TVA | VACAR | Internal | Shoulder | B12 | 200 | 150 | 0 | 40.95 | 47.04 | 9 | 0
2015 | TVA_2_VACAR | TVA | VACAR | Internal | Shoulder | B13 | 600 | 150 | 0 | 39.28 | 45.24 | 9 | 0
2015 | TVA_2_VACAR | TVA | VACAR | Internal | Shoulder | B14 | 900 | 150 | 0 | 39.28 | 43.13 | 9 | 0
2015 | TVA_2_VACAR | TVA | VACAR | Internal | Shoulder | B15 | 1203 | 150 | 0 | 39.28 | 41.96 | 9 | 0
2015 | TVA_2_VACAR | TVA | VACAR | Internal | Summer | B1 | 10 | 150 | 0 | 67.8 | 69.41 | 9 | 0
2015 | TVA_2_VACAR | TVA | VACAR | Internal | Summer | B2 | 25 | 150 | 0 | 66.12 | 69.41 | 9 | 0
2015 | TVA_2_VACAR | TVA | VACAR | Internal | Summer | B3 | 75 | 150 | 0 | 63.98 | 69.41 | 9 | 0
2015 | TVA_2_VACAR | TVA | VACAR | Internal | Summer | B4 | 100 | 150 | 0 | 63.19 | 63.18 | 9 | 0
2015 | TVA_2_VACAR | TVA | VACAR | Internal | Summer | B5 | 200 | 150 | 0 | 50.07 | 56.17 | 9 | 0
2015 | TVA_2_VACAR | TVA | VACAR | Internal | Summer | B6 | 300 | 150 | 150 | 39.63 | 48.82 | 9 | 0.2
2015 | TVA_2_VACAR | TVA | VACAR | Internal | Summer | B7 | 400 | 150 | 0 | 38.02 | 44.43 | 9 | 0
2015 | TVA_2_VACAR | TVA | VACAR | Internal | Summer | B8 | 500 | 150 | 0 | 38.02 | 42.57 | 9 | 0
2015 | TVA_2_VACAR | TVA | VACAR | Internal | Summer | B9 | 800 | 150 | 0 | 38.02 | 41.81 | 9 | 0
2015 | TVA_2_VACAR | TVA | VACAR | Internal | Summer | B10 | 1262 | 150 | 0 | 35.77 | 40.35 | 9 | 0
2015 | TVA_2_VACAR | TVA | VACAR | Internal | Winter | B16 | 25 | 150 | 0 | 54.84 | 58.72 | 9 | 0
2015 | TVA_2_VACAR | TVA | VACAR | Internal | Winter | B17 | 100 | 150 | 0 | 43.49 | 49.93 | 9 | 0
2015 | TVA_2_VACAR | TVA | VACAR | Internal | Winter | B18 | 400 | 150 | 0 | 39.14 | 45.58 | 9 | 0
2015 | TVA_2_VACAR | TVA | VACAR | Internal | Winter | B19 | 700 | 150 | 0 | 39.14 | 43.73 | 9 | 0
2015 | TVA_2_VACAR | TVA | VACAR | Internal | Winter | B20 | 935 | 150 | 0 | 39.14 | 42.26 | 9 | 0
2015 | TVA_Transmission_2_NonRTO_Midwest | TVA_Transmission | NonRTO_Midwest | Internal | Shoulder | B11 | 25 | 700 | 0 | 53.94 | 55.8 | 9 | 0
2015 | TVA_Transmission_2_NonRTO_Midwest | TVA_Transmission | NonRTO_Midwest | Internal | Shoulder | B12 | 200 | 700 | 0 | 43.42 | 47.04 | 9 | 0
2015 | TVA_Transmission_2_NonRTO_Midwest | TVA_Transmission | NonRTO_Midwest | Internal | Shoulder | B13 | 600 | 700 | 0 | 41.77 | 44.41 | 9 | 0
2015 | TVA_Transmission_2_NonRTO_Midwest | TVA_Transmission | NonRTO_Midwest | Internal | Shoulder | B14 | 900 | 700 | 0 | 40.43 | 35.48 | 9 | 0
2015 | TVA_Transmission_2_NonRTO_Midwest | TVA_Transmission | NonRTO_Midwest | Internal | Shoulder | B15 | 1203 | 700 | 0 | 39.76 | 33.28 | 9 | 0
2015 | TVA_Transmission_2_NonRTO_Midwest | TVA_Transmission | NonRTO_Midwest | Internal | Summer | B1 | 10 | 700 | 0 | 67.78 | 64.7 | 9 | 0
2015 | TVA_Transmission_2_NonRTO_Midwest | TVA_Transmission | NonRTO_Midwest | Internal | Summer | B2 | 25 | 700 | 0 | 66.11 | 64.7 | 9 | 0
2015 | TVA_Transmission_2_NonRTO_Midwest | TVA_Transmission | NonRTO_Midwest | Internal | Summer | B3 | 75 | 700 | 0 | 63.97 | 64.7 | 9 | 0
2015 | TVA_Transmission_2_NonRTO_Midwest | TVA_Transmission | NonRTO_Midwest | Internal | Summer | B4 | 100 | 700 | 0 | 63.18 | 63.18 | 9 | 0
2015 | TVA_Transmission_2_NonRTO_Midwest | TVA_Transmission | NonRTO_Midwest | Internal | Summer | B5 | 200 | 700 | 0 | 53.22 | 54.02 | 9 | 0
2015 | TVA_Transmission_2_NonRTO_Midwest | TVA_Transmission | NonRTO_Midwest | Internal | Summer | B6 | 300 | 700 | 0 | 45.74 | 48.35 | 9 | 0
2015 | TVA_Transmission_2_NonRTO_Midwest | TVA_Transmission | NonRTO_Midwest | Internal | Summer | B7 | 400 | 700 | 0 | 42.6 | 34.87 | 9 | 0
2015 | TVA_Transmission_2_NonRTO_Midwest | TVA_Transmission | NonRTO_Midwest | Internal | Summer | B8 | 500 | 700 | 0 | 39.32 | 33.97 | 9 | 0
2015 | TVA_Transmission_2_NonRTO_Midwest | TVA_Transmission | NonRTO_Midwest | Internal | Summer | B9 | 800 | 700 | 0 | 38.87 | 33.28 | 9 | 0
2015 | TVA_Transmission_2_NonRTO_Midwest | TVA_Transmission | NonRTO_Midwest | Internal | Summer | B10 | 1262 | 700 | 0 | 36.59 | 32.42 | 9 | 0
2015 | TVA_Transmission_2_NonRTO_Midwest | TVA_Transmission | NonRTO_Midwest | Internal | Winter | B16 | 25 | 700 | 0 | 54.83 | 54.84 | 9 | 0
2015 | TVA_Transmission_2_NonRTO_Midwest | TVA_Transmission | NonRTO_Midwest | Internal | Winter | B17 | 100 | 700 | 0 | 46.04 | 49.94 | 9 | 0
2015 | TVA_Transmission_2_NonRTO_Midwest | TVA_Transmission | NonRTO_Midwest | Internal | Winter | B18 | 400 | 700 | 0 | 42.25 | 45.59 | 9 | 0
2015 | TVA_Transmission_2_NonRTO_Midwest | TVA_Transmission | NonRTO_Midwest | Internal | Winter | B19 | 700 | 700 | 0 | 40.67 | 35.66 | 9 | 0
2015 | TVA_Transmission_2_NonRTO_Midwest | TVA_Transmission | NonRTO_Midwest | Internal | Winter | B20 | 935 | 700 | 0 | 39.54 | 33.31 | 9 | 0
2015 | TVA_Transmission_2_SOCO | TVA_Transmission | SOCO | Internal | Shoulder | B11 | 25 | 3200 | 0 | 53.94 | 62.72 | 9 | 0
2015 | TVA_Transmission_2_SOCO | TVA_Transmission | SOCO | Internal | Shoulder | B12 | 200 | 3200 | 0 | 43.42 | 42.9 | 9 | 0
2015 | TVA_Transmission_2_SOCO | TVA_Transmission | SOCO | Internal | Shoulder | B13 | 600 | 3200 | 0 | 41.77 | 39.8 | 9 | 0
2015 | TVA_Transmission_2_SOCO | TVA_Transmission | SOCO | Internal | Shoulder | B14 | 900 | 3200 | 0 | 40.43 | 39.8 | 9 | 0
2015 | TVA_Transmission_2_SOCO | TVA_Transmission | SOCO | Internal | Shoulder | B15 | 1203 | 3200 | 0 | 39.76 | 39.8 | 9 | 0
2015 | TVA_Transmission_2_SOCO | TVA_Transmission | SOCO | Internal | Summer | B1 | 10 | 3200 | 0 | 67.78 | 66.11 | 9 | 0
2015 | TVA_Transmission_2_SOCO | TVA_Transmission | SOCO | Internal | Summer | B2 | 25 | 3200 | 0 | 66.11 | 66.11 | 9 | 0
2015 | TVA_Transmission_2_SOCO | TVA_Transmission | SOCO | Internal | Summer | B3 | 75 | 3200 | 0 | 63.97 | 66.11 | 9 | 0
2015 | TVA_Transmission_2_SOCO | TVA_Transmission | SOCO | Internal | Summer | B4 | 100 | 3200 | 0 | 63.18 | 66.11 | 9 | 0
2015 | TVA_Transmission_2_SOCO | TVA_Transmission | SOCO | Internal | Summer | B5 | 200 | 3200 | 0 | 53.22 | 61.71 | 9 | 0
2015 | TVA_Transmission_2_SOCO | TVA_Transmission | SOCO | Internal | Summer | B6 | 300 | 3200 | 0 | 45.74 | 51.43 | 9 | 0
2015 | TVA_Transmission_2_SOCO | TVA_Transmission | SOCO | Internal | Summer | B7 | 400 | 3200 | 0 | 42.6 | 51.43 | 9 | 0
2015 | TVA_Transmission_2_SOCO | TVA_Transmission | SOCO | Internal | Summer | B8 | 500 | 3200 | 0 | 39.32 | 43.43 | 9 | 0
2015 | TVA_Transmission_2_SOCO | TVA_Transmission | SOCO | Internal | Summer | B9 | 800 | 3200 | 0 | 38.87 | 38.63 | 9 | 0
2015 | TVA_Transmission_2_SOCO | TVA_Transmission | SOCO | Internal | Summer | B10 | 1262 | 3200 | 0 | 36.59 | 38.63 | 9 | 0
2015 | TVA_Transmission_2_SOCO | TVA_Transmission | SOCO | Internal | Winter | B16 | 25 | 3200 | 0 | 54.83 | 58.62 | 9 | 0
2015 | TVA_Transmission_2_SOCO | TVA_Transmission | SOCO | Internal | Winter | B17 | 100 | 3200 | 0 | 46.04 | 43.68 | 9 | 0
2015 | TVA_Transmission_2_SOCO | TVA_Transmission | SOCO | Internal | Winter | B18 | 400 | 3200 | 0 | 42.25 | 42.18 | 9 | 0
2015 | TVA_Transmission_2_SOCO | TVA_Transmission | SOCO | Internal | Winter | B19 | 700 | 3200 | 0 | 40.67 | 42.18 | 9 | 0
2015 | TVA_Transmission_2_SOCO | TVA_Transmission | SOCO | Internal | Winter | B20 | 935 | 3200 | 0 | 39.54 | 42.18 | 9 | 0
2015 | TVA_Transmission_2_TVA | TVA_Transmission | TVA | Internal | Shoulder | B11 | 25 | 99999 | 631.99 | 53.94 | 53.95 | 0.01 | 0
2015 | TVA_Transmission_2_TVA | TVA_Transmission | TVA | Internal | Shoulder | B12 | 200 | 99999 | 0 | 43.42 | 40.95 | 0.01 | 0
2015 | TVA_Transmission_2_TVA | TVA_Transmission | TVA | Internal | Shoulder | B13 | 600 | 99999 | 0 | 41.77 | 39.28 | 0.01 | 0
2015 | TVA_Transmission_2_TVA | TVA_Transmission | TVA | Internal | Shoulder | B14 | 900 | 99999 | 0 | 40.43 | 39.28 | 0.01 | 0
2015 | TVA_Transmission_2_TVA | TVA_Transmission | TVA | Internal | Shoulder | B15 | 1203 | 99999 | 0 | 39.76 | 39.28 | 0.01 | 0
2015 | TVA_Transmission_2_TVA | TVA_Transmission | TVA | Internal | Summer | B1 | 10 | 99999 | 3328.85 | 67.78 | 67.8 | 0.01 | 0
2015 | TVA_Transmission_2_TVA | TVA_Transmission | TVA | Internal | Summer | B2 | 25 | 99999 | 2634 | 66.11 | 66.12 | 0.01 | 0
2015 | TVA_Transmission_2_TVA | TVA_Transmission | TVA | Internal | Summer | B3 | 75 | 99999 | 1308.67 | 63.97 | 63.98 | 0.01 | 0
2015 | TVA_Transmission_2_TVA | TVA_Transmission | TVA | Internal | Summer | B4 | 100 | 99999 | 708.07 | 63.18 | 63.19 | 0.01 | 0
2015 | TVA_Transmission_2_TVA | TVA_Transmission | TVA | Internal | Summer | B5 | 200 | 99999 | 0 | 53.22 | 50.07 | 0.01 | 0
2015 | TVA_Transmission_2_TVA | TVA_Transmission | TVA | Internal | Summer | B6 | 300 | 99999 | 0 | 45.74 | 39.63 | 0.01 | 0
2015 | TVA_Transmission_2_TVA | TVA_Transmission | TVA | Internal | Summer | B7 | 400 | 99999 | 0 | 42.6 | 38.02 | 0.01 | 0
2015 | TVA_Transmission_2_TVA | TVA_Transmission | TVA | Internal | Summer | B8 | 500 | 99999 | 0 | 39.32 | 38.02 | 0.01 | 0
2015 | TVA_Transmission_2_TVA | TVA_Transmission | TVA | Internal | Summer | B9 | 800 | 99999 | 0 | 38.87 | 38.02 | 0.01 | 0
2015 | TVA_Transmission_2_TVA | TVA_Transmission | TVA | Internal | Summer | B10 | 1262 | 99999 | 0 | 36.59 | 35.77 | 0.01 | 0
2015 | TVA_Transmission_2_TVA | TVA_Transmission | TVA | Internal | Winter | B16 | 25 | 99999 | 36.7 | 54.83 | 54.84 | 0.01 | 0
2015 | TVA_Transmission_2_TVA | TVA_Transmission | TVA | Internal | Winter | B17 | 100 | 99999 | 0 | 46.04 | 43.49 | 0.01 | 0
2015 | TVA_Transmission_2_TVA | TVA_Transmission | TVA | Internal | Winter | B18 | 400 | 99999 | 0 | 42.25 | 39.14 | 0.01 | 0
2015 | TVA_Transmission_2_TVA | TVA_Transmission | TVA | Internal | Winter | B19 | 700 | 99999 | 0 | 40.67 | 39.14 | 0.01 | 0
2015 | TVA_Transmission_2_TVA | TVA_Transmission | TVA | Internal | Winter | B20 | 935 | 99999 | 0 | 39.54 | 39.14 | 0.01 | 0
2015 | TVA_Transmission_2_VACAR | TVA_Transmission | VACAR | Internal | Shoulder | B11 | 25 | 900 | 0 | 53.94 | 55.72 | 9 | 0
2015 | TVA_Transmission_2_VACAR | TVA_Transmission | VACAR | Internal | Shoulder | B12 | 200 | 900 | 0 | 43.42 | 47.04 | 9 | 0
2015 | TVA_Transmission_2_VACAR | TVA_Transmission | VACAR | Internal | Shoulder | B13 | 600 | 900 | 0 | 41.77 | 45.24 | 9 | 0
2015 | TVA_Transmission_2_VACAR | TVA_Transmission | VACAR | Internal | Shoulder | B14 | 900 | 900 | 0 | 40.43 | 43.13 | 9 | 0
2015 | TVA_Transmission_2_VACAR | TVA_Transmission | VACAR | Internal | Shoulder | B15 | 1203 | 900 | 0 | 39.76 | 41.96 | 9 | 0
2015 | TVA_Transmission_2_VACAR | TVA_Transmission | VACAR | Internal | Summer | B1 | 10 | 900 | 0 | 67.78 | 69.41 | 9 | 0
2015 | TVA_Transmission_2_VACAR | TVA_Transmission | VACAR | Internal | Summer | B2 | 25 | 900 | 0 | 66.11 | 69.41 | 9 | 0
2015 | TVA_Transmission_2_VACAR | TVA_Transmission | VACAR | Internal | Summer | B3 | 75 | 900 | 0 | 63.97 | 69.41 | 9 | 0
2015 | TVA_Transmission_2_VACAR | TVA_Transmission | VACAR | Internal | Summer | B4 | 100 | 900 | 0 | 63.18 | 63.18 | 9 | 0
2015 | TVA_Transmission_2_VACAR | TVA_Transmission | VACAR | Internal | Summer | B5 | 200 | 900 | 0 | 53.22 | 56.17 | 9 | 0
2015 | TVA_Transmission_2_VACAR | TVA_Transmission | VACAR | Internal | Summer | B6 | 300 | 900 | 0 | 45.74 | 48.82 | 9 | 0
2015 | TVA_Transmission_2_VACAR | TVA_Transmission | VACAR | Internal | Summer | B7 | 400 | 900 | 0 | 42.6 | 44.43 | 9 | 0
2015 | TVA_Transmission_2_VACAR | TVA_Transmission | VACAR | Internal | Summer | B8 | 500 | 900 | 0 | 39.32 | 42.57 | 9 | 0
2015 | TVA_Transmission_2_VACAR | TVA_Transmission | VACAR | Internal | Summer | B9 | 800 | 900 | 0 | 38.87 | 41.81 | 9 | 0
2015 | TVA_Transmission_2_VACAR | TVA_Transmission | VACAR | Internal | Summer | B10 | 1262 | 900 | 0 | 36.59 | 40.35 | 9 | 0
2015 | TVA_Transmission_2_VACAR | TVA_Transmission | VACAR | Internal | Winter | B16 | 25 | 900 | 0 | 54.83 | 58.72 | 9 | 0
2015 | TVA_Transmission_2_VACAR | TVA_Transmission | VACAR | Internal | Winter | B17 | 100 | 900 | 0 | 46.04 | 49.93 | 9 | 0
2015 | TVA_Transmission_2_VACAR | TVA_Transmission | VACAR | Internal | Winter | B18 | 400 | 900 | 0 | 42.25 | 45.58 | 9 | 0
2015 | TVA_Transmission_2_VACAR | TVA_Transmission | VACAR | Internal | Winter | B19 | 700 | 900 | 0 | 40.67 | 43.73 | 9 | 0
2015 | TVA_Transmission_2_VACAR | TVA_Transmission | VACAR | Internal | Winter | B20 | 935 | 900 | 0 | 39.54 | 42.26 | 9 | 0
2015 | VACAR_2_SOCO | VACAR | SOCO | Internal | Shoulder | B11 | 25 | 3000 | 1034.58 | 55.72 | 62.72 | 7 | 0
2015 | VACAR_2_SOCO | VACAR | SOCO | Internal | Shoulder | B12 | 200 | 3000 | 0 | 47.04 | 42.9 | 7 | 0
2015 | VACAR_2_SOCO | VACAR | SOCO | Internal | Shoulder | B13 | 600 | 3000 | 0 | 45.24 | 39.8 | 7 | 0
2015 | VACAR_2_SOCO | VACAR | SOCO | Internal | Shoulder | B14 | 900 | 3000 | 0 | 43.13 | 39.8 | 7 | 0
2015 | VACAR_2_SOCO | VACAR | SOCO | Internal | Shoulder | B15 | 1203 | 3000 | 0 | 41.96 | 39.8 | 7 | 0
2015 | VACAR_2_SOCO | VACAR | SOCO | Internal | Summer | B1 | 10 | 3000 | 0 | 69.41 | 66.11 | 7 | 0
2015 | VACAR_2_SOCO | VACAR | SOCO | Internal | Summer | B2 | 25 | 3000 | 0 | 69.41 | 66.11 | 7 | 0
2015 | VACAR_2_SOCO | VACAR | SOCO | Internal | Summer | B3 | 75 | 3000 | 0 | 69.41 | 66.11 | 7 | 0
2015 | VACAR_2_SOCO | VACAR | SOCO | Internal | Summer | B4 | 100 | 3000 | 0 | 63.18 | 66.11 | 7 | 0
2015 | VACAR_2_SOCO | VACAR | SOCO | Internal | Summer | B5 | 200 | 3000 | 0 | 56.17 | 61.71 | 7 | 0
2015 | VACAR_2_SOCO | VACAR | SOCO | Internal | Summer | B6 | 300 | 3000 | 0 | 48.82 | 51.43 | 7 | 0
2015 | VACAR_2_SOCO | VACAR | SOCO | Internal | Summer | B7 | 400 | 3000 | 107.5 | 44.43 | 51.43 | 7 | 0
2015 | VACAR_2_SOCO | VACAR | SOCO | Internal | Summer | B8 | 500 | 3000 | 0 | 42.57 | 43.43 | 7 | 0
2015 | VACAR_2_SOCO | VACAR | SOCO | Internal | Summer | B9 | 800 | 3000 | 0 | 41.81 | 38.63 | 7 | 0
2015 | VACAR_2_SOCO | VACAR | SOCO | Internal | Summer | B10 | 1262 | 3000 | 0 | 40.35 | 38.63 | 7 | 0
2015 | VACAR_2_SOCO | VACAR | SOCO | Internal | Winter | B16 | 25 | 3000 | 0 | 58.72 | 58.62 | 7 | 0
2015 | VACAR_2_SOCO | VACAR | SOCO | Internal | Winter | B17 | 100 | 3000 | 0 | 49.93 | 43.68 | 7 | 0
2015 | VACAR_2_SOCO | VACAR | SOCO | Internal | Winter | B18 | 400 | 3000 | 0 | 45.58 | 42.18 | 7 | 0
2015 | VACAR_2_SOCO | VACAR | SOCO | Internal | Winter | B19 | 700 | 3000 | 0 | 43.73 | 42.18 | 7 | 0
2015 | VACAR_2_SOCO | VACAR | SOCO | Internal | Winter | B20 | 935 | 3000 | 0 | 42.26 | 42.18 | 7 | 0
2020 | ENT_2_MISO_MO-IL | ENT | MISO_MO-IL | Internal | Shoulder | B11 | 25 | 2260 | 0 | 60.34 | 55.3 | 8 | 0
2020 | ENT_2_MISO_MO-IL | ENT | MISO_MO-IL | Internal | Shoulder | B12 | 200 | 2260 | 0 | 42.82 | 44.89 | 8 | 0
2020 | ENT_2_MISO_MO-IL | ENT | MISO_MO-IL | Internal | Shoulder | B13 | 600 | 2260 | 0 | 42.82 | 42.17 | 8 | 0
2020 | ENT_2_MISO_MO-IL | ENT | MISO_MO-IL | Internal | Shoulder | B14 | 900 | 2260 | 0 | 42.51 | 40.41 | 8 | 0
2020 | ENT_2_MISO_MO-IL | ENT | MISO_MO-IL | Internal | Shoulder | B15 | 1203 | 2260 | 0 | 42.51 | 37.77 | 8 | 0
2020 | ENT_2_MISO_MO-IL | ENT | MISO_MO-IL | Internal | Summer | B1 | 10 | 2260 | 0 | 69.54 | 66.47 | 8 | 0
2020 | ENT_2_MISO_MO-IL | ENT | MISO_MO-IL | Internal | Summer | B2 | 25 | 2260 | 0 | 64.67 | 64.67 | 8 | 0
2020 | ENT_2_MISO_MO-IL | ENT | MISO_MO-IL | Internal | Summer | B3 | 75 | 2260 | 0 | 63.04 | 62.65 | 8 | 0
2020 | ENT_2_MISO_MO-IL | ENT | MISO_MO-IL | Internal | Summer | B4 | 100 | 2260 | 0 | 63.04 | 61.84 | 8 | 0
2020 | ENT_2_MISO_MO-IL | ENT | MISO_MO-IL | Internal | Summer | B5 | 200 | 2260 | 0 | 59.47 | 53.5 | 8 | 0
2020 | ENT_2_MISO_MO-IL | ENT | MISO_MO-IL | Internal | Summer | B6 | 300 | 2260 | 0 | 50.01 | 47.14 | 8 | 0
2020 | ENT_2_MISO_MO-IL | ENT | MISO_MO-IL | Internal | Summer | B7 | 400 | 2260 | 0 | 46.19 | 39.88 | 8 | 0
2020 | ENT_2_MISO_MO-IL | ENT | MISO_MO-IL | Internal | Summer | B8 | 500 | 2260 | 0 | 41.44 | 38.29 | 8 | 0
2020 | ENT_2_MISO_MO-IL | ENT | MISO_MO-IL | Internal | Summer | B9 | 800 | 2260 | 0 | 41.44 | 37.13 | 8 | 0
2020 | ENT_2_MISO_MO-IL | ENT | MISO_MO-IL | Internal | Summer | B10 | 1262 | 2260 | 0 | 40.92 | 35.82 | 8 | 0
2020 | ENT_2_MISO_MO-IL | ENT | MISO_MO-IL | Internal | Winter | B16 | 25 | 2260 | 0 | 58.47 | 52.22 | 8 | 0
2020 | ENT_2_MISO_MO-IL | ENT | MISO_MO-IL | Internal | Winter | B17 | 100 | 2260 | 0 | 45.54 | 46.25 | 8 | 0
2020 | ENT_2_MISO_MO-IL | ENT | MISO_MO-IL | Internal | Winter | B18 | 400 | 2260 | 0 | 45.54 | 42.75 | 8 | 0
2020 | ENT_2_MISO_MO-IL | ENT | MISO_MO-IL | Internal | Winter | B19 | 700 | 2260 | 0 | 45.21 | 40.75 | 8 | 0
2020 | ENT_2_MISO_MO-IL | ENT | MISO_MO-IL | Internal | Winter | B20 | 935 | 2260 | 0 | 44.13 | 37.54 | 8 | 0
2020 | ENT_2_SOCO | ENT | SOCO | Internal | Shoulder | B11 | 25 | 2000 | 0 | 60.34 | 68.3 | 8 | 0
2020 | ENT_2_SOCO | ENT | SOCO | Internal | Shoulder | B12 | 200 | 2000 | 0 | 42.82 | 44.71 | 8 | 0
2020 | ENT_2_SOCO | ENT | SOCO | Internal | Shoulder | B13 | 600 | 2000 | 0 | 42.82 | 42.99 | 8 | 0
2020 | ENT_2_SOCO | ENT | SOCO | Internal | Shoulder | B14 | 900 | 2000 | 0 | 42.51 | 42.99 | 8 | 0
2020 | ENT_2_SOCO | ENT | SOCO | Internal | Shoulder | B15 | 1203 | 2000 | 0 | 42.51 | 42.99 | 8 | 0
2020 | ENT_2_SOCO | ENT | SOCO | Internal | Summer | B1 | 10 | 2000 | 0 | 69.54 | 72.4 | 8 | 0
2020 | ENT_2_SOCO | ENT | SOCO | Internal | Summer | B2 | 25 | 2000 | 0 | 64.67 | 71.04 | 8 | 0
2020 | ENT_2_SOCO | ENT | SOCO | Internal | Summer | B3 | 75 | 2000 | 771.99 | 63.04 | 71.04 | 8 | 0
2020 | ENT_2_SOCO | ENT | SOCO | Internal | Summer | B4 | 100 | 2000 | 954.76 | 63.04 | 71.04 | 8 | 0
2020 | ENT_2_SOCO | ENT | SOCO | Internal | Summer | B5 | 200 | 2000 | 1782.52 | 59.47 | 67.47 | 8 | 0
2020 | ENT_2_SOCO | ENT | SOCO | Internal | Summer | B6 | 300 | 2000 | 179.64 | 50.01 | 58.01 | 8 | 0
2020 | ENT_2_SOCO | ENT | SOCO | Internal | Summer | B7 | 400 | 2000 | 1115.46 | 46.19 | 54.19 | 8 | 0
2020 | ENT_2_SOCO | ENT | SOCO | Internal | Summer | B8 | 500 | 2000 | 0 | 41.44 | 44.54 | 8 | 0
2020 | ENT_2_SOCO | ENT | SOCO | Internal | Summer | B9 | 800 | 2000 | 0 | 41.44 | 41.72 | 8 | 0
2020 | ENT_2_SOCO | ENT | SOCO | Internal | Summer | B10 | 1262 | 2000 | 0 | 40.92 | 41.72 | 8 | 0
2020 | ENT_2_SOCO | ENT | SOCO | Internal | Winter | B16 | 25 | 2000 | 1180.44 | 58.47 | 66.47 | 8 | 0
2020 | ENT_2_SOCO | ENT | SOCO | Internal | Winter | B17 | 100 | 2000 | 0 | 45.54 | 45.6 | 8 | 0
2020 | ENT_2_SOCO | ENT | SOCO | Internal | Winter | B18 | 400 | 2000 | 0 | 45.54 | 45.6 | 8 | 0
2020 | ENT_2_SOCO | ENT | SOCO | Internal | Winter | B19 | 700 | 2000 | 0 | 45.21 | 45.6 | 8 | 0
2020 | ENT_2_SOCO | ENT | SOCO | Internal | Winter | B20 | 935 | 2000 | 0 | 44.13 | 45.17 | 8 | 0
2020 | ENT_2_SPP_N | ENT | SPP_N | Internal | Shoulder | B11 | 25 | 1300 | 0 | 60.34 | 62.31 | 8 | 0
2020 | ENT_2_SPP_N | ENT | SPP_N | Internal | Shoulder | B12 | 200 | 1300 | 0 | 42.82 | 43.98 | 8 | 0
2020 | ENT_2_SPP_N | ENT | SPP_N | Internal | Shoulder | B13 | 600 | 1300 | 0 | 42.82 | 42.62 | 8 | 0
2020 | ENT_2_SPP_N | ENT | SPP_N | Internal | Shoulder | B14 | 900 | 1300 | 0 | 42.51 | 41.53 | 8 | 0
2020 | ENT_2_SPP_N | ENT | SPP_N | Internal | Shoulder | B15 | 1203 | 1300 | 0 | 42.51 | 41.04 | 8 | 0
2020 | ENT_2_SPP_N | ENT | SPP_N | Internal | Summer | B1 | 10 | 1300 | 0 | 69.54 | 67.44 | 8 | 0
2020 | ENT_2_SPP_N | ENT | SPP_N | Internal | Summer | B2 | 25 | 1300 | 0 | 64.67 | 67.44 | 8 | 0
2020 | ENT_2_SPP_N | ENT | SPP_N | Internal | Summer | B3 | 75 | 1300 | 0 | 63.04 | 67.44 | 8 | 0
2020 | ENT_2_SPP_N | ENT | SPP_N | Internal | Summer | B4 | 100 | 1300 | 0 | 63.04 | 66.02 | 8 | 0
2020 | ENT_2_SPP_N | ENT | SPP_N | Internal | Summer | B5 | 200 | 1300 | 0 | 59.47 | 61.5 | 8 | 0
2020 | ENT_2_SPP_N | ENT | SPP_N | Internal | Summer | B6 | 300 | 1300 | 0 | 50.01 | 55.14 | 8 | 0
2020 | ENT_2_SPP_N | ENT | SPP_N | Internal | Summer | B7 | 400 | 1300 | 0 | 46.19 | 46.89 | 8 | 0
2020 | ENT_2_SPP_N | ENT | SPP_N | Internal | Summer | B8 | 500 | 1300 | 0 | 41.44 | 41.43 | 8 | 0
2020 | ENT_2_SPP_N | ENT | SPP_N | Internal | Summer | B9 | 800 | 1300 | 0 | 41.44 | 40.1 | 8 | 0
2020 | ENT_2_SPP_N | ENT | SPP_N | Internal | Summer | B10 | 1262 | 1300 | 0 | 40.92 | 38.83 | 8 | 0
2020 | ENT_2_SPP_N | ENT | SPP_N | Internal | Winter | B16 | 25 | 1300 | 0 | 58.47 | 53.47 | 8 | 0
2020 | ENT_2_SPP_N | ENT | SPP_N | Internal | Winter | B17 | 100 | 1300 | 0 | 45.54 | 44.31 | 8 | 0
2020 | ENT_2_SPP_N | ENT | SPP_N | Internal | Winter | B18 | 400 | 1300 | 0 | 45.54 | 43.81 | 8 | 0
2020 | ENT_2_SPP_N | ENT | SPP_N | Internal | Winter | B19 | 700 | 1300 | 0 | 45.21 | 43.71 | 8 | 0
2020 | ENT_2_SPP_N | ENT | SPP_N | Internal | Winter | B20 | 935 | 1300 | 0 | 44.13 | 43.71 | 8 | 0
2020 | ENT_2_TVA_Transmission | ENT | TVA_Transmission | Internal | Shoulder | B11 | 25 | 2100 | 0 | 60.34 | 59.3 | 8 | 0
2020 | ENT_2_TVA_Transmission | ENT | TVA_Transmission | Internal | Shoulder | B12 | 200 | 2100 | 0 | 42.82 | 47.12 | 8 | 0
2020 | ENT_2_TVA_Transmission | ENT | TVA_Transmission | Internal | Shoulder | B13 | 600 | 2100 | 0 | 42.82 | 45.47 | 8 | 0
2020 | ENT_2_TVA_Transmission | ENT | TVA_Transmission | Internal | Shoulder | B14 | 900 | 2100 | 0 | 42.51 | 44.2 | 8 | 0
2020 | ENT_2_TVA_Transmission | ENT | TVA_Transmission | Internal | Shoulder | B15 | 1203 | 2100 | 0 | 42.51 | 42.81 | 8 | 0
2020 | ENT_2_TVA_Transmission | ENT | TVA_Transmission | Internal | Summer | B1 | 10 | 2100 | 0 | 69.54 | 74.47 | 8 | 0
2020 | ENT_2_TVA_Transmission | ENT | TVA_Transmission | Internal | Summer | B2 | 25 | 2100 | 1.6 | 64.67 | 72.67 | 8 | 0
2020 | ENT_2_TVA_Transmission | ENT | TVA_Transmission | Internal | Summer | B3 | 75 | 2100 | 0 | 63.04 | 68.54 | 8 | 0
2020 | ENT_2_TVA_Transmission | ENT | TVA_Transmission | Internal | Summer | B4 | 100 | 2100 | 0 | 63.04 | 68.35 | 8 | 0
2020 | ENT_2_TVA_Transmission | ENT | TVA_Transmission | Internal | Summer | B5 | 200 | 2100 | 0 | 59.47 | 59.75 | 8 | 0
2020 | ENT_2_TVA_Transmission | ENT | TVA_Transmission | Internal | Summer | B6 | 300 | 2100 | 0 | 50.01 | 51.88 | 8 | 0
2020 | ENT_2_TVA_Transmission | ENT | TVA_Transmission | Internal | Summer | B7 | 400 | 2100 | 0 | 46.19 | 46 | 8 | 0
2020 | ENT_2_TVA_Transmission | ENT | TVA_Transmission | Internal | Summer | B8 | 500 | 2100 | 0 | 41.44 | 42.72 | 8 | 0
2020 | ENT_2_TVA_Transmission | ENT | TVA_Transmission | Internal | Summer | B9 | 800 | 2100 | 0 | 41.44 | 41.84 | 8 | 0
2020 | ENT_2_TVA_Transmission | ENT | TVA_Transmission | Internal | Summer | B10 | 1262 | 2100 | 0 | 40.92 | 38.95 | 8 | 0
2020 | ENT_2_TVA_Transmission | ENT | TVA_Transmission | Internal | Winter | B16 | 25 | 2100 | 0 | 58.47 | 59.3 | 8 | 0
2020 | ENT_2_TVA_Transmission | ENT | TVA_Transmission | Internal | Winter | B17 | 100 | 2100 | 0 | 45.54 | 49.56 | 8 | 0
2020 | ENT_2_TVA_Transmission | ENT | TVA_Transmission | Internal | Winter | B18 | 400 | 2100 | 0 | 45.54 | 46.4 | 8 | 0
2020 | ENT_2_TVA_Transmission | ENT | TVA_Transmission | Internal | Winter | B19 | 700 | 2100 | 0 | 45.21 | 44.86 | 8 | 0
2020 | ENT_2_TVA_Transmission | ENT | TVA_Transmission | Internal | Winter | B20 | 935 | 2100 | 0 | 44.13 | 42.42 | 8 | 0
2020 | HQ_NEISO_2_NEISO | HQ_NEISO | NEISO | Internal | Shoulder | B11 | 25 | 99999 | 2920 | 37.91 | 37.92 | 0.01 | 0
2020 | HQ_NEISO_2_NEISO | HQ_NEISO | NEISO | Internal | Shoulder | B12 | 200 | 99999 | 2920 | 37.91 | 37.92 | 0.01 | 0
2020 | HQ_NEISO_2_NEISO | HQ_NEISO | NEISO | Internal | Shoulder | B13 | 600 | 99999 | 2920 | 37.91 | 37.92 | 0.01 | 0
2020 | HQ_NEISO_2_NEISO | HQ_NEISO | NEISO | Internal | Shoulder | B14 | 900 | 99999 | 2920 | 37.91 | 37.92 | 0.01 | 0
2020 | HQ_NEISO_2_NEISO | HQ_NEISO | NEISO | Internal | Shoulder | B15 | 1203 | 99999 | 1143.24 | 37.91 | 37.92 | 0.01 | 0
2020 | HQ_NEISO_2_NEISO | HQ_NEISO | NEISO | Internal | Summer | B1 | 10 | 99999 | 2920 | 75.96 | 75.97 | 0.01 | 0
2020 | HQ_NEISO_2_NEISO | HQ_NEISO | NEISO | Internal | Summer | B2 | 25 | 99999 | 2920 | 58.94 | 58.95 | 0.01 | 0
2020 | HQ_NEISO_2_NEISO | HQ_NEISO | NEISO | Internal | Summer | B3 | 75 | 99999 | 2920 | 49.08 | 49.09 | 0.01 | 0
2020 | HQ_NEISO_2_NEISO | HQ_NEISO | NEISO | Internal | Summer | B4 | 100 | 99999 | 2920 | 43.13 | 43.14 | 0.01 | 0
2020 | HQ_NEISO_2_NEISO | HQ_NEISO | NEISO | Internal | Summer | B5 | 200 | 99999 | 2920 | 35.03 | 35.04 | 0.01 | 0
2020 | HQ_NEISO_2_NEISO | HQ_NEISO | NEISO | Internal | Summer | B6 | 300 | 99999 | 2920 | 35.03 | 35.04 | 0.01 | 0
2020 | HQ_NEISO_2_NEISO | HQ_NEISO | NEISO | Internal | Summer | B7 | 400 | 99999 | 2920 | 35.03 | 35.04 | 0.01 | 0
2020 | HQ_NEISO_2_NEISO | HQ_NEISO | NEISO | Internal | Summer | B8 | 500 | 99999 | 2920 | 35.03 | 35.04 | 0.01 | 0
2020 | HQ_NEISO_2_NEISO | HQ_NEISO | NEISO | Internal | Summer | B9 | 800 | 99999 | 2920 | 35.03 | 35.04 | 0.01 | 0
2020 | HQ_NEISO_2_NEISO | HQ_NEISO | NEISO | Internal | Summer | B10 | 1262 | 99999 | 795.94 | 35.03 | 35.04 | 0.01 | 0
2020 | HQ_NEISO_2_NEISO | HQ_NEISO | NEISO | Internal | Winter | B16 | 25 | 99999 | 2920 | 46.84 | 46.85 | 0.01 | 0
2020 | HQ_NEISO_2_NEISO | HQ_NEISO | NEISO | Internal | Winter | B17 | 100 | 99999 | 2920 | 46.84 | 46.85 | 0.01 | 0
2020 | HQ_NEISO_2_NEISO | HQ_NEISO | NEISO | Internal | Winter | B18 | 400 | 99999 | 2920 | 46.84 | 46.85 | 0.01 | 0
2020 | HQ_NEISO_2_NEISO | HQ_NEISO | NEISO | Internal | Winter | B19 | 700 | 99999 | 2920 | 46.84 | 46.85 | 0.01 | 0
2020 | HQ_NEISO_2_NEISO | HQ_NEISO | NEISO | Internal | Winter | B20 | 935 | 99999 | 1233.58 | 46.84 | 46.85 | 0.01 | 0
2020 | HQ_NY_2_NYISO_A-F | HQ_NY | NYISO_A-F | Internal | Shoulder | B11 | 25 | 99999 | 1000 | 40.91 | 40.92 | 0.01 | 0
2020 | HQ_NY_2_NYISO_A-F | HQ_NY | NYISO_A-F | Internal | Shoulder | B12 | 200 | 99999 | 1000 | 40.28 | 40.3 | 0.01 | 0
2020 | HQ_NY_2_NYISO_A-F | HQ_NY | NYISO_A-F | Internal | Shoulder | B13 | 600 | 99999 | 1000 | 40.28 | 40.3 | 0.01 | 0
2020 | HQ_NY_2_NYISO_A-F | HQ_NY | NYISO_A-F | Internal | Shoulder | B14 | 900 | 99999 | 1000 | 39.02 | 39.03 | 0.01 | 0
2020 | HQ_NY_2_NYISO_A-F | HQ_NY | NYISO_A-F | Internal | Shoulder | B15 | 1203 | 99999 | 188.69 | 39.02 | 39.03 | 0.01 | 0
2020 | HQ_NY_2_NYISO_A-F | HQ_NY | NYISO_A-F | Internal | Summer | B1 | 10 | 99999 | 1000 | 52.9 | 52.91 | 0.01 | 0
2020 | HQ_NY_2_NYISO_A-F | HQ_NY | NYISO_A-F | Internal | Summer | B2 | 25 | 99999 | 1000 | 52.9 | 52.91 | 0.01 | 0
2020 | HQ_NY_2_NYISO_A-F | HQ_NY | NYISO_A-F | Internal | Summer | B3 | 75 | 99999 | 1000 | 52.08 | 52.09 | 0.01 | 0
2020 | HQ_NY_2_NYISO_A-F | HQ_NY | NYISO_A-F | Internal | Summer | B4 | 100 | 99999 | 1000 | 46.13 | 46.14 | 0.01 | 0
2020 | HQ_NY_2_NYISO_A-F | HQ_NY | NYISO_A-F | Internal | Summer | B5 | 200 | 99999 | 1000 | 43.27 | 43.28 | 0.01 | 0
2020 | HQ_NY_2_NYISO_A-F | HQ_NY | NYISO_A-F | Internal | Summer | B6 | 300 | 99999 | 1000 | 42.78 | 42.79 | 0.01 | 0
2020 | HQ_NY_2_NYISO_A-F | HQ_NY | NYISO_A-F | Internal | Summer | B7 | 400 | 99999 | 1000 | 39.03 | 39.04 | 0.01 | 0
2020 | HQ_NY_2_NYISO_A-F | HQ_NY | NYISO_A-F | Internal | Summer | B8 | 500 | 99999 | 1000 | 38.03 | 38.04 | 0.01 | 0
2020 | HQ_NY_2_NYISO_A-F | HQ_NY | NYISO_A-F | Internal | Summer | B9 | 800 | 99999 | 1000 | 37.89 | 37.9 | 0.01 | 0
2020 | HQ_NY_2_NYISO_A-F | HQ_NY | NYISO_A-F | Internal | Summer | B10 | 1262 | 99999 | 30.11 | 37.89 | 37.9 | 0.01 | 0
2020 | HQ_NY_2_NYISO_A-F | HQ_NY | NYISO_A-F | Internal | Winter | B16 | 25 | 99999 | 1000 | 46.18 | 46.19 | 0.01 | 0
2020 | HQ_NY_2_NYISO_A-F | HQ_NY | NYISO_A-F | Internal | Winter | B17 | 100 | 99999 | 1000 | 42.68 | 42.69 | 0.01 | 0
2020 | HQ_NY_2_NYISO_A-F | HQ_NY | NYISO_A-F | Internal | Winter | B18 | 400 | 99999 | 1000 | 42.68 | 42.69 | 0.01 | 0
2020 | HQ_NY_2_NYISO_A-F | HQ_NY | NYISO_A-F | Internal | Winter | B19 | 700 | 99999 | 1000 | 42.68 | 42.69 | 0.01 | 0
2020 | HQ_NY_2_NYISO_A-F | HQ_NY | NYISO_A-F | Internal | Winter | B20 | 935 | 99999 | 229.95 | 42.68 | 42.69 | 0.01 | 0
2020 | HQ_IESO_2_IESO | HQ_IESO | IESO | Internal | Shoulder | B11 | 25 | 99999 | 400 | 30.77 | 30.79 | 0.01 | 0
2020 | HQ_IESO_2_IESO | HQ_IESO | IESO | Internal | Shoulder | B12 | 200 | 99999 | 400 | 30.77 | 30.79 | 0.01 | 0
2020 | HQ_IESO_2_IESO | HQ_IESO | IESO | Internal | Shoulder | B13 | 600 | 99999 | 400 | 30.77 | 30.79 | 0.01 | 0
2020 | HQ_IESO_2_IESO | HQ_IESO | IESO | Internal | Shoulder | B14 | 900 | 99999 | 400 | 30.77 | 30.79 | 0.01 | 0
2020 | HQ_IESO_2_IESO | HQ_IESO | IESO | Internal | Shoulder | B15 | 1203 | 99999 | 75.48 | 30.77 | 30.79 | 0.01 | 0
2020 | HQ_IESO_2_IESO | HQ_IESO | IESO | Internal | Summer | B1 | 10 | 99999 | 400 | 45.9 | 45.91 | 0.01 | 0
2020 | HQ_IESO_2_IESO | HQ_IESO | IESO | Internal | Summer | B2 | 25 | 99999 | 400 | 40.83 | 40.84 | 0.01 | 0
2020 | HQ_IESO_2_IESO | HQ_IESO | IESO | Internal | Summer | B3 | 75 | 99999 | 400 | 39.13 | 39.14 | 0.01 | 0
2020 | HQ_IESO_2_IESO | HQ_IESO | IESO | Internal | Summer | B4 | 100 | 99999 | 400 | 39.13 | 39.14 | 0.01 | 0
2020 | HQ_IESO_2_IESO | HQ_IESO | IESO | Internal | Summer | B5 | 200 | 99999 | 400 | 36.27 | 36.28 | 0.01 | 0
2020 | HQ_IESO_2_IESO | HQ_IESO | IESO | Internal | Summer | B6 | 300 | 99999 | 400 | 35.78 | 35.79 | 0.01 | 0
2020 | HQ_IESO_2_IESO | HQ_IESO | IESO | Internal | Summer | B7 | 400 | 99999 | 400 | 32.03 | 32.04 | 0.01 | 0
2020 | HQ_IESO_2_IESO | HQ_IESO | IESO | Internal | Summer | B8 | 500 | 99999 | 400 | 28.84 | 28.85 | 0.01 | 0
2020 | HQ_IESO_2_IESO | HQ_IESO | IESO | Internal | Summer | B9 | 800 | 99999 | 400 | 28.84 | 28.85 | 0.01 | 0
2020 | HQ_IESO_2_IESO | HQ_IESO | IESO | Internal | Summer | B10 | 1262 | 99999 | 12.04 | 28.84 | 28.85 | 0.01 | 0
2020 | HQ_IESO_2_IESO | HQ_IESO | IESO | Internal | Winter | B16 | 25 | 99999 | 400 | 39.18 | 39.19 | 0.01 | 0
2020 | HQ_IESO_2_IESO | HQ_IESO | IESO | Internal | Winter | B17 | 100 | 99999 | 400 | 33.74 | 33.75 | 0.01 | 0
2020 | HQ_IESO_2_IESO | HQ_IESO | IESO | Internal | Winter | B18 | 400 | 99999 | 400 | 33.74 | 33.75 | 0.01 | 0
2020 | HQ_IESO_2_IESO | HQ_IESO | IESO | Internal | Winter | B19 | 700 | 99999 | 400 | 33.74 | 33.75 | 0.01 | 0
2020 | HQ_IESO_2_IESO | HQ_IESO | IESO | Internal | Winter | B20 | 935 | 99999 | 91.98 | 33.74 | 33.75 | 0.01 | 0
2020 | IESO_2_MAPP_CA | IESO | MAPP_CA | Internal | Shoulder | B11 | 25 | 262 | 262 | 30.79 | 53.42 | 7 | 15.63
2020 | IESO_2_MAPP_CA | IESO | MAPP_CA | Internal | Shoulder | B12 | 200 | 262 | 262 | 30.79 | 44.87 | 7 | 7.08
2020 | IESO_2_MAPP_CA | IESO | MAPP_CA | Internal | Shoulder | B13 | 600 | 262 | 262 | 30.79 | 42.62 | 7 | 4.83
2020 | IESO_2_MAPP_CA | IESO | MAPP_CA | Internal | Shoulder | B14 | 900 | 262 | 262 | 30.79 | 42.62 | 7 | 4.83
2020 | IESO_2_MAPP_CA | IESO | MAPP_CA | Internal | Shoulder | B15 | 1203 | 262 | 262 | 30.79 | 42.62 | 7 | 4.83
2020 | IESO_2_MAPP_CA | IESO | MAPP_CA | Internal | Summer | B1 | 10 | 262 | 262 | 45.91 | 65.06 | 7 | 12.16
2020 | IESO_2_MAPP_CA | IESO | MAPP_CA | Internal | Summer | B2 | 25 | 262 | 262 | 40.84 | 64.67 | 7 | 16.83
2020 | IESO_2_MAPP_CA | IESO | MAPP_CA | Internal | Summer | B3 | 75 | 262 | 262 | 39.14 | 64.03 | 7 | 17.89
2020 | IESO_2_MAPP_CA | IESO | MAPP_CA | Internal | Summer | B4 | 100 | 262 | 262 | 39.14 | 64.03 | 7 | 17.89
2020 | IESO_2_MAPP_CA | IESO | MAPP_CA | Internal | Summer | B5 | 200 | 262 | 262 | 36.28 | 54.49 | 7 | 11.2
2020 | IESO_2_MAPP_CA | IESO | MAPP_CA | Internal | Summer | B6 | 300 | 262 | 262 | 35.79 | 48.12 | 7 | 5.33
2020 | IESO_2_MAPP_CA | IESO | MAPP_CA | Internal | Summer | B7 | 400 | 262 | 262 | 32.04 | 39.88 | 7 | 0.84
2020 | IESO_2_MAPP_CA | IESO | MAPP_CA | Internal | Summer | B8 | 500 | 262 | 262 | 28.85 | 39.11 | 7 | 3.26
2020 | IESO_2_MAPP_CA | IESO | MAPP_CA | Internal | Summer | B9 | 800 | 262 | 262 | 28.85 | 39.11 | 7 | 3.26
2020 | IESO_2_MAPP_CA | IESO | MAPP_CA | Internal | Summer | B10 | 1262 | 262 | 262 | 28.85 | 39.11 | 7 | 3.26
2020 | IESO_2_MAPP_CA | IESO | MAPP_CA | Internal | Winter | B16 | 25 | 262 | 262 | 39.19 | 52.19 | 7 | 6
2020 | IESO_2_MAPP_CA | IESO | MAPP_CA | Internal | Winter | B17 | 100 | 262 | 262 | 33.75 | 48.71 | 7 | 7.95
2020 | IESO_2_MAPP_CA | IESO | MAPP_CA | Internal | Winter | B18 | 400 | 262 | 262 | 33.75 | 48.71 | 7 | 7.95
2020 | IESO_2_MAPP_CA | IESO | MAPP_CA | Internal | Winter | B19 | 700 | 262 | 262 | 33.75 | 48.71 | 7 | 7.95
2020 | IESO_2_MAPP_CA | IESO | MAPP_CA | Internal | Winter | B20 | 935 | 262 | 262 | 33.75 | 48.71 | 7 | 7.95
2020 | IESO_2_MISO_MI | IESO | MISO_MI | Internal | Shoulder | B11 | 25 | 1840 | 1840 | 30.79 | 52.76 | 7 | 14.97
2020 | IESO_2_MISO_MI | IESO | MISO_MI | Internal | Shoulder | B12 | 200 | 1840 | 1840 | 30.79 | 44.92 | 7 | 7.13
2020 | IESO_2_MISO_MI | IESO | MISO_MI | Internal | Shoulder | B13 | 600 | 1840 | 1840 | 30.79 | 42.19 | 7 | 4.4
2020 | IESO_2_MISO_MI | IESO | MISO_MI | Internal | Shoulder | B14 | 900 | 1840 | 1840 | 30.79 | 40.41 | 7 | 2.62
2020 | IESO_2_MISO_MI | IESO | MISO_MI | Internal | Shoulder | B15 | 1203 | 1840 | 834.95 | 30.79 | 37.79 | 7 | 0
2020 | IESO_2_MISO_MI | IESO | MISO_MI | Internal | Summer | B1 | 10 | 1840 | 1840 | 45.91 | 64.82 | 7 | 11.91
2020 | IESO_2_MISO_MI | IESO | MISO_MI | Internal | Summer | B2 | 25 | 1840 | 1840 | 40.84 | 64.67 | 7 | 16.83
2020 | IESO_2_MISO_MI | IESO | MISO_MI | Internal | Summer | B3 | 75 | 1840 | 1840 | 39.14 | 60.54 | 7 | 14.4
2020 | IESO_2_MISO_MI | IESO | MISO_MI | Internal | Summer | B4 | 100 | 1840 | 1840 | 39.14 | 59.46 | 7 | 13.32
2020 | IESO_2_MISO_MI | IESO | MISO_MI | Internal | Summer | B5 | 200 | 1840 | 1840 | 36.28 | 52.47 | 7 | 9.19
2020 | IESO_2_MISO_MI | IESO | MISO_MI | Internal | Summer | B6 | 300 | 1840 | 1840 | 35.79 | 47.11 | 7 | 4.32
2020 | IESO_2_MISO_MI | IESO | MISO_MI | Internal | Summer | B7 | 400 | 1840 | 1840 | 32.04 | 39.86 | 7 | 0.81
2020 | IESO_2_MISO_MI | IESO | MISO_MI | Internal | Summer | B8 | 500 | 1840 | 1840 | 28.85 | 38.29 | 7 | 2.45
2020 | IESO_2_MISO_MI | IESO | MISO_MI | Internal | Summer | B9 | 800 | 1840 | 1840 | 28.85 | 37.13 | 7 | 1.29
2020 | IESO_2_MISO_MI | IESO | MISO_MI | Internal | Summer | B10 | 1262 | 1840 | 153.57 | 28.85 | 35.85 | 7 | 0
2020 | IESO_2_MISO_MI | IESO | MISO_MI | Internal | Winter | B16 | 25 | 1840 | 1840 | 39.19 | 52.45 | 7 | 6.26
2020 | IESO_2_MISO_MI | IESO | MISO_MI | Internal | Winter | B17 | 100 | 1840 | 1840 | 33.75 | 46.25 | 7 | 5.5
2020 | IESO_2_MISO_MI | IESO | MISO_MI | Internal | Winter | B18 | 400 | 1840 | 1840 | 33.75 | 42.75 | 7 | 2
2020 | IESO_2_MISO_MI | IESO | MISO_MI | Internal | Winter | B19 | 700 | 1840 | 1413.21 | 33.75 | 40.75 | 7 | 0
2020 | IESO_2_MISO_MI | IESO | MISO_MI | Internal | Winter | B20 | 935 | 1840 | 0 | 33.75 | 37.56 | 7 | 0
2020 | IESO_2_MISO_W | IESO | MISO_W | Internal | Shoulder | B11 | 25 | 140 | 140 | 30.79 | 55.31 | 7 | 17.52
2020 | IESO_2_MISO_W | IESO | MISO_W | Internal | Shoulder | B12 | 200 | 140 | 140 | 30.79 | 44.88 | 7 | 7.1
2020 | IESO_2_MISO_W | IESO | MISO_W | Internal | Shoulder | B13 | 600 | 140 | 140 | 30.79 | 42.6 | 7 | 4.82
2020 | IESO_2_MISO_W | IESO | MISO_W | Internal | Shoulder | B14 | 900 | 140 | 140 | 30.79 | 40.42 | 7 | 2.63
2020 | IESO_2_MISO_W | IESO | MISO_W | Internal | Shoulder | B15 | 1203 | 140 | 87.27 | 30.79 | 37.79 | 7 | 0
2020 | IESO_2_MISO_W | IESO | MISO_W | Internal | Summer | B1 | 10 | 140 | 140 | 45.91 | 66.46 | 7 | 13.55
2020 | IESO_2_MISO_W | IESO | MISO_W | Internal | Summer | B2 | 25 | 140 | 140 | 40.84 | 64.68 | 7 | 16.84
2020 | IESO_2_MISO_W | IESO | MISO_W | Internal | Summer | B3 | 75 | 140 | 140 | 39.14 | 64.04 | 7 | 17.9
2020 | IESO_2_MISO_W | IESO | MISO_W | Internal | Summer | B4 | 100 | 140 | 140 | 39.14 | 64.04 | 7 | 17.9
2020 | IESO_2_MISO_W | IESO | MISO_W | Internal | Summer | B5 | 200 | 140 | 140 | 36.28 | 54.5 | 7 | 11.22
2020 | IESO_2_MISO_W | IESO | MISO_W | Internal | Summer | B6 | 300 | 140 | 140 | 35.79 | 48.14 | 7 | 5.35
2020 | IESO_2_MISO_W | IESO | MISO_W | Internal | Summer | B7 | 400 | 140 | 140 | 32.04 | 39.89 | 7 | 0.85
2020 | IESO_2_MISO_W | IESO | MISO_W | Internal | Summer | B8 | 500 | 140 | 140 | 28.85 | 38.31 | 7 | 2.46
2020 | IESO_2_MISO_W | IESO | MISO_W | Internal | Summer | B9 | 800 | 140 | 140 | 28.85 | 37.55 | 7 | 1.7
2020 | IESO_2_MISO_W | IESO | MISO_W | Internal | Summer | B10 | 1262 | 140 | 0 | 28.85 | 35.84 | 7 | 0
2020 | IESO_2_MISO_W | IESO | MISO_W | Internal | Winter | B16 | 25 | 140 | 140 | 39.19 | 52.21 | 7 | 6.01
2020 | IESO_2_MISO_W | IESO | MISO_W | Internal | Winter | B17 | 100 | 140 | 140 | 33.75 | 46.24 | 7 | 5.48
2020 | IESO_2_MISO_W | IESO | MISO_W | Internal | Winter | B18 | 400 | 140 | 140 | 33.75 | 42.76 | 7 | 2.01
2020 | IESO_2_MISO_W | IESO | MISO_W | Internal | Winter | B19 | 700 | 140 | 140 | 33.75 | 41.23 | 7 | 0.48
2020 | IESO_2_MISO_W | IESO | MISO_W | Internal | Winter | B20 | 935 | 140 | 0 | 33.75 | 37.53 | 7 | 0
2020 | IESO_2_NYISO_A-F | IESO | NYISO_A-F | Internal | Shoulder | B11 | 25 | 1725 | 1725 | 30.79 | 40.92 | 7 | 3.14
2020 | IESO_2_NYISO_A-F | IESO | NYISO_A-F | Internal | Shoulder | B12 | 200 | 1725 | 1725 | 30.79 | 40.3 | 7 | 2.51
2020 | IESO_2_NYISO_A-F | IESO | NYISO_A-F | Internal | Shoulder | B13 | 600 | 1725 | 1725 | 30.79 | 40.3 | 7 | 2.51
2020 | IESO_2_NYISO_A-F | IESO | NYISO_A-F | Internal | Shoulder | B14 | 900 | 1725 | 1725 | 30.79 | 39.03 | 7 | 1.25
2020 | IESO_2_NYISO_A-F | IESO | NYISO_A-F | Internal | Shoulder | B15 | 1203 | 1725 | 1725 | 30.79 | 39.03 | 7 | 1.25
2020 | IESO_2_NYISO_A-F | IESO | NYISO_A-F | Internal | Summer | B1 | 10 | 1725 | 1235.8 | 45.91 | 52.91 | 7 | 0
2020 | IESO_2_NYISO_A-F | IESO | NYISO_A-F | Internal | Summer | B2 | 25 | 1725 | 1725 | 40.84 | 52.91 | 7 | 5.07
2020 | IESO_2_NYISO_A-F | IESO | NYISO_A-F | Internal | Summer | B3 | 75 | 1725 | 1725 | 39.14 | 52.09 | 7 | 5.96
2020 | IESO_2_NYISO_A-F | IESO | NYISO_A-F | Internal | Summer | B4 | 100 | 1725 | 1671.5 | 39.14 | 46.14 | 7 | 0
2020 | IESO_2_NYISO_A-F | IESO | NYISO_A-F | Internal | Summer | B5 | 200 | 1725 | 1249.34 | 36.28 | 43.28 | 7 | 0
2020 | IESO_2_NYISO_A-F | IESO | NYISO_A-F | Internal | Summer | B6 | 300 | 1725 | 871.01 | 35.79 | 42.79 | 7 | 0
2020 | IESO_2_NYISO_A-F | IESO | NYISO_A-F | Internal | Summer | B7 | 400 | 1725 | 1598.03 | 32.04 | 39.04 | 7 | 0
2020 | IESO_2_NYISO_A-F | IESO | NYISO_A-F | Internal | Summer | B8 | 500 | 1725 | 1725 | 28.85 | 38.04 | 7 | 2.19
2020 | IESO_2_NYISO_A-F | IESO | NYISO_A-F | Internal | Summer | B9 | 800 | 1725 | 1725 | 28.85 | 37.9 | 7 | 2.05
2020 | IESO_2_NYISO_A-F | IESO | NYISO_A-F | Internal | Summer | B10 | 1262 | 1725 | 1725 | 28.85 | 37.9 | 7 | 2.05
2020 | IESO_2_NYISO_A-F | IESO | NYISO_A-F | Internal | Winter | B16 | 25 | 1725 | 1486.4 | 39.19 | 46.19 | 7 | 0
2020 | IESO_2_NYISO_A-F | IESO | NYISO_A-F | Internal | Winter | B17 | 100 | 1725 | 1725 | 33.75 | 42.69 | 7 | 1.93
2020 | IESO_2_NYISO_A-F | IESO | NYISO_A-F | Internal | Winter | B18 | 400 | 1725 | 1725 | 33.75 | 42.69 | 7 | 1.93
2020 | IESO_2_NYISO_A-F | IESO | NYISO_A-F | Internal | Winter | B19 | 700 | 1725 | 1725 | 33.75 | 42.69 | 7 | 1.93
2020 | IESO_2_NYISO_A-F | IESO | NYISO_A-F | Internal | Winter | B20 | 935 | 1725 | 1725 | 33.75 | 42.69 | 7 | 1.93
2020 | MAPP_CA_2_IESO | MAPP_CA | IESO | Internal | Shoulder | B11 | 25 | 330 | 0 | 53.42 | 30.79 | 8 | 0
2020 | MAPP_CA_2_IESO | MAPP_CA | IESO | Internal | Shoulder | B12 | 200 | 330 | 0 | 44.87 | 30.79 | 8 | 0
2020 | MAPP_CA_2_IESO | MAPP_CA | IESO | Internal | Shoulder | B13 | 600 | 330 | 0 | 42.62 | 30.79 | 8 | 0
2020 | MAPP_CA_2_IESO | MAPP_CA | IESO | Internal | Shoulder | B14 | 900 | 330 | 0 | 42.62 | 30.79 | 8 | 0
2020 | MAPP_CA_2_IESO | MAPP_CA | IESO | Internal | Shoulder | B15 | 1203 | 330 | 0 | 42.62 | 30.79 | 8 | 0
2020 | MAPP_CA_2_IESO | MAPP_CA | IESO | Internal | Summer | B1 | 10 | 330 | 0 | 65.06 | 45.91 | 8 | 0
2020 | MAPP_CA_2_IESO | MAPP_CA | IESO | Internal | Summer | B2 | 25 | 330 | 0 | 64.67 | 40.84 | 8 | 0
2020 | MAPP_CA_2_IESO | MAPP_CA | IESO | Internal | Summer | B3 | 75 | 330 | 0 | 64.03 | 39.14 | 8 | 0
2020 | MAPP_CA_2_IESO | MAPP_CA | IESO | Internal | Summer | B4 | 100 | 330 | 0 | 64.03 | 39.14 | 8 | 0
2020 | MAPP_CA_2_IESO | MAPP_CA | IESO | Internal | Summer | B5 | 200 | 330 | 0 | 54.49 | 36.28 | 8 | 0
2020 | MAPP_CA_2_IESO | MAPP_CA | IESO | Internal | Summer | B6 | 300 | 330 | 0 | 48.12 | 35.79 | 8 | 0
2020 | MAPP_CA_2_IESO | MAPP_CA | IESO | Internal | Summer | B7 | 400 | 330 | 0 | 39.88 | 32.04 | 8 | 0
2020 | MAPP_CA_2_IESO | MAPP_CA | IESO | Internal | Summer | B8 | 500 | 330 | 0 | 39.11 | 28.85 | 8 | 0
2020 | MAPP_CA_2_IESO | MAPP_CA | IESO | Internal | Summer | B9 | 800 | 330 | 0 | 39.11 | 28.85 | 8 | 0
2020 | MAPP_CA_2_IESO | MAPP_CA | IESO | Internal | Summer | B10 | 1262 | 330 | 0 | 39.11 | 28.85 | 8 | 0
2020 | MAPP_CA_2_IESO | MAPP_CA | IESO | Internal | Winter | B16 | 25 | 330 | 0 | 52.19 | 39.19 | 8 | 0
2020 | MAPP_CA_2_IESO | MAPP_CA | IESO | Internal | Winter | B17 | 100 | 330 | 0 | 48.71 | 33.75 | 8 | 0
2020 | MAPP_CA_2_IESO | MAPP_CA | IESO | Internal | Winter | B18 | 400 | 330 | 0 | 48.71 | 33.75 | 8 | 0
2020 | MAPP_CA_2_IESO | MAPP_CA | IESO | Internal | Winter | B19 | 700 | 330 | 0 | 48.71 | 33.75 | 8 | 0
2020 | MAPP_CA_2_IESO | MAPP_CA | IESO | Internal | Winter | B20 | 935 | 330 | 0 | 48.71 | 33.75 | 8 | 0
2020 | MAPP_CA_2_MAPP_US | MAPP_CA | MAPP_US | Internal | Shoulder | B11 | 25 | 372 | 0 | 53.42 | 53.81 | 7 | 0
2020 | MAPP_CA_2_MAPP_US | MAPP_CA | MAPP_US | Internal | Shoulder | B12 | 200 | 372 | 0 | 44.87 | 37.88 | 7 | 0
2020 | MAPP_CA_2_MAPP_US | MAPP_CA | MAPP_US | Internal | Shoulder | B13 | 600 | 372 | 0 | 42.62 | 35.6 | 7 | 0
2020 | MAPP_CA_2_MAPP_US | MAPP_CA | MAPP_US | Internal | Shoulder | B14 | 900 | 372 | 0 | 42.62 | 35.6 | 7 | 0
2020 | MAPP_CA_2_MAPP_US | MAPP_CA | MAPP_US | Internal | Shoulder | B15 | 1203 | 372 | 0 | 42.62 | 34.6 | 7 | 0
2020 | MAPP_CA_2_MAPP_US | MAPP_CA | MAPP_US | Internal | Summer | B1 | 10 | 372 | 0 | 65.06 | 59.46 | 7 | 0
2020 | MAPP_CA_2_MAPP_US | MAPP_CA | MAPP_US | Internal | Summer | B2 | 25 | 372 | 0 | 64.67 | 59.01 | 7 | 0
2020 | MAPP_CA_2_MAPP_US | MAPP_CA | MAPP_US | Internal | Summer | B3 | 75 | 372 | 0 | 64.03 | 59.01 | 7 | 0
2020 | MAPP_CA_2_MAPP_US | MAPP_CA | MAPP_US | Internal | Summer | B4 | 100 | 372 | 0 | 64.03 | 59.01 | 7 | 0
2020 | MAPP_CA_2_MAPP_US | MAPP_CA | MAPP_US | Internal | Summer | B5 | 200 | 372 | 0 | 54.49 | 54.49 | 7 | 0
2020 | MAPP_CA_2_MAPP_US | MAPP_CA | MAPP_US | Internal | Summer | B6 | 300 | 372 | 0 | 48.12 | 48.12 | 7 | 0
2020 | MAPP_CA_2_MAPP_US | MAPP_CA | MAPP_US | Internal | Summer | B7 | 400 | 372 | 0 | 39.88 | 34.9 | 7 | 0
2020 | MAPP_CA_2_MAPP_US | MAPP_CA | MAPP_US | Internal | Summer | B8 | 500 | 372 | 0 | 39.11 | 32.11 | 7 | 0
2020 | MAPP_CA_2_MAPP_US | MAPP_CA | MAPP_US | Internal | Summer | B9 | 800 | 372 | 0 | 39.11 | 32.11 | 7 | 0
2020 | MAPP_CA_2_MAPP_US | MAPP_CA | MAPP_US | Internal | Summer | B10 | 1262 | 372 | 0 | 39.11 | 29.26 | 7 | 0
2020 | MAPP_CA_2_MAPP_US | MAPP_CA | MAPP_US | Internal | Winter | B16 | 25 | 372 | 0 | 52.19 | 45.21 | 7 | 0
2020 | MAPP_CA_2_MAPP_US | MAPP_CA | MAPP_US | Internal | Winter | B17 | 100 | 372 | 0 | 48.71 | 39.24 | 7 | 0
2020 | MAPP_CA_2_MAPP_US | MAPP_CA | MAPP_US | Internal | Winter | B18 | 400 | 372 | 0 | 48.71 | 37.64 | 7 | 0
2020 | MAPP_CA_2_MAPP_US | MAPP_CA | MAPP_US | Internal | Winter | B19 | 700 | 372 | 0 | 48.71 | 37.64 | 7 | 0
2020 | MAPP_CA_2_MAPP_US | MAPP_CA | MAPP_US | Internal | Winter | B20 | 935 | 372 | 0 | 48.71 | 32.32 | 7 | 0
2020 | MAPP_CA_2_MISO_W | MAPP_CA | MISO_W | Internal | Shoulder | B11 | 25 | 1970 | 1970 | 53.42 | 55.31 | 0.01 | 1.88
2020 | MAPP_CA_2_MISO_W | MAPP_CA | MISO_W | Internal | Shoulder | B12 | 200 | 1970 | 627.19 | 44.87 | 44.88 | 0.01 | 0
2020 | MAPP_CA_2_MISO_W | MAPP_CA | MISO_W | Internal | Shoulder | B13 | 600 | 1970 | 0 | 42.62 | 42.6 | 0.01 | 0
2020 | MAPP_CA_2_MISO_W | MAPP_CA | MISO_W | Internal | Shoulder | B14 | 900 | 1970 | 0 | 42.62 | 40.42 | 0.01 | 0
2020 | MAPP_CA_2_MISO_W | MAPP_CA | MISO_W | Internal | Shoulder | B15 | 1203 | 1970 | 0 | 42.62 | 37.79 | 0.01 | 0
2020 | MAPP_CA_2_MISO_W | MAPP_CA | MISO_W | Internal | Summer | B1 | 10 | 1970 | 1970 | 65.06 | 66.46 | 0.01 | 1.39
2020 | MAPP_CA_2_MISO_W | MAPP_CA | MISO_W | Internal | Summer | B2 | 25 | 1970 | 1793.96 | 64.67 | 64.68 | 0.01 | 0
2020 | MAPP_CA_2_MISO_W | MAPP_CA | MISO_W | Internal | Summer | B3 | 75 | 1970 | 1721.81 | 64.03 | 64.04 | 0.01 | 0
2020 | MAPP_CA_2_MISO_W | MAPP_CA | MISO_W | Internal | Summer | B4 | 100 | 1970 | 1790.06 | 64.03 | 64.04 | 0.01 | 0
2020 | MAPP_CA_2_MISO_W | MAPP_CA | MISO_W | Internal | Summer | B5 | 200 | 1970 | 1841.73 | 54.49 | 54.5 | 0.01 | 0
2020 | MAPP_CA_2_MISO_W | MAPP_CA | MISO_W | Internal | Summer | B6 | 300 | 1970 | 900.29 | 48.12 | 48.14 | 0.01 | 0
2020 | MAPP_CA_2_MISO_W | MAPP_CA | MISO_W | Internal | Summer | B7 | 400 | 1970 | 607.84 | 39.88 | 39.89 | 0.01 | 0
2020 | MAPP_CA_2_MISO_W | MAPP_CA | MISO_W | Internal | Summer | B8 | 500 | 1970 | 0 | 39.11 | 38.31 | 0.01 | 0
2020 | MAPP_CA_2_MISO_W | MAPP_CA | MISO_W | Internal | Summer | B9 | 800 | 1970 | 0 | 39.11 | 37.55 | 0.01 | 0
2020 | MAPP_CA_2_MISO_W | MAPP_CA | MISO_W | Internal | Summer | B10 | 1262 | 1970 | 0 | 39.11 | 35.84 | 0.01 | 0
2020 | MAPP_CA_2_MISO_W | MAPP_CA | MISO_W | Internal | Winter | B16 | 25 | 1970 | 1031.3 | 52.19 | 52.21 | 0.01 | 0
2020 | MAPP_CA_2_MISO_W | MAPP_CA | MISO_W | Internal | Winter | B17 | 100 | 1970 | 0 | 48.71 | 46.24 | 0.01 | 0
2020 | MAPP_CA_2_MISO_W | MAPP_CA | MISO_W | Internal | Winter | B18 | 400 | 1970 | 0 | 48.71 | 42.76 | 0.01 | 0
2020 | MAPP_CA_2_MISO_W | MAPP_CA | MISO_W | Internal | Winter | B19 | 700 | 1970 | 0 | 48.71 | 41.23 | 0.01 | 0
2020 | MAPP_CA_2_MISO_W | MAPP_CA | MISO_W | Internal | Winter | B20 | 935 | 1970 | 0 | 48.71 | 37.53 | 0.01 | 0
2020 | MAPP_US_2_MAPP_CA | MAPP_US | MAPP_CA | Internal | Shoulder | B11 | 25 | 165 | 0 | 53.81 | 53.42 | 7 | 0
2020 | MAPP_US_2_MAPP_CA | MAPP_US | MAPP_CA | Internal | Shoulder | B12 | 200 | 165 | 0 | 37.88 | 44.87 | 7 | 0
2020 | MAPP_US_2_MAPP_CA | MAPP_US | MAPP_CA | Internal | Shoulder | B13 | 600 | 165 | 165 | 35.6 | 42.62 | 7 | 0.01
2020 | MAPP_US_2_MAPP_CA | MAPP_US | MAPP_CA | Internal | Shoulder | B14 | 900 | 165 | 165 | 35.6 | 42.62 | 7 | 0.01
2020 | MAPP_US_2_MAPP_CA | MAPP_US | MAPP_CA | Internal | Shoulder | B15 | 1203 | 165 | 165 | 34.6 | 42.62 | 7 | 1.01
2020 | MAPP_US_2_MAPP_CA | MAPP_US | MAPP_CA | Internal | Summer | B1 | 10 | 165 | 0 | 59.46 | 65.06 | 7 | 0
2020 | MAPP_US_2_MAPP_CA | MAPP_US | MAPP_CA | Internal | Summer | B2 | 25 | 165 | 0 | 59.01 | 64.67 | 7 | 0
2020 | MAPP_US_2_MAPP_CA | MAPP_US | MAPP_CA | Internal | Summer | B3 | 75 | 165 | 0 | 59.01 | 64.03 | 7 | 0
2020 | MAPP_US_2_MAPP_CA | MAPP_US | MAPP_CA | Internal | Summer | B4 | 100 | 165 | 0 | 59.01 | 64.03 | 7 | 0
2020 | MAPP_US_2_MAPP_CA | MAPP_US | MAPP_CA | Internal | Summer | B5 | 200 | 165 | 0 | 54.49 | 54.49 | 7 | 0
2020 | MAPP_US_2_MAPP_CA | MAPP_US | MAPP_CA | Internal | Summer | B6 | 300 | 165 | 0 | 48.12 | 48.12 | 7 | 0
2020 | MAPP_US_2_MAPP_CA | MAPP_US | MAPP_CA | Internal | Summer | B7 | 400 | 165 | 0 | 34.9 | 39.88 | 7 | 0
2020 | MAPP_US_2_MAPP_CA | MAPP_US | MAPP_CA | Internal | Summer | B8 | 500 | 165 | 86.29 | 32.11 | 39.11 | 7 | 0
2020 | MAPP_US_2_MAPP_CA | MAPP_US | MAPP_CA | Internal | Summer | B9 | 800 | 165 | 104.72 | 32.11 | 39.11 | 7 | 0
2020 | MAPP_US_2_MAPP_CA | MAPP_US | MAPP_CA | Internal | Summer | B10 | 1262 | 165 | 165 | 29.26 | 39.11 | 7 | 2.85
2020 | MAPP_US_2_MAPP_CA | MAPP_US | MAPP_CA | Internal | Winter | B16 | 25 | 165 | 0 | 45.21 | 52.19 | 7 | 0
2020 | MAPP_US_2_MAPP_CA | MAPP_US | MAPP_CA | Internal | Winter | B17 | 100 | 165 | 165 | 39.24 | 48.71 | 7 | 2.47
2020 | MAPP_US_2_MAPP_CA | MAPP_US | MAPP_CA | Internal | Winter | B18 | 400 | 165 | 165 | 37.64 | 48.71 | 7 | 4.06
2020 | MAPP_US_2_MAPP_CA | MAPP_US | MAPP_CA | Internal | Winter | B19 | 700 | 165 | 165 | 37.64 | 48.71 | 7 | 4.06
2020 | MAPP_US_2_MAPP_CA | MAPP_US | MAPP_CA | Internal | Winter | B20 | 935 | 165 | 165 | 32.32 | 48.71 | 7 | 9.38
2020 | MAPP_US_2_MISO_W | MAPP_US | MISO_W | Internal | Shoulder | B11 | 25 | 2635 | 0 | 53.81 | 55.31 | 7 | 0
2020 | MAPP_US_2_MISO_W | MAPP_US | MISO_W | Internal | Shoulder | B12 | 200 | 2635 | 1241.71 | 37.88 | 44.88 | 7 | 0
2020 | MAPP_US_2_MISO_W | MAPP_US | MISO_W | Internal | Shoulder | B13 | 600 | 2635 | 318.36 | 35.6 | 42.6 | 7 | 0
2020 | MAPP_US_2_MISO_W | MAPP_US | MISO_W | Internal | Shoulder | B14 | 900 | 2635 | 0 | 35.6 | 40.42 | 7 | 0
2020 | MAPP_US_2_MISO_W | MAPP_US | MISO_W | Internal | Shoulder | B15 | 1203 | 2635 | 0 | 34.6 | 37.79 | 7 | 0
2020 | MAPP_US_2_MISO_W | MAPP_US | MISO_W | Internal | Summer | B1 | 10 | 2635 | 149.46 | 59.46 | 66.46 | 7 | 0
2020 | MAPP_US_2_MISO_W | MAPP_US | MISO_W | Internal | Summer | B2 | 25 | 2635 | 0 | 59.01 | 64.68 | 7 | 0
2020 | MAPP_US_2_MISO_W | MAPP_US | MISO_W | Internal | Summer | B3 | 75 | 2635 | 0 | 59.01 | 64.04 | 7 | 0
2020 | MAPP_US_2_MISO_W | MAPP_US | MISO_W | Internal | Summer | B4 | 100 | 2635 | 0 | 59.01 | 64.04 | 7 | 0
2020 | MAPP_US_2_MISO_W | MAPP_US | MISO_W | Internal | Summer | B5 | 200 | 2635 | 0 | 54.49 | 54.5 | 7 | 0
2020 | MAPP_US_2_MISO_W | MAPP_US | MISO_W | Internal | Summer | B6 | 300 | 2635 | 0 | 48.12 | 48.14 | 7 | 0
2020 | MAPP_US_2_MISO_W | MAPP_US | MISO_W | Internal | Summer | B7 | 400 | 2635 | 0 | 34.9 | 39.89 | 7 | 0
2020 | MAPP_US_2_MISO_W | MAPP_US | MISO_W | Internal | Summer | B8 | 500 | 2635 | 0 | 32.11 | 38.31 | 7 | 0
2020 | MAPP_US_2_MISO_W | MAPP_US | MISO_W | Internal | Summer | B9 | 800 | 2635 | 0 | 32.11 | 37.55 | 7 | 0
2020 | MAPP_US_2_MISO_W | MAPP_US | MISO_W | Internal | Summer | B10 | 1262 | 2635 | 0 | 29.26 | 35.84 | 7 | 0
2020 | MAPP_US_2_MISO_W | MAPP_US | MISO_W | Internal | Winter | B16 | 25 | 2635 | 759.19 | 45.21 | 52.21 | 7 | 0
2020 | MAPP_US_2_MISO_W | MAPP_US | MISO_W | Internal | Winter | B17 | 100 | 2635 | 692.67 | 39.24 | 46.24 | 7 | 0
2020 | MAPP_US_2_MISO_W | MAPP_US | MISO_W | Internal | Winter | B18 | 400 | 2635 | 0 | 37.64 | 42.76 | 7 | 0
2020 | MAPP_US_2_MISO_W | MAPP_US | MISO_W | Internal | Winter | B19 | 700 | 2635 | 0 | 37.64 | 41.23 | 7 | 0
2020 | MAPP_US_2_MISO_W | MAPP_US | MISO_W | Internal | Winter | B20 | 935 | 2635 | 0 | 32.32 | 37.53 | 7 | 0
2020 | MAPP_US_2_NE | MAPP_US | NE | Internal | Shoulder | B11 | 25 | 2000 | 1699.95 | 53.81 | 60.81 | 7 | 0
2020 | MAPP_US_2_NE | MAPP_US | NE | Internal | Shoulder | B12 | 200 | 2000 | 0 | 37.88 | 43.97 | 7 | 0
2020 | MAPP_US_2_NE | MAPP_US | NE | Internal | Shoulder | B13 | 600 | 2000 | 585.75 | 35.6 | 42.6 | 7 | 0
2020 | MAPP_US_2_NE | MAPP_US | NE | Internal | Shoulder | B14 | 900 | 2000 | 0 | 35.6 | 41.52 | 7 | 0
2020 | MAPP_US_2_NE | MAPP_US | NE | Internal | Shoulder | B15 | 1203 | 2000 | 0 | 34.6 | 41.03 | 7 | 0
2020 | MAPP_US_2_NE | MAPP_US | NE | Internal | Summer | B1 | 10 | 2000 | 702.56 | 59.46 | 66.46 | 7 | 0
2020 | MAPP_US_2_NE | MAPP_US | NE | Internal | Summer | B2 | 25 | 2000 | 1076.6 | 59.01 | 66.01 | 7 | 0
2020 | MAPP_US_2_NE | MAPP_US | NE | Internal | Summer | B3 | 75 | 2000 | 1044.34 | 59.01 | 66.01 | 7 | 0
2020 | MAPP_US_2_NE | MAPP_US | NE | Internal | Summer | B4 | 100 | 2000 | 1312.21 | 59.01 | 66.01 | 7 | 0
2020 | MAPP_US_2_NE | MAPP_US | NE | Internal | Summer | B5 | 200 | 2000 | 1010.62 | 54.49 | 61.49 | 7 | 0
2020 | MAPP_US_2_NE | MAPP_US | NE | Internal | Summer | B6 | 300 | 2000 | 1114.33 | 48.12 | 55.12 | 7 | 0
2020 | MAPP_US_2_NE | MAPP_US | NE | Internal | Summer | B7 | 400 | 2000 | 1068.18 | 34.9 | 41.9 | 7 | 0
2020 | MAPP_US_2_NE | MAPP_US | NE | Internal | Summer | B8 | 500 | 2000 | 1079.08 | 32.11 | 39.11 | 7 | 0
2020 | MAPP_US_2_NE | MAPP_US | NE | Internal | Summer | B9 | 800 | 2000 | 668.83 | 32.11 | 39.11 | 7 | 0
2020 | MAPP_US_2_NE | MAPP_US | NE | Internal | Summer | B10 | 1262 | 2000 | 398.98 | 29.26 | 36.26 | 7 | 0
2020 | MAPP_US_2_NE | MAPP_US | NE | Internal | Winter | B16 | 25 | 2000 | 584.82 | 45.21 | 52.21 | 7 | 0
2020 | MAPP_US_2_NE | MAPP_US | NE | Internal | Winter | B17 | 100 | 2000 | 0 | 39.24 | 44.3 | 7 | 0
2020 | MAPP_US_2_NE | MAPP_US | NE | Internal | Winter | B18 | 400 | 2000 | 0 | 37.64 | 43.79 | 7 | 0
2020 | MAPP_US_2_NE | MAPP_US | NE | Internal | Winter | B19 | 700 | 2000 | 0 | 37.64 | 43.7 | 7 | 0
2020 | MAPP_US_2_NE | MAPP_US | NE | Internal | Winter | B20 | 935 | 2000 | 0 | 32.32 | 39.15 | 7 | 0
2020 | MARITIMES_2_NEISO | MARITIMES | NEISO | Internal | Shoulder | B11 | 25 | 99999 | 1400 | 37.91 | 37.92 | 0.01 | 0
2020 | MARITIMES_2_NEISO | MARITIMES | NEISO | Internal | Shoulder | B12 | 200 | 99999 | 1400 | 37.91 | 37.92 | 0.01 | 0
2020 | MARITIMES_2_NEISO | MARITIMES | NEISO | Internal | Shoulder | B13 | 600 | 99999 | 1400 | 37.91 | 37.92 | 0.01 | 0
2020 | MARITIMES_2_NEISO | MARITIMES | NEISO | Internal | Shoulder | B14 | 900 | 99999 | 1400 | 37.91 | 37.92 | 0.01 | 0
2020 | MARITIMES_2_NEISO | MARITIMES | NEISO | Internal | Shoulder | B15 | 1203 | 99999 | 426.43 | 37.91 | 37.92 | 0.01 | 0
2020 | MARITIMES_2_NEISO | MARITIMES | NEISO | Internal | Summer | B1 | 10 | 99999 | 1400 | 75.96 | 75.97 | 0.01 | 0
2020 | MARITIMES_2_NEISO | MARITIMES | NEISO | Internal | Summer | B2 | 25 | 99999 | 1400 | 58.94 | 58.95 | 0.01 | 0
2020 | MARITIMES_2_NEISO | MARITIMES | NEISO | Internal | Summer | B3 | 75 | 99999 | 1400 | 49.08 | 49.09 | 0.01 | 0
2020 | MARITIMES_2_NEISO | MARITIMES | NEISO | Internal | Summer | B4 | 100 | 99999 | 1400 | 43.13 | 43.14 | 0.01 | 0
2020 | MARITIMES_2_NEISO | MARITIMES | NEISO | Internal | Summer | B5 | 200 | 99999 | 1400 | 35.03 | 35.04 | 0.01 | 0
2020 | MARITIMES_2_NEISO | MARITIMES | NEISO | Internal | Summer | B6 | 300 | 99999 | 1400 | 35.03 | 35.04 | 0.01 | 0
2020 | MARITIMES_2_NEISO | MARITIMES | NEISO | Internal | Summer | B7 | 400 | 99999 | 1400 | 35.03 | 35.04 | 0.01 | 0
2020 | MARITIMES_2_NEISO | MARITIMES | NEISO | Internal | Summer | B8 | 500 | 99999 | 1400 | 35.03 | 35.04 | 0.01 | 0
2020 | MARITIMES_2_NEISO | MARITIMES | NEISO | Internal | Summer | B9 | 800 | 99999 | 1400 | 35.03 | 35.04 | 0.01 | 0
2020 | MARITIMES_2_NEISO | MARITIMES | NEISO | Internal | Summer | B10 | 1262 | 99999 | 236.13 | 35.03 | 35.04 | 0.01 | 0
2020 | MARITIMES_2_NEISO | MARITIMES | NEISO | Internal | Winter | B16 | 25 | 99999 | 1400 | 46.84 | 46.85 | 0.01 | 0
2020 | MARITIMES_2_NEISO | MARITIMES | NEISO | Internal | Winter | B17 | 100 | 99999 | 1400 | 46.84 | 46.85 | 0.01 | 0
2020 | MARITIMES_2_NEISO | MARITIMES | NEISO | Internal | Winter | B18 | 400 | 99999 | 1400 | 46.84 | 46.85 | 0.01 | 0
2020 | MARITIMES_2_NEISO | MARITIMES | NEISO | Internal | Winter | B19 | 700 | 99999 | 1400 | 46.84 | 46.85 | 0.01 | 0
2020 | MARITIMES_2_NEISO | MARITIMES | NEISO | Internal | Winter | B20 | 935 | 99999 | 475.94 | 46.84 | 46.85 | 0.01 | 0
2020 | MISO_IN_2_MISO_MI | MISO_IN | MISO_MI | Internal | Shoulder | B11 | 25 | 5000 | 0 | 55.3 | 52.76 | 0.01 | 0
2020 | MISO_IN_2_MISO_MI | MISO_IN | MISO_MI | Internal | Shoulder | B12 | 200 | 5000 | 259.7 | 44.91 | 44.92 | 0.01 | 0
2020 | MISO_IN_2_MISO_MI | MISO_IN | MISO_MI | Internal | Shoulder | B13 | 600 | 5000 | 125.13 | 42.18 | 42.19 | 0.01 | 0
2020 | MISO_IN_2_MISO_MI | MISO_IN | MISO_MI | Internal | Shoulder | B14 | 900 | 5000 | 0 | 40.42 | 40.41 | 0.01 | 0
2020 | MISO_IN_2_MISO_MI | MISO_IN | MISO_MI | Internal | Shoulder | B15 | 1203 | 5000 | 0 | 37.79 | 37.79 | 0.01 | 0
2020 | MISO_IN_2_MISO_MI | MISO_IN | MISO_MI | Internal | Summer | B1 | 10 | 5000 | 0 | 66.46 | 64.82 | 0.01 | 0
2020 | MISO_IN_2_MISO_MI | MISO_IN | MISO_MI | Internal | Summer | B2 | 25 | 5000 | 0 | 64.68 | 64.67 | 0.01 | 0
2020 | MISO_IN_2_MISO_MI | MISO_IN | MISO_MI | Internal | Summer | B3 | 75 | 5000 | 0 | 62.64 | 60.54 | 0.01 | 0
2020 | MISO_IN_2_MISO_MI | MISO_IN | MISO_MI | Internal | Summer | B4 | 100 | 5000 | 0 | 61.83 | 59.46 | 0.01 | 0
2020 | MISO_IN_2_MISO_MI | MISO_IN | MISO_MI | Internal | Summer | B5 | 200 | 5000 | 0 | 53.49 | 52.47 | 0.01 | 0
2020 | MISO_IN_2_MISO_MI | MISO_IN | MISO_MI | Internal | Summer | B6 | 300 | 5000 | 0 | 47.12 | 47.11 | 0.01 | 0
2020 | MISO_IN_2_MISO_MI | MISO_IN | MISO_MI | Internal | Summer | B7 | 400 | 5000 | 0 | 39.87 | 39.86 | 0.01 | 0
2020 | MISO_IN_2_MISO_MI | MISO_IN | MISO_MI | Internal | Summer | B8 | 500 | 5000 | 136.19 | 38.28 | 38.29 | 0.01 | 0
2020 | MISO_IN_2_MISO_MI | MISO_IN | MISO_MI | Internal | Summer | B9 | 800 | 5000 | 521.62 | 37.12 | 37.13 | 0.01 | 0
2020 | MISO_IN_2_MISO_MI | MISO_IN | MISO_MI | Internal | Summer | B10 | 1262 | 5000 | 2790.18 | 35.84 | 35.85 | 0.01 | 0
2020 | MISO_IN_2_MISO_MI | MISO_IN | MISO_MI | Internal | Winter | B16 | 25 | 5000 | 0 | 52.46 | 52.45 | 0.01 | 0
2020 | MISO_IN_2_MISO_MI | MISO_IN | MISO_MI | Internal | Winter | B17 | 100 | 5000 | 0 | 46.26 | 46.25 | 0.01 | 0
2020 | MISO_IN_2_MISO_MI | MISO_IN | MISO_MI | Internal | Winter | B18 | 400 | 5000 | 0 | 42.76 | 42.75 | 0.01 | 0
2020 | MISO_IN_2_MISO_MI | MISO_IN | MISO_MI | Internal | Winter | B19 | 700 | 5000 | 0 | 40.77 | 40.75 | 0.01 | 0
2020 | MISO_IN_2_MISO_MI | MISO_IN | MISO_MI | Internal | Winter | B20 | 935 | 5000 | 281.79 | 37.55 | 37.56 | 0.01 | 0
2020 | MISO_IN_2_MISO_MO-IL | MISO_IN | MISO_MO-IL | Internal | Shoulder | B11 | 25 | 5000 | 0 | 55.3 | 55.3 | 0.01 | 0
2020 | MISO_IN_2_MISO_MO-IL | MISO_IN | MISO_MO-IL | Internal | Shoulder | B12 | 200 | 5000 | 0 | 44.91 | 44.89 | 0.01 | 0
2020 | MISO_IN_2_MISO_MO-IL | MISO_IN | MISO_MO-IL | Internal | Shoulder | B13 | 600 | 5000 | 0 | 42.18 | 42.17 | 0.01 | 0
2020 | MISO_IN_2_MISO_MO-IL | MISO_IN | MISO_MO-IL | Internal | Shoulder | B14 | 900 | 5000 | 0 | 40.42 | 40.41 | 0.01 | 0
2020 | MISO_IN_2_MISO_MO-IL | MISO_IN | MISO_MO-IL | Internal | Shoulder | B15 | 1203 | 5000 | 0 | 37.79 | 37.77 | 0.01 | 0
2020 | MISO_IN_2_MISO_MO-IL | MISO_IN | MISO_MO-IL | Internal | Summer | B1 | 10 | 5000 | 643.25 | 66.46 | 66.47 | 0.01 | 0
2020 | MISO_IN_2_MISO_MO-IL | MISO_IN | MISO_MO-IL | Internal | Summer | B2 | 25 | 5000 | 0 | 64.68 | 64.67 | 0.01 | 0
2020 | MISO_IN_2_MISO_MO-IL | MISO_IN | MISO_MO-IL | Internal | Summer | B3 | 75 | 5000 | 207.18 | 62.64 | 62.65 | 0.01 | 0
2020 | MISO_IN_2_MISO_MO-IL | MISO_IN | MISO_MO-IL | Internal | Summer | B4 | 100 | 5000 | 138.44 | 61.83 | 61.84 | 0.01 | 0
2020 | MISO_IN_2_MISO_MO-IL | MISO_IN | MISO_MO-IL | Internal | Summer | B5 | 200 | 5000 | 324 | 53.49 | 53.5 | 0.01 | 0
2020 | MISO_IN_2_MISO_MO-IL | MISO_IN | MISO_MO-IL | Internal | Summer | B6 | 300 | 5000 | 1243.74 | 47.12 | 47.14 | 0.01 | 0
2020 | MISO_IN_2_MISO_MO-IL | MISO_IN | MISO_MO-IL | Internal | Summer | B7 | 400 | 5000 | 240.78 | 39.87 | 39.88 | 0.01 | 0
2020 | MISO_IN_2_MISO_MO-IL | MISO_IN | MISO_MO-IL | Internal | Summer | B8 | 500 | 5000 | 356.78 | 38.28 | 38.29 | 0.01 | 0
2020 | MISO_IN_2_MISO_MO-IL | MISO_IN | MISO_MO-IL | Internal | Summer | B9 | 800 | 5000 | 1045.38 | 37.12 | 37.13 | 0.01 | 0
2020 | MISO_IN_2_MISO_MO-IL | MISO_IN | MISO_MO-IL | Internal | Summer | B10 | 1262 | 5000 | 0 | 35.84 | 35.82 | 0.01 | 0
2020 | MISO_IN_2_MISO_MO-IL | MISO_IN | MISO_MO-IL | Internal | Winter | B16 | 25 | 5000 | 0 | 52.46 | 52.22 | 0.01 | 0
2020 | MISO_IN_2_MISO_MO-IL | MISO_IN | MISO_MO-IL | Internal | Winter | B17 | 100 | 5000 | 0 | 46.26 | 46.25 | 0.01 | 0
2020 | MISO_IN_2_MISO_MO-IL | MISO_IN | MISO_MO-IL | Internal | Winter | B18 | 400 | 5000 | 0 | 42.76 | 42.75 | 0.01 | 0
2020 | MISO_IN_2_MISO_MO-IL | MISO_IN | MISO_MO-IL | Internal | Winter | B19 | 700 | 5000 | 0 | 40.77 | 40.75 | 0.01 | 0
2020 | MISO_IN_2_MISO_MO-IL | MISO_IN | MISO_MO-IL | Internal | Winter | B20 | 935 | 5000 | 0 | 37.55 | 37.54 | 0.01 | 0
2020 | MISO_IN_2_NonRTO_Midwest | MISO_IN | NonRTO_Midwest | Internal | Shoulder | B11 | 25 | 4800 | 909.13 | 55.3 | 63.3 | 8 | 0
2020 | MISO_IN_2_NonRTO_Midwest | MISO_IN | NonRTO_Midwest | Internal | Shoulder | B12 | 200 | 4800 | 469.68 | 44.91 | 52.91 | 8 | 0
2020 | MISO_IN_2_NonRTO_Midwest | MISO_IN | NonRTO_Midwest | Internal | Shoulder | B13 | 600 | 4800 | 0 | 42.18 | 49.65 | 8 | 0
2020 | MISO_IN_2_NonRTO_Midwest | MISO_IN | NonRTO_Midwest | Internal | Shoulder | B14 | 900 | 4800 | 0 | 40.42 | 43.74 | 8 | 0
2020 | MISO_IN_2_NonRTO_Midwest | MISO_IN | NonRTO_Midwest | Internal | Shoulder | B15 | 1203 | 4800 | 0 | 37.79 | 35.88 | 8 | 0
2020 | MISO_IN_2_NonRTO_Midwest | MISO_IN | NonRTO_Midwest | Internal | Summer | B1 | 10 | 4800 | 0 | 66.46 | 69.83 | 8 | 0
2020 | MISO_IN_2_NonRTO_Midwest | MISO_IN | NonRTO_Midwest | Internal | Summer | B2 | 25 | 4800 | 0 | 64.68 | 69.83 | 8 | 0
2020 | MISO_IN_2_NonRTO_Midwest | MISO_IN | NonRTO_Midwest | Internal | Summer | B3 | 75 | 4800 | 0 | 62.64 | 69.83 | 8 | 0
2020 | MISO_IN_2_NonRTO_Midwest | MISO_IN | NonRTO_Midwest | Internal | Summer | B4 | 100 | 4800 | 887.23 | 61.83 | 69.83 | 8 | 0
2020 | MISO_IN_2_NonRTO_Midwest | MISO_IN | NonRTO_Midwest | Internal | Summer | B5 | 200 | 4800 | 984.83 | 53.49 | 61.49 | 8 | 0
2020 | MISO_IN_2_NonRTO_Midwest | MISO_IN | NonRTO_Midwest | Internal | Summer | B6 | 300 | 4800 | 388.43 | 47.12 | 55.12 | 8 | 0
2020 | MISO_IN_2_NonRTO_Midwest | MISO_IN | NonRTO_Midwest | Internal | Summer | B7 | 400 | 4800 | 0 | 39.87 | 44.35 | 8 | 0
2020 | MISO_IN_2_NonRTO_Midwest | MISO_IN | NonRTO_Midwest | Internal | Summer | B8 | 500 | 4800 | 0 | 38.28 | 42.7 | 8 | 0
2020 | MISO_IN_2_NonRTO_Midwest | MISO_IN | NonRTO_Midwest | Internal | Summer | B9 | 800 | 4800 | 0 | 37.12 | 36.33 | 8 | 0
2020 | MISO_IN_2_NonRTO_Midwest | MISO_IN | NonRTO_Midwest | Internal | Summer | B10 | 1262 | 4800 | 0 | 35.84 | 35.23 | 8 | 0
2020 | MISO_IN_2_NonRTO_Midwest | MISO_IN | NonRTO_Midwest | Internal | Winter | B16 | 25 | 4800 | 2348.43 | 52.46 | 60.46 | 8 | 0
2020 | MISO_IN_2_NonRTO_Midwest | MISO_IN | NonRTO_Midwest | Internal | Winter | B17 | 100 | 4800 | 1279.14 | 46.26 | 54.26 | 8 | 0
2020 | MISO_IN_2_NonRTO_Midwest | MISO_IN | NonRTO_Midwest | Internal | Winter | B18 | 400 | 4800 | 418.3 | 42.76 | 50.76 | 8 | 0
2020 | MISO_IN_2_NonRTO_Midwest | MISO_IN | NonRTO_Midwest | Internal | Winter | B19 | 700 | 4800 | 0 | 40.77 | 44.31 | 8 | 0
2020 | MISO_IN_2_NonRTO_Midwest | MISO_IN | NonRTO_Midwest | Internal | Winter | B20 | 935 | 4800 | 0 | 37.55 | 35.9 | 8 | 0
2020 | MISO_IN_2_PJM_ROR | MISO_IN | PJM_ROR | Internal | Shoulder | B11 | 25 | 992 | 0 | 55.3 | 53.3 | 2 | 0
2020 | MISO_IN_2_PJM_ROR | MISO_IN | PJM_ROR | Internal | Shoulder | B12 | 200 | 992 | 0 | 44.91 | 45.4 | 2 | 0
2020 | MISO_IN_2_PJM_ROR | MISO_IN | PJM_ROR | Internal | Shoulder | B13 | 600 | 992 | 0 | 42.18 | 43.34 | 2 | 0
2020 | MISO_IN_2_PJM_ROR | MISO_IN | PJM_ROR | Internal | Shoulder | B14 | 900 | 992 | 0 | 40.42 | 40.59 | 2 | 0
2020 | MISO_IN_2_PJM_ROR | MISO_IN | PJM_ROR | Internal | Shoulder | B15 | 1203 | 992 | 0 | 37.79 | 37.56 | 2 | 0
2020 | MISO_IN_2_PJM_ROR | MISO_IN | PJM_ROR | Internal | Summer | B1 | 10 | 992 | 992 | 66.46 | 68.47 | 2 | 0.01
2020 | MISO_IN_2_PJM_ROR | MISO_IN | PJM_ROR | Internal | Summer | B2 | 25 | 992 | 0 | 64.68 | 66.67 | 2 | 0
2020 | MISO_IN_2_PJM_ROR | MISO_IN | PJM_ROR | Internal | Summer | B3 | 75 | 992 | 0 | 62.64 | 62.54 | 2 | 0
2020 | MISO_IN_2_PJM_ROR | MISO_IN | PJM_ROR | Internal | Summer | B4 | 100 | 992 | 0 | 61.83 | 62.35 | 2 | 0
2020 | MISO_IN_2_PJM_ROR | MISO_IN | PJM_ROR | Internal | Summer | B5 | 200 | 992 | 0 | 53.49 | 54.47 | 2 | 0
2020 | MISO_IN_2_PJM_ROR | MISO_IN | PJM_ROR | Internal | Summer | B6 | 300 | 992 | 0 | 47.12 | 49.11 | 2 | 0
2020 | MISO_IN_2_PJM_ROR | MISO_IN | PJM_ROR | Internal | Summer | B7 | 400 | 992 | 0 | 39.87 | 41.19 | 2 | 0
2020 | MISO_IN_2_PJM_ROR | MISO_IN | PJM_ROR | Internal | Summer | B8 | 500 | 992 | 0 | 38.28 | 38.45 | 2 | 0
2020 | MISO_IN_2_PJM_ROR | MISO_IN | PJM_ROR | Internal | Summer | B9 | 800 | 992 | 0 | 37.12 | 36.62 | 2 | 0
2020 | MISO_IN_2_PJM_ROR | MISO_IN | PJM_ROR | Internal | Summer | B10 | 1262 | 992 | 0 | 35.84 | 35.05 | 2 | 0
2020 | MISO_IN_2_PJM_ROR | MISO_IN | PJM_ROR | Internal | Winter | B16 | 25 | 992 | 0 | 52.46 | 54.21 | 2 | 0
2020 | MISO_IN_2_PJM_ROR | MISO_IN | PJM_ROR | Internal | Winter | B17 | 100 | 992 | 0 | 46.26 | 48.25 | 2 | 0
2020 | MISO_IN_2_PJM_ROR | MISO_IN | PJM_ROR | Internal | Winter | B18 | 400 | 992 | 0 | 42.76 | 44.75 | 2 | 0
2020 | MISO_IN_2_PJM_ROR | MISO_IN | PJM_ROR | Internal | Winter | B19 | 700 | 992 | 0 | 40.77 | 42.37 | 2 | 0
2020 | MISO_IN_2_PJM_ROR | MISO_IN | PJM_ROR | Internal | Winter | B20 | 935 | 992 | 0 | 37.55 | 36.68 | 2 | 0
2020 | MISO_MI_2_MISO_IN | MISO_MI | MISO_IN | Internal | Shoulder | B11 | 25 | 2045 | 2045 | 52.76 | 55.3 | 0.01 | 2.53
2020 | MISO_MI_2_MISO_IN | MISO_MI | MISO_IN | Internal | Shoulder | B12 | 200 | 2045 | 0 | 44.92 | 44.91 | 0.01 | 0
2020 | MISO_MI_2_MISO_IN | MISO_MI | MISO_IN | Internal | Shoulder | B13 | 600 | 2045 | 0 | 42.19 | 42.18 | 0.01 | 0
2020 | MISO_MI_2_MISO_IN | MISO_MI | MISO_IN | Internal | Shoulder | B14 | 900 | 2045 | 457.06 | 40.41 | 40.42 | 0.01 | 0
2020 | MISO_MI_2_MISO_IN | MISO_MI | MISO_IN | Internal | Shoulder | B15 | 1203 | 2045 | 0 | 37.79 | 37.79 | 0.01 | 0
2020 | MISO_MI_2_MISO_IN | MISO_MI | MISO_IN | Internal | Summer | B1 | 10 | 2045 | 2045 | 64.82 | 66.46 | 0.01 | 1.63
2020 | MISO_MI_2_MISO_IN | MISO_MI | MISO_IN | Internal | Summer | B2 | 25 | 2045 | 1508.96 | 64.67 | 64.68 | 0.01 | 0
2020 | MISO_MI_2_MISO_IN | MISO_MI | MISO_IN | Internal | Summer | B3 | 75 | 2045 | 2045 | 60.54 | 62.64 | 0.01 | 2.09
2020 | MISO_MI_2_MISO_IN | MISO_MI | MISO_IN | Internal | Summer | B4 | 100 | 2045 | 2045 | 59.46 | 61.83 | 0.01 | 2.36
2020 | MISO_MI_2_MISO_IN | MISO_MI | MISO_IN | Internal | Summer | B5 | 200 | 2045 | 2045 | 52.47 | 53.49 | 0.01 | 1
2020 | MISO_MI_2_MISO_IN | MISO_MI | MISO_IN | Internal | Summer | B6 | 300 | 2045 | 1432.32 | 47.11 | 47.12 | 0.01 | 0
2020 | MISO_MI_2_MISO_IN | MISO_MI | MISO_IN | Internal | Summer | B7 | 400 | 2045 | 507.66 | 39.86 | 39.87 | 0.01 | 0
2020 | MISO_MI_2_MISO_IN | MISO_MI | MISO_IN | Internal | Summer | B8 | 500 | 2045 | 0 | 38.29 | 38.28 | 0.01 | 0
2020 | MISO_MI_2_MISO_IN | MISO_MI | MISO_IN | Internal | Summer | B9 | 800 | 2045 | 0 | 37.13 | 37.12 | 0.01 | 0
2020 | MISO_MI_2_MISO_IN | MISO_MI | MISO_IN | Internal | Summer | B10 | 1262 | 2045 | 0 | 35.85 | 35.84 | 0.01 | 0
2020 | MISO_MI_2_MISO_IN | MISO_MI | MISO_IN | Internal | Winter | B16 | 25 | 2045 | 1364.59 | 52.45 | 52.46 | 0.01 | 0
2020 | MISO_MI_2_MISO_IN | MISO_MI | MISO_IN | Internal | Winter | B17 | 100 | 2045 | 357.87 | 46.25 | 46.26 | 0.01 | 0
2020 | MISO_MI_2_MISO_IN | MISO_MI | MISO_IN | Internal | Winter | B18 | 400 | 2045 | 343.7 | 42.75 | 42.76 | 0.01 | 0
2020 | MISO_MI_2_MISO_IN | MISO_MI | MISO_IN | Internal | Winter | B19 | 700 | 2045 | 410.49 | 40.75 | 40.77 | 0.01 | 0
2020 | MISO_MI_2_MISO_IN | MISO_MI | MISO_IN | Internal | Winter | B20 | 935 | 2045 | 0 | 37.56 | 37.55 | 0.01 | 0
2020 | MISO_MI_2_MISO_WUMS | MISO_MI | MISO_WUMS | Internal | Shoulder | B11 | 25 | 117 | 117 | 52.76 | 55.3 | 0.01 | 2.53
2020 | MISO_MI_2_MISO_WUMS | MISO_MI | MISO_WUMS | Internal | Shoulder | B12 | 200 | 117 | 0 | 44.92 | 44.87 | 0.01 | 0
2020 | MISO_MI_2_MISO_WUMS | MISO_MI | MISO_WUMS | Internal | Shoulder | B13 | 600 | 117 | 117 | 42.19 | 42.59 | 0.01 | 0.39
2020 | MISO_MI_2_MISO_WUMS | MISO_MI | MISO_WUMS | Internal | Shoulder | B14 | 900 | 117 | 117 | 40.41 | 40.43 | 0.01 | 0.01
2020 | MISO_MI_2_MISO_WUMS | MISO_MI | MISO_WUMS | Internal | Shoulder | B15 | 1203 | 117 | 0 | 37.79 | 37.77 | 0.01 | 0
2020 | MISO_MI_2_MISO_WUMS | MISO_MI | MISO_WUMS | Internal | Summer | B1 | 10 | 117 | 0 | 64.82 | 64.67 | 0.01 | 0
2020 | MISO_MI_2_MISO_WUMS | MISO_MI | MISO_WUMS | Internal | Summer | B2 | 25 | 117 | 0 | 64.67 | 64.67 | 0.01 | 0
2020 | MISO_MI_2_MISO_WUMS | MISO_MI | MISO_WUMS | Internal | Summer | B3 | 75 | 117 | 117 | 60.54 | 61.04 | 0.01 | 0.49
2020 | MISO_MI_2_MISO_WUMS | MISO_MI | MISO_WUMS | Internal | Summer | B4 | 100 | 117 | 117 | 59.46 | 61.04 | 0.01 | 1.56
2020 | MISO_MI_2_MISO_WUMS | MISO_MI | MISO_WUMS | Internal | Summer | B5 | 200 | 117 | 117 | 52.47 | 54.49 | 0.01 | 2
2020 | MISO_MI_2_MISO_WUMS | MISO_MI | MISO_WUMS | Internal | Summer | B6 | 300 | 117 | 0 | 47.11 | 47.11 | 0.01 | 0
2020 | MISO_MI_2_MISO_WUMS | MISO_MI | MISO_WUMS | Internal | Summer | B7 | 400 | 117 | 117 | 39.86 | 39.88 | 0.01 | 0.01
2020 | MISO_MI_2_MISO_WUMS | MISO_MI | MISO_WUMS | Internal | Summer | B8 | 500 | 117 | 0 | 38.29 | 38.29 | 0.01 | 0
2020 | MISO_MI_2_MISO_WUMS | MISO_MI | MISO_WUMS | Internal | Summer | B9 | 800 | 117 | 117 | 37.13 | 37.54 | 0.01 | 0.39
2020 | MISO_MI_2_MISO_WUMS | MISO_MI | MISO_WUMS | Internal | Summer | B10 | 1262 | 117 | 0 | 35.85 | 35.85 | 0.01 | 0
2020 | MISO_MI_2_MISO_WUMS | MISO_MI | MISO_WUMS | Internal | Winter | B16 | 25 | 117 | 0 | 52.45 | 52.21 | 0.01 | 0
2020 | MISO_MI_2_MISO_WUMS | MISO_MI | MISO_WUMS | Internal | Winter | B17 | 100 | 117 | 0 | 46.25 | 46.25 | 0.01 | 0
2020 | MISO_MI_2_MISO_WUMS | MISO_MI | MISO_WUMS | Internal | Winter | B18 | 400 | 117 | 0 | 42.75 | 42.75 | 0.01 | 0
2020 | MISO_MI_2_MISO_WUMS | MISO_MI | MISO_WUMS | Internal | Winter | B19 | 700 | 117 | 117 | 40.75 | 41.22 | 0.01 | 0.45
2020 | MISO_MI_2_MISO_WUMS | MISO_MI | MISO_WUMS | Internal | Winter | B20 | 935 | 117 | 0 | 37.56 | 37.54 | 0.01 | 0
2020 | MISO_MI_2_PJM_ROR | MISO_MI | PJM_ROR | Internal | Shoulder | B11 | 25 | 1424 | 0 | 52.76 | 53.3 | 2 | 0
2020 | MISO_MI_2_PJM_ROR | MISO_MI | PJM_ROR | Internal | Shoulder | B12 | 200 | 1424 | 0 | 44.92 | 45.4 | 2 | 0
2020 | MISO_MI_2_PJM_ROR | MISO_MI | PJM_ROR | Internal | Shoulder | B13 | 600 | 1424 | 0 | 42.19 | 43.34 | 2 | 0
2020 | MISO_MI_2_PJM_ROR | MISO_MI | PJM_ROR | Internal | Shoulder | B14 | 900 | 1424 | 0 | 40.41 | 40.59 | 2 | 0
2020 | MISO_MI_2_PJM_ROR | MISO_MI | PJM_ROR | Internal | Shoulder | B15 | 1203 | 1424 | 0 | 37.79 | 37.56 | 2 | 0
2020 | MISO_MI_2_PJM_ROR | MISO_MI | PJM_ROR | Internal | Summer | B1 | 10 | 1424 | 1424 | 64.82 | 68.47 | 2 | 1.66
2020 | MISO_MI_2_PJM_ROR | MISO_MI | PJM_ROR | Internal | Summer | B2 | 25 | 1424 | 453.54 | 64.67 | 66.67 | 2 | 0
2020 | MISO_MI_2_PJM_ROR | MISO_MI | PJM_ROR | Internal | Summer | B3 | 75 | 1424 | 1231.6 | 60.54 | 62.54 | 2 | 0
2020 | MISO_MI_2_PJM_ROR | MISO_MI | PJM_ROR | Internal | Summer | B4 | 100 | 1424 | 1424 | 59.46 | 62.35 | 2 | 0.89
2020 | MISO_MI_2_PJM_ROR | MISO_MI | PJM_ROR | Internal | Summer | B5 | 200 | 1424 | 599.17 | 52.47 | 54.47 | 2 | 0
2020 | MISO_MI_2_PJM_ROR | MISO_MI | PJM_ROR | Internal | Summer | B6 | 300 | 1424 | 215.13 | 47.11 | 49.11 | 2 | 0
2020 | MISO_MI_2_PJM_ROR | MISO_MI | PJM_ROR | Internal | Summer | B7 | 400 | 1424 | 0 | 39.86 | 41.19 | 2 | 0
2020 | MISO_MI_2_PJM_ROR | MISO_MI | PJM_ROR | Internal | Summer | B8 | 500 | 1424 | 0 | 38.29 | 38.45 | 2 | 0
2020 | MISO_MI_2_PJM_ROR | MISO_MI | PJM_ROR | Internal | Summer | B9 | 800 | 1424 | 0 | 37.13 | 36.62 | 2 | 0
2020 | MISO_MI_2_PJM_ROR | MISO_MI | PJM_ROR | Internal | Summer | B10 | 1262 | 1424 | 0 | 35.85 | 35.05 | 2 | 0
2020 | MISO_MI_2_PJM_ROR | MISO_MI | PJM_ROR | Internal | Winter | B16 | 25 | 1424 | 0 | 52.45 | 54.21 | 2 | 0
2020 | MISO_MI_2_PJM_ROR | MISO_MI | PJM_ROR | Internal | Winter | B17 | 100 | 1424 | 247.73 | 46.25 | 48.25 | 2 | 0
2020 | MISO_MI_2_PJM_ROR | MISO_MI | PJM_ROR | Internal | Winter | B18 | 400 | 1424 | 941.34 | 42.75 | 44.75 | 2 | 0
2020 | MISO_MI_2_PJM_ROR | MISO_MI | PJM_ROR | Internal | Winter | B19 | 700 | 1424 | 0 | 40.75 | 42.37 | 2 | 0
2020 | MISO_MI_2_PJM_ROR | MISO_MI | PJM_ROR | Internal | Winter | B20 | 935 | 1424 | 0 | 37.56 | 36.68 | 2 | 0
2020 | MISO_MO-IL_2_ENT | MISO_MO-IL | ENT | Internal | Shoulder | B11 | 25 | 2540 | 0 | 55.3 | 60.34 | 8 | 0
2020 | MISO_MO-IL_2_ENT | MISO_MO-IL | ENT | Internal | Shoulder | B12 | 200 | 2540 | 0 | 44.89 | 42.82 | 8 | 0
2020 | MISO_MO-IL_2_ENT | MISO_MO-IL | ENT | Internal | Shoulder | B13 | 600 | 2540 | 0 | 42.17 | 42.82 | 8 | 0
2020 | MISO_MO-IL_2_ENT | MISO_MO-IL | ENT | Internal | Shoulder | B14 | 900 | 2540 | 0 | 40.41 | 42.51 | 8 | 0
2020 | MISO_MO-IL_2_ENT | MISO_MO-IL | ENT | Internal | Shoulder | B15 | 1203 | 2540 | 0 | 37.77 | 42.51 | 8 | 0
2020 | MISO_MO-IL_2_ENT | MISO_MO-IL | ENT | Internal | Summer | B1 | 10 | 2540 | 0 | 66.47 | 69.54 | 8 | 0
2020 | MISO_MO-IL_2_ENT | MISO_MO-IL | ENT | Internal | Summer | B2 | 25 | 2540 | 0 | 64.67 | 64.67 | 8 | 0
2020 | MISO_MO-IL_2_ENT | MISO_MO-IL | ENT | Internal | Summer | B3 | 75 | 2540 | 0 | 62.65 | 63.04 | 8 | 0
2020 | MISO_MO-IL_2_ENT | MISO_MO-IL | ENT | Internal | Summer | B4 | 100 | 2540 | 0 | 61.84 | 63.04 | 8 | 0
2020 | MISO_MO-IL_2_ENT | MISO_MO-IL | ENT | Internal | Summer | B5 | 200 | 2540 | 0 | 53.5 | 59.47 | 8 | 0
2020 | MISO_MO-IL_2_ENT | MISO_MO-IL | ENT | Internal | Summer | B6 | 300 | 2540 | 0 | 47.14 | 50.01 | 8 | 0
2020 | MISO_MO-IL_2_ENT | MISO_MO-IL | ENT | Internal | Summer | B7 | 400 | 2540 | 0 | 39.88 | 46.19 | 8 | 0
2020 | MISO_MO-IL_2_ENT | MISO_MO-IL | ENT | Internal | Summer | B8 | 500 | 2540 | 0 | 38.29 | 41.44 | 8 | 0
2020 | MISO_MO-IL_2_ENT | MISO_MO-IL | ENT | Internal | Summer | B9 | 800 | 2540 | 0 | 37.13 | 41.44 | 8 | 0
2020 | MISO_MO-IL_2_ENT | MISO_MO-IL | ENT | Internal | Summer | B10 | 1262 | 2540 | 0 | 35.82 | 40.92 | 8 | 0
2020 | MISO_MO-IL_2_ENT | MISO_MO-IL | ENT | Internal | Winter | B16 | 25 | 2540 | 0 | 52.22 | 58.47 | 8 | 0
2020 | MISO_MO-IL_2_ENT | MISO_MO-IL | ENT | Internal | Winter | B17 | 100 | 2540 | 0 | 46.25 | 45.54 | 8 | 0
2020 | MISO_MO-IL_2_ENT | MISO_MO-IL | ENT | Internal | Winter | B18 | 400 | 2540 | 0 | 42.75 | 45.54 | 8 | 0
2020 | MISO_MO-IL_2_ENT | MISO_MO-IL | ENT | Internal | Winter | B19 | 700 | 2540 | 0 | 40.75 | 45.21 | 8 | 0
2020 | MISO_MO-IL_2_ENT | MISO_MO-IL | ENT | Internal | Winter | B20 | 935 | 2540 | 0 | 37.54 | 44.13 | 8 | 0
2020 | MISO_MO-IL_2_MISO_IN | MISO_MO-IL | MISO_IN | Internal | Shoulder | B11 | 25 | 2100 | 0 | 55.3 | 55.3 | 0.01 | 0
2020 | MISO_MO-IL_2_MISO_IN | MISO_MO-IL | MISO_IN | Internal | Shoulder | B12 | 200 | 2100 | 1312.88 | 44.89 | 44.91 | 0.01 | 0
2020 | MISO_MO-IL_2_MISO_IN | MISO_MO-IL | MISO_IN | Internal | Shoulder | B13 | 600 | 2100 | 789.04 | 42.17 | 42.18 | 0.01 | 0
2020 | MISO_MO-IL_2_MISO_IN | MISO_MO-IL | MISO_IN | Internal | Shoulder | B14 | 900 | 2100 | 285.3 | 40.41 | 40.42 | 0.01 | 0
2020 | MISO_MO-IL_2_MISO_IN | MISO_MO-IL | MISO_IN | Internal | Shoulder | B15 | 1203 | 2100 | 510.29 | 37.77 | 37.79 | 0.01 | 0
2020 | MISO_MO-IL_2_MISO_IN | MISO_MO-IL | MISO_IN | Internal | Summer | B1 | 10 | 2100 | 0 | 66.47 | 66.46 | 0.01 | 0
2020 | MISO_MO-IL_2_MISO_IN | MISO_MO-IL | MISO_IN | Internal | Summer | B2 | 25 | 2100 | 1210.88 | 64.67 | 64.68 | 0.01 | 0
2020 | MISO_MO-IL_2_MISO_IN | MISO_MO-IL | MISO_IN | Internal | Summer | B3 | 75 | 2100 | 0 | 62.65 | 62.64 | 0.01 | 0
2020 | MISO_MO-IL_2_MISO_IN | MISO_MO-IL | MISO_IN | Internal | Summer | B4 | 100 | 2100 | 0 | 61.84 | 61.83 | 0.01 | 0
2020 | MISO_MO-IL_2_MISO_IN | MISO_MO-IL | MISO_IN | Internal | Summer | B5 | 200 | 2100 | 0 | 53.5 | 53.49 | 0.01 | 0
2020 | MISO_MO-IL_2_MISO_IN | MISO_MO-IL | MISO_IN | Internal | Summer | B6 | 300 | 2100 | 0 | 47.14 | 47.12 | 0.01 | 0
2020 | MISO_MO-IL_2_MISO_IN | MISO_MO-IL | MISO_IN | Internal | Summer | B7 | 400 | 2100 | 0 | 39.88 | 39.87 | 0.01 | 0
2020 | MISO_MO-IL_2_MISO_IN | MISO_MO-IL | MISO_IN | Internal | Summer | B8 | 500 | 2100 | 0 | 38.29 | 38.28 | 0.01 | 0
2020 | MISO_MO-IL_2_MISO_IN | MISO_MO-IL | MISO_IN | Internal | Summer | B9 | 800 | 2100 | 0 | 37.13 | 37.12 | 0.01 | 0
2020 | MISO_MO-IL_2_MISO_IN | MISO_MO-IL | MISO_IN | Internal | Summer | B10 | 1262 | 2100 | 1157.41 | 35.82 | 35.84 | 0.01 | 0
2020 | MISO_MO-IL_2_MISO_IN | MISO_MO-IL | MISO_IN | Internal | Winter | B16 | 25 | 2100 | 2100 | 52.22 | 52.46 | 0.01 | 0.23
2020 | MISO_MO-IL_2_MISO_IN | MISO_MO-IL | MISO_IN | Internal | Winter | B17 | 100 | 2100 | 1210.28 | 46.25 | 46.26 | 0.01 | 0
2020 | MISO_MO-IL_2_MISO_IN | MISO_MO-IL | MISO_IN | Internal | Winter | B18 | 400 | 2100 | 289.24 | 42.75 | 42.76 | 0.01 | 0
2020 | MISO_MO-IL_2_MISO_IN | MISO_MO-IL | MISO_IN | Internal | Winter | B19 | 700 | 2100 | 61.8 | 40.75 | 40.77 | 0.01 | 0
2020 | MISO_MO-IL_2_MISO_IN | MISO_MO-IL | MISO_IN | Internal | Winter | B20 | 935 | 2100 | 0 | 37.54 | 37.55 | 0.01 | 0
2020 | MISO_MO-IL_2_MISO_W | MISO_MO-IL | MISO_W | Internal | Shoulder | B11 | 25 | 960 | 43.88 | 55.3 | 55.31 | 0.01 | 0
2020 | MISO_MO-IL_2_MISO_W | MISO_MO-IL | MISO_W | Internal | Shoulder | B12 | 200 | 960 | 0 | 44.89 | 44.88 | 0.01 | 0
2020 | MISO_MO-IL_2_MISO_W | MISO_MO-IL | MISO_W | Internal | Shoulder | B13 | 600 | 960 | 960 | 42.17 | 42.6 | 0.01 | 0.43
2020 | MISO_MO-IL_2_MISO_W | MISO_MO-IL | MISO_W | Internal | Shoulder | B14 | 900 | 960 | 784.56 | 40.41 | 40.42 | 0.01 | 0
2020 | MISO_MO-IL_2_MISO_W | MISO_MO-IL | MISO_W | Internal | Shoulder | B15 | 1203 | 960 | 1.69 | 37.77 | 37.79 | 0.01 | 0
2020 | MISO_MO-IL_2_MISO_W | MISO_MO-IL | MISO_W | Internal | Summer | B1 | 10 | 960 | 0 | 66.47 | 66.46 | 0.01 | 0
2020 | MISO_MO-IL_2_MISO_W | MISO_MO-IL | MISO_W | Internal | Summer | B2 | 25 | 960 | 179.76 | 64.67 | 64.68 | 0.01 | 0
2020 | MISO_MO-IL_2_MISO_W | MISO_MO-IL | MISO_W | Internal | Summer | B3 | 75 | 960 | 960 | 62.65 | 64.04 | 0.01 | 1.38
2020 | MISO_MO-IL_2_MISO_W | MISO_MO-IL | MISO_W | Internal | Summer | B4 | 100 | 960 | 960 | 61.84 | 64.04 | 0.01 | 2.19
2020 | MISO_MO-IL_2_MISO_W | MISO_MO-IL | MISO_W | Internal | Summer | B5 | 200 | 960 | 960 | 53.5 | 54.5 | 0.01 | 0.99
2020 | MISO_MO-IL_2_MISO_W | MISO_MO-IL | MISO_W | Internal | Summer | B6 | 300 | 960 | 960 | 47.14 | 48.14 | 0.01 | 0.99
2020 | MISO_MO-IL_2_MISO_W | MISO_MO-IL | MISO_W | Internal | Summer | B7 | 400 | 960 | 130.33 | 39.88 | 39.89 | 0.01 | 0
2020 | MISO_MO-IL_2_MISO_W | MISO_MO-IL | MISO_W | Internal | Summer | B8 | 500 | 960 | 133.83 | 38.29 | 38.31 | 0.01 | 0
2020 | MISO_MO-IL_2_MISO_W | MISO_MO-IL | MISO_W | Internal | Summer | B9 | 800 | 960 | 960 | 37.13 | 37.55 | 0.01 | 0.41
2020 | MISO_MO-IL_2_MISO_W | MISO_MO-IL | MISO_W | Internal | Summer | B10 | 1262 | 960 | 12.95 | 35.82 | 35.84 | 0.01 | 0
2020 | MISO_MO-IL_2_MISO_W | MISO_MO-IL | MISO_W | Internal | Winter | B16 | 25 | 960 | 0 | 52.22 | 52.21 | 0.01 | 0
2020 | MISO_MO-IL_2_MISO_W | MISO_MO-IL | MISO_W | Internal | Winter | B17 | 100 | 960 | 0 | 46.25 | 46.24 | 0.01 | 0
2020 | MISO_MO-IL_2_MISO_W | MISO_MO-IL | MISO_W | Internal | Winter | B18 | 400 | 960 | 955.05 | 42.75 | 42.76 | 0.01 | 0
2020 | MISO_MO-IL_2_MISO_W | MISO_MO-IL | MISO_W | Internal | Winter | B19 | 700 | 960 | 960 | 40.75 | 41.23 | 0.01 | 0.46
2020 | MISO_MO-IL_2_MISO_W | MISO_MO-IL | MISO_W | Internal | Winter | B20 | 935 | 960 | 0 | 37.54 | 37.53 | 0.01 | 0
2020 | MISO_MO-IL_2_PJM_ROR | MISO_MO-IL | PJM_ROR | Internal | Shoulder | B11 | 25 | 1212 | 0 | 55.3 | 53.3 | 2 | 0
2020 | MISO_MO-IL_2_PJM_ROR | MISO_MO-IL | PJM_ROR | Internal | Shoulder | B12 | 200 | 1212 | 0 | 44.89 | 45.4 | 2 | 0
2020 | MISO_MO-IL_2_PJM_ROR | MISO_MO-IL | PJM_ROR | Internal | Shoulder | B13 | 600 | 1212 | 0 | 42.17 | 43.34 | 2 | 0
2020 | MISO_MO-IL_2_PJM_ROR | MISO_MO-IL | PJM_ROR | Internal | Shoulder | B14 | 900 | 1212 | 0 | 40.41 | 40.59 | 2 | 0
2020 | MISO_MO-IL_2_PJM_ROR | MISO_MO-IL | PJM_ROR | Internal | Shoulder | B15 | 1203 | 1212 | 0 | 37.77 | 37.56 | 2 | 0
2020 | MISO_MO-IL_2_PJM_ROR | MISO_MO-IL | PJM_ROR | Internal | Summer | B1 | 10 | 1212 | 824.75 | 66.47 | 68.47 | 2 | 0
2020 | MISO_MO-IL_2_PJM_ROR | MISO_MO-IL | PJM_ROR | Internal | Summer | B2 | 25 | 1212 | 317.86 | 64.67 | 66.67 | 2 | 0
2020 | MISO_MO-IL_2_PJM_ROR | MISO_MO-IL | PJM_ROR | Internal | Summer | B3 | 75 | 1212 | 0 | 62.65 | 62.54 | 2 | 0
2020 | MISO_MO-IL_2_PJM_ROR | MISO_MO-IL | PJM_ROR | Internal | Summer | B4 | 100 | 1212 | 0 | 61.84 | 62.35 | 2 | 0
2020 | MISO_MO-IL_2_PJM_ROR | MISO_MO-IL | PJM_ROR | Internal | Summer | B5 | 200 | 1212 | 0 | 53.5 | 54.47 | 2 | 0
2020 | MISO_MO-IL_2_PJM_ROR | MISO_MO-IL | PJM_ROR | Internal | Summer | B6 | 300 | 1212 | 0 | 47.14 | 49.11 | 2 | 0
2020 | MISO_MO-IL_2_PJM_ROR | MISO_MO-IL | PJM_ROR | Internal | Summer | B7 | 400 | 1212 | 0 | 39.88 | 41.19 | 2 | 0
2020 | MISO_MO-IL_2_PJM_ROR | MISO_MO-IL | PJM_ROR | Internal | Summer | B8 | 500 | 1212 | 0 | 38.29 | 38.45 | 2 | 0
2020 | MISO_MO-IL_2_PJM_ROR | MISO_MO-IL | PJM_ROR | Internal | Summer | B9 | 800 | 1212 | 0 | 37.13 | 36.62 | 2 | 0
2020 | MISO_MO-IL_2_PJM_ROR | MISO_MO-IL | PJM_ROR | Internal | Summer | B10 | 1262 | 1212 | 0 | 35.82 | 35.05 | 2 | 0
2020 | MISO_MO-IL_2_PJM_ROR | MISO_MO-IL | PJM_ROR | Internal | Winter | B16 | 25 | 1212 | 0 | 52.22 | 54.21 | 2 | 0
2020 | MISO_MO-IL_2_PJM_ROR | MISO_MO-IL | PJM_ROR | Internal | Winter | B17 | 100 | 1212 | 497.98 | 46.25 | 48.25 | 2 | 0
2020 | MISO_MO-IL_2_PJM_ROR | MISO_MO-IL | PJM_ROR | Internal | Winter | B18 | 400 | 1212 | 676.36 | 42.75 | 44.75 | 2 | 0
2020 | MISO_MO-IL_2_PJM_ROR | MISO_MO-IL | PJM_ROR | Internal | Winter | B19 | 700 | 1212 | 0 | 40.75 | 42.37 | 2 | 0
2020 | MISO_MO-IL_2_PJM_ROR | MISO_MO-IL | PJM_ROR | Internal | Winter | B20 | 935 | 1212 | 0 | 37.54 | 36.68 | 2 | 0
2020 | MISO_MO-IL_2_SPP_N | MISO_MO-IL | SPP_N | Internal | Shoulder | B11 | 25 | 2000 | 0 | 55.3 | 62.31 | 8 | 0
2020 | MISO_MO-IL_2_SPP_N | MISO_MO-IL | SPP_N | Internal | Shoulder | B12 | 200 | 2000 | 0 | 44.89 | 43.98 | 8 | 0
2020 | MISO_MO-IL_2_SPP_N | MISO_MO-IL | SPP_N | Internal | Shoulder | B13 | 600 | 2000 | 0 | 42.17 | 42.62 | 8 | 0
2020 | MISO_MO-IL_2_SPP_N | MISO_MO-IL | SPP_N | Internal | Shoulder | B14 | 900 | 2000 | 0 | 40.41 | 41.53 | 8 | 0
2020 | MISO_MO-IL_2_SPP_N | MISO_MO-IL | SPP_N | Internal | Shoulder | B15 | 1203 | 2000 | 0 | 37.77 | 41.04 | 8 | 0
2020 | MISO_MO-IL_2_SPP_N | MISO_MO-IL | SPP_N | Internal | Summer | B1 | 10 | 2000 | 0 | 66.47 | 67.44 | 8 | 0
2020 | MISO_MO-IL_2_SPP_N | MISO_MO-IL | SPP_N | Internal | Summer | B2 | 25 | 2000 | 0 | 64.67 | 67.44 | 8 | 0
2020 | MISO_MO-IL_2_SPP_N | MISO_MO-IL | SPP_N | Internal | Summer | B3 | 75 | 2000 | 0 | 62.65 | 67.44 | 8 | 0
2020 | MISO_MO-IL_2_SPP_N | MISO_MO-IL | SPP_N | Internal | Summer | B4 | 100 | 2000 | 0 | 61.84 | 66.02 | 8 | 0
2020 | MISO_MO-IL_2_SPP_N | MISO_MO-IL | SPP_N | Internal | Summer | B5 | 200 | 2000 | 120.88 | 53.5 | 61.5 | 8 | 0
2020 | MISO_MO-IL_2_SPP_N | MISO_MO-IL | SPP_N | Internal | Summer | B6 | 300 | 2000 | 1681.08 | 47.14 | 55.14 | 8 | 0
2020 | MISO_MO-IL_2_SPP_N | MISO_MO-IL | SPP_N | Internal | Summer | B7 | 400 | 2000 | 0 | 39.88 | 46.89 | 8 | 0
2020 | MISO_MO-IL_2_SPP_N | MISO_MO-IL | SPP_N | Internal | Summer | B8 | 500 | 2000 | 0 | 38.29 | 41.43 | 8 | 0
2020 | MISO_MO-IL_2_SPP_N | MISO_MO-IL | SPP_N | Internal | Summer | B9 | 800 | 2000 | 0 | 37.13 | 40.1 | 8 | 0
2020 | MISO_MO-IL_2_SPP_N | MISO_MO-IL | SPP_N | Internal | Summer | B10 | 1262 | 2000 | 0 | 35.82 | 38.83 | 8 | 0
2020 | MISO_MO-IL_2_SPP_N | MISO_MO-IL | SPP_N | Internal | Winter | B16 | 25 | 2000 | 0 | 52.22 | 53.47 | 8 | 0
2020 | MISO_MO-IL_2_SPP_N | MISO_MO-IL | SPP_N | Internal | Winter | B17 | 100 | 2000 | 0 | 46.25 | 44.31 | 8 | 0
2020 | MISO_MO-IL_2_SPP_N | MISO_MO-IL | SPP_N | Internal | Winter | B18 | 400 | 2000 | 0 | 42.75 | 43.81 | 8 | 0
2020 | MISO_MO-IL_2_SPP_N | MISO_MO-IL | SPP_N | Internal | Winter | B19 | 700 | 2000 | 0 | 40.75 | 43.71 | 8 | 0
2020 | MISO_MO-IL_2_SPP_N | MISO_MO-IL | SPP_N | Internal | Winter | B20 | 935 | 2000 | 0 | 37.54 | 43.71 | 8 | 0
2020 | MISO_MO-IL_2_TVA_Transmission | MISO_MO-IL | TVA_Transmission | Internal | Shoulder | B11 | 25 | 4000 | 0 | 55.3 | 59.3 | 8 | 0
2020 | MISO_MO-IL_2_TVA_Transmission | MISO_MO-IL | TVA_Transmission | Internal | Shoulder | B12 | 200 | 4000 | 0 | 44.89 | 47.12 | 8 | 0
2020 | MISO_MO-IL_2_TVA_Transmission | MISO_MO-IL | TVA_Transmission | Internal | Shoulder | B13 | 600 | 4000 | 0 | 42.17 | 45.47 | 8 | 0
2020 | MISO_MO-IL_2_TVA_Transmission | MISO_MO-IL | TVA_Transmission | Internal | Shoulder | B14 | 900 | 4000 | 0 | 40.41 | 44.2 | 8 | 0
2020 | MISO_MO-IL_2_TVA_Transmission | MISO_MO-IL | TVA_Transmission | Internal | Shoulder | B15 | 1203 | 4000 | 0 | 37.77 | 42.81 | 8 | 0
2020 | MISO_MO-IL_2_TVA_Transmission | MISO_MO-IL | TVA_Transmission | Internal | Summer | B1 | 10 | 4000 | 2762.32 | 66.47 | 74.47 | 8 | 0
2020 | MISO_MO-IL_2_TVA_Transmission | MISO_MO-IL | TVA_Transmission | Internal | Summer | B2 | 25 | 4000 | 809.1 | 64.67 | 72.67 | 8 | 0
2020 | MISO_MO-IL_2_TVA_Transmission | MISO_MO-IL | TVA_Transmission | Internal | Summer | B3 | 75 | 4000 | 0 | 62.65 | 68.54 | 8 | 0
2020 | MISO_MO-IL_2_TVA_Transmission | MISO_MO-IL | TVA_Transmission | Internal | Summer | B4 | 100 | 4000 | 0 | 61.84 | 68.35 | 8 | 0
2020 | MISO_MO-IL_2_TVA_Transmission | MISO_MO-IL | TVA_Transmission | Internal | Summer | B5 | 200 | 4000 | 0 | 53.5 | 59.75 | 8 | 0
2020 | MISO_MO-IL_2_TVA_Transmission | MISO_MO-IL | TVA_Transmission | Internal | Summer | B6 | 300 | 4000 | 0 | 47.14 | 51.88 | 8 | 0
2020 | MISO_MO-IL_2_TVA_Transmission | MISO_MO-IL | TVA_Transmission | Internal | Summer | B7 | 400 | 4000 | 0 | 39.88 | 46 | 8 | 0
2020 | MISO_MO-IL_2_TVA_Transmission | MISO_MO-IL | TVA_Transmission | Internal | Summer | B8 | 500 | 4000 | 0 | 38.29 | 42.72 | 8 | 0
2020 | MISO_MO-IL_2_TVA_Transmission | MISO_MO-IL | TVA_Transmission | Internal | Summer | B9 | 800 | 4000 | 0 | 37.13 | 41.84 | 8 | 0
2020 | MISO_MO-IL_2_TVA_Transmission | MISO_MO-IL | TVA_Transmission | Internal | Summer | B10 | 1262 | 4000 | 0 | 35.82 | 38.95 | 8 | 0
2020 | MISO_MO-IL_2_TVA_Transmission | MISO_MO-IL | TVA_Transmission | Internal | Winter | B16 | 25 | 4000 | 0 | 52.22 | 59.3 | 8 | 0
2020 | MISO_MO-IL_2_TVA_Transmission | MISO_MO-IL | TVA_Transmission | Internal | Winter | B17 | 100 | 4000 | 0 | 46.25 | 49.56 | 8 | 0
2020 | MISO_MO-IL_2_TVA_Transmission | MISO_MO-IL | TVA_Transmission | Internal | Winter | B18 | 400 | 4000 | 0 | 42.75 | 46.4 | 8 | 0
2020 | MISO_MO-IL_2_TVA_Transmission | MISO_MO-IL | TVA_Transmission | Internal | Winter | B19 | 700 | 4000 | 0 | 40.75 | 44.86 | 8 | 0
2020 | MISO_MO-IL_2_TVA_Transmission | MISO_MO-IL | TVA_Transmission | Internal | Winter | B20 | 935 | 4000 | 0 | 37.54 | 42.42 | 8 | 0
2020 | MISO_W_2_MAPP_CA | MISO_W | MAPP_CA | Internal | Shoulder | B11 | 25 | 700 | 0 | 55.31 | 53.42 | 0.01 | 0
2020 | MISO_W_2_MAPP_CA | MISO_W | MAPP_CA | Internal | Shoulder | B12 | 200 | 700 | 0 | 44.88 | 44.87 | 0.01 | 0
2020 | MISO_W_2_MAPP_CA | MISO_W | MAPP_CA | Internal | Shoulder | B13 | 600 | 700 | 591.69 | 42.6 | 42.62 | 0.01 | 0
2020 | MISO_W_2_MAPP_CA | MISO_W | MAPP_CA | Internal | Shoulder | B14 | 900 | 700 | 700 | 40.42 | 42.62 | 0.01 | 2.18
2020 | MISO_W_2_MAPP_CA | MISO_W | MAPP_CA | Internal | Shoulder | B15 | 1203 | 700 | 700 | 37.79 | 42.62 | 0.01 | 4.82
2020 | MISO_W_2_MAPP_CA | MISO_W | MAPP_CA | Internal | Summer | B1 | 10 | 700 | 0 | 66.46 | 65.06 | 0.01 | 0
2020 | MISO_W_2_MAPP_CA | MISO_W | MAPP_CA | Internal | Summer | B2 | 25 | 700 | 0 | 64.68 | 64.67 | 0.01 | 0
2020 | MISO_W_2_MAPP_CA | MISO_W | MAPP_CA | Internal | Summer | B3 | 75 | 700 | 0 | 64.04 | 64.03 | 0.01 | 0
2020 | MISO_W_2_MAPP_CA | MISO_W | MAPP_CA | Internal | Summer | B4 | 100 | 700 | 0 | 64.04 | 64.03 | 0.01 | 0
2020 | MISO_W_2_MAPP_CA | MISO_W | MAPP_CA | Internal | Summer | B5 | 200 | 700 | 0 | 54.5 | 54.49 | 0.01 | 0
2020 | MISO_W_2_MAPP_CA | MISO_W | MAPP_CA | Internal | Summer | B6 | 300 | 700 | 0 | 48.14 | 48.12 | 0.01 | 0
2020 | MISO_W_2_MAPP_CA | MISO_W | MAPP_CA | Internal | Summer | B7 | 400 | 700 | 0 | 39.89 | 39.88 | 0.01 | 0
2020 | MISO_W_2_MAPP_CA | MISO_W | MAPP_CA | Internal | Summer | B8 | 500 | 700 | 700 | 38.31 | 39.11 | 0.01 | 0.79
2020 | MISO_W_2_MAPP_CA | MISO_W | MAPP_CA | Internal | Summer | B9 | 800 | 700 | 700 | 37.55 | 39.11 | 0.01 | 1.55
2020 | MISO_W_2_MAPP_CA | MISO_W | MAPP_CA | Internal | Summer | B10 | 1262 | 700 | 700 | 35.84 | 39.11 | 0.01 | 3.26
2020 | MISO_W_2_MAPP_CA | MISO_W | MAPP_CA | Internal | Winter | B16 | 25 | 700 | 0 | 52.21 | 52.19 | 0.01 | 0
2020 | MISO_W_2_MAPP_CA | MISO_W | MAPP_CA | Internal | Winter | B17 | 100 | 700 | 700 | 46.24 | 48.71 | 0.01 | 2.46
2020 | MISO_W_2_MAPP_CA | MISO_W | MAPP_CA | Internal | Winter | B18 | 400 | 700 | 700 | 42.76 | 48.71 | 0.01 | 5.93
2020 | MISO_W_2_MAPP_CA | MISO_W | MAPP_CA | Internal | Winter | B19 | 700 | 700 | 700 | 41.23 | 48.71 | 0.01 | 7.46
2020 | MISO_W_2_MAPP_CA | MISO_W | MAPP_CA | Internal | Winter | B20 | 935 | 700 | 700 | 37.53 | 48.71 | 0.01 | 11.17
2020 | MISO_W_2_MISO_MO-IL | MISO_W | MISO_MO-IL | Internal | Shoulder | B11 | 25 | 3800 | 0 | 55.31 | 55.3 | 0.01 | 0
2020 | MISO_W_2_MISO_MO-IL | MISO_W | MISO_MO-IL | Internal | Shoulder | B12 | 200 | 3800 | 262.66 | 44.88 | 44.89 | 0.01 | 0
2020 | MISO_W_2_MISO_MO-IL | MISO_W | MISO_MO-IL | Internal | Shoulder | B13 | 600 | 3800 | 0 | 42.6 | 42.17 | 0.01 | 0
2020 | MISO_W_2_MISO_MO-IL | MISO_W | MISO_MO-IL | Internal | Shoulder | B14 | 900 | 3800 | 0 | 40.42 | 40.41 | 0.01 | 0
2020 | MISO_W_2_MISO_MO-IL | MISO_W | MISO_MO-IL | Internal | Shoulder | B15 | 1203 | 3800 | 0 | 37.79 | 37.77 | 0.01 | 0
2020 | MISO_W_2_MISO_MO-IL | MISO_W | MISO_MO-IL | Internal | Summer | B1 | 10 | 3800 | 1061.86 | 66.46 | 66.47 | 0.01 | 0
2020 | MISO_W_2_MISO_MO-IL | MISO_W | MISO_MO-IL | Internal | Summer | B2 | 25 | 3800 | 0 | 64.68 | 64.67 | 0.01 | 0
2020 | MISO_W_2_MISO_MO-IL | MISO_W | MISO_MO-IL | Internal | Summer | B3 | 75 | 3800 | 0 | 64.04 | 62.65 | 0.01 | 0
2020 | MISO_W_2_MISO_MO-IL | MISO_W | MISO_MO-IL | Internal | Summer | B4 | 100 | 3800 | 0 | 64.04 | 61.84 | 0.01 | 0
2020 | MISO_W_2_MISO_MO-IL | MISO_W | MISO_MO-IL | Internal | Summer | B5 | 200 | 3800 | 0 | 54.5 | 53.5 | 0.01 | 0
2020 | MISO_W_2_MISO_MO-IL | MISO_W | MISO_MO-IL | Internal | Summer | B6 | 300 | 3800 | 0 | 48.14 | 47.14 | 0.01 | 0
2020 | MISO_W_2_MISO_MO-IL | MISO_W | MISO_MO-IL | Internal | Summer | B7 | 400 | 3800 | 0 | 39.89 | 39.88 | 0.01 | 0
2020 | MISO_W_2_MISO_MO-IL | MISO_W | MISO_MO-IL | Internal | Summer | B8 | 500 | 3800 | 0 | 38.31 | 38.29 | 0.01 | 0
2020 | MISO_W_2_MISO_MO-IL | MISO_W | MISO_MO-IL | Internal | Summer | B9 | 800 | 3800 | 0 | 37.55 | 37.13 | 0.01 | 0
2020 | MISO_W_2_MISO_MO-IL | MISO_W | MISO_MO-IL | Internal | Summer | B10 | 1262 | 3800 | 0 | 35.84 | 35.82 | 0.01 | 0
2020 | MISO_W_2_MISO_MO-IL | MISO_W | MISO_MO-IL | Internal | Winter | B16 | 25 | 3800 | 1773.91 | 52.21 | 52.22 | 0.01 | 0
2020 | MISO_W_2_MISO_MO-IL | MISO_W | MISO_MO-IL | Internal | Winter | B17 | 100 | 3800 | 285.72 | 46.24 | 46.25 | 0.01 | 0
2020 | MISO_W_2_MISO_MO-IL | MISO_W | MISO_MO-IL | Internal | Winter | B18 | 400 | 3800 | 0 | 42.76 | 42.75 | 0.01 | 0
2020 | MISO_W_2_MISO_MO-IL | MISO_W | MISO_MO-IL | Internal | Winter | B19 | 700 | 3800 | 0 | 41.23 | 40.75 | 0.01 | 0
2020 | MISO_W_2_MISO_MO-IL | MISO_W | MISO_MO-IL | Internal | Winter | B20 | 935 | 3800 | 258.09 | 37.53 | 37.54 | 0.01 | 0
2020 | MISO_W_2_MISO_WUMS | MISO_W | MISO_WUMS | Internal | Shoulder | B11 | 25 | 1629 | 0 | 55.31 | 55.3 | 0.01 | 0
2020 | MISO_W_2_MISO_WUMS | MISO_W | MISO_WUMS | Internal | Shoulder | B12 | 200 | 1629 | 0 | 44.88 | 44.87 | 0.01 | 0
2020 | MISO_W_2_MISO_WUMS | MISO_W | MISO_WUMS | Internal | Shoulder | B13 | 600 | 1629 | 0 | 42.6 | 42.59 | 0.01 | 0
2020 | MISO_W_2_MISO_WUMS | MISO_W | MISO_WUMS | Internal | Shoulder | B14 | 900 | 1629 | 261.85 | 40.42 | 40.43 | 0.01 | 0
2020 | MISO_W_2_MISO_WUMS | MISO_W | MISO_WUMS | Internal | Shoulder | B15 | 1203 | 1629 | 0 | 37.79 | 37.77 | 0.01 | 0
2020 | MISO_W_2_MISO_WUMS | MISO_W | MISO_WUMS | Internal | Summer | B1 | 10 | 1629 | 0 | 66.46 | 64.67 | 0.01 | 0
2020 | MISO_W_2_MISO_WUMS | MISO_W | MISO_WUMS | Internal | Summer | B2 | 25 | 1629 | 0 | 64.68 | 64.67 | 0.01 | 0
2020 | MISO_W_2_MISO_WUMS | MISO_W | MISO_WUMS | Internal | Summer | B3 | 75 | 1629 | 0 | 64.04 | 61.04 | 0.01 | 0
2020 | MISO_W_2_MISO_WUMS | MISO_W | MISO_WUMS | Internal | Summer | B4 | 100 | 1629 | 0 | 64.04 | 61.04 | 0.01 | 0
2020 | MISO_W_2_MISO_WUMS | MISO_W | MISO_WUMS | Internal | Summer | B5 | 200 | 1629 | 0 | 54.5 | 54.49 | 0.01 | 0
2020 | MISO_W_2_MISO_WUMS | MISO_W | MISO_WUMS | Internal | Summer | B6 | 300 | 1629 | 0 | 48.14 | 47.11 | 0.01 | 0
2020 | MISO_W_2_MISO_WUMS | MISO_W | MISO_WUMS | Internal | Summer | B7 | 400 | 1629 | 0 | 39.89 | 39.88 | 0.01 | 0
2020 | MISO_W_2_MISO_WUMS | MISO_W | MISO_WUMS | Internal | Summer | B8 | 500 | 1629 | 0 | 38.31 | 38.29 | 0.01 | 0
2020 | MISO_W_2_MISO_WUMS | MISO_W | MISO_WUMS | Internal | Summer | B9 | 800 | 1629 | 0 | 37.55 | 37.54 | 0.01 | 0
2020 | MISO_W_2_MISO_WUMS | MISO_W | MISO_WUMS | Internal | Summer | B10 | 1262 | 1629 | 1216.49 | 35.84 | 35.85 | 0.01 | 0
2020 | MISO_W_2_MISO_WUMS | MISO_W | MISO_WUMS | Internal | Winter | B16 | 25 | 1629 | 0 | 52.21 | 52.21 | 0.01 | 0
2020 | MISO_W_2_MISO_WUMS | MISO_W | MISO_WUMS | Internal | Winter | B17 | 100 | 1629 | 209.09 | 46.24 | 46.25 | 0.01 | 0
2020 | MISO_W_2_MISO_WUMS | MISO_W | MISO_WUMS | Internal | Winter | B18 | 400 | 1629 | 0 | 42.76 | 42.75 | 0.01 | 0
2020 | MISO_W_2_MISO_WUMS | MISO_W | MISO_WUMS | Internal | Winter | B19 | 700 | 1629 | 0 | 41.23 | 41.22 | 0.01 | 0
2020 | MISO_W_2_MISO_WUMS | MISO_W | MISO_WUMS | Internal | Winter | B20 | 935 | 1629 | 951.83 | 37.53 | 37.54 | 0.01 | 0
2020 | MISO_W_2_PJM_ROR | MISO_W | PJM_ROR | Internal | Shoulder | B11 | 25 | 773 | 0 | 55.31 | 53.3 | 2 | 0
2020 | MISO_W_2_PJM_ROR | MISO_W | PJM_ROR | Internal | Shoulder | B12 | 200 | 773 | 0 | 44.88 | 45.4 | 2 | 0
2020 | MISO_W_2_PJM_ROR | MISO_W | PJM_ROR | Internal | Shoulder | B13 | 600 | 773 | 0 | 42.6 | 43.34 | 2 | 0
2020 | MISO_W_2_PJM_ROR | MISO_W | PJM_ROR | Internal | Shoulder | B14 | 900 | 773 | 0 | 40.42 | 40.59 | 2 | 0
2020 | MISO_W_2_PJM_ROR | MISO_W | PJM_ROR | Internal | Shoulder | B15 | 1203 | 773 | 0 | 37.79 | 37.56 | 2 | 0
2020 | MISO_W_2_PJM_ROR | MISO_W | PJM_ROR | Internal | Summer | B1 | 10 | 773 | 773 | 66.46 | 68.47 | 2 | 0.01
2020 | MISO_W_2_PJM_ROR | MISO_W | PJM_ROR | Internal | Summer | B2 | 25 | 773 | 0 | 64.68 | 66.67 | 2 | 0
2020 | MISO_W_2_PJM_ROR | MISO_W | PJM_ROR | Internal | Summer | B3 | 75 | 773 | 0 | 64.04 | 62.54 | 2 | 0
2020 | MISO_W_2_PJM_ROR | MISO_W | PJM_ROR | Internal | Summer | B4 | 100 | 773 | 0 | 64.04 | 62.35 | 2 | 0
2020 | MISO_W_2_PJM_ROR | MISO_W | PJM_ROR | Internal | Summer | B5 | 200 | 773 | 0 | 54.5 | 54.47 | 2 | 0
2020 | MISO_W_2_PJM_ROR | MISO_W | PJM_ROR | Internal | Summer | B6 | 300 | 773 | 0 | 48.14 | 49.11 | 2 | 0
2020 | MISO_W_2_PJM_ROR | MISO_W | PJM_ROR | Internal | Summer | B7 | 400 | 773 | 0 | 39.89 | 41.19 | 2 | 0
2020 | MISO_W_2_PJM_ROR | MISO_W | PJM_ROR | Internal | Summer | B8 | 500 | 773 | 0 | 38.31 | 38.45 | 2 | 0
2020 | MISO_W_2_PJM_ROR | MISO_W | PJM_ROR | Internal | Summer | B9 | 800 | 773 | 0 | 37.55 | 36.62 | 2 | 0
2020 | MISO_W_2_PJM_ROR | MISO_W | PJM_ROR | Internal | Summer | B10 | 1262 | 773 | 0 | 35.84 | 35.05 | 2 | 0
2020 | MISO_W_2_PJM_ROR | MISO_W | PJM_ROR | Internal | Winter | B16 | 25 | 773 | 695.08 | 52.21 | 54.21 | 2 | 0
2020 | MISO_W_2_PJM_ROR | MISO_W | PJM_ROR | Internal | Winter | B17 | 100 | 773 | 773 | 46.24 | 48.25 | 2 | 0.01
2020 | MISO_W_2_PJM_ROR | MISO_W | PJM_ROR | Internal | Winter | B18 | 400 | 773 | 0 | 42.76 | 44.75 | 2 | 0
2020 | MISO_W_2_PJM_ROR | MISO_W | PJM_ROR | Internal | Winter | B19 | 700 | 773 | 0 | 41.23 | 42.37 | 2 | 0
2020 | MISO_W_2_PJM_ROR | MISO_W | PJM_ROR | Internal | Winter | B20 | 935 | 773 | 0 | 37.53 | 36.68 | 2 | 0
2020 | MISO_W_2_SPP_N | MISO_W | SPP_N | Internal | Shoulder | B11 | 25 | 3200 | 508.18 | 55.31 | 62.31 | 7 | 0
2020 | MISO_W_2_SPP_N | MISO_W | SPP_N | Internal | Shoulder | B12 | 200 | 3200 | 0 | 44.88 | 43.98 | 7 | 0
2020 | MISO_W_2_SPP_N | MISO_W | SPP_N | Internal | Shoulder | B13 | 600 | 3200 | 0 | 42.6 | 42.62 | 7 | 0
2020 | MISO_W_2_SPP_N | MISO_W | SPP_N | Internal | Shoulder | B14 | 900 | 3200 | 0 | 40.42 | 41.53 | 7 | 0
2020 | MISO_W_2_SPP_N | MISO_W | SPP_N | Internal | Shoulder | B15 | 1203 | 3200 | 0 | 37.79 | 41.04 | 7 | 0
2020 | MISO_W_2_SPP_N | MISO_W | SPP_N | Internal | Summer | B1 | 10 | 3200 | 0 | 66.46 | 67.44 | 7 | 0
2020 | MISO_W_2_SPP_N | MISO_W | SPP_N | Internal | Summer | B2 | 25 | 3200 | 0 | 64.68 | 67.44 | 7 | 0
2020 | MISO_W_2_SPP_N | MISO_W | SPP_N | Internal | Summer | B3 | 75 | 3200 | 0 | 64.04 | 67.44 | 7 | 0
2020 | MISO_W_2_SPP_N | MISO_W | SPP_N | Internal | Summer | B4 | 100 | 3200 | 0 | 64.04 | 66.02 | 7 | 0
2020 | MISO_W_2_SPP_N | MISO_W | SPP_N | Internal | Summer | B5 | 200 | 3200 | 492.15 | 54.5 | 61.5 | 7 | 0
2020 | MISO_W_2_SPP_N | MISO_W | SPP_N | Internal | Summer | B6 | 300 | 3200 | 908.72 | 48.14 | 55.14 | 7 | 0
2020 | MISO_W_2_SPP_N | MISO_W | SPP_N | Internal | Summer | B7 | 400 | 3200 | 171.61 | 39.89 | 46.89 | 7 | 0
2020 | MISO_W_2_SPP_N | MISO_W | SPP_N | Internal | Summer | B8 | 500 | 3200 | 0 | 38.31 | 41.43 | 7 | 0
2020 | MISO_W_2_SPP_N | MISO_W | SPP_N | Internal | Summer | B9 | 800 | 3200 | 0 | 37.55 | 40.1 | 7 | 0
2020 | MISO_W_2_SPP_N | MISO_W | SPP_N | Internal | Summer | B10 | 1262 | 3200 | 0 | 35.84 | 38.83 | 7 | 0
2020 | MISO_W_2_SPP_N | MISO_W | SPP_N | Internal | Winter | B16 | 25 | 3200 | 0 | 52.21 | 53.47 | 7 | 0
2020 | MISO_W_2_SPP_N | MISO_W | SPP_N | Internal | Winter | B17 | 100 | 3200 | 0 | 46.24 | 44.31 | 7 | 0
2020 | MISO_W_2_SPP_N | MISO_W | SPP_N | Internal | Winter | B18 | 400 | 3200 | 0 | 42.76 | 43.81 | 7 | 0
2020 | MISO_W_2_SPP_N | MISO_W | SPP_N | Internal | Winter | B19 | 700 | 3200 | 0 | 41.23 | 43.71 | 7 | 0
2020 | MISO_W_2_SPP_N | MISO_W | SPP_N | Internal | Winter | B20 | 935 | 3200 | 0 | 37.53 | 43.71 | 7 | 0
2020 | MISO_WUMS_2_MISO_MI | MISO_WUMS | MISO_MI | Internal | Shoulder | B11 | 25 | 99 | 0 | 55.3 | 52.76 | 0.01 | 0
2020 | MISO_WUMS_2_MISO_MI | MISO_WUMS | MISO_MI | Internal | Shoulder | B12 | 200 | 99 | 99 | 44.87 | 44.92 | 0.01 | 0.04
2020 | MISO_WUMS_2_MISO_MI | MISO_WUMS | MISO_MI | Internal | Shoulder | B13 | 600 | 99 | 0 | 42.59 | 42.19 | 0.01 | 0
2020 | MISO_WUMS_2_MISO_MI | MISO_WUMS | MISO_MI | Internal | Shoulder | B14 | 900 | 99 | 0 | 40.43 | 40.41 | 0.01 | 0
2020 | MISO_WUMS_2_MISO_MI | MISO_WUMS | MISO_MI | Internal | Shoulder | B15 | 1203 | 99 | 51.47 | 37.77 | 37.79 | 0.01 | 0
2020 | MISO_WUMS_2_MISO_MI | MISO_WUMS | MISO_MI | Internal | Summer | B1 | 10 | 99 | 99 | 64.67 | 64.82 | 0.01 | 0.14
2020 | MISO_WUMS_2_MISO_MI | MISO_WUMS | MISO_MI | Internal | Summer | B2 | 25 | 99 | 0 | 64.67 | 64.67 | 0.01 | 0
2020 | MISO_WUMS_2_MISO_MI | MISO_WUMS | MISO_MI | Internal | Summer | B3 | 75 | 99 | 0 | 61.04 | 60.54 | 0.01 | 0
2020 | MISO_WUMS_2_MISO_MI | MISO_WUMS | MISO_MI | Internal | Summer | B4 | 100 | 99 | 0 | 61.04 | 59.46 | 0.01 | 0
2020 | MISO_WUMS_2_MISO_MI | MISO_WUMS | MISO_MI | Internal | Summer | B5 | 200 | 99 | 0 | 54.49 | 52.47 | 0.01 | 0
2020 | MISO_WUMS_2_MISO_MI | MISO_WUMS | MISO_MI | Internal | Summer | B6 | 300 | 99 | 0 | 47.11 | 47.11 | 0.01 | 0
2020 | MISO_WUMS_2_MISO_MI | MISO_WUMS | MISO_MI | Internal | Summer | B7 | 400 | 99 | 0 | 39.88 | 39.86 | 0.01 | 0
2020 | MISO_WUMS_2_MISO_MI | MISO_WUMS | MISO_MI | Internal | Summer | B8 | 500 | 99 | 0 | 38.29 | 38.29 | 0.01 | 0
2020 | MISO_WUMS_2_MISO_MI | MISO_WUMS | MISO_MI | Internal | Summer | B9 | 800 | 99 | 0 | 37.54 | 37.13 | 0.01 | 0
2020 | MISO_WUMS_2_MISO_MI | MISO_WUMS | MISO_MI | Internal | Summer | B10 | 1262 | 99 | 0 | 35.85 | 35.85 | 0.01 | 0
2020 | MISO_WUMS_2_MISO_MI | MISO_WUMS | MISO_MI | Internal | Winter | B16 | 25 | 99 | 99 | 52.21 | 52.45 | 0.01 | 0.23
2020 | MISO_WUMS_2_MISO_MI | MISO_WUMS | MISO_MI | Internal | Winter | B17 | 100 | 99 | 0 | 46.25 | 46.25 | 0.01 | 0
2020 | MISO_WUMS_2_MISO_MI | MISO_WUMS | MISO_MI | Internal | Winter | B18 | 400 | 99 | 0 | 42.75 | 42.75 | 0.01 | 0
2020 | MISO_WUMS_2_MISO_MI | MISO_WUMS | MISO_MI | Internal | Winter | B19 | 700 | 99 | 0 | 41.22 | 40.75 | 0.01 | 0
2020 | MISO_WUMS_2_MISO_MI | MISO_WUMS | MISO_MI | Internal | Winter | B20 | 935 | 99 | 99 | 37.54 | 37.56 | 0.01 | 0.01
2020 | MISO_WUMS_2_MISO_W | MISO_WUMS | MISO_W | Internal | Shoulder | B11 | 25 | 1137 | 697.39 | 55.3 | 55.31 | 0.01 | 0
2020 | MISO_WUMS_2_MISO_W | MISO_WUMS | MISO_W | Internal | Shoulder | B12 | 200 | 1137 | 29.81 | 44.87 | 44.88 | 0.01 | 0
2020 | MISO_WUMS_2_MISO_W | MISO_WUMS | MISO_W | Internal | Shoulder | B13 | 600 | 1137 | 419.27 | 42.59 | 42.6 | 0.01 | 0
2020 | MISO_WUMS_2_MISO_W | MISO_WUMS | MISO_W | Internal | Shoulder | B14 | 900 | 1137 | 0 | 40.43 | 40.42 | 0.01 | 0
2020 | MISO_WUMS_2_MISO_W | MISO_WUMS | MISO_W | Internal | Shoulder | B15 | 1203 | 1137 | 1034.51 | 37.77 | 37.79 | 0.01 | 0
2020 | MISO_WUMS_2_MISO_W | MISO_WUMS | MISO_W | Internal | Summer | B1 | 10 | 1137 | 1137 | 64.67 | 66.46 | 0.01 | 1.78
2020 | MISO_WUMS_2_MISO_W | MISO_WUMS | MISO_W | Internal | Summer | B2 | 25 | 1137 | 787.58 | 64.67 | 64.68 | 0.01 | 0
2020 | MISO_WUMS_2_MISO_W | MISO_WUMS | MISO_W | Internal | Summer | B3 | 75 | 1137 | 1137 | 61.04 | 64.04 | 0.01 | 3
2020 | MISO_WUMS_2_MISO_W | MISO_WUMS | MISO_W | Internal | Summer | B4 | 100 | 1137 | 1137 | 61.04 | 64.04 | 0.01 | 3
2020 | MISO_WUMS_2_MISO_W | MISO_WUMS | MISO_W | Internal | Summer | B5 | 200 | 1137 | 816.4 | 54.49 | 54.5 | 0.01 | 0
2020 | MISO_WUMS_2_MISO_W | MISO_WUMS | MISO_W | Internal | Summer | B6 | 300 | 1137 | 1137 | 47.11 | 48.14 | 0.01 | 1.01
2020 | MISO_WUMS_2_MISO_W | MISO_WUMS | MISO_W | Internal | Summer | B7 | 400 | 1137 | 7.91 | 39.88 | 39.89 | 0.01 | 0
2020 | MISO_WUMS_2_MISO_W | MISO_WUMS | MISO_W | Internal | Summer | B8 | 500 | 1137 | 139.79 | 38.29 | 38.31 | 0.01 | 0
2020 | MISO_WUMS_2_MISO_W | MISO_WUMS | MISO_W | Internal | Summer | B9 | 800 | 1137 | 253.31 | 37.54 | 37.55 | 0.01 | 0
2020 | MISO_WUMS_2_MISO_W | MISO_WUMS | MISO_W | Internal | Summer | B10 | 1262 | 1137 | 0 | 35.85 | 35.84 | 0.01 | 0
2020 | MISO_WUMS_2_MISO_W | MISO_WUMS | MISO_W | Internal | Winter | B16 | 25 | 1137 | 0 | 52.21 | 52.21 | 0.01 | 0
2020 | MISO_WUMS_2_MISO_W | MISO_WUMS | MISO_W | Internal | Winter | B17 | 100 | 1137 | 0 | 46.25 | 46.24 | 0.01 | 0
2020 | MISO_WUMS_2_MISO_W | MISO_WUMS | MISO_W | Internal | Winter | B18 | 400 | 1137 | 310.77 | 42.75 | 42.76 | 0.01 | 0
2020 | MISO_WUMS_2_MISO_W | MISO_WUMS | MISO_W | Internal | Winter | B19 | 700 | 1137 | 313.2 | 41.22 | 41.23 | 0.01 | 0
2020 | MISO_WUMS_2_MISO_W | MISO_WUMS | MISO_W | Internal | Winter | B20 | 935 | 1137 | 0 | 37.54 | 37.53 | 0.01 | 0
2020 | MISO_WUMS_2_PJM_ROR | MISO_WUMS | PJM_ROR | Internal | Shoulder | B11 | 25 | 1600 | 0 | 55.3 | 53.3 | 2 | 0
2020 | MISO_WUMS_2_PJM_ROR | MISO_WUMS | PJM_ROR | Internal | Shoulder | B12 | 200 | 1600 | 0 | 44.87 | 45.4 | 2 | 0
2020 | MISO_WUMS_2_PJM_ROR | MISO_WUMS | PJM_ROR | Internal | Shoulder | B13 | 600 | 1600 | 0 | 42.59 | 43.34 | 2 | 0
2020 | MISO_WUMS_2_PJM_ROR | MISO_WUMS | PJM_ROR | Internal | Shoulder | B14 | 900 | 1600 | 0 | 40.43 | 40.59 | 2 | 0
2020 | MISO_WUMS_2_PJM_ROR | MISO_WUMS | PJM_ROR | Internal | Shoulder | B15 | 1203 | 1600 | 0 | 37.77 | 37.56 | 2 | 0
2020 | MISO_WUMS_2_PJM_ROR | MISO_WUMS | PJM_ROR | Internal | Summer | B1 | 10 | 1600 | 1600 | 64.67 | 68.47 | 2 | 1.8
2020 | MISO_WUMS_2_PJM_ROR | MISO_WUMS | PJM_ROR | Internal | Summer | B2 | 25 | 1600 | 1388.9 | 64.67 | 66.67 | 2 | 0
2020 | MISO_WUMS_2_PJM_ROR | MISO_WUMS | PJM_ROR | Internal | Summer | B3 | 75 | 1600 | 0 | 61.04 | 62.54 | 2 | 0
2020 | MISO_WUMS_2_PJM_ROR | MISO_WUMS | PJM_ROR | Internal | Summer | B4 | 100 | 1600 | 0 | 61.04 | 62.35 | 2 | 0
2020 | MISO_WUMS_2_PJM_ROR | MISO_WUMS | PJM_ROR | Internal | Summer | B5 | 200 | 1600 | 0 | 54.49 | 54.47 | 2 | 0
2020 | MISO_WUMS_2_PJM_ROR | MISO_WUMS | PJM_ROR | Internal | Summer | B6 | 300 | 1600 | 9.66 | 47.11 | 49.11 | 2 | 0
2020 | MISO_WUMS_2_PJM_ROR | MISO_WUMS | PJM_ROR | Internal | Summer | B7 | 400 | 1600 | 0 | 39.88 | 41.19 | 2 | 0
2020 | MISO_WUMS_2_PJM_ROR | MISO_WUMS | PJM_ROR | Internal | Summer | B8 | 500 | 1600 | 0 | 38.29 | 38.45 | 2 | 0
2020 | MISO_WUMS_2_PJM_ROR | MISO_WUMS | PJM_ROR | Internal | Summer | B9 | 800 | 1600 | 0 | 37.54 | 36.62 | 2 | 0
2020 | MISO_WUMS_2_PJM_ROR | MISO_WUMS | PJM_ROR | Internal | Summer | B10 | 1262 | 1600 | 0 | 35.85 | 35.05 | 2 | 0
2020 | MISO_WUMS_2_PJM_ROR | MISO_WUMS | PJM_ROR | Internal | Winter | B16 | 25 | 1600 | 247.17 | 52.21 | 54.21 | 2 | 0
2020 | MISO_WUMS_2_PJM_ROR | MISO_WUMS | PJM_ROR | Internal | Winter | B17 | 100 | 1600 | 888.12 | 46.25 | 48.25 | 2 | 0
2020 | MISO_WUMS_2_PJM_ROR | MISO_WUMS | PJM_ROR | Internal | Winter | B18 | 400 | 1600 | 4.93 | 42.75 | 44.75 | 2 | 0
2020 | MISO_WUMS_2_PJM_ROR | MISO_WUMS | PJM_ROR | Internal | Winter | B19 | 700 | 1600 | 0 | 41.22 | 42.37 | 2 | 0
2020 | MISO_WUMS_2_PJM_ROR | MISO_WUMS | PJM_ROR | Internal | Winter | B20 | 935 | 1600 | 0 | 37.54 | 36.68 | 2 | 0
2020 | NE_2_MISO_W | NE | MISO_W | Internal | Shoulder | B11 | 25 | 1600 | 0 | 60.81 | 55.31 | 5 | 0
2020 | NE_2_MISO_W | NE | MISO_W | Internal | Shoulder | B12 | 200 | 1600 | 0 | 43.97 | 44.88 | 5 | 0
2020 | NE_2_MISO_W | NE | MISO_W | Internal | Shoulder | B13 | 600 | 1600 | 0 | 42.6 | 42.6 | 5 | 0
2020 | NE_2_MISO_W | NE | MISO_W | Internal | Shoulder | B14 | 900 | 1600 | 0 | 41.52 | 40.42 | 5 | 0
2020 | NE_2_MISO_W | NE | MISO_W | Internal | Shoulder | B15 | 1203 | 1600 | 0 | 41.03 | 37.79 | 5 | 0
2020 | NE_2_MISO_W | NE | MISO_W | Internal | Summer | B1 | 10 | 1600 | 0 | 66.46 | 66.46 | 5 | 0
2020 | NE_2_MISO_W | NE | MISO_W | Internal | Summer | B2 | 25 | 1600 | 0 | 66.01 | 64.68 | 5 | 0
2020 | NE_2_MISO_W | NE | MISO_W | Internal | Summer | B3 | 75 | 1600 | 0 | 66.01 | 64.04 | 5 | 0
2020 | NE_2_MISO_W | NE | MISO_W | Internal | Summer | B4 | 100 | 1600 | 0 | 66.01 | 64.04 | 5 | 0
2020 | NE_2_MISO_W | NE | MISO_W | Internal | Summer | B5 | 200 | 1600 | 0 | 61.49 | 54.5 | 5 | 0
2020 | NE_2_MISO_W | NE | MISO_W | Internal | Summer | B6 | 300 | 1600 | 0 | 55.12 | 48.14 | 5 | 0
2020 | NE_2_MISO_W | NE | MISO_W | Internal | Summer | B7 | 400 | 1600 | 0 | 41.9 | 39.89 | 5 | 0
2020 | NE_2_MISO_W | NE | MISO_W | Internal | Summer | B8 | 500 | 1600 | 0 | 39.11 | 38.31 | 5 | 0
2020 | NE_2_MISO_W | NE | MISO_W | Internal | Summer | B9 | 800 | 1600 | 0 | 39.11 | 37.55 | 5 | 0
2020 | NE_2_MISO_W | NE | MISO_W | Internal | Summer | B10 | 1262 | 1600 | 0 | 36.26 | 35.84 | 5 | 0
2020 | NE_2_MISO_W | NE | MISO_W | Internal | Winter | B16 | 25 | 1600 | 0 | 52.21 | 52.21 | 5 | 0
2020 | NE_2_MISO_W | NE | MISO_W | Internal | Winter | B17 | 100 | 1600 | 0 | 44.3 | 46.24 | 5 | 0
2020 | NE_2_MISO_W | NE | MISO_W | Internal | Winter | B18 | 400 | 1600 | 0 | 43.79 | 42.76 | 5 | 0
2020 | NE_2_MISO_W | NE | MISO_W | Internal | Winter | B19 | 700 | 1600 | 0 | 43.7 | 41.23 | 5 | 0
2020 | NE_2_MISO_W | NE | MISO_W | Internal | Winter | B20 | 935 | 1600 | 0 | 39.15 | 37.53 | 5 | 0
2020 | NE_2_SPP_N | NE | SPP_N | Internal | Shoulder | B11 | 25 | 1800 | 1800 | 60.81 | 62.31 | 0.01 | 1.49
2020 | NE_2_SPP_N | NE | SPP_N | Internal | Shoulder | B12 | 200 | 1800 | 356.45 | 43.97 | 43.98 | 0.01 | 0
2020 | NE_2_SPP_N | NE | SPP_N | Internal | Shoulder | B13 | 600 | 1800 | 752.68 | 42.6 | 42.62 | 0.01 | 0
2020 | NE_2_SPP_N | NE | SPP_N | Internal | Shoulder | B14 | 900 | 1800 | 396.08 | 41.52 | 41.53 | 0.01 | 0
2020 | NE_2_SPP_N | NE | SPP_N | Internal | Shoulder | B15 | 1203 | 1800 | 821.71 | 41.03 | 41.04 | 0.01 | 0
2020 | NE_2_SPP_N | NE | SPP_N | Internal | Summer | B1 | 10 | 1800 | 1800 | 66.46 | 67.44 | 0.01 | 0.97
2020 | NE_2_SPP_N | NE | SPP_N | Internal | Summer | B2 | 25 | 1800 | 1800 | 66.01 | 67.44 | 0.01 | 1.42
2020 | NE_2_SPP_N | NE | SPP_N | Internal | Summer | B3 | 75 | 1800 | 1800 | 66.01 | 67.44 | 0.01 | 1.42
2020 | NE_2_SPP_N | NE | SPP_N | Internal | Summer | B4 | 100 | 1800 | 1655.68 | 66.01 | 66.02 | 0.01 | 0
2020 | NE_2_SPP_N | NE | SPP_N | Internal | Summer | B5 | 200 | 1800 | 1266.29 | 61.49 | 61.5 | 0.01 | 0
2020 | NE_2_SPP_N | NE | SPP_N | Internal | Summer | B6 | 300 | 1800 | 1656.45 | 55.12 | 55.14 | 0.01 | 0
2020 | NE_2_SPP_N | NE | SPP_N | Internal | Summer | B7 | 400 | 1800 | 1800 | 41.9 | 46.89 | 0.01 | 4.98
2020 | NE_2_SPP_N | NE | SPP_N | Internal | Summer | B8 | 500 | 1800 | 1800 | 39.11 | 41.43 | 0.01 | 2.31
2020 | NE_2_SPP_N | NE | SPP_N | Internal | Summer | B9 | 800 | 1800 | 1800 | 39.11 | 40.1 | 0.01 | 0.97
2020 | NE_2_SPP_N | NE | SPP_N | Internal | Summer | B10 | 1262 | 1800 | 1800 | 36.26 | 38.83 | 0.01 | 2.56
2020 | NE_2_SPP_N | NE | SPP_N | Internal | Winter | B16 | 25 | 1800 | 1800 | 52.21 | 53.47 | 0.01 | 1.25
2020 | NE_2_SPP_N | NE | SPP_N | Internal | Winter | B17 | 100 | 1800 | 1232.29 | 44.3 | 44.31 | 0.01 | 0
2020 | NE_2_SPP_N | NE | SPP_N | Internal | Winter | B18 | 400 | 1800 | 1324.29 | 43.79 | 43.81 | 0.01 | 0
2020 | NE_2_SPP_N | NE | SPP_N | Internal | Winter | B19 | 700 | 1800 | 1349.17 | 43.7 | 43.71 | 0.01 | 0
2020 | NE_2_SPP_N | NE | SPP_N | Internal | Winter | B20 | 935 | 1800 | 1800 | 39.15 | 43.71 | 0.01 | 4.55
2020 | NEISO_2_NYISO_A-F | NEISO | NYISO_A-F | Internal | Shoulder | B11 | 25 | 600 | 79.94 | 37.92 | 40.92 | 3 | 0
2020 | NEISO_2_NYISO_A-F | NEISO | NYISO_A-F | Internal | Shoulder | B12 | 200 | 600 | 0 | 37.92 | 40.3 | 3 | 0
2020 | NEISO_2_NYISO_A-F | NEISO | NYISO_A-F | Internal | Shoulder | B13 | 600 | 600 | 0 | 37.92 | 40.3 | 3 | 0
2020 | NEISO_2_NYISO_A-F | NEISO | NYISO_A-F | Internal | Shoulder | B14 | 900 | 600 | 0 | 37.92 | 39.03 | 3 | 0
2020 | NEISO_2_NYISO_A-F | NEISO | NYISO_A-F | Internal | Shoulder | B15 | 1203 | 600 | 0 | 37.92 | 39.03 | 3 | 0
2020 | NEISO_2_NYISO_A-F | NEISO | NYISO_A-F | Internal | Summer | B1 | 10 | 600 | 0 | 75.97 | 52.91 | 3 | 0
2020 | NEISO_2_NYISO_A-F | NEISO | NYISO_A-F | Internal | Summer | B2 | 25 | 600 | 0 | 58.95 | 52.91 | 3 | 0
2020 | NEISO_2_NYISO_A-F | NEISO | NYISO_A-F | Internal | Summer | B3 | 75 | 600 | 242.76 | 49.09 | 52.09 | 3 | 0
2020 | NEISO_2_NYISO_A-F | NEISO | NYISO_A-F | Internal | Summer | B4 | 100 | 600 | 571.72 | 43.14 | 46.14 | 3 | 0
2020 | NEISO_2_NYISO_A-F | NEISO | NYISO_A-F | Internal | Summer | B5 | 200 | 600 | 600 | 35.04 | 43.28 | 3 | 5.24
2020 | NEISO_2_NYISO_A-F | NEISO | NYISO_A-F | Internal | Summer | B6 | 300 | 600 | 600 | 35.04 | 42.79 | 3 | 4.75
2020 | NEISO_2_NYISO_A-F | NEISO | NYISO_A-F | Internal | Summer | B7 | 400 | 600 | 600 | 35.04 | 39.04 | 3 | 1
2020 | NEISO_2_NYISO_A-F | NEISO | NYISO_A-F | Internal | Summer | B8 | 500 | 600 | 234.82 | 35.04 | 38.04 | 3 | 0
2020 | NEISO_2_NYISO_A-F | NEISO | NYISO_A-F | Internal | Summer | B9 | 800 | 600 | 0 | 35.04 | 37.9 | 3 | 0
2020 | NEISO_2_NYISO_A-F | NEISO | NYISO_A-F | Internal | Summer | B10 | 1262 | 600 | 0 | 35.04 | 37.9 | 3 | 0
2020 | NEISO_2_NYISO_A-F | NEISO | NYISO_A-F | Internal | Winter | B16 | 25 | 600 | 0 | 46.85 | 46.19 | 3 | 0
2020 | NEISO_2_NYISO_A-F | NEISO | NYISO_A-F | Internal | Winter | B17 | 100 | 600 | 0 | 46.85 | 42.69 | 3 | 0
2020 | NEISO_2_NYISO_A-F | NEISO | NYISO_A-F | Internal | Winter | B18 | 400 | 600 | 0 | 46.85 | 42.69 | 3 | 0
2020 | NEISO_2_NYISO_A-F | NEISO | NYISO_A-F | Internal | Winter | B19 | 700 | 600 | 0 | 46.85 | 42.69 | 3 | 0
2020 | NEISO_2_NYISO_A-F | NEISO | NYISO_A-F | Internal | Winter | B20 | 935 | 600 | 0 | 46.85 | 42.69 | 3 | 0
2020 | NEISO_2_NYISO_G-I | NEISO | NYISO_G-I | Internal | Shoulder | B11 | 25 | 600 | 600 | 37.92 | 53.81 | 3 | 12.89
2020 | NEISO_2_NYISO_G-I | NEISO | NYISO_G-I | Internal | Shoulder | B12 | 200 | 600 | 8.47 | 37.92 | 40.92 | 3 | 0
2020 | NEISO_2_NYISO_G-I | NEISO | NYISO_G-I | Internal | Shoulder | B13 | 600 | 600 | 0 | 37.92 | 40.91 | 3 | 0
2020 | NEISO_2_NYISO_G-I | NEISO | NYISO_G-I | Internal | Shoulder | B14 | 900 | 600 | 0 | 37.92 | 40.48 | 3 | 0
2020 | NEISO_2_NYISO_G-I | NEISO | NYISO_G-I | Internal | Shoulder | B15 | 1203 | 600 | 0 | 37.92 | 39.04 | 3 | 0
2020 | NEISO_2_NYISO_G-I | NEISO | NYISO_G-I | Internal | Summer | B1 | 10 | 600 | 5.22 | 75.97 | 78.97 | 3 | 0
2020 | NEISO_2_NYISO_G-I | NEISO | NYISO_G-I | Internal | Summer | B2 | 25 | 600 | 570.5 | 58.95 | 61.95 | 3 | 0
2020 | NEISO_2_NYISO_G-I | NEISO | NYISO_G-I | Internal | Summer | B3 | 75 | 600 | 600 | 49.09 | 53.51 | 3 | 1.41
2020 | NEISO_2_NYISO_G-I | NEISO | NYISO_G-I | Internal | Summer | B4 | 100 | 600 | 600 | 43.14 | 49.56 | 3 | 3.42
2020 | NEISO_2_NYISO_G-I | NEISO | NYISO_G-I | Internal | Summer | B5 | 200 | 600 | 600 | 35.04 | 49.56 | 3 | 11.52
2020 | NEISO_2_NYISO_G-I | NEISO | NYISO_G-I | Internal | Summer | B6 | 300 | 600 | 600 | 35.04 | 49.56 | 3 | 11.52
2020 | NEISO_2_NYISO_G-I | NEISO | NYISO_G-I | Internal | Summer | B7 | 400 | 600 | 600 | 35.04 | 47.16 | 3 | 9.12
2020 | NEISO_2_NYISO_G-I | NEISO | NYISO_G-I | Internal | Summer | B8 | 500 | 600 | 600 | 35.04 | 38.05 | 3 | 0.01
2020 | NEISO_2_NYISO_G-I | NEISO | NYISO_G-I | Internal | Summer | B9 | 800 | 600 | 0 | 35.04 | 37.91 | 3 | 0
2020 | NEISO_2_NYISO_G-I | NEISO | NYISO_G-I | Internal | Summer | B10 | 1262 | 600 | 0 | 35.04 | 37.91 | 3 | 0
2020 | NEISO_2_NYISO_G-I | NEISO | NYISO_G-I | Internal | Winter | B16 | 25 | 600 | 600 | 46.85 | 60.21 | 3 | 10.36
2020 | NEISO_2_NYISO_G-I | NEISO | NYISO_G-I | Internal | Winter | B17 | 100 | 600 | 600 | 46.85 | 54.26 | 3 | 4.41
2020 | NEISO_2_NYISO_G-I | NEISO | NYISO_G-I | Internal | Winter | B18 | 400 | 600 | 600 | 46.85 | 50.78 | 3 | 0.93
2020 | NEISO_2_NYISO_G-I | NEISO | NYISO_G-I | Internal | Winter | B19 | 700 | 600 | 8.89 | 46.85 | 49.85 | 3 | 0
2020 | NEISO_2_NYISO_G-I | NEISO | NYISO_G-I | Internal | Winter | B20 | 935 | 600 | 0 | 46.85 | 46.2 | 3 | 0
2020 | NEISO_2_NYISO_J-K | NEISO | NYISO_J-K | Internal | Shoulder | B11 | 25 | 430 | 430 | 37.92 | 53.82 | 3 | 12.9
2020 | NEISO_2_NYISO_J-K | NEISO | NYISO_J-K | Internal | Shoulder | B12 | 200 | 430 | 430 | 37.92 | 40.93 | 3 | 0.01
2020 | NEISO_2_NYISO_J-K | NEISO | NYISO_J-K | Internal | Shoulder | B13 | 600 | 430 | 8.96 | 37.92 | 40.92 | 3 | 0
2020 | NEISO_2_NYISO_J-K | NEISO | NYISO_J-K | Internal | Shoulder | B14 | 900 | 430 | 0 | 37.92 | 40.49 | 3 | 0
2020 | NEISO_2_NYISO_J-K | NEISO | NYISO_J-K | Internal | Shoulder | B15 | 1203 | 430 | 0 | 37.92 | 39.06 | 3 | 0
2020 | NEISO_2_NYISO_J-K | NEISO | NYISO_J-K | Internal | Summer | B1 | 10 | 430 | 430 | 75.97 | 78.98 | 3 | 0.01
2020 | NEISO_2_NYISO_J-K | NEISO | NYISO_J-K | Internal | Summer | B2 | 25 | 430 | 430 | 58.95 | 61.96 | 3 | 0.01
2020 | NEISO_2_NYISO_J-K | NEISO | NYISO_J-K | Internal | Summer | B3 | 75 | 430 | 430 | 49.09 | 53.52 | 3 | 1.43
2020 | NEISO_2_NYISO_J-K | NEISO | NYISO_J-K | Internal | Summer | B4 | 100 | 430 | 430 | 43.14 | 49.57 | 3 | 3.43
2020 | NEISO_2_NYISO_J-K | NEISO | NYISO_J-K | Internal | Summer | B5 | 200 | 430 | 430 | 35.04 | 49.57 | 3 | 11.53
2020 | NEISO_2_NYISO_J-K | NEISO | NYISO_J-K | Internal | Summer | B6 | 300 | 430 | 430 | 35.04 | 49.57 | 3 | 11.53
2020 | NEISO_2_NYISO_J-K | NEISO | NYISO_J-K | Internal | Summer | B7 | 400 | 430 | 430 | 35.04 | 47.17 | 3 | 9.13
2020 | NEISO_2_NYISO_J-K | NEISO | NYISO_J-K | Internal | Summer | B8 | 500 | 430 | 430 | 35.04 | 38.06 | 3 | 0.02
2020 | NEISO_2_NYISO_J-K | NEISO | NYISO_J-K | Internal | Summer | B9 | 800 | 430 | 0 | 35.04 | 37.92 | 3 | 0
2020 | NEISO_2_NYISO_J-K | NEISO | NYISO_J-K | Internal | Summer | B10 | 1262 | 430 | 0 | 35.04 | 37.92 | 3 | 0
2020 | NEISO_2_NYISO_J-K | NEISO | NYISO_J-K | Internal | Winter | B16 | 25 | 430 | 430 | 46.85 | 60.22 | 3 | 10.37
2020 | NEISO_2_NYISO_J-K | NEISO | NYISO_J-K | Internal | Winter | B17 | 100 | 430 | 430 | 46.85 | 54.27 | 3 | 4.42
2020 | NEISO_2_NYISO_J-K | NEISO | NYISO_J-K | Internal | Winter | B18 | 400 | 430 | 430 | 46.85 | 51.62 | 3 | 1.77
2020 | NEISO_2_NYISO_J-K | NEISO | NYISO_J-K | Internal | Winter | B19 | 700 | 430 | 430 | 46.85 | 49.86 | 3 | 0.01
2020 | NEISO_2_NYISO_J-K | NEISO | NYISO_J-K | Internal | Winter | B20 | 935 | 430 | 0 | 46.85 | 46.22 | 3 | 0
2020 | NonRTO_Midwest_2_MISO_IN | NonRTO_Midwest | MISO_IN | Internal | Shoulder | B11 | 25 | 4450 | 0 | 63.3 | 55.3 | 8 | 0
2020 | NonRTO_Midwest_2_MISO_IN | NonRTO_Midwest | MISO_IN | Internal | Shoulder | B12 | 200 | 4450 | 0 | 52.91 | 44.91 | 8 | 0
2020 | NonRTO_Midwest_2_MISO_IN | NonRTO_Midwest | MISO_IN | Internal | Shoulder | B13 | 600 | 4450 | 0 | 49.65 | 42.18 | 8 | 0
2020 | NonRTO_Midwest_2_MISO_IN | NonRTO_Midwest | MISO_IN | Internal | Shoulder | B14 | 900 | 4450 | 0 | 43.74 | 40.42 | 8 | 0
2020 | NonRTO_Midwest_2_MISO_IN | NonRTO_Midwest | MISO_IN | Internal | Shoulder | B15 | 1203 | 4450 | 0 | 35.88 | 37.79 | 8 | 0
2020 | NonRTO_Midwest_2_MISO_IN | NonRTO_Midwest | MISO_IN | Internal | Summer | B1 | 10 | 4450 | 0 | 69.83 | 66.46 | 8 | 0
2020 | NonRTO_Midwest_2_MISO_IN | NonRTO_Midwest | MISO_IN | Internal | Summer | B2 | 25 | 4450 | 0 | 69.83 | 64.68 | 8 | 0
2020 | NonRTO_Midwest_2_MISO_IN | NonRTO_Midwest | MISO_IN | Internal | Summer | B3 | 75 | 4450 | 0 | 69.83 | 62.64 | 8 | 0
2020 | NonRTO_Midwest_2_MISO_IN | NonRTO_Midwest | MISO_IN | Internal | Summer | B4 | 100 | 4450 | 0 | 69.83 | 61.83 | 8 | 0
2020 | NonRTO_Midwest_2_MISO_IN | NonRTO_Midwest | MISO_IN | Internal | Summer | B5 | 200 | 4450 | 0 | 61.49 | 53.49 | 8 | 0
2020 | NonRTO_Midwest_2_MISO_IN | NonRTO_Midwest | MISO_IN | Internal | Summer | B6 | 300 | 4450 | 0 | 55.12 | 47.12 | 8 | 0
2020 | NonRTO_Midwest_2_MISO_IN | NonRTO_Midwest | MISO_IN | Internal | Summer | B7 | 400 | 4450 | 0 | 44.35 | 39.87 | 8 | 0
2020 | NonRTO_Midwest_2_MISO_IN | NonRTO_Midwest | MISO_IN | Internal | Summer | B8 | 500 | 4450 | 0 | 42.7 | 38.28 | 8 | 0
2020 | NonRTO_Midwest_2_MISO_IN | NonRTO_Midwest | MISO_IN | Internal | Summer | B9 | 800 | 4450 | 0 | 36.33 | 37.12 | 8 | 0
2020 | NonRTO_Midwest_2_MISO_IN | NonRTO_Midwest | MISO_IN | Internal | Summer | B10 | 1262 | 4450 | 0 | 35.23 | 35.84 | 8 | 0
2020 | NonRTO_Midwest_2_MISO_IN | NonRTO_Midwest | MISO_IN | Internal | Winter | B16 | 25 | 4450 | 0 | 60.46 | 52.46 | 8 | 0
2020 | NonRTO_Midwest_2_MISO_IN | NonRTO_Midwest | MISO_IN | Internal | Winter | B17 | 100 | 4450 | 0 | 54.26 | 46.26 | 8 | 0
2020 | NonRTO_Midwest_2_MISO_IN | NonRTO_Midwest | MISO_IN | Internal | Winter | B18 | 400 | 4450 | 0 | 50.76 | 42.76 | 8 | 0
2020 | NonRTO_Midwest_2_MISO_IN | NonRTO_Midwest | MISO_IN | Internal | Winter | B19 | 700 | 4450 | 0 | 44.31 | 40.77 | 8 | 0
2020 | NonRTO_Midwest_2_MISO_IN | NonRTO_Midwest | MISO_IN | Internal | Winter | B20 | 935 | 4450 | 0 | 35.9 | 37.55 | 8 | 0
2020 | NonRTO_Midwest_2_TVA_Transmission | NonRTO_Midwest | TVA_Transmission | Internal | Shoulder | B11 | 25 | 2400 | 0 | 63.3 | 59.3 | 8 | 0
2020 | NonRTO_Midwest_2_TVA_Transmission | NonRTO_Midwest | TVA_Transmission | Internal | Shoulder | B12 | 200 | 2400 | 0 | 52.91 | 47.12 | 8 | 0
2020 | NonRTO_Midwest_2_TVA_Transmission | NonRTO_Midwest | TVA_Transmission | Internal | Shoulder | B13 | 600 | 2400 | 0 | 49.65 | 45.47 | 8 | 0
2020 | NonRTO_Midwest_2_TVA_Transmission | NonRTO_Midwest | TVA_Transmission | Internal | Shoulder | B14 | 900 | 2400 | 0 | 43.74 | 44.2 | 8 | 0
2020 | NonRTO_Midwest_2_TVA_Transmission | NonRTO_Midwest | TVA_Transmission | Internal | Shoulder | B15 | 1203 | 2400 | 0 | 35.88 | 42.81 | 8 | 0
2020 | NonRTO_Midwest_2_TVA_Transmission | NonRTO_Midwest | TVA_Transmission | Internal | Summer | B1 | 10 | 2400 | 0 | 69.83 | 74.47 | 8 | 0
2020 | NonRTO_Midwest_2_TVA_Transmission | NonRTO_Midwest | TVA_Transmission | Internal | Summer | B2 | 25 | 2400 | 0 | 69.83 | 72.67 | 8 | 0
2020 | NonRTO_Midwest_2_TVA_Transmission | NonRTO_Midwest | TVA_Transmission | Internal | Summer | B3 | 75 | 2400 | 0 | 69.83 | 68.54 | 8 | 0
2020 | NonRTO_Midwest_2_TVA_Transmission | NonRTO_Midwest | TVA_Transmission | Internal | Summer | B4 | 100 | 2400 | 0 | 69.83 | 68.35 | 8 | 0
2020 | NonRTO_Midwest_2_TVA_Transmission | NonRTO_Midwest | TVA_Transmission | Internal | Summer | B5 | 200 | 2400 | 0 | 61.49 | 59.75 | 8 | 0
2020 | NonRTO_Midwest_2_TVA_Transmission | NonRTO_Midwest | TVA_Transmission | Internal | Summer | B6 | 300 | 2400 | 0 | 55.12 | 51.88 | 8 | 0
2020 | NonRTO_Midwest_2_TVA_Transmission | NonRTO_Midwest | TVA_Transmission | Internal | Summer | B7 | 400 | 2400 | 0 | 44.35 | 46 | 8 | 0
2020 | NonRTO_Midwest_2_TVA_Transmission | NonRTO_Midwest | TVA_Transmission | Internal | Summer | B8 | 500 | 2400 | 0 | 42.7 | 42.72 | 8 | 0
2020 | NonRTO_Midwest_2_TVA_Transmission | NonRTO_Midwest | TVA_Transmission | Internal | Summer | B9 | 800 | 2400 | 0 | 36.33 | 41.84 | 8 | 0
2020 | NonRTO_Midwest_2_TVA_Transmission | NonRTO_Midwest | TVA_Transmission | Internal | Summer | B10 | 1262 | 2400 | 0 | 35.23 | 38.95 | 8 | 0
2020 | NonRTO_Midwest_2_TVA_Transmission | NonRTO_Midwest | TVA_Transmission | Internal | Winter | B16 | 25 | 2400 | 0 | 60.46 | 59.3 | 8 | 0
2020 | NonRTO_Midwest_2_TVA_Transmission | NonRTO_Midwest | TVA_Transmission | Internal | Winter | B17 | 100 | 2400 | 0 | 54.26 | 49.56 | 8 | 0
2020 | NonRTO_Midwest_2_TVA_Transmission | NonRTO_Midwest | TVA_Transmission | Internal | Winter | B18 | 400 | 2400 | 0 | 50.76 | 46.4 | 8 | 0
2020 | NonRTO_Midwest_2_TVA_Transmission | NonRTO_Midwest | TVA_Transmission | Internal | Winter | B19 | 700 | 2400 | 0 | 44.31 | 44.86 | 8 | 0
2020 | NonRTO_Midwest_2_TVA_Transmission | NonRTO_Midwest | TVA_Transmission | Internal | Winter | B20 | 935 | 2400 | 0 | 35.9 | 42.42 | 8 | 0
2020 | NYISO_A-F_2_IESO | NYISO_A-F | IESO | Internal | Shoulder | B11 | 25 | 1600 | 0 | 40.92 | 30.79 | 7 | 0
2020 | NYISO_A-F_2_IESO | NYISO_A-F | IESO | Internal | Shoulder | B12 | 200 | 1600 | 0 | 40.3 | 30.79 | 7 | 0
2020 | NYISO_A-F_2_IESO | NYISO_A-F | IESO | Internal | Shoulder | B13 | 600 | 1600 | 0 | 40.3 | 30.79 | 7 | 0
2020 | NYISO_A-F_2_IESO | NYISO_A-F | IESO | Internal | Shoulder | B14 | 900 | 1600 | 0 | 39.03 | 30.79 | 7 | 0
2020 | NYISO_A-F_2_IESO | NYISO_A-F | IESO | Internal | Shoulder | B15 | 1203 | 1600 | 0 | 39.03 | 30.79 | 7 | 0
2020 | NYISO_A-F_2_IESO | NYISO_A-F | IESO | Internal | Summer | B1 | 10 | 1600 | 0 | 52.91 | 45.91 | 7 | 0
2020 | NYISO_A-F_2_IESO | NYISO_A-F | IESO | Internal | Summer | B2 | 25 | 1600 | 0 | 52.91 | 40.84 | 7 | 0
2020 | NYISO_A-F_2_IESO | NYISO_A-F | IESO | Internal | Summer | B3 | 75 | 1600 | 0 | 52.09 | 39.14 | 7 | 0
2020 | NYISO_A-F_2_IESO | NYISO_A-F | IESO | Internal | Summer | B4 | 100 | 1600 | 0 | 46.14 | 39.14 | 7 | 0
2020 | NYISO_A-F_2_IESO | NYISO_A-F | IESO | Internal | Summer | B5 | 200 | 1600 | 0 | 43.28 | 36.28 | 7 | 0
2020 | NYISO_A-F_2_IESO | NYISO_A-F | IESO | Internal | Summer | B6 | 300 | 1600 | 0 | 42.79 | 35.79 | 7 | 0
2020 | NYISO_A-F_2_IESO | NYISO_A-F | IESO | Internal | Summer | B7 | 400 | 1600 | 0 | 39.04 | 32.04 | 7 | 0
2020 | NYISO_A-F_2_IESO | NYISO_A-F | IESO | Internal | Summer | B8 | 500 | 1600 | 0 | 38.04 | 28.85 | 7 | 0
2020 | NYISO_A-F_2_IESO | NYISO_A-F | IESO | Internal | Summer | B9 | 800 | 1600 | 0 | 37.9 | 28.85 | 7 | 0
2020 | NYISO_A-F_2_IESO | NYISO_A-F | IESO | Internal | Summer | B10 | 1262 | 1600 | 0 | 37.9 | 28.85 | 7 | 0
2020 | NYISO_A-F_2_IESO | NYISO_A-F | IESO | Internal | Winter | B16 | 25 | 1600 | 0 | 46.19 | 39.19 | 7 | 0
2020 | NYISO_A-F_2_IESO | NYISO_A-F | IESO | Internal | Winter | B17 | 100 | 1600 | 0 | 42.69 | 33.75 | 7 | 0
2020 | NYISO_A-F_2_IESO | NYISO_A-F | IESO | Internal | Winter | B18 | 400 | 1600 | 0 | 42.69 | 33.75 | 7 | 0
2020 | NYISO_A-F_2_IESO | NYISO_A-F | IESO | Internal | Winter | B19 | 700 | 1600 | 0 | 42.69 | 33.75 | 7 | 0
2020 | NYISO_A-F_2_IESO | NYISO_A-F | IESO | Internal | Winter | B20 | 935 | 1600 | 0 | 42.69 | 33.75 | 7 | 0
2020 | NYISO_A-F_2_NEISO | NYISO_A-F | NEISO | Internal | Shoulder | B11 | 25 | 600 | 0 | 40.92 | 37.92 | 3 | 0
2020 | NYISO_A-F_2_NEISO | NYISO_A-F | NEISO | Internal | Shoulder | B12 | 200 | 600 | 0 | 40.3 | 37.92 | 3 | 0
2020 | NYISO_A-F_2_NEISO | NYISO_A-F | NEISO | Internal | Shoulder | B13 | 600 | 600 | 0 | 40.3 | 37.92 | 3 | 0
2020 | NYISO_A-F_2_NEISO | NYISO_A-F | NEISO | Internal | Shoulder | B14 | 900 | 600 | 0 | 39.03 | 37.92 | 3 | 0
2020 | NYISO_A-F_2_NEISO | NYISO_A-F | NEISO | Internal | Shoulder | B15 | 1203 | 600 | 0 | 39.03 | 37.92 | 3 | 0
2020 | NYISO_A-F_2_NEISO | NYISO_A-F | NEISO | Internal | Summer | B1 | 10 | 600 | 600 | 52.91 | 75.97 | 3 | 20.06
2020 | NYISO_A-F_2_NEISO | NYISO_A-F | NEISO | Internal | Summer | B2 | 25 | 600 | 600 | 52.91 | 58.95 | 3 | 3.04
2020 | NYISO_A-F_2_NEISO | NYISO_A-F | NEISO | Internal | Summer | B3 | 75 | 600 | 0 | 52.09 | 49.09 | 3 | 0
2020 | NYISO_A-F_2_NEISO | NYISO_A-F | NEISO | Internal | Summer | B4 | 100 | 600 | 0 | 46.14 | 43.14 | 3 | 0
2020 | NYISO_A-F_2_NEISO | NYISO_A-F | NEISO | Internal | Summer | B5 | 200 | 600 | 0 | 43.28 | 35.04 | 3 | 0
2020 | NYISO_A-F_2_NEISO | NYISO_A-F | NEISO | Internal | Summer | B6 | 300 | 600 | 0 | 42.79 | 35.04 | 3 | 0
2020 | NYISO_A-F_2_NEISO | NYISO_A-F | NEISO | Internal | Summer | B7 | 400 | 600 | 0 | 39.04 | 35.04 | 3 | 0
2020 | NYISO_A-F_2_NEISO | NYISO_A-F | NEISO | Internal | Summer | B8 | 500 | 600 | 0 | 38.04 | 35.04 | 3 | 0
2020 | NYISO_A-F_2_NEISO | NYISO_A-F | NEISO | Internal | Summer | B9 | 800 | 600 | 0 | 37.9 | 35.04 | 3 | 0
2020 | NYISO_A-F_2_NEISO | NYISO_A-F | NEISO | Internal | Summer | B10 | 1262 | 600 | 0 | 37.9 | 35.04 | 3 | 0
2020 | NYISO_A-F_2_NEISO | NYISO_A-F | NEISO | Internal | Winter | B16 | 25 | 600 | 0 | 46.19 | 46.85 | 3 | 0
2020 | NYISO_A-F_2_NEISO | NYISO_A-F | NEISO | Internal | Winter | B17 | 100 | 600 | 600 | 42.69 | 46.85 | 3 | 1.16
2020 | NYISO_A-F_2_NEISO | NYISO_A-F | NEISO | Internal | Winter | B18 | 400 | 600 | 600 | 42.69 | 46.85 | 3 | 1.16
2020 | NYISO_A-F_2_NEISO | NYISO_A-F | NEISO | Internal | Winter | B19 | 700 | 600 | 600 | 42.69 | 46.85 | 3 | 1.16
2020 | NYISO_A-F_2_NEISO | NYISO_A-F | NEISO | Internal | Winter | B20 | 935 | 600 | 600 | 42.69 | 46.85 | 3 | 1.16
2020 | NYISO_A-F_2_NYISO_G-I | NYISO_A-F | NYISO_G-I | Internal | Shoulder | B11 | 25 | 4250 | 4250 | 40.92 | 53.81 | 0.01 | 12.87
2020 | NYISO_A-F_2_NYISO_G-I | NYISO_A-F | NYISO_G-I | Internal | Shoulder | B12 | 200 | 4250 | 4250 | 40.3 | 40.92 | 0.01 | 0.61
2020 | NYISO_A-F_2_NYISO_G-I | NYISO_A-F | NYISO_G-I | Internal | Shoulder | B13 | 600 | 4250 | 4250 | 40.3 | 40.91 | 0.01 | 0.6
2020 | NYISO_A-F_2_NYISO_G-I | NYISO_A-F | NYISO_G-I | Internal | Shoulder | B14 | 900 | 4250 | 4250 | 39.03 | 40.48 | 0.01 | 1.43
2020 | NYISO_A-F_2_NYISO_G-I | NYISO_A-F | NYISO_G-I | Internal | Shoulder | B15 | 1203 | 4250 | 2732.47 | 39.03 | 39.04 | 0.01 | 0
2020 | NYISO_A-F_2_NYISO_G-I | NYISO_A-F | NYISO_G-I | Internal | Summer | B1 | 10 | 4250 | 4250 | 52.91 | 78.97 | 0.01 | 26.05
2020 | NYISO_A-F_2_NYISO_G-I | NYISO_A-F | NYISO_G-I | Internal | Summer | B2 | 25 | 4250 | 4250 | 52.91 | 61.95 | 0.01 | 9.03
2020 | NYISO_A-F_2_NYISO_G-I | NYISO_A-F | NYISO_G-I | Internal | Summer | B3 | 75 | 4250 | 4250 | 52.09 | 53.51 | 0.01 | 1.4
2020 | NYISO_A-F_2_NYISO_G-I | NYISO_A-F | NYISO_G-I | Internal | Summer | B4 | 100 | 4250 | 4250 | 46.14 | 49.56 | 0.01 | 3.41
2020 | NYISO_A-F_2_NYISO_G-I | NYISO_A-F | NYISO_G-I | Internal | Summer | B5 | 200 | 4250 | 4250 | 43.28 | 49.56 | 0.01 | 6.27
2020 | NYISO_A-F_2_NYISO_G-I | NYISO_A-F | NYISO_G-I | Internal | Summer | B6 | 300 | 4250 | 4250 | 42.79 | 49.56 | 0.01 | 6.76
2020 | NYISO_A-F_2_NYISO_G-I | NYISO_A-F | NYISO_G-I | Internal | Summer | B7 | 400 | 4250 | 4250 | 39.04 | 47.16 | 0.01 | 8.11
2020 | NYISO_A-F_2_NYISO_G-I | NYISO_A-F | NYISO_G-I | Internal | Summer | B8 | 500 | 4250 | 3807.58 | 38.04 | 38.05 | 0.01 | 0
2020 | NYISO_A-F_2_NYISO_G-I | NYISO_A-F | NYISO_G-I | Internal | Summer | B9 | 800 | 4250 | 3704.18 | 37.9 | 37.91 | 0.01 | 0
2020 | NYISO_A-F_2_NYISO_G-I | NYISO_A-F | NYISO_G-I | Internal | Summer | B10 | 1262 | 4250 | 1338.6 | 37.9 | 37.91 | 0.01 | 0
2020 | NYISO_A-F_2_NYISO_G-I | NYISO_A-F | NYISO_G-I | Internal | Winter | B16 | 25 | 4250 | 4250 | 46.19 | 60.21 | 0.01 | 14
2020 | NYISO_A-F_2_NYISO_G-I | NYISO_A-F | NYISO_G-I | Internal | Winter | B17 | 100 | 4250 | 4250 | 42.69 | 54.26 | 0.01 | 11.56
2020 | NYISO_A-F_2_NYISO_G-I | NYISO_A-F | NYISO_G-I | Internal | Winter | B18 | 400 | 4250 | 4250 | 42.69 | 50.78 | 0.01 | 8.08
2020 | NYISO_A-F_2_NYISO_G-I | NYISO_A-F | NYISO_G-I | Internal | Winter | B19 | 700 | 4250 | 4250 | 42.69 | 49.85 | 0.01 | 7.15
2020 | NYISO_A-F_2_NYISO_G-I | NYISO_A-F | NYISO_G-I | Internal | Winter | B20 | 935 | 4250 | 4250 | 42.69 | 46.2 | 0.01 | 3.5
2020 | NYISO_A-F_2_PJM_ROM | NYISO_A-F | PJM_ROM | Internal | Shoulder | B11 | 25 | 1000 | 1000 | 40.92 | 53.29 | 8 | 4.36
2020 | NYISO_A-F_2_PJM_ROM | NYISO_A-F | PJM_ROM | Internal | Shoulder | B12 | 200 | 1000 | 0 | 40.3 | 45.38 | 8 | 0
2020 | NYISO_A-F_2_PJM_ROM | NYISO_A-F | PJM_ROM | Internal | Shoulder | B13 | 600 | 1000 | 0 | 40.3 | 43.32 | 8 | 0
2020 | NYISO_A-F_2_PJM_ROM | NYISO_A-F | PJM_ROM | Internal | Shoulder | B14 | 900 | 1000 | 0 | 39.03 | 40.59 | 8 | 0
2020 | NYISO_A-F_2_PJM_ROM | NYISO_A-F | PJM_ROM | Internal | Shoulder | B15 | 1203 | 1000 | 0 | 39.03 | 37.57 | 8 | 0
2020 | NYISO_A-F_2_PJM_ROM | NYISO_A-F | PJM_ROM | Internal | Summer | B1 | 10 | 1000 | 1000 | 52.91 | 68.49 | 8 | 7.58
2020 | NYISO_A-F_2_PJM_ROM | NYISO_A-F | PJM_ROM | Internal | Summer | B2 | 25 | 1000 | 1000 | 52.91 | 66.68 | 8 | 5.77
2020 | NYISO_A-F_2_PJM_ROM | NYISO_A-F | PJM_ROM | Internal | Summer | B3 | 75 | 1000 | 1000 | 52.09 | 62.53 | 8 | 2.43
2020 | NYISO_A-F_2_PJM_ROM | NYISO_A-F | PJM_ROM | Internal | Summer | B4 | 100 | 1000 | 1000 | 46.14 | 62.34 | 8 | 8.2
2020 | NYISO_A-F_2_PJM_ROM | NYISO_A-F | PJM_ROM | Internal | Summer | B5 | 200 | 1000 | 1000 | 43.28 | 54.46 | 8 | 3.18
2020 | NYISO_A-F_2_PJM_ROM | NYISO_A-F | PJM_ROM | Internal | Summer | B6 | 300 | 1000 | 0 | 42.79 | 49.1 | 8 | 0
2020 | NYISO_A-F_2_PJM_ROM | NYISO_A-F | PJM_ROM | Internal | Summer | B7 | 400 | 1000 | 0 | 39.04 | 41.17 | 8 | 0
2020 | NYISO_A-F_2_PJM_ROM | NYISO_A-F | PJM_ROM | Internal | Summer | B8 | 500 | 1000 | 0 | 38.04 | 38.44 | 8 | 0
2020 | NYISO_A-F_2_PJM_ROM | NYISO_A-F | PJM_ROM | Internal | Summer | B9 | 800 | 1000 | 0 | 37.9 | 36.63 | 8 | 0
2020 | NYISO_A-F_2_PJM_ROM | NYISO_A-F | PJM_ROM | Internal | Summer | B10 | 1262 | 1000 | 0 | 37.9 | 35.07 | 8 | 0
2020 | NYISO_A-F_2_PJM_ROM | NYISO_A-F | PJM_ROM | Internal | Winter | B16 | 25 | 1000 | 988.21 | 46.19 | 54.19 | 8 | 0
2020 | NYISO_A-F_2_PJM_ROM | NYISO_A-F | PJM_ROM | Internal | Winter | B17 | 100 | 1000 | 0 | 42.69 | 48.26 | 8 | 0
2020 | NYISO_A-F_2_PJM_ROM | NYISO_A-F | PJM_ROM | Internal | Winter | B18 | 400 | 1000 | 0 | 42.69 | 44.76 | 8 | 0
2020 | NYISO_A-F_2_PJM_ROM | NYISO_A-F | PJM_ROM | Internal | Winter | B19 | 700 | 1000 | 0 | 42.69 | 42.39 | 8 | 0
2020 | NYISO_A-F_2_PJM_ROM | NYISO_A-F | PJM_ROM | Internal | Winter | B20 | 935 | 1000 | 0 | 42.69 | 36.69 | 8 | 0
2020 | NYISO_G-I_2_NYISO_A-F | NYISO_G-I | NYISO_A-F | Internal | Shoulder | B11 | 25 | 1999 | 0 | 53.81 | 40.92 | 0.01 | 0
2020 | NYISO_G-I_2_NYISO_A-F | NYISO_G-I | NYISO_A-F | Internal | Shoulder | B12 | 200 | 1999 | 0 | 40.92 | 40.3 | 0.01 | 0
2020 | NYISO_G-I_2_NYISO_A-F | NYISO_G-I | NYISO_A-F | Internal | Shoulder | B13 | 600 | 1999 | 0 | 40.91 | 40.3 | 0.01 | 0
2020 | NYISO_G-I_2_NYISO_A-F | NYISO_G-I | NYISO_A-F | Internal | Shoulder | B14 | 900 | 1999 | 0 | 40.48 | 39.03 | 0.01 | 0
2020 | NYISO_G-I_2_NYISO_A-F | NYISO_G-I | NYISO_A-F | Internal | Shoulder | B15 | 1203 | 1999 | 0 | 39.04 | 39.03 | 0.01 | 0
2020 | NYISO_G-I_2_NYISO_A-F | NYISO_G-I | NYISO_A-F | Internal | Summer | B1 | 10 | 1999 | 0 | 78.97 | 52.91 | 0.01 | 0
2020 | NYISO_G-I_2_NYISO_A-F | NYISO_G-I | NYISO_A-F | Internal | Summer | B2 | 25 | 1999 | 0 | 61.95 | 52.91 | 0.01 | 0
2020 | NYISO_G-I_2_NYISO_A-F | NYISO_G-I | NYISO_A-F | Internal | Summer | B3 | 75 | 1999 | 0 | 53.51 | 52.09 | 0.01 | 0
2020 | NYISO_G-I_2_NYISO_A-F | NYISO_G-I | NYISO_A-F | Internal | Summer | B4 | 100 | 1999 | 0 | 49.56 | 46.14 | 0.01 | 0
2020 | NYISO_G-I_2_NYISO_A-F | NYISO_G-I | NYISO_A-F | Internal | Summer | B5 | 200 | 1999 | 0 | 49.56 | 43.28 | 0.01 | 0
2020 | NYISO_G-I_2_NYISO_A-F | NYISO_G-I | NYISO_A-F | Internal | Summer | B6 | 300 | 1999 | 0 | 49.56 | 42.79 | 0.01 | 0
2020 | NYISO_G-I_2_NYISO_A-F | NYISO_G-I | NYISO_A-F | Internal | Summer | B7 | 400 | 1999 | 0 | 47.16 | 39.04 | 0.01 | 0
2020 | NYISO_G-I_2_NYISO_A-F | NYISO_G-I | NYISO_A-F | Internal | Summer | B8 | 500 | 1999 | 0 | 38.05 | 38.04 | 0.01 | 0
2020 | NYISO_G-I_2_NYISO_A-F | NYISO_G-I | NYISO_A-F | Internal | Summer | B9 | 800 | 1999 | 0 | 37.91 | 37.9 | 0.01 | 0
2020 | NYISO_G-I_2_NYISO_A-F | NYISO_G-I | NYISO_A-F | Internal | Summer | B10 | 1262 | 1999 | 0 | 37.91 | 37.9 | 0.01 | 0
2020 | NYISO_G-I_2_NYISO_A-F | NYISO_G-I | NYISO_A-F | Internal | Winter | B16 | 25 | 1999 | 0 | 60.21 | 46.19 | 0.01 | 0
2020 | NYISO_G-I_2_NYISO_A-F | NYISO_G-I | NYISO_A-F | Internal | Winter | B17 | 100 | 1999 | 0 | 54.26 | 42.69 | 0.01 | 0
2020 | NYISO_G-I_2_NYISO_A-F | NYISO_G-I | NYISO_A-F | Internal | Winter | B18 | 400 | 1999 | 0 | 50.78 | 42.69 | 0.01 | 0
2020 | NYISO_G-I_2_NYISO_A-F | NYISO_G-I | NYISO_A-F | Internal | Winter | B19 | 700 | 1999 | 0 | 49.85 | 42.69 | 0.01 | 0
2020 | NYISO_G-I_2_NYISO_A-F | NYISO_G-I | NYISO_A-F | Internal | Winter | B20 | 935 | 1999 | 0 | 46.2 | 42.69 | 0.01 | 0
2020 | NYISO_G-I_2_NYISO_J-K | NYISO_G-I | NYISO_J-K | Internal | Shoulder | B11 | 25 | 6130 | 4879.74 | 53.81 | 53.82 | 0.01 | 0
2020 | NYISO_G-I_2_NYISO_J-K | NYISO_G-I | NYISO_J-K | Internal | Shoulder | B12 | 200 | 6130 | 4340.59 | 40.92 | 40.93 | 0.01 | 0
2020 | NYISO_G-I_2_NYISO_J-K | NYISO_G-I | NYISO_J-K | Internal | Shoulder | B13 | 600 | 6130 | 4461.69 | 40.91 | 40.92 | 0.01 | 0
2020 | NYISO_G-I_2_NYISO_J-K | NYISO_G-I | NYISO_J-K | Internal | Shoulder | B14 | 900 | 6130 | 4623.49 | 40.48 | 40.49 | 0.01 | 0
2020 | NYISO_G-I_2_NYISO_J-K | NYISO_G-I | NYISO_J-K | Internal | Shoulder | B15 | 1203 | 6130 | 3284.68 | 39.04 | 39.06 | 0.01 | 0
2020 | NYISO_G-I_2_NYISO_J-K | NYISO_G-I | NYISO_J-K | Internal | Summer | B1 | 10 | 6130 | 3944.4 | 78.97 | 78.98 | 0.01 | 0
2020 | NYISO_G-I_2_NYISO_J-K | NYISO_G-I | NYISO_J-K | Internal | Summer | B2 | 25 | 6130 | 4174.77 | 61.95 | 61.96 | 0.01 | 0
2020 | NYISO_G-I_2_NYISO_J-K | NYISO_G-I | NYISO_J-K | Internal | Summer | B3 | 75 | 6130 | 3126.49 | 53.51 | 53.52 | 0.01 | 0
2020 | NYISO_G-I_2_NYISO_J-K | NYISO_G-I | NYISO_J-K | Internal | Summer | B4 | 100 | 6130 | 3403.05 | 49.56 | 49.57 | 0.01 | 0
2020 | NYISO_G-I_2_NYISO_J-K | NYISO_G-I | NYISO_J-K | Internal | Summer | B5 | 200 | 6130 | 5045.41 | 49.56 | 49.57 | 0.01 | 0
2020 | NYISO_G-I_2_NYISO_J-K | NYISO_G-I | NYISO_J-K | Internal | Summer | B6 | 300 | 6130 | 5248.32 | 49.56 | 49.57 | 0.01 | 0
2020 | NYISO_G-I_2_NYISO_J-K | NYISO_G-I | NYISO_J-K | Internal | Summer | B7 | 400 | 6130 | 5517.9 | 47.16 | 47.17 | 0.01 | 0
2020 | NYISO_G-I_2_NYISO_J-K | NYISO_G-I | NYISO_J-K | Internal | Summer | B8 | 500 | 6130 | 5144.37 | 38.05 | 38.06 | 0.01 | 0
2020 | NYISO_G-I_2_NYISO_J-K | NYISO_G-I | NYISO_J-K | Internal | Summer | B9 | 800 | 6130 | 4659.14 | 37.91 | 37.92 | 0.01 | 0
2020 | NYISO_G-I_2_NYISO_J-K | NYISO_G-I | NYISO_J-K | Internal | Summer | B10 | 1262 | 6130 | 2766.7 | 37.91 | 37.92 | 0.01 | 0
2020 | NYISO_G-I_2_NYISO_J-K | NYISO_G-I | NYISO_J-K | Internal | Winter | B16 | 25 | 6130 | 5672.7 | 60.21 | 60.22 | 0.01 | 0
2020 | NYISO_G-I_2_NYISO_J-K | NYISO_G-I | NYISO_J-K | Internal | Winter | B17 | 100 | 6130 | 5558.92 | 54.26 | 54.27 | 0.01 | 0
2020 | NYISO_G-I_2_NYISO_J-K | NYISO_G-I | NYISO_J-K | Internal | Winter | B18 | 400 | 6130 | 6130 | 50.78 | 51.62 | 0.01 | 0.83
2020 | NYISO_G-I_2_NYISO_J-K | NYISO_G-I | NYISO_J-K | Internal | Winter | B19 | 700 | 6130 | 5702.02 | 49.85 | 49.86 | 0.01 | 0
2020 | NYISO_G-I_2_NYISO_J-K | NYISO_G-I | NYISO_J-K | Internal | Winter | B20 | 935 | 6130 | 5818.3 | 46.2 | 46.22 | 0.01 | 0
2020 | NYISO_G-I_2_PJM_E | NYISO_G-I | PJM_E | Internal | Shoulder | B11 | 25 | 1500 | 0 | 53.81 | 53.27 | 8 | 0
2020 | NYISO_G-I_2_PJM_E | NYISO_G-I | PJM_E | Internal | Shoulder | B12 | 200 | 1500 | 0 | 40.92 | 45.37 | 8 | 0
2020 | NYISO_G-I_2_PJM_E | NYISO_G-I | PJM_E | Internal | Shoulder | B13 | 600 | 1500 | 0 | 40.91 | 43.31 | 8 | 0
2020 | NYISO_G-I_2_PJM_E | NYISO_G-I | PJM_E | Internal | Shoulder | B14 | 900 | 1500 | 0 | 40.48 | 40.6 | 8 | 0
2020 | NYISO_G-I_2_PJM_E | NYISO_G-I | PJM_E | Internal | Shoulder | B15 | 1203 | 1500 | 0 | 39.04 | 37.59 | 8 | 0
2020 | NYISO_G-I_2_PJM_E | NYISO_G-I | PJM_E | Internal | Summer | B1 | 10 | 1500 | 0 | 78.97 | 68.5 | 8 | 0
2020 | NYISO_G-I_2_PJM_E | NYISO_G-I | PJM_E | Internal | Summer | B2 | 25 | 1500 | 0 | 61.95 | 66.69 | 8 | 0
2020 | NYISO_G-I_2_PJM_E | NYISO_G-I | PJM_E | Internal | Summer | B3 | 75 | 1500 | 1500 | 53.51 | 62.51 | 8 | 1
2020 | NYISO_G-I_2_PJM_E | NYISO_G-I | PJM_E | Internal | Summer | B4 | 100 | 1500 | 1500 | 49.56 | 62.33 | 8 | 4.77
2020 | NYISO_G-I_2_PJM_E | NYISO_G-I | PJM_E | Internal | Summer | B5 | 200 | 1500 | 0 | 49.56 | 54.47 | 8 | 0
2020 | NYISO_G-I_2_PJM_E | NYISO_G-I | PJM_E | Internal | Summer | B6 | 300 | 1500 | 0 | 49.56 | 49.09 | 8 | 0
2020 | NYISO_G-I_2_PJM_E | NYISO_G-I | PJM_E | Internal | Summer | B7 | 400 | 1500 | 0 | 47.16 | 41.16 | 8 | 0
2020 | NYISO_G-I_2_PJM_E | NYISO_G-I | PJM_E | Internal | Summer | B8 | 500 | 1500 | 0 | 38.05 | 38.45 | 8 | 0
2020 | NYISO_G-I_2_PJM_E | NYISO_G-I | PJM_E | Internal | Summer | B9 | 800 | 1500 | 0 | 37.91 | 36.65 | 8 | 0
2020 | NYISO_G-I_2_PJM_E | NYISO_G-I | PJM_E | Internal | Summer | B10 | 1262 | 1500 | 0 | 37.91 | 35.08 | 8 | 0
2020 | NYISO_G-I_2_PJM_E | NYISO_G-I | PJM_E | Internal | Winter | B16 | 25 | 1500 | 0 | 60.21 | 54.21 | 8 | 0
2020 | NYISO_G-I_2_PJM_E | NYISO_G-I | PJM_E | Internal | Winter | B17 | 100 | 1500 | 0 | 54.26 | 48.27 | 8 | 0
2020 | NYISO_G-I_2_PJM_E | NYISO_G-I | PJM_E | Internal | Winter | B18 | 400 | 1500 | 0 | 50.78 | 44.78 | 8 | 0
2020 | NYISO_G-I_2_PJM_E | NYISO_G-I | PJM_E | Internal | Winter | B19 | 700 | 1500 | 0 | 49.85 | 42.4 | 8 | 0
2020 | NYISO_G-I_2_PJM_E | NYISO_G-I | PJM_E | Internal | Winter | B20 | 935 | 1500 | 0 | 46.2 | 36.7 | 8 | 0
2020 | NYISO_J-K_2_PJM_E | NYISO_J-K | PJM_E | Internal | Shoulder | B11 | 25 | 0.01 | 0 | 53.82 | 53.27 | 8 | 0
2020 | NYISO_J-K_2_PJM_E | NYISO_J-K | PJM_E | Internal | Shoulder | B12 | 200 | 0.01 | 0 | 40.93 | 45.37 | 8 | 0
2020 | NYISO_J-K_2_PJM_E | NYISO_J-K | PJM_E | Internal | Shoulder | B13 | 600 | 0.01 | 0 | 40.92 | 43.31 | 8 | 0
2020 | NYISO_J-K_2_PJM_E | NYISO_J-K | PJM_E | Internal | Shoulder | B14 | 900 | 0.01 | 0 | 40.49 | 40.6 | 8 | 0
2020 | NYISO_J-K_2_PJM_E | NYISO_J-K | PJM_E | Internal | Shoulder | B15 | 1203 | 0.01 | 0 | 39.06 | 37.59 | 8 | 0
2020 | NYISO_J-K_2_PJM_E | NYISO_J-K | PJM_E | Internal | Summer | B1 | 10 | 0.01 | 0 | 78.98 | 68.5 | 8 | 0
2020 | NYISO_J-K_2_PJM_E | NYISO_J-K | PJM_E | Internal | Summer | B2 | 25 | 0.01 | 0 | 61.96 | 66.69 | 8 | 0
2020 | NYISO_J-K_2_PJM_E | NYISO_J-K | PJM_E | Internal | Summer | B3 | 75 | 0.01 | 0 | 53.52 | 62.51 | 8 | 0.99
2020 | NYISO_J-K_2_PJM_E | NYISO_J-K | PJM_E | Internal | Summer | B4 | 100 | 0.01 | 0 | 49.57 | 62.33 | 8 | 4.76
2020 | NYISO_J-K_2_PJM_E | NYISO_J-K | PJM_E | Internal | Summer | B5 | 200 | 0.01 | 0 | 49.57 | 54.47 | 8 | 0
2020 | NYISO_J-K_2_PJM_E | NYISO_J-K | PJM_E | Internal | Summer | B6 | 300 | 0.01 | 0 | 49.57 | 49.09 | 8 | 0
2020 | NYISO_J-K_2_PJM_E | NYISO_J-K | PJM_E | Internal | Summer | B7 | 400 | 0.01 | 0 | 47.17 | 41.16 | 8 | 0
2020 | NYISO_J-K_2_PJM_E | NYISO_J-K | PJM_E | Internal | Summer | B8 | 500 | 0.01 | 0 | 38.06 | 38.45 | 8 | 0
2020 | NYISO_J-K_2_PJM_E | NYISO_J-K | PJM_E | Internal | Summer | B9 | 800 | 0.01 | 0 | 37.92 | 36.65 | 8 | 0
2020 | NYISO_J-K_2_PJM_E | NYISO_J-K | PJM_E | Internal | Summer | B10 | 1262 | 0.01 | 0 | 37.92 | 35.08 | 8 | 0
2020 | NYISO_J-K_2_PJM_E | NYISO_J-K | PJM_E | Internal | Winter | B16 | 25 | 0.01 | 0 | 60.22 | 54.21 | 8 | 0
2020 | NYISO_J-K_2_PJM_E | NYISO_J-K | PJM_E | Internal | Winter | B17 | 100 | 0.01 | 0 | 54.27 | 48.27 | 8 | 0
2020 | NYISO_J-K_2_PJM_E | NYISO_J-K | PJM_E | Internal | Winter | B18 | 400 | 0.01 | 0 | 51.62 | 44.78 | 8 | 0
2020 | NYISO_J-K_2_PJM_E | NYISO_J-K | PJM_E | Internal | Winter | B19 | 700 | 0.01 | 0 | 49.86 | 42.4 | 8 | 0
2020 | NYISO_J-K_2_PJM_E | NYISO_J-K | PJM_E | Internal | Winter | B20 | 935 | 0.01 | 0 | 46.22 | 36.7 | 8 | 0
2020 | PJM_E_2_NYISO_G-I | PJM_E | NYISO_G-I | Internal | Shoulder | B11 | 25 | 500 | 0 | 53.27 | 53.81 | 6 | 0
2020 | PJM_E_2_NYISO_G-I | PJM_E | NYISO_G-I | Internal | Shoulder | B12 | 200 | 500 | 0 | 45.37 | 40.92 | 6 | 0
2020 | PJM_E_2_NYISO_G-I | PJM_E | NYISO_G-I | Internal | Shoulder | B13 | 600 | 500 | 0 | 43.31 | 40.91 | 6 | 0
2020 | PJM_E_2_NYISO_G-I | PJM_E | NYISO_G-I | Internal | Shoulder | B14 | 900 | 500 | 0 | 40.6 | 40.48 | 6 | 0
2020 | PJM_E_2_NYISO_G-I | PJM_E | NYISO_G-I | Internal | Shoulder | B15 | 1203 | 500 | 0 | 37.59 | 39.04 | 6 | 0
2020 | PJM_E_2_NYISO_G-I | PJM_E | NYISO_G-I | Internal | Summer | B1 | 10 | 500 | 500 | 68.5 | 78.97 | 6 | 4.47
2020 | PJM_E_2_NYISO_G-I | PJM_E | NYISO_G-I | Internal | Summer | B2 | 25 | 500 | 0 | 66.69 | 61.95 | 6 | 0
2020 | PJM_E_2_NYISO_G-I | PJM_E | NYISO_G-I | Internal | Summer | B3 | 75 | 500 | 0 | 62.51 | 53.51 | 6 | 0
2020 | PJM_E_2_NYISO_G-I | PJM_E | NYISO_G-I | Internal | Summer | B4 | 100 | 500 | 0 | 62.33 | 49.56 | 6 | 0
2020 | PJM_E_2_NYISO_G-I | PJM_E | NYISO_G-I | Internal | Summer | B5 | 200 | 500 | 0 | 54.47 | 49.56 | 6 | 0
2020 | PJM_E_2_NYISO_G-I | PJM_E | NYISO_G-I | Internal | Summer | B6 | 300 | 500 | 0 | 49.09 | 49.56 | 6 | 0
2020 | PJM_E_2_NYISO_G-I | PJM_E | NYISO_G-I | Internal | Summer | B7 | 400 | 500 | 72.86 | 41.16 | 47.16 | 6 | 0
2020 | PJM_E_2_NYISO_G-I | PJM_E | NYISO_G-I | Internal | Summer | B8 | 500 | 500 | 0 | 38.45 | 38.05 | 6 | 0
2020 | PJM_E_2_NYISO_G-I | PJM_E | NYISO_G-I | Internal | Summer | B9 | 800 | 500 | 0 | 36.65 | 37.91 | 6 | 0
2020 | PJM_E_2_NYISO_G-I | PJM_E | NYISO_G-I | Internal | Summer | B10 | 1262 | 500 | 0 | 35.08 | 37.91 | 6 | 0
2020 | PJM_E_2_NYISO_G-I | PJM_E | NYISO_G-I | Internal | Winter | B16 | 25 | 500 | 247.38 | 54.21 | 60.21 | 6 | 0
2020 | PJM_E_2_NYISO_G-I | PJM_E | NYISO_G-I | Internal | Winter | B17 | 100 | 500 | 0 | 48.27 | 54.26 | 6 | 0
2020 | PJM_E_2_NYISO_G-I | PJM_E | NYISO_G-I | Internal | Winter | B18 | 400 | 500 | 499.74 | 44.78 | 50.78 | 6 | 0
2020 | PJM_E_2_NYISO_G-I | PJM_E | NYISO_G-I | Internal | Winter | B19 | 700 | 500 | 500 | 42.4 | 49.85 | 6 | 1.45
2020 | PJM_E_2_NYISO_G-I | PJM_E | NYISO_G-I | Internal | Winter | B20 | 935 | 500 | 500 | 36.7 | 46.2 | 6 | 3.5
2020 | PJM_E_2_NYISO_J-K | PJM_E | NYISO_J-K | Internal | Shoulder | B11 | 25 | 330 | 0 | 53.27 | 53.82 | 6 | 0
2020 | PJM_E_2_NYISO_J-K | PJM_E | NYISO_J-K | Internal | Shoulder | B12 | 200 | 330 | 0 | 45.37 | 40.93 | 6 | 0
2020 | PJM_E_2_NYISO_J-K | PJM_E | NYISO_J-K | Internal | Shoulder | B13 | 600 | 330 | 0 | 43.31 | 40.92 | 6 | 0
2020 | PJM_E_2_NYISO_J-K | PJM_E | NYISO_J-K | Internal | Shoulder | B14 | 900 | 330 | 0 | 40.6 | 40.49 | 6 | 0
2020 | PJM_E_2_NYISO_J-K | PJM_E | NYISO_J-K | Internal | Shoulder | B15 | 1203 | 330 | 0 | 37.59 | 39.06 | 6 | 0
2020 | PJM_E_2_NYISO_J-K | PJM_E | NYISO_J-K | Internal | Summer | B1 | 10 | 330 | 330 | 68.5 | 78.98 | 6 | 4.48
2020 | PJM_E_2_NYISO_J-K | PJM_E | NYISO_J-K | Internal | Summer | B2 | 25 | 330 | 0 | 66.69 | 61.96 | 6 | 0
2020 | PJM_E_2_NYISO_J-K | PJM_E | NYISO_J-K | Internal | Summer | B3 | 75 | 330 | 0 | 62.51 | 53.52 | 6 | 0
2020 | PJM_E_2_NYISO_J-K | PJM_E | NYISO_J-K | Internal | Summer | B4 | 100 | 330 | 0 | 62.33 | 49.57 | 6 | 0
2020 | PJM_E_2_NYISO_J-K | PJM_E | NYISO_J-K | Internal | Summer | B5 | 200 | 330 | 0 | 54.47 | 49.57 | 6 | 0
2020 | PJM_E_2_NYISO_J-K | PJM_E | NYISO_J-K | Internal | Summer | B6 | 300 | 330 | 0 | 49.09 | 49.57 | 6 | 0
2020 | PJM_E_2_NYISO_J-K | PJM_E | NYISO_J-K | Internal | Summer | B7 | 400 | 330 | 330 | 41.16 | 47.17 | 6 | 0.01
2020 | PJM_E_2_NYISO_J-K | PJM_E | NYISO_J-K | Internal | Summer | B8 | 500 | 330 | 0 | 38.45 | 38.06 | 6 | 0
2020 | PJM_E_2_NYISO_J-K | PJM_E | NYISO_J-K | Internal | Summer | B9 | 800 | 330 | 0 | 36.65 | 37.92 | 6 | 0
2020 | PJM_E_2_NYISO_J-K | PJM_E | NYISO_J-K | Internal | Summer | B10 | 1262 | 330 | 0 | 35.08 | 37.92 | 6 | 0
2020 | PJM_E_2_NYISO_J-K | PJM_E | NYISO_J-K | Internal | Winter | B16 | 25 | 330 | 330 | 54.21 | 60.22 | 6 | 0.01
2020 | PJM_E_2_NYISO_J-K | PJM_E | NYISO_J-K | Internal | Winter | B17 | 100 | 330 | 65.02 | 48.27 | 54.27 | 6 | 0
2020 | PJM_E_2_NYISO_J-K | PJM_E | NYISO_J-K | Internal | Winter | B18 | 400 | 330 | 330 | 44.78 | 51.62 | 6 | 0.85
2020 | PJM_E_2_NYISO_J-K | PJM_E | NYISO_J-K | Internal | Winter | B19 | 700 | 330 | 330 | 42.4 | 49.86 | 6 | 1.47
2020 | PJM_E_2_NYISO_J-K | PJM_E | NYISO_J-K | Internal | Winter | B20 | 935 | 330 | 330 | 36.7 | 46.22 | 6 | 3.51
2020 | PJM_E_2_PJM_ROM | PJM_E | PJM_ROM | Internal | Shoulder | B11 | 25 | 8000 | 3158.42 | 53.27 | 53.29 | 0.01 | 0
2020 | PJM_E_2_PJM_ROM | PJM_E | PJM_ROM | Internal | Shoulder | B12 | 200 | 8000 | 3102.45 | 45.37 | 45.38 | 0.01 | 0
2020 | PJM_E_2_PJM_ROM | PJM_E | PJM_ROM | Internal | Shoulder | B13 | 600 | 8000 | 1451.63 | 43.31 | 43.32 | 0.01 | 0
2020 | PJM_E_2_PJM_ROM | PJM_E | PJM_ROM | Internal | Shoulder | B14 | 900 | 8000 | 0 | 40.6 | 40.59 | 0.01 | 0
2020 | PJM_E_2_PJM_ROM | PJM_E | PJM_ROM | Internal | Shoulder | B15 | 1203 | 8000 | 0 | 37.59 | 37.57 | 0.01 | 0
2020 | PJM_E_2_PJM_ROM | PJM_E | PJM_ROM | Internal | Summer | B1 | 10 | 8000 | 0 | 68.5 | 68.49 | 0.01 | 0
2020 | PJM_E_2_PJM_ROM | PJM_E | PJM_ROM | Internal | Summer | B2 | 25 | 8000 | 0 | 66.69 | 66.68 | 0.01 | 0
2020 | PJM_E_2_PJM_ROM | PJM_E | PJM_ROM | Internal | Summer | B3 | 75 | 8000 | 411.96 | 62.51 | 62.53 | 0.01 | 0
2020 | PJM_E_2_PJM_ROM | PJM_E | PJM_ROM | Internal | Summer | B4 | 100 | 8000 | 2345.4 | 62.33 | 62.34 | 0.01 | 0
2020 | PJM_E_2_PJM_ROM | PJM_E | PJM_ROM | Internal | Summer | B5 | 200 | 8000 | 0 | 54.47 | 54.46 | 0.01 | 0
2020 | PJM_E_2_PJM_ROM | PJM_E | PJM_ROM | Internal | Summer | B6 | 300 | 8000 | 330.27 | 49.09 | 49.1 | 0.01 | 0
2020 | PJM_E_2_PJM_ROM | PJM_E | PJM_ROM | Internal | Summer | B7 | 400 | 8000 | 1477.35 | 41.16 | 41.17 | 0.01 | 0
2020 | PJM_E_2_PJM_ROM | PJM_E | PJM_ROM | Internal | Summer | B8 | 500 | 8000 | 0 | 38.45 | 38.44 | 0.01 | 0
2020 | PJM_E_2_PJM_ROM | PJM_E | PJM_ROM | Internal | Summer | B9 | 800 | 8000 | 0 | 36.65 | 36.63 | 0.01 | 0
2020 | PJM_E_2_PJM_ROM | PJM_E | PJM_ROM | Internal | Summer | B10 | 1262 | 8000 | 0 | 35.08 | 35.07 | 0.01 | 0
2020 | PJM_E_2_PJM_ROM | PJM_E | PJM_ROM | Internal | Winter | B16 | 25 | 8000 | 0 | 54.21 | 54.19 | 0.01 | 0
2020 | PJM_E_2_PJM_ROM | PJM_E | PJM_ROM | Internal | Winter | B17 | 100 | 8000 | 0 | 48.27 | 48.26 | 0.01 | 0
2020 | PJM_E_2_PJM_ROM | PJM_E | PJM_ROM | Internal | Winter | B18 | 400 | 8000 | 0 | 44.78 | 44.76 | 0.01 | 0
2020 | PJM_E_2_PJM_ROM | PJM_E | PJM_ROM | Internal | Winter | B19 | 700 | 8000 | 0 | 42.4 | 42.39 | 0.01 | 0
2020 | PJM_E_2_PJM_ROM | PJM_E | PJM_ROM | Internal | Winter | B20 | 935 | 8000 | 0 | 36.7 | 36.69 | 0.01 | 0
2020 | PJM_ROR_2_MISO_IN | PJM_ROR | MISO_IN | Internal | Shoulder | B11 | 25 | 909 | 139.29 | 53.3 | 55.3 | 2 | 0
2020 | PJM_ROR_2_MISO_IN | PJM_ROR | MISO_IN | Internal | Shoulder | B12 | 200 | 909 | 0 | 45.4 | 44.91 | 2 | 0
2020 | PJM_ROR_2_MISO_IN | PJM_ROR | MISO_IN | Internal | Shoulder | B13 | 600 | 909 | 0 | 43.34 | 42.18 | 2 | 0
2020 | PJM_ROR_2_MISO_IN | PJM_ROR | MISO_IN | Internal | Shoulder | B14 | 900 | 909 | 0 | 40.59 | 40.42 | 2 | 0
2020 | PJM_ROR_2_MISO_IN | PJM_ROR | MISO_IN | Internal | Shoulder | B15 | 1203 | 909 | 0 | 37.56 | 37.79 | 2 | 0
2020 | PJM_ROR_2_MISO_IN | PJM_ROR | MISO_IN | Internal | Summer | B1 | 10 | 909 | 0 | 68.47 | 66.46 | 2 | 0
2020 | PJM_ROR_2_MISO_IN | PJM_ROR | MISO_IN | Internal | Summer | B2 | 25 | 909 | 0 | 66.67 | 64.68 | 2 | 0
2020 | PJM_ROR_2_MISO_IN | PJM_ROR | MISO_IN | Internal | Summer | B3 | 75 | 909 | 0 | 62.54 | 62.64 | 2 | 0
2020 | PJM_ROR_2_MISO_IN | PJM_ROR | MISO_IN | Internal | Summer | B4 | 100 | 909 | 0 | 62.35 | 61.83 | 2 | 0
2020 | PJM_ROR_2_MISO_IN | PJM_ROR | MISO_IN | Internal | Summer | B5 | 200 | 909 | 0 | 54.47 | 53.49 | 2 | 0
2020 | PJM_ROR_2_MISO_IN | PJM_ROR | MISO_IN | Internal | Summer | B6 | 300 | 909 | 0 | 49.11 | 47.12 | 2 | 0
2020 | PJM_ROR_2_MISO_IN | PJM_ROR | MISO_IN | Internal | Summer | B7 | 400 | 909 | 0 | 41.19 | 39.87 | 2 | 0
2020 | PJM_ROR_2_MISO_IN | PJM_ROR | MISO_IN | Internal | Summer | B8 | 500 | 909 | 0 | 38.45 | 38.28 | 2 | 0
2020 | PJM_ROR_2_MISO_IN | PJM_ROR | MISO_IN | Internal | Summer | B9 | 800 | 909 | 0 | 36.62 | 37.12 | 2 | 0
2020 | PJM_ROR_2_MISO_IN | PJM_ROR | MISO_IN | Internal | Summer | B10 | 1262 | 909 | 0 | 35.05 | 35.84 | 2 | 0
2020 | PJM_ROR_2_MISO_IN | PJM_ROR | MISO_IN | Internal | Winter | B16 | 25 | 909 | 0 | 54.21 | 52.46 | 2 | 0
2020 | PJM_ROR_2_MISO_IN | PJM_ROR | MISO_IN | Internal | Winter | B17 | 100 | 909 | 0 | 48.25 | 46.26 | 2 | 0
2020 | PJM_ROR_2_MISO_IN | PJM_ROR | MISO_IN | Internal | Winter | B18 | 400 | 909 | 0 | 44.75 | 42.76 | 2 | 0
2020 | PJM_ROR_2_MISO_IN | PJM_ROR | MISO_IN | Internal | Winter | B19 | 700 | 909 | 0 | 42.37 | 40.77 | 2 | 0
2020 | PJM_ROR_2_MISO_IN | PJM_ROR | MISO_IN | Internal | Winter | B20 | 935 | 909 | 0 | 36.68 | 37.55 | 2 | 0
2020 | PJM_ROR_2_MISO_MI | PJM_ROR | MISO_MI | Internal | Shoulder | B11 | 25 | 1305 | 0 | 53.3 | 52.76 | 2 | 0
2020 | PJM_ROR_2_MISO_MI | PJM_ROR | MISO_MI | Internal | Shoulder | B12 | 200 | 1305 | 0 | 45.4 | 44.92 | 2 | 0
2020 | PJM_ROR_2_MISO_MI | PJM_ROR | MISO_MI | Internal | Shoulder | B13 | 600 | 1305 | 0 | 43.34 | 42.19 | 2 | 0
2020 | PJM_ROR_2_MISO_MI | PJM_ROR | MISO_MI | Internal | Shoulder | B14 | 900 | 1305 | 0 | 40.59 | 40.41 | 2 | 0
2020 | PJM_ROR_2_MISO_MI | PJM_ROR | MISO_MI | Internal | Shoulder | B15 | 1203 | 1305 | 0 | 37.56 | 37.79 | 2 | 0
2020 | PJM_ROR_2_MISO_MI | PJM_ROR | MISO_MI | Internal | Summer | B1 | 10 | 1305 | 0 | 68.47 | 64.82 | 2 | 0
2020 | PJM_ROR_2_MISO_MI | PJM_ROR | MISO_MI | Internal | Summer | B2 | 25 | 1305 | 0 | 66.67 | 64.67 | 2 | 0
2020 | PJM_ROR_2_MISO_MI | PJM_ROR | MISO_MI | Internal | Summer | B3 | 75 | 1305 | 0 | 62.54 | 60.54 | 2 | 0
2020 | PJM_ROR_2_MISO_MI | PJM_ROR | MISO_MI | Internal | Summer | B4 | 100 | 1305 | 0 | 62.35 | 59.46 | 2 | 0
2020 | PJM_ROR_2_MISO_MI | PJM_ROR | MISO_MI | Internal | Summer | B5 | 200 | 1305 | 0 | 54.47 | 52.47 | 2 | 0
2020 | PJM_ROR_2_MISO_MI | PJM_ROR | MISO_MI | Internal | Summer | B6 | 300 | 1305 | 0 | 49.11 | 47.11 | 2 | 0
2020 | PJM_ROR_2_MISO_MI | PJM_ROR | MISO_MI | Internal | Summer | B7 | 400 | 1305 | 0 | 41.19 | 39.86 | 2 | 0
2020 | PJM_ROR_2_MISO_MI | PJM_ROR | MISO_MI | Internal | Summer | B8 | 500 | 1305 | 0 | 38.45 | 38.29 | 2 | 0
2020 | PJM_ROR_2_MISO_MI | PJM_ROR | MISO_MI | Internal | Summer | B9 | 800 | 1305 | 0 | 36.62 | 37.13 | 2 | 0
2020 | PJM_ROR_2_MISO_MI | PJM_ROR | MISO_MI | Internal | Summer | B10 | 1262 | 1305 | 0 | 35.05 | 35.85 | 2 | 0
2020 | PJM_ROR_2_MISO_MI | PJM_ROR | MISO_MI | Internal | Winter | B16 | 25 | 1305 | 0 | 54.21 | 52.45 | 2 | 0
2020 | PJM_ROR_2_MISO_MI | PJM_ROR | MISO_MI | Internal | Winter | B17 | 100 | 1305 | 0 | 48.25 | 46.25 | 2 | 0
2020 | PJM_ROR_2_MISO_MI | PJM_ROR | MISO_MI | Internal | Winter | B18 | 400 | 1305 | 0 | 44.75 | 42.75 | 2 | 0
2020 | PJM_ROR_2_MISO_MI | PJM_ROR | MISO_MI | Internal | Winter | B19 | 700 | 1305 | 0 | 42.37 | 40.75 | 2 | 0
2020 | PJM_ROR_2_MISO_MI | PJM_ROR | MISO_MI | Internal | Winter | B20 | 935 | 1305 | 0 | 36.68 | 37.56 | 2 | 0
2020 | PJM_ROR_2_MISO_MO-IL | PJM_ROR | MISO_MO-IL | Internal | Shoulder | B11 | 25 | 1111 | 1055.41 | 53.3 | 55.3 | 2 | 0
2020 | PJM_ROR_2_MISO_MO-IL | PJM_ROR | MISO_MO-IL | Internal | Shoulder | B12 | 200 | 1111 | 0 | 45.4 | 44.89 | 2 | 0
2020 | PJM_ROR_2_MISO_MO-IL | PJM_ROR | MISO_MO-IL | Internal | Shoulder | B13 | 600 | 1111 | 0 | 43.34 | 42.17 | 2 | 0
2020 | PJM_ROR_2_MISO_MO-IL | PJM_ROR | MISO_MO-IL | Internal | Shoulder | B14 | 900 | 1111 | 0 | 40.59 | 40.41 | 2 | 0
2020 | PJM_ROR_2_MISO_MO-IL | PJM_ROR | MISO_MO-IL | Internal | Shoulder | B15 | 1203 | 1111 | 0 | 37.56 | 37.77 | 2 | 0
2020 | PJM_ROR_2_MISO_MO-IL | PJM_ROR | MISO_MO-IL | Internal | Summer | B1 | 10 | 1111 | 0 | 68.47 | 66.47 | 2 | 0
2020 | PJM_ROR_2_MISO_MO-IL | PJM_ROR | MISO_MO-IL | Internal | Summer | B2 | 25 | 1111 | 0 | 66.67 | 64.67 | 2 | 0
2020 | PJM_ROR_2_MISO_MO-IL | PJM_ROR | MISO_MO-IL | Internal | Summer | B3 | 75 | 1111 | 0 | 62.54 | 62.65 | 2 | 0
2020 | PJM_ROR_2_MISO_MO-IL | PJM_ROR | MISO_MO-IL | Internal | Summer | B4 | 100 | 1111 | 0 | 62.35 | 61.84 | 2 | 0
2020 | PJM_ROR_2_MISO_MO-IL | PJM_ROR | MISO_MO-IL | Internal | Summer | B5 | 200 | 1111 | 0 | 54.47 | 53.5 | 2 | 0
2020 | PJM_ROR_2_MISO_MO-IL | PJM_ROR | MISO_MO-IL | Internal | Summer | B6 | 300 | 1111 | 0 | 49.11 | 47.14 | 2 | 0
2020 | PJM_ROR_2_MISO_MO-IL | PJM_ROR | MISO_MO-IL | Internal | Summer | B7 | 400 | 1111 | 0 | 41.19 | 39.88 | 2 | 0
2020 | PJM_ROR_2_MISO_MO-IL | PJM_ROR | MISO_MO-IL | Internal | Summer | B8 | 500 | 1111 | 0 | 38.45 | 38.29 | 2 | 0
2020 | PJM_ROR_2_MISO_MO-IL | PJM_ROR | MISO_MO-IL | Internal | Summer | B9 | 800 | 1111 | 0 | 36.62 | 37.13 | 2 | 0
2020 | PJM_ROR_2_MISO_MO-IL | PJM_ROR | MISO_MO-IL | Internal | Summer | B10 | 1262 | 1111 | 0 | 35.05 | 35.82 | 2 | 0
2020 | PJM_ROR_2_MISO_MO-IL | PJM_ROR | MISO_MO-IL | Internal | Winter | B16 | 25 | 1111 | 0 | 54.21 | 52.22 | 2 | 0
2020 | PJM_ROR_2_MISO_MO-IL | PJM_ROR | MISO_MO-IL | Internal | Winter | B17 | 100 | 1111 | 0 | 48.25 | 46.25 | 2 | 0
2020 | PJM_ROR_2_MISO_MO-IL | PJM_ROR | MISO_MO-IL | Internal | Winter | B18 | 400 | 1111 | 0 | 44.75 | 42.75 | 2 | 0
2020 | PJM_ROR_2_MISO_MO-IL | PJM_ROR | MISO_MO-IL | Internal | Winter | B19 | 700 | 1111 | 0 | 42.37 | 40.75 | 2 | 0
2020 | PJM_ROR_2_MISO_MO-IL | PJM_ROR | MISO_MO-IL | Internal | Winter | B20 | 935 | 1111 | 0 | 36.68 | 37.54 | 2 | 0
2020 | PJM_ROR_2_MISO_W | PJM_ROR | MISO_W | Internal | Shoulder | B11 | 25 | 709 | 709 | 53.3 | 55.31 | 2 | 0.01
2020 | PJM_ROR_2_MISO_W | PJM_ROR | MISO_W | Internal | Shoulder | B12 | 200 | 709 | 0 | 45.4 | 44.88 | 2 | 0
2020 | PJM_ROR_2_MISO_W | PJM_ROR | MISO_W | Internal | Shoulder | B13 | 600 | 709 | 0 | 43.34 | 42.6 | 2 | 0
2020 | PJM_ROR_2_MISO_W | PJM_ROR | MISO_W | Internal | Shoulder | B14 | 900 | 709 | 0 | 40.59 | 40.42 | 2 | 0
2020 | PJM_ROR_2_MISO_W | PJM_ROR | MISO_W | Internal | Shoulder | B15 | 1203 | 709 | 0 | 37.56 | 37.79 | 2 | 0
2020 | PJM_ROR_2_MISO_W | PJM_ROR | MISO_W | Internal | Summer | B1 | 10 | 709 | 0 | 68.47 | 66.46 | 2 | 0
2020 | PJM_ROR_2_MISO_W | PJM_ROR | MISO_W | Internal | Summer | B2 | 25 | 709 | 0 | 66.67 | 64.68 | 2 | 0
2020 | PJM_ROR_2_MISO_W | PJM_ROR | MISO_W | Internal | Summer | B3 | 75 | 709 | 0 | 62.54 | 64.04 | 2 | 0
2020 | PJM_ROR_2_MISO_W | PJM_ROR | MISO_W | Internal | Summer | B4 | 100 | 709 | 0 | 62.35 | 64.04 | 2 | 0
2020 | PJM_ROR_2_MISO_W | PJM_ROR | MISO_W | Internal | Summer | B5 | 200 | 709 | 0 | 54.47 | 54.5 | 2 | 0
2020 | PJM_ROR_2_MISO_W | PJM_ROR | MISO_W | Internal | Summer | B6 | 300 | 709 | 0 | 49.11 | 48.14 | 2 | 0
2020 | PJM_ROR_2_MISO_W | PJM_ROR | MISO_W | Internal | Summer | B7 | 400 | 709 | 0 | 41.19 | 39.89 | 2 | 0
2020 | PJM_ROR_2_MISO_W | PJM_ROR | MISO_W | Internal | Summer | B8 | 500 | 709 | 0 | 38.45 | 38.31 | 2 | 0
2020 | PJM_ROR_2_MISO_W | PJM_ROR | MISO_W | Internal | Summer | B9 | 800 | 709 | 0 | 36.62 | 37.55 | 2 | 0
2020 | PJM_ROR_2_MISO_W | PJM_ROR | MISO_W | Internal | Summer | B10 | 1262 | 709 | 0 | 35.05 | 35.84 | 2 | 0
2020 | PJM_ROR_2_MISO_W | PJM_ROR | MISO_W | Internal | Winter | B16 | 25 | 709 | 0 | 54.21 | 52.21 | 2 | 0
2020 | PJM_ROR_2_MISO_W | PJM_ROR | MISO_W | Internal | Winter | B17 | 100 | 709 | 0 | 48.25 | 46.24 | 2 | 0
2020 | PJM_ROR_2_MISO_W | PJM_ROR | MISO_W | Internal | Winter | B18 | 400 | 709 | 0 | 44.75 | 42.76 | 2 | 0
2020 | PJM_ROR_2_MISO_W | PJM_ROR | MISO_W | Internal | Winter | B19 | 700 | 709 | 0 | 42.37 | 41.23 | 2 | 0
2020 | PJM_ROR_2_MISO_W | PJM_ROR | MISO_W | Internal | Winter | B20 | 935 | 709 | 0 | 36.68 | 37.53 | 2 | 0
2020 | PJM_ROR_2_MISO_WUMS | PJM_ROR | MISO_WUMS | Internal | Shoulder | B11 | 25 | 1467 | 235.61 | 53.3 | 55.3 | 2 | 0
2020 | PJM_ROR_2_MISO_WUMS | PJM_ROR | MISO_WUMS | Internal | Shoulder | B12 | 200 | 1467 | 0 | 45.4 | 44.87 | 2 | 0
2020 | PJM_ROR_2_MISO_WUMS | PJM_ROR | MISO_WUMS | Internal | Shoulder | B13 | 600 | 1467 | 0 | 43.34 | 42.59 | 2 | 0
2020 | PJM_ROR_2_MISO_WUMS | PJM_ROR | MISO_WUMS | Internal | Shoulder | B14 | 900 | 1467 | 0 | 40.59 | 40.43 | 2 | 0
2020 | PJM_ROR_2_MISO_WUMS | PJM_ROR | MISO_WUMS | Internal | Shoulder | B15 | 1203 | 1467 | 0 | 37.56 | 37.77 | 2 | 0
2020 | PJM_ROR_2_MISO_WUMS | PJM_ROR | MISO_WUMS | Internal | Summer | B1 | 10 | 1467 | 0 | 68.47 | 64.67 | 2 | 0
2020 | PJM_ROR_2_MISO_WUMS | PJM_ROR | MISO_WUMS | Internal | Summer | B2 | 25 | 1467 | 0 | 66.67 | 64.67 | 2 | 0
2020 | PJM_ROR_2_MISO_WUMS | PJM_ROR | MISO_WUMS | Internal | Summer | B3 | 75 | 1467 | 0 | 62.54 | 61.04 | 2 | 0
2020 | PJM_ROR_2_MISO_WUMS | PJM_ROR | MISO_WUMS | Internal | Summer | B4 | 100 | 1467 | 0 | 62.35 | 61.04 | 2 | 0
2020 | PJM_ROR_2_MISO_WUMS | PJM_ROR | MISO_WUMS | Internal | Summer | B5 | 200 | 1467 | 0 | 54.47 | 54.49 | 2 | 0
2020 | PJM_ROR_2_MISO_WUMS | PJM_ROR | MISO_WUMS | Internal | Summer | B6 | 300 | 1467 | 0 | 49.11 | 47.11 | 2 | 0
2020 | PJM_ROR_2_MISO_WUMS | PJM_ROR | MISO_WUMS | Internal | Summer | B7 | 400 | 1467 | 0 | 41.19 | 39.88 | 2 | 0
2020 | PJM_ROR_2_MISO_WUMS | PJM_ROR | MISO_WUMS | Internal | Summer | B8 | 500 | 1467 | 0 | 38.45 | 38.29 | 2 | 0
2020 | PJM_ROR_2_MISO_WUMS | PJM_ROR | MISO_WUMS | Internal | Summer | B9 | 800 | 1467 | 0 | 36.62 | 37.54 | 2 | 0
2020 | PJM_ROR_2_MISO_WUMS | PJM_ROR | MISO_WUMS | Internal | Summer | B10 | 1262 | 1467 | 0 | 35.05 | 35.85 | 2 | 0
2020 | PJM_ROR_2_MISO_WUMS | PJM_ROR | MISO_WUMS | Internal | Winter | B16 | 25 | 1467 | 0 | 54.21 | 52.21 | 2 | 0
2020 | PJM_ROR_2_MISO_WUMS | PJM_ROR | MISO_WUMS | Internal | Winter | B17 | 100 | 1467 | 0 | 48.25 | 46.25 | 2 | 0
2020 | PJM_ROR_2_MISO_WUMS | PJM_ROR | MISO_WUMS | Internal | Winter | B18 | 400 | 1467 | 0 | 44.75 | 42.75 | 2 | 0
2020 | PJM_ROR_2_MISO_WUMS | PJM_ROR | MISO_WUMS | Internal | Winter | B19 | 700 | 1467 | 0 | 42.37 | 41.22 | 2 | 0
2020 | PJM_ROR_2_MISO_WUMS | PJM_ROR | MISO_WUMS | Internal | Winter | B20 | 935 | 1467 | 0 | 36.68 | 37.54 | 2 | 0
2020 | PJM_ROR_2_PJM_ROM | PJM_ROR | PJM_ROM | Internal | Shoulder | B11 | 25 | 8000 | 0 | 53.3 | 53.29 | 0.01 | 0
2020 | PJM_ROR_2_PJM_ROM | PJM_ROR | PJM_ROM | Internal | Shoulder | B12 | 200 | 8000 | 0 | 45.4 | 45.38 | 0.01 | 0
2020 | PJM_ROR_2_PJM_ROM | PJM_ROR | PJM_ROM | Internal | Shoulder | B13 | 600 | 8000 | 0 | 43.34 | 43.32 | 0.01 | 0
2020 | PJM_ROR_2_PJM_ROM | PJM_ROR | PJM_ROM | Internal | Shoulder | B14 | 900 | 8000 | 0 | 40.59 | 40.59 | 0.01 | 0
2020 | PJM_ROR_2_PJM_ROM | PJM_ROR | PJM_ROM | Internal | Shoulder | B15 | 1203 | 8000 | 64.15 | 37.56 | 37.57 | 0.01 | 0
2020 | PJM_ROR_2_PJM_ROM | PJM_ROR | PJM_ROM | Internal | Summer | B1 | 10 | 8000 | 3140.75 | 68.47 | 68.49 | 0.01 | 0
2020 | PJM_ROR_2_PJM_ROM | PJM_ROR | PJM_ROM | Internal | Summer | B2 | 25 | 8000 | 904.25 | 66.67 | 66.68 | 0.01 | 0
2020 | PJM_ROR_2_PJM_ROM | PJM_ROR | PJM_ROM | Internal | Summer | B3 | 75 | 8000 | 0 | 62.54 | 62.53 | 0.01 | 0
2020 | PJM_ROR_2_PJM_ROM | PJM_ROR | PJM_ROM | Internal | Summer | B4 | 100 | 8000 | 0 | 62.35 | 62.34 | 0.01 | 0
2020 | PJM_ROR_2_PJM_ROM | PJM_ROR | PJM_ROM | Internal | Summer | B5 | 200 | 8000 | 0 | 54.47 | 54.46 | 0.01 | 0
2020 | PJM_ROR_2_PJM_ROM | PJM_ROR | PJM_ROM | Internal | Summer | B6 | 300 | 8000 | 0 | 49.11 | 49.1 | 0.01 | 0
2020 | PJM_ROR_2_PJM_ROM | PJM_ROR | PJM_ROM | Internal | Summer | B7 | 400 | 8000 | 0 | 41.19 | 41.17 | 0.01 | 0
2020 | PJM_ROR_2_PJM_ROM | PJM_ROR | PJM_ROM | Internal | Summer | B8 | 500 | 8000 | 0 | 38.45 | 38.44 | 0.01 | 0
2020 | PJM_ROR_2_PJM_ROM | PJM_ROR | PJM_ROM | Internal | Summer | B9 | 800 | 8000 | 3503.73 | 36.62 | 36.63 | 0.01 | 0
2020 | PJM_ROR_2_PJM_ROM | PJM_ROR | PJM_ROM | Internal | Summer | B10 | 1262 | 8000 | 3907.93 | 35.05 | 35.07 | 0.01 | 0
2020 | PJM_ROR_2_PJM_ROM | PJM_ROR | PJM_ROM | Internal | Winter | B16 | 25 | 8000 | 0 | 54.21 | 54.19 | 0.01 | 0
2020 | PJM_ROR_2_PJM_ROM | PJM_ROR | PJM_ROM | Internal | Winter | B17 | 100 | 8000 | 1913.61 | 48.25 | 48.26 | 0.01 | 0
2020 | PJM_ROR_2_PJM_ROM | PJM_ROR | PJM_ROM | Internal | Winter | B18 | 400 | 8000 | 5193.7 | 44.75 | 44.76 | 0.01 | 0
2020 | PJM_ROR_2_PJM_ROM | PJM_ROR | PJM_ROM | Internal | Winter | B19 | 700 | 8000 | 4212.01 | 42.37 | 42.39 | 0.01 | 0
2020 | PJM_ROR_2_PJM_ROM | PJM_ROR | PJM_ROM | Internal | Winter | B20 | 935 | 8000 | 4245.57 | 36.68 | 36.69 | 0.01 | 0
2020 | PJM_ROR_2_TVA_Transmission | PJM_ROR | TVA_Transmission | Internal | Shoulder | B11 | 25 | 2500 | 69.7 | 53.3 | 59.3 | 6 | 0
2020 | PJM_ROR_2_TVA_Transmission | PJM_ROR | TVA_Transmission | Internal | Shoulder | B12 | 200 | 2500 | 0 | 45.4 | 47.12 | 6 | 0
2020 | PJM_ROR_2_TVA_Transmission | PJM_ROR | TVA_Transmission | Internal | Shoulder | B13 | 600 | 2500 | 0 | 43.34 | 45.47 | 6 | 0
2020 | PJM_ROR_2_TVA_Transmission | PJM_ROR | TVA_Transmission | Internal | Shoulder | B14 | 900 | 2500 | 0 | 40.59 | 44.2 | 6 | 0
2020 | PJM_ROR_2_TVA_Transmission | PJM_ROR | TVA_Transmission | Internal | Shoulder | B15 | 1203 | 2500 | 0 | 37.56 | 42.81 | 6 | 0
2020 | PJM_ROR_2_TVA_Transmission | PJM_ROR | TVA_Transmission | Internal | Summer | B1 | 10 | 2500 | 758.53 | 68.47 | 74.47 | 6 | 0
2020 | PJM_ROR_2_TVA_Transmission | PJM_ROR | TVA_Transmission | Internal | Summer | B2 | 25 | 2500 | 1859.27 | 66.67 | 72.67 | 6 | 0
2020 | PJM_ROR_2_TVA_Transmission | PJM_ROR | TVA_Transmission | Internal | Summer | B3 | 75 | 2500 | 999.44 | 62.54 | 68.54 | 6 | 0
2020 | PJM_ROR_2_TVA_Transmission | PJM_ROR | TVA_Transmission | Internal | Summer | B4 | 100 | 2500 | 310.99 | 62.35 | 68.35 | 6 | 0
2020 | PJM_ROR_2_TVA_Transmission | PJM_ROR | TVA_Transmission | Internal | Summer | B5 | 200 | 2500 | 0 | 54.47 | 59.75 | 6 | 0
2020 | PJM_ROR_2_TVA_Transmission | PJM_ROR | TVA_Transmission | Internal | Summer | B6 | 300 | 2500 | 0 | 49.11 | 51.88 | 6 | 0
2020 | PJM_ROR_2_TVA_Transmission | PJM_ROR | TVA_Transmission | Internal | Summer | B7 | 400 | 2500 | 0 | 41.19 | 46 | 6 | 0
2020 | PJM_ROR_2_TVA_Transmission | PJM_ROR | TVA_Transmission | Internal | Summer | B8 | 500 | 2500 | 0 | 38.45 | 42.72 | 6 | 0
2020 | PJM_ROR_2_TVA_Transmission | PJM_ROR | TVA_Transmission | Internal | Summer | B9 | 800 | 2500 | 0 | 36.62 | 41.84 | 6 | 0
2020 | PJM_ROR_2_TVA_Transmission | PJM_ROR | TVA_Transmission | Internal | Summer | B10 | 1262 | 2500 | 0 | 35.05 | 38.95 | 6 | 0
2020 | PJM_ROR_2_TVA_Transmission | PJM_ROR | TVA_Transmission | Internal | Winter | B16 | 25 | 2500 | 0 | 54.21 | 59.3 | 6 | 0
2020 | PJM_ROR_2_TVA_Transmission | PJM_ROR | TVA_Transmission | Internal | Winter | B17 | 100 | 2500 | 0 | 48.25 | 49.56 | 6 | 0
2020 | PJM_ROR_2_TVA_Transmission | PJM_ROR | TVA_Transmission | Internal | Winter | B18 | 400 | 2500 | 0 | 44.75 | 46.4 | 6 | 0
2020 | PJM_ROR_2_TVA_Transmission | PJM_ROR | TVA_Transmission | Internal | Winter | B19 | 700 | 2500 | 0 | 42.37 | 44.86 | 6 | 0
2020 | PJM_ROR_2_TVA_Transmission | PJM_ROR | TVA_Transmission | Internal | Winter | B20 | 935 | 2500 | 0 | 36.68 | 42.42 | 6 | 0
2020 | PJM_ROR_2_VACAR | PJM_ROR | VACAR | Internal | Shoulder | B11 | 25 | 3000 | 3000 | 53.3 | 60.09 | 6 | 0.79
2020 | PJM_ROR_2_VACAR | PJM_ROR | VACAR | Internal | Shoulder | B12 | 200 | 3000 | 0 | 45.4 | 49.19 | 6 | 0
2020 | PJM_ROR_2_VACAR | PJM_ROR | VACAR | Internal | Shoulder | B13 | 600 | 3000 | 0 | 43.34 | 47.15 | 6 | 0
2020 | PJM_ROR_2_VACAR | PJM_ROR | VACAR | Internal | Shoulder | B14 | 900 | 3000 | 0 | 40.59 | 46.4 | 6 | 0
2020 | PJM_ROR_2_VACAR | PJM_ROR | VACAR | Internal | Shoulder | B15 | 1203 | 3000 | 0 | 37.56 | 43.29 | 6 | 0
2020 | PJM_ROR_2_VACAR | PJM_ROR | VACAR | Internal | Summer | B1 | 10 | 3000 | 2294.18 | 68.47 | 74.47 | 6 | 0
2020 | PJM_ROR_2_VACAR | PJM_ROR | VACAR | Internal | Summer | B2 | 25 | 3000 | 3000 | 66.67 | 74.47 | 6 | 1.8
2020 | PJM_ROR_2_VACAR | PJM_ROR | VACAR | Internal | Summer | B3 | 75 | 3000 | 3000 | 62.54 | 74.47 | 6 | 5.94
2020 | PJM_ROR_2_VACAR | PJM_ROR | VACAR | Internal | Summer | B4 | 100 | 3000 | 2356.96 | 62.35 | 68.35 | 6 | 0
2020 | PJM_ROR_2_VACAR | PJM_ROR | VACAR | Internal | Summer | B5 | 200 | 3000 | 1699.01 | 54.47 | 60.47 | 6 | 0
2020 | PJM_ROR_2_VACAR | PJM_ROR | VACAR | Internal | Summer | B6 | 300 | 3000 | 1042.27 | 49.11 | 55.11 | 6 | 0
2020 | PJM_ROR_2_VACAR | PJM_ROR | VACAR | Internal | Summer | B7 | 400 | 3000 | 2759.41 | 41.19 | 47.19 | 6 | 0
2020 | PJM_ROR_2_VACAR | PJM_ROR | VACAR | Internal | Summer | B8 | 500 | 3000 | 2646.09 | 38.45 | 44.45 | 6 | 0
2020 | PJM_ROR_2_VACAR | PJM_ROR | VACAR | Internal | Summer | B9 | 800 | 3000 | 2337.32 | 36.62 | 42.62 | 6 | 0
2020 | PJM_ROR_2_VACAR | PJM_ROR | VACAR | Internal | Summer | B10 | 1262 | 3000 | 1507.9 | 35.05 | 41.05 | 6 | 0
2020 | PJM_ROR_2_VACAR | PJM_ROR | VACAR | Internal | Winter | B16 | 25 | 3000 | 2476.86 | 54.21 | 60.21 | 6 | 0
2020 | PJM_ROR_2_VACAR | PJM_ROR | VACAR | Internal | Winter | B17 | 100 | 3000 | 402.47 | 48.25 | 54.25 | 6 | 0
2020 | PJM_ROR_2_VACAR | PJM_ROR | VACAR | Internal | Winter | B18 | 400 | 3000 | 0 | 44.75 | 47.43 | 6 | 0
2020 | PJM_ROR_2_VACAR | PJM_ROR | VACAR | Internal | Winter | B19 | 700 | 3000 | 0 | 42.37 | 46.65 | 6 | 0
2020 | PJM_ROR_2_VACAR | PJM_ROR | VACAR | Internal | Winter | B20 | 935 | 3000 | 2576.14 | 36.68 | 42.68 | 6 | 0
2020 | PJM_ROM_2_NYISO_A-F | PJM_ROM | NYISO_A-F | Internal | Shoulder | B11 | 25 | 2000 | 0 | 53.29 | 40.92 | 6 | 0
2020 | PJM_ROM_2_NYISO_A-F | PJM_ROM | NYISO_A-F | Internal | Shoulder | B12 | 200 | 2000 | 0 | 45.38 | 40.3 | 6 | 0
2020 | PJM_ROM_2_NYISO_A-F | PJM_ROM | NYISO_A-F | Internal | Shoulder | B13 | 600 | 2000 | 0 | 43.32 | 40.3 | 6 | 0
2020 | PJM_ROM_2_NYISO_A-F | PJM_ROM | NYISO_A-F | Internal | Shoulder | B14 | 900 | 2000 | 0 | 40.59 | 39.03 | 6 | 0
2020 | PJM_ROM_2_NYISO_A-F | PJM_ROM | NYISO_A-F | Internal | Shoulder | B15 | 1203 | 2000 | 0 | 37.57 | 39.03 | 6 | 0
2020 | PJM_ROM_2_NYISO_A-F | PJM_ROM | NYISO_A-F | Internal | Summer | B1 | 10 | 2000 | 0 | 68.49 | 52.91 | 6 | 0
2020 | PJM_ROM_2_NYISO_A-F | PJM_ROM | NYISO_A-F | Internal | Summer | B2 | 25 | 2000 | 0 | 66.68 | 52.91 | 6 | 0
2020 | PJM_ROM_2_NYISO_A-F | PJM_ROM | NYISO_A-F | Internal | Summer | B3 | 75 | 2000 | 0 | 62.53 | 52.09 | 6 | 0
2020 | PJM_ROM_2_NYISO_A-F | PJM_ROM | NYISO_A-F | Internal | Summer | B4 | 100 | 2000 | 0 | 62.34 | 46.14 | 6 | 0
2020 | PJM_ROM_2_NYISO_A-F | PJM_ROM | NYISO_A-F | Internal | Summer | B5 | 200 | 2000 | 0 | 54.46 | 43.28 | 6 | 0
2020 | PJM_ROM_2_NYISO_A-F | PJM_ROM | NYISO_A-F | Internal | Summer | B6 | 300 | 2000 | 0 | 49.1 | 42.79 | 6 | 0
2020 | PJM_ROM_2_NYISO_A-F | PJM_ROM | NYISO_A-F | Internal | Summer | B7 | 400 | 2000 | 0 | 41.17 | 39.04 | 6 | 0
2020 | PJM_ROM_2_NYISO_A-F | PJM_ROM | NYISO_A-F | Internal | Summer | B8 | 500 | 2000 | 0 | 38.44 | 38.04 | 6 | 0
2020 | PJM_ROM_2_NYISO_A-F | PJM_ROM | NYISO_A-F | Internal | Summer | B9 | 800 | 2000 | 0 | 36.63 | 37.9 | 6 | 0
2020 | PJM_ROM_2_NYISO_A-F | PJM_ROM | NYISO_A-F | Internal | Summer | B10 | 1262 | 2000 | 0 | 35.07 | 37.9 | 6 | 0
2020 | PJM_ROM_2_NYISO_A-F | PJM_ROM | NYISO_A-F | Internal | Winter | B16 | 25 | 2000 | 0 | 54.19 | 46.19 | 6 | 0
2020 | PJM_ROM_2_NYISO_A-F | PJM_ROM | NYISO_A-F | Internal | Winter | B17 | 100 | 2000 | 0 | 48.26 | 42.69 | 6 | 0
2020 | PJM_ROM_2_NYISO_A-F | PJM_ROM | NYISO_A-F | Internal | Winter | B18 | 400 | 2000 | 0 | 44.76 | 42.69 | 6 | 0
2020 | PJM_ROM_2_NYISO_A-F | PJM_ROM | NYISO_A-F | Internal | Winter | B19 | 700 | 2000 | 0 | 42.39 | 42.69 | 6 | 0
2020 | PJM_ROM_2_NYISO_A-F | PJM_ROM | NYISO_A-F | Internal | Winter | B20 | 935 | 2000 | 696.46 | 36.69 | 42.69 | 6 | 0
2020 | PJM_ROM_2_PJM_E | PJM_ROM | PJM_E | Internal | Shoulder | B11 | 25 | 8000 | 0 | 53.29 | 53.27 | 0.01 | 0
2020 | PJM_ROM_2_PJM_E | PJM_ROM | PJM_E | Internal | Shoulder | B12 | 200 | 8000 | 0 | 45.38 | 45.37 | 0.01 | 0
2020 | PJM_ROM_2_PJM_E | PJM_ROM | PJM_E | Internal | Shoulder | B13 | 600 | 8000 | 0 | 43.32 | 43.31 | 0.01 | 0
2020 | PJM_ROM_2_PJM_E | PJM_ROM | PJM_E | Internal | Shoulder | B14 | 900 | 8000 | 1210.66 | 40.59 | 40.6 | 0.01 | 0
2020 | PJM_ROM_2_PJM_E | PJM_ROM | PJM_E | Internal | Shoulder | B15 | 1203 | 8000 | 1074.76 | 37.57 | 37.59 | 0.01 | 0
2020 | PJM_ROM_2_PJM_E | PJM_ROM | PJM_E | Internal | Summer | B1 | 10 | 8000 | 3357.26 | 68.49 | 68.5 | 0.01 | 0
2020 | PJM_ROM_2_PJM_E | PJM_ROM | PJM_E | Internal | Summer | B2 | 25 | 8000 | 1632.61 | 66.68 | 66.69 | 0.01 | 0
2020 | PJM_ROM_2_PJM_E | PJM_ROM | PJM_E | Internal | Summer | B3 | 75 | 8000 | 0 | 62.53 | 62.51 | 0.01 | 0
2020 | PJM_ROM_2_PJM_E | PJM_ROM | PJM_E | Internal | Summer | B4 | 100 | 8000 | 0 | 62.34 | 62.33 | 0.01 | 0
2020 | PJM_ROM_2_PJM_E | PJM_ROM | PJM_E | Internal | Summer | B5 | 200 | 8000 | 567.14 | 54.46 | 54.47 | 0.01 | 0
2020 | PJM_ROM_2_PJM_E | PJM_ROM | PJM_E | Internal | Summer | B6 | 300 | 8000 | 0 | 49.1 | 49.09 | 0.01 | 0
2020 | PJM_ROM_2_PJM_E | PJM_ROM | PJM_E | Internal | Summer | B7 | 400 | 8000 | 0 | 41.17 | 41.16 | 0.01 | 0
2020 | PJM_ROM_2_PJM_E | PJM_ROM | PJM_E | Internal | Summer | B8 | 500 | 8000 | 0 | 38.44 | 38.45 | 0.01 | 0
2020 | PJM_ROM_2_PJM_E | PJM_ROM | PJM_E | Internal | Summer | B9 | 800 | 8000 | 1957.24 | 36.63 | 36.65 | 0.01 | 0
2020 | PJM_ROM_2_PJM_E | PJM_ROM | PJM_E | Internal | Summer | B10 | 1262 | 8000 | 3342.41 | 35.07 | 35.08 | 0.01 | 0
2020 | PJM_ROM_2_PJM_E | PJM_ROM | PJM_E | Internal | Winter | B16 | 25 | 8000 | 915.88 | 54.19 | 54.21 | 0.01 | 0
2020 | PJM_ROM_2_PJM_E | PJM_ROM | PJM_E | Internal | Winter | B17 | 100 | 8000 | 1703.9 | 48.26 | 48.27 | 0.01 | 0
2020 | PJM_ROM_2_PJM_E | PJM_ROM | PJM_E | Internal | Winter | B18 | 400 | 8000 | 4518.73 | 44.76 | 44.78 | 0.01 | 0
2020 | PJM_ROM_2_PJM_E | PJM_ROM | PJM_E | Internal | Winter | B19 | 700 | 8000 | 4173.83 | 42.39 | 42.4 | 0.01 | 0
2020 | PJM_ROM_2_PJM_E | PJM_ROM | PJM_E | Internal | Winter | B20 | 935 | 8000 | 3644.99 | 36.69 | 36.7 | 0.01 | 0
2020 | PJM_ROM_2_PJM_ROR | PJM_ROM | PJM_ROR | Internal | Shoulder | B11 | 25 | 8000 | 6683.66 | 53.29 | 53.3 | 0.01 | 0
2020 | PJM_ROM_2_PJM_ROR | PJM_ROM | PJM_ROR | Internal | Shoulder | B12 | 200 | 8000 | 4195.65 | 45.38 | 45.4 | 0.01 | 0
2020 | PJM_ROM_2_PJM_ROR | PJM_ROM | PJM_ROR | Internal | Shoulder | B13 | 600 | 8000 | 2380.03 | 43.32 | 43.34 | 0.01 | 0
2020 | PJM_ROM_2_PJM_ROR | PJM_ROM | PJM_ROR | Internal | Shoulder | B14 | 900 | 8000 | 0 | 40.59 | 40.59 | 0.01 | 0
2020 | PJM_ROM_2_PJM_ROR | PJM_ROM | PJM_ROR | Internal | Shoulder | B15 | 1203 | 8000 | 0 | 37.57 | 37.56 | 0.01 | 0
2020 | PJM_ROM_2_PJM_ROR | PJM_ROM | PJM_ROR | Internal | Summer | B1 | 10 | 8000 | 0 | 68.49 | 68.47 | 0.01 | 0
2020 | PJM_ROM_2_PJM_ROR | PJM_ROM | PJM_ROR | Internal | Summer | B2 | 25 | 8000 | 0 | 66.68 | 66.67 | 0.01 | 0
2020 | PJM_ROM_2_PJM_ROR | PJM_ROM | PJM_ROR | Internal | Summer | B3 | 75 | 8000 | 1396.09 | 62.53 | 62.54 | 0.01 | 0
2020 | PJM_ROM_2_PJM_ROR | PJM_ROM | PJM_ROR | Internal | Summer | B4 | 100 | 8000 | 4558.76 | 62.34 | 62.35 | 0.01 | 0
2020 | PJM_ROM_2_PJM_ROR | PJM_ROM | PJM_ROR | Internal | Summer | B5 | 200 | 8000 | 1296.06 | 54.46 | 54.47 | 0.01 | 0
2020 | PJM_ROM_2_PJM_ROR | PJM_ROM | PJM_ROR | Internal | Summer | B6 | 300 | 8000 | 778.14 | 49.1 | 49.11 | 0.01 | 0
2020 | PJM_ROM_2_PJM_ROR | PJM_ROM | PJM_ROR | Internal | Summer | B7 | 400 | 8000 | 1799.42 | 41.17 | 41.19 | 0.01 | 0
2020 | PJM_ROM_2_PJM_ROR | PJM_ROM | PJM_ROR | Internal | Summer | B8 | 500 | 8000 | 577.02 | 38.44 | 38.45 | 0.01 | 0
2020 | PJM_ROM_2_PJM_ROR | PJM_ROM | PJM_ROR | Internal | Summer | B9 | 800 | 8000 | 0 | 36.63 | 36.62 | 0.01 | 0
2020 | PJM_ROM_2_PJM_ROR | PJM_ROM | PJM_ROR | Internal | Summer | B10 | 1262 | 8000 | 0 | 35.07 | 35.05 | 0.01 | 0
2020 | PJM_ROM_2_PJM_ROR | PJM_ROM | PJM_ROR | Internal | Winter | B16 | 25 | 8000 | 1332.33 | 54.19 | 54.21 | 0.01 | 0
2020 | PJM_ROM_2_PJM_ROR | PJM_ROM | PJM_ROR | Internal | Winter | B17 | 100 | 8000 | 0 | 48.26 | 48.25 | 0.01 | 0
2020 | PJM_ROM_2_PJM_ROR | PJM_ROM | PJM_ROR | Internal | Winter | B18 | 400 | 8000 | 0 | 44.76 | 44.75 | 0.01 | 0
2020 | PJM_ROM_2_PJM_ROR | PJM_ROM | PJM_ROR | Internal | Winter | B19 | 700 | 8000 | 0 | 42.39 | 42.37 | 0.01 | 0
2020 | PJM_ROM_2_PJM_ROR | PJM_ROM | PJM_ROR | Internal | Winter | B20 | 935 | 8000 | 0 | 36.69 | 36.68 | 0.01 | 0
2020 | SOCO_2_FRCC | SOCO | FRCC | Internal | Shoulder | B11 | 25 | 3700 | 2858.52 | 68.3 | 78.3 | 10 | 0
2020 | SOCO_2_FRCC | SOCO | FRCC | Internal | Shoulder | B12 | 200 | 3700 | 2046.8 | 44.71 | 54.71 | 10 | 0
2020 | SOCO_2_FRCC | SOCO | FRCC | Internal | Shoulder | B13 | 600 | 3700 | 0 | 42.99 | 49.97 | 10 | 0
2020 | SOCO_2_FRCC | SOCO | FRCC | Internal | Shoulder | B14 | 900 | 3700 | 0 | 42.99 | 49.97 | 10 | 0
2020 | SOCO_2_FRCC | SOCO | FRCC | Internal | Shoulder | B15 | 1203 | 3700 | 0 | 42.99 | 47.92 | 10 | 0
2020 | SOCO_2_FRCC | SOCO | FRCC | Internal | Summer | B1 | 10 | 3700 | 0 | 72.4 | 78.42 | 10 | 0
2020 | SOCO_2_FRCC | SOCO | FRCC | Internal | Summer | B2 | 25 | 3700 | 0 | 71.04 | 78.42 | 10 | 0
2020 | SOCO_2_FRCC | SOCO | FRCC | Internal | Summer | B3 | 75 | 3700 | 0 | 71.04 | 78.42 | 10 | 0
2020 | SOCO_2_FRCC | SOCO | FRCC | Internal | Summer | B4 | 100 | 3700 | 0 | 71.04 | 78.42 | 10 | 0
2020 | SOCO_2_FRCC | SOCO | FRCC | Internal | Summer | B5 | 200 | 3700 | 36.48 | 67.47 | 77.47 | 10 | 0
2020 | SOCO_2_FRCC | SOCO | FRCC | Internal | Summer | B6 | 300 | 3700 | 270.08 | 58.01 | 68.01 | 10 | 0
2020 | SOCO_2_FRCC | SOCO | FRCC | Internal | Summer | B7 | 400 | 3700 | 2437.04 | 54.19 | 64.19 | 10 | 0
2020 | SOCO_2_FRCC | SOCO | FRCC | Internal | Summer | B8 | 500 | 3700 | 846.94 | 44.54 | 54.54 | 10 | 0
2020 | SOCO_2_FRCC | SOCO | FRCC | Internal | Summer | B9 | 800 | 3700 | 0 | 41.72 | 49.21 | 10 | 0
2020 | SOCO_2_FRCC | SOCO | FRCC | Internal | Summer | B10 | 1262 | 3700 | 0 | 41.72 | 47.19 | 10 | 0
2020 | SOCO_2_FRCC | SOCO | FRCC | Internal | Winter | B16 | 25 | 3700 | 814.47 | 66.47 | 76.47 | 10 | 0
2020 | SOCO_2_FRCC | SOCO | FRCC | Internal | Winter | B17 | 100 | 3700 | 800.3 | 45.6 | 55.6 | 10 | 0
2020 | SOCO_2_FRCC | SOCO | FRCC | Internal | Winter | B18 | 400 | 3700 | 0 | 45.6 | 52.31 | 10 | 0
2020 | SOCO_2_FRCC | SOCO | FRCC | Internal | Winter | B19 | 700 | 3700 | 0 | 45.6 | 51.95 | 10 | 0
2020 | SOCO_2_FRCC | SOCO | FRCC | Internal | Winter | B20 | 935 | 3700 | 0 | 45.17 | 50.15 | 10 | 0
2020 | SOCO_2_VACAR | SOCO | VACAR | Internal | Shoulder | B11 | 25 | 2000 | 0 | 68.3 | 60.09 | 10 | 0
2020 | SOCO_2_VACAR | SOCO | VACAR | Internal | Shoulder | B12 | 200 | 2000 | 0 | 44.71 | 49.19 | 10 | 0
2020 | SOCO_2_VACAR | SOCO | VACAR | Internal | Shoulder | B13 | 600 | 2000 | 0 | 42.99 | 47.15 | 10 | 0
2020 | SOCO_2_VACAR | SOCO | VACAR | Internal | Shoulder | B14 | 900 | 2000 | 0 | 42.99 | 46.4 | 10 | 0
2020 | SOCO_2_VACAR | SOCO | VACAR | Internal | Shoulder | B15 | 1203 | 2000 | 0 | 42.99 | 43.29 | 10 | 0
2020 | SOCO_2_VACAR | SOCO | VACAR | Internal | Summer | B1 | 10 | 2000 | 0 | 72.4 | 74.47 | 10 | 0
2020 | SOCO_2_VACAR | SOCO | VACAR | Internal | Summer | B2 | 25 | 2000 | 0 | 71.04 | 74.47 | 10 | 0
2020 | SOCO_2_VACAR | SOCO | VACAR | Internal | Summer | B3 | 75 | 2000 | 0 | 71.04 | 74.47 | 10 | 0
2020 | SOCO_2_VACAR | SOCO | VACAR | Internal | Summer | B4 | 100 | 2000 | 0 | 71.04 | 68.35 | 10 | 0
2020 | SOCO_2_VACAR | SOCO | VACAR | Internal | Summer | B5 | 200 | 2000 | 0 | 67.47 | 60.47 | 10 | 0
2020 | SOCO_2_VACAR | SOCO | VACAR | Internal | Summer | B6 | 300 | 2000 | 0 | 58.01 | 55.11 | 10 | 0
2020 | SOCO_2_VACAR | SOCO | VACAR | Internal | Summer | B7 | 400 | 2000 | 0 | 54.19 | 47.19 | 10 | 0
2020 | SOCO_2_VACAR | SOCO | VACAR | Internal | Summer | B8 | 500 | 2000 | 0 | 44.54 | 44.45 | 10 | 0
2020 | SOCO_2_VACAR | SOCO | VACAR | Internal | Summer | B9 | 800 | 2000 | 0 | 41.72 | 42.62 | 10 | 0
2020 | SOCO_2_VACAR | SOCO | VACAR | Internal | Summer | B10 | 1262 | 2000 | 0 | 41.72 | 41.05 | 10 | 0
2020 | SOCO_2_VACAR | SOCO | VACAR | Internal | Winter | B16 | 25 | 2000 | 0 | 66.47 | 60.21 | 10 | 0
2020 | SOCO_2_VACAR | SOCO | VACAR | Internal | Winter | B17 | 100 | 2000 | 0 | 45.6 | 54.25 | 10 | 0
2020 | SOCO_2_VACAR | SOCO | VACAR | Internal | Winter | B18 | 400 | 2000 | 0 | 45.6 | 47.43 | 10 | 0
2020 | SOCO_2_VACAR | SOCO | VACAR | Internal | Winter | B19 | 700 | 2000 | 0 | 45.6 | 46.65 | 10 | 0
2020 | SOCO_2_VACAR | SOCO | VACAR | Internal | Winter | B20 | 935 | 2000 | 0 | 45.17 | 42.68 | 10 | 0
2020 | SPP_N_2_ENT | SPP_N | ENT | Internal | Shoulder | B11 | 25 | 1800 | 0 | 62.31 | 60.34 | 5 | 0
2020 | SPP_N_2_ENT | SPP_N | ENT | Internal | Shoulder | B12 | 200 | 1800 | 0 | 43.98 | 42.82 | 5 | 0
2020 | SPP_N_2_ENT | SPP_N | ENT | Internal | Shoulder | B13 | 600 | 1800 | 0 | 42.62 | 42.82 | 5 | 0
2020 | SPP_N_2_ENT | SPP_N | ENT | Internal | Shoulder | B14 | 900 | 1800 | 0 | 41.53 | 42.51 | 5 | 0
2020 | SPP_N_2_ENT | SPP_N | ENT | Internal | Shoulder | B15 | 1203 | 1800 | 0 | 41.04 | 42.51 | 5 | 0
2020 | SPP_N_2_ENT | SPP_N | ENT | Internal | Summer | B1 | 10 | 1800 | 0 | 67.44 | 69.54 | 5 | 0
2020 | SPP_N_2_ENT | SPP_N | ENT | Internal | Summer | B2 | 25 | 1800 | 0 | 67.44 | 64.67 | 5 | 0
2020 | SPP_N_2_ENT | SPP_N | ENT | Internal | Summer | B3 | 75 | 1800 | 0 | 67.44 | 63.04 | 5 | 0
2020 | SPP_N_2_ENT | SPP_N | ENT | Internal | Summer | B4 | 100 | 1800 | 0 | 66.02 | 63.04 | 5 | 0
2020 | SPP_N_2_ENT | SPP_N | ENT | Internal | Summer | B5 | 200 | 1800 | 0 | 61.5 | 59.47 | 5 | 0
2020 | SPP_N_2_ENT | SPP_N | ENT | Internal | Summer | B6 | 300 | 1800 | 0 | 55.14 | 50.01 | 5 | 0
2020 | SPP_N_2_ENT | SPP_N | ENT | Internal | Summer | B7 | 400 | 1800 | 0 | 46.89 | 46.19 | 5 | 0
2020 | SPP_N_2_ENT | SPP_N | ENT | Internal | Summer | B8 | 500 | 1800 | 0 | 41.43 | 41.44 | 5 | 0
2020 | SPP_N_2_ENT | SPP_N | ENT | Internal | Summer | B9 | 800 | 1800 | 0 | 40.1 | 41.44 | 5 | 0
2020 | SPP_N_2_ENT | SPP_N | ENT | Internal | Summer | B10 | 1262 | 1800 | 0 | 38.83 | 40.92 | 5 | 0
2020 | SPP_N_2_ENT | SPP_N | ENT | Internal | Winter | B16 | 25 | 1800 | 256.42 | 53.47 | 58.47 | 5 | 0
2020 | SPP_N_2_ENT | SPP_N | ENT | Internal | Winter | B17 | 100 | 1800 | 0 | 44.31 | 45.54 | 5 | 0
2020 | SPP_N_2_ENT | SPP_N | ENT | Internal | Winter | B18 | 400 | 1800 | 0 | 43.81 | 45.54 | 5 | 0
2020 | SPP_N_2_ENT | SPP_N | ENT | Internal | Winter | B19 | 700 | 1800 | 0 | 43.71 | 45.21 | 5 | 0
2020 | SPP_N_2_ENT | SPP_N | ENT | Internal | Winter | B20 | 935 | 1800 | 0 | 43.71 | 44.13 | 5 | 0
2020 | SPP_N_2_MISO_MO-IL | SPP_N | MISO_MO-IL | Internal | Shoulder | B11 | 25 | 2000 | 0 | 62.31 | 55.3 | 5 | 0
2020 | SPP_N_2_MISO_MO-IL | SPP_N | MISO_MO-IL | Internal | Shoulder | B12 | 200 | 2000 | 0 | 43.98 | 44.89 | 5 | 0
2020 | SPP_N_2_MISO_MO-IL | SPP_N | MISO_MO-IL | Internal | Shoulder | B13 | 600 | 2000 | 0 | 42.62 | 42.17 | 5 | 0
2020 | SPP_N_2_MISO_MO-IL | SPP_N | MISO_MO-IL | Internal | Shoulder | B14 | 900 | 2000 | 0 | 41.53 | 40.41 | 5 | 0
2020 | SPP_N_2_MISO_MO-IL | SPP_N | MISO_MO-IL | Internal | Shoulder | B15 | 1203 | 2000 | 0 | 41.04 | 37.77 | 5 | 0
2020 | SPP_N_2_MISO_MO-IL | SPP_N | MISO_MO-IL | Internal | Summer | B1 | 10 | 2000 | 0 | 67.44 | 66.47 | 5 | 0
2020 | SPP_N_2_MISO_MO-IL | SPP_N | MISO_MO-IL | Internal | Summer | B2 | 25 | 2000 | 0 | 67.44 | 64.67 | 5 | 0
2020 | SPP_N_2_MISO_MO-IL | SPP_N | MISO_MO-IL | Internal | Summer | B3 | 75 | 2000 | 0 | 67.44 | 62.65 | 5 | 0
2020 | SPP_N_2_MISO_MO-IL | SPP_N | MISO_MO-IL | Internal | Summer | B4 | 100 | 2000 | 0 | 66.02 | 61.84 | 5 | 0
2020 | SPP_N_2_MISO_MO-IL | SPP_N | MISO_MO-IL | Internal | Summer | B5 | 200 | 2000 | 0 | 61.5 | 53.5 | 5 | 0
2020 | SPP_N_2_MISO_MO-IL | SPP_N | MISO_MO-IL | Internal | Summer | B6 | 300 | 2000 | 0 | 55.14 | 47.14 | 5 | 0
2020 | SPP_N_2_MISO_MO-IL | SPP_N | MISO_MO-IL | Internal | Summer | B7 | 400 | 2000 | 0 | 46.89 | 39.88 | 5 | 0
2020 | SPP_N_2_MISO_MO-IL | SPP_N | MISO_MO-IL | Internal | Summer | B8 | 500 | 2000 | 0 | 41.43 | 38.29 | 5 | 0
2020 | SPP_N_2_MISO_MO-IL | SPP_N | MISO_MO-IL | Internal | Summer | B9 | 800 | 2000 | 0 | 40.1 | 37.13 | 5 | 0
2020 | SPP_N_2_MISO_MO-IL | SPP_N | MISO_MO-IL | Internal | Summer | B10 | 1262 | 2000 | 0 | 38.83 | 35.82 | 5 | 0
2020 | SPP_N_2_MISO_MO-IL | SPP_N | MISO_MO-IL | Internal | Winter | B16 | 25 | 2000 | 0 | 53.47 | 52.22 | 5 | 0
2020 | SPP_N_2_MISO_MO-IL | SPP_N | MISO_MO-IL | Internal | Winter | B17 | 100 | 2000 | 0 | 44.31 | 46.25 | 5 | 0
2020 | SPP_N_2_MISO_MO-IL | SPP_N | MISO_MO-IL | Internal | Winter | B18 | 400 | 2000 | 0 | 43.81 | 42.75 | 5 | 0
2020 | SPP_N_2_MISO_MO-IL | SPP_N | MISO_MO-IL | Internal | Winter | B19 | 700 | 2000 | 0 | 43.71 | 40.75 | 5 | 0
2020 | SPP_N_2_MISO_MO-IL | SPP_N | MISO_MO-IL | Internal | Winter | B20 | 935 | 2000 | 0 | 43.71 | 37.54 | 5 | 0
2020 | SPP_N_2_SPP_S | SPP_N | SPP_S | Internal | Shoulder | B11 | 25 | 4000 | 0 | 62.31 | 59.09 | 0.01 | 0
2020 | SPP_N_2_SPP_S | SPP_N | SPP_S | Internal | Shoulder | B12 | 200 | 4000 | 0 | 43.98 | 43.97 | 0.01 | 0
2020 | SPP_N_2_SPP_S | SPP_N | SPP_S | Internal | Shoulder | B13 | 600 | 4000 | 650.28 | 42.62 | 42.63 | 0.01 | 0
2020 | SPP_N_2_SPP_S | SPP_N | SPP_S | Internal | Shoulder | B14 | 900 | 4000 | 0 | 41.53 | 41.52 | 0.01 | 0
2020 | SPP_N_2_SPP_S | SPP_N | SPP_S | Internal | Shoulder | B15 | 1203 | 4000 | 1547.96 | 41.04 | 41.05 | 0.01 | 0
2020 | SPP_N_2_SPP_S | SPP_N | SPP_S | Internal | Summer | B1 | 10 | 4000 | 0 | 67.44 | 65.74 | 0.01 | 0
2020 | SPP_N_2_SPP_S | SPP_N | SPP_S | Internal | Summer | B2 | 25 | 4000 | 0 | 67.44 | 66.45 | 0.01 | 0
2020 | SPP_N_2_SPP_S | SPP_N | SPP_S | Internal | Summer | B3 | 75 | 4000 | 0 | 67.44 | 65.74 | 0.01 | 0
2020 | SPP_N_2_SPP_S | SPP_N | SPP_S | Internal | Summer | B4 | 100 | 4000 | 0 | 66.02 | 58.04 | 0.01 | 0
2020 | SPP_N_2_SPP_S | SPP_N | SPP_S | Internal | Summer | B5 | 200 | 4000 | 0 | 61.5 | 57.04 | 0.01 | 0
2020 | SPP_N_2_SPP_S | SPP_N | SPP_S | Internal | Summer | B6 | 300 | 4000 | 2507.33 | 55.14 | 55.15 | 0.01 | 0
2020 | SPP_N_2_SPP_S | SPP_N | SPP_S | Internal | Summer | B7 | 400 | 4000 | 993.56 | 46.89 | 46.9 | 0.01 | 0
2020 | SPP_N_2_SPP_S | SPP_N | SPP_S | Internal | Summer | B8 | 500 | 4000 | 2074.21 | 41.43 | 41.44 | 0.01 | 0
2020 | SPP_N_2_SPP_S | SPP_N | SPP_S | Internal | Summer | B9 | 800 | 4000 | 2927.43 | 40.1 | 40.11 | 0.01 | 0
2020 | SPP_N_2_SPP_S | SPP_N | SPP_S | Internal | Summer | B10 | 1262 | 4000 | 4000 | 38.83 | 39.65 | 0.01 | 0.81
2020 | SPP_N_2_SPP_S | SPP_N | SPP_S | Internal | Winter | B16 | 25 | 4000 | 562.44 | 53.47 | 53.48 | 0.01 | 0
2020 | SPP_N_2_SPP_S | SPP_N | SPP_S | Internal | Winter | B17 | 100 | 4000 | 1308.62 | 44.31 | 44.32 | 0.01 | 0
2020 | SPP_N_2_SPP_S | SPP_N | SPP_S | Internal | Winter | B18 | 400 | 4000 | 1422.55 | 43.81 | 43.82 | 0.01 | 0
2020 | SPP_N_2_SPP_S | SPP_N | SPP_S | Internal | Winter | B19 | 700 | 4000 | 2063.6 | 43.71 | 43.72 | 0.01 | 0
2020 | SPP_N_2_SPP_S | SPP_N | SPP_S | Internal | Winter | B20 | 935 | 4000 | 3898.64 | 43.71 | 43.72 | 0.01 | 0
2020 | SPP_S_2_ENT | SPP_S | ENT | Internal | Shoulder | B11 | 25 | 850 | 0 | 59.09 | 60.34 | 5 | 0
2020 | SPP_S_2_ENT | SPP_S | ENT | Internal | Shoulder | B12 | 200 | 850 | 0 | 43.97 | 42.82 | 5 | 0
2020 | SPP_S_2_ENT | SPP_S | ENT | Internal | Shoulder | B13 | 600 | 850 | 0 | 42.63 | 42.82 | 5 | 0
2020 | SPP_S_2_ENT | SPP_S | ENT | Internal | Shoulder | B14 | 900 | 850 | 0 | 41.52 | 42.51 | 5 | 0
2020 | SPP_S_2_ENT | SPP_S | ENT | Internal | Shoulder | B15 | 1203 | 850 | 0 | 41.05 | 42.51 | 5 | 0
2020 | SPP_S_2_ENT | SPP_S | ENT | Internal | Summer | B1 | 10 | 850 | 0 | 65.74 | 69.54 | 5 | 0
2020 | SPP_S_2_ENT | SPP_S | ENT | Internal | Summer | B2 | 25 | 850 | 0 | 66.45 | 64.67 | 5 | 0
2020 | SPP_S_2_ENT | SPP_S | ENT | Internal | Summer | B3 | 75 | 850 | 0 | 65.74 | 63.04 | 5 | 0
2020 | SPP_S_2_ENT | SPP_S | ENT | Internal | Summer | B4 | 100 | 850 | 150.84 | 58.04 | 63.04 | 5 | 0
2020 | SPP_S_2_ENT | SPP_S | ENT | Internal | Summer | B5 | 200 | 850 | 0 | 57.04 | 59.47 | 5 | 0
2020 | SPP_S_2_ENT | SPP_S | ENT | Internal | Summer | B6 | 300 | 850 | 0 | 55.15 | 50.01 | 5 | 0
2020 | SPP_S_2_ENT | SPP_S | ENT | Internal | Summer | B7 | 400 | 850 | 0 | 46.9 | 46.19 | 5 | 0
2020 | SPP_S_2_ENT | SPP_S | ENT | Internal | Summer | B8 | 500 | 850 | 0 | 41.44 | 41.44 | 5 | 0
2020 | SPP_S_2_ENT | SPP_S | ENT | Internal | Summer | B9 | 800 | 850 | 0 | 40.11 | 41.44 | 5 | 0
2020 | SPP_S_2_ENT | SPP_S | ENT | Internal | Summer | B10 | 1262 | 850 | 0 | 39.65 | 40.92 | 5 | 0
2020 | SPP_S_2_ENT | SPP_S | ENT | Internal | Winter | B16 | 25 | 850 | 0 | 53.48 | 58.47 | 5 | 0
2020 | SPP_S_2_ENT | SPP_S | ENT | Internal | Winter | B17 | 100 | 850 | 0 | 44.32 | 45.54 | 5 | 0
2020 | SPP_S_2_ENT | SPP_S | ENT | Internal | Winter | B18 | 400 | 850 | 0 | 43.82 | 45.54 | 5 | 0
2020 | SPP_S_2_ENT | SPP_S | ENT | Internal | Winter | B19 | 700 | 850 | 0 | 43.72 | 45.21 | 5 | 0
2020 | SPP_S_2_ENT | SPP_S | ENT | Internal | Winter | B20 | 935 | 850 | 0 | 43.72 | 44.13 | 5 | 0
2020 | SPP_S_2_SPP_N | SPP_S | SPP_N | Internal | Shoulder | B11 | 25 | 640 | 640 | 59.09 | 62.31 | 0.01 | 3.2
2020 | SPP_S_2_SPP_N | SPP_S | SPP_N | Internal | Shoulder | B12 | 200 | 640 | 326.93 | 43.97 | 43.98 | 0.01 | 0
2020 | SPP_S_2_SPP_N | SPP_S | SPP_N | Internal | Shoulder | B13 | 600 | 640 | 0 | 42.63 | 42.62 | 0.01 | 0
2020 | SPP_S_2_SPP_N | SPP_S | SPP_N | Internal | Shoulder | B14 | 900 | 640 | 0 | 41.52 | 41.53 | 0.01 | 0
2020 | SPP_S_2_SPP_N | SPP_S | SPP_N | Internal | Shoulder | B15 | 1203 | 640 | 0 | 41.05 | 41.04 | 0.01 | 0
2020 | SPP_S_2_SPP_N | SPP_S | SPP_N | Internal | Summer | B1 | 10 | 640 | 640 | 65.74 | 67.44 | 0.01 | 1.69
2020 | SPP_S_2_SPP_N | SPP_S | SPP_N | Internal | Summer | B2 | 25 | 640 | 640 | 66.45 | 67.44 | 0.01 | 0.98
2020 | SPP_S_2_SPP_N | SPP_S | SPP_N | Internal | Summer | B3 | 75 | 640 | 640 | 65.74 | 67.44 | 0.01 | 1.69
2020 | SPP_S_2_SPP_N | SPP_S | SPP_N | Internal | Summer | B4 | 100 | 640 | 640 | 58.04 | 66.02 | 0.01 | 7.97
2020 | SPP_S_2_SPP_N | SPP_S | SPP_N | Internal | Summer | B5 | 200 | 640 | 640 | 57.04 | 61.5 | 0.01 | 4.45
2020 | SPP_S_2_SPP_N | SPP_S | SPP_N | Internal | Summer | B6 | 300 | 640 | 0 | 55.15 | 55.14 | 0.01 | 0
2020 | SPP_S_2_SPP_N | SPP_S | SPP_N | Internal | Summer | B7 | 400 | 640 | 0 | 46.9 | 46.89 | 0.01 | 0
2020 | SPP_S_2_SPP_N | SPP_S | SPP_N | Internal | Summer | B8 | 500 | 640 | 0 | 41.44 | 41.43 | 0.01 | 0
2020 | SPP_S_2_SPP_N | SPP_S | SPP_N | Internal | Summer | B9 | 800 | 640 | 0 | 40.11 | 40.1 | 0.01 | 0
2020 | SPP_S_2_SPP_N | SPP_S | SPP_N | Internal | Summer | B10 | 1262 | 640 | 0 | 39.65 | 38.83 | 0.01 | 0
2020 | SPP_S_2_SPP_N | SPP_S | SPP_N | Internal | Winter | B16 | 25 | 640 | 0 | 53.48 | 53.47 | 0.01 | 0
2020 | SPP_S_2_SPP_N | SPP_S | SPP_N | Internal | Winter | B17 | 100 | 640 | 0 | 44.32 | 44.31 | 0.01 | 0
2020 | SPP_S_2_SPP_N | SPP_S | SPP_N | Internal | Winter | B18 | 400 | 640 | 0 | 43.82 | 43.81 | 0.01 | 0
2020 | SPP_S_2_SPP_N | SPP_S | SPP_N | Internal | Winter | B19 | 700 | 640 | 0 | 43.72 | 43.71 | 0.01 | 0
2020 | SPP_S_2_SPP_N | SPP_S | SPP_N | Internal | Winter | B20 | 935 | 640 | 0 | 43.72 | 43.71 | 0.01 | 0
2020 | TVA_2_ENT | TVA | ENT | Internal | Shoulder | B11 | 25 | 500 | 330.4 | 51.34 | 60.34 | 9 | 0
2020 | TVA_2_ENT | TVA | ENT | Internal | Shoulder | B12 | 200 | 500 | 0 | 42.63 | 42.82 | 9 | 0
2020 | TVA_2_ENT | TVA | ENT | Internal | Shoulder | B13 | 600 | 500 | 0 | 42.48 | 42.82 | 9 | 0
2020 | TVA_2_ENT | TVA | ENT | Internal | Shoulder | B14 | 900 | 500 | 0 | 42.48 | 42.51 | 9 | 0
2020 | TVA_2_ENT | TVA | ENT | Internal | Shoulder | B15 | 1203 | 500 | 0 | 42.43 | 42.51 | 9 | 0
2020 | TVA_2_ENT | TVA | ENT | Internal | Summer | B1 | 10 | 500 | 0 | 74.49 | 69.54 | 9 | 0
2020 | TVA_2_ENT | TVA | ENT | Internal | Summer | B2 | 25 | 500 | 0 | 72.68 | 64.67 | 9 | 0
2020 | TVA_2_ENT | TVA | ENT | Internal | Summer | B3 | 75 | 500 | 0 | 68.55 | 63.04 | 9 | 0
2020 | TVA_2_ENT | TVA | ENT | Internal | Summer | B4 | 100 | 500 | 0 | 68.36 | 63.04 | 9 | 0
2020 | TVA_2_ENT | TVA | ENT | Internal | Summer | B5 | 200 | 500 | 0 | 58.47 | 59.47 | 9 | 0
2020 | TVA_2_ENT | TVA | ENT | Internal | Summer | B6 | 300 | 500 | 0 | 43.06 | 50.01 | 9 | 0
2020 | TVA_2_ENT | TVA | ENT | Internal | Summer | B7 | 400 | 500 | 0 | 41.31 | 46.19 | 9 | 0
2020 | TVA_2_ENT | TVA | ENT | Internal | Summer | B8 | 500 | 500 | 0 | 41.31 | 41.44 | 9 | 0
2020 | TVA_2_ENT | TVA | ENT | Internal | Summer | B9 | 800 | 500 | 0 | 41.31 | 41.44 | 9 | 0
2020 | TVA_2_ENT | TVA | ENT | Internal | Summer | B10 | 1262 | 500 | 0 | 37.12 | 40.92 | 9 | 0
2020 | TVA_2_ENT | TVA | ENT | Internal | Winter | B16 | 25 | 500 | 0 | 58.66 | 58.47 | 9 | 0
2020 | TVA_2_ENT | TVA | ENT | Internal | Winter | B17 | 100 | 500 | 0 | 45.26 | 45.54 | 9 | 0
2020 | TVA_2_ENT | TVA | ENT | Internal | Winter | B18 | 400 | 500 | 0 | 42.21 | 45.54 | 9 | 0
2020 | TVA_2_ENT | TVA | ENT | Internal | Winter | B19 | 700 | 500 | 0 | 42.21 | 45.21 | 9 | 0
2020 | TVA_2_ENT | TVA | ENT | Internal | Winter | B20 | 935 | 500 | 0 | 42.21 | 44.13 | 9 | 0
2020 | TVA_2_NonRTO_Midwest | TVA | NonRTO_Midwest | Internal | Shoulder | B11 | 25 | 100 | 100 | 51.34 | 63.3 | 9 | 2.96
2020 | TVA_2_NonRTO_Midwest | TVA | NonRTO_Midwest | Internal | Shoulder | B12 | 200 | 100 | 100 | 42.63 | 52.91 | 9 | 1.27
2020 | TVA_2_NonRTO_Midwest | TVA | NonRTO_Midwest | Internal | Shoulder | B13 | 600 | 100 | 0 | 42.48 | 49.65 | 9 | 0
2020 | TVA_2_NonRTO_Midwest | TVA | NonRTO_Midwest | Internal | Shoulder | B14 | 900 | 100 | 0 | 42.48 | 43.74 | 9 | 0
2020 | TVA_2_NonRTO_Midwest | TVA | NonRTO_Midwest | Internal | Shoulder | B15 | 1203 | 100 | 0 | 42.43 | 35.88 | 9 | 0
2020 | TVA_2_NonRTO_Midwest | TVA | NonRTO_Midwest | Internal | Summer | B1 | 10 | 100 | 0 | 74.49 | 69.83 | 9 | 0
2020 | TVA_2_NonRTO_Midwest | TVA | NonRTO_Midwest | Internal | Summer | B2 | 25 | 100 | 0 | 72.68 | 69.83 | 9 | 0
2020 | TVA_2_NonRTO_Midwest | TVA | NonRTO_Midwest | Internal | Summer | B3 | 75 | 100 | 0 | 68.55 | 69.83 | 9 | 0
2020 | TVA_2_NonRTO_Midwest | TVA | NonRTO_Midwest | Internal | Summer | B4 | 100 | 100 | 0 | 68.36 | 69.83 | 9 | 0
2020 | TVA_2_NonRTO_Midwest | TVA | NonRTO_Midwest | Internal | Summer | B5 | 200 | 100 | 0 | 58.47 | 61.49 | 9 | 0
2020 | TVA_2_NonRTO_Midwest | TVA | NonRTO_Midwest | Internal | Summer | B6 | 300 | 100 | 100 | 43.06 | 55.12 | 9 | 3.06
2020 | TVA_2_NonRTO_Midwest | TVA | NonRTO_Midwest | Internal | Summer | B7 | 400 | 100 | 0 | 41.31 | 44.35 | 9 | 0
2020 | TVA_2_NonRTO_Midwest | TVA | NonRTO_Midwest | Internal | Summer | B8 | 500 | 100 | 0 | 41.31 | 42.7 | 9 | 0
2020 | TVA_2_NonRTO_Midwest | TVA | NonRTO_Midwest | Internal | Summer | B9 | 800 | 100 | 0 | 41.31 | 36.33 | 9 | 0
2020 | TVA_2_NonRTO_Midwest | TVA | NonRTO_Midwest | Internal | Summer | B10 | 1262 | 100 | 0 | 37.12 | 35.23 | 9 | 0
2020 | TVA_2_NonRTO_Midwest | TVA | NonRTO_Midwest | Internal | Winter | B16 | 25 | 100 | 0 | 58.66 | 60.46 | 9 | 0
2020 | TVA_2_NonRTO_Midwest | TVA | NonRTO_Midwest | Internal | Winter | B17 | 100 | 100 | 24.74 | 45.26 | 54.26 | 9 | 0
2020 | TVA_2_NonRTO_Midwest | TVA | NonRTO_Midwest | Internal | Winter | B18 | 400 | 100 | 0 | 42.21 | 50.76 | 9 | 0
2020 | TVA_2_NonRTO_Midwest | TVA | NonRTO_Midwest | Internal | Winter | B19 | 700 | 100 | 0 | 42.21 | 44.31 | 9 | 0
2020 | TVA_2_NonRTO_Midwest | TVA | NonRTO_Midwest | Internal | Winter | B20 | 935 | 100 | 0 | 42.21 | 35.9 | 9 | 0
2020 | TVA_2_SOCO | TVA | SOCO | Internal | Shoulder | B11 | 25 | 500 | 500 | 51.34 | 68.3 | 9 | 7.96
2020 | TVA_2_SOCO | TVA | SOCO | Internal | Shoulder | B12 | 200 | 500 | 0 | 42.63 | 44.71 | 9 | 0
2020 | TVA_2_SOCO | TVA | SOCO | Internal | Shoulder | B13 | 600 | 500 | 0 | 42.48 | 42.99 | 9 | 0
2020 | TVA_2_SOCO | TVA | SOCO | Internal | Shoulder | B14 | 900 | 500 | 0 | 42.48 | 42.99 | 9 | 0
2020 | TVA_2_SOCO | TVA | SOCO | Internal | Shoulder | B15 | 1203 | 500 | 0 | 42.43 | 42.99 | 9 | 0
2020 | TVA_2_SOCO | TVA | SOCO | Internal | Summer | B1 | 10 | 500 | 0 | 74.49 | 72.4 | 9 | 0
2020 | TVA_2_SOCO | TVA | SOCO | Internal | Summer | B2 | 25 | 500 | 0 | 72.68 | 71.04 | 9 | 0
2020 | TVA_2_SOCO | TVA | SOCO | Internal | Summer | B3 | 75 | 500 | 0 | 68.55 | 71.04 | 9 | 0
2020 | TVA_2_SOCO | TVA | SOCO | Internal | Summer | B4 | 100 | 500 | 0 | 68.36 | 71.04 | 9 | 0
2020 | TVA_2_SOCO | TVA | SOCO | Internal | Summer | B5 | 200 | 500 | 372.76 | 58.47 | 67.47 | 9 | 0
2020 | TVA_2_SOCO | TVA | SOCO | Internal | Summer | B6 | 300 | 500 | 500 | 43.06 | 58.01 | 9 | 5.94
2020 | TVA_2_SOCO | TVA | SOCO | Internal | Summer | B7 | 400 | 500 | 500 | 41.31 | 54.19 | 9 | 3.88
2020 | TVA_2_SOCO | TVA | SOCO | Internal | Summer | B8 | 500 | 500 | 0 | 41.31 | 44.54 | 9 | 0
2020 | TVA_2_SOCO | TVA | SOCO | Internal | Summer | B9 | 800 | 500 | 0 | 41.31 | 41.72 | 9 | 0
2020 | TVA_2_SOCO | TVA | SOCO | Internal | Summer | B10 | 1262 | 500 | 0 | 37.12 | 41.72 | 9 | 0
2020 | TVA_2_SOCO | TVA | SOCO | Internal | Winter | B16 | 25 | 500 | 0 | 58.66 | 66.47 | 9 | 0
2020 | TVA_2_SOCO | TVA | SOCO | Internal | Winter | B17 | 100 | 500 | 0 | 45.26 | 45.6 | 9 | 0
2020 | TVA_2_SOCO | TVA | SOCO | Internal | Winter | B18 | 400 | 500 | 0 | 42.21 | 45.6 | 9 | 0
2020 | TVA_2_SOCO | TVA | SOCO | Internal | Winter | B19 | 700 | 500 | 0 | 42.21 | 45.6 | 9 | 0
2020 | TVA_2_SOCO | TVA | SOCO | Internal | Winter | B20 | 935 | 500 | 0 | 42.21 | 45.17 | 9 | 0
2020 | TVA_2_VACAR | TVA | VACAR | Internal | Shoulder | B11 | 25 | 150 | 0 | 51.34 | 60.09 | 9 | 0
2020 | TVA_2_VACAR | TVA | VACAR | Internal | Shoulder | B12 | 200 | 150 | 0 | 42.63 | 49.19 | 9 | 0
2020 | TVA_2_VACAR | TVA | VACAR | Internal | Shoulder | B13 | 600 | 150 | 0 | 42.48 | 47.15 | 9 | 0
2020 | TVA_2_VACAR | TVA | VACAR | Internal | Shoulder | B14 | 900 | 150 | 0 | 42.48 | 46.4 | 9 | 0
2020 | TVA_2_VACAR | TVA | VACAR | Internal | Shoulder | B15 | 1203 | 150 | 0 | 42.43 | 43.29 | 9 | 0
2020 | TVA_2_VACAR | TVA | VACAR | Internal | Summer | B1 | 10 | 150 | 0 | 74.49 | 74.47 | 9 | 0
2020 | TVA_2_VACAR | TVA | VACAR | Internal | Summer | B2 | 25 | 150 | 0 | 72.68 | 74.47 | 9 | 0
2020 | TVA_2_VACAR | TVA | VACAR | Internal | Summer | B3 | 75 | 150 | 0 | 68.55 | 74.47 | 9 | 0
2020 | TVA_2_VACAR | TVA | VACAR | Internal | Summer | B4 | 100 | 150 | 0 | 68.36 | 68.35 | 9 | 0
2020 | TVA_2_VACAR | TVA | VACAR | Internal | Summer | B5 | 200 | 150 | 0 | 58.47 | 60.47 | 9 | 0
2020 | TVA_2_VACAR | TVA | VACAR | Internal | Summer | B6 | 300 | 150 | 150 | 43.06 | 55.11 | 9 | 3.05
2020 | TVA_2_VACAR | TVA | VACAR | Internal | Summer | B7 | 400 | 150 | 0 | 41.31 | 47.19 | 9 | 0
2020 | TVA_2_VACAR | TVA | VACAR | Internal | Summer | B8 | 500 | 150 | 0 | 41.31 | 44.45 | 9 | 0
2020 | TVA_2_VACAR | TVA | VACAR | Internal | Summer | B9 | 800 | 150 | 0 | 41.31 | 42.62 | 9 | 0
2020 | TVA_2_VACAR | TVA | VACAR | Internal | Summer | B10 | 1262 | 150 | 0 | 37.12 | 41.05 | 9 | 0
2020 | TVA_2_VACAR | TVA | VACAR | Internal | Winter | B16 | 25 | 150 | 0 | 58.66 | 60.21 | 9 | 0
2020 | TVA_2_VACAR | TVA | VACAR | Internal | Winter | B17 | 100 | 150 | 0 | 45.26 | 54.25 | 9 | 0
2020 | TVA_2_VACAR | TVA | VACAR | Internal | Winter | B18 | 400 | 150 | 0 | 42.21 | 47.43 | 9 | 0
2020 | TVA_2_VACAR | TVA | VACAR | Internal | Winter | B19 | 700 | 150 | 0 | 42.21 | 46.65 | 9 | 0
2020 | TVA_2_VACAR | TVA | VACAR | Internal | Winter | B20 | 935 | 150 | 0 | 42.21 | 42.68 | 9 | 0
2020 | TVA_Transmission_2_NonRTO_Midwest | TVA_Transmission | NonRTO_Midwest | Internal | Shoulder | B11 | 25 | 700 | 0 | 59.3 | 63.3 | 9 | 0
2020 | TVA_Transmission_2_NonRTO_Midwest | TVA_Transmission | NonRTO_Midwest | Internal | Shoulder | B12 | 200 | 700 | 0 | 47.12 | 52.91 | 9 | 0
2020 | TVA_Transmission_2_NonRTO_Midwest | TVA_Transmission | NonRTO_Midwest | Internal | Shoulder | B13 | 600 | 700 | 0 | 45.47 | 49.65 | 9 | 0
2020 | TVA_Transmission_2_NonRTO_Midwest | TVA_Transmission | NonRTO_Midwest | Internal | Shoulder | B14 | 900 | 700 | 0 | 44.2 | 43.74 | 9 | 0
2020 | TVA_Transmission_2_NonRTO_Midwest | TVA_Transmission | NonRTO_Midwest | Internal | Shoulder | B15 | 1203 | 700 | 0 | 42.81 | 35.88 | 9 | 0
2020 | TVA_Transmission_2_NonRTO_Midwest | TVA_Transmission | NonRTO_Midwest | Internal | Summer | B1 | 10 | 700 | 0 | 74.47 | 69.83 | 9 | 0
2020 | TVA_Transmission_2_NonRTO_Midwest | TVA_Transmission | NonRTO_Midwest | Internal | Summer | B2 | 25 | 700 | 0 | 72.67 | 69.83 | 9 | 0
2020 | TVA_Transmission_2_NonRTO_Midwest | TVA_Transmission | NonRTO_Midwest | Internal | Summer | B3 | 75 | 700 | 0 | 68.54 | 69.83 | 9 | 0
2020 | TVA_Transmission_2_NonRTO_Midwest | TVA_Transmission | NonRTO_Midwest | Internal | Summer | B4 | 100 | 700 | 0 | 68.35 | 69.83 | 9 | 0
2020 | TVA_Transmission_2_NonRTO_Midwest | TVA_Transmission | NonRTO_Midwest | Internal | Summer | B5 | 200 | 700 | 0 | 59.75 | 61.49 | 9 | 0
2020 | TVA_Transmission_2_NonRTO_Midwest | TVA_Transmission | NonRTO_Midwest | Internal | Summer | B6 | 300 | 700 | 0 | 51.88 | 55.12 | 9 | 0
2020 | TVA_Transmission_2_NonRTO_Midwest | TVA_Transmission | NonRTO_Midwest | Internal | Summer | B7 | 400 | 700 | 0 | 46 | 44.35 | 9 | 0
2020 | TVA_Transmission_2_NonRTO_Midwest | TVA_Transmission | NonRTO_Midwest | Internal | Summer | B8 | 500 | 700 | 0 | 42.72 | 42.7 | 9 | 0
2020 | TVA_Transmission_2_NonRTO_Midwest | TVA_Transmission | NonRTO_Midwest | Internal | Summer | B9 | 800 | 700 | 0 | 41.84 | 36.33 | 9 | 0
2020 | TVA_Transmission_2_NonRTO_Midwest | TVA_Transmission | NonRTO_Midwest | Internal | Summer | B10 | 1262 | 700 | 0 | 38.95 | 35.23 | 9 | 0
2020 | TVA_Transmission_2_NonRTO_Midwest | TVA_Transmission | NonRTO_Midwest | Internal | Winter | B16 | 25 | 700 | 0 | 59.3 | 60.46 | 9 | 0
2020 | TVA_Transmission_2_NonRTO_Midwest | TVA_Transmission | NonRTO_Midwest | Internal | Winter | B17 | 100 | 700 | 0 | 49.56 | 54.26 | 9 | 0
2020 | TVA_Transmission_2_NonRTO_Midwest | TVA_Transmission | NonRTO_Midwest | Internal | Winter | B18 | 400 | 700 | 0 | 46.4 | 50.76 | 9 | 0
2020 | TVA_Transmission_2_NonRTO_Midwest | TVA_Transmission | NonRTO_Midwest | Internal | Winter | B19 | 700 | 700 | 0 | 44.86 | 44.31 | 9 | 0
2020 | TVA_Transmission_2_NonRTO_Midwest | TVA_Transmission | NonRTO_Midwest | Internal | Winter | B20 | 935 | 700 | 0 | 42.42 | 35.9 | 9 | 0
2020 | TVA_Transmission_2_SOCO | TVA_Transmission | SOCO | Internal | Shoulder | B11 | 25 | 3200 | 69.7 | 59.3 | 68.3 | 9 | 0
2020 | TVA_Transmission_2_SOCO | TVA_Transmission | SOCO | Internal | Shoulder | B12 | 200 | 3200 | 0 | 47.12 | 44.71 | 9 | 0
2020 | TVA_Transmission_2_SOCO | TVA_Transmission | SOCO | Internal | Shoulder | B13 | 600 | 3200 | 0 | 45.47 | 42.99 | 9 | 0
2020 | TVA_Transmission_2_SOCO | TVA_Transmission | SOCO | Internal | Shoulder | B14 | 900 | 3200 | 0 | 44.2 | 42.99 | 9 | 0
2020 | TVA_Transmission_2_SOCO | TVA_Transmission | SOCO | Internal | Shoulder | B15 | 1203 | 3200 | 0 | 42.81 | 42.99 | 9 | 0
2020 | TVA_Transmission_2_SOCO | TVA_Transmission | SOCO | Internal | Summer | B1 | 10 | 3200 | 0 | 74.47 | 72.4 | 9 | 0
2020 | TVA_Transmission_2_SOCO | TVA_Transmission | SOCO | Internal | Summer | B2 | 25 | 3200 | 0 | 72.67 | 71.04 | 9 | 0
2020 | TVA_Transmission_2_SOCO | TVA_Transmission | SOCO | Internal | Summer | B3 | 75 | 3200 | 0 | 68.54 | 71.04 | 9 | 0
2020 | TVA_Transmission_2_SOCO | TVA_Transmission | SOCO | Internal | Summer | B4 | 100 | 3200 | 0 | 68.35 | 71.04 | 9 | 0
2020 | TVA_Transmission_2_SOCO | TVA_Transmission | SOCO | Internal | Summer | B5 | 200 | 3200 | 0 | 59.75 | 67.47 | 9 | 0
2020 | TVA_Transmission_2_SOCO | TVA_Transmission | SOCO | Internal | Summer | B6 | 300 | 3200 | 0 | 51.88 | 58.01 | 9 | 0
2020 | TVA_Transmission_2_SOCO | TVA_Transmission | SOCO | Internal | Summer | B7 | 400 | 3200 | 0 | 46 | 54.19 | 9 | 0
2020 | TVA_Transmission_2_SOCO | TVA_Transmission | SOCO | Internal | Summer | B8 | 500 | 3200 | 0 | 42.72 | 44.54 | 9 | 0
2020 | TVA_Transmission_2_SOCO | TVA_Transmission | SOCO | Internal | Summer | B9 | 800 | 3200 | 0 | 41.84 | 41.72 | 9 | 0
2020 | TVA_Transmission_2_SOCO | TVA_Transmission | SOCO | Internal | Summer | B10 | 1262 | 3200 | 0 | 38.95 | 41.72 | 9 | 0
2020 | TVA_Transmission_2_SOCO | TVA_Transmission | SOCO | Internal | Winter | B16 | 25 | 3200 | 0 | 59.3 | 66.47 | 9 | 0
2020 | TVA_Transmission_2_SOCO | TVA_Transmission | SOCO | Internal | Winter | B17 | 100 | 3200 | 0 | 49.56 | 45.6 | 9 | 0
2020 | TVA_Transmission_2_SOCO | TVA_Transmission | SOCO | Internal | Winter | B18 | 400 | 3200 | 0 | 46.4 | 45.6 | 9 | 0
2020 | TVA_Transmission_2_SOCO | TVA_Transmission | SOCO | Internal | Winter | B19 | 700 | 3200 | 0 | 44.86 | 45.6 | 9 | 0
2020 | TVA_Transmission_2_SOCO | TVA_Transmission | SOCO | Internal | Winter | B20 | 935 | 3200 | 0 | 42.42 | 45.17 | 9 | 0
2020 | TVA_Transmission_2_TVA | TVA_Transmission | TVA | Internal | Shoulder | B11 | 25 | 99999 | 0 | 59.3 | 51.34 | 0.01 | 0
2020 | TVA_Transmission_2_TVA | TVA_Transmission | TVA | Internal | Shoulder | B12 | 200 | 99999 | 0 | 47.12 | 42.63 | 0.01 | 0
2020 | TVA_Transmission_2_TVA | TVA_Transmission | TVA | Internal | Shoulder | B13 | 600 | 99999 | 0 | 45.47 | 42.48 | 0.01 | 0
2020 | TVA_Transmission_2_TVA | TVA_Transmission | TVA | Internal | Shoulder | B14 | 900 | 99999 | 0 | 44.2 | 42.48 | 0.01 | 0
2020 | TVA_Transmission_2_TVA | TVA_Transmission | TVA | Internal | Shoulder | B15 | 1203 | 99999 | 0 | 42.81 | 42.43 | 0.01 | 0
2020 | TVA_Transmission_2_TVA | TVA_Transmission | TVA | Internal | Summer | B1 | 10 | 99999 | 3520.85 | 74.47 | 74.49 | 0.01 | 0
2020 | TVA_Transmission_2_TVA | TVA_Transmission | TVA | Internal | Summer | B2 | 25 | 99999 | 2669.97 | 72.67 | 72.68 | 0.01 | 0
2020 | TVA_Transmission_2_TVA | TVA_Transmission | TVA | Internal | Summer | B3 | 75 | 99999 | 999.44 | 68.54 | 68.55 | 0.01 | 0
2020 | TVA_Transmission_2_TVA | TVA_Transmission | TVA | Internal | Summer | B4 | 100 | 99999 | 310.99 | 68.35 | 68.36 | 0.01 | 0
2020 | TVA_Transmission_2_TVA | TVA_Transmission | TVA | Internal | Summer | B5 | 200 | 99999 | 0 | 59.75 | 58.47 | 0.01 | 0
2020 | TVA_Transmission_2_TVA | TVA_Transmission | TVA | Internal | Summer | B6 | 300 | 99999 | 0 | 51.88 | 43.06 | 0.01 | 0
2020 | TVA_Transmission_2_TVA | TVA_Transmission | TVA | Internal | Summer | B7 | 400 | 99999 | 0 | 46 | 41.31 | 0.01 | 0
2020 | TVA_Transmission_2_TVA | TVA_Transmission | TVA | Internal | Summer | B8 | 500 | 99999 | 0 | 42.72 | 41.31 | 0.01 | 0
2020 | TVA_Transmission_2_TVA | TVA_Transmission | TVA | Internal | Summer | B9 | 800 | 99999 | 0 | 41.84 | 41.31 | 0.01 | 0
2020 | TVA_Transmission_2_TVA | TVA_Transmission | TVA | Internal | Summer | B10 | 1262 | 99999 | 0 | 38.95 | 37.12 | 0.01 | 0
2020 | TVA_Transmission_2_TVA | TVA_Transmission | TVA | Internal | Winter | B16 | 25 | 99999 | 0 | 59.3 | 58.66 | 0.01 | 0
2020 | TVA_Transmission_2_TVA | TVA_Transmission | TVA | Internal | Winter | B17 | 100 | 99999 | 0 | 49.56 | 45.26 | 0.01 | 0
2020 | TVA_Transmission_2_TVA | TVA_Transmission | TVA | Internal | Winter | B18 | 400 | 99999 | 0 | 46.4 | 42.21 | 0.01 | 0
2020 | TVA_Transmission_2_TVA | TVA_Transmission | TVA | Internal | Winter | B19 | 700 | 99999 | 0 | 44.86 | 42.21 | 0.01 | 0
2020 | TVA_Transmission_2_TVA | TVA_Transmission | TVA | Internal | Winter | B20 | 935 | 99999 | 0 | 42.42 | 42.21 | 0.01 | 0
2020 | TVA_Transmission_2_VACAR | TVA_Transmission | VACAR | Internal | Shoulder | B11 | 25 | 900 | 0 | 59.3 | 60.09 | 9 | 0
2020 | TVA_Transmission_2_VACAR | TVA_Transmission | VACAR | Internal | Shoulder | B12 | 200 | 900 | 0 | 47.12 | 49.19 | 9 | 0
2020 | TVA_Transmission_2_VACAR | TVA_Transmission | VACAR | Internal | Shoulder | B13 | 600 | 900 | 0 | 45.47 | 47.15 | 9 | 0
2020 | TVA_Transmission_2_VACAR | TVA_Transmission | VACAR | Internal | Shoulder | B14 | 900 | 900 | 0 | 44.2 | 46.4 | 9 | 0
2020 | TVA_Transmission_2_VACAR | TVA_Transmission | VACAR | Internal | Shoulder | B15 | 1203 | 900 | 0 | 42.81 | 43.29 | 9 | 0
2020 | TVA_Transmission_2_VACAR | TVA_Transmission | VACAR | Internal | Summer | B1 | 10 | 900 | 0 | 74.47 | 74.47 | 9 | 0
2020 | TVA_Transmission_2_VACAR | TVA_Transmission | VACAR | Internal | Summer | B2 | 25 | 900 | 0 | 72.67 | 74.47 | 9 | 0
2020 | TVA_Transmission_2_VACAR | TVA_Transmission | VACAR | Internal | Summer | B3 | 75 | 900 | 0 | 68.54 | 74.47 | 9 | 0
2020 | TVA_Transmission_2_VACAR | TVA_Transmission | VACAR | Internal | Summer | B4 | 100 | 900 | 0 | 68.35 | 68.35 | 9 | 0
2020 | TVA_Transmission_2_VACAR | TVA_Transmission | VACAR | Internal | Summer | B5 | 200 | 900 | 0 | 59.75 | 60.47 | 9 | 0
2020 | TVA_Transmission_2_VACAR | TVA_Transmission | VACAR | Internal | Summer | B6 | 300 | 900 | 0 | 51.88 | 55.11 | 9 | 0
2020 | TVA_Transmission_2_VACAR | TVA_Transmission | VACAR | Internal | Summer | B7 | 400 | 900 | 0 | 46 | 47.19 | 9 | 0
2020 | TVA_Transmission_2_VACAR | TVA_Transmission | VACAR | Internal | Summer | B8 | 500 | 900 | 0 | 42.72 | 44.45 | 9 | 0
2020 | TVA_Transmission_2_VACAR | TVA_Transmission | VACAR | Internal | Summer | B9 | 800 | 900 | 0 | 41.84 | 42.62 | 9 | 0
2020 | TVA_Transmission_2_VACAR | TVA_Transmission | VACAR | Internal | Summer | B10 | 1262 | 900 | 0 | 38.95 | 41.05 | 9 | 0
2020 | TVA_Transmission_2_VACAR | TVA_Transmission | VACAR | Internal | Winter | B16 | 25 | 900 | 0 | 59.3 | 60.21 | 9 | 0
2020 | TVA_Transmission_2_VACAR | TVA_Transmission | VACAR | Internal | Winter | B17 | 100 | 900 | 0 | 49.56 | 54.25 | 9 | 0
2020 | TVA_Transmission_2_VACAR | TVA_Transmission | VACAR | Internal | Winter | B18 | 400 | 900 | 0 | 46.4 | 47.43 | 9 | 0
2020 | TVA_Transmission_2_VACAR | TVA_Transmission | VACAR | Internal | Winter | B19 | 700 | 900 | 0 | 44.86 | 46.65 | 9 | 0
2020 | TVA_Transmission_2_VACAR | TVA_Transmission | VACAR | Internal | Winter | B20 | 935 | 900 | 0 | 42.42 | 42.68 | 9 | 0
2020 | VACAR_2_SOCO | VACAR | SOCO | Internal | Shoulder | B11 | 25 | 3000 | 3000 | 60.09 | 68.3 | 7 | 1.21
2020 | VACAR_2_SOCO | VACAR | SOCO | Internal | Shoulder | B12 | 200 | 3000 | 0 | 49.19 | 44.71 | 7 | 0
2020 | VACAR_2_SOCO | VACAR | SOCO | Internal | Shoulder | B13 | 600 | 3000 | 0 | 47.15 | 42.99 | 7 | 0
2020 | VACAR_2_SOCO | VACAR | SOCO | Internal | Shoulder | B14 | 900 | 3000 | 0 | 46.4 | 42.99 | 7 | 0
2020 | VACAR_2_SOCO | VACAR | SOCO | Internal | Shoulder | B15 | 1203 | 3000 | 0 | 43.29 | 42.99 | 7 | 0
2020 | VACAR_2_SOCO | VACAR | SOCO | Internal | Summer | B1 | 10 | 3000 | 0 | 74.47 | 72.4 | 7 | 0
2020 | VACAR_2_SOCO | VACAR | SOCO | Internal | Summer | B2 | 25 | 3000 | 0 | 74.47 | 71.04 | 7 | 0
2020 | VACAR_2_SOCO | VACAR | SOCO | Internal | Summer | B3 | 75 | 3000 | 0 | 74.47 | 71.04 | 7 | 0
2020 | VACAR_2_SOCO | VACAR | SOCO | Internal | Summer | B4 | 100 | 3000 | 0 | 68.35 | 71.04 | 7 | 0
2020 | VACAR_2_SOCO | VACAR | SOCO | Internal | Summer | B5 | 200 | 3000 | 781.99 | 60.47 | 67.47 | 7 | 0
2020 | VACAR_2_SOCO | VACAR | SOCO | Internal | Summer | B6 | 300 | 3000 | 0 | 55.11 | 58.01 | 7 | 0
2020 | VACAR_2_SOCO | VACAR | SOCO | Internal | Summer | B7 | 400 | 3000 | 1739.64 | 47.19 | 54.19 | 7 | 0
2020 | VACAR_2_SOCO | VACAR | SOCO | Internal | Summer | B8 | 500 | 3000 | 0 | 44.45 | 44.54 | 7 | 0
2020 | VACAR_2_SOCO | VACAR | SOCO | Internal | Summer | B9 | 800 | 3000 | 0 | 42.62 | 41.72 | 7 | 0
2020 | VACAR_2_SOCO | VACAR | SOCO | Internal | Summer | B10 | 1262 | 3000 | 0 | 41.05 | 41.72 | 7 | 0
2020 | VACAR_2_SOCO | VACAR | SOCO | Internal | Winter | B16 | 25 | 3000 | 0 | 60.21 | 66.47 | 7 | 0
2020 | VACAR_2_SOCO | VACAR | SOCO | Internal | Winter | B17 | 100 | 3000 | 0 | 54.25 | 45.6 | 7 | 0
2020 | VACAR_2_SOCO | VACAR | SOCO | Internal | Winter | B18 | 400 | 3000 | 0 | 47.43 | 45.6 | 7 | 0
2020 | VACAR_2_SOCO | VACAR | SOCO | Internal | Winter | B19 | 700 | 3000 | 0 | 46.65 | 45.6 | 7 | 0
2020 | VACAR_2_SOCO | VACAR | SOCO | Internal | Winter | B20 | 935 | 3000 | 0 | 42.68 | 45.17 | 7 | 0
2025 | ENT_2_MISO_MO-IL | ENT | MISO_MO-IL | Internal | Shoulder | B11 | 25 | 2260 | 0 | 69.85 | 63.59 | 8 | 0
2025 | ENT_2_MISO_MO-IL | ENT | MISO_MO-IL | Internal | Shoulder | B12 | 200 | 2260 | 0 | 46.94 | 49.01 | 8 | 0
2025 | ENT_2_MISO_MO-IL | ENT | MISO_MO-IL | Internal | Shoulder | B13 | 600 | 2260 | 0 | 46.94 | 45.1 | 8 | 0
2025 | ENT_2_MISO_MO-IL | ENT | MISO_MO-IL | Internal | Shoulder | B14 | 900 | 2260 | 0 | 46.61 | 42.62 | 8 | 0
2025 | ENT_2_MISO_MO-IL | ENT | MISO_MO-IL | Internal | Shoulder | B15 | 1203 | 2260 | 0 | 46.6 | 41.68 | 8 | 0
2025 | ENT_2_MISO_MO-IL | ENT | MISO_MO-IL | Internal | Summer | B1 | 10 | 2260 | 0 | 77.33 | 73.45 | 8 | 0
2025 | ENT_2_MISO_MO-IL | ENT | MISO_MO-IL | Internal | Summer | B2 | 25 | 2260 | 0 | 75.77 | 71.7 | 8 | 0
2025 | ENT_2_MISO_MO-IL | ENT | MISO_MO-IL | Internal | Summer | B3 | 75 | 2260 | 0 | 75.77 | 69.47 | 8 | 0
2025 | ENT_2_MISO_MO-IL | ENT | MISO_MO-IL | Internal | Summer | B4 | 100 | 2260 | 0 | 75.77 | 69.47 | 8 | 0
2025 | ENT_2_MISO_MO-IL | ENT | MISO_MO-IL | Internal | Summer | B5 | 200 | 2260 | 0 | 69.21 | 65.62 | 8 | 0
2025 | ENT_2_MISO_MO-IL | ENT | MISO_MO-IL | Internal | Summer | B6 | 300 | 2260 | 0 | 61.23 | 53.23 | 8 | 0
2025 | ENT_2_MISO_MO-IL | ENT | MISO_MO-IL | Internal | Summer | B7 | 400 | 2260 | 0 | 51.51 | 43.51 | 8 | 0
2025 | ENT_2_MISO_MO-IL | ENT | MISO_MO-IL | Internal | Summer | B8 | 500 | 2260 | 0 | 45.42 | 41.15 | 8 | 0
2025 | ENT_2_MISO_MO-IL | ENT | MISO_MO-IL | Internal | Summer | B9 | 800 | 2260 | 0 | 45.09 | 40.37 | 8 | 0
2025 | ENT_2_MISO_MO-IL | ENT | MISO_MO-IL | Internal | Summer | B10 | 1262 | 2260 | 0 | 43.61 | 37.07 | 8 | 0
2025 | ENT_2_MISO_MO-IL | ENT | MISO_MO-IL | Internal | Winter | B16 | 25 | 2260 | 0 | 67.76 | 62.97 | 8 | 0
2025 | ENT_2_MISO_MO-IL | ENT | MISO_MO-IL | Internal | Winter | B17 | 100 | 2260 | 0 | 49.93 | 51.28 | 8 | 0
2025 | ENT_2_MISO_MO-IL | ENT | MISO_MO-IL | Internal | Winter | B18 | 400 | 2260 | 0 | 49.93 | 46.99 | 8 | 0
2025 | ENT_2_MISO_MO-IL | ENT | MISO_MO-IL | Internal | Winter | B19 | 700 | 2260 | 0 | 49.57 | 44.02 | 8 | 0
2025 | ENT_2_MISO_MO-IL | ENT | MISO_MO-IL | Internal | Winter | B20 | 935 | 2260 | 0 | 47.93 | 39.93 | 8 | 0
2025 | ENT_2_SOCO | ENT | SOCO | Internal | Shoulder | B11 | 25 | 2000 | 0 | 69.85 | 75.21 | 8 | 0
2025 | ENT_2_SOCO | ENT | SOCO | Internal | Shoulder | B12 | 200 | 2000 | 0 | 46.94 | 52.05 | 8 | 0
2025 | ENT_2_SOCO | ENT | SOCO | Internal | Shoulder | B13 | 600 | 2000 | 0 | 46.94 | 46.99 | 8 | 0
2025 | ENT_2_SOCO | ENT | SOCO | Internal | Shoulder | B14 | 900 | 2000 | 0 | 46.61 | 46.99 | 8 | 0
2025 | ENT_2_SOCO | ENT | SOCO | Internal | Shoulder | B15 | 1203 | 2000 | 0 | 46.6 | 46.99 | 8 | 0
2025 | ENT_2_SOCO | ENT | SOCO | Internal | Summer | B1 | 10 | 2000 | 1359.54 | 77.33 | 85.33 | 8 | 0
2025 | ENT_2_SOCO | ENT | SOCO | Internal | Summer | B2 | 25 | 2000 | 0 | 75.77 | 78.71 | 8 | 0
2025 | ENT_2_SOCO | ENT | SOCO | Internal | Summer | B3 | 75 | 2000 | 0 | 75.77 | 78.71 | 8 | 0
2025 | ENT_2_SOCO | ENT | SOCO | Internal | Summer | B4 | 100 | 2000 | 0 | 75.77 | 77.21 | 8 | 0
2025 | ENT_2_SOCO | ENT | SOCO | Internal | Summer | B5 | 200 | 2000 | 1651.74 | 69.21 | 77.21 | 8 | 0
2025 | ENT_2_SOCO | ENT | SOCO | Internal | Summer | B6 | 300 | 2000 | 0 | 61.23 | 67.2 | 8 | 0
2025 | ENT_2_SOCO | ENT | SOCO | Internal | Summer | B7 | 400 | 2000 | 1817.33 | 51.51 | 59.51 | 8 | 0
2025 | ENT_2_SOCO | ENT | SOCO | Internal | Summer | B8 | 500 | 2000 | 0 | 45.42 | 51.08 | 8 | 0
2025 | ENT_2_SOCO | ENT | SOCO | Internal | Summer | B9 | 800 | 2000 | 0 | 45.09 | 45.59 | 8 | 0
2025 | ENT_2_SOCO | ENT | SOCO | Internal | Summer | B10 | 1262 | 2000 | 0 | 43.61 | 45.59 | 8 | 0
2025 | ENT_2_SOCO | ENT | SOCO | Internal | Winter | B16 | 25 | 2000 | 1491.7 | 67.76 | 75.76 | 8 | 0
2025 | ENT_2_SOCO | ENT | SOCO | Internal | Winter | B17 | 100 | 2000 | 0 | 49.93 | 51.67 | 8 | 0
2025 | ENT_2_SOCO | ENT | SOCO | Internal | Winter | B18 | 400 | 2000 | 0 | 49.93 | 49.88 | 8 | 0
2025 | ENT_2_SOCO | ENT | SOCO | Internal | Winter | B19 | 700 | 2000 | 0 | 49.57 | 49.88 | 8 | 0
2025 | ENT_2_SOCO | ENT | SOCO | Internal | Winter | B20 | 935 | 2000 | 0 | 47.93 | 49.88 | 8 | 0
2025 | ENT_2_SPP_N | ENT | SPP_N | Internal | Shoulder | B11 | 25 | 1300 | 0 | 69.85 | 70.58 | 8 | 0
2025 | ENT_2_SPP_N | ENT | SPP_N | Internal | Shoulder | B12 | 200 | 1300 | 0 | 46.94 | 49.01 | 8 | 0
2025 | ENT_2_SPP_N | ENT | SPP_N | Internal | Shoulder | B13 | 600 | 1300 | 0 | 46.94 | 46.6 | 8 | 0
2025 | ENT_2_SPP_N | ENT | SPP_N | Internal | Shoulder | B14 | 900 | 1300 | 0 | 46.61 | 45.88 | 8 | 0
2025 | ENT_2_SPP_N | ENT | SPP_N | Internal | Shoulder | B15 | 1203 | 1300 | 0 | 46.6 | 44.97 | 8 | 0
2025 | ENT_2_SPP_N | ENT | SPP_N | Internal | Summer | B1 | 10 | 1300 | 0 | 77.33 | 74.03 | 8 | 0
2025 | ENT_2_SPP_N | ENT | SPP_N | Internal | Summer | B2 | 25 | 1300 | 0 | 75.77 | 74.03 | 8 | 0
2025 | ENT_2_SPP_N | ENT | SPP_N | Internal | Summer | B3 | 75 | 1300 | 0 | 75.77 | 74.03 | 8 | 0
2025 | ENT_2_SPP_N | ENT | SPP_N | Internal | Summer | B4 | 100 | 1300 | 0 | 75.77 | 74.03 | 8 | 0
2025 | ENT_2_SPP_N | ENT | SPP_N | Internal | Summer | B5 | 200 | 1300 | 0 | 69.21 | 70.05 | 8 | 0
2025 | ENT_2_SPP_N | ENT | SPP_N | Internal | Summer | B6 | 300 | 1300 | 0 | 61.23 | 61.23 | 8 | 0
2025 | ENT_2_SPP_N | ENT | SPP_N | Internal | Summer | B7 | 400 | 1300 | 0 | 51.51 | 50.73 | 8 | 0
2025 | ENT_2_SPP_N | ENT | SPP_N | Internal | Summer | B8 | 500 | 1300 | 0 | 45.42 | 45.39 | 8 | 0
2025 | ENT_2_SPP_N | ENT | SPP_N | Internal | Summer | B9 | 800 | 1300 | 0 | 45.09 | 44.28 | 8 | 0
2025 | ENT_2_SPP_N | ENT | SPP_N | Internal | Summer | B10 | 1262 | 1300 | 0 | 43.61 | 43.31 | 8 | 0
2025 | ENT_2_SPP_N | ENT | SPP_N | Internal | Winter | B16 | 25 | 1300 | 0 | 67.76 | 64.5 | 8 | 0
2025 | ENT_2_SPP_N | ENT | SPP_N | Internal | Winter | B17 | 100 | 1300 | 0 | 49.93 | 49.71 | 8 | 0
2025 | ENT_2_SPP_N | ENT | SPP_N | Internal | Winter | B18 | 400 | 1300 | 0 | 49.93 | 48.02 | 8 | 0
2025 | ENT_2_SPP_N | ENT | SPP_N | Internal | Winter | B19 | 700 | 1300 | 0 | 49.57 | 48.02 | 8 | 0
2025 | ENT_2_SPP_N | ENT | SPP_N | Internal | Winter | B20 | 935 | 1300 | 0 | 47.93 | 45.66 | 8 | 0
2025 | ENT_2_TVA_Transmission | ENT | TVA_Transmission | Internal | Shoulder | B11 | 25 | 2100 | 0 | 69.85 | 66.21 | 8 | 0
2025 | ENT_2_TVA_Transmission | ENT | TVA_Transmission | Internal | Shoulder | B12 | 200 | 2100 | 0 | 46.94 | 51.77 | 8 | 0
2025 | ENT_2_TVA_Transmission | ENT | TVA_Transmission | Internal | Shoulder | B13 | 600 | 2100 | 0 | 46.94 | 49.27 | 8 | 0
2025 | ENT_2_TVA_Transmission | ENT | TVA_Transmission | Internal | Shoulder | B14 | 900 | 2100 | 0 | 46.61 | 47.86 | 8 | 0
2025 | ENT_2_TVA_Transmission | ENT | TVA_Transmission | Internal | Shoulder | B15 | 1203 | 2100 | 0 | 46.6 | 45.3 | 8 | 0
2025 | ENT_2_TVA_Transmission | ENT | TVA_Transmission | Internal | Summer | B1 | 10 | 2100 | 0 | 77.33 | 81.45 | 8 | 0
2025 | ENT_2_TVA_Transmission | ENT | TVA_Transmission | Internal | Summer | B2 | 25 | 2100 | 0 | 75.77 | 79.7 | 8 | 0
2025 | ENT_2_TVA_Transmission | ENT | TVA_Transmission | Internal | Summer | B3 | 75 | 2100 | 0 | 75.77 | 74.7 | 8 | 0
2025 | ENT_2_TVA_Transmission | ENT | TVA_Transmission | Internal | Summer | B4 | 100 | 2100 | 0 | 75.77 | 74.66 | 8 | 0
2025 | ENT_2_TVA_Transmission | ENT | TVA_Transmission | Internal | Summer | B5 | 200 | 2100 | 0 | 69.21 | 69.63 | 8 | 0
2025 | ENT_2_TVA_Transmission | ENT | TVA_Transmission | Internal | Summer | B6 | 300 | 2100 | 0 | 61.23 | 58.21 | 8 | 0
2025 | ENT_2_TVA_Transmission | ENT | TVA_Transmission | Internal | Summer | B7 | 400 | 2100 | 0 | 51.51 | 50.66 | 8 | 0
2025 | ENT_2_TVA_Transmission | ENT | TVA_Transmission | Internal | Summer | B8 | 500 | 2100 | 0 | 45.42 | 46.36 | 8 | 0
2025 | ENT_2_TVA_Transmission | ENT | TVA_Transmission | Internal | Summer | B9 | 800 | 2100 | 0 | 45.09 | 45.15 | 8 | 0
2025 | ENT_2_TVA_Transmission | ENT | TVA_Transmission | Internal | Summer | B10 | 1262 | 2100 | 0 | 43.61 | 40.44 | 8 | 0
2025 | ENT_2_TVA_Transmission | ENT | TVA_Transmission | Internal | Winter | B16 | 25 | 2100 | 0 | 67.76 | 69.28 | 8 | 0
2025 | ENT_2_TVA_Transmission | ENT | TVA_Transmission | Internal | Winter | B17 | 100 | 2100 | 0 | 49.93 | 54.8 | 8 | 0
2025 | ENT_2_TVA_Transmission | ENT | TVA_Transmission | Internal | Winter | B18 | 400 | 2100 | 0 | 49.93 | 50.64 | 8 | 0
2025 | ENT_2_TVA_Transmission | ENT | TVA_Transmission | Internal | Winter | B19 | 700 | 2100 | 0 | 49.57 | 48.6 | 8 | 0
2025 | ENT_2_TVA_Transmission | ENT | TVA_Transmission | Internal | Winter | B20 | 935 | 2100 | 0 | 47.93 | 44.72 | 8 | 0
2025 | HQ_NEISO_2_NEISO | HQ_NEISO | NEISO | Internal | Shoulder | B11 | 25 | 99999 | 2920 | 40.92 | 40.94 | 0.01 | 0
2025 | HQ_NEISO_2_NEISO | HQ_NEISO | NEISO | Internal | Shoulder | B12 | 200 | 99999 | 2920 | 40.92 | 40.94 | 0.01 | 0
2025 | HQ_NEISO_2_NEISO | HQ_NEISO | NEISO | Internal | Shoulder | B13 | 600 | 99999 | 2920 | 40.92 | 40.94 | 0.01 | 0
2025 | HQ_NEISO_2_NEISO | HQ_NEISO | NEISO | Internal | Shoulder | B14 | 900 | 99999 | 2920 | 40.92 | 40.94 | 0.01 | 0
2025 | HQ_NEISO_2_NEISO | HQ_NEISO | NEISO | Internal | Shoulder | B15 | 1203 | 99999 | 1143.24 | 40.92 | 40.94 | 0.01 | 0
2025 | HQ_NEISO_2_NEISO | HQ_NEISO | NEISO | Internal | Summer | B1 | 10 | 99999 | 2920 | 70.46 | 70.47 | 0.01 | 0
2025 | HQ_NEISO_2_NEISO | HQ_NEISO | NEISO | Internal | Summer | B2 | 25 | 99999 | 2920 | 63.03 | 63.04 | 0.01 | 0
2025 | HQ_NEISO_2_NEISO | HQ_NEISO | NEISO | Internal | Summer | B3 | 75 | 99999 | 2920 | 53.7 | 53.71 | 0.01 | 0
2025 | HQ_NEISO_2_NEISO | HQ_NEISO | NEISO | Internal | Summer | B4 | 100 | 99999 | 2920 | 47.44 | 47.45 | 0.01 | 0
2025 | HQ_NEISO_2_NEISO | HQ_NEISO | NEISO | Internal | Summer | B5 | 200 | 99999 | 2920 | 37.75 | 37.77 | 0.01 | 0
2025 | HQ_NEISO_2_NEISO | HQ_NEISO | NEISO | Internal | Summer | B6 | 300 | 99999 | 2920 | 37.75 | 37.77 | 0.01 | 0
2025 | HQ_NEISO_2_NEISO | HQ_NEISO | NEISO | Internal | Summer | B7 | 400 | 99999 | 2920 | 37.75 | 37.77 | 0.01 | 0
2025 | HQ_NEISO_2_NEISO | HQ_NEISO | NEISO | Internal | Summer | B8 | 500 | 99999 | 2920 | 37.75 | 37.77 | 0.01 | 0
2025 | HQ_NEISO_2_NEISO | HQ_NEISO | NEISO | Internal | Summer | B9 | 800 | 99999 | 2920 | 37.75 | 37.77 | 0.01 | 0
2025 | HQ_NEISO_2_NEISO | HQ_NEISO | NEISO | Internal | Summer | B10 | 1262 | 99999 | 795.94 | 37.75 | 37.77 | 0.01 | 0
2025 | HQ_NEISO_2_NEISO | HQ_NEISO | NEISO | Internal | Winter | B16 | 25 | 99999 | 2920 | 50.72 | 50.73 | 0.01 | 0
2025 | HQ_NEISO_2_NEISO | HQ_NEISO | NEISO | Internal | Winter | B17 | 100 | 99999 | 2920 | 50.72 | 50.73 | 0.01 | 0
2025 | HQ_NEISO_2_NEISO | HQ_NEISO | NEISO | Internal | Winter | B18 | 400 | 99999 | 2920 | 50.72 | 50.73 | 0.01 | 0
2025 | HQ_NEISO_2_NEISO | HQ_NEISO | NEISO | Internal | Winter | B19 | 700 | 99999 | 2920 | 49.34 | 49.35 | 0.01 | 0
2025 | HQ_NEISO_2_NEISO | HQ_NEISO | NEISO | Internal | Winter | B20 | 935 | 99999 | 1233.58 | 49.34 | 49.35 | 0.01 | 0
2025 | HQ_NY_2_NYISO_A-F | HQ_NY | NYISO_A-F | Internal | Shoulder | B11 | 25 | 99999 | 1000 | 43.92 | 43.94 | 0.01 | 0
2025 | HQ_NY_2_NYISO_A-F | HQ_NY | NYISO_A-F | Internal | Shoulder | B12 | 200 | 99999 | 1000 | 43.75 | 43.77 | 0.01 | 0
2025 | HQ_NY_2_NYISO_A-F | HQ_NY | NYISO_A-F | Internal | Shoulder | B13 | 600 | 99999 | 1000 | 43.75 | 43.77 | 0.01 | 0
2025 | HQ_NY_2_NYISO_A-F | HQ_NY | NYISO_A-F | Internal | Shoulder | B14 | 900 | 99999 | 1000 | 42.81 | 42.82 | 0.01 | 0
2025 | HQ_NY_2_NYISO_A-F | HQ_NY | NYISO_A-F | Internal | Shoulder | B15 | 1203 | 99999 | 188.69 | 42.81 | 42.82 | 0.01 | 0
2025 | HQ_NY_2_NYISO_A-F | HQ_NY | NYISO_A-F | Internal | Summer | B1 | 10 | 99999 | 1000 | 67.46 | 67.47 | 0.01 | 0
2025 | HQ_NY_2_NYISO_A-F | HQ_NY | NYISO_A-F | Internal | Summer | B2 | 25 | 99999 | 1000 | 65.7 | 65.72 | 0.01 | 0
2025 | HQ_NY_2_NYISO_A-F | HQ_NY | NYISO_A-F | Internal | Summer | B3 | 75 | 99999 | 1000 | 56.7 | 56.71 | 0.01 | 0
2025 | HQ_NY_2_NYISO_A-F | HQ_NY | NYISO_A-F | Internal | Summer | B4 | 100 | 99999 | 1000 | 50.44 | 50.45 | 0.01 | 0
2025 | HQ_NY_2_NYISO_A-F | HQ_NY | NYISO_A-F | Internal | Summer | B5 | 200 | 99999 | 1000 | 49.83 | 49.84 | 0.01 | 0
2025 | HQ_NY_2_NYISO_A-F | HQ_NY | NYISO_A-F | Internal | Summer | B6 | 300 | 99999 | 1000 | 46.58 | 46.59 | 0.01 | 0
2025 | HQ_NY_2_NYISO_A-F | HQ_NY | NYISO_A-F | Internal | Summer | B7 | 400 | 99999 | 1000 | 43.47 | 43.49 | 0.01 | 0
2025 | HQ_NY_2_NYISO_A-F | HQ_NY | NYISO_A-F | Internal | Summer | B8 | 500 | 99999 | 1000 | 42.46 | 42.47 | 0.01 | 0
2025 | HQ_NY_2_NYISO_A-F | HQ_NY | NYISO_A-F | Internal | Summer | B9 | 800 | 99999 | 1000 | 40.74 | 40.75 | 0.01 | 0
2025 | HQ_NY_2_NYISO_A-F | HQ_NY | NYISO_A-F | Internal | Summer | B10 | 1262 | 99999 | 30.11 | 40.74 | 40.75 | 0.01 | 0
2025 | HQ_NY_2_NYISO_A-F | HQ_NY | NYISO_A-F | Internal | Winter | B16 | 25 | 99999 | 1000 | 50.8 | 50.81 | 0.01 | 0
2025 | HQ_NY_2_NYISO_A-F | HQ_NY | NYISO_A-F | Internal | Winter | B17 | 100 | 99999 | 1000 | 47.72 | 47.73 | 0.01 | 0
2025 | HQ_NY_2_NYISO_A-F | HQ_NY | NYISO_A-F | Internal | Winter | B18 | 400 | 99999 | 1000 | 46.3 | 46.32 | 0.01 | 0
2025 | HQ_NY_2_NYISO_A-F | HQ_NY | NYISO_A-F | Internal | Winter | B19 | 700 | 99999 | 1000 | 46.3 | 46.32 | 0.01 | 0
2025 | HQ_NY_2_NYISO_A-F | HQ_NY | NYISO_A-F | Internal | Winter | B20 | 935 | 99999 | 229.95 | 46.3 | 46.32 | 0.01 | 0
2025 | HQ_IESO_2_IESO | HQ_IESO | IESO | Internal | Shoulder | B11 | 25 | 99999 | 400 | 35.54 | 35.55 | 0.01 | 0
2025 | HQ_IESO_2_IESO | HQ_IESO | IESO | Internal | Shoulder | B12 | 200 | 99999 | 400 | 35.54 | 35.55 | 0.01 | 0
2025 | HQ_IESO_2_IESO | HQ_IESO | IESO | Internal | Shoulder | B13 | 600 | 99999 | 400 | 35.54 | 35.55 | 0.01 | 0
2025 | HQ_IESO_2_IESO | HQ_IESO | IESO | Internal | Shoulder | B14 | 900 | 99999 | 400 | 35.54 | 35.55 | 0.01 | 0
2025 | HQ_IESO_2_IESO | HQ_IESO | IESO | Internal | Shoulder | B15 | 1203 | 99999 | 75.48 | 35.54 | 35.55 | 0.01 | 0
2025 | HQ_IESO_2_IESO | HQ_IESO | IESO | Internal | Summer | B1 | 10 | 99999 | 400 | 60.46 | 60.47 | 0.01 | 0
2025 | HQ_IESO_2_IESO | HQ_IESO | IESO | Internal | Summer | B2 | 25 | 99999 | 400 | 58.7 | 58.72 | 0.01 | 0
2025 | HQ_IESO_2_IESO | HQ_IESO | IESO | Internal | Summer | B3 | 75 | 99999 | 400 | 42.83 | 42.84 | 0.01 | 0
2025 | HQ_IESO_2_IESO | HQ_IESO | IESO | Internal | Summer | B4 | 100 | 99999 | 400 | 42.83 | 42.84 | 0.01 | 0
2025 | HQ_IESO_2_IESO | HQ_IESO | IESO | Internal | Summer | B5 | 200 | 99999 | 400 | 42.83 | 42.84 | 0.01 | 0
2025 | HQ_IESO_2_IESO | HQ_IESO | IESO | Internal | Summer | B6 | 300 | 99999 | 400 | 39.58 | 39.59 | 0.01 | 0
2025 | HQ_IESO_2_IESO | HQ_IESO | IESO | Internal | Summer | B7 | 400 | 99999 | 400 | 36.47 | 36.49 | 0.01 | 0
2025 | HQ_IESO_2_IESO | HQ_IESO | IESO | Internal | Summer | B8 | 500 | 99999 | 400 | 34.14 | 34.15 | 0.01 | 0
2025 | HQ_IESO_2_IESO | HQ_IESO | IESO | Internal | Summer | B9 | 800 | 99999 | 400 | 33.38 | 33.39 | 0.01 | 0
2025 | HQ_IESO_2_IESO | HQ_IESO | IESO | Internal | Summer | B10 | 1262 | 99999 | 12.04 | 33.38 | 33.39 | 0.01 | 0
2025 | HQ_IESO_2_IESO | HQ_IESO | IESO | Internal | Winter | B16 | 25 | 99999 | 400 | 42.48 | 42.49 | 0.01 | 0
2025 | HQ_IESO_2_IESO | HQ_IESO | IESO | Internal | Winter | B17 | 100 | 99999 | 400 | 40.72 | 40.73 | 0.01 | 0
2025 | HQ_IESO_2_IESO | HQ_IESO | IESO | Internal | Winter | B18 | 400 | 99999 | 400 | 39.3 | 39.32 | 0.01 | 0
2025 | HQ_IESO_2_IESO | HQ_IESO | IESO | Internal | Winter | B19 | 700 | 99999 | 400 | 39.3 | 39.32 | 0.01 | 0
2025 | HQ_IESO_2_IESO | HQ_IESO | IESO | Internal | Winter | B20 | 935 | 99999 | 91.98 | 39.3 | 39.32 | 0.01 | 0
2025 | IESO_2_MAPP_CA | IESO | MAPP_CA | Internal | Shoulder | B11 | 25 | 262 | 262 | 35.55 | 63.57 | 7 | 21.02
2025 | IESO_2_MAPP_CA | IESO | MAPP_CA | Internal | Shoulder | B12 | 200 | 262 | 262 | 35.55 | 48.99 | 7 | 6.44
2025 | IESO_2_MAPP_CA | IESO | MAPP_CA | Internal | Shoulder | B13 | 600 | 262 | 262 | 35.55 | 45.82 | 7 | 3.27
2025 | IESO_2_MAPP_CA | IESO | MAPP_CA | Internal | Shoulder | B14 | 900 | 262 | 262 | 35.55 | 45.82 | 7 | 3.27
2025 | IESO_2_MAPP_CA | IESO | MAPP_CA | Internal | Shoulder | B15 | 1203 | 262 | 262 | 35.55 | 45.82 | 7 | 3.27
2025 | IESO_2_MAPP_CA | IESO | MAPP_CA | Internal | Summer | B1 | 10 | 262 | 262 | 60.47 | 71.73 | 7 | 4.26
2025 | IESO_2_MAPP_CA | IESO | MAPP_CA | Internal | Summer | B2 | 25 | 262 | 262 | 58.72 | 71.69 | 7 | 5.98
2025 | IESO_2_MAPP_CA | IESO | MAPP_CA | Internal | Summer | B3 | 75 | 262 | 262 | 42.84 | 70.65 | 7 | 20.81
2025 | IESO_2_MAPP_CA | IESO | MAPP_CA | Internal | Summer | B4 | 100 | 262 | 262 | 42.84 | 70.65 | 7 | 20.81
2025 | IESO_2_MAPP_CA | IESO | MAPP_CA | Internal | Summer | B5 | 200 | 262 | 262 | 42.84 | 65.62 | 7 | 15.78
2025 | IESO_2_MAPP_CA | IESO | MAPP_CA | Internal | Summer | B6 | 300 | 262 | 262 | 39.59 | 54.22 | 7 | 7.63
2025 | IESO_2_MAPP_CA | IESO | MAPP_CA | Internal | Summer | B7 | 400 | 262 | 262 | 36.49 | 43.72 | 7 | 0.24
2025 | IESO_2_MAPP_CA | IESO | MAPP_CA | Internal | Summer | B8 | 500 | 262 | 262 | 34.15 | 43.55 | 7 | 2.4
2025 | IESO_2_MAPP_CA | IESO | MAPP_CA | Internal | Summer | B9 | 800 | 262 | 262 | 33.39 | 43.55 | 7 | 3.16
2025 | IESO_2_MAPP_CA | IESO | MAPP_CA | Internal | Summer | B10 | 1262 | 262 | 262 | 33.39 | 43.55 | 7 | 3.16
2025 | IESO_2_MAPP_CA | IESO | MAPP_CA | Internal | Winter | B16 | 25 | 262 | 262 | 42.49 | 62.95 | 7 | 13.46
2025 | IESO_2_MAPP_CA | IESO | MAPP_CA | Internal | Winter | B17 | 100 | 262 | 262 | 40.73 | 51.26 | 7 | 3.53
2025 | IESO_2_MAPP_CA | IESO | MAPP_CA | Internal | Winter | B18 | 400 | 262 | 262 | 39.32 | 49.21 | 7 | 2.89
2025 | IESO_2_MAPP_CA | IESO | MAPP_CA | Internal | Winter | B19 | 700 | 262 | 262 | 39.32 | 49.21 | 7 | 2.89
2025 | IESO_2_MAPP_CA | IESO | MAPP_CA | Internal | Winter | B20 | 935 | 262 | 262 | 39.32 | 49.21 | 7 | 2.89
2025 | IESO_2_MISO_MI | IESO | MISO_MI | Internal | Shoulder | B11 | 25 | 1840 | 1840 | 35.55 | 57.98 | 7 | 15.43
2025 | IESO_2_MISO_MI | IESO | MISO_MI | Internal | Shoulder | B12 | 200 | 1840 | 1840 | 35.55 | 49.01 | 7 | 6.47
2025 | IESO_2_MISO_MI | IESO | MISO_MI | Internal | Shoulder | B13 | 600 | 1840 | 1840 | 35.55 | 45.1 | 7 | 2.55
2025 | IESO_2_MISO_MI | IESO | MISO_MI | Internal | Shoulder | B14 | 900 | 1840 | 1840 | 35.55 | 42.62 | 7 | 0.07
2025 | IESO_2_MISO_MI | IESO | MISO_MI | Internal | Shoulder | B15 | 1203 | 1840 | 0 | 35.55 | 41.7 | 7 | 0
2025 | IESO_2_MISO_MI | IESO | MISO_MI | Internal | Summer | B1 | 10 | 1840 | 1840 | 60.47 | 71.31 | 7 | 3.83
2025 | IESO_2_MISO_MI | IESO | MISO_MI | Internal | Summer | B2 | 25 | 1840 | 1840 | 58.72 | 71.31 | 7 | 5.59
2025 | IESO_2_MISO_MI | IESO | MISO_MI | Internal | Summer | B3 | 75 | 1840 | 1840 | 42.84 | 66.7 | 7 | 16.86
2025 | IESO_2_MISO_MI | IESO | MISO_MI | Internal | Summer | B4 | 100 | 1840 | 1840 | 42.84 | 66.02 | 7 | 16.17
2025 | IESO_2_MISO_MI | IESO | MISO_MI | Internal | Summer | B5 | 200 | 1840 | 1840 | 42.84 | 61.63 | 7 | 11.79
2025 | IESO_2_MISO_MI | IESO | MISO_MI | Internal | Summer | B6 | 300 | 1840 | 1840 | 39.59 | 51.83 | 7 | 5.24
2025 | IESO_2_MISO_MI | IESO | MISO_MI | Internal | Summer | B7 | 400 | 1840 | 1646.64 | 36.49 | 43.49 | 7 | 0
2025 | IESO_2_MISO_MI | IESO | MISO_MI | Internal | Summer | B8 | 500 | 1840 | 1741.9 | 34.15 | 41.15 | 7 | 0
2025 | IESO_2_MISO_MI | IESO | MISO_MI | Internal | Summer | B9 | 800 | 1840 | 139.16 | 33.39 | 40.39 | 7 | 0
2025 | IESO_2_MISO_MI | IESO | MISO_MI | Internal | Summer | B10 | 1262 | 1840 | 0 | 33.39 | 37.09 | 7 | 0
2025 | IESO_2_MISO_MI | IESO | MISO_MI | Internal | Winter | B16 | 25 | 1840 | 1840 | 42.49 | 59.89 | 7 | 10.4
2025 | IESO_2_MISO_MI | IESO | MISO_MI | Internal | Winter | B17 | 100 | 1840 | 1840 | 40.73 | 51.28 | 7 | 3.55
2025 | IESO_2_MISO_MI | IESO | MISO_MI | Internal | Winter | B18 | 400 | 1840 | 1840 | 39.32 | 46.99 | 7 | 0.67
2025 | IESO_2_MISO_MI | IESO | MISO_MI | Internal | Winter | B19 | 700 | 1840 | 0 | 39.32 | 44.04 | 7 | 0
2025 | IESO_2_MISO_MI | IESO | MISO_MI | Internal | Winter | B20 | 935 | 1840 | 0 | 39.32 | 39.91 | 7 | 0
2025 | IESO_2_MISO_W | IESO | MISO_W | Internal | Shoulder | B11 | 25 | 140 | 140 | 35.55 | 63.58 | 7 | 21.04
2025 | IESO_2_MISO_W | IESO | MISO_W | Internal | Shoulder | B12 | 200 | 140 | 140 | 35.55 | 49 | 7 | 6.46
2025 | IESO_2_MISO_W | IESO | MISO_W | Internal | Shoulder | B13 | 600 | 140 | 140 | 35.55 | 45.11 | 7 | 2.56
2025 | IESO_2_MISO_W | IESO | MISO_W | Internal | Shoulder | B14 | 900 | 140 | 140 | 35.55 | 43.15 | 7 | 0.6
2025 | IESO_2_MISO_W | IESO | MISO_W | Internal | Shoulder | B15 | 1203 | 140 | 0 | 35.55 | 41.69 | 7 | 0
2025 | IESO_2_MISO_W | IESO | MISO_W | Internal | Summer | B1 | 10 | 140 | 140 | 60.47 | 73.44 | 7 | 5.96
2025 | IESO_2_MISO_W | IESO | MISO_W | Internal | Summer | B2 | 25 | 140 | 140 | 58.72 | 71.7 | 7 | 5.99
2025 | IESO_2_MISO_W | IESO | MISO_W | Internal | Summer | B3 | 75 | 140 | 140 | 42.84 | 70.66 | 7 | 20.82
2025 | IESO_2_MISO_W | IESO | MISO_W | Internal | Summer | B4 | 100 | 140 | 140 | 42.84 | 70.66 | 7 | 20.82
2025 | IESO_2_MISO_W | IESO | MISO_W | Internal | Summer | B5 | 200 | 140 | 140 | 42.84 | 65.63 | 7 | 15.79
2025 | IESO_2_MISO_W | IESO | MISO_W | Internal | Summer | B6 | 300 | 140 | 140 | 39.59 | 54.23 | 7 | 7.64
2025 | IESO_2_MISO_W | IESO | MISO_W | Internal | Summer | B7 | 400 | 140 | 140 | 36.49 | 43.73 | 7 | 0.25
2025 | IESO_2_MISO_W | IESO | MISO_W | Internal | Summer | B8 | 500 | 140 | 140 | 34.15 | 41.17 | 7 | 0.02
2025 | IESO_2_MISO_W | IESO | MISO_W | Internal | Summer | B9 | 800 | 140 | 0 | 33.39 | 40.35 | 7 | 0
2025 | IESO_2_MISO_W | IESO | MISO_W | Internal | Summer | B10 | 1262 | 140 | 0 | 33.39 | 37.06 | 7 | 0
2025 | IESO_2_MISO_W | IESO | MISO_W | Internal | Winter | B16 | 25 | 140 | 140 | 42.49 | 62.96 | 7 | 13.47
2025 | IESO_2_MISO_W | IESO | MISO_W | Internal | Winter | B17 | 100 | 140 | 140 | 40.73 | 51.27 | 7 | 3.54
2025 | IESO_2_MISO_W | IESO | MISO_W | Internal | Winter | B18 | 400 | 140 | 140 | 39.32 | 47 | 7 | 0.68
2025 | IESO_2_MISO_W | IESO | MISO_W | Internal | Winter | B19 | 700 | 140 | 0 | 39.32 | 44.56 | 7 | 0
2025 | IESO_2_MISO_W | IESO | MISO_W | Internal | Winter | B20 | 935 | 140 | 0 | 39.32 | 39.92 | 7 | 0
2025 | IESO_2_NYISO_A-F | IESO | NYISO_A-F | Internal | Shoulder | B11 | 25 | 1725 | 1725 | 35.55 | 43.94 | 7 | 1.39
2025 | IESO_2_NYISO_A-F | IESO | NYISO_A-F | Internal | Shoulder | B12 | 200 | 1725 | 1725 | 35.55 | 43.77 | 7 | 1.22
2025 | IESO_2_NYISO_A-F | IESO | NYISO_A-F | Internal | Shoulder | B13 | 600 | 1725 | 1725 | 35.55 | 43.77 | 7 | 1.22
2025 | IESO_2_NYISO_A-F | IESO | NYISO_A-F | Internal | Shoulder | B14 | 900 | 1725 | 1725 | 35.55 | 42.82 | 7 | 0.28
2025 | IESO_2_NYISO_A-F | IESO | NYISO_A-F | Internal | Shoulder | B15 | 1203 | 1725 | 1725 | 35.55 | 42.82 | 7 | 0.28
2025 | IESO_2_NYISO_A-F | IESO | NYISO_A-F | Internal | Summer | B1 | 10 | 1725 | 292.32 | 60.47 | 67.47 | 7 | 0
2025 | IESO_2_NYISO_A-F | IESO | NYISO_A-F | Internal | Summer | B2 | 25 | 1725 | 860.28 | 58.72 | 65.72 | 7 | 0
2025 | IESO_2_NYISO_A-F | IESO | NYISO_A-F | Internal | Summer | B3 | 75 | 1725 | 1725 | 42.84 | 56.71 | 7 | 6.87
2025 | IESO_2_NYISO_A-F | IESO | NYISO_A-F | Internal | Summer | B4 | 100 | 1725 | 1725 | 42.84 | 50.45 | 7 | 0.61
2025 | IESO_2_NYISO_A-F | IESO | NYISO_A-F | Internal | Summer | B5 | 200 | 1725 | 1644.98 | 42.84 | 49.84 | 7 | 0
2025 | IESO_2_NYISO_A-F | IESO | NYISO_A-F | Internal | Summer | B6 | 300 | 1725 | 244.81 | 39.59 | 46.59 | 7 | 0
2025 | IESO_2_NYISO_A-F | IESO | NYISO_A-F | Internal | Summer | B7 | 400 | 1725 | 1033.36 | 36.49 | 43.49 | 7 | 0
2025 | IESO_2_NYISO_A-F | IESO | NYISO_A-F | Internal | Summer | B8 | 500 | 1725 | 1725 | 34.15 | 42.47 | 7 | 1.32
2025 | IESO_2_NYISO_A-F | IESO | NYISO_A-F | Internal | Summer | B9 | 800 | 1725 | 1725 | 33.39 | 40.75 | 7 | 0.37
2025 | IESO_2_NYISO_A-F | IESO | NYISO_A-F | Internal | Summer | B10 | 1262 | 1725 | 1725 | 33.39 | 40.75 | 7 | 0.37
2025 | IESO_2_NYISO_A-F | IESO | NYISO_A-F | Internal | Winter | B16 | 25 | 1725 | 1725 | 42.49 | 50.81 | 7 | 1.32
2025 | IESO_2_NYISO_A-F | IESO | NYISO_A-F | Internal | Winter | B17 | 100 | 1725 | 1041.39 | 40.73 | 47.73 | 7 | 0
2025 | IESO_2_NYISO_A-F | IESO | NYISO_A-F | Internal | Winter | B18 | 400 | 1725 | 1666.49 | 39.32 | 46.32 | 7 | 0
2025 | IESO_2_NYISO_A-F | IESO | NYISO_A-F | Internal | Winter | B19 | 700 | 1725 | 1705.12 | 39.32 | 46.32 | 7 | 0
2025 | IESO_2_NYISO_A-F | IESO | NYISO_A-F | Internal | Winter | B20 | 935 | 1725 | 1639.79 | 39.32 | 46.32 | 7 | 0
2025 | MAPP_CA_2_IESO | MAPP_CA | IESO | Internal | Shoulder | B11 | 25 | 330 | 0 | 63.57 | 35.55 | 8 | 0
2025 | MAPP_CA_2_IESO | MAPP_CA | IESO | Internal | Shoulder | B12 | 200 | 330 | 0 | 48.99 | 35.55 | 8 | 0
2025 | MAPP_CA_2_IESO | MAPP_CA | IESO | Internal | Shoulder | B13 | 600 | 330 | 0 | 45.82 | 35.55 | 8 | 0
2025 | MAPP_CA_2_IESO | MAPP_CA | IESO | Internal | Shoulder | B14 | 900 | 330 | 0 | 45.82 | 35.55 | 8 | 0
2025 | MAPP_CA_2_IESO | MAPP_CA | IESO | Internal | Shoulder | B15 | 1203 | 330 | 0 | 45.82 | 35.55 | 8 | 0
2025 | MAPP_CA_2_IESO | MAPP_CA | IESO | Internal | Summer | B1 | 10 | 330 | 0 | 71.73 | 60.47 | 8 | 0
2025 | MAPP_CA_2_IESO | MAPP_CA | IESO | Internal | Summer | B2 | 25 | 330 | 0 | 71.69 | 58.72 | 8 | 0
2025 | MAPP_CA_2_IESO | MAPP_CA | IESO | Internal | Summer | B3 | 75 | 330 | 0 | 70.65 | 42.84 | 8 | 0
2025 | MAPP_CA_2_IESO | MAPP_CA | IESO | Internal | Summer | B4 | 100 | 330 | 0 | 70.65 | 42.84 | 8 | 0
2025 | MAPP_CA_2_IESO | MAPP_CA | IESO | Internal | Summer | B5 | 200 | 330 | 0 | 65.62 | 42.84 | 8 | 0
2025 | MAPP_CA_2_IESO | MAPP_CA | IESO | Internal | Summer | B6 | 300 | 330 | 0 | 54.22 | 39.59 | 8 | 0
2025 | MAPP_CA_2_IESO | MAPP_CA | IESO | Internal | Summer | B7 | 400 | 330 | 0 | 43.72 | 36.49 | 8 | 0
2025 | MAPP_CA_2_IESO | MAPP_CA | IESO | Internal | Summer | B8 | 500 | 330 | 0 | 43.55 | 34.15 | 8 | 0
2025 | MAPP_CA_2_IESO | MAPP_CA | IESO | Internal | Summer | B9 | 800 | 330 | 0 | 43.55 | 33.39 | 8 | 0
2025 | MAPP_CA_2_IESO | MAPP_CA | IESO | Internal | Summer | B10 | 1262 | 330 | 0 | 43.55 | 33.39 | 8 | 0
2025 | MAPP_CA_2_IESO | MAPP_CA | IESO | Internal | Winter | B16 | 25 | 330 | 0 | 62.95 | 42.49 | 8 | 0
2025 | MAPP_CA_2_IESO | MAPP_CA | IESO | Internal | Winter | B17 | 100 | 330 | 0 | 51.26 | 40.73 | 8 | 0
2025 | MAPP_CA_2_IESO | MAPP_CA | IESO | Internal | Winter | B18 | 400 | 330 | 0 | 49.21 | 39.32 | 8 | 0
2025 | MAPP_CA_2_IESO | MAPP_CA | IESO | Internal | Winter | B19 | 700 | 330 | 0 | 49.21 | 39.32 | 8 | 0
2025 | MAPP_CA_2_IESO | MAPP_CA | IESO | Internal | Winter | B20 | 935 | 330 | 0 | 49.21 | 39.32 | 8 | 0
2025 | MAPP_CA_2_MAPP_US | MAPP_CA | MAPP_US | Internal | Shoulder | B11 | 25 | 372 | 0 | 63.57 | 63.57 | 7 | 0
2025 | MAPP_CA_2_MAPP_US | MAPP_CA | MAPP_US | Internal | Shoulder | B12 | 200 | 372 | 0 | 48.99 | 42 | 7 | 0
2025 | MAPP_CA_2_MAPP_US | MAPP_CA | MAPP_US | Internal | Shoulder | B13 | 600 | 372 | 0 | 45.82 | 39.59 | 7 | 0
2025 | MAPP_CA_2_MAPP_US | MAPP_CA | MAPP_US | Internal | Shoulder | B14 | 900 | 372 | 0 | 45.82 | 39.59 | 7 | 0
2025 | MAPP_CA_2_MAPP_US | MAPP_CA | MAPP_US | Internal | Shoulder | B15 | 1203 | 372 | 0 | 45.82 | 38.82 | 7 | 0
2025 | MAPP_CA_2_MAPP_US | MAPP_CA | MAPP_US | Internal | Summer | B1 | 10 | 372 | 0 | 71.73 | 67.01 | 7 | 0
2025 | MAPP_CA_2_MAPP_US | MAPP_CA | MAPP_US | Internal | Summer | B2 | 25 | 372 | 0 | 71.69 | 65.91 | 7 | 0
2025 | MAPP_CA_2_MAPP_US | MAPP_CA | MAPP_US | Internal | Summer | B3 | 75 | 372 | 0 | 70.65 | 65.91 | 7 | 0
2025 | MAPP_CA_2_MAPP_US | MAPP_CA | MAPP_US | Internal | Summer | B4 | 100 | 372 | 0 | 70.65 | 65.91 | 7 | 0
2025 | MAPP_CA_2_MAPP_US | MAPP_CA | MAPP_US | Internal | Summer | B5 | 200 | 372 | 0 | 65.62 | 63.04 | 7 | 0
2025 | MAPP_CA_2_MAPP_US | MAPP_CA | MAPP_US | Internal | Summer | B6 | 300 | 372 | 0 | 54.22 | 54.22 | 7 | 0
2025 | MAPP_CA_2_MAPP_US | MAPP_CA | MAPP_US | Internal | Summer | B7 | 400 | 372 | 0 | 43.72 | 40.81 | 7 | 0
2025 | MAPP_CA_2_MAPP_US | MAPP_CA | MAPP_US | Internal | Summer | B8 | 500 | 372 | 0 | 43.55 | 36.55 | 7 | 0
2025 | MAPP_CA_2_MAPP_US | MAPP_CA | MAPP_US | Internal | Summer | B9 | 800 | 372 | 0 | 43.55 | 36.55 | 7 | 0
2025 | MAPP_CA_2_MAPP_US | MAPP_CA | MAPP_US | Internal | Summer | B10 | 1262 | 372 | 0 | 43.55 | 30.91 | 7 | 0
2025 | MAPP_CA_2_MAPP_US | MAPP_CA | MAPP_US | Internal | Winter | B16 | 25 | 372 | 0 | 62.95 | 55.96 | 7 | 0
2025 | MAPP_CA_2_MAPP_US | MAPP_CA | MAPP_US | Internal | Winter | B17 | 100 | 372 | 0 | 51.26 | 44.27 | 7 | 0
2025 | MAPP_CA_2_MAPP_US | MAPP_CA | MAPP_US | Internal | Winter | B18 | 400 | 372 | 0 | 49.21 | 42 | 7 | 0
2025 | MAPP_CA_2_MAPP_US | MAPP_CA | MAPP_US | Internal | Winter | B19 | 700 | 372 | 0 | 49.21 | 42 | 7 | 0
2025 | MAPP_CA_2_MAPP_US | MAPP_CA | MAPP_US | Internal | Winter | B20 | 935 | 372 | 0 | 49.21 | 35.94 | 7 | 0
2025 | MAPP_CA_2_MISO_W | MAPP_CA | MISO_W | Internal | Shoulder | B11 | 25 | 1970 | 1901.72 | 63.57 | 63.58 | 0.01 | 0
2025 | MAPP_CA_2_MISO_W | MAPP_CA | MISO_W | Internal | Shoulder | B12 | 200 | 1970 | 395.46 | 48.99 | 49 | 0.01 | 0
2025 | MAPP_CA_2_MISO_W | MAPP_CA | MISO_W | Internal | Shoulder | B13 | 600 | 1970 | 0 | 45.82 | 45.11 | 0.01 | 0
2025 | MAPP_CA_2_MISO_W | MAPP_CA | MISO_W | Internal | Shoulder | B14 | 900 | 1970 | 0 | 45.82 | 43.15 | 0.01 | 0
2025 | MAPP_CA_2_MISO_W | MAPP_CA | MISO_W | Internal | Shoulder | B15 | 1203 | 1970 | 0 | 45.82 | 41.69 | 0.01 | 0
2025 | MAPP_CA_2_MISO_W | MAPP_CA | MISO_W | Internal | Summer | B1 | 10 | 1970 | 1970 | 71.73 | 73.44 | 0.01 | 1.69
2025 | MAPP_CA_2_MISO_W | MAPP_CA | MISO_W | Internal | Summer | B2 | 25 | 1970 | 1706.15 | 71.69 | 71.7 | 0.01 | 0
2025 | MAPP_CA_2_MISO_W | MAPP_CA | MISO_W | Internal | Summer | B3 | 75 | 1970 | 1623.71 | 70.65 | 70.66 | 0.01 | 0
2025 | MAPP_CA_2_MISO_W | MAPP_CA | MISO_W | Internal | Summer | B4 | 100 | 1970 | 1675.61 | 70.65 | 70.66 | 0.01 | 0
2025 | MAPP_CA_2_MISO_W | MAPP_CA | MISO_W | Internal | Summer | B5 | 200 | 1970 | 1712.49 | 65.62 | 65.63 | 0.01 | 0
2025 | MAPP_CA_2_MISO_W | MAPP_CA | MISO_W | Internal | Summer | B6 | 300 | 1970 | 1789.66 | 54.22 | 54.23 | 0.01 | 0
2025 | MAPP_CA_2_MISO_W | MAPP_CA | MISO_W | Internal | Summer | B7 | 400 | 1970 | 675.46 | 43.72 | 43.73 | 0.01 | 0
2025 | MAPP_CA_2_MISO_W | MAPP_CA | MISO_W | Internal | Summer | B8 | 500 | 1970 | 0 | 43.55 | 41.17 | 0.01 | 0
2025 | MAPP_CA_2_MISO_W | MAPP_CA | MISO_W | Internal | Summer | B9 | 800 | 1970 | 0 | 43.55 | 40.35 | 0.01 | 0
2025 | MAPP_CA_2_MISO_W | MAPP_CA | MISO_W | Internal | Summer | B10 | 1262 | 1970 | 0 | 43.55 | 37.06 | 0.01 | 0
2025 | MAPP_CA_2_MISO_W | MAPP_CA | MISO_W | Internal | Winter | B16 | 25 | 1970 | 784.74 | 62.95 | 62.96 | 0.01 | 0
2025 | MAPP_CA_2_MISO_W | MAPP_CA | MISO_W | Internal | Winter | B17 | 100 | 1970 | 318.95 | 51.26 | 51.27 | 0.01 | 0
2025 | MAPP_CA_2_MISO_W | MAPP_CA | MISO_W | Internal | Winter | B18 | 400 | 1970 | 0 | 49.21 | 47 | 0.01 | 0
2025 | MAPP_CA_2_MISO_W | MAPP_CA | MISO_W | Internal | Winter | B19 | 700 | 1970 | 0 | 49.21 | 44.56 | 0.01 | 0
2025 | MAPP_CA_2_MISO_W | MAPP_CA | MISO_W | Internal | Winter | B20 | 935 | 1970 | 0 | 49.21 | 39.92 | 0.01 | 0
2025 | MAPP_US_2_MAPP_CA | MAPP_US | MAPP_CA | Internal | Shoulder | B11 | 25 | 165 | 0 | 63.57 | 63.57 | 7 | 0
2025 | MAPP_US_2_MAPP_CA | MAPP_US | MAPP_CA | Internal | Shoulder | B12 | 200 | 165 | 0 | 42 | 48.99 | 7 | 0
2025 | MAPP_US_2_MAPP_CA | MAPP_US | MAPP_CA | Internal | Shoulder | B13 | 600 | 165 | 0 | 39.59 | 45.82 | 7 | 0
2025 | MAPP_US_2_MAPP_CA | MAPP_US | MAPP_CA | Internal | Shoulder | B14 | 900 | 165 | 0 | 39.59 | 45.82 | 7 | 0
2025 | MAPP_US_2_MAPP_CA | MAPP_US | MAPP_CA | Internal | Shoulder | B15 | 1203 | 165 | 160.93 | 38.82 | 45.82 | 7 | 0
2025 | MAPP_US_2_MAPP_CA | MAPP_US | MAPP_CA | Internal | Summer | B1 | 10 | 165 | 0 | 67.01 | 71.73 | 7 | 0
2025 | MAPP_US_2_MAPP_CA | MAPP_US | MAPP_CA | Internal | Summer | B2 | 25 | 165 | 0 | 65.91 | 71.69 | 7 | 0
2025 | MAPP_US_2_MAPP_CA | MAPP_US | MAPP_CA | Internal | Summer | B3 | 75 | 165 | 0 | 65.91 | 70.65 | 7 | 0
2025 | MAPP_US_2_MAPP_CA | MAPP_US | MAPP_CA | Internal | Summer | B4 | 100 | 165 | 0 | 65.91 | 70.65 | 7 | 0
2025 | MAPP_US_2_MAPP_CA | MAPP_US | MAPP_CA | Internal | Summer | B5 | 200 | 165 | 0 | 63.04 | 65.62 | 7 | 0
2025 | MAPP_US_2_MAPP_CA | MAPP_US | MAPP_CA | Internal | Summer | B6 | 300 | 165 | 0 | 54.22 | 54.22 | 7 | 0
2025 | MAPP_US_2_MAPP_CA | MAPP_US | MAPP_CA | Internal | Summer | B7 | 400 | 165 | 0 | 40.81 | 43.72 | 7 | 0
2025 | MAPP_US_2_MAPP_CA | MAPP_US | MAPP_CA | Internal | Summer | B8 | 500 | 165 | 39.85 | 36.55 | 43.55 | 7 | 0
2025 | MAPP_US_2_MAPP_CA | MAPP_US | MAPP_CA | Internal | Summer | B9 | 800 | 165 | 36.07 | 36.55 | 43.55 | 7 | 0
2025 | MAPP_US_2_MAPP_CA | MAPP_US | MAPP_CA | Internal | Summer | B10 | 1262 | 165 | 165 | 30.91 | 43.55 | 7 | 5.64
2025 | MAPP_US_2_MAPP_CA | MAPP_US | MAPP_CA | Internal | Winter | B16 | 25 | 165 | 0 | 55.96 | 62.95 | 7 | 0
2025 | MAPP_US_2_MAPP_CA | MAPP_US | MAPP_CA | Internal | Winter | B17 | 100 | 165 | 0 | 44.27 | 51.26 | 7 | 0
2025 | MAPP_US_2_MAPP_CA | MAPP_US | MAPP_CA | Internal | Winter | B18 | 400 | 165 | 165 | 42 | 49.21 | 7 | 0.2
2025 | MAPP_US_2_MAPP_CA | MAPP_US | MAPP_CA | Internal | Winter | B19 | 700 | 165 | 165 | 42 | 49.21 | 7 | 0.2
2025 | MAPP_US_2_MAPP_CA | MAPP_US | MAPP_CA | Internal | Winter | B20 | 935 | 165 | 165 | 35.94 | 49.21 | 7 | 6.27
2025 | MAPP_US_2_MISO_W | MAPP_US | MISO_W | Internal | Shoulder | B11 | 25 | 2635 | 0 | 63.57 | 63.58 | 7 | 0
2025 | MAPP_US_2_MISO_W | MAPP_US | MISO_W | Internal | Shoulder | B12 | 200 | 2635 | 741.91 | 42 | 49 | 7 | 0
2025 | MAPP_US_2_MISO_W | MAPP_US | MISO_W | Internal | Shoulder | B13 | 600 | 2635 | 0 | 39.59 | 45.11 | 7 | 0
2025 | MAPP_US_2_MISO_W | MAPP_US | MISO_W | Internal | Shoulder | B14 | 900 | 2635 | 0 | 39.59 | 43.15 | 7 | 0
2025 | MAPP_US_2_MISO_W | MAPP_US | MISO_W | Internal | Shoulder | B15 | 1203 | 2635 | 0 | 38.82 | 41.69 | 7 | 0
2025 | MAPP_US_2_MISO_W | MAPP_US | MISO_W | Internal | Summer | B1 | 10 | 2635 | 0 | 67.01 | 73.44 | 7 | 0
2025 | MAPP_US_2_MISO_W | MAPP_US | MISO_W | Internal | Summer | B2 | 25 | 2635 | 0 | 65.91 | 71.7 | 7 | 0
2025 | MAPP_US_2_MISO_W | MAPP_US | MISO_W | Internal | Summer | B3 | 75 | 2635 | 0 | 65.91 | 70.66 | 7 | 0
2025 | MAPP_US_2_MISO_W | MAPP_US | MISO_W | Internal | Summer | B4 | 100 | 2635 | 0 | 65.91 | 70.66 | 7 | 0
2025 | MAPP_US_2_MISO_W | MAPP_US | MISO_W | Internal | Summer | B5 | 200 | 2635 | 0 | 63.04 | 65.63 | 7 | 0
2025 | MAPP_US_2_MISO_W | MAPP_US | MISO_W | Internal | Summer | B6 | 300 | 2635 | 0 | 54.22 | 54.23 | 7 | 0
2025 | MAPP_US_2_MISO_W | MAPP_US | MISO_W | Internal | Summer | B7 | 400 | 2635 | 0 | 40.81 | 43.73 | 7 | 0
2025 | MAPP_US_2_MISO_W | MAPP_US | MISO_W | Internal | Summer | B8 | 500 | 2635 | 0 | 36.55 | 41.17 | 7 | 0
2025 | MAPP_US_2_MISO_W | MAPP_US | MISO_W | Internal | Summer | B9 | 800 | 2635 | 0 | 36.55 | 40.35 | 7 | 0
2025 | MAPP_US_2_MISO_W | MAPP_US | MISO_W | Internal | Summer | B10 | 1262 | 2635 | 0 | 30.91 | 37.06 | 7 | 0
2025 | MAPP_US_2_MISO_W | MAPP_US | MISO_W | Internal | Winter | B16 | 25 | 2635 | 777.76 | 55.96 | 62.96 | 7 | 0
2025 | MAPP_US_2_MISO_W | MAPP_US | MISO_W | Internal | Winter | B17 | 100 | 2635 | 856.19 | 44.27 | 51.27 | 7 | 0
2025 | MAPP_US_2_MISO_W | MAPP_US | MISO_W | Internal | Winter | B18 | 400 | 2635 | 0 | 42 | 47 | 7 | 0
2025 | MAPP_US_2_MISO_W | MAPP_US | MISO_W | Internal | Winter | B19 | 700 | 2635 | 0 | 42 | 44.56 | 7 | 0
2025 | MAPP_US_2_MISO_W | MAPP_US | MISO_W | Internal | Winter | B20 | 935 | 2635 | 0 | 35.94 | 39.92 | 7 | 0
2025 | MAPP_US_2_NE | MAPP_US | NE | Internal | Shoulder | B11 | 25 | 2000 | 1741.31 | 63.57 | 70.57 | 7 | 0
2025 | MAPP_US_2_NE | MAPP_US | NE | Internal | Shoulder | B12 | 200 | 2000 | 268.73 | 42 | 49 | 7 | 0
2025 | MAPP_US_2_NE | MAPP_US | NE | Internal | Shoulder | B13 | 600 | 2000 | 755.9 | 39.59 | 46.59 | 7 | 0
2025 | MAPP_US_2_NE | MAPP_US | NE | Internal | Shoulder | B14 | 900 | 2000 | 0 | 39.59 | 45.87 | 7 | 0
2025 | MAPP_US_2_NE | MAPP_US | NE | Internal | Shoulder | B15 | 1203 | 2000 | 0 | 38.82 | 44.95 | 7 | 0
2025 | MAPP_US_2_NE | MAPP_US | NE | Internal | Summer | B1 | 10 | 2000 | 881.72 | 67.01 | 74.01 | 7 | 0
2025 | MAPP_US_2_NE | MAPP_US | NE | Internal | Summer | B2 | 25 | 2000 | 1114.92 | 65.91 | 72.91 | 7 | 0
2025 | MAPP_US_2_NE | MAPP_US | NE | Internal | Summer | B3 | 75 | 2000 | 1075.55 | 65.91 | 72.91 | 7 | 0
2025 | MAPP_US_2_NE | MAPP_US | NE | Internal | Summer | B4 | 100 | 2000 | 1352.98 | 65.91 | 72.91 | 7 | 0
2025 | MAPP_US_2_NE | MAPP_US | NE | Internal | Summer | B5 | 200 | 2000 | 1043.29 | 63.04 | 70.04 | 7 | 0
2025 | MAPP_US_2_NE | MAPP_US | NE | Internal | Summer | B6 | 300 | 2000 | 1168.71 | 54.22 | 61.22 | 7 | 0
2025 | MAPP_US_2_NE | MAPP_US | NE | Internal | Summer | B7 | 400 | 2000 | 1278.69 | 40.81 | 47.81 | 7 | 0
2025 | MAPP_US_2_NE | MAPP_US | NE | Internal | Summer | B8 | 500 | 2000 | 1263.1 | 36.55 | 43.55 | 7 | 0
2025 | MAPP_US_2_NE | MAPP_US | NE | Internal | Summer | B9 | 800 | 2000 | 836.47 | 36.55 | 43.55 | 7 | 0
2025 | MAPP_US_2_NE | MAPP_US | NE | Internal | Summer | B10 | 1262 | 2000 | 509.82 | 30.91 | 37.91 | 7 | 0
2025 | MAPP_US_2_NE | MAPP_US | NE | Internal | Winter | B16 | 25 | 2000 | 780.09 | 55.96 | 62.96 | 7 | 0
2025 | MAPP_US_2_NE | MAPP_US | NE | Internal | Winter | B17 | 100 | 2000 | 0 | 44.27 | 49.7 | 7 | 0
2025 | MAPP_US_2_NE | MAPP_US | NE | Internal | Winter | B18 | 400 | 2000 | 0 | 42 | 48.01 | 7 | 0
2025 | MAPP_US_2_NE | MAPP_US | NE | Internal | Winter | B19 | 700 | 2000 | 0 | 42 | 48.01 | 7 | 0
2025 | MAPP_US_2_NE | MAPP_US | NE | Internal | Winter | B20 | 935 | 2000 | 138.33 | 35.94 | 42.94 | 7 | 0
2025 | MARITIMES_2_NEISO | MARITIMES | NEISO | Internal | Shoulder | B11 | 25 | 99999 | 1400 | 40.92 | 40.94 | 0.01 | 0
2025 | MARITIMES_2_NEISO | MARITIMES | NEISO | Internal | Shoulder | B12 | 200 | 99999 | 1400 | 40.92 | 40.94 | 0.01 | 0
2025 | MARITIMES_2_NEISO | MARITIMES | NEISO | Internal | Shoulder | B13 | 600 | 99999 | 1400 | 40.92 | 40.94 | 0.01 | 0
2025 | MARITIMES_2_NEISO | MARITIMES | NEISO | Internal | Shoulder | B14 | 900 | 99999 | 1400 | 40.92 | 40.94 | 0.01 | 0
2025 | MARITIMES_2_NEISO | MARITIMES | NEISO | Internal | Shoulder | B15 | 1203 | 99999 | 426.43 | 40.92 | 40.94 | 0.01 | 0
2025 | MARITIMES_2_NEISO | MARITIMES | NEISO | Internal | Summer | B1 | 10 | 99999 | 1400 | 70.46 | 70.47 | 0.01 | 0
2025 | MARITIMES_2_NEISO | MARITIMES | NEISO | Internal | Summer | B2 | 25 | 99999 | 1400 | 63.03 | 63.04 | 0.01 | 0
2025 | MARITIMES_2_NEISO | MARITIMES | NEISO | Internal | Summer | B3 | 75 | 99999 | 1400 | 53.7 | 53.71 | 0.01 | 0
2025 | MARITIMES_2_NEISO | MARITIMES | NEISO | Internal | Summer | B4 | 100 | 99999 | 1400 | 47.44 | 47.45 | 0.01 | 0
2025 | MARITIMES_2_NEISO | MARITIMES | NEISO | Internal | Summer | B5 | 200 | 99999 | 1400 | 37.75 | 37.77 | 0.01 | 0
2025 | MARITIMES_2_NEISO | MARITIMES | NEISO | Internal | Summer | B6 | 300 | 99999 | 1400 | 37.75 | 37.77 | 0.01 | 0
2025 | MARITIMES_2_NEISO | MARITIMES | NEISO | Internal | Summer | B7 | 400 | 99999 | 1400 | 37.75 | 37.77 | 0.01 | 0
2025 | MARITIMES_2_NEISO | MARITIMES | NEISO | Internal | Summer | B8 | 500 | 99999 | 1400 | 37.75 | 37.77 | 0.01 | 0
2025 | MARITIMES_2_NEISO | MARITIMES | NEISO | Internal | Summer | B9 | 800 | 99999 | 1400 | 37.75 | 37.77 | 0.01 | 0
2025 | MARITIMES_2_NEISO | MARITIMES | NEISO | Internal | Summer | B10 | 1262 | 99999 | 236.13 | 37.75 | 37.77 | 0.01 | 0
2025 | MARITIMES_2_NEISO | MARITIMES | NEISO | Internal | Winter | B16 | 25 | 99999 | 1400 | 50.72 | 50.73 | 0.01 | 0
2025 | MARITIMES_2_NEISO | MARITIMES | NEISO | Internal | Winter | B17 | 100 | 99999 | 1400 | 50.72 | 50.73 | 0.01 | 0
2025 | MARITIMES_2_NEISO | MARITIMES | NEISO | Internal | Winter | B18 | 400 | 99999 | 1400 | 50.72 | 50.73 | 0.01 | 0
2025 | MARITIMES_2_NEISO | MARITIMES | NEISO | Internal | Winter | B19 | 700 | 99999 | 1400 | 49.34 | 49.35 | 0.01 | 0
2025 | MARITIMES_2_NEISO | MARITIMES | NEISO | Internal | Winter | B20 | 935 | 99999 | 475.94 | 49.34 | 49.35 | 0.01 | 0
2025 | MISO_IN_2_MISO_MI | MISO_IN | MISO_MI | Internal | Shoulder | B11 | 25 | 5000 | 0 | 63.61 | 57.98 | 0.01 | 0
2025 | MISO_IN_2_MISO_MI | MISO_IN | MISO_MI | Internal | Shoulder | B12 | 200 | 5000 | 0 | 49.03 | 49.01 | 0.01 | 0
2025 | MISO_IN_2_MISO_MI | MISO_IN | MISO_MI | Internal | Shoulder | B13 | 600 | 5000 | 0 | 45.11 | 45.1 | 0.01 | 0
2025 | MISO_IN_2_MISO_MI | MISO_IN | MISO_MI | Internal | Shoulder | B14 | 900 | 5000 | 0 | 42.63 | 42.62 | 0.01 | 0
2025 | MISO_IN_2_MISO_MI | MISO_IN | MISO_MI | Internal | Shoulder | B15 | 1203 | 5000 | 538.29 | 41.69 | 41.7 | 0.01 | 0
2025 | MISO_IN_2_MISO_MI | MISO_IN | MISO_MI | Internal | Summer | B1 | 10 | 5000 | 0 | 73.46 | 71.31 | 0.01 | 0
2025 | MISO_IN_2_MISO_MI | MISO_IN | MISO_MI | Internal | Summer | B2 | 25 | 5000 | 0 | 71.72 | 71.31 | 0.01 | 0
2025 | MISO_IN_2_MISO_MI | MISO_IN | MISO_MI | Internal | Summer | B3 | 75 | 5000 | 0 | 69.48 | 66.7 | 0.01 | 0
2025 | MISO_IN_2_MISO_MI | MISO_IN | MISO_MI | Internal | Summer | B4 | 100 | 5000 | 0 | 69.46 | 66.02 | 0.01 | 0
2025 | MISO_IN_2_MISO_MI | MISO_IN | MISO_MI | Internal | Summer | B5 | 200 | 5000 | 0 | 65.63 | 61.63 | 0.01 | 0
2025 | MISO_IN_2_MISO_MI | MISO_IN | MISO_MI | Internal | Summer | B6 | 300 | 5000 | 0 | 53.22 | 51.83 | 0.01 | 0
2025 | MISO_IN_2_MISO_MI | MISO_IN | MISO_MI | Internal | Summer | B7 | 400 | 5000 | 0 | 43.5 | 43.49 | 0.01 | 0
2025 | MISO_IN_2_MISO_MI | MISO_IN | MISO_MI | Internal | Summer | B8 | 500 | 5000 | 0 | 41.16 | 41.15 | 0.01 | 0
2025 | MISO_IN_2_MISO_MI | MISO_IN | MISO_MI | Internal | Summer | B9 | 800 | 5000 | 1948.72 | 40.38 | 40.39 | 0.01 | 0
2025 | MISO_IN_2_MISO_MI | MISO_IN | MISO_MI | Internal | Summer | B10 | 1262 | 5000 | 2853.28 | 37.08 | 37.09 | 0.01 | 0
2025 | MISO_IN_2_MISO_MI | MISO_IN | MISO_MI | Internal | Winter | B16 | 25 | 5000 | 0 | 63.87 | 59.89 | 0.01 | 0
2025 | MISO_IN_2_MISO_MI | MISO_IN | MISO_MI | Internal | Winter | B17 | 100 | 5000 | 0 | 51.29 | 51.28 | 0.01 | 0
2025 | MISO_IN_2_MISO_MI | MISO_IN | MISO_MI | Internal | Winter | B18 | 400 | 5000 | 0 | 47 | 46.99 | 0.01 | 0
2025 | MISO_IN_2_MISO_MI | MISO_IN | MISO_MI | Internal | Winter | B19 | 700 | 5000 | 932.69 | 44.03 | 44.04 | 0.01 | 0
2025 | MISO_IN_2_MISO_MI | MISO_IN | MISO_MI | Internal | Winter | B20 | 935 | 5000 | 0 | 39.92 | 39.91 | 0.01 | 0
2025 | MISO_IN_2_MISO_MO-IL | MISO_IN | MISO_MO-IL | Internal | Shoulder | B11 | 25 | 5000 | 0 | 63.61 | 63.59 | 0.01 | 0
2025 | MISO_IN_2_MISO_MO-IL | MISO_IN | MISO_MO-IL | Internal | Shoulder | B12 | 200 | 5000 | 0 | 49.03 | 49.01 | 0.01 | 0
2025 | MISO_IN_2_MISO_MO-IL | MISO_IN | MISO_MO-IL | Internal | Shoulder | B13 | 600 | 5000 | 0 | 45.11 | 45.1 | 0.01 | 0
2025 | MISO_IN_2_MISO_MO-IL | MISO_IN | MISO_MO-IL | Internal | Shoulder | B14 | 900 | 5000 | 0 | 42.63 | 42.62 | 0.01 | 0
2025 | MISO_IN_2_MISO_MO-IL | MISO_IN | MISO_MO-IL | Internal | Shoulder | B15 | 1203 | 5000 | 0 | 41.69 | 41.68 | 0.01 | 0
2025 | MISO_IN_2_MISO_MO-IL | MISO_IN | MISO_MO-IL | Internal | Summer | B1 | 10 | 5000 | 0 | 73.46 | 73.45 | 0.01 | 0
2025 | MISO_IN_2_MISO_MO-IL | MISO_IN | MISO_MO-IL | Internal | Summer | B2 | 25 | 5000 | 0 | 71.72 | 71.7 | 0.01 | 0
2025 | MISO_IN_2_MISO_MO-IL | MISO_IN | MISO_MO-IL | Internal | Summer | B3 | 75 | 5000 | 0 | 69.48 | 69.47 | 0.01 | 0
2025 | MISO_IN_2_MISO_MO-IL | MISO_IN | MISO_MO-IL | Internal | Summer | B4 | 100 | 5000 | 112.98 | 69.46 | 69.47 | 0.01 | 0
2025 | MISO_IN_2_MISO_MO-IL | MISO_IN | MISO_MO-IL | Internal | Summer | B5 | 200 | 5000 | 0 | 65.63 | 65.62 | 0.01 | 0
2025 | MISO_IN_2_MISO_MO-IL | MISO_IN | MISO_MO-IL | Internal | Summer | B6 | 300 | 5000 | 901.94 | 53.22 | 53.23 | 0.01 | 0
2025 | MISO_IN_2_MISO_MO-IL | MISO_IN | MISO_MO-IL | Internal | Summer | B7 | 400 | 5000 | 821.71 | 43.5 | 43.51 | 0.01 | 0
2025 | MISO_IN_2_MISO_MO-IL | MISO_IN | MISO_MO-IL | Internal | Summer | B8 | 500 | 5000 | 0 | 41.16 | 41.15 | 0.01 | 0
2025 | MISO_IN_2_MISO_MO-IL | MISO_IN | MISO_MO-IL | Internal | Summer | B9 | 800 | 5000 | 0 | 40.38 | 40.37 | 0.01 | 0
2025 | MISO_IN_2_MISO_MO-IL | MISO_IN | MISO_MO-IL | Internal | Summer | B10 | 1262 | 5000 | 0 | 37.08 | 37.07 | 0.01 | 0
2025 | MISO_IN_2_MISO_MO-IL | MISO_IN | MISO_MO-IL | Internal | Winter | B16 | 25 | 5000 | 0 | 63.87 | 62.97 | 0.01 | 0
2025 | MISO_IN_2_MISO_MO-IL | MISO_IN | MISO_MO-IL | Internal | Winter | B17 | 100 | 5000 | 0 | 51.29 | 51.28 | 0.01 | 0
2025 | MISO_IN_2_MISO_MO-IL | MISO_IN | MISO_MO-IL | Internal | Winter | B18 | 400 | 5000 | 0 | 47 | 46.99 | 0.01 | 0
2025 | MISO_IN_2_MISO_MO-IL | MISO_IN | MISO_MO-IL | Internal | Winter | B19 | 700 | 5000 | 0 | 44.03 | 44.02 | 0.01 | 0
2025 | MISO_IN_2_MISO_MO-IL | MISO_IN | MISO_MO-IL | Internal | Winter | B20 | 935 | 5000 | 408.59 | 39.92 | 39.93 | 0.01 | 0
2025 | MISO_IN_2_NonRTO_Midwest | MISO_IN | NonRTO_Midwest | Internal | Shoulder | B11 | 25 | 4800 | 1289.71 | 63.61 | 71.61 | 8 | 0
2025 | MISO_IN_2_NonRTO_Midwest | MISO_IN | NonRTO_Midwest | Internal | Shoulder | B12 | 200 | 4800 | 738.95 | 49.03 | 57.03 | 8 | 0
2025 | MISO_IN_2_NonRTO_Midwest | MISO_IN | NonRTO_Midwest | Internal | Shoulder | B13 | 600 | 4800 | 254.47 | 45.11 | 53.11 | 8 | 0
2025 | MISO_IN_2_NonRTO_Midwest | MISO_IN | NonRTO_Midwest | Internal | Shoulder | B14 | 900 | 4800 | 0 | 42.63 | 44.83 | 8 | 0
2025 | MISO_IN_2_NonRTO_Midwest | MISO_IN | NonRTO_Midwest | Internal | Shoulder | B15 | 1203 | 4800 | 0 | 41.69 | 37.3 | 8 | 0
2025 | MISO_IN_2_NonRTO_Midwest | MISO_IN | NonRTO_Midwest | Internal | Summer | B1 | 10 | 4800 | 0 | 73.46 | 75.82 | 8 | 0
2025 | MISO_IN_2_NonRTO_Midwest | MISO_IN | NonRTO_Midwest | Internal | Summer | B2 | 25 | 4800 | 0 | 71.72 | 75.82 | 8 | 0
2025 | MISO_IN_2_NonRTO_Midwest | MISO_IN | NonRTO_Midwest | Internal | Summer | B3 | 75 | 4800 | 0 | 69.48 | 75.82 | 8 | 0
2025 | MISO_IN_2_NonRTO_Midwest | MISO_IN | NonRTO_Midwest | Internal | Summer | B4 | 100 | 4800 | 0 | 69.46 | 75.82 | 8 | 0
2025 | MISO_IN_2_NonRTO_Midwest | MISO_IN | NonRTO_Midwest | Internal | Summer | B5 | 200 | 4800 | 1027.53 | 65.63 | 73.63 | 8 | 0
2025 | MISO_IN_2_NonRTO_Midwest | MISO_IN | NonRTO_Midwest | Internal | Summer | B6 | 300 | 4800 | 518.19 | 53.22 | 61.22 | 8 | 0
2025 | MISO_IN_2_NonRTO_Midwest | MISO_IN | NonRTO_Midwest | Internal | Summer | B7 | 400 | 4800 | 0 | 43.5 | 44.83 | 8 | 0
2025 | MISO_IN_2_NonRTO_Midwest | MISO_IN | NonRTO_Midwest | Internal | Summer | B8 | 500 | 4800 | 0 | 41.16 | 43.61 | 8 | 0
2025 | MISO_IN_2_NonRTO_Midwest | MISO_IN | NonRTO_Midwest | Internal | Summer | B9 | 800 | 4800 | 0 | 40.38 | 37.15 | 8 | 0
2025 | MISO_IN_2_NonRTO_Midwest | MISO_IN | NonRTO_Midwest | Internal | Summer | B10 | 1262 | 4800 | 0 | 37.08 | 35.59 | 8 | 0
2025 | MISO_IN_2_NonRTO_Midwest | MISO_IN | NonRTO_Midwest | Internal | Winter | B16 | 25 | 4800 | 2572.85 | 63.87 | 71.87 | 8 | 0
2025 | MISO_IN_2_NonRTO_Midwest | MISO_IN | NonRTO_Midwest | Internal | Winter | B17 | 100 | 4800 | 1536.35 | 51.29 | 59.29 | 8 | 0
2025 | MISO_IN_2_NonRTO_Midwest | MISO_IN | NonRTO_Midwest | Internal | Winter | B18 | 400 | 4800 | 627.77 | 47 | 55 | 8 | 0
2025 | MISO_IN_2_NonRTO_Midwest | MISO_IN | NonRTO_Midwest | Internal | Winter | B19 | 700 | 4800 | 0 | 44.03 | 44.83 | 8 | 0
2025 | MISO_IN_2_NonRTO_Midwest | MISO_IN | NonRTO_Midwest | Internal | Winter | B20 | 935 | 4800 | 0 | 39.92 | 37.43 | 8 | 0
2025 | MISO_IN_2_PJM_ROR | MISO_IN | PJM_ROR | Internal | Shoulder | B11 | 25 | 992 | 0 | 63.61 | 60.21 | 2 | 0
2025 | MISO_IN_2_PJM_ROR | MISO_IN | PJM_ROR | Internal | Shoulder | B12 | 200 | 992 | 0 | 49.03 | 50.99 | 2 | 0
2025 | MISO_IN_2_PJM_ROR | MISO_IN | PJM_ROR | Internal | Shoulder | B13 | 600 | 992 | 0 | 45.11 | 47.1 | 2 | 0
2025 | MISO_IN_2_PJM_ROR | MISO_IN | PJM_ROR | Internal | Shoulder | B14 | 900 | 992 | 0 | 42.63 | 44.24 | 2 | 0
2025 | MISO_IN_2_PJM_ROR | MISO_IN | PJM_ROR | Internal | Shoulder | B15 | 1203 | 992 | 0 | 41.69 | 40.7 | 2 | 0
2025 | MISO_IN_2_PJM_ROR | MISO_IN | PJM_ROR | Internal | Summer | B1 | 10 | 992 | 958.15 | 73.46 | 75.46 | 2 | 0
2025 | MISO_IN_2_PJM_ROR | MISO_IN | PJM_ROR | Internal | Summer | B2 | 25 | 992 | 0 | 71.72 | 73.7 | 2 | 0
2025 | MISO_IN_2_PJM_ROR | MISO_IN | PJM_ROR | Internal | Summer | B3 | 75 | 992 | 0 | 69.48 | 68.7 | 2 | 0
2025 | MISO_IN_2_PJM_ROR | MISO_IN | PJM_ROR | Internal | Summer | B4 | 100 | 992 | 0 | 69.46 | 68.66 | 2 | 0
2025 | MISO_IN_2_PJM_ROR | MISO_IN | PJM_ROR | Internal | Summer | B5 | 200 | 992 | 0 | 65.63 | 63.63 | 2 | 0
2025 | MISO_IN_2_PJM_ROR | MISO_IN | PJM_ROR | Internal | Summer | B6 | 300 | 992 | 0 | 53.22 | 52.23 | 2 | 0
2025 | MISO_IN_2_PJM_ROR | MISO_IN | PJM_ROR | Internal | Summer | B7 | 400 | 992 | 0 | 43.5 | 44.85 | 2 | 0
2025 | MISO_IN_2_PJM_ROR | MISO_IN | PJM_ROR | Internal | Summer | B8 | 500 | 992 | 0 | 41.16 | 41.85 | 2 | 0
2025 | MISO_IN_2_PJM_ROR | MISO_IN | PJM_ROR | Internal | Summer | B9 | 800 | 992 | 0 | 40.38 | 40.51 | 2 | 0
2025 | MISO_IN_2_PJM_ROR | MISO_IN | PJM_ROR | Internal | Summer | B10 | 1262 | 992 | 0 | 37.08 | 37.37 | 2 | 0
2025 | MISO_IN_2_PJM_ROR | MISO_IN | PJM_ROR | Internal | Winter | B16 | 25 | 992 | 0 | 63.87 | 64.97 | 2 | 0
2025 | MISO_IN_2_PJM_ROR | MISO_IN | PJM_ROR | Internal | Winter | B17 | 100 | 992 | 0 | 51.29 | 53.28 | 2 | 0
2025 | MISO_IN_2_PJM_ROR | MISO_IN | PJM_ROR | Internal | Winter | B18 | 400 | 992 | 0 | 47 | 48.99 | 2 | 0
2025 | MISO_IN_2_PJM_ROR | MISO_IN | PJM_ROR | Internal | Winter | B19 | 700 | 992 | 0 | 44.03 | 46.02 | 2 | 0
2025 | MISO_IN_2_PJM_ROR | MISO_IN | PJM_ROR | Internal | Winter | B20 | 935 | 992 | 0 | 39.92 | 38.72 | 2 | 0
2025 | MISO_MI_2_MISO_IN | MISO_MI | MISO_IN | Internal | Shoulder | B11 | 25 | 2045 | 2045 | 57.98 | 63.61 | 0.01 | 5.62
2025 | MISO_MI_2_MISO_IN | MISO_MI | MISO_IN | Internal | Shoulder | B12 | 200 | 2045 | 1181.95 | 49.01 | 49.03 | 0.01 | 0
2025 | MISO_MI_2_MISO_IN | MISO_MI | MISO_IN | Internal | Shoulder | B13 | 600 | 2045 | 1020.53 | 45.1 | 45.11 | 0.01 | 0
2025 | MISO_MI_2_MISO_IN | MISO_MI | MISO_IN | Internal | Shoulder | B14 | 900 | 2045 | 1107.26 | 42.62 | 42.63 | 0.01 | 0
2025 | MISO_MI_2_MISO_IN | MISO_MI | MISO_IN | Internal | Shoulder | B15 | 1203 | 2045 | 0 | 41.7 | 41.69 | 0.01 | 0
2025 | MISO_MI_2_MISO_IN | MISO_MI | MISO_IN | Internal | Summer | B1 | 10 | 2045 | 2045 | 71.31 | 73.46 | 0.01 | 2.15
2025 | MISO_MI_2_MISO_IN | MISO_MI | MISO_IN | Internal | Summer | B2 | 25 | 2045 | 2045 | 71.31 | 71.72 | 0.01 | 0.4
2025 | MISO_MI_2_MISO_IN | MISO_MI | MISO_IN | Internal | Summer | B3 | 75 | 2045 | 2045 | 66.7 | 69.48 | 0.01 | 2.77
2025 | MISO_MI_2_MISO_IN | MISO_MI | MISO_IN | Internal | Summer | B4 | 100 | 2045 | 2045 | 66.02 | 69.46 | 0.01 | 3.43
2025 | MISO_MI_2_MISO_IN | MISO_MI | MISO_IN | Internal | Summer | B5 | 200 | 2045 | 2045 | 61.63 | 65.63 | 0.01 | 3.99
2025 | MISO_MI_2_MISO_IN | MISO_MI | MISO_IN | Internal | Summer | B6 | 300 | 2045 | 2045 | 51.83 | 53.22 | 0.01 | 1.37
2025 | MISO_MI_2_MISO_IN | MISO_MI | MISO_IN | Internal | Summer | B7 | 400 | 2045 | 757.65 | 43.49 | 43.5 | 0.01 | 0
2025 | MISO_MI_2_MISO_IN | MISO_MI | MISO_IN | Internal | Summer | B8 | 500 | 2045 | 92.13 | 41.15 | 41.16 | 0.01 | 0
2025 | MISO_MI_2_MISO_IN | MISO_MI | MISO_IN | Internal | Summer | B9 | 800 | 2045 | 0 | 40.39 | 40.38 | 0.01 | 0
2025 | MISO_MI_2_MISO_IN | MISO_MI | MISO_IN | Internal | Summer | B10 | 1262 | 2045 | 0 | 37.09 | 37.08 | 0.01 | 0
2025 | MISO_MI_2_MISO_IN | MISO_MI | MISO_IN | Internal | Winter | B16 | 25 | 2045 | 2045 | 59.89 | 63.87 | 0.01 | 3.97
2025 | MISO_MI_2_MISO_IN | MISO_MI | MISO_IN | Internal | Winter | B17 | 100 | 2045 | 428.85 | 51.28 | 51.29 | 0.01 | 0
2025 | MISO_MI_2_MISO_IN | MISO_MI | MISO_IN | Internal | Winter | B18 | 400 | 2045 | 334.22 | 46.99 | 47 | 0.01 | 0
2025 | MISO_MI_2_MISO_IN | MISO_MI | MISO_IN | Internal | Winter | B19 | 700 | 2045 | 0 | 44.04 | 44.03 | 0.01 | 0
2025 | MISO_MI_2_MISO_IN | MISO_MI | MISO_IN | Internal | Winter | B20 | 935 | 2045 | 342.98 | 39.91 | 39.92 | 0.01 | 0
2025 | MISO_MI_2_MISO_WUMS | MISO_MI | MISO_WUMS | Internal | Shoulder | B11 | 25 | 117 | 117 | 57.98 | 62.21 | 0.01 | 4.22
2025 | MISO_MI_2_MISO_WUMS | MISO_MI | MISO_WUMS | Internal | Shoulder | B12 | 200 | 117 | 0 | 49.01 | 48.99 | 0.01 | 0
2025 | MISO_MI_2_MISO_WUMS | MISO_MI | MISO_WUMS | Internal | Shoulder | B13 | 600 | 117 | 0 | 45.1 | 45.1 | 0.01 | 0
2025 | MISO_MI_2_MISO_WUMS | MISO_MI | MISO_WUMS | Internal | Shoulder | B14 | 900 | 117 | 117 | 42.62 | 43.14 | 0.01 | 0.51
2025 | MISO_MI_2_MISO_WUMS | MISO_MI | MISO_WUMS | Internal | Shoulder | B15 | 1203 | 117 | 0 | 41.7 | 41.7 | 0.01 | 0
2025 | MISO_MI_2_MISO_WUMS | MISO_MI | MISO_WUMS | Internal | Summer | B1 | 10 | 117 | 0 | 71.31 | 71.14 | 0.01 | 0
2025 | MISO_MI_2_MISO_WUMS | MISO_MI | MISO_WUMS | Internal | Summer | B2 | 25 | 117 | 0 | 71.31 | 71.14 | 0.01 | 0
2025 | MISO_MI_2_MISO_WUMS | MISO_MI | MISO_WUMS | Internal | Summer | B3 | 75 | 117 | 117 | 66.7 | 66.91 | 0.01 | 0.2
2025 | MISO_MI_2_MISO_WUMS | MISO_MI | MISO_WUMS | Internal | Summer | B4 | 100 | 117 | 117 | 66.02 | 66.91 | 0.01 | 0.88
2025 | MISO_MI_2_MISO_WUMS | MISO_MI | MISO_WUMS | Internal | Summer | B5 | 200 | 117 | 117 | 61.63 | 65.62 | 0.01 | 3.98
2025 | MISO_MI_2_MISO_WUMS | MISO_MI | MISO_WUMS | Internal | Summer | B6 | 300 | 117 | 0 | 51.83 | 50.23 | 0.01 | 0
2025 | MISO_MI_2_MISO_WUMS | MISO_MI | MISO_WUMS | Internal | Summer | B7 | 400 | 117 | 0 | 43.49 | 43.47 | 0.01 | 0
2025 | MISO_MI_2_MISO_WUMS | MISO_MI | MISO_WUMS | Internal | Summer | B8 | 500 | 117 | 5.57 | 41.15 | 41.16 | 0.01 | 0
2025 | MISO_MI_2_MISO_WUMS | MISO_MI | MISO_WUMS | Internal | Summer | B9 | 800 | 117 | 0 | 40.39 | 40.34 | 0.01 | 0
2025 | MISO_MI_2_MISO_WUMS | MISO_MI | MISO_WUMS | Internal | Summer | B10 | 1262 | 117 | 117 | 37.09 | 37.36 | 0.01 | 0.25
2025 | MISO_MI_2_MISO_WUMS | MISO_MI | MISO_WUMS | Internal | Winter | B16 | 25 | 117 | 117 | 59.89 | 62.97 | 0.01 | 3.07
2025 | MISO_MI_2_MISO_WUMS | MISO_MI | MISO_WUMS | Internal | Winter | B17 | 100 | 117 | 0 | 51.28 | 51.28 | 0.01 | 0
2025 | MISO_MI_2_MISO_WUMS | MISO_MI | MISO_WUMS | Internal | Winter | B18 | 400 | 117 | 0 | 46.99 | 46.99 | 0.01 | 0
2025 | MISO_MI_2_MISO_WUMS | MISO_MI | MISO_WUMS | Internal | Winter | B19 | 700 | 117 | 117 | 44.04 | 44.55 | 0.01 | 0.49
2025 | MISO_MI_2_MISO_WUMS | MISO_MI | MISO_WUMS | Internal | Winter | B20 | 935 | 117 | 117 | 39.91 | 39.93 | 0.01 | 0.01
2025 | MISO_MI_2_PJM_ROR | MISO_MI | PJM_ROR | Internal | Shoulder | B11 | 25 | 1424 | 1424 | 57.98 | 60.21 | 2 | 0.23
2025 | MISO_MI_2_PJM_ROR | MISO_MI | PJM_ROR | Internal | Shoulder | B12 | 200 | 1424 | 0 | 49.01 | 50.99 | 2 | 0
2025 | MISO_MI_2_PJM_ROR | MISO_MI | PJM_ROR | Internal | Shoulder | B13 | 600 | 1424 | 339.05 | 45.1 | 47.1 | 2 | 0
2025 | MISO_MI_2_PJM_ROR | MISO_MI | PJM_ROR | Internal | Shoulder | B14 | 900 | 1424 | 0 | 42.62 | 44.24 | 2 | 0
2025 | MISO_MI_2_PJM_ROR | MISO_MI | PJM_ROR | Internal | Shoulder | B15 | 1203 | 1424 | 0 | 41.7 | 40.7 | 2 | 0
2025 | MISO_MI_2_PJM_ROR | MISO_MI | PJM_ROR | Internal | Summer | B1 | 10 | 1424 | 1424 | 71.31 | 75.46 | 2 | 2.16
2025 | MISO_MI_2_PJM_ROR | MISO_MI | PJM_ROR | Internal | Summer | B2 | 25 | 1424 | 1424 | 71.31 | 73.7 | 2 | 0.4
2025 | MISO_MI_2_PJM_ROR | MISO_MI | PJM_ROR | Internal | Summer | B3 | 75 | 1424 | 1038.7 | 66.7 | 68.7 | 2 | 0
2025 | MISO_MI_2_PJM_ROR | MISO_MI | PJM_ROR | Internal | Summer | B4 | 100 | 1424 | 1424 | 66.02 | 68.66 | 2 | 0.65
2025 | MISO_MI_2_PJM_ROR | MISO_MI | PJM_ROR | Internal | Summer | B5 | 200 | 1424 | 533.84 | 61.63 | 63.63 | 2 | 0
2025 | MISO_MI_2_PJM_ROR | MISO_MI | PJM_ROR | Internal | Summer | B6 | 300 | 1424 | 0 | 51.83 | 52.23 | 2 | 0
2025 | MISO_MI_2_PJM_ROR | MISO_MI | PJM_ROR | Internal | Summer | B7 | 400 | 1424 | 0 | 43.49 | 44.85 | 2 | 0
2025 | MISO_MI_2_PJM_ROR | MISO_MI | PJM_ROR | Internal | Summer | B8 | 500 | 1424 | 0 | 41.15 | 41.85 | 2 | 0
2025 | MISO_MI_2_PJM_ROR | MISO_MI | PJM_ROR | Internal | Summer | B9 | 800 | 1424 | 0 | 40.39 | 40.51 | 2 | 0
2025 | MISO_MI_2_PJM_ROR | MISO_MI | PJM_ROR | Internal | Summer | B10 | 1262 | 1424 | 0 | 37.09 | 37.37 | 2 | 0
2025 | MISO_MI_2_PJM_ROR | MISO_MI | PJM_ROR | Internal | Winter | B16 | 25 | 1424 | 1424 | 59.89 | 64.97 | 2 | 3.08
2025 | MISO_MI_2_PJM_ROR | MISO_MI | PJM_ROR | Internal | Winter | B17 | 100 | 1424 | 586.73 | 51.28 | 53.28 | 2 | 0
2025 | MISO_MI_2_PJM_ROR | MISO_MI | PJM_ROR | Internal | Winter | B18 | 400 | 1424 | 773.15 | 46.99 | 48.99 | 2 | 0
2025 | MISO_MI_2_PJM_ROR | MISO_MI | PJM_ROR | Internal | Winter | B19 | 700 | 1424 | 0 | 44.04 | 46.02 | 2 | 0
2025 | MISO_MI_2_PJM_ROR | MISO_MI | PJM_ROR | Internal | Winter | B20 | 935 | 1424 | 0 | 39.91 | 38.72 | 2 | 0
2025 | MISO_MO-IL_2_ENT | MISO_MO-IL | ENT | Internal | Shoulder | B11 | 25 | 2540 | 0 | 63.59 | 69.85 | 8 | 0
2025 | MISO_MO-IL_2_ENT | MISO_MO-IL | ENT | Internal | Shoulder | B12 | 200 | 2540 | 0 | 49.01 | 46.94 | 8 | 0
2025 | MISO_MO-IL_2_ENT | MISO_MO-IL | ENT | Internal | Shoulder | B13 | 600 | 2540 | 0 | 45.1 | 46.94 | 8 | 0
2025 | MISO_MO-IL_2_ENT | MISO_MO-IL | ENT | Internal | Shoulder | B14 | 900 | 2540 | 0 | 42.62 | 46.61 | 8 | 0
2025 | MISO_MO-IL_2_ENT | MISO_MO-IL | ENT | Internal | Shoulder | B15 | 1203 | 2540 | 0 | 41.68 | 46.6 | 8 | 0
2025 | MISO_MO-IL_2_ENT | MISO_MO-IL | ENT | Internal | Summer | B1 | 10 | 2540 | 0 | 73.45 | 77.33 | 8 | 0
2025 | MISO_MO-IL_2_ENT | MISO_MO-IL | ENT | Internal | Summer | B2 | 25 | 2540 | 0 | 71.7 | 75.77 | 8 | 0
2025 | MISO_MO-IL_2_ENT | MISO_MO-IL | ENT | Internal | Summer | B3 | 75 | 2540 | 0 | 69.47 | 75.77 | 8 | 0
2025 | MISO_MO-IL_2_ENT | MISO_MO-IL | ENT | Internal | Summer | B4 | 100 | 2540 | 0 | 69.47 | 75.77 | 8 | 0
2025 | MISO_MO-IL_2_ENT | MISO_MO-IL | ENT | Internal | Summer | B5 | 200 | 2540 | 0 | 65.62 | 69.21 | 8 | 0
2025 | MISO_MO-IL_2_ENT | MISO_MO-IL | ENT | Internal | Summer | B6 | 300 | 2540 | 372.64 | 53.23 | 61.23 | 8 | 0
2025 | MISO_MO-IL_2_ENT | MISO_MO-IL | ENT | Internal | Summer | B7 | 400 | 2540 | 1549.42 | 43.51 | 51.51 | 8 | 0
2025 | MISO_MO-IL_2_ENT | MISO_MO-IL | ENT | Internal | Summer | B8 | 500 | 2540 | 0 | 41.15 | 45.42 | 8 | 0
2025 | MISO_MO-IL_2_ENT | MISO_MO-IL | ENT | Internal | Summer | B9 | 800 | 2540 | 0 | 40.37 | 45.09 | 8 | 0
2025 | MISO_MO-IL_2_ENT | MISO_MO-IL | ENT | Internal | Summer | B10 | 1262 | 2540 | 0 | 37.07 | 43.61 | 8 | 0
2025 | MISO_MO-IL_2_ENT | MISO_MO-IL | ENT | Internal | Winter | B16 | 25 | 2540 | 0 | 62.97 | 67.76 | 8 | 0
2025 | MISO_MO-IL_2_ENT | MISO_MO-IL | ENT | Internal | Winter | B17 | 100 | 2540 | 0 | 51.28 | 49.93 | 8 | 0
2025 | MISO_MO-IL_2_ENT | MISO_MO-IL | ENT | Internal | Winter | B18 | 400 | 2540 | 0 | 46.99 | 49.93 | 8 | 0
2025 | MISO_MO-IL_2_ENT | MISO_MO-IL | ENT | Internal | Winter | B19 | 700 | 2540 | 0 | 44.02 | 49.57 | 8 | 0
2025 | MISO_MO-IL_2_ENT | MISO_MO-IL | ENT | Internal | Winter | B20 | 935 | 2540 | 2236.4 | 39.93 | 47.93 | 8 | 0
2025 | MISO_MO-IL_2_MISO_IN | MISO_MO-IL | MISO_IN | Internal | Shoulder | B11 | 25 | 2100 | 694.6 | 63.59 | 63.61 | 0.01 | 0
2025 | MISO_MO-IL_2_MISO_IN | MISO_MO-IL | MISO_IN | Internal | Shoulder | B12 | 200 | 2100 | 1180.55 | 49.01 | 49.03 | 0.01 | 0
2025 | MISO_MO-IL_2_MISO_IN | MISO_MO-IL | MISO_IN | Internal | Shoulder | B13 | 600 | 2100 | 374.05 | 45.1 | 45.11 | 0.01 | 0
2025 | MISO_MO-IL_2_MISO_IN | MISO_MO-IL | MISO_IN | Internal | Shoulder | B14 | 900 | 2100 | 109.32 | 42.62 | 42.63 | 0.01 | 0
2025 | MISO_MO-IL_2_MISO_IN | MISO_MO-IL | MISO_IN | Internal | Shoulder | B15 | 1203 | 2100 | 1637.77 | 41.68 | 41.69 | 0.01 | 0
2025 | MISO_MO-IL_2_MISO_IN | MISO_MO-IL | MISO_IN | Internal | Summer | B1 | 10 | 2100 | 360.74 | 73.45 | 73.46 | 0.01 | 0
2025 | MISO_MO-IL_2_MISO_IN | MISO_MO-IL | MISO_IN | Internal | Summer | B2 | 25 | 2100 | 609.75 | 71.7 | 71.72 | 0.01 | 0
2025 | MISO_MO-IL_2_MISO_IN | MISO_MO-IL | MISO_IN | Internal | Summer | B3 | 75 | 2100 | 756.78 | 69.47 | 69.48 | 0.01 | 0
2025 | MISO_MO-IL_2_MISO_IN | MISO_MO-IL | MISO_IN | Internal | Summer | B4 | 100 | 2100 | 0 | 69.47 | 69.46 | 0.01 | 0
2025 | MISO_MO-IL_2_MISO_IN | MISO_MO-IL | MISO_IN | Internal | Summer | B5 | 200 | 2100 | 187.87 | 65.62 | 65.63 | 0.01 | 0
2025 | MISO_MO-IL_2_MISO_IN | MISO_MO-IL | MISO_IN | Internal | Summer | B6 | 300 | 2100 | 0 | 53.23 | 53.22 | 0.01 | 0
2025 | MISO_MO-IL_2_MISO_IN | MISO_MO-IL | MISO_IN | Internal | Summer | B7 | 400 | 2100 | 0 | 43.51 | 43.5 | 0.01 | 0
2025 | MISO_MO-IL_2_MISO_IN | MISO_MO-IL | MISO_IN | Internal | Summer | B8 | 500 | 2100 | 108.74 | 41.15 | 41.16 | 0.01 | 0
2025 | MISO_MO-IL_2_MISO_IN | MISO_MO-IL | MISO_IN | Internal | Summer | B9 | 800 | 2100 | 2013.56 | 40.37 | 40.38 | 0.01 | 0
2025 | MISO_MO-IL_2_MISO_IN | MISO_MO-IL | MISO_IN | Internal | Summer | B10 | 1262 | 2100 | 1649.67 | 37.07 | 37.08 | 0.01 | 0
2025 | MISO_MO-IL_2_MISO_IN | MISO_MO-IL | MISO_IN | Internal | Winter | B16 | 25 | 2100 | 2100 | 62.97 | 63.87 | 0.01 | 0.89
2025 | MISO_MO-IL_2_MISO_IN | MISO_MO-IL | MISO_IN | Internal | Winter | B17 | 100 | 2100 | 1796.54 | 51.28 | 51.29 | 0.01 | 0
2025 | MISO_MO-IL_2_MISO_IN | MISO_MO-IL | MISO_IN | Internal | Winter | B18 | 400 | 2100 | 360.7 | 46.99 | 47 | 0.01 | 0
2025 | MISO_MO-IL_2_MISO_IN | MISO_MO-IL | MISO_IN | Internal | Winter | B19 | 700 | 2100 | 1071.92 | 44.02 | 44.03 | 0.01 | 0
2025 | MISO_MO-IL_2_MISO_IN | MISO_MO-IL | MISO_IN | Internal | Winter | B20 | 935 | 2100 | 0 | 39.93 | 39.92 | 0.01 | 0
2025 | MISO_MO-IL_2_MISO_W | MISO_MO-IL | MISO_W | Internal | Shoulder | B11 | 25 | 960 | 0 | 63.59 | 63.58 | 0.01 | 0
2025 | MISO_MO-IL_2_MISO_W | MISO_MO-IL | MISO_W | Internal | Shoulder | B12 | 200 | 960 | 0 | 49.01 | 49 | 0.01 | 0
2025 | MISO_MO-IL_2_MISO_W | MISO_MO-IL | MISO_W | Internal | Shoulder | B13 | 600 | 960 | 503 | 45.1 | 45.11 | 0.01 | 0
2025 | MISO_MO-IL_2_MISO_W | MISO_MO-IL | MISO_W | Internal | Shoulder | B14 | 900 | 960 | 960 | 42.62 | 43.15 | 0.01 | 0.52
2025 | MISO_MO-IL_2_MISO_W | MISO_MO-IL | MISO_W | Internal | Shoulder | B15 | 1203 | 960 | 279.52 | 41.68 | 41.69 | 0.01 | 0
2025 | MISO_MO-IL_2_MISO_W | MISO_MO-IL | MISO_W | Internal | Summer | B1 | 10 | 960 | 0 | 73.45 | 73.44 | 0.01 | 0
2025 | MISO_MO-IL_2_MISO_W | MISO_MO-IL | MISO_W | Internal | Summer | B2 | 25 | 960 | 0 | 71.7 | 71.7 | 0.01 | 0
2025 | MISO_MO-IL_2_MISO_W | MISO_MO-IL | MISO_W | Internal | Summer | B3 | 75 | 960 | 960 | 69.47 | 70.66 | 0.01 | 1.18
2025 | MISO_MO-IL_2_MISO_W | MISO_MO-IL | MISO_W | Internal | Summer | B4 | 100 | 960 | 960 | 69.47 | 70.66 | 0.01 | 1.18
2025 | MISO_MO-IL_2_MISO_W | MISO_MO-IL | MISO_W | Internal | Summer | B5 | 200 | 960 | 261.35 | 65.62 | 65.63 | 0.01 | 0
2025 | MISO_MO-IL_2_MISO_W | MISO_MO-IL | MISO_W | Internal | Summer | B6 | 300 | 960 | 960 | 53.23 | 54.23 | 0.01 | 0.99
2025 | MISO_MO-IL_2_MISO_W | MISO_MO-IL | MISO_W | Internal | Summer | B7 | 400 | 960 | 960 | 43.51 | 43.73 | 0.01 | 0.21
2025 | MISO_MO-IL_2_MISO_W | MISO_MO-IL | MISO_W | Internal | Summer | B8 | 500 | 960 | 960 | 41.15 | 41.17 | 0.01 | 0.01
2025 | MISO_MO-IL_2_MISO_W | MISO_MO-IL | MISO_W | Internal | Summer | B9 | 800 | 960 | 0 | 40.37 | 40.35 | 0.01 | 0
2025 | MISO_MO-IL_2_MISO_W | MISO_MO-IL | MISO_W | Internal | Summer | B10 | 1262 | 960 | 0 | 37.07 | 37.06 | 0.01 | 0
2025 | MISO_MO-IL_2_MISO_W | MISO_MO-IL | MISO_W | Internal | Winter | B16 | 25 | 960 | 0 | 62.97 | 62.96 | 0.01 | 0
2025 | MISO_MO-IL_2_MISO_W | MISO_MO-IL | MISO_W | Internal | Winter | B17 | 100 | 960 | 0 | 51.28 | 51.27 | 0.01 | 0
2025 | MISO_MO-IL_2_MISO_W | MISO_MO-IL | MISO_W | Internal | Winter | B18 | 400 | 960 | 877.59 | 46.99 | 47 | 0.01 | 0
2025 | MISO_MO-IL_2_MISO_W | MISO_MO-IL | MISO_W | Internal | Winter | B19 | 700 | 960 | 960 | 44.02 | 44.56 | 0.01 | 0.52
2025 | MISO_MO-IL_2_MISO_W | MISO_MO-IL | MISO_W | Internal | Winter | B20 | 935 | 960 | 0 | 39.93 | 39.92 | 0.01 | 0
2025 | MISO_MO-IL_2_PJM_ROR | MISO_MO-IL | PJM_ROR | Internal | Shoulder | B11 | 25 | 1212 | 0 | 63.59 | 60.21 | 2 | 0
2025 | MISO_MO-IL_2_PJM_ROR | MISO_MO-IL | PJM_ROR | Internal | Shoulder | B12 | 200 | 1212 | 0 | 49.01 | 50.99 | 2 | 0
2025 | MISO_MO-IL_2_PJM_ROR | MISO_MO-IL | PJM_ROR | Internal | Shoulder | B13 | 600 | 1212 | 192.8 | 45.1 | 47.1 | 2 | 0
2025 | MISO_MO-IL_2_PJM_ROR | MISO_MO-IL | PJM_ROR | Internal | Shoulder | B14 | 900 | 1212 | 0 | 42.62 | 44.24 | 2 | 0
2025 | MISO_MO-IL_2_PJM_ROR | MISO_MO-IL | PJM_ROR | Internal | Shoulder | B15 | 1203 | 1212 | 0 | 41.68 | 40.7 | 2 | 0
2025 | MISO_MO-IL_2_PJM_ROR | MISO_MO-IL | PJM_ROR | Internal | Summer | B1 | 10 | 1212 | 1212 | 73.45 | 75.46 | 2 | 0.01
2025 | MISO_MO-IL_2_PJM_ROR | MISO_MO-IL | PJM_ROR | Internal | Summer | B2 | 25 | 1212 | 322.33 | 71.7 | 73.7 | 2 | 0
2025 | MISO_MO-IL_2_PJM_ROR | MISO_MO-IL | PJM_ROR | Internal | Summer | B3 | 75 | 1212 | 0 | 69.47 | 68.7 | 2 | 0
2025 | MISO_MO-IL_2_PJM_ROR | MISO_MO-IL | PJM_ROR | Internal | Summer | B4 | 100 | 1212 | 0 | 69.47 | 68.66 | 2 | 0
2025 | MISO_MO-IL_2_PJM_ROR | MISO_MO-IL | PJM_ROR | Internal | Summer | B5 | 200 | 1212 | 0 | 65.62 | 63.63 | 2 | 0
2025 | MISO_MO-IL_2_PJM_ROR | MISO_MO-IL | PJM_ROR | Internal | Summer | B6 | 300 | 1212 | 0 | 53.23 | 52.23 | 2 | 0
2025 | MISO_MO-IL_2_PJM_ROR | MISO_MO-IL | PJM_ROR | Internal | Summer | B7 | 400 | 1212 | 0 | 43.51 | 44.85 | 2 | 0
2025 | MISO_MO-IL_2_PJM_ROR | MISO_MO-IL | PJM_ROR | Internal | Summer | B8 | 500 | 1212 | 0 | 41.15 | 41.85 | 2 | 0
2025 | MISO_MO-IL_2_PJM_ROR | MISO_MO-IL | PJM_ROR | Internal | Summer | B9 | 800 | 1212 | 0 | 40.37 | 40.51 | 2 | 0
2025 | MISO_MO-IL_2_PJM_ROR | MISO_MO-IL | PJM_ROR | Internal | Summer | B10 | 1262 | 1212 | 0 | 37.07 | 37.37 | 2 | 0
2025 | MISO_MO-IL_2_PJM_ROR | MISO_MO-IL | PJM_ROR | Internal | Winter | B16 | 25 | 1212 | 162.51 | 62.97 | 64.97 | 2 | 0
2025 | MISO_MO-IL_2_PJM_ROR | MISO_MO-IL | PJM_ROR | Internal | Winter | B17 | 100 | 1212 | 1013.04 | 51.28 | 53.28 | 2 | 0
2025 | MISO_MO-IL_2_PJM_ROR | MISO_MO-IL | PJM_ROR | Internal | Winter | B18 | 400 | 1212 | 675.02 | 46.99 | 48.99 | 2 | 0
2025 | MISO_MO-IL_2_PJM_ROR | MISO_MO-IL | PJM_ROR | Internal | Winter | B19 | 700 | 1212 | 181.77 | 44.02 | 46.02 | 2 | 0
2025 | MISO_MO-IL_2_PJM_ROR | MISO_MO-IL | PJM_ROR | Internal | Winter | B20 | 935 | 1212 | 0 | 39.93 | 38.72 | 2 | 0
2025 | MISO_MO-IL_2_SPP_N | MISO_MO-IL | SPP_N | Internal | Shoulder | B11 | 25 | 2000 | 0 | 63.59 | 70.58 | 8 | 0
2025 | MISO_MO-IL_2_SPP_N | MISO_MO-IL | SPP_N | Internal | Shoulder | B12 | 200 | 2000 | 0 | 49.01 | 49.01 | 8 | 0
2025 | MISO_MO-IL_2_SPP_N | MISO_MO-IL | SPP_N | Internal | Shoulder | B13 | 600 | 2000 | 0 | 45.1 | 46.6 | 8 | 0
2025 | MISO_MO-IL_2_SPP_N | MISO_MO-IL | SPP_N | Internal | Shoulder | B14 | 900 | 2000 | 0 | 42.62 | 45.88 | 8 | 0
2025 | MISO_MO-IL_2_SPP_N | MISO_MO-IL | SPP_N | Internal | Shoulder | B15 | 1203 | 2000 | 0 | 41.68 | 44.97 | 8 | 0
2025 | MISO_MO-IL_2_SPP_N | MISO_MO-IL | SPP_N | Internal | Summer | B1 | 10 | 2000 | 0 | 73.45 | 74.03 | 8 | 0
2025 | MISO_MO-IL_2_SPP_N | MISO_MO-IL | SPP_N | Internal | Summer | B2 | 25 | 2000 | 0 | 71.7 | 74.03 | 8 | 0
2025 | MISO_MO-IL_2_SPP_N | MISO_MO-IL | SPP_N | Internal | Summer | B3 | 75 | 2000 | 0 | 69.47 | 74.03 | 8 | 0
2025 | MISO_MO-IL_2_SPP_N | MISO_MO-IL | SPP_N | Internal | Summer | B4 | 100 | 2000 | 0 | 69.47 | 74.03 | 8 | 0
2025 | MISO_MO-IL_2_SPP_N | MISO_MO-IL | SPP_N | Internal | Summer | B5 | 200 | 2000 | 0 | 65.62 | 70.05 | 8 | 0
2025 | MISO_MO-IL_2_SPP_N | MISO_MO-IL | SPP_N | Internal | Summer | B6 | 300 | 2000 | 1132.52 | 53.23 | 61.23 | 8 | 0
2025 | MISO_MO-IL_2_SPP_N | MISO_MO-IL | SPP_N | Internal | Summer | B7 | 400 | 2000 | 0 | 43.51 | 50.73 | 8 | 0
2025 | MISO_MO-IL_2_SPP_N | MISO_MO-IL | SPP_N | Internal | Summer | B8 | 500 | 2000 | 0 | 41.15 | 45.39 | 8 | 0
2025 | MISO_MO-IL_2_SPP_N | MISO_MO-IL | SPP_N | Internal | Summer | B9 | 800 | 2000 | 0 | 40.37 | 44.28 | 8 | 0
2025 | MISO_MO-IL_2_SPP_N | MISO_MO-IL | SPP_N | Internal | Summer | B10 | 1262 | 2000 | 0 | 37.07 | 43.31 | 8 | 0
2025 | MISO_MO-IL_2_SPP_N | MISO_MO-IL | SPP_N | Internal | Winter | B16 | 25 | 2000 | 0 | 62.97 | 64.5 | 8 | 0
2025 | MISO_MO-IL_2_SPP_N | MISO_MO-IL | SPP_N | Internal | Winter | B17 | 100 | 2000 | 0 | 51.28 | 49.71 | 8 | 0
2025 | MISO_MO-IL_2_SPP_N | MISO_MO-IL | SPP_N | Internal | Winter | B18 | 400 | 2000 | 0 | 46.99 | 48.02 | 8 | 0
2025 | MISO_MO-IL_2_SPP_N | MISO_MO-IL | SPP_N | Internal | Winter | B19 | 700 | 2000 | 0 | 44.02 | 48.02 | 8 | 0
2025 | MISO_MO-IL_2_SPP_N | MISO_MO-IL | SPP_N | Internal | Winter | B20 | 935 | 2000 | 0 | 39.93 | 45.66 | 8 | 0
2025 | MISO_MO-IL_2_TVA_Transmission | MISO_MO-IL | TVA_Transmission | Internal | Shoulder | B11 | 25 | 4000 | 0 | 63.59 | 66.21 | 8 | 0
2025 | MISO_MO-IL_2_TVA_Transmission | MISO_MO-IL | TVA_Transmission | Internal | Shoulder | B12 | 200 | 4000 | 0 | 49.01 | 51.77 | 8 | 0
2025 | MISO_MO-IL_2_TVA_Transmission | MISO_MO-IL | TVA_Transmission | Internal | Shoulder | B13 | 600 | 4000 | 0 | 45.1 | 49.27 | 8 | 0
2025 | MISO_MO-IL_2_TVA_Transmission | MISO_MO-IL | TVA_Transmission | Internal | Shoulder | B14 | 900 | 4000 | 0 | 42.62 | 47.86 | 8 | 0
2025 | MISO_MO-IL_2_TVA_Transmission | MISO_MO-IL | TVA_Transmission | Internal | Shoulder | B15 | 1203 | 4000 | 0 | 41.68 | 45.3 | 8 | 0
2025 | MISO_MO-IL_2_TVA_Transmission | MISO_MO-IL | TVA_Transmission | Internal | Summer | B1 | 10 | 4000 | 708.16 | 73.45 | 81.45 | 8 | 0
2025 | MISO_MO-IL_2_TVA_Transmission | MISO_MO-IL | TVA_Transmission | Internal | Summer | B2 | 25 | 4000 | 1187.89 | 71.7 | 79.7 | 8 | 0
2025 | MISO_MO-IL_2_TVA_Transmission | MISO_MO-IL | TVA_Transmission | Internal | Summer | B3 | 75 | 4000 | 0 | 69.47 | 74.7 | 8 | 0
2025 | MISO_MO-IL_2_TVA_Transmission | MISO_MO-IL | TVA_Transmission | Internal | Summer | B4 | 100 | 4000 | 0 | 69.47 | 74.66 | 8 | 0
2025 | MISO_MO-IL_2_TVA_Transmission | MISO_MO-IL | TVA_Transmission | Internal | Summer | B5 | 200 | 4000 | 0 | 65.62 | 69.63 | 8 | 0
2025 | MISO_MO-IL_2_TVA_Transmission | MISO_MO-IL | TVA_Transmission | Internal | Summer | B6 | 300 | 4000 | 0 | 53.23 | 58.21 | 8 | 0
2025 | MISO_MO-IL_2_TVA_Transmission | MISO_MO-IL | TVA_Transmission | Internal | Summer | B7 | 400 | 4000 | 0 | 43.51 | 50.66 | 8 | 0
2025 | MISO_MO-IL_2_TVA_Transmission | MISO_MO-IL | TVA_Transmission | Internal | Summer | B8 | 500 | 4000 | 0 | 41.15 | 46.36 | 8 | 0
2025 | MISO_MO-IL_2_TVA_Transmission | MISO_MO-IL | TVA_Transmission | Internal | Summer | B9 | 800 | 4000 | 0 | 40.37 | 45.15 | 8 | 0
2025 | MISO_MO-IL_2_TVA_Transmission | MISO_MO-IL | TVA_Transmission | Internal | Summer | B10 | 1262 | 4000 | 0 | 37.07 | 40.44 | 8 | 0
2025 | MISO_MO-IL_2_TVA_Transmission | MISO_MO-IL | TVA_Transmission | Internal | Winter | B16 | 25 | 4000 | 0 | 62.97 | 69.28 | 8 | 0
2025 | MISO_MO-IL_2_TVA_Transmission | MISO_MO-IL | TVA_Transmission | Internal | Winter | B17 | 100 | 4000 | 0 | 51.28 | 54.8 | 8 | 0
2025 | MISO_MO-IL_2_TVA_Transmission | MISO_MO-IL | TVA_Transmission | Internal | Winter | B18 | 400 | 4000 | 0 | 46.99 | 50.64 | 8 | 0
2025 | MISO_MO-IL_2_TVA_Transmission | MISO_MO-IL | TVA_Transmission | Internal | Winter | B19 | 700 | 4000 | 0 | 44.02 | 48.6 | 8 | 0
2025 | MISO_MO-IL_2_TVA_Transmission | MISO_MO-IL | TVA_Transmission | Internal | Winter | B20 | 935 | 4000 | 0 | 39.93 | 44.72 | 8 | 0
2025 | MISO_W_2_MAPP_CA | MISO_W | MAPP_CA | Internal | Shoulder | B11 | 25 | 700 | 0 | 63.58 | 63.57 | 0.01 | 0
2025 | MISO_W_2_MAPP_CA | MISO_W | MAPP_CA | Internal | Shoulder | B12 | 200 | 700 | 0 | 49 | 48.99 | 0.01 | 0
2025 | MISO_W_2_MAPP_CA | MISO_W | MAPP_CA | Internal | Shoulder | B13 | 600 | 700 | 700 | 45.11 | 45.82 | 0.01 | 0.7
2025 | MISO_W_2_MAPP_CA | MISO_W | MAPP_CA | Internal | Shoulder | B14 | 900 | 700 | 700 | 43.15 | 45.82 | 0.01 | 2.66
2025 | MISO_W_2_MAPP_CA | MISO_W | MAPP_CA | Internal | Shoulder | B15 | 1203 | 700 | 700 | 41.69 | 45.82 | 0.01 | 4.12
2025 | MISO_W_2_MAPP_CA | MISO_W | MAPP_CA | Internal | Summer | B1 | 10 | 700 | 0 | 73.44 | 71.73 | 0.01 | 0
2025 | MISO_W_2_MAPP_CA | MISO_W | MAPP_CA | Internal | Summer | B2 | 25 | 700 | 0 | 71.7 | 71.69 | 0.01 | 0
2025 | MISO_W_2_MAPP_CA | MISO_W | MAPP_CA | Internal | Summer | B3 | 75 | 700 | 0 | 70.66 | 70.65 | 0.01 | 0
2025 | MISO_W_2_MAPP_CA | MISO_W | MAPP_CA | Internal | Summer | B4 | 100 | 700 | 0 | 70.66 | 70.65 | 0.01 | 0
2025 | MISO_W_2_MAPP_CA | MISO_W | MAPP_CA | Internal | Summer | B5 | 200 | 700 | 0 | 65.63 | 65.62 | 0.01 | 0
2025 | MISO_W_2_MAPP_CA | MISO_W | MAPP_CA | Internal | Summer | B6 | 300 | 700 | 0 | 54.23 | 54.22 | 0.01 | 0
2025 | MISO_W_2_MAPP_CA | MISO_W | MAPP_CA | Internal | Summer | B7 | 400 | 700 | 0 | 43.73 | 43.72 | 0.01 | 0
2025 | MISO_W_2_MAPP_CA | MISO_W | MAPP_CA | Internal | Summer | B8 | 500 | 700 | 700 | 41.17 | 43.55 | 0.01 | 2.37
2025 | MISO_W_2_MAPP_CA | MISO_W | MAPP_CA | Internal | Summer | B9 | 800 | 700 | 700 | 40.35 | 43.55 | 0.01 | 3.19
2025 | MISO_W_2_MAPP_CA | MISO_W | MAPP_CA | Internal | Summer | B10 | 1262 | 700 | 700 | 37.06 | 43.55 | 0.01 | 6.48
2025 | MISO_W_2_MAPP_CA | MISO_W | MAPP_CA | Internal | Winter | B16 | 25 | 700 | 0 | 62.96 | 62.95 | 0.01 | 0
2025 | MISO_W_2_MAPP_CA | MISO_W | MAPP_CA | Internal | Winter | B17 | 100 | 700 | 0 | 51.27 | 51.26 | 0.01 | 0
2025 | MISO_W_2_MAPP_CA | MISO_W | MAPP_CA | Internal | Winter | B18 | 400 | 700 | 700 | 47 | 49.21 | 0.01 | 2.2
2025 | MISO_W_2_MAPP_CA | MISO_W | MAPP_CA | Internal | Winter | B19 | 700 | 700 | 700 | 44.56 | 49.21 | 0.01 | 4.64
2025 | MISO_W_2_MAPP_CA | MISO_W | MAPP_CA | Internal | Winter | B20 | 935 | 700 | 700 | 39.92 | 49.21 | 0.01 | 9.27
2025 | MISO_W_2_MISO_MO-IL | MISO_W | MISO_MO-IL | Internal | Shoulder | B11 | 25 | 3800 | 1039.59 | 63.58 | 63.59 | 0.01 | 0
2025 | MISO_W_2_MISO_MO-IL | MISO_W | MISO_MO-IL | Internal | Shoulder | B12 | 200 | 3800 | 493.37 | 49 | 49.01 | 0.01 | 0
2025 | MISO_W_2_MISO_MO-IL | MISO_W | MISO_MO-IL | Internal | Shoulder | B13 | 600 | 3800 | 0 | 45.11 | 45.1 | 0.01 | 0
2025 | MISO_W_2_MISO_MO-IL | MISO_W | MISO_MO-IL | Internal | Shoulder | B14 | 900 | 3800 | 0 | 43.15 | 42.62 | 0.01 | 0
2025 | MISO_W_2_MISO_MO-IL | MISO_W | MISO_MO-IL | Internal | Shoulder | B15 | 1203 | 3800 | 0 | 41.69 | 41.68 | 0.01 | 0
2025 | MISO_W_2_MISO_MO-IL | MISO_W | MISO_MO-IL | Internal | Summer | B1 | 10 | 3800 | 818.48 | 73.44 | 73.45 | 0.01 | 0
2025 | MISO_W_2_MISO_MO-IL | MISO_W | MISO_MO-IL | Internal | Summer | B2 | 25 | 3800 | 0 | 71.7 | 71.7 | 0.01 | 0
2025 | MISO_W_2_MISO_MO-IL | MISO_W | MISO_MO-IL | Internal | Summer | B3 | 75 | 3800 | 0 | 70.66 | 69.47 | 0.01 | 0
2025 | MISO_W_2_MISO_MO-IL | MISO_W | MISO_MO-IL | Internal | Summer | B4 | 100 | 3800 | 0 | 70.66 | 69.47 | 0.01 | 0
2025 | MISO_W_2_MISO_MO-IL | MISO_W | MISO_MO-IL | Internal | Summer | B5 | 200 | 3800 | 0 | 65.63 | 65.62 | 0.01 | 0
2025 | MISO_W_2_MISO_MO-IL | MISO_W | MISO_MO-IL | Internal | Summer | B6 | 300 | 3800 | 0 | 54.23 | 53.23 | 0.01 | 0
2025 | MISO_W_2_MISO_MO-IL | MISO_W | MISO_MO-IL | Internal | Summer | B7 | 400 | 3800 | 0 | 43.73 | 43.51 | 0.01 | 0
2025 | MISO_W_2_MISO_MO-IL | MISO_W | MISO_MO-IL | Internal | Summer | B8 | 500 | 3800 | 0 | 41.17 | 41.15 | 0.01 | 0
2025 | MISO_W_2_MISO_MO-IL | MISO_W | MISO_MO-IL | Internal | Summer | B9 | 800 | 3800 | 270.2 | 40.35 | 40.37 | 0.01 | 0
2025 | MISO_W_2_MISO_MO-IL | MISO_W | MISO_MO-IL | Internal | Summer | B10 | 1262 | 3800 | 727.17 | 37.06 | 37.07 | 0.01 | 0
2025 | MISO_W_2_MISO_MO-IL | MISO_W | MISO_MO-IL | Internal | Winter | B16 | 25 | 3800 | 1565.03 | 62.96 | 62.97 | 0.01 | 0
2025 | MISO_W_2_MISO_MO-IL | MISO_W | MISO_MO-IL | Internal | Winter | B17 | 100 | 3800 | 1418 | 51.27 | 51.28 | 0.01 | 0
2025 | MISO_W_2_MISO_MO-IL | MISO_W | MISO_MO-IL | Internal | Winter | B18 | 400 | 3800 | 0 | 47 | 46.99 | 0.01 | 0
2025 | MISO_W_2_MISO_MO-IL | MISO_W | MISO_MO-IL | Internal | Winter | B19 | 700 | 3800 | 0 | 44.56 | 44.02 | 0.01 | 0
2025 | MISO_W_2_MISO_MO-IL | MISO_W | MISO_MO-IL | Internal | Winter | B20 | 935 | 3800 | 413.53 | 39.92 | 39.93 | 0.01 | 0
2025 | MISO_W_2_MISO_WUMS | MISO_W | MISO_WUMS | Internal | Shoulder | B11 | 25 | 1629 | 0 | 63.58 | 62.21 | 0.01 | 0
2025 | MISO_W_2_MISO_WUMS | MISO_W | MISO_WUMS | Internal | Shoulder | B12 | 200 | 1629 | 0 | 49 | 48.99 | 0.01 | 0
2025 | MISO_W_2_MISO_WUMS | MISO_W | MISO_WUMS | Internal | Shoulder | B13 | 600 | 1629 | 0 | 45.11 | 45.1 | 0.01 | 0
2025 | MISO_W_2_MISO_WUMS | MISO_W | MISO_WUMS | Internal | Shoulder | B14 | 900 | 1629 | 0 | 43.15 | 43.14 | 0.01 | 0
2025 | MISO_W_2_MISO_WUMS | MISO_W | MISO_WUMS | Internal | Shoulder | B15 | 1203 | 1629 | 611.51 | 41.69 | 41.7 | 0.01 | 0
2025 | MISO_W_2_MISO_WUMS | MISO_W | MISO_WUMS | Internal | Summer | B1 | 10 | 1629 | 0 | 73.44 | 71.14 | 0.01 | 0
2025 | MISO_W_2_MISO_WUMS | MISO_W | MISO_WUMS | Internal | Summer | B2 | 25 | 1629 | 0 | 71.7 | 71.14 | 0.01 | 0
2025 | MISO_W_2_MISO_WUMS | MISO_W | MISO_WUMS | Internal | Summer | B3 | 75 | 1629 | 0 | 70.66 | 66.91 | 0.01 | 0
2025 | MISO_W_2_MISO_WUMS | MISO_W | MISO_WUMS | Internal | Summer | B4 | 100 | 1629 | 0 | 70.66 | 66.91 | 0.01 | 0
2025 | MISO_W_2_MISO_WUMS | MISO_W | MISO_WUMS | Internal | Summer | B5 | 200 | 1629 | 0 | 65.63 | 65.62 | 0.01 | 0
2025 | MISO_W_2_MISO_WUMS | MISO_W | MISO_WUMS | Internal | Summer | B6 | 300 | 1629 | 0 | 54.23 | 50.23 | 0.01 | 0
2025 | MISO_W_2_MISO_WUMS | MISO_W | MISO_WUMS | Internal | Summer | B7 | 400 | 1629 | 0 | 43.73 | 43.47 | 0.01 | 0
2025 | MISO_W_2_MISO_WUMS | MISO_W | MISO_WUMS | Internal | Summer | B8 | 500 | 1629 | 0 | 41.17 | 41.16 | 0.01 | 0
2025 | MISO_W_2_MISO_WUMS | MISO_W | MISO_WUMS | Internal | Summer | B9 | 800 | 1629 | 0 | 40.35 | 40.34 | 0.01 | 0
2025 | MISO_W_2_MISO_WUMS | MISO_W | MISO_WUMS | Internal | Summer | B10 | 1262 | 1629 | 1629 | 37.06 | 37.36 | 0.01 | 0.29
2025 | MISO_W_2_MISO_WUMS | MISO_W | MISO_WUMS | Internal | Winter | B16 | 25 | 1629 | 144.34 | 62.96 | 62.97 | 0.01 | 0
2025 | MISO_W_2_MISO_WUMS | MISO_W | MISO_WUMS | Internal | Winter | B17 | 100 | 1629 | 367.42 | 51.27 | 51.28 | 0.01 | 0
2025 | MISO_W_2_MISO_WUMS | MISO_W | MISO_WUMS | Internal | Winter | B18 | 400 | 1629 | 0 | 47 | 46.99 | 0.01 | 0
2025 | MISO_W_2_MISO_WUMS | MISO_W | MISO_WUMS | Internal | Winter | B19 | 700 | 1629 | 0 | 44.56 | 44.55 | 0.01 | 0
2025 | MISO_W_2_MISO_WUMS | MISO_W | MISO_WUMS | Internal | Winter | B20 | 935 | 1629 | 1143.85 | 39.92 | 39.93 | 0.01 | 0
2025 | MISO_W_2_PJM_ROR | MISO_W | PJM_ROR | Internal | Shoulder | B11 | 25 | 773 | 0 | 63.58 | 60.21 | 2 | 0
2025 | MISO_W_2_PJM_ROR | MISO_W | PJM_ROR | Internal | Shoulder | B12 | 200 | 773 | 0 | 49 | 50.99 | 2 | 0
2025 | MISO_W_2_PJM_ROR | MISO_W | PJM_ROR | Internal | Shoulder | B13 | 600 | 773 | 0 | 45.11 | 47.1 | 2 | 0
2025 | MISO_W_2_PJM_ROR | MISO_W | PJM_ROR | Internal | Shoulder | B14 | 900 | 773 | 0 | 43.15 | 44.24 | 2 | 0
2025 | MISO_W_2_PJM_ROR | MISO_W | PJM_ROR | Internal | Shoulder | B15 | 1203 | 773 | 0 | 41.69 | 40.7 | 2 | 0
2025 | MISO_W_2_PJM_ROR | MISO_W | PJM_ROR | Internal | Summer | B1 | 10 | 773 | 773 | 73.44 | 75.46 | 2 | 0.02
2025 | MISO_W_2_PJM_ROR | MISO_W | PJM_ROR | Internal | Summer | B2 | 25 | 773 | 539.59 | 71.7 | 73.7 | 2 | 0
2025 | MISO_W_2_PJM_ROR | MISO_W | PJM_ROR | Internal | Summer | B3 | 75 | 773 | 0 | 70.66 | 68.7 | 2 | 0
2025 | MISO_W_2_PJM_ROR | MISO_W | PJM_ROR | Internal | Summer | B4 | 100 | 773 | 0 | 70.66 | 68.66 | 2 | 0
2025 | MISO_W_2_PJM_ROR | MISO_W | PJM_ROR | Internal | Summer | B5 | 200 | 773 | 0 | 65.63 | 63.63 | 2 | 0
2025 | MISO_W_2_PJM_ROR | MISO_W | PJM_ROR | Internal | Summer | B6 | 300 | 773 | 0 | 54.23 | 52.23 | 2 | 0
2025 | MISO_W_2_PJM_ROR | MISO_W | PJM_ROR | Internal | Summer | B7 | 400 | 773 | 0 | 43.73 | 44.85 | 2 | 0
2025 | MISO_W_2_PJM_ROR | MISO_W | PJM_ROR | Internal | Summer | B8 | 500 | 773 | 0 | 41.17 | 41.85 | 2 | 0
2025 | MISO_W_2_PJM_ROR | MISO_W | PJM_ROR | Internal | Summer | B9 | 800 | 773 | 0 | 40.35 | 40.51 | 2 | 0
2025 | MISO_W_2_PJM_ROR | MISO_W | PJM_ROR | Internal | Summer | B10 | 1262 | 773 | 0 | 37.06 | 37.37 | 2 | 0
2025 | MISO_W_2_PJM_ROR | MISO_W | PJM_ROR | Internal | Winter | B16 | 25 | 773 | 773 | 62.96 | 64.97 | 2 | 0.01
2025 | MISO_W_2_PJM_ROR | MISO_W | PJM_ROR | Internal | Winter | B17 | 100 | 773 | 773 | 51.27 | 53.28 | 2 | 0.01
2025 | MISO_W_2_PJM_ROR | MISO_W | PJM_ROR | Internal | Winter | B18 | 400 | 773 | 0 | 47 | 48.99 | 2 | 0
2025 | MISO_W_2_PJM_ROR | MISO_W | PJM_ROR | Internal | Winter | B19 | 700 | 773 | 0 | 44.56 | 46.02 | 2 | 0
2025 | MISO_W_2_PJM_ROR | MISO_W | PJM_ROR | Internal | Winter | B20 | 935 | 773 | 0 | 39.92 | 38.72 | 2 | 0
2025 | MISO_W_2_SPP_N | MISO_W | SPP_N | Internal | Shoulder | B11 | 25 | 3200 | 462.72 | 63.58 | 70.58 | 7 | 0
2025 | MISO_W_2_SPP_N | MISO_W | SPP_N | Internal | Shoulder | B12 | 200 | 3200 | 0 | 49 | 49.01 | 7 | 0
2025 | MISO_W_2_SPP_N | MISO_W | SPP_N | Internal | Shoulder | B13 | 600 | 3200 | 0 | 45.11 | 46.6 | 7 | 0
2025 | MISO_W_2_SPP_N | MISO_W | SPP_N | Internal | Shoulder | B14 | 900 | 3200 | 0 | 43.15 | 45.88 | 7 | 0
2025 | MISO_W_2_SPP_N | MISO_W | SPP_N | Internal | Shoulder | B15 | 1203 | 3200 | 0 | 41.69 | 44.97 | 7 | 0
2025 | MISO_W_2_SPP_N | MISO_W | SPP_N | Internal | Summer | B1 | 10 | 3200 | 0 | 73.44 | 74.03 | 7 | 0
2025 | MISO_W_2_SPP_N | MISO_W | SPP_N | Internal | Summer | B2 | 25 | 3200 | 0 | 71.7 | 74.03 | 7 | 0
2025 | MISO_W_2_SPP_N | MISO_W | SPP_N | Internal | Summer | B3 | 75 | 3200 | 0 | 70.66 | 74.03 | 7 | 0
2025 | MISO_W_2_SPP_N | MISO_W | SPP_N | Internal | Summer | B4 | 100 | 3200 | 0 | 70.66 | 74.03 | 7 | 0
2025 | MISO_W_2_SPP_N | MISO_W | SPP_N | Internal | Summer | B5 | 200 | 3200 | 0 | 65.63 | 70.05 | 7 | 0
2025 | MISO_W_2_SPP_N | MISO_W | SPP_N | Internal | Summer | B6 | 300 | 3200 | 2297.56 | 54.23 | 61.23 | 7 | 0
2025 | MISO_W_2_SPP_N | MISO_W | SPP_N | Internal | Summer | B7 | 400 | 3200 | 2364.24 | 43.73 | 50.73 | 7 | 0
2025 | MISO_W_2_SPP_N | MISO_W | SPP_N | Internal | Summer | B8 | 500 | 3200 | 0 | 41.17 | 45.39 | 7 | 0
2025 | MISO_W_2_SPP_N | MISO_W | SPP_N | Internal | Summer | B9 | 800 | 3200 | 0 | 40.35 | 44.28 | 7 | 0
2025 | MISO_W_2_SPP_N | MISO_W | SPP_N | Internal | Summer | B10 | 1262 | 3200 | 0 | 37.06 | 43.31 | 7 | 0
2025 | MISO_W_2_SPP_N | MISO_W | SPP_N | Internal | Winter | B16 | 25 | 3200 | 0 | 62.96 | 64.5 | 7 | 0
2025 | MISO_W_2_SPP_N | MISO_W | SPP_N | Internal | Winter | B17 | 100 | 3200 | 0 | 51.27 | 49.71 | 7 | 0
2025 | MISO_W_2_SPP_N | MISO_W | SPP_N | Internal | Winter | B18 | 400 | 3200 | 0 | 47 | 48.02 | 7 | 0
2025 | MISO_W_2_SPP_N | MISO_W | SPP_N | Internal | Winter | B19 | 700 | 3200 | 0 | 44.56 | 48.02 | 7 | 0
2025 | MISO_W_2_SPP_N | MISO_W | SPP_N | Internal | Winter | B20 | 935 | 3200 | 0 | 39.92 | 45.66 | 7 | 0
2025 | MISO_WUMS_2_MISO_MI | MISO_WUMS | MISO_MI | Internal | Shoulder | B11 | 25 | 99 | 0 | 62.21 | 57.98 | 0.01 | 0
2025 | MISO_WUMS_2_MISO_MI | MISO_WUMS | MISO_MI | Internal | Shoulder | B12 | 200 | 99 | 99 | 48.99 | 49.01 | 0.01 | 0.01
2025 | MISO_WUMS_2_MISO_MI | MISO_WUMS | MISO_MI | Internal | Shoulder | B13 | 600 | 99 | 0 | 45.1 | 45.1 | 0.01 | 0
2025 | MISO_WUMS_2_MISO_MI | MISO_WUMS | MISO_MI | Internal | Shoulder | B14 | 900 | 99 | 0 | 43.14 | 42.62 | 0.01 | 0
2025 | MISO_WUMS_2_MISO_MI | MISO_WUMS | MISO_MI | Internal | Shoulder | B15 | 1203 | 99 | 0 | 41.7 | 41.7 | 0.01 | 0
2025 | MISO_WUMS_2_MISO_MI | MISO_WUMS | MISO_MI | Internal | Summer | B1 | 10 | 99 | 99 | 71.14 | 71.31 | 0.01 | 0.15
2025 | MISO_WUMS_2_MISO_MI | MISO_WUMS | MISO_MI | Internal | Summer | B2 | 25 | 99 | 99 | 71.14 | 71.31 | 0.01 | 0.15
2025 | MISO_WUMS_2_MISO_MI | MISO_WUMS | MISO_MI | Internal | Summer | B3 | 75 | 99 | 0 | 66.91 | 66.7 | 0.01 | 0
2025 | MISO_WUMS_2_MISO_MI | MISO_WUMS | MISO_MI | Internal | Summer | B4 | 100 | 99 | 0 | 66.91 | 66.02 | 0.01 | 0
2025 | MISO_WUMS_2_MISO_MI | MISO_WUMS | MISO_MI | Internal | Summer | B5 | 200 | 99 | 0 | 65.62 | 61.63 | 0.01 | 0
2025 | MISO_WUMS_2_MISO_MI | MISO_WUMS | MISO_MI | Internal | Summer | B6 | 300 | 99 | 99 | 50.23 | 51.83 | 0.01 | 1.59
2025 | MISO_WUMS_2_MISO_MI | MISO_WUMS | MISO_MI | Internal | Summer | B7 | 400 | 99 | 95.7 | 43.47 | 43.49 | 0.01 | 0
2025 | MISO_WUMS_2_MISO_MI | MISO_WUMS | MISO_MI | Internal | Summer | B8 | 500 | 99 | 0 | 41.16 | 41.15 | 0.01 | 0
2025 | MISO_WUMS_2_MISO_MI | MISO_WUMS | MISO_MI | Internal | Summer | B9 | 800 | 99 | 99 | 40.34 | 40.39 | 0.01 | 0.04
2025 | MISO_WUMS_2_MISO_MI | MISO_WUMS | MISO_MI | Internal | Summer | B10 | 1262 | 99 | 0 | 37.36 | 37.09 | 0.01 | 0
2025 | MISO_WUMS_2_MISO_MI | MISO_WUMS | MISO_MI | Internal | Winter | B16 | 25 | 99 | 0 | 62.97 | 59.89 | 0.01 | 0
2025 | MISO_WUMS_2_MISO_MI | MISO_WUMS | MISO_MI | Internal | Winter | B17 | 100 | 99 | 0 | 51.28 | 51.28 | 0.01 | 0
2025 | MISO_WUMS_2_MISO_MI | MISO_WUMS | MISO_MI | Internal | Winter | B18 | 400 | 99 | 0 | 46.99 | 46.99 | 0.01 | 0
2025 | MISO_WUMS_2_MISO_MI | MISO_WUMS | MISO_MI | Internal | Winter | B19 | 700 | 99 | 0 | 44.55 | 44.04 | 0.01 | 0
2025 | MISO_WUMS_2_MISO_MI | MISO_WUMS | MISO_MI | Internal | Winter | B20 | 935 | 99 | 0 | 39.93 | 39.91 | 0.01 | 0
2025 | MISO_WUMS_2_MISO_W | MISO_WUMS | MISO_W | Internal | Shoulder | B11 | 25 | 1137 | 1137 | 62.21 | 63.58 | 0.01 | 1.36
2025 | MISO_WUMS_2_MISO_W | MISO_WUMS | MISO_W | Internal | Shoulder | B12 | 200 | 1137 | 59.48 | 48.99 | 49 | 0.01 | 0
2025 | MISO_WUMS_2_MISO_W | MISO_WUMS | MISO_W | Internal | Shoulder | B13 | 600 | 1137 | 307.62 | 45.1 | 45.11 | 0.01 | 0
2025 | MISO_WUMS_2_MISO_W | MISO_WUMS | MISO_W | Internal | Shoulder | B14 | 900 | 1137 | 1124.6 | 43.14 | 43.15 | 0.01 | 0
2025 | MISO_WUMS_2_MISO_W | MISO_WUMS | MISO_W | Internal | Shoulder | B15 | 1203 | 1137 | 0 | 41.7 | 41.69 | 0.01 | 0
2025 | MISO_WUMS_2_MISO_W | MISO_WUMS | MISO_W | Internal | Summer | B1 | 10 | 1137 | 1137 | 71.14 | 73.44 | 0.01 | 2.28
2025 | MISO_WUMS_2_MISO_W | MISO_WUMS | MISO_W | Internal | Summer | B2 | 25 | 1137 | 1137 | 71.14 | 71.7 | 0.01 | 0.55
2025 | MISO_WUMS_2_MISO_W | MISO_WUMS | MISO_W | Internal | Summer | B3 | 75 | 1137 | 1137 | 66.91 | 70.66 | 0.01 | 3.74
2025 | MISO_WUMS_2_MISO_W | MISO_WUMS | MISO_W | Internal | Summer | B4 | 100 | 1137 | 1137 | 66.91 | 70.66 | 0.01 | 3.74
2025 | MISO_WUMS_2_MISO_W | MISO_WUMS | MISO_W | Internal | Summer | B5 | 200 | 1137 | 1023.65 | 65.62 | 65.63 | 0.01 | 0
2025 | MISO_WUMS_2_MISO_W | MISO_WUMS | MISO_W | Internal | Summer | B6 | 300 | 1137 | 1137 | 50.23 | 54.23 | 0.01 | 3.99
2025 | MISO_WUMS_2_MISO_W | MISO_WUMS | MISO_W | Internal | Summer | B7 | 400 | 1137 | 1137 | 43.47 | 43.73 | 0.01 | 0.25
2025 | MISO_WUMS_2_MISO_W | MISO_WUMS | MISO_W | Internal | Summer | B8 | 500 | 1137 | 398.5 | 41.16 | 41.17 | 0.01 | 0
2025 | MISO_WUMS_2_MISO_W | MISO_WUMS | MISO_W | Internal | Summer | B9 | 800 | 1137 | 599.54 | 40.34 | 40.35 | 0.01 | 0
2025 | MISO_WUMS_2_MISO_W | MISO_WUMS | MISO_W | Internal | Summer | B10 | 1262 | 1137 | 0 | 37.36 | 37.06 | 0.01 | 0
2025 | MISO_WUMS_2_MISO_W | MISO_WUMS | MISO_W | Internal | Winter | B16 | 25 | 1137 | 0 | 62.97 | 62.96 | 0.01 | 0
2025 | MISO_WUMS_2_MISO_W | MISO_WUMS | MISO_W | Internal | Winter | B17 | 100 | 1137 | 0 | 51.28 | 51.27 | 0.01 | 0
2025 | MISO_WUMS_2_MISO_W | MISO_WUMS | MISO_W | Internal | Winter | B18 | 400 | 1137 | 1040.99 | 46.99 | 47 | 0.01 | 0
2025 | MISO_WUMS_2_MISO_W | MISO_WUMS | MISO_W | Internal | Winter | B19 | 700 | 1137 | 645.68 | 44.55 | 44.56 | 0.01 | 0
2025 | MISO_WUMS_2_MISO_W | MISO_WUMS | MISO_W | Internal | Winter | B20 | 935 | 1137 | 0 | 39.93 | 39.92 | 0.01 | 0
2025 | MISO_WUMS_2_PJM_ROR | MISO_WUMS | PJM_ROR | Internal | Shoulder | B11 | 25 | 1600 | 0 | 62.21 | 60.21 | 2 | 0
2025 | MISO_WUMS_2_PJM_ROR | MISO_WUMS | PJM_ROR | Internal | Shoulder | B12 | 200 | 1600 | 565.27 | 48.99 | 50.99 | 2 | 0
2025 | MISO_WUMS_2_PJM_ROR | MISO_WUMS | PJM_ROR | Internal | Shoulder | B13 | 600 | 1600 | 147.35 | 45.1 | 47.1 | 2 | 0
2025 | MISO_WUMS_2_PJM_ROR | MISO_WUMS | PJM_ROR | Internal | Shoulder | B14 | 900 | 1600 | 0 | 43.14 | 44.24 | 2 | 0
2025 | MISO_WUMS_2_PJM_ROR | MISO_WUMS | PJM_ROR | Internal | Shoulder | B15 | 1203 | 1600 | 0 | 41.7 | 40.7 | 2 | 0
2025 | MISO_WUMS_2_PJM_ROR | MISO_WUMS | PJM_ROR | Internal | Summer | B1 | 10 | 1600 | 1600 | 71.14 | 75.46 | 2 | 2.32
2025 | MISO_WUMS_2_PJM_ROR | MISO_WUMS | PJM_ROR | Internal | Summer | B2 | 25 | 1600 | 1600 | 71.14 | 73.7 | 2 | 0.56
2025 | MISO_WUMS_2_PJM_ROR | MISO_WUMS | PJM_ROR | Internal | Summer | B3 | 75 | 1600 | 0 | 66.91 | 68.7 | 2 | 0
2025 | MISO_WUMS_2_PJM_ROR | MISO_WUMS | PJM_ROR | Internal | Summer | B4 | 100 | 1600 | 0 | 66.91 | 68.66 | 2 | 0
2025 | MISO_WUMS_2_PJM_ROR | MISO_WUMS | PJM_ROR | Internal | Summer | B5 | 200 | 1600 | 0 | 65.62 | 63.63 | 2 | 0
2025 | MISO_WUMS_2_PJM_ROR | MISO_WUMS | PJM_ROR | Internal | Summer | B6 | 300 | 1600 | 133.28 | 50.23 | 52.23 | 2 | 0
2025 | MISO_WUMS_2_PJM_ROR | MISO_WUMS | PJM_ROR | Internal | Summer | B7 | 400 | 1600 | 0 | 43.47 | 44.85 | 2 | 0
2025 | MISO_WUMS_2_PJM_ROR | MISO_WUMS | PJM_ROR | Internal | Summer | B8 | 500 | 1600 | 0 | 41.16 | 41.85 | 2 | 0
2025 | MISO_WUMS_2_PJM_ROR | MISO_WUMS | PJM_ROR | Internal | Summer | B9 | 800 | 1600 | 0 | 40.34 | 40.51 | 2 | 0
2025 | MISO_WUMS_2_PJM_ROR | MISO_WUMS | PJM_ROR | Internal | Summer | B10 | 1262 | 1600 | 0 | 37.36 | 37.37 | 2 | 0
2025 | MISO_WUMS_2_PJM_ROR | MISO_WUMS | PJM_ROR | Internal | Winter | B16 | 25 | 1600 | 990.78 | 62.97 | 64.97 | 2 | 0
2025 | MISO_WUMS_2_PJM_ROR | MISO_WUMS | PJM_ROR | Internal | Winter | B17 | 100 | 1600 | 1448.17 | 51.28 | 53.28 | 2 | 0
2025 | MISO_WUMS_2_PJM_ROR | MISO_WUMS | PJM_ROR | Internal | Winter | B18 | 400 | 1600 | 200.76 | 46.99 | 48.99 | 2 | 0
2025 | MISO_WUMS_2_PJM_ROR | MISO_WUMS | PJM_ROR | Internal | Winter | B19 | 700 | 1600 | 0 | 44.55 | 46.02 | 2 | 0
2025 | MISO_WUMS_2_PJM_ROR | MISO_WUMS | PJM_ROR | Internal | Winter | B20 | 935 | 1600 | 0 | 39.93 | 38.72 | 2 | 0
2025 | NE_2_MISO_W | NE | MISO_W | Internal | Shoulder | B11 | 25 | 1600 | 0 | 70.57 | 63.58 | 5 | 0
2025 | NE_2_MISO_W | NE | MISO_W | Internal | Shoulder | B12 | 200 | 1600 | 0 | 49 | 49 | 5 | 0
2025 | NE_2_MISO_W | NE | MISO_W | Internal | Shoulder | B13 | 600 | 1600 | 0 | 46.59 | 45.11 | 5 | 0
2025 | NE_2_MISO_W | NE | MISO_W | Internal | Shoulder | B14 | 900 | 1600 | 0 | 45.87 | 43.15 | 5 | 0
2025 | NE_2_MISO_W | NE | MISO_W | Internal | Shoulder | B15 | 1203 | 1600 | 0 | 44.95 | 41.69 | 5 | 0
2025 | NE_2_MISO_W | NE | MISO_W | Internal | Summer | B1 | 10 | 1600 | 0 | 74.01 | 73.44 | 5 | 0
2025 | NE_2_MISO_W | NE | MISO_W | Internal | Summer | B2 | 25 | 1600 | 0 | 72.91 | 71.7 | 5 | 0
2025 | NE_2_MISO_W | NE | MISO_W | Internal | Summer | B3 | 75 | 1600 | 0 | 72.91 | 70.66 | 5 | 0
2025 | NE_2_MISO_W | NE | MISO_W | Internal | Summer | B4 | 100 | 1600 | 0 | 72.91 | 70.66 | 5 | 0
2025 | NE_2_MISO_W | NE | MISO_W | Internal | Summer | B5 | 200 | 1600 | 0 | 70.04 | 65.63 | 5 | 0
2025 | NE_2_MISO_W | NE | MISO_W | Internal | Summer | B6 | 300 | 1600 | 0 | 61.22 | 54.23 | 5 | 0
2025 | NE_2_MISO_W | NE | MISO_W | Internal | Summer | B7 | 400 | 1600 | 0 | 47.81 | 43.73 | 5 | 0
2025 | NE_2_MISO_W | NE | MISO_W | Internal | Summer | B8 | 500 | 1600 | 0 | 43.55 | 41.17 | 5 | 0
2025 | NE_2_MISO_W | NE | MISO_W | Internal | Summer | B9 | 800 | 1600 | 0 | 43.55 | 40.35 | 5 | 0
2025 | NE_2_MISO_W | NE | MISO_W | Internal | Summer | B10 | 1262 | 1600 | 0 | 37.91 | 37.06 | 5 | 0
2025 | NE_2_MISO_W | NE | MISO_W | Internal | Winter | B16 | 25 | 1600 | 0 | 62.96 | 62.96 | 5 | 0
2025 | NE_2_MISO_W | NE | MISO_W | Internal | Winter | B17 | 100 | 1600 | 0 | 49.7 | 51.27 | 5 | 0
2025 | NE_2_MISO_W | NE | MISO_W | Internal | Winter | B18 | 400 | 1600 | 0 | 48.01 | 47 | 5 | 0
2025 | NE_2_MISO_W | NE | MISO_W | Internal | Winter | B19 | 700 | 1600 | 0 | 48.01 | 44.56 | 5 | 0
2025 | NE_2_MISO_W | NE | MISO_W | Internal | Winter | B20 | 935 | 1600 | 0 | 42.94 | 39.92 | 5 | 0
2025 | NE_2_SPP_N | NE | SPP_N | Internal | Shoulder | B11 | 25 | 1800 | 1789.39 | 70.57 | 70.58 | 0.01 | 0
2025 | NE_2_SPP_N | NE | SPP_N | Internal | Shoulder | B12 | 200 | 1800 | 464.75 | 49 | 49.01 | 0.01 | 0
2025 | NE_2_SPP_N | NE | SPP_N | Internal | Shoulder | B13 | 600 | 1800 | 769.81 | 46.59 | 46.6 | 0.01 | 0
2025 | NE_2_SPP_N | NE | SPP_N | Internal | Shoulder | B14 | 900 | 1800 | 257.53 | 45.87 | 45.88 | 0.01 | 0
2025 | NE_2_SPP_N | NE | SPP_N | Internal | Shoulder | B15 | 1203 | 1800 | 713.04 | 44.95 | 44.97 | 0.01 | 0
2025 | NE_2_SPP_N | NE | SPP_N | Internal | Summer | B1 | 10 | 1800 | 1724.3 | 74.01 | 74.03 | 0.01 | 0
2025 | NE_2_SPP_N | NE | SPP_N | Internal | Summer | B2 | 25 | 1800 | 1800 | 72.91 | 74.03 | 0.01 | 1.1
2025 | NE_2_SPP_N | NE | SPP_N | Internal | Summer | B3 | 75 | 1800 | 1800 | 72.91 | 74.03 | 0.01 | 1.1
2025 | NE_2_SPP_N | NE | SPP_N | Internal | Summer | B4 | 100 | 1800 | 1800 | 72.91 | 74.03 | 0.01 | 1.1
2025 | NE_2_SPP_N | NE | SPP_N | Internal | Summer | B5 | 200 | 1800 | 1372.89 | 70.04 | 70.05 | 0.01 | 0
2025 | NE_2_SPP_N | NE | SPP_N | Internal | Summer | B6 | 300 | 1800 | 1748.75 | 61.22 | 61.23 | 0.01 | 0
2025 | NE_2_SPP_N | NE | SPP_N | Internal | Summer | B7 | 400 | 1800 | 1800 | 47.81 | 50.73 | 0.01 | 2.91
2025 | NE_2_SPP_N | NE | SPP_N | Internal | Summer | B8 | 500 | 1800 | 1800 | 43.55 | 45.39 | 0.01 | 1.82
2025 | NE_2_SPP_N | NE | SPP_N | Internal | Summer | B9 | 800 | 1800 | 1800 | 43.55 | 44.28 | 0.01 | 0.72
2025 | NE_2_SPP_N | NE | SPP_N | Internal | Summer | B10 | 1262 | 1800 | 1800 | 37.91 | 43.31 | 0.01 | 5.39
2025 | NE_2_SPP_N | NE | SPP_N | Internal | Winter | B16 | 25 | 1800 | 1800 | 62.96 | 64.5 | 0.01 | 1.53
2025 | NE_2_SPP_N | NE | SPP_N | Internal | Winter | B17 | 100 | 1800 | 1052.55 | 49.7 | 49.71 | 0.01 | 0
2025 | NE_2_SPP_N | NE | SPP_N | Internal | Winter | B18 | 400 | 1800 | 1140.91 | 48.01 | 48.02 | 0.01 | 0
2025 | NE_2_SPP_N | NE | SPP_N | Internal | Winter | B19 | 700 | 1800 | 1084.39 | 48.01 | 48.02 | 0.01 | 0
2025 | NE_2_SPP_N | NE | SPP_N | Internal | Winter | B20 | 935 | 1800 | 1800 | 42.94 | 45.66 | 0.01 | 2.71
2025 | NEISO_2_NYISO_A-F | NEISO | NYISO_A-F | Internal | Shoulder | B11 | 25 | 600 | 123.27 | 40.94 | 43.94 | 3 | 0
2025 | NEISO_2_NYISO_A-F | NEISO | NYISO_A-F | Internal | Shoulder | B12 | 200 | 600 | 0 | 40.94 | 43.77 | 3 | 0
2025 | NEISO_2_NYISO_A-F | NEISO | NYISO_A-F | Internal | Shoulder | B13 | 600 | 600 | 0 | 40.94 | 43.77 | 3 | 0
2025 | NEISO_2_NYISO_A-F | NEISO | NYISO_A-F | Internal | Shoulder | B14 | 900 | 600 | 0 | 40.94 | 42.82 | 3 | 0
2025 | NEISO_2_NYISO_A-F | NEISO | NYISO_A-F | Internal | Shoulder | B15 | 1203 | 600 | 0 | 40.94 | 42.82 | 3 | 0
2025 | NEISO_2_NYISO_A-F | NEISO | NYISO_A-F | Internal | Summer | B1 | 10 | 600 | 0 | 70.47 | 67.47 | 3 | 0
2025 | NEISO_2_NYISO_A-F | NEISO | NYISO_A-F | Internal | Summer | B2 | 25 | 600 | 0 | 63.04 | 65.72 | 3 | 0
2025 | NEISO_2_NYISO_A-F | NEISO | NYISO_A-F | Internal | Summer | B3 | 75 | 600 | 597.17 | 53.71 | 56.71 | 3 | 0
2025 | NEISO_2_NYISO_A-F | NEISO | NYISO_A-F | Internal | Summer | B4 | 100 | 600 | 554.65 | 47.45 | 50.45 | 3 | 0
2025 | NEISO_2_NYISO_A-F | NEISO | NYISO_A-F | Internal | Summer | B5 | 200 | 600 | 600 | 37.77 | 49.84 | 3 | 9.07
2025 | NEISO_2_NYISO_A-F | NEISO | NYISO_A-F | Internal | Summer | B6 | 300 | 600 | 600 | 37.77 | 46.59 | 3 | 5.82
2025 | NEISO_2_NYISO_A-F | NEISO | NYISO_A-F | Internal | Summer | B7 | 400 | 600 | 600 | 37.77 | 43.49 | 3 | 2.72
2025 | NEISO_2_NYISO_A-F | NEISO | NYISO_A-F | Internal | Summer | B8 | 500 | 600 | 600 | 37.77 | 42.47 | 3 | 1.7
2025 | NEISO_2_NYISO_A-F | NEISO | NYISO_A-F | Internal | Summer | B9 | 800 | 600 | 0 | 37.77 | 40.75 | 3 | 0
2025 | NEISO_2_NYISO_A-F | NEISO | NYISO_A-F | Internal | Summer | B10 | 1262 | 600 | 0 | 37.77 | 40.75 | 3 | 0
2025 | NEISO_2_NYISO_A-F | NEISO | NYISO_A-F | Internal | Winter | B16 | 25 | 600 | 0 | 50.73 | 50.81 | 3 | 0
2025 | NEISO_2_NYISO_A-F | NEISO | NYISO_A-F | Internal | Winter | B17 | 100 | 600 | 0 | 50.73 | 47.73 | 3 | 0
2025 | NEISO_2_NYISO_A-F | NEISO | NYISO_A-F | Internal | Winter | B18 | 400 | 600 | 0 | 50.73 | 46.32 | 3 | 0
2025 | NEISO_2_NYISO_A-F | NEISO | NYISO_A-F | Internal | Winter | B19 | 700 | 600 | 0 | 49.35 | 46.32 | 3 | 0
2025 | NEISO_2_NYISO_A-F | NEISO | NYISO_A-F | Internal | Winter | B20 | 935 | 600 | 0 | 49.35 | 46.32 | 3 | 0
2025 | NEISO_2_NYISO_G-I | NEISO | NYISO_G-I | Internal | Shoulder | B11 | 25 | 600 | 600 | 40.94 | 58.51 | 3 | 14.58
2025 | NEISO_2_NYISO_G-I | NEISO | NYISO_G-I | Internal | Shoulder | B12 | 200 | 600 | 600 | 40.94 | 46.74 | 3 | 2.81
2025 | NEISO_2_NYISO_G-I | NEISO | NYISO_G-I | Internal | Shoulder | B13 | 600 | 600 | 600 | 40.94 | 43.96 | 3 | 0.03
2025 | NEISO_2_NYISO_G-I | NEISO | NYISO_G-I | Internal | Shoulder | B14 | 900 | 600 | 357.06 | 40.94 | 43.94 | 3 | 0
2025 | NEISO_2_NYISO_G-I | NEISO | NYISO_G-I | Internal | Shoulder | B15 | 1203 | 600 | 0 | 40.94 | 42.84 | 3 | 0
2025 | NEISO_2_NYISO_G-I | NEISO | NYISO_G-I | Internal | Summer | B1 | 10 | 600 | 600 | 70.47 | 81.49 | 3 | 8.01
2025 | NEISO_2_NYISO_G-I | NEISO | NYISO_G-I | Internal | Summer | B2 | 25 | 600 | 454.04 | 63.04 | 66.04 | 3 | 0
2025 | NEISO_2_NYISO_G-I | NEISO | NYISO_G-I | Internal | Summer | B3 | 75 | 600 | 600 | 53.71 | 60.67 | 3 | 3.96
2025 | NEISO_2_NYISO_G-I | NEISO | NYISO_G-I | Internal | Summer | B4 | 100 | 600 | 600 | 47.45 | 57.61 | 3 | 7.16
2025 | NEISO_2_NYISO_G-I | NEISO | NYISO_G-I | Internal | Summer | B5 | 200 | 600 | 600 | 37.77 | 53.84 | 3 | 13.07
2025 | NEISO_2_NYISO_G-I | NEISO | NYISO_G-I | Internal | Summer | B6 | 300 | 600 | 600 | 37.77 | 53.84 | 3 | 13.07
2025 | NEISO_2_NYISO_G-I | NEISO | NYISO_G-I | Internal | Summer | B7 | 400 | 600 | 600 | 37.77 | 53.84 | 3 | 13.07
2025 | NEISO_2_NYISO_G-I | NEISO | NYISO_G-I | Internal | Summer | B8 | 500 | 600 | 600 | 37.77 | 42.48 | 3 | 1.72
2025 | NEISO_2_NYISO_G-I | NEISO | NYISO_G-I | Internal | Summer | B9 | 800 | 600 | 363 | 37.77 | 40.77 | 3 | 0
2025 | NEISO_2_NYISO_G-I | NEISO | NYISO_G-I | Internal | Summer | B10 | 1262 | 600 | 164.07 | 37.77 | 40.77 | 3 | 0
2025 | NEISO_2_NYISO_G-I | NEISO | NYISO_G-I | Internal | Winter | B16 | 25 | 600 | 600 | 50.73 | 70.97 | 3 | 17.24
2025 | NEISO_2_NYISO_G-I | NEISO | NYISO_G-I | Internal | Winter | B17 | 100 | 600 | 600 | 50.73 | 59.29 | 3 | 5.56
2025 | NEISO_2_NYISO_G-I | NEISO | NYISO_G-I | Internal | Winter | B18 | 400 | 600 | 600 | 50.73 | 56.2 | 3 | 2.47
2025 | NEISO_2_NYISO_G-I | NEISO | NYISO_G-I | Internal | Winter | B19 | 700 | 600 | 455.47 | 49.35 | 52.35 | 3 | 0
2025 | NEISO_2_NYISO_G-I | NEISO | NYISO_G-I | Internal | Winter | B20 | 935 | 600 | 0 | 49.35 | 50.22 | 3 | 0
2025 | NEISO_2_NYISO_J-K | NEISO | NYISO_J-K | Internal | Shoulder | B11 | 25 | 430 | 430 | 40.94 | 58.53 | 3 | 14.59
2025 | NEISO_2_NYISO_J-K | NEISO | NYISO_J-K | Internal | Shoulder | B12 | 200 | 430 | 430 | 40.94 | 46.75 | 3 | 2.82
2025 | NEISO_2_NYISO_J-K | NEISO | NYISO_J-K | Internal | Shoulder | B13 | 600 | 430 | 430 | 40.94 | 43.97 | 3 | 0.04
2025 | NEISO_2_NYISO_J-K | NEISO | NYISO_J-K | Internal | Shoulder | B14 | 900 | 430 | 430 | 40.94 | 43.95 | 3 | 0.01
2025 | NEISO_2_NYISO_J-K | NEISO | NYISO_J-K | Internal | Shoulder | B15 | 1203 | 430 | 0 | 40.94 | 42.85 | 3 | 0
2025 | NEISO_2_NYISO_J-K | NEISO | NYISO_J-K | Internal | Summer | B1 | 10 | 430 | 430 | 70.47 | 81.5 | 3 | 8.02
2025 | NEISO_2_NYISO_J-K | NEISO | NYISO_J-K | Internal | Summer | B2 | 25 | 430 | 430 | 63.04 | 66.06 | 3 | 0.01
2025 | NEISO_2_NYISO_J-K | NEISO | NYISO_J-K | Internal | Summer | B3 | 75 | 430 | 430 | 53.71 | 60.69 | 3 | 3.97
2025 | NEISO_2_NYISO_J-K | NEISO | NYISO_J-K | Internal | Summer | B4 | 100 | 430 | 430 | 47.45 | 57.62 | 3 | 7.17
2025 | NEISO_2_NYISO_J-K | NEISO | NYISO_J-K | Internal | Summer | B5 | 200 | 430 | 430 | 37.77 | 53.85 | 3 | 13.09
2025 | NEISO_2_NYISO_J-K | NEISO | NYISO_J-K | Internal | Summer | B6 | 300 | 430 | 430 | 37.77 | 53.85 | 3 | 13.09
2025 | NEISO_2_NYISO_J-K | NEISO | NYISO_J-K | Internal | Summer | B7 | 400 | 430 | 430 | 37.77 | 53.85 | 3 | 13.09
2025 | NEISO_2_NYISO_J-K | NEISO | NYISO_J-K | Internal | Summer | B8 | 500 | 430 | 430 | 37.77 | 42.49 | 3 | 1.73
2025 | NEISO_2_NYISO_J-K | NEISO | NYISO_J-K | Internal | Summer | B9 | 800 | 430 | 430 | 37.77 | 40.78 | 3 | 0.01
2025 | NEISO_2_NYISO_J-K | NEISO | NYISO_J-K | Internal | Summer | B10 | 1262 | 430 | 430 | 37.77 | 40.78 | 3 | 0.01
2025 | NEISO_2_NYISO_J-K | NEISO | NYISO_J-K | Internal | Winter | B16 | 25 | 430 | 430 | 50.73 | 70.98 | 3 | 17.25
2025 | NEISO_2_NYISO_J-K | NEISO | NYISO_J-K | Internal | Winter | B17 | 100 | 430 | 430 | 50.73 | 59.3 | 3 | 5.57
2025 | NEISO_2_NYISO_J-K | NEISO | NYISO_J-K | Internal | Winter | B18 | 400 | 430 | 430 | 50.73 | 56.21 | 3 | 2.48
2025 | NEISO_2_NYISO_J-K | NEISO | NYISO_J-K | Internal | Winter | B19 | 700 | 430 | 430 | 49.35 | 52.83 | 3 | 0.48
2025 | NEISO_2_NYISO_J-K | NEISO | NYISO_J-K | Internal | Winter | B20 | 935 | 430 | 0 | 49.35 | 50.24 | 3 | 0
2025 | NonRTO_Midwest_2_MISO_IN | NonRTO_Midwest | MISO_IN | Internal | Shoulder | B11 | 25 | 4450 | 0 | 71.61 | 63.61 | 8 | 0
2025 | NonRTO_Midwest_2_MISO_IN | NonRTO_Midwest | MISO_IN | Internal | Shoulder | B12 | 200 | 4450 | 0 | 57.03 | 49.03 | 8 | 0
2025 | NonRTO_Midwest_2_MISO_IN | NonRTO_Midwest | MISO_IN | Internal | Shoulder | B13 | 600 | 4450 | 0 | 53.11 | 45.11 | 8 | 0
2025 | NonRTO_Midwest_2_MISO_IN | NonRTO_Midwest | MISO_IN | Internal | Shoulder | B14 | 900 | 4450 | 0 | 44.83 | 42.63 | 8 | 0
2025 | NonRTO_Midwest_2_MISO_IN | NonRTO_Midwest | MISO_IN | Internal | Shoulder | B15 | 1203 | 4450 | 0 | 37.3 | 41.69 | 8 | 0
2025 | NonRTO_Midwest_2_MISO_IN | NonRTO_Midwest | MISO_IN | Internal | Summer | B1 | 10 | 4450 | 0 | 75.82 | 73.46 | 8 | 0
2025 | NonRTO_Midwest_2_MISO_IN | NonRTO_Midwest | MISO_IN | Internal | Summer | B2 | 25 | 4450 | 0 | 75.82 | 71.72 | 8 | 0
2025 | NonRTO_Midwest_2_MISO_IN | NonRTO_Midwest | MISO_IN | Internal | Summer | B3 | 75 | 4450 | 0 | 75.82 | 69.48 | 8 | 0
2025 | NonRTO_Midwest_2_MISO_IN | NonRTO_Midwest | MISO_IN | Internal | Summer | B4 | 100 | 4450 | 0 | 75.82 | 69.46 | 8 | 0
2025 | NonRTO_Midwest_2_MISO_IN | NonRTO_Midwest | MISO_IN | Internal | Summer | B5 | 200 | 4450 | 0 | 73.63 | 65.63 | 8 | 0
2025 | NonRTO_Midwest_2_MISO_IN | NonRTO_Midwest | MISO_IN | Internal | Summer | B6 | 300 | 4450 | 0 | 61.22 | 53.22 | 8 | 0
2025 | NonRTO_Midwest_2_MISO_IN | NonRTO_Midwest | MISO_IN | Internal | Summer | B7 | 400 | 4450 | 0 | 44.83 | 43.5 | 8 | 0
2025 | NonRTO_Midwest_2_MISO_IN | NonRTO_Midwest | MISO_IN | Internal | Summer | B8 | 500 | 4450 | 0 | 43.61 | 41.16 | 8 | 0
2025 | NonRTO_Midwest_2_MISO_IN | NonRTO_Midwest | MISO_IN | Internal | Summer | B9 | 800 | 4450 | 0 | 37.15 | 40.38 | 8 | 0
2025 | NonRTO_Midwest_2_MISO_IN | NonRTO_Midwest | MISO_IN | Internal | Summer | B10 | 1262 | 4450 | 0 | 35.59 | 37.08 | 8 | 0
2025 | NonRTO_Midwest_2_MISO_IN | NonRTO_Midwest | MISO_IN | Internal | Winter | B16 | 25 | 4450 | 0 | 71.87 | 63.87 | 8 | 0
2025 | NonRTO_Midwest_2_MISO_IN | NonRTO_Midwest | MISO_IN | Internal | Winter | B17 | 100 | 4450 | 0 | 59.29 | 51.29 | 8 | 0
2025 | NonRTO_Midwest_2_MISO_IN | NonRTO_Midwest | MISO_IN | Internal | Winter | B18 | 400 | 4450 | 0 | 55 | 47 | 8 | 0
2025 | NonRTO_Midwest_2_MISO_IN | NonRTO_Midwest | MISO_IN | Internal | Winter | B19 | 700 | 4450 | 0 | 44.83 | 44.03 | 8 | 0
2025 | NonRTO_Midwest_2_MISO_IN | NonRTO_Midwest | MISO_IN | Internal | Winter | B20 | 935 | 4450 | 0 | 37.43 | 39.92 | 8 | 0
2025 | NonRTO_Midwest_2_TVA_Transmission | NonRTO_Midwest | TVA_Transmission | Internal | Shoulder | B11 | 25 | 2400 | 0 | 71.61 | 66.21 | 8 | 0
2025 | NonRTO_Midwest_2_TVA_Transmission | NonRTO_Midwest | TVA_Transmission | Internal | Shoulder | B12 | 200 | 2400 | 0 | 57.03 | 51.77 | 8 | 0
2025 | NonRTO_Midwest_2_TVA_Transmission | NonRTO_Midwest | TVA_Transmission | Internal | Shoulder | B13 | 600 | 2400 | 0 | 53.11 | 49.27 | 8 | 0
2025 | NonRTO_Midwest_2_TVA_Transmission | NonRTO_Midwest | TVA_Transmission | Internal | Shoulder | B14 | 900 | 2400 | 0 | 44.83 | 47.86 | 8 | 0
2025 | NonRTO_Midwest_2_TVA_Transmission | NonRTO_Midwest | TVA_Transmission | Internal | Shoulder | B15 | 1203 | 2400 | 45.01 | 37.3 | 45.3 | 8 | 0
2025 | NonRTO_Midwest_2_TVA_Transmission | NonRTO_Midwest | TVA_Transmission | Internal | Summer | B1 | 10 | 2400 | 0 | 75.82 | 81.45 | 8 | 0
2025 | NonRTO_Midwest_2_TVA_Transmission | NonRTO_Midwest | TVA_Transmission | Internal | Summer | B2 | 25 | 2400 | 0 | 75.82 | 79.7 | 8 | 0
2025 | NonRTO_Midwest_2_TVA_Transmission | NonRTO_Midwest | TVA_Transmission | Internal | Summer | B3 | 75 | 2400 | 0 | 75.82 | 74.7 | 8 | 0
2025 | NonRTO_Midwest_2_TVA_Transmission | NonRTO_Midwest | TVA_Transmission | Internal | Summer | B4 | 100 | 2400 | 0 | 75.82 | 74.66 | 8 | 0
2025 | NonRTO_Midwest_2_TVA_Transmission | NonRTO_Midwest | TVA_Transmission | Internal | Summer | B5 | 200 | 2400 | 0 | 73.63 | 69.63 | 8 | 0
2025 | NonRTO_Midwest_2_TVA_Transmission | NonRTO_Midwest | TVA_Transmission | Internal | Summer | B6 | 300 | 2400 | 0 | 61.22 | 58.21 | 8 | 0
2025 | NonRTO_Midwest_2_TVA_Transmission | NonRTO_Midwest | TVA_Transmission | Internal | Summer | B7 | 400 | 2400 | 0 | 44.83 | 50.66 | 8 | 0
2025 | NonRTO_Midwest_2_TVA_Transmission | NonRTO_Midwest | TVA_Transmission | Internal | Summer | B8 | 500 | 2400 | 0 | 43.61 | 46.36 | 8 | 0
2025 | NonRTO_Midwest_2_TVA_Transmission | NonRTO_Midwest | TVA_Transmission | Internal | Summer | B9 | 800 | 2400 | 37.6 | 37.15 | 45.15 | 8 | 0
2025 | NonRTO_Midwest_2_TVA_Transmission | NonRTO_Midwest | TVA_Transmission | Internal | Summer | B10 | 1262 | 2400 | 0 | 35.59 | 40.44 | 8 | 0
2025 | NonRTO_Midwest_2_TVA_Transmission | NonRTO_Midwest | TVA_Transmission | Internal | Winter | B16 | 25 | 2400 | 0 | 71.87 | 69.28 | 8 | 0
2025 | NonRTO_Midwest_2_TVA_Transmission | NonRTO_Midwest | TVA_Transmission | Internal | Winter | B17 | 100 | 2400 | 0 | 59.29 | 54.8 | 8 | 0
2025 | NonRTO_Midwest_2_TVA_Transmission | NonRTO_Midwest | TVA_Transmission | Internal | Winter | B18 | 400 | 2400 | 0 | 55 | 50.64 | 8 | 0
2025 | NonRTO_Midwest_2_TVA_Transmission | NonRTO_Midwest | TVA_Transmission | Internal | Winter | B19 | 700 | 2400 | 0 | 44.83 | 48.6 | 8 | 0
2025 | NonRTO_Midwest_2_TVA_Transmission | NonRTO_Midwest | TVA_Transmission | Internal | Winter | B20 | 935 | 2400 | 0 | 37.43 | 44.72 | 8 | 0
2025 | NYISO_A-F_2_IESO | NYISO_A-F | IESO | Internal | Shoulder | B11 | 25 | 1600 | 0 | 43.94 | 35.55 | 7 | 0
2025 | NYISO_A-F_2_IESO | NYISO_A-F | IESO | Internal | Shoulder | B12 | 200 | 1600 | 0 | 43.77 | 35.55 | 7 | 0
2025 | NYISO_A-F_2_IESO | NYISO_A-F | IESO | Internal | Shoulder | B13 | 600 | 1600 | 0 | 43.77 | 35.55 | 7 | 0
2025 | NYISO_A-F_2_IESO | NYISO_A-F | IESO | Internal | Shoulder | B14 | 900 | 1600 | 0 | 42.82 | 35.55 | 7 | 0
2025 | NYISO_A-F_2_IESO | NYISO_A-F | IESO | Internal | Shoulder | B15 | 1203 | 1600 | 0 | 42.82 | 35.55 | 7 | 0
2025 | NYISO_A-F_2_IESO | NYISO_A-F | IESO | Internal | Summer | B1 | 10 | 1600 | 0 | 67.47 | 60.47 | 7 | 0
2025 | NYISO_A-F_2_IESO | NYISO_A-F | IESO | Internal | Summer | B2 | 25 | 1600 | 0 | 65.72 | 58.72 | 7 | 0
2025 | NYISO_A-F_2_IESO | NYISO_A-F | IESO | Internal | Summer | B3 | 75 | 1600 | 0 | 56.71 | 42.84 | 7 | 0
2025 | NYISO_A-F_2_IESO | NYISO_A-F | IESO | Internal | Summer | B4 | 100 | 1600 | 0 | 50.45 | 42.84 | 7 | 0
2025 | NYISO_A-F_2_IESO | NYISO_A-F | IESO | Internal | Summer | B5 | 200 | 1600 | 0 | 49.84 | 42.84 | 7 | 0
2025 | NYISO_A-F_2_IESO | NYISO_A-F | IESO | Internal | Summer | B6 | 300 | 1600 | 0 | 46.59 | 39.59 | 7 | 0
2025 | NYISO_A-F_2_IESO | NYISO_A-F | IESO | Internal | Summer | B7 | 400 | 1600 | 0 | 43.49 | 36.49 | 7 | 0
2025 | NYISO_A-F_2_IESO | NYISO_A-F | IESO | Internal | Summer | B8 | 500 | 1600 | 0 | 42.47 | 34.15 | 7 | 0
2025 | NYISO_A-F_2_IESO | NYISO_A-F | IESO | Internal | Summer | B9 | 800 | 1600 | 0 | 40.75 | 33.39 | 7 | 0
2025 | NYISO_A-F_2_IESO | NYISO_A-F | IESO | Internal | Summer | B10 | 1262 | 1600 | 0 | 40.75 | 33.39 | 7 | 0
2025 | NYISO_A-F_2_IESO | NYISO_A-F | IESO | Internal | Winter | B16 | 25 | 1600 | 0 | 50.81 | 42.49 | 7 | 0
2025 | NYISO_A-F_2_IESO | NYISO_A-F | IESO | Internal | Winter | B17 | 100 | 1600 | 0 | 47.73 | 40.73 | 7 | 0
2025 | NYISO_A-F_2_IESO | NYISO_A-F | IESO | Internal | Winter | B18 | 400 | 1600 | 0 | 46.32 | 39.32 | 7 | 0
2025 | NYISO_A-F_2_IESO | NYISO_A-F | IESO | Internal | Winter | B19 | 700 | 1600 | 0 | 46.32 | 39.32 | 7 | 0
2025 | NYISO_A-F_2_IESO | NYISO_A-F | IESO | Internal | Winter | B20 | 935 | 1600 | 0 | 46.32 | 39.32 | 7 | 0
2025 | NYISO_A-F_2_NEISO | NYISO_A-F | NEISO | Internal | Shoulder | B11 | 25 | 600 | 0 | 43.94 | 40.94 | 3 | 0
2025 | NYISO_A-F_2_NEISO | NYISO_A-F | NEISO | Internal | Shoulder | B12 | 200 | 600 | 0 | 43.77 | 40.94 | 3 | 0
2025 | NYISO_A-F_2_NEISO | NYISO_A-F | NEISO | Internal | Shoulder | B13 | 600 | 600 | 0 | 43.77 | 40.94 | 3 | 0
2025 | NYISO_A-F_2_NEISO | NYISO_A-F | NEISO | Internal | Shoulder | B14 | 900 | 600 | 0 | 42.82 | 40.94 | 3 | 0
2025 | NYISO_A-F_2_NEISO | NYISO_A-F | NEISO | Internal | Shoulder | B15 | 1203 | 600 | 0 | 42.82 | 40.94 | 3 | 0
2025 | NYISO_A-F_2_NEISO | NYISO_A-F | NEISO | Internal | Summer | B1 | 10 | 600 | 475.09 | 67.47 | 70.47 | 3 | 0
2025 | NYISO_A-F_2_NEISO | NYISO_A-F | NEISO | Internal | Summer | B2 | 25 | 600 | 0 | 65.72 | 63.04 | 3 | 0
2025 | NYISO_A-F_2_NEISO | NYISO_A-F | NEISO | Internal | Summer | B3 | 75 | 600 | 0 | 56.71 | 53.71 | 3 | 0
2025 | NYISO_A-F_2_NEISO | NYISO_A-F | NEISO | Internal | Summer | B4 | 100 | 600 | 0 | 50.45 | 47.45 | 3 | 0
2025 | NYISO_A-F_2_NEISO | NYISO_A-F | NEISO | Internal | Summer | B5 | 200 | 600 | 0 | 49.84 | 37.77 | 3 | 0
2025 | NYISO_A-F_2_NEISO | NYISO_A-F | NEISO | Internal | Summer | B6 | 300 | 600 | 0 | 46.59 | 37.77 | 3 | 0
2025 | NYISO_A-F_2_NEISO | NYISO_A-F | NEISO | Internal | Summer | B7 | 400 | 600 | 0 | 43.49 | 37.77 | 3 | 0
2025 | NYISO_A-F_2_NEISO | NYISO_A-F | NEISO | Internal | Summer | B8 | 500 | 600 | 0 | 42.47 | 37.77 | 3 | 0
2025 | NYISO_A-F_2_NEISO | NYISO_A-F | NEISO | Internal | Summer | B9 | 800 | 600 | 0 | 40.75 | 37.77 | 3 | 0
2025 | NYISO_A-F_2_NEISO | NYISO_A-F | NEISO | Internal | Summer | B10 | 1262 | 600 | 0 | 40.75 | 37.77 | 3 | 0
2025 | NYISO_A-F_2_NEISO | NYISO_A-F | NEISO | Internal | Winter | B16 | 25 | 600 | 0 | 50.81 | 50.73 | 3 | 0
2025 | NYISO_A-F_2_NEISO | NYISO_A-F | NEISO | Internal | Winter | B17 | 100 | 600 | 496.55 | 47.73 | 50.73 | 3 | 0
2025 | NYISO_A-F_2_NEISO | NYISO_A-F | NEISO | Internal | Winter | B18 | 400 | 600 | 600 | 46.32 | 50.73 | 3 | 1.41
2025 | NYISO_A-F_2_NEISO | NYISO_A-F | NEISO | Internal | Winter | B19 | 700 | 600 | 600 | 46.32 | 49.35 | 3 | 0.04
2025 | NYISO_A-F_2_NEISO | NYISO_A-F | NEISO | Internal | Winter | B20 | 935 | 600 | 600 | 46.32 | 49.35 | 3 | 0.04
2025 | NYISO_A-F_2_NYISO_G-I | NYISO_A-F | NYISO_G-I | Internal | Shoulder | B11 | 25 | 4250 | 4250 | 43.94 | 58.51 | 0.01 | 14.57
2025 | NYISO_A-F_2_NYISO_G-I | NYISO_A-F | NYISO_G-I | Internal | Shoulder | B12 | 200 | 4250 | 4250 | 43.77 | 46.74 | 0.01 | 2.96
2025 | NYISO_A-F_2_NYISO_G-I | NYISO_A-F | NYISO_G-I | Internal | Shoulder | B13 | 600 | 4250 | 4250 | 43.77 | 43.96 | 0.01 | 0.18
2025 | NYISO_A-F_2_NYISO_G-I | NYISO_A-F | NYISO_G-I | Internal | Shoulder | B14 | 900 | 4250 | 4250 | 42.82 | 43.94 | 0.01 | 1.1
2025 | NYISO_A-F_2_NYISO_G-I | NYISO_A-F | NYISO_G-I | Internal | Shoulder | B15 | 1203 | 4250 | 2725.03 | 42.82 | 42.84 | 0.01 | 0
2025 | NYISO_A-F_2_NYISO_G-I | NYISO_A-F | NYISO_G-I | Internal | Summer | B1 | 10 | 4250 | 4250 | 67.47 | 81.49 | 0.01 | 14
2025 | NYISO_A-F_2_NYISO_G-I | NYISO_A-F | NYISO_G-I | Internal | Summer | B2 | 25 | 4250 | 4250 | 65.72 | 66.04 | 0.01 | 0.31
2025 | NYISO_A-F_2_NYISO_G-I | NYISO_A-F | NYISO_G-I | Internal | Summer | B3 | 75 | 4250 | 4250 | 56.71 | 60.67 | 0.01 | 3.95
2025 | NYISO_A-F_2_NYISO_G-I | NYISO_A-F | NYISO_G-I | Internal | Summer | B4 | 100 | 4250 | 4250 | 50.45 | 57.61 | 0.01 | 7.15
2025 | NYISO_A-F_2_NYISO_G-I | NYISO_A-F | NYISO_G-I | Internal | Summer | B5 | 200 | 4250 | 4250 | 49.84 | 53.84 | 0.01 | 3.99
2025 | NYISO_A-F_2_NYISO_G-I | NYISO_A-F | NYISO_G-I | Internal | Summer | B6 | 300 | 4250 | 4250 | 46.59 | 53.84 | 0.01 | 7.24
2025 | NYISO_A-F_2_NYISO_G-I | NYISO_A-F | NYISO_G-I | Internal | Summer | B7 | 400 | 4250 | 4250 | 43.49 | 53.84 | 0.01 | 10.34
2025 | NYISO_A-F_2_NYISO_G-I | NYISO_A-F | NYISO_G-I | Internal | Summer | B8 | 500 | 4250 | 4237.78 | 42.47 | 42.48 | 0.01 | 0
2025 | NYISO_A-F_2_NYISO_G-I | NYISO_A-F | NYISO_G-I | Internal | Summer | B9 | 800 | 4250 | 3297.17 | 40.75 | 40.77 | 0.01 | 0
2025 | NYISO_A-F_2_NYISO_G-I | NYISO_A-F | NYISO_G-I | Internal | Summer | B10 | 1262 | 4250 | 1038.09 | 40.75 | 40.77 | 0.01 | 0
2025 | NYISO_A-F_2_NYISO_G-I | NYISO_A-F | NYISO_G-I | Internal | Winter | B16 | 25 | 4250 | 4250 | 50.81 | 70.97 | 0.01 | 20.15
2025 | NYISO_A-F_2_NYISO_G-I | NYISO_A-F | NYISO_G-I | Internal | Winter | B17 | 100 | 4250 | 4250 | 47.73 | 59.29 | 0.01 | 11.55
2025 | NYISO_A-F_2_NYISO_G-I | NYISO_A-F | NYISO_G-I | Internal | Winter | B18 | 400 | 4250 | 4250 | 46.32 | 56.2 | 0.01 | 9.87
2025 | NYISO_A-F_2_NYISO_G-I | NYISO_A-F | NYISO_G-I | Internal | Winter | B19 | 700 | 4250 | 4250 | 46.32 | 52.35 | 0.01 | 6.03
2025 | NYISO_A-F_2_NYISO_G-I | NYISO_A-F | NYISO_G-I | Internal | Winter | B20 | 935 | 4250 | 4250 | 46.32 | 50.22 | 0.01 | 3.9
2025 | NYISO_A-F_2_PJM_ROM | NYISO_A-F | PJM_ROM | Internal | Shoulder | B11 | 25 | 1000 | 1000 | 43.94 | 60.2 | 8 | 8.26
2025 | NYISO_A-F_2_PJM_ROM | NYISO_A-F | PJM_ROM | Internal | Shoulder | B12 | 200 | 1000 | 0 | 43.77 | 50.98 | 8 | 0
2025 | NYISO_A-F_2_PJM_ROM | NYISO_A-F | PJM_ROM | Internal | Shoulder | B13 | 600 | 1000 | 0 | 43.77 | 47.08 | 8 | 0
2025 | NYISO_A-F_2_PJM_ROM | NYISO_A-F | PJM_ROM | Internal | Shoulder | B14 | 900 | 1000 | 0 | 42.82 | 44.23 | 8 | 0
2025 | NYISO_A-F_2_PJM_ROM | NYISO_A-F | PJM_ROM | Internal | Shoulder | B15 | 1203 | 1000 | 0 | 42.82 | 40.71 | 8 | 0
2025 | NYISO_A-F_2_PJM_ROM | NYISO_A-F | PJM_ROM | Internal | Summer | B1 | 10 | 1000 | 291.78 | 67.47 | 75.47 | 8 | 0
2025 | NYISO_A-F_2_PJM_ROM | NYISO_A-F | PJM_ROM | Internal | Summer | B2 | 25 | 1000 | 883.53 | 65.72 | 73.72 | 8 | 0
2025 | NYISO_A-F_2_PJM_ROM | NYISO_A-F | PJM_ROM | Internal | Summer | B3 | 75 | 1000 | 1000 | 56.71 | 68.69 | 8 | 3.97
2025 | NYISO_A-F_2_PJM_ROM | NYISO_A-F | PJM_ROM | Internal | Summer | B4 | 100 | 1000 | 1000 | 50.45 | 68.65 | 8 | 10.2
2025 | NYISO_A-F_2_PJM_ROM | NYISO_A-F | PJM_ROM | Internal | Summer | B5 | 200 | 1000 | 1000 | 49.84 | 63.62 | 8 | 5.78
2025 | NYISO_A-F_2_PJM_ROM | NYISO_A-F | PJM_ROM | Internal | Summer | B6 | 300 | 1000 | 0 | 46.59 | 52.22 | 8 | 0
2025 | NYISO_A-F_2_PJM_ROM | NYISO_A-F | PJM_ROM | Internal | Summer | B7 | 400 | 1000 | 0 | 43.49 | 44.84 | 8 | 0
2025 | NYISO_A-F_2_PJM_ROM | NYISO_A-F | PJM_ROM | Internal | Summer | B8 | 500 | 1000 | 0 | 42.47 | 41.83 | 8 | 0
2025 | NYISO_A-F_2_PJM_ROM | NYISO_A-F | PJM_ROM | Internal | Summer | B9 | 800 | 1000 | 0 | 40.75 | 40.52 | 8 | 0
2025 | NYISO_A-F_2_PJM_ROM | NYISO_A-F | PJM_ROM | Internal | Summer | B10 | 1262 | 1000 | 0 | 40.75 | 37.38 | 8 | 0
2025 | NYISO_A-F_2_PJM_ROM | NYISO_A-F | PJM_ROM | Internal | Winter | B16 | 25 | 1000 | 1000 | 50.81 | 64.96 | 8 | 6.15
2025 | NYISO_A-F_2_PJM_ROM | NYISO_A-F | PJM_ROM | Internal | Winter | B17 | 100 | 1000 | 0 | 47.73 | 53.29 | 8 | 0
2025 | NYISO_A-F_2_PJM_ROM | NYISO_A-F | PJM_ROM | Internal | Winter | B18 | 400 | 1000 | 0 | 46.32 | 49 | 8 | 0
2025 | NYISO_A-F_2_PJM_ROM | NYISO_A-F | PJM_ROM | Internal | Winter | B19 | 700 | 1000 | 0 | 46.32 | 46.03 | 8 | 0
2025 | NYISO_A-F_2_PJM_ROM | NYISO_A-F | PJM_ROM | Internal | Winter | B20 | 935 | 1000 | 0 | 46.32 | 38.74 | 8 | 0
2025 | NYISO_G-I_2_NYISO_A-F | NYISO_G-I | NYISO_A-F | Internal | Shoulder | B11 | 25 | 1999 | 0 | 58.51 | 43.94 | 0.01 | 0
2025 | NYISO_G-I_2_NYISO_A-F | NYISO_G-I | NYISO_A-F | Internal | Shoulder | B12 | 200 | 1999 | 0 | 46.74 | 43.77 | 0.01 | 0
2025 | NYISO_G-I_2_NYISO_A-F | NYISO_G-I | NYISO_A-F | Internal | Shoulder | B13 | 600 | 1999 | 0 | 43.96 | 43.77 | 0.01 | 0
2025 | NYISO_G-I_2_NYISO_A-F | NYISO_G-I | NYISO_A-F | Internal | Shoulder | B14 | 900 | 1999 | 0 | 43.94 | 42.82 | 0.01 | 0
2025 | NYISO_G-I_2_NYISO_A-F | NYISO_G-I | NYISO_A-F | Internal | Shoulder | B15 | 1203 | 1999 | 0 | 42.84 | 42.82 | 0.01 | 0
2025 | NYISO_G-I_2_NYISO_A-F | NYISO_G-I | NYISO_A-F | Internal | Summer | B1 | 10 | 1999 | 0 | 81.49 | 67.47 | 0.01 | 0
2025 | NYISO_G-I_2_NYISO_A-F | NYISO_G-I | NYISO_A-F | Internal | Summer | B2 | 25 | 1999 | 0 | 66.04 | 65.72 | 0.01 | 0
2025 | NYISO_G-I_2_NYISO_A-F | NYISO_G-I | NYISO_A-F | Internal | Summer | B3 | 75 | 1999 | 0 | 60.67 | 56.71 | 0.01 | 0
2025 | NYISO_G-I_2_NYISO_A-F | NYISO_G-I | NYISO_A-F | Internal | Summer | B4 | 100 | 1999 | 0 | 57.61 | 50.45 | 0.01 | 0
2025 | NYISO_G-I_2_NYISO_A-F | NYISO_G-I | NYISO_A-F | Internal | Summer | B5 | 200 | 1999 | 0 | 53.84 | 49.84 | 0.01 | 0
2025 | NYISO_G-I_2_NYISO_A-F | NYISO_G-I | NYISO_A-F | Internal | Summer | B6 | 300 | 1999 | 0 | 53.84 | 46.59 | 0.01 | 0
2025 | NYISO_G-I_2_NYISO_A-F | NYISO_G-I | NYISO_A-F | Internal | Summer | B7 | 400 | 1999 | 0 | 53.84 | 43.49 | 0.01 | 0
2025 | NYISO_G-I_2_NYISO_A-F | NYISO_G-I | NYISO_A-F | Internal | Summer | B8 | 500 | 1999 | 0 | 42.48 | 42.47 | 0.01 | 0
2025 | NYISO_G-I_2_NYISO_A-F | NYISO_G-I | NYISO_A-F | Internal | Summer | B9 | 800 | 1999 | 0 | 40.77 | 40.75 | 0.01 | 0
2025 | NYISO_G-I_2_NYISO_A-F | NYISO_G-I | NYISO_A-F | Internal | Summer | B10 | 1262 | 1999 | 0 | 40.77 | 40.75 | 0.01 | 0
2025 | NYISO_G-I_2_NYISO_A-F | NYISO_G-I | NYISO_A-F | Internal | Winter | B16 | 25 | 1999 | 0 | 70.97 | 50.81 | 0.01 | 0
2025 | NYISO_G-I_2_NYISO_A-F | NYISO_G-I | NYISO_A-F | Internal | Winter | B17 | 100 | 1999 | 0 | 59.29 | 47.73 | 0.01 | 0
2025 | NYISO_G-I_2_NYISO_A-F | NYISO_G-I | NYISO_A-F | Internal | Winter | B18 | 400 | 1999 | 0 | 56.2 | 46.32 | 0.01 | 0
2025 | NYISO_G-I_2_NYISO_A-F | NYISO_G-I | NYISO_A-F | Internal | Winter | B19 | 700 | 1999 | 0 | 52.35 | 46.32 | 0.01 | 0
2025 | NYISO_G-I_2_NYISO_A-F | NYISO_G-I | NYISO_A-F | Internal | Winter | B20 | 935 | 1999 | 0 | 50.22 | 46.32 | 0.01 | 0
2025 | NYISO_G-I_2_NYISO_J-K | NYISO_G-I | NYISO_J-K | Internal | Shoulder | B11 | 25 | 6130 | 4843.66 | 58.51 | 58.53 | 0.01 | 0
2025 | NYISO_G-I_2_NYISO_J-K | NYISO_G-I | NYISO_J-K | Internal | Shoulder | B12 | 200 | 6130 | 4912.77 | 46.74 | 46.75 | 0.01 | 0
2025 | NYISO_G-I_2_NYISO_J-K | NYISO_G-I | NYISO_J-K | Internal | Shoulder | B13 | 600 | 6130 | 5033.21 | 43.96 | 43.97 | 0.01 | 0
2025 | NYISO_G-I_2_NYISO_J-K | NYISO_G-I | NYISO_J-K | Internal | Shoulder | B14 | 900 | 6130 | 4958.14 | 43.94 | 43.95 | 0.01 | 0
2025 | NYISO_G-I_2_NYISO_J-K | NYISO_G-I | NYISO_J-K | Internal | Shoulder | B15 | 1203 | 6130 | 3543.9 | 42.84 | 42.85 | 0.01 | 0
2025 | NYISO_G-I_2_NYISO_J-K | NYISO_G-I | NYISO_J-K | Internal | Summer | B1 | 10 | 6130 | 4145.29 | 81.49 | 81.5 | 0.01 | 0
2025 | NYISO_G-I_2_NYISO_J-K | NYISO_G-I | NYISO_J-K | Internal | Summer | B2 | 25 | 6130 | 3979.78 | 66.04 | 66.06 | 0.01 | 0
2025 | NYISO_G-I_2_NYISO_J-K | NYISO_G-I | NYISO_J-K | Internal | Summer | B3 | 75 | 6130 | 3307.01 | 60.67 | 60.69 | 0.01 | 0
2025 | NYISO_G-I_2_NYISO_J-K | NYISO_G-I | NYISO_J-K | Internal | Summer | B4 | 100 | 6130 | 3350.83 | 57.61 | 57.62 | 0.01 | 0
2025 | NYISO_G-I_2_NYISO_J-K | NYISO_G-I | NYISO_J-K | Internal | Summer | B5 | 200 | 6130 | 3498.46 | 53.84 | 53.85 | 0.01 | 0
2025 | NYISO_G-I_2_NYISO_J-K | NYISO_G-I | NYISO_J-K | Internal | Summer | B6 | 300 | 6130 | 5208.91 | 53.84 | 53.85 | 0.01 | 0
2025 | NYISO_G-I_2_NYISO_J-K | NYISO_G-I | NYISO_J-K | Internal | Summer | B7 | 400 | 6130 | 5913.14 | 53.84 | 53.85 | 0.01 | 0
2025 | NYISO_G-I_2_NYISO_J-K | NYISO_G-I | NYISO_J-K | Internal | Summer | B8 | 500 | 6130 | 5548.61 | 42.48 | 42.49 | 0.01 | 0
2025 | NYISO_G-I_2_NYISO_J-K | NYISO_G-I | NYISO_J-K | Internal | Summer | B9 | 800 | 6130 | 4597.24 | 40.77 | 40.78 | 0.01 | 0
2025 | NYISO_G-I_2_NYISO_J-K | NYISO_G-I | NYISO_J-K | Internal | Summer | B10 | 1262 | 6130 | 2630.09 | 40.77 | 40.78 | 0.01 | 0
2025 | NYISO_G-I_2_NYISO_J-K | NYISO_G-I | NYISO_J-K | Internal | Winter | B16 | 25 | 6130 | 5786.39 | 70.97 | 70.98 | 0.01 | 0
2025 | NYISO_G-I_2_NYISO_J-K | NYISO_G-I | NYISO_J-K | Internal | Winter | B17 | 100 | 6130 | 5530.74 | 59.29 | 59.3 | 0.01 | 0
2025 | NYISO_G-I_2_NYISO_J-K | NYISO_G-I | NYISO_J-K | Internal | Winter | B18 | 400 | 6130 | 6104.85 | 56.2 | 56.21 | 0.01 | 0
2025 | NYISO_G-I_2_NYISO_J-K | NYISO_G-I | NYISO_J-K | Internal | Winter | B19 | 700 | 6130 | 6130 | 52.35 | 52.83 | 0.01 | 0.47
2025 | NYISO_G-I_2_NYISO_J-K | NYISO_G-I | NYISO_J-K | Internal | Winter | B20 | 935 | 6130 | 6096.96 | 50.22 | 50.24 | 0.01 | 0
2025 | NYISO_G-I_2_PJM_E | NYISO_G-I | PJM_E | Internal | Shoulder | B11 | 25 | 1500 | 0 | 58.51 | 60.18 | 8 | 0
2025 | NYISO_G-I_2_PJM_E | NYISO_G-I | PJM_E | Internal | Shoulder | B12 | 200 | 1500 | 0 | 46.74 | 50.97 | 8 | 0
2025 | NYISO_G-I_2_PJM_E | NYISO_G-I | PJM_E | Internal | Shoulder | B13 | 600 | 1500 | 0 | 43.96 | 47.07 | 8 | 0
2025 | NYISO_G-I_2_PJM_E | NYISO_G-I | PJM_E | Internal | Shoulder | B14 | 900 | 1500 | 0 | 43.94 | 44.21 | 8 | 0
2025 | NYISO_G-I_2_PJM_E | NYISO_G-I | PJM_E | Internal | Shoulder | B15 | 1203 | 1500 | 0 | 42.84 | 40.72 | 8 | 0
2025 | NYISO_G-I_2_PJM_E | NYISO_G-I | PJM_E | Internal | Summer | B1 | 10 | 1500 | 0 | 81.49 | 75.49 | 8 | 0
2025 | NYISO_G-I_2_PJM_E | NYISO_G-I | PJM_E | Internal | Summer | B2 | 25 | 1500 | 0 | 66.04 | 73.73 | 8 | 0
2025 | NYISO_G-I_2_PJM_E | NYISO_G-I | PJM_E | Internal | Summer | B3 | 75 | 1500 | 1256.81 | 60.67 | 68.67 | 8 | 0
2025 | NYISO_G-I_2_PJM_E | NYISO_G-I | PJM_E | Internal | Summer | B4 | 100 | 1500 | 1500 | 57.61 | 68.64 | 8 | 3.03
2025 | NYISO_G-I_2_PJM_E | NYISO_G-I | PJM_E | Internal | Summer | B5 | 200 | 1500 | 1500 | 53.84 | 63.61 | 8 | 1.77
2025 | NYISO_G-I_2_PJM_E | NYISO_G-I | PJM_E | Internal | Summer | B6 | 300 | 1500 | 0 | 53.84 | 52.2 | 8 | 0
2025 | NYISO_G-I_2_PJM_E | NYISO_G-I | PJM_E | Internal | Summer | B7 | 400 | 1500 | 0 | 53.84 | 44.83 | 8 | 0
2025 | NYISO_G-I_2_PJM_E | NYISO_G-I | PJM_E | Internal | Summer | B8 | 500 | 1500 | 0 | 42.48 | 41.82 | 8 | 0
2025 | NYISO_G-I_2_PJM_E | NYISO_G-I | PJM_E | Internal | Summer | B9 | 800 | 1500 | 0 | 40.77 | 40.54 | 8 | 0
2025 | NYISO_G-I_2_PJM_E | NYISO_G-I | PJM_E | Internal | Summer | B10 | 1262 | 1500 | 0 | 40.77 | 37.39 | 8 | 0
2025 | NYISO_G-I_2_PJM_E | NYISO_G-I | PJM_E | Internal | Winter | B16 | 25 | 1500 | 0 | 70.97 | 64.97 | 8 | 0
2025 | NYISO_G-I_2_PJM_E | NYISO_G-I | PJM_E | Internal | Winter | B17 | 100 | 1500 | 0 | 59.29 | 53.3 | 8 | 0
2025 | NYISO_G-I_2_PJM_E | NYISO_G-I | PJM_E | Internal | Winter | B18 | 400 | 1500 | 0 | 56.2 | 49.01 | 8 | 0
2025 | NYISO_G-I_2_PJM_E | NYISO_G-I | PJM_E | Internal | Winter | B19 | 700 | 1500 | 0 | 52.35 | 46.04 | 8 | 0
2025 | NYISO_G-I_2_PJM_E | NYISO_G-I | PJM_E | Internal | Winter | B20 | 935 | 1500 | 0 | 50.22 | 38.75 | 8 | 0
2025 | NYISO_J-K_2_PJM_E | NYISO_J-K | PJM_E | Internal | Shoulder | B11 | 25 | 0.01 | 0 | 58.53 | 60.18 | 8 | 0
2025 | NYISO_J-K_2_PJM_E | NYISO_J-K | PJM_E | Internal | Shoulder | B12 | 200 | 0.01 | 0 | 46.75 | 50.97 | 8 | 0
2025 | NYISO_J-K_2_PJM_E | NYISO_J-K | PJM_E | Internal | Shoulder | B13 | 600 | 0.01 | 0 | 43.97 | 47.07 | 8 | 0
2025 | NYISO_J-K_2_PJM_E | NYISO_J-K | PJM_E | Internal | Shoulder | B14 | 900 | 0.01 | 0 | 43.95 | 44.21 | 8 | 0
2025 | NYISO_J-K_2_PJM_E | NYISO_J-K | PJM_E | Internal | Shoulder | B15 | 1203 | 0.01 | 0 | 42.85 | 40.72 | 8 | 0
2025 | NYISO_J-K_2_PJM_E | NYISO_J-K | PJM_E | Internal | Summer | B1 | 10 | 0.01 | 0 | 81.5 | 75.49 | 8 | 0
2025 | NYISO_J-K_2_PJM_E | NYISO_J-K | PJM_E | Internal | Summer | B2 | 25 | 0.01 | 0 | 66.06 | 73.73 | 8 | 0
2025 | NYISO_J-K_2_PJM_E | NYISO_J-K | PJM_E | Internal | Summer | B3 | 75 | 0.01 | 0 | 60.69 | 68.67 | 8 | 0
2025 | NYISO_J-K_2_PJM_E | NYISO_J-K | PJM_E | Internal | Summer | B4 | 100 | 0.01 | 0 | 57.62 | 68.64 | 8 | 3.02
2025 | NYISO_J-K_2_PJM_E | NYISO_J-K | PJM_E | Internal | Summer | B5 | 200 | 0.01 | 0 | 53.85 | 63.61 | 8 | 1.75
2025 | NYISO_J-K_2_PJM_E | NYISO_J-K | PJM_E | Internal | Summer | B6 | 300 | 0.01 | 0 | 53.85 | 52.2 | 8 | 0
2025 | NYISO_J-K_2_PJM_E | NYISO_J-K | PJM_E | Internal | Summer | B7 | 400 | 0.01 | 0 | 53.85 | 44.83 | 8 | 0
2025 | NYISO_J-K_2_PJM_E | NYISO_J-K | PJM_E | Internal | Summer | B8 | 500 | 0.01 | 0 | 42.49 | 41.82 | 8 | 0
2025 | NYISO_J-K_2_PJM_E | NYISO_J-K | PJM_E | Internal | Summer | B9 | 800 | 0.01 | 0 | 40.78 | 40.54 | 8 | 0
2025 | NYISO_J-K_2_PJM_E | NYISO_J-K | PJM_E | Internal | Summer | B10 | 1262 | 0.01 | 0 | 40.78 | 37.39 | 8 | 0
2025 | NYISO_J-K_2_PJM_E | NYISO_J-K | PJM_E | Internal | Winter | B16 | 25 | 0.01 | 0 | 70.98 | 64.97 | 8 | 0
2025 | NYISO_J-K_2_PJM_E | NYISO_J-K | PJM_E | Internal | Winter | B17 | 100 | 0.01 | 0 | 59.3 | 53.3 | 8 | 0
2025 | NYISO_J-K_2_PJM_E | NYISO_J-K | PJM_E | Internal | Winter | B18 | 400 | 0.01 | 0 | 56.21 | 49.01 | 8 | 0
2025 | NYISO_J-K_2_PJM_E | NYISO_J-K | PJM_E | Internal | Winter | B19 | 700 | 0.01 | 0 | 52.83 | 46.04 | 8 | 0
2025 | NYISO_J-K_2_PJM_E | NYISO_J-K | PJM_E | Internal | Winter | B20 | 935 | 0.01 | 0 | 50.24 | 38.75 | 8 | 0
2025 | PJM_E_2_NYISO_G-I | PJM_E | NYISO_G-I | Internal | Shoulder | B11 | 25 | 500 | 0 | 60.18 | 58.51 | 6 | 0
2025 | PJM_E_2_NYISO_G-I | PJM_E | NYISO_G-I | Internal | Shoulder | B12 | 200 | 500 | 0 | 50.97 | 46.74 | 6 | 0
2025 | PJM_E_2_NYISO_G-I | PJM_E | NYISO_G-I | Internal | Shoulder | B13 | 600 | 500 | 0 | 47.07 | 43.96 | 6 | 0
2025 | PJM_E_2_NYISO_G-I | PJM_E | NYISO_G-I | Internal | Shoulder | B14 | 900 | 500 | 0 | 44.21 | 43.94 | 6 | 0
2025 | PJM_E_2_NYISO_G-I | PJM_E | NYISO_G-I | Internal | Shoulder | B15 | 1203 | 500 | 0 | 40.72 | 42.84 | 6 | 0
2025 | PJM_E_2_NYISO_G-I | PJM_E | NYISO_G-I | Internal | Summer | B1 | 10 | 500 | 191.06 | 75.49 | 81.49 | 6 | 0
2025 | PJM_E_2_NYISO_G-I | PJM_E | NYISO_G-I | Internal | Summer | B2 | 25 | 500 | 0 | 73.73 | 66.04 | 6 | 0
2025 | PJM_E_2_NYISO_G-I | PJM_E | NYISO_G-I | Internal | Summer | B3 | 75 | 500 | 0 | 68.67 | 60.67 | 6 | 0
2025 | PJM_E_2_NYISO_G-I | PJM_E | NYISO_G-I | Internal | Summer | B4 | 100 | 500 | 0 | 68.64 | 57.61 | 6 | 0
2025 | PJM_E_2_NYISO_G-I | PJM_E | NYISO_G-I | Internal | Summer | B5 | 200 | 500 | 0 | 63.61 | 53.84 | 6 | 0
2025 | PJM_E_2_NYISO_G-I | PJM_E | NYISO_G-I | Internal | Summer | B6 | 300 | 500 | 0 | 52.2 | 53.84 | 6 | 0
2025 | PJM_E_2_NYISO_G-I | PJM_E | NYISO_G-I | Internal | Summer | B7 | 400 | 500 | 500 | 44.83 | 53.84 | 6 | 3.01
2025 | PJM_E_2_NYISO_G-I | PJM_E | NYISO_G-I | Internal | Summer | B8 | 500 | 500 | 0 | 41.82 | 42.48 | 6 | 0
2025 | PJM_E_2_NYISO_G-I | PJM_E | NYISO_G-I | Internal | Summer | B9 | 800 | 500 | 0 | 40.54 | 40.77 | 6 | 0
2025 | PJM_E_2_NYISO_G-I | PJM_E | NYISO_G-I | Internal | Summer | B10 | 1262 | 500 | 0 | 37.39 | 40.77 | 6 | 0
2025 | PJM_E_2_NYISO_G-I | PJM_E | NYISO_G-I | Internal | Winter | B16 | 25 | 500 | 394.3 | 64.97 | 70.97 | 6 | 0
2025 | PJM_E_2_NYISO_G-I | PJM_E | NYISO_G-I | Internal | Winter | B17 | 100 | 500 | 0 | 53.3 | 59.29 | 6 | 0
2025 | PJM_E_2_NYISO_G-I | PJM_E | NYISO_G-I | Internal | Winter | B18 | 400 | 500 | 500 | 49.01 | 56.2 | 6 | 1.19
2025 | PJM_E_2_NYISO_G-I | PJM_E | NYISO_G-I | Internal | Winter | B19 | 700 | 500 | 500 | 46.04 | 52.35 | 6 | 0.31
2025 | PJM_E_2_NYISO_G-I | PJM_E | NYISO_G-I | Internal | Winter | B20 | 935 | 500 | 500 | 38.75 | 50.22 | 6 | 5.48
2025 | PJM_E_2_NYISO_J-K | PJM_E | NYISO_J-K | Internal | Shoulder | B11 | 25 | 330 | 0 | 60.18 | 58.53 | 6 | 0
2025 | PJM_E_2_NYISO_J-K | PJM_E | NYISO_J-K | Internal | Shoulder | B12 | 200 | 330 | 0 | 50.97 | 46.75 | 6 | 0
2025 | PJM_E_2_NYISO_J-K | PJM_E | NYISO_J-K | Internal | Shoulder | B13 | 600 | 330 | 0 | 47.07 | 43.97 | 6 | 0
2025 | PJM_E_2_NYISO_J-K | PJM_E | NYISO_J-K | Internal | Shoulder | B14 | 900 | 330 | 0 | 44.21 | 43.95 | 6 | 0
2025 | PJM_E_2_NYISO_J-K | PJM_E | NYISO_J-K | Internal | Shoulder | B15 | 1203 | 330 | 0 | 40.72 | 42.85 | 6 | 0
2025 | PJM_E_2_NYISO_J-K | PJM_E | NYISO_J-K | Internal | Summer | B1 | 10 | 330 | 330 | 75.49 | 81.5 | 6 | 0.01
2025 | PJM_E_2_NYISO_J-K | PJM_E | NYISO_J-K | Internal | Summer | B2 | 25 | 330 | 0 | 73.73 | 66.06 | 6 | 0
2025 | PJM_E_2_NYISO_J-K | PJM_E | NYISO_J-K | Internal | Summer | B3 | 75 | 330 | 0 | 68.67 | 60.69 | 6 | 0
2025 | PJM_E_2_NYISO_J-K | PJM_E | NYISO_J-K | Internal | Summer | B4 | 100 | 330 | 0 | 68.64 | 57.62 | 6 | 0
2025 | PJM_E_2_NYISO_J-K | PJM_E | NYISO_J-K | Internal | Summer | B5 | 200 | 330 | 0 | 63.61 | 53.85 | 6 | 0
2025 | PJM_E_2_NYISO_J-K | PJM_E | NYISO_J-K | Internal | Summer | B6 | 300 | 330 | 0 | 52.2 | 53.85 | 6 | 0
2025 | PJM_E_2_NYISO_J-K | PJM_E | NYISO_J-K | Internal | Summer | B7 | 400 | 330 | 330 | 44.83 | 53.85 | 6 | 3.02
2025 | PJM_E_2_NYISO_J-K | PJM_E | NYISO_J-K | Internal | Summer | B8 | 500 | 330 | 0 | 41.82 | 42.49 | 6 | 0
2025 | PJM_E_2_NYISO_J-K | PJM_E | NYISO_J-K | Internal | Summer | B9 | 800 | 330 | 0 | 40.54 | 40.78 | 6 | 0
2025 | PJM_E_2_NYISO_J-K | PJM_E | NYISO_J-K | Internal | Summer | B10 | 1262 | 330 | 0 | 37.39 | 40.78 | 6 | 0
2025 | PJM_E_2_NYISO_J-K | PJM_E | NYISO_J-K | Internal | Winter | B16 | 25 | 330 | 330 | 64.97 | 70.98 | 6 | 0.01
2025 | PJM_E_2_NYISO_J-K | PJM_E | NYISO_J-K | Internal | Winter | B17 | 100 | 330 | 191.93 | 53.3 | 59.3 | 6 | 0
2025 | PJM_E_2_NYISO_J-K | PJM_E | NYISO_J-K | Internal | Winter | B18 | 400 | 330 | 330 | 49.01 | 56.21 | 6 | 1.2
2025 | PJM_E_2_NYISO_J-K | PJM_E | NYISO_J-K | Internal | Winter | B19 | 700 | 330 | 330 | 46.04 | 52.83 | 6 | 0.79
2025 | PJM_E_2_NYISO_J-K | PJM_E | NYISO_J-K | Internal | Winter | B20 | 935 | 330 | 330 | 38.75 | 50.24 | 6 | 5.49
2025 | PJM_E_2_PJM_ROM | PJM_E | PJM_ROM | Internal | Shoulder | B11 | 25 | 8000 | 3478.38 | 60.18 | 60.2 | 0.01 | 0
2025 | PJM_E_2_PJM_ROM | PJM_E | PJM_ROM | Internal | Shoulder | B12 | 200 | 8000 | 2660.47 | 50.97 | 50.98 | 0.01 | 0
2025 | PJM_E_2_PJM_ROM | PJM_E | PJM_ROM | Internal | Shoulder | B13 | 600 | 8000 | 1422.14 | 47.07 | 47.08 | 0.01 | 0
2025 | PJM_E_2_PJM_ROM | PJM_E | PJM_ROM | Internal | Shoulder | B14 | 900 | 8000 | 1112.66 | 44.21 | 44.23 | 0.01 | 0
2025 | PJM_E_2_PJM_ROM | PJM_E | PJM_ROM | Internal | Shoulder | B15 | 1203 | 8000 | 0 | 40.72 | 40.71 | 0.01 | 0
2025 | PJM_E_2_PJM_ROM | PJM_E | PJM_ROM | Internal | Summer | B1 | 10 | 8000 | 0 | 75.49 | 75.47 | 0.01 | 0
2025 | PJM_E_2_PJM_ROM | PJM_E | PJM_ROM | Internal | Summer | B2 | 25 | 8000 | 0 | 73.73 | 73.72 | 0.01 | 0
2025 | PJM_E_2_PJM_ROM | PJM_E | PJM_ROM | Internal | Summer | B3 | 75 | 8000 | 2404.83 | 68.67 | 68.69 | 0.01 | 0
2025 | PJM_E_2_PJM_ROM | PJM_E | PJM_ROM | Internal | Summer | B4 | 100 | 8000 | 4657.44 | 68.64 | 68.65 | 0.01 | 0
2025 | PJM_E_2_PJM_ROM | PJM_E | PJM_ROM | Internal | Summer | B5 | 200 | 8000 | 1178.73 | 63.61 | 63.62 | 0.01 | 0
2025 | PJM_E_2_PJM_ROM | PJM_E | PJM_ROM | Internal | Summer | B6 | 300 | 8000 | 453.62 | 52.2 | 52.22 | 0.01 | 0
2025 | PJM_E_2_PJM_ROM | PJM_E | PJM_ROM | Internal | Summer | B7 | 400 | 8000 | 1218.38 | 44.83 | 44.84 | 0.01 | 0
2025 | PJM_E_2_PJM_ROM | PJM_E | PJM_ROM | Internal | Summer | B8 | 500 | 8000 | 142.14 | 41.82 | 41.83 | 0.01 | 0
2025 | PJM_E_2_PJM_ROM | PJM_E | PJM_ROM | Internal | Summer | B9 | 800 | 8000 | 0 | 40.54 | 40.52 | 0.01 | 0
2025 | PJM_E_2_PJM_ROM | PJM_E | PJM_ROM | Internal | Summer | B10 | 1262 | 8000 | 0 | 37.39 | 37.38 | 0.01 | 0
2025 | PJM_E_2_PJM_ROM | PJM_E | PJM_ROM | Internal | Winter | B16 | 25 | 8000 | 0 | 64.97 | 64.96 | 0.01 | 0
2025 | PJM_E_2_PJM_ROM | PJM_E | PJM_ROM | Internal | Winter | B17 | 100 | 8000 | 0 | 53.3 | 53.29 | 0.01 | 0
2025 | PJM_E_2_PJM_ROM | PJM_E | PJM_ROM | Internal | Winter | B18 | 400 | 8000 | 0 | 49.01 | 49 | 0.01 | 0
2025 | PJM_E_2_PJM_ROM | PJM_E | PJM_ROM | Internal | Winter | B19 | 700 | 8000 | 0 | 46.04 | 46.03 | 0.01 | 0
2025 | PJM_E_2_PJM_ROM | PJM_E | PJM_ROM | Internal | Winter | B20 | 935 | 8000 | 0 | 38.75 | 38.74 | 0.01 | 0
2025 | PJM_ROR_2_MISO_IN | PJM_ROR | MISO_IN | Internal | Shoulder | B11 | 25 | 909 | 909 | 60.21 | 63.61 | 2 | 1.4
2025 | PJM_ROR_2_MISO_IN | PJM_ROR | MISO_IN | Internal | Shoulder | B12 | 200 | 909 | 0 | 50.99 | 49.03 | 2 | 0
2025 | PJM_ROR_2_MISO_IN | PJM_ROR | MISO_IN | Internal | Shoulder | B13 | 600 | 909 | 0 | 47.1 | 45.11 | 2 | 0
2025 | PJM_ROR_2_MISO_IN | PJM_ROR | MISO_IN | Internal | Shoulder | B14 | 900 | 909 | 0 | 44.24 | 42.63 | 2 | 0
2025 | PJM_ROR_2_MISO_IN | PJM_ROR | MISO_IN | Internal | Shoulder | B15 | 1203 | 909 | 0 | 40.7 | 41.69 | 2 | 0
2025 | PJM_ROR_2_MISO_IN | PJM_ROR | MISO_IN | Internal | Summer | B1 | 10 | 909 | 0 | 75.46 | 73.46 | 2 | 0
2025 | PJM_ROR_2_MISO_IN | PJM_ROR | MISO_IN | Internal | Summer | B2 | 25 | 909 | 0 | 73.7 | 71.72 | 2 | 0
2025 | PJM_ROR_2_MISO_IN | PJM_ROR | MISO_IN | Internal | Summer | B3 | 75 | 909 | 0 | 68.7 | 69.48 | 2 | 0
2025 | PJM_ROR_2_MISO_IN | PJM_ROR | MISO_IN | Internal | Summer | B4 | 100 | 909 | 0 | 68.66 | 69.46 | 2 | 0
2025 | PJM_ROR_2_MISO_IN | PJM_ROR | MISO_IN | Internal | Summer | B5 | 200 | 909 | 151.25 | 63.63 | 65.63 | 2 | 0
2025 | PJM_ROR_2_MISO_IN | PJM_ROR | MISO_IN | Internal | Summer | B6 | 300 | 909 | 0 | 52.23 | 53.22 | 2 | 0
2025 | PJM_ROR_2_MISO_IN | PJM_ROR | MISO_IN | Internal | Summer | B7 | 400 | 909 | 0 | 44.85 | 43.5 | 2 | 0
2025 | PJM_ROR_2_MISO_IN | PJM_ROR | MISO_IN | Internal | Summer | B8 | 500 | 909 | 0 | 41.85 | 41.16 | 2 | 0
2025 | PJM_ROR_2_MISO_IN | PJM_ROR | MISO_IN | Internal | Summer | B9 | 800 | 909 | 0 | 40.51 | 40.38 | 2 | 0
2025 | PJM_ROR_2_MISO_IN | PJM_ROR | MISO_IN | Internal | Summer | B10 | 1262 | 909 | 0 | 37.37 | 37.08 | 2 | 0
2025 | PJM_ROR_2_MISO_IN | PJM_ROR | MISO_IN | Internal | Winter | B16 | 25 | 909 | 0 | 64.97 | 63.87 | 2 | 0
2025 | PJM_ROR_2_MISO_IN | PJM_ROR | MISO_IN | Internal | Winter | B17 | 100 | 909 | 0 | 53.28 | 51.29 | 2 | 0
2025 | PJM_ROR_2_MISO_IN | PJM_ROR | MISO_IN | Internal | Winter | B18 | 400 | 909 | 0 | 48.99 | 47 | 2 | 0
2025 | PJM_ROR_2_MISO_IN | PJM_ROR | MISO_IN | Internal | Winter | B19 | 700 | 909 | 0 | 46.02 | 44.03 | 2 | 0
2025 | PJM_ROR_2_MISO_IN | PJM_ROR | MISO_IN | Internal | Winter | B20 | 935 | 909 | 0 | 38.72 | 39.92 | 2 | 0
2025 | PJM_ROR_2_MISO_MI | PJM_ROR | MISO_MI | Internal | Shoulder | B11 | 25 | 1305 | 0 | 60.21 | 57.98 | 2 | 0
2025 | PJM_ROR_2_MISO_MI | PJM_ROR | MISO_MI | Internal | Shoulder | B12 | 200 | 1305 | 0 | 50.99 | 49.01 | 2 | 0
2025 | PJM_ROR_2_MISO_MI | PJM_ROR | MISO_MI | Internal | Shoulder | B13 | 600 | 1305 | 0 | 47.1 | 45.1 | 2 | 0
2025 | PJM_ROR_2_MISO_MI | PJM_ROR | MISO_MI | Internal | Shoulder | B14 | 900 | 1305 | 0 | 44.24 | 42.62 | 2 | 0
2025 | PJM_ROR_2_MISO_MI | PJM_ROR | MISO_MI | Internal | Shoulder | B15 | 1203 | 1305 | 0 | 40.7 | 41.7 | 2 | 0
2025 | PJM_ROR_2_MISO_MI | PJM_ROR | MISO_MI | Internal | Summer | B1 | 10 | 1305 | 0 | 75.46 | 71.31 | 2 | 0
2025 | PJM_ROR_2_MISO_MI | PJM_ROR | MISO_MI | Internal | Summer | B2 | 25 | 1305 | 0 | 73.7 | 71.31 | 2 | 0
2025 | PJM_ROR_2_MISO_MI | PJM_ROR | MISO_MI | Internal | Summer | B3 | 75 | 1305 | 0 | 68.7 | 66.7 | 2 | 0
2025 | PJM_ROR_2_MISO_MI | PJM_ROR | MISO_MI | Internal | Summer | B4 | 100 | 1305 | 0 | 68.66 | 66.02 | 2 | 0
2025 | PJM_ROR_2_MISO_MI | PJM_ROR | MISO_MI | Internal | Summer | B5 | 200 | 1305 | 0 | 63.63 | 61.63 | 2 | 0
2025 | PJM_ROR_2_MISO_MI | PJM_ROR | MISO_MI | Internal | Summer | B6 | 300 | 1305 | 0 | 52.23 | 51.83 | 2 | 0
2025 | PJM_ROR_2_MISO_MI | PJM_ROR | MISO_MI | Internal | Summer | B7 | 400 | 1305 | 0 | 44.85 | 43.49 | 2 | 0
2025 | PJM_ROR_2_MISO_MI | PJM_ROR | MISO_MI | Internal | Summer | B8 | 500 | 1305 | 0 | 41.85 | 41.15 | 2 | 0
2025 | PJM_ROR_2_MISO_MI | PJM_ROR | MISO_MI | Internal | Summer | B9 | 800 | 1305 | 0 | 40.51 | 40.39 | 2 | 0
2025 | PJM_ROR_2_MISO_MI | PJM_ROR | MISO_MI | Internal | Summer | B10 | 1262 | 1305 | 0 | 37.37 | 37.09 | 2 | 0
2025 | PJM_ROR_2_MISO_MI | PJM_ROR | MISO_MI | Internal | Winter | B16 | 25 | 1305 | 0 | 64.97 | 59.89 | 2 | 0
2025 | PJM_ROR_2_MISO_MI | PJM_ROR | MISO_MI | Internal | Winter | B17 | 100 | 1305 | 0 | 53.28 | 51.28 | 2 | 0
2025 | PJM_ROR_2_MISO_MI | PJM_ROR | MISO_MI | Internal | Winter | B18 | 400 | 1305 | 0 | 48.99 | 46.99 | 2 | 0
2025 | PJM_ROR_2_MISO_MI | PJM_ROR | MISO_MI | Internal | Winter | B19 | 700 | 1305 | 0 | 46.02 | 44.04 | 2 | 0
2025 | PJM_ROR_2_MISO_MI | PJM_ROR | MISO_MI | Internal | Winter | B20 | 935 | 1305 | 0 | 38.72 | 39.91 | 2 | 0
2025 | PJM_ROR_2_MISO_MO-IL | PJM_ROR | MISO_MO-IL | Internal | Shoulder | B11 | 25 | 1111 | 1111 | 60.21 | 63.59 | 2 | 1.39
2025 | PJM_ROR_2_MISO_MO-IL | PJM_ROR | MISO_MO-IL | Internal | Shoulder | B12 | 200 | 1111 | 0 | 50.99 | 49.01 | 2 | 0
2025 | PJM_ROR_2_MISO_MO-IL | PJM_ROR | MISO_MO-IL | Internal | Shoulder | B13 | 600 | 1111 | 0 | 47.1 | 45.1 | 2 | 0
2025 | PJM_ROR_2_MISO_MO-IL | PJM_ROR | MISO_MO-IL | Internal | Shoulder | B14 | 900 | 1111 | 0 | 44.24 | 42.62 | 2 | 0
2025 | PJM_ROR_2_MISO_MO-IL | PJM_ROR | MISO_MO-IL | Internal | Shoulder | B15 | 1203 | 1111 | 0 | 40.7 | 41.68 | 2 | 0
2025 | PJM_ROR_2_MISO_MO-IL | PJM_ROR | MISO_MO-IL | Internal | Summer | B1 | 10 | 1111 | 0 | 75.46 | 73.45 | 2 | 0
2025 | PJM_ROR_2_MISO_MO-IL | PJM_ROR | MISO_MO-IL | Internal | Summer | B2 | 25 | 1111 | 0 | 73.7 | 71.7 | 2 | 0
2025 | PJM_ROR_2_MISO_MO-IL | PJM_ROR | MISO_MO-IL | Internal | Summer | B3 | 75 | 1111 | 0 | 68.7 | 69.47 | 2 | 0
2025 | PJM_ROR_2_MISO_MO-IL | PJM_ROR | MISO_MO-IL | Internal | Summer | B4 | 100 | 1111 | 0 | 68.66 | 69.47 | 2 | 0
2025 | PJM_ROR_2_MISO_MO-IL | PJM_ROR | MISO_MO-IL | Internal | Summer | B5 | 200 | 1111 | 0 | 63.63 | 65.62 | 2 | 0
2025 | PJM_ROR_2_MISO_MO-IL | PJM_ROR | MISO_MO-IL | Internal | Summer | B6 | 300 | 1111 | 0 | 52.23 | 53.23 | 2 | 0
2025 | PJM_ROR_2_MISO_MO-IL | PJM_ROR | MISO_MO-IL | Internal | Summer | B7 | 400 | 1111 | 0 | 44.85 | 43.51 | 2 | 0
2025 | PJM_ROR_2_MISO_MO-IL | PJM_ROR | MISO_MO-IL | Internal | Summer | B8 | 500 | 1111 | 0 | 41.85 | 41.15 | 2 | 0
2025 | PJM_ROR_2_MISO_MO-IL | PJM_ROR | MISO_MO-IL | Internal | Summer | B9 | 800 | 1111 | 0 | 40.51 | 40.37 | 2 | 0
2025 | PJM_ROR_2_MISO_MO-IL | PJM_ROR | MISO_MO-IL | Internal | Summer | B10 | 1262 | 1111 | 0 | 37.37 | 37.07 | 2 | 0
2025 | PJM_ROR_2_MISO_MO-IL | PJM_ROR | MISO_MO-IL | Internal | Winter | B16 | 25 | 1111 | 0 | 64.97 | 62.97 | 2 | 0
2025 | PJM_ROR_2_MISO_MO-IL | PJM_ROR | MISO_MO-IL | Internal | Winter | B17 | 100 | 1111 | 0 | 53.28 | 51.28 | 2 | 0
2025 | PJM_ROR_2_MISO_MO-IL | PJM_ROR | MISO_MO-IL | Internal | Winter | B18 | 400 | 1111 | 0 | 48.99 | 46.99 | 2 | 0
2025 | PJM_ROR_2_MISO_MO-IL | PJM_ROR | MISO_MO-IL | Internal | Winter | B19 | 700 | 1111 | 0 | 46.02 | 44.02 | 2 | 0
2025 | PJM_ROR_2_MISO_MO-IL | PJM_ROR | MISO_MO-IL | Internal | Winter | B20 | 935 | 1111 | 0 | 38.72 | 39.93 | 2 | 0
2025 | PJM_ROR_2_MISO_W | PJM_ROR | MISO_W | Internal | Shoulder | B11 | 25 | 709 | 709 | 60.21 | 63.58 | 2 | 1.38
2025 | PJM_ROR_2_MISO_W | PJM_ROR | MISO_W | Internal | Shoulder | B12 | 200 | 709 | 0 | 50.99 | 49 | 2 | 0
2025 | PJM_ROR_2_MISO_W | PJM_ROR | MISO_W | Internal | Shoulder | B13 | 600 | 709 | 0 | 47.1 | 45.11 | 2 | 0
2025 | PJM_ROR_2_MISO_W | PJM_ROR | MISO_W | Internal | Shoulder | B14 | 900 | 709 | 0 | 44.24 | 43.15 | 2 | 0
2025 | PJM_ROR_2_MISO_W | PJM_ROR | MISO_W | Internal | Shoulder | B15 | 1203 | 709 | 0 | 40.7 | 41.69 | 2 | 0
2025 | PJM_ROR_2_MISO_W | PJM_ROR | MISO_W | Internal | Summer | B1 | 10 | 709 | 0 | 75.46 | 73.44 | 2 | 0
2025 | PJM_ROR_2_MISO_W | PJM_ROR | MISO_W | Internal | Summer | B2 | 25 | 709 | 0 | 73.7 | 71.7 | 2 | 0
2025 | PJM_ROR_2_MISO_W | PJM_ROR | MISO_W | Internal | Summer | B3 | 75 | 709 | 0 | 68.7 | 70.66 | 2 | 0
2025 | PJM_ROR_2_MISO_W | PJM_ROR | MISO_W | Internal | Summer | B4 | 100 | 709 | 229.86 | 68.66 | 70.66 | 2 | 0
2025 | PJM_ROR_2_MISO_W | PJM_ROR | MISO_W | Internal | Summer | B5 | 200 | 709 | 205.06 | 63.63 | 65.63 | 2 | 0
2025 | PJM_ROR_2_MISO_W | PJM_ROR | MISO_W | Internal | Summer | B6 | 300 | 709 | 559.07 | 52.23 | 54.23 | 2 | 0
2025 | PJM_ROR_2_MISO_W | PJM_ROR | MISO_W | Internal | Summer | B7 | 400 | 709 | 0 | 44.85 | 43.73 | 2 | 0
2025 | PJM_ROR_2_MISO_W | PJM_ROR | MISO_W | Internal | Summer | B8 | 500 | 709 | 0 | 41.85 | 41.17 | 2 | 0
2025 | PJM_ROR_2_MISO_W | PJM_ROR | MISO_W | Internal | Summer | B9 | 800 | 709 | 0 | 40.51 | 40.35 | 2 | 0
2025 | PJM_ROR_2_MISO_W | PJM_ROR | MISO_W | Internal | Summer | B10 | 1262 | 709 | 0 | 37.37 | 37.06 | 2 | 0
2025 | PJM_ROR_2_MISO_W | PJM_ROR | MISO_W | Internal | Winter | B16 | 25 | 709 | 0 | 64.97 | 62.96 | 2 | 0
2025 | PJM_ROR_2_MISO_W | PJM_ROR | MISO_W | Internal | Winter | B17 | 100 | 709 | 0 | 53.28 | 51.27 | 2 | 0
2025 | PJM_ROR_2_MISO_W | PJM_ROR | MISO_W | Internal | Winter | B18 | 400 | 709 | 0 | 48.99 | 47 | 2 | 0
2025 | PJM_ROR_2_MISO_W | PJM_ROR | MISO_W | Internal | Winter | B19 | 700 | 709 | 0 | 46.02 | 44.56 | 2 | 0
2025 | PJM_ROR_2_MISO_W | PJM_ROR | MISO_W | Internal | Winter | B20 | 935 | 709 | 0 | 38.72 | 39.92 | 2 | 0
2025 | PJM_ROR_2_MISO_WUMS | PJM_ROR | MISO_WUMS | Internal | Shoulder | B11 | 25 | 1467 | 466.91 | 60.21 | 62.21 | 2 | 0
2025 | PJM_ROR_2_MISO_WUMS | PJM_ROR | MISO_WUMS | Internal | Shoulder | B12 | 200 | 1467 | 0 | 50.99 | 48.99 | 2 | 0
2025 | PJM_ROR_2_MISO_WUMS | PJM_ROR | MISO_WUMS | Internal | Shoulder | B13 | 600 | 1467 | 0 | 47.1 | 45.1 | 2 | 0
2025 | PJM_ROR_2_MISO_WUMS | PJM_ROR | MISO_WUMS | Internal | Shoulder | B14 | 900 | 1467 | 0 | 44.24 | 43.14 | 2 | 0
2025 | PJM_ROR_2_MISO_WUMS | PJM_ROR | MISO_WUMS | Internal | Shoulder | B15 | 1203 | 1467 | 0 | 40.7 | 41.7 | 2 | 0
2025 | PJM_ROR_2_MISO_WUMS | PJM_ROR | MISO_WUMS | Internal | Summer | B1 | 10 | 1467 | 0 | 75.46 | 71.14 | 2 | 0
2025 | PJM_ROR_2_MISO_WUMS | PJM_ROR | MISO_WUMS | Internal | Summer | B2 | 25 | 1467 | 0 | 73.7 | 71.14 | 2 | 0
2025 | PJM_ROR_2_MISO_WUMS | PJM_ROR | MISO_WUMS | Internal | Summer | B3 | 75 | 1467 | 0 | 68.7 | 66.91 | 2 | 0
2025 | PJM_ROR_2_MISO_WUMS | PJM_ROR | MISO_WUMS | Internal | Summer | B4 | 100 | 1467 | 0 | 68.66 | 66.91 | 2 | 0
2025 | PJM_ROR_2_MISO_WUMS | PJM_ROR | MISO_WUMS | Internal | Summer | B5 | 200 | 1467 | 0 | 63.63 | 65.62 | 2 | 0
2025 | PJM_ROR_2_MISO_WUMS | PJM_ROR | MISO_WUMS | Internal | Summer | B6 | 300 | 1467 | 0 | 52.23 | 50.23 | 2 | 0
2025 | PJM_ROR_2_MISO_WUMS | PJM_ROR | MISO_WUMS | Internal | Summer | B7 | 400 | 1467 | 0 | 44.85 | 43.47 | 2 | 0
2025 | PJM_ROR_2_MISO_WUMS | PJM_ROR | MISO_WUMS | Internal | Summer | B8 | 500 | 1467 | 0 | 41.85 | 41.16 | 2 | 0
2025 | PJM_ROR_2_MISO_WUMS | PJM_ROR | MISO_WUMS | Internal | Summer | B9 | 800 | 1467 | 0 | 40.51 | 40.34 | 2 | 0
2025 | PJM_ROR_2_MISO_WUMS | PJM_ROR | MISO_WUMS | Internal | Summer | B10 | 1262 | 1467 | 0 | 37.37 | 37.36 | 2 | 0
2025 | PJM_ROR_2_MISO_WUMS | PJM_ROR | MISO_WUMS | Internal | Winter | B16 | 25 | 1467 | 0 | 64.97 | 62.97 | 2 | 0
2025 | PJM_ROR_2_MISO_WUMS | PJM_ROR | MISO_WUMS | Internal | Winter | B17 | 100 | 1467 | 0 | 53.28 | 51.28 | 2 | 0
2025 | PJM_ROR_2_MISO_WUMS | PJM_ROR | MISO_WUMS | Internal | Winter | B18 | 400 | 1467 | 0 | 48.99 | 46.99 | 2 | 0
2025 | PJM_ROR_2_MISO_WUMS | PJM_ROR | MISO_WUMS | Internal | Winter | B19 | 700 | 1467 | 0 | 46.02 | 44.55 | 2 | 0
2025 | PJM_ROR_2_MISO_WUMS | PJM_ROR | MISO_WUMS | Internal | Winter | B20 | 935 | 1467 | 0 | 38.72 | 39.93 | 2 | 0
2025 | PJM_ROR_2_PJM_ROM | PJM_ROR | PJM_ROM | Internal | Shoulder | B11 | 25 | 8000 | 0 | 60.21 | 60.2 | 0.01 | 0
2025 | PJM_ROR_2_PJM_ROM | PJM_ROR | PJM_ROM | Internal | Shoulder | B12 | 200 | 8000 | 0 | 50.99 | 50.98 | 0.01 | 0
2025 | PJM_ROR_2_PJM_ROM | PJM_ROR | PJM_ROM | Internal | Shoulder | B13 | 600 | 8000 | 0 | 47.1 | 47.08 | 0.01 | 0
2025 | PJM_ROR_2_PJM_ROM | PJM_ROR | PJM_ROM | Internal | Shoulder | B14 | 900 | 8000 | 0 | 44.24 | 44.23 | 0.01 | 0
2025 | PJM_ROR_2_PJM_ROM | PJM_ROR | PJM_ROM | Internal | Shoulder | B15 | 1203 | 8000 | 1685.88 | 40.7 | 40.71 | 0.01 | 0
2025 | PJM_ROR_2_PJM_ROM | PJM_ROR | PJM_ROM | Internal | Summer | B1 | 10 | 8000 | 2916.97 | 75.46 | 75.47 | 0.01 | 0
2025 | PJM_ROR_2_PJM_ROM | PJM_ROR | PJM_ROM | Internal | Summer | B2 | 25 | 8000 | 438.08 | 73.7 | 73.72 | 0.01 | 0
2025 | PJM_ROR_2_PJM_ROM | PJM_ROR | PJM_ROM | Internal | Summer | B3 | 75 | 8000 | 0 | 68.7 | 68.69 | 0.01 | 0
2025 | PJM_ROR_2_PJM_ROM | PJM_ROR | PJM_ROM | Internal | Summer | B4 | 100 | 8000 | 0 | 68.66 | 68.65 | 0.01 | 0
2025 | PJM_ROR_2_PJM_ROM | PJM_ROR | PJM_ROM | Internal | Summer | B5 | 200 | 8000 | 0 | 63.63 | 63.62 | 0.01 | 0
2025 | PJM_ROR_2_PJM_ROM | PJM_ROR | PJM_ROM | Internal | Summer | B6 | 300 | 8000 | 0 | 52.23 | 52.22 | 0.01 | 0
2025 | PJM_ROR_2_PJM_ROM | PJM_ROR | PJM_ROM | Internal | Summer | B7 | 400 | 8000 | 0 | 44.85 | 44.84 | 0.01 | 0
2025 | PJM_ROR_2_PJM_ROM | PJM_ROR | PJM_ROM | Internal | Summer | B8 | 500 | 8000 | 0 | 41.85 | 41.83 | 0.01 | 0
2025 | PJM_ROR_2_PJM_ROM | PJM_ROR | PJM_ROM | Internal | Summer | B9 | 800 | 8000 | 1201.95 | 40.51 | 40.52 | 0.01 | 0
2025 | PJM_ROR_2_PJM_ROM | PJM_ROR | PJM_ROM | Internal | Summer | B10 | 1262 | 8000 | 2536.25 | 37.37 | 37.38 | 0.01 | 0
2025 | PJM_ROR_2_PJM_ROM | PJM_ROR | PJM_ROM | Internal | Winter | B16 | 25 | 8000 | 0 | 64.97 | 64.96 | 0.01 | 0
2025 | PJM_ROR_2_PJM_ROM | PJM_ROR | PJM_ROM | Internal | Winter | B17 | 100 | 8000 | 1290.77 | 53.28 | 53.29 | 0.01 | 0
2025 | PJM_ROR_2_PJM_ROM | PJM_ROR | PJM_ROM | Internal | Winter | B18 | 400 | 8000 | 3535.18 | 48.99 | 49 | 0.01 | 0
2025 | PJM_ROR_2_PJM_ROM | PJM_ROR | PJM_ROM | Internal | Winter | B19 | 700 | 8000 | 3269.86 | 46.02 | 46.03 | 0.01 | 0
2025 | PJM_ROR_2_PJM_ROM | PJM_ROR | PJM_ROM | Internal | Winter | B20 | 935 | 8000 | 4247.58 | 38.72 | 38.74 | 0.01 | 0
2025 | PJM_ROR_2_TVA_Transmission | PJM_ROR | TVA_Transmission | Internal | Shoulder | B11 | 25 | 2500 | 780.03 | 60.21 | 66.21 | 6 | 0
2025 | PJM_ROR_2_TVA_Transmission | PJM_ROR | TVA_Transmission | Internal | Shoulder | B12 | 200 | 2500 | 0 | 50.99 | 51.77 | 6 | 0
2025 | PJM_ROR_2_TVA_Transmission | PJM_ROR | TVA_Transmission | Internal | Shoulder | B13 | 600 | 2500 | 0 | 47.1 | 49.27 | 6 | 0
2025 | PJM_ROR_2_TVA_Transmission | PJM_ROR | TVA_Transmission | Internal | Shoulder | B14 | 900 | 2500 | 0 | 44.24 | 47.86 | 6 | 0
2025 | PJM_ROR_2_TVA_Transmission | PJM_ROR | TVA_Transmission | Internal | Shoulder | B15 | 1203 | 2500 | 0 | 40.7 | 45.3 | 6 | 0
2025 | PJM_ROR_2_TVA_Transmission | PJM_ROR | TVA_Transmission | Internal | Summer | B1 | 10 | 2500 | 0 | 75.46 | 81.45 | 6 | 0
2025 | PJM_ROR_2_TVA_Transmission | PJM_ROR | TVA_Transmission | Internal | Summer | B2 | 25 | 2500 | 1975.97 | 73.7 | 79.7 | 6 | 0
2025 | PJM_ROR_2_TVA_Transmission | PJM_ROR | TVA_Transmission | Internal | Summer | B3 | 75 | 2500 | 1458.99 | 68.7 | 74.7 | 6 | 0
2025 | PJM_ROR_2_TVA_Transmission | PJM_ROR | TVA_Transmission | Internal | Summer | B4 | 100 | 2500 | 671.22 | 68.66 | 74.66 | 6 | 0
2025 | PJM_ROR_2_TVA_Transmission | PJM_ROR | TVA_Transmission | Internal | Summer | B5 | 200 | 2500 | 34.51 | 63.63 | 69.63 | 6 | 0
2025 | PJM_ROR_2_TVA_Transmission | PJM_ROR | TVA_Transmission | Internal | Summer | B6 | 300 | 2500 | 0 | 52.23 | 58.21 | 6 | 0
2025 | PJM_ROR_2_TVA_Transmission | PJM_ROR | TVA_Transmission | Internal | Summer | B7 | 400 | 2500 | 0 | 44.85 | 50.66 | 6 | 0
2025 | PJM_ROR_2_TVA_Transmission | PJM_ROR | TVA_Transmission | Internal | Summer | B8 | 500 | 2500 | 0 | 41.85 | 46.36 | 6 | 0
2025 | PJM_ROR_2_TVA_Transmission | PJM_ROR | TVA_Transmission | Internal | Summer | B9 | 800 | 2500 | 0 | 40.51 | 45.15 | 6 | 0
2025 | PJM_ROR_2_TVA_Transmission | PJM_ROR | TVA_Transmission | Internal | Summer | B10 | 1262 | 2500 | 0 | 37.37 | 40.44 | 6 | 0
2025 | PJM_ROR_2_TVA_Transmission | PJM_ROR | TVA_Transmission | Internal | Winter | B16 | 25 | 2500 | 0 | 64.97 | 69.28 | 6 | 0
2025 | PJM_ROR_2_TVA_Transmission | PJM_ROR | TVA_Transmission | Internal | Winter | B17 | 100 | 2500 | 0 | 53.28 | 54.8 | 6 | 0
2025 | PJM_ROR_2_TVA_Transmission | PJM_ROR | TVA_Transmission | Internal | Winter | B18 | 400 | 2500 | 0 | 48.99 | 50.64 | 6 | 0
2025 | PJM_ROR_2_TVA_Transmission | PJM_ROR | TVA_Transmission | Internal | Winter | B19 | 700 | 2500 | 0 | 46.02 | 48.6 | 6 | 0
2025 | PJM_ROR_2_TVA_Transmission | PJM_ROR | TVA_Transmission | Internal | Winter | B20 | 935 | 2500 | 947.21 | 38.72 | 44.72 | 6 | 0
2025 | PJM_ROR_2_VACAR | PJM_ROR | VACAR | Internal | Shoulder | B11 | 25 | 3000 | 2498.36 | 60.21 | 66.21 | 6 | 0
2025 | PJM_ROR_2_VACAR | PJM_ROR | VACAR | Internal | Shoulder | B12 | 200 | 3000 | 0 | 50.99 | 54.81 | 6 | 0
2025 | PJM_ROR_2_VACAR | PJM_ROR | VACAR | Internal | Shoulder | B13 | 600 | 3000 | 0 | 47.1 | 50.63 | 6 | 0
2025 | PJM_ROR_2_VACAR | PJM_ROR | VACAR | Internal | Shoulder | B14 | 900 | 3000 | 0 | 44.24 | 48.71 | 6 | 0
2025 | PJM_ROR_2_VACAR | PJM_ROR | VACAR | Internal | Shoulder | B15 | 1203 | 3000 | 0 | 40.7 | 46.55 | 6 | 0
2025 | PJM_ROR_2_VACAR | PJM_ROR | VACAR | Internal | Summer | B1 | 10 | 3000 | 1440.88 | 75.46 | 81.46 | 6 | 0
2025 | PJM_ROR_2_VACAR | PJM_ROR | VACAR | Internal | Summer | B2 | 25 | 3000 | 3000 | 73.7 | 80.8 | 6 | 1.09
2025 | PJM_ROR_2_VACAR | PJM_ROR | VACAR | Internal | Summer | B3 | 75 | 3000 | 3000 | 68.7 | 80.8 | 6 | 6.1
2025 | PJM_ROR_2_VACAR | PJM_ROR | VACAR | Internal | Summer | B4 | 100 | 3000 | 3000 | 68.66 | 79.17 | 6 | 4.51
2025 | PJM_ROR_2_VACAR | PJM_ROR | VACAR | Internal | Summer | B5 | 200 | 3000 | 3000 | 63.63 | 70.21 | 6 | 0.58
2025 | PJM_ROR_2_VACAR | PJM_ROR | VACAR | Internal | Summer | B6 | 300 | 3000 | 3000 | 52.23 | 60.2 | 6 | 1.97
2025 | PJM_ROR_2_VACAR | PJM_ROR | VACAR | Internal | Summer | B7 | 400 | 3000 | 3000 | 44.85 | 51.28 | 6 | 0.42
2025 | PJM_ROR_2_VACAR | PJM_ROR | VACAR | Internal | Summer | B8 | 500 | 3000 | 905.56 | 41.85 | 47.85 | 6 | 0
2025 | PJM_ROR_2_VACAR | PJM_ROR | VACAR | Internal | Summer | B9 | 800 | 3000 | 0 | 40.51 | 44.65 | 6 | 0
2025 | PJM_ROR_2_VACAR | PJM_ROR | VACAR | Internal | Summer | B10 | 1262 | 3000 | 1603.2 | 37.37 | 43.37 | 6 | 0
2025 | PJM_ROR_2_VACAR | PJM_ROR | VACAR | Internal | Winter | B16 | 25 | 3000 | 3000 | 64.97 | 76.07 | 6 | 5.1
2025 | PJM_ROR_2_VACAR | PJM_ROR | VACAR | Internal | Winter | B17 | 100 | 3000 | 795.59 | 53.28 | 59.28 | 6 | 0
2025 | PJM_ROR_2_VACAR | PJM_ROR | VACAR | Internal | Winter | B18 | 400 | 3000 | 0 | 48.99 | 50.82 | 6 | 0
2025 | PJM_ROR_2_VACAR | PJM_ROR | VACAR | Internal | Winter | B19 | 700 | 3000 | 0 | 46.02 | 50.63 | 6 | 0
2025 | PJM_ROR_2_VACAR | PJM_ROR | VACAR | Internal | Winter | B20 | 935 | 3000 | 0 | 38.72 | 44.68 | 6 | 0
2025 | PJM_ROM_2_NYISO_A-F | PJM_ROM | NYISO_A-F | Internal | Shoulder | B11 | 25 | 2000 | 0 | 60.2 | 43.94 | 6 | 0
2025 | PJM_ROM_2_NYISO_A-F | PJM_ROM | NYISO_A-F | Internal | Shoulder | B12 | 200 | 2000 | 0 | 50.98 | 43.77 | 6 | 0
2025 | PJM_ROM_2_NYISO_A-F | PJM_ROM | NYISO_A-F | Internal | Shoulder | B13 | 600 | 2000 | 0 | 47.08 | 43.77 | 6 | 0
2025 | PJM_ROM_2_NYISO_A-F | PJM_ROM | NYISO_A-F | Internal | Shoulder | B14 | 900 | 2000 | 0 | 44.23 | 42.82 | 6 | 0
2025 | PJM_ROM_2_NYISO_A-F | PJM_ROM | NYISO_A-F | Internal | Shoulder | B15 | 1203 | 2000 | 0 | 40.71 | 42.82 | 6 | 0
2025 | PJM_ROM_2_NYISO_A-F | PJM_ROM | NYISO_A-F | Internal | Summer | B1 | 10 | 2000 | 0 | 75.47 | 67.47 | 6 | 0
2025 | PJM_ROM_2_NYISO_A-F | PJM_ROM | NYISO_A-F | Internal | Summer | B2 | 25 | 2000 | 0 | 73.72 | 65.72 | 6 | 0
2025 | PJM_ROM_2_NYISO_A-F | PJM_ROM | NYISO_A-F | Internal | Summer | B3 | 75 | 2000 | 0 | 68.69 | 56.71 | 6 | 0
2025 | PJM_ROM_2_NYISO_A-F | PJM_ROM | NYISO_A-F | Internal | Summer | B4 | 100 | 2000 | 0 | 68.65 | 50.45 | 6 | 0
2025 | PJM_ROM_2_NYISO_A-F | PJM_ROM | NYISO_A-F | Internal | Summer | B5 | 200 | 2000 | 0 | 63.62 | 49.84 | 6 | 0
2025 | PJM_ROM_2_NYISO_A-F | PJM_ROM | NYISO_A-F | Internal | Summer | B6 | 300 | 2000 | 0 | 52.22 | 46.59 | 6 | 0
2025 | PJM_ROM_2_NYISO_A-F | PJM_ROM | NYISO_A-F | Internal | Summer | B7 | 400 | 2000 | 0 | 44.84 | 43.49 | 6 | 0
2025 | PJM_ROM_2_NYISO_A-F | PJM_ROM | NYISO_A-F | Internal | Summer | B8 | 500 | 2000 | 0 | 41.83 | 42.47 | 6 | 0
2025 | PJM_ROM_2_NYISO_A-F | PJM_ROM | NYISO_A-F | Internal | Summer | B9 | 800 | 2000 | 0 | 40.52 | 40.75 | 6 | 0
2025 | PJM_ROM_2_NYISO_A-F | PJM_ROM | NYISO_A-F | Internal | Summer | B10 | 1262 | 2000 | 0 | 37.38 | 40.75 | 6 | 0
2025 | PJM_ROM_2_NYISO_A-F | PJM_ROM | NYISO_A-F | Internal | Winter | B16 | 25 | 2000 | 0 | 64.96 | 50.81 | 6 | 0
2025 | PJM_ROM_2_NYISO_A-F | PJM_ROM | NYISO_A-F | Internal | Winter | B17 | 100 | 2000 | 0 | 53.29 | 47.73 | 6 | 0
2025 | PJM_ROM_2_NYISO_A-F | PJM_ROM | NYISO_A-F | Internal | Winter | B18 | 400 | 2000 | 0 | 49 | 46.32 | 6 | 0
2025 | PJM_ROM_2_NYISO_A-F | PJM_ROM | NYISO_A-F | Internal | Winter | B19 | 700 | 2000 | 0 | 46.03 | 46.32 | 6 | 0
2025 | PJM_ROM_2_NYISO_A-F | PJM_ROM | NYISO_A-F | Internal | Winter | B20 | 935 | 2000 | 2000 | 38.74 | 46.32 | 6 | 1.58
2025 | PJM_ROM_2_PJM_E | PJM_ROM | PJM_E | Internal | Shoulder | B11 | 25 | 8000 | 0 | 60.2 | 60.18 | 0.01 | 0
2025 | PJM_ROM_2_PJM_E | PJM_ROM | PJM_E | Internal | Shoulder | B12 | 200 | 8000 | 0 | 50.98 | 50.97 | 0.01 | 0
2025 | PJM_ROM_2_PJM_E | PJM_ROM | PJM_E | Internal | Shoulder | B13 | 600 | 8000 | 0 | 47.08 | 47.07 | 0.01 | 0
2025 | PJM_ROM_2_PJM_E | PJM_ROM | PJM_E | Internal | Shoulder | B14 | 900 | 8000 | 0 | 44.23 | 44.21 | 0.01 | 0
2025 | PJM_ROM_2_PJM_E | PJM_ROM | PJM_E | Internal | Shoulder | B15 | 1203 | 8000 | 1316.28 | 40.71 | 40.72 | 0.01 | 0
2025 | PJM_ROM_2_PJM_E | PJM_ROM | PJM_E | Internal | Summer | B1 | 10 | 8000 | 3065.19 | 75.47 | 75.49 | 0.01 | 0
2025 | PJM_ROM_2_PJM_E | PJM_ROM | PJM_E | Internal | Summer | B2 | 25 | 8000 | 1706.82 | 73.72 | 73.73 | 0.01 | 0
2025 | PJM_ROM_2_PJM_E | PJM_ROM | PJM_E | Internal | Summer | B3 | 75 | 8000 | 0 | 68.69 | 68.67 | 0.01 | 0
2025 | PJM_ROM_2_PJM_E | PJM_ROM | PJM_E | Internal | Summer | B4 | 100 | 8000 | 0 | 68.65 | 68.64 | 0.01 | 0
2025 | PJM_ROM_2_PJM_E | PJM_ROM | PJM_E | Internal | Summer | B5 | 200 | 8000 | 0 | 63.62 | 63.61 | 0.01 | 0
2025 | PJM_ROM_2_PJM_E | PJM_ROM | PJM_E | Internal | Summer | B6 | 300 | 8000 | 0 | 52.22 | 52.2 | 0.01 | 0
2025 | PJM_ROM_2_PJM_E | PJM_ROM | PJM_E | Internal | Summer | B7 | 400 | 8000 | 0 | 44.84 | 44.83 | 0.01 | 0
2025 | PJM_ROM_2_PJM_E | PJM_ROM | PJM_E | Internal | Summer | B8 | 500 | 8000 | 0 | 41.83 | 41.82 | 0.01 | 0
2025 | PJM_ROM_2_PJM_E | PJM_ROM | PJM_E | Internal | Summer | B9 | 800 | 8000 | 1715.21 | 40.52 | 40.54 | 0.01 | 0
2025 | PJM_ROM_2_PJM_E | PJM_ROM | PJM_E | Internal | Summer | B10 | 1262 | 8000 | 3100.65 | 37.38 | 37.39 | 0.01 | 0
2025 | PJM_ROM_2_PJM_E | PJM_ROM | PJM_E | Internal | Winter | B16 | 25 | 8000 | 635.28 | 64.96 | 64.97 | 0.01 | 0
2025 | PJM_ROM_2_PJM_E | PJM_ROM | PJM_E | Internal | Winter | B17 | 100 | 8000 | 1804.43 | 53.29 | 53.3 | 0.01 | 0
2025 | PJM_ROM_2_PJM_E | PJM_ROM | PJM_E | Internal | Winter | B18 | 400 | 8000 | 4531.15 | 49 | 49.01 | 0.01 | 0
2025 | PJM_ROM_2_PJM_E | PJM_ROM | PJM_E | Internal | Winter | B19 | 700 | 8000 | 3232.64 | 46.03 | 46.04 | 0.01 | 0
2025 | PJM_ROM_2_PJM_E | PJM_ROM | PJM_E | Internal | Winter | B20 | 935 | 8000 | 3522.43 | 38.74 | 38.75 | 0.01 | 0
2025 | PJM_ROM_2_PJM_ROR | PJM_ROM | PJM_ROR | Internal | Shoulder | B11 | 25 | 8000 | 5102.43 | 60.2 | 60.21 | 0.01 | 0
2025 | PJM_ROM_2_PJM_ROR | PJM_ROM | PJM_ROR | Internal | Shoulder | B12 | 200 | 8000 | 2045.99 | 50.98 | 50.99 | 0.01 | 0
2025 | PJM_ROM_2_PJM_ROR | PJM_ROM | PJM_ROR | Internal | Shoulder | B13 | 600 | 8000 | 489.97 | 47.08 | 47.1 | 0.01 | 0
2025 | PJM_ROM_2_PJM_ROR | PJM_ROM | PJM_ROR | Internal | Shoulder | B14 | 900 | 8000 | 504.95 | 44.23 | 44.24 | 0.01 | 0
2025 | PJM_ROM_2_PJM_ROR | PJM_ROM | PJM_ROR | Internal | Shoulder | B15 | 1203 | 8000 | 0 | 40.71 | 40.7 | 0.01 | 0
2025 | PJM_ROM_2_PJM_ROR | PJM_ROM | PJM_ROR | Internal | Summer | B1 | 10 | 8000 | 0 | 75.47 | 75.46 | 0.01 | 0
2025 | PJM_ROM_2_PJM_ROR | PJM_ROM | PJM_ROR | Internal | Summer | B2 | 25 | 8000 | 0 | 73.72 | 73.7 | 0.01 | 0
2025 | PJM_ROM_2_PJM_ROR | PJM_ROM | PJM_ROR | Internal | Summer | B3 | 75 | 8000 | 4115.57 | 68.69 | 68.7 | 0.01 | 0
2025 | PJM_ROM_2_PJM_ROR | PJM_ROM | PJM_ROR | Internal | Summer | B4 | 100 | 8000 | 7609.66 | 68.65 | 68.66 | 0.01 | 0
2025 | PJM_ROM_2_PJM_ROR | PJM_ROM | PJM_ROR | Internal | Summer | B5 | 200 | 8000 | 4804.03 | 63.62 | 63.63 | 0.01 | 0
2025 | PJM_ROM_2_PJM_ROR | PJM_ROM | PJM_ROR | Internal | Summer | B6 | 300 | 8000 | 3012.63 | 52.22 | 52.23 | 0.01 | 0
2025 | PJM_ROM_2_PJM_ROR | PJM_ROM | PJM_ROR | Internal | Summer | B7 | 400 | 8000 | 2783.35 | 44.84 | 44.85 | 0.01 | 0
2025 | PJM_ROM_2_PJM_ROR | PJM_ROM | PJM_ROR | Internal | Summer | B8 | 500 | 8000 | 1621.05 | 41.83 | 41.85 | 0.01 | 0
2025 | PJM_ROM_2_PJM_ROR | PJM_ROM | PJM_ROR | Internal | Summer | B9 | 800 | 8000 | 0 | 40.52 | 40.51 | 0.01 | 0
2025 | PJM_ROM_2_PJM_ROR | PJM_ROM | PJM_ROR | Internal | Summer | B10 | 1262 | 8000 | 0 | 37.38 | 37.37 | 0.01 | 0
2025 | PJM_ROM_2_PJM_ROR | PJM_ROM | PJM_ROR | Internal | Winter | B16 | 25 | 8000 | 1566.79 | 64.96 | 64.97 | 0.01 | 0
2025 | PJM_ROM_2_PJM_ROR | PJM_ROM | PJM_ROR | Internal | Winter | B17 | 100 | 8000 | 0 | 53.29 | 53.28 | 0.01 | 0
2025 | PJM_ROM_2_PJM_ROR | PJM_ROM | PJM_ROR | Internal | Winter | B18 | 400 | 8000 | 0 | 49 | 48.99 | 0.01 | 0
2025 | PJM_ROM_2_PJM_ROR | PJM_ROM | PJM_ROR | Internal | Winter | B19 | 700 | 8000 | 0 | 46.03 | 46.02 | 0.01 | 0
2025 | PJM_ROM_2_PJM_ROR | PJM_ROM | PJM_ROR | Internal | Winter | B20 | 935 | 8000 | 0 | 38.74 | 38.72 | 0.01 | 0
2025 | SOCO_2_FRCC | SOCO | FRCC | Internal | Shoulder | B11 | 25 | 3700 | 1954.45 | 75.21 | 85.21 | 10 | 0
2025 | SOCO_2_FRCC | SOCO | FRCC | Internal | Shoulder | B12 | 200 | 3700 | 1613.58 | 52.05 | 62.05 | 10 | 0
2025 | SOCO_2_FRCC | SOCO | FRCC | Internal | Shoulder | B13 | 600 | 3700 | 0 | 46.99 | 54.47 | 10 | 0
2025 | SOCO_2_FRCC | SOCO | FRCC | Internal | Shoulder | B14 | 900 | 3700 | 0 | 46.99 | 54.47 | 10 | 0
2025 | SOCO_2_FRCC | SOCO | FRCC | Internal | Shoulder | B15 | 1203 | 3700 | 0 | 46.99 | 52.22 | 10 | 0
2025 | SOCO_2_FRCC | SOCO | FRCC | Internal | Summer | B1 | 10 | 3700 | 999.42 | 85.33 | 95.33 | 10 | 0
2025 | SOCO_2_FRCC | SOCO | FRCC | Internal | Summer | B2 | 25 | 3700 | 0 | 78.71 | 85.03 | 10 | 0
2025 | SOCO_2_FRCC | SOCO | FRCC | Internal | Summer | B3 | 75 | 3700 | 0 | 78.71 | 85.03 | 10 | 0
2025 | SOCO_2_FRCC | SOCO | FRCC | Internal | Summer | B4 | 100 | 3700 | 0 | 77.21 | 85.03 | 10 | 0
2025 | SOCO_2_FRCC | SOCO | FRCC | Internal | Summer | B5 | 200 | 3700 | 0 | 77.21 | 85.03 | 10 | 0
2025 | SOCO_2_FRCC | SOCO | FRCC | Internal | Summer | B6 | 300 | 3700 | 568.69 | 67.2 | 77.2 | 10 | 0
2025 | SOCO_2_FRCC | SOCO | FRCC | Internal | Summer | B7 | 400 | 3700 | 2786.15 | 59.51 | 69.51 | 10 | 0
2025 | SOCO_2_FRCC | SOCO | FRCC | Internal | Summer | B8 | 500 | 3700 | 551.77 | 51.08 | 61.08 | 10 | 0
2025 | SOCO_2_FRCC | SOCO | FRCC | Internal | Summer | B9 | 800 | 3700 | 0 | 45.59 | 53.62 | 10 | 0
2025 | SOCO_2_FRCC | SOCO | FRCC | Internal | Summer | B10 | 1262 | 3700 | 0 | 45.59 | 51.42 | 10 | 0
2025 | SOCO_2_FRCC | SOCO | FRCC | Internal | Winter | B16 | 25 | 3700 | 260.73 | 75.76 | 85.76 | 10 | 0
2025 | SOCO_2_FRCC | SOCO | FRCC | Internal | Winter | B17 | 100 | 3700 | 1455.01 | 51.67 | 61.67 | 10 | 0
2025 | SOCO_2_FRCC | SOCO | FRCC | Internal | Winter | B18 | 400 | 3700 | 0 | 49.88 | 57.03 | 10 | 0
2025 | SOCO_2_FRCC | SOCO | FRCC | Internal | Winter | B19 | 700 | 3700 | 0 | 49.88 | 55.03 | 10 | 0
2025 | SOCO_2_FRCC | SOCO | FRCC | Internal | Winter | B20 | 935 | 3700 | 0 | 49.88 | 54.68 | 10 | 0
2025 | SOCO_2_VACAR | SOCO | VACAR | Internal | Shoulder | B11 | 25 | 2000 | 0 | 75.21 | 66.21 | 10 | 0
2025 | SOCO_2_VACAR | SOCO | VACAR | Internal | Shoulder | B12 | 200 | 2000 | 0 | 52.05 | 54.81 | 10 | 0
2025 | SOCO_2_VACAR | SOCO | VACAR | Internal | Shoulder | B13 | 600 | 2000 | 0 | 46.99 | 50.63 | 10 | 0
2025 | SOCO_2_VACAR | SOCO | VACAR | Internal | Shoulder | B14 | 900 | 2000 | 0 | 46.99 | 48.71 | 10 | 0
2025 | SOCO_2_VACAR | SOCO | VACAR | Internal | Shoulder | B15 | 1203 | 2000 | 0 | 46.99 | 46.55 | 10 | 0
2025 | SOCO_2_VACAR | SOCO | VACAR | Internal | Summer | B1 | 10 | 2000 | 0 | 85.33 | 81.46 | 10 | 0
2025 | SOCO_2_VACAR | SOCO | VACAR | Internal | Summer | B2 | 25 | 2000 | 0 | 78.71 | 80.8 | 10 | 0
2025 | SOCO_2_VACAR | SOCO | VACAR | Internal | Summer | B3 | 75 | 2000 | 0 | 78.71 | 80.8 | 10 | 0
2025 | SOCO_2_VACAR | SOCO | VACAR | Internal | Summer | B4 | 100 | 2000 | 0 | 77.21 | 79.17 | 10 | 0
2025 | SOCO_2_VACAR | SOCO | VACAR | Internal | Summer | B5 | 200 | 2000 | 0 | 77.21 | 70.21 | 10 | 0
2025 | SOCO_2_VACAR | SOCO | VACAR | Internal | Summer | B6 | 300 | 2000 | 0 | 67.2 | 60.2 | 10 | 0
2025 | SOCO_2_VACAR | SOCO | VACAR | Internal | Summer | B7 | 400 | 2000 | 0 | 59.51 | 51.28 | 10 | 0
2025 | SOCO_2_VACAR | SOCO | VACAR | Internal | Summer | B8 | 500 | 2000 | 0 | 51.08 | 47.85 | 10 | 0
2025 | SOCO_2_VACAR | SOCO | VACAR | Internal | Summer | B9 | 800 | 2000 | 0 | 45.59 | 44.65 | 10 | 0
2025 | SOCO_2_VACAR | SOCO | VACAR | Internal | Summer | B10 | 1262 | 2000 | 0 | 45.59 | 43.37 | 10 | 0
2025 | SOCO_2_VACAR | SOCO | VACAR | Internal | Winter | B16 | 25 | 2000 | 0 | 75.76 | 76.07 | 10 | 0
2025 | SOCO_2_VACAR | SOCO | VACAR | Internal | Winter | B17 | 100 | 2000 | 0 | 51.67 | 59.28 | 10 | 0
2025 | SOCO_2_VACAR | SOCO | VACAR | Internal | Winter | B18 | 400 | 2000 | 0 | 49.88 | 50.82 | 10 | 0
2025 | SOCO_2_VACAR | SOCO | VACAR | Internal | Winter | B19 | 700 | 2000 | 0 | 49.88 | 50.63 | 10 | 0
2025 | SOCO_2_VACAR | SOCO | VACAR | Internal | Winter | B20 | 935 | 2000 | 0 | 49.88 | 44.68 | 10 | 0
2025 | SPP_N_2_ENT | SPP_N | ENT | Internal | Shoulder | B11 | 25 | 1800 | 0 | 70.58 | 69.85 | 5 | 0
2025 | SPP_N_2_ENT | SPP_N | ENT | Internal | Shoulder | B12 | 200 | 1800 | 0 | 49.01 | 46.94 | 5 | 0
2025 | SPP_N_2_ENT | SPP_N | ENT | Internal | Shoulder | B13 | 600 | 1800 | 0 | 46.6 | 46.94 | 5 | 0
2025 | SPP_N_2_ENT | SPP_N | ENT | Internal | Shoulder | B14 | 900 | 1800 | 0 | 45.88 | 46.61 | 5 | 0
2025 | SPP_N_2_ENT | SPP_N | ENT | Internal | Shoulder | B15 | 1203 | 1800 | 0 | 44.97 | 46.6 | 5 | 0
2025 | SPP_N_2_ENT | SPP_N | ENT | Internal | Summer | B1 | 10 | 1800 | 0 | 74.03 | 77.33 | 5 | 0
2025 | SPP_N_2_ENT | SPP_N | ENT | Internal | Summer | B2 | 25 | 1800 | 0 | 74.03 | 75.77 | 5 | 0
2025 | SPP_N_2_ENT | SPP_N | ENT | Internal | Summer | B3 | 75 | 1800 | 0 | 74.03 | 75.77 | 5 | 0
2025 | SPP_N_2_ENT | SPP_N | ENT | Internal | Summer | B4 | 100 | 1800 | 0 | 74.03 | 75.77 | 5 | 0
2025 | SPP_N_2_ENT | SPP_N | ENT | Internal | Summer | B5 | 200 | 1800 | 0 | 70.05 | 69.21 | 5 | 0
2025 | SPP_N_2_ENT | SPP_N | ENT | Internal | Summer | B6 | 300 | 1800 | 0 | 61.23 | 61.23 | 5 | 0
2025 | SPP_N_2_ENT | SPP_N | ENT | Internal | Summer | B7 | 400 | 1800 | 0 | 50.73 | 51.51 | 5 | 0
2025 | SPP_N_2_ENT | SPP_N | ENT | Internal | Summer | B8 | 500 | 1800 | 0 | 45.39 | 45.42 | 5 | 0
2025 | SPP_N_2_ENT | SPP_N | ENT | Internal | Summer | B9 | 800 | 1800 | 0 | 44.28 | 45.09 | 5 | 0
2025 | SPP_N_2_ENT | SPP_N | ENT | Internal | Summer | B10 | 1262 | 1800 | 0 | 43.31 | 43.61 | 5 | 0
2025 | SPP_N_2_ENT | SPP_N | ENT | Internal | Winter | B16 | 25 | 1800 | 0 | 64.5 | 67.76 | 5 | 0
2025 | SPP_N_2_ENT | SPP_N | ENT | Internal | Winter | B17 | 100 | 1800 | 0 | 49.71 | 49.93 | 5 | 0
2025 | SPP_N_2_ENT | SPP_N | ENT | Internal | Winter | B18 | 400 | 1800 | 0 | 48.02 | 49.93 | 5 | 0
2025 | SPP_N_2_ENT | SPP_N | ENT | Internal | Winter | B19 | 700 | 1800 | 0 | 48.02 | 49.57 | 5 | 0
2025 | SPP_N_2_ENT | SPP_N | ENT | Internal | Winter | B20 | 935 | 1800 | 0 | 45.66 | 47.93 | 5 | 0
2025 | SPP_N_2_MISO_MO-IL | SPP_N | MISO_MO-IL | Internal | Shoulder | B11 | 25 | 2000 | 0 | 70.58 | 63.59 | 5 | 0
2025 | SPP_N_2_MISO_MO-IL | SPP_N | MISO_MO-IL | Internal | Shoulder | B12 | 200 | 2000 | 0 | 49.01 | 49.01 | 5 | 0
2025 | SPP_N_2_MISO_MO-IL | SPP_N | MISO_MO-IL | Internal | Shoulder | B13 | 600 | 2000 | 0 | 46.6 | 45.1 | 5 | 0
2025 | SPP_N_2_MISO_MO-IL | SPP_N | MISO_MO-IL | Internal | Shoulder | B14 | 900 | 2000 | 0 | 45.88 | 42.62 | 5 | 0
2025 | SPP_N_2_MISO_MO-IL | SPP_N | MISO_MO-IL | Internal | Shoulder | B15 | 1203 | 2000 | 0 | 44.97 | 41.68 | 5 | 0
2025 | SPP_N_2_MISO_MO-IL | SPP_N | MISO_MO-IL | Internal | Summer | B1 | 10 | 2000 | 0 | 74.03 | 73.45 | 5 | 0
2025 | SPP_N_2_MISO_MO-IL | SPP_N | MISO_MO-IL | Internal | Summer | B2 | 25 | 2000 | 0 | 74.03 | 71.7 | 5 | 0
2025 | SPP_N_2_MISO_MO-IL | SPP_N | MISO_MO-IL | Internal | Summer | B3 | 75 | 2000 | 0 | 74.03 | 69.47 | 5 | 0
2025 | SPP_N_2_MISO_MO-IL | SPP_N | MISO_MO-IL | Internal | Summer | B4 | 100 | 2000 | 0 | 74.03 | 69.47 | 5 | 0
2025 | SPP_N_2_MISO_MO-IL | SPP_N | MISO_MO-IL | Internal | Summer | B5 | 200 | 2000 | 0 | 70.05 | 65.62 | 5 | 0
2025 | SPP_N_2_MISO_MO-IL | SPP_N | MISO_MO-IL | Internal | Summer | B6 | 300 | 2000 | 0 | 61.23 | 53.23 | 5 | 0
2025 | SPP_N_2_MISO_MO-IL | SPP_N | MISO_MO-IL | Internal | Summer | B7 | 400 | 2000 | 0 | 50.73 | 43.51 | 5 | 0
2025 | SPP_N_2_MISO_MO-IL | SPP_N | MISO_MO-IL | Internal | Summer | B8 | 500 | 2000 | 0 | 45.39 | 41.15 | 5 | 0
2025 | SPP_N_2_MISO_MO-IL | SPP_N | MISO_MO-IL | Internal | Summer | B9 | 800 | 2000 | 0 | 44.28 | 40.37 | 5 | 0
2025 | SPP_N_2_MISO_MO-IL | SPP_N | MISO_MO-IL | Internal | Summer | B10 | 1262 | 2000 | 0 | 43.31 | 37.07 | 5 | 0
2025 | SPP_N_2_MISO_MO-IL | SPP_N | MISO_MO-IL | Internal | Winter | B16 | 25 | 2000 | 0 | 64.5 | 62.97 | 5 | 0
2025 | SPP_N_2_MISO_MO-IL | SPP_N | MISO_MO-IL | Internal | Winter | B17 | 100 | 2000 | 0 | 49.71 | 51.28 | 5 | 0
2025 | SPP_N_2_MISO_MO-IL | SPP_N | MISO_MO-IL | Internal | Winter | B18 | 400 | 2000 | 0 | 48.02 | 46.99 | 5 | 0
2025 | SPP_N_2_MISO_MO-IL | SPP_N | MISO_MO-IL | Internal | Winter | B19 | 700 | 2000 | 0 | 48.02 | 44.02 | 5 | 0
2025 | SPP_N_2_MISO_MO-IL | SPP_N | MISO_MO-IL | Internal | Winter | B20 | 935 | 2000 | 0 | 45.66 | 39.93 | 5 | 0
2025 | SPP_N_2_SPP_S | SPP_N | SPP_S | Internal | Shoulder | B11 | 25 | 4000 | 0 | 70.58 | 64.85 | 0.01 | 0
2025 | SPP_N_2_SPP_S | SPP_N | SPP_S | Internal | Shoulder | B12 | 200 | 4000 | 0 | 49.01 | 48.58 | 0.01 | 0
2025 | SPP_N_2_SPP_S | SPP_N | SPP_S | Internal | Shoulder | B13 | 600 | 4000 | 122.83 | 46.6 | 46.62 | 0.01 | 0
2025 | SPP_N_2_SPP_S | SPP_N | SPP_S | Internal | Shoulder | B14 | 900 | 4000 | 0 | 45.88 | 45.87 | 0.01 | 0
2025 | SPP_N_2_SPP_S | SPP_N | SPP_S | Internal | Shoulder | B15 | 1203 | 4000 | 1147.37 | 44.97 | 44.98 | 0.01 | 0
2025 | SPP_N_2_SPP_S | SPP_N | SPP_S | Internal | Summer | B1 | 10 | 4000 | 0 | 74.03 | 72.33 | 0.01 | 0
2025 | SPP_N_2_SPP_S | SPP_N | SPP_S | Internal | Summer | B2 | 25 | 4000 | 0 | 74.03 | 72.33 | 0.01 | 0
2025 | SPP_N_2_SPP_S | SPP_N | SPP_S | Internal | Summer | B3 | 75 | 4000 | 0 | 74.03 | 72.33 | 0.01 | 0
2025 | SPP_N_2_SPP_S | SPP_N | SPP_S | Internal | Summer | B4 | 100 | 4000 | 0 | 74.03 | 71.6 | 0.01 | 0
2025 | SPP_N_2_SPP_S | SPP_N | SPP_S | Internal | Summer | B5 | 200 | 4000 | 0 | 70.05 | 63.09 | 0.01 | 0
2025 | SPP_N_2_SPP_S | SPP_N | SPP_S | Internal | Summer | B6 | 300 | 4000 | 2854.08 | 61.23 | 61.24 | 0.01 | 0
2025 | SPP_N_2_SPP_S | SPP_N | SPP_S | Internal | Summer | B7 | 400 | 4000 | 2647.13 | 50.73 | 50.75 | 0.01 | 0
2025 | SPP_N_2_SPP_S | SPP_N | SPP_S | Internal | Summer | B8 | 500 | 4000 | 1595.99 | 45.39 | 45.4 | 0.01 | 0
2025 | SPP_N_2_SPP_S | SPP_N | SPP_S | Internal | Summer | B9 | 800 | 4000 | 1932.68 | 44.28 | 44.29 | 0.01 | 0
2025 | SPP_N_2_SPP_S | SPP_N | SPP_S | Internal | Summer | B10 | 1262 | 4000 | 3763.72 | 43.31 | 43.33 | 0.01 | 0
2025 | SPP_N_2_SPP_S | SPP_N | SPP_S | Internal | Winter | B16 | 25 | 4000 | 514.82 | 64.5 | 64.51 | 0.01 | 0
2025 | SPP_N_2_SPP_S | SPP_N | SPP_S | Internal | Winter | B17 | 100 | 4000 | 776.97 | 49.71 | 49.73 | 0.01 | 0
2025 | SPP_N_2_SPP_S | SPP_N | SPP_S | Internal | Winter | B18 | 400 | 4000 | 824.34 | 48.02 | 48.03 | 0.01 | 0
2025 | SPP_N_2_SPP_S | SPP_N | SPP_S | Internal | Winter | B19 | 700 | 4000 | 1423.02 | 48.02 | 48.03 | 0.01 | 0
2025 | SPP_N_2_SPP_S | SPP_N | SPP_S | Internal | Winter | B20 | 935 | 4000 | 3583.04 | 45.66 | 45.67 | 0.01 | 0
2025 | SPP_S_2_ENT | SPP_S | ENT | Internal | Shoulder | B11 | 25 | 850 | 434.44 | 64.85 | 69.85 | 5 | 0
2025 | SPP_S_2_ENT | SPP_S | ENT | Internal | Shoulder | B12 | 200 | 850 | 0 | 48.58 | 46.94 | 5 | 0
2025 | SPP_S_2_ENT | SPP_S | ENT | Internal | Shoulder | B13 | 600 | 850 | 0 | 46.62 | 46.94 | 5 | 0
2025 | SPP_S_2_ENT | SPP_S | ENT | Internal | Shoulder | B14 | 900 | 850 | 0 | 45.87 | 46.61 | 5 | 0
2025 | SPP_S_2_ENT | SPP_S | ENT | Internal | Shoulder | B15 | 1203 | 850 | 0 | 44.98 | 46.6 | 5 | 0
2025 | SPP_S_2_ENT | SPP_S | ENT | Internal | Summer | B1 | 10 | 850 | 502.36 | 72.33 | 77.33 | 5 | 0
2025 | SPP_S_2_ENT | SPP_S | ENT | Internal | Summer | B2 | 25 | 850 | 0 | 72.33 | 75.77 | 5 | 0
2025 | SPP_S_2_ENT | SPP_S | ENT | Internal | Summer | B3 | 75 | 850 | 0 | 72.33 | 75.77 | 5 | 0
2025 | SPP_S_2_ENT | SPP_S | ENT | Internal | Summer | B4 | 100 | 850 | 0 | 71.6 | 75.77 | 5 | 0
2025 | SPP_S_2_ENT | SPP_S | ENT | Internal | Summer | B5 | 200 | 850 | 850 | 63.09 | 69.21 | 5 | 1.12
2025 | SPP_S_2_ENT | SPP_S | ENT | Internal | Summer | B6 | 300 | 850 | 0 | 61.24 | 61.23 | 5 | 0
2025 | SPP_S_2_ENT | SPP_S | ENT | Internal | Summer | B7 | 400 | 850 | 0 | 50.75 | 51.51 | 5 | 0
2025 | SPP_S_2_ENT | SPP_S | ENT | Internal | Summer | B8 | 500 | 850 | 0 | 45.4 | 45.42 | 5 | 0
2025 | SPP_S_2_ENT | SPP_S | ENT | Internal | Summer | B9 | 800 | 850 | 0 | 44.29 | 45.09 | 5 | 0
2025 | SPP_S_2_ENT | SPP_S | ENT | Internal | Summer | B10 | 1262 | 850 | 0 | 43.33 | 43.61 | 5 | 0
2025 | SPP_S_2_ENT | SPP_S | ENT | Internal | Winter | B16 | 25 | 850 | 0 | 64.51 | 67.76 | 5 | 0
2025 | SPP_S_2_ENT | SPP_S | ENT | Internal | Winter | B17 | 100 | 850 | 0 | 49.73 | 49.93 | 5 | 0
2025 | SPP_S_2_ENT | SPP_S | ENT | Internal | Winter | B18 | 400 | 850 | 0 | 48.03 | 49.93 | 5 | 0
2025 | SPP_S_2_ENT | SPP_S | ENT | Internal | Winter | B19 | 700 | 850 | 0 | 48.03 | 49.57 | 5 | 0
2025 | SPP_S_2_ENT | SPP_S | ENT | Internal | Winter | B20 | 935 | 850 | 0 | 45.67 | 47.93 | 5 | 0
2025 | SPP_S_2_SPP_N | SPP_S | SPP_N | Internal | Shoulder | B11 | 25 | 640 | 640 | 64.85 | 70.58 | 0.01 | 5.72
2025 | SPP_S_2_SPP_N | SPP_S | SPP_N | Internal | Shoulder | B12 | 200 | 640 | 640 | 48.58 | 49.01 | 0.01 | 0.43
2025 | SPP_S_2_SPP_N | SPP_S | SPP_N | Internal | Shoulder | B13 | 600 | 640 | 0 | 46.62 | 46.6 | 0.01 | 0
2025 | SPP_S_2_SPP_N | SPP_S | SPP_N | Internal | Shoulder | B14 | 900 | 640 | 578.48 | 45.87 | 45.88 | 0.01 | 0
2025 | SPP_S_2_SPP_N | SPP_S | SPP_N | Internal | Shoulder | B15 | 1203 | 640 | 0 | 44.98 | 44.97 | 0.01 | 0
2025 | SPP_S_2_SPP_N | SPP_S | SPP_N | Internal | Summer | B1 | 10 | 640 | 640 | 72.33 | 74.03 | 0.01 | 1.68
2025 | SPP_S_2_SPP_N | SPP_S | SPP_N | Internal | Summer | B2 | 25 | 640 | 640 | 72.33 | 74.03 | 0.01 | 1.68
2025 | SPP_S_2_SPP_N | SPP_S | SPP_N | Internal | Summer | B3 | 75 | 640 | 640 | 72.33 | 74.03 | 0.01 | 1.68
2025 | SPP_S_2_SPP_N | SPP_S | SPP_N | Internal | Summer | B4 | 100 | 640 | 640 | 71.6 | 74.03 | 0.01 | 2.41
2025 | SPP_S_2_SPP_N | SPP_S | SPP_N | Internal | Summer | B5 | 200 | 640 | 640 | 63.09 | 70.05 | 0.01 | 6.95
2025 | SPP_S_2_SPP_N | SPP_S | SPP_N | Internal | Summer | B6 | 300 | 640 | 0 | 61.24 | 61.23 | 0.01 | 0
2025 | SPP_S_2_SPP_N | SPP_S | SPP_N | Internal | Summer | B7 | 400 | 640 | 0 | 50.75 | 50.73 | 0.01 | 0
2025 | SPP_S_2_SPP_N | SPP_S | SPP_N | Internal | Summer | B8 | 500 | 640 | 0 | 45.4 | 45.39 | 0.01 | 0
2025 | SPP_S_2_SPP_N | SPP_S | SPP_N | Internal | Summer | B9 | 800 | 640 | 0 | 44.29 | 44.28 | 0.01 | 0
2025 | SPP_S_2_SPP_N | SPP_S | SPP_N | Internal | Summer | B10 | 1262 | 640 | 0 | 43.33 | 43.31 | 0.01 | 0
2025 | SPP_S_2_SPP_N | SPP_S | SPP_N | Internal | Winter | B16 | 25 | 640 | 0 | 64.51 | 64.5 | 0.01 | 0
2025 | SPP_S_2_SPP_N | SPP_S | SPP_N | Internal | Winter | B17 | 100 | 640 | 0 | 49.73 | 49.71 | 0.01 | 0
2025 | SPP_S_2_SPP_N | SPP_S | SPP_N | Internal | Winter | B18 | 400 | 640 | 0 | 48.03 | 48.02 | 0.01 | 0
2025 | SPP_S_2_SPP_N | SPP_S | SPP_N | Internal | Winter | B19 | 700 | 640 | 0 | 48.03 | 48.02 | 0.01 | 0
2025 | SPP_S_2_SPP_N | SPP_S | SPP_N | Internal | Winter | B20 | 935 | 640 | 0 | 45.67 | 45.66 | 0.01 | 0
2025 | TVA_2_ENT | TVA | ENT | Internal | Shoulder | B11 | 25 | 500 | 0 | 62.79 | 69.85 | 9 | 0
2025 | TVA_2_ENT | TVA | ENT | Internal | Shoulder | B12 | 200 | 500 | 0 | 46.54 | 46.94 | 9 | 0
2025 | TVA_2_ENT | TVA | ENT | Internal | Shoulder | B13 | 600 | 500 | 0 | 46.54 | 46.94 | 9 | 0
2025 | TVA_2_ENT | TVA | ENT | Internal | Shoulder | B14 | 900 | 500 | 0 | 46.54 | 46.61 | 9 | 0
2025 | TVA_2_ENT | TVA | ENT | Internal | Shoulder | B15 | 1203 | 500 | 0 | 45.31 | 46.6 | 9 | 0
2025 | TVA_2_ENT | TVA | ENT | Internal | Summer | B1 | 10 | 500 | 0 | 81.46 | 77.33 | 9 | 0
2025 | TVA_2_ENT | TVA | ENT | Internal | Summer | B2 | 25 | 500 | 0 | 79.72 | 75.77 | 9 | 0
2025 | TVA_2_ENT | TVA | ENT | Internal | Summer | B3 | 75 | 500 | 0 | 74.71 | 75.77 | 9 | 0
2025 | TVA_2_ENT | TVA | ENT | Internal | Summer | B4 | 100 | 500 | 0 | 74.67 | 75.77 | 9 | 0
2025 | TVA_2_ENT | TVA | ENT | Internal | Summer | B5 | 200 | 500 | 0 | 69.64 | 69.21 | 9 | 0
2025 | TVA_2_ENT | TVA | ENT | Internal | Summer | B6 | 300 | 500 | 278.33 | 52.23 | 61.23 | 9 | 0
2025 | TVA_2_ENT | TVA | ENT | Internal | Summer | B7 | 400 | 500 | 0 | 45.16 | 51.51 | 9 | 0
2025 | TVA_2_ENT | TVA | ENT | Internal | Summer | B8 | 500 | 500 | 0 | 45.16 | 45.42 | 9 | 0
2025 | TVA_2_ENT | TVA | ENT | Internal | Summer | B9 | 800 | 500 | 0 | 45.16 | 45.09 | 9 | 0
2025 | TVA_2_ENT | TVA | ENT | Internal | Summer | B10 | 1262 | 500 | 0 | 37.47 | 43.61 | 9 | 0
2025 | TVA_2_ENT | TVA | ENT | Internal | Winter | B16 | 25 | 500 | 0 | 62.87 | 67.76 | 9 | 0
2025 | TVA_2_ENT | TVA | ENT | Internal | Winter | B17 | 100 | 500 | 0 | 51.52 | 49.93 | 9 | 0
2025 | TVA_2_ENT | TVA | ENT | Internal | Winter | B18 | 400 | 500 | 0 | 46.53 | 49.93 | 9 | 0
2025 | TVA_2_ENT | TVA | ENT | Internal | Winter | B19 | 700 | 500 | 0 | 46.53 | 49.57 | 9 | 0
2025 | TVA_2_ENT | TVA | ENT | Internal | Winter | B20 | 935 | 500 | 0 | 44.74 | 47.93 | 9 | 0
2025 | TVA_2_NonRTO_Midwest | TVA | NonRTO_Midwest | Internal | Shoulder | B11 | 25 | 100 | 0 | 62.79 | 71.61 | 9 | 0
2025 | TVA_2_NonRTO_Midwest | TVA | NonRTO_Midwest | Internal | Shoulder | B12 | 200 | 100 | 100 | 46.54 | 57.03 | 9 | 1.49
2025 | TVA_2_NonRTO_Midwest | TVA | NonRTO_Midwest | Internal | Shoulder | B13 | 600 | 100 | 0 | 46.54 | 53.11 | 9 | 0
2025 | TVA_2_NonRTO_Midwest | TVA | NonRTO_Midwest | Internal | Shoulder | B14 | 900 | 100 | 0 | 46.54 | 44.83 | 9 | 0
2025 | TVA_2_NonRTO_Midwest | TVA | NonRTO_Midwest | Internal | Shoulder | B15 | 1203 | 100 | 0 | 45.31 | 37.3 | 9 | 0
2025 | TVA_2_NonRTO_Midwest | TVA | NonRTO_Midwest | Internal | Summer | B1 | 10 | 100 | 0 | 81.46 | 75.82 | 9 | 0
2025 | TVA_2_NonRTO_Midwest | TVA | NonRTO_Midwest | Internal | Summer | B2 | 25 | 100 | 0 | 79.72 | 75.82 | 9 | 0
2025 | TVA_2_NonRTO_Midwest | TVA | NonRTO_Midwest | Internal | Summer | B3 | 75 | 100 | 0 | 74.71 | 75.82 | 9 | 0
2025 | TVA_2_NonRTO_Midwest | TVA | NonRTO_Midwest | Internal | Summer | B4 | 100 | 100 | 0 | 74.67 | 75.82 | 9 | 0
2025 | TVA_2_NonRTO_Midwest | TVA | NonRTO_Midwest | Internal | Summer | B5 | 200 | 100 | 0 | 69.64 | 73.63 | 9 | 0
2025 | TVA_2_NonRTO_Midwest | TVA | NonRTO_Midwest | Internal | Summer | B6 | 300 | 100 | 0 | 52.23 | 61.22 | 9 | 0
2025 | TVA_2_NonRTO_Midwest | TVA | NonRTO_Midwest | Internal | Summer | B7 | 400 | 100 | 0 | 45.16 | 44.83 | 9 | 0
2025 | TVA_2_NonRTO_Midwest | TVA | NonRTO_Midwest | Internal | Summer | B8 | 500 | 100 | 0 | 45.16 | 43.61 | 9 | 0
2025 | TVA_2_NonRTO_Midwest | TVA | NonRTO_Midwest | Internal | Summer | B9 | 800 | 100 | 0 | 45.16 | 37.15 | 9 | 0
2025 | TVA_2_NonRTO_Midwest | TVA | NonRTO_Midwest | Internal | Summer | B10 | 1262 | 100 | 0 | 37.47 | 35.59 | 9 | 0
2025 | TVA_2_NonRTO_Midwest | TVA | NonRTO_Midwest | Internal | Winter | B16 | 25 | 100 | 35.34 | 62.87 | 71.87 | 9 | 0
2025 | TVA_2_NonRTO_Midwest | TVA | NonRTO_Midwest | Internal | Winter | B17 | 100 | 100 | 0 | 51.52 | 59.29 | 9 | 0
2025 | TVA_2_NonRTO_Midwest | TVA | NonRTO_Midwest | Internal | Winter | B18 | 400 | 100 | 0 | 46.53 | 55 | 9 | 0
2025 | TVA_2_NonRTO_Midwest | TVA | NonRTO_Midwest | Internal | Winter | B19 | 700 | 100 | 0 | 46.53 | 44.83 | 9 | 0
2025 | TVA_2_NonRTO_Midwest | TVA | NonRTO_Midwest | Internal | Winter | B20 | 935 | 100 | 0 | 44.74 | 37.43 | 9 | 0
2025 | TVA_2_SOCO | TVA | SOCO | Internal | Shoulder | B11 | 25 | 500 | 500 | 62.79 | 75.21 | 9 | 3.42
2025 | TVA_2_SOCO | TVA | SOCO | Internal | Shoulder | B12 | 200 | 500 | 0 | 46.54 | 52.05 | 9 | 0
2025 | TVA_2_SOCO | TVA | SOCO | Internal | Shoulder | B13 | 600 | 500 | 0 | 46.54 | 46.99 | 9 | 0
2025 | TVA_2_SOCO | TVA | SOCO | Internal | Shoulder | B14 | 900 | 500 | 0 | 46.54 | 46.99 | 9 | 0
2025 | TVA_2_SOCO | TVA | SOCO | Internal | Shoulder | B15 | 1203 | 500 | 0 | 45.31 | 46.99 | 9 | 0
2025 | TVA_2_SOCO | TVA | SOCO | Internal | Summer | B1 | 10 | 500 | 0 | 81.46 | 85.33 | 9 | 0
2025 | TVA_2_SOCO | TVA | SOCO | Internal | Summer | B2 | 25 | 500 | 0 | 79.72 | 78.71 | 9 | 0
2025 | TVA_2_SOCO | TVA | SOCO | Internal | Summer | B3 | 75 | 500 | 0 | 74.71 | 78.71 | 9 | 0
2025 | TVA_2_SOCO | TVA | SOCO | Internal | Summer | B4 | 100 | 500 | 0 | 74.67 | 77.21 | 9 | 0
2025 | TVA_2_SOCO | TVA | SOCO | Internal | Summer | B5 | 200 | 500 | 0 | 69.64 | 77.21 | 9 | 0
2025 | TVA_2_SOCO | TVA | SOCO | Internal | Summer | B6 | 300 | 500 | 500 | 52.23 | 67.2 | 9 | 5.97
2025 | TVA_2_SOCO | TVA | SOCO | Internal | Summer | B7 | 400 | 500 | 500 | 45.16 | 59.51 | 9 | 5.34
2025 | TVA_2_SOCO | TVA | SOCO | Internal | Summer | B8 | 500 | 500 | 0 | 45.16 | 51.08 | 9 | 0
2025 | TVA_2_SOCO | TVA | SOCO | Internal | Summer | B9 | 800 | 500 | 0 | 45.16 | 45.59 | 9 | 0
2025 | TVA_2_SOCO | TVA | SOCO | Internal | Summer | B10 | 1262 | 500 | 0 | 37.47 | 45.59 | 9 | 0
2025 | TVA_2_SOCO | TVA | SOCO | Internal | Winter | B16 | 25 | 500 | 500 | 62.87 | 75.76 | 9 | 3.89
2025 | TVA_2_SOCO | TVA | SOCO | Internal | Winter | B17 | 100 | 500 | 0 | 51.52 | 51.67 | 9 | 0
2025 | TVA_2_SOCO | TVA | SOCO | Internal | Winter | B18 | 400 | 500 | 0 | 46.53 | 49.88 | 9 | 0
2025 | TVA_2_SOCO | TVA | SOCO | Internal | Winter | B19 | 700 | 500 | 0 | 46.53 | 49.88 | 9 | 0
2025 | TVA_2_SOCO | TVA | SOCO | Internal | Winter | B20 | 935 | 500 | 0 | 44.74 | 49.88 | 9 | 0
2025 | TVA_2_VACAR | TVA | VACAR | Internal | Shoulder | B11 | 25 | 150 | 0 | 62.79 | 66.21 | 9 | 0
2025 | TVA_2_VACAR | TVA | VACAR | Internal | Shoulder | B12 | 200 | 150 | 0 | 46.54 | 54.81 | 9 | 0
2025 | TVA_2_VACAR | TVA | VACAR | Internal | Shoulder | B13 | 600 | 150 | 0 | 46.54 | 50.63 | 9 | 0
2025 | TVA_2_VACAR | TVA | VACAR | Internal | Shoulder | B14 | 900 | 150 | 0 | 46.54 | 48.71 | 9 | 0
2025 | TVA_2_VACAR | TVA | VACAR | Internal | Shoulder | B15 | 1203 | 150 | 0 | 45.31 | 46.55 | 9 | 0
2025 | TVA_2_VACAR | TVA | VACAR | Internal | Summer | B1 | 10 | 150 | 0 | 81.46 | 81.46 | 9 | 0
2025 | TVA_2_VACAR | TVA | VACAR | Internal | Summer | B2 | 25 | 150 | 0 | 79.72 | 80.8 | 9 | 0
2025 | TVA_2_VACAR | TVA | VACAR | Internal | Summer | B3 | 75 | 150 | 0 | 74.71 | 80.8 | 9 | 0
2025 | TVA_2_VACAR | TVA | VACAR | Internal | Summer | B4 | 100 | 150 | 0 | 74.67 | 79.17 | 9 | 0
2025 | TVA_2_VACAR | TVA | VACAR | Internal | Summer | B5 | 200 | 150 | 0 | 69.64 | 70.21 | 9 | 0
2025 | TVA_2_VACAR | TVA | VACAR | Internal | Summer | B6 | 300 | 150 | 0 | 52.23 | 60.2 | 9 | 0
2025 | TVA_2_VACAR | TVA | VACAR | Internal | Summer | B7 | 400 | 150 | 0 | 45.16 | 51.28 | 9 | 0
2025 | TVA_2_VACAR | TVA | VACAR | Internal | Summer | B8 | 500 | 150 | 0 | 45.16 | 47.85 | 9 | 0
2025 | TVA_2_VACAR | TVA | VACAR | Internal | Summer | B9 | 800 | 150 | 0 | 45.16 | 44.65 | 9 | 0
2025 | TVA_2_VACAR | TVA | VACAR | Internal | Summer | B10 | 1262 | 150 | 0 | 37.47 | 43.37 | 9 | 0
2025 | TVA_2_VACAR | TVA | VACAR | Internal | Winter | B16 | 25 | 150 | 150 | 62.87 | 76.07 | 9 | 4.2
2025 | TVA_2_VACAR | TVA | VACAR | Internal | Winter | B17 | 100 | 150 | 0 | 51.52 | 59.28 | 9 | 0
2025 | TVA_2_VACAR | TVA | VACAR | Internal | Winter | B18 | 400 | 150 | 0 | 46.53 | 50.82 | 9 | 0
2025 | TVA_2_VACAR | TVA | VACAR | Internal | Winter | B19 | 700 | 150 | 0 | 46.53 | 50.63 | 9 | 0
2025 | TVA_2_VACAR | TVA | VACAR | Internal | Winter | B20 | 935 | 150 | 0 | 44.74 | 44.68 | 9 | 0
2025 | TVA_Transmission_2_NonRTO_Midwest | TVA_Transmission | NonRTO_Midwest | Internal | Shoulder | B11 | 25 | 700 | 0 | 66.21 | 71.61 | 9 | 0
2025 | TVA_Transmission_2_NonRTO_Midwest | TVA_Transmission | NonRTO_Midwest | Internal | Shoulder | B12 | 200 | 700 | 0 | 51.77 | 57.03 | 9 | 0
2025 | TVA_Transmission_2_NonRTO_Midwest | TVA_Transmission | NonRTO_Midwest | Internal | Shoulder | B13 | 600 | 700 | 0 | 49.27 | 53.11 | 9 | 0
2025 | TVA_Transmission_2_NonRTO_Midwest | TVA_Transmission | NonRTO_Midwest | Internal | Shoulder | B14 | 900 | 700 | 0 | 47.86 | 44.83 | 9 | 0
2025 | TVA_Transmission_2_NonRTO_Midwest | TVA_Transmission | NonRTO_Midwest | Internal | Shoulder | B15 | 1203 | 700 | 0 | 45.3 | 37.3 | 9 | 0
2025 | TVA_Transmission_2_NonRTO_Midwest | TVA_Transmission | NonRTO_Midwest | Internal | Summer | B1 | 10 | 700 | 0 | 81.45 | 75.82 | 9 | 0
2025 | TVA_Transmission_2_NonRTO_Midwest | TVA_Transmission | NonRTO_Midwest | Internal | Summer | B2 | 25 | 700 | 0 | 79.7 | 75.82 | 9 | 0
2025 | TVA_Transmission_2_NonRTO_Midwest | TVA_Transmission | NonRTO_Midwest | Internal | Summer | B3 | 75 | 700 | 0 | 74.7 | 75.82 | 9 | 0
2025 | TVA_Transmission_2_NonRTO_Midwest | TVA_Transmission | NonRTO_Midwest | Internal | Summer | B4 | 100 | 700 | 0 | 74.66 | 75.82 | 9 | 0
2025 | TVA_Transmission_2_NonRTO_Midwest | TVA_Transmission | NonRTO_Midwest | Internal | Summer | B5 | 200 | 700 | 0 | 69.63 | 73.63 | 9 | 0
2025 | TVA_Transmission_2_NonRTO_Midwest | TVA_Transmission | NonRTO_Midwest | Internal | Summer | B6 | 300 | 700 | 0 | 58.21 | 61.22 | 9 | 0
2025 | TVA_Transmission_2_NonRTO_Midwest | TVA_Transmission | NonRTO_Midwest | Internal | Summer | B7 | 400 | 700 | 0 | 50.66 | 44.83 | 9 | 0
2025 | TVA_Transmission_2_NonRTO_Midwest | TVA_Transmission | NonRTO_Midwest | Internal | Summer | B8 | 500 | 700 | 0 | 46.36 | 43.61 | 9 | 0
2025 | TVA_Transmission_2_NonRTO_Midwest | TVA_Transmission | NonRTO_Midwest | Internal | Summer | B9 | 800 | 700 | 0 | 45.15 | 37.15 | 9 | 0
2025 | TVA_Transmission_2_NonRTO_Midwest | TVA_Transmission | NonRTO_Midwest | Internal | Summer | B10 | 1262 | 700 | 0 | 40.44 | 35.59 | 9 | 0
2025 | TVA_Transmission_2_NonRTO_Midwest | TVA_Transmission | NonRTO_Midwest | Internal | Winter | B16 | 25 | 700 | 0 | 69.28 | 71.87 | 9 | 0
2025 | TVA_Transmission_2_NonRTO_Midwest | TVA_Transmission | NonRTO_Midwest | Internal | Winter | B17 | 100 | 700 | 0 | 54.8 | 59.29 | 9 | 0
2025 | TVA_Transmission_2_NonRTO_Midwest | TVA_Transmission | NonRTO_Midwest | Internal | Winter | B18 | 400 | 700 | 0 | 50.64 | 55 | 9 | 0
2025 | TVA_Transmission_2_NonRTO_Midwest | TVA_Transmission | NonRTO_Midwest | Internal | Winter | B19 | 700 | 700 | 0 | 48.6 | 44.83 | 9 | 0
2025 | TVA_Transmission_2_NonRTO_Midwest | TVA_Transmission | NonRTO_Midwest | Internal | Winter | B20 | 935 | 700 | 0 | 44.72 | 37.43 | 9 | 0
2025 | TVA_Transmission_2_SOCO | TVA_Transmission | SOCO | Internal | Shoulder | B11 | 25 | 3200 | 780.03 | 66.21 | 75.21 | 9 | 0
2025 | TVA_Transmission_2_SOCO | TVA_Transmission | SOCO | Internal | Shoulder | B12 | 200 | 3200 | 0 | 51.77 | 52.05 | 9 | 0
2025 | TVA_Transmission_2_SOCO | TVA_Transmission | SOCO | Internal | Shoulder | B13 | 600 | 3200 | 0 | 49.27 | 46.99 | 9 | 0
2025 | TVA_Transmission_2_SOCO | TVA_Transmission | SOCO | Internal | Shoulder | B14 | 900 | 3200 | 0 | 47.86 | 46.99 | 9 | 0
2025 | TVA_Transmission_2_SOCO | TVA_Transmission | SOCO | Internal | Shoulder | B15 | 1203 | 3200 | 0 | 45.3 | 46.99 | 9 | 0
2025 | TVA_Transmission_2_SOCO | TVA_Transmission | SOCO | Internal | Summer | B1 | 10 | 3200 | 0 | 81.45 | 85.33 | 9 | 0
2025 | TVA_Transmission_2_SOCO | TVA_Transmission | SOCO | Internal | Summer | B2 | 25 | 3200 | 0 | 79.7 | 78.71 | 9 | 0
2025 | TVA_Transmission_2_SOCO | TVA_Transmission | SOCO | Internal | Summer | B3 | 75 | 3200 | 0 | 74.7 | 78.71 | 9 | 0
2025 | TVA_Transmission_2_SOCO | TVA_Transmission | SOCO | Internal | Summer | B4 | 100 | 3200 | 0 | 74.66 | 77.21 | 9 | 0
2025 | TVA_Transmission_2_SOCO | TVA_Transmission | SOCO | Internal | Summer | B5 | 200 | 3200 | 0 | 69.63 | 77.21 | 9 | 0
2025 | TVA_Transmission_2_SOCO | TVA_Transmission | SOCO | Internal | Summer | B6 | 300 | 3200 | 0 | 58.21 | 67.2 | 9 | 0
2025 | TVA_Transmission_2_SOCO | TVA_Transmission | SOCO | Internal | Summer | B7 | 400 | 3200 | 0 | 50.66 | 59.51 | 9 | 0
2025 | TVA_Transmission_2_SOCO | TVA_Transmission | SOCO | Internal | Summer | B8 | 500 | 3200 | 0 | 46.36 | 51.08 | 9 | 0
2025 | TVA_Transmission_2_SOCO | TVA_Transmission | SOCO | Internal | Summer | B9 | 800 | 3200 | 0 | 45.15 | 45.59 | 9 | 0
2025 | TVA_Transmission_2_SOCO | TVA_Transmission | SOCO | Internal | Summer | B10 | 1262 | 3200 | 0 | 40.44 | 45.59 | 9 | 0
2025 | TVA_Transmission_2_SOCO | TVA_Transmission | SOCO | Internal | Winter | B16 | 25 | 3200 | 0 | 69.28 | 75.76 | 9 | 0
2025 | TVA_Transmission_2_SOCO | TVA_Transmission | SOCO | Internal | Winter | B17 | 100 | 3200 | 0 | 54.8 | 51.67 | 9 | 0
2025 | TVA_Transmission_2_SOCO | TVA_Transmission | SOCO | Internal | Winter | B18 | 400 | 3200 | 0 | 50.64 | 49.88 | 9 | 0
2025 | TVA_Transmission_2_SOCO | TVA_Transmission | SOCO | Internal | Winter | B19 | 700 | 3200 | 0 | 48.6 | 49.88 | 9 | 0
2025 | TVA_Transmission_2_SOCO | TVA_Transmission | SOCO | Internal | Winter | B20 | 935 | 3200 | 0 | 44.72 | 49.88 | 9 | 0
2025 | TVA_Transmission_2_TVA | TVA_Transmission | TVA | Internal | Shoulder | B11 | 25 | 99999 | 0 | 66.21 | 62.79 | 0.01 | 0
2025 | TVA_Transmission_2_TVA | TVA_Transmission | TVA | Internal | Shoulder | B12 | 200 | 99999 | 0 | 51.77 | 46.54 | 0.01 | 0
2025 | TVA_Transmission_2_TVA | TVA_Transmission | TVA | Internal | Shoulder | B13 | 600 | 99999 | 0 | 49.27 | 46.54 | 0.01 | 0
2025 | TVA_Transmission_2_TVA | TVA_Transmission | TVA | Internal | Shoulder | B14 | 900 | 99999 | 0 | 47.86 | 46.54 | 0.01 | 0
2025 | TVA_Transmission_2_TVA | TVA_Transmission | TVA | Internal | Shoulder | B15 | 1203 | 99999 | 45.01 | 45.3 | 45.31 | 0.01 | 0
2025 | TVA_Transmission_2_TVA | TVA_Transmission | TVA | Internal | Summer | B1 | 10 | 99999 | 708.16 | 81.45 | 81.46 | 0.01 | 0
2025 | TVA_Transmission_2_TVA | TVA_Transmission | TVA | Internal | Summer | B2 | 25 | 99999 | 3163.86 | 79.7 | 79.72 | 0.01 | 0
2025 | TVA_Transmission_2_TVA | TVA_Transmission | TVA | Internal | Summer | B3 | 75 | 99999 | 1458.99 | 74.7 | 74.71 | 0.01 | 0
2025 | TVA_Transmission_2_TVA | TVA_Transmission | TVA | Internal | Summer | B4 | 100 | 99999 | 671.22 | 74.66 | 74.67 | 0.01 | 0
2025 | TVA_Transmission_2_TVA | TVA_Transmission | TVA | Internal | Summer | B5 | 200 | 99999 | 34.51 | 69.63 | 69.64 | 0.01 | 0
2025 | TVA_Transmission_2_TVA | TVA_Transmission | TVA | Internal | Summer | B6 | 300 | 99999 | 0 | 58.21 | 52.23 | 0.01 | 0
2025 | TVA_Transmission_2_TVA | TVA_Transmission | TVA | Internal | Summer | B7 | 400 | 99999 | 0 | 50.66 | 45.16 | 0.01 | 0
2025 | TVA_Transmission_2_TVA | TVA_Transmission | TVA | Internal | Summer | B8 | 500 | 99999 | 0 | 46.36 | 45.16 | 0.01 | 0
2025 | TVA_Transmission_2_TVA | TVA_Transmission | TVA | Internal | Summer | B9 | 800 | 99999 | 37.6 | 45.15 | 45.16 | 0.01 | 0
2025 | TVA_Transmission_2_TVA | TVA_Transmission | TVA | Internal | Summer | B10 | 1262 | 99999 | 0 | 40.44 | 37.47 | 0.01 | 0
2025 | TVA_Transmission_2_TVA | TVA_Transmission | TVA | Internal | Winter | B16 | 25 | 99999 | 0 | 69.28 | 62.87 | 0.01 | 0
2025 | TVA_Transmission_2_TVA | TVA_Transmission | TVA | Internal | Winter | B17 | 100 | 99999 | 0 | 54.8 | 51.52 | 0.01 | 0
2025 | TVA_Transmission_2_TVA | TVA_Transmission | TVA | Internal | Winter | B18 | 400 | 99999 | 0 | 50.64 | 46.53 | 0.01 | 0
2025 | TVA_Transmission_2_TVA | TVA_Transmission | TVA | Internal | Winter | B19 | 700 | 99999 | 0 | 48.6 | 46.53 | 0.01 | 0
2025 | TVA_Transmission_2_TVA | TVA_Transmission | TVA | Internal | Winter | B20 | 935 | 99999 | 947.21 | 44.72 | 44.74 | 0.01 | 0
2025 | TVA_Transmission_2_VACAR | TVA_Transmission | VACAR | Internal | Shoulder | B11 | 25 | 900 | 0 | 66.21 | 66.21 | 9 | 0
2025 | TVA_Transmission_2_VACAR | TVA_Transmission | VACAR | Internal | Shoulder | B12 | 200 | 900 | 0 | 51.77 | 54.81 | 9 | 0
2025 | TVA_Transmission_2_VACAR | TVA_Transmission | VACAR | Internal | Shoulder | B13 | 600 | 900 | 0 | 49.27 | 50.63 | 9 | 0
2025 | TVA_Transmission_2_VACAR | TVA_Transmission | VACAR | Internal | Shoulder | B14 | 900 | 900 | 0 | 47.86 | 48.71 | 9 | 0
2025 | TVA_Transmission_2_VACAR | TVA_Transmission | VACAR | Internal | Shoulder | B15 | 1203 | 900 | 0 | 45.3 | 46.55 | 9 | 0
2025 | TVA_Transmission_2_VACAR | TVA_Transmission | VACAR | Internal | Summer | B1 | 10 | 900 | 0 | 81.45 | 81.46 | 9 | 0
2025 | TVA_Transmission_2_VACAR | TVA_Transmission | VACAR | Internal | Summer | B2 | 25 | 900 | 0 | 79.7 | 80.8 | 9 | 0
2025 | TVA_Transmission_2_VACAR | TVA_Transmission | VACAR | Internal | Summer | B3 | 75 | 900 | 0 | 74.7 | 80.8 | 9 | 0
2025 | TVA_Transmission_2_VACAR | TVA_Transmission | VACAR | Internal | Summer | B4 | 100 | 900 | 0 | 74.66 | 79.17 | 9 | 0
2025 | TVA_Transmission_2_VACAR | TVA_Transmission | VACAR | Internal | Summer | B5 | 200 | 900 | 0 | 69.63 | 70.21 | 9 | 0
2025 | TVA_Transmission_2_VACAR | TVA_Transmission | VACAR | Internal | Summer | B6 | 300 | 900 | 0 | 58.21 | 60.2 | 9 | 0
2025 | TVA_Transmission_2_VACAR | TVA_Transmission | VACAR | Internal | Summer | B7 | 400 | 900 | 0 | 50.66 | 51.28 | 9 | 0
2025 | TVA_Transmission_2_VACAR | TVA_Transmission | VACAR | Internal | Summer | B8 | 500 | 900 | 0 | 46.36 | 47.85 | 9 | 0
2025 | TVA_Transmission_2_VACAR | TVA_Transmission | VACAR | Internal | Summer | B9 | 800 | 900 | 0 | 45.15 | 44.65 | 9 | 0
2025 | TVA_Transmission_2_VACAR | TVA_Transmission | VACAR | Internal | Summer | B10 | 1262 | 900 | 0 | 40.44 | 43.37 | 9 | 0
2025 | TVA_Transmission_2_VACAR | TVA_Transmission | VACAR | Internal | Winter | B16 | 25 | 900 | 0 | 69.28 | 76.07 | 9 | 0
2025 | TVA_Transmission_2_VACAR | TVA_Transmission | VACAR | Internal | Winter | B17 | 100 | 900 | 0 | 54.8 | 59.28 | 9 | 0
2025 | TVA_Transmission_2_VACAR | TVA_Transmission | VACAR | Internal | Winter | B18 | 400 | 900 | 0 | 50.64 | 50.82 | 9 | 0
2025 | TVA_Transmission_2_VACAR | TVA_Transmission | VACAR | Internal | Winter | B19 | 700 | 900 | 0 | 48.6 | 50.63 | 9 | 0
2025 | TVA_Transmission_2_VACAR | TVA_Transmission | VACAR | Internal | Winter | B20 | 935 | 900 | 0 | 44.72 | 44.68 | 9 | 0
2025 | VACAR_2_SOCO | VACAR | SOCO | Internal | Shoulder | B11 | 25 | 3000 | 3000 | 66.21 | 75.21 | 7 | 2
2025 | VACAR_2_SOCO | VACAR | SOCO | Internal | Shoulder | B12 | 200 | 3000 | 0 | 54.81 | 52.05 | 7 | 0
2025 | VACAR_2_SOCO | VACAR | SOCO | Internal | Shoulder | B13 | 600 | 3000 | 0 | 50.63 | 46.99 | 7 | 0
2025 | VACAR_2_SOCO | VACAR | SOCO | Internal | Shoulder | B14 | 900 | 3000 | 0 | 48.71 | 46.99 | 7 | 0
2025 | VACAR_2_SOCO | VACAR | SOCO | Internal | Shoulder | B15 | 1203 | 3000 | 0 | 46.55 | 46.99 | 7 | 0
2025 | VACAR_2_SOCO | VACAR | SOCO | Internal | Summer | B1 | 10 | 3000 | 0 | 81.46 | 85.33 | 7 | 0
2025 | VACAR_2_SOCO | VACAR | SOCO | Internal | Summer | B2 | 25 | 3000 | 0 | 80.8 | 78.71 | 7 | 0
2025 | VACAR_2_SOCO | VACAR | SOCO | Internal | Summer | B3 | 75 | 3000 | 0 | 80.8 | 78.71 | 7 | 0
2025 | VACAR_2_SOCO | VACAR | SOCO | Internal | Summer | B4 | 100 | 3000 | 0 | 79.17 | 77.21 | 7 | 0
2025 | VACAR_2_SOCO | VACAR | SOCO | Internal | Summer | B5 | 200 | 3000 | 1550.22 | 70.21 | 77.21 | 7 | 0
2025 | VACAR_2_SOCO | VACAR | SOCO | Internal | Summer | B6 | 300 | 3000 | 1956.27 | 60.2 | 67.2 | 7 | 0
2025 | VACAR_2_SOCO | VACAR | SOCO | Internal | Summer | B7 | 400 | 3000 | 3000 | 51.28 | 59.51 | 7 | 1.23
2025 | VACAR_2_SOCO | VACAR | SOCO | Internal | Summer | B8 | 500 | 3000 | 0 | 47.85 | 51.08 | 7 | 0
2025 | VACAR_2_SOCO | VACAR | SOCO | Internal | Summer | B9 | 800 | 3000 | 0 | 44.65 | 45.59 | 7 | 0
2025 | VACAR_2_SOCO | VACAR | SOCO | Internal | Summer | B10 | 1262 | 3000 | 0 | 43.37 | 45.59 | 7 | 0
2025 | VACAR_2_SOCO | VACAR | SOCO | Internal | Winter | B16 | 25 | 3000 | 0 | 76.07 | 75.76 | 7 | 0
2025 | VACAR_2_SOCO | VACAR | SOCO | Internal | Winter | B17 | 100 | 3000 | 0 | 59.28 | 51.67 | 7 | 0
2025 | VACAR_2_SOCO | VACAR | SOCO | Internal | Winter | B18 | 400 | 3000 | 0 | 50.82 | 49.88 | 7 | 0
2025 | VACAR_2_SOCO | VACAR | SOCO | Internal | Winter | B19 | 700 | 3000 | 0 | 50.63 | 49.88 | 7 | 0
2025 | VACAR_2_SOCO | VACAR | SOCO | Internal | Winter | B20 | 935 | 3000 | 0 | 44.68 | 49.88 | 7 | 0
2030 | ENT_2_MISO_MO-IL | ENT | MISO_MO-IL | Internal | Shoulder | B11 | 25 | 2260 | 0 | 75.76 | 70.72 | 8 | 0
2030 | ENT_2_MISO_MO-IL | ENT | MISO_MO-IL | Internal | Shoulder | B12 | 200 | 2260 | 0 | 51.14 | 55.96 | 8 | 0
2030 | ENT_2_MISO_MO-IL | ENT | MISO_MO-IL | Internal | Shoulder | B13 | 600 | 2260 | 0 | 51.14 | 49.18 | 8 | 0
2030 | ENT_2_MISO_MO-IL | ENT | MISO_MO-IL | Internal | Shoulder | B14 | 900 | 2260 | 0 | 50.77 | 48.36 | 8 | 0
2030 | ENT_2_MISO_MO-IL | ENT | MISO_MO-IL | Internal | Shoulder | B15 | 1203 | 2260 | 0 | 49.98 | 43.28 | 8 | 0
2030 | ENT_2_MISO_MO-IL | ENT | MISO_MO-IL | Internal | Summer | B1 | 10 | 2260 | 0 | 85.03 | 93.02 | 8 | 0
2030 | ENT_2_MISO_MO-IL | ENT | MISO_MO-IL | Internal | Summer | B2 | 25 | 2260 | 0 | 82.13 | 78.59 | 8 | 0
2030 | ENT_2_MISO_MO-IL | ENT | MISO_MO-IL | Internal | Summer | B3 | 75 | 2260 | 0 | 82.13 | 76.34 | 8 | 0
2030 | ENT_2_MISO_MO-IL | ENT | MISO_MO-IL | Internal | Summer | B4 | 100 | 2260 | 0 | 82.13 | 76.34 | 8 | 0
2030 | ENT_2_MISO_MO-IL | ENT | MISO_MO-IL | Internal | Summer | B5 | 200 | 2260 | 0 | 75.61 | 73.9 | 8 | 0
2030 | ENT_2_MISO_MO-IL | ENT | MISO_MO-IL | Internal | Summer | B6 | 300 | 2260 | 0 | 66.46 | 58.46 | 8 | 0
2030 | ENT_2_MISO_MO-IL | ENT | MISO_MO-IL | Internal | Summer | B7 | 400 | 2260 | 0 | 55.21 | 48.45 | 8 | 0
2030 | ENT_2_MISO_MO-IL | ENT | MISO_MO-IL | Internal | Summer | B8 | 500 | 2260 | 0 | 49.48 | 44.51 | 8 | 0
2030 | ENT_2_MISO_MO-IL | ENT | MISO_MO-IL | Internal | Summer | B9 | 800 | 2260 | 0 | 49.12 | 43.28 | 8 | 0
2030 | ENT_2_MISO_MO-IL | ENT | MISO_MO-IL | Internal | Summer | B10 | 1262 | 2260 | 0 | 47.5 | 39.59 | 8 | 0
2030 | ENT_2_MISO_MO-IL | ENT | MISO_MO-IL | Internal | Winter | B16 | 25 | 2260 | 0 | 73.84 | 69.54 | 8 | 0
2030 | ENT_2_MISO_MO-IL | ENT | MISO_MO-IL | Internal | Winter | B17 | 100 | 2260 | 0 | 54.44 | 55.98 | 8 | 0
2030 | ENT_2_MISO_MO-IL | ENT | MISO_MO-IL | Internal | Winter | B18 | 400 | 2260 | 0 | 54.41 | 51.66 | 8 | 0
2030 | ENT_2_MISO_MO-IL | ENT | MISO_MO-IL | Internal | Winter | B19 | 700 | 2260 | 0 | 54.04 | 49.13 | 8 | 0
2030 | ENT_2_MISO_MO-IL | ENT | MISO_MO-IL | Internal | Winter | B20 | 935 | 2260 | 0 | 52.26 | 42.2 | 8 | 0
2030 | ENT_2_SOCO | ENT | SOCO | Internal | Shoulder | B11 | 25 | 2000 | 0 | 75.76 | 80.95 | 8 | 0
2030 | ENT_2_SOCO | ENT | SOCO | Internal | Shoulder | B12 | 200 | 2000 | 0 | 51.14 | 52.94 | 8 | 0
2030 | ENT_2_SOCO | ENT | SOCO | Internal | Shoulder | B13 | 600 | 2000 | 0 | 51.14 | 51.11 | 8 | 0
2030 | ENT_2_SOCO | ENT | SOCO | Internal | Shoulder | B14 | 900 | 2000 | 0 | 50.77 | 51.11 | 8 | 0
2030 | ENT_2_SOCO | ENT | SOCO | Internal | Shoulder | B15 | 1203 | 2000 | 0 | 49.98 | 51.11 | 8 | 0
2030 | ENT_2_SOCO | ENT | SOCO | Internal | Summer | B1 | 10 | 2000 | 1219.32 | 85.03 | 93.03 | 8 | 0
2030 | ENT_2_SOCO | ENT | SOCO | Internal | Summer | B2 | 25 | 2000 | 0 | 82.13 | 85.24 | 8 | 0
2030 | ENT_2_SOCO | ENT | SOCO | Internal | Summer | B3 | 75 | 2000 | 0 | 82.13 | 85.24 | 8 | 0
2030 | ENT_2_SOCO | ENT | SOCO | Internal | Summer | B4 | 100 | 2000 | 0 | 82.13 | 83.61 | 8 | 0
2030 | ENT_2_SOCO | ENT | SOCO | Internal | Summer | B5 | 200 | 2000 | 1723.12 | 75.61 | 83.61 | 8 | 0
2030 | ENT_2_SOCO | ENT | SOCO | Internal | Summer | B6 | 300 | 2000 | 0 | 66.46 | 69.45 | 8 | 0
2030 | ENT_2_SOCO | ENT | SOCO | Internal | Summer | B7 | 400 | 2000 | 395.98 | 55.21 | 63.21 | 8 | 0
2030 | ENT_2_SOCO | ENT | SOCO | Internal | Summer | B8 | 500 | 2000 | 0 | 49.48 | 51.38 | 8 | 0
2030 | ENT_2_SOCO | ENT | SOCO | Internal | Summer | B9 | 800 | 2000 | 0 | 49.12 | 49.6 | 8 | 0
2030 | ENT_2_SOCO | ENT | SOCO | Internal | Summer | B10 | 1262 | 2000 | 0 | 47.5 | 49.6 | 8 | 0
2030 | ENT_2_SOCO | ENT | SOCO | Internal | Winter | B16 | 25 | 2000 | 1675.09 | 73.84 | 81.84 | 8 | 0
2030 | ENT_2_SOCO | ENT | SOCO | Internal | Winter | B17 | 100 | 2000 | 0 | 54.44 | 55.59 | 8 | 0
2030 | ENT_2_SOCO | ENT | SOCO | Internal | Winter | B18 | 400 | 2000 | 0 | 54.41 | 54.27 | 8 | 0
2030 | ENT_2_SOCO | ENT | SOCO | Internal | Winter | B19 | 700 | 2000 | 0 | 54.04 | 54.27 | 8 | 0
2030 | ENT_2_SOCO | ENT | SOCO | Internal | Winter | B20 | 935 | 2000 | 0 | 52.26 | 53.49 | 8 | 0
2030 | ENT_2_SPP_N | ENT | SPP_N | Internal | Shoulder | B11 | 25 | 1300 | 0 | 75.76 | 77.71 | 8 | 0
2030 | ENT_2_SPP_N | ENT | SPP_N | Internal | Shoulder | B12 | 200 | 1300 | 0 | 51.14 | 53 | 8 | 0
2030 | ENT_2_SPP_N | ENT | SPP_N | Internal | Shoulder | B13 | 600 | 1300 | 0 | 51.14 | 50 | 8 | 0
2030 | ENT_2_SPP_N | ENT | SPP_N | Internal | Shoulder | B14 | 900 | 1300 | 0 | 50.77 | 49.43 | 8 | 0
2030 | ENT_2_SPP_N | ENT | SPP_N | Internal | Shoulder | B15 | 1203 | 1300 | 0 | 49.98 | 48.89 | 8 | 0
2030 | ENT_2_SPP_N | ENT | SPP_N | Internal | Summer | B1 | 10 | 1300 | 0 | 85.03 | 88.02 | 8 | 0
2030 | ENT_2_SPP_N | ENT | SPP_N | Internal | Summer | B2 | 25 | 1300 | 0 | 82.13 | 80.98 | 8 | 0
2030 | ENT_2_SPP_N | ENT | SPP_N | Internal | Summer | B3 | 75 | 1300 | 0 | 82.13 | 80.98 | 8 | 0
2030 | ENT_2_SPP_N | ENT | SPP_N | Internal | Summer | B4 | 100 | 1300 | 0 | 82.13 | 80.98 | 8 | 0
2030 | ENT_2_SPP_N | ENT | SPP_N | Internal | Summer | B5 | 200 | 1300 | 0 | 75.61 | 80.91 | 8 | 0
2030 | ENT_2_SPP_N | ENT | SPP_N | Internal | Summer | B6 | 300 | 1300 | 0 | 66.46 | 66.46 | 8 | 0
2030 | ENT_2_SPP_N | ENT | SPP_N | Internal | Summer | B7 | 400 | 1300 | 0 | 55.21 | 55.46 | 8 | 0
2030 | ENT_2_SPP_N | ENT | SPP_N | Internal | Summer | B8 | 500 | 1300 | 0 | 49.48 | 49.47 | 8 | 0
2030 | ENT_2_SPP_N | ENT | SPP_N | Internal | Summer | B9 | 800 | 1300 | 0 | 49.12 | 47.31 | 8 | 0
2030 | ENT_2_SPP_N | ENT | SPP_N | Internal | Summer | B10 | 1262 | 1300 | 0 | 47.5 | 46.58 | 8 | 0
2030 | ENT_2_SPP_N | ENT | SPP_N | Internal | Winter | B16 | 25 | 1300 | 0 | 73.84 | 69.54 | 8 | 0
2030 | ENT_2_SPP_N | ENT | SPP_N | Internal | Winter | B17 | 100 | 1300 | 0 | 54.44 | 53.9 | 8 | 0
2030 | ENT_2_SPP_N | ENT | SPP_N | Internal | Winter | B18 | 400 | 1300 | 0 | 54.41 | 52.36 | 8 | 0
2030 | ENT_2_SPP_N | ENT | SPP_N | Internal | Winter | B19 | 700 | 1300 | 0 | 54.04 | 52.24 | 8 | 0
2030 | ENT_2_SPP_N | ENT | SPP_N | Internal | Winter | B20 | 935 | 1300 | 0 | 52.26 | 47.99 | 8 | 0
2030 | ENT_2_TVA_Transmission | ENT | TVA_Transmission | Internal | Shoulder | B11 | 25 | 2100 | 0 | 75.76 | 72.12 | 8 | 0
2030 | ENT_2_TVA_Transmission | ENT | TVA_Transmission | Internal | Shoulder | B12 | 200 | 2100 | 0 | 51.14 | 57.42 | 8 | 0
2030 | ENT_2_TVA_Transmission | ENT | TVA_Transmission | Internal | Shoulder | B13 | 600 | 2100 | 0 | 51.14 | 53.05 | 8 | 0
2030 | ENT_2_TVA_Transmission | ENT | TVA_Transmission | Internal | Shoulder | B14 | 900 | 2100 | 0 | 50.77 | 51.65 | 8 | 0
2030 | ENT_2_TVA_Transmission | ENT | TVA_Transmission | Internal | Shoulder | B15 | 1203 | 2100 | 0 | 49.98 | 49.49 | 8 | 0
2030 | ENT_2_TVA_Transmission | ENT | TVA_Transmission | Internal | Summer | B1 | 10 | 2100 | 496.6 | 85.03 | 93.03 | 8 | 0
2030 | ENT_2_TVA_Transmission | ENT | TVA_Transmission | Internal | Summer | B2 | 25 | 2100 | 0 | 82.13 | 86.59 | 8 | 0
2030 | ENT_2_TVA_Transmission | ENT | TVA_Transmission | Internal | Summer | B3 | 75 | 2100 | 0 | 82.13 | 81.03 | 8 | 0
2030 | ENT_2_TVA_Transmission | ENT | TVA_Transmission | Internal | Summer | B4 | 100 | 2100 | 0 | 82.13 | 80.91 | 8 | 0
2030 | ENT_2_TVA_Transmission | ENT | TVA_Transmission | Internal | Summer | B5 | 200 | 2100 | 0 | 75.61 | 77.9 | 8 | 0
2030 | ENT_2_TVA_Transmission | ENT | TVA_Transmission | Internal | Summer | B6 | 300 | 2100 | 0 | 66.46 | 61.69 | 8 | 0
2030 | ENT_2_TVA_Transmission | ENT | TVA_Transmission | Internal | Summer | B7 | 400 | 2100 | 0 | 55.21 | 54.42 | 8 | 0
2030 | ENT_2_TVA_Transmission | ENT | TVA_Transmission | Internal | Summer | B8 | 500 | 2100 | 0 | 49.48 | 49.85 | 8 | 0
2030 | ENT_2_TVA_Transmission | ENT | TVA_Transmission | Internal | Summer | B9 | 800 | 2100 | 0 | 49.12 | 47.58 | 8 | 0
2030 | ENT_2_TVA_Transmission | ENT | TVA_Transmission | Internal | Summer | B10 | 1262 | 2100 | 0 | 47.5 | 43.71 | 8 | 0
2030 | ENT_2_TVA_Transmission | ENT | TVA_Transmission | Internal | Winter | B16 | 25 | 2100 | 0 | 73.84 | 77.53 | 8 | 0
2030 | ENT_2_TVA_Transmission | ENT | TVA_Transmission | Internal | Winter | B17 | 100 | 2100 | 0 | 54.44 | 59.37 | 8 | 0
2030 | ENT_2_TVA_Transmission | ENT | TVA_Transmission | Internal | Winter | B18 | 400 | 2100 | 0 | 54.41 | 55.21 | 8 | 0
2030 | ENT_2_TVA_Transmission | ENT | TVA_Transmission | Internal | Winter | B19 | 700 | 2100 | 0 | 54.04 | 53.17 | 8 | 0
2030 | ENT_2_TVA_Transmission | ENT | TVA_Transmission | Internal | Winter | B20 | 935 | 2100 | 0 | 52.26 | 47.71 | 8 | 0
2030 | HQ_NEISO_2_NEISO | HQ_NEISO | NEISO | Internal | Shoulder | B11 | 25 | 99999 | 2920 | 43.83 | 43.84 | 0.01 | 0
2030 | HQ_NEISO_2_NEISO | HQ_NEISO | NEISO | Internal | Shoulder | B12 | 200 | 99999 | 2920 | 43.83 | 43.84 | 0.01 | 0
2030 | HQ_NEISO_2_NEISO | HQ_NEISO | NEISO | Internal | Shoulder | B13 | 600 | 99999 | 2920 | 43.83 | 43.84 | 0.01 | 0
2030 | HQ_NEISO_2_NEISO | HQ_NEISO | NEISO | Internal | Shoulder | B14 | 900 | 99999 | 2920 | 43.83 | 43.84 | 0.01 | 0
2030 | HQ_NEISO_2_NEISO | HQ_NEISO | NEISO | Internal | Shoulder | B15 | 1203 | 99999 | 1143.24 | 43.83 | 43.84 | 0.01 | 0
2030 | HQ_NEISO_2_NEISO | HQ_NEISO | NEISO | Internal | Summer | B1 | 10 | 99999 | 2920 | 88.35 | 88.36 | 0.01 | 0
2030 | HQ_NEISO_2_NEISO | HQ_NEISO | NEISO | Internal | Summer | B2 | 25 | 99999 | 2920 | 69.61 | 69.62 | 0.01 | 0
2030 | HQ_NEISO_2_NEISO | HQ_NEISO | NEISO | Internal | Summer | B3 | 75 | 99999 | 2920 | 56.25 | 56.26 | 0.01 | 0
2030 | HQ_NEISO_2_NEISO | HQ_NEISO | NEISO | Internal | Summer | B4 | 100 | 99999 | 2920 | 43.97 | 43.98 | 0.01 | 0
2030 | HQ_NEISO_2_NEISO | HQ_NEISO | NEISO | Internal | Summer | B5 | 200 | 99999 | 2920 | 40.41 | 40.42 | 0.01 | 0
2030 | HQ_NEISO_2_NEISO | HQ_NEISO | NEISO | Internal | Summer | B6 | 300 | 99999 | 2920 | 40.41 | 40.42 | 0.01 | 0
2030 | HQ_NEISO_2_NEISO | HQ_NEISO | NEISO | Internal | Summer | B7 | 400 | 99999 | 2920 | 40.41 | 40.42 | 0.01 | 0
2030 | HQ_NEISO_2_NEISO | HQ_NEISO | NEISO | Internal | Summer | B8 | 500 | 99999 | 2920 | 40.41 | 40.42 | 0.01 | 0
2030 | HQ_NEISO_2_NEISO | HQ_NEISO | NEISO | Internal | Summer | B9 | 800 | 99999 | 2920 | 40.41 | 40.42 | 0.01 | 0
2030 | HQ_NEISO_2_NEISO | HQ_NEISO | NEISO | Internal | Summer | B10 | 1262 | 99999 | 795.94 | 40.41 | 40.42 | 0.01 | 0
2030 | HQ_NEISO_2_NEISO | HQ_NEISO | NEISO | Internal | Winter | B16 | 25 | 99999 | 2920 | 54.39 | 54.4 | 0.01 | 0
2030 | HQ_NEISO_2_NEISO | HQ_NEISO | NEISO | Internal | Winter | B17 | 100 | 99999 | 2920 | 54.39 | 54.4 | 0.01 | 0
2030 | HQ_NEISO_2_NEISO | HQ_NEISO | NEISO | Internal | Winter | B18 | 400 | 99999 | 2920 | 54.39 | 54.4 | 0.01 | 0
2030 | HQ_NEISO_2_NEISO | HQ_NEISO | NEISO | Internal | Winter | B19 | 700 | 99999 | 2920 | 52.9 | 52.91 | 0.01 | 0
2030 | HQ_NEISO_2_NEISO | HQ_NEISO | NEISO | Internal | Winter | B20 | 935 | 99999 | 1233.58 | 52.9 | 52.91 | 0.01 | 0
2030 | HQ_NY_2_NYISO_A-F | HQ_NY | NYISO_A-F | Internal | Shoulder | B11 | 25 | 99999 | 1000 | 51.54 | 51.56 | 0.01 | 0
2030 | HQ_NY_2_NYISO_A-F | HQ_NY | NYISO_A-F | Internal | Shoulder | B12 | 200 | 99999 | 1000 | 49.45 | 49.47 | 0.01 | 0
2030 | HQ_NY_2_NYISO_A-F | HQ_NY | NYISO_A-F | Internal | Shoulder | B13 | 600 | 99999 | 1000 | 46.98 | 46.99 | 0.01 | 0
2030 | HQ_NY_2_NYISO_A-F | HQ_NY | NYISO_A-F | Internal | Shoulder | B14 | 900 | 99999 | 1000 | 46.83 | 46.84 | 0.01 | 0
2030 | HQ_NY_2_NYISO_A-F | HQ_NY | NYISO_A-F | Internal | Shoulder | B15 | 1203 | 99999 | 188.69 | 46.82 | 46.83 | 0.01 | 0
2030 | HQ_NY_2_NYISO_A-F | HQ_NY | NYISO_A-F | Internal | Summer | B1 | 10 | 99999 | 1000 | 88.49 | 88.5 | 0.01 | 0
2030 | HQ_NY_2_NYISO_A-F | HQ_NY | NYISO_A-F | Internal | Summer | B2 | 25 | 99999 | 1000 | 72.59 | 72.61 | 0.01 | 0
2030 | HQ_NY_2_NYISO_A-F | HQ_NY | NYISO_A-F | Internal | Summer | B3 | 75 | 99999 | 1000 | 66.99 | 67 | 0.01 | 0
2030 | HQ_NY_2_NYISO_A-F | HQ_NY | NYISO_A-F | Internal | Summer | B4 | 100 | 99999 | 1000 | 60.62 | 60.63 | 0.01 | 0
2030 | HQ_NY_2_NYISO_A-F | HQ_NY | NYISO_A-F | Internal | Summer | B5 | 200 | 99999 | 1000 | 54.28 | 54.29 | 0.01 | 0
2030 | HQ_NY_2_NYISO_A-F | HQ_NY | NYISO_A-F | Internal | Summer | B6 | 300 | 99999 | 1000 | 53.11 | 53.12 | 0.01 | 0
2030 | HQ_NY_2_NYISO_A-F | HQ_NY | NYISO_A-F | Internal | Summer | B7 | 400 | 99999 | 1000 | 48.46 | 48.48 | 0.01 | 0
2030 | HQ_NY_2_NYISO_A-F | HQ_NY | NYISO_A-F | Internal | Summer | B8 | 500 | 99999 | 1000 | 45.66 | 45.67 | 0.01 | 0
2030 | HQ_NY_2_NYISO_A-F | HQ_NY | NYISO_A-F | Internal | Summer | B9 | 800 | 99999 | 1000 | 43.68 | 43.69 | 0.01 | 0
2030 | HQ_NY_2_NYISO_A-F | HQ_NY | NYISO_A-F | Internal | Summer | B10 | 1262 | 99999 | 30.11 | 43.68 | 43.69 | 0.01 | 0
2030 | HQ_NY_2_NYISO_A-F | HQ_NY | NYISO_A-F | Internal | Winter | B16 | 25 | 99999 | 1000 | 56.36 | 56.38 | 0.01 | 0
2030 | HQ_NY_2_NYISO_A-F | HQ_NY | NYISO_A-F | Internal | Winter | B17 | 100 | 99999 | 1000 | 52.42 | 52.43 | 0.01 | 0
2030 | HQ_NY_2_NYISO_A-F | HQ_NY | NYISO_A-F | Internal | Winter | B18 | 400 | 99999 | 1000 | 51.39 | 51.4 | 0.01 | 0
2030 | HQ_NY_2_NYISO_A-F | HQ_NY | NYISO_A-F | Internal | Winter | B19 | 700 | 99999 | 1000 | 49.67 | 49.68 | 0.01 | 0
2030 | HQ_NY_2_NYISO_A-F | HQ_NY | NYISO_A-F | Internal | Winter | B20 | 935 | 99999 | 229.95 | 49.67 | 49.68 | 0.01 | 0
2030 | HQ_IESO_2_IESO | HQ_IESO | IESO | Internal | Shoulder | B11 | 25 | 99999 | 400 | 39.69 | 39.7 | 0.01 | 0
2030 | HQ_IESO_2_IESO | HQ_IESO | IESO | Internal | Shoulder | B12 | 200 | 99999 | 400 | 39.69 | 39.7 | 0.01 | 0
2030 | HQ_IESO_2_IESO | HQ_IESO | IESO | Internal | Shoulder | B13 | 600 | 99999 | 400 | 39.69 | 39.7 | 0.01 | 0
2030 | HQ_IESO_2_IESO | HQ_IESO | IESO | Internal | Shoulder | B14 | 900 | 99999 | 400 | 39.69 | 39.7 | 0.01 | 0
2030 | HQ_IESO_2_IESO | HQ_IESO | IESO | Internal | Shoulder | B15 | 1203 | 99999 | 75.48 | 39.69 | 39.7 | 0.01 | 0
2030 | HQ_IESO_2_IESO | HQ_IESO | IESO | Internal | Summer | B1 | 10 | 99999 | 400 | 81.49 | 81.5 | 0.01 | 0
2030 | HQ_IESO_2_IESO | HQ_IESO | IESO | Internal | Summer | B2 | 25 | 99999 | 400 | 71.18 | 71.19 | 0.01 | 0
2030 | HQ_IESO_2_IESO | HQ_IESO | IESO | Internal | Summer | B3 | 75 | 99999 | 400 | 59.99 | 60 | 0.01 | 0
2030 | HQ_IESO_2_IESO | HQ_IESO | IESO | Internal | Summer | B4 | 100 | 99999 | 400 | 46.11 | 46.12 | 0.01 | 0
2030 | HQ_IESO_2_IESO | HQ_IESO | IESO | Internal | Summer | B5 | 200 | 99999 | 400 | 46.11 | 46.12 | 0.01 | 0
2030 | HQ_IESO_2_IESO | HQ_IESO | IESO | Internal | Summer | B6 | 300 | 99999 | 400 | 46.11 | 46.12 | 0.01 | 0
2030 | HQ_IESO_2_IESO | HQ_IESO | IESO | Internal | Summer | B7 | 400 | 99999 | 400 | 41.46 | 41.48 | 0.01 | 0
2030 | HQ_IESO_2_IESO | HQ_IESO | IESO | Internal | Summer | B8 | 500 | 99999 | 400 | 37.52 | 37.53 | 0.01 | 0
2030 | HQ_IESO_2_IESO | HQ_IESO | IESO | Internal | Summer | B9 | 800 | 99999 | 400 | 36.68 | 36.69 | 0.01 | 0
2030 | HQ_IESO_2_IESO | HQ_IESO | IESO | Internal | Summer | B10 | 1262 | 99999 | 12.04 | 36.68 | 36.69 | 0.01 | 0
2030 | HQ_IESO_2_IESO | HQ_IESO | IESO | Internal | Winter | B16 | 25 | 99999 | 400 | 49.36 | 49.38 | 0.01 | 0
2030 | HQ_IESO_2_IESO | HQ_IESO | IESO | Internal | Winter | B17 | 100 | 99999 | 400 | 45.42 | 45.43 | 0.01 | 0
2030 | HQ_IESO_2_IESO | HQ_IESO | IESO | Internal | Winter | B18 | 400 | 99999 | 400 | 44.39 | 44.4 | 0.01 | 0
2030 | HQ_IESO_2_IESO | HQ_IESO | IESO | Internal | Winter | B19 | 700 | 99999 | 400 | 42.67 | 42.68 | 0.01 | 0
2030 | HQ_IESO_2_IESO | HQ_IESO | IESO | Internal | Winter | B20 | 935 | 99999 | 91.98 | 42.67 | 42.68 | 0.01 | 0
2030 | IESO_2_MAPP_CA | IESO | MAPP_CA | Internal | Shoulder | B11 | 25 | 262 | 262 | 39.7 | 56.71 | 7 | 10.01
2030 | IESO_2_MAPP_CA | IESO | MAPP_CA | Internal | Shoulder | B12 | 200 | 262 | 262 | 39.7 | 55.94 | 7 | 9.24
2030 | IESO_2_MAPP_CA | IESO | MAPP_CA | Internal | Shoulder | B13 | 600 | 262 | 262 | 39.7 | 49.16 | 7 | 2.46
2030 | IESO_2_MAPP_CA | IESO | MAPP_CA | Internal | Shoulder | B14 | 900 | 262 | 262 | 39.7 | 49.16 | 7 | 2.46
2030 | IESO_2_MAPP_CA | IESO | MAPP_CA | Internal | Shoulder | B15 | 1203 | 262 | 262 | 39.7 | 49.16 | 7 | 2.46
2030 | IESO_2_MAPP_CA | IESO | MAPP_CA | Internal | Summer | B1 | 10 | 262 | 0 | 81.5 | 79 | 7 | 0
2030 | IESO_2_MAPP_CA | IESO | MAPP_CA | Internal | Summer | B2 | 25 | 262 | 244.43 | 71.19 | 78.19 | 7 | 0
2030 | IESO_2_MAPP_CA | IESO | MAPP_CA | Internal | Summer | B3 | 75 | 262 | 262 | 60 | 77.46 | 7 | 10.46
2030 | IESO_2_MAPP_CA | IESO | MAPP_CA | Internal | Summer | B4 | 100 | 262 | 262 | 46.12 | 77.46 | 7 | 24.34
2030 | IESO_2_MAPP_CA | IESO | MAPP_CA | Internal | Summer | B5 | 200 | 262 | 262 | 46.12 | 73.9 | 7 | 20.77
2030 | IESO_2_MAPP_CA | IESO | MAPP_CA | Internal | Summer | B6 | 300 | 262 | 262 | 46.12 | 59.45 | 7 | 6.32
2030 | IESO_2_MAPP_CA | IESO | MAPP_CA | Internal | Summer | B7 | 400 | 262 | 0 | 41.48 | 48.45 | 7 | 0
2030 | IESO_2_MAPP_CA | IESO | MAPP_CA | Internal | Summer | B8 | 500 | 262 | 0 | 37.53 | 44.48 | 7 | 0
2030 | IESO_2_MAPP_CA | IESO | MAPP_CA | Internal | Summer | B9 | 800 | 262 | 262 | 36.69 | 44.19 | 7 | 0.5
2030 | IESO_2_MAPP_CA | IESO | MAPP_CA | Internal | Summer | B10 | 1262 | 262 | 262 | 36.69 | 44.19 | 7 | 0.5
2030 | IESO_2_MAPP_CA | IESO | MAPP_CA | Internal | Winter | B16 | 25 | 262 | 262 | 49.38 | 69.52 | 7 | 13.14
2030 | IESO_2_MAPP_CA | IESO | MAPP_CA | Internal | Winter | B17 | 100 | 262 | 262 | 45.43 | 55.96 | 7 | 3.53
2030 | IESO_2_MAPP_CA | IESO | MAPP_CA | Internal | Winter | B18 | 400 | 262 | 262 | 44.4 | 53.91 | 7 | 2.51
2030 | IESO_2_MAPP_CA | IESO | MAPP_CA | Internal | Winter | B19 | 700 | 262 | 262 | 42.68 | 53.91 | 7 | 4.23
2030 | IESO_2_MAPP_CA | IESO | MAPP_CA | Internal | Winter | B20 | 935 | 262 | 262 | 42.68 | 53.91 | 7 | 4.23
2030 | IESO_2_MISO_MI | IESO | MISO_MI | Internal | Shoulder | B11 | 25 | 1840 | 1840 | 39.7 | 64.26 | 7 | 17.56
2030 | IESO_2_MISO_MI | IESO | MISO_MI | Internal | Shoulder | B12 | 200 | 1840 | 1840 | 39.7 | 56.63 | 7 | 9.93
2030 | IESO_2_MISO_MI | IESO | MISO_MI | Internal | Shoulder | B13 | 600 | 1840 | 1840 | 39.7 | 49.18 | 7 | 2.48
2030 | IESO_2_MISO_MI | IESO | MISO_MI | Internal | Shoulder | B14 | 900 | 1840 | 1840 | 39.7 | 48.36 | 7 | 1.66
2030 | IESO_2_MISO_MI | IESO | MISO_MI | Internal | Shoulder | B15 | 1203 | 1840 | 0 | 39.7 | 43.3 | 7 | 0
2030 | IESO_2_MISO_MI | IESO | MISO_MI | Internal | Summer | B1 | 10 | 1840 | 1840 | 81.5 | 93.02 | 7 | 4.51
2030 | IESO_2_MISO_MI | IESO | MISO_MI | Internal | Summer | B2 | 25 | 1840 | 1675.83 | 71.19 | 78.19 | 7 | 0
2030 | IESO_2_MISO_MI | IESO | MISO_MI | Internal | Summer | B3 | 75 | 1840 | 1840 | 60 | 73.03 | 7 | 6.04
2030 | IESO_2_MISO_MI | IESO | MISO_MI | Internal | Summer | B4 | 100 | 1840 | 1840 | 46.12 | 73.03 | 7 | 19.91
2030 | IESO_2_MISO_MI | IESO | MISO_MI | Internal | Summer | B5 | 200 | 1840 | 1840 | 46.12 | 72.97 | 7 | 19.85
2030 | IESO_2_MISO_MI | IESO | MISO_MI | Internal | Summer | B6 | 300 | 1840 | 1840 | 46.12 | 55.3 | 7 | 2.18
2030 | IESO_2_MISO_MI | IESO | MISO_MI | Internal | Summer | B7 | 400 | 1840 | 578.65 | 41.48 | 48.48 | 7 | 0
2030 | IESO_2_MISO_MI | IESO | MISO_MI | Internal | Summer | B8 | 500 | 1840 | 1254.9 | 37.53 | 44.53 | 7 | 0
2030 | IESO_2_MISO_MI | IESO | MISO_MI | Internal | Summer | B9 | 800 | 1840 | 0 | 36.69 | 43.3 | 7 | 0
2030 | IESO_2_MISO_MI | IESO | MISO_MI | Internal | Summer | B10 | 1262 | 1840 | 0 | 36.69 | 39.62 | 7 | 0
2030 | IESO_2_MISO_MI | IESO | MISO_MI | Internal | Winter | B16 | 25 | 1840 | 1840 | 49.38 | 69.53 | 7 | 13.16
2030 | IESO_2_MISO_MI | IESO | MISO_MI | Internal | Winter | B17 | 100 | 1840 | 1840 | 45.43 | 55.98 | 7 | 3.55
2030 | IESO_2_MISO_MI | IESO | MISO_MI | Internal | Winter | B18 | 400 | 1840 | 1840 | 44.4 | 51.66 | 7 | 0.26
2030 | IESO_2_MISO_MI | IESO | MISO_MI | Internal | Winter | B19 | 700 | 1840 | 0 | 42.68 | 49.16 | 7 | 0
2030 | IESO_2_MISO_MI | IESO | MISO_MI | Internal | Winter | B20 | 935 | 1840 | 0 | 42.68 | 42.2 | 7 | 0
2030 | IESO_2_MISO_W | IESO | MISO_W | Internal | Shoulder | B11 | 25 | 140 | 140 | 39.7 | 70.71 | 7 | 24.01
2030 | IESO_2_MISO_W | IESO | MISO_W | Internal | Shoulder | B12 | 200 | 140 | 140 | 39.7 | 55.95 | 7 | 9.25
2030 | IESO_2_MISO_W | IESO | MISO_W | Internal | Shoulder | B13 | 600 | 140 | 140 | 39.7 | 49.17 | 7 | 2.47
2030 | IESO_2_MISO_W | IESO | MISO_W | Internal | Shoulder | B14 | 900 | 140 | 140 | 39.7 | 48.94 | 7 | 2.24
2030 | IESO_2_MISO_W | IESO | MISO_W | Internal | Shoulder | B15 | 1203 | 140 | 0 | 39.7 | 43.29 | 7 | 0
2030 | IESO_2_MISO_W | IESO | MISO_W | Internal | Summer | B1 | 10 | 140 | 140 | 81.5 | 93 | 7 | 4.5
2030 | IESO_2_MISO_W | IESO | MISO_W | Internal | Summer | B2 | 25 | 140 | 140 | 71.19 | 78.61 | 7 | 0.42
2030 | IESO_2_MISO_W | IESO | MISO_W | Internal | Summer | B3 | 75 | 140 | 140 | 60 | 77.47 | 7 | 10.47
2030 | IESO_2_MISO_W | IESO | MISO_W | Internal | Summer | B4 | 100 | 140 | 140 | 46.12 | 77.47 | 7 | 24.35
2030 | IESO_2_MISO_W | IESO | MISO_W | Internal | Summer | B5 | 200 | 140 | 140 | 46.12 | 73.91 | 7 | 20.79
2030 | IESO_2_MISO_W | IESO | MISO_W | Internal | Summer | B6 | 300 | 140 | 140 | 46.12 | 59.46 | 7 | 6.33
2030 | IESO_2_MISO_W | IESO | MISO_W | Internal | Summer | B7 | 400 | 140 | 0 | 41.48 | 48.46 | 7 | 0
2030 | IESO_2_MISO_W | IESO | MISO_W | Internal | Summer | B8 | 500 | 140 | 0 | 37.53 | 44.49 | 7 | 0
2030 | IESO_2_MISO_W | IESO | MISO_W | Internal | Summer | B9 | 800 | 140 | 0 | 36.69 | 43.3 | 7 | 0
2030 | IESO_2_MISO_W | IESO | MISO_W | Internal | Summer | B10 | 1262 | 140 | 0 | 36.69 | 39.58 | 7 | 0
2030 | IESO_2_MISO_W | IESO | MISO_W | Internal | Winter | B16 | 25 | 140 | 140 | 49.38 | 69.53 | 7 | 13.16
2030 | IESO_2_MISO_W | IESO | MISO_W | Internal | Winter | B17 | 100 | 140 | 140 | 45.43 | 55.97 | 7 | 3.54
2030 | IESO_2_MISO_W | IESO | MISO_W | Internal | Winter | B18 | 400 | 140 | 140 | 44.4 | 52.59 | 7 | 1.19
2030 | IESO_2_MISO_W | IESO | MISO_W | Internal | Winter | B19 | 700 | 140 | 0 | 42.68 | 49.18 | 7 | 0
2030 | IESO_2_MISO_W | IESO | MISO_W | Internal | Winter | B20 | 935 | 140 | 0 | 42.68 | 42.18 | 7 | 0
2030 | IESO_2_NYISO_A-F | IESO | NYISO_A-F | Internal | Shoulder | B11 | 25 | 1725 | 1725 | 39.7 | 51.56 | 7 | 4.85
2030 | IESO_2_NYISO_A-F | IESO | NYISO_A-F | Internal | Shoulder | B12 | 200 | 1725 | 1725 | 39.7 | 49.47 | 7 | 2.77
2030 | IESO_2_NYISO_A-F | IESO | NYISO_A-F | Internal | Shoulder | B13 | 600 | 1725 | 1725 | 39.7 | 46.99 | 7 | 0.29
2030 | IESO_2_NYISO_A-F | IESO | NYISO_A-F | Internal | Shoulder | B14 | 900 | 1725 | 1725 | 39.7 | 46.84 | 7 | 0.14
2030 | IESO_2_NYISO_A-F | IESO | NYISO_A-F | Internal | Shoulder | B15 | 1203 | 1725 | 1725 | 39.7 | 46.83 | 7 | 0.13
2030 | IESO_2_NYISO_A-F | IESO | NYISO_A-F | Internal | Summer | B1 | 10 | 1725 | 256.1 | 81.5 | 88.5 | 7 | 0
2030 | IESO_2_NYISO_A-F | IESO | NYISO_A-F | Internal | Summer | B2 | 25 | 1725 | 0 | 71.19 | 72.61 | 7 | 0
2030 | IESO_2_NYISO_A-F | IESO | NYISO_A-F | Internal | Summer | B3 | 75 | 1725 | 930.1 | 60 | 67 | 7 | 0
2030 | IESO_2_NYISO_A-F | IESO | NYISO_A-F | Internal | Summer | B4 | 100 | 1725 | 1725 | 46.12 | 60.63 | 7 | 7.5
2030 | IESO_2_NYISO_A-F | IESO | NYISO_A-F | Internal | Summer | B5 | 200 | 1725 | 1725 | 46.12 | 54.29 | 7 | 1.16
2030 | IESO_2_NYISO_A-F | IESO | NYISO_A-F | Internal | Summer | B6 | 300 | 1725 | 794.89 | 46.12 | 53.12 | 7 | 0
2030 | IESO_2_NYISO_A-F | IESO | NYISO_A-F | Internal | Summer | B7 | 400 | 1725 | 1590.93 | 41.48 | 48.48 | 7 | 0
2030 | IESO_2_NYISO_A-F | IESO | NYISO_A-F | Internal | Summer | B8 | 500 | 1725 | 1725 | 37.53 | 45.67 | 7 | 1.14
2030 | IESO_2_NYISO_A-F | IESO | NYISO_A-F | Internal | Summer | B9 | 800 | 1725 | 1258.04 | 36.69 | 43.69 | 7 | 0
2030 | IESO_2_NYISO_A-F | IESO | NYISO_A-F | Internal | Summer | B10 | 1262 | 1725 | 754.87 | 36.69 | 43.69 | 7 | 0
2030 | IESO_2_NYISO_A-F | IESO | NYISO_A-F | Internal | Winter | B16 | 25 | 1725 | 1197.52 | 49.38 | 56.38 | 7 | 0
2030 | IESO_2_NYISO_A-F | IESO | NYISO_A-F | Internal | Winter | B17 | 100 | 1725 | 1104.29 | 45.43 | 52.43 | 7 | 0
2030 | IESO_2_NYISO_A-F | IESO | NYISO_A-F | Internal | Winter | B18 | 400 | 1725 | 1149.32 | 44.4 | 51.4 | 7 | 0
2030 | IESO_2_NYISO_A-F | IESO | NYISO_A-F | Internal | Winter | B19 | 700 | 1725 | 1407.12 | 42.68 | 49.68 | 7 | 0
2030 | IESO_2_NYISO_A-F | IESO | NYISO_A-F | Internal | Winter | B20 | 935 | 1725 | 976.43 | 42.68 | 49.68 | 7 | 0
2030 | MAPP_CA_2_IESO | MAPP_CA | IESO | Internal | Shoulder | B11 | 25 | 330 | 0 | 56.71 | 39.7 | 8 | 0
2030 | MAPP_CA_2_IESO | MAPP_CA | IESO | Internal | Shoulder | B12 | 200 | 330 | 0 | 55.94 | 39.7 | 8 | 0
2030 | MAPP_CA_2_IESO | MAPP_CA | IESO | Internal | Shoulder | B13 | 600 | 330 | 0 | 49.16 | 39.7 | 8 | 0
2030 | MAPP_CA_2_IESO | MAPP_CA | IESO | Internal | Shoulder | B14 | 900 | 330 | 0 | 49.16 | 39.7 | 8 | 0
2030 | MAPP_CA_2_IESO | MAPP_CA | IESO | Internal | Shoulder | B15 | 1203 | 330 | 0 | 49.16 | 39.7 | 8 | 0
2030 | MAPP_CA_2_IESO | MAPP_CA | IESO | Internal | Summer | B1 | 10 | 330 | 0 | 79 | 81.5 | 8 | 0
2030 | MAPP_CA_2_IESO | MAPP_CA | IESO | Internal | Summer | B2 | 25 | 330 | 0 | 78.19 | 71.19 | 8 | 0
2030 | MAPP_CA_2_IESO | MAPP_CA | IESO | Internal | Summer | B3 | 75 | 330 | 0 | 77.46 | 60 | 8 | 0
2030 | MAPP_CA_2_IESO | MAPP_CA | IESO | Internal | Summer | B4 | 100 | 330 | 0 | 77.46 | 46.12 | 8 | 0
2030 | MAPP_CA_2_IESO | MAPP_CA | IESO | Internal | Summer | B5 | 200 | 330 | 0 | 73.9 | 46.12 | 8 | 0
2030 | MAPP_CA_2_IESO | MAPP_CA | IESO | Internal | Summer | B6 | 300 | 330 | 0 | 59.45 | 46.12 | 8 | 0
2030 | MAPP_CA_2_IESO | MAPP_CA | IESO | Internal | Summer | B7 | 400 | 330 | 0 | 48.45 | 41.48 | 8 | 0
2030 | MAPP_CA_2_IESO | MAPP_CA | IESO | Internal | Summer | B8 | 500 | 330 | 0 | 44.48 | 37.53 | 8 | 0
2030 | MAPP_CA_2_IESO | MAPP_CA | IESO | Internal | Summer | B9 | 800 | 330 | 0 | 44.19 | 36.69 | 8 | 0
2030 | MAPP_CA_2_IESO | MAPP_CA | IESO | Internal | Summer | B10 | 1262 | 330 | 0 | 44.19 | 36.69 | 8 | 0
2030 | MAPP_CA_2_IESO | MAPP_CA | IESO | Internal | Winter | B16 | 25 | 330 | 0 | 69.52 | 49.38 | 8 | 0
2030 | MAPP_CA_2_IESO | MAPP_CA | IESO | Internal | Winter | B17 | 100 | 330 | 0 | 55.96 | 45.43 | 8 | 0
2030 | MAPP_CA_2_IESO | MAPP_CA | IESO | Internal | Winter | B18 | 400 | 330 | 0 | 53.91 | 44.4 | 8 | 0
2030 | MAPP_CA_2_IESO | MAPP_CA | IESO | Internal | Winter | B19 | 700 | 330 | 0 | 53.91 | 42.68 | 8 | 0
2030 | MAPP_CA_2_IESO | MAPP_CA | IESO | Internal | Winter | B20 | 935 | 330 | 0 | 53.91 | 42.68 | 8 | 0
2030 | MAPP_CA_2_MAPP_US | MAPP_CA | MAPP_US | Internal | Shoulder | B11 | 25 | 372 | 13.91 | 56.71 | 63.71 | 7 | 0
2030 | MAPP_CA_2_MAPP_US | MAPP_CA | MAPP_US | Internal | Shoulder | B12 | 200 | 372 | 0 | 55.94 | 48.95 | 7 | 0
2030 | MAPP_CA_2_MAPP_US | MAPP_CA | MAPP_US | Internal | Shoulder | B13 | 600 | 372 | 0 | 49.16 | 42.48 | 7 | 0
2030 | MAPP_CA_2_MAPP_US | MAPP_CA | MAPP_US | Internal | Shoulder | B14 | 900 | 372 | 0 | 49.16 | 42.48 | 7 | 0
2030 | MAPP_CA_2_MAPP_US | MAPP_CA | MAPP_US | Internal | Shoulder | B15 | 1203 | 372 | 0 | 49.16 | 42.16 | 7 | 0
2030 | MAPP_CA_2_MAPP_US | MAPP_CA | MAPP_US | Internal | Summer | B1 | 10 | 372 | 267.13 | 79 | 86 | 7 | 0
2030 | MAPP_CA_2_MAPP_US | MAPP_CA | MAPP_US | Internal | Summer | B2 | 25 | 372 | 0 | 78.19 | 73.07 | 7 | 0
2030 | MAPP_CA_2_MAPP_US | MAPP_CA | MAPP_US | Internal | Summer | B3 | 75 | 372 | 0 | 77.46 | 73.07 | 7 | 0
2030 | MAPP_CA_2_MAPP_US | MAPP_CA | MAPP_US | Internal | Summer | B4 | 100 | 372 | 0 | 77.46 | 73.07 | 7 | 0
2030 | MAPP_CA_2_MAPP_US | MAPP_CA | MAPP_US | Internal | Summer | B5 | 200 | 372 | 0 | 73.9 | 70.57 | 7 | 0
2030 | MAPP_CA_2_MAPP_US | MAPP_CA | MAPP_US | Internal | Summer | B6 | 300 | 372 | 0 | 59.45 | 58.51 | 7 | 0
2030 | MAPP_CA_2_MAPP_US | MAPP_CA | MAPP_US | Internal | Summer | B7 | 400 | 372 | 0 | 48.45 | 44.22 | 7 | 0
2030 | MAPP_CA_2_MAPP_US | MAPP_CA | MAPP_US | Internal | Summer | B8 | 500 | 372 | 0 | 44.48 | 39.88 | 7 | 0
2030 | MAPP_CA_2_MAPP_US | MAPP_CA | MAPP_US | Internal | Summer | B9 | 800 | 372 | 0 | 44.19 | 39.88 | 7 | 0
2030 | MAPP_CA_2_MAPP_US | MAPP_CA | MAPP_US | Internal | Summer | B10 | 1262 | 372 | 0 | 44.19 | 32.58 | 7 | 0
2030 | MAPP_CA_2_MAPP_US | MAPP_CA | MAPP_US | Internal | Winter | B16 | 25 | 372 | 0 | 69.52 | 62.53 | 7 | 0
2030 | MAPP_CA_2_MAPP_US | MAPP_CA | MAPP_US | Internal | Winter | B17 | 100 | 372 | 0 | 55.96 | 48.97 | 7 | 0
2030 | MAPP_CA_2_MAPP_US | MAPP_CA | MAPP_US | Internal | Winter | B18 | 400 | 372 | 0 | 53.91 | 46.91 | 7 | 0
2030 | MAPP_CA_2_MAPP_US | MAPP_CA | MAPP_US | Internal | Winter | B19 | 700 | 372 | 0 | 53.91 | 46.91 | 7 | 0
2030 | MAPP_CA_2_MAPP_US | MAPP_CA | MAPP_US | Internal | Winter | B20 | 935 | 372 | 0 | 53.91 | 40.13 | 7 | 0
2030 | MAPP_CA_2_MISO_W | MAPP_CA | MISO_W | Internal | Shoulder | B11 | 25 | 1970 | 1970 | 56.71 | 70.71 | 0.01 | 13.99
2030 | MAPP_CA_2_MISO_W | MAPP_CA | MISO_W | Internal | Shoulder | B12 | 200 | 1970 | 1442.35 | 55.94 | 55.95 | 0.01 | 0
2030 | MAPP_CA_2_MISO_W | MAPP_CA | MISO_W | Internal | Shoulder | B13 | 600 | 1970 | 512.75 | 49.16 | 49.17 | 0.01 | 0
2030 | MAPP_CA_2_MISO_W | MAPP_CA | MISO_W | Internal | Shoulder | B14 | 900 | 1970 | 0 | 49.16 | 48.94 | 0.01 | 0
2030 | MAPP_CA_2_MISO_W | MAPP_CA | MISO_W | Internal | Shoulder | B15 | 1203 | 1970 | 0 | 49.16 | 43.29 | 0.01 | 0
2030 | MAPP_CA_2_MISO_W | MAPP_CA | MISO_W | Internal | Summer | B1 | 10 | 1970 | 1970 | 79 | 93 | 0.01 | 13.99
2030 | MAPP_CA_2_MISO_W | MAPP_CA | MISO_W | Internal | Summer | B2 | 25 | 1970 | 1970 | 78.19 | 78.61 | 0.01 | 0.41
2030 | MAPP_CA_2_MISO_W | MAPP_CA | MISO_W | Internal | Summer | B3 | 75 | 1970 | 1872.99 | 77.46 | 77.47 | 0.01 | 0
2030 | MAPP_CA_2_MISO_W | MAPP_CA | MISO_W | Internal | Summer | B4 | 100 | 1970 | 1865.24 | 77.46 | 77.47 | 0.01 | 0
2030 | MAPP_CA_2_MISO_W | MAPP_CA | MISO_W | Internal | Summer | B5 | 200 | 1970 | 1849.68 | 73.9 | 73.91 | 0.01 | 0
2030 | MAPP_CA_2_MISO_W | MAPP_CA | MISO_W | Internal | Summer | B6 | 300 | 1970 | 1857.18 | 59.45 | 59.46 | 0.01 | 0
2030 | MAPP_CA_2_MISO_W | MAPP_CA | MISO_W | Internal | Summer | B7 | 400 | 1970 | 1242.64 | 48.45 | 48.46 | 0.01 | 0
2030 | MAPP_CA_2_MISO_W | MAPP_CA | MISO_W | Internal | Summer | B8 | 500 | 1970 | 1023.93 | 44.48 | 44.49 | 0.01 | 0
2030 | MAPP_CA_2_MISO_W | MAPP_CA | MISO_W | Internal | Summer | B9 | 800 | 1970 | 0 | 44.19 | 43.3 | 0.01 | 0
2030 | MAPP_CA_2_MISO_W | MAPP_CA | MISO_W | Internal | Summer | B10 | 1262 | 1970 | 0 | 44.19 | 39.58 | 0.01 | 0
2030 | MAPP_CA_2_MISO_W | MAPP_CA | MISO_W | Internal | Winter | B16 | 25 | 1970 | 928.72 | 69.52 | 69.53 | 0.01 | 0
2030 | MAPP_CA_2_MISO_W | MAPP_CA | MISO_W | Internal | Winter | B17 | 100 | 1970 | 270.27 | 55.96 | 55.97 | 0.01 | 0
2030 | MAPP_CA_2_MISO_W | MAPP_CA | MISO_W | Internal | Winter | B18 | 400 | 1970 | 0 | 53.91 | 52.59 | 0.01 | 0
2030 | MAPP_CA_2_MISO_W | MAPP_CA | MISO_W | Internal | Winter | B19 | 700 | 1970 | 0 | 53.91 | 49.18 | 0.01 | 0
2030 | MAPP_CA_2_MISO_W | MAPP_CA | MISO_W | Internal | Winter | B20 | 935 | 1970 | 0 | 53.91 | 42.18 | 0.01 | 0
2030 | MAPP_US_2_MAPP_CA | MAPP_US | MAPP_CA | Internal | Shoulder | B11 | 25 | 165 | 0 | 63.71 | 56.71 | 7 | 0
2030 | MAPP_US_2_MAPP_CA | MAPP_US | MAPP_CA | Internal | Shoulder | B12 | 200 | 165 | 0 | 48.95 | 55.94 | 7 | 0
2030 | MAPP_US_2_MAPP_CA | MAPP_US | MAPP_CA | Internal | Shoulder | B13 | 600 | 165 | 0 | 42.48 | 49.16 | 7 | 0
2030 | MAPP_US_2_MAPP_CA | MAPP_US | MAPP_CA | Internal | Shoulder | B14 | 900 | 165 | 0 | 42.48 | 49.16 | 7 | 0
2030 | MAPP_US_2_MAPP_CA | MAPP_US | MAPP_CA | Internal | Shoulder | B15 | 1203 | 165 | 17.5 | 42.16 | 49.16 | 7 | 0
2030 | MAPP_US_2_MAPP_CA | MAPP_US | MAPP_CA | Internal | Summer | B1 | 10 | 165 | 0 | 86 | 79 | 7 | 0
2030 | MAPP_US_2_MAPP_CA | MAPP_US | MAPP_CA | Internal | Summer | B2 | 25 | 165 | 0 | 73.07 | 78.19 | 7 | 0
2030 | MAPP_US_2_MAPP_CA | MAPP_US | MAPP_CA | Internal | Summer | B3 | 75 | 165 | 0 | 73.07 | 77.46 | 7 | 0
2030 | MAPP_US_2_MAPP_CA | MAPP_US | MAPP_CA | Internal | Summer | B4 | 100 | 165 | 0 | 73.07 | 77.46 | 7 | 0
2030 | MAPP_US_2_MAPP_CA | MAPP_US | MAPP_CA | Internal | Summer | B5 | 200 | 165 | 0 | 70.57 | 73.9 | 7 | 0
2030 | MAPP_US_2_MAPP_CA | MAPP_US | MAPP_CA | Internal | Summer | B6 | 300 | 165 | 0 | 58.51 | 59.45 | 7 | 0
2030 | MAPP_US_2_MAPP_CA | MAPP_US | MAPP_CA | Internal | Summer | B7 | 400 | 165 | 0 | 44.22 | 48.45 | 7 | 0
2030 | MAPP_US_2_MAPP_CA | MAPP_US | MAPP_CA | Internal | Summer | B8 | 500 | 165 | 0 | 39.88 | 44.48 | 7 | 0
2030 | MAPP_US_2_MAPP_CA | MAPP_US | MAPP_CA | Internal | Summer | B9 | 800 | 165 | 0 | 39.88 | 44.19 | 7 | 0
2030 | MAPP_US_2_MAPP_CA | MAPP_US | MAPP_CA | Internal | Summer | B10 | 1262 | 165 | 165 | 32.58 | 44.19 | 7 | 4.61
2030 | MAPP_US_2_MAPP_CA | MAPP_US | MAPP_CA | Internal | Winter | B16 | 25 | 165 | 0 | 62.53 | 69.52 | 7 | 0
2030 | MAPP_US_2_MAPP_CA | MAPP_US | MAPP_CA | Internal | Winter | B17 | 100 | 165 | 0 | 48.97 | 55.96 | 7 | 0
2030 | MAPP_US_2_MAPP_CA | MAPP_US | MAPP_CA | Internal | Winter | B18 | 400 | 165 | 61.29 | 46.91 | 53.91 | 7 | 0
2030 | MAPP_US_2_MAPP_CA | MAPP_US | MAPP_CA | Internal | Winter | B19 | 700 | 165 | 48.64 | 46.91 | 53.91 | 7 | 0
2030 | MAPP_US_2_MAPP_CA | MAPP_US | MAPP_CA | Internal | Winter | B20 | 935 | 165 | 165 | 40.13 | 53.91 | 7 | 6.78
2030 | MAPP_US_2_MISO_W | MAPP_US | MISO_W | Internal | Shoulder | B11 | 25 | 2635 | 826.2 | 63.71 | 70.71 | 7 | 0
2030 | MAPP_US_2_MISO_W | MAPP_US | MISO_W | Internal | Shoulder | B12 | 200 | 2635 | 1293.63 | 48.95 | 55.95 | 7 | 0
2030 | MAPP_US_2_MISO_W | MAPP_US | MISO_W | Internal | Shoulder | B13 | 600 | 2635 | 0 | 42.48 | 49.17 | 7 | 0
2030 | MAPP_US_2_MISO_W | MAPP_US | MISO_W | Internal | Shoulder | B14 | 900 | 2635 | 0 | 42.48 | 48.94 | 7 | 0
2030 | MAPP_US_2_MISO_W | MAPP_US | MISO_W | Internal | Shoulder | B15 | 1203 | 2635 | 0 | 42.16 | 43.29 | 7 | 0
2030 | MAPP_US_2_MISO_W | MAPP_US | MISO_W | Internal | Summer | B1 | 10 | 2635 | 1676.6 | 86 | 93 | 7 | 0
2030 | MAPP_US_2_MISO_W | MAPP_US | MISO_W | Internal | Summer | B2 | 25 | 2635 | 0 | 73.07 | 78.61 | 7 | 0
2030 | MAPP_US_2_MISO_W | MAPP_US | MISO_W | Internal | Summer | B3 | 75 | 2635 | 0 | 73.07 | 77.47 | 7 | 0
2030 | MAPP_US_2_MISO_W | MAPP_US | MISO_W | Internal | Summer | B4 | 100 | 2635 | 0 | 73.07 | 77.47 | 7 | 0
2030 | MAPP_US_2_MISO_W | MAPP_US | MISO_W | Internal | Summer | B5 | 200 | 2635 | 0 | 70.57 | 73.91 | 7 | 0
2030 | MAPP_US_2_MISO_W | MAPP_US | MISO_W | Internal | Summer | B6 | 300 | 2635 | 0 | 58.51 | 59.46 | 7 | 0
2030 | MAPP_US_2_MISO_W | MAPP_US | MISO_W | Internal | Summer | B7 | 400 | 2635 | 0 | 44.22 | 48.46 | 7 | 0
2030 | MAPP_US_2_MISO_W | MAPP_US | MISO_W | Internal | Summer | B8 | 500 | 2635 | 0 | 39.88 | 44.49 | 7 | 0
2030 | MAPP_US_2_MISO_W | MAPP_US | MISO_W | Internal | Summer | B9 | 800 | 2635 | 0 | 39.88 | 43.3 | 7 | 0
2030 | MAPP_US_2_MISO_W | MAPP_US | MISO_W | Internal | Summer | B10 | 1262 | 2635 | 238.15 | 32.58 | 39.58 | 7 | 0
2030 | MAPP_US_2_MISO_W | MAPP_US | MISO_W | Internal | Winter | B16 | 25 | 2635 | 1006.52 | 62.53 | 69.53 | 7 | 0
2030 | MAPP_US_2_MISO_W | MAPP_US | MISO_W | Internal | Winter | B17 | 100 | 2635 | 742.34 | 48.97 | 55.97 | 7 | 0
2030 | MAPP_US_2_MISO_W | MAPP_US | MISO_W | Internal | Winter | B18 | 400 | 2635 | 0 | 46.91 | 52.59 | 7 | 0
2030 | MAPP_US_2_MISO_W | MAPP_US | MISO_W | Internal | Winter | B19 | 700 | 2635 | 0 | 46.91 | 49.18 | 7 | 0
2030 | MAPP_US_2_MISO_W | MAPP_US | MISO_W | Internal | Winter | B20 | 935 | 2635 | 0 | 40.13 | 42.18 | 7 | 0
2030 | MAPP_US_2_NE | MAPP_US | NE | Internal | Shoulder | B11 | 25 | 2000 | 802.57 | 63.71 | 70.71 | 7 | 0
2030 | MAPP_US_2_NE | MAPP_US | NE | Internal | Shoulder | B12 | 200 | 2000 | 0 | 48.95 | 52.99 | 7 | 0
2030 | MAPP_US_2_NE | MAPP_US | NE | Internal | Shoulder | B13 | 600 | 2000 | 825.54 | 42.48 | 49.48 | 7 | 0
2030 | MAPP_US_2_NE | MAPP_US | NE | Internal | Shoulder | B14 | 900 | 2000 | 0 | 42.48 | 49.42 | 7 | 0
2030 | MAPP_US_2_NE | MAPP_US | NE | Internal | Shoulder | B15 | 1203 | 2000 | 0 | 42.16 | 48.87 | 7 | 0
2030 | MAPP_US_2_NE | MAPP_US | NE | Internal | Summer | B1 | 10 | 2000 | 0 | 86 | 88 | 7 | 0
2030 | MAPP_US_2_NE | MAPP_US | NE | Internal | Summer | B2 | 25 | 2000 | 732.05 | 73.07 | 80.07 | 7 | 0
2030 | MAPP_US_2_NE | MAPP_US | NE | Internal | Summer | B3 | 75 | 2000 | 690.75 | 73.07 | 80.07 | 7 | 0
2030 | MAPP_US_2_NE | MAPP_US | NE | Internal | Summer | B4 | 100 | 2000 | 981.77 | 73.07 | 80.07 | 7 | 0
2030 | MAPP_US_2_NE | MAPP_US | NE | Internal | Summer | B5 | 200 | 2000 | 980.93 | 70.57 | 77.57 | 7 | 0
2030 | MAPP_US_2_NE | MAPP_US | NE | Internal | Summer | B6 | 300 | 2000 | 816.82 | 58.51 | 65.51 | 7 | 0
2030 | MAPP_US_2_NE | MAPP_US | NE | Internal | Summer | B7 | 400 | 2000 | 779.65 | 44.22 | 51.22 | 7 | 0
2030 | MAPP_US_2_NE | MAPP_US | NE | Internal | Summer | B8 | 500 | 2000 | 1058.2 | 39.88 | 46.88 | 7 | 0
2030 | MAPP_US_2_NE | MAPP_US | NE | Internal | Summer | B9 | 800 | 2000 | 532.16 | 39.88 | 46.88 | 7 | 0
2030 | MAPP_US_2_NE | MAPP_US | NE | Internal | Summer | B10 | 1262 | 2000 | 0 | 32.58 | 38.63 | 7 | 0
2030 | MAPP_US_2_NE | MAPP_US | NE | Internal | Winter | B16 | 25 | 2000 | 252.64 | 62.53 | 69.53 | 7 | 0
2030 | MAPP_US_2_NE | MAPP_US | NE | Internal | Winter | B17 | 100 | 2000 | 0 | 48.97 | 53.88 | 7 | 0
2030 | MAPP_US_2_NE | MAPP_US | NE | Internal | Winter | B18 | 400 | 2000 | 0 | 46.91 | 52.35 | 7 | 0
2030 | MAPP_US_2_NE | MAPP_US | NE | Internal | Winter | B19 | 700 | 2000 | 0 | 46.91 | 52.23 | 7 | 0
2030 | MAPP_US_2_NE | MAPP_US | NE | Internal | Winter | B20 | 935 | 2000 | 0 | 40.13 | 45.54 | 7 | 0
2030 | MARITIMES_2_NEISO | MARITIMES | NEISO | Internal | Shoulder | B11 | 25 | 99999 | 1400 | 43.83 | 43.84 | 0.01 | 0
2030 | MARITIMES_2_NEISO | MARITIMES | NEISO | Internal | Shoulder | B12 | 200 | 99999 | 1400 | 43.83 | 43.84 | 0.01 | 0
2030 | MARITIMES_2_NEISO | MARITIMES | NEISO | Internal | Shoulder | B13 | 600 | 99999 | 1400 | 43.83 | 43.84 | 0.01 | 0
2030 | MARITIMES_2_NEISO | MARITIMES | NEISO | Internal | Shoulder | B14 | 900 | 99999 | 1400 | 43.83 | 43.84 | 0.01 | 0
2030 | MARITIMES_2_NEISO | MARITIMES | NEISO | Internal | Shoulder | B15 | 1203 | 99999 | 426.43 | 43.83 | 43.84 | 0.01 | 0
2030 | MARITIMES_2_NEISO | MARITIMES | NEISO | Internal | Summer | B1 | 10 | 99999 | 1400 | 88.35 | 88.36 | 0.01 | 0
2030 | MARITIMES_2_NEISO | MARITIMES | NEISO | Internal | Summer | B2 | 25 | 99999 | 1400 | 69.61 | 69.62 | 0.01 | 0
2030 | MARITIMES_2_NEISO | MARITIMES | NEISO | Internal | Summer | B3 | 75 | 99999 | 1400 | 56.25 | 56.26 | 0.01 | 0
2030 | MARITIMES_2_NEISO | MARITIMES | NEISO | Internal | Summer | B4 | 100 | 99999 | 1400 | 43.97 | 43.98 | 0.01 | 0
2030 | MARITIMES_2_NEISO | MARITIMES | NEISO | Internal | Summer | B5 | 200 | 99999 | 1400 | 40.41 | 40.42 | 0.01 | 0
2030 | MARITIMES_2_NEISO | MARITIMES | NEISO | Internal | Summer | B6 | 300 | 99999 | 1400 | 40.41 | 40.42 | 0.01 | 0
2030 | MARITIMES_2_NEISO | MARITIMES | NEISO | Internal | Summer | B7 | 400 | 99999 | 1400 | 40.41 | 40.42 | 0.01 | 0
2030 | MARITIMES_2_NEISO | MARITIMES | NEISO | Internal | Summer | B8 | 500 | 99999 | 1400 | 40.41 | 40.42 | 0.01 | 0
2030 | MARITIMES_2_NEISO | MARITIMES | NEISO | Internal | Summer | B9 | 800 | 99999 | 1400 | 40.41 | 40.42 | 0.01 | 0
2030 | MARITIMES_2_NEISO | MARITIMES | NEISO | Internal | Summer | B10 | 1262 | 99999 | 236.13 | 40.41 | 40.42 | 0.01 | 0
2030 | MARITIMES_2_NEISO | MARITIMES | NEISO | Internal | Winter | B16 | 25 | 99999 | 1400 | 54.39 | 54.4 | 0.01 | 0
2030 | MARITIMES_2_NEISO | MARITIMES | NEISO | Internal | Winter | B17 | 100 | 99999 | 1400 | 54.39 | 54.4 | 0.01 | 0
2030 | MARITIMES_2_NEISO | MARITIMES | NEISO | Internal | Winter | B18 | 400 | 99999 | 1400 | 54.39 | 54.4 | 0.01 | 0
2030 | MARITIMES_2_NEISO | MARITIMES | NEISO | Internal | Winter | B19 | 700 | 99999 | 1400 | 52.9 | 52.91 | 0.01 | 0
2030 | MARITIMES_2_NEISO | MARITIMES | NEISO | Internal | Winter | B20 | 935 | 99999 | 475.94 | 52.9 | 52.91 | 0.01 | 0
2030 | MISO_IN_2_MISO_MI | MISO_IN | MISO_MI | Internal | Shoulder | B11 | 25 | 5000 | 0 | 70.74 | 64.26 | 0.01 | 0
2030 | MISO_IN_2_MISO_MI | MISO_IN | MISO_MI | Internal | Shoulder | B12 | 200 | 5000 | 0 | 56.65 | 56.63 | 0.01 | 0
2030 | MISO_IN_2_MISO_MI | MISO_IN | MISO_MI | Internal | Shoulder | B13 | 600 | 5000 | 0 | 49.2 | 49.18 | 0.01 | 0
2030 | MISO_IN_2_MISO_MI | MISO_IN | MISO_MI | Internal | Shoulder | B14 | 900 | 5000 | 0 | 48.37 | 48.36 | 0.01 | 0
2030 | MISO_IN_2_MISO_MI | MISO_IN | MISO_MI | Internal | Shoulder | B15 | 1203 | 5000 | 1233.73 | 43.29 | 43.3 | 0.01 | 0
2030 | MISO_IN_2_MISO_MI | MISO_IN | MISO_MI | Internal | Summer | B1 | 10 | 5000 | 0 | 93.03 | 93.02 | 0.01 | 0
2030 | MISO_IN_2_MISO_MI | MISO_IN | MISO_MI | Internal | Summer | B2 | 25 | 5000 | 0 | 78.59 | 78.19 | 0.01 | 0
2030 | MISO_IN_2_MISO_MI | MISO_IN | MISO_MI | Internal | Summer | B3 | 75 | 5000 | 0 | 76.35 | 73.03 | 0.01 | 0
2030 | MISO_IN_2_MISO_MI | MISO_IN | MISO_MI | Internal | Summer | B4 | 100 | 5000 | 0 | 76.35 | 73.03 | 0.01 | 0
2030 | MISO_IN_2_MISO_MI | MISO_IN | MISO_MI | Internal | Summer | B5 | 200 | 5000 | 0 | 73.89 | 72.97 | 0.01 | 0
2030 | MISO_IN_2_MISO_MI | MISO_IN | MISO_MI | Internal | Summer | B6 | 300 | 5000 | 0 | 58.45 | 55.3 | 0.01 | 0
2030 | MISO_IN_2_MISO_MI | MISO_IN | MISO_MI | Internal | Summer | B7 | 400 | 5000 | 790.59 | 48.46 | 48.48 | 0.01 | 0
2030 | MISO_IN_2_MISO_MI | MISO_IN | MISO_MI | Internal | Summer | B8 | 500 | 5000 | 1888.48 | 44.52 | 44.53 | 0.01 | 0
2030 | MISO_IN_2_MISO_MI | MISO_IN | MISO_MI | Internal | Summer | B9 | 800 | 5000 | 2327.15 | 43.29 | 43.3 | 0.01 | 0
2030 | MISO_IN_2_MISO_MI | MISO_IN | MISO_MI | Internal | Summer | B10 | 1262 | 5000 | 2600.48 | 39.6 | 39.62 | 0.01 | 0
2030 | MISO_IN_2_MISO_MI | MISO_IN | MISO_MI | Internal | Winter | B16 | 25 | 5000 | 0 | 73.53 | 69.53 | 0.01 | 0
2030 | MISO_IN_2_MISO_MI | MISO_IN | MISO_MI | Internal | Winter | B17 | 100 | 5000 | 0 | 56 | 55.98 | 0.01 | 0
2030 | MISO_IN_2_MISO_MI | MISO_IN | MISO_MI | Internal | Winter | B18 | 400 | 5000 | 0 | 51.67 | 51.66 | 0.01 | 0
2030 | MISO_IN_2_MISO_MI | MISO_IN | MISO_MI | Internal | Winter | B19 | 700 | 5000 | 365.95 | 49.14 | 49.16 | 0.01 | 0
2030 | MISO_IN_2_MISO_MI | MISO_IN | MISO_MI | Internal | Winter | B20 | 935 | 5000 | 0 | 42.21 | 42.2 | 0.01 | 0
2030 | MISO_IN_2_MISO_MO-IL | MISO_IN | MISO_MO-IL | Internal | Shoulder | B11 | 25 | 5000 | 0 | 70.74 | 70.72 | 0.01 | 0
2030 | MISO_IN_2_MISO_MO-IL | MISO_IN | MISO_MO-IL | Internal | Shoulder | B12 | 200 | 5000 | 0 | 56.65 | 55.96 | 0.01 | 0
2030 | MISO_IN_2_MISO_MO-IL | MISO_IN | MISO_MO-IL | Internal | Shoulder | B13 | 600 | 5000 | 0 | 49.2 | 49.18 | 0.01 | 0
2030 | MISO_IN_2_MISO_MO-IL | MISO_IN | MISO_MO-IL | Internal | Shoulder | B14 | 900 | 5000 | 0 | 48.37 | 48.36 | 0.01 | 0
2030 | MISO_IN_2_MISO_MO-IL | MISO_IN | MISO_MO-IL | Internal | Shoulder | B15 | 1203 | 5000 | 0 | 43.29 | 43.28 | 0.01 | 0
2030 | MISO_IN_2_MISO_MO-IL | MISO_IN | MISO_MO-IL | Internal | Summer | B1 | 10 | 5000 | 0 | 93.03 | 93.02 | 0.01 | 0
2030 | MISO_IN_2_MISO_MO-IL | MISO_IN | MISO_MO-IL | Internal | Summer | B2 | 25 | 5000 | 0 | 78.59 | 78.59 | 0.01 | 0
2030 | MISO_IN_2_MISO_MO-IL | MISO_IN | MISO_MO-IL | Internal | Summer | B3 | 75 | 5000 | 0 | 76.35 | 76.34 | 0.01 | 0
2030 | MISO_IN_2_MISO_MO-IL | MISO_IN | MISO_MO-IL | Internal | Summer | B4 | 100 | 5000 | 0 | 76.35 | 76.34 | 0.01 | 0
2030 | MISO_IN_2_MISO_MO-IL | MISO_IN | MISO_MO-IL | Internal | Summer | B5 | 200 | 5000 | 332.03 | 73.89 | 73.9 | 0.01 | 0
2030 | MISO_IN_2_MISO_MO-IL | MISO_IN | MISO_MO-IL | Internal | Summer | B6 | 300 | 5000 | 710.22 | 58.45 | 58.46 | 0.01 | 0
2030 | MISO_IN_2_MISO_MO-IL | MISO_IN | MISO_MO-IL | Internal | Summer | B7 | 400 | 5000 | 0 | 48.46 | 48.45 | 0.01 | 0
2030 | MISO_IN_2_MISO_MO-IL | MISO_IN | MISO_MO-IL | Internal | Summer | B8 | 500 | 5000 | 0 | 44.52 | 44.51 | 0.01 | 0
2030 | MISO_IN_2_MISO_MO-IL | MISO_IN | MISO_MO-IL | Internal | Summer | B9 | 800 | 5000 | 0 | 43.29 | 43.28 | 0.01 | 0
2030 | MISO_IN_2_MISO_MO-IL | MISO_IN | MISO_MO-IL | Internal | Summer | B10 | 1262 | 5000 | 0 | 39.6 | 39.59 | 0.01 | 0
2030 | MISO_IN_2_MISO_MO-IL | MISO_IN | MISO_MO-IL | Internal | Winter | B16 | 25 | 5000 | 0 | 73.53 | 69.54 | 0.01 | 0
2030 | MISO_IN_2_MISO_MO-IL | MISO_IN | MISO_MO-IL | Internal | Winter | B17 | 100 | 5000 | 0 | 56 | 55.98 | 0.01 | 0
2030 | MISO_IN_2_MISO_MO-IL | MISO_IN | MISO_MO-IL | Internal | Winter | B18 | 400 | 5000 | 0 | 51.67 | 51.66 | 0.01 | 0
2030 | MISO_IN_2_MISO_MO-IL | MISO_IN | MISO_MO-IL | Internal | Winter | B19 | 700 | 5000 | 0 | 49.14 | 49.13 | 0.01 | 0
2030 | MISO_IN_2_MISO_MO-IL | MISO_IN | MISO_MO-IL | Internal | Winter | B20 | 935 | 5000 | 0 | 42.21 | 42.2 | 0.01 | 0
2030 | MISO_IN_2_NonRTO_Midwest | MISO_IN | NonRTO_Midwest | Internal | Shoulder | B11 | 25 | 4800 | 1008.05 | 70.74 | 78.74 | 8 | 0
2030 | MISO_IN_2_NonRTO_Midwest | MISO_IN | NonRTO_Midwest | Internal | Shoulder | B12 | 200 | 4800 | 525.76 | 56.65 | 64.65 | 8 | 0
2030 | MISO_IN_2_NonRTO_Midwest | MISO_IN | NonRTO_Midwest | Internal | Shoulder | B13 | 600 | 4800 | 0 | 49.2 | 56.86 | 8 | 0
2030 | MISO_IN_2_NonRTO_Midwest | MISO_IN | NonRTO_Midwest | Internal | Shoulder | B14 | 900 | 4800 | 0 | 48.37 | 46.45 | 8 | 0
2030 | MISO_IN_2_NonRTO_Midwest | MISO_IN | NonRTO_Midwest | Internal | Shoulder | B15 | 1203 | 4800 | 0 | 43.29 | 41.49 | 8 | 0
2030 | MISO_IN_2_NonRTO_Midwest | MISO_IN | NonRTO_Midwest | Internal | Summer | B1 | 10 | 4800 | 0 | 93.03 | 85.03 | 8 | 0
2030 | MISO_IN_2_NonRTO_Midwest | MISO_IN | NonRTO_Midwest | Internal | Summer | B2 | 25 | 4800 | 0 | 78.59 | 81.89 | 8 | 0
2030 | MISO_IN_2_NonRTO_Midwest | MISO_IN | NonRTO_Midwest | Internal | Summer | B3 | 75 | 4800 | 0 | 76.35 | 81.89 | 8 | 0
2030 | MISO_IN_2_NonRTO_Midwest | MISO_IN | NonRTO_Midwest | Internal | Summer | B4 | 100 | 4800 | 0 | 76.35 | 81.89 | 8 | 0
2030 | MISO_IN_2_NonRTO_Midwest | MISO_IN | NonRTO_Midwest | Internal | Summer | B5 | 200 | 4800 | 178.97 | 73.89 | 81.89 | 8 | 0
2030 | MISO_IN_2_NonRTO_Midwest | MISO_IN | NonRTO_Midwest | Internal | Summer | B6 | 300 | 4800 | 658.08 | 58.45 | 66.45 | 8 | 0
2030 | MISO_IN_2_NonRTO_Midwest | MISO_IN | NonRTO_Midwest | Internal | Summer | B7 | 400 | 4800 | 0 | 48.46 | 46.84 | 8 | 0
2030 | MISO_IN_2_NonRTO_Midwest | MISO_IN | NonRTO_Midwest | Internal | Summer | B8 | 500 | 4800 | 0 | 44.52 | 44.93 | 8 | 0
2030 | MISO_IN_2_NonRTO_Midwest | MISO_IN | NonRTO_Midwest | Internal | Summer | B9 | 800 | 4800 | 0 | 43.29 | 44.25 | 8 | 0
2030 | MISO_IN_2_NonRTO_Midwest | MISO_IN | NonRTO_Midwest | Internal | Summer | B10 | 1262 | 4800 | 0 | 39.6 | 36.72 | 8 | 0
2030 | MISO_IN_2_NonRTO_Midwest | MISO_IN | NonRTO_Midwest | Internal | Winter | B16 | 25 | 4800 | 2360.4 | 73.53 | 81.53 | 8 | 0
2030 | MISO_IN_2_NonRTO_Midwest | MISO_IN | NonRTO_Midwest | Internal | Winter | B17 | 100 | 4800 | 1212.46 | 56 | 64 | 8 | 0
2030 | MISO_IN_2_NonRTO_Midwest | MISO_IN | NonRTO_Midwest | Internal | Winter | B18 | 400 | 4800 | 239.75 | 51.67 | 59.67 | 8 | 0
2030 | MISO_IN_2_NonRTO_Midwest | MISO_IN | NonRTO_Midwest | Internal | Winter | B19 | 700 | 4800 | 0 | 49.14 | 49.12 | 8 | 0
2030 | MISO_IN_2_NonRTO_Midwest | MISO_IN | NonRTO_Midwest | Internal | Winter | B20 | 935 | 4800 | 0 | 42.21 | 39.71 | 8 | 0
2030 | MISO_IN_2_PJM_ROR | MISO_IN | PJM_ROR | Internal | Shoulder | B11 | 25 | 992 | 0 | 70.74 | 66.26 | 2 | 0
2030 | MISO_IN_2_PJM_ROR | MISO_IN | PJM_ROR | Internal | Shoulder | B12 | 200 | 992 | 0 | 56.65 | 57.48 | 2 | 0
2030 | MISO_IN_2_PJM_ROR | MISO_IN | PJM_ROR | Internal | Shoulder | B13 | 600 | 992 | 0 | 49.2 | 50.43 | 2 | 0
2030 | MISO_IN_2_PJM_ROR | MISO_IN | PJM_ROR | Internal | Shoulder | B14 | 900 | 992 | 0 | 48.37 | 48.62 | 2 | 0
2030 | MISO_IN_2_PJM_ROR | MISO_IN | PJM_ROR | Internal | Shoulder | B15 | 1203 | 992 | 0 | 43.29 | 43.49 | 2 | 0
2030 | MISO_IN_2_PJM_ROR | MISO_IN | PJM_ROR | Internal | Summer | B1 | 10 | 992 | 992 | 93.03 | 96.49 | 2 | 1.46
2030 | MISO_IN_2_PJM_ROR | MISO_IN | PJM_ROR | Internal | Summer | B2 | 25 | 992 | 579.76 | 78.59 | 80.59 | 2 | 0
2030 | MISO_IN_2_PJM_ROR | MISO_IN | PJM_ROR | Internal | Summer | B3 | 75 | 992 | 0 | 76.35 | 75.03 | 2 | 0
2030 | MISO_IN_2_PJM_ROR | MISO_IN | PJM_ROR | Internal | Summer | B4 | 100 | 992 | 0 | 76.35 | 75.03 | 2 | 0
2030 | MISO_IN_2_PJM_ROR | MISO_IN | PJM_ROR | Internal | Summer | B5 | 200 | 992 | 0 | 73.89 | 71.9 | 2 | 0
2030 | MISO_IN_2_PJM_ROR | MISO_IN | PJM_ROR | Internal | Summer | B6 | 300 | 992 | 0 | 58.45 | 56.45 | 2 | 0
2030 | MISO_IN_2_PJM_ROR | MISO_IN | PJM_ROR | Internal | Summer | B7 | 400 | 992 | 0 | 48.46 | 49.14 | 2 | 0
2030 | MISO_IN_2_PJM_ROR | MISO_IN | PJM_ROR | Internal | Summer | B8 | 500 | 992 | 0 | 44.52 | 45.35 | 2 | 0
2030 | MISO_IN_2_PJM_ROR | MISO_IN | PJM_ROR | Internal | Summer | B9 | 800 | 992 | 0 | 43.29 | 44.52 | 2 | 0
2030 | MISO_IN_2_PJM_ROR | MISO_IN | PJM_ROR | Internal | Summer | B10 | 1262 | 992 | 0 | 39.6 | 39.27 | 2 | 0
2030 | MISO_IN_2_PJM_ROR | MISO_IN | PJM_ROR | Internal | Winter | B16 | 25 | 992 | 0 | 73.53 | 71.53 | 2 | 0
2030 | MISO_IN_2_PJM_ROR | MISO_IN | PJM_ROR | Internal | Winter | B17 | 100 | 992 | 0 | 56 | 57.98 | 2 | 0
2030 | MISO_IN_2_PJM_ROR | MISO_IN | PJM_ROR | Internal | Winter | B18 | 400 | 992 | 0 | 51.67 | 53.49 | 2 | 0
2030 | MISO_IN_2_PJM_ROR | MISO_IN | PJM_ROR | Internal | Winter | B19 | 700 | 992 | 0 | 49.14 | 49.89 | 2 | 0
2030 | MISO_IN_2_PJM_ROR | MISO_IN | PJM_ROR | Internal | Winter | B20 | 935 | 992 | 0 | 42.21 | 41.71 | 2 | 0
2030 | MISO_MI_2_MISO_IN | MISO_MI | MISO_IN | Internal | Shoulder | B11 | 25 | 2045 | 2045 | 64.26 | 70.74 | 0.01 | 6.46
2030 | MISO_MI_2_MISO_IN | MISO_MI | MISO_IN | Internal | Shoulder | B12 | 200 | 2045 | 25.43 | 56.63 | 56.65 | 0.01 | 0
2030 | MISO_MI_2_MISO_IN | MISO_MI | MISO_IN | Internal | Shoulder | B13 | 600 | 2045 | 273.82 | 49.18 | 49.2 | 0.01 | 0
2030 | MISO_MI_2_MISO_IN | MISO_MI | MISO_IN | Internal | Shoulder | B14 | 900 | 2045 | 200.38 | 48.36 | 48.37 | 0.01 | 0
2030 | MISO_MI_2_MISO_IN | MISO_MI | MISO_IN | Internal | Shoulder | B15 | 1203 | 2045 | 0 | 43.3 | 43.29 | 0.01 | 0
2030 | MISO_MI_2_MISO_IN | MISO_MI | MISO_IN | Internal | Summer | B1 | 10 | 2045 | 1145.64 | 93.02 | 93.03 | 0.01 | 0
2030 | MISO_MI_2_MISO_IN | MISO_MI | MISO_IN | Internal | Summer | B2 | 25 | 2045 | 2045 | 78.19 | 78.59 | 0.01 | 0.39
2030 | MISO_MI_2_MISO_IN | MISO_MI | MISO_IN | Internal | Summer | B3 | 75 | 2045 | 2045 | 73.03 | 76.35 | 0.01 | 3.3
2030 | MISO_MI_2_MISO_IN | MISO_MI | MISO_IN | Internal | Summer | B4 | 100 | 2045 | 2045 | 73.03 | 76.35 | 0.01 | 3.3
2030 | MISO_MI_2_MISO_IN | MISO_MI | MISO_IN | Internal | Summer | B5 | 200 | 2045 | 2045 | 72.97 | 73.89 | 0.01 | 0.9
2030 | MISO_MI_2_MISO_IN | MISO_MI | MISO_IN | Internal | Summer | B6 | 300 | 2045 | 2045 | 55.3 | 58.45 | 0.01 | 3.13
2030 | MISO_MI_2_MISO_IN | MISO_MI | MISO_IN | Internal | Summer | B7 | 400 | 2045 | 0 | 48.48 | 48.46 | 0.01 | 0
2030 | MISO_MI_2_MISO_IN | MISO_MI | MISO_IN | Internal | Summer | B8 | 500 | 2045 | 0 | 44.53 | 44.52 | 0.01 | 0
2030 | MISO_MI_2_MISO_IN | MISO_MI | MISO_IN | Internal | Summer | B9 | 800 | 2045 | 0 | 43.3 | 43.29 | 0.01 | 0
2030 | MISO_MI_2_MISO_IN | MISO_MI | MISO_IN | Internal | Summer | B10 | 1262 | 2045 | 0 | 39.62 | 39.6 | 0.01 | 0
2030 | MISO_MI_2_MISO_IN | MISO_MI | MISO_IN | Internal | Winter | B16 | 25 | 2045 | 2045 | 69.53 | 73.53 | 0.01 | 3.99
2030 | MISO_MI_2_MISO_IN | MISO_MI | MISO_IN | Internal | Winter | B17 | 100 | 2045 | 402.53 | 55.98 | 56 | 0.01 | 0
2030 | MISO_MI_2_MISO_IN | MISO_MI | MISO_IN | Internal | Winter | B18 | 400 | 2045 | 434.33 | 51.66 | 51.67 | 0.01 | 0
2030 | MISO_MI_2_MISO_IN | MISO_MI | MISO_IN | Internal | Winter | B19 | 700 | 2045 | 0 | 49.16 | 49.14 | 0.01 | 0
2030 | MISO_MI_2_MISO_IN | MISO_MI | MISO_IN | Internal | Winter | B20 | 935 | 2045 | 193.97 | 42.2 | 42.21 | 0.01 | 0
2030 | MISO_MI_2_MISO_WUMS | MISO_MI | MISO_WUMS | Internal | Shoulder | B11 | 25 | 117 | 117 | 64.26 | 68.26 | 0.01 | 3.99
2030 | MISO_MI_2_MISO_WUMS | MISO_MI | MISO_WUMS | Internal | Shoulder | B12 | 200 | 117 | 0 | 56.63 | 55.94 | 0.01 | 0
2030 | MISO_MI_2_MISO_WUMS | MISO_MI | MISO_WUMS | Internal | Shoulder | B13 | 600 | 117 | 0 | 49.18 | 49.16 | 0.01 | 0
2030 | MISO_MI_2_MISO_WUMS | MISO_MI | MISO_WUMS | Internal | Shoulder | B14 | 900 | 117 | 0 | 48.36 | 47.51 | 0.01 | 0
2030 | MISO_MI_2_MISO_WUMS | MISO_MI | MISO_WUMS | Internal | Shoulder | B15 | 1203 | 117 | 0 | 43.3 | 43.29 | 0.01 | 0
2030 | MISO_MI_2_MISO_WUMS | MISO_MI | MISO_WUMS | Internal | Summer | B1 | 10 | 117 | 0 | 93.02 | 73.13 | 0.01 | 0
2030 | MISO_MI_2_MISO_WUMS | MISO_MI | MISO_WUMS | Internal | Summer | B2 | 25 | 117 | 0 | 78.19 | 73.13 | 0.01 | 0
2030 | MISO_MI_2_MISO_WUMS | MISO_MI | MISO_WUMS | Internal | Summer | B3 | 75 | 117 | 117 | 73.03 | 73.13 | 0.01 | 0.09
2030 | MISO_MI_2_MISO_WUMS | MISO_MI | MISO_WUMS | Internal | Summer | B4 | 100 | 117 | 117 | 73.03 | 73.13 | 0.01 | 0.09
2030 | MISO_MI_2_MISO_WUMS | MISO_MI | MISO_WUMS | Internal | Summer | B5 | 200 | 117 | 117 | 72.97 | 73.13 | 0.01 | 0.15
2030 | MISO_MI_2_MISO_WUMS | MISO_MI | MISO_WUMS | Internal | Summer | B6 | 300 | 117 | 0 | 55.3 | 54.49 | 0.01 | 0
2030 | MISO_MI_2_MISO_WUMS | MISO_MI | MISO_WUMS | Internal | Summer | B7 | 400 | 117 | 0 | 48.48 | 47.14 | 0.01 | 0
2030 | MISO_MI_2_MISO_WUMS | MISO_MI | MISO_WUMS | Internal | Summer | B8 | 500 | 117 | 0 | 44.53 | 44.48 | 0.01 | 0
2030 | MISO_MI_2_MISO_WUMS | MISO_MI | MISO_WUMS | Internal | Summer | B9 | 800 | 117 | 83.18 | 43.3 | 43.32 | 0.01 | 0
2030 | MISO_MI_2_MISO_WUMS | MISO_MI | MISO_WUMS | Internal | Summer | B10 | 1262 | 117 | 31.68 | 39.62 | 39.63 | 0.01 | 0
2030 | MISO_MI_2_MISO_WUMS | MISO_MI | MISO_WUMS | Internal | Winter | B16 | 25 | 117 | 0 | 69.53 | 69.53 | 0.01 | 0
2030 | MISO_MI_2_MISO_WUMS | MISO_MI | MISO_WUMS | Internal | Winter | B17 | 100 | 117 | 0 | 55.98 | 55.98 | 0.01 | 0
2030 | MISO_MI_2_MISO_WUMS | MISO_MI | MISO_WUMS | Internal | Winter | B18 | 400 | 117 | 98.87 | 51.66 | 51.67 | 0.01 | 0
2030 | MISO_MI_2_MISO_WUMS | MISO_MI | MISO_WUMS | Internal | Winter | B19 | 700 | 117 | 6.19 | 49.16 | 49.17 | 0.01 | 0
2030 | MISO_MI_2_MISO_WUMS | MISO_MI | MISO_WUMS | Internal | Winter | B20 | 935 | 117 | 0 | 42.2 | 42.2 | 0.01 | 0
2030 | MISO_MI_2_PJM_ROR | MISO_MI | PJM_ROR | Internal | Shoulder | B11 | 25 | 1424 | 637.75 | 64.26 | 66.26 | 2 | 0
2030 | MISO_MI_2_PJM_ROR | MISO_MI | PJM_ROR | Internal | Shoulder | B12 | 200 | 1424 | 0 | 56.63 | 57.48 | 2 | 0
2030 | MISO_MI_2_PJM_ROR | MISO_MI | PJM_ROR | Internal | Shoulder | B13 | 600 | 1424 | 0 | 49.18 | 50.43 | 2 | 0
2030 | MISO_MI_2_PJM_ROR | MISO_MI | PJM_ROR | Internal | Shoulder | B14 | 900 | 1424 | 0 | 48.36 | 48.62 | 2 | 0
2030 | MISO_MI_2_PJM_ROR | MISO_MI | PJM_ROR | Internal | Shoulder | B15 | 1203 | 1424 | 0 | 43.3 | 43.49 | 2 | 0
2030 | MISO_MI_2_PJM_ROR | MISO_MI | PJM_ROR | Internal | Summer | B1 | 10 | 1424 | 1424 | 93.02 | 96.49 | 2 | 1.48
2030 | MISO_MI_2_PJM_ROR | MISO_MI | PJM_ROR | Internal | Summer | B2 | 25 | 1424 | 1424 | 78.19 | 80.59 | 2 | 0.41
2030 | MISO_MI_2_PJM_ROR | MISO_MI | PJM_ROR | Internal | Summer | B3 | 75 | 1424 | 91.3 | 73.03 | 75.03 | 2 | 0
2030 | MISO_MI_2_PJM_ROR | MISO_MI | PJM_ROR | Internal | Summer | B4 | 100 | 1424 | 1330.99 | 73.03 | 75.03 | 2 | 0
2030 | MISO_MI_2_PJM_ROR | MISO_MI | PJM_ROR | Internal | Summer | B5 | 200 | 1424 | 0 | 72.97 | 71.9 | 2 | 0
2030 | MISO_MI_2_PJM_ROR | MISO_MI | PJM_ROR | Internal | Summer | B6 | 300 | 1424 | 0 | 55.3 | 56.45 | 2 | 0
2030 | MISO_MI_2_PJM_ROR | MISO_MI | PJM_ROR | Internal | Summer | B7 | 400 | 1424 | 0 | 48.48 | 49.14 | 2 | 0
2030 | MISO_MI_2_PJM_ROR | MISO_MI | PJM_ROR | Internal | Summer | B8 | 500 | 1424 | 0 | 44.53 | 45.35 | 2 | 0
2030 | MISO_MI_2_PJM_ROR | MISO_MI | PJM_ROR | Internal | Summer | B9 | 800 | 1424 | 0 | 43.3 | 44.52 | 2 | 0
2030 | MISO_MI_2_PJM_ROR | MISO_MI | PJM_ROR | Internal | Summer | B10 | 1262 | 1424 | 0 | 39.62 | 39.27 | 2 | 0
2030 | MISO_MI_2_PJM_ROR | MISO_MI | PJM_ROR | Internal | Winter | B16 | 25 | 1424 | 956.45 | 69.53 | 71.53 | 2 | 0
2030 | MISO_MI_2_PJM_ROR | MISO_MI | PJM_ROR | Internal | Winter | B17 | 100 | 1424 | 103.42 | 55.98 | 57.98 | 2 | 0
2030 | MISO_MI_2_PJM_ROR | MISO_MI | PJM_ROR | Internal | Winter | B18 | 400 | 1424 | 0 | 51.66 | 53.49 | 2 | 0
2030 | MISO_MI_2_PJM_ROR | MISO_MI | PJM_ROR | Internal | Winter | B19 | 700 | 1424 | 0 | 49.16 | 49.89 | 2 | 0
2030 | MISO_MI_2_PJM_ROR | MISO_MI | PJM_ROR | Internal | Winter | B20 | 935 | 1424 | 0 | 42.2 | 41.71 | 2 | 0
2030 | MISO_MO-IL_2_ENT | MISO_MO-IL | ENT | Internal | Shoulder | B11 | 25 | 2540 | 0 | 70.72 | 75.76 | 8 | 0
2030 | MISO_MO-IL_2_ENT | MISO_MO-IL | ENT | Internal | Shoulder | B12 | 200 | 2540 | 0 | 55.96 | 51.14 | 8 | 0
2030 | MISO_MO-IL_2_ENT | MISO_MO-IL | ENT | Internal | Shoulder | B13 | 600 | 2540 | 0 | 49.18 | 51.14 | 8 | 0
2030 | MISO_MO-IL_2_ENT | MISO_MO-IL | ENT | Internal | Shoulder | B14 | 900 | 2540 | 0 | 48.36 | 50.77 | 8 | 0
2030 | MISO_MO-IL_2_ENT | MISO_MO-IL | ENT | Internal | Shoulder | B15 | 1203 | 2540 | 0 | 43.28 | 49.98 | 8 | 0
2030 | MISO_MO-IL_2_ENT | MISO_MO-IL | ENT | Internal | Summer | B1 | 10 | 2540 | 0 | 93.02 | 85.03 | 8 | 0
2030 | MISO_MO-IL_2_ENT | MISO_MO-IL | ENT | Internal | Summer | B2 | 25 | 2540 | 0 | 78.59 | 82.13 | 8 | 0
2030 | MISO_MO-IL_2_ENT | MISO_MO-IL | ENT | Internal | Summer | B3 | 75 | 2540 | 0 | 76.34 | 82.13 | 8 | 0
2030 | MISO_MO-IL_2_ENT | MISO_MO-IL | ENT | Internal | Summer | B4 | 100 | 2540 | 0 | 76.34 | 82.13 | 8 | 0
2030 | MISO_MO-IL_2_ENT | MISO_MO-IL | ENT | Internal | Summer | B5 | 200 | 2540 | 0 | 73.9 | 75.61 | 8 | 0
2030 | MISO_MO-IL_2_ENT | MISO_MO-IL | ENT | Internal | Summer | B6 | 300 | 2540 | 340.59 | 58.46 | 66.46 | 8 | 0
2030 | MISO_MO-IL_2_ENT | MISO_MO-IL | ENT | Internal | Summer | B7 | 400 | 2540 | 0 | 48.45 | 55.21 | 8 | 0
2030 | MISO_MO-IL_2_ENT | MISO_MO-IL | ENT | Internal | Summer | B8 | 500 | 2540 | 0 | 44.51 | 49.48 | 8 | 0
2030 | MISO_MO-IL_2_ENT | MISO_MO-IL | ENT | Internal | Summer | B9 | 800 | 2540 | 0 | 43.28 | 49.12 | 8 | 0
2030 | MISO_MO-IL_2_ENT | MISO_MO-IL | ENT | Internal | Summer | B10 | 1262 | 2540 | 0 | 39.59 | 47.5 | 8 | 0
2030 | MISO_MO-IL_2_ENT | MISO_MO-IL | ENT | Internal | Winter | B16 | 25 | 2540 | 0 | 69.54 | 73.84 | 8 | 0
2030 | MISO_MO-IL_2_ENT | MISO_MO-IL | ENT | Internal | Winter | B17 | 100 | 2540 | 0 | 55.98 | 54.44 | 8 | 0
2030 | MISO_MO-IL_2_ENT | MISO_MO-IL | ENT | Internal | Winter | B18 | 400 | 2540 | 0 | 51.66 | 54.41 | 8 | 0
2030 | MISO_MO-IL_2_ENT | MISO_MO-IL | ENT | Internal | Winter | B19 | 700 | 2540 | 0 | 49.13 | 54.04 | 8 | 0
2030 | MISO_MO-IL_2_ENT | MISO_MO-IL | ENT | Internal | Winter | B20 | 935 | 2540 | 2540 | 42.2 | 52.26 | 8 | 2.06
2030 | MISO_MO-IL_2_MISO_IN | MISO_MO-IL | MISO_IN | Internal | Shoulder | B11 | 25 | 2100 | 430.82 | 70.72 | 70.74 | 0.01 | 0
2030 | MISO_MO-IL_2_MISO_IN | MISO_MO-IL | MISO_IN | Internal | Shoulder | B12 | 200 | 2100 | 2100 | 55.96 | 56.65 | 0.01 | 0.67
2030 | MISO_MO-IL_2_MISO_IN | MISO_MO-IL | MISO_IN | Internal | Shoulder | B13 | 600 | 2100 | 815.43 | 49.18 | 49.2 | 0.01 | 0
2030 | MISO_MO-IL_2_MISO_IN | MISO_MO-IL | MISO_IN | Internal | Shoulder | B14 | 900 | 2100 | 388.54 | 48.36 | 48.37 | 0.01 | 0
2030 | MISO_MO-IL_2_MISO_IN | MISO_MO-IL | MISO_IN | Internal | Shoulder | B15 | 1203 | 2100 | 1870.22 | 43.28 | 43.29 | 0.01 | 0
2030 | MISO_MO-IL_2_MISO_IN | MISO_MO-IL | MISO_IN | Internal | Summer | B1 | 10 | 2100 | 1589.09 | 93.02 | 93.03 | 0.01 | 0
2030 | MISO_MO-IL_2_MISO_IN | MISO_MO-IL | MISO_IN | Internal | Summer | B2 | 25 | 2100 | 0 | 78.59 | 78.59 | 0.01 | 0
2030 | MISO_MO-IL_2_MISO_IN | MISO_MO-IL | MISO_IN | Internal | Summer | B3 | 75 | 2100 | 1013.72 | 76.34 | 76.35 | 0.01 | 0
2030 | MISO_MO-IL_2_MISO_IN | MISO_MO-IL | MISO_IN | Internal | Summer | B4 | 100 | 2100 | 94.95 | 76.34 | 76.35 | 0.01 | 0
2030 | MISO_MO-IL_2_MISO_IN | MISO_MO-IL | MISO_IN | Internal | Summer | B5 | 200 | 2100 | 0 | 73.9 | 73.89 | 0.01 | 0
2030 | MISO_MO-IL_2_MISO_IN | MISO_MO-IL | MISO_IN | Internal | Summer | B6 | 300 | 2100 | 0 | 58.46 | 58.45 | 0.01 | 0
2030 | MISO_MO-IL_2_MISO_IN | MISO_MO-IL | MISO_IN | Internal | Summer | B7 | 400 | 2100 | 285.06 | 48.45 | 48.46 | 0.01 | 0
2030 | MISO_MO-IL_2_MISO_IN | MISO_MO-IL | MISO_IN | Internal | Summer | B8 | 500 | 2100 | 1744.88 | 44.51 | 44.52 | 0.01 | 0
2030 | MISO_MO-IL_2_MISO_IN | MISO_MO-IL | MISO_IN | Internal | Summer | B9 | 800 | 2100 | 1539.63 | 43.28 | 43.29 | 0.01 | 0
2030 | MISO_MO-IL_2_MISO_IN | MISO_MO-IL | MISO_IN | Internal | Summer | B10 | 1262 | 2100 | 1657.54 | 39.59 | 39.6 | 0.01 | 0
2030 | MISO_MO-IL_2_MISO_IN | MISO_MO-IL | MISO_IN | Internal | Winter | B16 | 25 | 2100 | 2100 | 69.54 | 73.53 | 0.01 | 3.98
2030 | MISO_MO-IL_2_MISO_IN | MISO_MO-IL | MISO_IN | Internal | Winter | B17 | 100 | 2100 | 1808.33 | 55.98 | 56 | 0.01 | 0
2030 | MISO_MO-IL_2_MISO_IN | MISO_MO-IL | MISO_IN | Internal | Winter | B18 | 400 | 2100 | 137.43 | 51.66 | 51.67 | 0.01 | 0
2030 | MISO_MO-IL_2_MISO_IN | MISO_MO-IL | MISO_IN | Internal | Winter | B19 | 700 | 2100 | 479.03 | 49.13 | 49.14 | 0.01 | 0
2030 | MISO_MO-IL_2_MISO_IN | MISO_MO-IL | MISO_IN | Internal | Winter | B20 | 935 | 2100 | 324.82 | 42.2 | 42.21 | 0.01 | 0
2030 | MISO_MO-IL_2_MISO_W | MISO_MO-IL | MISO_W | Internal | Shoulder | B11 | 25 | 960 | 0 | 70.72 | 70.71 | 0.01 | 0
2030 | MISO_MO-IL_2_MISO_W | MISO_MO-IL | MISO_W | Internal | Shoulder | B12 | 200 | 960 | 0 | 55.96 | 55.95 | 0.01 | 0
2030 | MISO_MO-IL_2_MISO_W | MISO_MO-IL | MISO_W | Internal | Shoulder | B13 | 600 | 960 | 0 | 49.18 | 49.17 | 0.01 | 0
2030 | MISO_MO-IL_2_MISO_W | MISO_MO-IL | MISO_W | Internal | Shoulder | B14 | 900 | 960 | 960 | 48.36 | 48.94 | 0.01 | 0.57
2030 | MISO_MO-IL_2_MISO_W | MISO_MO-IL | MISO_W | Internal | Shoulder | B15 | 1203 | 960 | 111.44 | 43.28 | 43.29 | 0.01 | 0
2030 | MISO_MO-IL_2_MISO_W | MISO_MO-IL | MISO_W | Internal | Summer | B1 | 10 | 960 | 0 | 93.02 | 93 | 0.01 | 0
2030 | MISO_MO-IL_2_MISO_W | MISO_MO-IL | MISO_W | Internal | Summer | B2 | 25 | 960 | 46.32 | 78.59 | 78.61 | 0.01 | 0
2030 | MISO_MO-IL_2_MISO_W | MISO_MO-IL | MISO_W | Internal | Summer | B3 | 75 | 960 | 960 | 76.34 | 77.47 | 0.01 | 1.12
2030 | MISO_MO-IL_2_MISO_W | MISO_MO-IL | MISO_W | Internal | Summer | B4 | 100 | 960 | 960 | 76.34 | 77.47 | 0.01 | 1.12
2030 | MISO_MO-IL_2_MISO_W | MISO_MO-IL | MISO_W | Internal | Summer | B5 | 200 | 960 | 426.99 | 73.9 | 73.91 | 0.01 | 0
2030 | MISO_MO-IL_2_MISO_W | MISO_MO-IL | MISO_W | Internal | Summer | B6 | 300 | 960 | 960 | 58.46 | 59.46 | 0.01 | 0.99
2030 | MISO_MO-IL_2_MISO_W | MISO_MO-IL | MISO_W | Internal | Summer | B7 | 400 | 960 | 720.09 | 48.45 | 48.46 | 0.01 | 0
2030 | MISO_MO-IL_2_MISO_W | MISO_MO-IL | MISO_W | Internal | Summer | B8 | 500 | 960 | 0 | 44.51 | 44.49 | 0.01 | 0
2030 | MISO_MO-IL_2_MISO_W | MISO_MO-IL | MISO_W | Internal | Summer | B9 | 800 | 960 | 960 | 43.28 | 43.3 | 0.01 | 0.01
2030 | MISO_MO-IL_2_MISO_W | MISO_MO-IL | MISO_W | Internal | Summer | B10 | 1262 | 960 | 0 | 39.59 | 39.58 | 0.01 | 0
2030 | MISO_MO-IL_2_MISO_W | MISO_MO-IL | MISO_W | Internal | Winter | B16 | 25 | 960 | 0 | 69.54 | 69.53 | 0.01 | 0
2030 | MISO_MO-IL_2_MISO_W | MISO_MO-IL | MISO_W | Internal | Winter | B17 | 100 | 960 | 0 | 55.98 | 55.97 | 0.01 | 0
2030 | MISO_MO-IL_2_MISO_W | MISO_MO-IL | MISO_W | Internal | Winter | B18 | 400 | 960 | 960 | 51.66 | 52.59 | 0.01 | 0.92
2030 | MISO_MO-IL_2_MISO_W | MISO_MO-IL | MISO_W | Internal | Winter | B19 | 700 | 960 | 960 | 49.13 | 49.18 | 0.01 | 0.04
2030 | MISO_MO-IL_2_MISO_W | MISO_MO-IL | MISO_W | Internal | Winter | B20 | 935 | 960 | 0 | 42.2 | 42.18 | 0.01 | 0
2030 | MISO_MO-IL_2_PJM_ROR | MISO_MO-IL | PJM_ROR | Internal | Shoulder | B11 | 25 | 1212 | 0 | 70.72 | 66.26 | 2 | 0
2030 | MISO_MO-IL_2_PJM_ROR | MISO_MO-IL | PJM_ROR | Internal | Shoulder | B12 | 200 | 1212 | 0 | 55.96 | 57.48 | 2 | 0
2030 | MISO_MO-IL_2_PJM_ROR | MISO_MO-IL | PJM_ROR | Internal | Shoulder | B13 | 600 | 1212 | 0 | 49.18 | 50.43 | 2 | 0
2030 | MISO_MO-IL_2_PJM_ROR | MISO_MO-IL | PJM_ROR | Internal | Shoulder | B14 | 900 | 1212 | 0 | 48.36 | 48.62 | 2 | 0
2030 | MISO_MO-IL_2_PJM_ROR | MISO_MO-IL | PJM_ROR | Internal | Shoulder | B15 | 1203 | 1212 | 0 | 43.28 | 43.49 | 2 | 0
2030 | MISO_MO-IL_2_PJM_ROR | MISO_MO-IL | PJM_ROR | Internal | Summer | B1 | 10 | 1212 | 1212 | 93.02 | 96.49 | 2 | 1.48
2030 | MISO_MO-IL_2_PJM_ROR | MISO_MO-IL | PJM_ROR | Internal | Summer | B2 | 25 | 1212 | 331.19 | 78.59 | 80.59 | 2 | 0
2030 | MISO_MO-IL_2_PJM_ROR | MISO_MO-IL | PJM_ROR | Internal | Summer | B3 | 75 | 1212 | 0 | 76.34 | 75.03 | 2 | 0
2030 | MISO_MO-IL_2_PJM_ROR | MISO_MO-IL | PJM_ROR | Internal | Summer | B4 | 100 | 1212 | 0 | 76.34 | 75.03 | 2 | 0
2030 | MISO_MO-IL_2_PJM_ROR | MISO_MO-IL | PJM_ROR | Internal | Summer | B5 | 200 | 1212 | 0 | 73.9 | 71.9 | 2 | 0
2030 | MISO_MO-IL_2_PJM_ROR | MISO_MO-IL | PJM_ROR | Internal | Summer | B6 | 300 | 1212 | 0 | 58.46 | 56.45 | 2 | 0
2030 | MISO_MO-IL_2_PJM_ROR | MISO_MO-IL | PJM_ROR | Internal | Summer | B7 | 400 | 1212 | 0 | 48.45 | 49.14 | 2 | 0
2030 | MISO_MO-IL_2_PJM_ROR | MISO_MO-IL | PJM_ROR | Internal | Summer | B8 | 500 | 1212 | 0 | 44.51 | 45.35 | 2 | 0
2030 | MISO_MO-IL_2_PJM_ROR | MISO_MO-IL | PJM_ROR | Internal | Summer | B9 | 800 | 1212 | 0 | 43.28 | 44.52 | 2 | 0
2030 | MISO_MO-IL_2_PJM_ROR | MISO_MO-IL | PJM_ROR | Internal | Summer | B10 | 1262 | 1212 | 0 | 39.59 | 39.27 | 2 | 0
2030 | MISO_MO-IL_2_PJM_ROR | MISO_MO-IL | PJM_ROR | Internal | Winter | B16 | 25 | 1212 | 0 | 69.54 | 71.53 | 2 | 0
2030 | MISO_MO-IL_2_PJM_ROR | MISO_MO-IL | PJM_ROR | Internal | Winter | B17 | 100 | 1212 | 115.78 | 55.98 | 57.98 | 2 | 0
2030 | MISO_MO-IL_2_PJM_ROR | MISO_MO-IL | PJM_ROR | Internal | Winter | B18 | 400 | 1212 | 0 | 51.66 | 53.49 | 2 | 0
2030 | MISO_MO-IL_2_PJM_ROR | MISO_MO-IL | PJM_ROR | Internal | Winter | B19 | 700 | 1212 | 0 | 49.13 | 49.89 | 2 | 0
2030 | MISO_MO-IL_2_PJM_ROR | MISO_MO-IL | PJM_ROR | Internal | Winter | B20 | 935 | 1212 | 0 | 42.2 | 41.71 | 2 | 0
2030 | MISO_MO-IL_2_SPP_N | MISO_MO-IL | SPP_N | Internal | Shoulder | B11 | 25 | 2000 | 0 | 70.72 | 77.71 | 8 | 0
2030 | MISO_MO-IL_2_SPP_N | MISO_MO-IL | SPP_N | Internal | Shoulder | B12 | 200 | 2000 | 0 | 55.96 | 53 | 8 | 0
2030 | MISO_MO-IL_2_SPP_N | MISO_MO-IL | SPP_N | Internal | Shoulder | B13 | 600 | 2000 | 0 | 49.18 | 50 | 8 | 0
2030 | MISO_MO-IL_2_SPP_N | MISO_MO-IL | SPP_N | Internal | Shoulder | B14 | 900 | 2000 | 0 | 48.36 | 49.43 | 8 | 0
2030 | MISO_MO-IL_2_SPP_N | MISO_MO-IL | SPP_N | Internal | Shoulder | B15 | 1203 | 2000 | 0 | 43.28 | 48.89 | 8 | 0
2030 | MISO_MO-IL_2_SPP_N | MISO_MO-IL | SPP_N | Internal | Summer | B1 | 10 | 2000 | 0 | 93.02 | 88.02 | 8 | 0
2030 | MISO_MO-IL_2_SPP_N | MISO_MO-IL | SPP_N | Internal | Summer | B2 | 25 | 2000 | 0 | 78.59 | 80.98 | 8 | 0
2030 | MISO_MO-IL_2_SPP_N | MISO_MO-IL | SPP_N | Internal | Summer | B3 | 75 | 2000 | 0 | 76.34 | 80.98 | 8 | 0
2030 | MISO_MO-IL_2_SPP_N | MISO_MO-IL | SPP_N | Internal | Summer | B4 | 100 | 2000 | 0 | 76.34 | 80.98 | 8 | 0
2030 | MISO_MO-IL_2_SPP_N | MISO_MO-IL | SPP_N | Internal | Summer | B5 | 200 | 2000 | 0 | 73.9 | 80.91 | 8 | 0
2030 | MISO_MO-IL_2_SPP_N | MISO_MO-IL | SPP_N | Internal | Summer | B6 | 300 | 2000 | 1360.64 | 58.46 | 66.46 | 8 | 0
2030 | MISO_MO-IL_2_SPP_N | MISO_MO-IL | SPP_N | Internal | Summer | B7 | 400 | 2000 | 0 | 48.45 | 55.46 | 8 | 0
2030 | MISO_MO-IL_2_SPP_N | MISO_MO-IL | SPP_N | Internal | Summer | B8 | 500 | 2000 | 0 | 44.51 | 49.47 | 8 | 0
2030 | MISO_MO-IL_2_SPP_N | MISO_MO-IL | SPP_N | Internal | Summer | B9 | 800 | 2000 | 0 | 43.28 | 47.31 | 8 | 0
2030 | MISO_MO-IL_2_SPP_N | MISO_MO-IL | SPP_N | Internal | Summer | B10 | 1262 | 2000 | 0 | 39.59 | 46.58 | 8 | 0
2030 | MISO_MO-IL_2_SPP_N | MISO_MO-IL | SPP_N | Internal | Winter | B16 | 25 | 2000 | 0 | 69.54 | 69.54 | 8 | 0
2030 | MISO_MO-IL_2_SPP_N | MISO_MO-IL | SPP_N | Internal | Winter | B17 | 100 | 2000 | 0 | 55.98 | 53.9 | 8 | 0
2030 | MISO_MO-IL_2_SPP_N | MISO_MO-IL | SPP_N | Internal | Winter | B18 | 400 | 2000 | 0 | 51.66 | 52.36 | 8 | 0
2030 | MISO_MO-IL_2_SPP_N | MISO_MO-IL | SPP_N | Internal | Winter | B19 | 700 | 2000 | 0 | 49.13 | 52.24 | 8 | 0
2030 | MISO_MO-IL_2_SPP_N | MISO_MO-IL | SPP_N | Internal | Winter | B20 | 935 | 2000 | 0 | 42.2 | 47.99 | 8 | 0
2030 | MISO_MO-IL_2_TVA_Transmission | MISO_MO-IL | TVA_Transmission | Internal | Shoulder | B11 | 25 | 4000 | 0 | 70.72 | 72.12 | 8 | 0
2030 | MISO_MO-IL_2_TVA_Transmission | MISO_MO-IL | TVA_Transmission | Internal | Shoulder | B12 | 200 | 4000 | 0 | 55.96 | 57.42 | 8 | 0
2030 | MISO_MO-IL_2_TVA_Transmission | MISO_MO-IL | TVA_Transmission | Internal | Shoulder | B13 | 600 | 4000 | 0 | 49.18 | 53.05 | 8 | 0
2030 | MISO_MO-IL_2_TVA_Transmission | MISO_MO-IL | TVA_Transmission | Internal | Shoulder | B14 | 900 | 4000 | 0 | 48.36 | 51.65 | 8 | 0
2030 | MISO_MO-IL_2_TVA_Transmission | MISO_MO-IL | TVA_Transmission | Internal | Shoulder | B15 | 1203 | 4000 | 0 | 43.28 | 49.49 | 8 | 0
2030 | MISO_MO-IL_2_TVA_Transmission | MISO_MO-IL | TVA_Transmission | Internal | Summer | B1 | 10 | 4000 | 0 | 93.02 | 93.03 | 8 | 0
2030 | MISO_MO-IL_2_TVA_Transmission | MISO_MO-IL | TVA_Transmission | Internal | Summer | B2 | 25 | 4000 | 835.57 | 78.59 | 86.59 | 8 | 0
2030 | MISO_MO-IL_2_TVA_Transmission | MISO_MO-IL | TVA_Transmission | Internal | Summer | B3 | 75 | 4000 | 0 | 76.34 | 81.03 | 8 | 0
2030 | MISO_MO-IL_2_TVA_Transmission | MISO_MO-IL | TVA_Transmission | Internal | Summer | B4 | 100 | 4000 | 0 | 76.34 | 80.91 | 8 | 0
2030 | MISO_MO-IL_2_TVA_Transmission | MISO_MO-IL | TVA_Transmission | Internal | Summer | B5 | 200 | 4000 | 0 | 73.9 | 77.9 | 8 | 0
2030 | MISO_MO-IL_2_TVA_Transmission | MISO_MO-IL | TVA_Transmission | Internal | Summer | B6 | 300 | 4000 | 0 | 58.46 | 61.69 | 8 | 0
2030 | MISO_MO-IL_2_TVA_Transmission | MISO_MO-IL | TVA_Transmission | Internal | Summer | B7 | 400 | 4000 | 0 | 48.45 | 54.42 | 8 | 0
2030 | MISO_MO-IL_2_TVA_Transmission | MISO_MO-IL | TVA_Transmission | Internal | Summer | B8 | 500 | 4000 | 0 | 44.51 | 49.85 | 8 | 0
2030 | MISO_MO-IL_2_TVA_Transmission | MISO_MO-IL | TVA_Transmission | Internal | Summer | B9 | 800 | 4000 | 0 | 43.28 | 47.58 | 8 | 0
2030 | MISO_MO-IL_2_TVA_Transmission | MISO_MO-IL | TVA_Transmission | Internal | Summer | B10 | 1262 | 4000 | 0 | 39.59 | 43.71 | 8 | 0
2030 | MISO_MO-IL_2_TVA_Transmission | MISO_MO-IL | TVA_Transmission | Internal | Winter | B16 | 25 | 4000 | 0 | 69.54 | 77.53 | 8 | 0
2030 | MISO_MO-IL_2_TVA_Transmission | MISO_MO-IL | TVA_Transmission | Internal | Winter | B17 | 100 | 4000 | 0 | 55.98 | 59.37 | 8 | 0
2030 | MISO_MO-IL_2_TVA_Transmission | MISO_MO-IL | TVA_Transmission | Internal | Winter | B18 | 400 | 4000 | 0 | 51.66 | 55.21 | 8 | 0
2030 | MISO_MO-IL_2_TVA_Transmission | MISO_MO-IL | TVA_Transmission | Internal | Winter | B19 | 700 | 4000 | 0 | 49.13 | 53.17 | 8 | 0
2030 | MISO_MO-IL_2_TVA_Transmission | MISO_MO-IL | TVA_Transmission | Internal | Winter | B20 | 935 | 4000 | 0 | 42.2 | 47.71 | 8 | 0
2030 | MISO_W_2_MAPP_CA | MISO_W | MAPP_CA | Internal | Shoulder | B11 | 25 | 700 | 0 | 70.71 | 56.71 | 0.01 | 0
2030 | MISO_W_2_MAPP_CA | MISO_W | MAPP_CA | Internal | Shoulder | B12 | 200 | 700 | 0 | 55.95 | 55.94 | 0.01 | 0
2030 | MISO_W_2_MAPP_CA | MISO_W | MAPP_CA | Internal | Shoulder | B13 | 600 | 700 | 0 | 49.17 | 49.16 | 0.01 | 0
2030 | MISO_W_2_MAPP_CA | MISO_W | MAPP_CA | Internal | Shoulder | B14 | 900 | 700 | 700 | 48.94 | 49.16 | 0.01 | 0.2
2030 | MISO_W_2_MAPP_CA | MISO_W | MAPP_CA | Internal | Shoulder | B15 | 1203 | 700 | 700 | 43.29 | 49.16 | 0.01 | 5.86
2030 | MISO_W_2_MAPP_CA | MISO_W | MAPP_CA | Internal | Summer | B1 | 10 | 700 | 0 | 93 | 79 | 0.01 | 0
2030 | MISO_W_2_MAPP_CA | MISO_W | MAPP_CA | Internal | Summer | B2 | 25 | 700 | 0 | 78.61 | 78.19 | 0.01 | 0
2030 | MISO_W_2_MAPP_CA | MISO_W | MAPP_CA | Internal | Summer | B3 | 75 | 700 | 0 | 77.47 | 77.46 | 0.01 | 0
2030 | MISO_W_2_MAPP_CA | MISO_W | MAPP_CA | Internal | Summer | B4 | 100 | 700 | 0 | 77.47 | 77.46 | 0.01 | 0
2030 | MISO_W_2_MAPP_CA | MISO_W | MAPP_CA | Internal | Summer | B5 | 200 | 700 | 0 | 73.91 | 73.9 | 0.01 | 0
2030 | MISO_W_2_MAPP_CA | MISO_W | MAPP_CA | Internal | Summer | B6 | 300 | 700 | 0 | 59.46 | 59.45 | 0.01 | 0
2030 | MISO_W_2_MAPP_CA | MISO_W | MAPP_CA | Internal | Summer | B7 | 400 | 700 | 0 | 48.46 | 48.45 | 0.01 | 0
2030 | MISO_W_2_MAPP_CA | MISO_W | MAPP_CA | Internal | Summer | B8 | 500 | 700 | 0 | 44.49 | 44.48 | 0.01 | 0
2030 | MISO_W_2_MAPP_CA | MISO_W | MAPP_CA | Internal | Summer | B9 | 800 | 700 | 700 | 43.3 | 44.19 | 0.01 | 0.87
2030 | MISO_W_2_MAPP_CA | MISO_W | MAPP_CA | Internal | Summer | B10 | 1262 | 700 | 700 | 39.58 | 44.19 | 0.01 | 4.6
2030 | MISO_W_2_MAPP_CA | MISO_W | MAPP_CA | Internal | Winter | B16 | 25 | 700 | 0 | 69.53 | 69.52 | 0.01 | 0
2030 | MISO_W_2_MAPP_CA | MISO_W | MAPP_CA | Internal | Winter | B17 | 100 | 700 | 0 | 55.97 | 55.96 | 0.01 | 0
2030 | MISO_W_2_MAPP_CA | MISO_W | MAPP_CA | Internal | Winter | B18 | 400 | 700 | 700 | 52.59 | 53.91 | 0.01 | 1.31
2030 | MISO_W_2_MAPP_CA | MISO_W | MAPP_CA | Internal | Winter | B19 | 700 | 700 | 700 | 49.18 | 53.91 | 0.01 | 4.72
2030 | MISO_W_2_MAPP_CA | MISO_W | MAPP_CA | Internal | Winter | B20 | 935 | 700 | 700 | 42.18 | 53.91 | 0.01 | 11.72
2030 | MISO_W_2_MISO_MO-IL | MISO_W | MISO_MO-IL | Internal | Shoulder | B11 | 25 | 3800 | 1341.56 | 70.71 | 70.72 | 0.01 | 0
2030 | MISO_W_2_MISO_MO-IL | MISO_W | MISO_MO-IL | Internal | Shoulder | B12 | 200 | 3800 | 1857.49 | 55.95 | 55.96 | 0.01 | 0
2030 | MISO_W_2_MISO_MO-IL | MISO_W | MISO_MO-IL | Internal | Shoulder | B13 | 600 | 3800 | 156.3 | 49.17 | 49.18 | 0.01 | 0
2030 | MISO_W_2_MISO_MO-IL | MISO_W | MISO_MO-IL | Internal | Shoulder | B14 | 900 | 3800 | 0 | 48.94 | 48.36 | 0.01 | 0
2030 | MISO_W_2_MISO_MO-IL | MISO_W | MISO_MO-IL | Internal | Shoulder | B15 | 1203 | 3800 | 0 | 43.29 | 43.28 | 0.01 | 0
2030 | MISO_W_2_MISO_MO-IL | MISO_W | MISO_MO-IL | Internal | Summer | B1 | 10 | 3800 | 2005.82 | 93 | 93.02 | 0.01 | 0
2030 | MISO_W_2_MISO_MO-IL | MISO_W | MISO_MO-IL | Internal | Summer | B2 | 25 | 3800 | 0 | 78.61 | 78.59 | 0.01 | 0
2030 | MISO_W_2_MISO_MO-IL | MISO_W | MISO_MO-IL | Internal | Summer | B3 | 75 | 3800 | 0 | 77.47 | 76.34 | 0.01 | 0
2030 | MISO_W_2_MISO_MO-IL | MISO_W | MISO_MO-IL | Internal | Summer | B4 | 100 | 3800 | 0 | 77.47 | 76.34 | 0.01 | 0
2030 | MISO_W_2_MISO_MO-IL | MISO_W | MISO_MO-IL | Internal | Summer | B5 | 200 | 3800 | 0 | 73.91 | 73.9 | 0.01 | 0
2030 | MISO_W_2_MISO_MO-IL | MISO_W | MISO_MO-IL | Internal | Summer | B6 | 300 | 3800 | 0 | 59.46 | 58.46 | 0.01 | 0
2030 | MISO_W_2_MISO_MO-IL | MISO_W | MISO_MO-IL | Internal | Summer | B7 | 400 | 3800 | 0 | 48.46 | 48.45 | 0.01 | 0
2030 | MISO_W_2_MISO_MO-IL | MISO_W | MISO_MO-IL | Internal | Summer | B8 | 500 | 3800 | 228.27 | 44.49 | 44.51 | 0.01 | 0
2030 | MISO_W_2_MISO_MO-IL | MISO_W | MISO_MO-IL | Internal | Summer | B9 | 800 | 3800 | 0 | 43.3 | 43.28 | 0.01 | 0
2030 | MISO_W_2_MISO_MO-IL | MISO_W | MISO_MO-IL | Internal | Summer | B10 | 1262 | 3800 | 424.14 | 39.58 | 39.59 | 0.01 | 0
2030 | MISO_W_2_MISO_MO-IL | MISO_W | MISO_MO-IL | Internal | Winter | B16 | 25 | 3800 | 2309.56 | 69.53 | 69.54 | 0.01 | 0
2030 | MISO_W_2_MISO_MO-IL | MISO_W | MISO_MO-IL | Internal | Winter | B17 | 100 | 3800 | 1383.54 | 55.97 | 55.98 | 0.01 | 0
2030 | MISO_W_2_MISO_MO-IL | MISO_W | MISO_MO-IL | Internal | Winter | B18 | 400 | 3800 | 0 | 52.59 | 51.66 | 0.01 | 0
2030 | MISO_W_2_MISO_MO-IL | MISO_W | MISO_MO-IL | Internal | Winter | B19 | 700 | 3800 | 0 | 49.18 | 49.13 | 0.01 | 0
2030 | MISO_W_2_MISO_MO-IL | MISO_W | MISO_MO-IL | Internal | Winter | B20 | 935 | 3800 | 832.28 | 42.18 | 42.2 | 0.01 | 0
2030 | MISO_W_2_MISO_WUMS | MISO_W | MISO_WUMS | Internal | Shoulder | B11 | 25 | 1629 | 0 | 70.71 | 68.26 | 0.01 | 0
2030 | MISO_W_2_MISO_WUMS | MISO_W | MISO_WUMS | Internal | Shoulder | B12 | 200 | 1629 | 0 | 55.95 | 55.94 | 0.01 | 0
2030 | MISO_W_2_MISO_WUMS | MISO_W | MISO_WUMS | Internal | Shoulder | B13 | 600 | 1629 | 0 | 49.17 | 49.16 | 0.01 | 0
2030 | MISO_W_2_MISO_WUMS | MISO_W | MISO_WUMS | Internal | Shoulder | B14 | 900 | 1629 | 0 | 48.94 | 47.51 | 0.01 | 0
2030 | MISO_W_2_MISO_WUMS | MISO_W | MISO_WUMS | Internal | Shoulder | B15 | 1203 | 1629 | 0 | 43.29 | 43.29 | 0.01 | 0
2030 | MISO_W_2_MISO_WUMS | MISO_W | MISO_WUMS | Internal | Summer | B1 | 10 | 1629 | 0 | 93 | 73.13 | 0.01 | 0
2030 | MISO_W_2_MISO_WUMS | MISO_W | MISO_WUMS | Internal | Summer | B2 | 25 | 1629 | 0 | 78.61 | 73.13 | 0.01 | 0
2030 | MISO_W_2_MISO_WUMS | MISO_W | MISO_WUMS | Internal | Summer | B3 | 75 | 1629 | 0 | 77.47 | 73.13 | 0.01 | 0
2030 | MISO_W_2_MISO_WUMS | MISO_W | MISO_WUMS | Internal | Summer | B4 | 100 | 1629 | 0 | 77.47 | 73.13 | 0.01 | 0
2030 | MISO_W_2_MISO_WUMS | MISO_W | MISO_WUMS | Internal | Summer | B5 | 200 | 1629 | 0 | 73.91 | 73.13 | 0.01 | 0
2030 | MISO_W_2_MISO_WUMS | MISO_W | MISO_WUMS | Internal | Summer | B6 | 300 | 1629 | 0 | 59.46 | 54.49 | 0.01 | 0
2030 | MISO_W_2_MISO_WUMS | MISO_W | MISO_WUMS | Internal | Summer | B7 | 400 | 1629 | 0 | 48.46 | 47.14 | 0.01 | 0
2030 | MISO_W_2_MISO_WUMS | MISO_W | MISO_WUMS | Internal | Summer | B8 | 500 | 1629 | 0 | 44.49 | 44.48 | 0.01 | 0
2030 | MISO_W_2_MISO_WUMS | MISO_W | MISO_WUMS | Internal | Summer | B9 | 800 | 1629 | 229.45 | 43.3 | 43.32 | 0.01 | 0
2030 | MISO_W_2_MISO_WUMS | MISO_W | MISO_WUMS | Internal | Summer | B10 | 1262 | 1629 | 1629 | 39.58 | 39.63 | 0.01 | 0.04
2030 | MISO_W_2_MISO_WUMS | MISO_W | MISO_WUMS | Internal | Winter | B16 | 25 | 1629 | 0 | 69.53 | 69.53 | 0.01 | 0
2030 | MISO_W_2_MISO_WUMS | MISO_W | MISO_WUMS | Internal | Winter | B17 | 100 | 1629 | 107.02 | 55.97 | 55.98 | 0.01 | 0
2030 | MISO_W_2_MISO_WUMS | MISO_W | MISO_WUMS | Internal | Winter | B18 | 400 | 1629 | 0 | 52.59 | 51.67 | 0.01 | 0
2030 | MISO_W_2_MISO_WUMS | MISO_W | MISO_WUMS | Internal | Winter | B19 | 700 | 1629 | 0 | 49.18 | 49.17 | 0.01 | 0
2030 | MISO_W_2_MISO_WUMS | MISO_W | MISO_WUMS | Internal | Winter | B20 | 935 | 1629 | 952.86 | 42.18 | 42.2 | 0.01 | 0
2030 | MISO_W_2_PJM_ROR | MISO_W | PJM_ROR | Internal | Shoulder | B11 | 25 | 773 | 0 | 70.71 | 66.26 | 2 | 0
2030 | MISO_W_2_PJM_ROR | MISO_W | PJM_ROR | Internal | Shoulder | B12 | 200 | 773 | 0 | 55.95 | 57.48 | 2 | 0
2030 | MISO_W_2_PJM_ROR | MISO_W | PJM_ROR | Internal | Shoulder | B13 | 600 | 773 | 0 | 49.17 | 50.43 | 2 | 0
2030 | MISO_W_2_PJM_ROR | MISO_W | PJM_ROR | Internal | Shoulder | B14 | 900 | 773 | 0 | 48.94 | 48.62 | 2 | 0
2030 | MISO_W_2_PJM_ROR | MISO_W | PJM_ROR | Internal | Shoulder | B15 | 1203 | 773 | 0 | 43.29 | 43.49 | 2 | 0
2030 | MISO_W_2_PJM_ROR | MISO_W | PJM_ROR | Internal | Summer | B1 | 10 | 773 | 773 | 93 | 96.49 | 2 | 1.49
2030 | MISO_W_2_PJM_ROR | MISO_W | PJM_ROR | Internal | Summer | B2 | 25 | 773 | 0 | 78.61 | 80.59 | 2 | 0
2030 | MISO_W_2_PJM_ROR | MISO_W | PJM_ROR | Internal | Summer | B3 | 75 | 773 | 0 | 77.47 | 75.03 | 2 | 0
2030 | MISO_W_2_PJM_ROR | MISO_W | PJM_ROR | Internal | Summer | B4 | 100 | 773 | 0 | 77.47 | 75.03 | 2 | 0
2030 | MISO_W_2_PJM_ROR | MISO_W | PJM_ROR | Internal | Summer | B5 | 200 | 773 | 0 | 73.91 | 71.9 | 2 | 0
2030 | MISO_W_2_PJM_ROR | MISO_W | PJM_ROR | Internal | Summer | B6 | 300 | 773 | 0 | 59.46 | 56.45 | 2 | 0
2030 | MISO_W_2_PJM_ROR | MISO_W | PJM_ROR | Internal | Summer | B7 | 400 | 773 | 0 | 48.46 | 49.14 | 2 | 0
2030 | MISO_W_2_PJM_ROR | MISO_W | PJM_ROR | Internal | Summer | B8 | 500 | 773 | 0 | 44.49 | 45.35 | 2 | 0
2030 | MISO_W_2_PJM_ROR | MISO_W | PJM_ROR | Internal | Summer | B9 | 800 | 773 | 0 | 43.3 | 44.52 | 2 | 0
2030 | MISO_W_2_PJM_ROR | MISO_W | PJM_ROR | Internal | Summer | B10 | 1262 | 773 | 0 | 39.58 | 39.27 | 2 | 0
2030 | MISO_W_2_PJM_ROR | MISO_W | PJM_ROR | Internal | Winter | B16 | 25 | 773 | 525.11 | 69.53 | 71.53 | 2 | 0
2030 | MISO_W_2_PJM_ROR | MISO_W | PJM_ROR | Internal | Winter | B17 | 100 | 773 | 773 | 55.97 | 57.98 | 2 | 0.01
2030 | MISO_W_2_PJM_ROR | MISO_W | PJM_ROR | Internal | Winter | B18 | 400 | 773 | 0 | 52.59 | 53.49 | 2 | 0
2030 | MISO_W_2_PJM_ROR | MISO_W | PJM_ROR | Internal | Winter | B19 | 700 | 773 | 0 | 49.18 | 49.89 | 2 | 0
2030 | MISO_W_2_PJM_ROR | MISO_W | PJM_ROR | Internal | Winter | B20 | 935 | 773 | 0 | 42.18 | 41.71 | 2 | 0
2030 | MISO_W_2_SPP_N | MISO_W | SPP_N | Internal | Shoulder | B11 | 25 | 3200 | 226.63 | 70.71 | 77.71 | 7 | 0
2030 | MISO_W_2_SPP_N | MISO_W | SPP_N | Internal | Shoulder | B12 | 200 | 3200 | 0 | 55.95 | 53 | 7 | 0
2030 | MISO_W_2_SPP_N | MISO_W | SPP_N | Internal | Shoulder | B13 | 600 | 3200 | 0 | 49.17 | 50 | 7 | 0
2030 | MISO_W_2_SPP_N | MISO_W | SPP_N | Internal | Shoulder | B14 | 900 | 3200 | 0 | 48.94 | 49.43 | 7 | 0
2030 | MISO_W_2_SPP_N | MISO_W | SPP_N | Internal | Shoulder | B15 | 1203 | 3200 | 0 | 43.29 | 48.89 | 7 | 0
2030 | MISO_W_2_SPP_N | MISO_W | SPP_N | Internal | Summer | B1 | 10 | 3200 | 0 | 93 | 88.02 | 7 | 0
2030 | MISO_W_2_SPP_N | MISO_W | SPP_N | Internal | Summer | B2 | 25 | 3200 | 0 | 78.61 | 80.98 | 7 | 0
2030 | MISO_W_2_SPP_N | MISO_W | SPP_N | Internal | Summer | B3 | 75 | 3200 | 0 | 77.47 | 80.98 | 7 | 0
2030 | MISO_W_2_SPP_N | MISO_W | SPP_N | Internal | Summer | B4 | 100 | 3200 | 0 | 77.47 | 80.98 | 7 | 0
2030 | MISO_W_2_SPP_N | MISO_W | SPP_N | Internal | Summer | B5 | 200 | 3200 | 222.84 | 73.91 | 80.91 | 7 | 0
2030 | MISO_W_2_SPP_N | MISO_W | SPP_N | Internal | Summer | B6 | 300 | 3200 | 1865.76 | 59.46 | 66.46 | 7 | 0
2030 | MISO_W_2_SPP_N | MISO_W | SPP_N | Internal | Summer | B7 | 400 | 3200 | 1985.89 | 48.46 | 55.46 | 7 | 0
2030 | MISO_W_2_SPP_N | MISO_W | SPP_N | Internal | Summer | B8 | 500 | 3200 | 0 | 44.49 | 49.47 | 7 | 0
2030 | MISO_W_2_SPP_N | MISO_W | SPP_N | Internal | Summer | B9 | 800 | 3200 | 0 | 43.3 | 47.31 | 7 | 0
2030 | MISO_W_2_SPP_N | MISO_W | SPP_N | Internal | Summer | B10 | 1262 | 3200 | 596.46 | 39.58 | 46.58 | 7 | 0
2030 | MISO_W_2_SPP_N | MISO_W | SPP_N | Internal | Winter | B16 | 25 | 3200 | 0 | 69.53 | 69.54 | 7 | 0
2030 | MISO_W_2_SPP_N | MISO_W | SPP_N | Internal | Winter | B17 | 100 | 3200 | 0 | 55.97 | 53.9 | 7 | 0
2030 | MISO_W_2_SPP_N | MISO_W | SPP_N | Internal | Winter | B18 | 400 | 3200 | 0 | 52.59 | 52.36 | 7 | 0
2030 | MISO_W_2_SPP_N | MISO_W | SPP_N | Internal | Winter | B19 | 700 | 3200 | 0 | 49.18 | 52.24 | 7 | 0
2030 | MISO_W_2_SPP_N | MISO_W | SPP_N | Internal | Winter | B20 | 935 | 3200 | 0 | 42.18 | 47.99 | 7 | 0
2030 | MISO_WUMS_2_MISO_MI | MISO_WUMS | MISO_MI | Internal | Shoulder | B11 | 25 | 99 | 0 | 68.26 | 64.26 | 0.01 | 0
2030 | MISO_WUMS_2_MISO_MI | MISO_WUMS | MISO_MI | Internal | Shoulder | B12 | 200 | 99 | 99 | 55.94 | 56.63 | 0.01 | 0.69
2030 | MISO_WUMS_2_MISO_MI | MISO_WUMS | MISO_MI | Internal | Shoulder | B13 | 600 | 99 | 99 | 49.16 | 49.18 | 0.01 | 0.01
2030 | MISO_WUMS_2_MISO_MI | MISO_WUMS | MISO_MI | Internal | Shoulder | B14 | 900 | 99 | 99 | 47.51 | 48.36 | 0.01 | 0.84
2030 | MISO_WUMS_2_MISO_MI | MISO_WUMS | MISO_MI | Internal | Shoulder | B15 | 1203 | 99 | 52.95 | 43.29 | 43.3 | 0.01 | 0
2030 | MISO_WUMS_2_MISO_MI | MISO_WUMS | MISO_MI | Internal | Summer | B1 | 10 | 99 | 99 | 73.13 | 93.02 | 0.01 | 19.87
2030 | MISO_WUMS_2_MISO_MI | MISO_WUMS | MISO_MI | Internal | Summer | B2 | 25 | 99 | 99 | 73.13 | 78.19 | 0.01 | 5.04
2030 | MISO_WUMS_2_MISO_MI | MISO_WUMS | MISO_MI | Internal | Summer | B3 | 75 | 99 | 0 | 73.13 | 73.03 | 0.01 | 0
2030 | MISO_WUMS_2_MISO_MI | MISO_WUMS | MISO_MI | Internal | Summer | B4 | 100 | 99 | 0 | 73.13 | 73.03 | 0.01 | 0
2030 | MISO_WUMS_2_MISO_MI | MISO_WUMS | MISO_MI | Internal | Summer | B5 | 200 | 99 | 0 | 73.13 | 72.97 | 0.01 | 0
2030 | MISO_WUMS_2_MISO_MI | MISO_WUMS | MISO_MI | Internal | Summer | B6 | 300 | 99 | 99 | 54.49 | 55.3 | 0.01 | 0.8
2030 | MISO_WUMS_2_MISO_MI | MISO_WUMS | MISO_MI | Internal | Summer | B7 | 400 | 99 | 99 | 47.14 | 48.48 | 0.01 | 1.32
2030 | MISO_WUMS_2_MISO_MI | MISO_WUMS | MISO_MI | Internal | Summer | B8 | 500 | 99 | 99 | 44.48 | 44.53 | 0.01 | 0.04
2030 | MISO_WUMS_2_MISO_MI | MISO_WUMS | MISO_MI | Internal | Summer | B9 | 800 | 99 | 0 | 43.32 | 43.3 | 0.01 | 0
2030 | MISO_WUMS_2_MISO_MI | MISO_WUMS | MISO_MI | Internal | Summer | B10 | 1262 | 99 | 0 | 39.63 | 39.62 | 0.01 | 0
2030 | MISO_WUMS_2_MISO_MI | MISO_WUMS | MISO_MI | Internal | Winter | B16 | 25 | 99 | 0 | 69.53 | 69.53 | 0.01 | 0
2030 | MISO_WUMS_2_MISO_MI | MISO_WUMS | MISO_MI | Internal | Winter | B17 | 100 | 99 | 0 | 55.98 | 55.98 | 0.01 | 0
2030 | MISO_WUMS_2_MISO_MI | MISO_WUMS | MISO_MI | Internal | Winter | B18 | 400 | 99 | 0 | 51.67 | 51.66 | 0.01 | 0
2030 | MISO_WUMS_2_MISO_MI | MISO_WUMS | MISO_MI | Internal | Winter | B19 | 700 | 99 | 0 | 49.17 | 49.16 | 0.01 | 0
2030 | MISO_WUMS_2_MISO_MI | MISO_WUMS | MISO_MI | Internal | Winter | B20 | 935 | 99 | 0 | 42.2 | 42.2 | 0.01 | 0
2030 | MISO_WUMS_2_MISO_W | MISO_WUMS | MISO_W | Internal | Shoulder | B11 | 25 | 1137 | 1137 | 68.26 | 70.71 | 0.01 | 2.44
2030 | MISO_WUMS_2_MISO_W | MISO_WUMS | MISO_W | Internal | Shoulder | B12 | 200 | 1137 | 459.87 | 55.94 | 55.95 | 0.01 | 0
2030 | MISO_WUMS_2_MISO_W | MISO_WUMS | MISO_W | Internal | Shoulder | B13 | 600 | 1137 | 556.94 | 49.16 | 49.17 | 0.01 | 0
2030 | MISO_WUMS_2_MISO_W | MISO_WUMS | MISO_W | Internal | Shoulder | B14 | 900 | 1137 | 1137 | 47.51 | 48.94 | 0.01 | 1.43
2030 | MISO_WUMS_2_MISO_W | MISO_WUMS | MISO_W | Internal | Shoulder | B15 | 1203 | 1137 | 0 | 43.29 | 43.29 | 0.01 | 0
2030 | MISO_WUMS_2_MISO_W | MISO_WUMS | MISO_W | Internal | Summer | B1 | 10 | 1137 | 1137 | 73.13 | 93 | 0.01 | 19.86
2030 | MISO_WUMS_2_MISO_W | MISO_WUMS | MISO_W | Internal | Summer | B2 | 25 | 1137 | 1137 | 73.13 | 78.61 | 0.01 | 5.46
2030 | MISO_WUMS_2_MISO_W | MISO_WUMS | MISO_W | Internal | Summer | B3 | 75 | 1137 | 1137 | 73.13 | 77.47 | 0.01 | 4.33
2030 | MISO_WUMS_2_MISO_W | MISO_WUMS | MISO_W | Internal | Summer | B4 | 100 | 1137 | 1137 | 73.13 | 77.47 | 0.01 | 4.33
2030 | MISO_WUMS_2_MISO_W | MISO_WUMS | MISO_W | Internal | Summer | B5 | 200 | 1137 | 1137 | 73.13 | 73.91 | 0.01 | 0.76
2030 | MISO_WUMS_2_MISO_W | MISO_WUMS | MISO_W | Internal | Summer | B6 | 300 | 1137 | 1137 | 54.49 | 59.46 | 0.01 | 4.96
2030 | MISO_WUMS_2_MISO_W | MISO_WUMS | MISO_W | Internal | Summer | B7 | 400 | 1137 | 1137 | 47.14 | 48.46 | 0.01 | 1.31
2030 | MISO_WUMS_2_MISO_W | MISO_WUMS | MISO_W | Internal | Summer | B8 | 500 | 1137 | 465.02 | 44.48 | 44.49 | 0.01 | 0
2030 | MISO_WUMS_2_MISO_W | MISO_WUMS | MISO_W | Internal | Summer | B9 | 800 | 1137 | 0 | 43.32 | 43.3 | 0.01 | 0
2030 | MISO_WUMS_2_MISO_W | MISO_WUMS | MISO_W | Internal | Summer | B10 | 1262 | 1137 | 0 | 39.63 | 39.58 | 0.01 | 0
2030 | MISO_WUMS_2_MISO_W | MISO_WUMS | MISO_W | Internal | Winter | B16 | 25 | 1137 | 0 | 69.53 | 69.53 | 0.01 | 0
2030 | MISO_WUMS_2_MISO_W | MISO_WUMS | MISO_W | Internal | Winter | B17 | 100 | 1137 | 0 | 55.98 | 55.97 | 0.01 | 0
2030 | MISO_WUMS_2_MISO_W | MISO_WUMS | MISO_W | Internal | Winter | B18 | 400 | 1137 | 1137 | 51.67 | 52.59 | 0.01 | 0.9
2030 | MISO_WUMS_2_MISO_W | MISO_WUMS | MISO_W | Internal | Winter | B19 | 700 | 1137 | 801.11 | 49.17 | 49.18 | 0.01 | 0
2030 | MISO_WUMS_2_MISO_W | MISO_WUMS | MISO_W | Internal | Winter | B20 | 935 | 1137 | 0 | 42.2 | 42.18 | 0.01 | 0
2030 | MISO_WUMS_2_PJM_ROR | MISO_WUMS | PJM_ROR | Internal | Shoulder | B11 | 25 | 1600 | 0 | 68.26 | 66.26 | 2 | 0
2030 | MISO_WUMS_2_PJM_ROR | MISO_WUMS | PJM_ROR | Internal | Shoulder | B12 | 200 | 1600 | 0 | 55.94 | 57.48 | 2 | 0
2030 | MISO_WUMS_2_PJM_ROR | MISO_WUMS | PJM_ROR | Internal | Shoulder | B13 | 600 | 1600 | 0 | 49.16 | 50.43 | 2 | 0
2030 | MISO_WUMS_2_PJM_ROR | MISO_WUMS | PJM_ROR | Internal | Shoulder | B14 | 900 | 1600 | 0 | 47.51 | 48.62 | 2 | 0
2030 | MISO_WUMS_2_PJM_ROR | MISO_WUMS | PJM_ROR | Internal | Shoulder | B15 | 1203 | 1600 | 0 | 43.29 | 43.49 | 2 | 0
2030 | MISO_WUMS_2_PJM_ROR | MISO_WUMS | PJM_ROR | Internal | Summer | B1 | 10 | 1600 | 1600 | 73.13 | 96.49 | 2 | 21.36
2030 | MISO_WUMS_2_PJM_ROR | MISO_WUMS | PJM_ROR | Internal | Summer | B2 | 25 | 1600 | 1600 | 73.13 | 80.59 | 2 | 5.46
2030 | MISO_WUMS_2_PJM_ROR | MISO_WUMS | PJM_ROR | Internal | Summer | B3 | 75 | 1600 | 0 | 73.13 | 75.03 | 2 | 0
2030 | MISO_WUMS_2_PJM_ROR | MISO_WUMS | PJM_ROR | Internal | Summer | B4 | 100 | 1600 | 0 | 73.13 | 75.03 | 2 | 0
2030 | MISO_WUMS_2_PJM_ROR | MISO_WUMS | PJM_ROR | Internal | Summer | B5 | 200 | 1600 | 0 | 73.13 | 71.9 | 2 | 0
2030 | MISO_WUMS_2_PJM_ROR | MISO_WUMS | PJM_ROR | Internal | Summer | B6 | 300 | 1600 | 0 | 54.49 | 56.45 | 2 | 0
2030 | MISO_WUMS_2_PJM_ROR | MISO_WUMS | PJM_ROR | Internal | Summer | B7 | 400 | 1600 | 397.74 | 47.14 | 49.14 | 2 | 0
2030 | MISO_WUMS_2_PJM_ROR | MISO_WUMS | PJM_ROR | Internal | Summer | B8 | 500 | 1600 | 0 | 44.48 | 45.35 | 2 | 0
2030 | MISO_WUMS_2_PJM_ROR | MISO_WUMS | PJM_ROR | Internal | Summer | B9 | 800 | 1600 | 0 | 43.32 | 44.52 | 2 | 0
2030 | MISO_WUMS_2_PJM_ROR | MISO_WUMS | PJM_ROR | Internal | Summer | B10 | 1262 | 1600 | 0 | 39.63 | 39.27 | 2 | 0
2030 | MISO_WUMS_2_PJM_ROR | MISO_WUMS | PJM_ROR | Internal | Winter | B16 | 25 | 1600 | 582.12 | 69.53 | 71.53 | 2 | 0
2030 | MISO_WUMS_2_PJM_ROR | MISO_WUMS | PJM_ROR | Internal | Winter | B17 | 100 | 1600 | 970.74 | 55.98 | 57.98 | 2 | 0
2030 | MISO_WUMS_2_PJM_ROR | MISO_WUMS | PJM_ROR | Internal | Winter | B18 | 400 | 1600 | 0 | 51.67 | 53.49 | 2 | 0
2030 | MISO_WUMS_2_PJM_ROR | MISO_WUMS | PJM_ROR | Internal | Winter | B19 | 700 | 1600 | 0 | 49.17 | 49.89 | 2 | 0
2030 | MISO_WUMS_2_PJM_ROR | MISO_WUMS | PJM_ROR | Internal | Winter | B20 | 935 | 1600 | 0 | 42.2 | 41.71 | 2 | 0
2030 | NE_2_MISO_W | NE | MISO_W | Internal | Shoulder | B11 | 25 | 1600 | 0 | 70.71 | 70.71 | 5 | 0
2030 | NE_2_MISO_W | NE | MISO_W | Internal | Shoulder | B12 | 200 | 1600 | 0 | 52.99 | 55.95 | 5 | 0
2030 | NE_2_MISO_W | NE | MISO_W | Internal | Shoulder | B13 | 600 | 1600 | 0 | 49.48 | 49.17 | 5 | 0
2030 | NE_2_MISO_W | NE | MISO_W | Internal | Shoulder | B14 | 900 | 1600 | 0 | 49.42 | 48.94 | 5 | 0
2030 | NE_2_MISO_W | NE | MISO_W | Internal | Shoulder | B15 | 1203 | 1600 | 0 | 48.87 | 43.29 | 5 | 0
2030 | NE_2_MISO_W | NE | MISO_W | Internal | Summer | B1 | 10 | 1600 | 280.65 | 88 | 93 | 5 | 0
2030 | NE_2_MISO_W | NE | MISO_W | Internal | Summer | B2 | 25 | 1600 | 0 | 80.07 | 78.61 | 5 | 0
2030 | NE_2_MISO_W | NE | MISO_W | Internal | Summer | B3 | 75 | 1600 | 0 | 80.07 | 77.47 | 5 | 0
2030 | NE_2_MISO_W | NE | MISO_W | Internal | Summer | B4 | 100 | 1600 | 0 | 80.07 | 77.47 | 5 | 0
2030 | NE_2_MISO_W | NE | MISO_W | Internal | Summer | B5 | 200 | 1600 | 0 | 77.57 | 73.91 | 5 | 0
2030 | NE_2_MISO_W | NE | MISO_W | Internal | Summer | B6 | 300 | 1600 | 0 | 65.51 | 59.46 | 5 | 0
2030 | NE_2_MISO_W | NE | MISO_W | Internal | Summer | B7 | 400 | 1600 | 0 | 51.22 | 48.46 | 5 | 0
2030 | NE_2_MISO_W | NE | MISO_W | Internal | Summer | B8 | 500 | 1600 | 0 | 46.88 | 44.49 | 5 | 0
2030 | NE_2_MISO_W | NE | MISO_W | Internal | Summer | B9 | 800 | 1600 | 0 | 46.88 | 43.3 | 5 | 0
2030 | NE_2_MISO_W | NE | MISO_W | Internal | Summer | B10 | 1262 | 1600 | 0 | 38.63 | 39.58 | 5 | 0
2030 | NE_2_MISO_W | NE | MISO_W | Internal | Winter | B16 | 25 | 1600 | 0 | 69.53 | 69.53 | 5 | 0
2030 | NE_2_MISO_W | NE | MISO_W | Internal | Winter | B17 | 100 | 1600 | 0 | 53.88 | 55.97 | 5 | 0
2030 | NE_2_MISO_W | NE | MISO_W | Internal | Winter | B18 | 400 | 1600 | 0 | 52.35 | 52.59 | 5 | 0
2030 | NE_2_MISO_W | NE | MISO_W | Internal | Winter | B19 | 700 | 1600 | 0 | 52.23 | 49.18 | 5 | 0
2030 | NE_2_MISO_W | NE | MISO_W | Internal | Winter | B20 | 935 | 1600 | 0 | 45.54 | 42.18 | 5 | 0
2030 | NE_2_SPP_N | NE | SPP_N | Internal | Shoulder | B11 | 25 | 1800 | 1800 | 70.71 | 77.71 | 0.01 | 6.99
2030 | NE_2_SPP_N | NE | SPP_N | Internal | Shoulder | B12 | 200 | 1800 | 904.62 | 52.99 | 53 | 0.01 | 0
2030 | NE_2_SPP_N | NE | SPP_N | Internal | Shoulder | B13 | 600 | 1800 | 1800 | 49.48 | 50 | 0.01 | 0.51
2030 | NE_2_SPP_N | NE | SPP_N | Internal | Shoulder | B14 | 900 | 1800 | 913.5 | 49.42 | 49.43 | 0.01 | 0
2030 | NE_2_SPP_N | NE | SPP_N | Internal | Shoulder | B15 | 1203 | 1800 | 1608.13 | 48.87 | 48.89 | 0.01 | 0
2030 | NE_2_SPP_N | NE | SPP_N | Internal | Summer | B1 | 10 | 1800 | 1044.37 | 88 | 88.02 | 0.01 | 0
2030 | NE_2_SPP_N | NE | SPP_N | Internal | Summer | B2 | 25 | 1800 | 1800 | 80.07 | 80.98 | 0.01 | 0.9
2030 | NE_2_SPP_N | NE | SPP_N | Internal | Summer | B3 | 75 | 1800 | 1800 | 80.07 | 80.98 | 0.01 | 0.9
2030 | NE_2_SPP_N | NE | SPP_N | Internal | Summer | B4 | 100 | 1800 | 1800 | 80.07 | 80.98 | 0.01 | 0.9
2030 | NE_2_SPP_N | NE | SPP_N | Internal | Summer | B5 | 200 | 1800 | 1800 | 77.57 | 80.91 | 0.01 | 3.33
2030 | NE_2_SPP_N | NE | SPP_N | Internal | Summer | B6 | 300 | 1800 | 1800 | 65.51 | 66.46 | 0.01 | 0.94
2030 | NE_2_SPP_N | NE | SPP_N | Internal | Summer | B7 | 400 | 1800 | 1800 | 51.22 | 55.46 | 0.01 | 4.24
2030 | NE_2_SPP_N | NE | SPP_N | Internal | Summer | B8 | 500 | 1800 | 1800 | 46.88 | 49.47 | 0.01 | 2.57
2030 | NE_2_SPP_N | NE | SPP_N | Internal | Summer | B9 | 800 | 1800 | 1800 | 46.88 | 47.31 | 0.01 | 0.41
2030 | NE_2_SPP_N | NE | SPP_N | Internal | Summer | B10 | 1262 | 1800 | 1800 | 38.63 | 46.58 | 0.01 | 7.94
2030 | NE_2_SPP_N | NE | SPP_N | Internal | Winter | B16 | 25 | 1800 | 1389.56 | 69.53 | 69.54 | 0.01 | 0
2030 | NE_2_SPP_N | NE | SPP_N | Internal | Winter | B17 | 100 | 1800 | 1175.37 | 53.88 | 53.9 | 0.01 | 0
2030 | NE_2_SPP_N | NE | SPP_N | Internal | Winter | B18 | 400 | 1800 | 965.73 | 52.35 | 52.36 | 0.01 | 0
2030 | NE_2_SPP_N | NE | SPP_N | Internal | Winter | B19 | 700 | 1800 | 1004.19 | 52.23 | 52.24 | 0.01 | 0
2030 | NE_2_SPP_N | NE | SPP_N | Internal | Winter | B20 | 935 | 1800 | 1800 | 45.54 | 47.99 | 0.01 | 2.44
2030 | NEISO_2_NYISO_A-F | NEISO | NYISO_A-F | Internal | Shoulder | B11 | 25 | 600 | 600 | 43.84 | 51.56 | 3 | 4.72
2030 | NEISO_2_NYISO_A-F | NEISO | NYISO_A-F | Internal | Shoulder | B12 | 200 | 600 | 600 | 43.84 | 49.47 | 3 | 2.63
2030 | NEISO_2_NYISO_A-F | NEISO | NYISO_A-F | Internal | Shoulder | B13 | 600 | 600 | 600 | 43.84 | 46.99 | 3 | 0.15
2030 | NEISO_2_NYISO_A-F | NEISO | NYISO_A-F | Internal | Shoulder | B14 | 900 | 600 | 137.03 | 43.84 | 46.84 | 3 | 0
2030 | NEISO_2_NYISO_A-F | NEISO | NYISO_A-F | Internal | Shoulder | B15 | 1203 | 600 | 0 | 43.84 | 46.83 | 3 | 0
2030 | NEISO_2_NYISO_A-F | NEISO | NYISO_A-F | Internal | Summer | B1 | 10 | 600 | 0 | 88.36 | 88.5 | 3 | 0
2030 | NEISO_2_NYISO_A-F | NEISO | NYISO_A-F | Internal | Summer | B2 | 25 | 600 | 0 | 69.62 | 72.61 | 3 | 0
2030 | NEISO_2_NYISO_A-F | NEISO | NYISO_A-F | Internal | Summer | B3 | 75 | 600 | 600 | 56.26 | 67 | 3 | 7.73
2030 | NEISO_2_NYISO_A-F | NEISO | NYISO_A-F | Internal | Summer | B4 | 100 | 600 | 600 | 43.98 | 60.63 | 3 | 13.65
2030 | NEISO_2_NYISO_A-F | NEISO | NYISO_A-F | Internal | Summer | B5 | 200 | 600 | 600 | 40.42 | 54.29 | 3 | 10.87
2030 | NEISO_2_NYISO_A-F | NEISO | NYISO_A-F | Internal | Summer | B6 | 300 | 600 | 600 | 40.42 | 53.12 | 3 | 9.71
2030 | NEISO_2_NYISO_A-F | NEISO | NYISO_A-F | Internal | Summer | B7 | 400 | 600 | 600 | 40.42 | 48.48 | 3 | 5.06
2030 | NEISO_2_NYISO_A-F | NEISO | NYISO_A-F | Internal | Summer | B8 | 500 | 600 | 600 | 40.42 | 45.67 | 3 | 2.25
2030 | NEISO_2_NYISO_A-F | NEISO | NYISO_A-F | Internal | Summer | B9 | 800 | 600 | 600 | 40.42 | 43.69 | 3 | 0.27
2030 | NEISO_2_NYISO_A-F | NEISO | NYISO_A-F | Internal | Summer | B10 | 1262 | 600 | 600 | 40.42 | 43.69 | 3 | 0.27
2030 | NEISO_2_NYISO_A-F | NEISO | NYISO_A-F | Internal | Winter | B16 | 25 | 600 | 0 | 54.4 | 56.38 | 3 | 0
2030 | NEISO_2_NYISO_A-F | NEISO | NYISO_A-F | Internal | Winter | B17 | 100 | 600 | 0 | 54.4 | 52.43 | 3 | 0
2030 | NEISO_2_NYISO_A-F | NEISO | NYISO_A-F | Internal | Winter | B18 | 400 | 600 | 0 | 54.4 | 51.4 | 3 | 0
2030 | NEISO_2_NYISO_A-F | NEISO | NYISO_A-F | Internal | Winter | B19 | 700 | 600 | 0 | 52.91 | 49.68 | 3 | 0
2030 | NEISO_2_NYISO_A-F | NEISO | NYISO_A-F | Internal | Winter | B20 | 935 | 600 | 0 | 52.91 | 49.68 | 3 | 0
2030 | NEISO_2_NYISO_G-I | NEISO | NYISO_G-I | Internal | Shoulder | B11 | 25 | 600 | 600 | 43.84 | 62.93 | 3 | 16.09
2030 | NEISO_2_NYISO_G-I | NEISO | NYISO_G-I | Internal | Shoulder | B12 | 200 | 600 | 600 | 43.84 | 49.48 | 3 | 2.64
2030 | NEISO_2_NYISO_G-I | NEISO | NYISO_G-I | Internal | Shoulder | B13 | 600 | 600 | 600 | 43.84 | 47.23 | 3 | 0.39
2030 | NEISO_2_NYISO_G-I | NEISO | NYISO_G-I | Internal | Shoulder | B14 | 900 | 600 | 600 | 43.84 | 46.85 | 3 | 0.01
2030 | NEISO_2_NYISO_G-I | NEISO | NYISO_G-I | Internal | Shoulder | B15 | 1203 | 600 | 213.98 | 43.84 | 46.84 | 3 | 0
2030 | NEISO_2_NYISO_G-I | NEISO | NYISO_G-I | Internal | Summer | B1 | 10 | 600 | 191.84 | 88.36 | 91.36 | 3 | 0
2030 | NEISO_2_NYISO_G-I | NEISO | NYISO_G-I | Internal | Summer | B2 | 25 | 600 | 578.52 | 69.62 | 72.62 | 3 | 0
2030 | NEISO_2_NYISO_G-I | NEISO | NYISO_G-I | Internal | Summer | B3 | 75 | 600 | 600 | 56.26 | 67.01 | 3 | 7.75
2030 | NEISO_2_NYISO_G-I | NEISO | NYISO_G-I | Internal | Summer | B4 | 100 | 600 | 600 | 43.98 | 61.44 | 3 | 14.46
2030 | NEISO_2_NYISO_G-I | NEISO | NYISO_G-I | Internal | Summer | B5 | 200 | 600 | 600 | 40.42 | 57.83 | 3 | 14.42
2030 | NEISO_2_NYISO_G-I | NEISO | NYISO_G-I | Internal | Summer | B6 | 300 | 600 | 600 | 40.42 | 57.83 | 3 | 14.42
2030 | NEISO_2_NYISO_G-I | NEISO | NYISO_G-I | Internal | Summer | B7 | 400 | 600 | 600 | 40.42 | 50.73 | 3 | 7.31
2030 | NEISO_2_NYISO_G-I | NEISO | NYISO_G-I | Internal | Summer | B8 | 500 | 600 | 600 | 40.42 | 45.69 | 3 | 2.27
2030 | NEISO_2_NYISO_G-I | NEISO | NYISO_G-I | Internal | Summer | B9 | 800 | 600 | 600 | 40.42 | 43.7 | 3 | 0.28
2030 | NEISO_2_NYISO_G-I | NEISO | NYISO_G-I | Internal | Summer | B10 | 1262 | 600 | 600 | 40.42 | 43.7 | 3 | 0.28
2030 | NEISO_2_NYISO_G-I | NEISO | NYISO_G-I | Internal | Winter | B16 | 25 | 600 | 600 | 54.4 | 77.53 | 3 | 20.13
2030 | NEISO_2_NYISO_G-I | NEISO | NYISO_G-I | Internal | Winter | B17 | 100 | 600 | 525.04 | 54.4 | 57.4 | 3 | 0
2030 | NEISO_2_NYISO_G-I | NEISO | NYISO_G-I | Internal | Winter | B18 | 400 | 600 | 447.83 | 54.4 | 57.4 | 3 | 0
2030 | NEISO_2_NYISO_G-I | NEISO | NYISO_G-I | Internal | Winter | B19 | 700 | 600 | 252.66 | 52.91 | 55.91 | 3 | 0
2030 | NEISO_2_NYISO_G-I | NEISO | NYISO_G-I | Internal | Winter | B20 | 935 | 600 | 0 | 52.91 | 53.94 | 3 | 0
2030 | NEISO_2_NYISO_J-K | NEISO | NYISO_J-K | Internal | Shoulder | B11 | 25 | 430 | 430 | 43.84 | 62.94 | 3 | 16.1
2030 | NEISO_2_NYISO_J-K | NEISO | NYISO_J-K | Internal | Shoulder | B12 | 200 | 430 | 430 | 43.84 | 49.49 | 3 | 2.65
2030 | NEISO_2_NYISO_J-K | NEISO | NYISO_J-K | Internal | Shoulder | B13 | 600 | 430 | 430 | 43.84 | 47.25 | 3 | 0.41
2030 | NEISO_2_NYISO_J-K | NEISO | NYISO_J-K | Internal | Shoulder | B14 | 900 | 430 | 430 | 43.84 | 46.86 | 3 | 0.02
2030 | NEISO_2_NYISO_J-K | NEISO | NYISO_J-K | Internal | Shoulder | B15 | 1203 | 430 | 430 | 43.84 | 46.85 | 3 | 0.01
2030 | NEISO_2_NYISO_J-K | NEISO | NYISO_J-K | Internal | Summer | B1 | 10 | 430 | 430 | 88.36 | 91.37 | 3 | 0.01
2030 | NEISO_2_NYISO_J-K | NEISO | NYISO_J-K | Internal | Summer | B2 | 25 | 430 | 430 | 69.62 | 72.63 | 3 | 0.01
2030 | NEISO_2_NYISO_J-K | NEISO | NYISO_J-K | Internal | Summer | B3 | 75 | 430 | 430 | 56.26 | 67.02 | 3 | 7.76
2030 | NEISO_2_NYISO_J-K | NEISO | NYISO_J-K | Internal | Summer | B4 | 100 | 430 | 430 | 43.98 | 61.45 | 3 | 14.47
2030 | NEISO_2_NYISO_J-K | NEISO | NYISO_J-K | Internal | Summer | B5 | 200 | 430 | 430 | 40.42 | 57.85 | 3 | 14.43
2030 | NEISO_2_NYISO_J-K | NEISO | NYISO_J-K | Internal | Summer | B6 | 300 | 430 | 430 | 40.42 | 57.85 | 3 | 14.43
2030 | NEISO_2_NYISO_J-K | NEISO | NYISO_J-K | Internal | Summer | B7 | 400 | 430 | 430 | 40.42 | 57.85 | 3 | 14.43
2030 | NEISO_2_NYISO_J-K | NEISO | NYISO_J-K | Internal | Summer | B8 | 500 | 430 | 430 | 40.42 | 45.7 | 3 | 2.28
2030 | NEISO_2_NYISO_J-K | NEISO | NYISO_J-K | Internal | Summer | B9 | 800 | 430 | 430 | 40.42 | 43.71 | 3 | 0.3
2030 | NEISO_2_NYISO_J-K | NEISO | NYISO_J-K | Internal | Summer | B10 | 1262 | 430 | 430 | 40.42 | 43.71 | 3 | 0.3
2030 | NEISO_2_NYISO_J-K | NEISO | NYISO_J-K | Internal | Winter | B16 | 25 | 430 | 430 | 54.4 | 80.72 | 3 | 23.32
2030 | NEISO_2_NYISO_J-K | NEISO | NYISO_J-K | Internal | Winter | B17 | 100 | 430 | 430 | 54.4 | 61.55 | 3 | 4.15
2030 | NEISO_2_NYISO_J-K | NEISO | NYISO_J-K | Internal | Winter | B18 | 400 | 430 | 430 | 54.4 | 60.42 | 3 | 3.02
2030 | NEISO_2_NYISO_J-K | NEISO | NYISO_J-K | Internal | Winter | B19 | 700 | 430 | 430 | 52.91 | 60.42 | 3 | 4.5
2030 | NEISO_2_NYISO_J-K | NEISO | NYISO_J-K | Internal | Winter | B20 | 935 | 430 | 0 | 52.91 | 54.83 | 3 | 0
2030 | NonRTO_Midwest_2_MISO_IN | NonRTO_Midwest | MISO_IN | Internal | Shoulder | B11 | 25 | 4450 | 0 | 78.74 | 70.74 | 8 | 0
2030 | NonRTO_Midwest_2_MISO_IN | NonRTO_Midwest | MISO_IN | Internal | Shoulder | B12 | 200 | 4450 | 0 | 64.65 | 56.65 | 8 | 0
2030 | NonRTO_Midwest_2_MISO_IN | NonRTO_Midwest | MISO_IN | Internal | Shoulder | B13 | 600 | 4450 | 0 | 56.86 | 49.2 | 8 | 0
2030 | NonRTO_Midwest_2_MISO_IN | NonRTO_Midwest | MISO_IN | Internal | Shoulder | B14 | 900 | 4450 | 0 | 46.45 | 48.37 | 8 | 0
2030 | NonRTO_Midwest_2_MISO_IN | NonRTO_Midwest | MISO_IN | Internal | Shoulder | B15 | 1203 | 4450 | 0 | 41.49 | 43.29 | 8 | 0
2030 | NonRTO_Midwest_2_MISO_IN | NonRTO_Midwest | MISO_IN | Internal | Summer | B1 | 10 | 4450 | 32.37 | 85.03 | 93.03 | 8 | 0
2030 | NonRTO_Midwest_2_MISO_IN | NonRTO_Midwest | MISO_IN | Internal | Summer | B2 | 25 | 4450 | 0 | 81.89 | 78.59 | 8 | 0
2030 | NonRTO_Midwest_2_MISO_IN | NonRTO_Midwest | MISO_IN | Internal | Summer | B3 | 75 | 4450 | 0 | 81.89 | 76.35 | 8 | 0
2030 | NonRTO_Midwest_2_MISO_IN | NonRTO_Midwest | MISO_IN | Internal | Summer | B4 | 100 | 4450 | 0 | 81.89 | 76.35 | 8 | 0
2030 | NonRTO_Midwest_2_MISO_IN | NonRTO_Midwest | MISO_IN | Internal | Summer | B5 | 200 | 4450 | 0 | 81.89 | 73.89 | 8 | 0
2030 | NonRTO_Midwest_2_MISO_IN | NonRTO_Midwest | MISO_IN | Internal | Summer | B6 | 300 | 4450 | 0 | 66.45 | 58.45 | 8 | 0
2030 | NonRTO_Midwest_2_MISO_IN | NonRTO_Midwest | MISO_IN | Internal | Summer | B7 | 400 | 4450 | 0 | 46.84 | 48.46 | 8 | 0
2030 | NonRTO_Midwest_2_MISO_IN | NonRTO_Midwest | MISO_IN | Internal | Summer | B8 | 500 | 4450 | 0 | 44.93 | 44.52 | 8 | 0
2030 | NonRTO_Midwest_2_MISO_IN | NonRTO_Midwest | MISO_IN | Internal | Summer | B9 | 800 | 4450 | 0 | 44.25 | 43.29 | 8 | 0
2030 | NonRTO_Midwest_2_MISO_IN | NonRTO_Midwest | MISO_IN | Internal | Summer | B10 | 1262 | 4450 | 0 | 36.72 | 39.6 | 8 | 0
2030 | NonRTO_Midwest_2_MISO_IN | NonRTO_Midwest | MISO_IN | Internal | Winter | B16 | 25 | 4450 | 0 | 81.53 | 73.53 | 8 | 0
2030 | NonRTO_Midwest_2_MISO_IN | NonRTO_Midwest | MISO_IN | Internal | Winter | B17 | 100 | 4450 | 0 | 64 | 56 | 8 | 0
2030 | NonRTO_Midwest_2_MISO_IN | NonRTO_Midwest | MISO_IN | Internal | Winter | B18 | 400 | 4450 | 0 | 59.67 | 51.67 | 8 | 0
2030 | NonRTO_Midwest_2_MISO_IN | NonRTO_Midwest | MISO_IN | Internal | Winter | B19 | 700 | 4450 | 0 | 49.12 | 49.14 | 8 | 0
2030 | NonRTO_Midwest_2_MISO_IN | NonRTO_Midwest | MISO_IN | Internal | Winter | B20 | 935 | 4450 | 0 | 39.71 | 42.21 | 8 | 0
2030 | NonRTO_Midwest_2_TVA_Transmission | NonRTO_Midwest | TVA_Transmission | Internal | Shoulder | B11 | 25 | 2400 | 0 | 78.74 | 72.12 | 8 | 0
2030 | NonRTO_Midwest_2_TVA_Transmission | NonRTO_Midwest | TVA_Transmission | Internal | Shoulder | B12 | 200 | 2400 | 0 | 64.65 | 57.42 | 8 | 0
2030 | NonRTO_Midwest_2_TVA_Transmission | NonRTO_Midwest | TVA_Transmission | Internal | Shoulder | B13 | 600 | 2400 | 0 | 56.86 | 53.05 | 8 | 0
2030 | NonRTO_Midwest_2_TVA_Transmission | NonRTO_Midwest | TVA_Transmission | Internal | Shoulder | B14 | 900 | 2400 | 0 | 46.45 | 51.65 | 8 | 0
2030 | NonRTO_Midwest_2_TVA_Transmission | NonRTO_Midwest | TVA_Transmission | Internal | Shoulder | B15 | 1203 | 2400 | 280.42 | 41.49 | 49.49 | 8 | 0
2030 | NonRTO_Midwest_2_TVA_Transmission | NonRTO_Midwest | TVA_Transmission | Internal | Summer | B1 | 10 | 2400 | 403.4 | 85.03 | 93.03 | 8 | 0
2030 | NonRTO_Midwest_2_TVA_Transmission | NonRTO_Midwest | TVA_Transmission | Internal | Summer | B2 | 25 | 2400 | 0 | 81.89 | 86.59 | 8 | 0
2030 | NonRTO_Midwest_2_TVA_Transmission | NonRTO_Midwest | TVA_Transmission | Internal | Summer | B3 | 75 | 2400 | 0 | 81.89 | 81.03 | 8 | 0
2030 | NonRTO_Midwest_2_TVA_Transmission | NonRTO_Midwest | TVA_Transmission | Internal | Summer | B4 | 100 | 2400 | 0 | 81.89 | 80.91 | 8 | 0
2030 | NonRTO_Midwest_2_TVA_Transmission | NonRTO_Midwest | TVA_Transmission | Internal | Summer | B5 | 200 | 2400 | 0 | 81.89 | 77.9 | 8 | 0
2030 | NonRTO_Midwest_2_TVA_Transmission | NonRTO_Midwest | TVA_Transmission | Internal | Summer | B6 | 300 | 2400 | 0 | 66.45 | 61.69 | 8 | 0
2030 | NonRTO_Midwest_2_TVA_Transmission | NonRTO_Midwest | TVA_Transmission | Internal | Summer | B7 | 400 | 2400 | 0 | 46.84 | 54.42 | 8 | 0
2030 | NonRTO_Midwest_2_TVA_Transmission | NonRTO_Midwest | TVA_Transmission | Internal | Summer | B8 | 500 | 2400 | 0 | 44.93 | 49.85 | 8 | 0
2030 | NonRTO_Midwest_2_TVA_Transmission | NonRTO_Midwest | TVA_Transmission | Internal | Summer | B9 | 800 | 2400 | 0 | 44.25 | 47.58 | 8 | 0
2030 | NonRTO_Midwest_2_TVA_Transmission | NonRTO_Midwest | TVA_Transmission | Internal | Summer | B10 | 1262 | 2400 | 0 | 36.72 | 43.71 | 8 | 0
2030 | NonRTO_Midwest_2_TVA_Transmission | NonRTO_Midwest | TVA_Transmission | Internal | Winter | B16 | 25 | 2400 | 0 | 81.53 | 77.53 | 8 | 0
2030 | NonRTO_Midwest_2_TVA_Transmission | NonRTO_Midwest | TVA_Transmission | Internal | Winter | B17 | 100 | 2400 | 0 | 64 | 59.37 | 8 | 0
2030 | NonRTO_Midwest_2_TVA_Transmission | NonRTO_Midwest | TVA_Transmission | Internal | Winter | B18 | 400 | 2400 | 0 | 59.67 | 55.21 | 8 | 0
2030 | NonRTO_Midwest_2_TVA_Transmission | NonRTO_Midwest | TVA_Transmission | Internal | Winter | B19 | 700 | 2400 | 0 | 49.12 | 53.17 | 8 | 0
2030 | NonRTO_Midwest_2_TVA_Transmission | NonRTO_Midwest | TVA_Transmission | Internal | Winter | B20 | 935 | 2400 | 369.6 | 39.71 | 47.71 | 8 | 0
2030 | NYISO_A-F_2_IESO | NYISO_A-F | IESO | Internal | Shoulder | B11 | 25 | 1600 | 0 | 51.56 | 39.7 | 7 | 0
2030 | NYISO_A-F_2_IESO | NYISO_A-F | IESO | Internal | Shoulder | B12 | 200 | 1600 | 0 | 49.47 | 39.7 | 7 | 0
2030 | NYISO_A-F_2_IESO | NYISO_A-F | IESO | Internal | Shoulder | B13 | 600 | 1600 | 0 | 46.99 | 39.7 | 7 | 0
2030 | NYISO_A-F_2_IESO | NYISO_A-F | IESO | Internal | Shoulder | B14 | 900 | 1600 | 0 | 46.84 | 39.7 | 7 | 0
2030 | NYISO_A-F_2_IESO | NYISO_A-F | IESO | Internal | Shoulder | B15 | 1203 | 1600 | 0 | 46.83 | 39.7 | 7 | 0
2030 | NYISO_A-F_2_IESO | NYISO_A-F | IESO | Internal | Summer | B1 | 10 | 1600 | 0 | 88.5 | 81.5 | 7 | 0
2030 | NYISO_A-F_2_IESO | NYISO_A-F | IESO | Internal | Summer | B2 | 25 | 1600 | 0 | 72.61 | 71.19 | 7 | 0
2030 | NYISO_A-F_2_IESO | NYISO_A-F | IESO | Internal | Summer | B3 | 75 | 1600 | 0 | 67 | 60 | 7 | 0
2030 | NYISO_A-F_2_IESO | NYISO_A-F | IESO | Internal | Summer | B4 | 100 | 1600 | 0 | 60.63 | 46.12 | 7 | 0
2030 | NYISO_A-F_2_IESO | NYISO_A-F | IESO | Internal | Summer | B5 | 200 | 1600 | 0 | 54.29 | 46.12 | 7 | 0
2030 | NYISO_A-F_2_IESO | NYISO_A-F | IESO | Internal | Summer | B6 | 300 | 1600 | 0 | 53.12 | 46.12 | 7 | 0
2030 | NYISO_A-F_2_IESO | NYISO_A-F | IESO | Internal | Summer | B7 | 400 | 1600 | 0 | 48.48 | 41.48 | 7 | 0
2030 | NYISO_A-F_2_IESO | NYISO_A-F | IESO | Internal | Summer | B8 | 500 | 1600 | 0 | 45.67 | 37.53 | 7 | 0
2030 | NYISO_A-F_2_IESO | NYISO_A-F | IESO | Internal | Summer | B9 | 800 | 1600 | 0 | 43.69 | 36.69 | 7 | 0
2030 | NYISO_A-F_2_IESO | NYISO_A-F | IESO | Internal | Summer | B10 | 1262 | 1600 | 0 | 43.69 | 36.69 | 7 | 0
2030 | NYISO_A-F_2_IESO | NYISO_A-F | IESO | Internal | Winter | B16 | 25 | 1600 | 0 | 56.38 | 49.38 | 7 | 0
2030 | NYISO_A-F_2_IESO | NYISO_A-F | IESO | Internal | Winter | B17 | 100 | 1600 | 0 | 52.43 | 45.43 | 7 | 0
2030 | NYISO_A-F_2_IESO | NYISO_A-F | IESO | Internal | Winter | B18 | 400 | 1600 | 0 | 51.4 | 44.4 | 7 | 0
2030 | NYISO_A-F_2_IESO | NYISO_A-F | IESO | Internal | Winter | B19 | 700 | 1600 | 0 | 49.68 | 42.68 | 7 | 0
2030 | NYISO_A-F_2_IESO | NYISO_A-F | IESO | Internal | Winter | B20 | 935 | 1600 | 0 | 49.68 | 42.68 | 7 | 0
2030 | NYISO_A-F_2_NEISO | NYISO_A-F | NEISO | Internal | Shoulder | B11 | 25 | 600 | 0 | 51.56 | 43.84 | 3 | 0
2030 | NYISO_A-F_2_NEISO | NYISO_A-F | NEISO | Internal | Shoulder | B12 | 200 | 600 | 0 | 49.47 | 43.84 | 3 | 0
2030 | NYISO_A-F_2_NEISO | NYISO_A-F | NEISO | Internal | Shoulder | B13 | 600 | 600 | 0 | 46.99 | 43.84 | 3 | 0
2030 | NYISO_A-F_2_NEISO | NYISO_A-F | NEISO | Internal | Shoulder | B14 | 900 | 600 | 0 | 46.84 | 43.84 | 3 | 0
2030 | NYISO_A-F_2_NEISO | NYISO_A-F | NEISO | Internal | Shoulder | B15 | 1203 | 600 | 0 | 46.83 | 43.84 | 3 | 0
2030 | NYISO_A-F_2_NEISO | NYISO_A-F | NEISO | Internal | Summer | B1 | 10 | 600 | 0 | 88.5 | 88.36 | 3 | 0
2030 | NYISO_A-F_2_NEISO | NYISO_A-F | NEISO | Internal | Summer | B2 | 25 | 600 | 0 | 72.61 | 69.62 | 3 | 0
2030 | NYISO_A-F_2_NEISO | NYISO_A-F | NEISO | Internal | Summer | B3 | 75 | 600 | 0 | 67 | 56.26 | 3 | 0
2030 | NYISO_A-F_2_NEISO | NYISO_A-F | NEISO | Internal | Summer | B4 | 100 | 600 | 0 | 60.63 | 43.98 | 3 | 0
2030 | NYISO_A-F_2_NEISO | NYISO_A-F | NEISO | Internal | Summer | B5 | 200 | 600 | 0 | 54.29 | 40.42 | 3 | 0
2030 | NYISO_A-F_2_NEISO | NYISO_A-F | NEISO | Internal | Summer | B6 | 300 | 600 | 0 | 53.12 | 40.42 | 3 | 0
2030 | NYISO_A-F_2_NEISO | NYISO_A-F | NEISO | Internal | Summer | B7 | 400 | 600 | 0 | 48.48 | 40.42 | 3 | 0
2030 | NYISO_A-F_2_NEISO | NYISO_A-F | NEISO | Internal | Summer | B8 | 500 | 600 | 0 | 45.67 | 40.42 | 3 | 0
2030 | NYISO_A-F_2_NEISO | NYISO_A-F | NEISO | Internal | Summer | B9 | 800 | 600 | 0 | 43.69 | 40.42 | 3 | 0
2030 | NYISO_A-F_2_NEISO | NYISO_A-F | NEISO | Internal | Summer | B10 | 1262 | 600 | 0 | 43.69 | 40.42 | 3 | 0
2030 | NYISO_A-F_2_NEISO | NYISO_A-F | NEISO | Internal | Winter | B16 | 25 | 600 | 0 | 56.38 | 54.4 | 3 | 0
2030 | NYISO_A-F_2_NEISO | NYISO_A-F | NEISO | Internal | Winter | B17 | 100 | 600 | 0 | 52.43 | 54.4 | 3 | 0
2030 | NYISO_A-F_2_NEISO | NYISO_A-F | NEISO | Internal | Winter | B18 | 400 | 600 | 342.92 | 51.4 | 54.4 | 3 | 0
2030 | NYISO_A-F_2_NEISO | NYISO_A-F | NEISO | Internal | Winter | B19 | 700 | 600 | 600 | 49.68 | 52.91 | 3 | 0.24
2030 | NYISO_A-F_2_NEISO | NYISO_A-F | NEISO | Internal | Winter | B20 | 935 | 600 | 600 | 49.68 | 52.91 | 3 | 0.24
2030 | NYISO_A-F_2_NYISO_G-I | NYISO_A-F | NYISO_G-I | Internal | Shoulder | B11 | 25 | 4250 | 4250 | 51.56 | 62.93 | 0.01 | 11.37
2030 | NYISO_A-F_2_NYISO_G-I | NYISO_A-F | NYISO_G-I | Internal | Shoulder | B12 | 200 | 4250 | 4148.83 | 49.47 | 49.48 | 0.01 | 0
2030 | NYISO_A-F_2_NYISO_G-I | NYISO_A-F | NYISO_G-I | Internal | Shoulder | B13 | 600 | 4250 | 4250 | 46.99 | 47.23 | 0.01 | 0.23
2030 | NYISO_A-F_2_NYISO_G-I | NYISO_A-F | NYISO_G-I | Internal | Shoulder | B14 | 900 | 4250 | 4007.77 | 46.84 | 46.85 | 0.01 | 0
2030 | NYISO_A-F_2_NYISO_G-I | NYISO_A-F | NYISO_G-I | Internal | Shoulder | B15 | 1203 | 4250 | 1968.75 | 46.83 | 46.84 | 0.01 | 0
2030 | NYISO_A-F_2_NYISO_G-I | NYISO_A-F | NYISO_G-I | Internal | Summer | B1 | 10 | 4250 | 4250 | 88.5 | 91.36 | 0.01 | 2.85
2030 | NYISO_A-F_2_NYISO_G-I | NYISO_A-F | NYISO_G-I | Internal | Summer | B2 | 25 | 4250 | 3535.47 | 72.61 | 72.62 | 0.01 | 0
2030 | NYISO_A-F_2_NYISO_G-I | NYISO_A-F | NYISO_G-I | Internal | Summer | B3 | 75 | 4250 | 4245.78 | 67 | 67.01 | 0.01 | 0
2030 | NYISO_A-F_2_NYISO_G-I | NYISO_A-F | NYISO_G-I | Internal | Summer | B4 | 100 | 4250 | 4250 | 60.63 | 61.44 | 0.01 | 0.8
2030 | NYISO_A-F_2_NYISO_G-I | NYISO_A-F | NYISO_G-I | Internal | Summer | B5 | 200 | 4250 | 4250 | 54.29 | 57.83 | 0.01 | 3.54
2030 | NYISO_A-F_2_NYISO_G-I | NYISO_A-F | NYISO_G-I | Internal | Summer | B6 | 300 | 4250 | 4250 | 53.12 | 57.83 | 0.01 | 4.7
2030 | NYISO_A-F_2_NYISO_G-I | NYISO_A-F | NYISO_G-I | Internal | Summer | B7 | 400 | 4250 | 4250 | 48.48 | 50.73 | 0.01 | 2.24
2030 | NYISO_A-F_2_NYISO_G-I | NYISO_A-F | NYISO_G-I | Internal | Summer | B8 | 500 | 4250 | 3986.56 | 45.67 | 45.69 | 0.01 | 0
2030 | NYISO_A-F_2_NYISO_G-I | NYISO_A-F | NYISO_G-I | Internal | Summer | B9 | 800 | 4250 | 2751.37 | 43.69 | 43.7 | 0.01 | 0
2030 | NYISO_A-F_2_NYISO_G-I | NYISO_A-F | NYISO_G-I | Internal | Summer | B10 | 1262 | 4250 | 173.12 | 43.69 | 43.7 | 0.01 | 0
2030 | NYISO_A-F_2_NYISO_G-I | NYISO_A-F | NYISO_G-I | Internal | Winter | B16 | 25 | 4250 | 4250 | 56.38 | 77.53 | 0.01 | 21.14
2030 | NYISO_A-F_2_NYISO_G-I | NYISO_A-F | NYISO_G-I | Internal | Winter | B17 | 100 | 4250 | 4250 | 52.43 | 57.4 | 0.01 | 4.96
2030 | NYISO_A-F_2_NYISO_G-I | NYISO_A-F | NYISO_G-I | Internal | Winter | B18 | 400 | 4250 | 4250 | 51.4 | 57.4 | 0.01 | 5.99
2030 | NYISO_A-F_2_NYISO_G-I | NYISO_A-F | NYISO_G-I | Internal | Winter | B19 | 700 | 4250 | 4250 | 49.68 | 55.91 | 0.01 | 6.22
2030 | NYISO_A-F_2_NYISO_G-I | NYISO_A-F | NYISO_G-I | Internal | Winter | B20 | 935 | 4250 | 4250 | 49.68 | 53.94 | 0.01 | 4.24
2030 | NYISO_A-F_2_PJM_ROM | NYISO_A-F | PJM_ROM | Internal | Shoulder | B11 | 25 | 1000 | 1000 | 51.56 | 66.25 | 8 | 6.7
2030 | NYISO_A-F_2_PJM_ROM | NYISO_A-F | PJM_ROM | Internal | Shoulder | B12 | 200 | 1000 | 539.37 | 49.47 | 57.47 | 8 | 0
2030 | NYISO_A-F_2_PJM_ROM | NYISO_A-F | PJM_ROM | Internal | Shoulder | B13 | 600 | 1000 | 0 | 46.99 | 50.42 | 8 | 0
2030 | NYISO_A-F_2_PJM_ROM | NYISO_A-F | PJM_ROM | Internal | Shoulder | B14 | 900 | 1000 | 0 | 46.84 | 48.61 | 8 | 0
2030 | NYISO_A-F_2_PJM_ROM | NYISO_A-F | PJM_ROM | Internal | Shoulder | B15 | 1203 | 1000 | 0 | 46.83 | 43.5 | 8 | 0
2030 | NYISO_A-F_2_PJM_ROM | NYISO_A-F | PJM_ROM | Internal | Summer | B1 | 10 | 1000 | 387.07 | 88.5 | 96.5 | 8 | 0
2030 | NYISO_A-F_2_PJM_ROM | NYISO_A-F | PJM_ROM | Internal | Summer | B2 | 25 | 1000 | 223.51 | 72.61 | 80.61 | 8 | 0
2030 | NYISO_A-F_2_PJM_ROM | NYISO_A-F | PJM_ROM | Internal | Summer | B3 | 75 | 1000 | 1000 | 67 | 75.02 | 8 | 0.02
2030 | NYISO_A-F_2_PJM_ROM | NYISO_A-F | PJM_ROM | Internal | Summer | B4 | 100 | 1000 | 1000 | 60.63 | 75.02 | 8 | 6.39
2030 | NYISO_A-F_2_PJM_ROM | NYISO_A-F | PJM_ROM | Internal | Summer | B5 | 200 | 1000 | 1000 | 54.29 | 71.89 | 8 | 9.6
2030 | NYISO_A-F_2_PJM_ROM | NYISO_A-F | PJM_ROM | Internal | Summer | B6 | 300 | 1000 | 0 | 53.12 | 56.43 | 8 | 0
2030 | NYISO_A-F_2_PJM_ROM | NYISO_A-F | PJM_ROM | Internal | Summer | B7 | 400 | 1000 | 0 | 48.48 | 49.13 | 8 | 0
2030 | NYISO_A-F_2_PJM_ROM | NYISO_A-F | PJM_ROM | Internal | Summer | B8 | 500 | 1000 | 0 | 45.67 | 45.34 | 8 | 0
2030 | NYISO_A-F_2_PJM_ROM | NYISO_A-F | PJM_ROM | Internal | Summer | B9 | 800 | 1000 | 0 | 43.69 | 44.5 | 8 | 0
2030 | NYISO_A-F_2_PJM_ROM | NYISO_A-F | PJM_ROM | Internal | Summer | B10 | 1262 | 1000 | 0 | 43.69 | 39.28 | 8 | 0
2030 | NYISO_A-F_2_PJM_ROM | NYISO_A-F | PJM_ROM | Internal | Winter | B16 | 25 | 1000 | 1000 | 56.38 | 71.52 | 8 | 7.14
2030 | NYISO_A-F_2_PJM_ROM | NYISO_A-F | PJM_ROM | Internal | Winter | B17 | 100 | 1000 | 0 | 52.43 | 57.97 | 8 | 0
2030 | NYISO_A-F_2_PJM_ROM | NYISO_A-F | PJM_ROM | Internal | Winter | B18 | 400 | 1000 | 0 | 51.4 | 53.5 | 8 | 0
2030 | NYISO_A-F_2_PJM_ROM | NYISO_A-F | PJM_ROM | Internal | Winter | B19 | 700 | 1000 | 0 | 49.68 | 49.9 | 8 | 0
2030 | NYISO_A-F_2_PJM_ROM | NYISO_A-F | PJM_ROM | Internal | Winter | B20 | 935 | 1000 | 0 | 49.68 | 41.72 | 8 | 0
2030 | NYISO_G-I_2_NYISO_A-F | NYISO_G-I | NYISO_A-F | Internal | Shoulder | B11 | 25 | 1999 | 0 | 62.93 | 51.56 | 0.01 | 0
2030 | NYISO_G-I_2_NYISO_A-F | NYISO_G-I | NYISO_A-F | Internal | Shoulder | B12 | 200 | 1999 | 0 | 49.48 | 49.47 | 0.01 | 0
2030 | NYISO_G-I_2_NYISO_A-F | NYISO_G-I | NYISO_A-F | Internal | Shoulder | B13 | 600 | 1999 | 0 | 47.23 | 46.99 | 0.01 | 0
2030 | NYISO_G-I_2_NYISO_A-F | NYISO_G-I | NYISO_A-F | Internal | Shoulder | B14 | 900 | 1999 | 0 | 46.85 | 46.84 | 0.01 | 0
2030 | NYISO_G-I_2_NYISO_A-F | NYISO_G-I | NYISO_A-F | Internal | Shoulder | B15 | 1203 | 1999 | 0 | 46.84 | 46.83 | 0.01 | 0
2030 | NYISO_G-I_2_NYISO_A-F | NYISO_G-I | NYISO_A-F | Internal | Summer | B1 | 10 | 1999 | 0 | 91.36 | 88.5 | 0.01 | 0
2030 | NYISO_G-I_2_NYISO_A-F | NYISO_G-I | NYISO_A-F | Internal | Summer | B2 | 25 | 1999 | 0 | 72.62 | 72.61 | 0.01 | 0
2030 | NYISO_G-I_2_NYISO_A-F | NYISO_G-I | NYISO_A-F | Internal | Summer | B3 | 75 | 1999 | 0 | 67.01 | 67 | 0.01 | 0
2030 | NYISO_G-I_2_NYISO_A-F | NYISO_G-I | NYISO_A-F | Internal | Summer | B4 | 100 | 1999 | 0 | 61.44 | 60.63 | 0.01 | 0
2030 | NYISO_G-I_2_NYISO_A-F | NYISO_G-I | NYISO_A-F | Internal | Summer | B5 | 200 | 1999 | 0 | 57.83 | 54.29 | 0.01 | 0
2030 | NYISO_G-I_2_NYISO_A-F | NYISO_G-I | NYISO_A-F | Internal | Summer | B6 | 300 | 1999 | 0 | 57.83 | 53.12 | 0.01 | 0
2030 | NYISO_G-I_2_NYISO_A-F | NYISO_G-I | NYISO_A-F | Internal | Summer | B7 | 400 | 1999 | 0 | 50.73 | 48.48 | 0.01 | 0
2030 | NYISO_G-I_2_NYISO_A-F | NYISO_G-I | NYISO_A-F | Internal | Summer | B8 | 500 | 1999 | 0 | 45.69 | 45.67 | 0.01 | 0
2030 | NYISO_G-I_2_NYISO_A-F | NYISO_G-I | NYISO_A-F | Internal | Summer | B9 | 800 | 1999 | 0 | 43.7 | 43.69 | 0.01 | 0
2030 | NYISO_G-I_2_NYISO_A-F | NYISO_G-I | NYISO_A-F | Internal | Summer | B10 | 1262 | 1999 | 0 | 43.7 | 43.69 | 0.01 | 0
2030 | NYISO_G-I_2_NYISO_A-F | NYISO_G-I | NYISO_A-F | Internal | Winter | B16 | 25 | 1999 | 0 | 77.53 | 56.38 | 0.01 | 0
2030 | NYISO_G-I_2_NYISO_A-F | NYISO_G-I | NYISO_A-F | Internal | Winter | B17 | 100 | 1999 | 0 | 57.4 | 52.43 | 0.01 | 0
2030 | NYISO_G-I_2_NYISO_A-F | NYISO_G-I | NYISO_A-F | Internal | Winter | B18 | 400 | 1999 | 0 | 57.4 | 51.4 | 0.01 | 0
2030 | NYISO_G-I_2_NYISO_A-F | NYISO_G-I | NYISO_A-F | Internal | Winter | B19 | 700 | 1999 | 0 | 55.91 | 49.68 | 0.01 | 0
2030 | NYISO_G-I_2_NYISO_A-F | NYISO_G-I | NYISO_A-F | Internal | Winter | B20 | 935 | 1999 | 0 | 53.94 | 49.68 | 0.01 | 0
2030 | NYISO_G-I_2_NYISO_J-K | NYISO_G-I | NYISO_J-K | Internal | Shoulder | B11 | 25 | 6130 | 5410.01 | 62.93 | 62.94 | 0.01 | 0
2030 | NYISO_G-I_2_NYISO_J-K | NYISO_G-I | NYISO_J-K | Internal | Shoulder | B12 | 200 | 6130 | 5367.04 | 49.48 | 49.49 | 0.01 | 0
2030 | NYISO_G-I_2_NYISO_J-K | NYISO_G-I | NYISO_J-K | Internal | Shoulder | B13 | 600 | 6130 | 5608.09 | 47.23 | 47.25 | 0.01 | 0
2030 | NYISO_G-I_2_NYISO_J-K | NYISO_G-I | NYISO_J-K | Internal | Shoulder | B14 | 900 | 6130 | 5540.52 | 46.85 | 46.86 | 0.01 | 0
2030 | NYISO_G-I_2_NYISO_J-K | NYISO_G-I | NYISO_J-K | Internal | Shoulder | B15 | 1203 | 6130 | 3602.2 | 46.84 | 46.85 | 0.01 | 0
2030 | NYISO_G-I_2_NYISO_J-K | NYISO_G-I | NYISO_J-K | Internal | Summer | B1 | 10 | 6130 | 4203.41 | 91.36 | 91.37 | 0.01 | 0
2030 | NYISO_G-I_2_NYISO_J-K | NYISO_G-I | NYISO_J-K | Internal | Summer | B2 | 25 | 6130 | 3858.2 | 72.62 | 72.63 | 0.01 | 0
2030 | NYISO_G-I_2_NYISO_J-K | NYISO_G-I | NYISO_J-K | Internal | Summer | B3 | 75 | 6130 | 4009.43 | 67.01 | 67.02 | 0.01 | 0
2030 | NYISO_G-I_2_NYISO_J-K | NYISO_G-I | NYISO_J-K | Internal | Summer | B4 | 100 | 6130 | 4044.9 | 61.44 | 61.45 | 0.01 | 0
2030 | NYISO_G-I_2_NYISO_J-K | NYISO_G-I | NYISO_J-K | Internal | Summer | B5 | 200 | 6130 | 4198.44 | 57.83 | 57.85 | 0.01 | 0
2030 | NYISO_G-I_2_NYISO_J-K | NYISO_G-I | NYISO_J-K | Internal | Summer | B6 | 300 | 6130 | 5917.36 | 57.83 | 57.85 | 0.01 | 0
2030 | NYISO_G-I_2_NYISO_J-K | NYISO_G-I | NYISO_J-K | Internal | Summer | B7 | 400 | 6130 | 6130 | 50.73 | 57.85 | 0.01 | 7.1
2030 | NYISO_G-I_2_NYISO_J-K | NYISO_G-I | NYISO_J-K | Internal | Summer | B8 | 500 | 6130 | 6020.94 | 45.69 | 45.7 | 0.01 | 0
2030 | NYISO_G-I_2_NYISO_J-K | NYISO_G-I | NYISO_J-K | Internal | Summer | B9 | 800 | 6130 | 5021.03 | 43.7 | 43.71 | 0.01 | 0
2030 | NYISO_G-I_2_NYISO_J-K | NYISO_G-I | NYISO_J-K | Internal | Summer | B10 | 1262 | 6130 | 2953.53 | 43.7 | 43.71 | 0.01 | 0
2030 | NYISO_G-I_2_NYISO_J-K | NYISO_G-I | NYISO_J-K | Internal | Winter | B16 | 25 | 6130 | 6130 | 77.53 | 80.72 | 0.01 | 3.18
2030 | NYISO_G-I_2_NYISO_J-K | NYISO_G-I | NYISO_J-K | Internal | Winter | B17 | 100 | 6130 | 6130 | 57.4 | 61.55 | 0.01 | 4.13
2030 | NYISO_G-I_2_NYISO_J-K | NYISO_G-I | NYISO_J-K | Internal | Winter | B18 | 400 | 6130 | 6130 | 57.4 | 60.42 | 0.01 | 3.01
2030 | NYISO_G-I_2_NYISO_J-K | NYISO_G-I | NYISO_J-K | Internal | Winter | B19 | 700 | 6130 | 6130 | 55.91 | 60.42 | 0.01 | 4.49
2030 | NYISO_G-I_2_NYISO_J-K | NYISO_G-I | NYISO_J-K | Internal | Winter | B20 | 935 | 6130 | 6130 | 53.94 | 54.83 | 0.01 | 0.88
2030 | NYISO_G-I_2_PJM_E | NYISO_G-I | PJM_E | Internal | Shoulder | B11 | 25 | 1500 | 0 | 62.93 | 66.24 | 8 | 0
2030 | NYISO_G-I_2_PJM_E | NYISO_G-I | PJM_E | Internal | Shoulder | B12 | 200 | 1500 | 0 | 49.48 | 57.45 | 8 | 0
2030 | NYISO_G-I_2_PJM_E | NYISO_G-I | PJM_E | Internal | Shoulder | B13 | 600 | 1500 | 0 | 47.23 | 50.41 | 8 | 0
2030 | NYISO_G-I_2_PJM_E | NYISO_G-I | PJM_E | Internal | Shoulder | B14 | 900 | 1500 | 0 | 46.85 | 48.6 | 8 | 0
2030 | NYISO_G-I_2_PJM_E | NYISO_G-I | PJM_E | Internal | Shoulder | B15 | 1203 | 1500 | 0 | 46.84 | 43.51 | 8 | 0
2030 | NYISO_G-I_2_PJM_E | NYISO_G-I | PJM_E | Internal | Summer | B1 | 10 | 1500 | 0 | 91.36 | 96.52 | 8 | 0
2030 | NYISO_G-I_2_PJM_E | NYISO_G-I | PJM_E | Internal | Summer | B2 | 25 | 1500 | 196.05 | 72.62 | 80.62 | 8 | 0
2030 | NYISO_G-I_2_PJM_E | NYISO_G-I | PJM_E | Internal | Summer | B3 | 75 | 1500 | 1232.52 | 67.01 | 75.01 | 8 | 0
2030 | NYISO_G-I_2_PJM_E | NYISO_G-I | PJM_E | Internal | Summer | B4 | 100 | 1500 | 1500 | 61.44 | 75.01 | 8 | 5.57
2030 | NYISO_G-I_2_PJM_E | NYISO_G-I | PJM_E | Internal | Summer | B5 | 200 | 1500 | 1500 | 57.83 | 71.87 | 8 | 6.04
2030 | NYISO_G-I_2_PJM_E | NYISO_G-I | PJM_E | Internal | Summer | B6 | 300 | 1500 | 0 | 57.83 | 56.42 | 8 | 0
2030 | NYISO_G-I_2_PJM_E | NYISO_G-I | PJM_E | Internal | Summer | B7 | 400 | 1500 | 0 | 50.73 | 49.12 | 8 | 0
2030 | NYISO_G-I_2_PJM_E | NYISO_G-I | PJM_E | Internal | Summer | B8 | 500 | 1500 | 0 | 45.69 | 45.35 | 8 | 0
2030 | NYISO_G-I_2_PJM_E | NYISO_G-I | PJM_E | Internal | Summer | B9 | 800 | 1500 | 0 | 43.7 | 44.52 | 8 | 0
2030 | NYISO_G-I_2_PJM_E | NYISO_G-I | PJM_E | Internal | Summer | B10 | 1262 | 1500 | 0 | 43.7 | 39.3 | 8 | 0
2030 | NYISO_G-I_2_PJM_E | NYISO_G-I | PJM_E | Internal | Winter | B16 | 25 | 1500 | 0 | 77.53 | 71.53 | 8 | 0
2030 | NYISO_G-I_2_PJM_E | NYISO_G-I | PJM_E | Internal | Winter | B17 | 100 | 1500 | 0 | 57.4 | 57.98 | 8 | 0
2030 | NYISO_G-I_2_PJM_E | NYISO_G-I | PJM_E | Internal | Winter | B18 | 400 | 1500 | 0 | 57.4 | 53.51 | 8 | 0
2030 | NYISO_G-I_2_PJM_E | NYISO_G-I | PJM_E | Internal | Winter | B19 | 700 | 1500 | 0 | 55.91 | 49.92 | 8 | 0
2030 | NYISO_G-I_2_PJM_E | NYISO_G-I | PJM_E | Internal | Winter | B20 | 935 | 1500 | 0 | 53.94 | 41.73 | 8 | 0
2030 | NYISO_J-K_2_PJM_E | NYISO_J-K | PJM_E | Internal | Shoulder | B11 | 25 | 0.01 | 0 | 62.94 | 66.24 | 8 | 0
2030 | NYISO_J-K_2_PJM_E | NYISO_J-K | PJM_E | Internal | Shoulder | B12 | 200 | 0.01 | 0 | 49.49 | 57.45 | 8 | 0
2030 | NYISO_J-K_2_PJM_E | NYISO_J-K | PJM_E | Internal | Shoulder | B13 | 600 | 0.01 | 0 | 47.25 | 50.41 | 8 | 0
2030 | NYISO_J-K_2_PJM_E | NYISO_J-K | PJM_E | Internal | Shoulder | B14 | 900 | 0.01 | 0 | 46.86 | 48.6 | 8 | 0
2030 | NYISO_J-K_2_PJM_E | NYISO_J-K | PJM_E | Internal | Shoulder | B15 | 1203 | 0.01 | 0 | 46.85 | 43.51 | 8 | 0
2030 | NYISO_J-K_2_PJM_E | NYISO_J-K | PJM_E | Internal | Summer | B1 | 10 | 0.01 | 0 | 91.37 | 96.52 | 8 | 0
2030 | NYISO_J-K_2_PJM_E | NYISO_J-K | PJM_E | Internal | Summer | B2 | 25 | 0.01 | 0 | 72.63 | 80.62 | 8 | 0
2030 | NYISO_J-K_2_PJM_E | NYISO_J-K | PJM_E | Internal | Summer | B3 | 75 | 0.01 | 0 | 67.02 | 75.01 | 8 | 0
2030 | NYISO_J-K_2_PJM_E | NYISO_J-K | PJM_E | Internal | Summer | B4 | 100 | 0.01 | 0 | 61.45 | 75.01 | 8 | 5.56
2030 | NYISO_J-K_2_PJM_E | NYISO_J-K | PJM_E | Internal | Summer | B5 | 200 | 0.01 | 0 | 57.85 | 71.87 | 8 | 6.03
2030 | NYISO_J-K_2_PJM_E | NYISO_J-K | PJM_E | Internal | Summer | B6 | 300 | 0.01 | 0 | 57.85 | 56.42 | 8 | 0
2030 | NYISO_J-K_2_PJM_E | NYISO_J-K | PJM_E | Internal | Summer | B7 | 400 | 0.01 | 0 | 57.85 | 49.12 | 8 | 0
2030 | NYISO_J-K_2_PJM_E | NYISO_J-K | PJM_E | Internal | Summer | B8 | 500 | 0.01 | 0 | 45.7 | 45.35 | 8 | 0
2030 | NYISO_J-K_2_PJM_E | NYISO_J-K | PJM_E | Internal | Summer | B9 | 800 | 0.01 | 0 | 43.71 | 44.52 | 8 | 0
2030 | NYISO_J-K_2_PJM_E | NYISO_J-K | PJM_E | Internal | Summer | B10 | 1262 | 0.01 | 0 | 43.71 | 39.3 | 8 | 0
2030 | NYISO_J-K_2_PJM_E | NYISO_J-K | PJM_E | Internal | Winter | B16 | 25 | 0.01 | 0 | 80.72 | 71.53 | 8 | 0
2030 | NYISO_J-K_2_PJM_E | NYISO_J-K | PJM_E | Internal | Winter | B17 | 100 | 0.01 | 0 | 61.55 | 57.98 | 8 | 0
2030 | NYISO_J-K_2_PJM_E | NYISO_J-K | PJM_E | Internal | Winter | B18 | 400 | 0.01 | 0 | 60.42 | 53.51 | 8 | 0
2030 | NYISO_J-K_2_PJM_E | NYISO_J-K | PJM_E | Internal | Winter | B19 | 700 | 0.01 | 0 | 60.42 | 49.92 | 8 | 0
2030 | NYISO_J-K_2_PJM_E | NYISO_J-K | PJM_E | Internal | Winter | B20 | 935 | 0.01 | 0 | 54.83 | 41.73 | 8 | 0
2030 | PJM_E_2_NYISO_G-I | PJM_E | NYISO_G-I | Internal | Shoulder | B11 | 25 | 500 | 0 | 66.24 | 62.93 | 6 | 0
2030 | PJM_E_2_NYISO_G-I | PJM_E | NYISO_G-I | Internal | Shoulder | B12 | 200 | 500 | 0 | 57.45 | 49.48 | 6 | 0
2030 | PJM_E_2_NYISO_G-I | PJM_E | NYISO_G-I | Internal | Shoulder | B13 | 600 | 500 | 0 | 50.41 | 47.23 | 6 | 0
2030 | PJM_E_2_NYISO_G-I | PJM_E | NYISO_G-I | Internal | Shoulder | B14 | 900 | 500 | 0 | 48.6 | 46.85 | 6 | 0
2030 | PJM_E_2_NYISO_G-I | PJM_E | NYISO_G-I | Internal | Shoulder | B15 | 1203 | 500 | 0 | 43.51 | 46.84 | 6 | 0
2030 | PJM_E_2_NYISO_G-I | PJM_E | NYISO_G-I | Internal | Summer | B1 | 10 | 500 | 0 | 96.52 | 91.36 | 6 | 0
2030 | PJM_E_2_NYISO_G-I | PJM_E | NYISO_G-I | Internal | Summer | B2 | 25 | 500 | 0 | 80.62 | 72.62 | 6 | 0
2030 | PJM_E_2_NYISO_G-I | PJM_E | NYISO_G-I | Internal | Summer | B3 | 75 | 500 | 0 | 75.01 | 67.01 | 6 | 0
2030 | PJM_E_2_NYISO_G-I | PJM_E | NYISO_G-I | Internal | Summer | B4 | 100 | 500 | 0 | 75.01 | 61.44 | 6 | 0
2030 | PJM_E_2_NYISO_G-I | PJM_E | NYISO_G-I | Internal | Summer | B5 | 200 | 500 | 0 | 71.87 | 57.83 | 6 | 0
2030 | PJM_E_2_NYISO_G-I | PJM_E | NYISO_G-I | Internal | Summer | B6 | 300 | 500 | 0 | 56.42 | 57.83 | 6 | 0
2030 | PJM_E_2_NYISO_G-I | PJM_E | NYISO_G-I | Internal | Summer | B7 | 400 | 500 | 0 | 49.12 | 50.73 | 6 | 0
2030 | PJM_E_2_NYISO_G-I | PJM_E | NYISO_G-I | Internal | Summer | B8 | 500 | 500 | 0 | 45.35 | 45.69 | 6 | 0
2030 | PJM_E_2_NYISO_G-I | PJM_E | NYISO_G-I | Internal | Summer | B9 | 800 | 500 | 0 | 44.52 | 43.7 | 6 | 0
2030 | PJM_E_2_NYISO_G-I | PJM_E | NYISO_G-I | Internal | Summer | B10 | 1262 | 500 | 0 | 39.3 | 43.7 | 6 | 0
2030 | PJM_E_2_NYISO_G-I | PJM_E | NYISO_G-I | Internal | Winter | B16 | 25 | 500 | 51.53 | 71.53 | 77.53 | 6 | 0
2030 | PJM_E_2_NYISO_G-I | PJM_E | NYISO_G-I | Internal | Winter | B17 | 100 | 500 | 0 | 57.98 | 57.4 | 6 | 0
2030 | PJM_E_2_NYISO_G-I | PJM_E | NYISO_G-I | Internal | Winter | B18 | 400 | 500 | 0 | 53.51 | 57.4 | 6 | 0
2030 | PJM_E_2_NYISO_G-I | PJM_E | NYISO_G-I | Internal | Winter | B19 | 700 | 500 | 0 | 49.92 | 55.91 | 6 | 0
2030 | PJM_E_2_NYISO_G-I | PJM_E | NYISO_G-I | Internal | Winter | B20 | 935 | 500 | 500 | 41.73 | 53.94 | 6 | 6.2
2030 | PJM_E_2_NYISO_J-K | PJM_E | NYISO_J-K | Internal | Shoulder | B11 | 25 | 330 | 0 | 66.24 | 62.94 | 6 | 0
2030 | PJM_E_2_NYISO_J-K | PJM_E | NYISO_J-K | Internal | Shoulder | B12 | 200 | 330 | 0 | 57.45 | 49.49 | 6 | 0
2030 | PJM_E_2_NYISO_J-K | PJM_E | NYISO_J-K | Internal | Shoulder | B13 | 600 | 330 | 0 | 50.41 | 47.25 | 6 | 0
2030 | PJM_E_2_NYISO_J-K | PJM_E | NYISO_J-K | Internal | Shoulder | B14 | 900 | 330 | 0 | 48.6 | 46.86 | 6 | 0
2030 | PJM_E_2_NYISO_J-K | PJM_E | NYISO_J-K | Internal | Shoulder | B15 | 1203 | 330 | 0 | 43.51 | 46.85 | 6 | 0
2030 | PJM_E_2_NYISO_J-K | PJM_E | NYISO_J-K | Internal | Summer | B1 | 10 | 330 | 0 | 96.52 | 91.37 | 6 | 0
2030 | PJM_E_2_NYISO_J-K | PJM_E | NYISO_J-K | Internal | Summer | B2 | 25 | 330 | 0 | 80.62 | 72.63 | 6 | 0
2030 | PJM_E_2_NYISO_J-K | PJM_E | NYISO_J-K | Internal | Summer | B3 | 75 | 330 | 0 | 75.01 | 67.02 | 6 | 0
2030 | PJM_E_2_NYISO_J-K | PJM_E | NYISO_J-K | Internal | Summer | B4 | 100 | 330 | 0 | 75.01 | 61.45 | 6 | 0
2030 | PJM_E_2_NYISO_J-K | PJM_E | NYISO_J-K | Internal | Summer | B5 | 200 | 330 | 0 | 71.87 | 57.85 | 6 | 0
2030 | PJM_E_2_NYISO_J-K | PJM_E | NYISO_J-K | Internal | Summer | B6 | 300 | 330 | 0 | 56.42 | 57.85 | 6 | 0
2030 | PJM_E_2_NYISO_J-K | PJM_E | NYISO_J-K | Internal | Summer | B7 | 400 | 330 | 330 | 49.12 | 57.85 | 6 | 2.73
2030 | PJM_E_2_NYISO_J-K | PJM_E | NYISO_J-K | Internal | Summer | B8 | 500 | 330 | 0 | 45.35 | 45.7 | 6 | 0
2030 | PJM_E_2_NYISO_J-K | PJM_E | NYISO_J-K | Internal | Summer | B9 | 800 | 330 | 0 | 44.52 | 43.71 | 6 | 0
2030 | PJM_E_2_NYISO_J-K | PJM_E | NYISO_J-K | Internal | Summer | B10 | 1262 | 330 | 0 | 39.3 | 43.71 | 6 | 0
2030 | PJM_E_2_NYISO_J-K | PJM_E | NYISO_J-K | Internal | Winter | B16 | 25 | 330 | 330 | 71.53 | 80.72 | 6 | 3.19
2030 | PJM_E_2_NYISO_J-K | PJM_E | NYISO_J-K | Internal | Winter | B17 | 100 | 330 | 0 | 57.98 | 61.55 | 6 | 0
2030 | PJM_E_2_NYISO_J-K | PJM_E | NYISO_J-K | Internal | Winter | B18 | 400 | 330 | 330 | 53.51 | 60.42 | 6 | 0.91
2030 | PJM_E_2_NYISO_J-K | PJM_E | NYISO_J-K | Internal | Winter | B19 | 700 | 330 | 330 | 49.92 | 60.42 | 6 | 4.5
2030 | PJM_E_2_NYISO_J-K | PJM_E | NYISO_J-K | Internal | Winter | B20 | 935 | 330 | 330 | 41.73 | 54.83 | 6 | 7.09
2030 | PJM_E_2_PJM_ROM | PJM_E | PJM_ROM | Internal | Shoulder | B11 | 25 | 8000 | 3001.51 | 66.24 | 66.25 | 0.01 | 0
2030 | PJM_E_2_PJM_ROM | PJM_E | PJM_ROM | Internal | Shoulder | B12 | 200 | 8000 | 2657.71 | 57.45 | 57.47 | 0.01 | 0
2030 | PJM_E_2_PJM_ROM | PJM_E | PJM_ROM | Internal | Shoulder | B13 | 600 | 8000 | 1431.63 | 50.41 | 50.42 | 0.01 | 0
2030 | PJM_E_2_PJM_ROM | PJM_E | PJM_ROM | Internal | Shoulder | B14 | 900 | 8000 | 1292.54 | 48.6 | 48.61 | 0.01 | 0
2030 | PJM_E_2_PJM_ROM | PJM_E | PJM_ROM | Internal | Shoulder | B15 | 1203 | 8000 | 0 | 43.51 | 43.5 | 0.01 | 0
2030 | PJM_E_2_PJM_ROM | PJM_E | PJM_ROM | Internal | Summer | B1 | 10 | 8000 | 0 | 96.52 | 96.5 | 0.01 | 0
2030 | PJM_E_2_PJM_ROM | PJM_E | PJM_ROM | Internal | Summer | B2 | 25 | 8000 | 0 | 80.62 | 80.61 | 0.01 | 0
2030 | PJM_E_2_PJM_ROM | PJM_E | PJM_ROM | Internal | Summer | B3 | 75 | 8000 | 1673.35 | 75.01 | 75.02 | 0.01 | 0
2030 | PJM_E_2_PJM_ROM | PJM_E | PJM_ROM | Internal | Summer | B4 | 100 | 8000 | 4008.37 | 75.01 | 75.02 | 0.01 | 0
2030 | PJM_E_2_PJM_ROM | PJM_E | PJM_ROM | Internal | Summer | B5 | 200 | 8000 | 2794.77 | 71.87 | 71.89 | 0.01 | 0
2030 | PJM_E_2_PJM_ROM | PJM_E | PJM_ROM | Internal | Summer | B6 | 300 | 8000 | 263.54 | 56.42 | 56.43 | 0.01 | 0
2030 | PJM_E_2_PJM_ROM | PJM_E | PJM_ROM | Internal | Summer | B7 | 400 | 8000 | 1188.08 | 49.12 | 49.13 | 0.01 | 0
2030 | PJM_E_2_PJM_ROM | PJM_E | PJM_ROM | Internal | Summer | B8 | 500 | 8000 | 0 | 45.35 | 45.34 | 0.01 | 0
2030 | PJM_E_2_PJM_ROM | PJM_E | PJM_ROM | Internal | Summer | B9 | 800 | 8000 | 0 | 44.52 | 44.5 | 0.01 | 0
2030 | PJM_E_2_PJM_ROM | PJM_E | PJM_ROM | Internal | Summer | B10 | 1262 | 8000 | 0 | 39.3 | 39.28 | 0.01 | 0
2030 | PJM_E_2_PJM_ROM | PJM_E | PJM_ROM | Internal | Winter | B16 | 25 | 8000 | 0 | 71.53 | 71.52 | 0.01 | 0
2030 | PJM_E_2_PJM_ROM | PJM_E | PJM_ROM | Internal | Winter | B17 | 100 | 8000 | 0 | 57.98 | 57.97 | 0.01 | 0
2030 | PJM_E_2_PJM_ROM | PJM_E | PJM_ROM | Internal | Winter | B18 | 400 | 8000 | 0 | 53.51 | 53.5 | 0.01 | 0
2030 | PJM_E_2_PJM_ROM | PJM_E | PJM_ROM | Internal | Winter | B19 | 700 | 8000 | 0 | 49.92 | 49.9 | 0.01 | 0
2030 | PJM_E_2_PJM_ROM | PJM_E | PJM_ROM | Internal | Winter | B20 | 935 | 8000 | 0 | 41.73 | 41.72 | 0.01 | 0
2030 | PJM_ROR_2_MISO_IN | PJM_ROR | MISO_IN | Internal | Shoulder | B11 | 25 | 909 | 909 | 66.26 | 70.74 | 2 | 2.47
2030 | PJM_ROR_2_MISO_IN | PJM_ROR | MISO_IN | Internal | Shoulder | B12 | 200 | 909 | 0 | 57.48 | 56.65 | 2 | 0
2030 | PJM_ROR_2_MISO_IN | PJM_ROR | MISO_IN | Internal | Shoulder | B13 | 600 | 909 | 0 | 50.43 | 49.2 | 2 | 0
2030 | PJM_ROR_2_MISO_IN | PJM_ROR | MISO_IN | Internal | Shoulder | B14 | 900 | 909 | 0 | 48.62 | 48.37 | 2 | 0
2030 | PJM_ROR_2_MISO_IN | PJM_ROR | MISO_IN | Internal | Shoulder | B15 | 1203 | 909 | 0 | 43.49 | 43.29 | 2 | 0
2030 | PJM_ROR_2_MISO_IN | PJM_ROR | MISO_IN | Internal | Summer | B1 | 10 | 909 | 0 | 96.49 | 93.03 | 2 | 0
2030 | PJM_ROR_2_MISO_IN | PJM_ROR | MISO_IN | Internal | Summer | B2 | 25 | 909 | 0 | 80.59 | 78.59 | 2 | 0
2030 | PJM_ROR_2_MISO_IN | PJM_ROR | MISO_IN | Internal | Summer | B3 | 75 | 909 | 0 | 75.03 | 76.35 | 2 | 0
2030 | PJM_ROR_2_MISO_IN | PJM_ROR | MISO_IN | Internal | Summer | B4 | 100 | 909 | 0 | 75.03 | 76.35 | 2 | 0
2030 | PJM_ROR_2_MISO_IN | PJM_ROR | MISO_IN | Internal | Summer | B5 | 200 | 909 | 0 | 71.9 | 73.89 | 2 | 0
2030 | PJM_ROR_2_MISO_IN | PJM_ROR | MISO_IN | Internal | Summer | B6 | 300 | 909 | 71.98 | 56.45 | 58.45 | 2 | 0
2030 | PJM_ROR_2_MISO_IN | PJM_ROR | MISO_IN | Internal | Summer | B7 | 400 | 909 | 0 | 49.14 | 48.46 | 2 | 0
2030 | PJM_ROR_2_MISO_IN | PJM_ROR | MISO_IN | Internal | Summer | B8 | 500 | 909 | 0 | 45.35 | 44.52 | 2 | 0
2030 | PJM_ROR_2_MISO_IN | PJM_ROR | MISO_IN | Internal | Summer | B9 | 800 | 909 | 0 | 44.52 | 43.29 | 2 | 0
2030 | PJM_ROR_2_MISO_IN | PJM_ROR | MISO_IN | Internal | Summer | B10 | 1262 | 909 | 0 | 39.27 | 39.6 | 2 | 0
2030 | PJM_ROR_2_MISO_IN | PJM_ROR | MISO_IN | Internal | Winter | B16 | 25 | 909 | 150.4 | 71.53 | 73.53 | 2 | 0
2030 | PJM_ROR_2_MISO_IN | PJM_ROR | MISO_IN | Internal | Winter | B17 | 100 | 909 | 0 | 57.98 | 56 | 2 | 0
2030 | PJM_ROR_2_MISO_IN | PJM_ROR | MISO_IN | Internal | Winter | B18 | 400 | 909 | 0 | 53.49 | 51.67 | 2 | 0
2030 | PJM_ROR_2_MISO_IN | PJM_ROR | MISO_IN | Internal | Winter | B19 | 700 | 909 | 0 | 49.89 | 49.14 | 2 | 0
2030 | PJM_ROR_2_MISO_IN | PJM_ROR | MISO_IN | Internal | Winter | B20 | 935 | 909 | 0 | 41.71 | 42.21 | 2 | 0
2030 | PJM_ROR_2_MISO_MI | PJM_ROR | MISO_MI | Internal | Shoulder | B11 | 25 | 1305 | 0 | 66.26 | 64.26 | 2 | 0
2030 | PJM_ROR_2_MISO_MI | PJM_ROR | MISO_MI | Internal | Shoulder | B12 | 200 | 1305 | 0 | 57.48 | 56.63 | 2 | 0
2030 | PJM_ROR_2_MISO_MI | PJM_ROR | MISO_MI | Internal | Shoulder | B13 | 600 | 1305 | 0 | 50.43 | 49.18 | 2 | 0
2030 | PJM_ROR_2_MISO_MI | PJM_ROR | MISO_MI | Internal | Shoulder | B14 | 900 | 1305 | 0 | 48.62 | 48.36 | 2 | 0
2030 | PJM_ROR_2_MISO_MI | PJM_ROR | MISO_MI | Internal | Shoulder | B15 | 1203 | 1305 | 0 | 43.49 | 43.3 | 2 | 0
2030 | PJM_ROR_2_MISO_MI | PJM_ROR | MISO_MI | Internal | Summer | B1 | 10 | 1305 | 0 | 96.49 | 93.02 | 2 | 0
2030 | PJM_ROR_2_MISO_MI | PJM_ROR | MISO_MI | Internal | Summer | B2 | 25 | 1305 | 0 | 80.59 | 78.19 | 2 | 0
2030 | PJM_ROR_2_MISO_MI | PJM_ROR | MISO_MI | Internal | Summer | B3 | 75 | 1305 | 0 | 75.03 | 73.03 | 2 | 0
2030 | PJM_ROR_2_MISO_MI | PJM_ROR | MISO_MI | Internal | Summer | B4 | 100 | 1305 | 0 | 75.03 | 73.03 | 2 | 0
2030 | PJM_ROR_2_MISO_MI | PJM_ROR | MISO_MI | Internal | Summer | B5 | 200 | 1305 | 0 | 71.9 | 72.97 | 2 | 0
2030 | PJM_ROR_2_MISO_MI | PJM_ROR | MISO_MI | Internal | Summer | B6 | 300 | 1305 | 0 | 56.45 | 55.3 | 2 | 0
2030 | PJM_ROR_2_MISO_MI | PJM_ROR | MISO_MI | Internal | Summer | B7 | 400 | 1305 | 0 | 49.14 | 48.48 | 2 | 0
2030 | PJM_ROR_2_MISO_MI | PJM_ROR | MISO_MI | Internal | Summer | B8 | 500 | 1305 | 0 | 45.35 | 44.53 | 2 | 0
2030 | PJM_ROR_2_MISO_MI | PJM_ROR | MISO_MI | Internal | Summer | B9 | 800 | 1305 | 0 | 44.52 | 43.3 | 2 | 0
2030 | PJM_ROR_2_MISO_MI | PJM_ROR | MISO_MI | Internal | Summer | B10 | 1262 | 1305 | 0 | 39.27 | 39.62 | 2 | 0
2030 | PJM_ROR_2_MISO_MI | PJM_ROR | MISO_MI | Internal | Winter | B16 | 25 | 1305 | 0 | 71.53 | 69.53 | 2 | 0
2030 | PJM_ROR_2_MISO_MI | PJM_ROR | MISO_MI | Internal | Winter | B17 | 100 | 1305 | 0 | 57.98 | 55.98 | 2 | 0
2030 | PJM_ROR_2_MISO_MI | PJM_ROR | MISO_MI | Internal | Winter | B18 | 400 | 1305 | 0 | 53.49 | 51.66 | 2 | 0
2030 | PJM_ROR_2_MISO_MI | PJM_ROR | MISO_MI | Internal | Winter | B19 | 700 | 1305 | 0 | 49.89 | 49.16 | 2 | 0
2030 | PJM_ROR_2_MISO_MI | PJM_ROR | MISO_MI | Internal | Winter | B20 | 935 | 1305 | 0 | 41.71 | 42.2 | 2 | 0
2030 | PJM_ROR_2_MISO_MO-IL | PJM_ROR | MISO_MO-IL | Internal | Shoulder | B11 | 25 | 1111 | 1111 | 66.26 | 70.72 | 2 | 2.46
2030 | PJM_ROR_2_MISO_MO-IL | PJM_ROR | MISO_MO-IL | Internal | Shoulder | B12 | 200 | 1111 | 0 | 57.48 | 55.96 | 2 | 0
2030 | PJM_ROR_2_MISO_MO-IL | PJM_ROR | MISO_MO-IL | Internal | Shoulder | B13 | 600 | 1111 | 0 | 50.43 | 49.18 | 2 | 0
2030 | PJM_ROR_2_MISO_MO-IL | PJM_ROR | MISO_MO-IL | Internal | Shoulder | B14 | 900 | 1111 | 0 | 48.62 | 48.36 | 2 | 0
2030 | PJM_ROR_2_MISO_MO-IL | PJM_ROR | MISO_MO-IL | Internal | Shoulder | B15 | 1203 | 1111 | 0 | 43.49 | 43.28 | 2 | 0
2030 | PJM_ROR_2_MISO_MO-IL | PJM_ROR | MISO_MO-IL | Internal | Summer | B1 | 10 | 1111 | 0 | 96.49 | 93.02 | 2 | 0
2030 | PJM_ROR_2_MISO_MO-IL | PJM_ROR | MISO_MO-IL | Internal | Summer | B2 | 25 | 1111 | 0 | 80.59 | 78.59 | 2 | 0
2030 | PJM_ROR_2_MISO_MO-IL | PJM_ROR | MISO_MO-IL | Internal | Summer | B3 | 75 | 1111 | 0 | 75.03 | 76.34 | 2 | 0
2030 | PJM_ROR_2_MISO_MO-IL | PJM_ROR | MISO_MO-IL | Internal | Summer | B4 | 100 | 1111 | 0 | 75.03 | 76.34 | 2 | 0
2030 | PJM_ROR_2_MISO_MO-IL | PJM_ROR | MISO_MO-IL | Internal | Summer | B5 | 200 | 1111 | 418.83 | 71.9 | 73.9 | 2 | 0
2030 | PJM_ROR_2_MISO_MO-IL | PJM_ROR | MISO_MO-IL | Internal | Summer | B6 | 300 | 1111 | 1111 | 56.45 | 58.46 | 2 | 0.01
2030 | PJM_ROR_2_MISO_MO-IL | PJM_ROR | MISO_MO-IL | Internal | Summer | B7 | 400 | 1111 | 0 | 49.14 | 48.45 | 2 | 0
2030 | PJM_ROR_2_MISO_MO-IL | PJM_ROR | MISO_MO-IL | Internal | Summer | B8 | 500 | 1111 | 0 | 45.35 | 44.51 | 2 | 0
2030 | PJM_ROR_2_MISO_MO-IL | PJM_ROR | MISO_MO-IL | Internal | Summer | B9 | 800 | 1111 | 0 | 44.52 | 43.28 | 2 | 0
2030 | PJM_ROR_2_MISO_MO-IL | PJM_ROR | MISO_MO-IL | Internal | Summer | B10 | 1262 | 1111 | 0 | 39.27 | 39.59 | 2 | 0
2030 | PJM_ROR_2_MISO_MO-IL | PJM_ROR | MISO_MO-IL | Internal | Winter | B16 | 25 | 1111 | 0 | 71.53 | 69.54 | 2 | 0
2030 | PJM_ROR_2_MISO_MO-IL | PJM_ROR | MISO_MO-IL | Internal | Winter | B17 | 100 | 1111 | 0 | 57.98 | 55.98 | 2 | 0
2030 | PJM_ROR_2_MISO_MO-IL | PJM_ROR | MISO_MO-IL | Internal | Winter | B18 | 400 | 1111 | 0 | 53.49 | 51.66 | 2 | 0
2030 | PJM_ROR_2_MISO_MO-IL | PJM_ROR | MISO_MO-IL | Internal | Winter | B19 | 700 | 1111 | 0 | 49.89 | 49.13 | 2 | 0
2030 | PJM_ROR_2_MISO_MO-IL | PJM_ROR | MISO_MO-IL | Internal | Winter | B20 | 935 | 1111 | 0 | 41.71 | 42.2 | 2 | 0
2030 | PJM_ROR_2_MISO_W | PJM_ROR | MISO_W | Internal | Shoulder | B11 | 25 | 709 | 709 | 66.26 | 70.71 | 2 | 2.45
2030 | PJM_ROR_2_MISO_W | PJM_ROR | MISO_W | Internal | Shoulder | B12 | 200 | 709 | 0 | 57.48 | 55.95 | 2 | 0
2030 | PJM_ROR_2_MISO_W | PJM_ROR | MISO_W | Internal | Shoulder | B13 | 600 | 709 | 0 | 50.43 | 49.17 | 2 | 0
2030 | PJM_ROR_2_MISO_W | PJM_ROR | MISO_W | Internal | Shoulder | B14 | 900 | 709 | 0 | 48.62 | 48.94 | 2 | 0
2030 | PJM_ROR_2_MISO_W | PJM_ROR | MISO_W | Internal | Shoulder | B15 | 1203 | 709 | 0 | 43.49 | 43.29 | 2 | 0
2030 | PJM_ROR_2_MISO_W | PJM_ROR | MISO_W | Internal | Summer | B1 | 10 | 709 | 0 | 96.49 | 93 | 2 | 0
2030 | PJM_ROR_2_MISO_W | PJM_ROR | MISO_W | Internal | Summer | B2 | 25 | 709 | 0 | 80.59 | 78.61 | 2 | 0
2030 | PJM_ROR_2_MISO_W | PJM_ROR | MISO_W | Internal | Summer | B3 | 75 | 709 | 709 | 75.03 | 77.47 | 2 | 0.44
2030 | PJM_ROR_2_MISO_W | PJM_ROR | MISO_W | Internal | Summer | B4 | 100 | 709 | 709 | 75.03 | 77.47 | 2 | 0.44
2030 | PJM_ROR_2_MISO_W | PJM_ROR | MISO_W | Internal | Summer | B5 | 200 | 709 | 709 | 71.9 | 73.91 | 2 | 0.01
2030 | PJM_ROR_2_MISO_W | PJM_ROR | MISO_W | Internal | Summer | B6 | 300 | 709 | 709 | 56.45 | 59.46 | 2 | 1.01
2030 | PJM_ROR_2_MISO_W | PJM_ROR | MISO_W | Internal | Summer | B7 | 400 | 709 | 0 | 49.14 | 48.46 | 2 | 0
2030 | PJM_ROR_2_MISO_W | PJM_ROR | MISO_W | Internal | Summer | B8 | 500 | 709 | 0 | 45.35 | 44.49 | 2 | 0
2030 | PJM_ROR_2_MISO_W | PJM_ROR | MISO_W | Internal | Summer | B9 | 800 | 709 | 0 | 44.52 | 43.3 | 2 | 0
2030 | PJM_ROR_2_MISO_W | PJM_ROR | MISO_W | Internal | Summer | B10 | 1262 | 709 | 0 | 39.27 | 39.58 | 2 | 0
2030 | PJM_ROR_2_MISO_W | PJM_ROR | MISO_W | Internal | Winter | B16 | 25 | 709 | 0 | 71.53 | 69.53 | 2 | 0
2030 | PJM_ROR_2_MISO_W | PJM_ROR | MISO_W | Internal | Winter | B17 | 100 | 709 | 0 | 57.98 | 55.97 | 2 | 0
2030 | PJM_ROR_2_MISO_W | PJM_ROR | MISO_W | Internal | Winter | B18 | 400 | 709 | 0 | 53.49 | 52.59 | 2 | 0
2030 | PJM_ROR_2_MISO_W | PJM_ROR | MISO_W | Internal | Winter | B19 | 700 | 709 | 0 | 49.89 | 49.18 | 2 | 0
2030 | PJM_ROR_2_MISO_W | PJM_ROR | MISO_W | Internal | Winter | B20 | 935 | 709 | 0 | 41.71 | 42.18 | 2 | 0
2030 | PJM_ROR_2_MISO_WUMS | PJM_ROR | MISO_WUMS | Internal | Shoulder | B11 | 25 | 1467 | 574.61 | 66.26 | 68.26 | 2 | 0
2030 | PJM_ROR_2_MISO_WUMS | PJM_ROR | MISO_WUMS | Internal | Shoulder | B12 | 200 | 1467 | 0 | 57.48 | 55.94 | 2 | 0
2030 | PJM_ROR_2_MISO_WUMS | PJM_ROR | MISO_WUMS | Internal | Shoulder | B13 | 600 | 1467 | 0 | 50.43 | 49.16 | 2 | 0
2030 | PJM_ROR_2_MISO_WUMS | PJM_ROR | MISO_WUMS | Internal | Shoulder | B14 | 900 | 1467 | 0 | 48.62 | 47.51 | 2 | 0
2030 | PJM_ROR_2_MISO_WUMS | PJM_ROR | MISO_WUMS | Internal | Shoulder | B15 | 1203 | 1467 | 0 | 43.49 | 43.29 | 2 | 0
2030 | PJM_ROR_2_MISO_WUMS | PJM_ROR | MISO_WUMS | Internal | Summer | B1 | 10 | 1467 | 0 | 96.49 | 73.13 | 2 | 0
2030 | PJM_ROR_2_MISO_WUMS | PJM_ROR | MISO_WUMS | Internal | Summer | B2 | 25 | 1467 | 0 | 80.59 | 73.13 | 2 | 0
2030 | PJM_ROR_2_MISO_WUMS | PJM_ROR | MISO_WUMS | Internal | Summer | B3 | 75 | 1467 | 0 | 75.03 | 73.13 | 2 | 0
2030 | PJM_ROR_2_MISO_WUMS | PJM_ROR | MISO_WUMS | Internal | Summer | B4 | 100 | 1467 | 0 | 75.03 | 73.13 | 2 | 0
2030 | PJM_ROR_2_MISO_WUMS | PJM_ROR | MISO_WUMS | Internal | Summer | B5 | 200 | 1467 | 0 | 71.9 | 73.13 | 2 | 0
2030 | PJM_ROR_2_MISO_WUMS | PJM_ROR | MISO_WUMS | Internal | Summer | B6 | 300 | 1467 | 0 | 56.45 | 54.49 | 2 | 0
2030 | PJM_ROR_2_MISO_WUMS | PJM_ROR | MISO_WUMS | Internal | Summer | B7 | 400 | 1467 | 0 | 49.14 | 47.14 | 2 | 0
2030 | PJM_ROR_2_MISO_WUMS | PJM_ROR | MISO_WUMS | Internal | Summer | B8 | 500 | 1467 | 0 | 45.35 | 44.48 | 2 | 0
2030 | PJM_ROR_2_MISO_WUMS | PJM_ROR | MISO_WUMS | Internal | Summer | B9 | 800 | 1467 | 0 | 44.52 | 43.32 | 2 | 0
2030 | PJM_ROR_2_MISO_WUMS | PJM_ROR | MISO_WUMS | Internal | Summer | B10 | 1262 | 1467 | 0 | 39.27 | 39.63 | 2 | 0
2030 | PJM_ROR_2_MISO_WUMS | PJM_ROR | MISO_WUMS | Internal | Winter | B16 | 25 | 1467 | 0 | 71.53 | 69.53 | 2 | 0
2030 | PJM_ROR_2_MISO_WUMS | PJM_ROR | MISO_WUMS | Internal | Winter | B17 | 100 | 1467 | 0 | 57.98 | 55.98 | 2 | 0
2030 | PJM_ROR_2_MISO_WUMS | PJM_ROR | MISO_WUMS | Internal | Winter | B18 | 400 | 1467 | 0 | 53.49 | 51.67 | 2 | 0
2030 | PJM_ROR_2_MISO_WUMS | PJM_ROR | MISO_WUMS | Internal | Winter | B19 | 700 | 1467 | 0 | 49.89 | 49.17 | 2 | 0
2030 | PJM_ROR_2_MISO_WUMS | PJM_ROR | MISO_WUMS | Internal | Winter | B20 | 935 | 1467 | 0 | 41.71 | 42.2 | 2 | 0
2030 | PJM_ROR_2_PJM_ROM | PJM_ROR | PJM_ROM | Internal | Shoulder | B11 | 25 | 8000 | 0 | 66.26 | 66.25 | 0.01 | 0
2030 | PJM_ROR_2_PJM_ROM | PJM_ROR | PJM_ROM | Internal | Shoulder | B12 | 200 | 8000 | 0 | 57.48 | 57.47 | 0.01 | 0
2030 | PJM_ROR_2_PJM_ROM | PJM_ROR | PJM_ROM | Internal | Shoulder | B13 | 600 | 8000 | 0 | 50.43 | 50.42 | 0.01 | 0
2030 | PJM_ROR_2_PJM_ROM | PJM_ROR | PJM_ROM | Internal | Shoulder | B14 | 900 | 8000 | 0 | 48.62 | 48.61 | 0.01 | 0
2030 | PJM_ROR_2_PJM_ROM | PJM_ROR | PJM_ROM | Internal | Shoulder | B15 | 1203 | 8000 | 0 | 43.49 | 43.5 | 0.01 | 0
2030 | PJM_ROR_2_PJM_ROM | PJM_ROR | PJM_ROM | Internal | Summer | B1 | 10 | 8000 | 4070.73 | 96.49 | 96.5 | 0.01 | 0
2030 | PJM_ROR_2_PJM_ROM | PJM_ROR | PJM_ROM | Internal | Summer | B2 | 25 | 8000 | 2755.96 | 80.59 | 80.61 | 0.01 | 0
2030 | PJM_ROR_2_PJM_ROM | PJM_ROR | PJM_ROM | Internal | Summer | B3 | 75 | 8000 | 0 | 75.03 | 75.02 | 0.01 | 0
2030 | PJM_ROR_2_PJM_ROM | PJM_ROR | PJM_ROM | Internal | Summer | B4 | 100 | 8000 | 0 | 75.03 | 75.02 | 0.01 | 0
2030 | PJM_ROR_2_PJM_ROM | PJM_ROR | PJM_ROM | Internal | Summer | B5 | 200 | 8000 | 0 | 71.9 | 71.89 | 0.01 | 0
2030 | PJM_ROR_2_PJM_ROM | PJM_ROR | PJM_ROM | Internal | Summer | B6 | 300 | 8000 | 0 | 56.45 | 56.43 | 0.01 | 0
2030 | PJM_ROR_2_PJM_ROM | PJM_ROR | PJM_ROM | Internal | Summer | B7 | 400 | 8000 | 0 | 49.14 | 49.13 | 0.01 | 0
2030 | PJM_ROR_2_PJM_ROM | PJM_ROR | PJM_ROM | Internal | Summer | B8 | 500 | 8000 | 0 | 45.35 | 45.34 | 0.01 | 0
2030 | PJM_ROR_2_PJM_ROM | PJM_ROR | PJM_ROM | Internal | Summer | B9 | 800 | 8000 | 0 | 44.52 | 44.5 | 0.01 | 0
2030 | PJM_ROR_2_PJM_ROM | PJM_ROR | PJM_ROM | Internal | Summer | B10 | 1262 | 8000 | 3083.12 | 39.27 | 39.28 | 0.01 | 0
2030 | PJM_ROR_2_PJM_ROM | PJM_ROR | PJM_ROM | Internal | Winter | B16 | 25 | 8000 | 0 | 71.53 | 71.52 | 0.01 | 0
2030 | PJM_ROR_2_PJM_ROM | PJM_ROR | PJM_ROM | Internal | Winter | B17 | 100 | 8000 | 0 | 57.98 | 57.97 | 0.01 | 0
2030 | PJM_ROR_2_PJM_ROM | PJM_ROR | PJM_ROM | Internal | Winter | B18 | 400 | 8000 | 2098.9 | 53.49 | 53.5 | 0.01 | 0
2030 | PJM_ROR_2_PJM_ROM | PJM_ROR | PJM_ROM | Internal | Winter | B19 | 700 | 8000 | 2013.81 | 49.89 | 49.9 | 0.01 | 0
2030 | PJM_ROR_2_PJM_ROM | PJM_ROR | PJM_ROM | Internal | Winter | B20 | 935 | 8000 | 3381.3 | 41.71 | 41.72 | 0.01 | 0
2030 | PJM_ROR_2_TVA_Transmission | PJM_ROR | TVA_Transmission | Internal | Shoulder | B11 | 25 | 2500 | 0 | 66.26 | 72.12 | 6 | 0
2030 | PJM_ROR_2_TVA_Transmission | PJM_ROR | TVA_Transmission | Internal | Shoulder | B12 | 200 | 2500 | 0 | 57.48 | 57.42 | 6 | 0
2030 | PJM_ROR_2_TVA_Transmission | PJM_ROR | TVA_Transmission | Internal | Shoulder | B13 | 600 | 2500 | 0 | 50.43 | 53.05 | 6 | 0
2030 | PJM_ROR_2_TVA_Transmission | PJM_ROR | TVA_Transmission | Internal | Shoulder | B14 | 900 | 2500 | 0 | 48.62 | 51.65 | 6 | 0
2030 | PJM_ROR_2_TVA_Transmission | PJM_ROR | TVA_Transmission | Internal | Shoulder | B15 | 1203 | 2500 | 254.48 | 43.49 | 49.49 | 6 | 0
2030 | PJM_ROR_2_TVA_Transmission | PJM_ROR | TVA_Transmission | Internal | Summer | B1 | 10 | 2500 | 0 | 96.49 | 93.03 | 6 | 0
2030 | PJM_ROR_2_TVA_Transmission | PJM_ROR | TVA_Transmission | Internal | Summer | B2 | 25 | 2500 | 1786.43 | 80.59 | 86.59 | 6 | 0
2030 | PJM_ROR_2_TVA_Transmission | PJM_ROR | TVA_Transmission | Internal | Summer | B3 | 75 | 2500 | 826.09 | 75.03 | 81.03 | 6 | 0
2030 | PJM_ROR_2_TVA_Transmission | PJM_ROR | TVA_Transmission | Internal | Summer | B4 | 100 | 2500 | 0 | 75.03 | 80.91 | 6 | 0
2030 | PJM_ROR_2_TVA_Transmission | PJM_ROR | TVA_Transmission | Internal | Summer | B5 | 200 | 2500 | 242.95 | 71.9 | 77.9 | 6 | 0
2030 | PJM_ROR_2_TVA_Transmission | PJM_ROR | TVA_Transmission | Internal | Summer | B6 | 300 | 2500 | 0 | 56.45 | 61.69 | 6 | 0
2030 | PJM_ROR_2_TVA_Transmission | PJM_ROR | TVA_Transmission | Internal | Summer | B7 | 400 | 2500 | 0 | 49.14 | 54.42 | 6 | 0
2030 | PJM_ROR_2_TVA_Transmission | PJM_ROR | TVA_Transmission | Internal | Summer | B8 | 500 | 2500 | 0 | 45.35 | 49.85 | 6 | 0
2030 | PJM_ROR_2_TVA_Transmission | PJM_ROR | TVA_Transmission | Internal | Summer | B9 | 800 | 2500 | 0 | 44.52 | 47.58 | 6 | 0
2030 | PJM_ROR_2_TVA_Transmission | PJM_ROR | TVA_Transmission | Internal | Summer | B10 | 1262 | 2500 | 0 | 39.27 | 43.71 | 6 | 0
2030 | PJM_ROR_2_TVA_Transmission | PJM_ROR | TVA_Transmission | Internal | Winter | B16 | 25 | 2500 | 330.89 | 71.53 | 77.53 | 6 | 0
2030 | PJM_ROR_2_TVA_Transmission | PJM_ROR | TVA_Transmission | Internal | Winter | B17 | 100 | 2500 | 0 | 57.98 | 59.37 | 6 | 0
2030 | PJM_ROR_2_TVA_Transmission | PJM_ROR | TVA_Transmission | Internal | Winter | B18 | 400 | 2500 | 0 | 53.49 | 55.21 | 6 | 0
2030 | PJM_ROR_2_TVA_Transmission | PJM_ROR | TVA_Transmission | Internal | Winter | B19 | 700 | 2500 | 0 | 49.89 | 53.17 | 6 | 0
2030 | PJM_ROR_2_TVA_Transmission | PJM_ROR | TVA_Transmission | Internal | Winter | B20 | 935 | 2500 | 1273.4 | 41.71 | 47.71 | 6 | 0
2030 | PJM_ROR_2_VACAR | PJM_ROR | VACAR | Internal | Shoulder | B11 | 25 | 3000 | 2533.17 | 66.26 | 72.26 | 6 | 0
2030 | PJM_ROR_2_VACAR | PJM_ROR | VACAR | Internal | Shoulder | B12 | 200 | 3000 | 0 | 57.48 | 60.36 | 6 | 0
2030 | PJM_ROR_2_VACAR | PJM_ROR | VACAR | Internal | Shoulder | B13 | 600 | 3000 | 0 | 50.43 | 54.46 | 6 | 0
2030 | PJM_ROR_2_VACAR | PJM_ROR | VACAR | Internal | Shoulder | B14 | 900 | 3000 | 0 | 48.62 | 50.59 | 6 | 0
2030 | PJM_ROR_2_VACAR | PJM_ROR | VACAR | Internal | Shoulder | B15 | 1203 | 3000 | 50.29 | 43.49 | 49.49 | 6 | 0
2030 | PJM_ROR_2_VACAR | PJM_ROR | VACAR | Internal | Summer | B1 | 10 | 3000 | 458.52 | 96.49 | 102.49 | 6 | 0
2030 | PJM_ROR_2_VACAR | PJM_ROR | VACAR | Internal | Summer | B2 | 25 | 3000 | 373.33 | 80.59 | 86.59 | 6 | 0
2030 | PJM_ROR_2_VACAR | PJM_ROR | VACAR | Internal | Summer | B3 | 75 | 3000 | 3000 | 75.03 | 86.53 | 6 | 5.49
2030 | PJM_ROR_2_VACAR | PJM_ROR | VACAR | Internal | Summer | B4 | 100 | 3000 | 3000 | 75.03 | 84.65 | 6 | 3.62
2030 | PJM_ROR_2_VACAR | PJM_ROR | VACAR | Internal | Summer | B5 | 200 | 3000 | 1678.98 | 71.9 | 77.9 | 6 | 0
2030 | PJM_ROR_2_VACAR | PJM_ROR | VACAR | Internal | Summer | B6 | 300 | 3000 | 298.73 | 56.45 | 62.45 | 6 | 0
2030 | PJM_ROR_2_VACAR | PJM_ROR | VACAR | Internal | Summer | B7 | 400 | 3000 | 2849.82 | 49.14 | 55.14 | 6 | 0
2030 | PJM_ROR_2_VACAR | PJM_ROR | VACAR | Internal | Summer | B8 | 500 | 3000 | 0 | 45.35 | 49.37 | 6 | 0
2030 | PJM_ROR_2_VACAR | PJM_ROR | VACAR | Internal | Summer | B9 | 800 | 3000 | 0 | 44.52 | 47.91 | 6 | 0
2030 | PJM_ROR_2_VACAR | PJM_ROR | VACAR | Internal | Summer | B10 | 1262 | 3000 | 0 | 39.27 | 45.05 | 6 | 0
2030 | PJM_ROR_2_VACAR | PJM_ROR | VACAR | Internal | Winter | B16 | 25 | 3000 | 3000 | 71.53 | 86.53 | 6 | 9
2030 | PJM_ROR_2_VACAR | PJM_ROR | VACAR | Internal | Winter | B17 | 100 | 3000 | 1095.84 | 57.98 | 63.98 | 6 | 0
2030 | PJM_ROR_2_VACAR | PJM_ROR | VACAR | Internal | Winter | B18 | 400 | 3000 | 0 | 53.49 | 54.58 | 6 | 0
2030 | PJM_ROR_2_VACAR | PJM_ROR | VACAR | Internal | Winter | B19 | 700 | 3000 | 0 | 49.89 | 54.27 | 6 | 0
2030 | PJM_ROR_2_VACAR | PJM_ROR | VACAR | Internal | Winter | B20 | 935 | 3000 | 0 | 41.71 | 46.49 | 6 | 0
2030 | PJM_ROM_2_NYISO_A-F | PJM_ROM | NYISO_A-F | Internal | Shoulder | B11 | 25 | 2000 | 0 | 66.25 | 51.56 | 6 | 0
2030 | PJM_ROM_2_NYISO_A-F | PJM_ROM | NYISO_A-F | Internal | Shoulder | B12 | 200 | 2000 | 0 | 57.47 | 49.47 | 6 | 0
2030 | PJM_ROM_2_NYISO_A-F | PJM_ROM | NYISO_A-F | Internal | Shoulder | B13 | 600 | 2000 | 0 | 50.42 | 46.99 | 6 | 0
2030 | PJM_ROM_2_NYISO_A-F | PJM_ROM | NYISO_A-F | Internal | Shoulder | B14 | 900 | 2000 | 0 | 48.61 | 46.84 | 6 | 0
2030 | PJM_ROM_2_NYISO_A-F | PJM_ROM | NYISO_A-F | Internal | Shoulder | B15 | 1203 | 2000 | 0 | 43.5 | 46.83 | 6 | 0
2030 | PJM_ROM_2_NYISO_A-F | PJM_ROM | NYISO_A-F | Internal | Summer | B1 | 10 | 2000 | 0 | 96.5 | 88.5 | 6 | 0
2030 | PJM_ROM_2_NYISO_A-F | PJM_ROM | NYISO_A-F | Internal | Summer | B2 | 25 | 2000 | 0 | 80.61 | 72.61 | 6 | 0
2030 | PJM_ROM_2_NYISO_A-F | PJM_ROM | NYISO_A-F | Internal | Summer | B3 | 75 | 2000 | 0 | 75.02 | 67 | 6 | 0
2030 | PJM_ROM_2_NYISO_A-F | PJM_ROM | NYISO_A-F | Internal | Summer | B4 | 100 | 2000 | 0 | 75.02 | 60.63 | 6 | 0
2030 | PJM_ROM_2_NYISO_A-F | PJM_ROM | NYISO_A-F | Internal | Summer | B5 | 200 | 2000 | 0 | 71.89 | 54.29 | 6 | 0
2030 | PJM_ROM_2_NYISO_A-F | PJM_ROM | NYISO_A-F | Internal | Summer | B6 | 300 | 2000 | 0 | 56.43 | 53.12 | 6 | 0
2030 | PJM_ROM_2_NYISO_A-F | PJM_ROM | NYISO_A-F | Internal | Summer | B7 | 400 | 2000 | 0 | 49.13 | 48.48 | 6 | 0
2030 | PJM_ROM_2_NYISO_A-F | PJM_ROM | NYISO_A-F | Internal | Summer | B8 | 500 | 2000 | 0 | 45.34 | 45.67 | 6 | 0
2030 | PJM_ROM_2_NYISO_A-F | PJM_ROM | NYISO_A-F | Internal | Summer | B9 | 800 | 2000 | 0 | 44.5 | 43.69 | 6 | 0
2030 | PJM_ROM_2_NYISO_A-F | PJM_ROM | NYISO_A-F | Internal | Summer | B10 | 1262 | 2000 | 0 | 39.28 | 43.69 | 6 | 0
2030 | PJM_ROM_2_NYISO_A-F | PJM_ROM | NYISO_A-F | Internal | Winter | B16 | 25 | 2000 | 0 | 71.52 | 56.38 | 6 | 0
2030 | PJM_ROM_2_NYISO_A-F | PJM_ROM | NYISO_A-F | Internal | Winter | B17 | 100 | 2000 | 0 | 57.97 | 52.43 | 6 | 0
2030 | PJM_ROM_2_NYISO_A-F | PJM_ROM | NYISO_A-F | Internal | Winter | B18 | 400 | 2000 | 0 | 53.5 | 51.4 | 6 | 0
2030 | PJM_ROM_2_NYISO_A-F | PJM_ROM | NYISO_A-F | Internal | Winter | B19 | 700 | 2000 | 0 | 49.9 | 49.68 | 6 | 0
2030 | PJM_ROM_2_NYISO_A-F | PJM_ROM | NYISO_A-F | Internal | Winter | B20 | 935 | 2000 | 2000 | 41.72 | 49.68 | 6 | 1.96
2030 | PJM_ROM_2_PJM_E | PJM_ROM | PJM_E | Internal | Shoulder | B11 | 25 | 8000 | 0 | 66.25 | 66.24 | 0.01 | 0
2030 | PJM_ROM_2_PJM_E | PJM_ROM | PJM_E | Internal | Shoulder | B12 | 200 | 8000 | 0 | 57.47 | 57.45 | 0.01 | 0
2030 | PJM_ROM_2_PJM_E | PJM_ROM | PJM_E | Internal | Shoulder | B13 | 600 | 8000 | 0 | 50.42 | 50.41 | 0.01 | 0
2030 | PJM_ROM_2_PJM_E | PJM_ROM | PJM_E | Internal | Shoulder | B14 | 900 | 8000 | 0 | 48.61 | 48.6 | 0.01 | 0
2030 | PJM_ROM_2_PJM_E | PJM_ROM | PJM_E | Internal | Shoulder | B15 | 1203 | 8000 | 1571.56 | 43.5 | 43.51 | 0.01 | 0
2030 | PJM_ROM_2_PJM_E | PJM_ROM | PJM_E | Internal | Summer | B1 | 10 | 8000 | 3387.55 | 96.5 | 96.52 | 0.01 | 0
2030 | PJM_ROM_2_PJM_E | PJM_ROM | PJM_E | Internal | Summer | B2 | 25 | 8000 | 2326.76 | 80.61 | 80.62 | 0.01 | 0
2030 | PJM_ROM_2_PJM_E | PJM_ROM | PJM_E | Internal | Summer | B3 | 75 | 8000 | 0 | 75.02 | 75.01 | 0.01 | 0
2030 | PJM_ROM_2_PJM_E | PJM_ROM | PJM_E | Internal | Summer | B4 | 100 | 8000 | 0 | 75.02 | 75.01 | 0.01 | 0
2030 | PJM_ROM_2_PJM_E | PJM_ROM | PJM_E | Internal | Summer | B5 | 200 | 8000 | 0 | 71.89 | 71.87 | 0.01 | 0
2030 | PJM_ROM_2_PJM_E | PJM_ROM | PJM_E | Internal | Summer | B6 | 300 | 8000 | 0 | 56.43 | 56.42 | 0.01 | 0
2030 | PJM_ROM_2_PJM_E | PJM_ROM | PJM_E | Internal | Summer | B7 | 400 | 8000 | 0 | 49.13 | 49.12 | 0.01 | 0
2030 | PJM_ROM_2_PJM_E | PJM_ROM | PJM_E | Internal | Summer | B8 | 500 | 8000 | 342.57 | 45.34 | 45.35 | 0.01 | 0
2030 | PJM_ROM_2_PJM_E | PJM_ROM | PJM_E | Internal | Summer | B9 | 800 | 8000 | 2153.55 | 44.5 | 44.52 | 0.01 | 0
2030 | PJM_ROM_2_PJM_E | PJM_ROM | PJM_E | Internal | Summer | B10 | 1262 | 8000 | 3557.63 | 39.28 | 39.3 | 0.01 | 0
2030 | PJM_ROM_2_PJM_E | PJM_ROM | PJM_E | Internal | Winter | B16 | 25 | 8000 | 824.93 | 71.52 | 71.53 | 0.01 | 0
2030 | PJM_ROM_2_PJM_E | PJM_ROM | PJM_E | Internal | Winter | B17 | 100 | 8000 | 112.31 | 57.97 | 57.98 | 0.01 | 0
2030 | PJM_ROM_2_PJM_E | PJM_ROM | PJM_E | Internal | Winter | B18 | 400 | 8000 | 4244.54 | 53.5 | 53.51 | 0.01 | 0
2030 | PJM_ROM_2_PJM_E | PJM_ROM | PJM_E | Internal | Winter | B19 | 700 | 8000 | 3170.24 | 49.9 | 49.92 | 0.01 | 0
2030 | PJM_ROM_2_PJM_E | PJM_ROM | PJM_E | Internal | Winter | B20 | 935 | 8000 | 3888.71 | 41.72 | 41.73 | 0.01 | 0
2030 | PJM_ROM_2_PJM_ROR | PJM_ROM | PJM_ROR | Internal | Shoulder | B11 | 25 | 8000 | 6406.21 | 66.25 | 66.26 | 0.01 | 0
2030 | PJM_ROM_2_PJM_ROR | PJM_ROM | PJM_ROR | Internal | Shoulder | B12 | 200 | 8000 | 4190.84 | 57.47 | 57.48 | 0.01 | 0
2030 | PJM_ROM_2_PJM_ROR | PJM_ROM | PJM_ROR | Internal | Shoulder | B13 | 600 | 8000 | 2270.79 | 50.42 | 50.43 | 0.01 | 0
2030 | PJM_ROM_2_PJM_ROR | PJM_ROM | PJM_ROR | Internal | Shoulder | B14 | 900 | 8000 | 2493.9 | 48.61 | 48.62 | 0.01 | 0
2030 | PJM_ROM_2_PJM_ROR | PJM_ROM | PJM_ROR | Internal | Shoulder | B15 | 1203 | 8000 | 0 | 43.5 | 43.49 | 0.01 | 0
2030 | PJM_ROM_2_PJM_ROR | PJM_ROM | PJM_ROR | Internal | Summer | B1 | 10 | 8000 | 0 | 96.5 | 96.49 | 0.01 | 0
2030 | PJM_ROM_2_PJM_ROR | PJM_ROM | PJM_ROR | Internal | Summer | B2 | 25 | 8000 | 0 | 80.61 | 80.59 | 0.01 | 0
2030 | PJM_ROM_2_PJM_ROR | PJM_ROM | PJM_ROR | Internal | Summer | B3 | 75 | 8000 | 2395.16 | 75.02 | 75.03 | 0.01 | 0
2030 | PJM_ROM_2_PJM_ROR | PJM_ROM | PJM_ROR | Internal | Summer | B4 | 100 | 8000 | 5872.55 | 75.02 | 75.03 | 0.01 | 0
2030 | PJM_ROM_2_PJM_ROR | PJM_ROM | PJM_ROR | Internal | Summer | B5 | 200 | 8000 | 5396.79 | 71.89 | 71.9 | 0.01 | 0
2030 | PJM_ROM_2_PJM_ROR | PJM_ROM | PJM_ROR | Internal | Summer | B6 | 300 | 8000 | 2127.47 | 56.43 | 56.45 | 0.01 | 0
2030 | PJM_ROM_2_PJM_ROR | PJM_ROM | PJM_ROR | Internal | Summer | B7 | 400 | 8000 | 2302.79 | 49.13 | 49.14 | 0.01 | 0
2030 | PJM_ROM_2_PJM_ROR | PJM_ROM | PJM_ROR | Internal | Summer | B8 | 500 | 8000 | 317.44 | 45.34 | 45.35 | 0.01 | 0
2030 | PJM_ROM_2_PJM_ROR | PJM_ROM | PJM_ROR | Internal | Summer | B9 | 800 | 8000 | 194.1 | 44.5 | 44.52 | 0.01 | 0
2030 | PJM_ROM_2_PJM_ROR | PJM_ROM | PJM_ROR | Internal | Summer | B10 | 1262 | 8000 | 0 | 39.28 | 39.27 | 0.01 | 0
2030 | PJM_ROM_2_PJM_ROR | PJM_ROM | PJM_ROR | Internal | Winter | B16 | 25 | 8000 | 2822.83 | 71.52 | 71.53 | 0.01 | 0
2030 | PJM_ROM_2_PJM_ROR | PJM_ROM | PJM_ROR | Internal | Winter | B17 | 100 | 8000 | 1694.67 | 57.97 | 57.98 | 0.01 | 0
2030 | PJM_ROM_2_PJM_ROR | PJM_ROM | PJM_ROR | Internal | Winter | B18 | 400 | 8000 | 0 | 53.5 | 53.49 | 0.01 | 0
2030 | PJM_ROM_2_PJM_ROR | PJM_ROM | PJM_ROR | Internal | Winter | B19 | 700 | 8000 | 0 | 49.9 | 49.89 | 0.01 | 0
2030 | PJM_ROM_2_PJM_ROR | PJM_ROM | PJM_ROR | Internal | Winter | B20 | 935 | 8000 | 0 | 41.72 | 41.71 | 0.01 | 0
2030 | SOCO_2_FRCC | SOCO | FRCC | Internal | Shoulder | B11 | 25 | 3700 | 1739.78 | 80.95 | 90.95 | 10 | 0
2030 | SOCO_2_FRCC | SOCO | FRCC | Internal | Shoulder | B12 | 200 | 3700 | 1661.89 | 52.94 | 62.94 | 10 | 0
2030 | SOCO_2_FRCC | SOCO | FRCC | Internal | Shoulder | B13 | 600 | 3700 | 0 | 51.11 | 58.77 | 10 | 0
2030 | SOCO_2_FRCC | SOCO | FRCC | Internal | Shoulder | B14 | 900 | 3700 | 0 | 51.11 | 56.34 | 10 | 0
2030 | SOCO_2_FRCC | SOCO | FRCC | Internal | Shoulder | B15 | 1203 | 3700 | 0 | 51.11 | 56.34 | 10 | 0
2030 | SOCO_2_FRCC | SOCO | FRCC | Internal | Summer | B1 | 10 | 3700 | 902.11 | 93.03 | 103.03 | 10 | 0
2030 | SOCO_2_FRCC | SOCO | FRCC | Internal | Summer | B2 | 25 | 3700 | 0 | 85.24 | 91.31 | 10 | 0
2030 | SOCO_2_FRCC | SOCO | FRCC | Internal | Summer | B3 | 75 | 3700 | 0 | 85.24 | 91.31 | 10 | 0
2030 | SOCO_2_FRCC | SOCO | FRCC | Internal | Summer | B4 | 100 | 3700 | 0 | 83.61 | 91.31 | 10 | 0
2030 | SOCO_2_FRCC | SOCO | FRCC | Internal | Summer | B5 | 200 | 3700 | 0 | 83.61 | 91.31 | 10 | 0
2030 | SOCO_2_FRCC | SOCO | FRCC | Internal | Summer | B6 | 300 | 3700 | 0 | 69.45 | 78.5 | 10 | 0
2030 | SOCO_2_FRCC | SOCO | FRCC | Internal | Summer | B7 | 400 | 3700 | 2051 | 63.21 | 73.21 | 10 | 0
2030 | SOCO_2_FRCC | SOCO | FRCC | Internal | Summer | B8 | 500 | 3700 | 160.2 | 51.38 | 61.38 | 10 | 0
2030 | SOCO_2_FRCC | SOCO | FRCC | Internal | Summer | B9 | 800 | 3700 | 0 | 49.6 | 55.63 | 10 | 0
2030 | SOCO_2_FRCC | SOCO | FRCC | Internal | Summer | B10 | 1262 | 3700 | 0 | 49.6 | 55.43 | 10 | 0
2030 | SOCO_2_FRCC | SOCO | FRCC | Internal | Winter | B16 | 25 | 3700 | 267.64 | 81.84 | 91.84 | 10 | 0
2030 | SOCO_2_FRCC | SOCO | FRCC | Internal | Winter | B17 | 100 | 3700 | 48.64 | 55.59 | 65.59 | 10 | 0
2030 | SOCO_2_FRCC | SOCO | FRCC | Internal | Winter | B18 | 400 | 3700 | 0 | 54.27 | 60.49 | 10 | 0
2030 | SOCO_2_FRCC | SOCO | FRCC | Internal | Winter | B19 | 700 | 3700 | 0 | 54.27 | 59 | 10 | 0
2030 | SOCO_2_FRCC | SOCO | FRCC | Internal | Winter | B20 | 935 | 3700 | 0 | 53.49 | 59 | 10 | 0
2030 | SOCO_2_VACAR | SOCO | VACAR | Internal | Shoulder | B11 | 25 | 2000 | 0 | 80.95 | 72.26 | 10 | 0
2030 | SOCO_2_VACAR | SOCO | VACAR | Internal | Shoulder | B12 | 200 | 2000 | 0 | 52.94 | 60.36 | 10 | 0
2030 | SOCO_2_VACAR | SOCO | VACAR | Internal | Shoulder | B13 | 600 | 2000 | 0 | 51.11 | 54.46 | 10 | 0
2030 | SOCO_2_VACAR | SOCO | VACAR | Internal | Shoulder | B14 | 900 | 2000 | 0 | 51.11 | 50.59 | 10 | 0
2030 | SOCO_2_VACAR | SOCO | VACAR | Internal | Shoulder | B15 | 1203 | 2000 | 0 | 51.11 | 49.49 | 10 | 0
2030 | SOCO_2_VACAR | SOCO | VACAR | Internal | Summer | B1 | 10 | 2000 | 0 | 93.03 | 102.49 | 10 | 0
2030 | SOCO_2_VACAR | SOCO | VACAR | Internal | Summer | B2 | 25 | 2000 | 0 | 85.24 | 86.59 | 10 | 0
2030 | SOCO_2_VACAR | SOCO | VACAR | Internal | Summer | B3 | 75 | 2000 | 0 | 85.24 | 86.53 | 10 | 0
2030 | SOCO_2_VACAR | SOCO | VACAR | Internal | Summer | B4 | 100 | 2000 | 0 | 83.61 | 84.65 | 10 | 0
2030 | SOCO_2_VACAR | SOCO | VACAR | Internal | Summer | B5 | 200 | 2000 | 0 | 83.61 | 77.9 | 10 | 0
2030 | SOCO_2_VACAR | SOCO | VACAR | Internal | Summer | B6 | 300 | 2000 | 0 | 69.45 | 62.45 | 10 | 0
2030 | SOCO_2_VACAR | SOCO | VACAR | Internal | Summer | B7 | 400 | 2000 | 0 | 63.21 | 55.14 | 10 | 0
2030 | SOCO_2_VACAR | SOCO | VACAR | Internal | Summer | B8 | 500 | 2000 | 0 | 51.38 | 49.37 | 10 | 0
2030 | SOCO_2_VACAR | SOCO | VACAR | Internal | Summer | B9 | 800 | 2000 | 0 | 49.6 | 47.91 | 10 | 0
2030 | SOCO_2_VACAR | SOCO | VACAR | Internal | Summer | B10 | 1262 | 2000 | 0 | 49.6 | 45.05 | 10 | 0
2030 | SOCO_2_VACAR | SOCO | VACAR | Internal | Winter | B16 | 25 | 2000 | 0 | 81.84 | 86.53 | 10 | 0
2030 | SOCO_2_VACAR | SOCO | VACAR | Internal | Winter | B17 | 100 | 2000 | 0 | 55.59 | 63.98 | 10 | 0
2030 | SOCO_2_VACAR | SOCO | VACAR | Internal | Winter | B18 | 400 | 2000 | 0 | 54.27 | 54.58 | 10 | 0
2030 | SOCO_2_VACAR | SOCO | VACAR | Internal | Winter | B19 | 700 | 2000 | 0 | 54.27 | 54.27 | 10 | 0
2030 | SOCO_2_VACAR | SOCO | VACAR | Internal | Winter | B20 | 935 | 2000 | 0 | 53.49 | 46.49 | 10 | 0
2030 | SPP_N_2_ENT | SPP_N | ENT | Internal | Shoulder | B11 | 25 | 1800 | 0 | 77.71 | 75.76 | 5 | 0
2030 | SPP_N_2_ENT | SPP_N | ENT | Internal | Shoulder | B12 | 200 | 1800 | 0 | 53 | 51.14 | 5 | 0
2030 | SPP_N_2_ENT | SPP_N | ENT | Internal | Shoulder | B13 | 600 | 1800 | 0 | 50 | 51.14 | 5 | 0
2030 | SPP_N_2_ENT | SPP_N | ENT | Internal | Shoulder | B14 | 900 | 1800 | 0 | 49.43 | 50.77 | 5 | 0
2030 | SPP_N_2_ENT | SPP_N | ENT | Internal | Shoulder | B15 | 1203 | 1800 | 0 | 48.89 | 49.98 | 5 | 0
2030 | SPP_N_2_ENT | SPP_N | ENT | Internal | Summer | B1 | 10 | 1800 | 0 | 88.02 | 85.03 | 5 | 0
2030 | SPP_N_2_ENT | SPP_N | ENT | Internal | Summer | B2 | 25 | 1800 | 0 | 80.98 | 82.13 | 5 | 0
2030 | SPP_N_2_ENT | SPP_N | ENT | Internal | Summer | B3 | 75 | 1800 | 0 | 80.98 | 82.13 | 5 | 0
2030 | SPP_N_2_ENT | SPP_N | ENT | Internal | Summer | B4 | 100 | 1800 | 0 | 80.98 | 82.13 | 5 | 0
2030 | SPP_N_2_ENT | SPP_N | ENT | Internal | Summer | B5 | 200 | 1800 | 0 | 80.91 | 75.61 | 5 | 0
2030 | SPP_N_2_ENT | SPP_N | ENT | Internal | Summer | B6 | 300 | 1800 | 0 | 66.46 | 66.46 | 5 | 0
2030 | SPP_N_2_ENT | SPP_N | ENT | Internal | Summer | B7 | 400 | 1800 | 0 | 55.46 | 55.21 | 5 | 0
2030 | SPP_N_2_ENT | SPP_N | ENT | Internal | Summer | B8 | 500 | 1800 | 0 | 49.47 | 49.48 | 5 | 0
2030 | SPP_N_2_ENT | SPP_N | ENT | Internal | Summer | B9 | 800 | 1800 | 0 | 47.31 | 49.12 | 5 | 0
2030 | SPP_N_2_ENT | SPP_N | ENT | Internal | Summer | B10 | 1262 | 1800 | 0 | 46.58 | 47.5 | 5 | 0
2030 | SPP_N_2_ENT | SPP_N | ENT | Internal | Winter | B16 | 25 | 1800 | 0 | 69.54 | 73.84 | 5 | 0
2030 | SPP_N_2_ENT | SPP_N | ENT | Internal | Winter | B17 | 100 | 1800 | 0 | 53.9 | 54.44 | 5 | 0
2030 | SPP_N_2_ENT | SPP_N | ENT | Internal | Winter | B18 | 400 | 1800 | 0 | 52.36 | 54.41 | 5 | 0
2030 | SPP_N_2_ENT | SPP_N | ENT | Internal | Winter | B19 | 700 | 1800 | 0 | 52.24 | 54.04 | 5 | 0
2030 | SPP_N_2_ENT | SPP_N | ENT | Internal | Winter | B20 | 935 | 1800 | 0 | 47.99 | 52.26 | 5 | 0
2030 | SPP_N_2_MISO_MO-IL | SPP_N | MISO_MO-IL | Internal | Shoulder | B11 | 25 | 2000 | 0 | 77.71 | 70.72 | 5 | 0
2030 | SPP_N_2_MISO_MO-IL | SPP_N | MISO_MO-IL | Internal | Shoulder | B12 | 200 | 2000 | 0 | 53 | 55.96 | 5 | 0
2030 | SPP_N_2_MISO_MO-IL | SPP_N | MISO_MO-IL | Internal | Shoulder | B13 | 600 | 2000 | 0 | 50 | 49.18 | 5 | 0
2030 | SPP_N_2_MISO_MO-IL | SPP_N | MISO_MO-IL | Internal | Shoulder | B14 | 900 | 2000 | 0 | 49.43 | 48.36 | 5 | 0
2030 | SPP_N_2_MISO_MO-IL | SPP_N | MISO_MO-IL | Internal | Shoulder | B15 | 1203 | 2000 | 0 | 48.89 | 43.28 | 5 | 0
2030 | SPP_N_2_MISO_MO-IL | SPP_N | MISO_MO-IL | Internal | Summer | B1 | 10 | 2000 | 272.29 | 88.02 | 93.02 | 5 | 0
2030 | SPP_N_2_MISO_MO-IL | SPP_N | MISO_MO-IL | Internal | Summer | B2 | 25 | 2000 | 0 | 80.98 | 78.59 | 5 | 0
2030 | SPP_N_2_MISO_MO-IL | SPP_N | MISO_MO-IL | Internal | Summer | B3 | 75 | 2000 | 0 | 80.98 | 76.34 | 5 | 0
2030 | SPP_N_2_MISO_MO-IL | SPP_N | MISO_MO-IL | Internal | Summer | B4 | 100 | 2000 | 0 | 80.98 | 76.34 | 5 | 0
2030 | SPP_N_2_MISO_MO-IL | SPP_N | MISO_MO-IL | Internal | Summer | B5 | 200 | 2000 | 0 | 80.91 | 73.9 | 5 | 0
2030 | SPP_N_2_MISO_MO-IL | SPP_N | MISO_MO-IL | Internal | Summer | B6 | 300 | 2000 | 0 | 66.46 | 58.46 | 5 | 0
2030 | SPP_N_2_MISO_MO-IL | SPP_N | MISO_MO-IL | Internal | Summer | B7 | 400 | 2000 | 0 | 55.46 | 48.45 | 5 | 0
2030 | SPP_N_2_MISO_MO-IL | SPP_N | MISO_MO-IL | Internal | Summer | B8 | 500 | 2000 | 0 | 49.47 | 44.51 | 5 | 0
2030 | SPP_N_2_MISO_MO-IL | SPP_N | MISO_MO-IL | Internal | Summer | B9 | 800 | 2000 | 0 | 47.31 | 43.28 | 5 | 0
2030 | SPP_N_2_MISO_MO-IL | SPP_N | MISO_MO-IL | Internal | Summer | B10 | 1262 | 2000 | 0 | 46.58 | 39.59 | 5 | 0
2030 | SPP_N_2_MISO_MO-IL | SPP_N | MISO_MO-IL | Internal | Winter | B16 | 25 | 2000 | 0 | 69.54 | 69.54 | 5 | 0
2030 | SPP_N_2_MISO_MO-IL | SPP_N | MISO_MO-IL | Internal | Winter | B17 | 100 | 2000 | 0 | 53.9 | 55.98 | 5 | 0
2030 | SPP_N_2_MISO_MO-IL | SPP_N | MISO_MO-IL | Internal | Winter | B18 | 400 | 2000 | 0 | 52.36 | 51.66 | 5 | 0
2030 | SPP_N_2_MISO_MO-IL | SPP_N | MISO_MO-IL | Internal | Winter | B19 | 700 | 2000 | 0 | 52.24 | 49.13 | 5 | 0
2030 | SPP_N_2_MISO_MO-IL | SPP_N | MISO_MO-IL | Internal | Winter | B20 | 935 | 2000 | 0 | 47.99 | 42.2 | 5 | 0
2030 | SPP_N_2_SPP_S | SPP_N | SPP_S | Internal | Shoulder | B11 | 25 | 4000 | 0 | 77.71 | 70.76 | 0.01 | 0
2030 | SPP_N_2_SPP_S | SPP_N | SPP_S | Internal | Shoulder | B12 | 200 | 4000 | 0 | 53 | 51.25 | 0.01 | 0
2030 | SPP_N_2_SPP_S | SPP_N | SPP_S | Internal | Shoulder | B13 | 600 | 4000 | 0 | 50 | 49.98 | 0.01 | 0
2030 | SPP_N_2_SPP_S | SPP_N | SPP_S | Internal | Shoulder | B14 | 900 | 4000 | 0 | 49.43 | 49.01 | 0.01 | 0
2030 | SPP_N_2_SPP_S | SPP_N | SPP_S | Internal | Shoulder | B15 | 1203 | 4000 | 1717.08 | 48.89 | 48.9 | 0.01 | 0
2030 | SPP_N_2_SPP_S | SPP_N | SPP_S | Internal | Summer | B1 | 10 | 4000 | 0 | 88.02 | 78.41 | 0.01 | 0
2030 | SPP_N_2_SPP_S | SPP_N | SPP_S | Internal | Summer | B2 | 25 | 4000 | 0 | 80.98 | 78.41 | 0.01 | 0
2030 | SPP_N_2_SPP_S | SPP_N | SPP_S | Internal | Summer | B3 | 75 | 4000 | 0 | 80.98 | 78.41 | 0.01 | 0
2030 | SPP_N_2_SPP_S | SPP_N | SPP_S | Internal | Summer | B4 | 100 | 4000 | 0 | 80.98 | 77.23 | 0.01 | 0
2030 | SPP_N_2_SPP_S | SPP_N | SPP_S | Internal | Summer | B5 | 200 | 4000 | 0 | 80.91 | 68.85 | 0.01 | 0
2030 | SPP_N_2_SPP_S | SPP_N | SPP_S | Internal | Summer | B6 | 300 | 4000 | 2103.78 | 66.46 | 66.47 | 0.01 | 0
2030 | SPP_N_2_SPP_S | SPP_N | SPP_S | Internal | Summer | B7 | 400 | 4000 | 1712.25 | 55.46 | 55.48 | 0.01 | 0
2030 | SPP_N_2_SPP_S | SPP_N | SPP_S | Internal | Summer | B8 | 500 | 4000 | 511.09 | 49.47 | 49.48 | 0.01 | 0
2030 | SPP_N_2_SPP_S | SPP_N | SPP_S | Internal | Summer | B9 | 800 | 4000 | 1362.31 | 47.31 | 47.32 | 0.01 | 0
2030 | SPP_N_2_SPP_S | SPP_N | SPP_S | Internal | Summer | B10 | 1262 | 4000 | 4000 | 46.58 | 47.21 | 0.01 | 0.62
2030 | SPP_N_2_SPP_S | SPP_N | SPP_S | Internal | Winter | B16 | 25 | 4000 | 0 | 69.54 | 69.17 | 0.01 | 0
2030 | SPP_N_2_SPP_S | SPP_N | SPP_S | Internal | Winter | B17 | 100 | 4000 | 370.8 | 53.9 | 53.91 | 0.01 | 0
2030 | SPP_N_2_SPP_S | SPP_N | SPP_S | Internal | Winter | B18 | 400 | 4000 | 2 | 52.36 | 52.37 | 0.01 | 0
2030 | SPP_N_2_SPP_S | SPP_N | SPP_S | Internal | Winter | B19 | 700 | 4000 | 714.42 | 52.24 | 52.25 | 0.01 | 0
2030 | SPP_N_2_SPP_S | SPP_N | SPP_S | Internal | Winter | B20 | 935 | 4000 | 2469.18 | 47.99 | 48 | 0.01 | 0
2030 | SPP_S_2_ENT | SPP_S | ENT | Internal | Shoulder | B11 | 25 | 850 | 452.7 | 70.76 | 75.76 | 5 | 0
2030 | SPP_S_2_ENT | SPP_S | ENT | Internal | Shoulder | B12 | 200 | 850 | 0 | 51.25 | 51.14 | 5 | 0
2030 | SPP_S_2_ENT | SPP_S | ENT | Internal | Shoulder | B13 | 600 | 850 | 0 | 49.98 | 51.14 | 5 | 0
2030 | SPP_S_2_ENT | SPP_S | ENT | Internal | Shoulder | B14 | 900 | 850 | 0 | 49.01 | 50.77 | 5 | 0
2030 | SPP_S_2_ENT | SPP_S | ENT | Internal | Shoulder | B15 | 1203 | 850 | 0 | 48.9 | 49.98 | 5 | 0
2030 | SPP_S_2_ENT | SPP_S | ENT | Internal | Summer | B1 | 10 | 850 | 850 | 78.41 | 85.03 | 5 | 1.62
2030 | SPP_S_2_ENT | SPP_S | ENT | Internal | Summer | B2 | 25 | 850 | 0 | 78.41 | 82.13 | 5 | 0
2030 | SPP_S_2_ENT | SPP_S | ENT | Internal | Summer | B3 | 75 | 850 | 0 | 78.41 | 82.13 | 5 | 0
2030 | SPP_S_2_ENT | SPP_S | ENT | Internal | Summer | B4 | 100 | 850 | 0 | 77.23 | 82.13 | 5 | 0
2030 | SPP_S_2_ENT | SPP_S | ENT | Internal | Summer | B5 | 200 | 850 | 850 | 68.85 | 75.61 | 5 | 1.75
2030 | SPP_S_2_ENT | SPP_S | ENT | Internal | Summer | B6 | 300 | 850 | 0 | 66.47 | 66.46 | 5 | 0
2030 | SPP_S_2_ENT | SPP_S | ENT | Internal | Summer | B7 | 400 | 850 | 0 | 55.48 | 55.21 | 5 | 0
2030 | SPP_S_2_ENT | SPP_S | ENT | Internal | Summer | B8 | 500 | 850 | 0 | 49.48 | 49.48 | 5 | 0
2030 | SPP_S_2_ENT | SPP_S | ENT | Internal | Summer | B9 | 800 | 850 | 0 | 47.32 | 49.12 | 5 | 0
2030 | SPP_S_2_ENT | SPP_S | ENT | Internal | Summer | B10 | 1262 | 850 | 0 | 47.21 | 47.5 | 5 | 0
2030 | SPP_S_2_ENT | SPP_S | ENT | Internal | Winter | B16 | 25 | 850 | 0 | 69.17 | 73.84 | 5 | 0
2030 | SPP_S_2_ENT | SPP_S | ENT | Internal | Winter | B17 | 100 | 850 | 0 | 53.91 | 54.44 | 5 | 0
2030 | SPP_S_2_ENT | SPP_S | ENT | Internal | Winter | B18 | 400 | 850 | 0 | 52.37 | 54.41 | 5 | 0
2030 | SPP_S_2_ENT | SPP_S | ENT | Internal | Winter | B19 | 700 | 850 | 0 | 52.25 | 54.04 | 5 | 0
2030 | SPP_S_2_ENT | SPP_S | ENT | Internal | Winter | B20 | 935 | 850 | 0 | 48 | 52.26 | 5 | 0
2030 | SPP_S_2_SPP_N | SPP_S | SPP_N | Internal | Shoulder | B11 | 25 | 640 | 640 | 70.76 | 77.71 | 0.01 | 6.94
2030 | SPP_S_2_SPP_N | SPP_S | SPP_N | Internal | Shoulder | B12 | 200 | 640 | 640 | 51.25 | 53 | 0.01 | 1.73
2030 | SPP_S_2_SPP_N | SPP_S | SPP_N | Internal | Shoulder | B13 | 600 | 640 | 411.01 | 49.98 | 50 | 0.01 | 0
2030 | SPP_S_2_SPP_N | SPP_S | SPP_N | Internal | Shoulder | B14 | 900 | 640 | 640 | 49.01 | 49.43 | 0.01 | 0.41
2030 | SPP_S_2_SPP_N | SPP_S | SPP_N | Internal | Shoulder | B15 | 1203 | 640 | 0 | 48.9 | 48.89 | 0.01 | 0
2030 | SPP_S_2_SPP_N | SPP_S | SPP_N | Internal | Summer | B1 | 10 | 640 | 640 | 78.41 | 88.02 | 0.01 | 9.59
2030 | SPP_S_2_SPP_N | SPP_S | SPP_N | Internal | Summer | B2 | 25 | 640 | 640 | 78.41 | 80.98 | 0.01 | 2.56
2030 | SPP_S_2_SPP_N | SPP_S | SPP_N | Internal | Summer | B3 | 75 | 640 | 640 | 78.41 | 80.98 | 0.01 | 2.56
2030 | SPP_S_2_SPP_N | SPP_S | SPP_N | Internal | Summer | B4 | 100 | 640 | 640 | 77.23 | 80.98 | 0.01 | 3.74
2030 | SPP_S_2_SPP_N | SPP_S | SPP_N | Internal | Summer | B5 | 200 | 640 | 640 | 68.85 | 80.91 | 0.01 | 12.04
2030 | SPP_S_2_SPP_N | SPP_S | SPP_N | Internal | Summer | B6 | 300 | 640 | 0 | 66.47 | 66.46 | 0.01 | 0
2030 | SPP_S_2_SPP_N | SPP_S | SPP_N | Internal | Summer | B7 | 400 | 640 | 0 | 55.48 | 55.46 | 0.01 | 0
2030 | SPP_S_2_SPP_N | SPP_S | SPP_N | Internal | Summer | B8 | 500 | 640 | 0 | 49.48 | 49.47 | 0.01 | 0
2030 | SPP_S_2_SPP_N | SPP_S | SPP_N | Internal | Summer | B9 | 800 | 640 | 0 | 47.32 | 47.31 | 0.01 | 0
2030 | SPP_S_2_SPP_N | SPP_S | SPP_N | Internal | Summer | B10 | 1262 | 640 | 0 | 47.21 | 46.58 | 0.01 | 0
2030 | SPP_S_2_SPP_N | SPP_S | SPP_N | Internal | Winter | B16 | 25 | 640 | 640 | 69.17 | 69.54 | 0.01 | 0.36
2030 | SPP_S_2_SPP_N | SPP_S | SPP_N | Internal | Winter | B17 | 100 | 640 | 0 | 53.91 | 53.9 | 0.01 | 0
2030 | SPP_S_2_SPP_N | SPP_S | SPP_N | Internal | Winter | B18 | 400 | 640 | 0 | 52.37 | 52.36 | 0.01 | 0
2030 | SPP_S_2_SPP_N | SPP_S | SPP_N | Internal | Winter | B19 | 700 | 640 | 0 | 52.25 | 52.24 | 0.01 | 0
2030 | SPP_S_2_SPP_N | SPP_S | SPP_N | Internal | Winter | B20 | 935 | 640 | 0 | 48 | 47.99 | 0.01 | 0
2030 | TVA_2_ENT | TVA | ENT | Internal | Shoulder | B11 | 25 | 500 | 0 | 68.37 | 75.76 | 9 | 0
2030 | TVA_2_ENT | TVA | ENT | Internal | Shoulder | B12 | 200 | 500 | 0 | 51.56 | 51.14 | 9 | 0
2030 | TVA_2_ENT | TVA | ENT | Internal | Shoulder | B13 | 600 | 500 | 0 | 50.5 | 51.14 | 9 | 0
2030 | TVA_2_ENT | TVA | ENT | Internal | Shoulder | B14 | 900 | 500 | 0 | 50.5 | 50.77 | 9 | 0
2030 | TVA_2_ENT | TVA | ENT | Internal | Shoulder | B15 | 1203 | 500 | 0 | 49.5 | 49.98 | 9 | 0
2030 | TVA_2_ENT | TVA | ENT | Internal | Summer | B1 | 10 | 500 | 0 | 88.13 | 85.03 | 9 | 0
2030 | TVA_2_ENT | TVA | ENT | Internal | Summer | B2 | 25 | 500 | 0 | 86.61 | 82.13 | 9 | 0
2030 | TVA_2_ENT | TVA | ENT | Internal | Summer | B3 | 75 | 500 | 0 | 81.05 | 82.13 | 9 | 0
2030 | TVA_2_ENT | TVA | ENT | Internal | Summer | B4 | 100 | 500 | 0 | 80.82 | 82.13 | 9 | 0
2030 | TVA_2_ENT | TVA | ENT | Internal | Summer | B5 | 200 | 500 | 0 | 77.91 | 75.61 | 9 | 0
2030 | TVA_2_ENT | TVA | ENT | Internal | Summer | B6 | 300 | 500 | 206.48 | 57.46 | 66.46 | 9 | 0
2030 | TVA_2_ENT | TVA | ENT | Internal | Summer | B7 | 400 | 500 | 0 | 49.07 | 55.21 | 9 | 0
2030 | TVA_2_ENT | TVA | ENT | Internal | Summer | B8 | 500 | 500 | 0 | 49.07 | 49.48 | 9 | 0
2030 | TVA_2_ENT | TVA | ENT | Internal | Summer | B9 | 800 | 500 | 0 | 45.54 | 49.12 | 9 | 0
2030 | TVA_2_ENT | TVA | ENT | Internal | Summer | B10 | 1262 | 500 | 0 | 42.89 | 47.5 | 9 | 0
2030 | TVA_2_ENT | TVA | ENT | Internal | Winter | B16 | 25 | 500 | 0 | 72.84 | 73.84 | 9 | 0
2030 | TVA_2_ENT | TVA | ENT | Internal | Winter | B17 | 100 | 500 | 0 | 55.84 | 54.44 | 9 | 0
2030 | TVA_2_ENT | TVA | ENT | Internal | Winter | B18 | 400 | 500 | 0 | 51.5 | 54.41 | 9 | 0
2030 | TVA_2_ENT | TVA | ENT | Internal | Winter | B19 | 700 | 500 | 0 | 51.5 | 54.04 | 9 | 0
2030 | TVA_2_ENT | TVA | ENT | Internal | Winter | B20 | 935 | 500 | 0 | 47.72 | 52.26 | 9 | 0
2030 | TVA_2_NonRTO_Midwest | TVA | NonRTO_Midwest | Internal | Shoulder | B11 | 25 | 100 | 100 | 68.37 | 78.74 | 9 | 1.36
2030 | TVA_2_NonRTO_Midwest | TVA | NonRTO_Midwest | Internal | Shoulder | B12 | 200 | 100 | 100 | 51.56 | 64.65 | 9 | 4.09
2030 | TVA_2_NonRTO_Midwest | TVA | NonRTO_Midwest | Internal | Shoulder | B13 | 600 | 100 | 0 | 50.5 | 56.86 | 9 | 0
2030 | TVA_2_NonRTO_Midwest | TVA | NonRTO_Midwest | Internal | Shoulder | B14 | 900 | 100 | 0 | 50.5 | 46.45 | 9 | 0
2030 | TVA_2_NonRTO_Midwest | TVA | NonRTO_Midwest | Internal | Shoulder | B15 | 1203 | 100 | 0 | 49.5 | 41.49 | 9 | 0
2030 | TVA_2_NonRTO_Midwest | TVA | NonRTO_Midwest | Internal | Summer | B1 | 10 | 100 | 0 | 88.13 | 85.03 | 9 | 0
2030 | TVA_2_NonRTO_Midwest | TVA | NonRTO_Midwest | Internal | Summer | B2 | 25 | 100 | 0 | 86.61 | 81.89 | 9 | 0
2030 | TVA_2_NonRTO_Midwest | TVA | NonRTO_Midwest | Internal | Summer | B3 | 75 | 100 | 0 | 81.05 | 81.89 | 9 | 0
2030 | TVA_2_NonRTO_Midwest | TVA | NonRTO_Midwest | Internal | Summer | B4 | 100 | 100 | 0 | 80.82 | 81.89 | 9 | 0
2030 | TVA_2_NonRTO_Midwest | TVA | NonRTO_Midwest | Internal | Summer | B5 | 200 | 100 | 0 | 77.91 | 81.89 | 9 | 0
2030 | TVA_2_NonRTO_Midwest | TVA | NonRTO_Midwest | Internal | Summer | B6 | 300 | 100 | 0 | 57.46 | 66.45 | 9 | 0
2030 | TVA_2_NonRTO_Midwest | TVA | NonRTO_Midwest | Internal | Summer | B7 | 400 | 100 | 0 | 49.07 | 46.84 | 9 | 0
2030 | TVA_2_NonRTO_Midwest | TVA | NonRTO_Midwest | Internal | Summer | B8 | 500 | 100 | 0 | 49.07 | 44.93 | 9 | 0
2030 | TVA_2_NonRTO_Midwest | TVA | NonRTO_Midwest | Internal | Summer | B9 | 800 | 100 | 0 | 45.54 | 44.25 | 9 | 0
2030 | TVA_2_NonRTO_Midwest | TVA | NonRTO_Midwest | Internal | Summer | B10 | 1262 | 100 | 0 | 42.89 | 36.72 | 9 | 0
2030 | TVA_2_NonRTO_Midwest | TVA | NonRTO_Midwest | Internal | Winter | B16 | 25 | 100 | 0 | 72.84 | 81.53 | 9 | 0
2030 | TVA_2_NonRTO_Midwest | TVA | NonRTO_Midwest | Internal | Winter | B17 | 100 | 100 | 0 | 55.84 | 64 | 9 | 0
2030 | TVA_2_NonRTO_Midwest | TVA | NonRTO_Midwest | Internal | Winter | B18 | 400 | 100 | 0 | 51.5 | 59.67 | 9 | 0
2030 | TVA_2_NonRTO_Midwest | TVA | NonRTO_Midwest | Internal | Winter | B19 | 700 | 100 | 0 | 51.5 | 49.12 | 9 | 0
2030 | TVA_2_NonRTO_Midwest | TVA | NonRTO_Midwest | Internal | Winter | B20 | 935 | 100 | 0 | 47.72 | 39.71 | 9 | 0
2030 | TVA_2_SOCO | TVA | SOCO | Internal | Shoulder | B11 | 25 | 500 | 500 | 68.37 | 80.95 | 9 | 3.58
2030 | TVA_2_SOCO | TVA | SOCO | Internal | Shoulder | B12 | 200 | 500 | 0 | 51.56 | 52.94 | 9 | 0
2030 | TVA_2_SOCO | TVA | SOCO | Internal | Shoulder | B13 | 600 | 500 | 0 | 50.5 | 51.11 | 9 | 0
2030 | TVA_2_SOCO | TVA | SOCO | Internal | Shoulder | B14 | 900 | 500 | 0 | 50.5 | 51.11 | 9 | 0
2030 | TVA_2_SOCO | TVA | SOCO | Internal | Shoulder | B15 | 1203 | 500 | 0 | 49.5 | 51.11 | 9 | 0
2030 | TVA_2_SOCO | TVA | SOCO | Internal | Summer | B1 | 10 | 500 | 0 | 88.13 | 93.03 | 9 | 0
2030 | TVA_2_SOCO | TVA | SOCO | Internal | Summer | B2 | 25 | 500 | 0 | 86.61 | 85.24 | 9 | 0
2030 | TVA_2_SOCO | TVA | SOCO | Internal | Summer | B3 | 75 | 500 | 0 | 81.05 | 85.24 | 9 | 0
2030 | TVA_2_SOCO | TVA | SOCO | Internal | Summer | B4 | 100 | 500 | 0 | 80.82 | 83.61 | 9 | 0
2030 | TVA_2_SOCO | TVA | SOCO | Internal | Summer | B5 | 200 | 500 | 0 | 77.91 | 83.61 | 9 | 0
2030 | TVA_2_SOCO | TVA | SOCO | Internal | Summer | B6 | 300 | 500 | 500 | 57.46 | 69.45 | 9 | 2.99
2030 | TVA_2_SOCO | TVA | SOCO | Internal | Summer | B7 | 400 | 500 | 500 | 49.07 | 63.21 | 9 | 5.14
2030 | TVA_2_SOCO | TVA | SOCO | Internal | Summer | B8 | 500 | 500 | 0 | 49.07 | 51.38 | 9 | 0
2030 | TVA_2_SOCO | TVA | SOCO | Internal | Summer | B9 | 800 | 500 | 0 | 45.54 | 49.6 | 9 | 0
2030 | TVA_2_SOCO | TVA | SOCO | Internal | Summer | B10 | 1262 | 500 | 0 | 42.89 | 49.6 | 9 | 0
2030 | TVA_2_SOCO | TVA | SOCO | Internal | Winter | B16 | 25 | 500 | 155.38 | 72.84 | 81.84 | 9 | 0
2030 | TVA_2_SOCO | TVA | SOCO | Internal | Winter | B17 | 100 | 500 | 0 | 55.84 | 55.59 | 9 | 0
2030 | TVA_2_SOCO | TVA | SOCO | Internal | Winter | B18 | 400 | 500 | 0 | 51.5 | 54.27 | 9 | 0
2030 | TVA_2_SOCO | TVA | SOCO | Internal | Winter | B19 | 700 | 500 | 0 | 51.5 | 54.27 | 9 | 0
2030 | TVA_2_SOCO | TVA | SOCO | Internal | Winter | B20 | 935 | 500 | 0 | 47.72 | 53.49 | 9 | 0
2030 | TVA_2_VACAR | TVA | VACAR | Internal | Shoulder | B11 | 25 | 150 | 0 | 68.37 | 72.26 | 9 | 0
2030 | TVA_2_VACAR | TVA | VACAR | Internal | Shoulder | B12 | 200 | 150 | 0 | 51.56 | 60.36 | 9 | 0
2030 | TVA_2_VACAR | TVA | VACAR | Internal | Shoulder | B13 | 600 | 150 | 0 | 50.5 | 54.46 | 9 | 0
2030 | TVA_2_VACAR | TVA | VACAR | Internal | Shoulder | B14 | 900 | 150 | 0 | 50.5 | 50.59 | 9 | 0
2030 | TVA_2_VACAR | TVA | VACAR | Internal | Shoulder | B15 | 1203 | 150 | 0 | 49.5 | 49.49 | 9 | 0
2030 | TVA_2_VACAR | TVA | VACAR | Internal | Summer | B1 | 10 | 150 | 150 | 88.13 | 102.49 | 9 | 5.36
2030 | TVA_2_VACAR | TVA | VACAR | Internal | Summer | B2 | 25 | 150 | 0 | 86.61 | 86.59 | 9 | 0
2030 | TVA_2_VACAR | TVA | VACAR | Internal | Summer | B3 | 75 | 150 | 0 | 81.05 | 86.53 | 9 | 0
2030 | TVA_2_VACAR | TVA | VACAR | Internal | Summer | B4 | 100 | 150 | 0 | 80.82 | 84.65 | 9 | 0
2030 | TVA_2_VACAR | TVA | VACAR | Internal | Summer | B5 | 200 | 150 | 0 | 77.91 | 77.9 | 9 | 0
2030 | TVA_2_VACAR | TVA | VACAR | Internal | Summer | B6 | 300 | 150 | 0 | 57.46 | 62.45 | 9 | 0
2030 | TVA_2_VACAR | TVA | VACAR | Internal | Summer | B7 | 400 | 150 | 0 | 49.07 | 55.14 | 9 | 0
2030 | TVA_2_VACAR | TVA | VACAR | Internal | Summer | B8 | 500 | 150 | 0 | 49.07 | 49.37 | 9 | 0
2030 | TVA_2_VACAR | TVA | VACAR | Internal | Summer | B9 | 800 | 150 | 0 | 45.54 | 47.91 | 9 | 0
2030 | TVA_2_VACAR | TVA | VACAR | Internal | Summer | B10 | 1262 | 150 | 0 | 42.89 | 45.05 | 9 | 0
2030 | TVA_2_VACAR | TVA | VACAR | Internal | Winter | B16 | 25 | 150 | 150 | 72.84 | 86.53 | 9 | 4.69
2030 | TVA_2_VACAR | TVA | VACAR | Internal | Winter | B17 | 100 | 150 | 0 | 55.84 | 63.98 | 9 | 0
2030 | TVA_2_VACAR | TVA | VACAR | Internal | Winter | B18 | 400 | 150 | 0 | 51.5 | 54.58 | 9 | 0
2030 | TVA_2_VACAR | TVA | VACAR | Internal | Winter | B19 | 700 | 150 | 0 | 51.5 | 54.27 | 9 | 0
2030 | TVA_2_VACAR | TVA | VACAR | Internal | Winter | B20 | 935 | 150 | 0 | 47.72 | 46.49 | 9 | 0
2030 | TVA_Transmission_2_NonRTO_Midwest | TVA_Transmission | NonRTO_Midwest | Internal | Shoulder | B11 | 25 | 700 | 0 | 72.12 | 78.74 | 9 | 0
2030 | TVA_Transmission_2_NonRTO_Midwest | TVA_Transmission | NonRTO_Midwest | Internal | Shoulder | B12 | 200 | 700 | 0 | 57.42 | 64.65 | 9 | 0
2030 | TVA_Transmission_2_NonRTO_Midwest | TVA_Transmission | NonRTO_Midwest | Internal | Shoulder | B13 | 600 | 700 | 0 | 53.05 | 56.86 | 9 | 0
2030 | TVA_Transmission_2_NonRTO_Midwest | TVA_Transmission | NonRTO_Midwest | Internal | Shoulder | B14 | 900 | 700 | 0 | 51.65 | 46.45 | 9 | 0
2030 | TVA_Transmission_2_NonRTO_Midwest | TVA_Transmission | NonRTO_Midwest | Internal | Shoulder | B15 | 1203 | 700 | 0 | 49.49 | 41.49 | 9 | 0
2030 | TVA_Transmission_2_NonRTO_Midwest | TVA_Transmission | NonRTO_Midwest | Internal | Summer | B1 | 10 | 700 | 0 | 93.03 | 85.03 | 9 | 0
2030 | TVA_Transmission_2_NonRTO_Midwest | TVA_Transmission | NonRTO_Midwest | Internal | Summer | B2 | 25 | 700 | 0 | 86.59 | 81.89 | 9 | 0
2030 | TVA_Transmission_2_NonRTO_Midwest | TVA_Transmission | NonRTO_Midwest | Internal | Summer | B3 | 75 | 700 | 0 | 81.03 | 81.89 | 9 | 0
2030 | TVA_Transmission_2_NonRTO_Midwest | TVA_Transmission | NonRTO_Midwest | Internal | Summer | B4 | 100 | 700 | 0 | 80.91 | 81.89 | 9 | 0
2030 | TVA_Transmission_2_NonRTO_Midwest | TVA_Transmission | NonRTO_Midwest | Internal | Summer | B5 | 200 | 700 | 0 | 77.9 | 81.89 | 9 | 0
2030 | TVA_Transmission_2_NonRTO_Midwest | TVA_Transmission | NonRTO_Midwest | Internal | Summer | B6 | 300 | 700 | 0 | 61.69 | 66.45 | 9 | 0
2030 | TVA_Transmission_2_NonRTO_Midwest | TVA_Transmission | NonRTO_Midwest | Internal | Summer | B7 | 400 | 700 | 0 | 54.42 | 46.84 | 9 | 0
2030 | TVA_Transmission_2_NonRTO_Midwest | TVA_Transmission | NonRTO_Midwest | Internal | Summer | B8 | 500 | 700 | 0 | 49.85 | 44.93 | 9 | 0
2030 | TVA_Transmission_2_NonRTO_Midwest | TVA_Transmission | NonRTO_Midwest | Internal | Summer | B9 | 800 | 700 | 0 | 47.58 | 44.25 | 9 | 0
2030 | TVA_Transmission_2_NonRTO_Midwest | TVA_Transmission | NonRTO_Midwest | Internal | Summer | B10 | 1262 | 700 | 0 | 43.71 | 36.72 | 9 | 0
2030 | TVA_Transmission_2_NonRTO_Midwest | TVA_Transmission | NonRTO_Midwest | Internal | Winter | B16 | 25 | 700 | 0 | 77.53 | 81.53 | 9 | 0
2030 | TVA_Transmission_2_NonRTO_Midwest | TVA_Transmission | NonRTO_Midwest | Internal | Winter | B17 | 100 | 700 | 0 | 59.37 | 64 | 9 | 0
2030 | TVA_Transmission_2_NonRTO_Midwest | TVA_Transmission | NonRTO_Midwest | Internal | Winter | B18 | 400 | 700 | 0 | 55.21 | 59.67 | 9 | 0
2030 | TVA_Transmission_2_NonRTO_Midwest | TVA_Transmission | NonRTO_Midwest | Internal | Winter | B19 | 700 | 700 | 0 | 53.17 | 49.12 | 9 | 0
2030 | TVA_Transmission_2_NonRTO_Midwest | TVA_Transmission | NonRTO_Midwest | Internal | Winter | B20 | 935 | 700 | 0 | 47.71 | 39.71 | 9 | 0
2030 | TVA_Transmission_2_SOCO | TVA_Transmission | SOCO | Internal | Shoulder | B11 | 25 | 3200 | 0 | 72.12 | 80.95 | 9 | 0
2030 | TVA_Transmission_2_SOCO | TVA_Transmission | SOCO | Internal | Shoulder | B12 | 200 | 3200 | 0 | 57.42 | 52.94 | 9 | 0
2030 | TVA_Transmission_2_SOCO | TVA_Transmission | SOCO | Internal | Shoulder | B13 | 600 | 3200 | 0 | 53.05 | 51.11 | 9 | 0
2030 | TVA_Transmission_2_SOCO | TVA_Transmission | SOCO | Internal | Shoulder | B14 | 900 | 3200 | 0 | 51.65 | 51.11 | 9 | 0
2030 | TVA_Transmission_2_SOCO | TVA_Transmission | SOCO | Internal | Shoulder | B15 | 1203 | 3200 | 0 | 49.49 | 51.11 | 9 | 0
2030 | TVA_Transmission_2_SOCO | TVA_Transmission | SOCO | Internal | Summer | B1 | 10 | 3200 | 0 | 93.03 | 93.03 | 9 | 0
2030 | TVA_Transmission_2_SOCO | TVA_Transmission | SOCO | Internal | Summer | B2 | 25 | 3200 | 0 | 86.59 | 85.24 | 9 | 0
2030 | TVA_Transmission_2_SOCO | TVA_Transmission | SOCO | Internal | Summer | B3 | 75 | 3200 | 0 | 81.03 | 85.24 | 9 | 0
2030 | TVA_Transmission_2_SOCO | TVA_Transmission | SOCO | Internal | Summer | B4 | 100 | 3200 | 0 | 80.91 | 83.61 | 9 | 0
2030 | TVA_Transmission_2_SOCO | TVA_Transmission | SOCO | Internal | Summer | B5 | 200 | 3200 | 0 | 77.9 | 83.61 | 9 | 0
2030 | TVA_Transmission_2_SOCO | TVA_Transmission | SOCO | Internal | Summer | B6 | 300 | 3200 | 0 | 61.69 | 69.45 | 9 | 0
2030 | TVA_Transmission_2_SOCO | TVA_Transmission | SOCO | Internal | Summer | B7 | 400 | 3200 | 0 | 54.42 | 63.21 | 9 | 0
2030 | TVA_Transmission_2_SOCO | TVA_Transmission | SOCO | Internal | Summer | B8 | 500 | 3200 | 0 | 49.85 | 51.38 | 9 | 0
2030 | TVA_Transmission_2_SOCO | TVA_Transmission | SOCO | Internal | Summer | B9 | 800 | 3200 | 0 | 47.58 | 49.6 | 9 | 0
2030 | TVA_Transmission_2_SOCO | TVA_Transmission | SOCO | Internal | Summer | B10 | 1262 | 3200 | 0 | 43.71 | 49.6 | 9 | 0
2030 | TVA_Transmission_2_SOCO | TVA_Transmission | SOCO | Internal | Winter | B16 | 25 | 3200 | 0 | 77.53 | 81.84 | 9 | 0
2030 | TVA_Transmission_2_SOCO | TVA_Transmission | SOCO | Internal | Winter | B17 | 100 | 3200 | 0 | 59.37 | 55.59 | 9 | 0
2030 | TVA_Transmission_2_SOCO | TVA_Transmission | SOCO | Internal | Winter | B18 | 400 | 3200 | 0 | 55.21 | 54.27 | 9 | 0
2030 | TVA_Transmission_2_SOCO | TVA_Transmission | SOCO | Internal | Winter | B19 | 700 | 3200 | 0 | 53.17 | 54.27 | 9 | 0
2030 | TVA_Transmission_2_SOCO | TVA_Transmission | SOCO | Internal | Winter | B20 | 935 | 3200 | 0 | 47.71 | 53.49 | 9 | 0
2030 | TVA_Transmission_2_TVA | TVA_Transmission | TVA | Internal | Shoulder | B11 | 25 | 99999 | 0 | 72.12 | 68.37 | 0.01 | 0
2030 | TVA_Transmission_2_TVA | TVA_Transmission | TVA | Internal | Shoulder | B12 | 200 | 99999 | 0 | 57.42 | 51.56 | 0.01 | 0
2030 | TVA_Transmission_2_TVA | TVA_Transmission | TVA | Internal | Shoulder | B13 | 600 | 99999 | 0 | 53.05 | 50.5 | 0.01 | 0
2030 | TVA_Transmission_2_TVA | TVA_Transmission | TVA | Internal | Shoulder | B14 | 900 | 99999 | 0 | 51.65 | 50.5 | 0.01 | 0
2030 | TVA_Transmission_2_TVA | TVA_Transmission | TVA | Internal | Shoulder | B15 | 1203 | 99999 | 534.9 | 49.49 | 49.5 | 0.01 | 0
2030 | TVA_Transmission_2_TVA | TVA_Transmission | TVA | Internal | Summer | B1 | 10 | 99999 | 0 | 93.03 | 88.13 | 0.01 | 0
2030 | TVA_Transmission_2_TVA | TVA_Transmission | TVA | Internal | Summer | B2 | 25 | 99999 | 2622 | 86.59 | 86.61 | 0.01 | 0
2030 | TVA_Transmission_2_TVA | TVA_Transmission | TVA | Internal | Summer | B3 | 75 | 99999 | 826.09 | 81.03 | 81.05 | 0.01 | 0
2030 | TVA_Transmission_2_TVA | TVA_Transmission | TVA | Internal | Summer | B4 | 100 | 99999 | 0 | 80.91 | 80.82 | 0.01 | 0
2030 | TVA_Transmission_2_TVA | TVA_Transmission | TVA | Internal | Summer | B5 | 200 | 99999 | 242.95 | 77.9 | 77.91 | 0.01 | 0
2030 | TVA_Transmission_2_TVA | TVA_Transmission | TVA | Internal | Summer | B6 | 300 | 99999 | 0 | 61.69 | 57.46 | 0.01 | 0
2030 | TVA_Transmission_2_TVA | TVA_Transmission | TVA | Internal | Summer | B7 | 400 | 99999 | 0 | 54.42 | 49.07 | 0.01 | 0
2030 | TVA_Transmission_2_TVA | TVA_Transmission | TVA | Internal | Summer | B8 | 500 | 99999 | 0 | 49.85 | 49.07 | 0.01 | 0
2030 | TVA_Transmission_2_TVA | TVA_Transmission | TVA | Internal | Summer | B9 | 800 | 99999 | 0 | 47.58 | 45.54 | 0.01 | 0
2030 | TVA_Transmission_2_TVA | TVA_Transmission | TVA | Internal | Summer | B10 | 1262 | 99999 | 0 | 43.71 | 42.89 | 0.01 | 0
2030 | TVA_Transmission_2_TVA | TVA_Transmission | TVA | Internal | Winter | B16 | 25 | 99999 | 0 | 77.53 | 72.84 | 0.01 | 0
2030 | TVA_Transmission_2_TVA | TVA_Transmission | TVA | Internal | Winter | B17 | 100 | 99999 | 0 | 59.37 | 55.84 | 0.01 | 0
2030 | TVA_Transmission_2_TVA | TVA_Transmission | TVA | Internal | Winter | B18 | 400 | 99999 | 0 | 55.21 | 51.5 | 0.01 | 0
2030 | TVA_Transmission_2_TVA | TVA_Transmission | TVA | Internal | Winter | B19 | 700 | 99999 | 0 | 53.17 | 51.5 | 0.01 | 0
2030 | TVA_Transmission_2_TVA | TVA_Transmission | TVA | Internal | Winter | B20 | 935 | 99999 | 1643 | 47.71 | 47.72 | 0.01 | 0
2030 | TVA_Transmission_2_VACAR | TVA_Transmission | VACAR | Internal | Shoulder | B11 | 25 | 900 | 0 | 72.12 | 72.26 | 9 | 0
2030 | TVA_Transmission_2_VACAR | TVA_Transmission | VACAR | Internal | Shoulder | B12 | 200 | 900 | 0 | 57.42 | 60.36 | 9 | 0
2030 | TVA_Transmission_2_VACAR | TVA_Transmission | VACAR | Internal | Shoulder | B13 | 600 | 900 | 0 | 53.05 | 54.46 | 9 | 0
2030 | TVA_Transmission_2_VACAR | TVA_Transmission | VACAR | Internal | Shoulder | B14 | 900 | 900 | 0 | 51.65 | 50.59 | 9 | 0
2030 | TVA_Transmission_2_VACAR | TVA_Transmission | VACAR | Internal | Shoulder | B15 | 1203 | 900 | 0 | 49.49 | 49.49 | 9 | 0
2030 | TVA_Transmission_2_VACAR | TVA_Transmission | VACAR | Internal | Summer | B1 | 10 | 900 | 900 | 93.03 | 102.49 | 9 | 0.46
2030 | TVA_Transmission_2_VACAR | TVA_Transmission | VACAR | Internal | Summer | B2 | 25 | 900 | 0 | 86.59 | 86.59 | 9 | 0
2030 | TVA_Transmission_2_VACAR | TVA_Transmission | VACAR | Internal | Summer | B3 | 75 | 900 | 0 | 81.03 | 86.53 | 9 | 0
2030 | TVA_Transmission_2_VACAR | TVA_Transmission | VACAR | Internal | Summer | B4 | 100 | 900 | 0 | 80.91 | 84.65 | 9 | 0
2030 | TVA_Transmission_2_VACAR | TVA_Transmission | VACAR | Internal | Summer | B5 | 200 | 900 | 0 | 77.9 | 77.9 | 9 | 0
2030 | TVA_Transmission_2_VACAR | TVA_Transmission | VACAR | Internal | Summer | B6 | 300 | 900 | 0 | 61.69 | 62.45 | 9 | 0
2030 | TVA_Transmission_2_VACAR | TVA_Transmission | VACAR | Internal | Summer | B7 | 400 | 900 | 0 | 54.42 | 55.14 | 9 | 0
2030 | TVA_Transmission_2_VACAR | TVA_Transmission | VACAR | Internal | Summer | B8 | 500 | 900 | 0 | 49.85 | 49.37 | 9 | 0
2030 | TVA_Transmission_2_VACAR | TVA_Transmission | VACAR | Internal | Summer | B9 | 800 | 900 | 0 | 47.58 | 47.91 | 9 | 0
2030 | TVA_Transmission_2_VACAR | TVA_Transmission | VACAR | Internal | Summer | B10 | 1262 | 900 | 0 | 43.71 | 45.05 | 9 | 0
2030 | TVA_Transmission_2_VACAR | TVA_Transmission | VACAR | Internal | Winter | B16 | 25 | 900 | 330.89 | 77.53 | 86.53 | 9 | 0
2030 | TVA_Transmission_2_VACAR | TVA_Transmission | VACAR | Internal | Winter | B17 | 100 | 900 | 0 | 59.37 | 63.98 | 9 | 0
2030 | TVA_Transmission_2_VACAR | TVA_Transmission | VACAR | Internal | Winter | B18 | 400 | 900 | 0 | 55.21 | 54.58 | 9 | 0
2030 | TVA_Transmission_2_VACAR | TVA_Transmission | VACAR | Internal | Winter | B19 | 700 | 900 | 0 | 53.17 | 54.27 | 9 | 0
2030 | TVA_Transmission_2_VACAR | TVA_Transmission | VACAR | Internal | Winter | B20 | 935 | 900 | 0 | 47.71 | 46.49 | 9 | 0
2030 | VACAR_2_SOCO | VACAR | SOCO | Internal | Shoulder | B11 | 25 | 3000 | 3000 | 72.26 | 80.95 | 7 | 1.69
2030 | VACAR_2_SOCO | VACAR | SOCO | Internal | Shoulder | B12 | 200 | 3000 | 0 | 60.36 | 52.94 | 7 | 0
2030 | VACAR_2_SOCO | VACAR | SOCO | Internal | Shoulder | B13 | 600 | 3000 | 0 | 54.46 | 51.11 | 7 | 0
2030 | VACAR_2_SOCO | VACAR | SOCO | Internal | Shoulder | B14 | 900 | 3000 | 0 | 50.59 | 51.11 | 7 | 0
2030 | VACAR_2_SOCO | VACAR | SOCO | Internal | Shoulder | B15 | 1203 | 3000 | 0 | 49.49 | 51.11 | 7 | 0
2030 | VACAR_2_SOCO | VACAR | SOCO | Internal | Summer | B1 | 10 | 3000 | 0 | 102.49 | 93.03 | 7 | 0
2030 | VACAR_2_SOCO | VACAR | SOCO | Internal | Summer | B2 | 25 | 3000 | 0 | 86.59 | 85.24 | 7 | 0
2030 | VACAR_2_SOCO | VACAR | SOCO | Internal | Summer | B3 | 75 | 3000 | 0 | 86.53 | 85.24 | 7 | 0
2030 | VACAR_2_SOCO | VACAR | SOCO | Internal | Summer | B4 | 100 | 3000 | 0 | 84.65 | 83.61 | 7 | 0
2030 | VACAR_2_SOCO | VACAR | SOCO | Internal | Summer | B5 | 200 | 3000 | 0 | 77.9 | 83.61 | 7 | 0
2030 | VACAR_2_SOCO | VACAR | SOCO | Internal | Summer | B6 | 300 | 3000 | 894.04 | 62.45 | 69.45 | 7 | 0
2030 | VACAR_2_SOCO | VACAR | SOCO | Internal | Summer | B7 | 400 | 3000 | 3000 | 55.14 | 63.21 | 7 | 1.07
2030 | VACAR_2_SOCO | VACAR | SOCO | Internal | Summer | B8 | 500 | 3000 | 0 | 49.37 | 51.38 | 7 | 0
2030 | VACAR_2_SOCO | VACAR | SOCO | Internal | Summer | B9 | 800 | 3000 | 0 | 47.91 | 49.6 | 7 | 0
2030 | VACAR_2_SOCO | VACAR | SOCO | Internal | Summer | B10 | 1262 | 3000 | 0 | 45.05 | 49.6 | 7 | 0
2030 | VACAR_2_SOCO | VACAR | SOCO | Internal | Winter | B16 | 25 | 3000 | 0 | 86.53 | 81.84 | 7 | 0
2030 | VACAR_2_SOCO | VACAR | SOCO | Internal | Winter | B17 | 100 | 3000 | 0 | 63.98 | 55.59 | 7 | 0
2030 | VACAR_2_SOCO | VACAR | SOCO | Internal | Winter | B18 | 400 | 3000 | 0 | 54.58 | 54.27 | 7 | 0
2030 | VACAR_2_SOCO | VACAR | SOCO | Internal | Winter | B19 | 700 | 3000 | 0 | 54.27 | 54.27 | 7 | 0
2030 | VACAR_2_SOCO | VACAR | SOCO | Internal | Winter | B20 | 935 | 3000 | 192.41 | 46.49 | 53.49 | 7 | 0
2035 | ENT_2_MISO_MO-IL | ENT | MISO_MO-IL | Internal | Shoulder | B11 | 25 | 2260 | 0 | 80.37 | 80.38 | 8 | 0
2035 | ENT_2_MISO_MO-IL | ENT | MISO_MO-IL | Internal | Shoulder | B12 | 200 | 2260 | 0 | 56.8 | 63.25 | 8 | 0
2035 | ENT_2_MISO_MO-IL | ENT | MISO_MO-IL | Internal | Shoulder | B13 | 600 | 2260 | 0 | 56.8 | 54.97 | 8 | 0
2035 | ENT_2_MISO_MO-IL | ENT | MISO_MO-IL | Internal | Shoulder | B14 | 900 | 2260 | 0 | 56.38 | 53.23 | 8 | 0
2035 | ENT_2_MISO_MO-IL | ENT | MISO_MO-IL | Internal | Shoulder | B15 | 1203 | 2260 | 0 | 54.51 | 47.34 | 8 | 0
2035 | ENT_2_MISO_MO-IL | ENT | MISO_MO-IL | Internal | Summer | B1 | 10 | 2260 | 809.79 | 93.86 | 101.86 | 8 | 0
2035 | ENT_2_MISO_MO-IL | ENT | MISO_MO-IL | Internal | Summer | B2 | 25 | 2260 | 0 | 90.7 | 86.76 | 8 | 0
2035 | ENT_2_MISO_MO-IL | ENT | MISO_MO-IL | Internal | Summer | B3 | 75 | 2260 | 0 | 84.45 | 84.88 | 8 | 0
2035 | ENT_2_MISO_MO-IL | ENT | MISO_MO-IL | Internal | Summer | B4 | 100 | 2260 | 0 | 84.45 | 84.09 | 8 | 0
2035 | ENT_2_MISO_MO-IL | ENT | MISO_MO-IL | Internal | Summer | B5 | 200 | 2260 | 0 | 84.45 | 79.47 | 8 | 0
2035 | ENT_2_MISO_MO-IL | ENT | MISO_MO-IL | Internal | Summer | B6 | 300 | 2260 | 0 | 69.8 | 61.8 | 8 | 0
2035 | ENT_2_MISO_MO-IL | ENT | MISO_MO-IL | Internal | Summer | B7 | 400 | 2260 | 0 | 55.44 | 52.38 | 8 | 0
2035 | ENT_2_MISO_MO-IL | ENT | MISO_MO-IL | Internal | Summer | B8 | 500 | 2260 | 0 | 54.94 | 49.64 | 8 | 0
2035 | ENT_2_MISO_MO-IL | ENT | MISO_MO-IL | Internal | Summer | B9 | 800 | 2260 | 0 | 54.54 | 46.54 | 8 | 0
2035 | ENT_2_MISO_MO-IL | ENT | MISO_MO-IL | Internal | Summer | B10 | 1262 | 2260 | 0 | 52.74 | 44.26 | 8 | 0
2035 | ENT_2_MISO_MO-IL | ENT | MISO_MO-IL | Internal | Winter | B16 | 25 | 2260 | 0 | 77.37 | 77.8 | 8 | 0
2035 | ENT_2_MISO_MO-IL | ENT | MISO_MO-IL | Internal | Winter | B17 | 100 | 2260 | 0 | 60.57 | 62.18 | 8 | 0
2035 | ENT_2_MISO_MO-IL | ENT | MISO_MO-IL | Internal | Winter | B18 | 400 | 2260 | 0 | 60.57 | 56.42 | 8 | 0
2035 | ENT_2_MISO_MO-IL | ENT | MISO_MO-IL | Internal | Winter | B19 | 700 | 2260 | 0 | 60.08 | 53.58 | 8 | 0
2035 | ENT_2_MISO_MO-IL | ENT | MISO_MO-IL | Internal | Winter | B20 | 935 | 2260 | 0 | 56.95 | 48.95 | 8 | 0
2035 | ENT_2_SOCO | ENT | SOCO | Internal | Shoulder | B11 | 25 | 2000 | 579.76 | 80.37 | 88.37 | 8 | 0
2035 | ENT_2_SOCO | ENT | SOCO | Internal | Shoulder | B12 | 200 | 2000 | 0 | 56.8 | 57.02 | 8 | 0
2035 | ENT_2_SOCO | ENT | SOCO | Internal | Shoulder | B13 | 600 | 2000 | 0 | 56.8 | 56.72 | 8 | 0
2035 | ENT_2_SOCO | ENT | SOCO | Internal | Shoulder | B14 | 900 | 2000 | 0 | 56.38 | 56.72 | 8 | 0
2035 | ENT_2_SOCO | ENT | SOCO | Internal | Shoulder | B15 | 1203 | 2000 | 0 | 54.51 | 56.72 | 8 | 0
2035 | ENT_2_SOCO | ENT | SOCO | Internal | Summer | B1 | 10 | 2000 | 1038.2 | 93.86 | 101.86 | 8 | 0
2035 | ENT_2_SOCO | ENT | SOCO | Internal | Summer | B2 | 25 | 2000 | 0 | 90.7 | 94.27 | 8 | 0
2035 | ENT_2_SOCO | ENT | SOCO | Internal | Summer | B3 | 75 | 2000 | 658.82 | 84.45 | 92.45 | 8 | 0
2035 | ENT_2_SOCO | ENT | SOCO | Internal | Summer | B4 | 100 | 2000 | 609.15 | 84.45 | 92.45 | 8 | 0
2035 | ENT_2_SOCO | ENT | SOCO | Internal | Summer | B5 | 200 | 2000 | 1716.26 | 84.45 | 92.45 | 8 | 0
2035 | ENT_2_SOCO | ENT | SOCO | Internal | Summer | B6 | 300 | 2000 | 0 | 69.8 | 76.28 | 8 | 0
2035 | ENT_2_SOCO | ENT | SOCO | Internal | Summer | B7 | 400 | 2000 | 416.42 | 55.44 | 63.44 | 8 | 0
2035 | ENT_2_SOCO | ENT | SOCO | Internal | Summer | B8 | 500 | 2000 | 0 | 54.94 | 57.14 | 8 | 0
2035 | ENT_2_SOCO | ENT | SOCO | Internal | Summer | B9 | 800 | 2000 | 0 | 54.54 | 55.15 | 8 | 0
2035 | ENT_2_SOCO | ENT | SOCO | Internal | Summer | B10 | 1262 | 2000 | 0 | 52.74 | 50.86 | 8 | 0
2035 | ENT_2_SOCO | ENT | SOCO | Internal | Winter | B16 | 25 | 2000 | 251.61 | 77.37 | 85.37 | 8 | 0
2035 | ENT_2_SOCO | ENT | SOCO | Internal | Winter | B17 | 100 | 2000 | 0 | 60.57 | 60.2 | 8 | 0
2035 | ENT_2_SOCO | ENT | SOCO | Internal | Winter | B18 | 400 | 2000 | 0 | 60.57 | 60.2 | 8 | 0
2035 | ENT_2_SOCO | ENT | SOCO | Internal | Winter | B19 | 700 | 2000 | 0 | 60.08 | 60.2 | 8 | 0
2035 | ENT_2_SOCO | ENT | SOCO | Internal | Winter | B20 | 935 | 2000 | 0 | 56.95 | 59.34 | 8 | 0
2035 | ENT_2_SPP_N | ENT | SPP_N | Internal | Shoulder | B11 | 25 | 1300 | 0 | 80.37 | 86.65 | 8 | 0
2035 | ENT_2_SPP_N | ENT | SPP_N | Internal | Shoulder | B12 | 200 | 1300 | 0 | 56.8 | 63.25 | 8 | 0
2035 | ENT_2_SPP_N | ENT | SPP_N | Internal | Shoulder | B13 | 600 | 1300 | 0 | 56.8 | 56.12 | 8 | 0
2035 | ENT_2_SPP_N | ENT | SPP_N | Internal | Shoulder | B14 | 900 | 1300 | 0 | 56.38 | 53.47 | 8 | 0
2035 | ENT_2_SPP_N | ENT | SPP_N | Internal | Shoulder | B15 | 1203 | 1300 | 0 | 54.51 | 49.51 | 8 | 0
2035 | ENT_2_SPP_N | ENT | SPP_N | Internal | Summer | B1 | 10 | 1300 | 0 | 93.86 | 96.86 | 8 | 0
2035 | ENT_2_SPP_N | ENT | SPP_N | Internal | Summer | B2 | 25 | 1300 | 0 | 90.7 | 93.4 | 8 | 0
2035 | ENT_2_SPP_N | ENT | SPP_N | Internal | Summer | B3 | 75 | 1300 | 0 | 84.45 | 89.77 | 8 | 0
2035 | ENT_2_SPP_N | ENT | SPP_N | Internal | Summer | B4 | 100 | 1300 | 0 | 84.45 | 89.77 | 8 | 0
2035 | ENT_2_SPP_N | ENT | SPP_N | Internal | Summer | B5 | 200 | 1300 | 0 | 84.45 | 86.48 | 8 | 0
2035 | ENT_2_SPP_N | ENT | SPP_N | Internal | Summer | B6 | 300 | 1300 | 0 | 69.8 | 69.8 | 8 | 0
2035 | ENT_2_SPP_N | ENT | SPP_N | Internal | Summer | B7 | 400 | 1300 | 0 | 55.44 | 59.19 | 8 | 0
2035 | ENT_2_SPP_N | ENT | SPP_N | Internal | Summer | B8 | 500 | 1300 | 0 | 54.94 | 52.58 | 8 | 0
2035 | ENT_2_SPP_N | ENT | SPP_N | Internal | Summer | B9 | 800 | 1300 | 0 | 54.54 | 52.44 | 8 | 0
2035 | ENT_2_SPP_N | ENT | SPP_N | Internal | Summer | B10 | 1262 | 1300 | 0 | 52.74 | 47.73 | 8 | 0
2035 | ENT_2_SPP_N | ENT | SPP_N | Internal | Winter | B16 | 25 | 1300 | 0 | 77.37 | 82.12 | 8 | 0
2035 | ENT_2_SPP_N | ENT | SPP_N | Internal | Winter | B17 | 100 | 1300 | 0 | 60.57 | 60.08 | 8 | 0
2035 | ENT_2_SPP_N | ENT | SPP_N | Internal | Winter | B18 | 400 | 1300 | 0 | 60.57 | 59.88 | 8 | 0
2035 | ENT_2_SPP_N | ENT | SPP_N | Internal | Winter | B19 | 700 | 1300 | 0 | 60.08 | 55.08 | 8 | 0
2035 | ENT_2_SPP_N | ENT | SPP_N | Internal | Winter | B20 | 935 | 1300 | 0 | 56.95 | 47.75 | 8 | 0
2035 | ENT_2_TVA_Transmission | ENT | TVA_Transmission | Internal | Shoulder | B11 | 25 | 2100 | 0 | 80.37 | 79.37 | 8 | 0
2035 | ENT_2_TVA_Transmission | ENT | TVA_Transmission | Internal | Shoulder | B12 | 200 | 2100 | 0 | 56.8 | 63.47 | 8 | 0
2035 | ENT_2_TVA_Transmission | ENT | TVA_Transmission | Internal | Shoulder | B13 | 600 | 2100 | 0 | 56.8 | 57.57 | 8 | 0
2035 | ENT_2_TVA_Transmission | ENT | TVA_Transmission | Internal | Shoulder | B14 | 900 | 2100 | 0 | 56.38 | 56.64 | 8 | 0
2035 | ENT_2_TVA_Transmission | ENT | TVA_Transmission | Internal | Shoulder | B15 | 1203 | 2100 | 0 | 54.51 | 53.29 | 8 | 0
2035 | ENT_2_TVA_Transmission | ENT | TVA_Transmission | Internal | Summer | B1 | 10 | 2100 | 0 | 93.86 | 101.25 | 8 | 0
2035 | ENT_2_TVA_Transmission | ENT | TVA_Transmission | Internal | Summer | B2 | 25 | 2100 | 0 | 90.7 | 94.76 | 8 | 0
2035 | ENT_2_TVA_Transmission | ENT | TVA_Transmission | Internal | Summer | B3 | 75 | 2100 | 0 | 84.45 | 88.99 | 8 | 0
2035 | ENT_2_TVA_Transmission | ENT | TVA_Transmission | Internal | Summer | B4 | 100 | 2100 | 0 | 84.45 | 88.09 | 8 | 0
2035 | ENT_2_TVA_Transmission | ENT | TVA_Transmission | Internal | Summer | B5 | 200 | 2100 | 0 | 84.45 | 83.45 | 8 | 0
2035 | ENT_2_TVA_Transmission | ENT | TVA_Transmission | Internal | Summer | B6 | 300 | 2100 | 0 | 69.8 | 67.36 | 8 | 0
2035 | ENT_2_TVA_Transmission | ENT | TVA_Transmission | Internal | Summer | B7 | 400 | 2100 | 0 | 55.44 | 55.72 | 8 | 0
2035 | ENT_2_TVA_Transmission | ENT | TVA_Transmission | Internal | Summer | B8 | 500 | 2100 | 0 | 54.94 | 54.87 | 8 | 0
2035 | ENT_2_TVA_Transmission | ENT | TVA_Transmission | Internal | Summer | B9 | 800 | 2100 | 0 | 54.54 | 51.67 | 8 | 0
2035 | ENT_2_TVA_Transmission | ENT | TVA_Transmission | Internal | Summer | B10 | 1262 | 2100 | 0 | 52.74 | 45.55 | 8 | 0
2035 | ENT_2_TVA_Transmission | ENT | TVA_Transmission | Internal | Winter | B16 | 25 | 2100 | 542.43 | 77.37 | 85.37 | 8 | 0
2035 | ENT_2_TVA_Transmission | ENT | TVA_Transmission | Internal | Winter | B17 | 100 | 2100 | 0 | 60.57 | 65.35 | 8 | 0
2035 | ENT_2_TVA_Transmission | ENT | TVA_Transmission | Internal | Winter | B18 | 400 | 2100 | 0 | 60.57 | 59.69 | 8 | 0
2035 | ENT_2_TVA_Transmission | ENT | TVA_Transmission | Internal | Winter | B19 | 700 | 2100 | 0 | 60.08 | 55.71 | 8 | 0
2035 | ENT_2_TVA_Transmission | ENT | TVA_Transmission | Internal | Winter | B20 | 935 | 2100 | 0 | 56.95 | 54.2 | 8 | 0
2035 | HQ_NEISO_2_NEISO | HQ_NEISO | NEISO | Internal | Shoulder | B11 | 25 | 99999 | 2920 | 45.99 | 46 | 0.01 | 0
2035 | HQ_NEISO_2_NEISO | HQ_NEISO | NEISO | Internal | Shoulder | B12 | 200 | 99999 | 2920 | 45.99 | 46 | 0.01 | 0
2035 | HQ_NEISO_2_NEISO | HQ_NEISO | NEISO | Internal | Shoulder | B13 | 600 | 99999 | 2920 | 45.99 | 46 | 0.01 | 0
2035 | HQ_NEISO_2_NEISO | HQ_NEISO | NEISO | Internal | Shoulder | B14 | 900 | 99999 | 2920 | 45.99 | 46 | 0.01 | 0
2035 | HQ_NEISO_2_NEISO | HQ_NEISO | NEISO | Internal | Shoulder | B15 | 1203 | 99999 | 1143.24 | 45.99 | 46 | 0.01 | 0
2035 | HQ_NEISO_2_NEISO | HQ_NEISO | NEISO | Internal | Summer | B1 | 10 | 99999 | 2920.1 | 92.91 | 92.92 | 0.01 | 0
2035 | HQ_NEISO_2_NEISO | HQ_NEISO | NEISO | Internal | Summer | B2 | 25 | 99999 | 2920 | 77.75 | 77.76 | 0.01 | 0
2035 | HQ_NEISO_2_NEISO | HQ_NEISO | NEISO | Internal | Summer | B3 | 75 | 99999 | 2920 | 67.87 | 67.88 | 0.01 | 0
2035 | HQ_NEISO_2_NEISO | HQ_NEISO | NEISO | Internal | Summer | B4 | 100 | 99999 | 2920 | 58.86 | 58.87 | 0.01 | 0
2035 | HQ_NEISO_2_NEISO | HQ_NEISO | NEISO | Internal | Summer | B5 | 200 | 99999 | 2920 | 42.36 | 42.37 | 0.01 | 0
2035 | HQ_NEISO_2_NEISO | HQ_NEISO | NEISO | Internal | Summer | B6 | 300 | 99999 | 2920 | 42.36 | 42.37 | 0.01 | 0
2035 | HQ_NEISO_2_NEISO | HQ_NEISO | NEISO | Internal | Summer | B7 | 400 | 99999 | 2920 | 42.36 | 42.37 | 0.01 | 0
2035 | HQ_NEISO_2_NEISO | HQ_NEISO | NEISO | Internal | Summer | B8 | 500 | 99999 | 2920 | 42.36 | 42.37 | 0.01 | 0
2035 | HQ_NEISO_2_NEISO | HQ_NEISO | NEISO | Internal | Summer | B9 | 800 | 99999 | 2920 | 42.36 | 42.37 | 0.01 | 0
2035 | HQ_NEISO_2_NEISO | HQ_NEISO | NEISO | Internal | Summer | B10 | 1262 | 99999 | 795.94 | 42.36 | 42.37 | 0.01 | 0
2035 | HQ_NEISO_2_NEISO | HQ_NEISO | NEISO | Internal | Winter | B16 | 25 | 99999 | 2920 | 57.17 | 57.18 | 0.01 | 0
2035 | HQ_NEISO_2_NEISO | HQ_NEISO | NEISO | Internal | Winter | B17 | 100 | 99999 | 2920 | 57.17 | 57.18 | 0.01 | 0
2035 | HQ_NEISO_2_NEISO | HQ_NEISO | NEISO | Internal | Winter | B18 | 400 | 99999 | 2920 | 57.17 | 57.18 | 0.01 | 0
2035 | HQ_NEISO_2_NEISO | HQ_NEISO | NEISO | Internal | Winter | B19 | 700 | 99999 | 2920 | 57.17 | 57.18 | 0.01 | 0
2035 | HQ_NEISO_2_NEISO | HQ_NEISO | NEISO | Internal | Winter | B20 | 935 | 99999 | 1233.58 | 57.17 | 57.18 | 0.01 | 0
2035 | HQ_NY_2_NYISO_A-F | HQ_NY | NYISO_A-F | Internal | Shoulder | B11 | 25 | 99999 | 1000 | 58.82 | 58.83 | 0.01 | 0
2035 | HQ_NY_2_NYISO_A-F | HQ_NY | NYISO_A-F | Internal | Shoulder | B12 | 200 | 99999 | 1000 | 55.68 | 55.7 | 0.01 | 0
2035 | HQ_NY_2_NYISO_A-F | HQ_NY | NYISO_A-F | Internal | Shoulder | B13 | 600 | 99999 | 1000 | 49.71 | 49.72 | 0.01 | 0
2035 | HQ_NY_2_NYISO_A-F | HQ_NY | NYISO_A-F | Internal | Shoulder | B14 | 900 | 99999 | 1000 | 49.45 | 49.46 | 0.01 | 0
2035 | HQ_NY_2_NYISO_A-F | HQ_NY | NYISO_A-F | Internal | Shoulder | B15 | 1203 | 99999 | 188.69 | 49 | 49.01 | 0.01 | 0
2035 | HQ_NY_2_NYISO_A-F | HQ_NY | NYISO_A-F | Internal | Summer | B1 | 10 | 99999 | 1000.1 | 95.88 | 95.89 | 0.01 | 0
2035 | HQ_NY_2_NYISO_A-F | HQ_NY | NYISO_A-F | Internal | Summer | B2 | 25 | 99999 | 1000 | 80.73 | 80.75 | 0.01 | 0
2035 | HQ_NY_2_NYISO_A-F | HQ_NY | NYISO_A-F | Internal | Summer | B3 | 75 | 99999 | 1000 | 70.87 | 70.88 | 0.01 | 0
2035 | HQ_NY_2_NYISO_A-F | HQ_NY | NYISO_A-F | Internal | Summer | B4 | 100 | 99999 | 1000 | 64.32 | 64.33 | 0.01 | 0
2035 | HQ_NY_2_NYISO_A-F | HQ_NY | NYISO_A-F | Internal | Summer | B5 | 200 | 99999 | 1000 | 60.85 | 60.86 | 0.01 | 0
2035 | HQ_NY_2_NYISO_A-F | HQ_NY | NYISO_A-F | Internal | Summer | B6 | 300 | 99999 | 1000 | 53.42 | 53.44 | 0.01 | 0
2035 | HQ_NY_2_NYISO_A-F | HQ_NY | NYISO_A-F | Internal | Summer | B7 | 400 | 99999 | 1000 | 52.37 | 52.38 | 0.01 | 0
2035 | HQ_NY_2_NYISO_A-F | HQ_NY | NYISO_A-F | Internal | Summer | B8 | 500 | 99999 | 1000 | 48.15 | 48.17 | 0.01 | 0
2035 | HQ_NY_2_NYISO_A-F | HQ_NY | NYISO_A-F | Internal | Summer | B9 | 800 | 99999 | 1000 | 46.11 | 46.12 | 0.01 | 0
2035 | HQ_NY_2_NYISO_A-F | HQ_NY | NYISO_A-F | Internal | Summer | B10 | 1262 | 99999 | 30.11 | 46.11 | 46.12 | 0.01 | 0
2035 | HQ_NY_2_NYISO_A-F | HQ_NY | NYISO_A-F | Internal | Winter | B16 | 25 | 99999 | 1000 | 62.1 | 62.11 | 0.01 | 0
2035 | HQ_NY_2_NYISO_A-F | HQ_NY | NYISO_A-F | Internal | Winter | B17 | 100 | 99999 | 1000 | 59 | 59.02 | 0.01 | 0
2035 | HQ_NY_2_NYISO_A-F | HQ_NY | NYISO_A-F | Internal | Winter | B18 | 400 | 99999 | 1000 | 57.28 | 57.29 | 0.01 | 0
2035 | HQ_NY_2_NYISO_A-F | HQ_NY | NYISO_A-F | Internal | Winter | B19 | 700 | 99999 | 1000 | 57.28 | 57.29 | 0.01 | 0
2035 | HQ_NY_2_NYISO_A-F | HQ_NY | NYISO_A-F | Internal | Winter | B20 | 935 | 99999 | 229.95 | 56.97 | 56.98 | 0.01 | 0
2035 | HQ_IESO_2_IESO | HQ_IESO | IESO | Internal | Shoulder | B11 | 25 | 99999 | 400 | 49.64 | 49.65 | 0.01 | 0
2035 | HQ_IESO_2_IESO | HQ_IESO | IESO | Internal | Shoulder | B12 | 200 | 99999 | 400 | 48.68 | 48.7 | 0.01 | 0
2035 | HQ_IESO_2_IESO | HQ_IESO | IESO | Internal | Shoulder | B13 | 600 | 99999 | 400 | 46.22 | 46.23 | 0.01 | 0
2035 | HQ_IESO_2_IESO | HQ_IESO | IESO | Internal | Shoulder | B14 | 900 | 99999 | 400 | 46.22 | 46.23 | 0.01 | 0
2035 | HQ_IESO_2_IESO | HQ_IESO | IESO | Internal | Shoulder | B15 | 1203 | 99999 | 75.48 | 46.22 | 46.23 | 0.01 | 0
2035 | HQ_IESO_2_IESO | HQ_IESO | IESO | Internal | Summer | B1 | 10 | 99999 | 400.1 | 94.87 | 94.88 | 0.01 | 0
2035 | HQ_IESO_2_IESO | HQ_IESO | IESO | Internal | Summer | B2 | 25 | 99999 | 400 | 79.72 | 79.73 | 0.01 | 0
2035 | HQ_IESO_2_IESO | HQ_IESO | IESO | Internal | Summer | B3 | 75 | 99999 | 400 | 77.87 | 77.88 | 0.01 | 0
2035 | HQ_IESO_2_IESO | HQ_IESO | IESO | Internal | Summer | B4 | 100 | 99999 | 400 | 57.32 | 57.33 | 0.01 | 0
2035 | HQ_IESO_2_IESO | HQ_IESO | IESO | Internal | Summer | B5 | 200 | 99999 | 400 | 53.85 | 53.86 | 0.01 | 0
2035 | HQ_IESO_2_IESO | HQ_IESO | IESO | Internal | Summer | B6 | 300 | 99999 | 400 | 48.84 | 48.85 | 0.01 | 0
2035 | HQ_IESO_2_IESO | HQ_IESO | IESO | Internal | Summer | B7 | 400 | 99999 | 400 | 45.37 | 45.38 | 0.01 | 0
2035 | HQ_IESO_2_IESO | HQ_IESO | IESO | Internal | Summer | B8 | 500 | 99999 | 400 | 43.86 | 43.87 | 0.01 | 0
2035 | HQ_IESO_2_IESO | HQ_IESO | IESO | Internal | Summer | B9 | 800 | 99999 | 400 | 43.86 | 43.87 | 0.01 | 0
2035 | HQ_IESO_2_IESO | HQ_IESO | IESO | Internal | Summer | B10 | 1262 | 99999 | 12.04 | 43.86 | 43.87 | 0.01 | 0
2035 | HQ_IESO_2_IESO | HQ_IESO | IESO | Internal | Winter | B16 | 25 | 99999 | 400 | 55.1 | 55.11 | 0.01 | 0
2035 | HQ_IESO_2_IESO | HQ_IESO | IESO | Internal | Winter | B17 | 100 | 99999 | 400 | 52 | 52.02 | 0.01 | 0
2035 | HQ_IESO_2_IESO | HQ_IESO | IESO | Internal | Winter | B18 | 400 | 99999 | 400 | 50.28 | 50.29 | 0.01 | 0
2035 | HQ_IESO_2_IESO | HQ_IESO | IESO | Internal | Winter | B19 | 700 | 99999 | 400 | 50.28 | 50.29 | 0.01 | 0
2035 | HQ_IESO_2_IESO | HQ_IESO | IESO | Internal | Winter | B20 | 935 | 99999 | 91.98 | 50.28 | 50.29 | 0.01 | 0
2035 | IESO_2_MAPP_CA | IESO | MAPP_CA | Internal | Shoulder | B11 | 25 | 262 | 262 | 49.65 | 60.87 | 7 | 4.22
2035 | IESO_2_MAPP_CA | IESO | MAPP_CA | Internal | Shoulder | B12 | 200 | 262 | 262 | 48.7 | 63.22 | 7 | 7.53
2035 | IESO_2_MAPP_CA | IESO | MAPP_CA | Internal | Shoulder | B13 | 600 | 262 | 262 | 46.23 | 54.97 | 7 | 1.73
2035 | IESO_2_MAPP_CA | IESO | MAPP_CA | Internal | Shoulder | B14 | 900 | 262 | 262 | 46.23 | 54.01 | 7 | 0.77
2035 | IESO_2_MAPP_CA | IESO | MAPP_CA | Internal | Shoulder | B15 | 1203 | 262 | 262 | 46.23 | 54.01 | 7 | 0.77
2035 | IESO_2_MAPP_CA | IESO | MAPP_CA | Internal | Summer | B1 | 10 | 262 | 0 | 94.88 | 87.85 | 7 | 0
2035 | IESO_2_MAPP_CA | IESO | MAPP_CA | Internal | Summer | B2 | 25 | 262 | 0 | 79.73 | 76.53 | 7 | 0
2035 | IESO_2_MAPP_CA | IESO | MAPP_CA | Internal | Summer | B3 | 75 | 262 | 0 | 77.88 | 75.76 | 7 | 0
2035 | IESO_2_MAPP_CA | IESO | MAPP_CA | Internal | Summer | B4 | 100 | 262 | 252.77 | 57.33 | 64.33 | 7 | 0
2035 | IESO_2_MAPP_CA | IESO | MAPP_CA | Internal | Summer | B5 | 200 | 262 | 262 | 53.86 | 71.32 | 7 | 10.46
2035 | IESO_2_MAPP_CA | IESO | MAPP_CA | Internal | Summer | B6 | 300 | 262 | 262 | 48.85 | 58.46 | 7 | 2.61
2035 | IESO_2_MAPP_CA | IESO | MAPP_CA | Internal | Summer | B7 | 400 | 262 | 0 | 45.38 | 52.37 | 7 | 0
2035 | IESO_2_MAPP_CA | IESO | MAPP_CA | Internal | Summer | B8 | 500 | 262 | 0 | 43.87 | 49.61 | 7 | 0
2035 | IESO_2_MAPP_CA | IESO | MAPP_CA | Internal | Summer | B9 | 800 | 262 | 0 | 43.87 | 49.4 | 7 | 0
2035 | IESO_2_MAPP_CA | IESO | MAPP_CA | Internal | Summer | B10 | 1262 | 262 | 0 | 43.87 | 49.4 | 7 | 0
2035 | IESO_2_MAPP_CA | IESO | MAPP_CA | Internal | Winter | B16 | 25 | 262 | 262 | 55.11 | 77.78 | 7 | 15.67
2035 | IESO_2_MAPP_CA | IESO | MAPP_CA | Internal | Winter | B17 | 100 | 262 | 262 | 52.02 | 62.16 | 7 | 3.14
2035 | IESO_2_MAPP_CA | IESO | MAPP_CA | Internal | Winter | B18 | 400 | 262 | 262 | 50.29 | 58.85 | 7 | 1.56
2035 | IESO_2_MAPP_CA | IESO | MAPP_CA | Internal | Winter | B19 | 700 | 262 | 262 | 50.29 | 58.85 | 7 | 1.56
2035 | IESO_2_MAPP_CA | IESO | MAPP_CA | Internal | Winter | B20 | 935 | 262 | 262 | 50.29 | 58.85 | 7 | 1.56
2035 | IESO_2_MISO_MI | IESO | MISO_MI | Internal | Shoulder | B11 | 25 | 1840 | 1840 | 49.65 | 75.36 | 7 | 18.71
2035 | IESO_2_MISO_MI | IESO | MISO_MI | Internal | Shoulder | B12 | 200 | 1840 | 1840 | 48.7 | 63.27 | 7 | 7.58
2035 | IESO_2_MISO_MI | IESO | MISO_MI | Internal | Shoulder | B13 | 600 | 1840 | 1840 | 46.23 | 54.97 | 7 | 1.73
2035 | IESO_2_MISO_MI | IESO | MISO_MI | Internal | Shoulder | B14 | 900 | 1840 | 1616.04 | 46.23 | 53.23 | 7 | 0
2035 | IESO_2_MISO_MI | IESO | MISO_MI | Internal | Shoulder | B15 | 1203 | 1840 | 0 | 46.23 | 47.37 | 7 | 0
2035 | IESO_2_MISO_MI | IESO | MISO_MI | Internal | Summer | B1 | 10 | 1840 | 222.4 | 94.88 | 101.88 | 7 | 0
2035 | IESO_2_MISO_MI | IESO | MISO_MI | Internal | Summer | B2 | 25 | 1840 | 258.02 | 79.73 | 86.73 | 7 | 0
2035 | IESO_2_MISO_MI | IESO | MISO_MI | Internal | Summer | B3 | 75 | 1840 | 1330.76 | 77.88 | 84.88 | 7 | 0
2035 | IESO_2_MISO_MI | IESO | MISO_MI | Internal | Summer | B4 | 100 | 1840 | 1840 | 57.33 | 81.6 | 7 | 17.27
2035 | IESO_2_MISO_MI | IESO | MISO_MI | Internal | Summer | B5 | 200 | 1840 | 1840 | 53.86 | 79.45 | 7 | 18.59
2035 | IESO_2_MISO_MI | IESO | MISO_MI | Internal | Summer | B6 | 300 | 1840 | 1840 | 48.85 | 61.77 | 7 | 5.92
2035 | IESO_2_MISO_MI | IESO | MISO_MI | Internal | Summer | B7 | 400 | 1840 | 1363.24 | 45.38 | 52.38 | 7 | 0
2035 | IESO_2_MISO_MI | IESO | MISO_MI | Internal | Summer | B8 | 500 | 1840 | 0 | 43.87 | 49.66 | 7 | 0
2035 | IESO_2_MISO_MI | IESO | MISO_MI | Internal | Summer | B9 | 800 | 1840 | 0 | 43.87 | 46.54 | 7 | 0
2035 | IESO_2_MISO_MI | IESO | MISO_MI | Internal | Summer | B10 | 1262 | 1840 | 0 | 43.87 | 44.36 | 7 | 0
2035 | IESO_2_MISO_MI | IESO | MISO_MI | Internal | Winter | B16 | 25 | 1840 | 1840 | 55.11 | 77.8 | 7 | 15.7
2035 | IESO_2_MISO_MI | IESO | MISO_MI | Internal | Winter | B17 | 100 | 1840 | 1840 | 52.02 | 62.21 | 7 | 3.19
2035 | IESO_2_MISO_MI | IESO | MISO_MI | Internal | Winter | B18 | 400 | 1840 | 0 | 50.29 | 56.45 | 7 | 0
2035 | IESO_2_MISO_MI | IESO | MISO_MI | Internal | Winter | B19 | 700 | 1840 | 0 | 50.29 | 53.6 | 7 | 0
2035 | IESO_2_MISO_MI | IESO | MISO_MI | Internal | Winter | B20 | 935 | 1840 | 0 | 50.29 | 48.97 | 7 | 0
2035 | IESO_2_MISO_W | IESO | MISO_W | Internal | Shoulder | B11 | 25 | 140 | 140 | 49.65 | 80.37 | 7 | 23.72
2035 | IESO_2_MISO_W | IESO | MISO_W | Internal | Shoulder | B12 | 200 | 140 | 140 | 48.7 | 63.24 | 7 | 7.54
2035 | IESO_2_MISO_W | IESO | MISO_W | Internal | Shoulder | B13 | 600 | 140 | 140 | 46.23 | 54.98 | 7 | 1.75
2035 | IESO_2_MISO_W | IESO | MISO_W | Internal | Shoulder | B14 | 900 | 140 | 140 | 46.23 | 53.99 | 7 | 0.76
2035 | IESO_2_MISO_W | IESO | MISO_W | Internal | Shoulder | B15 | 1203 | 140 | 0 | 46.23 | 47.35 | 7 | 0
2035 | IESO_2_MISO_W | IESO | MISO_W | Internal | Summer | B1 | 10 | 140 | 0 | 94.88 | 101.85 | 7 | 0
2035 | IESO_2_MISO_W | IESO | MISO_W | Internal | Summer | B2 | 25 | 140 | 140 | 79.73 | 86.77 | 7 | 0.04
2035 | IESO_2_MISO_W | IESO | MISO_W | Internal | Summer | B3 | 75 | 140 | 140 | 77.88 | 85.92 | 7 | 1.04
2035 | IESO_2_MISO_W | IESO | MISO_W | Internal | Summer | B4 | 100 | 140 | 140 | 57.33 | 85.92 | 7 | 21.59
2035 | IESO_2_MISO_W | IESO | MISO_W | Internal | Summer | B5 | 200 | 140 | 140 | 53.86 | 79.48 | 7 | 18.63
2035 | IESO_2_MISO_W | IESO | MISO_W | Internal | Summer | B6 | 300 | 140 | 140 | 48.85 | 62.8 | 7 | 6.94
2035 | IESO_2_MISO_W | IESO | MISO_W | Internal | Summer | B7 | 400 | 140 | 126.84 | 45.38 | 52.38 | 7 | 0
2035 | IESO_2_MISO_W | IESO | MISO_W | Internal | Summer | B8 | 500 | 140 | 0 | 43.87 | 49.62 | 7 | 0
2035 | IESO_2_MISO_W | IESO | MISO_W | Internal | Summer | B9 | 800 | 140 | 0 | 43.87 | 47.65 | 7 | 0
2035 | IESO_2_MISO_W | IESO | MISO_W | Internal | Summer | B10 | 1262 | 140 | 0 | 43.87 | 44.24 | 7 | 0
2035 | IESO_2_MISO_W | IESO | MISO_W | Internal | Winter | B16 | 25 | 140 | 140 | 55.11 | 77.79 | 7 | 15.68
2035 | IESO_2_MISO_W | IESO | MISO_W | Internal | Winter | B17 | 100 | 140 | 140 | 52.02 | 62.17 | 7 | 3.16
2035 | IESO_2_MISO_W | IESO | MISO_W | Internal | Winter | B18 | 400 | 140 | 140 | 50.29 | 58.84 | 7 | 1.55
2035 | IESO_2_MISO_W | IESO | MISO_W | Internal | Winter | B19 | 700 | 140 | 0 | 50.29 | 54.95 | 7 | 0
2035 | IESO_2_MISO_W | IESO | MISO_W | Internal | Winter | B20 | 935 | 140 | 0 | 50.29 | 48.93 | 7 | 0
2035 | IESO_2_NYISO_A-F | IESO | NYISO_A-F | Internal | Shoulder | B11 | 25 | 1725 | 1725 | 49.65 | 58.83 | 7 | 2.18
2035 | IESO_2_NYISO_A-F | IESO | NYISO_A-F | Internal | Shoulder | B12 | 200 | 1725 | 70.97 | 48.7 | 55.7 | 7 | 0
2035 | IESO_2_NYISO_A-F | IESO | NYISO_A-F | Internal | Shoulder | B13 | 600 | 1725 | 0 | 46.23 | 49.72 | 7 | 0
2035 | IESO_2_NYISO_A-F | IESO | NYISO_A-F | Internal | Shoulder | B14 | 900 | 1725 | 0 | 46.23 | 49.46 | 7 | 0
2035 | IESO_2_NYISO_A-F | IESO | NYISO_A-F | Internal | Shoulder | B15 | 1203 | 1725 | 0 | 46.23 | 49.01 | 7 | 0
2035 | IESO_2_NYISO_A-F | IESO | NYISO_A-F | Internal | Summer | B1 | 10 | 1725 | 0 | 94.88 | 95.89 | 7 | 0
2035 | IESO_2_NYISO_A-F | IESO | NYISO_A-F | Internal | Summer | B2 | 25 | 1725 | 0 | 79.73 | 80.75 | 7 | 0
2035 | IESO_2_NYISO_A-F | IESO | NYISO_A-F | Internal | Summer | B3 | 75 | 1725 | 0 | 77.88 | 70.88 | 7 | 0
2035 | IESO_2_NYISO_A-F | IESO | NYISO_A-F | Internal | Summer | B4 | 100 | 1725 | 62.77 | 57.33 | 64.33 | 7 | 0
2035 | IESO_2_NYISO_A-F | IESO | NYISO_A-F | Internal | Summer | B5 | 200 | 1725 | 796.17 | 53.86 | 60.86 | 7 | 0
2035 | IESO_2_NYISO_A-F | IESO | NYISO_A-F | Internal | Summer | B6 | 300 | 1725 | 0 | 48.85 | 53.44 | 7 | 0
2035 | IESO_2_NYISO_A-F | IESO | NYISO_A-F | Internal | Summer | B7 | 400 | 1725 | 259.63 | 45.38 | 52.38 | 7 | 0
2035 | IESO_2_NYISO_A-F | IESO | NYISO_A-F | Internal | Summer | B8 | 500 | 1725 | 0 | 43.87 | 48.17 | 7 | 0
2035 | IESO_2_NYISO_A-F | IESO | NYISO_A-F | Internal | Summer | B9 | 800 | 1725 | 0 | 43.87 | 46.12 | 7 | 0
2035 | IESO_2_NYISO_A-F | IESO | NYISO_A-F | Internal | Summer | B10 | 1262 | 1725 | 0 | 43.87 | 46.12 | 7 | 0
2035 | IESO_2_NYISO_A-F | IESO | NYISO_A-F | Internal | Winter | B16 | 25 | 1725 | 1158.89 | 55.11 | 62.11 | 7 | 0
2035 | IESO_2_NYISO_A-F | IESO | NYISO_A-F | Internal | Winter | B17 | 100 | 1725 | 693.48 | 52.02 | 59.02 | 7 | 0
2035 | IESO_2_NYISO_A-F | IESO | NYISO_A-F | Internal | Winter | B18 | 400 | 1725 | 817.79 | 50.29 | 57.29 | 7 | 0
2035 | IESO_2_NYISO_A-F | IESO | NYISO_A-F | Internal | Winter | B19 | 700 | 1725 | 384.92 | 50.29 | 57.29 | 7 | 0
2035 | IESO_2_NYISO_A-F | IESO | NYISO_A-F | Internal | Winter | B20 | 935 | 1725 | 0 | 50.29 | 56.98 | 7 | 0
2035 | MAPP_CA_2_IESO | MAPP_CA | IESO | Internal | Shoulder | B11 | 25 | 330 | 0 | 60.87 | 49.65 | 8 | 0
2035 | MAPP_CA_2_IESO | MAPP_CA | IESO | Internal | Shoulder | B12 | 200 | 330 | 0 | 63.22 | 48.7 | 8 | 0
2035 | MAPP_CA_2_IESO | MAPP_CA | IESO | Internal | Shoulder | B13 | 600 | 330 | 0 | 54.97 | 46.23 | 8 | 0
2035 | MAPP_CA_2_IESO | MAPP_CA | IESO | Internal | Shoulder | B14 | 900 | 330 | 0 | 54.01 | 46.23 | 8 | 0
2035 | MAPP_CA_2_IESO | MAPP_CA | IESO | Internal | Shoulder | B15 | 1203 | 330 | 0 | 54.01 | 46.23 | 8 | 0
2035 | MAPP_CA_2_IESO | MAPP_CA | IESO | Internal | Summer | B1 | 10 | 330 | 0 | 87.85 | 94.88 | 8 | 0
2035 | MAPP_CA_2_IESO | MAPP_CA | IESO | Internal | Summer | B2 | 25 | 330 | 0 | 76.53 | 79.73 | 8 | 0
2035 | MAPP_CA_2_IESO | MAPP_CA | IESO | Internal | Summer | B3 | 75 | 330 | 0 | 75.76 | 77.88 | 8 | 0
2035 | MAPP_CA_2_IESO | MAPP_CA | IESO | Internal | Summer | B4 | 100 | 330 | 0 | 64.33 | 57.33 | 8 | 0
2035 | MAPP_CA_2_IESO | MAPP_CA | IESO | Internal | Summer | B5 | 200 | 330 | 0 | 71.32 | 53.86 | 8 | 0
2035 | MAPP_CA_2_IESO | MAPP_CA | IESO | Internal | Summer | B6 | 300 | 330 | 0 | 58.46 | 48.85 | 8 | 0
2035 | MAPP_CA_2_IESO | MAPP_CA | IESO | Internal | Summer | B7 | 400 | 330 | 0 | 52.37 | 45.38 | 8 | 0
2035 | MAPP_CA_2_IESO | MAPP_CA | IESO | Internal | Summer | B8 | 500 | 330 | 0 | 49.61 | 43.87 | 8 | 0
2035 | MAPP_CA_2_IESO | MAPP_CA | IESO | Internal | Summer | B9 | 800 | 330 | 0 | 49.4 | 43.87 | 8 | 0
2035 | MAPP_CA_2_IESO | MAPP_CA | IESO | Internal | Summer | B10 | 1262 | 330 | 0 | 49.4 | 43.87 | 8 | 0
2035 | MAPP_CA_2_IESO | MAPP_CA | IESO | Internal | Winter | B16 | 25 | 330 | 0 | 77.78 | 55.11 | 8 | 0
2035 | MAPP_CA_2_IESO | MAPP_CA | IESO | Internal | Winter | B17 | 100 | 330 | 0 | 62.16 | 52.02 | 8 | 0
2035 | MAPP_CA_2_IESO | MAPP_CA | IESO | Internal | Winter | B18 | 400 | 330 | 0 | 58.85 | 50.29 | 8 | 0
2035 | MAPP_CA_2_IESO | MAPP_CA | IESO | Internal | Winter | B19 | 700 | 330 | 0 | 58.85 | 50.29 | 8 | 0
2035 | MAPP_CA_2_IESO | MAPP_CA | IESO | Internal | Winter | B20 | 935 | 330 | 0 | 58.85 | 50.29 | 8 | 0
2035 | MAPP_CA_2_MAPP_US | MAPP_CA | MAPP_US | Internal | Shoulder | B11 | 25 | 372 | 372 | 60.87 | 73.37 | 7 | 5.5
2035 | MAPP_CA_2_MAPP_US | MAPP_CA | MAPP_US | Internal | Shoulder | B12 | 200 | 372 | 0 | 63.22 | 56.24 | 7 | 0
2035 | MAPP_CA_2_MAPP_US | MAPP_CA | MAPP_US | Internal | Shoulder | B13 | 600 | 372 | 0 | 54.97 | 49.11 | 7 | 0
2035 | MAPP_CA_2_MAPP_US | MAPP_CA | MAPP_US | Internal | Shoulder | B14 | 900 | 372 | 0 | 54.01 | 49.11 | 7 | 0
2035 | MAPP_CA_2_MAPP_US | MAPP_CA | MAPP_US | Internal | Shoulder | B15 | 1203 | 372 | 0 | 54.01 | 46.5 | 7 | 0
2035 | MAPP_CA_2_MAPP_US | MAPP_CA | MAPP_US | Internal | Summer | B1 | 10 | 372 | 286.22 | 87.85 | 94.85 | 7 | 0
2035 | MAPP_CA_2_MAPP_US | MAPP_CA | MAPP_US | Internal | Summer | B2 | 25 | 372 | 265.91 | 76.53 | 83.53 | 7 | 0
2035 | MAPP_CA_2_MAPP_US | MAPP_CA | MAPP_US | Internal | Summer | B3 | 75 | 372 | 162.8 | 75.76 | 82.76 | 7 | 0
2035 | MAPP_CA_2_MAPP_US | MAPP_CA | MAPP_US | Internal | Summer | B4 | 100 | 372 | 372 | 64.33 | 82.06 | 7 | 10.73
2035 | MAPP_CA_2_MAPP_US | MAPP_CA | MAPP_US | Internal | Summer | B5 | 200 | 372 | 331.29 | 71.32 | 78.32 | 7 | 0
2035 | MAPP_CA_2_MAPP_US | MAPP_CA | MAPP_US | Internal | Summer | B6 | 300 | 372 | 0 | 58.46 | 62.78 | 7 | 0
2035 | MAPP_CA_2_MAPP_US | MAPP_CA | MAPP_US | Internal | Summer | B7 | 400 | 372 | 0 | 52.37 | 52.17 | 7 | 0
2035 | MAPP_CA_2_MAPP_US | MAPP_CA | MAPP_US | Internal | Summer | B8 | 500 | 372 | 0 | 49.61 | 45.57 | 7 | 0
2035 | MAPP_CA_2_MAPP_US | MAPP_CA | MAPP_US | Internal | Summer | B9 | 800 | 372 | 0 | 49.4 | 45.43 | 7 | 0
2035 | MAPP_CA_2_MAPP_US | MAPP_CA | MAPP_US | Internal | Summer | B10 | 1262 | 372 | 0 | 49.4 | 37.24 | 7 | 0
2035 | MAPP_CA_2_MAPP_US | MAPP_CA | MAPP_US | Internal | Winter | B16 | 25 | 372 | 0 | 77.78 | 70.79 | 7 | 0
2035 | MAPP_CA_2_MAPP_US | MAPP_CA | MAPP_US | Internal | Winter | B17 | 100 | 372 | 0 | 62.16 | 55.17 | 7 | 0
2035 | MAPP_CA_2_MAPP_US | MAPP_CA | MAPP_US | Internal | Winter | B18 | 400 | 372 | 0 | 58.85 | 53.43 | 7 | 0
2035 | MAPP_CA_2_MAPP_US | MAPP_CA | MAPP_US | Internal | Winter | B19 | 700 | 372 | 0 | 58.85 | 53.43 | 7 | 0
2035 | MAPP_CA_2_MAPP_US | MAPP_CA | MAPP_US | Internal | Winter | B20 | 935 | 372 | 0 | 58.85 | 41.93 | 7 | 0
2035 | MAPP_CA_2_MISO_W | MAPP_CA | MISO_W | Internal | Shoulder | B11 | 25 | 1970 | 1970 | 60.87 | 80.37 | 0.01 | 19.49
2035 | MAPP_CA_2_MISO_W | MAPP_CA | MISO_W | Internal | Shoulder | B12 | 200 | 1970 | 1815.76 | 63.22 | 63.24 | 0.01 | 0
2035 | MAPP_CA_2_MISO_W | MAPP_CA | MISO_W | Internal | Shoulder | B13 | 600 | 1970 | 1180.9 | 54.97 | 54.98 | 0.01 | 0
2035 | MAPP_CA_2_MISO_W | MAPP_CA | MISO_W | Internal | Shoulder | B14 | 900 | 1970 | 0 | 54.01 | 53.99 | 0.01 | 0
2035 | MAPP_CA_2_MISO_W | MAPP_CA | MISO_W | Internal | Shoulder | B15 | 1203 | 1970 | 0 | 54.01 | 47.35 | 0.01 | 0
2035 | MAPP_CA_2_MISO_W | MAPP_CA | MISO_W | Internal | Summer | B1 | 10 | 1970 | 1970 | 87.85 | 101.85 | 0.01 | 13.99
2035 | MAPP_CA_2_MISO_W | MAPP_CA | MISO_W | Internal | Summer | B2 | 25 | 1970 | 1970 | 76.53 | 86.77 | 0.01 | 10.22
2035 | MAPP_CA_2_MISO_W | MAPP_CA | MISO_W | Internal | Summer | B3 | 75 | 1970 | 1970 | 75.76 | 85.92 | 0.01 | 10.15
2035 | MAPP_CA_2_MISO_W | MAPP_CA | MISO_W | Internal | Summer | B4 | 100 | 1970 | 1970 | 64.33 | 85.92 | 0.01 | 21.58
2035 | MAPP_CA_2_MISO_W | MAPP_CA | MISO_W | Internal | Summer | B5 | 200 | 1970 | 1970 | 71.32 | 79.48 | 0.01 | 8.15
2035 | MAPP_CA_2_MISO_W | MAPP_CA | MISO_W | Internal | Summer | B6 | 300 | 1970 | 1970 | 58.46 | 62.8 | 0.01 | 4.32
2035 | MAPP_CA_2_MISO_W | MAPP_CA | MISO_W | Internal | Summer | B7 | 400 | 1970 | 1339.68 | 52.37 | 52.38 | 0.01 | 0
2035 | MAPP_CA_2_MISO_W | MAPP_CA | MISO_W | Internal | Summer | B8 | 500 | 1970 | 1347.13 | 49.61 | 49.62 | 0.01 | 0
2035 | MAPP_CA_2_MISO_W | MAPP_CA | MISO_W | Internal | Summer | B9 | 800 | 1970 | 0 | 49.4 | 47.65 | 0.01 | 0
2035 | MAPP_CA_2_MISO_W | MAPP_CA | MISO_W | Internal | Summer | B10 | 1262 | 1970 | 0 | 49.4 | 44.24 | 0.01 | 0
2035 | MAPP_CA_2_MISO_W | MAPP_CA | MISO_W | Internal | Winter | B16 | 25 | 1970 | 1124.28 | 77.78 | 77.79 | 0.01 | 0
2035 | MAPP_CA_2_MISO_W | MAPP_CA | MISO_W | Internal | Winter | B17 | 100 | 1970 | 539.4 | 62.16 | 62.17 | 0.01 | 0
2035 | MAPP_CA_2_MISO_W | MAPP_CA | MISO_W | Internal | Winter | B18 | 400 | 1970 | 0 | 58.85 | 58.84 | 0.01 | 0
2035 | MAPP_CA_2_MISO_W | MAPP_CA | MISO_W | Internal | Winter | B19 | 700 | 1970 | 0 | 58.85 | 54.95 | 0.01 | 0
2035 | MAPP_CA_2_MISO_W | MAPP_CA | MISO_W | Internal | Winter | B20 | 935 | 1970 | 0 | 58.85 | 48.93 | 0.01 | 0
2035 | MAPP_US_2_MAPP_CA | MAPP_US | MAPP_CA | Internal | Shoulder | B11 | 25 | 165 | 0 | 73.37 | 60.87 | 7 | 0
2035 | MAPP_US_2_MAPP_CA | MAPP_US | MAPP_CA | Internal | Shoulder | B12 | 200 | 165 | 0 | 56.24 | 63.22 | 7 | 0
2035 | MAPP_US_2_MAPP_CA | MAPP_US | MAPP_CA | Internal | Shoulder | B13 | 600 | 165 | 0 | 49.11 | 54.97 | 7 | 0
2035 | MAPP_US_2_MAPP_CA | MAPP_US | MAPP_CA | Internal | Shoulder | B14 | 900 | 165 | 0 | 49.11 | 54.01 | 7 | 0
2035 | MAPP_US_2_MAPP_CA | MAPP_US | MAPP_CA | Internal | Shoulder | B15 | 1203 | 165 | 165 | 46.5 | 54.01 | 7 | 0.5
2035 | MAPP_US_2_MAPP_CA | MAPP_US | MAPP_CA | Internal | Summer | B1 | 10 | 165 | 0 | 94.85 | 87.85 | 7 | 0
2035 | MAPP_US_2_MAPP_CA | MAPP_US | MAPP_CA | Internal | Summer | B2 | 25 | 165 | 0 | 83.53 | 76.53 | 7 | 0
2035 | MAPP_US_2_MAPP_CA | MAPP_US | MAPP_CA | Internal | Summer | B3 | 75 | 165 | 0 | 82.76 | 75.76 | 7 | 0
2035 | MAPP_US_2_MAPP_CA | MAPP_US | MAPP_CA | Internal | Summer | B4 | 100 | 165 | 0 | 82.06 | 64.33 | 7 | 0
2035 | MAPP_US_2_MAPP_CA | MAPP_US | MAPP_CA | Internal | Summer | B5 | 200 | 165 | 0 | 78.32 | 71.32 | 7 | 0
2035 | MAPP_US_2_MAPP_CA | MAPP_US | MAPP_CA | Internal | Summer | B6 | 300 | 165 | 0 | 62.78 | 58.46 | 7 | 0
2035 | MAPP_US_2_MAPP_CA | MAPP_US | MAPP_CA | Internal | Summer | B7 | 400 | 165 | 0 | 52.17 | 52.37 | 7 | 0
2035 | MAPP_US_2_MAPP_CA | MAPP_US | MAPP_CA | Internal | Summer | B8 | 500 | 165 | 0 | 45.57 | 49.61 | 7 | 0
2035 | MAPP_US_2_MAPP_CA | MAPP_US | MAPP_CA | Internal | Summer | B9 | 800 | 165 | 0 | 45.43 | 49.4 | 7 | 0
2035 | MAPP_US_2_MAPP_CA | MAPP_US | MAPP_CA | Internal | Summer | B10 | 1262 | 165 | 165 | 37.24 | 49.4 | 7 | 5.16
2035 | MAPP_US_2_MAPP_CA | MAPP_US | MAPP_CA | Internal | Winter | B16 | 25 | 165 | 0 | 70.79 | 77.78 | 7 | 0
2035 | MAPP_US_2_MAPP_CA | MAPP_US | MAPP_CA | Internal | Winter | B17 | 100 | 165 | 0 | 55.17 | 62.16 | 7 | 0
2035 | MAPP_US_2_MAPP_CA | MAPP_US | MAPP_CA | Internal | Winter | B18 | 400 | 165 | 0 | 53.43 | 58.85 | 7 | 0
2035 | MAPP_US_2_MAPP_CA | MAPP_US | MAPP_CA | Internal | Winter | B19 | 700 | 165 | 0 | 53.43 | 58.85 | 7 | 0
2035 | MAPP_US_2_MAPP_CA | MAPP_US | MAPP_CA | Internal | Winter | B20 | 935 | 165 | 165 | 41.93 | 58.85 | 7 | 9.92
2035 | MAPP_US_2_MISO_W | MAPP_US | MISO_W | Internal | Shoulder | B11 | 25 | 2635 | 151.32 | 73.37 | 80.37 | 7 | 0
2035 | MAPP_US_2_MISO_W | MAPP_US | MISO_W | Internal | Shoulder | B12 | 200 | 2635 | 1225.97 | 56.24 | 63.24 | 7 | 0
2035 | MAPP_US_2_MISO_W | MAPP_US | MISO_W | Internal | Shoulder | B13 | 600 | 2635 | 0 | 49.11 | 54.98 | 7 | 0
2035 | MAPP_US_2_MISO_W | MAPP_US | MISO_W | Internal | Shoulder | B14 | 900 | 2635 | 0 | 49.11 | 53.99 | 7 | 0
2035 | MAPP_US_2_MISO_W | MAPP_US | MISO_W | Internal | Shoulder | B15 | 1203 | 2635 | 0 | 46.5 | 47.35 | 7 | 0
2035 | MAPP_US_2_MISO_W | MAPP_US | MISO_W | Internal | Summer | B1 | 10 | 2635 | 1948.45 | 94.85 | 101.85 | 7 | 0
2035 | MAPP_US_2_MISO_W | MAPP_US | MISO_W | Internal | Summer | B2 | 25 | 2635 | 0 | 83.53 | 86.77 | 7 | 0
2035 | MAPP_US_2_MISO_W | MAPP_US | MISO_W | Internal | Summer | B3 | 75 | 2635 | 0 | 82.76 | 85.92 | 7 | 0
2035 | MAPP_US_2_MISO_W | MAPP_US | MISO_W | Internal | Summer | B4 | 100 | 2635 | 0 | 82.06 | 85.92 | 7 | 0
2035 | MAPP_US_2_MISO_W | MAPP_US | MISO_W | Internal | Summer | B5 | 200 | 2635 | 0 | 78.32 | 79.48 | 7 | 0
2035 | MAPP_US_2_MISO_W | MAPP_US | MISO_W | Internal | Summer | B6 | 300 | 2635 | 0 | 62.78 | 62.8 | 7 | 0
2035 | MAPP_US_2_MISO_W | MAPP_US | MISO_W | Internal | Summer | B7 | 400 | 2635 | 0 | 52.17 | 52.38 | 7 | 0
2035 | MAPP_US_2_MISO_W | MAPP_US | MISO_W | Internal | Summer | B8 | 500 | 2635 | 0 | 45.57 | 49.62 | 7 | 0
2035 | MAPP_US_2_MISO_W | MAPP_US | MISO_W | Internal | Summer | B9 | 800 | 2635 | 0 | 45.43 | 47.65 | 7 | 0
2035 | MAPP_US_2_MISO_W | MAPP_US | MISO_W | Internal | Summer | B10 | 1262 | 2635 | 142.02 | 37.24 | 44.24 | 7 | 0
2035 | MAPP_US_2_MISO_W | MAPP_US | MISO_W | Internal | Winter | B16 | 25 | 2635 | 28.36 | 70.79 | 77.79 | 7 | 0
2035 | MAPP_US_2_MISO_W | MAPP_US | MISO_W | Internal | Winter | B17 | 100 | 2635 | 687.02 | 55.17 | 62.17 | 7 | 0
2035 | MAPP_US_2_MISO_W | MAPP_US | MISO_W | Internal | Winter | B18 | 400 | 2635 | 0 | 53.43 | 58.84 | 7 | 0
2035 | MAPP_US_2_MISO_W | MAPP_US | MISO_W | Internal | Winter | B19 | 700 | 2635 | 0 | 53.43 | 54.95 | 7 | 0
2035 | MAPP_US_2_MISO_W | MAPP_US | MISO_W | Internal | Winter | B20 | 935 | 2635 | 55.12 | 41.93 | 48.93 | 7 | 0
2035 | MAPP_US_2_NE | MAPP_US | NE | Internal | Shoulder | B11 | 25 | 2000 | 1827.8 | 73.37 | 80.37 | 7 | 0
2035 | MAPP_US_2_NE | MAPP_US | NE | Internal | Shoulder | B12 | 200 | 2000 | 54.61 | 56.24 | 63.24 | 7 | 0
2035 | MAPP_US_2_NE | MAPP_US | NE | Internal | Shoulder | B13 | 600 | 2000 | 816.93 | 49.11 | 56.11 | 7 | 0
2035 | MAPP_US_2_NE | MAPP_US | NE | Internal | Shoulder | B14 | 900 | 2000 | 0 | 49.11 | 53.47 | 7 | 0
2035 | MAPP_US_2_NE | MAPP_US | NE | Internal | Shoulder | B15 | 1203 | 2000 | 0 | 46.5 | 49.5 | 7 | 0
2035 | MAPP_US_2_NE | MAPP_US | NE | Internal | Summer | B1 | 10 | 2000 | 0 | 94.85 | 96.85 | 7 | 0
2035 | MAPP_US_2_NE | MAPP_US | NE | Internal | Summer | B2 | 25 | 2000 | 1327.99 | 83.53 | 90.53 | 7 | 0
2035 | MAPP_US_2_NE | MAPP_US | NE | Internal | Summer | B3 | 75 | 2000 | 1108.34 | 82.76 | 89.76 | 7 | 0
2035 | MAPP_US_2_NE | MAPP_US | NE | Internal | Summer | B4 | 100 | 2000 | 1622.08 | 82.06 | 89.06 | 7 | 0
2035 | MAPP_US_2_NE | MAPP_US | NE | Internal | Summer | B5 | 200 | 2000 | 1804.24 | 78.32 | 85.32 | 7 | 0
2035 | MAPP_US_2_NE | MAPP_US | NE | Internal | Summer | B6 | 300 | 2000 | 1104.37 | 62.78 | 69.78 | 7 | 0
2035 | MAPP_US_2_NE | MAPP_US | NE | Internal | Summer | B7 | 400 | 2000 | 1251.61 | 52.17 | 59.17 | 7 | 0
2035 | MAPP_US_2_NE | MAPP_US | NE | Internal | Summer | B8 | 500 | 2000 | 1484.52 | 45.57 | 52.57 | 7 | 0
2035 | MAPP_US_2_NE | MAPP_US | NE | Internal | Summer | B9 | 800 | 2000 | 811.08 | 45.43 | 52.43 | 7 | 0
2035 | MAPP_US_2_NE | MAPP_US | NE | Internal | Summer | B10 | 1262 | 2000 | 488.98 | 37.24 | 44.24 | 7 | 0
2035 | MAPP_US_2_NE | MAPP_US | NE | Internal | Winter | B16 | 25 | 2000 | 1369.21 | 70.79 | 77.79 | 7 | 0
2035 | MAPP_US_2_NE | MAPP_US | NE | Internal | Winter | B17 | 100 | 2000 | 0 | 55.17 | 60.07 | 7 | 0
2035 | MAPP_US_2_NE | MAPP_US | NE | Internal | Winter | B18 | 400 | 2000 | 0 | 53.43 | 59.87 | 7 | 0
2035 | MAPP_US_2_NE | MAPP_US | NE | Internal | Winter | B19 | 700 | 2000 | 0 | 53.43 | 55.07 | 7 | 0
2035 | MAPP_US_2_NE | MAPP_US | NE | Internal | Winter | B20 | 935 | 2000 | 0 | 41.93 | 47.74 | 7 | 0
2035 | MARITIMES_2_NEISO | MARITIMES | NEISO | Internal | Shoulder | B11 | 25 | 99999 | 1400 | 45.99 | 46 | 0.01 | 0
2035 | MARITIMES_2_NEISO | MARITIMES | NEISO | Internal | Shoulder | B12 | 200 | 99999 | 1400 | 45.99 | 46 | 0.01 | 0
2035 | MARITIMES_2_NEISO | MARITIMES | NEISO | Internal | Shoulder | B13 | 600 | 99999 | 1400 | 45.99 | 46 | 0.01 | 0
2035 | MARITIMES_2_NEISO | MARITIMES | NEISO | Internal | Shoulder | B14 | 900 | 99999 | 1400 | 45.99 | 46 | 0.01 | 0
2035 | MARITIMES_2_NEISO | MARITIMES | NEISO | Internal | Shoulder | B15 | 1203 | 99999 | 426.43 | 45.99 | 46 | 0.01 | 0
2035 | MARITIMES_2_NEISO | MARITIMES | NEISO | Internal | Summer | B1 | 10 | 99999 | 1400.1 | 92.91 | 92.92 | 0.01 | 0
2035 | MARITIMES_2_NEISO | MARITIMES | NEISO | Internal | Summer | B2 | 25 | 99999 | 1400 | 77.75 | 77.76 | 0.01 | 0
2035 | MARITIMES_2_NEISO | MARITIMES | NEISO | Internal | Summer | B3 | 75 | 99999 | 1400 | 67.87 | 67.88 | 0.01 | 0
2035 | MARITIMES_2_NEISO | MARITIMES | NEISO | Internal | Summer | B4 | 100 | 99999 | 1400 | 58.86 | 58.87 | 0.01 | 0
2035 | MARITIMES_2_NEISO | MARITIMES | NEISO | Internal | Summer | B5 | 200 | 99999 | 1400 | 42.36 | 42.37 | 0.01 | 0
2035 | MARITIMES_2_NEISO | MARITIMES | NEISO | Internal | Summer | B6 | 300 | 99999 | 1400 | 42.36 | 42.37 | 0.01 | 0
2035 | MARITIMES_2_NEISO | MARITIMES | NEISO | Internal | Summer | B7 | 400 | 99999 | 1400 | 42.36 | 42.37 | 0.01 | 0
2035 | MARITIMES_2_NEISO | MARITIMES | NEISO | Internal | Summer | B8 | 500 | 99999 | 1400 | 42.36 | 42.37 | 0.01 | 0
2035 | MARITIMES_2_NEISO | MARITIMES | NEISO | Internal | Summer | B9 | 800 | 99999 | 1400 | 42.36 | 42.37 | 0.01 | 0
2035 | MARITIMES_2_NEISO | MARITIMES | NEISO | Internal | Summer | B10 | 1262 | 99999 | 236.13 | 42.36 | 42.37 | 0.01 | 0
2035 | MARITIMES_2_NEISO | MARITIMES | NEISO | Internal | Winter | B16 | 25 | 99999 | 1400 | 57.17 | 57.18 | 0.01 | 0
2035 | MARITIMES_2_NEISO | MARITIMES | NEISO | Internal | Winter | B17 | 100 | 99999 | 1400 | 57.17 | 57.18 | 0.01 | 0
2035 | MARITIMES_2_NEISO | MARITIMES | NEISO | Internal | Winter | B18 | 400 | 99999 | 1400 | 57.17 | 57.18 | 0.01 | 0
2035 | MARITIMES_2_NEISO | MARITIMES | NEISO | Internal | Winter | B19 | 700 | 99999 | 1400 | 57.17 | 57.18 | 0.01 | 0
2035 | MARITIMES_2_NEISO | MARITIMES | NEISO | Internal | Winter | B20 | 935 | 99999 | 475.94 | 57.17 | 57.18 | 0.01 | 0
2035 | MISO_IN_2_MISO_MI | MISO_IN | MISO_MI | Internal | Shoulder | B11 | 25 | 5000 | 0 | 80.37 | 75.36 | 0.01 | 0
2035 | MISO_IN_2_MISO_MI | MISO_IN | MISO_MI | Internal | Shoulder | B12 | 200 | 5000 | 620.08 | 63.26 | 63.27 | 0.01 | 0
2035 | MISO_IN_2_MISO_MI | MISO_IN | MISO_MI | Internal | Shoulder | B13 | 600 | 5000 | 560.73 | 54.95 | 54.97 | 0.01 | 0
2035 | MISO_IN_2_MISO_MI | MISO_IN | MISO_MI | Internal | Shoulder | B14 | 900 | 5000 | 941.59 | 53.22 | 53.23 | 0.01 | 0
2035 | MISO_IN_2_MISO_MI | MISO_IN | MISO_MI | Internal | Shoulder | B15 | 1203 | 5000 | 2014.87 | 47.35 | 47.37 | 0.01 | 0
2035 | MISO_IN_2_MISO_MI | MISO_IN | MISO_MI | Internal | Summer | B1 | 10 | 5000 | 699.18 | 101.87 | 101.88 | 0.01 | 0
2035 | MISO_IN_2_MISO_MI | MISO_IN | MISO_MI | Internal | Summer | B2 | 25 | 5000 | 0 | 86.75 | 86.73 | 0.01 | 0
2035 | MISO_IN_2_MISO_MI | MISO_IN | MISO_MI | Internal | Summer | B3 | 75 | 5000 | 0 | 84.89 | 84.88 | 0.01 | 0
2035 | MISO_IN_2_MISO_MI | MISO_IN | MISO_MI | Internal | Summer | B4 | 100 | 5000 | 0 | 84.07 | 81.6 | 0.01 | 0
2035 | MISO_IN_2_MISO_MI | MISO_IN | MISO_MI | Internal | Summer | B5 | 200 | 5000 | 0 | 79.46 | 79.45 | 0.01 | 0
2035 | MISO_IN_2_MISO_MI | MISO_IN | MISO_MI | Internal | Summer | B6 | 300 | 5000 | 0 | 61.78 | 61.77 | 0.01 | 0
2035 | MISO_IN_2_MISO_MI | MISO_IN | MISO_MI | Internal | Summer | B7 | 400 | 5000 | 2592.52 | 52.37 | 52.38 | 0.01 | 0
2035 | MISO_IN_2_MISO_MI | MISO_IN | MISO_MI | Internal | Summer | B8 | 500 | 5000 | 4547.31 | 49.65 | 49.66 | 0.01 | 0
2035 | MISO_IN_2_MISO_MI | MISO_IN | MISO_MI | Internal | Summer | B9 | 800 | 5000 | 3864.46 | 46.53 | 46.54 | 0.01 | 0
2035 | MISO_IN_2_MISO_MI | MISO_IN | MISO_MI | Internal | Summer | B10 | 1262 | 5000 | 3373.24 | 44.35 | 44.36 | 0.01 | 0
2035 | MISO_IN_2_MISO_MI | MISO_IN | MISO_MI | Internal | Winter | B16 | 25 | 5000 | 0 | 77.82 | 77.8 | 0.01 | 0
2035 | MISO_IN_2_MISO_MI | MISO_IN | MISO_MI | Internal | Winter | B17 | 100 | 5000 | 649.15 | 62.2 | 62.21 | 0.01 | 0
2035 | MISO_IN_2_MISO_MI | MISO_IN | MISO_MI | Internal | Winter | B18 | 400 | 5000 | 2602.34 | 56.44 | 56.45 | 0.01 | 0
2035 | MISO_IN_2_MISO_MI | MISO_IN | MISO_MI | Internal | Winter | B19 | 700 | 5000 | 2685.05 | 53.59 | 53.6 | 0.01 | 0
2035 | MISO_IN_2_MISO_MI | MISO_IN | MISO_MI | Internal | Winter | B20 | 935 | 5000 | 1596.07 | 48.96 | 48.97 | 0.01 | 0
2035 | MISO_IN_2_MISO_MO-IL | MISO_IN | MISO_MO-IL | Internal | Shoulder | B11 | 25 | 5000 | 1771.65 | 80.37 | 80.38 | 0.01 | 0
2035 | MISO_IN_2_MISO_MO-IL | MISO_IN | MISO_MO-IL | Internal | Shoulder | B12 | 200 | 5000 | 0 | 63.26 | 63.25 | 0.01 | 0
2035 | MISO_IN_2_MISO_MO-IL | MISO_IN | MISO_MO-IL | Internal | Shoulder | B13 | 600 | 5000 | 595.65 | 54.95 | 54.97 | 0.01 | 0
2035 | MISO_IN_2_MISO_MO-IL | MISO_IN | MISO_MO-IL | Internal | Shoulder | B14 | 900 | 5000 | 736.32 | 53.22 | 53.23 | 0.01 | 0
2035 | MISO_IN_2_MISO_MO-IL | MISO_IN | MISO_MO-IL | Internal | Shoulder | B15 | 1203 | 5000 | 0 | 47.35 | 47.34 | 0.01 | 0
2035 | MISO_IN_2_MISO_MO-IL | MISO_IN | MISO_MO-IL | Internal | Summer | B1 | 10 | 5000 | 0 | 101.87 | 101.86 | 0.01 | 0
2035 | MISO_IN_2_MISO_MO-IL | MISO_IN | MISO_MO-IL | Internal | Summer | B2 | 25 | 5000 | 1357.63 | 86.75 | 86.76 | 0.01 | 0
2035 | MISO_IN_2_MISO_MO-IL | MISO_IN | MISO_MO-IL | Internal | Summer | B3 | 75 | 5000 | 0 | 84.89 | 84.88 | 0.01 | 0
2035 | MISO_IN_2_MISO_MO-IL | MISO_IN | MISO_MO-IL | Internal | Summer | B4 | 100 | 5000 | 2523.88 | 84.07 | 84.09 | 0.01 | 0
2035 | MISO_IN_2_MISO_MO-IL | MISO_IN | MISO_MO-IL | Internal | Summer | B5 | 200 | 5000 | 1202.49 | 79.46 | 79.47 | 0.01 | 0
2035 | MISO_IN_2_MISO_MO-IL | MISO_IN | MISO_MO-IL | Internal | Summer | B6 | 300 | 5000 | 2291.18 | 61.78 | 61.8 | 0.01 | 0
2035 | MISO_IN_2_MISO_MO-IL | MISO_IN | MISO_MO-IL | Internal | Summer | B7 | 400 | 5000 | 300.27 | 52.37 | 52.38 | 0.01 | 0
2035 | MISO_IN_2_MISO_MO-IL | MISO_IN | MISO_MO-IL | Internal | Summer | B8 | 500 | 5000 | 0 | 49.65 | 49.64 | 0.01 | 0
2035 | MISO_IN_2_MISO_MO-IL | MISO_IN | MISO_MO-IL | Internal | Summer | B9 | 800 | 5000 | 238.54 | 46.53 | 46.54 | 0.01 | 0
2035 | MISO_IN_2_MISO_MO-IL | MISO_IN | MISO_MO-IL | Internal | Summer | B10 | 1262 | 5000 | 0 | 44.35 | 44.26 | 0.01 | 0
2035 | MISO_IN_2_MISO_MO-IL | MISO_IN | MISO_MO-IL | Internal | Winter | B16 | 25 | 5000 | 0 | 77.82 | 77.8 | 0.01 | 0
2035 | MISO_IN_2_MISO_MO-IL | MISO_IN | MISO_MO-IL | Internal | Winter | B17 | 100 | 5000 | 0 | 62.2 | 62.18 | 0.01 | 0
2035 | MISO_IN_2_MISO_MO-IL | MISO_IN | MISO_MO-IL | Internal | Winter | B18 | 400 | 5000 | 0 | 56.44 | 56.42 | 0.01 | 0
2035 | MISO_IN_2_MISO_MO-IL | MISO_IN | MISO_MO-IL | Internal | Winter | B19 | 700 | 5000 | 0 | 53.59 | 53.58 | 0.01 | 0
2035 | MISO_IN_2_MISO_MO-IL | MISO_IN | MISO_MO-IL | Internal | Winter | B20 | 935 | 5000 | 0 | 48.96 | 48.95 | 0.01 | 0
2035 | MISO_IN_2_NonRTO_Midwest | MISO_IN | NonRTO_Midwest | Internal | Shoulder | B11 | 25 | 4800 | 1015.81 | 80.37 | 88.37 | 8 | 0
2035 | MISO_IN_2_NonRTO_Midwest | MISO_IN | NonRTO_Midwest | Internal | Shoulder | B12 | 200 | 4800 | 541.43 | 63.26 | 71.26 | 8 | 0
2035 | MISO_IN_2_NonRTO_Midwest | MISO_IN | NonRTO_Midwest | Internal | Shoulder | B13 | 600 | 4800 | 0 | 54.95 | 56.37 | 8 | 0
2035 | MISO_IN_2_NonRTO_Midwest | MISO_IN | NonRTO_Midwest | Internal | Shoulder | B14 | 900 | 4800 | 0 | 53.22 | 51.23 | 8 | 0
2035 | MISO_IN_2_NonRTO_Midwest | MISO_IN | NonRTO_Midwest | Internal | Shoulder | B15 | 1203 | 4800 | 0 | 47.35 | 45.29 | 8 | 0
2035 | MISO_IN_2_NonRTO_Midwest | MISO_IN | NonRTO_Midwest | Internal | Summer | B1 | 10 | 4800 | 0 | 101.87 | 93.87 | 8 | 0
2035 | MISO_IN_2_NonRTO_Midwest | MISO_IN | NonRTO_Midwest | Internal | Summer | B2 | 25 | 4800 | 0 | 86.75 | 90.25 | 8 | 0
2035 | MISO_IN_2_NonRTO_Midwest | MISO_IN | NonRTO_Midwest | Internal | Summer | B3 | 75 | 4800 | 0 | 84.89 | 90.25 | 8 | 0
2035 | MISO_IN_2_NonRTO_Midwest | MISO_IN | NonRTO_Midwest | Internal | Summer | B4 | 100 | 4800 | 0 | 84.07 | 90.25 | 8 | 0
2035 | MISO_IN_2_NonRTO_Midwest | MISO_IN | NonRTO_Midwest | Internal | Summer | B5 | 200 | 4800 | 1233.65 | 79.46 | 87.46 | 8 | 0
2035 | MISO_IN_2_NonRTO_Midwest | MISO_IN | NonRTO_Midwest | Internal | Summer | B6 | 300 | 4800 | 674.58 | 61.78 | 69.78 | 8 | 0
2035 | MISO_IN_2_NonRTO_Midwest | MISO_IN | NonRTO_Midwest | Internal | Summer | B7 | 400 | 4800 | 0 | 52.37 | 56.84 | 8 | 0
2035 | MISO_IN_2_NonRTO_Midwest | MISO_IN | NonRTO_Midwest | Internal | Summer | B8 | 500 | 4800 | 0 | 49.65 | 49.64 | 8 | 0
2035 | MISO_IN_2_NonRTO_Midwest | MISO_IN | NonRTO_Midwest | Internal | Summer | B9 | 800 | 4800 | 0 | 46.53 | 46.01 | 8 | 0
2035 | MISO_IN_2_NonRTO_Midwest | MISO_IN | NonRTO_Midwest | Internal | Summer | B10 | 1262 | 4800 | 0 | 44.35 | 37.58 | 8 | 0
2035 | MISO_IN_2_NonRTO_Midwest | MISO_IN | NonRTO_Midwest | Internal | Winter | B16 | 25 | 4800 | 2073.87 | 77.82 | 85.82 | 8 | 0
2035 | MISO_IN_2_NonRTO_Midwest | MISO_IN | NonRTO_Midwest | Internal | Winter | B17 | 100 | 4800 | 997.04 | 62.2 | 70.2 | 8 | 0
2035 | MISO_IN_2_NonRTO_Midwest | MISO_IN | NonRTO_Midwest | Internal | Winter | B18 | 400 | 4800 | 0 | 56.44 | 63.69 | 8 | 0
2035 | MISO_IN_2_NonRTO_Midwest | MISO_IN | NonRTO_Midwest | Internal | Winter | B19 | 700 | 4800 | 0 | 53.59 | 48.72 | 8 | 0
2035 | MISO_IN_2_NonRTO_Midwest | MISO_IN | NonRTO_Midwest | Internal | Winter | B20 | 935 | 4800 | 0 | 48.96 | 46.2 | 8 | 0
2035 | MISO_IN_2_PJM_ROR | MISO_IN | PJM_ROR | Internal | Shoulder | B11 | 25 | 992 | 0 | 80.37 | 73.37 | 2 | 0
2035 | MISO_IN_2_PJM_ROR | MISO_IN | PJM_ROR | Internal | Shoulder | B12 | 200 | 992 | 0 | 63.26 | 63.71 | 2 | 0
2035 | MISO_IN_2_PJM_ROR | MISO_IN | PJM_ROR | Internal | Shoulder | B13 | 600 | 992 | 0 | 54.95 | 54.09 | 2 | 0
2035 | MISO_IN_2_PJM_ROR | MISO_IN | PJM_ROR | Internal | Shoulder | B14 | 900 | 992 | 0 | 53.22 | 51.99 | 2 | 0
2035 | MISO_IN_2_PJM_ROR | MISO_IN | PJM_ROR | Internal | Shoulder | B15 | 1203 | 992 | 0 | 47.35 | 47.29 | 2 | 0
2035 | MISO_IN_2_PJM_ROR | MISO_IN | PJM_ROR | Internal | Summer | B1 | 10 | 992 | 992 | 101.87 | 103.88 | 2 | 0.01
2035 | MISO_IN_2_PJM_ROR | MISO_IN | PJM_ROR | Internal | Summer | B2 | 25 | 992 | 0 | 86.75 | 88.73 | 2 | 0
2035 | MISO_IN_2_PJM_ROR | MISO_IN | PJM_ROR | Internal | Summer | B3 | 75 | 992 | 0 | 84.89 | 82.99 | 2 | 0
2035 | MISO_IN_2_PJM_ROR | MISO_IN | PJM_ROR | Internal | Summer | B4 | 100 | 992 | 0 | 84.07 | 82.09 | 2 | 0
2035 | MISO_IN_2_PJM_ROR | MISO_IN | PJM_ROR | Internal | Summer | B5 | 200 | 992 | 0 | 79.46 | 77.45 | 2 | 0
2035 | MISO_IN_2_PJM_ROR | MISO_IN | PJM_ROR | Internal | Summer | B6 | 300 | 992 | 0 | 61.78 | 61.45 | 2 | 0
2035 | MISO_IN_2_PJM_ROR | MISO_IN | PJM_ROR | Internal | Summer | B7 | 400 | 992 | 0 | 52.37 | 50.44 | 2 | 0
2035 | MISO_IN_2_PJM_ROR | MISO_IN | PJM_ROR | Internal | Summer | B8 | 500 | 992 | 0 | 49.65 | 49.54 | 2 | 0
2035 | MISO_IN_2_PJM_ROR | MISO_IN | PJM_ROR | Internal | Summer | B9 | 800 | 992 | 0 | 46.53 | 45.67 | 2 | 0
2035 | MISO_IN_2_PJM_ROR | MISO_IN | PJM_ROR | Internal | Summer | B10 | 1262 | 992 | 0 | 44.35 | 44.3 | 2 | 0
2035 | MISO_IN_2_PJM_ROR | MISO_IN | PJM_ROR | Internal | Winter | B16 | 25 | 992 | 0 | 77.82 | 79.8 | 2 | 0
2035 | MISO_IN_2_PJM_ROR | MISO_IN | PJM_ROR | Internal | Winter | B17 | 100 | 992 | 725.32 | 62.2 | 64.2 | 2 | 0
2035 | MISO_IN_2_PJM_ROR | MISO_IN | PJM_ROR | Internal | Winter | B18 | 400 | 992 | 0 | 56.44 | 58.42 | 2 | 0
2035 | MISO_IN_2_PJM_ROR | MISO_IN | PJM_ROR | Internal | Winter | B19 | 700 | 992 | 0 | 53.59 | 55.58 | 2 | 0
2035 | MISO_IN_2_PJM_ROR | MISO_IN | PJM_ROR | Internal | Winter | B20 | 935 | 992 | 992 | 48.96 | 50.97 | 2 | 0.01
2035 | MISO_MI_2_MISO_IN | MISO_MI | MISO_IN | Internal | Shoulder | B11 | 25 | 2045 | 2045 | 75.36 | 80.37 | 0.01 | 5
2035 | MISO_MI_2_MISO_IN | MISO_MI | MISO_IN | Internal | Shoulder | B12 | 200 | 2045 | 0 | 63.27 | 63.26 | 0.01 | 0
2035 | MISO_MI_2_MISO_IN | MISO_MI | MISO_IN | Internal | Shoulder | B13 | 600 | 2045 | 0 | 54.97 | 54.95 | 0.01 | 0
2035 | MISO_MI_2_MISO_IN | MISO_MI | MISO_IN | Internal | Shoulder | B14 | 900 | 2045 | 0 | 53.23 | 53.22 | 0.01 | 0
2035 | MISO_MI_2_MISO_IN | MISO_MI | MISO_IN | Internal | Shoulder | B15 | 1203 | 2045 | 0 | 47.37 | 47.35 | 0.01 | 0
2035 | MISO_MI_2_MISO_IN | MISO_MI | MISO_IN | Internal | Summer | B1 | 10 | 2045 | 0 | 101.88 | 101.87 | 0.01 | 0
2035 | MISO_MI_2_MISO_IN | MISO_MI | MISO_IN | Internal | Summer | B2 | 25 | 2045 | 255.93 | 86.73 | 86.75 | 0.01 | 0
2035 | MISO_MI_2_MISO_IN | MISO_MI | MISO_IN | Internal | Summer | B3 | 75 | 2045 | 290.24 | 84.88 | 84.89 | 0.01 | 0
2035 | MISO_MI_2_MISO_IN | MISO_MI | MISO_IN | Internal | Summer | B4 | 100 | 2045 | 2045 | 81.6 | 84.07 | 0.01 | 2.46
2035 | MISO_MI_2_MISO_IN | MISO_MI | MISO_IN | Internal | Summer | B5 | 200 | 2045 | 686.96 | 79.45 | 79.46 | 0.01 | 0
2035 | MISO_MI_2_MISO_IN | MISO_MI | MISO_IN | Internal | Summer | B6 | 300 | 2045 | 1052.29 | 61.77 | 61.78 | 0.01 | 0
2035 | MISO_MI_2_MISO_IN | MISO_MI | MISO_IN | Internal | Summer | B7 | 400 | 2045 | 0 | 52.38 | 52.37 | 0.01 | 0
2035 | MISO_MI_2_MISO_IN | MISO_MI | MISO_IN | Internal | Summer | B8 | 500 | 2045 | 0 | 49.66 | 49.65 | 0.01 | 0
2035 | MISO_MI_2_MISO_IN | MISO_MI | MISO_IN | Internal | Summer | B9 | 800 | 2045 | 0 | 46.54 | 46.53 | 0.01 | 0
2035 | MISO_MI_2_MISO_IN | MISO_MI | MISO_IN | Internal | Summer | B10 | 1262 | 2045 | 0 | 44.36 | 44.35 | 0.01 | 0
2035 | MISO_MI_2_MISO_IN | MISO_MI | MISO_IN | Internal | Winter | B16 | 25 | 2045 | 864.96 | 77.8 | 77.82 | 0.01 | 0
2035 | MISO_MI_2_MISO_IN | MISO_MI | MISO_IN | Internal | Winter | B17 | 100 | 2045 | 0 | 62.21 | 62.2 | 0.01 | 0
2035 | MISO_MI_2_MISO_IN | MISO_MI | MISO_IN | Internal | Winter | B18 | 400 | 2045 | 0 | 56.45 | 56.44 | 0.01 | 0
2035 | MISO_MI_2_MISO_IN | MISO_MI | MISO_IN | Internal | Winter | B19 | 700 | 2045 | 0 | 53.6 | 53.59 | 0.01 | 0
2035 | MISO_MI_2_MISO_IN | MISO_MI | MISO_IN | Internal | Winter | B20 | 935 | 2045 | 0 | 48.97 | 48.96 | 0.01 | 0
2035 | MISO_MI_2_MISO_WUMS | MISO_MI | MISO_WUMS | Internal | Shoulder | B11 | 25 | 117 | 7.23 | 75.36 | 75.37 | 0.01 | 0
2035 | MISO_MI_2_MISO_WUMS | MISO_MI | MISO_WUMS | Internal | Shoulder | B12 | 200 | 117 | 0 | 63.27 | 63.22 | 0.01 | 0
2035 | MISO_MI_2_MISO_WUMS | MISO_MI | MISO_WUMS | Internal | Shoulder | B13 | 600 | 117 | 0 | 54.97 | 54.97 | 0.01 | 0
2035 | MISO_MI_2_MISO_WUMS | MISO_MI | MISO_WUMS | Internal | Shoulder | B14 | 900 | 117 | 117 | 53.23 | 53.32 | 0.01 | 0.07
2035 | MISO_MI_2_MISO_WUMS | MISO_MI | MISO_WUMS | Internal | Shoulder | B15 | 1203 | 117 | 0 | 47.37 | 47.37 | 0.01 | 0
2035 | MISO_MI_2_MISO_WUMS | MISO_MI | MISO_WUMS | Internal | Summer | B1 | 10 | 117 | 0 | 101.88 | 80.84 | 0.01 | 0
2035 | MISO_MI_2_MISO_WUMS | MISO_MI | MISO_WUMS | Internal | Summer | B2 | 25 | 117 | 0 | 86.73 | 80.84 | 0.01 | 0
2035 | MISO_MI_2_MISO_WUMS | MISO_MI | MISO_WUMS | Internal | Summer | B3 | 75 | 117 | 0 | 84.88 | 80.84 | 0.01 | 0
2035 | MISO_MI_2_MISO_WUMS | MISO_MI | MISO_WUMS | Internal | Summer | B4 | 100 | 117 | 0 | 81.6 | 80.84 | 0.01 | 0
2035 | MISO_MI_2_MISO_WUMS | MISO_MI | MISO_WUMS | Internal | Summer | B5 | 200 | 117 | 0 | 79.45 | 79.45 | 0.01 | 0
2035 | MISO_MI_2_MISO_WUMS | MISO_MI | MISO_WUMS | Internal | Summer | B6 | 300 | 117 | 117 | 61.77 | 62.78 | 0.01 | 1
2035 | MISO_MI_2_MISO_WUMS | MISO_MI | MISO_WUMS | Internal | Summer | B7 | 400 | 117 | 0 | 52.38 | 52.37 | 0.01 | 0
2035 | MISO_MI_2_MISO_WUMS | MISO_MI | MISO_WUMS | Internal | Summer | B8 | 500 | 117 | 0 | 49.66 | 49.61 | 0.01 | 0
2035 | MISO_MI_2_MISO_WUMS | MISO_MI | MISO_WUMS | Internal | Summer | B9 | 800 | 117 | 117 | 46.54 | 47.66 | 0.01 | 1.11
2035 | MISO_MI_2_MISO_WUMS | MISO_MI | MISO_WUMS | Internal | Summer | B10 | 1262 | 117 | 117 | 44.36 | 45.64 | 0.01 | 1.27
2035 | MISO_MI_2_MISO_WUMS | MISO_MI | MISO_WUMS | Internal | Winter | B16 | 25 | 117 | 0 | 77.8 | 77.8 | 0.01 | 0
2035 | MISO_MI_2_MISO_WUMS | MISO_MI | MISO_WUMS | Internal | Winter | B17 | 100 | 117 | 0 | 62.21 | 62.2 | 0.01 | 0
2035 | MISO_MI_2_MISO_WUMS | MISO_MI | MISO_WUMS | Internal | Winter | B18 | 400 | 117 | 117 | 56.45 | 58.83 | 0.01 | 2.37
2035 | MISO_MI_2_MISO_WUMS | MISO_MI | MISO_WUMS | Internal | Winter | B19 | 700 | 117 | 117 | 53.6 | 54.94 | 0.01 | 1.32
2035 | MISO_MI_2_MISO_WUMS | MISO_MI | MISO_WUMS | Internal | Winter | B20 | 935 | 117 | 117 | 48.97 | 50.4 | 0.01 | 1.42
2035 | MISO_MI_2_PJM_ROR | MISO_MI | PJM_ROR | Internal | Shoulder | B11 | 25 | 1424 | 0 | 75.36 | 73.37 | 2 | 0
2035 | MISO_MI_2_PJM_ROR | MISO_MI | PJM_ROR | Internal | Shoulder | B12 | 200 | 1424 | 0 | 63.27 | 63.71 | 2 | 0
2035 | MISO_MI_2_PJM_ROR | MISO_MI | PJM_ROR | Internal | Shoulder | B13 | 600 | 1424 | 0 | 54.97 | 54.09 | 2 | 0
2035 | MISO_MI_2_PJM_ROR | MISO_MI | PJM_ROR | Internal | Shoulder | B14 | 900 | 1424 | 0 | 53.23 | 51.99 | 2 | 0
2035 | MISO_MI_2_PJM_ROR | MISO_MI | PJM_ROR | Internal | Shoulder | B15 | 1203 | 1424 | 0 | 47.37 | 47.29 | 2 | 0
2035 | MISO_MI_2_PJM_ROR | MISO_MI | PJM_ROR | Internal | Summer | B1 | 10 | 1424 | 42.21 | 101.88 | 103.88 | 2 | 0
2035 | MISO_MI_2_PJM_ROR | MISO_MI | PJM_ROR | Internal | Summer | B2 | 25 | 1424 | 262.53 | 86.73 | 88.73 | 2 | 0
2035 | MISO_MI_2_PJM_ROR | MISO_MI | PJM_ROR | Internal | Summer | B3 | 75 | 1424 | 0 | 84.88 | 82.99 | 2 | 0
2035 | MISO_MI_2_PJM_ROR | MISO_MI | PJM_ROR | Internal | Summer | B4 | 100 | 1424 | 0 | 81.6 | 82.09 | 2 | 0
2035 | MISO_MI_2_PJM_ROR | MISO_MI | PJM_ROR | Internal | Summer | B5 | 200 | 1424 | 0 | 79.45 | 77.45 | 2 | 0
2035 | MISO_MI_2_PJM_ROR | MISO_MI | PJM_ROR | Internal | Summer | B6 | 300 | 1424 | 0 | 61.77 | 61.45 | 2 | 0
2035 | MISO_MI_2_PJM_ROR | MISO_MI | PJM_ROR | Internal | Summer | B7 | 400 | 1424 | 0 | 52.38 | 50.44 | 2 | 0
2035 | MISO_MI_2_PJM_ROR | MISO_MI | PJM_ROR | Internal | Summer | B8 | 500 | 1424 | 0 | 49.66 | 49.54 | 2 | 0
2035 | MISO_MI_2_PJM_ROR | MISO_MI | PJM_ROR | Internal | Summer | B9 | 800 | 1424 | 0 | 46.54 | 45.67 | 2 | 0
2035 | MISO_MI_2_PJM_ROR | MISO_MI | PJM_ROR | Internal | Summer | B10 | 1262 | 1424 | 0 | 44.36 | 44.3 | 2 | 0
2035 | MISO_MI_2_PJM_ROR | MISO_MI | PJM_ROR | Internal | Winter | B16 | 25 | 1424 | 920.56 | 77.8 | 79.8 | 2 | 0
2035 | MISO_MI_2_PJM_ROR | MISO_MI | PJM_ROR | Internal | Winter | B17 | 100 | 1424 | 0 | 62.21 | 64.2 | 2 | 0
2035 | MISO_MI_2_PJM_ROR | MISO_MI | PJM_ROR | Internal | Winter | B18 | 400 | 1424 | 0 | 56.45 | 58.42 | 2 | 0
2035 | MISO_MI_2_PJM_ROR | MISO_MI | PJM_ROR | Internal | Winter | B19 | 700 | 1424 | 0 | 53.6 | 55.58 | 2 | 0
2035 | MISO_MI_2_PJM_ROR | MISO_MI | PJM_ROR | Internal | Winter | B20 | 935 | 1424 | 1140.45 | 48.97 | 50.97 | 2 | 0
2035 | MISO_MO-IL_2_ENT | MISO_MO-IL | ENT | Internal | Shoulder | B11 | 25 | 2540 | 0 | 80.38 | 80.37 | 8 | 0
2035 | MISO_MO-IL_2_ENT | MISO_MO-IL | ENT | Internal | Shoulder | B12 | 200 | 2540 | 0 | 63.25 | 56.8 | 8 | 0
2035 | MISO_MO-IL_2_ENT | MISO_MO-IL | ENT | Internal | Shoulder | B13 | 600 | 2540 | 0 | 54.97 | 56.8 | 8 | 0
2035 | MISO_MO-IL_2_ENT | MISO_MO-IL | ENT | Internal | Shoulder | B14 | 900 | 2540 | 0 | 53.23 | 56.38 | 8 | 0
2035 | MISO_MO-IL_2_ENT | MISO_MO-IL | ENT | Internal | Shoulder | B15 | 1203 | 2540 | 0 | 47.34 | 54.51 | 8 | 0
2035 | MISO_MO-IL_2_ENT | MISO_MO-IL | ENT | Internal | Summer | B1 | 10 | 2540 | 0 | 101.86 | 93.86 | 8 | 0
2035 | MISO_MO-IL_2_ENT | MISO_MO-IL | ENT | Internal | Summer | B2 | 25 | 2540 | 0 | 86.76 | 90.7 | 8 | 0
2035 | MISO_MO-IL_2_ENT | MISO_MO-IL | ENT | Internal | Summer | B3 | 75 | 2540 | 0 | 84.88 | 84.45 | 8 | 0
2035 | MISO_MO-IL_2_ENT | MISO_MO-IL | ENT | Internal | Summer | B4 | 100 | 2540 | 0 | 84.09 | 84.45 | 8 | 0
2035 | MISO_MO-IL_2_ENT | MISO_MO-IL | ENT | Internal | Summer | B5 | 200 | 2540 | 0 | 79.47 | 84.45 | 8 | 0
2035 | MISO_MO-IL_2_ENT | MISO_MO-IL | ENT | Internal | Summer | B6 | 300 | 2540 | 600.59 | 61.8 | 69.8 | 8 | 0
2035 | MISO_MO-IL_2_ENT | MISO_MO-IL | ENT | Internal | Summer | B7 | 400 | 2540 | 0 | 52.38 | 55.44 | 8 | 0
2035 | MISO_MO-IL_2_ENT | MISO_MO-IL | ENT | Internal | Summer | B8 | 500 | 2540 | 0 | 49.64 | 54.94 | 8 | 0
2035 | MISO_MO-IL_2_ENT | MISO_MO-IL | ENT | Internal | Summer | B9 | 800 | 2540 | 922.92 | 46.54 | 54.54 | 8 | 0
2035 | MISO_MO-IL_2_ENT | MISO_MO-IL | ENT | Internal | Summer | B10 | 1262 | 2540 | 2540 | 44.26 | 52.74 | 8 | 0.48
2035 | MISO_MO-IL_2_ENT | MISO_MO-IL | ENT | Internal | Winter | B16 | 25 | 2540 | 0 | 77.8 | 77.37 | 8 | 0
2035 | MISO_MO-IL_2_ENT | MISO_MO-IL | ENT | Internal | Winter | B17 | 100 | 2540 | 0 | 62.18 | 60.57 | 8 | 0
2035 | MISO_MO-IL_2_ENT | MISO_MO-IL | ENT | Internal | Winter | B18 | 400 | 2540 | 0 | 56.42 | 60.57 | 8 | 0
2035 | MISO_MO-IL_2_ENT | MISO_MO-IL | ENT | Internal | Winter | B19 | 700 | 2540 | 0 | 53.58 | 60.08 | 8 | 0
2035 | MISO_MO-IL_2_ENT | MISO_MO-IL | ENT | Internal | Winter | B20 | 935 | 2540 | 1759.22 | 48.95 | 56.95 | 8 | 0
2035 | MISO_MO-IL_2_MISO_IN | MISO_MO-IL | MISO_IN | Internal | Shoulder | B11 | 25 | 2100 | 0 | 80.38 | 80.37 | 0.01 | 0
2035 | MISO_MO-IL_2_MISO_IN | MISO_MO-IL | MISO_IN | Internal | Shoulder | B12 | 200 | 2100 | 529.45 | 63.25 | 63.26 | 0.01 | 0
2035 | MISO_MO-IL_2_MISO_IN | MISO_MO-IL | MISO_IN | Internal | Shoulder | B13 | 600 | 2100 | 0 | 54.97 | 54.95 | 0.01 | 0
2035 | MISO_MO-IL_2_MISO_IN | MISO_MO-IL | MISO_IN | Internal | Shoulder | B14 | 900 | 2100 | 0 | 53.23 | 53.22 | 0.01 | 0
2035 | MISO_MO-IL_2_MISO_IN | MISO_MO-IL | MISO_IN | Internal | Shoulder | B15 | 1203 | 2100 | 790.12 | 47.34 | 47.35 | 0.01 | 0
2035 | MISO_MO-IL_2_MISO_IN | MISO_MO-IL | MISO_IN | Internal | Summer | B1 | 10 | 2100 | 516.87 | 101.86 | 101.87 | 0.01 | 0
2035 | MISO_MO-IL_2_MISO_IN | MISO_MO-IL | MISO_IN | Internal | Summer | B2 | 25 | 2100 | 0 | 86.76 | 86.75 | 0.01 | 0
2035 | MISO_MO-IL_2_MISO_IN | MISO_MO-IL | MISO_IN | Internal | Summer | B3 | 75 | 2100 | 174.9 | 84.88 | 84.89 | 0.01 | 0
2035 | MISO_MO-IL_2_MISO_IN | MISO_MO-IL | MISO_IN | Internal | Summer | B4 | 100 | 2100 | 0 | 84.09 | 84.07 | 0.01 | 0
2035 | MISO_MO-IL_2_MISO_IN | MISO_MO-IL | MISO_IN | Internal | Summer | B5 | 200 | 2100 | 0 | 79.47 | 79.46 | 0.01 | 0
2035 | MISO_MO-IL_2_MISO_IN | MISO_MO-IL | MISO_IN | Internal | Summer | B6 | 300 | 2100 | 0 | 61.8 | 61.78 | 0.01 | 0
2035 | MISO_MO-IL_2_MISO_IN | MISO_MO-IL | MISO_IN | Internal | Summer | B7 | 400 | 2100 | 0 | 52.38 | 52.37 | 0.01 | 0
2035 | MISO_MO-IL_2_MISO_IN | MISO_MO-IL | MISO_IN | Internal | Summer | B8 | 500 | 2100 | 1433.7 | 49.64 | 49.65 | 0.01 | 0
2035 | MISO_MO-IL_2_MISO_IN | MISO_MO-IL | MISO_IN | Internal | Summer | B9 | 800 | 2100 | 0 | 46.54 | 46.53 | 0.01 | 0
2035 | MISO_MO-IL_2_MISO_IN | MISO_MO-IL | MISO_IN | Internal | Summer | B10 | 1262 | 2100 | 2100 | 44.26 | 44.35 | 0.01 | 0.08
2035 | MISO_MO-IL_2_MISO_IN | MISO_MO-IL | MISO_IN | Internal | Winter | B16 | 25 | 2100 | 565.05 | 77.8 | 77.82 | 0.01 | 0
2035 | MISO_MO-IL_2_MISO_IN | MISO_MO-IL | MISO_IN | Internal | Winter | B17 | 100 | 2100 | 763.5 | 62.18 | 62.2 | 0.01 | 0
2035 | MISO_MO-IL_2_MISO_IN | MISO_MO-IL | MISO_IN | Internal | Winter | B18 | 400 | 2100 | 305.02 | 56.42 | 56.44 | 0.01 | 0
2035 | MISO_MO-IL_2_MISO_IN | MISO_MO-IL | MISO_IN | Internal | Winter | B19 | 700 | 2100 | 144.3 | 53.58 | 53.59 | 0.01 | 0
2035 | MISO_MO-IL_2_MISO_IN | MISO_MO-IL | MISO_IN | Internal | Winter | B20 | 935 | 2100 | 1035.25 | 48.95 | 48.96 | 0.01 | 0
2035 | MISO_MO-IL_2_MISO_W | MISO_MO-IL | MISO_W | Internal | Shoulder | B11 | 25 | 960 | 0 | 80.38 | 80.37 | 0.01 | 0
2035 | MISO_MO-IL_2_MISO_W | MISO_MO-IL | MISO_W | Internal | Shoulder | B12 | 200 | 960 | 0 | 63.25 | 63.24 | 0.01 | 0
2035 | MISO_MO-IL_2_MISO_W | MISO_MO-IL | MISO_W | Internal | Shoulder | B13 | 600 | 960 | 142.47 | 54.97 | 54.98 | 0.01 | 0
2035 | MISO_MO-IL_2_MISO_W | MISO_MO-IL | MISO_W | Internal | Shoulder | B14 | 900 | 960 | 960 | 53.23 | 53.99 | 0.01 | 0.75
2035 | MISO_MO-IL_2_MISO_W | MISO_MO-IL | MISO_W | Internal | Shoulder | B15 | 1203 | 960 | 435.21 | 47.34 | 47.35 | 0.01 | 0
2035 | MISO_MO-IL_2_MISO_W | MISO_MO-IL | MISO_W | Internal | Summer | B1 | 10 | 960 | 0 | 101.86 | 101.85 | 0.01 | 0
2035 | MISO_MO-IL_2_MISO_W | MISO_MO-IL | MISO_W | Internal | Summer | B2 | 25 | 960 | 497.71 | 86.76 | 86.77 | 0.01 | 0
2035 | MISO_MO-IL_2_MISO_W | MISO_MO-IL | MISO_W | Internal | Summer | B3 | 75 | 960 | 960 | 84.88 | 85.92 | 0.01 | 1.03
2035 | MISO_MO-IL_2_MISO_W | MISO_MO-IL | MISO_W | Internal | Summer | B4 | 100 | 960 | 960 | 84.09 | 85.92 | 0.01 | 1.82
2035 | MISO_MO-IL_2_MISO_W | MISO_MO-IL | MISO_W | Internal | Summer | B5 | 200 | 960 | 577.91 | 79.47 | 79.48 | 0.01 | 0
2035 | MISO_MO-IL_2_MISO_W | MISO_MO-IL | MISO_W | Internal | Summer | B6 | 300 | 960 | 960 | 61.8 | 62.8 | 0.01 | 0.99
2035 | MISO_MO-IL_2_MISO_W | MISO_MO-IL | MISO_W | Internal | Summer | B7 | 400 | 960 | 0 | 52.38 | 52.38 | 0.01 | 0
2035 | MISO_MO-IL_2_MISO_W | MISO_MO-IL | MISO_W | Internal | Summer | B8 | 500 | 960 | 0 | 49.64 | 49.62 | 0.01 | 0
2035 | MISO_MO-IL_2_MISO_W | MISO_MO-IL | MISO_W | Internal | Summer | B9 | 800 | 960 | 960 | 46.54 | 47.65 | 0.01 | 1.09
2035 | MISO_MO-IL_2_MISO_W | MISO_MO-IL | MISO_W | Internal | Summer | B10 | 1262 | 960 | 0 | 44.26 | 44.24 | 0.01 | 0
2035 | MISO_MO-IL_2_MISO_W | MISO_MO-IL | MISO_W | Internal | Winter | B16 | 25 | 960 | 0 | 77.8 | 77.79 | 0.01 | 0
2035 | MISO_MO-IL_2_MISO_W | MISO_MO-IL | MISO_W | Internal | Winter | B17 | 100 | 960 | 0 | 62.18 | 62.17 | 0.01 | 0
2035 | MISO_MO-IL_2_MISO_W | MISO_MO-IL | MISO_W | Internal | Winter | B18 | 400 | 960 | 960 | 56.42 | 58.84 | 0.01 | 2.41
2035 | MISO_MO-IL_2_MISO_W | MISO_MO-IL | MISO_W | Internal | Winter | B19 | 700 | 960 | 960 | 53.58 | 54.95 | 0.01 | 1.36
2035 | MISO_MO-IL_2_MISO_W | MISO_MO-IL | MISO_W | Internal | Winter | B20 | 935 | 960 | 0 | 48.95 | 48.93 | 0.01 | 0
2035 | MISO_MO-IL_2_PJM_ROR | MISO_MO-IL | PJM_ROR | Internal | Shoulder | B11 | 25 | 1212 | 0 | 80.38 | 73.37 | 2 | 0
2035 | MISO_MO-IL_2_PJM_ROR | MISO_MO-IL | PJM_ROR | Internal | Shoulder | B12 | 200 | 1212 | 0 | 63.25 | 63.71 | 2 | 0
2035 | MISO_MO-IL_2_PJM_ROR | MISO_MO-IL | PJM_ROR | Internal | Shoulder | B13 | 600 | 1212 | 0 | 54.97 | 54.09 | 2 | 0
2035 | MISO_MO-IL_2_PJM_ROR | MISO_MO-IL | PJM_ROR | Internal | Shoulder | B14 | 900 | 1212 | 0 | 53.23 | 51.99 | 2 | 0
2035 | MISO_MO-IL_2_PJM_ROR | MISO_MO-IL | PJM_ROR | Internal | Shoulder | B15 | 1203 | 1212 | 0 | 47.34 | 47.29 | 2 | 0
2035 | MISO_MO-IL_2_PJM_ROR | MISO_MO-IL | PJM_ROR | Internal | Summer | B1 | 10 | 1212 | 1212 | 101.86 | 103.88 | 2 | 0.02
2035 | MISO_MO-IL_2_PJM_ROR | MISO_MO-IL | PJM_ROR | Internal | Summer | B2 | 25 | 1212 | 0 | 86.76 | 88.73 | 2 | 0
2035 | MISO_MO-IL_2_PJM_ROR | MISO_MO-IL | PJM_ROR | Internal | Summer | B3 | 75 | 1212 | 0 | 84.88 | 82.99 | 2 | 0
2035 | MISO_MO-IL_2_PJM_ROR | MISO_MO-IL | PJM_ROR | Internal | Summer | B4 | 100 | 1212 | 0 | 84.09 | 82.09 | 2 | 0
2035 | MISO_MO-IL_2_PJM_ROR | MISO_MO-IL | PJM_ROR | Internal | Summer | B5 | 200 | 1212 | 0 | 79.47 | 77.45 | 2 | 0
2035 | MISO_MO-IL_2_PJM_ROR | MISO_MO-IL | PJM_ROR | Internal | Summer | B6 | 300 | 1212 | 0 | 61.8 | 61.45 | 2 | 0
2035 | MISO_MO-IL_2_PJM_ROR | MISO_MO-IL | PJM_ROR | Internal | Summer | B7 | 400 | 1212 | 0 | 52.38 | 50.44 | 2 | 0
2035 | MISO_MO-IL_2_PJM_ROR | MISO_MO-IL | PJM_ROR | Internal | Summer | B8 | 500 | 1212 | 0 | 49.64 | 49.54 | 2 | 0
2035 | MISO_MO-IL_2_PJM_ROR | MISO_MO-IL | PJM_ROR | Internal | Summer | B9 | 800 | 1212 | 0 | 46.54 | 45.67 | 2 | 0
2035 | MISO_MO-IL_2_PJM_ROR | MISO_MO-IL | PJM_ROR | Internal | Summer | B10 | 1262 | 1212 | 0 | 44.26 | 44.3 | 2 | 0
2035 | MISO_MO-IL_2_PJM_ROR | MISO_MO-IL | PJM_ROR | Internal | Winter | B16 | 25 | 1212 | 645.03 | 77.8 | 79.8 | 2 | 0
2035 | MISO_MO-IL_2_PJM_ROR | MISO_MO-IL | PJM_ROR | Internal | Winter | B17 | 100 | 1212 | 1212 | 62.18 | 64.2 | 2 | 0.01
2035 | MISO_MO-IL_2_PJM_ROR | MISO_MO-IL | PJM_ROR | Internal | Winter | B18 | 400 | 1212 | 122.53 | 56.42 | 58.42 | 2 | 0
2035 | MISO_MO-IL_2_PJM_ROR | MISO_MO-IL | PJM_ROR | Internal | Winter | B19 | 700 | 1212 | 1136.1 | 53.58 | 55.58 | 2 | 0
2035 | MISO_MO-IL_2_PJM_ROR | MISO_MO-IL | PJM_ROR | Internal | Winter | B20 | 935 | 1212 | 1212 | 48.95 | 50.97 | 2 | 0.02
2035 | MISO_MO-IL_2_SPP_N | MISO_MO-IL | SPP_N | Internal | Shoulder | B11 | 25 | 2000 | 0 | 80.38 | 86.65 | 8 | 0
2035 | MISO_MO-IL_2_SPP_N | MISO_MO-IL | SPP_N | Internal | Shoulder | B12 | 200 | 2000 | 0 | 63.25 | 63.25 | 8 | 0
2035 | MISO_MO-IL_2_SPP_N | MISO_MO-IL | SPP_N | Internal | Shoulder | B13 | 600 | 2000 | 0 | 54.97 | 56.12 | 8 | 0
2035 | MISO_MO-IL_2_SPP_N | MISO_MO-IL | SPP_N | Internal | Shoulder | B14 | 900 | 2000 | 0 | 53.23 | 53.47 | 8 | 0
2035 | MISO_MO-IL_2_SPP_N | MISO_MO-IL | SPP_N | Internal | Shoulder | B15 | 1203 | 2000 | 0 | 47.34 | 49.51 | 8 | 0
2035 | MISO_MO-IL_2_SPP_N | MISO_MO-IL | SPP_N | Internal | Summer | B1 | 10 | 2000 | 0 | 101.86 | 96.86 | 8 | 0
2035 | MISO_MO-IL_2_SPP_N | MISO_MO-IL | SPP_N | Internal | Summer | B2 | 25 | 2000 | 0 | 86.76 | 93.4 | 8 | 0
2035 | MISO_MO-IL_2_SPP_N | MISO_MO-IL | SPP_N | Internal | Summer | B3 | 75 | 2000 | 0 | 84.88 | 89.77 | 8 | 0
2035 | MISO_MO-IL_2_SPP_N | MISO_MO-IL | SPP_N | Internal | Summer | B4 | 100 | 2000 | 0 | 84.09 | 89.77 | 8 | 0
2035 | MISO_MO-IL_2_SPP_N | MISO_MO-IL | SPP_N | Internal | Summer | B5 | 200 | 2000 | 0 | 79.47 | 86.48 | 8 | 0
2035 | MISO_MO-IL_2_SPP_N | MISO_MO-IL | SPP_N | Internal | Summer | B6 | 300 | 2000 | 217.46 | 61.8 | 69.8 | 8 | 0
2035 | MISO_MO-IL_2_SPP_N | MISO_MO-IL | SPP_N | Internal | Summer | B7 | 400 | 2000 | 0 | 52.38 | 59.19 | 8 | 0
2035 | MISO_MO-IL_2_SPP_N | MISO_MO-IL | SPP_N | Internal | Summer | B8 | 500 | 2000 | 0 | 49.64 | 52.58 | 8 | 0
2035 | MISO_MO-IL_2_SPP_N | MISO_MO-IL | SPP_N | Internal | Summer | B9 | 800 | 2000 | 0 | 46.54 | 52.44 | 8 | 0
2035 | MISO_MO-IL_2_SPP_N | MISO_MO-IL | SPP_N | Internal | Summer | B10 | 1262 | 2000 | 0 | 44.26 | 47.73 | 8 | 0
2035 | MISO_MO-IL_2_SPP_N | MISO_MO-IL | SPP_N | Internal | Winter | B16 | 25 | 2000 | 0 | 77.8 | 82.12 | 8 | 0
2035 | MISO_MO-IL_2_SPP_N | MISO_MO-IL | SPP_N | Internal | Winter | B17 | 100 | 2000 | 0 | 62.18 | 60.08 | 8 | 0
2035 | MISO_MO-IL_2_SPP_N | MISO_MO-IL | SPP_N | Internal | Winter | B18 | 400 | 2000 | 0 | 56.42 | 59.88 | 8 | 0
2035 | MISO_MO-IL_2_SPP_N | MISO_MO-IL | SPP_N | Internal | Winter | B19 | 700 | 2000 | 0 | 53.58 | 55.08 | 8 | 0
2035 | MISO_MO-IL_2_SPP_N | MISO_MO-IL | SPP_N | Internal | Winter | B20 | 935 | 2000 | 0 | 48.95 | 47.75 | 8 | 0
2035 | MISO_MO-IL_2_TVA_Transmission | MISO_MO-IL | TVA_Transmission | Internal | Shoulder | B11 | 25 | 4000 | 0 | 80.38 | 79.37 | 8 | 0
2035 | MISO_MO-IL_2_TVA_Transmission | MISO_MO-IL | TVA_Transmission | Internal | Shoulder | B12 | 200 | 4000 | 0 | 63.25 | 63.47 | 8 | 0
2035 | MISO_MO-IL_2_TVA_Transmission | MISO_MO-IL | TVA_Transmission | Internal | Shoulder | B13 | 600 | 4000 | 0 | 54.97 | 57.57 | 8 | 0
2035 | MISO_MO-IL_2_TVA_Transmission | MISO_MO-IL | TVA_Transmission | Internal | Shoulder | B14 | 900 | 4000 | 0 | 53.23 | 56.64 | 8 | 0
2035 | MISO_MO-IL_2_TVA_Transmission | MISO_MO-IL | TVA_Transmission | Internal | Shoulder | B15 | 1203 | 4000 | 0 | 47.34 | 53.29 | 8 | 0
2035 | MISO_MO-IL_2_TVA_Transmission | MISO_MO-IL | TVA_Transmission | Internal | Summer | B1 | 10 | 4000 | 0 | 101.86 | 101.25 | 8 | 0
2035 | MISO_MO-IL_2_TVA_Transmission | MISO_MO-IL | TVA_Transmission | Internal | Summer | B2 | 25 | 4000 | 504.22 | 86.76 | 94.76 | 8 | 0
2035 | MISO_MO-IL_2_TVA_Transmission | MISO_MO-IL | TVA_Transmission | Internal | Summer | B3 | 75 | 4000 | 0 | 84.88 | 88.99 | 8 | 0
2035 | MISO_MO-IL_2_TVA_Transmission | MISO_MO-IL | TVA_Transmission | Internal | Summer | B4 | 100 | 4000 | 0 | 84.09 | 88.09 | 8 | 0
2035 | MISO_MO-IL_2_TVA_Transmission | MISO_MO-IL | TVA_Transmission | Internal | Summer | B5 | 200 | 4000 | 0 | 79.47 | 83.45 | 8 | 0
2035 | MISO_MO-IL_2_TVA_Transmission | MISO_MO-IL | TVA_Transmission | Internal | Summer | B6 | 300 | 4000 | 0 | 61.8 | 67.36 | 8 | 0
2035 | MISO_MO-IL_2_TVA_Transmission | MISO_MO-IL | TVA_Transmission | Internal | Summer | B7 | 400 | 4000 | 0 | 52.38 | 55.72 | 8 | 0
2035 | MISO_MO-IL_2_TVA_Transmission | MISO_MO-IL | TVA_Transmission | Internal | Summer | B8 | 500 | 4000 | 0 | 49.64 | 54.87 | 8 | 0
2035 | MISO_MO-IL_2_TVA_Transmission | MISO_MO-IL | TVA_Transmission | Internal | Summer | B9 | 800 | 4000 | 0 | 46.54 | 51.67 | 8 | 0
2035 | MISO_MO-IL_2_TVA_Transmission | MISO_MO-IL | TVA_Transmission | Internal | Summer | B10 | 1262 | 4000 | 0 | 44.26 | 45.55 | 8 | 0
2035 | MISO_MO-IL_2_TVA_Transmission | MISO_MO-IL | TVA_Transmission | Internal | Winter | B16 | 25 | 4000 | 0 | 77.8 | 85.37 | 8 | 0
2035 | MISO_MO-IL_2_TVA_Transmission | MISO_MO-IL | TVA_Transmission | Internal | Winter | B17 | 100 | 4000 | 0 | 62.18 | 65.35 | 8 | 0
2035 | MISO_MO-IL_2_TVA_Transmission | MISO_MO-IL | TVA_Transmission | Internal | Winter | B18 | 400 | 4000 | 0 | 56.42 | 59.69 | 8 | 0
2035 | MISO_MO-IL_2_TVA_Transmission | MISO_MO-IL | TVA_Transmission | Internal | Winter | B19 | 700 | 4000 | 0 | 53.58 | 55.71 | 8 | 0
2035 | MISO_MO-IL_2_TVA_Transmission | MISO_MO-IL | TVA_Transmission | Internal | Winter | B20 | 935 | 4000 | 0 | 48.95 | 54.2 | 8 | 0
2035 | MISO_W_2_MAPP_CA | MISO_W | MAPP_CA | Internal | Shoulder | B11 | 25 | 700 | 0 | 80.37 | 60.87 | 0.01 | 0
2035 | MISO_W_2_MAPP_CA | MISO_W | MAPP_CA | Internal | Shoulder | B12 | 200 | 700 | 0 | 63.24 | 63.22 | 0.01 | 0
2035 | MISO_W_2_MAPP_CA | MISO_W | MAPP_CA | Internal | Shoulder | B13 | 600 | 700 | 0 | 54.98 | 54.97 | 0.01 | 0
2035 | MISO_W_2_MAPP_CA | MISO_W | MAPP_CA | Internal | Shoulder | B14 | 900 | 700 | 291.71 | 53.99 | 54.01 | 0.01 | 0
2035 | MISO_W_2_MAPP_CA | MISO_W | MAPP_CA | Internal | Shoulder | B15 | 1203 | 700 | 700 | 47.35 | 54.01 | 0.01 | 6.64
2035 | MISO_W_2_MAPP_CA | MISO_W | MAPP_CA | Internal | Summer | B1 | 10 | 700 | 0 | 101.85 | 87.85 | 0.01 | 0
2035 | MISO_W_2_MAPP_CA | MISO_W | MAPP_CA | Internal | Summer | B2 | 25 | 700 | 0 | 86.77 | 76.53 | 0.01 | 0
2035 | MISO_W_2_MAPP_CA | MISO_W | MAPP_CA | Internal | Summer | B3 | 75 | 700 | 0 | 85.92 | 75.76 | 0.01 | 0
2035 | MISO_W_2_MAPP_CA | MISO_W | MAPP_CA | Internal | Summer | B4 | 100 | 700 | 0 | 85.92 | 64.33 | 0.01 | 0
2035 | MISO_W_2_MAPP_CA | MISO_W | MAPP_CA | Internal | Summer | B5 | 200 | 700 | 0 | 79.48 | 71.32 | 0.01 | 0
2035 | MISO_W_2_MAPP_CA | MISO_W | MAPP_CA | Internal | Summer | B6 | 300 | 700 | 0 | 62.8 | 58.46 | 0.01 | 0
2035 | MISO_W_2_MAPP_CA | MISO_W | MAPP_CA | Internal | Summer | B7 | 400 | 700 | 0 | 52.38 | 52.37 | 0.01 | 0
2035 | MISO_W_2_MAPP_CA | MISO_W | MAPP_CA | Internal | Summer | B8 | 500 | 700 | 0 | 49.62 | 49.61 | 0.01 | 0
2035 | MISO_W_2_MAPP_CA | MISO_W | MAPP_CA | Internal | Summer | B9 | 800 | 700 | 700 | 47.65 | 49.4 | 0.01 | 1.74
2035 | MISO_W_2_MAPP_CA | MISO_W | MAPP_CA | Internal | Summer | B10 | 1262 | 700 | 700 | 44.24 | 49.4 | 0.01 | 5.15
2035 | MISO_W_2_MAPP_CA | MISO_W | MAPP_CA | Internal | Winter | B16 | 25 | 700 | 0 | 77.79 | 77.78 | 0.01 | 0
2035 | MISO_W_2_MAPP_CA | MISO_W | MAPP_CA | Internal | Winter | B17 | 100 | 700 | 0 | 62.17 | 62.16 | 0.01 | 0
2035 | MISO_W_2_MAPP_CA | MISO_W | MAPP_CA | Internal | Winter | B18 | 400 | 700 | 640.08 | 58.84 | 58.85 | 0.01 | 0
2035 | MISO_W_2_MAPP_CA | MISO_W | MAPP_CA | Internal | Winter | B19 | 700 | 700 | 700 | 54.95 | 58.85 | 0.01 | 3.89
2035 | MISO_W_2_MAPP_CA | MISO_W | MAPP_CA | Internal | Winter | B20 | 935 | 700 | 700 | 48.93 | 58.85 | 0.01 | 9.91
2035 | MISO_W_2_MISO_MO-IL | MISO_W | MISO_MO-IL | Internal | Shoulder | B11 | 25 | 3800 | 433.42 | 80.37 | 80.38 | 0.01 | 0
2035 | MISO_W_2_MISO_MO-IL | MISO_W | MISO_MO-IL | Internal | Shoulder | B12 | 200 | 3800 | 1439.09 | 63.24 | 63.25 | 0.01 | 0
2035 | MISO_W_2_MISO_MO-IL | MISO_W | MISO_MO-IL | Internal | Shoulder | B13 | 600 | 3800 | 0 | 54.98 | 54.97 | 0.01 | 0
2035 | MISO_W_2_MISO_MO-IL | MISO_W | MISO_MO-IL | Internal | Shoulder | B14 | 900 | 3800 | 0 | 53.99 | 53.23 | 0.01 | 0
2035 | MISO_W_2_MISO_MO-IL | MISO_W | MISO_MO-IL | Internal | Shoulder | B15 | 1203 | 3800 | 0 | 47.35 | 47.34 | 0.01 | 0
2035 | MISO_W_2_MISO_MO-IL | MISO_W | MISO_MO-IL | Internal | Summer | B1 | 10 | 3800 | 1805.63 | 101.85 | 101.86 | 0.01 | 0
2035 | MISO_W_2_MISO_MO-IL | MISO_W | MISO_MO-IL | Internal | Summer | B2 | 25 | 3800 | 0 | 86.77 | 86.76 | 0.01 | 0
2035 | MISO_W_2_MISO_MO-IL | MISO_W | MISO_MO-IL | Internal | Summer | B3 | 75 | 3800 | 0 | 85.92 | 84.88 | 0.01 | 0
2035 | MISO_W_2_MISO_MO-IL | MISO_W | MISO_MO-IL | Internal | Summer | B4 | 100 | 3800 | 0 | 85.92 | 84.09 | 0.01 | 0
2035 | MISO_W_2_MISO_MO-IL | MISO_W | MISO_MO-IL | Internal | Summer | B5 | 200 | 3800 | 0 | 79.48 | 79.47 | 0.01 | 0
2035 | MISO_W_2_MISO_MO-IL | MISO_W | MISO_MO-IL | Internal | Summer | B6 | 300 | 3800 | 0 | 62.8 | 61.8 | 0.01 | 0
2035 | MISO_W_2_MISO_MO-IL | MISO_W | MISO_MO-IL | Internal | Summer | B7 | 400 | 3800 | 0 | 52.38 | 52.38 | 0.01 | 0
2035 | MISO_W_2_MISO_MO-IL | MISO_W | MISO_MO-IL | Internal | Summer | B8 | 500 | 3800 | 1163.83 | 49.62 | 49.64 | 0.01 | 0
2035 | MISO_W_2_MISO_MO-IL | MISO_W | MISO_MO-IL | Internal | Summer | B9 | 800 | 3800 | 0 | 47.65 | 46.54 | 0.01 | 0
2035 | MISO_W_2_MISO_MO-IL | MISO_W | MISO_MO-IL | Internal | Summer | B10 | 1262 | 3800 | 1540.47 | 44.24 | 44.26 | 0.01 | 0
2035 | MISO_W_2_MISO_MO-IL | MISO_W | MISO_MO-IL | Internal | Winter | B16 | 25 | 3800 | 773.7 | 77.79 | 77.8 | 0.01 | 0
2035 | MISO_W_2_MISO_MO-IL | MISO_W | MISO_MO-IL | Internal | Winter | B17 | 100 | 3800 | 723.22 | 62.17 | 62.18 | 0.01 | 0
2035 | MISO_W_2_MISO_MO-IL | MISO_W | MISO_MO-IL | Internal | Winter | B18 | 400 | 3800 | 0 | 58.84 | 56.42 | 0.01 | 0
2035 | MISO_W_2_MISO_MO-IL | MISO_W | MISO_MO-IL | Internal | Winter | B19 | 700 | 3800 | 0 | 54.95 | 53.58 | 0.01 | 0
2035 | MISO_W_2_MISO_MO-IL | MISO_W | MISO_MO-IL | Internal | Winter | B20 | 935 | 3800 | 251.83 | 48.93 | 48.95 | 0.01 | 0
2035 | MISO_W_2_MISO_WUMS | MISO_W | MISO_WUMS | Internal | Shoulder | B11 | 25 | 1629 | 0 | 80.37 | 75.37 | 0.01 | 0
2035 | MISO_W_2_MISO_WUMS | MISO_W | MISO_WUMS | Internal | Shoulder | B12 | 200 | 1629 | 0 | 63.24 | 63.22 | 0.01 | 0
2035 | MISO_W_2_MISO_WUMS | MISO_W | MISO_WUMS | Internal | Shoulder | B13 | 600 | 1629 | 0 | 54.98 | 54.97 | 0.01 | 0
2035 | MISO_W_2_MISO_WUMS | MISO_W | MISO_WUMS | Internal | Shoulder | B14 | 900 | 1629 | 0 | 53.99 | 53.32 | 0.01 | 0
2035 | MISO_W_2_MISO_WUMS | MISO_W | MISO_WUMS | Internal | Shoulder | B15 | 1203 | 1629 | 96.1 | 47.35 | 47.37 | 0.01 | 0
2035 | MISO_W_2_MISO_WUMS | MISO_W | MISO_WUMS | Internal | Summer | B1 | 10 | 1629 | 0 | 101.85 | 80.84 | 0.01 | 0
2035 | MISO_W_2_MISO_WUMS | MISO_W | MISO_WUMS | Internal | Summer | B2 | 25 | 1629 | 0 | 86.77 | 80.84 | 0.01 | 0
2035 | MISO_W_2_MISO_WUMS | MISO_W | MISO_WUMS | Internal | Summer | B3 | 75 | 1629 | 0 | 85.92 | 80.84 | 0.01 | 0
2035 | MISO_W_2_MISO_WUMS | MISO_W | MISO_WUMS | Internal | Summer | B4 | 100 | 1629 | 0 | 85.92 | 80.84 | 0.01 | 0
2035 | MISO_W_2_MISO_WUMS | MISO_W | MISO_WUMS | Internal | Summer | B5 | 200 | 1629 | 0 | 79.48 | 79.45 | 0.01 | 0
2035 | MISO_W_2_MISO_WUMS | MISO_W | MISO_WUMS | Internal | Summer | B6 | 300 | 1629 | 0 | 62.8 | 62.78 | 0.01 | 0
2035 | MISO_W_2_MISO_WUMS | MISO_W | MISO_WUMS | Internal | Summer | B7 | 400 | 1629 | 0 | 52.38 | 52.37 | 0.01 | 0
2035 | MISO_W_2_MISO_WUMS | MISO_W | MISO_WUMS | Internal | Summer | B8 | 500 | 1629 | 0 | 49.62 | 49.61 | 0.01 | 0
2035 | MISO_W_2_MISO_WUMS | MISO_W | MISO_WUMS | Internal | Summer | B9 | 800 | 1629 | 449.79 | 47.65 | 47.66 | 0.01 | 0
2035 | MISO_W_2_MISO_WUMS | MISO_W | MISO_WUMS | Internal | Summer | B10 | 1262 | 1629 | 1629 | 44.24 | 45.64 | 0.01 | 1.38
2035 | MISO_W_2_MISO_WUMS | MISO_W | MISO_WUMS | Internal | Winter | B16 | 25 | 1629 | 994.73 | 77.79 | 77.8 | 0.01 | 0
2035 | MISO_W_2_MISO_WUMS | MISO_W | MISO_WUMS | Internal | Winter | B17 | 100 | 1629 | 1629 | 62.17 | 62.2 | 0.01 | 0.01
2035 | MISO_W_2_MISO_WUMS | MISO_W | MISO_WUMS | Internal | Winter | B18 | 400 | 1629 | 0 | 58.84 | 58.83 | 0.01 | 0
2035 | MISO_W_2_MISO_WUMS | MISO_W | MISO_WUMS | Internal | Winter | B19 | 700 | 1629 | 0 | 54.95 | 54.94 | 0.01 | 0
2035 | MISO_W_2_MISO_WUMS | MISO_W | MISO_WUMS | Internal | Winter | B20 | 935 | 1629 | 1629 | 48.93 | 50.4 | 0.01 | 1.45
2035 | MISO_W_2_PJM_ROR | MISO_W | PJM_ROR | Internal | Shoulder | B11 | 25 | 773 | 0 | 80.37 | 73.37 | 2 | 0
2035 | MISO_W_2_PJM_ROR | MISO_W | PJM_ROR | Internal | Shoulder | B12 | 200 | 773 | 0 | 63.24 | 63.71 | 2 | 0
2035 | MISO_W_2_PJM_ROR | MISO_W | PJM_ROR | Internal | Shoulder | B13 | 600 | 773 | 0 | 54.98 | 54.09 | 2 | 0
2035 | MISO_W_2_PJM_ROR | MISO_W | PJM_ROR | Internal | Shoulder | B14 | 900 | 773 | 0 | 53.99 | 51.99 | 2 | 0
2035 | MISO_W_2_PJM_ROR | MISO_W | PJM_ROR | Internal | Shoulder | B15 | 1203 | 773 | 0 | 47.35 | 47.29 | 2 | 0
2035 | MISO_W_2_PJM_ROR | MISO_W | PJM_ROR | Internal | Summer | B1 | 10 | 773 | 773 | 101.85 | 103.88 | 2 | 0.04
2035 | MISO_W_2_PJM_ROR | MISO_W | PJM_ROR | Internal | Summer | B2 | 25 | 773 | 0 | 86.77 | 88.73 | 2 | 0
2035 | MISO_W_2_PJM_ROR | MISO_W | PJM_ROR | Internal | Summer | B3 | 75 | 773 | 0 | 85.92 | 82.99 | 2 | 0
2035 | MISO_W_2_PJM_ROR | MISO_W | PJM_ROR | Internal | Summer | B4 | 100 | 773 | 0 | 85.92 | 82.09 | 2 | 0
2035 | MISO_W_2_PJM_ROR | MISO_W | PJM_ROR | Internal | Summer | B5 | 200 | 773 | 0 | 79.48 | 77.45 | 2 | 0
2035 | MISO_W_2_PJM_ROR | MISO_W | PJM_ROR | Internal | Summer | B6 | 300 | 773 | 0 | 62.8 | 61.45 | 2 | 0
2035 | MISO_W_2_PJM_ROR | MISO_W | PJM_ROR | Internal | Summer | B7 | 400 | 773 | 0 | 52.38 | 50.44 | 2 | 0
2035 | MISO_W_2_PJM_ROR | MISO_W | PJM_ROR | Internal | Summer | B8 | 500 | 773 | 0 | 49.62 | 49.54 | 2 | 0
2035 | MISO_W_2_PJM_ROR | MISO_W | PJM_ROR | Internal | Summer | B9 | 800 | 773 | 0 | 47.65 | 45.67 | 2 | 0
2035 | MISO_W_2_PJM_ROR | MISO_W | PJM_ROR | Internal | Summer | B10 | 1262 | 773 | 0 | 44.24 | 44.3 | 2 | 0
2035 | MISO_W_2_PJM_ROR | MISO_W | PJM_ROR | Internal | Winter | B16 | 25 | 773 | 773 | 77.79 | 79.8 | 2 | 0.01
2035 | MISO_W_2_PJM_ROR | MISO_W | PJM_ROR | Internal | Winter | B17 | 100 | 773 | 773 | 62.17 | 64.2 | 2 | 0.02
2035 | MISO_W_2_PJM_ROR | MISO_W | PJM_ROR | Internal | Winter | B18 | 400 | 773 | 0 | 58.84 | 58.42 | 2 | 0
2035 | MISO_W_2_PJM_ROR | MISO_W | PJM_ROR | Internal | Winter | B19 | 700 | 773 | 0 | 54.95 | 55.58 | 2 | 0
2035 | MISO_W_2_PJM_ROR | MISO_W | PJM_ROR | Internal | Winter | B20 | 935 | 773 | 773 | 48.93 | 50.97 | 2 | 0.04
2035 | MISO_W_2_SPP_N | MISO_W | SPP_N | Internal | Shoulder | B11 | 25 | 3200 | 0 | 80.37 | 86.65 | 7 | 0
2035 | MISO_W_2_SPP_N | MISO_W | SPP_N | Internal | Shoulder | B12 | 200 | 3200 | 0 | 63.24 | 63.25 | 7 | 0
2035 | MISO_W_2_SPP_N | MISO_W | SPP_N | Internal | Shoulder | B13 | 600 | 3200 | 0 | 54.98 | 56.12 | 7 | 0
2035 | MISO_W_2_SPP_N | MISO_W | SPP_N | Internal | Shoulder | B14 | 900 | 3200 | 0 | 53.99 | 53.47 | 7 | 0
2035 | MISO_W_2_SPP_N | MISO_W | SPP_N | Internal | Shoulder | B15 | 1203 | 3200 | 0 | 47.35 | 49.51 | 7 | 0
2035 | MISO_W_2_SPP_N | MISO_W | SPP_N | Internal | Summer | B1 | 10 | 3200 | 0 | 101.85 | 96.86 | 7 | 0
2035 | MISO_W_2_SPP_N | MISO_W | SPP_N | Internal | Summer | B2 | 25 | 3200 | 0 | 86.77 | 93.4 | 7 | 0
2035 | MISO_W_2_SPP_N | MISO_W | SPP_N | Internal | Summer | B3 | 75 | 3200 | 0 | 85.92 | 89.77 | 7 | 0
2035 | MISO_W_2_SPP_N | MISO_W | SPP_N | Internal | Summer | B4 | 100 | 3200 | 0 | 85.92 | 89.77 | 7 | 0
2035 | MISO_W_2_SPP_N | MISO_W | SPP_N | Internal | Summer | B5 | 200 | 3200 | 375.15 | 79.48 | 86.48 | 7 | 0
2035 | MISO_W_2_SPP_N | MISO_W | SPP_N | Internal | Summer | B6 | 300 | 3200 | 814.2 | 62.8 | 69.8 | 7 | 0
2035 | MISO_W_2_SPP_N | MISO_W | SPP_N | Internal | Summer | B7 | 400 | 3200 | 0 | 52.38 | 59.19 | 7 | 0
2035 | MISO_W_2_SPP_N | MISO_W | SPP_N | Internal | Summer | B8 | 500 | 3200 | 0 | 49.62 | 52.58 | 7 | 0
2035 | MISO_W_2_SPP_N | MISO_W | SPP_N | Internal | Summer | B9 | 800 | 3200 | 0 | 47.65 | 52.44 | 7 | 0
2035 | MISO_W_2_SPP_N | MISO_W | SPP_N | Internal | Summer | B10 | 1262 | 3200 | 0 | 44.24 | 47.73 | 7 | 0
2035 | MISO_W_2_SPP_N | MISO_W | SPP_N | Internal | Winter | B16 | 25 | 3200 | 0 | 77.79 | 82.12 | 7 | 0
2035 | MISO_W_2_SPP_N | MISO_W | SPP_N | Internal | Winter | B17 | 100 | 3200 | 0 | 62.17 | 60.08 | 7 | 0
2035 | MISO_W_2_SPP_N | MISO_W | SPP_N | Internal | Winter | B18 | 400 | 3200 | 0 | 58.84 | 59.88 | 7 | 0
2035 | MISO_W_2_SPP_N | MISO_W | SPP_N | Internal | Winter | B19 | 700 | 3200 | 0 | 54.95 | 55.08 | 7 | 0
2035 | MISO_W_2_SPP_N | MISO_W | SPP_N | Internal | Winter | B20 | 935 | 3200 | 0 | 48.93 | 47.75 | 7 | 0
2035 | MISO_WUMS_2_MISO_MI | MISO_WUMS | MISO_MI | Internal | Shoulder | B11 | 25 | 99 | 0 | 75.37 | 75.36 | 0.01 | 0
2035 | MISO_WUMS_2_MISO_MI | MISO_WUMS | MISO_MI | Internal | Shoulder | B12 | 200 | 99 | 99 | 63.22 | 63.27 | 0.01 | 0.04
2035 | MISO_WUMS_2_MISO_MI | MISO_WUMS | MISO_MI | Internal | Shoulder | B13 | 600 | 99 | 0 | 54.97 | 54.97 | 0.01 | 0
2035 | MISO_WUMS_2_MISO_MI | MISO_WUMS | MISO_MI | Internal | Shoulder | B14 | 900 | 99 | 0 | 53.32 | 53.23 | 0.01 | 0
2035 | MISO_WUMS_2_MISO_MI | MISO_WUMS | MISO_MI | Internal | Shoulder | B15 | 1203 | 99 | 0 | 47.37 | 47.37 | 0.01 | 0
2035 | MISO_WUMS_2_MISO_MI | MISO_WUMS | MISO_MI | Internal | Summer | B1 | 10 | 99 | 99 | 80.84 | 101.88 | 0.01 | 21.03
2035 | MISO_WUMS_2_MISO_MI | MISO_WUMS | MISO_MI | Internal | Summer | B2 | 25 | 99 | 99 | 80.84 | 86.73 | 0.01 | 5.88
2035 | MISO_WUMS_2_MISO_MI | MISO_WUMS | MISO_MI | Internal | Summer | B3 | 75 | 99 | 99 | 80.84 | 84.88 | 0.01 | 4.03
2035 | MISO_WUMS_2_MISO_MI | MISO_WUMS | MISO_MI | Internal | Summer | B4 | 100 | 99 | 99 | 80.84 | 81.6 | 0.01 | 0.75
2035 | MISO_WUMS_2_MISO_MI | MISO_WUMS | MISO_MI | Internal | Summer | B5 | 200 | 99 | 0 | 79.45 | 79.45 | 0.01 | 0
2035 | MISO_WUMS_2_MISO_MI | MISO_WUMS | MISO_MI | Internal | Summer | B6 | 300 | 99 | 0 | 62.78 | 61.77 | 0.01 | 0
2035 | MISO_WUMS_2_MISO_MI | MISO_WUMS | MISO_MI | Internal | Summer | B7 | 400 | 99 | 17.61 | 52.37 | 52.38 | 0.01 | 0
2035 | MISO_WUMS_2_MISO_MI | MISO_WUMS | MISO_MI | Internal | Summer | B8 | 500 | 99 | 99 | 49.61 | 49.66 | 0.01 | 0.04
2035 | MISO_WUMS_2_MISO_MI | MISO_WUMS | MISO_MI | Internal | Summer | B9 | 800 | 99 | 0 | 47.66 | 46.54 | 0.01 | 0
2035 | MISO_WUMS_2_MISO_MI | MISO_WUMS | MISO_MI | Internal | Summer | B10 | 1262 | 99 | 0 | 45.64 | 44.36 | 0.01 | 0
2035 | MISO_WUMS_2_MISO_MI | MISO_WUMS | MISO_MI | Internal | Winter | B16 | 25 | 99 | 0 | 77.8 | 77.8 | 0.01 | 0
2035 | MISO_WUMS_2_MISO_MI | MISO_WUMS | MISO_MI | Internal | Winter | B17 | 100 | 99 | 48.9 | 62.2 | 62.21 | 0.01 | 0
2035 | MISO_WUMS_2_MISO_MI | MISO_WUMS | MISO_MI | Internal | Winter | B18 | 400 | 99 | 0 | 58.83 | 56.45 | 0.01 | 0
2035 | MISO_WUMS_2_MISO_MI | MISO_WUMS | MISO_MI | Internal | Winter | B19 | 700 | 99 | 0 | 54.94 | 53.6 | 0.01 | 0
2035 | MISO_WUMS_2_MISO_MI | MISO_WUMS | MISO_MI | Internal | Winter | B20 | 935 | 99 | 0 | 50.4 | 48.97 | 0.01 | 0
2035 | MISO_WUMS_2_MISO_W | MISO_WUMS | MISO_W | Internal | Shoulder | B11 | 25 | 1137 | 1137 | 75.37 | 80.37 | 0.01 | 4.99
2035 | MISO_WUMS_2_MISO_W | MISO_WUMS | MISO_W | Internal | Shoulder | B12 | 200 | 1137 | 200.57 | 63.22 | 63.24 | 0.01 | 0
2035 | MISO_WUMS_2_MISO_W | MISO_WUMS | MISO_W | Internal | Shoulder | B13 | 600 | 1137 | 408.74 | 54.97 | 54.98 | 0.01 | 0
2035 | MISO_WUMS_2_MISO_W | MISO_WUMS | MISO_W | Internal | Shoulder | B14 | 900 | 1137 | 1137 | 53.32 | 53.99 | 0.01 | 0.67
2035 | MISO_WUMS_2_MISO_W | MISO_WUMS | MISO_W | Internal | Shoulder | B15 | 1203 | 1137 | 0 | 47.37 | 47.35 | 0.01 | 0
2035 | MISO_WUMS_2_MISO_W | MISO_WUMS | MISO_W | Internal | Summer | B1 | 10 | 1137 | 1137 | 80.84 | 101.85 | 0.01 | 21
2035 | MISO_WUMS_2_MISO_W | MISO_WUMS | MISO_W | Internal | Summer | B2 | 25 | 1137 | 1137 | 80.84 | 86.77 | 0.01 | 5.92
2035 | MISO_WUMS_2_MISO_W | MISO_WUMS | MISO_W | Internal | Summer | B3 | 75 | 1137 | 1137 | 80.84 | 85.92 | 0.01 | 5.07
2035 | MISO_WUMS_2_MISO_W | MISO_WUMS | MISO_W | Internal | Summer | B4 | 100 | 1137 | 1137 | 80.84 | 85.92 | 0.01 | 5.07
2035 | MISO_WUMS_2_MISO_W | MISO_WUMS | MISO_W | Internal | Summer | B5 | 200 | 1137 | 1137 | 79.45 | 79.48 | 0.01 | 0.02
2035 | MISO_WUMS_2_MISO_W | MISO_WUMS | MISO_W | Internal | Summer | B6 | 300 | 1137 | 786.61 | 62.78 | 62.8 | 0.01 | 0
2035 | MISO_WUMS_2_MISO_W | MISO_WUMS | MISO_W | Internal | Summer | B7 | 400 | 1137 | 1072.48 | 52.37 | 52.38 | 0.01 | 0
2035 | MISO_WUMS_2_MISO_W | MISO_WUMS | MISO_W | Internal | Summer | B8 | 500 | 1137 | 932.27 | 49.61 | 49.62 | 0.01 | 0
2035 | MISO_WUMS_2_MISO_W | MISO_WUMS | MISO_W | Internal | Summer | B9 | 800 | 1137 | 0 | 47.66 | 47.65 | 0.01 | 0
2035 | MISO_WUMS_2_MISO_W | MISO_WUMS | MISO_W | Internal | Summer | B10 | 1262 | 1137 | 0 | 45.64 | 44.24 | 0.01 | 0
2035 | MISO_WUMS_2_MISO_W | MISO_WUMS | MISO_W | Internal | Winter | B16 | 25 | 1137 | 0 | 77.8 | 77.79 | 0.01 | 0
2035 | MISO_WUMS_2_MISO_W | MISO_WUMS | MISO_W | Internal | Winter | B17 | 100 | 1137 | 0 | 62.2 | 62.17 | 0.01 | 0
2035 | MISO_WUMS_2_MISO_W | MISO_WUMS | MISO_W | Internal | Winter | B18 | 400 | 1137 | 89.34 | 58.83 | 58.84 | 0.01 | 0
2035 | MISO_WUMS_2_MISO_W | MISO_WUMS | MISO_W | Internal | Winter | B19 | 700 | 1137 | 150.68 | 54.94 | 54.95 | 0.01 | 0
2035 | MISO_WUMS_2_MISO_W | MISO_WUMS | MISO_W | Internal | Winter | B20 | 935 | 1137 | 0 | 50.4 | 48.93 | 0.01 | 0
2035 | MISO_WUMS_2_PJM_ROR | MISO_WUMS | PJM_ROR | Internal | Shoulder | B11 | 25 | 1600 | 0 | 75.37 | 73.37 | 2 | 0
2035 | MISO_WUMS_2_PJM_ROR | MISO_WUMS | PJM_ROR | Internal | Shoulder | B12 | 200 | 1600 | 0 | 63.22 | 63.71 | 2 | 0
2035 | MISO_WUMS_2_PJM_ROR | MISO_WUMS | PJM_ROR | Internal | Shoulder | B13 | 600 | 1600 | 0 | 54.97 | 54.09 | 2 | 0
2035 | MISO_WUMS_2_PJM_ROR | MISO_WUMS | PJM_ROR | Internal | Shoulder | B14 | 900 | 1600 | 0 | 53.32 | 51.99 | 2 | 0
2035 | MISO_WUMS_2_PJM_ROR | MISO_WUMS | PJM_ROR | Internal | Shoulder | B15 | 1203 | 1600 | 0 | 47.37 | 47.29 | 2 | 0
2035 | MISO_WUMS_2_PJM_ROR | MISO_WUMS | PJM_ROR | Internal | Summer | B1 | 10 | 1600 | 1600 | 80.84 | 103.88 | 2 | 21.04
2035 | MISO_WUMS_2_PJM_ROR | MISO_WUMS | PJM_ROR | Internal | Summer | B2 | 25 | 1600 | 1600 | 80.84 | 88.73 | 2 | 5.9
2035 | MISO_WUMS_2_PJM_ROR | MISO_WUMS | PJM_ROR | Internal | Summer | B3 | 75 | 1600 | 1600 | 80.84 | 82.99 | 2 | 0.16
2035 | MISO_WUMS_2_PJM_ROR | MISO_WUMS | PJM_ROR | Internal | Summer | B4 | 100 | 1600 | 0 | 80.84 | 82.09 | 2 | 0
2035 | MISO_WUMS_2_PJM_ROR | MISO_WUMS | PJM_ROR | Internal | Summer | B5 | 200 | 1600 | 0 | 79.45 | 77.45 | 2 | 0
2035 | MISO_WUMS_2_PJM_ROR | MISO_WUMS | PJM_ROR | Internal | Summer | B6 | 300 | 1600 | 0 | 62.78 | 61.45 | 2 | 0
2035 | MISO_WUMS_2_PJM_ROR | MISO_WUMS | PJM_ROR | Internal | Summer | B7 | 400 | 1600 | 0 | 52.37 | 50.44 | 2 | 0
2035 | MISO_WUMS_2_PJM_ROR | MISO_WUMS | PJM_ROR | Internal | Summer | B8 | 500 | 1600 | 0 | 49.61 | 49.54 | 2 | 0
2035 | MISO_WUMS_2_PJM_ROR | MISO_WUMS | PJM_ROR | Internal | Summer | B9 | 800 | 1600 | 0 | 47.66 | 45.67 | 2 | 0
2035 | MISO_WUMS_2_PJM_ROR | MISO_WUMS | PJM_ROR | Internal | Summer | B10 | 1262 | 1600 | 0 | 45.64 | 44.3 | 2 | 0
2035 | MISO_WUMS_2_PJM_ROR | MISO_WUMS | PJM_ROR | Internal | Winter | B16 | 25 | 1600 | 467.6 | 77.8 | 79.8 | 2 | 0
2035 | MISO_WUMS_2_PJM_ROR | MISO_WUMS | PJM_ROR | Internal | Winter | B17 | 100 | 1600 | 1362.75 | 62.2 | 64.2 | 2 | 0
2035 | MISO_WUMS_2_PJM_ROR | MISO_WUMS | PJM_ROR | Internal | Winter | B18 | 400 | 1600 | 0 | 58.83 | 58.42 | 2 | 0
2035 | MISO_WUMS_2_PJM_ROR | MISO_WUMS | PJM_ROR | Internal | Winter | B19 | 700 | 1600 | 0 | 54.94 | 55.58 | 2 | 0
2035 | MISO_WUMS_2_PJM_ROR | MISO_WUMS | PJM_ROR | Internal | Winter | B20 | 935 | 1600 | 0 | 50.4 | 50.97 | 2 | 0
2035 | NE_2_MISO_W | NE | MISO_W | Internal | Shoulder | B11 | 25 | 1600 | 0 | 80.37 | 80.37 | 5 | 0
2035 | NE_2_MISO_W | NE | MISO_W | Internal | Shoulder | B12 | 200 | 1600 | 0 | 63.24 | 63.24 | 5 | 0
2035 | NE_2_MISO_W | NE | MISO_W | Internal | Shoulder | B13 | 600 | 1600 | 0 | 56.11 | 54.98 | 5 | 0
2035 | NE_2_MISO_W | NE | MISO_W | Internal | Shoulder | B14 | 900 | 1600 | 0 | 53.47 | 53.99 | 5 | 0
2035 | NE_2_MISO_W | NE | MISO_W | Internal | Shoulder | B15 | 1203 | 1600 | 0 | 49.5 | 47.35 | 5 | 0
2035 | NE_2_MISO_W | NE | MISO_W | Internal | Summer | B1 | 10 | 1600 | 164.9 | 96.85 | 101.85 | 5 | 0
2035 | NE_2_MISO_W | NE | MISO_W | Internal | Summer | B2 | 25 | 1600 | 0 | 90.53 | 86.77 | 5 | 0
2035 | NE_2_MISO_W | NE | MISO_W | Internal | Summer | B3 | 75 | 1600 | 0 | 89.76 | 85.92 | 5 | 0
2035 | NE_2_MISO_W | NE | MISO_W | Internal | Summer | B4 | 100 | 1600 | 0 | 89.06 | 85.92 | 5 | 0
2035 | NE_2_MISO_W | NE | MISO_W | Internal | Summer | B5 | 200 | 1600 | 0 | 85.32 | 79.48 | 5 | 0
2035 | NE_2_MISO_W | NE | MISO_W | Internal | Summer | B6 | 300 | 1600 | 0 | 69.78 | 62.8 | 5 | 0
2035 | NE_2_MISO_W | NE | MISO_W | Internal | Summer | B7 | 400 | 1600 | 0 | 59.17 | 52.38 | 5 | 0
2035 | NE_2_MISO_W | NE | MISO_W | Internal | Summer | B8 | 500 | 1600 | 0 | 52.57 | 49.62 | 5 | 0
2035 | NE_2_MISO_W | NE | MISO_W | Internal | Summer | B9 | 800 | 1600 | 0 | 52.43 | 47.65 | 5 | 0
2035 | NE_2_MISO_W | NE | MISO_W | Internal | Summer | B10 | 1262 | 1600 | 0 | 44.24 | 44.24 | 5 | 0
2035 | NE_2_MISO_W | NE | MISO_W | Internal | Winter | B16 | 25 | 1600 | 0 | 77.79 | 77.79 | 5 | 0
2035 | NE_2_MISO_W | NE | MISO_W | Internal | Winter | B17 | 100 | 1600 | 0 | 60.07 | 62.17 | 5 | 0
2035 | NE_2_MISO_W | NE | MISO_W | Internal | Winter | B18 | 400 | 1600 | 0 | 59.87 | 58.84 | 5 | 0
2035 | NE_2_MISO_W | NE | MISO_W | Internal | Winter | B19 | 700 | 1600 | 0 | 55.07 | 54.95 | 5 | 0
2035 | NE_2_MISO_W | NE | MISO_W | Internal | Winter | B20 | 935 | 1600 | 0 | 47.74 | 48.93 | 5 | 0
2035 | NE_2_SPP_N | NE | SPP_N | Internal | Shoulder | B11 | 25 | 1800 | 1800 | 80.37 | 86.65 | 0.01 | 6.27
2035 | NE_2_SPP_N | NE | SPP_N | Internal | Shoulder | B12 | 200 | 1800 | 201.44 | 63.24 | 63.25 | 0.01 | 0
2035 | NE_2_SPP_N | NE | SPP_N | Internal | Shoulder | B13 | 600 | 1800 | 790.42 | 56.11 | 56.12 | 0.01 | 0
2035 | NE_2_SPP_N | NE | SPP_N | Internal | Shoulder | B14 | 900 | 1800 | 0 | 53.47 | 53.47 | 0.01 | 0
2035 | NE_2_SPP_N | NE | SPP_N | Internal | Shoulder | B15 | 1203 | 1800 | 596.56 | 49.5 | 49.51 | 0.01 | 0
2035 | NE_2_SPP_N | NE | SPP_N | Internal | Summer | B1 | 10 | 1800 | 631.56 | 96.85 | 96.86 | 0.01 | 0
2035 | NE_2_SPP_N | NE | SPP_N | Internal | Summer | B2 | 25 | 1800 | 1800 | 90.53 | 93.4 | 0.01 | 2.86
2035 | NE_2_SPP_N | NE | SPP_N | Internal | Summer | B3 | 75 | 1800 | 1615.31 | 89.76 | 89.77 | 0.01 | 0
2035 | NE_2_SPP_N | NE | SPP_N | Internal | Summer | B4 | 100 | 1800 | 1800 | 89.06 | 89.77 | 0.01 | 0.7
2035 | NE_2_SPP_N | NE | SPP_N | Internal | Summer | B5 | 200 | 1800 | 1800 | 85.32 | 86.48 | 0.01 | 1.15
2035 | NE_2_SPP_N | NE | SPP_N | Internal | Summer | B6 | 300 | 1800 | 1366.02 | 69.78 | 69.8 | 0.01 | 0
2035 | NE_2_SPP_N | NE | SPP_N | Internal | Summer | B7 | 400 | 1800 | 1469.37 | 59.17 | 59.19 | 0.01 | 0
2035 | NE_2_SPP_N | NE | SPP_N | Internal | Summer | B8 | 500 | 1800 | 1511.47 | 52.57 | 52.58 | 0.01 | 0
2035 | NE_2_SPP_N | NE | SPP_N | Internal | Summer | B9 | 800 | 1800 | 1244.72 | 52.43 | 52.44 | 0.01 | 0
2035 | NE_2_SPP_N | NE | SPP_N | Internal | Summer | B10 | 1262 | 1800 | 1800 | 44.24 | 47.73 | 0.01 | 3.47
2035 | NE_2_SPP_N | NE | SPP_N | Internal | Winter | B16 | 25 | 1800 | 1800 | 77.79 | 82.12 | 0.01 | 4.31
2035 | NE_2_SPP_N | NE | SPP_N | Internal | Winter | B17 | 100 | 1800 | 481.83 | 60.07 | 60.08 | 0.01 | 0
2035 | NE_2_SPP_N | NE | SPP_N | Internal | Winter | B18 | 400 | 1800 | 587.12 | 59.87 | 59.88 | 0.01 | 0
2035 | NE_2_SPP_N | NE | SPP_N | Internal | Winter | B19 | 700 | 1800 | 323.6 | 55.07 | 55.08 | 0.01 | 0
2035 | NE_2_SPP_N | NE | SPP_N | Internal | Winter | B20 | 935 | 1800 | 1140.05 | 47.74 | 47.75 | 0.01 | 0
2035 | NEISO_2_NYISO_A-F | NEISO | NYISO_A-F | Internal | Shoulder | B11 | 25 | 600 | 600 | 46 | 58.83 | 3 | 9.83
2035 | NEISO_2_NYISO_A-F | NEISO | NYISO_A-F | Internal | Shoulder | B12 | 200 | 600 | 600 | 46 | 55.7 | 3 | 6.7
2035 | NEISO_2_NYISO_A-F | NEISO | NYISO_A-F | Internal | Shoulder | B13 | 600 | 600 | 600 | 46 | 49.72 | 3 | 0.72
2035 | NEISO_2_NYISO_A-F | NEISO | NYISO_A-F | Internal | Shoulder | B14 | 900 | 600 | 600 | 46 | 49.46 | 3 | 0.46
2035 | NEISO_2_NYISO_A-F | NEISO | NYISO_A-F | Internal | Shoulder | B15 | 1203 | 600 | 600 | 46 | 49.01 | 3 | 0.01
2035 | NEISO_2_NYISO_A-F | NEISO | NYISO_A-F | Internal | Summer | B1 | 10 | 600 | 0 | 92.92 | 95.89 | 3 | 0
2035 | NEISO_2_NYISO_A-F | NEISO | NYISO_A-F | Internal | Summer | B2 | 25 | 600 | 0 | 77.76 | 80.75 | 3 | 0
2035 | NEISO_2_NYISO_A-F | NEISO | NYISO_A-F | Internal | Summer | B3 | 75 | 600 | 506.6 | 67.88 | 70.88 | 3 | 0
2035 | NEISO_2_NYISO_A-F | NEISO | NYISO_A-F | Internal | Summer | B4 | 100 | 600 | 600 | 58.87 | 64.33 | 3 | 2.46
2035 | NEISO_2_NYISO_A-F | NEISO | NYISO_A-F | Internal | Summer | B5 | 200 | 600 | 600 | 42.37 | 60.86 | 3 | 15.49
2035 | NEISO_2_NYISO_A-F | NEISO | NYISO_A-F | Internal | Summer | B6 | 300 | 600 | 600 | 42.37 | 53.44 | 3 | 8.07
2035 | NEISO_2_NYISO_A-F | NEISO | NYISO_A-F | Internal | Summer | B7 | 400 | 600 | 600 | 42.37 | 52.38 | 3 | 7.01
2035 | NEISO_2_NYISO_A-F | NEISO | NYISO_A-F | Internal | Summer | B8 | 500 | 600 | 600 | 42.37 | 48.17 | 3 | 2.8
2035 | NEISO_2_NYISO_A-F | NEISO | NYISO_A-F | Internal | Summer | B9 | 800 | 600 | 600 | 42.37 | 46.12 | 3 | 0.75
2035 | NEISO_2_NYISO_A-F | NEISO | NYISO_A-F | Internal | Summer | B10 | 1262 | 600 | 600 | 42.37 | 46.12 | 3 | 0.75
2035 | NEISO_2_NYISO_A-F | NEISO | NYISO_A-F | Internal | Winter | B16 | 25 | 600 | 600 | 57.18 | 62.11 | 3 | 1.93
2035 | NEISO_2_NYISO_A-F | NEISO | NYISO_A-F | Internal | Winter | B17 | 100 | 600 | 0 | 57.18 | 59.02 | 3 | 0
2035 | NEISO_2_NYISO_A-F | NEISO | NYISO_A-F | Internal | Winter | B18 | 400 | 600 | 0 | 57.18 | 57.29 | 3 | 0
2035 | NEISO_2_NYISO_A-F | NEISO | NYISO_A-F | Internal | Winter | B19 | 700 | 600 | 0 | 57.18 | 57.29 | 3 | 0
2035 | NEISO_2_NYISO_A-F | NEISO | NYISO_A-F | Internal | Winter | B20 | 935 | 600 | 0 | 57.18 | 56.98 | 3 | 0
2035 | NEISO_2_NYISO_G-I | NEISO | NYISO_G-I | Internal | Shoulder | B11 | 25 | 600 | 600 | 46 | 61.06 | 3 | 12.06
2035 | NEISO_2_NYISO_G-I | NEISO | NYISO_G-I | Internal | Shoulder | B12 | 200 | 600 | 600 | 46 | 55.71 | 3 | 6.71
2035 | NEISO_2_NYISO_G-I | NEISO | NYISO_G-I | Internal | Shoulder | B13 | 600 | 600 | 600 | 46 | 49.73 | 3 | 0.73
2035 | NEISO_2_NYISO_G-I | NEISO | NYISO_G-I | Internal | Shoulder | B14 | 900 | 600 | 600 | 46 | 49.48 | 3 | 0.48
2035 | NEISO_2_NYISO_G-I | NEISO | NYISO_G-I | Internal | Shoulder | B15 | 1203 | 600 | 407.13 | 46 | 49 | 3 | 0
2035 | NEISO_2_NYISO_G-I | NEISO | NYISO_G-I | Internal | Summer | B1 | 10 | 600 | 0 | 92.92 | 95.91 | 3 | 0
2035 | NEISO_2_NYISO_G-I | NEISO | NYISO_G-I | Internal | Summer | B2 | 25 | 600 | 83.74 | 77.76 | 80.76 | 3 | 0
2035 | NEISO_2_NYISO_G-I | NEISO | NYISO_G-I | Internal | Summer | B3 | 75 | 600 | 600 | 67.88 | 70.89 | 3 | 0.01
2035 | NEISO_2_NYISO_G-I | NEISO | NYISO_G-I | Internal | Summer | B4 | 100 | 600 | 600 | 58.87 | 64.34 | 3 | 2.48
2035 | NEISO_2_NYISO_G-I | NEISO | NYISO_G-I | Internal | Summer | B5 | 200 | 600 | 600 | 42.37 | 60.87 | 3 | 15.5
2035 | NEISO_2_NYISO_G-I | NEISO | NYISO_G-I | Internal | Summer | B6 | 300 | 600 | 600 | 42.37 | 53.45 | 3 | 8.08
2035 | NEISO_2_NYISO_G-I | NEISO | NYISO_G-I | Internal | Summer | B7 | 400 | 600 | 600 | 42.37 | 52.39 | 3 | 7.02
2035 | NEISO_2_NYISO_G-I | NEISO | NYISO_G-I | Internal | Summer | B8 | 500 | 600 | 600 | 42.37 | 48.18 | 3 | 2.81
2035 | NEISO_2_NYISO_G-I | NEISO | NYISO_G-I | Internal | Summer | B9 | 800 | 600 | 600 | 42.37 | 46.13 | 3 | 0.76
2035 | NEISO_2_NYISO_G-I | NEISO | NYISO_G-I | Internal | Summer | B10 | 1262 | 600 | 600 | 42.37 | 46.11 | 3 | 0.74
2035 | NEISO_2_NYISO_G-I | NEISO | NYISO_G-I | Internal | Winter | B16 | 25 | 600 | 600 | 57.18 | 71.8 | 3 | 11.63
2035 | NEISO_2_NYISO_G-I | NEISO | NYISO_G-I | Internal | Winter | B17 | 100 | 600 | 81.22 | 57.18 | 60.18 | 3 | 0
2035 | NEISO_2_NYISO_G-I | NEISO | NYISO_G-I | Internal | Winter | B18 | 400 | 600 | 0 | 57.18 | 59.45 | 3 | 0
2035 | NEISO_2_NYISO_G-I | NEISO | NYISO_G-I | Internal | Winter | B19 | 700 | 600 | 0 | 57.18 | 57.3 | 3 | 0
2035 | NEISO_2_NYISO_G-I | NEISO | NYISO_G-I | Internal | Winter | B20 | 935 | 600 | 0 | 57.18 | 56.99 | 3 | 0
2035 | NEISO_2_NYISO_J-K | NEISO | NYISO_J-K | Internal | Shoulder | B11 | 25 | 430 | 430 | 46 | 66.32 | 3 | 17.32
2035 | NEISO_2_NYISO_J-K | NEISO | NYISO_J-K | Internal | Shoulder | B12 | 200 | 430 | 430 | 46 | 55.72 | 3 | 6.72
2035 | NEISO_2_NYISO_J-K | NEISO | NYISO_J-K | Internal | Shoulder | B13 | 600 | 430 | 430 | 46 | 49.74 | 3 | 0.74
2035 | NEISO_2_NYISO_J-K | NEISO | NYISO_J-K | Internal | Shoulder | B14 | 900 | 430 | 430 | 46 | 49.49 | 3 | 0.49
2035 | NEISO_2_NYISO_J-K | NEISO | NYISO_J-K | Internal | Shoulder | B15 | 1203 | 430 | 430 | 46 | 49.01 | 3 | 0.01
2035 | NEISO_2_NYISO_J-K | NEISO | NYISO_J-K | Internal | Summer | B1 | 10 | 430 | 57.01 | 92.92 | 95.92 | 3 | 0
2035 | NEISO_2_NYISO_J-K | NEISO | NYISO_J-K | Internal | Summer | B2 | 25 | 430 | 430 | 77.76 | 80.77 | 3 | 0.01
2035 | NEISO_2_NYISO_J-K | NEISO | NYISO_J-K | Internal | Summer | B3 | 75 | 430 | 430 | 67.88 | 70.9 | 3 | 0.02
2035 | NEISO_2_NYISO_J-K | NEISO | NYISO_J-K | Internal | Summer | B4 | 100 | 430 | 430 | 58.87 | 64.36 | 3 | 2.49
2035 | NEISO_2_NYISO_J-K | NEISO | NYISO_J-K | Internal | Summer | B5 | 200 | 430 | 430 | 42.37 | 60.88 | 3 | 15.51
2035 | NEISO_2_NYISO_J-K | NEISO | NYISO_J-K | Internal | Summer | B6 | 300 | 430 | 430 | 42.37 | 60.88 | 3 | 15.51
2035 | NEISO_2_NYISO_J-K | NEISO | NYISO_J-K | Internal | Summer | B7 | 400 | 430 | 430 | 42.37 | 60.88 | 3 | 15.51
2035 | NEISO_2_NYISO_J-K | NEISO | NYISO_J-K | Internal | Summer | B8 | 500 | 430 | 430 | 42.37 | 60.88 | 3 | 15.51
2035 | NEISO_2_NYISO_J-K | NEISO | NYISO_J-K | Internal | Summer | B9 | 800 | 430 | 430 | 42.37 | 46.14 | 3 | 0.77
2035 | NEISO_2_NYISO_J-K | NEISO | NYISO_J-K | Internal | Summer | B10 | 1262 | 430 | 430 | 42.37 | 46.12 | 3 | 0.75
2035 | NEISO_2_NYISO_J-K | NEISO | NYISO_J-K | Internal | Winter | B16 | 25 | 430 | 430 | 57.18 | 85.18 | 3 | 25
2035 | NEISO_2_NYISO_J-K | NEISO | NYISO_J-K | Internal | Winter | B17 | 100 | 430 | 430 | 57.18 | 70.22 | 3 | 10.04
2035 | NEISO_2_NYISO_J-K | NEISO | NYISO_J-K | Internal | Winter | B18 | 400 | 430 | 430 | 57.18 | 63.72 | 3 | 3.54
2035 | NEISO_2_NYISO_J-K | NEISO | NYISO_J-K | Internal | Winter | B19 | 700 | 430 | 430 | 57.18 | 63.72 | 3 | 3.54
2035 | NEISO_2_NYISO_J-K | NEISO | NYISO_J-K | Internal | Winter | B20 | 935 | 430 | 0 | 57.18 | 59.87 | 3 | 0
2035 | NonRTO_Midwest_2_MISO_IN | NonRTO_Midwest | MISO_IN | Internal | Shoulder | B11 | 25 | 4450 | 0 | 88.37 | 80.37 | 8 | 0
2035 | NonRTO_Midwest_2_MISO_IN | NonRTO_Midwest | MISO_IN | Internal | Shoulder | B12 | 200 | 4450 | 0 | 71.26 | 63.26 | 8 | 0
2035 | NonRTO_Midwest_2_MISO_IN | NonRTO_Midwest | MISO_IN | Internal | Shoulder | B13 | 600 | 4450 | 0 | 56.37 | 54.95 | 8 | 0
2035 | NonRTO_Midwest_2_MISO_IN | NonRTO_Midwest | MISO_IN | Internal | Shoulder | B14 | 900 | 4450 | 0 | 51.23 | 53.22 | 8 | 0
2035 | NonRTO_Midwest_2_MISO_IN | NonRTO_Midwest | MISO_IN | Internal | Shoulder | B15 | 1203 | 4450 | 0 | 45.29 | 47.35 | 8 | 0
2035 | NonRTO_Midwest_2_MISO_IN | NonRTO_Midwest | MISO_IN | Internal | Summer | B1 | 10 | 4450 | 392.2 | 93.87 | 101.87 | 8 | 0
2035 | NonRTO_Midwest_2_MISO_IN | NonRTO_Midwest | MISO_IN | Internal | Summer | B2 | 25 | 4450 | 0 | 90.25 | 86.75 | 8 | 0
2035 | NonRTO_Midwest_2_MISO_IN | NonRTO_Midwest | MISO_IN | Internal | Summer | B3 | 75 | 4450 | 0 | 90.25 | 84.89 | 8 | 0
2035 | NonRTO_Midwest_2_MISO_IN | NonRTO_Midwest | MISO_IN | Internal | Summer | B4 | 100 | 4450 | 0 | 90.25 | 84.07 | 8 | 0
2035 | NonRTO_Midwest_2_MISO_IN | NonRTO_Midwest | MISO_IN | Internal | Summer | B5 | 200 | 4450 | 0 | 87.46 | 79.46 | 8 | 0
2035 | NonRTO_Midwest_2_MISO_IN | NonRTO_Midwest | MISO_IN | Internal | Summer | B6 | 300 | 4450 | 0 | 69.78 | 61.78 | 8 | 0
2035 | NonRTO_Midwest_2_MISO_IN | NonRTO_Midwest | MISO_IN | Internal | Summer | B7 | 400 | 4450 | 0 | 56.84 | 52.37 | 8 | 0
2035 | NonRTO_Midwest_2_MISO_IN | NonRTO_Midwest | MISO_IN | Internal | Summer | B8 | 500 | 4450 | 0 | 49.64 | 49.65 | 8 | 0
2035 | NonRTO_Midwest_2_MISO_IN | NonRTO_Midwest | MISO_IN | Internal | Summer | B9 | 800 | 4450 | 0 | 46.01 | 46.53 | 8 | 0
2035 | NonRTO_Midwest_2_MISO_IN | NonRTO_Midwest | MISO_IN | Internal | Summer | B10 | 1262 | 4450 | 0 | 37.58 | 44.35 | 8 | 0
2035 | NonRTO_Midwest_2_MISO_IN | NonRTO_Midwest | MISO_IN | Internal | Winter | B16 | 25 | 4450 | 0 | 85.82 | 77.82 | 8 | 0
2035 | NonRTO_Midwest_2_MISO_IN | NonRTO_Midwest | MISO_IN | Internal | Winter | B17 | 100 | 4450 | 0 | 70.2 | 62.2 | 8 | 0
2035 | NonRTO_Midwest_2_MISO_IN | NonRTO_Midwest | MISO_IN | Internal | Winter | B18 | 400 | 4450 | 0 | 63.69 | 56.44 | 8 | 0
2035 | NonRTO_Midwest_2_MISO_IN | NonRTO_Midwest | MISO_IN | Internal | Winter | B19 | 700 | 4450 | 0 | 48.72 | 53.59 | 8 | 0
2035 | NonRTO_Midwest_2_MISO_IN | NonRTO_Midwest | MISO_IN | Internal | Winter | B20 | 935 | 4450 | 0 | 46.2 | 48.96 | 8 | 0
2035 | NonRTO_Midwest_2_TVA_Transmission | NonRTO_Midwest | TVA_Transmission | Internal | Shoulder | B11 | 25 | 2400 | 0 | 88.37 | 79.37 | 8 | 0
2035 | NonRTO_Midwest_2_TVA_Transmission | NonRTO_Midwest | TVA_Transmission | Internal | Shoulder | B12 | 200 | 2400 | 0 | 71.26 | 63.47 | 8 | 0
2035 | NonRTO_Midwest_2_TVA_Transmission | NonRTO_Midwest | TVA_Transmission | Internal | Shoulder | B13 | 600 | 2400 | 0 | 56.37 | 57.57 | 8 | 0
2035 | NonRTO_Midwest_2_TVA_Transmission | NonRTO_Midwest | TVA_Transmission | Internal | Shoulder | B14 | 900 | 2400 | 0 | 51.23 | 56.64 | 8 | 0
2035 | NonRTO_Midwest_2_TVA_Transmission | NonRTO_Midwest | TVA_Transmission | Internal | Shoulder | B15 | 1203 | 2400 | 85.09 | 45.29 | 53.29 | 8 | 0
2035 | NonRTO_Midwest_2_TVA_Transmission | NonRTO_Midwest | TVA_Transmission | Internal | Summer | B1 | 10 | 2400 | 0 | 93.87 | 101.25 | 8 | 0
2035 | NonRTO_Midwest_2_TVA_Transmission | NonRTO_Midwest | TVA_Transmission | Internal | Summer | B2 | 25 | 2400 | 0 | 90.25 | 94.76 | 8 | 0
2035 | NonRTO_Midwest_2_TVA_Transmission | NonRTO_Midwest | TVA_Transmission | Internal | Summer | B3 | 75 | 2400 | 0 | 90.25 | 88.99 | 8 | 0
2035 | NonRTO_Midwest_2_TVA_Transmission | NonRTO_Midwest | TVA_Transmission | Internal | Summer | B4 | 100 | 2400 | 0 | 90.25 | 88.09 | 8 | 0
2035 | NonRTO_Midwest_2_TVA_Transmission | NonRTO_Midwest | TVA_Transmission | Internal | Summer | B5 | 200 | 2400 | 0 | 87.46 | 83.45 | 8 | 0
2035 | NonRTO_Midwest_2_TVA_Transmission | NonRTO_Midwest | TVA_Transmission | Internal | Summer | B6 | 300 | 2400 | 0 | 69.78 | 67.36 | 8 | 0
2035 | NonRTO_Midwest_2_TVA_Transmission | NonRTO_Midwest | TVA_Transmission | Internal | Summer | B7 | 400 | 2400 | 0 | 56.84 | 55.72 | 8 | 0
2035 | NonRTO_Midwest_2_TVA_Transmission | NonRTO_Midwest | TVA_Transmission | Internal | Summer | B8 | 500 | 2400 | 0 | 49.64 | 54.87 | 8 | 0
2035 | NonRTO_Midwest_2_TVA_Transmission | NonRTO_Midwest | TVA_Transmission | Internal | Summer | B9 | 800 | 2400 | 0 | 46.01 | 51.67 | 8 | 0
2035 | NonRTO_Midwest_2_TVA_Transmission | NonRTO_Midwest | TVA_Transmission | Internal | Summer | B10 | 1262 | 2400 | 0 | 37.58 | 45.55 | 8 | 0
2035 | NonRTO_Midwest_2_TVA_Transmission | NonRTO_Midwest | TVA_Transmission | Internal | Winter | B16 | 25 | 2400 | 0 | 85.82 | 85.37 | 8 | 0
2035 | NonRTO_Midwest_2_TVA_Transmission | NonRTO_Midwest | TVA_Transmission | Internal | Winter | B17 | 100 | 2400 | 0 | 70.2 | 65.35 | 8 | 0
2035 | NonRTO_Midwest_2_TVA_Transmission | NonRTO_Midwest | TVA_Transmission | Internal | Winter | B18 | 400 | 2400 | 0 | 63.69 | 59.69 | 8 | 0
2035 | NonRTO_Midwest_2_TVA_Transmission | NonRTO_Midwest | TVA_Transmission | Internal | Winter | B19 | 700 | 2400 | 0 | 48.72 | 55.71 | 8 | 0
2035 | NonRTO_Midwest_2_TVA_Transmission | NonRTO_Midwest | TVA_Transmission | Internal | Winter | B20 | 935 | 2400 | 1037.93 | 46.2 | 54.2 | 8 | 0
2035 | NYISO_A-F_2_IESO | NYISO_A-F | IESO | Internal | Shoulder | B11 | 25 | 1600 | 0 | 58.83 | 49.65 | 7 | 0
2035 | NYISO_A-F_2_IESO | NYISO_A-F | IESO | Internal | Shoulder | B12 | 200 | 1600 | 0 | 55.7 | 48.7 | 7 | 0
2035 | NYISO_A-F_2_IESO | NYISO_A-F | IESO | Internal | Shoulder | B13 | 600 | 1600 | 0 | 49.72 | 46.23 | 7 | 0
2035 | NYISO_A-F_2_IESO | NYISO_A-F | IESO | Internal | Shoulder | B14 | 900 | 1600 | 0 | 49.46 | 46.23 | 7 | 0
2035 | NYISO_A-F_2_IESO | NYISO_A-F | IESO | Internal | Shoulder | B15 | 1203 | 1600 | 0 | 49.01 | 46.23 | 7 | 0
2035 | NYISO_A-F_2_IESO | NYISO_A-F | IESO | Internal | Summer | B1 | 10 | 1600 | 0 | 95.89 | 94.88 | 7 | 0
2035 | NYISO_A-F_2_IESO | NYISO_A-F | IESO | Internal | Summer | B2 | 25 | 1600 | 0 | 80.75 | 79.73 | 7 | 0
2035 | NYISO_A-F_2_IESO | NYISO_A-F | IESO | Internal | Summer | B3 | 75 | 1600 | 26.52 | 70.88 | 77.88 | 7 | 0
2035 | NYISO_A-F_2_IESO | NYISO_A-F | IESO | Internal | Summer | B4 | 100 | 1600 | 0 | 64.33 | 57.33 | 7 | 0
2035 | NYISO_A-F_2_IESO | NYISO_A-F | IESO | Internal | Summer | B5 | 200 | 1600 | 0 | 60.86 | 53.86 | 7 | 0
2035 | NYISO_A-F_2_IESO | NYISO_A-F | IESO | Internal | Summer | B6 | 300 | 1600 | 0 | 53.44 | 48.85 | 7 | 0
2035 | NYISO_A-F_2_IESO | NYISO_A-F | IESO | Internal | Summer | B7 | 400 | 1600 | 0 | 52.38 | 45.38 | 7 | 0
2035 | NYISO_A-F_2_IESO | NYISO_A-F | IESO | Internal | Summer | B8 | 500 | 1600 | 0 | 48.17 | 43.87 | 7 | 0
2035 | NYISO_A-F_2_IESO | NYISO_A-F | IESO | Internal | Summer | B9 | 800 | 1600 | 0 | 46.12 | 43.87 | 7 | 0
2035 | NYISO_A-F_2_IESO | NYISO_A-F | IESO | Internal | Summer | B10 | 1262 | 1600 | 0 | 46.12 | 43.87 | 7 | 0
2035 | NYISO_A-F_2_IESO | NYISO_A-F | IESO | Internal | Winter | B16 | 25 | 1600 | 0 | 62.11 | 55.11 | 7 | 0
2035 | NYISO_A-F_2_IESO | NYISO_A-F | IESO | Internal | Winter | B17 | 100 | 1600 | 0 | 59.02 | 52.02 | 7 | 0
2035 | NYISO_A-F_2_IESO | NYISO_A-F | IESO | Internal | Winter | B18 | 400 | 1600 | 0 | 57.29 | 50.29 | 7 | 0
2035 | NYISO_A-F_2_IESO | NYISO_A-F | IESO | Internal | Winter | B19 | 700 | 1600 | 0 | 57.29 | 50.29 | 7 | 0
2035 | NYISO_A-F_2_IESO | NYISO_A-F | IESO | Internal | Winter | B20 | 935 | 1600 | 0 | 56.98 | 50.29 | 7 | 0
2035 | NYISO_A-F_2_NEISO | NYISO_A-F | NEISO | Internal | Shoulder | B11 | 25 | 600 | 0 | 58.83 | 46 | 3 | 0
2035 | NYISO_A-F_2_NEISO | NYISO_A-F | NEISO | Internal | Shoulder | B12 | 200 | 600 | 0 | 55.7 | 46 | 3 | 0
2035 | NYISO_A-F_2_NEISO | NYISO_A-F | NEISO | Internal | Shoulder | B13 | 600 | 600 | 0 | 49.72 | 46 | 3 | 0
2035 | NYISO_A-F_2_NEISO | NYISO_A-F | NEISO | Internal | Shoulder | B14 | 900 | 600 | 0 | 49.46 | 46 | 3 | 0
2035 | NYISO_A-F_2_NEISO | NYISO_A-F | NEISO | Internal | Shoulder | B15 | 1203 | 600 | 0 | 49.01 | 46 | 3 | 0
2035 | NYISO_A-F_2_NEISO | NYISO_A-F | NEISO | Internal | Summer | B1 | 10 | 600 | 0 | 95.89 | 92.92 | 3 | 0
2035 | NYISO_A-F_2_NEISO | NYISO_A-F | NEISO | Internal | Summer | B2 | 25 | 600 | 0 | 80.75 | 77.76 | 3 | 0
2035 | NYISO_A-F_2_NEISO | NYISO_A-F | NEISO | Internal | Summer | B3 | 75 | 600 | 0 | 70.88 | 67.88 | 3 | 0
2035 | NYISO_A-F_2_NEISO | NYISO_A-F | NEISO | Internal | Summer | B4 | 100 | 600 | 0 | 64.33 | 58.87 | 3 | 0
2035 | NYISO_A-F_2_NEISO | NYISO_A-F | NEISO | Internal | Summer | B5 | 200 | 600 | 0 | 60.86 | 42.37 | 3 | 0
2035 | NYISO_A-F_2_NEISO | NYISO_A-F | NEISO | Internal | Summer | B6 | 300 | 600 | 0 | 53.44 | 42.37 | 3 | 0
2035 | NYISO_A-F_2_NEISO | NYISO_A-F | NEISO | Internal | Summer | B7 | 400 | 600 | 0 | 52.38 | 42.37 | 3 | 0
2035 | NYISO_A-F_2_NEISO | NYISO_A-F | NEISO | Internal | Summer | B8 | 500 | 600 | 0 | 48.17 | 42.37 | 3 | 0
2035 | NYISO_A-F_2_NEISO | NYISO_A-F | NEISO | Internal | Summer | B9 | 800 | 600 | 0 | 46.12 | 42.37 | 3 | 0
2035 | NYISO_A-F_2_NEISO | NYISO_A-F | NEISO | Internal | Summer | B10 | 1262 | 600 | 0 | 46.12 | 42.37 | 3 | 0
2035 | NYISO_A-F_2_NEISO | NYISO_A-F | NEISO | Internal | Winter | B16 | 25 | 600 | 0 | 62.11 | 57.18 | 3 | 0
2035 | NYISO_A-F_2_NEISO | NYISO_A-F | NEISO | Internal | Winter | B17 | 100 | 600 | 0 | 59.02 | 57.18 | 3 | 0
2035 | NYISO_A-F_2_NEISO | NYISO_A-F | NEISO | Internal | Winter | B18 | 400 | 600 | 0 | 57.29 | 57.18 | 3 | 0
2035 | NYISO_A-F_2_NEISO | NYISO_A-F | NEISO | Internal | Winter | B19 | 700 | 600 | 0 | 57.29 | 57.18 | 3 | 0
2035 | NYISO_A-F_2_NEISO | NYISO_A-F | NEISO | Internal | Winter | B20 | 935 | 600 | 0 | 56.98 | 57.18 | 3 | 0
2035 | NYISO_A-F_2_NYISO_G-I | NYISO_A-F | NYISO_G-I | Internal | Shoulder | B11 | 25 | 4250 | 4250 | 58.83 | 61.06 | 0.01 | 2.21
2035 | NYISO_A-F_2_NYISO_G-I | NYISO_A-F | NYISO_G-I | Internal | Shoulder | B12 | 200 | 4250 | 2644.06 | 55.7 | 55.71 | 0.01 | 0
2035 | NYISO_A-F_2_NYISO_G-I | NYISO_A-F | NYISO_G-I | Internal | Shoulder | B13 | 600 | 4250 | 2458.89 | 49.72 | 49.73 | 0.01 | 0
2035 | NYISO_A-F_2_NYISO_G-I | NYISO_A-F | NYISO_G-I | Internal | Shoulder | B14 | 900 | 4250 | 2218.61 | 49.46 | 49.48 | 0.01 | 0
2035 | NYISO_A-F_2_NYISO_G-I | NYISO_A-F | NYISO_G-I | Internal | Shoulder | B15 | 1203 | 4250 | 0 | 49.01 | 49 | 0.01 | 0
2035 | NYISO_A-F_2_NYISO_G-I | NYISO_A-F | NYISO_G-I | Internal | Summer | B1 | 10 | 4250 | 3771.39 | 95.89 | 95.91 | 0.01 | 0
2035 | NYISO_A-F_2_NYISO_G-I | NYISO_A-F | NYISO_G-I | Internal | Summer | B2 | 25 | 4250 | 3246.58 | 80.75 | 80.76 | 0.01 | 0
2035 | NYISO_A-F_2_NYISO_G-I | NYISO_A-F | NYISO_G-I | Internal | Summer | B3 | 75 | 4250 | 2863.62 | 70.88 | 70.89 | 0.01 | 0
2035 | NYISO_A-F_2_NYISO_G-I | NYISO_A-F | NYISO_G-I | Internal | Summer | B4 | 100 | 4250 | 3449.1 | 64.33 | 64.34 | 0.01 | 0
2035 | NYISO_A-F_2_NYISO_G-I | NYISO_A-F | NYISO_G-I | Internal | Summer | B5 | 200 | 4250 | 3193.61 | 60.86 | 60.87 | 0.01 | 0
2035 | NYISO_A-F_2_NYISO_G-I | NYISO_A-F | NYISO_G-I | Internal | Summer | B6 | 300 | 4250 | 2972.92 | 53.44 | 53.45 | 0.01 | 0
2035 | NYISO_A-F_2_NYISO_G-I | NYISO_A-F | NYISO_G-I | Internal | Summer | B7 | 400 | 4250 | 2591.9 | 52.38 | 52.39 | 0.01 | 0
2035 | NYISO_A-F_2_NYISO_G-I | NYISO_A-F | NYISO_G-I | Internal | Summer | B8 | 500 | 4250 | 2428.93 | 48.17 | 48.18 | 0.01 | 0
2035 | NYISO_A-F_2_NYISO_G-I | NYISO_A-F | NYISO_G-I | Internal | Summer | B9 | 800 | 4250 | 1536.94 | 46.12 | 46.13 | 0.01 | 0
2035 | NYISO_A-F_2_NYISO_G-I | NYISO_A-F | NYISO_G-I | Internal | Summer | B10 | 1262 | 4250 | 0 | 46.12 | 46.11 | 0.01 | 0
2035 | NYISO_A-F_2_NYISO_G-I | NYISO_A-F | NYISO_G-I | Internal | Winter | B16 | 25 | 4250 | 4250 | 62.11 | 71.8 | 0.01 | 9.68
2035 | NYISO_A-F_2_NYISO_G-I | NYISO_A-F | NYISO_G-I | Internal | Winter | B17 | 100 | 4250 | 4250 | 59.02 | 60.18 | 0.01 | 1.15
2035 | NYISO_A-F_2_NYISO_G-I | NYISO_A-F | NYISO_G-I | Internal | Winter | B18 | 400 | 4250 | 4250 | 57.29 | 59.45 | 0.01 | 2.15
2035 | NYISO_A-F_2_NYISO_G-I | NYISO_A-F | NYISO_G-I | Internal | Winter | B19 | 700 | 4250 | 4045.01 | 57.29 | 57.3 | 0.01 | 0
2035 | NYISO_A-F_2_NYISO_G-I | NYISO_A-F | NYISO_G-I | Internal | Winter | B20 | 935 | 4250 | 3239.57 | 56.98 | 56.99 | 0.01 | 0
2035 | NYISO_A-F_2_PJM_ROM | NYISO_A-F | PJM_ROM | Internal | Shoulder | B11 | 25 | 1000 | 1000 | 58.83 | 73.36 | 8 | 6.52
2035 | NYISO_A-F_2_PJM_ROM | NYISO_A-F | PJM_ROM | Internal | Shoulder | B12 | 200 | 1000 | 284.62 | 55.7 | 63.7 | 8 | 0
2035 | NYISO_A-F_2_PJM_ROM | NYISO_A-F | PJM_ROM | Internal | Shoulder | B13 | 600 | 1000 | 0 | 49.72 | 54.07 | 8 | 0
2035 | NYISO_A-F_2_PJM_ROM | NYISO_A-F | PJM_ROM | Internal | Shoulder | B14 | 900 | 1000 | 0 | 49.46 | 51.98 | 8 | 0
2035 | NYISO_A-F_2_PJM_ROM | NYISO_A-F | PJM_ROM | Internal | Shoulder | B15 | 1203 | 1000 | 0 | 49.01 | 47.3 | 8 | 0
2035 | NYISO_A-F_2_PJM_ROM | NYISO_A-F | PJM_ROM | Internal | Summer | B1 | 10 | 1000 | 385.65 | 95.89 | 103.89 | 8 | 0
2035 | NYISO_A-F_2_PJM_ROM | NYISO_A-F | PJM_ROM | Internal | Summer | B2 | 25 | 1000 | 209.89 | 80.75 | 88.75 | 8 | 0
2035 | NYISO_A-F_2_PJM_ROM | NYISO_A-F | PJM_ROM | Internal | Summer | B3 | 75 | 1000 | 1000 | 70.88 | 82.98 | 8 | 4.1
2035 | NYISO_A-F_2_PJM_ROM | NYISO_A-F | PJM_ROM | Internal | Summer | B4 | 100 | 1000 | 1000 | 64.33 | 82.07 | 8 | 9.74
2035 | NYISO_A-F_2_PJM_ROM | NYISO_A-F | PJM_ROM | Internal | Summer | B5 | 200 | 1000 | 1000 | 60.86 | 77.44 | 8 | 8.58
2035 | NYISO_A-F_2_PJM_ROM | NYISO_A-F | PJM_ROM | Internal | Summer | B6 | 300 | 1000 | 159.49 | 53.44 | 61.44 | 8 | 0
2035 | NYISO_A-F_2_PJM_ROM | NYISO_A-F | PJM_ROM | Internal | Summer | B7 | 400 | 1000 | 0 | 52.38 | 50.46 | 8 | 0
2035 | NYISO_A-F_2_PJM_ROM | NYISO_A-F | PJM_ROM | Internal | Summer | B8 | 500 | 1000 | 0 | 48.17 | 49.55 | 8 | 0
2035 | NYISO_A-F_2_PJM_ROM | NYISO_A-F | PJM_ROM | Internal | Summer | B9 | 800 | 1000 | 0 | 46.12 | 45.68 | 8 | 0
2035 | NYISO_A-F_2_PJM_ROM | NYISO_A-F | PJM_ROM | Internal | Summer | B10 | 1262 | 1000 | 0 | 46.12 | 44.29 | 8 | 0
2035 | NYISO_A-F_2_PJM_ROM | NYISO_A-F | PJM_ROM | Internal | Winter | B16 | 25 | 1000 | 1000 | 62.11 | 79.79 | 8 | 9.68
2035 | NYISO_A-F_2_PJM_ROM | NYISO_A-F | PJM_ROM | Internal | Winter | B17 | 100 | 1000 | 0 | 59.02 | 64.21 | 8 | 0
2035 | NYISO_A-F_2_PJM_ROM | NYISO_A-F | PJM_ROM | Internal | Winter | B18 | 400 | 1000 | 0 | 57.29 | 58.44 | 8 | 0
2035 | NYISO_A-F_2_PJM_ROM | NYISO_A-F | PJM_ROM | Internal | Winter | B19 | 700 | 1000 | 0 | 57.29 | 55.59 | 8 | 0
2035 | NYISO_A-F_2_PJM_ROM | NYISO_A-F | PJM_ROM | Internal | Winter | B20 | 935 | 1000 | 0 | 56.98 | 50.98 | 8 | 0
2035 | NYISO_G-I_2_NYISO_A-F | NYISO_G-I | NYISO_A-F | Internal | Shoulder | B11 | 25 | 1999 | 0 | 61.06 | 58.83 | 0.01 | 0
2035 | NYISO_G-I_2_NYISO_A-F | NYISO_G-I | NYISO_A-F | Internal | Shoulder | B12 | 200 | 1999 | 0 | 55.71 | 55.7 | 0.01 | 0
2035 | NYISO_G-I_2_NYISO_A-F | NYISO_G-I | NYISO_A-F | Internal | Shoulder | B13 | 600 | 1999 | 0 | 49.73 | 49.72 | 0.01 | 0
2035 | NYISO_G-I_2_NYISO_A-F | NYISO_G-I | NYISO_A-F | Internal | Shoulder | B14 | 900 | 1999 | 0 | 49.48 | 49.46 | 0.01 | 0
2035 | NYISO_G-I_2_NYISO_A-F | NYISO_G-I | NYISO_A-F | Internal | Shoulder | B15 | 1203 | 1999 | 124.69 | 49 | 49.01 | 0.01 | 0
2035 | NYISO_G-I_2_NYISO_A-F | NYISO_G-I | NYISO_A-F | Internal | Summer | B1 | 10 | 1999 | 0 | 95.91 | 95.89 | 0.01 | 0
2035 | NYISO_G-I_2_NYISO_A-F | NYISO_G-I | NYISO_A-F | Internal | Summer | B2 | 25 | 1999 | 0 | 80.76 | 80.75 | 0.01 | 0
2035 | NYISO_G-I_2_NYISO_A-F | NYISO_G-I | NYISO_A-F | Internal | Summer | B3 | 75 | 1999 | 0 | 70.89 | 70.88 | 0.01 | 0
2035 | NYISO_G-I_2_NYISO_A-F | NYISO_G-I | NYISO_A-F | Internal | Summer | B4 | 100 | 1999 | 0 | 64.34 | 64.33 | 0.01 | 0
2035 | NYISO_G-I_2_NYISO_A-F | NYISO_G-I | NYISO_A-F | Internal | Summer | B5 | 200 | 1999 | 0 | 60.87 | 60.86 | 0.01 | 0
2035 | NYISO_G-I_2_NYISO_A-F | NYISO_G-I | NYISO_A-F | Internal | Summer | B6 | 300 | 1999 | 0 | 53.45 | 53.44 | 0.01 | 0
2035 | NYISO_G-I_2_NYISO_A-F | NYISO_G-I | NYISO_A-F | Internal | Summer | B7 | 400 | 1999 | 0 | 52.39 | 52.38 | 0.01 | 0
2035 | NYISO_G-I_2_NYISO_A-F | NYISO_G-I | NYISO_A-F | Internal | Summer | B8 | 500 | 1999 | 0 | 48.18 | 48.17 | 0.01 | 0
2035 | NYISO_G-I_2_NYISO_A-F | NYISO_G-I | NYISO_A-F | Internal | Summer | B9 | 800 | 1999 | 0 | 46.13 | 46.12 | 0.01 | 0
2035 | NYISO_G-I_2_NYISO_A-F | NYISO_G-I | NYISO_A-F | Internal | Summer | B10 | 1262 | 1999 | 1159.44 | 46.11 | 46.12 | 0.01 | 0
2035 | NYISO_G-I_2_NYISO_A-F | NYISO_G-I | NYISO_A-F | Internal | Winter | B16 | 25 | 1999 | 0 | 71.8 | 62.11 | 0.01 | 0
2035 | NYISO_G-I_2_NYISO_A-F | NYISO_G-I | NYISO_A-F | Internal | Winter | B17 | 100 | 1999 | 0 | 60.18 | 59.02 | 0.01 | 0
2035 | NYISO_G-I_2_NYISO_A-F | NYISO_G-I | NYISO_A-F | Internal | Winter | B18 | 400 | 1999 | 0 | 59.45 | 57.29 | 0.01 | 0
2035 | NYISO_G-I_2_NYISO_A-F | NYISO_G-I | NYISO_A-F | Internal | Winter | B19 | 700 | 1999 | 0 | 57.3 | 57.29 | 0.01 | 0
2035 | NYISO_G-I_2_NYISO_A-F | NYISO_G-I | NYISO_A-F | Internal | Winter | B20 | 935 | 1999 | 0 | 56.99 | 56.98 | 0.01 | 0
2035 | NYISO_G-I_2_NYISO_J-K | NYISO_G-I | NYISO_J-K | Internal | Shoulder | B11 | 25 | 6130 | 6130 | 61.06 | 66.32 | 0.01 | 5.25
2035 | NYISO_G-I_2_NYISO_J-K | NYISO_G-I | NYISO_J-K | Internal | Shoulder | B12 | 200 | 6130 | 6100.2 | 55.71 | 55.72 | 0.01 | 0
2035 | NYISO_G-I_2_NYISO_J-K | NYISO_G-I | NYISO_J-K | Internal | Shoulder | B13 | 600 | 6130 | 6044.08 | 49.73 | 49.74 | 0.01 | 0
2035 | NYISO_G-I_2_NYISO_J-K | NYISO_G-I | NYISO_J-K | Internal | Shoulder | B14 | 900 | 6130 | 5987.21 | 49.48 | 49.49 | 0.01 | 0
2035 | NYISO_G-I_2_NYISO_J-K | NYISO_G-I | NYISO_J-K | Internal | Shoulder | B15 | 1203 | 6130 | 3962.12 | 49 | 49.01 | 0.01 | 0
2035 | NYISO_G-I_2_NYISO_J-K | NYISO_G-I | NYISO_J-K | Internal | Summer | B1 | 10 | 6130 | 4767.55 | 95.91 | 95.92 | 0.01 | 0
2035 | NYISO_G-I_2_NYISO_J-K | NYISO_G-I | NYISO_J-K | Internal | Summer | B2 | 25 | 6130 | 4639.93 | 80.76 | 80.77 | 0.01 | 0
2035 | NYISO_G-I_2_NYISO_J-K | NYISO_G-I | NYISO_J-K | Internal | Summer | B3 | 75 | 6130 | 3973.48 | 70.89 | 70.9 | 0.01 | 0
2035 | NYISO_G-I_2_NYISO_J-K | NYISO_G-I | NYISO_J-K | Internal | Summer | B4 | 100 | 6130 | 4872.78 | 64.34 | 64.36 | 0.01 | 0
2035 | NYISO_G-I_2_NYISO_J-K | NYISO_G-I | NYISO_J-K | Internal | Summer | B5 | 200 | 6130 | 4778.44 | 60.87 | 60.88 | 0.01 | 0
2035 | NYISO_G-I_2_NYISO_J-K | NYISO_G-I | NYISO_J-K | Internal | Summer | B6 | 300 | 6130 | 6130 | 53.45 | 60.88 | 0.01 | 7.42
2035 | NYISO_G-I_2_NYISO_J-K | NYISO_G-I | NYISO_J-K | Internal | Summer | B7 | 400 | 6130 | 6130 | 52.39 | 60.88 | 0.01 | 8.48
2035 | NYISO_G-I_2_NYISO_J-K | NYISO_G-I | NYISO_J-K | Internal | Summer | B8 | 500 | 6130 | 6130 | 48.18 | 60.88 | 0.01 | 12.69
2035 | NYISO_G-I_2_NYISO_J-K | NYISO_G-I | NYISO_J-K | Internal | Summer | B9 | 800 | 6130 | 5484.96 | 46.13 | 46.14 | 0.01 | 0
2035 | NYISO_G-I_2_NYISO_J-K | NYISO_G-I | NYISO_J-K | Internal | Summer | B10 | 1262 | 6130 | 3324.9 | 46.11 | 46.12 | 0.01 | 0
2035 | NYISO_G-I_2_NYISO_J-K | NYISO_G-I | NYISO_J-K | Internal | Winter | B16 | 25 | 6130 | 6130 | 71.8 | 85.18 | 0.01 | 13.36
2035 | NYISO_G-I_2_NYISO_J-K | NYISO_G-I | NYISO_J-K | Internal | Winter | B17 | 100 | 6130 | 6130 | 60.18 | 70.22 | 0.01 | 10.03
2035 | NYISO_G-I_2_NYISO_J-K | NYISO_G-I | NYISO_J-K | Internal | Winter | B18 | 400 | 6130 | 6130 | 59.45 | 63.72 | 0.01 | 4.26
2035 | NYISO_G-I_2_NYISO_J-K | NYISO_G-I | NYISO_J-K | Internal | Winter | B19 | 700 | 6130 | 6130 | 57.3 | 63.72 | 0.01 | 6.4
2035 | NYISO_G-I_2_NYISO_J-K | NYISO_G-I | NYISO_J-K | Internal | Winter | B20 | 935 | 6130 | 6130 | 56.99 | 59.87 | 0.01 | 2.86
2035 | NYISO_G-I_2_PJM_E | NYISO_G-I | PJM_E | Internal | Shoulder | B11 | 25 | 1500 | 1500 | 61.06 | 73.34 | 8 | 4.28
2035 | NYISO_G-I_2_PJM_E | NYISO_G-I | PJM_E | Internal | Shoulder | B12 | 200 | 1500 | 0 | 55.71 | 63.68 | 8 | 0
2035 | NYISO_G-I_2_PJM_E | NYISO_G-I | PJM_E | Internal | Shoulder | B13 | 600 | 1500 | 0 | 49.73 | 54.06 | 8 | 0
2035 | NYISO_G-I_2_PJM_E | NYISO_G-I | PJM_E | Internal | Shoulder | B14 | 900 | 1500 | 0 | 49.48 | 51.99 | 8 | 0
2035 | NYISO_G-I_2_PJM_E | NYISO_G-I | PJM_E | Internal | Shoulder | B15 | 1203 | 1500 | 0 | 49 | 47.31 | 8 | 0
2035 | NYISO_G-I_2_PJM_E | NYISO_G-I | PJM_E | Internal | Summer | B1 | 10 | 1500 | 346.94 | 95.91 | 103.91 | 8 | 0
2035 | NYISO_G-I_2_PJM_E | NYISO_G-I | PJM_E | Internal | Summer | B2 | 25 | 1500 | 221.42 | 80.76 | 88.76 | 8 | 0
2035 | NYISO_G-I_2_PJM_E | NYISO_G-I | PJM_E | Internal | Summer | B3 | 75 | 1500 | 1500 | 70.89 | 82.99 | 8 | 4.1
2035 | NYISO_G-I_2_PJM_E | NYISO_G-I | PJM_E | Internal | Summer | B4 | 100 | 1500 | 1500 | 64.34 | 82.06 | 8 | 9.72
2035 | NYISO_G-I_2_PJM_E | NYISO_G-I | PJM_E | Internal | Summer | B5 | 200 | 1500 | 1500 | 60.87 | 77.42 | 8 | 8.55
2035 | NYISO_G-I_2_PJM_E | NYISO_G-I | PJM_E | Internal | Summer | B6 | 300 | 1500 | 157.57 | 53.45 | 61.45 | 8 | 0
2035 | NYISO_G-I_2_PJM_E | NYISO_G-I | PJM_E | Internal | Summer | B7 | 400 | 1500 | 0 | 52.39 | 50.47 | 8 | 0
2035 | NYISO_G-I_2_PJM_E | NYISO_G-I | PJM_E | Internal | Summer | B8 | 500 | 1500 | 0 | 48.18 | 49.57 | 8 | 0
2035 | NYISO_G-I_2_PJM_E | NYISO_G-I | PJM_E | Internal | Summer | B9 | 800 | 1500 | 0 | 46.13 | 45.69 | 8 | 0
2035 | NYISO_G-I_2_PJM_E | NYISO_G-I | PJM_E | Internal | Summer | B10 | 1262 | 1500 | 0 | 46.11 | 44.3 | 8 | 0
2035 | NYISO_G-I_2_PJM_E | NYISO_G-I | PJM_E | Internal | Winter | B16 | 25 | 1500 | 379.78 | 71.8 | 79.8 | 8 | 0
2035 | NYISO_G-I_2_PJM_E | NYISO_G-I | PJM_E | Internal | Winter | B17 | 100 | 1500 | 0 | 60.18 | 64.22 | 8 | 0
2035 | NYISO_G-I_2_PJM_E | NYISO_G-I | PJM_E | Internal | Winter | B18 | 400 | 1500 | 0 | 59.45 | 58.45 | 8 | 0
2035 | NYISO_G-I_2_PJM_E | NYISO_G-I | PJM_E | Internal | Winter | B19 | 700 | 1500 | 0 | 57.3 | 55.6 | 8 | 0
2035 | NYISO_G-I_2_PJM_E | NYISO_G-I | PJM_E | Internal | Winter | B20 | 935 | 1500 | 0 | 56.99 | 50.99 | 8 | 0
2035 | NYISO_J-K_2_PJM_E | NYISO_J-K | PJM_E | Internal | Shoulder | B11 | 25 | 0.01 | 0 | 66.32 | 73.34 | 8 | 0
2035 | NYISO_J-K_2_PJM_E | NYISO_J-K | PJM_E | Internal | Shoulder | B12 | 200 | 0.01 | 0 | 55.72 | 63.68 | 8 | 0
2035 | NYISO_J-K_2_PJM_E | NYISO_J-K | PJM_E | Internal | Shoulder | B13 | 600 | 0.01 | 0 | 49.74 | 54.06 | 8 | 0
2035 | NYISO_J-K_2_PJM_E | NYISO_J-K | PJM_E | Internal | Shoulder | B14 | 900 | 0.01 | 0 | 49.49 | 51.99 | 8 | 0
2035 | NYISO_J-K_2_PJM_E | NYISO_J-K | PJM_E | Internal | Shoulder | B15 | 1203 | 0.01 | 0 | 49.01 | 47.31 | 8 | 0
2035 | NYISO_J-K_2_PJM_E | NYISO_J-K | PJM_E | Internal | Summer | B1 | 10 | 0.01 | 0 | 95.92 | 103.91 | 8 | 0
2035 | NYISO_J-K_2_PJM_E | NYISO_J-K | PJM_E | Internal | Summer | B2 | 25 | 0.01 | 0 | 80.77 | 88.76 | 8 | 0
2035 | NYISO_J-K_2_PJM_E | NYISO_J-K | PJM_E | Internal | Summer | B3 | 75 | 0.01 | 0 | 70.9 | 82.99 | 8 | 4.09
2035 | NYISO_J-K_2_PJM_E | NYISO_J-K | PJM_E | Internal | Summer | B4 | 100 | 0.01 | 0 | 64.36 | 82.06 | 8 | 9.71
2035 | NYISO_J-K_2_PJM_E | NYISO_J-K | PJM_E | Internal | Summer | B5 | 200 | 0.01 | 0 | 60.88 | 77.42 | 8 | 8.54
2035 | NYISO_J-K_2_PJM_E | NYISO_J-K | PJM_E | Internal | Summer | B6 | 300 | 0.01 | 0 | 60.88 | 61.45 | 8 | 0
2035 | NYISO_J-K_2_PJM_E | NYISO_J-K | PJM_E | Internal | Summer | B7 | 400 | 0.01 | 0 | 60.88 | 50.47 | 8 | 0
2035 | NYISO_J-K_2_PJM_E | NYISO_J-K | PJM_E | Internal | Summer | B8 | 500 | 0.01 | 0 | 60.88 | 49.57 | 8 | 0
2035 | NYISO_J-K_2_PJM_E | NYISO_J-K | PJM_E | Internal | Summer | B9 | 800 | 0.01 | 0 | 46.14 | 45.69 | 8 | 0
2035 | NYISO_J-K_2_PJM_E | NYISO_J-K | PJM_E | Internal | Summer | B10 | 1262 | 0.01 | 0 | 46.12 | 44.3 | 8 | 0
2035 | NYISO_J-K_2_PJM_E | NYISO_J-K | PJM_E | Internal | Winter | B16 | 25 | 0.01 | 0 | 85.18 | 79.8 | 8 | 0
2035 | NYISO_J-K_2_PJM_E | NYISO_J-K | PJM_E | Internal | Winter | B17 | 100 | 0.01 | 0 | 70.22 | 64.22 | 8 | 0
2035 | NYISO_J-K_2_PJM_E | NYISO_J-K | PJM_E | Internal | Winter | B18 | 400 | 0.01 | 0 | 63.72 | 58.45 | 8 | 0
2035 | NYISO_J-K_2_PJM_E | NYISO_J-K | PJM_E | Internal | Winter | B19 | 700 | 0.01 | 0 | 63.72 | 55.6 | 8 | 0
2035 | NYISO_J-K_2_PJM_E | NYISO_J-K | PJM_E | Internal | Winter | B20 | 935 | 0.01 | 0 | 59.87 | 50.99 | 8 | 0
2035 | PJM_E_2_NYISO_G-I | PJM_E | NYISO_G-I | Internal | Shoulder | B11 | 25 | 500 | 0 | 73.34 | 61.06 | 6 | 0
2035 | PJM_E_2_NYISO_G-I | PJM_E | NYISO_G-I | Internal | Shoulder | B12 | 200 | 500 | 0 | 63.68 | 55.71 | 6 | 0
2035 | PJM_E_2_NYISO_G-I | PJM_E | NYISO_G-I | Internal | Shoulder | B13 | 600 | 500 | 0 | 54.06 | 49.73 | 6 | 0
2035 | PJM_E_2_NYISO_G-I | PJM_E | NYISO_G-I | Internal | Shoulder | B14 | 900 | 500 | 0 | 51.99 | 49.48 | 6 | 0
2035 | PJM_E_2_NYISO_G-I | PJM_E | NYISO_G-I | Internal | Shoulder | B15 | 1203 | 500 | 0 | 47.31 | 49 | 6 | 0
2035 | PJM_E_2_NYISO_G-I | PJM_E | NYISO_G-I | Internal | Summer | B1 | 10 | 500 | 0 | 103.91 | 95.91 | 6 | 0
2035 | PJM_E_2_NYISO_G-I | PJM_E | NYISO_G-I | Internal | Summer | B2 | 25 | 500 | 0 | 88.76 | 80.76 | 6 | 0
2035 | PJM_E_2_NYISO_G-I | PJM_E | NYISO_G-I | Internal | Summer | B3 | 75 | 500 | 0 | 82.99 | 70.89 | 6 | 0
2035 | PJM_E_2_NYISO_G-I | PJM_E | NYISO_G-I | Internal | Summer | B4 | 100 | 500 | 0 | 82.06 | 64.34 | 6 | 0
2035 | PJM_E_2_NYISO_G-I | PJM_E | NYISO_G-I | Internal | Summer | B5 | 200 | 500 | 0 | 77.42 | 60.87 | 6 | 0
2035 | PJM_E_2_NYISO_G-I | PJM_E | NYISO_G-I | Internal | Summer | B6 | 300 | 500 | 0 | 61.45 | 53.45 | 6 | 0
2035 | PJM_E_2_NYISO_G-I | PJM_E | NYISO_G-I | Internal | Summer | B7 | 400 | 500 | 0 | 50.47 | 52.39 | 6 | 0
2035 | PJM_E_2_NYISO_G-I | PJM_E | NYISO_G-I | Internal | Summer | B8 | 500 | 500 | 0 | 49.57 | 48.18 | 6 | 0
2035 | PJM_E_2_NYISO_G-I | PJM_E | NYISO_G-I | Internal | Summer | B9 | 800 | 500 | 0 | 45.69 | 46.13 | 6 | 0
2035 | PJM_E_2_NYISO_G-I | PJM_E | NYISO_G-I | Internal | Summer | B10 | 1262 | 500 | 0 | 44.3 | 46.11 | 6 | 0
2035 | PJM_E_2_NYISO_G-I | PJM_E | NYISO_G-I | Internal | Winter | B16 | 25 | 500 | 0 | 79.8 | 71.8 | 6 | 0
2035 | PJM_E_2_NYISO_G-I | PJM_E | NYISO_G-I | Internal | Winter | B17 | 100 | 500 | 0 | 64.22 | 60.18 | 6 | 0
2035 | PJM_E_2_NYISO_G-I | PJM_E | NYISO_G-I | Internal | Winter | B18 | 400 | 500 | 0 | 58.45 | 59.45 | 6 | 0
2035 | PJM_E_2_NYISO_G-I | PJM_E | NYISO_G-I | Internal | Winter | B19 | 700 | 500 | 0 | 55.6 | 57.3 | 6 | 0
2035 | PJM_E_2_NYISO_G-I | PJM_E | NYISO_G-I | Internal | Winter | B20 | 935 | 500 | 315.41 | 50.99 | 56.99 | 6 | 0
2035 | PJM_E_2_NYISO_J-K | PJM_E | NYISO_J-K | Internal | Shoulder | B11 | 25 | 330 | 0 | 73.34 | 66.32 | 6 | 0
2035 | PJM_E_2_NYISO_J-K | PJM_E | NYISO_J-K | Internal | Shoulder | B12 | 200 | 330 | 0 | 63.68 | 55.72 | 6 | 0
2035 | PJM_E_2_NYISO_J-K | PJM_E | NYISO_J-K | Internal | Shoulder | B13 | 600 | 330 | 0 | 54.06 | 49.74 | 6 | 0
2035 | PJM_E_2_NYISO_J-K | PJM_E | NYISO_J-K | Internal | Shoulder | B14 | 900 | 330 | 0 | 51.99 | 49.49 | 6 | 0
2035 | PJM_E_2_NYISO_J-K | PJM_E | NYISO_J-K | Internal | Shoulder | B15 | 1203 | 330 | 0 | 47.31 | 49.01 | 6 | 0
2035 | PJM_E_2_NYISO_J-K | PJM_E | NYISO_J-K | Internal | Summer | B1 | 10 | 330 | 0 | 103.91 | 95.92 | 6 | 0
2035 | PJM_E_2_NYISO_J-K | PJM_E | NYISO_J-K | Internal | Summer | B2 | 25 | 330 | 0 | 88.76 | 80.77 | 6 | 0
2035 | PJM_E_2_NYISO_J-K | PJM_E | NYISO_J-K | Internal | Summer | B3 | 75 | 330 | 0 | 82.99 | 70.9 | 6 | 0
2035 | PJM_E_2_NYISO_J-K | PJM_E | NYISO_J-K | Internal | Summer | B4 | 100 | 330 | 0 | 82.06 | 64.36 | 6 | 0
2035 | PJM_E_2_NYISO_J-K | PJM_E | NYISO_J-K | Internal | Summer | B5 | 200 | 330 | 0 | 77.42 | 60.88 | 6 | 0
2035 | PJM_E_2_NYISO_J-K | PJM_E | NYISO_J-K | Internal | Summer | B6 | 300 | 330 | 0 | 61.45 | 60.88 | 6 | 0
2035 | PJM_E_2_NYISO_J-K | PJM_E | NYISO_J-K | Internal | Summer | B7 | 400 | 330 | 330 | 50.47 | 60.88 | 6 | 4.41
2035 | PJM_E_2_NYISO_J-K | PJM_E | NYISO_J-K | Internal | Summer | B8 | 500 | 330 | 330 | 49.57 | 60.88 | 6 | 5.32
2035 | PJM_E_2_NYISO_J-K | PJM_E | NYISO_J-K | Internal | Summer | B9 | 800 | 330 | 0 | 45.69 | 46.14 | 6 | 0
2035 | PJM_E_2_NYISO_J-K | PJM_E | NYISO_J-K | Internal | Summer | B10 | 1262 | 330 | 0 | 44.3 | 46.12 | 6 | 0
2035 | PJM_E_2_NYISO_J-K | PJM_E | NYISO_J-K | Internal | Winter | B16 | 25 | 330 | 0 | 79.8 | 85.18 | 6 | 0
2035 | PJM_E_2_NYISO_J-K | PJM_E | NYISO_J-K | Internal | Winter | B17 | 100 | 330 | 100.52 | 64.22 | 70.22 | 6 | 0
2035 | PJM_E_2_NYISO_J-K | PJM_E | NYISO_J-K | Internal | Winter | B18 | 400 | 330 | 0 | 58.45 | 63.72 | 6 | 0
2035 | PJM_E_2_NYISO_J-K | PJM_E | NYISO_J-K | Internal | Winter | B19 | 700 | 330 | 330 | 55.6 | 63.72 | 6 | 2.12
2035 | PJM_E_2_NYISO_J-K | PJM_E | NYISO_J-K | Internal | Winter | B20 | 935 | 330 | 330 | 50.99 | 59.87 | 6 | 2.87
2035 | PJM_E_2_PJM_ROM | PJM_E | PJM_ROM | Internal | Shoulder | B11 | 25 | 8000 | 2108.33 | 73.34 | 73.36 | 0.01 | 0
2035 | PJM_E_2_PJM_ROM | PJM_E | PJM_ROM | Internal | Shoulder | B12 | 200 | 8000 | 295.02 | 63.68 | 63.7 | 0.01 | 0
2035 | PJM_E_2_PJM_ROM | PJM_E | PJM_ROM | Internal | Shoulder | B13 | 600 | 8000 | 680.21 | 54.06 | 54.07 | 0.01 | 0
2035 | PJM_E_2_PJM_ROM | PJM_E | PJM_ROM | Internal | Shoulder | B14 | 900 | 8000 | 0 | 51.99 | 51.98 | 0.01 | 0
2035 | PJM_E_2_PJM_ROM | PJM_E | PJM_ROM | Internal | Shoulder | B15 | 1203 | 8000 | 0 | 47.31 | 47.3 | 0.01 | 0
2035 | PJM_E_2_PJM_ROM | PJM_E | PJM_ROM | Internal | Summer | B1 | 10 | 8000 | 0 | 103.91 | 103.89 | 0.01 | 0
2035 | PJM_E_2_PJM_ROM | PJM_E | PJM_ROM | Internal | Summer | B2 | 25 | 8000 | 0 | 88.76 | 88.75 | 0.01 | 0
2035 | PJM_E_2_PJM_ROM | PJM_E | PJM_ROM | Internal | Summer | B3 | 75 | 8000 | 0 | 82.99 | 82.98 | 0.01 | 0
2035 | PJM_E_2_PJM_ROM | PJM_E | PJM_ROM | Internal | Summer | B4 | 100 | 8000 | 1070.97 | 82.06 | 82.07 | 0.01 | 0
2035 | PJM_E_2_PJM_ROM | PJM_E | PJM_ROM | Internal | Summer | B5 | 200 | 8000 | 2214.58 | 77.42 | 77.44 | 0.01 | 0
2035 | PJM_E_2_PJM_ROM | PJM_E | PJM_ROM | Internal | Summer | B6 | 300 | 8000 | 0 | 61.45 | 61.44 | 0.01 | 0
2035 | PJM_E_2_PJM_ROM | PJM_E | PJM_ROM | Internal | Summer | B7 | 400 | 8000 | 0 | 50.47 | 50.46 | 0.01 | 0
2035 | PJM_E_2_PJM_ROM | PJM_E | PJM_ROM | Internal | Summer | B8 | 500 | 8000 | 0 | 49.57 | 49.55 | 0.01 | 0
2035 | PJM_E_2_PJM_ROM | PJM_E | PJM_ROM | Internal | Summer | B9 | 800 | 8000 | 0 | 45.69 | 45.68 | 0.01 | 0
2035 | PJM_E_2_PJM_ROM | PJM_E | PJM_ROM | Internal | Summer | B10 | 1262 | 8000 | 0 | 44.3 | 44.29 | 0.01 | 0
2035 | PJM_E_2_PJM_ROM | PJM_E | PJM_ROM | Internal | Winter | B16 | 25 | 8000 | 0 | 79.8 | 79.79 | 0.01 | 0
2035 | PJM_E_2_PJM_ROM | PJM_E | PJM_ROM | Internal | Winter | B17 | 100 | 8000 | 0 | 64.22 | 64.21 | 0.01 | 0
2035 | PJM_E_2_PJM_ROM | PJM_E | PJM_ROM | Internal | Winter | B18 | 400 | 8000 | 0 | 58.45 | 58.44 | 0.01 | 0
2035 | PJM_E_2_PJM_ROM | PJM_E | PJM_ROM | Internal | Winter | B19 | 700 | 8000 | 0 | 55.6 | 55.59 | 0.01 | 0
2035 | PJM_E_2_PJM_ROM | PJM_E | PJM_ROM | Internal | Winter | B20 | 935 | 8000 | 0 | 50.99 | 50.98 | 0.01 | 0
2035 | PJM_ROR_2_MISO_IN | PJM_ROR | MISO_IN | Internal | Shoulder | B11 | 25 | 909 | 909 | 73.37 | 80.37 | 2 | 5
2035 | PJM_ROR_2_MISO_IN | PJM_ROR | MISO_IN | Internal | Shoulder | B12 | 200 | 909 | 0 | 63.71 | 63.26 | 2 | 0
2035 | PJM_ROR_2_MISO_IN | PJM_ROR | MISO_IN | Internal | Shoulder | B13 | 600 | 909 | 0 | 54.09 | 54.95 | 2 | 0
2035 | PJM_ROR_2_MISO_IN | PJM_ROR | MISO_IN | Internal | Shoulder | B14 | 900 | 909 | 0 | 51.99 | 53.22 | 2 | 0
2035 | PJM_ROR_2_MISO_IN | PJM_ROR | MISO_IN | Internal | Shoulder | B15 | 1203 | 909 | 0 | 47.29 | 47.35 | 2 | 0
2035 | PJM_ROR_2_MISO_IN | PJM_ROR | MISO_IN | Internal | Summer | B1 | 10 | 909 | 0 | 103.88 | 101.87 | 2 | 0
2035 | PJM_ROR_2_MISO_IN | PJM_ROR | MISO_IN | Internal | Summer | B2 | 25 | 909 | 0 | 88.73 | 86.75 | 2 | 0
2035 | PJM_ROR_2_MISO_IN | PJM_ROR | MISO_IN | Internal | Summer | B3 | 75 | 909 | 0 | 82.99 | 84.89 | 2 | 0
2035 | PJM_ROR_2_MISO_IN | PJM_ROR | MISO_IN | Internal | Summer | B4 | 100 | 909 | 0 | 82.09 | 84.07 | 2 | 0
2035 | PJM_ROR_2_MISO_IN | PJM_ROR | MISO_IN | Internal | Summer | B5 | 200 | 909 | 909 | 77.45 | 79.46 | 2 | 0.01
2035 | PJM_ROR_2_MISO_IN | PJM_ROR | MISO_IN | Internal | Summer | B6 | 300 | 909 | 0 | 61.45 | 61.78 | 2 | 0
2035 | PJM_ROR_2_MISO_IN | PJM_ROR | MISO_IN | Internal | Summer | B7 | 400 | 909 | 0 | 50.44 | 52.37 | 2 | 0
2035 | PJM_ROR_2_MISO_IN | PJM_ROR | MISO_IN | Internal | Summer | B8 | 500 | 909 | 0 | 49.54 | 49.65 | 2 | 0
2035 | PJM_ROR_2_MISO_IN | PJM_ROR | MISO_IN | Internal | Summer | B9 | 800 | 909 | 0 | 45.67 | 46.53 | 2 | 0
2035 | PJM_ROR_2_MISO_IN | PJM_ROR | MISO_IN | Internal | Summer | B10 | 1262 | 909 | 0 | 44.3 | 44.35 | 2 | 0
2035 | PJM_ROR_2_MISO_IN | PJM_ROR | MISO_IN | Internal | Winter | B16 | 25 | 909 | 0 | 79.8 | 77.82 | 2 | 0
2035 | PJM_ROR_2_MISO_IN | PJM_ROR | MISO_IN | Internal | Winter | B17 | 100 | 909 | 0 | 64.2 | 62.2 | 2 | 0
2035 | PJM_ROR_2_MISO_IN | PJM_ROR | MISO_IN | Internal | Winter | B18 | 400 | 909 | 0 | 58.42 | 56.44 | 2 | 0
2035 | PJM_ROR_2_MISO_IN | PJM_ROR | MISO_IN | Internal | Winter | B19 | 700 | 909 | 0 | 55.58 | 53.59 | 2 | 0
2035 | PJM_ROR_2_MISO_IN | PJM_ROR | MISO_IN | Internal | Winter | B20 | 935 | 909 | 0 | 50.97 | 48.96 | 2 | 0
2035 | PJM_ROR_2_MISO_MI | PJM_ROR | MISO_MI | Internal | Shoulder | B11 | 25 | 1305 | 0 | 73.37 | 75.36 | 2 | 0
2035 | PJM_ROR_2_MISO_MI | PJM_ROR | MISO_MI | Internal | Shoulder | B12 | 200 | 1305 | 0 | 63.71 | 63.27 | 2 | 0
2035 | PJM_ROR_2_MISO_MI | PJM_ROR | MISO_MI | Internal | Shoulder | B13 | 600 | 1305 | 0 | 54.09 | 54.97 | 2 | 0
2035 | PJM_ROR_2_MISO_MI | PJM_ROR | MISO_MI | Internal | Shoulder | B14 | 900 | 1305 | 0 | 51.99 | 53.23 | 2 | 0
2035 | PJM_ROR_2_MISO_MI | PJM_ROR | MISO_MI | Internal | Shoulder | B15 | 1203 | 1305 | 0 | 47.29 | 47.37 | 2 | 0
2035 | PJM_ROR_2_MISO_MI | PJM_ROR | MISO_MI | Internal | Summer | B1 | 10 | 1305 | 0 | 103.88 | 101.88 | 2 | 0
2035 | PJM_ROR_2_MISO_MI | PJM_ROR | MISO_MI | Internal | Summer | B2 | 25 | 1305 | 0 | 88.73 | 86.73 | 2 | 0
2035 | PJM_ROR_2_MISO_MI | PJM_ROR | MISO_MI | Internal | Summer | B3 | 75 | 1305 | 0 | 82.99 | 84.88 | 2 | 0
2035 | PJM_ROR_2_MISO_MI | PJM_ROR | MISO_MI | Internal | Summer | B4 | 100 | 1305 | 0 | 82.09 | 81.6 | 2 | 0
2035 | PJM_ROR_2_MISO_MI | PJM_ROR | MISO_MI | Internal | Summer | B5 | 200 | 1305 | 292 | 77.45 | 79.45 | 2 | 0
2035 | PJM_ROR_2_MISO_MI | PJM_ROR | MISO_MI | Internal | Summer | B6 | 300 | 1305 | 0 | 61.45 | 61.77 | 2 | 0
2035 | PJM_ROR_2_MISO_MI | PJM_ROR | MISO_MI | Internal | Summer | B7 | 400 | 1305 | 0 | 50.44 | 52.38 | 2 | 0
2035 | PJM_ROR_2_MISO_MI | PJM_ROR | MISO_MI | Internal | Summer | B8 | 500 | 1305 | 0 | 49.54 | 49.66 | 2 | 0
2035 | PJM_ROR_2_MISO_MI | PJM_ROR | MISO_MI | Internal | Summer | B9 | 800 | 1305 | 0 | 45.67 | 46.54 | 2 | 0
2035 | PJM_ROR_2_MISO_MI | PJM_ROR | MISO_MI | Internal | Summer | B10 | 1262 | 1305 | 0 | 44.3 | 44.36 | 2 | 0
2035 | PJM_ROR_2_MISO_MI | PJM_ROR | MISO_MI | Internal | Winter | B16 | 25 | 1305 | 0 | 79.8 | 77.8 | 2 | 0
2035 | PJM_ROR_2_MISO_MI | PJM_ROR | MISO_MI | Internal | Winter | B17 | 100 | 1305 | 0 | 64.2 | 62.21 | 2 | 0
2035 | PJM_ROR_2_MISO_MI | PJM_ROR | MISO_MI | Internal | Winter | B18 | 400 | 1305 | 0 | 58.42 | 56.45 | 2 | 0
2035 | PJM_ROR_2_MISO_MI | PJM_ROR | MISO_MI | Internal | Winter | B19 | 700 | 1305 | 0 | 55.58 | 53.6 | 2 | 0
2035 | PJM_ROR_2_MISO_MI | PJM_ROR | MISO_MI | Internal | Winter | B20 | 935 | 1305 | 0 | 50.97 | 48.97 | 2 | 0
2035 | PJM_ROR_2_MISO_MO-IL | PJM_ROR | MISO_MO-IL | Internal | Shoulder | B11 | 25 | 1111 | 1111 | 73.37 | 80.38 | 2 | 5.01
2035 | PJM_ROR_2_MISO_MO-IL | PJM_ROR | MISO_MO-IL | Internal | Shoulder | B12 | 200 | 1111 | 0 | 63.71 | 63.25 | 2 | 0
2035 | PJM_ROR_2_MISO_MO-IL | PJM_ROR | MISO_MO-IL | Internal | Shoulder | B13 | 600 | 1111 | 0 | 54.09 | 54.97 | 2 | 0
2035 | PJM_ROR_2_MISO_MO-IL | PJM_ROR | MISO_MO-IL | Internal | Shoulder | B14 | 900 | 1111 | 0 | 51.99 | 53.23 | 2 | 0
2035 | PJM_ROR_2_MISO_MO-IL | PJM_ROR | MISO_MO-IL | Internal | Shoulder | B15 | 1203 | 1111 | 0 | 47.29 | 47.34 | 2 | 0
2035 | PJM_ROR_2_MISO_MO-IL | PJM_ROR | MISO_MO-IL | Internal | Summer | B1 | 10 | 1111 | 0 | 103.88 | 101.86 | 2 | 0
2035 | PJM_ROR_2_MISO_MO-IL | PJM_ROR | MISO_MO-IL | Internal | Summer | B2 | 25 | 1111 | 0 | 88.73 | 86.76 | 2 | 0
2035 | PJM_ROR_2_MISO_MO-IL | PJM_ROR | MISO_MO-IL | Internal | Summer | B3 | 75 | 1111 | 0 | 82.99 | 84.88 | 2 | 0
2035 | PJM_ROR_2_MISO_MO-IL | PJM_ROR | MISO_MO-IL | Internal | Summer | B4 | 100 | 1111 | 693.89 | 82.09 | 84.09 | 2 | 0
2035 | PJM_ROR_2_MISO_MO-IL | PJM_ROR | MISO_MO-IL | Internal | Summer | B5 | 200 | 1111 | 1111 | 77.45 | 79.47 | 2 | 0.02
2035 | PJM_ROR_2_MISO_MO-IL | PJM_ROR | MISO_MO-IL | Internal | Summer | B6 | 300 | 1111 | 0 | 61.45 | 61.8 | 2 | 0
2035 | PJM_ROR_2_MISO_MO-IL | PJM_ROR | MISO_MO-IL | Internal | Summer | B7 | 400 | 1111 | 0 | 50.44 | 52.38 | 2 | 0
2035 | PJM_ROR_2_MISO_MO-IL | PJM_ROR | MISO_MO-IL | Internal | Summer | B8 | 500 | 1111 | 0 | 49.54 | 49.64 | 2 | 0
2035 | PJM_ROR_2_MISO_MO-IL | PJM_ROR | MISO_MO-IL | Internal | Summer | B9 | 800 | 1111 | 0 | 45.67 | 46.54 | 2 | 0
2035 | PJM_ROR_2_MISO_MO-IL | PJM_ROR | MISO_MO-IL | Internal | Summer | B10 | 1262 | 1111 | 0 | 44.3 | 44.26 | 2 | 0
2035 | PJM_ROR_2_MISO_MO-IL | PJM_ROR | MISO_MO-IL | Internal | Winter | B16 | 25 | 1111 | 0 | 79.8 | 77.8 | 2 | 0
2035 | PJM_ROR_2_MISO_MO-IL | PJM_ROR | MISO_MO-IL | Internal | Winter | B17 | 100 | 1111 | 0 | 64.2 | 62.18 | 2 | 0
2035 | PJM_ROR_2_MISO_MO-IL | PJM_ROR | MISO_MO-IL | Internal | Winter | B18 | 400 | 1111 | 0 | 58.42 | 56.42 | 2 | 0
2035 | PJM_ROR_2_MISO_MO-IL | PJM_ROR | MISO_MO-IL | Internal | Winter | B19 | 700 | 1111 | 0 | 55.58 | 53.58 | 2 | 0
2035 | PJM_ROR_2_MISO_MO-IL | PJM_ROR | MISO_MO-IL | Internal | Winter | B20 | 935 | 1111 | 0 | 50.97 | 48.95 | 2 | 0
2035 | PJM_ROR_2_MISO_W | PJM_ROR | MISO_W | Internal | Shoulder | B11 | 25 | 709 | 709 | 73.37 | 80.37 | 2 | 5
2035 | PJM_ROR_2_MISO_W | PJM_ROR | MISO_W | Internal | Shoulder | B12 | 200 | 709 | 0 | 63.71 | 63.24 | 2 | 0
2035 | PJM_ROR_2_MISO_W | PJM_ROR | MISO_W | Internal | Shoulder | B13 | 600 | 709 | 0 | 54.09 | 54.98 | 2 | 0
2035 | PJM_ROR_2_MISO_W | PJM_ROR | MISO_W | Internal | Shoulder | B14 | 900 | 709 | 482.03 | 51.99 | 53.99 | 2 | 0
2035 | PJM_ROR_2_MISO_W | PJM_ROR | MISO_W | Internal | Shoulder | B15 | 1203 | 709 | 0 | 47.29 | 47.35 | 2 | 0
2035 | PJM_ROR_2_MISO_W | PJM_ROR | MISO_W | Internal | Summer | B1 | 10 | 709 | 0 | 103.88 | 101.85 | 2 | 0
2035 | PJM_ROR_2_MISO_W | PJM_ROR | MISO_W | Internal | Summer | B2 | 25 | 709 | 0 | 88.73 | 86.77 | 2 | 0
2035 | PJM_ROR_2_MISO_W | PJM_ROR | MISO_W | Internal | Summer | B3 | 75 | 709 | 709 | 82.99 | 85.92 | 2 | 0.93
2035 | PJM_ROR_2_MISO_W | PJM_ROR | MISO_W | Internal | Summer | B4 | 100 | 709 | 709 | 82.09 | 85.92 | 2 | 1.83
2035 | PJM_ROR_2_MISO_W | PJM_ROR | MISO_W | Internal | Summer | B5 | 200 | 709 | 709 | 77.45 | 79.48 | 2 | 0.04
2035 | PJM_ROR_2_MISO_W | PJM_ROR | MISO_W | Internal | Summer | B6 | 300 | 709 | 0 | 61.45 | 62.8 | 2 | 0
2035 | PJM_ROR_2_MISO_W | PJM_ROR | MISO_W | Internal | Summer | B7 | 400 | 709 | 0 | 50.44 | 52.38 | 2 | 0
2035 | PJM_ROR_2_MISO_W | PJM_ROR | MISO_W | Internal | Summer | B8 | 500 | 709 | 0 | 49.54 | 49.62 | 2 | 0
2035 | PJM_ROR_2_MISO_W | PJM_ROR | MISO_W | Internal | Summer | B9 | 800 | 709 | 0 | 45.67 | 47.65 | 2 | 0
2035 | PJM_ROR_2_MISO_W | PJM_ROR | MISO_W | Internal | Summer | B10 | 1262 | 709 | 0 | 44.3 | 44.24 | 2 | 0
2035 | PJM_ROR_2_MISO_W | PJM_ROR | MISO_W | Internal | Winter | B16 | 25 | 709 | 0 | 79.8 | 77.79 | 2 | 0
2035 | PJM_ROR_2_MISO_W | PJM_ROR | MISO_W | Internal | Winter | B17 | 100 | 709 | 0 | 64.2 | 62.17 | 2 | 0
2035 | PJM_ROR_2_MISO_W | PJM_ROR | MISO_W | Internal | Winter | B18 | 400 | 709 | 0 | 58.42 | 58.84 | 2 | 0
2035 | PJM_ROR_2_MISO_W | PJM_ROR | MISO_W | Internal | Winter | B19 | 700 | 709 | 0 | 55.58 | 54.95 | 2 | 0
2035 | PJM_ROR_2_MISO_W | PJM_ROR | MISO_W | Internal | Winter | B20 | 935 | 709 | 0 | 50.97 | 48.93 | 2 | 0
2035 | PJM_ROR_2_MISO_WUMS | PJM_ROR | MISO_WUMS | Internal | Shoulder | B11 | 25 | 1467 | 950.41 | 73.37 | 75.37 | 2 | 0
2035 | PJM_ROR_2_MISO_WUMS | PJM_ROR | MISO_WUMS | Internal | Shoulder | B12 | 200 | 1467 | 0 | 63.71 | 63.22 | 2 | 0
2035 | PJM_ROR_2_MISO_WUMS | PJM_ROR | MISO_WUMS | Internal | Shoulder | B13 | 600 | 1467 | 0 | 54.09 | 54.97 | 2 | 0
2035 | PJM_ROR_2_MISO_WUMS | PJM_ROR | MISO_WUMS | Internal | Shoulder | B14 | 900 | 1467 | 0 | 51.99 | 53.32 | 2 | 0
2035 | PJM_ROR_2_MISO_WUMS | PJM_ROR | MISO_WUMS | Internal | Shoulder | B15 | 1203 | 1467 | 0 | 47.29 | 47.37 | 2 | 0
2035 | PJM_ROR_2_MISO_WUMS | PJM_ROR | MISO_WUMS | Internal | Summer | B1 | 10 | 1467 | 0 | 103.88 | 80.84 | 2 | 0
2035 | PJM_ROR_2_MISO_WUMS | PJM_ROR | MISO_WUMS | Internal | Summer | B2 | 25 | 1467 | 0 | 88.73 | 80.84 | 2 | 0
2035 | PJM_ROR_2_MISO_WUMS | PJM_ROR | MISO_WUMS | Internal | Summer | B3 | 75 | 1467 | 0 | 82.99 | 80.84 | 2 | 0
2035 | PJM_ROR_2_MISO_WUMS | PJM_ROR | MISO_WUMS | Internal | Summer | B4 | 100 | 1467 | 0 | 82.09 | 80.84 | 2 | 0
2035 | PJM_ROR_2_MISO_WUMS | PJM_ROR | MISO_WUMS | Internal | Summer | B5 | 200 | 1467 | 974.13 | 77.45 | 79.45 | 2 | 0
2035 | PJM_ROR_2_MISO_WUMS | PJM_ROR | MISO_WUMS | Internal | Summer | B6 | 300 | 1467 | 0 | 61.45 | 62.78 | 2 | 0
2035 | PJM_ROR_2_MISO_WUMS | PJM_ROR | MISO_WUMS | Internal | Summer | B7 | 400 | 1467 | 0 | 50.44 | 52.37 | 2 | 0
2035 | PJM_ROR_2_MISO_WUMS | PJM_ROR | MISO_WUMS | Internal | Summer | B8 | 500 | 1467 | 0 | 49.54 | 49.61 | 2 | 0
2035 | PJM_ROR_2_MISO_WUMS | PJM_ROR | MISO_WUMS | Internal | Summer | B9 | 800 | 1467 | 0 | 45.67 | 47.66 | 2 | 0
2035 | PJM_ROR_2_MISO_WUMS | PJM_ROR | MISO_WUMS | Internal | Summer | B10 | 1262 | 1467 | 0 | 44.3 | 45.64 | 2 | 0
2035 | PJM_ROR_2_MISO_WUMS | PJM_ROR | MISO_WUMS | Internal | Winter | B16 | 25 | 1467 | 0 | 79.8 | 77.8 | 2 | 0
2035 | PJM_ROR_2_MISO_WUMS | PJM_ROR | MISO_WUMS | Internal | Winter | B17 | 100 | 1467 | 0 | 64.2 | 62.2 | 2 | 0
2035 | PJM_ROR_2_MISO_WUMS | PJM_ROR | MISO_WUMS | Internal | Winter | B18 | 400 | 1467 | 0 | 58.42 | 58.83 | 2 | 0
2035 | PJM_ROR_2_MISO_WUMS | PJM_ROR | MISO_WUMS | Internal | Winter | B19 | 700 | 1467 | 0 | 55.58 | 54.94 | 2 | 0
2035 | PJM_ROR_2_MISO_WUMS | PJM_ROR | MISO_WUMS | Internal | Winter | B20 | 935 | 1467 | 0 | 50.97 | 50.4 | 2 | 0
2035 | PJM_ROR_2_PJM_ROM | PJM_ROR | PJM_ROM | Internal | Shoulder | B11 | 25 | 8000 | 0 | 73.37 | 73.36 | 0.01 | 0
2035 | PJM_ROR_2_PJM_ROM | PJM_ROR | PJM_ROM | Internal | Shoulder | B12 | 200 | 8000 | 0 | 63.71 | 63.7 | 0.01 | 0
2035 | PJM_ROR_2_PJM_ROM | PJM_ROR | PJM_ROM | Internal | Shoulder | B13 | 600 | 8000 | 0 | 54.09 | 54.07 | 0.01 | 0
2035 | PJM_ROR_2_PJM_ROM | PJM_ROR | PJM_ROM | Internal | Shoulder | B14 | 900 | 8000 | 0 | 51.99 | 51.98 | 0.01 | 0
2035 | PJM_ROR_2_PJM_ROM | PJM_ROR | PJM_ROM | Internal | Shoulder | B15 | 1203 | 8000 | 396.79 | 47.29 | 47.3 | 0.01 | 0
2035 | PJM_ROR_2_PJM_ROM | PJM_ROR | PJM_ROM | Internal | Summer | B1 | 10 | 8000 | 5266.76 | 103.88 | 103.89 | 0.01 | 0
2035 | PJM_ROR_2_PJM_ROM | PJM_ROR | PJM_ROM | Internal | Summer | B2 | 25 | 8000 | 4409.02 | 88.73 | 88.75 | 0.01 | 0
2035 | PJM_ROR_2_PJM_ROM | PJM_ROR | PJM_ROM | Internal | Summer | B3 | 75 | 8000 | 0 | 82.99 | 82.98 | 0.01 | 0
2035 | PJM_ROR_2_PJM_ROM | PJM_ROR | PJM_ROM | Internal | Summer | B4 | 100 | 8000 | 0 | 82.09 | 82.07 | 0.01 | 0
2035 | PJM_ROR_2_PJM_ROM | PJM_ROR | PJM_ROM | Internal | Summer | B5 | 200 | 8000 | 0 | 77.45 | 77.44 | 0.01 | 0
2035 | PJM_ROR_2_PJM_ROM | PJM_ROR | PJM_ROM | Internal | Summer | B6 | 300 | 8000 | 0 | 61.45 | 61.44 | 0.01 | 0
2035 | PJM_ROR_2_PJM_ROM | PJM_ROR | PJM_ROM | Internal | Summer | B7 | 400 | 8000 | 138.54 | 50.44 | 50.46 | 0.01 | 0
2035 | PJM_ROR_2_PJM_ROM | PJM_ROR | PJM_ROM | Internal | Summer | B8 | 500 | 8000 | 654.5 | 49.54 | 49.55 | 0.01 | 0
2035 | PJM_ROR_2_PJM_ROM | PJM_ROR | PJM_ROM | Internal | Summer | B9 | 800 | 8000 | 3296.69 | 45.67 | 45.68 | 0.01 | 0
2035 | PJM_ROR_2_PJM_ROM | PJM_ROR | PJM_ROM | Internal | Summer | B10 | 1262 | 8000 | 0 | 44.3 | 44.29 | 0.01 | 0
2035 | PJM_ROR_2_PJM_ROM | PJM_ROR | PJM_ROM | Internal | Winter | B16 | 25 | 8000 | 0 | 79.8 | 79.79 | 0.01 | 0
2035 | PJM_ROR_2_PJM_ROM | PJM_ROR | PJM_ROM | Internal | Winter | B17 | 100 | 8000 | 1127.29 | 64.2 | 64.21 | 0.01 | 0
2035 | PJM_ROR_2_PJM_ROM | PJM_ROR | PJM_ROM | Internal | Winter | B18 | 400 | 8000 | 2041.16 | 58.42 | 58.44 | 0.01 | 0
2035 | PJM_ROR_2_PJM_ROM | PJM_ROR | PJM_ROM | Internal | Winter | B19 | 700 | 8000 | 3027.88 | 55.58 | 55.59 | 0.01 | 0
2035 | PJM_ROR_2_PJM_ROM | PJM_ROR | PJM_ROM | Internal | Winter | B20 | 935 | 8000 | 4241.07 | 50.97 | 50.98 | 0.01 | 0
2035 | PJM_ROR_2_TVA_Transmission | PJM_ROR | TVA_Transmission | Internal | Shoulder | B11 | 25 | 2500 | 742.81 | 73.37 | 79.37 | 6 | 0
2035 | PJM_ROR_2_TVA_Transmission | PJM_ROR | TVA_Transmission | Internal | Shoulder | B12 | 200 | 2500 | 0 | 63.71 | 63.47 | 6 | 0
2035 | PJM_ROR_2_TVA_Transmission | PJM_ROR | TVA_Transmission | Internal | Shoulder | B13 | 600 | 2500 | 0 | 54.09 | 57.57 | 6 | 0
2035 | PJM_ROR_2_TVA_Transmission | PJM_ROR | TVA_Transmission | Internal | Shoulder | B14 | 900 | 2500 | 0 | 51.99 | 56.64 | 6 | 0
2035 | PJM_ROR_2_TVA_Transmission | PJM_ROR | TVA_Transmission | Internal | Shoulder | B15 | 1203 | 2500 | 553.02 | 47.29 | 53.29 | 6 | 0
2035 | PJM_ROR_2_TVA_Transmission | PJM_ROR | TVA_Transmission | Internal | Summer | B1 | 10 | 2500 | 0 | 103.88 | 101.25 | 6 | 0
2035 | PJM_ROR_2_TVA_Transmission | PJM_ROR | TVA_Transmission | Internal | Summer | B2 | 25 | 2500 | 2500 | 88.73 | 94.76 | 6 | 0.02
2035 | PJM_ROR_2_TVA_Transmission | PJM_ROR | TVA_Transmission | Internal | Summer | B3 | 75 | 2500 | 1220.51 | 82.99 | 88.99 | 6 | 0
2035 | PJM_ROR_2_TVA_Transmission | PJM_ROR | TVA_Transmission | Internal | Summer | B4 | 100 | 2500 | 638.61 | 82.09 | 88.09 | 6 | 0
2035 | PJM_ROR_2_TVA_Transmission | PJM_ROR | TVA_Transmission | Internal | Summer | B5 | 200 | 2500 | 1935.38 | 77.45 | 83.45 | 6 | 0
2035 | PJM_ROR_2_TVA_Transmission | PJM_ROR | TVA_Transmission | Internal | Summer | B6 | 300 | 2500 | 0 | 61.45 | 67.36 | 6 | 0
2035 | PJM_ROR_2_TVA_Transmission | PJM_ROR | TVA_Transmission | Internal | Summer | B7 | 400 | 2500 | 0 | 50.44 | 55.72 | 6 | 0
2035 | PJM_ROR_2_TVA_Transmission | PJM_ROR | TVA_Transmission | Internal | Summer | B8 | 500 | 2500 | 0 | 49.54 | 54.87 | 6 | 0
2035 | PJM_ROR_2_TVA_Transmission | PJM_ROR | TVA_Transmission | Internal | Summer | B9 | 800 | 2500 | 488.66 | 45.67 | 51.67 | 6 | 0
2035 | PJM_ROR_2_TVA_Transmission | PJM_ROR | TVA_Transmission | Internal | Summer | B10 | 1262 | 2500 | 0 | 44.3 | 45.55 | 6 | 0
2035 | PJM_ROR_2_TVA_Transmission | PJM_ROR | TVA_Transmission | Internal | Winter | B16 | 25 | 2500 | 0 | 79.8 | 85.37 | 6 | 0
2035 | PJM_ROR_2_TVA_Transmission | PJM_ROR | TVA_Transmission | Internal | Winter | B17 | 100 | 2500 | 0 | 64.2 | 65.35 | 6 | 0
2035 | PJM_ROR_2_TVA_Transmission | PJM_ROR | TVA_Transmission | Internal | Winter | B18 | 400 | 2500 | 0 | 58.42 | 59.69 | 6 | 0
2035 | PJM_ROR_2_TVA_Transmission | PJM_ROR | TVA_Transmission | Internal | Winter | B19 | 700 | 2500 | 0 | 55.58 | 55.71 | 6 | 0
2035 | PJM_ROR_2_TVA_Transmission | PJM_ROR | TVA_Transmission | Internal | Winter | B20 | 935 | 2500 | 0 | 50.97 | 54.2 | 6 | 0
2035 | PJM_ROR_2_VACAR | PJM_ROR | VACAR | Internal | Shoulder | B11 | 25 | 3000 | 2661.7 | 73.37 | 79.37 | 6 | 0
2035 | PJM_ROR_2_VACAR | PJM_ROR | VACAR | Internal | Shoulder | B12 | 200 | 3000 | 0 | 63.71 | 65.18 | 6 | 0
2035 | PJM_ROR_2_VACAR | PJM_ROR | VACAR | Internal | Shoulder | B13 | 600 | 3000 | 0 | 54.09 | 57.37 | 6 | 0
2035 | PJM_ROR_2_VACAR | PJM_ROR | VACAR | Internal | Shoulder | B14 | 900 | 3000 | 0 | 51.99 | 53.89 | 6 | 0
2035 | PJM_ROR_2_VACAR | PJM_ROR | VACAR | Internal | Shoulder | B15 | 1203 | 3000 | 3000 | 47.29 | 53.89 | 6 | 0.6
2035 | PJM_ROR_2_VACAR | PJM_ROR | VACAR | Internal | Summer | B1 | 10 | 3000 | 1344.33 | 103.88 | 109.88 | 6 | 0
2035 | PJM_ROR_2_VACAR | PJM_ROR | VACAR | Internal | Summer | B2 | 25 | 3000 | 255.66 | 88.73 | 94.73 | 6 | 0
2035 | PJM_ROR_2_VACAR | PJM_ROR | VACAR | Internal | Summer | B3 | 75 | 3000 | 3000 | 82.99 | 93.14 | 6 | 4.14
2035 | PJM_ROR_2_VACAR | PJM_ROR | VACAR | Internal | Summer | B4 | 100 | 3000 | 3000 | 82.09 | 90.97 | 6 | 2.88
2035 | PJM_ROR_2_VACAR | PJM_ROR | VACAR | Internal | Summer | B5 | 200 | 3000 | 3000 | 77.45 | 85.45 | 6 | 2
2035 | PJM_ROR_2_VACAR | PJM_ROR | VACAR | Internal | Summer | B6 | 300 | 3000 | 3000 | 61.45 | 69.28 | 6 | 1.83
2035 | PJM_ROR_2_VACAR | PJM_ROR | VACAR | Internal | Summer | B7 | 400 | 3000 | 2004.79 | 50.44 | 56.44 | 6 | 0
2035 | PJM_ROR_2_VACAR | PJM_ROR | VACAR | Internal | Summer | B8 | 500 | 3000 | 0 | 49.54 | 51.67 | 6 | 0
2035 | PJM_ROR_2_VACAR | PJM_ROR | VACAR | Internal | Summer | B9 | 800 | 3000 | 1891.76 | 45.67 | 51.67 | 6 | 0
2035 | PJM_ROR_2_VACAR | PJM_ROR | VACAR | Internal | Summer | B10 | 1262 | 3000 | 794.02 | 44.3 | 50.3 | 6 | 0
2035 | PJM_ROR_2_VACAR | PJM_ROR | VACAR | Internal | Winter | B16 | 25 | 3000 | 3000 | 79.8 | 94.37 | 6 | 8.57
2035 | PJM_ROR_2_VACAR | PJM_ROR | VACAR | Internal | Winter | B17 | 100 | 3000 | 744.83 | 64.2 | 70.2 | 6 | 0
2035 | PJM_ROR_2_VACAR | PJM_ROR | VACAR | Internal | Winter | B18 | 400 | 3000 | 0 | 58.42 | 58.97 | 6 | 0
2035 | PJM_ROR_2_VACAR | PJM_ROR | VACAR | Internal | Winter | B19 | 700 | 3000 | 0 | 55.58 | 58.97 | 6 | 0
2035 | PJM_ROR_2_VACAR | PJM_ROR | VACAR | Internal | Winter | B20 | 935 | 3000 | 141.15 | 50.97 | 56.97 | 6 | 0
2035 | PJM_ROM_2_NYISO_A-F | PJM_ROM | NYISO_A-F | Internal | Shoulder | B11 | 25 | 2000 | 0 | 73.36 | 58.83 | 6 | 0
2035 | PJM_ROM_2_NYISO_A-F | PJM_ROM | NYISO_A-F | Internal | Shoulder | B12 | 200 | 2000 | 0 | 63.7 | 55.7 | 6 | 0
2035 | PJM_ROM_2_NYISO_A-F | PJM_ROM | NYISO_A-F | Internal | Shoulder | B13 | 600 | 2000 | 0 | 54.07 | 49.72 | 6 | 0
2035 | PJM_ROM_2_NYISO_A-F | PJM_ROM | NYISO_A-F | Internal | Shoulder | B14 | 900 | 2000 | 0 | 51.98 | 49.46 | 6 | 0
2035 | PJM_ROM_2_NYISO_A-F | PJM_ROM | NYISO_A-F | Internal | Shoulder | B15 | 1203 | 2000 | 0 | 47.3 | 49.01 | 6 | 0
2035 | PJM_ROM_2_NYISO_A-F | PJM_ROM | NYISO_A-F | Internal | Summer | B1 | 10 | 2000 | 0 | 103.89 | 95.89 | 6 | 0
2035 | PJM_ROM_2_NYISO_A-F | PJM_ROM | NYISO_A-F | Internal | Summer | B2 | 25 | 2000 | 0 | 88.75 | 80.75 | 6 | 0
2035 | PJM_ROM_2_NYISO_A-F | PJM_ROM | NYISO_A-F | Internal | Summer | B3 | 75 | 2000 | 0 | 82.98 | 70.88 | 6 | 0
2035 | PJM_ROM_2_NYISO_A-F | PJM_ROM | NYISO_A-F | Internal | Summer | B4 | 100 | 2000 | 0 | 82.07 | 64.33 | 6 | 0
2035 | PJM_ROM_2_NYISO_A-F | PJM_ROM | NYISO_A-F | Internal | Summer | B5 | 200 | 2000 | 0 | 77.44 | 60.86 | 6 | 0
2035 | PJM_ROM_2_NYISO_A-F | PJM_ROM | NYISO_A-F | Internal | Summer | B6 | 300 | 2000 | 0 | 61.44 | 53.44 | 6 | 0
2035 | PJM_ROM_2_NYISO_A-F | PJM_ROM | NYISO_A-F | Internal | Summer | B7 | 400 | 2000 | 0 | 50.46 | 52.38 | 6 | 0
2035 | PJM_ROM_2_NYISO_A-F | PJM_ROM | NYISO_A-F | Internal | Summer | B8 | 500 | 2000 | 0 | 49.55 | 48.17 | 6 | 0
2035 | PJM_ROM_2_NYISO_A-F | PJM_ROM | NYISO_A-F | Internal | Summer | B9 | 800 | 2000 | 0 | 45.68 | 46.12 | 6 | 0
2035 | PJM_ROM_2_NYISO_A-F | PJM_ROM | NYISO_A-F | Internal | Summer | B10 | 1262 | 2000 | 0 | 44.29 | 46.12 | 6 | 0
2035 | PJM_ROM_2_NYISO_A-F | PJM_ROM | NYISO_A-F | Internal | Winter | B16 | 25 | 2000 | 0 | 79.79 | 62.11 | 6 | 0
2035 | PJM_ROM_2_NYISO_A-F | PJM_ROM | NYISO_A-F | Internal | Winter | B17 | 100 | 2000 | 0 | 64.21 | 59.02 | 6 | 0
2035 | PJM_ROM_2_NYISO_A-F | PJM_ROM | NYISO_A-F | Internal | Winter | B18 | 400 | 2000 | 0 | 58.44 | 57.29 | 6 | 0
2035 | PJM_ROM_2_NYISO_A-F | PJM_ROM | NYISO_A-F | Internal | Winter | B19 | 700 | 2000 | 0 | 55.59 | 57.29 | 6 | 0
2035 | PJM_ROM_2_NYISO_A-F | PJM_ROM | NYISO_A-F | Internal | Winter | B20 | 935 | 2000 | 1617.94 | 50.98 | 56.98 | 6 | 0
2035 | PJM_ROM_2_PJM_E | PJM_ROM | PJM_E | Internal | Shoulder | B11 | 25 | 8000 | 0 | 73.36 | 73.34 | 0.01 | 0
2035 | PJM_ROM_2_PJM_E | PJM_ROM | PJM_E | Internal | Shoulder | B12 | 200 | 8000 | 0 | 63.7 | 63.68 | 0.01 | 0
2035 | PJM_ROM_2_PJM_E | PJM_ROM | PJM_E | Internal | Shoulder | B13 | 600 | 8000 | 0 | 54.07 | 54.06 | 0.01 | 0
2035 | PJM_ROM_2_PJM_E | PJM_ROM | PJM_E | Internal | Shoulder | B14 | 900 | 8000 | 1001.44 | 51.98 | 51.99 | 0.01 | 0
2035 | PJM_ROM_2_PJM_E | PJM_ROM | PJM_E | Internal | Shoulder | B15 | 1203 | 8000 | 2362.41 | 47.3 | 47.31 | 0.01 | 0
2035 | PJM_ROM_2_PJM_E | PJM_ROM | PJM_E | Internal | Summer | B1 | 10 | 8000 | 6199.24 | 103.89 | 103.91 | 0.01 | 0
2035 | PJM_ROM_2_PJM_E | PJM_ROM | PJM_E | Internal | Summer | B2 | 25 | 8000 | 5424.31 | 88.75 | 88.76 | 0.01 | 0
2035 | PJM_ROM_2_PJM_E | PJM_ROM | PJM_E | Internal | Summer | B3 | 75 | 8000 | 1072.24 | 82.98 | 82.99 | 0.01 | 0
2035 | PJM_ROM_2_PJM_E | PJM_ROM | PJM_E | Internal | Summer | B4 | 100 | 8000 | 0 | 82.07 | 82.06 | 0.01 | 0
2035 | PJM_ROM_2_PJM_E | PJM_ROM | PJM_E | Internal | Summer | B5 | 200 | 8000 | 0 | 77.44 | 77.42 | 0.01 | 0
2035 | PJM_ROM_2_PJM_E | PJM_ROM | PJM_E | Internal | Summer | B6 | 300 | 8000 | 2936.36 | 61.44 | 61.45 | 0.01 | 0
2035 | PJM_ROM_2_PJM_E | PJM_ROM | PJM_E | Internal | Summer | B7 | 400 | 8000 | 1841.71 | 50.46 | 50.47 | 0.01 | 0
2035 | PJM_ROM_2_PJM_E | PJM_ROM | PJM_E | Internal | Summer | B8 | 500 | 8000 | 3062.4 | 49.55 | 49.57 | 0.01 | 0
2035 | PJM_ROM_2_PJM_E | PJM_ROM | PJM_E | Internal | Summer | B9 | 800 | 8000 | 5063.57 | 45.68 | 45.69 | 0.01 | 0
2035 | PJM_ROM_2_PJM_E | PJM_ROM | PJM_E | Internal | Summer | B10 | 1262 | 8000 | 2510.53 | 44.29 | 44.3 | 0.01 | 0
2035 | PJM_ROM_2_PJM_E | PJM_ROM | PJM_E | Internal | Winter | B16 | 25 | 8000 | 2748.88 | 79.79 | 79.8 | 0.01 | 0
2035 | PJM_ROM_2_PJM_E | PJM_ROM | PJM_E | Internal | Winter | B17 | 100 | 8000 | 3200.41 | 64.21 | 64.22 | 0.01 | 0
2035 | PJM_ROM_2_PJM_E | PJM_ROM | PJM_E | Internal | Winter | B18 | 400 | 8000 | 4304.41 | 58.44 | 58.45 | 0.01 | 0
2035 | PJM_ROM_2_PJM_E | PJM_ROM | PJM_E | Internal | Winter | B19 | 700 | 8000 | 6079.3 | 55.59 | 55.6 | 0.01 | 0
2035 | PJM_ROM_2_PJM_E | PJM_ROM | PJM_E | Internal | Winter | B20 | 935 | 8000 | 6520.29 | 50.98 | 50.99 | 0.01 | 0
2035 | PJM_ROM_2_PJM_ROR | PJM_ROM | PJM_ROR | Internal | Shoulder | B11 | 25 | 8000 | 6703.99 | 73.36 | 73.37 | 0.01 | 0
2035 | PJM_ROM_2_PJM_ROR | PJM_ROM | PJM_ROR | Internal | Shoulder | B12 | 200 | 8000 | 1718.56 | 63.7 | 63.71 | 0.01 | 0
2035 | PJM_ROM_2_PJM_ROR | PJM_ROM | PJM_ROR | Internal | Shoulder | B13 | 600 | 8000 | 2836.2 | 54.07 | 54.09 | 0.01 | 0
2035 | PJM_ROM_2_PJM_ROR | PJM_ROM | PJM_ROR | Internal | Shoulder | B14 | 900 | 8000 | 467.1 | 51.98 | 51.99 | 0.01 | 0
2035 | PJM_ROM_2_PJM_ROR | PJM_ROM | PJM_ROR | Internal | Shoulder | B15 | 1203 | 8000 | 0 | 47.3 | 47.29 | 0.01 | 0
2035 | PJM_ROM_2_PJM_ROR | PJM_ROM | PJM_ROR | Internal | Summer | B1 | 10 | 8000 | 0 | 103.89 | 103.88 | 0.01 | 0
2035 | PJM_ROM_2_PJM_ROR | PJM_ROM | PJM_ROR | Internal | Summer | B2 | 25 | 8000 | 0 | 88.75 | 88.73 | 0.01 | 0
2035 | PJM_ROM_2_PJM_ROR | PJM_ROM | PJM_ROR | Internal | Summer | B3 | 75 | 8000 | 2558.49 | 82.98 | 82.99 | 0.01 | 0
2035 | PJM_ROM_2_PJM_ROR | PJM_ROM | PJM_ROR | Internal | Summer | B4 | 100 | 8000 | 5856.64 | 82.07 | 82.09 | 0.01 | 0
2035 | PJM_ROM_2_PJM_ROR | PJM_ROM | PJM_ROR | Internal | Summer | B5 | 200 | 8000 | 6404.82 | 77.44 | 77.45 | 0.01 | 0
2035 | PJM_ROM_2_PJM_ROR | PJM_ROM | PJM_ROR | Internal | Summer | B6 | 300 | 8000 | 727.26 | 61.44 | 61.45 | 0.01 | 0
2035 | PJM_ROM_2_PJM_ROR | PJM_ROM | PJM_ROR | Internal | Summer | B7 | 400 | 8000 | 0 | 50.46 | 50.44 | 0.01 | 0
2035 | PJM_ROM_2_PJM_ROR | PJM_ROM | PJM_ROR | Internal | Summer | B8 | 500 | 8000 | 0 | 49.55 | 49.54 | 0.01 | 0
2035 | PJM_ROM_2_PJM_ROR | PJM_ROM | PJM_ROR | Internal | Summer | B9 | 800 | 8000 | 0 | 45.68 | 45.67 | 0.01 | 0
2035 | PJM_ROM_2_PJM_ROR | PJM_ROM | PJM_ROR | Internal | Summer | B10 | 1262 | 8000 | 1510.74 | 44.29 | 44.3 | 0.01 | 0
2035 | PJM_ROM_2_PJM_ROR | PJM_ROM | PJM_ROR | Internal | Winter | B16 | 25 | 8000 | 1648.25 | 79.79 | 79.8 | 0.01 | 0
2035 | PJM_ROM_2_PJM_ROR | PJM_ROM | PJM_ROR | Internal | Winter | B17 | 100 | 8000 | 0 | 64.21 | 64.2 | 0.01 | 0
2035 | PJM_ROM_2_PJM_ROR | PJM_ROM | PJM_ROR | Internal | Winter | B18 | 400 | 8000 | 0 | 58.44 | 58.42 | 0.01 | 0
2035 | PJM_ROM_2_PJM_ROR | PJM_ROM | PJM_ROR | Internal | Winter | B19 | 700 | 8000 | 0 | 55.59 | 55.58 | 0.01 | 0
2035 | PJM_ROM_2_PJM_ROR | PJM_ROM | PJM_ROR | Internal | Winter | B20 | 935 | 8000 | 0 | 50.98 | 50.97 | 0.01 | 0
2035 | SOCO_2_FRCC | SOCO | FRCC | Internal | Shoulder | B11 | 25 | 3700 | 2031.28 | 88.37 | 98.37 | 10 | 0
2035 | SOCO_2_FRCC | SOCO | FRCC | Internal | Shoulder | B12 | 200 | 3700 | 0 | 57.02 | 65.08 | 10 | 0
2035 | SOCO_2_FRCC | SOCO | FRCC | Internal | Shoulder | B13 | 600 | 3700 | 0 | 56.72 | 64.6 | 10 | 0
2035 | SOCO_2_FRCC | SOCO | FRCC | Internal | Shoulder | B14 | 900 | 3700 | 0 | 56.72 | 61.92 | 10 | 0
2035 | SOCO_2_FRCC | SOCO | FRCC | Internal | Shoulder | B15 | 1203 | 3700 | 0 | 56.72 | 61.92 | 10 | 0
2035 | SOCO_2_FRCC | SOCO | FRCC | Internal | Summer | B1 | 10 | 3700 | 697.42 | 101.86 | 111.86 | 10 | 0
2035 | SOCO_2_FRCC | SOCO | FRCC | Internal | Summer | B2 | 25 | 3700 | 0 | 94.27 | 99.8 | 10 | 0
2035 | SOCO_2_FRCC | SOCO | FRCC | Internal | Summer | B3 | 75 | 3700 | 0 | 92.45 | 99.8 | 10 | 0
2035 | SOCO_2_FRCC | SOCO | FRCC | Internal | Summer | B4 | 100 | 3700 | 0 | 92.45 | 99.8 | 10 | 0
2035 | SOCO_2_FRCC | SOCO | FRCC | Internal | Summer | B5 | 200 | 3700 | 0 | 92.45 | 97.73 | 10 | 0
2035 | SOCO_2_FRCC | SOCO | FRCC | Internal | Summer | B6 | 300 | 3700 | 462.91 | 76.28 | 86.28 | 10 | 0
2035 | SOCO_2_FRCC | SOCO | FRCC | Internal | Summer | B7 | 400 | 3700 | 941.83 | 63.44 | 73.44 | 10 | 0
2035 | SOCO_2_FRCC | SOCO | FRCC | Internal | Summer | B8 | 500 | 3700 | 0 | 57.14 | 63.49 | 10 | 0
2035 | SOCO_2_FRCC | SOCO | FRCC | Internal | Summer | B9 | 800 | 3700 | 0 | 55.15 | 60.86 | 10 | 0
2035 | SOCO_2_FRCC | SOCO | FRCC | Internal | Summer | B10 | 1262 | 3700 | 49.97 | 50.86 | 60.86 | 10 | 0
2035 | SOCO_2_FRCC | SOCO | FRCC | Internal | Winter | B16 | 25 | 3700 | 534.27 | 85.37 | 95.37 | 10 | 0
2035 | SOCO_2_FRCC | SOCO | FRCC | Internal | Winter | B17 | 100 | 3700 | 0 | 60.2 | 67.65 | 10 | 0
2035 | SOCO_2_FRCC | SOCO | FRCC | Internal | Winter | B18 | 400 | 3700 | 0 | 60.2 | 66.36 | 10 | 0
2035 | SOCO_2_FRCC | SOCO | FRCC | Internal | Winter | B19 | 700 | 3700 | 0 | 60.2 | 64.83 | 10 | 0
2035 | SOCO_2_FRCC | SOCO | FRCC | Internal | Winter | B20 | 935 | 3700 | 0 | 59.34 | 64.83 | 10 | 0
2035 | SOCO_2_VACAR | SOCO | VACAR | Internal | Shoulder | B11 | 25 | 2000 | 0 | 88.37 | 79.37 | 10 | 0
2035 | SOCO_2_VACAR | SOCO | VACAR | Internal | Shoulder | B12 | 200 | 2000 | 0 | 57.02 | 65.18 | 10 | 0
2035 | SOCO_2_VACAR | SOCO | VACAR | Internal | Shoulder | B13 | 600 | 2000 | 0 | 56.72 | 57.37 | 10 | 0
2035 | SOCO_2_VACAR | SOCO | VACAR | Internal | Shoulder | B14 | 900 | 2000 | 0 | 56.72 | 53.89 | 10 | 0
2035 | SOCO_2_VACAR | SOCO | VACAR | Internal | Shoulder | B15 | 1203 | 2000 | 0 | 56.72 | 53.89 | 10 | 0
2035 | SOCO_2_VACAR | SOCO | VACAR | Internal | Summer | B1 | 10 | 2000 | 0 | 101.86 | 109.88 | 10 | 0
2035 | SOCO_2_VACAR | SOCO | VACAR | Internal | Summer | B2 | 25 | 2000 | 0 | 94.27 | 94.73 | 10 | 0
2035 | SOCO_2_VACAR | SOCO | VACAR | Internal | Summer | B3 | 75 | 2000 | 0 | 92.45 | 93.14 | 10 | 0
2035 | SOCO_2_VACAR | SOCO | VACAR | Internal | Summer | B4 | 100 | 2000 | 0 | 92.45 | 90.97 | 10 | 0
2035 | SOCO_2_VACAR | SOCO | VACAR | Internal | Summer | B5 | 200 | 2000 | 0 | 92.45 | 85.45 | 10 | 0
2035 | SOCO_2_VACAR | SOCO | VACAR | Internal | Summer | B6 | 300 | 2000 | 0 | 76.28 | 69.28 | 10 | 0
2035 | SOCO_2_VACAR | SOCO | VACAR | Internal | Summer | B7 | 400 | 2000 | 0 | 63.44 | 56.44 | 10 | 0
2035 | SOCO_2_VACAR | SOCO | VACAR | Internal | Summer | B8 | 500 | 2000 | 0 | 57.14 | 51.67 | 10 | 0
2035 | SOCO_2_VACAR | SOCO | VACAR | Internal | Summer | B9 | 800 | 2000 | 0 | 55.15 | 51.67 | 10 | 0
2035 | SOCO_2_VACAR | SOCO | VACAR | Internal | Summer | B10 | 1262 | 2000 | 0 | 50.86 | 50.3 | 10 | 0
2035 | SOCO_2_VACAR | SOCO | VACAR | Internal | Winter | B16 | 25 | 2000 | 0 | 85.37 | 94.37 | 10 | 0
2035 | SOCO_2_VACAR | SOCO | VACAR | Internal | Winter | B17 | 100 | 2000 | 164.96 | 60.2 | 70.2 | 10 | 0
2035 | SOCO_2_VACAR | SOCO | VACAR | Internal | Winter | B18 | 400 | 2000 | 0 | 60.2 | 58.97 | 10 | 0
2035 | SOCO_2_VACAR | SOCO | VACAR | Internal | Winter | B19 | 700 | 2000 | 0 | 60.2 | 58.97 | 10 | 0
2035 | SOCO_2_VACAR | SOCO | VACAR | Internal | Winter | B20 | 935 | 2000 | 0 | 59.34 | 56.97 | 10 | 0
2035 | SPP_N_2_ENT | SPP_N | ENT | Internal | Shoulder | B11 | 25 | 1800 | 0 | 86.65 | 80.37 | 5 | 0
2035 | SPP_N_2_ENT | SPP_N | ENT | Internal | Shoulder | B12 | 200 | 1800 | 0 | 63.25 | 56.8 | 5 | 0
2035 | SPP_N_2_ENT | SPP_N | ENT | Internal | Shoulder | B13 | 600 | 1800 | 0 | 56.12 | 56.8 | 5 | 0
2035 | SPP_N_2_ENT | SPP_N | ENT | Internal | Shoulder | B14 | 900 | 1800 | 0 | 53.47 | 56.38 | 5 | 0
2035 | SPP_N_2_ENT | SPP_N | ENT | Internal | Shoulder | B15 | 1203 | 1800 | 972.93 | 49.51 | 54.51 | 5 | 0
2035 | SPP_N_2_ENT | SPP_N | ENT | Internal | Summer | B1 | 10 | 1800 | 0 | 96.86 | 93.86 | 5 | 0
2035 | SPP_N_2_ENT | SPP_N | ENT | Internal | Summer | B2 | 25 | 1800 | 0 | 93.4 | 90.7 | 5 | 0
2035 | SPP_N_2_ENT | SPP_N | ENT | Internal | Summer | B3 | 75 | 1800 | 0 | 89.77 | 84.45 | 5 | 0
2035 | SPP_N_2_ENT | SPP_N | ENT | Internal | Summer | B4 | 100 | 1800 | 0 | 89.77 | 84.45 | 5 | 0
2035 | SPP_N_2_ENT | SPP_N | ENT | Internal | Summer | B5 | 200 | 1800 | 0 | 86.48 | 84.45 | 5 | 0
2035 | SPP_N_2_ENT | SPP_N | ENT | Internal | Summer | B6 | 300 | 1800 | 0 | 69.8 | 69.8 | 5 | 0
2035 | SPP_N_2_ENT | SPP_N | ENT | Internal | Summer | B7 | 400 | 1800 | 0 | 59.19 | 55.44 | 5 | 0
2035 | SPP_N_2_ENT | SPP_N | ENT | Internal | Summer | B8 | 500 | 1800 | 0 | 52.58 | 54.94 | 5 | 0
2035 | SPP_N_2_ENT | SPP_N | ENT | Internal | Summer | B9 | 800 | 1800 | 0 | 52.44 | 54.54 | 5 | 0
2035 | SPP_N_2_ENT | SPP_N | ENT | Internal | Summer | B10 | 1262 | 1800 | 1800 | 47.73 | 52.74 | 5 | 0.01
2035 | SPP_N_2_ENT | SPP_N | ENT | Internal | Winter | B16 | 25 | 1800 | 0 | 82.12 | 77.37 | 5 | 0
2035 | SPP_N_2_ENT | SPP_N | ENT | Internal | Winter | B17 | 100 | 1800 | 0 | 60.08 | 60.57 | 5 | 0
2035 | SPP_N_2_ENT | SPP_N | ENT | Internal | Winter | B18 | 400 | 1800 | 0 | 59.88 | 60.57 | 5 | 0
2035 | SPP_N_2_ENT | SPP_N | ENT | Internal | Winter | B19 | 700 | 1800 | 264.25 | 55.08 | 60.08 | 5 | 0
2035 | SPP_N_2_ENT | SPP_N | ENT | Internal | Winter | B20 | 935 | 1800 | 1800 | 47.75 | 56.95 | 5 | 4.2
2035 | SPP_N_2_MISO_MO-IL | SPP_N | MISO_MO-IL | Internal | Shoulder | B11 | 25 | 2000 | 0 | 86.65 | 80.38 | 5 | 0
2035 | SPP_N_2_MISO_MO-IL | SPP_N | MISO_MO-IL | Internal | Shoulder | B12 | 200 | 2000 | 0 | 63.25 | 63.25 | 5 | 0
2035 | SPP_N_2_MISO_MO-IL | SPP_N | MISO_MO-IL | Internal | Shoulder | B13 | 600 | 2000 | 0 | 56.12 | 54.97 | 5 | 0
2035 | SPP_N_2_MISO_MO-IL | SPP_N | MISO_MO-IL | Internal | Shoulder | B14 | 900 | 2000 | 0 | 53.47 | 53.23 | 5 | 0
2035 | SPP_N_2_MISO_MO-IL | SPP_N | MISO_MO-IL | Internal | Shoulder | B15 | 1203 | 2000 | 0 | 49.51 | 47.34 | 5 | 0
2035 | SPP_N_2_MISO_MO-IL | SPP_N | MISO_MO-IL | Internal | Summer | B1 | 10 | 2000 | 197.51 | 96.86 | 101.86 | 5 | 0
2035 | SPP_N_2_MISO_MO-IL | SPP_N | MISO_MO-IL | Internal | Summer | B2 | 25 | 2000 | 0 | 93.4 | 86.76 | 5 | 0
2035 | SPP_N_2_MISO_MO-IL | SPP_N | MISO_MO-IL | Internal | Summer | B3 | 75 | 2000 | 0 | 89.77 | 84.88 | 5 | 0
2035 | SPP_N_2_MISO_MO-IL | SPP_N | MISO_MO-IL | Internal | Summer | B4 | 100 | 2000 | 0 | 89.77 | 84.09 | 5 | 0
2035 | SPP_N_2_MISO_MO-IL | SPP_N | MISO_MO-IL | Internal | Summer | B5 | 200 | 2000 | 0 | 86.48 | 79.47 | 5 | 0
2035 | SPP_N_2_MISO_MO-IL | SPP_N | MISO_MO-IL | Internal | Summer | B6 | 300 | 2000 | 0 | 69.8 | 61.8 | 5 | 0
2035 | SPP_N_2_MISO_MO-IL | SPP_N | MISO_MO-IL | Internal | Summer | B7 | 400 | 2000 | 0 | 59.19 | 52.38 | 5 | 0
2035 | SPP_N_2_MISO_MO-IL | SPP_N | MISO_MO-IL | Internal | Summer | B8 | 500 | 2000 | 0 | 52.58 | 49.64 | 5 | 0
2035 | SPP_N_2_MISO_MO-IL | SPP_N | MISO_MO-IL | Internal | Summer | B9 | 800 | 2000 | 0 | 52.44 | 46.54 | 5 | 0
2035 | SPP_N_2_MISO_MO-IL | SPP_N | MISO_MO-IL | Internal | Summer | B10 | 1262 | 2000 | 0 | 47.73 | 44.26 | 5 | 0
2035 | SPP_N_2_MISO_MO-IL | SPP_N | MISO_MO-IL | Internal | Winter | B16 | 25 | 2000 | 0 | 82.12 | 77.8 | 5 | 0
2035 | SPP_N_2_MISO_MO-IL | SPP_N | MISO_MO-IL | Internal | Winter | B17 | 100 | 2000 | 0 | 60.08 | 62.18 | 5 | 0
2035 | SPP_N_2_MISO_MO-IL | SPP_N | MISO_MO-IL | Internal | Winter | B18 | 400 | 2000 | 0 | 59.88 | 56.42 | 5 | 0
2035 | SPP_N_2_MISO_MO-IL | SPP_N | MISO_MO-IL | Internal | Winter | B19 | 700 | 2000 | 0 | 55.08 | 53.58 | 5 | 0
2035 | SPP_N_2_MISO_MO-IL | SPP_N | MISO_MO-IL | Internal | Winter | B20 | 935 | 2000 | 0 | 47.75 | 48.95 | 5 | 0
2035 | SPP_N_2_SPP_S | SPP_N | SPP_S | Internal | Shoulder | B11 | 25 | 4000 | 0 | 86.65 | 74.51 | 0.01 | 0
2035 | SPP_N_2_SPP_S | SPP_N | SPP_S | Internal | Shoulder | B12 | 200 | 4000 | 0 | 63.25 | 54.3 | 0.01 | 0
2035 | SPP_N_2_SPP_S | SPP_N | SPP_S | Internal | Shoulder | B13 | 600 | 4000 | 0 | 56.12 | 54.3 | 0.01 | 0
2035 | SPP_N_2_SPP_S | SPP_N | SPP_S | Internal | Shoulder | B14 | 900 | 4000 | 0 | 53.47 | 51.38 | 0.01 | 0
2035 | SPP_N_2_SPP_S | SPP_N | SPP_S | Internal | Shoulder | B15 | 1203 | 4000 | 0 | 49.51 | 49.5 | 0.01 | 0
2035 | SPP_N_2_SPP_S | SPP_N | SPP_S | Internal | Summer | B1 | 10 | 4000 | 0 | 96.86 | 66.03 | 0.01 | 0
2035 | SPP_N_2_SPP_S | SPP_N | SPP_S | Internal | Summer | B2 | 25 | 4000 | 0 | 93.4 | 75.98 | 0.01 | 0
2035 | SPP_N_2_SPP_S | SPP_N | SPP_S | Internal | Summer | B3 | 75 | 4000 | 0 | 89.77 | 75.98 | 0.01 | 0
2035 | SPP_N_2_SPP_S | SPP_N | SPP_S | Internal | Summer | B4 | 100 | 4000 | 0 | 89.77 | 75.98 | 0.01 | 0
2035 | SPP_N_2_SPP_S | SPP_N | SPP_S | Internal | Summer | B5 | 200 | 4000 | 0 | 86.48 | 75.98 | 0.01 | 0
2035 | SPP_N_2_SPP_S | SPP_N | SPP_S | Internal | Summer | B6 | 300 | 4000 | 0 | 69.8 | 66.03 | 0.01 | 0
2035 | SPP_N_2_SPP_S | SPP_N | SPP_S | Internal | Summer | B7 | 400 | 4000 | 0 | 59.19 | 54.99 | 0.01 | 0
2035 | SPP_N_2_SPP_S | SPP_N | SPP_S | Internal | Summer | B8 | 500 | 4000 | 0 | 52.58 | 52.57 | 0.01 | 0
2035 | SPP_N_2_SPP_S | SPP_N | SPP_S | Internal | Summer | B9 | 800 | 4000 | 930.82 | 52.44 | 52.45 | 0.01 | 0
2035 | SPP_N_2_SPP_S | SPP_N | SPP_S | Internal | Summer | B10 | 1262 | 4000 | 831.57 | 47.73 | 47.74 | 0.01 | 0
2035 | SPP_N_2_SPP_S | SPP_N | SPP_S | Internal | Winter | B16 | 25 | 4000 | 0 | 82.12 | 58.2 | 0.01 | 0
2035 | SPP_N_2_SPP_S | SPP_N | SPP_S | Internal | Winter | B17 | 100 | 4000 | 0 | 60.08 | 58.06 | 0.01 | 0
2035 | SPP_N_2_SPP_S | SPP_N | SPP_S | Internal | Winter | B18 | 400 | 4000 | 0 | 59.88 | 55.84 | 0.01 | 0
2035 | SPP_N_2_SPP_S | SPP_N | SPP_S | Internal | Winter | B19 | 700 | 4000 | 0 | 55.08 | 53.19 | 0.01 | 0
2035 | SPP_N_2_SPP_S | SPP_N | SPP_S | Internal | Winter | B20 | 935 | 4000 | 0 | 47.75 | 47.74 | 0.01 | 0
2035 | SPP_S_2_ENT | SPP_S | ENT | Internal | Shoulder | B11 | 25 | 850 | 850 | 74.51 | 80.37 | 5 | 0.86
2035 | SPP_S_2_ENT | SPP_S | ENT | Internal | Shoulder | B12 | 200 | 850 | 0 | 54.3 | 56.8 | 5 | 0
2035 | SPP_S_2_ENT | SPP_S | ENT | Internal | Shoulder | B13 | 600 | 850 | 0 | 54.3 | 56.8 | 5 | 0
2035 | SPP_S_2_ENT | SPP_S | ENT | Internal | Shoulder | B14 | 900 | 850 | 834.82 | 51.38 | 56.38 | 5 | 0
2035 | SPP_S_2_ENT | SPP_S | ENT | Internal | Shoulder | B15 | 1203 | 850 | 850 | 49.5 | 54.51 | 5 | 0.01
2035 | SPP_S_2_ENT | SPP_S | ENT | Internal | Summer | B1 | 10 | 850 | 850 | 66.03 | 93.86 | 5 | 22.83
2035 | SPP_S_2_ENT | SPP_S | ENT | Internal | Summer | B2 | 25 | 850 | 850 | 75.98 | 90.7 | 5 | 9.72
2035 | SPP_S_2_ENT | SPP_S | ENT | Internal | Summer | B3 | 75 | 850 | 850 | 75.98 | 84.45 | 5 | 3.46
2035 | SPP_S_2_ENT | SPP_S | ENT | Internal | Summer | B4 | 100 | 850 | 850 | 75.98 | 84.45 | 5 | 3.46
2035 | SPP_S_2_ENT | SPP_S | ENT | Internal | Summer | B5 | 200 | 850 | 850 | 75.98 | 84.45 | 5 | 3.46
2035 | SPP_S_2_ENT | SPP_S | ENT | Internal | Summer | B6 | 300 | 850 | 0 | 66.03 | 69.8 | 5 | 0
2035 | SPP_S_2_ENT | SPP_S | ENT | Internal | Summer | B7 | 400 | 850 | 0 | 54.99 | 55.44 | 5 | 0
2035 | SPP_S_2_ENT | SPP_S | ENT | Internal | Summer | B8 | 500 | 850 | 0 | 52.57 | 54.94 | 5 | 0
2035 | SPP_S_2_ENT | SPP_S | ENT | Internal | Summer | B9 | 800 | 850 | 0 | 52.45 | 54.54 | 5 | 0
2035 | SPP_S_2_ENT | SPP_S | ENT | Internal | Summer | B10 | 1262 | 850 | 0 | 47.74 | 52.74 | 5 | 0
2035 | SPP_S_2_ENT | SPP_S | ENT | Internal | Winter | B16 | 25 | 850 | 850 | 58.2 | 77.37 | 5 | 14.18
2035 | SPP_S_2_ENT | SPP_S | ENT | Internal | Winter | B17 | 100 | 850 | 0 | 58.06 | 60.57 | 5 | 0
2035 | SPP_S_2_ENT | SPP_S | ENT | Internal | Winter | B18 | 400 | 850 | 0 | 55.84 | 60.57 | 5 | 0
2035 | SPP_S_2_ENT | SPP_S | ENT | Internal | Winter | B19 | 700 | 850 | 850 | 53.19 | 60.08 | 5 | 1.89
2035 | SPP_S_2_ENT | SPP_S | ENT | Internal | Winter | B20 | 935 | 850 | 850 | 47.74 | 56.95 | 5 | 4.21
2035 | SPP_S_2_SPP_N | SPP_S | SPP_N | Internal | Shoulder | B11 | 25 | 640 | 640 | 74.51 | 86.65 | 0.01 | 12.13
2035 | SPP_S_2_SPP_N | SPP_S | SPP_N | Internal | Shoulder | B12 | 200 | 640 | 640 | 54.3 | 63.25 | 0.01 | 8.94
2035 | SPP_S_2_SPP_N | SPP_S | SPP_N | Internal | Shoulder | B13 | 600 | 640 | 640 | 54.3 | 56.12 | 0.01 | 1.81
2035 | SPP_S_2_SPP_N | SPP_S | SPP_N | Internal | Shoulder | B14 | 900 | 640 | 640 | 51.38 | 53.47 | 0.01 | 2.08
2035 | SPP_S_2_SPP_N | SPP_S | SPP_N | Internal | Shoulder | B15 | 1203 | 640 | 351.34 | 49.5 | 49.51 | 0.01 | 0
2035 | SPP_S_2_SPP_N | SPP_S | SPP_N | Internal | Summer | B1 | 10 | 640 | 640 | 66.03 | 96.86 | 0.01 | 30.82
2035 | SPP_S_2_SPP_N | SPP_S | SPP_N | Internal | Summer | B2 | 25 | 640 | 640 | 75.98 | 93.4 | 0.01 | 17.41
2035 | SPP_S_2_SPP_N | SPP_S | SPP_N | Internal | Summer | B3 | 75 | 640 | 640 | 75.98 | 89.77 | 0.01 | 13.78
2035 | SPP_S_2_SPP_N | SPP_S | SPP_N | Internal | Summer | B4 | 100 | 640 | 640 | 75.98 | 89.77 | 0.01 | 13.78
2035 | SPP_S_2_SPP_N | SPP_S | SPP_N | Internal | Summer | B5 | 200 | 640 | 640 | 75.98 | 86.48 | 0.01 | 10.49
2035 | SPP_S_2_SPP_N | SPP_S | SPP_N | Internal | Summer | B6 | 300 | 640 | 640 | 66.03 | 69.8 | 0.01 | 3.76
2035 | SPP_S_2_SPP_N | SPP_S | SPP_N | Internal | Summer | B7 | 400 | 640 | 640 | 54.99 | 59.19 | 0.01 | 4.19
2035 | SPP_S_2_SPP_N | SPP_S | SPP_N | Internal | Summer | B8 | 500 | 640 | 632.11 | 52.57 | 52.58 | 0.01 | 0
2035 | SPP_S_2_SPP_N | SPP_S | SPP_N | Internal | Summer | B9 | 800 | 640 | 0 | 52.45 | 52.44 | 0.01 | 0
2035 | SPP_S_2_SPP_N | SPP_S | SPP_N | Internal | Summer | B10 | 1262 | 640 | 0 | 47.74 | 47.73 | 0.01 | 0
2035 | SPP_S_2_SPP_N | SPP_S | SPP_N | Internal | Winter | B16 | 25 | 640 | 640 | 58.2 | 82.12 | 0.01 | 23.91
2035 | SPP_S_2_SPP_N | SPP_S | SPP_N | Internal | Winter | B17 | 100 | 640 | 640 | 58.06 | 60.08 | 0.01 | 2.01
2035 | SPP_S_2_SPP_N | SPP_S | SPP_N | Internal | Winter | B18 | 400 | 640 | 640 | 55.84 | 59.88 | 0.01 | 4.03
2035 | SPP_S_2_SPP_N | SPP_S | SPP_N | Internal | Winter | B19 | 700 | 640 | 640 | 53.19 | 55.08 | 0.01 | 1.88
2035 | SPP_S_2_SPP_N | SPP_S | SPP_N | Internal | Winter | B20 | 935 | 640 | 232.88 | 47.74 | 47.75 | 0.01 | 0
2035 | TVA_2_ENT | TVA | ENT | Internal | Shoulder | B11 | 25 | 500 | 0 | 73.44 | 80.37 | 9 | 0
2035 | TVA_2_ENT | TVA | ENT | Internal | Shoulder | B12 | 200 | 500 | 0 | 56.99 | 56.8 | 9 | 0
2035 | TVA_2_ENT | TVA | ENT | Internal | Shoulder | B13 | 600 | 500 | 0 | 55.94 | 56.8 | 9 | 0
2035 | TVA_2_ENT | TVA | ENT | Internal | Shoulder | B14 | 900 | 500 | 0 | 55.94 | 56.38 | 9 | 0
2035 | TVA_2_ENT | TVA | ENT | Internal | Shoulder | B15 | 1203 | 500 | 0 | 53.3 | 54.51 | 9 | 0
2035 | TVA_2_ENT | TVA | ENT | Internal | Summer | B1 | 10 | 500 | 0 | 97.33 | 93.86 | 9 | 0
2035 | TVA_2_ENT | TVA | ENT | Internal | Summer | B2 | 25 | 500 | 0 | 94.77 | 90.7 | 9 | 0
2035 | TVA_2_ENT | TVA | ENT | Internal | Summer | B3 | 75 | 500 | 0 | 89.01 | 84.45 | 9 | 0
2035 | TVA_2_ENT | TVA | ENT | Internal | Summer | B4 | 100 | 500 | 0 | 88.1 | 84.45 | 9 | 0
2035 | TVA_2_ENT | TVA | ENT | Internal | Summer | B5 | 200 | 500 | 0 | 83.46 | 84.45 | 9 | 0
2035 | TVA_2_ENT | TVA | ENT | Internal | Summer | B6 | 300 | 500 | 0 | 63.08 | 69.8 | 9 | 0
2035 | TVA_2_ENT | TVA | ENT | Internal | Summer | B7 | 400 | 500 | 0 | 54.44 | 55.44 | 9 | 0
2035 | TVA_2_ENT | TVA | ENT | Internal | Summer | B8 | 500 | 500 | 0 | 54.44 | 54.94 | 9 | 0
2035 | TVA_2_ENT | TVA | ENT | Internal | Summer | B9 | 800 | 500 | 0 | 51.68 | 54.54 | 9 | 0
2035 | TVA_2_ENT | TVA | ENT | Internal | Summer | B10 | 1262 | 500 | 0 | 45.53 | 52.74 | 9 | 0
2035 | TVA_2_ENT | TVA | ENT | Internal | Winter | B16 | 25 | 500 | 0 | 76.37 | 77.37 | 9 | 0
2035 | TVA_2_ENT | TVA | ENT | Internal | Winter | B17 | 100 | 500 | 0 | 61.77 | 60.57 | 9 | 0
2035 | TVA_2_ENT | TVA | ENT | Internal | Winter | B18 | 400 | 500 | 0 | 54.72 | 60.57 | 9 | 0
2035 | TVA_2_ENT | TVA | ENT | Internal | Winter | B19 | 700 | 500 | 0 | 54.72 | 60.08 | 9 | 0
2035 | TVA_2_ENT | TVA | ENT | Internal | Winter | B20 | 935 | 500 | 0 | 54.21 | 56.95 | 9 | 0
2035 | TVA_2_NonRTO_Midwest | TVA | NonRTO_Midwest | Internal | Shoulder | B11 | 25 | 100 | 100 | 73.44 | 88.37 | 9 | 5.92
2035 | TVA_2_NonRTO_Midwest | TVA | NonRTO_Midwest | Internal | Shoulder | B12 | 200 | 100 | 100 | 56.99 | 71.26 | 9 | 5.27
2035 | TVA_2_NonRTO_Midwest | TVA | NonRTO_Midwest | Internal | Shoulder | B13 | 600 | 100 | 0 | 55.94 | 56.37 | 9 | 0
2035 | TVA_2_NonRTO_Midwest | TVA | NonRTO_Midwest | Internal | Shoulder | B14 | 900 | 100 | 0 | 55.94 | 51.23 | 9 | 0
2035 | TVA_2_NonRTO_Midwest | TVA | NonRTO_Midwest | Internal | Shoulder | B15 | 1203 | 100 | 0 | 53.3 | 45.29 | 9 | 0
2035 | TVA_2_NonRTO_Midwest | TVA | NonRTO_Midwest | Internal | Summer | B1 | 10 | 100 | 0 | 97.33 | 93.87 | 9 | 0
2035 | TVA_2_NonRTO_Midwest | TVA | NonRTO_Midwest | Internal | Summer | B2 | 25 | 100 | 0 | 94.77 | 90.25 | 9 | 0
2035 | TVA_2_NonRTO_Midwest | TVA | NonRTO_Midwest | Internal | Summer | B3 | 75 | 100 | 0 | 89.01 | 90.25 | 9 | 0
2035 | TVA_2_NonRTO_Midwest | TVA | NonRTO_Midwest | Internal | Summer | B4 | 100 | 100 | 0 | 88.1 | 90.25 | 9 | 0
2035 | TVA_2_NonRTO_Midwest | TVA | NonRTO_Midwest | Internal | Summer | B5 | 200 | 100 | 0 | 83.46 | 87.46 | 9 | 0
2035 | TVA_2_NonRTO_Midwest | TVA | NonRTO_Midwest | Internal | Summer | B6 | 300 | 100 | 0 | 63.08 | 69.78 | 9 | 0
2035 | TVA_2_NonRTO_Midwest | TVA | NonRTO_Midwest | Internal | Summer | B7 | 400 | 100 | 0 | 54.44 | 56.84 | 9 | 0
2035 | TVA_2_NonRTO_Midwest | TVA | NonRTO_Midwest | Internal | Summer | B8 | 500 | 100 | 0 | 54.44 | 49.64 | 9 | 0
2035 | TVA_2_NonRTO_Midwest | TVA | NonRTO_Midwest | Internal | Summer | B9 | 800 | 100 | 0 | 51.68 | 46.01 | 9 | 0
2035 | TVA_2_NonRTO_Midwest | TVA | NonRTO_Midwest | Internal | Summer | B10 | 1262 | 100 | 0 | 45.53 | 37.58 | 9 | 0
2035 | TVA_2_NonRTO_Midwest | TVA | NonRTO_Midwest | Internal | Winter | B16 | 25 | 100 | 100 | 76.37 | 85.82 | 9 | 0.44
2035 | TVA_2_NonRTO_Midwest | TVA | NonRTO_Midwest | Internal | Winter | B17 | 100 | 100 | 0 | 61.77 | 70.2 | 9 | 0
2035 | TVA_2_NonRTO_Midwest | TVA | NonRTO_Midwest | Internal | Winter | B18 | 400 | 100 | 0 | 54.72 | 63.69 | 9 | 0
2035 | TVA_2_NonRTO_Midwest | TVA | NonRTO_Midwest | Internal | Winter | B19 | 700 | 100 | 0 | 54.72 | 48.72 | 9 | 0
2035 | TVA_2_NonRTO_Midwest | TVA | NonRTO_Midwest | Internal | Winter | B20 | 935 | 100 | 0 | 54.21 | 46.2 | 9 | 0
2035 | TVA_2_SOCO | TVA | SOCO | Internal | Shoulder | B11 | 25 | 500 | 500 | 73.44 | 88.37 | 9 | 5.92
2035 | TVA_2_SOCO | TVA | SOCO | Internal | Shoulder | B12 | 200 | 500 | 0 | 56.99 | 57.02 | 9 | 0
2035 | TVA_2_SOCO | TVA | SOCO | Internal | Shoulder | B13 | 600 | 500 | 0 | 55.94 | 56.72 | 9 | 0
2035 | TVA_2_SOCO | TVA | SOCO | Internal | Shoulder | B14 | 900 | 500 | 0 | 55.94 | 56.72 | 9 | 0
2035 | TVA_2_SOCO | TVA | SOCO | Internal | Shoulder | B15 | 1203 | 500 | 0 | 53.3 | 56.72 | 9 | 0
2035 | TVA_2_SOCO | TVA | SOCO | Internal | Summer | B1 | 10 | 500 | 0 | 97.33 | 101.86 | 9 | 0
2035 | TVA_2_SOCO | TVA | SOCO | Internal | Summer | B2 | 25 | 500 | 0 | 94.77 | 94.27 | 9 | 0
2035 | TVA_2_SOCO | TVA | SOCO | Internal | Summer | B3 | 75 | 500 | 0 | 89.01 | 92.45 | 9 | 0
2035 | TVA_2_SOCO | TVA | SOCO | Internal | Summer | B4 | 100 | 500 | 0 | 88.1 | 92.45 | 9 | 0
2035 | TVA_2_SOCO | TVA | SOCO | Internal | Summer | B5 | 200 | 500 | 0 | 83.46 | 92.45 | 9 | 0
2035 | TVA_2_SOCO | TVA | SOCO | Internal | Summer | B6 | 300 | 500 | 500 | 63.08 | 76.28 | 9 | 4.2
2035 | TVA_2_SOCO | TVA | SOCO | Internal | Summer | B7 | 400 | 500 | 381.7 | 54.44 | 63.44 | 9 | 0
2035 | TVA_2_SOCO | TVA | SOCO | Internal | Summer | B8 | 500 | 500 | 0 | 54.44 | 57.14 | 9 | 0
2035 | TVA_2_SOCO | TVA | SOCO | Internal | Summer | B9 | 800 | 500 | 0 | 51.68 | 55.15 | 9 | 0
2035 | TVA_2_SOCO | TVA | SOCO | Internal | Summer | B10 | 1262 | 500 | 0 | 45.53 | 50.86 | 9 | 0
2035 | TVA_2_SOCO | TVA | SOCO | Internal | Winter | B16 | 25 | 500 | 106.3 | 76.37 | 85.37 | 9 | 0
2035 | TVA_2_SOCO | TVA | SOCO | Internal | Winter | B17 | 100 | 500 | 0 | 61.77 | 60.2 | 9 | 0
2035 | TVA_2_SOCO | TVA | SOCO | Internal | Winter | B18 | 400 | 500 | 0 | 54.72 | 60.2 | 9 | 0
2035 | TVA_2_SOCO | TVA | SOCO | Internal | Winter | B19 | 700 | 500 | 0 | 54.72 | 60.2 | 9 | 0
2035 | TVA_2_SOCO | TVA | SOCO | Internal | Winter | B20 | 935 | 500 | 0 | 54.21 | 59.34 | 9 | 0
2035 | TVA_2_VACAR | TVA | VACAR | Internal | Shoulder | B11 | 25 | 150 | 0 | 73.44 | 79.37 | 9 | 0
2035 | TVA_2_VACAR | TVA | VACAR | Internal | Shoulder | B12 | 200 | 150 | 0 | 56.99 | 65.18 | 9 | 0
2035 | TVA_2_VACAR | TVA | VACAR | Internal | Shoulder | B13 | 600 | 150 | 0 | 55.94 | 57.37 | 9 | 0
2035 | TVA_2_VACAR | TVA | VACAR | Internal | Shoulder | B14 | 900 | 150 | 0 | 55.94 | 53.89 | 9 | 0
2035 | TVA_2_VACAR | TVA | VACAR | Internal | Shoulder | B15 | 1203 | 150 | 0 | 53.3 | 53.89 | 9 | 0
2035 | TVA_2_VACAR | TVA | VACAR | Internal | Summer | B1 | 10 | 150 | 150 | 97.33 | 109.88 | 9 | 3.55
2035 | TVA_2_VACAR | TVA | VACAR | Internal | Summer | B2 | 25 | 150 | 0 | 94.77 | 94.73 | 9 | 0
2035 | TVA_2_VACAR | TVA | VACAR | Internal | Summer | B3 | 75 | 150 | 0 | 89.01 | 93.14 | 9 | 0
2035 | TVA_2_VACAR | TVA | VACAR | Internal | Summer | B4 | 100 | 150 | 0 | 88.1 | 90.97 | 9 | 0
2035 | TVA_2_VACAR | TVA | VACAR | Internal | Summer | B5 | 200 | 150 | 0 | 83.46 | 85.45 | 9 | 0
2035 | TVA_2_VACAR | TVA | VACAR | Internal | Summer | B6 | 300 | 150 | 0 | 63.08 | 69.28 | 9 | 0
2035 | TVA_2_VACAR | TVA | VACAR | Internal | Summer | B7 | 400 | 150 | 0 | 54.44 | 56.44 | 9 | 0
2035 | TVA_2_VACAR | TVA | VACAR | Internal | Summer | B8 | 500 | 150 | 0 | 54.44 | 51.67 | 9 | 0
2035 | TVA_2_VACAR | TVA | VACAR | Internal | Summer | B9 | 800 | 150 | 0 | 51.68 | 51.67 | 9 | 0
2035 | TVA_2_VACAR | TVA | VACAR | Internal | Summer | B10 | 1262 | 150 | 0 | 45.53 | 50.3 | 9 | 0
2035 | TVA_2_VACAR | TVA | VACAR | Internal | Winter | B16 | 25 | 150 | 150 | 76.37 | 94.37 | 9 | 9
2035 | TVA_2_VACAR | TVA | VACAR | Internal | Winter | B17 | 100 | 150 | 0 | 61.77 | 70.2 | 9 | 0
2035 | TVA_2_VACAR | TVA | VACAR | Internal | Winter | B18 | 400 | 150 | 0 | 54.72 | 58.97 | 9 | 0
2035 | TVA_2_VACAR | TVA | VACAR | Internal | Winter | B19 | 700 | 150 | 0 | 54.72 | 58.97 | 9 | 0
2035 | TVA_2_VACAR | TVA | VACAR | Internal | Winter | B20 | 935 | 150 | 0 | 54.21 | 56.97 | 9 | 0
2035 | TVA_Transmission_2_NonRTO_Midwest | TVA_Transmission | NonRTO_Midwest | Internal | Shoulder | B11 | 25 | 700 | 19.88 | 79.37 | 88.37 | 9 | 0
2035 | TVA_Transmission_2_NonRTO_Midwest | TVA_Transmission | NonRTO_Midwest | Internal | Shoulder | B12 | 200 | 700 | 0 | 63.47 | 71.26 | 9 | 0
2035 | TVA_Transmission_2_NonRTO_Midwest | TVA_Transmission | NonRTO_Midwest | Internal | Shoulder | B13 | 600 | 700 | 0 | 57.57 | 56.37 | 9 | 0
2035 | TVA_Transmission_2_NonRTO_Midwest | TVA_Transmission | NonRTO_Midwest | Internal | Shoulder | B14 | 900 | 700 | 0 | 56.64 | 51.23 | 9 | 0
2035 | TVA_Transmission_2_NonRTO_Midwest | TVA_Transmission | NonRTO_Midwest | Internal | Shoulder | B15 | 1203 | 700 | 0 | 53.29 | 45.29 | 9 | 0
2035 | TVA_Transmission_2_NonRTO_Midwest | TVA_Transmission | NonRTO_Midwest | Internal | Summer | B1 | 10 | 700 | 0 | 101.25 | 93.87 | 9 | 0
2035 | TVA_Transmission_2_NonRTO_Midwest | TVA_Transmission | NonRTO_Midwest | Internal | Summer | B2 | 25 | 700 | 0 | 94.76 | 90.25 | 9 | 0
2035 | TVA_Transmission_2_NonRTO_Midwest | TVA_Transmission | NonRTO_Midwest | Internal | Summer | B3 | 75 | 700 | 0 | 88.99 | 90.25 | 9 | 0
2035 | TVA_Transmission_2_NonRTO_Midwest | TVA_Transmission | NonRTO_Midwest | Internal | Summer | B4 | 100 | 700 | 0 | 88.09 | 90.25 | 9 | 0
2035 | TVA_Transmission_2_NonRTO_Midwest | TVA_Transmission | NonRTO_Midwest | Internal | Summer | B5 | 200 | 700 | 0 | 83.45 | 87.46 | 9 | 0
2035 | TVA_Transmission_2_NonRTO_Midwest | TVA_Transmission | NonRTO_Midwest | Internal | Summer | B6 | 300 | 700 | 0 | 67.36 | 69.78 | 9 | 0
2035 | TVA_Transmission_2_NonRTO_Midwest | TVA_Transmission | NonRTO_Midwest | Internal | Summer | B7 | 400 | 700 | 0 | 55.72 | 56.84 | 9 | 0
2035 | TVA_Transmission_2_NonRTO_Midwest | TVA_Transmission | NonRTO_Midwest | Internal | Summer | B8 | 500 | 700 | 0 | 54.87 | 49.64 | 9 | 0
2035 | TVA_Transmission_2_NonRTO_Midwest | TVA_Transmission | NonRTO_Midwest | Internal | Summer | B9 | 800 | 700 | 0 | 51.67 | 46.01 | 9 | 0
2035 | TVA_Transmission_2_NonRTO_Midwest | TVA_Transmission | NonRTO_Midwest | Internal | Summer | B10 | 1262 | 700 | 0 | 45.55 | 37.58 | 9 | 0
2035 | TVA_Transmission_2_NonRTO_Midwest | TVA_Transmission | NonRTO_Midwest | Internal | Winter | B16 | 25 | 700 | 0 | 85.37 | 85.82 | 9 | 0
2035 | TVA_Transmission_2_NonRTO_Midwest | TVA_Transmission | NonRTO_Midwest | Internal | Winter | B17 | 100 | 700 | 0 | 65.35 | 70.2 | 9 | 0
2035 | TVA_Transmission_2_NonRTO_Midwest | TVA_Transmission | NonRTO_Midwest | Internal | Winter | B18 | 400 | 700 | 0 | 59.69 | 63.69 | 9 | 0
2035 | TVA_Transmission_2_NonRTO_Midwest | TVA_Transmission | NonRTO_Midwest | Internal | Winter | B19 | 700 | 700 | 0 | 55.71 | 48.72 | 9 | 0
2035 | TVA_Transmission_2_NonRTO_Midwest | TVA_Transmission | NonRTO_Midwest | Internal | Winter | B20 | 935 | 700 | 0 | 54.2 | 46.2 | 9 | 0
2035 | TVA_Transmission_2_SOCO | TVA_Transmission | SOCO | Internal | Shoulder | B11 | 25 | 3200 | 722.93 | 79.37 | 88.37 | 9 | 0
2035 | TVA_Transmission_2_SOCO | TVA_Transmission | SOCO | Internal | Shoulder | B12 | 200 | 3200 | 0 | 63.47 | 57.02 | 9 | 0
2035 | TVA_Transmission_2_SOCO | TVA_Transmission | SOCO | Internal | Shoulder | B13 | 600 | 3200 | 0 | 57.57 | 56.72 | 9 | 0
2035 | TVA_Transmission_2_SOCO | TVA_Transmission | SOCO | Internal | Shoulder | B14 | 900 | 3200 | 0 | 56.64 | 56.72 | 9 | 0
2035 | TVA_Transmission_2_SOCO | TVA_Transmission | SOCO | Internal | Shoulder | B15 | 1203 | 3200 | 0 | 53.29 | 56.72 | 9 | 0
2035 | TVA_Transmission_2_SOCO | TVA_Transmission | SOCO | Internal | Summer | B1 | 10 | 3200 | 0 | 101.25 | 101.86 | 9 | 0
2035 | TVA_Transmission_2_SOCO | TVA_Transmission | SOCO | Internal | Summer | B2 | 25 | 3200 | 0 | 94.76 | 94.27 | 9 | 0
2035 | TVA_Transmission_2_SOCO | TVA_Transmission | SOCO | Internal | Summer | B3 | 75 | 3200 | 0 | 88.99 | 92.45 | 9 | 0
2035 | TVA_Transmission_2_SOCO | TVA_Transmission | SOCO | Internal | Summer | B4 | 100 | 3200 | 0 | 88.09 | 92.45 | 9 | 0
2035 | TVA_Transmission_2_SOCO | TVA_Transmission | SOCO | Internal | Summer | B5 | 200 | 3200 | 1283.92 | 83.45 | 92.45 | 9 | 0
2035 | TVA_Transmission_2_SOCO | TVA_Transmission | SOCO | Internal | Summer | B6 | 300 | 3200 | 0 | 67.36 | 76.28 | 9 | 0
2035 | TVA_Transmission_2_SOCO | TVA_Transmission | SOCO | Internal | Summer | B7 | 400 | 3200 | 0 | 55.72 | 63.44 | 9 | 0
2035 | TVA_Transmission_2_SOCO | TVA_Transmission | SOCO | Internal | Summer | B8 | 500 | 3200 | 0 | 54.87 | 57.14 | 9 | 0
2035 | TVA_Transmission_2_SOCO | TVA_Transmission | SOCO | Internal | Summer | B9 | 800 | 3200 | 0 | 51.67 | 55.15 | 9 | 0
2035 | TVA_Transmission_2_SOCO | TVA_Transmission | SOCO | Internal | Summer | B10 | 1262 | 3200 | 0 | 45.55 | 50.86 | 9 | 0
2035 | TVA_Transmission_2_SOCO | TVA_Transmission | SOCO | Internal | Winter | B16 | 25 | 3200 | 0 | 85.37 | 85.37 | 9 | 0
2035 | TVA_Transmission_2_SOCO | TVA_Transmission | SOCO | Internal | Winter | B17 | 100 | 3200 | 0 | 65.35 | 60.2 | 9 | 0
2035 | TVA_Transmission_2_SOCO | TVA_Transmission | SOCO | Internal | Winter | B18 | 400 | 3200 | 0 | 59.69 | 60.2 | 9 | 0
2035 | TVA_Transmission_2_SOCO | TVA_Transmission | SOCO | Internal | Winter | B19 | 700 | 3200 | 0 | 55.71 | 60.2 | 9 | 0
2035 | TVA_Transmission_2_SOCO | TVA_Transmission | SOCO | Internal | Winter | B20 | 935 | 3200 | 0 | 54.2 | 59.34 | 9 | 0
2035 | TVA_Transmission_2_TVA | TVA_Transmission | TVA | Internal | Shoulder | B11 | 25 | 99999 | 0 | 79.37 | 73.44 | 0.01 | 0
2035 | TVA_Transmission_2_TVA | TVA_Transmission | TVA | Internal | Shoulder | B12 | 200 | 99999 | 0 | 63.47 | 56.99 | 0.01 | 0
2035 | TVA_Transmission_2_TVA | TVA_Transmission | TVA | Internal | Shoulder | B13 | 600 | 99999 | 0 | 57.57 | 55.94 | 0.01 | 0
2035 | TVA_Transmission_2_TVA | TVA_Transmission | TVA | Internal | Shoulder | B14 | 900 | 99999 | 0 | 56.64 | 55.94 | 0.01 | 0
2035 | TVA_Transmission_2_TVA | TVA_Transmission | TVA | Internal | Shoulder | B15 | 1203 | 99999 | 638.11 | 53.29 | 53.3 | 0.01 | 0
2035 | TVA_Transmission_2_TVA | TVA_Transmission | TVA | Internal | Summer | B1 | 10 | 99999 | 0 | 101.25 | 97.33 | 0.01 | 0
2035 | TVA_Transmission_2_TVA | TVA_Transmission | TVA | Internal | Summer | B2 | 25 | 99999 | 3004.22 | 94.76 | 94.77 | 0.01 | 0
2035 | TVA_Transmission_2_TVA | TVA_Transmission | TVA | Internal | Summer | B3 | 75 | 99999 | 1220.51 | 88.99 | 89.01 | 0.01 | 0
2035 | TVA_Transmission_2_TVA | TVA_Transmission | TVA | Internal | Summer | B4 | 100 | 99999 | 638.61 | 88.09 | 88.1 | 0.01 | 0
2035 | TVA_Transmission_2_TVA | TVA_Transmission | TVA | Internal | Summer | B5 | 200 | 99999 | 651.46 | 83.45 | 83.46 | 0.01 | 0
2035 | TVA_Transmission_2_TVA | TVA_Transmission | TVA | Internal | Summer | B6 | 300 | 99999 | 0 | 67.36 | 63.08 | 0.01 | 0
2035 | TVA_Transmission_2_TVA | TVA_Transmission | TVA | Internal | Summer | B7 | 400 | 99999 | 0 | 55.72 | 54.44 | 0.01 | 0
2035 | TVA_Transmission_2_TVA | TVA_Transmission | TVA | Internal | Summer | B8 | 500 | 99999 | 0 | 54.87 | 54.44 | 0.01 | 0
2035 | TVA_Transmission_2_TVA | TVA_Transmission | TVA | Internal | Summer | B9 | 800 | 99999 | 488.66 | 51.67 | 51.68 | 0.01 | 0
2035 | TVA_Transmission_2_TVA | TVA_Transmission | TVA | Internal | Summer | B10 | 1262 | 99999 | 0 | 45.55 | 45.53 | 0.01 | 0
2035 | TVA_Transmission_2_TVA | TVA_Transmission | TVA | Internal | Winter | B16 | 25 | 99999 | 0 | 85.37 | 76.37 | 0.01 | 0
2035 | TVA_Transmission_2_TVA | TVA_Transmission | TVA | Internal | Winter | B17 | 100 | 99999 | 0 | 65.35 | 61.77 | 0.01 | 0
2035 | TVA_Transmission_2_TVA | TVA_Transmission | TVA | Internal | Winter | B18 | 400 | 99999 | 0 | 59.69 | 54.72 | 0.01 | 0
2035 | TVA_Transmission_2_TVA | TVA_Transmission | TVA | Internal | Winter | B19 | 700 | 99999 | 0 | 55.71 | 54.72 | 0.01 | 0
2035 | TVA_Transmission_2_TVA | TVA_Transmission | TVA | Internal | Winter | B20 | 935 | 99999 | 1037.93 | 54.2 | 54.21 | 0.01 | 0
2035 | TVA_Transmission_2_VACAR | TVA_Transmission | VACAR | Internal | Shoulder | B11 | 25 | 900 | 0 | 79.37 | 79.37 | 9 | 0
2035 | TVA_Transmission_2_VACAR | TVA_Transmission | VACAR | Internal | Shoulder | B12 | 200 | 900 | 0 | 63.47 | 65.18 | 9 | 0
2035 | TVA_Transmission_2_VACAR | TVA_Transmission | VACAR | Internal | Shoulder | B13 | 600 | 900 | 0 | 57.57 | 57.37 | 9 | 0
2035 | TVA_Transmission_2_VACAR | TVA_Transmission | VACAR | Internal | Shoulder | B14 | 900 | 900 | 0 | 56.64 | 53.89 | 9 | 0
2035 | TVA_Transmission_2_VACAR | TVA_Transmission | VACAR | Internal | Shoulder | B15 | 1203 | 900 | 0 | 53.29 | 53.89 | 9 | 0
2035 | TVA_Transmission_2_VACAR | TVA_Transmission | VACAR | Internal | Summer | B1 | 10 | 900 | 0 | 101.25 | 109.88 | 9 | 0
2035 | TVA_Transmission_2_VACAR | TVA_Transmission | VACAR | Internal | Summer | B2 | 25 | 900 | 0 | 94.76 | 94.73 | 9 | 0
2035 | TVA_Transmission_2_VACAR | TVA_Transmission | VACAR | Internal | Summer | B3 | 75 | 900 | 0 | 88.99 | 93.14 | 9 | 0
2035 | TVA_Transmission_2_VACAR | TVA_Transmission | VACAR | Internal | Summer | B4 | 100 | 900 | 0 | 88.09 | 90.97 | 9 | 0
2035 | TVA_Transmission_2_VACAR | TVA_Transmission | VACAR | Internal | Summer | B5 | 200 | 900 | 0 | 83.45 | 85.45 | 9 | 0
2035 | TVA_Transmission_2_VACAR | TVA_Transmission | VACAR | Internal | Summer | B6 | 300 | 900 | 0 | 67.36 | 69.28 | 9 | 0
2035 | TVA_Transmission_2_VACAR | TVA_Transmission | VACAR | Internal | Summer | B7 | 400 | 900 | 0 | 55.72 | 56.44 | 9 | 0
2035 | TVA_Transmission_2_VACAR | TVA_Transmission | VACAR | Internal | Summer | B8 | 500 | 900 | 0 | 54.87 | 51.67 | 9 | 0
2035 | TVA_Transmission_2_VACAR | TVA_Transmission | VACAR | Internal | Summer | B9 | 800 | 900 | 0 | 51.67 | 51.67 | 9 | 0
2035 | TVA_Transmission_2_VACAR | TVA_Transmission | VACAR | Internal | Summer | B10 | 1262 | 900 | 0 | 45.55 | 50.3 | 9 | 0
2035 | TVA_Transmission_2_VACAR | TVA_Transmission | VACAR | Internal | Winter | B16 | 25 | 900 | 542.43 | 85.37 | 94.37 | 9 | 0
2035 | TVA_Transmission_2_VACAR | TVA_Transmission | VACAR | Internal | Winter | B17 | 100 | 900 | 0 | 65.35 | 70.2 | 9 | 0
2035 | TVA_Transmission_2_VACAR | TVA_Transmission | VACAR | Internal | Winter | B18 | 400 | 900 | 0 | 59.69 | 58.97 | 9 | 0
2035 | TVA_Transmission_2_VACAR | TVA_Transmission | VACAR | Internal | Winter | B19 | 700 | 900 | 0 | 55.71 | 58.97 | 9 | 0
2035 | TVA_Transmission_2_VACAR | TVA_Transmission | VACAR | Internal | Winter | B20 | 935 | 900 | 0 | 54.2 | 56.97 | 9 | 0
2035 | VACAR_2_SOCO | VACAR | SOCO | Internal | Shoulder | B11 | 25 | 3000 | 3000 | 79.37 | 88.37 | 7 | 2
2035 | VACAR_2_SOCO | VACAR | SOCO | Internal | Shoulder | B12 | 200 | 3000 | 0 | 65.18 | 57.02 | 7 | 0
2035 | VACAR_2_SOCO | VACAR | SOCO | Internal | Shoulder | B13 | 600 | 3000 | 0 | 57.37 | 56.72 | 7 | 0
2035 | VACAR_2_SOCO | VACAR | SOCO | Internal | Shoulder | B14 | 900 | 3000 | 0 | 53.89 | 56.72 | 7 | 0
2035 | VACAR_2_SOCO | VACAR | SOCO | Internal | Shoulder | B15 | 1203 | 3000 | 0 | 53.89 | 56.72 | 7 | 0
2035 | VACAR_2_SOCO | VACAR | SOCO | Internal | Summer | B1 | 10 | 3000 | 0 | 109.88 | 101.86 | 7 | 0
2035 | VACAR_2_SOCO | VACAR | SOCO | Internal | Summer | B2 | 25 | 3000 | 0 | 94.73 | 94.27 | 7 | 0
2035 | VACAR_2_SOCO | VACAR | SOCO | Internal | Summer | B3 | 75 | 3000 | 0 | 93.14 | 92.45 | 7 | 0
2035 | VACAR_2_SOCO | VACAR | SOCO | Internal | Summer | B4 | 100 | 3000 | 0 | 90.97 | 92.45 | 7 | 0
2035 | VACAR_2_SOCO | VACAR | SOCO | Internal | Summer | B5 | 200 | 3000 | 1033.55 | 85.45 | 92.45 | 7 | 0
2035 | VACAR_2_SOCO | VACAR | SOCO | Internal | Summer | B6 | 300 | 3000 | 1030.8 | 69.28 | 76.28 | 7 | 0
2035 | VACAR_2_SOCO | VACAR | SOCO | Internal | Summer | B7 | 400 | 3000 | 1760.08 | 56.44 | 63.44 | 7 | 0
2035 | VACAR_2_SOCO | VACAR | SOCO | Internal | Summer | B8 | 500 | 3000 | 0 | 51.67 | 57.14 | 7 | 0
2035 | VACAR_2_SOCO | VACAR | SOCO | Internal | Summer | B9 | 800 | 3000 | 0 | 51.67 | 55.15 | 7 | 0
2035 | VACAR_2_SOCO | VACAR | SOCO | Internal | Summer | B10 | 1262 | 3000 | 0 | 50.3 | 50.86 | 7 | 0
2035 | VACAR_2_SOCO | VACAR | SOCO | Internal | Winter | B16 | 25 | 3000 | 0 | 94.37 | 85.37 | 7 | 0
2035 | VACAR_2_SOCO | VACAR | SOCO | Internal | Winter | B17 | 100 | 3000 | 0 | 70.2 | 60.2 | 7 | 0
2035 | VACAR_2_SOCO | VACAR | SOCO | Internal | Winter | B18 | 400 | 3000 | 0 | 58.97 | 60.2 | 7 | 0
2035 | VACAR_2_SOCO | VACAR | SOCO | Internal | Winter | B19 | 700 | 3000 | 0 | 58.97 | 60.2 | 7 | 0
2035 | VACAR_2_SOCO | VACAR | SOCO | Internal | Winter | B20 | 935 | 3000 | 0 | 56.97 | 59.34 | 7 | 0
2040 | ENT_2_MISO_MO-IL | ENT | MISO_MO-IL | Internal | Shoulder | B11 | 25 | 2260 | 0 | 88.97 | 83.83 | 8 | 0
2040 | ENT_2_MISO_MO-IL | ENT | MISO_MO-IL | Internal | Shoulder | B12 | 200 | 2260 | 0 | 62.8 | 62.61 | 8 | 0
2040 | ENT_2_MISO_MO-IL | ENT | MISO_MO-IL | Internal | Shoulder | B13 | 600 | 2260 | 0 | 62.34 | 59.73 | 8 | 0
2040 | ENT_2_MISO_MO-IL | ENT | MISO_MO-IL | Internal | Shoulder | B14 | 900 | 2260 | 0 | 60.87 | 57.2 | 8 | 0
2040 | ENT_2_MISO_MO-IL | ENT | MISO_MO-IL | Internal | Shoulder | B15 | 1203 | 2260 | 0 | 60.26 | 50.45 | 8 | 0
2040 | ENT_2_MISO_MO-IL | ENT | MISO_MO-IL | Internal | Summer | B1 | 10 | 2260 | 767.33 | 99.99 | 107.99 | 8 | 0
2040 | ENT_2_MISO_MO-IL | ENT | MISO_MO-IL | Internal | Summer | B2 | 25 | 2260 | 0 | 95.96 | 95.84 | 8 | 0
2040 | ENT_2_MISO_MO-IL | ENT | MISO_MO-IL | Internal | Summer | B3 | 75 | 2260 | 0 | 93.93 | 93.45 | 8 | 0
2040 | ENT_2_MISO_MO-IL | ENT | MISO_MO-IL | Internal | Summer | B4 | 100 | 2260 | 0 | 93.93 | 93.12 | 8 | 0
2040 | ENT_2_MISO_MO-IL | ENT | MISO_MO-IL | Internal | Summer | B5 | 200 | 2260 | 0 | 89.2 | 90.81 | 8 | 0
2040 | ENT_2_MISO_MO-IL | ENT | MISO_MO-IL | Internal | Summer | B6 | 300 | 2260 | 0 | 74.66 | 68.66 | 8 | 0
2040 | ENT_2_MISO_MO-IL | ENT | MISO_MO-IL | Internal | Summer | B7 | 400 | 2260 | 0 | 61.09 | 58.06 | 8 | 0
2040 | ENT_2_MISO_MO-IL | ENT | MISO_MO-IL | Internal | Summer | B8 | 500 | 2260 | 0 | 60.77 | 54.75 | 8 | 0
2040 | ENT_2_MISO_MO-IL | ENT | MISO_MO-IL | Internal | Summer | B9 | 800 | 2260 | 0 | 58.59 | 50.59 | 8 | 0
2040 | ENT_2_MISO_MO-IL | ENT | MISO_MO-IL | Internal | Summer | B10 | 1262 | 2260 | 0 | 54.84 | 43.05 | 8 | 0
2040 | ENT_2_MISO_MO-IL | ENT | MISO_MO-IL | Internal | Winter | B16 | 25 | 2260 | 0 | 83.7 | 82 | 8 | 0
2040 | ENT_2_MISO_MO-IL | ENT | MISO_MO-IL | Internal | Winter | B17 | 100 | 2260 | 0 | 67.15 | 65.76 | 8 | 0
2040 | ENT_2_MISO_MO-IL | ENT | MISO_MO-IL | Internal | Winter | B18 | 400 | 2260 | 0 | 66.65 | 62.03 | 8 | 0
2040 | ENT_2_MISO_MO-IL | ENT | MISO_MO-IL | Internal | Winter | B19 | 700 | 2260 | 0 | 64.43 | 58.82 | 8 | 0
2040 | ENT_2_MISO_MO-IL | ENT | MISO_MO-IL | Internal | Winter | B20 | 935 | 2260 | 0 | 58.88 | 48.52 | 8 | 0
2040 | ENT_2_SOCO | ENT | SOCO | Internal | Shoulder | B11 | 25 | 2000 | 0 | 88.97 | 96.83 | 8 | 0
2040 | ENT_2_SOCO | ENT | SOCO | Internal | Shoulder | B12 | 200 | 2000 | 0 | 62.8 | 62.73 | 8 | 0
2040 | ENT_2_SOCO | ENT | SOCO | Internal | Shoulder | B13 | 600 | 2000 | 0 | 62.34 | 62.73 | 8 | 0
2040 | ENT_2_SOCO | ENT | SOCO | Internal | Shoulder | B14 | 900 | 2000 | 0 | 60.87 | 62.73 | 8 | 0
2040 | ENT_2_SOCO | ENT | SOCO | Internal | Shoulder | B15 | 1203 | 2000 | 0 | 60.26 | 62.73 | 8 | 0
2040 | ENT_2_SOCO | ENT | SOCO | Internal | Summer | B1 | 10 | 2000 | 1264.35 | 99.99 | 107.99 | 8 | 0
2040 | ENT_2_SOCO | ENT | SOCO | Internal | Summer | B2 | 25 | 2000 | 143.67 | 95.96 | 103.96 | 8 | 0
2040 | ENT_2_SOCO | ENT | SOCO | Internal | Summer | B3 | 75 | 2000 | 1089.82 | 93.93 | 101.93 | 8 | 0
2040 | ENT_2_SOCO | ENT | SOCO | Internal | Summer | B4 | 100 | 2000 | 1127.71 | 93.93 | 101.93 | 8 | 0
2040 | ENT_2_SOCO | ENT | SOCO | Internal | Summer | B5 | 200 | 2000 | 2000 | 89.2 | 101.93 | 8 | 4.73
2040 | ENT_2_SOCO | ENT | SOCO | Internal | Summer | B6 | 300 | 2000 | 0 | 74.66 | 82.05 | 8 | 0
2040 | ENT_2_SOCO | ENT | SOCO | Internal | Summer | B7 | 400 | 2000 | 909.79 | 61.09 | 69.09 | 8 | 0
2040 | ENT_2_SOCO | ENT | SOCO | Internal | Summer | B8 | 500 | 2000 | 0 | 60.77 | 61.1 | 8 | 0
2040 | ENT_2_SOCO | ENT | SOCO | Internal | Summer | B9 | 800 | 2000 | 0 | 58.59 | 61.1 | 8 | 0
2040 | ENT_2_SOCO | ENT | SOCO | Internal | Summer | B10 | 1262 | 2000 | 0 | 54.84 | 56.46 | 8 | 0
2040 | ENT_2_SOCO | ENT | SOCO | Internal | Winter | B16 | 25 | 2000 | 1072.78 | 83.7 | 91.7 | 8 | 0
2040 | ENT_2_SOCO | ENT | SOCO | Internal | Winter | B17 | 100 | 2000 | 0 | 67.15 | 66.55 | 8 | 0
2040 | ENT_2_SOCO | ENT | SOCO | Internal | Winter | B18 | 400 | 2000 | 0 | 66.65 | 66.55 | 8 | 0
2040 | ENT_2_SOCO | ENT | SOCO | Internal | Winter | B19 | 700 | 2000 | 0 | 64.43 | 66.55 | 8 | 0
2040 | ENT_2_SOCO | ENT | SOCO | Internal | Winter | B20 | 935 | 2000 | 0 | 58.88 | 60.87 | 8 | 0
2040 | ENT_2_SPP_N | ENT | SPP_N | Internal | Shoulder | B11 | 25 | 1300 | 0 | 88.97 | 88.18 | 8 | 0
2040 | ENT_2_SPP_N | ENT | SPP_N | Internal | Shoulder | B12 | 200 | 1300 | 0 | 62.8 | 61.98 | 8 | 0
2040 | ENT_2_SPP_N | ENT | SPP_N | Internal | Shoulder | B13 | 600 | 1300 | 0 | 62.34 | 60.04 | 8 | 0
2040 | ENT_2_SPP_N | ENT | SPP_N | Internal | Shoulder | B14 | 900 | 1300 | 0 | 60.87 | 55.87 | 8 | 0
2040 | ENT_2_SPP_N | ENT | SPP_N | Internal | Shoulder | B15 | 1203 | 1300 | 0 | 60.26 | 48.86 | 8 | 0
2040 | ENT_2_SPP_N | ENT | SPP_N | Internal | Summer | B1 | 10 | 1300 | 0 | 99.99 | 102.99 | 8 | 0
2040 | ENT_2_SPP_N | ENT | SPP_N | Internal | Summer | B2 | 25 | 1300 | 0 | 95.96 | 98.95 | 8 | 0
2040 | ENT_2_SPP_N | ENT | SPP_N | Internal | Summer | B3 | 75 | 1300 | 0 | 93.93 | 98.95 | 8 | 0
2040 | ENT_2_SPP_N | ENT | SPP_N | Internal | Summer | B4 | 100 | 1300 | 0 | 93.93 | 98.95 | 8 | 0
2040 | ENT_2_SPP_N | ENT | SPP_N | Internal | Summer | B5 | 200 | 1300 | 165.29 | 89.2 | 97.2 | 8 | 0
2040 | ENT_2_SPP_N | ENT | SPP_N | Internal | Summer | B6 | 300 | 1300 | 0 | 74.66 | 75.65 | 8 | 0
2040 | ENT_2_SPP_N | ENT | SPP_N | Internal | Summer | B7 | 400 | 1300 | 0 | 61.09 | 60.87 | 8 | 0
2040 | ENT_2_SPP_N | ENT | SPP_N | Internal | Summer | B8 | 500 | 1300 | 0 | 60.77 | 58.16 | 8 | 0
2040 | ENT_2_SPP_N | ENT | SPP_N | Internal | Summer | B9 | 800 | 1300 | 0 | 58.59 | 57.57 | 8 | 0
2040 | ENT_2_SPP_N | ENT | SPP_N | Internal | Summer | B10 | 1262 | 1300 | 0 | 54.84 | 49.84 | 8 | 0
2040 | ENT_2_SPP_N | ENT | SPP_N | Internal | Winter | B16 | 25 | 1300 | 0 | 83.7 | 78.7 | 8 | 0
2040 | ENT_2_SPP_N | ENT | SPP_N | Internal | Winter | B17 | 100 | 1300 | 0 | 67.15 | 65.45 | 8 | 0
2040 | ENT_2_SPP_N | ENT | SPP_N | Internal | Winter | B18 | 400 | 1300 | 0 | 66.65 | 61.65 | 8 | 0
2040 | ENT_2_SPP_N | ENT | SPP_N | Internal | Winter | B19 | 700 | 1300 | 0 | 64.43 | 59.43 | 8 | 0
2040 | ENT_2_SPP_N | ENT | SPP_N | Internal | Winter | B20 | 935 | 1300 | 0 | 58.88 | 46.02 | 8 | 0
2040 | ENT_2_TVA_Transmission | ENT | TVA_Transmission | Internal | Shoulder | B11 | 25 | 2100 | 0 | 88.97 | 87.83 | 8 | 0
2040 | ENT_2_TVA_Transmission | ENT | TVA_Transmission | Internal | Shoulder | B12 | 200 | 2100 | 0 | 62.8 | 66.79 | 8 | 0
2040 | ENT_2_TVA_Transmission | ENT | TVA_Transmission | Internal | Shoulder | B13 | 600 | 2100 | 0 | 62.34 | 62.6 | 8 | 0
2040 | ENT_2_TVA_Transmission | ENT | TVA_Transmission | Internal | Shoulder | B14 | 900 | 2100 | 0 | 60.87 | 61.71 | 8 | 0
2040 | ENT_2_TVA_Transmission | ENT | TVA_Transmission | Internal | Shoulder | B15 | 1203 | 2100 | 0 | 60.26 | 56.39 | 8 | 0
2040 | ENT_2_TVA_Transmission | ENT | TVA_Transmission | Internal | Summer | B1 | 10 | 2100 | 0 | 99.99 | 107.99 | 8 | 0
2040 | ENT_2_TVA_Transmission | ENT | TVA_Transmission | Internal | Summer | B2 | 25 | 2100 | 0 | 95.96 | 103.84 | 8 | 0
2040 | ENT_2_TVA_Transmission | ENT | TVA_Transmission | Internal | Summer | B3 | 75 | 2100 | 0 | 93.93 | 97.45 | 8 | 0
2040 | ENT_2_TVA_Transmission | ENT | TVA_Transmission | Internal | Summer | B4 | 100 | 2100 | 0 | 93.93 | 97.45 | 8 | 0
2040 | ENT_2_TVA_Transmission | ENT | TVA_Transmission | Internal | Summer | B5 | 200 | 2100 | 0 | 89.2 | 94.93 | 8 | 0
2040 | ENT_2_TVA_Transmission | ENT | TVA_Transmission | Internal | Summer | B6 | 300 | 2100 | 0 | 74.66 | 73.05 | 8 | 0
2040 | ENT_2_TVA_Transmission | ENT | TVA_Transmission | Internal | Summer | B7 | 400 | 2100 | 0 | 61.09 | 61.34 | 8 | 0
2040 | ENT_2_TVA_Transmission | ENT | TVA_Transmission | Internal | Summer | B8 | 500 | 2100 | 0 | 60.77 | 58.79 | 8 | 0
2040 | ENT_2_TVA_Transmission | ENT | TVA_Transmission | Internal | Summer | B9 | 800 | 2100 | 0 | 58.59 | 56.35 | 8 | 0
2040 | ENT_2_TVA_Transmission | ENT | TVA_Transmission | Internal | Summer | B10 | 1262 | 2100 | 0 | 54.84 | 47.46 | 8 | 0
2040 | ENT_2_TVA_Transmission | ENT | TVA_Transmission | Internal | Winter | B16 | 25 | 2100 | 0 | 83.7 | 88.43 | 8 | 0
2040 | ENT_2_TVA_Transmission | ENT | TVA_Transmission | Internal | Winter | B17 | 100 | 2100 | 0 | 67.15 | 70.95 | 8 | 0
2040 | ENT_2_TVA_Transmission | ENT | TVA_Transmission | Internal | Winter | B18 | 400 | 2100 | 0 | 66.65 | 63.92 | 8 | 0
2040 | ENT_2_TVA_Transmission | ENT | TVA_Transmission | Internal | Winter | B19 | 700 | 2100 | 0 | 64.43 | 62.84 | 8 | 0
2040 | ENT_2_TVA_Transmission | ENT | TVA_Transmission | Internal | Winter | B20 | 935 | 2100 | 0 | 58.88 | 56.52 | 8 | 0
2040 | HQ_NEISO_2_NEISO | HQ_NEISO | NEISO | Internal | Shoulder | B11 | 25 | 99999 | 2920 | 48.35 | 48.36 | 0.01 | 0
2040 | HQ_NEISO_2_NEISO | HQ_NEISO | NEISO | Internal | Shoulder | B12 | 200 | 99999 | 2920 | 48.35 | 48.36 | 0.01 | 0
2040 | HQ_NEISO_2_NEISO | HQ_NEISO | NEISO | Internal | Shoulder | B13 | 600 | 99999 | 2920 | 48.35 | 48.36 | 0.01 | 0
2040 | HQ_NEISO_2_NEISO | HQ_NEISO | NEISO | Internal | Shoulder | B14 | 900 | 99999 | 2920 | 48.35 | 48.36 | 0.01 | 0
2040 | HQ_NEISO_2_NEISO | HQ_NEISO | NEISO | Internal | Shoulder | B15 | 1203 | 99999 | 1143.24 | 48.35 | 48.36 | 0.01 | 0
2040 | HQ_NEISO_2_NEISO | HQ_NEISO | NEISO | Internal | Summer | B1 | 10 | 99999 | 2920.1 | 99.98 | 99.99 | 0.01 | 0
2040 | HQ_NEISO_2_NEISO | HQ_NEISO | NEISO | Internal | Summer | B2 | 25 | 99999 | 2920 | 86.81 | 86.83 | 0.01 | 0
2040 | HQ_NEISO_2_NEISO | HQ_NEISO | NEISO | Internal | Summer | B3 | 75 | 99999 | 2920 | 72.36 | 72.37 | 0.01 | 0
2040 | HQ_NEISO_2_NEISO | HQ_NEISO | NEISO | Internal | Summer | B4 | 100 | 99999 | 2920 | 61.68 | 61.7 | 0.01 | 0
2040 | HQ_NEISO_2_NEISO | HQ_NEISO | NEISO | Internal | Summer | B5 | 200 | 99999 | 2920 | 61.68 | 61.7 | 0.01 | 0
2040 | HQ_NEISO_2_NEISO | HQ_NEISO | NEISO | Internal | Summer | B6 | 300 | 99999 | 2920 | 44.48 | 44.49 | 0.01 | 0
2040 | HQ_NEISO_2_NEISO | HQ_NEISO | NEISO | Internal | Summer | B7 | 400 | 99999 | 2920 | 44.48 | 44.49 | 0.01 | 0
2040 | HQ_NEISO_2_NEISO | HQ_NEISO | NEISO | Internal | Summer | B8 | 500 | 99999 | 2920 | 44.48 | 44.49 | 0.01 | 0
2040 | HQ_NEISO_2_NEISO | HQ_NEISO | NEISO | Internal | Summer | B9 | 800 | 99999 | 2920 | 44.48 | 44.49 | 0.01 | 0
2040 | HQ_NEISO_2_NEISO | HQ_NEISO | NEISO | Internal | Summer | B10 | 1262 | 99999 | 795.94 | 44.48 | 44.49 | 0.01 | 0
2040 | HQ_NEISO_2_NEISO | HQ_NEISO | NEISO | Internal | Winter | B16 | 25 | 99999 | 2920 | 60.25 | 60.26 | 0.01 | 0
2040 | HQ_NEISO_2_NEISO | HQ_NEISO | NEISO | Internal | Winter | B17 | 100 | 99999 | 2920 | 60.25 | 60.26 | 0.01 | 0
2040 | HQ_NEISO_2_NEISO | HQ_NEISO | NEISO | Internal | Winter | B18 | 400 | 99999 | 2920 | 60.25 | 60.26 | 0.01 | 0
2040 | HQ_NEISO_2_NEISO | HQ_NEISO | NEISO | Internal | Winter | B19 | 700 | 99999 | 2920 | 60.25 | 60.26 | 0.01 | 0
2040 | HQ_NEISO_2_NEISO | HQ_NEISO | NEISO | Internal | Winter | B20 | 935 | 99999 | 1233.58 | 60.25 | 60.26 | 0.01 | 0
2040 | HQ_NY_2_NYISO_A-F | HQ_NY | NYISO_A-F | Internal | Shoulder | B11 | 25 | 99999 | 1000 | 57.26 | 57.27 | 0.01 | 0
2040 | HQ_NY_2_NYISO_A-F | HQ_NY | NYISO_A-F | Internal | Shoulder | B12 | 200 | 99999 | 1000 | 57.26 | 57.27 | 0.01 | 0
2040 | HQ_NY_2_NYISO_A-F | HQ_NY | NYISO_A-F | Internal | Shoulder | B13 | 600 | 99999 | 1000 | 52.17 | 52.18 | 0.01 | 0
2040 | HQ_NY_2_NYISO_A-F | HQ_NY | NYISO_A-F | Internal | Shoulder | B14 | 900 | 99999 | 1000 | 51.51 | 51.52 | 0.01 | 0
2040 | HQ_NY_2_NYISO_A-F | HQ_NY | NYISO_A-F | Internal | Shoulder | B15 | 1203 | 99999 | 188.69 | 51.36 | 51.38 | 0.01 | 0
2040 | HQ_NY_2_NYISO_A-F | HQ_NY | NYISO_A-F | Internal | Summer | B1 | 10 | 99999 | 1000.1 | 102.96 | 102.97 | 0.01 | 0
2040 | HQ_NY_2_NYISO_A-F | HQ_NY | NYISO_A-F | Internal | Summer | B2 | 25 | 99999 | 1000 | 89.8 | 89.81 | 0.01 | 0
2040 | HQ_NY_2_NYISO_A-F | HQ_NY | NYISO_A-F | Internal | Summer | B3 | 75 | 99999 | 1000 | 75.35 | 75.36 | 0.01 | 0
2040 | HQ_NY_2_NYISO_A-F | HQ_NY | NYISO_A-F | Internal | Summer | B4 | 100 | 99999 | 1000 | 70.22 | 70.23 | 0.01 | 0
2040 | HQ_NY_2_NYISO_A-F | HQ_NY | NYISO_A-F | Internal | Summer | B5 | 200 | 99999 | 1000 | 67.49 | 67.5 | 0.01 | 0
2040 | HQ_NY_2_NYISO_A-F | HQ_NY | NYISO_A-F | Internal | Summer | B6 | 300 | 99999 | 1000 | 58.38 | 58.39 | 0.01 | 0
2040 | HQ_NY_2_NYISO_A-F | HQ_NY | NYISO_A-F | Internal | Summer | B7 | 400 | 99999 | 1000 | 50.88 | 50.89 | 0.01 | 0
2040 | HQ_NY_2_NYISO_A-F | HQ_NY | NYISO_A-F | Internal | Summer | B8 | 500 | 99999 | 1000 | 50.88 | 50.89 | 0.01 | 0
2040 | HQ_NY_2_NYISO_A-F | HQ_NY | NYISO_A-F | Internal | Summer | B9 | 800 | 99999 | 1000 | 50.88 | 50.89 | 0.01 | 0
2040 | HQ_NY_2_NYISO_A-F | HQ_NY | NYISO_A-F | Internal | Summer | B10 | 1262 | 99999 | 30.11 | 50.88 | 50.89 | 0.01 | 0
2040 | HQ_NY_2_NYISO_A-F | HQ_NY | NYISO_A-F | Internal | Winter | B16 | 25 | 99999 | 1000 | 75.98 | 75.99 | 0.01 | 0
2040 | HQ_NY_2_NYISO_A-F | HQ_NY | NYISO_A-F | Internal | Winter | B17 | 100 | 99999 | 1000 | 62.04 | 62.05 | 0.01 | 0
2040 | HQ_NY_2_NYISO_A-F | HQ_NY | NYISO_A-F | Internal | Winter | B18 | 400 | 99999 | 1000 | 60.35 | 60.36 | 0.01 | 0
2040 | HQ_NY_2_NYISO_A-F | HQ_NY | NYISO_A-F | Internal | Winter | B19 | 700 | 99999 | 1000 | 60.35 | 60.36 | 0.01 | 0
2040 | HQ_NY_2_NYISO_A-F | HQ_NY | NYISO_A-F | Internal | Winter | B20 | 935 | 99999 | 229.95 | 60.35 | 60.36 | 0.01 | 0
2040 | HQ_IESO_2_IESO | HQ_IESO | IESO | Internal | Shoulder | B11 | 25 | 99999 | 400 | 52.69 | 52.7 | 0.01 | 0
2040 | HQ_IESO_2_IESO | HQ_IESO | IESO | Internal | Shoulder | B12 | 200 | 99999 | 400 | 52.69 | 52.7 | 0.01 | 0
2040 | HQ_IESO_2_IESO | HQ_IESO | IESO | Internal | Shoulder | B13 | 600 | 99999 | 400 | 52.69 | 52.7 | 0.01 | 0
2040 | HQ_IESO_2_IESO | HQ_IESO | IESO | Internal | Shoulder | B14 | 900 | 99999 | 400 | 51.58 | 51.59 | 0.01 | 0
2040 | HQ_IESO_2_IESO | HQ_IESO | IESO | Internal | Shoulder | B15 | 1203 | 99999 | 75.48 | 51.58 | 51.59 | 0.01 | 0
2040 | HQ_IESO_2_IESO | HQ_IESO | IESO | Internal | Summer | B1 | 10 | 99999 | 400.1 | 101.97 | 101.98 | 0.01 | 0
2040 | HQ_IESO_2_IESO | HQ_IESO | IESO | Internal | Summer | B2 | 25 | 99999 | 400 | 88.81 | 88.83 | 0.01 | 0
2040 | HQ_IESO_2_IESO | HQ_IESO | IESO | Internal | Summer | B3 | 75 | 99999 | 400 | 84.42 | 84.43 | 0.01 | 0
2040 | HQ_IESO_2_IESO | HQ_IESO | IESO | Internal | Summer | B4 | 100 | 99999 | 400 | 77.22 | 77.23 | 0.01 | 0
2040 | HQ_IESO_2_IESO | HQ_IESO | IESO | Internal | Summer | B5 | 200 | 99999 | 400 | 74.3 | 74.31 | 0.01 | 0
2040 | HQ_IESO_2_IESO | HQ_IESO | IESO | Internal | Summer | B6 | 300 | 99999 | 400 | 51.99 | 52 | 0.01 | 0
2040 | HQ_IESO_2_IESO | HQ_IESO | IESO | Internal | Summer | B7 | 400 | 99999 | 400 | 51.08 | 51.09 | 0.01 | 0
2040 | HQ_IESO_2_IESO | HQ_IESO | IESO | Internal | Summer | B8 | 500 | 99999 | 400 | 47.77 | 47.78 | 0.01 | 0
2040 | HQ_IESO_2_IESO | HQ_IESO | IESO | Internal | Summer | B9 | 800 | 99999 | 400 | 47.77 | 47.78 | 0.01 | 0
2040 | HQ_IESO_2_IESO | HQ_IESO | IESO | Internal | Summer | B10 | 1262 | 99999 | 12.04 | 47.77 | 47.78 | 0.01 | 0
2040 | HQ_IESO_2_IESO | HQ_IESO | IESO | Internal | Winter | B16 | 25 | 99999 | 400 | 68.98 | 68.99 | 0.01 | 0
2040 | HQ_IESO_2_IESO | HQ_IESO | IESO | Internal | Winter | B17 | 100 | 99999 | 400 | 55.04 | 55.05 | 0.01 | 0
2040 | HQ_IESO_2_IESO | HQ_IESO | IESO | Internal | Winter | B18 | 400 | 99999 | 400 | 55.04 | 55.05 | 0.01 | 0
2040 | HQ_IESO_2_IESO | HQ_IESO | IESO | Internal | Winter | B19 | 700 | 99999 | 400 | 55.04 | 55.05 | 0.01 | 0
2040 | HQ_IESO_2_IESO | HQ_IESO | IESO | Internal | Winter | B20 | 935 | 99999 | 91.98 | 55.04 | 55.05 | 0.01 | 0
2040 | IESO_2_MAPP_CA | IESO | MAPP_CA | Internal | Shoulder | B11 | 25 | 262 | 262 | 52.7 | 67.18 | 7 | 7.48
2040 | IESO_2_MAPP_CA | IESO | MAPP_CA | Internal | Shoulder | B12 | 200 | 262 | 262 | 52.7 | 61.95 | 7 | 2.25
2040 | IESO_2_MAPP_CA | IESO | MAPP_CA | Internal | Shoulder | B13 | 600 | 262 | 51.18 | 52.7 | 59.7 | 7 | 0
2040 | IESO_2_MAPP_CA | IESO | MAPP_CA | Internal | Shoulder | B14 | 900 | 262 | 0 | 51.59 | 57.2 | 7 | 0
2040 | IESO_2_MAPP_CA | IESO | MAPP_CA | Internal | Shoulder | B15 | 1203 | 262 | 0 | 51.59 | 57.2 | 7 | 0
2040 | IESO_2_MAPP_CA | IESO | MAPP_CA | Internal | Summer | B1 | 10 | 262 | 0 | 101.98 | 93.98 | 7 | 0
2040 | IESO_2_MAPP_CA | IESO | MAPP_CA | Internal | Summer | B2 | 25 | 262 | 0 | 88.83 | 80.83 | 7 | 0
2040 | IESO_2_MAPP_CA | IESO | MAPP_CA | Internal | Summer | B3 | 75 | 262 | 0 | 84.43 | 76.43 | 7 | 0
2040 | IESO_2_MAPP_CA | IESO | MAPP_CA | Internal | Summer | B4 | 100 | 262 | 0 | 77.23 | 70.05 | 7 | 0
2040 | IESO_2_MAPP_CA | IESO | MAPP_CA | Internal | Summer | B5 | 200 | 262 | 0 | 74.31 | 76.8 | 7 | 0
2040 | IESO_2_MAPP_CA | IESO | MAPP_CA | Internal | Summer | B6 | 300 | 262 | 262 | 52 | 59.87 | 7 | 0.86
2040 | IESO_2_MAPP_CA | IESO | MAPP_CA | Internal | Summer | B7 | 400 | 262 | 0 | 51.09 | 58.04 | 7 | 0
2040 | IESO_2_MAPP_CA | IESO | MAPP_CA | Internal | Summer | B8 | 500 | 262 | 0 | 47.78 | 54.73 | 7 | 0
2040 | IESO_2_MAPP_CA | IESO | MAPP_CA | Internal | Summer | B9 | 800 | 262 | 0 | 47.78 | 50.59 | 7 | 0
2040 | IESO_2_MAPP_CA | IESO | MAPP_CA | Internal | Summer | B10 | 1262 | 262 | 0 | 47.78 | 50.59 | 7 | 0
2040 | IESO_2_MAPP_CA | IESO | MAPP_CA | Internal | Winter | B16 | 25 | 262 | 0 | 68.99 | 75.98 | 7 | 0
2040 | IESO_2_MAPP_CA | IESO | MAPP_CA | Internal | Winter | B17 | 100 | 262 | 262 | 55.05 | 65.74 | 7 | 3.68
2040 | IESO_2_MAPP_CA | IESO | MAPP_CA | Internal | Winter | B18 | 400 | 262 | 154.97 | 55.05 | 62.05 | 7 | 0
2040 | IESO_2_MAPP_CA | IESO | MAPP_CA | Internal | Winter | B19 | 700 | 262 | 170.7 | 55.05 | 62.05 | 7 | 0
2040 | IESO_2_MAPP_CA | IESO | MAPP_CA | Internal | Winter | B20 | 935 | 262 | 181.63 | 55.05 | 62.05 | 7 | 0
2040 | IESO_2_MISO_MI | IESO | MISO_MI | Internal | Shoulder | B11 | 25 | 1840 | 1840 | 52.7 | 83.81 | 7 | 24.11
2040 | IESO_2_MISO_MI | IESO | MISO_MI | Internal | Shoulder | B12 | 200 | 1840 | 1840 | 52.7 | 65.98 | 7 | 6.27
2040 | IESO_2_MISO_MI | IESO | MISO_MI | Internal | Shoulder | B13 | 600 | 1840 | 1840 | 52.7 | 60.52 | 7 | 0.81
2040 | IESO_2_MISO_MI | IESO | MISO_MI | Internal | Shoulder | B14 | 900 | 1840 | 0 | 51.59 | 57.4 | 7 | 0
2040 | IESO_2_MISO_MI | IESO | MISO_MI | Internal | Shoulder | B15 | 1203 | 1840 | 0 | 51.59 | 52.29 | 7 | 0
2040 | IESO_2_MISO_MI | IESO | MISO_MI | Internal | Summer | B1 | 10 | 1840 | 442.04 | 101.98 | 108.98 | 7 | 0
2040 | IESO_2_MISO_MI | IESO | MISO_MI | Internal | Summer | B2 | 25 | 1840 | 945.6 | 88.83 | 95.83 | 7 | 0
2040 | IESO_2_MISO_MI | IESO | MISO_MI | Internal | Summer | B3 | 75 | 1840 | 1840 | 84.43 | 93.45 | 7 | 2.02
2040 | IESO_2_MISO_MI | IESO | MISO_MI | Internal | Summer | B4 | 100 | 1840 | 1840 | 77.23 | 93.09 | 7 | 8.86
2040 | IESO_2_MISO_MI | IESO | MISO_MI | Internal | Summer | B5 | 200 | 1840 | 1840 | 74.31 | 90.79 | 7 | 9.47
2040 | IESO_2_MISO_MI | IESO | MISO_MI | Internal | Summer | B6 | 300 | 1840 | 1840 | 52 | 68.66 | 7 | 9.65
2040 | IESO_2_MISO_MI | IESO | MISO_MI | Internal | Summer | B7 | 400 | 1840 | 601.9 | 51.09 | 58.09 | 7 | 0
2040 | IESO_2_MISO_MI | IESO | MISO_MI | Internal | Summer | B8 | 500 | 1840 | 353.9 | 47.78 | 54.78 | 7 | 0
2040 | IESO_2_MISO_MI | IESO | MISO_MI | Internal | Summer | B9 | 800 | 1840 | 0 | 47.78 | 50.61 | 7 | 0
2040 | IESO_2_MISO_MI | IESO | MISO_MI | Internal | Summer | B10 | 1262 | 1840 | 0 | 47.78 | 46.52 | 7 | 0
2040 | IESO_2_MISO_MI | IESO | MISO_MI | Internal | Winter | B16 | 25 | 1840 | 1840 | 68.99 | 82 | 7 | 6.01
2040 | IESO_2_MISO_MI | IESO | MISO_MI | Internal | Winter | B17 | 100 | 1840 | 1840 | 55.05 | 68.08 | 7 | 6.02
2040 | IESO_2_MISO_MI | IESO | MISO_MI | Internal | Winter | B18 | 400 | 1840 | 89.13 | 55.05 | 62.05 | 7 | 0
2040 | IESO_2_MISO_MI | IESO | MISO_MI | Internal | Winter | B19 | 700 | 1840 | 0 | 55.05 | 58.84 | 7 | 0
2040 | IESO_2_MISO_MI | IESO | MISO_MI | Internal | Winter | B20 | 935 | 1840 | 0 | 55.05 | 53.11 | 7 | 0
2040 | IESO_2_MISO_W | IESO | MISO_W | Internal | Shoulder | B11 | 25 | 140 | 140 | 52.7 | 81.18 | 7 | 21.48
2040 | IESO_2_MISO_W | IESO | MISO_W | Internal | Shoulder | B12 | 200 | 140 | 140 | 52.7 | 61.96 | 7 | 2.26
2040 | IESO_2_MISO_W | IESO | MISO_W | Internal | Shoulder | B13 | 600 | 140 | 140 | 52.7 | 59.72 | 7 | 0.01
2040 | IESO_2_MISO_W | IESO | MISO_W | Internal | Shoulder | B14 | 900 | 140 | 0 | 51.59 | 57.19 | 7 | 0
2040 | IESO_2_MISO_W | IESO | MISO_W | Internal | Shoulder | B15 | 1203 | 140 | 0 | 51.59 | 50.44 | 7 | 0
2040 | IESO_2_MISO_W | IESO | MISO_W | Internal | Summer | B1 | 10 | 140 | 0 | 101.98 | 107.98 | 7 | 0
2040 | IESO_2_MISO_W | IESO | MISO_W | Internal | Summer | B2 | 25 | 140 | 68.75 | 88.83 | 95.83 | 7 | 0
2040 | IESO_2_MISO_W | IESO | MISO_W | Internal | Summer | B3 | 75 | 140 | 140 | 84.43 | 93.46 | 7 | 2.03
2040 | IESO_2_MISO_W | IESO | MISO_W | Internal | Summer | B4 | 100 | 140 | 140 | 77.23 | 93.1 | 7 | 8.88
2040 | IESO_2_MISO_W | IESO | MISO_W | Internal | Summer | B5 | 200 | 140 | 140 | 74.31 | 90.8 | 7 | 9.48
2040 | IESO_2_MISO_W | IESO | MISO_W | Internal | Summer | B6 | 300 | 140 | 140 | 52 | 68.65 | 7 | 9.64
2040 | IESO_2_MISO_W | IESO | MISO_W | Internal | Summer | B7 | 400 | 140 | 0 | 51.09 | 58.05 | 7 | 0
2040 | IESO_2_MISO_W | IESO | MISO_W | Internal | Summer | B8 | 500 | 140 | 0 | 47.78 | 54.74 | 7 | 0
2040 | IESO_2_MISO_W | IESO | MISO_W | Internal | Summer | B9 | 800 | 140 | 0 | 47.78 | 50.57 | 7 | 0
2040 | IESO_2_MISO_W | IESO | MISO_W | Internal | Summer | B10 | 1262 | 140 | 0 | 47.78 | 42.84 | 7 | 0
2040 | IESO_2_MISO_W | IESO | MISO_W | Internal | Winter | B16 | 25 | 140 | 70.13 | 68.99 | 75.99 | 7 | 0
2040 | IESO_2_MISO_W | IESO | MISO_W | Internal | Winter | B17 | 100 | 140 | 140 | 55.05 | 65.75 | 7 | 3.7
2040 | IESO_2_MISO_W | IESO | MISO_W | Internal | Winter | B18 | 400 | 140 | 0 | 55.05 | 62.02 | 7 | 0
2040 | IESO_2_MISO_W | IESO | MISO_W | Internal | Winter | B19 | 700 | 140 | 0 | 55.05 | 58.82 | 7 | 0
2040 | IESO_2_MISO_W | IESO | MISO_W | Internal | Winter | B20 | 935 | 140 | 0 | 55.05 | 48.5 | 7 | 0
2040 | IESO_2_NYISO_A-F | IESO | NYISO_A-F | Internal | Shoulder | B11 | 25 | 1725 | 0 | 52.7 | 57.27 | 7 | 0
2040 | IESO_2_NYISO_A-F | IESO | NYISO_A-F | Internal | Shoulder | B12 | 200 | 1725 | 0 | 52.7 | 57.27 | 7 | 0
2040 | IESO_2_NYISO_A-F | IESO | NYISO_A-F | Internal | Shoulder | B13 | 600 | 1725 | 0 | 52.7 | 52.18 | 7 | 0
2040 | IESO_2_NYISO_A-F | IESO | NYISO_A-F | Internal | Shoulder | B14 | 900 | 1725 | 0 | 51.59 | 51.52 | 7 | 0
2040 | IESO_2_NYISO_A-F | IESO | NYISO_A-F | Internal | Shoulder | B15 | 1203 | 1725 | 0 | 51.59 | 51.38 | 7 | 0
2040 | IESO_2_NYISO_A-F | IESO | NYISO_A-F | Internal | Summer | B1 | 10 | 1725 | 0 | 101.98 | 102.97 | 7 | 0
2040 | IESO_2_NYISO_A-F | IESO | NYISO_A-F | Internal | Summer | B2 | 25 | 1725 | 0 | 88.83 | 89.81 | 7 | 0
2040 | IESO_2_NYISO_A-F | IESO | NYISO_A-F | Internal | Summer | B3 | 75 | 1725 | 0 | 84.43 | 75.36 | 7 | 0
2040 | IESO_2_NYISO_A-F | IESO | NYISO_A-F | Internal | Summer | B4 | 100 | 1725 | 0 | 77.23 | 70.23 | 7 | 0
2040 | IESO_2_NYISO_A-F | IESO | NYISO_A-F | Internal | Summer | B5 | 200 | 1725 | 0 | 74.31 | 67.5 | 7 | 0
2040 | IESO_2_NYISO_A-F | IESO | NYISO_A-F | Internal | Summer | B6 | 300 | 1725 | 0 | 52 | 58.39 | 7 | 0
2040 | IESO_2_NYISO_A-F | IESO | NYISO_A-F | Internal | Summer | B7 | 400 | 1725 | 0 | 51.09 | 50.89 | 7 | 0
2040 | IESO_2_NYISO_A-F | IESO | NYISO_A-F | Internal | Summer | B8 | 500 | 1725 | 0 | 47.78 | 50.89 | 7 | 0
2040 | IESO_2_NYISO_A-F | IESO | NYISO_A-F | Internal | Summer | B9 | 800 | 1725 | 0 | 47.78 | 50.89 | 7 | 0
2040 | IESO_2_NYISO_A-F | IESO | NYISO_A-F | Internal | Summer | B10 | 1262 | 1725 | 0 | 47.78 | 50.89 | 7 | 0
2040 | IESO_2_NYISO_A-F | IESO | NYISO_A-F | Internal | Winter | B16 | 25 | 1725 | 305.82 | 68.99 | 75.99 | 7 | 0
2040 | IESO_2_NYISO_A-F | IESO | NYISO_A-F | Internal | Winter | B17 | 100 | 1725 | 308.91 | 55.05 | 62.05 | 7 | 0
2040 | IESO_2_NYISO_A-F | IESO | NYISO_A-F | Internal | Winter | B18 | 400 | 1725 | 0 | 55.05 | 60.36 | 7 | 0
2040 | IESO_2_NYISO_A-F | IESO | NYISO_A-F | Internal | Winter | B19 | 700 | 1725 | 0 | 55.05 | 60.36 | 7 | 0
2040 | IESO_2_NYISO_A-F | IESO | NYISO_A-F | Internal | Winter | B20 | 935 | 1725 | 0 | 55.05 | 60.36 | 7 | 0
2040 | MAPP_CA_2_IESO | MAPP_CA | IESO | Internal | Shoulder | B11 | 25 | 330 | 0 | 67.18 | 52.7 | 8 | 0
2040 | MAPP_CA_2_IESO | MAPP_CA | IESO | Internal | Shoulder | B12 | 200 | 330 | 0 | 61.95 | 52.7 | 8 | 0
2040 | MAPP_CA_2_IESO | MAPP_CA | IESO | Internal | Shoulder | B13 | 600 | 330 | 0 | 59.7 | 52.7 | 8 | 0
2040 | MAPP_CA_2_IESO | MAPP_CA | IESO | Internal | Shoulder | B14 | 900 | 330 | 0 | 57.2 | 51.59 | 8 | 0
2040 | MAPP_CA_2_IESO | MAPP_CA | IESO | Internal | Shoulder | B15 | 1203 | 330 | 0 | 57.2 | 51.59 | 8 | 0
2040 | MAPP_CA_2_IESO | MAPP_CA | IESO | Internal | Summer | B1 | 10 | 330 | 244.16 | 93.98 | 101.98 | 8 | 0
2040 | MAPP_CA_2_IESO | MAPP_CA | IESO | Internal | Summer | B2 | 25 | 330 | 184.65 | 80.83 | 88.83 | 8 | 0
2040 | MAPP_CA_2_IESO | MAPP_CA | IESO | Internal | Summer | B3 | 75 | 330 | 67.33 | 76.43 | 84.43 | 8 | 0
2040 | MAPP_CA_2_IESO | MAPP_CA | IESO | Internal | Summer | B4 | 100 | 330 | 0 | 70.05 | 77.23 | 8 | 0
2040 | MAPP_CA_2_IESO | MAPP_CA | IESO | Internal | Summer | B5 | 200 | 330 | 0 | 76.8 | 74.31 | 8 | 0
2040 | MAPP_CA_2_IESO | MAPP_CA | IESO | Internal | Summer | B6 | 300 | 330 | 0 | 59.87 | 52 | 8 | 0
2040 | MAPP_CA_2_IESO | MAPP_CA | IESO | Internal | Summer | B7 | 400 | 330 | 0 | 58.04 | 51.09 | 8 | 0
2040 | MAPP_CA_2_IESO | MAPP_CA | IESO | Internal | Summer | B8 | 500 | 330 | 0 | 54.73 | 47.78 | 8 | 0
2040 | MAPP_CA_2_IESO | MAPP_CA | IESO | Internal | Summer | B9 | 800 | 330 | 0 | 50.59 | 47.78 | 8 | 0
2040 | MAPP_CA_2_IESO | MAPP_CA | IESO | Internal | Summer | B10 | 1262 | 330 | 0 | 50.59 | 47.78 | 8 | 0
2040 | MAPP_CA_2_IESO | MAPP_CA | IESO | Internal | Winter | B16 | 25 | 330 | 0 | 75.98 | 68.99 | 8 | 0
2040 | MAPP_CA_2_IESO | MAPP_CA | IESO | Internal | Winter | B17 | 100 | 330 | 0 | 65.74 | 55.05 | 8 | 0
2040 | MAPP_CA_2_IESO | MAPP_CA | IESO | Internal | Winter | B18 | 400 | 330 | 0 | 62.05 | 55.05 | 8 | 0
2040 | MAPP_CA_2_IESO | MAPP_CA | IESO | Internal | Winter | B19 | 700 | 330 | 0 | 62.05 | 55.05 | 8 | 0
2040 | MAPP_CA_2_IESO | MAPP_CA | IESO | Internal | Winter | B20 | 935 | 330 | 0 | 62.05 | 55.05 | 8 | 0
2040 | MAPP_CA_2_MAPP_US | MAPP_CA | MAPP_US | Internal | Shoulder | B11 | 25 | 372 | 160.08 | 67.18 | 74.18 | 7 | 0
2040 | MAPP_CA_2_MAPP_US | MAPP_CA | MAPP_US | Internal | Shoulder | B12 | 200 | 372 | 0 | 61.95 | 54.96 | 7 | 0
2040 | MAPP_CA_2_MAPP_US | MAPP_CA | MAPP_US | Internal | Shoulder | B13 | 600 | 372 | 0 | 59.7 | 52.72 | 7 | 0
2040 | MAPP_CA_2_MAPP_US | MAPP_CA | MAPP_US | Internal | Shoulder | B14 | 900 | 372 | 0 | 57.2 | 51.98 | 7 | 0
2040 | MAPP_CA_2_MAPP_US | MAPP_CA | MAPP_US | Internal | Shoulder | B15 | 1203 | 372 | 0 | 57.2 | 43.44 | 7 | 0
2040 | MAPP_CA_2_MAPP_US | MAPP_CA | MAPP_US | Internal | Summer | B1 | 10 | 372 | 324.19 | 93.98 | 100.98 | 7 | 0
2040 | MAPP_CA_2_MAPP_US | MAPP_CA | MAPP_US | Internal | Summer | B2 | 25 | 372 | 372 | 80.83 | 91.53 | 7 | 3.71
2040 | MAPP_CA_2_MAPP_US | MAPP_CA | MAPP_US | Internal | Summer | B3 | 75 | 372 | 372 | 76.43 | 91.53 | 7 | 8.1
2040 | MAPP_CA_2_MAPP_US | MAPP_CA | MAPP_US | Internal | Summer | B4 | 100 | 372 | 372 | 70.05 | 86.1 | 7 | 9.05
2040 | MAPP_CA_2_MAPP_US | MAPP_CA | MAPP_US | Internal | Summer | B5 | 200 | 372 | 300.77 | 76.8 | 83.8 | 7 | 0
2040 | MAPP_CA_2_MAPP_US | MAPP_CA | MAPP_US | Internal | Summer | B6 | 300 | 372 | 0 | 59.87 | 63.14 | 7 | 0
2040 | MAPP_CA_2_MAPP_US | MAPP_CA | MAPP_US | Internal | Summer | B7 | 400 | 372 | 0 | 58.04 | 53.86 | 7 | 0
2040 | MAPP_CA_2_MAPP_US | MAPP_CA | MAPP_US | Internal | Summer | B8 | 500 | 372 | 0 | 54.73 | 47.74 | 7 | 0
2040 | MAPP_CA_2_MAPP_US | MAPP_CA | MAPP_US | Internal | Summer | B9 | 800 | 372 | 0 | 50.59 | 43.57 | 7 | 0
2040 | MAPP_CA_2_MAPP_US | MAPP_CA | MAPP_US | Internal | Summer | B10 | 1262 | 372 | 0 | 50.59 | 35.84 | 7 | 0
2040 | MAPP_CA_2_MAPP_US | MAPP_CA | MAPP_US | Internal | Winter | B16 | 25 | 372 | 0 | 75.98 | 68.99 | 7 | 0
2040 | MAPP_CA_2_MAPP_US | MAPP_CA | MAPP_US | Internal | Winter | B17 | 100 | 372 | 0 | 65.74 | 58.75 | 7 | 0
2040 | MAPP_CA_2_MAPP_US | MAPP_CA | MAPP_US | Internal | Winter | B18 | 400 | 372 | 0 | 62.05 | 55.05 | 7 | 0
2040 | MAPP_CA_2_MAPP_US | MAPP_CA | MAPP_US | Internal | Winter | B19 | 700 | 372 | 0 | 62.05 | 55.05 | 7 | 0
2040 | MAPP_CA_2_MAPP_US | MAPP_CA | MAPP_US | Internal | Winter | B20 | 935 | 372 | 0 | 62.05 | 41.5 | 7 | 0
2040 | MAPP_CA_2_MISO_W | MAPP_CA | MISO_W | Internal | Shoulder | B11 | 25 | 1970 | 1970 | 67.18 | 81.18 | 0.01 | 13.99
2040 | MAPP_CA_2_MISO_W | MAPP_CA | MISO_W | Internal | Shoulder | B12 | 200 | 1970 | 1257.37 | 61.95 | 61.96 | 0.01 | 0
2040 | MAPP_CA_2_MISO_W | MAPP_CA | MISO_W | Internal | Shoulder | B13 | 600 | 1970 | 1090.79 | 59.7 | 59.72 | 0.01 | 0
2040 | MAPP_CA_2_MISO_W | MAPP_CA | MISO_W | Internal | Shoulder | B14 | 900 | 1970 | 0 | 57.2 | 57.19 | 0.01 | 0
2040 | MAPP_CA_2_MISO_W | MAPP_CA | MISO_W | Internal | Shoulder | B15 | 1203 | 1970 | 0 | 57.2 | 50.44 | 0.01 | 0
2040 | MAPP_CA_2_MISO_W | MAPP_CA | MISO_W | Internal | Summer | B1 | 10 | 1970 | 1970 | 93.98 | 107.98 | 0.01 | 13.99
2040 | MAPP_CA_2_MISO_W | MAPP_CA | MISO_W | Internal | Summer | B2 | 25 | 1970 | 1970 | 80.83 | 95.83 | 0.01 | 14.99
2040 | MAPP_CA_2_MISO_W | MAPP_CA | MISO_W | Internal | Summer | B3 | 75 | 1970 | 1970 | 76.43 | 93.46 | 0.01 | 17.02
2040 | MAPP_CA_2_MISO_W | MAPP_CA | MISO_W | Internal | Summer | B4 | 100 | 1970 | 1970 | 70.05 | 93.1 | 0.01 | 23.04
2040 | MAPP_CA_2_MISO_W | MAPP_CA | MISO_W | Internal | Summer | B5 | 200 | 1970 | 1970 | 76.8 | 90.8 | 0.01 | 13.99
2040 | MAPP_CA_2_MISO_W | MAPP_CA | MISO_W | Internal | Summer | B6 | 300 | 1970 | 1970 | 59.87 | 68.65 | 0.01 | 8.77
2040 | MAPP_CA_2_MISO_W | MAPP_CA | MISO_W | Internal | Summer | B7 | 400 | 1970 | 1526.01 | 58.04 | 58.05 | 0.01 | 0
2040 | MAPP_CA_2_MISO_W | MAPP_CA | MISO_W | Internal | Summer | B8 | 500 | 1970 | 1427.44 | 54.73 | 54.74 | 0.01 | 0
2040 | MAPP_CA_2_MISO_W | MAPP_CA | MISO_W | Internal | Summer | B9 | 800 | 1970 | 0 | 50.59 | 50.57 | 0.01 | 0
2040 | MAPP_CA_2_MISO_W | MAPP_CA | MISO_W | Internal | Summer | B10 | 1262 | 1970 | 0 | 50.59 | 42.84 | 0.01 | 0
2040 | MAPP_CA_2_MISO_W | MAPP_CA | MISO_W | Internal | Winter | B16 | 25 | 1970 | 1192.15 | 75.98 | 75.99 | 0.01 | 0
2040 | MAPP_CA_2_MISO_W | MAPP_CA | MISO_W | Internal | Winter | B17 | 100 | 1970 | 435.19 | 65.74 | 65.75 | 0.01 | 0
2040 | MAPP_CA_2_MISO_W | MAPP_CA | MISO_W | Internal | Winter | B18 | 400 | 1970 | 0 | 62.05 | 62.02 | 0.01 | 0
2040 | MAPP_CA_2_MISO_W | MAPP_CA | MISO_W | Internal | Winter | B19 | 700 | 1970 | 0 | 62.05 | 58.82 | 0.01 | 0
2040 | MAPP_CA_2_MISO_W | MAPP_CA | MISO_W | Internal | Winter | B20 | 935 | 1970 | 0 | 62.05 | 48.5 | 0.01 | 0
2040 | MAPP_US_2_MAPP_CA | MAPP_US | MAPP_CA | Internal | Shoulder | B11 | 25 | 165 | 0 | 74.18 | 67.18 | 7 | 0
2040 | MAPP_US_2_MAPP_CA | MAPP_US | MAPP_CA | Internal | Shoulder | B12 | 200 | 165 | 0 | 54.96 | 61.95 | 7 | 0
2040 | MAPP_US_2_MAPP_CA | MAPP_US | MAPP_CA | Internal | Shoulder | B13 | 600 | 165 | 0 | 52.72 | 59.7 | 7 | 0
2040 | MAPP_US_2_MAPP_CA | MAPP_US | MAPP_CA | Internal | Shoulder | B14 | 900 | 165 | 0 | 51.98 | 57.2 | 7 | 0
2040 | MAPP_US_2_MAPP_CA | MAPP_US | MAPP_CA | Internal | Shoulder | B15 | 1203 | 165 | 165 | 43.44 | 57.2 | 7 | 6.76
2040 | MAPP_US_2_MAPP_CA | MAPP_US | MAPP_CA | Internal | Summer | B1 | 10 | 165 | 0 | 100.98 | 93.98 | 7 | 0
2040 | MAPP_US_2_MAPP_CA | MAPP_US | MAPP_CA | Internal | Summer | B2 | 25 | 165 | 0 | 91.53 | 80.83 | 7 | 0
2040 | MAPP_US_2_MAPP_CA | MAPP_US | MAPP_CA | Internal | Summer | B3 | 75 | 165 | 0 | 91.53 | 76.43 | 7 | 0
2040 | MAPP_US_2_MAPP_CA | MAPP_US | MAPP_CA | Internal | Summer | B4 | 100 | 165 | 0 | 86.1 | 70.05 | 7 | 0
2040 | MAPP_US_2_MAPP_CA | MAPP_US | MAPP_CA | Internal | Summer | B5 | 200 | 165 | 0 | 83.8 | 76.8 | 7 | 0
2040 | MAPP_US_2_MAPP_CA | MAPP_US | MAPP_CA | Internal | Summer | B6 | 300 | 165 | 0 | 63.14 | 59.87 | 7 | 0
2040 | MAPP_US_2_MAPP_CA | MAPP_US | MAPP_CA | Internal | Summer | B7 | 400 | 165 | 0 | 53.86 | 58.04 | 7 | 0
2040 | MAPP_US_2_MAPP_CA | MAPP_US | MAPP_CA | Internal | Summer | B8 | 500 | 165 | 0 | 47.74 | 54.73 | 7 | 0
2040 | MAPP_US_2_MAPP_CA | MAPP_US | MAPP_CA | Internal | Summer | B9 | 800 | 165 | 165 | 43.57 | 50.59 | 7 | 0.01
2040 | MAPP_US_2_MAPP_CA | MAPP_US | MAPP_CA | Internal | Summer | B10 | 1262 | 165 | 165 | 35.84 | 50.59 | 7 | 7.74
2040 | MAPP_US_2_MAPP_CA | MAPP_US | MAPP_CA | Internal | Winter | B16 | 25 | 165 | 0 | 68.99 | 75.98 | 7 | 0
2040 | MAPP_US_2_MAPP_CA | MAPP_US | MAPP_CA | Internal | Winter | B17 | 100 | 165 | 0 | 58.75 | 65.74 | 7 | 0
2040 | MAPP_US_2_MAPP_CA | MAPP_US | MAPP_CA | Internal | Winter | B18 | 400 | 165 | 48.9 | 55.05 | 62.05 | 7 | 0
2040 | MAPP_US_2_MAPP_CA | MAPP_US | MAPP_CA | Internal | Winter | B19 | 700 | 165 | 38.65 | 55.05 | 62.05 | 7 | 0
2040 | MAPP_US_2_MAPP_CA | MAPP_US | MAPP_CA | Internal | Winter | B20 | 935 | 165 | 165 | 41.5 | 62.05 | 7 | 13.55
2040 | MAPP_US_2_MISO_W | MAPP_US | MISO_W | Internal | Shoulder | B11 | 25 | 2635 | 985.97 | 74.18 | 81.18 | 7 | 0
2040 | MAPP_US_2_MISO_W | MAPP_US | MISO_W | Internal | Shoulder | B12 | 200 | 2635 | 936.82 | 54.96 | 61.96 | 7 | 0
2040 | MAPP_US_2_MISO_W | MAPP_US | MISO_W | Internal | Shoulder | B13 | 600 | 2635 | 278.79 | 52.72 | 59.72 | 7 | 0
2040 | MAPP_US_2_MISO_W | MAPP_US | MISO_W | Internal | Shoulder | B14 | 900 | 2635 | 0 | 51.98 | 57.19 | 7 | 0
2040 | MAPP_US_2_MISO_W | MAPP_US | MISO_W | Internal | Shoulder | B15 | 1203 | 2635 | 59.72 | 43.44 | 50.44 | 7 | 0
2040 | MAPP_US_2_MISO_W | MAPP_US | MISO_W | Internal | Summer | B1 | 10 | 2635 | 1783.16 | 100.98 | 107.98 | 7 | 0
2040 | MAPP_US_2_MISO_W | MAPP_US | MISO_W | Internal | Summer | B2 | 25 | 2635 | 0 | 91.53 | 95.83 | 7 | 0
2040 | MAPP_US_2_MISO_W | MAPP_US | MISO_W | Internal | Summer | B3 | 75 | 2635 | 0 | 91.53 | 93.46 | 7 | 0
2040 | MAPP_US_2_MISO_W | MAPP_US | MISO_W | Internal | Summer | B4 | 100 | 2635 | 44.39 | 86.1 | 93.1 | 7 | 0
2040 | MAPP_US_2_MISO_W | MAPP_US | MISO_W | Internal | Summer | B5 | 200 | 2635 | 392.26 | 83.8 | 90.8 | 7 | 0
2040 | MAPP_US_2_MISO_W | MAPP_US | MISO_W | Internal | Summer | B6 | 300 | 2635 | 0 | 63.14 | 68.65 | 7 | 0
2040 | MAPP_US_2_MISO_W | MAPP_US | MISO_W | Internal | Summer | B7 | 400 | 2635 | 0 | 53.86 | 58.05 | 7 | 0
2040 | MAPP_US_2_MISO_W | MAPP_US | MISO_W | Internal | Summer | B8 | 500 | 2635 | 519.91 | 47.74 | 54.74 | 7 | 0
2040 | MAPP_US_2_MISO_W | MAPP_US | MISO_W | Internal | Summer | B9 | 800 | 2635 | 282.81 | 43.57 | 50.57 | 7 | 0
2040 | MAPP_US_2_MISO_W | MAPP_US | MISO_W | Internal | Summer | B10 | 1262 | 2635 | 452.37 | 35.84 | 42.84 | 7 | 0
2040 | MAPP_US_2_MISO_W | MAPP_US | MISO_W | Internal | Winter | B16 | 25 | 2635 | 941.99 | 68.99 | 75.99 | 7 | 0
2040 | MAPP_US_2_MISO_W | MAPP_US | MISO_W | Internal | Winter | B17 | 100 | 2635 | 727.69 | 58.75 | 65.75 | 7 | 0
2040 | MAPP_US_2_MISO_W | MAPP_US | MISO_W | Internal | Winter | B18 | 400 | 2635 | 0 | 55.05 | 62.02 | 7 | 0
2040 | MAPP_US_2_MISO_W | MAPP_US | MISO_W | Internal | Winter | B19 | 700 | 2635 | 0 | 55.05 | 58.82 | 7 | 0
2040 | MAPP_US_2_MISO_W | MAPP_US | MISO_W | Internal | Winter | B20 | 935 | 2635 | 130.85 | 41.5 | 48.5 | 7 | 0
2040 | MAPP_US_2_NE | MAPP_US | NE | Internal | Shoulder | B11 | 25 | 2000 | 754.45 | 74.18 | 81.18 | 7 | 0
2040 | MAPP_US_2_NE | MAPP_US | NE | Internal | Shoulder | B12 | 200 | 2000 | 147.63 | 54.96 | 61.96 | 7 | 0
2040 | MAPP_US_2_NE | MAPP_US | NE | Internal | Shoulder | B13 | 600 | 2000 | 729.48 | 52.72 | 59.72 | 7 | 0
2040 | MAPP_US_2_NE | MAPP_US | NE | Internal | Shoulder | B14 | 900 | 2000 | 0 | 51.98 | 55.86 | 7 | 0
2040 | MAPP_US_2_NE | MAPP_US | NE | Internal | Shoulder | B15 | 1203 | 2000 | 0 | 43.44 | 46.44 | 7 | 0
2040 | MAPP_US_2_NE | MAPP_US | NE | Internal | Summer | B1 | 10 | 2000 | 0 | 100.98 | 102.98 | 7 | 0
2040 | MAPP_US_2_NE | MAPP_US | NE | Internal | Summer | B2 | 25 | 2000 | 928.06 | 91.53 | 98.53 | 7 | 0
2040 | MAPP_US_2_NE | MAPP_US | NE | Internal | Summer | B3 | 75 | 2000 | 883.27 | 91.53 | 98.53 | 7 | 0
2040 | MAPP_US_2_NE | MAPP_US | NE | Internal | Summer | B4 | 100 | 2000 | 935.2 | 86.1 | 93.1 | 7 | 0
2040 | MAPP_US_2_NE | MAPP_US | NE | Internal | Summer | B5 | 200 | 2000 | 656.4 | 83.8 | 90.8 | 7 | 0
2040 | MAPP_US_2_NE | MAPP_US | NE | Internal | Summer | B6 | 300 | 2000 | 690.21 | 63.14 | 70.14 | 7 | 0
2040 | MAPP_US_2_NE | MAPP_US | NE | Internal | Summer | B7 | 400 | 2000 | 659.2 | 53.86 | 60.86 | 7 | 0
2040 | MAPP_US_2_NE | MAPP_US | NE | Internal | Summer | B8 | 500 | 2000 | 587.91 | 47.74 | 54.74 | 7 | 0
2040 | MAPP_US_2_NE | MAPP_US | NE | Internal | Summer | B9 | 800 | 2000 | 0.2 | 43.57 | 50.57 | 7 | 0
2040 | MAPP_US_2_NE | MAPP_US | NE | Internal | Summer | B10 | 1262 | 2000 | 0 | 35.84 | 37.84 | 7 | 0
2040 | MAPP_US_2_NE | MAPP_US | NE | Internal | Winter | B16 | 25 | 2000 | 525.3 | 68.99 | 75.99 | 7 | 0
2040 | MAPP_US_2_NE | MAPP_US | NE | Internal | Winter | B17 | 100 | 2000 | 0 | 58.75 | 65.43 | 7 | 0
2040 | MAPP_US_2_NE | MAPP_US | NE | Internal | Winter | B18 | 400 | 2000 | 0 | 55.05 | 61.64 | 7 | 0
2040 | MAPP_US_2_NE | MAPP_US | NE | Internal | Winter | B19 | 700 | 2000 | 0 | 55.05 | 59.42 | 7 | 0
2040 | MAPP_US_2_NE | MAPP_US | NE | Internal | Winter | B20 | 935 | 2000 | 0 | 41.5 | 43.5 | 7 | 0
2040 | MARITIMES_2_NEISO | MARITIMES | NEISO | Internal | Shoulder | B11 | 25 | 99999 | 1400 | 48.35 | 48.36 | 0.01 | 0
2040 | MARITIMES_2_NEISO | MARITIMES | NEISO | Internal | Shoulder | B12 | 200 | 99999 | 1400 | 48.35 | 48.36 | 0.01 | 0
2040 | MARITIMES_2_NEISO | MARITIMES | NEISO | Internal | Shoulder | B13 | 600 | 99999 | 1400 | 48.35 | 48.36 | 0.01 | 0
2040 | MARITIMES_2_NEISO | MARITIMES | NEISO | Internal | Shoulder | B14 | 900 | 99999 | 1400 | 48.35 | 48.36 | 0.01 | 0
2040 | MARITIMES_2_NEISO | MARITIMES | NEISO | Internal | Shoulder | B15 | 1203 | 99999 | 426.43 | 48.35 | 48.36 | 0.01 | 0
2040 | MARITIMES_2_NEISO | MARITIMES | NEISO | Internal | Summer | B1 | 10 | 99999 | 1400.1 | 99.98 | 99.99 | 0.01 | 0
2040 | MARITIMES_2_NEISO | MARITIMES | NEISO | Internal | Summer | B2 | 25 | 99999 | 1400 | 86.81 | 86.83 | 0.01 | 0
2040 | MARITIMES_2_NEISO | MARITIMES | NEISO | Internal | Summer | B3 | 75 | 99999 | 1400 | 72.36 | 72.37 | 0.01 | 0
2040 | MARITIMES_2_NEISO | MARITIMES | NEISO | Internal | Summer | B4 | 100 | 99999 | 1400 | 61.68 | 61.7 | 0.01 | 0
2040 | MARITIMES_2_NEISO | MARITIMES | NEISO | Internal | Summer | B5 | 200 | 99999 | 1400 | 61.68 | 61.7 | 0.01 | 0
2040 | MARITIMES_2_NEISO | MARITIMES | NEISO | Internal | Summer | B6 | 300 | 99999 | 1400 | 44.48 | 44.49 | 0.01 | 0
2040 | MARITIMES_2_NEISO | MARITIMES | NEISO | Internal | Summer | B7 | 400 | 99999 | 1400 | 44.48 | 44.49 | 0.01 | 0
2040 | MARITIMES_2_NEISO | MARITIMES | NEISO | Internal | Summer | B8 | 500 | 99999 | 1400 | 44.48 | 44.49 | 0.01 | 0
2040 | MARITIMES_2_NEISO | MARITIMES | NEISO | Internal | Summer | B9 | 800 | 99999 | 1400 | 44.48 | 44.49 | 0.01 | 0
2040 | MARITIMES_2_NEISO | MARITIMES | NEISO | Internal | Summer | B10 | 1262 | 99999 | 236.13 | 44.48 | 44.49 | 0.01 | 0
2040 | MARITIMES_2_NEISO | MARITIMES | NEISO | Internal | Winter | B16 | 25 | 99999 | 1400 | 60.25 | 60.26 | 0.01 | 0
2040 | MARITIMES_2_NEISO | MARITIMES | NEISO | Internal | Winter | B17 | 100 | 99999 | 1400 | 60.25 | 60.26 | 0.01 | 0
2040 | MARITIMES_2_NEISO | MARITIMES | NEISO | Internal | Winter | B18 | 400 | 99999 | 1400 | 60.25 | 60.26 | 0.01 | 0
2040 | MARITIMES_2_NEISO | MARITIMES | NEISO | Internal | Winter | B19 | 700 | 99999 | 1400 | 60.25 | 60.26 | 0.01 | 0
2040 | MARITIMES_2_NEISO | MARITIMES | NEISO | Internal | Winter | B20 | 935 | 99999 | 475.94 | 60.25 | 60.26 | 0.01 | 0
2040 | MISO_IN_2_MISO_MI | MISO_IN | MISO_MI | Internal | Shoulder | B11 | 25 | 5000 | 0 | 83.83 | 83.81 | 0.01 | 0
2040 | MISO_IN_2_MISO_MI | MISO_IN | MISO_MI | Internal | Shoulder | B12 | 200 | 5000 | 1617.1 | 65.96 | 65.98 | 0.01 | 0
2040 | MISO_IN_2_MISO_MI | MISO_IN | MISO_MI | Internal | Shoulder | B13 | 600 | 5000 | 2524.45 | 60.51 | 60.52 | 0.01 | 0
2040 | MISO_IN_2_MISO_MI | MISO_IN | MISO_MI | Internal | Shoulder | B14 | 900 | 5000 | 3277.32 | 57.39 | 57.4 | 0.01 | 0
2040 | MISO_IN_2_MISO_MI | MISO_IN | MISO_MI | Internal | Shoulder | B15 | 1203 | 5000 | 2866.9 | 52.27 | 52.29 | 0.01 | 0
2040 | MISO_IN_2_MISO_MI | MISO_IN | MISO_MI | Internal | Summer | B1 | 10 | 5000 | 1498.53 | 108.97 | 108.98 | 0.01 | 0
2040 | MISO_IN_2_MISO_MI | MISO_IN | MISO_MI | Internal | Summer | B2 | 25 | 5000 | 0 | 95.83 | 95.83 | 0.01 | 0
2040 | MISO_IN_2_MISO_MI | MISO_IN | MISO_MI | Internal | Summer | B3 | 75 | 5000 | 0 | 93.46 | 93.45 | 0.01 | 0
2040 | MISO_IN_2_MISO_MI | MISO_IN | MISO_MI | Internal | Summer | B4 | 100 | 5000 | 0 | 93.1 | 93.09 | 0.01 | 0
2040 | MISO_IN_2_MISO_MI | MISO_IN | MISO_MI | Internal | Summer | B5 | 200 | 5000 | 0 | 90.8 | 90.79 | 0.01 | 0
2040 | MISO_IN_2_MISO_MI | MISO_IN | MISO_MI | Internal | Summer | B6 | 300 | 5000 | 361.83 | 68.65 | 68.66 | 0.01 | 0
2040 | MISO_IN_2_MISO_MI | MISO_IN | MISO_MI | Internal | Summer | B7 | 400 | 5000 | 2383.54 | 58.08 | 58.09 | 0.01 | 0
2040 | MISO_IN_2_MISO_MI | MISO_IN | MISO_MI | Internal | Summer | B8 | 500 | 5000 | 4551.25 | 54.77 | 54.78 | 0.01 | 0
2040 | MISO_IN_2_MISO_MI | MISO_IN | MISO_MI | Internal | Summer | B9 | 800 | 5000 | 3954.93 | 50.6 | 50.61 | 0.01 | 0
2040 | MISO_IN_2_MISO_MI | MISO_IN | MISO_MI | Internal | Summer | B10 | 1262 | 5000 | 3588.06 | 46.51 | 46.52 | 0.01 | 0
2040 | MISO_IN_2_MISO_MI | MISO_IN | MISO_MI | Internal | Winter | B16 | 25 | 5000 | 0 | 82.01 | 82 | 0.01 | 0
2040 | MISO_IN_2_MISO_MI | MISO_IN | MISO_MI | Internal | Winter | B17 | 100 | 5000 | 1322.52 | 68.07 | 68.08 | 0.01 | 0
2040 | MISO_IN_2_MISO_MI | MISO_IN | MISO_MI | Internal | Winter | B18 | 400 | 5000 | 2927.69 | 62.04 | 62.05 | 0.01 | 0
2040 | MISO_IN_2_MISO_MI | MISO_IN | MISO_MI | Internal | Winter | B19 | 700 | 5000 | 3138.13 | 58.83 | 58.84 | 0.01 | 0
2040 | MISO_IN_2_MISO_MI | MISO_IN | MISO_MI | Internal | Winter | B20 | 935 | 5000 | 2191.75 | 53.09 | 53.11 | 0.01 | 0
2040 | MISO_IN_2_MISO_MO-IL | MISO_IN | MISO_MO-IL | Internal | Shoulder | B11 | 25 | 5000 | 0 | 83.83 | 83.83 | 0.01 | 0
2040 | MISO_IN_2_MISO_MO-IL | MISO_IN | MISO_MO-IL | Internal | Shoulder | B12 | 200 | 5000 | 0 | 65.96 | 62.61 | 0.01 | 0
2040 | MISO_IN_2_MISO_MO-IL | MISO_IN | MISO_MO-IL | Internal | Shoulder | B13 | 600 | 5000 | 0 | 60.51 | 59.73 | 0.01 | 0
2040 | MISO_IN_2_MISO_MO-IL | MISO_IN | MISO_MO-IL | Internal | Shoulder | B14 | 900 | 5000 | 0 | 57.39 | 57.2 | 0.01 | 0
2040 | MISO_IN_2_MISO_MO-IL | MISO_IN | MISO_MO-IL | Internal | Shoulder | B15 | 1203 | 5000 | 0 | 52.27 | 50.45 | 0.01 | 0
2040 | MISO_IN_2_MISO_MO-IL | MISO_IN | MISO_MO-IL | Internal | Summer | B1 | 10 | 5000 | 0 | 108.97 | 107.99 | 0.01 | 0
2040 | MISO_IN_2_MISO_MO-IL | MISO_IN | MISO_MO-IL | Internal | Summer | B2 | 25 | 5000 | 196.74 | 95.83 | 95.84 | 0.01 | 0
2040 | MISO_IN_2_MISO_MO-IL | MISO_IN | MISO_MO-IL | Internal | Summer | B3 | 75 | 5000 | 0 | 93.46 | 93.45 | 0.01 | 0
2040 | MISO_IN_2_MISO_MO-IL | MISO_IN | MISO_MO-IL | Internal | Summer | B4 | 100 | 5000 | 1297.26 | 93.1 | 93.12 | 0.01 | 0
2040 | MISO_IN_2_MISO_MO-IL | MISO_IN | MISO_MO-IL | Internal | Summer | B5 | 200 | 5000 | 489.42 | 90.8 | 90.81 | 0.01 | 0
2040 | MISO_IN_2_MISO_MO-IL | MISO_IN | MISO_MO-IL | Internal | Summer | B6 | 300 | 5000 | 309.1 | 68.65 | 68.66 | 0.01 | 0
2040 | MISO_IN_2_MISO_MO-IL | MISO_IN | MISO_MO-IL | Internal | Summer | B7 | 400 | 5000 | 0 | 58.08 | 58.06 | 0.01 | 0
2040 | MISO_IN_2_MISO_MO-IL | MISO_IN | MISO_MO-IL | Internal | Summer | B8 | 500 | 5000 | 0 | 54.77 | 54.75 | 0.01 | 0
2040 | MISO_IN_2_MISO_MO-IL | MISO_IN | MISO_MO-IL | Internal | Summer | B9 | 800 | 5000 | 0 | 50.6 | 50.59 | 0.01 | 0
2040 | MISO_IN_2_MISO_MO-IL | MISO_IN | MISO_MO-IL | Internal | Summer | B10 | 1262 | 5000 | 0 | 46.51 | 43.05 | 0.01 | 0
2040 | MISO_IN_2_MISO_MO-IL | MISO_IN | MISO_MO-IL | Internal | Winter | B16 | 25 | 5000 | 0 | 82.01 | 82 | 0.01 | 0
2040 | MISO_IN_2_MISO_MO-IL | MISO_IN | MISO_MO-IL | Internal | Winter | B17 | 100 | 5000 | 0 | 68.07 | 65.76 | 0.01 | 0
2040 | MISO_IN_2_MISO_MO-IL | MISO_IN | MISO_MO-IL | Internal | Winter | B18 | 400 | 5000 | 0 | 62.04 | 62.03 | 0.01 | 0
2040 | MISO_IN_2_MISO_MO-IL | MISO_IN | MISO_MO-IL | Internal | Winter | B19 | 700 | 5000 | 0 | 58.83 | 58.82 | 0.01 | 0
2040 | MISO_IN_2_MISO_MO-IL | MISO_IN | MISO_MO-IL | Internal | Winter | B20 | 935 | 5000 | 0 | 53.09 | 48.52 | 0.01 | 0
2040 | MISO_IN_2_NonRTO_Midwest | MISO_IN | NonRTO_Midwest | Internal | Shoulder | B11 | 25 | 4800 | 1071.17 | 83.83 | 91.83 | 8 | 0
2040 | MISO_IN_2_NonRTO_Midwest | MISO_IN | NonRTO_Midwest | Internal | Shoulder | B12 | 200 | 4800 | 561.6 | 65.96 | 73.96 | 8 | 0
2040 | MISO_IN_2_NonRTO_Midwest | MISO_IN | NonRTO_Midwest | Internal | Shoulder | B13 | 600 | 4800 | 0 | 60.51 | 64.77 | 8 | 0
2040 | MISO_IN_2_NonRTO_Midwest | MISO_IN | NonRTO_Midwest | Internal | Shoulder | B14 | 900 | 4800 | 0 | 57.39 | 56.24 | 8 | 0
2040 | MISO_IN_2_NonRTO_Midwest | MISO_IN | NonRTO_Midwest | Internal | Shoulder | B15 | 1203 | 4800 | 0 | 52.27 | 48.39 | 8 | 0
2040 | MISO_IN_2_NonRTO_Midwest | MISO_IN | NonRTO_Midwest | Internal | Summer | B1 | 10 | 4800 | 0 | 108.97 | 100.97 | 8 | 0
2040 | MISO_IN_2_NonRTO_Midwest | MISO_IN | NonRTO_Midwest | Internal | Summer | B2 | 25 | 4800 | 0 | 95.83 | 99.03 | 8 | 0
2040 | MISO_IN_2_NonRTO_Midwest | MISO_IN | NonRTO_Midwest | Internal | Summer | B3 | 75 | 4800 | 0 | 93.46 | 99.03 | 8 | 0
2040 | MISO_IN_2_NonRTO_Midwest | MISO_IN | NonRTO_Midwest | Internal | Summer | B4 | 100 | 4800 | 0 | 93.1 | 99.03 | 8 | 0
2040 | MISO_IN_2_NonRTO_Midwest | MISO_IN | NonRTO_Midwest | Internal | Summer | B5 | 200 | 4800 | 890.35 | 90.8 | 98.8 | 8 | 0
2040 | MISO_IN_2_NonRTO_Midwest | MISO_IN | NonRTO_Midwest | Internal | Summer | B6 | 300 | 4800 | 595.82 | 68.65 | 76.65 | 8 | 0
2040 | MISO_IN_2_NonRTO_Midwest | MISO_IN | NonRTO_Midwest | Internal | Summer | B7 | 400 | 4800 | 0 | 58.08 | 59.37 | 8 | 0
2040 | MISO_IN_2_NonRTO_Midwest | MISO_IN | NonRTO_Midwest | Internal | Summer | B8 | 500 | 4800 | 0 | 54.77 | 54.6 | 8 | 0
2040 | MISO_IN_2_NonRTO_Midwest | MISO_IN | NonRTO_Midwest | Internal | Summer | B9 | 800 | 4800 | 0 | 50.6 | 52.78 | 8 | 0
2040 | MISO_IN_2_NonRTO_Midwest | MISO_IN | NonRTO_Midwest | Internal | Summer | B10 | 1262 | 4800 | 0 | 46.51 | 39.46 | 8 | 0
2040 | MISO_IN_2_NonRTO_Midwest | MISO_IN | NonRTO_Midwest | Internal | Winter | B16 | 25 | 4800 | 2207.61 | 82.01 | 90.01 | 8 | 0
2040 | MISO_IN_2_NonRTO_Midwest | MISO_IN | NonRTO_Midwest | Internal | Winter | B17 | 100 | 4800 | 993.59 | 68.07 | 76.07 | 8 | 0
2040 | MISO_IN_2_NonRTO_Midwest | MISO_IN | NonRTO_Midwest | Internal | Winter | B18 | 400 | 4800 | 0 | 62.04 | 60.31 | 8 | 0
2040 | MISO_IN_2_NonRTO_Midwest | MISO_IN | NonRTO_Midwest | Internal | Winter | B19 | 700 | 4800 | 0 | 58.83 | 60.31 | 8 | 0
2040 | MISO_IN_2_NonRTO_Midwest | MISO_IN | NonRTO_Midwest | Internal | Winter | B20 | 935 | 4800 | 0 | 53.09 | 48.52 | 8 | 0
2040 | MISO_IN_2_PJM_ROR | MISO_IN | PJM_ROR | Internal | Shoulder | B11 | 25 | 992 | 0 | 83.83 | 81.83 | 2 | 0
2040 | MISO_IN_2_PJM_ROR | MISO_IN | PJM_ROR | Internal | Shoulder | B12 | 200 | 992 | 0 | 65.96 | 63.98 | 2 | 0
2040 | MISO_IN_2_PJM_ROR | MISO_IN | PJM_ROR | Internal | Shoulder | B13 | 600 | 992 | 0 | 60.51 | 59.89 | 2 | 0
2040 | MISO_IN_2_PJM_ROR | MISO_IN | PJM_ROR | Internal | Shoulder | B14 | 900 | 992 | 0 | 57.39 | 56.97 | 2 | 0
2040 | MISO_IN_2_PJM_ROR | MISO_IN | PJM_ROR | Internal | Shoulder | B15 | 1203 | 992 | 0 | 52.27 | 52.21 | 2 | 0
2040 | MISO_IN_2_PJM_ROR | MISO_IN | PJM_ROR | Internal | Summer | B1 | 10 | 992 | 992 | 108.97 | 110.98 | 2 | 0.01
2040 | MISO_IN_2_PJM_ROR | MISO_IN | PJM_ROR | Internal | Summer | B2 | 25 | 992 | 115.2 | 95.83 | 97.83 | 2 | 0
2040 | MISO_IN_2_PJM_ROR | MISO_IN | PJM_ROR | Internal | Summer | B3 | 75 | 992 | 0 | 93.46 | 91.45 | 2 | 0
2040 | MISO_IN_2_PJM_ROR | MISO_IN | PJM_ROR | Internal | Summer | B4 | 100 | 992 | 0 | 93.1 | 91.45 | 2 | 0
2040 | MISO_IN_2_PJM_ROR | MISO_IN | PJM_ROR | Internal | Summer | B5 | 200 | 992 | 0 | 90.8 | 88.93 | 2 | 0
2040 | MISO_IN_2_PJM_ROR | MISO_IN | PJM_ROR | Internal | Summer | B6 | 300 | 992 | 0 | 68.65 | 67.05 | 2 | 0
2040 | MISO_IN_2_PJM_ROR | MISO_IN | PJM_ROR | Internal | Summer | B7 | 400 | 992 | 0 | 58.08 | 56.09 | 2 | 0
2040 | MISO_IN_2_PJM_ROR | MISO_IN | PJM_ROR | Internal | Summer | B8 | 500 | 992 | 0 | 54.77 | 52.79 | 2 | 0
2040 | MISO_IN_2_PJM_ROR | MISO_IN | PJM_ROR | Internal | Summer | B9 | 800 | 992 | 0 | 50.6 | 50.35 | 2 | 0
2040 | MISO_IN_2_PJM_ROR | MISO_IN | PJM_ROR | Internal | Summer | B10 | 1262 | 992 | 33.02 | 46.51 | 48.51 | 2 | 0
2040 | MISO_IN_2_PJM_ROR | MISO_IN | PJM_ROR | Internal | Winter | B16 | 25 | 992 | 0 | 82.01 | 84 | 2 | 0
2040 | MISO_IN_2_PJM_ROR | MISO_IN | PJM_ROR | Internal | Winter | B17 | 100 | 992 | 786.71 | 68.07 | 70.07 | 2 | 0
2040 | MISO_IN_2_PJM_ROR | MISO_IN | PJM_ROR | Internal | Winter | B18 | 400 | 992 | 0 | 62.04 | 63.28 | 2 | 0
2040 | MISO_IN_2_PJM_ROR | MISO_IN | PJM_ROR | Internal | Winter | B19 | 700 | 992 | 0 | 58.83 | 60.82 | 2 | 0
2040 | MISO_IN_2_PJM_ROR | MISO_IN | PJM_ROR | Internal | Winter | B20 | 935 | 992 | 992 | 53.09 | 55.11 | 2 | 0.01
2040 | MISO_MI_2_MISO_IN | MISO_MI | MISO_IN | Internal | Shoulder | B11 | 25 | 2045 | 1465.55 | 83.81 | 83.83 | 0.01 | 0
2040 | MISO_MI_2_MISO_IN | MISO_MI | MISO_IN | Internal | Shoulder | B12 | 200 | 2045 | 0 | 65.98 | 65.96 | 0.01 | 0
2040 | MISO_MI_2_MISO_IN | MISO_MI | MISO_IN | Internal | Shoulder | B13 | 600 | 2045 | 0 | 60.52 | 60.51 | 0.01 | 0
2040 | MISO_MI_2_MISO_IN | MISO_MI | MISO_IN | Internal | Shoulder | B14 | 900 | 2045 | 0 | 57.4 | 57.39 | 0.01 | 0
2040 | MISO_MI_2_MISO_IN | MISO_MI | MISO_IN | Internal | Shoulder | B15 | 1203 | 2045 | 0 | 52.29 | 52.27 | 0.01 | 0
2040 | MISO_MI_2_MISO_IN | MISO_MI | MISO_IN | Internal | Summer | B1 | 10 | 2045 | 0 | 108.98 | 108.97 | 0.01 | 0
2040 | MISO_MI_2_MISO_IN | MISO_MI | MISO_IN | Internal | Summer | B2 | 25 | 2045 | 0 | 95.83 | 95.83 | 0.01 | 0
2040 | MISO_MI_2_MISO_IN | MISO_MI | MISO_IN | Internal | Summer | B3 | 75 | 2045 | 253.47 | 93.45 | 93.46 | 0.01 | 0
2040 | MISO_MI_2_MISO_IN | MISO_MI | MISO_IN | Internal | Summer | B4 | 100 | 2045 | 1530.13 | 93.09 | 93.1 | 0.01 | 0
2040 | MISO_MI_2_MISO_IN | MISO_MI | MISO_IN | Internal | Summer | B5 | 200 | 2045 | 967.45 | 90.79 | 90.8 | 0.01 | 0
2040 | MISO_MI_2_MISO_IN | MISO_MI | MISO_IN | Internal | Summer | B6 | 300 | 2045 | 0 | 68.66 | 68.65 | 0.01 | 0
2040 | MISO_MI_2_MISO_IN | MISO_MI | MISO_IN | Internal | Summer | B7 | 400 | 2045 | 0 | 58.09 | 58.08 | 0.01 | 0
2040 | MISO_MI_2_MISO_IN | MISO_MI | MISO_IN | Internal | Summer | B8 | 500 | 2045 | 0 | 54.78 | 54.77 | 0.01 | 0
2040 | MISO_MI_2_MISO_IN | MISO_MI | MISO_IN | Internal | Summer | B9 | 800 | 2045 | 0 | 50.61 | 50.6 | 0.01 | 0
2040 | MISO_MI_2_MISO_IN | MISO_MI | MISO_IN | Internal | Summer | B10 | 1262 | 2045 | 0 | 46.52 | 46.51 | 0.01 | 0
2040 | MISO_MI_2_MISO_IN | MISO_MI | MISO_IN | Internal | Winter | B16 | 25 | 2045 | 145.83 | 82 | 82.01 | 0.01 | 0
2040 | MISO_MI_2_MISO_IN | MISO_MI | MISO_IN | Internal | Winter | B17 | 100 | 2045 | 0 | 68.08 | 68.07 | 0.01 | 0
2040 | MISO_MI_2_MISO_IN | MISO_MI | MISO_IN | Internal | Winter | B18 | 400 | 2045 | 0 | 62.05 | 62.04 | 0.01 | 0
2040 | MISO_MI_2_MISO_IN | MISO_MI | MISO_IN | Internal | Winter | B19 | 700 | 2045 | 0 | 58.84 | 58.83 | 0.01 | 0
2040 | MISO_MI_2_MISO_IN | MISO_MI | MISO_IN | Internal | Winter | B20 | 935 | 2045 | 0 | 53.11 | 53.09 | 0.01 | 0
2040 | MISO_MI_2_MISO_WUMS | MISO_MI | MISO_WUMS | Internal | Shoulder | B11 | 25 | 117 | 0 | 83.81 | 81.19 | 0.01 | 0
2040 | MISO_MI_2_MISO_WUMS | MISO_MI | MISO_WUMS | Internal | Shoulder | B12 | 200 | 117 | 0 | 65.98 | 61.98 | 0.01 | 0
2040 | MISO_MI_2_MISO_WUMS | MISO_MI | MISO_WUMS | Internal | Shoulder | B13 | 600 | 117 | 0 | 60.52 | 59.7 | 0.01 | 0
2040 | MISO_MI_2_MISO_WUMS | MISO_MI | MISO_WUMS | Internal | Shoulder | B14 | 900 | 117 | 0 | 57.4 | 57.18 | 0.01 | 0
2040 | MISO_MI_2_MISO_WUMS | MISO_MI | MISO_WUMS | Internal | Shoulder | B15 | 1203 | 117 | 117 | 52.29 | 52.4 | 0.01 | 0.11
2040 | MISO_MI_2_MISO_WUMS | MISO_MI | MISO_WUMS | Internal | Summer | B1 | 10 | 117 | 0 | 108.98 | 89.02 | 0.01 | 0
2040 | MISO_MI_2_MISO_WUMS | MISO_MI | MISO_WUMS | Internal | Summer | B2 | 25 | 117 | 0 | 95.83 | 89.02 | 0.01 | 0
2040 | MISO_MI_2_MISO_WUMS | MISO_MI | MISO_WUMS | Internal | Summer | B3 | 75 | 117 | 0 | 93.45 | 89.02 | 0.01 | 0
2040 | MISO_MI_2_MISO_WUMS | MISO_MI | MISO_WUMS | Internal | Summer | B4 | 100 | 117 | 0 | 93.09 | 89.02 | 0.01 | 0
2040 | MISO_MI_2_MISO_WUMS | MISO_MI | MISO_WUMS | Internal | Summer | B5 | 200 | 117 | 0 | 90.79 | 89.02 | 0.01 | 0
2040 | MISO_MI_2_MISO_WUMS | MISO_MI | MISO_WUMS | Internal | Summer | B6 | 300 | 117 | 0 | 68.66 | 68.63 | 0.01 | 0
2040 | MISO_MI_2_MISO_WUMS | MISO_MI | MISO_WUMS | Internal | Summer | B7 | 400 | 117 | 0 | 58.09 | 58.04 | 0.01 | 0
2040 | MISO_MI_2_MISO_WUMS | MISO_MI | MISO_WUMS | Internal | Summer | B8 | 500 | 117 | 0 | 54.78 | 54.75 | 0.01 | 0
2040 | MISO_MI_2_MISO_WUMS | MISO_MI | MISO_WUMS | Internal | Summer | B9 | 800 | 117 | 0 | 50.61 | 50.59 | 0.01 | 0
2040 | MISO_MI_2_MISO_WUMS | MISO_MI | MISO_WUMS | Internal | Summer | B10 | 1262 | 117 | 117 | 46.52 | 50.51 | 0.01 | 3.98
2040 | MISO_MI_2_MISO_WUMS | MISO_MI | MISO_WUMS | Internal | Winter | B16 | 25 | 117 | 0 | 82 | 82 | 0.01 | 0
2040 | MISO_MI_2_MISO_WUMS | MISO_MI | MISO_WUMS | Internal | Winter | B17 | 100 | 117 | 0 | 68.08 | 68.07 | 0.01 | 0
2040 | MISO_MI_2_MISO_WUMS | MISO_MI | MISO_WUMS | Internal | Winter | B18 | 400 | 117 | 0 | 62.05 | 62.03 | 0.01 | 0
2040 | MISO_MI_2_MISO_WUMS | MISO_MI | MISO_WUMS | Internal | Winter | B19 | 700 | 117 | 0 | 58.84 | 58.83 | 0.01 | 0
2040 | MISO_MI_2_MISO_WUMS | MISO_MI | MISO_WUMS | Internal | Winter | B20 | 935 | 117 | 117 | 53.11 | 55.91 | 0.01 | 2.79
2040 | MISO_MI_2_PJM_ROR | MISO_MI | PJM_ROR | Internal | Shoulder | B11 | 25 | 1424 | 0 | 83.81 | 81.83 | 2 | 0
2040 | MISO_MI_2_PJM_ROR | MISO_MI | PJM_ROR | Internal | Shoulder | B12 | 200 | 1424 | 0 | 65.98 | 63.98 | 2 | 0
2040 | MISO_MI_2_PJM_ROR | MISO_MI | PJM_ROR | Internal | Shoulder | B13 | 600 | 1424 | 0 | 60.52 | 59.89 | 2 | 0
2040 | MISO_MI_2_PJM_ROR | MISO_MI | PJM_ROR | Internal | Shoulder | B14 | 900 | 1424 | 0 | 57.4 | 56.97 | 2 | 0
2040 | MISO_MI_2_PJM_ROR | MISO_MI | PJM_ROR | Internal | Shoulder | B15 | 1203 | 1424 | 0 | 52.29 | 52.21 | 2 | 0
2040 | MISO_MI_2_PJM_ROR | MISO_MI | PJM_ROR | Internal | Summer | B1 | 10 | 1424 | 241.67 | 108.98 | 110.98 | 2 | 0
2040 | MISO_MI_2_PJM_ROR | MISO_MI | PJM_ROR | Internal | Summer | B2 | 25 | 1424 | 275.56 | 95.83 | 97.83 | 2 | 0
2040 | MISO_MI_2_PJM_ROR | MISO_MI | PJM_ROR | Internal | Summer | B3 | 75 | 1424 | 0 | 93.45 | 91.45 | 2 | 0
2040 | MISO_MI_2_PJM_ROR | MISO_MI | PJM_ROR | Internal | Summer | B4 | 100 | 1424 | 0 | 93.09 | 91.45 | 2 | 0
2040 | MISO_MI_2_PJM_ROR | MISO_MI | PJM_ROR | Internal | Summer | B5 | 200 | 1424 | 0 | 90.79 | 88.93 | 2 | 0
2040 | MISO_MI_2_PJM_ROR | MISO_MI | PJM_ROR | Internal | Summer | B6 | 300 | 1424 | 0 | 68.66 | 67.05 | 2 | 0
2040 | MISO_MI_2_PJM_ROR | MISO_MI | PJM_ROR | Internal | Summer | B7 | 400 | 1424 | 0 | 58.09 | 56.09 | 2 | 0
2040 | MISO_MI_2_PJM_ROR | MISO_MI | PJM_ROR | Internal | Summer | B8 | 500 | 1424 | 0 | 54.78 | 52.79 | 2 | 0
2040 | MISO_MI_2_PJM_ROR | MISO_MI | PJM_ROR | Internal | Summer | B9 | 800 | 1424 | 0 | 50.61 | 50.35 | 2 | 0
2040 | MISO_MI_2_PJM_ROR | MISO_MI | PJM_ROR | Internal | Summer | B10 | 1262 | 1424 | 0 | 46.52 | 48.51 | 2 | 0
2040 | MISO_MI_2_PJM_ROR | MISO_MI | PJM_ROR | Internal | Winter | B16 | 25 | 1424 | 493.09 | 82 | 84 | 2 | 0
2040 | MISO_MI_2_PJM_ROR | MISO_MI | PJM_ROR | Internal | Winter | B17 | 100 | 1424 | 0 | 68.08 | 70.07 | 2 | 0
2040 | MISO_MI_2_PJM_ROR | MISO_MI | PJM_ROR | Internal | Winter | B18 | 400 | 1424 | 0 | 62.05 | 63.28 | 2 | 0
2040 | MISO_MI_2_PJM_ROR | MISO_MI | PJM_ROR | Internal | Winter | B19 | 700 | 1424 | 0 | 58.84 | 60.82 | 2 | 0
2040 | MISO_MI_2_PJM_ROR | MISO_MI | PJM_ROR | Internal | Winter | B20 | 935 | 1424 | 1268.79 | 53.11 | 55.11 | 2 | 0
2040 | MISO_MO-IL_2_ENT | MISO_MO-IL | ENT | Internal | Shoulder | B11 | 25 | 2540 | 0 | 83.83 | 88.97 | 8 | 0
2040 | MISO_MO-IL_2_ENT | MISO_MO-IL | ENT | Internal | Shoulder | B12 | 200 | 2540 | 0 | 62.61 | 62.8 | 8 | 0
2040 | MISO_MO-IL_2_ENT | MISO_MO-IL | ENT | Internal | Shoulder | B13 | 600 | 2540 | 0 | 59.73 | 62.34 | 8 | 0
2040 | MISO_MO-IL_2_ENT | MISO_MO-IL | ENT | Internal | Shoulder | B14 | 900 | 2540 | 0 | 57.2 | 60.87 | 8 | 0
2040 | MISO_MO-IL_2_ENT | MISO_MO-IL | ENT | Internal | Shoulder | B15 | 1203 | 2540 | 2540 | 50.45 | 60.26 | 8 | 1.81
2040 | MISO_MO-IL_2_ENT | MISO_MO-IL | ENT | Internal | Summer | B1 | 10 | 2540 | 0 | 107.99 | 99.99 | 8 | 0
2040 | MISO_MO-IL_2_ENT | MISO_MO-IL | ENT | Internal | Summer | B2 | 25 | 2540 | 0 | 95.84 | 95.96 | 8 | 0
2040 | MISO_MO-IL_2_ENT | MISO_MO-IL | ENT | Internal | Summer | B3 | 75 | 2540 | 0 | 93.45 | 93.93 | 8 | 0
2040 | MISO_MO-IL_2_ENT | MISO_MO-IL | ENT | Internal | Summer | B4 | 100 | 2540 | 0 | 93.12 | 93.93 | 8 | 0
2040 | MISO_MO-IL_2_ENT | MISO_MO-IL | ENT | Internal | Summer | B5 | 200 | 2540 | 0 | 90.81 | 89.2 | 8 | 0
2040 | MISO_MO-IL_2_ENT | MISO_MO-IL | ENT | Internal | Summer | B6 | 300 | 2540 | 0 | 68.66 | 74.66 | 8 | 0
2040 | MISO_MO-IL_2_ENT | MISO_MO-IL | ENT | Internal | Summer | B7 | 400 | 2540 | 0 | 58.06 | 61.09 | 8 | 0
2040 | MISO_MO-IL_2_ENT | MISO_MO-IL | ENT | Internal | Summer | B8 | 500 | 2540 | 0 | 54.75 | 60.77 | 8 | 0
2040 | MISO_MO-IL_2_ENT | MISO_MO-IL | ENT | Internal | Summer | B9 | 800 | 2540 | 1058.95 | 50.59 | 58.59 | 8 | 0
2040 | MISO_MO-IL_2_ENT | MISO_MO-IL | ENT | Internal | Summer | B10 | 1262 | 2540 | 2540 | 43.05 | 54.84 | 8 | 3.8
2040 | MISO_MO-IL_2_ENT | MISO_MO-IL | ENT | Internal | Winter | B16 | 25 | 2540 | 0 | 82 | 83.7 | 8 | 0
2040 | MISO_MO-IL_2_ENT | MISO_MO-IL | ENT | Internal | Winter | B17 | 100 | 2540 | 0 | 65.76 | 67.15 | 8 | 0
2040 | MISO_MO-IL_2_ENT | MISO_MO-IL | ENT | Internal | Winter | B18 | 400 | 2540 | 0 | 62.03 | 66.65 | 8 | 0
2040 | MISO_MO-IL_2_ENT | MISO_MO-IL | ENT | Internal | Winter | B19 | 700 | 2540 | 0 | 58.82 | 64.43 | 8 | 0
2040 | MISO_MO-IL_2_ENT | MISO_MO-IL | ENT | Internal | Winter | B20 | 935 | 2540 | 2540 | 48.52 | 58.88 | 8 | 2.36
2040 | MISO_MO-IL_2_MISO_IN | MISO_MO-IL | MISO_IN | Internal | Shoulder | B11 | 25 | 2100 | 0 | 83.83 | 83.83 | 0.01 | 0
2040 | MISO_MO-IL_2_MISO_IN | MISO_MO-IL | MISO_IN | Internal | Shoulder | B12 | 200 | 2100 | 2100 | 62.61 | 65.96 | 0.01 | 3.35
2040 | MISO_MO-IL_2_MISO_IN | MISO_MO-IL | MISO_IN | Internal | Shoulder | B13 | 600 | 2100 | 2100 | 59.73 | 60.51 | 0.01 | 0.77
2040 | MISO_MO-IL_2_MISO_IN | MISO_MO-IL | MISO_IN | Internal | Shoulder | B14 | 900 | 2100 | 2100 | 57.2 | 57.39 | 0.01 | 0.17
2040 | MISO_MO-IL_2_MISO_IN | MISO_MO-IL | MISO_IN | Internal | Shoulder | B15 | 1203 | 2100 | 2100 | 50.45 | 52.27 | 0.01 | 1.81
2040 | MISO_MO-IL_2_MISO_IN | MISO_MO-IL | MISO_IN | Internal | Summer | B1 | 10 | 2100 | 2100 | 107.99 | 108.97 | 0.01 | 0.96
2040 | MISO_MO-IL_2_MISO_IN | MISO_MO-IL | MISO_IN | Internal | Summer | B2 | 25 | 2100 | 0 | 95.84 | 95.83 | 0.01 | 0
2040 | MISO_MO-IL_2_MISO_IN | MISO_MO-IL | MISO_IN | Internal | Summer | B3 | 75 | 2100 | 52.37 | 93.45 | 93.46 | 0.01 | 0
2040 | MISO_MO-IL_2_MISO_IN | MISO_MO-IL | MISO_IN | Internal | Summer | B4 | 100 | 2100 | 0 | 93.12 | 93.1 | 0.01 | 0
2040 | MISO_MO-IL_2_MISO_IN | MISO_MO-IL | MISO_IN | Internal | Summer | B5 | 200 | 2100 | 0 | 90.81 | 90.8 | 0.01 | 0
2040 | MISO_MO-IL_2_MISO_IN | MISO_MO-IL | MISO_IN | Internal | Summer | B6 | 300 | 2100 | 0 | 68.66 | 68.65 | 0.01 | 0
2040 | MISO_MO-IL_2_MISO_IN | MISO_MO-IL | MISO_IN | Internal | Summer | B7 | 400 | 2100 | 87.69 | 58.06 | 58.08 | 0.01 | 0
2040 | MISO_MO-IL_2_MISO_IN | MISO_MO-IL | MISO_IN | Internal | Summer | B8 | 500 | 2100 | 1987.48 | 54.75 | 54.77 | 0.01 | 0
2040 | MISO_MO-IL_2_MISO_IN | MISO_MO-IL | MISO_IN | Internal | Summer | B9 | 800 | 2100 | 1323.01 | 50.59 | 50.6 | 0.01 | 0
2040 | MISO_MO-IL_2_MISO_IN | MISO_MO-IL | MISO_IN | Internal | Summer | B10 | 1262 | 2100 | 2100 | 43.05 | 46.51 | 0.01 | 3.45
2040 | MISO_MO-IL_2_MISO_IN | MISO_MO-IL | MISO_IN | Internal | Winter | B16 | 25 | 2100 | 2064.52 | 82 | 82.01 | 0.01 | 0
2040 | MISO_MO-IL_2_MISO_IN | MISO_MO-IL | MISO_IN | Internal | Winter | B17 | 100 | 2100 | 2100 | 65.76 | 68.07 | 0.01 | 2.29
2040 | MISO_MO-IL_2_MISO_IN | MISO_MO-IL | MISO_IN | Internal | Winter | B18 | 400 | 2100 | 1201.09 | 62.03 | 62.04 | 0.01 | 0
2040 | MISO_MO-IL_2_MISO_IN | MISO_MO-IL | MISO_IN | Internal | Winter | B19 | 700 | 2100 | 1131.27 | 58.82 | 58.83 | 0.01 | 0
2040 | MISO_MO-IL_2_MISO_IN | MISO_MO-IL | MISO_IN | Internal | Winter | B20 | 935 | 2100 | 2100 | 48.52 | 53.09 | 0.01 | 4.57
2040 | MISO_MO-IL_2_MISO_W | MISO_MO-IL | MISO_W | Internal | Shoulder | B11 | 25 | 960 | 0 | 83.83 | 81.18 | 0.01 | 0
2040 | MISO_MO-IL_2_MISO_W | MISO_MO-IL | MISO_W | Internal | Shoulder | B12 | 200 | 960 | 0 | 62.61 | 61.96 | 0.01 | 0
2040 | MISO_MO-IL_2_MISO_W | MISO_MO-IL | MISO_W | Internal | Shoulder | B13 | 600 | 960 | 0 | 59.73 | 59.72 | 0.01 | 0
2040 | MISO_MO-IL_2_MISO_W | MISO_MO-IL | MISO_W | Internal | Shoulder | B14 | 900 | 960 | 0 | 57.2 | 57.19 | 0.01 | 0
2040 | MISO_MO-IL_2_MISO_W | MISO_MO-IL | MISO_W | Internal | Shoulder | B15 | 1203 | 960 | 0 | 50.45 | 50.44 | 0.01 | 0
2040 | MISO_MO-IL_2_MISO_W | MISO_MO-IL | MISO_W | Internal | Summer | B1 | 10 | 960 | 0 | 107.99 | 107.98 | 0.01 | 0
2040 | MISO_MO-IL_2_MISO_W | MISO_MO-IL | MISO_W | Internal | Summer | B2 | 25 | 960 | 0 | 95.84 | 95.83 | 0.01 | 0
2040 | MISO_MO-IL_2_MISO_W | MISO_MO-IL | MISO_W | Internal | Summer | B3 | 75 | 960 | 242.06 | 93.45 | 93.46 | 0.01 | 0
2040 | MISO_MO-IL_2_MISO_W | MISO_MO-IL | MISO_W | Internal | Summer | B4 | 100 | 960 | 0 | 93.12 | 93.1 | 0.01 | 0
2040 | MISO_MO-IL_2_MISO_W | MISO_MO-IL | MISO_W | Internal | Summer | B5 | 200 | 960 | 0 | 90.81 | 90.8 | 0.01 | 0
2040 | MISO_MO-IL_2_MISO_W | MISO_MO-IL | MISO_W | Internal | Summer | B6 | 300 | 960 | 0 | 68.66 | 68.65 | 0.01 | 0
2040 | MISO_MO-IL_2_MISO_W | MISO_MO-IL | MISO_W | Internal | Summer | B7 | 400 | 960 | 0 | 58.06 | 58.05 | 0.01 | 0
2040 | MISO_MO-IL_2_MISO_W | MISO_MO-IL | MISO_W | Internal | Summer | B8 | 500 | 960 | 0 | 54.75 | 54.74 | 0.01 | 0
2040 | MISO_MO-IL_2_MISO_W | MISO_MO-IL | MISO_W | Internal | Summer | B9 | 800 | 960 | 0 | 50.59 | 50.57 | 0.01 | 0
2040 | MISO_MO-IL_2_MISO_W | MISO_MO-IL | MISO_W | Internal | Summer | B10 | 1262 | 960 | 0 | 43.05 | 42.84 | 0.01 | 0
2040 | MISO_MO-IL_2_MISO_W | MISO_MO-IL | MISO_W | Internal | Winter | B16 | 25 | 960 | 0 | 82 | 75.99 | 0.01 | 0
2040 | MISO_MO-IL_2_MISO_W | MISO_MO-IL | MISO_W | Internal | Winter | B17 | 100 | 960 | 0 | 65.76 | 65.75 | 0.01 | 0
2040 | MISO_MO-IL_2_MISO_W | MISO_MO-IL | MISO_W | Internal | Winter | B18 | 400 | 960 | 0 | 62.03 | 62.02 | 0.01 | 0
2040 | MISO_MO-IL_2_MISO_W | MISO_MO-IL | MISO_W | Internal | Winter | B19 | 700 | 960 | 0 | 58.82 | 58.82 | 0.01 | 0
2040 | MISO_MO-IL_2_MISO_W | MISO_MO-IL | MISO_W | Internal | Winter | B20 | 935 | 960 | 0 | 48.52 | 48.5 | 0.01 | 0
2040 | MISO_MO-IL_2_PJM_ROR | MISO_MO-IL | PJM_ROR | Internal | Shoulder | B11 | 25 | 1212 | 0 | 83.83 | 81.83 | 2 | 0
2040 | MISO_MO-IL_2_PJM_ROR | MISO_MO-IL | PJM_ROR | Internal | Shoulder | B12 | 200 | 1212 | 0 | 62.61 | 63.98 | 2 | 0
2040 | MISO_MO-IL_2_PJM_ROR | MISO_MO-IL | PJM_ROR | Internal | Shoulder | B13 | 600 | 1212 | 0 | 59.73 | 59.89 | 2 | 0
2040 | MISO_MO-IL_2_PJM_ROR | MISO_MO-IL | PJM_ROR | Internal | Shoulder | B14 | 900 | 1212 | 0 | 57.2 | 56.97 | 2 | 0
2040 | MISO_MO-IL_2_PJM_ROR | MISO_MO-IL | PJM_ROR | Internal | Shoulder | B15 | 1203 | 1212 | 0 | 50.45 | 52.21 | 2 | 0
2040 | MISO_MO-IL_2_PJM_ROR | MISO_MO-IL | PJM_ROR | Internal | Summer | B1 | 10 | 1212 | 1212 | 107.99 | 110.98 | 2 | 0.99
2040 | MISO_MO-IL_2_PJM_ROR | MISO_MO-IL | PJM_ROR | Internal | Summer | B2 | 25 | 1212 | 0 | 95.84 | 97.83 | 2 | 0
2040 | MISO_MO-IL_2_PJM_ROR | MISO_MO-IL | PJM_ROR | Internal | Summer | B3 | 75 | 1212 | 0 | 93.45 | 91.45 | 2 | 0
2040 | MISO_MO-IL_2_PJM_ROR | MISO_MO-IL | PJM_ROR | Internal | Summer | B4 | 100 | 1212 | 0 | 93.12 | 91.45 | 2 | 0
2040 | MISO_MO-IL_2_PJM_ROR | MISO_MO-IL | PJM_ROR | Internal | Summer | B5 | 200 | 1212 | 0 | 90.81 | 88.93 | 2 | 0
2040 | MISO_MO-IL_2_PJM_ROR | MISO_MO-IL | PJM_ROR | Internal | Summer | B6 | 300 | 1212 | 0 | 68.66 | 67.05 | 2 | 0
2040 | MISO_MO-IL_2_PJM_ROR | MISO_MO-IL | PJM_ROR | Internal | Summer | B7 | 400 | 1212 | 0 | 58.06 | 56.09 | 2 | 0
2040 | MISO_MO-IL_2_PJM_ROR | MISO_MO-IL | PJM_ROR | Internal | Summer | B8 | 500 | 1212 | 0 | 54.75 | 52.79 | 2 | 0
2040 | MISO_MO-IL_2_PJM_ROR | MISO_MO-IL | PJM_ROR | Internal | Summer | B9 | 800 | 1212 | 0 | 50.59 | 50.35 | 2 | 0
2040 | MISO_MO-IL_2_PJM_ROR | MISO_MO-IL | PJM_ROR | Internal | Summer | B10 | 1262 | 1212 | 1212 | 43.05 | 48.51 | 2 | 3.46
2040 | MISO_MO-IL_2_PJM_ROR | MISO_MO-IL | PJM_ROR | Internal | Winter | B16 | 25 | 1212 | 1179.31 | 82 | 84 | 2 | 0
2040 | MISO_MO-IL_2_PJM_ROR | MISO_MO-IL | PJM_ROR | Internal | Winter | B17 | 100 | 1212 | 1212 | 65.76 | 70.07 | 2 | 2.3
2040 | MISO_MO-IL_2_PJM_ROR | MISO_MO-IL | PJM_ROR | Internal | Winter | B18 | 400 | 1212 | 0 | 62.03 | 63.28 | 2 | 0
2040 | MISO_MO-IL_2_PJM_ROR | MISO_MO-IL | PJM_ROR | Internal | Winter | B19 | 700 | 1212 | 234.65 | 58.82 | 60.82 | 2 | 0
2040 | MISO_MO-IL_2_PJM_ROR | MISO_MO-IL | PJM_ROR | Internal | Winter | B20 | 935 | 1212 | 1212 | 48.52 | 55.11 | 2 | 4.59
2040 | MISO_MO-IL_2_SPP_N | MISO_MO-IL | SPP_N | Internal | Shoulder | B11 | 25 | 2000 | 0 | 83.83 | 88.18 | 8 | 0
2040 | MISO_MO-IL_2_SPP_N | MISO_MO-IL | SPP_N | Internal | Shoulder | B12 | 200 | 2000 | 0 | 62.61 | 61.98 | 8 | 0
2040 | MISO_MO-IL_2_SPP_N | MISO_MO-IL | SPP_N | Internal | Shoulder | B13 | 600 | 2000 | 0 | 59.73 | 60.04 | 8 | 0
2040 | MISO_MO-IL_2_SPP_N | MISO_MO-IL | SPP_N | Internal | Shoulder | B14 | 900 | 2000 | 0 | 57.2 | 55.87 | 8 | 0
2040 | MISO_MO-IL_2_SPP_N | MISO_MO-IL | SPP_N | Internal | Shoulder | B15 | 1203 | 2000 | 0 | 50.45 | 48.86 | 8 | 0
2040 | MISO_MO-IL_2_SPP_N | MISO_MO-IL | SPP_N | Internal | Summer | B1 | 10 | 2000 | 0 | 107.99 | 102.99 | 8 | 0
2040 | MISO_MO-IL_2_SPP_N | MISO_MO-IL | SPP_N | Internal | Summer | B2 | 25 | 2000 | 0 | 95.84 | 98.95 | 8 | 0
2040 | MISO_MO-IL_2_SPP_N | MISO_MO-IL | SPP_N | Internal | Summer | B3 | 75 | 2000 | 0 | 93.45 | 98.95 | 8 | 0
2040 | MISO_MO-IL_2_SPP_N | MISO_MO-IL | SPP_N | Internal | Summer | B4 | 100 | 2000 | 0 | 93.12 | 98.95 | 8 | 0
2040 | MISO_MO-IL_2_SPP_N | MISO_MO-IL | SPP_N | Internal | Summer | B5 | 200 | 2000 | 0 | 90.81 | 97.2 | 8 | 0
2040 | MISO_MO-IL_2_SPP_N | MISO_MO-IL | SPP_N | Internal | Summer | B6 | 300 | 2000 | 0 | 68.66 | 75.65 | 8 | 0
2040 | MISO_MO-IL_2_SPP_N | MISO_MO-IL | SPP_N | Internal | Summer | B7 | 400 | 2000 | 0 | 58.06 | 60.87 | 8 | 0
2040 | MISO_MO-IL_2_SPP_N | MISO_MO-IL | SPP_N | Internal | Summer | B8 | 500 | 2000 | 0 | 54.75 | 58.16 | 8 | 0
2040 | MISO_MO-IL_2_SPP_N | MISO_MO-IL | SPP_N | Internal | Summer | B9 | 800 | 2000 | 0 | 50.59 | 57.57 | 8 | 0
2040 | MISO_MO-IL_2_SPP_N | MISO_MO-IL | SPP_N | Internal | Summer | B10 | 1262 | 2000 | 0 | 43.05 | 49.84 | 8 | 0
2040 | MISO_MO-IL_2_SPP_N | MISO_MO-IL | SPP_N | Internal | Winter | B16 | 25 | 2000 | 0 | 82 | 78.7 | 8 | 0
2040 | MISO_MO-IL_2_SPP_N | MISO_MO-IL | SPP_N | Internal | Winter | B17 | 100 | 2000 | 0 | 65.76 | 65.45 | 8 | 0
2040 | MISO_MO-IL_2_SPP_N | MISO_MO-IL | SPP_N | Internal | Winter | B18 | 400 | 2000 | 0 | 62.03 | 61.65 | 8 | 0
2040 | MISO_MO-IL_2_SPP_N | MISO_MO-IL | SPP_N | Internal | Winter | B19 | 700 | 2000 | 0 | 58.82 | 59.43 | 8 | 0
2040 | MISO_MO-IL_2_SPP_N | MISO_MO-IL | SPP_N | Internal | Winter | B20 | 935 | 2000 | 0 | 48.52 | 46.02 | 8 | 0
2040 | MISO_MO-IL_2_TVA_Transmission | MISO_MO-IL | TVA_Transmission | Internal | Shoulder | B11 | 25 | 4000 | 0 | 83.83 | 87.83 | 8 | 0
2040 | MISO_MO-IL_2_TVA_Transmission | MISO_MO-IL | TVA_Transmission | Internal | Shoulder | B12 | 200 | 4000 | 0 | 62.61 | 66.79 | 8 | 0
2040 | MISO_MO-IL_2_TVA_Transmission | MISO_MO-IL | TVA_Transmission | Internal | Shoulder | B13 | 600 | 4000 | 0 | 59.73 | 62.6 | 8 | 0
2040 | MISO_MO-IL_2_TVA_Transmission | MISO_MO-IL | TVA_Transmission | Internal | Shoulder | B14 | 900 | 4000 | 0 | 57.2 | 61.71 | 8 | 0
2040 | MISO_MO-IL_2_TVA_Transmission | MISO_MO-IL | TVA_Transmission | Internal | Shoulder | B15 | 1203 | 4000 | 0 | 50.45 | 56.39 | 8 | 0
2040 | MISO_MO-IL_2_TVA_Transmission | MISO_MO-IL | TVA_Transmission | Internal | Summer | B1 | 10 | 4000 | 0 | 107.99 | 107.99 | 8 | 0
2040 | MISO_MO-IL_2_TVA_Transmission | MISO_MO-IL | TVA_Transmission | Internal | Summer | B2 | 25 | 4000 | 600.61 | 95.84 | 103.84 | 8 | 0
2040 | MISO_MO-IL_2_TVA_Transmission | MISO_MO-IL | TVA_Transmission | Internal | Summer | B3 | 75 | 4000 | 0 | 93.45 | 97.45 | 8 | 0
2040 | MISO_MO-IL_2_TVA_Transmission | MISO_MO-IL | TVA_Transmission | Internal | Summer | B4 | 100 | 4000 | 0 | 93.12 | 97.45 | 8 | 0
2040 | MISO_MO-IL_2_TVA_Transmission | MISO_MO-IL | TVA_Transmission | Internal | Summer | B5 | 200 | 4000 | 0 | 90.81 | 94.93 | 8 | 0
2040 | MISO_MO-IL_2_TVA_Transmission | MISO_MO-IL | TVA_Transmission | Internal | Summer | B6 | 300 | 4000 | 0 | 68.66 | 73.05 | 8 | 0
2040 | MISO_MO-IL_2_TVA_Transmission | MISO_MO-IL | TVA_Transmission | Internal | Summer | B7 | 400 | 4000 | 0 | 58.06 | 61.34 | 8 | 0
2040 | MISO_MO-IL_2_TVA_Transmission | MISO_MO-IL | TVA_Transmission | Internal | Summer | B8 | 500 | 4000 | 0 | 54.75 | 58.79 | 8 | 0
2040 | MISO_MO-IL_2_TVA_Transmission | MISO_MO-IL | TVA_Transmission | Internal | Summer | B9 | 800 | 4000 | 0 | 50.59 | 56.35 | 8 | 0
2040 | MISO_MO-IL_2_TVA_Transmission | MISO_MO-IL | TVA_Transmission | Internal | Summer | B10 | 1262 | 4000 | 0 | 43.05 | 47.46 | 8 | 0
2040 | MISO_MO-IL_2_TVA_Transmission | MISO_MO-IL | TVA_Transmission | Internal | Winter | B16 | 25 | 4000 | 0 | 82 | 88.43 | 8 | 0
2040 | MISO_MO-IL_2_TVA_Transmission | MISO_MO-IL | TVA_Transmission | Internal | Winter | B17 | 100 | 4000 | 0 | 65.76 | 70.95 | 8 | 0
2040 | MISO_MO-IL_2_TVA_Transmission | MISO_MO-IL | TVA_Transmission | Internal | Winter | B18 | 400 | 4000 | 0 | 62.03 | 63.92 | 8 | 0
2040 | MISO_MO-IL_2_TVA_Transmission | MISO_MO-IL | TVA_Transmission | Internal | Winter | B19 | 700 | 4000 | 0 | 58.82 | 62.84 | 8 | 0
2040 | MISO_MO-IL_2_TVA_Transmission | MISO_MO-IL | TVA_Transmission | Internal | Winter | B20 | 935 | 4000 | 621.37 | 48.52 | 56.52 | 8 | 0
2040 | MISO_W_2_MAPP_CA | MISO_W | MAPP_CA | Internal | Shoulder | B11 | 25 | 700 | 0 | 81.18 | 67.18 | 0.01 | 0
2040 | MISO_W_2_MAPP_CA | MISO_W | MAPP_CA | Internal | Shoulder | B12 | 200 | 700 | 0 | 61.96 | 61.95 | 0.01 | 0
2040 | MISO_W_2_MAPP_CA | MISO_W | MAPP_CA | Internal | Shoulder | B13 | 600 | 700 | 0 | 59.72 | 59.7 | 0.01 | 0
2040 | MISO_W_2_MAPP_CA | MISO_W | MAPP_CA | Internal | Shoulder | B14 | 900 | 700 | 699.77 | 57.19 | 57.2 | 0.01 | 0
2040 | MISO_W_2_MAPP_CA | MISO_W | MAPP_CA | Internal | Shoulder | B15 | 1203 | 700 | 700 | 50.44 | 57.2 | 0.01 | 6.75
2040 | MISO_W_2_MAPP_CA | MISO_W | MAPP_CA | Internal | Summer | B1 | 10 | 700 | 0 | 107.98 | 93.98 | 0.01 | 0
2040 | MISO_W_2_MAPP_CA | MISO_W | MAPP_CA | Internal | Summer | B2 | 25 | 700 | 0 | 95.83 | 80.83 | 0.01 | 0
2040 | MISO_W_2_MAPP_CA | MISO_W | MAPP_CA | Internal | Summer | B3 | 75 | 700 | 0 | 93.46 | 76.43 | 0.01 | 0
2040 | MISO_W_2_MAPP_CA | MISO_W | MAPP_CA | Internal | Summer | B4 | 100 | 700 | 0 | 93.1 | 70.05 | 0.01 | 0
2040 | MISO_W_2_MAPP_CA | MISO_W | MAPP_CA | Internal | Summer | B5 | 200 | 700 | 0 | 90.8 | 76.8 | 0.01 | 0
2040 | MISO_W_2_MAPP_CA | MISO_W | MAPP_CA | Internal | Summer | B6 | 300 | 700 | 0 | 68.65 | 59.87 | 0.01 | 0
2040 | MISO_W_2_MAPP_CA | MISO_W | MAPP_CA | Internal | Summer | B7 | 400 | 700 | 0 | 58.05 | 58.04 | 0.01 | 0
2040 | MISO_W_2_MAPP_CA | MISO_W | MAPP_CA | Internal | Summer | B8 | 500 | 700 | 0 | 54.74 | 54.73 | 0.01 | 0
2040 | MISO_W_2_MAPP_CA | MISO_W | MAPP_CA | Internal | Summer | B9 | 800 | 700 | 432.09 | 50.57 | 50.59 | 0.01 | 0
2040 | MISO_W_2_MAPP_CA | MISO_W | MAPP_CA | Internal | Summer | B10 | 1262 | 700 | 700 | 42.84 | 50.59 | 0.01 | 7.73
2040 | MISO_W_2_MAPP_CA | MISO_W | MAPP_CA | Internal | Winter | B16 | 25 | 700 | 0 | 75.99 | 75.98 | 0.01 | 0
2040 | MISO_W_2_MAPP_CA | MISO_W | MAPP_CA | Internal | Winter | B17 | 100 | 700 | 0 | 65.75 | 65.74 | 0.01 | 0
2040 | MISO_W_2_MAPP_CA | MISO_W | MAPP_CA | Internal | Winter | B18 | 400 | 700 | 700 | 62.02 | 62.05 | 0.01 | 0.02
2040 | MISO_W_2_MAPP_CA | MISO_W | MAPP_CA | Internal | Winter | B19 | 700 | 700 | 700 | 58.82 | 62.05 | 0.01 | 3.22
2040 | MISO_W_2_MAPP_CA | MISO_W | MAPP_CA | Internal | Winter | B20 | 935 | 700 | 700 | 48.5 | 62.05 | 0.01 | 13.54
2040 | MISO_W_2_MISO_MO-IL | MISO_W | MISO_MO-IL | Internal | Shoulder | B11 | 25 | 3800 | 3800 | 81.18 | 83.83 | 0.01 | 2.63
2040 | MISO_W_2_MISO_MO-IL | MISO_W | MISO_MO-IL | Internal | Shoulder | B12 | 200 | 3800 | 3800 | 61.96 | 62.61 | 0.01 | 0.63
2040 | MISO_W_2_MISO_MO-IL | MISO_W | MISO_MO-IL | Internal | Shoulder | B13 | 600 | 3800 | 2974.29 | 59.72 | 59.73 | 0.01 | 0
2040 | MISO_W_2_MISO_MO-IL | MISO_W | MISO_MO-IL | Internal | Shoulder | B14 | 900 | 3800 | 2866.09 | 57.19 | 57.2 | 0.01 | 0
2040 | MISO_W_2_MISO_MO-IL | MISO_W | MISO_MO-IL | Internal | Shoulder | B15 | 1203 | 3800 | 3738.41 | 50.44 | 50.45 | 0.01 | 0
2040 | MISO_W_2_MISO_MO-IL | MISO_W | MISO_MO-IL | Internal | Summer | B1 | 10 | 3800 | 3746.42 | 107.98 | 107.99 | 0.01 | 0
2040 | MISO_W_2_MISO_MO-IL | MISO_W | MISO_MO-IL | Internal | Summer | B2 | 25 | 3800 | 1416.65 | 95.83 | 95.84 | 0.01 | 0
2040 | MISO_W_2_MISO_MO-IL | MISO_W | MISO_MO-IL | Internal | Summer | B3 | 75 | 3800 | 0 | 93.46 | 93.45 | 0.01 | 0
2040 | MISO_W_2_MISO_MO-IL | MISO_W | MISO_MO-IL | Internal | Summer | B4 | 100 | 3800 | 511.04 | 93.1 | 93.12 | 0.01 | 0
2040 | MISO_W_2_MISO_MO-IL | MISO_W | MISO_MO-IL | Internal | Summer | B5 | 200 | 3800 | 1783.91 | 90.8 | 90.81 | 0.01 | 0
2040 | MISO_W_2_MISO_MO-IL | MISO_W | MISO_MO-IL | Internal | Summer | B6 | 300 | 3800 | 697.3 | 68.65 | 68.66 | 0.01 | 0
2040 | MISO_W_2_MISO_MO-IL | MISO_W | MISO_MO-IL | Internal | Summer | B7 | 400 | 3800 | 844.98 | 58.05 | 58.06 | 0.01 | 0
2040 | MISO_W_2_MISO_MO-IL | MISO_W | MISO_MO-IL | Internal | Summer | B8 | 500 | 3800 | 2130.06 | 54.74 | 54.75 | 0.01 | 0
2040 | MISO_W_2_MISO_MO-IL | MISO_W | MISO_MO-IL | Internal | Summer | B9 | 800 | 3800 | 1088.11 | 50.57 | 50.59 | 0.01 | 0
2040 | MISO_W_2_MISO_MO-IL | MISO_W | MISO_MO-IL | Internal | Summer | B10 | 1262 | 3800 | 3800 | 42.84 | 43.05 | 0.01 | 0.19
2040 | MISO_W_2_MISO_MO-IL | MISO_W | MISO_MO-IL | Internal | Winter | B16 | 25 | 3800 | 3800 | 75.99 | 82 | 0.01 | 6
2040 | MISO_W_2_MISO_MO-IL | MISO_W | MISO_MO-IL | Internal | Winter | B17 | 100 | 3800 | 3242.02 | 65.75 | 65.76 | 0.01 | 0
2040 | MISO_W_2_MISO_MO-IL | MISO_W | MISO_MO-IL | Internal | Winter | B18 | 400 | 3800 | 724.78 | 62.02 | 62.03 | 0.01 | 0
2040 | MISO_W_2_MISO_MO-IL | MISO_W | MISO_MO-IL | Internal | Winter | B19 | 700 | 3800 | 0 | 58.82 | 58.82 | 0.01 | 0
2040 | MISO_W_2_MISO_MO-IL | MISO_W | MISO_MO-IL | Internal | Winter | B20 | 935 | 3800 | 3531.73 | 48.5 | 48.52 | 0.01 | 0
2040 | MISO_W_2_MISO_WUMS | MISO_W | MISO_WUMS | Internal | Shoulder | B11 | 25 | 1629 | 270.36 | 81.18 | 81.19 | 0.01 | 0
2040 | MISO_W_2_MISO_WUMS | MISO_W | MISO_WUMS | Internal | Shoulder | B12 | 200 | 1629 | 1169.65 | 61.96 | 61.98 | 0.01 | 0
2040 | MISO_W_2_MISO_WUMS | MISO_W | MISO_WUMS | Internal | Shoulder | B13 | 600 | 1629 | 0 | 59.72 | 59.7 | 0.01 | 0
2040 | MISO_W_2_MISO_WUMS | MISO_W | MISO_WUMS | Internal | Shoulder | B14 | 900 | 1629 | 0 | 57.19 | 57.18 | 0.01 | 0
2040 | MISO_W_2_MISO_WUMS | MISO_W | MISO_WUMS | Internal | Shoulder | B15 | 1203 | 1629 | 1629 | 50.44 | 52.4 | 0.01 | 1.95
2040 | MISO_W_2_MISO_WUMS | MISO_W | MISO_WUMS | Internal | Summer | B1 | 10 | 1629 | 0 | 107.98 | 89.02 | 0.01 | 0
2040 | MISO_W_2_MISO_WUMS | MISO_W | MISO_WUMS | Internal | Summer | B2 | 25 | 1629 | 0 | 95.83 | 89.02 | 0.01 | 0
2040 | MISO_W_2_MISO_WUMS | MISO_W | MISO_WUMS | Internal | Summer | B3 | 75 | 1629 | 0 | 93.46 | 89.02 | 0.01 | 0
2040 | MISO_W_2_MISO_WUMS | MISO_W | MISO_WUMS | Internal | Summer | B4 | 100 | 1629 | 0 | 93.1 | 89.02 | 0.01 | 0
2040 | MISO_W_2_MISO_WUMS | MISO_W | MISO_WUMS | Internal | Summer | B5 | 200 | 1629 | 0 | 90.8 | 89.02 | 0.01 | 0
2040 | MISO_W_2_MISO_WUMS | MISO_W | MISO_WUMS | Internal | Summer | B6 | 300 | 1629 | 0 | 68.65 | 68.63 | 0.01 | 0
2040 | MISO_W_2_MISO_WUMS | MISO_W | MISO_WUMS | Internal | Summer | B7 | 400 | 1629 | 0 | 58.05 | 58.04 | 0.01 | 0
2040 | MISO_W_2_MISO_WUMS | MISO_W | MISO_WUMS | Internal | Summer | B8 | 500 | 1629 | 1239.15 | 54.74 | 54.75 | 0.01 | 0
2040 | MISO_W_2_MISO_WUMS | MISO_W | MISO_WUMS | Internal | Summer | B9 | 800 | 1629 | 676.87 | 50.57 | 50.59 | 0.01 | 0
2040 | MISO_W_2_MISO_WUMS | MISO_W | MISO_WUMS | Internal | Summer | B10 | 1262 | 1629 | 1629 | 42.84 | 50.51 | 0.01 | 7.65
2040 | MISO_W_2_MISO_WUMS | MISO_W | MISO_WUMS | Internal | Winter | B16 | 25 | 1629 | 1629 | 75.99 | 82 | 0.01 | 6
2040 | MISO_W_2_MISO_WUMS | MISO_W | MISO_WUMS | Internal | Winter | B17 | 100 | 1629 | 1629 | 65.75 | 68.07 | 0.01 | 2.3
2040 | MISO_W_2_MISO_WUMS | MISO_W | MISO_WUMS | Internal | Winter | B18 | 400 | 1629 | 443.55 | 62.02 | 62.03 | 0.01 | 0
2040 | MISO_W_2_MISO_WUMS | MISO_W | MISO_WUMS | Internal | Winter | B19 | 700 | 1629 | 1617.91 | 58.82 | 58.83 | 0.01 | 0
2040 | MISO_W_2_MISO_WUMS | MISO_W | MISO_WUMS | Internal | Winter | B20 | 935 | 1629 | 1629 | 48.5 | 55.91 | 0.01 | 7.39
2040 | MISO_W_2_PJM_ROR | MISO_W | PJM_ROR | Internal | Shoulder | B11 | 25 | 773 | 0 | 81.18 | 81.83 | 2 | 0
2040 | MISO_W_2_PJM_ROR | MISO_W | PJM_ROR | Internal | Shoulder | B12 | 200 | 773 | 773 | 61.96 | 63.98 | 2 | 0.01
2040 | MISO_W_2_PJM_ROR | MISO_W | PJM_ROR | Internal | Shoulder | B13 | 600 | 773 | 0 | 59.72 | 59.89 | 2 | 0
2040 | MISO_W_2_PJM_ROR | MISO_W | PJM_ROR | Internal | Shoulder | B14 | 900 | 773 | 0 | 57.19 | 56.97 | 2 | 0
2040 | MISO_W_2_PJM_ROR | MISO_W | PJM_ROR | Internal | Shoulder | B15 | 1203 | 773 | 0 | 50.44 | 52.21 | 2 | 0
2040 | MISO_W_2_PJM_ROR | MISO_W | PJM_ROR | Internal | Summer | B1 | 10 | 773 | 773 | 107.98 | 110.98 | 2 | 1
2040 | MISO_W_2_PJM_ROR | MISO_W | PJM_ROR | Internal | Summer | B2 | 25 | 773 | 242.1 | 95.83 | 97.83 | 2 | 0
2040 | MISO_W_2_PJM_ROR | MISO_W | PJM_ROR | Internal | Summer | B3 | 75 | 773 | 0 | 93.46 | 91.45 | 2 | 0
2040 | MISO_W_2_PJM_ROR | MISO_W | PJM_ROR | Internal | Summer | B4 | 100 | 773 | 0 | 93.1 | 91.45 | 2 | 0
2040 | MISO_W_2_PJM_ROR | MISO_W | PJM_ROR | Internal | Summer | B5 | 200 | 773 | 0 | 90.8 | 88.93 | 2 | 0
2040 | MISO_W_2_PJM_ROR | MISO_W | PJM_ROR | Internal | Summer | B6 | 300 | 773 | 0 | 68.65 | 67.05 | 2 | 0
2040 | MISO_W_2_PJM_ROR | MISO_W | PJM_ROR | Internal | Summer | B7 | 400 | 773 | 0 | 58.05 | 56.09 | 2 | 0
2040 | MISO_W_2_PJM_ROR | MISO_W | PJM_ROR | Internal | Summer | B8 | 500 | 773 | 0 | 54.74 | 52.79 | 2 | 0
2040 | MISO_W_2_PJM_ROR | MISO_W | PJM_ROR | Internal | Summer | B9 | 800 | 773 | 0 | 50.57 | 50.35 | 2 | 0
2040 | MISO_W_2_PJM_ROR | MISO_W | PJM_ROR | Internal | Summer | B10 | 1262 | 773 | 773 | 42.84 | 48.51 | 2 | 3.66
2040 | MISO_W_2_PJM_ROR | MISO_W | PJM_ROR | Internal | Winter | B16 | 25 | 773 | 773 | 75.99 | 84 | 2 | 6.01
2040 | MISO_W_2_PJM_ROR | MISO_W | PJM_ROR | Internal | Winter | B17 | 100 | 773 | 773 | 65.75 | 70.07 | 2 | 2.32
2040 | MISO_W_2_PJM_ROR | MISO_W | PJM_ROR | Internal | Winter | B18 | 400 | 773 | 0 | 62.02 | 63.28 | 2 | 0
2040 | MISO_W_2_PJM_ROR | MISO_W | PJM_ROR | Internal | Winter | B19 | 700 | 773 | 99.4 | 58.82 | 60.82 | 2 | 0
2040 | MISO_W_2_PJM_ROR | MISO_W | PJM_ROR | Internal | Winter | B20 | 935 | 773 | 773 | 48.5 | 55.11 | 2 | 4.6
2040 | MISO_W_2_SPP_N | MISO_W | SPP_N | Internal | Shoulder | B11 | 25 | 3200 | 710.25 | 81.18 | 88.18 | 7 | 0
2040 | MISO_W_2_SPP_N | MISO_W | SPP_N | Internal | Shoulder | B12 | 200 | 3200 | 0 | 61.96 | 61.98 | 7 | 0
2040 | MISO_W_2_SPP_N | MISO_W | SPP_N | Internal | Shoulder | B13 | 600 | 3200 | 0 | 59.72 | 60.04 | 7 | 0
2040 | MISO_W_2_SPP_N | MISO_W | SPP_N | Internal | Shoulder | B14 | 900 | 3200 | 0 | 57.19 | 55.87 | 7 | 0
2040 | MISO_W_2_SPP_N | MISO_W | SPP_N | Internal | Shoulder | B15 | 1203 | 3200 | 0 | 50.44 | 48.86 | 7 | 0
2040 | MISO_W_2_SPP_N | MISO_W | SPP_N | Internal | Summer | B1 | 10 | 3200 | 0 | 107.98 | 102.99 | 7 | 0
2040 | MISO_W_2_SPP_N | MISO_W | SPP_N | Internal | Summer | B2 | 25 | 3200 | 0 | 95.83 | 98.95 | 7 | 0
2040 | MISO_W_2_SPP_N | MISO_W | SPP_N | Internal | Summer | B3 | 75 | 3200 | 0 | 93.46 | 98.95 | 7 | 0
2040 | MISO_W_2_SPP_N | MISO_W | SPP_N | Internal | Summer | B4 | 100 | 3200 | 0 | 93.1 | 98.95 | 7 | 0
2040 | MISO_W_2_SPP_N | MISO_W | SPP_N | Internal | Summer | B5 | 200 | 3200 | 0 | 90.8 | 97.2 | 7 | 0
2040 | MISO_W_2_SPP_N | MISO_W | SPP_N | Internal | Summer | B6 | 300 | 3200 | 960.14 | 68.65 | 75.65 | 7 | 0
2040 | MISO_W_2_SPP_N | MISO_W | SPP_N | Internal | Summer | B7 | 400 | 3200 | 0 | 58.05 | 60.87 | 7 | 0
2040 | MISO_W_2_SPP_N | MISO_W | SPP_N | Internal | Summer | B8 | 500 | 3200 | 0 | 54.74 | 58.16 | 7 | 0
2040 | MISO_W_2_SPP_N | MISO_W | SPP_N | Internal | Summer | B9 | 800 | 3200 | 881.94 | 50.57 | 57.57 | 7 | 0
2040 | MISO_W_2_SPP_N | MISO_W | SPP_N | Internal | Summer | B10 | 1262 | 3200 | 61.09 | 42.84 | 49.84 | 7 | 0
2040 | MISO_W_2_SPP_N | MISO_W | SPP_N | Internal | Winter | B16 | 25 | 3200 | 0 | 75.99 | 78.7 | 7 | 0
2040 | MISO_W_2_SPP_N | MISO_W | SPP_N | Internal | Winter | B17 | 100 | 3200 | 0 | 65.75 | 65.45 | 7 | 0
2040 | MISO_W_2_SPP_N | MISO_W | SPP_N | Internal | Winter | B18 | 400 | 3200 | 0 | 62.02 | 61.65 | 7 | 0
2040 | MISO_W_2_SPP_N | MISO_W | SPP_N | Internal | Winter | B19 | 700 | 3200 | 0 | 58.82 | 59.43 | 7 | 0
2040 | MISO_W_2_SPP_N | MISO_W | SPP_N | Internal | Winter | B20 | 935 | 3200 | 0 | 48.5 | 46.02 | 7 | 0
2040 | MISO_WUMS_2_MISO_MI | MISO_WUMS | MISO_MI | Internal | Shoulder | B11 | 25 | 99 | 99 | 81.19 | 83.81 | 0.01 | 2.61
2040 | MISO_WUMS_2_MISO_MI | MISO_WUMS | MISO_MI | Internal | Shoulder | B12 | 200 | 99 | 99 | 61.98 | 65.98 | 0.01 | 3.99
2040 | MISO_WUMS_2_MISO_MI | MISO_WUMS | MISO_MI | Internal | Shoulder | B13 | 600 | 99 | 99 | 59.7 | 60.52 | 0.01 | 0.8
2040 | MISO_WUMS_2_MISO_MI | MISO_WUMS | MISO_MI | Internal | Shoulder | B14 | 900 | 99 | 99 | 57.18 | 57.4 | 0.01 | 0.21
2040 | MISO_WUMS_2_MISO_MI | MISO_WUMS | MISO_MI | Internal | Shoulder | B15 | 1203 | 99 | 0 | 52.4 | 52.29 | 0.01 | 0
2040 | MISO_WUMS_2_MISO_MI | MISO_WUMS | MISO_MI | Internal | Summer | B1 | 10 | 99 | 99 | 89.02 | 108.98 | 0.01 | 19.95
2040 | MISO_WUMS_2_MISO_MI | MISO_WUMS | MISO_MI | Internal | Summer | B2 | 25 | 99 | 99 | 89.02 | 95.83 | 0.01 | 6.79
2040 | MISO_WUMS_2_MISO_MI | MISO_WUMS | MISO_MI | Internal | Summer | B3 | 75 | 99 | 99 | 89.02 | 93.45 | 0.01 | 4.42
2040 | MISO_WUMS_2_MISO_MI | MISO_WUMS | MISO_MI | Internal | Summer | B4 | 100 | 99 | 99 | 89.02 | 93.09 | 0.01 | 4.06
2040 | MISO_WUMS_2_MISO_MI | MISO_WUMS | MISO_MI | Internal | Summer | B5 | 200 | 99 | 99 | 89.02 | 90.79 | 0.01 | 1.75
2040 | MISO_WUMS_2_MISO_MI | MISO_WUMS | MISO_MI | Internal | Summer | B6 | 300 | 99 | 99 | 68.63 | 68.66 | 0.01 | 0.01
2040 | MISO_WUMS_2_MISO_MI | MISO_WUMS | MISO_MI | Internal | Summer | B7 | 400 | 99 | 99 | 58.04 | 58.09 | 0.01 | 0.04
2040 | MISO_WUMS_2_MISO_MI | MISO_WUMS | MISO_MI | Internal | Summer | B8 | 500 | 99 | 99 | 54.75 | 54.78 | 0.01 | 0.01
2040 | MISO_WUMS_2_MISO_MI | MISO_WUMS | MISO_MI | Internal | Summer | B9 | 800 | 99 | 99 | 50.59 | 50.61 | 0.01 | 0.01
2040 | MISO_WUMS_2_MISO_MI | MISO_WUMS | MISO_MI | Internal | Summer | B10 | 1262 | 99 | 0 | 50.51 | 46.52 | 0.01 | 0
2040 | MISO_WUMS_2_MISO_MI | MISO_WUMS | MISO_MI | Internal | Winter | B16 | 25 | 99 | 0 | 82 | 82 | 0.01 | 0
2040 | MISO_WUMS_2_MISO_MI | MISO_WUMS | MISO_MI | Internal | Winter | B17 | 100 | 99 | 45.52 | 68.07 | 68.08 | 0.01 | 0
2040 | MISO_WUMS_2_MISO_MI | MISO_WUMS | MISO_MI | Internal | Winter | B18 | 400 | 99 | 99 | 62.03 | 62.05 | 0.01 | 0.01
2040 | MISO_WUMS_2_MISO_MI | MISO_WUMS | MISO_MI | Internal | Winter | B19 | 700 | 99 | 9.26 | 58.83 | 58.84 | 0.01 | 0
2040 | MISO_WUMS_2_MISO_MI | MISO_WUMS | MISO_MI | Internal | Winter | B20 | 935 | 99 | 0 | 55.91 | 53.11 | 0.01 | 0
2040 | MISO_WUMS_2_MISO_W | MISO_WUMS | MISO_W | Internal | Shoulder | B11 | 25 | 1137 | 0 | 81.19 | 81.18 | 0.01 | 0
2040 | MISO_WUMS_2_MISO_W | MISO_WUMS | MISO_W | Internal | Shoulder | B12 | 200 | 1137 | 0 | 61.98 | 61.96 | 0.01 | 0
2040 | MISO_WUMS_2_MISO_W | MISO_WUMS | MISO_W | Internal | Shoulder | B13 | 600 | 1137 | 8.27 | 59.7 | 59.72 | 0.01 | 0
2040 | MISO_WUMS_2_MISO_W | MISO_WUMS | MISO_W | Internal | Shoulder | B14 | 900 | 1137 | 461.82 | 57.18 | 57.19 | 0.01 | 0
2040 | MISO_WUMS_2_MISO_W | MISO_WUMS | MISO_W | Internal | Shoulder | B15 | 1203 | 1137 | 0 | 52.4 | 50.44 | 0.01 | 0
2040 | MISO_WUMS_2_MISO_W | MISO_WUMS | MISO_W | Internal | Summer | B1 | 10 | 1137 | 1137 | 89.02 | 107.98 | 0.01 | 18.95
2040 | MISO_WUMS_2_MISO_W | MISO_WUMS | MISO_W | Internal | Summer | B2 | 25 | 1137 | 1137 | 89.02 | 95.83 | 0.01 | 6.79
2040 | MISO_WUMS_2_MISO_W | MISO_WUMS | MISO_W | Internal | Summer | B3 | 75 | 1137 | 1137 | 89.02 | 93.46 | 0.01 | 4.43
2040 | MISO_WUMS_2_MISO_W | MISO_WUMS | MISO_W | Internal | Summer | B4 | 100 | 1137 | 1137 | 89.02 | 93.1 | 0.01 | 4.07
2040 | MISO_WUMS_2_MISO_W | MISO_WUMS | MISO_W | Internal | Summer | B5 | 200 | 1137 | 1137 | 89.02 | 90.8 | 0.01 | 1.76
2040 | MISO_WUMS_2_MISO_W | MISO_WUMS | MISO_W | Internal | Summer | B6 | 300 | 1137 | 228.9 | 68.63 | 68.65 | 0.01 | 0
2040 | MISO_WUMS_2_MISO_W | MISO_WUMS | MISO_W | Internal | Summer | B7 | 400 | 1137 | 666.47 | 58.04 | 58.05 | 0.01 | 0
2040 | MISO_WUMS_2_MISO_W | MISO_WUMS | MISO_W | Internal | Summer | B8 | 500 | 1137 | 0 | 54.75 | 54.74 | 0.01 | 0
2040 | MISO_WUMS_2_MISO_W | MISO_WUMS | MISO_W | Internal | Summer | B9 | 800 | 1137 | 0 | 50.59 | 50.57 | 0.01 | 0
2040 | MISO_WUMS_2_MISO_W | MISO_WUMS | MISO_W | Internal | Summer | B10 | 1262 | 1137 | 0 | 50.51 | 42.84 | 0.01 | 0
2040 | MISO_WUMS_2_MISO_W | MISO_WUMS | MISO_W | Internal | Winter | B16 | 25 | 1137 | 0 | 82 | 75.99 | 0.01 | 0
2040 | MISO_WUMS_2_MISO_W | MISO_WUMS | MISO_W | Internal | Winter | B17 | 100 | 1137 | 0 | 68.07 | 65.75 | 0.01 | 0
2040 | MISO_WUMS_2_MISO_W | MISO_WUMS | MISO_W | Internal | Winter | B18 | 400 | 1137 | 0 | 62.03 | 62.02 | 0.01 | 0
2040 | MISO_WUMS_2_MISO_W | MISO_WUMS | MISO_W | Internal | Winter | B19 | 700 | 1137 | 0 | 58.83 | 58.82 | 0.01 | 0
2040 | MISO_WUMS_2_MISO_W | MISO_WUMS | MISO_W | Internal | Winter | B20 | 935 | 1137 | 0 | 55.91 | 48.5 | 0.01 | 0
2040 | MISO_WUMS_2_PJM_ROR | MISO_WUMS | PJM_ROR | Internal | Shoulder | B11 | 25 | 1600 | 0 | 81.19 | 81.83 | 2 | 0
2040 | MISO_WUMS_2_PJM_ROR | MISO_WUMS | PJM_ROR | Internal | Shoulder | B12 | 200 | 1600 | 897.2 | 61.98 | 63.98 | 2 | 0
2040 | MISO_WUMS_2_PJM_ROR | MISO_WUMS | PJM_ROR | Internal | Shoulder | B13 | 600 | 1600 | 0 | 59.7 | 59.89 | 2 | 0
2040 | MISO_WUMS_2_PJM_ROR | MISO_WUMS | PJM_ROR | Internal | Shoulder | B14 | 900 | 1600 | 0 | 57.18 | 56.97 | 2 | 0
2040 | MISO_WUMS_2_PJM_ROR | MISO_WUMS | PJM_ROR | Internal | Shoulder | B15 | 1203 | 1600 | 0 | 52.4 | 52.21 | 2 | 0
2040 | MISO_WUMS_2_PJM_ROR | MISO_WUMS | PJM_ROR | Internal | Summer | B1 | 10 | 1600 | 1600 | 89.02 | 110.98 | 2 | 19.96
2040 | MISO_WUMS_2_PJM_ROR | MISO_WUMS | PJM_ROR | Internal | Summer | B2 | 25 | 1600 | 1600 | 89.02 | 97.83 | 2 | 6.8
2040 | MISO_WUMS_2_PJM_ROR | MISO_WUMS | PJM_ROR | Internal | Summer | B3 | 75 | 1600 | 1600 | 89.02 | 91.45 | 2 | 0.43
2040 | MISO_WUMS_2_PJM_ROR | MISO_WUMS | PJM_ROR | Internal | Summer | B4 | 100 | 1600 | 1600 | 89.02 | 91.45 | 2 | 0.43
2040 | MISO_WUMS_2_PJM_ROR | MISO_WUMS | PJM_ROR | Internal | Summer | B5 | 200 | 1600 | 0 | 89.02 | 88.93 | 2 | 0
2040 | MISO_WUMS_2_PJM_ROR | MISO_WUMS | PJM_ROR | Internal | Summer | B6 | 300 | 1600 | 0 | 68.63 | 67.05 | 2 | 0
2040 | MISO_WUMS_2_PJM_ROR | MISO_WUMS | PJM_ROR | Internal | Summer | B7 | 400 | 1600 | 0 | 58.04 | 56.09 | 2 | 0
2040 | MISO_WUMS_2_PJM_ROR | MISO_WUMS | PJM_ROR | Internal | Summer | B8 | 500 | 1600 | 0 | 54.75 | 52.79 | 2 | 0
2040 | MISO_WUMS_2_PJM_ROR | MISO_WUMS | PJM_ROR | Internal | Summer | B9 | 800 | 1600 | 0 | 50.59 | 50.35 | 2 | 0
2040 | MISO_WUMS_2_PJM_ROR | MISO_WUMS | PJM_ROR | Internal | Summer | B10 | 1262 | 1600 | 0 | 50.51 | 48.51 | 2 | 0
2040 | MISO_WUMS_2_PJM_ROR | MISO_WUMS | PJM_ROR | Internal | Winter | B16 | 25 | 1600 | 799.9 | 82 | 84 | 2 | 0
2040 | MISO_WUMS_2_PJM_ROR | MISO_WUMS | PJM_ROR | Internal | Winter | B17 | 100 | 1600 | 1085.35 | 68.07 | 70.07 | 2 | 0
2040 | MISO_WUMS_2_PJM_ROR | MISO_WUMS | PJM_ROR | Internal | Winter | B18 | 400 | 1600 | 0 | 62.03 | 63.28 | 2 | 0
2040 | MISO_WUMS_2_PJM_ROR | MISO_WUMS | PJM_ROR | Internal | Winter | B19 | 700 | 1600 | 0 | 58.83 | 60.82 | 2 | 0
2040 | MISO_WUMS_2_PJM_ROR | MISO_WUMS | PJM_ROR | Internal | Winter | B20 | 935 | 1600 | 0 | 55.91 | 55.11 | 2 | 0
2040 | NE_2_MISO_W | NE | MISO_W | Internal | Shoulder | B11 | 25 | 1600 | 0 | 81.18 | 81.18 | 5 | 0
2040 | NE_2_MISO_W | NE | MISO_W | Internal | Shoulder | B12 | 200 | 1600 | 0 | 61.96 | 61.96 | 5 | 0
2040 | NE_2_MISO_W | NE | MISO_W | Internal | Shoulder | B13 | 600 | 1600 | 0 | 59.72 | 59.72 | 5 | 0
2040 | NE_2_MISO_W | NE | MISO_W | Internal | Shoulder | B14 | 900 | 1600 | 0 | 55.86 | 57.19 | 5 | 0
2040 | NE_2_MISO_W | NE | MISO_W | Internal | Shoulder | B15 | 1203 | 1600 | 0 | 46.44 | 50.44 | 5 | 0
2040 | NE_2_MISO_W | NE | MISO_W | Internal | Summer | B1 | 10 | 1600 | 59.3 | 102.98 | 107.98 | 5 | 0
2040 | NE_2_MISO_W | NE | MISO_W | Internal | Summer | B2 | 25 | 1600 | 0 | 98.53 | 95.83 | 5 | 0
2040 | NE_2_MISO_W | NE | MISO_W | Internal | Summer | B3 | 75 | 1600 | 0 | 98.53 | 93.46 | 5 | 0
2040 | NE_2_MISO_W | NE | MISO_W | Internal | Summer | B4 | 100 | 1600 | 0 | 93.1 | 93.1 | 5 | 0
2040 | NE_2_MISO_W | NE | MISO_W | Internal | Summer | B5 | 200 | 1600 | 0 | 90.8 | 90.8 | 5 | 0
2040 | NE_2_MISO_W | NE | MISO_W | Internal | Summer | B6 | 300 | 1600 | 0 | 70.14 | 68.65 | 5 | 0
2040 | NE_2_MISO_W | NE | MISO_W | Internal | Summer | B7 | 400 | 1600 | 0 | 60.86 | 58.05 | 5 | 0
2040 | NE_2_MISO_W | NE | MISO_W | Internal | Summer | B8 | 500 | 1600 | 0 | 54.74 | 54.74 | 5 | 0
2040 | NE_2_MISO_W | NE | MISO_W | Internal | Summer | B9 | 800 | 1600 | 0 | 50.57 | 50.57 | 5 | 0
2040 | NE_2_MISO_W | NE | MISO_W | Internal | Summer | B10 | 1262 | 1600 | 286.22 | 37.84 | 42.84 | 5 | 0
2040 | NE_2_MISO_W | NE | MISO_W | Internal | Winter | B16 | 25 | 1600 | 0 | 75.99 | 75.99 | 5 | 0
2040 | NE_2_MISO_W | NE | MISO_W | Internal | Winter | B17 | 100 | 1600 | 0 | 65.43 | 65.75 | 5 | 0
2040 | NE_2_MISO_W | NE | MISO_W | Internal | Winter | B18 | 400 | 1600 | 0 | 61.64 | 62.02 | 5 | 0
2040 | NE_2_MISO_W | NE | MISO_W | Internal | Winter | B19 | 700 | 1600 | 0 | 59.42 | 58.82 | 5 | 0
2040 | NE_2_MISO_W | NE | MISO_W | Internal | Winter | B20 | 935 | 1600 | 229.03 | 43.5 | 48.5 | 5 | 0
2040 | NE_2_SPP_N | NE | SPP_N | Internal | Shoulder | B11 | 25 | 1800 | 1800 | 81.18 | 88.18 | 0.01 | 6.99
2040 | NE_2_SPP_N | NE | SPP_N | Internal | Shoulder | B12 | 200 | 1800 | 1049.48 | 61.96 | 61.98 | 0.01 | 0
2040 | NE_2_SPP_N | NE | SPP_N | Internal | Shoulder | B13 | 600 | 1800 | 1800 | 59.72 | 60.04 | 0.01 | 0.31
2040 | NE_2_SPP_N | NE | SPP_N | Internal | Shoulder | B14 | 900 | 1800 | 1032.76 | 55.86 | 55.87 | 0.01 | 0
2040 | NE_2_SPP_N | NE | SPP_N | Internal | Shoulder | B15 | 1203 | 1800 | 1800 | 46.44 | 48.86 | 0.01 | 2.41
2040 | NE_2_SPP_N | NE | SPP_N | Internal | Summer | B1 | 10 | 1800 | 1560.12 | 102.98 | 102.99 | 0.01 | 0
2040 | NE_2_SPP_N | NE | SPP_N | Internal | Summer | B2 | 25 | 1800 | 1800 | 98.53 | 98.95 | 0.01 | 0.41
2040 | NE_2_SPP_N | NE | SPP_N | Internal | Summer | B3 | 75 | 1800 | 1800 | 98.53 | 98.95 | 0.01 | 0.41
2040 | NE_2_SPP_N | NE | SPP_N | Internal | Summer | B4 | 100 | 1800 | 1800 | 93.1 | 98.95 | 0.01 | 5.84
2040 | NE_2_SPP_N | NE | SPP_N | Internal | Summer | B5 | 200 | 1800 | 1800 | 90.8 | 97.2 | 0.01 | 6.39
2040 | NE_2_SPP_N | NE | SPP_N | Internal | Summer | B6 | 300 | 1800 | 1800 | 70.14 | 75.65 | 0.01 | 5.49
2040 | NE_2_SPP_N | NE | SPP_N | Internal | Summer | B7 | 400 | 1800 | 1708.87 | 60.86 | 60.87 | 0.01 | 0
2040 | NE_2_SPP_N | NE | SPP_N | Internal | Summer | B8 | 500 | 1800 | 1800 | 54.74 | 58.16 | 0.01 | 3.41
2040 | NE_2_SPP_N | NE | SPP_N | Internal | Summer | B9 | 800 | 1800 | 1800 | 50.57 | 57.57 | 0.01 | 6.99
2040 | NE_2_SPP_N | NE | SPP_N | Internal | Summer | B10 | 1262 | 1800 | 1800 | 37.84 | 49.84 | 0.01 | 11.99
2040 | NE_2_SPP_N | NE | SPP_N | Internal | Winter | B16 | 25 | 1800 | 1800 | 75.99 | 78.7 | 0.01 | 2.7
2040 | NE_2_SPP_N | NE | SPP_N | Internal | Winter | B17 | 100 | 1800 | 1028.03 | 65.43 | 65.45 | 0.01 | 0
2040 | NE_2_SPP_N | NE | SPP_N | Internal | Winter | B18 | 400 | 1800 | 1448.14 | 61.64 | 61.65 | 0.01 | 0
2040 | NE_2_SPP_N | NE | SPP_N | Internal | Winter | B19 | 700 | 1800 | 1282.27 | 59.42 | 59.43 | 0.01 | 0
2040 | NE_2_SPP_N | NE | SPP_N | Internal | Winter | B20 | 935 | 1800 | 1800 | 43.5 | 46.02 | 0.01 | 2.5
2040 | NEISO_2_NYISO_A-F | NEISO | NYISO_A-F | Internal | Shoulder | B11 | 25 | 600 | 600 | 48.36 | 57.27 | 3 | 5.91
2040 | NEISO_2_NYISO_A-F | NEISO | NYISO_A-F | Internal | Shoulder | B12 | 200 | 600 | 600 | 48.36 | 57.27 | 3 | 5.91
2040 | NEISO_2_NYISO_A-F | NEISO | NYISO_A-F | Internal | Shoulder | B13 | 600 | 600 | 600 | 48.36 | 52.18 | 3 | 0.81
2040 | NEISO_2_NYISO_A-F | NEISO | NYISO_A-F | Internal | Shoulder | B14 | 900 | 600 | 600 | 48.36 | 51.52 | 3 | 0.15
2040 | NEISO_2_NYISO_A-F | NEISO | NYISO_A-F | Internal | Shoulder | B15 | 1203 | 600 | 600 | 48.36 | 51.38 | 3 | 0.01
2040 | NEISO_2_NYISO_A-F | NEISO | NYISO_A-F | Internal | Summer | B1 | 10 | 600 | 0 | 99.99 | 102.97 | 3 | 0
2040 | NEISO_2_NYISO_A-F | NEISO | NYISO_A-F | Internal | Summer | B2 | 25 | 600 | 0 | 86.83 | 89.81 | 3 | 0
2040 | NEISO_2_NYISO_A-F | NEISO | NYISO_A-F | Internal | Summer | B3 | 75 | 600 | 0 | 72.37 | 75.36 | 3 | 0
2040 | NEISO_2_NYISO_A-F | NEISO | NYISO_A-F | Internal | Summer | B4 | 100 | 600 | 600 | 61.7 | 70.23 | 3 | 5.53
2040 | NEISO_2_NYISO_A-F | NEISO | NYISO_A-F | Internal | Summer | B5 | 200 | 600 | 600 | 61.7 | 67.5 | 3 | 2.8
2040 | NEISO_2_NYISO_A-F | NEISO | NYISO_A-F | Internal | Summer | B6 | 300 | 600 | 600 | 44.49 | 58.39 | 3 | 10.9
2040 | NEISO_2_NYISO_A-F | NEISO | NYISO_A-F | Internal | Summer | B7 | 400 | 600 | 600 | 44.49 | 50.89 | 3 | 3.4
2040 | NEISO_2_NYISO_A-F | NEISO | NYISO_A-F | Internal | Summer | B8 | 500 | 600 | 600 | 44.49 | 50.89 | 3 | 3.4
2040 | NEISO_2_NYISO_A-F | NEISO | NYISO_A-F | Internal | Summer | B9 | 800 | 600 | 600 | 44.49 | 50.89 | 3 | 3.4
2040 | NEISO_2_NYISO_A-F | NEISO | NYISO_A-F | Internal | Summer | B10 | 1262 | 600 | 600 | 44.49 | 50.89 | 3 | 3.4
2040 | NEISO_2_NYISO_A-F | NEISO | NYISO_A-F | Internal | Winter | B16 | 25 | 600 | 600 | 60.26 | 75.99 | 3 | 12.72
2040 | NEISO_2_NYISO_A-F | NEISO | NYISO_A-F | Internal | Winter | B17 | 100 | 600 | 0 | 60.26 | 62.05 | 3 | 0
2040 | NEISO_2_NYISO_A-F | NEISO | NYISO_A-F | Internal | Winter | B18 | 400 | 600 | 0 | 60.26 | 60.36 | 3 | 0
2040 | NEISO_2_NYISO_A-F | NEISO | NYISO_A-F | Internal | Winter | B19 | 700 | 600 | 0 | 60.26 | 60.36 | 3 | 0
2040 | NEISO_2_NYISO_A-F | NEISO | NYISO_A-F | Internal | Winter | B20 | 935 | 600 | 0 | 60.26 | 60.36 | 3 | 0
2040 | NEISO_2_NYISO_G-I | NEISO | NYISO_G-I | Internal | Shoulder | B11 | 25 | 600 | 600 | 48.36 | 57.28 | 3 | 5.92
2040 | NEISO_2_NYISO_G-I | NEISO | NYISO_G-I | Internal | Shoulder | B12 | 200 | 600 | 600 | 48.36 | 57.28 | 3 | 5.92
2040 | NEISO_2_NYISO_G-I | NEISO | NYISO_G-I | Internal | Shoulder | B13 | 600 | 600 | 600 | 48.36 | 52.19 | 3 | 0.83
2040 | NEISO_2_NYISO_G-I | NEISO | NYISO_G-I | Internal | Shoulder | B14 | 900 | 600 | 600 | 48.36 | 51.53 | 3 | 0.17
2040 | NEISO_2_NYISO_G-I | NEISO | NYISO_G-I | Internal | Shoulder | B15 | 1203 | 600 | 166.05 | 48.36 | 51.36 | 3 | 0
2040 | NEISO_2_NYISO_G-I | NEISO | NYISO_G-I | Internal | Summer | B1 | 10 | 600 | 0 | 99.99 | 102.98 | 3 | 0
2040 | NEISO_2_NYISO_G-I | NEISO | NYISO_G-I | Internal | Summer | B2 | 25 | 600 | 383.46 | 86.83 | 89.83 | 3 | 0
2040 | NEISO_2_NYISO_G-I | NEISO | NYISO_G-I | Internal | Summer | B3 | 75 | 600 | 362.56 | 72.37 | 75.37 | 3 | 0
2040 | NEISO_2_NYISO_G-I | NEISO | NYISO_G-I | Internal | Summer | B4 | 100 | 600 | 600 | 61.7 | 70.24 | 3 | 5.54
2040 | NEISO_2_NYISO_G-I | NEISO | NYISO_G-I | Internal | Summer | B5 | 200 | 600 | 600 | 61.7 | 67.51 | 3 | 2.81
2040 | NEISO_2_NYISO_G-I | NEISO | NYISO_G-I | Internal | Summer | B6 | 300 | 600 | 600 | 44.49 | 58.4 | 3 | 10.91
2040 | NEISO_2_NYISO_G-I | NEISO | NYISO_G-I | Internal | Summer | B7 | 400 | 600 | 600 | 44.49 | 50.9 | 3 | 3.41
2040 | NEISO_2_NYISO_G-I | NEISO | NYISO_G-I | Internal | Summer | B8 | 500 | 600 | 600 | 44.49 | 50.9 | 3 | 3.41
2040 | NEISO_2_NYISO_G-I | NEISO | NYISO_G-I | Internal | Summer | B9 | 800 | 600 | 600 | 44.49 | 50.9 | 3 | 3.41
2040 | NEISO_2_NYISO_G-I | NEISO | NYISO_G-I | Internal | Summer | B10 | 1262 | 600 | 600 | 44.49 | 48.16 | 3 | 0.66
2040 | NEISO_2_NYISO_G-I | NEISO | NYISO_G-I | Internal | Winter | B16 | 25 | 600 | 600 | 60.26 | 76 | 3 | 12.73
2040 | NEISO_2_NYISO_G-I | NEISO | NYISO_G-I | Internal | Winter | B17 | 100 | 600 | 0 | 60.26 | 62.07 | 3 | 0
2040 | NEISO_2_NYISO_G-I | NEISO | NYISO_G-I | Internal | Winter | B18 | 400 | 600 | 0 | 60.26 | 60.37 | 3 | 0
2040 | NEISO_2_NYISO_G-I | NEISO | NYISO_G-I | Internal | Winter | B19 | 700 | 600 | 0 | 60.26 | 60.37 | 3 | 0
2040 | NEISO_2_NYISO_G-I | NEISO | NYISO_G-I | Internal | Winter | B20 | 935 | 600 | 0 | 60.26 | 60.37 | 3 | 0
2040 | NEISO_2_NYISO_J-K | NEISO | NYISO_J-K | Internal | Shoulder | B11 | 25 | 430 | 430 | 48.36 | 69.97 | 3 | 18.61
2040 | NEISO_2_NYISO_J-K | NEISO | NYISO_J-K | Internal | Shoulder | B12 | 200 | 430 | 430 | 48.36 | 69.97 | 3 | 18.61
2040 | NEISO_2_NYISO_J-K | NEISO | NYISO_J-K | Internal | Shoulder | B13 | 600 | 430 | 430 | 48.36 | 61.78 | 3 | 10.41
2040 | NEISO_2_NYISO_J-K | NEISO | NYISO_J-K | Internal | Shoulder | B14 | 900 | 430 | 430 | 48.36 | 52.45 | 3 | 1.09
2040 | NEISO_2_NYISO_J-K | NEISO | NYISO_J-K | Internal | Shoulder | B15 | 1203 | 430 | 430 | 48.36 | 51.38 | 3 | 0.01
2040 | NEISO_2_NYISO_J-K | NEISO | NYISO_J-K | Internal | Summer | B1 | 10 | 430 | 356.73 | 99.99 | 102.99 | 3 | 0
2040 | NEISO_2_NYISO_J-K | NEISO | NYISO_J-K | Internal | Summer | B2 | 25 | 430 | 430 | 86.83 | 89.84 | 3 | 0.01
2040 | NEISO_2_NYISO_J-K | NEISO | NYISO_J-K | Internal | Summer | B3 | 75 | 430 | 430 | 72.37 | 75.38 | 3 | 0.01
2040 | NEISO_2_NYISO_J-K | NEISO | NYISO_J-K | Internal | Summer | B4 | 100 | 430 | 430 | 61.7 | 70.25 | 3 | 5.56
2040 | NEISO_2_NYISO_J-K | NEISO | NYISO_J-K | Internal | Summer | B5 | 200 | 430 | 430 | 61.7 | 67.52 | 3 | 2.83
2040 | NEISO_2_NYISO_J-K | NEISO | NYISO_J-K | Internal | Summer | B6 | 300 | 430 | 430 | 44.49 | 64.19 | 3 | 16.7
2040 | NEISO_2_NYISO_J-K | NEISO | NYISO_J-K | Internal | Summer | B7 | 400 | 430 | 430 | 44.49 | 64.19 | 3 | 16.7
2040 | NEISO_2_NYISO_J-K | NEISO | NYISO_J-K | Internal | Summer | B8 | 500 | 430 | 430 | 44.49 | 64.19 | 3 | 16.7
2040 | NEISO_2_NYISO_J-K | NEISO | NYISO_J-K | Internal | Summer | B9 | 800 | 430 | 430 | 44.49 | 50.91 | 3 | 3.42
2040 | NEISO_2_NYISO_J-K | NEISO | NYISO_J-K | Internal | Summer | B10 | 1262 | 430 | 430 | 44.49 | 48.17 | 3 | 0.68
2040 | NEISO_2_NYISO_J-K | NEISO | NYISO_J-K | Internal | Winter | B16 | 25 | 430 | 430 | 60.26 | 90.11 | 3 | 26.85
2040 | NEISO_2_NYISO_J-K | NEISO | NYISO_J-K | Internal | Winter | B17 | 100 | 430 | 430 | 60.26 | 90.11 | 3 | 26.85
2040 | NEISO_2_NYISO_J-K | NEISO | NYISO_J-K | Internal | Winter | B18 | 400 | 430 | 430 | 60.26 | 79.95 | 3 | 16.68
2040 | NEISO_2_NYISO_J-K | NEISO | NYISO_J-K | Internal | Winter | B19 | 700 | 430 | 430 | 60.26 | 67.37 | 3 | 4.11
2040 | NEISO_2_NYISO_J-K | NEISO | NYISO_J-K | Internal | Winter | B20 | 935 | 430 | 430 | 60.26 | 63.29 | 3 | 0.03
2040 | NonRTO_Midwest_2_MISO_IN | NonRTO_Midwest | MISO_IN | Internal | Shoulder | B11 | 25 | 4450 | 0 | 91.83 | 83.83 | 8 | 0
2040 | NonRTO_Midwest_2_MISO_IN | NonRTO_Midwest | MISO_IN | Internal | Shoulder | B12 | 200 | 4450 | 0 | 73.96 | 65.96 | 8 | 0
2040 | NonRTO_Midwest_2_MISO_IN | NonRTO_Midwest | MISO_IN | Internal | Shoulder | B13 | 600 | 4450 | 0 | 64.77 | 60.51 | 8 | 0
2040 | NonRTO_Midwest_2_MISO_IN | NonRTO_Midwest | MISO_IN | Internal | Shoulder | B14 | 900 | 4450 | 0 | 56.24 | 57.39 | 8 | 0
2040 | NonRTO_Midwest_2_MISO_IN | NonRTO_Midwest | MISO_IN | Internal | Shoulder | B15 | 1203 | 4450 | 0 | 48.39 | 52.27 | 8 | 0
2040 | NonRTO_Midwest_2_MISO_IN | NonRTO_Midwest | MISO_IN | Internal | Summer | B1 | 10 | 4450 | 412.91 | 100.97 | 108.97 | 8 | 0
2040 | NonRTO_Midwest_2_MISO_IN | NonRTO_Midwest | MISO_IN | Internal | Summer | B2 | 25 | 4450 | 0 | 99.03 | 95.83 | 8 | 0
2040 | NonRTO_Midwest_2_MISO_IN | NonRTO_Midwest | MISO_IN | Internal | Summer | B3 | 75 | 4450 | 0 | 99.03 | 93.46 | 8 | 0
2040 | NonRTO_Midwest_2_MISO_IN | NonRTO_Midwest | MISO_IN | Internal | Summer | B4 | 100 | 4450 | 0 | 99.03 | 93.1 | 8 | 0
2040 | NonRTO_Midwest_2_MISO_IN | NonRTO_Midwest | MISO_IN | Internal | Summer | B5 | 200 | 4450 | 0 | 98.8 | 90.8 | 8 | 0
2040 | NonRTO_Midwest_2_MISO_IN | NonRTO_Midwest | MISO_IN | Internal | Summer | B6 | 300 | 4450 | 0 | 76.65 | 68.65 | 8 | 0
2040 | NonRTO_Midwest_2_MISO_IN | NonRTO_Midwest | MISO_IN | Internal | Summer | B7 | 400 | 4450 | 0 | 59.37 | 58.08 | 8 | 0
2040 | NonRTO_Midwest_2_MISO_IN | NonRTO_Midwest | MISO_IN | Internal | Summer | B8 | 500 | 4450 | 0 | 54.6 | 54.77 | 8 | 0
2040 | NonRTO_Midwest_2_MISO_IN | NonRTO_Midwest | MISO_IN | Internal | Summer | B9 | 800 | 4450 | 0 | 52.78 | 50.6 | 8 | 0
2040 | NonRTO_Midwest_2_MISO_IN | NonRTO_Midwest | MISO_IN | Internal | Summer | B10 | 1262 | 4450 | 0 | 39.46 | 46.51 | 8 | 0
2040 | NonRTO_Midwest_2_MISO_IN | NonRTO_Midwest | MISO_IN | Internal | Winter | B16 | 25 | 4450 | 0 | 90.01 | 82.01 | 8 | 0
2040 | NonRTO_Midwest_2_MISO_IN | NonRTO_Midwest | MISO_IN | Internal | Winter | B17 | 100 | 4450 | 0 | 76.07 | 68.07 | 8 | 0
2040 | NonRTO_Midwest_2_MISO_IN | NonRTO_Midwest | MISO_IN | Internal | Winter | B18 | 400 | 4450 | 0 | 60.31 | 62.04 | 8 | 0
2040 | NonRTO_Midwest_2_MISO_IN | NonRTO_Midwest | MISO_IN | Internal | Winter | B19 | 700 | 4450 | 0 | 60.31 | 58.83 | 8 | 0
2040 | NonRTO_Midwest_2_MISO_IN | NonRTO_Midwest | MISO_IN | Internal | Winter | B20 | 935 | 4450 | 0 | 48.52 | 53.09 | 8 | 0
2040 | NonRTO_Midwest_2_TVA_Transmission | NonRTO_Midwest | TVA_Transmission | Internal | Shoulder | B11 | 25 | 2400 | 0 | 91.83 | 87.83 | 8 | 0
2040 | NonRTO_Midwest_2_TVA_Transmission | NonRTO_Midwest | TVA_Transmission | Internal | Shoulder | B12 | 200 | 2400 | 0 | 73.96 | 66.79 | 8 | 0
2040 | NonRTO_Midwest_2_TVA_Transmission | NonRTO_Midwest | TVA_Transmission | Internal | Shoulder | B13 | 600 | 2400 | 0 | 64.77 | 62.6 | 8 | 0
2040 | NonRTO_Midwest_2_TVA_Transmission | NonRTO_Midwest | TVA_Transmission | Internal | Shoulder | B14 | 900 | 2400 | 0 | 56.24 | 61.71 | 8 | 0
2040 | NonRTO_Midwest_2_TVA_Transmission | NonRTO_Midwest | TVA_Transmission | Internal | Shoulder | B15 | 1203 | 2400 | 194.81 | 48.39 | 56.39 | 8 | 0
2040 | NonRTO_Midwest_2_TVA_Transmission | NonRTO_Midwest | TVA_Transmission | Internal | Summer | B1 | 10 | 2400 | 0 | 100.97 | 107.99 | 8 | 0
2040 | NonRTO_Midwest_2_TVA_Transmission | NonRTO_Midwest | TVA_Transmission | Internal | Summer | B2 | 25 | 2400 | 0 | 99.03 | 103.84 | 8 | 0
2040 | NonRTO_Midwest_2_TVA_Transmission | NonRTO_Midwest | TVA_Transmission | Internal | Summer | B3 | 75 | 2400 | 0 | 99.03 | 97.45 | 8 | 0
2040 | NonRTO_Midwest_2_TVA_Transmission | NonRTO_Midwest | TVA_Transmission | Internal | Summer | B4 | 100 | 2400 | 0 | 99.03 | 97.45 | 8 | 0
2040 | NonRTO_Midwest_2_TVA_Transmission | NonRTO_Midwest | TVA_Transmission | Internal | Summer | B5 | 200 | 2400 | 0 | 98.8 | 94.93 | 8 | 0
2040 | NonRTO_Midwest_2_TVA_Transmission | NonRTO_Midwest | TVA_Transmission | Internal | Summer | B6 | 300 | 2400 | 0 | 76.65 | 73.05 | 8 | 0
2040 | NonRTO_Midwest_2_TVA_Transmission | NonRTO_Midwest | TVA_Transmission | Internal | Summer | B7 | 400 | 2400 | 0 | 59.37 | 61.34 | 8 | 0
2040 | NonRTO_Midwest_2_TVA_Transmission | NonRTO_Midwest | TVA_Transmission | Internal | Summer | B8 | 500 | 2400 | 0 | 54.6 | 58.79 | 8 | 0
2040 | NonRTO_Midwest_2_TVA_Transmission | NonRTO_Midwest | TVA_Transmission | Internal | Summer | B9 | 800 | 2400 | 0 | 52.78 | 56.35 | 8 | 0
2040 | NonRTO_Midwest_2_TVA_Transmission | NonRTO_Midwest | TVA_Transmission | Internal | Summer | B10 | 1262 | 2400 | 69.95 | 39.46 | 47.46 | 8 | 0
2040 | NonRTO_Midwest_2_TVA_Transmission | NonRTO_Midwest | TVA_Transmission | Internal | Winter | B16 | 25 | 2400 | 0 | 90.01 | 88.43 | 8 | 0
2040 | NonRTO_Midwest_2_TVA_Transmission | NonRTO_Midwest | TVA_Transmission | Internal | Winter | B17 | 100 | 2400 | 0 | 76.07 | 70.95 | 8 | 0
2040 | NonRTO_Midwest_2_TVA_Transmission | NonRTO_Midwest | TVA_Transmission | Internal | Winter | B18 | 400 | 2400 | 0 | 60.31 | 63.92 | 8 | 0
2040 | NonRTO_Midwest_2_TVA_Transmission | NonRTO_Midwest | TVA_Transmission | Internal | Winter | B19 | 700 | 2400 | 0 | 60.31 | 62.84 | 8 | 0
2040 | NonRTO_Midwest_2_TVA_Transmission | NonRTO_Midwest | TVA_Transmission | Internal | Winter | B20 | 935 | 2400 | 947.36 | 48.52 | 56.52 | 8 | 0
2040 | NYISO_A-F_2_IESO | NYISO_A-F | IESO | Internal | Shoulder | B11 | 25 | 1600 | 0 | 57.27 | 52.7 | 7 | 0
2040 | NYISO_A-F_2_IESO | NYISO_A-F | IESO | Internal | Shoulder | B12 | 200 | 1600 | 0 | 57.27 | 52.7 | 7 | 0
2040 | NYISO_A-F_2_IESO | NYISO_A-F | IESO | Internal | Shoulder | B13 | 600 | 1600 | 0 | 52.18 | 52.7 | 7 | 0
2040 | NYISO_A-F_2_IESO | NYISO_A-F | IESO | Internal | Shoulder | B14 | 900 | 1600 | 0 | 51.52 | 51.59 | 7 | 0
2040 | NYISO_A-F_2_IESO | NYISO_A-F | IESO | Internal | Shoulder | B15 | 1203 | 1600 | 0 | 51.38 | 51.59 | 7 | 0
2040 | NYISO_A-F_2_IESO | NYISO_A-F | IESO | Internal | Summer | B1 | 10 | 1600 | 0 | 102.97 | 101.98 | 7 | 0
2040 | NYISO_A-F_2_IESO | NYISO_A-F | IESO | Internal | Summer | B2 | 25 | 1600 | 0 | 89.81 | 88.83 | 7 | 0
2040 | NYISO_A-F_2_IESO | NYISO_A-F | IESO | Internal | Summer | B3 | 75 | 1600 | 1600 | 75.36 | 84.43 | 7 | 2.07
2040 | NYISO_A-F_2_IESO | NYISO_A-F | IESO | Internal | Summer | B4 | 100 | 1600 | 760.71 | 70.23 | 77.23 | 7 | 0
2040 | NYISO_A-F_2_IESO | NYISO_A-F | IESO | Internal | Summer | B5 | 200 | 1600 | 0 | 67.5 | 74.31 | 7 | 0
2040 | NYISO_A-F_2_IESO | NYISO_A-F | IESO | Internal | Summer | B6 | 300 | 1600 | 0 | 58.39 | 52 | 7 | 0
2040 | NYISO_A-F_2_IESO | NYISO_A-F | IESO | Internal | Summer | B7 | 400 | 1600 | 0 | 50.89 | 51.09 | 7 | 0
2040 | NYISO_A-F_2_IESO | NYISO_A-F | IESO | Internal | Summer | B8 | 500 | 1600 | 0 | 50.89 | 47.78 | 7 | 0
2040 | NYISO_A-F_2_IESO | NYISO_A-F | IESO | Internal | Summer | B9 | 800 | 1600 | 0 | 50.89 | 47.78 | 7 | 0
2040 | NYISO_A-F_2_IESO | NYISO_A-F | IESO | Internal | Summer | B10 | 1262 | 1600 | 0 | 50.89 | 47.78 | 7 | 0
2040 | NYISO_A-F_2_IESO | NYISO_A-F | IESO | Internal | Winter | B16 | 25 | 1600 | 0 | 75.99 | 68.99 | 7 | 0
2040 | NYISO_A-F_2_IESO | NYISO_A-F | IESO | Internal | Winter | B17 | 100 | 1600 | 0 | 62.05 | 55.05 | 7 | 0
2040 | NYISO_A-F_2_IESO | NYISO_A-F | IESO | Internal | Winter | B18 | 400 | 1600 | 0 | 60.36 | 55.05 | 7 | 0
2040 | NYISO_A-F_2_IESO | NYISO_A-F | IESO | Internal | Winter | B19 | 700 | 1600 | 0 | 60.36 | 55.05 | 7 | 0
2040 | NYISO_A-F_2_IESO | NYISO_A-F | IESO | Internal | Winter | B20 | 935 | 1600 | 0 | 60.36 | 55.05 | 7 | 0
2040 | NYISO_A-F_2_NEISO | NYISO_A-F | NEISO | Internal | Shoulder | B11 | 25 | 600 | 0 | 57.27 | 48.36 | 3 | 0
2040 | NYISO_A-F_2_NEISO | NYISO_A-F | NEISO | Internal | Shoulder | B12 | 200 | 600 | 0 | 57.27 | 48.36 | 3 | 0
2040 | NYISO_A-F_2_NEISO | NYISO_A-F | NEISO | Internal | Shoulder | B13 | 600 | 600 | 0 | 52.18 | 48.36 | 3 | 0
2040 | NYISO_A-F_2_NEISO | NYISO_A-F | NEISO | Internal | Shoulder | B14 | 900 | 600 | 0 | 51.52 | 48.36 | 3 | 0
2040 | NYISO_A-F_2_NEISO | NYISO_A-F | NEISO | Internal | Shoulder | B15 | 1203 | 600 | 0 | 51.38 | 48.36 | 3 | 0
2040 | NYISO_A-F_2_NEISO | NYISO_A-F | NEISO | Internal | Summer | B1 | 10 | 600 | 0 | 102.97 | 99.99 | 3 | 0
2040 | NYISO_A-F_2_NEISO | NYISO_A-F | NEISO | Internal | Summer | B2 | 25 | 600 | 0 | 89.81 | 86.83 | 3 | 0
2040 | NYISO_A-F_2_NEISO | NYISO_A-F | NEISO | Internal | Summer | B3 | 75 | 600 | 0 | 75.36 | 72.37 | 3 | 0
2040 | NYISO_A-F_2_NEISO | NYISO_A-F | NEISO | Internal | Summer | B4 | 100 | 600 | 0 | 70.23 | 61.7 | 3 | 0
2040 | NYISO_A-F_2_NEISO | NYISO_A-F | NEISO | Internal | Summer | B5 | 200 | 600 | 0 | 67.5 | 61.7 | 3 | 0
2040 | NYISO_A-F_2_NEISO | NYISO_A-F | NEISO | Internal | Summer | B6 | 300 | 600 | 0 | 58.39 | 44.49 | 3 | 0
2040 | NYISO_A-F_2_NEISO | NYISO_A-F | NEISO | Internal | Summer | B7 | 400 | 600 | 0 | 50.89 | 44.49 | 3 | 0
2040 | NYISO_A-F_2_NEISO | NYISO_A-F | NEISO | Internal | Summer | B8 | 500 | 600 | 0 | 50.89 | 44.49 | 3 | 0
2040 | NYISO_A-F_2_NEISO | NYISO_A-F | NEISO | Internal | Summer | B9 | 800 | 600 | 0 | 50.89 | 44.49 | 3 | 0
2040 | NYISO_A-F_2_NEISO | NYISO_A-F | NEISO | Internal | Summer | B10 | 1262 | 600 | 0 | 50.89 | 44.49 | 3 | 0
2040 | NYISO_A-F_2_NEISO | NYISO_A-F | NEISO | Internal | Winter | B16 | 25 | 600 | 0 | 75.99 | 60.26 | 3 | 0
2040 | NYISO_A-F_2_NEISO | NYISO_A-F | NEISO | Internal | Winter | B17 | 100 | 600 | 0 | 62.05 | 60.26 | 3 | 0
2040 | NYISO_A-F_2_NEISO | NYISO_A-F | NEISO | Internal | Winter | B18 | 400 | 600 | 0 | 60.36 | 60.26 | 3 | 0
2040 | NYISO_A-F_2_NEISO | NYISO_A-F | NEISO | Internal | Winter | B19 | 700 | 600 | 0 | 60.36 | 60.26 | 3 | 0
2040 | NYISO_A-F_2_NEISO | NYISO_A-F | NEISO | Internal | Winter | B20 | 935 | 600 | 0 | 60.36 | 60.26 | 3 | 0
2040 | NYISO_A-F_2_NYISO_G-I | NYISO_A-F | NYISO_G-I | Internal | Shoulder | B11 | 25 | 4250 | 1515.56 | 57.27 | 57.28 | 0.01 | 0
2040 | NYISO_A-F_2_NYISO_G-I | NYISO_A-F | NYISO_G-I | Internal | Shoulder | B12 | 200 | 4250 | 1209.31 | 57.27 | 57.28 | 0.01 | 0
2040 | NYISO_A-F_2_NYISO_G-I | NYISO_A-F | NYISO_G-I | Internal | Shoulder | B13 | 600 | 4250 | 1073.26 | 52.18 | 52.19 | 0.01 | 0
2040 | NYISO_A-F_2_NYISO_G-I | NYISO_A-F | NYISO_G-I | Internal | Shoulder | B14 | 900 | 4250 | 881.13 | 51.52 | 51.53 | 0.01 | 0
2040 | NYISO_A-F_2_NYISO_G-I | NYISO_A-F | NYISO_G-I | Internal | Shoulder | B15 | 1203 | 4250 | 0 | 51.38 | 51.36 | 0.01 | 0
2040 | NYISO_A-F_2_NYISO_G-I | NYISO_A-F | NYISO_G-I | Internal | Summer | B1 | 10 | 4250 | 2482.24 | 102.97 | 102.98 | 0.01 | 0
2040 | NYISO_A-F_2_NYISO_G-I | NYISO_A-F | NYISO_G-I | Internal | Summer | B2 | 25 | 4250 | 2055.97 | 89.81 | 89.83 | 0.01 | 0
2040 | NYISO_A-F_2_NYISO_G-I | NYISO_A-F | NYISO_G-I | Internal | Summer | B3 | 75 | 4250 | 303.19 | 75.36 | 75.37 | 0.01 | 0
2040 | NYISO_A-F_2_NYISO_G-I | NYISO_A-F | NYISO_G-I | Internal | Summer | B4 | 100 | 4250 | 928.21 | 70.23 | 70.24 | 0.01 | 0
2040 | NYISO_A-F_2_NYISO_G-I | NYISO_A-F | NYISO_G-I | Internal | Summer | B5 | 200 | 4250 | 1280.79 | 67.5 | 67.51 | 0.01 | 0
2040 | NYISO_A-F_2_NYISO_G-I | NYISO_A-F | NYISO_G-I | Internal | Summer | B6 | 300 | 4250 | 1655.75 | 58.39 | 58.4 | 0.01 | 0
2040 | NYISO_A-F_2_NYISO_G-I | NYISO_A-F | NYISO_G-I | Internal | Summer | B7 | 400 | 4250 | 887.43 | 50.89 | 50.9 | 0.01 | 0
2040 | NYISO_A-F_2_NYISO_G-I | NYISO_A-F | NYISO_G-I | Internal | Summer | B8 | 500 | 4250 | 698.05 | 50.89 | 50.9 | 0.01 | 0
2040 | NYISO_A-F_2_NYISO_G-I | NYISO_A-F | NYISO_G-I | Internal | Summer | B9 | 800 | 4250 | 293.27 | 50.89 | 50.9 | 0.01 | 0
2040 | NYISO_A-F_2_NYISO_G-I | NYISO_A-F | NYISO_G-I | Internal | Summer | B10 | 1262 | 4250 | 0 | 50.89 | 48.16 | 0.01 | 0
2040 | NYISO_A-F_2_NYISO_G-I | NYISO_A-F | NYISO_G-I | Internal | Winter | B16 | 25 | 4250 | 3243.55 | 75.99 | 76 | 0.01 | 0
2040 | NYISO_A-F_2_NYISO_G-I | NYISO_A-F | NYISO_G-I | Internal | Winter | B17 | 100 | 4250 | 2795.75 | 62.05 | 62.07 | 0.01 | 0
2040 | NYISO_A-F_2_NYISO_G-I | NYISO_A-F | NYISO_G-I | Internal | Winter | B18 | 400 | 4250 | 2672.69 | 60.36 | 60.37 | 0.01 | 0
2040 | NYISO_A-F_2_NYISO_G-I | NYISO_A-F | NYISO_G-I | Internal | Winter | B19 | 700 | 4250 | 2457.89 | 60.36 | 60.37 | 0.01 | 0
2040 | NYISO_A-F_2_NYISO_G-I | NYISO_A-F | NYISO_G-I | Internal | Winter | B20 | 935 | 4250 | 1944.68 | 60.36 | 60.37 | 0.01 | 0
2040 | NYISO_A-F_2_PJM_ROM | NYISO_A-F | PJM_ROM | Internal | Shoulder | B11 | 25 | 1000 | 208.27 | 57.27 | 65.27 | 8 | 0
2040 | NYISO_A-F_2_PJM_ROM | NYISO_A-F | PJM_ROM | Internal | Shoulder | B12 | 200 | 1000 | 0 | 57.27 | 63.2 | 8 | 0
2040 | NYISO_A-F_2_PJM_ROM | NYISO_A-F | PJM_ROM | Internal | Shoulder | B13 | 600 | 1000 | 0 | 52.18 | 55.76 | 8 | 0
2040 | NYISO_A-F_2_PJM_ROM | NYISO_A-F | PJM_ROM | Internal | Shoulder | B14 | 900 | 1000 | 0 | 51.52 | 54.04 | 8 | 0
2040 | NYISO_A-F_2_PJM_ROM | NYISO_A-F | PJM_ROM | Internal | Shoulder | B15 | 1203 | 1000 | 0 | 51.38 | 51.45 | 8 | 0
2040 | NYISO_A-F_2_PJM_ROM | NYISO_A-F | PJM_ROM | Internal | Summer | B1 | 10 | 1000 | 507.67 | 102.97 | 110.97 | 8 | 0
2040 | NYISO_A-F_2_PJM_ROM | NYISO_A-F | PJM_ROM | Internal | Summer | B2 | 25 | 1000 | 320.69 | 89.81 | 97.81 | 8 | 0
2040 | NYISO_A-F_2_PJM_ROM | NYISO_A-F | PJM_ROM | Internal | Summer | B3 | 75 | 1000 | 338.07 | 75.36 | 83.36 | 8 | 0
2040 | NYISO_A-F_2_PJM_ROM | NYISO_A-F | PJM_ROM | Internal | Summer | B4 | 100 | 1000 | 952.26 | 70.23 | 78.23 | 8 | 0
2040 | NYISO_A-F_2_PJM_ROM | NYISO_A-F | PJM_ROM | Internal | Summer | B5 | 200 | 1000 | 1000 | 67.5 | 75.83 | 8 | 0.34
2040 | NYISO_A-F_2_PJM_ROM | NYISO_A-F | PJM_ROM | Internal | Summer | B6 | 300 | 1000 | 369.53 | 58.39 | 66.39 | 8 | 0
2040 | NYISO_A-F_2_PJM_ROM | NYISO_A-F | PJM_ROM | Internal | Summer | B7 | 400 | 1000 | 0 | 50.89 | 56.08 | 8 | 0
2040 | NYISO_A-F_2_PJM_ROM | NYISO_A-F | PJM_ROM | Internal | Summer | B8 | 500 | 1000 | 0 | 50.89 | 52.78 | 8 | 0
2040 | NYISO_A-F_2_PJM_ROM | NYISO_A-F | PJM_ROM | Internal | Summer | B9 | 800 | 1000 | 0 | 50.89 | 49.44 | 8 | 0
2040 | NYISO_A-F_2_PJM_ROM | NYISO_A-F | PJM_ROM | Internal | Summer | B10 | 1262 | 1000 | 0 | 50.89 | 45.48 | 8 | 0
2040 | NYISO_A-F_2_PJM_ROM | NYISO_A-F | PJM_ROM | Internal | Winter | B16 | 25 | 1000 | 655.42 | 75.99 | 83.99 | 8 | 0
2040 | NYISO_A-F_2_PJM_ROM | NYISO_A-F | PJM_ROM | Internal | Winter | B17 | 100 | 1000 | 38.41 | 62.05 | 70.05 | 8 | 0
2040 | NYISO_A-F_2_PJM_ROM | NYISO_A-F | PJM_ROM | Internal | Winter | B18 | 400 | 1000 | 0 | 60.36 | 63.27 | 8 | 0
2040 | NYISO_A-F_2_PJM_ROM | NYISO_A-F | PJM_ROM | Internal | Winter | B19 | 700 | 1000 | 0 | 60.36 | 60.81 | 8 | 0
2040 | NYISO_A-F_2_PJM_ROM | NYISO_A-F | PJM_ROM | Internal | Winter | B20 | 935 | 1000 | 0 | 60.36 | 55.09 | 8 | 0
2040 | NYISO_G-I_2_NYISO_A-F | NYISO_G-I | NYISO_A-F | Internal | Shoulder | B11 | 25 | 1999 | 0 | 57.28 | 57.27 | 0.01 | 0
2040 | NYISO_G-I_2_NYISO_A-F | NYISO_G-I | NYISO_A-F | Internal | Shoulder | B12 | 200 | 1999 | 0 | 57.28 | 57.27 | 0.01 | 0
2040 | NYISO_G-I_2_NYISO_A-F | NYISO_G-I | NYISO_A-F | Internal | Shoulder | B13 | 600 | 1999 | 0 | 52.19 | 52.18 | 0.01 | 0
2040 | NYISO_G-I_2_NYISO_A-F | NYISO_G-I | NYISO_A-F | Internal | Shoulder | B14 | 900 | 1999 | 0 | 51.53 | 51.52 | 0.01 | 0
2040 | NYISO_G-I_2_NYISO_A-F | NYISO_G-I | NYISO_A-F | Internal | Shoulder | B15 | 1203 | 1999 | 956.05 | 51.36 | 51.38 | 0.01 | 0
2040 | NYISO_G-I_2_NYISO_A-F | NYISO_G-I | NYISO_A-F | Internal | Summer | B1 | 10 | 1999 | 0 | 102.98 | 102.97 | 0.01 | 0
2040 | NYISO_G-I_2_NYISO_A-F | NYISO_G-I | NYISO_A-F | Internal | Summer | B2 | 25 | 1999 | 0 | 89.83 | 89.81 | 0.01 | 0
2040 | NYISO_G-I_2_NYISO_A-F | NYISO_G-I | NYISO_A-F | Internal | Summer | B3 | 75 | 1999 | 0 | 75.37 | 75.36 | 0.01 | 0
2040 | NYISO_G-I_2_NYISO_A-F | NYISO_G-I | NYISO_A-F | Internal | Summer | B4 | 100 | 1999 | 0 | 70.24 | 70.23 | 0.01 | 0
2040 | NYISO_G-I_2_NYISO_A-F | NYISO_G-I | NYISO_A-F | Internal | Summer | B5 | 200 | 1999 | 0 | 67.51 | 67.5 | 0.01 | 0
2040 | NYISO_G-I_2_NYISO_A-F | NYISO_G-I | NYISO_A-F | Internal | Summer | B6 | 300 | 1999 | 0 | 58.4 | 58.39 | 0.01 | 0
2040 | NYISO_G-I_2_NYISO_A-F | NYISO_G-I | NYISO_A-F | Internal | Summer | B7 | 400 | 1999 | 0 | 50.9 | 50.89 | 0.01 | 0
2040 | NYISO_G-I_2_NYISO_A-F | NYISO_G-I | NYISO_A-F | Internal | Summer | B8 | 500 | 1999 | 0 | 50.9 | 50.89 | 0.01 | 0
2040 | NYISO_G-I_2_NYISO_A-F | NYISO_G-I | NYISO_A-F | Internal | Summer | B9 | 800 | 1999 | 0 | 50.9 | 50.89 | 0.01 | 0
2040 | NYISO_G-I_2_NYISO_A-F | NYISO_G-I | NYISO_A-F | Internal | Summer | B10 | 1262 | 1999 | 1999 | 48.16 | 50.89 | 0.01 | 2.72
2040 | NYISO_G-I_2_NYISO_A-F | NYISO_G-I | NYISO_A-F | Internal | Winter | B16 | 25 | 1999 | 0 | 76 | 75.99 | 0.01 | 0
2040 | NYISO_G-I_2_NYISO_A-F | NYISO_G-I | NYISO_A-F | Internal | Winter | B17 | 100 | 1999 | 0 | 62.07 | 62.05 | 0.01 | 0
2040 | NYISO_G-I_2_NYISO_A-F | NYISO_G-I | NYISO_A-F | Internal | Winter | B18 | 400 | 1999 | 0 | 60.37 | 60.36 | 0.01 | 0
2040 | NYISO_G-I_2_NYISO_A-F | NYISO_G-I | NYISO_A-F | Internal | Winter | B19 | 700 | 1999 | 0 | 60.37 | 60.36 | 0.01 | 0
2040 | NYISO_G-I_2_NYISO_A-F | NYISO_G-I | NYISO_A-F | Internal | Winter | B20 | 935 | 1999 | 0 | 60.37 | 60.36 | 0.01 | 0
2040 | NYISO_G-I_2_NYISO_J-K | NYISO_G-I | NYISO_J-K | Internal | Shoulder | B11 | 25 | 6130 | 6130 | 57.28 | 69.97 | 0.01 | 12.68
2040 | NYISO_G-I_2_NYISO_J-K | NYISO_G-I | NYISO_J-K | Internal | Shoulder | B12 | 200 | 6130 | 6130 | 57.28 | 69.97 | 0.01 | 12.68
2040 | NYISO_G-I_2_NYISO_J-K | NYISO_G-I | NYISO_J-K | Internal | Shoulder | B13 | 600 | 6130 | 6130 | 52.19 | 61.78 | 0.01 | 9.57
2040 | NYISO_G-I_2_NYISO_J-K | NYISO_G-I | NYISO_J-K | Internal | Shoulder | B14 | 900 | 6130 | 6130 | 51.53 | 52.45 | 0.01 | 0.91
2040 | NYISO_G-I_2_NYISO_J-K | NYISO_G-I | NYISO_J-K | Internal | Shoulder | B15 | 1203 | 6130 | 4394.24 | 51.36 | 51.38 | 0.01 | 0
2040 | NYISO_G-I_2_NYISO_J-K | NYISO_G-I | NYISO_J-K | Internal | Summer | B1 | 10 | 6130 | 4507.46 | 102.98 | 102.99 | 0.01 | 0
2040 | NYISO_G-I_2_NYISO_J-K | NYISO_G-I | NYISO_J-K | Internal | Summer | B2 | 25 | 6130 | 5121.67 | 89.83 | 89.84 | 0.01 | 0
2040 | NYISO_G-I_2_NYISO_J-K | NYISO_G-I | NYISO_J-K | Internal | Summer | B3 | 75 | 6130 | 3397.03 | 75.37 | 75.38 | 0.01 | 0
2040 | NYISO_G-I_2_NYISO_J-K | NYISO_G-I | NYISO_J-K | Internal | Summer | B4 | 100 | 6130 | 4096.1 | 70.24 | 70.25 | 0.01 | 0
2040 | NYISO_G-I_2_NYISO_J-K | NYISO_G-I | NYISO_J-K | Internal | Summer | B5 | 200 | 6130 | 4566.26 | 67.51 | 67.52 | 0.01 | 0
2040 | NYISO_G-I_2_NYISO_J-K | NYISO_G-I | NYISO_J-K | Internal | Summer | B6 | 300 | 6130 | 6130 | 58.4 | 64.19 | 0.01 | 5.77
2040 | NYISO_G-I_2_NYISO_J-K | NYISO_G-I | NYISO_J-K | Internal | Summer | B7 | 400 | 6130 | 6130 | 50.9 | 64.19 | 0.01 | 13.27
2040 | NYISO_G-I_2_NYISO_J-K | NYISO_G-I | NYISO_J-K | Internal | Summer | B8 | 500 | 6130 | 6130 | 50.9 | 64.19 | 0.01 | 13.27
2040 | NYISO_G-I_2_NYISO_J-K | NYISO_G-I | NYISO_J-K | Internal | Summer | B9 | 800 | 6130 | 5983.79 | 50.9 | 50.91 | 0.01 | 0
2040 | NYISO_G-I_2_NYISO_J-K | NYISO_G-I | NYISO_J-K | Internal | Summer | B10 | 1262 | 6130 | 4253.36 | 48.16 | 48.17 | 0.01 | 0
2040 | NYISO_G-I_2_NYISO_J-K | NYISO_G-I | NYISO_J-K | Internal | Winter | B16 | 25 | 6130 | 6130 | 76 | 90.11 | 0.01 | 14.1
2040 | NYISO_G-I_2_NYISO_J-K | NYISO_G-I | NYISO_J-K | Internal | Winter | B17 | 100 | 6130 | 6130 | 62.07 | 90.11 | 0.01 | 28.03
2040 | NYISO_G-I_2_NYISO_J-K | NYISO_G-I | NYISO_J-K | Internal | Winter | B18 | 400 | 6130 | 6130 | 60.37 | 79.95 | 0.01 | 19.57
2040 | NYISO_G-I_2_NYISO_J-K | NYISO_G-I | NYISO_J-K | Internal | Winter | B19 | 700 | 6130 | 6130 | 60.37 | 67.37 | 0.01 | 6.99
2040 | NYISO_G-I_2_NYISO_J-K | NYISO_G-I | NYISO_J-K | Internal | Winter | B20 | 935 | 6130 | 6130 | 60.37 | 63.29 | 0.01 | 2.91
2040 | NYISO_G-I_2_PJM_E | NYISO_G-I | PJM_E | Internal | Shoulder | B11 | 25 | 1500 | 226.15 | 57.28 | 65.28 | 8 | 0
2040 | NYISO_G-I_2_PJM_E | NYISO_G-I | PJM_E | Internal | Shoulder | B12 | 200 | 1500 | 0 | 57.28 | 63.21 | 8 | 0
2040 | NYISO_G-I_2_PJM_E | NYISO_G-I | PJM_E | Internal | Shoulder | B13 | 600 | 1500 | 0 | 52.19 | 55.78 | 8 | 0
2040 | NYISO_G-I_2_PJM_E | NYISO_G-I | PJM_E | Internal | Shoulder | B14 | 900 | 1500 | 0 | 51.53 | 54.05 | 8 | 0
2040 | NYISO_G-I_2_PJM_E | NYISO_G-I | PJM_E | Internal | Shoulder | B15 | 1203 | 1500 | 0 | 51.36 | 51.47 | 8 | 0
2040 | NYISO_G-I_2_PJM_E | NYISO_G-I | PJM_E | Internal | Summer | B1 | 10 | 1500 | 963.79 | 102.98 | 110.98 | 8 | 0
2040 | NYISO_G-I_2_PJM_E | NYISO_G-I | PJM_E | Internal | Summer | B2 | 25 | 1500 | 503.93 | 89.83 | 97.83 | 8 | 0
2040 | NYISO_G-I_2_PJM_E | NYISO_G-I | PJM_E | Internal | Summer | B3 | 75 | 1500 | 956.58 | 75.37 | 83.37 | 8 | 0
2040 | NYISO_G-I_2_PJM_E | NYISO_G-I | PJM_E | Internal | Summer | B4 | 100 | 1500 | 1448.85 | 70.24 | 78.24 | 8 | 0
2040 | NYISO_G-I_2_PJM_E | NYISO_G-I | PJM_E | Internal | Summer | B5 | 200 | 1500 | 1500 | 67.51 | 75.85 | 8 | 0.34
2040 | NYISO_G-I_2_PJM_E | NYISO_G-I | PJM_E | Internal | Summer | B6 | 300 | 1500 | 551.9 | 58.4 | 66.4 | 8 | 0
2040 | NYISO_G-I_2_PJM_E | NYISO_G-I | PJM_E | Internal | Summer | B7 | 400 | 1500 | 0 | 50.9 | 56.09 | 8 | 0
2040 | NYISO_G-I_2_PJM_E | NYISO_G-I | PJM_E | Internal | Summer | B8 | 500 | 1500 | 0 | 50.9 | 52.79 | 8 | 0
2040 | NYISO_G-I_2_PJM_E | NYISO_G-I | PJM_E | Internal | Summer | B9 | 800 | 1500 | 0 | 50.9 | 49.45 | 8 | 0
2040 | NYISO_G-I_2_PJM_E | NYISO_G-I | PJM_E | Internal | Summer | B10 | 1262 | 1500 | 0 | 48.16 | 45.5 | 8 | 0
2040 | NYISO_G-I_2_PJM_E | NYISO_G-I | PJM_E | Internal | Winter | B16 | 25 | 1500 | 939.37 | 76 | 84 | 8 | 0
2040 | NYISO_G-I_2_PJM_E | NYISO_G-I | PJM_E | Internal | Winter | B17 | 100 | 1500 | 37.84 | 62.07 | 70.07 | 8 | 0
2040 | NYISO_G-I_2_PJM_E | NYISO_G-I | PJM_E | Internal | Winter | B18 | 400 | 1500 | 0 | 60.37 | 63.28 | 8 | 0
2040 | NYISO_G-I_2_PJM_E | NYISO_G-I | PJM_E | Internal | Winter | B19 | 700 | 1500 | 0 | 60.37 | 60.82 | 8 | 0
2040 | NYISO_G-I_2_PJM_E | NYISO_G-I | PJM_E | Internal | Winter | B20 | 935 | 1500 | 0 | 60.37 | 55.11 | 8 | 0
2040 | NYISO_J-K_2_PJM_E | NYISO_J-K | PJM_E | Internal | Shoulder | B11 | 25 | 0.01 | 0 | 69.97 | 65.28 | 8 | 0
2040 | NYISO_J-K_2_PJM_E | NYISO_J-K | PJM_E | Internal | Shoulder | B12 | 200 | 0.01 | 0 | 69.97 | 63.21 | 8 | 0
2040 | NYISO_J-K_2_PJM_E | NYISO_J-K | PJM_E | Internal | Shoulder | B13 | 600 | 0.01 | 0 | 61.78 | 55.78 | 8 | 0
2040 | NYISO_J-K_2_PJM_E | NYISO_J-K | PJM_E | Internal | Shoulder | B14 | 900 | 0.01 | 0 | 52.45 | 54.05 | 8 | 0
2040 | NYISO_J-K_2_PJM_E | NYISO_J-K | PJM_E | Internal | Shoulder | B15 | 1203 | 0.01 | 0 | 51.38 | 51.47 | 8 | 0
2040 | NYISO_J-K_2_PJM_E | NYISO_J-K | PJM_E | Internal | Summer | B1 | 10 | 0.01 | 0 | 102.99 | 110.98 | 8 | 0
2040 | NYISO_J-K_2_PJM_E | NYISO_J-K | PJM_E | Internal | Summer | B2 | 25 | 0.01 | 0 | 89.84 | 97.83 | 8 | 0
2040 | NYISO_J-K_2_PJM_E | NYISO_J-K | PJM_E | Internal | Summer | B3 | 75 | 0.01 | 0 | 75.38 | 83.37 | 8 | 0
2040 | NYISO_J-K_2_PJM_E | NYISO_J-K | PJM_E | Internal | Summer | B4 | 100 | 0.01 | 0 | 70.25 | 78.24 | 8 | 0
2040 | NYISO_J-K_2_PJM_E | NYISO_J-K | PJM_E | Internal | Summer | B5 | 200 | 0.01 | 0 | 67.52 | 75.85 | 8 | 0.32
2040 | NYISO_J-K_2_PJM_E | NYISO_J-K | PJM_E | Internal | Summer | B6 | 300 | 0.01 | 0 | 64.19 | 66.4 | 8 | 0
2040 | NYISO_J-K_2_PJM_E | NYISO_J-K | PJM_E | Internal | Summer | B7 | 400 | 0.01 | 0 | 64.19 | 56.09 | 8 | 0
2040 | NYISO_J-K_2_PJM_E | NYISO_J-K | PJM_E | Internal | Summer | B8 | 500 | 0.01 | 0 | 64.19 | 52.79 | 8 | 0
2040 | NYISO_J-K_2_PJM_E | NYISO_J-K | PJM_E | Internal | Summer | B9 | 800 | 0.01 | 0 | 50.91 | 49.45 | 8 | 0
2040 | NYISO_J-K_2_PJM_E | NYISO_J-K | PJM_E | Internal | Summer | B10 | 1262 | 0.01 | 0 | 48.17 | 45.5 | 8 | 0
2040 | NYISO_J-K_2_PJM_E | NYISO_J-K | PJM_E | Internal | Winter | B16 | 25 | 0.01 | 0 | 90.11 | 84 | 8 | 0
2040 | NYISO_J-K_2_PJM_E | NYISO_J-K | PJM_E | Internal | Winter | B17 | 100 | 0.01 | 0 | 90.11 | 70.07 | 8 | 0
2040 | NYISO_J-K_2_PJM_E | NYISO_J-K | PJM_E | Internal | Winter | B18 | 400 | 0.01 | 0 | 79.95 | 63.28 | 8 | 0
2040 | NYISO_J-K_2_PJM_E | NYISO_J-K | PJM_E | Internal | Winter | B19 | 700 | 0.01 | 0 | 67.37 | 60.82 | 8 | 0
2040 | NYISO_J-K_2_PJM_E | NYISO_J-K | PJM_E | Internal | Winter | B20 | 935 | 0.01 | 0 | 63.29 | 55.11 | 8 | 0
2040 | PJM_E_2_NYISO_G-I | PJM_E | NYISO_G-I | Internal | Shoulder | B11 | 25 | 500 | 0 | 65.28 | 57.28 | 6 | 0
2040 | PJM_E_2_NYISO_G-I | PJM_E | NYISO_G-I | Internal | Shoulder | B12 | 200 | 500 | 0 | 63.21 | 57.28 | 6 | 0
2040 | PJM_E_2_NYISO_G-I | PJM_E | NYISO_G-I | Internal | Shoulder | B13 | 600 | 500 | 0 | 55.78 | 52.19 | 6 | 0
2040 | PJM_E_2_NYISO_G-I | PJM_E | NYISO_G-I | Internal | Shoulder | B14 | 900 | 500 | 0 | 54.05 | 51.53 | 6 | 0
2040 | PJM_E_2_NYISO_G-I | PJM_E | NYISO_G-I | Internal | Shoulder | B15 | 1203 | 500 | 0 | 51.47 | 51.36 | 6 | 0
2040 | PJM_E_2_NYISO_G-I | PJM_E | NYISO_G-I | Internal | Summer | B1 | 10 | 500 | 0 | 110.98 | 102.98 | 6 | 0
2040 | PJM_E_2_NYISO_G-I | PJM_E | NYISO_G-I | Internal | Summer | B2 | 25 | 500 | 0 | 97.83 | 89.83 | 6 | 0
2040 | PJM_E_2_NYISO_G-I | PJM_E | NYISO_G-I | Internal | Summer | B3 | 75 | 500 | 0 | 83.37 | 75.37 | 6 | 0
2040 | PJM_E_2_NYISO_G-I | PJM_E | NYISO_G-I | Internal | Summer | B4 | 100 | 500 | 0 | 78.24 | 70.24 | 6 | 0
2040 | PJM_E_2_NYISO_G-I | PJM_E | NYISO_G-I | Internal | Summer | B5 | 200 | 500 | 0 | 75.85 | 67.51 | 6 | 0
2040 | PJM_E_2_NYISO_G-I | PJM_E | NYISO_G-I | Internal | Summer | B6 | 300 | 500 | 0 | 66.4 | 58.4 | 6 | 0
2040 | PJM_E_2_NYISO_G-I | PJM_E | NYISO_G-I | Internal | Summer | B7 | 400 | 500 | 0 | 56.09 | 50.9 | 6 | 0
2040 | PJM_E_2_NYISO_G-I | PJM_E | NYISO_G-I | Internal | Summer | B8 | 500 | 500 | 0 | 52.79 | 50.9 | 6 | 0
2040 | PJM_E_2_NYISO_G-I | PJM_E | NYISO_G-I | Internal | Summer | B9 | 800 | 500 | 0 | 49.45 | 50.9 | 6 | 0
2040 | PJM_E_2_NYISO_G-I | PJM_E | NYISO_G-I | Internal | Summer | B10 | 1262 | 500 | 0 | 45.5 | 48.16 | 6 | 0
2040 | PJM_E_2_NYISO_G-I | PJM_E | NYISO_G-I | Internal | Winter | B16 | 25 | 500 | 0 | 84 | 76 | 6 | 0
2040 | PJM_E_2_NYISO_G-I | PJM_E | NYISO_G-I | Internal | Winter | B17 | 100 | 500 | 0 | 70.07 | 62.07 | 6 | 0
2040 | PJM_E_2_NYISO_G-I | PJM_E | NYISO_G-I | Internal | Winter | B18 | 400 | 500 | 0 | 63.28 | 60.37 | 6 | 0
2040 | PJM_E_2_NYISO_G-I | PJM_E | NYISO_G-I | Internal | Winter | B19 | 700 | 500 | 0 | 60.82 | 60.37 | 6 | 0
2040 | PJM_E_2_NYISO_G-I | PJM_E | NYISO_G-I | Internal | Winter | B20 | 935 | 500 | 0 | 55.11 | 60.37 | 6 | 0
2040 | PJM_E_2_NYISO_J-K | PJM_E | NYISO_J-K | Internal | Shoulder | B11 | 25 | 330 | 0 | 65.28 | 69.97 | 6 | 0
2040 | PJM_E_2_NYISO_J-K | PJM_E | NYISO_J-K | Internal | Shoulder | B12 | 200 | 330 | 330 | 63.21 | 69.97 | 6 | 0.76
2040 | PJM_E_2_NYISO_J-K | PJM_E | NYISO_J-K | Internal | Shoulder | B13 | 600 | 330 | 238.98 | 55.78 | 61.78 | 6 | 0
2040 | PJM_E_2_NYISO_J-K | PJM_E | NYISO_J-K | Internal | Shoulder | B14 | 900 | 330 | 0 | 54.05 | 52.45 | 6 | 0
2040 | PJM_E_2_NYISO_J-K | PJM_E | NYISO_J-K | Internal | Shoulder | B15 | 1203 | 330 | 0 | 51.47 | 51.38 | 6 | 0
2040 | PJM_E_2_NYISO_J-K | PJM_E | NYISO_J-K | Internal | Summer | B1 | 10 | 330 | 0 | 110.98 | 102.99 | 6 | 0
2040 | PJM_E_2_NYISO_J-K | PJM_E | NYISO_J-K | Internal | Summer | B2 | 25 | 330 | 0 | 97.83 | 89.84 | 6 | 0
2040 | PJM_E_2_NYISO_J-K | PJM_E | NYISO_J-K | Internal | Summer | B3 | 75 | 330 | 0 | 83.37 | 75.38 | 6 | 0
2040 | PJM_E_2_NYISO_J-K | PJM_E | NYISO_J-K | Internal | Summer | B4 | 100 | 330 | 0 | 78.24 | 70.25 | 6 | 0
2040 | PJM_E_2_NYISO_J-K | PJM_E | NYISO_J-K | Internal | Summer | B5 | 200 | 330 | 0 | 75.85 | 67.52 | 6 | 0
2040 | PJM_E_2_NYISO_J-K | PJM_E | NYISO_J-K | Internal | Summer | B6 | 300 | 330 | 0 | 66.4 | 64.19 | 6 | 0
2040 | PJM_E_2_NYISO_J-K | PJM_E | NYISO_J-K | Internal | Summer | B7 | 400 | 330 | 330 | 56.09 | 64.19 | 6 | 2.1
2040 | PJM_E_2_NYISO_J-K | PJM_E | NYISO_J-K | Internal | Summer | B8 | 500 | 330 | 330 | 52.79 | 64.19 | 6 | 5.39
2040 | PJM_E_2_NYISO_J-K | PJM_E | NYISO_J-K | Internal | Summer | B9 | 800 | 330 | 0 | 49.45 | 50.91 | 6 | 0
2040 | PJM_E_2_NYISO_J-K | PJM_E | NYISO_J-K | Internal | Summer | B10 | 1262 | 330 | 0 | 45.5 | 48.17 | 6 | 0
2040 | PJM_E_2_NYISO_J-K | PJM_E | NYISO_J-K | Internal | Winter | B16 | 25 | 330 | 330 | 84 | 90.11 | 6 | 0.11
2040 | PJM_E_2_NYISO_J-K | PJM_E | NYISO_J-K | Internal | Winter | B17 | 100 | 330 | 330 | 70.07 | 90.11 | 6 | 14.05
2040 | PJM_E_2_NYISO_J-K | PJM_E | NYISO_J-K | Internal | Winter | B18 | 400 | 330 | 330 | 63.28 | 79.95 | 6 | 10.67
2040 | PJM_E_2_NYISO_J-K | PJM_E | NYISO_J-K | Internal | Winter | B19 | 700 | 330 | 330 | 60.82 | 67.37 | 6 | 0.55
2040 | PJM_E_2_NYISO_J-K | PJM_E | NYISO_J-K | Internal | Winter | B20 | 935 | 330 | 330 | 55.11 | 63.29 | 6 | 2.19
2040 | PJM_E_2_PJM_ROM | PJM_E | PJM_ROM | Internal | Shoulder | B11 | 25 | 8000 | 0 | 65.28 | 65.27 | 0.01 | 0
2040 | PJM_E_2_PJM_ROM | PJM_E | PJM_ROM | Internal | Shoulder | B12 | 200 | 8000 | 0 | 63.21 | 63.2 | 0.01 | 0
2040 | PJM_E_2_PJM_ROM | PJM_E | PJM_ROM | Internal | Shoulder | B13 | 600 | 8000 | 0 | 55.78 | 55.76 | 0.01 | 0
2040 | PJM_E_2_PJM_ROM | PJM_E | PJM_ROM | Internal | Shoulder | B14 | 900 | 8000 | 0 | 54.05 | 54.04 | 0.01 | 0
2040 | PJM_E_2_PJM_ROM | PJM_E | PJM_ROM | Internal | Shoulder | B15 | 1203 | 8000 | 0 | 51.47 | 51.45 | 0.01 | 0
2040 | PJM_E_2_PJM_ROM | PJM_E | PJM_ROM | Internal | Summer | B1 | 10 | 8000 | 0 | 110.98 | 110.97 | 0.01 | 0
2040 | PJM_E_2_PJM_ROM | PJM_E | PJM_ROM | Internal | Summer | B2 | 25 | 8000 | 0 | 97.83 | 97.81 | 0.01 | 0
2040 | PJM_E_2_PJM_ROM | PJM_E | PJM_ROM | Internal | Summer | B3 | 75 | 8000 | 0 | 83.37 | 83.36 | 0.01 | 0
2040 | PJM_E_2_PJM_ROM | PJM_E | PJM_ROM | Internal | Summer | B4 | 100 | 8000 | 0 | 78.24 | 78.23 | 0.01 | 0
2040 | PJM_E_2_PJM_ROM | PJM_E | PJM_ROM | Internal | Summer | B5 | 200 | 8000 | 0 | 75.85 | 75.83 | 0.01 | 0
2040 | PJM_E_2_PJM_ROM | PJM_E | PJM_ROM | Internal | Summer | B6 | 300 | 8000 | 0 | 66.4 | 66.39 | 0.01 | 0
2040 | PJM_E_2_PJM_ROM | PJM_E | PJM_ROM | Internal | Summer | B7 | 400 | 8000 | 0 | 56.09 | 56.08 | 0.01 | 0
2040 | PJM_E_2_PJM_ROM | PJM_E | PJM_ROM | Internal | Summer | B8 | 500 | 8000 | 0 | 52.79 | 52.78 | 0.01 | 0
2040 | PJM_E_2_PJM_ROM | PJM_E | PJM_ROM | Internal | Summer | B9 | 800 | 8000 | 0 | 49.45 | 49.44 | 0.01 | 0
2040 | PJM_E_2_PJM_ROM | PJM_E | PJM_ROM | Internal | Summer | B10 | 1262 | 8000 | 0 | 45.5 | 45.48 | 0.01 | 0
2040 | PJM_E_2_PJM_ROM | PJM_E | PJM_ROM | Internal | Winter | B16 | 25 | 8000 | 0 | 84 | 83.99 | 0.01 | 0
2040 | PJM_E_2_PJM_ROM | PJM_E | PJM_ROM | Internal | Winter | B17 | 100 | 8000 | 0 | 70.07 | 70.05 | 0.01 | 0
2040 | PJM_E_2_PJM_ROM | PJM_E | PJM_ROM | Internal | Winter | B18 | 400 | 8000 | 0 | 63.28 | 63.27 | 0.01 | 0
2040 | PJM_E_2_PJM_ROM | PJM_E | PJM_ROM | Internal | Winter | B19 | 700 | 8000 | 0 | 60.82 | 60.81 | 0.01 | 0
2040 | PJM_E_2_PJM_ROM | PJM_E | PJM_ROM | Internal | Winter | B20 | 935 | 8000 | 0 | 55.11 | 55.09 | 0.01 | 0
2040 | PJM_ROR_2_MISO_IN | PJM_ROR | MISO_IN | Internal | Shoulder | B11 | 25 | 909 | 357.84 | 81.83 | 83.83 | 2 | 0
2040 | PJM_ROR_2_MISO_IN | PJM_ROR | MISO_IN | Internal | Shoulder | B12 | 200 | 909 | 0 | 63.98 | 65.96 | 2 | 0
2040 | PJM_ROR_2_MISO_IN | PJM_ROR | MISO_IN | Internal | Shoulder | B13 | 600 | 909 | 0 | 59.89 | 60.51 | 2 | 0
2040 | PJM_ROR_2_MISO_IN | PJM_ROR | MISO_IN | Internal | Shoulder | B14 | 900 | 909 | 0 | 56.97 | 57.39 | 2 | 0
2040 | PJM_ROR_2_MISO_IN | PJM_ROR | MISO_IN | Internal | Shoulder | B15 | 1203 | 909 | 0 | 52.21 | 52.27 | 2 | 0
2040 | PJM_ROR_2_MISO_IN | PJM_ROR | MISO_IN | Internal | Summer | B1 | 10 | 909 | 0 | 110.98 | 108.97 | 2 | 0
2040 | PJM_ROR_2_MISO_IN | PJM_ROR | MISO_IN | Internal | Summer | B2 | 25 | 909 | 0 | 97.83 | 95.83 | 2 | 0
2040 | PJM_ROR_2_MISO_IN | PJM_ROR | MISO_IN | Internal | Summer | B3 | 75 | 909 | 909 | 91.45 | 93.46 | 2 | 0.01
2040 | PJM_ROR_2_MISO_IN | PJM_ROR | MISO_IN | Internal | Summer | B4 | 100 | 909 | 0 | 91.45 | 93.1 | 2 | 0
2040 | PJM_ROR_2_MISO_IN | PJM_ROR | MISO_IN | Internal | Summer | B5 | 200 | 909 | 0 | 88.93 | 90.8 | 2 | 0
2040 | PJM_ROR_2_MISO_IN | PJM_ROR | MISO_IN | Internal | Summer | B6 | 300 | 909 | 0 | 67.05 | 68.65 | 2 | 0
2040 | PJM_ROR_2_MISO_IN | PJM_ROR | MISO_IN | Internal | Summer | B7 | 400 | 909 | 0 | 56.09 | 58.08 | 2 | 0
2040 | PJM_ROR_2_MISO_IN | PJM_ROR | MISO_IN | Internal | Summer | B8 | 500 | 909 | 0 | 52.79 | 54.77 | 2 | 0
2040 | PJM_ROR_2_MISO_IN | PJM_ROR | MISO_IN | Internal | Summer | B9 | 800 | 909 | 0 | 50.35 | 50.6 | 2 | 0
2040 | PJM_ROR_2_MISO_IN | PJM_ROR | MISO_IN | Internal | Summer | B10 | 1262 | 909 | 0 | 48.51 | 46.51 | 2 | 0
2040 | PJM_ROR_2_MISO_IN | PJM_ROR | MISO_IN | Internal | Winter | B16 | 25 | 909 | 0 | 84 | 82.01 | 2 | 0
2040 | PJM_ROR_2_MISO_IN | PJM_ROR | MISO_IN | Internal | Winter | B17 | 100 | 909 | 0 | 70.07 | 68.07 | 2 | 0
2040 | PJM_ROR_2_MISO_IN | PJM_ROR | MISO_IN | Internal | Winter | B18 | 400 | 909 | 0 | 63.28 | 62.04 | 2 | 0
2040 | PJM_ROR_2_MISO_IN | PJM_ROR | MISO_IN | Internal | Winter | B19 | 700 | 909 | 0 | 60.82 | 58.83 | 2 | 0
2040 | PJM_ROR_2_MISO_IN | PJM_ROR | MISO_IN | Internal | Winter | B20 | 935 | 909 | 0 | 55.11 | 53.09 | 2 | 0
2040 | PJM_ROR_2_MISO_MI | PJM_ROR | MISO_MI | Internal | Shoulder | B11 | 25 | 1305 | 0 | 81.83 | 83.81 | 2 | 0
2040 | PJM_ROR_2_MISO_MI | PJM_ROR | MISO_MI | Internal | Shoulder | B12 | 200 | 1305 | 264.6 | 63.98 | 65.98 | 2 | 0
2040 | PJM_ROR_2_MISO_MI | PJM_ROR | MISO_MI | Internal | Shoulder | B13 | 600 | 1305 | 0 | 59.89 | 60.52 | 2 | 0
2040 | PJM_ROR_2_MISO_MI | PJM_ROR | MISO_MI | Internal | Shoulder | B14 | 900 | 1305 | 0 | 56.97 | 57.4 | 2 | 0
2040 | PJM_ROR_2_MISO_MI | PJM_ROR | MISO_MI | Internal | Shoulder | B15 | 1203 | 1305 | 0 | 52.21 | 52.29 | 2 | 0
2040 | PJM_ROR_2_MISO_MI | PJM_ROR | MISO_MI | Internal | Summer | B1 | 10 | 1305 | 0 | 110.98 | 108.98 | 2 | 0
2040 | PJM_ROR_2_MISO_MI | PJM_ROR | MISO_MI | Internal | Summer | B2 | 25 | 1305 | 0 | 97.83 | 95.83 | 2 | 0
2040 | PJM_ROR_2_MISO_MI | PJM_ROR | MISO_MI | Internal | Summer | B3 | 75 | 1305 | 58.06 | 91.45 | 93.45 | 2 | 0
2040 | PJM_ROR_2_MISO_MI | PJM_ROR | MISO_MI | Internal | Summer | B4 | 100 | 1305 | 0 | 91.45 | 93.09 | 2 | 0
2040 | PJM_ROR_2_MISO_MI | PJM_ROR | MISO_MI | Internal | Summer | B5 | 200 | 1305 | 0 | 88.93 | 90.79 | 2 | 0
2040 | PJM_ROR_2_MISO_MI | PJM_ROR | MISO_MI | Internal | Summer | B6 | 300 | 1305 | 0 | 67.05 | 68.66 | 2 | 0
2040 | PJM_ROR_2_MISO_MI | PJM_ROR | MISO_MI | Internal | Summer | B7 | 400 | 1305 | 1292.36 | 56.09 | 58.09 | 2 | 0
2040 | PJM_ROR_2_MISO_MI | PJM_ROR | MISO_MI | Internal | Summer | B8 | 500 | 1305 | 0 | 52.79 | 54.78 | 2 | 0
2040 | PJM_ROR_2_MISO_MI | PJM_ROR | MISO_MI | Internal | Summer | B9 | 800 | 1305 | 0 | 50.35 | 50.61 | 2 | 0
2040 | PJM_ROR_2_MISO_MI | PJM_ROR | MISO_MI | Internal | Summer | B10 | 1262 | 1305 | 0 | 48.51 | 46.52 | 2 | 0
2040 | PJM_ROR_2_MISO_MI | PJM_ROR | MISO_MI | Internal | Winter | B16 | 25 | 1305 | 0 | 84 | 82 | 2 | 0
2040 | PJM_ROR_2_MISO_MI | PJM_ROR | MISO_MI | Internal | Winter | B17 | 100 | 1305 | 0 | 70.07 | 68.08 | 2 | 0
2040 | PJM_ROR_2_MISO_MI | PJM_ROR | MISO_MI | Internal | Winter | B18 | 400 | 1305 | 0 | 63.28 | 62.05 | 2 | 0
2040 | PJM_ROR_2_MISO_MI | PJM_ROR | MISO_MI | Internal | Winter | B19 | 700 | 1305 | 0 | 60.82 | 58.84 | 2 | 0
2040 | PJM_ROR_2_MISO_MI | PJM_ROR | MISO_MI | Internal | Winter | B20 | 935 | 1305 | 0 | 55.11 | 53.11 | 2 | 0
2040 | PJM_ROR_2_MISO_MO-IL | PJM_ROR | MISO_MO-IL | Internal | Shoulder | B11 | 25 | 1111 | 75.44 | 81.83 | 83.83 | 2 | 0
2040 | PJM_ROR_2_MISO_MO-IL | PJM_ROR | MISO_MO-IL | Internal | Shoulder | B12 | 200 | 1111 | 0 | 63.98 | 62.61 | 2 | 0
2040 | PJM_ROR_2_MISO_MO-IL | PJM_ROR | MISO_MO-IL | Internal | Shoulder | B13 | 600 | 1111 | 0 | 59.89 | 59.73 | 2 | 0
2040 | PJM_ROR_2_MISO_MO-IL | PJM_ROR | MISO_MO-IL | Internal | Shoulder | B14 | 900 | 1111 | 0 | 56.97 | 57.2 | 2 | 0
2040 | PJM_ROR_2_MISO_MO-IL | PJM_ROR | MISO_MO-IL | Internal | Shoulder | B15 | 1203 | 1111 | 0 | 52.21 | 50.45 | 2 | 0
2040 | PJM_ROR_2_MISO_MO-IL | PJM_ROR | MISO_MO-IL | Internal | Summer | B1 | 10 | 1111 | 0 | 110.98 | 107.99 | 2 | 0
2040 | PJM_ROR_2_MISO_MO-IL | PJM_ROR | MISO_MO-IL | Internal | Summer | B2 | 25 | 1111 | 0 | 97.83 | 95.84 | 2 | 0
2040 | PJM_ROR_2_MISO_MO-IL | PJM_ROR | MISO_MO-IL | Internal | Summer | B3 | 75 | 1111 | 285.83 | 91.45 | 93.45 | 2 | 0
2040 | PJM_ROR_2_MISO_MO-IL | PJM_ROR | MISO_MO-IL | Internal | Summer | B4 | 100 | 1111 | 0 | 91.45 | 93.12 | 2 | 0
2040 | PJM_ROR_2_MISO_MO-IL | PJM_ROR | MISO_MO-IL | Internal | Summer | B5 | 200 | 1111 | 0 | 88.93 | 90.81 | 2 | 0
2040 | PJM_ROR_2_MISO_MO-IL | PJM_ROR | MISO_MO-IL | Internal | Summer | B6 | 300 | 1111 | 0 | 67.05 | 68.66 | 2 | 0
2040 | PJM_ROR_2_MISO_MO-IL | PJM_ROR | MISO_MO-IL | Internal | Summer | B7 | 400 | 1111 | 0 | 56.09 | 58.06 | 2 | 0
2040 | PJM_ROR_2_MISO_MO-IL | PJM_ROR | MISO_MO-IL | Internal | Summer | B8 | 500 | 1111 | 0 | 52.79 | 54.75 | 2 | 0
2040 | PJM_ROR_2_MISO_MO-IL | PJM_ROR | MISO_MO-IL | Internal | Summer | B9 | 800 | 1111 | 0 | 50.35 | 50.59 | 2 | 0
2040 | PJM_ROR_2_MISO_MO-IL | PJM_ROR | MISO_MO-IL | Internal | Summer | B10 | 1262 | 1111 | 0 | 48.51 | 43.05 | 2 | 0
2040 | PJM_ROR_2_MISO_MO-IL | PJM_ROR | MISO_MO-IL | Internal | Winter | B16 | 25 | 1111 | 0 | 84 | 82 | 2 | 0
2040 | PJM_ROR_2_MISO_MO-IL | PJM_ROR | MISO_MO-IL | Internal | Winter | B17 | 100 | 1111 | 0 | 70.07 | 65.76 | 2 | 0
2040 | PJM_ROR_2_MISO_MO-IL | PJM_ROR | MISO_MO-IL | Internal | Winter | B18 | 400 | 1111 | 0 | 63.28 | 62.03 | 2 | 0
2040 | PJM_ROR_2_MISO_MO-IL | PJM_ROR | MISO_MO-IL | Internal | Winter | B19 | 700 | 1111 | 0 | 60.82 | 58.82 | 2 | 0
2040 | PJM_ROR_2_MISO_MO-IL | PJM_ROR | MISO_MO-IL | Internal | Winter | B20 | 935 | 1111 | 0 | 55.11 | 48.52 | 2 | 0
2040 | PJM_ROR_2_MISO_W | PJM_ROR | MISO_W | Internal | Shoulder | B11 | 25 | 709 | 0 | 81.83 | 81.18 | 2 | 0
2040 | PJM_ROR_2_MISO_W | PJM_ROR | MISO_W | Internal | Shoulder | B12 | 200 | 709 | 0 | 63.98 | 61.96 | 2 | 0
2040 | PJM_ROR_2_MISO_W | PJM_ROR | MISO_W | Internal | Shoulder | B13 | 600 | 709 | 0 | 59.89 | 59.72 | 2 | 0
2040 | PJM_ROR_2_MISO_W | PJM_ROR | MISO_W | Internal | Shoulder | B14 | 900 | 709 | 0 | 56.97 | 57.19 | 2 | 0
2040 | PJM_ROR_2_MISO_W | PJM_ROR | MISO_W | Internal | Shoulder | B15 | 1203 | 709 | 0 | 52.21 | 50.44 | 2 | 0
2040 | PJM_ROR_2_MISO_W | PJM_ROR | MISO_W | Internal | Summer | B1 | 10 | 709 | 0 | 110.98 | 107.98 | 2 | 0
2040 | PJM_ROR_2_MISO_W | PJM_ROR | MISO_W | Internal | Summer | B2 | 25 | 709 | 0 | 97.83 | 95.83 | 2 | 0
2040 | PJM_ROR_2_MISO_W | PJM_ROR | MISO_W | Internal | Summer | B3 | 75 | 709 | 709 | 91.45 | 93.46 | 2 | 0.01
2040 | PJM_ROR_2_MISO_W | PJM_ROR | MISO_W | Internal | Summer | B4 | 100 | 709 | 0 | 91.45 | 93.1 | 2 | 0
2040 | PJM_ROR_2_MISO_W | PJM_ROR | MISO_W | Internal | Summer | B5 | 200 | 709 | 0 | 88.93 | 90.8 | 2 | 0
2040 | PJM_ROR_2_MISO_W | PJM_ROR | MISO_W | Internal | Summer | B6 | 300 | 709 | 0 | 67.05 | 68.65 | 2 | 0
2040 | PJM_ROR_2_MISO_W | PJM_ROR | MISO_W | Internal | Summer | B7 | 400 | 709 | 0 | 56.09 | 58.05 | 2 | 0
2040 | PJM_ROR_2_MISO_W | PJM_ROR | MISO_W | Internal | Summer | B8 | 500 | 709 | 0 | 52.79 | 54.74 | 2 | 0
2040 | PJM_ROR_2_MISO_W | PJM_ROR | MISO_W | Internal | Summer | B9 | 800 | 709 | 0 | 50.35 | 50.57 | 2 | 0
2040 | PJM_ROR_2_MISO_W | PJM_ROR | MISO_W | Internal | Summer | B10 | 1262 | 709 | 0 | 48.51 | 42.84 | 2 | 0
2040 | PJM_ROR_2_MISO_W | PJM_ROR | MISO_W | Internal | Winter | B16 | 25 | 709 | 0 | 84 | 75.99 | 2 | 0
2040 | PJM_ROR_2_MISO_W | PJM_ROR | MISO_W | Internal | Winter | B17 | 100 | 709 | 0 | 70.07 | 65.75 | 2 | 0
2040 | PJM_ROR_2_MISO_W | PJM_ROR | MISO_W | Internal | Winter | B18 | 400 | 709 | 0 | 63.28 | 62.02 | 2 | 0
2040 | PJM_ROR_2_MISO_W | PJM_ROR | MISO_W | Internal | Winter | B19 | 700 | 709 | 0 | 60.82 | 58.82 | 2 | 0
2040 | PJM_ROR_2_MISO_W | PJM_ROR | MISO_W | Internal | Winter | B20 | 935 | 709 | 0 | 55.11 | 48.5 | 2 | 0
2040 | PJM_ROR_2_MISO_WUMS | PJM_ROR | MISO_WUMS | Internal | Shoulder | B11 | 25 | 1467 | 0 | 81.83 | 81.19 | 2 | 0
2040 | PJM_ROR_2_MISO_WUMS | PJM_ROR | MISO_WUMS | Internal | Shoulder | B12 | 200 | 1467 | 0 | 63.98 | 61.98 | 2 | 0
2040 | PJM_ROR_2_MISO_WUMS | PJM_ROR | MISO_WUMS | Internal | Shoulder | B13 | 600 | 1467 | 0 | 59.89 | 59.7 | 2 | 0
2040 | PJM_ROR_2_MISO_WUMS | PJM_ROR | MISO_WUMS | Internal | Shoulder | B14 | 900 | 1467 | 0 | 56.97 | 57.18 | 2 | 0
2040 | PJM_ROR_2_MISO_WUMS | PJM_ROR | MISO_WUMS | Internal | Shoulder | B15 | 1203 | 1467 | 0 | 52.21 | 52.4 | 2 | 0
2040 | PJM_ROR_2_MISO_WUMS | PJM_ROR | MISO_WUMS | Internal | Summer | B1 | 10 | 1467 | 0 | 110.98 | 89.02 | 2 | 0
2040 | PJM_ROR_2_MISO_WUMS | PJM_ROR | MISO_WUMS | Internal | Summer | B2 | 25 | 1467 | 0 | 97.83 | 89.02 | 2 | 0
2040 | PJM_ROR_2_MISO_WUMS | PJM_ROR | MISO_WUMS | Internal | Summer | B3 | 75 | 1467 | 0 | 91.45 | 89.02 | 2 | 0
2040 | PJM_ROR_2_MISO_WUMS | PJM_ROR | MISO_WUMS | Internal | Summer | B4 | 100 | 1467 | 0 | 91.45 | 89.02 | 2 | 0
2040 | PJM_ROR_2_MISO_WUMS | PJM_ROR | MISO_WUMS | Internal | Summer | B5 | 200 | 1467 | 0 | 88.93 | 89.02 | 2 | 0
2040 | PJM_ROR_2_MISO_WUMS | PJM_ROR | MISO_WUMS | Internal | Summer | B6 | 300 | 1467 | 0 | 67.05 | 68.63 | 2 | 0
2040 | PJM_ROR_2_MISO_WUMS | PJM_ROR | MISO_WUMS | Internal | Summer | B7 | 400 | 1467 | 0 | 56.09 | 58.04 | 2 | 0
2040 | PJM_ROR_2_MISO_WUMS | PJM_ROR | MISO_WUMS | Internal | Summer | B8 | 500 | 1467 | 0 | 52.79 | 54.75 | 2 | 0
2040 | PJM_ROR_2_MISO_WUMS | PJM_ROR | MISO_WUMS | Internal | Summer | B9 | 800 | 1467 | 0 | 50.35 | 50.59 | 2 | 0
2040 | PJM_ROR_2_MISO_WUMS | PJM_ROR | MISO_WUMS | Internal | Summer | B10 | 1262 | 1467 | 232.87 | 48.51 | 50.51 | 2 | 0
2040 | PJM_ROR_2_MISO_WUMS | PJM_ROR | MISO_WUMS | Internal | Winter | B16 | 25 | 1467 | 0 | 84 | 82 | 2 | 0
2040 | PJM_ROR_2_MISO_WUMS | PJM_ROR | MISO_WUMS | Internal | Winter | B17 | 100 | 1467 | 0 | 70.07 | 68.07 | 2 | 0
2040 | PJM_ROR_2_MISO_WUMS | PJM_ROR | MISO_WUMS | Internal | Winter | B18 | 400 | 1467 | 0 | 63.28 | 62.03 | 2 | 0
2040 | PJM_ROR_2_MISO_WUMS | PJM_ROR | MISO_WUMS | Internal | Winter | B19 | 700 | 1467 | 0 | 60.82 | 58.83 | 2 | 0
2040 | PJM_ROR_2_MISO_WUMS | PJM_ROR | MISO_WUMS | Internal | Winter | B20 | 935 | 1467 | 0 | 55.11 | 55.91 | 2 | 0
2040 | PJM_ROR_2_PJM_ROM | PJM_ROR | PJM_ROM | Internal | Shoulder | B11 | 25 | 8000 | 0 | 81.83 | 65.27 | 0.01 | 0
2040 | PJM_ROR_2_PJM_ROM | PJM_ROR | PJM_ROM | Internal | Shoulder | B12 | 200 | 8000 | 0 | 63.98 | 63.2 | 0.01 | 0
2040 | PJM_ROR_2_PJM_ROM | PJM_ROR | PJM_ROM | Internal | Shoulder | B13 | 600 | 8000 | 0 | 59.89 | 55.76 | 0.01 | 0
2040 | PJM_ROR_2_PJM_ROM | PJM_ROR | PJM_ROM | Internal | Shoulder | B14 | 900 | 8000 | 0 | 56.97 | 54.04 | 0.01 | 0
2040 | PJM_ROR_2_PJM_ROM | PJM_ROR | PJM_ROM | Internal | Shoulder | B15 | 1203 | 8000 | 0 | 52.21 | 51.45 | 0.01 | 0
2040 | PJM_ROR_2_PJM_ROM | PJM_ROR | PJM_ROM | Internal | Summer | B1 | 10 | 8000 | 0 | 110.98 | 110.97 | 0.01 | 0
2040 | PJM_ROR_2_PJM_ROM | PJM_ROR | PJM_ROM | Internal | Summer | B2 | 25 | 8000 | 0 | 97.83 | 97.81 | 0.01 | 0
2040 | PJM_ROR_2_PJM_ROM | PJM_ROR | PJM_ROM | Internal | Summer | B3 | 75 | 8000 | 0 | 91.45 | 83.36 | 0.01 | 0
2040 | PJM_ROR_2_PJM_ROM | PJM_ROR | PJM_ROM | Internal | Summer | B4 | 100 | 8000 | 0 | 91.45 | 78.23 | 0.01 | 0
2040 | PJM_ROR_2_PJM_ROM | PJM_ROR | PJM_ROM | Internal | Summer | B5 | 200 | 8000 | 0 | 88.93 | 75.83 | 0.01 | 0
2040 | PJM_ROR_2_PJM_ROM | PJM_ROR | PJM_ROM | Internal | Summer | B6 | 300 | 8000 | 0 | 67.05 | 66.39 | 0.01 | 0
2040 | PJM_ROR_2_PJM_ROM | PJM_ROR | PJM_ROM | Internal | Summer | B7 | 400 | 8000 | 0 | 56.09 | 56.08 | 0.01 | 0
2040 | PJM_ROR_2_PJM_ROM | PJM_ROR | PJM_ROM | Internal | Summer | B8 | 500 | 8000 | 0 | 52.79 | 52.78 | 0.01 | 0
2040 | PJM_ROR_2_PJM_ROM | PJM_ROR | PJM_ROM | Internal | Summer | B9 | 800 | 8000 | 0 | 50.35 | 49.44 | 0.01 | 0
2040 | PJM_ROR_2_PJM_ROM | PJM_ROR | PJM_ROM | Internal | Summer | B10 | 1262 | 8000 | 0 | 48.51 | 45.48 | 0.01 | 0
2040 | PJM_ROR_2_PJM_ROM | PJM_ROR | PJM_ROM | Internal | Winter | B16 | 25 | 8000 | 0 | 84 | 83.99 | 0.01 | 0
2040 | PJM_ROR_2_PJM_ROM | PJM_ROR | PJM_ROM | Internal | Winter | B17 | 100 | 8000 | 0 | 70.07 | 70.05 | 0.01 | 0
2040 | PJM_ROR_2_PJM_ROM | PJM_ROR | PJM_ROM | Internal | Winter | B18 | 400 | 8000 | 0 | 63.28 | 63.27 | 0.01 | 0
2040 | PJM_ROR_2_PJM_ROM | PJM_ROR | PJM_ROM | Internal | Winter | B19 | 700 | 8000 | 0 | 60.82 | 60.81 | 0.01 | 0
2040 | PJM_ROR_2_PJM_ROM | PJM_ROR | PJM_ROM | Internal | Winter | B20 | 935 | 8000 | 0 | 55.11 | 55.09 | 0.01 | 0
2040 | PJM_ROR_2_TVA_Transmission | PJM_ROR | TVA_Transmission | Internal | Shoulder | B11 | 25 | 2500 | 694.81 | 81.83 | 87.83 | 6 | 0
2040 | PJM_ROR_2_TVA_Transmission | PJM_ROR | TVA_Transmission | Internal | Shoulder | B12 | 200 | 2500 | 0 | 63.98 | 66.79 | 6 | 0
2040 | PJM_ROR_2_TVA_Transmission | PJM_ROR | TVA_Transmission | Internal | Shoulder | B13 | 600 | 2500 | 0 | 59.89 | 62.6 | 6 | 0
2040 | PJM_ROR_2_TVA_Transmission | PJM_ROR | TVA_Transmission | Internal | Shoulder | B14 | 900 | 2500 | 0 | 56.97 | 61.71 | 6 | 0
2040 | PJM_ROR_2_TVA_Transmission | PJM_ROR | TVA_Transmission | Internal | Shoulder | B15 | 1203 | 2500 | 0 | 52.21 | 56.39 | 6 | 0
2040 | PJM_ROR_2_TVA_Transmission | PJM_ROR | TVA_Transmission | Internal | Summer | B1 | 10 | 2500 | 0 | 110.98 | 107.99 | 6 | 0
2040 | PJM_ROR_2_TVA_Transmission | PJM_ROR | TVA_Transmission | Internal | Summer | B2 | 25 | 2500 | 2500 | 97.83 | 103.84 | 6 | 0.01
2040 | PJM_ROR_2_TVA_Transmission | PJM_ROR | TVA_Transmission | Internal | Summer | B3 | 75 | 2500 | 1261.67 | 91.45 | 97.45 | 6 | 0
2040 | PJM_ROR_2_TVA_Transmission | PJM_ROR | TVA_Transmission | Internal | Summer | B4 | 100 | 2500 | 411.93 | 91.45 | 97.45 | 6 | 0
2040 | PJM_ROR_2_TVA_Transmission | PJM_ROR | TVA_Transmission | Internal | Summer | B5 | 200 | 2500 | 608.5 | 88.93 | 94.93 | 6 | 0
2040 | PJM_ROR_2_TVA_Transmission | PJM_ROR | TVA_Transmission | Internal | Summer | B6 | 300 | 2500 | 2004 | 67.05 | 73.05 | 6 | 0
2040 | PJM_ROR_2_TVA_Transmission | PJM_ROR | TVA_Transmission | Internal | Summer | B7 | 400 | 2500 | 0 | 56.09 | 61.34 | 6 | 0
2040 | PJM_ROR_2_TVA_Transmission | PJM_ROR | TVA_Transmission | Internal | Summer | B8 | 500 | 2500 | 737.85 | 52.79 | 58.79 | 6 | 0
2040 | PJM_ROR_2_TVA_Transmission | PJM_ROR | TVA_Transmission | Internal | Summer | B9 | 800 | 2500 | 103.27 | 50.35 | 56.35 | 6 | 0
2040 | PJM_ROR_2_TVA_Transmission | PJM_ROR | TVA_Transmission | Internal | Summer | B10 | 1262 | 2500 | 0 | 48.51 | 47.46 | 6 | 0
2040 | PJM_ROR_2_TVA_Transmission | PJM_ROR | TVA_Transmission | Internal | Winter | B16 | 25 | 2500 | 0 | 84 | 88.43 | 6 | 0
2040 | PJM_ROR_2_TVA_Transmission | PJM_ROR | TVA_Transmission | Internal | Winter | B17 | 100 | 2500 | 0 | 70.07 | 70.95 | 6 | 0
2040 | PJM_ROR_2_TVA_Transmission | PJM_ROR | TVA_Transmission | Internal | Winter | B18 | 400 | 2500 | 0 | 63.28 | 63.92 | 6 | 0
2040 | PJM_ROR_2_TVA_Transmission | PJM_ROR | TVA_Transmission | Internal | Winter | B19 | 700 | 2500 | 0 | 60.82 | 62.84 | 6 | 0
2040 | PJM_ROR_2_TVA_Transmission | PJM_ROR | TVA_Transmission | Internal | Winter | B20 | 935 | 2500 | 0 | 55.11 | 56.52 | 6 | 0
2040 | PJM_ROR_2_VACAR | PJM_ROR | VACAR | Internal | Shoulder | B11 | 25 | 3000 | 2392.43 | 81.83 | 87.83 | 6 | 0
2040 | PJM_ROR_2_VACAR | PJM_ROR | VACAR | Internal | Shoulder | B12 | 200 | 3000 | 0 | 63.98 | 66.97 | 6 | 0
2040 | PJM_ROR_2_VACAR | PJM_ROR | VACAR | Internal | Shoulder | B13 | 600 | 3000 | 0 | 59.89 | 57.87 | 6 | 0
2040 | PJM_ROR_2_VACAR | PJM_ROR | VACAR | Internal | Shoulder | B14 | 900 | 3000 | 0 | 56.97 | 57.87 | 6 | 0
2040 | PJM_ROR_2_VACAR | PJM_ROR | VACAR | Internal | Shoulder | B15 | 1203 | 3000 | 0 | 52.21 | 57.87 | 6 | 0
2040 | PJM_ROR_2_VACAR | PJM_ROR | VACAR | Internal | Summer | B1 | 10 | 3000 | 1448.88 | 110.98 | 116.98 | 6 | 0
2040 | PJM_ROR_2_VACAR | PJM_ROR | VACAR | Internal | Summer | B2 | 25 | 3000 | 297.92 | 97.83 | 103.83 | 6 | 0
2040 | PJM_ROR_2_VACAR | PJM_ROR | VACAR | Internal | Summer | B3 | 75 | 3000 | 3000 | 91.45 | 99.88 | 6 | 2.43
2040 | PJM_ROR_2_VACAR | PJM_ROR | VACAR | Internal | Summer | B4 | 100 | 3000 | 1989.37 | 91.45 | 97.45 | 6 | 0
2040 | PJM_ROR_2_VACAR | PJM_ROR | VACAR | Internal | Summer | B5 | 200 | 3000 | 2628.83 | 88.93 | 94.93 | 6 | 0
2040 | PJM_ROR_2_VACAR | PJM_ROR | VACAR | Internal | Summer | B6 | 300 | 3000 | 3000 | 67.05 | 75.05 | 6 | 2
2040 | PJM_ROR_2_VACAR | PJM_ROR | VACAR | Internal | Summer | B7 | 400 | 3000 | 1499.09 | 56.09 | 62.09 | 6 | 0
2040 | PJM_ROR_2_VACAR | PJM_ROR | VACAR | Internal | Summer | B8 | 500 | 3000 | 0 | 52.79 | 55.5 | 6 | 0
2040 | PJM_ROR_2_VACAR | PJM_ROR | VACAR | Internal | Summer | B9 | 800 | 3000 | 0 | 50.35 | 55.5 | 6 | 0
2040 | PJM_ROR_2_VACAR | PJM_ROR | VACAR | Internal | Summer | B10 | 1262 | 3000 | 3000 | 48.51 | 55.5 | 6 | 0.99
2040 | PJM_ROR_2_VACAR | PJM_ROR | VACAR | Internal | Winter | B16 | 25 | 3000 | 3000 | 84 | 95.76 | 6 | 5.76
2040 | PJM_ROR_2_VACAR | PJM_ROR | VACAR | Internal | Winter | B17 | 100 | 3000 | 0 | 70.07 | 74.35 | 6 | 0
2040 | PJM_ROR_2_VACAR | PJM_ROR | VACAR | Internal | Winter | B18 | 400 | 3000 | 0 | 63.28 | 63.48 | 6 | 0
2040 | PJM_ROR_2_VACAR | PJM_ROR | VACAR | Internal | Winter | B19 | 700 | 3000 | 0 | 60.82 | 63.48 | 6 | 0
2040 | PJM_ROR_2_VACAR | PJM_ROR | VACAR | Internal | Winter | B20 | 935 | 3000 | 3000 | 55.11 | 63.48 | 6 | 2.37
2040 | PJM_ROM_2_NYISO_A-F | PJM_ROM | NYISO_A-F | Internal | Shoulder | B11 | 25 | 2000 | 0 | 65.27 | 57.27 | 6 | 0
2040 | PJM_ROM_2_NYISO_A-F | PJM_ROM | NYISO_A-F | Internal | Shoulder | B12 | 200 | 2000 | 0 | 63.2 | 57.27 | 6 | 0
2040 | PJM_ROM_2_NYISO_A-F | PJM_ROM | NYISO_A-F | Internal | Shoulder | B13 | 600 | 2000 | 0 | 55.76 | 52.18 | 6 | 0
2040 | PJM_ROM_2_NYISO_A-F | PJM_ROM | NYISO_A-F | Internal | Shoulder | B14 | 900 | 2000 | 0 | 54.04 | 51.52 | 6 | 0
2040 | PJM_ROM_2_NYISO_A-F | PJM_ROM | NYISO_A-F | Internal | Shoulder | B15 | 1203 | 2000 | 0 | 51.45 | 51.38 | 6 | 0
2040 | PJM_ROM_2_NYISO_A-F | PJM_ROM | NYISO_A-F | Internal | Summer | B1 | 10 | 2000 | 0 | 110.97 | 102.97 | 6 | 0
2040 | PJM_ROM_2_NYISO_A-F | PJM_ROM | NYISO_A-F | Internal | Summer | B2 | 25 | 2000 | 0 | 97.81 | 89.81 | 6 | 0
2040 | PJM_ROM_2_NYISO_A-F | PJM_ROM | NYISO_A-F | Internal | Summer | B3 | 75 | 2000 | 0 | 83.36 | 75.36 | 6 | 0
2040 | PJM_ROM_2_NYISO_A-F | PJM_ROM | NYISO_A-F | Internal | Summer | B4 | 100 | 2000 | 0 | 78.23 | 70.23 | 6 | 0
2040 | PJM_ROM_2_NYISO_A-F | PJM_ROM | NYISO_A-F | Internal | Summer | B5 | 200 | 2000 | 0 | 75.83 | 67.5 | 6 | 0
2040 | PJM_ROM_2_NYISO_A-F | PJM_ROM | NYISO_A-F | Internal | Summer | B6 | 300 | 2000 | 0 | 66.39 | 58.39 | 6 | 0
2040 | PJM_ROM_2_NYISO_A-F | PJM_ROM | NYISO_A-F | Internal | Summer | B7 | 400 | 2000 | 0 | 56.08 | 50.89 | 6 | 0
2040 | PJM_ROM_2_NYISO_A-F | PJM_ROM | NYISO_A-F | Internal | Summer | B8 | 500 | 2000 | 0 | 52.78 | 50.89 | 6 | 0
2040 | PJM_ROM_2_NYISO_A-F | PJM_ROM | NYISO_A-F | Internal | Summer | B9 | 800 | 2000 | 0 | 49.44 | 50.89 | 6 | 0
2040 | PJM_ROM_2_NYISO_A-F | PJM_ROM | NYISO_A-F | Internal | Summer | B10 | 1262 | 2000 | 0 | 45.48 | 50.89 | 6 | 0
2040 | PJM_ROM_2_NYISO_A-F | PJM_ROM | NYISO_A-F | Internal | Winter | B16 | 25 | 2000 | 0 | 83.99 | 75.99 | 6 | 0
2040 | PJM_ROM_2_NYISO_A-F | PJM_ROM | NYISO_A-F | Internal | Winter | B17 | 100 | 2000 | 0 | 70.05 | 62.05 | 6 | 0
2040 | PJM_ROM_2_NYISO_A-F | PJM_ROM | NYISO_A-F | Internal | Winter | B18 | 400 | 2000 | 0 | 63.27 | 60.36 | 6 | 0
2040 | PJM_ROM_2_NYISO_A-F | PJM_ROM | NYISO_A-F | Internal | Winter | B19 | 700 | 2000 | 0 | 60.81 | 60.36 | 6 | 0
2040 | PJM_ROM_2_NYISO_A-F | PJM_ROM | NYISO_A-F | Internal | Winter | B20 | 935 | 2000 | 0 | 55.09 | 60.36 | 6 | 0
2040 | PJM_ROM_2_PJM_E | PJM_ROM | PJM_E | Internal | Shoulder | B11 | 25 | 8000 | 1783.36 | 65.27 | 65.28 | 0.01 | 0
2040 | PJM_ROM_2_PJM_E | PJM_ROM | PJM_E | Internal | Shoulder | B12 | 200 | 8000 | 1798.01 | 63.2 | 63.21 | 0.01 | 0
2040 | PJM_ROM_2_PJM_E | PJM_ROM | PJM_E | Internal | Shoulder | B13 | 600 | 8000 | 2031.26 | 55.76 | 55.78 | 0.01 | 0
2040 | PJM_ROM_2_PJM_E | PJM_ROM | PJM_E | Internal | Shoulder | B14 | 900 | 8000 | 2515.34 | 54.04 | 54.05 | 0.01 | 0
2040 | PJM_ROM_2_PJM_E | PJM_ROM | PJM_E | Internal | Shoulder | B15 | 1203 | 8000 | 3662.23 | 51.45 | 51.47 | 0.01 | 0
2040 | PJM_ROM_2_PJM_E | PJM_ROM | PJM_E | Internal | Summer | B1 | 10 | 8000 | 7041.44 | 110.97 | 110.98 | 0.01 | 0
2040 | PJM_ROM_2_PJM_E | PJM_ROM | PJM_E | Internal | Summer | B2 | 25 | 8000 | 6563.88 | 97.81 | 97.83 | 0.01 | 0
2040 | PJM_ROM_2_PJM_E | PJM_ROM | PJM_E | Internal | Summer | B3 | 75 | 8000 | 2924.07 | 83.36 | 83.37 | 0.01 | 0
2040 | PJM_ROM_2_PJM_E | PJM_ROM | PJM_E | Internal | Summer | B4 | 100 | 8000 | 3772.68 | 78.23 | 78.24 | 0.01 | 0
2040 | PJM_ROM_2_PJM_E | PJM_ROM | PJM_E | Internal | Summer | B5 | 200 | 8000 | 4638.98 | 75.83 | 75.85 | 0.01 | 0
2040 | PJM_ROM_2_PJM_E | PJM_ROM | PJM_E | Internal | Summer | B6 | 300 | 8000 | 4375.76 | 66.39 | 66.4 | 0.01 | 0
2040 | PJM_ROM_2_PJM_E | PJM_ROM | PJM_E | Internal | Summer | B7 | 400 | 8000 | 3844.69 | 56.08 | 56.09 | 0.01 | 0
2040 | PJM_ROM_2_PJM_E | PJM_ROM | PJM_E | Internal | Summer | B8 | 500 | 8000 | 3769.37 | 52.78 | 52.79 | 0.01 | 0
2040 | PJM_ROM_2_PJM_E | PJM_ROM | PJM_E | Internal | Summer | B9 | 800 | 8000 | 4884.66 | 49.44 | 49.45 | 0.01 | 0
2040 | PJM_ROM_2_PJM_E | PJM_ROM | PJM_E | Internal | Summer | B10 | 1262 | 8000 | 4822.74 | 45.48 | 45.5 | 0.01 | 0
2040 | PJM_ROM_2_PJM_E | PJM_ROM | PJM_E | Internal | Winter | B16 | 25 | 8000 | 4036.25 | 83.99 | 84 | 0.01 | 0
2040 | PJM_ROM_2_PJM_E | PJM_ROM | PJM_E | Internal | Winter | B17 | 100 | 8000 | 5138.24 | 70.05 | 70.07 | 0.01 | 0
2040 | PJM_ROM_2_PJM_E | PJM_ROM | PJM_E | Internal | Winter | B18 | 400 | 8000 | 4349.42 | 63.27 | 63.28 | 0.01 | 0
2040 | PJM_ROM_2_PJM_E | PJM_ROM | PJM_E | Internal | Winter | B19 | 700 | 8000 | 4935.9 | 60.81 | 60.82 | 0.01 | 0
2040 | PJM_ROM_2_PJM_E | PJM_ROM | PJM_E | Internal | Winter | B20 | 935 | 8000 | 5266.69 | 55.09 | 55.11 | 0.01 | 0
2040 | PJM_ROM_2_PJM_ROR | PJM_ROM | PJM_ROR | Internal | Shoulder | B11 | 25 | 8000 | 8000 | 65.27 | 81.83 | 0.01 | 16.55
2040 | PJM_ROM_2_PJM_ROR | PJM_ROM | PJM_ROR | Internal | Shoulder | B12 | 200 | 8000 | 8000 | 63.2 | 63.98 | 0.01 | 0.76
2040 | PJM_ROM_2_PJM_ROR | PJM_ROM | PJM_ROR | Internal | Shoulder | B13 | 600 | 8000 | 8000 | 55.76 | 59.89 | 0.01 | 4.11
2040 | PJM_ROM_2_PJM_ROR | PJM_ROM | PJM_ROR | Internal | Shoulder | B14 | 900 | 8000 | 8000 | 54.04 | 56.97 | 0.01 | 2.91
2040 | PJM_ROM_2_PJM_ROR | PJM_ROM | PJM_ROR | Internal | Shoulder | B15 | 1203 | 8000 | 8000 | 51.45 | 52.21 | 0.01 | 0.74
2040 | PJM_ROM_2_PJM_ROR | PJM_ROM | PJM_ROR | Internal | Summer | B1 | 10 | 8000 | 2310.85 | 110.97 | 110.98 | 0.01 | 0
2040 | PJM_ROM_2_PJM_ROR | PJM_ROM | PJM_ROR | Internal | Summer | B2 | 25 | 8000 | 2886.88 | 97.81 | 97.83 | 0.01 | 0
2040 | PJM_ROM_2_PJM_ROR | PJM_ROM | PJM_ROR | Internal | Summer | B3 | 75 | 8000 | 8000 | 83.36 | 91.45 | 0.01 | 8.08
2040 | PJM_ROM_2_PJM_ROR | PJM_ROM | PJM_ROR | Internal | Summer | B4 | 100 | 8000 | 8000 | 78.23 | 91.45 | 0.01 | 13.21
2040 | PJM_ROM_2_PJM_ROR | PJM_ROM | PJM_ROR | Internal | Summer | B5 | 200 | 8000 | 8000 | 75.83 | 88.93 | 0.01 | 13.08
2040 | PJM_ROM_2_PJM_ROR | PJM_ROM | PJM_ROR | Internal | Summer | B6 | 300 | 8000 | 8000 | 66.39 | 67.05 | 0.01 | 0.65
2040 | PJM_ROM_2_PJM_ROR | PJM_ROM | PJM_ROR | Internal | Summer | B7 | 400 | 8000 | 7525.52 | 56.08 | 56.09 | 0.01 | 0
2040 | PJM_ROM_2_PJM_ROR | PJM_ROM | PJM_ROR | Internal | Summer | B8 | 500 | 8000 | 7251.3 | 52.78 | 52.79 | 0.01 | 0
2040 | PJM_ROM_2_PJM_ROR | PJM_ROM | PJM_ROR | Internal | Summer | B9 | 800 | 8000 | 8000 | 49.44 | 50.35 | 0.01 | 0.9
2040 | PJM_ROM_2_PJM_ROR | PJM_ROM | PJM_ROR | Internal | Summer | B10 | 1262 | 8000 | 8000 | 45.48 | 48.51 | 0.01 | 3.01
2040 | PJM_ROM_2_PJM_ROR | PJM_ROM | PJM_ROR | Internal | Winter | B16 | 25 | 8000 | 7641.42 | 83.99 | 84 | 0.01 | 0
2040 | PJM_ROM_2_PJM_ROR | PJM_ROM | PJM_ROR | Internal | Winter | B17 | 100 | 8000 | 4859.96 | 70.05 | 70.07 | 0.01 | 0
2040 | PJM_ROM_2_PJM_ROR | PJM_ROM | PJM_ROR | Internal | Winter | B18 | 400 | 8000 | 6562.76 | 63.27 | 63.28 | 0.01 | 0
2040 | PJM_ROM_2_PJM_ROR | PJM_ROM | PJM_ROR | Internal | Winter | B19 | 700 | 8000 | 5710.95 | 60.81 | 60.82 | 0.01 | 0
2040 | PJM_ROM_2_PJM_ROR | PJM_ROM | PJM_ROR | Internal | Winter | B20 | 935 | 8000 | 5616.84 | 55.09 | 55.11 | 0.01 | 0
2040 | SOCO_2_FRCC | SOCO | FRCC | Internal | Shoulder | B11 | 25 | 3700 | 2048.27 | 96.83 | 106.83 | 10 | 0
2040 | SOCO_2_FRCC | SOCO | FRCC | Internal | Shoulder | B12 | 200 | 3700 | 0 | 62.73 | 72.59 | 10 | 0
2040 | SOCO_2_FRCC | SOCO | FRCC | Internal | Shoulder | B13 | 600 | 3700 | 0 | 62.73 | 70.65 | 10 | 0
2040 | SOCO_2_FRCC | SOCO | FRCC | Internal | Shoulder | B14 | 900 | 3700 | 0 | 62.73 | 67.71 | 10 | 0
2040 | SOCO_2_FRCC | SOCO | FRCC | Internal | Shoulder | B15 | 1203 | 3700 | 0 | 62.73 | 67.71 | 10 | 0
2040 | SOCO_2_FRCC | SOCO | FRCC | Internal | Summer | B1 | 10 | 3700 | 1033.99 | 107.99 | 117.99 | 10 | 0
2040 | SOCO_2_FRCC | SOCO | FRCC | Internal | Summer | B2 | 25 | 3700 | 0 | 103.96 | 108.57 | 10 | 0
2040 | SOCO_2_FRCC | SOCO | FRCC | Internal | Summer | B3 | 75 | 3700 | 0 | 101.93 | 108.57 | 10 | 0
2040 | SOCO_2_FRCC | SOCO | FRCC | Internal | Summer | B4 | 100 | 3700 | 0 | 101.93 | 108.57 | 10 | 0
2040 | SOCO_2_FRCC | SOCO | FRCC | Internal | Summer | B5 | 200 | 3700 | 0 | 101.93 | 106.15 | 10 | 0
2040 | SOCO_2_FRCC | SOCO | FRCC | Internal | Summer | B6 | 300 | 3700 | 3552.31 | 82.05 | 92.05 | 10 | 0
2040 | SOCO_2_FRCC | SOCO | FRCC | Internal | Summer | B7 | 400 | 3700 | 1975 | 69.09 | 79.09 | 10 | 0
2040 | SOCO_2_FRCC | SOCO | FRCC | Internal | Summer | B8 | 500 | 3700 | 0 | 61.1 | 69.35 | 10 | 0
2040 | SOCO_2_FRCC | SOCO | FRCC | Internal | Summer | B9 | 800 | 3700 | 0 | 61.1 | 66.46 | 10 | 0
2040 | SOCO_2_FRCC | SOCO | FRCC | Internal | Summer | B10 | 1262 | 3700 | 2181.36 | 56.46 | 66.46 | 10 | 0
2040 | SOCO_2_FRCC | SOCO | FRCC | Internal | Winter | B16 | 25 | 3700 | 1173.52 | 91.7 | 101.7 | 10 | 0
2040 | SOCO_2_FRCC | SOCO | FRCC | Internal | Winter | B17 | 100 | 3700 | 21.86 | 66.55 | 76.55 | 10 | 0
2040 | SOCO_2_FRCC | SOCO | FRCC | Internal | Winter | B18 | 400 | 3700 | 0 | 66.55 | 72.57 | 10 | 0
2040 | SOCO_2_FRCC | SOCO | FRCC | Internal | Winter | B19 | 700 | 3700 | 0 | 66.55 | 70.87 | 10 | 0
2040 | SOCO_2_FRCC | SOCO | FRCC | Internal | Winter | B20 | 935 | 3700 | 1672.81 | 60.87 | 70.87 | 10 | 0
2040 | SOCO_2_VACAR | SOCO | VACAR | Internal | Shoulder | B11 | 25 | 2000 | 0 | 96.83 | 87.83 | 10 | 0
2040 | SOCO_2_VACAR | SOCO | VACAR | Internal | Shoulder | B12 | 200 | 2000 | 0 | 62.73 | 66.97 | 10 | 0
2040 | SOCO_2_VACAR | SOCO | VACAR | Internal | Shoulder | B13 | 600 | 2000 | 0 | 62.73 | 57.87 | 10 | 0
2040 | SOCO_2_VACAR | SOCO | VACAR | Internal | Shoulder | B14 | 900 | 2000 | 0 | 62.73 | 57.87 | 10 | 0
2040 | SOCO_2_VACAR | SOCO | VACAR | Internal | Shoulder | B15 | 1203 | 2000 | 0 | 62.73 | 57.87 | 10 | 0
2040 | SOCO_2_VACAR | SOCO | VACAR | Internal | Summer | B1 | 10 | 2000 | 0 | 107.99 | 116.98 | 10 | 0
2040 | SOCO_2_VACAR | SOCO | VACAR | Internal | Summer | B2 | 25 | 2000 | 0 | 103.96 | 103.83 | 10 | 0
2040 | SOCO_2_VACAR | SOCO | VACAR | Internal | Summer | B3 | 75 | 2000 | 0 | 101.93 | 99.88 | 10 | 0
2040 | SOCO_2_VACAR | SOCO | VACAR | Internal | Summer | B4 | 100 | 2000 | 0 | 101.93 | 97.45 | 10 | 0
2040 | SOCO_2_VACAR | SOCO | VACAR | Internal | Summer | B5 | 200 | 2000 | 0 | 101.93 | 94.93 | 10 | 0
2040 | SOCO_2_VACAR | SOCO | VACAR | Internal | Summer | B6 | 300 | 2000 | 0 | 82.05 | 75.05 | 10 | 0
2040 | SOCO_2_VACAR | SOCO | VACAR | Internal | Summer | B7 | 400 | 2000 | 0 | 69.09 | 62.09 | 10 | 0
2040 | SOCO_2_VACAR | SOCO | VACAR | Internal | Summer | B8 | 500 | 2000 | 0 | 61.1 | 55.5 | 10 | 0
2040 | SOCO_2_VACAR | SOCO | VACAR | Internal | Summer | B9 | 800 | 2000 | 0 | 61.1 | 55.5 | 10 | 0
2040 | SOCO_2_VACAR | SOCO | VACAR | Internal | Summer | B10 | 1262 | 2000 | 0 | 56.46 | 55.5 | 10 | 0
2040 | SOCO_2_VACAR | SOCO | VACAR | Internal | Winter | B16 | 25 | 2000 | 0 | 91.7 | 95.76 | 10 | 0
2040 | SOCO_2_VACAR | SOCO | VACAR | Internal | Winter | B17 | 100 | 2000 | 0 | 66.55 | 74.35 | 10 | 0
2040 | SOCO_2_VACAR | SOCO | VACAR | Internal | Winter | B18 | 400 | 2000 | 0 | 66.55 | 63.48 | 10 | 0
2040 | SOCO_2_VACAR | SOCO | VACAR | Internal | Winter | B19 | 700 | 2000 | 0 | 66.55 | 63.48 | 10 | 0
2040 | SOCO_2_VACAR | SOCO | VACAR | Internal | Winter | B20 | 935 | 2000 | 0 | 60.87 | 63.48 | 10 | 0
2040 | SPP_N_2_ENT | SPP_N | ENT | Internal | Shoulder | B11 | 25 | 1800 | 0 | 88.18 | 88.97 | 5 | 0
2040 | SPP_N_2_ENT | SPP_N | ENT | Internal | Shoulder | B12 | 200 | 1800 | 0 | 61.98 | 62.8 | 5 | 0
2040 | SPP_N_2_ENT | SPP_N | ENT | Internal | Shoulder | B13 | 600 | 1800 | 0 | 60.04 | 62.34 | 5 | 0
2040 | SPP_N_2_ENT | SPP_N | ENT | Internal | Shoulder | B14 | 900 | 1800 | 354.21 | 55.87 | 60.87 | 5 | 0
2040 | SPP_N_2_ENT | SPP_N | ENT | Internal | Shoulder | B15 | 1203 | 1800 | 1800 | 48.86 | 60.26 | 5 | 6.4
2040 | SPP_N_2_ENT | SPP_N | ENT | Internal | Summer | B1 | 10 | 1800 | 0 | 102.99 | 99.99 | 5 | 0
2040 | SPP_N_2_ENT | SPP_N | ENT | Internal | Summer | B2 | 25 | 1800 | 0 | 98.95 | 95.96 | 5 | 0
2040 | SPP_N_2_ENT | SPP_N | ENT | Internal | Summer | B3 | 75 | 1800 | 0 | 98.95 | 93.93 | 5 | 0
2040 | SPP_N_2_ENT | SPP_N | ENT | Internal | Summer | B4 | 100 | 1800 | 0 | 98.95 | 93.93 | 5 | 0
2040 | SPP_N_2_ENT | SPP_N | ENT | Internal | Summer | B5 | 200 | 1800 | 0 | 97.2 | 89.2 | 5 | 0
2040 | SPP_N_2_ENT | SPP_N | ENT | Internal | Summer | B6 | 300 | 1800 | 0 | 75.65 | 74.66 | 5 | 0
2040 | SPP_N_2_ENT | SPP_N | ENT | Internal | Summer | B7 | 400 | 1800 | 0 | 60.87 | 61.09 | 5 | 0
2040 | SPP_N_2_ENT | SPP_N | ENT | Internal | Summer | B8 | 500 | 1800 | 0 | 58.16 | 60.77 | 5 | 0
2040 | SPP_N_2_ENT | SPP_N | ENT | Internal | Summer | B9 | 800 | 1800 | 0 | 57.57 | 58.59 | 5 | 0
2040 | SPP_N_2_ENT | SPP_N | ENT | Internal | Summer | B10 | 1262 | 1800 | 1517.28 | 49.84 | 54.84 | 5 | 0
2040 | SPP_N_2_ENT | SPP_N | ENT | Internal | Winter | B16 | 25 | 1800 | 57.71 | 78.7 | 83.7 | 5 | 0
2040 | SPP_N_2_ENT | SPP_N | ENT | Internal | Winter | B17 | 100 | 1800 | 0 | 65.45 | 67.15 | 5 | 0
2040 | SPP_N_2_ENT | SPP_N | ENT | Internal | Winter | B18 | 400 | 1800 | 422.03 | 61.65 | 66.65 | 5 | 0
2040 | SPP_N_2_ENT | SPP_N | ENT | Internal | Winter | B19 | 700 | 1800 | 910.65 | 59.43 | 64.43 | 5 | 0
2040 | SPP_N_2_ENT | SPP_N | ENT | Internal | Winter | B20 | 935 | 1800 | 1800 | 46.02 | 58.88 | 5 | 7.86
2040 | SPP_N_2_MISO_MO-IL | SPP_N | MISO_MO-IL | Internal | Shoulder | B11 | 25 | 2000 | 0 | 88.18 | 83.83 | 5 | 0
2040 | SPP_N_2_MISO_MO-IL | SPP_N | MISO_MO-IL | Internal | Shoulder | B12 | 200 | 2000 | 0 | 61.98 | 62.61 | 5 | 0
2040 | SPP_N_2_MISO_MO-IL | SPP_N | MISO_MO-IL | Internal | Shoulder | B13 | 600 | 2000 | 0 | 60.04 | 59.73 | 5 | 0
2040 | SPP_N_2_MISO_MO-IL | SPP_N | MISO_MO-IL | Internal | Shoulder | B14 | 900 | 2000 | 0 | 55.87 | 57.2 | 5 | 0
2040 | SPP_N_2_MISO_MO-IL | SPP_N | MISO_MO-IL | Internal | Shoulder | B15 | 1203 | 2000 | 0 | 48.86 | 50.45 | 5 | 0
2040 | SPP_N_2_MISO_MO-IL | SPP_N | MISO_MO-IL | Internal | Summer | B1 | 10 | 2000 | 568.44 | 102.99 | 107.99 | 5 | 0
2040 | SPP_N_2_MISO_MO-IL | SPP_N | MISO_MO-IL | Internal | Summer | B2 | 25 | 2000 | 0 | 98.95 | 95.84 | 5 | 0
2040 | SPP_N_2_MISO_MO-IL | SPP_N | MISO_MO-IL | Internal | Summer | B3 | 75 | 2000 | 0 | 98.95 | 93.45 | 5 | 0
2040 | SPP_N_2_MISO_MO-IL | SPP_N | MISO_MO-IL | Internal | Summer | B4 | 100 | 2000 | 0 | 98.95 | 93.12 | 5 | 0
2040 | SPP_N_2_MISO_MO-IL | SPP_N | MISO_MO-IL | Internal | Summer | B5 | 200 | 2000 | 0 | 97.2 | 90.81 | 5 | 0
2040 | SPP_N_2_MISO_MO-IL | SPP_N | MISO_MO-IL | Internal | Summer | B6 | 300 | 2000 | 0 | 75.65 | 68.66 | 5 | 0
2040 | SPP_N_2_MISO_MO-IL | SPP_N | MISO_MO-IL | Internal | Summer | B7 | 400 | 2000 | 0 | 60.87 | 58.06 | 5 | 0
2040 | SPP_N_2_MISO_MO-IL | SPP_N | MISO_MO-IL | Internal | Summer | B8 | 500 | 2000 | 0 | 58.16 | 54.75 | 5 | 0
2040 | SPP_N_2_MISO_MO-IL | SPP_N | MISO_MO-IL | Internal | Summer | B9 | 800 | 2000 | 0 | 57.57 | 50.59 | 5 | 0
2040 | SPP_N_2_MISO_MO-IL | SPP_N | MISO_MO-IL | Internal | Summer | B10 | 1262 | 2000 | 0 | 49.84 | 43.05 | 5 | 0
2040 | SPP_N_2_MISO_MO-IL | SPP_N | MISO_MO-IL | Internal | Winter | B16 | 25 | 2000 | 0 | 78.7 | 82 | 5 | 0
2040 | SPP_N_2_MISO_MO-IL | SPP_N | MISO_MO-IL | Internal | Winter | B17 | 100 | 2000 | 0 | 65.45 | 65.76 | 5 | 0
2040 | SPP_N_2_MISO_MO-IL | SPP_N | MISO_MO-IL | Internal | Winter | B18 | 400 | 2000 | 0 | 61.65 | 62.03 | 5 | 0
2040 | SPP_N_2_MISO_MO-IL | SPP_N | MISO_MO-IL | Internal | Winter | B19 | 700 | 2000 | 0 | 59.43 | 58.82 | 5 | 0
2040 | SPP_N_2_MISO_MO-IL | SPP_N | MISO_MO-IL | Internal | Winter | B20 | 935 | 2000 | 0 | 46.02 | 48.52 | 5 | 0
2040 | SPP_N_2_SPP_S | SPP_N | SPP_S | Internal | Shoulder | B11 | 25 | 4000 | 0 | 88.18 | 83.07 | 0.01 | 0
2040 | SPP_N_2_SPP_S | SPP_N | SPP_S | Internal | Shoulder | B12 | 200 | 4000 | 0 | 61.98 | 60.19 | 0.01 | 0
2040 | SPP_N_2_SPP_S | SPP_N | SPP_S | Internal | Shoulder | B13 | 600 | 4000 | 811.86 | 60.04 | 60.05 | 0.01 | 0
2040 | SPP_N_2_SPP_S | SPP_N | SPP_S | Internal | Shoulder | B14 | 900 | 4000 | 0 | 55.87 | 55.67 | 0.01 | 0
2040 | SPP_N_2_SPP_S | SPP_N | SPP_S | Internal | Shoulder | B15 | 1203 | 4000 | 656.41 | 48.86 | 48.87 | 0.01 | 0
2040 | SPP_N_2_SPP_S | SPP_N | SPP_S | Internal | Summer | B1 | 10 | 4000 | 0 | 102.99 | 84.2 | 0.01 | 0
2040 | SPP_N_2_SPP_S | SPP_N | SPP_S | Internal | Summer | B2 | 25 | 4000 | 0 | 98.95 | 84.2 | 0.01 | 0
2040 | SPP_N_2_SPP_S | SPP_N | SPP_S | Internal | Summer | B3 | 75 | 4000 | 0 | 98.95 | 84.91 | 0.01 | 0
2040 | SPP_N_2_SPP_S | SPP_N | SPP_S | Internal | Summer | B4 | 100 | 4000 | 0 | 98.95 | 84.2 | 0.01 | 0
2040 | SPP_N_2_SPP_S | SPP_N | SPP_S | Internal | Summer | B5 | 200 | 4000 | 0 | 97.2 | 84.2 | 0.01 | 0
2040 | SPP_N_2_SPP_S | SPP_N | SPP_S | Internal | Summer | B6 | 300 | 4000 | 13.3 | 75.65 | 75.66 | 0.01 | 0
2040 | SPP_N_2_SPP_S | SPP_N | SPP_S | Internal | Summer | B7 | 400 | 4000 | 0 | 60.87 | 60.86 | 0.01 | 0
2040 | SPP_N_2_SPP_S | SPP_N | SPP_S | Internal | Summer | B8 | 500 | 4000 | 95.18 | 58.16 | 58.17 | 0.01 | 0
2040 | SPP_N_2_SPP_S | SPP_N | SPP_S | Internal | Summer | B9 | 800 | 4000 | 2905.37 | 57.57 | 57.59 | 0.01 | 0
2040 | SPP_N_2_SPP_S | SPP_N | SPP_S | Internal | Summer | B10 | 1262 | 4000 | 1835.71 | 49.84 | 49.86 | 0.01 | 0
2040 | SPP_N_2_SPP_S | SPP_N | SPP_S | Internal | Winter | B16 | 25 | 4000 | 0 | 78.7 | 64.4 | 0.01 | 0
2040 | SPP_N_2_SPP_S | SPP_N | SPP_S | Internal | Winter | B17 | 100 | 4000 | 0 | 65.45 | 64.25 | 0.01 | 0
2040 | SPP_N_2_SPP_S | SPP_N | SPP_S | Internal | Winter | B18 | 400 | 4000 | 0 | 61.65 | 61.65 | 0.01 | 0
2040 | SPP_N_2_SPP_S | SPP_N | SPP_S | Internal | Winter | B19 | 700 | 4000 | 0 | 59.43 | 59.42 | 0.01 | 0
2040 | SPP_N_2_SPP_S | SPP_N | SPP_S | Internal | Winter | B20 | 935 | 4000 | 758.57 | 46.02 | 46.03 | 0.01 | 0
2040 | SPP_S_2_ENT | SPP_S | ENT | Internal | Shoulder | B11 | 25 | 850 | 850 | 83.07 | 88.97 | 5 | 0.9
2040 | SPP_S_2_ENT | SPP_S | ENT | Internal | Shoulder | B12 | 200 | 850 | 0 | 60.19 | 62.8 | 5 | 0
2040 | SPP_S_2_ENT | SPP_S | ENT | Internal | Shoulder | B13 | 600 | 850 | 0 | 60.05 | 62.34 | 5 | 0
2040 | SPP_S_2_ENT | SPP_S | ENT | Internal | Shoulder | B14 | 900 | 850 | 850 | 55.67 | 60.87 | 5 | 0.2
2040 | SPP_S_2_ENT | SPP_S | ENT | Internal | Shoulder | B15 | 1203 | 850 | 850 | 48.87 | 60.26 | 5 | 6.39
2040 | SPP_S_2_ENT | SPP_S | ENT | Internal | Summer | B1 | 10 | 850 | 850 | 84.2 | 99.99 | 5 | 10.8
2040 | SPP_S_2_ENT | SPP_S | ENT | Internal | Summer | B2 | 25 | 850 | 850 | 84.2 | 95.96 | 5 | 6.76
2040 | SPP_S_2_ENT | SPP_S | ENT | Internal | Summer | B3 | 75 | 850 | 850 | 84.91 | 93.93 | 5 | 4.02
2040 | SPP_S_2_ENT | SPP_S | ENT | Internal | Summer | B4 | 100 | 850 | 850 | 84.2 | 93.93 | 5 | 4.73
2040 | SPP_S_2_ENT | SPP_S | ENT | Internal | Summer | B5 | 200 | 850 | 775.14 | 84.2 | 89.2 | 5 | 0
2040 | SPP_S_2_ENT | SPP_S | ENT | Internal | Summer | B6 | 300 | 850 | 0 | 75.66 | 74.66 | 5 | 0
2040 | SPP_S_2_ENT | SPP_S | ENT | Internal | Summer | B7 | 400 | 850 | 0 | 60.86 | 61.09 | 5 | 0
2040 | SPP_S_2_ENT | SPP_S | ENT | Internal | Summer | B8 | 500 | 850 | 0 | 58.17 | 60.77 | 5 | 0
2040 | SPP_S_2_ENT | SPP_S | ENT | Internal | Summer | B9 | 800 | 850 | 0 | 57.59 | 58.59 | 5 | 0
2040 | SPP_S_2_ENT | SPP_S | ENT | Internal | Summer | B10 | 1262 | 850 | 0 | 49.86 | 54.84 | 5 | 0
2040 | SPP_S_2_ENT | SPP_S | ENT | Internal | Winter | B16 | 25 | 850 | 850 | 64.4 | 83.7 | 5 | 14.3
2040 | SPP_S_2_ENT | SPP_S | ENT | Internal | Winter | B17 | 100 | 850 | 0 | 64.25 | 67.15 | 5 | 0
2040 | SPP_S_2_ENT | SPP_S | ENT | Internal | Winter | B18 | 400 | 850 | 48.47 | 61.65 | 66.65 | 5 | 0
2040 | SPP_S_2_ENT | SPP_S | ENT | Internal | Winter | B19 | 700 | 850 | 850 | 59.42 | 64.43 | 5 | 0.01
2040 | SPP_S_2_ENT | SPP_S | ENT | Internal | Winter | B20 | 935 | 850 | 850 | 46.03 | 58.88 | 5 | 7.85
2040 | SPP_S_2_SPP_N | SPP_S | SPP_N | Internal | Shoulder | B11 | 25 | 640 | 640 | 83.07 | 88.18 | 0.01 | 5.1
2040 | SPP_S_2_SPP_N | SPP_S | SPP_N | Internal | Shoulder | B12 | 200 | 640 | 640 | 60.19 | 61.98 | 0.01 | 1.77
2040 | SPP_S_2_SPP_N | SPP_S | SPP_N | Internal | Shoulder | B13 | 600 | 640 | 0 | 60.05 | 60.04 | 0.01 | 0
2040 | SPP_S_2_SPP_N | SPP_S | SPP_N | Internal | Shoulder | B14 | 900 | 640 | 640 | 55.67 | 55.87 | 0.01 | 0.19
2040 | SPP_S_2_SPP_N | SPP_S | SPP_N | Internal | Shoulder | B15 | 1203 | 640 | 0 | 48.87 | 48.86 | 0.01 | 0
2040 | SPP_S_2_SPP_N | SPP_S | SPP_N | Internal | Summer | B1 | 10 | 640 | 640 | 84.2 | 102.99 | 0.01 | 18.78
2040 | SPP_S_2_SPP_N | SPP_S | SPP_N | Internal | Summer | B2 | 25 | 640 | 640 | 84.2 | 98.95 | 0.01 | 14.75
2040 | SPP_S_2_SPP_N | SPP_S | SPP_N | Internal | Summer | B3 | 75 | 640 | 640 | 84.91 | 98.95 | 0.01 | 14.03
2040 | SPP_S_2_SPP_N | SPP_S | SPP_N | Internal | Summer | B4 | 100 | 640 | 640 | 84.2 | 98.95 | 0.01 | 14.75
2040 | SPP_S_2_SPP_N | SPP_S | SPP_N | Internal | Summer | B5 | 200 | 640 | 640 | 84.2 | 97.2 | 0.01 | 12.99
2040 | SPP_S_2_SPP_N | SPP_S | SPP_N | Internal | Summer | B6 | 300 | 640 | 0 | 75.66 | 75.65 | 0.01 | 0
2040 | SPP_S_2_SPP_N | SPP_S | SPP_N | Internal | Summer | B7 | 400 | 640 | 627.57 | 60.86 | 60.87 | 0.01 | 0
2040 | SPP_S_2_SPP_N | SPP_S | SPP_N | Internal | Summer | B8 | 500 | 640 | 0 | 58.17 | 58.16 | 0.01 | 0
2040 | SPP_S_2_SPP_N | SPP_S | SPP_N | Internal | Summer | B9 | 800 | 640 | 0 | 57.59 | 57.57 | 0.01 | 0
2040 | SPP_S_2_SPP_N | SPP_S | SPP_N | Internal | Summer | B10 | 1262 | 640 | 0 | 49.86 | 49.84 | 0.01 | 0
2040 | SPP_S_2_SPP_N | SPP_S | SPP_N | Internal | Winter | B16 | 25 | 640 | 640 | 64.4 | 78.7 | 0.01 | 14.29
2040 | SPP_S_2_SPP_N | SPP_S | SPP_N | Internal | Winter | B17 | 100 | 640 | 640 | 64.25 | 65.45 | 0.01 | 1.18
2040 | SPP_S_2_SPP_N | SPP_S | SPP_N | Internal | Winter | B18 | 400 | 640 | 0 | 61.65 | 61.65 | 0.01 | 0
2040 | SPP_S_2_SPP_N | SPP_S | SPP_N | Internal | Winter | B19 | 700 | 640 | 630.85 | 59.42 | 59.43 | 0.01 | 0
2040 | SPP_S_2_SPP_N | SPP_S | SPP_N | Internal | Winter | B20 | 935 | 640 | 0 | 46.03 | 46.02 | 0.01 | 0
2040 | TVA_2_ENT | TVA | ENT | Internal | Shoulder | B11 | 25 | 500 | 500 | 77.57 | 88.97 | 9 | 2.39
2040 | TVA_2_ENT | TVA | ENT | Internal | Shoulder | B12 | 200 | 500 | 0 | 61.65 | 62.8 | 9 | 0
2040 | TVA_2_ENT | TVA | ENT | Internal | Shoulder | B13 | 600 | 500 | 0 | 61.06 | 62.34 | 9 | 0
2040 | TVA_2_ENT | TVA | ENT | Internal | Shoulder | B14 | 900 | 500 | 0 | 61.06 | 60.87 | 9 | 0
2040 | TVA_2_ENT | TVA | ENT | Internal | Shoulder | B15 | 1203 | 500 | 0 | 56.4 | 60.26 | 9 | 0
2040 | TVA_2_ENT | TVA | ENT | Internal | Summer | B1 | 10 | 500 | 0 | 106.98 | 99.99 | 9 | 0
2040 | TVA_2_ENT | TVA | ENT | Internal | Summer | B2 | 25 | 500 | 0 | 103.85 | 95.96 | 9 | 0
2040 | TVA_2_ENT | TVA | ENT | Internal | Summer | B3 | 75 | 500 | 0 | 97.46 | 93.93 | 9 | 0
2040 | TVA_2_ENT | TVA | ENT | Internal | Summer | B4 | 100 | 500 | 0 | 97.46 | 93.93 | 9 | 0
2040 | TVA_2_ENT | TVA | ENT | Internal | Summer | B5 | 200 | 500 | 0 | 94.94 | 89.2 | 9 | 0
2040 | TVA_2_ENT | TVA | ENT | Internal | Summer | B6 | 300 | 500 | 169.97 | 65.66 | 74.66 | 9 | 0
2040 | TVA_2_ENT | TVA | ENT | Internal | Summer | B7 | 400 | 500 | 0 | 60.09 | 61.09 | 9 | 0
2040 | TVA_2_ENT | TVA | ENT | Internal | Summer | B8 | 500 | 500 | 0 | 58.8 | 60.77 | 9 | 0
2040 | TVA_2_ENT | TVA | ENT | Internal | Summer | B9 | 800 | 500 | 0 | 56.36 | 58.59 | 9 | 0
2040 | TVA_2_ENT | TVA | ENT | Internal | Summer | B10 | 1262 | 500 | 0 | 47.46 | 54.84 | 9 | 0
2040 | TVA_2_ENT | TVA | ENT | Internal | Winter | B16 | 25 | 500 | 0 | 86.76 | 83.7 | 9 | 0
2040 | TVA_2_ENT | TVA | ENT | Internal | Winter | B17 | 100 | 500 | 0 | 67.99 | 67.15 | 9 | 0
2040 | TVA_2_ENT | TVA | ENT | Internal | Winter | B18 | 400 | 500 | 0 | 60.29 | 66.65 | 9 | 0
2040 | TVA_2_ENT | TVA | ENT | Internal | Winter | B19 | 700 | 500 | 0 | 60.29 | 64.43 | 9 | 0
2040 | TVA_2_ENT | TVA | ENT | Internal | Winter | B20 | 935 | 500 | 0 | 56.53 | 58.88 | 9 | 0
2040 | TVA_2_NonRTO_Midwest | TVA | NonRTO_Midwest | Internal | Shoulder | B11 | 25 | 100 | 100 | 77.57 | 91.83 | 9 | 5.26
2040 | TVA_2_NonRTO_Midwest | TVA | NonRTO_Midwest | Internal | Shoulder | B12 | 200 | 100 | 100 | 61.65 | 73.96 | 9 | 3.31
2040 | TVA_2_NonRTO_Midwest | TVA | NonRTO_Midwest | Internal | Shoulder | B13 | 600 | 100 | 0 | 61.06 | 64.77 | 9 | 0
2040 | TVA_2_NonRTO_Midwest | TVA | NonRTO_Midwest | Internal | Shoulder | B14 | 900 | 100 | 0 | 61.06 | 56.24 | 9 | 0
2040 | TVA_2_NonRTO_Midwest | TVA | NonRTO_Midwest | Internal | Shoulder | B15 | 1203 | 100 | 0 | 56.4 | 48.39 | 9 | 0
2040 | TVA_2_NonRTO_Midwest | TVA | NonRTO_Midwest | Internal | Summer | B1 | 10 | 100 | 0 | 106.98 | 100.97 | 9 | 0
2040 | TVA_2_NonRTO_Midwest | TVA | NonRTO_Midwest | Internal | Summer | B2 | 25 | 100 | 0 | 103.85 | 99.03 | 9 | 0
2040 | TVA_2_NonRTO_Midwest | TVA | NonRTO_Midwest | Internal | Summer | B3 | 75 | 100 | 0 | 97.46 | 99.03 | 9 | 0
2040 | TVA_2_NonRTO_Midwest | TVA | NonRTO_Midwest | Internal | Summer | B4 | 100 | 100 | 0 | 97.46 | 99.03 | 9 | 0
2040 | TVA_2_NonRTO_Midwest | TVA | NonRTO_Midwest | Internal | Summer | B5 | 200 | 100 | 0 | 94.94 | 98.8 | 9 | 0
2040 | TVA_2_NonRTO_Midwest | TVA | NonRTO_Midwest | Internal | Summer | B6 | 300 | 100 | 100 | 65.66 | 76.65 | 9 | 1.99
2040 | TVA_2_NonRTO_Midwest | TVA | NonRTO_Midwest | Internal | Summer | B7 | 400 | 100 | 0 | 60.09 | 59.37 | 9 | 0
2040 | TVA_2_NonRTO_Midwest | TVA | NonRTO_Midwest | Internal | Summer | B8 | 500 | 100 | 0 | 58.8 | 54.6 | 9 | 0
2040 | TVA_2_NonRTO_Midwest | TVA | NonRTO_Midwest | Internal | Summer | B9 | 800 | 100 | 0 | 56.36 | 52.78 | 9 | 0
2040 | TVA_2_NonRTO_Midwest | TVA | NonRTO_Midwest | Internal | Summer | B10 | 1262 | 100 | 0 | 47.46 | 39.46 | 9 | 0
2040 | TVA_2_NonRTO_Midwest | TVA | NonRTO_Midwest | Internal | Winter | B16 | 25 | 100 | 0 | 86.76 | 90.01 | 9 | 0
2040 | TVA_2_NonRTO_Midwest | TVA | NonRTO_Midwest | Internal | Winter | B17 | 100 | 100 | 0 | 67.99 | 76.07 | 9 | 0
2040 | TVA_2_NonRTO_Midwest | TVA | NonRTO_Midwest | Internal | Winter | B18 | 400 | 100 | 0 | 60.29 | 60.31 | 9 | 0
2040 | TVA_2_NonRTO_Midwest | TVA | NonRTO_Midwest | Internal | Winter | B19 | 700 | 100 | 0 | 60.29 | 60.31 | 9 | 0
2040 | TVA_2_NonRTO_Midwest | TVA | NonRTO_Midwest | Internal | Winter | B20 | 935 | 100 | 0 | 56.53 | 48.52 | 9 | 0
2040 | TVA_2_SOCO | TVA | SOCO | Internal | Shoulder | B11 | 25 | 500 | 500 | 77.57 | 96.83 | 9 | 10.26
2040 | TVA_2_SOCO | TVA | SOCO | Internal | Shoulder | B12 | 200 | 500 | 0 | 61.65 | 62.73 | 9 | 0
2040 | TVA_2_SOCO | TVA | SOCO | Internal | Shoulder | B13 | 600 | 500 | 0 | 61.06 | 62.73 | 9 | 0
2040 | TVA_2_SOCO | TVA | SOCO | Internal | Shoulder | B14 | 900 | 500 | 0 | 61.06 | 62.73 | 9 | 0
2040 | TVA_2_SOCO | TVA | SOCO | Internal | Shoulder | B15 | 1203 | 500 | 0 | 56.4 | 62.73 | 9 | 0
2040 | TVA_2_SOCO | TVA | SOCO | Internal | Summer | B1 | 10 | 500 | 0 | 106.98 | 107.99 | 9 | 0
2040 | TVA_2_SOCO | TVA | SOCO | Internal | Summer | B2 | 25 | 500 | 0 | 103.85 | 103.96 | 9 | 0
2040 | TVA_2_SOCO | TVA | SOCO | Internal | Summer | B3 | 75 | 500 | 0 | 97.46 | 101.93 | 9 | 0
2040 | TVA_2_SOCO | TVA | SOCO | Internal | Summer | B4 | 100 | 500 | 0 | 97.46 | 101.93 | 9 | 0
2040 | TVA_2_SOCO | TVA | SOCO | Internal | Summer | B5 | 200 | 500 | 0 | 94.94 | 101.93 | 9 | 0
2040 | TVA_2_SOCO | TVA | SOCO | Internal | Summer | B6 | 300 | 500 | 500 | 65.66 | 82.05 | 9 | 7.39
2040 | TVA_2_SOCO | TVA | SOCO | Internal | Summer | B7 | 400 | 500 | 108.62 | 60.09 | 69.09 | 9 | 0
2040 | TVA_2_SOCO | TVA | SOCO | Internal | Summer | B8 | 500 | 500 | 0 | 58.8 | 61.1 | 9 | 0
2040 | TVA_2_SOCO | TVA | SOCO | Internal | Summer | B9 | 800 | 500 | 0 | 56.36 | 61.1 | 9 | 0
2040 | TVA_2_SOCO | TVA | SOCO | Internal | Summer | B10 | 1262 | 500 | 402.63 | 47.46 | 56.46 | 9 | 0
2040 | TVA_2_SOCO | TVA | SOCO | Internal | Winter | B16 | 25 | 500 | 0 | 86.76 | 91.7 | 9 | 0
2040 | TVA_2_SOCO | TVA | SOCO | Internal | Winter | B17 | 100 | 500 | 0 | 67.99 | 66.55 | 9 | 0
2040 | TVA_2_SOCO | TVA | SOCO | Internal | Winter | B18 | 400 | 500 | 0 | 60.29 | 66.55 | 9 | 0
2040 | TVA_2_SOCO | TVA | SOCO | Internal | Winter | B19 | 700 | 500 | 0 | 60.29 | 66.55 | 9 | 0
2040 | TVA_2_SOCO | TVA | SOCO | Internal | Winter | B20 | 935 | 500 | 0 | 56.53 | 60.87 | 9 | 0
2040 | TVA_2_VACAR | TVA | VACAR | Internal | Shoulder | B11 | 25 | 150 | 150 | 77.57 | 87.83 | 9 | 1.26
2040 | TVA_2_VACAR | TVA | VACAR | Internal | Shoulder | B12 | 200 | 150 | 0 | 61.65 | 66.97 | 9 | 0
2040 | TVA_2_VACAR | TVA | VACAR | Internal | Shoulder | B13 | 600 | 150 | 0 | 61.06 | 57.87 | 9 | 0
2040 | TVA_2_VACAR | TVA | VACAR | Internal | Shoulder | B14 | 900 | 150 | 0 | 61.06 | 57.87 | 9 | 0
2040 | TVA_2_VACAR | TVA | VACAR | Internal | Shoulder | B15 | 1203 | 150 | 0 | 56.4 | 57.87 | 9 | 0
2040 | TVA_2_VACAR | TVA | VACAR | Internal | Summer | B1 | 10 | 150 | 150 | 106.98 | 116.98 | 9 | 1.01
2040 | TVA_2_VACAR | TVA | VACAR | Internal | Summer | B2 | 25 | 150 | 0 | 103.85 | 103.83 | 9 | 0
2040 | TVA_2_VACAR | TVA | VACAR | Internal | Summer | B3 | 75 | 150 | 0 | 97.46 | 99.88 | 9 | 0
2040 | TVA_2_VACAR | TVA | VACAR | Internal | Summer | B4 | 100 | 150 | 0 | 97.46 | 97.45 | 9 | 0
2040 | TVA_2_VACAR | TVA | VACAR | Internal | Summer | B5 | 200 | 150 | 0 | 94.94 | 94.93 | 9 | 0
2040 | TVA_2_VACAR | TVA | VACAR | Internal | Summer | B6 | 300 | 150 | 150 | 65.66 | 75.05 | 9 | 0.39
2040 | TVA_2_VACAR | TVA | VACAR | Internal | Summer | B7 | 400 | 150 | 0 | 60.09 | 62.09 | 9 | 0
2040 | TVA_2_VACAR | TVA | VACAR | Internal | Summer | B8 | 500 | 150 | 0 | 58.8 | 55.5 | 9 | 0
2040 | TVA_2_VACAR | TVA | VACAR | Internal | Summer | B9 | 800 | 150 | 0 | 56.36 | 55.5 | 9 | 0
2040 | TVA_2_VACAR | TVA | VACAR | Internal | Summer | B10 | 1262 | 150 | 0 | 47.46 | 55.5 | 9 | 0
2040 | TVA_2_VACAR | TVA | VACAR | Internal | Winter | B16 | 25 | 150 | 130.29 | 86.76 | 95.76 | 9 | 0
2040 | TVA_2_VACAR | TVA | VACAR | Internal | Winter | B17 | 100 | 150 | 0 | 67.99 | 74.35 | 9 | 0
2040 | TVA_2_VACAR | TVA | VACAR | Internal | Winter | B18 | 400 | 150 | 0 | 60.29 | 63.48 | 9 | 0
2040 | TVA_2_VACAR | TVA | VACAR | Internal | Winter | B19 | 700 | 150 | 0 | 60.29 | 63.48 | 9 | 0
2040 | TVA_2_VACAR | TVA | VACAR | Internal | Winter | B20 | 935 | 150 | 0 | 56.53 | 63.48 | 9 | 0
2040 | TVA_Transmission_2_NonRTO_Midwest | TVA_Transmission | NonRTO_Midwest | Internal | Shoulder | B11 | 25 | 700 | 0 | 87.83 | 91.83 | 9 | 0
2040 | TVA_Transmission_2_NonRTO_Midwest | TVA_Transmission | NonRTO_Midwest | Internal | Shoulder | B12 | 200 | 700 | 0 | 66.79 | 73.96 | 9 | 0
2040 | TVA_Transmission_2_NonRTO_Midwest | TVA_Transmission | NonRTO_Midwest | Internal | Shoulder | B13 | 600 | 700 | 0 | 62.6 | 64.77 | 9 | 0
2040 | TVA_Transmission_2_NonRTO_Midwest | TVA_Transmission | NonRTO_Midwest | Internal | Shoulder | B14 | 900 | 700 | 0 | 61.71 | 56.24 | 9 | 0
2040 | TVA_Transmission_2_NonRTO_Midwest | TVA_Transmission | NonRTO_Midwest | Internal | Shoulder | B15 | 1203 | 700 | 0 | 56.39 | 48.39 | 9 | 0
2040 | TVA_Transmission_2_NonRTO_Midwest | TVA_Transmission | NonRTO_Midwest | Internal | Summer | B1 | 10 | 700 | 0 | 107.99 | 100.97 | 9 | 0
2040 | TVA_Transmission_2_NonRTO_Midwest | TVA_Transmission | NonRTO_Midwest | Internal | Summer | B2 | 25 | 700 | 0 | 103.84 | 99.03 | 9 | 0
2040 | TVA_Transmission_2_NonRTO_Midwest | TVA_Transmission | NonRTO_Midwest | Internal | Summer | B3 | 75 | 700 | 0 | 97.45 | 99.03 | 9 | 0
2040 | TVA_Transmission_2_NonRTO_Midwest | TVA_Transmission | NonRTO_Midwest | Internal | Summer | B4 | 100 | 700 | 0 | 97.45 | 99.03 | 9 | 0
2040 | TVA_Transmission_2_NonRTO_Midwest | TVA_Transmission | NonRTO_Midwest | Internal | Summer | B5 | 200 | 700 | 0 | 94.93 | 98.8 | 9 | 0
2040 | TVA_Transmission_2_NonRTO_Midwest | TVA_Transmission | NonRTO_Midwest | Internal | Summer | B6 | 300 | 700 | 0 | 73.05 | 76.65 | 9 | 0
2040 | TVA_Transmission_2_NonRTO_Midwest | TVA_Transmission | NonRTO_Midwest | Internal | Summer | B7 | 400 | 700 | 0 | 61.34 | 59.37 | 9 | 0
2040 | TVA_Transmission_2_NonRTO_Midwest | TVA_Transmission | NonRTO_Midwest | Internal | Summer | B8 | 500 | 700 | 0 | 58.79 | 54.6 | 9 | 0
2040 | TVA_Transmission_2_NonRTO_Midwest | TVA_Transmission | NonRTO_Midwest | Internal | Summer | B9 | 800 | 700 | 0 | 56.35 | 52.78 | 9 | 0
2040 | TVA_Transmission_2_NonRTO_Midwest | TVA_Transmission | NonRTO_Midwest | Internal | Summer | B10 | 1262 | 700 | 0 | 47.46 | 39.46 | 9 | 0
2040 | TVA_Transmission_2_NonRTO_Midwest | TVA_Transmission | NonRTO_Midwest | Internal | Winter | B16 | 25 | 700 | 0 | 88.43 | 90.01 | 9 | 0
2040 | TVA_Transmission_2_NonRTO_Midwest | TVA_Transmission | NonRTO_Midwest | Internal | Winter | B17 | 100 | 700 | 0 | 70.95 | 76.07 | 9 | 0
2040 | TVA_Transmission_2_NonRTO_Midwest | TVA_Transmission | NonRTO_Midwest | Internal | Winter | B18 | 400 | 700 | 0 | 63.92 | 60.31 | 9 | 0
2040 | TVA_Transmission_2_NonRTO_Midwest | TVA_Transmission | NonRTO_Midwest | Internal | Winter | B19 | 700 | 700 | 0 | 62.84 | 60.31 | 9 | 0
2040 | TVA_Transmission_2_NonRTO_Midwest | TVA_Transmission | NonRTO_Midwest | Internal | Winter | B20 | 935 | 700 | 0 | 56.52 | 48.52 | 9 | 0
2040 | TVA_Transmission_2_SOCO | TVA_Transmission | SOCO | Internal | Shoulder | B11 | 25 | 3200 | 694.81 | 87.83 | 96.83 | 9 | 0
2040 | TVA_Transmission_2_SOCO | TVA_Transmission | SOCO | Internal | Shoulder | B12 | 200 | 3200 | 0 | 66.79 | 62.73 | 9 | 0
2040 | TVA_Transmission_2_SOCO | TVA_Transmission | SOCO | Internal | Shoulder | B13 | 600 | 3200 | 0 | 62.6 | 62.73 | 9 | 0
2040 | TVA_Transmission_2_SOCO | TVA_Transmission | SOCO | Internal | Shoulder | B14 | 900 | 3200 | 0 | 61.71 | 62.73 | 9 | 0
2040 | TVA_Transmission_2_SOCO | TVA_Transmission | SOCO | Internal | Shoulder | B15 | 1203 | 3200 | 0 | 56.39 | 62.73 | 9 | 0
2040 | TVA_Transmission_2_SOCO | TVA_Transmission | SOCO | Internal | Summer | B1 | 10 | 3200 | 0 | 107.99 | 107.99 | 9 | 0
2040 | TVA_Transmission_2_SOCO | TVA_Transmission | SOCO | Internal | Summer | B2 | 25 | 3200 | 0 | 103.84 | 103.96 | 9 | 0
2040 | TVA_Transmission_2_SOCO | TVA_Transmission | SOCO | Internal | Summer | B3 | 75 | 3200 | 0 | 97.45 | 101.93 | 9 | 0
2040 | TVA_Transmission_2_SOCO | TVA_Transmission | SOCO | Internal | Summer | B4 | 100 | 3200 | 0 | 97.45 | 101.93 | 9 | 0
2040 | TVA_Transmission_2_SOCO | TVA_Transmission | SOCO | Internal | Summer | B5 | 200 | 3200 | 0 | 94.93 | 101.93 | 9 | 0
2040 | TVA_Transmission_2_SOCO | TVA_Transmission | SOCO | Internal | Summer | B6 | 300 | 3200 | 2004 | 73.05 | 82.05 | 9 | 0
2040 | TVA_Transmission_2_SOCO | TVA_Transmission | SOCO | Internal | Summer | B7 | 400 | 3200 | 0 | 61.34 | 69.09 | 9 | 0
2040 | TVA_Transmission_2_SOCO | TVA_Transmission | SOCO | Internal | Summer | B8 | 500 | 3200 | 0 | 58.79 | 61.1 | 9 | 0
2040 | TVA_Transmission_2_SOCO | TVA_Transmission | SOCO | Internal | Summer | B9 | 800 | 3200 | 0 | 56.35 | 61.1 | 9 | 0
2040 | TVA_Transmission_2_SOCO | TVA_Transmission | SOCO | Internal | Summer | B10 | 1262 | 3200 | 69.95 | 47.46 | 56.46 | 9 | 0
2040 | TVA_Transmission_2_SOCO | TVA_Transmission | SOCO | Internal | Winter | B16 | 25 | 3200 | 0 | 88.43 | 91.7 | 9 | 0
2040 | TVA_Transmission_2_SOCO | TVA_Transmission | SOCO | Internal | Winter | B17 | 100 | 3200 | 0 | 70.95 | 66.55 | 9 | 0
2040 | TVA_Transmission_2_SOCO | TVA_Transmission | SOCO | Internal | Winter | B18 | 400 | 3200 | 0 | 63.92 | 66.55 | 9 | 0
2040 | TVA_Transmission_2_SOCO | TVA_Transmission | SOCO | Internal | Winter | B19 | 700 | 3200 | 0 | 62.84 | 66.55 | 9 | 0
2040 | TVA_Transmission_2_SOCO | TVA_Transmission | SOCO | Internal | Winter | B20 | 935 | 3200 | 0 | 56.52 | 60.87 | 9 | 0
2040 | TVA_Transmission_2_TVA | TVA_Transmission | TVA | Internal | Shoulder | B11 | 25 | 99999 | 0 | 87.83 | 77.57 | 0.01 | 0
2040 | TVA_Transmission_2_TVA | TVA_Transmission | TVA | Internal | Shoulder | B12 | 200 | 99999 | 0 | 66.79 | 61.65 | 0.01 | 0
2040 | TVA_Transmission_2_TVA | TVA_Transmission | TVA | Internal | Shoulder | B13 | 600 | 99999 | 0 | 62.6 | 61.06 | 0.01 | 0
2040 | TVA_Transmission_2_TVA | TVA_Transmission | TVA | Internal | Shoulder | B14 | 900 | 99999 | 0 | 61.71 | 61.06 | 0.01 | 0
2040 | TVA_Transmission_2_TVA | TVA_Transmission | TVA | Internal | Shoulder | B15 | 1203 | 99999 | 194.81 | 56.39 | 56.4 | 0.01 | 0
2040 | TVA_Transmission_2_TVA | TVA_Transmission | TVA | Internal | Summer | B1 | 10 | 99999 | 0 | 107.99 | 106.98 | 0.01 | 0
2040 | TVA_Transmission_2_TVA | TVA_Transmission | TVA | Internal | Summer | B2 | 25 | 99999 | 3100.61 | 103.84 | 103.85 | 0.01 | 0
2040 | TVA_Transmission_2_TVA | TVA_Transmission | TVA | Internal | Summer | B3 | 75 | 99999 | 1261.67 | 97.45 | 97.46 | 0.01 | 0
2040 | TVA_Transmission_2_TVA | TVA_Transmission | TVA | Internal | Summer | B4 | 100 | 99999 | 411.93 | 97.45 | 97.46 | 0.01 | 0
2040 | TVA_Transmission_2_TVA | TVA_Transmission | TVA | Internal | Summer | B5 | 200 | 99999 | 608.5 | 94.93 | 94.94 | 0.01 | 0
2040 | TVA_Transmission_2_TVA | TVA_Transmission | TVA | Internal | Summer | B6 | 300 | 99999 | 0 | 73.05 | 65.66 | 0.01 | 0
2040 | TVA_Transmission_2_TVA | TVA_Transmission | TVA | Internal | Summer | B7 | 400 | 99999 | 0 | 61.34 | 60.09 | 0.01 | 0
2040 | TVA_Transmission_2_TVA | TVA_Transmission | TVA | Internal | Summer | B8 | 500 | 99999 | 737.85 | 58.79 | 58.8 | 0.01 | 0
2040 | TVA_Transmission_2_TVA | TVA_Transmission | TVA | Internal | Summer | B9 | 800 | 99999 | 103.27 | 56.35 | 56.36 | 0.01 | 0
2040 | TVA_Transmission_2_TVA | TVA_Transmission | TVA | Internal | Summer | B10 | 1262 | 99999 | 0 | 47.46 | 47.46 | 0.01 | 0
2040 | TVA_Transmission_2_TVA | TVA_Transmission | TVA | Internal | Winter | B16 | 25 | 99999 | 0 | 88.43 | 86.76 | 0.01 | 0
2040 | TVA_Transmission_2_TVA | TVA_Transmission | TVA | Internal | Winter | B17 | 100 | 99999 | 0 | 70.95 | 67.99 | 0.01 | 0
2040 | TVA_Transmission_2_TVA | TVA_Transmission | TVA | Internal | Winter | B18 | 400 | 99999 | 0 | 63.92 | 60.29 | 0.01 | 0
2040 | TVA_Transmission_2_TVA | TVA_Transmission | TVA | Internal | Winter | B19 | 700 | 99999 | 0 | 62.84 | 60.29 | 0.01 | 0
2040 | TVA_Transmission_2_TVA | TVA_Transmission | TVA | Internal | Winter | B20 | 935 | 99999 | 1568.73 | 56.52 | 56.53 | 0.01 | 0
2040 | TVA_Transmission_2_VACAR | TVA_Transmission | VACAR | Internal | Shoulder | B11 | 25 | 900 | 0 | 87.83 | 87.83 | 9 | 0
2040 | TVA_Transmission_2_VACAR | TVA_Transmission | VACAR | Internal | Shoulder | B12 | 200 | 900 | 0 | 66.79 | 66.97 | 9 | 0
2040 | TVA_Transmission_2_VACAR | TVA_Transmission | VACAR | Internal | Shoulder | B13 | 600 | 900 | 0 | 62.6 | 57.87 | 9 | 0
2040 | TVA_Transmission_2_VACAR | TVA_Transmission | VACAR | Internal | Shoulder | B14 | 900 | 900 | 0 | 61.71 | 57.87 | 9 | 0
2040 | TVA_Transmission_2_VACAR | TVA_Transmission | VACAR | Internal | Shoulder | B15 | 1203 | 900 | 0 | 56.39 | 57.87 | 9 | 0
2040 | TVA_Transmission_2_VACAR | TVA_Transmission | VACAR | Internal | Summer | B1 | 10 | 900 | 0 | 107.99 | 116.98 | 9 | 0
2040 | TVA_Transmission_2_VACAR | TVA_Transmission | VACAR | Internal | Summer | B2 | 25 | 900 | 0 | 103.84 | 103.83 | 9 | 0
2040 | TVA_Transmission_2_VACAR | TVA_Transmission | VACAR | Internal | Summer | B3 | 75 | 900 | 0 | 97.45 | 99.88 | 9 | 0
2040 | TVA_Transmission_2_VACAR | TVA_Transmission | VACAR | Internal | Summer | B4 | 100 | 900 | 0 | 97.45 | 97.45 | 9 | 0
2040 | TVA_Transmission_2_VACAR | TVA_Transmission | VACAR | Internal | Summer | B5 | 200 | 900 | 0 | 94.93 | 94.93 | 9 | 0
2040 | TVA_Transmission_2_VACAR | TVA_Transmission | VACAR | Internal | Summer | B6 | 300 | 900 | 0 | 73.05 | 75.05 | 9 | 0
2040 | TVA_Transmission_2_VACAR | TVA_Transmission | VACAR | Internal | Summer | B7 | 400 | 900 | 0 | 61.34 | 62.09 | 9 | 0
2040 | TVA_Transmission_2_VACAR | TVA_Transmission | VACAR | Internal | Summer | B8 | 500 | 900 | 0 | 58.79 | 55.5 | 9 | 0
2040 | TVA_Transmission_2_VACAR | TVA_Transmission | VACAR | Internal | Summer | B9 | 800 | 900 | 0 | 56.35 | 55.5 | 9 | 0
2040 | TVA_Transmission_2_VACAR | TVA_Transmission | VACAR | Internal | Summer | B10 | 1262 | 900 | 0 | 47.46 | 55.5 | 9 | 0
2040 | TVA_Transmission_2_VACAR | TVA_Transmission | VACAR | Internal | Winter | B16 | 25 | 900 | 0 | 88.43 | 95.76 | 9 | 0
2040 | TVA_Transmission_2_VACAR | TVA_Transmission | VACAR | Internal | Winter | B17 | 100 | 900 | 0 | 70.95 | 74.35 | 9 | 0
2040 | TVA_Transmission_2_VACAR | TVA_Transmission | VACAR | Internal | Winter | B18 | 400 | 900 | 0 | 63.92 | 63.48 | 9 | 0
2040 | TVA_Transmission_2_VACAR | TVA_Transmission | VACAR | Internal | Winter | B19 | 700 | 900 | 0 | 62.84 | 63.48 | 9 | 0
2040 | TVA_Transmission_2_VACAR | TVA_Transmission | VACAR | Internal | Winter | B20 | 935 | 900 | 0 | 56.52 | 63.48 | 9 | 0
2040 | VACAR_2_SOCO | VACAR | SOCO | Internal | Shoulder | B11 | 25 | 3000 | 3000 | 87.83 | 96.83 | 7 | 2
2040 | VACAR_2_SOCO | VACAR | SOCO | Internal | Shoulder | B12 | 200 | 3000 | 0 | 66.97 | 62.73 | 7 | 0
2040 | VACAR_2_SOCO | VACAR | SOCO | Internal | Shoulder | B13 | 600 | 3000 | 0 | 57.87 | 62.73 | 7 | 0
2040 | VACAR_2_SOCO | VACAR | SOCO | Internal | Shoulder | B14 | 900 | 3000 | 0 | 57.87 | 62.73 | 7 | 0
2040 | VACAR_2_SOCO | VACAR | SOCO | Internal | Shoulder | B15 | 1203 | 3000 | 0 | 57.87 | 62.73 | 7 | 0
2040 | VACAR_2_SOCO | VACAR | SOCO | Internal | Summer | B1 | 10 | 3000 | 0 | 116.98 | 107.99 | 7 | 0
2040 | VACAR_2_SOCO | VACAR | SOCO | Internal | Summer | B2 | 25 | 3000 | 0 | 103.83 | 103.96 | 7 | 0
2040 | VACAR_2_SOCO | VACAR | SOCO | Internal | Summer | B3 | 75 | 3000 | 0 | 99.88 | 101.93 | 7 | 0
2040 | VACAR_2_SOCO | VACAR | SOCO | Internal | Summer | B4 | 100 | 3000 | 0 | 97.45 | 101.93 | 7 | 0
2040 | VACAR_2_SOCO | VACAR | SOCO | Internal | Summer | B5 | 200 | 3000 | 898.01 | 94.93 | 101.93 | 7 | 0
2040 | VACAR_2_SOCO | VACAR | SOCO | Internal | Summer | B6 | 300 | 3000 | 1537.52 | 75.05 | 82.05 | 7 | 0
2040 | VACAR_2_SOCO | VACAR | SOCO | Internal | Summer | B7 | 400 | 3000 | 1794.07 | 62.09 | 69.09 | 7 | 0
2040 | VACAR_2_SOCO | VACAR | SOCO | Internal | Summer | B8 | 500 | 3000 | 0 | 55.5 | 61.1 | 7 | 0
2040 | VACAR_2_SOCO | VACAR | SOCO | Internal | Summer | B9 | 800 | 3000 | 0 | 55.5 | 61.1 | 7 | 0
2040 | VACAR_2_SOCO | VACAR | SOCO | Internal | Summer | B10 | 1262 | 3000 | 0 | 55.5 | 56.46 | 7 | 0
2040 | VACAR_2_SOCO | VACAR | SOCO | Internal | Winter | B16 | 25 | 3000 | 0 | 95.76 | 91.7 | 7 | 0
2040 | VACAR_2_SOCO | VACAR | SOCO | Internal | Winter | B17 | 100 | 3000 | 0 | 74.35 | 66.55 | 7 | 0
2040 | VACAR_2_SOCO | VACAR | SOCO | Internal | Winter | B18 | 400 | 3000 | 0 | 63.48 | 66.55 | 7 | 0
2040 | VACAR_2_SOCO | VACAR | SOCO | Internal | Winter | B19 | 700 | 3000 | 0 | 63.48 | 66.55 | 7 | 0
2040 | VACAR_2_SOCO | VACAR | SOCO | Internal | Winter | B20 | 935 | 3000 | 0 | 63.48 | 60.87 | 7 | 0
2015 | AZ_NM_SNV_Coal_2_SPP_S | AZ_NM_SNV_Coal | SPP_S | External | Shoulder | B11 | 25 | 400 | 400 | 38.81 | 53.77 | 8.17 | 6.8
2015 | AZ_NM_SNV_Coal_2_SPP_S | AZ_NM_SNV_Coal | SPP_S | External | Shoulder | B12 | 200 | 400 | 0 | 38.81 | 39.11 | 8.17 | 0
2015 | AZ_NM_SNV_Coal_2_SPP_S | AZ_NM_SNV_Coal | SPP_S | External | Shoulder | B13 | 600 | 400 | 0 | 38.77 | 37.77 | 8.17 | 0
2015 | AZ_NM_SNV_Coal_2_SPP_S | AZ_NM_SNV_Coal | SPP_S | External | Shoulder | B14 | 900 | 400 | 0 | 38.77 | 37.42 | 8.17 | 0
2015 | AZ_NM_SNV_Coal_2_SPP_S | AZ_NM_SNV_Coal | SPP_S | External | Shoulder | B15 | 1203 | 400 | 0 | 38.75 | 37.42 | 8.17 | 0
2015 | AZ_NM_SNV_Coal_2_SPP_S | AZ_NM_SNV_Coal | SPP_S | External | Summer | B1 | 10 | 400 | 0 | 57.26 | 60.8 | 8.17 | 0
2015 | AZ_NM_SNV_Coal_2_SPP_S | AZ_NM_SNV_Coal | SPP_S | External | Summer | B2 | 25 | 400 | 0 | 57.26 | 60.8 | 8.17 | 0
2015 | AZ_NM_SNV_Coal_2_SPP_S | AZ_NM_SNV_Coal | SPP_S | External | Summer | B3 | 75 | 400 | 0 | 57.26 | 60.51 | 8.17 | 0
2015 | AZ_NM_SNV_Coal_2_SPP_S | AZ_NM_SNV_Coal | SPP_S | External | Summer | B4 | 100 | 400 | 0 | 55.27 | 53.11 | 8.17 | 0
2015 | AZ_NM_SNV_Coal_2_SPP_S | AZ_NM_SNV_Coal | SPP_S | External | Summer | B5 | 200 | 400 | 0 | 46.89 | 51.91 | 8.17 | 0
2015 | AZ_NM_SNV_Coal_2_SPP_S | AZ_NM_SNV_Coal | SPP_S | External | Summer | B6 | 300 | 400 | 186.76 | 40.67 | 48.84 | 8.17 | 0
2015 | AZ_NM_SNV_Coal_2_SPP_S | AZ_NM_SNV_Coal | SPP_S | External | Summer | B7 | 400 | 400 | 0 | 38.75 | 42.24 | 8.17 | 0
2015 | AZ_NM_SNV_Coal_2_SPP_S | AZ_NM_SNV_Coal | SPP_S | External | Summer | B8 | 500 | 400 | 0 | 38.73 | 37.78 | 8.17 | 0
2015 | AZ_NM_SNV_Coal_2_SPP_S | AZ_NM_SNV_Coal | SPP_S | External | Summer | B9 | 800 | 400 | 0 | 38.72 | 36.16 | 8.17 | 0
2015 | AZ_NM_SNV_Coal_2_SPP_S | AZ_NM_SNV_Coal | SPP_S | External | Summer | B10 | 1262 | 400 | 0 | 37.63 | 36.08 | 8.17 | 0
2015 | AZ_NM_SNV_Coal_2_SPP_S | AZ_NM_SNV_Coal | SPP_S | External | Winter | B16 | 25 | 400 | 0 | 41.27 | 46.84 | 8.17 | 0
2015 | AZ_NM_SNV_Coal_2_SPP_S | AZ_NM_SNV_Coal | SPP_S | External | Winter | B17 | 100 | 400 | 0 | 41.27 | 39.9 | 8.17 | 0
2015 | AZ_NM_SNV_Coal_2_SPP_S | AZ_NM_SNV_Coal | SPP_S | External | Winter | B18 | 400 | 400 | 0 | 41.27 | 39.9 | 8.17 | 0
2015 | AZ_NM_SNV_Coal_2_SPP_S | AZ_NM_SNV_Coal | SPP_S | External | Winter | B19 | 700 | 400 | 0 | 41.27 | 39.81 | 8.17 | 0
2015 | AZ_NM_SNV_Coal_2_SPP_S | AZ_NM_SNV_Coal | SPP_S | External | Winter | B20 | 935 | 400 | 0 | 41.24 | 39.47 | 8.17 | 0
2015 | ERCOT_2_SPP_S | ERCOT | SPP_S | External | Shoulder | B11 | 25 | 800 | 0 | 54.36 | 53.77 | 8 | 0
2015 | ERCOT_2_SPP_S | ERCOT | SPP_S | External | Shoulder | B12 | 200 | 800 | 0 | 40.66 | 39.11 | 8 | 0
2015 | ERCOT_2_SPP_S | ERCOT | SPP_S | External | Shoulder | B13 | 600 | 800 | 0 | 37.32 | 37.77 | 8 | 0
2015 | ERCOT_2_SPP_S | ERCOT | SPP_S | External | Shoulder | B14 | 900 | 800 | 0 | 37.32 | 37.42 | 8 | 0
2015 | ERCOT_2_SPP_S | ERCOT | SPP_S | External | Shoulder | B15 | 1203 | 800 | 0 | 37.32 | 37.42 | 8 | 0
2015 | ERCOT_2_SPP_S | ERCOT | SPP_S | External | Summer | B1 | 10 | 800 | 386.09 | 52.8 | 60.8 | 8 | 0
2015 | ERCOT_2_SPP_S | ERCOT | SPP_S | External | Summer | B2 | 25 | 800 | 531.79 | 52.8 | 60.8 | 8 | 0
2015 | ERCOT_2_SPP_S | ERCOT | SPP_S | External | Summer | B3 | 75 | 800 | 0 | 52.8 | 60.51 | 8 | 0
2015 | ERCOT_2_SPP_S | ERCOT | SPP_S | External | Summer | B4 | 100 | 800 | 0 | 52.8 | 53.11 | 8 | 0
2015 | ERCOT_2_SPP_S | ERCOT | SPP_S | External | Summer | B5 | 200 | 800 | 0 | 52.8 | 51.91 | 8 | 0
2015 | ERCOT_2_SPP_S | ERCOT | SPP_S | External | Summer | B6 | 300 | 800 | 0 | 52.8 | 48.84 | 8 | 0
2015 | ERCOT_2_SPP_S | ERCOT | SPP_S | External | Summer | B7 | 400 | 800 | 0 | 39.51 | 42.24 | 8 | 0
2015 | ERCOT_2_SPP_S | ERCOT | SPP_S | External | Summer | B8 | 500 | 800 | 0 | 39 | 37.78 | 8 | 0
2015 | ERCOT_2_SPP_S | ERCOT | SPP_S | External | Summer | B9 | 800 | 800 | 0 | 36.28 | 36.16 | 8 | 0
2015 | ERCOT_2_SPP_S | ERCOT | SPP_S | External | Summer | B10 | 1262 | 800 | 0 | 36.28 | 36.08 | 8 | 0
2015 | ERCOT_2_SPP_S | ERCOT | SPP_S | External | Winter | B16 | 25 | 800 | 0 | 43.07 | 46.84 | 8 | 0
2015 | ERCOT_2_SPP_S | ERCOT | SPP_S | External | Winter | B17 | 100 | 800 | 0 | 39.52 | 39.9 | 8 | 0
2015 | ERCOT_2_SPP_S | ERCOT | SPP_S | External | Winter | B18 | 400 | 800 | 0 | 39.52 | 39.9 | 8 | 0
2015 | ERCOT_2_SPP_S | ERCOT | SPP_S | External | Winter | B19 | 700 | 800 | 0 | 39.52 | 39.81 | 8 | 0
2015 | ERCOT_2_SPP_S | ERCOT | SPP_S | External | Winter | B20 | 935 | 800 | 0 | 39.52 | 39.47 | 8 | 0
2015 | MAPP_US_2_RMPA | MAPP_US | RMPA | External | Shoulder | B11 | 25 | 200 | 0 | 40.82 | 39.82 | 8 | 0
2015 | MAPP_US_2_RMPA | MAPP_US | RMPA | External | Shoulder | B12 | 200 | 200 | 0 | 32.04 | 39.82 | 8 | 0
2015 | MAPP_US_2_RMPA | MAPP_US | RMPA | External | Shoulder | B13 | 600 | 200 | 200 | 30.4 | 39.82 | 8 | 1.42
2015 | MAPP_US_2_RMPA | MAPP_US | RMPA | External | Shoulder | B14 | 900 | 200 | 200 | 30.4 | 39.82 | 8 | 1.42
2015 | MAPP_US_2_RMPA | MAPP_US | RMPA | External | Shoulder | B15 | 1203 | 200 | 200 | 29.65 | 39.34 | 8 | 1.69
2015 | MAPP_US_2_RMPA | MAPP_US | RMPA | External | Summer | B1 | 10 | 200 | 0 | 52.77 | 59.98 | 8 | 0
2015 | MAPP_US_2_RMPA | MAPP_US | RMPA | External | Summer | B2 | 25 | 200 | 0 | 52.43 | 53.42 | 8 | 0
2015 | MAPP_US_2_RMPA | MAPP_US | RMPA | External | Summer | B3 | 75 | 200 | 0 | 52.43 | 59.98 | 8 | 0
2015 | MAPP_US_2_RMPA | MAPP_US | RMPA | External | Summer | B4 | 100 | 200 | 0 | 50.7 | 49.71 | 8 | 0
2015 | MAPP_US_2_RMPA | MAPP_US | RMPA | External | Summer | B5 | 200 | 200 | 0 | 47.01 | 46.02 | 8 | 0
2015 | MAPP_US_2_RMPA | MAPP_US | RMPA | External | Summer | B6 | 300 | 200 | 0 | 34.82 | 38.29 | 8 | 0
2015 | MAPP_US_2_RMPA | MAPP_US | RMPA | External | Summer | B7 | 400 | 200 | 200 | 30.02 | 38.29 | 8 | 0.27
2015 | MAPP_US_2_RMPA | MAPP_US | RMPA | External | Summer | B8 | 500 | 200 | 200 | 27.2 | 38.29 | 8 | 3.09
2015 | MAPP_US_2_RMPA | MAPP_US | RMPA | External | Summer | B9 | 800 | 200 | 200 | 27.2 | 38.29 | 8 | 3.09
2015 | MAPP_US_2_RMPA | MAPP_US | RMPA | External | Summer | B10 | 1262 | 200 | 200 | 26.29 | 38.29 | 8 | 4
2015 | MAPP_US_2_RMPA | MAPP_US | RMPA | External | Winter | B16 | 25 | 200 | 200 | 39.82 | 49.41 | 8 | 1.59
2015 | MAPP_US_2_RMPA | MAPP_US | RMPA | External | Winter | B17 | 100 | 200 | 0 | 34.92 | 42.74 | 8 | 0
2015 | MAPP_US_2_RMPA | MAPP_US | RMPA | External | Winter | B18 | 400 | 200 | 200 | 32.79 | 42.74 | 8 | 1.94
2015 | MAPP_US_2_RMPA | MAPP_US | RMPA | External | Winter | B19 | 700 | 200 | 200 | 32.79 | 42.74 | 8 | 1.94
2015 | MAPP_US_2_RMPA | MAPP_US | RMPA | External | Winter | B20 | 935 | 200 | 200 | 26.82 | 35.37 | 8 | 0.55
2015 | NE_2_RMPA | NE | RMPA | External | Shoulder | B11 | 25 | 310 | 0 | 47.82 | 39.82 | 5 | 0
2015 | NE_2_RMPA | NE | RMPA | External | Shoulder | B12 | 200 | 310 | 0 | 39.04 | 39.82 | 5 | 0
2015 | NE_2_RMPA | NE | RMPA | External | Shoulder | B13 | 600 | 310 | 0 | 37.4 | 39.82 | 5 | 0
2015 | NE_2_RMPA | NE | RMPA | External | Shoulder | B14 | 900 | 310 | 0 | 37.4 | 39.82 | 5 | 0
2015 | NE_2_RMPA | NE | RMPA | External | Shoulder | B15 | 1203 | 310 | 0 | 36.65 | 39.34 | 5 | 0
2015 | NE_2_RMPA | NE | RMPA | External | Summer | B1 | 10 | 310 | 0 | 59.77 | 59.98 | 5 | 0
2015 | NE_2_RMPA | NE | RMPA | External | Summer | B2 | 25 | 310 | 0 | 59.43 | 53.42 | 5 | 0
2015 | NE_2_RMPA | NE | RMPA | External | Summer | B3 | 75 | 310 | 0 | 59.43 | 59.98 | 5 | 0
2015 | NE_2_RMPA | NE | RMPA | External | Summer | B4 | 100 | 310 | 0 | 57.7 | 49.71 | 5 | 0
2015 | NE_2_RMPA | NE | RMPA | External | Summer | B5 | 200 | 310 | 0 | 54.01 | 46.02 | 5 | 0
2015 | NE_2_RMPA | NE | RMPA | External | Summer | B6 | 300 | 310 | 0 | 41.82 | 38.29 | 5 | 0
2015 | NE_2_RMPA | NE | RMPA | External | Summer | B7 | 400 | 310 | 0 | 37.02 | 38.29 | 5 | 0
2015 | NE_2_RMPA | NE | RMPA | External | Summer | B8 | 500 | 310 | 0 | 34.2 | 38.29 | 5 | 0
2015 | NE_2_RMPA | NE | RMPA | External | Summer | B9 | 800 | 310 | 0 | 34.2 | 38.29 | 5 | 0
2015 | NE_2_RMPA | NE | RMPA | External | Summer | B10 | 1262 | 310 | 135.88 | 33.29 | 38.29 | 5 | 0
2015 | NE_2_RMPA | NE | RMPA | External | Winter | B16 | 25 | 310 | 0 | 46.82 | 49.41 | 5 | 0
2015 | NE_2_RMPA | NE | RMPA | External | Winter | B17 | 100 | 310 | 0 | 39.88 | 42.74 | 5 | 0
2015 | NE_2_RMPA | NE | RMPA | External | Winter | B18 | 400 | 310 | 0 | 39.79 | 42.74 | 5 | 0
2015 | NE_2_RMPA | NE | RMPA | External | Winter | B19 | 700 | 310 | 0 | 39.79 | 42.74 | 5 | 0
2015 | NE_2_RMPA | NE | RMPA | External | Winter | B20 | 935 | 310 | 0 | 33.82 | 35.37 | 5 | 0
2015 | NWPP_Coal_2_MAPP_US | NWPP_Coal | MAPP_US | External | Shoulder | B11 | 25 | 150 | 0 | 38.75 | 40.82 | 8 | 0
2015 | NWPP_Coal_2_MAPP_US | NWPP_Coal | MAPP_US | External | Shoulder | B12 | 200 | 150 | 0 | 38.75 | 32.04 | 8 | 0
2015 | NWPP_Coal_2_MAPP_US | NWPP_Coal | MAPP_US | External | Shoulder | B13 | 600 | 150 | 0 | 38.75 | 30.4 | 8 | 0
2015 | NWPP_Coal_2_MAPP_US | NWPP_Coal | MAPP_US | External | Shoulder | B14 | 900 | 150 | 0 | 38.75 | 30.4 | 8 | 0
2015 | NWPP_Coal_2_MAPP_US | NWPP_Coal | MAPP_US | External | Shoulder | B15 | 1203 | 150 | 0 | 38.75 | 29.65 | 8 | 0
2015 | NWPP_Coal_2_MAPP_US | NWPP_Coal | MAPP_US | External | Summer | B1 | 10 | 150 | 0 | 49.09 | 52.77 | 8 | 0
2015 | NWPP_Coal_2_MAPP_US | NWPP_Coal | MAPP_US | External | Summer | B2 | 25 | 150 | 150 | 38.72 | 52.43 | 8 | 5.71
2015 | NWPP_Coal_2_MAPP_US | NWPP_Coal | MAPP_US | External | Summer | B3 | 75 | 150 | 150 | 38.72 | 52.43 | 8 | 5.71
2015 | NWPP_Coal_2_MAPP_US | NWPP_Coal | MAPP_US | External | Summer | B4 | 100 | 150 | 150 | 38.72 | 50.7 | 8 | 3.98
2015 | NWPP_Coal_2_MAPP_US | NWPP_Coal | MAPP_US | External | Summer | B5 | 200 | 150 | 150 | 38.72 | 47.01 | 8 | 0.28
2015 | NWPP_Coal_2_MAPP_US | NWPP_Coal | MAPP_US | External | Summer | B6 | 300 | 150 | 0 | 38.72 | 34.82 | 8 | 0
2015 | NWPP_Coal_2_MAPP_US | NWPP_Coal | MAPP_US | External | Summer | B7 | 400 | 150 | 0 | 38.72 | 30.02 | 8 | 0
2015 | NWPP_Coal_2_MAPP_US | NWPP_Coal | MAPP_US | External | Summer | B8 | 500 | 150 | 0 | 38.72 | 27.2 | 8 | 0
2015 | NWPP_Coal_2_MAPP_US | NWPP_Coal | MAPP_US | External | Summer | B9 | 800 | 150 | 0 | 38.72 | 27.2 | 8 | 0
2015 | NWPP_Coal_2_MAPP_US | NWPP_Coal | MAPP_US | External | Summer | B10 | 1262 | 150 | 0 | 38.72 | 26.29 | 8 | 0
2015 | NWPP_Coal_2_MAPP_US | NWPP_Coal | MAPP_US | External | Winter | B16 | 25 | 150 | 0 | 41.24 | 39.82 | 8 | 0
2015 | NWPP_Coal_2_MAPP_US | NWPP_Coal | MAPP_US | External | Winter | B17 | 100 | 150 | 0 | 41.24 | 34.92 | 8 | 0
2015 | NWPP_Coal_2_MAPP_US | NWPP_Coal | MAPP_US | External | Winter | B18 | 400 | 150 | 0 | 41.24 | 32.79 | 8 | 0
2015 | NWPP_Coal_2_MAPP_US | NWPP_Coal | MAPP_US | External | Winter | B19 | 700 | 150 | 0 | 41.24 | 32.79 | 8 | 0
2015 | NWPP_Coal_2_MAPP_US | NWPP_Coal | MAPP_US | External | Winter | B20 | 935 | 150 | 0 | 41.24 | 26.82 | 8 | 0
2015 | RMPA_2_MAPP_US | RMPA | MAPP_US | External | Shoulder | B11 | 25 | 200 | 0 | 39.82 | 40.82 | 8 | 0
2015 | RMPA_2_MAPP_US | RMPA | MAPP_US | External | Shoulder | B12 | 200 | 200 | 0 | 39.82 | 32.04 | 8 | 0
2015 | RMPA_2_MAPP_US | RMPA | MAPP_US | External | Shoulder | B13 | 600 | 200 | 0 | 39.82 | 30.4 | 8 | 0
2015 | RMPA_2_MAPP_US | RMPA | MAPP_US | External | Shoulder | B14 | 900 | 200 | 0 | 39.82 | 30.4 | 8 | 0
2015 | RMPA_2_MAPP_US | RMPA | MAPP_US | External | Shoulder | B15 | 1203 | 200 | 0 | 39.34 | 29.65 | 8 | 0
2015 | RMPA_2_MAPP_US | RMPA | MAPP_US | External | Summer | B1 | 10 | 200 | 0 | 59.98 | 52.77 | 8 | 0
2015 | RMPA_2_MAPP_US | RMPA | MAPP_US | External | Summer | B2 | 25 | 200 | 0 | 53.42 | 52.43 | 8 | 0
2015 | RMPA_2_MAPP_US | RMPA | MAPP_US | External | Summer | B3 | 75 | 200 | 0 | 59.98 | 52.43 | 8 | 0
2015 | RMPA_2_MAPP_US | RMPA | MAPP_US | External | Summer | B4 | 100 | 200 | 0 | 49.71 | 50.7 | 8 | 0
2015 | RMPA_2_MAPP_US | RMPA | MAPP_US | External | Summer | B5 | 200 | 200 | 0 | 46.02 | 47.01 | 8 | 0
2015 | RMPA_2_MAPP_US | RMPA | MAPP_US | External | Summer | B6 | 300 | 200 | 0 | 38.29 | 34.82 | 8 | 0
2015 | RMPA_2_MAPP_US | RMPA | MAPP_US | External | Summer | B7 | 400 | 200 | 0 | 38.29 | 30.02 | 8 | 0
2015 | RMPA_2_MAPP_US | RMPA | MAPP_US | External | Summer | B8 | 500 | 200 | 0 | 38.29 | 27.2 | 8 | 0
2015 | RMPA_2_MAPP_US | RMPA | MAPP_US | External | Summer | B9 | 800 | 200 | 0 | 38.29 | 27.2 | 8 | 0
2015 | RMPA_2_MAPP_US | RMPA | MAPP_US | External | Summer | B10 | 1262 | 200 | 0 | 38.29 | 26.29 | 8 | 0
2015 | RMPA_2_MAPP_US | RMPA | MAPP_US | External | Winter | B16 | 25 | 200 | 0 | 49.41 | 39.82 | 8 | 0
2015 | RMPA_2_MAPP_US | RMPA | MAPP_US | External | Winter | B17 | 100 | 200 | 0 | 42.74 | 34.92 | 8 | 0
2015 | RMPA_2_MAPP_US | RMPA | MAPP_US | External | Winter | B18 | 400 | 200 | 0 | 42.74 | 32.79 | 8 | 0
2015 | RMPA_2_MAPP_US | RMPA | MAPP_US | External | Winter | B19 | 700 | 200 | 0 | 42.74 | 32.79 | 8 | 0
2015 | RMPA_2_MAPP_US | RMPA | MAPP_US | External | Winter | B20 | 935 | 200 | 0 | 35.37 | 26.82 | 8 | 0
2015 | RMPA_2_NE | RMPA | NE | External | Shoulder | B11 | 25 | 310 | 288.5 | 39.82 | 47.82 | 8 | 0
2015 | RMPA_2_NE | RMPA | NE | External | Shoulder | B12 | 200 | 310 | 0 | 39.82 | 39.04 | 8 | 0
2015 | RMPA_2_NE | RMPA | NE | External | Shoulder | B13 | 600 | 310 | 0 | 39.82 | 37.4 | 8 | 0
2015 | RMPA_2_NE | RMPA | NE | External | Shoulder | B14 | 900 | 310 | 0 | 39.82 | 37.4 | 8 | 0
2015 | RMPA_2_NE | RMPA | NE | External | Shoulder | B15 | 1203 | 310 | 0 | 39.34 | 36.65 | 8 | 0
2015 | RMPA_2_NE | RMPA | NE | External | Summer | B1 | 10 | 310 | 0 | 59.98 | 59.77 | 8 | 0
2015 | RMPA_2_NE | RMPA | NE | External | Summer | B2 | 25 | 310 | 0 | 53.42 | 59.43 | 8 | 0
2015 | RMPA_2_NE | RMPA | NE | External | Summer | B3 | 75 | 310 | 0 | 59.98 | 59.43 | 8 | 0
2015 | RMPA_2_NE | RMPA | NE | External | Summer | B4 | 100 | 310 | 0 | 49.71 | 57.7 | 8 | 0
2015 | RMPA_2_NE | RMPA | NE | External | Summer | B5 | 200 | 310 | 0 | 46.02 | 54.01 | 8 | 0
2015 | RMPA_2_NE | RMPA | NE | External | Summer | B6 | 300 | 310 | 0 | 38.29 | 41.82 | 8 | 0
2015 | RMPA_2_NE | RMPA | NE | External | Summer | B7 | 400 | 310 | 0 | 38.29 | 37.02 | 8 | 0
2015 | RMPA_2_NE | RMPA | NE | External | Summer | B8 | 500 | 310 | 0 | 38.29 | 34.2 | 8 | 0
2015 | RMPA_2_NE | RMPA | NE | External | Summer | B9 | 800 | 310 | 0 | 38.29 | 34.2 | 8 | 0
2015 | RMPA_2_NE | RMPA | NE | External | Summer | B10 | 1262 | 310 | 0 | 38.29 | 33.29 | 8 | 0
2015 | RMPA_2_NE | RMPA | NE | External | Winter | B16 | 25 | 310 | 0 | 49.41 | 46.82 | 8 | 0
2015 | RMPA_2_NE | RMPA | NE | External | Winter | B17 | 100 | 310 | 0 | 42.74 | 39.88 | 8 | 0
2015 | RMPA_2_NE | RMPA | NE | External | Winter | B18 | 400 | 310 | 0 | 42.74 | 39.79 | 8 | 0
2015 | RMPA_2_NE | RMPA | NE | External | Winter | B19 | 700 | 310 | 0 | 42.74 | 39.79 | 8 | 0
2015 | RMPA_2_NE | RMPA | NE | External | Winter | B20 | 935 | 310 | 0 | 35.37 | 33.82 | 8 | 0
2015 | RMPA_2_SPP_N | RMPA | SPP_N | External | Shoulder | B11 | 25 | 210 | 210 | 39.82 | 54.82 | 8 | 7
2015 | RMPA_2_SPP_N | RMPA | SPP_N | External | Shoulder | B12 | 200 | 210 | 0 | 39.82 | 39.1 | 8 | 0
2015 | RMPA_2_SPP_N | RMPA | SPP_N | External | Shoulder | B13 | 600 | 210 | 0 | 39.82 | 37.76 | 8 | 0
2015 | RMPA_2_SPP_N | RMPA | SPP_N | External | Shoulder | B14 | 900 | 210 | 0 | 39.82 | 37.41 | 8 | 0
2015 | RMPA_2_SPP_N | RMPA | SPP_N | External | Shoulder | B15 | 1203 | 210 | 0 | 39.34 | 37.41 | 8 | 0
2015 | RMPA_2_SPP_N | RMPA | SPP_N | External | Summer | B1 | 10 | 210 | 0 | 59.98 | 60.91 | 8 | 0
2015 | RMPA_2_SPP_N | RMPA | SPP_N | External | Summer | B2 | 25 | 210 | 0 | 53.42 | 60.91 | 8 | 0
2015 | RMPA_2_SPP_N | RMPA | SPP_N | External | Summer | B3 | 75 | 210 | 0 | 59.98 | 60.91 | 8 | 0
2015 | RMPA_2_SPP_N | RMPA | SPP_N | External | Summer | B4 | 100 | 210 | 35.07 | 49.71 | 57.71 | 8 | 0
2015 | RMPA_2_SPP_N | RMPA | SPP_N | External | Summer | B5 | 200 | 210 | 50.7 | 46.02 | 54.02 | 8 | 0
2015 | RMPA_2_SPP_N | RMPA | SPP_N | External | Summer | B6 | 300 | 210 | 210 | 38.29 | 48.82 | 8 | 2.54
2015 | RMPA_2_SPP_N | RMPA | SPP_N | External | Summer | B7 | 400 | 210 | 0 | 38.29 | 42.23 | 8 | 0
2015 | RMPA_2_SPP_N | RMPA | SPP_N | External | Summer | B8 | 500 | 210 | 0 | 38.29 | 37.77 | 8 | 0
2015 | RMPA_2_SPP_N | RMPA | SPP_N | External | Summer | B9 | 800 | 210 | 0 | 38.29 | 36.14 | 8 | 0
2015 | RMPA_2_SPP_N | RMPA | SPP_N | External | Summer | B10 | 1262 | 210 | 0 | 38.29 | 35.92 | 8 | 0
2015 | RMPA_2_SPP_N | RMPA | SPP_N | External | Winter | B16 | 25 | 210 | 0 | 49.41 | 46.83 | 8 | 0
2015 | RMPA_2_SPP_N | RMPA | SPP_N | External | Winter | B17 | 100 | 210 | 0 | 42.74 | 39.89 | 8 | 0
2015 | RMPA_2_SPP_N | RMPA | SPP_N | External | Winter | B18 | 400 | 210 | 0 | 42.74 | 39.89 | 8 | 0
2015 | RMPA_2_SPP_N | RMPA | SPP_N | External | Winter | B19 | 700 | 210 | 0 | 42.74 | 39.8 | 8 | 0
2015 | RMPA_2_SPP_N | RMPA | SPP_N | External | Winter | B20 | 935 | 210 | 0 | 35.37 | 39.46 | 8 | 0
2015 | SPP_N_2_RMPA | SPP_N | RMPA | External | Shoulder | B11 | 25 | 210 | 0 | 54.82 | 39.82 | 5 | 0
2015 | SPP_N_2_RMPA | SPP_N | RMPA | External | Shoulder | B12 | 200 | 210 | 0 | 39.1 | 39.82 | 5 | 0
2015 | SPP_N_2_RMPA | SPP_N | RMPA | External | Shoulder | B13 | 600 | 210 | 0 | 37.76 | 39.82 | 5 | 0
2015 | SPP_N_2_RMPA | SPP_N | RMPA | External | Shoulder | B14 | 900 | 210 | 0 | 37.41 | 39.82 | 5 | 0
2015 | SPP_N_2_RMPA | SPP_N | RMPA | External | Shoulder | B15 | 1203 | 210 | 0 | 37.41 | 39.34 | 5 | 0
2015 | SPP_N_2_RMPA | SPP_N | RMPA | External | Summer | B1 | 10 | 210 | 0 | 60.91 | 59.98 | 5 | 0
2015 | SPP_N_2_RMPA | SPP_N | RMPA | External | Summer | B2 | 25 | 210 | 0 | 60.91 | 53.42 | 5 | 0
2015 | SPP_N_2_RMPA | SPP_N | RMPA | External | Summer | B3 | 75 | 210 | 0 | 60.91 | 59.98 | 5 | 0
2015 | SPP_N_2_RMPA | SPP_N | RMPA | External | Summer | B4 | 100 | 210 | 0 | 57.71 | 49.71 | 5 | 0
2015 | SPP_N_2_RMPA | SPP_N | RMPA | External | Summer | B5 | 200 | 210 | 0 | 54.02 | 46.02 | 5 | 0
2015 | SPP_N_2_RMPA | SPP_N | RMPA | External | Summer | B6 | 300 | 210 | 0 | 48.82 | 38.29 | 5 | 0
2015 | SPP_N_2_RMPA | SPP_N | RMPA | External | Summer | B7 | 400 | 210 | 0 | 42.23 | 38.29 | 5 | 0
2015 | SPP_N_2_RMPA | SPP_N | RMPA | External | Summer | B8 | 500 | 210 | 0 | 37.77 | 38.29 | 5 | 0
2015 | SPP_N_2_RMPA | SPP_N | RMPA | External | Summer | B9 | 800 | 210 | 0 | 36.14 | 38.29 | 5 | 0
2015 | SPP_N_2_RMPA | SPP_N | RMPA | External | Summer | B10 | 1262 | 210 | 0 | 35.92 | 38.29 | 5 | 0
2015 | SPP_N_2_RMPA | SPP_N | RMPA | External | Winter | B16 | 25 | 210 | 0 | 46.83 | 49.41 | 5 | 0
2015 | SPP_N_2_RMPA | SPP_N | RMPA | External | Winter | B17 | 100 | 210 | 0 | 39.89 | 42.74 | 5 | 0
2015 | SPP_N_2_RMPA | SPP_N | RMPA | External | Winter | B18 | 400 | 210 | 0 | 39.89 | 42.74 | 5 | 0
2015 | SPP_N_2_RMPA | SPP_N | RMPA | External | Winter | B19 | 700 | 210 | 0 | 39.8 | 42.74 | 5 | 0
2015 | SPP_N_2_RMPA | SPP_N | RMPA | External | Winter | B20 | 935 | 210 | 0 | 39.46 | 35.37 | 5 | 0
2015 | SPP_S_2_ERCOT | SPP_S | ERCOT | External | Shoulder | B11 | 25 | 800 | 0 | 53.77 | 54.36 | 5 | 0
2015 | SPP_S_2_ERCOT | SPP_S | ERCOT | External | Shoulder | B12 | 200 | 800 | 0 | 39.11 | 40.66 | 5 | 0
2015 | SPP_S_2_ERCOT | SPP_S | ERCOT | External | Shoulder | B13 | 600 | 800 | 0 | 37.77 | 37.32 | 5 | 0
2015 | SPP_S_2_ERCOT | SPP_S | ERCOT | External | Shoulder | B14 | 900 | 800 | 0 | 37.42 | 37.32 | 5 | 0
2015 | SPP_S_2_ERCOT | SPP_S | ERCOT | External | Shoulder | B15 | 1203 | 800 | 0 | 37.42 | 37.32 | 5 | 0
2015 | SPP_S_2_ERCOT | SPP_S | ERCOT | External | Summer | B1 | 10 | 800 | 0 | 60.8 | 52.8 | 5 | 0
2015 | SPP_S_2_ERCOT | SPP_S | ERCOT | External | Summer | B2 | 25 | 800 | 0 | 60.8 | 52.8 | 5 | 0
2015 | SPP_S_2_ERCOT | SPP_S | ERCOT | External | Summer | B3 | 75 | 800 | 0 | 60.51 | 52.8 | 5 | 0
2015 | SPP_S_2_ERCOT | SPP_S | ERCOT | External | Summer | B4 | 100 | 800 | 0 | 53.11 | 52.8 | 5 | 0
2015 | SPP_S_2_ERCOT | SPP_S | ERCOT | External | Summer | B5 | 200 | 800 | 0 | 51.91 | 52.8 | 5 | 0
2015 | SPP_S_2_ERCOT | SPP_S | ERCOT | External | Summer | B6 | 300 | 800 | 0 | 48.84 | 52.8 | 5 | 0
2015 | SPP_S_2_ERCOT | SPP_S | ERCOT | External | Summer | B7 | 400 | 800 | 0 | 42.24 | 39.51 | 5 | 0
2015 | SPP_S_2_ERCOT | SPP_S | ERCOT | External | Summer | B8 | 500 | 800 | 0 | 37.78 | 39 | 5 | 0
2015 | SPP_S_2_ERCOT | SPP_S | ERCOT | External | Summer | B9 | 800 | 800 | 0 | 36.16 | 36.28 | 5 | 0
2015 | SPP_S_2_ERCOT | SPP_S | ERCOT | External | Summer | B10 | 1262 | 800 | 0 | 36.08 | 36.28 | 5 | 0
2015 | SPP_S_2_ERCOT | SPP_S | ERCOT | External | Winter | B16 | 25 | 800 | 0 | 46.84 | 43.07 | 5 | 0
2015 | SPP_S_2_ERCOT | SPP_S | ERCOT | External | Winter | B17 | 100 | 800 | 0 | 39.9 | 39.52 | 5 | 0
2015 | SPP_S_2_ERCOT | SPP_S | ERCOT | External | Winter | B18 | 400 | 800 | 0 | 39.9 | 39.52 | 5 | 0
2015 | SPP_S_2_ERCOT | SPP_S | ERCOT | External | Winter | B19 | 700 | 800 | 0 | 39.81 | 39.52 | 5 | 0
2015 | SPP_S_2_ERCOT | SPP_S | ERCOT | External | Winter | B20 | 935 | 800 | 0 | 39.47 | 39.52 | 5 | 0
2020 | AZ_NM_SNV_Coal_2_SPP_S | AZ_NM_SNV_Coal | SPP_S | External | Shoulder | B11 | 25 | 400 | 400 | 45.87 | 59.09 | 8.17 | 5.06
2020 | AZ_NM_SNV_Coal_2_SPP_S | AZ_NM_SNV_Coal | SPP_S | External | Shoulder | B12 | 200 | 400 | 0 | 45.84 | 43.97 | 8.17 | 0
2020 | AZ_NM_SNV_Coal_2_SPP_S | AZ_NM_SNV_Coal | SPP_S | External | Shoulder | B13 | 600 | 400 | 0 | 45.82 | 42.63 | 8.17 | 0
2020 | AZ_NM_SNV_Coal_2_SPP_S | AZ_NM_SNV_Coal | SPP_S | External | Shoulder | B14 | 900 | 400 | 0 | 45.81 | 41.52 | 8.17 | 0
2020 | AZ_NM_SNV_Coal_2_SPP_S | AZ_NM_SNV_Coal | SPP_S | External | Shoulder | B15 | 1203 | 400 | 0 | 42.46 | 41.05 | 8.17 | 0
2020 | AZ_NM_SNV_Coal_2_SPP_S | AZ_NM_SNV_Coal | SPP_S | External | Summer | B1 | 10 | 400 | 0 | 67.26 | 65.74 | 8.17 | 0
2020 | AZ_NM_SNV_Coal_2_SPP_S | AZ_NM_SNV_Coal | SPP_S | External | Summer | B2 | 25 | 400 | 0 | 67.26 | 66.45 | 8.17 | 0
2020 | AZ_NM_SNV_Coal_2_SPP_S | AZ_NM_SNV_Coal | SPP_S | External | Summer | B3 | 75 | 400 | 0 | 67.26 | 65.74 | 8.17 | 0
2020 | AZ_NM_SNV_Coal_2_SPP_S | AZ_NM_SNV_Coal | SPP_S | External | Summer | B4 | 100 | 400 | 0 | 63.02 | 58.04 | 8.17 | 0
2020 | AZ_NM_SNV_Coal_2_SPP_S | AZ_NM_SNV_Coal | SPP_S | External | Summer | B5 | 200 | 400 | 0 | 53.91 | 57.04 | 8.17 | 0
2020 | AZ_NM_SNV_Coal_2_SPP_S | AZ_NM_SNV_Coal | SPP_S | External | Summer | B6 | 300 | 400 | 0 | 48.92 | 55.15 | 8.17 | 0
2020 | AZ_NM_SNV_Coal_2_SPP_S | AZ_NM_SNV_Coal | SPP_S | External | Summer | B7 | 400 | 400 | 0 | 45.76 | 46.9 | 8.17 | 0
2020 | AZ_NM_SNV_Coal_2_SPP_S | AZ_NM_SNV_Coal | SPP_S | External | Summer | B8 | 500 | 400 | 0 | 45.75 | 41.44 | 8.17 | 0
2020 | AZ_NM_SNV_Coal_2_SPP_S | AZ_NM_SNV_Coal | SPP_S | External | Summer | B9 | 800 | 400 | 0 | 45.74 | 40.11 | 8.17 | 0
2020 | AZ_NM_SNV_Coal_2_SPP_S | AZ_NM_SNV_Coal | SPP_S | External | Summer | B10 | 1262 | 400 | 0 | 43.44 | 39.65 | 8.17 | 0
2020 | AZ_NM_SNV_Coal_2_SPP_S | AZ_NM_SNV_Coal | SPP_S | External | Winter | B16 | 25 | 400 | 0 | 48.51 | 53.48 | 8.17 | 0
2020 | AZ_NM_SNV_Coal_2_SPP_S | AZ_NM_SNV_Coal | SPP_S | External | Winter | B17 | 100 | 400 | 0 | 48.5 | 44.32 | 8.17 | 0
2020 | AZ_NM_SNV_Coal_2_SPP_S | AZ_NM_SNV_Coal | SPP_S | External | Winter | B18 | 400 | 400 | 0 | 48.49 | 43.82 | 8.17 | 0
2020 | AZ_NM_SNV_Coal_2_SPP_S | AZ_NM_SNV_Coal | SPP_S | External | Winter | B19 | 700 | 400 | 0 | 48.49 | 43.72 | 8.17 | 0
2020 | AZ_NM_SNV_Coal_2_SPP_S | AZ_NM_SNV_Coal | SPP_S | External | Winter | B20 | 935 | 400 | 0 | 45.5 | 43.72 | 8.17 | 0
2020 | ERCOT_2_SPP_S | ERCOT | SPP_S | External | Shoulder | B11 | 25 | 800 | 0 | 59.67 | 59.09 | 8 | 0
2020 | ERCOT_2_SPP_S | ERCOT | SPP_S | External | Shoulder | B12 | 200 | 800 | 0 | 44.56 | 43.97 | 8 | 0
2020 | ERCOT_2_SPP_S | ERCOT | SPP_S | External | Shoulder | B13 | 600 | 800 | 0 | 40.89 | 42.63 | 8 | 0
2020 | ERCOT_2_SPP_S | ERCOT | SPP_S | External | Shoulder | B14 | 900 | 800 | 0 | 40.89 | 41.52 | 8 | 0
2020 | ERCOT_2_SPP_S | ERCOT | SPP_S | External | Shoulder | B15 | 1203 | 800 | 0 | 40.89 | 41.05 | 8 | 0
2020 | ERCOT_2_SPP_S | ERCOT | SPP_S | External | Summer | B1 | 10 | 800 | 0 | 68.79 | 65.74 | 8 | 0
2020 | ERCOT_2_SPP_S | ERCOT | SPP_S | External | Summer | B2 | 25 | 800 | 0 | 66.02 | 66.45 | 8 | 0
2020 | ERCOT_2_SPP_S | ERCOT | SPP_S | External | Summer | B3 | 75 | 800 | 0 | 57.97 | 65.74 | 8 | 0
2020 | ERCOT_2_SPP_S | ERCOT | SPP_S | External | Summer | B4 | 100 | 800 | 0 | 57.97 | 58.04 | 8 | 0
2020 | ERCOT_2_SPP_S | ERCOT | SPP_S | External | Summer | B5 | 200 | 800 | 0 | 57.97 | 57.04 | 8 | 0
2020 | ERCOT_2_SPP_S | ERCOT | SPP_S | External | Summer | B6 | 300 | 800 | 0 | 57.97 | 55.15 | 8 | 0
2020 | ERCOT_2_SPP_S | ERCOT | SPP_S | External | Summer | B7 | 400 | 800 | 0 | 45.25 | 46.9 | 8 | 0
2020 | ERCOT_2_SPP_S | ERCOT | SPP_S | External | Summer | B8 | 500 | 800 | 0 | 43.2 | 41.44 | 8 | 0
2020 | ERCOT_2_SPP_S | ERCOT | SPP_S | External | Summer | B9 | 800 | 800 | 0 | 39.75 | 40.11 | 8 | 0
2020 | ERCOT_2_SPP_S | ERCOT | SPP_S | External | Summer | B10 | 1262 | 800 | 0 | 39.75 | 39.65 | 8 | 0
2020 | ERCOT_2_SPP_S | ERCOT | SPP_S | External | Winter | B16 | 25 | 800 | 0 | 55.88 | 53.48 | 8 | 0
2020 | ERCOT_2_SPP_S | ERCOT | SPP_S | External | Winter | B17 | 100 | 800 | 0 | 43.36 | 44.32 | 8 | 0
2020 | ERCOT_2_SPP_S | ERCOT | SPP_S | External | Winter | B18 | 400 | 800 | 0 | 43.36 | 43.82 | 8 | 0
2020 | ERCOT_2_SPP_S | ERCOT | SPP_S | External | Winter | B19 | 700 | 800 | 0 | 43.36 | 43.72 | 8 | 0
2020 | ERCOT_2_SPP_S | ERCOT | SPP_S | External | Winter | B20 | 935 | 800 | 0 | 43.36 | 43.72 | 8 | 0
2020 | MAPP_US_2_RMPA | MAPP_US | RMPA | External | Shoulder | B11 | 25 | 200 | 0 | 53.81 | 52.81 | 8 | 0
2020 | MAPP_US_2_RMPA | MAPP_US | RMPA | External | Shoulder | B12 | 200 | 200 | 0 | 37.88 | 44.67 | 8 | 0
2020 | MAPP_US_2_RMPA | MAPP_US | RMPA | External | Shoulder | B13 | 600 | 200 | 200 | 35.6 | 44.67 | 8 | 1.07
2020 | MAPP_US_2_RMPA | MAPP_US | RMPA | External | Shoulder | B14 | 900 | 200 | 200 | 35.6 | 44.67 | 8 | 1.07
2020 | MAPP_US_2_RMPA | MAPP_US | RMPA | External | Shoulder | B15 | 1203 | 200 | 200 | 34.6 | 44.67 | 8 | 2.07
2020 | MAPP_US_2_RMPA | MAPP_US | RMPA | External | Summer | B1 | 10 | 200 | 0 | 59.46 | 66.62 | 8 | 0
2020 | MAPP_US_2_RMPA | MAPP_US | RMPA | External | Summer | B2 | 25 | 200 | 0 | 59.01 | 66.62 | 8 | 0
2020 | MAPP_US_2_RMPA | MAPP_US | RMPA | External | Summer | B3 | 75 | 200 | 0 | 59.01 | 66.62 | 8 | 0
2020 | MAPP_US_2_RMPA | MAPP_US | RMPA | External | Summer | B4 | 100 | 200 | 0 | 59.01 | 58.63 | 8 | 0
2020 | MAPP_US_2_RMPA | MAPP_US | RMPA | External | Summer | B5 | 200 | 200 | 0 | 54.49 | 53.91 | 8 | 0
2020 | MAPP_US_2_RMPA | MAPP_US | RMPA | External | Summer | B6 | 300 | 200 | 0 | 48.12 | 47.12 | 8 | 0
2020 | MAPP_US_2_RMPA | MAPP_US | RMPA | External | Summer | B7 | 400 | 200 | 142.99 | 34.9 | 42.9 | 8 | 0
2020 | MAPP_US_2_RMPA | MAPP_US | RMPA | External | Summer | B8 | 500 | 200 | 200 | 32.11 | 42.9 | 8 | 2.79
2020 | MAPP_US_2_RMPA | MAPP_US | RMPA | External | Summer | B9 | 800 | 200 | 200 | 32.11 | 42.9 | 8 | 2.79
2020 | MAPP_US_2_RMPA | MAPP_US | RMPA | External | Summer | B10 | 1262 | 200 | 200 | 29.26 | 42.19 | 8 | 4.93
2020 | MAPP_US_2_RMPA | MAPP_US | RMPA | External | Winter | B16 | 25 | 200 | 200 | 45.21 | 56.14 | 8 | 2.93
2020 | MAPP_US_2_RMPA | MAPP_US | RMPA | External | Winter | B17 | 100 | 200 | 200 | 39.24 | 48.02 | 8 | 0.78
2020 | MAPP_US_2_RMPA | MAPP_US | RMPA | External | Winter | B18 | 400 | 200 | 200 | 37.64 | 48.02 | 8 | 2.37
2020 | MAPP_US_2_RMPA | MAPP_US | RMPA | External | Winter | B19 | 700 | 200 | 200 | 37.64 | 48.02 | 8 | 2.37
2020 | MAPP_US_2_RMPA | MAPP_US | RMPA | External | Winter | B20 | 935 | 200 | 84.01 | 32.32 | 40.32 | 8 | 0
2020 | NE_2_RMPA | NE | RMPA | External | Shoulder | B11 | 25 | 310 | 0 | 60.81 | 52.81 | 5 | 0
2020 | NE_2_RMPA | NE | RMPA | External | Shoulder | B12 | 200 | 310 | 0 | 43.97 | 44.67 | 5 | 0
2020 | NE_2_RMPA | NE | RMPA | External | Shoulder | B13 | 600 | 310 | 0 | 42.6 | 44.67 | 5 | 0
2020 | NE_2_RMPA | NE | RMPA | External | Shoulder | B14 | 900 | 310 | 0 | 41.52 | 44.67 | 5 | 0
2020 | NE_2_RMPA | NE | RMPA | External | Shoulder | B15 | 1203 | 310 | 0 | 41.03 | 44.67 | 5 | 0
2020 | NE_2_RMPA | NE | RMPA | External | Summer | B1 | 10 | 310 | 0 | 66.46 | 66.62 | 5 | 0
2020 | NE_2_RMPA | NE | RMPA | External | Summer | B2 | 25 | 310 | 0 | 66.01 | 66.62 | 5 | 0
2020 | NE_2_RMPA | NE | RMPA | External | Summer | B3 | 75 | 310 | 0 | 66.01 | 66.62 | 5 | 0
2020 | NE_2_RMPA | NE | RMPA | External | Summer | B4 | 100 | 310 | 0 | 66.01 | 58.63 | 5 | 0
2020 | NE_2_RMPA | NE | RMPA | External | Summer | B5 | 200 | 310 | 0 | 61.49 | 53.91 | 5 | 0
2020 | NE_2_RMPA | NE | RMPA | External | Summer | B6 | 300 | 310 | 0 | 55.12 | 47.12 | 5 | 0
2020 | NE_2_RMPA | NE | RMPA | External | Summer | B7 | 400 | 310 | 0 | 41.9 | 42.9 | 5 | 0
2020 | NE_2_RMPA | NE | RMPA | External | Summer | B8 | 500 | 310 | 0 | 39.11 | 42.9 | 5 | 0
2020 | NE_2_RMPA | NE | RMPA | External | Summer | B9 | 800 | 310 | 0 | 39.11 | 42.9 | 5 | 0
2020 | NE_2_RMPA | NE | RMPA | External | Summer | B10 | 1262 | 310 | 310 | 36.26 | 42.19 | 5 | 0.93
2020 | NE_2_RMPA | NE | RMPA | External | Winter | B16 | 25 | 310 | 0 | 52.21 | 56.14 | 5 | 0
2020 | NE_2_RMPA | NE | RMPA | External | Winter | B17 | 100 | 310 | 0 | 44.3 | 48.02 | 5 | 0
2020 | NE_2_RMPA | NE | RMPA | External | Winter | B18 | 400 | 310 | 0 | 43.79 | 48.02 | 5 | 0
2020 | NE_2_RMPA | NE | RMPA | External | Winter | B19 | 700 | 310 | 0 | 43.7 | 48.02 | 5 | 0
2020 | NE_2_RMPA | NE | RMPA | External | Winter | B20 | 935 | 310 | 0 | 39.15 | 40.32 | 5 | 0
2020 | NWPP_Coal_2_MAPP_US | NWPP_Coal | MAPP_US | External | Shoulder | B11 | 25 | 150 | 81.33 | 45.81 | 53.81 | 8 | 0
2020 | NWPP_Coal_2_MAPP_US | NWPP_Coal | MAPP_US | External | Shoulder | B12 | 200 | 150 | 0 | 45.81 | 37.88 | 8 | 0
2020 | NWPP_Coal_2_MAPP_US | NWPP_Coal | MAPP_US | External | Shoulder | B13 | 600 | 150 | 0 | 45.81 | 35.6 | 8 | 0
2020 | NWPP_Coal_2_MAPP_US | NWPP_Coal | MAPP_US | External | Shoulder | B14 | 900 | 150 | 0 | 45.81 | 35.6 | 8 | 0
2020 | NWPP_Coal_2_MAPP_US | NWPP_Coal | MAPP_US | External | Shoulder | B15 | 1203 | 150 | 0 | 45.81 | 34.6 | 8 | 0
2020 | NWPP_Coal_2_MAPP_US | NWPP_Coal | MAPP_US | External | Summer | B1 | 10 | 150 | 0 | 58.49 | 59.46 | 8 | 0
2020 | NWPP_Coal_2_MAPP_US | NWPP_Coal | MAPP_US | External | Summer | B2 | 25 | 150 | 144.24 | 51.01 | 59.01 | 8 | 0
2020 | NWPP_Coal_2_MAPP_US | NWPP_Coal | MAPP_US | External | Summer | B3 | 75 | 150 | 150 | 45.74 | 59.01 | 8 | 5.27
2020 | NWPP_Coal_2_MAPP_US | NWPP_Coal | MAPP_US | External | Summer | B4 | 100 | 150 | 150 | 45.74 | 59.01 | 8 | 5.27
2020 | NWPP_Coal_2_MAPP_US | NWPP_Coal | MAPP_US | External | Summer | B5 | 200 | 150 | 150 | 45.74 | 54.49 | 8 | 0.74
2020 | NWPP_Coal_2_MAPP_US | NWPP_Coal | MAPP_US | External | Summer | B6 | 300 | 150 | 0 | 45.74 | 48.12 | 8 | 0
2020 | NWPP_Coal_2_MAPP_US | NWPP_Coal | MAPP_US | External | Summer | B7 | 400 | 150 | 0 | 45.74 | 34.9 | 8 | 0
2020 | NWPP_Coal_2_MAPP_US | NWPP_Coal | MAPP_US | External | Summer | B8 | 500 | 150 | 0 | 45.74 | 32.11 | 8 | 0
2020 | NWPP_Coal_2_MAPP_US | NWPP_Coal | MAPP_US | External | Summer | B9 | 800 | 150 | 0 | 45.74 | 32.11 | 8 | 0
2020 | NWPP_Coal_2_MAPP_US | NWPP_Coal | MAPP_US | External | Summer | B10 | 1262 | 150 | 0 | 45.74 | 29.26 | 8 | 0
2020 | NWPP_Coal_2_MAPP_US | NWPP_Coal | MAPP_US | External | Winter | B16 | 25 | 150 | 0 | 48.49 | 45.21 | 8 | 0
2020 | NWPP_Coal_2_MAPP_US | NWPP_Coal | MAPP_US | External | Winter | B17 | 100 | 150 | 0 | 48.49 | 39.24 | 8 | 0
2020 | NWPP_Coal_2_MAPP_US | NWPP_Coal | MAPP_US | External | Winter | B18 | 400 | 150 | 0 | 48.49 | 37.64 | 8 | 0
2020 | NWPP_Coal_2_MAPP_US | NWPP_Coal | MAPP_US | External | Winter | B19 | 700 | 150 | 0 | 48.49 | 37.64 | 8 | 0
2020 | NWPP_Coal_2_MAPP_US | NWPP_Coal | MAPP_US | External | Winter | B20 | 935 | 150 | 0 | 48.49 | 32.32 | 8 | 0
2020 | RMPA_2_MAPP_US | RMPA | MAPP_US | External | Shoulder | B11 | 25 | 200 | 0 | 52.81 | 53.81 | 8 | 0
2020 | RMPA_2_MAPP_US | RMPA | MAPP_US | External | Shoulder | B12 | 200 | 200 | 0 | 44.67 | 37.88 | 8 | 0
2020 | RMPA_2_MAPP_US | RMPA | MAPP_US | External | Shoulder | B13 | 600 | 200 | 0 | 44.67 | 35.6 | 8 | 0
2020 | RMPA_2_MAPP_US | RMPA | MAPP_US | External | Shoulder | B14 | 900 | 200 | 0 | 44.67 | 35.6 | 8 | 0
2020 | RMPA_2_MAPP_US | RMPA | MAPP_US | External | Shoulder | B15 | 1203 | 200 | 0 | 44.67 | 34.6 | 8 | 0
2020 | RMPA_2_MAPP_US | RMPA | MAPP_US | External | Summer | B1 | 10 | 200 | 0 | 66.62 | 59.46 | 8 | 0
2020 | RMPA_2_MAPP_US | RMPA | MAPP_US | External | Summer | B2 | 25 | 200 | 0 | 66.62 | 59.01 | 8 | 0
2020 | RMPA_2_MAPP_US | RMPA | MAPP_US | External | Summer | B3 | 75 | 200 | 0 | 66.62 | 59.01 | 8 | 0
2020 | RMPA_2_MAPP_US | RMPA | MAPP_US | External | Summer | B4 | 100 | 200 | 0 | 58.63 | 59.01 | 8 | 0
2020 | RMPA_2_MAPP_US | RMPA | MAPP_US | External | Summer | B5 | 200 | 200 | 0 | 53.91 | 54.49 | 8 | 0
2020 | RMPA_2_MAPP_US | RMPA | MAPP_US | External | Summer | B6 | 300 | 200 | 0 | 47.12 | 48.12 | 8 | 0
2020 | RMPA_2_MAPP_US | RMPA | MAPP_US | External | Summer | B7 | 400 | 200 | 0 | 42.9 | 34.9 | 8 | 0
2020 | RMPA_2_MAPP_US | RMPA | MAPP_US | External | Summer | B8 | 500 | 200 | 0 | 42.9 | 32.11 | 8 | 0
2020 | RMPA_2_MAPP_US | RMPA | MAPP_US | External | Summer | B9 | 800 | 200 | 0 | 42.9 | 32.11 | 8 | 0
2020 | RMPA_2_MAPP_US | RMPA | MAPP_US | External | Summer | B10 | 1262 | 200 | 0 | 42.19 | 29.26 | 8 | 0
2020 | RMPA_2_MAPP_US | RMPA | MAPP_US | External | Winter | B16 | 25 | 200 | 0 | 56.14 | 45.21 | 8 | 0
2020 | RMPA_2_MAPP_US | RMPA | MAPP_US | External | Winter | B17 | 100 | 200 | 0 | 48.02 | 39.24 | 8 | 0
2020 | RMPA_2_MAPP_US | RMPA | MAPP_US | External | Winter | B18 | 400 | 200 | 0 | 48.02 | 37.64 | 8 | 0
2020 | RMPA_2_MAPP_US | RMPA | MAPP_US | External | Winter | B19 | 700 | 200 | 0 | 48.02 | 37.64 | 8 | 0
2020 | RMPA_2_MAPP_US | RMPA | MAPP_US | External | Winter | B20 | 935 | 200 | 0 | 40.32 | 32.32 | 8 | 0
2020 | RMPA_2_NE | RMPA | NE | External | Shoulder | B11 | 25 | 310 | 179.02 | 52.81 | 60.81 | 8 | 0
2020 | RMPA_2_NE | RMPA | NE | External | Shoulder | B12 | 200 | 310 | 0 | 44.67 | 43.97 | 8 | 0
2020 | RMPA_2_NE | RMPA | NE | External | Shoulder | B13 | 600 | 310 | 0 | 44.67 | 42.6 | 8 | 0
2020 | RMPA_2_NE | RMPA | NE | External | Shoulder | B14 | 900 | 310 | 0 | 44.67 | 41.52 | 8 | 0
2020 | RMPA_2_NE | RMPA | NE | External | Shoulder | B15 | 1203 | 310 | 0 | 44.67 | 41.03 | 8 | 0
2020 | RMPA_2_NE | RMPA | NE | External | Summer | B1 | 10 | 310 | 0 | 66.62 | 66.46 | 8 | 0
2020 | RMPA_2_NE | RMPA | NE | External | Summer | B2 | 25 | 310 | 0 | 66.62 | 66.01 | 8 | 0
2020 | RMPA_2_NE | RMPA | NE | External | Summer | B3 | 75 | 310 | 0 | 66.62 | 66.01 | 8 | 0
2020 | RMPA_2_NE | RMPA | NE | External | Summer | B4 | 100 | 310 | 0 | 58.63 | 66.01 | 8 | 0
2020 | RMPA_2_NE | RMPA | NE | External | Summer | B5 | 200 | 310 | 0 | 53.91 | 61.49 | 8 | 0
2020 | RMPA_2_NE | RMPA | NE | External | Summer | B6 | 300 | 310 | 49.04 | 47.12 | 55.12 | 8 | 0
2020 | RMPA_2_NE | RMPA | NE | External | Summer | B7 | 400 | 310 | 0 | 42.9 | 41.9 | 8 | 0
2020 | RMPA_2_NE | RMPA | NE | External | Summer | B8 | 500 | 310 | 0 | 42.9 | 39.11 | 8 | 0
2020 | RMPA_2_NE | RMPA | NE | External | Summer | B9 | 800 | 310 | 0 | 42.9 | 39.11 | 8 | 0
2020 | RMPA_2_NE | RMPA | NE | External | Summer | B10 | 1262 | 310 | 0 | 42.19 | 36.26 | 8 | 0
2020 | RMPA_2_NE | RMPA | NE | External | Winter | B16 | 25 | 310 | 0 | 56.14 | 52.21 | 8 | 0
2020 | RMPA_2_NE | RMPA | NE | External | Winter | B17 | 100 | 310 | 0 | 48.02 | 44.3 | 8 | 0
2020 | RMPA_2_NE | RMPA | NE | External | Winter | B18 | 400 | 310 | 0 | 48.02 | 43.79 | 8 | 0
2020 | RMPA_2_NE | RMPA | NE | External | Winter | B19 | 700 | 310 | 0 | 48.02 | 43.7 | 8 | 0
2020 | RMPA_2_NE | RMPA | NE | External | Winter | B20 | 935 | 310 | 0 | 40.32 | 39.15 | 8 | 0
2020 | RMPA_2_SPP_N | RMPA | SPP_N | External | Shoulder | B11 | 25 | 210 | 210 | 52.81 | 62.31 | 8 | 1.5
2020 | RMPA_2_SPP_N | RMPA | SPP_N | External | Shoulder | B12 | 200 | 210 | 0 | 44.67 | 43.98 | 8 | 0
2020 | RMPA_2_SPP_N | RMPA | SPP_N | External | Shoulder | B13 | 600 | 210 | 0 | 44.67 | 42.62 | 8 | 0
2020 | RMPA_2_SPP_N | RMPA | SPP_N | External | Shoulder | B14 | 900 | 210 | 0 | 44.67 | 41.53 | 8 | 0
2020 | RMPA_2_SPP_N | RMPA | SPP_N | External | Shoulder | B15 | 1203 | 210 | 0 | 44.67 | 41.04 | 8 | 0
2020 | RMPA_2_SPP_N | RMPA | SPP_N | External | Summer | B1 | 10 | 210 | 0 | 66.62 | 67.44 | 8 | 0
2020 | RMPA_2_SPP_N | RMPA | SPP_N | External | Summer | B2 | 25 | 210 | 0 | 66.62 | 67.44 | 8 | 0
2020 | RMPA_2_SPP_N | RMPA | SPP_N | External | Summer | B3 | 75 | 210 | 0 | 66.62 | 67.44 | 8 | 0
2020 | RMPA_2_SPP_N | RMPA | SPP_N | External | Summer | B4 | 100 | 210 | 0 | 58.63 | 66.02 | 8 | 0
2020 | RMPA_2_SPP_N | RMPA | SPP_N | External | Summer | B5 | 200 | 210 | 0 | 53.91 | 61.5 | 8 | 0
2020 | RMPA_2_SPP_N | RMPA | SPP_N | External | Summer | B6 | 300 | 210 | 210 | 47.12 | 55.14 | 8 | 0.01
2020 | RMPA_2_SPP_N | RMPA | SPP_N | External | Summer | B7 | 400 | 210 | 0 | 42.9 | 46.89 | 8 | 0
2020 | RMPA_2_SPP_N | RMPA | SPP_N | External | Summer | B8 | 500 | 210 | 0 | 42.9 | 41.43 | 8 | 0
2020 | RMPA_2_SPP_N | RMPA | SPP_N | External | Summer | B9 | 800 | 210 | 0 | 42.9 | 40.1 | 8 | 0
2020 | RMPA_2_SPP_N | RMPA | SPP_N | External | Summer | B10 | 1262 | 210 | 0 | 42.19 | 38.83 | 8 | 0
2020 | RMPA_2_SPP_N | RMPA | SPP_N | External | Winter | B16 | 25 | 210 | 0 | 56.14 | 53.47 | 8 | 0
2020 | RMPA_2_SPP_N | RMPA | SPP_N | External | Winter | B17 | 100 | 210 | 0 | 48.02 | 44.31 | 8 | 0
2020 | RMPA_2_SPP_N | RMPA | SPP_N | External | Winter | B18 | 400 | 210 | 0 | 48.02 | 43.81 | 8 | 0
2020 | RMPA_2_SPP_N | RMPA | SPP_N | External | Winter | B19 | 700 | 210 | 0 | 48.02 | 43.71 | 8 | 0
2020 | RMPA_2_SPP_N | RMPA | SPP_N | External | Winter | B20 | 935 | 210 | 0 | 40.32 | 43.71 | 8 | 0
2020 | SPP_N_2_RMPA | SPP_N | RMPA | External | Shoulder | B11 | 25 | 210 | 0 | 62.31 | 52.81 | 5 | 0
2020 | SPP_N_2_RMPA | SPP_N | RMPA | External | Shoulder | B12 | 200 | 210 | 0 | 43.98 | 44.67 | 5 | 0
2020 | SPP_N_2_RMPA | SPP_N | RMPA | External | Shoulder | B13 | 600 | 210 | 0 | 42.62 | 44.67 | 5 | 0
2020 | SPP_N_2_RMPA | SPP_N | RMPA | External | Shoulder | B14 | 900 | 210 | 0 | 41.53 | 44.67 | 5 | 0
2020 | SPP_N_2_RMPA | SPP_N | RMPA | External | Shoulder | B15 | 1203 | 210 | 0 | 41.04 | 44.67 | 5 | 0
2020 | SPP_N_2_RMPA | SPP_N | RMPA | External | Summer | B1 | 10 | 210 | 0 | 67.44 | 66.62 | 5 | 0
2020 | SPP_N_2_RMPA | SPP_N | RMPA | External | Summer | B2 | 25 | 210 | 0 | 67.44 | 66.62 | 5 | 0
2020 | SPP_N_2_RMPA | SPP_N | RMPA | External | Summer | B3 | 75 | 210 | 0 | 67.44 | 66.62 | 5 | 0
2020 | SPP_N_2_RMPA | SPP_N | RMPA | External | Summer | B4 | 100 | 210 | 0 | 66.02 | 58.63 | 5 | 0
2020 | SPP_N_2_RMPA | SPP_N | RMPA | External | Summer | B5 | 200 | 210 | 0 | 61.5 | 53.91 | 5 | 0
2020 | SPP_N_2_RMPA | SPP_N | RMPA | External | Summer | B6 | 300 | 210 | 0 | 55.14 | 47.12 | 5 | 0
2020 | SPP_N_2_RMPA | SPP_N | RMPA | External | Summer | B7 | 400 | 210 | 0 | 46.89 | 42.9 | 5 | 0
2020 | SPP_N_2_RMPA | SPP_N | RMPA | External | Summer | B8 | 500 | 210 | 0 | 41.43 | 42.9 | 5 | 0
2020 | SPP_N_2_RMPA | SPP_N | RMPA | External | Summer | B9 | 800 | 210 | 0 | 40.1 | 42.9 | 5 | 0
2020 | SPP_N_2_RMPA | SPP_N | RMPA | External | Summer | B10 | 1262 | 210 | 0 | 38.83 | 42.19 | 5 | 0
2020 | SPP_N_2_RMPA | SPP_N | RMPA | External | Winter | B16 | 25 | 210 | 0 | 53.47 | 56.14 | 5 | 0
2020 | SPP_N_2_RMPA | SPP_N | RMPA | External | Winter | B17 | 100 | 210 | 0 | 44.31 | 48.02 | 5 | 0
2020 | SPP_N_2_RMPA | SPP_N | RMPA | External | Winter | B18 | 400 | 210 | 0 | 43.81 | 48.02 | 5 | 0
2020 | SPP_N_2_RMPA | SPP_N | RMPA | External | Winter | B19 | 700 | 210 | 0 | 43.71 | 48.02 | 5 | 0
2020 | SPP_N_2_RMPA | SPP_N | RMPA | External | Winter | B20 | 935 | 210 | 0 | 43.71 | 40.32 | 5 | 0
2020 | SPP_S_2_ERCOT | SPP_S | ERCOT | External | Shoulder | B11 | 25 | 800 | 0 | 59.09 | 59.67 | 5 | 0
2020 | SPP_S_2_ERCOT | SPP_S | ERCOT | External | Shoulder | B12 | 200 | 800 | 0 | 43.97 | 44.56 | 5 | 0
2020 | SPP_S_2_ERCOT | SPP_S | ERCOT | External | Shoulder | B13 | 600 | 800 | 0 | 42.63 | 40.89 | 5 | 0
2020 | SPP_S_2_ERCOT | SPP_S | ERCOT | External | Shoulder | B14 | 900 | 800 | 0 | 41.52 | 40.89 | 5 | 0
2020 | SPP_S_2_ERCOT | SPP_S | ERCOT | External | Shoulder | B15 | 1203 | 800 | 0 | 41.05 | 40.89 | 5 | 0
2020 | SPP_S_2_ERCOT | SPP_S | ERCOT | External | Summer | B1 | 10 | 800 | 0 | 65.74 | 68.79 | 5 | 0
2020 | SPP_S_2_ERCOT | SPP_S | ERCOT | External | Summer | B2 | 25 | 800 | 0 | 66.45 | 66.02 | 5 | 0
2020 | SPP_S_2_ERCOT | SPP_S | ERCOT | External | Summer | B3 | 75 | 800 | 0 | 65.74 | 57.97 | 5 | 0
2020 | SPP_S_2_ERCOT | SPP_S | ERCOT | External | Summer | B4 | 100 | 800 | 0 | 58.04 | 57.97 | 5 | 0
2020 | SPP_S_2_ERCOT | SPP_S | ERCOT | External | Summer | B5 | 200 | 800 | 0 | 57.04 | 57.97 | 5 | 0
2020 | SPP_S_2_ERCOT | SPP_S | ERCOT | External | Summer | B6 | 300 | 800 | 0 | 55.15 | 57.97 | 5 | 0
2020 | SPP_S_2_ERCOT | SPP_S | ERCOT | External | Summer | B7 | 400 | 800 | 0 | 46.9 | 45.25 | 5 | 0
2020 | SPP_S_2_ERCOT | SPP_S | ERCOT | External | Summer | B8 | 500 | 800 | 0 | 41.44 | 43.2 | 5 | 0
2020 | SPP_S_2_ERCOT | SPP_S | ERCOT | External | Summer | B9 | 800 | 800 | 0 | 40.11 | 39.75 | 5 | 0
2020 | SPP_S_2_ERCOT | SPP_S | ERCOT | External | Summer | B10 | 1262 | 800 | 0 | 39.65 | 39.75 | 5 | 0
2020 | SPP_S_2_ERCOT | SPP_S | ERCOT | External | Winter | B16 | 25 | 800 | 0 | 53.48 | 55.88 | 5 | 0
2020 | SPP_S_2_ERCOT | SPP_S | ERCOT | External | Winter | B17 | 100 | 800 | 0 | 44.32 | 43.36 | 5 | 0
2020 | SPP_S_2_ERCOT | SPP_S | ERCOT | External | Winter | B18 | 400 | 800 | 0 | 43.82 | 43.36 | 5 | 0
2020 | SPP_S_2_ERCOT | SPP_S | ERCOT | External | Winter | B19 | 700 | 800 | 0 | 43.72 | 43.36 | 5 | 0
2020 | SPP_S_2_ERCOT | SPP_S | ERCOT | External | Winter | B20 | 935 | 800 | 0 | 43.72 | 43.36 | 5 | 0
2025 | AZ_NM_SNV_Coal_2_SPP_S | AZ_NM_SNV_Coal | SPP_S | External | Shoulder | B11 | 25 | 400 | 400 | 53.05 | 64.85 | 8.17 | 3.64
2025 | AZ_NM_SNV_Coal_2_SPP_S | AZ_NM_SNV_Coal | SPP_S | External | Shoulder | B12 | 200 | 400 | 0 | 53.03 | 48.58 | 8.17 | 0
2025 | AZ_NM_SNV_Coal_2_SPP_S | AZ_NM_SNV_Coal | SPP_S | External | Shoulder | B13 | 600 | 400 | 0 | 53.03 | 46.62 | 8.17 | 0
2025 | AZ_NM_SNV_Coal_2_SPP_S | AZ_NM_SNV_Coal | SPP_S | External | Shoulder | B14 | 900 | 400 | 0 | 53.03 | 45.87 | 8.17 | 0
2025 | AZ_NM_SNV_Coal_2_SPP_S | AZ_NM_SNV_Coal | SPP_S | External | Shoulder | B15 | 1203 | 400 | 0 | 46.87 | 44.98 | 8.17 | 0
2025 | AZ_NM_SNV_Coal_2_SPP_S | AZ_NM_SNV_Coal | SPP_S | External | Summer | B1 | 10 | 400 | 0 | 77.41 | 72.33 | 8.17 | 0
2025 | AZ_NM_SNV_Coal_2_SPP_S | AZ_NM_SNV_Coal | SPP_S | External | Summer | B2 | 25 | 400 | 0 | 77.41 | 72.33 | 8.17 | 0
2025 | AZ_NM_SNV_Coal_2_SPP_S | AZ_NM_SNV_Coal | SPP_S | External | Summer | B3 | 75 | 400 | 0 | 77.41 | 72.33 | 8.17 | 0
2025 | AZ_NM_SNV_Coal_2_SPP_S | AZ_NM_SNV_Coal | SPP_S | External | Summer | B4 | 100 | 400 | 0 | 74.72 | 71.6 | 8.17 | 0
2025 | AZ_NM_SNV_Coal_2_SPP_S | AZ_NM_SNV_Coal | SPP_S | External | Summer | B5 | 200 | 400 | 0 | 67.76 | 63.09 | 8.17 | 0
2025 | AZ_NM_SNV_Coal_2_SPP_S | AZ_NM_SNV_Coal | SPP_S | External | Summer | B6 | 300 | 400 | 0 | 56.53 | 61.24 | 8.17 | 0
2025 | AZ_NM_SNV_Coal_2_SPP_S | AZ_NM_SNV_Coal | SPP_S | External | Summer | B7 | 400 | 400 | 0 | 55.64 | 50.75 | 8.17 | 0
2025 | AZ_NM_SNV_Coal_2_SPP_S | AZ_NM_SNV_Coal | SPP_S | External | Summer | B8 | 500 | 400 | 0 | 55.64 | 45.4 | 8.17 | 0
2025 | AZ_NM_SNV_Coal_2_SPP_S | AZ_NM_SNV_Coal | SPP_S | External | Summer | B9 | 800 | 400 | 0 | 55.61 | 44.29 | 8.17 | 0
2025 | AZ_NM_SNV_Coal_2_SPP_S | AZ_NM_SNV_Coal | SPP_S | External | Summer | B10 | 1262 | 400 | 0 | 51.51 | 43.33 | 8.17 | 0
2025 | AZ_NM_SNV_Coal_2_SPP_S | AZ_NM_SNV_Coal | SPP_S | External | Winter | B16 | 25 | 400 | 400 | 56.01 | 64.51 | 8.17 | 0.33
2025 | AZ_NM_SNV_Coal_2_SPP_S | AZ_NM_SNV_Coal | SPP_S | External | Winter | B17 | 100 | 400 | 0 | 56.01 | 49.73 | 8.17 | 0
2025 | AZ_NM_SNV_Coal_2_SPP_S | AZ_NM_SNV_Coal | SPP_S | External | Winter | B18 | 400 | 400 | 0 | 56 | 48.03 | 8.17 | 0
2025 | AZ_NM_SNV_Coal_2_SPP_S | AZ_NM_SNV_Coal | SPP_S | External | Winter | B19 | 700 | 400 | 0 | 56 | 48.03 | 8.17 | 0
2025 | AZ_NM_SNV_Coal_2_SPP_S | AZ_NM_SNV_Coal | SPP_S | External | Winter | B20 | 935 | 400 | 0 | 50.23 | 45.67 | 8.17 | 0
2025 | ERCOT_2_SPP_S | ERCOT | SPP_S | External | Shoulder | B11 | 25 | 800 | 0 | 65.47 | 64.85 | 8 | 0
2025 | ERCOT_2_SPP_S | ERCOT | SPP_S | External | Shoulder | B12 | 200 | 800 | 0 | 53.58 | 48.58 | 8 | 0
2025 | ERCOT_2_SPP_S | ERCOT | SPP_S | External | Shoulder | B13 | 600 | 800 | 0 | 44.79 | 46.62 | 8 | 0
2025 | ERCOT_2_SPP_S | ERCOT | SPP_S | External | Shoulder | B14 | 900 | 800 | 0 | 44.79 | 45.87 | 8 | 0
2025 | ERCOT_2_SPP_S | ERCOT | SPP_S | External | Shoulder | B15 | 1203 | 800 | 0 | 44.79 | 44.98 | 8 | 0
2025 | ERCOT_2_SPP_S | ERCOT | SPP_S | External | Summer | B1 | 10 | 800 | 0 | 74.91 | 72.33 | 8 | 0
2025 | ERCOT_2_SPP_S | ERCOT | SPP_S | External | Summer | B2 | 25 | 800 | 0 | 74.91 | 72.33 | 8 | 0
2025 | ERCOT_2_SPP_S | ERCOT | SPP_S | External | Summer | B3 | 75 | 800 | 0 | 73.5 | 72.33 | 8 | 0
2025 | ERCOT_2_SPP_S | ERCOT | SPP_S | External | Summer | B4 | 100 | 800 | 77.66 | 63.6 | 71.6 | 8 | 0
2025 | ERCOT_2_SPP_S | ERCOT | SPP_S | External | Summer | B5 | 200 | 800 | 0 | 63.6 | 63.09 | 8 | 0
2025 | ERCOT_2_SPP_S | ERCOT | SPP_S | External | Summer | B6 | 300 | 800 | 0 | 63.6 | 61.24 | 8 | 0
2025 | ERCOT_2_SPP_S | ERCOT | SPP_S | External | Summer | B7 | 400 | 800 | 0 | 63.6 | 50.75 | 8 | 0
2025 | ERCOT_2_SPP_S | ERCOT | SPP_S | External | Summer | B8 | 500 | 800 | 0 | 47.46 | 45.4 | 8 | 0
2025 | ERCOT_2_SPP_S | ERCOT | SPP_S | External | Summer | B9 | 800 | 800 | 0 | 43.54 | 44.29 | 8 | 0
2025 | ERCOT_2_SPP_S | ERCOT | SPP_S | External | Summer | B10 | 1262 | 800 | 0 | 43.54 | 43.33 | 8 | 0
2025 | ERCOT_2_SPP_S | ERCOT | SPP_S | External | Winter | B16 | 25 | 800 | 0 | 69.51 | 64.51 | 8 | 0
2025 | ERCOT_2_SPP_S | ERCOT | SPP_S | External | Winter | B17 | 100 | 800 | 0 | 51.81 | 49.73 | 8 | 0
2025 | ERCOT_2_SPP_S | ERCOT | SPP_S | External | Winter | B18 | 400 | 800 | 0 | 47.51 | 48.03 | 8 | 0
2025 | ERCOT_2_SPP_S | ERCOT | SPP_S | External | Winter | B19 | 700 | 800 | 0 | 47.51 | 48.03 | 8 | 0
2025 | ERCOT_2_SPP_S | ERCOT | SPP_S | External | Winter | B20 | 935 | 800 | 0 | 47.51 | 45.67 | 8 | 0
2025 | MAPP_US_2_RMPA | MAPP_US | RMPA | External | Shoulder | B11 | 25 | 200 | 0 | 63.57 | 49.47 | 8 | 0
2025 | MAPP_US_2_RMPA | MAPP_US | RMPA | External | Shoulder | B12 | 200 | 200 | 0 | 42 | 49.47 | 8 | 0
2025 | MAPP_US_2_RMPA | MAPP_US | RMPA | External | Shoulder | B13 | 600 | 200 | 200 | 39.59 | 49.47 | 8 | 1.88
2025 | MAPP_US_2_RMPA | MAPP_US | RMPA | External | Shoulder | B14 | 900 | 200 | 200 | 39.59 | 49.47 | 8 | 1.88
2025 | MAPP_US_2_RMPA | MAPP_US | RMPA | External | Shoulder | B15 | 1203 | 200 | 0 | 38.82 | 45.03 | 8 | 0
2025 | MAPP_US_2_RMPA | MAPP_US | RMPA | External | Summer | B1 | 10 | 200 | 0 | 67.01 | 73.19 | 8 | 0
2025 | MAPP_US_2_RMPA | MAPP_US | RMPA | External | Summer | B2 | 25 | 200 | 0 | 65.91 | 66.03 | 8 | 0
2025 | MAPP_US_2_RMPA | MAPP_US | RMPA | External | Summer | B3 | 75 | 200 | 0 | 65.91 | 69.24 | 8 | 0
2025 | MAPP_US_2_RMPA | MAPP_US | RMPA | External | Summer | B4 | 100 | 200 | 0 | 65.91 | 63.78 | 8 | 0
2025 | MAPP_US_2_RMPA | MAPP_US | RMPA | External | Summer | B5 | 200 | 200 | 0 | 63.04 | 59.59 | 8 | 0
2025 | MAPP_US_2_RMPA | MAPP_US | RMPA | External | Summer | B6 | 300 | 200 | 0 | 54.22 | 47.47 | 8 | 0
2025 | MAPP_US_2_RMPA | MAPP_US | RMPA | External | Summer | B7 | 400 | 200 | 0 | 40.81 | 47.47 | 8 | 0
2025 | MAPP_US_2_RMPA | MAPP_US | RMPA | External | Summer | B8 | 500 | 200 | 200 | 36.55 | 47.47 | 8 | 2.92
2025 | MAPP_US_2_RMPA | MAPP_US | RMPA | External | Summer | B9 | 800 | 200 | 200 | 36.55 | 47.45 | 8 | 2.9
2025 | MAPP_US_2_RMPA | MAPP_US | RMPA | External | Summer | B10 | 1262 | 200 | 200 | 30.91 | 42.91 | 8 | 4
2025 | MAPP_US_2_RMPA | MAPP_US | RMPA | External | Winter | B16 | 25 | 200 | 0 | 55.96 | 56.39 | 8 | 0
2025 | MAPP_US_2_RMPA | MAPP_US | RMPA | External | Winter | B17 | 100 | 200 | 200 | 44.27 | 53.2 | 8 | 0.94
2025 | MAPP_US_2_RMPA | MAPP_US | RMPA | External | Winter | B18 | 400 | 200 | 200 | 42 | 53.01 | 8 | 3
2025 | MAPP_US_2_RMPA | MAPP_US | RMPA | External | Winter | B19 | 700 | 200 | 200 | 42 | 53.01 | 8 | 3
2025 | MAPP_US_2_RMPA | MAPP_US | RMPA | External | Winter | B20 | 935 | 200 | 0 | 35.94 | 40.51 | 8 | 0
2025 | NE_2_RMPA | NE | RMPA | External | Shoulder | B11 | 25 | 310 | 0 | 70.57 | 49.47 | 5 | 0
2025 | NE_2_RMPA | NE | RMPA | External | Shoulder | B12 | 200 | 310 | 0 | 49 | 49.47 | 5 | 0
2025 | NE_2_RMPA | NE | RMPA | External | Shoulder | B13 | 600 | 310 | 0 | 46.59 | 49.47 | 5 | 0
2025 | NE_2_RMPA | NE | RMPA | External | Shoulder | B14 | 900 | 310 | 0 | 45.87 | 49.47 | 5 | 0
2025 | NE_2_RMPA | NE | RMPA | External | Shoulder | B15 | 1203 | 310 | 0 | 44.95 | 45.03 | 5 | 0
2025 | NE_2_RMPA | NE | RMPA | External | Summer | B1 | 10 | 310 | 0 | 74.01 | 73.19 | 5 | 0
2025 | NE_2_RMPA | NE | RMPA | External | Summer | B2 | 25 | 310 | 0 | 72.91 | 66.03 | 5 | 0
2025 | NE_2_RMPA | NE | RMPA | External | Summer | B3 | 75 | 310 | 0 | 72.91 | 69.24 | 5 | 0
2025 | NE_2_RMPA | NE | RMPA | External | Summer | B4 | 100 | 310 | 0 | 72.91 | 63.78 | 5 | 0
2025 | NE_2_RMPA | NE | RMPA | External | Summer | B5 | 200 | 310 | 0 | 70.04 | 59.59 | 5 | 0
2025 | NE_2_RMPA | NE | RMPA | External | Summer | B6 | 300 | 310 | 0 | 61.22 | 47.47 | 5 | 0
2025 | NE_2_RMPA | NE | RMPA | External | Summer | B7 | 400 | 310 | 0 | 47.81 | 47.47 | 5 | 0
2025 | NE_2_RMPA | NE | RMPA | External | Summer | B8 | 500 | 310 | 0 | 43.55 | 47.47 | 5 | 0
2025 | NE_2_RMPA | NE | RMPA | External | Summer | B9 | 800 | 310 | 0 | 43.55 | 47.45 | 5 | 0
2025 | NE_2_RMPA | NE | RMPA | External | Summer | B10 | 1262 | 310 | 290.7 | 37.91 | 42.91 | 5 | 0
2025 | NE_2_RMPA | NE | RMPA | External | Winter | B16 | 25 | 310 | 0 | 62.96 | 56.39 | 5 | 0
2025 | NE_2_RMPA | NE | RMPA | External | Winter | B17 | 100 | 310 | 0 | 49.7 | 53.2 | 5 | 0
2025 | NE_2_RMPA | NE | RMPA | External | Winter | B18 | 400 | 310 | 4.9 | 48.01 | 53.01 | 5 | 0
2025 | NE_2_RMPA | NE | RMPA | External | Winter | B19 | 700 | 310 | 103.75 | 48.01 | 53.01 | 5 | 0
2025 | NE_2_RMPA | NE | RMPA | External | Winter | B20 | 935 | 310 | 0 | 42.94 | 40.51 | 5 | 0
2025 | NWPP_Coal_2_MAPP_US | NWPP_Coal | MAPP_US | External | Shoulder | B11 | 25 | 150 | 150 | 53.03 | 63.57 | 8 | 2.54
2025 | NWPP_Coal_2_MAPP_US | NWPP_Coal | MAPP_US | External | Shoulder | B12 | 200 | 150 | 0 | 53.03 | 42 | 8 | 0
2025 | NWPP_Coal_2_MAPP_US | NWPP_Coal | MAPP_US | External | Shoulder | B13 | 600 | 150 | 0 | 53.03 | 39.59 | 8 | 0
2025 | NWPP_Coal_2_MAPP_US | NWPP_Coal | MAPP_US | External | Shoulder | B14 | 900 | 150 | 0 | 53.03 | 39.59 | 8 | 0
2025 | NWPP_Coal_2_MAPP_US | NWPP_Coal | MAPP_US | External | Shoulder | B15 | 1203 | 150 | 0 | 53.03 | 38.82 | 8 | 0
2025 | NWPP_Coal_2_MAPP_US | NWPP_Coal | MAPP_US | External | Summer | B1 | 10 | 150 | 0 | 60.9 | 67.01 | 8 | 0
2025 | NWPP_Coal_2_MAPP_US | NWPP_Coal | MAPP_US | External | Summer | B2 | 25 | 150 | 150 | 55.61 | 65.91 | 8 | 2.3
2025 | NWPP_Coal_2_MAPP_US | NWPP_Coal | MAPP_US | External | Summer | B3 | 75 | 150 | 150 | 55.61 | 65.91 | 8 | 2.3
2025 | NWPP_Coal_2_MAPP_US | NWPP_Coal | MAPP_US | External | Summer | B4 | 100 | 150 | 150 | 55.61 | 65.91 | 8 | 2.3
2025 | NWPP_Coal_2_MAPP_US | NWPP_Coal | MAPP_US | External | Summer | B5 | 200 | 150 | 0 | 55.61 | 63.04 | 8 | 0
2025 | NWPP_Coal_2_MAPP_US | NWPP_Coal | MAPP_US | External | Summer | B6 | 300 | 150 | 0 | 55.61 | 54.22 | 8 | 0
2025 | NWPP_Coal_2_MAPP_US | NWPP_Coal | MAPP_US | External | Summer | B7 | 400 | 150 | 0 | 55.61 | 40.81 | 8 | 0
2025 | NWPP_Coal_2_MAPP_US | NWPP_Coal | MAPP_US | External | Summer | B8 | 500 | 150 | 0 | 55.61 | 36.55 | 8 | 0
2025 | NWPP_Coal_2_MAPP_US | NWPP_Coal | MAPP_US | External | Summer | B9 | 800 | 150 | 0 | 55.61 | 36.55 | 8 | 0
2025 | NWPP_Coal_2_MAPP_US | NWPP_Coal | MAPP_US | External | Summer | B10 | 1262 | 150 | 0 | 55.61 | 30.91 | 8 | 0
2025 | NWPP_Coal_2_MAPP_US | NWPP_Coal | MAPP_US | External | Winter | B16 | 25 | 150 | 0 | 55.99 | 55.96 | 8 | 0
2025 | NWPP_Coal_2_MAPP_US | NWPP_Coal | MAPP_US | External | Winter | B17 | 100 | 150 | 0 | 55.99 | 44.27 | 8 | 0
2025 | NWPP_Coal_2_MAPP_US | NWPP_Coal | MAPP_US | External | Winter | B18 | 400 | 150 | 0 | 55.99 | 42 | 8 | 0
2025 | NWPP_Coal_2_MAPP_US | NWPP_Coal | MAPP_US | External | Winter | B19 | 700 | 150 | 0 | 55.99 | 42 | 8 | 0
2025 | NWPP_Coal_2_MAPP_US | NWPP_Coal | MAPP_US | External | Winter | B20 | 935 | 150 | 0 | 55.99 | 35.94 | 8 | 0
2025 | RMPA_2_MAPP_US | RMPA | MAPP_US | External | Shoulder | B11 | 25 | 200 | 200 | 49.47 | 63.57 | 8 | 6.1
2025 | RMPA_2_MAPP_US | RMPA | MAPP_US | External | Shoulder | B12 | 200 | 200 | 0 | 49.47 | 42 | 8 | 0
2025 | RMPA_2_MAPP_US | RMPA | MAPP_US | External | Shoulder | B13 | 600 | 200 | 0 | 49.47 | 39.59 | 8 | 0
2025 | RMPA_2_MAPP_US | RMPA | MAPP_US | External | Shoulder | B14 | 900 | 200 | 0 | 49.47 | 39.59 | 8 | 0
2025 | RMPA_2_MAPP_US | RMPA | MAPP_US | External | Shoulder | B15 | 1203 | 200 | 0 | 45.03 | 38.82 | 8 | 0
2025 | RMPA_2_MAPP_US | RMPA | MAPP_US | External | Summer | B1 | 10 | 200 | 0 | 73.19 | 67.01 | 8 | 0
2025 | RMPA_2_MAPP_US | RMPA | MAPP_US | External | Summer | B2 | 25 | 200 | 0 | 66.03 | 65.91 | 8 | 0
2025 | RMPA_2_MAPP_US | RMPA | MAPP_US | External | Summer | B3 | 75 | 200 | 0 | 69.24 | 65.91 | 8 | 0
2025 | RMPA_2_MAPP_US | RMPA | MAPP_US | External | Summer | B4 | 100 | 200 | 0 | 63.78 | 65.91 | 8 | 0
2025 | RMPA_2_MAPP_US | RMPA | MAPP_US | External | Summer | B5 | 200 | 200 | 0 | 59.59 | 63.04 | 8 | 0
2025 | RMPA_2_MAPP_US | RMPA | MAPP_US | External | Summer | B6 | 300 | 200 | 0 | 47.47 | 54.22 | 8 | 0
2025 | RMPA_2_MAPP_US | RMPA | MAPP_US | External | Summer | B7 | 400 | 200 | 0 | 47.47 | 40.81 | 8 | 0
2025 | RMPA_2_MAPP_US | RMPA | MAPP_US | External | Summer | B8 | 500 | 200 | 0 | 47.47 | 36.55 | 8 | 0
2025 | RMPA_2_MAPP_US | RMPA | MAPP_US | External | Summer | B9 | 800 | 200 | 0 | 47.45 | 36.55 | 8 | 0
2025 | RMPA_2_MAPP_US | RMPA | MAPP_US | External | Summer | B10 | 1262 | 200 | 0 | 42.91 | 30.91 | 8 | 0
2025 | RMPA_2_MAPP_US | RMPA | MAPP_US | External | Winter | B16 | 25 | 200 | 0 | 56.39 | 55.96 | 8 | 0
2025 | RMPA_2_MAPP_US | RMPA | MAPP_US | External | Winter | B17 | 100 | 200 | 0 | 53.2 | 44.27 | 8 | 0
2025 | RMPA_2_MAPP_US | RMPA | MAPP_US | External | Winter | B18 | 400 | 200 | 0 | 53.01 | 42 | 8 | 0
2025 | RMPA_2_MAPP_US | RMPA | MAPP_US | External | Winter | B19 | 700 | 200 | 0 | 53.01 | 42 | 8 | 0
2025 | RMPA_2_MAPP_US | RMPA | MAPP_US | External | Winter | B20 | 935 | 200 | 0 | 40.51 | 35.94 | 8 | 0
2025 | RMPA_2_NE | RMPA | NE | External | Shoulder | B11 | 25 | 310 | 310 | 49.47 | 70.57 | 8 | 13.1
2025 | RMPA_2_NE | RMPA | NE | External | Shoulder | B12 | 200 | 310 | 0 | 49.47 | 49 | 8 | 0
2025 | RMPA_2_NE | RMPA | NE | External | Shoulder | B13 | 600 | 310 | 0 | 49.47 | 46.59 | 8 | 0
2025 | RMPA_2_NE | RMPA | NE | External | Shoulder | B14 | 900 | 310 | 0 | 49.47 | 45.87 | 8 | 0
2025 | RMPA_2_NE | RMPA | NE | External | Shoulder | B15 | 1203 | 310 | 0 | 45.03 | 44.95 | 8 | 0
2025 | RMPA_2_NE | RMPA | NE | External | Summer | B1 | 10 | 310 | 0 | 73.19 | 74.01 | 8 | 0
2025 | RMPA_2_NE | RMPA | NE | External | Summer | B2 | 25 | 310 | 0 | 66.03 | 72.91 | 8 | 0
2025 | RMPA_2_NE | RMPA | NE | External | Summer | B3 | 75 | 310 | 0 | 69.24 | 72.91 | 8 | 0
2025 | RMPA_2_NE | RMPA | NE | External | Summer | B4 | 100 | 310 | 310 | 63.78 | 72.91 | 8 | 1.13
2025 | RMPA_2_NE | RMPA | NE | External | Summer | B5 | 200 | 310 | 310 | 59.59 | 70.04 | 8 | 2.44
2025 | RMPA_2_NE | RMPA | NE | External | Summer | B6 | 300 | 310 | 310 | 47.47 | 61.22 | 8 | 5.74
2025 | RMPA_2_NE | RMPA | NE | External | Summer | B7 | 400 | 310 | 0 | 47.47 | 47.81 | 8 | 0
2025 | RMPA_2_NE | RMPA | NE | External | Summer | B8 | 500 | 310 | 0 | 47.47 | 43.55 | 8 | 0
2025 | RMPA_2_NE | RMPA | NE | External | Summer | B9 | 800 | 310 | 0 | 47.45 | 43.55 | 8 | 0
2025 | RMPA_2_NE | RMPA | NE | External | Summer | B10 | 1262 | 310 | 0 | 42.91 | 37.91 | 8 | 0
2025 | RMPA_2_NE | RMPA | NE | External | Winter | B16 | 25 | 310 | 0 | 56.39 | 62.96 | 8 | 0
2025 | RMPA_2_NE | RMPA | NE | External | Winter | B17 | 100 | 310 | 0 | 53.2 | 49.7 | 8 | 0
2025 | RMPA_2_NE | RMPA | NE | External | Winter | B18 | 400 | 310 | 0 | 53.01 | 48.01 | 8 | 0
2025 | RMPA_2_NE | RMPA | NE | External | Winter | B19 | 700 | 310 | 0 | 53.01 | 48.01 | 8 | 0
2025 | RMPA_2_NE | RMPA | NE | External | Winter | B20 | 935 | 310 | 0 | 40.51 | 42.94 | 8 | 0
2025 | RMPA_2_SPP_N | RMPA | SPP_N | External | Shoulder | B11 | 25 | 210 | 210 | 49.47 | 70.58 | 8 | 13.11
2025 | RMPA_2_SPP_N | RMPA | SPP_N | External | Shoulder | B12 | 200 | 210 | 0 | 49.47 | 49.01 | 8 | 0
2025 | RMPA_2_SPP_N | RMPA | SPP_N | External | Shoulder | B13 | 600 | 210 | 0 | 49.47 | 46.6 | 8 | 0
2025 | RMPA_2_SPP_N | RMPA | SPP_N | External | Shoulder | B14 | 900 | 210 | 0 | 49.47 | 45.88 | 8 | 0
2025 | RMPA_2_SPP_N | RMPA | SPP_N | External | Shoulder | B15 | 1203 | 210 | 0 | 45.03 | 44.97 | 8 | 0
2025 | RMPA_2_SPP_N | RMPA | SPP_N | External | Summer | B1 | 10 | 210 | 0 | 73.19 | 74.03 | 8 | 0
2025 | RMPA_2_SPP_N | RMPA | SPP_N | External | Summer | B2 | 25 | 210 | 43.56 | 66.03 | 74.03 | 8 | 0
2025 | RMPA_2_SPP_N | RMPA | SPP_N | External | Summer | B3 | 75 | 210 | 0 | 69.24 | 74.03 | 8 | 0
2025 | RMPA_2_SPP_N | RMPA | SPP_N | External | Summer | B4 | 100 | 210 | 210 | 63.78 | 74.03 | 8 | 2.25
2025 | RMPA_2_SPP_N | RMPA | SPP_N | External | Summer | B5 | 200 | 210 | 210 | 59.59 | 70.05 | 8 | 2.46
2025 | RMPA_2_SPP_N | RMPA | SPP_N | External | Summer | B6 | 300 | 210 | 210 | 47.47 | 61.23 | 8 | 5.75
2025 | RMPA_2_SPP_N | RMPA | SPP_N | External | Summer | B7 | 400 | 210 | 0 | 47.47 | 50.73 | 8 | 0
2025 | RMPA_2_SPP_N | RMPA | SPP_N | External | Summer | B8 | 500 | 210 | 0 | 47.47 | 45.39 | 8 | 0
2025 | RMPA_2_SPP_N | RMPA | SPP_N | External | Summer | B9 | 800 | 210 | 0 | 47.45 | 44.28 | 8 | 0
2025 | RMPA_2_SPP_N | RMPA | SPP_N | External | Summer | B10 | 1262 | 210 | 0 | 42.91 | 43.31 | 8 | 0
2025 | RMPA_2_SPP_N | RMPA | SPP_N | External | Winter | B16 | 25 | 210 | 210 | 56.39 | 64.5 | 8 | 0.11
2025 | RMPA_2_SPP_N | RMPA | SPP_N | External | Winter | B17 | 100 | 210 | 0 | 53.2 | 49.71 | 8 | 0
2025 | RMPA_2_SPP_N | RMPA | SPP_N | External | Winter | B18 | 400 | 210 | 0 | 53.01 | 48.02 | 8 | 0
2025 | RMPA_2_SPP_N | RMPA | SPP_N | External | Winter | B19 | 700 | 210 | 0 | 53.01 | 48.02 | 8 | 0
2025 | RMPA_2_SPP_N | RMPA | SPP_N | External | Winter | B20 | 935 | 210 | 0 | 40.51 | 45.66 | 8 | 0
2025 | SPP_N_2_RMPA | SPP_N | RMPA | External | Shoulder | B11 | 25 | 210 | 0 | 70.58 | 49.47 | 5 | 0
2025 | SPP_N_2_RMPA | SPP_N | RMPA | External | Shoulder | B12 | 200 | 210 | 0 | 49.01 | 49.47 | 5 | 0
2025 | SPP_N_2_RMPA | SPP_N | RMPA | External | Shoulder | B13 | 600 | 210 | 0 | 46.6 | 49.47 | 5 | 0
2025 | SPP_N_2_RMPA | SPP_N | RMPA | External | Shoulder | B14 | 900 | 210 | 0 | 45.88 | 49.47 | 5 | 0
2025 | SPP_N_2_RMPA | SPP_N | RMPA | External | Shoulder | B15 | 1203 | 210 | 0 | 44.97 | 45.03 | 5 | 0
2025 | SPP_N_2_RMPA | SPP_N | RMPA | External | Summer | B1 | 10 | 210 | 0 | 74.03 | 73.19 | 5 | 0
2025 | SPP_N_2_RMPA | SPP_N | RMPA | External | Summer | B2 | 25 | 210 | 0 | 74.03 | 66.03 | 5 | 0
2025 | SPP_N_2_RMPA | SPP_N | RMPA | External | Summer | B3 | 75 | 210 | 0 | 74.03 | 69.24 | 5 | 0
2025 | SPP_N_2_RMPA | SPP_N | RMPA | External | Summer | B4 | 100 | 210 | 0 | 74.03 | 63.78 | 5 | 0
2025 | SPP_N_2_RMPA | SPP_N | RMPA | External | Summer | B5 | 200 | 210 | 0 | 70.05 | 59.59 | 5 | 0
2025 | SPP_N_2_RMPA | SPP_N | RMPA | External | Summer | B6 | 300 | 210 | 0 | 61.23 | 47.47 | 5 | 0
2025 | SPP_N_2_RMPA | SPP_N | RMPA | External | Summer | B7 | 400 | 210 | 0 | 50.73 | 47.47 | 5 | 0
2025 | SPP_N_2_RMPA | SPP_N | RMPA | External | Summer | B8 | 500 | 210 | 0 | 45.39 | 47.47 | 5 | 0
2025 | SPP_N_2_RMPA | SPP_N | RMPA | External | Summer | B9 | 800 | 210 | 0 | 44.28 | 47.45 | 5 | 0
2025 | SPP_N_2_RMPA | SPP_N | RMPA | External | Summer | B10 | 1262 | 210 | 0 | 43.31 | 42.91 | 5 | 0
2025 | SPP_N_2_RMPA | SPP_N | RMPA | External | Winter | B16 | 25 | 210 | 0 | 64.5 | 56.39 | 5 | 0
2025 | SPP_N_2_RMPA | SPP_N | RMPA | External | Winter | B17 | 100 | 210 | 0 | 49.71 | 53.2 | 5 | 0
2025 | SPP_N_2_RMPA | SPP_N | RMPA | External | Winter | B18 | 400 | 210 | 0 | 48.02 | 53.01 | 5 | 0
2025 | SPP_N_2_RMPA | SPP_N | RMPA | External | Winter | B19 | 700 | 210 | 0 | 48.02 | 53.01 | 5 | 0
2025 | SPP_N_2_RMPA | SPP_N | RMPA | External | Winter | B20 | 935 | 210 | 0 | 45.66 | 40.51 | 5 | 0
2025 | SPP_S_2_ERCOT | SPP_S | ERCOT | External | Shoulder | B11 | 25 | 800 | 0 | 64.85 | 65.47 | 5 | 0
2025 | SPP_S_2_ERCOT | SPP_S | ERCOT | External | Shoulder | B12 | 200 | 800 | 65.12 | 48.58 | 53.58 | 5 | 0
2025 | SPP_S_2_ERCOT | SPP_S | ERCOT | External | Shoulder | B13 | 600 | 800 | 0 | 46.62 | 44.79 | 5 | 0
2025 | SPP_S_2_ERCOT | SPP_S | ERCOT | External | Shoulder | B14 | 900 | 800 | 0 | 45.87 | 44.79 | 5 | 0
2025 | SPP_S_2_ERCOT | SPP_S | ERCOT | External | Shoulder | B15 | 1203 | 800 | 0 | 44.98 | 44.79 | 5 | 0
2025 | SPP_S_2_ERCOT | SPP_S | ERCOT | External | Summer | B1 | 10 | 800 | 0 | 72.33 | 74.91 | 5 | 0
2025 | SPP_S_2_ERCOT | SPP_S | ERCOT | External | Summer | B2 | 25 | 800 | 0 | 72.33 | 74.91 | 5 | 0
2025 | SPP_S_2_ERCOT | SPP_S | ERCOT | External | Summer | B3 | 75 | 800 | 0 | 72.33 | 73.5 | 5 | 0
2025 | SPP_S_2_ERCOT | SPP_S | ERCOT | External | Summer | B4 | 100 | 800 | 0 | 71.6 | 63.6 | 5 | 0
2025 | SPP_S_2_ERCOT | SPP_S | ERCOT | External | Summer | B5 | 200 | 800 | 0 | 63.09 | 63.6 | 5 | 0
2025 | SPP_S_2_ERCOT | SPP_S | ERCOT | External | Summer | B6 | 300 | 800 | 0 | 61.24 | 63.6 | 5 | 0
2025 | SPP_S_2_ERCOT | SPP_S | ERCOT | External | Summer | B7 | 400 | 800 | 800 | 50.75 | 63.6 | 5 | 7.86
2025 | SPP_S_2_ERCOT | SPP_S | ERCOT | External | Summer | B8 | 500 | 800 | 0 | 45.4 | 47.46 | 5 | 0
2025 | SPP_S_2_ERCOT | SPP_S | ERCOT | External | Summer | B9 | 800 | 800 | 0 | 44.29 | 43.54 | 5 | 0
2025 | SPP_S_2_ERCOT | SPP_S | ERCOT | External | Summer | B10 | 1262 | 800 | 0 | 43.33 | 43.54 | 5 | 0
2025 | SPP_S_2_ERCOT | SPP_S | ERCOT | External | Winter | B16 | 25 | 800 | 755.08 | 64.51 | 69.51 | 5 | 0
2025 | SPP_S_2_ERCOT | SPP_S | ERCOT | External | Winter | B17 | 100 | 800 | 0 | 49.73 | 51.81 | 5 | 0
2025 | SPP_S_2_ERCOT | SPP_S | ERCOT | External | Winter | B18 | 400 | 800 | 0 | 48.03 | 47.51 | 5 | 0
2025 | SPP_S_2_ERCOT | SPP_S | ERCOT | External | Winter | B19 | 700 | 800 | 0 | 48.03 | 47.51 | 5 | 0
2025 | SPP_S_2_ERCOT | SPP_S | ERCOT | External | Winter | B20 | 935 | 800 | 0 | 45.67 | 47.51 | 5 | 0
2030 | AZ_NM_SNV_Coal_2_SPP_S | AZ_NM_SNV_Coal | SPP_S | External | Shoulder | B11 | 25 | 400 | 400 | 60.96 | 70.76 | 8.17 | 1.63
2030 | AZ_NM_SNV_Coal_2_SPP_S | AZ_NM_SNV_Coal | SPP_S | External | Shoulder | B12 | 200 | 400 | 0 | 60.07 | 51.25 | 8.17 | 0
2030 | AZ_NM_SNV_Coal_2_SPP_S | AZ_NM_SNV_Coal | SPP_S | External | Shoulder | B13 | 600 | 400 | 0 | 60.06 | 49.98 | 8.17 | 0
2030 | AZ_NM_SNV_Coal_2_SPP_S | AZ_NM_SNV_Coal | SPP_S | External | Shoulder | B14 | 900 | 400 | 0 | 60.06 | 49.01 | 8.17 | 0
2030 | AZ_NM_SNV_Coal_2_SPP_S | AZ_NM_SNV_Coal | SPP_S | External | Shoulder | B15 | 1203 | 400 | 0 | 53.28 | 48.9 | 8.17 | 0
2030 | AZ_NM_SNV_Coal_2_SPP_S | AZ_NM_SNV_Coal | SPP_S | External | Summer | B1 | 10 | 400 | 0 | 88.75 | 78.41 | 8.17 | 0
2030 | AZ_NM_SNV_Coal_2_SPP_S | AZ_NM_SNV_Coal | SPP_S | External | Summer | B2 | 25 | 400 | 0 | 88.75 | 78.41 | 8.17 | 0
2030 | AZ_NM_SNV_Coal_2_SPP_S | AZ_NM_SNV_Coal | SPP_S | External | Summer | B3 | 75 | 400 | 0 | 88.75 | 78.41 | 8.17 | 0
2030 | AZ_NM_SNV_Coal_2_SPP_S | AZ_NM_SNV_Coal | SPP_S | External | Summer | B4 | 100 | 400 | 0 | 83.19 | 77.23 | 8.17 | 0
2030 | AZ_NM_SNV_Coal_2_SPP_S | AZ_NM_SNV_Coal | SPP_S | External | Summer | B5 | 200 | 400 | 0 | 81.56 | 68.85 | 8.17 | 0
2030 | AZ_NM_SNV_Coal_2_SPP_S | AZ_NM_SNV_Coal | SPP_S | External | Summer | B6 | 300 | 400 | 0 | 68.21 | 66.47 | 8.17 | 0
2030 | AZ_NM_SNV_Coal_2_SPP_S | AZ_NM_SNV_Coal | SPP_S | External | Summer | B7 | 400 | 400 | 0 | 60.07 | 55.48 | 8.17 | 0
2030 | AZ_NM_SNV_Coal_2_SPP_S | AZ_NM_SNV_Coal | SPP_S | External | Summer | B8 | 500 | 400 | 0 | 60.07 | 49.48 | 8.17 | 0
2030 | AZ_NM_SNV_Coal_2_SPP_S | AZ_NM_SNV_Coal | SPP_S | External | Summer | B9 | 800 | 400 | 0 | 60.05 | 47.32 | 8.17 | 0
2030 | AZ_NM_SNV_Coal_2_SPP_S | AZ_NM_SNV_Coal | SPP_S | External | Summer | B10 | 1262 | 400 | 0 | 58.58 | 47.21 | 8.17 | 0
2030 | AZ_NM_SNV_Coal_2_SPP_S | AZ_NM_SNV_Coal | SPP_S | External | Winter | B16 | 25 | 400 | 0 | 64.19 | 69.17 | 8.17 | 0
2030 | AZ_NM_SNV_Coal_2_SPP_S | AZ_NM_SNV_Coal | SPP_S | External | Winter | B17 | 100 | 400 | 0 | 64.19 | 53.91 | 8.17 | 0
2030 | AZ_NM_SNV_Coal_2_SPP_S | AZ_NM_SNV_Coal | SPP_S | External | Winter | B18 | 400 | 400 | 0 | 64.18 | 52.37 | 8.17 | 0
2030 | AZ_NM_SNV_Coal_2_SPP_S | AZ_NM_SNV_Coal | SPP_S | External | Winter | B19 | 700 | 400 | 0 | 64.18 | 52.25 | 8.17 | 0
2030 | AZ_NM_SNV_Coal_2_SPP_S | AZ_NM_SNV_Coal | SPP_S | External | Winter | B20 | 935 | 400 | 0 | 56 | 48 | 8.17 | 0
2030 | ERCOT_2_SPP_S | ERCOT | SPP_S | External | Shoulder | B11 | 25 | 800 | 0 | 71.43 | 70.76 | 8 | 0
2030 | ERCOT_2_SPP_S | ERCOT | SPP_S | External | Shoulder | B12 | 200 | 800 | 0 | 54.27 | 51.25 | 8 | 0
2030 | ERCOT_2_SPP_S | ERCOT | SPP_S | External | Shoulder | B13 | 600 | 800 | 0 | 48.8 | 49.98 | 8 | 0
2030 | ERCOT_2_SPP_S | ERCOT | SPP_S | External | Shoulder | B14 | 900 | 800 | 0 | 48.8 | 49.01 | 8 | 0
2030 | ERCOT_2_SPP_S | ERCOT | SPP_S | External | Shoulder | B15 | 1203 | 800 | 0 | 48.8 | 48.9 | 8 | 0
2030 | ERCOT_2_SPP_S | ERCOT | SPP_S | External | Summer | B1 | 10 | 800 | 0 | 81.2 | 78.41 | 8 | 0
2030 | ERCOT_2_SPP_S | ERCOT | SPP_S | External | Summer | B2 | 25 | 800 | 0 | 81.2 | 78.41 | 8 | 0
2030 | ERCOT_2_SPP_S | ERCOT | SPP_S | External | Summer | B3 | 75 | 800 | 0 | 73.5 | 78.41 | 8 | 0
2030 | ERCOT_2_SPP_S | ERCOT | SPP_S | External | Summer | B4 | 100 | 800 | 0 | 69.38 | 77.23 | 8 | 0
2030 | ERCOT_2_SPP_S | ERCOT | SPP_S | External | Summer | B5 | 200 | 800 | 0 | 69.38 | 68.85 | 8 | 0
2030 | ERCOT_2_SPP_S | ERCOT | SPP_S | External | Summer | B6 | 300 | 800 | 0 | 69.38 | 66.47 | 8 | 0
2030 | ERCOT_2_SPP_S | ERCOT | SPP_S | External | Summer | B7 | 400 | 800 | 0 | 61.18 | 55.48 | 8 | 0
2030 | ERCOT_2_SPP_S | ERCOT | SPP_S | External | Summer | B8 | 500 | 800 | 0 | 51.71 | 49.48 | 8 | 0
2030 | ERCOT_2_SPP_S | ERCOT | SPP_S | External | Summer | B9 | 800 | 800 | 0 | 47.42 | 47.32 | 8 | 0
2030 | ERCOT_2_SPP_S | ERCOT | SPP_S | External | Summer | B10 | 1262 | 800 | 0 | 47.42 | 47.21 | 8 | 0
2030 | ERCOT_2_SPP_S | ERCOT | SPP_S | External | Winter | B16 | 25 | 800 | 0 | 73.5 | 69.17 | 8 | 0
2030 | ERCOT_2_SPP_S | ERCOT | SPP_S | External | Winter | B17 | 100 | 800 | 0 | 51.77 | 53.91 | 8 | 0
2030 | ERCOT_2_SPP_S | ERCOT | SPP_S | External | Winter | B18 | 400 | 800 | 0 | 51.77 | 52.37 | 8 | 0
2030 | ERCOT_2_SPP_S | ERCOT | SPP_S | External | Winter | B19 | 700 | 800 | 0 | 51.77 | 52.25 | 8 | 0
2030 | ERCOT_2_SPP_S | ERCOT | SPP_S | External | Winter | B20 | 935 | 800 | 0 | 51.77 | 48 | 8 | 0
2030 | MAPP_US_2_RMPA | MAPP_US | RMPA | External | Shoulder | B11 | 25 | 200 | 0 | 63.71 | 54.43 | 8 | 0
2030 | MAPP_US_2_RMPA | MAPP_US | RMPA | External | Shoulder | B12 | 200 | 200 | 0 | 48.95 | 54.43 | 8 | 0
2030 | MAPP_US_2_RMPA | MAPP_US | RMPA | External | Shoulder | B13 | 600 | 200 | 200 | 42.48 | 54.43 | 8 | 3.95
2030 | MAPP_US_2_RMPA | MAPP_US | RMPA | External | Shoulder | B14 | 900 | 200 | 200 | 42.48 | 54.43 | 8 | 3.95
2030 | MAPP_US_2_RMPA | MAPP_US | RMPA | External | Shoulder | B15 | 1203 | 200 | 200 | 42.16 | 53.87 | 8 | 3.71
2030 | MAPP_US_2_RMPA | MAPP_US | RMPA | External | Summer | B1 | 10 | 200 | 0 | 86 | 80.02 | 8 | 0
2030 | MAPP_US_2_RMPA | MAPP_US | RMPA | External | Summer | B2 | 25 | 200 | 0 | 73.07 | 80.02 | 8 | 0
2030 | MAPP_US_2_RMPA | MAPP_US | RMPA | External | Summer | B3 | 75 | 200 | 0 | 73.07 | 80.02 | 8 | 0
2030 | MAPP_US_2_RMPA | MAPP_US | RMPA | External | Summer | B4 | 100 | 200 | 0 | 73.07 | 72.07 | 8 | 0
2030 | MAPP_US_2_RMPA | MAPP_US | RMPA | External | Summer | B5 | 200 | 200 | 0 | 70.57 | 68.21 | 8 | 0
2030 | MAPP_US_2_RMPA | MAPP_US | RMPA | External | Summer | B6 | 300 | 200 | 0 | 58.51 | 57.51 | 8 | 0
2030 | MAPP_US_2_RMPA | MAPP_US | RMPA | External | Summer | B7 | 400 | 200 | 165.83 | 44.22 | 52.22 | 8 | 0
2030 | MAPP_US_2_RMPA | MAPP_US | RMPA | External | Summer | B8 | 500 | 200 | 200 | 39.88 | 52.22 | 8 | 4.33
2030 | MAPP_US_2_RMPA | MAPP_US | RMPA | External | Summer | B9 | 800 | 200 | 200 | 39.88 | 51.88 | 8 | 4
2030 | MAPP_US_2_RMPA | MAPP_US | RMPA | External | Summer | B10 | 1262 | 200 | 200 | 32.58 | 50.41 | 8 | 9.83
2030 | MAPP_US_2_RMPA | MAPP_US | RMPA | External | Winter | B16 | 25 | 200 | 200 | 62.53 | 72.33 | 8 | 1.8
2030 | MAPP_US_2_RMPA | MAPP_US | RMPA | External | Winter | B17 | 100 | 200 | 200 | 48.97 | 58.55 | 8 | 1.58
2030 | MAPP_US_2_RMPA | MAPP_US | RMPA | External | Winter | B18 | 400 | 200 | 200 | 46.91 | 58.55 | 8 | 3.64
2030 | MAPP_US_2_RMPA | MAPP_US | RMPA | External | Winter | B19 | 700 | 200 | 200 | 46.91 | 58.55 | 8 | 3.64
2030 | MAPP_US_2_RMPA | MAPP_US | RMPA | External | Winter | B20 | 935 | 200 | 67.56 | 40.13 | 48.13 | 8 | 0
2030 | NE_2_RMPA | NE | RMPA | External | Shoulder | B11 | 25 | 310 | 0 | 70.71 | 54.43 | 5 | 0
2030 | NE_2_RMPA | NE | RMPA | External | Shoulder | B12 | 200 | 310 | 0 | 52.99 | 54.43 | 5 | 0
2030 | NE_2_RMPA | NE | RMPA | External | Shoulder | B13 | 600 | 310 | 0 | 49.48 | 54.43 | 5 | 0
2030 | NE_2_RMPA | NE | RMPA | External | Shoulder | B14 | 900 | 310 | 310 | 49.42 | 54.43 | 5 | 0.01
2030 | NE_2_RMPA | NE | RMPA | External | Shoulder | B15 | 1203 | 310 | 82.06 | 48.87 | 53.87 | 5 | 0
2030 | NE_2_RMPA | NE | RMPA | External | Summer | B1 | 10 | 310 | 0 | 88 | 80.02 | 5 | 0
2030 | NE_2_RMPA | NE | RMPA | External | Summer | B2 | 25 | 310 | 0 | 80.07 | 80.02 | 5 | 0
2030 | NE_2_RMPA | NE | RMPA | External | Summer | B3 | 75 | 310 | 0 | 80.07 | 80.02 | 5 | 0
2030 | NE_2_RMPA | NE | RMPA | External | Summer | B4 | 100 | 310 | 0 | 80.07 | 72.07 | 5 | 0
2030 | NE_2_RMPA | NE | RMPA | External | Summer | B5 | 200 | 310 | 0 | 77.57 | 68.21 | 5 | 0
2030 | NE_2_RMPA | NE | RMPA | External | Summer | B6 | 300 | 310 | 0 | 65.51 | 57.51 | 5 | 0
2030 | NE_2_RMPA | NE | RMPA | External | Summer | B7 | 400 | 310 | 0 | 51.22 | 52.22 | 5 | 0
2030 | NE_2_RMPA | NE | RMPA | External | Summer | B8 | 500 | 310 | 310 | 46.88 | 52.22 | 5 | 0.33
2030 | NE_2_RMPA | NE | RMPA | External | Summer | B9 | 800 | 310 | 207.06 | 46.88 | 51.88 | 5 | 0
2030 | NE_2_RMPA | NE | RMPA | External | Summer | B10 | 1262 | 310 | 310 | 38.63 | 50.41 | 5 | 6.78
2030 | NE_2_RMPA | NE | RMPA | External | Winter | B16 | 25 | 310 | 0 | 69.53 | 72.33 | 5 | 0
2030 | NE_2_RMPA | NE | RMPA | External | Winter | B17 | 100 | 310 | 0 | 53.88 | 58.55 | 5 | 0
2030 | NE_2_RMPA | NE | RMPA | External | Winter | B18 | 400 | 310 | 310 | 52.35 | 58.55 | 5 | 1.2
2030 | NE_2_RMPA | NE | RMPA | External | Winter | B19 | 700 | 310 | 310 | 52.23 | 58.55 | 5 | 1.32
2030 | NE_2_RMPA | NE | RMPA | External | Winter | B20 | 935 | 310 | 0 | 45.54 | 48.13 | 5 | 0
2030 | NWPP_Coal_2_MAPP_US | NWPP_Coal | MAPP_US | External | Shoulder | B11 | 25 | 150 | 0 | 60.05 | 63.71 | 8 | 0
2030 | NWPP_Coal_2_MAPP_US | NWPP_Coal | MAPP_US | External | Shoulder | B12 | 200 | 150 | 0 | 60.05 | 48.95 | 8 | 0
2030 | NWPP_Coal_2_MAPP_US | NWPP_Coal | MAPP_US | External | Shoulder | B13 | 600 | 150 | 0 | 60.05 | 42.48 | 8 | 0
2030 | NWPP_Coal_2_MAPP_US | NWPP_Coal | MAPP_US | External | Shoulder | B14 | 900 | 150 | 0 | 60.05 | 42.48 | 8 | 0
2030 | NWPP_Coal_2_MAPP_US | NWPP_Coal | MAPP_US | External | Shoulder | B15 | 1203 | 150 | 0 | 60.05 | 42.16 | 8 | 0
2030 | NWPP_Coal_2_MAPP_US | NWPP_Coal | MAPP_US | External | Summer | B1 | 10 | 150 | 150 | 60.05 | 86 | 8 | 17.96
2030 | NWPP_Coal_2_MAPP_US | NWPP_Coal | MAPP_US | External | Summer | B2 | 25 | 150 | 150 | 60.05 | 73.07 | 8 | 5.02
2030 | NWPP_Coal_2_MAPP_US | NWPP_Coal | MAPP_US | External | Summer | B3 | 75 | 150 | 150 | 60.05 | 73.07 | 8 | 5.02
2030 | NWPP_Coal_2_MAPP_US | NWPP_Coal | MAPP_US | External | Summer | B4 | 100 | 150 | 150 | 60.05 | 73.07 | 8 | 5.02
2030 | NWPP_Coal_2_MAPP_US | NWPP_Coal | MAPP_US | External | Summer | B5 | 200 | 150 | 150 | 60.05 | 70.57 | 8 | 2.52
2030 | NWPP_Coal_2_MAPP_US | NWPP_Coal | MAPP_US | External | Summer | B6 | 300 | 150 | 0 | 60.05 | 58.51 | 8 | 0
2030 | NWPP_Coal_2_MAPP_US | NWPP_Coal | MAPP_US | External | Summer | B7 | 400 | 150 | 0 | 60.05 | 44.22 | 8 | 0
2030 | NWPP_Coal_2_MAPP_US | NWPP_Coal | MAPP_US | External | Summer | B8 | 500 | 150 | 0 | 60.05 | 39.88 | 8 | 0
2030 | NWPP_Coal_2_MAPP_US | NWPP_Coal | MAPP_US | External | Summer | B9 | 800 | 150 | 0 | 60.05 | 39.88 | 8 | 0
2030 | NWPP_Coal_2_MAPP_US | NWPP_Coal | MAPP_US | External | Summer | B10 | 1262 | 150 | 0 | 60.05 | 32.58 | 8 | 0
2030 | NWPP_Coal_2_MAPP_US | NWPP_Coal | MAPP_US | External | Winter | B16 | 25 | 150 | 0 | 64.17 | 62.53 | 8 | 0
2030 | NWPP_Coal_2_MAPP_US | NWPP_Coal | MAPP_US | External | Winter | B17 | 100 | 150 | 0 | 64.17 | 48.97 | 8 | 0
2030 | NWPP_Coal_2_MAPP_US | NWPP_Coal | MAPP_US | External | Winter | B18 | 400 | 150 | 0 | 64.17 | 46.91 | 8 | 0
2030 | NWPP_Coal_2_MAPP_US | NWPP_Coal | MAPP_US | External | Winter | B19 | 700 | 150 | 0 | 64.17 | 46.91 | 8 | 0
2030 | NWPP_Coal_2_MAPP_US | NWPP_Coal | MAPP_US | External | Winter | B20 | 935 | 150 | 0 | 64.17 | 40.13 | 8 | 0
2030 | RMPA_2_MAPP_US | RMPA | MAPP_US | External | Shoulder | B11 | 25 | 200 | 200 | 54.43 | 63.71 | 8 | 1.28
2030 | RMPA_2_MAPP_US | RMPA | MAPP_US | External | Shoulder | B12 | 200 | 200 | 0 | 54.43 | 48.95 | 8 | 0
2030 | RMPA_2_MAPP_US | RMPA | MAPP_US | External | Shoulder | B13 | 600 | 200 | 0 | 54.43 | 42.48 | 8 | 0
2030 | RMPA_2_MAPP_US | RMPA | MAPP_US | External | Shoulder | B14 | 900 | 200 | 0 | 54.43 | 42.48 | 8 | 0
2030 | RMPA_2_MAPP_US | RMPA | MAPP_US | External | Shoulder | B15 | 1203 | 200 | 0 | 53.87 | 42.16 | 8 | 0
2030 | RMPA_2_MAPP_US | RMPA | MAPP_US | External | Summer | B1 | 10 | 200 | 0 | 80.02 | 86 | 8 | 0
2030 | RMPA_2_MAPP_US | RMPA | MAPP_US | External | Summer | B2 | 25 | 200 | 0 | 80.02 | 73.07 | 8 | 0
2030 | RMPA_2_MAPP_US | RMPA | MAPP_US | External | Summer | B3 | 75 | 200 | 0 | 80.02 | 73.07 | 8 | 0
2030 | RMPA_2_MAPP_US | RMPA | MAPP_US | External | Summer | B4 | 100 | 200 | 0 | 72.07 | 73.07 | 8 | 0
2030 | RMPA_2_MAPP_US | RMPA | MAPP_US | External | Summer | B5 | 200 | 200 | 0 | 68.21 | 70.57 | 8 | 0
2030 | RMPA_2_MAPP_US | RMPA | MAPP_US | External | Summer | B6 | 300 | 200 | 0 | 57.51 | 58.51 | 8 | 0
2030 | RMPA_2_MAPP_US | RMPA | MAPP_US | External | Summer | B7 | 400 | 200 | 0 | 52.22 | 44.22 | 8 | 0
2030 | RMPA_2_MAPP_US | RMPA | MAPP_US | External | Summer | B8 | 500 | 200 | 0 | 52.22 | 39.88 | 8 | 0
2030 | RMPA_2_MAPP_US | RMPA | MAPP_US | External | Summer | B9 | 800 | 200 | 0 | 51.88 | 39.88 | 8 | 0
2030 | RMPA_2_MAPP_US | RMPA | MAPP_US | External | Summer | B10 | 1262 | 200 | 0 | 50.41 | 32.58 | 8 | 0
2030 | RMPA_2_MAPP_US | RMPA | MAPP_US | External | Winter | B16 | 25 | 200 | 0 | 72.33 | 62.53 | 8 | 0
2030 | RMPA_2_MAPP_US | RMPA | MAPP_US | External | Winter | B17 | 100 | 200 | 0 | 58.55 | 48.97 | 8 | 0
2030 | RMPA_2_MAPP_US | RMPA | MAPP_US | External | Winter | B18 | 400 | 200 | 0 | 58.55 | 46.91 | 8 | 0
2030 | RMPA_2_MAPP_US | RMPA | MAPP_US | External | Winter | B19 | 700 | 200 | 0 | 58.55 | 46.91 | 8 | 0
2030 | RMPA_2_MAPP_US | RMPA | MAPP_US | External | Winter | B20 | 935 | 200 | 0 | 48.13 | 40.13 | 8 | 0
2030 | RMPA_2_NE | RMPA | NE | External | Shoulder | B11 | 25 | 310 | 310 | 54.43 | 70.71 | 8 | 8.28
2030 | RMPA_2_NE | RMPA | NE | External | Shoulder | B12 | 200 | 310 | 0 | 54.43 | 52.99 | 8 | 0
2030 | RMPA_2_NE | RMPA | NE | External | Shoulder | B13 | 600 | 310 | 0 | 54.43 | 49.48 | 8 | 0
2030 | RMPA_2_NE | RMPA | NE | External | Shoulder | B14 | 900 | 310 | 0 | 54.43 | 49.42 | 8 | 0
2030 | RMPA_2_NE | RMPA | NE | External | Shoulder | B15 | 1203 | 310 | 0 | 53.87 | 48.87 | 8 | 0
2030 | RMPA_2_NE | RMPA | NE | External | Summer | B1 | 10 | 310 | 0 | 80.02 | 88 | 8 | 0
2030 | RMPA_2_NE | RMPA | NE | External | Summer | B2 | 25 | 310 | 0 | 80.02 | 80.07 | 8 | 0
2030 | RMPA_2_NE | RMPA | NE | External | Summer | B3 | 75 | 310 | 0 | 80.02 | 80.07 | 8 | 0
2030 | RMPA_2_NE | RMPA | NE | External | Summer | B4 | 100 | 310 | 168.1 | 72.07 | 80.07 | 8 | 0
2030 | RMPA_2_NE | RMPA | NE | External | Summer | B5 | 200 | 310 | 310 | 68.21 | 77.57 | 8 | 1.36
2030 | RMPA_2_NE | RMPA | NE | External | Summer | B6 | 300 | 310 | 218.79 | 57.51 | 65.51 | 8 | 0
2030 | RMPA_2_NE | RMPA | NE | External | Summer | B7 | 400 | 310 | 0 | 52.22 | 51.22 | 8 | 0
2030 | RMPA_2_NE | RMPA | NE | External | Summer | B8 | 500 | 310 | 0 | 52.22 | 46.88 | 8 | 0
2030 | RMPA_2_NE | RMPA | NE | External | Summer | B9 | 800 | 310 | 0 | 51.88 | 46.88 | 8 | 0
2030 | RMPA_2_NE | RMPA | NE | External | Summer | B10 | 1262 | 310 | 0 | 50.41 | 38.63 | 8 | 0
2030 | RMPA_2_NE | RMPA | NE | External | Winter | B16 | 25 | 310 | 0 | 72.33 | 69.53 | 8 | 0
2030 | RMPA_2_NE | RMPA | NE | External | Winter | B17 | 100 | 310 | 0 | 58.55 | 53.88 | 8 | 0
2030 | RMPA_2_NE | RMPA | NE | External | Winter | B18 | 400 | 310 | 0 | 58.55 | 52.35 | 8 | 0
2030 | RMPA_2_NE | RMPA | NE | External | Winter | B19 | 700 | 310 | 0 | 58.55 | 52.23 | 8 | 0
2030 | RMPA_2_NE | RMPA | NE | External | Winter | B20 | 935 | 310 | 0 | 48.13 | 45.54 | 8 | 0
2030 | RMPA_2_SPP_N | RMPA | SPP_N | External | Shoulder | B11 | 25 | 210 | 210 | 54.43 | 77.71 | 8 | 15.28
2030 | RMPA_2_SPP_N | RMPA | SPP_N | External | Shoulder | B12 | 200 | 210 | 0 | 54.43 | 53 | 8 | 0
2030 | RMPA_2_SPP_N | RMPA | SPP_N | External | Shoulder | B13 | 600 | 210 | 0 | 54.43 | 50 | 8 | 0
2030 | RMPA_2_SPP_N | RMPA | SPP_N | External | Shoulder | B14 | 900 | 210 | 0 | 54.43 | 49.43 | 8 | 0
2030 | RMPA_2_SPP_N | RMPA | SPP_N | External | Shoulder | B15 | 1203 | 210 | 0 | 53.87 | 48.89 | 8 | 0
2030 | RMPA_2_SPP_N | RMPA | SPP_N | External | Summer | B1 | 10 | 210 | 126.05 | 80.02 | 88.02 | 8 | 0
2030 | RMPA_2_SPP_N | RMPA | SPP_N | External | Summer | B2 | 25 | 210 | 0 | 80.02 | 80.98 | 8 | 0
2030 | RMPA_2_SPP_N | RMPA | SPP_N | External | Summer | B3 | 75 | 210 | 0 | 80.02 | 80.98 | 8 | 0
2030 | RMPA_2_SPP_N | RMPA | SPP_N | External | Summer | B4 | 100 | 210 | 210 | 72.07 | 80.98 | 8 | 0.92
2030 | RMPA_2_SPP_N | RMPA | SPP_N | External | Summer | B5 | 200 | 210 | 210 | 68.21 | 80.91 | 8 | 4.7
2030 | RMPA_2_SPP_N | RMPA | SPP_N | External | Summer | B6 | 300 | 210 | 210 | 57.51 | 66.46 | 8 | 0.95
2030 | RMPA_2_SPP_N | RMPA | SPP_N | External | Summer | B7 | 400 | 210 | 0 | 52.22 | 55.46 | 8 | 0
2030 | RMPA_2_SPP_N | RMPA | SPP_N | External | Summer | B8 | 500 | 210 | 0 | 52.22 | 49.47 | 8 | 0
2030 | RMPA_2_SPP_N | RMPA | SPP_N | External | Summer | B9 | 800 | 210 | 0 | 51.88 | 47.31 | 8 | 0
2030 | RMPA_2_SPP_N | RMPA | SPP_N | External | Summer | B10 | 1262 | 210 | 0 | 50.41 | 46.58 | 8 | 0
2030 | RMPA_2_SPP_N | RMPA | SPP_N | External | Winter | B16 | 25 | 210 | 0 | 72.33 | 69.54 | 8 | 0
2030 | RMPA_2_SPP_N | RMPA | SPP_N | External | Winter | B17 | 100 | 210 | 0 | 58.55 | 53.9 | 8 | 0
2030 | RMPA_2_SPP_N | RMPA | SPP_N | External | Winter | B18 | 400 | 210 | 0 | 58.55 | 52.36 | 8 | 0
2030 | RMPA_2_SPP_N | RMPA | SPP_N | External | Winter | B19 | 700 | 210 | 0 | 58.55 | 52.24 | 8 | 0
2030 | RMPA_2_SPP_N | RMPA | SPP_N | External | Winter | B20 | 935 | 210 | 0 | 48.13 | 47.99 | 8 | 0
2030 | SPP_N_2_RMPA | SPP_N | RMPA | External | Shoulder | B11 | 25 | 210 | 0 | 77.71 | 54.43 | 5 | 0
2030 | SPP_N_2_RMPA | SPP_N | RMPA | External | Shoulder | B12 | 200 | 210 | 0 | 53 | 54.43 | 5 | 0
2030 | SPP_N_2_RMPA | SPP_N | RMPA | External | Shoulder | B13 | 600 | 210 | 0 | 50 | 54.43 | 5 | 0
2030 | SPP_N_2_RMPA | SPP_N | RMPA | External | Shoulder | B14 | 900 | 210 | 78.44 | 49.43 | 54.43 | 5 | 0
2030 | SPP_N_2_RMPA | SPP_N | RMPA | External | Shoulder | B15 | 1203 | 210 | 0 | 48.89 | 53.87 | 5 | 0
2030 | SPP_N_2_RMPA | SPP_N | RMPA | External | Summer | B1 | 10 | 210 | 0 | 88.02 | 80.02 | 5 | 0
2030 | SPP_N_2_RMPA | SPP_N | RMPA | External | Summer | B2 | 25 | 210 | 0 | 80.98 | 80.02 | 5 | 0
2030 | SPP_N_2_RMPA | SPP_N | RMPA | External | Summer | B3 | 75 | 210 | 0 | 80.98 | 80.02 | 5 | 0
2030 | SPP_N_2_RMPA | SPP_N | RMPA | External | Summer | B4 | 100 | 210 | 0 | 80.98 | 72.07 | 5 | 0
2030 | SPP_N_2_RMPA | SPP_N | RMPA | External | Summer | B5 | 200 | 210 | 0 | 80.91 | 68.21 | 5 | 0
2030 | SPP_N_2_RMPA | SPP_N | RMPA | External | Summer | B6 | 300 | 210 | 0 | 66.46 | 57.51 | 5 | 0
2030 | SPP_N_2_RMPA | SPP_N | RMPA | External | Summer | B7 | 400 | 210 | 0 | 55.46 | 52.22 | 5 | 0
2030 | SPP_N_2_RMPA | SPP_N | RMPA | External | Summer | B8 | 500 | 210 | 0 | 49.47 | 52.22 | 5 | 0
2030 | SPP_N_2_RMPA | SPP_N | RMPA | External | Summer | B9 | 800 | 210 | 0 | 47.31 | 51.88 | 5 | 0
2030 | SPP_N_2_RMPA | SPP_N | RMPA | External | Summer | B10 | 1262 | 210 | 0 | 46.58 | 50.41 | 5 | 0
2030 | SPP_N_2_RMPA | SPP_N | RMPA | External | Winter | B16 | 25 | 210 | 0 | 69.54 | 72.33 | 5 | 0
2030 | SPP_N_2_RMPA | SPP_N | RMPA | External | Winter | B17 | 100 | 210 | 0 | 53.9 | 58.55 | 5 | 0
2030 | SPP_N_2_RMPA | SPP_N | RMPA | External | Winter | B18 | 400 | 210 | 210 | 52.36 | 58.55 | 5 | 1.19
2030 | SPP_N_2_RMPA | SPP_N | RMPA | External | Winter | B19 | 700 | 210 | 210 | 52.24 | 58.55 | 5 | 1.31
2030 | SPP_N_2_RMPA | SPP_N | RMPA | External | Winter | B20 | 935 | 210 | 0 | 47.99 | 48.13 | 5 | 0
2030 | SPP_S_2_ERCOT | SPP_S | ERCOT | External | Shoulder | B11 | 25 | 800 | 0 | 70.76 | 71.43 | 5 | 0
2030 | SPP_S_2_ERCOT | SPP_S | ERCOT | External | Shoulder | B12 | 200 | 800 | 0 | 51.25 | 54.27 | 5 | 0
2030 | SPP_S_2_ERCOT | SPP_S | ERCOT | External | Shoulder | B13 | 600 | 800 | 0 | 49.98 | 48.8 | 5 | 0
2030 | SPP_S_2_ERCOT | SPP_S | ERCOT | External | Shoulder | B14 | 900 | 800 | 0 | 49.01 | 48.8 | 5 | 0
2030 | SPP_S_2_ERCOT | SPP_S | ERCOT | External | Shoulder | B15 | 1203 | 800 | 0 | 48.9 | 48.8 | 5 | 0
2030 | SPP_S_2_ERCOT | SPP_S | ERCOT | External | Summer | B1 | 10 | 800 | 0 | 78.41 | 81.2 | 5 | 0
2030 | SPP_S_2_ERCOT | SPP_S | ERCOT | External | Summer | B2 | 25 | 800 | 0 | 78.41 | 81.2 | 5 | 0
2030 | SPP_S_2_ERCOT | SPP_S | ERCOT | External | Summer | B3 | 75 | 800 | 0 | 78.41 | 73.5 | 5 | 0
2030 | SPP_S_2_ERCOT | SPP_S | ERCOT | External | Summer | B4 | 100 | 800 | 0 | 77.23 | 69.38 | 5 | 0
2030 | SPP_S_2_ERCOT | SPP_S | ERCOT | External | Summer | B5 | 200 | 800 | 0 | 68.85 | 69.38 | 5 | 0
2030 | SPP_S_2_ERCOT | SPP_S | ERCOT | External | Summer | B6 | 300 | 800 | 0 | 66.47 | 69.38 | 5 | 0
2030 | SPP_S_2_ERCOT | SPP_S | ERCOT | External | Summer | B7 | 400 | 800 | 800 | 55.48 | 61.18 | 5 | 0.71
2030 | SPP_S_2_ERCOT | SPP_S | ERCOT | External | Summer | B8 | 500 | 800 | 0 | 49.48 | 51.71 | 5 | 0
2030 | SPP_S_2_ERCOT | SPP_S | ERCOT | External | Summer | B9 | 800 | 800 | 0 | 47.32 | 47.42 | 5 | 0
2030 | SPP_S_2_ERCOT | SPP_S | ERCOT | External | Summer | B10 | 1262 | 800 | 0 | 47.21 | 47.42 | 5 | 0
2030 | SPP_S_2_ERCOT | SPP_S | ERCOT | External | Winter | B16 | 25 | 800 | 0 | 69.17 | 73.5 | 5 | 0
2030 | SPP_S_2_ERCOT | SPP_S | ERCOT | External | Winter | B17 | 100 | 800 | 0 | 53.91 | 51.77 | 5 | 0
2030 | SPP_S_2_ERCOT | SPP_S | ERCOT | External | Winter | B18 | 400 | 800 | 0 | 52.37 | 51.77 | 5 | 0
2030 | SPP_S_2_ERCOT | SPP_S | ERCOT | External | Winter | B19 | 700 | 800 | 0 | 52.25 | 51.77 | 5 | 0
2030 | SPP_S_2_ERCOT | SPP_S | ERCOT | External | Winter | B20 | 935 | 800 | 0 | 48 | 51.77 | 5 | 0
2035 | AZ_NM_SNV_Coal_2_SPP_S | AZ_NM_SNV_Coal | SPP_S | External | Shoulder | B11 | 25 | 400 | 0 | 70.79 | 74.51 | 8.17 | 0
2035 | AZ_NM_SNV_Coal_2_SPP_S | AZ_NM_SNV_Coal | SPP_S | External | Shoulder | B12 | 200 | 400 | 0 | 66.65 | 54.3 | 8.17 | 0
2035 | AZ_NM_SNV_Coal_2_SPP_S | AZ_NM_SNV_Coal | SPP_S | External | Shoulder | B13 | 600 | 400 | 0 | 66.64 | 54.3 | 8.17 | 0
2035 | AZ_NM_SNV_Coal_2_SPP_S | AZ_NM_SNV_Coal | SPP_S | External | Shoulder | B14 | 900 | 400 | 0 | 66.64 | 51.38 | 8.17 | 0
2035 | AZ_NM_SNV_Coal_2_SPP_S | AZ_NM_SNV_Coal | SPP_S | External | Shoulder | B15 | 1203 | 400 | 0 | 58.46 | 49.5 | 8.17 | 0
2035 | AZ_NM_SNV_Coal_2_SPP_S | AZ_NM_SNV_Coal | SPP_S | External | Summer | B1 | 10 | 400 | 0 | 102.82 | 66.03 | 8.17 | 0
2035 | AZ_NM_SNV_Coal_2_SPP_S | AZ_NM_SNV_Coal | SPP_S | External | Summer | B2 | 25 | 400 | 0 | 102.82 | 75.98 | 8.17 | 0
2035 | AZ_NM_SNV_Coal_2_SPP_S | AZ_NM_SNV_Coal | SPP_S | External | Summer | B3 | 75 | 400 | 0 | 102.82 | 75.98 | 8.17 | 0
2035 | AZ_NM_SNV_Coal_2_SPP_S | AZ_NM_SNV_Coal | SPP_S | External | Summer | B4 | 100 | 400 | 0 | 102.82 | 75.98 | 8.17 | 0
2035 | AZ_NM_SNV_Coal_2_SPP_S | AZ_NM_SNV_Coal | SPP_S | External | Summer | B5 | 200 | 400 | 0 | 85.42 | 75.98 | 8.17 | 0
2035 | AZ_NM_SNV_Coal_2_SPP_S | AZ_NM_SNV_Coal | SPP_S | External | Summer | B6 | 300 | 400 | 0 | 75.56 | 66.03 | 8.17 | 0
2035 | AZ_NM_SNV_Coal_2_SPP_S | AZ_NM_SNV_Coal | SPP_S | External | Summer | B7 | 400 | 400 | 0 | 69.01 | 54.99 | 8.17 | 0
2035 | AZ_NM_SNV_Coal_2_SPP_S | AZ_NM_SNV_Coal | SPP_S | External | Summer | B8 | 500 | 400 | 0 | 69.01 | 52.57 | 8.17 | 0
2035 | AZ_NM_SNV_Coal_2_SPP_S | AZ_NM_SNV_Coal | SPP_S | External | Summer | B9 | 800 | 400 | 0 | 69.01 | 52.45 | 8.17 | 0
2035 | AZ_NM_SNV_Coal_2_SPP_S | AZ_NM_SNV_Coal | SPP_S | External | Summer | B10 | 1262 | 400 | 0 | 58.46 | 47.74 | 8.17 | 0
2035 | AZ_NM_SNV_Coal_2_SPP_S | AZ_NM_SNV_Coal | SPP_S | External | Winter | B16 | 25 | 400 | 0 | 74.42 | 58.2 | 8.17 | 0
2035 | AZ_NM_SNV_Coal_2_SPP_S | AZ_NM_SNV_Coal | SPP_S | External | Winter | B17 | 100 | 400 | 0 | 71.31 | 58.06 | 8.17 | 0
2035 | AZ_NM_SNV_Coal_2_SPP_S | AZ_NM_SNV_Coal | SPP_S | External | Winter | B18 | 400 | 400 | 0 | 71.3 | 55.84 | 8.17 | 0
2035 | AZ_NM_SNV_Coal_2_SPP_S | AZ_NM_SNV_Coal | SPP_S | External | Winter | B19 | 700 | 400 | 0 | 71.3 | 53.19 | 8.17 | 0
2035 | AZ_NM_SNV_Coal_2_SPP_S | AZ_NM_SNV_Coal | SPP_S | External | Winter | B20 | 935 | 400 | 0 | 60.93 | 47.74 | 8.17 | 0
2035 | ERCOT_2_SPP_S | ERCOT | SPP_S | External | Shoulder | B11 | 25 | 800 | 0 | 79.51 | 74.51 | 8 | 0
2035 | ERCOT_2_SPP_S | ERCOT | SPP_S | External | Shoulder | B12 | 200 | 800 | 0 | 59.17 | 54.3 | 8 | 0
2035 | ERCOT_2_SPP_S | ERCOT | SPP_S | External | Shoulder | B13 | 600 | 800 | 0 | 54.23 | 54.3 | 8 | 0
2035 | ERCOT_2_SPP_S | ERCOT | SPP_S | External | Shoulder | B14 | 900 | 800 | 0 | 54.23 | 51.38 | 8 | 0
2035 | ERCOT_2_SPP_S | ERCOT | SPP_S | External | Shoulder | B15 | 1203 | 800 | 0 | 54.23 | 49.5 | 8 | 0
2035 | ERCOT_2_SPP_S | ERCOT | SPP_S | External | Summer | B1 | 10 | 800 | 0 | 89.69 | 66.03 | 8 | 0
2035 | ERCOT_2_SPP_S | ERCOT | SPP_S | External | Summer | B2 | 25 | 800 | 0 | 89.69 | 75.98 | 8 | 0
2035 | ERCOT_2_SPP_S | ERCOT | SPP_S | External | Summer | B3 | 75 | 800 | 0 | 77.19 | 75.98 | 8 | 0
2035 | ERCOT_2_SPP_S | ERCOT | SPP_S | External | Summer | B4 | 100 | 800 | 0 | 77.19 | 75.98 | 8 | 0
2035 | ERCOT_2_SPP_S | ERCOT | SPP_S | External | Summer | B5 | 200 | 800 | 0 | 77.19 | 75.98 | 8 | 0
2035 | ERCOT_2_SPP_S | ERCOT | SPP_S | External | Summer | B6 | 300 | 800 | 0 | 77.19 | 66.03 | 8 | 0
2035 | ERCOT_2_SPP_S | ERCOT | SPP_S | External | Summer | B7 | 400 | 800 | 0 | 59.99 | 54.99 | 8 | 0
2035 | ERCOT_2_SPP_S | ERCOT | SPP_S | External | Summer | B8 | 500 | 800 | 0 | 52.67 | 52.57 | 8 | 0
2035 | ERCOT_2_SPP_S | ERCOT | SPP_S | External | Summer | B9 | 800 | 800 | 0 | 52.67 | 52.45 | 8 | 0
2035 | ERCOT_2_SPP_S | ERCOT | SPP_S | External | Summer | B10 | 1262 | 800 | 0 | 52.67 | 47.74 | 8 | 0
2035 | ERCOT_2_SPP_S | ERCOT | SPP_S | External | Winter | B16 | 25 | 800 | 0 | 63.2 | 58.2 | 8 | 0
2035 | ERCOT_2_SPP_S | ERCOT | SPP_S | External | Winter | B17 | 100 | 800 | 0 | 60.52 | 58.06 | 8 | 0
2035 | ERCOT_2_SPP_S | ERCOT | SPP_S | External | Winter | B18 | 400 | 800 | 0 | 57.5 | 55.84 | 8 | 0
2035 | ERCOT_2_SPP_S | ERCOT | SPP_S | External | Winter | B19 | 700 | 800 | 0 | 57.5 | 53.19 | 8 | 0
2035 | ERCOT_2_SPP_S | ERCOT | SPP_S | External | Winter | B20 | 935 | 800 | 0 | 57.5 | 47.74 | 8 | 0
2035 | MAPP_US_2_RMPA | MAPP_US | RMPA | External | Shoulder | B11 | 25 | 200 | 0 | 73.37 | 60.2 | 8 | 0
2035 | MAPP_US_2_RMPA | MAPP_US | RMPA | External | Shoulder | B12 | 200 | 200 | 0 | 56.24 | 60.2 | 8 | 0
2035 | MAPP_US_2_RMPA | MAPP_US | RMPA | External | Shoulder | B13 | 600 | 200 | 200 | 49.11 | 58.47 | 8 | 1.36
2035 | MAPP_US_2_RMPA | MAPP_US | RMPA | External | Shoulder | B14 | 900 | 200 | 200 | 49.11 | 58.47 | 8 | 1.36
2035 | MAPP_US_2_RMPA | MAPP_US | RMPA | External | Shoulder | B15 | 1203 | 200 | 77.64 | 46.5 | 54.5 | 8 | 0
2035 | MAPP_US_2_RMPA | MAPP_US | RMPA | External | Summer | B1 | 10 | 200 | 0 | 94.85 | 87.95 | 8 | 0
2035 | MAPP_US_2_RMPA | MAPP_US | RMPA | External | Summer | B2 | 25 | 200 | 0 | 83.53 | 87.95 | 8 | 0
2035 | MAPP_US_2_RMPA | MAPP_US | RMPA | External | Summer | B3 | 75 | 200 | 0 | 82.76 | 87.95 | 8 | 0
2035 | MAPP_US_2_RMPA | MAPP_US | RMPA | External | Summer | B4 | 100 | 200 | 0 | 82.06 | 81.06 | 8 | 0
2035 | MAPP_US_2_RMPA | MAPP_US | RMPA | External | Summer | B5 | 200 | 200 | 0 | 78.32 | 69.21 | 8 | 0
2035 | MAPP_US_2_RMPA | MAPP_US | RMPA | External | Summer | B6 | 300 | 200 | 0 | 62.78 | 58.46 | 8 | 0
2035 | MAPP_US_2_RMPA | MAPP_US | RMPA | External | Summer | B7 | 400 | 200 | 0 | 52.17 | 57.73 | 8 | 0
2035 | MAPP_US_2_RMPA | MAPP_US | RMPA | External | Summer | B8 | 500 | 200 | 200 | 45.57 | 57.73 | 8 | 4.16
2035 | MAPP_US_2_RMPA | MAPP_US | RMPA | External | Summer | B9 | 800 | 200 | 200 | 45.43 | 57.43 | 8 | 4
2035 | MAPP_US_2_RMPA | MAPP_US | RMPA | External | Summer | B10 | 1262 | 200 | 200 | 37.24 | 49.24 | 8 | 4
2035 | MAPP_US_2_RMPA | MAPP_US | RMPA | External | Winter | B16 | 25 | 200 | 21.36 | 70.79 | 78.79 | 8 | 0
2035 | MAPP_US_2_RMPA | MAPP_US | RMPA | External | Winter | B17 | 100 | 200 | 200 | 55.17 | 64.83 | 8 | 1.66
2035 | MAPP_US_2_RMPA | MAPP_US | RMPA | External | Winter | B18 | 400 | 200 | 200 | 53.43 | 64.83 | 8 | 3.41
2035 | MAPP_US_2_RMPA | MAPP_US | RMPA | External | Winter | B19 | 700 | 200 | 200 | 53.43 | 63.13 | 8 | 1.7
2035 | MAPP_US_2_RMPA | MAPP_US | RMPA | External | Winter | B20 | 935 | 200 | 0 | 41.93 | 47.58 | 8 | 0
2035 | NE_2_RMPA | NE | RMPA | External | Shoulder | B11 | 25 | 310 | 0 | 80.37 | 60.2 | 5 | 0
2035 | NE_2_RMPA | NE | RMPA | External | Shoulder | B12 | 200 | 310 | 0 | 63.24 | 60.2 | 5 | 0
2035 | NE_2_RMPA | NE | RMPA | External | Shoulder | B13 | 600 | 310 | 0 | 56.11 | 58.47 | 5 | 0
2035 | NE_2_RMPA | NE | RMPA | External | Shoulder | B14 | 900 | 310 | 234.27 | 53.47 | 58.47 | 5 | 0
2035 | NE_2_RMPA | NE | RMPA | External | Shoulder | B15 | 1203 | 310 | 128.62 | 49.5 | 54.5 | 5 | 0
2035 | NE_2_RMPA | NE | RMPA | External | Summer | B1 | 10 | 310 | 0 | 96.85 | 87.95 | 5 | 0
2035 | NE_2_RMPA | NE | RMPA | External | Summer | B2 | 25 | 310 | 0 | 90.53 | 87.95 | 5 | 0
2035 | NE_2_RMPA | NE | RMPA | External | Summer | B3 | 75 | 310 | 0 | 89.76 | 87.95 | 5 | 0
2035 | NE_2_RMPA | NE | RMPA | External | Summer | B4 | 100 | 310 | 0 | 89.06 | 81.06 | 5 | 0
2035 | NE_2_RMPA | NE | RMPA | External | Summer | B5 | 200 | 310 | 0 | 85.32 | 69.21 | 5 | 0
2035 | NE_2_RMPA | NE | RMPA | External | Summer | B6 | 300 | 310 | 0 | 69.78 | 58.46 | 5 | 0
2035 | NE_2_RMPA | NE | RMPA | External | Summer | B7 | 400 | 310 | 0 | 59.17 | 57.73 | 5 | 0
2035 | NE_2_RMPA | NE | RMPA | External | Summer | B8 | 500 | 310 | 310 | 52.57 | 57.73 | 5 | 0.16
2035 | NE_2_RMPA | NE | RMPA | External | Summer | B9 | 800 | 310 | 232.03 | 52.43 | 57.43 | 5 | 0
2035 | NE_2_RMPA | NE | RMPA | External | Summer | B10 | 1262 | 310 | 61.57 | 44.24 | 49.24 | 5 | 0
2035 | NE_2_RMPA | NE | RMPA | External | Winter | B16 | 25 | 310 | 0 | 77.79 | 78.79 | 5 | 0
2035 | NE_2_RMPA | NE | RMPA | External | Winter | B17 | 100 | 310 | 0 | 60.07 | 64.83 | 5 | 0
2035 | NE_2_RMPA | NE | RMPA | External | Winter | B18 | 400 | 310 | 0 | 59.87 | 64.83 | 5 | 0
2035 | NE_2_RMPA | NE | RMPA | External | Winter | B19 | 700 | 310 | 310 | 55.07 | 63.13 | 5 | 3.06
2035 | NE_2_RMPA | NE | RMPA | External | Winter | B20 | 935 | 310 | 0 | 47.74 | 47.58 | 5 | 0
2035 | NWPP_Coal_2_MAPP_US | NWPP_Coal | MAPP_US | External | Shoulder | B11 | 25 | 150 | 0 | 66.63 | 73.37 | 8 | 0
2035 | NWPP_Coal_2_MAPP_US | NWPP_Coal | MAPP_US | External | Shoulder | B12 | 200 | 150 | 0 | 66.63 | 56.24 | 8 | 0
2035 | NWPP_Coal_2_MAPP_US | NWPP_Coal | MAPP_US | External | Shoulder | B13 | 600 | 150 | 0 | 66.63 | 49.11 | 8 | 0
2035 | NWPP_Coal_2_MAPP_US | NWPP_Coal | MAPP_US | External | Shoulder | B14 | 900 | 150 | 0 | 66.63 | 49.11 | 8 | 0
2035 | NWPP_Coal_2_MAPP_US | NWPP_Coal | MAPP_US | External | Shoulder | B15 | 1203 | 150 | 0 | 66.63 | 46.5 | 8 | 0
2035 | NWPP_Coal_2_MAPP_US | NWPP_Coal | MAPP_US | External | Summer | B1 | 10 | 150 | 150 | 66.63 | 94.85 | 8 | 20.22
2035 | NWPP_Coal_2_MAPP_US | NWPP_Coal | MAPP_US | External | Summer | B2 | 25 | 150 | 150 | 66.63 | 83.53 | 8 | 8.91
2035 | NWPP_Coal_2_MAPP_US | NWPP_Coal | MAPP_US | External | Summer | B3 | 75 | 150 | 150 | 66.63 | 82.76 | 8 | 8.13
2035 | NWPP_Coal_2_MAPP_US | NWPP_Coal | MAPP_US | External | Summer | B4 | 100 | 150 | 150 | 66.63 | 82.06 | 8 | 7.44
2035 | NWPP_Coal_2_MAPP_US | NWPP_Coal | MAPP_US | External | Summer | B5 | 200 | 150 | 150 | 66.63 | 78.32 | 8 | 3.7
2035 | NWPP_Coal_2_MAPP_US | NWPP_Coal | MAPP_US | External | Summer | B6 | 300 | 150 | 0 | 66.63 | 62.78 | 8 | 0
2035 | NWPP_Coal_2_MAPP_US | NWPP_Coal | MAPP_US | External | Summer | B7 | 400 | 150 | 0 | 66.63 | 52.17 | 8 | 0
2035 | NWPP_Coal_2_MAPP_US | NWPP_Coal | MAPP_US | External | Summer | B8 | 500 | 150 | 0 | 66.63 | 45.57 | 8 | 0
2035 | NWPP_Coal_2_MAPP_US | NWPP_Coal | MAPP_US | External | Summer | B9 | 800 | 150 | 0 | 66.63 | 45.43 | 8 | 0
2035 | NWPP_Coal_2_MAPP_US | NWPP_Coal | MAPP_US | External | Summer | B10 | 1262 | 150 | 0 | 66.63 | 37.24 | 8 | 0
2035 | NWPP_Coal_2_MAPP_US | NWPP_Coal | MAPP_US | External | Winter | B16 | 25 | 150 | 0 | 74.39 | 70.79 | 8 | 0
2035 | NWPP_Coal_2_MAPP_US | NWPP_Coal | MAPP_US | External | Winter | B17 | 100 | 150 | 0 | 71.28 | 55.17 | 8 | 0
2035 | NWPP_Coal_2_MAPP_US | NWPP_Coal | MAPP_US | External | Winter | B18 | 400 | 150 | 0 | 71.28 | 53.43 | 8 | 0
2035 | NWPP_Coal_2_MAPP_US | NWPP_Coal | MAPP_US | External | Winter | B19 | 700 | 150 | 0 | 71.28 | 53.43 | 8 | 0
2035 | NWPP_Coal_2_MAPP_US | NWPP_Coal | MAPP_US | External | Winter | B20 | 935 | 150 | 0 | 71.28 | 41.93 | 8 | 0
2035 | RMPA_2_MAPP_US | RMPA | MAPP_US | External | Shoulder | B11 | 25 | 200 | 200 | 60.2 | 73.37 | 8 | 5.17
2035 | RMPA_2_MAPP_US | RMPA | MAPP_US | External | Shoulder | B12 | 200 | 200 | 0 | 60.2 | 56.24 | 8 | 0
2035 | RMPA_2_MAPP_US | RMPA | MAPP_US | External | Shoulder | B13 | 600 | 200 | 0 | 58.47 | 49.11 | 8 | 0
2035 | RMPA_2_MAPP_US | RMPA | MAPP_US | External | Shoulder | B14 | 900 | 200 | 0 | 58.47 | 49.11 | 8 | 0
2035 | RMPA_2_MAPP_US | RMPA | MAPP_US | External | Shoulder | B15 | 1203 | 200 | 0 | 54.5 | 46.5 | 8 | 0
2035 | RMPA_2_MAPP_US | RMPA | MAPP_US | External | Summer | B1 | 10 | 200 | 0 | 87.95 | 94.85 | 8 | 0
2035 | RMPA_2_MAPP_US | RMPA | MAPP_US | External | Summer | B2 | 25 | 200 | 0 | 87.95 | 83.53 | 8 | 0
2035 | RMPA_2_MAPP_US | RMPA | MAPP_US | External | Summer | B3 | 75 | 200 | 0 | 87.95 | 82.76 | 8 | 0
2035 | RMPA_2_MAPP_US | RMPA | MAPP_US | External | Summer | B4 | 100 | 200 | 0 | 81.06 | 82.06 | 8 | 0
2035 | RMPA_2_MAPP_US | RMPA | MAPP_US | External | Summer | B5 | 200 | 200 | 200 | 69.21 | 78.32 | 8 | 1.11
2035 | RMPA_2_MAPP_US | RMPA | MAPP_US | External | Summer | B6 | 300 | 200 | 0 | 58.46 | 62.78 | 8 | 0
2035 | RMPA_2_MAPP_US | RMPA | MAPP_US | External | Summer | B7 | 400 | 200 | 0 | 57.73 | 52.17 | 8 | 0
2035 | RMPA_2_MAPP_US | RMPA | MAPP_US | External | Summer | B8 | 500 | 200 | 0 | 57.73 | 45.57 | 8 | 0
2035 | RMPA_2_MAPP_US | RMPA | MAPP_US | External | Summer | B9 | 800 | 200 | 0 | 57.43 | 45.43 | 8 | 0
2035 | RMPA_2_MAPP_US | RMPA | MAPP_US | External | Summer | B10 | 1262 | 200 | 0 | 49.24 | 37.24 | 8 | 0
2035 | RMPA_2_MAPP_US | RMPA | MAPP_US | External | Winter | B16 | 25 | 200 | 0 | 78.79 | 70.79 | 8 | 0
2035 | RMPA_2_MAPP_US | RMPA | MAPP_US | External | Winter | B17 | 100 | 200 | 0 | 64.83 | 55.17 | 8 | 0
2035 | RMPA_2_MAPP_US | RMPA | MAPP_US | External | Winter | B18 | 400 | 200 | 0 | 64.83 | 53.43 | 8 | 0
2035 | RMPA_2_MAPP_US | RMPA | MAPP_US | External | Winter | B19 | 700 | 200 | 0 | 63.13 | 53.43 | 8 | 0
2035 | RMPA_2_MAPP_US | RMPA | MAPP_US | External | Winter | B20 | 935 | 200 | 0 | 47.58 | 41.93 | 8 | 0
2035 | RMPA_2_NE | RMPA | NE | External | Shoulder | B11 | 25 | 310 | 310 | 60.2 | 80.37 | 8 | 12.17
2035 | RMPA_2_NE | RMPA | NE | External | Shoulder | B12 | 200 | 310 | 0 | 60.2 | 63.24 | 8 | 0
2035 | RMPA_2_NE | RMPA | NE | External | Shoulder | B13 | 600 | 310 | 0 | 58.47 | 56.11 | 8 | 0
2035 | RMPA_2_NE | RMPA | NE | External | Shoulder | B14 | 900 | 310 | 0 | 58.47 | 53.47 | 8 | 0
2035 | RMPA_2_NE | RMPA | NE | External | Shoulder | B15 | 1203 | 310 | 0 | 54.5 | 49.5 | 8 | 0
2035 | RMPA_2_NE | RMPA | NE | External | Summer | B1 | 10 | 310 | 310 | 87.95 | 96.85 | 8 | 0.89
2035 | RMPA_2_NE | RMPA | NE | External | Summer | B2 | 25 | 310 | 0 | 87.95 | 90.53 | 8 | 0
2035 | RMPA_2_NE | RMPA | NE | External | Summer | B3 | 75 | 310 | 0 | 87.95 | 89.76 | 8 | 0
2035 | RMPA_2_NE | RMPA | NE | External | Summer | B4 | 100 | 310 | 304.12 | 81.06 | 89.06 | 8 | 0
2035 | RMPA_2_NE | RMPA | NE | External | Summer | B5 | 200 | 310 | 310 | 69.21 | 85.32 | 8 | 8.11
2035 | RMPA_2_NE | RMPA | NE | External | Summer | B6 | 300 | 310 | 310 | 58.46 | 69.78 | 8 | 3.32
2035 | RMPA_2_NE | RMPA | NE | External | Summer | B7 | 400 | 310 | 0 | 57.73 | 59.17 | 8 | 0
2035 | RMPA_2_NE | RMPA | NE | External | Summer | B8 | 500 | 310 | 0 | 57.73 | 52.57 | 8 | 0
2035 | RMPA_2_NE | RMPA | NE | External | Summer | B9 | 800 | 310 | 0 | 57.43 | 52.43 | 8 | 0
2035 | RMPA_2_NE | RMPA | NE | External | Summer | B10 | 1262 | 310 | 0 | 49.24 | 44.24 | 8 | 0
2035 | RMPA_2_NE | RMPA | NE | External | Winter | B16 | 25 | 310 | 0 | 78.79 | 77.79 | 8 | 0
2035 | RMPA_2_NE | RMPA | NE | External | Winter | B17 | 100 | 310 | 0 | 64.83 | 60.07 | 8 | 0
2035 | RMPA_2_NE | RMPA | NE | External | Winter | B18 | 400 | 310 | 0 | 64.83 | 59.87 | 8 | 0
2035 | RMPA_2_NE | RMPA | NE | External | Winter | B19 | 700 | 310 | 0 | 63.13 | 55.07 | 8 | 0
2035 | RMPA_2_NE | RMPA | NE | External | Winter | B20 | 935 | 310 | 0 | 47.58 | 47.74 | 8 | 0
2035 | RMPA_2_SPP_N | RMPA | SPP_N | External | Shoulder | B11 | 25 | 210 | 210 | 60.2 | 86.65 | 8 | 18.45
2035 | RMPA_2_SPP_N | RMPA | SPP_N | External | Shoulder | B12 | 200 | 210 | 0 | 60.2 | 63.25 | 8 | 0
2035 | RMPA_2_SPP_N | RMPA | SPP_N | External | Shoulder | B13 | 600 | 210 | 0 | 58.47 | 56.12 | 8 | 0
2035 | RMPA_2_SPP_N | RMPA | SPP_N | External | Shoulder | B14 | 900 | 210 | 0 | 58.47 | 53.47 | 8 | 0
2035 | RMPA_2_SPP_N | RMPA | SPP_N | External | Shoulder | B15 | 1203 | 210 | 0 | 54.5 | 49.51 | 8 | 0
2035 | RMPA_2_SPP_N | RMPA | SPP_N | External | Summer | B1 | 10 | 210 | 210 | 87.95 | 96.86 | 8 | 0.91
2035 | RMPA_2_SPP_N | RMPA | SPP_N | External | Summer | B2 | 25 | 210 | 0 | 87.95 | 93.4 | 8 | 0
2035 | RMPA_2_SPP_N | RMPA | SPP_N | External | Summer | B3 | 75 | 210 | 0 | 87.95 | 89.77 | 8 | 0
2035 | RMPA_2_SPP_N | RMPA | SPP_N | External | Summer | B4 | 100 | 210 | 210 | 81.06 | 89.77 | 8 | 0.71
2035 | RMPA_2_SPP_N | RMPA | SPP_N | External | Summer | B5 | 200 | 210 | 210 | 69.21 | 86.48 | 8 | 9.27
2035 | RMPA_2_SPP_N | RMPA | SPP_N | External | Summer | B6 | 300 | 210 | 210 | 58.46 | 69.8 | 8 | 3.33
2035 | RMPA_2_SPP_N | RMPA | SPP_N | External | Summer | B7 | 400 | 210 | 0 | 57.73 | 59.19 | 8 | 0
2035 | RMPA_2_SPP_N | RMPA | SPP_N | External | Summer | B8 | 500 | 210 | 0 | 57.73 | 52.58 | 8 | 0
2035 | RMPA_2_SPP_N | RMPA | SPP_N | External | Summer | B9 | 800 | 210 | 0 | 57.43 | 52.44 | 8 | 0
2035 | RMPA_2_SPP_N | RMPA | SPP_N | External | Summer | B10 | 1262 | 210 | 0 | 49.24 | 47.73 | 8 | 0
2035 | RMPA_2_SPP_N | RMPA | SPP_N | External | Winter | B16 | 25 | 210 | 0 | 78.79 | 82.12 | 8 | 0
2035 | RMPA_2_SPP_N | RMPA | SPP_N | External | Winter | B17 | 100 | 210 | 0 | 64.83 | 60.08 | 8 | 0
2035 | RMPA_2_SPP_N | RMPA | SPP_N | External | Winter | B18 | 400 | 210 | 0 | 64.83 | 59.88 | 8 | 0
2035 | RMPA_2_SPP_N | RMPA | SPP_N | External | Winter | B19 | 700 | 210 | 0 | 63.13 | 55.08 | 8 | 0
2035 | RMPA_2_SPP_N | RMPA | SPP_N | External | Winter | B20 | 935 | 210 | 0 | 47.58 | 47.75 | 8 | 0
2035 | SPP_N_2_RMPA | SPP_N | RMPA | External | Shoulder | B11 | 25 | 210 | 0 | 86.65 | 60.2 | 5 | 0
2035 | SPP_N_2_RMPA | SPP_N | RMPA | External | Shoulder | B12 | 200 | 210 | 0 | 63.25 | 60.2 | 5 | 0
2035 | SPP_N_2_RMPA | SPP_N | RMPA | External | Shoulder | B13 | 600 | 210 | 0 | 56.12 | 58.47 | 5 | 0
2035 | SPP_N_2_RMPA | SPP_N | RMPA | External | Shoulder | B14 | 900 | 210 | 47.63 | 53.47 | 58.47 | 5 | 0
2035 | SPP_N_2_RMPA | SPP_N | RMPA | External | Shoulder | B15 | 1203 | 210 | 0 | 49.51 | 54.5 | 5 | 0
2035 | SPP_N_2_RMPA | SPP_N | RMPA | External | Summer | B1 | 10 | 210 | 0 | 96.86 | 87.95 | 5 | 0
2035 | SPP_N_2_RMPA | SPP_N | RMPA | External | Summer | B2 | 25 | 210 | 0 | 93.4 | 87.95 | 5 | 0
2035 | SPP_N_2_RMPA | SPP_N | RMPA | External | Summer | B3 | 75 | 210 | 0 | 89.77 | 87.95 | 5 | 0
2035 | SPP_N_2_RMPA | SPP_N | RMPA | External | Summer | B4 | 100 | 210 | 0 | 89.77 | 81.06 | 5 | 0
2035 | SPP_N_2_RMPA | SPP_N | RMPA | External | Summer | B5 | 200 | 210 | 0 | 86.48 | 69.21 | 5 | 0
2035 | SPP_N_2_RMPA | SPP_N | RMPA | External | Summer | B6 | 300 | 210 | 0 | 69.8 | 58.46 | 5 | 0
2035 | SPP_N_2_RMPA | SPP_N | RMPA | External | Summer | B7 | 400 | 210 | 0 | 59.19 | 57.73 | 5 | 0
2035 | SPP_N_2_RMPA | SPP_N | RMPA | External | Summer | B8 | 500 | 210 | 210 | 52.58 | 57.73 | 5 | 0.15
2035 | SPP_N_2_RMPA | SPP_N | RMPA | External | Summer | B9 | 800 | 210 | 0 | 52.44 | 57.43 | 5 | 0
2035 | SPP_N_2_RMPA | SPP_N | RMPA | External | Summer | B10 | 1262 | 210 | 0 | 47.73 | 49.24 | 5 | 0
2035 | SPP_N_2_RMPA | SPP_N | RMPA | External | Winter | B16 | 25 | 210 | 0 | 82.12 | 78.79 | 5 | 0
2035 | SPP_N_2_RMPA | SPP_N | RMPA | External | Winter | B17 | 100 | 210 | 0 | 60.08 | 64.83 | 5 | 0
2035 | SPP_N_2_RMPA | SPP_N | RMPA | External | Winter | B18 | 400 | 210 | 0 | 59.88 | 64.83 | 5 | 0
2035 | SPP_N_2_RMPA | SPP_N | RMPA | External | Winter | B19 | 700 | 210 | 210 | 55.08 | 63.13 | 5 | 3.05
2035 | SPP_N_2_RMPA | SPP_N | RMPA | External | Winter | B20 | 935 | 210 | 0 | 47.75 | 47.58 | 5 | 0
2035 | SPP_S_2_ERCOT | SPP_S | ERCOT | External | Shoulder | B11 | 25 | 800 | 692.82 | 74.51 | 79.51 | 5 | 0
2035 | SPP_S_2_ERCOT | SPP_S | ERCOT | External | Shoulder | B12 | 200 | 800 | 0 | 54.3 | 59.17 | 5 | 0
2035 | SPP_S_2_ERCOT | SPP_S | ERCOT | External | Shoulder | B13 | 600 | 800 | 0 | 54.3 | 54.23 | 5 | 0
2035 | SPP_S_2_ERCOT | SPP_S | ERCOT | External | Shoulder | B14 | 900 | 800 | 0 | 51.38 | 54.23 | 5 | 0
2035 | SPP_S_2_ERCOT | SPP_S | ERCOT | External | Shoulder | B15 | 1203 | 800 | 0 | 49.5 | 54.23 | 5 | 0
2035 | SPP_S_2_ERCOT | SPP_S | ERCOT | External | Summer | B1 | 10 | 800 | 800 | 66.03 | 89.69 | 5 | 18.66
2035 | SPP_S_2_ERCOT | SPP_S | ERCOT | External | Summer | B2 | 25 | 800 | 800 | 75.98 | 89.69 | 5 | 8.71
2035 | SPP_S_2_ERCOT | SPP_S | ERCOT | External | Summer | B3 | 75 | 800 | 0 | 75.98 | 77.19 | 5 | 0
2035 | SPP_S_2_ERCOT | SPP_S | ERCOT | External | Summer | B4 | 100 | 800 | 0 | 75.98 | 77.19 | 5 | 0
2035 | SPP_S_2_ERCOT | SPP_S | ERCOT | External | Summer | B5 | 200 | 800 | 0 | 75.98 | 77.19 | 5 | 0
2035 | SPP_S_2_ERCOT | SPP_S | ERCOT | External | Summer | B6 | 300 | 800 | 800 | 66.03 | 77.19 | 5 | 6.16
2035 | SPP_S_2_ERCOT | SPP_S | ERCOT | External | Summer | B7 | 400 | 800 | 388.01 | 54.99 | 59.99 | 5 | 0
2035 | SPP_S_2_ERCOT | SPP_S | ERCOT | External | Summer | B8 | 500 | 800 | 0 | 52.57 | 52.67 | 5 | 0
2035 | SPP_S_2_ERCOT | SPP_S | ERCOT | External | Summer | B9 | 800 | 800 | 0 | 52.45 | 52.67 | 5 | 0
2035 | SPP_S_2_ERCOT | SPP_S | ERCOT | External | Summer | B10 | 1262 | 800 | 0 | 47.74 | 52.67 | 5 | 0
2035 | SPP_S_2_ERCOT | SPP_S | ERCOT | External | Winter | B16 | 25 | 800 | 785.13 | 58.2 | 63.2 | 5 | 0
2035 | SPP_S_2_ERCOT | SPP_S | ERCOT | External | Winter | B17 | 100 | 800 | 0 | 58.06 | 60.52 | 5 | 0
2035 | SPP_S_2_ERCOT | SPP_S | ERCOT | External | Winter | B18 | 400 | 800 | 0 | 55.84 | 57.5 | 5 | 0
2035 | SPP_S_2_ERCOT | SPP_S | ERCOT | External | Winter | B19 | 700 | 800 | 0 | 53.19 | 57.5 | 5 | 0
2035 | SPP_S_2_ERCOT | SPP_S | ERCOT | External | Winter | B20 | 935 | 800 | 800 | 47.74 | 57.5 | 5 | 4.76
2040 | AZ_NM_SNV_Coal_2_SPP_S | AZ_NM_SNV_Coal | SPP_S | External | Shoulder | B11 | 25 | 400 | 0 | 77.2 | 83.07 | 8.17 | 0
2040 | AZ_NM_SNV_Coal_2_SPP_S | AZ_NM_SNV_Coal | SPP_S | External | Shoulder | B12 | 200 | 400 | 0 | 69.06 | 60.19 | 8.17 | 0
2040 | AZ_NM_SNV_Coal_2_SPP_S | AZ_NM_SNV_Coal | SPP_S | External | Shoulder | B13 | 600 | 400 | 0 | 69.03 | 60.05 | 8.17 | 0
2040 | AZ_NM_SNV_Coal_2_SPP_S | AZ_NM_SNV_Coal | SPP_S | External | Shoulder | B14 | 900 | 400 | 0 | 69.03 | 55.67 | 8.17 | 0
2040 | AZ_NM_SNV_Coal_2_SPP_S | AZ_NM_SNV_Coal | SPP_S | External | Shoulder | B15 | 1203 | 400 | 0 | 61.99 | 48.87 | 8.17 | 0
2040 | AZ_NM_SNV_Coal_2_SPP_S | AZ_NM_SNV_Coal | SPP_S | External | Summer | B1 | 10 | 400 | 0 | 118.79 | 84.2 | 8.17 | 0
2040 | AZ_NM_SNV_Coal_2_SPP_S | AZ_NM_SNV_Coal | SPP_S | External | Summer | B2 | 25 | 400 | 0 | 118.79 | 84.2 | 8.17 | 0
2040 | AZ_NM_SNV_Coal_2_SPP_S | AZ_NM_SNV_Coal | SPP_S | External | Summer | B3 | 75 | 400 | 0 | 118.79 | 84.91 | 8.17 | 0
2040 | AZ_NM_SNV_Coal_2_SPP_S | AZ_NM_SNV_Coal | SPP_S | External | Summer | B4 | 100 | 400 | 0 | 98.84 | 84.2 | 8.17 | 0
2040 | AZ_NM_SNV_Coal_2_SPP_S | AZ_NM_SNV_Coal | SPP_S | External | Summer | B5 | 200 | 400 | 0 | 89.76 | 84.2 | 8.17 | 0
2040 | AZ_NM_SNV_Coal_2_SPP_S | AZ_NM_SNV_Coal | SPP_S | External | Summer | B6 | 300 | 400 | 0 | 84.68 | 75.66 | 8.17 | 0
2040 | AZ_NM_SNV_Coal_2_SPP_S | AZ_NM_SNV_Coal | SPP_S | External | Summer | B7 | 400 | 400 | 0 | 80.01 | 60.86 | 8.17 | 0
2040 | AZ_NM_SNV_Coal_2_SPP_S | AZ_NM_SNV_Coal | SPP_S | External | Summer | B8 | 500 | 400 | 0 | 80.01 | 58.17 | 8.17 | 0
2040 | AZ_NM_SNV_Coal_2_SPP_S | AZ_NM_SNV_Coal | SPP_S | External | Summer | B9 | 800 | 400 | 0 | 75.5 | 57.59 | 8.17 | 0
2040 | AZ_NM_SNV_Coal_2_SPP_S | AZ_NM_SNV_Coal | SPP_S | External | Summer | B10 | 1262 | 400 | 0 | 59.69 | 49.86 | 8.17 | 0
2040 | AZ_NM_SNV_Coal_2_SPP_S | AZ_NM_SNV_Coal | SPP_S | External | Winter | B16 | 25 | 400 | 0 | 74.4 | 64.4 | 8.17 | 0
2040 | AZ_NM_SNV_Coal_2_SPP_S | AZ_NM_SNV_Coal | SPP_S | External | Winter | B17 | 100 | 400 | 0 | 71.3 | 64.25 | 8.17 | 0
2040 | AZ_NM_SNV_Coal_2_SPP_S | AZ_NM_SNV_Coal | SPP_S | External | Winter | B18 | 400 | 400 | 0 | 66.94 | 61.65 | 8.17 | 0
2040 | AZ_NM_SNV_Coal_2_SPP_S | AZ_NM_SNV_Coal | SPP_S | External | Winter | B19 | 700 | 400 | 0 | 66.94 | 59.42 | 8.17 | 0
2040 | AZ_NM_SNV_Coal_2_SPP_S | AZ_NM_SNV_Coal | SPP_S | External | Winter | B20 | 935 | 400 | 0 | 66.21 | 46.03 | 8.17 | 0
2040 | ERCOT_2_SPP_S | ERCOT | SPP_S | External | Shoulder | B11 | 25 | 800 | 0 | 88.07 | 83.07 | 8 | 0
2040 | ERCOT_2_SPP_S | ERCOT | SPP_S | External | Shoulder | B12 | 200 | 800 | 0 | 65.48 | 60.19 | 8 | 0
2040 | ERCOT_2_SPP_S | ERCOT | SPP_S | External | Shoulder | B13 | 600 | 800 | 0 | 59.99 | 60.05 | 8 | 0
2040 | ERCOT_2_SPP_S | ERCOT | SPP_S | External | Shoulder | B14 | 900 | 800 | 0 | 59.99 | 55.67 | 8 | 0
2040 | ERCOT_2_SPP_S | ERCOT | SPP_S | External | Shoulder | B15 | 1203 | 800 | 0 | 54.91 | 48.87 | 8 | 0
2040 | ERCOT_2_SPP_S | ERCOT | SPP_S | External | Summer | B1 | 10 | 800 | 0 | 98.72 | 84.2 | 8 | 0
2040 | ERCOT_2_SPP_S | ERCOT | SPP_S | External | Summer | B2 | 25 | 800 | 0 | 98.72 | 84.2 | 8 | 0
2040 | ERCOT_2_SPP_S | ERCOT | SPP_S | External | Summer | B3 | 75 | 800 | 0 | 85.49 | 84.91 | 8 | 0
2040 | ERCOT_2_SPP_S | ERCOT | SPP_S | External | Summer | B4 | 100 | 800 | 0 | 85.49 | 84.2 | 8 | 0
2040 | ERCOT_2_SPP_S | ERCOT | SPP_S | External | Summer | B5 | 200 | 800 | 0 | 85.49 | 84.2 | 8 | 0
2040 | ERCOT_2_SPP_S | ERCOT | SPP_S | External | Summer | B6 | 300 | 800 | 0 | 85.49 | 75.66 | 8 | 0
2040 | ERCOT_2_SPP_S | ERCOT | SPP_S | External | Summer | B7 | 400 | 800 | 0 | 63.58 | 60.86 | 8 | 0
2040 | ERCOT_2_SPP_S | ERCOT | SPP_S | External | Summer | B8 | 500 | 800 | 0 | 58.25 | 58.17 | 8 | 0
2040 | ERCOT_2_SPP_S | ERCOT | SPP_S | External | Summer | B9 | 800 | 800 | 0 | 58.25 | 57.59 | 8 | 0
2040 | ERCOT_2_SPP_S | ERCOT | SPP_S | External | Summer | B10 | 1262 | 800 | 0 | 58.25 | 49.86 | 8 | 0
2040 | ERCOT_2_SPP_S | ERCOT | SPP_S | External | Winter | B16 | 25 | 800 | 0 | 82.3 | 64.4 | 8 | 0
2040 | ERCOT_2_SPP_S | ERCOT | SPP_S | External | Winter | B17 | 100 | 800 | 0 | 69.25 | 64.25 | 8 | 0
2040 | ERCOT_2_SPP_S | ERCOT | SPP_S | External | Winter | B18 | 400 | 800 | 0 | 63.59 | 61.65 | 8 | 0
2040 | ERCOT_2_SPP_S | ERCOT | SPP_S | External | Winter | B19 | 700 | 800 | 0 | 63.59 | 59.42 | 8 | 0
2040 | ERCOT_2_SPP_S | ERCOT | SPP_S | External | Winter | B20 | 935 | 800 | 0 | 58.13 | 46.03 | 8 | 0
2040 | MAPP_US_2_RMPA | MAPP_US | RMPA | External | Shoulder | B11 | 25 | 200 | 0 | 74.18 | 66.18 | 8 | 0
2040 | MAPP_US_2_RMPA | MAPP_US | RMPA | External | Shoulder | B12 | 200 | 200 | 0 | 54.96 | 60.89 | 8 | 0
2040 | MAPP_US_2_RMPA | MAPP_US | RMPA | External | Shoulder | B13 | 600 | 200 | 200 | 52.72 | 60.87 | 8 | 0.15
2040 | MAPP_US_2_RMPA | MAPP_US | RMPA | External | Shoulder | B14 | 900 | 200 | 200 | 51.98 | 60.87 | 8 | 0.89
2040 | MAPP_US_2_RMPA | MAPP_US | RMPA | External | Shoulder | B15 | 1203 | 200 | 117.81 | 43.44 | 51.44 | 8 | 0
2040 | MAPP_US_2_RMPA | MAPP_US | RMPA | External | Summer | B1 | 10 | 200 | 0 | 100.98 | 96.16 | 8 | 0
2040 | MAPP_US_2_RMPA | MAPP_US | RMPA | External | Summer | B2 | 25 | 200 | 0 | 91.53 | 96.16 | 8 | 0
2040 | MAPP_US_2_RMPA | MAPP_US | RMPA | External | Summer | B3 | 75 | 200 | 0 | 91.53 | 96.16 | 8 | 0
2040 | MAPP_US_2_RMPA | MAPP_US | RMPA | External | Summer | B4 | 100 | 200 | 0 | 86.1 | 85.1 | 8 | 0
2040 | MAPP_US_2_RMPA | MAPP_US | RMPA | External | Summer | B5 | 200 | 200 | 0 | 83.8 | 72.24 | 8 | 0
2040 | MAPP_US_2_RMPA | MAPP_US | RMPA | External | Summer | B6 | 300 | 200 | 0 | 63.14 | 63.44 | 8 | 0
2040 | MAPP_US_2_RMPA | MAPP_US | RMPA | External | Summer | B7 | 400 | 200 | 200 | 53.86 | 63.44 | 8 | 1.58
2040 | MAPP_US_2_RMPA | MAPP_US | RMPA | External | Summer | B8 | 500 | 200 | 200 | 47.74 | 63.44 | 8 | 7.7
2040 | MAPP_US_2_RMPA | MAPP_US | RMPA | External | Summer | B9 | 800 | 200 | 200 | 43.57 | 55.57 | 8 | 4
2040 | MAPP_US_2_RMPA | MAPP_US | RMPA | External | Summer | B10 | 1262 | 200 | 36.29 | 35.84 | 43.84 | 8 | 0
2040 | MAPP_US_2_RMPA | MAPP_US | RMPA | External | Winter | B16 | 25 | 200 | 0 | 68.99 | 71.37 | 8 | 0
2040 | MAPP_US_2_RMPA | MAPP_US | RMPA | External | Winter | B17 | 100 | 200 | 200 | 58.75 | 71.37 | 8 | 4.62
2040 | MAPP_US_2_RMPA | MAPP_US | RMPA | External | Winter | B18 | 400 | 200 | 200 | 55.05 | 64.42 | 8 | 1.36
2040 | MAPP_US_2_RMPA | MAPP_US | RMPA | External | Winter | B19 | 700 | 200 | 200 | 55.05 | 64.42 | 8 | 1.36
2040 | MAPP_US_2_RMPA | MAPP_US | RMPA | External | Winter | B20 | 935 | 200 | 0 | 41.5 | 46.45 | 8 | 0
2040 | NE_2_RMPA | NE | RMPA | External | Shoulder | B11 | 25 | 310 | 0 | 81.18 | 66.18 | 5 | 0
2040 | NE_2_RMPA | NE | RMPA | External | Shoulder | B12 | 200 | 310 | 0 | 61.96 | 60.89 | 5 | 0
2040 | NE_2_RMPA | NE | RMPA | External | Shoulder | B13 | 600 | 310 | 0 | 59.72 | 60.87 | 5 | 0
2040 | NE_2_RMPA | NE | RMPA | External | Shoulder | B14 | 900 | 310 | 310 | 55.86 | 60.87 | 5 | 0.01
2040 | NE_2_RMPA | NE | RMPA | External | Shoulder | B15 | 1203 | 310 | 57.31 | 46.44 | 51.44 | 5 | 0
2040 | NE_2_RMPA | NE | RMPA | External | Summer | B1 | 10 | 310 | 0 | 102.98 | 96.16 | 5 | 0
2040 | NE_2_RMPA | NE | RMPA | External | Summer | B2 | 25 | 310 | 0 | 98.53 | 96.16 | 5 | 0
2040 | NE_2_RMPA | NE | RMPA | External | Summer | B3 | 75 | 310 | 0 | 98.53 | 96.16 | 5 | 0
2040 | NE_2_RMPA | NE | RMPA | External | Summer | B4 | 100 | 310 | 0 | 93.1 | 85.1 | 5 | 0
2040 | NE_2_RMPA | NE | RMPA | External | Summer | B5 | 200 | 310 | 0 | 90.8 | 72.24 | 5 | 0
2040 | NE_2_RMPA | NE | RMPA | External | Summer | B6 | 300 | 310 | 0 | 70.14 | 63.44 | 5 | 0
2040 | NE_2_RMPA | NE | RMPA | External | Summer | B7 | 400 | 310 | 0 | 60.86 | 63.44 | 5 | 0
2040 | NE_2_RMPA | NE | RMPA | External | Summer | B8 | 500 | 310 | 310 | 54.74 | 63.44 | 5 | 3.7
2040 | NE_2_RMPA | NE | RMPA | External | Summer | B9 | 800 | 310 | 70.28 | 50.57 | 55.57 | 5 | 0
2040 | NE_2_RMPA | NE | RMPA | External | Summer | B10 | 1262 | 310 | 310 | 37.84 | 43.84 | 5 | 1
2040 | NE_2_RMPA | NE | RMPA | External | Winter | B16 | 25 | 310 | 0 | 75.99 | 71.37 | 5 | 0
2040 | NE_2_RMPA | NE | RMPA | External | Winter | B17 | 100 | 310 | 310 | 65.43 | 71.37 | 5 | 0.94
2040 | NE_2_RMPA | NE | RMPA | External | Winter | B18 | 400 | 310 | 0 | 61.64 | 64.42 | 5 | 0
2040 | NE_2_RMPA | NE | RMPA | External | Winter | B19 | 700 | 310 | 220.15 | 59.42 | 64.42 | 5 | 0
2040 | NE_2_RMPA | NE | RMPA | External | Winter | B20 | 935 | 310 | 0 | 43.5 | 46.45 | 5 | 0
2040 | NWPP_Coal_2_MAPP_US | NWPP_Coal | MAPP_US | External | Shoulder | B11 | 25 | 150 | 0 | 69.03 | 74.18 | 8 | 0
2040 | NWPP_Coal_2_MAPP_US | NWPP_Coal | MAPP_US | External | Shoulder | B12 | 200 | 150 | 0 | 69.03 | 54.96 | 8 | 0
2040 | NWPP_Coal_2_MAPP_US | NWPP_Coal | MAPP_US | External | Shoulder | B13 | 600 | 150 | 0 | 69.03 | 52.72 | 8 | 0
2040 | NWPP_Coal_2_MAPP_US | NWPP_Coal | MAPP_US | External | Shoulder | B14 | 900 | 150 | 0 | 69.03 | 51.98 | 8 | 0
2040 | NWPP_Coal_2_MAPP_US | NWPP_Coal | MAPP_US | External | Shoulder | B15 | 1203 | 150 | 0 | 69.03 | 43.44 | 8 | 0
2040 | NWPP_Coal_2_MAPP_US | NWPP_Coal | MAPP_US | External | Summer | B1 | 10 | 150 | 150 | 75.48 | 100.98 | 8 | 17.5
2040 | NWPP_Coal_2_MAPP_US | NWPP_Coal | MAPP_US | External | Summer | B2 | 25 | 150 | 150 | 75.48 | 91.53 | 8 | 8.05
2040 | NWPP_Coal_2_MAPP_US | NWPP_Coal | MAPP_US | External | Summer | B3 | 75 | 150 | 150 | 75.48 | 91.53 | 8 | 8.05
2040 | NWPP_Coal_2_MAPP_US | NWPP_Coal | MAPP_US | External | Summer | B4 | 100 | 150 | 150 | 75.48 | 86.1 | 8 | 2.62
2040 | NWPP_Coal_2_MAPP_US | NWPP_Coal | MAPP_US | External | Summer | B5 | 200 | 150 | 150 | 75.48 | 83.8 | 8 | 0.31
2040 | NWPP_Coal_2_MAPP_US | NWPP_Coal | MAPP_US | External | Summer | B6 | 300 | 150 | 0 | 75.48 | 63.14 | 8 | 0
2040 | NWPP_Coal_2_MAPP_US | NWPP_Coal | MAPP_US | External | Summer | B7 | 400 | 150 | 0 | 75.48 | 53.86 | 8 | 0
2040 | NWPP_Coal_2_MAPP_US | NWPP_Coal | MAPP_US | External | Summer | B8 | 500 | 150 | 0 | 75.48 | 47.74 | 8 | 0
2040 | NWPP_Coal_2_MAPP_US | NWPP_Coal | MAPP_US | External | Summer | B9 | 800 | 150 | 0 | 75.48 | 43.57 | 8 | 0
2040 | NWPP_Coal_2_MAPP_US | NWPP_Coal | MAPP_US | External | Summer | B10 | 1262 | 150 | 0 | 75.48 | 35.84 | 8 | 0
2040 | NWPP_Coal_2_MAPP_US | NWPP_Coal | MAPP_US | External | Winter | B16 | 25 | 150 | 0 | 74.37 | 68.99 | 8 | 0
2040 | NWPP_Coal_2_MAPP_US | NWPP_Coal | MAPP_US | External | Winter | B17 | 100 | 150 | 0 | 74.37 | 58.75 | 8 | 0
2040 | NWPP_Coal_2_MAPP_US | NWPP_Coal | MAPP_US | External | Winter | B18 | 400 | 150 | 0 | 74.37 | 55.05 | 8 | 0
2040 | NWPP_Coal_2_MAPP_US | NWPP_Coal | MAPP_US | External | Winter | B19 | 700 | 150 | 0 | 74.37 | 55.05 | 8 | 0
2040 | NWPP_Coal_2_MAPP_US | NWPP_Coal | MAPP_US | External | Winter | B20 | 935 | 150 | 0 | 74.37 | 41.5 | 8 | 0
2040 | RMPA_2_MAPP_US | RMPA | MAPP_US | External | Shoulder | B11 | 25 | 200 | 100.19 | 66.18 | 74.18 | 8 | 0
2040 | RMPA_2_MAPP_US | RMPA | MAPP_US | External | Shoulder | B12 | 200 | 200 | 0 | 60.89 | 54.96 | 8 | 0
2040 | RMPA_2_MAPP_US | RMPA | MAPP_US | External | Shoulder | B13 | 600 | 200 | 0 | 60.87 | 52.72 | 8 | 0
2040 | RMPA_2_MAPP_US | RMPA | MAPP_US | External | Shoulder | B14 | 900 | 200 | 0 | 60.87 | 51.98 | 8 | 0
2040 | RMPA_2_MAPP_US | RMPA | MAPP_US | External | Shoulder | B15 | 1203 | 200 | 0 | 51.44 | 43.44 | 8 | 0
2040 | RMPA_2_MAPP_US | RMPA | MAPP_US | External | Summer | B1 | 10 | 200 | 0 | 96.16 | 100.98 | 8 | 0
2040 | RMPA_2_MAPP_US | RMPA | MAPP_US | External | Summer | B2 | 25 | 200 | 0 | 96.16 | 91.53 | 8 | 0
2040 | RMPA_2_MAPP_US | RMPA | MAPP_US | External | Summer | B3 | 75 | 200 | 0 | 96.16 | 91.53 | 8 | 0
2040 | RMPA_2_MAPP_US | RMPA | MAPP_US | External | Summer | B4 | 100 | 200 | 0 | 85.1 | 86.1 | 8 | 0
2040 | RMPA_2_MAPP_US | RMPA | MAPP_US | External | Summer | B5 | 200 | 200 | 200 | 72.24 | 83.8 | 8 | 3.56
2040 | RMPA_2_MAPP_US | RMPA | MAPP_US | External | Summer | B6 | 300 | 200 | 0 | 63.44 | 63.14 | 8 | 0
2040 | RMPA_2_MAPP_US | RMPA | MAPP_US | External | Summer | B7 | 400 | 200 | 0 | 63.44 | 53.86 | 8 | 0
2040 | RMPA_2_MAPP_US | RMPA | MAPP_US | External | Summer | B8 | 500 | 200 | 0 | 63.44 | 47.74 | 8 | 0
2040 | RMPA_2_MAPP_US | RMPA | MAPP_US | External | Summer | B9 | 800 | 200 | 0 | 55.57 | 43.57 | 8 | 0
2040 | RMPA_2_MAPP_US | RMPA | MAPP_US | External | Summer | B10 | 1262 | 200 | 0 | 43.84 | 35.84 | 8 | 0
2040 | RMPA_2_MAPP_US | RMPA | MAPP_US | External | Winter | B16 | 25 | 200 | 0 | 71.37 | 68.99 | 8 | 0
2040 | RMPA_2_MAPP_US | RMPA | MAPP_US | External | Winter | B17 | 100 | 200 | 0 | 71.37 | 58.75 | 8 | 0
2040 | RMPA_2_MAPP_US | RMPA | MAPP_US | External | Winter | B18 | 400 | 200 | 0 | 64.42 | 55.05 | 8 | 0
2040 | RMPA_2_MAPP_US | RMPA | MAPP_US | External | Winter | B19 | 700 | 200 | 0 | 64.42 | 55.05 | 8 | 0
2040 | RMPA_2_MAPP_US | RMPA | MAPP_US | External | Winter | B20 | 935 | 200 | 0 | 46.45 | 41.5 | 8 | 0
2040 | RMPA_2_NE | RMPA | NE | External | Shoulder | B11 | 25 | 310 | 310 | 66.18 | 81.18 | 8 | 7
2040 | RMPA_2_NE | RMPA | NE | External | Shoulder | B12 | 200 | 310 | 0 | 60.89 | 61.96 | 8 | 0
2040 | RMPA_2_NE | RMPA | NE | External | Shoulder | B13 | 600 | 310 | 0 | 60.87 | 59.72 | 8 | 0
2040 | RMPA_2_NE | RMPA | NE | External | Shoulder | B14 | 900 | 310 | 0 | 60.87 | 55.86 | 8 | 0
2040 | RMPA_2_NE | RMPA | NE | External | Shoulder | B15 | 1203 | 310 | 0 | 51.44 | 46.44 | 8 | 0
2040 | RMPA_2_NE | RMPA | NE | External | Summer | B1 | 10 | 310 | 0 | 96.16 | 102.98 | 8 | 0
2040 | RMPA_2_NE | RMPA | NE | External | Summer | B2 | 25 | 310 | 0 | 96.16 | 98.53 | 8 | 0
2040 | RMPA_2_NE | RMPA | NE | External | Summer | B3 | 75 | 310 | 0 | 96.16 | 98.53 | 8 | 0
2040 | RMPA_2_NE | RMPA | NE | External | Summer | B4 | 100 | 310 | 254.97 | 85.1 | 93.1 | 8 | 0
2040 | RMPA_2_NE | RMPA | NE | External | Summer | B5 | 200 | 310 | 310 | 72.24 | 90.8 | 8 | 10.56
2040 | RMPA_2_NE | RMPA | NE | External | Summer | B6 | 300 | 310 | 0 | 63.44 | 70.14 | 8 | 0
2040 | RMPA_2_NE | RMPA | NE | External | Summer | B7 | 400 | 310 | 0 | 63.44 | 60.86 | 8 | 0
2040 | RMPA_2_NE | RMPA | NE | External | Summer | B8 | 500 | 310 | 0 | 63.44 | 54.74 | 8 | 0
2040 | RMPA_2_NE | RMPA | NE | External | Summer | B9 | 800 | 310 | 0 | 55.57 | 50.57 | 8 | 0
2040 | RMPA_2_NE | RMPA | NE | External | Summer | B10 | 1262 | 310 | 0 | 43.84 | 37.84 | 8 | 0
2040 | RMPA_2_NE | RMPA | NE | External | Winter | B16 | 25 | 310 | 0 | 71.37 | 75.99 | 8 | 0
2040 | RMPA_2_NE | RMPA | NE | External | Winter | B17 | 100 | 310 | 0 | 71.37 | 65.43 | 8 | 0
2040 | RMPA_2_NE | RMPA | NE | External | Winter | B18 | 400 | 310 | 0 | 64.42 | 61.64 | 8 | 0
2040 | RMPA_2_NE | RMPA | NE | External | Winter | B19 | 700 | 310 | 0 | 64.42 | 59.42 | 8 | 0
2040 | RMPA_2_NE | RMPA | NE | External | Winter | B20 | 935 | 310 | 0 | 46.45 | 43.5 | 8 | 0
2040 | RMPA_2_SPP_N | RMPA | SPP_N | External | Shoulder | B11 | 25 | 210 | 210 | 66.18 | 88.18 | 8 | 14
2040 | RMPA_2_SPP_N | RMPA | SPP_N | External | Shoulder | B12 | 200 | 210 | 0 | 60.89 | 61.98 | 8 | 0
2040 | RMPA_2_SPP_N | RMPA | SPP_N | External | Shoulder | B13 | 600 | 210 | 0 | 60.87 | 60.04 | 8 | 0
2040 | RMPA_2_SPP_N | RMPA | SPP_N | External | Shoulder | B14 | 900 | 210 | 0 | 60.87 | 55.87 | 8 | 0
2040 | RMPA_2_SPP_N | RMPA | SPP_N | External | Shoulder | B15 | 1203 | 210 | 0 | 51.44 | 48.86 | 8 | 0
2040 | RMPA_2_SPP_N | RMPA | SPP_N | External | Summer | B1 | 10 | 210 | 0 | 96.16 | 102.99 | 8 | 0
2040 | RMPA_2_SPP_N | RMPA | SPP_N | External | Summer | B2 | 25 | 210 | 0 | 96.16 | 98.95 | 8 | 0
2040 | RMPA_2_SPP_N | RMPA | SPP_N | External | Summer | B3 | 75 | 210 | 0 | 96.16 | 98.95 | 8 | 0
2040 | RMPA_2_SPP_N | RMPA | SPP_N | External | Summer | B4 | 100 | 210 | 210 | 85.1 | 98.95 | 8 | 5.85
2040 | RMPA_2_SPP_N | RMPA | SPP_N | External | Summer | B5 | 200 | 210 | 210 | 72.24 | 97.2 | 8 | 16.96
2040 | RMPA_2_SPP_N | RMPA | SPP_N | External | Summer | B6 | 300 | 210 | 210 | 63.44 | 75.65 | 8 | 4.21
2040 | RMPA_2_SPP_N | RMPA | SPP_N | External | Summer | B7 | 400 | 210 | 0 | 63.44 | 60.87 | 8 | 0
2040 | RMPA_2_SPP_N | RMPA | SPP_N | External | Summer | B8 | 500 | 210 | 0 | 63.44 | 58.16 | 8 | 0
2040 | RMPA_2_SPP_N | RMPA | SPP_N | External | Summer | B9 | 800 | 210 | 0 | 55.57 | 57.57 | 8 | 0
2040 | RMPA_2_SPP_N | RMPA | SPP_N | External | Summer | B10 | 1262 | 210 | 0 | 43.84 | 49.84 | 8 | 0
2040 | RMPA_2_SPP_N | RMPA | SPP_N | External | Winter | B16 | 25 | 210 | 0 | 71.37 | 78.7 | 8 | 0
2040 | RMPA_2_SPP_N | RMPA | SPP_N | External | Winter | B17 | 100 | 210 | 0 | 71.37 | 65.45 | 8 | 0
2040 | RMPA_2_SPP_N | RMPA | SPP_N | External | Winter | B18 | 400 | 210 | 0 | 64.42 | 61.65 | 8 | 0
2040 | RMPA_2_SPP_N | RMPA | SPP_N | External | Winter | B19 | 700 | 210 | 0 | 64.42 | 59.43 | 8 | 0
2040 | RMPA_2_SPP_N | RMPA | SPP_N | External | Winter | B20 | 935 | 210 | 0 | 46.45 | 46.02 | 8 | 0
2040 | SPP_N_2_RMPA | SPP_N | RMPA | External | Shoulder | B11 | 25 | 210 | 0 | 88.18 | 66.18 | 5 | 0
2040 | SPP_N_2_RMPA | SPP_N | RMPA | External | Shoulder | B12 | 200 | 210 | 0 | 61.98 | 60.89 | 5 | 0
2040 | SPP_N_2_RMPA | SPP_N | RMPA | External | Shoulder | B13 | 600 | 210 | 0 | 60.04 | 60.87 | 5 | 0
2040 | SPP_N_2_RMPA | SPP_N | RMPA | External | Shoulder | B14 | 900 | 210 | 191.68 | 55.87 | 60.87 | 5 | 0
2040 | SPP_N_2_RMPA | SPP_N | RMPA | External | Shoulder | B15 | 1203 | 210 | 0 | 48.86 | 51.44 | 5 | 0
2040 | SPP_N_2_RMPA | SPP_N | RMPA | External | Summer | B1 | 10 | 210 | 0 | 102.99 | 96.16 | 5 | 0
2040 | SPP_N_2_RMPA | SPP_N | RMPA | External | Summer | B2 | 25 | 210 | 0 | 98.95 | 96.16 | 5 | 0
2040 | SPP_N_2_RMPA | SPP_N | RMPA | External | Summer | B3 | 75 | 210 | 0 | 98.95 | 96.16 | 5 | 0
2040 | SPP_N_2_RMPA | SPP_N | RMPA | External | Summer | B4 | 100 | 210 | 0 | 98.95 | 85.1 | 5 | 0
2040 | SPP_N_2_RMPA | SPP_N | RMPA | External | Summer | B5 | 200 | 210 | 0 | 97.2 | 72.24 | 5 | 0
2040 | SPP_N_2_RMPA | SPP_N | RMPA | External | Summer | B6 | 300 | 210 | 0 | 75.65 | 63.44 | 5 | 0
2040 | SPP_N_2_RMPA | SPP_N | RMPA | External | Summer | B7 | 400 | 210 | 0 | 60.87 | 63.44 | 5 | 0
2040 | SPP_N_2_RMPA | SPP_N | RMPA | External | Summer | B8 | 500 | 210 | 210 | 58.16 | 63.44 | 5 | 0.28
2040 | SPP_N_2_RMPA | SPP_N | RMPA | External | Summer | B9 | 800 | 210 | 0 | 57.57 | 55.57 | 5 | 0
2040 | SPP_N_2_RMPA | SPP_N | RMPA | External | Summer | B10 | 1262 | 210 | 0 | 49.84 | 43.84 | 5 | 0
2040 | SPP_N_2_RMPA | SPP_N | RMPA | External | Winter | B16 | 25 | 210 | 0 | 78.7 | 71.37 | 5 | 0
2040 | SPP_N_2_RMPA | SPP_N | RMPA | External | Winter | B17 | 100 | 210 | 210 | 65.45 | 71.37 | 5 | 0.93
2040 | SPP_N_2_RMPA | SPP_N | RMPA | External | Winter | B18 | 400 | 210 | 0 | 61.65 | 64.42 | 5 | 0
2040 | SPP_N_2_RMPA | SPP_N | RMPA | External | Winter | B19 | 700 | 210 | 0 | 59.43 | 64.42 | 5 | 0
2040 | SPP_N_2_RMPA | SPP_N | RMPA | External | Winter | B20 | 935 | 210 | 0 | 46.02 | 46.45 | 5 | 0
2040 | SPP_S_2_ERCOT | SPP_S | ERCOT | External | Shoulder | B11 | 25 | 800 | 375.65 | 83.07 | 88.07 | 5 | 0
2040 | SPP_S_2_ERCOT | SPP_S | ERCOT | External | Shoulder | B12 | 200 | 800 | 800 | 60.19 | 65.48 | 5 | 0.29
2040 | SPP_S_2_ERCOT | SPP_S | ERCOT | External | Shoulder | B13 | 600 | 800 | 0 | 60.05 | 59.99 | 5 | 0
2040 | SPP_S_2_ERCOT | SPP_S | ERCOT | External | Shoulder | B14 | 900 | 800 | 0 | 55.67 | 59.99 | 5 | 0
2040 | SPP_S_2_ERCOT | SPP_S | ERCOT | External | Shoulder | B15 | 1203 | 800 | 800 | 48.87 | 54.91 | 5 | 1.04
2040 | SPP_S_2_ERCOT | SPP_S | ERCOT | External | Summer | B1 | 10 | 800 | 800 | 84.2 | 98.72 | 5 | 9.53
2040 | SPP_S_2_ERCOT | SPP_S | ERCOT | External | Summer | B2 | 25 | 800 | 800 | 84.2 | 98.72 | 5 | 9.53
2040 | SPP_S_2_ERCOT | SPP_S | ERCOT | External | Summer | B3 | 75 | 800 | 0 | 84.91 | 85.49 | 5 | 0
2040 | SPP_S_2_ERCOT | SPP_S | ERCOT | External | Summer | B4 | 100 | 800 | 0 | 84.2 | 85.49 | 5 | 0
2040 | SPP_S_2_ERCOT | SPP_S | ERCOT | External | Summer | B5 | 200 | 800 | 0 | 84.2 | 85.49 | 5 | 0
2040 | SPP_S_2_ERCOT | SPP_S | ERCOT | External | Summer | B6 | 300 | 800 | 800 | 75.66 | 85.49 | 5 | 4.83
2040 | SPP_S_2_ERCOT | SPP_S | ERCOT | External | Summer | B7 | 400 | 800 | 0 | 60.86 | 63.58 | 5 | 0
2040 | SPP_S_2_ERCOT | SPP_S | ERCOT | External | Summer | B8 | 500 | 800 | 0 | 58.17 | 58.25 | 5 | 0
2040 | SPP_S_2_ERCOT | SPP_S | ERCOT | External | Summer | B9 | 800 | 800 | 0 | 57.59 | 58.25 | 5 | 0
2040 | SPP_S_2_ERCOT | SPP_S | ERCOT | External | Summer | B10 | 1262 | 800 | 800 | 49.86 | 58.25 | 5 | 3.39
2040 | SPP_S_2_ERCOT | SPP_S | ERCOT | External | Winter | B16 | 25 | 800 | 800 | 64.4 | 82.3 | 5 | 12.9
2040 | SPP_S_2_ERCOT | SPP_S | ERCOT | External | Winter | B17 | 100 | 800 | 279.82 | 64.25 | 69.25 | 5 | 0
2040 | SPP_S_2_ERCOT | SPP_S | ERCOT | External | Winter | B18 | 400 | 800 | 0 | 61.65 | 63.59 | 5 | 0
2040 | SPP_S_2_ERCOT | SPP_S | ERCOT | External | Winter | B19 | 700 | 800 | 0 | 59.42 | 63.59 | 5 | 0
2040 | SPP_S_2_ERCOT | SPP_S | ERCOT | External | Winter | B20 | 935 | 800 | 800 | 46.03 | 58.13 | 5 | 7.11

## MRN
U.S. Real Gross Domestic Product | [9 empty] | F7B MRN Report
(Billions 2010 dollars)
|  |  | 2015 | 2020 | 2025 | 2030 | 2035 | 2040 | 2045 | 2050
|  | US | 17849.9211 | 20294.6826 | 23143.0183 | 26263.4851 | 29837.2818 | 34559.9665 | 39073.7462 | 44102.4432
Wellhead and HenryHub natural gas prices
($2010 dollars per MMBtu)
|  |  | 2015 | 2020 | 2025 | 2030 | 2035 | 2040 | 2045 | 2050
|  | wellhead | 4.2755 | 4.5214 | 5.2158 | 5.6591 | 6.2426 | 6.9193 | 7.5569 | 8.2128
|  | HenryHub | 4.8188 | 5.101 | 5.8836 | 6.3997 | 7.0503 | 7.8088 | 8.5272 | 9.2786
U.S. Non-Electric Carbon Dioxide Emissions by Sector
(million metric tons of carbon dioxide equivalent)
| Source | Sector
|  |  | 2015 | 2020 | 2025 | 2030 | 2035 | 2040 | 2045 | 2050
| COL | OIL | 9.7509 | 9.9653 | 10.5852 | 11.9163 | 13.7297 | 15.4399 | 17.7285 | 20.3393
| COL | SRV | 5.3972 | 5.4081 | 5.3964 | 5.4192 | 5.4412 | 5.4133 | 5.4528 | 5.4912
| COL | MAN | 3.6031 | 3.6745 | 3.9411 | 4.4481 | 5.1824 | 5.8731 | 6.7558 | 7.7493
| COL | EIS | 120.8964 | 123.7723 | 132.2795 | 150.2603 | 173.8304 | 197.7408 | 227.129 | 260.9353
| COL | AGR | 14.9991 | 15.3433 | 16.4036 | 18.6234 | 21.5345 | 24.4902 | 28.0897 | 32.2155
| COL | M_V | 0.34753 | 0.35581 | 0.38111 | 0.43309 | 0.50109 | 0.56977 | 0.65395 | 0.75096
| COL | C | 0.53717 | 0.52385 | 0.49883 | 0.47676 | 0.45314 | 0.42653 | 0.40534 | 0.38486
| COL | G | 1.1485 | 1.1751 | 1.1835 | 1.1987 | 1.2086 | 1.2034 | 1.2059 | 1.2072
| GAS | OIL | 44.5731 | 45.3343 | 44.514 | 44.3706 | 44.3314 | 43.8871 | 44.18 | 44.5476
| GAS | SRV | 181.854 | 188.8421 | 193.2151 | 199.8581 | 207.5039 | 214.6465 | 222.7624 | 231.6165
| GAS | MAN | 49.645 | 50.5925 | 50.0704 | 50.2265 | 50.4394 | 50.4401 | 50.7351 | 51.1299
| GAS | EIS | 308.509 | 314.7793 | 310.3729 | 312.174 | 312.5672 | 313.0509 | 314.6828 | 317.3535
| GAS | AGR | 39.5687 | 40.3156 | 39.834 | 39.979 | 40.0304 | 40.0714 | 40.251 | 40.5333
| GAS | TRN | 36.6702 | 38.0608 | 39.453 | 41.8486 | 44.3834 | 46.9936 | 49.9793 | 53.2468
| GAS | M_V | 9.8427 | 10.0423 | 9.9436 | 9.9933 | 10.0156 | 10.0249 | 10.0793 | 10.1653
| GAS | C | 260.1637 | 262.5061 | 262.4976 | 262.4454 | 260.0627 | 258.3786 | 256.8079 | 255.6904
| GAS | G | 32.4408 | 33.6334 | 34.3087 | 35.442 | 36.6874 | 37.7853 | 38.8574 | 40.0428
| OIL | OIL | 74.1907 | 73.0484 | 71.8469 | 71.0984 | 72.1759 | 72.3845 | 73.1027 | 73.7006
| OIL | SRV | 38.7291 | 37.7983 | 37.427 | 37.2909 | 37.3218 | 37.2507 | 37.1847 | 37.1238
| OIL | MAN | 101.1233 | 99.4545 | 98.9036 | 98.8113 | 100.7468 | 101.5146 | 102.4278 | 103.3259
| OIL | EIS | 161.6941 | 159.3084 | 158.1317 | 158.3623 | 161.2095 | 162.6981 | 164.0901 | 165.6495
| OIL | AGR | 56.2101 | 55.2956 | 55.0282 | 54.9544 | 55.9464 | 56.4368 | 56.8993 | 57.3549
| OIL | TRN | 803.0342 | 838.782 | 884.1664 | 928.5791 | 968.3351 | 1001.7444 | 1036.3195 | 1072.3674
| OIL | M_V | 4.6204 | 4.5486 | 4.5269 | 4.5243 | 4.6071 | 4.6451 | 4.6834 | 4.7258
| OIL | C | 1155.7243 | 1115.1665 | 1067.1952 | 1059.8981 | 1097.3178 | 1104.0319 | 1128.2894 | 1153.1622
| OIL | G | 8.1511 | 7.9542 | 7.8787 | 7.8443 | 7.8488 | 7.8346 | 7.8202 | 7.8062
| TOTAL | OIL | 128.5147 | 128.348 | 126.9461 | 127.3854 | 130.2369 | 131.7114 | 135.0112 | 138.5876
| TOTAL | SRV | 225.9803 | 232.0484 | 236.0385 | 242.5683 | 250.2668 | 257.3105 | 265.3998 | 274.2314
| TOTAL | MAN | 154.3714 | 153.7216 | 152.9151 | 153.486 | 156.3686 | 157.8278 | 159.9187 | 162.205
| TOTAL | EIS | 591.0996 | 597.86 | 600.784 | 620.7967 | 647.6072 | 673.4897 | 705.9019 | 743.9383
| TOTAL | AGR | 110.7778 | 110.9546 | 111.2658 | 113.5568 | 117.5113 | 120.9984 | 125.24 | 130.1037
| TOTAL | TRN | 839.7045 | 876.8427 | 923.6194 | 970.4276 | 1012.7185 | 1048.738 | 1086.2988 | 1125.6142
| TOTAL | M_V | 14.8107 | 14.9467 | 14.8516 | 14.9507 | 15.1238 | 15.2398 | 15.4167 | 15.642
| TOTAL | C | 1416.4252 | 1378.1965 | 1330.1916 | 1322.8203 | 1357.8337 | 1362.837 | 1385.5027 | 1409.2375
| TOTAL | G | 41.7403 | 42.7627 | 43.3709 | 44.485 | 45.7448 | 46.8233 | 47.8835 | 49.0562
| TOTAL | TOTAL | 3523.4245 | 3535.6813 | 3539.983 | 3610.4766 | 3733.4115 | 3814.976 | 3926.5732 | 4048.6159
U.S. Carbon Dioxide Emissions by NonElectric and Electric Sector
(million metric tons of carbon dioxide equivalent)
| Source | Sector
|  |  | 2015 | 2020 | 2025 | 2030 | 2035 | 2040 | 2045 | 2050
| TOTAL | ELE | 2068.7 | 2021.06 | 2105.36 | 2183.22 | 2362.83 | 2557.71 | 2723.124 | 2893.113
| TOTAL | nonele | 3523.4245 | 3535.6813 | 3539.983 | 3610.4766 | 3733.4115 | 3814.976 | 3926.5732 | 4048.6159
| TOTAL | NonEle+Ele | 5567.6533 | 5506.8439 | 5614.2054 | 5767.5789 | 6063.3368 | 6335.717 | 6596.5401 | 6950.7497

## Uprate Costs
Nuclear Uprates Costs
Capacity Description | Gen Type | NEEM Region | Summer Capacity MW | Nuclear Uprate MW | Cost of Uprate (million$)
ENT Aggregated NU | NU | ENT | 5252 | 456.924 | 1188.0024
FRCC Aggregated NU | NU | FRCC | 3901.999 | 339.4739 | 882.6322
IESO Aggregated NU | NU | IESO | 13018 | 1132.566 | 2944.6716
MISO_MI Aggregated NU | NU | MISO_MI | 1889 | 164.343 | 427.2918
MISO_MO-IL Aggregated NU | NU | MISO_MO-IL | 2233 | 194.271 | 505.1046
MISO_W Aggregated NU | NU | MISO_W | 2266.9 | 197.2203 | 512.7728
MISO_WUMS Aggregated NU | NU | MISO_WUMS | 1582 | 137.634 | 357.8484
NE Aggregated NU | NU | NE | 1251.8 | 108.9066 | 283.1572
NEISO Aggregated NU | NU | NEISO | 4644.529 | 404.074 | 1050.5925
NYISO_A-F Aggregated NU | NU | NYISO_A-F | 3196.6 | 278.1042 | 723.0709
NYISO_G-I Aggregated NU | NU | NYISO_G-I | 2044.6 | 177.8802 | 462.4885
PJM_E Aggregated NU | NU | PJM_E | 8471.5 | 737.0205 | 1916.2533
PJM_ROM Aggregated NU | NU | PJM_ROM | 5035.5 | 438.0885 | 1139.0301
PJM_ROR Aggregated NU | NU | PJM_ROR | 20000.32 | 1740.0278 | 4524.0724
SOCO Aggregated NU | NU | SOCO | 5771.05 | 502.0813 | 1305.4115
SPP_N Aggregated NU | NU | SPP_N | 1160 | 100.92 | 262.392
TVA Aggregated NU | NU | TVA | 6697 | 582.639 | 1514.8614
VACAR Aggregated NU | NU | VACAR | 11430 | 994.41 | 2585.466